## Title
Future 3 Sensitivity 12: Federal Carbon at State/Regional Implementation, Hardened Limits
"The results presented herein use modeling assumptions developed by EIPC, EIPC stakeholders and CRA for purposes of EIPC capacity expansion modeling. As such, these results do not necessarily reflect the opinions or views of CRA or any individual EIPC stakeholder."

## Build Summary
EI New Build Summary
EI New Builds by Type
|  | Additions |  |  | Retirements
| 2010 | 2015 | 2020 | 2030 | 2015 | 2020 | 2030 | Total
Coal | 271.9155 | 8.4766 | 0 | 0 | 149.1161 | 69.7437 | 22.5993 | 38.933
Nuclear | 99.849 | 2.7406 | 4.53 | 28.6892 | 0 | 0.6145 | 1.4882 | 133.7061
CC | 132.682 | 88.7973 | 54.4809 | 0 | 7.1009 | 3.0269 | 13.9106 | 251.9217
CT | 120.329 | 4.6917 | 0.3 | 0.15496 | 3.8512 | 0 | 16.9121 | 104.7124
Steam Oil/Gas | 74.547 | 0 | 0 | 0 | 46.4058 | 0 | 9.8791 | 18.2621
Hydro | 44.6048 | 0 | 1.199 | 5.7845 | 0 | 0 | 0 | 51.5883
On-Shore Wind | 18.707 | 22.1949 | 57.1499 | 99.3678 | 0 | 0 | 0 | 197.4196
Off-Shore Wind | 0 | 0.469 | 0 | 1.1 | 0 | 0 | 0 | 1.569
Other Renewable | 3.613 | 2.3484 | 3.2576 | 3.7905 | 0 | 0 | 0 | 13.0095
New HQ/Maritimes | 0 | 0 | 0 | 4.5644 | 0 | 0 | 0 | 4.5644
Other | 17.054 | 0 | 0 | 0 | 0 | 0 | 0 | 17.054
Total w/o DR | 783.3012 | 129.7184 | 120.9174 | 143.4513 | 206.4741 | 73.3851 | 64.7893 | 832.7399
DR | 33.1 | -1.344 | 16.8375 | 22.1146 | 0 | 0 | 0 | 70.7081
Total w/DR | 816.4012 | 128.3744 | 137.7549 | 165.566 | 206.4741 | 73.3851 | 64.7893 | 903.448
EI New Builds by Region
| EI Cumulative New Builds |  |  |  | EI Cumulative New CCs |  |  |  | EI Cumulative New On-Shore Wind |  |  |  | EI Cumulative Coal Retirements
| 2015 | 2020 | 2030 |  |  | 2015 | 2020 | 2030 |  | 2015 | 2020 | 2030 |  | 2015 | 2020 | 2030
ENT | 4286.19 | 8900.84 | 9037.63 |  | ENT | 3395.9 | 7949.02 | 7949.02 | ENT | 0 | 0 | 0 | ENT | 1443.87 | 8308.9 | 8308.9
FRCC | 14994.12 | 14994.14 | 29177.09 |  | FRCC | 12284.79 | 12284.81 | 12284.81 | FRCC | 0 | 0 | 0 | FRCC | 6661.4 | 7765.4 | 7765.4
IESO | 5144.99 | 5144.99 | 5149.99 |  | IESO | 1263 | 1263 | 1263 | IESO | 2105.9 | 2105.9 | 2105.9 | IESO | 6416 | 6416 | 6416
MAPP_CA | 584.16 | 1279.16 | 5234.16 |  | MAPP_CA | 281.76 | 281.76 | 281.76 | MAPP_CA | 302.4 | 302.4 | 302.4 | MAPP_CA | 1076.84 | 1637.17 | 1745.9
MAPP_US | 729.6 | 8541.32 | 12271.6 |  | MAPP_US | 0 | 0 | 0 | MAPP_US | 421.3 | 8233.02 | 11736.67 | MAPP_US | 1891.09 | 2795.29 | 3546.5
MISO_IN | 3913.98 | 21802.62 | 21882.74 |  | MISO_IN | 3295.98 | 20958.79 | 20958.79 | MISO_IN | 0 | 0 | 0 | MISO_IN | 6932.7 | 9985.7 | 9985.7
MISO_MI | 3441.11 | 3704.22 | 4535.85 |  | MISO_MI | 1441.11 | 1441.11 | 1441.11 | MISO_MI | 2000 | 2263.11 | 2263.11 | MISO_MI | 6340 | 10792 | 10792
MISO_MO-IL | 2090 | 3831.51 | 9934.84 |  | MISO_MO-IL | 0 | 1741.51 | 1741.51 | MISO_MO-IL | 300 | 300 | 5900 | MISO_MO-IL | 4854.56 | 12967.7 | 12967.7
MISO_W | 2894.83 | 2894.83 | 40141.8 |  | MISO_W | 0 | 0 | 0 | MISO_W | 2800.5 | 2800.5 | 39975.8 | MISO_W | 4076.19 | 9369.59 | 10835.19
MISO_WUMS | 7302.7 | 9772.24 | 10411 |  | MISO_WUMS | 5483.8 | 7952.34 | 7952.34 | MISO_WUMS | 968.9 | 968.9 | 968.9 | MISO_WUMS | 4191.1 | 6393.2 | 6393.2
NE | 666.74 | 2602.83 | 2674.5 |  | NE | 232.64 | 2168.73 | 2168.73 | NE | 202 | 202 | 202 | NE | 0 | 3195.8 | 3195.8
NEISO | 3384.16 | 6229.33 | 8798.2 |  | NEISO | 2049.5 | 2049.5 | 2049.5 | NEISO | 231.2 | 2783.87 | 5280 | NEISO | 2250.13 | 2570.13 | 2570.13
NonRTO_Midwest | 3030.65 | 5656.35 | 6562.6 |  | NonRTO_Midwest | 3030.65 | 5656.35 | 5656.35 | NonRTO_Midwest | 0 | 0 | 0 | NonRTO_Midwest | 4347.3 | 7082.71 | 8431.3
NYISO_A-F | 3289.7 | 3999.5 | 9241.46 |  | NYISO_A-F | 639 | 639 | 639 | NYISO_A-F | 2476.3 | 3186.1 | 8360.13 | NYISO_A-F | 2251.9 | 2251.9 | 2251.9
NYISO_G-I | 0 | 60 | 434.33 |  | NYISO_G-I | 0 | 0 | 0 | NYISO_G-I | 0 | 60 | 360 | NYISO_G-I | 368.2 | 368.2 | 368.2
NYISO_J-K | 1207.4 | 1207.4 | 1317.83 |  | NYISO_J-K | 1175.4 | 1175.4 | 1175.4 | NYISO_J-K | 0 | 0 | 36.1 | NYISO_J-K | 0 | 0 | 0
PJM_E | 5940.05 | 6072.95 | 7172.95 |  | PJM_E | 4634.3 | 4634.3 | 4634.3 | PJM_E | 1150 | 1150 | 1150 | PJM_E | 2804 | 3372 | 3372
PJM_ROM | 2243.7 | 4614.2 | 6220.77 |  | PJM_ROM | 1678.5 | 1678.5 | 1678.5 | PJM_ROM | 479.8 | 1230 | 1230 | PJM_ROM | 14216.62 | 15450.62 | 15971.62
PJM_ROR | 29664.55 | 36873.06 | 82174.39 |  | PJM_ROR | 18665.45 | 24665.55 | 24665.55 | PJM_ROR | 8325.7 | 8517.4 | 53600 | PJM_ROR | 34889.37 | 45957.27 | 51350.2
SOCO | 7327.31 | 14476.47 | 23116.46 |  | SOCO | 7202.31 | 12151.47 | 12151.47 | SOCO | 0 | 0 | 0 | SOCO | 17250.74 | 21380.72 | 23409.44
SPP_N | 1859.17 | 17186.43 | 17281.43 |  | SPP_N | 1394.13 | 4193.32 | 4193.32 | SPP_N | 0 | 12528.07 | 12528.07 | SPP_N | 621 | 2870.38 | 5097.73
SPP_S | 1830.99 | 35833.7 | 37494.48 |  | SPP_S | 0 | 4919.22 | 4919.22 | SPP_S | 430 | 29213.49 | 29213.49 | SPP_S | 2944.38 | 10693.93 | 12969.31
TVA | 6334.54 | 11159.98 | 11294.38 |  | TVA | 4636.65 | 9462.09 | 9462.09 | TVA | 0 | 0 | 0 | TVA | 10428.13 | 12532.13 | 15159
VACAR | 17557.79 | 23797.77 | 27962.28 |  | VACAR | 16012.43 | 16012.43 | 16012.43 | VACAR | 0.9 | 3500 | 3500 | VACAR | 12860.62 | 14703.11 | 18556
| 129718.43 | 250635.84 | 389522.76 |  |  | 88797.3 | 143278.2 | 143278.2 |  | 22194.9 | 79344.76 | 178712.57 |  | 149116.14 | 218859.85 | 241459.12

## Generation
#1 | Total Generation (GWh)
Total Generation by Reporting Type: Entergy
ReportingType | 2015 | 2020 | 2025 | 2030 | 2035 | 2040
BM | 0 | 0 | 0 | 0 | 22800.21 | 75221.06
CC | 75146.28 | 108213.1 | 107280.69 | 92711.77 | 44493.73 | 13088.76
CSP | 0 | 0 | 0 | 0 | 0 | 0
CT | 0 | 0 | 0 | 0 | 0 | 0
Coal | 57027.48 | 5536.46 | 591.23 | 6.46 | 0 | 0
Geo | 0 | 0 | 0 | 0 | 0 | 0
H | 153 | 153 | 153 | 153 | 3824.34 | 3824.34
LFG | 63.07 | 63.07 | 909.81 | 909.81 | 909.81 | 909.81
Nuc | 42234.08 | 42234.08 | 42234.08 | 42234.08 | 63362.54 | 55596.52
PS | 24.19 | 24.19 | 24.19 | 24.19 | 12.39 | 150.45
PV | 0.57 | 119.14 | 175.77 | 175.77 | 175.77 | 178.45
PeakG | 0 | 0 | 4.37 | 0 | 0 | 0
PeakO | 0 | 0 | 0 | 0 | 0 | 0
ST | 0 | 0 | 0 | 0 | 0 | 0
STOG | 370.29 | 566.11 | 0 | 0 | 0 | 0
STWD | 34.19 | 76.01 | 131.63 | 887.43 | 1443.65 | 1125.38
WT | 315.27 | 315.27 | 315.27 | 315.27 | 315.27 | 315.27
IGCC | 0 | 0 | 0 | 0 | 0 | 0
DemandResponse | 0 | 0 | 0 | 0 | 0 | 0
IGCC-CCS | 0 | 0 | 0 | 0 | 0 | 0
WT_off | 0 | 0 | 0 | 0 | 0 | 0
PseudoUnit | 0 | 0 | 0 | 0 | 0 | 0
FixedInterchange | 0 | 0 | 0 | 0 | 0 | 0
Total Generation by Reporting Type: FRCC
ReportingType | 2015 | 2020 | 2025 | 2030 | 2035 | 2040
BM | 0 | 0 | 0 | 0 | 0 | 10828.04
CC | 194186.25 | 201597.81 | 195485.6 | 113087.37 | 47380.59 | 30184.76
CSP | 0 | 0 | 0 | 0 | 0 | 0
CT | 486.48 | 841.96 | 949.79 | 354.92 | 0 | 0
Coal | 17868.81 | 6602.89 | 1192.33 | 1305.73 | 3843.89 | 4683.14
Geo | 0 | 0 | 0 | 0 | 0 | 0
H | 27.85 | 27.85 | 27.85 | 27.85 | 27.85 | 27.85
LFG | 3831.62 | 3831.62 | 5392.66 | 5392.66 | 5392.66 | 5392.66
Nuc | 32180.57 | 32180.57 | 56339.76 | 141114.81 | 195933.28 | 211084.4
PS | 0 | 0 | 0 | 0 | 0 | 0
PV | 134.03 | 134.03 | 134.03 | 134.03 | 134.03 | 134.03
PeakG | 387.84 | 615.68 | 565.63 | 69.04 | 95.2 | 74.33
PeakO | 0 | 0 | 0 | 0 | 0 | 0
ST | 0 | 0 | 0 | 0 | 0 | 0
STOG | 0 | 0 | 0 | 0 | 0 | 0
STWD | 131.4 | 289.87 | 1366.56 | 1366.56 | 1366.56 | 843.8
WT | 0 | 0 | 0 | 0 | 0 | 0
IGCC | 0 | 0 | 0 | 0 | 0 | 0
DemandResponse | 0 | 0 | 0 | 0 | 0 | 0
IGCC-CCS | 0 | 0 | 0 | 0 | 0 | 0
WT_off | 0 | 0 | 0 | 0 | 0 | 0
PseudoUnit | 0 | 0 | 0 | 0 | 0 | 0
FixedInterchange | 0 | 0 | 0 | 0 | 0 | 0
Total Generation by Reporting Type: MAPP_US
ReportingType | 2015 | 2020 | 2025 | 2030 | 2035 | 2040
BM | 0 | 0 | 0 | 0 | 261.07 | 379.1
CC | 946.51 | 199.29 | 305.21 | 190.7 | 190.7 | 109.29
CSP | 0 | 0 | 0 | 0 | 0 | 0
CT | 0 | 0 | 0 | 0 | 4.33 | 6.62
Coal | 11300.62 | 4230.42 | 0 | 0 | 0 | 0
Geo | 354.6 | 354.6 | 354.6 | 354.6 | 354.6 | 354.6
H | 10150.02 | 10150.02 | 10150.02 | 10150.02 | 10150.02 | 10150.02
LFG | 15.77 | 15.77 | 15.77 | 580.79 | 580.79 | 580.79
Nuc | 0.01 | 0.04 | 0.04 | 0.07 | 0.78 | 0.48
PS | 0 | 0 | 0 | 0 | 0 | 0
PV | 0 | 0 | 0 | 0 | 0 | 0
PeakG | 68.21 | 136.37 | 68.21 | 171.4 | 102.4 | 67.68
PeakO | 0 | 0 | 0 | 0 | 0 | 0
ST | 0 | 0 | 0 | 0 | 0 | 0
STOG | 0 | 0 | 0 | 0 | 0 | 0
STWD | 0 | 0 | 0 | 0 | 0 | 0
WT | 5908.78 | 33232.38 | 45487.35 | 45487.35 | 44511.91 | 45487.35
IGCC | 0 | 0 | 0 | 0 | 0 | 0
DemandResponse | 0 | 0 | 0 | 0 | 0 | 0
IGCC-CCS | 0 | 0 | 0 | 0 | 0 | 0
WT_off | 0 | 0 | 0 | 0 | 0 | 0
PseudoUnit | 0 | 0 | 0 | 0 | 0 | 0
FixedInterchange | 0 | 0 | 0 | 0 | 0 | 0
Total Generation by Reporting Type: MISO_IN
ReportingType | 2015 | 2020 | 2025 | 2030 | 2035 | 2040
BM | 0 | 0 | 0 | 0 | 0 | 45875.85
CC | 29178.92 | 163671.1 | 165751.5 | 151741.43 | 128478.08 | 25582.97
CSP | 0 | 0 | 0 | 0 | 0 | 0
CT | 0 | 0 | 0 | 0 | 0 | 0
Coal | 51696.7 | 21003.37 | 3123 | 5481.98 | 16820.08 | 17375.06
Geo | 0 | 0 | 0 | 0 | 0 | 0
H | 417.2 | 417.2 | 417.2 | 417.2 | 417.2 | 417.2
LFG | 291.71 | 291.71 | 923.41 | 923.41 | 923.41 | 923.41
Nuc | 0.02 | 0.02 | 0.04 | 0.07 | 0.78 | 2927.07
PS | 0 | 0 | 0 | 0 | 0 | 0
PV | 0 | 375.88 | 375.88 | 375.88 | 375.88 | 375.88
PeakG | 0 | 0 | 0 | 0 | 0 | 0
PeakO | 0 | 0 | 0 | 0 | 0 | 0
ST | 0 | 0 | 0 | 0 | 0 | 0
STOG | 28.64 | 28.64 | 28.64 | 28.64 | 2.6 | 0
STWD | 0 | 0 | 0 | 0 | 0 | 0
WT | 1553.06 | 1553.06 | 1553.06 | 1553.06 | 1553.06 | 1553.06
IGCC | 4427.31 | 4427.31 | 919.49 | 5.56 | 0 | 0
DemandResponse | 0 | 0 | 0 | 0 | 0 | 0
IGCC-CCS | 0 | 0 | 0 | 0 | 0 | 0
WT_off | 0 | 0 | 0 | 0 | 0 | 0
PseudoUnit | 0 | 0 | 0 | 0 | 0 | 0
FixedInterchange | 0 | 0 | 0 | 0 | 0 | 0
Total Generation by Reporting Type: MISO_MI
ReportingType | 2015 | 2020 | 2025 | 2030 | 2035 | 2040
BM | 0 | 0 | 0 | 0 | 0 | 20584.61
CC | 21803.09 | 19575.04 | 21014.08 | 13532.52 | 10064.69 | 296.96
CSP | 0 | 0 | 0 | 0 | 0 | 0
CT | 0 | 0 | 0 | 0 | 0 | 0
Coal | 24636.16 | 0 | 0 | 0 | 0 | 0
Geo | 0 | 0 | 0 | 0 | 0 | 0
H | 410 | 410 | 410 | 410 | 410 | 410
LFG | 1285.09 | 1285.09 | 2548.5 | 2548.5 | 2548.5 | 2548.5
Nuc | 14714.16 | 14714.16 | 14714.16 | 19943.8 | 25403.2 | 50252.08
PS | 827.93 | 396.39 | 1329.12 | 785.7 | 718.79 | 4773.6
PV | 0 | 0 | 0 | 0 | 0 | 0
PeakG | 14.69 | 6.33 | 19.55 | 0 | 0 | 0
PeakO | 0 | 0 | 0 | 0 | 0 | 0
ST | 0 | 0 | 0 | 0 | 0 | 0
STOG | 283.11 | 90.08 | 90.08 | 106.58 | 17.1 | 0
STWD | 1142.3 | 1142.3 | 469.2 | 702.19 | 1142.3 | 1142.3
WT | 5161.16 | 5868.18 | 5868.18 | 5868.18 | 5868.18 | 6773.47
IGCC | 0 | 0 | 0 | 0 | 0 | 0
DemandResponse | 0 | 0 | 0 | 0 | 0 | 0
IGCC-CCS | 0 | 0 | 0 | 0 | 0 | 0
WT_off | 0 | 0 | 0 | 0 | 0 | 0
PseudoUnit | 0 | 0 | 0 | 0 | 0 | 0
FixedInterchange | 0 | 0 | 0 | 0 | 0 | 0
Total Generation by Reporting Type: MISO_MO-IL
ReportingType | 2015 | 2020 | 2025 | 2030 | 2035 | 2040
BM | 0 | 0 | 0 | 0 | 0 | 15186.47
CC | 2769.34 | 17000.69 | 16498.94 | 9500.84 | 5027.6 | 2120.79
CSP | 0 | 0 | 0 | 0 | 0 | 0
CT | 0 | 0 | 0 | 0 | 0 | 0
Coal | 74409.12 | 16793.4 | 3692.33 | 1093.41 | 3266.28 | 3266.28
Geo | 0 | 0 | 0 | 0 | 0 | 0
H | 1317.1 | 1317.1 | 2690.42 | 2690.42 | 2690.42 | 2690.42
LFG | 141.91 | 141.91 | 1442.41 | 1902.67 | 1902.67 | 1902.67
Nuc | 17393.71 | 17393.71 | 17393.71 | 17393.71 | 17393.71 | 17393.71
PS | 202.4 | 182.32 | 312.4 | 312.4 | 180.4 | 1122
PV | 0 | 0 | 0 | 0 | 0 | 0
PeakG | 216.37 | 574.93 | 121.49 | 783.32 | 441.61 | 238.15
PeakO | 0 | 0 | 0 | 0 | 0 | 0
ST | 0 | 0 | 0 | 0 | 0 | 0
STOG | 5.26 | 18.42 | 5.26 | 0 | 0 | 0
STWD | 0 | 0 | 0 | 0 | 0 | 0
WT | 2075.16 | 2075.16 | 19215.14 | 19215.14 | 19215.14 | 19215.14
IGCC | 0 | 0 | 0 | 0 | 0 | 0
DemandResponse | 0 | 0 | 0 | 0 | 0 | 0
IGCC-CCS | 0 | 0 | 0 | 0 | 0 | 0
WT_off | 0 | 0 | 0 | 0 | 0 | 0
PseudoUnit | 0 | 0 | 0 | 0 | 0 | 0
FixedInterchange | 0 | 0 | 0 | 0 | 0 | 0
Total Generation by Reporting Type: MISO_W
ReportingType | 2015 | 2020 | 2025 | 2030 | 2035 | 2040
BM | 0 | 0 | 0 | 0 | 0 | 0
CC | 8815.18 | 11136.21 | 3179.67 | 3147.01 | 2101.69 | 1662.65
CSP | 0 | 0 | 0 | 0 | 0 | 0
CT | 0 | 0 | 0 | 0 | 0 | 0
Coal | 71830.13 | 29969.6 | 4088.41 | 3001.3 | 3001.3 | 3001.3
Geo | 0 | 0 | 0 | 0 | 0 | 0
H | 1643.73 | 1643.73 | 1643.73 | 1643.73 | 1643.73 | 1643.73
LFG | 1616.22 | 1616.22 | 1616.22 | 2181.24 | 2181.24 | 2181.24
Nuc | 18393.35 | 18393.35 | 18393.35 | 18393.35 | 0.78 | 0.78
PS | 0 | 0 | 0 | 0 | 0 | 0
PV | 0 | 0 | 0 | 0 | 0 | 0
PeakG | 254.36 | 434.67 | 36.85 | 176.44 | 254.36 | 8.41
PeakO | 0 | 0 | 0 | 0 | 0 | 0
ST | 0 | 0 | 0 | 0 | 0 | 0
STOG | 0.18 | 0.18 | 0 | 0 | 0 | 0
STWD | 71.52 | 211.75 | 319.73 | 1097.01 | 2193.5 | 1967.27
WT | 27590.66 | 27590.66 | 150302.99 | 150302.99 | 150302.99 | 155780.45
IGCC | 0 | 0 | 0 | 0 | 0 | 0
DemandResponse | 0 | 0 | 0 | 0 | 0 | 0
IGCC-CCS | 0 | 0 | 0 | 0 | 0 | 0
WT_off | 0 | 0 | 0 | 0 | 0 | 0
PseudoUnit | 0 | 0 | 0 | 0 | 0 | 0
FixedInterchange | 0 | 0 | 0 | 0 | 0 | 0
Total Generation by Reporting Type: MISO_WUMS
ReportingType | 2015 | 2020 | 2025 | 2030 | 2035 | 2040
BM | 0 | 0 | 0 | 0 | 0 | 23897.6
CC | 53716.01 | 70886.54 | 64444.24 | 54172.66 | 52109.06 | 5706.44
CSP | 0 | 0 | 0 | 0 | 0 | 0
CT | 0 | 0 | 0 | 0 | 0 | 0
Coal | 11689.19 | 1481.6 | 1018.52 | 1043.55 | 2450.01 | 3679.78
Geo | 0 | 0 | 0 | 0 | 0 | 0
H | 1018.41 | 1023.31 | 1023.31 | 1023.31 | 1023.31 | 1023.31
LFG | 559.76 | 559.76 | 559.76 | 2320.52 | 2320.52 | 2320.52
Nuc | 14153.33 | 14153.33 | 14153.33 | 17389.24 | 13232.54 | 26898.91
PS | 0 | 0 | 0 | 0 | 0 | 0
PV | 0 | 0 | 0 | 0 | 0 | 0
PeakG | 0 | 0 | 0 | 0 | 0 | 0
PeakO | 0 | 0 | 0 | 0 | 0 | 0
ST | 0 | 0 | 0 | 0 | 0 | 0
STOG | 0 | 0 | 0 | 0 | 0 | 0
STWD | 22.21 | 23.78 | 38.74 | 222.23 | 735.84 | 573.61
WT | 4109.61 | 4109.61 | 4109.61 | 4109.61 | 4109.61 | 4197.83
IGCC | 0 | 0 | 0 | 0 | 0 | 0
DemandResponse | 0 | 0 | 0 | 0 | 0 | 0
IGCC-CCS | 0 | 0 | 0 | 0 | 0 | 0
WT_off | 0 | 0 | 0 | 0 | 0 | 0
PseudoUnit | 0 | 0 | 0 | 0 | 0 | 0
FixedInterchange | 0 | 0 | 0 | 0 | 0 | 0
Total Generation by Reporting Type: Nebraska
ReportingType | 2015 | 2020 | 2025 | 2030 | 2035 | 2040
BM | 0 | 0 | 0 | 0 | 1216.62 | 8991.79
CC | 2266.37 | 16907.19 | 16820.55 | 13466.21 | 7628 | 3579.21
CSP | 0 | 0 | 0 | 0 | 0 | 0
CT | 0 | 0 | 0 | 0 | 0 | 0
Coal | 30719.51 | 4390.24 | 2913.05 | 2706 | 2659 | 2659
Geo | 0 | 0 | 0 | 0 | 0 | 0
H | 591 | 591 | 591 | 591 | 591 | 591
LFG | 47.3 | 47.3 | 516.82 | 612.32 | 612.32 | 612.32
Nuc | 9752.32 | 9752.32 | 9752.32 | 9752.32 | 1.56 | 1.56
PS | 0 | 0 | 0 | 0 | 0 | 0
PV | 0 | 0 | 0 | 0 | 0 | 0
PeakG | 44.29 | 1.71 | 0 | 41.92 | 1.92 | 0
PeakO | 0 | 0 | 0 | 0 | 0 | 0
ST | 0 | 0 | 0 | 0 | 0 | 0
STOG | 0 | 0 | 0 | 0 | 0 | 0
STWD | 0 | 0 | 0 | 0 | 0 | 0
WT | 1220.72 | 1220.72 | 1220.72 | 1220.72 | 1220.72 | 1220.72
IGCC | 0 | 0 | 0 | 0 | 0 | 0
DemandResponse | 0 | 0 | 0 | 0 | 0 | 0
IGCC-CCS | 0 | 0 | 0 | 0 | 0 | 0
WT_off | 0 | 0 | 0 | 0 | 0 | 0
PseudoUnit | 0 | 0 | 0 | 0 | 0 | 0
FixedInterchange | 0 | 0 | 0 | 0 | 0 | 0
Total Generation by Reporting Type: NEISO
ReportingType | 2015 | 2020 | 2025 | 2030 | 2035 | 2040
BM | 1882.96 | 1077.86 | 77.91 | 1357.47 | 853.94 | 1358.77
CC | 43316.2 | 29478.37 | 24880.35 | 12838.73 | 6712.85 | 3977.67
CSP | 0 | 0 | 0 | 0 | 0 | 0
CT | 0.62 | 5.6 | 10.92 | 0 | 0 | 0
Coal | 32.27 | 0 | 0 | 0 | 0 | 0
Geo | 0 | 0 | 0 | 0 | 0 | 0
H | 12289.94 | 12289.94 | 12289.94 | 12303.66 | 12303.66 | 12303.66
LFG | 4582.65 | 4582.65 | 4582.65 | 5132.48 | 5132.48 | 5132.48
Nuc | 36181.73 | 36181.73 | 36181.73 | 36181.73 | 26141.23 | 19310.53
PS | 100.77 | 184.14 | 184.14 | 70.8 | 55.86 | 46.71
PV | 5.26 | 517.71 | 517.71 | 517.71 | 517.71 | 517.71
PeakG | 8.52 | 32.3 | 38.51 | 0 | 3.12 | 3.01
PeakO | 0 | 0 | 0 | 0 | 0 | 0
ST | 0 | 0 | 0 | 0 | 0 | 0
STOG | 0 | 0 | 0 | 0 | 0 | 0
STWD | 4274.88 | 1224.49 | 111.55 | 911.22 | 2015.93 | 2112.21
WT | 1283.3 | 8827.83 | 13655.35 | 16205.23 | 38476.77 | 43627.39
IGCC | 0 | 0 | 0 | 0 | 0 | 0
DemandResponse | 0 | 0 | 0 | 0 | 0 | 0
IGCC-CCS | 0 | 0 | 0 | 0 | 0 | 0
WT_off | 1870.13 | 1870.13 | 1870.13 | 1870.13 | 1870.13 | 1870.13
PseudoUnit | 0 | 0 | 0 | 0 | 0 | 0
FixedInterchange | 0 | 0 | 0 | 0 | 0 | 0
Total Generation by Reporting Type: NonRTO_Midwest
ReportingType | 2015 | 2020 | 2025 | 2030 | 2035 | 2040
BM | 0 | 0 | 0 | 0 | 7733.24 | 45875.85
CC | 23129.08 | 43167.66 | 43167.66 | 42995.62 | 36284.52 | 1784.39
CSP | 0 | 0 | 0 | 0 | 0 | 0
CT | 0 | 0 | 0 | 0 | 0 | 0
Coal | 37101.49 | 17688.1 | 4258.37 | 6111.78 | 7372.45 | 7372.45
Geo | 0 | 0 | 0 | 0 | 0 | 0
H | 457.8 | 457.8 | 3593.25 | 3593.25 | 3593.25 | 3593.25
LFG | 110.38 | 110.38 | 1373.79 | 1373.79 | 1373.79 | 1373.79
Nuc | 0.04 | 0.04 | 0.07 | 0.48 | 4692.66 | 4692.66
PS | 0 | 0 | 0 | 0 | 0 | 0
PV | 0 | 0 | 0 | 0 | 0 | 0
PeakG | 143.73 | 58.84 | 187.1 | 232.38 | 44.37 | 0
PeakO | 0 | 0 | 0 | 0 | 0 | 0
ST | 0 | 0 | 0 | 0 | 0 | 0
STOG | 0 | 0 | 0 | 0 | 0 | 0
STWD | 0 | 0 | 0 | 0 | 0 | 0
WT | 151.43 | 151.43 | 151.43 | 151.43 | 151.43 | 151.43
IGCC | 0 | 0 | 0 | 0 | 0 | 0
DemandResponse | 0 | 0 | 0 | 0 | 0 | 0
IGCC-CCS | 0 | 0 | 0 | 0 | 0 | 0
WT_off | 0 | 0 | 0 | 0 | 0 | 0
PseudoUnit | 0 | 0 | 0 | 0 | 0 | 0
FixedInterchange | 0 | 0 | 0 | 0 | 0 | 0
Total Generation by Reporting Type: NYISO_A-F
ReportingType | 2015 | 2020 | 2025 | 2030 | 2035 | 2040
BM | 0 | 0 | 0 | 0 | 0 | 0
CC | 8337.08 | 10260.65 | 6351.35 | 4795.58 | 878.42 | 571.68
CSP | 0 | 0 | 0 | 0 | 0 | 0
CT | 0 | 0 | 0 | 0 | 0 | 0
Coal | 0 | 0 | 0 | 0 | 0 | 0
Geo | 0 | 0 | 0 | 0 | 0 | 0
H | 27149.99 | 27149.99 | 27149.99 | 27149.99 | 27149.99 | 27149.99
LFG | 1359.2 | 1359.2 | 1359.2 | 1894.79 | 1894.79 | 1894.79
Nuc | 26211.3 | 26211.3 | 26211.3 | 21372.53 | 16850.79 | 10212.67
PS | 155.32 | 118.91 | 123.19 | 10.16 | 0 | 262.14
PV | 0 | 0 | 0 | 0 | 0 | 0
PeakG | 1.88 | 6.58 | 0 | 0 | 0 | 0
PeakO | 0 | 0 | 0 | 0 | 0 | 0
ST | 0 | 0 | 0 | 0 | 0 | 0
STOG | 0 | 0 | 0 | 0 | 0 | 0
STWD | 0.77 | 8.51 | 16.25 | 85.91 | 284.21 | 417.76
WT | 10101.82 | 11933.66 | 11933.66 | 24674.39 | 37306.4 | 37306.4
IGCC | 0 | 0 | 0 | 0 | 0 | 0
DemandResponse | 0 | 0 | 0 | 0 | 0 | 0
IGCC-CCS | 0 | 0 | 0 | 0 | 0 | 0
WT_off | 0 | 0 | 0 | 0 | 0 | 0
PseudoUnit | 0 | 0 | 0 | 0 | 0 | 0
FixedInterchange | 0 | 0 | 0 | 0 | 0 | 0
Total Generation by Reporting Type: NYISO_G-I
ReportingType | 2015 | 2020 | 2025 | 2030 | 2035 | 2040
BM | 0 | 0 | 0 | 0 | 4069.69 | 5972.92
CC | 3866.81 | 6443.93 | 3438.18 | 1198.79 | 1138.44 | 525.53
CSP | 0 | 0 | 0 | 0 | 0 | 0
CT | 0 | 0 | 0 | 0 | 0 | 0
Coal | 0 | 0 | 0 | 0 | 0 | 0
Geo | 0 | 0 | 0 | 0 | 0 | 0
H | 266.56 | 266.56 | 266.56 | 266.56 | 266.56 | 266.56
LFG | 504.58 | 504.58 | 504.58 | 1090.62 | 1090.62 | 1090.62
Nuc | 15929.31 | 15929.31 | 15929.31 | 15929.31 | 7987.24 | 15126.25
PS | 0 | 0 | 0 | 0 | 0 | 0
PV | 0 | 0 | 0 | 0 | 0 | 0
PeakG | 0 | 0.03 | 0.67 | 0.67 | 0.67 | 0.03
PeakO | 0 | 0 | 0 | 0 | 0 | 0
ST | 0 | 0 | 0 | 0 | 0 | 0
STOG | 0 | 0 | 0 | 0 | 0 | 0
STWD | 0 | 0 | 0 | 0 | 0 | 0
WT | 0 | 178.23 | 178.23 | 909.97 | 909.97 | 909.97
IGCC | 0 | 0 | 0 | 0 | 0 | 0
DemandResponse | 0 | 0 | 0 | 0 | 0 | 0
IGCC-CCS | 0 | 0 | 0 | 0 | 0 | 0
WT_off | 0 | 0 | 0 | 0 | 0 | 0
PseudoUnit | 0 | 0 | 0 | 0 | 0 | 0
FixedInterchange | 0 | 0 | 0 | 0 | 0 | 0
Total Generation by Reporting Type: NYISO_J-K
ReportingType | 2015 | 2020 | 2025 | 2030 | 2035 | 2040
BM | 0 | 0 | 0 | 0 | 0 | 0
CC | 23642.76 | 25405.3 | 23121.91 | 14142.79 | 12445.84 | 9525.51
CSP | 0 | 0 | 0 | 0 | 0 | 0
CT | 0 | 0 | 0 | 0 | 0 | 0
Coal | 0 | 0 | 0 | 0 | 0 | 0
Geo | 0 | 0 | 0 | 0 | 0 | 0
H | 0 | 0 | 0 | 0 | 0 | 0
LFG | 977.62 | 977.62 | 977.62 | 1563.66 | 1563.66 | 1563.66
Nuc | 0 | 0.01 | 0.04 | 0.19 | 0.78 | 0.6
PS | 0 | 0 | 0 | 0 | 0 | 0
PV | 53.26 | 53.26 | 53.26 | 53.26 | 53.26 | 53.26
PeakG | 53.23 | 81.15 | 120.98 | 113.51 | 347.97 | 263.21
PeakO | 0 | 0 | 0 | 0 | 0 | 0
ST | 0 | 0 | 0 | 0 | 0 | 0
STOG | 459.92 | 672.76 | 981.58 | 928.42 | 416.95 | 225.92
STWD | 0 | 0 | 0 | 0 | 0 | 0
WT | 0 | 0 | 0 | 99.69 | 861.26 | 861.26
IGCC | 0 | 0 | 0 | 0 | 0 | 0
DemandResponse | 0 | 0 | 0 | 0 | 0 | 0
IGCC-CCS | 0 | 0 | 0 | 0 | 0 | 0
WT_off | 0 | 0 | 0 | 0 | 0 | 0
PseudoUnit | 0 | 0 | 0 | 0 | 0 | 0
FixedInterchange | 0 | 0 | 0 | 0 | 0 | 0
Total Generation by Reporting Type: PJM_E
ReportingType | 2015 | 2020 | 2025 | 2030 | 2035 | 2040
BM | 12.57 | 223.98 | 223.98 | 223.98 | 223.98 | 223.98
CC | 48071.9 | 52337.49 | 58104.37 | 47212.28 | 39326.9 | 16240.94
CSP | 0 | 0 | 0 | 0 | 0 | 0
CT | 0.24 | 2.69 | 5.14 | 0 | 0 | 0
Coal | 639.41 | 492.72 | 207.6 | 31.33 | 647.17 | 1370.24
Geo | 0 | 0 | 0 | 0 | 0 | 0
H | 1839.27 | 1839.27 | 1839.27 | 1839.27 | 1839.27 | 1839.27
LFG | 3714.15 | 4761.94 | 4761.94 | 4761.94 | 4761.94 | 4761.94
Nuc | 66287.73 | 61501.14 | 61501.14 | 61501.14 | 44177.54 | 35032.79
PS | 174 | 174 | 189.27 | 202.71 | 164 | 1020
PV | 102.4 | 102.4 | 102.4 | 102.4 | 102.4 | 102.4
PeakG | 38.54 | 252.23 | 487.61 | 698.53 | 307.74 | 252.23
PeakO | 0 | 0 | 0 | 0 | 0 | 0
ST | 0 | 0 | 0 | 0 | 0 | 0
STOG | 268.49 | 474.47 | 0 | 0 | 0 | 0
STWD | 0 | 0 | 0 | 0 | 0 | 0
WT | 2143.36 | 2143.36 | 2143.36 | 2143.36 | 2183.19 | 2183.19
IGCC | 0 | 0 | 0 | 0 | 0 | 0
DemandResponse | 0 | 0 | 0 | 0 | 0 | 0
IGCC-CCS | 0 | 0 | 0 | 0 | 0 | 0
WT_off | 0 | 0 | 3990.52 | 3990.52 | 3990.53 | 34826.4
PseudoUnit | 0 | 0 | 0 | 0 | 0 | 0
FixedInterchange | 0 | 0 | 0 | 0 | 0 | 0
Total Generation by Reporting Type: PJM_ROM
ReportingType | 2015 | 2020 | 2025 | 2030 | 2035 | 2040
BM | 7.54 | 134.39 | 134.39 | 134.39 | 17603.64 | 17603.64
CC | 21895.16 | 24316.91 | 27347.51 | 22100.25 | 16761.99 | 2109.74
CSP | 0 | 0 | 0 | 0 | 0 | 0
CT | 0.15 | 1.64 | 3.14 | 3.14 | 0 | 0
Coal | 11925.55 | 2886.41 | 352.48 | 812 | 1534.52 | 1533.42
Geo | 0 | 0 | 0 | 0 | 0 | 0
H | 3645.46 | 3645.46 | 6490.47 | 6490.47 | 6490.47 | 6490.47
LFG | 2813.8 | 4903.85 | 4903.85 | 4903.85 | 4903.85 | 4903.85
Nuc | 39227.38 | 39227.38 | 39227.38 | 39227.38 | 42633.16 | 51358.34
PS | 658.15 | 630.84 | 620.33 | 620.33 | 620.33 | 3858.15
PV | 10.51 | 2384.82 | 3714.14 | 4011.67 | 4034.1 | 4141.11
PeakG | 0 | 13.86 | 51.56 | 301.75 | 163.15 | 152.46
PeakO | 0 | 0 | 0 | 0 | 0 | 0
ST | 0 | 0 | 0 | 0 | 0 | 0
STOG | 691.59 | 1117.58 | 98.46 | 0 | 0 | 0
STWD | 28.46 | 490.56 | 490.56 | 490.56 | 490.56 | 490.56
WT | 3032.09 | 4910.74 | 4910.74 | 4910.74 | 17226.14 | 17226.14
IGCC | 0 | 0 | 0 | 0 | 0 | 0
DemandResponse | 0 | 0 | 0 | 0 | 0 | 0
IGCC-CCS | 0 | 0 | 0 | 0 | 0 | 0
WT_off | 0 | 0 | 0 | 0 | 0 | 37660.08
PseudoUnit | 0 | 0 | 0 | 0 | 0 | 0
FixedInterchange | 0 | 0 | 0 | 0 | 0 | 0
Total Generation by Reporting Type: PJM_ROR
ReportingType | 2015 | 2020 | 2025 | 2030 | 2035 | 2040
BM | 161.29 | 2874.47 | 2426.45 | 2874.47 | 2874.47 | 78815.17
CC | 177563.53 | 223932.31 | 234730.1 | 210909.3 | 175222.99 | 12454.41
CSP | 0 | 0 | 0 | 0 | 0 | 0
CT | 2.98 | 2.98 | 5.69 | 5.69 | 0 | 0
Coal | 190015.78 | 103738.01 | 18126.1 | 16527.51 | 32001.87 | 32001.87
Geo | 0 | 0 | 0 | 0 | 0 | 0
H | 4602.26 | 6925.78 | 6925.78 | 6925.78 | 6925.78 | 6925.78
LFG | 4252.63 | 8302.71 | 8302.71 | 8302.71 | 8302.71 | 8302.71
Nuc | 156083.84 | 156083.84 | 156083.84 | 149330.43 | 142870.54 | 230173.55
PS | 1340.23 | 1340.23 | 1295.89 | 1411.5 | 1263.21 | 7856.55
PV | 63.07 | 63.07 | 432.58 | 446.3 | 446.3 | 446.3
PeakG | 834.5 | 1024.76 | 1832.15 | 1486.5 | 1097.66 | 419.69
PeakO | 0 | 0 | 0 | 0 | 0 | 0
ST | 0 | 0 | 0 | 0 | 0 | 0
STOG | 408.99 | 798.51 | 386.02 | 0 | 0 | 0
STWD | 36.67 | 1359.55 | 1139.21 | 998.99 | 1359.55 | 1359.55
WT | 28147.97 | 28682.04 | 44463.42 | 134931.36 | 134931.36 | 134931.36
IGCC | 0 | 0 | 0 | 0 | 0 | 0
DemandResponse | 0 | 0 | 0 | 0 | 0 | 0
IGCC-CCS | 0 | 0 | 0 | 0 | 0 | 0
WT_off | 0 | 0 | 0 | 0 | 0 | 0
PseudoUnit | 0 | 0 | 0 | 0 | 0 | 0
FixedInterchange | 0 | 0 | 0 | 0 | 0 | 0
Total Generation by Reporting Type: SOCO
ReportingType | 2015 | 2020 | 2025 | 2030 | 2035 | 2040
BM | 38.26 | 88.97 | 299.44 | 410.64 | 48930.28 | 48942.4
CC | 149962.87 | 179249.38 | 184266.68 | 121622.54 | 47291.09 | 9069.38
CSP | 0 | 0 | 0 | 0 | 0 | 0
CT | 0 | 0 | 0 | 0 | 0 | 0
Coal | 37835.5 | 12663.38 | 5403.56 | 7210.68 | 7210.68 | 7210.68
Geo | 0 | 0 | 0 | 0 | 0 | 0
H | 10893.11 | 10893.11 | 10893.11 | 10893.11 | 10893.11 | 10893.11
LFG | 291.71 | 291.71 | 1138.45 | 1138.45 | 1138.45 | 1138.45
Nuc | 45497.84 | 62634.5 | 62634.5 | 129098.18 | 150771.31 | 193152.97
PS | 767.05 | 723.7 | 1248.93 | 686.75 | 351.75 | 4271.25
PV | 0 | 0 | 0 | 0 | 0 | 0
PeakG | 677.91 | 953.33 | 1764.92 | 108.83 | 150.24 | 69.07
PeakO | 0 | 0 | 0 | 0 | 0 | 0
ST | 0 | 0 | 0 | 0 | 0 | 0
STOG | 0 | 0 | 0 | 0 | 0 | 0
STWD | 260.02 | 451.92 | 692.4 | 3922.63 | 4681.34 | 2890.57
WT | 0 | 0 | 0 | 0 | 209.15 | 209.15
IGCC | 0 | 0 | 0 | 0 | 0 | 0
DemandResponse | 0 | 0 | 0 | 0 | 0 | 0
IGCC-CCS | 0 | 0 | 0 | 0 | 0 | 0
WT_off | 0 | 0 | 0 | 0 | 0 | 0
PseudoUnit | 0 | 0 | 0 | 0 | 0 | 0
FixedInterchange | 0 | 0 | 0 | 0 | 0 | 0
Total Generation by Reporting Type: SPP_N
ReportingType | 2015 | 2020 | 2025 | 2030 | 2035 | 2040
BM | 0 | 0 | 0 | 0 | 40782.74 | 43952.81
CC | 13952.2 | 31059.46 | 26214.74 | 23427.02 | 8296.58 | 5602.87
CSP | 0 | 0 | 0 | 0 | 0 | 0
CT | 0 | 0 | 0 | 0 | 0 | 0
Coal | 56941.29 | 19414.9 | 1889.81 | 2487.73 | 6523.54 | 6523.54
Geo | 0 | 0 | 0 | 0 | 0 | 0
H | 60 | 60 | 60 | 60 | 60 | 60
LFG | 55.19 | 55.19 | 804.17 | 804.17 | 804.17 | 804.17
Nuc | 9035.69 | 9035.69 | 9035.69 | 9035.69 | 9035.69 | 9035.69
PS | 0 | 0 | 0 | 0 | 0 | 0
PV | 0 | 0 | 0 | 0 | 0 | 0
PeakG | 19.99 | 0 | 0 | 20.45 | 0 | 0
PeakO | 0 | 0 | 0 | 0 | 0 | 0
ST | 0 | 0 | 0 | 0 | 0 | 0
STOG | 172.49 | 19.65 | 82.18 | 172.49 | 0 | 0
STWD | 0 | 0 | 0 | 0 | 0 | 0
WT | 4213.48 | 47234.51 | 47234.51 | 47234.51 | 47478.57 | 50902.35
IGCC | 0 | 0 | 0 | 0 | 0 | 0
DemandResponse | 0 | 0 | 0 | 0 | 0 | 0
IGCC-CCS | 0 | 0 | 0 | 0 | 0 | 0
WT_off | 0 | 0 | 0 | 0 | 0 | 0
PseudoUnit | 0 | 0 | 0 | 0 | 0 | 0
FixedInterchange | 0 | 0 | 0 | 0 | 0 | 0
Total Generation by Reporting Type: SPP_S
ReportingType | 2015 | 2020 | 2025 | 2030 | 2035 | 2040
BM | 0 | 0 | 0 | 0 | 17020.54 | 26963.08
CC | 40694.74 | 47639.26 | 53071.65 | 49358.48 | 22137.5 | 15719.08
CSP | 0 | 0 | 0 | 0 | 0 | 0
CT | 13.5 | 0 | 0 | 0 | 0 | 43.25
Coal | 82474.85 | 8728.2 | 776.44 | 0 | 0 | 0
Geo | 0 | 0 | 0 | 0 | 0 | 0
H | 10050.79 | 10050.79 | 10050.79 | 10336.52 | 10336.52 | 10336.52
LFG | 149.8 | 149.8 | 898.78 | 898.78 | 898.78 | 898.78
Nuc | 0.02 | 0.04 | 0.04 | 11487.78 | 11488.45 | 11488.27
PS | 194.01 | 178.4 | 178.4 | 178.4 | 89.2 | 1137.3
PV | 0 | 0 | 0 | 0 | 0 | 0
PeakG | 0 | 0 | 0 | 0 | 0 | 0
PeakO | 0 | 0 | 0 | 0 | 0 | 0
ST | 0 | 0 | 0 | 0 | 0 | 0
STOG | 2068.1 | 593.83 | 1400.31 | 1034.6 | 244.57 | 67.55
STWD | 55.57 | 30.24 | 30.24 | 216.86 | 588.67 | 457.27
WT | 9404.55 | 108669.59 | 108669.59 | 108669.59 | 108669.59 | 108669.59
IGCC | 0 | 0 | 0 | 0 | 0 | 0
DemandResponse | 0 | 0 | 0 | 0 | 0 | 0
IGCC-CCS | 0 | 0 | 0 | 0 | 0 | 0
WT_off | 0 | 0 | 0 | 0 | 0 | 0
PseudoUnit | 0 | 0 | 0 | 0 | 0 | 0
FixedInterchange | 0 | 0 | 0 | 0 | 0 | 0
Total Generation by Reporting Type: TVA
ReportingType | 2015 | 2020 | 2025 | 2030 | 2035 | 2040
BM | 0 | 0 | 0 | 0 | 55206.83 | 55206.83
CC | 50316.92 | 77500.17 | 84678.11 | 79076.24 | 38471.74 | 3552.81
CSP | 0 | 0 | 0 | 0 | 0 | 0
CT | 0 | 0 | 0 | 0 | 0 | 0
Coal | 34777.69 | 13926.22 | 406.55 | 0 | 0 | 0
Geo | 0 | 0 | 0 | 0 | 0 | 0
H | 17444.8 | 17444.8 | 17545.57 | 17545.57 | 17545.57 | 17545.57
LFG | 102.49 | 102.49 | 949.23 | 949.23 | 949.23 | 949.23
Nuc | 65391.09 | 65391.09 | 65391.09 | 65391.09 | 65600.67 | 92207.54
PS | 727.71 | 596.07 | 714.63 | 714.63 | 366.03 | 4444.65
PV | 0 | 0 | 0 | 0 | 0 | 0
PeakG | 0 | 0 | 0 | 0 | 0 | 0
PeakO | 0 | 0 | 0 | 0 | 0 | 0
ST | 0 | 0 | 0 | 0 | 0 | 0
STOG | 0 | 0 | 0 | 0 | 0 | 0
STWD | 1.96 | 2.03 | 3.38 | 29.36 | 35.04 | 35.04
WT | 73.94 | 73.94 | 73.94 | 73.94 | 283.09 | 283.09
IGCC | 0 | 0 | 0 | 0 | 0 | 0
DemandResponse | 0 | 0 | 0 | 0 | 0 | 0
IGCC-CCS | 0 | 0 | 0 | 0 | 0 | 0
WT_off | 0 | 0 | 0 | 0 | 0 | 0
PseudoUnit | 0 | 0 | 0 | 0 | 0 | 0
FixedInterchange | 0 | 0 | 0 | 0 | 0 | 0
Total Generation by Reporting Type: TVA_Transmission
ReportingType | 2015 | 2020 | 2025 | 2030 | 2035 | 2040
BM | 0 | 0 | 0 | 0 | 0 | 0
CC | 0 | 0 | 0 | 0 | 0 | 0
CSP | 0 | 0 | 0 | 0 | 0 | 0
CT | 0 | 0 | 0 | 0 | 0 | 0
Coal | 0 | 0 | 0 | 0 | 0 | 0
Geo | 0 | 0 | 0 | 0 | 0 | 0
H | 0 | 0 | 0 | 0 | 0 | 0
LFG | 0 | 0 | 0 | 0 | 0 | 0
Nuc | 0 | 0 | 0 | 0 | 0 | 0
PS | 0 | 0 | 0 | 0 | 0 | 0
PV | 0 | 0 | 0 | 0 | 0 | 0
PeakG | 0 | 0 | 0 | 0 | 0 | 0
PeakO | 0 | 0 | 0 | 0 | 0 | 0
ST | 0 | 0 | 0 | 0 | 0 | 0
STOG | 0 | 0 | 0 | 0 | 0 | 0
STWD | 0 | 0 | 0 | 0 | 0 | 0
WT | 0 | 0 | 0 | 0 | 0 | 0
IGCC | 0 | 0 | 0 | 0 | 0 | 0
DemandResponse | 0 | 0 | 0 | 0 | 0 | 0
IGCC-CCS | 0 | 0 | 0 | 0 | 0 | 0
WT_off | 0 | 0 | 0 | 0 | 0 | 0
PseudoUnit | 0 | 0 | 0 | 0 | 0 | 0
FixedInterchange | 0 | 0 | 0 | 0 | 0 | 0
Total Generation by Reporting Type: VACAR
ReportingType | 2015 | 2020 | 2025 | 2030 | 2035 | 2040
BM | 6.84 | 1277.68 | 5298.64 | 5393.73 | 5393.73 | 42165.28
CC | 128135.37 | 125769.84 | 121890.47 | 106786.82 | 42522.53 | 10950.43
CSP | 0 | 0 | 0 | 0 | 0 | 0
CT | 73.69 | 73.69 | 140.69 | 0 | 0 | 0
Coal | 26059.71 | 15407.14 | 3232.37 | 2619.63 | 3938.09 | 4029.72
Geo | 0 | 0 | 0 | 0 | 0 | 0
H | 4325 | 4325 | 4325 | 4325 | 4325 | 4325
LFG | 499.37 | 1343.43 | 1343.43 | 1343.43 | 1343.43 | 1343.43
Nuc | 89032.75 | 107182.03 | 124902.29 | 135302.34 | 110002.39 | 95529.7
PS | 1203.36 | 1988.16 | 1983.28 | 1108.72 | 549.36 | 6670.8
PV | 42.05 | 299.54 | 304.04 | 305.59 | 305.59 | 311.37
PeakG | 103.64 | 229.01 | 392.36 | 417.34 | 118.37 | 123.92
PeakO | 0 | 0 | 0 | 0 | 0 | 0
ST | 0 | 0 | 0 | 0 | 0 | 0
STOG | 0 | 0 | 0 | 0 | 0 | 0
STWD | 1969.25 | 1969.25 | 1969.25 | 1969.25 | 1969.25 | 1535.1
WT | 2.34 | 7866.99 | 7866.99 | 7866.99 | 7866.99 | 7866.99
IGCC | 0 | 0 | 0 | 0 | 0 | 0
DemandResponse | 0 | 0 | 0 | 0 | 0 | 0
IGCC-CCS | 0 | 0 | 0 | 0 | 0 | 0
WT_off | 3.46 | 3.46 | 3.46 | 3.46 | 97275.98 | 135662.52
PseudoUnit | 0 | 0 | 0 | 0 | 0 | 0
FixedInterchange | 0 | 0 | 0 | 0 | 0 | 0
Total Generation by Reporting Type: IESO
ReportingType | 2015 | 2020 | 2025 | 2030 | 2035 | 2040
BM | 0 | 2.13 | 0 | 7.52 | 33.1 | 163.63
CC | 6189.54 | 551.36 | 101.88 | 111.64 | 41.85 | 99.39
CSP | 0 | 0 | 0 | 0 | 0 | 0
CT | 0 | 3.82 | 0 | 0 | 0 | 0
Coal | 0 | 0 | 0 | 0 | 0 | 0
Geo | 0 | 0 | 0 | 0 | 0 | 0
H | 46189.03 | 46189.03 | 46189.03 | 46216.93 | 47737.94 | 47737.94
LFG | 926.37 | 926.37 | 926.37 | 930.31 | 930.31 | 930.31
Nuc | 101402.31 | 100508.51 | 99352.65 | 101402.31 | 93379.23 | 81383.57
PS | 13.53 | 25.83 | 25.83 | 13.53 | 18.06 | 25.83
PV | 78.84 | 78.84 | 78.84 | 78.84 | 78.84 | 78.84
PeakG | 0 | 0 | 0 | 0 | 0 | 0
PeakO | 0 | 0 | 0 | 0 | 0 | 0
ST | 0 | 0 | 0 | 0 | 0 | 0
STOG | 0 | 0 | 0 | 0 | 0 | 0
STWD | 4.38 | 5.1 | 4.38 | 51.29 | 26.27 | 974.11
WT | 8479.75 | 8479.75 | 8479.75 | 8479.75 | 8479.75 | 8479.75
IGCC | 0 | 0 | 0 | 0 | 0 | 0
DemandResponse | 0 | 0 | 0 | 0 | 0 | 0
IGCC-CCS | 0 | 0 | 0 | 0 | 0 | 0
WT_off | 0 | 0 | 0 | 0 | 0 | 0
PseudoUnit | 0 | 0 | 0 | 0 | 0 | 0
FixedInterchange | 0 | 0 | 0 | 0 | 0 | 0
Total Generation by Reporting Type: MAPP_CA
ReportingType | 2015 | 2020 | 2025 | 2030 | 2035 | 2040
BM | 0 | 0 | 0 | 0 | 0 | 0
CC | 7729.06 | 7729.06 | 776.2 | 0 | 0 | 0
CSP | 0 | 0 | 0 | 0 | 0 | 0
CT | 0 | 0 | 0 | 0 | 0 | 0
Coal | 278.56 | 44.17 | 0 | 0 | 0 | 0
Geo | 0 | 0 | 0 | 0 | 0 | 0
H | 41520.42 | 45597.02 | 54366.11 | 68795.52 | 68795.52 | 68795.52
LFG | 0 | 0 | 0 | 0 | 0 | 0
Nuc | 0 | 0.04 | 0 | 0 | 0.49 | 0
PS | 0 | 0 | 0 | 0 | 0 | 0
PV | 0 | 0 | 0 | 0 | 0 | 0
PeakG | 85.63 | 106.35 | 0 | 0 | 0 | 0
PeakO | 0 | 0 | 0 | 0 | 0 | 0
ST | 0 | 0 | 0 | 0 | 0 | 0
STOG | 12.93 | 1.43 | 0 | 0 | 0 | 0
STWD | 0 | 0 | 0 | 0 | 0 | 0
WT | 1446.06 | 1446.06 | 1446.06 | 1446.06 | 472.32 | 688.72
IGCC | 0 | 0 | 0 | 0 | 0 | 0
DemandResponse | 0 | 0 | 0 | 0 | 0 | 0
IGCC-CCS | 0 | 0 | 0 | 0 | 0 | 0
WT_off | 0 | 0 | 0 | 0 | 0 | 0
PseudoUnit | 0 | 0 | 0 | 0 | 0 | 0
FixedInterchange | 0 | 0 | 0 | 0 | 0 | 0
Total Generation by Reporting Type: AZ_NM_SNV_Coal
ReportingType | 2015 | 2020 | 2025 | 2030 | 2035 | 2040
BM | 0 | 0 | 0 | 0 | 0 | 0
CC | 0 | 0 | 0 | 0 | 0 | 0
CSP | 0 | 0 | 0 | 0 | 0 | 0
CT | 0 | 0 | 0 | 0 | 0 | 0
Coal | 51752.62 | 47242.76 | 10525 | 476.18 | 3145.05 | 1633.87
Geo | 0 | 0 | 0 | 0 | 0 | 0
H | 0 | 0 | 0 | 0 | 0 | 0
LFG | 0 | 0 | 0 | 0 | 0 | 0
Nuc | 0 | 0 | 0 | 0 | 0 | 0
PS | 0 | 0 | 0 | 0 | 0 | 0
PV | 0 | 0 | 0 | 0 | 0 | 0
PeakG | 0 | 0 | 0 | 0 | 0 | 0
PeakO | 0 | 0 | 0 | 0 | 0 | 0
ST | 0 | 0 | 0 | 0 | 0 | 0
STOG | 0 | 0 | 0 | 0 | 0 | 0
STWD | 0 | 0 | 0 | 0 | 0 | 0
WT | 0 | 0 | 0 | 0 | 0 | 0
IGCC | 0 | 0 | 0 | 0 | 0 | 0
DemandResponse | 0 | 0 | 0 | 0 | 0 | 0
IGCC-CCS | 0 | 0 | 0 | 0 | 0 | 0
WT_off | 0 | 0 | 0 | 0 | 0 | 0
PseudoUnit | 0 | 0 | 0 | 0 | 0 | 0
FixedInterchange | 0 | 0 | 0 | 0 | 0 | 0
Total Generation by Reporting Type: AZ_NM_SNV_Gas
ReportingType | 2015 | 2020 | 2025 | 2030 | 2035 | 2040
BM | 0 | 0 | 0 | 0 | 0 | 0
CC | 66071.65 | 55991.6 | 83509.62 | 52347.14 | 17382.08 | 12880.24
CSP | 0 | 0 | 0 | 0 | 0 | 0
CT | 0 | 0 | 0 | 0 | 0 | 0
Coal | 0 | 0 | 0 | 0 | 0 | 0
Geo | 0 | 0 | 0 | 0 | 0 | 0
H | 0 | 0 | 0 | 0 | 0 | 0
LFG | 0 | 0 | 0 | 0 | 0 | 0
Nuc | 0 | 0 | 0 | 0 | 0 | 0
PS | 0 | 0 | 0 | 0 | 0 | 0
PV | 0 | 0 | 0 | 0 | 0 | 0
PeakG | 0 | 0 | 0 | 0 | 0 | 0
PeakO | 0 | 0 | 0 | 0 | 0 | 0
ST | 0 | 0 | 0 | 0 | 0 | 0
STOG | 0 | 0 | 0 | 0 | 0 | 0
STWD | 0 | 0 | 0 | 0 | 0 | 0
WT | 0 | 0 | 0 | 0 | 0 | 0
IGCC | 0 | 0 | 0 | 0 | 0 | 0
DemandResponse | 0 | 0 | 0 | 0 | 0 | 0
IGCC-CCS | 0 | 0 | 0 | 0 | 0 | 0
WT_off | 0 | 0 | 0 | 0 | 0 | 0
PseudoUnit | 0 | 0 | 0 | 0 | 0 | 0
FixedInterchange | 0 | 0 | 0 | 0 | 0 | 0
Total Generation by Reporting Type: AZ_NM_SNV_NucRenew
ReportingType | 2015 | 2020 | 2025 | 2030 | 2035 | 2040
BM | 0 | 0 | 0 | 0 | 0 | 6306.24
CC | 0 | 0 | 0 | 0 | 0 | 0
CSP | 0 | 0 | 0 | 0 | 0 | 0
CT | 0 | 0 | 0 | 0 | 0 | 0
Coal | 0 | 0 | 0 | 0 | 0 | 0
Geo | 0 | 0 | 12066.9 | 12066.9 | 12066.9 | 12066.9
H | 8952 | 8952 | 8952 | 8952 | 8952 | 8952
LFG | 55.19 | 55.19 | 533.48 | 533.48 | 533.48 | 533.48
Nuc | 30183.89 | 30183.89 | 30183.89 | 55154.37 | 109070.1 | 109070.1
PS | 2.16 | 0 | 23.76 | 23.76 | 23.76 | 34.56
PV | 365.63 | 365.63 | 365.63 | 365.63 | 365.63 | 365.63
PeakG | 0 | 0 | 0 | 0 | 0 | 0
PeakO | 0 | 0 | 0 | 0 | 0 | 0
ST | 981.12 | 2542.54 | 3340.66 | 3802.41 | 5630.71 | 5630.71
STOG | 0 | 0 | 0 | 0 | 0 | 0
STWD | 182.21 | 182.21 | 182.21 | 182.21 | 182.21 | 182.21
WT | 1407.73 | 33014.92 | 33014.92 | 33014.92 | 33014.92 | 33014.92
IGCC | 0 | 0 | 0 | 0 | 0 | 0
DemandResponse | 0 | 0 | 0 | 0 | 0 | 0
IGCC-CCS | 0 | 0 | 0 | 0 | 0 | 0
WT_off | 0 | 0 | 0 | 0 | 0 | 0
PseudoUnit | 0 | 0 | 0 | 0 | 0 | 0
FixedInterchange | 0 | 0 | 0 | 0 | 0 | 0
Total Generation by Reporting Type: ERCOT
ReportingType | 2015 | 2020 | 2025 | 2030 | 2035 | 2040
BM | 58.16 | 100.59 | 151.75 | 1082.59 | 30349.68 | 23411.7
CC | 219108.21 | 235619.78 | 205020.19 | 185377.06 | 84175.37 | 55660.44
CSP | 0 | 0 | 0 | 0 | 0 | 0
CT | 0 | 2.34 | 1.46 | 8.17 | 0 | 0
Coal | 42890.86 | 27968.6 | 3958.01 | 5031.14 | 5910.12 | 5910.12
Geo | 0 | 0 | 0 | 0 | 0 | 0
H | 607.38 | 607.38 | 607.38 | 607.38 | 607.38 | 607.38
LFG | 591.3 | 591.3 | 3382.24 | 3382.24 | 3382.24 | 3382.24
Nuc | 39655.79 | 39655.79 | 39655.79 | 52664.23 | 126133.61 | 163220.04
PS | 0 | 0 | 0 | 0 | 0 | 0
PV | 30.84 | 30.84 | 30.84 | 30.84 | 2.63 | 2.63
PeakG | 0 | 6.3 | 0 | 41.08 | 40.35 | 39.99
PeakO | 0 | 0 | 0 | 0 | 0 | 0
ST | 0 | 0 | 0 | 0 | 0 | 0
STOG | 2025.99 | 3308.22 | 980.32 | 845.82 | 0 | 0
STWD | 0 | 0 | 0 | 0 | 0 | 0
WT | 27080.39 | 27080.39 | 83850.29 | 83850.29 | 83850.32 | 84590.33
IGCC | 0 | 0 | 0 | 0 | 0 | 0
DemandResponse | 0 | 0 | 0 | 0 | 0 | 0
IGCC-CCS | 0 | 0 | 0 | 0 | 0 | 0
WT_off | 0 | 0 | 0 | 0 | 0 | 0
PseudoUnit | 0 | 0 | 0 | 0 | 0 | 0
FixedInterchange | 0 | 0 | 0 | 0 | 0 | 0
Total Generation by Reporting Type: NP15
ReportingType | 2015 | 2020 | 2025 | 2030 | 2035 | 2040
BM | 0 | 0 | 0 | 0 | 0 | 5231.33
CC | 58269.22 | 57994.34 | 57986.58 | 40667.49 | 13399.76 | 7432.91
CSP | 0 | 0 | 0 | 0 | 0 | 0
CT | 0 | 0 | 0 | 0 | 0 | 0
Coal | 1435.64 | 0 | 0 | 0 | 0 | 0
Geo | 9050.48 | 13787.95 | 14043.68 | 14043.68 | 14043.68 | 14043.68
H | 24182 | 24182 | 24182 | 24182 | 24182 | 24182
LFG | 670.14 | 3653.7 | 5124.6 | 5124.6 | 5124.6 | 5124.6
Nuc | 17915.6 | 17915.6 | 17915.6 | 51278.48 | 71430.23 | 77664.31
PS | 0 | 0 | 0 | 17.2 | 0 | 4.09
PV | 153.52 | 153.52 | 153.52 | 153.52 | 153.52 | 153.52
PeakG | 0 | 0 | 0 | 0 | 0 | 0
PeakO | 0 | 0 | 0 | 0 | 0 | 0
ST | 99.08 | 99.08 | 99.08 | 99.08 | 99.08 | 99.08
STOG | 82.49 | 46.59 | 84.48 | 0 | 0 | 0
STWD | 3097.54 | 3097.54 | 1803.11 | 3097.54 | 3097.54 | 3097.54
WT | 3102.31 | 11679.16 | 11679.16 | 11679.16 | 33576.2 | 35449.32
IGCC | 0 | 0 | 0 | 0 | 0 | 0
DemandResponse | 0 | 0 | 0 | 0 | 0 | 0
IGCC-CCS | 0 | 0 | 0 | 0 | 0 | 0
WT_off | 0 | 0 | 0 | 0 | 0 | 0
PseudoUnit | 0 | 0 | 0 | 0 | 0 | 0
FixedInterchange | 0 | 0 | 0 | 0 | 0 | 0
Total Generation by Reporting Type: NWPP_Coal
ReportingType | 2015 | 2020 | 2025 | 2030 | 2035 | 2040
BM | 0 | 0 | 0 | 0 | 0 | 0
CC | 0 | 0 | 0 | 0 | 0 | 0
CSP | 0 | 0 | 0 | 0 | 0 | 0
CT | 0 | 0 | 0 | 0 | 0 | 0
Coal | 48548.62 | 36895.85 | 1282.61 | 1282.61 | 1282.61 | 1282.61
Geo | 0 | 0 | 0 | 0 | 0 | 0
H | 0 | 0 | 0 | 0 | 0 | 0
LFG | 0 | 0 | 0 | 0 | 0 | 0
Nuc | 0 | 0 | 0 | 0 | 0 | 0
PS | 0 | 0 | 0 | 0 | 0 | 0
PV | 0 | 0 | 0 | 0 | 0 | 0
PeakG | 0 | 0 | 0 | 0 | 0 | 0
PeakO | 0 | 0 | 0 | 0 | 0 | 0
ST | 0 | 0 | 0 | 0 | 0 | 0
STOG | 0 | 0 | 0 | 0 | 0 | 0
STWD | 0 | 0 | 0 | 0 | 0 | 0
WT | 0 | 0 | 0 | 0 | 0 | 0
IGCC | 0 | 0 | 0 | 0 | 0 | 0
DemandResponse | 0 | 0 | 0 | 0 | 0 | 0
IGCC-CCS | 0 | 0 | 0 | 0 | 0 | 0
WT_off | 0 | 0 | 0 | 0 | 0 | 0
PseudoUnit | 0 | 0 | 0 | 0 | 0 | 0
FixedInterchange | 0 | 0 | 0 | 0 | 0 | 0
Total Generation by Reporting Type: NWPP_Gas
ReportingType | 2015 | 2020 | 2025 | 2030 | 2035 | 2040
BM | 0 | 0 | 0 | 0 | 0 | 0
CC | 50575.36 | 63939.3 | 63939.3 | 40165.49 | 7072.23 | 6037.83
CSP | 0 | 0 | 0 | 0 | 0 | 0
CT | 0 | 0 | 0 | 0 | 0 | 0
Coal | 0 | 0 | 0 | 0 | 0 | 0
Geo | 0 | 0 | 0 | 0 | 0 | 0
H | 0 | 0 | 0 | 0 | 0 | 0
LFG | 0 | 0 | 0 | 0 | 0 | 0
Nuc | 0 | 0 | 0 | 0 | 0 | 0
PS | 0 | 0 | 0 | 0 | 0 | 0
PV | 0 | 0 | 0 | 0 | 0 | 0
PeakG | 0 | 0 | 0 | 0 | 0 | 0
PeakO | 0 | 0 | 0 | 0 | 0 | 0
ST | 0 | 0 | 0 | 0 | 0 | 0
STOG | 0 | 0 | 0 | 0 | 0 | 0
STWD | 0 | 0 | 0 | 0 | 0 | 0
WT | 0 | 0 | 0 | 0 | 0 | 0
IGCC | 0 | 0 | 0 | 0 | 0 | 0
DemandResponse | 0 | 0 | 0 | 0 | 0 | 0
IGCC-CCS | 0 | 0 | 0 | 0 | 0 | 0
WT_off | 0 | 0 | 0 | 0 | 0 | 0
PseudoUnit | 0 | 0 | 0 | 0 | 0 | 0
FixedInterchange | 0 | 0 | 0 | 0 | 0 | 0
Total Generation by Reporting Type: NWPP_NucRenew
ReportingType | 2015 | 2020 | 2025 | 2030 | 2035 | 2040
BM | 0 | 65.88 | 243.02 | 243.02 | 243.02 | 19511.63
CC | 0 | 0 | 0 | 0 | 0 | 0
CSP | 0 | 0 | 0 | 0 | 0 | 0
CT | 0 | 0 | 0 | 0 | 0 | 0
Coal | 0 | 0 | 0 | 0 | 0 | 0
Geo | 3280.13 | 3280.13 | 6891.88 | 6891.88 | 6891.88 | 6891.88
H | 133486 | 133486 | 133486 | 133486 | 134577.8 | 134577.8
LFG | 1013.09 | 1013.09 | 2940.73 | 2940.73 | 2940.73 | 2940.73
Nuc | 8809.8 | 8809.8 | 8809.8 | 8809.8 | 38669.07 | 38757.5
PS | 0 | 0 | 0 | 0 | 0 | 0
PV | 7.88 | 7.88 | 7.88 | 7.88 | 7.88 | 7.88
PeakG | 0 | 0 | 0 | 0 | 0 | 0
PeakO | 0 | 0 | 0 | 0 | 0 | 0
ST | 0 | 0 | 0 | 0 | 0 | 0
STOG | 0 | 0 | 0 | 0 | 0 | 0
STWD | 0 | 0 | 3931.49 | 3931.49 | 3931.49 | 3931.49
WT | 15874.4 | 15874.4 | 15874.4 | 65216 | 65216.01 | 70575.94
IGCC | 0 | 0 | 0 | 0 | 0 | 0
DemandResponse | 0 | 0 | 0 | 0 | 0 | 0
IGCC-CCS | 0 | 0 | 0 | 0 | 0 | 0
WT_off | 0 | 0 | 0 | 0 | 0 | 0
PseudoUnit | 0 | 0 | 0 | 0 | 0 | 0
FixedInterchange | 0 | 0 | 0 | 0 | 0 | 0
Total Generation by Reporting Type: RMPA
ReportingType | 2015 | 2020 | 2025 | 2030 | 2035 | 2040
BM | 0 | 0 | 0 | 0 | 10054.14 | 13759.15
CC | 10620.66 | 12424.79 | 20417.83 | 12468.79 | 5234.05 | 3477.44
CSP | 0 | 0 | 0 | 0 | 0 | 0
CT | 0 | 0 | 0 | 0 | 0 | 0
Coal | 50094.85 | 40848.31 | 6562.45 | 3282.97 | 3280.4 | 2975.04
Geo | 0 | 463.78 | 21387.54 | 21387.54 | 21387.54 | 21387.54
H | 4353 | 4353 | 4353 | 4353 | 4353 | 4353
LFG | 58.34 | 58.34 | 286.45 | 286.45 | 286.45 | 286.45
Nuc | 0.01 | 0.02 | 584.79 | 14899.4 | 14899.76 | 14899.58
PS | 61.93 | 87.05 | 67.04 | 70.1 | 83.33 | 441.37
PV | 54.93 | 54.93 | 54.93 | 54.93 | 54.93 | 54.93
PeakG | 0 | 0 | 6.17 | 0 | 4.69 | 1.71
PeakO | 0 | 0 | 0 | 0 | 0 | 0
ST | 9.83 | 1213.6 | 1213.6 | 1231.5 | 1231.5 | 1231.5
STOG | 0 | 0 | 0 | 0 | 0 | 0
STWD | 0 | 0 | 0 | 0 | 0 | 0
WT | 6354.34 | 17013.67 | 17013.67 | 18626.99 | 18626.99 | 19035.09
IGCC | 0 | 0 | 0 | 0 | 0 | 0
DemandResponse | 0 | 0 | 0 | 0 | 0 | 0
IGCC-CCS | 0 | 0 | 0 | 0 | 0 | 0
WT_off | 0 | 0 | 0 | 0 | 0 | 0
PseudoUnit | 0 | 0 | 0 | 0 | 0 | 0
FixedInterchange | 0 | 0 | 0 | 0 | 0 | 0
Total Generation by Reporting Type: SP15
ReportingType | 2015 | 2020 | 2025 | 2030 | 2035 | 2040
BM | 44.8 | 44.8 | 44.8 | 44.8 | 44.8 | 5036.6
CC | 84309.06 | 77137.39 | 75755.82 | 65672.47 | 31284.5 | 17499.82
CSP | 0 | 0 | 0 | 0 | 0 | 0
CT | 0 | 0 | 0 | 0 | 0 | 0
Coal | 1392.49 | 761.6 | 343.51 | 0 | 0 | 0
Geo | 7774.15 | 19841.05 | 19841.05 | 19841.05 | 19841.05 | 19841.05
H | 5920 | 5920 | 5920 | 5920 | 5920 | 5920
LFG | 1759.71 | 6141.64 | 6141.64 | 6141.64 | 6141.64 | 6141.64
Nuc | 17526.13 | 17526.13 | 17526.13 | 23981.24 | 28442.3 | 42919.96
PS | 5.48 | 158.4 | 13.97 | 183.09 | 127.34 | 160.87
PV | 331.57 | 331.57 | 331.57 | 331.57 | 331.57 | 331.57
PeakG | 0 | 0 | 0 | 0 | 0 | 0
PeakO | 0 | 0 | 0 | 0 | 0 | 0
ST | 1569.79 | 1569.79 | 1569.79 | 1569.79 | 10012.5 | 12942.33
STOG | 433.84 | 194.21 | 418.25 | 186.12 | 63.8 | 49.79
STWD | 833.95 | 833.95 | 833.95 | 833.95 | 833.95 | 833.95
WT | 5740.26 | 8074.16 | 42569.13 | 42569.13 | 42569.13 | 42569.13
IGCC | 0 | 0 | 0 | 0 | 0 | 0
DemandResponse | 0 | 0 | 0 | 0 | 0 | 0
IGCC-CCS | 0 | 0 | 0 | 0 | 0 | 0
WT_off | 0 | 0 | 0 | 0 | 0 | 0
PseudoUnit | 0 | 0 | 0 | 0 | 0 | 0
FixedInterchange | 0 | 0 | 0 | 0 | 0 | 0
Total Generation by Reporting Type: ALB
ReportingType | 2015 | 2020 | 2025 | 2030 | 2035 | 2040
BM | 0 | 0 | 0 | 0 | 0 | 0
CC | 16213.52 | 16694.24 | 16805.03 | 5.87 | 0 | 5.87
CSP | 0 | 0 | 0 | 0 | 0 | 0
CT | 0 | 0 | 0 | 0 | 0 | 0
Coal | 46350.59 | 46350.59 | 45721.51 | 0 | 0 | 0
Geo | 0 | 0 | 0 | 0 | 0 | 0
H | 1979.87 | 1979.87 | 1979.87 | 1979.87 | 1979.87 | 1979.87
LFG | 78.84 | 78.84 | 78.84 | 78.84 | 78.84 | 78.84
Nuc | 0 | 0 | 0.54 | 67766.53 | 68894.82 | 69973.46
PS | 0 | 0 | 0 | 0 | 0 | 0
PV | 0 | 0 | 0 | 0 | 0 | 0
PeakG | 0 | 0 | 0 | 0 | 0 | 2.49
PeakO | 0 | 0 | 0 | 0 | 0 | 0
ST | 0 | 0 | 0 | 0 | 0 | 0
STOG | 0 | 0 | 0 | 0 | 0 | 0
STWD | 0 | 715.66 | 1219.39 | 1219.39 | 1219.39 | 1219.39
WT | 1553.84 | 1553.84 | 1553.84 | 1553.84 | 1764.26 | 1764.26
IGCC | 0 | 0 | 0 | 0 | 0 | 0
DemandResponse | 0 | 0 | 0 | 0 | 0 | 0
IGCC-CCS | 0 | 0 | 0 | 0 | 0 | 0
WT_off | 0 | 0 | 0 | 0 | 0 | 0
PseudoUnit | 0 | 0 | 0 | 0 | 0 | 0
FixedInterchange | 0 | 0 | 0 | 0 | 0 | 0
Total Generation by Reporting Type: BC
ReportingType | 2015 | 2020 | 2025 | 2030 | 2035 | 2040
BM | 0 | 0 | 0 | 0 | 0 | 0
CC | 4759.11 | 4759.11 | 4759.11 | 3194.61 | 0 | 0
CSP | 0 | 0 | 0 | 0 | 0 | 0
CT | 0 | 0 | 0 | 0 | 0 | 0
Coal | 0 | 0 | 0 | 0 | 0 | 0
Geo | 0 | 0 | 0 | 0 | 0 | 0
H | 54411.22 | 54411.22 | 54411.22 | 54411.22 | 54411.22 | 54411.22
LFG | 189.22 | 189.22 | 189.22 | 189.22 | 189.22 | 189.22
Nuc | 0 | 0 | 0.21 | 5537.94 | 5537.94 | 10644.09
PS | 0 | 0 | 0 | 0 | 0 | 0
PV | 0 | 0 | 0 | 0 | 0 | 0
PeakG | 0 | 0 | 0 | 0 | 0 | 0
PeakO | 0 | 0 | 0 | 0 | 0 | 0
ST | 0 | 0 | 0 | 0 | 0 | 0
STOG | 0 | 0 | 0 | 0 | 0 | 0
STWD | 0 | 1854.44 | 3574.08 | 3574.08 | 3574.08 | 3574.08
WT | 568.82 | 568.82 | 568.82 | 568.82 | 929.53 | 929.53
IGCC | 0 | 0 | 0 | 0 | 0 | 0
DemandResponse | 0 | 0 | 0 | 0 | 0 | 0
IGCC-CCS | 0 | 0 | 0 | 0 | 0 | 0
WT_off | 0 | 0 | 0 | 0 | 0 | 0
PseudoUnit | 0 | 0 | 0 | 0 | 0 | 0
FixedInterchange | 0 | 0 | 0 | 0 | 0 | 0
Total Generation by Reporting Type: HQ_IESO
ReportingType | 2015 | 2020 | 2025 | 2030 | 2035 | 2040
BM | 0 | 0 | 0 | 0 | 0 | 0
CC | 0 | 0 | 0 | 0 | 0 | 0
CSP | 0 | 0 | 0 | 0 | 0 | 0
CT | 0 | 0 | 0 | 0 | 0 | 0
Coal | 0 | 0 | 0 | 0 | 0 | 0
Geo | 0 | 0 | 0 | 0 | 0 | 0
H | 0 | 0 | 0 | 0 | 0 | 0
LFG | 0 | 0 | 0 | 0 | 0 | 0
Nuc | 0 | 0 | 0 | 0 | 0.01 | 0.04
PS | 0 | 0 | 0 | 0 | 0 | 0
PV | 0 | 0 | 0 | 0 | 0 | 0
PeakG | 0 | 0 | 0 | 0 | 0 | 0
PeakO | 0 | 0 | 0 | 0 | 0 | 0
ST | 0 | 0 | 0 | 0 | 0 | 0
STOG | 0 | 0 | 0 | 0 | 0 | 0
STWD | 0 | 0 | 0 | 0 | 0 | 0
WT | 0 | 0 | 0 | 0 | 0 | 0
IGCC | 0 | 0 | 0 | 0 | 0 | 0
DemandResponse | 0 | 0 | 0 | 0 | 0 | 0
IGCC-CCS | 0 | 0 | 0 | 0 | 0 | 0
WT_off | 0 | 0 | 0 | 0 | 0 | 0
PseudoUnit | 0 | 0 | 0 | 544.66 | 544.66 | 544.66
FixedInterchange | 2336 | 2336 | 2336 | 2336 | 2336 | 2336
Total Generation by Reporting Type: HQ_NEISO
ReportingType | 2015 | 2020 | 2025 | 2030 | 2035 | 2040
BM | 0 | 0 | 0 | 0 | 0 | 0
CC | 0 | 0 | 0 | 0 | 0 | 0
CSP | 0 | 0 | 0 | 0 | 0 | 0
CT | 0 | 0 | 0 | 0 | 0 | 0
Coal | 0 | 0 | 0 | 0 | 0 | 0
Geo | 0 | 0 | 0 | 0 | 0 | 0
H | 0 | 0 | 0 | 0 | 0 | 0
LFG | 0 | 0 | 0 | 0 | 0 | 0
Nuc | 0 | 0 | 0 | 0.01 | 0.36 | 0.36
PS | 0 | 0 | 0 | 0 | 0 | 0
PV | 0 | 0 | 0 | 0 | 0 | 0
PeakG | 0 | 0 | 0 | 0 | 0 | 0
PeakO | 0 | 0 | 0 | 0 | 0 | 0
ST | 0 | 0 | 0 | 0 | 0 | 0
STOG | 0 | 0 | 0 | 0 | 0 | 0
STWD | 0 | 0 | 0 | 0 | 0 | 0
WT | 0 | 0 | 0 | 0 | 0 | 0
IGCC | 0 | 0 | 0 | 0 | 0 | 0
DemandResponse | 0 | 0 | 0 | 0 | 0 | 0
IGCC-CCS | 0 | 0 | 0 | 0 | 0 | 0
WT_off | 0 | 0 | 0 | 0 | 0 | 0
PseudoUnit | 0 | 0 | 0 | 7325.51 | 7325.51 | 7325.51
FixedInterchange | 19184.4 | 19184.4 | 19184.4 | 19184.4 | 19184.4 | 19184.4
Total Generation by Reporting Type: HQ_NY
ReportingType | 2015 | 2020 | 2025 | 2030 | 2035 | 2040
BM | 0 | 0 | 0 | 0 | 0 | 0
CC | 0 | 0 | 0 | 0 | 0 | 0
CSP | 0 | 0 | 0 | 0 | 0 | 0
CT | 0 | 0 | 0 | 0 | 0 | 0
Coal | 0 | 0 | 0 | 0 | 0 | 0
Geo | 0 | 0 | 0 | 0 | 0 | 0
H | 0 | 0 | 0 | 0 | 0 | 0
LFG | 0 | 0 | 0 | 0 | 0 | 0
Nuc | 0 | 0.01 | 0 | 0.01 | 0.36 | 0.52
PS | 0 | 0 | 0 | 0 | 0 | 0
PV | 0 | 0 | 0 | 0 | 0 | 0
PeakG | 0 | 0 | 0 | 0 | 0 | 0
PeakO | 0 | 0 | 0 | 0 | 0 | 0
ST | 0 | 0 | 0 | 0 | 0 | 0
STOG | 0 | 0 | 0 | 0 | 0 | 0
STWD | 0 | 0 | 0 | 0 | 0 | 0
WT | 0 | 0 | 0 | 0 | 0 | 0
IGCC | 0 | 0 | 0 | 0 | 0 | 0
DemandResponse | 0 | 0 | 0 | 0 | 0 | 0
IGCC-CCS | 0 | 0 | 0 | 0 | 0 | 0
WT_off | 0 | 0 | 0 | 0 | 0 | 0
PseudoUnit | 0 | 0 | 14570.11 | 14570.11 | 14570.11 | 14570.11
FixedInterchange | 5840 | 5840 | 5840 | 5840 | 5840 | 5840
Total Generation by Reporting Type: MARITIMES
ReportingType | 2015 | 2020 | 2025 | 2030 | 2035 | 2040
BM | 0 | 0 | 0 | 0 | 0 | 0
CC | 0 | 0 | 0 | 0 | 0 | 0
CSP | 0 | 0 | 0 | 0 | 0 | 0
CT | 0 | 0 | 0 | 0 | 0 | 0
Coal | 0 | 0 | 0 | 0 | 0 | 0
Geo | 0 | 0 | 0 | 0 | 0 | 0
H | 0 | 0 | 0 | 0 | 0 | 0
LFG | 0 | 0 | 0 | 0 | 0 | 0
Nuc | 0 | 0 | 0 | 0.01 | 0.36 | 0.36
PS | 0 | 0 | 0 | 0 | 0 | 0
PV | 0 | 0 | 0 | 0 | 0 | 0
PeakG | 0 | 0 | 0 | 0 | 0 | 0
PeakO | 0 | 0 | 0 | 0 | 0 | 0
ST | 0 | 0 | 0 | 0 | 0 | 0
STOG | 0 | 0 | 0 | 0 | 0 | 0
STWD | 0 | 0 | 0 | 0 | 0 | 0
WT | 0 | 0 | 0 | 0 | 0 | 0
IGCC | 0 | 0 | 0 | 0 | 0 | 0
DemandResponse | 0 | 0 | 0 | 0 | 0 | 0
IGCC-CCS | 0 | 0 | 0 | 0 | 0 | 0
WT_off | 0 | 0 | 0 | 0 | 0 | 0
PseudoUnit | 0 | 0 | 0 | 2480.72 | 2480.72 | 2480.72
FixedInterchange | 8760 | 8760 | 8760 | 8760 | 8760 | 8760
Total Generation by Reporting Type: All
ReportingType | 2015 | 2020 | 2025 | 2030 | 2035 | 2040
BM | 2212.42 | 5890.75 | 8900.38 | 11772.61 | 265695.73 | 641465.53
CC | 1645557.94 | 2018588.65 | 2011115.1 | 1588025.5 | 903555.34 | 277510.19
CSP | 0 | 0 | 0 | 0 | 0 | 0
CT | 577.67 | 934.72 | 1116.82 | 371.93 | 4.33 | 49.87
Coal | 1071725.51 | 485064.95 | 119665.21 | 60511.96 | 104887.08 | 106508.13
Geo | 20459.37 | 37727.52 | 74585.65 | 74585.65 | 74585.65 | 74585.65
H | 430354.22 | 436759.24 | 452982.88 | 467739.64 | 474023.79 | 474023.79
LFG | 32608.22 | 48005.68 | 65429.32 | 71137.33 | 71137.33 | 71137.33
Nuc | 913193.82 | 942799.51 | 984108.64 | 1321574.05 | 1504040.24 | 1740010.96
PS | 6458.23 | 6808.63 | 8334.38 | 6433.97 | 4623.8 | 36280.32
PV | 1434.35 | 5073.06 | 6833.02 | 7145.81 | 7140.03 | 7255.49
PeakG | 2953.32 | 4534.45 | 5698.13 | 4663.17 | 3173.82 | 1716.42
PeakO | 0 | 0 | 0 | 0 | 0 | 0
ST | 2659.82 | 5425.01 | 6223.13 | 6702.78 | 16973.78 | 19903.62
STOG | 7312.3 | 7930.69 | 4555.58 | 3302.67 | 745.03 | 343.26
STWD | 12147.27 | 13969.17 | 18327.32 | 25790.15 | 31171.34 | 28763.2
WT | 178096.59 | 421422.51 | 685403.57 | 842948.46 | 912150.21 | 936768.59
IGCC | 4427.31 | 4427.31 | 919.49 | 5.56 | 0 | 0
DemandResponse | 0 | 0 | 0 | 0 | 0 | 0
IGCC-CCS | 0 | 0 | 0 | 0 | 0 | 0
WT_off | 1873.58 | 1873.58 | 5864.11 | 5864.11 | 103136.64 | 210019.13
PseudoUnit | 0 | 0 | 14570.11 | 24920.99 | 24920.99 | 24920.99
FixedInterchange | 36120.4 | 36120.4 | 36120.4 | 36120.4 | 36120.4 | 36120.4
Total Generation by Reporting Type: EI_US
ReportingType | 2015 | 2020 | 2025 | 2030 | 2035 | 2040
BM | 2109.46 | 5677.36 | 8460.81 | 10394.68 | 224970.98 | 568045.26
CC | 1121712.56 | 1485747.7 | 1482043.55 | 1188014.95 | 744965.5 | 174416.26
CSP | 0 | 0 | 0 | 0 | 0 | 0
CT | 577.67 | 928.56 | 1115.37 | 363.75 | 4.33 | 49.87
Coal | 828981.28 | 284953.06 | 51272.12 | 50439.07 | 91268.89 | 94706.49
Geo | 354.6 | 354.6 | 354.6 | 354.6 | 354.6 | 354.6
H | 108753.3 | 111081.72 | 118536.27 | 118835.72 | 122507.06 | 122507.06
LFG | 27266.03 | 35298 | 45825.75 | 51529.82 | 51529.82 | 51529.82
Nuc | 697700.28 | 728199.71 | 770079.22 | 940079.75 | 947582.69 | 1131478.32
PS | 6375.13 | 6537.36 | 8203.77 | 6126.29 | 4371.31 | 35613.61
PV | 411.15 | 4049.86 | 5809.81 | 6122.61 | 6145.04 | 6260.5
PeakG | 2867.69 | 4421.8 | 5691.97 | 4622.09 | 3128.78 | 1672.22
PeakO | 0 | 0 | 0 | 0 | 0 | 0
ST | 0 | 0 | 0 | 0 | 0 | 0
STOG | 4757.05 | 4380.24 | 3072.53 | 2270.73 | 681.23 | 293.47
STWD | 8029.2 | 7280.27 | 6778.71 | 12900.2 | 18306.41 | 14950.43
WT | 106488.69 | 296637.34 | 469353.52 | 575943.5 | 623650.78 | 639671.6
IGCC | 4427.31 | 4427.31 | 919.49 | 5.56 | 0 | 0
DemandResponse | 0 | 0 | 0 | 0 | 0 | 0
IGCC-CCS | 0 | 0 | 0 | 0 | 0 | 0
WT_off | 1873.58 | 1873.58 | 5864.11 | 5864.11 | 103136.64 | 210019.13
PseudoUnit | 0 | 0 | 14570.11 | 24376.33 | 24376.33 | 24376.33
FixedInterchange | 33784.4 | 33784.4 | 33784.4 | 33784.4 | 33784.4 | 33784.4
Total Generation by Reporting Type: EI_Canada
ReportingType | 2015 | 2020 | 2025 | 2030 | 2035 | 2040
BM | 0 | 2.13 | 0 | 7.52 | 33.1 | 163.63
CC | 13918.6 | 8280.41 | 878.08 | 111.64 | 41.85 | 99.39
CSP | 0 | 0 | 0 | 0 | 0 | 0
CT | 0 | 3.82 | 0 | 0 | 0 | 0
Coal | 278.56 | 44.17 | 0 | 0 | 0 | 0
Geo | 0 | 0 | 0 | 0 | 0 | 0
H | 87709.45 | 91786.05 | 100555.14 | 115012.45 | 116533.45 | 116533.45
LFG | 926.37 | 926.37 | 926.37 | 930.31 | 930.31 | 930.31
Nuc | 101402.31 | 100508.55 | 99352.66 | 101402.31 | 93379.73 | 81383.61
PS | 13.53 | 25.83 | 25.83 | 13.53 | 18.06 | 25.83
PV | 78.84 | 78.84 | 78.84 | 78.84 | 78.84 | 78.84
PeakG | 85.63 | 106.35 | 0 | 0 | 0 | 0
PeakO | 0 | 0 | 0 | 0 | 0 | 0
ST | 0 | 0 | 0 | 0 | 0 | 0
STOG | 12.93 | 1.43 | 0 | 0 | 0 | 0
STWD | 4.38 | 5.1 | 4.38 | 51.29 | 26.27 | 974.11
WT | 9925.81 | 9925.81 | 9925.81 | 9925.81 | 8952.07 | 9168.47
IGCC | 0 | 0 | 0 | 0 | 0 | 0
DemandResponse | 0 | 0 | 0 | 0 | 0 | 0
IGCC-CCS | 0 | 0 | 0 | 0 | 0 | 0
WT_off | 0 | 0 | 0 | 0 | 0 | 0
PseudoUnit | 0 | 0 | 0 | 544.66 | 544.66 | 544.66
FixedInterchange | 2336 | 2336 | 2336 | 2336 | 2336 | 2336
Total Generation by Reporting Type: EI
ReportingType | 2015 | 2020 | 2025 | 2030 | 2035 | 2040
BM | 2109.46 | 5679.49 | 8460.81 | 10402.2 | 225004.08 | 568208.89
CC | 1135631.16 | 1494028.11 | 1482921.63 | 1188126.59 | 745007.35 | 174515.65
CSP | 0 | 0 | 0 | 0 | 0 | 0
CT | 577.67 | 932.39 | 1115.37 | 363.75 | 4.33 | 49.87
Coal | 829259.84 | 284997.22 | 51272.12 | 50439.07 | 91268.89 | 94706.49
Geo | 354.6 | 354.6 | 354.6 | 354.6 | 354.6 | 354.6
H | 196462.75 | 202867.77 | 219091.41 | 233848.17 | 239040.51 | 239040.51
LFG | 28192.4 | 36224.37 | 46752.12 | 52460.14 | 52460.14 | 52460.14
Nuc | 799102.58 | 828708.27 | 869431.88 | 1041482.06 | 1040962.43 | 1212861.93
PS | 6388.66 | 6563.19 | 8229.6 | 6139.82 | 4389.37 | 35639.44
PV | 489.99 | 4128.7 | 5888.65 | 6201.45 | 6223.88 | 6339.34
PeakG | 2953.32 | 4528.15 | 5691.97 | 4622.09 | 3128.78 | 1672.22
PeakO | 0 | 0 | 0 | 0 | 0 | 0
ST | 0 | 0 | 0 | 0 | 0 | 0
STOG | 4769.99 | 4381.67 | 3072.53 | 2270.73 | 681.23 | 293.47
STWD | 8033.58 | 7285.37 | 6783.09 | 12951.5 | 18332.68 | 15924.55
WT | 116414.5 | 306563.15 | 479279.33 | 585869.31 | 632602.86 | 648840.07
IGCC | 4427.31 | 4427.31 | 919.49 | 5.56 | 0 | 0
DemandResponse | 0 | 0 | 0 | 0 | 0 | 0
IGCC-CCS | 0 | 0 | 0 | 0 | 0 | 0
WT_off | 1873.58 | 1873.58 | 5864.11 | 5864.11 | 103136.64 | 210019.13
PseudoUnit | 0 | 0 | 14570.11 | 24920.99 | 24920.99 | 24920.99
FixedInterchange | 36120.4 | 36120.4 | 36120.4 | 36120.4 | 36120.4 | 36120.4
Total Generation by Reporting Type: Outside_EI
ReportingType | 2015 | 2020 | 2025 | 2030 | 2035 | 2040
BM | 102.96 | 211.27 | 439.57 | 1370.41 | 40691.64 | 73256.64
CC | 509926.78 | 524560.54 | 528193.47 | 399898.9 | 158547.99 | 102994.54
CSP | 0 | 0 | 0 | 0 | 0 | 0
CT | 0 | 2.34 | 1.46 | 8.17 | 0 | 0
Coal | 242465.67 | 200067.73 | 68393.08 | 10072.9 | 13618.19 | 11801.64
Geo | 20104.76 | 37372.91 | 74231.05 | 74231.05 | 74231.05 | 74231.05
H | 233891.47 | 233891.47 | 233891.47 | 233891.47 | 234983.28 | 234983.28
LFG | 4415.83 | 11781.31 | 18677.2 | 18677.2 | 18677.2 | 18677.2
Nuc | 114091.24 | 114091.25 | 114676.76 | 280091.99 | 463077.82 | 527149.03
PS | 69.57 | 245.45 | 104.78 | 294.16 | 234.43 | 640.88
PV | 944.36 | 944.36 | 944.36 | 944.36 | 916.16 | 916.16
PeakG | 0 | 6.3 | 6.17 | 41.08 | 45.04 | 44.2
PeakO | 0 | 0 | 0 | 0 | 0 | 0
ST | 2659.82 | 5425.01 | 6223.13 | 6702.78 | 16973.78 | 19903.62
STOG | 2542.32 | 3549.02 | 1483.06 | 1031.94 | 63.8 | 49.79
STWD | 4113.7 | 6683.8 | 11544.23 | 12838.66 | 12838.66 | 12838.66
WT | 61682.09 | 114859.36 | 206124.24 | 257079.15 | 279547.35 | 287928.52
IGCC | 0 | 0 | 0 | 0 | 0 | 0
DemandResponse | 0 | 0 | 0 | 0 | 0 | 0
IGCC-CCS | 0 | 0 | 0 | 0 | 0 | 0
WT_off | 0 | 0 | 0 | 0 | 0 | 0
PseudoUnit | 0 | 0 | 0 | 0 | 0 | 0
FixedInterchange | 0 | 0 | 0 | 0 | 0 | 0
#2 | Energy Demand (TWh)
Energy Demand by Pool & Region:
Pool/Region | 2015 | 2020 | 2025 | 2030 | 2035 | 2040
ENT | 172.04 | 166.74 | 164.88 | 154.81 | 147.07 | 153.28
FRCC | 249.96 | 246.95 | 261.68 | 262.87 | 254.14 | 272.55
MAPP_US | 27.78 | 29.68 | 29.34 | 30.48 | 30.71 | 30.93
MISO_IN | 95.89 | 93.98 | 102.22 | 102.37 | 97.12 | 103.39
MISO_MI | 96.15 | 92.37 | 98.36 | 99.38 | 98.95 | 102.19
MISO_MO-IL | 91.24 | 95.37 | 100.15 | 101 | 97.44 | 102.52
MISO_W | 132.19 | 133.58 | 149.08 | 151.71 | 143.5 | 145.36
MISO_WUMS | 63.63 | 67.24 | 67.88 | 70.14 | 66.93 | 68.95
NE | 32.16 | 33.86 | 31.52 | 33.21 | 36.12 | 36.55
NEISO | 131.59 | 120.9 | 118.42 | 115.69 | 119.21 | 114.97
NonRTO_Midwest | 61.62 | 62.5 | 64.21 | 59.2 | 60.85 | 63.79
NYISO_A-F | 56.62 | 61.14 | 61.61 | 63.5 | 59.88 | 59.47
NYISO_G-I | 17.49 | 18.44 | 18.84 | 18.49 | 18.66 | 18.78
NYISO_J-K | 66.04 | 70.45 | 71.92 | 72.55 | 71.94 | 72.49
PJM_E | 126.8 | 116.78 | 115.88 | 117.67 | 118.39 | 120.37
PJM_ROM | 141.95 | 146.23 | 145.59 | 148.64 | 149.36 | 154.32
PJM_ROR | 504.4 | 506.61 | 479.54 | 485.04 | 480.97 | 484.96
SOCO | 249.18 | 271.67 | 273.18 | 275.14 | 272.37 | 268.11
SPP_N | 78.23 | 82.77 | 77.83 | 84.33 | 90.04 | 91.71
SPP_S | 164.81 | 179.45 | 178.88 | 177.98 | 177.8 | 179.27
TVA | 170.32 | 173.78 | 169.8 | 166.86 | 177.18 | 173.67
TVA_Transmission | 0 | 0 | 0 | 0 | 0 | 0
VACAR | 254.08 | 268.15 | 273.97 | 275.09 | 271.21 | 280.29
IESO | 130.96 | 124.35 | 122.73 | 128.04 | 123.12 | 123.05
MAPP_CA | 49.66 | 51.49 | 51.1 | 53.6 | 51.82 | 52.08
AZ_NM_SNV_Coal | 129.29 | 143.69 | 147.15 | 148.73 | 156.05 | 156.05
AZ_NM_SNV_Gas | 0 | 0 | 0 | 0 | 0 | 0
AZ_NM_SNV_NucRenew | 0 | 0 | 0 | 0 | 0 | 0
ERCOT | 332.03 | 338.01 | 338.59 | 335.52 | 335.41 | 338.37
NP15 | 114.42 | 120.12 | 123.34 | 132.01 | 135.32 | 142.81
NWPP_Coal | 234.02 | 249.71 | 256.35 | 260.9 | 260.9 | 282.34
NWPP_Gas | 0 | 0 | 0 | 0 | 0 | 0
NWPP_NucRenew | 0 | 0 | 0 | 0 | 0 | 0
RMPA | 71.95 | 78.55 | 73.13 | 79.65 | 79.65 | 81.29
SP15 | 189.17 | 200.62 | 201.73 | 206.48 | 211.65 | 223.37
ALB | 63.97 | 66.3 | 67.87 | 73.44 | 73.24 | 75.91
BC | 61.93 | 62.79 | 62.87 | 66.55 | 64.92 | 65.83
HQ_IESO | 0 | 0 | 0 | 0 | 0 | 0
HQ_NEISO | 0 | 0 | 0 | 0 | 0 | 0
HQ_NY | 0 | 0 | 0 | 0 | 0 | 0
MARITIMES | 0 | 0 | 0 | 0 | 0 | 0
All | 4361.56 | 4474.28 | 4499.64 | 4551.04 | 4531.92 | 4639.01
EI_US | 2984.17 | 3038.65 | 3054.77 | 3066.13 | 3039.84 | 3097.93
EI_Canada | 180.62 | 175.84 | 173.83 | 181.64 | 174.95 | 175.12
EI | 3164.79 | 3214.49 | 3228.6 | 3247.77 | 3214.78 | 3273.05
Outside_EI | 1196.77 | 1259.79 | 1271.04 | 1303.27 | 1317.14 | 1365.96
#3 | Generation Minus Energy (TWh)
Generation Minus Energy by Pool & Region:
Pool/Region | 2015 | 2020 | 2025 | 2030 | 2035 | 2040
ENT | 3.33 | -9.44 | -13.06 | -17.39 | -9.74 | -2.87
FRCC | -0.73 | -0.83 | -0.22 | -0.01 | 0.04 | -9.29
MAPP_US | 0.96 | 18.64 | 27.04 | 26.46 | 25.44 | 26.2
MISO_IN | -8.29 | 97.79 | 70.87 | 58.16 | 51.45 | -8.36
MISO_MI | -25.87 | -48.89 | -51.89 | -55.48 | -52.77 | -15.4
MISO_MO-IL | 7.29 | -39.88 | -38.78 | -48.11 | -47.32 | -39.38
MISO_W | -1.97 | -42.58 | 30.5 | 28.24 | 18.18 | 20.88
MISO_WUMS | 21.64 | 25 | 17.47 | 10.15 | 9.05 | -0.65
NE | 12.48 | -0.95 | 0.29 | -4.82 | -22.19 | -18.9
NEISO | -25.76 | -24.62 | -24.02 | -28.3 | -25.13 | -24.71
NonRTO_Midwest | -0.53 | -0.87 | -11.48 | -4.74 | 0.4 | 1.05
NYISO_A-F | 16.7 | 15.91 | 11.54 | 16.48 | 24.48 | 18.34
NYISO_G-I | 3.08 | 4.88 | 1.48 | 0.9 | -3.2 | 5.11
NYISO_J-K | -40.85 | -43.26 | -46.67 | -55.65 | -56.25 | -59.99
PJM_E | -3.5 | 7.52 | 17.67 | 5.04 | -20.67 | -22.51
PJM_ROM | -58.02 | -61.56 | -57.25 | -64.63 | -36.9 | -6.79
PJM_ROR | 59.12 | 28.52 | -3.39 | 49.12 | 26.33 | 28.72
SOCO | -2.96 | -3.72 | -4.83 | -0.05 | -0.75 | 9.74
SPP_N | 6.22 | 24.11 | 7.5 | -1.09 | 22.94 | 25.18
SPP_S | -19.71 | -3.41 | -3.81 | 4.2 | -6.32 | -3.49
TVA | -1.48 | 1.25 | -0.03 | -3.08 | 1.28 | 0.55
TVA_Transmission | 0 | 0 | 0 | 0 | 0 | 0
VACAR | -2.62 | -0.42 | -0.32 | -7.65 | 4.4 | 30.23
IESO | 32.33 | 32.42 | 32.43 | 29.25 | 27.6 | 16.83
MAPP_CA | 1.41 | 3.43 | 5.49 | 16.64 | 17.44 | 17.41
AZ_NM_SNV_Coal | -77.54 | -96.45 | -136.63 | -148.26 | -152.9 | -154.41
AZ_NM_SNV_Gas | 66.07 | 55.99 | 83.51 | 52.35 | 17.38 | 12.88
AZ_NM_SNV_NucRenew | 42.13 | 75.3 | 88.66 | 114.1 | 169.84 | 176.16
ERCOT | 0.02 | -3.04 | -0.95 | -2.6 | -0.96 | -1.55
NP15 | 3.63 | 12.49 | 9.73 | 18.34 | 29.79 | 29.67
NWPP_Coal | -185.47 | -212.81 | -255.07 | -259.61 | -259.61 | -281.05
NWPP_Gas | 50.58 | 63.94 | 63.94 | 40.17 | 7.07 | 6.04
NWPP_NucRenew | 162.47 | 162.54 | 172.19 | 221.53 | 252.48 | 277.19
RMPA | -0.34 | -2.03 | -1.18 | -2.99 | -0.16 | 0.62
SP15 | -61.53 | -62.09 | -30.42 | -39.2 | -66.04 | -69.13
ALB | 2.2 | 1.07 | -0.52 | -0.83 | 0.7 | -0.89
BC | -2 | -1 | 0.63 | 0.93 | -0.28 | 3.92
HQ_IESO | 2.34 | 2.34 | 2.34 | 2.88 | 2.88 | 2.88
HQ_NEISO | 19.18 | 19.18 | 19.18 | 26.51 | 26.51 | 26.51
HQ_NY | 5.84 | 5.84 | 20.41 | 20.41 | 20.41 | 20.41
MARITIMES | 8.76 | 8.76 | 8.76 | 11.24 | 11.24 | 11.24
All | 8.61 | 9.08 | 11.11 | 8.58 | 6.17 | 48.37
EI_US | -27.7 | -23.02 | -23.04 | -34.1 | -39.07 | 11.8
EI_Canada | 36.07 | 38.19 | 40.25 | 48.77 | 47.93 | 37.11
EI | 8.37 | 15.18 | 17.22 | 14.68 | 8.85 | 48.92
Outside_EI | 0.24 | -6.1 | -6.1 | -6.1 | -2.69 | -0.54
#4 | Fuel Use (TBtu)
Total Fuel Consumption by Reporting Type: Entergy
ReportingType | 2015 | 2020 | 2025 | 2030 | 2035 | 2040
BM | 0 | 0 | 0 | 0 | 296.4 | 977.87
CC | 515.6 | 716.77 | 710.4 | 603.76 | 276.93 | 80.88
CSP | 0 | 0 | 0 | 0 | 0 | 0
CT | 0 | 0 | 0 | 0 | 0 | 0
Coal | 570.41 | 50.94 | 5.44 | 0.06 | 0 | 0
Geo | 0 | 0 | 0 | 0 | 0 | 0
H | 0 | 0 | 0 | 0 | 0 | 0
LFG | 0 | 0 | 11.56 | 11.56 | 11.56 | 11.56
Nuc | 464.87 | 464.87 | 464.87 | 464.87 | 681.57 | 596.09
PS | 0 | 0 | 0 | 0 | 0 | 0
PV | 0 | 0 | 0 | 0 | 0 | 0
PeakG | 0 | 0 | 0.05 | 0 | 0 | 0
PeakO | 0 | 0 | 0 | 0 | 0 | 0
ST | 0 | 0 | 0 | 0 | 0 | 0
STOG | 3.99 | 6.09 | 0 | 0 | 0 | 0
STWD | 0.45 | 1 | 1.73 | 11.64 | 18.94 | 14.76
WT | 0 | 0 | 0 | 0 | 0 | 0
IGCC | 0 | 0 | 0 | 0 | 0 | 0
DemandResponse | 0 | 0 | 0 | 0 | 0 | 0
IGCC-CCS | 0 | 0 | 0 | 0 | 0 | 0
WT_off | 0 | 0 | 0 | 0 | 0 | 0
PseudoUnit | 0 | 0 | 0 | 0 | 0 | 0
FixedInterchange | 0 | 0 | 0 | 0 | 0 | 0
Total Fuel Consumption by Reporting Type: FRCC
ReportingType | 2015 | 2020 | 2025 | 2030 | 2035 | 2040
BM | 0 | 0 | 0 | 0 | 0 | 140.76
CC | 1299.38 | 1353.07 | 1309.4 | 726.07 | 293.52 | 186.96
CSP | 0 | 0 | 0 | 0 | 0 | 0
CT | 5.26 | 9.1 | 10.27 | 3.84 | 0 | 0
Coal | 184.49 | 70.32 | 12.51 | 17.81 | 52.47 | 63.89
Geo | 0 | 0 | 0 | 0 | 0 | 0
H | 0 | 0 | 0 | 0 | 0 | 0
LFG | 0 | 0 | 21.31 | 21.31 | 21.31 | 21.31
Nuc | 352.09 | 352.09 | 604.16 | 1488.71 | 2054.3 | 2205.77
PS | 0 | 0 | 0 | 0 | 0 | 0
PV | 0 | 0 | 0 | 0 | 0 | 0
PeakG | 4.37 | 6.93 | 6.37 | 0.78 | 1.07 | 0.84
PeakO | 0 | 0 | 0 | 0 | 0 | 0
ST | 0 | 0 | 0 | 0 | 0 | 0
STOG | 0 | 0 | 0 | 0 | 0 | 0
STWD | 1.49 | 3.28 | 15.45 | 15.45 | 15.45 | 9.54
WT | 0 | 0 | 0 | 0 | 0 | 0
IGCC | 0 | 0 | 0 | 0 | 0 | 0
DemandResponse | 0 | 0 | 0 | 0 | 0 | 0
IGCC-CCS | 0 | 0 | 0 | 0 | 0 | 0
WT_off | 0 | 0 | 0 | 0 | 0 | 0
PseudoUnit | 0 | 0 | 0 | 0 | 0 | 0
FixedInterchange | 0 | 0 | 0 | 0 | 0 | 0
Total Fuel Consumption by Reporting Type: MAPP_US
ReportingType | 2015 | 2020 | 2025 | 2030 | 2035 | 2040
BM | 0 | 0 | 0 | 0 | 3.39 | 4.93
CC | 6.81 | 1.44 | 2.2 | 1.37 | 1.37 | 0.79
CSP | 0 | 0 | 0 | 0 | 0 | 0
CT | 0 | 0 | 0 | 0 | 0.05 | 0.07
Coal | 118.81 | 43.47 | 0 | 0 | 0 | 0
Geo | 0 | 0 | 0 | 0 | 0 | 0
H | 0 | 0 | 0 | 0 | 0 | 0
LFG | 0 | 0 | 0 | 7.71 | 7.71 | 7.71
Nuc | 0 | 0 | 0 | 0.01 | 0.08 | 0.05
PS | 0 | 0 | 0 | 0 | 0 | 0
PV | 0 | 0 | 0 | 0 | 0 | 0
PeakG | 0.68 | 1.35 | 0.68 | 1.71 | 1.03 | 0.69
PeakO | 0 | 0 | 0 | 0 | 0 | 0
ST | 0 | 0 | 0 | 0 | 0 | 0
STOG | 0 | 0 | 0 | 0 | 0 | 0
STWD | 0 | 0 | 0 | 0 | 0 | 0
WT | 0.01 | 0.03 | 0.05 | 0.05 | 0.04 | 0.05
IGCC | 0 | 0 | 0 | 0 | 0 | 0
DemandResponse | 0 | 0 | 0 | 0 | 0 | 0
IGCC-CCS | 0 | 0 | 0 | 0 | 0 | 0
WT_off | 0 | 0 | 0 | 0 | 0 | 0
PseudoUnit | 0 | 0 | 0 | 0 | 0 | 0
FixedInterchange | 0 | 0 | 0 | 0 | 0 | 0
Total Fuel Consumption by Reporting Type: MISO_IN
ReportingType | 2015 | 2020 | 2025 | 2030 | 2035 | 2040
BM | 0 | 0 | 0 | 0 | 0 | 596.39
CC | 183.05 | 1005.81 | 1021.04 | 930.95 | 787.25 | 156.85
CSP | 0 | 0 | 0 | 0 | 0 | 0
CT | 0 | 0 | 0 | 0 | 0 | 0
Coal | 512.05 | 204.99 | 31.85 | 69.93 | 215.02 | 222.41
Geo | 0 | 0 | 0 | 0 | 0 | 0
H | 0 | 0 | 0 | 0 | 0 | 0
LFG | 0 | 0 | 8.62 | 8.62 | 8.62 | 8.62
Nuc | 0 | 0 | 0 | 0.01 | 0.08 | 30.61
PS | 0 | 0 | 0 | 0 | 0 | 0
PV | 0 | 0 | 0 | 0 | 0 | 0
PeakG | 0 | 0 | 0 | 0 | 0 | 0
PeakO | 0 | 0 | 0 | 0 | 0 | 0
ST | 0 | 0 | 0 | 0 | 0 | 0
STOG | 0.34 | 0.34 | 0.34 | 0.34 | 0.03 | 0
STWD | 0 | 0 | 0 | 0 | 0 | 0
WT | 0 | 0 | 0 | 0 | 0 | 0
IGCC | 40.45 | 40.45 | 8.4 | 0.05 | 0 | 0
DemandResponse | 0 | 0 | 0 | 0 | 0 | 0
IGCC-CCS | 0 | 0 | 0 | 0 | 0 | 0
WT_off | 0 | 0 | 0 | 0 | 0 | 0
PseudoUnit | 0 | 0 | 0 | 0 | 0 | 0
FixedInterchange | 0 | 0 | 0 | 0 | 0 | 0
Total Fuel Consumption by Reporting Type: MISO_MI
ReportingType | 2015 | 2020 | 2025 | 2030 | 2035 | 2040
BM | 0 | 0 | 0 | 0 | 0 | 267.6
CC | 147.68 | 131.1 | 142.64 | 88.85 | 64.37 | 2.22
CSP | 0 | 0 | 0 | 0 | 0 | 0
CT | 0 | 0 | 0 | 0 | 0 | 0
Coal | 241.92 | 0 | 0 | 0 | 0 | 0
Geo | 0 | 0 | 0 | 0 | 0 | 0
H | 0 | 0 | 0 | 0 | 0 | 0
LFG | 0 | 0 | 17.24 | 17.24 | 17.24 | 17.24
Nuc | 174.19 | 174.19 | 174.19 | 228.75 | 277.21 | 536.48
PS | 0 | 0 | 0 | 0 | 0 | 0
PV | 0 | 0 | 0 | 0 | 0 | 0
PeakG | 0.17 | 0.07 | 0.23 | 0 | 0 | 0
PeakO | 0 | 0 | 0 | 0 | 0 | 0
ST | 0 | 0 | 0 | 0 | 0 | 0
STOG | 3.38 | 1.07 | 1.07 | 1.27 | 0.2 | 0
STWD | 13.39 | 13.39 | 5.5 | 8.23 | 13.39 | 13.39
WT | 0.01 | 0.01 | 0.01 | 0.01 | 0.01 | 0.01
IGCC | 0 | 0 | 0 | 0 | 0 | 0
DemandResponse | 0 | 0 | 0 | 0 | 0 | 0
IGCC-CCS | 0 | 0 | 0 | 0 | 0 | 0
WT_off | 0 | 0 | 0 | 0 | 0 | 0
PseudoUnit | 0 | 0 | 0 | 0 | 0 | 0
FixedInterchange | 0 | 0 | 0 | 0 | 0 | 0
Total Fuel Consumption by Reporting Type: MISO_MO-IL
ReportingType | 2015 | 2020 | 2025 | 2030 | 2035 | 2040
BM | 0 | 0 | 0 | 0 | 0 | 197.42
CC | 20.14 | 108.32 | 104.71 | 59.72 | 31.8 | 13.33
CSP | 0 | 0 | 0 | 0 | 0 | 0
CT | 0 | 0 | 0 | 0 | 0 | 0
Coal | 735.12 | 156.93 | 35.3 | 14.17 | 42.57 | 42.57
Geo | 0 | 0 | 0 | 0 | 0 | 0
H | 0 | 0 | 0 | 0 | 0 | 0
LFG | 0 | 0 | 17.75 | 24.03 | 24.03 | 24.03
Nuc | 178.81 | 178.81 | 178.81 | 178.81 | 178.81 | 178.81
PS | 0 | 0 | 0 | 0 | 0 | 0
PV | 0 | 0 | 0 | 0 | 0 | 0
PeakG | 2.43 | 6.47 | 1.37 | 8.81 | 4.97 | 2.68
PeakO | 0 | 0 | 0 | 0 | 0 | 0
ST | 0 | 0 | 0 | 0 | 0 | 0
STOG | 0.06 | 0.22 | 0.06 | 0 | 0 | 0
STWD | 0 | 0 | 0 | 0 | 0 | 0
WT | 0 | 0 | 0.02 | 0.02 | 0.02 | 0.02
IGCC | 0 | 0 | 0 | 0 | 0 | 0
DemandResponse | 0 | 0 | 0 | 0 | 0 | 0
IGCC-CCS | 0 | 0 | 0 | 0 | 0 | 0
WT_off | 0 | 0 | 0 | 0 | 0 | 0
PseudoUnit | 0 | 0 | 0 | 0 | 0 | 0
FixedInterchange | 0 | 0 | 0 | 0 | 0 | 0
Total Fuel Consumption by Reporting Type: MISO_W
ReportingType | 2015 | 2020 | 2025 | 2030 | 2035 | 2040
BM | 0 | 0 | 0 | 0 | 0 | 0
CC | 63.66 | 80.36 | 23.04 | 22.78 | 15.2 | 12
CSP | 0 | 0 | 0 | 0 | 0 | 0
CT | 0 | 0 | 0 | 0 | 0 | 0
Coal | 737.31 | 301.47 | 48.27 | 37.46 | 37.46 | 37.46
Geo | 0 | 0 | 0 | 0 | 0 | 0
H | 0 | 0 | 0 | 0 | 0 | 0
LFG | 0 | 0 | 0 | 7.71 | 7.71 | 7.71
Nuc | 190.11 | 190.11 | 190.11 | 190.11 | 0.01 | 0.01
PS | 0 | 0 | 0 | 0 | 0 | 0
PV | 0 | 0 | 0 | 0 | 0 | 0
PeakG | 2.84 | 4.88 | 0.41 | 1.97 | 2.84 | 0.09
PeakO | 0 | 0 | 0 | 0 | 0 | 0
ST | 0 | 0 | 0 | 0 | 0 | 0
STOG | 0 | 0 | 0 | 0 | 0 | 0
STWD | 0.81 | 2.41 | 3.64 | 12.47 | 24.94 | 22.37
WT | 0.03 | 0.03 | 0.15 | 0.15 | 0.15 | 0.16
IGCC | 0 | 0 | 0 | 0 | 0 | 0
DemandResponse | 0 | 0 | 0 | 0 | 0 | 0
IGCC-CCS | 0 | 0 | 0 | 0 | 0 | 0
WT_off | 0 | 0 | 0 | 0 | 0 | 0
PseudoUnit | 0 | 0 | 0 | 0 | 0 | 0
FixedInterchange | 0 | 0 | 0 | 0 | 0 | 0
Total Fuel Consumption by Reporting Type: MISO_WUMS
ReportingType | 2015 | 2020 | 2025 | 2030 | 2035 | 2040
BM | 0 | 0 | 0 | 0 | 0 | 310.67
CC | 341.61 | 444.9 | 402.34 | 335.83 | 321.51 | 35.74
CSP | 0 | 0 | 0 | 0 | 0 | 0
CT | 0 | 0 | 0 | 0 | 0 | 0
Coal | 116.27 | 14.5 | 11.36 | 13.02 | 30.91 | 47.14
Geo | 0 | 0 | 0 | 0 | 0 | 0
H | 0 | 0 | 0 | 0 | 0 | 0
LFG | 0 | 0 | 0 | 24.03 | 24.03 | 24.03
Nuc | 150.68 | 150.68 | 150.68 | 184.44 | 138.07 | 280.66
PS | 0 | 0 | 0 | 0 | 0 | 0
PV | 0 | 0 | 0 | 0 | 0 | 0
PeakG | 0 | 0 | 0 | 0 | 0 | 0
PeakO | 0 | 0 | 0 | 0 | 0 | 0
ST | 0 | 0 | 0 | 0 | 0 | 0
STOG | 0 | 0 | 0 | 0 | 0 | 0
STWD | 0.29 | 0.31 | 0.51 | 2.93 | 9.7 | 7.56
WT | 0 | 0 | 0 | 0 | 0 | 0
IGCC | 0 | 0 | 0 | 0 | 0 | 0
DemandResponse | 0 | 0 | 0 | 0 | 0 | 0
IGCC-CCS | 0 | 0 | 0 | 0 | 0 | 0
WT_off | 0 | 0 | 0 | 0 | 0 | 0
PseudoUnit | 0 | 0 | 0 | 0 | 0 | 0
FixedInterchange | 0 | 0 | 0 | 0 | 0 | 0
Total Fuel Consumption by Reporting Type: Nebraska
ReportingType | 2015 | 2020 | 2025 | 2030 | 2035 | 2040
BM | 0 | 0 | 0 | 0 | 15.82 | 116.89
CC | 14.7 | 104.08 | 103.59 | 82.84 | 46.96 | 21.97
CSP | 0 | 0 | 0 | 0 | 0 | 0
CT | 0 | 0 | 0 | 0 | 0 | 0
Coal | 332.69 | 50.05 | 38.55 | 36.64 | 36.21 | 36.21
Geo | 0 | 0 | 0 | 0 | 0 | 0
H | 0 | 0 | 0 | 0 | 0 | 0
LFG | 0 | 0 | 6.41 | 7.71 | 7.71 | 7.71
Nuc | 104.28 | 104.28 | 104.28 | 104.28 | 0.02 | 0.02
PS | 0 | 0 | 0 | 0 | 0 | 0
PV | 0 | 0 | 0 | 0 | 0 | 0
PeakG | 0.51 | 0.02 | 0 | 0.48 | 0.02 | 0
PeakO | 0 | 0 | 0 | 0 | 0 | 0
ST | 0 | 0 | 0 | 0 | 0 | 0
STOG | 0 | 0 | 0 | 0 | 0 | 0
STWD | 0 | 0 | 0 | 0 | 0 | 0
WT | 0 | 0 | 0 | 0 | 0 | 0
IGCC | 0 | 0 | 0 | 0 | 0 | 0
DemandResponse | 0 | 0 | 0 | 0 | 0 | 0
IGCC-CCS | 0 | 0 | 0 | 0 | 0 | 0
WT_off | 0 | 0 | 0 | 0 | 0 | 0
PseudoUnit | 0 | 0 | 0 | 0 | 0 | 0
FixedInterchange | 0 | 0 | 0 | 0 | 0 | 0
Total Fuel Consumption by Reporting Type: NEISO
ReportingType | 2015 | 2020 | 2025 | 2030 | 2035 | 2040
BM | 24.48 | 14.01 | 1.01 | 17.65 | 11.1 | 17.66
CC | 295.07 | 195.3 | 162.21 | 80.45 | 42.58 | 25.77
CSP | 0 | 0 | 0 | 0 | 0 | 0
CT | 0.01 | 0.06 | 0.12 | 0 | 0 | 0
Coal | 0.36 | 0 | 0 | 0 | 0 | 0
Geo | 0 | 0 | 0 | 0 | 0 | 0
H | 0 | 0 | 0 | 0 | 0 | 0
LFG | 5.3 | 5.3 | 5.3 | 12.81 | 12.81 | 12.81
Nuc | 365.51 | 365.51 | 365.51 | 365.51 | 264.08 | 195.08
PS | 0 | 0 | 0 | 0 | 0 | 0
PV | 0 | 0 | 0 | 0 | 0 | 0
PeakG | 0.09 | 0.33 | 0.4 | 0 | 0.03 | 0.03
PeakO | 0 | 0 | 0 | 0 | 0 | 0
ST | 0 | 0 | 0 | 0 | 0 | 0
STOG | 0 | 0 | 0 | 0 | 0 | 0
STWD | 51.79 | 14.62 | 1.34 | 10.44 | 24.42 | 25.46
WT | 0 | 0.01 | 0.01 | 0.02 | 0.04 | 0.04
IGCC | 0 | 0 | 0 | 0 | 0 | 0
DemandResponse | 0 | 0 | 0 | 0 | 0 | 0
IGCC-CCS | 0 | 0 | 0 | 0 | 0 | 0
WT_off | 0 | 0 | 0 | 0 | 0 | 0
PseudoUnit | 0 | 0 | 0 | 0 | 0 | 0
FixedInterchange | 0 | 0 | 0 | 0 | 0 | 0
Total Fuel Consumption by Reporting Type: NonRTO_Midwest
ReportingType | 2015 | 2020 | 2025 | 2030 | 2035 | 2040
BM | 0 | 0 | 0 | 0 | 100.53 | 596.39
CC | 141.55 | 264.19 | 264.19 | 263.13 | 222.06 | 10.92
CSP | 0 | 0 | 0 | 0 | 0 | 0
CT | 0 | 0 | 0 | 0 | 0 | 0
Coal | 365.83 | 173.13 | 43.02 | 78.14 | 94.52 | 94.52
Geo | 0 | 0 | 0 | 0 | 0 | 0
H | 0 | 0 | 0 | 0 | 0 | 0
LFG | 0 | 0 | 17.24 | 17.24 | 17.24 | 17.24
Nuc | 0 | 0 | 0.01 | 0.05 | 49.03 | 49.03
PS | 0 | 0 | 0 | 0 | 0 | 0
PV | 0 | 0 | 0 | 0 | 0 | 0
PeakG | 1.64 | 0.67 | 2.13 | 2.65 | 0.51 | 0
PeakO | 0 | 0 | 0 | 0 | 0 | 0
ST | 0 | 0 | 0 | 0 | 0 | 0
STOG | 0 | 0 | 0 | 0 | 0 | 0
STWD | 0 | 0 | 0 | 0 | 0 | 0
WT | 0 | 0 | 0 | 0 | 0 | 0
IGCC | 0 | 0 | 0 | 0 | 0 | 0
DemandResponse | 0 | 0 | 0 | 0 | 0 | 0
IGCC-CCS | 0 | 0 | 0 | 0 | 0 | 0
WT_off | 0 | 0 | 0 | 0 | 0 | 0
PseudoUnit | 0 | 0 | 0 | 0 | 0 | 0
FixedInterchange | 0 | 0 | 0 | 0 | 0 | 0
Total Fuel Consumption by Reporting Type: NYISO_A-F
ReportingType | 2015 | 2020 | 2025 | 2030 | 2035 | 2040
BM | 0 | 0 | 0 | 0 | 0 | 0
CC | 55.37 | 69.43 | 40.52 | 30.06 | 5.49 | 3.81
CSP | 0 | 0 | 0 | 0 | 0 | 0
CT | 0 | 0 | 0 | 0 | 0 | 0
Coal | 0 | 0 | 0 | 0 | 0 | 0
Geo | 0 | 0 | 0 | 0 | 0 | 0
H | 0 | 0 | 0 | 0 | 0 | 0
LFG | 0.69 | 0.69 | 0.69 | 8 | 8 | 8
Nuc | 270.5 | 270.5 | 270.5 | 220.56 | 173.9 | 105.39
PS | 0 | 0 | 0 | 0 | 0 | 0
PV | 0 | 0 | 0 | 0 | 0 | 0
PeakG | 0.02 | 0.07 | 0 | 0 | 0 | 0
PeakO | 0 | 0 | 0 | 0 | 0 | 0
ST | 0 | 0 | 0 | 0 | 0 | 0
STOG | 0 | 0 | 0 | 0 | 0 | 0
STWD | 0.01 | 0.11 | 0.2 | 1.07 | 3.55 | 5.22
WT | 0.01 | 0.01 | 0.01 | 0.02 | 0.04 | 0.04
IGCC | 0 | 0 | 0 | 0 | 0 | 0
DemandResponse | 0 | 0 | 0 | 0 | 0 | 0
IGCC-CCS | 0 | 0 | 0 | 0 | 0 | 0
WT_off | 0 | 0 | 0 | 0 | 0 | 0
PseudoUnit | 0 | 0 | 0 | 0 | 0 | 0
FixedInterchange | 0 | 0 | 0 | 0 | 0 | 0
Total Fuel Consumption by Reporting Type: NYISO_G-I
ReportingType | 2015 | 2020 | 2025 | 2030 | 2035 | 2040
BM | 0 | 0 | 0 | 0 | 52.91 | 77.65
CC | 27.83 | 46.38 | 24.75 | 8.64 | 8.2 | 3.78
CSP | 0 | 0 | 0 | 0 | 0 | 0
CT | 0 | 0 | 0 | 0 | 0 | 0
Coal | 0 | 0 | 0 | 0 | 0 | 0
Geo | 0 | 0 | 0 | 0 | 0 | 0
H | 0 | 0 | 0 | 0 | 0 | 0
LFG | 0 | 0 | 0 | 8 | 8 | 8
Nuc | 162.83 | 162.83 | 162.83 | 162.83 | 81.65 | 157.83
PS | 0 | 0 | 0 | 0 | 0 | 0
PV | 0 | 0 | 0 | 0 | 0 | 0
PeakG | 0 | 0 | 0.01 | 0.01 | 0.01 | 0
PeakO | 0 | 0 | 0 | 0 | 0 | 0
ST | 0 | 0 | 0 | 0 | 0 | 0
STOG | 0 | 0 | 0 | 0 | 0 | 0
STWD | 0 | 0 | 0 | 0 | 0 | 0
WT | 0 | 0 | 0 | 0 | 0 | 0
IGCC | 0 | 0 | 0 | 0 | 0 | 0
DemandResponse | 0 | 0 | 0 | 0 | 0 | 0
IGCC-CCS | 0 | 0 | 0 | 0 | 0 | 0
WT_off | 0 | 0 | 0 | 0 | 0 | 0
PseudoUnit | 0 | 0 | 0 | 0 | 0 | 0
FixedInterchange | 0 | 0 | 0 | 0 | 0 | 0
Total Fuel Consumption by Reporting Type: NYISO_J-K
ReportingType | 2015 | 2020 | 2025 | 2030 | 2035 | 2040
BM | 0 | 0 | 0 | 0 | 0 | 0
CC | 160.95 | 173.72 | 157.48 | 93.72 | 82.59 | 63.24
CSP | 0 | 0 | 0 | 0 | 0 | 0
CT | 0 | 0 | 0 | 0 | 0 | 0
Coal | 0 | 0 | 0 | 0 | 0 | 0
Geo | 0 | 0 | 0 | 0 | 0 | 0
H | 0 | 0 | 0 | 0 | 0 | 0
LFG | 0 | 0 | 0 | 8 | 8 | 8
Nuc | 0 | 0 | 0 | 0.02 | 0.08 | 0.06
PS | 0 | 0 | 0 | 0 | 0 | 0
PV | 0 | 0 | 0 | 0 | 0 | 0
PeakG | 0.53 | 0.81 | 1.27 | 1.24 | 3.56 | 2.61
PeakO | 0 | 0 | 0 | 0 | 0 | 0
ST | 0 | 0 | 0 | 0 | 0 | 0
STOG | 4.77 | 6.97 | 10.17 | 9.62 | 4.32 | 2.34
STWD | 0 | 0 | 0 | 0 | 0 | 0
WT | 0 | 0 | 0 | 0 | 0 | 0
IGCC | 0 | 0 | 0 | 0 | 0 | 0
DemandResponse | 0 | 0 | 0 | 0 | 0 | 0
IGCC-CCS | 0 | 0 | 0 | 0 | 0 | 0
WT_off | 0 | 0 | 0 | 0 | 0 | 0
PseudoUnit | 0 | 0 | 0 | 0 | 0 | 0
FixedInterchange | 0 | 0 | 0 | 0 | 0 | 0
Total Fuel Consumption by Reporting Type: PJM_E
ReportingType | 2015 | 2020 | 2025 | 2030 | 2035 | 2040
BM | 0.16 | 2.91 | 2.91 | 2.91 | 2.91 | 2.91
CC | 315.98 | 346.76 | 389.91 | 310.88 | 251.61 | 103.65
CSP | 0 | 0 | 0 | 0 | 0 | 0
CT | 0 | 0.03 | 0.06 | 0 | 0 | 0
Coal | 6.61 | 4.83 | 2.05 | 0.4 | 8.38 | 17.76
Geo | 0 | 0 | 0 | 0 | 0 | 0
H | 0 | 0 | 0 | 0 | 0 | 0
LFG | 0.98 | 15.28 | 15.28 | 15.28 | 15.28 | 15.28
Nuc | 702.72 | 651.97 | 651.97 | 651.97 | 468.33 | 371.38
PS | 0 | 0 | 0 | 0 | 0 | 0
PV | 0 | 0 | 0 | 0 | 0 | 0
PeakG | 0.42 | 2.74 | 5.33 | 7.63 | 3.38 | 2.74
PeakO | 0 | 0 | 0 | 0 | 0 | 0
ST | 0 | 0 | 0 | 0 | 0 | 0
STOG | 3.02 | 5.33 | 0 | 0 | 0 | 0
STWD | 0 | 0 | 0 | 0 | 0 | 0
WT | 0 | 0 | 0 | 0 | 0 | 0
IGCC | 0 | 0 | 0 | 0 | 0 | 0
DemandResponse | 0 | 0 | 0 | 0 | 0 | 0
IGCC-CCS | 0 | 0 | 0 | 0 | 0 | 0
WT_off | 0 | 0 | 0 | 0 | 0 | 0.03
PseudoUnit | 0 | 0 | 0 | 0 | 0 | 0
FixedInterchange | 0 | 0 | 0 | 0 | 0 | 0
Total Fuel Consumption by Reporting Type: PJM_ROM
ReportingType | 2015 | 2020 | 2025 | 2030 | 2035 | 2040
BM | 0.1 | 1.75 | 1.75 | 1.75 | 228.85 | 228.85
CC | 144.71 | 162.16 | 184.74 | 145.95 | 107.25 | 14.9
CSP | 0 | 0 | 0 | 0 | 0 | 0
CT | 0 | 0.02 | 0.03 | 0.03 | 0 | 0
Coal | 115.84 | 28 | 3.5 | 10.28 | 19.43 | 19.42
Geo | 0 | 0 | 0 | 0 | 0 | 0
H | 0 | 0 | 0 | 0 | 0 | 0
LFG | 2.04 | 30.56 | 30.56 | 30.56 | 30.56 | 30.56
Nuc | 420.79 | 420.79 | 420.79 | 420.79 | 452.38 | 541.36
PS | 0 | 0 | 0 | 0 | 0 | 0
PV | 0 | 0 | 0 | 0 | 0 | 0
PeakG | 0 | 0.16 | 0.6 | 3.49 | 1.9 | 1.74
PeakO | 0 | 0 | 0 | 0 | 0 | 0
ST | 0 | 0 | 0 | 0 | 0 | 0
STOG | 7.33 | 11.84 | 1.04 | 0 | 0 | 0
STWD | 0.31 | 5.38 | 5.38 | 5.38 | 5.38 | 5.38
WT | 0 | 0 | 0 | 0 | 0.02 | 0.02
IGCC | 0 | 0 | 0 | 0 | 0 | 0
DemandResponse | 0 | 0 | 0 | 0 | 0 | 0
IGCC-CCS | 0 | 0 | 0 | 0 | 0 | 0
WT_off | 0 | 0 | 0 | 0 | 0 | 0.04
PseudoUnit | 0 | 0 | 0 | 0 | 0 | 0
FixedInterchange | 0 | 0 | 0 | 0 | 0 | 0
Total Fuel Consumption by Reporting Type: PJM_ROR
ReportingType | 2015 | 2020 | 2025 | 2030 | 2035 | 2040
BM | 2.1 | 37.37 | 31.54 | 37.37 | 37.37 | 1024.6
CC | 1130.97 | 1415.17 | 1495.47 | 1319.22 | 1083.55 | 79.37
CSP | 0 | 0 | 0 | 0 | 0 | 0
CT | 0.03 | 0.03 | 0.06 | 0.06 | 0 | 0
Coal | 1843.92 | 993.04 | 187.2 | 205.99 | 402.39 | 402.39
Geo | 0 | 0 | 0 | 0 | 0 | 0
H | 0 | 0 | 0 | 0 | 0 | 0
LFG | 6.18 | 61.46 | 61.46 | 61.46 | 61.46 | 61.46
Nuc | 1644.81 | 1644.81 | 1644.81 | 1573.64 | 1502.78 | 2409.74
PS | 0 | 0 | 0 | 0 | 0 | 0
PV | 0 | 0 | 0 | 0 | 0 | 0
PeakG | 9.51 | 11.68 | 20.88 | 16.94 | 12.51 | 4.78
PeakO | 0 | 0 | 0 | 0 | 0 | 0
ST | 0 | 0 | 0 | 0 | 0 | 0
STOG | 4.28 | 8.36 | 4.04 | 0 | 0 | 0
STWD | 0.43 | 15.91 | 13.33 | 11.69 | 15.91 | 15.91
WT | 0.03 | 0.03 | 0.04 | 0.13 | 0.13 | 0.13
IGCC | 0 | 0 | 0 | 0 | 0 | 0
DemandResponse | 0 | 0 | 0 | 0 | 0 | 0
IGCC-CCS | 0 | 0 | 0 | 0 | 0 | 0
WT_off | 0 | 0 | 0 | 0 | 0 | 0
PseudoUnit | 0 | 0 | 0 | 0 | 0 | 0
FixedInterchange | 0 | 0 | 0 | 0 | 0 | 0
Total Fuel Consumption by Reporting Type: SOCO
ReportingType | 2015 | 2020 | 2025 | 2030 | 2035 | 2040
BM | 0.5 | 1.16 | 3.89 | 5.34 | 636.09 | 636.25
CC | 1022.31 | 1191.64 | 1228.19 | 775.82 | 291.74 | 56.25
CSP | 0 | 0 | 0 | 0 | 0 | 0
CT | 0 | 0 | 0 | 0 | 0 | 0
Coal | 381.27 | 126.72 | 70.39 | 93.88 | 93.88 | 93.88
Geo | 0 | 0 | 0 | 0 | 0 | 0
H | 0 | 0 | 0 | 0 | 0 | 0
LFG | 0 | 0 | 11.56 | 11.56 | 11.56 | 11.56
Nuc | 494.38 | 673.18 | 673.18 | 1366.67 | 1592.8 | 2026.11
PS | 0 | 0 | 0 | 0 | 0 | 0
PV | 0 | 0 | 0 | 0 | 0 | 0
PeakG | 7.78 | 10.94 | 20.3 | 1.25 | 1.72 | 0.79
PeakO | 0 | 0 | 0 | 0 | 0 | 0
ST | 0 | 0 | 0 | 0 | 0 | 0
STOG | 0 | 0 | 0 | 0 | 0 | 0
STWD | 3.34 | 5.8 | 8.89 | 50.38 | 60.13 | 37.13
WT | 0 | 0 | 0 | 0 | 0 | 0
IGCC | 0 | 0 | 0 | 0 | 0 | 0
DemandResponse | 0 | 0 | 0 | 0 | 0 | 0
IGCC-CCS | 0 | 0 | 0 | 0 | 0 | 0
WT_off | 0 | 0 | 0 | 0 | 0 | 0
PseudoUnit | 0 | 0 | 0 | 0 | 0 | 0
FixedInterchange | 0 | 0 | 0 | 0 | 0 | 0
Total Fuel Consumption by Reporting Type: SPP_N
ReportingType | 2015 | 2020 | 2025 | 2030 | 2035 | 2040
BM | 0 | 0 | 0 | 0 | 530.18 | 571.39
CC | 89.45 | 191.63 | 162.41 | 145.23 | 51.69 | 34.81
CSP | 0 | 0 | 0 | 0 | 0 | 0
CT | 0 | 0 | 0 | 0 | 0 | 0
Coal | 592.06 | 194.35 | 18.74 | 31.84 | 84.2 | 84.2
Geo | 0 | 0 | 0 | 0 | 0 | 0
H | 0 | 0 | 0 | 0 | 0 | 0
LFG | 0 | 0 | 10.22 | 10.22 | 10.22 | 10.22
Nuc | 93.19 | 93.19 | 93.19 | 93.19 | 93.19 | 93.19
PS | 0 | 0 | 0 | 0 | 0 | 0
PV | 0 | 0 | 0 | 0 | 0 | 0
PeakG | 0.23 | 0 | 0 | 0.23 | 0 | 0
PeakO | 0 | 0 | 0 | 0 | 0 | 0
ST | 0 | 0 | 0 | 0 | 0 | 0
STOG | 1.97 | 0.22 | 0.94 | 1.97 | 0 | 0
STWD | 0 | 0 | 0 | 0 | 0 | 0
WT | 0 | 0.05 | 0.05 | 0.05 | 0.05 | 0.05
IGCC | 0 | 0 | 0 | 0 | 0 | 0
DemandResponse | 0 | 0 | 0 | 0 | 0 | 0
IGCC-CCS | 0 | 0 | 0 | 0 | 0 | 0
WT_off | 0 | 0 | 0 | 0 | 0 | 0
PseudoUnit | 0 | 0 | 0 | 0 | 0 | 0
FixedInterchange | 0 | 0 | 0 | 0 | 0 | 0
Total Fuel Consumption by Reporting Type: SPP_S
ReportingType | 2015 | 2020 | 2025 | 2030 | 2035 | 2040
BM | 0 | 0 | 0 | 0 | 221.27 | 350.52
CC | 295.28 | 304.9 | 347.06 | 322.08 | 144.77 | 101.48
CSP | 0 | 0 | 0 | 0 | 0 | 0
CT | 0.15 | 0 | 0 | 0 | 0 | 0.47
Coal | 829.03 | 83.8 | 7.2 | 0 | 0 | 0
Geo | 0 | 0 | 0 | 0 | 0 | 0
H | 0 | 0 | 0 | 0 | 0 | 0
LFG | 0 | 0 | 10.22 | 10.22 | 10.22 | 10.22
Nuc | 0 | 0 | 0 | 119.87 | 119.94 | 119.92
PS | 0 | 0 | 0 | 0 | 0 | 0
PV | 0 | 0 | 0 | 0 | 0 | 0
PeakG | 0 | 0 | 0 | 0 | 0 | 0
PeakO | 0 | 0 | 0 | 0 | 0 | 0
ST | 0 | 0 | 0 | 0 | 0 | 0
STOG | 21.9 | 6.28 | 14.82 | 10.95 | 2.59 | 0.71
STWD | 0.72 | 0.39 | 0.39 | 2.82 | 7.67 | 5.96
WT | 0.01 | 0.11 | 0.11 | 0.11 | 0.11 | 0.11
IGCC | 0 | 0 | 0 | 0 | 0 | 0
DemandResponse | 0 | 0 | 0 | 0 | 0 | 0
IGCC-CCS | 0 | 0 | 0 | 0 | 0 | 0
WT_off | 0 | 0 | 0 | 0 | 0 | 0
PseudoUnit | 0 | 0 | 0 | 0 | 0 | 0
FixedInterchange | 0 | 0 | 0 | 0 | 0 | 0
Total Fuel Consumption by Reporting Type: TVA
ReportingType | 2015 | 2020 | 2025 | 2030 | 2035 | 2040
BM | 0 | 0 | 0 | 0 | 717.69 | 717.69
CC | 327.36 | 483.11 | 534.93 | 495.25 | 235.82 | 21.93
CSP | 0 | 0 | 0 | 0 | 0 | 0
CT | 0 | 0 | 0 | 0 | 0 | 0
Coal | 346.81 | 137.62 | 4.29 | 0 | 0 | 0
Geo | 0 | 0 | 0 | 0 | 0 | 0
H | 0 | 0 | 0 | 0 | 0 | 0
LFG | 0 | 0 | 11.56 | 11.56 | 11.56 | 11.56
Nuc | 676.63 | 676.63 | 676.63 | 676.63 | 680.8 | 959.42
PS | 0 | 0 | 0 | 0 | 0 | 0
PV | 0 | 0 | 0 | 0 | 0 | 0
PeakG | 0 | 0 | 0 | 0 | 0 | 0
PeakO | 0 | 0 | 0 | 0 | 0 | 0
ST | 0 | 0 | 0 | 0 | 0 | 0
STOG | 0 | 0 | 0 | 0 | 0 | 0
STWD | 0.02 | 0.02 | 0.04 | 0.35 | 0.42 | 0.42
WT | 0 | 0 | 0 | 0 | 0 | 0
IGCC | 0 | 0 | 0 | 0 | 0 | 0
DemandResponse | 0 | 0 | 0 | 0 | 0 | 0
IGCC-CCS | 0 | 0 | 0 | 0 | 0 | 0
WT_off | 0 | 0 | 0 | 0 | 0 | 0
PseudoUnit | 0 | 0 | 0 | 0 | 0 | 0
FixedInterchange | 0 | 0 | 0 | 0 | 0 | 0
Total Fuel Consumption by Reporting Type: TVA_Transmission
ReportingType | 2015 | 2020 | 2025 | 2030 | 2035 | 2040
BM | 0 | 0 | 0 | 0 | 0 | 0
CC | 0 | 0 | 0 | 0 | 0 | 0
CSP | 0 | 0 | 0 | 0 | 0 | 0
CT | 0 | 0 | 0 | 0 | 0 | 0
Coal | 0 | 0 | 0 | 0 | 0 | 0
Geo | 0 | 0 | 0 | 0 | 0 | 0
H | 0 | 0 | 0 | 0 | 0 | 0
LFG | 0 | 0 | 0 | 0 | 0 | 0
Nuc | 0 | 0 | 0 | 0 | 0 | 0
PS | 0 | 0 | 0 | 0 | 0 | 0
PV | 0 | 0 | 0 | 0 | 0 | 0
PeakG | 0 | 0 | 0 | 0 | 0 | 0
PeakO | 0 | 0 | 0 | 0 | 0 | 0
ST | 0 | 0 | 0 | 0 | 0 | 0
STOG | 0 | 0 | 0 | 0 | 0 | 0
STWD | 0 | 0 | 0 | 0 | 0 | 0
WT | 0 | 0 | 0 | 0 | 0 | 0
IGCC | 0 | 0 | 0 | 0 | 0 | 0
DemandResponse | 0 | 0 | 0 | 0 | 0 | 0
IGCC-CCS | 0 | 0 | 0 | 0 | 0 | 0
WT_off | 0 | 0 | 0 | 0 | 0 | 0
PseudoUnit | 0 | 0 | 0 | 0 | 0 | 0
FixedInterchange | 0 | 0 | 0 | 0 | 0 | 0
Total Fuel Consumption by Reporting Type: VACAR
ReportingType | 2015 | 2020 | 2025 | 2030 | 2035 | 2040
BM | 0.09 | 16.61 | 68.88 | 70.12 | 70.12 | 548.15
CC | 792.49 | 778.75 | 758.08 | 659.3 | 260.24 | 67.02
CSP | 0 | 0 | 0 | 0 | 0 | 0
CT | 0.8 | 0.8 | 1.52 | 0 | 0 | 0
Coal | 252.89 | 147.68 | 36.52 | 34.08 | 52.76 | 53.9
Geo | 0 | 0 | 0 | 0 | 0 | 0
H | 0 | 0 | 0 | 0 | 0 | 0
LFG | 0.04 | 11.56 | 11.56 | 11.56 | 11.56 | 11.56
Nuc | 910.72 | 1100.09 | 1284.98 | 1393.49 | 1134.7 | 986.66
PS | 0 | 0 | 0 | 0 | 0 | 0
PV | 0 | 0 | 0 | 0 | 0 | 0
PeakG | 1.17 | 2.59 | 4.44 | 4.72 | 1.34 | 1.4
PeakO | 0 | 0 | 0 | 0 | 0 | 0
ST | 0 | 0 | 0 | 0 | 0 | 0
STOG | 0 | 0 | 0 | 0 | 0 | 0
STWD | 24.47 | 24.47 | 24.47 | 24.47 | 24.47 | 19.07
WT | 0 | 0.01 | 0.01 | 0.01 | 0.01 | 0.01
IGCC | 0 | 0 | 0 | 0 | 0 | 0
DemandResponse | 0 | 0 | 0 | 0 | 0 | 0
IGCC-CCS | 0 | 0 | 0 | 0 | 0 | 0
WT_off | 0 | 0 | 0 | 0 | 0.1 | 0.14
PseudoUnit | 0 | 0 | 0 | 0 | 0 | 0
FixedInterchange | 0 | 0 | 0 | 0 | 0 | 0
Total Fuel Consumption by Reporting Type: IESO
ReportingType | 2015 | 2020 | 2025 | 2030 | 2035 | 2040
BM | 0 | 0.03 | 0 | 0.1 | 0.43 | 2.13
CC | 37.88 | 3.37 | 0.62 | 0.68 | 0.26 | 0.61
CSP | 0 | 0 | 0 | 0 | 0 | 0
CT | 0 | 0.04 | 0 | 0 | 0 | 0
Coal | 0 | 0 | 0 | 0 | 0 | 0
Geo | 0 | 0 | 0 | 0 | 0 | 0
H | 0 | 0 | 0 | 0 | 0 | 0
LFG | 1.56 | 1.56 | 1.56 | 1.61 | 1.61 | 1.61
Nuc | 1064.72 | 1055.34 | 1043.2 | 1064.72 | 980.48 | 854.53
PS | 0 | 0 | 0 | 0 | 0 | 0
PV | 0 | 0 | 0 | 0 | 0 | 0
PeakG | 0 | 0 | 0 | 0 | 0 | 0
PeakO | 0 | 0 | 0 | 0 | 0 | 0
ST | 0 | 0 | 0 | 0 | 0 | 0
STOG | 0 | 0 | 0 | 0 | 0 | 0
STWD | 0.05 | 0.05 | 0.05 | 0.54 | 0.28 | 10.32
WT | 0.01 | 0.01 | 0.01 | 0.01 | 0.01 | 0.01
IGCC | 0 | 0 | 0 | 0 | 0 | 0
DemandResponse | 0 | 0 | 0 | 0 | 0 | 0
IGCC-CCS | 0 | 0 | 0 | 0 | 0 | 0
WT_off | 0 | 0 | 0 | 0 | 0 | 0
PseudoUnit | 0 | 0 | 0 | 0 | 0 | 0
FixedInterchange | 0 | 0 | 0 | 0 | 0 | 0
Total Fuel Consumption by Reporting Type: MAPP_CA
ReportingType | 2015 | 2020 | 2025 | 2030 | 2035 | 2040
BM | 0 | 0 | 0 | 0 | 0 | 0
CC | 55.51 | 55.51 | 4.75 | 0 | 0 | 0
CSP | 0 | 0 | 0 | 0 | 0 | 0
CT | 0 | 0 | 0 | 0 | 0 | 0
Coal | 2.79 | 0.44 | 0 | 0 | 0 | 0
Geo | 0 | 0 | 0 | 0 | 0 | 0
H | 0 | 0 | 0.01 | 0.03 | 0.03 | 0.03
LFG | 0 | 0 | 0 | 0 | 0 | 0
Nuc | 0 | 0 | 0 | 0 | 0.05 | 0
PS | 0 | 0 | 0 | 0 | 0 | 0
PV | 0 | 0 | 0 | 0 | 0 | 0
PeakG | 0.98 | 1.22 | 0 | 0 | 0 | 0
PeakO | 0 | 0 | 0 | 0 | 0 | 0
ST | 0 | 0 | 0 | 0 | 0 | 0
STOG | 0.16 | 0.02 | 0 | 0 | 0 | 0
STWD | 0 | 0 | 0 | 0 | 0 | 0
WT | 0 | 0 | 0 | 0 | 0 | 0
IGCC | 0 | 0 | 0 | 0 | 0 | 0
DemandResponse | 0 | 0 | 0 | 0 | 0 | 0
IGCC-CCS | 0 | 0 | 0 | 0 | 0 | 0
WT_off | 0 | 0 | 0 | 0 | 0 | 0
PseudoUnit | 0 | 0 | 0 | 0 | 0 | 0
FixedInterchange | 0 | 0 | 0 | 0 | 0 | 0
Total Fuel Consumption by Reporting Type: AZ_NM_SNV_Coal
ReportingType | 2015 | 2020 | 2025 | 2030 | 2035 | 2040
BM | 0 | 0 | 0 | 0 | 0 | 0
CC | 0 | 0 | 0 | 0 | 0 | 0
CSP | 0 | 0 | 0 | 0 | 0 | 0
CT | 0 | 0 | 0 | 0 | 0 | 0
Coal | 510.59 | 463.14 | 102.26 | 6.11 | 40.55 | 21.06
Geo | 0 | 0 | 0 | 0 | 0 | 0
H | 0 | 0 | 0 | 0 | 0 | 0
LFG | 0 | 0 | 0 | 0 | 0 | 0
Nuc | 0 | 0 | 0 | 0 | 0 | 0
PS | 0 | 0 | 0 | 0 | 0 | 0
PV | 0 | 0 | 0 | 0 | 0 | 0
PeakG | 0 | 0 | 0 | 0 | 0 | 0
PeakO | 0 | 0 | 0 | 0 | 0 | 0
ST | 0 | 0 | 0 | 0 | 0 | 0
STOG | 0 | 0 | 0 | 0 | 0 | 0
STWD | 0 | 0 | 0 | 0 | 0 | 0
WT | 0 | 0 | 0 | 0 | 0 | 0
IGCC | 0 | 0 | 0 | 0 | 0 | 0
DemandResponse | 0 | 0 | 0 | 0 | 0 | 0
IGCC-CCS | 0 | 0 | 0 | 0 | 0 | 0
WT_off | 0 | 0 | 0 | 0 | 0 | 0
PseudoUnit | 0 | 0 | 0 | 0 | 0 | 0
FixedInterchange | 0 | 0 | 0 | 0 | 0 | 0
Total Fuel Consumption by Reporting Type: AZ_NM_SNV_Gas
ReportingType | 2015 | 2020 | 2025 | 2030 | 2035 | 2040
BM | 0 | 0 | 0 | 0 | 0 | 0
CC | 470.4 | 385.41 | 584.71 | 359.16 | 116.76 | 84.46
CSP | 0 | 0 | 0 | 0 | 0 | 0
CT | 0 | 0 | 0 | 0 | 0 | 0
Coal | 0 | 0 | 0 | 0 | 0 | 0
Geo | 0 | 0 | 0 | 0 | 0 | 0
H | 0 | 0 | 0 | 0 | 0 | 0
LFG | 0 | 0 | 0 | 0 | 0 | 0
Nuc | 0 | 0 | 0 | 0 | 0 | 0
PS | 0 | 0 | 0 | 0 | 0 | 0
PV | 0 | 0 | 0 | 0 | 0 | 0
PeakG | 0 | 0 | 0 | 0 | 0 | 0
PeakO | 0 | 0 | 0 | 0 | 0 | 0
ST | 0 | 0 | 0 | 0 | 0 | 0
STOG | 0 | 0 | 0 | 0 | 0 | 0
STWD | 0 | 0 | 0 | 0 | 0 | 0
WT | 0 | 0 | 0 | 0 | 0 | 0
IGCC | 0 | 0 | 0 | 0 | 0 | 0
DemandResponse | 0 | 0 | 0 | 0 | 0 | 0
IGCC-CCS | 0 | 0 | 0 | 0 | 0 | 0
WT_off | 0 | 0 | 0 | 0 | 0 | 0
PseudoUnit | 0 | 0 | 0 | 0 | 0 | 0
FixedInterchange | 0 | 0 | 0 | 0 | 0 | 0
Total Fuel Consumption by Reporting Type: AZ_NM_SNV_NucRenew
ReportingType | 2015 | 2020 | 2025 | 2030 | 2035 | 2040
BM | 0 | 0 | 0 | 0 | 0 | 81.98
CC | 0 | 0 | 0 | 0 | 0 | 0
CSP | 0 | 0 | 0 | 0 | 0 | 0
CT | 0 | 0 | 0 | 0 | 0 | 0
Coal | 0 | 0 | 0 | 0 | 0 | 0
Geo | 0 | 0 | 0.01 | 0.01 | 0.01 | 0.01
H | 0 | 0 | 0 | 0 | 0 | 0
LFG | 0 | 0 | 6.53 | 6.53 | 6.53 | 6.53
Nuc | 317.72 | 317.72 | 317.72 | 578.26 | 1140.81 | 1140.81
PS | 0 | 0 | 0 | 0 | 0 | 0
PV | 0 | 0 | 0 | 0 | 0 | 0
PeakG | 0 | 0 | 0 | 0 | 0 | 0
PeakO | 0 | 0 | 0 | 0 | 0 | 0
ST | 0 | 0 | 0 | 0 | 0.01 | 0.01
STOG | 0 | 0 | 0 | 0 | 0 | 0
STWD | 1.77 | 1.77 | 1.77 | 1.77 | 1.77 | 1.77
WT | 0 | 0.03 | 0.03 | 0.03 | 0.03 | 0.03
IGCC | 0 | 0 | 0 | 0 | 0 | 0
DemandResponse | 0 | 0 | 0 | 0 | 0 | 0
IGCC-CCS | 0 | 0 | 0 | 0 | 0 | 0
WT_off | 0 | 0 | 0 | 0 | 0 | 0
PseudoUnit | 0 | 0 | 0 | 0 | 0 | 0
FixedInterchange | 0 | 0 | 0 | 0 | 0 | 0
Total Fuel Consumption by Reporting Type: ERCOT
ReportingType | 2015 | 2020 | 2025 | 2030 | 2035 | 2040
BM | 0.76 | 1.31 | 1.97 | 14.07 | 394.55 | 304.35
CC | 1443.6 | 1563.43 | 1342.97 | 1204.87 | 532.81 | 350.17
CSP | 0 | 0 | 0 | 0 | 0 | 0
CT | 0 | 0.03 | 0.02 | 0.09 | 0 | 0
Coal | 421.47 | 267.87 | 49.58 | 67.13 | 78.19 | 78.19
Geo | 0 | 0 | 0 | 0 | 0 | 0
H | 0 | 0 | 0 | 0 | 0 | 0
LFG | 0 | 0 | 38.09 | 38.09 | 38.09 | 38.09
Nuc | 422.69 | 422.69 | 422.69 | 558.42 | 1325 | 1711.96
PS | 0 | 0 | 0 | 0 | 0 | 0
PV | 0 | 0 | 0 | 0 | 0 | 0
PeakG | 0 | 0.07 | 0 | 0.48 | 0.47 | 0.47
PeakO | 0 | 0 | 0 | 0 | 0 | 0
ST | 0 | 0 | 0 | 0 | 0 | 0
STOG | 21.69 | 35.41 | 10.49 | 9.05 | 0 | 0
STWD | 0 | 0 | 0 | 0 | 0 | 0
WT | 0.03 | 0.03 | 0.08 | 0.08 | 0.08 | 0.08
IGCC | 0 | 0 | 0 | 0 | 0 | 0
DemandResponse | 0 | 0 | 0 | 0 | 0 | 0
IGCC-CCS | 0 | 0 | 0 | 0 | 0 | 0
WT_off | 0 | 0 | 0 | 0 | 0 | 0
PseudoUnit | 0 | 0 | 0 | 0 | 0 | 0
FixedInterchange | 0 | 0 | 0 | 0 | 0 | 0
Total Fuel Consumption by Reporting Type: NP15
ReportingType | 2015 | 2020 | 2025 | 2030 | 2035 | 2040
BM | 0 | 0 | 0 | 0 | 0 | 68.01
CC | 413.99 | 403.7 | 403.91 | 274.62 | 85.15 | 45.64
CSP | 0 | 0 | 0 | 0 | 0 | 0
CT | 0 | 0 | 0 | 0 | 0 | 0
Coal | 16.77 | 0 | 0 | 0 | 0 | 0
Geo | 0.01 | 0.01 | 0.01 | 0.01 | 0.01 | 0.01
H | 0 | 0 | 0 | 0 | 0 | 0
LFG | 0 | 40.72 | 60.8 | 60.8 | 60.8 | 60.8
Nuc | 187.74 | 187.74 | 187.74 | 535.85 | 746.11 | 811.16
PS | 0 | 0 | 0 | 0 | 0 | 0
PV | 0 | 0 | 0 | 0 | 0 | 0
PeakG | 0 | 0 | 0 | 0 | 0 | 0
PeakO | 0 | 0 | 0 | 0 | 0 | 0
ST | 0 | 0 | 0 | 0 | 0 | 0
STOG | 0.81 | 0.46 | 0.83 | 0 | 0 | 0
STWD | 37.44 | 37.44 | 21.8 | 37.44 | 37.44 | 37.44
WT | 0 | 0.01 | 0.01 | 0.01 | 0.03 | 0.04
IGCC | 0 | 0 | 0 | 0 | 0 | 0
DemandResponse | 0 | 0 | 0 | 0 | 0 | 0
IGCC-CCS | 0 | 0 | 0 | 0 | 0 | 0
WT_off | 0 | 0 | 0 | 0 | 0 | 0
PseudoUnit | 0 | 0 | 0 | 0 | 0 | 0
FixedInterchange | 0 | 0 | 0 | 0 | 0 | 0
Total Fuel Consumption by Reporting Type: NWPP_Coal
ReportingType | 2015 | 2020 | 2025 | 2030 | 2035 | 2040
BM | 0 | 0 | 0 | 0 | 0 | 0
CC | 0 | 0 | 0 | 0 | 0 | 0
CSP | 0 | 0 | 0 | 0 | 0 | 0
CT | 0 | 0 | 0 | 0 | 0 | 0
Coal | 515.69 | 388.75 | 16.32 | 16.32 | 16.32 | 16.32
Geo | 0 | 0 | 0 | 0 | 0 | 0
H | 0 | 0 | 0 | 0 | 0 | 0
LFG | 0 | 0 | 0 | 0 | 0 | 0
Nuc | 0 | 0 | 0 | 0 | 0 | 0
PS | 0 | 0 | 0 | 0 | 0 | 0
PV | 0 | 0 | 0 | 0 | 0 | 0
PeakG | 0 | 0 | 0 | 0 | 0 | 0
PeakO | 0 | 0 | 0 | 0 | 0 | 0
ST | 0 | 0 | 0 | 0 | 0 | 0
STOG | 0 | 0 | 0 | 0 | 0 | 0
STWD | 0 | 0 | 0 | 0 | 0 | 0
WT | 0 | 0 | 0 | 0 | 0 | 0
IGCC | 0 | 0 | 0 | 0 | 0 | 0
DemandResponse | 0 | 0 | 0 | 0 | 0 | 0
IGCC-CCS | 0 | 0 | 0 | 0 | 0 | 0
WT_off | 0 | 0 | 0 | 0 | 0 | 0
PseudoUnit | 0 | 0 | 0 | 0 | 0 | 0
FixedInterchange | 0 | 0 | 0 | 0 | 0 | 0
Total Fuel Consumption by Reporting Type: NWPP_Gas
ReportingType | 2015 | 2020 | 2025 | 2030 | 2035 | 2040
BM | 0 | 0 | 0 | 0 | 0 | 0
CC | 361.48 | 443.26 | 443.26 | 272.19 | 43.28 | 36.95
CSP | 0 | 0 | 0 | 0 | 0 | 0
CT | 0 | 0 | 0 | 0 | 0 | 0
Coal | 0 | 0 | 0 | 0 | 0 | 0
Geo | 0 | 0 | 0 | 0 | 0 | 0
H | 0 | 0 | 0 | 0 | 0 | 0
LFG | 0 | 0 | 0 | 0 | 0 | 0
Nuc | 0 | 0 | 0 | 0 | 0 | 0
PS | 0 | 0 | 0 | 0 | 0 | 0
PV | 0 | 0 | 0 | 0 | 0 | 0
PeakG | 0 | 0 | 0 | 0 | 0 | 0
PeakO | 0 | 0 | 0 | 0 | 0 | 0
ST | 0 | 0 | 0 | 0 | 0 | 0
STOG | 0 | 0 | 0 | 0 | 0 | 0
STWD | 0 | 0 | 0 | 0 | 0 | 0
WT | 0 | 0 | 0 | 0 | 0 | 0
IGCC | 0 | 0 | 0 | 0 | 0 | 0
DemandResponse | 0 | 0 | 0 | 0 | 0 | 0
IGCC-CCS | 0 | 0 | 0 | 0 | 0 | 0
WT_off | 0 | 0 | 0 | 0 | 0 | 0
PseudoUnit | 0 | 0 | 0 | 0 | 0 | 0
FixedInterchange | 0 | 0 | 0 | 0 | 0 | 0
Total Fuel Consumption by Reporting Type: NWPP_NucRenew
ReportingType | 2015 | 2020 | 2025 | 2030 | 2035 | 2040
BM | 0 | 0.86 | 3.16 | 3.16 | 3.16 | 253.65
CC | 0 | 0 | 0 | 0 | 0 | 0
CSP | 0 | 0 | 0 | 0 | 0 | 0
CT | 0 | 0 | 0 | 0 | 0 | 0
Coal | 0 | 0 | 0 | 0 | 0 | 0
Geo | 0 | 0 | 0.01 | 0.01 | 0.01 | 0.01
H | 0 | 0 | 0 | 0 | 0 | 0
LFG | 2.74 | 2.74 | 29.05 | 29.05 | 29.05 | 29.05
Nuc | 88.66 | 88.66 | 88.66 | 88.66 | 400.21 | 401.14
PS | 0 | 0 | 0 | 0 | 0 | 0
PV | 0 | 0 | 0 | 0 | 0 | 0
PeakG | 0 | 0 | 0 | 0 | 0 | 0
PeakO | 0 | 0 | 0 | 0 | 0 | 0
ST | 0 | 0 | 0 | 0 | 0 | 0
STOG | 0 | 0 | 0 | 0 | 0 | 0
STWD | 0 | 0 | 46.18 | 46.18 | 46.18 | 46.18
WT | 0.02 | 0.02 | 0.02 | 0.07 | 0.07 | 0.07
IGCC | 0 | 0 | 0 | 0 | 0 | 0
DemandResponse | 0 | 0 | 0 | 0 | 0 | 0
IGCC-CCS | 0 | 0 | 0 | 0 | 0 | 0
WT_off | 0 | 0 | 0 | 0 | 0 | 0
PseudoUnit | 0 | 0 | 0 | 0 | 0 | 0
FixedInterchange | 0 | 0 | 0 | 0 | 0 | 0
Total Fuel Consumption by Reporting Type: RMPA
ReportingType | 2015 | 2020 | 2025 | 2030 | 2035 | 2040
BM | 0 | 0 | 0 | 0 | 130.7 | 178.87
CC | 80.47 | 80.18 | 140.74 | 80.7 | 33.16 | 21.62
CSP | 0 | 0 | 0 | 0 | 0 | 0
CT | 0 | 0 | 0 | 0 | 0 | 0
Coal | 516.91 | 417.8 | 76.26 | 45.81 | 45.79 | 41.53
Geo | 0 | 0 | 0.02 | 0.02 | 0.02 | 0.02
H | 0 | 0 | 0 | 0 | 0 | 0
LFG | 0.15 | 0.15 | 3.26 | 3.26 | 3.26 | 3.26
Nuc | 0 | 0 | 6.11 | 155.5 | 155.53 | 155.52
PS | 0 | 0 | 0 | 0 | 0 | 0
PV | 0 | 0 | 0 | 0 | 0 | 0
PeakG | 0 | 0 | 0.07 | 0 | 0.05 | 0.02
PeakO | 0 | 0 | 0 | 0 | 0 | 0
ST | 0 | 0 | 0 | 0 | 0 | 0
STOG | 0 | 0 | 0 | 0 | 0 | 0
STWD | 0 | 0 | 0 | 0 | 0 | 0
WT | 0.01 | 0.02 | 0.02 | 0.02 | 0.02 | 0.02
IGCC | 0 | 0 | 0 | 0 | 0 | 0
DemandResponse | 0 | 0 | 0 | 0 | 0 | 0
IGCC-CCS | 0 | 0 | 0 | 0 | 0 | 0
WT_off | 0 | 0 | 0 | 0 | 0 | 0
PseudoUnit | 0 | 0 | 0 | 0 | 0 | 0
FixedInterchange | 0 | 0 | 0 | 0 | 0 | 0
Total Fuel Consumption by Reporting Type: SP15
ReportingType | 2015 | 2020 | 2025 | 2030 | 2035 | 2040
BM | 0.58 | 0.58 | 0.58 | 0.58 | 0.58 | 65.48
CC | 593.39 | 537.27 | 526.75 | 451.96 | 208.11 | 116.01
CSP | 0 | 0 | 0 | 0 | 0 | 0
CT | 0 | 0 | 0 | 0 | 0 | 0
Coal | 15.7 | 8.42 | 3.8 | 0 | 0 | 0
Geo | 0.01 | 0.02 | 0.02 | 0.02 | 0.02 | 0.02
H | 0 | 0 | 0 | 0 | 0 | 0
LFG | 0.99 | 60.8 | 60.8 | 60.8 | 60.8 | 60.8
Nuc | 173.28 | 173.28 | 173.28 | 240.63 | 287.18 | 438.24
PS | 0 | 0 | 0 | 0 | 0 | 0
PV | 0 | 0 | 0 | 0 | 0 | 0
PeakG | 0 | 0 | 0 | 0 | 0 | 0
PeakO | 0 | 0 | 0 | 0 | 0 | 0
ST | 0 | 0 | 0 | 0 | 0.01 | 0.01
STOG | 4.53 | 2.03 | 4.37 | 1.94 | 0.67 | 0.52
STWD | 9.59 | 9.59 | 9.59 | 9.59 | 9.59 | 9.59
WT | 0.01 | 0.01 | 0.04 | 0.04 | 0.04 | 0.04
IGCC | 0 | 0 | 0 | 0 | 0 | 0
DemandResponse | 0 | 0 | 0 | 0 | 0 | 0
IGCC-CCS | 0 | 0 | 0 | 0 | 0 | 0
WT_off | 0 | 0 | 0 | 0 | 0 | 0
PseudoUnit | 0 | 0 | 0 | 0 | 0 | 0
FixedInterchange | 0 | 0 | 0 | 0 | 0 | 0
Total Fuel Consumption by Reporting Type: ALB
ReportingType | 2015 | 2020 | 2025 | 2030 | 2035 | 2040
BM | 0 | 0 | 0 | 0 | 0 | 0
CC | 124.78 | 128.52 | 129.38 | 0.04 | 0 | 0.04
CSP | 0 | 0 | 0 | 0 | 0 | 0
CT | 0 | 0 | 0 | 0 | 0 | 0
Coal | 470.15 | 470.15 | 463.58 | 0 | 0 | 0
Geo | 0 | 0 | 0 | 0 | 0 | 0
H | 0 | 0 | 0 | 0 | 0 | 0
LFG | 0 | 0 | 0 | 0 | 0 | 0
Nuc | 0 | 0 | 0.05 | 707.12 | 718.92 | 730.17
PS | 0 | 0 | 0 | 0 | 0 | 0
PV | 0 | 0 | 0 | 0 | 0 | 0
PeakG | 0 | 0 | 0 | 0 | 0 | 0.03
PeakO | 0 | 0 | 0 | 0 | 0 | 0
ST | 0 | 0 | 0 | 0 | 0 | 0
STOG | 0 | 0 | 0 | 0 | 0 | 0
STWD | 0 | 7.64 | 13.02 | 13.02 | 13.02 | 13.02
WT | 0 | 0 | 0 | 0 | 0 | 0
IGCC | 0 | 0 | 0 | 0 | 0 | 0
DemandResponse | 0 | 0 | 0 | 0 | 0 | 0
IGCC-CCS | 0 | 0 | 0 | 0 | 0 | 0
WT_off | 0 | 0 | 0 | 0 | 0 | 0
PseudoUnit | 0 | 0 | 0 | 0 | 0 | 0
FixedInterchange | 0 | 0 | 0 | 0 | 0 | 0
Total Fuel Consumption by Reporting Type: BC
ReportingType | 2015 | 2020 | 2025 | 2030 | 2035 | 2040
BM | 0 | 0 | 0 | 0 | 0 | 0
CC | 30.81 | 30.81 | 30.81 | 19.55 | 0 | 0
CSP | 0 | 0 | 0 | 0 | 0 | 0
CT | 0 | 0 | 0 | 0 | 0 | 0
Coal | 0 | 0 | 0 | 0 | 0 | 0
Geo | 0 | 0 | 0 | 0 | 0 | 0
H | 0 | 0 | 0 | 0 | 0 | 0
LFG | 0 | 0 | 0 | 0 | 0 | 0
Nuc | 0 | 0 | 0.02 | 57.85 | 57.85 | 111.13
PS | 0 | 0 | 0 | 0 | 0 | 0
PV | 0 | 0 | 0 | 0 | 0 | 0
PeakG | 0 | 0 | 0 | 0 | 0 | 0
PeakO | 0 | 0 | 0 | 0 | 0 | 0
ST | 0 | 0 | 0 | 0 | 0 | 0
STOG | 0 | 0 | 0 | 0 | 0 | 0
STWD | 0 | 21.57 | 41.58 | 41.58 | 41.58 | 41.58
WT | 0 | 0 | 0 | 0 | 0 | 0
IGCC | 0 | 0 | 0 | 0 | 0 | 0
DemandResponse | 0 | 0 | 0 | 0 | 0 | 0
IGCC-CCS | 0 | 0 | 0 | 0 | 0 | 0
WT_off | 0 | 0 | 0 | 0 | 0 | 0
PseudoUnit | 0 | 0 | 0 | 0 | 0 | 0
FixedInterchange | 0 | 0 | 0 | 0 | 0 | 0
Total Fuel Consumption by Reporting Type: HQ_IESO
ReportingType | 2015 | 2020 | 2025 | 2030 | 2035 | 2040
BM | 0 | 0 | 0 | 0 | 0 | 0
CC | 0 | 0 | 0 | 0 | 0 | 0
CSP | 0 | 0 | 0 | 0 | 0 | 0
CT | 0 | 0 | 0 | 0 | 0 | 0
Coal | 0 | 0 | 0 | 0 | 0 | 0
Geo | 0 | 0 | 0 | 0 | 0 | 0
H | 0 | 0 | 0 | 0 | 0 | 0
LFG | 0 | 0 | 0 | 0 | 0 | 0
Nuc | 0 | 0 | 0 | 0 | 0 | 0
PS | 0 | 0 | 0 | 0 | 0 | 0
PV | 0 | 0 | 0 | 0 | 0 | 0
PeakG | 0 | 0 | 0 | 0 | 0 | 0
PeakO | 0 | 0 | 0 | 0 | 0 | 0
ST | 0 | 0 | 0 | 0 | 0 | 0
STOG | 0 | 0 | 0 | 0 | 0 | 0
STWD | 0 | 0 | 0 | 0 | 0 | 0
WT | 0 | 0 | 0 | 0 | 0 | 0
IGCC | 0 | 0 | 0 | 0 | 0 | 0
DemandResponse | 0 | 0 | 0 | 0 | 0 | 0
IGCC-CCS | 0 | 0 | 0 | 0 | 0 | 0
WT_off | 0 | 0 | 0 | 0 | 0 | 0
PseudoUnit | 0 | 0 | 0 | 0 | 0 | 0
FixedInterchange | 0 | 0 | 0 | 0 | 0 | 0
Total Fuel Consumption by Reporting Type: HQ_NEISO
ReportingType | 2015 | 2020 | 2025 | 2030 | 2035 | 2040
BM | 0 | 0 | 0 | 0 | 0 | 0
CC | 0 | 0 | 0 | 0 | 0 | 0
CSP | 0 | 0 | 0 | 0 | 0 | 0
CT | 0 | 0 | 0 | 0 | 0 | 0
Coal | 0 | 0 | 0 | 0 | 0 | 0
Geo | 0 | 0 | 0 | 0 | 0 | 0
H | 0 | 0 | 0 | 0 | 0 | 0
LFG | 0 | 0 | 0 | 0 | 0 | 0
Nuc | 0 | 0 | 0 | 0 | 0.04 | 0.04
PS | 0 | 0 | 0 | 0 | 0 | 0
PV | 0 | 0 | 0 | 0 | 0 | 0
PeakG | 0 | 0 | 0 | 0 | 0 | 0
PeakO | 0 | 0 | 0 | 0 | 0 | 0
ST | 0 | 0 | 0 | 0 | 0 | 0
STOG | 0 | 0 | 0 | 0 | 0 | 0
STWD | 0 | 0 | 0 | 0 | 0 | 0
WT | 0 | 0 | 0 | 0 | 0 | 0
IGCC | 0 | 0 | 0 | 0 | 0 | 0
DemandResponse | 0 | 0 | 0 | 0 | 0 | 0
IGCC-CCS | 0 | 0 | 0 | 0 | 0 | 0
WT_off | 0 | 0 | 0 | 0 | 0 | 0
PseudoUnit | 0 | 0 | 0 | 0.01 | 0.01 | 0.01
FixedInterchange | 0.02 | 0.02 | 0.02 | 0.02 | 0.02 | 0.02
Total Fuel Consumption by Reporting Type: HQ_NY
ReportingType | 2015 | 2020 | 2025 | 2030 | 2035 | 2040
BM | 0 | 0 | 0 | 0 | 0 | 0
CC | 0 | 0 | 0 | 0 | 0 | 0
CSP | 0 | 0 | 0 | 0 | 0 | 0
CT | 0 | 0 | 0 | 0 | 0 | 0
Coal | 0 | 0 | 0 | 0 | 0 | 0
Geo | 0 | 0 | 0 | 0 | 0 | 0
H | 0 | 0 | 0 | 0 | 0 | 0
LFG | 0 | 0 | 0 | 0 | 0 | 0
Nuc | 0 | 0 | 0 | 0 | 0.04 | 0.05
PS | 0 | 0 | 0 | 0 | 0 | 0
PV | 0 | 0 | 0 | 0 | 0 | 0
PeakG | 0 | 0 | 0 | 0 | 0 | 0
PeakO | 0 | 0 | 0 | 0 | 0 | 0
ST | 0 | 0 | 0 | 0 | 0 | 0
STOG | 0 | 0 | 0 | 0 | 0 | 0
STWD | 0 | 0 | 0 | 0 | 0 | 0
WT | 0 | 0 | 0 | 0 | 0 | 0
IGCC | 0 | 0 | 0 | 0 | 0 | 0
DemandResponse | 0 | 0 | 0 | 0 | 0 | 0
IGCC-CCS | 0 | 0 | 0 | 0 | 0 | 0
WT_off | 0 | 0 | 0 | 0 | 0 | 0
PseudoUnit | 0 | 0 | 0.01 | 0.01 | 0.01 | 0.01
FixedInterchange | 0.01 | 0.01 | 0.01 | 0.01 | 0.01 | 0.01
Total Fuel Consumption by Reporting Type: MARITIMES
ReportingType | 2015 | 2020 | 2025 | 2030 | 2035 | 2040
BM | 0 | 0 | 0 | 0 | 0 | 0
CC | 0 | 0 | 0 | 0 | 0 | 0
CSP | 0 | 0 | 0 | 0 | 0 | 0
CT | 0 | 0 | 0 | 0 | 0 | 0
Coal | 0 | 0 | 0 | 0 | 0 | 0
Geo | 0 | 0 | 0 | 0 | 0 | 0
H | 0 | 0 | 0 | 0 | 0 | 0
LFG | 0 | 0 | 0 | 0 | 0 | 0
Nuc | 0 | 0 | 0 | 0 | 0.04 | 0.04
PS | 0 | 0 | 0 | 0 | 0 | 0
PV | 0 | 0 | 0 | 0 | 0 | 0
PeakG | 0 | 0 | 0 | 0 | 0 | 0
PeakO | 0 | 0 | 0 | 0 | 0 | 0
ST | 0 | 0 | 0 | 0 | 0 | 0
STOG | 0 | 0 | 0 | 0 | 0 | 0
STWD | 0 | 0 | 0 | 0 | 0 | 0
WT | 0 | 0 | 0 | 0 | 0 | 0
IGCC | 0 | 0 | 0 | 0 | 0 | 0
DemandResponse | 0 | 0 | 0 | 0 | 0 | 0
IGCC-CCS | 0 | 0 | 0 | 0 | 0 | 0
WT_off | 0 | 0 | 0 | 0 | 0 | 0
PseudoUnit | 0 | 0 | 0 | 0 | 0 | 0
FixedInterchange | 0.01 | 0.01 | 0.01 | 0.01 | 0.01 | 0.01
Total Fuel Consumption by Reporting Type: All
ReportingType | 2015 | 2020 | 2025 | 2030 | 2035 | 2040
BM | 28.76 | 76.58 | 115.7 | 153.04 | 3454.04 | 8339.05
CC | 11004.28 | 13200.45 | 13177.2 | 10165.68 | 5646.03 | 1753.15
CSP | 0 | 0 | 0 | 0 | 0 | 0
CT | 6.24 | 10.1 | 12.07 | 4.02 | 0.05 | 0.54
Coal | 10753.75 | 4798.43 | 1268 | 779.07 | 1351.05 | 1372.85
Geo | 0.02 | 0.04 | 0.07 | 0.07 | 0.07 | 0.07
H | 0 | 0.01 | 0.02 | 0.04 | 0.04 | 0.04
LFG | 20.69 | 230.83 | 468.63 | 546.54 | 546.54 | 546.54
Nuc | 9611.92 | 9919.98 | 10350.99 | 13872.24 | 15756.04 | 18198.44
PS | 0 | 0 | 0 | 0 | 0 | 0
PV | 0 | 0.01 | 0.01 | 0.01 | 0.01 | 0.01
PeakG | 33.36 | 51 | 64.54 | 52.39 | 35.42 | 18.92
PeakO | 0 | 0 | 0 | 0 | 0 | 0
ST | 0 | 0.01 | 0.01 | 0.01 | 0.02 | 0.02
STOG | 78.23 | 84.66 | 48.19 | 35.15 | 7.81 | 3.58
STWD | 146.37 | 165.16 | 214.84 | 307.45 | 374.22 | 342.07
WT | 0.18 | 0.42 | 0.69 | 0.84 | 0.91 | 0.94
IGCC | 40.45 | 40.45 | 8.4 | 0.05 | 0 | 0
DemandResponse | 0 | 0 | 0 | 0 | 0 | 0
IGCC-CCS | 0 | 0 | 0 | 0 | 0 | 0
WT_off | 0 | 0 | 0.01 | 0.01 | 0.1 | 0.21
PseudoUnit | 0 | 0 | 0.01 | 0.02 | 0.02 | 0.02
FixedInterchange | 0.04 | 0.04 | 0.04 | 0.04 | 0.04 | 0.04
Total Fuel Consumption by Reporting Type: EI_US
ReportingType | 2015 | 2020 | 2025 | 2030 | 2035 | 2040
BM | 27.42 | 73.81 | 109.99 | 135.13 | 2924.62 | 7384.59
CC | 7391.96 | 9569 | 9569.29 | 7501.9 | 4626.51 | 1097.64
CSP | 0 | 0 | 0 | 0 | 0 | 0
CT | 6.24 | 10.04 | 12.06 | 3.93 | 0.05 | 0.54
Coal | 8283.68 | 2781.86 | 556.2 | 643.7 | 1170.2 | 1215.74
Geo | 0 | 0 | 0 | 0 | 0 | 0
H | 0 | 0 | 0.01 | 0.01 | 0.01 | 0.01
LFG | 15.24 | 124.86 | 268.54 | 346.39 | 346.39 | 346.39
Nuc | 7357.1 | 7674.54 | 8111.52 | 9885.22 | 9943.88 | 11843.79
PS | 0 | 0 | 0 | 0 | 0 | 0
PV | 0 | 0 | 0.01 | 0.01 | 0.01 | 0.01
PeakG | 32.38 | 49.71 | 64.47 | 51.91 | 34.9 | 18.41
PeakO | 0 | 0 | 0 | 0 | 0 | 0
ST | 0 | 0 | 0 | 0 | 0 | 0
STOG | 51.03 | 46.74 | 32.5 | 24.16 | 7.14 | 3.06
STWD | 97.52 | 87.09 | 80.87 | 157.32 | 224.36 | 182.17
WT | 0.11 | 0.3 | 0.47 | 0.58 | 0.62 | 0.64
IGCC | 40.45 | 40.45 | 8.4 | 0.05 | 0 | 0
DemandResponse | 0 | 0 | 0 | 0 | 0 | 0
IGCC-CCS | 0 | 0 | 0 | 0 | 0 | 0
WT_off | 0 | 0 | 0.01 | 0.01 | 0.1 | 0.21
PseudoUnit | 0 | 0 | 0.01 | 0.02 | 0.02 | 0.02
FixedInterchange | 0.03 | 0.03 | 0.03 | 0.03 | 0.03 | 0.03
Total Fuel Consumption by Reporting Type: EI_Canada
ReportingType | 2015 | 2020 | 2025 | 2030 | 2035 | 2040
BM | 0 | 0.03 | 0 | 0.1 | 0.43 | 2.13
CC | 93.39 | 58.89 | 5.37 | 0.68 | 0.26 | 0.61
CSP | 0 | 0 | 0 | 0 | 0 | 0
CT | 0 | 0.04 | 0 | 0 | 0 | 0
Coal | 2.79 | 0.44 | 0 | 0 | 0 | 0
Geo | 0 | 0 | 0 | 0 | 0 | 0
H | 0 | 0 | 0.01 | 0.03 | 0.03 | 0.03
LFG | 1.56 | 1.56 | 1.56 | 1.61 | 1.61 | 1.61
Nuc | 1064.72 | 1055.34 | 1043.2 | 1064.72 | 980.53 | 854.53
PS | 0 | 0 | 0 | 0 | 0 | 0
PV | 0 | 0 | 0 | 0 | 0 | 0
PeakG | 0.98 | 1.22 | 0 | 0 | 0 | 0
PeakO | 0 | 0 | 0 | 0 | 0 | 0
ST | 0 | 0 | 0 | 0 | 0 | 0
STOG | 0.16 | 0.02 | 0 | 0 | 0 | 0
STWD | 0.05 | 0.05 | 0.05 | 0.54 | 0.28 | 10.32
WT | 0.01 | 0.01 | 0.01 | 0.01 | 0.01 | 0.01
IGCC | 0 | 0 | 0 | 0 | 0 | 0
DemandResponse | 0 | 0 | 0 | 0 | 0 | 0
IGCC-CCS | 0 | 0 | 0 | 0 | 0 | 0
WT_off | 0 | 0 | 0 | 0 | 0 | 0
PseudoUnit | 0 | 0 | 0 | 0 | 0 | 0
FixedInterchange | 0 | 0 | 0 | 0 | 0 | 0
Total Fuel Consumption by Reporting Type: EI
ReportingType | 2015 | 2020 | 2025 | 2030 | 2035 | 2040
BM | 27.42 | 73.83 | 109.99 | 135.23 | 2925.05 | 7386.72
CC | 7485.36 | 9627.88 | 9574.67 | 7502.59 | 4626.76 | 1098.25
CSP | 0 | 0 | 0 | 0 | 0 | 0
CT | 6.24 | 10.08 | 12.06 | 3.93 | 0.05 | 0.54
Coal | 8286.47 | 2782.3 | 556.2 | 643.7 | 1170.2 | 1215.74
Geo | 0 | 0 | 0 | 0 | 0 | 0
H | 0 | 0.01 | 0.02 | 0.04 | 0.04 | 0.04
LFG | 16.8 | 126.42 | 270.11 | 348.01 | 348.01 | 348.01
Nuc | 8421.83 | 8729.89 | 9154.72 | 10949.94 | 10924.41 | 12698.32
PS | 0 | 0 | 0 | 0 | 0 | 0
PV | 0 | 0 | 0.01 | 0.01 | 0.01 | 0.01
PeakG | 33.36 | 50.92 | 64.47 | 51.91 | 34.9 | 18.41
PeakO | 0 | 0 | 0 | 0 | 0 | 0
ST | 0 | 0 | 0 | 0 | 0 | 0
STOG | 51.19 | 46.76 | 32.5 | 24.16 | 7.14 | 3.06
STWD | 97.57 | 87.14 | 80.91 | 157.87 | 224.64 | 192.49
WT | 0.12 | 0.31 | 0.48 | 0.59 | 0.63 | 0.65
IGCC | 40.45 | 40.45 | 8.4 | 0.05 | 0 | 0
DemandResponse | 0 | 0 | 0 | 0 | 0 | 0
IGCC-CCS | 0 | 0 | 0 | 0 | 0 | 0
WT_off | 0 | 0 | 0.01 | 0.01 | 0.1 | 0.21
PseudoUnit | 0 | 0 | 0.01 | 0.02 | 0.02 | 0.02
FixedInterchange | 0.04 | 0.04 | 0.04 | 0.04 | 0.04 | 0.04
Total Fuel Consumption by Reporting Type: Outside_EI
ReportingType | 2015 | 2020 | 2025 | 2030 | 2035 | 2040
BM | 1.34 | 2.75 | 5.71 | 17.82 | 528.99 | 952.34
CC | 3518.92 | 3572.57 | 3602.53 | 2663.09 | 1019.27 | 654.9
CSP | 0 | 0 | 0 | 0 | 0 | 0
CT | 0 | 0.03 | 0.02 | 0.09 | 0 | 0
Coal | 2467.28 | 2016.13 | 711.8 | 135.37 | 180.86 | 157.11
Geo | 0.02 | 0.04 | 0.07 | 0.07 | 0.07 | 0.07
H | 0 | 0 | 0 | 0 | 0 | 0
LFG | 3.89 | 104.41 | 198.53 | 198.53 | 198.53 | 198.53
Nuc | 1190.09 | 1190.09 | 1196.27 | 2922.3 | 4831.62 | 5500.13
PS | 0 | 0 | 0 | 0 | 0 | 0
PV | 0 | 0 | 0 | 0 | 0 | 0
PeakG | 0 | 0.07 | 0.07 | 0.48 | 0.52 | 0.51
PeakO | 0 | 0 | 0 | 0 | 0 | 0
ST | 0 | 0.01 | 0.01 | 0.01 | 0.02 | 0.02
STOG | 27.03 | 37.9 | 15.7 | 11 | 0.67 | 0.52
STWD | 48.8 | 78.02 | 133.93 | 149.58 | 149.58 | 149.58
WT | 0.06 | 0.11 | 0.21 | 0.26 | 0.28 | 0.29
IGCC | 0 | 0 | 0 | 0 | 0 | 0
DemandResponse | 0 | 0 | 0 | 0 | 0 | 0
IGCC-CCS | 0 | 0 | 0 | 0 | 0 | 0
WT_off | 0 | 0 | 0 | 0 | 0 | 0
PseudoUnit | 0 | 0 | 0 | 0 | 0 | 0
FixedInterchange | 0 | 0 | 0 | 0 | 0 | 0
#5 | Annual Emmission Levels
SO2 Emissions (MMshortTons): Entergy
ReportingType | 2015 | 2020 | 2025 | 2030 | 2035 | 2040
BM | 0 | 0 | 0 | 0 | 0 | 0
CC | 0 | 0 | 0 | 0 | 0 | 0
CSP | 0 | 0 | 0 | 0 | 0 | 0
CT | 0 | 0 | 0 | 0 | 0 | 0
Coal | 0.32 | 0 | 0 | 0 | 0 | 0
Geo | 0 | 0 | 0 | 0 | 0 | 0
H | 0 | 0 | 0 | 0 | 0 | 0
LFG | 0 | 0 | 0 | 0 | 0 | 0
Nuc | 0 | 0 | 0 | 0 | 0 | 0
PS | 0 | 0 | 0 | 0 | 0 | 0
PV | 0 | 0 | 0 | 0 | 0 | 0
PeakG | 0 | 0 | 0 | 0 | 0 | 0
PeakO | 0 | 0 | 0 | 0 | 0 | 0
ST | 0 | 0 | 0 | 0 | 0 | 0
STOG | 0 | 0 | 0 | 0 | 0 | 0
STWD | 0 | 0 | 0 | 0 | 0 | 0
WT | 0 | 0 | 0 | 0 | 0 | 0
IGCC | 0 | 0 | 0 | 0 | 0 | 0
DemandResponse | 0 | 0 | 0 | 0 | 0 | 0
IGCC-CCS | 0 | 0 | 0 | 0 | 0 | 0
WT_off | 0 | 0 | 0 | 0 | 0 | 0
PseudoUnit | 0 | 0 | 0 | 0 | 0 | 0
FixedInterchange | 0 | 0 | 0 | 0 | 0 | 0
SO2 Emissions (MMshortTons): FRCC
ReportingType | 2015 | 2020 | 2025 | 2030 | 2035 | 2040
BM | 0 | 0 | 0 | 0 | 0 | 0
CC | 0 | 0 | 0 | 0 | 0 | 0
CSP | 0 | 0 | 0 | 0 | 0 | 0
CT | 0 | 0 | 0 | 0 | 0 | 0
Coal | 0.04 | 0 | 0 | 0 | 0 | 0
Geo | 0 | 0 | 0 | 0 | 0 | 0
H | 0 | 0 | 0 | 0 | 0 | 0
LFG | 0 | 0 | 0 | 0 | 0 | 0
Nuc | 0 | 0 | 0 | 0 | 0 | 0
PS | 0 | 0 | 0 | 0 | 0 | 0
PV | 0 | 0 | 0 | 0 | 0 | 0
PeakG | 0 | 0 | 0 | 0 | 0 | 0
PeakO | 0 | 0 | 0 | 0 | 0 | 0
ST | 0 | 0 | 0 | 0 | 0 | 0
STOG | 0 | 0 | 0 | 0 | 0 | 0
STWD | 0 | 0 | 0 | 0 | 0 | 0
WT | 0 | 0 | 0 | 0 | 0 | 0
IGCC | 0 | 0 | 0 | 0 | 0 | 0
DemandResponse | 0 | 0 | 0 | 0 | 0 | 0
IGCC-CCS | 0 | 0 | 0 | 0 | 0 | 0
WT_off | 0 | 0 | 0 | 0 | 0 | 0
PseudoUnit | 0 | 0 | 0 | 0 | 0 | 0
FixedInterchange | 0 | 0 | 0 | 0 | 0 | 0
SO2 Emissions (MMshortTons): MAPP_US
ReportingType | 2015 | 2020 | 2025 | 2030 | 2035 | 2040
BM | 0 | 0 | 0 | 0 | 0 | 0
CC | 0 | 0 | 0 | 0 | 0 | 0
CSP | 0 | 0 | 0 | 0 | 0 | 0
CT | 0 | 0 | 0 | 0 | 0 | 0
Coal | 0.03 | 0 | 0 | 0 | 0 | 0
Geo | 0 | 0 | 0 | 0 | 0 | 0
H | 0 | 0 | 0 | 0 | 0 | 0
LFG | 0 | 0 | 0 | 0 | 0 | 0
Nuc | 0 | 0 | 0 | 0 | 0 | 0
PS | 0 | 0 | 0 | 0 | 0 | 0
PV | 0 | 0 | 0 | 0 | 0 | 0
PeakG | 0 | 0 | 0 | 0 | 0 | 0
PeakO | 0 | 0 | 0 | 0 | 0 | 0
ST | 0 | 0 | 0 | 0 | 0 | 0
STOG | 0 | 0 | 0 | 0 | 0 | 0
STWD | 0 | 0 | 0 | 0 | 0 | 0
WT | 0 | 0 | 0 | 0 | 0 | 0
IGCC | 0 | 0 | 0 | 0 | 0 | 0
DemandResponse | 0 | 0 | 0 | 0 | 0 | 0
IGCC-CCS | 0 | 0 | 0 | 0 | 0 | 0
WT_off | 0 | 0 | 0 | 0 | 0 | 0
PseudoUnit | 0 | 0 | 0 | 0 | 0 | 0
FixedInterchange | 0 | 0 | 0 | 0 | 0 | 0
SO2 Emissions (MMshortTons): MISO_IN
ReportingType | 2015 | 2020 | 2025 | 2030 | 2035 | 2040
BM | 0 | 0 | 0 | 0 | 0 | 0
CC | 0 | 0 | 0 | 0 | 0 | 0
CSP | 0 | 0 | 0 | 0 | 0 | 0
CT | 0 | 0 | 0 | 0 | 0 | 0
Coal | 0.23 | 0.02 | 0 | 0.01 | 0.02 | 0.03
Geo | 0 | 0 | 0 | 0 | 0 | 0
H | 0 | 0 | 0 | 0 | 0 | 0
LFG | 0 | 0 | 0 | 0 | 0 | 0
Nuc | 0 | 0 | 0 | 0 | 0 | 0
PS | 0 | 0 | 0 | 0 | 0 | 0
PV | 0 | 0 | 0 | 0 | 0 | 0
PeakG | 0 | 0 | 0 | 0 | 0 | 0
PeakO | 0 | 0 | 0 | 0 | 0 | 0
ST | 0 | 0 | 0 | 0 | 0 | 0
STOG | 0 | 0 | 0 | 0 | 0 | 0
STWD | 0 | 0 | 0 | 0 | 0 | 0
WT | 0 | 0 | 0 | 0 | 0 | 0
IGCC | 0 | 0 | 0 | 0 | 0 | 0
DemandResponse | 0 | 0 | 0 | 0 | 0 | 0
IGCC-CCS | 0 | 0 | 0 | 0 | 0 | 0
WT_off | 0 | 0 | 0 | 0 | 0 | 0
PseudoUnit | 0 | 0 | 0 | 0 | 0 | 0
FixedInterchange | 0 | 0 | 0 | 0 | 0 | 0
SO2 Emissions (MMshortTons): MISO_MI
ReportingType | 2015 | 2020 | 2025 | 2030 | 2035 | 2040
BM | 0 | 0 | 0 | 0 | 0 | 0
CC | 0 | 0 | 0 | 0 | 0 | 0
CSP | 0 | 0 | 0 | 0 | 0 | 0
CT | 0 | 0 | 0 | 0 | 0 | 0
Coal | 0.11 | 0 | 0 | 0 | 0 | 0
Geo | 0 | 0 | 0 | 0 | 0 | 0
H | 0 | 0 | 0 | 0 | 0 | 0
LFG | 0 | 0 | 0 | 0 | 0 | 0
Nuc | 0 | 0 | 0 | 0 | 0 | 0
PS | 0 | 0 | 0 | 0 | 0 | 0
PV | 0 | 0 | 0 | 0 | 0 | 0
PeakG | 0 | 0 | 0 | 0 | 0 | 0
PeakO | 0 | 0 | 0 | 0 | 0 | 0
ST | 0 | 0 | 0 | 0 | 0 | 0
STOG | 0 | 0 | 0 | 0 | 0 | 0
STWD | 0 | 0 | 0 | 0 | 0 | 0
WT | 0 | 0 | 0 | 0 | 0 | 0
IGCC | 0 | 0 | 0 | 0 | 0 | 0
DemandResponse | 0 | 0 | 0 | 0 | 0 | 0
IGCC-CCS | 0 | 0 | 0 | 0 | 0 | 0
WT_off | 0 | 0 | 0 | 0 | 0 | 0
PseudoUnit | 0 | 0 | 0 | 0 | 0 | 0
FixedInterchange | 0 | 0 | 0 | 0 | 0 | 0
SO2 Emissions (MMshortTons): MISO_MO-IL
ReportingType | 2015 | 2020 | 2025 | 2030 | 2035 | 2040
BM | 0 | 0 | 0 | 0 | 0 | 0
CC | 0 | 0 | 0 | 0 | 0 | 0
CSP | 0 | 0 | 0 | 0 | 0 | 0
CT | 0 | 0 | 0 | 0 | 0 | 0
Coal | 0.35 | 0 | 0 | 0 | 0 | 0
Geo | 0 | 0 | 0 | 0 | 0 | 0
H | 0 | 0 | 0 | 0 | 0 | 0
LFG | 0 | 0 | 0 | 0 | 0 | 0
Nuc | 0 | 0 | 0 | 0 | 0 | 0
PS | 0 | 0 | 0 | 0 | 0 | 0
PV | 0 | 0 | 0 | 0 | 0 | 0
PeakG | 0 | 0 | 0 | 0 | 0 | 0
PeakO | 0 | 0 | 0 | 0 | 0 | 0
ST | 0 | 0 | 0 | 0 | 0 | 0
STOG | 0 | 0 | 0 | 0 | 0 | 0
STWD | 0 | 0 | 0 | 0 | 0 | 0
WT | 0 | 0 | 0 | 0 | 0 | 0
IGCC | 0 | 0 | 0 | 0 | 0 | 0
DemandResponse | 0 | 0 | 0 | 0 | 0 | 0
IGCC-CCS | 0 | 0 | 0 | 0 | 0 | 0
WT_off | 0 | 0 | 0 | 0 | 0 | 0
PseudoUnit | 0 | 0 | 0 | 0 | 0 | 0
FixedInterchange | 0 | 0 | 0 | 0 | 0 | 0
SO2 Emissions (MMshortTons): MISO_W
ReportingType | 2015 | 2020 | 2025 | 2030 | 2035 | 2040
BM | 0 | 0 | 0 | 0 | 0 | 0
CC | 0 | 0 | 0 | 0 | 0 | 0
CSP | 0 | 0 | 0 | 0 | 0 | 0
CT | 0 | 0 | 0 | 0 | 0 | 0
Coal | 0.2 | 0.01 | 0 | 0 | 0 | 0
Geo | 0 | 0 | 0 | 0 | 0 | 0
H | 0 | 0 | 0 | 0 | 0 | 0
LFG | 0 | 0 | 0 | 0 | 0 | 0
Nuc | 0 | 0 | 0 | 0 | 0 | 0
PS | 0 | 0 | 0 | 0 | 0 | 0
PV | 0 | 0 | 0 | 0 | 0 | 0
PeakG | 0 | 0 | 0 | 0 | 0 | 0
PeakO | 0 | 0 | 0 | 0 | 0 | 0
ST | 0 | 0 | 0 | 0 | 0 | 0
STOG | 0 | 0 | 0 | 0 | 0 | 0
STWD | 0 | 0 | 0 | 0 | 0 | 0
WT | 0 | 0 | 0 | 0 | 0 | 0
IGCC | 0 | 0 | 0 | 0 | 0 | 0
DemandResponse | 0 | 0 | 0 | 0 | 0 | 0
IGCC-CCS | 0 | 0 | 0 | 0 | 0 | 0
WT_off | 0 | 0 | 0 | 0 | 0 | 0
PseudoUnit | 0 | 0 | 0 | 0 | 0 | 0
FixedInterchange | 0 | 0 | 0 | 0 | 0 | 0
SO2 Emissions (MMshortTons): MISO_WUMS
ReportingType | 2015 | 2020 | 2025 | 2030 | 2035 | 2040
BM | 0 | 0 | 0 | 0 | 0 | 0
CC | 0 | 0 | 0 | 0 | 0 | 0
CSP | 0 | 0 | 0 | 0 | 0 | 0
CT | 0 | 0 | 0 | 0 | 0 | 0
Coal | 0.02 | 0 | 0 | 0 | 0 | 0
Geo | 0 | 0 | 0 | 0 | 0 | 0
H | 0 | 0 | 0 | 0 | 0 | 0
LFG | 0 | 0 | 0 | 0 | 0 | 0
Nuc | 0 | 0 | 0 | 0 | 0 | 0
PS | 0 | 0 | 0 | 0 | 0 | 0
PV | 0 | 0 | 0 | 0 | 0 | 0
PeakG | 0 | 0 | 0 | 0 | 0 | 0
PeakO | 0 | 0 | 0 | 0 | 0 | 0
ST | 0 | 0 | 0 | 0 | 0 | 0
STOG | 0 | 0 | 0 | 0 | 0 | 0
STWD | 0 | 0 | 0 | 0 | 0 | 0
WT | 0 | 0 | 0 | 0 | 0 | 0
IGCC | 0 | 0 | 0 | 0 | 0 | 0
DemandResponse | 0 | 0 | 0 | 0 | 0 | 0
IGCC-CCS | 0 | 0 | 0 | 0 | 0 | 0
WT_off | 0 | 0 | 0 | 0 | 0 | 0
PseudoUnit | 0 | 0 | 0 | 0 | 0 | 0
FixedInterchange | 0 | 0 | 0 | 0 | 0 | 0
SO2 Emissions (MMshortTons): Nebraska
ReportingType | 2015 | 2020 | 2025 | 2030 | 2035 | 2040
BM | 0 | 0 | 0 | 0 | 0 | 0
CC | 0 | 0 | 0 | 0 | 0 | 0
CSP | 0 | 0 | 0 | 0 | 0 | 0
CT | 0 | 0 | 0 | 0 | 0 | 0
Coal | 0.1 | 0 | 0 | 0 | 0 | 0
Geo | 0 | 0 | 0 | 0 | 0 | 0
H | 0 | 0 | 0 | 0 | 0 | 0
LFG | 0 | 0 | 0 | 0 | 0 | 0
Nuc | 0 | 0 | 0 | 0 | 0 | 0
PS | 0 | 0 | 0 | 0 | 0 | 0
PV | 0 | 0 | 0 | 0 | 0 | 0
PeakG | 0 | 0 | 0 | 0 | 0 | 0
PeakO | 0 | 0 | 0 | 0 | 0 | 0
ST | 0 | 0 | 0 | 0 | 0 | 0
STOG | 0 | 0 | 0 | 0 | 0 | 0
STWD | 0 | 0 | 0 | 0 | 0 | 0
WT | 0 | 0 | 0 | 0 | 0 | 0
IGCC | 0 | 0 | 0 | 0 | 0 | 0
DemandResponse | 0 | 0 | 0 | 0 | 0 | 0
IGCC-CCS | 0 | 0 | 0 | 0 | 0 | 0
WT_off | 0 | 0 | 0 | 0 | 0 | 0
PseudoUnit | 0 | 0 | 0 | 0 | 0 | 0
FixedInterchange | 0 | 0 | 0 | 0 | 0 | 0
SO2 Emissions (MMshortTons): NEISO
ReportingType | 2015 | 2020 | 2025 | 2030 | 2035 | 2040
BM | 0 | 0 | 0 | 0 | 0 | 0
CC | 0 | 0 | 0 | 0 | 0 | 0
CSP | 0 | 0 | 0 | 0 | 0 | 0
CT | 0 | 0 | 0 | 0 | 0 | 0
Coal | 0 | 0 | 0 | 0 | 0 | 0
Geo | 0 | 0 | 0 | 0 | 0 | 0
H | 0 | 0 | 0 | 0 | 0 | 0
LFG | 0 | 0 | 0 | 0 | 0 | 0
Nuc | 0 | 0 | 0 | 0 | 0 | 0
PS | 0 | 0 | 0 | 0 | 0 | 0
PV | 0 | 0 | 0 | 0 | 0 | 0
PeakG | 0 | 0 | 0 | 0 | 0 | 0
PeakO | 0 | 0 | 0 | 0 | 0 | 0
ST | 0 | 0 | 0 | 0 | 0 | 0
STOG | 0 | 0 | 0 | 0 | 0 | 0
STWD | 0 | 0 | 0 | 0 | 0 | 0
WT | 0 | 0 | 0 | 0 | 0 | 0
IGCC | 0 | 0 | 0 | 0 | 0 | 0
DemandResponse | 0 | 0 | 0 | 0 | 0 | 0
IGCC-CCS | 0 | 0 | 0 | 0 | 0 | 0
WT_off | 0 | 0 | 0 | 0 | 0 | 0
PseudoUnit | 0 | 0 | 0 | 0 | 0 | 0
FixedInterchange | 0 | 0 | 0 | 0 | 0 | 0
SO2 Emissions (MMshortTons): NonRTO_Midwest
ReportingType | 2015 | 2020 | 2025 | 2030 | 2035 | 2040
BM | 0 | 0 | 0 | 0 | 0 | 0
CC | 0 | 0 | 0 | 0 | 0 | 0
CSP | 0 | 0 | 0 | 0 | 0 | 0
CT | 0 | 0 | 0 | 0 | 0 | 0
Coal | 0.12 | 0.03 | 0.01 | 0.01 | 0.01 | 0.01
Geo | 0 | 0 | 0 | 0 | 0 | 0
H | 0 | 0 | 0 | 0 | 0 | 0
LFG | 0 | 0 | 0 | 0 | 0 | 0
Nuc | 0 | 0 | 0 | 0 | 0 | 0
PS | 0 | 0 | 0 | 0 | 0 | 0
PV | 0 | 0 | 0 | 0 | 0 | 0
PeakG | 0 | 0 | 0 | 0 | 0 | 0
PeakO | 0 | 0 | 0 | 0 | 0 | 0
ST | 0 | 0 | 0 | 0 | 0 | 0
STOG | 0 | 0 | 0 | 0 | 0 | 0
STWD | 0 | 0 | 0 | 0 | 0 | 0
WT | 0 | 0 | 0 | 0 | 0 | 0
IGCC | 0 | 0 | 0 | 0 | 0 | 0
DemandResponse | 0 | 0 | 0 | 0 | 0 | 0
IGCC-CCS | 0 | 0 | 0 | 0 | 0 | 0
WT_off | 0 | 0 | 0 | 0 | 0 | 0
PseudoUnit | 0 | 0 | 0 | 0 | 0 | 0
FixedInterchange | 0 | 0 | 0 | 0 | 0 | 0
SO2 Emissions (MMshortTons): NYISO_A-F
ReportingType | 2015 | 2020 | 2025 | 2030 | 2035 | 2040
BM | 0 | 0 | 0 | 0 | 0 | 0
CC | 0 | 0 | 0 | 0 | 0 | 0
CSP | 0 | 0 | 0 | 0 | 0 | 0
CT | 0 | 0 | 0 | 0 | 0 | 0
Coal | 0 | 0 | 0 | 0 | 0 | 0
Geo | 0 | 0 | 0 | 0 | 0 | 0
H | 0 | 0 | 0 | 0 | 0 | 0
LFG | 0 | 0 | 0 | 0 | 0 | 0
Nuc | 0 | 0 | 0 | 0 | 0 | 0
PS | 0 | 0 | 0 | 0 | 0 | 0
PV | 0 | 0 | 0 | 0 | 0 | 0
PeakG | 0 | 0 | 0 | 0 | 0 | 0
PeakO | 0 | 0 | 0 | 0 | 0 | 0
ST | 0 | 0 | 0 | 0 | 0 | 0
STOG | 0 | 0 | 0 | 0 | 0 | 0
STWD | 0 | 0 | 0 | 0 | 0 | 0
WT | 0 | 0 | 0 | 0 | 0 | 0
IGCC | 0 | 0 | 0 | 0 | 0 | 0
DemandResponse | 0 | 0 | 0 | 0 | 0 | 0
IGCC-CCS | 0 | 0 | 0 | 0 | 0 | 0
WT_off | 0 | 0 | 0 | 0 | 0 | 0
PseudoUnit | 0 | 0 | 0 | 0 | 0 | 0
FixedInterchange | 0 | 0 | 0 | 0 | 0 | 0
SO2 Emissions (MMshortTons): NYISO_G-I
ReportingType | 2015 | 2020 | 2025 | 2030 | 2035 | 2040
BM | 0 | 0 | 0 | 0 | 0 | 0
CC | 0 | 0 | 0 | 0 | 0 | 0
CSP | 0 | 0 | 0 | 0 | 0 | 0
CT | 0 | 0 | 0 | 0 | 0 | 0
Coal | 0 | 0 | 0 | 0 | 0 | 0
Geo | 0 | 0 | 0 | 0 | 0 | 0
H | 0 | 0 | 0 | 0 | 0 | 0
LFG | 0 | 0 | 0 | 0 | 0 | 0
Nuc | 0 | 0 | 0 | 0 | 0 | 0
PS | 0 | 0 | 0 | 0 | 0 | 0
PV | 0 | 0 | 0 | 0 | 0 | 0
PeakG | 0 | 0 | 0 | 0 | 0 | 0
PeakO | 0 | 0 | 0 | 0 | 0 | 0
ST | 0 | 0 | 0 | 0 | 0 | 0
STOG | 0 | 0 | 0 | 0 | 0 | 0
STWD | 0 | 0 | 0 | 0 | 0 | 0
WT | 0 | 0 | 0 | 0 | 0 | 0
IGCC | 0 | 0 | 0 | 0 | 0 | 0
DemandResponse | 0 | 0 | 0 | 0 | 0 | 0
IGCC-CCS | 0 | 0 | 0 | 0 | 0 | 0
WT_off | 0 | 0 | 0 | 0 | 0 | 0
PseudoUnit | 0 | 0 | 0 | 0 | 0 | 0
FixedInterchange | 0 | 0 | 0 | 0 | 0 | 0
SO2 Emissions (MMshortTons): NYISO_J-K
ReportingType | 2015 | 2020 | 2025 | 2030 | 2035 | 2040
BM | 0 | 0 | 0 | 0 | 0 | 0
CC | 0 | 0 | 0 | 0 | 0 | 0
CSP | 0 | 0 | 0 | 0 | 0 | 0
CT | 0 | 0 | 0 | 0 | 0 | 0
Coal | 0 | 0 | 0 | 0 | 0 | 0
Geo | 0 | 0 | 0 | 0 | 0 | 0
H | 0 | 0 | 0 | 0 | 0 | 0
LFG | 0 | 0 | 0 | 0 | 0 | 0
Nuc | 0 | 0 | 0 | 0 | 0 | 0
PS | 0 | 0 | 0 | 0 | 0 | 0
PV | 0 | 0 | 0 | 0 | 0 | 0
PeakG | 0 | 0 | 0 | 0 | 0 | 0
PeakO | 0 | 0 | 0 | 0 | 0 | 0
ST | 0 | 0 | 0 | 0 | 0 | 0
STOG | 0 | 0 | 0 | 0 | 0 | 0
STWD | 0 | 0 | 0 | 0 | 0 | 0
WT | 0 | 0 | 0 | 0 | 0 | 0
IGCC | 0 | 0 | 0 | 0 | 0 | 0
DemandResponse | 0 | 0 | 0 | 0 | 0 | 0
IGCC-CCS | 0 | 0 | 0 | 0 | 0 | 0
WT_off | 0 | 0 | 0 | 0 | 0 | 0
PseudoUnit | 0 | 0 | 0 | 0 | 0 | 0
FixedInterchange | 0 | 0 | 0 | 0 | 0 | 0
SO2 Emissions (MMshortTons): PJM_E
ReportingType | 2015 | 2020 | 2025 | 2030 | 2035 | 2040
BM | 0 | 0 | 0 | 0 | 0 | 0
CC | 0 | 0 | 0 | 0 | 0 | 0
CSP | 0 | 0 | 0 | 0 | 0 | 0
CT | 0 | 0 | 0 | 0 | 0 | 0
Coal | 0 | 0 | 0 | 0 | 0 | 0
Geo | 0 | 0 | 0 | 0 | 0 | 0
H | 0 | 0 | 0 | 0 | 0 | 0
LFG | 0 | 0 | 0 | 0 | 0 | 0
Nuc | 0 | 0 | 0 | 0 | 0 | 0
PS | 0 | 0 | 0 | 0 | 0 | 0
PV | 0 | 0 | 0 | 0 | 0 | 0
PeakG | 0 | 0 | 0 | 0 | 0 | 0
PeakO | 0 | 0 | 0 | 0 | 0 | 0
ST | 0 | 0 | 0 | 0 | 0 | 0
STOG | 0 | 0 | 0 | 0 | 0 | 0
STWD | 0 | 0 | 0 | 0 | 0 | 0
WT | 0 | 0 | 0 | 0 | 0 | 0
IGCC | 0 | 0 | 0 | 0 | 0 | 0
DemandResponse | 0 | 0 | 0 | 0 | 0 | 0
IGCC-CCS | 0 | 0 | 0 | 0 | 0 | 0
WT_off | 0 | 0 | 0 | 0 | 0 | 0
PseudoUnit | 0 | 0 | 0 | 0 | 0 | 0
FixedInterchange | 0 | 0 | 0 | 0 | 0 | 0
SO2 Emissions (MMshortTons): PJM_ROM
ReportingType | 2015 | 2020 | 2025 | 2030 | 2035 | 2040
BM | 0 | 0 | 0 | 0 | 0 | 0
CC | 0 | 0 | 0 | 0 | 0 | 0
CSP | 0 | 0 | 0 | 0 | 0 | 0
CT | 0 | 0 | 0 | 0 | 0 | 0
Coal | 0.15 | 0.01 | 0 | 0 | 0 | 0
Geo | 0 | 0 | 0 | 0 | 0 | 0
H | 0 | 0 | 0 | 0 | 0 | 0
LFG | 0 | 0 | 0 | 0 | 0 | 0
Nuc | 0 | 0 | 0 | 0 | 0 | 0
PS | 0 | 0 | 0 | 0 | 0 | 0
PV | 0 | 0 | 0 | 0 | 0 | 0
PeakG | 0 | 0 | 0 | 0 | 0 | 0
PeakO | 0 | 0 | 0 | 0 | 0 | 0
ST | 0 | 0 | 0 | 0 | 0 | 0
STOG | 0 | 0 | 0 | 0 | 0 | 0
STWD | 0 | 0 | 0 | 0 | 0 | 0
WT | 0 | 0 | 0 | 0 | 0 | 0
IGCC | 0 | 0 | 0 | 0 | 0 | 0
DemandResponse | 0 | 0 | 0 | 0 | 0 | 0
IGCC-CCS | 0 | 0 | 0 | 0 | 0 | 0
WT_off | 0 | 0 | 0 | 0 | 0 | 0
PseudoUnit | 0 | 0 | 0 | 0 | 0 | 0
FixedInterchange | 0 | 0 | 0 | 0 | 0 | 0
SO2 Emissions (MMshortTons): PJM_ROR
ReportingType | 2015 | 2020 | 2025 | 2030 | 2035 | 2040
BM | 0 | 0 | 0 | 0 | 0 | 0
CC | 0 | 0 | 0 | 0 | 0 | 0
CSP | 0 | 0 | 0 | 0 | 0 | 0
CT | 0 | 0 | 0 | 0 | 0 | 0
Coal | 0.97 | 0.09 | 0.01 | 0.02 | 0.04 | 0.04
Geo | 0 | 0 | 0 | 0 | 0 | 0
H | 0 | 0 | 0 | 0 | 0 | 0
LFG | 0 | 0 | 0 | 0 | 0 | 0
Nuc | 0 | 0 | 0 | 0 | 0 | 0
PS | 0 | 0 | 0 | 0 | 0 | 0
PV | 0 | 0 | 0 | 0 | 0 | 0
PeakG | 0 | 0 | 0 | 0 | 0 | 0
PeakO | 0 | 0 | 0 | 0 | 0 | 0
ST | 0 | 0 | 0 | 0 | 0 | 0
STOG | 0 | 0 | 0 | 0 | 0 | 0
STWD | 0 | 0 | 0 | 0 | 0 | 0
WT | 0 | 0 | 0 | 0 | 0 | 0
IGCC | 0 | 0 | 0 | 0 | 0 | 0
DemandResponse | 0 | 0 | 0 | 0 | 0 | 0
IGCC-CCS | 0 | 0 | 0 | 0 | 0 | 0
WT_off | 0 | 0 | 0 | 0 | 0 | 0
PseudoUnit | 0 | 0 | 0 | 0 | 0 | 0
FixedInterchange | 0 | 0 | 0 | 0 | 0 | 0
SO2 Emissions (MMshortTons): SOCO
ReportingType | 2015 | 2020 | 2025 | 2030 | 2035 | 2040
BM | 0 | 0 | 0 | 0 | 0 | 0
CC | 0 | 0 | 0 | 0 | 0 | 0
CSP | 0 | 0 | 0 | 0 | 0 | 0
CT | 0 | 0 | 0 | 0 | 0 | 0
Coal | 0.22 | 0.01 | 0.01 | 0.01 | 0.01 | 0.01
Geo | 0 | 0 | 0 | 0 | 0 | 0
H | 0 | 0 | 0 | 0 | 0 | 0
LFG | 0 | 0 | 0 | 0 | 0 | 0
Nuc | 0 | 0 | 0 | 0 | 0 | 0
PS | 0 | 0 | 0 | 0 | 0 | 0
PV | 0 | 0 | 0 | 0 | 0 | 0
PeakG | 0 | 0 | 0 | 0 | 0 | 0
PeakO | 0 | 0 | 0 | 0 | 0 | 0
ST | 0 | 0 | 0 | 0 | 0 | 0
STOG | 0 | 0 | 0 | 0 | 0 | 0
STWD | 0 | 0 | 0 | 0 | 0 | 0
WT | 0 | 0 | 0 | 0 | 0 | 0
IGCC | 0 | 0 | 0 | 0 | 0 | 0
DemandResponse | 0 | 0 | 0 | 0 | 0 | 0
IGCC-CCS | 0 | 0 | 0 | 0 | 0 | 0
WT_off | 0 | 0 | 0 | 0 | 0 | 0
PseudoUnit | 0 | 0 | 0 | 0 | 0 | 0
FixedInterchange | 0 | 0 | 0 | 0 | 0 | 0
SO2 Emissions (MMshortTons): SPP_N
ReportingType | 2015 | 2020 | 2025 | 2030 | 2035 | 2040
BM | 0 | 0 | 0 | 0 | 0 | 0
CC | 0 | 0 | 0 | 0 | 0 | 0
CSP | 0 | 0 | 0 | 0 | 0 | 0
CT | 0 | 0 | 0 | 0 | 0 | 0
Coal | 0.07 | 0.01 | 0 | 0 | 0 | 0
Geo | 0 | 0 | 0 | 0 | 0 | 0
H | 0 | 0 | 0 | 0 | 0 | 0
LFG | 0 | 0 | 0 | 0 | 0 | 0
Nuc | 0 | 0 | 0 | 0 | 0 | 0
PS | 0 | 0 | 0 | 0 | 0 | 0
PV | 0 | 0 | 0 | 0 | 0 | 0
PeakG | 0 | 0 | 0 | 0 | 0 | 0
PeakO | 0 | 0 | 0 | 0 | 0 | 0
ST | 0 | 0 | 0 | 0 | 0 | 0
STOG | 0 | 0 | 0 | 0 | 0 | 0
STWD | 0 | 0 | 0 | 0 | 0 | 0
WT | 0 | 0 | 0 | 0 | 0 | 0
IGCC | 0 | 0 | 0 | 0 | 0 | 0
DemandResponse | 0 | 0 | 0 | 0 | 0 | 0
IGCC-CCS | 0 | 0 | 0 | 0 | 0 | 0
WT_off | 0 | 0 | 0 | 0 | 0 | 0
PseudoUnit | 0 | 0 | 0 | 0 | 0 | 0
FixedInterchange | 0 | 0 | 0 | 0 | 0 | 0
SO2 Emissions (MMshortTons): SPP_S
ReportingType | 2015 | 2020 | 2025 | 2030 | 2035 | 2040
BM | 0 | 0 | 0 | 0 | 0 | 0
CC | 0 | 0 | 0 | 0 | 0 | 0
CSP | 0 | 0 | 0 | 0 | 0 | 0
CT | 0 | 0 | 0 | 0 | 0 | 0
Coal | 0.3 | 0.01 | 0 | 0 | 0 | 0
Geo | 0 | 0 | 0 | 0 | 0 | 0
H | 0 | 0 | 0 | 0 | 0 | 0
LFG | 0 | 0 | 0 | 0 | 0 | 0
Nuc | 0 | 0 | 0 | 0 | 0 | 0
PS | 0 | 0 | 0 | 0 | 0 | 0
PV | 0 | 0 | 0 | 0 | 0 | 0
PeakG | 0 | 0 | 0 | 0 | 0 | 0
PeakO | 0 | 0 | 0 | 0 | 0 | 0
ST | 0 | 0 | 0 | 0 | 0 | 0
STOG | 0 | 0 | 0 | 0 | 0 | 0
STWD | 0 | 0 | 0 | 0 | 0 | 0
WT | 0 | 0 | 0 | 0 | 0 | 0
IGCC | 0 | 0 | 0 | 0 | 0 | 0
DemandResponse | 0 | 0 | 0 | 0 | 0 | 0
IGCC-CCS | 0 | 0 | 0 | 0 | 0 | 0
WT_off | 0 | 0 | 0 | 0 | 0 | 0
PseudoUnit | 0 | 0 | 0 | 0 | 0 | 0
FixedInterchange | 0 | 0 | 0 | 0 | 0 | 0
SO2 Emissions (MMshortTons): TVA
ReportingType | 2015 | 2020 | 2025 | 2030 | 2035 | 2040
BM | 0 | 0 | 0 | 0 | 0 | 0
CC | 0 | 0 | 0 | 0 | 0 | 0
CSP | 0 | 0 | 0 | 0 | 0 | 0
CT | 0 | 0 | 0 | 0 | 0 | 0
Coal | 0.21 | 0.01 | 0 | 0 | 0 | 0
Geo | 0 | 0 | 0 | 0 | 0 | 0
H | 0 | 0 | 0 | 0 | 0 | 0
LFG | 0 | 0 | 0 | 0 | 0 | 0
Nuc | 0 | 0 | 0 | 0 | 0 | 0
PS | 0 | 0 | 0 | 0 | 0 | 0
PV | 0 | 0 | 0 | 0 | 0 | 0
PeakG | 0 | 0 | 0 | 0 | 0 | 0
PeakO | 0 | 0 | 0 | 0 | 0 | 0
ST | 0 | 0 | 0 | 0 | 0 | 0
STOG | 0 | 0 | 0 | 0 | 0 | 0
STWD | 0 | 0 | 0 | 0 | 0 | 0
WT | 0 | 0 | 0 | 0 | 0 | 0
IGCC | 0 | 0 | 0 | 0 | 0 | 0
DemandResponse | 0 | 0 | 0 | 0 | 0 | 0
IGCC-CCS | 0 | 0 | 0 | 0 | 0 | 0
WT_off | 0 | 0 | 0 | 0 | 0 | 0
PseudoUnit | 0 | 0 | 0 | 0 | 0 | 0
FixedInterchange | 0 | 0 | 0 | 0 | 0 | 0
SO2 Emissions (MMshortTons): TVA_Transmission
ReportingType | 2015 | 2020 | 2025 | 2030 | 2035 | 2040
BM | 0 | 0 | 0 | 0 | 0 | 0
CC | 0 | 0 | 0 | 0 | 0 | 0
CSP | 0 | 0 | 0 | 0 | 0 | 0
CT | 0 | 0 | 0 | 0 | 0 | 0
Coal | 0 | 0 | 0 | 0 | 0 | 0
Geo | 0 | 0 | 0 | 0 | 0 | 0
H | 0 | 0 | 0 | 0 | 0 | 0
LFG | 0 | 0 | 0 | 0 | 0 | 0
Nuc | 0 | 0 | 0 | 0 | 0 | 0
PS | 0 | 0 | 0 | 0 | 0 | 0
PV | 0 | 0 | 0 | 0 | 0 | 0
PeakG | 0 | 0 | 0 | 0 | 0 | 0
PeakO | 0 | 0 | 0 | 0 | 0 | 0
ST | 0 | 0 | 0 | 0 | 0 | 0
STOG | 0 | 0 | 0 | 0 | 0 | 0
STWD | 0 | 0 | 0 | 0 | 0 | 0
WT | 0 | 0 | 0 | 0 | 0 | 0
IGCC | 0 | 0 | 0 | 0 | 0 | 0
DemandResponse | 0 | 0 | 0 | 0 | 0 | 0
IGCC-CCS | 0 | 0 | 0 | 0 | 0 | 0
WT_off | 0 | 0 | 0 | 0 | 0 | 0
PseudoUnit | 0 | 0 | 0 | 0 | 0 | 0
FixedInterchange | 0 | 0 | 0 | 0 | 0 | 0
SO2 Emissions (MMshortTons): VACAR
ReportingType | 2015 | 2020 | 2025 | 2030 | 2035 | 2040
BM | 0 | 0 | 0 | 0 | 0 | 0
CC | 0 | 0 | 0 | 0 | 0 | 0
CSP | 0 | 0 | 0 | 0 | 0 | 0
CT | 0 | 0 | 0 | 0 | 0 | 0
Coal | 0.04 | 0.01 | 0 | 0 | 0 | 0
Geo | 0 | 0 | 0 | 0 | 0 | 0
H | 0 | 0 | 0 | 0 | 0 | 0
LFG | 0 | 0 | 0 | 0 | 0 | 0
Nuc | 0 | 0 | 0 | 0 | 0 | 0
PS | 0 | 0 | 0 | 0 | 0 | 0
PV | 0 | 0 | 0 | 0 | 0 | 0
PeakG | 0 | 0 | 0 | 0 | 0 | 0
PeakO | 0 | 0 | 0 | 0 | 0 | 0
ST | 0 | 0 | 0 | 0 | 0 | 0
STOG | 0 | 0 | 0 | 0 | 0 | 0
STWD | 0 | 0 | 0 | 0 | 0 | 0
WT | 0 | 0 | 0 | 0 | 0 | 0
IGCC | 0 | 0 | 0 | 0 | 0 | 0
DemandResponse | 0 | 0 | 0 | 0 | 0 | 0
IGCC-CCS | 0 | 0 | 0 | 0 | 0 | 0
WT_off | 0 | 0 | 0 | 0 | 0 | 0
PseudoUnit | 0 | 0 | 0 | 0 | 0 | 0
FixedInterchange | 0 | 0 | 0 | 0 | 0 | 0
SO2 Emissions (MMshortTons): IESO
ReportingType | 2015 | 2020 | 2025 | 2030 | 2035 | 2040
BM | 0 | 0 | 0 | 0 | 0 | 0
CC | 0 | 0 | 0 | 0 | 0 | 0
CSP | 0 | 0 | 0 | 0 | 0 | 0
CT | 0 | 0 | 0 | 0 | 0 | 0
Coal | 0 | 0 | 0 | 0 | 0 | 0
Geo | 0 | 0 | 0 | 0 | 0 | 0
H | 0 | 0 | 0 | 0 | 0 | 0
LFG | 0 | 0 | 0 | 0 | 0 | 0
Nuc | 0 | 0 | 0 | 0 | 0 | 0
PS | 0 | 0 | 0 | 0 | 0 | 0
PV | 0 | 0 | 0 | 0 | 0 | 0
PeakG | 0 | 0 | 0 | 0 | 0 | 0
PeakO | 0 | 0 | 0 | 0 | 0 | 0
ST | 0 | 0 | 0 | 0 | 0 | 0
STOG | 0 | 0 | 0 | 0 | 0 | 0
STWD | 0 | 0 | 0 | 0 | 0 | 0
WT | 0 | 0 | 0 | 0 | 0 | 0
IGCC | 0 | 0 | 0 | 0 | 0 | 0
DemandResponse | 0 | 0 | 0 | 0 | 0 | 0
IGCC-CCS | 0 | 0 | 0 | 0 | 0 | 0
WT_off | 0 | 0 | 0 | 0 | 0 | 0
PseudoUnit | 0 | 0 | 0 | 0 | 0 | 0
FixedInterchange | 0 | 0 | 0 | 0 | 0 | 0
SO2 Emissions (MMshortTons): MAPP_CA
ReportingType | 2015 | 2020 | 2025 | 2030 | 2035 | 2040
BM | 0 | 0 | 0 | 0 | 0 | 0
CC | 0 | 0 | 0 | 0 | 0 | 0
CSP | 0 | 0 | 0 | 0 | 0 | 0
CT | 0 | 0 | 0 | 0 | 0 | 0
Coal | 0.01 | 0 | 0 | 0 | 0 | 0
Geo | 0 | 0 | 0 | 0 | 0 | 0
H | 0 | 0 | 0 | 0 | 0 | 0
LFG | 0 | 0 | 0 | 0 | 0 | 0
Nuc | 0 | 0 | 0 | 0 | 0 | 0
PS | 0 | 0 | 0 | 0 | 0 | 0
PV | 0 | 0 | 0 | 0 | 0 | 0
PeakG | 0 | 0 | 0 | 0 | 0 | 0
PeakO | 0 | 0 | 0 | 0 | 0 | 0
ST | 0 | 0 | 0 | 0 | 0 | 0
STOG | 0 | 0 | 0 | 0 | 0 | 0
STWD | 0 | 0 | 0 | 0 | 0 | 0
WT | 0 | 0 | 0 | 0 | 0 | 0
IGCC | 0 | 0 | 0 | 0 | 0 | 0
DemandResponse | 0 | 0 | 0 | 0 | 0 | 0
IGCC-CCS | 0 | 0 | 0 | 0 | 0 | 0
WT_off | 0 | 0 | 0 | 0 | 0 | 0
PseudoUnit | 0 | 0 | 0 | 0 | 0 | 0
FixedInterchange | 0 | 0 | 0 | 0 | 0 | 0
SO2 Emissions (MMshortTons): AZ_NM_SNV_Coal
ReportingType | 2015 | 2020 | 2025 | 2030 | 2035 | 2040
BM | 0 | 0 | 0 | 0 | 0 | 0
CC | 0 | 0 | 0 | 0 | 0 | 0
CSP | 0 | 0 | 0 | 0 | 0 | 0
CT | 0 | 0 | 0 | 0 | 0 | 0
Coal | 0.02 | 0.02 | 0 | 0 | 0 | 0
Geo | 0 | 0 | 0 | 0 | 0 | 0
H | 0 | 0 | 0 | 0 | 0 | 0
LFG | 0 | 0 | 0 | 0 | 0 | 0
Nuc | 0 | 0 | 0 | 0 | 0 | 0
PS | 0 | 0 | 0 | 0 | 0 | 0
PV | 0 | 0 | 0 | 0 | 0 | 0
PeakG | 0 | 0 | 0 | 0 | 0 | 0
PeakO | 0 | 0 | 0 | 0 | 0 | 0
ST | 0 | 0 | 0 | 0 | 0 | 0
STOG | 0 | 0 | 0 | 0 | 0 | 0
STWD | 0 | 0 | 0 | 0 | 0 | 0
WT | 0 | 0 | 0 | 0 | 0 | 0
IGCC | 0 | 0 | 0 | 0 | 0 | 0
DemandResponse | 0 | 0 | 0 | 0 | 0 | 0
IGCC-CCS | 0 | 0 | 0 | 0 | 0 | 0
WT_off | 0 | 0 | 0 | 0 | 0 | 0
PseudoUnit | 0 | 0 | 0 | 0 | 0 | 0
FixedInterchange | 0 | 0 | 0 | 0 | 0 | 0
SO2 Emissions (MMshortTons): AZ_NM_SNV_Gas
ReportingType | 2015 | 2020 | 2025 | 2030 | 2035 | 2040
BM | 0 | 0 | 0 | 0 | 0 | 0
CC | 0 | 0 | 0 | 0 | 0 | 0
CSP | 0 | 0 | 0 | 0 | 0 | 0
CT | 0 | 0 | 0 | 0 | 0 | 0
Coal | 0 | 0 | 0 | 0 | 0 | 0
Geo | 0 | 0 | 0 | 0 | 0 | 0
H | 0 | 0 | 0 | 0 | 0 | 0
LFG | 0 | 0 | 0 | 0 | 0 | 0
Nuc | 0 | 0 | 0 | 0 | 0 | 0
PS | 0 | 0 | 0 | 0 | 0 | 0
PV | 0 | 0 | 0 | 0 | 0 | 0
PeakG | 0 | 0 | 0 | 0 | 0 | 0
PeakO | 0 | 0 | 0 | 0 | 0 | 0
ST | 0 | 0 | 0 | 0 | 0 | 0
STOG | 0 | 0 | 0 | 0 | 0 | 0
STWD | 0 | 0 | 0 | 0 | 0 | 0
WT | 0 | 0 | 0 | 0 | 0 | 0
IGCC | 0 | 0 | 0 | 0 | 0 | 0
DemandResponse | 0 | 0 | 0 | 0 | 0 | 0
IGCC-CCS | 0 | 0 | 0 | 0 | 0 | 0
WT_off | 0 | 0 | 0 | 0 | 0 | 0
PseudoUnit | 0 | 0 | 0 | 0 | 0 | 0
FixedInterchange | 0 | 0 | 0 | 0 | 0 | 0
SO2 Emissions (MMshortTons): AZ_NM_SNV_NucRenew
ReportingType | 2015 | 2020 | 2025 | 2030 | 2035 | 2040
BM | 0 | 0 | 0 | 0 | 0 | 0
CC | 0 | 0 | 0 | 0 | 0 | 0
CSP | 0 | 0 | 0 | 0 | 0 | 0
CT | 0 | 0 | 0 | 0 | 0 | 0
Coal | 0 | 0 | 0 | 0 | 0 | 0
Geo | 0 | 0 | 0 | 0 | 0 | 0
H | 0 | 0 | 0 | 0 | 0 | 0
LFG | 0 | 0 | 0 | 0 | 0 | 0
Nuc | 0 | 0 | 0 | 0 | 0 | 0
PS | 0 | 0 | 0 | 0 | 0 | 0
PV | 0 | 0 | 0 | 0 | 0 | 0
PeakG | 0 | 0 | 0 | 0 | 0 | 0
PeakO | 0 | 0 | 0 | 0 | 0 | 0
ST | 0 | 0 | 0 | 0 | 0 | 0
STOG | 0 | 0 | 0 | 0 | 0 | 0
STWD | 0 | 0 | 0 | 0 | 0 | 0
WT | 0 | 0 | 0 | 0 | 0 | 0
IGCC | 0 | 0 | 0 | 0 | 0 | 0
DemandResponse | 0 | 0 | 0 | 0 | 0 | 0
IGCC-CCS | 0 | 0 | 0 | 0 | 0 | 0
WT_off | 0 | 0 | 0 | 0 | 0 | 0
PseudoUnit | 0 | 0 | 0 | 0 | 0 | 0
FixedInterchange | 0 | 0 | 0 | 0 | 0 | 0
SO2 Emissions (MMshortTons): ERCOT
ReportingType | 2015 | 2020 | 2025 | 2030 | 2035 | 2040
BM | 0 | 0 | 0 | 0 | 0 | 0
CC | 0 | 0 | 0 | 0 | 0 | 0
CSP | 0 | 0 | 0 | 0 | 0 | 0
CT | 0 | 0 | 0 | 0 | 0 | 0
Coal | 0.07 | 0.03 | 0 | 0.01 | 0.01 | 0.01
Geo | 0 | 0 | 0 | 0 | 0 | 0
H | 0 | 0 | 0 | 0 | 0 | 0
LFG | 0 | 0 | 0 | 0 | 0 | 0
Nuc | 0 | 0 | 0 | 0 | 0 | 0
PS | 0 | 0 | 0 | 0 | 0 | 0
PV | 0 | 0 | 0 | 0 | 0 | 0
PeakG | 0 | 0 | 0 | 0 | 0 | 0
PeakO | 0 | 0 | 0 | 0 | 0 | 0
ST | 0 | 0 | 0 | 0 | 0 | 0
STOG | 0 | 0 | 0 | 0 | 0 | 0
STWD | 0 | 0 | 0 | 0 | 0 | 0
WT | 0 | 0 | 0 | 0 | 0 | 0
IGCC | 0 | 0 | 0 | 0 | 0 | 0
DemandResponse | 0 | 0 | 0 | 0 | 0 | 0
IGCC-CCS | 0 | 0 | 0 | 0 | 0 | 0
WT_off | 0 | 0 | 0 | 0 | 0 | 0
PseudoUnit | 0 | 0 | 0 | 0 | 0 | 0
FixedInterchange | 0 | 0 | 0 | 0 | 0 | 0
SO2 Emissions (MMshortTons): NP15
ReportingType | 2015 | 2020 | 2025 | 2030 | 2035 | 2040
BM | 0 | 0 | 0 | 0 | 0 | 0
CC | 0 | 0 | 0 | 0 | 0 | 0
CSP | 0 | 0 | 0 | 0 | 0 | 0
CT | 0 | 0 | 0 | 0 | 0 | 0
Coal | 0.01 | 0 | 0 | 0 | 0 | 0
Geo | 0 | 0 | 0 | 0 | 0 | 0
H | 0 | 0 | 0 | 0 | 0 | 0
LFG | 0 | 0 | 0 | 0 | 0 | 0
Nuc | 0 | 0 | 0 | 0 | 0 | 0
PS | 0 | 0 | 0 | 0 | 0 | 0
PV | 0 | 0 | 0 | 0 | 0 | 0
PeakG | 0 | 0 | 0 | 0 | 0 | 0
PeakO | 0 | 0 | 0 | 0 | 0 | 0
ST | 0 | 0 | 0 | 0 | 0 | 0
STOG | 0 | 0 | 0 | 0 | 0 | 0
STWD | 0 | 0 | 0 | 0 | 0 | 0
WT | 0 | 0 | 0 | 0 | 0 | 0
IGCC | 0 | 0 | 0 | 0 | 0 | 0
DemandResponse | 0 | 0 | 0 | 0 | 0 | 0
IGCC-CCS | 0 | 0 | 0 | 0 | 0 | 0
WT_off | 0 | 0 | 0 | 0 | 0 | 0
PseudoUnit | 0 | 0 | 0 | 0 | 0 | 0
FixedInterchange | 0 | 0 | 0 | 0 | 0 | 0
SO2 Emissions (MMshortTons): NWPP_Coal
ReportingType | 2015 | 2020 | 2025 | 2030 | 2035 | 2040
BM | 0 | 0 | 0 | 0 | 0 | 0
CC | 0 | 0 | 0 | 0 | 0 | 0
CSP | 0 | 0 | 0 | 0 | 0 | 0
CT | 0 | 0 | 0 | 0 | 0 | 0
Coal | 0.07 | 0.01 | 0 | 0 | 0 | 0
Geo | 0 | 0 | 0 | 0 | 0 | 0
H | 0 | 0 | 0 | 0 | 0 | 0
LFG | 0 | 0 | 0 | 0 | 0 | 0
Nuc | 0 | 0 | 0 | 0 | 0 | 0
PS | 0 | 0 | 0 | 0 | 0 | 0
PV | 0 | 0 | 0 | 0 | 0 | 0
PeakG | 0 | 0 | 0 | 0 | 0 | 0
PeakO | 0 | 0 | 0 | 0 | 0 | 0
ST | 0 | 0 | 0 | 0 | 0 | 0
STOG | 0 | 0 | 0 | 0 | 0 | 0
STWD | 0 | 0 | 0 | 0 | 0 | 0
WT | 0 | 0 | 0 | 0 | 0 | 0
IGCC | 0 | 0 | 0 | 0 | 0 | 0
DemandResponse | 0 | 0 | 0 | 0 | 0 | 0
IGCC-CCS | 0 | 0 | 0 | 0 | 0 | 0
WT_off | 0 | 0 | 0 | 0 | 0 | 0
PseudoUnit | 0 | 0 | 0 | 0 | 0 | 0
FixedInterchange | 0 | 0 | 0 | 0 | 0 | 0
SO2 Emissions (MMshortTons): NWPP_Gas
ReportingType | 2015 | 2020 | 2025 | 2030 | 2035 | 2040
BM | 0 | 0 | 0 | 0 | 0 | 0
CC | 0 | 0 | 0 | 0 | 0 | 0
CSP | 0 | 0 | 0 | 0 | 0 | 0
CT | 0 | 0 | 0 | 0 | 0 | 0
Coal | 0 | 0 | 0 | 0 | 0 | 0
Geo | 0 | 0 | 0 | 0 | 0 | 0
H | 0 | 0 | 0 | 0 | 0 | 0
LFG | 0 | 0 | 0 | 0 | 0 | 0
Nuc | 0 | 0 | 0 | 0 | 0 | 0
PS | 0 | 0 | 0 | 0 | 0 | 0
PV | 0 | 0 | 0 | 0 | 0 | 0
PeakG | 0 | 0 | 0 | 0 | 0 | 0
PeakO | 0 | 0 | 0 | 0 | 0 | 0
ST | 0 | 0 | 0 | 0 | 0 | 0
STOG | 0 | 0 | 0 | 0 | 0 | 0
STWD | 0 | 0 | 0 | 0 | 0 | 0
WT | 0 | 0 | 0 | 0 | 0 | 0
IGCC | 0 | 0 | 0 | 0 | 0 | 0
DemandResponse | 0 | 0 | 0 | 0 | 0 | 0
IGCC-CCS | 0 | 0 | 0 | 0 | 0 | 0
WT_off | 0 | 0 | 0 | 0 | 0 | 0
PseudoUnit | 0 | 0 | 0 | 0 | 0 | 0
FixedInterchange | 0 | 0 | 0 | 0 | 0 | 0
SO2 Emissions (MMshortTons): NWPP_NucRenew
ReportingType | 2015 | 2020 | 2025 | 2030 | 2035 | 2040
BM | 0 | 0 | 0 | 0 | 0 | 0
CC | 0 | 0 | 0 | 0 | 0 | 0
CSP | 0 | 0 | 0 | 0 | 0 | 0
CT | 0 | 0 | 0 | 0 | 0 | 0
Coal | 0 | 0 | 0 | 0 | 0 | 0
Geo | 0 | 0 | 0 | 0 | 0 | 0
H | 0 | 0 | 0 | 0 | 0 | 0
LFG | 0 | 0 | 0 | 0 | 0 | 0
Nuc | 0 | 0 | 0 | 0 | 0 | 0
PS | 0 | 0 | 0 | 0 | 0 | 0
PV | 0 | 0 | 0 | 0 | 0 | 0
PeakG | 0 | 0 | 0 | 0 | 0 | 0
PeakO | 0 | 0 | 0 | 0 | 0 | 0
ST | 0 | 0 | 0 | 0 | 0 | 0
STOG | 0 | 0 | 0 | 0 | 0 | 0
STWD | 0 | 0 | 0 | 0 | 0 | 0
WT | 0 | 0 | 0 | 0 | 0 | 0
IGCC | 0 | 0 | 0 | 0 | 0 | 0
DemandResponse | 0 | 0 | 0 | 0 | 0 | 0
IGCC-CCS | 0 | 0 | 0 | 0 | 0 | 0
WT_off | 0 | 0 | 0 | 0 | 0 | 0
PseudoUnit | 0 | 0 | 0 | 0 | 0 | 0
FixedInterchange | 0 | 0 | 0 | 0 | 0 | 0
SO2 Emissions (MMshortTons): RMPA
ReportingType | 2015 | 2020 | 2025 | 2030 | 2035 | 2040
BM | 0 | 0 | 0 | 0 | 0 | 0
CC | 0 | 0 | 0 | 0 | 0 | 0
CSP | 0 | 0 | 0 | 0 | 0 | 0
CT | 0 | 0 | 0 | 0 | 0 | 0
Coal | 0.06 | 0.02 | 0 | 0 | 0 | 0
Geo | 0 | 0 | 0 | 0 | 0 | 0
H | 0 | 0 | 0 | 0 | 0 | 0
LFG | 0 | 0 | 0 | 0 | 0 | 0
Nuc | 0 | 0 | 0 | 0 | 0 | 0
PS | 0 | 0 | 0 | 0 | 0 | 0
PV | 0 | 0 | 0 | 0 | 0 | 0
PeakG | 0 | 0 | 0 | 0 | 0 | 0
PeakO | 0 | 0 | 0 | 0 | 0 | 0
ST | 0 | 0 | 0 | 0 | 0 | 0
STOG | 0 | 0 | 0 | 0 | 0 | 0
STWD | 0 | 0 | 0 | 0 | 0 | 0
WT | 0 | 0 | 0 | 0 | 0 | 0
IGCC | 0 | 0 | 0 | 0 | 0 | 0
DemandResponse | 0 | 0 | 0 | 0 | 0 | 0
IGCC-CCS | 0 | 0 | 0 | 0 | 0 | 0
WT_off | 0 | 0 | 0 | 0 | 0 | 0
PseudoUnit | 0 | 0 | 0 | 0 | 0 | 0
FixedInterchange | 0 | 0 | 0 | 0 | 0 | 0
SO2 Emissions (MMshortTons): SP15
ReportingType | 2015 | 2020 | 2025 | 2030 | 2035 | 2040
BM | 0 | 0 | 0 | 0 | 0 | 0
CC | 0 | 0 | 0 | 0 | 0 | 0
CSP | 0 | 0 | 0 | 0 | 0 | 0
CT | 0 | 0 | 0 | 0 | 0 | 0
Coal | 0 | 0 | 0 | 0 | 0 | 0
Geo | 0 | 0 | 0 | 0 | 0 | 0
H | 0 | 0 | 0 | 0 | 0 | 0
LFG | 0 | 0 | 0 | 0 | 0 | 0
Nuc | 0 | 0 | 0 | 0 | 0 | 0
PS | 0 | 0 | 0 | 0 | 0 | 0
PV | 0 | 0 | 0 | 0 | 0 | 0
PeakG | 0 | 0 | 0 | 0 | 0 | 0
PeakO | 0 | 0 | 0 | 0 | 0 | 0
ST | 0 | 0 | 0 | 0 | 0 | 0
STOG | 0 | 0 | 0 | 0 | 0 | 0
STWD | 0 | 0 | 0 | 0 | 0 | 0
WT | 0 | 0 | 0 | 0 | 0 | 0
IGCC | 0 | 0 | 0 | 0 | 0 | 0
DemandResponse | 0 | 0 | 0 | 0 | 0 | 0
IGCC-CCS | 0 | 0 | 0 | 0 | 0 | 0
WT_off | 0 | 0 | 0 | 0 | 0 | 0
PseudoUnit | 0 | 0 | 0 | 0 | 0 | 0
FixedInterchange | 0 | 0 | 0 | 0 | 0 | 0
SO2 Emissions (MMshortTons): ALB
ReportingType | 2015 | 2020 | 2025 | 2030 | 2035 | 2040
BM | 0 | 0 | 0 | 0 | 0 | 0
CC | 0 | 0 | 0 | 0 | 0 | 0
CSP | 0 | 0 | 0 | 0 | 0 | 0
CT | 0 | 0 | 0 | 0 | 0 | 0
Coal | 0.14 | 0.14 | 0.14 | 0 | 0 | 0
Geo | 0 | 0 | 0 | 0 | 0 | 0
H | 0 | 0 | 0 | 0 | 0 | 0
LFG | 0 | 0 | 0 | 0 | 0 | 0
Nuc | 0 | 0 | 0 | 0 | 0 | 0
PS | 0 | 0 | 0 | 0 | 0 | 0
PV | 0 | 0 | 0 | 0 | 0 | 0
PeakG | 0 | 0 | 0 | 0 | 0 | 0
PeakO | 0 | 0 | 0 | 0 | 0 | 0
ST | 0 | 0 | 0 | 0 | 0 | 0
STOG | 0 | 0 | 0 | 0 | 0 | 0
STWD | 0 | 0 | 0 | 0 | 0 | 0
WT | 0 | 0 | 0 | 0 | 0 | 0
IGCC | 0 | 0 | 0 | 0 | 0 | 0
DemandResponse | 0 | 0 | 0 | 0 | 0 | 0
IGCC-CCS | 0 | 0 | 0 | 0 | 0 | 0
WT_off | 0 | 0 | 0 | 0 | 0 | 0
PseudoUnit | 0 | 0 | 0 | 0 | 0 | 0
FixedInterchange | 0 | 0 | 0 | 0 | 0 | 0
SO2 Emissions (MMshortTons): BC
ReportingType | 2015 | 2020 | 2025 | 2030 | 2035 | 2040
BM | 0 | 0 | 0 | 0 | 0 | 0
CC | 0 | 0 | 0 | 0 | 0 | 0
CSP | 0 | 0 | 0 | 0 | 0 | 0
CT | 0 | 0 | 0 | 0 | 0 | 0
Coal | 0 | 0 | 0 | 0 | 0 | 0
Geo | 0 | 0 | 0 | 0 | 0 | 0
H | 0 | 0 | 0 | 0 | 0 | 0
LFG | 0 | 0 | 0 | 0 | 0 | 0
Nuc | 0 | 0 | 0 | 0 | 0 | 0
PS | 0 | 0 | 0 | 0 | 0 | 0
PV | 0 | 0 | 0 | 0 | 0 | 0
PeakG | 0 | 0 | 0 | 0 | 0 | 0
PeakO | 0 | 0 | 0 | 0 | 0 | 0
ST | 0 | 0 | 0 | 0 | 0 | 0
STOG | 0 | 0 | 0 | 0 | 0 | 0
STWD | 0 | 0 | 0 | 0 | 0 | 0
WT | 0 | 0 | 0 | 0 | 0 | 0
IGCC | 0 | 0 | 0 | 0 | 0 | 0
DemandResponse | 0 | 0 | 0 | 0 | 0 | 0
IGCC-CCS | 0 | 0 | 0 | 0 | 0 | 0
WT_off | 0 | 0 | 0 | 0 | 0 | 0
PseudoUnit | 0 | 0 | 0 | 0 | 0 | 0
FixedInterchange | 0 | 0 | 0 | 0 | 0 | 0
SO2 Emissions (MMshortTons): HQ_IESO
ReportingType | 2015 | 2020 | 2025 | 2030 | 2035 | 2040
BM | 0 | 0 | 0 | 0 | 0 | 0
CC | 0 | 0 | 0 | 0 | 0 | 0
CSP | 0 | 0 | 0 | 0 | 0 | 0
CT | 0 | 0 | 0 | 0 | 0 | 0
Coal | 0 | 0 | 0 | 0 | 0 | 0
Geo | 0 | 0 | 0 | 0 | 0 | 0
H | 0 | 0 | 0 | 0 | 0 | 0
LFG | 0 | 0 | 0 | 0 | 0 | 0
Nuc | 0 | 0 | 0 | 0 | 0 | 0
PS | 0 | 0 | 0 | 0 | 0 | 0
PV | 0 | 0 | 0 | 0 | 0 | 0
PeakG | 0 | 0 | 0 | 0 | 0 | 0
PeakO | 0 | 0 | 0 | 0 | 0 | 0
ST | 0 | 0 | 0 | 0 | 0 | 0
STOG | 0 | 0 | 0 | 0 | 0 | 0
STWD | 0 | 0 | 0 | 0 | 0 | 0
WT | 0 | 0 | 0 | 0 | 0 | 0
IGCC | 0 | 0 | 0 | 0 | 0 | 0
DemandResponse | 0 | 0 | 0 | 0 | 0 | 0
IGCC-CCS | 0 | 0 | 0 | 0 | 0 | 0
WT_off | 0 | 0 | 0 | 0 | 0 | 0
PseudoUnit | 0 | 0 | 0 | 0 | 0 | 0
FixedInterchange | 0 | 0 | 0 | 0 | 0 | 0
SO2 Emissions (MMshortTons): HQ_NEISO
ReportingType | 2015 | 2020 | 2025 | 2030 | 2035 | 2040
BM | 0 | 0 | 0 | 0 | 0 | 0
CC | 0 | 0 | 0 | 0 | 0 | 0
CSP | 0 | 0 | 0 | 0 | 0 | 0
CT | 0 | 0 | 0 | 0 | 0 | 0
Coal | 0 | 0 | 0 | 0 | 0 | 0
Geo | 0 | 0 | 0 | 0 | 0 | 0
H | 0 | 0 | 0 | 0 | 0 | 0
LFG | 0 | 0 | 0 | 0 | 0 | 0
Nuc | 0 | 0 | 0 | 0 | 0 | 0
PS | 0 | 0 | 0 | 0 | 0 | 0
PV | 0 | 0 | 0 | 0 | 0 | 0
PeakG | 0 | 0 | 0 | 0 | 0 | 0
PeakO | 0 | 0 | 0 | 0 | 0 | 0
ST | 0 | 0 | 0 | 0 | 0 | 0
STOG | 0 | 0 | 0 | 0 | 0 | 0
STWD | 0 | 0 | 0 | 0 | 0 | 0
WT | 0 | 0 | 0 | 0 | 0 | 0
IGCC | 0 | 0 | 0 | 0 | 0 | 0
DemandResponse | 0 | 0 | 0 | 0 | 0 | 0
IGCC-CCS | 0 | 0 | 0 | 0 | 0 | 0
WT_off | 0 | 0 | 0 | 0 | 0 | 0
PseudoUnit | 0 | 0 | 0 | 0 | 0 | 0
FixedInterchange | 0 | 0 | 0 | 0 | 0 | 0
SO2 Emissions (MMshortTons): HQ_NY
ReportingType | 2015 | 2020 | 2025 | 2030 | 2035 | 2040
BM | 0 | 0 | 0 | 0 | 0 | 0
CC | 0 | 0 | 0 | 0 | 0 | 0
CSP | 0 | 0 | 0 | 0 | 0 | 0
CT | 0 | 0 | 0 | 0 | 0 | 0
Coal | 0 | 0 | 0 | 0 | 0 | 0
Geo | 0 | 0 | 0 | 0 | 0 | 0
H | 0 | 0 | 0 | 0 | 0 | 0
LFG | 0 | 0 | 0 | 0 | 0 | 0
Nuc | 0 | 0 | 0 | 0 | 0 | 0
PS | 0 | 0 | 0 | 0 | 0 | 0
PV | 0 | 0 | 0 | 0 | 0 | 0
PeakG | 0 | 0 | 0 | 0 | 0 | 0
PeakO | 0 | 0 | 0 | 0 | 0 | 0
ST | 0 | 0 | 0 | 0 | 0 | 0
STOG | 0 | 0 | 0 | 0 | 0 | 0
STWD | 0 | 0 | 0 | 0 | 0 | 0
WT | 0 | 0 | 0 | 0 | 0 | 0
IGCC | 0 | 0 | 0 | 0 | 0 | 0
DemandResponse | 0 | 0 | 0 | 0 | 0 | 0
IGCC-CCS | 0 | 0 | 0 | 0 | 0 | 0
WT_off | 0 | 0 | 0 | 0 | 0 | 0
PseudoUnit | 0 | 0 | 0 | 0 | 0 | 0
FixedInterchange | 0 | 0 | 0 | 0 | 0 | 0
SO2 Emissions (MMshortTons): MARITIMES
ReportingType | 2015 | 2020 | 2025 | 2030 | 2035 | 2040
BM | 0 | 0 | 0 | 0 | 0 | 0
CC | 0 | 0 | 0 | 0 | 0 | 0
CSP | 0 | 0 | 0 | 0 | 0 | 0
CT | 0 | 0 | 0 | 0 | 0 | 0
Coal | 0 | 0 | 0 | 0 | 0 | 0
Geo | 0 | 0 | 0 | 0 | 0 | 0
H | 0 | 0 | 0 | 0 | 0 | 0
LFG | 0 | 0 | 0 | 0 | 0 | 0
Nuc | 0 | 0 | 0 | 0 | 0 | 0
PS | 0 | 0 | 0 | 0 | 0 | 0
PV | 0 | 0 | 0 | 0 | 0 | 0
PeakG | 0 | 0 | 0 | 0 | 0 | 0
PeakO | 0 | 0 | 0 | 0 | 0 | 0
ST | 0 | 0 | 0 | 0 | 0 | 0
STOG | 0 | 0 | 0 | 0 | 0 | 0
STWD | 0 | 0 | 0 | 0 | 0 | 0
WT | 0 | 0 | 0 | 0 | 0 | 0
IGCC | 0 | 0 | 0 | 0 | 0 | 0
DemandResponse | 0 | 0 | 0 | 0 | 0 | 0
IGCC-CCS | 0 | 0 | 0 | 0 | 0 | 0
WT_off | 0 | 0 | 0 | 0 | 0 | 0
PseudoUnit | 0 | 0 | 0 | 0 | 0 | 0
FixedInterchange | 0 | 0 | 0 | 0 | 0 | 0
SO2 Emissions (MMshortTons): All
ReportingType | 2015 | 2020 | 2025 | 2030 | 2035 | 2040
BM | 0 | 0 | 0 | 0 | 0 | 0
CC | 0 | 0 | 0 | 0 | 0 | 0
CSP | 0 | 0 | 0 | 0 | 0 | 0
CT | 0 | 0 | 0 | 0 | 0 | 0
Coal | 3.87 | 0.43 | 0.19 | 0.06 | 0.11 | 0.12
Geo | 0 | 0 | 0 | 0 | 0 | 0
H | 0 | 0 | 0 | 0 | 0 | 0
LFG | 0 | 0 | 0 | 0 | 0 | 0
Nuc | 0 | 0 | 0 | 0 | 0 | 0
PS | 0 | 0 | 0 | 0 | 0 | 0
PV | 0 | 0 | 0 | 0 | 0 | 0
PeakG | 0 | 0 | 0 | 0 | 0 | 0
PeakO | 0 | 0 | 0 | 0 | 0 | 0
ST | 0 | 0 | 0 | 0 | 0 | 0
STOG | 0 | 0 | 0 | 0 | 0 | 0
STWD | 0 | 0 | 0 | 0 | 0 | 0
WT | 0 | 0 | 0 | 0 | 0 | 0
IGCC | 0 | 0 | 0 | 0 | 0 | 0
DemandResponse | 0 | 0 | 0 | 0 | 0 | 0
IGCC-CCS | 0 | 0 | 0 | 0 | 0 | 0
WT_off | 0 | 0 | 0 | 0 | 0 | 0
PseudoUnit | 0 | 0 | 0 | 0 | 0 | 0
FixedInterchange | 0 | 0 | 0 | 0 | 0 | 0
SO2 Emissions (MMshortTons): EI_US
ReportingType | 2015 | 2020 | 2025 | 2030 | 2035 | 2040
BM | 0 | 0 | 0 | 0 | 0 | 0
CC | 0 | 0 | 0 | 0 | 0 | 0
CSP | 0 | 0 | 0 | 0 | 0 | 0
CT | 0 | 0 | 0 | 0 | 0 | 0
Coal | 3.49 | 0.21 | 0.04 | 0.05 | 0.1 | 0.11
Geo | 0 | 0 | 0 | 0 | 0 | 0
H | 0 | 0 | 0 | 0 | 0 | 0
LFG | 0 | 0 | 0 | 0 | 0 | 0
Nuc | 0 | 0 | 0 | 0 | 0 | 0
PS | 0 | 0 | 0 | 0 | 0 | 0
PV | 0 | 0 | 0 | 0 | 0 | 0
PeakG | 0 | 0 | 0 | 0 | 0 | 0
PeakO | 0 | 0 | 0 | 0 | 0 | 0
ST | 0 | 0 | 0 | 0 | 0 | 0
STOG | 0 | 0 | 0 | 0 | 0 | 0
STWD | 0 | 0 | 0 | 0 | 0 | 0
WT | 0 | 0 | 0 | 0 | 0 | 0
IGCC | 0 | 0 | 0 | 0 | 0 | 0
DemandResponse | 0 | 0 | 0 | 0 | 0 | 0
IGCC-CCS | 0 | 0 | 0 | 0 | 0 | 0
WT_off | 0 | 0 | 0 | 0 | 0 | 0
PseudoUnit | 0 | 0 | 0 | 0 | 0 | 0
FixedInterchange | 0 | 0 | 0 | 0 | 0 | 0
SO2 Emissions (MMshortTons): EI_Canada
ReportingType | 2015 | 2020 | 2025 | 2030 | 2035 | 2040
BM | 0 | 0 | 0 | 0 | 0 | 0
CC | 0 | 0 | 0 | 0 | 0 | 0
CSP | 0 | 0 | 0 | 0 | 0 | 0
CT | 0 | 0 | 0 | 0 | 0 | 0
Coal | 0.01 | 0 | 0 | 0 | 0 | 0
Geo | 0 | 0 | 0 | 0 | 0 | 0
H | 0 | 0 | 0 | 0 | 0 | 0
LFG | 0 | 0 | 0 | 0 | 0 | 0
Nuc | 0 | 0 | 0 | 0 | 0 | 0
PS | 0 | 0 | 0 | 0 | 0 | 0
PV | 0 | 0 | 0 | 0 | 0 | 0
PeakG | 0 | 0 | 0 | 0 | 0 | 0
PeakO | 0 | 0 | 0 | 0 | 0 | 0
ST | 0 | 0 | 0 | 0 | 0 | 0
STOG | 0 | 0 | 0 | 0 | 0 | 0
STWD | 0 | 0 | 0 | 0 | 0 | 0
WT | 0 | 0 | 0 | 0 | 0 | 0
IGCC | 0 | 0 | 0 | 0 | 0 | 0
DemandResponse | 0 | 0 | 0 | 0 | 0 | 0
IGCC-CCS | 0 | 0 | 0 | 0 | 0 | 0
WT_off | 0 | 0 | 0 | 0 | 0 | 0
PseudoUnit | 0 | 0 | 0 | 0 | 0 | 0
FixedInterchange | 0 | 0 | 0 | 0 | 0 | 0
SO2 Emissions (MMshortTons): EI
ReportingType | 2015 | 2020 | 2025 | 2030 | 2035 | 2040
BM | 0 | 0 | 0 | 0 | 0 | 0
CC | 0 | 0 | 0 | 0 | 0 | 0
CSP | 0 | 0 | 0 | 0 | 0 | 0
CT | 0 | 0 | 0 | 0 | 0 | 0
Coal | 3.5 | 0.21 | 0.04 | 0.05 | 0.1 | 0.11
Geo | 0 | 0 | 0 | 0 | 0 | 0
H | 0 | 0 | 0 | 0 | 0 | 0
LFG | 0 | 0 | 0 | 0 | 0 | 0
Nuc | 0 | 0 | 0 | 0 | 0 | 0
PS | 0 | 0 | 0 | 0 | 0 | 0
PV | 0 | 0 | 0 | 0 | 0 | 0
PeakG | 0 | 0 | 0 | 0 | 0 | 0
PeakO | 0 | 0 | 0 | 0 | 0 | 0
ST | 0 | 0 | 0 | 0 | 0 | 0
STOG | 0 | 0 | 0 | 0 | 0 | 0
STWD | 0 | 0 | 0 | 0 | 0 | 0
WT | 0 | 0 | 0 | 0 | 0 | 0
IGCC | 0 | 0 | 0 | 0 | 0 | 0
DemandResponse | 0 | 0 | 0 | 0 | 0 | 0
IGCC-CCS | 0 | 0 | 0 | 0 | 0 | 0
WT_off | 0 | 0 | 0 | 0 | 0 | 0
PseudoUnit | 0 | 0 | 0 | 0 | 0 | 0
FixedInterchange | 0 | 0 | 0 | 0 | 0 | 0
SO2 Emissions (MMshortTons): Outside_EI
ReportingType | 2015 | 2020 | 2025 | 2030 | 2035 | 2040
BM | 0 | 0 | 0 | 0 | 0 | 0
CC | 0 | 0 | 0 | 0 | 0 | 0
CSP | 0 | 0 | 0 | 0 | 0 | 0
CT | 0 | 0 | 0 | 0 | 0 | 0
Coal | 0.37 | 0.22 | 0.15 | 0.01 | 0.01 | 0.01
Geo | 0 | 0 | 0 | 0 | 0 | 0
H | 0 | 0 | 0 | 0 | 0 | 0
LFG | 0 | 0 | 0 | 0 | 0 | 0
Nuc | 0 | 0 | 0 | 0 | 0 | 0
PS | 0 | 0 | 0 | 0 | 0 | 0
PV | 0 | 0 | 0 | 0 | 0 | 0
PeakG | 0 | 0 | 0 | 0 | 0 | 0
PeakO | 0 | 0 | 0 | 0 | 0 | 0
ST | 0 | 0 | 0 | 0 | 0 | 0
STOG | 0 | 0 | 0 | 0 | 0 | 0
STWD | 0 | 0 | 0 | 0 | 0 | 0
WT | 0 | 0 | 0 | 0 | 0 | 0
IGCC | 0 | 0 | 0 | 0 | 0 | 0
DemandResponse | 0 | 0 | 0 | 0 | 0 | 0
IGCC-CCS | 0 | 0 | 0 | 0 | 0 | 0
WT_off | 0 | 0 | 0 | 0 | 0 | 0
PseudoUnit | 0 | 0 | 0 | 0 | 0 | 0
FixedInterchange | 0 | 0 | 0 | 0 | 0 | 0
NOx Emissions (MMshortTons): Entergy
ReportingType | 2015 | 2020 | 2025 | 2030 | 2035 | 2040
BM | 0 | 0 | 0 | 0 | 0 | 0
CC | 0.01 | 0.01 | 0.01 | 0.01 | 0 | 0
CSP | 0 | 0 | 0 | 0 | 0 | 0
CT | 0 | 0 | 0 | 0 | 0 | 0
Coal | 0.05 | 0 | 0 | 0 | 0 | 0
Geo | 0 | 0 | 0 | 0 | 0 | 0
H | 0 | 0 | 0 | 0 | 0 | 0
LFG | 0 | 0 | 0 | 0 | 0 | 0
Nuc | 0 | 0 | 0 | 0 | 0 | 0
PS | 0 | 0 | 0 | 0 | 0 | 0
PV | 0 | 0 | 0 | 0 | 0 | 0
PeakG | 0 | 0 | 0 | 0 | 0 | 0
PeakO | 0 | 0 | 0 | 0 | 0 | 0
ST | 0 | 0 | 0 | 0 | 0 | 0
STOG | 0 | 0 | 0 | 0 | 0 | 0
STWD | 0 | 0 | 0 | 0 | 0 | 0
WT | 0 | 0 | 0 | 0 | 0 | 0
IGCC | 0 | 0 | 0 | 0 | 0 | 0
DemandResponse | 0 | 0 | 0 | 0 | 0 | 0
IGCC-CCS | 0 | 0 | 0 | 0 | 0 | 0
WT_off | 0 | 0 | 0 | 0 | 0 | 0
PseudoUnit | 0 | 0 | 0 | 0 | 0 | 0
FixedInterchange | 0 | 0 | 0 | 0 | 0 | 0
NOx Emissions (MMshortTons): FRCC
ReportingType | 2015 | 2020 | 2025 | 2030 | 2035 | 2040
BM | 0 | 0 | 0 | 0 | 0 | 0
CC | 0.01 | 0.01 | 0.01 | 0.01 | 0 | 0
CSP | 0 | 0 | 0 | 0 | 0 | 0
CT | 0 | 0 | 0 | 0 | 0 | 0
Coal | 0.02 | 0 | 0 | 0 | 0 | 0
Geo | 0 | 0 | 0 | 0 | 0 | 0
H | 0 | 0 | 0 | 0 | 0 | 0
LFG | 0 | 0 | 0 | 0 | 0 | 0
Nuc | 0 | 0 | 0 | 0 | 0 | 0
PS | 0 | 0 | 0 | 0 | 0 | 0
PV | 0 | 0 | 0 | 0 | 0 | 0
PeakG | 0 | 0 | 0 | 0 | 0 | 0
PeakO | 0 | 0 | 0 | 0 | 0 | 0
ST | 0 | 0 | 0 | 0 | 0 | 0
STOG | 0 | 0 | 0 | 0 | 0 | 0
STWD | 0 | 0 | 0 | 0 | 0 | 0
WT | 0 | 0 | 0 | 0 | 0 | 0
IGCC | 0 | 0 | 0 | 0 | 0 | 0
DemandResponse | 0 | 0 | 0 | 0 | 0 | 0
IGCC-CCS | 0 | 0 | 0 | 0 | 0 | 0
WT_off | 0 | 0 | 0 | 0 | 0 | 0
PseudoUnit | 0 | 0 | 0 | 0 | 0 | 0
FixedInterchange | 0 | 0 | 0 | 0 | 0 | 0
NOx Emissions (MMshortTons): MAPP_US
ReportingType | 2015 | 2020 | 2025 | 2030 | 2035 | 2040
BM | 0 | 0 | 0 | 0 | 0 | 0
CC | 0 | 0 | 0 | 0 | 0 | 0
CSP | 0 | 0 | 0 | 0 | 0 | 0
CT | 0 | 0 | 0 | 0 | 0 | 0
Coal | 0.02 | 0 | 0 | 0 | 0 | 0
Geo | 0 | 0 | 0 | 0 | 0 | 0
H | 0 | 0 | 0 | 0 | 0 | 0
LFG | 0 | 0 | 0 | 0 | 0 | 0
Nuc | 0 | 0 | 0 | 0 | 0 | 0
PS | 0 | 0 | 0 | 0 | 0 | 0
PV | 0 | 0 | 0 | 0 | 0 | 0
PeakG | 0 | 0 | 0 | 0 | 0 | 0
PeakO | 0 | 0 | 0 | 0 | 0 | 0
ST | 0 | 0 | 0 | 0 | 0 | 0
STOG | 0 | 0 | 0 | 0 | 0 | 0
STWD | 0 | 0 | 0 | 0 | 0 | 0
WT | 0 | 0 | 0 | 0 | 0 | 0
IGCC | 0 | 0 | 0 | 0 | 0 | 0
DemandResponse | 0 | 0 | 0 | 0 | 0 | 0
IGCC-CCS | 0 | 0 | 0 | 0 | 0 | 0
WT_off | 0 | 0 | 0 | 0 | 0 | 0
PseudoUnit | 0 | 0 | 0 | 0 | 0 | 0
FixedInterchange | 0 | 0 | 0 | 0 | 0 | 0
NOx Emissions (MMshortTons): MISO_IN
ReportingType | 2015 | 2020 | 2025 | 2030 | 2035 | 2040
BM | 0 | 0 | 0 | 0 | 0 | 0
CC | 0 | 0.01 | 0.01 | 0.01 | 0.01 | 0
CSP | 0 | 0 | 0 | 0 | 0 | 0
CT | 0 | 0 | 0 | 0 | 0 | 0
Coal | 0.04 | 0.01 | 0 | 0 | 0.01 | 0.01
Geo | 0 | 0 | 0 | 0 | 0 | 0
H | 0 | 0 | 0 | 0 | 0 | 0
LFG | 0 | 0 | 0 | 0 | 0 | 0
Nuc | 0 | 0 | 0 | 0 | 0 | 0
PS | 0 | 0 | 0 | 0 | 0 | 0
PV | 0 | 0 | 0 | 0 | 0 | 0
PeakG | 0 | 0 | 0 | 0 | 0 | 0
PeakO | 0 | 0 | 0 | 0 | 0 | 0
ST | 0 | 0 | 0 | 0 | 0 | 0
STOG | 0 | 0 | 0 | 0 | 0 | 0
STWD | 0 | 0 | 0 | 0 | 0 | 0
WT | 0 | 0 | 0 | 0 | 0 | 0
IGCC | 0 | 0 | 0 | 0 | 0 | 0
DemandResponse | 0 | 0 | 0 | 0 | 0 | 0
IGCC-CCS | 0 | 0 | 0 | 0 | 0 | 0
WT_off | 0 | 0 | 0 | 0 | 0 | 0
PseudoUnit | 0 | 0 | 0 | 0 | 0 | 0
FixedInterchange | 0 | 0 | 0 | 0 | 0 | 0
NOx Emissions (MMshortTons): MISO_MI
ReportingType | 2015 | 2020 | 2025 | 2030 | 2035 | 2040
BM | 0 | 0 | 0 | 0 | 0 | 0
CC | 0 | 0 | 0 | 0 | 0 | 0
CSP | 0 | 0 | 0 | 0 | 0 | 0
CT | 0 | 0 | 0 | 0 | 0 | 0
Coal | 0.03 | 0 | 0 | 0 | 0 | 0
Geo | 0 | 0 | 0 | 0 | 0 | 0
H | 0 | 0 | 0 | 0 | 0 | 0
LFG | 0 | 0 | 0 | 0 | 0 | 0
Nuc | 0 | 0 | 0 | 0 | 0 | 0
PS | 0 | 0 | 0 | 0 | 0 | 0
PV | 0 | 0 | 0 | 0 | 0 | 0
PeakG | 0 | 0 | 0 | 0 | 0 | 0
PeakO | 0 | 0 | 0 | 0 | 0 | 0
ST | 0 | 0 | 0 | 0 | 0 | 0
STOG | 0 | 0 | 0 | 0 | 0 | 0
STWD | 0 | 0 | 0 | 0 | 0 | 0
WT | 0 | 0 | 0 | 0 | 0 | 0
IGCC | 0 | 0 | 0 | 0 | 0 | 0
DemandResponse | 0 | 0 | 0 | 0 | 0 | 0
IGCC-CCS | 0 | 0 | 0 | 0 | 0 | 0
WT_off | 0 | 0 | 0 | 0 | 0 | 0
PseudoUnit | 0 | 0 | 0 | 0 | 0 | 0
FixedInterchange | 0 | 0 | 0 | 0 | 0 | 0
NOx Emissions (MMshortTons): MISO_MO-IL
ReportingType | 2015 | 2020 | 2025 | 2030 | 2035 | 2040
BM | 0 | 0 | 0 | 0 | 0 | 0
CC | 0 | 0 | 0 | 0 | 0 | 0
CSP | 0 | 0 | 0 | 0 | 0 | 0
CT | 0 | 0 | 0 | 0 | 0 | 0
Coal | 0.04 | 0 | 0 | 0 | 0 | 0
Geo | 0 | 0 | 0 | 0 | 0 | 0
H | 0 | 0 | 0 | 0 | 0 | 0
LFG | 0 | 0 | 0 | 0 | 0 | 0
Nuc | 0 | 0 | 0 | 0 | 0 | 0
PS | 0 | 0 | 0 | 0 | 0 | 0
PV | 0 | 0 | 0 | 0 | 0 | 0
PeakG | 0 | 0 | 0 | 0 | 0 | 0
PeakO | 0 | 0 | 0 | 0 | 0 | 0
ST | 0 | 0 | 0 | 0 | 0 | 0
STOG | 0 | 0 | 0 | 0 | 0 | 0
STWD | 0 | 0 | 0 | 0 | 0 | 0
WT | 0 | 0 | 0 | 0 | 0 | 0
IGCC | 0 | 0 | 0 | 0 | 0 | 0
DemandResponse | 0 | 0 | 0 | 0 | 0 | 0
IGCC-CCS | 0 | 0 | 0 | 0 | 0 | 0
WT_off | 0 | 0 | 0 | 0 | 0 | 0
PseudoUnit | 0 | 0 | 0 | 0 | 0 | 0
FixedInterchange | 0 | 0 | 0 | 0 | 0 | 0
NOx Emissions (MMshortTons): MISO_W
ReportingType | 2015 | 2020 | 2025 | 2030 | 2035 | 2040
BM | 0 | 0 | 0 | 0 | 0 | 0
CC | 0 | 0 | 0 | 0 | 0 | 0
CSP | 0 | 0 | 0 | 0 | 0 | 0
CT | 0 | 0 | 0 | 0 | 0 | 0
Coal | 0.09 | 0.02 | 0 | 0 | 0 | 0
Geo | 0 | 0 | 0 | 0 | 0 | 0
H | 0 | 0 | 0 | 0 | 0 | 0
LFG | 0 | 0 | 0 | 0 | 0 | 0
Nuc | 0 | 0 | 0 | 0 | 0 | 0
PS | 0 | 0 | 0 | 0 | 0 | 0
PV | 0 | 0 | 0 | 0 | 0 | 0
PeakG | 0 | 0 | 0 | 0 | 0 | 0
PeakO | 0 | 0 | 0 | 0 | 0 | 0
ST | 0 | 0 | 0 | 0 | 0 | 0
STOG | 0 | 0 | 0 | 0 | 0 | 0
STWD | 0 | 0 | 0 | 0 | 0 | 0
WT | 0 | 0 | 0 | 0 | 0 | 0
IGCC | 0 | 0 | 0 | 0 | 0 | 0
DemandResponse | 0 | 0 | 0 | 0 | 0 | 0
IGCC-CCS | 0 | 0 | 0 | 0 | 0 | 0
WT_off | 0 | 0 | 0 | 0 | 0 | 0
PseudoUnit | 0 | 0 | 0 | 0 | 0 | 0
FixedInterchange | 0 | 0 | 0 | 0 | 0 | 0
NOx Emissions (MMshortTons): MISO_WUMS
ReportingType | 2015 | 2020 | 2025 | 2030 | 2035 | 2040
BM | 0 | 0 | 0 | 0 | 0 | 0
CC | 0 | 0 | 0 | 0 | 0 | 0
CSP | 0 | 0 | 0 | 0 | 0 | 0
CT | 0 | 0 | 0 | 0 | 0 | 0
Coal | 0 | 0 | 0 | 0 | 0 | 0
Geo | 0 | 0 | 0 | 0 | 0 | 0
H | 0 | 0 | 0 | 0 | 0 | 0
LFG | 0 | 0 | 0 | 0 | 0 | 0
Nuc | 0 | 0 | 0 | 0 | 0 | 0
PS | 0 | 0 | 0 | 0 | 0 | 0
PV | 0 | 0 | 0 | 0 | 0 | 0
PeakG | 0 | 0 | 0 | 0 | 0 | 0
PeakO | 0 | 0 | 0 | 0 | 0 | 0
ST | 0 | 0 | 0 | 0 | 0 | 0
STOG | 0 | 0 | 0 | 0 | 0 | 0
STWD | 0 | 0 | 0 | 0 | 0 | 0
WT | 0 | 0 | 0 | 0 | 0 | 0
IGCC | 0 | 0 | 0 | 0 | 0 | 0
DemandResponse | 0 | 0 | 0 | 0 | 0 | 0
IGCC-CCS | 0 | 0 | 0 | 0 | 0 | 0
WT_off | 0 | 0 | 0 | 0 | 0 | 0
PseudoUnit | 0 | 0 | 0 | 0 | 0 | 0
FixedInterchange | 0 | 0 | 0 | 0 | 0 | 0
NOx Emissions (MMshortTons): Nebraska
ReportingType | 2015 | 2020 | 2025 | 2030 | 2035 | 2040
BM | 0 | 0 | 0 | 0 | 0 | 0
CC | 0 | 0 | 0 | 0 | 0 | 0
CSP | 0 | 0 | 0 | 0 | 0 | 0
CT | 0 | 0 | 0 | 0 | 0 | 0
Coal | 0.04 | 0 | 0 | 0 | 0 | 0
Geo | 0 | 0 | 0 | 0 | 0 | 0
H | 0 | 0 | 0 | 0 | 0 | 0
LFG | 0 | 0 | 0 | 0 | 0 | 0
Nuc | 0 | 0 | 0 | 0 | 0 | 0
PS | 0 | 0 | 0 | 0 | 0 | 0
PV | 0 | 0 | 0 | 0 | 0 | 0
PeakG | 0 | 0 | 0 | 0 | 0 | 0
PeakO | 0 | 0 | 0 | 0 | 0 | 0
ST | 0 | 0 | 0 | 0 | 0 | 0
STOG | 0 | 0 | 0 | 0 | 0 | 0
STWD | 0 | 0 | 0 | 0 | 0 | 0
WT | 0 | 0 | 0 | 0 | 0 | 0
IGCC | 0 | 0 | 0 | 0 | 0 | 0
DemandResponse | 0 | 0 | 0 | 0 | 0 | 0
IGCC-CCS | 0 | 0 | 0 | 0 | 0 | 0
WT_off | 0 | 0 | 0 | 0 | 0 | 0
PseudoUnit | 0 | 0 | 0 | 0 | 0 | 0
FixedInterchange | 0 | 0 | 0 | 0 | 0 | 0
NOx Emissions (MMshortTons): NEISO
ReportingType | 2015 | 2020 | 2025 | 2030 | 2035 | 2040
BM | 0 | 0 | 0 | 0 | 0 | 0
CC | 0 | 0 | 0 | 0 | 0 | 0
CSP | 0 | 0 | 0 | 0 | 0 | 0
CT | 0 | 0 | 0 | 0 | 0 | 0
Coal | 0 | 0 | 0 | 0 | 0 | 0
Geo | 0 | 0 | 0 | 0 | 0 | 0
H | 0 | 0 | 0 | 0 | 0 | 0
LFG | 0 | 0 | 0 | 0 | 0 | 0
Nuc | 0 | 0 | 0 | 0 | 0 | 0
PS | 0 | 0 | 0 | 0 | 0 | 0
PV | 0 | 0 | 0 | 0 | 0 | 0
PeakG | 0 | 0 | 0 | 0 | 0 | 0
PeakO | 0 | 0 | 0 | 0 | 0 | 0
ST | 0 | 0 | 0 | 0 | 0 | 0
STOG | 0 | 0 | 0 | 0 | 0 | 0
STWD | 0 | 0 | 0 | 0 | 0 | 0
WT | 0 | 0 | 0 | 0 | 0 | 0
IGCC | 0 | 0 | 0 | 0 | 0 | 0
DemandResponse | 0 | 0 | 0 | 0 | 0 | 0
IGCC-CCS | 0 | 0 | 0 | 0 | 0 | 0
WT_off | 0 | 0 | 0 | 0 | 0 | 0
PseudoUnit | 0 | 0 | 0 | 0 | 0 | 0
FixedInterchange | 0 | 0 | 0 | 0 | 0 | 0
NOx Emissions (MMshortTons): NonRTO_Midwest
ReportingType | 2015 | 2020 | 2025 | 2030 | 2035 | 2040
BM | 0 | 0 | 0 | 0 | 0 | 0
CC | 0 | 0 | 0 | 0 | 0 | 0
CSP | 0 | 0 | 0 | 0 | 0 | 0
CT | 0 | 0 | 0 | 0 | 0 | 0
Coal | 0.03 | 0.01 | 0 | 0 | 0 | 0
Geo | 0 | 0 | 0 | 0 | 0 | 0
H | 0 | 0 | 0 | 0 | 0 | 0
LFG | 0 | 0 | 0 | 0 | 0 | 0
Nuc | 0 | 0 | 0 | 0 | 0 | 0
PS | 0 | 0 | 0 | 0 | 0 | 0
PV | 0 | 0 | 0 | 0 | 0 | 0
PeakG | 0 | 0 | 0 | 0 | 0 | 0
PeakO | 0 | 0 | 0 | 0 | 0 | 0
ST | 0 | 0 | 0 | 0 | 0 | 0
STOG | 0 | 0 | 0 | 0 | 0 | 0
STWD | 0 | 0 | 0 | 0 | 0 | 0
WT | 0 | 0 | 0 | 0 | 0 | 0
IGCC | 0 | 0 | 0 | 0 | 0 | 0
DemandResponse | 0 | 0 | 0 | 0 | 0 | 0
IGCC-CCS | 0 | 0 | 0 | 0 | 0 | 0
WT_off | 0 | 0 | 0 | 0 | 0 | 0
PseudoUnit | 0 | 0 | 0 | 0 | 0 | 0
FixedInterchange | 0 | 0 | 0 | 0 | 0 | 0
NOx Emissions (MMshortTons): NYISO_A-F
ReportingType | 2015 | 2020 | 2025 | 2030 | 2035 | 2040
BM | 0 | 0 | 0 | 0 | 0 | 0
CC | 0 | 0 | 0 | 0 | 0 | 0
CSP | 0 | 0 | 0 | 0 | 0 | 0
CT | 0 | 0 | 0 | 0 | 0 | 0
Coal | 0 | 0 | 0 | 0 | 0 | 0
Geo | 0 | 0 | 0 | 0 | 0 | 0
H | 0 | 0 | 0 | 0 | 0 | 0
LFG | 0 | 0 | 0 | 0 | 0 | 0
Nuc | 0 | 0 | 0 | 0 | 0 | 0
PS | 0 | 0 | 0 | 0 | 0 | 0
PV | 0 | 0 | 0 | 0 | 0 | 0
PeakG | 0 | 0 | 0 | 0 | 0 | 0
PeakO | 0 | 0 | 0 | 0 | 0 | 0
ST | 0 | 0 | 0 | 0 | 0 | 0
STOG | 0 | 0 | 0 | 0 | 0 | 0
STWD | 0 | 0 | 0 | 0 | 0 | 0
WT | 0 | 0 | 0 | 0 | 0 | 0
IGCC | 0 | 0 | 0 | 0 | 0 | 0
DemandResponse | 0 | 0 | 0 | 0 | 0 | 0
IGCC-CCS | 0 | 0 | 0 | 0 | 0 | 0
WT_off | 0 | 0 | 0 | 0 | 0 | 0
PseudoUnit | 0 | 0 | 0 | 0 | 0 | 0
FixedInterchange | 0 | 0 | 0 | 0 | 0 | 0
NOx Emissions (MMshortTons): NYISO_G-I
ReportingType | 2015 | 2020 | 2025 | 2030 | 2035 | 2040
BM | 0 | 0 | 0 | 0 | 0 | 0
CC | 0 | 0 | 0 | 0 | 0 | 0
CSP | 0 | 0 | 0 | 0 | 0 | 0
CT | 0 | 0 | 0 | 0 | 0 | 0
Coal | 0 | 0 | 0 | 0 | 0 | 0
Geo | 0 | 0 | 0 | 0 | 0 | 0
H | 0 | 0 | 0 | 0 | 0 | 0
LFG | 0 | 0 | 0 | 0 | 0 | 0
Nuc | 0 | 0 | 0 | 0 | 0 | 0
PS | 0 | 0 | 0 | 0 | 0 | 0
PV | 0 | 0 | 0 | 0 | 0 | 0
PeakG | 0 | 0 | 0 | 0 | 0 | 0
PeakO | 0 | 0 | 0 | 0 | 0 | 0
ST | 0 | 0 | 0 | 0 | 0 | 0
STOG | 0 | 0 | 0 | 0 | 0 | 0
STWD | 0 | 0 | 0 | 0 | 0 | 0
WT | 0 | 0 | 0 | 0 | 0 | 0
IGCC | 0 | 0 | 0 | 0 | 0 | 0
DemandResponse | 0 | 0 | 0 | 0 | 0 | 0
IGCC-CCS | 0 | 0 | 0 | 0 | 0 | 0
WT_off | 0 | 0 | 0 | 0 | 0 | 0
PseudoUnit | 0 | 0 | 0 | 0 | 0 | 0
FixedInterchange | 0 | 0 | 0 | 0 | 0 | 0
NOx Emissions (MMshortTons): NYISO_J-K
ReportingType | 2015 | 2020 | 2025 | 2030 | 2035 | 2040
BM | 0 | 0 | 0 | 0 | 0 | 0
CC | 0 | 0 | 0 | 0 | 0 | 0
CSP | 0 | 0 | 0 | 0 | 0 | 0
CT | 0 | 0 | 0 | 0 | 0 | 0
Coal | 0 | 0 | 0 | 0 | 0 | 0
Geo | 0 | 0 | 0 | 0 | 0 | 0
H | 0 | 0 | 0 | 0 | 0 | 0
LFG | 0 | 0 | 0 | 0 | 0 | 0
Nuc | 0 | 0 | 0 | 0 | 0 | 0
PS | 0 | 0 | 0 | 0 | 0 | 0
PV | 0 | 0 | 0 | 0 | 0 | 0
PeakG | 0 | 0 | 0 | 0 | 0 | 0
PeakO | 0 | 0 | 0 | 0 | 0 | 0
ST | 0 | 0 | 0 | 0 | 0 | 0
STOG | 0 | 0 | 0 | 0 | 0 | 0
STWD | 0 | 0 | 0 | 0 | 0 | 0
WT | 0 | 0 | 0 | 0 | 0 | 0
IGCC | 0 | 0 | 0 | 0 | 0 | 0
DemandResponse | 0 | 0 | 0 | 0 | 0 | 0
IGCC-CCS | 0 | 0 | 0 | 0 | 0 | 0
WT_off | 0 | 0 | 0 | 0 | 0 | 0
PseudoUnit | 0 | 0 | 0 | 0 | 0 | 0
FixedInterchange | 0 | 0 | 0 | 0 | 0 | 0
NOx Emissions (MMshortTons): PJM_E
ReportingType | 2015 | 2020 | 2025 | 2030 | 2035 | 2040
BM | 0 | 0 | 0 | 0 | 0 | 0
CC | 0 | 0 | 0 | 0 | 0 | 0
CSP | 0 | 0 | 0 | 0 | 0 | 0
CT | 0 | 0 | 0 | 0 | 0 | 0
Coal | 0 | 0 | 0 | 0 | 0 | 0
Geo | 0 | 0 | 0 | 0 | 0 | 0
H | 0 | 0 | 0 | 0 | 0 | 0
LFG | 0 | 0 | 0 | 0 | 0 | 0
Nuc | 0 | 0 | 0 | 0 | 0 | 0
PS | 0 | 0 | 0 | 0 | 0 | 0
PV | 0 | 0 | 0 | 0 | 0 | 0
PeakG | 0 | 0 | 0 | 0 | 0 | 0
PeakO | 0 | 0 | 0 | 0 | 0 | 0
ST | 0 | 0 | 0 | 0 | 0 | 0
STOG | 0 | 0 | 0 | 0 | 0 | 0
STWD | 0 | 0 | 0 | 0 | 0 | 0
WT | 0 | 0 | 0 | 0 | 0 | 0
IGCC | 0 | 0 | 0 | 0 | 0 | 0
DemandResponse | 0 | 0 | 0 | 0 | 0 | 0
IGCC-CCS | 0 | 0 | 0 | 0 | 0 | 0
WT_off | 0 | 0 | 0 | 0 | 0 | 0
PseudoUnit | 0 | 0 | 0 | 0 | 0 | 0
FixedInterchange | 0 | 0 | 0 | 0 | 0 | 0
NOx Emissions (MMshortTons): PJM_ROM
ReportingType | 2015 | 2020 | 2025 | 2030 | 2035 | 2040
BM | 0 | 0 | 0 | 0 | 0 | 0
CC | 0 | 0 | 0 | 0 | 0 | 0
CSP | 0 | 0 | 0 | 0 | 0 | 0
CT | 0 | 0 | 0 | 0 | 0 | 0
Coal | 0.01 | 0 | 0 | 0 | 0 | 0
Geo | 0 | 0 | 0 | 0 | 0 | 0
H | 0 | 0 | 0 | 0 | 0 | 0
LFG | 0 | 0 | 0 | 0 | 0 | 0
Nuc | 0 | 0 | 0 | 0 | 0 | 0
PS | 0 | 0 | 0 | 0 | 0 | 0
PV | 0 | 0 | 0 | 0 | 0 | 0
PeakG | 0 | 0 | 0 | 0 | 0 | 0
PeakO | 0 | 0 | 0 | 0 | 0 | 0
ST | 0 | 0 | 0 | 0 | 0 | 0
STOG | 0 | 0 | 0 | 0 | 0 | 0
STWD | 0 | 0 | 0 | 0 | 0 | 0
WT | 0 | 0 | 0 | 0 | 0 | 0
IGCC | 0 | 0 | 0 | 0 | 0 | 0
DemandResponse | 0 | 0 | 0 | 0 | 0 | 0
IGCC-CCS | 0 | 0 | 0 | 0 | 0 | 0
WT_off | 0 | 0 | 0 | 0 | 0 | 0
PseudoUnit | 0 | 0 | 0 | 0 | 0 | 0
FixedInterchange | 0 | 0 | 0 | 0 | 0 | 0
NOx Emissions (MMshortTons): PJM_ROR
ReportingType | 2015 | 2020 | 2025 | 2030 | 2035 | 2040
BM | 0 | 0 | 0 | 0 | 0 | 0
CC | 0.01 | 0.01 | 0.01 | 0.01 | 0.01 | 0
CSP | 0 | 0 | 0 | 0 | 0 | 0
CT | 0 | 0 | 0 | 0 | 0 | 0
Coal | 0.14 | 0.04 | 0.01 | 0.01 | 0.02 | 0.02
Geo | 0 | 0 | 0 | 0 | 0 | 0
H | 0 | 0 | 0 | 0 | 0 | 0
LFG | 0 | 0 | 0 | 0 | 0 | 0
Nuc | 0 | 0 | 0 | 0 | 0 | 0
PS | 0 | 0 | 0 | 0 | 0 | 0
PV | 0 | 0 | 0 | 0 | 0 | 0
PeakG | 0 | 0 | 0 | 0 | 0 | 0
PeakO | 0 | 0 | 0 | 0 | 0 | 0
ST | 0 | 0 | 0 | 0 | 0 | 0
STOG | 0 | 0 | 0 | 0 | 0 | 0
STWD | 0 | 0 | 0 | 0 | 0 | 0
WT | 0 | 0 | 0 | 0 | 0 | 0
IGCC | 0 | 0 | 0 | 0 | 0 | 0
DemandResponse | 0 | 0 | 0 | 0 | 0 | 0
IGCC-CCS | 0 | 0 | 0 | 0 | 0 | 0
WT_off | 0 | 0 | 0 | 0 | 0 | 0
PseudoUnit | 0 | 0 | 0 | 0 | 0 | 0
FixedInterchange | 0 | 0 | 0 | 0 | 0 | 0
NOx Emissions (MMshortTons): SOCO
ReportingType | 2015 | 2020 | 2025 | 2030 | 2035 | 2040
BM | 0 | 0 | 0 | 0 | 0 | 0
CC | 0.01 | 0.01 | 0.01 | 0.01 | 0 | 0
CSP | 0 | 0 | 0 | 0 | 0 | 0
CT | 0 | 0 | 0 | 0 | 0 | 0
Coal | 0.03 | 0 | 0 | 0 | 0 | 0
Geo | 0 | 0 | 0 | 0 | 0 | 0
H | 0 | 0 | 0 | 0 | 0 | 0
LFG | 0 | 0 | 0 | 0 | 0 | 0
Nuc | 0 | 0 | 0 | 0 | 0 | 0
PS | 0 | 0 | 0 | 0 | 0 | 0
PV | 0 | 0 | 0 | 0 | 0 | 0
PeakG | 0 | 0 | 0 | 0 | 0 | 0
PeakO | 0 | 0 | 0 | 0 | 0 | 0
ST | 0 | 0 | 0 | 0 | 0 | 0
STOG | 0 | 0 | 0 | 0 | 0 | 0
STWD | 0 | 0 | 0 | 0 | 0 | 0
WT | 0 | 0 | 0 | 0 | 0 | 0
IGCC | 0 | 0 | 0 | 0 | 0 | 0
DemandResponse | 0 | 0 | 0 | 0 | 0 | 0
IGCC-CCS | 0 | 0 | 0 | 0 | 0 | 0
WT_off | 0 | 0 | 0 | 0 | 0 | 0
PseudoUnit | 0 | 0 | 0 | 0 | 0 | 0
FixedInterchange | 0 | 0 | 0 | 0 | 0 | 0
NOx Emissions (MMshortTons): SPP_N
ReportingType | 2015 | 2020 | 2025 | 2030 | 2035 | 2040
BM | 0 | 0 | 0 | 0 | 0 | 0
CC | 0 | 0 | 0 | 0 | 0 | 0
CSP | 0 | 0 | 0 | 0 | 0 | 0
CT | 0 | 0 | 0 | 0 | 0 | 0
Coal | 0.06 | 0.02 | 0 | 0 | 0 | 0
Geo | 0 | 0 | 0 | 0 | 0 | 0
H | 0 | 0 | 0 | 0 | 0 | 0
LFG | 0 | 0 | 0 | 0 | 0 | 0
Nuc | 0 | 0 | 0 | 0 | 0 | 0
PS | 0 | 0 | 0 | 0 | 0 | 0
PV | 0 | 0 | 0 | 0 | 0 | 0
PeakG | 0 | 0 | 0 | 0 | 0 | 0
PeakO | 0 | 0 | 0 | 0 | 0 | 0
ST | 0 | 0 | 0 | 0 | 0 | 0
STOG | 0 | 0 | 0 | 0 | 0 | 0
STWD | 0 | 0 | 0 | 0 | 0 | 0
WT | 0 | 0 | 0 | 0 | 0 | 0
IGCC | 0 | 0 | 0 | 0 | 0 | 0
DemandResponse | 0 | 0 | 0 | 0 | 0 | 0
IGCC-CCS | 0 | 0 | 0 | 0 | 0 | 0
WT_off | 0 | 0 | 0 | 0 | 0 | 0
PseudoUnit | 0 | 0 | 0 | 0 | 0 | 0
FixedInterchange | 0 | 0 | 0 | 0 | 0 | 0
NOx Emissions (MMshortTons): SPP_S
ReportingType | 2015 | 2020 | 2025 | 2030 | 2035 | 2040
BM | 0 | 0 | 0 | 0 | 0 | 0
CC | 0 | 0 | 0 | 0 | 0 | 0
CSP | 0 | 0 | 0 | 0 | 0 | 0
CT | 0 | 0 | 0 | 0 | 0 | 0
Coal | 0.09 | 0.01 | 0 | 0 | 0 | 0
Geo | 0 | 0 | 0 | 0 | 0 | 0
H | 0 | 0 | 0 | 0 | 0 | 0
LFG | 0 | 0 | 0 | 0 | 0 | 0
Nuc | 0 | 0 | 0 | 0 | 0 | 0
PS | 0 | 0 | 0 | 0 | 0 | 0
PV | 0 | 0 | 0 | 0 | 0 | 0
PeakG | 0 | 0 | 0 | 0 | 0 | 0
PeakO | 0 | 0 | 0 | 0 | 0 | 0
ST | 0 | 0 | 0 | 0 | 0 | 0
STOG | 0 | 0 | 0 | 0 | 0 | 0
STWD | 0 | 0 | 0 | 0 | 0 | 0
WT | 0 | 0 | 0 | 0 | 0 | 0
IGCC | 0 | 0 | 0 | 0 | 0 | 0
DemandResponse | 0 | 0 | 0 | 0 | 0 | 0
IGCC-CCS | 0 | 0 | 0 | 0 | 0 | 0
WT_off | 0 | 0 | 0 | 0 | 0 | 0
PseudoUnit | 0 | 0 | 0 | 0 | 0 | 0
FixedInterchange | 0 | 0 | 0 | 0 | 0 | 0
NOx Emissions (MMshortTons): TVA
ReportingType | 2015 | 2020 | 2025 | 2030 | 2035 | 2040
BM | 0 | 0 | 0 | 0 | 0 | 0
CC | 0 | 0 | 0.01 | 0 | 0 | 0
CSP | 0 | 0 | 0 | 0 | 0 | 0
CT | 0 | 0 | 0 | 0 | 0 | 0
Coal | 0.02 | 0.01 | 0 | 0 | 0 | 0
Geo | 0 | 0 | 0 | 0 | 0 | 0
H | 0 | 0 | 0 | 0 | 0 | 0
LFG | 0 | 0 | 0 | 0 | 0 | 0
Nuc | 0 | 0 | 0 | 0 | 0 | 0
PS | 0 | 0 | 0 | 0 | 0 | 0
PV | 0 | 0 | 0 | 0 | 0 | 0
PeakG | 0 | 0 | 0 | 0 | 0 | 0
PeakO | 0 | 0 | 0 | 0 | 0 | 0
ST | 0 | 0 | 0 | 0 | 0 | 0
STOG | 0 | 0 | 0 | 0 | 0 | 0
STWD | 0 | 0 | 0 | 0 | 0 | 0
WT | 0 | 0 | 0 | 0 | 0 | 0
IGCC | 0 | 0 | 0 | 0 | 0 | 0
DemandResponse | 0 | 0 | 0 | 0 | 0 | 0
IGCC-CCS | 0 | 0 | 0 | 0 | 0 | 0
WT_off | 0 | 0 | 0 | 0 | 0 | 0
PseudoUnit | 0 | 0 | 0 | 0 | 0 | 0
FixedInterchange | 0 | 0 | 0 | 0 | 0 | 0
NOx Emissions (MMshortTons): TVA_Transmission
ReportingType | 2015 | 2020 | 2025 | 2030 | 2035 | 2040
BM | 0 | 0 | 0 | 0 | 0 | 0
CC | 0 | 0 | 0 | 0 | 0 | 0
CSP | 0 | 0 | 0 | 0 | 0 | 0
CT | 0 | 0 | 0 | 0 | 0 | 0
Coal | 0 | 0 | 0 | 0 | 0 | 0
Geo | 0 | 0 | 0 | 0 | 0 | 0
H | 0 | 0 | 0 | 0 | 0 | 0
LFG | 0 | 0 | 0 | 0 | 0 | 0
Nuc | 0 | 0 | 0 | 0 | 0 | 0
PS | 0 | 0 | 0 | 0 | 0 | 0
PV | 0 | 0 | 0 | 0 | 0 | 0
PeakG | 0 | 0 | 0 | 0 | 0 | 0
PeakO | 0 | 0 | 0 | 0 | 0 | 0
ST | 0 | 0 | 0 | 0 | 0 | 0
STOG | 0 | 0 | 0 | 0 | 0 | 0
STWD | 0 | 0 | 0 | 0 | 0 | 0
WT | 0 | 0 | 0 | 0 | 0 | 0
IGCC | 0 | 0 | 0 | 0 | 0 | 0
DemandResponse | 0 | 0 | 0 | 0 | 0 | 0
IGCC-CCS | 0 | 0 | 0 | 0 | 0 | 0
WT_off | 0 | 0 | 0 | 0 | 0 | 0
PseudoUnit | 0 | 0 | 0 | 0 | 0 | 0
FixedInterchange | 0 | 0 | 0 | 0 | 0 | 0
NOx Emissions (MMshortTons): VACAR
ReportingType | 2015 | 2020 | 2025 | 2030 | 2035 | 2040
BM | 0 | 0 | 0 | 0 | 0 | 0
CC | 0.01 | 0.01 | 0.01 | 0.01 | 0 | 0
CSP | 0 | 0 | 0 | 0 | 0 | 0
CT | 0 | 0 | 0 | 0 | 0 | 0
Coal | 0.01 | 0 | 0 | 0 | 0 | 0
Geo | 0 | 0 | 0 | 0 | 0 | 0
H | 0 | 0 | 0 | 0 | 0 | 0
LFG | 0 | 0 | 0 | 0 | 0 | 0
Nuc | 0 | 0 | 0 | 0 | 0 | 0
PS | 0 | 0 | 0 | 0 | 0 | 0
PV | 0 | 0 | 0 | 0 | 0 | 0
PeakG | 0 | 0 | 0 | 0 | 0 | 0
PeakO | 0 | 0 | 0 | 0 | 0 | 0
ST | 0 | 0 | 0 | 0 | 0 | 0
STOG | 0 | 0 | 0 | 0 | 0 | 0
STWD | 0 | 0 | 0 | 0 | 0 | 0
WT | 0 | 0 | 0 | 0 | 0 | 0
IGCC | 0 | 0 | 0 | 0 | 0 | 0
DemandResponse | 0 | 0 | 0 | 0 | 0 | 0
IGCC-CCS | 0 | 0 | 0 | 0 | 0 | 0
WT_off | 0 | 0 | 0 | 0 | 0 | 0
PseudoUnit | 0 | 0 | 0 | 0 | 0 | 0
FixedInterchange | 0 | 0 | 0 | 0 | 0 | 0
NOx Emissions (MMshortTons): IESO
ReportingType | 2015 | 2020 | 2025 | 2030 | 2035 | 2040
BM | 0 | 0 | 0 | 0 | 0 | 0
CC | 0 | 0 | 0 | 0 | 0 | 0
CSP | 0 | 0 | 0 | 0 | 0 | 0
CT | 0 | 0 | 0 | 0 | 0 | 0
Coal | 0 | 0 | 0 | 0 | 0 | 0
Geo | 0 | 0 | 0 | 0 | 0 | 0
H | 0 | 0 | 0 | 0 | 0 | 0
LFG | 0 | 0 | 0 | 0 | 0 | 0
Nuc | 0 | 0 | 0 | 0 | 0 | 0
PS | 0 | 0 | 0 | 0 | 0 | 0
PV | 0 | 0 | 0 | 0 | 0 | 0
PeakG | 0 | 0 | 0 | 0 | 0 | 0
PeakO | 0 | 0 | 0 | 0 | 0 | 0
ST | 0 | 0 | 0 | 0 | 0 | 0
STOG | 0 | 0 | 0 | 0 | 0 | 0
STWD | 0 | 0 | 0 | 0 | 0 | 0
WT | 0 | 0 | 0 | 0 | 0 | 0
IGCC | 0 | 0 | 0 | 0 | 0 | 0
DemandResponse | 0 | 0 | 0 | 0 | 0 | 0
IGCC-CCS | 0 | 0 | 0 | 0 | 0 | 0
WT_off | 0 | 0 | 0 | 0 | 0 | 0
PseudoUnit | 0 | 0 | 0 | 0 | 0 | 0
FixedInterchange | 0 | 0 | 0 | 0 | 0 | 0
NOx Emissions (MMshortTons): MAPP_CA
ReportingType | 2015 | 2020 | 2025 | 2030 | 2035 | 2040
BM | 0 | 0 | 0 | 0 | 0 | 0
CC | 0 | 0 | 0 | 0 | 0 | 0
CSP | 0 | 0 | 0 | 0 | 0 | 0
CT | 0 | 0 | 0 | 0 | 0 | 0
Coal | 0 | 0 | 0 | 0 | 0 | 0
Geo | 0 | 0 | 0 | 0 | 0 | 0
H | 0 | 0 | 0 | 0 | 0 | 0
LFG | 0 | 0 | 0 | 0 | 0 | 0
Nuc | 0 | 0 | 0 | 0 | 0 | 0
PS | 0 | 0 | 0 | 0 | 0 | 0
PV | 0 | 0 | 0 | 0 | 0 | 0
PeakG | 0 | 0 | 0 | 0 | 0 | 0
PeakO | 0 | 0 | 0 | 0 | 0 | 0
ST | 0 | 0 | 0 | 0 | 0 | 0
STOG | 0 | 0 | 0 | 0 | 0 | 0
STWD | 0 | 0 | 0 | 0 | 0 | 0
WT | 0 | 0 | 0 | 0 | 0 | 0
IGCC | 0 | 0 | 0 | 0 | 0 | 0
DemandResponse | 0 | 0 | 0 | 0 | 0 | 0
IGCC-CCS | 0 | 0 | 0 | 0 | 0 | 0
WT_off | 0 | 0 | 0 | 0 | 0 | 0
PseudoUnit | 0 | 0 | 0 | 0 | 0 | 0
FixedInterchange | 0 | 0 | 0 | 0 | 0 | 0
NOx Emissions (MMshortTons): AZ_NM_SNV_Coal
ReportingType | 2015 | 2020 | 2025 | 2030 | 2035 | 2040
BM | 0 | 0 | 0 | 0 | 0 | 0
CC | 0 | 0 | 0 | 0 | 0 | 0
CSP | 0 | 0 | 0 | 0 | 0 | 0
CT | 0 | 0 | 0 | 0 | 0 | 0
Coal | 0.08 | 0.07 | 0.02 | 0 | 0 | 0
Geo | 0 | 0 | 0 | 0 | 0 | 0
H | 0 | 0 | 0 | 0 | 0 | 0
LFG | 0 | 0 | 0 | 0 | 0 | 0
Nuc | 0 | 0 | 0 | 0 | 0 | 0
PS | 0 | 0 | 0 | 0 | 0 | 0
PV | 0 | 0 | 0 | 0 | 0 | 0
PeakG | 0 | 0 | 0 | 0 | 0 | 0
PeakO | 0 | 0 | 0 | 0 | 0 | 0
ST | 0 | 0 | 0 | 0 | 0 | 0
STOG | 0 | 0 | 0 | 0 | 0 | 0
STWD | 0 | 0 | 0 | 0 | 0 | 0
WT | 0 | 0 | 0 | 0 | 0 | 0
IGCC | 0 | 0 | 0 | 0 | 0 | 0
DemandResponse | 0 | 0 | 0 | 0 | 0 | 0
IGCC-CCS | 0 | 0 | 0 | 0 | 0 | 0
WT_off | 0 | 0 | 0 | 0 | 0 | 0
PseudoUnit | 0 | 0 | 0 | 0 | 0 | 0
FixedInterchange | 0 | 0 | 0 | 0 | 0 | 0
NOx Emissions (MMshortTons): AZ_NM_SNV_Gas
ReportingType | 2015 | 2020 | 2025 | 2030 | 2035 | 2040
BM | 0 | 0 | 0 | 0 | 0 | 0
CC | 0 | 0 | 0.01 | 0 | 0 | 0
CSP | 0 | 0 | 0 | 0 | 0 | 0
CT | 0 | 0 | 0 | 0 | 0 | 0
Coal | 0 | 0 | 0 | 0 | 0 | 0
Geo | 0 | 0 | 0 | 0 | 0 | 0
H | 0 | 0 | 0 | 0 | 0 | 0
LFG | 0 | 0 | 0 | 0 | 0 | 0
Nuc | 0 | 0 | 0 | 0 | 0 | 0
PS | 0 | 0 | 0 | 0 | 0 | 0
PV | 0 | 0 | 0 | 0 | 0 | 0
PeakG | 0 | 0 | 0 | 0 | 0 | 0
PeakO | 0 | 0 | 0 | 0 | 0 | 0
ST | 0 | 0 | 0 | 0 | 0 | 0
STOG | 0 | 0 | 0 | 0 | 0 | 0
STWD | 0 | 0 | 0 | 0 | 0 | 0
WT | 0 | 0 | 0 | 0 | 0 | 0
IGCC | 0 | 0 | 0 | 0 | 0 | 0
DemandResponse | 0 | 0 | 0 | 0 | 0 | 0
IGCC-CCS | 0 | 0 | 0 | 0 | 0 | 0
WT_off | 0 | 0 | 0 | 0 | 0 | 0
PseudoUnit | 0 | 0 | 0 | 0 | 0 | 0
FixedInterchange | 0 | 0 | 0 | 0 | 0 | 0
NOx Emissions (MMshortTons): AZ_NM_SNV_NucRenew
ReportingType | 2015 | 2020 | 2025 | 2030 | 2035 | 2040
BM | 0 | 0 | 0 | 0 | 0 | 0
CC | 0 | 0 | 0 | 0 | 0 | 0
CSP | 0 | 0 | 0 | 0 | 0 | 0
CT | 0 | 0 | 0 | 0 | 0 | 0
Coal | 0 | 0 | 0 | 0 | 0 | 0
Geo | 0 | 0 | 0 | 0 | 0 | 0
H | 0 | 0 | 0 | 0 | 0 | 0
LFG | 0 | 0 | 0 | 0 | 0 | 0
Nuc | 0 | 0 | 0 | 0 | 0 | 0
PS | 0 | 0 | 0 | 0 | 0 | 0
PV | 0 | 0 | 0 | 0 | 0 | 0
PeakG | 0 | 0 | 0 | 0 | 0 | 0
PeakO | 0 | 0 | 0 | 0 | 0 | 0
ST | 0 | 0 | 0 | 0 | 0 | 0
STOG | 0 | 0 | 0 | 0 | 0 | 0
STWD | 0 | 0 | 0 | 0 | 0 | 0
WT | 0 | 0 | 0 | 0 | 0 | 0
IGCC | 0 | 0 | 0 | 0 | 0 | 0
DemandResponse | 0 | 0 | 0 | 0 | 0 | 0
IGCC-CCS | 0 | 0 | 0 | 0 | 0 | 0
WT_off | 0 | 0 | 0 | 0 | 0 | 0
PseudoUnit | 0 | 0 | 0 | 0 | 0 | 0
FixedInterchange | 0 | 0 | 0 | 0 | 0 | 0
NOx Emissions (MMshortTons): ERCOT
ReportingType | 2015 | 2020 | 2025 | 2030 | 2035 | 2040
BM | 0 | 0 | 0 | 0 | 0 | 0
CC | 0.01 | 0.02 | 0.01 | 0.01 | 0.01 | 0
CSP | 0 | 0 | 0 | 0 | 0 | 0
CT | 0 | 0 | 0 | 0 | 0 | 0
Coal | 0.02 | 0.01 | 0 | 0 | 0 | 0
Geo | 0 | 0 | 0 | 0 | 0 | 0
H | 0 | 0 | 0 | 0 | 0 | 0
LFG | 0 | 0 | 0 | 0 | 0 | 0
Nuc | 0 | 0 | 0 | 0 | 0 | 0
PS | 0 | 0 | 0 | 0 | 0 | 0
PV | 0 | 0 | 0 | 0 | 0 | 0
PeakG | 0 | 0 | 0 | 0 | 0 | 0
PeakO | 0 | 0 | 0 | 0 | 0 | 0
ST | 0 | 0 | 0 | 0 | 0 | 0
STOG | 0 | 0 | 0 | 0 | 0 | 0
STWD | 0 | 0 | 0 | 0 | 0 | 0
WT | 0 | 0 | 0 | 0 | 0 | 0
IGCC | 0 | 0 | 0 | 0 | 0 | 0
DemandResponse | 0 | 0 | 0 | 0 | 0 | 0
IGCC-CCS | 0 | 0 | 0 | 0 | 0 | 0
WT_off | 0 | 0 | 0 | 0 | 0 | 0
PseudoUnit | 0 | 0 | 0 | 0 | 0 | 0
FixedInterchange | 0 | 0 | 0 | 0 | 0 | 0
NOx Emissions (MMshortTons): NP15
ReportingType | 2015 | 2020 | 2025 | 2030 | 2035 | 2040
BM | 0 | 0 | 0 | 0 | 0 | 0
CC | 0 | 0 | 0 | 0 | 0 | 0
CSP | 0 | 0 | 0 | 0 | 0 | 0
CT | 0 | 0 | 0 | 0 | 0 | 0
Coal | 0 | 0 | 0 | 0 | 0 | 0
Geo | 0 | 0 | 0 | 0 | 0 | 0
H | 0 | 0 | 0 | 0 | 0 | 0
LFG | 0 | 0 | 0 | 0 | 0 | 0
Nuc | 0 | 0 | 0 | 0 | 0 | 0
PS | 0 | 0 | 0 | 0 | 0 | 0
PV | 0 | 0 | 0 | 0 | 0 | 0
PeakG | 0 | 0 | 0 | 0 | 0 | 0
PeakO | 0 | 0 | 0 | 0 | 0 | 0
ST | 0 | 0 | 0 | 0 | 0 | 0
STOG | 0 | 0 | 0 | 0 | 0 | 0
STWD | 0 | 0 | 0 | 0 | 0 | 0
WT | 0 | 0 | 0 | 0 | 0 | 0
IGCC | 0 | 0 | 0 | 0 | 0 | 0
DemandResponse | 0 | 0 | 0 | 0 | 0 | 0
IGCC-CCS | 0 | 0 | 0 | 0 | 0 | 0
WT_off | 0 | 0 | 0 | 0 | 0 | 0
PseudoUnit | 0 | 0 | 0 | 0 | 0 | 0
FixedInterchange | 0 | 0 | 0 | 0 | 0 | 0
NOx Emissions (MMshortTons): NWPP_Coal
ReportingType | 2015 | 2020 | 2025 | 2030 | 2035 | 2040
BM | 0 | 0 | 0 | 0 | 0 | 0
CC | 0 | 0 | 0 | 0 | 0 | 0
CSP | 0 | 0 | 0 | 0 | 0 | 0
CT | 0 | 0 | 0 | 0 | 0 | 0
Coal | 0.07 | 0.05 | 0 | 0 | 0 | 0
Geo | 0 | 0 | 0 | 0 | 0 | 0
H | 0 | 0 | 0 | 0 | 0 | 0
LFG | 0 | 0 | 0 | 0 | 0 | 0
Nuc | 0 | 0 | 0 | 0 | 0 | 0
PS | 0 | 0 | 0 | 0 | 0 | 0
PV | 0 | 0 | 0 | 0 | 0 | 0
PeakG | 0 | 0 | 0 | 0 | 0 | 0
PeakO | 0 | 0 | 0 | 0 | 0 | 0
ST | 0 | 0 | 0 | 0 | 0 | 0
STOG | 0 | 0 | 0 | 0 | 0 | 0
STWD | 0 | 0 | 0 | 0 | 0 | 0
WT | 0 | 0 | 0 | 0 | 0 | 0
IGCC | 0 | 0 | 0 | 0 | 0 | 0
DemandResponse | 0 | 0 | 0 | 0 | 0 | 0
IGCC-CCS | 0 | 0 | 0 | 0 | 0 | 0
WT_off | 0 | 0 | 0 | 0 | 0 | 0
PseudoUnit | 0 | 0 | 0 | 0 | 0 | 0
FixedInterchange | 0 | 0 | 0 | 0 | 0 | 0
NOx Emissions (MMshortTons): NWPP_Gas
ReportingType | 2015 | 2020 | 2025 | 2030 | 2035 | 2040
BM | 0 | 0 | 0 | 0 | 0 | 0
CC | 0 | 0 | 0 | 0 | 0 | 0
CSP | 0 | 0 | 0 | 0 | 0 | 0
CT | 0 | 0 | 0 | 0 | 0 | 0
Coal | 0 | 0 | 0 | 0 | 0 | 0
Geo | 0 | 0 | 0 | 0 | 0 | 0
H | 0 | 0 | 0 | 0 | 0 | 0
LFG | 0 | 0 | 0 | 0 | 0 | 0
Nuc | 0 | 0 | 0 | 0 | 0 | 0
PS | 0 | 0 | 0 | 0 | 0 | 0
PV | 0 | 0 | 0 | 0 | 0 | 0
PeakG | 0 | 0 | 0 | 0 | 0 | 0
PeakO | 0 | 0 | 0 | 0 | 0 | 0
ST | 0 | 0 | 0 | 0 | 0 | 0
STOG | 0 | 0 | 0 | 0 | 0 | 0
STWD | 0 | 0 | 0 | 0 | 0 | 0
WT | 0 | 0 | 0 | 0 | 0 | 0
IGCC | 0 | 0 | 0 | 0 | 0 | 0
DemandResponse | 0 | 0 | 0 | 0 | 0 | 0
IGCC-CCS | 0 | 0 | 0 | 0 | 0 | 0
WT_off | 0 | 0 | 0 | 0 | 0 | 0
PseudoUnit | 0 | 0 | 0 | 0 | 0 | 0
FixedInterchange | 0 | 0 | 0 | 0 | 0 | 0
NOx Emissions (MMshortTons): NWPP_NucRenew
ReportingType | 2015 | 2020 | 2025 | 2030 | 2035 | 2040
BM | 0 | 0 | 0 | 0 | 0 | 0
CC | 0 | 0 | 0 | 0 | 0 | 0
CSP | 0 | 0 | 0 | 0 | 0 | 0
CT | 0 | 0 | 0 | 0 | 0 | 0
Coal | 0 | 0 | 0 | 0 | 0 | 0
Geo | 0 | 0 | 0 | 0 | 0 | 0
H | 0 | 0 | 0 | 0 | 0 | 0
LFG | 0 | 0 | 0 | 0 | 0 | 0
Nuc | 0 | 0 | 0 | 0 | 0 | 0
PS | 0 | 0 | 0 | 0 | 0 | 0
PV | 0 | 0 | 0 | 0 | 0 | 0
PeakG | 0 | 0 | 0 | 0 | 0 | 0
PeakO | 0 | 0 | 0 | 0 | 0 | 0
ST | 0 | 0 | 0 | 0 | 0 | 0
STOG | 0 | 0 | 0 | 0 | 0 | 0
STWD | 0 | 0 | 0 | 0 | 0 | 0
WT | 0 | 0 | 0 | 0 | 0 | 0
IGCC | 0 | 0 | 0 | 0 | 0 | 0
DemandResponse | 0 | 0 | 0 | 0 | 0 | 0
IGCC-CCS | 0 | 0 | 0 | 0 | 0 | 0
WT_off | 0 | 0 | 0 | 0 | 0 | 0
PseudoUnit | 0 | 0 | 0 | 0 | 0 | 0
FixedInterchange | 0 | 0 | 0 | 0 | 0 | 0
NOx Emissions (MMshortTons): RMPA
ReportingType | 2015 | 2020 | 2025 | 2030 | 2035 | 2040
BM | 0 | 0 | 0 | 0 | 0 | 0
CC | 0 | 0 | 0 | 0 | 0 | 0
CSP | 0 | 0 | 0 | 0 | 0 | 0
CT | 0 | 0 | 0 | 0 | 0 | 0
Coal | 0.05 | 0.04 | 0 | 0 | 0 | 0
Geo | 0 | 0 | 0 | 0 | 0 | 0
H | 0 | 0 | 0 | 0 | 0 | 0
LFG | 0 | 0 | 0 | 0 | 0 | 0
Nuc | 0 | 0 | 0 | 0 | 0 | 0
PS | 0 | 0 | 0 | 0 | 0 | 0
PV | 0 | 0 | 0 | 0 | 0 | 0
PeakG | 0 | 0 | 0 | 0 | 0 | 0
PeakO | 0 | 0 | 0 | 0 | 0 | 0
ST | 0 | 0 | 0 | 0 | 0 | 0
STOG | 0 | 0 | 0 | 0 | 0 | 0
STWD | 0 | 0 | 0 | 0 | 0 | 0
WT | 0 | 0 | 0 | 0 | 0 | 0
IGCC | 0 | 0 | 0 | 0 | 0 | 0
DemandResponse | 0 | 0 | 0 | 0 | 0 | 0
IGCC-CCS | 0 | 0 | 0 | 0 | 0 | 0
WT_off | 0 | 0 | 0 | 0 | 0 | 0
PseudoUnit | 0 | 0 | 0 | 0 | 0 | 0
FixedInterchange | 0 | 0 | 0 | 0 | 0 | 0
NOx Emissions (MMshortTons): SP15
ReportingType | 2015 | 2020 | 2025 | 2030 | 2035 | 2040
BM | 0 | 0 | 0 | 0 | 0 | 0
CC | 0.01 | 0.01 | 0.01 | 0 | 0 | 0
CSP | 0 | 0 | 0 | 0 | 0 | 0
CT | 0 | 0 | 0 | 0 | 0 | 0
Coal | 0 | 0 | 0 | 0 | 0 | 0
Geo | 0 | 0 | 0 | 0 | 0 | 0
H | 0 | 0 | 0 | 0 | 0 | 0
LFG | 0 | 0 | 0 | 0 | 0 | 0
Nuc | 0 | 0 | 0 | 0 | 0 | 0
PS | 0 | 0 | 0 | 0 | 0 | 0
PV | 0 | 0 | 0 | 0 | 0 | 0
PeakG | 0 | 0 | 0 | 0 | 0 | 0
PeakO | 0 | 0 | 0 | 0 | 0 | 0
ST | 0 | 0 | 0 | 0 | 0 | 0
STOG | 0 | 0 | 0 | 0 | 0 | 0
STWD | 0 | 0 | 0 | 0 | 0 | 0
WT | 0 | 0 | 0 | 0 | 0 | 0
IGCC | 0 | 0 | 0 | 0 | 0 | 0
DemandResponse | 0 | 0 | 0 | 0 | 0 | 0
IGCC-CCS | 0 | 0 | 0 | 0 | 0 | 0
WT_off | 0 | 0 | 0 | 0 | 0 | 0
PseudoUnit | 0 | 0 | 0 | 0 | 0 | 0
FixedInterchange | 0 | 0 | 0 | 0 | 0 | 0
NOx Emissions (MMshortTons): ALB
ReportingType | 2015 | 2020 | 2025 | 2030 | 2035 | 2040
BM | 0 | 0 | 0 | 0 | 0 | 0
CC | 0 | 0 | 0 | 0 | 0 | 0
CSP | 0 | 0 | 0 | 0 | 0 | 0
CT | 0 | 0 | 0 | 0 | 0 | 0
Coal | 0.01 | 0.01 | 0.01 | 0 | 0 | 0
Geo | 0 | 0 | 0 | 0 | 0 | 0
H | 0 | 0 | 0 | 0 | 0 | 0
LFG | 0 | 0 | 0 | 0 | 0 | 0
Nuc | 0 | 0 | 0 | 0 | 0 | 0
PS | 0 | 0 | 0 | 0 | 0 | 0
PV | 0 | 0 | 0 | 0 | 0 | 0
PeakG | 0 | 0 | 0 | 0 | 0 | 0
PeakO | 0 | 0 | 0 | 0 | 0 | 0
ST | 0 | 0 | 0 | 0 | 0 | 0
STOG | 0 | 0 | 0 | 0 | 0 | 0
STWD | 0 | 0 | 0 | 0 | 0 | 0
WT | 0 | 0 | 0 | 0 | 0 | 0
IGCC | 0 | 0 | 0 | 0 | 0 | 0
DemandResponse | 0 | 0 | 0 | 0 | 0 | 0
IGCC-CCS | 0 | 0 | 0 | 0 | 0 | 0
WT_off | 0 | 0 | 0 | 0 | 0 | 0
PseudoUnit | 0 | 0 | 0 | 0 | 0 | 0
FixedInterchange | 0 | 0 | 0 | 0 | 0 | 0
NOx Emissions (MMshortTons): BC
ReportingType | 2015 | 2020 | 2025 | 2030 | 2035 | 2040
BM | 0 | 0 | 0 | 0 | 0 | 0
CC | 0 | 0 | 0 | 0 | 0 | 0
CSP | 0 | 0 | 0 | 0 | 0 | 0
CT | 0 | 0 | 0 | 0 | 0 | 0
Coal | 0 | 0 | 0 | 0 | 0 | 0
Geo | 0 | 0 | 0 | 0 | 0 | 0
H | 0 | 0 | 0 | 0 | 0 | 0
LFG | 0 | 0 | 0 | 0 | 0 | 0
Nuc | 0 | 0 | 0 | 0 | 0 | 0
PS | 0 | 0 | 0 | 0 | 0 | 0
PV | 0 | 0 | 0 | 0 | 0 | 0
PeakG | 0 | 0 | 0 | 0 | 0 | 0
PeakO | 0 | 0 | 0 | 0 | 0 | 0
ST | 0 | 0 | 0 | 0 | 0 | 0
STOG | 0 | 0 | 0 | 0 | 0 | 0
STWD | 0 | 0 | 0 | 0 | 0 | 0
WT | 0 | 0 | 0 | 0 | 0 | 0
IGCC | 0 | 0 | 0 | 0 | 0 | 0
DemandResponse | 0 | 0 | 0 | 0 | 0 | 0
IGCC-CCS | 0 | 0 | 0 | 0 | 0 | 0
WT_off | 0 | 0 | 0 | 0 | 0 | 0
PseudoUnit | 0 | 0 | 0 | 0 | 0 | 0
FixedInterchange | 0 | 0 | 0 | 0 | 0 | 0
NOx Emissions (MMshortTons): HQ_IESO
ReportingType | 2015 | 2020 | 2025 | 2030 | 2035 | 2040
BM | 0 | 0 | 0 | 0 | 0 | 0
CC | 0 | 0 | 0 | 0 | 0 | 0
CSP | 0 | 0 | 0 | 0 | 0 | 0
CT | 0 | 0 | 0 | 0 | 0 | 0
Coal | 0 | 0 | 0 | 0 | 0 | 0
Geo | 0 | 0 | 0 | 0 | 0 | 0
H | 0 | 0 | 0 | 0 | 0 | 0
LFG | 0 | 0 | 0 | 0 | 0 | 0
Nuc | 0 | 0 | 0 | 0 | 0 | 0
PS | 0 | 0 | 0 | 0 | 0 | 0
PV | 0 | 0 | 0 | 0 | 0 | 0
PeakG | 0 | 0 | 0 | 0 | 0 | 0
PeakO | 0 | 0 | 0 | 0 | 0 | 0
ST | 0 | 0 | 0 | 0 | 0 | 0
STOG | 0 | 0 | 0 | 0 | 0 | 0
STWD | 0 | 0 | 0 | 0 | 0 | 0
WT | 0 | 0 | 0 | 0 | 0 | 0
IGCC | 0 | 0 | 0 | 0 | 0 | 0
DemandResponse | 0 | 0 | 0 | 0 | 0 | 0
IGCC-CCS | 0 | 0 | 0 | 0 | 0 | 0
WT_off | 0 | 0 | 0 | 0 | 0 | 0
PseudoUnit | 0 | 0 | 0 | 0 | 0 | 0
FixedInterchange | 0 | 0 | 0 | 0 | 0 | 0
NOx Emissions (MMshortTons): HQ_NEISO
ReportingType | 2015 | 2020 | 2025 | 2030 | 2035 | 2040
BM | 0 | 0 | 0 | 0 | 0 | 0
CC | 0 | 0 | 0 | 0 | 0 | 0
CSP | 0 | 0 | 0 | 0 | 0 | 0
CT | 0 | 0 | 0 | 0 | 0 | 0
Coal | 0 | 0 | 0 | 0 | 0 | 0
Geo | 0 | 0 | 0 | 0 | 0 | 0
H | 0 | 0 | 0 | 0 | 0 | 0
LFG | 0 | 0 | 0 | 0 | 0 | 0
Nuc | 0 | 0 | 0 | 0 | 0 | 0
PS | 0 | 0 | 0 | 0 | 0 | 0
PV | 0 | 0 | 0 | 0 | 0 | 0
PeakG | 0 | 0 | 0 | 0 | 0 | 0
PeakO | 0 | 0 | 0 | 0 | 0 | 0
ST | 0 | 0 | 0 | 0 | 0 | 0
STOG | 0 | 0 | 0 | 0 | 0 | 0
STWD | 0 | 0 | 0 | 0 | 0 | 0
WT | 0 | 0 | 0 | 0 | 0 | 0
IGCC | 0 | 0 | 0 | 0 | 0 | 0
DemandResponse | 0 | 0 | 0 | 0 | 0 | 0
IGCC-CCS | 0 | 0 | 0 | 0 | 0 | 0
WT_off | 0 | 0 | 0 | 0 | 0 | 0
PseudoUnit | 0 | 0 | 0 | 0 | 0 | 0
FixedInterchange | 0 | 0 | 0 | 0 | 0 | 0
NOx Emissions (MMshortTons): HQ_NY
ReportingType | 2015 | 2020 | 2025 | 2030 | 2035 | 2040
BM | 0 | 0 | 0 | 0 | 0 | 0
CC | 0 | 0 | 0 | 0 | 0 | 0
CSP | 0 | 0 | 0 | 0 | 0 | 0
CT | 0 | 0 | 0 | 0 | 0 | 0
Coal | 0 | 0 | 0 | 0 | 0 | 0
Geo | 0 | 0 | 0 | 0 | 0 | 0
H | 0 | 0 | 0 | 0 | 0 | 0
LFG | 0 | 0 | 0 | 0 | 0 | 0
Nuc | 0 | 0 | 0 | 0 | 0 | 0
PS | 0 | 0 | 0 | 0 | 0 | 0
PV | 0 | 0 | 0 | 0 | 0 | 0
PeakG | 0 | 0 | 0 | 0 | 0 | 0
PeakO | 0 | 0 | 0 | 0 | 0 | 0
ST | 0 | 0 | 0 | 0 | 0 | 0
STOG | 0 | 0 | 0 | 0 | 0 | 0
STWD | 0 | 0 | 0 | 0 | 0 | 0
WT | 0 | 0 | 0 | 0 | 0 | 0
IGCC | 0 | 0 | 0 | 0 | 0 | 0
DemandResponse | 0 | 0 | 0 | 0 | 0 | 0
IGCC-CCS | 0 | 0 | 0 | 0 | 0 | 0
WT_off | 0 | 0 | 0 | 0 | 0 | 0
PseudoUnit | 0 | 0 | 0 | 0 | 0 | 0
FixedInterchange | 0 | 0 | 0 | 0 | 0 | 0
NOx Emissions (MMshortTons): MARITIMES
ReportingType | 2015 | 2020 | 2025 | 2030 | 2035 | 2040
BM | 0 | 0 | 0 | 0 | 0 | 0
CC | 0 | 0 | 0 | 0 | 0 | 0
CSP | 0 | 0 | 0 | 0 | 0 | 0
CT | 0 | 0 | 0 | 0 | 0 | 0
Coal | 0 | 0 | 0 | 0 | 0 | 0
Geo | 0 | 0 | 0 | 0 | 0 | 0
H | 0 | 0 | 0 | 0 | 0 | 0
LFG | 0 | 0 | 0 | 0 | 0 | 0
Nuc | 0 | 0 | 0 | 0 | 0 | 0
PS | 0 | 0 | 0 | 0 | 0 | 0
PV | 0 | 0 | 0 | 0 | 0 | 0
PeakG | 0 | 0 | 0 | 0 | 0 | 0
PeakO | 0 | 0 | 0 | 0 | 0 | 0
ST | 0 | 0 | 0 | 0 | 0 | 0
STOG | 0 | 0 | 0 | 0 | 0 | 0
STWD | 0 | 0 | 0 | 0 | 0 | 0
WT | 0 | 0 | 0 | 0 | 0 | 0
IGCC | 0 | 0 | 0 | 0 | 0 | 0
DemandResponse | 0 | 0 | 0 | 0 | 0 | 0
IGCC-CCS | 0 | 0 | 0 | 0 | 0 | 0
WT_off | 0 | 0 | 0 | 0 | 0 | 0
PseudoUnit | 0 | 0 | 0 | 0 | 0 | 0
FixedInterchange | 0 | 0 | 0 | 0 | 0 | 0
NOx Emissions (MMshortTons): All
ReportingType | 2015 | 2020 | 2025 | 2030 | 2035 | 2040
BM | 0 | 0 | 0 | 0 | 0 | 0
CC | 0.11 | 0.13 | 0.13 | 0.1 | 0.06 | 0.02
CSP | 0 | 0 | 0 | 0 | 0 | 0
CT | 0 | 0 | 0 | 0 | 0 | 0
Coal | 0.94 | 0.32 | 0.05 | 0.03 | 0.05 | 0.05
Geo | 0 | 0 | 0 | 0 | 0 | 0
H | 0 | 0 | 0 | 0 | 0 | 0
LFG | 0 | 0 | 0 | 0 | 0 | 0
Nuc | 0 | 0 | 0 | 0 | 0 | 0
PS | 0 | 0 | 0 | 0 | 0 | 0
PV | 0 | 0 | 0 | 0 | 0 | 0
PeakG | 0 | 0 | 0 | 0 | 0 | 0
PeakO | 0 | 0 | 0 | 0 | 0 | 0
ST | 0 | 0 | 0 | 0 | 0 | 0
STOG | 0.01 | 0.01 | 0 | 0 | 0 | 0
STWD | 0 | 0 | 0 | 0 | 0 | 0
WT | 0 | 0 | 0 | 0 | 0 | 0
IGCC | 0 | 0 | 0 | 0 | 0 | 0
DemandResponse | 0 | 0 | 0 | 0 | 0 | 0
IGCC-CCS | 0 | 0 | 0 | 0 | 0 | 0
WT_off | 0 | 0 | 0 | 0 | 0 | 0
PseudoUnit | 0 | 0 | 0 | 0 | 0 | 0
FixedInterchange | 0 | 0 | 0 | 0 | 0 | 0
NOx Emissions (MMshortTons): EI_US
ReportingType | 2015 | 2020 | 2025 | 2030 | 2035 | 2040
BM | 0 | 0 | 0 | 0 | 0 | 0
CC | 0.07 | 0.1 | 0.1 | 0.08 | 0.05 | 0.01
CSP | 0 | 0 | 0 | 0 | 0 | 0
CT | 0 | 0 | 0 | 0 | 0 | 0
Coal | 0.7 | 0.13 | 0.02 | 0.02 | 0.05 | 0.05
Geo | 0 | 0 | 0 | 0 | 0 | 0
H | 0 | 0 | 0 | 0 | 0 | 0
LFG | 0 | 0 | 0 | 0 | 0 | 0
Nuc | 0 | 0 | 0 | 0 | 0 | 0
PS | 0 | 0 | 0 | 0 | 0 | 0
PV | 0 | 0 | 0 | 0 | 0 | 0
PeakG | 0 | 0 | 0 | 0 | 0 | 0
PeakO | 0 | 0 | 0 | 0 | 0 | 0
ST | 0 | 0 | 0 | 0 | 0 | 0
STOG | 0 | 0 | 0 | 0 | 0 | 0
STWD | 0 | 0 | 0 | 0 | 0 | 0
WT | 0 | 0 | 0 | 0 | 0 | 0
IGCC | 0 | 0 | 0 | 0 | 0 | 0
DemandResponse | 0 | 0 | 0 | 0 | 0 | 0
IGCC-CCS | 0 | 0 | 0 | 0 | 0 | 0
WT_off | 0 | 0 | 0 | 0 | 0 | 0
PseudoUnit | 0 | 0 | 0 | 0 | 0 | 0
FixedInterchange | 0 | 0 | 0 | 0 | 0 | 0
NOx Emissions (MMshortTons): EI_Canada
ReportingType | 2015 | 2020 | 2025 | 2030 | 2035 | 2040
BM | 0 | 0 | 0 | 0 | 0 | 0
CC | 0 | 0 | 0 | 0 | 0 | 0
CSP | 0 | 0 | 0 | 0 | 0 | 0
CT | 0 | 0 | 0 | 0 | 0 | 0
Coal | 0 | 0 | 0 | 0 | 0 | 0
Geo | 0 | 0 | 0 | 0 | 0 | 0
H | 0 | 0 | 0 | 0 | 0 | 0
LFG | 0 | 0 | 0 | 0 | 0 | 0
Nuc | 0 | 0 | 0 | 0 | 0 | 0
PS | 0 | 0 | 0 | 0 | 0 | 0
PV | 0 | 0 | 0 | 0 | 0 | 0
PeakG | 0 | 0 | 0 | 0 | 0 | 0
PeakO | 0 | 0 | 0 | 0 | 0 | 0
ST | 0 | 0 | 0 | 0 | 0 | 0
STOG | 0 | 0 | 0 | 0 | 0 | 0
STWD | 0 | 0 | 0 | 0 | 0 | 0
WT | 0 | 0 | 0 | 0 | 0 | 0
IGCC | 0 | 0 | 0 | 0 | 0 | 0
DemandResponse | 0 | 0 | 0 | 0 | 0 | 0
IGCC-CCS | 0 | 0 | 0 | 0 | 0 | 0
WT_off | 0 | 0 | 0 | 0 | 0 | 0
PseudoUnit | 0 | 0 | 0 | 0 | 0 | 0
FixedInterchange | 0 | 0 | 0 | 0 | 0 | 0
NOx Emissions (MMshortTons): EI
ReportingType | 2015 | 2020 | 2025 | 2030 | 2035 | 2040
BM | 0 | 0 | 0 | 0 | 0 | 0
CC | 0.07 | 0.1 | 0.1 | 0.08 | 0.05 | 0.01
CSP | 0 | 0 | 0 | 0 | 0 | 0
CT | 0 | 0 | 0 | 0 | 0 | 0
Coal | 0.7 | 0.13 | 0.02 | 0.02 | 0.05 | 0.05
Geo | 0 | 0 | 0 | 0 | 0 | 0
H | 0 | 0 | 0 | 0 | 0 | 0
LFG | 0 | 0 | 0 | 0 | 0 | 0
Nuc | 0 | 0 | 0 | 0 | 0 | 0
PS | 0 | 0 | 0 | 0 | 0 | 0
PV | 0 | 0 | 0 | 0 | 0 | 0
PeakG | 0 | 0 | 0 | 0 | 0 | 0
PeakO | 0 | 0 | 0 | 0 | 0 | 0
ST | 0 | 0 | 0 | 0 | 0 | 0
STOG | 0 | 0 | 0 | 0 | 0 | 0
STWD | 0 | 0 | 0 | 0 | 0 | 0
WT | 0 | 0 | 0 | 0 | 0 | 0
IGCC | 0 | 0 | 0 | 0 | 0 | 0
DemandResponse | 0 | 0 | 0 | 0 | 0 | 0
IGCC-CCS | 0 | 0 | 0 | 0 | 0 | 0
WT_off | 0 | 0 | 0 | 0 | 0 | 0
PseudoUnit | 0 | 0 | 0 | 0 | 0 | 0
FixedInterchange | 0 | 0 | 0 | 0 | 0 | 0
NOx Emissions (MMshortTons): Outside_EI
ReportingType | 2015 | 2020 | 2025 | 2030 | 2035 | 2040
BM | 0 | 0 | 0 | 0 | 0 | 0
CC | 0.04 | 0.04 | 0.04 | 0.03 | 0.01 | 0.01
CSP | 0 | 0 | 0 | 0 | 0 | 0
CT | 0 | 0 | 0 | 0 | 0 | 0
Coal | 0.23 | 0.18 | 0.03 | 0 | 0 | 0
Geo | 0 | 0 | 0 | 0 | 0 | 0
H | 0 | 0 | 0 | 0 | 0 | 0
LFG | 0 | 0 | 0 | 0 | 0 | 0
Nuc | 0 | 0 | 0 | 0 | 0 | 0
PS | 0 | 0 | 0 | 0 | 0 | 0
PV | 0 | 0 | 0 | 0 | 0 | 0
PeakG | 0 | 0 | 0 | 0 | 0 | 0
PeakO | 0 | 0 | 0 | 0 | 0 | 0
ST | 0 | 0 | 0 | 0 | 0 | 0
STOG | 0 | 0 | 0 | 0 | 0 | 0
STWD | 0 | 0 | 0 | 0 | 0 | 0
WT | 0 | 0 | 0 | 0 | 0 | 0
IGCC | 0 | 0 | 0 | 0 | 0 | 0
DemandResponse | 0 | 0 | 0 | 0 | 0 | 0
IGCC-CCS | 0 | 0 | 0 | 0 | 0 | 0
WT_off | 0 | 0 | 0 | 0 | 0 | 0
PseudoUnit | 0 | 0 | 0 | 0 | 0 | 0
FixedInterchange | 0 | 0 | 0 | 0 | 0 | 0
CO2 Emissions (MMshortTons): Entergy
ReportingType | 2015 | 2020 | 2025 | 2030 | 2035 | 2040
BM | 0 | 0 | 0 | 0 | 0 | 0
CC | 30.08 | 41.82 | 41.45 | 35.23 | 16.16 | 4.72
CSP | 0 | 0 | 0 | 0 | 0 | 0
CT | 0 | 0 | 0 | 0 | 0 | 0
Coal | 60.27 | 5.41 | 0.58 | 0.01 | 0 | 0
Geo | 0 | 0 | 0 | 0 | 0 | 0
H | 0 | 0 | 0 | 0 | 0 | 0
LFG | 0 | 0 | 0 | 0 | 0 | 0
Nuc | 0 | 0 | 0 | 0 | 0 | 0
PS | 0 | 0 | 0 | 0 | 0 | 0
PV | 0 | 0 | 0 | 0 | 0 | 0
PeakG | 0 | 0 | 0 | 0 | 0 | 0
PeakO | 0 | 0 | 0 | 0 | 0 | 0
ST | 0 | 0 | 0 | 0 | 0 | 0
STOG | 0.23 | 0.36 | 0 | 0 | 0 | 0
STWD | 0 | 0 | 0 | 0 | 0 | 0
WT | 0 | 0 | 0 | 0 | 0 | 0
IGCC | 0 | 0 | 0 | 0 | 0 | 0
DemandResponse | 0 | 0 | 0 | 0 | 0 | 0
IGCC-CCS | 0 | 0 | 0 | 0 | 0 | 0
WT_off | 0 | 0 | 0 | 0 | 0 | 0
PseudoUnit | 0 | 0 | 0 | 0 | 0 | 0
FixedInterchange | 0 | 0 | 0 | 0 | 0 | 0
CO2 Emissions (MMshortTons): FRCC
ReportingType | 2015 | 2020 | 2025 | 2030 | 2035 | 2040
BM | 0 | 0 | 0 | 0 | 0 | 0
CC | 75.82 | 78.95 | 76.4 | 42.37 | 17.13 | 10.91
CSP | 0 | 0 | 0 | 0 | 0 | 0
CT | 0.31 | 0.53 | 0.6 | 0.22 | 0 | 0
Coal | 18.94 | 7.22 | 1.28 | 0.18 | 0.54 | 0.66
Geo | 0 | 0 | 0 | 0 | 0 | 0
H | 0 | 0 | 0 | 0 | 0 | 0
LFG | 0 | 0 | 0 | 0 | 0 | 0
Nuc | 0 | 0 | 0 | 0 | 0 | 0
PS | 0 | 0 | 0 | 0 | 0 | 0
PV | 0 | 0 | 0 | 0 | 0 | 0
PeakG | 0.25 | 0.4 | 0.37 | 0.05 | 0.06 | 0.05
PeakO | 0 | 0 | 0 | 0 | 0 | 0
ST | 0 | 0 | 0 | 0 | 0 | 0
STOG | 0 | 0 | 0 | 0 | 0 | 0
STWD | 0 | 0 | 0 | 0 | 0 | 0
WT | 0 | 0 | 0 | 0 | 0 | 0
IGCC | 0 | 0 | 0 | 0 | 0 | 0
DemandResponse | 0 | 0 | 0 | 0 | 0 | 0
IGCC-CCS | 0 | 0 | 0 | 0 | 0 | 0
WT_off | 0 | 0 | 0 | 0 | 0 | 0
PseudoUnit | 0 | 0 | 0 | 0 | 0 | 0
FixedInterchange | 0 | 0 | 0 | 0 | 0 | 0
CO2 Emissions (MMshortTons): MAPP_US
ReportingType | 2015 | 2020 | 2025 | 2030 | 2035 | 2040
BM | 0 | 0 | 0 | 0 | 0 | 0
CC | 0.4 | 0.08 | 0.13 | 0.08 | 0.08 | 0.05
CSP | 0 | 0 | 0 | 0 | 0 | 0
CT | 0 | 0 | 0 | 0 | 0 | 0
Coal | 12.72 | 4.63 | 0 | 0 | 0 | 0
Geo | 0 | 0 | 0 | 0 | 0 | 0
H | 0 | 0 | 0 | 0 | 0 | 0
LFG | 0 | 0 | 0 | 0 | 0 | 0
Nuc | 0 | 0 | 0 | 0 | 0 | 0
PS | 0 | 0 | 0 | 0 | 0 | 0
PV | 0 | 0 | 0 | 0 | 0 | 0
PeakG | 0.04 | 0.08 | 0.04 | 0.1 | 0.06 | 0.04
PeakO | 0 | 0 | 0 | 0 | 0 | 0
ST | 0 | 0 | 0 | 0 | 0 | 0
STOG | 0 | 0 | 0 | 0 | 0 | 0
STWD | 0 | 0 | 0 | 0 | 0 | 0
WT | 0 | 0 | 0 | 0 | 0 | 0
IGCC | 0 | 0 | 0 | 0 | 0 | 0
DemandResponse | 0 | 0 | 0 | 0 | 0 | 0
IGCC-CCS | 0 | 0 | 0 | 0 | 0 | 0
WT_off | 0 | 0 | 0 | 0 | 0 | 0
PseudoUnit | 0 | 0 | 0 | 0 | 0 | 0
FixedInterchange | 0 | 0 | 0 | 0 | 0 | 0
CO2 Emissions (MMshortTons): MISO_IN
ReportingType | 2015 | 2020 | 2025 | 2030 | 2035 | 2040
BM | 0 | 0 | 0 | 0 | 0 | 0
CC | 10.68 | 58.69 | 59.58 | 54.32 | 45.94 | 9.15
CSP | 0 | 0 | 0 | 0 | 0 | 0
CT | 0 | 0 | 0 | 0 | 0 | 0
Coal | 52.8 | 21.04 | 2.76 | 0.72 | 2.21 | 2.28
Geo | 0 | 0 | 0 | 0 | 0 | 0
H | 0 | 0 | 0 | 0 | 0 | 0
LFG | 0 | 0 | 0 | 0 | 0 | 0
Nuc | 0 | 0 | 0 | 0 | 0 | 0
PS | 0 | 0 | 0 | 0 | 0 | 0
PV | 0 | 0 | 0 | 0 | 0 | 0
PeakG | 0 | 0 | 0 | 0 | 0 | 0
PeakO | 0 | 0 | 0 | 0 | 0 | 0
ST | 0 | 0 | 0 | 0 | 0 | 0
STOG | 0.02 | 0.02 | 0.02 | 0.02 | 0 | 0
STWD | 0 | 0 | 0 | 0 | 0 | 0
WT | 0 | 0 | 0 | 0 | 0 | 0
IGCC | 4.15 | 4.15 | 0.86 | 0.01 | 0 | 0
DemandResponse | 0 | 0 | 0 | 0 | 0 | 0
IGCC-CCS | 0 | 0 | 0 | 0 | 0 | 0
WT_off | 0 | 0 | 0 | 0 | 0 | 0
PseudoUnit | 0 | 0 | 0 | 0 | 0 | 0
FixedInterchange | 0 | 0 | 0 | 0 | 0 | 0
CO2 Emissions (MMshortTons): MISO_MI
ReportingType | 2015 | 2020 | 2025 | 2030 | 2035 | 2040
BM | 0 | 0 | 0 | 0 | 0 | 0
CC | 8.62 | 7.65 | 8.32 | 5.18 | 3.76 | 0.13
CSP | 0 | 0 | 0 | 0 | 0 | 0
CT | 0 | 0 | 0 | 0 | 0 | 0
Coal | 25.73 | 0 | 0 | 0 | 0 | 0
Geo | 0 | 0 | 0 | 0 | 0 | 0
H | 0 | 0 | 0 | 0 | 0 | 0
LFG | 0 | 0 | 0 | 0 | 0 | 0
Nuc | 0 | 0 | 0 | 0 | 0 | 0
PS | 0 | 0 | 0 | 0 | 0 | 0
PV | 0 | 0 | 0 | 0 | 0 | 0
PeakG | 0.01 | 0 | 0.01 | 0 | 0 | 0
PeakO | 0 | 0 | 0 | 0 | 0 | 0
ST | 0 | 0 | 0 | 0 | 0 | 0
STOG | 0.2 | 0.06 | 0.06 | 0.07 | 0.01 | 0
STWD | 0 | 0 | 0 | 0 | 0 | 0
WT | 0 | 0 | 0 | 0 | 0 | 0
IGCC | 0 | 0 | 0 | 0 | 0 | 0
DemandResponse | 0 | 0 | 0 | 0 | 0 | 0
IGCC-CCS | 0 | 0 | 0 | 0 | 0 | 0
WT_off | 0 | 0 | 0 | 0 | 0 | 0
PseudoUnit | 0 | 0 | 0 | 0 | 0 | 0
FixedInterchange | 0 | 0 | 0 | 0 | 0 | 0
CO2 Emissions (MMshortTons): MISO_MO-IL
ReportingType | 2015 | 2020 | 2025 | 2030 | 2035 | 2040
BM | 0 | 0 | 0 | 0 | 0 | 0
CC | 1.18 | 6.32 | 6.11 | 3.48 | 1.86 | 0.78
CSP | 0 | 0 | 0 | 0 | 0 | 0
CT | 0 | 0 | 0 | 0 | 0 | 0
Coal | 77.62 | 16.62 | 3.38 | 0.16 | 0.44 | 0.44
Geo | 0 | 0 | 0 | 0 | 0 | 0
H | 0 | 0 | 0 | 0 | 0 | 0
LFG | 0 | 0 | 0 | 0 | 0 | 0
Nuc | 0 | 0 | 0 | 0 | 0 | 0
PS | 0 | 0 | 0 | 0 | 0 | 0
PV | 0 | 0 | 0 | 0 | 0 | 0
PeakG | 0.14 | 0.38 | 0.08 | 0.51 | 0.29 | 0.16
PeakO | 0 | 0 | 0 | 0 | 0 | 0
ST | 0 | 0 | 0 | 0 | 0 | 0
STOG | 0 | 0.01 | 0 | 0 | 0 | 0
STWD | 0 | 0 | 0 | 0 | 0 | 0
WT | 0 | 0 | 0 | 0 | 0 | 0
IGCC | 0 | 0 | 0 | 0 | 0 | 0
DemandResponse | 0 | 0 | 0 | 0 | 0 | 0
IGCC-CCS | 0 | 0 | 0 | 0 | 0 | 0
WT_off | 0 | 0 | 0 | 0 | 0 | 0
PseudoUnit | 0 | 0 | 0 | 0 | 0 | 0
FixedInterchange | 0 | 0 | 0 | 0 | 0 | 0
CO2 Emissions (MMshortTons): MISO_W
ReportingType | 2015 | 2020 | 2025 | 2030 | 2035 | 2040
BM | 0 | 0 | 0 | 0 | 0 | 0
CC | 3.71 | 4.69 | 1.34 | 1.33 | 0.89 | 0.7
CSP | 0 | 0 | 0 | 0 | 0 | 0
CT | 0 | 0 | 0 | 0 | 0 | 0
Coal | 78.54 | 32.16 | 1.55 | 0.4 | 0.4 | 0.4
Geo | 0 | 0 | 0 | 0 | 0 | 0
H | 0 | 0 | 0 | 0 | 0 | 0
LFG | 0 | 0 | 0 | 0 | 0 | 0
Nuc | 0 | 0 | 0 | 0 | 0 | 0
PS | 0 | 0 | 0 | 0 | 0 | 0
PV | 0 | 0 | 0 | 0 | 0 | 0
PeakG | 0.17 | 0.28 | 0.02 | 0.12 | 0.17 | 0.01
PeakO | 0 | 0 | 0 | 0 | 0 | 0
ST | 0 | 0 | 0 | 0 | 0 | 0
STOG | 0 | 0 | 0 | 0 | 0 | 0
STWD | 0 | 0 | 0 | 0 | 0 | 0
WT | 0 | 0 | 0 | 0 | 0 | 0
IGCC | 0 | 0 | 0 | 0 | 0 | 0
DemandResponse | 0 | 0 | 0 | 0 | 0 | 0
IGCC-CCS | 0 | 0 | 0 | 0 | 0 | 0
WT_off | 0 | 0 | 0 | 0 | 0 | 0
PseudoUnit | 0 | 0 | 0 | 0 | 0 | 0
FixedInterchange | 0 | 0 | 0 | 0 | 0 | 0
CO2 Emissions (MMshortTons): MISO_WUMS
ReportingType | 2015 | 2020 | 2025 | 2030 | 2035 | 2040
BM | 0 | 0 | 0 | 0 | 0 | 0
CC | 19.93 | 25.96 | 23.48 | 19.6 | 18.76 | 2.09
CSP | 0 | 0 | 0 | 0 | 0 | 0
CT | 0 | 0 | 0 | 0 | 0 | 0
Coal | 12.35 | 1.53 | 0.54 | 0.13 | 0.32 | 0.49
Geo | 0 | 0 | 0 | 0 | 0 | 0
H | 0 | 0 | 0 | 0 | 0 | 0
LFG | 0 | 0 | 0 | 0 | 0 | 0
Nuc | 0 | 0 | 0 | 0 | 0 | 0
PS | 0 | 0 | 0 | 0 | 0 | 0
PV | 0 | 0 | 0 | 0 | 0 | 0
PeakG | 0 | 0 | 0 | 0 | 0 | 0
PeakO | 0 | 0 | 0 | 0 | 0 | 0
ST | 0 | 0 | 0 | 0 | 0 | 0
STOG | 0 | 0 | 0 | 0 | 0 | 0
STWD | 0 | 0 | 0 | 0 | 0 | 0
WT | 0 | 0 | 0 | 0 | 0 | 0
IGCC | 0 | 0 | 0 | 0 | 0 | 0
DemandResponse | 0 | 0 | 0 | 0 | 0 | 0
IGCC-CCS | 0 | 0 | 0 | 0 | 0 | 0
WT_off | 0 | 0 | 0 | 0 | 0 | 0
PseudoUnit | 0 | 0 | 0 | 0 | 0 | 0
FixedInterchange | 0 | 0 | 0 | 0 | 0 | 0
CO2 Emissions (MMshortTons): Nebraska
ReportingType | 2015 | 2020 | 2025 | 2030 | 2035 | 2040
BM | 0 | 0 | 0 | 0 | 0 | 0
CC | 0.86 | 6.07 | 6.04 | 4.83 | 2.74 | 1.28
CSP | 0 | 0 | 0 | 0 | 0 | 0
CT | 0 | 0 | 0 | 0 | 0 | 0
Coal | 35.38 | 2.69 | 0.63 | 0.43 | 0.39 | 0.39
Geo | 0 | 0 | 0 | 0 | 0 | 0
H | 0 | 0 | 0 | 0 | 0 | 0
LFG | 0 | 0 | 0 | 0 | 0 | 0
Nuc | 0 | 0 | 0 | 0 | 0 | 0
PS | 0 | 0 | 0 | 0 | 0 | 0
PV | 0 | 0 | 0 | 0 | 0 | 0
PeakG | 0.03 | 0 | 0 | 0.03 | 0 | 0
PeakO | 0 | 0 | 0 | 0 | 0 | 0
ST | 0 | 0 | 0 | 0 | 0 | 0
STOG | 0 | 0 | 0 | 0 | 0 | 0
STWD | 0 | 0 | 0 | 0 | 0 | 0
WT | 0 | 0 | 0 | 0 | 0 | 0
IGCC | 0 | 0 | 0 | 0 | 0 | 0
DemandResponse | 0 | 0 | 0 | 0 | 0 | 0
IGCC-CCS | 0 | 0 | 0 | 0 | 0 | 0
WT_off | 0 | 0 | 0 | 0 | 0 | 0
PseudoUnit | 0 | 0 | 0 | 0 | 0 | 0
FixedInterchange | 0 | 0 | 0 | 0 | 0 | 0
CO2 Emissions (MMshortTons): NEISO
ReportingType | 2015 | 2020 | 2025 | 2030 | 2035 | 2040
BM | 0 | 0 | 0 | 0 | 0 | 0
CC | 17.22 | 11.4 | 9.46 | 4.69 | 2.48 | 1.5
CSP | 0 | 0 | 0 | 0 | 0 | 0
CT | 0 | 0 | 0.01 | 0 | 0 | 0
Coal | 0.04 | 0 | 0 | 0 | 0 | 0
Geo | 0 | 0 | 0 | 0 | 0 | 0
H | 0 | 0 | 0 | 0 | 0 | 0
LFG | 0 | 0 | 0 | 0 | 0 | 0
Nuc | 0 | 0 | 0 | 0 | 0 | 0
PS | 0 | 0 | 0 | 0 | 0 | 0
PV | 0 | 0 | 0 | 0 | 0 | 0
PeakG | 0.01 | 0.02 | 0.02 | 0 | 0 | 0
PeakO | 0 | 0 | 0 | 0 | 0 | 0
ST | 0 | 0 | 0 | 0 | 0 | 0
STOG | 0 | 0 | 0 | 0 | 0 | 0
STWD | 0 | 0 | 0 | 0 | 0 | 0
WT | 0 | 0 | 0 | 0 | 0 | 0
IGCC | 0 | 0 | 0 | 0 | 0 | 0
DemandResponse | 0 | 0 | 0 | 0 | 0 | 0
IGCC-CCS | 0 | 0 | 0 | 0 | 0 | 0
WT_off | 0 | 0 | 0 | 0 | 0 | 0
PseudoUnit | 0 | 0 | 0 | 0 | 0 | 0
FixedInterchange | 0 | 0 | 0 | 0 | 0 | 0
CO2 Emissions (MMshortTons): NonRTO_Midwest
ReportingType | 2015 | 2020 | 2025 | 2030 | 2035 | 2040
BM | 0 | 0 | 0 | 0 | 0 | 0
CC | 8.26 | 15.42 | 15.42 | 15.35 | 12.96 | 0.64
CSP | 0 | 0 | 0 | 0 | 0 | 0
CT | 0 | 0 | 0 | 0 | 0 | 0
Coal | 37.55 | 17.77 | 3.87 | 0.8 | 0.97 | 0.97
Geo | 0 | 0 | 0 | 0 | 0 | 0
H | 0 | 0 | 0 | 0 | 0 | 0
LFG | 0 | 0 | 0 | 0 | 0 | 0
Nuc | 0 | 0 | 0 | 0 | 0 | 0
PS | 0 | 0 | 0 | 0 | 0 | 0
PV | 0 | 0 | 0 | 0 | 0 | 0
PeakG | 0.1 | 0.04 | 0.12 | 0.15 | 0.03 | 0
PeakO | 0 | 0 | 0 | 0 | 0 | 0
ST | 0 | 0 | 0 | 0 | 0 | 0
STOG | 0 | 0 | 0 | 0 | 0 | 0
STWD | 0 | 0 | 0 | 0 | 0 | 0
WT | 0 | 0 | 0 | 0 | 0 | 0
IGCC | 0 | 0 | 0 | 0 | 0 | 0
DemandResponse | 0 | 0 | 0 | 0 | 0 | 0
IGCC-CCS | 0 | 0 | 0 | 0 | 0 | 0
WT_off | 0 | 0 | 0 | 0 | 0 | 0
PseudoUnit | 0 | 0 | 0 | 0 | 0 | 0
FixedInterchange | 0 | 0 | 0 | 0 | 0 | 0
CO2 Emissions (MMshortTons): NYISO_A-F
ReportingType | 2015 | 2020 | 2025 | 2030 | 2035 | 2040
BM | 0 | 0 | 0 | 0 | 0 | 0
CC | 3.23 | 4.05 | 2.36 | 1.75 | 0.32 | 0.22
CSP | 0 | 0 | 0 | 0 | 0 | 0
CT | 0 | 0 | 0 | 0 | 0 | 0
Coal | 0 | 0 | 0 | 0 | 0 | 0
Geo | 0 | 0 | 0 | 0 | 0 | 0
H | 0 | 0 | 0 | 0 | 0 | 0
LFG | 0 | 0 | 0 | 0 | 0 | 0
Nuc | 0 | 0 | 0 | 0 | 0 | 0
PS | 0 | 0 | 0 | 0 | 0 | 0
PV | 0 | 0 | 0 | 0 | 0 | 0
PeakG | 0 | 0 | 0 | 0 | 0 | 0
PeakO | 0 | 0 | 0 | 0 | 0 | 0
ST | 0 | 0 | 0 | 0 | 0 | 0
STOG | 0 | 0 | 0 | 0 | 0 | 0
STWD | 0 | 0 | 0 | 0 | 0 | 0
WT | 0 | 0 | 0 | 0 | 0 | 0
IGCC | 0 | 0 | 0 | 0 | 0 | 0
DemandResponse | 0 | 0 | 0 | 0 | 0 | 0
IGCC-CCS | 0 | 0 | 0 | 0 | 0 | 0
WT_off | 0 | 0 | 0 | 0 | 0 | 0
PseudoUnit | 0 | 0 | 0 | 0 | 0 | 0
FixedInterchange | 0 | 0 | 0 | 0 | 0 | 0
CO2 Emissions (MMshortTons): NYISO_G-I
ReportingType | 2015 | 2020 | 2025 | 2030 | 2035 | 2040
BM | 0 | 0 | 0 | 0 | 0 | 0
CC | 1.62 | 2.71 | 1.44 | 0.5 | 0.48 | 0.22
CSP | 0 | 0 | 0 | 0 | 0 | 0
CT | 0 | 0 | 0 | 0 | 0 | 0
Coal | 0 | 0 | 0 | 0 | 0 | 0
Geo | 0 | 0 | 0 | 0 | 0 | 0
H | 0 | 0 | 0 | 0 | 0 | 0
LFG | 0 | 0 | 0 | 0 | 0 | 0
Nuc | 0 | 0 | 0 | 0 | 0 | 0
PS | 0 | 0 | 0 | 0 | 0 | 0
PV | 0 | 0 | 0 | 0 | 0 | 0
PeakG | 0 | 0 | 0 | 0 | 0 | 0
PeakO | 0 | 0 | 0 | 0 | 0 | 0
ST | 0 | 0 | 0 | 0 | 0 | 0
STOG | 0 | 0 | 0 | 0 | 0 | 0
STWD | 0 | 0 | 0 | 0 | 0 | 0
WT | 0 | 0 | 0 | 0 | 0 | 0
IGCC | 0 | 0 | 0 | 0 | 0 | 0
DemandResponse | 0 | 0 | 0 | 0 | 0 | 0
IGCC-CCS | 0 | 0 | 0 | 0 | 0 | 0
WT_off | 0 | 0 | 0 | 0 | 0 | 0
PseudoUnit | 0 | 0 | 0 | 0 | 0 | 0
FixedInterchange | 0 | 0 | 0 | 0 | 0 | 0
CO2 Emissions (MMshortTons): NYISO_J-K
ReportingType | 2015 | 2020 | 2025 | 2030 | 2035 | 2040
BM | 0 | 0 | 0 | 0 | 0 | 0
CC | 9.39 | 10.14 | 9.19 | 5.47 | 4.82 | 3.69
CSP | 0 | 0 | 0 | 0 | 0 | 0
CT | 0 | 0 | 0 | 0 | 0 | 0
Coal | 0 | 0 | 0 | 0 | 0 | 0
Geo | 0 | 0 | 0 | 0 | 0 | 0
H | 0 | 0 | 0 | 0 | 0 | 0
LFG | 0 | 0 | 0 | 0 | 0 | 0
Nuc | 0 | 0 | 0 | 0 | 0 | 0
PS | 0 | 0 | 0 | 0 | 0 | 0
PV | 0 | 0 | 0 | 0 | 0 | 0
PeakG | 0.03 | 0.05 | 0.07 | 0.07 | 0.21 | 0.15
PeakO | 0 | 0 | 0 | 0 | 0 | 0
ST | 0 | 0 | 0 | 0 | 0 | 0
STOG | 0.28 | 0.41 | 0.59 | 0.56 | 0.25 | 0.14
STWD | 0 | 0 | 0 | 0 | 0 | 0
WT | 0 | 0 | 0 | 0 | 0 | 0
IGCC | 0 | 0 | 0 | 0 | 0 | 0
DemandResponse | 0 | 0 | 0 | 0 | 0 | 0
IGCC-CCS | 0 | 0 | 0 | 0 | 0 | 0
WT_off | 0 | 0 | 0 | 0 | 0 | 0
PseudoUnit | 0 | 0 | 0 | 0 | 0 | 0
FixedInterchange | 0 | 0 | 0 | 0 | 0 | 0
CO2 Emissions (MMshortTons): PJM_E
ReportingType | 2015 | 2020 | 2025 | 2030 | 2035 | 2040
BM | 0 | 0 | 0 | 0 | 0 | 0
CC | 18.44 | 20.23 | 22.75 | 18.14 | 14.68 | 6.05
CSP | 0 | 0 | 0 | 0 | 0 | 0
CT | 0 | 0 | 0 | 0 | 0 | 0
Coal | 0.68 | 0.5 | 0.21 | 0 | 0.09 | 0.18
Geo | 0 | 0 | 0 | 0 | 0 | 0
H | 0 | 0 | 0 | 0 | 0 | 0
LFG | 0 | 0 | 0 | 0 | 0 | 0
Nuc | 0 | 0 | 0 | 0 | 0 | 0
PS | 0 | 0 | 0 | 0 | 0 | 0
PV | 0 | 0 | 0 | 0 | 0 | 0
PeakG | 0.02 | 0.16 | 0.31 | 0.45 | 0.2 | 0.16
PeakO | 0 | 0 | 0 | 0 | 0 | 0
ST | 0 | 0 | 0 | 0 | 0 | 0
STOG | 0.18 | 0.31 | 0 | 0 | 0 | 0
STWD | 0 | 0 | 0 | 0 | 0 | 0
WT | 0 | 0 | 0 | 0 | 0 | 0
IGCC | 0 | 0 | 0 | 0 | 0 | 0
DemandResponse | 0 | 0 | 0 | 0 | 0 | 0
IGCC-CCS | 0 | 0 | 0 | 0 | 0 | 0
WT_off | 0 | 0 | 0 | 0 | 0 | 0
PseudoUnit | 0 | 0 | 0 | 0 | 0 | 0
FixedInterchange | 0 | 0 | 0 | 0 | 0 | 0
CO2 Emissions (MMshortTons): PJM_ROM
ReportingType | 2015 | 2020 | 2025 | 2030 | 2035 | 2040
BM | 0 | 0 | 0 | 0 | 0 | 0
CC | 8.44 | 9.46 | 10.78 | 8.52 | 6.26 | 0.87
CSP | 0 | 0 | 0 | 0 | 0 | 0
CT | 0 | 0 | 0 | 0 | 0 | 0
Coal | 11.89 | 2.87 | 0.33 | 0.11 | 0.2 | 0.2
Geo | 0 | 0 | 0 | 0 | 0 | 0
H | 0 | 0 | 0 | 0 | 0 | 0
LFG | 0 | 0 | 0 | 0 | 0 | 0
Nuc | 0 | 0 | 0 | 0 | 0 | 0
PS | 0 | 0 | 0 | 0 | 0 | 0
PV | 0 | 0 | 0 | 0 | 0 | 0
PeakG | 0 | 0.01 | 0.04 | 0.2 | 0.11 | 0.1
PeakO | 0 | 0 | 0 | 0 | 0 | 0
ST | 0 | 0 | 0 | 0 | 0 | 0
STOG | 0.43 | 0.69 | 0.06 | 0 | 0 | 0
STWD | 0 | 0 | 0 | 0 | 0 | 0
WT | 0 | 0 | 0 | 0 | 0 | 0
IGCC | 0 | 0 | 0 | 0 | 0 | 0
DemandResponse | 0 | 0 | 0 | 0 | 0 | 0
IGCC-CCS | 0 | 0 | 0 | 0 | 0 | 0
WT_off | 0 | 0 | 0 | 0 | 0 | 0
PseudoUnit | 0 | 0 | 0 | 0 | 0 | 0
FixedInterchange | 0 | 0 | 0 | 0 | 0 | 0
CO2 Emissions (MMshortTons): PJM_ROR
ReportingType | 2015 | 2020 | 2025 | 2030 | 2035 | 2040
BM | 0 | 0 | 0 | 0 | 0 | 0
CC | 65.99 | 82.57 | 87.26 | 76.98 | 63.22 | 4.63
CSP | 0 | 0 | 0 | 0 | 0 | 0
CT | 0 | 0 | 0 | 0 | 0 | 0
Coal | 189.9 | 101.92 | 12.78 | 2.49 | 4.13 | 4.13
Geo | 0 | 0 | 0 | 0 | 0 | 0
H | 0 | 0 | 0 | 0 | 0 | 0
LFG | 0 | 0 | 0 | 0 | 0 | 0
Nuc | 0 | 0 | 0 | 0 | 0 | 0
PS | 0 | 0 | 0 | 0 | 0 | 0
PV | 0 | 0 | 0 | 0 | 0 | 0
PeakG | 0.55 | 0.68 | 1.22 | 0.99 | 0.73 | 0.28
PeakO | 0 | 0 | 0 | 0 | 0 | 0
ST | 0 | 0 | 0 | 0 | 0 | 0
STOG | 0.25 | 0.49 | 0.24 | 0 | 0 | 0
STWD | 0 | 0 | 0 | 0 | 0 | 0
WT | 0 | 0 | 0 | 0 | 0 | 0
IGCC | 0 | 0 | 0 | 0 | 0 | 0
DemandResponse | 0 | 0 | 0 | 0 | 0 | 0
IGCC-CCS | 0 | 0 | 0 | 0 | 0 | 0
WT_off | 0 | 0 | 0 | 0 | 0 | 0
PseudoUnit | 0 | 0 | 0 | 0 | 0 | 0
FixedInterchange | 0 | 0 | 0 | 0 | 0 | 0
CO2 Emissions (MMshortTons): SOCO
ReportingType | 2015 | 2020 | 2025 | 2030 | 2035 | 2040
BM | 0 | 0 | 0 | 0 | 0 | 0
CC | 59.65 | 69.53 | 71.66 | 45.27 | 17.02 | 3.28
CSP | 0 | 0 | 0 | 0 | 0 | 0
CT | 0 | 0 | 0 | 0 | 0 | 0
Coal | 39.27 | 13.01 | 0.72 | 0.96 | 0.96 | 0.96
Geo | 0 | 0 | 0 | 0 | 0 | 0
H | 0 | 0 | 0 | 0 | 0 | 0
LFG | 0 | 0 | 0 | 0 | 0 | 0
Nuc | 0 | 0 | 0 | 0 | 0 | 0
PS | 0 | 0 | 0 | 0 | 0 | 0
PV | 0 | 0 | 0 | 0 | 0 | 0
PeakG | 0.45 | 0.64 | 1.18 | 0.07 | 0.1 | 0.05
PeakO | 0 | 0 | 0 | 0 | 0 | 0
ST | 0 | 0 | 0 | 0 | 0 | 0
STOG | 0 | 0 | 0 | 0 | 0 | 0
STWD | 0 | 0 | 0 | 0 | 0 | 0
WT | 0 | 0 | 0 | 0 | 0 | 0
IGCC | 0 | 0 | 0 | 0 | 0 | 0
DemandResponse | 0 | 0 | 0 | 0 | 0 | 0
IGCC-CCS | 0 | 0 | 0 | 0 | 0 | 0
WT_off | 0 | 0 | 0 | 0 | 0 | 0
PseudoUnit | 0 | 0 | 0 | 0 | 0 | 0
FixedInterchange | 0 | 0 | 0 | 0 | 0 | 0
CO2 Emissions (MMshortTons): SPP_N
ReportingType | 2015 | 2020 | 2025 | 2030 | 2035 | 2040
BM | 0 | 0 | 0 | 0 | 0 | 0
CC | 5.22 | 11.18 | 9.48 | 8.47 | 3.02 | 2.03
CSP | 0 | 0 | 0 | 0 | 0 | 0
CT | 0 | 0 | 0 | 0 | 0 | 0
Coal | 62.96 | 20.67 | 1.94 | 0.38 | 0.9 | 0.9
Geo | 0 | 0 | 0 | 0 | 0 | 0
H | 0 | 0 | 0 | 0 | 0 | 0
LFG | 0 | 0 | 0 | 0 | 0 | 0
Nuc | 0 | 0 | 0 | 0 | 0 | 0
PS | 0 | 0 | 0 | 0 | 0 | 0
PV | 0 | 0 | 0 | 0 | 0 | 0
PeakG | 0.01 | 0 | 0 | 0.01 | 0 | 0
PeakO | 0 | 0 | 0 | 0 | 0 | 0
ST | 0 | 0 | 0 | 0 | 0 | 0
STOG | 0.12 | 0.01 | 0.05 | 0.12 | 0 | 0
STWD | 0 | 0 | 0 | 0 | 0 | 0
WT | 0 | 0 | 0 | 0 | 0 | 0
IGCC | 0 | 0 | 0 | 0 | 0 | 0
DemandResponse | 0 | 0 | 0 | 0 | 0 | 0
IGCC-CCS | 0 | 0 | 0 | 0 | 0 | 0
WT_off | 0 | 0 | 0 | 0 | 0 | 0
PseudoUnit | 0 | 0 | 0 | 0 | 0 | 0
FixedInterchange | 0 | 0 | 0 | 0 | 0 | 0
CO2 Emissions (MMshortTons): SPP_S
ReportingType | 2015 | 2020 | 2025 | 2030 | 2035 | 2040
BM | 0 | 0 | 0 | 0 | 0 | 0
CC | 17.23 | 17.79 | 20.25 | 18.79 | 8.45 | 5.92
CSP | 0 | 0 | 0 | 0 | 0 | 0
CT | 0.01 | 0 | 0 | 0 | 0 | 0.03
Coal | 88.17 | 8.91 | 0.77 | 0 | 0 | 0
Geo | 0 | 0 | 0 | 0 | 0 | 0
H | 0 | 0 | 0 | 0 | 0 | 0
LFG | 0 | 0 | 0 | 0 | 0 | 0
Nuc | 0 | 0 | 0 | 0 | 0 | 0
PS | 0 | 0 | 0 | 0 | 0 | 0
PV | 0 | 0 | 0 | 0 | 0 | 0
PeakG | 0 | 0 | 0 | 0 | 0 | 0
PeakO | 0 | 0 | 0 | 0 | 0 | 0
ST | 0 | 0 | 0 | 0 | 0 | 0
STOG | 1.28 | 0.37 | 0.86 | 0.64 | 0.15 | 0.04
STWD | 0 | 0 | 0 | 0 | 0 | 0
WT | 0 | 0 | 0 | 0 | 0 | 0
IGCC | 0 | 0 | 0 | 0 | 0 | 0
DemandResponse | 0 | 0 | 0 | 0 | 0 | 0
IGCC-CCS | 0 | 0 | 0 | 0 | 0 | 0
WT_off | 0 | 0 | 0 | 0 | 0 | 0
PseudoUnit | 0 | 0 | 0 | 0 | 0 | 0
FixedInterchange | 0 | 0 | 0 | 0 | 0 | 0
CO2 Emissions (MMshortTons): TVA
ReportingType | 2015 | 2020 | 2025 | 2030 | 2035 | 2040
BM | 0 | 0 | 0 | 0 | 0 | 0
CC | 19.1 | 28.19 | 31.21 | 28.9 | 13.76 | 1.28
CSP | 0 | 0 | 0 | 0 | 0 | 0
CT | 0 | 0 | 0 | 0 | 0 | 0
Coal | 35.76 | 14.14 | 0.45 | 0 | 0 | 0
Geo | 0 | 0 | 0 | 0 | 0 | 0
H | 0 | 0 | 0 | 0 | 0 | 0
LFG | 0 | 0 | 0 | 0 | 0 | 0
Nuc | 0 | 0 | 0 | 0 | 0 | 0
PS | 0 | 0 | 0 | 0 | 0 | 0
PV | 0 | 0 | 0 | 0 | 0 | 0
PeakG | 0 | 0 | 0 | 0 | 0 | 0
PeakO | 0 | 0 | 0 | 0 | 0 | 0
ST | 0 | 0 | 0 | 0 | 0 | 0
STOG | 0 | 0 | 0 | 0 | 0 | 0
STWD | 0 | 0 | 0 | 0 | 0 | 0
WT | 0 | 0 | 0 | 0 | 0 | 0
IGCC | 0 | 0 | 0 | 0 | 0 | 0
DemandResponse | 0 | 0 | 0 | 0 | 0 | 0
IGCC-CCS | 0 | 0 | 0 | 0 | 0 | 0
WT_off | 0 | 0 | 0 | 0 | 0 | 0
PseudoUnit | 0 | 0 | 0 | 0 | 0 | 0
FixedInterchange | 0 | 0 | 0 | 0 | 0 | 0
CO2 Emissions (MMshortTons): TVA_Transmission
ReportingType | 2015 | 2020 | 2025 | 2030 | 2035 | 2040
BM | 0 | 0 | 0 | 0 | 0 | 0
CC | 0 | 0 | 0 | 0 | 0 | 0
CSP | 0 | 0 | 0 | 0 | 0 | 0
CT | 0 | 0 | 0 | 0 | 0 | 0
Coal | 0 | 0 | 0 | 0 | 0 | 0
Geo | 0 | 0 | 0 | 0 | 0 | 0
H | 0 | 0 | 0 | 0 | 0 | 0
LFG | 0 | 0 | 0 | 0 | 0 | 0
Nuc | 0 | 0 | 0 | 0 | 0 | 0
PS | 0 | 0 | 0 | 0 | 0 | 0
PV | 0 | 0 | 0 | 0 | 0 | 0
PeakG | 0 | 0 | 0 | 0 | 0 | 0
PeakO | 0 | 0 | 0 | 0 | 0 | 0
ST | 0 | 0 | 0 | 0 | 0 | 0
STOG | 0 | 0 | 0 | 0 | 0 | 0
STWD | 0 | 0 | 0 | 0 | 0 | 0
WT | 0 | 0 | 0 | 0 | 0 | 0
IGCC | 0 | 0 | 0 | 0 | 0 | 0
DemandResponse | 0 | 0 | 0 | 0 | 0 | 0
IGCC-CCS | 0 | 0 | 0 | 0 | 0 | 0
WT_off | 0 | 0 | 0 | 0 | 0 | 0
PseudoUnit | 0 | 0 | 0 | 0 | 0 | 0
FixedInterchange | 0 | 0 | 0 | 0 | 0 | 0
CO2 Emissions (MMshortTons): VACAR
ReportingType | 2015 | 2020 | 2025 | 2030 | 2035 | 2040
BM | 0 | 0 | 0 | 0 | 0 | 0
CC | 46.24 | 45.44 | 44.23 | 38.47 | 15.18 | 3.91
CSP | 0 | 0 | 0 | 0 | 0 | 0
CT | 0.05 | 0.05 | 0.09 | 0 | 0 | 0
Coal | 25.96 | 15.16 | 1.83 | 0.49 | 0.54 | 0.55
Geo | 0 | 0 | 0 | 0 | 0 | 0
H | 0 | 0 | 0 | 0 | 0 | 0
LFG | 0 | 0 | 0 | 0 | 0 | 0
Nuc | 0 | 0 | 0 | 0 | 0 | 0
PS | 0 | 0 | 0 | 0 | 0 | 0
PV | 0 | 0 | 0 | 0 | 0 | 0
PeakG | 0.07 | 0.15 | 0.26 | 0.28 | 0.08 | 0.08
PeakO | 0 | 0 | 0 | 0 | 0 | 0
ST | 0 | 0 | 0 | 0 | 0 | 0
STOG | 0 | 0 | 0 | 0 | 0 | 0
STWD | 0 | 0 | 0 | 0 | 0 | 0
WT | 0 | 0 | 0 | 0 | 0 | 0
IGCC | 0 | 0 | 0 | 0 | 0 | 0
DemandResponse | 0 | 0 | 0 | 0 | 0 | 0
IGCC-CCS | 0 | 0 | 0 | 0 | 0 | 0
WT_off | 0 | 0 | 0 | 0 | 0 | 0
PseudoUnit | 0 | 0 | 0 | 0 | 0 | 0
FixedInterchange | 0 | 0 | 0 | 0 | 0 | 0
CO2 Emissions (MMshortTons): IESO
ReportingType | 2015 | 2020 | 2025 | 2030 | 2035 | 2040
BM | 0 | 0 | 0 | 0 | 0 | 0
CC | 2.21 | 0.2 | 0.04 | 0.04 | 0.01 | 0.04
CSP | 0 | 0 | 0 | 0 | 0 | 0
CT | 0 | 0 | 0 | 0 | 0 | 0
Coal | 0 | 0 | 0 | 0 | 0 | 0
Geo | 0 | 0 | 0 | 0 | 0 | 0
H | 0 | 0 | 0 | 0 | 0 | 0
LFG | 0 | 0 | 0 | 0 | 0 | 0
Nuc | 0 | 0 | 0 | 0 | 0 | 0
PS | 0 | 0 | 0 | 0 | 0 | 0
PV | 0 | 0 | 0 | 0 | 0 | 0
PeakG | 0 | 0 | 0 | 0 | 0 | 0
PeakO | 0 | 0 | 0 | 0 | 0 | 0
ST | 0 | 0 | 0 | 0 | 0 | 0
STOG | 0 | 0 | 0 | 0 | 0 | 0
STWD | 0 | 0 | 0 | 0 | 0 | 0
WT | 0 | 0 | 0 | 0 | 0 | 0
IGCC | 0 | 0 | 0 | 0 | 0 | 0
DemandResponse | 0 | 0 | 0 | 0 | 0 | 0
IGCC-CCS | 0 | 0 | 0 | 0 | 0 | 0
WT_off | 0 | 0 | 0 | 0 | 0 | 0
PseudoUnit | 0 | 0 | 0 | 0 | 0 | 0
FixedInterchange | 0 | 0 | 0 | 0 | 0 | 0
CO2 Emissions (MMshortTons): MAPP_CA
ReportingType | 2015 | 2020 | 2025 | 2030 | 2035 | 2040
BM | 0 | 0 | 0 | 0 | 0 | 0
CC | 3.24 | 3.24 | 0.28 | 0 | 0 | 0
CSP | 0 | 0 | 0 | 0 | 0 | 0
CT | 0 | 0 | 0 | 0 | 0 | 0
Coal | 0.29 | 0.05 | 0 | 0 | 0 | 0
Geo | 0 | 0 | 0 | 0 | 0 | 0
H | 0 | 0 | 0 | 0 | 0 | 0
LFG | 0 | 0 | 0 | 0 | 0 | 0
Nuc | 0 | 0 | 0 | 0 | 0 | 0
PS | 0 | 0 | 0 | 0 | 0 | 0
PV | 0 | 0 | 0 | 0 | 0 | 0
PeakG | 0.06 | 0.07 | 0 | 0 | 0 | 0
PeakO | 0 | 0 | 0 | 0 | 0 | 0
ST | 0 | 0 | 0 | 0 | 0 | 0
STOG | 0.01 | 0 | 0 | 0 | 0 | 0
STWD | 0 | 0 | 0 | 0 | 0 | 0
WT | 0 | 0 | 0 | 0 | 0 | 0
IGCC | 0 | 0 | 0 | 0 | 0 | 0
DemandResponse | 0 | 0 | 0 | 0 | 0 | 0
IGCC-CCS | 0 | 0 | 0 | 0 | 0 | 0
WT_off | 0 | 0 | 0 | 0 | 0 | 0
PseudoUnit | 0 | 0 | 0 | 0 | 0 | 0
FixedInterchange | 0 | 0 | 0 | 0 | 0 | 0
CO2 Emissions (MMshortTons): AZ_NM_SNV_Coal
ReportingType | 2015 | 2020 | 2025 | 2030 | 2035 | 2040
BM | 0 | 0 | 0 | 0 | 0 | 0
CC | 0 | 0 | 0 | 0 | 0 | 0
CSP | 0 | 0 | 0 | 0 | 0 | 0
CT | 0 | 0 | 0 | 0 | 0 | 0
Coal | 52.44 | 47.6 | 10.5 | 0.06 | 0.42 | 0.22
Geo | 0 | 0 | 0 | 0 | 0 | 0
H | 0 | 0 | 0 | 0 | 0 | 0
LFG | 0 | 0 | 0 | 0 | 0 | 0
Nuc | 0 | 0 | 0 | 0 | 0 | 0
PS | 0 | 0 | 0 | 0 | 0 | 0
PV | 0 | 0 | 0 | 0 | 0 | 0
PeakG | 0 | 0 | 0 | 0 | 0 | 0
PeakO | 0 | 0 | 0 | 0 | 0 | 0
ST | 0 | 0 | 0 | 0 | 0 | 0
STOG | 0 | 0 | 0 | 0 | 0 | 0
STWD | 0 | 0 | 0 | 0 | 0 | 0
WT | 0 | 0 | 0 | 0 | 0 | 0
IGCC | 0 | 0 | 0 | 0 | 0 | 0
DemandResponse | 0 | 0 | 0 | 0 | 0 | 0
IGCC-CCS | 0 | 0 | 0 | 0 | 0 | 0
WT_off | 0 | 0 | 0 | 0 | 0 | 0
PseudoUnit | 0 | 0 | 0 | 0 | 0 | 0
FixedInterchange | 0 | 0 | 0 | 0 | 0 | 0
CO2 Emissions (MMshortTons): AZ_NM_SNV_Gas
ReportingType | 2015 | 2020 | 2025 | 2030 | 2035 | 2040
BM | 0 | 0 | 0 | 0 | 0 | 0
CC | 27.45 | 22.49 | 34.12 | 20.96 | 6.81 | 4.93
CSP | 0 | 0 | 0 | 0 | 0 | 0
CT | 0 | 0 | 0 | 0 | 0 | 0
Coal | 0 | 0 | 0 | 0 | 0 | 0
Geo | 0 | 0 | 0 | 0 | 0 | 0
H | 0 | 0 | 0 | 0 | 0 | 0
LFG | 0 | 0 | 0 | 0 | 0 | 0
Nuc | 0 | 0 | 0 | 0 | 0 | 0
PS | 0 | 0 | 0 | 0 | 0 | 0
PV | 0 | 0 | 0 | 0 | 0 | 0
PeakG | 0 | 0 | 0 | 0 | 0 | 0
PeakO | 0 | 0 | 0 | 0 | 0 | 0
ST | 0 | 0 | 0 | 0 | 0 | 0
STOG | 0 | 0 | 0 | 0 | 0 | 0
STWD | 0 | 0 | 0 | 0 | 0 | 0
WT | 0 | 0 | 0 | 0 | 0 | 0
IGCC | 0 | 0 | 0 | 0 | 0 | 0
DemandResponse | 0 | 0 | 0 | 0 | 0 | 0
IGCC-CCS | 0 | 0 | 0 | 0 | 0 | 0
WT_off | 0 | 0 | 0 | 0 | 0 | 0
PseudoUnit | 0 | 0 | 0 | 0 | 0 | 0
FixedInterchange | 0 | 0 | 0 | 0 | 0 | 0
CO2 Emissions (MMshortTons): AZ_NM_SNV_NucRenew
ReportingType | 2015 | 2020 | 2025 | 2030 | 2035 | 2040
BM | 0 | 0 | 0 | 0 | 0 | 0
CC | 0 | 0 | 0 | 0 | 0 | 0
CSP | 0 | 0 | 0 | 0 | 0 | 0
CT | 0 | 0 | 0 | 0 | 0 | 0
Coal | 0 | 0 | 0 | 0 | 0 | 0
Geo | 0 | 0 | 0 | 0 | 0 | 0
H | 0 | 0 | 0 | 0 | 0 | 0
LFG | 0 | 0 | 0 | 0 | 0 | 0
Nuc | 0 | 0 | 0 | 0 | 0 | 0
PS | 0 | 0 | 0 | 0 | 0 | 0
PV | 0 | 0 | 0 | 0 | 0 | 0
PeakG | 0 | 0 | 0 | 0 | 0 | 0
PeakO | 0 | 0 | 0 | 0 | 0 | 0
ST | 0 | 0 | 0 | 0 | 0 | 0
STOG | 0 | 0 | 0 | 0 | 0 | 0
STWD | 0 | 0 | 0 | 0 | 0 | 0
WT | 0 | 0 | 0 | 0 | 0 | 0
IGCC | 0 | 0 | 0 | 0 | 0 | 0
DemandResponse | 0 | 0 | 0 | 0 | 0 | 0
IGCC-CCS | 0 | 0 | 0 | 0 | 0 | 0
WT_off | 0 | 0 | 0 | 0 | 0 | 0
PseudoUnit | 0 | 0 | 0 | 0 | 0 | 0
FixedInterchange | 0 | 0 | 0 | 0 | 0 | 0
CO2 Emissions (MMshortTons): ERCOT
ReportingType | 2015 | 2020 | 2025 | 2030 | 2035 | 2040
BM | 0 | 0 | 0 | 0 | 0 | 0
CC | 84.23 | 91.22 | 78.36 | 70.3 | 31.09 | 20.43
CSP | 0 | 0 | 0 | 0 | 0 | 0
CT | 0 | 0 | 0 | 0.01 | 0 | 0
Coal | 45.03 | 28.63 | 1.24 | 0.72 | 0.84 | 0.84
Geo | 0 | 0 | 0 | 0 | 0 | 0
H | 0 | 0 | 0 | 0 | 0 | 0
LFG | 0 | 0 | 0 | 0 | 0 | 0
Nuc | 0 | 0 | 0 | 0 | 0 | 0
PS | 0 | 0 | 0 | 0 | 0 | 0
PV | 0 | 0 | 0 | 0 | 0 | 0
PeakG | 0 | 0 | 0 | 0.03 | 0.03 | 0.03
PeakO | 0 | 0 | 0 | 0 | 0 | 0
ST | 0 | 0 | 0 | 0 | 0 | 0
STOG | 1.27 | 2.07 | 0.61 | 0.53 | 0 | 0
STWD | 0 | 0 | 0 | 0 | 0 | 0
WT | 0 | 0 | 0 | 0 | 0 | 0
IGCC | 0 | 0 | 0 | 0 | 0 | 0
DemandResponse | 0 | 0 | 0 | 0 | 0 | 0
IGCC-CCS | 0 | 0 | 0 | 0 | 0 | 0
WT_off | 0 | 0 | 0 | 0 | 0 | 0
PseudoUnit | 0 | 0 | 0 | 0 | 0 | 0
FixedInterchange | 0 | 0 | 0 | 0 | 0 | 0
CO2 Emissions (MMshortTons): NP15
ReportingType | 2015 | 2020 | 2025 | 2030 | 2035 | 2040
BM | 0 | 0 | 0 | 0 | 0 | 0
CC | 24.16 | 23.56 | 23.57 | 16.02 | 4.97 | 2.66
CSP | 0 | 0 | 0 | 0 | 0 | 0
CT | 0 | 0 | 0 | 0 | 0 | 0
Coal | 1.73 | 0 | 0 | 0 | 0 | 0
Geo | 0 | 0 | 0 | 0 | 0 | 0
H | 0 | 0 | 0 | 0 | 0 | 0
LFG | 0 | 0 | 0 | 0 | 0 | 0
Nuc | 0 | 0 | 0 | 0 | 0 | 0
PS | 0 | 0 | 0 | 0 | 0 | 0
PV | 0 | 0 | 0 | 0 | 0 | 0
PeakG | 0 | 0 | 0 | 0 | 0 | 0
PeakO | 0 | 0 | 0 | 0 | 0 | 0
ST | 0 | 0 | 0 | 0 | 0 | 0
STOG | 0.05 | 0.03 | 0.05 | 0 | 0 | 0
STWD | 0 | 0 | 0 | 0 | 0 | 0
WT | 0 | 0 | 0 | 0 | 0 | 0
IGCC | 0 | 0 | 0 | 0 | 0 | 0
DemandResponse | 0 | 0 | 0 | 0 | 0 | 0
IGCC-CCS | 0 | 0 | 0 | 0 | 0 | 0
WT_off | 0 | 0 | 0 | 0 | 0 | 0
PseudoUnit | 0 | 0 | 0 | 0 | 0 | 0
FixedInterchange | 0 | 0 | 0 | 0 | 0 | 0
CO2 Emissions (MMshortTons): NWPP_Coal
ReportingType | 2015 | 2020 | 2025 | 2030 | 2035 | 2040
BM | 0 | 0 | 0 | 0 | 0 | 0
CC | 0 | 0 | 0 | 0 | 0 | 0
CSP | 0 | 0 | 0 | 0 | 0 | 0
CT | 0 | 0 | 0 | 0 | 0 | 0
Coal | 54.68 | 41.22 | 0.17 | 0.17 | 0.17 | 0.17
Geo | 0 | 0 | 0 | 0 | 0 | 0
H | 0 | 0 | 0 | 0 | 0 | 0
LFG | 0 | 0 | 0 | 0 | 0 | 0
Nuc | 0 | 0 | 0 | 0 | 0 | 0
PS | 0 | 0 | 0 | 0 | 0 | 0
PV | 0 | 0 | 0 | 0 | 0 | 0
PeakG | 0 | 0 | 0 | 0 | 0 | 0
PeakO | 0 | 0 | 0 | 0 | 0 | 0
ST | 0 | 0 | 0 | 0 | 0 | 0
STOG | 0 | 0 | 0 | 0 | 0 | 0
STWD | 0 | 0 | 0 | 0 | 0 | 0
WT | 0 | 0 | 0 | 0 | 0 | 0
IGCC | 0 | 0 | 0 | 0 | 0 | 0
DemandResponse | 0 | 0 | 0 | 0 | 0 | 0
IGCC-CCS | 0 | 0 | 0 | 0 | 0 | 0
WT_off | 0 | 0 | 0 | 0 | 0 | 0
PseudoUnit | 0 | 0 | 0 | 0 | 0 | 0
FixedInterchange | 0 | 0 | 0 | 0 | 0 | 0
CO2 Emissions (MMshortTons): NWPP_Gas
ReportingType | 2015 | 2020 | 2025 | 2030 | 2035 | 2040
BM | 0 | 0 | 0 | 0 | 0 | 0
CC | 21.09 | 25.86 | 25.86 | 15.88 | 2.53 | 2.16
CSP | 0 | 0 | 0 | 0 | 0 | 0
CT | 0 | 0 | 0 | 0 | 0 | 0
Coal | 0 | 0 | 0 | 0 | 0 | 0
Geo | 0 | 0 | 0 | 0 | 0 | 0
H | 0 | 0 | 0 | 0 | 0 | 0
LFG | 0 | 0 | 0 | 0 | 0 | 0
Nuc | 0 | 0 | 0 | 0 | 0 | 0
PS | 0 | 0 | 0 | 0 | 0 | 0
PV | 0 | 0 | 0 | 0 | 0 | 0
PeakG | 0 | 0 | 0 | 0 | 0 | 0
PeakO | 0 | 0 | 0 | 0 | 0 | 0
ST | 0 | 0 | 0 | 0 | 0 | 0
STOG | 0 | 0 | 0 | 0 | 0 | 0
STWD | 0 | 0 | 0 | 0 | 0 | 0
WT | 0 | 0 | 0 | 0 | 0 | 0
IGCC | 0 | 0 | 0 | 0 | 0 | 0
DemandResponse | 0 | 0 | 0 | 0 | 0 | 0
IGCC-CCS | 0 | 0 | 0 | 0 | 0 | 0
WT_off | 0 | 0 | 0 | 0 | 0 | 0
PseudoUnit | 0 | 0 | 0 | 0 | 0 | 0
FixedInterchange | 0 | 0 | 0 | 0 | 0 | 0
CO2 Emissions (MMshortTons): NWPP_NucRenew
ReportingType | 2015 | 2020 | 2025 | 2030 | 2035 | 2040
BM | 0 | 0 | 0 | 0 | 0 | 0
CC | 0 | 0 | 0 | 0 | 0 | 0
CSP | 0 | 0 | 0 | 0 | 0 | 0
CT | 0 | 0 | 0 | 0 | 0 | 0
Coal | 0 | 0 | 0 | 0 | 0 | 0
Geo | 0 | 0 | 0 | 0 | 0 | 0
H | 0 | 0 | 0 | 0 | 0 | 0
LFG | 0 | 0 | 0 | 0 | 0 | 0
Nuc | 0 | 0 | 0 | 0 | 0 | 0
PS | 0 | 0 | 0 | 0 | 0 | 0
PV | 0 | 0 | 0 | 0 | 0 | 0
PeakG | 0 | 0 | 0 | 0 | 0 | 0
PeakO | 0 | 0 | 0 | 0 | 0 | 0
ST | 0 | 0 | 0 | 0 | 0 | 0
STOG | 0 | 0 | 0 | 0 | 0 | 0
STWD | 0 | 0 | 0 | 0 | 0 | 0
WT | 0 | 0 | 0 | 0 | 0 | 0
IGCC | 0 | 0 | 0 | 0 | 0 | 0
DemandResponse | 0 | 0 | 0 | 0 | 0 | 0
IGCC-CCS | 0 | 0 | 0 | 0 | 0 | 0
WT_off | 0 | 0 | 0 | 0 | 0 | 0
PseudoUnit | 0 | 0 | 0 | 0 | 0 | 0
FixedInterchange | 0 | 0 | 0 | 0 | 0 | 0
CO2 Emissions (MMshortTons): RMPA
ReportingType | 2015 | 2020 | 2025 | 2030 | 2035 | 2040
BM | 0 | 0 | 0 | 0 | 0 | 0
CC | 4.7 | 4.68 | 8.21 | 4.71 | 1.93 | 1.26
CSP | 0 | 0 | 0 | 0 | 0 | 0
CT | 0 | 0 | 0 | 0 | 0 | 0
Coal | 54.89 | 44.43 | 3.72 | 0.49 | 0.49 | 0.44
Geo | 0 | 0 | 0 | 0 | 0 | 0
H | 0 | 0 | 0 | 0 | 0 | 0
LFG | 0 | 0 | 0 | 0 | 0 | 0
Nuc | 0 | 0 | 0 | 0 | 0 | 0
PS | 0 | 0 | 0 | 0 | 0 | 0
PV | 0 | 0 | 0 | 0 | 0 | 0
PeakG | 0 | 0 | 0 | 0 | 0 | 0
PeakO | 0 | 0 | 0 | 0 | 0 | 0
ST | 0 | 0 | 0 | 0 | 0 | 0
STOG | 0 | 0 | 0 | 0 | 0 | 0
STWD | 0 | 0 | 0 | 0 | 0 | 0
WT | 0 | 0 | 0 | 0 | 0 | 0
IGCC | 0 | 0 | 0 | 0 | 0 | 0
DemandResponse | 0 | 0 | 0 | 0 | 0 | 0
IGCC-CCS | 0 | 0 | 0 | 0 | 0 | 0
WT_off | 0 | 0 | 0 | 0 | 0 | 0
PseudoUnit | 0 | 0 | 0 | 0 | 0 | 0
FixedInterchange | 0 | 0 | 0 | 0 | 0 | 0
CO2 Emissions (MMshortTons): SP15
ReportingType | 2015 | 2020 | 2025 | 2030 | 2035 | 2040
BM | 0 | 0 | 0 | 0 | 0 | 0
CC | 34.62 | 31.35 | 30.74 | 26.37 | 12.14 | 6.77
CSP | 0 | 0 | 0 | 0 | 0 | 0
CT | 0 | 0 | 0 | 0 | 0 | 0
Coal | 1.64 | 0.9 | 0.4 | 0 | 0 | 0
Geo | 0 | 0 | 0 | 0 | 0 | 0
H | 0 | 0 | 0 | 0 | 0 | 0
LFG | 0 | 0 | 0 | 0 | 0 | 0
Nuc | 0 | 0 | 0 | 0 | 0 | 0
PS | 0 | 0 | 0 | 0 | 0 | 0
PV | 0 | 0 | 0 | 0 | 0 | 0
PeakG | 0 | 0 | 0 | 0 | 0 | 0
PeakO | 0 | 0 | 0 | 0 | 0 | 0
ST | 0 | 0 | 0 | 0 | 0 | 0
STOG | 0.26 | 0.12 | 0.26 | 0.11 | 0.04 | 0.03
STWD | 0 | 0 | 0 | 0 | 0 | 0
WT | 0 | 0 | 0 | 0 | 0 | 0
IGCC | 0 | 0 | 0 | 0 | 0 | 0
DemandResponse | 0 | 0 | 0 | 0 | 0 | 0
IGCC-CCS | 0 | 0 | 0 | 0 | 0 | 0
WT_off | 0 | 0 | 0 | 0 | 0 | 0
PseudoUnit | 0 | 0 | 0 | 0 | 0 | 0
FixedInterchange | 0 | 0 | 0 | 0 | 0 | 0
CO2 Emissions (MMshortTons): ALB
ReportingType | 2015 | 2020 | 2025 | 2030 | 2035 | 2040
BM | 0 | 0 | 0 | 0 | 0 | 0
CC | 7.28 | 7.5 | 7.55 | 0 | 0 | 0
CSP | 0 | 0 | 0 | 0 | 0 | 0
CT | 0 | 0 | 0 | 0 | 0 | 0
Coal | 50 | 50 | 49.3 | 0 | 0 | 0
Geo | 0 | 0 | 0 | 0 | 0 | 0
H | 0 | 0 | 0 | 0 | 0 | 0
LFG | 0 | 0 | 0 | 0 | 0 | 0
Nuc | 0 | 0 | 0 | 0 | 0 | 0
PS | 0 | 0 | 0 | 0 | 0 | 0
PV | 0 | 0 | 0 | 0 | 0 | 0
PeakG | 0 | 0 | 0 | 0 | 0 | 0
PeakO | 0 | 0 | 0 | 0 | 0 | 0
ST | 0 | 0 | 0 | 0 | 0 | 0
STOG | 0 | 0 | 0 | 0 | 0 | 0
STWD | 0 | 0 | 0 | 0 | 0 | 0
WT | 0 | 0 | 0 | 0 | 0 | 0
IGCC | 0 | 0 | 0 | 0 | 0 | 0
DemandResponse | 0 | 0 | 0 | 0 | 0 | 0
IGCC-CCS | 0 | 0 | 0 | 0 | 0 | 0
WT_off | 0 | 0 | 0 | 0 | 0 | 0
PseudoUnit | 0 | 0 | 0 | 0 | 0 | 0
FixedInterchange | 0 | 0 | 0 | 0 | 0 | 0
CO2 Emissions (MMshortTons): BC
ReportingType | 2015 | 2020 | 2025 | 2030 | 2035 | 2040
BM | 0 | 0 | 0 | 0 | 0 | 0
CC | 1.8 | 1.8 | 1.8 | 1.14 | 0 | 0
CSP | 0 | 0 | 0 | 0 | 0 | 0
CT | 0 | 0 | 0 | 0 | 0 | 0
Coal | 0 | 0 | 0 | 0 | 0 | 0
Geo | 0 | 0 | 0 | 0 | 0 | 0
H | 0 | 0 | 0 | 0 | 0 | 0
LFG | 0 | 0 | 0 | 0 | 0 | 0
Nuc | 0 | 0 | 0 | 0 | 0 | 0
PS | 0 | 0 | 0 | 0 | 0 | 0
PV | 0 | 0 | 0 | 0 | 0 | 0
PeakG | 0 | 0 | 0 | 0 | 0 | 0
PeakO | 0 | 0 | 0 | 0 | 0 | 0
ST | 0 | 0 | 0 | 0 | 0 | 0
STOG | 0 | 0 | 0 | 0 | 0 | 0
STWD | 0 | 0 | 0 | 0 | 0 | 0
WT | 0 | 0 | 0 | 0 | 0 | 0
IGCC | 0 | 0 | 0 | 0 | 0 | 0
DemandResponse | 0 | 0 | 0 | 0 | 0 | 0
IGCC-CCS | 0 | 0 | 0 | 0 | 0 | 0
WT_off | 0 | 0 | 0 | 0 | 0 | 0
PseudoUnit | 0 | 0 | 0 | 0 | 0 | 0
FixedInterchange | 0 | 0 | 0 | 0 | 0 | 0
CO2 Emissions (MMshortTons): HQ_IESO
ReportingType | 2015 | 2020 | 2025 | 2030 | 2035 | 2040
BM | 0 | 0 | 0 | 0 | 0 | 0
CC | 0 | 0 | 0 | 0 | 0 | 0
CSP | 0 | 0 | 0 | 0 | 0 | 0
CT | 0 | 0 | 0 | 0 | 0 | 0
Coal | 0 | 0 | 0 | 0 | 0 | 0
Geo | 0 | 0 | 0 | 0 | 0 | 0
H | 0 | 0 | 0 | 0 | 0 | 0
LFG | 0 | 0 | 0 | 0 | 0 | 0
Nuc | 0 | 0 | 0 | 0 | 0 | 0
PS | 0 | 0 | 0 | 0 | 0 | 0
PV | 0 | 0 | 0 | 0 | 0 | 0
PeakG | 0 | 0 | 0 | 0 | 0 | 0
PeakO | 0 | 0 | 0 | 0 | 0 | 0
ST | 0 | 0 | 0 | 0 | 0 | 0
STOG | 0 | 0 | 0 | 0 | 0 | 0
STWD | 0 | 0 | 0 | 0 | 0 | 0
WT | 0 | 0 | 0 | 0 | 0 | 0
IGCC | 0 | 0 | 0 | 0 | 0 | 0
DemandResponse | 0 | 0 | 0 | 0 | 0 | 0
IGCC-CCS | 0 | 0 | 0 | 0 | 0 | 0
WT_off | 0 | 0 | 0 | 0 | 0 | 0
PseudoUnit | 0 | 0 | 0 | 0 | 0 | 0
FixedInterchange | 0 | 0 | 0 | 0 | 0 | 0
CO2 Emissions (MMshortTons): HQ_NEISO
ReportingType | 2015 | 2020 | 2025 | 2030 | 2035 | 2040
BM | 0 | 0 | 0 | 0 | 0 | 0
CC | 0 | 0 | 0 | 0 | 0 | 0
CSP | 0 | 0 | 0 | 0 | 0 | 0
CT | 0 | 0 | 0 | 0 | 0 | 0
Coal | 0 | 0 | 0 | 0 | 0 | 0
Geo | 0 | 0 | 0 | 0 | 0 | 0
H | 0 | 0 | 0 | 0 | 0 | 0
LFG | 0 | 0 | 0 | 0 | 0 | 0
Nuc | 0 | 0 | 0 | 0 | 0 | 0
PS | 0 | 0 | 0 | 0 | 0 | 0
PV | 0 | 0 | 0 | 0 | 0 | 0
PeakG | 0 | 0 | 0 | 0 | 0 | 0
PeakO | 0 | 0 | 0 | 0 | 0 | 0
ST | 0 | 0 | 0 | 0 | 0 | 0
STOG | 0 | 0 | 0 | 0 | 0 | 0
STWD | 0 | 0 | 0 | 0 | 0 | 0
WT | 0 | 0 | 0 | 0 | 0 | 0
IGCC | 0 | 0 | 0 | 0 | 0 | 0
DemandResponse | 0 | 0 | 0 | 0 | 0 | 0
IGCC-CCS | 0 | 0 | 0 | 0 | 0 | 0
WT_off | 0 | 0 | 0 | 0 | 0 | 0
PseudoUnit | 0 | 0 | 0 | 0 | 0 | 0
FixedInterchange | 0 | 0 | 0 | 0 | 0 | 0
CO2 Emissions (MMshortTons): HQ_NY
ReportingType | 2015 | 2020 | 2025 | 2030 | 2035 | 2040
BM | 0 | 0 | 0 | 0 | 0 | 0
CC | 0 | 0 | 0 | 0 | 0 | 0
CSP | 0 | 0 | 0 | 0 | 0 | 0
CT | 0 | 0 | 0 | 0 | 0 | 0
Coal | 0 | 0 | 0 | 0 | 0 | 0
Geo | 0 | 0 | 0 | 0 | 0 | 0
H | 0 | 0 | 0 | 0 | 0 | 0
LFG | 0 | 0 | 0 | 0 | 0 | 0
Nuc | 0 | 0 | 0 | 0 | 0 | 0
PS | 0 | 0 | 0 | 0 | 0 | 0
PV | 0 | 0 | 0 | 0 | 0 | 0
PeakG | 0 | 0 | 0 | 0 | 0 | 0
PeakO | 0 | 0 | 0 | 0 | 0 | 0
ST | 0 | 0 | 0 | 0 | 0 | 0
STOG | 0 | 0 | 0 | 0 | 0 | 0
STWD | 0 | 0 | 0 | 0 | 0 | 0
WT | 0 | 0 | 0 | 0 | 0 | 0
IGCC | 0 | 0 | 0 | 0 | 0 | 0
DemandResponse | 0 | 0 | 0 | 0 | 0 | 0
IGCC-CCS | 0 | 0 | 0 | 0 | 0 | 0
WT_off | 0 | 0 | 0 | 0 | 0 | 0
PseudoUnit | 0 | 0 | 0 | 0 | 0 | 0
FixedInterchange | 0 | 0 | 0 | 0 | 0 | 0
CO2 Emissions (MMshortTons): MARITIMES
ReportingType | 2015 | 2020 | 2025 | 2030 | 2035 | 2040
BM | 0 | 0 | 0 | 0 | 0 | 0
CC | 0 | 0 | 0 | 0 | 0 | 0
CSP | 0 | 0 | 0 | 0 | 0 | 0
CT | 0 | 0 | 0 | 0 | 0 | 0
Coal | 0 | 0 | 0 | 0 | 0 | 0
Geo | 0 | 0 | 0 | 0 | 0 | 0
H | 0 | 0 | 0 | 0 | 0 | 0
LFG | 0 | 0 | 0 | 0 | 0 | 0
Nuc | 0 | 0 | 0 | 0 | 0 | 0
PS | 0 | 0 | 0 | 0 | 0 | 0
PV | 0 | 0 | 0 | 0 | 0 | 0
PeakG | 0 | 0 | 0 | 0 | 0 | 0
PeakO | 0 | 0 | 0 | 0 | 0 | 0
ST | 0 | 0 | 0 | 0 | 0 | 0
STOG | 0 | 0 | 0 | 0 | 0 | 0
STWD | 0 | 0 | 0 | 0 | 0 | 0
WT | 0 | 0 | 0 | 0 | 0 | 0
IGCC | 0 | 0 | 0 | 0 | 0 | 0
DemandResponse | 0 | 0 | 0 | 0 | 0 | 0
IGCC-CCS | 0 | 0 | 0 | 0 | 0 | 0
WT_off | 0 | 0 | 0 | 0 | 0 | 0
PseudoUnit | 0 | 0 | 0 | 0 | 0 | 0
FixedInterchange | 0 | 0 | 0 | 0 | 0 | 0
CO2 Emissions (MMshortTons): All
ReportingType | 2015 | 2020 | 2025 | 2030 | 2035 | 2040
BM | 0 | 0 | 0 | 0 | 0 | 0
CC | 642.09 | 770.24 | 768.88 | 593.16 | 329.44 | 102.29
CSP | 0 | 0 | 0 | 0 | 0 | 0
CT | 0.36 | 0.59 | 0.7 | 0.23 | 0 | 0.03
Coal | 1127.22 | 499.05 | 98.97 | 8.71 | 14 | 14.22
Geo | 0 | 0 | 0 | 0 | 0 | 0
H | 0 | 0 | 0 | 0 | 0 | 0
LFG | 0 | 0 | 0 | 0 | 0 | 0
Nuc | 0 | 0 | 0 | 0 | 0 | 0
PS | 0 | 0 | 0 | 0 | 0 | 0
PV | 0 | 0 | 0 | 0 | 0 | 0
PeakG | 1.95 | 2.98 | 3.77 | 3.06 | 2.07 | 1.1
PeakO | 0 | 0 | 0 | 0 | 0 | 0
ST | 0 | 0 | 0 | 0 | 0 | 0
STOG | 4.56 | 4.94 | 2.81 | 2.05 | 0.46 | 0.21
STWD | 0 | 0 | 0 | 0 | 0 | 0
WT | 0 | 0 | 0 | 0 | 0 | 0
IGCC | 4.15 | 4.15 | 0.86 | 0.01 | 0 | 0
DemandResponse | 0 | 0 | 0 | 0 | 0 | 0
IGCC-CCS | 0 | 0 | 0 | 0 | 0 | 0
WT_off | 0 | 0 | 0 | 0 | 0 | 0
PseudoUnit | 0 | 0 | 0 | 0 | 0 | 0
FixedInterchange | 0 | 0 | 0 | 0 | 0 | 0
CO2 Emissions (MMshortTons): EI_US
ReportingType | 2015 | 2020 | 2025 | 2030 | 2035 | 2040
BM | 0 | 0 | 0 | 0 | 0 | 0
CC | 431.32 | 558.34 | 558.36 | 437.73 | 269.95 | 64.05
CSP | 0 | 0 | 0 | 0 | 0 | 0
CT | 0.36 | 0.59 | 0.7 | 0.23 | 0 | 0.03
Coal | 866.51 | 286.24 | 33.62 | 7.26 | 12.08 | 12.55
Geo | 0 | 0 | 0 | 0 | 0 | 0
H | 0 | 0 | 0 | 0 | 0 | 0
LFG | 0 | 0 | 0 | 0 | 0 | 0
Nuc | 0 | 0 | 0 | 0 | 0 | 0
PS | 0 | 0 | 0 | 0 | 0 | 0
PV | 0 | 0 | 0 | 0 | 0 | 0
PeakG | 1.89 | 2.9 | 3.76 | 3.03 | 2.04 | 1.07
PeakO | 0 | 0 | 0 | 0 | 0 | 0
ST | 0 | 0 | 0 | 0 | 0 | 0
STOG | 2.98 | 2.73 | 1.9 | 1.41 | 0.42 | 0.18
STWD | 0 | 0 | 0 | 0 | 0 | 0
WT | 0 | 0 | 0 | 0 | 0 | 0
IGCC | 4.15 | 4.15 | 0.86 | 0.01 | 0 | 0
DemandResponse | 0 | 0 | 0 | 0 | 0 | 0
IGCC-CCS | 0 | 0 | 0 | 0 | 0 | 0
WT_off | 0 | 0 | 0 | 0 | 0 | 0
PseudoUnit | 0 | 0 | 0 | 0 | 0 | 0
FixedInterchange | 0 | 0 | 0 | 0 | 0 | 0
CO2 Emissions (MMshortTons): EI_Canada
ReportingType | 2015 | 2020 | 2025 | 2030 | 2035 | 2040
BM | 0 | 0 | 0 | 0 | 0 | 0
CC | 5.45 | 3.44 | 0.31 | 0.04 | 0.01 | 0.04
CSP | 0 | 0 | 0 | 0 | 0 | 0
CT | 0 | 0 | 0 | 0 | 0 | 0
Coal | 0.29 | 0.05 | 0 | 0 | 0 | 0
Geo | 0 | 0 | 0 | 0 | 0 | 0
H | 0 | 0 | 0 | 0 | 0 | 0
LFG | 0 | 0 | 0 | 0 | 0 | 0
Nuc | 0 | 0 | 0 | 0 | 0 | 0
PS | 0 | 0 | 0 | 0 | 0 | 0
PV | 0 | 0 | 0 | 0 | 0 | 0
PeakG | 0.06 | 0.07 | 0 | 0 | 0 | 0
PeakO | 0 | 0 | 0 | 0 | 0 | 0
ST | 0 | 0 | 0 | 0 | 0 | 0
STOG | 0.01 | 0 | 0 | 0 | 0 | 0
STWD | 0 | 0 | 0 | 0 | 0 | 0
WT | 0 | 0 | 0 | 0 | 0 | 0
IGCC | 0 | 0 | 0 | 0 | 0 | 0
DemandResponse | 0 | 0 | 0 | 0 | 0 | 0
IGCC-CCS | 0 | 0 | 0 | 0 | 0 | 0
WT_off | 0 | 0 | 0 | 0 | 0 | 0
PseudoUnit | 0 | 0 | 0 | 0 | 0 | 0
FixedInterchange | 0 | 0 | 0 | 0 | 0 | 0
CO2 Emissions (MMshortTons): EI
ReportingType | 2015 | 2020 | 2025 | 2030 | 2035 | 2040
BM | 0 | 0 | 0 | 0 | 0 | 0
CC | 436.76 | 561.78 | 558.67 | 437.77 | 269.97 | 64.08
CSP | 0 | 0 | 0 | 0 | 0 | 0
CT | 0.36 | 0.59 | 0.7 | 0.23 | 0 | 0.03
Coal | 866.8 | 286.29 | 33.62 | 7.26 | 12.08 | 12.55
Geo | 0 | 0 | 0 | 0 | 0 | 0
H | 0 | 0 | 0 | 0 | 0 | 0
LFG | 0 | 0 | 0 | 0 | 0 | 0
Nuc | 0 | 0 | 0 | 0 | 0 | 0
PS | 0 | 0 | 0 | 0 | 0 | 0
PV | 0 | 0 | 0 | 0 | 0 | 0
PeakG | 1.95 | 2.97 | 3.76 | 3.03 | 2.04 | 1.07
PeakO | 0 | 0 | 0 | 0 | 0 | 0
ST | 0 | 0 | 0 | 0 | 0 | 0
STOG | 2.99 | 2.73 | 1.9 | 1.41 | 0.42 | 0.18
STWD | 0 | 0 | 0 | 0 | 0 | 0
WT | 0 | 0 | 0 | 0 | 0 | 0
IGCC | 4.15 | 4.15 | 0.86 | 0.01 | 0 | 0
DemandResponse | 0 | 0 | 0 | 0 | 0 | 0
IGCC-CCS | 0 | 0 | 0 | 0 | 0 | 0
WT_off | 0 | 0 | 0 | 0 | 0 | 0
PseudoUnit | 0 | 0 | 0 | 0 | 0 | 0
FixedInterchange | 0 | 0 | 0 | 0 | 0 | 0
CO2 Emissions (MMshortTons): Outside_EI
ReportingType | 2015 | 2020 | 2025 | 2030 | 2035 | 2040
BM | 0 | 0 | 0 | 0 | 0 | 0
CC | 205.33 | 208.46 | 210.2 | 155.39 | 59.47 | 38.21
CSP | 0 | 0 | 0 | 0 | 0 | 0
CT | 0 | 0 | 0 | 0.01 | 0 | 0
Coal | 260.42 | 212.77 | 65.35 | 1.45 | 1.92 | 1.67
Geo | 0 | 0 | 0 | 0 | 0 | 0
H | 0 | 0 | 0 | 0 | 0 | 0
LFG | 0 | 0 | 0 | 0 | 0 | 0
Nuc | 0 | 0 | 0 | 0 | 0 | 0
PS | 0 | 0 | 0 | 0 | 0 | 0
PV | 0 | 0 | 0 | 0 | 0 | 0
PeakG | 0 | 0 | 0 | 0.03 | 0.03 | 0.03
PeakO | 0 | 0 | 0 | 0 | 0 | 0
ST | 0 | 0 | 0 | 0 | 0 | 0
STOG | 1.58 | 2.21 | 0.92 | 0.64 | 0.04 | 0.03
STWD | 0 | 0 | 0 | 0 | 0 | 0
WT | 0 | 0 | 0 | 0 | 0 | 0
IGCC | 0 | 0 | 0 | 0 | 0 | 0
DemandResponse | 0 | 0 | 0 | 0 | 0 | 0
IGCC-CCS | 0 | 0 | 0 | 0 | 0 | 0
WT_off | 0 | 0 | 0 | 0 | 0 | 0
PseudoUnit | 0 | 0 | 0 | 0 | 0 | 0
FixedInterchange | 0 | 0 | 0 | 0 | 0 | 0
CO2 Emissions (MMmetricTons): Entergy
ReportingType | 2015 | 2020 | 2025 | 2030 | 2035 | 2040
BM | 0 | 0 | 0 | 0 | 0 | 0
CC | 27.29 | 37.94 | 37.6 | 31.96 | 14.66 | 4.28
CSP | 0 | 0 | 0 | 0 | 0 | 0
CT | 0 | 0 | 0 | 0 | 0 | 0
Coal | 54.67 | 4.91 | 0.52 | 0.01 | 0 | 0
Geo | 0 | 0 | 0 | 0 | 0 | 0
H | 0 | 0 | 0 | 0 | 0 | 0
LFG | 0 | 0 | 0 | 0 | 0 | 0
Nuc | 0 | 0 | 0 | 0 | 0 | 0
PS | 0 | 0 | 0 | 0 | 0 | 0
PV | 0 | 0 | 0 | 0 | 0 | 0
PeakG | 0 | 0 | 0 | 0 | 0 | 0
PeakO | 0 | 0 | 0 | 0 | 0 | 0
ST | 0 | 0 | 0 | 0 | 0 | 0
STOG | 0.21 | 0.32 | 0 | 0 | 0 | 0
STWD | 0 | 0 | 0 | 0 | 0 | 0
WT | 0 | 0 | 0 | 0 | 0 | 0
IGCC | 0 | 0 | 0 | 0 | 0 | 0
DemandResponse | 0 | 0 | 0 | 0 | 0 | 0
IGCC-CCS | 0 | 0 | 0 | 0 | 0 | 0
WT_off | 0 | 0 | 0 | 0 | 0 | 0
PseudoUnit | 0 | 0 | 0 | 0 | 0 | 0
FixedInterchange | 0 | 0 | 0 | 0 | 0 | 0
CO2 Emissions (MMmetricTons): FRCC
ReportingType | 2015 | 2020 | 2025 | 2030 | 2035 | 2040
BM | 0 | 0 | 0 | 0 | 0 | 0
CC | 68.78 | 71.62 | 69.31 | 38.43 | 15.54 | 9.9
CSP | 0 | 0 | 0 | 0 | 0 | 0
CT | 0.28 | 0.48 | 0.54 | 0.2 | 0 | 0
Coal | 17.18 | 6.55 | 1.17 | 0.17 | 0.49 | 0.59
Geo | 0 | 0 | 0 | 0 | 0 | 0
H | 0 | 0 | 0 | 0 | 0 | 0
LFG | 0 | 0 | 0 | 0 | 0 | 0
Nuc | 0 | 0 | 0 | 0 | 0 | 0
PS | 0 | 0 | 0 | 0 | 0 | 0
PV | 0 | 0 | 0 | 0 | 0 | 0
PeakG | 0.23 | 0.37 | 0.34 | 0.04 | 0.06 | 0.04
PeakO | 0 | 0 | 0 | 0 | 0 | 0
ST | 0 | 0 | 0 | 0 | 0 | 0
STOG | 0 | 0 | 0 | 0 | 0 | 0
STWD | 0 | 0 | 0 | 0 | 0 | 0
WT | 0 | 0 | 0 | 0 | 0 | 0
IGCC | 0 | 0 | 0 | 0 | 0 | 0
DemandResponse | 0 | 0 | 0 | 0 | 0 | 0
IGCC-CCS | 0 | 0 | 0 | 0 | 0 | 0
WT_off | 0 | 0 | 0 | 0 | 0 | 0
PseudoUnit | 0 | 0 | 0 | 0 | 0 | 0
FixedInterchange | 0 | 0 | 0 | 0 | 0 | 0
CO2 Emissions (MMmetricTons): MAPP_US
ReportingType | 2015 | 2020 | 2025 | 2030 | 2035 | 2040
BM | 0 | 0 | 0 | 0 | 0 | 0
CC | 0.36 | 0.08 | 0.12 | 0.07 | 0.07 | 0.04
CSP | 0 | 0 | 0 | 0 | 0 | 0
CT | 0 | 0 | 0 | 0 | 0 | 0
Coal | 11.54 | 4.2 | 0 | 0 | 0 | 0
Geo | 0 | 0 | 0 | 0 | 0 | 0
H | 0 | 0 | 0 | 0 | 0 | 0
LFG | 0 | 0 | 0 | 0 | 0 | 0
Nuc | 0 | 0 | 0 | 0 | 0 | 0
PS | 0 | 0 | 0 | 0 | 0 | 0
PV | 0 | 0 | 0 | 0 | 0 | 0
PeakG | 0.04 | 0.07 | 0.04 | 0.09 | 0.05 | 0.04
PeakO | 0 | 0 | 0 | 0 | 0 | 0
ST | 0 | 0 | 0 | 0 | 0 | 0
STOG | 0 | 0 | 0 | 0 | 0 | 0
STWD | 0 | 0 | 0 | 0 | 0 | 0
WT | 0 | 0 | 0 | 0 | 0 | 0
IGCC | 0 | 0 | 0 | 0 | 0 | 0
DemandResponse | 0 | 0 | 0 | 0 | 0 | 0
IGCC-CCS | 0 | 0 | 0 | 0 | 0 | 0
WT_off | 0 | 0 | 0 | 0 | 0 | 0
PseudoUnit | 0 | 0 | 0 | 0 | 0 | 0
FixedInterchange | 0 | 0 | 0 | 0 | 0 | 0
CO2 Emissions (MMmetricTons): MISO_IN
ReportingType | 2015 | 2020 | 2025 | 2030 | 2035 | 2040
BM | 0 | 0 | 0 | 0 | 0 | 0
CC | 9.69 | 53.24 | 54.05 | 49.28 | 41.67 | 8.3
CSP | 0 | 0 | 0 | 0 | 0 | 0
CT | 0 | 0 | 0 | 0 | 0 | 0
Coal | 47.9 | 19.09 | 2.51 | 0.65 | 2 | 2.07
Geo | 0 | 0 | 0 | 0 | 0 | 0
H | 0 | 0 | 0 | 0 | 0 | 0
LFG | 0 | 0 | 0 | 0 | 0 | 0
Nuc | 0 | 0 | 0 | 0 | 0 | 0
PS | 0 | 0 | 0 | 0 | 0 | 0
PV | 0 | 0 | 0 | 0 | 0 | 0
PeakG | 0 | 0 | 0 | 0 | 0 | 0
PeakO | 0 | 0 | 0 | 0 | 0 | 0
ST | 0 | 0 | 0 | 0 | 0 | 0
STOG | 0.02 | 0.02 | 0.02 | 0.02 | 0 | 0
STWD | 0 | 0 | 0 | 0 | 0 | 0
WT | 0 | 0 | 0 | 0 | 0 | 0
IGCC | 3.76 | 3.76 | 0.78 | 0 | 0 | 0
DemandResponse | 0 | 0 | 0 | 0 | 0 | 0
IGCC-CCS | 0 | 0 | 0 | 0 | 0 | 0
WT_off | 0 | 0 | 0 | 0 | 0 | 0
PseudoUnit | 0 | 0 | 0 | 0 | 0 | 0
FixedInterchange | 0 | 0 | 0 | 0 | 0 | 0
CO2 Emissions (MMmetricTons): MISO_MI
ReportingType | 2015 | 2020 | 2025 | 2030 | 2035 | 2040
BM | 0 | 0 | 0 | 0 | 0 | 0
CC | 7.82 | 6.94 | 7.55 | 4.7 | 3.41 | 0.12
CSP | 0 | 0 | 0 | 0 | 0 | 0
CT | 0 | 0 | 0 | 0 | 0 | 0
Coal | 23.34 | 0 | 0 | 0 | 0 | 0
Geo | 0 | 0 | 0 | 0 | 0 | 0
H | 0 | 0 | 0 | 0 | 0 | 0
LFG | 0 | 0 | 0 | 0 | 0 | 0
Nuc | 0 | 0 | 0 | 0 | 0 | 0
PS | 0 | 0 | 0 | 0 | 0 | 0
PV | 0 | 0 | 0 | 0 | 0 | 0
PeakG | 0.01 | 0 | 0.01 | 0 | 0 | 0
PeakO | 0 | 0 | 0 | 0 | 0 | 0
ST | 0 | 0 | 0 | 0 | 0 | 0
STOG | 0.18 | 0.06 | 0.06 | 0.07 | 0.01 | 0
STWD | 0 | 0 | 0 | 0 | 0 | 0
WT | 0 | 0 | 0 | 0 | 0 | 0
IGCC | 0 | 0 | 0 | 0 | 0 | 0
DemandResponse | 0 | 0 | 0 | 0 | 0 | 0
IGCC-CCS | 0 | 0 | 0 | 0 | 0 | 0
WT_off | 0 | 0 | 0 | 0 | 0 | 0
PseudoUnit | 0 | 0 | 0 | 0 | 0 | 0
FixedInterchange | 0 | 0 | 0 | 0 | 0 | 0
CO2 Emissions (MMmetricTons): MISO_MO-IL
ReportingType | 2015 | 2020 | 2025 | 2030 | 2035 | 2040
BM | 0 | 0 | 0 | 0 | 0 | 0
CC | 1.07 | 5.73 | 5.54 | 3.16 | 1.68 | 0.71
CSP | 0 | 0 | 0 | 0 | 0 | 0
CT | 0 | 0 | 0 | 0 | 0 | 0
Coal | 70.41 | 15.07 | 3.06 | 0.15 | 0.4 | 0.4
Geo | 0 | 0 | 0 | 0 | 0 | 0
H | 0 | 0 | 0 | 0 | 0 | 0
LFG | 0 | 0 | 0 | 0 | 0 | 0
Nuc | 0 | 0 | 0 | 0 | 0 | 0
PS | 0 | 0 | 0 | 0 | 0 | 0
PV | 0 | 0 | 0 | 0 | 0 | 0
PeakG | 0.13 | 0.34 | 0.07 | 0.47 | 0.26 | 0.14
PeakO | 0 | 0 | 0 | 0 | 0 | 0
ST | 0 | 0 | 0 | 0 | 0 | 0
STOG | 0 | 0.01 | 0 | 0 | 0 | 0
STWD | 0 | 0 | 0 | 0 | 0 | 0
WT | 0 | 0 | 0 | 0 | 0 | 0
IGCC | 0 | 0 | 0 | 0 | 0 | 0
DemandResponse | 0 | 0 | 0 | 0 | 0 | 0
IGCC-CCS | 0 | 0 | 0 | 0 | 0 | 0
WT_off | 0 | 0 | 0 | 0 | 0 | 0
PseudoUnit | 0 | 0 | 0 | 0 | 0 | 0
FixedInterchange | 0 | 0 | 0 | 0 | 0 | 0
CO2 Emissions (MMmetricTons): MISO_W
ReportingType | 2015 | 2020 | 2025 | 2030 | 2035 | 2040
BM | 0 | 0 | 0 | 0 | 0 | 0
CC | 3.37 | 4.25 | 1.22 | 1.21 | 0.8 | 0.63
CSP | 0 | 0 | 0 | 0 | 0 | 0
CT | 0 | 0 | 0 | 0 | 0 | 0
Coal | 71.25 | 29.18 | 1.4 | 0.36 | 0.36 | 0.36
Geo | 0 | 0 | 0 | 0 | 0 | 0
H | 0 | 0 | 0 | 0 | 0 | 0
LFG | 0 | 0 | 0 | 0 | 0 | 0
Nuc | 0 | 0 | 0 | 0 | 0 | 0
PS | 0 | 0 | 0 | 0 | 0 | 0
PV | 0 | 0 | 0 | 0 | 0 | 0
PeakG | 0.15 | 0.26 | 0.02 | 0.1 | 0.15 | 0
PeakO | 0 | 0 | 0 | 0 | 0 | 0
ST | 0 | 0 | 0 | 0 | 0 | 0
STOG | 0 | 0 | 0 | 0 | 0 | 0
STWD | 0 | 0 | 0 | 0 | 0 | 0
WT | 0 | 0 | 0 | 0 | 0 | 0
IGCC | 0 | 0 | 0 | 0 | 0 | 0
DemandResponse | 0 | 0 | 0 | 0 | 0 | 0
IGCC-CCS | 0 | 0 | 0 | 0 | 0 | 0
WT_off | 0 | 0 | 0 | 0 | 0 | 0
PseudoUnit | 0 | 0 | 0 | 0 | 0 | 0
FixedInterchange | 0 | 0 | 0 | 0 | 0 | 0
CO2 Emissions (MMmetricTons): MISO_WUMS
ReportingType | 2015 | 2020 | 2025 | 2030 | 2035 | 2040
BM | 0 | 0 | 0 | 0 | 0 | 0
CC | 18.08 | 23.55 | 21.3 | 17.78 | 17.02 | 1.89
CSP | 0 | 0 | 0 | 0 | 0 | 0
CT | 0 | 0 | 0 | 0 | 0 | 0
Coal | 11.2 | 1.39 | 0.49 | 0.12 | 0.29 | 0.45
Geo | 0 | 0 | 0 | 0 | 0 | 0
H | 0 | 0 | 0 | 0 | 0 | 0
LFG | 0 | 0 | 0 | 0 | 0 | 0
Nuc | 0 | 0 | 0 | 0 | 0 | 0
PS | 0 | 0 | 0 | 0 | 0 | 0
PV | 0 | 0 | 0 | 0 | 0 | 0
PeakG | 0 | 0 | 0 | 0 | 0 | 0
PeakO | 0 | 0 | 0 | 0 | 0 | 0
ST | 0 | 0 | 0 | 0 | 0 | 0
STOG | 0 | 0 | 0 | 0 | 0 | 0
STWD | 0 | 0 | 0 | 0 | 0 | 0
WT | 0 | 0 | 0 | 0 | 0 | 0
IGCC | 0 | 0 | 0 | 0 | 0 | 0
DemandResponse | 0 | 0 | 0 | 0 | 0 | 0
IGCC-CCS | 0 | 0 | 0 | 0 | 0 | 0
WT_off | 0 | 0 | 0 | 0 | 0 | 0
PseudoUnit | 0 | 0 | 0 | 0 | 0 | 0
FixedInterchange | 0 | 0 | 0 | 0 | 0 | 0
CO2 Emissions (MMmetricTons): Nebraska
ReportingType | 2015 | 2020 | 2025 | 2030 | 2035 | 2040
BM | 0 | 0 | 0 | 0 | 0 | 0
CC | 0.78 | 5.51 | 5.48 | 4.39 | 2.49 | 1.16
CSP | 0 | 0 | 0 | 0 | 0 | 0
CT | 0 | 0 | 0 | 0 | 0 | 0
Coal | 32.1 | 2.44 | 0.57 | 0.39 | 0.35 | 0.35
Geo | 0 | 0 | 0 | 0 | 0 | 0
H | 0 | 0 | 0 | 0 | 0 | 0
LFG | 0 | 0 | 0 | 0 | 0 | 0
Nuc | 0 | 0 | 0 | 0 | 0 | 0
PS | 0 | 0 | 0 | 0 | 0 | 0
PV | 0 | 0 | 0 | 0 | 0 | 0
PeakG | 0.03 | 0 | 0 | 0.03 | 0 | 0
PeakO | 0 | 0 | 0 | 0 | 0 | 0
ST | 0 | 0 | 0 | 0 | 0 | 0
STOG | 0 | 0 | 0 | 0 | 0 | 0
STWD | 0 | 0 | 0 | 0 | 0 | 0
WT | 0 | 0 | 0 | 0 | 0 | 0
IGCC | 0 | 0 | 0 | 0 | 0 | 0
DemandResponse | 0 | 0 | 0 | 0 | 0 | 0
IGCC-CCS | 0 | 0 | 0 | 0 | 0 | 0
WT_off | 0 | 0 | 0 | 0 | 0 | 0
PseudoUnit | 0 | 0 | 0 | 0 | 0 | 0
FixedInterchange | 0 | 0 | 0 | 0 | 0 | 0
CO2 Emissions (MMmetricTons): NEISO
ReportingType | 2015 | 2020 | 2025 | 2030 | 2035 | 2040
BM | 0 | 0 | 0 | 0 | 0 | 0
CC | 15.62 | 10.34 | 8.59 | 4.26 | 2.25 | 1.36
CSP | 0 | 0 | 0 | 0 | 0 | 0
CT | 0 | 0 | 0.01 | 0 | 0 | 0
Coal | 0.03 | 0 | 0 | 0 | 0 | 0
Geo | 0 | 0 | 0 | 0 | 0 | 0
H | 0 | 0 | 0 | 0 | 0 | 0
LFG | 0 | 0 | 0 | 0 | 0 | 0
Nuc | 0 | 0 | 0 | 0 | 0 | 0
PS | 0 | 0 | 0 | 0 | 0 | 0
PV | 0 | 0 | 0 | 0 | 0 | 0
PeakG | 0 | 0.02 | 0.02 | 0 | 0 | 0
PeakO | 0 | 0 | 0 | 0 | 0 | 0
ST | 0 | 0 | 0 | 0 | 0 | 0
STOG | 0 | 0 | 0 | 0 | 0 | 0
STWD | 0 | 0 | 0 | 0 | 0 | 0
WT | 0 | 0 | 0 | 0 | 0 | 0
IGCC | 0 | 0 | 0 | 0 | 0 | 0
DemandResponse | 0 | 0 | 0 | 0 | 0 | 0
IGCC-CCS | 0 | 0 | 0 | 0 | 0 | 0
WT_off | 0 | 0 | 0 | 0 | 0 | 0
PseudoUnit | 0 | 0 | 0 | 0 | 0 | 0
FixedInterchange | 0 | 0 | 0 | 0 | 0 | 0
CO2 Emissions (MMmetricTons): NonRTO_Midwest
ReportingType | 2015 | 2020 | 2025 | 2030 | 2035 | 2040
BM | 0 | 0 | 0 | 0 | 0 | 0
CC | 7.49 | 13.98 | 13.98 | 13.93 | 11.75 | 0.58
CSP | 0 | 0 | 0 | 0 | 0 | 0
CT | 0 | 0 | 0 | 0 | 0 | 0
Coal | 34.07 | 16.12 | 3.51 | 0.73 | 0.88 | 0.88
Geo | 0 | 0 | 0 | 0 | 0 | 0
H | 0 | 0 | 0 | 0 | 0 | 0
LFG | 0 | 0 | 0 | 0 | 0 | 0
Nuc | 0 | 0 | 0 | 0 | 0 | 0
PS | 0 | 0 | 0 | 0 | 0 | 0
PV | 0 | 0 | 0 | 0 | 0 | 0
PeakG | 0.09 | 0.04 | 0.11 | 0.14 | 0.03 | 0
PeakO | 0 | 0 | 0 | 0 | 0 | 0
ST | 0 | 0 | 0 | 0 | 0 | 0
STOG | 0 | 0 | 0 | 0 | 0 | 0
STWD | 0 | 0 | 0 | 0 | 0 | 0
WT | 0 | 0 | 0 | 0 | 0 | 0
IGCC | 0 | 0 | 0 | 0 | 0 | 0
DemandResponse | 0 | 0 | 0 | 0 | 0 | 0
IGCC-CCS | 0 | 0 | 0 | 0 | 0 | 0
WT_off | 0 | 0 | 0 | 0 | 0 | 0
PseudoUnit | 0 | 0 | 0 | 0 | 0 | 0
FixedInterchange | 0 | 0 | 0 | 0 | 0 | 0
CO2 Emissions (MMmetricTons): NYISO_A-F
ReportingType | 2015 | 2020 | 2025 | 2030 | 2035 | 2040
BM | 0 | 0 | 0 | 0 | 0 | 0
CC | 2.93 | 3.68 | 2.14 | 1.59 | 0.29 | 0.2
CSP | 0 | 0 | 0 | 0 | 0 | 0
CT | 0 | 0 | 0 | 0 | 0 | 0
Coal | 0 | 0 | 0 | 0 | 0 | 0
Geo | 0 | 0 | 0 | 0 | 0 | 0
H | 0 | 0 | 0 | 0 | 0 | 0
LFG | 0 | 0 | 0 | 0 | 0 | 0
Nuc | 0 | 0 | 0 | 0 | 0 | 0
PS | 0 | 0 | 0 | 0 | 0 | 0
PV | 0 | 0 | 0 | 0 | 0 | 0
PeakG | 0 | 0 | 0 | 0 | 0 | 0
PeakO | 0 | 0 | 0 | 0 | 0 | 0
ST | 0 | 0 | 0 | 0 | 0 | 0
STOG | 0 | 0 | 0 | 0 | 0 | 0
STWD | 0 | 0 | 0 | 0 | 0 | 0
WT | 0 | 0 | 0 | 0 | 0 | 0
IGCC | 0 | 0 | 0 | 0 | 0 | 0
DemandResponse | 0 | 0 | 0 | 0 | 0 | 0
IGCC-CCS | 0 | 0 | 0 | 0 | 0 | 0
WT_off | 0 | 0 | 0 | 0 | 0 | 0
PseudoUnit | 0 | 0 | 0 | 0 | 0 | 0
FixedInterchange | 0 | 0 | 0 | 0 | 0 | 0
CO2 Emissions (MMmetricTons): NYISO_G-I
ReportingType | 2015 | 2020 | 2025 | 2030 | 2035 | 2040
BM | 0 | 0 | 0 | 0 | 0 | 0
CC | 1.47 | 2.46 | 1.31 | 0.46 | 0.43 | 0.2
CSP | 0 | 0 | 0 | 0 | 0 | 0
CT | 0 | 0 | 0 | 0 | 0 | 0
Coal | 0 | 0 | 0 | 0 | 0 | 0
Geo | 0 | 0 | 0 | 0 | 0 | 0
H | 0 | 0 | 0 | 0 | 0 | 0
LFG | 0 | 0 | 0 | 0 | 0 | 0
Nuc | 0 | 0 | 0 | 0 | 0 | 0
PS | 0 | 0 | 0 | 0 | 0 | 0
PV | 0 | 0 | 0 | 0 | 0 | 0
PeakG | 0 | 0 | 0 | 0 | 0 | 0
PeakO | 0 | 0 | 0 | 0 | 0 | 0
ST | 0 | 0 | 0 | 0 | 0 | 0
STOG | 0 | 0 | 0 | 0 | 0 | 0
STWD | 0 | 0 | 0 | 0 | 0 | 0
WT | 0 | 0 | 0 | 0 | 0 | 0
IGCC | 0 | 0 | 0 | 0 | 0 | 0
DemandResponse | 0 | 0 | 0 | 0 | 0 | 0
IGCC-CCS | 0 | 0 | 0 | 0 | 0 | 0
WT_off | 0 | 0 | 0 | 0 | 0 | 0
PseudoUnit | 0 | 0 | 0 | 0 | 0 | 0
FixedInterchange | 0 | 0 | 0 | 0 | 0 | 0
CO2 Emissions (MMmetricTons): NYISO_J-K
ReportingType | 2015 | 2020 | 2025 | 2030 | 2035 | 2040
BM | 0 | 0 | 0 | 0 | 0 | 0
CC | 8.52 | 9.2 | 8.34 | 4.96 | 4.37 | 3.35
CSP | 0 | 0 | 0 | 0 | 0 | 0
CT | 0 | 0 | 0 | 0 | 0 | 0
Coal | 0 | 0 | 0 | 0 | 0 | 0
Geo | 0 | 0 | 0 | 0 | 0 | 0
H | 0 | 0 | 0 | 0 | 0 | 0
LFG | 0 | 0 | 0 | 0 | 0 | 0
Nuc | 0 | 0 | 0 | 0 | 0 | 0
PS | 0 | 0 | 0 | 0 | 0 | 0
PV | 0 | 0 | 0 | 0 | 0 | 0
PeakG | 0.03 | 0.04 | 0.07 | 0.07 | 0.19 | 0.14
PeakO | 0 | 0 | 0 | 0 | 0 | 0
ST | 0 | 0 | 0 | 0 | 0 | 0
STOG | 0.25 | 0.37 | 0.54 | 0.51 | 0.23 | 0.12
STWD | 0 | 0 | 0 | 0 | 0 | 0
WT | 0 | 0 | 0 | 0 | 0 | 0
IGCC | 0 | 0 | 0 | 0 | 0 | 0
DemandResponse | 0 | 0 | 0 | 0 | 0 | 0
IGCC-CCS | 0 | 0 | 0 | 0 | 0 | 0
WT_off | 0 | 0 | 0 | 0 | 0 | 0
PseudoUnit | 0 | 0 | 0 | 0 | 0 | 0
FixedInterchange | 0 | 0 | 0 | 0 | 0 | 0
CO2 Emissions (MMmetricTons): PJM_E
ReportingType | 2015 | 2020 | 2025 | 2030 | 2035 | 2040
BM | 0 | 0 | 0 | 0 | 0 | 0
CC | 16.73 | 18.36 | 20.64 | 16.46 | 13.32 | 5.49
CSP | 0 | 0 | 0 | 0 | 0 | 0
CT | 0 | 0 | 0 | 0 | 0 | 0
Coal | 0.62 | 0.45 | 0.19 | 0 | 0.08 | 0.17
Geo | 0 | 0 | 0 | 0 | 0 | 0
H | 0 | 0 | 0 | 0 | 0 | 0
LFG | 0 | 0 | 0 | 0 | 0 | 0
Nuc | 0 | 0 | 0 | 0 | 0 | 0
PS | 0 | 0 | 0 | 0 | 0 | 0
PV | 0 | 0 | 0 | 0 | 0 | 0
PeakG | 0.02 | 0.15 | 0.28 | 0.4 | 0.18 | 0.15
PeakO | 0 | 0 | 0 | 0 | 0 | 0
ST | 0 | 0 | 0 | 0 | 0 | 0
STOG | 0.16 | 0.28 | 0 | 0 | 0 | 0
STWD | 0 | 0 | 0 | 0 | 0 | 0
WT | 0 | 0 | 0 | 0 | 0 | 0
IGCC | 0 | 0 | 0 | 0 | 0 | 0
DemandResponse | 0 | 0 | 0 | 0 | 0 | 0
IGCC-CCS | 0 | 0 | 0 | 0 | 0 | 0
WT_off | 0 | 0 | 0 | 0 | 0 | 0
PseudoUnit | 0 | 0 | 0 | 0 | 0 | 0
FixedInterchange | 0 | 0 | 0 | 0 | 0 | 0
CO2 Emissions (MMmetricTons): PJM_ROM
ReportingType | 2015 | 2020 | 2025 | 2030 | 2035 | 2040
BM | 0 | 0 | 0 | 0 | 0 | 0
CC | 7.66 | 8.58 | 9.78 | 7.73 | 5.68 | 0.79
CSP | 0 | 0 | 0 | 0 | 0 | 0
CT | 0 | 0 | 0 | 0 | 0 | 0
Coal | 10.79 | 2.61 | 0.3 | 0.1 | 0.18 | 0.18
Geo | 0 | 0 | 0 | 0 | 0 | 0
H | 0 | 0 | 0 | 0 | 0 | 0
LFG | 0 | 0 | 0 | 0 | 0 | 0
Nuc | 0 | 0 | 0 | 0 | 0 | 0
PS | 0 | 0 | 0 | 0 | 0 | 0
PV | 0 | 0 | 0 | 0 | 0 | 0
PeakG | 0 | 0.01 | 0.03 | 0.18 | 0.1 | 0.09
PeakO | 0 | 0 | 0 | 0 | 0 | 0
ST | 0 | 0 | 0 | 0 | 0 | 0
STOG | 0.39 | 0.63 | 0.06 | 0 | 0 | 0
STWD | 0 | 0 | 0 | 0 | 0 | 0
WT | 0 | 0 | 0 | 0 | 0 | 0
IGCC | 0 | 0 | 0 | 0 | 0 | 0
DemandResponse | 0 | 0 | 0 | 0 | 0 | 0
IGCC-CCS | 0 | 0 | 0 | 0 | 0 | 0
WT_off | 0 | 0 | 0 | 0 | 0 | 0
PseudoUnit | 0 | 0 | 0 | 0 | 0 | 0
FixedInterchange | 0 | 0 | 0 | 0 | 0 | 0
CO2 Emissions (MMmetricTons): PJM_ROR
ReportingType | 2015 | 2020 | 2025 | 2030 | 2035 | 2040
BM | 0 | 0 | 0 | 0 | 0 | 0
CC | 59.87 | 74.91 | 79.16 | 69.83 | 57.36 | 4.2
CSP | 0 | 0 | 0 | 0 | 0 | 0
CT | 0 | 0 | 0 | 0 | 0 | 0
Coal | 172.27 | 92.46 | 11.59 | 2.26 | 3.75 | 3.75
Geo | 0 | 0 | 0 | 0 | 0 | 0
H | 0 | 0 | 0 | 0 | 0 | 0
LFG | 0 | 0 | 0 | 0 | 0 | 0
Nuc | 0 | 0 | 0 | 0 | 0 | 0
PS | 0 | 0 | 0 | 0 | 0 | 0
PV | 0 | 0 | 0 | 0 | 0 | 0
PeakG | 0.5 | 0.62 | 1.11 | 0.9 | 0.66 | 0.25
PeakO | 0 | 0 | 0 | 0 | 0 | 0
ST | 0 | 0 | 0 | 0 | 0 | 0
STOG | 0.23 | 0.44 | 0.21 | 0 | 0 | 0
STWD | 0 | 0 | 0 | 0 | 0 | 0
WT | 0 | 0 | 0 | 0 | 0 | 0
IGCC | 0 | 0 | 0 | 0 | 0 | 0
DemandResponse | 0 | 0 | 0 | 0 | 0 | 0
IGCC-CCS | 0 | 0 | 0 | 0 | 0 | 0
WT_off | 0 | 0 | 0 | 0 | 0 | 0
PseudoUnit | 0 | 0 | 0 | 0 | 0 | 0
FixedInterchange | 0 | 0 | 0 | 0 | 0 | 0
CO2 Emissions (MMmetricTons): SOCO
ReportingType | 2015 | 2020 | 2025 | 2030 | 2035 | 2040
BM | 0 | 0 | 0 | 0 | 0 | 0
CC | 54.11 | 63.08 | 65.01 | 41.07 | 15.44 | 2.98
CSP | 0 | 0 | 0 | 0 | 0 | 0
CT | 0 | 0 | 0 | 0 | 0 | 0
Coal | 35.63 | 11.8 | 0.66 | 0.87 | 0.87 | 0.87
Geo | 0 | 0 | 0 | 0 | 0 | 0
H | 0 | 0 | 0 | 0 | 0 | 0
LFG | 0 | 0 | 0 | 0 | 0 | 0
Nuc | 0 | 0 | 0 | 0 | 0 | 0
PS | 0 | 0 | 0 | 0 | 0 | 0
PV | 0 | 0 | 0 | 0 | 0 | 0
PeakG | 0.41 | 0.58 | 1.07 | 0.07 | 0.09 | 0.04
PeakO | 0 | 0 | 0 | 0 | 0 | 0
ST | 0 | 0 | 0 | 0 | 0 | 0
STOG | 0 | 0 | 0 | 0 | 0 | 0
STWD | 0 | 0 | 0 | 0 | 0 | 0
WT | 0 | 0 | 0 | 0 | 0 | 0
IGCC | 0 | 0 | 0 | 0 | 0 | 0
DemandResponse | 0 | 0 | 0 | 0 | 0 | 0
IGCC-CCS | 0 | 0 | 0 | 0 | 0 | 0
WT_off | 0 | 0 | 0 | 0 | 0 | 0
PseudoUnit | 0 | 0 | 0 | 0 | 0 | 0
FixedInterchange | 0 | 0 | 0 | 0 | 0 | 0
CO2 Emissions (MMmetricTons): SPP_N
ReportingType | 2015 | 2020 | 2025 | 2030 | 2035 | 2040
BM | 0 | 0 | 0 | 0 | 0 | 0
CC | 4.73 | 10.14 | 8.6 | 7.69 | 2.74 | 1.84
CSP | 0 | 0 | 0 | 0 | 0 | 0
CT | 0 | 0 | 0 | 0 | 0 | 0
Coal | 57.12 | 18.75 | 1.76 | 0.34 | 0.81 | 0.81
Geo | 0 | 0 | 0 | 0 | 0 | 0
H | 0 | 0 | 0 | 0 | 0 | 0
LFG | 0 | 0 | 0 | 0 | 0 | 0
Nuc | 0 | 0 | 0 | 0 | 0 | 0
PS | 0 | 0 | 0 | 0 | 0 | 0
PV | 0 | 0 | 0 | 0 | 0 | 0
PeakG | 0.01 | 0 | 0 | 0.01 | 0 | 0
PeakO | 0 | 0 | 0 | 0 | 0 | 0
ST | 0 | 0 | 0 | 0 | 0 | 0
STOG | 0.1 | 0.01 | 0.05 | 0.1 | 0 | 0
STWD | 0 | 0 | 0 | 0 | 0 | 0
WT | 0 | 0 | 0 | 0 | 0 | 0
IGCC | 0 | 0 | 0 | 0 | 0 | 0
DemandResponse | 0 | 0 | 0 | 0 | 0 | 0
IGCC-CCS | 0 | 0 | 0 | 0 | 0 | 0
WT_off | 0 | 0 | 0 | 0 | 0 | 0
PseudoUnit | 0 | 0 | 0 | 0 | 0 | 0
FixedInterchange | 0 | 0 | 0 | 0 | 0 | 0
CO2 Emissions (MMmetricTons): SPP_S
ReportingType | 2015 | 2020 | 2025 | 2030 | 2035 | 2040
BM | 0 | 0 | 0 | 0 | 0 | 0
CC | 15.63 | 16.14 | 18.37 | 17.05 | 7.66 | 5.37
CSP | 0 | 0 | 0 | 0 | 0 | 0
CT | 0.01 | 0 | 0 | 0 | 0 | 0.02
Coal | 79.99 | 8.09 | 0.69 | 0 | 0 | 0
Geo | 0 | 0 | 0 | 0 | 0 | 0
H | 0 | 0 | 0 | 0 | 0 | 0
LFG | 0 | 0 | 0 | 0 | 0 | 0
Nuc | 0 | 0 | 0 | 0 | 0 | 0
PS | 0 | 0 | 0 | 0 | 0 | 0
PV | 0 | 0 | 0 | 0 | 0 | 0
PeakG | 0 | 0 | 0 | 0 | 0 | 0
PeakO | 0 | 0 | 0 | 0 | 0 | 0
ST | 0 | 0 | 0 | 0 | 0 | 0
STOG | 1.16 | 0.33 | 0.78 | 0.58 | 0.14 | 0.04
STWD | 0 | 0 | 0 | 0 | 0 | 0
WT | 0 | 0 | 0 | 0 | 0 | 0
IGCC | 0 | 0 | 0 | 0 | 0 | 0
DemandResponse | 0 | 0 | 0 | 0 | 0 | 0
IGCC-CCS | 0 | 0 | 0 | 0 | 0 | 0
WT_off | 0 | 0 | 0 | 0 | 0 | 0
PseudoUnit | 0 | 0 | 0 | 0 | 0 | 0
FixedInterchange | 0 | 0 | 0 | 0 | 0 | 0
CO2 Emissions (MMmetricTons): TVA
ReportingType | 2015 | 2020 | 2025 | 2030 | 2035 | 2040
BM | 0 | 0 | 0 | 0 | 0 | 0
CC | 17.33 | 25.57 | 28.32 | 26.22 | 12.48 | 1.16
CSP | 0 | 0 | 0 | 0 | 0 | 0
CT | 0 | 0 | 0 | 0 | 0 | 0
Coal | 32.45 | 12.83 | 0.41 | 0 | 0 | 0
Geo | 0 | 0 | 0 | 0 | 0 | 0
H | 0 | 0 | 0 | 0 | 0 | 0
LFG | 0 | 0 | 0 | 0 | 0 | 0
Nuc | 0 | 0 | 0 | 0 | 0 | 0
PS | 0 | 0 | 0 | 0 | 0 | 0
PV | 0 | 0 | 0 | 0 | 0 | 0
PeakG | 0 | 0 | 0 | 0 | 0 | 0
PeakO | 0 | 0 | 0 | 0 | 0 | 0
ST | 0 | 0 | 0 | 0 | 0 | 0
STOG | 0 | 0 | 0 | 0 | 0 | 0
STWD | 0 | 0 | 0 | 0 | 0 | 0
WT | 0 | 0 | 0 | 0 | 0 | 0
IGCC | 0 | 0 | 0 | 0 | 0 | 0
DemandResponse | 0 | 0 | 0 | 0 | 0 | 0
IGCC-CCS | 0 | 0 | 0 | 0 | 0 | 0
WT_off | 0 | 0 | 0 | 0 | 0 | 0
PseudoUnit | 0 | 0 | 0 | 0 | 0 | 0
FixedInterchange | 0 | 0 | 0 | 0 | 0 | 0
CO2 Emissions (MMmetricTons): TVA_Transmission
ReportingType | 2015 | 2020 | 2025 | 2030 | 2035 | 2040
BM | 0 | 0 | 0 | 0 | 0 | 0
CC | 0 | 0 | 0 | 0 | 0 | 0
CSP | 0 | 0 | 0 | 0 | 0 | 0
CT | 0 | 0 | 0 | 0 | 0 | 0
Coal | 0 | 0 | 0 | 0 | 0 | 0
Geo | 0 | 0 | 0 | 0 | 0 | 0
H | 0 | 0 | 0 | 0 | 0 | 0
LFG | 0 | 0 | 0 | 0 | 0 | 0
Nuc | 0 | 0 | 0 | 0 | 0 | 0
PS | 0 | 0 | 0 | 0 | 0 | 0
PV | 0 | 0 | 0 | 0 | 0 | 0
PeakG | 0 | 0 | 0 | 0 | 0 | 0
PeakO | 0 | 0 | 0 | 0 | 0 | 0
ST | 0 | 0 | 0 | 0 | 0 | 0
STOG | 0 | 0 | 0 | 0 | 0 | 0
STWD | 0 | 0 | 0 | 0 | 0 | 0
WT | 0 | 0 | 0 | 0 | 0 | 0
IGCC | 0 | 0 | 0 | 0 | 0 | 0
DemandResponse | 0 | 0 | 0 | 0 | 0 | 0
IGCC-CCS | 0 | 0 | 0 | 0 | 0 | 0
WT_off | 0 | 0 | 0 | 0 | 0 | 0
PseudoUnit | 0 | 0 | 0 | 0 | 0 | 0
FixedInterchange | 0 | 0 | 0 | 0 | 0 | 0
CO2 Emissions (MMmetricTons): VACAR
ReportingType | 2015 | 2020 | 2025 | 2030 | 2035 | 2040
BM | 0 | 0 | 0 | 0 | 0 | 0
CC | 41.95 | 41.22 | 40.13 | 34.9 | 13.78 | 3.55
CSP | 0 | 0 | 0 | 0 | 0 | 0
CT | 0.04 | 0.04 | 0.08 | 0 | 0 | 0
Coal | 23.55 | 13.75 | 1.66 | 0.45 | 0.49 | 0.5
Geo | 0 | 0 | 0 | 0 | 0 | 0
H | 0 | 0 | 0 | 0 | 0 | 0
LFG | 0 | 0 | 0 | 0 | 0 | 0
Nuc | 0 | 0 | 0 | 0 | 0 | 0
PS | 0 | 0 | 0 | 0 | 0 | 0
PV | 0 | 0 | 0 | 0 | 0 | 0
PeakG | 0.06 | 0.14 | 0.23 | 0.25 | 0.07 | 0.07
PeakO | 0 | 0 | 0 | 0 | 0 | 0
ST | 0 | 0 | 0 | 0 | 0 | 0
STOG | 0 | 0 | 0 | 0 | 0 | 0
STWD | 0 | 0 | 0 | 0 | 0 | 0
WT | 0 | 0 | 0 | 0 | 0 | 0
IGCC | 0 | 0 | 0 | 0 | 0 | 0
DemandResponse | 0 | 0 | 0 | 0 | 0 | 0
IGCC-CCS | 0 | 0 | 0 | 0 | 0 | 0
WT_off | 0 | 0 | 0 | 0 | 0 | 0
PseudoUnit | 0 | 0 | 0 | 0 | 0 | 0
FixedInterchange | 0 | 0 | 0 | 0 | 0 | 0
CO2 Emissions (MMmetricTons): IESO
ReportingType | 2015 | 2020 | 2025 | 2030 | 2035 | 2040
BM | 0 | 0 | 0 | 0 | 0 | 0
CC | 2.01 | 0.18 | 0.03 | 0.04 | 0.01 | 0.03
CSP | 0 | 0 | 0 | 0 | 0 | 0
CT | 0 | 0 | 0 | 0 | 0 | 0
Coal | 0 | 0 | 0 | 0 | 0 | 0
Geo | 0 | 0 | 0 | 0 | 0 | 0
H | 0 | 0 | 0 | 0 | 0 | 0
LFG | 0 | 0 | 0 | 0 | 0 | 0
Nuc | 0 | 0 | 0 | 0 | 0 | 0
PS | 0 | 0 | 0 | 0 | 0 | 0
PV | 0 | 0 | 0 | 0 | 0 | 0
PeakG | 0 | 0 | 0 | 0 | 0 | 0
PeakO | 0 | 0 | 0 | 0 | 0 | 0
ST | 0 | 0 | 0 | 0 | 0 | 0
STOG | 0 | 0 | 0 | 0 | 0 | 0
STWD | 0 | 0 | 0 | 0 | 0 | 0
WT | 0 | 0 | 0 | 0 | 0 | 0
IGCC | 0 | 0 | 0 | 0 | 0 | 0
DemandResponse | 0 | 0 | 0 | 0 | 0 | 0
IGCC-CCS | 0 | 0 | 0 | 0 | 0 | 0
WT_off | 0 | 0 | 0 | 0 | 0 | 0
PseudoUnit | 0 | 0 | 0 | 0 | 0 | 0
FixedInterchange | 0 | 0 | 0 | 0 | 0 | 0
CO2 Emissions (MMmetricTons): MAPP_CA
ReportingType | 2015 | 2020 | 2025 | 2030 | 2035 | 2040
BM | 0 | 0 | 0 | 0 | 0 | 0
CC | 2.94 | 2.94 | 0.25 | 0 | 0 | 0
CSP | 0 | 0 | 0 | 0 | 0 | 0
CT | 0 | 0 | 0 | 0 | 0 | 0
Coal | 0.26 | 0.04 | 0 | 0 | 0 | 0
Geo | 0 | 0 | 0 | 0 | 0 | 0
H | 0 | 0 | 0 | 0 | 0 | 0
LFG | 0 | 0 | 0 | 0 | 0 | 0
Nuc | 0 | 0 | 0 | 0 | 0 | 0
PS | 0 | 0 | 0 | 0 | 0 | 0
PV | 0 | 0 | 0 | 0 | 0 | 0
PeakG | 0.05 | 0.06 | 0 | 0 | 0 | 0
PeakO | 0 | 0 | 0 | 0 | 0 | 0
ST | 0 | 0 | 0 | 0 | 0 | 0
STOG | 0.01 | 0 | 0 | 0 | 0 | 0
STWD | 0 | 0 | 0 | 0 | 0 | 0
WT | 0 | 0 | 0 | 0 | 0 | 0
IGCC | 0 | 0 | 0 | 0 | 0 | 0
DemandResponse | 0 | 0 | 0 | 0 | 0 | 0
IGCC-CCS | 0 | 0 | 0 | 0 | 0 | 0
WT_off | 0 | 0 | 0 | 0 | 0 | 0
PseudoUnit | 0 | 0 | 0 | 0 | 0 | 0
FixedInterchange | 0 | 0 | 0 | 0 | 0 | 0
CO2 Emissions (MMmetricTons): AZ_NM_SNV_Coal
ReportingType | 2015 | 2020 | 2025 | 2030 | 2035 | 2040
BM | 0 | 0 | 0 | 0 | 0 | 0
CC | 0 | 0 | 0 | 0 | 0 | 0
CSP | 0 | 0 | 0 | 0 | 0 | 0
CT | 0 | 0 | 0 | 0 | 0 | 0
Coal | 47.57 | 43.18 | 9.53 | 0.06 | 0.38 | 0.2
Geo | 0 | 0 | 0 | 0 | 0 | 0
H | 0 | 0 | 0 | 0 | 0 | 0
LFG | 0 | 0 | 0 | 0 | 0 | 0
Nuc | 0 | 0 | 0 | 0 | 0 | 0
PS | 0 | 0 | 0 | 0 | 0 | 0
PV | 0 | 0 | 0 | 0 | 0 | 0
PeakG | 0 | 0 | 0 | 0 | 0 | 0
PeakO | 0 | 0 | 0 | 0 | 0 | 0
ST | 0 | 0 | 0 | 0 | 0 | 0
STOG | 0 | 0 | 0 | 0 | 0 | 0
STWD | 0 | 0 | 0 | 0 | 0 | 0
WT | 0 | 0 | 0 | 0 | 0 | 0
IGCC | 0 | 0 | 0 | 0 | 0 | 0
DemandResponse | 0 | 0 | 0 | 0 | 0 | 0
IGCC-CCS | 0 | 0 | 0 | 0 | 0 | 0
WT_off | 0 | 0 | 0 | 0 | 0 | 0
PseudoUnit | 0 | 0 | 0 | 0 | 0 | 0
FixedInterchange | 0 | 0 | 0 | 0 | 0 | 0
CO2 Emissions (MMmetricTons): AZ_NM_SNV_Gas
ReportingType | 2015 | 2020 | 2025 | 2030 | 2035 | 2040
BM | 0 | 0 | 0 | 0 | 0 | 0
CC | 24.9 | 20.4 | 30.95 | 19.01 | 6.18 | 4.47
CSP | 0 | 0 | 0 | 0 | 0 | 0
CT | 0 | 0 | 0 | 0 | 0 | 0
Coal | 0 | 0 | 0 | 0 | 0 | 0
Geo | 0 | 0 | 0 | 0 | 0 | 0
H | 0 | 0 | 0 | 0 | 0 | 0
LFG | 0 | 0 | 0 | 0 | 0 | 0
Nuc | 0 | 0 | 0 | 0 | 0 | 0
PS | 0 | 0 | 0 | 0 | 0 | 0
PV | 0 | 0 | 0 | 0 | 0 | 0
PeakG | 0 | 0 | 0 | 0 | 0 | 0
PeakO | 0 | 0 | 0 | 0 | 0 | 0
ST | 0 | 0 | 0 | 0 | 0 | 0
STOG | 0 | 0 | 0 | 0 | 0 | 0
STWD | 0 | 0 | 0 | 0 | 0 | 0
WT | 0 | 0 | 0 | 0 | 0 | 0
IGCC | 0 | 0 | 0 | 0 | 0 | 0
DemandResponse | 0 | 0 | 0 | 0 | 0 | 0
IGCC-CCS | 0 | 0 | 0 | 0 | 0 | 0
WT_off | 0 | 0 | 0 | 0 | 0 | 0
PseudoUnit | 0 | 0 | 0 | 0 | 0 | 0
FixedInterchange | 0 | 0 | 0 | 0 | 0 | 0
CO2 Emissions (MMmetricTons): AZ_NM_SNV_NucRenew
ReportingType | 2015 | 2020 | 2025 | 2030 | 2035 | 2040
BM | 0 | 0 | 0 | 0 | 0 | 0
CC | 0 | 0 | 0 | 0 | 0 | 0
CSP | 0 | 0 | 0 | 0 | 0 | 0
CT | 0 | 0 | 0 | 0 | 0 | 0
Coal | 0 | 0 | 0 | 0 | 0 | 0
Geo | 0 | 0 | 0 | 0 | 0 | 0
H | 0 | 0 | 0 | 0 | 0 | 0
LFG | 0 | 0 | 0 | 0 | 0 | 0
Nuc | 0 | 0 | 0 | 0 | 0 | 0
PS | 0 | 0 | 0 | 0 | 0 | 0
PV | 0 | 0 | 0 | 0 | 0 | 0
PeakG | 0 | 0 | 0 | 0 | 0 | 0
PeakO | 0 | 0 | 0 | 0 | 0 | 0
ST | 0 | 0 | 0 | 0 | 0 | 0
STOG | 0 | 0 | 0 | 0 | 0 | 0
STWD | 0 | 0 | 0 | 0 | 0 | 0
WT | 0 | 0 | 0 | 0 | 0 | 0
IGCC | 0 | 0 | 0 | 0 | 0 | 0
DemandResponse | 0 | 0 | 0 | 0 | 0 | 0
IGCC-CCS | 0 | 0 | 0 | 0 | 0 | 0
WT_off | 0 | 0 | 0 | 0 | 0 | 0
PseudoUnit | 0 | 0 | 0 | 0 | 0 | 0
FixedInterchange | 0 | 0 | 0 | 0 | 0 | 0
CO2 Emissions (MMmetricTons): ERCOT
ReportingType | 2015 | 2020 | 2025 | 2030 | 2035 | 2040
BM | 0 | 0 | 0 | 0 | 0 | 0
CC | 76.42 | 82.76 | 71.09 | 63.78 | 28.2 | 18.54
CSP | 0 | 0 | 0 | 0 | 0 | 0
CT | 0 | 0 | 0 | 0 | 0 | 0
Coal | 40.85 | 25.97 | 1.13 | 0.65 | 0.76 | 0.76
Geo | 0 | 0 | 0 | 0 | 0 | 0
H | 0 | 0 | 0 | 0 | 0 | 0
LFG | 0 | 0 | 0 | 0 | 0 | 0
Nuc | 0 | 0 | 0 | 0 | 0 | 0
PS | 0 | 0 | 0 | 0 | 0 | 0
PV | 0 | 0 | 0 | 0 | 0 | 0
PeakG | 0 | 0 | 0 | 0.03 | 0.02 | 0.02
PeakO | 0 | 0 | 0 | 0 | 0 | 0
ST | 0 | 0 | 0 | 0 | 0 | 0
STOG | 1.15 | 1.87 | 0.56 | 0.48 | 0 | 0
STWD | 0 | 0 | 0 | 0 | 0 | 0
WT | 0 | 0 | 0 | 0 | 0 | 0
IGCC | 0 | 0 | 0 | 0 | 0 | 0
DemandResponse | 0 | 0 | 0 | 0 | 0 | 0
IGCC-CCS | 0 | 0 | 0 | 0 | 0 | 0
WT_off | 0 | 0 | 0 | 0 | 0 | 0
PseudoUnit | 0 | 0 | 0 | 0 | 0 | 0
FixedInterchange | 0 | 0 | 0 | 0 | 0 | 0
CO2 Emissions (MMmetricTons): NP15
ReportingType | 2015 | 2020 | 2025 | 2030 | 2035 | 2040
BM | 0 | 0 | 0 | 0 | 0 | 0
CC | 21.91 | 21.37 | 21.38 | 14.54 | 4.51 | 2.42
CSP | 0 | 0 | 0 | 0 | 0 | 0
CT | 0 | 0 | 0 | 0 | 0 | 0
Coal | 1.57 | 0 | 0 | 0 | 0 | 0
Geo | 0 | 0 | 0 | 0 | 0 | 0
H | 0 | 0 | 0 | 0 | 0 | 0
LFG | 0 | 0 | 0 | 0 | 0 | 0
Nuc | 0 | 0 | 0 | 0 | 0 | 0
PS | 0 | 0 | 0 | 0 | 0 | 0
PV | 0 | 0 | 0 | 0 | 0 | 0
PeakG | 0 | 0 | 0 | 0 | 0 | 0
PeakO | 0 | 0 | 0 | 0 | 0 | 0
ST | 0 | 0 | 0 | 0 | 0 | 0
STOG | 0.04 | 0.02 | 0.04 | 0 | 0 | 0
STWD | 0 | 0 | 0 | 0 | 0 | 0
WT | 0 | 0 | 0 | 0 | 0 | 0
IGCC | 0 | 0 | 0 | 0 | 0 | 0
DemandResponse | 0 | 0 | 0 | 0 | 0 | 0
IGCC-CCS | 0 | 0 | 0 | 0 | 0 | 0
WT_off | 0 | 0 | 0 | 0 | 0 | 0
PseudoUnit | 0 | 0 | 0 | 0 | 0 | 0
FixedInterchange | 0 | 0 | 0 | 0 | 0 | 0
CO2 Emissions (MMmetricTons): NWPP_Coal
ReportingType | 2015 | 2020 | 2025 | 2030 | 2035 | 2040
BM | 0 | 0 | 0 | 0 | 0 | 0
CC | 0 | 0 | 0 | 0 | 0 | 0
CSP | 0 | 0 | 0 | 0 | 0 | 0
CT | 0 | 0 | 0 | 0 | 0 | 0
Coal | 49.6 | 37.39 | 0.16 | 0.16 | 0.16 | 0.16
Geo | 0 | 0 | 0 | 0 | 0 | 0
H | 0 | 0 | 0 | 0 | 0 | 0
LFG | 0 | 0 | 0 | 0 | 0 | 0
Nuc | 0 | 0 | 0 | 0 | 0 | 0
PS | 0 | 0 | 0 | 0 | 0 | 0
PV | 0 | 0 | 0 | 0 | 0 | 0
PeakG | 0 | 0 | 0 | 0 | 0 | 0
PeakO | 0 | 0 | 0 | 0 | 0 | 0
ST | 0 | 0 | 0 | 0 | 0 | 0
STOG | 0 | 0 | 0 | 0 | 0 | 0
STWD | 0 | 0 | 0 | 0 | 0 | 0
WT | 0 | 0 | 0 | 0 | 0 | 0
IGCC | 0 | 0 | 0 | 0 | 0 | 0
DemandResponse | 0 | 0 | 0 | 0 | 0 | 0
IGCC-CCS | 0 | 0 | 0 | 0 | 0 | 0
WT_off | 0 | 0 | 0 | 0 | 0 | 0
PseudoUnit | 0 | 0 | 0 | 0 | 0 | 0
FixedInterchange | 0 | 0 | 0 | 0 | 0 | 0
CO2 Emissions (MMmetricTons): NWPP_Gas
ReportingType | 2015 | 2020 | 2025 | 2030 | 2035 | 2040
BM | 0 | 0 | 0 | 0 | 0 | 0
CC | 19.13 | 23.46 | 23.46 | 14.41 | 2.29 | 1.96
CSP | 0 | 0 | 0 | 0 | 0 | 0
CT | 0 | 0 | 0 | 0 | 0 | 0
Coal | 0 | 0 | 0 | 0 | 0 | 0
Geo | 0 | 0 | 0 | 0 | 0 | 0
H | 0 | 0 | 0 | 0 | 0 | 0
LFG | 0 | 0 | 0 | 0 | 0 | 0
Nuc | 0 | 0 | 0 | 0 | 0 | 0
PS | 0 | 0 | 0 | 0 | 0 | 0
PV | 0 | 0 | 0 | 0 | 0 | 0
PeakG | 0 | 0 | 0 | 0 | 0 | 0
PeakO | 0 | 0 | 0 | 0 | 0 | 0
ST | 0 | 0 | 0 | 0 | 0 | 0
STOG | 0 | 0 | 0 | 0 | 0 | 0
STWD | 0 | 0 | 0 | 0 | 0 | 0
WT | 0 | 0 | 0 | 0 | 0 | 0
IGCC | 0 | 0 | 0 | 0 | 0 | 0
DemandResponse | 0 | 0 | 0 | 0 | 0 | 0
IGCC-CCS | 0 | 0 | 0 | 0 | 0 | 0
WT_off | 0 | 0 | 0 | 0 | 0 | 0
PseudoUnit | 0 | 0 | 0 | 0 | 0 | 0
FixedInterchange | 0 | 0 | 0 | 0 | 0 | 0
CO2 Emissions (MMmetricTons): NWPP_NucRenew
ReportingType | 2015 | 2020 | 2025 | 2030 | 2035 | 2040
BM | 0 | 0 | 0 | 0 | 0 | 0
CC | 0 | 0 | 0 | 0 | 0 | 0
CSP | 0 | 0 | 0 | 0 | 0 | 0
CT | 0 | 0 | 0 | 0 | 0 | 0
Coal | 0 | 0 | 0 | 0 | 0 | 0
Geo | 0 | 0 | 0 | 0 | 0 | 0
H | 0 | 0 | 0 | 0 | 0 | 0
LFG | 0 | 0 | 0 | 0 | 0 | 0
Nuc | 0 | 0 | 0 | 0 | 0 | 0
PS | 0 | 0 | 0 | 0 | 0 | 0
PV | 0 | 0 | 0 | 0 | 0 | 0
PeakG | 0 | 0 | 0 | 0 | 0 | 0
PeakO | 0 | 0 | 0 | 0 | 0 | 0
ST | 0 | 0 | 0 | 0 | 0 | 0
STOG | 0 | 0 | 0 | 0 | 0 | 0
STWD | 0 | 0 | 0 | 0 | 0 | 0
WT | 0 | 0 | 0 | 0 | 0 | 0
IGCC | 0 | 0 | 0 | 0 | 0 | 0
DemandResponse | 0 | 0 | 0 | 0 | 0 | 0
IGCC-CCS | 0 | 0 | 0 | 0 | 0 | 0
WT_off | 0 | 0 | 0 | 0 | 0 | 0
PseudoUnit | 0 | 0 | 0 | 0 | 0 | 0
FixedInterchange | 0 | 0 | 0 | 0 | 0 | 0
CO2 Emissions (MMmetricTons): RMPA
ReportingType | 2015 | 2020 | 2025 | 2030 | 2035 | 2040
BM | 0 | 0 | 0 | 0 | 0 | 0
CC | 4.26 | 4.24 | 7.45 | 4.27 | 1.76 | 1.14
CSP | 0 | 0 | 0 | 0 | 0 | 0
CT | 0 | 0 | 0 | 0 | 0 | 0
Coal | 49.8 | 40.31 | 3.38 | 0.44 | 0.44 | 0.4
Geo | 0 | 0 | 0 | 0 | 0 | 0
H | 0 | 0 | 0 | 0 | 0 | 0
LFG | 0 | 0 | 0 | 0 | 0 | 0
Nuc | 0 | 0 | 0 | 0 | 0 | 0
PS | 0 | 0 | 0 | 0 | 0 | 0
PV | 0 | 0 | 0 | 0 | 0 | 0
PeakG | 0 | 0 | 0 | 0 | 0 | 0
PeakO | 0 | 0 | 0 | 0 | 0 | 0
ST | 0 | 0 | 0 | 0 | 0 | 0
STOG | 0 | 0 | 0 | 0 | 0 | 0
STWD | 0 | 0 | 0 | 0 | 0 | 0
WT | 0 | 0 | 0 | 0 | 0 | 0
IGCC | 0 | 0 | 0 | 0 | 0 | 0
DemandResponse | 0 | 0 | 0 | 0 | 0 | 0
IGCC-CCS | 0 | 0 | 0 | 0 | 0 | 0
WT_off | 0 | 0 | 0 | 0 | 0 | 0
PseudoUnit | 0 | 0 | 0 | 0 | 0 | 0
FixedInterchange | 0 | 0 | 0 | 0 | 0 | 0
CO2 Emissions (MMmetricTons): SP15
ReportingType | 2015 | 2020 | 2025 | 2030 | 2035 | 2040
BM | 0 | 0 | 0 | 0 | 0 | 0
CC | 31.41 | 28.44 | 27.88 | 23.92 | 11.02 | 6.14
CSP | 0 | 0 | 0 | 0 | 0 | 0
CT | 0 | 0 | 0 | 0 | 0 | 0
Coal | 1.49 | 0.81 | 0.37 | 0 | 0 | 0
Geo | 0 | 0 | 0 | 0 | 0 | 0
H | 0 | 0 | 0 | 0 | 0 | 0
LFG | 0 | 0 | 0 | 0 | 0 | 0
Nuc | 0 | 0 | 0 | 0 | 0 | 0
PS | 0 | 0 | 0 | 0 | 0 | 0
PV | 0 | 0 | 0 | 0 | 0 | 0
PeakG | 0 | 0 | 0 | 0 | 0 | 0
PeakO | 0 | 0 | 0 | 0 | 0 | 0
ST | 0 | 0 | 0 | 0 | 0 | 0
STOG | 0.24 | 0.11 | 0.23 | 0.1 | 0.04 | 0.03
STWD | 0 | 0 | 0 | 0 | 0 | 0
WT | 0 | 0 | 0 | 0 | 0 | 0
IGCC | 0 | 0 | 0 | 0 | 0 | 0
DemandResponse | 0 | 0 | 0 | 0 | 0 | 0
IGCC-CCS | 0 | 0 | 0 | 0 | 0 | 0
WT_off | 0 | 0 | 0 | 0 | 0 | 0
PseudoUnit | 0 | 0 | 0 | 0 | 0 | 0
FixedInterchange | 0 | 0 | 0 | 0 | 0 | 0
CO2 Emissions (MMmetricTons): ALB
ReportingType | 2015 | 2020 | 2025 | 2030 | 2035 | 2040
BM | 0 | 0 | 0 | 0 | 0 | 0
CC | 6.61 | 6.8 | 6.85 | 0 | 0 | 0
CSP | 0 | 0 | 0 | 0 | 0 | 0
CT | 0 | 0 | 0 | 0 | 0 | 0
Coal | 45.36 | 45.36 | 44.72 | 0 | 0 | 0
Geo | 0 | 0 | 0 | 0 | 0 | 0
H | 0 | 0 | 0 | 0 | 0 | 0
LFG | 0 | 0 | 0 | 0 | 0 | 0
Nuc | 0 | 0 | 0 | 0 | 0 | 0
PS | 0 | 0 | 0 | 0 | 0 | 0
PV | 0 | 0 | 0 | 0 | 0 | 0
PeakG | 0 | 0 | 0 | 0 | 0 | 0
PeakO | 0 | 0 | 0 | 0 | 0 | 0
ST | 0 | 0 | 0 | 0 | 0 | 0
STOG | 0 | 0 | 0 | 0 | 0 | 0
STWD | 0 | 0 | 0 | 0 | 0 | 0
WT | 0 | 0 | 0 | 0 | 0 | 0
IGCC | 0 | 0 | 0 | 0 | 0 | 0
DemandResponse | 0 | 0 | 0 | 0 | 0 | 0
IGCC-CCS | 0 | 0 | 0 | 0 | 0 | 0
WT_off | 0 | 0 | 0 | 0 | 0 | 0
PseudoUnit | 0 | 0 | 0 | 0 | 0 | 0
FixedInterchange | 0 | 0 | 0 | 0 | 0 | 0
CO2 Emissions (MMmetricTons): BC
ReportingType | 2015 | 2020 | 2025 | 2030 | 2035 | 2040
BM | 0 | 0 | 0 | 0 | 0 | 0
CC | 1.63 | 1.63 | 1.63 | 1.03 | 0 | 0
CSP | 0 | 0 | 0 | 0 | 0 | 0
CT | 0 | 0 | 0 | 0 | 0 | 0
Coal | 0 | 0 | 0 | 0 | 0 | 0
Geo | 0 | 0 | 0 | 0 | 0 | 0
H | 0 | 0 | 0 | 0 | 0 | 0
LFG | 0 | 0 | 0 | 0 | 0 | 0
Nuc | 0 | 0 | 0 | 0 | 0 | 0
PS | 0 | 0 | 0 | 0 | 0 | 0
PV | 0 | 0 | 0 | 0 | 0 | 0
PeakG | 0 | 0 | 0 | 0 | 0 | 0
PeakO | 0 | 0 | 0 | 0 | 0 | 0
ST | 0 | 0 | 0 | 0 | 0 | 0
STOG | 0 | 0 | 0 | 0 | 0 | 0
STWD | 0 | 0 | 0 | 0 | 0 | 0
WT | 0 | 0 | 0 | 0 | 0 | 0
IGCC | 0 | 0 | 0 | 0 | 0 | 0
DemandResponse | 0 | 0 | 0 | 0 | 0 | 0
IGCC-CCS | 0 | 0 | 0 | 0 | 0 | 0
WT_off | 0 | 0 | 0 | 0 | 0 | 0
PseudoUnit | 0 | 0 | 0 | 0 | 0 | 0
FixedInterchange | 0 | 0 | 0 | 0 | 0 | 0
CO2 Emissions (MMmetricTons): HQ_IESO
ReportingType | 2015 | 2020 | 2025 | 2030 | 2035 | 2040
BM | 0 | 0 | 0 | 0 | 0 | 0
CC | 0 | 0 | 0 | 0 | 0 | 0
CSP | 0 | 0 | 0 | 0 | 0 | 0
CT | 0 | 0 | 0 | 0 | 0 | 0
Coal | 0 | 0 | 0 | 0 | 0 | 0
Geo | 0 | 0 | 0 | 0 | 0 | 0
H | 0 | 0 | 0 | 0 | 0 | 0
LFG | 0 | 0 | 0 | 0 | 0 | 0
Nuc | 0 | 0 | 0 | 0 | 0 | 0
PS | 0 | 0 | 0 | 0 | 0 | 0
PV | 0 | 0 | 0 | 0 | 0 | 0
PeakG | 0 | 0 | 0 | 0 | 0 | 0
PeakO | 0 | 0 | 0 | 0 | 0 | 0
ST | 0 | 0 | 0 | 0 | 0 | 0
STOG | 0 | 0 | 0 | 0 | 0 | 0
STWD | 0 | 0 | 0 | 0 | 0 | 0
WT | 0 | 0 | 0 | 0 | 0 | 0
IGCC | 0 | 0 | 0 | 0 | 0 | 0
DemandResponse | 0 | 0 | 0 | 0 | 0 | 0
IGCC-CCS | 0 | 0 | 0 | 0 | 0 | 0
WT_off | 0 | 0 | 0 | 0 | 0 | 0
PseudoUnit | 0 | 0 | 0 | 0 | 0 | 0
FixedInterchange | 0 | 0 | 0 | 0 | 0 | 0
CO2 Emissions (MMmetricTons): HQ_NEISO
ReportingType | 2015 | 2020 | 2025 | 2030 | 2035 | 2040
BM | 0 | 0 | 0 | 0 | 0 | 0
CC | 0 | 0 | 0 | 0 | 0 | 0
CSP | 0 | 0 | 0 | 0 | 0 | 0
CT | 0 | 0 | 0 | 0 | 0 | 0
Coal | 0 | 0 | 0 | 0 | 0 | 0
Geo | 0 | 0 | 0 | 0 | 0 | 0
H | 0 | 0 | 0 | 0 | 0 | 0
LFG | 0 | 0 | 0 | 0 | 0 | 0
Nuc | 0 | 0 | 0 | 0 | 0 | 0
PS | 0 | 0 | 0 | 0 | 0 | 0
PV | 0 | 0 | 0 | 0 | 0 | 0
PeakG | 0 | 0 | 0 | 0 | 0 | 0
PeakO | 0 | 0 | 0 | 0 | 0 | 0
ST | 0 | 0 | 0 | 0 | 0 | 0
STOG | 0 | 0 | 0 | 0 | 0 | 0
STWD | 0 | 0 | 0 | 0 | 0 | 0
WT | 0 | 0 | 0 | 0 | 0 | 0
IGCC | 0 | 0 | 0 | 0 | 0 | 0
DemandResponse | 0 | 0 | 0 | 0 | 0 | 0
IGCC-CCS | 0 | 0 | 0 | 0 | 0 | 0
WT_off | 0 | 0 | 0 | 0 | 0 | 0
PseudoUnit | 0 | 0 | 0 | 0 | 0 | 0
FixedInterchange | 0 | 0 | 0 | 0 | 0 | 0
CO2 Emissions (MMmetricTons): HQ_NY
ReportingType | 2015 | 2020 | 2025 | 2030 | 2035 | 2040
BM | 0 | 0 | 0 | 0 | 0 | 0
CC | 0 | 0 | 0 | 0 | 0 | 0
CSP | 0 | 0 | 0 | 0 | 0 | 0
CT | 0 | 0 | 0 | 0 | 0 | 0
Coal | 0 | 0 | 0 | 0 | 0 | 0
Geo | 0 | 0 | 0 | 0 | 0 | 0
H | 0 | 0 | 0 | 0 | 0 | 0
LFG | 0 | 0 | 0 | 0 | 0 | 0
Nuc | 0 | 0 | 0 | 0 | 0 | 0
PS | 0 | 0 | 0 | 0 | 0 | 0
PV | 0 | 0 | 0 | 0 | 0 | 0
PeakG | 0 | 0 | 0 | 0 | 0 | 0
PeakO | 0 | 0 | 0 | 0 | 0 | 0
ST | 0 | 0 | 0 | 0 | 0 | 0
STOG | 0 | 0 | 0 | 0 | 0 | 0
STWD | 0 | 0 | 0 | 0 | 0 | 0
WT | 0 | 0 | 0 | 0 | 0 | 0
IGCC | 0 | 0 | 0 | 0 | 0 | 0
DemandResponse | 0 | 0 | 0 | 0 | 0 | 0
IGCC-CCS | 0 | 0 | 0 | 0 | 0 | 0
WT_off | 0 | 0 | 0 | 0 | 0 | 0
PseudoUnit | 0 | 0 | 0 | 0 | 0 | 0
FixedInterchange | 0 | 0 | 0 | 0 | 0 | 0
CO2 Emissions (MMmetricTons): MARITIMES
ReportingType | 2015 | 2020 | 2025 | 2030 | 2035 | 2040
BM | 0 | 0 | 0 | 0 | 0 | 0
CC | 0 | 0 | 0 | 0 | 0 | 0
CSP | 0 | 0 | 0 | 0 | 0 | 0
CT | 0 | 0 | 0 | 0 | 0 | 0
Coal | 0 | 0 | 0 | 0 | 0 | 0
Geo | 0 | 0 | 0 | 0 | 0 | 0
H | 0 | 0 | 0 | 0 | 0 | 0
LFG | 0 | 0 | 0 | 0 | 0 | 0
Nuc | 0 | 0 | 0 | 0 | 0 | 0
PS | 0 | 0 | 0 | 0 | 0 | 0
PV | 0 | 0 | 0 | 0 | 0 | 0
PeakG | 0 | 0 | 0 | 0 | 0 | 0
PeakO | 0 | 0 | 0 | 0 | 0 | 0
ST | 0 | 0 | 0 | 0 | 0 | 0
STOG | 0 | 0 | 0 | 0 | 0 | 0
STWD | 0 | 0 | 0 | 0 | 0 | 0
WT | 0 | 0 | 0 | 0 | 0 | 0
IGCC | 0 | 0 | 0 | 0 | 0 | 0
DemandResponse | 0 | 0 | 0 | 0 | 0 | 0
IGCC-CCS | 0 | 0 | 0 | 0 | 0 | 0
WT_off | 0 | 0 | 0 | 0 | 0 | 0
PseudoUnit | 0 | 0 | 0 | 0 | 0 | 0
FixedInterchange | 0 | 0 | 0 | 0 | 0 | 0
CO2 Emissions (MMmetricTons): All
ReportingType | 2015 | 2020 | 2025 | 2030 | 2035 | 2040
BM | 0 | 0 | 0 | 0 | 0 | 0
CC | 582.5 | 698.75 | 697.52 | 538.11 | 298.87 | 92.8
CSP | 0 | 0 | 0 | 0 | 0 | 0
CT | 0.33 | 0.53 | 0.64 | 0.21 | 0 | 0.03
Coal | 1022.6 | 452.73 | 89.79 | 7.9 | 12.7 | 12.9
Geo | 0 | 0 | 0 | 0 | 0 | 0
H | 0 | 0 | 0 | 0 | 0 | 0
LFG | 0 | 0 | 0 | 0 | 0 | 0
Nuc | 0 | 0 | 0 | 0 | 0 | 0
PS | 0 | 0 | 0 | 0 | 0 | 0
PV | 0 | 0 | 0 | 0 | 0 | 0
PeakG | 1.77 | 2.7 | 3.42 | 2.77 | 1.87 | 1
PeakO | 0 | 0 | 0 | 0 | 0 | 0
ST | 0 | 0 | 0 | 0 | 0 | 0
STOG | 4.14 | 4.48 | 2.55 | 1.86 | 0.41 | 0.19
STWD | 0 | 0 | 0 | 0 | 0 | 0
WT | 0 | 0 | 0 | 0 | 0 | 0
IGCC | 3.76 | 3.76 | 0.78 | 0 | 0 | 0
DemandResponse | 0 | 0 | 0 | 0 | 0 | 0
IGCC-CCS | 0 | 0 | 0 | 0 | 0 | 0
WT_off | 0 | 0 | 0 | 0 | 0 | 0
PseudoUnit | 0 | 0 | 0 | 0 | 0 | 0
FixedInterchange | 0 | 0 | 0 | 0 | 0 | 0
CO2 Emissions (MMmetricTons): EI_US
ReportingType | 2015 | 2020 | 2025 | 2030 | 2035 | 2040
BM | 0 | 0 | 0 | 0 | 0 | 0
CC | 391.28 | 506.52 | 506.54 | 397.1 | 244.9 | 58.1
CSP | 0 | 0 | 0 | 0 | 0 | 0
CT | 0.33 | 0.53 | 0.64 | 0.21 | 0 | 0.03
Coal | 786.09 | 259.67 | 30.5 | 6.59 | 10.96 | 11.39
Geo | 0 | 0 | 0 | 0 | 0 | 0
H | 0 | 0 | 0 | 0 | 0 | 0
LFG | 0 | 0 | 0 | 0 | 0 | 0
Nuc | 0 | 0 | 0 | 0 | 0 | 0
PS | 0 | 0 | 0 | 0 | 0 | 0
PV | 0 | 0 | 0 | 0 | 0 | 0
PeakG | 1.71 | 2.63 | 3.41 | 2.75 | 1.85 | 0.97
PeakO | 0 | 0 | 0 | 0 | 0 | 0
ST | 0 | 0 | 0 | 0 | 0 | 0
STOG | 2.7 | 2.47 | 1.72 | 1.28 | 0.38 | 0.16
STWD | 0 | 0 | 0 | 0 | 0 | 0
WT | 0 | 0 | 0 | 0 | 0 | 0
IGCC | 3.76 | 3.76 | 0.78 | 0 | 0 | 0
DemandResponse | 0 | 0 | 0 | 0 | 0 | 0
IGCC-CCS | 0 | 0 | 0 | 0 | 0 | 0
WT_off | 0 | 0 | 0 | 0 | 0 | 0
PseudoUnit | 0 | 0 | 0 | 0 | 0 | 0
FixedInterchange | 0 | 0 | 0 | 0 | 0 | 0
CO2 Emissions (MMmetricTons): EI_Canada
ReportingType | 2015 | 2020 | 2025 | 2030 | 2035 | 2040
BM | 0 | 0 | 0 | 0 | 0 | 0
CC | 4.94 | 3.12 | 0.28 | 0.04 | 0.01 | 0.03
CSP | 0 | 0 | 0 | 0 | 0 | 0
CT | 0 | 0 | 0 | 0 | 0 | 0
Coal | 0.26 | 0.04 | 0 | 0 | 0 | 0
Geo | 0 | 0 | 0 | 0 | 0 | 0
H | 0 | 0 | 0 | 0 | 0 | 0
LFG | 0 | 0 | 0 | 0 | 0 | 0
Nuc | 0 | 0 | 0 | 0 | 0 | 0
PS | 0 | 0 | 0 | 0 | 0 | 0
PV | 0 | 0 | 0 | 0 | 0 | 0
PeakG | 0.05 | 0.06 | 0 | 0 | 0 | 0
PeakO | 0 | 0 | 0 | 0 | 0 | 0
ST | 0 | 0 | 0 | 0 | 0 | 0
STOG | 0.01 | 0 | 0 | 0 | 0 | 0
STWD | 0 | 0 | 0 | 0 | 0 | 0
WT | 0 | 0 | 0 | 0 | 0 | 0
IGCC | 0 | 0 | 0 | 0 | 0 | 0
DemandResponse | 0 | 0 | 0 | 0 | 0 | 0
IGCC-CCS | 0 | 0 | 0 | 0 | 0 | 0
WT_off | 0 | 0 | 0 | 0 | 0 | 0
PseudoUnit | 0 | 0 | 0 | 0 | 0 | 0
FixedInterchange | 0 | 0 | 0 | 0 | 0 | 0
CO2 Emissions (MMmetricTons): EI
ReportingType | 2015 | 2020 | 2025 | 2030 | 2035 | 2040
BM | 0 | 0 | 0 | 0 | 0 | 0
CC | 396.23 | 509.64 | 506.82 | 397.14 | 244.91 | 58.13
CSP | 0 | 0 | 0 | 0 | 0 | 0
CT | 0.33 | 0.53 | 0.64 | 0.21 | 0 | 0.03
Coal | 786.35 | 259.72 | 30.5 | 6.59 | 10.96 | 11.39
Geo | 0 | 0 | 0 | 0 | 0 | 0
H | 0 | 0 | 0 | 0 | 0 | 0
LFG | 0 | 0 | 0 | 0 | 0 | 0
Nuc | 0 | 0 | 0 | 0 | 0 | 0
PS | 0 | 0 | 0 | 0 | 0 | 0
PV | 0 | 0 | 0 | 0 | 0 | 0
PeakG | 1.77 | 2.7 | 3.41 | 2.75 | 1.85 | 0.97
PeakO | 0 | 0 | 0 | 0 | 0 | 0
ST | 0 | 0 | 0 | 0 | 0 | 0
STOG | 2.71 | 2.48 | 1.72 | 1.28 | 0.38 | 0.16
STWD | 0 | 0 | 0 | 0 | 0 | 0
WT | 0 | 0 | 0 | 0 | 0 | 0
IGCC | 3.76 | 3.76 | 0.78 | 0 | 0 | 0
DemandResponse | 0 | 0 | 0 | 0 | 0 | 0
IGCC-CCS | 0 | 0 | 0 | 0 | 0 | 0
WT_off | 0 | 0 | 0 | 0 | 0 | 0
PseudoUnit | 0 | 0 | 0 | 0 | 0 | 0
FixedInterchange | 0 | 0 | 0 | 0 | 0 | 0
CO2 Emissions (MMmetricTons): Outside_EI
ReportingType | 2015 | 2020 | 2025 | 2030 | 2035 | 2040
BM | 0 | 0 | 0 | 0 | 0 | 0
CC | 186.27 | 189.11 | 190.7 | 140.97 | 53.95 | 34.67
CSP | 0 | 0 | 0 | 0 | 0 | 0
CT | 0 | 0 | 0 | 0 | 0 | 0
Coal | 236.25 | 193.02 | 59.28 | 1.31 | 1.74 | 1.52
Geo | 0 | 0 | 0 | 0 | 0 | 0
H | 0 | 0 | 0 | 0 | 0 | 0
LFG | 0 | 0 | 0 | 0 | 0 | 0
Nuc | 0 | 0 | 0 | 0 | 0 | 0
PS | 0 | 0 | 0 | 0 | 0 | 0
PV | 0 | 0 | 0 | 0 | 0 | 0
PeakG | 0 | 0 | 0 | 0.03 | 0.03 | 0.03
PeakO | 0 | 0 | 0 | 0 | 0 | 0
ST | 0 | 0 | 0 | 0 | 0 | 0
STOG | 1.43 | 2.01 | 0.83 | 0.58 | 0.04 | 0.03
STWD | 0 | 0 | 0 | 0 | 0 | 0
WT | 0 | 0 | 0 | 0 | 0 | 0
IGCC | 0 | 0 | 0 | 0 | 0 | 0
DemandResponse | 0 | 0 | 0 | 0 | 0 | 0
IGCC-CCS | 0 | 0 | 0 | 0 | 0 | 0
WT_off | 0 | 0 | 0 | 0 | 0 | 0
PseudoUnit | 0 | 0 | 0 | 0 | 0 | 0
FixedInterchange | 0 | 0 | 0 | 0 | 0 | 0
#6 | Fuel Cost [includes coal shadow price] ($million)
Fuel Cost by Reporting Type: Entergy
ReportingType | 2015 | 2020 | 2025 | 2030 | 2035 | 2040
BM | 0 | 0 | 0 | 0 | 1561.8 | 5152.61
CC | 3201.26 | 4819.23 | 4382.08 | 2890.07 | 1336.36 | 424.39
CSP | 0 | 0 | 0 | 0 | 0 | 0
CT | 0 | 0 | 0 | 0 | 0 | 0
Coal | 1226.33 | 114.98 | 12.28 | 0.13 | 0 | 0
Geo | 0 | 0 | 0 | 0 | 0 | 0
H | 0 | 0 | 0 | 0 | 0 | 0
LFG | 0 | 0 | 0.14 | 0.14 | 0.14 | 0.14
Nuc | 372.97 | 380.57 | 404.36 | 412.26 | 604.43 | 528.62
PS | 0 | 0 | 0 | 0 | 0 | 0
PV | 0 | 0 | 0 | 0 | 0 | 0
PeakG | 0 | 0 | 0.31 | 0 | 0 | 0
PeakO | 0 | 0 | 0 | 0 | 0 | 0
ST | 0 | 0 | 0 | 0 | 0 | 0
STOG | 24.22 | 40.06 | 0 | 0 | 0 | 0
STWD | 2.93 | 6.51 | 11.27 | 76 | 123.64 | 96.38
WT | 0 | 0 | 0 | 0 | 0 | 0
IGCC | 0 | 0 | 0 | 0 | 0 | 0
DemandResponse | 0 | 0 | 0 | 0 | 0 | 0
IGCC-CCS | 0 | 0 | 0 | 0 | 0 | 0
WT_off | 0 | 0 | 0 | 0 | 0 | 0
PseudoUnit | 0 | 0 | 0 | 0 | 0 | 0
FixedInterchange | 0 | 0 | 0 | 0 | 0 | 0
Fuel Cost by Reporting Type: FRCC
ReportingType | 2015 | 2020 | 2025 | 2030 | 2035 | 2040
BM | 0 | 0 | 0 | 0 | 0 | 741.72
CC | 9319.69 | 10437.6 | 9426.21 | 4230.3 | 1736.05 | 1194.59
CSP | 0 | 0 | 0 | 0 | 0 | 0
CT | 37.17 | 69.17 | 72.62 | 21.92 | 0 | 0
Coal | 491.98 | 180.87 | 33.67 | 48.26 | 142.01 | 174.62
Geo | 0 | 0 | 0 | 0 | 0 | 0
H | 0 | 0 | 0 | 0 | 0 | 0
LFG | 0 | 0 | 0.25 | 0.25 | 0.25 | 0.25
Nuc | 282.48 | 288.24 | 525.52 | 1320.22 | 1821.8 | 1956.12
PS | 0 | 0 | 0 | 0 | 0 | 0
PV | 0 | 0 | 0 | 0 | 0 | 0
PeakG | 30.86 | 52.67 | 45.04 | 4.44 | 6.22 | 5.3
PeakO | 0 | 0 | 0 | 0 | 0 | 0
ST | 0 | 0 | 0 | 0 | 0 | 0
STOG | 0 | 0 | 0 | 0 | 0 | 0
STWD | 9.7 | 21.39 | 100.84 | 100.84 | 100.84 | 62.27
WT | 0 | 0 | 0 | 0 | 0 | 0
IGCC | 0 | 0 | 0 | 0 | 0 | 0
DemandResponse | 0 | 0 | 0 | 0 | 0 | 0
IGCC-CCS | 0 | 0 | 0 | 0 | 0 | 0
WT_off | 0 | 0 | 0 | 0 | 0 | 0
PseudoUnit | 0 | 0 | 0 | 0 | 0 | 0
FixedInterchange | 0 | 0 | 0 | 0 | 0 | 0
Fuel Cost by Reporting Type: MAPP_US
ReportingType | 2015 | 2020 | 2025 | 2030 | 2035 | 2040
BM | 0 | 0 | 0 | 0 | 17.88 | 25.97
CC | 41.41 | 9.14 | 12.83 | 6.21 | 6.35 | 4.08
CSP | 0 | 0 | 0 | 0 | 0 | 0
CT | 0 | 0 | 0 | 0 | 0.22 | 0.37
Coal | 139.56 | 39.06 | 0 | 0 | 0 | 0
Geo | 0 | 0 | 0 | 0 | 0 | 0
H | 0 | 0 | 0 | 0 | 0 | 0
LFG | 0 | 0 | 0 | 0.09 | 0.09 | 0.09
Nuc | 0 | 0 | 0 | 0.01 | 0.07 | 0.04
PS | 0 | 0 | 0 | 0 | 0 | 0
PV | 0 | 0 | 0 | 0 | 0 | 0
PeakG | 3.9 | 8.59 | 3.94 | 7.71 | 4.76 | 3.59
PeakO | 0 | 0 | 0 | 0 | 0 | 0
ST | 0 | 0 | 0 | 0 | 0 | 0
STOG | 0 | 0 | 0 | 0 | 0 | 0
STWD | 0 | 0 | 0 | 0 | 0 | 0
WT | 0 | 0 | 0 | 0 | 0 | 0
IGCC | 0 | 0 | 0 | 0 | 0 | 0
DemandResponse | 0 | 0 | 0 | 0 | 0 | 0
IGCC-CCS | 0 | 0 | 0 | 0 | 0 | 0
WT_off | 0 | 0 | 0 | 0 | 0 | 0
PseudoUnit | 0 | 0 | 0 | 0 | 0 | 0
FixedInterchange | 0 | 0 | 0 | 0 | 0 | 0
Fuel Cost by Reporting Type: MISO_IN
ReportingType | 2015 | 2020 | 2025 | 2030 | 2035 | 2040
BM | 0 | 0 | 0 | 0 | 0 | 3142.48
CC | 1077.77 | 6376.88 | 5926.72 | 4147.85 | 3535.66 | 752.88
CSP | 0 | 0 | 0 | 0 | 0 | 0
CT | 0 | 0 | 0 | 0 | 0 | 0
Coal | 966.5 | 335.39 | 46.98 | 105.69 | 331.29 | 343.69
Geo | 0 | 0 | 0 | 0 | 0 | 0
H | 0 | 0 | 0 | 0 | 0 | 0
LFG | 0 | 0 | 0.1 | 0.1 | 0.1 | 0.1
Nuc | 0 | 0 | 0 | 0.01 | 0.07 | 27.15
PS | 0 | 0 | 0 | 0 | 0 | 0
PV | 0 | 0 | 0 | 0 | 0 | 0
PeakG | 0 | 0 | 0 | 0 | 0 | 0
PeakO | 0 | 0 | 0 | 0 | 0 | 0
ST | 0 | 0 | 0 | 0 | 0 | 0
STOG | 1.94 | 2.09 | 1.89 | 1.43 | 0.13 | 0
STWD | 0 | 0 | 0 | 0 | 0 | 0
WT | 0 | 0 | 0 | 0 | 0 | 0
IGCC | 87.33 | 81.29 | 13.81 | 0.09 | 0 | 0
DemandResponse | 0 | 0 | 0 | 0 | 0 | 0
IGCC-CCS | 0 | 0 | 0 | 0 | 0 | 0
WT_off | 0 | 0 | 0 | 0 | 0 | 0
PseudoUnit | 0 | 0 | 0 | 0 | 0 | 0
FixedInterchange | 0 | 0 | 0 | 0 | 0 | 0
Fuel Cost by Reporting Type: MISO_MI
ReportingType | 2015 | 2020 | 2025 | 2030 | 2035 | 2040
BM | 0 | 0 | 0 | 0 | 0 | 1410.04
CC | 850.91 | 826.37 | 817.93 | 391.17 | 291.39 | 10.74
CSP | 0 | 0 | 0 | 0 | 0 | 0
CT | 0 | 0 | 0 | 0 | 0 | 0
Coal | 560.06 | 0 | 0 | 0 | 0 | 0
Geo | 0 | 0 | 0 | 0 | 0 | 0
H | 0 | 0 | 0 | 0 | 0 | 0
LFG | 0 | 0 | 0.2 | 0.2 | 0.2 | 0.2
Nuc | 139.75 | 142.6 | 151.51 | 202.86 | 245.83 | 475.76
PS | 0 | 0 | 0 | 0 | 0 | 0
PV | 0 | 0 | 0 | 0 | 0 | 0
PeakG | 0.98 | 0.46 | 1.29 | 0 | 0 | 0
PeakO | 0 | 0 | 0 | 0 | 0 | 0
ST | 0 | 0 | 0 | 0 | 0 | 0
STOG | 19.08 | 6.62 | 6.01 | 5.41 | 0.88 | 0
STWD | 87.42 | 87.42 | 35.91 | 53.74 | 87.42 | 87.42
WT | 0 | 0 | 0 | 0 | 0 | 0
IGCC | 0 | 0 | 0 | 0 | 0 | 0
DemandResponse | 0 | 0 | 0 | 0 | 0 | 0
IGCC-CCS | 0 | 0 | 0 | 0 | 0 | 0
WT_off | 0 | 0 | 0 | 0 | 0 | 0
PseudoUnit | 0 | 0 | 0 | 0 | 0 | 0
FixedInterchange | 0 | 0 | 0 | 0 | 0 | 0
Fuel Cost by Reporting Type: MISO_MO-IL
ReportingType | 2015 | 2020 | 2025 | 2030 | 2035 | 2040
BM | 0 | 0 | 0 | 0 | 0 | 1040.27
CC | 119.02 | 690.56 | 616.65 | 272.35 | 146.77 | 66.24
CSP | 0 | 0 | 0 | 0 | 0 | 0
CT | 0 | 0 | 0 | 0 | 0 | 0
Coal | 1391.24 | 267.35 | 58.17 | 23.66 | 74.11 | 73.42
Geo | 0 | 0 | 0 | 0 | 0 | 0
H | 0 | 0 | 0 | 0 | 0 | 0
LFG | 0 | 0 | 0.21 | 0.29 | 0.29 | 0.29
Nuc | 143.46 | 146.38 | 155.53 | 158.57 | 158.57 | 158.57
PS | 0 | 0 | 0 | 0 | 0 | 0
PV | 0 | 0 | 0 | 0 | 0 | 0
PeakG | 13.95 | 40.12 | 7.78 | 38.65 | 22.09 | 13.31
PeakO | 0 | 0 | 0 | 0 | 0 | 0
ST | 0 | 0 | 0 | 0 | 0 | 0
STOG | 0.37 | 1.39 | 0.36 | 0 | 0 | 0
STWD | 0 | 0 | 0 | 0 | 0 | 0
WT | 0 | 0 | 0 | 0 | 0 | 0
IGCC | 0 | 0 | 0 | 0 | 0 | 0
DemandResponse | 0 | 0 | 0 | 0 | 0 | 0
IGCC-CCS | 0 | 0 | 0 | 0 | 0 | 0
WT_off | 0 | 0 | 0 | 0 | 0 | 0
PseudoUnit | 0 | 0 | 0 | 0 | 0 | 0
FixedInterchange | 0 | 0 | 0 | 0 | 0 | 0
Fuel Cost by Reporting Type: MISO_W
ReportingType | 2015 | 2020 | 2025 | 2030 | 2035 | 2040
BM | 0 | 0 | 0 | 0 | 0 | 0
CC | 377.82 | 523.39 | 134.7 | 103.38 | 70.27 | 62.03
CSP | 0 | 0 | 0 | 0 | 0 | 0
CT | 0 | 0 | 0 | 0 | 0 | 0
Coal | 1184.01 | 453.97 | 68.17 | 50.59 | 50.59 | 50.59
Geo | 0 | 0 | 0 | 0 | 0 | 0
H | 0 | 0 | 0 | 0 | 0 | 0
LFG | 0 | 0 | 0 | 0.09 | 0.09 | 0.09
Nuc | 152.53 | 155.64 | 165.37 | 168.6 | 0.01 | 0.01
PS | 0 | 0 | 0 | 0 | 0 | 0
PV | 0 | 0 | 0 | 0 | 0 | 0
PeakG | 16.41 | 31.02 | 2.42 | 8.93 | 13.15 | 0.49
PeakO | 0 | 0 | 0 | 0 | 0 | 0
ST | 0 | 0 | 0 | 0 | 0 | 0
STOG | 0.01 | 0.01 | 0 | 0 | 0 | 0
STWD | 5.31 | 15.72 | 23.74 | 81.44 | 162.84 | 146.04
WT | 0 | 0 | 0 | 0 | 0 | 0
IGCC | 0 | 0 | 0 | 0 | 0 | 0
DemandResponse | 0 | 0 | 0 | 0 | 0 | 0
IGCC-CCS | 0 | 0 | 0 | 0 | 0 | 0
WT_off | 0 | 0 | 0 | 0 | 0 | 0
PseudoUnit | 0 | 0 | 0 | 0 | 0 | 0
FixedInterchange | 0 | 0 | 0 | 0 | 0 | 0
Fuel Cost by Reporting Type: MISO_WUMS
ReportingType | 2015 | 2020 | 2025 | 2030 | 2035 | 2040
BM | 0 | 0 | 0 | 0 | 0 | 1636.97
CC | 1962.75 | 2795.72 | 2302.27 | 1476.69 | 1437.34 | 169.91
CSP | 0 | 0 | 0 | 0 | 0 | 0
CT | 0 | 0 | 0 | 0 | 0 | 0
Coal | 256.17 | 36.58 | 26.96 | 29.9 | 72.46 | 104.97
Geo | 0 | 0 | 0 | 0 | 0 | 0
H | 0 | 0 | 0 | 0 | 0 | 0
LFG | 0 | 0 | 0 | 0.29 | 0.29 | 0.29
Nuc | 120.89 | 123.35 | 131.06 | 163.57 | 122.44 | 248.9
PS | 0 | 0 | 0 | 0 | 0 | 0
PV | 0 | 0 | 0 | 0 | 0 | 0
PeakG | 0 | 0 | 0 | 0 | 0 | 0
PeakO | 0 | 0 | 0 | 0 | 0 | 0
ST | 0 | 0 | 0 | 0 | 0 | 0
STOG | 0 | 0 | 0 | 0 | 0 | 0
STWD | 1.91 | 2.05 | 3.33 | 19.13 | 63.34 | 49.37
WT | 0 | 0 | 0 | 0 | 0 | 0
IGCC | 0 | 0 | 0 | 0 | 0 | 0
DemandResponse | 0 | 0 | 0 | 0 | 0 | 0
IGCC-CCS | 0 | 0 | 0 | 0 | 0 | 0
WT_off | 0 | 0 | 0 | 0 | 0 | 0
PseudoUnit | 0 | 0 | 0 | 0 | 0 | 0
FixedInterchange | 0 | 0 | 0 | 0 | 0 | 0
Fuel Cost by Reporting Type: Nebraska
ReportingType | 2015 | 2020 | 2025 | 2030 | 2035 | 2040
BM | 0 | 0 | 0 | 0 | 83.34 | 615.93
CC | 86.77 | 682.28 | 629.58 | 393.2 | 226.91 | 115.41
CSP | 0 | 0 | 0 | 0 | 0 | 0
CT | 0 | 0 | 0 | 0 | 0 | 0
Coal | 414.89 | 69.33 | 54.02 | 51.47 | 50.88 | 50.88
Geo | 0 | 0 | 0 | 0 | 0 | 0
H | 0 | 0 | 0 | 0 | 0 | 0
LFG | 0 | 0 | 0.08 | 0.09 | 0.09 | 0.09
Nuc | 83.67 | 85.37 | 90.71 | 92.48 | 0.01 | 0.01
PS | 0 | 0 | 0 | 0 | 0 | 0
PV | 0 | 0 | 0 | 0 | 0 | 0
PeakG | 2.95 | 0.13 | 0 | 2.2 | 0.1 | 0
PeakO | 0 | 0 | 0 | 0 | 0 | 0
ST | 0 | 0 | 0 | 0 | 0 | 0
STOG | 0 | 0 | 0 | 0 | 0 | 0
STWD | 0 | 0 | 0 | 0 | 0 | 0
WT | 0 | 0 | 0 | 0 | 0 | 0
IGCC | 0 | 0 | 0 | 0 | 0 | 0
DemandResponse | 0 | 0 | 0 | 0 | 0 | 0
IGCC-CCS | 0 | 0 | 0 | 0 | 0 | 0
WT_off | 0 | 0 | 0 | 0 | 0 | 0
PseudoUnit | 0 | 0 | 0 | 0 | 0 | 0
FixedInterchange | 0 | 0 | 0 | 0 | 0 | 0
Fuel Cost by Reporting Type: NEISO
ReportingType | 2015 | 2020 | 2025 | 2030 | 2035 | 2040
BM | 128.98 | 73.83 | 5.34 | 92.99 | 58.49 | 93.07
CC | 1783.93 | 1186.94 | 880.48 | 294.59 | 132.93 | 81.76
CSP | 0 | 0 | 0 | 0 | 0 | 0
CT | 0.04 | 0.35 | 0.6 | 0 | 0 | 0
Coal | 1.1 | 0 | 0 | 0 | 0 | 0
Geo | 0 | 0 | 0 | 0 | 0 | 0
H | 0 | 0 | 0 | 0 | 0 | 0
LFG | 0.06 | 0.06 | 0.06 | 0.15 | 0.15 | 0.15
Nuc | 293.25 | 299.23 | 317.93 | 324.14 | 234.19 | 173
PS | 0 | 0 | 0 | 0 | 0 | 0
PV | 0 | 0 | 0 | 0 | 0 | 0
PeakG | 0.49 | 1.94 | 2.04 | 0 | 0.1 | 0.1
PeakO | 0 | 0 | 0 | 0 | 0 | 0
ST | 0 | 0 | 0 | 0 | 0 | 0
STOG | 0 | 0 | 0 | 0 | 0 | 0
STWD | 338.09 | 95.44 | 8.76 | 68.13 | 159.44 | 166.25
WT | 0 | 0 | 0 | 0 | 0 | 0
IGCC | 0 | 0 | 0 | 0 | 0 | 0
DemandResponse | 0 | 0 | 0 | 0 | 0 | 0
IGCC-CCS | 0 | 0 | 0 | 0 | 0 | 0
WT_off | 0 | 0 | 0 | 0 | 0 | 0
PseudoUnit | 0 | 0 | 0 | 0 | 0 | 0
FixedInterchange | 0 | 0 | 0 | 0 | 0 | 0
Fuel Cost by Reporting Type: NonRTO_Midwest
ReportingType | 2015 | 2020 | 2025 | 2030 | 2035 | 2040
BM | 0 | 0 | 0 | 0 | 529.72 | 3142.48
CC | 914.63 | 1839.57 | 1685.61 | 1320.87 | 1139.46 | 60.42
CSP | 0 | 0 | 0 | 0 | 0 | 0
CT | 0 | 0 | 0 | 0 | 0 | 0
Coal | 791.35 | 342.13 | 70.27 | 130.44 | 178.59 | 179.08
Geo | 0 | 0 | 0 | 0 | 0 | 0
H | 0 | 0 | 0 | 0 | 0 | 0
LFG | 0 | 0 | 0.2 | 0.2 | 0.2 | 0.2
Nuc | 0 | 0 | 0.01 | 0.04 | 43.48 | 43.48
PS | 0 | 0 | 0 | 0 | 0 | 0
PV | 0 | 0 | 0 | 0 | 0 | 0
PeakG | 10.31 | 4.54 | 13.18 | 12.7 | 2.46 | 0
PeakO | 0 | 0 | 0 | 0 | 0 | 0
ST | 0 | 0 | 0 | 0 | 0 | 0
STOG | 0 | 0 | 0 | 0 | 0 | 0
STWD | 0 | 0 | 0 | 0 | 0 | 0
WT | 0 | 0 | 0 | 0 | 0 | 0
IGCC | 0 | 0 | 0 | 0 | 0 | 0
DemandResponse | 0 | 0 | 0 | 0 | 0 | 0
IGCC-CCS | 0 | 0 | 0 | 0 | 0 | 0
WT_off | 0 | 0 | 0 | 0 | 0 | 0
PseudoUnit | 0 | 0 | 0 | 0 | 0 | 0
FixedInterchange | 0 | 0 | 0 | 0 | 0 | 0
Fuel Cost by Reporting Type: NYISO_A-F
ReportingType | 2015 | 2020 | 2025 | 2030 | 2035 | 2040
BM | 0 | 0 | 0 | 0 | 0 | 0
CC | 358.63 | 456.37 | 237.24 | 129.21 | 21.36 | 15.34
CSP | 0 | 0 | 0 | 0 | 0 | 0
CT | 0 | 0 | 0 | 0 | 0 | 0
Coal | 0 | 0 | 0 | 0 | 0 | 0
Geo | 0 | 0 | 0 | 0 | 0 | 0
H | 0 | 0 | 0 | 0 | 0 | 0
LFG | 0.01 | 0.01 | 0.01 | 0.09 | 0.09 | 0.09
Nuc | 217.02 | 221.45 | 235.29 | 195.6 | 154.22 | 93.47
PS | 0 | 0 | 0 | 0 | 0 | 0
PV | 0 | 0 | 0 | 0 | 0 | 0
PeakG | 0.12 | 0.42 | 0 | 0 | 0 | 0
PeakO | 0 | 0 | 0 | 0 | 0 | 0
ST | 0 | 0 | 0 | 0 | 0 | 0
STOG | 0 | 0 | 0 | 0 | 0 | 0
STWD | 0.06 | 0.69 | 1.33 | 7.01 | 23.18 | 34.08
WT | 0 | 0 | 0 | 0 | 0 | 0
IGCC | 0 | 0 | 0 | 0 | 0 | 0
DemandResponse | 0 | 0 | 0 | 0 | 0 | 0
IGCC-CCS | 0 | 0 | 0 | 0 | 0 | 0
WT_off | 0 | 0 | 0 | 0 | 0 | 0
PseudoUnit | 0 | 0 | 0 | 0 | 0 | 0
FixedInterchange | 0 | 0 | 0 | 0 | 0 | 0
Fuel Cost by Reporting Type: NYISO_G-I
ReportingType | 2015 | 2020 | 2025 | 2030 | 2035 | 2040
BM | 0 | 0 | 0 | 0 | 278.77 | 409.14
CC | 171.32 | 289.07 | 141.3 | 32.89 | 30.45 | 13.44
CSP | 0 | 0 | 0 | 0 | 0 | 0
CT | 0 | 0 | 0 | 0 | 0 | 0
Coal | 0 | 0 | 0 | 0 | 0 | 0
Geo | 0 | 0 | 0 | 0 | 0 | 0
H | 0 | 0 | 0 | 0 | 0 | 0
LFG | 0 | 0 | 0 | 0.09 | 0.09 | 0.09
Nuc | 130.64 | 133.3 | 141.63 | 144.4 | 72.41 | 139.96
PS | 0 | 0 | 0 | 0 | 0 | 0
PV | 0 | 0 | 0 | 0 | 0 | 0
PeakG | 0 | 0 | 0.06 | 0.04 | 0.04 | 0
PeakO | 0 | 0 | 0 | 0 | 0 | 0
ST | 0 | 0 | 0 | 0 | 0 | 0
STOG | 0 | 0 | 0 | 0 | 0 | 0
STWD | 0 | 0 | 0 | 0 | 0 | 0
WT | 0 | 0 | 0 | 0 | 0 | 0
IGCC | 0 | 0 | 0 | 0 | 0 | 0
DemandResponse | 0 | 0 | 0 | 0 | 0 | 0
IGCC-CCS | 0 | 0 | 0 | 0 | 0 | 0
WT_off | 0 | 0 | 0 | 0 | 0 | 0
PseudoUnit | 0 | 0 | 0 | 0 | 0 | 0
FixedInterchange | 0 | 0 | 0 | 0 | 0 | 0
Fuel Cost by Reporting Type: NYISO_J-K
ReportingType | 2015 | 2020 | 2025 | 2030 | 2035 | 2040
BM | 0 | 0 | 0 | 0 | 0 | 0
CC | 980.96 | 1076.99 | 862.56 | 372.2 | 295.55 | 234.46
CSP | 0 | 0 | 0 | 0 | 0 | 0
CT | 0 | 0 | 0 | 0 | 0 | 0
Coal | 0 | 0 | 0 | 0 | 0 | 0
Geo | 0 | 0 | 0 | 0 | 0 | 0
H | 0 | 0 | 0 | 0 | 0 | 0
LFG | 0 | 0 | 0 | 0.09 | 0.09 | 0.09
Nuc | 0 | 0 | 0 | 0.02 | 0.07 | 0.05
PS | 0 | 0 | 0 | 0 | 0 | 0
PV | 0 | 0 | 0 | 0 | 0 | 0
PeakG | 3.04 | 4.69 | 6.5 | 4.43 | 11.43 | 8.58
PeakO | 0 | 0 | 0 | 0 | 0 | 0
ST | 0 | 0 | 0 | 0 | 0 | 0
STOG | 27.44 | 40.55 | 52.04 | 34.46 | 13.87 | 7.69
STWD | 0 | 0 | 0 | 0 | 0 | 0
WT | 0 | 0 | 0 | 0 | 0 | 0
IGCC | 0 | 0 | 0 | 0 | 0 | 0
DemandResponse | 0 | 0 | 0 | 0 | 0 | 0
IGCC-CCS | 0 | 0 | 0 | 0 | 0 | 0
WT_off | 0 | 0 | 0 | 0 | 0 | 0
PseudoUnit | 0 | 0 | 0 | 0 | 0 | 0
FixedInterchange | 0 | 0 | 0 | 0 | 0 | 0
Fuel Cost by Reporting Type: PJM_E
ReportingType | 2015 | 2020 | 2025 | 2030 | 2035 | 2040
BM | 0.86 | 15.34 | 15.34 | 15.34 | 15.34 | 15.34
CC | 2016.97 | 2264.5 | 2301.45 | 1347.41 | 1021.24 | 414.15
CSP | 0 | 0 | 0 | 0 | 0 | 0
CT | 0.02 | 0.18 | 0.31 | 0 | 0 | 0
Coal | 19.94 | 14.1 | 5.28 | 1.03 | 23.84 | 50.5
Geo | 0 | 0 | 0 | 0 | 0 | 0
H | 0 | 0 | 0 | 0 | 0 | 0
LFG | 0.01 | 0.18 | 0.18 | 0.18 | 0.18 | 0.18
Nuc | 563.79 | 533.75 | 567.11 | 578.18 | 415.32 | 329.35
PS | 0 | 0 | 0 | 0 | 0 | 0
PV | 0 | 0 | 0 | 0 | 0 | 0
PeakG | 2.56 | 17.14 | 29.86 | 31.25 | 12.7 | 10.59
PeakO | 0 | 0 | 0 | 0 | 0 | 0
ST | 0 | 0 | 0 | 0 | 0 | 0
STOG | 18.46 | 33.32 | 0 | 0 | 0 | 0
STWD | 0 | 0 | 0 | 0 | 0 | 0
WT | 0 | 0 | 0 | 0 | 0 | 0
IGCC | 0 | 0 | 0 | 0 | 0 | 0
DemandResponse | 0 | 0 | 0 | 0 | 0 | 0
IGCC-CCS | 0 | 0 | 0 | 0 | 0 | 0
WT_off | 0 | 0 | 0 | 0 | 0 | 0
PseudoUnit | 0 | 0 | 0 | 0 | 0 | 0
FixedInterchange | 0 | 0 | 0 | 0 | 0 | 0
Fuel Cost by Reporting Type: PJM_ROM
ReportingType | 2015 | 2020 | 2025 | 2030 | 2035 | 2040
BM | 0.52 | 9.21 | 9.21 | 9.21 | 1205.84 | 1205.84
CC | 938.04 | 1068.21 | 1095.44 | 654.19 | 439.72 | 58.16
CSP | 0 | 0 | 0 | 0 | 0 | 0
CT | 0.01 | 0.11 | 0.19 | 0.14 | 0 | 0
Coal | 265.8 | 59.37 | 6.06 | 16.67 | 38.14 | 37.66
Geo | 0 | 0 | 0 | 0 | 0 | 0
H | 0 | 0 | 0 | 0 | 0 | 0
LFG | 0.02 | 0.36 | 0.36 | 0.36 | 0.36 | 0.36
Nuc | 337.6 | 344.49 | 366.02 | 373.17 | 401.18 | 480.09
PS | 0 | 0 | 0 | 0 | 0 | 0
PV | 0 | 0 | 0 | 0 | 0 | 0
PeakG | 0 | 1 | 3.39 | 14.43 | 7.21 | 6.77
PeakO | 0 | 0 | 0 | 0 | 0 | 0
ST | 0 | 0 | 0 | 0 | 0 | 0
STOG | 45.13 | 74.48 | 5.89 | 0 | 0 | 0
STWD | 2.04 | 35.1 | 35.1 | 35.1 | 35.1 | 35.1
WT | 0 | 0 | 0 | 0 | 0 | 0
IGCC | 0 | 0 | 0 | 0 | 0 | 0
DemandResponse | 0 | 0 | 0 | 0 | 0 | 0
IGCC-CCS | 0 | 0 | 0 | 0 | 0 | 0
WT_off | 0 | 0 | 0 | 0 | 0 | 0
PseudoUnit | 0 | 0 | 0 | 0 | 0 | 0
FixedInterchange | 0 | 0 | 0 | 0 | 0 | 0
Fuel Cost by Reporting Type: PJM_ROR
ReportingType | 2015 | 2020 | 2025 | 2030 | 2035 | 2040
BM | 11.05 | 196.9 | 166.21 | 196.9 | 196.9 | 5398.8
CC | 6642.5 | 8952.19 | 8653.63 | 5841.95 | 4824.13 | 377.41
CSP | 0 | 0 | 0 | 0 | 0 | 0
CT | 0.18 | 0.2 | 0.34 | 0.26 | 0 | 0
Coal | 3804.38 | 1864.44 | 291.46 | 322.12 | 733.43 | 732.64
Geo | 0 | 0 | 0 | 0 | 0 | 0
H | 0 | 0 | 0 | 0 | 0 | 0
LFG | 0.07 | 0.73 | 0.73 | 0.73 | 0.73 | 0.73
Nuc | 1319.64 | 1346.55 | 1430.71 | 1395.54 | 1332.7 | 2137.01
PS | 0 | 0 | 0 | 0 | 0 | 0
PV | 0 | 0 | 0 | 0 | 0 | 0
PeakG | 54.26 | 71.59 | 116.03 | 71.05 | 52.89 | 22.61
PeakO | 0 | 0 | 0 | 0 | 0 | 0
ST | 0 | 0 | 0 | 0 | 0 | 0
STOG | 24.44 | 51.28 | 22.47 | 0 | 0 | 0
STWD | 2.8 | 103.87 | 87.03 | 76.32 | 103.87 | 103.87
WT | 0 | 0 | 0 | 0 | 0 | 0
IGCC | 0 | 0 | 0 | 0 | 0 | 0
DemandResponse | 0 | 0 | 0 | 0 | 0 | 0
IGCC-CCS | 0 | 0 | 0 | 0 | 0 | 0
WT_off | 0 | 0 | 0 | 0 | 0 | 0
PseudoUnit | 0 | 0 | 0 | 0 | 0 | 0
FixedInterchange | 0 | 0 | 0 | 0 | 0 | 0
Fuel Cost by Reporting Type: SOCO
ReportingType | 2015 | 2020 | 2025 | 2030 | 2035 | 2040
BM | 2.62 | 6.09 | 20.51 | 28.13 | 3351.7 | 3352.53
CC | 6689.42 | 8352.99 | 7929.25 | 3942.38 | 1495.85 | 315.5
CSP | 0 | 0 | 0 | 0 | 0 | 0
CT | 0 | 0 | 0 | 0 | 0 | 0
Coal | 962.56 | 309.77 | 134.15 | 187.34 | 199.56 | 198.47
Geo | 0 | 0 | 0 | 0 | 0 | 0
H | 0 | 0 | 0 | 0 | 0 | 0
LFG | 0 | 0 | 0.14 | 0.14 | 0.14 | 0.14
Nuc | 396.64 | 551.11 | 585.56 | 1211.99 | 1412.53 | 1796.8
PS | 0 | 0 | 0 | 0 | 0 | 0
PV | 0 | 0 | 0 | 0 | 0 | 0
PeakG | 49.67 | 74.85 | 127.18 | 6.12 | 8.63 | 4.43
PeakO | 0 | 0 | 0 | 0 | 0 | 0
ST | 0 | 0 | 0 | 0 | 0 | 0
STOG | 0 | 0 | 0 | 0 | 0 | 0
STWD | 21.8 | 37.89 | 58.06 | 328.92 | 392.54 | 242.38
WT | 0 | 0 | 0 | 0 | 0 | 0
IGCC | 0 | 0 | 0 | 0 | 0 | 0
DemandResponse | 0 | 0 | 0 | 0 | 0 | 0
IGCC-CCS | 0 | 0 | 0 | 0 | 0 | 0
WT_off | 0 | 0 | 0 | 0 | 0 | 0
PseudoUnit | 0 | 0 | 0 | 0 | 0 | 0
FixedInterchange | 0 | 0 | 0 | 0 | 0 | 0
Fuel Cost by Reporting Type: SPP_N
ReportingType | 2015 | 2020 | 2025 | 2030 | 2035 | 2040
BM | 0 | 0 | 0 | 0 | 2793.6 | 3010.75
CC | 544.19 | 1285.73 | 1000.61 | 708.98 | 248.25 | 186.35
CSP | 0 | 0 | 0 | 0 | 0 | 0
CT | 0 | 0 | 0 | 0 | 0 | 0
Coal | 930.18 | 306.93 | 31.26 | 50.29 | 133.13 | 133.13
Geo | 0 | 0 | 0 | 0 | 0 | 0
H | 0 | 0 | 0 | 0 | 0 | 0
LFG | 0 | 0 | 0.12 | 0.12 | 0.12 | 0.12
Nuc | 74.76 | 76.29 | 81.06 | 82.64 | 82.64 | 82.64
PS | 0 | 0 | 0 | 0 | 0 | 0
PV | 0 | 0 | 0 | 0 | 0 | 0
PeakG | 1.36 | 0 | 0 | 1.1 | 0 | 0
PeakO | 0 | 0 | 0 | 0 | 0 | 0
ST | 0 | 0 | 0 | 0 | 0 | 0
STOG | 11.73 | 1.47 | 5.64 | 9.25 | 0 | 0
STWD | 0 | 0 | 0 | 0 | 0 | 0
WT | 0 | 0 | 0 | 0 | 0 | 0
IGCC | 0 | 0 | 0 | 0 | 0 | 0
DemandResponse | 0 | 0 | 0 | 0 | 0 | 0
IGCC-CCS | 0 | 0 | 0 | 0 | 0 | 0
WT_off | 0 | 0 | 0 | 0 | 0 | 0
PseudoUnit | 0 | 0 | 0 | 0 | 0 | 0
FixedInterchange | 0 | 0 | 0 | 0 | 0 | 0
Fuel Cost by Reporting Type: SPP_S
ReportingType | 2015 | 2020 | 2025 | 2030 | 2035 | 2040
BM | 0 | 0 | 0 | 0 | 1165.9 | 1846.96
CC | 1814.47 | 2038.88 | 2114.88 | 1518.79 | 677.8 | 524.79
CSP | 0 | 0 | 0 | 0 | 0 | 0
CT | 0.88 | 0 | 0 | 0 | 0 | 2.42
Coal | 1570.93 | 165.09 | 16.92 | 0 | 0 | 0
Geo | 0 | 0 | 0 | 0 | 0 | 0
H | 0 | 0 | 0 | 0 | 0 | 0
LFG | 0 | 0 | 0.12 | 0.12 | 0.12 | 0.12
Nuc | 0 | 0 | 0 | 106.31 | 106.37 | 106.35
PS | 0 | 0 | 0 | 0 | 0 | 0
PV | 0 | 0 | 0 | 0 | 0 | 0
PeakG | 0 | 0 | 0 | 0 | 0 | 0
PeakO | 0 | 0 | 0 | 0 | 0 | 0
ST | 0 | 0 | 0 | 0 | 0 | 0
STOG | 132.21 | 41.08 | 88.16 | 50.04 | 11.99 | 3.69
STWD | 4.73 | 2.57 | 2.57 | 18.44 | 50.06 | 38.89
WT | 0 | 0 | 0 | 0 | 0 | 0
IGCC | 0 | 0 | 0 | 0 | 0 | 0
DemandResponse | 0 | 0 | 0 | 0 | 0 | 0
IGCC-CCS | 0 | 0 | 0 | 0 | 0 | 0
WT_off | 0 | 0 | 0 | 0 | 0 | 0
PseudoUnit | 0 | 0 | 0 | 0 | 0 | 0
FixedInterchange | 0 | 0 | 0 | 0 | 0 | 0
Fuel Cost by Reporting Type: TVA
ReportingType | 2015 | 2020 | 2025 | 2030 | 2035 | 2040
BM | 0 | 0 | 0 | 0 | 3781.64 | 3781.64
CC | 2112.85 | 3360.91 | 3420.6 | 2490.72 | 1203 | 120.46
CSP | 0 | 0 | 0 | 0 | 0 | 0
CT | 0 | 0 | 0 | 0 | 0 | 0
Coal | 714.26 | 272.16 | 7.1 | 0 | 0 | 0
Geo | 0 | 0 | 0 | 0 | 0 | 0
H | 0 | 0 | 0 | 0 | 0 | 0
LFG | 0 | 0 | 0.14 | 0.14 | 0.14 | 0.14
Nuc | 542.87 | 553.94 | 588.56 | 600.05 | 603.75 | 850.83
PS | 0 | 0 | 0 | 0 | 0 | 0
PV | 0 | 0 | 0 | 0 | 0 | 0
PeakG | 0 | 0 | 0 | 0 | 0 | 0
PeakO | 0 | 0 | 0 | 0 | 0 | 0
ST | 0 | 0 | 0 | 0 | 0 | 0
STOG | 0 | 0 | 0 | 0 | 0 | 0
STWD | 0.15 | 0.16 | 0.27 | 2.3 | 2.75 | 2.75
WT | 0 | 0 | 0 | 0 | 0 | 0
IGCC | 0 | 0 | 0 | 0 | 0 | 0
DemandResponse | 0 | 0 | 0 | 0 | 0 | 0
IGCC-CCS | 0 | 0 | 0 | 0 | 0 | 0
WT_off | 0 | 0 | 0 | 0 | 0 | 0
PseudoUnit | 0 | 0 | 0 | 0 | 0 | 0
FixedInterchange | 0 | 0 | 0 | 0 | 0 | 0
Fuel Cost by Reporting Type: TVA_Transmission
ReportingType | 2015 | 2020 | 2025 | 2030 | 2035 | 2040
BM | 0 | 0 | 0 | 0 | 0 | 0
CC | 0 | 0 | 0 | 0 | 0 | 0
CSP | 0 | 0 | 0 | 0 | 0 | 0
CT | 0 | 0 | 0 | 0 | 0 | 0
Coal | 0 | 0 | 0 | 0 | 0 | 0
Geo | 0 | 0 | 0 | 0 | 0 | 0
H | 0 | 0 | 0 | 0 | 0 | 0
LFG | 0 | 0 | 0 | 0 | 0 | 0
Nuc | 0 | 0 | 0 | 0 | 0 | 0
PS | 0 | 0 | 0 | 0 | 0 | 0
PV | 0 | 0 | 0 | 0 | 0 | 0
PeakG | 0 | 0 | 0 | 0 | 0 | 0
PeakO | 0 | 0 | 0 | 0 | 0 | 0
ST | 0 | 0 | 0 | 0 | 0 | 0
STOG | 0 | 0 | 0 | 0 | 0 | 0
STWD | 0 | 0 | 0 | 0 | 0 | 0
WT | 0 | 0 | 0 | 0 | 0 | 0
IGCC | 0 | 0 | 0 | 0 | 0 | 0
DemandResponse | 0 | 0 | 0 | 0 | 0 | 0
IGCC-CCS | 0 | 0 | 0 | 0 | 0 | 0
WT_off | 0 | 0 | 0 | 0 | 0 | 0
PseudoUnit | 0 | 0 | 0 | 0 | 0 | 0
FixedInterchange | 0 | 0 | 0 | 0 | 0 | 0
Fuel Cost by Reporting Type: VACAR
ReportingType | 2015 | 2020 | 2025 | 2030 | 2035 | 2040
BM | 0.47 | 87.52 | 362.95 | 369.47 | 369.47 | 2888.3
CC | 5541.24 | 5837.72 | 5284.59 | 3663.85 | 1388.18 | 370.98
CSP | 0 | 0 | 0 | 0 | 0 | 0
CT | 5.38 | 5.75 | 10.14 | 0 | 0 | 0
Coal | 747.43 | 435.89 | 102.16 | 98.56 | 159.28 | 161.74
Geo | 0 | 0 | 0 | 0 | 0 | 0
H | 0 | 0 | 0 | 0 | 0 | 0
LFG | 0 | 0.14 | 0.14 | 0.14 | 0.14 | 0.14
Nuc | 730.67 | 900.6 | 1117.72 | 1235.78 | 1006.28 | 874.99
PS | 0 | 0 | 0 | 0 | 0 | 0
PV | 0 | 0 | 0 | 0 | 0 | 0
PeakG | 7.91 | 18.71 | 29.59 | 24.8 | 6.93 | 7.75
PeakO | 0 | 0 | 0 | 0 | 0 | 0
ST | 0 | 0 | 0 | 0 | 0 | 0
STOG | 0 | 0 | 0 | 0 | 0 | 0
STWD | 159.73 | 159.73 | 159.73 | 159.73 | 159.73 | 124.51
WT | 0 | 0 | 0 | 0 | 0 | 0
IGCC | 0 | 0 | 0 | 0 | 0 | 0
DemandResponse | 0 | 0 | 0 | 0 | 0 | 0
IGCC-CCS | 0 | 0 | 0 | 0 | 0 | 0
WT_off | 0 | 0 | 0 | 0 | 0 | 0
PseudoUnit | 0 | 0 | 0 | 0 | 0 | 0
FixedInterchange | 0 | 0 | 0 | 0 | 0 | 0
Fuel Cost by Reporting Type: IESO
ReportingType | 2015 | 2020 | 2025 | 2030 | 2035 | 2040
BM | 0 | 0.18 | 0 | 0.64 | 2.81 | 13.89
CC | 197.18 | 18.29 | 3.51 | 4.15 | 1.65 | 4.2
CSP | 0 | 0 | 0 | 0 | 0 | 0
CT | 0 | 0.21 | 0 | 0 | 0 | 0
Coal | 0 | 0 | 0 | 0 | 0 | 0
Geo | 0 | 0 | 0 | 0 | 0 | 0
H | 0 | 0 | 0 | 0 | 0 | 0
LFG | 0.02 | 0.02 | 0.02 | 0.02 | 0.02 | 0.02
Nuc | 854.23 | 863.97 | 907.41 | 944.22 | 869.51 | 757.81
PS | 0 | 0 | 0 | 0 | 0 | 0
PV | 0 | 0 | 0 | 0 | 0 | 0
PeakG | 0 | 0 | 0 | 0 | 0 | 0
PeakO | 0 | 0 | 0 | 0 | 0 | 0
ST | 0 | 0 | 0 | 0 | 0 | 0
STOG | 0 | 0 | 0 | 0 | 0 | 0
STWD | 0.3 | 0.35 | 0.3 | 3.55 | 1.82 | 67.38
WT | 0 | 0 | 0 | 0 | 0 | 0
IGCC | 0 | 0 | 0 | 0 | 0 | 0
DemandResponse | 0 | 0 | 0 | 0 | 0 | 0
IGCC-CCS | 0 | 0 | 0 | 0 | 0 | 0
WT_off | 0 | 0 | 0 | 0 | 0 | 0
PseudoUnit | 0 | 0 | 0 | 0 | 0 | 0
FixedInterchange | 0 | 0 | 0 | 0 | 0 | 0
Fuel Cost by Reporting Type: MAPP_CA
ReportingType | 2015 | 2020 | 2025 | 2030 | 2035 | 2040
BM | 0 | 0 | 0 | 0 | 0 | 0
CC | 257.74 | 295.18 | 29.09 | 0 | 0 | 0
CSP | 0 | 0 | 0 | 0 | 0 | 0
CT | 0 | 0 | 0 | 0 | 0 | 0
Coal | 11.82 | 1.8 | 0 | 0 | 0 | 0
Geo | 0 | 0 | 0 | 0 | 0 | 0
H | 0 | 0 | 0 | 0 | 0 | 0
LFG | 0 | 0 | 0 | 0 | 0 | 0
Nuc | 0 | 0 | 0 | 0 | 0.04 | 0
PS | 0 | 0 | 0 | 0 | 0 | 0
PV | 0 | 0 | 0 | 0 | 0 | 0
PeakG | 4.38 | 6.22 | 0 | 0 | 0 | 0
PeakO | 0 | 0 | 0 | 0 | 0 | 0
ST | 0 | 0 | 0 | 0 | 0 | 0
STOG | 0.73 | 0.09 | 0 | 0 | 0 | 0
STWD | 0 | 0 | 0 | 0 | 0 | 0
WT | 0 | 0 | 0 | 0 | 0 | 0
IGCC | 0 | 0 | 0 | 0 | 0 | 0
DemandResponse | 0 | 0 | 0 | 0 | 0 | 0
IGCC-CCS | 0 | 0 | 0 | 0 | 0 | 0
WT_off | 0 | 0 | 0 | 0 | 0 | 0
PseudoUnit | 0 | 0 | 0 | 0 | 0 | 0
FixedInterchange | 0 | 0 | 0 | 0 | 0 | 0
Fuel Cost by Reporting Type: AZ_NM_SNV_Coal
ReportingType | 2015 | 2020 | 2025 | 2030 | 2035 | 2040
BM | 0 | 0 | 0 | 0 | 0 | 0
CC | 0 | 0 | 0 | 0 | 0 | 0
CSP | 0 | 0 | 0 | 0 | 0 | 0
CT | 0 | 0 | 0 | 0 | 0 | 0
Coal | 815.53 | 643.83 | 95.82 | 12 | 79.58 | 41.33
Geo | 0 | 0 | 0 | 0 | 0 | 0
H | 0 | 0 | 0 | 0 | 0 | 0
LFG | 0 | 0 | 0 | 0 | 0 | 0
Nuc | 0 | 0 | 0 | 0 | 0 | 0
PS | 0 | 0 | 0 | 0 | 0 | 0
PV | 0 | 0 | 0 | 0 | 0 | 0
PeakG | 0 | 0 | 0 | 0 | 0 | 0
PeakO | 0 | 0 | 0 | 0 | 0 | 0
ST | 0 | 0 | 0 | 0 | 0 | 0
STOG | 0 | 0 | 0 | 0 | 0 | 0
STWD | 0 | 0 | 0 | 0 | 0 | 0
WT | 0 | 0 | 0 | 0 | 0 | 0
IGCC | 0 | 0 | 0 | 0 | 0 | 0
DemandResponse | 0 | 0 | 0 | 0 | 0 | 0
IGCC-CCS | 0 | 0 | 0 | 0 | 0 | 0
WT_off | 0 | 0 | 0 | 0 | 0 | 0
PseudoUnit | 0 | 0 | 0 | 0 | 0 | 0
FixedInterchange | 0 | 0 | 0 | 0 | 0 | 0
Fuel Cost by Reporting Type: AZ_NM_SNV_Gas
ReportingType | 2015 | 2020 | 2025 | 2030 | 2035 | 2040
BM | 0 | 0 | 0 | 0 | 0 | 0
CC | 2919.5 | 2624.3 | 3698.21 | 1783.76 | 573.79 | 455.55
CSP | 0 | 0 | 0 | 0 | 0 | 0
CT | 0 | 0 | 0 | 0 | 0 | 0
Coal | 0 | 0 | 0 | 0 | 0 | 0
Geo | 0 | 0 | 0 | 0 | 0 | 0
H | 0 | 0 | 0 | 0 | 0 | 0
LFG | 0 | 0 | 0 | 0 | 0 | 0
Nuc | 0 | 0 | 0 | 0 | 0 | 0
PS | 0 | 0 | 0 | 0 | 0 | 0
PV | 0 | 0 | 0 | 0 | 0 | 0
PeakG | 0 | 0 | 0 | 0 | 0 | 0
PeakO | 0 | 0 | 0 | 0 | 0 | 0
ST | 0 | 0 | 0 | 0 | 0 | 0
STOG | 0 | 0 | 0 | 0 | 0 | 0
STWD | 0 | 0 | 0 | 0 | 0 | 0
WT | 0 | 0 | 0 | 0 | 0 | 0
IGCC | 0 | 0 | 0 | 0 | 0 | 0
DemandResponse | 0 | 0 | 0 | 0 | 0 | 0
IGCC-CCS | 0 | 0 | 0 | 0 | 0 | 0
WT_off | 0 | 0 | 0 | 0 | 0 | 0
PseudoUnit | 0 | 0 | 0 | 0 | 0 | 0
FixedInterchange | 0 | 0 | 0 | 0 | 0 | 0
Fuel Cost by Reporting Type: AZ_NM_SNV_NucRenew
ReportingType | 2015 | 2020 | 2025 | 2030 | 2035 | 2040
BM | 0 | 0 | 0 | 0 | 0 | 431.97
CC | 0 | 0 | 0 | 0 | 0 | 0
CSP | 0 | 0 | 0 | 0 | 0 | 0
CT | 0 | 0 | 0 | 0 | 0 | 0
Coal | 0 | 0 | 0 | 0 | 0 | 0
Geo | 0 | 0 | 0 | 0 | 0 | 0
H | 0 | 0 | 0 | 0 | 0 | 0
LFG | 0 | 0 | 0.08 | 0.08 | 0.08 | 0.08
Nuc | 254.91 | 260.1 | 276.36 | 512.81 | 1011.7 | 1011.7
PS | 0 | 0 | 0 | 0 | 0 | 0
PV | 0 | 0 | 0 | 0 | 0 | 0
PeakG | 0 | 0 | 0 | 0 | 0 | 0
PeakO | 0 | 0 | 0 | 0 | 0 | 0
ST | 0 | 0 | 0 | 0 | 0 | 0
STOG | 0 | 0 | 0 | 0 | 0 | 0
STWD | 11.54 | 11.54 | 11.54 | 11.54 | 11.54 | 11.54
WT | 0 | 0 | 0 | 0 | 0 | 0
IGCC | 0 | 0 | 0 | 0 | 0 | 0
DemandResponse | 0 | 0 | 0 | 0 | 0 | 0
IGCC-CCS | 0 | 0 | 0 | 0 | 0 | 0
WT_off | 0 | 0 | 0 | 0 | 0 | 0
PseudoUnit | 0 | 0 | 0 | 0 | 0 | 0
FixedInterchange | 0 | 0 | 0 | 0 | 0 | 0
Fuel Cost by Reporting Type: ERCOT
ReportingType | 2015 | 2020 | 2025 | 2030 | 2035 | 2040
BM | 3.98 | 6.89 | 10.4 | 74.16 | 2078.94 | 1603.69
CC | 8930.02 | 10489.41 | 8233.85 | 5735.55 | 2547.1 | 1857.35
CSP | 0 | 0 | 0 | 0 | 0 | 0
CT | 0 | 0.17 | 0.09 | 0.41 | 0 | 0
Coal | 784.53 | 492.29 | 96 | 124.61 | 153.99 | 153.99
Geo | 0 | 0 | 0 | 0 | 0 | 0
H | 0 | 0 | 0 | 0 | 0 | 0
LFG | 0 | 0 | 0.45 | 0.45 | 0.45 | 0.45
Nuc | 339.13 | 346.04 | 367.67 | 495.22 | 1175.04 | 1518.2
PS | 0 | 0 | 0 | 0 | 0 | 0
PV | 0 | 0 | 0 | 0 | 0 | 0
PeakG | 0 | 0.48 | 0 | 2.2 | 2.19 | 2.42
PeakO | 0 | 0 | 0 | 0 | 0 | 0
ST | 0 | 0 | 0 | 0 | 0 | 0
STOG | 131.54 | 232.64 | 62.73 | 41.63 | 0 | 0
STWD | 0 | 0 | 0 | 0 | 0 | 0
WT | 0 | 0 | 0 | 0 | 0 | 0
IGCC | 0 | 0 | 0 | 0 | 0 | 0
DemandResponse | 0 | 0 | 0 | 0 | 0 | 0
IGCC-CCS | 0 | 0 | 0 | 0 | 0 | 0
WT_off | 0 | 0 | 0 | 0 | 0 | 0
PseudoUnit | 0 | 0 | 0 | 0 | 0 | 0
FixedInterchange | 0 | 0 | 0 | 0 | 0 | 0
Fuel Cost by Reporting Type: NP15
ReportingType | 2015 | 2020 | 2025 | 2030 | 2035 | 2040
BM | 0 | 0 | 0 | 0 | 0 | 358.34
CC | 2710.02 | 2932.16 | 2746.14 | 1518.7 | 468.76 | 271.94
CSP | 0 | 0 | 0 | 0 | 0 | 0
CT | 0 | 0 | 0 | 0 | 0 | 0
Coal | 35.53 | 0 | 0 | 0 | 0 | 0
Geo | 0 | 0 | 0 | 0 | 0 | 0
H | 0 | 0 | 0 | 0 | 0 | 0
LFG | 0 | 0.48 | 0.72 | 0.72 | 0.72 | 0.72
Nuc | 150.62 | 153.69 | 163.3 | 475.2 | 661.67 | 719.35
PS | 0 | 0 | 0 | 0 | 0 | 0
PV | 0 | 0 | 0 | 0 | 0 | 0
PeakG | 0 | 0 | 0 | 0 | 0 | 0
PeakO | 0 | 0 | 0 | 0 | 0 | 0
ST | 0 | 0 | 0 | 0 | 0 | 0
STOG | 5.2 | 3.26 | 5.51 | 0 | 0 | 0
STWD | 244.45 | 244.45 | 142.3 | 244.45 | 244.45 | 244.45
WT | 0 | 0 | 0 | 0 | 0 | 0
IGCC | 0 | 0 | 0 | 0 | 0 | 0
DemandResponse | 0 | 0 | 0 | 0 | 0 | 0
IGCC-CCS | 0 | 0 | 0 | 0 | 0 | 0
WT_off | 0 | 0 | 0 | 0 | 0 | 0
PseudoUnit | 0 | 0 | 0 | 0 | 0 | 0
FixedInterchange | 0 | 0 | 0 | 0 | 0 | 0
Fuel Cost by Reporting Type: NWPP_Coal
ReportingType | 2015 | 2020 | 2025 | 2030 | 2035 | 2040
BM | 0 | 0 | 0 | 0 | 0 | 0
CC | 0 | 0 | 0 | 0 | 0 | 0
CSP | 0 | 0 | 0 | 0 | 0 | 0
CT | 0 | 0 | 0 | 0 | 0 | 0
Coal | 538.48 | 355.18 | 21.69 | 21.69 | 21.69 | 21.69
Geo | 0 | 0 | 0 | 0 | 0 | 0
H | 0 | 0 | 0 | 0 | 0 | 0
LFG | 0 | 0 | 0 | 0 | 0 | 0
Nuc | 0 | 0 | 0 | 0 | 0 | 0
PS | 0 | 0 | 0 | 0 | 0 | 0
PV | 0 | 0 | 0 | 0 | 0 | 0
PeakG | 0 | 0 | 0 | 0 | 0 | 0
PeakO | 0 | 0 | 0 | 0 | 0 | 0
ST | 0 | 0 | 0 | 0 | 0 | 0
STOG | 0 | 0 | 0 | 0 | 0 | 0
STWD | 0 | 0 | 0 | 0 | 0 | 0
WT | 0 | 0 | 0 | 0 | 0 | 0
IGCC | 0 | 0 | 0 | 0 | 0 | 0
DemandResponse | 0 | 0 | 0 | 0 | 0 | 0
IGCC-CCS | 0 | 0 | 0 | 0 | 0 | 0
WT_off | 0 | 0 | 0 | 0 | 0 | 0
PseudoUnit | 0 | 0 | 0 | 0 | 0 | 0
FixedInterchange | 0 | 0 | 0 | 0 | 0 | 0
Fuel Cost by Reporting Type: NWPP_Gas
ReportingType | 2015 | 2020 | 2025 | 2030 | 2035 | 2040
BM | 0 | 0 | 0 | 0 | 0 | 0
CC | 2204.49 | 3021.1 | 2805.02 | 1355.93 | 213.77 | 206.34
CSP | 0 | 0 | 0 | 0 | 0 | 0
CT | 0 | 0 | 0 | 0 | 0 | 0
Coal | 0 | 0 | 0 | 0 | 0 | 0
Geo | 0 | 0 | 0 | 0 | 0 | 0
H | 0 | 0 | 0 | 0 | 0 | 0
LFG | 0 | 0 | 0 | 0 | 0 | 0
Nuc | 0 | 0 | 0 | 0 | 0 | 0
PS | 0 | 0 | 0 | 0 | 0 | 0
PV | 0 | 0 | 0 | 0 | 0 | 0
PeakG | 0 | 0 | 0 | 0 | 0 | 0
PeakO | 0 | 0 | 0 | 0 | 0 | 0
ST | 0 | 0 | 0 | 0 | 0 | 0
STOG | 0 | 0 | 0 | 0 | 0 | 0
STWD | 0 | 0 | 0 | 0 | 0 | 0
WT | 0 | 0 | 0 | 0 | 0 | 0
IGCC | 0 | 0 | 0 | 0 | 0 | 0
DemandResponse | 0 | 0 | 0 | 0 | 0 | 0
IGCC-CCS | 0 | 0 | 0 | 0 | 0 | 0
WT_off | 0 | 0 | 0 | 0 | 0 | 0
PseudoUnit | 0 | 0 | 0 | 0 | 0 | 0
FixedInterchange | 0 | 0 | 0 | 0 | 0 | 0
Fuel Cost by Reporting Type: NWPP_NucRenew
ReportingType | 2015 | 2020 | 2025 | 2030 | 2035 | 2040
BM | 0 | 4.51 | 16.65 | 16.65 | 16.65 | 1336.54
CC | 0 | 0 | 0 | 0 | 0 | 0
CSP | 0 | 0 | 0 | 0 | 0 | 0
CT | 0 | 0 | 0 | 0 | 0 | 0
Coal | 0 | 0 | 0 | 0 | 0 | 0
Geo | 0 | 0 | 0 | 0 | 0 | 0
H | 0 | 0 | 0 | 0 | 0 | 0
LFG | 0.03 | 0.03 | 0.34 | 0.34 | 0.34 | 0.34
Nuc | 71.13 | 72.58 | 77.12 | 78.63 | 354.92 | 355.74
PS | 0 | 0 | 0 | 0 | 0 | 0
PV | 0 | 0 | 0 | 0 | 0 | 0
PeakG | 0 | 0 | 0 | 0 | 0 | 0
PeakO | 0 | 0 | 0 | 0 | 0 | 0
ST | 0 | 0 | 0 | 0 | 0 | 0
STOG | 0 | 0 | 0 | 0 | 0 | 0
STWD | 0 | 0 | 301.46 | 301.46 | 301.46 | 301.46
WT | 0 | 0 | 0 | 0 | 0 | 0
IGCC | 0 | 0 | 0 | 0 | 0 | 0
DemandResponse | 0 | 0 | 0 | 0 | 0 | 0
IGCC-CCS | 0 | 0 | 0 | 0 | 0 | 0
WT_off | 0 | 0 | 0 | 0 | 0 | 0
PseudoUnit | 0 | 0 | 0 | 0 | 0 | 0
FixedInterchange | 0 | 0 | 0 | 0 | 0 | 0
Fuel Cost by Reporting Type: RMPA
ReportingType | 2015 | 2020 | 2025 | 2030 | 2035 | 2040
BM | 0 | 0 | 0 | 0 | 688.7 | 942.5
CC | 504.84 | 552.08 | 902.08 | 412.22 | 166.09 | 118.7
CSP | 0 | 0 | 0 | 0 | 0 | 0
CT | 0 | 0 | 0 | 0 | 0 | 0
Coal | 563.13 | 459.74 | 91.83 | 56.29 | 56.26 | 51.03
Geo | 0 | 0 | 0 | 0 | 0 | 0
H | 0 | 0 | 0 | 0 | 0 | 0
LFG | 0 | 0 | 0.04 | 0.04 | 0.04 | 0.04
Nuc | 0 | 0 | 5.31 | 137.9 | 137.93 | 137.91
PS | 0 | 0 | 0 | 0 | 0 | 0
PV | 0 | 0 | 0 | 0 | 0 | 0
PeakG | 0 | 0 | 0.42 | 0 | 0.25 | 0.1
PeakO | 0 | 0 | 0 | 0 | 0 | 0
ST | 0 | 0 | 0 | 0 | 0 | 0
STOG | 0 | 0 | 0 | 0 | 0 | 0
STWD | 0 | 0 | 0 | 0 | 0 | 0
WT | 0 | 0 | 0 | 0 | 0 | 0
IGCC | 0 | 0 | 0 | 0 | 0 | 0
DemandResponse | 0 | 0 | 0 | 0 | 0 | 0
IGCC-CCS | 0 | 0 | 0 | 0 | 0 | 0
WT_off | 0 | 0 | 0 | 0 | 0 | 0
PseudoUnit | 0 | 0 | 0 | 0 | 0 | 0
FixedInterchange | 0 | 0 | 0 | 0 | 0 | 0
Fuel Cost by Reporting Type: SP15
ReportingType | 2015 | 2020 | 2025 | 2030 | 2035 | 2040
BM | 3.07 | 3.07 | 3.07 | 3.07 | 3.07 | 345
CC | 3873.52 | 3892.57 | 3569.2 | 2469.35 | 1138.3 | 687.77
CSP | 0 | 0 | 0 | 0 | 0 | 0
CT | 0 | 0 | 0 | 0 | 0 | 0
Coal | 20.36 | 3.9 | 1.76 | 0 | 0 | 0
Geo | 0 | 0 | 0 | 0 | 0 | 0
H | 0 | 0 | 0 | 0 | 0 | 0
LFG | 0.01 | 0.72 | 0.72 | 0.72 | 0.72 | 0.72
Nuc | 139.02 | 141.86 | 150.73 | 213.4 | 254.68 | 388.64
PS | 0 | 0 | 0 | 0 | 0 | 0
PV | 0 | 0 | 0 | 0 | 0 | 0
PeakG | 0 | 0 | 0 | 0 | 0 | 0
PeakO | 0 | 0 | 0 | 0 | 0 | 0
ST | 0 | 0 | 0 | 0 | 0 | 0
STOG | 28.88 | 14.35 | 28.73 | 10.28 | 3.59 | 3.08
STWD | 62.63 | 62.63 | 62.63 | 62.63 | 62.63 | 62.63
WT | 0 | 0 | 0 | 0 | 0 | 0
IGCC | 0 | 0 | 0 | 0 | 0 | 0
DemandResponse | 0 | 0 | 0 | 0 | 0 | 0
IGCC-CCS | 0 | 0 | 0 | 0 | 0 | 0
WT_off | 0 | 0 | 0 | 0 | 0 | 0
PseudoUnit | 0 | 0 | 0 | 0 | 0 | 0
FixedInterchange | 0 | 0 | 0 | 0 | 0 | 0
Fuel Cost by Reporting Type: ALB
ReportingType | 2015 | 2020 | 2025 | 2030 | 2035 | 2040
BM | 0 | 0 | 0 | 0 | 0 | 0
CC | 604.63 | 717.99 | 809.23 | 0.32 | 0 | 0.4
CSP | 0 | 0 | 0 | 0 | 0 | 0
CT | 0 | 0 | 0 | 0 | 0 | 0
Coal | 217.7 | 217.7 | 214.66 | 0 | 0 | 0
Geo | 0 | 0 | 0 | 0 | 0 | 0
H | 0 | 0 | 0 | 0 | 0 | 0
LFG | 0 | 0 | 0 | 0 | 0 | 0
Nuc | 0 | 0 | 0.05 | 627.09 | 637.55 | 647.53
PS | 0 | 0 | 0 | 0 | 0 | 0
PV | 0 | 0 | 0 | 0 | 0 | 0
PeakG | 0 | 0 | 0 | 0 | 0 | 0.25
PeakO | 0 | 0 | 0 | 0 | 0 | 0
ST | 0 | 0 | 0 | 0 | 0 | 0
STOG | 0 | 0 | 0 | 0 | 0 | 0
STWD | 0 | 49.89 | 85 | 85 | 85 | 85
WT | 0 | 0 | 0 | 0 | 0 | 0
IGCC | 0 | 0 | 0 | 0 | 0 | 0
DemandResponse | 0 | 0 | 0 | 0 | 0 | 0
IGCC-CCS | 0 | 0 | 0 | 0 | 0 | 0
WT_off | 0 | 0 | 0 | 0 | 0 | 0
PseudoUnit | 0 | 0 | 0 | 0 | 0 | 0
FixedInterchange | 0 | 0 | 0 | 0 | 0 | 0
Fuel Cost by Reporting Type: BC
ReportingType | 2015 | 2020 | 2025 | 2030 | 2035 | 2040
BM | 0 | 0 | 0 | 0 | 0 | 0
CC | 149.7 | 173.16 | 193.57 | 136.22 | 0 | 0
CSP | 0 | 0 | 0 | 0 | 0 | 0
CT | 0 | 0 | 0 | 0 | 0 | 0
Coal | 0 | 0 | 0 | 0 | 0 | 0
Geo | 0 | 0 | 0 | 0 | 0 | 0
H | 0 | 0 | 0 | 0 | 0 | 0
LFG | 0 | 0 | 0 | 0 | 0 | 0
Nuc | 0 | 0 | 0.02 | 51.31 | 51.31 | 98.55
PS | 0 | 0 | 0 | 0 | 0 | 0
PV | 0 | 0 | 0 | 0 | 0 | 0
PeakG | 0 | 0 | 0 | 0 | 0 | 0
PeakO | 0 | 0 | 0 | 0 | 0 | 0
ST | 0 | 0 | 0 | 0 | 0 | 0
STOG | 0 | 0 | 0 | 0 | 0 | 0
STWD | 0 | 140.84 | 271.44 | 271.44 | 271.44 | 271.44
WT | 0 | 0 | 0 | 0 | 0 | 0
IGCC | 0 | 0 | 0 | 0 | 0 | 0
DemandResponse | 0 | 0 | 0 | 0 | 0 | 0
IGCC-CCS | 0 | 0 | 0 | 0 | 0 | 0
WT_off | 0 | 0 | 0 | 0 | 0 | 0
PseudoUnit | 0 | 0 | 0 | 0 | 0 | 0
FixedInterchange | 0 | 0 | 0 | 0 | 0 | 0
Fuel Cost by Reporting Type: HQ_IESO
ReportingType | 2015 | 2020 | 2025 | 2030 | 2035 | 2040
BM | 0 | 0 | 0 | 0 | 0 | 0
CC | 0 | 0 | 0 | 0 | 0 | 0
CSP | 0 | 0 | 0 | 0 | 0 | 0
CT | 0 | 0 | 0 | 0 | 0 | 0
Coal | 0 | 0 | 0 | 0 | 0 | 0
Geo | 0 | 0 | 0 | 0 | 0 | 0
H | 0 | 0 | 0 | 0 | 0 | 0
LFG | 0 | 0 | 0 | 0 | 0 | 0
Nuc | 0 | 0 | 0 | 0 | 0 | 0
PS | 0 | 0 | 0 | 0 | 0 | 0
PV | 0 | 0 | 0 | 0 | 0 | 0
PeakG | 0 | 0 | 0 | 0 | 0 | 0
PeakO | 0 | 0 | 0 | 0 | 0 | 0
ST | 0 | 0 | 0 | 0 | 0 | 0
STOG | 0 | 0 | 0 | 0 | 0 | 0
STWD | 0 | 0 | 0 | 0 | 0 | 0
WT | 0 | 0 | 0 | 0 | 0 | 0
IGCC | 0 | 0 | 0 | 0 | 0 | 0
DemandResponse | 0 | 0 | 0 | 0 | 0 | 0
IGCC-CCS | 0 | 0 | 0 | 0 | 0 | 0
WT_off | 0 | 0 | 0 | 0 | 0 | 0
PseudoUnit | 0 | 0 | 0 | 0 | 0 | 0
FixedInterchange | 0 | 0 | 0 | 0 | 0 | 0
Fuel Cost by Reporting Type: HQ_NEISO
ReportingType | 2015 | 2020 | 2025 | 2030 | 2035 | 2040
BM | 0 | 0 | 0 | 0 | 0 | 0
CC | 0 | 0 | 0 | 0 | 0 | 0
CSP | 0 | 0 | 0 | 0 | 0 | 0
CT | 0 | 0 | 0 | 0 | 0 | 0
Coal | 0 | 0 | 0 | 0 | 0 | 0
Geo | 0 | 0 | 0 | 0 | 0 | 0
H | 0 | 0 | 0 | 0 | 0 | 0
LFG | 0 | 0 | 0 | 0 | 0 | 0
Nuc | 0 | 0 | 0 | 0 | 0.03 | 0.03
PS | 0 | 0 | 0 | 0 | 0 | 0
PV | 0 | 0 | 0 | 0 | 0 | 0
PeakG | 0 | 0 | 0 | 0 | 0 | 0
PeakO | 0 | 0 | 0 | 0 | 0 | 0
ST | 0 | 0 | 0 | 0 | 0 | 0
STOG | 0 | 0 | 0 | 0 | 0 | 0
STWD | 0 | 0 | 0 | 0 | 0 | 0
WT | 0 | 0 | 0 | 0 | 0 | 0
IGCC | 0 | 0 | 0 | 0 | 0 | 0
DemandResponse | 0 | 0 | 0 | 0 | 0 | 0
IGCC-CCS | 0 | 0 | 0 | 0 | 0 | 0
WT_off | 0 | 0 | 0 | 0 | 0 | 0
PseudoUnit | 0 | 0 | 0 | 0 | 0 | 0
FixedInterchange | 0 | 0 | 0 | 0 | 0 | 0
Fuel Cost by Reporting Type: HQ_NY
ReportingType | 2015 | 2020 | 2025 | 2030 | 2035 | 2040
BM | 0 | 0 | 0 | 0 | 0 | 0
CC | 0 | 0 | 0 | 0 | 0 | 0
CSP | 0 | 0 | 0 | 0 | 0 | 0
CT | 0 | 0 | 0 | 0 | 0 | 0
Coal | 0 | 0 | 0 | 0 | 0 | 0
Geo | 0 | 0 | 0 | 0 | 0 | 0
H | 0 | 0 | 0 | 0 | 0 | 0
LFG | 0 | 0 | 0 | 0 | 0 | 0
Nuc | 0 | 0 | 0 | 0 | 0.03 | 0.05
PS | 0 | 0 | 0 | 0 | 0 | 0
PV | 0 | 0 | 0 | 0 | 0 | 0
PeakG | 0 | 0 | 0 | 0 | 0 | 0
PeakO | 0 | 0 | 0 | 0 | 0 | 0
ST | 0 | 0 | 0 | 0 | 0 | 0
STOG | 0 | 0 | 0 | 0 | 0 | 0
STWD | 0 | 0 | 0 | 0 | 0 | 0
WT | 0 | 0 | 0 | 0 | 0 | 0
IGCC | 0 | 0 | 0 | 0 | 0 | 0
DemandResponse | 0 | 0 | 0 | 0 | 0 | 0
IGCC-CCS | 0 | 0 | 0 | 0 | 0 | 0
WT_off | 0 | 0 | 0 | 0 | 0 | 0
PseudoUnit | 0 | 0 | 0 | 0 | 0 | 0
FixedInterchange | 0 | 0 | 0 | 0 | 0 | 0
Fuel Cost by Reporting Type: MARITIMES
ReportingType | 2015 | 2020 | 2025 | 2030 | 2035 | 2040
BM | 0 | 0 | 0 | 0 | 0 | 0
CC | 0 | 0 | 0 | 0 | 0 | 0
CSP | 0 | 0 | 0 | 0 | 0 | 0
CT | 0 | 0 | 0 | 0 | 0 | 0
Coal | 0 | 0 | 0 | 0 | 0 | 0
Geo | 0 | 0 | 0 | 0 | 0 | 0
H | 0 | 0 | 0 | 0 | 0 | 0
LFG | 0 | 0 | 0 | 0 | 0 | 0
Nuc | 0 | 0 | 0 | 0 | 0.03 | 0.03
PS | 0 | 0 | 0 | 0 | 0 | 0
PV | 0 | 0 | 0 | 0 | 0 | 0
PeakG | 0 | 0 | 0 | 0 | 0 | 0
PeakO | 0 | 0 | 0 | 0 | 0 | 0
ST | 0 | 0 | 0 | 0 | 0 | 0
STOG | 0 | 0 | 0 | 0 | 0 | 0
STWD | 0 | 0 | 0 | 0 | 0 | 0
WT | 0 | 0 | 0 | 0 | 0 | 0
IGCC | 0 | 0 | 0 | 0 | 0 | 0
DemandResponse | 0 | 0 | 0 | 0 | 0 | 0
IGCC-CCS | 0 | 0 | 0 | 0 | 0 | 0
WT_off | 0 | 0 | 0 | 0 | 0 | 0
PseudoUnit | 0 | 0 | 0 | 0 | 0 | 0
FixedInterchange | 0 | 0 | 0 | 0 | 0 | 0
Fuel Cost by Reporting Type: All
ReportingType | 2015 | 2020 | 2025 | 2030 | 2035 | 2040
BM | 151.55 | 403.55 | 609.67 | 806.54 | 18200.58 | 43942.78
CC | 69898.19 | 89887.47 | 82846.5 | 49645.46 | 26814.51 | 9175.76
CSP | 0 | 0 | 0 | 0 | 0 | 0
CT | 43.68 | 76.14 | 84.3 | 22.72 | 0.22 | 2.79
Coal | 19425.74 | 7441.83 | 1486.69 | 1330.73 | 2498.85 | 2559.44
Geo | 0 | 0 | 0 | 0 | 0 | 0
H | 0 | 0 | 0 | 0 | 0 | 0
LFG | 0.25 | 2.74 | 5.56 | 6.49 | 6.49 | 6.49
Nuc | 7711.7 | 8121.16 | 9003.62 | 12302.2 | 13972.79 | 16138.77
PS | 0 | 0 | 0 | 0 | 0 | 0
PV | 0 | 0 | 0 | 0 | 0 | 0
PeakG | 203.17 | 334.56 | 389.03 | 230.05 | 151.14 | 86.28
PeakO | 0 | 0 | 0 | 0 | 0 | 0
ST | 0 | 0 | 0 | 0 | 0 | 0
STOG | 471.4 | 542.69 | 279.43 | 152.51 | 30.46 | 14.47
STWD | 955.6 | 1078.24 | 1402.6 | 2007.16 | 2443.06 | 2233.19
WT | 0 | 0.01 | 0.01 | 0.01 | 0.01 | 0.01
IGCC | 87.33 | 81.29 | 13.81 | 0.09 | 0 | 0
DemandResponse | 0 | 0 | 0 | 0 | 0 | 0
IGCC-CCS | 0 | 0 | 0 | 0 | 0 | 0
WT_off | 0 | 0 | 0 | 0 | 0 | 0
PseudoUnit | 0 | 0 | 0 | 0 | 0 | 0
FixedInterchange | 0 | 0 | 0 | 0 | 0 | 0
Fuel Cost by Reporting Type: EI_US
ReportingType | 2015 | 2020 | 2025 | 2030 | 2035 | 2040
BM | 144.5 | 388.9 | 579.56 | 712.03 | 15410.41 | 38910.85
CC | 47546.56 | 65171.23 | 59856.59 | 36229.25 | 21705.03 | 5573.51
CSP | 0 | 0 | 0 | 0 | 0 | 0
CT | 43.68 | 75.77 | 84.21 | 22.31 | 0.22 | 2.79
Coal | 16438.66 | 5267.4 | 964.92 | 1116.14 | 2187.33 | 2291.4
Geo | 0 | 0 | 0 | 0 | 0 | 0
H | 0 | 0 | 0 | 0 | 0 | 0
LFG | 0.18 | 1.48 | 3.19 | 4.11 | 4.11 | 4.11
Nuc | 5902.65 | 6282.89 | 7055.66 | 8766.43 | 8818.45 | 10503.33
PS | 0 | 0 | 0 | 0 | 0 | 0
PV | 0 | 0 | 0 | 0 | 0 | 0
PeakG | 198.79 | 327.86 | 388.61 | 227.85 | 148.69 | 83.5
PeakO | 0 | 0 | 0 | 0 | 0 | 0
ST | 0 | 0 | 0 | 0 | 0 | 0
STOG | 305.04 | 292.34 | 182.47 | 100.6 | 26.87 | 11.38
STWD | 636.67 | 568.55 | 527.93 | 1027.1 | 1464.73 | 1189.3
WT | 0 | 0 | 0.01 | 0.01 | 0.01 | 0.01
IGCC | 87.33 | 81.29 | 13.81 | 0.09 | 0 | 0
DemandResponse | 0 | 0 | 0 | 0 | 0 | 0
IGCC-CCS | 0 | 0 | 0 | 0 | 0 | 0
WT_off | 0 | 0 | 0 | 0 | 0 | 0
PseudoUnit | 0 | 0 | 0 | 0 | 0 | 0
FixedInterchange | 0 | 0 | 0 | 0 | 0 | 0
Fuel Cost by Reporting Type: EI_Canada
ReportingType | 2015 | 2020 | 2025 | 2030 | 2035 | 2040
BM | 0 | 0.18 | 0 | 0.64 | 2.81 | 13.89
CC | 454.92 | 313.47 | 32.59 | 4.15 | 1.65 | 4.2
CSP | 0 | 0 | 0 | 0 | 0 | 0
CT | 0 | 0.21 | 0 | 0 | 0 | 0
Coal | 11.82 | 1.8 | 0 | 0 | 0 | 0
Geo | 0 | 0 | 0 | 0 | 0 | 0
H | 0 | 0 | 0 | 0 | 0 | 0
LFG | 0.02 | 0.02 | 0.02 | 0.02 | 0.02 | 0.02
Nuc | 854.23 | 863.98 | 907.41 | 944.22 | 869.56 | 757.82
PS | 0 | 0 | 0 | 0 | 0 | 0
PV | 0 | 0 | 0 | 0 | 0 | 0
PeakG | 4.38 | 6.22 | 0 | 0 | 0 | 0
PeakO | 0 | 0 | 0 | 0 | 0 | 0
ST | 0 | 0 | 0 | 0 | 0 | 0
STOG | 0.73 | 0.09 | 0 | 0 | 0 | 0
STWD | 0.3 | 0.35 | 0.3 | 3.55 | 1.82 | 67.38
WT | 0 | 0 | 0 | 0 | 0 | 0
IGCC | 0 | 0 | 0 | 0 | 0 | 0
DemandResponse | 0 | 0 | 0 | 0 | 0 | 0
IGCC-CCS | 0 | 0 | 0 | 0 | 0 | 0
WT_off | 0 | 0 | 0 | 0 | 0 | 0
PseudoUnit | 0 | 0 | 0 | 0 | 0 | 0
FixedInterchange | 0 | 0 | 0 | 0 | 0 | 0
Fuel Cost by Reporting Type: EI
ReportingType | 2015 | 2020 | 2025 | 2030 | 2035 | 2040
BM | 144.5 | 389.08 | 579.56 | 712.67 | 15413.22 | 38924.74
CC | 48001.48 | 65484.7 | 59889.18 | 36233.4 | 21706.69 | 5577.71
CSP | 0 | 0 | 0 | 0 | 0 | 0
CT | 43.68 | 75.98 | 84.21 | 22.31 | 0.22 | 2.79
Coal | 16450.48 | 5269.2 | 964.92 | 1116.14 | 2187.33 | 2291.4
Geo | 0 | 0 | 0 | 0 | 0 | 0
H | 0 | 0 | 0 | 0 | 0 | 0
LFG | 0.2 | 1.5 | 3.21 | 4.13 | 4.13 | 4.13
Nuc | 6756.88 | 7146.87 | 7963.07 | 9710.65 | 9688.01 | 11261.14
PS | 0 | 0 | 0 | 0 | 0 | 0
PV | 0 | 0 | 0 | 0 | 0 | 0
PeakG | 203.17 | 334.08 | 388.61 | 227.85 | 148.69 | 83.5
PeakO | 0 | 0 | 0 | 0 | 0 | 0
ST | 0 | 0 | 0 | 0 | 0 | 0
STOG | 305.77 | 292.43 | 182.47 | 100.6 | 26.87 | 11.38
STWD | 636.98 | 568.9 | 528.24 | 1030.64 | 1466.55 | 1256.68
WT | 0 | 0 | 0.01 | 0.01 | 0.01 | 0.01
IGCC | 87.33 | 81.29 | 13.81 | 0.09 | 0 | 0
DemandResponse | 0 | 0 | 0 | 0 | 0 | 0
IGCC-CCS | 0 | 0 | 0 | 0 | 0 | 0
WT_off | 0 | 0 | 0 | 0 | 0 | 0
PseudoUnit | 0 | 0 | 0 | 0 | 0 | 0
FixedInterchange | 0 | 0 | 0 | 0 | 0 | 0
Fuel Cost by Reporting Type: Outside_EI
ReportingType | 2015 | 2020 | 2025 | 2030 | 2035 | 2040
BM | 7.05 | 14.47 | 30.11 | 93.87 | 2787.36 | 5018.05
CC | 21896.71 | 24402.77 | 22957.32 | 13412.05 | 5107.82 | 3598.05
CSP | 0 | 0 | 0 | 0 | 0 | 0
CT | 0 | 0.17 | 0.09 | 0.41 | 0 | 0
Coal | 2975.27 | 2172.63 | 521.76 | 214.59 | 311.52 | 268.04
Geo | 0 | 0 | 0 | 0 | 0 | 0
H | 0 | 0 | 0 | 0 | 0 | 0
LFG | 0.05 | 1.24 | 2.36 | 2.36 | 2.36 | 2.36
Nuc | 954.81 | 974.29 | 1040.55 | 2591.55 | 4284.79 | 4877.63
PS | 0 | 0 | 0 | 0 | 0 | 0
PV | 0 | 0 | 0 | 0 | 0 | 0
PeakG | 0 | 0.48 | 0.42 | 2.2 | 2.45 | 2.78
PeakO | 0 | 0 | 0 | 0 | 0 | 0
ST | 0 | 0 | 0 | 0 | 0 | 0
STOG | 165.62 | 250.26 | 96.97 | 51.91 | 3.59 | 3.08
STWD | 318.62 | 509.34 | 874.36 | 976.51 | 976.51 | 976.51
WT | 0 | 0 | 0 | 0 | 0 | 0
IGCC | 0 | 0 | 0 | 0 | 0 | 0
DemandResponse | 0 | 0 | 0 | 0 | 0 | 0
IGCC-CCS | 0 | 0 | 0 | 0 | 0 | 0
WT_off | 0 | 0 | 0 | 0 | 0 | 0
PseudoUnit | 0 | 0 | 0 | 0 | 0 | 0
FixedInterchange | 0 | 0 | 0 | 0 | 0 | 0
#7 | Emission Cost ($million)
==== Emission Program: TitleIV_CAIRSO2 : (SO2) ====
Emission Cost by Reporting Type: Entergy
ReportingType | 2015 | 2020 | 2025 | 2030 | 2035 | 2040
BM | 0 | 0 | 0 | 0 | 0 | 0
CC | 0 | 0 | 0 | 0 | 0 | 0
CSP | 0 | 0 | 0 | 0 | 0 | 0
CT | 0 | 0 | 0 | 0 | 0 | 0
Coal | 23.09 | 0 | 0 | 0 | 0 | 0
Geo | 0 | 0 | 0 | 0 | 0 | 0
H | 0 | 0 | 0 | 0 | 0 | 0
LFG | 0 | 0 | 0 | 0 | 0 | 0
Nuc | 0 | 0 | 0 | 0 | 0 | 0
PS | 0 | 0 | 0 | 0 | 0 | 0
PV | 0 | 0 | 0 | 0 | 0 | 0
PeakG | 0 | 0 | 0 | 0 | 0 | 0
PeakO | 0 | 0 | 0 | 0 | 0 | 0
ST | 0 | 0 | 0 | 0 | 0 | 0
STOG | 0 | 0 | 0 | 0 | 0 | 0
STWD | 0 | 0 | 0 | 0 | 0 | 0
WT | 0 | 0 | 0 | 0 | 0 | 0
IGCC | 0 | 0 | 0 | 0 | 0 | 0
DemandResponse | 0 | 0 | 0 | 0 | 0 | 0
IGCC-CCS | 0 | 0 | 0 | 0 | 0 | 0
WT_off | 0 | 0 | 0 | 0 | 0 | 0
PseudoUnit | 0 | 0 | 0 | 0 | 0 | 0
FixedInterchange | 0 | 0 | 0 | 0 | 0 | 0
Emission Cost by Reporting Type: FRCC
ReportingType | 2015 | 2020 | 2025 | 2030 | 2035 | 2040
BM | 0 | 0 | 0 | 0 | 0 | 0
CC | 0 | 0 | 0 | 0 | 0 | 0
CSP | 0 | 0 | 0 | 0 | 0 | 0
CT | 0 | 0 | 0 | 0 | 0 | 0
Coal | 3.84 | 0 | 0 | 0 | 0 | 0
Geo | 0 | 0 | 0 | 0 | 0 | 0
H | 0 | 0 | 0 | 0 | 0 | 0
LFG | 0 | 0 | 0 | 0 | 0 | 0
Nuc | 0 | 0 | 0 | 0 | 0 | 0
PS | 0 | 0 | 0 | 0 | 0 | 0
PV | 0 | 0 | 0 | 0 | 0 | 0
PeakG | 0 | 0 | 0 | 0 | 0 | 0
PeakO | 0 | 0 | 0 | 0 | 0 | 0
ST | 0 | 0 | 0 | 0 | 0 | 0
STOG | 0 | 0 | 0 | 0 | 0 | 0
STWD | 0 | 0 | 0 | 0 | 0 | 0
WT | 0 | 0 | 0 | 0 | 0 | 0
IGCC | 0 | 0 | 0 | 0 | 0 | 0
DemandResponse | 0 | 0 | 0 | 0 | 0 | 0
IGCC-CCS | 0 | 0 | 0 | 0 | 0 | 0
WT_off | 0 | 0 | 0 | 0 | 0 | 0
PseudoUnit | 0 | 0 | 0 | 0 | 0 | 0
FixedInterchange | 0 | 0 | 0 | 0 | 0 | 0
Emission Cost by Reporting Type: MAPP_US
ReportingType | 2015 | 2020 | 2025 | 2030 | 2035 | 2040
BM | 0 | 0 | 0 | 0 | 0 | 0
CC | 0 | 0 | 0 | 0 | 0 | 0
CSP | 0 | 0 | 0 | 0 | 0 | 0
CT | 0 | 0 | 0 | 0 | 0 | 0
Coal | 0.85 | 0 | 0 | 0 | 0 | 0
Geo | 0 | 0 | 0 | 0 | 0 | 0
H | 0 | 0 | 0 | 0 | 0 | 0
LFG | 0 | 0 | 0 | 0 | 0 | 0
Nuc | 0 | 0 | 0 | 0 | 0 | 0
PS | 0 | 0 | 0 | 0 | 0 | 0
PV | 0 | 0 | 0 | 0 | 0 | 0
PeakG | 0 | 0 | 0 | 0 | 0 | 0
PeakO | 0 | 0 | 0 | 0 | 0 | 0
ST | 0 | 0 | 0 | 0 | 0 | 0
STOG | 0 | 0 | 0 | 0 | 0 | 0
STWD | 0 | 0 | 0 | 0 | 0 | 0
WT | 0 | 0 | 0 | 0 | 0 | 0
IGCC | 0 | 0 | 0 | 0 | 0 | 0
DemandResponse | 0 | 0 | 0 | 0 | 0 | 0
IGCC-CCS | 0 | 0 | 0 | 0 | 0 | 0
WT_off | 0 | 0 | 0 | 0 | 0 | 0
PseudoUnit | 0 | 0 | 0 | 0 | 0 | 0
FixedInterchange | 0 | 0 | 0 | 0 | 0 | 0
Emission Cost by Reporting Type: MISO_IN
ReportingType | 2015 | 2020 | 2025 | 2030 | 2035 | 2040
BM | 0 | 0 | 0 | 0 | 0 | 0
CC | 0 | 0 | 0 | 0 | 0 | 0
CSP | 0 | 0 | 0 | 0 | 0 | 0
CT | 0 | 0 | 0 | 0 | 0 | 0
Coal | 20.1 | 0 | 0 | 0 | 0 | 0
Geo | 0 | 0 | 0 | 0 | 0 | 0
H | 0 | 0 | 0 | 0 | 0 | 0
LFG | 0 | 0 | 0 | 0 | 0 | 0
Nuc | 0 | 0 | 0 | 0 | 0 | 0
PS | 0 | 0 | 0 | 0 | 0 | 0
PV | 0 | 0 | 0 | 0 | 0 | 0
PeakG | 0 | 0 | 0 | 0 | 0 | 0
PeakO | 0 | 0 | 0 | 0 | 0 | 0
ST | 0 | 0 | 0 | 0 | 0 | 0
STOG | 0 | 0 | 0 | 0 | 0 | 0
STWD | 0 | 0 | 0 | 0 | 0 | 0
WT | 0 | 0 | 0 | 0 | 0 | 0
IGCC | 0.18 | 0 | 0 | 0 | 0 | 0
DemandResponse | 0 | 0 | 0 | 0 | 0 | 0
IGCC-CCS | 0 | 0 | 0 | 0 | 0 | 0
WT_off | 0 | 0 | 0 | 0 | 0 | 0
PseudoUnit | 0 | 0 | 0 | 0 | 0 | 0
FixedInterchange | 0 | 0 | 0 | 0 | 0 | 0
Emission Cost by Reporting Type: MISO_MI
ReportingType | 2015 | 2020 | 2025 | 2030 | 2035 | 2040
BM | 0 | 0 | 0 | 0 | 0 | 0
CC | 0 | 0 | 0 | 0 | 0 | 0
CSP | 0 | 0 | 0 | 0 | 0 | 0
CT | 0 | 0 | 0 | 0 | 0 | 0
Coal | 10.16 | 0 | 0 | 0 | 0 | 0
Geo | 0 | 0 | 0 | 0 | 0 | 0
H | 0 | 0 | 0 | 0 | 0 | 0
LFG | 0 | 0 | 0 | 0 | 0 | 0
Nuc | 0 | 0 | 0 | 0 | 0 | 0
PS | 0 | 0 | 0 | 0 | 0 | 0
PV | 0 | 0 | 0 | 0 | 0 | 0
PeakG | 0 | 0 | 0 | 0 | 0 | 0
PeakO | 0 | 0 | 0 | 0 | 0 | 0
ST | 0 | 0 | 0 | 0 | 0 | 0
STOG | 0 | 0 | 0 | 0 | 0 | 0
STWD | 0 | 0 | 0 | 0 | 0 | 0
WT | 0 | 0 | 0 | 0 | 0 | 0
IGCC | 0 | 0 | 0 | 0 | 0 | 0
DemandResponse | 0 | 0 | 0 | 0 | 0 | 0
IGCC-CCS | 0 | 0 | 0 | 0 | 0 | 0
WT_off | 0 | 0 | 0 | 0 | 0 | 0
PseudoUnit | 0 | 0 | 0 | 0 | 0 | 0
FixedInterchange | 0 | 0 | 0 | 0 | 0 | 0
Emission Cost by Reporting Type: MISO_MO-IL
ReportingType | 2015 | 2020 | 2025 | 2030 | 2035 | 2040
BM | 0 | 0 | 0 | 0 | 0 | 0
CC | 0 | 0 | 0 | 0 | 0 | 0
CSP | 0 | 0 | 0 | 0 | 0 | 0
CT | 0 | 0 | 0 | 0 | 0 | 0
Coal | 31.25 | 0 | 0 | 0 | 0 | 0
Geo | 0 | 0 | 0 | 0 | 0 | 0
H | 0 | 0 | 0 | 0 | 0 | 0
LFG | 0 | 0 | 0 | 0 | 0 | 0
Nuc | 0 | 0 | 0 | 0 | 0 | 0
PS | 0 | 0 | 0 | 0 | 0 | 0
PV | 0 | 0 | 0 | 0 | 0 | 0
PeakG | 0 | 0 | 0 | 0 | 0 | 0
PeakO | 0 | 0 | 0 | 0 | 0 | 0
ST | 0 | 0 | 0 | 0 | 0 | 0
STOG | 0 | 0 | 0 | 0 | 0 | 0
STWD | 0 | 0 | 0 | 0 | 0 | 0
WT | 0 | 0 | 0 | 0 | 0 | 0
IGCC | 0 | 0 | 0 | 0 | 0 | 0
DemandResponse | 0 | 0 | 0 | 0 | 0 | 0
IGCC-CCS | 0 | 0 | 0 | 0 | 0 | 0
WT_off | 0 | 0 | 0 | 0 | 0 | 0
PseudoUnit | 0 | 0 | 0 | 0 | 0 | 0
FixedInterchange | 0 | 0 | 0 | 0 | 0 | 0
Emission Cost by Reporting Type: MISO_W
ReportingType | 2015 | 2020 | 2025 | 2030 | 2035 | 2040
BM | 0 | 0 | 0 | 0 | 0 | 0
CC | 0 | 0 | 0 | 0 | 0 | 0
CSP | 0 | 0 | 0 | 0 | 0 | 0
CT | 0 | 0 | 0 | 0 | 0 | 0
Coal | 17.75 | 0 | 0 | 0 | 0 | 0
Geo | 0 | 0 | 0 | 0 | 0 | 0
H | 0 | 0 | 0 | 0 | 0 | 0
LFG | 0 | 0 | 0 | 0 | 0 | 0
Nuc | 0 | 0 | 0 | 0 | 0 | 0
PS | 0 | 0 | 0 | 0 | 0 | 0
PV | 0 | 0 | 0 | 0 | 0 | 0
PeakG | 0 | 0 | 0 | 0 | 0 | 0
PeakO | 0 | 0 | 0 | 0 | 0 | 0
ST | 0 | 0 | 0 | 0 | 0 | 0
STOG | 0 | 0 | 0 | 0 | 0 | 0
STWD | 0 | 0 | 0 | 0 | 0 | 0
WT | 0 | 0 | 0 | 0 | 0 | 0
IGCC | 0 | 0 | 0 | 0 | 0 | 0
DemandResponse | 0 | 0 | 0 | 0 | 0 | 0
IGCC-CCS | 0 | 0 | 0 | 0 | 0 | 0
WT_off | 0 | 0 | 0 | 0 | 0 | 0
PseudoUnit | 0 | 0 | 0 | 0 | 0 | 0
FixedInterchange | 0 | 0 | 0 | 0 | 0 | 0
Emission Cost by Reporting Type: MISO_WUMS
ReportingType | 2015 | 2020 | 2025 | 2030 | 2035 | 2040
BM | 0 | 0 | 0 | 0 | 0 | 0
CC | 0 | 0 | 0 | 0 | 0 | 0
CSP | 0 | 0 | 0 | 0 | 0 | 0
CT | 0 | 0 | 0 | 0 | 0 | 0
Coal | 2.1 | 0 | 0 | 0 | 0 | 0
Geo | 0 | 0 | 0 | 0 | 0 | 0
H | 0 | 0 | 0 | 0 | 0 | 0
LFG | 0 | 0 | 0 | 0 | 0 | 0
Nuc | 0 | 0 | 0 | 0 | 0 | 0
PS | 0 | 0 | 0 | 0 | 0 | 0
PV | 0 | 0 | 0 | 0 | 0 | 0
PeakG | 0 | 0 | 0 | 0 | 0 | 0
PeakO | 0 | 0 | 0 | 0 | 0 | 0
ST | 0 | 0 | 0 | 0 | 0 | 0
STOG | 0 | 0 | 0 | 0 | 0 | 0
STWD | 0 | 0 | 0 | 0 | 0 | 0
WT | 0 | 0 | 0 | 0 | 0 | 0
IGCC | 0 | 0 | 0 | 0 | 0 | 0
DemandResponse | 0 | 0 | 0 | 0 | 0 | 0
IGCC-CCS | 0 | 0 | 0 | 0 | 0 | 0
WT_off | 0 | 0 | 0 | 0 | 0 | 0
PseudoUnit | 0 | 0 | 0 | 0 | 0 | 0
FixedInterchange | 0 | 0 | 0 | 0 | 0 | 0
Emission Cost by Reporting Type: Nebraska
ReportingType | 2015 | 2020 | 2025 | 2030 | 2035 | 2040
BM | 0 | 0 | 0 | 0 | 0 | 0
CC | 0 | 0 | 0 | 0 | 0 | 0
CSP | 0 | 0 | 0 | 0 | 0 | 0
CT | 0 | 0 | 0 | 0 | 0 | 0
Coal | 3.26 | 0 | 0 | 0 | 0 | 0
Geo | 0 | 0 | 0 | 0 | 0 | 0
H | 0 | 0 | 0 | 0 | 0 | 0
LFG | 0 | 0 | 0 | 0 | 0 | 0
Nuc | 0 | 0 | 0 | 0 | 0 | 0
PS | 0 | 0 | 0 | 0 | 0 | 0
PV | 0 | 0 | 0 | 0 | 0 | 0
PeakG | 0 | 0 | 0 | 0 | 0 | 0
PeakO | 0 | 0 | 0 | 0 | 0 | 0
ST | 0 | 0 | 0 | 0 | 0 | 0
STOG | 0 | 0 | 0 | 0 | 0 | 0
STWD | 0 | 0 | 0 | 0 | 0 | 0
WT | 0 | 0 | 0 | 0 | 0 | 0
IGCC | 0 | 0 | 0 | 0 | 0 | 0
DemandResponse | 0 | 0 | 0 | 0 | 0 | 0
IGCC-CCS | 0 | 0 | 0 | 0 | 0 | 0
WT_off | 0 | 0 | 0 | 0 | 0 | 0
PseudoUnit | 0 | 0 | 0 | 0 | 0 | 0
FixedInterchange | 0 | 0 | 0 | 0 | 0 | 0
Emission Cost by Reporting Type: NEISO
ReportingType | 2015 | 2020 | 2025 | 2030 | 2035 | 2040
BM | 0 | 0 | 0 | 0 | 0 | 0
CC | 0 | 0 | 0 | 0 | 0 | 0
CSP | 0 | 0 | 0 | 0 | 0 | 0
CT | 0 | 0 | 0 | 0 | 0 | 0
Coal | 0 | 0 | 0 | 0 | 0 | 0
Geo | 0 | 0 | 0 | 0 | 0 | 0
H | 0 | 0 | 0 | 0 | 0 | 0
LFG | 0 | 0 | 0 | 0 | 0 | 0
Nuc | 0 | 0 | 0 | 0 | 0 | 0
PS | 0 | 0 | 0 | 0 | 0 | 0
PV | 0 | 0 | 0 | 0 | 0 | 0
PeakG | 0 | 0 | 0 | 0 | 0 | 0
PeakO | 0 | 0 | 0 | 0 | 0 | 0
ST | 0 | 0 | 0 | 0 | 0 | 0
STOG | 0 | 0 | 0 | 0 | 0 | 0
STWD | 0 | 0 | 0 | 0 | 0 | 0
WT | 0 | 0 | 0 | 0 | 0 | 0
IGCC | 0 | 0 | 0 | 0 | 0 | 0
DemandResponse | 0 | 0 | 0 | 0 | 0 | 0
IGCC-CCS | 0 | 0 | 0 | 0 | 0 | 0
WT_off | 0 | 0 | 0 | 0 | 0 | 0
PseudoUnit | 0 | 0 | 0 | 0 | 0 | 0
FixedInterchange | 0 | 0 | 0 | 0 | 0 | 0
Emission Cost by Reporting Type: NonRTO_Midwest
ReportingType | 2015 | 2020 | 2025 | 2030 | 2035 | 2040
BM | 0 | 0 | 0 | 0 | 0 | 0
CC | 0 | 0 | 0 | 0 | 0 | 0
CSP | 0 | 0 | 0 | 0 | 0 | 0
CT | 0 | 0 | 0 | 0 | 0 | 0
Coal | 10.29 | 0 | 0 | 0 | 0 | 0
Geo | 0 | 0 | 0 | 0 | 0 | 0
H | 0 | 0 | 0 | 0 | 0 | 0
LFG | 0 | 0 | 0 | 0 | 0 | 0
Nuc | 0 | 0 | 0 | 0 | 0 | 0
PS | 0 | 0 | 0 | 0 | 0 | 0
PV | 0 | 0 | 0 | 0 | 0 | 0
PeakG | 0 | 0 | 0 | 0 | 0 | 0
PeakO | 0 | 0 | 0 | 0 | 0 | 0
ST | 0 | 0 | 0 | 0 | 0 | 0
STOG | 0 | 0 | 0 | 0 | 0 | 0
STWD | 0 | 0 | 0 | 0 | 0 | 0
WT | 0 | 0 | 0 | 0 | 0 | 0
IGCC | 0 | 0 | 0 | 0 | 0 | 0
DemandResponse | 0 | 0 | 0 | 0 | 0 | 0
IGCC-CCS | 0 | 0 | 0 | 0 | 0 | 0
WT_off | 0 | 0 | 0 | 0 | 0 | 0
PseudoUnit | 0 | 0 | 0 | 0 | 0 | 0
FixedInterchange | 0 | 0 | 0 | 0 | 0 | 0
Emission Cost by Reporting Type: NYISO_A-F
ReportingType | 2015 | 2020 | 2025 | 2030 | 2035 | 2040
BM | 0 | 0 | 0 | 0 | 0 | 0
CC | 0 | 0 | 0 | 0 | 0 | 0
CSP | 0 | 0 | 0 | 0 | 0 | 0
CT | 0 | 0 | 0 | 0 | 0 | 0
Coal | 0 | 0 | 0 | 0 | 0 | 0
Geo | 0 | 0 | 0 | 0 | 0 | 0
H | 0 | 0 | 0 | 0 | 0 | 0
LFG | 0 | 0 | 0 | 0 | 0 | 0
Nuc | 0 | 0 | 0 | 0 | 0 | 0
PS | 0 | 0 | 0 | 0 | 0 | 0
PV | 0 | 0 | 0 | 0 | 0 | 0
PeakG | 0 | 0 | 0 | 0 | 0 | 0
PeakO | 0 | 0 | 0 | 0 | 0 | 0
ST | 0 | 0 | 0 | 0 | 0 | 0
STOG | 0 | 0 | 0 | 0 | 0 | 0
STWD | 0 | 0 | 0 | 0 | 0 | 0
WT | 0 | 0 | 0 | 0 | 0 | 0
IGCC | 0 | 0 | 0 | 0 | 0 | 0
DemandResponse | 0 | 0 | 0 | 0 | 0 | 0
IGCC-CCS | 0 | 0 | 0 | 0 | 0 | 0
WT_off | 0 | 0 | 0 | 0 | 0 | 0
PseudoUnit | 0 | 0 | 0 | 0 | 0 | 0
FixedInterchange | 0 | 0 | 0 | 0 | 0 | 0
Emission Cost by Reporting Type: NYISO_G-I
ReportingType | 2015 | 2020 | 2025 | 2030 | 2035 | 2040
BM | 0 | 0 | 0 | 0 | 0 | 0
CC | 0 | 0 | 0 | 0 | 0 | 0
CSP | 0 | 0 | 0 | 0 | 0 | 0
CT | 0 | 0 | 0 | 0 | 0 | 0
Coal | 0 | 0 | 0 | 0 | 0 | 0
Geo | 0 | 0 | 0 | 0 | 0 | 0
H | 0 | 0 | 0 | 0 | 0 | 0
LFG | 0 | 0 | 0 | 0 | 0 | 0
Nuc | 0 | 0 | 0 | 0 | 0 | 0
PS | 0 | 0 | 0 | 0 | 0 | 0
PV | 0 | 0 | 0 | 0 | 0 | 0
PeakG | 0 | 0 | 0 | 0 | 0 | 0
PeakO | 0 | 0 | 0 | 0 | 0 | 0
ST | 0 | 0 | 0 | 0 | 0 | 0
STOG | 0 | 0 | 0 | 0 | 0 | 0
STWD | 0 | 0 | 0 | 0 | 0 | 0
WT | 0 | 0 | 0 | 0 | 0 | 0
IGCC | 0 | 0 | 0 | 0 | 0 | 0
DemandResponse | 0 | 0 | 0 | 0 | 0 | 0
IGCC-CCS | 0 | 0 | 0 | 0 | 0 | 0
WT_off | 0 | 0 | 0 | 0 | 0 | 0
PseudoUnit | 0 | 0 | 0 | 0 | 0 | 0
FixedInterchange | 0 | 0 | 0 | 0 | 0 | 0
Emission Cost by Reporting Type: NYISO_J-K
ReportingType | 2015 | 2020 | 2025 | 2030 | 2035 | 2040
BM | 0 | 0 | 0 | 0 | 0 | 0
CC | 0 | 0 | 0 | 0 | 0 | 0
CSP | 0 | 0 | 0 | 0 | 0 | 0
CT | 0 | 0 | 0 | 0 | 0 | 0
Coal | 0 | 0 | 0 | 0 | 0 | 0
Geo | 0 | 0 | 0 | 0 | 0 | 0
H | 0 | 0 | 0 | 0 | 0 | 0
LFG | 0 | 0 | 0 | 0 | 0 | 0
Nuc | 0 | 0 | 0 | 0 | 0 | 0
PS | 0 | 0 | 0 | 0 | 0 | 0
PV | 0 | 0 | 0 | 0 | 0 | 0
PeakG | 0 | 0 | 0 | 0 | 0 | 0
PeakO | 0 | 0 | 0 | 0 | 0 | 0
ST | 0 | 0 | 0 | 0 | 0 | 0
STOG | 0 | 0 | 0 | 0 | 0 | 0
STWD | 0 | 0 | 0 | 0 | 0 | 0
WT | 0 | 0 | 0 | 0 | 0 | 0
IGCC | 0 | 0 | 0 | 0 | 0 | 0
DemandResponse | 0 | 0 | 0 | 0 | 0 | 0
IGCC-CCS | 0 | 0 | 0 | 0 | 0 | 0
WT_off | 0 | 0 | 0 | 0 | 0 | 0
PseudoUnit | 0 | 0 | 0 | 0 | 0 | 0
FixedInterchange | 0 | 0 | 0 | 0 | 0 | 0
Emission Cost by Reporting Type: PJM_E
ReportingType | 2015 | 2020 | 2025 | 2030 | 2035 | 2040
BM | 0 | 0 | 0 | 0 | 0 | 0
CC | 0 | 0 | 0 | 0 | 0 | 0
CSP | 0 | 0 | 0 | 0 | 0 | 0
CT | 0 | 0 | 0 | 0 | 0 | 0
Coal | 0.06 | 0 | 0 | 0 | 0 | 0
Geo | 0 | 0 | 0 | 0 | 0 | 0
H | 0 | 0 | 0 | 0 | 0 | 0
LFG | 0 | 0 | 0 | 0 | 0 | 0
Nuc | 0 | 0 | 0 | 0 | 0 | 0
PS | 0 | 0 | 0 | 0 | 0 | 0
PV | 0 | 0 | 0 | 0 | 0 | 0
PeakG | 0 | 0 | 0 | 0 | 0 | 0
PeakO | 0 | 0 | 0 | 0 | 0 | 0
ST | 0 | 0 | 0 | 0 | 0 | 0
STOG | 0 | 0 | 0 | 0 | 0 | 0
STWD | 0 | 0 | 0 | 0 | 0 | 0
WT | 0 | 0 | 0 | 0 | 0 | 0
IGCC | 0 | 0 | 0 | 0 | 0 | 0
DemandResponse | 0 | 0 | 0 | 0 | 0 | 0
IGCC-CCS | 0 | 0 | 0 | 0 | 0 | 0
WT_off | 0 | 0 | 0 | 0 | 0 | 0
PseudoUnit | 0 | 0 | 0 | 0 | 0 | 0
FixedInterchange | 0 | 0 | 0 | 0 | 0 | 0
Emission Cost by Reporting Type: PJM_ROM
ReportingType | 2015 | 2020 | 2025 | 2030 | 2035 | 2040
BM | 0 | 0 | 0 | 0 | 0 | 0
CC | 0 | 0 | 0 | 0 | 0 | 0
CSP | 0 | 0 | 0 | 0 | 0 | 0
CT | 0 | 0 | 0 | 0 | 0 | 0
Coal | 13.22 | 0 | 0 | 0 | 0 | 0
Geo | 0 | 0 | 0 | 0 | 0 | 0
H | 0 | 0 | 0 | 0 | 0 | 0
LFG | 0 | 0 | 0 | 0 | 0 | 0
Nuc | 0 | 0 | 0 | 0 | 0 | 0
PS | 0 | 0 | 0 | 0 | 0 | 0
PV | 0 | 0 | 0 | 0 | 0 | 0
PeakG | 0 | 0 | 0 | 0 | 0 | 0
PeakO | 0 | 0 | 0 | 0 | 0 | 0
ST | 0 | 0 | 0 | 0 | 0 | 0
STOG | 0 | 0 | 0 | 0 | 0 | 0
STWD | 0 | 0 | 0 | 0 | 0 | 0
WT | 0 | 0 | 0 | 0 | 0 | 0
IGCC | 0 | 0 | 0 | 0 | 0 | 0
DemandResponse | 0 | 0 | 0 | 0 | 0 | 0
IGCC-CCS | 0 | 0 | 0 | 0 | 0 | 0
WT_off | 0 | 0 | 0 | 0 | 0 | 0
PseudoUnit | 0 | 0 | 0 | 0 | 0 | 0
FixedInterchange | 0 | 0 | 0 | 0 | 0 | 0
Emission Cost by Reporting Type: PJM_ROR
ReportingType | 2015 | 2020 | 2025 | 2030 | 2035 | 2040
BM | 0 | 0 | 0 | 0 | 0 | 0
CC | 0 | 0 | 0 | 0 | 0 | 0
CSP | 0 | 0 | 0 | 0 | 0 | 0
CT | 0 | 0 | 0 | 0 | 0 | 0
Coal | 86.26 | 0 | 0 | 0 | 0 | 0
Geo | 0 | 0 | 0 | 0 | 0 | 0
H | 0 | 0 | 0 | 0 | 0 | 0
LFG | 0 | 0 | 0 | 0 | 0 | 0
Nuc | 0 | 0 | 0 | 0 | 0 | 0
PS | 0 | 0 | 0 | 0 | 0 | 0
PV | 0 | 0 | 0 | 0 | 0 | 0
PeakG | 0 | 0 | 0 | 0 | 0 | 0
PeakO | 0 | 0 | 0 | 0 | 0 | 0
ST | 0 | 0 | 0 | 0 | 0 | 0
STOG | 0 | 0 | 0 | 0 | 0 | 0
STWD | 0 | 0 | 0 | 0 | 0 | 0
WT | 0 | 0 | 0 | 0 | 0 | 0
IGCC | 0 | 0 | 0 | 0 | 0 | 0
DemandResponse | 0 | 0 | 0 | 0 | 0 | 0
IGCC-CCS | 0 | 0 | 0 | 0 | 0 | 0
WT_off | 0 | 0 | 0 | 0 | 0 | 0
PseudoUnit | 0 | 0 | 0 | 0 | 0 | 0
FixedInterchange | 0 | 0 | 0 | 0 | 0 | 0
Emission Cost by Reporting Type: SOCO
ReportingType | 2015 | 2020 | 2025 | 2030 | 2035 | 2040
BM | 0 | 0 | 0 | 0 | 0 | 0
CC | 0 | 0 | 0 | 0 | 0 | 0
CSP | 0 | 0 | 0 | 0 | 0 | 0
CT | 0 | 0 | 0 | 0 | 0 | 0
Coal | 19.77 | 0 | 0 | 0 | 0 | 0
Geo | 0 | 0 | 0 | 0 | 0 | 0
H | 0 | 0 | 0 | 0 | 0 | 0
LFG | 0 | 0 | 0 | 0 | 0 | 0
Nuc | 0 | 0 | 0 | 0 | 0 | 0
PS | 0 | 0 | 0 | 0 | 0 | 0
PV | 0 | 0 | 0 | 0 | 0 | 0
PeakG | 0 | 0 | 0 | 0 | 0 | 0
PeakO | 0 | 0 | 0 | 0 | 0 | 0
ST | 0 | 0 | 0 | 0 | 0 | 0
STOG | 0 | 0 | 0 | 0 | 0 | 0
STWD | 0 | 0 | 0 | 0 | 0 | 0
WT | 0 | 0 | 0 | 0 | 0 | 0
IGCC | 0 | 0 | 0 | 0 | 0 | 0
DemandResponse | 0 | 0 | 0 | 0 | 0 | 0
IGCC-CCS | 0 | 0 | 0 | 0 | 0 | 0
WT_off | 0 | 0 | 0 | 0 | 0 | 0
PseudoUnit | 0 | 0 | 0 | 0 | 0 | 0
FixedInterchange | 0 | 0 | 0 | 0 | 0 | 0
Emission Cost by Reporting Type: SPP_N
ReportingType | 2015 | 2020 | 2025 | 2030 | 2035 | 2040
BM | 0 | 0 | 0 | 0 | 0 | 0
CC | 0 | 0 | 0 | 0 | 0 | 0
CSP | 0 | 0 | 0 | 0 | 0 | 0
CT | 0 | 0 | 0 | 0 | 0 | 0
Coal | 4.33 | 0 | 0 | 0 | 0 | 0
Geo | 0 | 0 | 0 | 0 | 0 | 0
H | 0 | 0 | 0 | 0 | 0 | 0
LFG | 0 | 0 | 0 | 0 | 0 | 0
Nuc | 0 | 0 | 0 | 0 | 0 | 0
PS | 0 | 0 | 0 | 0 | 0 | 0
PV | 0 | 0 | 0 | 0 | 0 | 0
PeakG | 0 | 0 | 0 | 0 | 0 | 0
PeakO | 0 | 0 | 0 | 0 | 0 | 0
ST | 0 | 0 | 0 | 0 | 0 | 0
STOG | 0 | 0 | 0 | 0 | 0 | 0
STWD | 0 | 0 | 0 | 0 | 0 | 0
WT | 0 | 0 | 0 | 0 | 0 | 0
IGCC | 0 | 0 | 0 | 0 | 0 | 0
DemandResponse | 0 | 0 | 0 | 0 | 0 | 0
IGCC-CCS | 0 | 0 | 0 | 0 | 0 | 0
WT_off | 0 | 0 | 0 | 0 | 0 | 0
PseudoUnit | 0 | 0 | 0 | 0 | 0 | 0
FixedInterchange | 0 | 0 | 0 | 0 | 0 | 0
Emission Cost by Reporting Type: SPP_S
ReportingType | 2015 | 2020 | 2025 | 2030 | 2035 | 2040
BM | 0 | 0 | 0 | 0 | 0 | 0
CC | 0 | 0 | 0 | 0 | 0 | 0
CSP | 0 | 0 | 0 | 0 | 0 | 0
CT | 0 | 0 | 0 | 0 | 0 | 0
Coal | 14.81 | 0 | 0 | 0 | 0 | 0
Geo | 0 | 0 | 0 | 0 | 0 | 0
H | 0 | 0 | 0 | 0 | 0 | 0
LFG | 0 | 0 | 0 | 0 | 0 | 0
Nuc | 0 | 0 | 0 | 0 | 0 | 0
PS | 0 | 0 | 0 | 0 | 0 | 0
PV | 0 | 0 | 0 | 0 | 0 | 0
PeakG | 0 | 0 | 0 | 0 | 0 | 0
PeakO | 0 | 0 | 0 | 0 | 0 | 0
ST | 0 | 0 | 0 | 0 | 0 | 0
STOG | 0 | 0 | 0 | 0 | 0 | 0
STWD | 0 | 0 | 0 | 0 | 0 | 0
WT | 0 | 0 | 0 | 0 | 0 | 0
IGCC | 0 | 0 | 0 | 0 | 0 | 0
DemandResponse | 0 | 0 | 0 | 0 | 0 | 0
IGCC-CCS | 0 | 0 | 0 | 0 | 0 | 0
WT_off | 0 | 0 | 0 | 0 | 0 | 0
PseudoUnit | 0 | 0 | 0 | 0 | 0 | 0
FixedInterchange | 0 | 0 | 0 | 0 | 0 | 0
Emission Cost by Reporting Type: TVA
ReportingType | 2015 | 2020 | 2025 | 2030 | 2035 | 2040
BM | 0 | 0 | 0 | 0 | 0 | 0
CC | 0 | 0 | 0 | 0 | 0 | 0
CSP | 0 | 0 | 0 | 0 | 0 | 0
CT | 0 | 0 | 0 | 0 | 0 | 0
Coal | 18.87 | 0 | 0 | 0 | 0 | 0
Geo | 0 | 0 | 0 | 0 | 0 | 0
H | 0 | 0 | 0 | 0 | 0 | 0
LFG | 0 | 0 | 0 | 0 | 0 | 0
Nuc | 0 | 0 | 0 | 0 | 0 | 0
PS | 0 | 0 | 0 | 0 | 0 | 0
PV | 0 | 0 | 0 | 0 | 0 | 0
PeakG | 0 | 0 | 0 | 0 | 0 | 0
PeakO | 0 | 0 | 0 | 0 | 0 | 0
ST | 0 | 0 | 0 | 0 | 0 | 0
STOG | 0 | 0 | 0 | 0 | 0 | 0
STWD | 0 | 0 | 0 | 0 | 0 | 0
WT | 0 | 0 | 0 | 0 | 0 | 0
IGCC | 0 | 0 | 0 | 0 | 0 | 0
DemandResponse | 0 | 0 | 0 | 0 | 0 | 0
IGCC-CCS | 0 | 0 | 0 | 0 | 0 | 0
WT_off | 0 | 0 | 0 | 0 | 0 | 0
PseudoUnit | 0 | 0 | 0 | 0 | 0 | 0
FixedInterchange | 0 | 0 | 0 | 0 | 0 | 0
Emission Cost by Reporting Type: TVA_Transmission
ReportingType | 2015 | 2020 | 2025 | 2030 | 2035 | 2040
BM | 0 | 0 | 0 | 0 | 0 | 0
CC | 0 | 0 | 0 | 0 | 0 | 0
CSP | 0 | 0 | 0 | 0 | 0 | 0
CT | 0 | 0 | 0 | 0 | 0 | 0
Coal | 0 | 0 | 0 | 0 | 0 | 0
Geo | 0 | 0 | 0 | 0 | 0 | 0
H | 0 | 0 | 0 | 0 | 0 | 0
LFG | 0 | 0 | 0 | 0 | 0 | 0
Nuc | 0 | 0 | 0 | 0 | 0 | 0
PS | 0 | 0 | 0 | 0 | 0 | 0
PV | 0 | 0 | 0 | 0 | 0 | 0
PeakG | 0 | 0 | 0 | 0 | 0 | 0
PeakO | 0 | 0 | 0 | 0 | 0 | 0
ST | 0 | 0 | 0 | 0 | 0 | 0
STOG | 0 | 0 | 0 | 0 | 0 | 0
STWD | 0 | 0 | 0 | 0 | 0 | 0
WT | 0 | 0 | 0 | 0 | 0 | 0
IGCC | 0 | 0 | 0 | 0 | 0 | 0
DemandResponse | 0 | 0 | 0 | 0 | 0 | 0
IGCC-CCS | 0 | 0 | 0 | 0 | 0 | 0
WT_off | 0 | 0 | 0 | 0 | 0 | 0
PseudoUnit | 0 | 0 | 0 | 0 | 0 | 0
FixedInterchange | 0 | 0 | 0 | 0 | 0 | 0
Emission Cost by Reporting Type: VACAR
ReportingType | 2015 | 2020 | 2025 | 2030 | 2035 | 2040
BM | 0 | 0 | 0 | 0 | 0 | 0
CC | 0 | 0 | 0 | 0 | 0 | 0
CSP | 0 | 0 | 0 | 0 | 0 | 0
CT | 0 | 0 | 0 | 0 | 0 | 0
Coal | 3.42 | 0 | 0 | 0 | 0 | 0
Geo | 0 | 0 | 0 | 0 | 0 | 0
H | 0 | 0 | 0 | 0 | 0 | 0
LFG | 0 | 0 | 0 | 0 | 0 | 0
Nuc | 0 | 0 | 0 | 0 | 0 | 0
PS | 0 | 0 | 0 | 0 | 0 | 0
PV | 0 | 0 | 0 | 0 | 0 | 0
PeakG | 0 | 0 | 0 | 0 | 0 | 0
PeakO | 0 | 0 | 0 | 0 | 0 | 0
ST | 0 | 0 | 0 | 0 | 0 | 0
STOG | 0 | 0 | 0 | 0 | 0 | 0
STWD | 0 | 0 | 0 | 0 | 0 | 0
WT | 0 | 0 | 0 | 0 | 0 | 0
IGCC | 0 | 0 | 0 | 0 | 0 | 0
DemandResponse | 0 | 0 | 0 | 0 | 0 | 0
IGCC-CCS | 0 | 0 | 0 | 0 | 0 | 0
WT_off | 0 | 0 | 0 | 0 | 0 | 0
PseudoUnit | 0 | 0 | 0 | 0 | 0 | 0
FixedInterchange | 0 | 0 | 0 | 0 | 0 | 0
Emission Cost by Reporting Type: IESO
ReportingType | 2015 | 2020 | 2025 | 2030 | 2035 | 2040
BM | 0 | 0 | 0 | 0 | 0 | 0
CC | 0 | 0 | 0 | 0 | 0 | 0
CSP | 0 | 0 | 0 | 0 | 0 | 0
CT | 0 | 0 | 0 | 0 | 0 | 0
Coal | 0 | 0 | 0 | 0 | 0 | 0
Geo | 0 | 0 | 0 | 0 | 0 | 0
H | 0 | 0 | 0 | 0 | 0 | 0
LFG | 0 | 0 | 0 | 0 | 0 | 0
Nuc | 0 | 0 | 0 | 0 | 0 | 0
PS | 0 | 0 | 0 | 0 | 0 | 0
PV | 0 | 0 | 0 | 0 | 0 | 0
PeakG | 0 | 0 | 0 | 0 | 0 | 0
PeakO | 0 | 0 | 0 | 0 | 0 | 0
ST | 0 | 0 | 0 | 0 | 0 | 0
STOG | 0 | 0 | 0 | 0 | 0 | 0
STWD | 0 | 0 | 0 | 0 | 0 | 0
WT | 0 | 0 | 0 | 0 | 0 | 0
IGCC | 0 | 0 | 0 | 0 | 0 | 0
DemandResponse | 0 | 0 | 0 | 0 | 0 | 0
IGCC-CCS | 0 | 0 | 0 | 0 | 0 | 0
WT_off | 0 | 0 | 0 | 0 | 0 | 0
PseudoUnit | 0 | 0 | 0 | 0 | 0 | 0
FixedInterchange | 0 | 0 | 0 | 0 | 0 | 0
Emission Cost by Reporting Type: MAPP_CA
ReportingType | 2015 | 2020 | 2025 | 2030 | 2035 | 2040
BM | 0 | 0 | 0 | 0 | 0 | 0
CC | 0 | 0 | 0 | 0 | 0 | 0
CSP | 0 | 0 | 0 | 0 | 0 | 0
CT | 0 | 0 | 0 | 0 | 0 | 0
Coal | 0 | 0 | 0 | 0 | 0 | 0
Geo | 0 | 0 | 0 | 0 | 0 | 0
H | 0 | 0 | 0 | 0 | 0 | 0
LFG | 0 | 0 | 0 | 0 | 0 | 0
Nuc | 0 | 0 | 0 | 0 | 0 | 0
PS | 0 | 0 | 0 | 0 | 0 | 0
PV | 0 | 0 | 0 | 0 | 0 | 0
PeakG | 0 | 0 | 0 | 0 | 0 | 0
PeakO | 0 | 0 | 0 | 0 | 0 | 0
ST | 0 | 0 | 0 | 0 | 0 | 0
STOG | 0 | 0 | 0 | 0 | 0 | 0
STWD | 0 | 0 | 0 | 0 | 0 | 0
WT | 0 | 0 | 0 | 0 | 0 | 0
IGCC | 0 | 0 | 0 | 0 | 0 | 0
DemandResponse | 0 | 0 | 0 | 0 | 0 | 0
IGCC-CCS | 0 | 0 | 0 | 0 | 0 | 0
WT_off | 0 | 0 | 0 | 0 | 0 | 0
PseudoUnit | 0 | 0 | 0 | 0 | 0 | 0
FixedInterchange | 0 | 0 | 0 | 0 | 0 | 0
Emission Cost by Reporting Type: AZ_NM_SNV_Coal
ReportingType | 2015 | 2020 | 2025 | 2030 | 2035 | 2040
BM | 0 | 0 | 0 | 0 | 0 | 0
CC | 0 | 0 | 0 | 0 | 0 | 0
CSP | 0 | 0 | 0 | 0 | 0 | 0
CT | 0 | 0 | 0 | 0 | 0 | 0
Coal | 0.74 | 0 | 0 | 0 | 0 | 0
Geo | 0 | 0 | 0 | 0 | 0 | 0
H | 0 | 0 | 0 | 0 | 0 | 0
LFG | 0 | 0 | 0 | 0 | 0 | 0
Nuc | 0 | 0 | 0 | 0 | 0 | 0
PS | 0 | 0 | 0 | 0 | 0 | 0
PV | 0 | 0 | 0 | 0 | 0 | 0
PeakG | 0 | 0 | 0 | 0 | 0 | 0
PeakO | 0 | 0 | 0 | 0 | 0 | 0
ST | 0 | 0 | 0 | 0 | 0 | 0
STOG | 0 | 0 | 0 | 0 | 0 | 0
STWD | 0 | 0 | 0 | 0 | 0 | 0
WT | 0 | 0 | 0 | 0 | 0 | 0
IGCC | 0 | 0 | 0 | 0 | 0 | 0
DemandResponse | 0 | 0 | 0 | 0 | 0 | 0
IGCC-CCS | 0 | 0 | 0 | 0 | 0 | 0
WT_off | 0 | 0 | 0 | 0 | 0 | 0
PseudoUnit | 0 | 0 | 0 | 0 | 0 | 0
FixedInterchange | 0 | 0 | 0 | 0 | 0 | 0
Emission Cost by Reporting Type: AZ_NM_SNV_Gas
ReportingType | 2015 | 2020 | 2025 | 2030 | 2035 | 2040
BM | 0 | 0 | 0 | 0 | 0 | 0
CC | 0 | 0 | 0 | 0 | 0 | 0
CSP | 0 | 0 | 0 | 0 | 0 | 0
CT | 0 | 0 | 0 | 0 | 0 | 0
Coal | 0 | 0 | 0 | 0 | 0 | 0
Geo | 0 | 0 | 0 | 0 | 0 | 0
H | 0 | 0 | 0 | 0 | 0 | 0
LFG | 0 | 0 | 0 | 0 | 0 | 0
Nuc | 0 | 0 | 0 | 0 | 0 | 0
PS | 0 | 0 | 0 | 0 | 0 | 0
PV | 0 | 0 | 0 | 0 | 0 | 0
PeakG | 0 | 0 | 0 | 0 | 0 | 0
PeakO | 0 | 0 | 0 | 0 | 0 | 0
ST | 0 | 0 | 0 | 0 | 0 | 0
STOG | 0 | 0 | 0 | 0 | 0 | 0
STWD | 0 | 0 | 0 | 0 | 0 | 0
WT | 0 | 0 | 0 | 0 | 0 | 0
IGCC | 0 | 0 | 0 | 0 | 0 | 0
DemandResponse | 0 | 0 | 0 | 0 | 0 | 0
IGCC-CCS | 0 | 0 | 0 | 0 | 0 | 0
WT_off | 0 | 0 | 0 | 0 | 0 | 0
PseudoUnit | 0 | 0 | 0 | 0 | 0 | 0
FixedInterchange | 0 | 0 | 0 | 0 | 0 | 0
Emission Cost by Reporting Type: AZ_NM_SNV_NucRenew
ReportingType | 2015 | 2020 | 2025 | 2030 | 2035 | 2040
BM | 0 | 0 | 0 | 0 | 0 | 0
CC | 0 | 0 | 0 | 0 | 0 | 0
CSP | 0 | 0 | 0 | 0 | 0 | 0
CT | 0 | 0 | 0 | 0 | 0 | 0
Coal | 0 | 0 | 0 | 0 | 0 | 0
Geo | 0 | 0 | 0 | 0 | 0 | 0
H | 0 | 0 | 0 | 0 | 0 | 0
LFG | 0 | 0 | 0 | 0 | 0 | 0
Nuc | 0 | 0 | 0 | 0 | 0 | 0
PS | 0 | 0 | 0 | 0 | 0 | 0
PV | 0 | 0 | 0 | 0 | 0 | 0
PeakG | 0 | 0 | 0 | 0 | 0 | 0
PeakO | 0 | 0 | 0 | 0 | 0 | 0
ST | 0 | 0 | 0 | 0 | 0 | 0
STOG | 0 | 0 | 0 | 0 | 0 | 0
STWD | 0 | 0 | 0 | 0 | 0 | 0
WT | 0 | 0 | 0 | 0 | 0 | 0
IGCC | 0 | 0 | 0 | 0 | 0 | 0
DemandResponse | 0 | 0 | 0 | 0 | 0 | 0
IGCC-CCS | 0 | 0 | 0 | 0 | 0 | 0
WT_off | 0 | 0 | 0 | 0 | 0 | 0
PseudoUnit | 0 | 0 | 0 | 0 | 0 | 0
FixedInterchange | 0 | 0 | 0 | 0 | 0 | 0
Emission Cost by Reporting Type: ERCOT
ReportingType | 2015 | 2020 | 2025 | 2030 | 2035 | 2040
BM | 0 | 0 | 0 | 0 | 0 | 0
CC | 0 | 0 | 0 | 0 | 0 | 0
CSP | 0 | 0 | 0 | 0 | 0 | 0
CT | 0 | 0 | 0 | 0 | 0 | 0
Coal | 6.24 | 0 | 0 | 0 | 0 | 0
Geo | 0 | 0 | 0 | 0 | 0 | 0
H | 0 | 0 | 0 | 0 | 0 | 0
LFG | 0 | 0 | 0 | 0 | 0 | 0
Nuc | 0 | 0 | 0 | 0 | 0 | 0
PS | 0 | 0 | 0 | 0 | 0 | 0
PV | 0 | 0 | 0 | 0 | 0 | 0
PeakG | 0 | 0 | 0 | 0 | 0 | 0
PeakO | 0 | 0 | 0 | 0 | 0 | 0
ST | 0 | 0 | 0 | 0 | 0 | 0
STOG | 0 | 0 | 0 | 0 | 0 | 0
STWD | 0 | 0 | 0 | 0 | 0 | 0
WT | 0 | 0 | 0 | 0 | 0 | 0
IGCC | 0 | 0 | 0 | 0 | 0 | 0
DemandResponse | 0 | 0 | 0 | 0 | 0 | 0
IGCC-CCS | 0 | 0 | 0 | 0 | 0 | 0
WT_off | 0 | 0 | 0 | 0 | 0 | 0
PseudoUnit | 0 | 0 | 0 | 0 | 0 | 0
FixedInterchange | 0 | 0 | 0 | 0 | 0 | 0
Emission Cost by Reporting Type: NP15
ReportingType | 2015 | 2020 | 2025 | 2030 | 2035 | 2040
BM | 0 | 0 | 0 | 0 | 0 | 0
CC | 0 | 0 | 0 | 0 | 0 | 0
CSP | 0 | 0 | 0 | 0 | 0 | 0
CT | 0 | 0 | 0 | 0 | 0 | 0
Coal | 0.29 | 0 | 0 | 0 | 0 | 0
Geo | 0 | 0 | 0 | 0 | 0 | 0
H | 0 | 0 | 0 | 0 | 0 | 0
LFG | 0 | 0 | 0 | 0 | 0 | 0
Nuc | 0 | 0 | 0 | 0 | 0 | 0
PS | 0 | 0 | 0 | 0 | 0 | 0
PV | 0 | 0 | 0 | 0 | 0 | 0
PeakG | 0 | 0 | 0 | 0 | 0 | 0
PeakO | 0 | 0 | 0 | 0 | 0 | 0
ST | 0 | 0 | 0 | 0 | 0 | 0
STOG | 0 | 0 | 0 | 0 | 0 | 0
STWD | 0 | 0 | 0 | 0 | 0 | 0
WT | 0 | 0 | 0 | 0 | 0 | 0
IGCC | 0 | 0 | 0 | 0 | 0 | 0
DemandResponse | 0 | 0 | 0 | 0 | 0 | 0
IGCC-CCS | 0 | 0 | 0 | 0 | 0 | 0
WT_off | 0 | 0 | 0 | 0 | 0 | 0
PseudoUnit | 0 | 0 | 0 | 0 | 0 | 0
FixedInterchange | 0 | 0 | 0 | 0 | 0 | 0
Emission Cost by Reporting Type: NWPP_Coal
ReportingType | 2015 | 2020 | 2025 | 2030 | 2035 | 2040
BM | 0 | 0 | 0 | 0 | 0 | 0
CC | 0 | 0 | 0 | 0 | 0 | 0
CSP | 0 | 0 | 0 | 0 | 0 | 0
CT | 0 | 0 | 0 | 0 | 0 | 0
Coal | 2.03 | 0 | 0 | 0 | 0 | 0
Geo | 0 | 0 | 0 | 0 | 0 | 0
H | 0 | 0 | 0 | 0 | 0 | 0
LFG | 0 | 0 | 0 | 0 | 0 | 0
Nuc | 0 | 0 | 0 | 0 | 0 | 0
PS | 0 | 0 | 0 | 0 | 0 | 0
PV | 0 | 0 | 0 | 0 | 0 | 0
PeakG | 0 | 0 | 0 | 0 | 0 | 0
PeakO | 0 | 0 | 0 | 0 | 0 | 0
ST | 0 | 0 | 0 | 0 | 0 | 0
STOG | 0 | 0 | 0 | 0 | 0 | 0
STWD | 0 | 0 | 0 | 0 | 0 | 0
WT | 0 | 0 | 0 | 0 | 0 | 0
IGCC | 0 | 0 | 0 | 0 | 0 | 0
DemandResponse | 0 | 0 | 0 | 0 | 0 | 0
IGCC-CCS | 0 | 0 | 0 | 0 | 0 | 0
WT_off | 0 | 0 | 0 | 0 | 0 | 0
PseudoUnit | 0 | 0 | 0 | 0 | 0 | 0
FixedInterchange | 0 | 0 | 0 | 0 | 0 | 0
Emission Cost by Reporting Type: NWPP_Gas
ReportingType | 2015 | 2020 | 2025 | 2030 | 2035 | 2040
BM | 0 | 0 | 0 | 0 | 0 | 0
CC | 0 | 0 | 0 | 0 | 0 | 0
CSP | 0 | 0 | 0 | 0 | 0 | 0
CT | 0 | 0 | 0 | 0 | 0 | 0
Coal | 0 | 0 | 0 | 0 | 0 | 0
Geo | 0 | 0 | 0 | 0 | 0 | 0
H | 0 | 0 | 0 | 0 | 0 | 0
LFG | 0 | 0 | 0 | 0 | 0 | 0
Nuc | 0 | 0 | 0 | 0 | 0 | 0
PS | 0 | 0 | 0 | 0 | 0 | 0
PV | 0 | 0 | 0 | 0 | 0 | 0
PeakG | 0 | 0 | 0 | 0 | 0 | 0
PeakO | 0 | 0 | 0 | 0 | 0 | 0
ST | 0 | 0 | 0 | 0 | 0 | 0
STOG | 0 | 0 | 0 | 0 | 0 | 0
STWD | 0 | 0 | 0 | 0 | 0 | 0
WT | 0 | 0 | 0 | 0 | 0 | 0
IGCC | 0 | 0 | 0 | 0 | 0 | 0
DemandResponse | 0 | 0 | 0 | 0 | 0 | 0
IGCC-CCS | 0 | 0 | 0 | 0 | 0 | 0
WT_off | 0 | 0 | 0 | 0 | 0 | 0
PseudoUnit | 0 | 0 | 0 | 0 | 0 | 0
FixedInterchange | 0 | 0 | 0 | 0 | 0 | 0
Emission Cost by Reporting Type: NWPP_NucRenew
ReportingType | 2015 | 2020 | 2025 | 2030 | 2035 | 2040
BM | 0 | 0 | 0 | 0 | 0 | 0
CC | 0 | 0 | 0 | 0 | 0 | 0
CSP | 0 | 0 | 0 | 0 | 0 | 0
CT | 0 | 0 | 0 | 0 | 0 | 0
Coal | 0 | 0 | 0 | 0 | 0 | 0
Geo | 0 | 0 | 0 | 0 | 0 | 0
H | 0 | 0 | 0 | 0 | 0 | 0
LFG | 0 | 0 | 0 | 0 | 0 | 0
Nuc | 0 | 0 | 0 | 0 | 0 | 0
PS | 0 | 0 | 0 | 0 | 0 | 0
PV | 0 | 0 | 0 | 0 | 0 | 0
PeakG | 0 | 0 | 0 | 0 | 0 | 0
PeakO | 0 | 0 | 0 | 0 | 0 | 0
ST | 0 | 0 | 0 | 0 | 0 | 0
STOG | 0 | 0 | 0 | 0 | 0 | 0
STWD | 0 | 0 | 0 | 0 | 0 | 0
WT | 0 | 0 | 0 | 0 | 0 | 0
IGCC | 0 | 0 | 0 | 0 | 0 | 0
DemandResponse | 0 | 0 | 0 | 0 | 0 | 0
IGCC-CCS | 0 | 0 | 0 | 0 | 0 | 0
WT_off | 0 | 0 | 0 | 0 | 0 | 0
PseudoUnit | 0 | 0 | 0 | 0 | 0 | 0
FixedInterchange | 0 | 0 | 0 | 0 | 0 | 0
Emission Cost by Reporting Type: RMPA
ReportingType | 2015 | 2020 | 2025 | 2030 | 2035 | 2040
BM | 0 | 0 | 0 | 0 | 0 | 0
CC | 0 | 0 | 0 | 0 | 0 | 0
CSP | 0 | 0 | 0 | 0 | 0 | 0
CT | 0 | 0 | 0 | 0 | 0 | 0
Coal | 1.75 | 0 | 0 | 0 | 0 | 0
Geo | 0 | 0 | 0 | 0 | 0 | 0
H | 0 | 0 | 0 | 0 | 0 | 0
LFG | 0 | 0 | 0 | 0 | 0 | 0
Nuc | 0 | 0 | 0 | 0 | 0 | 0
PS | 0 | 0 | 0 | 0 | 0 | 0
PV | 0 | 0 | 0 | 0 | 0 | 0
PeakG | 0 | 0 | 0 | 0 | 0 | 0
PeakO | 0 | 0 | 0 | 0 | 0 | 0
ST | 0 | 0 | 0 | 0 | 0 | 0
STOG | 0 | 0 | 0 | 0 | 0 | 0
STWD | 0 | 0 | 0 | 0 | 0 | 0
WT | 0 | 0 | 0 | 0 | 0 | 0
IGCC | 0 | 0 | 0 | 0 | 0 | 0
DemandResponse | 0 | 0 | 0 | 0 | 0 | 0
IGCC-CCS | 0 | 0 | 0 | 0 | 0 | 0
WT_off | 0 | 0 | 0 | 0 | 0 | 0
PseudoUnit | 0 | 0 | 0 | 0 | 0 | 0
FixedInterchange | 0 | 0 | 0 | 0 | 0 | 0
Emission Cost by Reporting Type: SP15
ReportingType | 2015 | 2020 | 2025 | 2030 | 2035 | 2040
BM | 0 | 0 | 0 | 0 | 0 | 0
CC | 0 | 0 | 0 | 0 | 0 | 0
CSP | 0 | 0 | 0 | 0 | 0 | 0
CT | 0 | 0 | 0 | 0 | 0 | 0
Coal | 0.15 | 0 | 0 | 0 | 0 | 0
Geo | 0 | 0 | 0 | 0 | 0 | 0
H | 0 | 0 | 0 | 0 | 0 | 0
LFG | 0 | 0 | 0 | 0 | 0 | 0
Nuc | 0 | 0 | 0 | 0 | 0 | 0
PS | 0 | 0 | 0 | 0 | 0 | 0
PV | 0 | 0 | 0 | 0 | 0 | 0
PeakG | 0 | 0 | 0 | 0 | 0 | 0
PeakO | 0 | 0 | 0 | 0 | 0 | 0
ST | 0 | 0 | 0 | 0 | 0 | 0
STOG | 0 | 0 | 0 | 0 | 0 | 0
STWD | 0 | 0 | 0 | 0 | 0 | 0
WT | 0 | 0 | 0 | 0 | 0 | 0
IGCC | 0 | 0 | 0 | 0 | 0 | 0
DemandResponse | 0 | 0 | 0 | 0 | 0 | 0
IGCC-CCS | 0 | 0 | 0 | 0 | 0 | 0
WT_off | 0 | 0 | 0 | 0 | 0 | 0
PseudoUnit | 0 | 0 | 0 | 0 | 0 | 0
FixedInterchange | 0 | 0 | 0 | 0 | 0 | 0
Emission Cost by Reporting Type: ALB
ReportingType | 2015 | 2020 | 2025 | 2030 | 2035 | 2040
BM | 0 | 0 | 0 | 0 | 0 | 0
CC | 0 | 0 | 0 | 0 | 0 | 0
CSP | 0 | 0 | 0 | 0 | 0 | 0
CT | 0 | 0 | 0 | 0 | 0 | 0
Coal | 0 | 0 | 0 | 0 | 0 | 0
Geo | 0 | 0 | 0 | 0 | 0 | 0
H | 0 | 0 | 0 | 0 | 0 | 0
LFG | 0 | 0 | 0 | 0 | 0 | 0
Nuc | 0 | 0 | 0 | 0 | 0 | 0
PS | 0 | 0 | 0 | 0 | 0 | 0
PV | 0 | 0 | 0 | 0 | 0 | 0
PeakG | 0 | 0 | 0 | 0 | 0 | 0
PeakO | 0 | 0 | 0 | 0 | 0 | 0
ST | 0 | 0 | 0 | 0 | 0 | 0
STOG | 0 | 0 | 0 | 0 | 0 | 0
STWD | 0 | 0 | 0 | 0 | 0 | 0
WT | 0 | 0 | 0 | 0 | 0 | 0
IGCC | 0 | 0 | 0 | 0 | 0 | 0
DemandResponse | 0 | 0 | 0 | 0 | 0 | 0
IGCC-CCS | 0 | 0 | 0 | 0 | 0 | 0
WT_off | 0 | 0 | 0 | 0 | 0 | 0
PseudoUnit | 0 | 0 | 0 | 0 | 0 | 0
FixedInterchange | 0 | 0 | 0 | 0 | 0 | 0
Emission Cost by Reporting Type: BC
ReportingType | 2015 | 2020 | 2025 | 2030 | 2035 | 2040
BM | 0 | 0 | 0 | 0 | 0 | 0
CC | 0 | 0 | 0 | 0 | 0 | 0
CSP | 0 | 0 | 0 | 0 | 0 | 0
CT | 0 | 0 | 0 | 0 | 0 | 0
Coal | 0 | 0 | 0 | 0 | 0 | 0
Geo | 0 | 0 | 0 | 0 | 0 | 0
H | 0 | 0 | 0 | 0 | 0 | 0
LFG | 0 | 0 | 0 | 0 | 0 | 0
Nuc | 0 | 0 | 0 | 0 | 0 | 0
PS | 0 | 0 | 0 | 0 | 0 | 0
PV | 0 | 0 | 0 | 0 | 0 | 0
PeakG | 0 | 0 | 0 | 0 | 0 | 0
PeakO | 0 | 0 | 0 | 0 | 0 | 0
ST | 0 | 0 | 0 | 0 | 0 | 0
STOG | 0 | 0 | 0 | 0 | 0 | 0
STWD | 0 | 0 | 0 | 0 | 0 | 0
WT | 0 | 0 | 0 | 0 | 0 | 0
IGCC | 0 | 0 | 0 | 0 | 0 | 0
DemandResponse | 0 | 0 | 0 | 0 | 0 | 0
IGCC-CCS | 0 | 0 | 0 | 0 | 0 | 0
WT_off | 0 | 0 | 0 | 0 | 0 | 0
PseudoUnit | 0 | 0 | 0 | 0 | 0 | 0
FixedInterchange | 0 | 0 | 0 | 0 | 0 | 0
Emission Cost by Reporting Type: HQ_IESO
ReportingType | 2015 | 2020 | 2025 | 2030 | 2035 | 2040
BM | 0 | 0 | 0 | 0 | 0 | 0
CC | 0 | 0 | 0 | 0 | 0 | 0
CSP | 0 | 0 | 0 | 0 | 0 | 0
CT | 0 | 0 | 0 | 0 | 0 | 0
Coal | 0 | 0 | 0 | 0 | 0 | 0
Geo | 0 | 0 | 0 | 0 | 0 | 0
H | 0 | 0 | 0 | 0 | 0 | 0
LFG | 0 | 0 | 0 | 0 | 0 | 0
Nuc | 0 | 0 | 0 | 0 | 0 | 0
PS | 0 | 0 | 0 | 0 | 0 | 0
PV | 0 | 0 | 0 | 0 | 0 | 0
PeakG | 0 | 0 | 0 | 0 | 0 | 0
PeakO | 0 | 0 | 0 | 0 | 0 | 0
ST | 0 | 0 | 0 | 0 | 0 | 0
STOG | 0 | 0 | 0 | 0 | 0 | 0
STWD | 0 | 0 | 0 | 0 | 0 | 0
WT | 0 | 0 | 0 | 0 | 0 | 0
IGCC | 0 | 0 | 0 | 0 | 0 | 0
DemandResponse | 0 | 0 | 0 | 0 | 0 | 0
IGCC-CCS | 0 | 0 | 0 | 0 | 0 | 0
WT_off | 0 | 0 | 0 | 0 | 0 | 0
PseudoUnit | 0 | 0 | 0 | 0 | 0 | 0
FixedInterchange | 0 | 0 | 0 | 0 | 0 | 0
Emission Cost by Reporting Type: HQ_NEISO
ReportingType | 2015 | 2020 | 2025 | 2030 | 2035 | 2040
BM | 0 | 0 | 0 | 0 | 0 | 0
CC | 0 | 0 | 0 | 0 | 0 | 0
CSP | 0 | 0 | 0 | 0 | 0 | 0
CT | 0 | 0 | 0 | 0 | 0 | 0
Coal | 0 | 0 | 0 | 0 | 0 | 0
Geo | 0 | 0 | 0 | 0 | 0 | 0
H | 0 | 0 | 0 | 0 | 0 | 0
LFG | 0 | 0 | 0 | 0 | 0 | 0
Nuc | 0 | 0 | 0 | 0 | 0 | 0
PS | 0 | 0 | 0 | 0 | 0 | 0
PV | 0 | 0 | 0 | 0 | 0 | 0
PeakG | 0 | 0 | 0 | 0 | 0 | 0
PeakO | 0 | 0 | 0 | 0 | 0 | 0
ST | 0 | 0 | 0 | 0 | 0 | 0
STOG | 0 | 0 | 0 | 0 | 0 | 0
STWD | 0 | 0 | 0 | 0 | 0 | 0
WT | 0 | 0 | 0 | 0 | 0 | 0
IGCC | 0 | 0 | 0 | 0 | 0 | 0
DemandResponse | 0 | 0 | 0 | 0 | 0 | 0
IGCC-CCS | 0 | 0 | 0 | 0 | 0 | 0
WT_off | 0 | 0 | 0 | 0 | 0 | 0
PseudoUnit | 0 | 0 | 0 | 0 | 0 | 0
FixedInterchange | 0 | 0 | 0 | 0 | 0 | 0
Emission Cost by Reporting Type: HQ_NY
ReportingType | 2015 | 2020 | 2025 | 2030 | 2035 | 2040
BM | 0 | 0 | 0 | 0 | 0 | 0
CC | 0 | 0 | 0 | 0 | 0 | 0
CSP | 0 | 0 | 0 | 0 | 0 | 0
CT | 0 | 0 | 0 | 0 | 0 | 0
Coal | 0 | 0 | 0 | 0 | 0 | 0
Geo | 0 | 0 | 0 | 0 | 0 | 0
H | 0 | 0 | 0 | 0 | 0 | 0
LFG | 0 | 0 | 0 | 0 | 0 | 0
Nuc | 0 | 0 | 0 | 0 | 0 | 0
PS | 0 | 0 | 0 | 0 | 0 | 0
PV | 0 | 0 | 0 | 0 | 0 | 0
PeakG | 0 | 0 | 0 | 0 | 0 | 0
PeakO | 0 | 0 | 0 | 0 | 0 | 0
ST | 0 | 0 | 0 | 0 | 0 | 0
STOG | 0 | 0 | 0 | 0 | 0 | 0
STWD | 0 | 0 | 0 | 0 | 0 | 0
WT | 0 | 0 | 0 | 0 | 0 | 0
IGCC | 0 | 0 | 0 | 0 | 0 | 0
DemandResponse | 0 | 0 | 0 | 0 | 0 | 0
IGCC-CCS | 0 | 0 | 0 | 0 | 0 | 0
WT_off | 0 | 0 | 0 | 0 | 0 | 0
PseudoUnit | 0 | 0 | 0 | 0 | 0 | 0
FixedInterchange | 0 | 0 | 0 | 0 | 0 | 0
Emission Cost by Reporting Type: MARITIMES
ReportingType | 2015 | 2020 | 2025 | 2030 | 2035 | 2040
BM | 0 | 0 | 0 | 0 | 0 | 0
CC | 0 | 0 | 0 | 0 | 0 | 0
CSP | 0 | 0 | 0 | 0 | 0 | 0
CT | 0 | 0 | 0 | 0 | 0 | 0
Coal | 0 | 0 | 0 | 0 | 0 | 0
Geo | 0 | 0 | 0 | 0 | 0 | 0
H | 0 | 0 | 0 | 0 | 0 | 0
LFG | 0 | 0 | 0 | 0 | 0 | 0
Nuc | 0 | 0 | 0 | 0 | 0 | 0
PS | 0 | 0 | 0 | 0 | 0 | 0
PV | 0 | 0 | 0 | 0 | 0 | 0
PeakG | 0 | 0 | 0 | 0 | 0 | 0
PeakO | 0 | 0 | 0 | 0 | 0 | 0
ST | 0 | 0 | 0 | 0 | 0 | 0
STOG | 0 | 0 | 0 | 0 | 0 | 0
STWD | 0 | 0 | 0 | 0 | 0 | 0
WT | 0 | 0 | 0 | 0 | 0 | 0
IGCC | 0 | 0 | 0 | 0 | 0 | 0
DemandResponse | 0 | 0 | 0 | 0 | 0 | 0
IGCC-CCS | 0 | 0 | 0 | 0 | 0 | 0
WT_off | 0 | 0 | 0 | 0 | 0 | 0
PseudoUnit | 0 | 0 | 0 | 0 | 0 | 0
FixedInterchange | 0 | 0 | 0 | 0 | 0 | 0
Emission Cost by Reporting Type: All
ReportingType | 2015 | 2020 | 2025 | 2030 | 2035 | 2040
BM | 0 | 0 | 0 | 0 | 0 | 0
CC | 0 | 0 | 0 | 0 | 0 | 0
CSP | 0 | 0 | 0 | 0 | 0 | 0
CT | 0 | 0 | 0 | 0 | 0 | 0
Coal | 294.61 | 0 | 0 | 0 | 0 | 0
Geo | 0 | 0 | 0 | 0 | 0 | 0
H | 0 | 0 | 0 | 0 | 0 | 0
LFG | 0 | 0 | 0 | 0 | 0 | 0
Nuc | 0 | 0 | 0 | 0 | 0 | 0
PS | 0 | 0 | 0 | 0 | 0 | 0
PV | 0 | 0 | 0 | 0 | 0 | 0
PeakG | 0 | 0 | 0 | 0 | 0 | 0
PeakO | 0 | 0 | 0 | 0 | 0 | 0
ST | 0 | 0 | 0 | 0 | 0 | 0
STOG | 0 | 0 | 0 | 0 | 0 | 0
STWD | 0 | 0 | 0 | 0 | 0 | 0
WT | 0 | 0 | 0 | 0 | 0 | 0
IGCC | 0.18 | 0 | 0 | 0 | 0 | 0
DemandResponse | 0 | 0 | 0 | 0 | 0 | 0
IGCC-CCS | 0 | 0 | 0 | 0 | 0 | 0
WT_off | 0 | 0 | 0 | 0 | 0 | 0
PseudoUnit | 0 | 0 | 0 | 0 | 0 | 0
FixedInterchange | 0 | 0 | 0 | 0 | 0 | 0
Emission Cost by Reporting Type: EI_US
ReportingType | 2015 | 2020 | 2025 | 2030 | 2035 | 2040
BM | 0 | 0 | 0 | 0 | 0 | 0
CC | 0 | 0 | 0 | 0 | 0 | 0
CSP | 0 | 0 | 0 | 0 | 0 | 0
CT | 0 | 0 | 0 | 0 | 0 | 0
Coal | 283.42 | 0 | 0 | 0 | 0 | 0
Geo | 0 | 0 | 0 | 0 | 0 | 0
H | 0 | 0 | 0 | 0 | 0 | 0
LFG | 0 | 0 | 0 | 0 | 0 | 0
Nuc | 0 | 0 | 0 | 0 | 0 | 0
PS | 0 | 0 | 0 | 0 | 0 | 0
PV | 0 | 0 | 0 | 0 | 0 | 0
PeakG | 0 | 0 | 0 | 0 | 0 | 0
PeakO | 0 | 0 | 0 | 0 | 0 | 0
ST | 0 | 0 | 0 | 0 | 0 | 0
STOG | 0 | 0 | 0 | 0 | 0 | 0
STWD | 0 | 0 | 0 | 0 | 0 | 0
WT | 0 | 0 | 0 | 0 | 0 | 0
IGCC | 0.18 | 0 | 0 | 0 | 0 | 0
DemandResponse | 0 | 0 | 0 | 0 | 0 | 0
IGCC-CCS | 0 | 0 | 0 | 0 | 0 | 0
WT_off | 0 | 0 | 0 | 0 | 0 | 0
PseudoUnit | 0 | 0 | 0 | 0 | 0 | 0
FixedInterchange | 0 | 0 | 0 | 0 | 0 | 0
Emission Cost by Reporting Type: EI_Canada
ReportingType | 2015 | 2020 | 2025 | 2030 | 2035 | 2040
BM | 0 | 0 | 0 | 0 | 0 | 0
CC | 0 | 0 | 0 | 0 | 0 | 0
CSP | 0 | 0 | 0 | 0 | 0 | 0
CT | 0 | 0 | 0 | 0 | 0 | 0
Coal | 0 | 0 | 0 | 0 | 0 | 0
Geo | 0 | 0 | 0 | 0 | 0 | 0
H | 0 | 0 | 0 | 0 | 0 | 0
LFG | 0 | 0 | 0 | 0 | 0 | 0
Nuc | 0 | 0 | 0 | 0 | 0 | 0
PS | 0 | 0 | 0 | 0 | 0 | 0
PV | 0 | 0 | 0 | 0 | 0 | 0
PeakG | 0 | 0 | 0 | 0 | 0 | 0
PeakO | 0 | 0 | 0 | 0 | 0 | 0
ST | 0 | 0 | 0 | 0 | 0 | 0
STOG | 0 | 0 | 0 | 0 | 0 | 0
STWD | 0 | 0 | 0 | 0 | 0 | 0
WT | 0 | 0 | 0 | 0 | 0 | 0
IGCC | 0 | 0 | 0 | 0 | 0 | 0
DemandResponse | 0 | 0 | 0 | 0 | 0 | 0
IGCC-CCS | 0 | 0 | 0 | 0 | 0 | 0
WT_off | 0 | 0 | 0 | 0 | 0 | 0
PseudoUnit | 0 | 0 | 0 | 0 | 0 | 0
FixedInterchange | 0 | 0 | 0 | 0 | 0 | 0
Emission Cost by Reporting Type: EI
ReportingType | 2015 | 2020 | 2025 | 2030 | 2035 | 2040
BM | 0 | 0 | 0 | 0 | 0 | 0
CC | 0 | 0 | 0 | 0 | 0 | 0
CSP | 0 | 0 | 0 | 0 | 0 | 0
CT | 0 | 0 | 0 | 0 | 0 | 0
Coal | 283.42 | 0 | 0 | 0 | 0 | 0
Geo | 0 | 0 | 0 | 0 | 0 | 0
H | 0 | 0 | 0 | 0 | 0 | 0
LFG | 0 | 0 | 0 | 0 | 0 | 0
Nuc | 0 | 0 | 0 | 0 | 0 | 0
PS | 0 | 0 | 0 | 0 | 0 | 0
PV | 0 | 0 | 0 | 0 | 0 | 0
PeakG | 0 | 0 | 0 | 0 | 0 | 0
PeakO | 0 | 0 | 0 | 0 | 0 | 0
ST | 0 | 0 | 0 | 0 | 0 | 0
STOG | 0 | 0 | 0 | 0 | 0 | 0
STWD | 0 | 0 | 0 | 0 | 0 | 0
WT | 0 | 0 | 0 | 0 | 0 | 0
IGCC | 0.18 | 0 | 0 | 0 | 0 | 0
DemandResponse | 0 | 0 | 0 | 0 | 0 | 0
IGCC-CCS | 0 | 0 | 0 | 0 | 0 | 0
WT_off | 0 | 0 | 0 | 0 | 0 | 0
PseudoUnit | 0 | 0 | 0 | 0 | 0 | 0
FixedInterchange | 0 | 0 | 0 | 0 | 0 | 0
Emission Cost by Reporting Type: Outside_EI
ReportingType | 2015 | 2020 | 2025 | 2030 | 2035 | 2040
BM | 0 | 0 | 0 | 0 | 0 | 0
CC | 0 | 0 | 0 | 0 | 0 | 0
CSP | 0 | 0 | 0 | 0 | 0 | 0
CT | 0 | 0 | 0 | 0 | 0 | 0
Coal | 11.2 | 0 | 0 | 0 | 0 | 0
Geo | 0 | 0 | 0 | 0 | 0 | 0
H | 0 | 0 | 0 | 0 | 0 | 0
LFG | 0 | 0 | 0 | 0 | 0 | 0
Nuc | 0 | 0 | 0 | 0 | 0 | 0
PS | 0 | 0 | 0 | 0 | 0 | 0
PV | 0 | 0 | 0 | 0 | 0 | 0
PeakG | 0 | 0 | 0 | 0 | 0 | 0
PeakO | 0 | 0 | 0 | 0 | 0 | 0
ST | 0 | 0 | 0 | 0 | 0 | 0
STOG | 0 | 0 | 0 | 0 | 0 | 0
STWD | 0 | 0 | 0 | 0 | 0 | 0
WT | 0 | 0 | 0 | 0 | 0 | 0
IGCC | 0 | 0 | 0 | 0 | 0 | 0
DemandResponse | 0 | 0 | 0 | 0 | 0 | 0
IGCC-CCS | 0 | 0 | 0 | 0 | 0 | 0
WT_off | 0 | 0 | 0 | 0 | 0 | 0
PseudoUnit | 0 | 0 | 0 | 0 | 0 | 0
FixedInterchange | 0 | 0 | 0 | 0 | 0 | 0
==== Emission Program: CAIRNoxSeasonal : (NOx) ====
Emission Cost by Reporting Type: Entergy
ReportingType | 2015 | 2020 | 2025 | 2030 | 2035 | 2040
BM | 0 | 0 | 0 | 0 | 0 | 0
CC | 0 | 0 | 0 | 0 | 0 | 0
CSP | 0 | 0 | 0 | 0 | 0 | 0
CT | 0 | 0 | 0 | 0 | 0 | 0
Coal | 0 | 0 | 0 | 0 | 0 | 0
Geo | 0 | 0 | 0 | 0 | 0 | 0
H | 0 | 0 | 0 | 0 | 0 | 0
LFG | 0 | 0 | 0 | 0 | 0 | 0
Nuc | 0 | 0 | 0 | 0 | 0 | 0
PS | 0 | 0 | 0 | 0 | 0 | 0
PV | 0 | 0 | 0 | 0 | 0 | 0
PeakG | 0 | 0 | 0 | 0 | 0 | 0
PeakO | 0 | 0 | 0 | 0 | 0 | 0
ST | 0 | 0 | 0 | 0 | 0 | 0
STOG | 0 | 0 | 0 | 0 | 0 | 0
STWD | 0 | 0 | 0 | 0 | 0 | 0
WT | 0 | 0 | 0 | 0 | 0 | 0
IGCC | 0 | 0 | 0 | 0 | 0 | 0
DemandResponse | 0 | 0 | 0 | 0 | 0 | 0
IGCC-CCS | 0 | 0 | 0 | 0 | 0 | 0
WT_off | 0 | 0 | 0 | 0 | 0 | 0
PseudoUnit | 0 | 0 | 0 | 0 | 0 | 0
FixedInterchange | 0 | 0 | 0 | 0 | 0 | 0
Emission Cost by Reporting Type: FRCC
ReportingType | 2015 | 2020 | 2025 | 2030 | 2035 | 2040
BM | 0 | 0 | 0 | 0 | 0 | 0
CC | 0 | 0 | 0 | 0 | 0 | 0
CSP | 0 | 0 | 0 | 0 | 0 | 0
CT | 0 | 0 | 0 | 0 | 0 | 0
Coal | 0 | 0 | 0 | 0 | 0 | 0
Geo | 0 | 0 | 0 | 0 | 0 | 0
H | 0 | 0 | 0 | 0 | 0 | 0
LFG | 0 | 0 | 0 | 0 | 0 | 0
Nuc | 0 | 0 | 0 | 0 | 0 | 0
PS | 0 | 0 | 0 | 0 | 0 | 0
PV | 0 | 0 | 0 | 0 | 0 | 0
PeakG | 0 | 0 | 0 | 0 | 0 | 0
PeakO | 0 | 0 | 0 | 0 | 0 | 0
ST | 0 | 0 | 0 | 0 | 0 | 0
STOG | 0 | 0 | 0 | 0 | 0 | 0
STWD | 0 | 0 | 0 | 0 | 0 | 0
WT | 0 | 0 | 0 | 0 | 0 | 0
IGCC | 0 | 0 | 0 | 0 | 0 | 0
DemandResponse | 0 | 0 | 0 | 0 | 0 | 0
IGCC-CCS | 0 | 0 | 0 | 0 | 0 | 0
WT_off | 0 | 0 | 0 | 0 | 0 | 0
PseudoUnit | 0 | 0 | 0 | 0 | 0 | 0
FixedInterchange | 0 | 0 | 0 | 0 | 0 | 0
Emission Cost by Reporting Type: MAPP_US
ReportingType | 2015 | 2020 | 2025 | 2030 | 2035 | 2040
BM | 0 | 0 | 0 | 0 | 0 | 0
CC | 0 | 0 | 0 | 0 | 0 | 0
CSP | 0 | 0 | 0 | 0 | 0 | 0
CT | 0 | 0 | 0 | 0 | 0 | 0
Coal | 0 | 0 | 0 | 0 | 0 | 0
Geo | 0 | 0 | 0 | 0 | 0 | 0
H | 0 | 0 | 0 | 0 | 0 | 0
LFG | 0 | 0 | 0 | 0 | 0 | 0
Nuc | 0 | 0 | 0 | 0 | 0 | 0
PS | 0 | 0 | 0 | 0 | 0 | 0
PV | 0 | 0 | 0 | 0 | 0 | 0
PeakG | 0 | 0 | 0 | 0 | 0 | 0
PeakO | 0 | 0 | 0 | 0 | 0 | 0
ST | 0 | 0 | 0 | 0 | 0 | 0
STOG | 0 | 0 | 0 | 0 | 0 | 0
STWD | 0 | 0 | 0 | 0 | 0 | 0
WT | 0 | 0 | 0 | 0 | 0 | 0
IGCC | 0 | 0 | 0 | 0 | 0 | 0
DemandResponse | 0 | 0 | 0 | 0 | 0 | 0
IGCC-CCS | 0 | 0 | 0 | 0 | 0 | 0
WT_off | 0 | 0 | 0 | 0 | 0 | 0
PseudoUnit | 0 | 0 | 0 | 0 | 0 | 0
FixedInterchange | 0 | 0 | 0 | 0 | 0 | 0
Emission Cost by Reporting Type: MISO_IN
ReportingType | 2015 | 2020 | 2025 | 2030 | 2035 | 2040
BM | 0 | 0 | 0 | 0 | 0 | 0
CC | 0 | 0 | 0 | 0 | 0 | 0
CSP | 0 | 0 | 0 | 0 | 0 | 0
CT | 0 | 0 | 0 | 0 | 0 | 0
Coal | 0 | 0 | 0 | 0 | 0 | 0
Geo | 0 | 0 | 0 | 0 | 0 | 0
H | 0 | 0 | 0 | 0 | 0 | 0
LFG | 0 | 0 | 0 | 0 | 0 | 0
Nuc | 0 | 0 | 0 | 0 | 0 | 0
PS | 0 | 0 | 0 | 0 | 0 | 0
PV | 0 | 0 | 0 | 0 | 0 | 0
PeakG | 0 | 0 | 0 | 0 | 0 | 0
PeakO | 0 | 0 | 0 | 0 | 0 | 0
ST | 0 | 0 | 0 | 0 | 0 | 0
STOG | 0 | 0 | 0 | 0 | 0 | 0
STWD | 0 | 0 | 0 | 0 | 0 | 0
WT | 0 | 0 | 0 | 0 | 0 | 0
IGCC | 0 | 0 | 0 | 0 | 0 | 0
DemandResponse | 0 | 0 | 0 | 0 | 0 | 0
IGCC-CCS | 0 | 0 | 0 | 0 | 0 | 0
WT_off | 0 | 0 | 0 | 0 | 0 | 0
PseudoUnit | 0 | 0 | 0 | 0 | 0 | 0
FixedInterchange | 0 | 0 | 0 | 0 | 0 | 0
Emission Cost by Reporting Type: MISO_MI
ReportingType | 2015 | 2020 | 2025 | 2030 | 2035 | 2040
BM | 0 | 0 | 0 | 0 | 0 | 0
CC | 0 | 0 | 0 | 0 | 0 | 0
CSP | 0 | 0 | 0 | 0 | 0 | 0
CT | 0 | 0 | 0 | 0 | 0 | 0
Coal | 0 | 0 | 0 | 0 | 0 | 0
Geo | 0 | 0 | 0 | 0 | 0 | 0
H | 0 | 0 | 0 | 0 | 0 | 0
LFG | 0 | 0 | 0 | 0 | 0 | 0
Nuc | 0 | 0 | 0 | 0 | 0 | 0
PS | 0 | 0 | 0 | 0 | 0 | 0
PV | 0 | 0 | 0 | 0 | 0 | 0
PeakG | 0 | 0 | 0 | 0 | 0 | 0
PeakO | 0 | 0 | 0 | 0 | 0 | 0
ST | 0 | 0 | 0 | 0 | 0 | 0
STOG | 0 | 0 | 0 | 0 | 0 | 0
STWD | 0 | 0 | 0 | 0 | 0 | 0
WT | 0 | 0 | 0 | 0 | 0 | 0
IGCC | 0 | 0 | 0 | 0 | 0 | 0
DemandResponse | 0 | 0 | 0 | 0 | 0 | 0
IGCC-CCS | 0 | 0 | 0 | 0 | 0 | 0
WT_off | 0 | 0 | 0 | 0 | 0 | 0
PseudoUnit | 0 | 0 | 0 | 0 | 0 | 0
FixedInterchange | 0 | 0 | 0 | 0 | 0 | 0
Emission Cost by Reporting Type: MISO_MO-IL
ReportingType | 2015 | 2020 | 2025 | 2030 | 2035 | 2040
BM | 0 | 0 | 0 | 0 | 0 | 0
CC | 0 | 0 | 0 | 0 | 0 | 0
CSP | 0 | 0 | 0 | 0 | 0 | 0
CT | 0 | 0 | 0 | 0 | 0 | 0
Coal | 0 | 0 | 0 | 0 | 0 | 0
Geo | 0 | 0 | 0 | 0 | 0 | 0
H | 0 | 0 | 0 | 0 | 0 | 0
LFG | 0 | 0 | 0 | 0 | 0 | 0
Nuc | 0 | 0 | 0 | 0 | 0 | 0
PS | 0 | 0 | 0 | 0 | 0 | 0
PV | 0 | 0 | 0 | 0 | 0 | 0
PeakG | 0 | 0 | 0 | 0 | 0 | 0
PeakO | 0 | 0 | 0 | 0 | 0 | 0
ST | 0 | 0 | 0 | 0 | 0 | 0
STOG | 0 | 0 | 0 | 0 | 0 | 0
STWD | 0 | 0 | 0 | 0 | 0 | 0
WT | 0 | 0 | 0 | 0 | 0 | 0
IGCC | 0 | 0 | 0 | 0 | 0 | 0
DemandResponse | 0 | 0 | 0 | 0 | 0 | 0
IGCC-CCS | 0 | 0 | 0 | 0 | 0 | 0
WT_off | 0 | 0 | 0 | 0 | 0 | 0
PseudoUnit | 0 | 0 | 0 | 0 | 0 | 0
FixedInterchange | 0 | 0 | 0 | 0 | 0 | 0
Emission Cost by Reporting Type: MISO_W
ReportingType | 2015 | 2020 | 2025 | 2030 | 2035 | 2040
BM | 0 | 0 | 0 | 0 | 0 | 0
CC | 0 | 0 | 0 | 0 | 0 | 0
CSP | 0 | 0 | 0 | 0 | 0 | 0
CT | 0 | 0 | 0 | 0 | 0 | 0
Coal | 0 | 0 | 0 | 0 | 0 | 0
Geo | 0 | 0 | 0 | 0 | 0 | 0
H | 0 | 0 | 0 | 0 | 0 | 0
LFG | 0 | 0 | 0 | 0 | 0 | 0
Nuc | 0 | 0 | 0 | 0 | 0 | 0
PS | 0 | 0 | 0 | 0 | 0 | 0
PV | 0 | 0 | 0 | 0 | 0 | 0
PeakG | 0 | 0 | 0 | 0 | 0 | 0
PeakO | 0 | 0 | 0 | 0 | 0 | 0
ST | 0 | 0 | 0 | 0 | 0 | 0
STOG | 0 | 0 | 0 | 0 | 0 | 0
STWD | 0 | 0 | 0 | 0 | 0 | 0
WT | 0 | 0 | 0 | 0 | 0 | 0
IGCC | 0 | 0 | 0 | 0 | 0 | 0
DemandResponse | 0 | 0 | 0 | 0 | 0 | 0
IGCC-CCS | 0 | 0 | 0 | 0 | 0 | 0
WT_off | 0 | 0 | 0 | 0 | 0 | 0
PseudoUnit | 0 | 0 | 0 | 0 | 0 | 0
FixedInterchange | 0 | 0 | 0 | 0 | 0 | 0
Emission Cost by Reporting Type: MISO_WUMS
ReportingType | 2015 | 2020 | 2025 | 2030 | 2035 | 2040
BM | 0 | 0 | 0 | 0 | 0 | 0
CC | 0 | 0 | 0 | 0 | 0 | 0
CSP | 0 | 0 | 0 | 0 | 0 | 0
CT | 0 | 0 | 0 | 0 | 0 | 0
Coal | 0 | 0 | 0 | 0 | 0 | 0
Geo | 0 | 0 | 0 | 0 | 0 | 0
H | 0 | 0 | 0 | 0 | 0 | 0
LFG | 0 | 0 | 0 | 0 | 0 | 0
Nuc | 0 | 0 | 0 | 0 | 0 | 0
PS | 0 | 0 | 0 | 0 | 0 | 0
PV | 0 | 0 | 0 | 0 | 0 | 0
PeakG | 0 | 0 | 0 | 0 | 0 | 0
PeakO | 0 | 0 | 0 | 0 | 0 | 0
ST | 0 | 0 | 0 | 0 | 0 | 0
STOG | 0 | 0 | 0 | 0 | 0 | 0
STWD | 0 | 0 | 0 | 0 | 0 | 0
WT | 0 | 0 | 0 | 0 | 0 | 0
IGCC | 0 | 0 | 0 | 0 | 0 | 0
DemandResponse | 0 | 0 | 0 | 0 | 0 | 0
IGCC-CCS | 0 | 0 | 0 | 0 | 0 | 0
WT_off | 0 | 0 | 0 | 0 | 0 | 0
PseudoUnit | 0 | 0 | 0 | 0 | 0 | 0
FixedInterchange | 0 | 0 | 0 | 0 | 0 | 0
Emission Cost by Reporting Type: Nebraska
ReportingType | 2015 | 2020 | 2025 | 2030 | 2035 | 2040
BM | 0 | 0 | 0 | 0 | 0 | 0
CC | 0 | 0 | 0 | 0 | 0 | 0
CSP | 0 | 0 | 0 | 0 | 0 | 0
CT | 0 | 0 | 0 | 0 | 0 | 0
Coal | 0 | 0 | 0 | 0 | 0 | 0
Geo | 0 | 0 | 0 | 0 | 0 | 0
H | 0 | 0 | 0 | 0 | 0 | 0
LFG | 0 | 0 | 0 | 0 | 0 | 0
Nuc | 0 | 0 | 0 | 0 | 0 | 0
PS | 0 | 0 | 0 | 0 | 0 | 0
PV | 0 | 0 | 0 | 0 | 0 | 0
PeakG | 0 | 0 | 0 | 0 | 0 | 0
PeakO | 0 | 0 | 0 | 0 | 0 | 0
ST | 0 | 0 | 0 | 0 | 0 | 0
STOG | 0 | 0 | 0 | 0 | 0 | 0
STWD | 0 | 0 | 0 | 0 | 0 | 0
WT | 0 | 0 | 0 | 0 | 0 | 0
IGCC | 0 | 0 | 0 | 0 | 0 | 0
DemandResponse | 0 | 0 | 0 | 0 | 0 | 0
IGCC-CCS | 0 | 0 | 0 | 0 | 0 | 0
WT_off | 0 | 0 | 0 | 0 | 0 | 0
PseudoUnit | 0 | 0 | 0 | 0 | 0 | 0
FixedInterchange | 0 | 0 | 0 | 0 | 0 | 0
Emission Cost by Reporting Type: NEISO
ReportingType | 2015 | 2020 | 2025 | 2030 | 2035 | 2040
BM | 0 | 0 | 0 | 0 | 0 | 0
CC | 0 | 0 | 0 | 0 | 0 | 0
CSP | 0 | 0 | 0 | 0 | 0 | 0
CT | 0 | 0 | 0 | 0 | 0 | 0
Coal | 0 | 0 | 0 | 0 | 0 | 0
Geo | 0 | 0 | 0 | 0 | 0 | 0
H | 0 | 0 | 0 | 0 | 0 | 0
LFG | 0 | 0 | 0 | 0 | 0 | 0
Nuc | 0 | 0 | 0 | 0 | 0 | 0
PS | 0 | 0 | 0 | 0 | 0 | 0
PV | 0 | 0 | 0 | 0 | 0 | 0
PeakG | 0 | 0 | 0 | 0 | 0 | 0
PeakO | 0 | 0 | 0 | 0 | 0 | 0
ST | 0 | 0 | 0 | 0 | 0 | 0
STOG | 0 | 0 | 0 | 0 | 0 | 0
STWD | 0 | 0 | 0 | 0 | 0 | 0
WT | 0 | 0 | 0 | 0 | 0 | 0
IGCC | 0 | 0 | 0 | 0 | 0 | 0
DemandResponse | 0 | 0 | 0 | 0 | 0 | 0
IGCC-CCS | 0 | 0 | 0 | 0 | 0 | 0
WT_off | 0 | 0 | 0 | 0 | 0 | 0
PseudoUnit | 0 | 0 | 0 | 0 | 0 | 0
FixedInterchange | 0 | 0 | 0 | 0 | 0 | 0
Emission Cost by Reporting Type: NonRTO_Midwest
ReportingType | 2015 | 2020 | 2025 | 2030 | 2035 | 2040
BM | 0 | 0 | 0 | 0 | 0 | 0
CC | 0 | 0 | 0 | 0 | 0 | 0
CSP | 0 | 0 | 0 | 0 | 0 | 0
CT | 0 | 0 | 0 | 0 | 0 | 0
Coal | 0 | 0 | 0 | 0 | 0 | 0
Geo | 0 | 0 | 0 | 0 | 0 | 0
H | 0 | 0 | 0 | 0 | 0 | 0
LFG | 0 | 0 | 0 | 0 | 0 | 0
Nuc | 0 | 0 | 0 | 0 | 0 | 0
PS | 0 | 0 | 0 | 0 | 0 | 0
PV | 0 | 0 | 0 | 0 | 0 | 0
PeakG | 0 | 0 | 0 | 0 | 0 | 0
PeakO | 0 | 0 | 0 | 0 | 0 | 0
ST | 0 | 0 | 0 | 0 | 0 | 0
STOG | 0 | 0 | 0 | 0 | 0 | 0
STWD | 0 | 0 | 0 | 0 | 0 | 0
WT | 0 | 0 | 0 | 0 | 0 | 0
IGCC | 0 | 0 | 0 | 0 | 0 | 0
DemandResponse | 0 | 0 | 0 | 0 | 0 | 0
IGCC-CCS | 0 | 0 | 0 | 0 | 0 | 0
WT_off | 0 | 0 | 0 | 0 | 0 | 0
PseudoUnit | 0 | 0 | 0 | 0 | 0 | 0
FixedInterchange | 0 | 0 | 0 | 0 | 0 | 0
Emission Cost by Reporting Type: NYISO_A-F
ReportingType | 2015 | 2020 | 2025 | 2030 | 2035 | 2040
BM | 0 | 0 | 0 | 0 | 0 | 0
CC | 0 | 0 | 0 | 0 | 0 | 0
CSP | 0 | 0 | 0 | 0 | 0 | 0
CT | 0 | 0 | 0 | 0 | 0 | 0
Coal | 0 | 0 | 0 | 0 | 0 | 0
Geo | 0 | 0 | 0 | 0 | 0 | 0
H | 0 | 0 | 0 | 0 | 0 | 0
LFG | 0 | 0 | 0 | 0 | 0 | 0
Nuc | 0 | 0 | 0 | 0 | 0 | 0
PS | 0 | 0 | 0 | 0 | 0 | 0
PV | 0 | 0 | 0 | 0 | 0 | 0
PeakG | 0 | 0 | 0 | 0 | 0 | 0
PeakO | 0 | 0 | 0 | 0 | 0 | 0
ST | 0 | 0 | 0 | 0 | 0 | 0
STOG | 0 | 0 | 0 | 0 | 0 | 0
STWD | 0 | 0 | 0 | 0 | 0 | 0
WT | 0 | 0 | 0 | 0 | 0 | 0
IGCC | 0 | 0 | 0 | 0 | 0 | 0
DemandResponse | 0 | 0 | 0 | 0 | 0 | 0
IGCC-CCS | 0 | 0 | 0 | 0 | 0 | 0
WT_off | 0 | 0 | 0 | 0 | 0 | 0
PseudoUnit | 0 | 0 | 0 | 0 | 0 | 0
FixedInterchange | 0 | 0 | 0 | 0 | 0 | 0
Emission Cost by Reporting Type: NYISO_G-I
ReportingType | 2015 | 2020 | 2025 | 2030 | 2035 | 2040
BM | 0 | 0 | 0 | 0 | 0 | 0
CC | 0 | 0 | 0 | 0 | 0 | 0
CSP | 0 | 0 | 0 | 0 | 0 | 0
CT | 0 | 0 | 0 | 0 | 0 | 0
Coal | 0 | 0 | 0 | 0 | 0 | 0
Geo | 0 | 0 | 0 | 0 | 0 | 0
H | 0 | 0 | 0 | 0 | 0 | 0
LFG | 0 | 0 | 0 | 0 | 0 | 0
Nuc | 0 | 0 | 0 | 0 | 0 | 0
PS | 0 | 0 | 0 | 0 | 0 | 0
PV | 0 | 0 | 0 | 0 | 0 | 0
PeakG | 0 | 0 | 0 | 0 | 0 | 0
PeakO | 0 | 0 | 0 | 0 | 0 | 0
ST | 0 | 0 | 0 | 0 | 0 | 0
STOG | 0 | 0 | 0 | 0 | 0 | 0
STWD | 0 | 0 | 0 | 0 | 0 | 0
WT | 0 | 0 | 0 | 0 | 0 | 0
IGCC | 0 | 0 | 0 | 0 | 0 | 0
DemandResponse | 0 | 0 | 0 | 0 | 0 | 0
IGCC-CCS | 0 | 0 | 0 | 0 | 0 | 0
WT_off | 0 | 0 | 0 | 0 | 0 | 0
PseudoUnit | 0 | 0 | 0 | 0 | 0 | 0
FixedInterchange | 0 | 0 | 0 | 0 | 0 | 0
Emission Cost by Reporting Type: NYISO_J-K
ReportingType | 2015 | 2020 | 2025 | 2030 | 2035 | 2040
BM | 0 | 0 | 0 | 0 | 0 | 0
CC | 0 | 0 | 0 | 0 | 0 | 0
CSP | 0 | 0 | 0 | 0 | 0 | 0
CT | 0 | 0 | 0 | 0 | 0 | 0
Coal | 0 | 0 | 0 | 0 | 0 | 0
Geo | 0 | 0 | 0 | 0 | 0 | 0
H | 0 | 0 | 0 | 0 | 0 | 0
LFG | 0 | 0 | 0 | 0 | 0 | 0
Nuc | 0 | 0 | 0 | 0 | 0 | 0
PS | 0 | 0 | 0 | 0 | 0 | 0
PV | 0 | 0 | 0 | 0 | 0 | 0
PeakG | 0 | 0 | 0 | 0 | 0 | 0
PeakO | 0 | 0 | 0 | 0 | 0 | 0
ST | 0 | 0 | 0 | 0 | 0 | 0
STOG | 0 | 0 | 0 | 0 | 0 | 0
STWD | 0 | 0 | 0 | 0 | 0 | 0
WT | 0 | 0 | 0 | 0 | 0 | 0
IGCC | 0 | 0 | 0 | 0 | 0 | 0
DemandResponse | 0 | 0 | 0 | 0 | 0 | 0
IGCC-CCS | 0 | 0 | 0 | 0 | 0 | 0
WT_off | 0 | 0 | 0 | 0 | 0 | 0
PseudoUnit | 0 | 0 | 0 | 0 | 0 | 0
FixedInterchange | 0 | 0 | 0 | 0 | 0 | 0
Emission Cost by Reporting Type: PJM_E
ReportingType | 2015 | 2020 | 2025 | 2030 | 2035 | 2040
BM | 0 | 0 | 0 | 0 | 0 | 0
CC | 0 | 0 | 0 | 0 | 0 | 0
CSP | 0 | 0 | 0 | 0 | 0 | 0
CT | 0 | 0 | 0 | 0 | 0 | 0
Coal | 0 | 0 | 0 | 0 | 0 | 0
Geo | 0 | 0 | 0 | 0 | 0 | 0
H | 0 | 0 | 0 | 0 | 0 | 0
LFG | 0 | 0 | 0 | 0 | 0 | 0
Nuc | 0 | 0 | 0 | 0 | 0 | 0
PS | 0 | 0 | 0 | 0 | 0 | 0
PV | 0 | 0 | 0 | 0 | 0 | 0
PeakG | 0 | 0 | 0 | 0 | 0 | 0
PeakO | 0 | 0 | 0 | 0 | 0 | 0
ST | 0 | 0 | 0 | 0 | 0 | 0
STOG | 0 | 0 | 0 | 0 | 0 | 0
STWD | 0 | 0 | 0 | 0 | 0 | 0
WT | 0 | 0 | 0 | 0 | 0 | 0
IGCC | 0 | 0 | 0 | 0 | 0 | 0
DemandResponse | 0 | 0 | 0 | 0 | 0 | 0
IGCC-CCS | 0 | 0 | 0 | 0 | 0 | 0
WT_off | 0 | 0 | 0 | 0 | 0 | 0
PseudoUnit | 0 | 0 | 0 | 0 | 0 | 0
FixedInterchange | 0 | 0 | 0 | 0 | 0 | 0
Emission Cost by Reporting Type: PJM_ROM
ReportingType | 2015 | 2020 | 2025 | 2030 | 2035 | 2040
BM | 0 | 0 | 0 | 0 | 0 | 0
CC | 0 | 0 | 0 | 0 | 0 | 0
CSP | 0 | 0 | 0 | 0 | 0 | 0
CT | 0 | 0 | 0 | 0 | 0 | 0
Coal | 0 | 0 | 0 | 0 | 0 | 0
Geo | 0 | 0 | 0 | 0 | 0 | 0
H | 0 | 0 | 0 | 0 | 0 | 0
LFG | 0 | 0 | 0 | 0 | 0 | 0
Nuc | 0 | 0 | 0 | 0 | 0 | 0
PS | 0 | 0 | 0 | 0 | 0 | 0
PV | 0 | 0 | 0 | 0 | 0 | 0
PeakG | 0 | 0 | 0 | 0 | 0 | 0
PeakO | 0 | 0 | 0 | 0 | 0 | 0
ST | 0 | 0 | 0 | 0 | 0 | 0
STOG | 0 | 0 | 0 | 0 | 0 | 0
STWD | 0 | 0 | 0 | 0 | 0 | 0
WT | 0 | 0 | 0 | 0 | 0 | 0
IGCC | 0 | 0 | 0 | 0 | 0 | 0
DemandResponse | 0 | 0 | 0 | 0 | 0 | 0
IGCC-CCS | 0 | 0 | 0 | 0 | 0 | 0
WT_off | 0 | 0 | 0 | 0 | 0 | 0
PseudoUnit | 0 | 0 | 0 | 0 | 0 | 0
FixedInterchange | 0 | 0 | 0 | 0 | 0 | 0
Emission Cost by Reporting Type: PJM_ROR
ReportingType | 2015 | 2020 | 2025 | 2030 | 2035 | 2040
BM | 0 | 0 | 0 | 0 | 0 | 0
CC | 0 | 0 | 0 | 0 | 0 | 0
CSP | 0 | 0 | 0 | 0 | 0 | 0
CT | 0 | 0 | 0 | 0 | 0 | 0
Coal | 0 | 0 | 0 | 0 | 0 | 0
Geo | 0 | 0 | 0 | 0 | 0 | 0
H | 0 | 0 | 0 | 0 | 0 | 0
LFG | 0 | 0 | 0 | 0 | 0 | 0
Nuc | 0 | 0 | 0 | 0 | 0 | 0
PS | 0 | 0 | 0 | 0 | 0 | 0
PV | 0 | 0 | 0 | 0 | 0 | 0
PeakG | 0 | 0 | 0 | 0 | 0 | 0
PeakO | 0 | 0 | 0 | 0 | 0 | 0
ST | 0 | 0 | 0 | 0 | 0 | 0
STOG | 0 | 0 | 0 | 0 | 0 | 0
STWD | 0 | 0 | 0 | 0 | 0 | 0
WT | 0 | 0 | 0 | 0 | 0 | 0
IGCC | 0 | 0 | 0 | 0 | 0 | 0
DemandResponse | 0 | 0 | 0 | 0 | 0 | 0
IGCC-CCS | 0 | 0 | 0 | 0 | 0 | 0
WT_off | 0 | 0 | 0 | 0 | 0 | 0
PseudoUnit | 0 | 0 | 0 | 0 | 0 | 0
FixedInterchange | 0 | 0 | 0 | 0 | 0 | 0
Emission Cost by Reporting Type: SOCO
ReportingType | 2015 | 2020 | 2025 | 2030 | 2035 | 2040
BM | 0 | 0 | 0 | 0 | 0 | 0
CC | 0 | 0 | 0 | 0 | 0 | 0
CSP | 0 | 0 | 0 | 0 | 0 | 0
CT | 0 | 0 | 0 | 0 | 0 | 0
Coal | 0 | 0 | 0 | 0 | 0 | 0
Geo | 0 | 0 | 0 | 0 | 0 | 0
H | 0 | 0 | 0 | 0 | 0 | 0
LFG | 0 | 0 | 0 | 0 | 0 | 0
Nuc | 0 | 0 | 0 | 0 | 0 | 0
PS | 0 | 0 | 0 | 0 | 0 | 0
PV | 0 | 0 | 0 | 0 | 0 | 0
PeakG | 0 | 0 | 0 | 0 | 0 | 0
PeakO | 0 | 0 | 0 | 0 | 0 | 0
ST | 0 | 0 | 0 | 0 | 0 | 0
STOG | 0 | 0 | 0 | 0 | 0 | 0
STWD | 0 | 0 | 0 | 0 | 0 | 0
WT | 0 | 0 | 0 | 0 | 0 | 0
IGCC | 0 | 0 | 0 | 0 | 0 | 0
DemandResponse | 0 | 0 | 0 | 0 | 0 | 0
IGCC-CCS | 0 | 0 | 0 | 0 | 0 | 0
WT_off | 0 | 0 | 0 | 0 | 0 | 0
PseudoUnit | 0 | 0 | 0 | 0 | 0 | 0
FixedInterchange | 0 | 0 | 0 | 0 | 0 | 0
Emission Cost by Reporting Type: SPP_N
ReportingType | 2015 | 2020 | 2025 | 2030 | 2035 | 2040
BM | 0 | 0 | 0 | 0 | 0 | 0
CC | 0 | 0 | 0 | 0 | 0 | 0
CSP | 0 | 0 | 0 | 0 | 0 | 0
CT | 0 | 0 | 0 | 0 | 0 | 0
Coal | 0 | 0 | 0 | 0 | 0 | 0
Geo | 0 | 0 | 0 | 0 | 0 | 0
H | 0 | 0 | 0 | 0 | 0 | 0
LFG | 0 | 0 | 0 | 0 | 0 | 0
Nuc | 0 | 0 | 0 | 0 | 0 | 0
PS | 0 | 0 | 0 | 0 | 0 | 0
PV | 0 | 0 | 0 | 0 | 0 | 0
PeakG | 0 | 0 | 0 | 0 | 0 | 0
PeakO | 0 | 0 | 0 | 0 | 0 | 0
ST | 0 | 0 | 0 | 0 | 0 | 0
STOG | 0 | 0 | 0 | 0 | 0 | 0
STWD | 0 | 0 | 0 | 0 | 0 | 0
WT | 0 | 0 | 0 | 0 | 0 | 0
IGCC | 0 | 0 | 0 | 0 | 0 | 0
DemandResponse | 0 | 0 | 0 | 0 | 0 | 0
IGCC-CCS | 0 | 0 | 0 | 0 | 0 | 0
WT_off | 0 | 0 | 0 | 0 | 0 | 0
PseudoUnit | 0 | 0 | 0 | 0 | 0 | 0
FixedInterchange | 0 | 0 | 0 | 0 | 0 | 0
Emission Cost by Reporting Type: SPP_S
ReportingType | 2015 | 2020 | 2025 | 2030 | 2035 | 2040
BM | 0 | 0 | 0 | 0 | 0 | 0
CC | 0 | 0 | 0 | 0 | 0 | 0
CSP | 0 | 0 | 0 | 0 | 0 | 0
CT | 0 | 0 | 0 | 0 | 0 | 0
Coal | 0 | 0 | 0 | 0 | 0 | 0
Geo | 0 | 0 | 0 | 0 | 0 | 0
H | 0 | 0 | 0 | 0 | 0 | 0
LFG | 0 | 0 | 0 | 0 | 0 | 0
Nuc | 0 | 0 | 0 | 0 | 0 | 0
PS | 0 | 0 | 0 | 0 | 0 | 0
PV | 0 | 0 | 0 | 0 | 0 | 0
PeakG | 0 | 0 | 0 | 0 | 0 | 0
PeakO | 0 | 0 | 0 | 0 | 0 | 0
ST | 0 | 0 | 0 | 0 | 0 | 0
STOG | 0 | 0 | 0 | 0 | 0 | 0
STWD | 0 | 0 | 0 | 0 | 0 | 0
WT | 0 | 0 | 0 | 0 | 0 | 0
IGCC | 0 | 0 | 0 | 0 | 0 | 0
DemandResponse | 0 | 0 | 0 | 0 | 0 | 0
IGCC-CCS | 0 | 0 | 0 | 0 | 0 | 0
WT_off | 0 | 0 | 0 | 0 | 0 | 0
PseudoUnit | 0 | 0 | 0 | 0 | 0 | 0
FixedInterchange | 0 | 0 | 0 | 0 | 0 | 0
Emission Cost by Reporting Type: TVA
ReportingType | 2015 | 2020 | 2025 | 2030 | 2035 | 2040
BM | 0 | 0 | 0 | 0 | 0 | 0
CC | 0 | 0 | 0 | 0 | 0 | 0
CSP | 0 | 0 | 0 | 0 | 0 | 0
CT | 0 | 0 | 0 | 0 | 0 | 0
Coal | 0 | 0 | 0 | 0 | 0 | 0
Geo | 0 | 0 | 0 | 0 | 0 | 0
H | 0 | 0 | 0 | 0 | 0 | 0
LFG | 0 | 0 | 0 | 0 | 0 | 0
Nuc | 0 | 0 | 0 | 0 | 0 | 0
PS | 0 | 0 | 0 | 0 | 0 | 0
PV | 0 | 0 | 0 | 0 | 0 | 0
PeakG | 0 | 0 | 0 | 0 | 0 | 0
PeakO | 0 | 0 | 0 | 0 | 0 | 0
ST | 0 | 0 | 0 | 0 | 0 | 0
STOG | 0 | 0 | 0 | 0 | 0 | 0
STWD | 0 | 0 | 0 | 0 | 0 | 0
WT | 0 | 0 | 0 | 0 | 0 | 0
IGCC | 0 | 0 | 0 | 0 | 0 | 0
DemandResponse | 0 | 0 | 0 | 0 | 0 | 0
IGCC-CCS | 0 | 0 | 0 | 0 | 0 | 0
WT_off | 0 | 0 | 0 | 0 | 0 | 0
PseudoUnit | 0 | 0 | 0 | 0 | 0 | 0
FixedInterchange | 0 | 0 | 0 | 0 | 0 | 0
Emission Cost by Reporting Type: TVA_Transmission
ReportingType | 2015 | 2020 | 2025 | 2030 | 2035 | 2040
BM | 0 | 0 | 0 | 0 | 0 | 0
CC | 0 | 0 | 0 | 0 | 0 | 0
CSP | 0 | 0 | 0 | 0 | 0 | 0
CT | 0 | 0 | 0 | 0 | 0 | 0
Coal | 0 | 0 | 0 | 0 | 0 | 0
Geo | 0 | 0 | 0 | 0 | 0 | 0
H | 0 | 0 | 0 | 0 | 0 | 0
LFG | 0 | 0 | 0 | 0 | 0 | 0
Nuc | 0 | 0 | 0 | 0 | 0 | 0
PS | 0 | 0 | 0 | 0 | 0 | 0
PV | 0 | 0 | 0 | 0 | 0 | 0
PeakG | 0 | 0 | 0 | 0 | 0 | 0
PeakO | 0 | 0 | 0 | 0 | 0 | 0
ST | 0 | 0 | 0 | 0 | 0 | 0
STOG | 0 | 0 | 0 | 0 | 0 | 0
STWD | 0 | 0 | 0 | 0 | 0 | 0
WT | 0 | 0 | 0 | 0 | 0 | 0
IGCC | 0 | 0 | 0 | 0 | 0 | 0
DemandResponse | 0 | 0 | 0 | 0 | 0 | 0
IGCC-CCS | 0 | 0 | 0 | 0 | 0 | 0
WT_off | 0 | 0 | 0 | 0 | 0 | 0
PseudoUnit | 0 | 0 | 0 | 0 | 0 | 0
FixedInterchange | 0 | 0 | 0 | 0 | 0 | 0
Emission Cost by Reporting Type: VACAR
ReportingType | 2015 | 2020 | 2025 | 2030 | 2035 | 2040
BM | 0 | 0 | 0 | 0 | 0 | 0
CC | 0 | 0 | 0 | 0 | 0 | 0
CSP | 0 | 0 | 0 | 0 | 0 | 0
CT | 0 | 0 | 0 | 0 | 0 | 0
Coal | 0 | 0 | 0 | 0 | 0 | 0
Geo | 0 | 0 | 0 | 0 | 0 | 0
H | 0 | 0 | 0 | 0 | 0 | 0
LFG | 0 | 0 | 0 | 0 | 0 | 0
Nuc | 0 | 0 | 0 | 0 | 0 | 0
PS | 0 | 0 | 0 | 0 | 0 | 0
PV | 0 | 0 | 0 | 0 | 0 | 0
PeakG | 0 | 0 | 0 | 0 | 0 | 0
PeakO | 0 | 0 | 0 | 0 | 0 | 0
ST | 0 | 0 | 0 | 0 | 0 | 0
STOG | 0 | 0 | 0 | 0 | 0 | 0
STWD | 0 | 0 | 0 | 0 | 0 | 0
WT | 0 | 0 | 0 | 0 | 0 | 0
IGCC | 0 | 0 | 0 | 0 | 0 | 0
DemandResponse | 0 | 0 | 0 | 0 | 0 | 0
IGCC-CCS | 0 | 0 | 0 | 0 | 0 | 0
WT_off | 0 | 0 | 0 | 0 | 0 | 0
PseudoUnit | 0 | 0 | 0 | 0 | 0 | 0
FixedInterchange | 0 | 0 | 0 | 0 | 0 | 0
Emission Cost by Reporting Type: IESO
ReportingType | 2015 | 2020 | 2025 | 2030 | 2035 | 2040
BM | 0 | 0 | 0 | 0 | 0 | 0
CC | 0 | 0 | 0 | 0 | 0 | 0
CSP | 0 | 0 | 0 | 0 | 0 | 0
CT | 0 | 0 | 0 | 0 | 0 | 0
Coal | 0 | 0 | 0 | 0 | 0 | 0
Geo | 0 | 0 | 0 | 0 | 0 | 0
H | 0 | 0 | 0 | 0 | 0 | 0
LFG | 0 | 0 | 0 | 0 | 0 | 0
Nuc | 0 | 0 | 0 | 0 | 0 | 0
PS | 0 | 0 | 0 | 0 | 0 | 0
PV | 0 | 0 | 0 | 0 | 0 | 0
PeakG | 0 | 0 | 0 | 0 | 0 | 0
PeakO | 0 | 0 | 0 | 0 | 0 | 0
ST | 0 | 0 | 0 | 0 | 0 | 0
STOG | 0 | 0 | 0 | 0 | 0 | 0
STWD | 0 | 0 | 0 | 0 | 0 | 0
WT | 0 | 0 | 0 | 0 | 0 | 0
IGCC | 0 | 0 | 0 | 0 | 0 | 0
DemandResponse | 0 | 0 | 0 | 0 | 0 | 0
IGCC-CCS | 0 | 0 | 0 | 0 | 0 | 0
WT_off | 0 | 0 | 0 | 0 | 0 | 0
PseudoUnit | 0 | 0 | 0 | 0 | 0 | 0
FixedInterchange | 0 | 0 | 0 | 0 | 0 | 0
Emission Cost by Reporting Type: MAPP_CA
ReportingType | 2015 | 2020 | 2025 | 2030 | 2035 | 2040
BM | 0 | 0 | 0 | 0 | 0 | 0
CC | 0 | 0 | 0 | 0 | 0 | 0
CSP | 0 | 0 | 0 | 0 | 0 | 0
CT | 0 | 0 | 0 | 0 | 0 | 0
Coal | 0 | 0 | 0 | 0 | 0 | 0
Geo | 0 | 0 | 0 | 0 | 0 | 0
H | 0 | 0 | 0 | 0 | 0 | 0
LFG | 0 | 0 | 0 | 0 | 0 | 0
Nuc | 0 | 0 | 0 | 0 | 0 | 0
PS | 0 | 0 | 0 | 0 | 0 | 0
PV | 0 | 0 | 0 | 0 | 0 | 0
PeakG | 0 | 0 | 0 | 0 | 0 | 0
PeakO | 0 | 0 | 0 | 0 | 0 | 0
ST | 0 | 0 | 0 | 0 | 0 | 0
STOG | 0 | 0 | 0 | 0 | 0 | 0
STWD | 0 | 0 | 0 | 0 | 0 | 0
WT | 0 | 0 | 0 | 0 | 0 | 0
IGCC | 0 | 0 | 0 | 0 | 0 | 0
DemandResponse | 0 | 0 | 0 | 0 | 0 | 0
IGCC-CCS | 0 | 0 | 0 | 0 | 0 | 0
WT_off | 0 | 0 | 0 | 0 | 0 | 0
PseudoUnit | 0 | 0 | 0 | 0 | 0 | 0
FixedInterchange | 0 | 0 | 0 | 0 | 0 | 0
Emission Cost by Reporting Type: AZ_NM_SNV_Coal
ReportingType | 2015 | 2020 | 2025 | 2030 | 2035 | 2040
BM | 0 | 0 | 0 | 0 | 0 | 0
CC | 0 | 0 | 0 | 0 | 0 | 0
CSP | 0 | 0 | 0 | 0 | 0 | 0
CT | 0 | 0 | 0 | 0 | 0 | 0
Coal | 0 | 0 | 0 | 0 | 0 | 0
Geo | 0 | 0 | 0 | 0 | 0 | 0
H | 0 | 0 | 0 | 0 | 0 | 0
LFG | 0 | 0 | 0 | 0 | 0 | 0
Nuc | 0 | 0 | 0 | 0 | 0 | 0
PS | 0 | 0 | 0 | 0 | 0 | 0
PV | 0 | 0 | 0 | 0 | 0 | 0
PeakG | 0 | 0 | 0 | 0 | 0 | 0
PeakO | 0 | 0 | 0 | 0 | 0 | 0
ST | 0 | 0 | 0 | 0 | 0 | 0
STOG | 0 | 0 | 0 | 0 | 0 | 0
STWD | 0 | 0 | 0 | 0 | 0 | 0
WT | 0 | 0 | 0 | 0 | 0 | 0
IGCC | 0 | 0 | 0 | 0 | 0 | 0
DemandResponse | 0 | 0 | 0 | 0 | 0 | 0
IGCC-CCS | 0 | 0 | 0 | 0 | 0 | 0
WT_off | 0 | 0 | 0 | 0 | 0 | 0
PseudoUnit | 0 | 0 | 0 | 0 | 0 | 0
FixedInterchange | 0 | 0 | 0 | 0 | 0 | 0
Emission Cost by Reporting Type: AZ_NM_SNV_Gas
ReportingType | 2015 | 2020 | 2025 | 2030 | 2035 | 2040
BM | 0 | 0 | 0 | 0 | 0 | 0
CC | 0 | 0 | 0 | 0 | 0 | 0
CSP | 0 | 0 | 0 | 0 | 0 | 0
CT | 0 | 0 | 0 | 0 | 0 | 0
Coal | 0 | 0 | 0 | 0 | 0 | 0
Geo | 0 | 0 | 0 | 0 | 0 | 0
H | 0 | 0 | 0 | 0 | 0 | 0
LFG | 0 | 0 | 0 | 0 | 0 | 0
Nuc | 0 | 0 | 0 | 0 | 0 | 0
PS | 0 | 0 | 0 | 0 | 0 | 0
PV | 0 | 0 | 0 | 0 | 0 | 0
PeakG | 0 | 0 | 0 | 0 | 0 | 0
PeakO | 0 | 0 | 0 | 0 | 0 | 0
ST | 0 | 0 | 0 | 0 | 0 | 0
STOG | 0 | 0 | 0 | 0 | 0 | 0
STWD | 0 | 0 | 0 | 0 | 0 | 0
WT | 0 | 0 | 0 | 0 | 0 | 0
IGCC | 0 | 0 | 0 | 0 | 0 | 0
DemandResponse | 0 | 0 | 0 | 0 | 0 | 0
IGCC-CCS | 0 | 0 | 0 | 0 | 0 | 0
WT_off | 0 | 0 | 0 | 0 | 0 | 0
PseudoUnit | 0 | 0 | 0 | 0 | 0 | 0
FixedInterchange | 0 | 0 | 0 | 0 | 0 | 0
Emission Cost by Reporting Type: AZ_NM_SNV_NucRenew
ReportingType | 2015 | 2020 | 2025 | 2030 | 2035 | 2040
BM | 0 | 0 | 0 | 0 | 0 | 0
CC | 0 | 0 | 0 | 0 | 0 | 0
CSP | 0 | 0 | 0 | 0 | 0 | 0
CT | 0 | 0 | 0 | 0 | 0 | 0
Coal | 0 | 0 | 0 | 0 | 0 | 0
Geo | 0 | 0 | 0 | 0 | 0 | 0
H | 0 | 0 | 0 | 0 | 0 | 0
LFG | 0 | 0 | 0 | 0 | 0 | 0
Nuc | 0 | 0 | 0 | 0 | 0 | 0
PS | 0 | 0 | 0 | 0 | 0 | 0
PV | 0 | 0 | 0 | 0 | 0 | 0
PeakG | 0 | 0 | 0 | 0 | 0 | 0
PeakO | 0 | 0 | 0 | 0 | 0 | 0
ST | 0 | 0 | 0 | 0 | 0 | 0
STOG | 0 | 0 | 0 | 0 | 0 | 0
STWD | 0 | 0 | 0 | 0 | 0 | 0
WT | 0 | 0 | 0 | 0 | 0 | 0
IGCC | 0 | 0 | 0 | 0 | 0 | 0
DemandResponse | 0 | 0 | 0 | 0 | 0 | 0
IGCC-CCS | 0 | 0 | 0 | 0 | 0 | 0
WT_off | 0 | 0 | 0 | 0 | 0 | 0
PseudoUnit | 0 | 0 | 0 | 0 | 0 | 0
FixedInterchange | 0 | 0 | 0 | 0 | 0 | 0
Emission Cost by Reporting Type: ERCOT
ReportingType | 2015 | 2020 | 2025 | 2030 | 2035 | 2040
BM | 0 | 0 | 0 | 0 | 0 | 0
CC | 0 | 0 | 0 | 0 | 0 | 0
CSP | 0 | 0 | 0 | 0 | 0 | 0
CT | 0 | 0 | 0 | 0 | 0 | 0
Coal | 0 | 0 | 0 | 0 | 0 | 0
Geo | 0 | 0 | 0 | 0 | 0 | 0
H | 0 | 0 | 0 | 0 | 0 | 0
LFG | 0 | 0 | 0 | 0 | 0 | 0
Nuc | 0 | 0 | 0 | 0 | 0 | 0
PS | 0 | 0 | 0 | 0 | 0 | 0
PV | 0 | 0 | 0 | 0 | 0 | 0
PeakG | 0 | 0 | 0 | 0 | 0 | 0
PeakO | 0 | 0 | 0 | 0 | 0 | 0
ST | 0 | 0 | 0 | 0 | 0 | 0
STOG | 0 | 0 | 0 | 0 | 0 | 0
STWD | 0 | 0 | 0 | 0 | 0 | 0
WT | 0 | 0 | 0 | 0 | 0 | 0
IGCC | 0 | 0 | 0 | 0 | 0 | 0
DemandResponse | 0 | 0 | 0 | 0 | 0 | 0
IGCC-CCS | 0 | 0 | 0 | 0 | 0 | 0
WT_off | 0 | 0 | 0 | 0 | 0 | 0
PseudoUnit | 0 | 0 | 0 | 0 | 0 | 0
FixedInterchange | 0 | 0 | 0 | 0 | 0 | 0
Emission Cost by Reporting Type: NP15
ReportingType | 2015 | 2020 | 2025 | 2030 | 2035 | 2040
BM | 0 | 0 | 0 | 0 | 0 | 0
CC | 0 | 0 | 0 | 0 | 0 | 0
CSP | 0 | 0 | 0 | 0 | 0 | 0
CT | 0 | 0 | 0 | 0 | 0 | 0
Coal | 0 | 0 | 0 | 0 | 0 | 0
Geo | 0 | 0 | 0 | 0 | 0 | 0
H | 0 | 0 | 0 | 0 | 0 | 0
LFG | 0 | 0 | 0 | 0 | 0 | 0
Nuc | 0 | 0 | 0 | 0 | 0 | 0
PS | 0 | 0 | 0 | 0 | 0 | 0
PV | 0 | 0 | 0 | 0 | 0 | 0
PeakG | 0 | 0 | 0 | 0 | 0 | 0
PeakO | 0 | 0 | 0 | 0 | 0 | 0
ST | 0 | 0 | 0 | 0 | 0 | 0
STOG | 0 | 0 | 0 | 0 | 0 | 0
STWD | 0 | 0 | 0 | 0 | 0 | 0
WT | 0 | 0 | 0 | 0 | 0 | 0
IGCC | 0 | 0 | 0 | 0 | 0 | 0
DemandResponse | 0 | 0 | 0 | 0 | 0 | 0
IGCC-CCS | 0 | 0 | 0 | 0 | 0 | 0
WT_off | 0 | 0 | 0 | 0 | 0 | 0
PseudoUnit | 0 | 0 | 0 | 0 | 0 | 0
FixedInterchange | 0 | 0 | 0 | 0 | 0 | 0
Emission Cost by Reporting Type: NWPP_Coal
ReportingType | 2015 | 2020 | 2025 | 2030 | 2035 | 2040
BM | 0 | 0 | 0 | 0 | 0 | 0
CC | 0 | 0 | 0 | 0 | 0 | 0
CSP | 0 | 0 | 0 | 0 | 0 | 0
CT | 0 | 0 | 0 | 0 | 0 | 0
Coal | 0 | 0 | 0 | 0 | 0 | 0
Geo | 0 | 0 | 0 | 0 | 0 | 0
H | 0 | 0 | 0 | 0 | 0 | 0
LFG | 0 | 0 | 0 | 0 | 0 | 0
Nuc | 0 | 0 | 0 | 0 | 0 | 0
PS | 0 | 0 | 0 | 0 | 0 | 0
PV | 0 | 0 | 0 | 0 | 0 | 0
PeakG | 0 | 0 | 0 | 0 | 0 | 0
PeakO | 0 | 0 | 0 | 0 | 0 | 0
ST | 0 | 0 | 0 | 0 | 0 | 0
STOG | 0 | 0 | 0 | 0 | 0 | 0
STWD | 0 | 0 | 0 | 0 | 0 | 0
WT | 0 | 0 | 0 | 0 | 0 | 0
IGCC | 0 | 0 | 0 | 0 | 0 | 0
DemandResponse | 0 | 0 | 0 | 0 | 0 | 0
IGCC-CCS | 0 | 0 | 0 | 0 | 0 | 0
WT_off | 0 | 0 | 0 | 0 | 0 | 0
PseudoUnit | 0 | 0 | 0 | 0 | 0 | 0
FixedInterchange | 0 | 0 | 0 | 0 | 0 | 0
Emission Cost by Reporting Type: NWPP_Gas
ReportingType | 2015 | 2020 | 2025 | 2030 | 2035 | 2040
BM | 0 | 0 | 0 | 0 | 0 | 0
CC | 0 | 0 | 0 | 0 | 0 | 0
CSP | 0 | 0 | 0 | 0 | 0 | 0
CT | 0 | 0 | 0 | 0 | 0 | 0
Coal | 0 | 0 | 0 | 0 | 0 | 0
Geo | 0 | 0 | 0 | 0 | 0 | 0
H | 0 | 0 | 0 | 0 | 0 | 0
LFG | 0 | 0 | 0 | 0 | 0 | 0
Nuc | 0 | 0 | 0 | 0 | 0 | 0
PS | 0 | 0 | 0 | 0 | 0 | 0
PV | 0 | 0 | 0 | 0 | 0 | 0
PeakG | 0 | 0 | 0 | 0 | 0 | 0
PeakO | 0 | 0 | 0 | 0 | 0 | 0
ST | 0 | 0 | 0 | 0 | 0 | 0
STOG | 0 | 0 | 0 | 0 | 0 | 0
STWD | 0 | 0 | 0 | 0 | 0 | 0
WT | 0 | 0 | 0 | 0 | 0 | 0
IGCC | 0 | 0 | 0 | 0 | 0 | 0
DemandResponse | 0 | 0 | 0 | 0 | 0 | 0
IGCC-CCS | 0 | 0 | 0 | 0 | 0 | 0
WT_off | 0 | 0 | 0 | 0 | 0 | 0
PseudoUnit | 0 | 0 | 0 | 0 | 0 | 0
FixedInterchange | 0 | 0 | 0 | 0 | 0 | 0
Emission Cost by Reporting Type: NWPP_NucRenew
ReportingType | 2015 | 2020 | 2025 | 2030 | 2035 | 2040
BM | 0 | 0 | 0 | 0 | 0 | 0
CC | 0 | 0 | 0 | 0 | 0 | 0
CSP | 0 | 0 | 0 | 0 | 0 | 0
CT | 0 | 0 | 0 | 0 | 0 | 0
Coal | 0 | 0 | 0 | 0 | 0 | 0
Geo | 0 | 0 | 0 | 0 | 0 | 0
H | 0 | 0 | 0 | 0 | 0 | 0
LFG | 0 | 0 | 0 | 0 | 0 | 0
Nuc | 0 | 0 | 0 | 0 | 0 | 0
PS | 0 | 0 | 0 | 0 | 0 | 0
PV | 0 | 0 | 0 | 0 | 0 | 0
PeakG | 0 | 0 | 0 | 0 | 0 | 0
PeakO | 0 | 0 | 0 | 0 | 0 | 0
ST | 0 | 0 | 0 | 0 | 0 | 0
STOG | 0 | 0 | 0 | 0 | 0 | 0
STWD | 0 | 0 | 0 | 0 | 0 | 0
WT | 0 | 0 | 0 | 0 | 0 | 0
IGCC | 0 | 0 | 0 | 0 | 0 | 0
DemandResponse | 0 | 0 | 0 | 0 | 0 | 0
IGCC-CCS | 0 | 0 | 0 | 0 | 0 | 0
WT_off | 0 | 0 | 0 | 0 | 0 | 0
PseudoUnit | 0 | 0 | 0 | 0 | 0 | 0
FixedInterchange | 0 | 0 | 0 | 0 | 0 | 0
Emission Cost by Reporting Type: RMPA
ReportingType | 2015 | 2020 | 2025 | 2030 | 2035 | 2040
BM | 0 | 0 | 0 | 0 | 0 | 0
CC | 0 | 0 | 0 | 0 | 0 | 0
CSP | 0 | 0 | 0 | 0 | 0 | 0
CT | 0 | 0 | 0 | 0 | 0 | 0
Coal | 0 | 0 | 0 | 0 | 0 | 0
Geo | 0 | 0 | 0 | 0 | 0 | 0
H | 0 | 0 | 0 | 0 | 0 | 0
LFG | 0 | 0 | 0 | 0 | 0 | 0
Nuc | 0 | 0 | 0 | 0 | 0 | 0
PS | 0 | 0 | 0 | 0 | 0 | 0
PV | 0 | 0 | 0 | 0 | 0 | 0
PeakG | 0 | 0 | 0 | 0 | 0 | 0
PeakO | 0 | 0 | 0 | 0 | 0 | 0
ST | 0 | 0 | 0 | 0 | 0 | 0
STOG | 0 | 0 | 0 | 0 | 0 | 0
STWD | 0 | 0 | 0 | 0 | 0 | 0
WT | 0 | 0 | 0 | 0 | 0 | 0
IGCC | 0 | 0 | 0 | 0 | 0 | 0
DemandResponse | 0 | 0 | 0 | 0 | 0 | 0
IGCC-CCS | 0 | 0 | 0 | 0 | 0 | 0
WT_off | 0 | 0 | 0 | 0 | 0 | 0
PseudoUnit | 0 | 0 | 0 | 0 | 0 | 0
FixedInterchange | 0 | 0 | 0 | 0 | 0 | 0
Emission Cost by Reporting Type: SP15
ReportingType | 2015 | 2020 | 2025 | 2030 | 2035 | 2040
BM | 0 | 0 | 0 | 0 | 0 | 0
CC | 0 | 0 | 0 | 0 | 0 | 0
CSP | 0 | 0 | 0 | 0 | 0 | 0
CT | 0 | 0 | 0 | 0 | 0 | 0
Coal | 0 | 0 | 0 | 0 | 0 | 0
Geo | 0 | 0 | 0 | 0 | 0 | 0
H | 0 | 0 | 0 | 0 | 0 | 0
LFG | 0 | 0 | 0 | 0 | 0 | 0
Nuc | 0 | 0 | 0 | 0 | 0 | 0
PS | 0 | 0 | 0 | 0 | 0 | 0
PV | 0 | 0 | 0 | 0 | 0 | 0
PeakG | 0 | 0 | 0 | 0 | 0 | 0
PeakO | 0 | 0 | 0 | 0 | 0 | 0
ST | 0 | 0 | 0 | 0 | 0 | 0
STOG | 0 | 0 | 0 | 0 | 0 | 0
STWD | 0 | 0 | 0 | 0 | 0 | 0
WT | 0 | 0 | 0 | 0 | 0 | 0
IGCC | 0 | 0 | 0 | 0 | 0 | 0
DemandResponse | 0 | 0 | 0 | 0 | 0 | 0
IGCC-CCS | 0 | 0 | 0 | 0 | 0 | 0
WT_off | 0 | 0 | 0 | 0 | 0 | 0
PseudoUnit | 0 | 0 | 0 | 0 | 0 | 0
FixedInterchange | 0 | 0 | 0 | 0 | 0 | 0
Emission Cost by Reporting Type: ALB
ReportingType | 2015 | 2020 | 2025 | 2030 | 2035 | 2040
BM | 0 | 0 | 0 | 0 | 0 | 0
CC | 0 | 0 | 0 | 0 | 0 | 0
CSP | 0 | 0 | 0 | 0 | 0 | 0
CT | 0 | 0 | 0 | 0 | 0 | 0
Coal | 0 | 0 | 0 | 0 | 0 | 0
Geo | 0 | 0 | 0 | 0 | 0 | 0
H | 0 | 0 | 0 | 0 | 0 | 0
LFG | 0 | 0 | 0 | 0 | 0 | 0
Nuc | 0 | 0 | 0 | 0 | 0 | 0
PS | 0 | 0 | 0 | 0 | 0 | 0
PV | 0 | 0 | 0 | 0 | 0 | 0
PeakG | 0 | 0 | 0 | 0 | 0 | 0
PeakO | 0 | 0 | 0 | 0 | 0 | 0
ST | 0 | 0 | 0 | 0 | 0 | 0
STOG | 0 | 0 | 0 | 0 | 0 | 0
STWD | 0 | 0 | 0 | 0 | 0 | 0
WT | 0 | 0 | 0 | 0 | 0 | 0
IGCC | 0 | 0 | 0 | 0 | 0 | 0
DemandResponse | 0 | 0 | 0 | 0 | 0 | 0
IGCC-CCS | 0 | 0 | 0 | 0 | 0 | 0
WT_off | 0 | 0 | 0 | 0 | 0 | 0
PseudoUnit | 0 | 0 | 0 | 0 | 0 | 0
FixedInterchange | 0 | 0 | 0 | 0 | 0 | 0
Emission Cost by Reporting Type: BC
ReportingType | 2015 | 2020 | 2025 | 2030 | 2035 | 2040
BM | 0 | 0 | 0 | 0 | 0 | 0
CC | 0 | 0 | 0 | 0 | 0 | 0
CSP | 0 | 0 | 0 | 0 | 0 | 0
CT | 0 | 0 | 0 | 0 | 0 | 0
Coal | 0 | 0 | 0 | 0 | 0 | 0
Geo | 0 | 0 | 0 | 0 | 0 | 0
H | 0 | 0 | 0 | 0 | 0 | 0
LFG | 0 | 0 | 0 | 0 | 0 | 0
Nuc | 0 | 0 | 0 | 0 | 0 | 0
PS | 0 | 0 | 0 | 0 | 0 | 0
PV | 0 | 0 | 0 | 0 | 0 | 0
PeakG | 0 | 0 | 0 | 0 | 0 | 0
PeakO | 0 | 0 | 0 | 0 | 0 | 0
ST | 0 | 0 | 0 | 0 | 0 | 0
STOG | 0 | 0 | 0 | 0 | 0 | 0
STWD | 0 | 0 | 0 | 0 | 0 | 0
WT | 0 | 0 | 0 | 0 | 0 | 0
IGCC | 0 | 0 | 0 | 0 | 0 | 0
DemandResponse | 0 | 0 | 0 | 0 | 0 | 0
IGCC-CCS | 0 | 0 | 0 | 0 | 0 | 0
WT_off | 0 | 0 | 0 | 0 | 0 | 0
PseudoUnit | 0 | 0 | 0 | 0 | 0 | 0
FixedInterchange | 0 | 0 | 0 | 0 | 0 | 0
Emission Cost by Reporting Type: HQ_IESO
ReportingType | 2015 | 2020 | 2025 | 2030 | 2035 | 2040
BM | 0 | 0 | 0 | 0 | 0 | 0
CC | 0 | 0 | 0 | 0 | 0 | 0
CSP | 0 | 0 | 0 | 0 | 0 | 0
CT | 0 | 0 | 0 | 0 | 0 | 0
Coal | 0 | 0 | 0 | 0 | 0 | 0
Geo | 0 | 0 | 0 | 0 | 0 | 0
H | 0 | 0 | 0 | 0 | 0 | 0
LFG | 0 | 0 | 0 | 0 | 0 | 0
Nuc | 0 | 0 | 0 | 0 | 0 | 0
PS | 0 | 0 | 0 | 0 | 0 | 0
PV | 0 | 0 | 0 | 0 | 0 | 0
PeakG | 0 | 0 | 0 | 0 | 0 | 0
PeakO | 0 | 0 | 0 | 0 | 0 | 0
ST | 0 | 0 | 0 | 0 | 0 | 0
STOG | 0 | 0 | 0 | 0 | 0 | 0
STWD | 0 | 0 | 0 | 0 | 0 | 0
WT | 0 | 0 | 0 | 0 | 0 | 0
IGCC | 0 | 0 | 0 | 0 | 0 | 0
DemandResponse | 0 | 0 | 0 | 0 | 0 | 0
IGCC-CCS | 0 | 0 | 0 | 0 | 0 | 0
WT_off | 0 | 0 | 0 | 0 | 0 | 0
PseudoUnit | 0 | 0 | 0 | 0 | 0 | 0
FixedInterchange | 0 | 0 | 0 | 0 | 0 | 0
Emission Cost by Reporting Type: HQ_NEISO
ReportingType | 2015 | 2020 | 2025 | 2030 | 2035 | 2040
BM | 0 | 0 | 0 | 0 | 0 | 0
CC | 0 | 0 | 0 | 0 | 0 | 0
CSP | 0 | 0 | 0 | 0 | 0 | 0
CT | 0 | 0 | 0 | 0 | 0 | 0
Coal | 0 | 0 | 0 | 0 | 0 | 0
Geo | 0 | 0 | 0 | 0 | 0 | 0
H | 0 | 0 | 0 | 0 | 0 | 0
LFG | 0 | 0 | 0 | 0 | 0 | 0
Nuc | 0 | 0 | 0 | 0 | 0 | 0
PS | 0 | 0 | 0 | 0 | 0 | 0
PV | 0 | 0 | 0 | 0 | 0 | 0
PeakG | 0 | 0 | 0 | 0 | 0 | 0
PeakO | 0 | 0 | 0 | 0 | 0 | 0
ST | 0 | 0 | 0 | 0 | 0 | 0
STOG | 0 | 0 | 0 | 0 | 0 | 0
STWD | 0 | 0 | 0 | 0 | 0 | 0
WT | 0 | 0 | 0 | 0 | 0 | 0
IGCC | 0 | 0 | 0 | 0 | 0 | 0
DemandResponse | 0 | 0 | 0 | 0 | 0 | 0
IGCC-CCS | 0 | 0 | 0 | 0 | 0 | 0
WT_off | 0 | 0 | 0 | 0 | 0 | 0
PseudoUnit | 0 | 0 | 0 | 0 | 0 | 0
FixedInterchange | 0 | 0 | 0 | 0 | 0 | 0
Emission Cost by Reporting Type: HQ_NY
ReportingType | 2015 | 2020 | 2025 | 2030 | 2035 | 2040
BM | 0 | 0 | 0 | 0 | 0 | 0
CC | 0 | 0 | 0 | 0 | 0 | 0
CSP | 0 | 0 | 0 | 0 | 0 | 0
CT | 0 | 0 | 0 | 0 | 0 | 0
Coal | 0 | 0 | 0 | 0 | 0 | 0
Geo | 0 | 0 | 0 | 0 | 0 | 0
H | 0 | 0 | 0 | 0 | 0 | 0
LFG | 0 | 0 | 0 | 0 | 0 | 0
Nuc | 0 | 0 | 0 | 0 | 0 | 0
PS | 0 | 0 | 0 | 0 | 0 | 0
PV | 0 | 0 | 0 | 0 | 0 | 0
PeakG | 0 | 0 | 0 | 0 | 0 | 0
PeakO | 0 | 0 | 0 | 0 | 0 | 0
ST | 0 | 0 | 0 | 0 | 0 | 0
STOG | 0 | 0 | 0 | 0 | 0 | 0
STWD | 0 | 0 | 0 | 0 | 0 | 0
WT | 0 | 0 | 0 | 0 | 0 | 0
IGCC | 0 | 0 | 0 | 0 | 0 | 0
DemandResponse | 0 | 0 | 0 | 0 | 0 | 0
IGCC-CCS | 0 | 0 | 0 | 0 | 0 | 0
WT_off | 0 | 0 | 0 | 0 | 0 | 0
PseudoUnit | 0 | 0 | 0 | 0 | 0 | 0
FixedInterchange | 0 | 0 | 0 | 0 | 0 | 0
Emission Cost by Reporting Type: MARITIMES
ReportingType | 2015 | 2020 | 2025 | 2030 | 2035 | 2040
BM | 0 | 0 | 0 | 0 | 0 | 0
CC | 0 | 0 | 0 | 0 | 0 | 0
CSP | 0 | 0 | 0 | 0 | 0 | 0
CT | 0 | 0 | 0 | 0 | 0 | 0
Coal | 0 | 0 | 0 | 0 | 0 | 0
Geo | 0 | 0 | 0 | 0 | 0 | 0
H | 0 | 0 | 0 | 0 | 0 | 0
LFG | 0 | 0 | 0 | 0 | 0 | 0
Nuc | 0 | 0 | 0 | 0 | 0 | 0
PS | 0 | 0 | 0 | 0 | 0 | 0
PV | 0 | 0 | 0 | 0 | 0 | 0
PeakG | 0 | 0 | 0 | 0 | 0 | 0
PeakO | 0 | 0 | 0 | 0 | 0 | 0
ST | 0 | 0 | 0 | 0 | 0 | 0
STOG | 0 | 0 | 0 | 0 | 0 | 0
STWD | 0 | 0 | 0 | 0 | 0 | 0
WT | 0 | 0 | 0 | 0 | 0 | 0
IGCC | 0 | 0 | 0 | 0 | 0 | 0
DemandResponse | 0 | 0 | 0 | 0 | 0 | 0
IGCC-CCS | 0 | 0 | 0 | 0 | 0 | 0
WT_off | 0 | 0 | 0 | 0 | 0 | 0
PseudoUnit | 0 | 0 | 0 | 0 | 0 | 0
FixedInterchange | 0 | 0 | 0 | 0 | 0 | 0
Emission Cost by Reporting Type: All
ReportingType | 2015 | 2020 | 2025 | 2030 | 2035 | 2040
BM | 0 | 0 | 0 | 0 | 0 | 0
CC | 0 | 0 | 0 | 0 | 0 | 0
CSP | 0 | 0 | 0 | 0 | 0 | 0
CT | 0 | 0 | 0 | 0 | 0 | 0
Coal | 0 | 0 | 0 | 0 | 0 | 0
Geo | 0 | 0 | 0 | 0 | 0 | 0
H | 0 | 0 | 0 | 0 | 0 | 0
LFG | 0 | 0 | 0 | 0 | 0 | 0
Nuc | 0 | 0 | 0 | 0 | 0 | 0
PS | 0 | 0 | 0 | 0 | 0 | 0
PV | 0 | 0 | 0 | 0 | 0 | 0
PeakG | 0 | 0 | 0 | 0 | 0 | 0
PeakO | 0 | 0 | 0 | 0 | 0 | 0
ST | 0 | 0 | 0 | 0 | 0 | 0
STOG | 0 | 0 | 0 | 0 | 0 | 0
STWD | 0 | 0 | 0 | 0 | 0 | 0
WT | 0 | 0 | 0 | 0 | 0 | 0
IGCC | 0 | 0 | 0 | 0 | 0 | 0
DemandResponse | 0 | 0 | 0 | 0 | 0 | 0
IGCC-CCS | 0 | 0 | 0 | 0 | 0 | 0
WT_off | 0 | 0 | 0 | 0 | 0 | 0
PseudoUnit | 0 | 0 | 0 | 0 | 0 | 0
FixedInterchange | 0 | 0 | 0 | 0 | 0 | 0
Emission Cost by Reporting Type: EI_US
ReportingType | 2015 | 2020 | 2025 | 2030 | 2035 | 2040
BM | 0 | 0 | 0 | 0 | 0 | 0
CC | 0 | 0 | 0 | 0 | 0 | 0
CSP | 0 | 0 | 0 | 0 | 0 | 0
CT | 0 | 0 | 0 | 0 | 0 | 0
Coal | 0 | 0 | 0 | 0 | 0 | 0
Geo | 0 | 0 | 0 | 0 | 0 | 0
H | 0 | 0 | 0 | 0 | 0 | 0
LFG | 0 | 0 | 0 | 0 | 0 | 0
Nuc | 0 | 0 | 0 | 0 | 0 | 0
PS | 0 | 0 | 0 | 0 | 0 | 0
PV | 0 | 0 | 0 | 0 | 0 | 0
PeakG | 0 | 0 | 0 | 0 | 0 | 0
PeakO | 0 | 0 | 0 | 0 | 0 | 0
ST | 0 | 0 | 0 | 0 | 0 | 0
STOG | 0 | 0 | 0 | 0 | 0 | 0
STWD | 0 | 0 | 0 | 0 | 0 | 0
WT | 0 | 0 | 0 | 0 | 0 | 0
IGCC | 0 | 0 | 0 | 0 | 0 | 0
DemandResponse | 0 | 0 | 0 | 0 | 0 | 0
IGCC-CCS | 0 | 0 | 0 | 0 | 0 | 0
WT_off | 0 | 0 | 0 | 0 | 0 | 0
PseudoUnit | 0 | 0 | 0 | 0 | 0 | 0
FixedInterchange | 0 | 0 | 0 | 0 | 0 | 0
Emission Cost by Reporting Type: EI_Canada
ReportingType | 2015 | 2020 | 2025 | 2030 | 2035 | 2040
BM | 0 | 0 | 0 | 0 | 0 | 0
CC | 0 | 0 | 0 | 0 | 0 | 0
CSP | 0 | 0 | 0 | 0 | 0 | 0
CT | 0 | 0 | 0 | 0 | 0 | 0
Coal | 0 | 0 | 0 | 0 | 0 | 0
Geo | 0 | 0 | 0 | 0 | 0 | 0
H | 0 | 0 | 0 | 0 | 0 | 0
LFG | 0 | 0 | 0 | 0 | 0 | 0
Nuc | 0 | 0 | 0 | 0 | 0 | 0
PS | 0 | 0 | 0 | 0 | 0 | 0
PV | 0 | 0 | 0 | 0 | 0 | 0
PeakG | 0 | 0 | 0 | 0 | 0 | 0
PeakO | 0 | 0 | 0 | 0 | 0 | 0
ST | 0 | 0 | 0 | 0 | 0 | 0
STOG | 0 | 0 | 0 | 0 | 0 | 0
STWD | 0 | 0 | 0 | 0 | 0 | 0
WT | 0 | 0 | 0 | 0 | 0 | 0
IGCC | 0 | 0 | 0 | 0 | 0 | 0
DemandResponse | 0 | 0 | 0 | 0 | 0 | 0
IGCC-CCS | 0 | 0 | 0 | 0 | 0 | 0
WT_off | 0 | 0 | 0 | 0 | 0 | 0
PseudoUnit | 0 | 0 | 0 | 0 | 0 | 0
FixedInterchange | 0 | 0 | 0 | 0 | 0 | 0
Emission Cost by Reporting Type: EI
ReportingType | 2015 | 2020 | 2025 | 2030 | 2035 | 2040
BM | 0 | 0 | 0 | 0 | 0 | 0
CC | 0 | 0 | 0 | 0 | 0 | 0
CSP | 0 | 0 | 0 | 0 | 0 | 0
CT | 0 | 0 | 0 | 0 | 0 | 0
Coal | 0 | 0 | 0 | 0 | 0 | 0
Geo | 0 | 0 | 0 | 0 | 0 | 0
H | 0 | 0 | 0 | 0 | 0 | 0
LFG | 0 | 0 | 0 | 0 | 0 | 0
Nuc | 0 | 0 | 0 | 0 | 0 | 0
PS | 0 | 0 | 0 | 0 | 0 | 0
PV | 0 | 0 | 0 | 0 | 0 | 0
PeakG | 0 | 0 | 0 | 0 | 0 | 0
PeakO | 0 | 0 | 0 | 0 | 0 | 0
ST | 0 | 0 | 0 | 0 | 0 | 0
STOG | 0 | 0 | 0 | 0 | 0 | 0
STWD | 0 | 0 | 0 | 0 | 0 | 0
WT | 0 | 0 | 0 | 0 | 0 | 0
IGCC | 0 | 0 | 0 | 0 | 0 | 0
DemandResponse | 0 | 0 | 0 | 0 | 0 | 0
IGCC-CCS | 0 | 0 | 0 | 0 | 0 | 0
WT_off | 0 | 0 | 0 | 0 | 0 | 0
PseudoUnit | 0 | 0 | 0 | 0 | 0 | 0
FixedInterchange | 0 | 0 | 0 | 0 | 0 | 0
Emission Cost by Reporting Type: Outside_EI
ReportingType | 2015 | 2020 | 2025 | 2030 | 2035 | 2040
BM | 0 | 0 | 0 | 0 | 0 | 0
CC | 0 | 0 | 0 | 0 | 0 | 0
CSP | 0 | 0 | 0 | 0 | 0 | 0
CT | 0 | 0 | 0 | 0 | 0 | 0
Coal | 0 | 0 | 0 | 0 | 0 | 0
Geo | 0 | 0 | 0 | 0 | 0 | 0
H | 0 | 0 | 0 | 0 | 0 | 0
LFG | 0 | 0 | 0 | 0 | 0 | 0
Nuc | 0 | 0 | 0 | 0 | 0 | 0
PS | 0 | 0 | 0 | 0 | 0 | 0
PV | 0 | 0 | 0 | 0 | 0 | 0
PeakG | 0 | 0 | 0 | 0 | 0 | 0
PeakO | 0 | 0 | 0 | 0 | 0 | 0
ST | 0 | 0 | 0 | 0 | 0 | 0
STOG | 0 | 0 | 0 | 0 | 0 | 0
STWD | 0 | 0 | 0 | 0 | 0 | 0
WT | 0 | 0 | 0 | 0 | 0 | 0
IGCC | 0 | 0 | 0 | 0 | 0 | 0
DemandResponse | 0 | 0 | 0 | 0 | 0 | 0
IGCC-CCS | 0 | 0 | 0 | 0 | 0 | 0
WT_off | 0 | 0 | 0 | 0 | 0 | 0
PseudoUnit | 0 | 0 | 0 | 0 | 0 | 0
FixedInterchange | 0 | 0 | 0 | 0 | 0 | 0
==== Emission Program: CAMR : (Hg) ====
Emission Cost by Reporting Type: Entergy
ReportingType | 2015 | 2020 | 2025 | 2030 | 2035 | 2040
BM | 0 | 0 | 0 | 0 | 0 | 0
CC | 0 | 0 | 0 | 0 | 0 | 0
CSP | 0 | 0 | 0 | 0 | 0 | 0
CT | 0 | 0 | 0 | 0 | 0 | 0
Coal | 0 | 0 | 0 | 0 | 0 | 0
Geo | 0 | 0 | 0 | 0 | 0 | 0
H | 0 | 0 | 0 | 0 | 0 | 0
LFG | 0 | 0 | 0 | 0 | 0 | 0
Nuc | 0 | 0 | 0 | 0 | 0 | 0
PS | 0 | 0 | 0 | 0 | 0 | 0
PV | 0 | 0 | 0 | 0 | 0 | 0
PeakG | 0 | 0 | 0 | 0 | 0 | 0
PeakO | 0 | 0 | 0 | 0 | 0 | 0
ST | 0 | 0 | 0 | 0 | 0 | 0
STOG | 0 | 0 | 0 | 0 | 0 | 0
STWD | 0 | 0 | 0 | 0 | 0 | 0
WT | 0 | 0 | 0 | 0 | 0 | 0
IGCC | 0 | 0 | 0 | 0 | 0 | 0
DemandResponse | 0 | 0 | 0 | 0 | 0 | 0
IGCC-CCS | 0 | 0 | 0 | 0 | 0 | 0
WT_off | 0 | 0 | 0 | 0 | 0 | 0
PseudoUnit | 0 | 0 | 0 | 0 | 0 | 0
FixedInterchange | 0 | 0 | 0 | 0 | 0 | 0
Emission Cost by Reporting Type: FRCC
ReportingType | 2015 | 2020 | 2025 | 2030 | 2035 | 2040
BM | 0 | 0 | 0 | 0 | 0 | 0
CC | 0 | 0 | 0 | 0 | 0 | 0
CSP | 0 | 0 | 0 | 0 | 0 | 0
CT | 0 | 0 | 0 | 0 | 0 | 0
Coal | 0 | 0 | 0 | 0 | 0 | 0
Geo | 0 | 0 | 0 | 0 | 0 | 0
H | 0 | 0 | 0 | 0 | 0 | 0
LFG | 0 | 0 | 0 | 0 | 0 | 0
Nuc | 0 | 0 | 0 | 0 | 0 | 0
PS | 0 | 0 | 0 | 0 | 0 | 0
PV | 0 | 0 | 0 | 0 | 0 | 0
PeakG | 0 | 0 | 0 | 0 | 0 | 0
PeakO | 0 | 0 | 0 | 0 | 0 | 0
ST | 0 | 0 | 0 | 0 | 0 | 0
STOG | 0 | 0 | 0 | 0 | 0 | 0
STWD | 0 | 0 | 0 | 0 | 0 | 0
WT | 0 | 0 | 0 | 0 | 0 | 0
IGCC | 0 | 0 | 0 | 0 | 0 | 0
DemandResponse | 0 | 0 | 0 | 0 | 0 | 0
IGCC-CCS | 0 | 0 | 0 | 0 | 0 | 0
WT_off | 0 | 0 | 0 | 0 | 0 | 0
PseudoUnit | 0 | 0 | 0 | 0 | 0 | 0
FixedInterchange | 0 | 0 | 0 | 0 | 0 | 0
Emission Cost by Reporting Type: MAPP_US
ReportingType | 2015 | 2020 | 2025 | 2030 | 2035 | 2040
BM | 0 | 0 | 0 | 0 | 0 | 0
CC | 0 | 0 | 0 | 0 | 0 | 0
CSP | 0 | 0 | 0 | 0 | 0 | 0
CT | 0 | 0 | 0 | 0 | 0 | 0
Coal | 0 | 0 | 0 | 0 | 0 | 0
Geo | 0 | 0 | 0 | 0 | 0 | 0
H | 0 | 0 | 0 | 0 | 0 | 0
LFG | 0 | 0 | 0 | 0 | 0 | 0
Nuc | 0 | 0 | 0 | 0 | 0 | 0
PS | 0 | 0 | 0 | 0 | 0 | 0
PV | 0 | 0 | 0 | 0 | 0 | 0
PeakG | 0 | 0 | 0 | 0 | 0 | 0
PeakO | 0 | 0 | 0 | 0 | 0 | 0
ST | 0 | 0 | 0 | 0 | 0 | 0
STOG | 0 | 0 | 0 | 0 | 0 | 0
STWD | 0 | 0 | 0 | 0 | 0 | 0
WT | 0 | 0 | 0 | 0 | 0 | 0
IGCC | 0 | 0 | 0 | 0 | 0 | 0
DemandResponse | 0 | 0 | 0 | 0 | 0 | 0
IGCC-CCS | 0 | 0 | 0 | 0 | 0 | 0
WT_off | 0 | 0 | 0 | 0 | 0 | 0
PseudoUnit | 0 | 0 | 0 | 0 | 0 | 0
FixedInterchange | 0 | 0 | 0 | 0 | 0 | 0
Emission Cost by Reporting Type: MISO_IN
ReportingType | 2015 | 2020 | 2025 | 2030 | 2035 | 2040
BM | 0 | 0 | 0 | 0 | 0 | 0
CC | 0 | 0 | 0 | 0 | 0 | 0
CSP | 0 | 0 | 0 | 0 | 0 | 0
CT | 0 | 0 | 0 | 0 | 0 | 0
Coal | 0 | 0 | 0 | 0 | 0 | 0
Geo | 0 | 0 | 0 | 0 | 0 | 0
H | 0 | 0 | 0 | 0 | 0 | 0
LFG | 0 | 0 | 0 | 0 | 0 | 0
Nuc | 0 | 0 | 0 | 0 | 0 | 0
PS | 0 | 0 | 0 | 0 | 0 | 0
PV | 0 | 0 | 0 | 0 | 0 | 0
PeakG | 0 | 0 | 0 | 0 | 0 | 0
PeakO | 0 | 0 | 0 | 0 | 0 | 0
ST | 0 | 0 | 0 | 0 | 0 | 0
STOG | 0 | 0 | 0 | 0 | 0 | 0
STWD | 0 | 0 | 0 | 0 | 0 | 0
WT | 0 | 0 | 0 | 0 | 0 | 0
IGCC | 0 | 0 | 0 | 0 | 0 | 0
DemandResponse | 0 | 0 | 0 | 0 | 0 | 0
IGCC-CCS | 0 | 0 | 0 | 0 | 0 | 0
WT_off | 0 | 0 | 0 | 0 | 0 | 0
PseudoUnit | 0 | 0 | 0 | 0 | 0 | 0
FixedInterchange | 0 | 0 | 0 | 0 | 0 | 0
Emission Cost by Reporting Type: MISO_MI
ReportingType | 2015 | 2020 | 2025 | 2030 | 2035 | 2040
BM | 0 | 0 | 0 | 0 | 0 | 0
CC | 0 | 0 | 0 | 0 | 0 | 0
CSP | 0 | 0 | 0 | 0 | 0 | 0
CT | 0 | 0 | 0 | 0 | 0 | 0
Coal | 0 | 0 | 0 | 0 | 0 | 0
Geo | 0 | 0 | 0 | 0 | 0 | 0
H | 0 | 0 | 0 | 0 | 0 | 0
LFG | 0 | 0 | 0 | 0 | 0 | 0
Nuc | 0 | 0 | 0 | 0 | 0 | 0
PS | 0 | 0 | 0 | 0 | 0 | 0
PV | 0 | 0 | 0 | 0 | 0 | 0
PeakG | 0 | 0 | 0 | 0 | 0 | 0
PeakO | 0 | 0 | 0 | 0 | 0 | 0
ST | 0 | 0 | 0 | 0 | 0 | 0
STOG | 0 | 0 | 0 | 0 | 0 | 0
STWD | 0 | 0 | 0 | 0 | 0 | 0
WT | 0 | 0 | 0 | 0 | 0 | 0
IGCC | 0 | 0 | 0 | 0 | 0 | 0
DemandResponse | 0 | 0 | 0 | 0 | 0 | 0
IGCC-CCS | 0 | 0 | 0 | 0 | 0 | 0
WT_off | 0 | 0 | 0 | 0 | 0 | 0
PseudoUnit | 0 | 0 | 0 | 0 | 0 | 0
FixedInterchange | 0 | 0 | 0 | 0 | 0 | 0
Emission Cost by Reporting Type: MISO_MO-IL
ReportingType | 2015 | 2020 | 2025 | 2030 | 2035 | 2040
BM | 0 | 0 | 0 | 0 | 0 | 0
CC | 0 | 0 | 0 | 0 | 0 | 0
CSP | 0 | 0 | 0 | 0 | 0 | 0
CT | 0 | 0 | 0 | 0 | 0 | 0
Coal | 0 | 0 | 0 | 0 | 0 | 0
Geo | 0 | 0 | 0 | 0 | 0 | 0
H | 0 | 0 | 0 | 0 | 0 | 0
LFG | 0 | 0 | 0 | 0 | 0 | 0
Nuc | 0 | 0 | 0 | 0 | 0 | 0
PS | 0 | 0 | 0 | 0 | 0 | 0
PV | 0 | 0 | 0 | 0 | 0 | 0
PeakG | 0 | 0 | 0 | 0 | 0 | 0
PeakO | 0 | 0 | 0 | 0 | 0 | 0
ST | 0 | 0 | 0 | 0 | 0 | 0
STOG | 0 | 0 | 0 | 0 | 0 | 0
STWD | 0 | 0 | 0 | 0 | 0 | 0
WT | 0 | 0 | 0 | 0 | 0 | 0
IGCC | 0 | 0 | 0 | 0 | 0 | 0
DemandResponse | 0 | 0 | 0 | 0 | 0 | 0
IGCC-CCS | 0 | 0 | 0 | 0 | 0 | 0
WT_off | 0 | 0 | 0 | 0 | 0 | 0
PseudoUnit | 0 | 0 | 0 | 0 | 0 | 0
FixedInterchange | 0 | 0 | 0 | 0 | 0 | 0
Emission Cost by Reporting Type: MISO_W
ReportingType | 2015 | 2020 | 2025 | 2030 | 2035 | 2040
BM | 0 | 0 | 0 | 0 | 0 | 0
CC | 0 | 0 | 0 | 0 | 0 | 0
CSP | 0 | 0 | 0 | 0 | 0 | 0
CT | 0 | 0 | 0 | 0 | 0 | 0
Coal | 0 | 0 | 0 | 0 | 0 | 0
Geo | 0 | 0 | 0 | 0 | 0 | 0
H | 0 | 0 | 0 | 0 | 0 | 0
LFG | 0 | 0 | 0 | 0 | 0 | 0
Nuc | 0 | 0 | 0 | 0 | 0 | 0
PS | 0 | 0 | 0 | 0 | 0 | 0
PV | 0 | 0 | 0 | 0 | 0 | 0
PeakG | 0 | 0 | 0 | 0 | 0 | 0
PeakO | 0 | 0 | 0 | 0 | 0 | 0
ST | 0 | 0 | 0 | 0 | 0 | 0
STOG | 0 | 0 | 0 | 0 | 0 | 0
STWD | 0 | 0 | 0 | 0 | 0 | 0
WT | 0 | 0 | 0 | 0 | 0 | 0
IGCC | 0 | 0 | 0 | 0 | 0 | 0
DemandResponse | 0 | 0 | 0 | 0 | 0 | 0
IGCC-CCS | 0 | 0 | 0 | 0 | 0 | 0
WT_off | 0 | 0 | 0 | 0 | 0 | 0
PseudoUnit | 0 | 0 | 0 | 0 | 0 | 0
FixedInterchange | 0 | 0 | 0 | 0 | 0 | 0
Emission Cost by Reporting Type: MISO_WUMS
ReportingType | 2015 | 2020 | 2025 | 2030 | 2035 | 2040
BM | 0 | 0 | 0 | 0 | 0 | 0
CC | 0 | 0 | 0 | 0 | 0 | 0
CSP | 0 | 0 | 0 | 0 | 0 | 0
CT | 0 | 0 | 0 | 0 | 0 | 0
Coal | 0 | 0 | 0 | 0 | 0 | 0
Geo | 0 | 0 | 0 | 0 | 0 | 0
H | 0 | 0 | 0 | 0 | 0 | 0
LFG | 0 | 0 | 0 | 0 | 0 | 0
Nuc | 0 | 0 | 0 | 0 | 0 | 0
PS | 0 | 0 | 0 | 0 | 0 | 0
PV | 0 | 0 | 0 | 0 | 0 | 0
PeakG | 0 | 0 | 0 | 0 | 0 | 0
PeakO | 0 | 0 | 0 | 0 | 0 | 0
ST | 0 | 0 | 0 | 0 | 0 | 0
STOG | 0 | 0 | 0 | 0 | 0 | 0
STWD | 0 | 0 | 0 | 0 | 0 | 0
WT | 0 | 0 | 0 | 0 | 0 | 0
IGCC | 0 | 0 | 0 | 0 | 0 | 0
DemandResponse | 0 | 0 | 0 | 0 | 0 | 0
IGCC-CCS | 0 | 0 | 0 | 0 | 0 | 0
WT_off | 0 | 0 | 0 | 0 | 0 | 0
PseudoUnit | 0 | 0 | 0 | 0 | 0 | 0
FixedInterchange | 0 | 0 | 0 | 0 | 0 | 0
Emission Cost by Reporting Type: Nebraska
ReportingType | 2015 | 2020 | 2025 | 2030 | 2035 | 2040
BM | 0 | 0 | 0 | 0 | 0 | 0
CC | 0 | 0 | 0 | 0 | 0 | 0
CSP | 0 | 0 | 0 | 0 | 0 | 0
CT | 0 | 0 | 0 | 0 | 0 | 0
Coal | 0 | 0 | 0 | 0 | 0 | 0
Geo | 0 | 0 | 0 | 0 | 0 | 0
H | 0 | 0 | 0 | 0 | 0 | 0
LFG | 0 | 0 | 0 | 0 | 0 | 0
Nuc | 0 | 0 | 0 | 0 | 0 | 0
PS | 0 | 0 | 0 | 0 | 0 | 0
PV | 0 | 0 | 0 | 0 | 0 | 0
PeakG | 0 | 0 | 0 | 0 | 0 | 0
PeakO | 0 | 0 | 0 | 0 | 0 | 0
ST | 0 | 0 | 0 | 0 | 0 | 0
STOG | 0 | 0 | 0 | 0 | 0 | 0
STWD | 0 | 0 | 0 | 0 | 0 | 0
WT | 0 | 0 | 0 | 0 | 0 | 0
IGCC | 0 | 0 | 0 | 0 | 0 | 0
DemandResponse | 0 | 0 | 0 | 0 | 0 | 0
IGCC-CCS | 0 | 0 | 0 | 0 | 0 | 0
WT_off | 0 | 0 | 0 | 0 | 0 | 0
PseudoUnit | 0 | 0 | 0 | 0 | 0 | 0
FixedInterchange | 0 | 0 | 0 | 0 | 0 | 0
Emission Cost by Reporting Type: NEISO
ReportingType | 2015 | 2020 | 2025 | 2030 | 2035 | 2040
BM | 0 | 0 | 0 | 0 | 0 | 0
CC | 0 | 0 | 0 | 0 | 0 | 0
CSP | 0 | 0 | 0 | 0 | 0 | 0
CT | 0 | 0 | 0 | 0 | 0 | 0
Coal | 0 | 0 | 0 | 0 | 0 | 0
Geo | 0 | 0 | 0 | 0 | 0 | 0
H | 0 | 0 | 0 | 0 | 0 | 0
LFG | 0 | 0 | 0 | 0 | 0 | 0
Nuc | 0 | 0 | 0 | 0 | 0 | 0
PS | 0 | 0 | 0 | 0 | 0 | 0
PV | 0 | 0 | 0 | 0 | 0 | 0
PeakG | 0 | 0 | 0 | 0 | 0 | 0
PeakO | 0 | 0 | 0 | 0 | 0 | 0
ST | 0 | 0 | 0 | 0 | 0 | 0
STOG | 0 | 0 | 0 | 0 | 0 | 0
STWD | 0 | 0 | 0 | 0 | 0 | 0
WT | 0 | 0 | 0 | 0 | 0 | 0
IGCC | 0 | 0 | 0 | 0 | 0 | 0
DemandResponse | 0 | 0 | 0 | 0 | 0 | 0
IGCC-CCS | 0 | 0 | 0 | 0 | 0 | 0
WT_off | 0 | 0 | 0 | 0 | 0 | 0
PseudoUnit | 0 | 0 | 0 | 0 | 0 | 0
FixedInterchange | 0 | 0 | 0 | 0 | 0 | 0
Emission Cost by Reporting Type: NonRTO_Midwest
ReportingType | 2015 | 2020 | 2025 | 2030 | 2035 | 2040
BM | 0 | 0 | 0 | 0 | 0 | 0
CC | 0 | 0 | 0 | 0 | 0 | 0
CSP | 0 | 0 | 0 | 0 | 0 | 0
CT | 0 | 0 | 0 | 0 | 0 | 0
Coal | 0 | 0 | 0 | 0 | 0 | 0
Geo | 0 | 0 | 0 | 0 | 0 | 0
H | 0 | 0 | 0 | 0 | 0 | 0
LFG | 0 | 0 | 0 | 0 | 0 | 0
Nuc | 0 | 0 | 0 | 0 | 0 | 0
PS | 0 | 0 | 0 | 0 | 0 | 0
PV | 0 | 0 | 0 | 0 | 0 | 0
PeakG | 0 | 0 | 0 | 0 | 0 | 0
PeakO | 0 | 0 | 0 | 0 | 0 | 0
ST | 0 | 0 | 0 | 0 | 0 | 0
STOG | 0 | 0 | 0 | 0 | 0 | 0
STWD | 0 | 0 | 0 | 0 | 0 | 0
WT | 0 | 0 | 0 | 0 | 0 | 0
IGCC | 0 | 0 | 0 | 0 | 0 | 0
DemandResponse | 0 | 0 | 0 | 0 | 0 | 0
IGCC-CCS | 0 | 0 | 0 | 0 | 0 | 0
WT_off | 0 | 0 | 0 | 0 | 0 | 0
PseudoUnit | 0 | 0 | 0 | 0 | 0 | 0
FixedInterchange | 0 | 0 | 0 | 0 | 0 | 0
Emission Cost by Reporting Type: NYISO_A-F
ReportingType | 2015 | 2020 | 2025 | 2030 | 2035 | 2040
BM | 0 | 0 | 0 | 0 | 0 | 0
CC | 0 | 0 | 0 | 0 | 0 | 0
CSP | 0 | 0 | 0 | 0 | 0 | 0
CT | 0 | 0 | 0 | 0 | 0 | 0
Coal | 0 | 0 | 0 | 0 | 0 | 0
Geo | 0 | 0 | 0 | 0 | 0 | 0
H | 0 | 0 | 0 | 0 | 0 | 0
LFG | 0 | 0 | 0 | 0 | 0 | 0
Nuc | 0 | 0 | 0 | 0 | 0 | 0
PS | 0 | 0 | 0 | 0 | 0 | 0
PV | 0 | 0 | 0 | 0 | 0 | 0
PeakG | 0 | 0 | 0 | 0 | 0 | 0
PeakO | 0 | 0 | 0 | 0 | 0 | 0
ST | 0 | 0 | 0 | 0 | 0 | 0
STOG | 0 | 0 | 0 | 0 | 0 | 0
STWD | 0 | 0 | 0 | 0 | 0 | 0
WT | 0 | 0 | 0 | 0 | 0 | 0
IGCC | 0 | 0 | 0 | 0 | 0 | 0
DemandResponse | 0 | 0 | 0 | 0 | 0 | 0
IGCC-CCS | 0 | 0 | 0 | 0 | 0 | 0
WT_off | 0 | 0 | 0 | 0 | 0 | 0
PseudoUnit | 0 | 0 | 0 | 0 | 0 | 0
FixedInterchange | 0 | 0 | 0 | 0 | 0 | 0
Emission Cost by Reporting Type: NYISO_G-I
ReportingType | 2015 | 2020 | 2025 | 2030 | 2035 | 2040
BM | 0 | 0 | 0 | 0 | 0 | 0
CC | 0 | 0 | 0 | 0 | 0 | 0
CSP | 0 | 0 | 0 | 0 | 0 | 0
CT | 0 | 0 | 0 | 0 | 0 | 0
Coal | 0 | 0 | 0 | 0 | 0 | 0
Geo | 0 | 0 | 0 | 0 | 0 | 0
H | 0 | 0 | 0 | 0 | 0 | 0
LFG | 0 | 0 | 0 | 0 | 0 | 0
Nuc | 0 | 0 | 0 | 0 | 0 | 0
PS | 0 | 0 | 0 | 0 | 0 | 0
PV | 0 | 0 | 0 | 0 | 0 | 0
PeakG | 0 | 0 | 0 | 0 | 0 | 0
PeakO | 0 | 0 | 0 | 0 | 0 | 0
ST | 0 | 0 | 0 | 0 | 0 | 0
STOG | 0 | 0 | 0 | 0 | 0 | 0
STWD | 0 | 0 | 0 | 0 | 0 | 0
WT | 0 | 0 | 0 | 0 | 0 | 0
IGCC | 0 | 0 | 0 | 0 | 0 | 0
DemandResponse | 0 | 0 | 0 | 0 | 0 | 0
IGCC-CCS | 0 | 0 | 0 | 0 | 0 | 0
WT_off | 0 | 0 | 0 | 0 | 0 | 0
PseudoUnit | 0 | 0 | 0 | 0 | 0 | 0
FixedInterchange | 0 | 0 | 0 | 0 | 0 | 0
Emission Cost by Reporting Type: NYISO_J-K
ReportingType | 2015 | 2020 | 2025 | 2030 | 2035 | 2040
BM | 0 | 0 | 0 | 0 | 0 | 0
CC | 0 | 0 | 0 | 0 | 0 | 0
CSP | 0 | 0 | 0 | 0 | 0 | 0
CT | 0 | 0 | 0 | 0 | 0 | 0
Coal | 0 | 0 | 0 | 0 | 0 | 0
Geo | 0 | 0 | 0 | 0 | 0 | 0
H | 0 | 0 | 0 | 0 | 0 | 0
LFG | 0 | 0 | 0 | 0 | 0 | 0
Nuc | 0 | 0 | 0 | 0 | 0 | 0
PS | 0 | 0 | 0 | 0 | 0 | 0
PV | 0 | 0 | 0 | 0 | 0 | 0
PeakG | 0 | 0 | 0 | 0 | 0 | 0
PeakO | 0 | 0 | 0 | 0 | 0 | 0
ST | 0 | 0 | 0 | 0 | 0 | 0
STOG | 0 | 0 | 0 | 0 | 0 | 0
STWD | 0 | 0 | 0 | 0 | 0 | 0
WT | 0 | 0 | 0 | 0 | 0 | 0
IGCC | 0 | 0 | 0 | 0 | 0 | 0
DemandResponse | 0 | 0 | 0 | 0 | 0 | 0
IGCC-CCS | 0 | 0 | 0 | 0 | 0 | 0
WT_off | 0 | 0 | 0 | 0 | 0 | 0
PseudoUnit | 0 | 0 | 0 | 0 | 0 | 0
FixedInterchange | 0 | 0 | 0 | 0 | 0 | 0
Emission Cost by Reporting Type: PJM_E
ReportingType | 2015 | 2020 | 2025 | 2030 | 2035 | 2040
BM | 0 | 0 | 0 | 0 | 0 | 0
CC | 0 | 0 | 0 | 0 | 0 | 0
CSP | 0 | 0 | 0 | 0 | 0 | 0
CT | 0 | 0 | 0 | 0 | 0 | 0
Coal | 0 | 0 | 0 | 0 | 0 | 0
Geo | 0 | 0 | 0 | 0 | 0 | 0
H | 0 | 0 | 0 | 0 | 0 | 0
LFG | 0 | 0 | 0 | 0 | 0 | 0
Nuc | 0 | 0 | 0 | 0 | 0 | 0
PS | 0 | 0 | 0 | 0 | 0 | 0
PV | 0 | 0 | 0 | 0 | 0 | 0
PeakG | 0 | 0 | 0 | 0 | 0 | 0
PeakO | 0 | 0 | 0 | 0 | 0 | 0
ST | 0 | 0 | 0 | 0 | 0 | 0
STOG | 0 | 0 | 0 | 0 | 0 | 0
STWD | 0 | 0 | 0 | 0 | 0 | 0
WT | 0 | 0 | 0 | 0 | 0 | 0
IGCC | 0 | 0 | 0 | 0 | 0 | 0
DemandResponse | 0 | 0 | 0 | 0 | 0 | 0
IGCC-CCS | 0 | 0 | 0 | 0 | 0 | 0
WT_off | 0 | 0 | 0 | 0 | 0 | 0
PseudoUnit | 0 | 0 | 0 | 0 | 0 | 0
FixedInterchange | 0 | 0 | 0 | 0 | 0 | 0
Emission Cost by Reporting Type: PJM_ROM
ReportingType | 2015 | 2020 | 2025 | 2030 | 2035 | 2040
BM | 0 | 0 | 0 | 0 | 0 | 0
CC | 0 | 0 | 0 | 0 | 0 | 0
CSP | 0 | 0 | 0 | 0 | 0 | 0
CT | 0 | 0 | 0 | 0 | 0 | 0
Coal | 0 | 0 | 0 | 0 | 0 | 0
Geo | 0 | 0 | 0 | 0 | 0 | 0
H | 0 | 0 | 0 | 0 | 0 | 0
LFG | 0 | 0 | 0 | 0 | 0 | 0
Nuc | 0 | 0 | 0 | 0 | 0 | 0
PS | 0 | 0 | 0 | 0 | 0 | 0
PV | 0 | 0 | 0 | 0 | 0 | 0
PeakG | 0 | 0 | 0 | 0 | 0 | 0
PeakO | 0 | 0 | 0 | 0 | 0 | 0
ST | 0 | 0 | 0 | 0 | 0 | 0
STOG | 0 | 0 | 0 | 0 | 0 | 0
STWD | 0 | 0 | 0 | 0 | 0 | 0
WT | 0 | 0 | 0 | 0 | 0 | 0
IGCC | 0 | 0 | 0 | 0 | 0 | 0
DemandResponse | 0 | 0 | 0 | 0 | 0 | 0
IGCC-CCS | 0 | 0 | 0 | 0 | 0 | 0
WT_off | 0 | 0 | 0 | 0 | 0 | 0
PseudoUnit | 0 | 0 | 0 | 0 | 0 | 0
FixedInterchange | 0 | 0 | 0 | 0 | 0 | 0
Emission Cost by Reporting Type: PJM_ROR
ReportingType | 2015 | 2020 | 2025 | 2030 | 2035 | 2040
BM | 0 | 0 | 0 | 0 | 0 | 0
CC | 0 | 0 | 0 | 0 | 0 | 0
CSP | 0 | 0 | 0 | 0 | 0 | 0
CT | 0 | 0 | 0 | 0 | 0 | 0
Coal | 0 | 0 | 0 | 0 | 0 | 0
Geo | 0 | 0 | 0 | 0 | 0 | 0
H | 0 | 0 | 0 | 0 | 0 | 0
LFG | 0 | 0 | 0 | 0 | 0 | 0
Nuc | 0 | 0 | 0 | 0 | 0 | 0
PS | 0 | 0 | 0 | 0 | 0 | 0
PV | 0 | 0 | 0 | 0 | 0 | 0
PeakG | 0 | 0 | 0 | 0 | 0 | 0
PeakO | 0 | 0 | 0 | 0 | 0 | 0
ST | 0 | 0 | 0 | 0 | 0 | 0
STOG | 0 | 0 | 0 | 0 | 0 | 0
STWD | 0 | 0 | 0 | 0 | 0 | 0
WT | 0 | 0 | 0 | 0 | 0 | 0
IGCC | 0 | 0 | 0 | 0 | 0 | 0
DemandResponse | 0 | 0 | 0 | 0 | 0 | 0
IGCC-CCS | 0 | 0 | 0 | 0 | 0 | 0
WT_off | 0 | 0 | 0 | 0 | 0 | 0
PseudoUnit | 0 | 0 | 0 | 0 | 0 | 0
FixedInterchange | 0 | 0 | 0 | 0 | 0 | 0
Emission Cost by Reporting Type: SOCO
ReportingType | 2015 | 2020 | 2025 | 2030 | 2035 | 2040
BM | 0 | 0 | 0 | 0 | 0 | 0
CC | 0 | 0 | 0 | 0 | 0 | 0
CSP | 0 | 0 | 0 | 0 | 0 | 0
CT | 0 | 0 | 0 | 0 | 0 | 0
Coal | 0 | 0 | 0 | 0 | 0 | 0
Geo | 0 | 0 | 0 | 0 | 0 | 0
H | 0 | 0 | 0 | 0 | 0 | 0
LFG | 0 | 0 | 0 | 0 | 0 | 0
Nuc | 0 | 0 | 0 | 0 | 0 | 0
PS | 0 | 0 | 0 | 0 | 0 | 0
PV | 0 | 0 | 0 | 0 | 0 | 0
PeakG | 0 | 0 | 0 | 0 | 0 | 0
PeakO | 0 | 0 | 0 | 0 | 0 | 0
ST | 0 | 0 | 0 | 0 | 0 | 0
STOG | 0 | 0 | 0 | 0 | 0 | 0
STWD | 0 | 0 | 0 | 0 | 0 | 0
WT | 0 | 0 | 0 | 0 | 0 | 0
IGCC | 0 | 0 | 0 | 0 | 0 | 0
DemandResponse | 0 | 0 | 0 | 0 | 0 | 0
IGCC-CCS | 0 | 0 | 0 | 0 | 0 | 0
WT_off | 0 | 0 | 0 | 0 | 0 | 0
PseudoUnit | 0 | 0 | 0 | 0 | 0 | 0
FixedInterchange | 0 | 0 | 0 | 0 | 0 | 0
Emission Cost by Reporting Type: SPP_N
ReportingType | 2015 | 2020 | 2025 | 2030 | 2035 | 2040
BM | 0 | 0 | 0 | 0 | 0 | 0
CC | 0 | 0 | 0 | 0 | 0 | 0
CSP | 0 | 0 | 0 | 0 | 0 | 0
CT | 0 | 0 | 0 | 0 | 0 | 0
Coal | 0 | 0 | 0 | 0 | 0 | 0
Geo | 0 | 0 | 0 | 0 | 0 | 0
H | 0 | 0 | 0 | 0 | 0 | 0
LFG | 0 | 0 | 0 | 0 | 0 | 0
Nuc | 0 | 0 | 0 | 0 | 0 | 0
PS | 0 | 0 | 0 | 0 | 0 | 0
PV | 0 | 0 | 0 | 0 | 0 | 0
PeakG | 0 | 0 | 0 | 0 | 0 | 0
PeakO | 0 | 0 | 0 | 0 | 0 | 0
ST | 0 | 0 | 0 | 0 | 0 | 0
STOG | 0 | 0 | 0 | 0 | 0 | 0
STWD | 0 | 0 | 0 | 0 | 0 | 0
WT | 0 | 0 | 0 | 0 | 0 | 0
IGCC | 0 | 0 | 0 | 0 | 0 | 0
DemandResponse | 0 | 0 | 0 | 0 | 0 | 0
IGCC-CCS | 0 | 0 | 0 | 0 | 0 | 0
WT_off | 0 | 0 | 0 | 0 | 0 | 0
PseudoUnit | 0 | 0 | 0 | 0 | 0 | 0
FixedInterchange | 0 | 0 | 0 | 0 | 0 | 0
Emission Cost by Reporting Type: SPP_S
ReportingType | 2015 | 2020 | 2025 | 2030 | 2035 | 2040
BM | 0 | 0 | 0 | 0 | 0 | 0
CC | 0 | 0 | 0 | 0 | 0 | 0
CSP | 0 | 0 | 0 | 0 | 0 | 0
CT | 0 | 0 | 0 | 0 | 0 | 0
Coal | 0 | 0 | 0 | 0 | 0 | 0
Geo | 0 | 0 | 0 | 0 | 0 | 0
H | 0 | 0 | 0 | 0 | 0 | 0
LFG | 0 | 0 | 0 | 0 | 0 | 0
Nuc | 0 | 0 | 0 | 0 | 0 | 0
PS | 0 | 0 | 0 | 0 | 0 | 0
PV | 0 | 0 | 0 | 0 | 0 | 0
PeakG | 0 | 0 | 0 | 0 | 0 | 0
PeakO | 0 | 0 | 0 | 0 | 0 | 0
ST | 0 | 0 | 0 | 0 | 0 | 0
STOG | 0 | 0 | 0 | 0 | 0 | 0
STWD | 0 | 0 | 0 | 0 | 0 | 0
WT | 0 | 0 | 0 | 0 | 0 | 0
IGCC | 0 | 0 | 0 | 0 | 0 | 0
DemandResponse | 0 | 0 | 0 | 0 | 0 | 0
IGCC-CCS | 0 | 0 | 0 | 0 | 0 | 0
WT_off | 0 | 0 | 0 | 0 | 0 | 0
PseudoUnit | 0 | 0 | 0 | 0 | 0 | 0
FixedInterchange | 0 | 0 | 0 | 0 | 0 | 0
Emission Cost by Reporting Type: TVA
ReportingType | 2015 | 2020 | 2025 | 2030 | 2035 | 2040
BM | 0 | 0 | 0 | 0 | 0 | 0
CC | 0 | 0 | 0 | 0 | 0 | 0
CSP | 0 | 0 | 0 | 0 | 0 | 0
CT | 0 | 0 | 0 | 0 | 0 | 0
Coal | 0 | 0 | 0 | 0 | 0 | 0
Geo | 0 | 0 | 0 | 0 | 0 | 0
H | 0 | 0 | 0 | 0 | 0 | 0
LFG | 0 | 0 | 0 | 0 | 0 | 0
Nuc | 0 | 0 | 0 | 0 | 0 | 0
PS | 0 | 0 | 0 | 0 | 0 | 0
PV | 0 | 0 | 0 | 0 | 0 | 0
PeakG | 0 | 0 | 0 | 0 | 0 | 0
PeakO | 0 | 0 | 0 | 0 | 0 | 0
ST | 0 | 0 | 0 | 0 | 0 | 0
STOG | 0 | 0 | 0 | 0 | 0 | 0
STWD | 0 | 0 | 0 | 0 | 0 | 0
WT | 0 | 0 | 0 | 0 | 0 | 0
IGCC | 0 | 0 | 0 | 0 | 0 | 0
DemandResponse | 0 | 0 | 0 | 0 | 0 | 0
IGCC-CCS | 0 | 0 | 0 | 0 | 0 | 0
WT_off | 0 | 0 | 0 | 0 | 0 | 0
PseudoUnit | 0 | 0 | 0 | 0 | 0 | 0
FixedInterchange | 0 | 0 | 0 | 0 | 0 | 0
Emission Cost by Reporting Type: TVA_Transmission
ReportingType | 2015 | 2020 | 2025 | 2030 | 2035 | 2040
BM | 0 | 0 | 0 | 0 | 0 | 0
CC | 0 | 0 | 0 | 0 | 0 | 0
CSP | 0 | 0 | 0 | 0 | 0 | 0
CT | 0 | 0 | 0 | 0 | 0 | 0
Coal | 0 | 0 | 0 | 0 | 0 | 0
Geo | 0 | 0 | 0 | 0 | 0 | 0
H | 0 | 0 | 0 | 0 | 0 | 0
LFG | 0 | 0 | 0 | 0 | 0 | 0
Nuc | 0 | 0 | 0 | 0 | 0 | 0
PS | 0 | 0 | 0 | 0 | 0 | 0
PV | 0 | 0 | 0 | 0 | 0 | 0
PeakG | 0 | 0 | 0 | 0 | 0 | 0
PeakO | 0 | 0 | 0 | 0 | 0 | 0
ST | 0 | 0 | 0 | 0 | 0 | 0
STOG | 0 | 0 | 0 | 0 | 0 | 0
STWD | 0 | 0 | 0 | 0 | 0 | 0
WT | 0 | 0 | 0 | 0 | 0 | 0
IGCC | 0 | 0 | 0 | 0 | 0 | 0
DemandResponse | 0 | 0 | 0 | 0 | 0 | 0
IGCC-CCS | 0 | 0 | 0 | 0 | 0 | 0
WT_off | 0 | 0 | 0 | 0 | 0 | 0
PseudoUnit | 0 | 0 | 0 | 0 | 0 | 0
FixedInterchange | 0 | 0 | 0 | 0 | 0 | 0
Emission Cost by Reporting Type: VACAR
ReportingType | 2015 | 2020 | 2025 | 2030 | 2035 | 2040
BM | 0 | 0 | 0 | 0 | 0 | 0
CC | 0 | 0 | 0 | 0 | 0 | 0
CSP | 0 | 0 | 0 | 0 | 0 | 0
CT | 0 | 0 | 0 | 0 | 0 | 0
Coal | 0 | 0 | 0 | 0 | 0 | 0
Geo | 0 | 0 | 0 | 0 | 0 | 0
H | 0 | 0 | 0 | 0 | 0 | 0
LFG | 0 | 0 | 0 | 0 | 0 | 0
Nuc | 0 | 0 | 0 | 0 | 0 | 0
PS | 0 | 0 | 0 | 0 | 0 | 0
PV | 0 | 0 | 0 | 0 | 0 | 0
PeakG | 0 | 0 | 0 | 0 | 0 | 0
PeakO | 0 | 0 | 0 | 0 | 0 | 0
ST | 0 | 0 | 0 | 0 | 0 | 0
STOG | 0 | 0 | 0 | 0 | 0 | 0
STWD | 0 | 0 | 0 | 0 | 0 | 0
WT | 0 | 0 | 0 | 0 | 0 | 0
IGCC | 0 | 0 | 0 | 0 | 0 | 0
DemandResponse | 0 | 0 | 0 | 0 | 0 | 0
IGCC-CCS | 0 | 0 | 0 | 0 | 0 | 0
WT_off | 0 | 0 | 0 | 0 | 0 | 0
PseudoUnit | 0 | 0 | 0 | 0 | 0 | 0
FixedInterchange | 0 | 0 | 0 | 0 | 0 | 0
Emission Cost by Reporting Type: IESO
ReportingType | 2015 | 2020 | 2025 | 2030 | 2035 | 2040
BM | 0 | 0 | 0 | 0 | 0 | 0
CC | 0 | 0 | 0 | 0 | 0 | 0
CSP | 0 | 0 | 0 | 0 | 0 | 0
CT | 0 | 0 | 0 | 0 | 0 | 0
Coal | 0 | 0 | 0 | 0 | 0 | 0
Geo | 0 | 0 | 0 | 0 | 0 | 0
H | 0 | 0 | 0 | 0 | 0 | 0
LFG | 0 | 0 | 0 | 0 | 0 | 0
Nuc | 0 | 0 | 0 | 0 | 0 | 0
PS | 0 | 0 | 0 | 0 | 0 | 0
PV | 0 | 0 | 0 | 0 | 0 | 0
PeakG | 0 | 0 | 0 | 0 | 0 | 0
PeakO | 0 | 0 | 0 | 0 | 0 | 0
ST | 0 | 0 | 0 | 0 | 0 | 0
STOG | 0 | 0 | 0 | 0 | 0 | 0
STWD | 0 | 0 | 0 | 0 | 0 | 0
WT | 0 | 0 | 0 | 0 | 0 | 0
IGCC | 0 | 0 | 0 | 0 | 0 | 0
DemandResponse | 0 | 0 | 0 | 0 | 0 | 0
IGCC-CCS | 0 | 0 | 0 | 0 | 0 | 0
WT_off | 0 | 0 | 0 | 0 | 0 | 0
PseudoUnit | 0 | 0 | 0 | 0 | 0 | 0
FixedInterchange | 0 | 0 | 0 | 0 | 0 | 0
Emission Cost by Reporting Type: MAPP_CA
ReportingType | 2015 | 2020 | 2025 | 2030 | 2035 | 2040
BM | 0 | 0 | 0 | 0 | 0 | 0
CC | 0 | 0 | 0 | 0 | 0 | 0
CSP | 0 | 0 | 0 | 0 | 0 | 0
CT | 0 | 0 | 0 | 0 | 0 | 0
Coal | 0 | 0 | 0 | 0 | 0 | 0
Geo | 0 | 0 | 0 | 0 | 0 | 0
H | 0 | 0 | 0 | 0 | 0 | 0
LFG | 0 | 0 | 0 | 0 | 0 | 0
Nuc | 0 | 0 | 0 | 0 | 0 | 0
PS | 0 | 0 | 0 | 0 | 0 | 0
PV | 0 | 0 | 0 | 0 | 0 | 0
PeakG | 0 | 0 | 0 | 0 | 0 | 0
PeakO | 0 | 0 | 0 | 0 | 0 | 0
ST | 0 | 0 | 0 | 0 | 0 | 0
STOG | 0 | 0 | 0 | 0 | 0 | 0
STWD | 0 | 0 | 0 | 0 | 0 | 0
WT | 0 | 0 | 0 | 0 | 0 | 0
IGCC | 0 | 0 | 0 | 0 | 0 | 0
DemandResponse | 0 | 0 | 0 | 0 | 0 | 0
IGCC-CCS | 0 | 0 | 0 | 0 | 0 | 0
WT_off | 0 | 0 | 0 | 0 | 0 | 0
PseudoUnit | 0 | 0 | 0 | 0 | 0 | 0
FixedInterchange | 0 | 0 | 0 | 0 | 0 | 0
Emission Cost by Reporting Type: AZ_NM_SNV_Coal
ReportingType | 2015 | 2020 | 2025 | 2030 | 2035 | 2040
BM | 0 | 0 | 0 | 0 | 0 | 0
CC | 0 | 0 | 0 | 0 | 0 | 0
CSP | 0 | 0 | 0 | 0 | 0 | 0
CT | 0 | 0 | 0 | 0 | 0 | 0
Coal | 0 | 0 | 0 | 0 | 0 | 0
Geo | 0 | 0 | 0 | 0 | 0 | 0
H | 0 | 0 | 0 | 0 | 0 | 0
LFG | 0 | 0 | 0 | 0 | 0 | 0
Nuc | 0 | 0 | 0 | 0 | 0 | 0
PS | 0 | 0 | 0 | 0 | 0 | 0
PV | 0 | 0 | 0 | 0 | 0 | 0
PeakG | 0 | 0 | 0 | 0 | 0 | 0
PeakO | 0 | 0 | 0 | 0 | 0 | 0
ST | 0 | 0 | 0 | 0 | 0 | 0
STOG | 0 | 0 | 0 | 0 | 0 | 0
STWD | 0 | 0 | 0 | 0 | 0 | 0
WT | 0 | 0 | 0 | 0 | 0 | 0
IGCC | 0 | 0 | 0 | 0 | 0 | 0
DemandResponse | 0 | 0 | 0 | 0 | 0 | 0
IGCC-CCS | 0 | 0 | 0 | 0 | 0 | 0
WT_off | 0 | 0 | 0 | 0 | 0 | 0
PseudoUnit | 0 | 0 | 0 | 0 | 0 | 0
FixedInterchange | 0 | 0 | 0 | 0 | 0 | 0
Emission Cost by Reporting Type: AZ_NM_SNV_Gas
ReportingType | 2015 | 2020 | 2025 | 2030 | 2035 | 2040
BM | 0 | 0 | 0 | 0 | 0 | 0
CC | 0 | 0 | 0 | 0 | 0 | 0
CSP | 0 | 0 | 0 | 0 | 0 | 0
CT | 0 | 0 | 0 | 0 | 0 | 0
Coal | 0 | 0 | 0 | 0 | 0 | 0
Geo | 0 | 0 | 0 | 0 | 0 | 0
H | 0 | 0 | 0 | 0 | 0 | 0
LFG | 0 | 0 | 0 | 0 | 0 | 0
Nuc | 0 | 0 | 0 | 0 | 0 | 0
PS | 0 | 0 | 0 | 0 | 0 | 0
PV | 0 | 0 | 0 | 0 | 0 | 0
PeakG | 0 | 0 | 0 | 0 | 0 | 0
PeakO | 0 | 0 | 0 | 0 | 0 | 0
ST | 0 | 0 | 0 | 0 | 0 | 0
STOG | 0 | 0 | 0 | 0 | 0 | 0
STWD | 0 | 0 | 0 | 0 | 0 | 0
WT | 0 | 0 | 0 | 0 | 0 | 0
IGCC | 0 | 0 | 0 | 0 | 0 | 0
DemandResponse | 0 | 0 | 0 | 0 | 0 | 0
IGCC-CCS | 0 | 0 | 0 | 0 | 0 | 0
WT_off | 0 | 0 | 0 | 0 | 0 | 0
PseudoUnit | 0 | 0 | 0 | 0 | 0 | 0
FixedInterchange | 0 | 0 | 0 | 0 | 0 | 0
Emission Cost by Reporting Type: AZ_NM_SNV_NucRenew
ReportingType | 2015 | 2020 | 2025 | 2030 | 2035 | 2040
BM | 0 | 0 | 0 | 0 | 0 | 0
CC | 0 | 0 | 0 | 0 | 0 | 0
CSP | 0 | 0 | 0 | 0 | 0 | 0
CT | 0 | 0 | 0 | 0 | 0 | 0
Coal | 0 | 0 | 0 | 0 | 0 | 0
Geo | 0 | 0 | 0 | 0 | 0 | 0
H | 0 | 0 | 0 | 0 | 0 | 0
LFG | 0 | 0 | 0 | 0 | 0 | 0
Nuc | 0 | 0 | 0 | 0 | 0 | 0
PS | 0 | 0 | 0 | 0 | 0 | 0
PV | 0 | 0 | 0 | 0 | 0 | 0
PeakG | 0 | 0 | 0 | 0 | 0 | 0
PeakO | 0 | 0 | 0 | 0 | 0 | 0
ST | 0 | 0 | 0 | 0 | 0 | 0
STOG | 0 | 0 | 0 | 0 | 0 | 0
STWD | 0 | 0 | 0 | 0 | 0 | 0
WT | 0 | 0 | 0 | 0 | 0 | 0
IGCC | 0 | 0 | 0 | 0 | 0 | 0
DemandResponse | 0 | 0 | 0 | 0 | 0 | 0
IGCC-CCS | 0 | 0 | 0 | 0 | 0 | 0
WT_off | 0 | 0 | 0 | 0 | 0 | 0
PseudoUnit | 0 | 0 | 0 | 0 | 0 | 0
FixedInterchange | 0 | 0 | 0 | 0 | 0 | 0
Emission Cost by Reporting Type: ERCOT
ReportingType | 2015 | 2020 | 2025 | 2030 | 2035 | 2040
BM | 0 | 0 | 0 | 0 | 0 | 0
CC | 0 | 0 | 0 | 0 | 0 | 0
CSP | 0 | 0 | 0 | 0 | 0 | 0
CT | 0 | 0 | 0 | 0 | 0 | 0
Coal | 0 | 0 | 0 | 0 | 0 | 0
Geo | 0 | 0 | 0 | 0 | 0 | 0
H | 0 | 0 | 0 | 0 | 0 | 0
LFG | 0 | 0 | 0 | 0 | 0 | 0
Nuc | 0 | 0 | 0 | 0 | 0 | 0
PS | 0 | 0 | 0 | 0 | 0 | 0
PV | 0 | 0 | 0 | 0 | 0 | 0
PeakG | 0 | 0 | 0 | 0 | 0 | 0
PeakO | 0 | 0 | 0 | 0 | 0 | 0
ST | 0 | 0 | 0 | 0 | 0 | 0
STOG | 0 | 0 | 0 | 0 | 0 | 0
STWD | 0 | 0 | 0 | 0 | 0 | 0
WT | 0 | 0 | 0 | 0 | 0 | 0
IGCC | 0 | 0 | 0 | 0 | 0 | 0
DemandResponse | 0 | 0 | 0 | 0 | 0 | 0
IGCC-CCS | 0 | 0 | 0 | 0 | 0 | 0
WT_off | 0 | 0 | 0 | 0 | 0 | 0
PseudoUnit | 0 | 0 | 0 | 0 | 0 | 0
FixedInterchange | 0 | 0 | 0 | 0 | 0 | 0
Emission Cost by Reporting Type: NP15
ReportingType | 2015 | 2020 | 2025 | 2030 | 2035 | 2040
BM | 0 | 0 | 0 | 0 | 0 | 0
CC | 0 | 0 | 0 | 0 | 0 | 0
CSP | 0 | 0 | 0 | 0 | 0 | 0
CT | 0 | 0 | 0 | 0 | 0 | 0
Coal | 0 | 0 | 0 | 0 | 0 | 0
Geo | 0 | 0 | 0 | 0 | 0 | 0
H | 0 | 0 | 0 | 0 | 0 | 0
LFG | 0 | 0 | 0 | 0 | 0 | 0
Nuc | 0 | 0 | 0 | 0 | 0 | 0
PS | 0 | 0 | 0 | 0 | 0 | 0
PV | 0 | 0 | 0 | 0 | 0 | 0
PeakG | 0 | 0 | 0 | 0 | 0 | 0
PeakO | 0 | 0 | 0 | 0 | 0 | 0
ST | 0 | 0 | 0 | 0 | 0 | 0
STOG | 0 | 0 | 0 | 0 | 0 | 0
STWD | 0 | 0 | 0 | 0 | 0 | 0
WT | 0 | 0 | 0 | 0 | 0 | 0
IGCC | 0 | 0 | 0 | 0 | 0 | 0
DemandResponse | 0 | 0 | 0 | 0 | 0 | 0
IGCC-CCS | 0 | 0 | 0 | 0 | 0 | 0
WT_off | 0 | 0 | 0 | 0 | 0 | 0
PseudoUnit | 0 | 0 | 0 | 0 | 0 | 0
FixedInterchange | 0 | 0 | 0 | 0 | 0 | 0
Emission Cost by Reporting Type: NWPP_Coal
ReportingType | 2015 | 2020 | 2025 | 2030 | 2035 | 2040
BM | 0 | 0 | 0 | 0 | 0 | 0
CC | 0 | 0 | 0 | 0 | 0 | 0
CSP | 0 | 0 | 0 | 0 | 0 | 0
CT | 0 | 0 | 0 | 0 | 0 | 0
Coal | 0 | 0 | 0 | 0 | 0 | 0
Geo | 0 | 0 | 0 | 0 | 0 | 0
H | 0 | 0 | 0 | 0 | 0 | 0
LFG | 0 | 0 | 0 | 0 | 0 | 0
Nuc | 0 | 0 | 0 | 0 | 0 | 0
PS | 0 | 0 | 0 | 0 | 0 | 0
PV | 0 | 0 | 0 | 0 | 0 | 0
PeakG | 0 | 0 | 0 | 0 | 0 | 0
PeakO | 0 | 0 | 0 | 0 | 0 | 0
ST | 0 | 0 | 0 | 0 | 0 | 0
STOG | 0 | 0 | 0 | 0 | 0 | 0
STWD | 0 | 0 | 0 | 0 | 0 | 0
WT | 0 | 0 | 0 | 0 | 0 | 0
IGCC | 0 | 0 | 0 | 0 | 0 | 0
DemandResponse | 0 | 0 | 0 | 0 | 0 | 0
IGCC-CCS | 0 | 0 | 0 | 0 | 0 | 0
WT_off | 0 | 0 | 0 | 0 | 0 | 0
PseudoUnit | 0 | 0 | 0 | 0 | 0 | 0
FixedInterchange | 0 | 0 | 0 | 0 | 0 | 0
Emission Cost by Reporting Type: NWPP_Gas
ReportingType | 2015 | 2020 | 2025 | 2030 | 2035 | 2040
BM | 0 | 0 | 0 | 0 | 0 | 0
CC | 0 | 0 | 0 | 0 | 0 | 0
CSP | 0 | 0 | 0 | 0 | 0 | 0
CT | 0 | 0 | 0 | 0 | 0 | 0
Coal | 0 | 0 | 0 | 0 | 0 | 0
Geo | 0 | 0 | 0 | 0 | 0 | 0
H | 0 | 0 | 0 | 0 | 0 | 0
LFG | 0 | 0 | 0 | 0 | 0 | 0
Nuc | 0 | 0 | 0 | 0 | 0 | 0
PS | 0 | 0 | 0 | 0 | 0 | 0
PV | 0 | 0 | 0 | 0 | 0 | 0
PeakG | 0 | 0 | 0 | 0 | 0 | 0
PeakO | 0 | 0 | 0 | 0 | 0 | 0
ST | 0 | 0 | 0 | 0 | 0 | 0
STOG | 0 | 0 | 0 | 0 | 0 | 0
STWD | 0 | 0 | 0 | 0 | 0 | 0
WT | 0 | 0 | 0 | 0 | 0 | 0
IGCC | 0 | 0 | 0 | 0 | 0 | 0
DemandResponse | 0 | 0 | 0 | 0 | 0 | 0
IGCC-CCS | 0 | 0 | 0 | 0 | 0 | 0
WT_off | 0 | 0 | 0 | 0 | 0 | 0
PseudoUnit | 0 | 0 | 0 | 0 | 0 | 0
FixedInterchange | 0 | 0 | 0 | 0 | 0 | 0
Emission Cost by Reporting Type: NWPP_NucRenew
ReportingType | 2015 | 2020 | 2025 | 2030 | 2035 | 2040
BM | 0 | 0 | 0 | 0 | 0 | 0
CC | 0 | 0 | 0 | 0 | 0 | 0
CSP | 0 | 0 | 0 | 0 | 0 | 0
CT | 0 | 0 | 0 | 0 | 0 | 0
Coal | 0 | 0 | 0 | 0 | 0 | 0
Geo | 0 | 0 | 0 | 0 | 0 | 0
H | 0 | 0 | 0 | 0 | 0 | 0
LFG | 0 | 0 | 0 | 0 | 0 | 0
Nuc | 0 | 0 | 0 | 0 | 0 | 0
PS | 0 | 0 | 0 | 0 | 0 | 0
PV | 0 | 0 | 0 | 0 | 0 | 0
PeakG | 0 | 0 | 0 | 0 | 0 | 0
PeakO | 0 | 0 | 0 | 0 | 0 | 0
ST | 0 | 0 | 0 | 0 | 0 | 0
STOG | 0 | 0 | 0 | 0 | 0 | 0
STWD | 0 | 0 | 0 | 0 | 0 | 0
WT | 0 | 0 | 0 | 0 | 0 | 0
IGCC | 0 | 0 | 0 | 0 | 0 | 0
DemandResponse | 0 | 0 | 0 | 0 | 0 | 0
IGCC-CCS | 0 | 0 | 0 | 0 | 0 | 0
WT_off | 0 | 0 | 0 | 0 | 0 | 0
PseudoUnit | 0 | 0 | 0 | 0 | 0 | 0
FixedInterchange | 0 | 0 | 0 | 0 | 0 | 0
Emission Cost by Reporting Type: RMPA
ReportingType | 2015 | 2020 | 2025 | 2030 | 2035 | 2040
BM | 0 | 0 | 0 | 0 | 0 | 0
CC | 0 | 0 | 0 | 0 | 0 | 0
CSP | 0 | 0 | 0 | 0 | 0 | 0
CT | 0 | 0 | 0 | 0 | 0 | 0
Coal | 0 | 0 | 0 | 0 | 0 | 0
Geo | 0 | 0 | 0 | 0 | 0 | 0
H | 0 | 0 | 0 | 0 | 0 | 0
LFG | 0 | 0 | 0 | 0 | 0 | 0
Nuc | 0 | 0 | 0 | 0 | 0 | 0
PS | 0 | 0 | 0 | 0 | 0 | 0
PV | 0 | 0 | 0 | 0 | 0 | 0
PeakG | 0 | 0 | 0 | 0 | 0 | 0
PeakO | 0 | 0 | 0 | 0 | 0 | 0
ST | 0 | 0 | 0 | 0 | 0 | 0
STOG | 0 | 0 | 0 | 0 | 0 | 0
STWD | 0 | 0 | 0 | 0 | 0 | 0
WT | 0 | 0 | 0 | 0 | 0 | 0
IGCC | 0 | 0 | 0 | 0 | 0 | 0
DemandResponse | 0 | 0 | 0 | 0 | 0 | 0
IGCC-CCS | 0 | 0 | 0 | 0 | 0 | 0
WT_off | 0 | 0 | 0 | 0 | 0 | 0
PseudoUnit | 0 | 0 | 0 | 0 | 0 | 0
FixedInterchange | 0 | 0 | 0 | 0 | 0 | 0
Emission Cost by Reporting Type: SP15
ReportingType | 2015 | 2020 | 2025 | 2030 | 2035 | 2040
BM | 0 | 0 | 0 | 0 | 0 | 0
CC | 0 | 0 | 0 | 0 | 0 | 0
CSP | 0 | 0 | 0 | 0 | 0 | 0
CT | 0 | 0 | 0 | 0 | 0 | 0
Coal | 0 | 0 | 0 | 0 | 0 | 0
Geo | 0 | 0 | 0 | 0 | 0 | 0
H | 0 | 0 | 0 | 0 | 0 | 0
LFG | 0 | 0 | 0 | 0 | 0 | 0
Nuc | 0 | 0 | 0 | 0 | 0 | 0
PS | 0 | 0 | 0 | 0 | 0 | 0
PV | 0 | 0 | 0 | 0 | 0 | 0
PeakG | 0 | 0 | 0 | 0 | 0 | 0
PeakO | 0 | 0 | 0 | 0 | 0 | 0
ST | 0 | 0 | 0 | 0 | 0 | 0
STOG | 0 | 0 | 0 | 0 | 0 | 0
STWD | 0 | 0 | 0 | 0 | 0 | 0
WT | 0 | 0 | 0 | 0 | 0 | 0
IGCC | 0 | 0 | 0 | 0 | 0 | 0
DemandResponse | 0 | 0 | 0 | 0 | 0 | 0
IGCC-CCS | 0 | 0 | 0 | 0 | 0 | 0
WT_off | 0 | 0 | 0 | 0 | 0 | 0
PseudoUnit | 0 | 0 | 0 | 0 | 0 | 0
FixedInterchange | 0 | 0 | 0 | 0 | 0 | 0
Emission Cost by Reporting Type: ALB
ReportingType | 2015 | 2020 | 2025 | 2030 | 2035 | 2040
BM | 0 | 0 | 0 | 0 | 0 | 0
CC | 0 | 0 | 0 | 0 | 0 | 0
CSP | 0 | 0 | 0 | 0 | 0 | 0
CT | 0 | 0 | 0 | 0 | 0 | 0
Coal | 0 | 0 | 0 | 0 | 0 | 0
Geo | 0 | 0 | 0 | 0 | 0 | 0
H | 0 | 0 | 0 | 0 | 0 | 0
LFG | 0 | 0 | 0 | 0 | 0 | 0
Nuc | 0 | 0 | 0 | 0 | 0 | 0
PS | 0 | 0 | 0 | 0 | 0 | 0
PV | 0 | 0 | 0 | 0 | 0 | 0
PeakG | 0 | 0 | 0 | 0 | 0 | 0
PeakO | 0 | 0 | 0 | 0 | 0 | 0
ST | 0 | 0 | 0 | 0 | 0 | 0
STOG | 0 | 0 | 0 | 0 | 0 | 0
STWD | 0 | 0 | 0 | 0 | 0 | 0
WT | 0 | 0 | 0 | 0 | 0 | 0
IGCC | 0 | 0 | 0 | 0 | 0 | 0
DemandResponse | 0 | 0 | 0 | 0 | 0 | 0
IGCC-CCS | 0 | 0 | 0 | 0 | 0 | 0
WT_off | 0 | 0 | 0 | 0 | 0 | 0
PseudoUnit | 0 | 0 | 0 | 0 | 0 | 0
FixedInterchange | 0 | 0 | 0 | 0 | 0 | 0
Emission Cost by Reporting Type: BC
ReportingType | 2015 | 2020 | 2025 | 2030 | 2035 | 2040
BM | 0 | 0 | 0 | 0 | 0 | 0
CC | 0 | 0 | 0 | 0 | 0 | 0
CSP | 0 | 0 | 0 | 0 | 0 | 0
CT | 0 | 0 | 0 | 0 | 0 | 0
Coal | 0 | 0 | 0 | 0 | 0 | 0
Geo | 0 | 0 | 0 | 0 | 0 | 0
H | 0 | 0 | 0 | 0 | 0 | 0
LFG | 0 | 0 | 0 | 0 | 0 | 0
Nuc | 0 | 0 | 0 | 0 | 0 | 0
PS | 0 | 0 | 0 | 0 | 0 | 0
PV | 0 | 0 | 0 | 0 | 0 | 0
PeakG | 0 | 0 | 0 | 0 | 0 | 0
PeakO | 0 | 0 | 0 | 0 | 0 | 0
ST | 0 | 0 | 0 | 0 | 0 | 0
STOG | 0 | 0 | 0 | 0 | 0 | 0
STWD | 0 | 0 | 0 | 0 | 0 | 0
WT | 0 | 0 | 0 | 0 | 0 | 0
IGCC | 0 | 0 | 0 | 0 | 0 | 0
DemandResponse | 0 | 0 | 0 | 0 | 0 | 0
IGCC-CCS | 0 | 0 | 0 | 0 | 0 | 0
WT_off | 0 | 0 | 0 | 0 | 0 | 0
PseudoUnit | 0 | 0 | 0 | 0 | 0 | 0
FixedInterchange | 0 | 0 | 0 | 0 | 0 | 0
Emission Cost by Reporting Type: HQ_IESO
ReportingType | 2015 | 2020 | 2025 | 2030 | 2035 | 2040
BM | 0 | 0 | 0 | 0 | 0 | 0
CC | 0 | 0 | 0 | 0 | 0 | 0
CSP | 0 | 0 | 0 | 0 | 0 | 0
CT | 0 | 0 | 0 | 0 | 0 | 0
Coal | 0 | 0 | 0 | 0 | 0 | 0
Geo | 0 | 0 | 0 | 0 | 0 | 0
H | 0 | 0 | 0 | 0 | 0 | 0
LFG | 0 | 0 | 0 | 0 | 0 | 0
Nuc | 0 | 0 | 0 | 0 | 0 | 0
PS | 0 | 0 | 0 | 0 | 0 | 0
PV | 0 | 0 | 0 | 0 | 0 | 0
PeakG | 0 | 0 | 0 | 0 | 0 | 0
PeakO | 0 | 0 | 0 | 0 | 0 | 0
ST | 0 | 0 | 0 | 0 | 0 | 0
STOG | 0 | 0 | 0 | 0 | 0 | 0
STWD | 0 | 0 | 0 | 0 | 0 | 0
WT | 0 | 0 | 0 | 0 | 0 | 0
IGCC | 0 | 0 | 0 | 0 | 0 | 0
DemandResponse | 0 | 0 | 0 | 0 | 0 | 0
IGCC-CCS | 0 | 0 | 0 | 0 | 0 | 0
WT_off | 0 | 0 | 0 | 0 | 0 | 0
PseudoUnit | 0 | 0 | 0 | 0 | 0 | 0
FixedInterchange | 0 | 0 | 0 | 0 | 0 | 0
Emission Cost by Reporting Type: HQ_NEISO
ReportingType | 2015 | 2020 | 2025 | 2030 | 2035 | 2040
BM | 0 | 0 | 0 | 0 | 0 | 0
CC | 0 | 0 | 0 | 0 | 0 | 0
CSP | 0 | 0 | 0 | 0 | 0 | 0
CT | 0 | 0 | 0 | 0 | 0 | 0
Coal | 0 | 0 | 0 | 0 | 0 | 0
Geo | 0 | 0 | 0 | 0 | 0 | 0
H | 0 | 0 | 0 | 0 | 0 | 0
LFG | 0 | 0 | 0 | 0 | 0 | 0
Nuc | 0 | 0 | 0 | 0 | 0 | 0
PS | 0 | 0 | 0 | 0 | 0 | 0
PV | 0 | 0 | 0 | 0 | 0 | 0
PeakG | 0 | 0 | 0 | 0 | 0 | 0
PeakO | 0 | 0 | 0 | 0 | 0 | 0
ST | 0 | 0 | 0 | 0 | 0 | 0
STOG | 0 | 0 | 0 | 0 | 0 | 0
STWD | 0 | 0 | 0 | 0 | 0 | 0
WT | 0 | 0 | 0 | 0 | 0 | 0
IGCC | 0 | 0 | 0 | 0 | 0 | 0
DemandResponse | 0 | 0 | 0 | 0 | 0 | 0
IGCC-CCS | 0 | 0 | 0 | 0 | 0 | 0
WT_off | 0 | 0 | 0 | 0 | 0 | 0
PseudoUnit | 0 | 0 | 0 | 0 | 0 | 0
FixedInterchange | 0 | 0 | 0 | 0 | 0 | 0
Emission Cost by Reporting Type: HQ_NY
ReportingType | 2015 | 2020 | 2025 | 2030 | 2035 | 2040
BM | 0 | 0 | 0 | 0 | 0 | 0
CC | 0 | 0 | 0 | 0 | 0 | 0
CSP | 0 | 0 | 0 | 0 | 0 | 0
CT | 0 | 0 | 0 | 0 | 0 | 0
Coal | 0 | 0 | 0 | 0 | 0 | 0
Geo | 0 | 0 | 0 | 0 | 0 | 0
H | 0 | 0 | 0 | 0 | 0 | 0
LFG | 0 | 0 | 0 | 0 | 0 | 0
Nuc | 0 | 0 | 0 | 0 | 0 | 0
PS | 0 | 0 | 0 | 0 | 0 | 0
PV | 0 | 0 | 0 | 0 | 0 | 0
PeakG | 0 | 0 | 0 | 0 | 0 | 0
PeakO | 0 | 0 | 0 | 0 | 0 | 0
ST | 0 | 0 | 0 | 0 | 0 | 0
STOG | 0 | 0 | 0 | 0 | 0 | 0
STWD | 0 | 0 | 0 | 0 | 0 | 0
WT | 0 | 0 | 0 | 0 | 0 | 0
IGCC | 0 | 0 | 0 | 0 | 0 | 0
DemandResponse | 0 | 0 | 0 | 0 | 0 | 0
IGCC-CCS | 0 | 0 | 0 | 0 | 0 | 0
WT_off | 0 | 0 | 0 | 0 | 0 | 0
PseudoUnit | 0 | 0 | 0 | 0 | 0 | 0
FixedInterchange | 0 | 0 | 0 | 0 | 0 | 0
Emission Cost by Reporting Type: MARITIMES
ReportingType | 2015 | 2020 | 2025 | 2030 | 2035 | 2040
BM | 0 | 0 | 0 | 0 | 0 | 0
CC | 0 | 0 | 0 | 0 | 0 | 0
CSP | 0 | 0 | 0 | 0 | 0 | 0
CT | 0 | 0 | 0 | 0 | 0 | 0
Coal | 0 | 0 | 0 | 0 | 0 | 0
Geo | 0 | 0 | 0 | 0 | 0 | 0
H | 0 | 0 | 0 | 0 | 0 | 0
LFG | 0 | 0 | 0 | 0 | 0 | 0
Nuc | 0 | 0 | 0 | 0 | 0 | 0
PS | 0 | 0 | 0 | 0 | 0 | 0
PV | 0 | 0 | 0 | 0 | 0 | 0
PeakG | 0 | 0 | 0 | 0 | 0 | 0
PeakO | 0 | 0 | 0 | 0 | 0 | 0
ST | 0 | 0 | 0 | 0 | 0 | 0
STOG | 0 | 0 | 0 | 0 | 0 | 0
STWD | 0 | 0 | 0 | 0 | 0 | 0
WT | 0 | 0 | 0 | 0 | 0 | 0
IGCC | 0 | 0 | 0 | 0 | 0 | 0
DemandResponse | 0 | 0 | 0 | 0 | 0 | 0
IGCC-CCS | 0 | 0 | 0 | 0 | 0 | 0
WT_off | 0 | 0 | 0 | 0 | 0 | 0
PseudoUnit | 0 | 0 | 0 | 0 | 0 | 0
FixedInterchange | 0 | 0 | 0 | 0 | 0 | 0
Emission Cost by Reporting Type: All
ReportingType | 2015 | 2020 | 2025 | 2030 | 2035 | 2040
BM | 0 | 0 | 0 | 0 | 0 | 0
CC | 0 | 0 | 0 | 0 | 0 | 0
CSP | 0 | 0 | 0 | 0 | 0 | 0
CT | 0 | 0 | 0 | 0 | 0 | 0
Coal | 0 | 0 | 0 | 0 | 0 | 0
Geo | 0 | 0 | 0 | 0 | 0 | 0
H | 0 | 0 | 0 | 0 | 0 | 0
LFG | 0 | 0 | 0 | 0 | 0 | 0
Nuc | 0 | 0 | 0 | 0 | 0 | 0
PS | 0 | 0 | 0 | 0 | 0 | 0
PV | 0 | 0 | 0 | 0 | 0 | 0
PeakG | 0 | 0 | 0 | 0 | 0 | 0
PeakO | 0 | 0 | 0 | 0 | 0 | 0
ST | 0 | 0 | 0 | 0 | 0 | 0
STOG | 0 | 0 | 0 | 0 | 0 | 0
STWD | 0 | 0 | 0 | 0 | 0 | 0
WT | 0 | 0 | 0 | 0 | 0 | 0
IGCC | 0 | 0 | 0 | 0 | 0 | 0
DemandResponse | 0 | 0 | 0 | 0 | 0 | 0
IGCC-CCS | 0 | 0 | 0 | 0 | 0 | 0
WT_off | 0 | 0 | 0 | 0 | 0 | 0
PseudoUnit | 0 | 0 | 0 | 0 | 0 | 0
FixedInterchange | 0 | 0 | 0 | 0 | 0 | 0
Emission Cost by Reporting Type: EI_US
ReportingType | 2015 | 2020 | 2025 | 2030 | 2035 | 2040
BM | 0 | 0 | 0 | 0 | 0 | 0
CC | 0 | 0 | 0 | 0 | 0 | 0
CSP | 0 | 0 | 0 | 0 | 0 | 0
CT | 0 | 0 | 0 | 0 | 0 | 0
Coal | 0 | 0 | 0 | 0 | 0 | 0
Geo | 0 | 0 | 0 | 0 | 0 | 0
H | 0 | 0 | 0 | 0 | 0 | 0
LFG | 0 | 0 | 0 | 0 | 0 | 0
Nuc | 0 | 0 | 0 | 0 | 0 | 0
PS | 0 | 0 | 0 | 0 | 0 | 0
PV | 0 | 0 | 0 | 0 | 0 | 0
PeakG | 0 | 0 | 0 | 0 | 0 | 0
PeakO | 0 | 0 | 0 | 0 | 0 | 0
ST | 0 | 0 | 0 | 0 | 0 | 0
STOG | 0 | 0 | 0 | 0 | 0 | 0
STWD | 0 | 0 | 0 | 0 | 0 | 0
WT | 0 | 0 | 0 | 0 | 0 | 0
IGCC | 0 | 0 | 0 | 0 | 0 | 0
DemandResponse | 0 | 0 | 0 | 0 | 0 | 0
IGCC-CCS | 0 | 0 | 0 | 0 | 0 | 0
WT_off | 0 | 0 | 0 | 0 | 0 | 0
PseudoUnit | 0 | 0 | 0 | 0 | 0 | 0
FixedInterchange | 0 | 0 | 0 | 0 | 0 | 0
Emission Cost by Reporting Type: EI_Canada
ReportingType | 2015 | 2020 | 2025 | 2030 | 2035 | 2040
BM | 0 | 0 | 0 | 0 | 0 | 0
CC | 0 | 0 | 0 | 0 | 0 | 0
CSP | 0 | 0 | 0 | 0 | 0 | 0
CT | 0 | 0 | 0 | 0 | 0 | 0
Coal | 0 | 0 | 0 | 0 | 0 | 0
Geo | 0 | 0 | 0 | 0 | 0 | 0
H | 0 | 0 | 0 | 0 | 0 | 0
LFG | 0 | 0 | 0 | 0 | 0 | 0
Nuc | 0 | 0 | 0 | 0 | 0 | 0
PS | 0 | 0 | 0 | 0 | 0 | 0
PV | 0 | 0 | 0 | 0 | 0 | 0
PeakG | 0 | 0 | 0 | 0 | 0 | 0
PeakO | 0 | 0 | 0 | 0 | 0 | 0
ST | 0 | 0 | 0 | 0 | 0 | 0
STOG | 0 | 0 | 0 | 0 | 0 | 0
STWD | 0 | 0 | 0 | 0 | 0 | 0
WT | 0 | 0 | 0 | 0 | 0 | 0
IGCC | 0 | 0 | 0 | 0 | 0 | 0
DemandResponse | 0 | 0 | 0 | 0 | 0 | 0
IGCC-CCS | 0 | 0 | 0 | 0 | 0 | 0
WT_off | 0 | 0 | 0 | 0 | 0 | 0
PseudoUnit | 0 | 0 | 0 | 0 | 0 | 0
FixedInterchange | 0 | 0 | 0 | 0 | 0 | 0
Emission Cost by Reporting Type: EI
ReportingType | 2015 | 2020 | 2025 | 2030 | 2035 | 2040
BM | 0 | 0 | 0 | 0 | 0 | 0
CC | 0 | 0 | 0 | 0 | 0 | 0
CSP | 0 | 0 | 0 | 0 | 0 | 0
CT | 0 | 0 | 0 | 0 | 0 | 0
Coal | 0 | 0 | 0 | 0 | 0 | 0
Geo | 0 | 0 | 0 | 0 | 0 | 0
H | 0 | 0 | 0 | 0 | 0 | 0
LFG | 0 | 0 | 0 | 0 | 0 | 0
Nuc | 0 | 0 | 0 | 0 | 0 | 0
PS | 0 | 0 | 0 | 0 | 0 | 0
PV | 0 | 0 | 0 | 0 | 0 | 0
PeakG | 0 | 0 | 0 | 0 | 0 | 0
PeakO | 0 | 0 | 0 | 0 | 0 | 0
ST | 0 | 0 | 0 | 0 | 0 | 0
STOG | 0 | 0 | 0 | 0 | 0 | 0
STWD | 0 | 0 | 0 | 0 | 0 | 0
WT | 0 | 0 | 0 | 0 | 0 | 0
IGCC | 0 | 0 | 0 | 0 | 0 | 0
DemandResponse | 0 | 0 | 0 | 0 | 0 | 0
IGCC-CCS | 0 | 0 | 0 | 0 | 0 | 0
WT_off | 0 | 0 | 0 | 0 | 0 | 0
PseudoUnit | 0 | 0 | 0 | 0 | 0 | 0
FixedInterchange | 0 | 0 | 0 | 0 | 0 | 0
Emission Cost by Reporting Type: Outside_EI
ReportingType | 2015 | 2020 | 2025 | 2030 | 2035 | 2040
BM | 0 | 0 | 0 | 0 | 0 | 0
CC | 0 | 0 | 0 | 0 | 0 | 0
CSP | 0 | 0 | 0 | 0 | 0 | 0
CT | 0 | 0 | 0 | 0 | 0 | 0
Coal | 0 | 0 | 0 | 0 | 0 | 0
Geo | 0 | 0 | 0 | 0 | 0 | 0
H | 0 | 0 | 0 | 0 | 0 | 0
LFG | 0 | 0 | 0 | 0 | 0 | 0
Nuc | 0 | 0 | 0 | 0 | 0 | 0
PS | 0 | 0 | 0 | 0 | 0 | 0
PV | 0 | 0 | 0 | 0 | 0 | 0
PeakG | 0 | 0 | 0 | 0 | 0 | 0
PeakO | 0 | 0 | 0 | 0 | 0 | 0
ST | 0 | 0 | 0 | 0 | 0 | 0
STOG | 0 | 0 | 0 | 0 | 0 | 0
STWD | 0 | 0 | 0 | 0 | 0 | 0
WT | 0 | 0 | 0 | 0 | 0 | 0
IGCC | 0 | 0 | 0 | 0 | 0 | 0
DemandResponse | 0 | 0 | 0 | 0 | 0 | 0
IGCC-CCS | 0 | 0 | 0 | 0 | 0 | 0
WT_off | 0 | 0 | 0 | 0 | 0 | 0
PseudoUnit | 0 | 0 | 0 | 0 | 0 | 0
FixedInterchange | 0 | 0 | 0 | 0 | 0 | 0
==== Emission Program: CAIRNOxAnnual : (NOx) ====
Emission Cost by Reporting Type: Entergy
ReportingType | 2015 | 2020 | 2025 | 2030 | 2035 | 2040
BM | 0 | 0 | 0 | 0 | 0 | 0
CC | 0 | 0 | 0 | 0 | 0 | 0
CSP | 0 | 0 | 0 | 0 | 0 | 0
CT | 0 | 0 | 0 | 0 | 0 | 0
Coal | 0 | 0 | 0 | 0 | 0 | 0
Geo | 0 | 0 | 0 | 0 | 0 | 0
H | 0 | 0 | 0 | 0 | 0 | 0
LFG | 0 | 0 | 0 | 0 | 0 | 0
Nuc | 0 | 0 | 0 | 0 | 0 | 0
PS | 0 | 0 | 0 | 0 | 0 | 0
PV | 0 | 0 | 0 | 0 | 0 | 0
PeakG | 0 | 0 | 0 | 0 | 0 | 0
PeakO | 0 | 0 | 0 | 0 | 0 | 0
ST | 0 | 0 | 0 | 0 | 0 | 0
STOG | 0 | 0 | 0 | 0 | 0 | 0
STWD | 0 | 0 | 0 | 0 | 0 | 0
WT | 0 | 0 | 0 | 0 | 0 | 0
IGCC | 0 | 0 | 0 | 0 | 0 | 0
DemandResponse | 0 | 0 | 0 | 0 | 0 | 0
IGCC-CCS | 0 | 0 | 0 | 0 | 0 | 0
WT_off | 0 | 0 | 0 | 0 | 0 | 0
PseudoUnit | 0 | 0 | 0 | 0 | 0 | 0
FixedInterchange | 0 | 0 | 0 | 0 | 0 | 0
Emission Cost by Reporting Type: FRCC
ReportingType | 2015 | 2020 | 2025 | 2030 | 2035 | 2040
BM | 0 | 0 | 0 | 0 | 0 | 0
CC | 0 | 0 | 0 | 0 | 0 | 0
CSP | 0 | 0 | 0 | 0 | 0 | 0
CT | 0 | 0 | 0 | 0 | 0 | 0
Coal | 0 | 0 | 0 | 0 | 0 | 0
Geo | 0 | 0 | 0 | 0 | 0 | 0
H | 0 | 0 | 0 | 0 | 0 | 0
LFG | 0 | 0 | 0 | 0 | 0 | 0
Nuc | 0 | 0 | 0 | 0 | 0 | 0
PS | 0 | 0 | 0 | 0 | 0 | 0
PV | 0 | 0 | 0 | 0 | 0 | 0
PeakG | 0 | 0 | 0 | 0 | 0 | 0
PeakO | 0 | 0 | 0 | 0 | 0 | 0
ST | 0 | 0 | 0 | 0 | 0 | 0
STOG | 0 | 0 | 0 | 0 | 0 | 0
STWD | 0 | 0 | 0 | 0 | 0 | 0
WT | 0 | 0 | 0 | 0 | 0 | 0
IGCC | 0 | 0 | 0 | 0 | 0 | 0
DemandResponse | 0 | 0 | 0 | 0 | 0 | 0
IGCC-CCS | 0 | 0 | 0 | 0 | 0 | 0
WT_off | 0 | 0 | 0 | 0 | 0 | 0
PseudoUnit | 0 | 0 | 0 | 0 | 0 | 0
FixedInterchange | 0 | 0 | 0 | 0 | 0 | 0
Emission Cost by Reporting Type: MAPP_US
ReportingType | 2015 | 2020 | 2025 | 2030 | 2035 | 2040
BM | 0 | 0 | 0 | 0 | 0 | 0
CC | 0 | 0 | 0 | 0 | 0 | 0
CSP | 0 | 0 | 0 | 0 | 0 | 0
CT | 0 | 0 | 0 | 0 | 0 | 0
Coal | 0 | 0 | 0 | 0 | 0 | 0
Geo | 0 | 0 | 0 | 0 | 0 | 0
H | 0 | 0 | 0 | 0 | 0 | 0
LFG | 0 | 0 | 0 | 0 | 0 | 0
Nuc | 0 | 0 | 0 | 0 | 0 | 0
PS | 0 | 0 | 0 | 0 | 0 | 0
PV | 0 | 0 | 0 | 0 | 0 | 0
PeakG | 0 | 0 | 0 | 0 | 0 | 0
PeakO | 0 | 0 | 0 | 0 | 0 | 0
ST | 0 | 0 | 0 | 0 | 0 | 0
STOG | 0 | 0 | 0 | 0 | 0 | 0
STWD | 0 | 0 | 0 | 0 | 0 | 0
WT | 0 | 0 | 0 | 0 | 0 | 0
IGCC | 0 | 0 | 0 | 0 | 0 | 0
DemandResponse | 0 | 0 | 0 | 0 | 0 | 0
IGCC-CCS | 0 | 0 | 0 | 0 | 0 | 0
WT_off | 0 | 0 | 0 | 0 | 0 | 0
PseudoUnit | 0 | 0 | 0 | 0 | 0 | 0
FixedInterchange | 0 | 0 | 0 | 0 | 0 | 0
Emission Cost by Reporting Type: MISO_IN
ReportingType | 2015 | 2020 | 2025 | 2030 | 2035 | 2040
BM | 0 | 0 | 0 | 0 | 0 | 0
CC | 0 | 0 | 0 | 0 | 0 | 0
CSP | 0 | 0 | 0 | 0 | 0 | 0
CT | 0 | 0 | 0 | 0 | 0 | 0
Coal | 0 | 0 | 0 | 0 | 0 | 0
Geo | 0 | 0 | 0 | 0 | 0 | 0
H | 0 | 0 | 0 | 0 | 0 | 0
LFG | 0 | 0 | 0 | 0 | 0 | 0
Nuc | 0 | 0 | 0 | 0 | 0 | 0
PS | 0 | 0 | 0 | 0 | 0 | 0
PV | 0 | 0 | 0 | 0 | 0 | 0
PeakG | 0 | 0 | 0 | 0 | 0 | 0
PeakO | 0 | 0 | 0 | 0 | 0 | 0
ST | 0 | 0 | 0 | 0 | 0 | 0
STOG | 0 | 0 | 0 | 0 | 0 | 0
STWD | 0 | 0 | 0 | 0 | 0 | 0
WT | 0 | 0 | 0 | 0 | 0 | 0
IGCC | 0 | 0 | 0 | 0 | 0 | 0
DemandResponse | 0 | 0 | 0 | 0 | 0 | 0
IGCC-CCS | 0 | 0 | 0 | 0 | 0 | 0
WT_off | 0 | 0 | 0 | 0 | 0 | 0
PseudoUnit | 0 | 0 | 0 | 0 | 0 | 0
FixedInterchange | 0 | 0 | 0 | 0 | 0 | 0
Emission Cost by Reporting Type: MISO_MI
ReportingType | 2015 | 2020 | 2025 | 2030 | 2035 | 2040
BM | 0 | 0 | 0 | 0 | 0 | 0
CC | 0 | 0 | 0 | 0 | 0 | 0
CSP | 0 | 0 | 0 | 0 | 0 | 0
CT | 0 | 0 | 0 | 0 | 0 | 0
Coal | 0 | 0 | 0 | 0 | 0 | 0
Geo | 0 | 0 | 0 | 0 | 0 | 0
H | 0 | 0 | 0 | 0 | 0 | 0
LFG | 0 | 0 | 0 | 0 | 0 | 0
Nuc | 0 | 0 | 0 | 0 | 0 | 0
PS | 0 | 0 | 0 | 0 | 0 | 0
PV | 0 | 0 | 0 | 0 | 0 | 0
PeakG | 0 | 0 | 0 | 0 | 0 | 0
PeakO | 0 | 0 | 0 | 0 | 0 | 0
ST | 0 | 0 | 0 | 0 | 0 | 0
STOG | 0 | 0 | 0 | 0 | 0 | 0
STWD | 0 | 0 | 0 | 0 | 0 | 0
WT | 0 | 0 | 0 | 0 | 0 | 0
IGCC | 0 | 0 | 0 | 0 | 0 | 0
DemandResponse | 0 | 0 | 0 | 0 | 0 | 0
IGCC-CCS | 0 | 0 | 0 | 0 | 0 | 0
WT_off | 0 | 0 | 0 | 0 | 0 | 0
PseudoUnit | 0 | 0 | 0 | 0 | 0 | 0
FixedInterchange | 0 | 0 | 0 | 0 | 0 | 0
Emission Cost by Reporting Type: MISO_MO-IL
ReportingType | 2015 | 2020 | 2025 | 2030 | 2035 | 2040
BM | 0 | 0 | 0 | 0 | 0 | 0
CC | 0 | 0 | 0 | 0 | 0 | 0
CSP | 0 | 0 | 0 | 0 | 0 | 0
CT | 0 | 0 | 0 | 0 | 0 | 0
Coal | 0 | 0 | 0 | 0 | 0 | 0
Geo | 0 | 0 | 0 | 0 | 0 | 0
H | 0 | 0 | 0 | 0 | 0 | 0
LFG | 0 | 0 | 0 | 0 | 0 | 0
Nuc | 0 | 0 | 0 | 0 | 0 | 0
PS | 0 | 0 | 0 | 0 | 0 | 0
PV | 0 | 0 | 0 | 0 | 0 | 0
PeakG | 0 | 0 | 0 | 0 | 0 | 0
PeakO | 0 | 0 | 0 | 0 | 0 | 0
ST | 0 | 0 | 0 | 0 | 0 | 0
STOG | 0 | 0 | 0 | 0 | 0 | 0
STWD | 0 | 0 | 0 | 0 | 0 | 0
WT | 0 | 0 | 0 | 0 | 0 | 0
IGCC | 0 | 0 | 0 | 0 | 0 | 0
DemandResponse | 0 | 0 | 0 | 0 | 0 | 0
IGCC-CCS | 0 | 0 | 0 | 0 | 0 | 0
WT_off | 0 | 0 | 0 | 0 | 0 | 0
PseudoUnit | 0 | 0 | 0 | 0 | 0 | 0
FixedInterchange | 0 | 0 | 0 | 0 | 0 | 0
Emission Cost by Reporting Type: MISO_W
ReportingType | 2015 | 2020 | 2025 | 2030 | 2035 | 2040
BM | 0 | 0 | 0 | 0 | 0 | 0
CC | 0 | 0 | 0 | 0 | 0 | 0
CSP | 0 | 0 | 0 | 0 | 0 | 0
CT | 0 | 0 | 0 | 0 | 0 | 0
Coal | 0 | 0 | 0 | 0 | 0 | 0
Geo | 0 | 0 | 0 | 0 | 0 | 0
H | 0 | 0 | 0 | 0 | 0 | 0
LFG | 0 | 0 | 0 | 0 | 0 | 0
Nuc | 0 | 0 | 0 | 0 | 0 | 0
PS | 0 | 0 | 0 | 0 | 0 | 0
PV | 0 | 0 | 0 | 0 | 0 | 0
PeakG | 0 | 0 | 0 | 0 | 0 | 0
PeakO | 0 | 0 | 0 | 0 | 0 | 0
ST | 0 | 0 | 0 | 0 | 0 | 0
STOG | 0 | 0 | 0 | 0 | 0 | 0
STWD | 0 | 0 | 0 | 0 | 0 | 0
WT | 0 | 0 | 0 | 0 | 0 | 0
IGCC | 0 | 0 | 0 | 0 | 0 | 0
DemandResponse | 0 | 0 | 0 | 0 | 0 | 0
IGCC-CCS | 0 | 0 | 0 | 0 | 0 | 0
WT_off | 0 | 0 | 0 | 0 | 0 | 0
PseudoUnit | 0 | 0 | 0 | 0 | 0 | 0
FixedInterchange | 0 | 0 | 0 | 0 | 0 | 0
Emission Cost by Reporting Type: MISO_WUMS
ReportingType | 2015 | 2020 | 2025 | 2030 | 2035 | 2040
BM | 0 | 0 | 0 | 0 | 0 | 0
CC | 0 | 0 | 0 | 0 | 0 | 0
CSP | 0 | 0 | 0 | 0 | 0 | 0
CT | 0 | 0 | 0 | 0 | 0 | 0
Coal | 0 | 0 | 0 | 0 | 0 | 0
Geo | 0 | 0 | 0 | 0 | 0 | 0
H | 0 | 0 | 0 | 0 | 0 | 0
LFG | 0 | 0 | 0 | 0 | 0 | 0
Nuc | 0 | 0 | 0 | 0 | 0 | 0
PS | 0 | 0 | 0 | 0 | 0 | 0
PV | 0 | 0 | 0 | 0 | 0 | 0
PeakG | 0 | 0 | 0 | 0 | 0 | 0
PeakO | 0 | 0 | 0 | 0 | 0 | 0
ST | 0 | 0 | 0 | 0 | 0 | 0
STOG | 0 | 0 | 0 | 0 | 0 | 0
STWD | 0 | 0 | 0 | 0 | 0 | 0
WT | 0 | 0 | 0 | 0 | 0 | 0
IGCC | 0 | 0 | 0 | 0 | 0 | 0
DemandResponse | 0 | 0 | 0 | 0 | 0 | 0
IGCC-CCS | 0 | 0 | 0 | 0 | 0 | 0
WT_off | 0 | 0 | 0 | 0 | 0 | 0
PseudoUnit | 0 | 0 | 0 | 0 | 0 | 0
FixedInterchange | 0 | 0 | 0 | 0 | 0 | 0
Emission Cost by Reporting Type: Nebraska
ReportingType | 2015 | 2020 | 2025 | 2030 | 2035 | 2040
BM | 0 | 0 | 0 | 0 | 0 | 0
CC | 0 | 0 | 0 | 0 | 0 | 0
CSP | 0 | 0 | 0 | 0 | 0 | 0
CT | 0 | 0 | 0 | 0 | 0 | 0
Coal | 0 | 0 | 0 | 0 | 0 | 0
Geo | 0 | 0 | 0 | 0 | 0 | 0
H | 0 | 0 | 0 | 0 | 0 | 0
LFG | 0 | 0 | 0 | 0 | 0 | 0
Nuc | 0 | 0 | 0 | 0 | 0 | 0
PS | 0 | 0 | 0 | 0 | 0 | 0
PV | 0 | 0 | 0 | 0 | 0 | 0
PeakG | 0 | 0 | 0 | 0 | 0 | 0
PeakO | 0 | 0 | 0 | 0 | 0 | 0
ST | 0 | 0 | 0 | 0 | 0 | 0
STOG | 0 | 0 | 0 | 0 | 0 | 0
STWD | 0 | 0 | 0 | 0 | 0 | 0
WT | 0 | 0 | 0 | 0 | 0 | 0
IGCC | 0 | 0 | 0 | 0 | 0 | 0
DemandResponse | 0 | 0 | 0 | 0 | 0 | 0
IGCC-CCS | 0 | 0 | 0 | 0 | 0 | 0
WT_off | 0 | 0 | 0 | 0 | 0 | 0
PseudoUnit | 0 | 0 | 0 | 0 | 0 | 0
FixedInterchange | 0 | 0 | 0 | 0 | 0 | 0
Emission Cost by Reporting Type: NEISO
ReportingType | 2015 | 2020 | 2025 | 2030 | 2035 | 2040
BM | 0 | 0 | 0 | 0 | 0 | 0
CC | 0 | 0 | 0 | 0 | 0 | 0
CSP | 0 | 0 | 0 | 0 | 0 | 0
CT | 0 | 0 | 0 | 0 | 0 | 0
Coal | 0 | 0 | 0 | 0 | 0 | 0
Geo | 0 | 0 | 0 | 0 | 0 | 0
H | 0 | 0 | 0 | 0 | 0 | 0
LFG | 0 | 0 | 0 | 0 | 0 | 0
Nuc | 0 | 0 | 0 | 0 | 0 | 0
PS | 0 | 0 | 0 | 0 | 0 | 0
PV | 0 | 0 | 0 | 0 | 0 | 0
PeakG | 0 | 0 | 0 | 0 | 0 | 0
PeakO | 0 | 0 | 0 | 0 | 0 | 0
ST | 0 | 0 | 0 | 0 | 0 | 0
STOG | 0 | 0 | 0 | 0 | 0 | 0
STWD | 0 | 0 | 0 | 0 | 0 | 0
WT | 0 | 0 | 0 | 0 | 0 | 0
IGCC | 0 | 0 | 0 | 0 | 0 | 0
DemandResponse | 0 | 0 | 0 | 0 | 0 | 0
IGCC-CCS | 0 | 0 | 0 | 0 | 0 | 0
WT_off | 0 | 0 | 0 | 0 | 0 | 0
PseudoUnit | 0 | 0 | 0 | 0 | 0 | 0
FixedInterchange | 0 | 0 | 0 | 0 | 0 | 0
Emission Cost by Reporting Type: NonRTO_Midwest
ReportingType | 2015 | 2020 | 2025 | 2030 | 2035 | 2040
BM | 0 | 0 | 0 | 0 | 0 | 0
CC | 0 | 0 | 0 | 0 | 0 | 0
CSP | 0 | 0 | 0 | 0 | 0 | 0
CT | 0 | 0 | 0 | 0 | 0 | 0
Coal | 0 | 0 | 0 | 0 | 0 | 0
Geo | 0 | 0 | 0 | 0 | 0 | 0
H | 0 | 0 | 0 | 0 | 0 | 0
LFG | 0 | 0 | 0 | 0 | 0 | 0
Nuc | 0 | 0 | 0 | 0 | 0 | 0
PS | 0 | 0 | 0 | 0 | 0 | 0
PV | 0 | 0 | 0 | 0 | 0 | 0
PeakG | 0 | 0 | 0 | 0 | 0 | 0
PeakO | 0 | 0 | 0 | 0 | 0 | 0
ST | 0 | 0 | 0 | 0 | 0 | 0
STOG | 0 | 0 | 0 | 0 | 0 | 0
STWD | 0 | 0 | 0 | 0 | 0 | 0
WT | 0 | 0 | 0 | 0 | 0 | 0
IGCC | 0 | 0 | 0 | 0 | 0 | 0
DemandResponse | 0 | 0 | 0 | 0 | 0 | 0
IGCC-CCS | 0 | 0 | 0 | 0 | 0 | 0
WT_off | 0 | 0 | 0 | 0 | 0 | 0
PseudoUnit | 0 | 0 | 0 | 0 | 0 | 0
FixedInterchange | 0 | 0 | 0 | 0 | 0 | 0
Emission Cost by Reporting Type: NYISO_A-F
ReportingType | 2015 | 2020 | 2025 | 2030 | 2035 | 2040
BM | 0 | 0 | 0 | 0 | 0 | 0
CC | 0 | 0 | 0 | 0 | 0 | 0
CSP | 0 | 0 | 0 | 0 | 0 | 0
CT | 0 | 0 | 0 | 0 | 0 | 0
Coal | 0 | 0 | 0 | 0 | 0 | 0
Geo | 0 | 0 | 0 | 0 | 0 | 0
H | 0 | 0 | 0 | 0 | 0 | 0
LFG | 0 | 0 | 0 | 0 | 0 | 0
Nuc | 0 | 0 | 0 | 0 | 0 | 0
PS | 0 | 0 | 0 | 0 | 0 | 0
PV | 0 | 0 | 0 | 0 | 0 | 0
PeakG | 0 | 0 | 0 | 0 | 0 | 0
PeakO | 0 | 0 | 0 | 0 | 0 | 0
ST | 0 | 0 | 0 | 0 | 0 | 0
STOG | 0 | 0 | 0 | 0 | 0 | 0
STWD | 0 | 0 | 0 | 0 | 0 | 0
WT | 0 | 0 | 0 | 0 | 0 | 0
IGCC | 0 | 0 | 0 | 0 | 0 | 0
DemandResponse | 0 | 0 | 0 | 0 | 0 | 0
IGCC-CCS | 0 | 0 | 0 | 0 | 0 | 0
WT_off | 0 | 0 | 0 | 0 | 0 | 0
PseudoUnit | 0 | 0 | 0 | 0 | 0 | 0
FixedInterchange | 0 | 0 | 0 | 0 | 0 | 0
Emission Cost by Reporting Type: NYISO_G-I
ReportingType | 2015 | 2020 | 2025 | 2030 | 2035 | 2040
BM | 0 | 0 | 0 | 0 | 0 | 0
CC | 0 | 0 | 0 | 0 | 0 | 0
CSP | 0 | 0 | 0 | 0 | 0 | 0
CT | 0 | 0 | 0 | 0 | 0 | 0
Coal | 0 | 0 | 0 | 0 | 0 | 0
Geo | 0 | 0 | 0 | 0 | 0 | 0
H | 0 | 0 | 0 | 0 | 0 | 0
LFG | 0 | 0 | 0 | 0 | 0 | 0
Nuc | 0 | 0 | 0 | 0 | 0 | 0
PS | 0 | 0 | 0 | 0 | 0 | 0
PV | 0 | 0 | 0 | 0 | 0 | 0
PeakG | 0 | 0 | 0 | 0 | 0 | 0
PeakO | 0 | 0 | 0 | 0 | 0 | 0
ST | 0 | 0 | 0 | 0 | 0 | 0
STOG | 0 | 0 | 0 | 0 | 0 | 0
STWD | 0 | 0 | 0 | 0 | 0 | 0
WT | 0 | 0 | 0 | 0 | 0 | 0
IGCC | 0 | 0 | 0 | 0 | 0 | 0
DemandResponse | 0 | 0 | 0 | 0 | 0 | 0
IGCC-CCS | 0 | 0 | 0 | 0 | 0 | 0
WT_off | 0 | 0 | 0 | 0 | 0 | 0
PseudoUnit | 0 | 0 | 0 | 0 | 0 | 0
FixedInterchange | 0 | 0 | 0 | 0 | 0 | 0
Emission Cost by Reporting Type: NYISO_J-K
ReportingType | 2015 | 2020 | 2025 | 2030 | 2035 | 2040
BM | 0 | 0 | 0 | 0 | 0 | 0
CC | 0 | 0 | 0 | 0 | 0 | 0
CSP | 0 | 0 | 0 | 0 | 0 | 0
CT | 0 | 0 | 0 | 0 | 0 | 0
Coal | 0 | 0 | 0 | 0 | 0 | 0
Geo | 0 | 0 | 0 | 0 | 0 | 0
H | 0 | 0 | 0 | 0 | 0 | 0
LFG | 0 | 0 | 0 | 0 | 0 | 0
Nuc | 0 | 0 | 0 | 0 | 0 | 0
PS | 0 | 0 | 0 | 0 | 0 | 0
PV | 0 | 0 | 0 | 0 | 0 | 0
PeakG | 0 | 0 | 0 | 0 | 0 | 0
PeakO | 0 | 0 | 0 | 0 | 0 | 0
ST | 0 | 0 | 0 | 0 | 0 | 0
STOG | 0 | 0 | 0 | 0 | 0 | 0
STWD | 0 | 0 | 0 | 0 | 0 | 0
WT | 0 | 0 | 0 | 0 | 0 | 0
IGCC | 0 | 0 | 0 | 0 | 0 | 0
DemandResponse | 0 | 0 | 0 | 0 | 0 | 0
IGCC-CCS | 0 | 0 | 0 | 0 | 0 | 0
WT_off | 0 | 0 | 0 | 0 | 0 | 0
PseudoUnit | 0 | 0 | 0 | 0 | 0 | 0
FixedInterchange | 0 | 0 | 0 | 0 | 0 | 0
Emission Cost by Reporting Type: PJM_E
ReportingType | 2015 | 2020 | 2025 | 2030 | 2035 | 2040
BM | 0 | 0 | 0 | 0 | 0 | 0
CC | 0 | 0 | 0 | 0 | 0 | 0
CSP | 0 | 0 | 0 | 0 | 0 | 0
CT | 0 | 0 | 0 | 0 | 0 | 0
Coal | 0 | 0 | 0 | 0 | 0 | 0
Geo | 0 | 0 | 0 | 0 | 0 | 0
H | 0 | 0 | 0 | 0 | 0 | 0
LFG | 0 | 0 | 0 | 0 | 0 | 0
Nuc | 0 | 0 | 0 | 0 | 0 | 0
PS | 0 | 0 | 0 | 0 | 0 | 0
PV | 0 | 0 | 0 | 0 | 0 | 0
PeakG | 0 | 0 | 0 | 0 | 0 | 0
PeakO | 0 | 0 | 0 | 0 | 0 | 0
ST | 0 | 0 | 0 | 0 | 0 | 0
STOG | 0 | 0 | 0 | 0 | 0 | 0
STWD | 0 | 0 | 0 | 0 | 0 | 0
WT | 0 | 0 | 0 | 0 | 0 | 0
IGCC | 0 | 0 | 0 | 0 | 0 | 0
DemandResponse | 0 | 0 | 0 | 0 | 0 | 0
IGCC-CCS | 0 | 0 | 0 | 0 | 0 | 0
WT_off | 0 | 0 | 0 | 0 | 0 | 0
PseudoUnit | 0 | 0 | 0 | 0 | 0 | 0
FixedInterchange | 0 | 0 | 0 | 0 | 0 | 0
Emission Cost by Reporting Type: PJM_ROM
ReportingType | 2015 | 2020 | 2025 | 2030 | 2035 | 2040
BM | 0 | 0 | 0 | 0 | 0 | 0
CC | 0 | 0 | 0 | 0 | 0 | 0
CSP | 0 | 0 | 0 | 0 | 0 | 0
CT | 0 | 0 | 0 | 0 | 0 | 0
Coal | 0 | 0 | 0 | 0 | 0 | 0
Geo | 0 | 0 | 0 | 0 | 0 | 0
H | 0 | 0 | 0 | 0 | 0 | 0
LFG | 0 | 0 | 0 | 0 | 0 | 0
Nuc | 0 | 0 | 0 | 0 | 0 | 0
PS | 0 | 0 | 0 | 0 | 0 | 0
PV | 0 | 0 | 0 | 0 | 0 | 0
PeakG | 0 | 0 | 0 | 0 | 0 | 0
PeakO | 0 | 0 | 0 | 0 | 0 | 0
ST | 0 | 0 | 0 | 0 | 0 | 0
STOG | 0 | 0 | 0 | 0 | 0 | 0
STWD | 0 | 0 | 0 | 0 | 0 | 0
WT | 0 | 0 | 0 | 0 | 0 | 0
IGCC | 0 | 0 | 0 | 0 | 0 | 0
DemandResponse | 0 | 0 | 0 | 0 | 0 | 0
IGCC-CCS | 0 | 0 | 0 | 0 | 0 | 0
WT_off | 0 | 0 | 0 | 0 | 0 | 0
PseudoUnit | 0 | 0 | 0 | 0 | 0 | 0
FixedInterchange | 0 | 0 | 0 | 0 | 0 | 0
Emission Cost by Reporting Type: PJM_ROR
ReportingType | 2015 | 2020 | 2025 | 2030 | 2035 | 2040
BM | 0 | 0 | 0 | 0 | 0 | 0
CC | 0 | 0 | 0 | 0 | 0 | 0
CSP | 0 | 0 | 0 | 0 | 0 | 0
CT | 0 | 0 | 0 | 0 | 0 | 0
Coal | 0 | 0 | 0 | 0 | 0 | 0
Geo | 0 | 0 | 0 | 0 | 0 | 0
H | 0 | 0 | 0 | 0 | 0 | 0
LFG | 0 | 0 | 0 | 0 | 0 | 0
Nuc | 0 | 0 | 0 | 0 | 0 | 0
PS | 0 | 0 | 0 | 0 | 0 | 0
PV | 0 | 0 | 0 | 0 | 0 | 0
PeakG | 0 | 0 | 0 | 0 | 0 | 0
PeakO | 0 | 0 | 0 | 0 | 0 | 0
ST | 0 | 0 | 0 | 0 | 0 | 0
STOG | 0 | 0 | 0 | 0 | 0 | 0
STWD | 0 | 0 | 0 | 0 | 0 | 0
WT | 0 | 0 | 0 | 0 | 0 | 0
IGCC | 0 | 0 | 0 | 0 | 0 | 0
DemandResponse | 0 | 0 | 0 | 0 | 0 | 0
IGCC-CCS | 0 | 0 | 0 | 0 | 0 | 0
WT_off | 0 | 0 | 0 | 0 | 0 | 0
PseudoUnit | 0 | 0 | 0 | 0 | 0 | 0
FixedInterchange | 0 | 0 | 0 | 0 | 0 | 0
Emission Cost by Reporting Type: SOCO
ReportingType | 2015 | 2020 | 2025 | 2030 | 2035 | 2040
BM | 0 | 0 | 0 | 0 | 0 | 0
CC | 0 | 0 | 0 | 0 | 0 | 0
CSP | 0 | 0 | 0 | 0 | 0 | 0
CT | 0 | 0 | 0 | 0 | 0 | 0
Coal | 0 | 0 | 0 | 0 | 0 | 0
Geo | 0 | 0 | 0 | 0 | 0 | 0
H | 0 | 0 | 0 | 0 | 0 | 0
LFG | 0 | 0 | 0 | 0 | 0 | 0
Nuc | 0 | 0 | 0 | 0 | 0 | 0
PS | 0 | 0 | 0 | 0 | 0 | 0
PV | 0 | 0 | 0 | 0 | 0 | 0
PeakG | 0 | 0 | 0 | 0 | 0 | 0
PeakO | 0 | 0 | 0 | 0 | 0 | 0
ST | 0 | 0 | 0 | 0 | 0 | 0
STOG | 0 | 0 | 0 | 0 | 0 | 0
STWD | 0 | 0 | 0 | 0 | 0 | 0
WT | 0 | 0 | 0 | 0 | 0 | 0
IGCC | 0 | 0 | 0 | 0 | 0 | 0
DemandResponse | 0 | 0 | 0 | 0 | 0 | 0
IGCC-CCS | 0 | 0 | 0 | 0 | 0 | 0
WT_off | 0 | 0 | 0 | 0 | 0 | 0
PseudoUnit | 0 | 0 | 0 | 0 | 0 | 0
FixedInterchange | 0 | 0 | 0 | 0 | 0 | 0
Emission Cost by Reporting Type: SPP_N
ReportingType | 2015 | 2020 | 2025 | 2030 | 2035 | 2040
BM | 0 | 0 | 0 | 0 | 0 | 0
CC | 0 | 0 | 0 | 0 | 0 | 0
CSP | 0 | 0 | 0 | 0 | 0 | 0
CT | 0 | 0 | 0 | 0 | 0 | 0
Coal | 0 | 0 | 0 | 0 | 0 | 0
Geo | 0 | 0 | 0 | 0 | 0 | 0
H | 0 | 0 | 0 | 0 | 0 | 0
LFG | 0 | 0 | 0 | 0 | 0 | 0
Nuc | 0 | 0 | 0 | 0 | 0 | 0
PS | 0 | 0 | 0 | 0 | 0 | 0
PV | 0 | 0 | 0 | 0 | 0 | 0
PeakG | 0 | 0 | 0 | 0 | 0 | 0
PeakO | 0 | 0 | 0 | 0 | 0 | 0
ST | 0 | 0 | 0 | 0 | 0 | 0
STOG | 0 | 0 | 0 | 0 | 0 | 0
STWD | 0 | 0 | 0 | 0 | 0 | 0
WT | 0 | 0 | 0 | 0 | 0 | 0
IGCC | 0 | 0 | 0 | 0 | 0 | 0
DemandResponse | 0 | 0 | 0 | 0 | 0 | 0
IGCC-CCS | 0 | 0 | 0 | 0 | 0 | 0
WT_off | 0 | 0 | 0 | 0 | 0 | 0
PseudoUnit | 0 | 0 | 0 | 0 | 0 | 0
FixedInterchange | 0 | 0 | 0 | 0 | 0 | 0
Emission Cost by Reporting Type: SPP_S
ReportingType | 2015 | 2020 | 2025 | 2030 | 2035 | 2040
BM | 0 | 0 | 0 | 0 | 0 | 0
CC | 0 | 0 | 0 | 0 | 0 | 0
CSP | 0 | 0 | 0 | 0 | 0 | 0
CT | 0 | 0 | 0 | 0 | 0 | 0
Coal | 0 | 0 | 0 | 0 | 0 | 0
Geo | 0 | 0 | 0 | 0 | 0 | 0
H | 0 | 0 | 0 | 0 | 0 | 0
LFG | 0 | 0 | 0 | 0 | 0 | 0
Nuc | 0 | 0 | 0 | 0 | 0 | 0
PS | 0 | 0 | 0 | 0 | 0 | 0
PV | 0 | 0 | 0 | 0 | 0 | 0
PeakG | 0 | 0 | 0 | 0 | 0 | 0
PeakO | 0 | 0 | 0 | 0 | 0 | 0
ST | 0 | 0 | 0 | 0 | 0 | 0
STOG | 0 | 0 | 0 | 0 | 0 | 0
STWD | 0 | 0 | 0 | 0 | 0 | 0
WT | 0 | 0 | 0 | 0 | 0 | 0
IGCC | 0 | 0 | 0 | 0 | 0 | 0
DemandResponse | 0 | 0 | 0 | 0 | 0 | 0
IGCC-CCS | 0 | 0 | 0 | 0 | 0 | 0
WT_off | 0 | 0 | 0 | 0 | 0 | 0
PseudoUnit | 0 | 0 | 0 | 0 | 0 | 0
FixedInterchange | 0 | 0 | 0 | 0 | 0 | 0
Emission Cost by Reporting Type: TVA
ReportingType | 2015 | 2020 | 2025 | 2030 | 2035 | 2040
BM | 0 | 0 | 0 | 0 | 0 | 0
CC | 0 | 0 | 0 | 0 | 0 | 0
CSP | 0 | 0 | 0 | 0 | 0 | 0
CT | 0 | 0 | 0 | 0 | 0 | 0
Coal | 0 | 0 | 0 | 0 | 0 | 0
Geo | 0 | 0 | 0 | 0 | 0 | 0
H | 0 | 0 | 0 | 0 | 0 | 0
LFG | 0 | 0 | 0 | 0 | 0 | 0
Nuc | 0 | 0 | 0 | 0 | 0 | 0
PS | 0 | 0 | 0 | 0 | 0 | 0
PV | 0 | 0 | 0 | 0 | 0 | 0
PeakG | 0 | 0 | 0 | 0 | 0 | 0
PeakO | 0 | 0 | 0 | 0 | 0 | 0
ST | 0 | 0 | 0 | 0 | 0 | 0
STOG | 0 | 0 | 0 | 0 | 0 | 0
STWD | 0 | 0 | 0 | 0 | 0 | 0
WT | 0 | 0 | 0 | 0 | 0 | 0
IGCC | 0 | 0 | 0 | 0 | 0 | 0
DemandResponse | 0 | 0 | 0 | 0 | 0 | 0
IGCC-CCS | 0 | 0 | 0 | 0 | 0 | 0
WT_off | 0 | 0 | 0 | 0 | 0 | 0
PseudoUnit | 0 | 0 | 0 | 0 | 0 | 0
FixedInterchange | 0 | 0 | 0 | 0 | 0 | 0
Emission Cost by Reporting Type: TVA_Transmission
ReportingType | 2015 | 2020 | 2025 | 2030 | 2035 | 2040
BM | 0 | 0 | 0 | 0 | 0 | 0
CC | 0 | 0 | 0 | 0 | 0 | 0
CSP | 0 | 0 | 0 | 0 | 0 | 0
CT | 0 | 0 | 0 | 0 | 0 | 0
Coal | 0 | 0 | 0 | 0 | 0 | 0
Geo | 0 | 0 | 0 | 0 | 0 | 0
H | 0 | 0 | 0 | 0 | 0 | 0
LFG | 0 | 0 | 0 | 0 | 0 | 0
Nuc | 0 | 0 | 0 | 0 | 0 | 0
PS | 0 | 0 | 0 | 0 | 0 | 0
PV | 0 | 0 | 0 | 0 | 0 | 0
PeakG | 0 | 0 | 0 | 0 | 0 | 0
PeakO | 0 | 0 | 0 | 0 | 0 | 0
ST | 0 | 0 | 0 | 0 | 0 | 0
STOG | 0 | 0 | 0 | 0 | 0 | 0
STWD | 0 | 0 | 0 | 0 | 0 | 0
WT | 0 | 0 | 0 | 0 | 0 | 0
IGCC | 0 | 0 | 0 | 0 | 0 | 0
DemandResponse | 0 | 0 | 0 | 0 | 0 | 0
IGCC-CCS | 0 | 0 | 0 | 0 | 0 | 0
WT_off | 0 | 0 | 0 | 0 | 0 | 0
PseudoUnit | 0 | 0 | 0 | 0 | 0 | 0
FixedInterchange | 0 | 0 | 0 | 0 | 0 | 0
Emission Cost by Reporting Type: VACAR
ReportingType | 2015 | 2020 | 2025 | 2030 | 2035 | 2040
BM | 0 | 0 | 0 | 0 | 0 | 0
CC | 0 | 0 | 0 | 0 | 0 | 0
CSP | 0 | 0 | 0 | 0 | 0 | 0
CT | 0 | 0 | 0 | 0 | 0 | 0
Coal | 0 | 0 | 0 | 0 | 0 | 0
Geo | 0 | 0 | 0 | 0 | 0 | 0
H | 0 | 0 | 0 | 0 | 0 | 0
LFG | 0 | 0 | 0 | 0 | 0 | 0
Nuc | 0 | 0 | 0 | 0 | 0 | 0
PS | 0 | 0 | 0 | 0 | 0 | 0
PV | 0 | 0 | 0 | 0 | 0 | 0
PeakG | 0 | 0 | 0 | 0 | 0 | 0
PeakO | 0 | 0 | 0 | 0 | 0 | 0
ST | 0 | 0 | 0 | 0 | 0 | 0
STOG | 0 | 0 | 0 | 0 | 0 | 0
STWD | 0 | 0 | 0 | 0 | 0 | 0
WT | 0 | 0 | 0 | 0 | 0 | 0
IGCC | 0 | 0 | 0 | 0 | 0 | 0
DemandResponse | 0 | 0 | 0 | 0 | 0 | 0
IGCC-CCS | 0 | 0 | 0 | 0 | 0 | 0
WT_off | 0 | 0 | 0 | 0 | 0 | 0
PseudoUnit | 0 | 0 | 0 | 0 | 0 | 0
FixedInterchange | 0 | 0 | 0 | 0 | 0 | 0
Emission Cost by Reporting Type: IESO
ReportingType | 2015 | 2020 | 2025 | 2030 | 2035 | 2040
BM | 0 | 0 | 0 | 0 | 0 | 0
CC | 0 | 0 | 0 | 0 | 0 | 0
CSP | 0 | 0 | 0 | 0 | 0 | 0
CT | 0 | 0 | 0 | 0 | 0 | 0
Coal | 0 | 0 | 0 | 0 | 0 | 0
Geo | 0 | 0 | 0 | 0 | 0 | 0
H | 0 | 0 | 0 | 0 | 0 | 0
LFG | 0 | 0 | 0 | 0 | 0 | 0
Nuc | 0 | 0 | 0 | 0 | 0 | 0
PS | 0 | 0 | 0 | 0 | 0 | 0
PV | 0 | 0 | 0 | 0 | 0 | 0
PeakG | 0 | 0 | 0 | 0 | 0 | 0
PeakO | 0 | 0 | 0 | 0 | 0 | 0
ST | 0 | 0 | 0 | 0 | 0 | 0
STOG | 0 | 0 | 0 | 0 | 0 | 0
STWD | 0 | 0 | 0 | 0 | 0 | 0
WT | 0 | 0 | 0 | 0 | 0 | 0
IGCC | 0 | 0 | 0 | 0 | 0 | 0
DemandResponse | 0 | 0 | 0 | 0 | 0 | 0
IGCC-CCS | 0 | 0 | 0 | 0 | 0 | 0
WT_off | 0 | 0 | 0 | 0 | 0 | 0
PseudoUnit | 0 | 0 | 0 | 0 | 0 | 0
FixedInterchange | 0 | 0 | 0 | 0 | 0 | 0
Emission Cost by Reporting Type: MAPP_CA
ReportingType | 2015 | 2020 | 2025 | 2030 | 2035 | 2040
BM | 0 | 0 | 0 | 0 | 0 | 0
CC | 0 | 0 | 0 | 0 | 0 | 0
CSP | 0 | 0 | 0 | 0 | 0 | 0
CT | 0 | 0 | 0 | 0 | 0 | 0
Coal | 0 | 0 | 0 | 0 | 0 | 0
Geo | 0 | 0 | 0 | 0 | 0 | 0
H | 0 | 0 | 0 | 0 | 0 | 0
LFG | 0 | 0 | 0 | 0 | 0 | 0
Nuc | 0 | 0 | 0 | 0 | 0 | 0
PS | 0 | 0 | 0 | 0 | 0 | 0
PV | 0 | 0 | 0 | 0 | 0 | 0
PeakG | 0 | 0 | 0 | 0 | 0 | 0
PeakO | 0 | 0 | 0 | 0 | 0 | 0
ST | 0 | 0 | 0 | 0 | 0 | 0
STOG | 0 | 0 | 0 | 0 | 0 | 0
STWD | 0 | 0 | 0 | 0 | 0 | 0
WT | 0 | 0 | 0 | 0 | 0 | 0
IGCC | 0 | 0 | 0 | 0 | 0 | 0
DemandResponse | 0 | 0 | 0 | 0 | 0 | 0
IGCC-CCS | 0 | 0 | 0 | 0 | 0 | 0
WT_off | 0 | 0 | 0 | 0 | 0 | 0
PseudoUnit | 0 | 0 | 0 | 0 | 0 | 0
FixedInterchange | 0 | 0 | 0 | 0 | 0 | 0
Emission Cost by Reporting Type: AZ_NM_SNV_Coal
ReportingType | 2015 | 2020 | 2025 | 2030 | 2035 | 2040
BM | 0 | 0 | 0 | 0 | 0 | 0
CC | 0 | 0 | 0 | 0 | 0 | 0
CSP | 0 | 0 | 0 | 0 | 0 | 0
CT | 0 | 0 | 0 | 0 | 0 | 0
Coal | 0 | 0 | 0 | 0 | 0 | 0
Geo | 0 | 0 | 0 | 0 | 0 | 0
H | 0 | 0 | 0 | 0 | 0 | 0
LFG | 0 | 0 | 0 | 0 | 0 | 0
Nuc | 0 | 0 | 0 | 0 | 0 | 0
PS | 0 | 0 | 0 | 0 | 0 | 0
PV | 0 | 0 | 0 | 0 | 0 | 0
PeakG | 0 | 0 | 0 | 0 | 0 | 0
PeakO | 0 | 0 | 0 | 0 | 0 | 0
ST | 0 | 0 | 0 | 0 | 0 | 0
STOG | 0 | 0 | 0 | 0 | 0 | 0
STWD | 0 | 0 | 0 | 0 | 0 | 0
WT | 0 | 0 | 0 | 0 | 0 | 0
IGCC | 0 | 0 | 0 | 0 | 0 | 0
DemandResponse | 0 | 0 | 0 | 0 | 0 | 0
IGCC-CCS | 0 | 0 | 0 | 0 | 0 | 0
WT_off | 0 | 0 | 0 | 0 | 0 | 0
PseudoUnit | 0 | 0 | 0 | 0 | 0 | 0
FixedInterchange | 0 | 0 | 0 | 0 | 0 | 0
Emission Cost by Reporting Type: AZ_NM_SNV_Gas
ReportingType | 2015 | 2020 | 2025 | 2030 | 2035 | 2040
BM | 0 | 0 | 0 | 0 | 0 | 0
CC | 0 | 0 | 0 | 0 | 0 | 0
CSP | 0 | 0 | 0 | 0 | 0 | 0
CT | 0 | 0 | 0 | 0 | 0 | 0
Coal | 0 | 0 | 0 | 0 | 0 | 0
Geo | 0 | 0 | 0 | 0 | 0 | 0
H | 0 | 0 | 0 | 0 | 0 | 0
LFG | 0 | 0 | 0 | 0 | 0 | 0
Nuc | 0 | 0 | 0 | 0 | 0 | 0
PS | 0 | 0 | 0 | 0 | 0 | 0
PV | 0 | 0 | 0 | 0 | 0 | 0
PeakG | 0 | 0 | 0 | 0 | 0 | 0
PeakO | 0 | 0 | 0 | 0 | 0 | 0
ST | 0 | 0 | 0 | 0 | 0 | 0
STOG | 0 | 0 | 0 | 0 | 0 | 0
STWD | 0 | 0 | 0 | 0 | 0 | 0
WT | 0 | 0 | 0 | 0 | 0 | 0
IGCC | 0 | 0 | 0 | 0 | 0 | 0
DemandResponse | 0 | 0 | 0 | 0 | 0 | 0
IGCC-CCS | 0 | 0 | 0 | 0 | 0 | 0
WT_off | 0 | 0 | 0 | 0 | 0 | 0
PseudoUnit | 0 | 0 | 0 | 0 | 0 | 0
FixedInterchange | 0 | 0 | 0 | 0 | 0 | 0
Emission Cost by Reporting Type: AZ_NM_SNV_NucRenew
ReportingType | 2015 | 2020 | 2025 | 2030 | 2035 | 2040
BM | 0 | 0 | 0 | 0 | 0 | 0
CC | 0 | 0 | 0 | 0 | 0 | 0
CSP | 0 | 0 | 0 | 0 | 0 | 0
CT | 0 | 0 | 0 | 0 | 0 | 0
Coal | 0 | 0 | 0 | 0 | 0 | 0
Geo | 0 | 0 | 0 | 0 | 0 | 0
H | 0 | 0 | 0 | 0 | 0 | 0
LFG | 0 | 0 | 0 | 0 | 0 | 0
Nuc | 0 | 0 | 0 | 0 | 0 | 0
PS | 0 | 0 | 0 | 0 | 0 | 0
PV | 0 | 0 | 0 | 0 | 0 | 0
PeakG | 0 | 0 | 0 | 0 | 0 | 0
PeakO | 0 | 0 | 0 | 0 | 0 | 0
ST | 0 | 0 | 0 | 0 | 0 | 0
STOG | 0 | 0 | 0 | 0 | 0 | 0
STWD | 0 | 0 | 0 | 0 | 0 | 0
WT | 0 | 0 | 0 | 0 | 0 | 0
IGCC | 0 | 0 | 0 | 0 | 0 | 0
DemandResponse | 0 | 0 | 0 | 0 | 0 | 0
IGCC-CCS | 0 | 0 | 0 | 0 | 0 | 0
WT_off | 0 | 0 | 0 | 0 | 0 | 0
PseudoUnit | 0 | 0 | 0 | 0 | 0 | 0
FixedInterchange | 0 | 0 | 0 | 0 | 0 | 0
Emission Cost by Reporting Type: ERCOT
ReportingType | 2015 | 2020 | 2025 | 2030 | 2035 | 2040
BM | 0 | 0 | 0 | 0 | 0 | 0
CC | 0 | 0 | 0 | 0 | 0 | 0
CSP | 0 | 0 | 0 | 0 | 0 | 0
CT | 0 | 0 | 0 | 0 | 0 | 0
Coal | 0 | 0 | 0 | 0 | 0 | 0
Geo | 0 | 0 | 0 | 0 | 0 | 0
H | 0 | 0 | 0 | 0 | 0 | 0
LFG | 0 | 0 | 0 | 0 | 0 | 0
Nuc | 0 | 0 | 0 | 0 | 0 | 0
PS | 0 | 0 | 0 | 0 | 0 | 0
PV | 0 | 0 | 0 | 0 | 0 | 0
PeakG | 0 | 0 | 0 | 0 | 0 | 0
PeakO | 0 | 0 | 0 | 0 | 0 | 0
ST | 0 | 0 | 0 | 0 | 0 | 0
STOG | 0 | 0 | 0 | 0 | 0 | 0
STWD | 0 | 0 | 0 | 0 | 0 | 0
WT | 0 | 0 | 0 | 0 | 0 | 0
IGCC | 0 | 0 | 0 | 0 | 0 | 0
DemandResponse | 0 | 0 | 0 | 0 | 0 | 0
IGCC-CCS | 0 | 0 | 0 | 0 | 0 | 0
WT_off | 0 | 0 | 0 | 0 | 0 | 0
PseudoUnit | 0 | 0 | 0 | 0 | 0 | 0
FixedInterchange | 0 | 0 | 0 | 0 | 0 | 0
Emission Cost by Reporting Type: NP15
ReportingType | 2015 | 2020 | 2025 | 2030 | 2035 | 2040
BM | 0 | 0 | 0 | 0 | 0 | 0
CC | 0 | 0 | 0 | 0 | 0 | 0
CSP | 0 | 0 | 0 | 0 | 0 | 0
CT | 0 | 0 | 0 | 0 | 0 | 0
Coal | 0 | 0 | 0 | 0 | 0 | 0
Geo | 0 | 0 | 0 | 0 | 0 | 0
H | 0 | 0 | 0 | 0 | 0 | 0
LFG | 0 | 0 | 0 | 0 | 0 | 0
Nuc | 0 | 0 | 0 | 0 | 0 | 0
PS | 0 | 0 | 0 | 0 | 0 | 0
PV | 0 | 0 | 0 | 0 | 0 | 0
PeakG | 0 | 0 | 0 | 0 | 0 | 0
PeakO | 0 | 0 | 0 | 0 | 0 | 0
ST | 0 | 0 | 0 | 0 | 0 | 0
STOG | 0 | 0 | 0 | 0 | 0 | 0
STWD | 0 | 0 | 0 | 0 | 0 | 0
WT | 0 | 0 | 0 | 0 | 0 | 0
IGCC | 0 | 0 | 0 | 0 | 0 | 0
DemandResponse | 0 | 0 | 0 | 0 | 0 | 0
IGCC-CCS | 0 | 0 | 0 | 0 | 0 | 0
WT_off | 0 | 0 | 0 | 0 | 0 | 0
PseudoUnit | 0 | 0 | 0 | 0 | 0 | 0
FixedInterchange | 0 | 0 | 0 | 0 | 0 | 0
Emission Cost by Reporting Type: NWPP_Coal
ReportingType | 2015 | 2020 | 2025 | 2030 | 2035 | 2040
BM | 0 | 0 | 0 | 0 | 0 | 0
CC | 0 | 0 | 0 | 0 | 0 | 0
CSP | 0 | 0 | 0 | 0 | 0 | 0
CT | 0 | 0 | 0 | 0 | 0 | 0
Coal | 0 | 0 | 0 | 0 | 0 | 0
Geo | 0 | 0 | 0 | 0 | 0 | 0
H | 0 | 0 | 0 | 0 | 0 | 0
LFG | 0 | 0 | 0 | 0 | 0 | 0
Nuc | 0 | 0 | 0 | 0 | 0 | 0
PS | 0 | 0 | 0 | 0 | 0 | 0
PV | 0 | 0 | 0 | 0 | 0 | 0
PeakG | 0 | 0 | 0 | 0 | 0 | 0
PeakO | 0 | 0 | 0 | 0 | 0 | 0
ST | 0 | 0 | 0 | 0 | 0 | 0
STOG | 0 | 0 | 0 | 0 | 0 | 0
STWD | 0 | 0 | 0 | 0 | 0 | 0
WT | 0 | 0 | 0 | 0 | 0 | 0
IGCC | 0 | 0 | 0 | 0 | 0 | 0
DemandResponse | 0 | 0 | 0 | 0 | 0 | 0
IGCC-CCS | 0 | 0 | 0 | 0 | 0 | 0
WT_off | 0 | 0 | 0 | 0 | 0 | 0
PseudoUnit | 0 | 0 | 0 | 0 | 0 | 0
FixedInterchange | 0 | 0 | 0 | 0 | 0 | 0
Emission Cost by Reporting Type: NWPP_Gas
ReportingType | 2015 | 2020 | 2025 | 2030 | 2035 | 2040
BM | 0 | 0 | 0 | 0 | 0 | 0
CC | 0 | 0 | 0 | 0 | 0 | 0
CSP | 0 | 0 | 0 | 0 | 0 | 0
CT | 0 | 0 | 0 | 0 | 0 | 0
Coal | 0 | 0 | 0 | 0 | 0 | 0
Geo | 0 | 0 | 0 | 0 | 0 | 0
H | 0 | 0 | 0 | 0 | 0 | 0
LFG | 0 | 0 | 0 | 0 | 0 | 0
Nuc | 0 | 0 | 0 | 0 | 0 | 0
PS | 0 | 0 | 0 | 0 | 0 | 0
PV | 0 | 0 | 0 | 0 | 0 | 0
PeakG | 0 | 0 | 0 | 0 | 0 | 0
PeakO | 0 | 0 | 0 | 0 | 0 | 0
ST | 0 | 0 | 0 | 0 | 0 | 0
STOG | 0 | 0 | 0 | 0 | 0 | 0
STWD | 0 | 0 | 0 | 0 | 0 | 0
WT | 0 | 0 | 0 | 0 | 0 | 0
IGCC | 0 | 0 | 0 | 0 | 0 | 0
DemandResponse | 0 | 0 | 0 | 0 | 0 | 0
IGCC-CCS | 0 | 0 | 0 | 0 | 0 | 0
WT_off | 0 | 0 | 0 | 0 | 0 | 0
PseudoUnit | 0 | 0 | 0 | 0 | 0 | 0
FixedInterchange | 0 | 0 | 0 | 0 | 0 | 0
Emission Cost by Reporting Type: NWPP_NucRenew
ReportingType | 2015 | 2020 | 2025 | 2030 | 2035 | 2040
BM | 0 | 0 | 0 | 0 | 0 | 0
CC | 0 | 0 | 0 | 0 | 0 | 0
CSP | 0 | 0 | 0 | 0 | 0 | 0
CT | 0 | 0 | 0 | 0 | 0 | 0
Coal | 0 | 0 | 0 | 0 | 0 | 0
Geo | 0 | 0 | 0 | 0 | 0 | 0
H | 0 | 0 | 0 | 0 | 0 | 0
LFG | 0 | 0 | 0 | 0 | 0 | 0
Nuc | 0 | 0 | 0 | 0 | 0 | 0
PS | 0 | 0 | 0 | 0 | 0 | 0
PV | 0 | 0 | 0 | 0 | 0 | 0
PeakG | 0 | 0 | 0 | 0 | 0 | 0
PeakO | 0 | 0 | 0 | 0 | 0 | 0
ST | 0 | 0 | 0 | 0 | 0 | 0
STOG | 0 | 0 | 0 | 0 | 0 | 0
STWD | 0 | 0 | 0 | 0 | 0 | 0
WT | 0 | 0 | 0 | 0 | 0 | 0
IGCC | 0 | 0 | 0 | 0 | 0 | 0
DemandResponse | 0 | 0 | 0 | 0 | 0 | 0
IGCC-CCS | 0 | 0 | 0 | 0 | 0 | 0
WT_off | 0 | 0 | 0 | 0 | 0 | 0
PseudoUnit | 0 | 0 | 0 | 0 | 0 | 0
FixedInterchange | 0 | 0 | 0 | 0 | 0 | 0
Emission Cost by Reporting Type: RMPA
ReportingType | 2015 | 2020 | 2025 | 2030 | 2035 | 2040
BM | 0 | 0 | 0 | 0 | 0 | 0
CC | 0 | 0 | 0 | 0 | 0 | 0
CSP | 0 | 0 | 0 | 0 | 0 | 0
CT | 0 | 0 | 0 | 0 | 0 | 0
Coal | 0 | 0 | 0 | 0 | 0 | 0
Geo | 0 | 0 | 0 | 0 | 0 | 0
H | 0 | 0 | 0 | 0 | 0 | 0
LFG | 0 | 0 | 0 | 0 | 0 | 0
Nuc | 0 | 0 | 0 | 0 | 0 | 0
PS | 0 | 0 | 0 | 0 | 0 | 0
PV | 0 | 0 | 0 | 0 | 0 | 0
PeakG | 0 | 0 | 0 | 0 | 0 | 0
PeakO | 0 | 0 | 0 | 0 | 0 | 0
ST | 0 | 0 | 0 | 0 | 0 | 0
STOG | 0 | 0 | 0 | 0 | 0 | 0
STWD | 0 | 0 | 0 | 0 | 0 | 0
WT | 0 | 0 | 0 | 0 | 0 | 0
IGCC | 0 | 0 | 0 | 0 | 0 | 0
DemandResponse | 0 | 0 | 0 | 0 | 0 | 0
IGCC-CCS | 0 | 0 | 0 | 0 | 0 | 0
WT_off | 0 | 0 | 0 | 0 | 0 | 0
PseudoUnit | 0 | 0 | 0 | 0 | 0 | 0
FixedInterchange | 0 | 0 | 0 | 0 | 0 | 0
Emission Cost by Reporting Type: SP15
ReportingType | 2015 | 2020 | 2025 | 2030 | 2035 | 2040
BM | 0 | 0 | 0 | 0 | 0 | 0
CC | 0 | 0 | 0 | 0 | 0 | 0
CSP | 0 | 0 | 0 | 0 | 0 | 0
CT | 0 | 0 | 0 | 0 | 0 | 0
Coal | 0 | 0 | 0 | 0 | 0 | 0
Geo | 0 | 0 | 0 | 0 | 0 | 0
H | 0 | 0 | 0 | 0 | 0 | 0
LFG | 0 | 0 | 0 | 0 | 0 | 0
Nuc | 0 | 0 | 0 | 0 | 0 | 0
PS | 0 | 0 | 0 | 0 | 0 | 0
PV | 0 | 0 | 0 | 0 | 0 | 0
PeakG | 0 | 0 | 0 | 0 | 0 | 0
PeakO | 0 | 0 | 0 | 0 | 0 | 0
ST | 0 | 0 | 0 | 0 | 0 | 0
STOG | 0 | 0 | 0 | 0 | 0 | 0
STWD | 0 | 0 | 0 | 0 | 0 | 0
WT | 0 | 0 | 0 | 0 | 0 | 0
IGCC | 0 | 0 | 0 | 0 | 0 | 0
DemandResponse | 0 | 0 | 0 | 0 | 0 | 0
IGCC-CCS | 0 | 0 | 0 | 0 | 0 | 0
WT_off | 0 | 0 | 0 | 0 | 0 | 0
PseudoUnit | 0 | 0 | 0 | 0 | 0 | 0
FixedInterchange | 0 | 0 | 0 | 0 | 0 | 0
Emission Cost by Reporting Type: ALB
ReportingType | 2015 | 2020 | 2025 | 2030 | 2035 | 2040
BM | 0 | 0 | 0 | 0 | 0 | 0
CC | 0 | 0 | 0 | 0 | 0 | 0
CSP | 0 | 0 | 0 | 0 | 0 | 0
CT | 0 | 0 | 0 | 0 | 0 | 0
Coal | 0 | 0 | 0 | 0 | 0 | 0
Geo | 0 | 0 | 0 | 0 | 0 | 0
H | 0 | 0 | 0 | 0 | 0 | 0
LFG | 0 | 0 | 0 | 0 | 0 | 0
Nuc | 0 | 0 | 0 | 0 | 0 | 0
PS | 0 | 0 | 0 | 0 | 0 | 0
PV | 0 | 0 | 0 | 0 | 0 | 0
PeakG | 0 | 0 | 0 | 0 | 0 | 0
PeakO | 0 | 0 | 0 | 0 | 0 | 0
ST | 0 | 0 | 0 | 0 | 0 | 0
STOG | 0 | 0 | 0 | 0 | 0 | 0
STWD | 0 | 0 | 0 | 0 | 0 | 0
WT | 0 | 0 | 0 | 0 | 0 | 0
IGCC | 0 | 0 | 0 | 0 | 0 | 0
DemandResponse | 0 | 0 | 0 | 0 | 0 | 0
IGCC-CCS | 0 | 0 | 0 | 0 | 0 | 0
WT_off | 0 | 0 | 0 | 0 | 0 | 0
PseudoUnit | 0 | 0 | 0 | 0 | 0 | 0
FixedInterchange | 0 | 0 | 0 | 0 | 0 | 0
Emission Cost by Reporting Type: BC
ReportingType | 2015 | 2020 | 2025 | 2030 | 2035 | 2040
BM | 0 | 0 | 0 | 0 | 0 | 0
CC | 0 | 0 | 0 | 0 | 0 | 0
CSP | 0 | 0 | 0 | 0 | 0 | 0
CT | 0 | 0 | 0 | 0 | 0 | 0
Coal | 0 | 0 | 0 | 0 | 0 | 0
Geo | 0 | 0 | 0 | 0 | 0 | 0
H | 0 | 0 | 0 | 0 | 0 | 0
LFG | 0 | 0 | 0 | 0 | 0 | 0
Nuc | 0 | 0 | 0 | 0 | 0 | 0
PS | 0 | 0 | 0 | 0 | 0 | 0
PV | 0 | 0 | 0 | 0 | 0 | 0
PeakG | 0 | 0 | 0 | 0 | 0 | 0
PeakO | 0 | 0 | 0 | 0 | 0 | 0
ST | 0 | 0 | 0 | 0 | 0 | 0
STOG | 0 | 0 | 0 | 0 | 0 | 0
STWD | 0 | 0 | 0 | 0 | 0 | 0
WT | 0 | 0 | 0 | 0 | 0 | 0
IGCC | 0 | 0 | 0 | 0 | 0 | 0
DemandResponse | 0 | 0 | 0 | 0 | 0 | 0
IGCC-CCS | 0 | 0 | 0 | 0 | 0 | 0
WT_off | 0 | 0 | 0 | 0 | 0 | 0
PseudoUnit | 0 | 0 | 0 | 0 | 0 | 0
FixedInterchange | 0 | 0 | 0 | 0 | 0 | 0
Emission Cost by Reporting Type: HQ_IESO
ReportingType | 2015 | 2020 | 2025 | 2030 | 2035 | 2040
BM | 0 | 0 | 0 | 0 | 0 | 0
CC | 0 | 0 | 0 | 0 | 0 | 0
CSP | 0 | 0 | 0 | 0 | 0 | 0
CT | 0 | 0 | 0 | 0 | 0 | 0
Coal | 0 | 0 | 0 | 0 | 0 | 0
Geo | 0 | 0 | 0 | 0 | 0 | 0
H | 0 | 0 | 0 | 0 | 0 | 0
LFG | 0 | 0 | 0 | 0 | 0 | 0
Nuc | 0 | 0 | 0 | 0 | 0 | 0
PS | 0 | 0 | 0 | 0 | 0 | 0
PV | 0 | 0 | 0 | 0 | 0 | 0
PeakG | 0 | 0 | 0 | 0 | 0 | 0
PeakO | 0 | 0 | 0 | 0 | 0 | 0
ST | 0 | 0 | 0 | 0 | 0 | 0
STOG | 0 | 0 | 0 | 0 | 0 | 0
STWD | 0 | 0 | 0 | 0 | 0 | 0
WT | 0 | 0 | 0 | 0 | 0 | 0
IGCC | 0 | 0 | 0 | 0 | 0 | 0
DemandResponse | 0 | 0 | 0 | 0 | 0 | 0
IGCC-CCS | 0 | 0 | 0 | 0 | 0 | 0
WT_off | 0 | 0 | 0 | 0 | 0 | 0
PseudoUnit | 0 | 0 | 0 | 0 | 0 | 0
FixedInterchange | 0 | 0 | 0 | 0 | 0 | 0
Emission Cost by Reporting Type: HQ_NEISO
ReportingType | 2015 | 2020 | 2025 | 2030 | 2035 | 2040
BM | 0 | 0 | 0 | 0 | 0 | 0
CC | 0 | 0 | 0 | 0 | 0 | 0
CSP | 0 | 0 | 0 | 0 | 0 | 0
CT | 0 | 0 | 0 | 0 | 0 | 0
Coal | 0 | 0 | 0 | 0 | 0 | 0
Geo | 0 | 0 | 0 | 0 | 0 | 0
H | 0 | 0 | 0 | 0 | 0 | 0
LFG | 0 | 0 | 0 | 0 | 0 | 0
Nuc | 0 | 0 | 0 | 0 | 0 | 0
PS | 0 | 0 | 0 | 0 | 0 | 0
PV | 0 | 0 | 0 | 0 | 0 | 0
PeakG | 0 | 0 | 0 | 0 | 0 | 0
PeakO | 0 | 0 | 0 | 0 | 0 | 0
ST | 0 | 0 | 0 | 0 | 0 | 0
STOG | 0 | 0 | 0 | 0 | 0 | 0
STWD | 0 | 0 | 0 | 0 | 0 | 0
WT | 0 | 0 | 0 | 0 | 0 | 0
IGCC | 0 | 0 | 0 | 0 | 0 | 0
DemandResponse | 0 | 0 | 0 | 0 | 0 | 0
IGCC-CCS | 0 | 0 | 0 | 0 | 0 | 0
WT_off | 0 | 0 | 0 | 0 | 0 | 0
PseudoUnit | 0 | 0 | 0 | 0 | 0 | 0
FixedInterchange | 0 | 0 | 0 | 0 | 0 | 0
Emission Cost by Reporting Type: HQ_NY
ReportingType | 2015 | 2020 | 2025 | 2030 | 2035 | 2040
BM | 0 | 0 | 0 | 0 | 0 | 0
CC | 0 | 0 | 0 | 0 | 0 | 0
CSP | 0 | 0 | 0 | 0 | 0 | 0
CT | 0 | 0 | 0 | 0 | 0 | 0
Coal | 0 | 0 | 0 | 0 | 0 | 0
Geo | 0 | 0 | 0 | 0 | 0 | 0
H | 0 | 0 | 0 | 0 | 0 | 0
LFG | 0 | 0 | 0 | 0 | 0 | 0
Nuc | 0 | 0 | 0 | 0 | 0 | 0
PS | 0 | 0 | 0 | 0 | 0 | 0
PV | 0 | 0 | 0 | 0 | 0 | 0
PeakG | 0 | 0 | 0 | 0 | 0 | 0
PeakO | 0 | 0 | 0 | 0 | 0 | 0
ST | 0 | 0 | 0 | 0 | 0 | 0
STOG | 0 | 0 | 0 | 0 | 0 | 0
STWD | 0 | 0 | 0 | 0 | 0 | 0
WT | 0 | 0 | 0 | 0 | 0 | 0
IGCC | 0 | 0 | 0 | 0 | 0 | 0
DemandResponse | 0 | 0 | 0 | 0 | 0 | 0
IGCC-CCS | 0 | 0 | 0 | 0 | 0 | 0
WT_off | 0 | 0 | 0 | 0 | 0 | 0
PseudoUnit | 0 | 0 | 0 | 0 | 0 | 0
FixedInterchange | 0 | 0 | 0 | 0 | 0 | 0
Emission Cost by Reporting Type: MARITIMES
ReportingType | 2015 | 2020 | 2025 | 2030 | 2035 | 2040
BM | 0 | 0 | 0 | 0 | 0 | 0
CC | 0 | 0 | 0 | 0 | 0 | 0
CSP | 0 | 0 | 0 | 0 | 0 | 0
CT | 0 | 0 | 0 | 0 | 0 | 0
Coal | 0 | 0 | 0 | 0 | 0 | 0
Geo | 0 | 0 | 0 | 0 | 0 | 0
H | 0 | 0 | 0 | 0 | 0 | 0
LFG | 0 | 0 | 0 | 0 | 0 | 0
Nuc | 0 | 0 | 0 | 0 | 0 | 0
PS | 0 | 0 | 0 | 0 | 0 | 0
PV | 0 | 0 | 0 | 0 | 0 | 0
PeakG | 0 | 0 | 0 | 0 | 0 | 0
PeakO | 0 | 0 | 0 | 0 | 0 | 0
ST | 0 | 0 | 0 | 0 | 0 | 0
STOG | 0 | 0 | 0 | 0 | 0 | 0
STWD | 0 | 0 | 0 | 0 | 0 | 0
WT | 0 | 0 | 0 | 0 | 0 | 0
IGCC | 0 | 0 | 0 | 0 | 0 | 0
DemandResponse | 0 | 0 | 0 | 0 | 0 | 0
IGCC-CCS | 0 | 0 | 0 | 0 | 0 | 0
WT_off | 0 | 0 | 0 | 0 | 0 | 0
PseudoUnit | 0 | 0 | 0 | 0 | 0 | 0
FixedInterchange | 0 | 0 | 0 | 0 | 0 | 0
Emission Cost by Reporting Type: All
ReportingType | 2015 | 2020 | 2025 | 2030 | 2035 | 2040
BM | 0 | 0 | 0 | 0 | 0 | 0
CC | 0 | 0 | 0 | 0 | 0 | 0
CSP | 0 | 0 | 0 | 0 | 0 | 0
CT | 0 | 0 | 0 | 0 | 0 | 0
Coal | 0 | 0 | 0 | 0 | 0 | 0
Geo | 0 | 0 | 0 | 0 | 0 | 0
H | 0 | 0 | 0 | 0 | 0 | 0
LFG | 0 | 0 | 0 | 0 | 0 | 0
Nuc | 0 | 0 | 0 | 0 | 0 | 0
PS | 0 | 0 | 0 | 0 | 0 | 0
PV | 0 | 0 | 0 | 0 | 0 | 0
PeakG | 0 | 0 | 0 | 0 | 0 | 0
PeakO | 0 | 0 | 0 | 0 | 0 | 0
ST | 0 | 0 | 0 | 0 | 0 | 0
STOG | 0 | 0 | 0 | 0 | 0 | 0
STWD | 0 | 0 | 0 | 0 | 0 | 0
WT | 0 | 0 | 0 | 0 | 0 | 0
IGCC | 0 | 0 | 0 | 0 | 0 | 0
DemandResponse | 0 | 0 | 0 | 0 | 0 | 0
IGCC-CCS | 0 | 0 | 0 | 0 | 0 | 0
WT_off | 0 | 0 | 0 | 0 | 0 | 0
PseudoUnit | 0 | 0 | 0 | 0 | 0 | 0
FixedInterchange | 0 | 0 | 0 | 0 | 0 | 0
Emission Cost by Reporting Type: EI_US
ReportingType | 2015 | 2020 | 2025 | 2030 | 2035 | 2040
BM | 0 | 0 | 0 | 0 | 0 | 0
CC | 0 | 0 | 0 | 0 | 0 | 0
CSP | 0 | 0 | 0 | 0 | 0 | 0
CT | 0 | 0 | 0 | 0 | 0 | 0
Coal | 0 | 0 | 0 | 0 | 0 | 0
Geo | 0 | 0 | 0 | 0 | 0 | 0
H | 0 | 0 | 0 | 0 | 0 | 0
LFG | 0 | 0 | 0 | 0 | 0 | 0
Nuc | 0 | 0 | 0 | 0 | 0 | 0
PS | 0 | 0 | 0 | 0 | 0 | 0
PV | 0 | 0 | 0 | 0 | 0 | 0
PeakG | 0 | 0 | 0 | 0 | 0 | 0
PeakO | 0 | 0 | 0 | 0 | 0 | 0
ST | 0 | 0 | 0 | 0 | 0 | 0
STOG | 0 | 0 | 0 | 0 | 0 | 0
STWD | 0 | 0 | 0 | 0 | 0 | 0
WT | 0 | 0 | 0 | 0 | 0 | 0
IGCC | 0 | 0 | 0 | 0 | 0 | 0
DemandResponse | 0 | 0 | 0 | 0 | 0 | 0
IGCC-CCS | 0 | 0 | 0 | 0 | 0 | 0
WT_off | 0 | 0 | 0 | 0 | 0 | 0
PseudoUnit | 0 | 0 | 0 | 0 | 0 | 0
FixedInterchange | 0 | 0 | 0 | 0 | 0 | 0
Emission Cost by Reporting Type: EI_Canada
ReportingType | 2015 | 2020 | 2025 | 2030 | 2035 | 2040
BM | 0 | 0 | 0 | 0 | 0 | 0
CC | 0 | 0 | 0 | 0 | 0 | 0
CSP | 0 | 0 | 0 | 0 | 0 | 0
CT | 0 | 0 | 0 | 0 | 0 | 0
Coal | 0 | 0 | 0 | 0 | 0 | 0
Geo | 0 | 0 | 0 | 0 | 0 | 0
H | 0 | 0 | 0 | 0 | 0 | 0
LFG | 0 | 0 | 0 | 0 | 0 | 0
Nuc | 0 | 0 | 0 | 0 | 0 | 0
PS | 0 | 0 | 0 | 0 | 0 | 0
PV | 0 | 0 | 0 | 0 | 0 | 0
PeakG | 0 | 0 | 0 | 0 | 0 | 0
PeakO | 0 | 0 | 0 | 0 | 0 | 0
ST | 0 | 0 | 0 | 0 | 0 | 0
STOG | 0 | 0 | 0 | 0 | 0 | 0
STWD | 0 | 0 | 0 | 0 | 0 | 0
WT | 0 | 0 | 0 | 0 | 0 | 0
IGCC | 0 | 0 | 0 | 0 | 0 | 0
DemandResponse | 0 | 0 | 0 | 0 | 0 | 0
IGCC-CCS | 0 | 0 | 0 | 0 | 0 | 0
WT_off | 0 | 0 | 0 | 0 | 0 | 0
PseudoUnit | 0 | 0 | 0 | 0 | 0 | 0
FixedInterchange | 0 | 0 | 0 | 0 | 0 | 0
Emission Cost by Reporting Type: EI
ReportingType | 2015 | 2020 | 2025 | 2030 | 2035 | 2040
BM | 0 | 0 | 0 | 0 | 0 | 0
CC | 0 | 0 | 0 | 0 | 0 | 0
CSP | 0 | 0 | 0 | 0 | 0 | 0
CT | 0 | 0 | 0 | 0 | 0 | 0
Coal | 0 | 0 | 0 | 0 | 0 | 0
Geo | 0 | 0 | 0 | 0 | 0 | 0
H | 0 | 0 | 0 | 0 | 0 | 0
LFG | 0 | 0 | 0 | 0 | 0 | 0
Nuc | 0 | 0 | 0 | 0 | 0 | 0
PS | 0 | 0 | 0 | 0 | 0 | 0
PV | 0 | 0 | 0 | 0 | 0 | 0
PeakG | 0 | 0 | 0 | 0 | 0 | 0
PeakO | 0 | 0 | 0 | 0 | 0 | 0
ST | 0 | 0 | 0 | 0 | 0 | 0
STOG | 0 | 0 | 0 | 0 | 0 | 0
STWD | 0 | 0 | 0 | 0 | 0 | 0
WT | 0 | 0 | 0 | 0 | 0 | 0
IGCC | 0 | 0 | 0 | 0 | 0 | 0
DemandResponse | 0 | 0 | 0 | 0 | 0 | 0
IGCC-CCS | 0 | 0 | 0 | 0 | 0 | 0
WT_off | 0 | 0 | 0 | 0 | 0 | 0
PseudoUnit | 0 | 0 | 0 | 0 | 0 | 0
FixedInterchange | 0 | 0 | 0 | 0 | 0 | 0
Emission Cost by Reporting Type: Outside_EI
ReportingType | 2015 | 2020 | 2025 | 2030 | 2035 | 2040
BM | 0 | 0 | 0 | 0 | 0 | 0
CC | 0 | 0 | 0 | 0 | 0 | 0
CSP | 0 | 0 | 0 | 0 | 0 | 0
CT | 0 | 0 | 0 | 0 | 0 | 0
Coal | 0 | 0 | 0 | 0 | 0 | 0
Geo | 0 | 0 | 0 | 0 | 0 | 0
H | 0 | 0 | 0 | 0 | 0 | 0
LFG | 0 | 0 | 0 | 0 | 0 | 0
Nuc | 0 | 0 | 0 | 0 | 0 | 0
PS | 0 | 0 | 0 | 0 | 0 | 0
PV | 0 | 0 | 0 | 0 | 0 | 0
PeakG | 0 | 0 | 0 | 0 | 0 | 0
PeakO | 0 | 0 | 0 | 0 | 0 | 0
ST | 0 | 0 | 0 | 0 | 0 | 0
STOG | 0 | 0 | 0 | 0 | 0 | 0
STWD | 0 | 0 | 0 | 0 | 0 | 0
WT | 0 | 0 | 0 | 0 | 0 | 0
IGCC | 0 | 0 | 0 | 0 | 0 | 0
DemandResponse | 0 | 0 | 0 | 0 | 0 | 0
IGCC-CCS | 0 | 0 | 0 | 0 | 0 | 0
WT_off | 0 | 0 | 0 | 0 | 0 | 0
PseudoUnit | 0 | 0 | 0 | 0 | 0 | 0
FixedInterchange | 0 | 0 | 0 | 0 | 0 | 0
==== Emission Program: Carbon : (CO2) ====
Emission Cost by Reporting Type: Entergy
ReportingType | 2015 | 2020 | 2025 | 2030 | 2035 | 2040
BM | 0 | 0 | 0 | 0 | 0 | 0
CC | 732.23 | 1445.46 | 2346.03 | 4465.86 | 3794.09 | 1581.83
CSP | 0 | 0 | 0 | 0 | 0 | 0
CT | 0 | 0 | 0 | 0 | 0 | 0
Coal | 1466.79 | 187.03 | 32.71 | 0.8 | 0 | 0
Geo | 0 | 0 | 0 | 0 | 0 | 0
H | 0 | 0 | 0 | 0 | 0 | 0
LFG | 0 | 0 | 0 | 0 | 0 | 0
Nuc | 0 | 0 | 0 | 0 | 0 | 0
PS | 0 | 0 | 0 | 0 | 0 | 0
PV | 0 | 0 | 0 | 0 | 0 | 0
PeakG | 0 | 0 | 0.17 | 0 | 0 | 0
PeakO | 0 | 0 | 0 | 0 | 0 | 0
ST | 0 | 0 | 0 | 0 | 0 | 0
STOG | 5.66 | 12.29 | 0 | 0 | 0 | 0
STWD | 0 | 0 | 0 | 0 | 0 | 0
WT | 0 | 0 | 0 | 0 | 0 | 0
IGCC | 0 | 0 | 0 | 0 | 0 | 0
DemandResponse | 0 | 0 | 0 | 0 | 0 | 0
IGCC-CCS | 0 | 0 | 0 | 0 | 0 | 0
WT_off | 0 | 0 | 0 | 0 | 0 | 0
PseudoUnit | 0 | 0 | 0 | 0 | 0 | 0
FixedInterchange | 0 | 0 | 0 | 0 | 0 | 0
Emission Cost by Reporting Type: FRCC
ReportingType | 2015 | 2020 | 2025 | 2030 | 2035 | 2040
BM | 0 | 0 | 0 | 0 | 0 | 0
CC | 1845.32 | 2728.63 | 4324.18 | 5370.62 | 4021.35 | 3656.43
CSP | 0 | 0 | 0 | 0 | 0 | 0
CT | 7.47 | 18.35 | 33.91 | 28.38 | 0 | 0
Coal | 460.92 | 249.46 | 72.69 | 23.18 | 126.47 | 219.83
Geo | 0 | 0 | 0 | 0 | 0 | 0
H | 0 | 0 | 0 | 0 | 0 | 0
LFG | 0 | 0 | 0 | 0 | 0 | 0
Nuc | 0 | 0 | 0 | 0 | 0 | 0
PS | 0 | 0 | 0 | 0 | 0 | 0
PV | 0 | 0 | 0 | 0 | 0 | 0
PeakG | 6.2 | 13.98 | 21.03 | 5.75 | 14.68 | 16.37
PeakO | 0 | 0 | 0 | 0 | 0 | 0
ST | 0 | 0 | 0 | 0 | 0 | 0
STOG | 0 | 0 | 0 | 0 | 0 | 0
STWD | 0 | 0 | 0 | 0 | 0 | 0
WT | 0 | 0 | 0 | 0 | 0 | 0
IGCC | 0 | 0 | 0 | 0 | 0 | 0
DemandResponse | 0 | 0 | 0 | 0 | 0 | 0
IGCC-CCS | 0 | 0 | 0 | 0 | 0 | 0
WT_off | 0 | 0 | 0 | 0 | 0 | 0
PseudoUnit | 0 | 0 | 0 | 0 | 0 | 0
FixedInterchange | 0 | 0 | 0 | 0 | 0 | 0
Emission Cost by Reporting Type: MAPP_US
ReportingType | 2015 | 2020 | 2025 | 2030 | 2035 | 2040
BM | 0 | 0 | 0 | 0 | 0 | 0
CC | 9.68 | 2.9 | 7.27 | 10.17 | 18.83 | 15.39
CSP | 0 | 0 | 0 | 0 | 0 | 0
CT | 0 | 0 | 0 | 0 | 0.64 | 1.4
Coal | 309.65 | 159.86 | 0 | 0 | 0 | 0
Geo | 0 | 0 | 0 | 0 | 0 | 0
H | 0 | 0 | 0 | 0 | 0 | 0
LFG | 0 | 0 | 0 | 0 | 0 | 0
Nuc | 0 | 0 | 0 | 0 | 0 | 0
PS | 0 | 0 | 0 | 0 | 0 | 0
PV | 0 | 0 | 0 | 0 | 0 | 0
PeakG | 0.96 | 2.73 | 2.23 | 12.62 | 14.11 | 13.53
PeakO | 0 | 0 | 0 | 0 | 0 | 0
ST | 0 | 0 | 0 | 0 | 0 | 0
STOG | 0 | 0 | 0 | 0 | 0 | 0
STWD | 0 | 0 | 0 | 0 | 0 | 0
WT | 0 | 0 | 0 | 0 | 0 | 0
IGCC | 0 | 0 | 0 | 0 | 0 | 0
DemandResponse | 0 | 0 | 0 | 0 | 0 | 0
IGCC-CCS | 0 | 0 | 0 | 0 | 0 | 0
WT_off | 0 | 0 | 0 | 0 | 0 | 0
PseudoUnit | 0 | 0 | 0 | 0 | 0 | 0
FixedInterchange | 0 | 0 | 0 | 0 | 0 | 0
Emission Cost by Reporting Type: MISO_IN
ReportingType | 2015 | 2020 | 2025 | 2030 | 2035 | 2040
BM | 0 | 0 | 0 | 0 | 0 | 0
CC | 259.96 | 2028.34 | 3371.89 | 6886.08 | 10785.63 | 3067.57
CSP | 0 | 0 | 0 | 0 | 0 | 0
CT | 0 | 0 | 0 | 0 | 0 | 0
Coal | 1285.05 | 727.23 | 156.46 | 90.99 | 518.24 | 765.26
Geo | 0 | 0 | 0 | 0 | 0 | 0
H | 0 | 0 | 0 | 0 | 0 | 0
LFG | 0 | 0 | 0 | 0 | 0 | 0
Nuc | 0 | 0 | 0 | 0 | 0 | 0
PS | 0 | 0 | 0 | 0 | 0 | 0
PV | 0 | 0 | 0 | 0 | 0 | 0
PeakG | 0 | 0 | 0 | 0 | 0 | 0
PeakO | 0 | 0 | 0 | 0 | 0 | 0
ST | 0 | 0 | 0 | 0 | 0 | 0
STOG | 0.48 | 0.68 | 1.12 | 2.51 | 0.42 | 0
STWD | 0 | 0 | 0 | 0 | 0 | 0
WT | 0 | 0 | 0 | 0 | 0 | 0
IGCC | 100.97 | 143.38 | 48.76 | 0.66 | 0 | 0
DemandResponse | 0 | 0 | 0 | 0 | 0 | 0
IGCC-CCS | 0 | 0 | 0 | 0 | 0 | 0
WT_off | 0 | 0 | 0 | 0 | 0 | 0
PseudoUnit | 0 | 0 | 0 | 0 | 0 | 0
FixedInterchange | 0 | 0 | 0 | 0 | 0 | 0
Emission Cost by Reporting Type: MISO_MI
ReportingType | 2015 | 2020 | 2025 | 2030 | 2035 | 2040
BM | 0 | 0 | 0 | 0 | 0 | 0
CC | 209.73 | 264.38 | 471.04 | 657.21 | 881.9 | 43.38
CSP | 0 | 0 | 0 | 0 | 0 | 0
CT | 0 | 0 | 0 | 0 | 0 | 0
Coal | 626.21 | 0 | 0 | 0 | 0 | 0
Geo | 0 | 0 | 0 | 0 | 0 | 0
H | 0 | 0 | 0 | 0 | 0 | 0
LFG | 0 | 0 | 0 | 0 | 0 | 0
Nuc | 0 | 0 | 0 | 0 | 0 | 0
PS | 0 | 0 | 0 | 0 | 0 | 0
PV | 0 | 0 | 0 | 0 | 0 | 0
PeakG | 0.25 | 0.15 | 0.76 | 0 | 0 | 0
PeakO | 0 | 0 | 0 | 0 | 0 | 0
ST | 0 | 0 | 0 | 0 | 0 | 0
STOG | 4.8 | 2.17 | 3.55 | 9.4 | 2.79 | 0
STWD | 0 | 0 | 0 | 0 | 0 | 0
WT | 0 | 0 | 0 | 0 | 0 | 0
IGCC | 0 | 0 | 0 | 0 | 0 | 0
DemandResponse | 0 | 0 | 0 | 0 | 0 | 0
IGCC-CCS | 0 | 0 | 0 | 0 | 0 | 0
WT_off | 0 | 0 | 0 | 0 | 0 | 0
PseudoUnit | 0 | 0 | 0 | 0 | 0 | 0
FixedInterchange | 0 | 0 | 0 | 0 | 0 | 0
Emission Cost by Reporting Type: MISO_MO-IL
ReportingType | 2015 | 2020 | 2025 | 2030 | 2035 | 2040
BM | 0 | 0 | 0 | 0 | 0 | 0
CC | 28.61 | 218.44 | 345.8 | 441.72 | 435.72 | 260.73
CSP | 0 | 0 | 0 | 0 | 0 | 0
CT | 0 | 0 | 0 | 0 | 0 | 0
Coal | 1889.07 | 574.25 | 191.05 | 20.59 | 104.08 | 148.58
Geo | 0 | 0 | 0 | 0 | 0 | 0
H | 0 | 0 | 0 | 0 | 0 | 0
LFG | 0 | 0 | 0 | 0 | 0 | 0
Nuc | 0 | 0 | 0 | 0 | 0 | 0
PS | 0 | 0 | 0 | 0 | 0 | 0
PV | 0 | 0 | 0 | 0 | 0 | 0
PeakG | 3.46 | 13.04 | 4.51 | 65.18 | 68.06 | 52.4
PeakO | 0 | 0 | 0 | 0 | 0 | 0
ST | 0 | 0 | 0 | 0 | 0 | 0
STOG | 0.09 | 0.45 | 0.21 | 0 | 0 | 0
STWD | 0 | 0 | 0 | 0 | 0 | 0
WT | 0 | 0 | 0 | 0 | 0 | 0
IGCC | 0 | 0 | 0 | 0 | 0 | 0
DemandResponse | 0 | 0 | 0 | 0 | 0 | 0
IGCC-CCS | 0 | 0 | 0 | 0 | 0 | 0
WT_off | 0 | 0 | 0 | 0 | 0 | 0
PseudoUnit | 0 | 0 | 0 | 0 | 0 | 0
FixedInterchange | 0 | 0 | 0 | 0 | 0 | 0
Emission Cost by Reporting Type: MISO_W
ReportingType | 2015 | 2020 | 2025 | 2030 | 2035 | 2040
BM | 0 | 0 | 0 | 0 | 0 | 0
CC | 90.4 | 162.06 | 76.08 | 168.52 | 208.21 | 234.62
CSP | 0 | 0 | 0 | 0 | 0 | 0
CT | 0 | 0 | 0 | 0 | 0 | 0
Coal | 1911.51 | 1111.63 | 87.64 | 50.5 | 93.53 | 133.52
Geo | 0 | 0 | 0 | 0 | 0 | 0
H | 0 | 0 | 0 | 0 | 0 | 0
LFG | 0 | 0 | 0 | 0 | 0 | 0
Nuc | 0 | 0 | 0 | 0 | 0 | 0
PS | 0 | 0 | 0 | 0 | 0 | 0
PV | 0 | 0 | 0 | 0 | 0 | 0
PeakG | 4.04 | 9.83 | 1.37 | 14.58 | 38.96 | 1.84
PeakO | 0 | 0 | 0 | 0 | 0 | 0
ST | 0 | 0 | 0 | 0 | 0 | 0
STOG | 0 | 0 | 0 | 0 | 0 | 0
STWD | 0 | 0 | 0 | 0 | 0 | 0
WT | 0 | 0 | 0 | 0 | 0 | 0
IGCC | 0 | 0 | 0 | 0 | 0 | 0
DemandResponse | 0 | 0 | 0 | 0 | 0 | 0
IGCC-CCS | 0 | 0 | 0 | 0 | 0 | 0
WT_off | 0 | 0 | 0 | 0 | 0 | 0
PseudoUnit | 0 | 0 | 0 | 0 | 0 | 0
FixedInterchange | 0 | 0 | 0 | 0 | 0 | 0
Emission Cost by Reporting Type: MISO_WUMS
ReportingType | 2015 | 2020 | 2025 | 2030 | 2035 | 2040
BM | 0 | 0 | 0 | 0 | 0 | 0
CC | 485.15 | 897.2 | 1328.71 | 2484.05 | 4404.84 | 699.04
CSP | 0 | 0 | 0 | 0 | 0 | 0
CT | 0 | 0 | 0 | 0 | 0 | 0
Coal | 300.5 | 52.8 | 30.82 | 16.95 | 75.05 | 164.97
Geo | 0 | 0 | 0 | 0 | 0 | 0
H | 0 | 0 | 0 | 0 | 0 | 0
LFG | 0 | 0 | 0 | 0 | 0 | 0
Nuc | 0 | 0 | 0 | 0 | 0 | 0
PS | 0 | 0 | 0 | 0 | 0 | 0
PV | 0 | 0 | 0 | 0 | 0 | 0
PeakG | 0 | 0 | 0 | 0 | 0 | 0
PeakO | 0 | 0 | 0 | 0 | 0 | 0
ST | 0 | 0 | 0 | 0 | 0 | 0
STOG | 0 | 0 | 0 | 0 | 0 | 0
STWD | 0 | 0 | 0 | 0 | 0 | 0
WT | 0 | 0 | 0 | 0 | 0 | 0
IGCC | 0 | 0 | 0 | 0 | 0 | 0
DemandResponse | 0 | 0 | 0 | 0 | 0 | 0
IGCC-CCS | 0 | 0 | 0 | 0 | 0 | 0
WT_off | 0 | 0 | 0 | 0 | 0 | 0
PseudoUnit | 0 | 0 | 0 | 0 | 0 | 0
FixedInterchange | 0 | 0 | 0 | 0 | 0 | 0
Emission Cost by Reporting Type: Nebraska
ReportingType | 2015 | 2020 | 2025 | 2030 | 2035 | 2040
BM | 0 | 0 | 0 | 0 | 0 | 0
CC | 20.88 | 209.88 | 342.1 | 612.77 | 643.31 | 429.64
CSP | 0 | 0 | 0 | 0 | 0 | 0
CT | 0 | 0 | 0 | 0 | 0 | 0
Coal | 861.1 | 93.02 | 35.85 | 54.64 | 90.42 | 129.07
Geo | 0 | 0 | 0 | 0 | 0 | 0
H | 0 | 0 | 0 | 0 | 0 | 0
LFG | 0 | 0 | 0 | 0 | 0 | 0
Nuc | 0 | 0 | 0 | 0 | 0 | 0
PS | 0 | 0 | 0 | 0 | 0 | 0
PV | 0 | 0 | 0 | 0 | 0 | 0
PeakG | 0.73 | 0.04 | 0 | 3.58 | 0.3 | 0
PeakO | 0 | 0 | 0 | 0 | 0 | 0
ST | 0 | 0 | 0 | 0 | 0 | 0
STOG | 0 | 0 | 0 | 0 | 0 | 0
STWD | 0 | 0 | 0 | 0 | 0 | 0
WT | 0 | 0 | 0 | 0 | 0 | 0
IGCC | 0 | 0 | 0 | 0 | 0 | 0
DemandResponse | 0 | 0 | 0 | 0 | 0 | 0
IGCC-CCS | 0 | 0 | 0 | 0 | 0 | 0
WT_off | 0 | 0 | 0 | 0 | 0 | 0
PseudoUnit | 0 | 0 | 0 | 0 | 0 | 0
FixedInterchange | 0 | 0 | 0 | 0 | 0 | 0
Emission Cost by Reporting Type: NEISO
ReportingType | 2015 | 2020 | 2025 | 2030 | 2035 | 2040
BM | 0 | 0 | 0 | 0 | 0 | 0
CC | 419.04 | 393.84 | 535.68 | 595.06 | 583.33 | 503.97
CSP | 0 | 0 | 0 | 0 | 0 | 0
CT | 0.01 | 0.12 | 0.39 | 0 | 0 | 0
Coal | 0.9 | 0 | 0 | 0 | 0 | 0
Geo | 0 | 0 | 0 | 0 | 0 | 0
H | 0 | 0 | 0 | 0 | 0 | 0
LFG | 0 | 0 | 0 | 0 | 0 | 0
Nuc | 0 | 0 | 0 | 0 | 0 | 0
PS | 0 | 0 | 0 | 0 | 0 | 0
PV | 0 | 0 | 0 | 0 | 0 | 0
PeakG | 0.12 | 0.67 | 1.33 | 0 | 0.44 | 0.61
PeakO | 0 | 0 | 0 | 0 | 0 | 0
ST | 0 | 0 | 0 | 0 | 0 | 0
STOG | 0 | 0 | 0 | 0 | 0 | 0
STWD | 0 | 0 | 0 | 0 | 0 | 0
WT | 0 | 0 | 0 | 0 | 0 | 0
IGCC | 0 | 0 | 0 | 0 | 0 | 0
DemandResponse | 0 | 0 | 0 | 0 | 0 | 0
IGCC-CCS | 0 | 0 | 0 | 0 | 0 | 0
WT_off | 0 | 0 | 0 | 0 | 0 | 0
PseudoUnit | 0 | 0 | 0 | 0 | 0 | 0
FixedInterchange | 0 | 0 | 0 | 0 | 0 | 0
Emission Cost by Reporting Type: NonRTO_Midwest
ReportingType | 2015 | 2020 | 2025 | 2030 | 2035 | 2040
BM | 0 | 0 | 0 | 0 | 0 | 0
CC | 201.02 | 532.76 | 872.45 | 1946.34 | 3042.32 | 213.58
CSP | 0 | 0 | 0 | 0 | 0 | 0
CT | 0 | 0 | 0 | 0 | 0 | 0
Coal | 913.99 | 614.23 | 218.81 | 101.68 | 227.81 | 325.21
Geo | 0 | 0 | 0 | 0 | 0 | 0
H | 0 | 0 | 0 | 0 | 0 | 0
LFG | 0 | 0 | 0 | 0 | 0 | 0
Nuc | 0 | 0 | 0 | 0 | 0 | 0
PS | 0 | 0 | 0 | 0 | 0 | 0
PV | 0 | 0 | 0 | 0 | 0 | 0
PeakG | 2.33 | 1.35 | 7.04 | 19.6 | 6.93 | 0
PeakO | 0 | 0 | 0 | 0 | 0 | 0
ST | 0 | 0 | 0 | 0 | 0 | 0
STOG | 0 | 0 | 0 | 0 | 0 | 0
STWD | 0 | 0 | 0 | 0 | 0 | 0
WT | 0 | 0 | 0 | 0 | 0 | 0
IGCC | 0 | 0 | 0 | 0 | 0 | 0
DemandResponse | 0 | 0 | 0 | 0 | 0 | 0
IGCC-CCS | 0 | 0 | 0 | 0 | 0 | 0
WT_off | 0 | 0 | 0 | 0 | 0 | 0
PseudoUnit | 0 | 0 | 0 | 0 | 0 | 0
FixedInterchange | 0 | 0 | 0 | 0 | 0 | 0
Emission Cost by Reporting Type: NYISO_A-F
ReportingType | 2015 | 2020 | 2025 | 2030 | 2035 | 2040
BM | 0 | 0 | 0 | 0 | 0 | 0
CC | 78.63 | 140.02 | 133.81 | 222.35 | 75.22 | 74.56
CSP | 0 | 0 | 0 | 0 | 0 | 0
CT | 0 | 0 | 0 | 0 | 0 | 0
Coal | 0 | 0 | 0 | 0 | 0 | 0
Geo | 0 | 0 | 0 | 0 | 0 | 0
H | 0 | 0 | 0 | 0 | 0 | 0
LFG | 0 | 0 | 0 | 0 | 0 | 0
Nuc | 0 | 0 | 0 | 0 | 0 | 0
PS | 0 | 0 | 0 | 0 | 0 | 0
PV | 0 | 0 | 0 | 0 | 0 | 0
PeakG | 0.03 | 0.13 | 0 | 0 | 0 | 0
PeakO | 0 | 0 | 0 | 0 | 0 | 0
ST | 0 | 0 | 0 | 0 | 0 | 0
STOG | 0 | 0 | 0 | 0 | 0 | 0
STWD | 0 | 0 | 0 | 0 | 0 | 0
WT | 0 | 0 | 0 | 0 | 0 | 0
IGCC | 0 | 0 | 0 | 0 | 0 | 0
DemandResponse | 0 | 0 | 0 | 0 | 0 | 0
IGCC-CCS | 0 | 0 | 0 | 0 | 0 | 0
WT_off | 0 | 0 | 0 | 0 | 0 | 0
PseudoUnit | 0 | 0 | 0 | 0 | 0 | 0
FixedInterchange | 0 | 0 | 0 | 0 | 0 | 0
Emission Cost by Reporting Type: NYISO_G-I
ReportingType | 2015 | 2020 | 2025 | 2030 | 2035 | 2040
BM | 0 | 0 | 0 | 0 | 0 | 0
CC | 39.52 | 93.53 | 81.73 | 63.87 | 112.3 | 73.99
CSP | 0 | 0 | 0 | 0 | 0 | 0
CT | 0 | 0 | 0 | 0 | 0 | 0
Coal | 0 | 0 | 0 | 0 | 0 | 0
Geo | 0 | 0 | 0 | 0 | 0 | 0
H | 0 | 0 | 0 | 0 | 0 | 0
LFG | 0 | 0 | 0 | 0 | 0 | 0
Nuc | 0 | 0 | 0 | 0 | 0 | 0
PS | 0 | 0 | 0 | 0 | 0 | 0
PV | 0 | 0 | 0 | 0 | 0 | 0
PeakG | 0 | 0 | 0.03 | 0.08 | 0.14 | 0.01
PeakO | 0 | 0 | 0 | 0 | 0 | 0
ST | 0 | 0 | 0 | 0 | 0 | 0
STOG | 0 | 0 | 0 | 0 | 0 | 0
STWD | 0 | 0 | 0 | 0 | 0 | 0
WT | 0 | 0 | 0 | 0 | 0 | 0
IGCC | 0 | 0 | 0 | 0 | 0 | 0
DemandResponse | 0 | 0 | 0 | 0 | 0 | 0
IGCC-CCS | 0 | 0 | 0 | 0 | 0 | 0
WT_off | 0 | 0 | 0 | 0 | 0 | 0
PseudoUnit | 0 | 0 | 0 | 0 | 0 | 0
FixedInterchange | 0 | 0 | 0 | 0 | 0 | 0
Emission Cost by Reporting Type: NYISO_J-K
ReportingType | 2015 | 2020 | 2025 | 2030 | 2035 | 2040
BM | 0 | 0 | 0 | 0 | 0 | 0
CC | 228.57 | 350.33 | 520.07 | 693.22 | 1131.5 | 1236.79
CSP | 0 | 0 | 0 | 0 | 0 | 0
CT | 0 | 0 | 0 | 0 | 0 | 0
Coal | 0 | 0 | 0 | 0 | 0 | 0
Geo | 0 | 0 | 0 | 0 | 0 | 0
H | 0 | 0 | 0 | 0 | 0 | 0
LFG | 0 | 0 | 0 | 0 | 0 | 0
Nuc | 0 | 0 | 0 | 0 | 0 | 0
PS | 0 | 0 | 0 | 0 | 0 | 0
PV | 0 | 0 | 0 | 0 | 0 | 0
PeakG | 0.75 | 1.62 | 4.2 | 9.15 | 48.77 | 51.11
PeakO | 0 | 0 | 0 | 0 | 0 | 0
ST | 0 | 0 | 0 | 0 | 0 | 0
STOG | 6.77 | 14.06 | 33.6 | 71.17 | 59.2 | 45.79
STWD | 0 | 0 | 0 | 0 | 0 | 0
WT | 0 | 0 | 0 | 0 | 0 | 0
IGCC | 0 | 0 | 0 | 0 | 0 | 0
DemandResponse | 0 | 0 | 0 | 0 | 0 | 0
IGCC-CCS | 0 | 0 | 0 | 0 | 0 | 0
WT_off | 0 | 0 | 0 | 0 | 0 | 0
PseudoUnit | 0 | 0 | 0 | 0 | 0 | 0
FixedInterchange | 0 | 0 | 0 | 0 | 0 | 0
Emission Cost by Reporting Type: PJM_E
ReportingType | 2015 | 2020 | 2025 | 2030 | 2035 | 2040
BM | 0 | 0 | 0 | 0 | 0 | 0
CC | 448.73 | 699.29 | 1287.65 | 2299.53 | 3447.21 | 2027.09
CSP | 0 | 0 | 0 | 0 | 0 | 0
CT | 0 | 0.06 | 0.18 | 0 | 0 | 0
Coal | 16.51 | 17.13 | 11.92 | 0.62 | 20.39 | 61.1
Geo | 0 | 0 | 0 | 0 | 0 | 0
H | 0 | 0 | 0 | 0 | 0 | 0
LFG | 0 | 0 | 0 | 0 | 0 | 0
Nuc | 0 | 0 | 0 | 0 | 0 | 0
PS | 0 | 0 | 0 | 0 | 0 | 0
PV | 0 | 0 | 0 | 0 | 0 | 0
PeakG | 0.59 | 5.53 | 17.61 | 56.46 | 46.34 | 53.61
PeakO | 0 | 0 | 0 | 0 | 0 | 0
ST | 0 | 0 | 0 | 0 | 0 | 0
STOG | 4.28 | 10.75 | 0 | 0 | 0 | 0
STWD | 0 | 0 | 0 | 0 | 0 | 0
WT | 0 | 0 | 0 | 0 | 0 | 0
IGCC | 0 | 0 | 0 | 0 | 0 | 0
DemandResponse | 0 | 0 | 0 | 0 | 0 | 0
IGCC-CCS | 0 | 0 | 0 | 0 | 0 | 0
WT_off | 0 | 0 | 0 | 0 | 0 | 0
PseudoUnit | 0 | 0 | 0 | 0 | 0 | 0
FixedInterchange | 0 | 0 | 0 | 0 | 0 | 0
Emission Cost by Reporting Type: PJM_ROM
ReportingType | 2015 | 2020 | 2025 | 2030 | 2035 | 2040
BM | 0 | 0 | 0 | 0 | 0 | 0
CC | 205.51 | 327.02 | 610.1 | 1079.55 | 1469.36 | 291.37
CSP | 0 | 0 | 0 | 0 | 0 | 0
CT | 0 | 0.04 | 0.11 | 0.25 | 0 | 0
Coal | 289.42 | 99.33 | 18.46 | 13.5 | 47.05 | 66.83
Geo | 0 | 0 | 0 | 0 | 0 | 0
H | 0 | 0 | 0 | 0 | 0 | 0
LFG | 0 | 0 | 0 | 0 | 0 | 0
Nuc | 0 | 0 | 0 | 0 | 0 | 0
PS | 0 | 0 | 0 | 0 | 0 | 0
PV | 0 | 0 | 0 | 0 | 0 | 0
PeakG | 0 | 0.32 | 1.98 | 25.81 | 26.08 | 34.11
PeakO | 0 | 0 | 0 | 0 | 0 | 0
ST | 0 | 0 | 0 | 0 | 0 | 0
STOG | 10.4 | 23.87 | 3.44 | 0 | 0 | 0
STWD | 0 | 0 | 0 | 0 | 0 | 0
WT | 0 | 0 | 0 | 0 | 0 | 0
IGCC | 0 | 0 | 0 | 0 | 0 | 0
DemandResponse | 0 | 0 | 0 | 0 | 0 | 0
IGCC-CCS | 0 | 0 | 0 | 0 | 0 | 0
WT_off | 0 | 0 | 0 | 0 | 0 | 0
PseudoUnit | 0 | 0 | 0 | 0 | 0 | 0
FixedInterchange | 0 | 0 | 0 | 0 | 0 | 0
Emission Cost by Reporting Type: PJM_ROR
ReportingType | 2015 | 2020 | 2025 | 2030 | 2035 | 2040
BM | 0 | 0 | 0 | 0 | 0 | 0
CC | 1606.15 | 2853.85 | 4938.67 | 9758.04 | 14845.04 | 1552.4
CSP | 0 | 0 | 0 | 0 | 0 | 0
CT | 0.05 | 0.06 | 0.2 | 0.45 | 0 | 0
Coal | 4621.89 | 3522.48 | 723.31 | 315.22 | 969.84 | 1384.49
Geo | 0 | 0 | 0 | 0 | 0 | 0
H | 0 | 0 | 0 | 0 | 0 | 0
LFG | 0 | 0 | 0 | 0 | 0 | 0
Nuc | 0 | 0 | 0 | 0 | 0 | 0
PS | 0 | 0 | 0 | 0 | 0 | 0
PV | 0 | 0 | 0 | 0 | 0 | 0
PeakG | 13.5 | 23.55 | 68.94 | 125.28 | 171.35 | 93.52
PeakO | 0 | 0 | 0 | 0 | 0 | 0
ST | 0 | 0 | 0 | 0 | 0 | 0
STOG | 6.08 | 16.86 | 13.35 | 0 | 0 | 0
STWD | 0 | 0 | 0 | 0 | 0 | 0
WT | 0 | 0 | 0 | 0 | 0 | 0
IGCC | 0 | 0 | 0 | 0 | 0 | 0
DemandResponse | 0 | 0 | 0 | 0 | 0 | 0
IGCC-CCS | 0 | 0 | 0 | 0 | 0 | 0
WT_off | 0 | 0 | 0 | 0 | 0 | 0
PseudoUnit | 0 | 0 | 0 | 0 | 0 | 0
FixedInterchange | 0 | 0 | 0 | 0 | 0 | 0
Emission Cost by Reporting Type: SOCO
ReportingType | 2015 | 2020 | 2025 | 2030 | 2035 | 2040
BM | 0 | 0 | 0 | 0 | 0 | 0
CC | 1451.84 | 2403.08 | 4056.01 | 5738.56 | 3996.92 | 1100.11
CSP | 0 | 0 | 0 | 0 | 0 | 0
CT | 0 | 0 | 0 | 0 | 0 | 0
Coal | 955.87 | 449.58 | 40.89 | 122.16 | 226.27 | 323.01
Geo | 0 | 0 | 0 | 0 | 0 | 0
H | 0 | 0 | 0 | 0 | 0 | 0
LFG | 0 | 0 | 0 | 0 | 0 | 0
Nuc | 0 | 0 | 0 | 0 | 0 | 0
PS | 0 | 0 | 0 | 0 | 0 | 0
PV | 0 | 0 | 0 | 0 | 0 | 0
PeakG | 11.04 | 22.07 | 67.04 | 9.24 | 23.61 | 15.5
PeakO | 0 | 0 | 0 | 0 | 0 | 0
ST | 0 | 0 | 0 | 0 | 0 | 0
STOG | 0 | 0 | 0 | 0 | 0 | 0
STWD | 0 | 0 | 0 | 0 | 0 | 0
WT | 0 | 0 | 0 | 0 | 0 | 0
IGCC | 0 | 0 | 0 | 0 | 0 | 0
DemandResponse | 0 | 0 | 0 | 0 | 0 | 0
IGCC-CCS | 0 | 0 | 0 | 0 | 0 | 0
WT_off | 0 | 0 | 0 | 0 | 0 | 0
PseudoUnit | 0 | 0 | 0 | 0 | 0 | 0
FixedInterchange | 0 | 0 | 0 | 0 | 0 | 0
Emission Cost by Reporting Type: SPP_N
ReportingType | 2015 | 2020 | 2025 | 2030 | 2035 | 2040
BM | 0 | 0 | 0 | 0 | 0 | 0
CC | 127.03 | 386.45 | 536.35 | 1074.2 | 708.14 | 680.74
CSP | 0 | 0 | 0 | 0 | 0 | 0
CT | 0 | 0 | 0 | 0 | 0 | 0
Coal | 1532.43 | 714.23 | 110.04 | 47.77 | 210.25 | 300.14
Geo | 0 | 0 | 0 | 0 | 0 | 0
H | 0 | 0 | 0 | 0 | 0 | 0
LFG | 0 | 0 | 0 | 0 | 0 | 0
Nuc | 0 | 0 | 0 | 0 | 0 | 0
PS | 0 | 0 | 0 | 0 | 0 | 0
PV | 0 | 0 | 0 | 0 | 0 | 0
PeakG | 0.32 | 0 | 0 | 1.73 | 0 | 0
PeakO | 0 | 0 | 0 | 0 | 0 | 0
ST | 0 | 0 | 0 | 0 | 0 | 0
STOG | 2.8 | 0.45 | 3.11 | 14.6 | 0 | 0
STWD | 0 | 0 | 0 | 0 | 0 | 0
WT | 0 | 0 | 0 | 0 | 0 | 0
IGCC | 0 | 0 | 0 | 0 | 0 | 0
DemandResponse | 0 | 0 | 0 | 0 | 0 | 0
IGCC-CCS | 0 | 0 | 0 | 0 | 0 | 0
WT_off | 0 | 0 | 0 | 0 | 0 | 0
PseudoUnit | 0 | 0 | 0 | 0 | 0 | 0
FixedInterchange | 0 | 0 | 0 | 0 | 0 | 0
Emission Cost by Reporting Type: SPP_S
ReportingType | 2015 | 2020 | 2025 | 2030 | 2035 | 2040
BM | 0 | 0 | 0 | 0 | 0 | 0
CC | 419.35 | 614.87 | 1146.15 | 2382.35 | 1983.43 | 1984.63
CSP | 0 | 0 | 0 | 0 | 0 | 0
CT | 0.21 | 0 | 0 | 0 | 0 | 9.14
Coal | 2145.99 | 308.1 | 43.32 | 0 | 0 | 0
Geo | 0 | 0 | 0 | 0 | 0 | 0
H | 0 | 0 | 0 | 0 | 0 | 0
LFG | 0 | 0 | 0 | 0 | 0 | 0
Nuc | 0 | 0 | 0 | 0 | 0 | 0
PS | 0 | 0 | 0 | 0 | 0 | 0
PV | 0 | 0 | 0 | 0 | 0 | 0
PeakG | 0 | 0 | 0 | 0 | 0 | 0
PeakO | 0 | 0 | 0 | 0 | 0 | 0
ST | 0 | 0 | 0 | 0 | 0 | 0
STOG | 31.1 | 12.67 | 48.94 | 81 | 35.44 | 13.97
STWD | 0 | 0 | 0 | 0 | 0 | 0
WT | 0 | 0 | 0 | 0 | 0 | 0
IGCC | 0 | 0 | 0 | 0 | 0 | 0
DemandResponse | 0 | 0 | 0 | 0 | 0 | 0
IGCC-CCS | 0 | 0 | 0 | 0 | 0 | 0
WT_off | 0 | 0 | 0 | 0 | 0 | 0
PseudoUnit | 0 | 0 | 0 | 0 | 0 | 0
FixedInterchange | 0 | 0 | 0 | 0 | 0 | 0
Emission Cost by Reporting Type: TVA
ReportingType | 2015 | 2020 | 2025 | 2030 | 2035 | 2040
BM | 0 | 0 | 0 | 0 | 0 | 0
CC | 464.91 | 974.26 | 1766.56 | 3663.29 | 3230.82 | 428.95
CSP | 0 | 0 | 0 | 0 | 0 | 0
CT | 0 | 0 | 0 | 0 | 0 | 0
Coal | 870.47 | 488.62 | 25.51 | 0 | 0 | 0
Geo | 0 | 0 | 0 | 0 | 0 | 0
H | 0 | 0 | 0 | 0 | 0 | 0
LFG | 0 | 0 | 0 | 0 | 0 | 0
Nuc | 0 | 0 | 0 | 0 | 0 | 0
PS | 0 | 0 | 0 | 0 | 0 | 0
PV | 0 | 0 | 0 | 0 | 0 | 0
PeakG | 0 | 0 | 0 | 0 | 0 | 0
PeakO | 0 | 0 | 0 | 0 | 0 | 0
ST | 0 | 0 | 0 | 0 | 0 | 0
STOG | 0 | 0 | 0 | 0 | 0 | 0
STWD | 0 | 0 | 0 | 0 | 0 | 0
WT | 0 | 0 | 0 | 0 | 0 | 0
IGCC | 0 | 0 | 0 | 0 | 0 | 0
DemandResponse | 0 | 0 | 0 | 0 | 0 | 0
IGCC-CCS | 0 | 0 | 0 | 0 | 0 | 0
WT_off | 0 | 0 | 0 | 0 | 0 | 0
PseudoUnit | 0 | 0 | 0 | 0 | 0 | 0
FixedInterchange | 0 | 0 | 0 | 0 | 0 | 0
Emission Cost by Reporting Type: TVA_Transmission
ReportingType | 2015 | 2020 | 2025 | 2030 | 2035 | 2040
BM | 0 | 0 | 0 | 0 | 0 | 0
CC | 0 | 0 | 0 | 0 | 0 | 0
CSP | 0 | 0 | 0 | 0 | 0 | 0
CT | 0 | 0 | 0 | 0 | 0 | 0
Coal | 0 | 0 | 0 | 0 | 0 | 0
Geo | 0 | 0 | 0 | 0 | 0 | 0
H | 0 | 0 | 0 | 0 | 0 | 0
LFG | 0 | 0 | 0 | 0 | 0 | 0
Nuc | 0 | 0 | 0 | 0 | 0 | 0
PS | 0 | 0 | 0 | 0 | 0 | 0
PV | 0 | 0 | 0 | 0 | 0 | 0
PeakG | 0 | 0 | 0 | 0 | 0 | 0
PeakO | 0 | 0 | 0 | 0 | 0 | 0
ST | 0 | 0 | 0 | 0 | 0 | 0
STOG | 0 | 0 | 0 | 0 | 0 | 0
STWD | 0 | 0 | 0 | 0 | 0 | 0
WT | 0 | 0 | 0 | 0 | 0 | 0
IGCC | 0 | 0 | 0 | 0 | 0 | 0
DemandResponse | 0 | 0 | 0 | 0 | 0 | 0
IGCC-CCS | 0 | 0 | 0 | 0 | 0 | 0
WT_off | 0 | 0 | 0 | 0 | 0 | 0
PseudoUnit | 0 | 0 | 0 | 0 | 0 | 0
FixedInterchange | 0 | 0 | 0 | 0 | 0 | 0
Emission Cost by Reporting Type: VACAR
ReportingType | 2015 | 2020 | 2025 | 2030 | 2035 | 2040
BM | 0 | 0 | 0 | 0 | 0 | 0
CC | 1125.45 | 1570.43 | 2503.5 | 4876.75 | 3565.35 | 1310.7
CSP | 0 | 0 | 0 | 0 | 0 | 0
CT | 1.13 | 1.61 | 5.02 | 0 | 0 | 0
Coal | 631.72 | 523.82 | 103.49 | 62.33 | 127.15 | 185.45
Geo | 0 | 0 | 0 | 0 | 0 | 0
H | 0 | 0 | 0 | 0 | 0 | 0
LFG | 0 | 0 | 0 | 0 | 0 | 0
Nuc | 0 | 0 | 0 | 0 | 0 | 0
PS | 0 | 0 | 0 | 0 | 0 | 0
PV | 0 | 0 | 0 | 0 | 0 | 0
PeakG | 1.66 | 5.22 | 14.65 | 34.91 | 18.34 | 27.41
PeakO | 0 | 0 | 0 | 0 | 0 | 0
ST | 0 | 0 | 0 | 0 | 0 | 0
STOG | 0 | 0 | 0 | 0 | 0 | 0
STWD | 0 | 0 | 0 | 0 | 0 | 0
WT | 0 | 0 | 0 | 0 | 0 | 0
IGCC | 0 | 0 | 0 | 0 | 0 | 0
DemandResponse | 0 | 0 | 0 | 0 | 0 | 0
IGCC-CCS | 0 | 0 | 0 | 0 | 0 | 0
WT_off | 0 | 0 | 0 | 0 | 0 | 0
PseudoUnit | 0 | 0 | 0 | 0 | 0 | 0
FixedInterchange | 0 | 0 | 0 | 0 | 0 | 0
Emission Cost by Reporting Type: IESO
ReportingType | 2015 | 2020 | 2025 | 2030 | 2035 | 2040
BM | 0 | 0 | 0 | 0 | 0 | 0
CC | 53.8 | 6.8 | 2.06 | 5.05 | 3.51 | 11.9
CSP | 0 | 0 | 0 | 0 | 0 | 0
CT | 0 | 0.08 | 0 | 0 | 0 | 0
Coal | 0 | 0 | 0 | 0 | 0 | 0
Geo | 0 | 0 | 0 | 0 | 0 | 0
H | 0 | 0 | 0 | 0 | 0 | 0
LFG | 0 | 0 | 0 | 0 | 0 | 0
Nuc | 0 | 0 | 0 | 0 | 0 | 0
PS | 0 | 0 | 0 | 0 | 0 | 0
PV | 0 | 0 | 0 | 0 | 0 | 0
PeakG | 0 | 0 | 0 | 0 | 0 | 0
PeakO | 0 | 0 | 0 | 0 | 0 | 0
ST | 0 | 0 | 0 | 0 | 0 | 0
STOG | 0 | 0 | 0 | 0 | 0 | 0
STWD | 0 | 0 | 0 | 0 | 0 | 0
WT | 0 | 0 | 0 | 0 | 0 | 0
IGCC | 0 | 0 | 0 | 0 | 0 | 0
DemandResponse | 0 | 0 | 0 | 0 | 0 | 0
IGCC-CCS | 0 | 0 | 0 | 0 | 0 | 0
WT_off | 0 | 0 | 0 | 0 | 0 | 0
PseudoUnit | 0 | 0 | 0 | 0 | 0 | 0
FixedInterchange | 0 | 0 | 0 | 0 | 0 | 0
Emission Cost by Reporting Type: MAPP_CA
ReportingType | 2015 | 2020 | 2025 | 2030 | 2035 | 2040
BM | 0 | 0 | 0 | 0 | 0 | 0
CC | 78.84 | 111.95 | 15.69 | 0 | 0 | 0
CSP | 0 | 0 | 0 | 0 | 0 | 0
CT | 0 | 0 | 0 | 0 | 0 | 0
Coal | 6.96 | 1.57 | 0 | 0 | 0 | 0
Geo | 0 | 0 | 0 | 0 | 0 | 0
H | 0 | 0 | 0 | 0 | 0 | 0
LFG | 0 | 0 | 0 | 0 | 0 | 0
Nuc | 0 | 0 | 0 | 0 | 0 | 0
PS | 0 | 0 | 0 | 0 | 0 | 0
PV | 0 | 0 | 0 | 0 | 0 | 0
PeakG | 1.39 | 2.46 | 0 | 0 | 0 | 0
PeakO | 0 | 0 | 0 | 0 | 0 | 0
ST | 0 | 0 | 0 | 0 | 0 | 0
STOG | 0.23 | 0.04 | 0 | 0 | 0 | 0
STWD | 0 | 0 | 0 | 0 | 0 | 0
WT | 0 | 0 | 0 | 0 | 0 | 0
IGCC | 0 | 0 | 0 | 0 | 0 | 0
DemandResponse | 0 | 0 | 0 | 0 | 0 | 0
IGCC-CCS | 0 | 0 | 0 | 0 | 0 | 0
WT_off | 0 | 0 | 0 | 0 | 0 | 0
PseudoUnit | 0 | 0 | 0 | 0 | 0 | 0
FixedInterchange | 0 | 0 | 0 | 0 | 0 | 0
Emission Cost by Reporting Type: AZ_NM_SNV_Coal
ReportingType | 2015 | 2020 | 2025 | 2030 | 2035 | 2040
BM | 0 | 0 | 0 | 0 | 0 | 0
CC | 0 | 0 | 0 | 0 | 0 | 0
CSP | 0 | 0 | 0 | 0 | 0 | 0
CT | 0 | 0 | 0 | 0 | 0 | 0
Coal | 1276.3 | 1645.05 | 594.49 | 7.96 | 97.74 | 72.47
Geo | 0 | 0 | 0 | 0 | 0 | 0
H | 0 | 0 | 0 | 0 | 0 | 0
LFG | 0 | 0 | 0 | 0 | 0 | 0
Nuc | 0 | 0 | 0 | 0 | 0 | 0
PS | 0 | 0 | 0 | 0 | 0 | 0
PV | 0 | 0 | 0 | 0 | 0 | 0
PeakG | 0 | 0 | 0 | 0 | 0 | 0
PeakO | 0 | 0 | 0 | 0 | 0 | 0
ST | 0 | 0 | 0 | 0 | 0 | 0
STOG | 0 | 0 | 0 | 0 | 0 | 0
STWD | 0 | 0 | 0 | 0 | 0 | 0
WT | 0 | 0 | 0 | 0 | 0 | 0
IGCC | 0 | 0 | 0 | 0 | 0 | 0
DemandResponse | 0 | 0 | 0 | 0 | 0 | 0
IGCC-CCS | 0 | 0 | 0 | 0 | 0 | 0
WT_off | 0 | 0 | 0 | 0 | 0 | 0
PseudoUnit | 0 | 0 | 0 | 0 | 0 | 0
FixedInterchange | 0 | 0 | 0 | 0 | 0 | 0
Emission Cost by Reporting Type: AZ_NM_SNV_Gas
ReportingType | 2015 | 2020 | 2025 | 2030 | 2035 | 2040
BM | 0 | 0 | 0 | 0 | 0 | 0
CC | 668.04 | 777.22 | 1930.97 | 2656.64 | 1599.65 | 1651.85
CSP | 0 | 0 | 0 | 0 | 0 | 0
CT | 0 | 0 | 0 | 0 | 0 | 0
Coal | 0 | 0 | 0 | 0 | 0 | 0
Geo | 0 | 0 | 0 | 0 | 0 | 0
H | 0 | 0 | 0 | 0 | 0 | 0
LFG | 0 | 0 | 0 | 0 | 0 | 0
Nuc | 0 | 0 | 0 | 0 | 0 | 0
PS | 0 | 0 | 0 | 0 | 0 | 0
PV | 0 | 0 | 0 | 0 | 0 | 0
PeakG | 0 | 0 | 0 | 0 | 0 | 0
PeakO | 0 | 0 | 0 | 0 | 0 | 0
ST | 0 | 0 | 0 | 0 | 0 | 0
STOG | 0 | 0 | 0 | 0 | 0 | 0
STWD | 0 | 0 | 0 | 0 | 0 | 0
WT | 0 | 0 | 0 | 0 | 0 | 0
IGCC | 0 | 0 | 0 | 0 | 0 | 0
DemandResponse | 0 | 0 | 0 | 0 | 0 | 0
IGCC-CCS | 0 | 0 | 0 | 0 | 0 | 0
WT_off | 0 | 0 | 0 | 0 | 0 | 0
PseudoUnit | 0 | 0 | 0 | 0 | 0 | 0
FixedInterchange | 0 | 0 | 0 | 0 | 0 | 0
Emission Cost by Reporting Type: AZ_NM_SNV_NucRenew
ReportingType | 2015 | 2020 | 2025 | 2030 | 2035 | 2040
BM | 0 | 0 | 0 | 0 | 0 | 0
CC | 0 | 0 | 0 | 0 | 0 | 0
CSP | 0 | 0 | 0 | 0 | 0 | 0
CT | 0 | 0 | 0 | 0 | 0 | 0
Coal | 0 | 0 | 0 | 0 | 0 | 0
Geo | 0 | 0 | 0 | 0 | 0 | 0
H | 0 | 0 | 0 | 0 | 0 | 0
LFG | 0 | 0 | 0 | 0 | 0 | 0
Nuc | 0 | 0 | 0 | 0 | 0 | 0
PS | 0 | 0 | 0 | 0 | 0 | 0
PV | 0 | 0 | 0 | 0 | 0 | 0
PeakG | 0 | 0 | 0 | 0 | 0 | 0
PeakO | 0 | 0 | 0 | 0 | 0 | 0
ST | 0 | 0 | 0 | 0 | 0 | 0
STOG | 0 | 0 | 0 | 0 | 0 | 0
STWD | 0 | 0 | 0 | 0 | 0 | 0
WT | 0 | 0 | 0 | 0 | 0 | 0
IGCC | 0 | 0 | 0 | 0 | 0 | 0
DemandResponse | 0 | 0 | 0 | 0 | 0 | 0
IGCC-CCS | 0 | 0 | 0 | 0 | 0 | 0
WT_off | 0 | 0 | 0 | 0 | 0 | 0
PseudoUnit | 0 | 0 | 0 | 0 | 0 | 0
FixedInterchange | 0 | 0 | 0 | 0 | 0 | 0
Emission Cost by Reporting Type: ERCOT
ReportingType | 2015 | 2020 | 2025 | 2030 | 2035 | 2040
BM | 0 | 0 | 0 | 0 | 0 | 0
CC | 2050.14 | 3152.84 | 4435.05 | 8912.21 | 7299.69 | 6848.52
CSP | 0 | 0 | 0 | 0 | 0 | 0
CT | 0 | 0.05 | 0.05 | 0.65 | 0 | 0
Coal | 1096.07 | 989.51 | 70.4 | 91.48 | 197.07 | 281.33
Geo | 0 | 0 | 0 | 0 | 0 | 0
H | 0 | 0 | 0 | 0 | 0 | 0
LFG | 0 | 0 | 0 | 0 | 0 | 0
Nuc | 0 | 0 | 0 | 0 | 0 | 0
PS | 0 | 0 | 0 | 0 | 0 | 0
PV | 0 | 0 | 0 | 0 | 0 | 0
PeakG | 0 | 0.15 | 0 | 3.54 | 6.44 | 9.11
PeakO | 0 | 0 | 0 | 0 | 0 | 0
ST | 0 | 0 | 0 | 0 | 0 | 0
STOG | 30.8 | 71.41 | 34.65 | 66.97 | 0 | 0
STWD | 0 | 0 | 0 | 0 | 0 | 0
WT | 0 | 0 | 0 | 0 | 0 | 0
IGCC | 0 | 0 | 0 | 0 | 0 | 0
DemandResponse | 0 | 0 | 0 | 0 | 0 | 0
IGCC-CCS | 0 | 0 | 0 | 0 | 0 | 0
WT_off | 0 | 0 | 0 | 0 | 0 | 0
PseudoUnit | 0 | 0 | 0 | 0 | 0 | 0
FixedInterchange | 0 | 0 | 0 | 0 | 0 | 0
Emission Cost by Reporting Type: NP15
ReportingType | 2015 | 2020 | 2025 | 2030 | 2035 | 2040
BM | 0 | 0 | 0 | 0 | 0 | 0
CC | 587.93 | 814.11 | 1333.88 | 2031.28 | 1166.58 | 892.71
CSP | 0 | 0 | 0 | 0 | 0 | 0
CT | 0 | 0 | 0 | 0 | 0 | 0
Coal | 42.12 | 0 | 0 | 0 | 0 | 0
Geo | 0 | 0 | 0 | 0 | 0 | 0
H | 0 | 0 | 0 | 0 | 0 | 0
LFG | 0 | 0 | 0 | 0 | 0 | 0
Nuc | 0 | 0 | 0 | 0 | 0 | 0
PS | 0 | 0 | 0 | 0 | 0 | 0
PV | 0 | 0 | 0 | 0 | 0 | 0
PeakG | 0 | 0 | 0 | 0 | 0 | 0
PeakO | 0 | 0 | 0 | 0 | 0 | 0
ST | 0 | 0 | 0 | 0 | 0 | 0
STOG | 1.16 | 0.93 | 2.75 | 0 | 0 | 0
STWD | 0 | 0 | 0 | 0 | 0 | 0
WT | 0 | 0 | 0 | 0 | 0 | 0
IGCC | 0 | 0 | 0 | 0 | 0 | 0
DemandResponse | 0 | 0 | 0 | 0 | 0 | 0
IGCC-CCS | 0 | 0 | 0 | 0 | 0 | 0
WT_off | 0 | 0 | 0 | 0 | 0 | 0
PseudoUnit | 0 | 0 | 0 | 0 | 0 | 0
FixedInterchange | 0 | 0 | 0 | 0 | 0 | 0
Emission Cost by Reporting Type: NWPP_Coal
ReportingType | 2015 | 2020 | 2025 | 2030 | 2035 | 2040
BM | 0 | 0 | 0 | 0 | 0 | 0
CC | 0 | 0 | 0 | 0 | 0 | 0
CSP | 0 | 0 | 0 | 0 | 0 | 0
CT | 0 | 0 | 0 | 0 | 0 | 0
Coal | 1330.82 | 1424.45 | 9.82 | 22.01 | 40.76 | 58.18
Geo | 0 | 0 | 0 | 0 | 0 | 0
H | 0 | 0 | 0 | 0 | 0 | 0
LFG | 0 | 0 | 0 | 0 | 0 | 0
Nuc | 0 | 0 | 0 | 0 | 0 | 0
PS | 0 | 0 | 0 | 0 | 0 | 0
PV | 0 | 0 | 0 | 0 | 0 | 0
PeakG | 0 | 0 | 0 | 0 | 0 | 0
PeakO | 0 | 0 | 0 | 0 | 0 | 0
ST | 0 | 0 | 0 | 0 | 0 | 0
STOG | 0 | 0 | 0 | 0 | 0 | 0
STWD | 0 | 0 | 0 | 0 | 0 | 0
WT | 0 | 0 | 0 | 0 | 0 | 0
IGCC | 0 | 0 | 0 | 0 | 0 | 0
DemandResponse | 0 | 0 | 0 | 0 | 0 | 0
IGCC-CCS | 0 | 0 | 0 | 0 | 0 | 0
WT_off | 0 | 0 | 0 | 0 | 0 | 0
PseudoUnit | 0 | 0 | 0 | 0 | 0 | 0
FixedInterchange | 0 | 0 | 0 | 0 | 0 | 0
Emission Cost by Reporting Type: NWPP_Gas
ReportingType | 2015 | 2020 | 2025 | 2030 | 2035 | 2040
BM | 0 | 0 | 0 | 0 | 0 | 0
CC | 513.35 | 893.89 | 1463.84 | 2013.32 | 592.98 | 722.69
CSP | 0 | 0 | 0 | 0 | 0 | 0
CT | 0 | 0 | 0 | 0 | 0 | 0
Coal | 0 | 0 | 0 | 0 | 0 | 0
Geo | 0 | 0 | 0 | 0 | 0 | 0
H | 0 | 0 | 0 | 0 | 0 | 0
LFG | 0 | 0 | 0 | 0 | 0 | 0
Nuc | 0 | 0 | 0 | 0 | 0 | 0
PS | 0 | 0 | 0 | 0 | 0 | 0
PV | 0 | 0 | 0 | 0 | 0 | 0
PeakG | 0 | 0 | 0 | 0 | 0 | 0
PeakO | 0 | 0 | 0 | 0 | 0 | 0
ST | 0 | 0 | 0 | 0 | 0 | 0
STOG | 0 | 0 | 0 | 0 | 0 | 0
STWD | 0 | 0 | 0 | 0 | 0 | 0
WT | 0 | 0 | 0 | 0 | 0 | 0
IGCC | 0 | 0 | 0 | 0 | 0 | 0
DemandResponse | 0 | 0 | 0 | 0 | 0 | 0
IGCC-CCS | 0 | 0 | 0 | 0 | 0 | 0
WT_off | 0 | 0 | 0 | 0 | 0 | 0
PseudoUnit | 0 | 0 | 0 | 0 | 0 | 0
FixedInterchange | 0 | 0 | 0 | 0 | 0 | 0
Emission Cost by Reporting Type: NWPP_NucRenew
ReportingType | 2015 | 2020 | 2025 | 2030 | 2035 | 2040
BM | 0 | 0 | 0 | 0 | 0 | 0
CC | 0 | 0 | 0 | 0 | 0 | 0
CSP | 0 | 0 | 0 | 0 | 0 | 0
CT | 0 | 0 | 0 | 0 | 0 | 0
Coal | 0 | 0 | 0 | 0 | 0 | 0
Geo | 0 | 0 | 0 | 0 | 0 | 0
H | 0 | 0 | 0 | 0 | 0 | 0
LFG | 0 | 0 | 0 | 0 | 0 | 0
Nuc | 0 | 0 | 0 | 0 | 0 | 0
PS | 0 | 0 | 0 | 0 | 0 | 0
PV | 0 | 0 | 0 | 0 | 0 | 0
PeakG | 0 | 0 | 0 | 0 | 0 | 0
PeakO | 0 | 0 | 0 | 0 | 0 | 0
ST | 0 | 0 | 0 | 0 | 0 | 0
STOG | 0 | 0 | 0 | 0 | 0 | 0
STWD | 0 | 0 | 0 | 0 | 0 | 0
WT | 0 | 0 | 0 | 0 | 0 | 0
IGCC | 0 | 0 | 0 | 0 | 0 | 0
DemandResponse | 0 | 0 | 0 | 0 | 0 | 0
IGCC-CCS | 0 | 0 | 0 | 0 | 0 | 0
WT_off | 0 | 0 | 0 | 0 | 0 | 0
PseudoUnit | 0 | 0 | 0 | 0 | 0 | 0
FixedInterchange | 0 | 0 | 0 | 0 | 0 | 0
Emission Cost by Reporting Type: RMPA
ReportingType | 2015 | 2020 | 2025 | 2030 | 2035 | 2040
BM | 0 | 0 | 0 | 0 | 0 | 0
CC | 114.28 | 161.68 | 464.78 | 596.92 | 454.29 | 422.9
CSP | 0 | 0 | 0 | 0 | 0 | 0
CT | 0 | 0 | 0 | 0 | 0 | 0
Coal | 1336.07 | 1535.57 | 210.8 | 62.05 | 114.34 | 148.03
Geo | 0 | 0 | 0 | 0 | 0 | 0
H | 0 | 0 | 0 | 0 | 0 | 0
LFG | 0 | 0 | 0 | 0 | 0 | 0
Nuc | 0 | 0 | 0 | 0 | 0 | 0
PS | 0 | 0 | 0 | 0 | 0 | 0
PV | 0 | 0 | 0 | 0 | 0 | 0
PeakG | 0 | 0 | 0.22 | 0 | 0.7 | 0.37
PeakO | 0 | 0 | 0 | 0 | 0 | 0
ST | 0 | 0 | 0 | 0 | 0 | 0
STOG | 0 | 0 | 0 | 0 | 0 | 0
STWD | 0 | 0 | 0 | 0 | 0 | 0
WT | 0 | 0 | 0 | 0 | 0 | 0
IGCC | 0 | 0 | 0 | 0 | 0 | 0
DemandResponse | 0 | 0 | 0 | 0 | 0 | 0
IGCC-CCS | 0 | 0 | 0 | 0 | 0 | 0
WT_off | 0 | 0 | 0 | 0 | 0 | 0
PseudoUnit | 0 | 0 | 0 | 0 | 0 | 0
FixedInterchange | 0 | 0 | 0 | 0 | 0 | 0
Emission Cost by Reporting Type: SP15
ReportingType | 2015 | 2020 | 2025 | 2030 | 2035 | 2040
BM | 0 | 0 | 0 | 0 | 0 | 0
CC | 842.7 | 1083.47 | 1739.56 | 3343.05 | 2851.21 | 2268.82
CSP | 0 | 0 | 0 | 0 | 0 | 0
CT | 0 | 0 | 0 | 0 | 0 | 0
Coal | 39.99 | 30.93 | 22.85 | 0 | 0 | 0
Geo | 0 | 0 | 0 | 0 | 0 | 0
H | 0 | 0 | 0 | 0 | 0 | 0
LFG | 0 | 0 | 0 | 0 | 0 | 0
Nuc | 0 | 0 | 0 | 0 | 0 | 0
PS | 0 | 0 | 0 | 0 | 0 | 0
PV | 0 | 0 | 0 | 0 | 0 | 0
PeakG | 0 | 0 | 0 | 0 | 0 | 0
PeakO | 0 | 0 | 0 | 0 | 0 | 0
ST | 0 | 0 | 0 | 0 | 0 | 0
STOG | 6.44 | 4.09 | 14.43 | 14.39 | 9.13 | 10.18
STWD | 0 | 0 | 0 | 0 | 0 | 0
WT | 0 | 0 | 0 | 0 | 0 | 0
IGCC | 0 | 0 | 0 | 0 | 0 | 0
DemandResponse | 0 | 0 | 0 | 0 | 0 | 0
IGCC-CCS | 0 | 0 | 0 | 0 | 0 | 0
WT_off | 0 | 0 | 0 | 0 | 0 | 0
PseudoUnit | 0 | 0 | 0 | 0 | 0 | 0
FixedInterchange | 0 | 0 | 0 | 0 | 0 | 0
Emission Cost by Reporting Type: ALB
ReportingType | 2015 | 2020 | 2025 | 2030 | 2035 | 2040
BM | 0 | 0 | 0 | 0 | 0 | 0
CC | 177.21 | 259.17 | 427.25 | 0.31 | 0 | 0.83
CSP | 0 | 0 | 0 | 0 | 0 | 0
CT | 0 | 0 | 0 | 0 | 0 | 0
Coal | 1216.87 | 1727.96 | 2790.17 | 0 | 0 | 0
Geo | 0 | 0 | 0 | 0 | 0 | 0
H | 0 | 0 | 0 | 0 | 0 | 0
LFG | 0 | 0 | 0 | 0 | 0 | 0
Nuc | 0 | 0 | 0 | 0 | 0 | 0
PS | 0 | 0 | 0 | 0 | 0 | 0
PV | 0 | 0 | 0 | 0 | 0 | 0
PeakG | 0 | 0 | 0 | 0 | 0 | 0.52
PeakO | 0 | 0 | 0 | 0 | 0 | 0
ST | 0 | 0 | 0 | 0 | 0 | 0
STOG | 0 | 0 | 0 | 0 | 0 | 0
STWD | 0 | 0 | 0 | 0 | 0 | 0
WT | 0 | 0 | 0 | 0 | 0 | 0
IGCC | 0 | 0 | 0 | 0 | 0 | 0
DemandResponse | 0 | 0 | 0 | 0 | 0 | 0
IGCC-CCS | 0 | 0 | 0 | 0 | 0 | 0
WT_off | 0 | 0 | 0 | 0 | 0 | 0
PseudoUnit | 0 | 0 | 0 | 0 | 0 | 0
FixedInterchange | 0 | 0 | 0 | 0 | 0 | 0
Emission Cost by Reporting Type: BC
ReportingType | 2015 | 2020 | 2025 | 2030 | 2035 | 2040
BM | 0 | 0 | 0 | 0 | 0 | 0
CC | 43.75 | 62.13 | 101.74 | 144.61 | 0 | 0
CSP | 0 | 0 | 0 | 0 | 0 | 0
CT | 0 | 0 | 0 | 0 | 0 | 0
Coal | 0 | 0 | 0 | 0 | 0 | 0
Geo | 0 | 0 | 0 | 0 | 0 | 0
H | 0 | 0 | 0 | 0 | 0 | 0
LFG | 0 | 0 | 0 | 0 | 0 | 0
Nuc | 0 | 0 | 0 | 0 | 0 | 0
PS | 0 | 0 | 0 | 0 | 0 | 0
PV | 0 | 0 | 0 | 0 | 0 | 0
PeakG | 0 | 0 | 0 | 0 | 0 | 0
PeakO | 0 | 0 | 0 | 0 | 0 | 0
ST | 0 | 0 | 0 | 0 | 0 | 0
STOG | 0 | 0 | 0 | 0 | 0 | 0
STWD | 0 | 0 | 0 | 0 | 0 | 0
WT | 0 | 0 | 0 | 0 | 0 | 0
IGCC | 0 | 0 | 0 | 0 | 0 | 0
DemandResponse | 0 | 0 | 0 | 0 | 0 | 0
IGCC-CCS | 0 | 0 | 0 | 0 | 0 | 0
WT_off | 0 | 0 | 0 | 0 | 0 | 0
PseudoUnit | 0 | 0 | 0 | 0 | 0 | 0
FixedInterchange | 0 | 0 | 0 | 0 | 0 | 0
Emission Cost by Reporting Type: HQ_IESO
ReportingType | 2015 | 2020 | 2025 | 2030 | 2035 | 2040
BM | 0 | 0 | 0 | 0 | 0 | 0
CC | 0 | 0 | 0 | 0 | 0 | 0
CSP | 0 | 0 | 0 | 0 | 0 | 0
CT | 0 | 0 | 0 | 0 | 0 | 0
Coal | 0 | 0 | 0 | 0 | 0 | 0
Geo | 0 | 0 | 0 | 0 | 0 | 0
H | 0 | 0 | 0 | 0 | 0 | 0
LFG | 0 | 0 | 0 | 0 | 0 | 0
Nuc | 0 | 0 | 0 | 0 | 0 | 0
PS | 0 | 0 | 0 | 0 | 0 | 0
PV | 0 | 0 | 0 | 0 | 0 | 0
PeakG | 0 | 0 | 0 | 0 | 0 | 0
PeakO | 0 | 0 | 0 | 0 | 0 | 0
ST | 0 | 0 | 0 | 0 | 0 | 0
STOG | 0 | 0 | 0 | 0 | 0 | 0
STWD | 0 | 0 | 0 | 0 | 0 | 0
WT | 0 | 0 | 0 | 0 | 0 | 0
IGCC | 0 | 0 | 0 | 0 | 0 | 0
DemandResponse | 0 | 0 | 0 | 0 | 0 | 0
IGCC-CCS | 0 | 0 | 0 | 0 | 0 | 0
WT_off | 0 | 0 | 0 | 0 | 0 | 0
PseudoUnit | 0 | 0 | 0 | 0 | 0 | 0
FixedInterchange | 0 | 0 | 0 | 0 | 0 | 0
Emission Cost by Reporting Type: HQ_NEISO
ReportingType | 2015 | 2020 | 2025 | 2030 | 2035 | 2040
BM | 0 | 0 | 0 | 0 | 0 | 0
CC | 0 | 0 | 0 | 0 | 0 | 0
CSP | 0 | 0 | 0 | 0 | 0 | 0
CT | 0 | 0 | 0 | 0 | 0 | 0
Coal | 0 | 0 | 0 | 0 | 0 | 0
Geo | 0 | 0 | 0 | 0 | 0 | 0
H | 0 | 0 | 0 | 0 | 0 | 0
LFG | 0 | 0 | 0 | 0 | 0 | 0
Nuc | 0 | 0 | 0 | 0 | 0 | 0
PS | 0 | 0 | 0 | 0 | 0 | 0
PV | 0 | 0 | 0 | 0 | 0 | 0
PeakG | 0 | 0 | 0 | 0 | 0 | 0
PeakO | 0 | 0 | 0 | 0 | 0 | 0
ST | 0 | 0 | 0 | 0 | 0 | 0
STOG | 0 | 0 | 0 | 0 | 0 | 0
STWD | 0 | 0 | 0 | 0 | 0 | 0
WT | 0 | 0 | 0 | 0 | 0 | 0
IGCC | 0 | 0 | 0 | 0 | 0 | 0
DemandResponse | 0 | 0 | 0 | 0 | 0 | 0
IGCC-CCS | 0 | 0 | 0 | 0 | 0 | 0
WT_off | 0 | 0 | 0 | 0 | 0 | 0
PseudoUnit | 0 | 0 | 0 | 0 | 0 | 0
FixedInterchange | 0 | 0 | 0 | 0 | 0 | 0
Emission Cost by Reporting Type: HQ_NY
ReportingType | 2015 | 2020 | 2025 | 2030 | 2035 | 2040
BM | 0 | 0 | 0 | 0 | 0 | 0
CC | 0 | 0 | 0 | 0 | 0 | 0
CSP | 0 | 0 | 0 | 0 | 0 | 0
CT | 0 | 0 | 0 | 0 | 0 | 0
Coal | 0 | 0 | 0 | 0 | 0 | 0
Geo | 0 | 0 | 0 | 0 | 0 | 0
H | 0 | 0 | 0 | 0 | 0 | 0
LFG | 0 | 0 | 0 | 0 | 0 | 0
Nuc | 0 | 0 | 0 | 0 | 0 | 0
PS | 0 | 0 | 0 | 0 | 0 | 0
PV | 0 | 0 | 0 | 0 | 0 | 0
PeakG | 0 | 0 | 0 | 0 | 0 | 0
PeakO | 0 | 0 | 0 | 0 | 0 | 0
ST | 0 | 0 | 0 | 0 | 0 | 0
STOG | 0 | 0 | 0 | 0 | 0 | 0
STWD | 0 | 0 | 0 | 0 | 0 | 0
WT | 0 | 0 | 0 | 0 | 0 | 0
IGCC | 0 | 0 | 0 | 0 | 0 | 0
DemandResponse | 0 | 0 | 0 | 0 | 0 | 0
IGCC-CCS | 0 | 0 | 0 | 0 | 0 | 0
WT_off | 0 | 0 | 0 | 0 | 0 | 0
PseudoUnit | 0 | 0 | 0 | 0 | 0 | 0
FixedInterchange | 0 | 0 | 0 | 0 | 0 | 0
Emission Cost by Reporting Type: MARITIMES
ReportingType | 2015 | 2020 | 2025 | 2030 | 2035 | 2040
BM | 0 | 0 | 0 | 0 | 0 | 0
CC | 0 | 0 | 0 | 0 | 0 | 0
CSP | 0 | 0 | 0 | 0 | 0 | 0
CT | 0 | 0 | 0 | 0 | 0 | 0
Coal | 0 | 0 | 0 | 0 | 0 | 0
Geo | 0 | 0 | 0 | 0 | 0 | 0
H | 0 | 0 | 0 | 0 | 0 | 0
LFG | 0 | 0 | 0 | 0 | 0 | 0
Nuc | 0 | 0 | 0 | 0 | 0 | 0
PS | 0 | 0 | 0 | 0 | 0 | 0
PV | 0 | 0 | 0 | 0 | 0 | 0
PeakG | 0 | 0 | 0 | 0 | 0 | 0
PeakO | 0 | 0 | 0 | 0 | 0 | 0
ST | 0 | 0 | 0 | 0 | 0 | 0
STOG | 0 | 0 | 0 | 0 | 0 | 0
STWD | 0 | 0 | 0 | 0 | 0 | 0
WT | 0 | 0 | 0 | 0 | 0 | 0
IGCC | 0 | 0 | 0 | 0 | 0 | 0
DemandResponse | 0 | 0 | 0 | 0 | 0 | 0
IGCC-CCS | 0 | 0 | 0 | 0 | 0 | 0
WT_off | 0 | 0 | 0 | 0 | 0 | 0
PseudoUnit | 0 | 0 | 0 | 0 | 0 | 0
FixedInterchange | 0 | 0 | 0 | 0 | 0 | 0
Emission Cost by Reporting Type: All
ReportingType | 2015 | 2020 | 2025 | 2030 | 2035 | 2040
BM | 0 | 0 | 0 | 0 | 0 | 0
CC | 15627.76 | 26620.28 | 43516.65 | 75193.5 | 77352.74 | 34287.71
CSP | 0 | 0 | 0 | 0 | 0 | 0
CT | 8.87 | 20.38 | 39.87 | 29.74 | 0.64 | 10.54
Coal | 27435.19 | 17247.84 | 5601.52 | 1104.41 | 3286.48 | 4767.47
Geo | 0 | 0 | 0 | 0 | 0 | 0
H | 0 | 0 | 0 | 0 | 0 | 0
LFG | 0 | 0 | 0 | 0 | 0 | 0
Nuc | 0 | 0 | 0 | 0 | 0 | 0
PS | 0 | 0 | 0 | 0 | 0 | 0
PV | 0 | 0 | 0 | 0 | 0 | 0
PeakG | 47.38 | 102.84 | 213.13 | 387.5 | 485.28 | 370
PeakO | 0 | 0 | 0 | 0 | 0 | 0
ST | 0 | 0 | 0 | 0 | 0 | 0
STOG | 111.09 | 170.73 | 159.15 | 260.03 | 106.99 | 69.94
STWD | 0 | 0 | 0 | 0 | 0 | 0
WT | 0 | 0 | 0 | 0 | 0 | 0
IGCC | 100.97 | 143.38 | 48.76 | 0.66 | 0 | 0
DemandResponse | 0 | 0 | 0 | 0 | 0 | 0
IGCC-CCS | 0 | 0 | 0 | 0 | 0 | 0
WT_off | 0 | 0 | 0 | 0 | 0 | 0
PseudoUnit | 0 | 0 | 0 | 0 | 0 | 0
FixedInterchange | 0 | 0 | 0 | 0 | 0 | 0
Emission Cost by Reporting Type: EI_US
ReportingType | 2015 | 2020 | 2025 | 2030 | 2035 | 2040
BM | 0 | 0 | 0 | 0 | 0 | 0
CC | 10497.73 | 19297.02 | 31601.83 | 55490.09 | 63384.82 | 21467.49
CSP | 0 | 0 | 0 | 0 | 0 | 0
CT | 8.87 | 20.24 | 39.82 | 29.09 | 0.64 | 10.54
Coal | 21089.98 | 9892.8 | 1902.98 | 920.93 | 2836.57 | 4207.46
Geo | 0 | 0 | 0 | 0 | 0 | 0
H | 0 | 0 | 0 | 0 | 0 | 0
LFG | 0 | 0 | 0 | 0 | 0 | 0
Nuc | 0 | 0 | 0 | 0 | 0 | 0
PS | 0 | 0 | 0 | 0 | 0 | 0
PV | 0 | 0 | 0 | 0 | 0 | 0
PeakG | 45.99 | 100.24 | 212.91 | 383.96 | 478.14 | 360
PeakO | 0 | 0 | 0 | 0 | 0 | 0
ST | 0 | 0 | 0 | 0 | 0 | 0
STOG | 72.47 | 94.26 | 107.31 | 178.68 | 97.86 | 59.77
STWD | 0 | 0 | 0 | 0 | 0 | 0
WT | 0 | 0 | 0 | 0 | 0 | 0
IGCC | 100.97 | 143.38 | 48.76 | 0.66 | 0 | 0
DemandResponse | 0 | 0 | 0 | 0 | 0 | 0
IGCC-CCS | 0 | 0 | 0 | 0 | 0 | 0
WT_off | 0 | 0 | 0 | 0 | 0 | 0
PseudoUnit | 0 | 0 | 0 | 0 | 0 | 0
FixedInterchange | 0 | 0 | 0 | 0 | 0 | 0
Emission Cost by Reporting Type: EI_Canada
ReportingType | 2015 | 2020 | 2025 | 2030 | 2035 | 2040
BM | 0 | 0 | 0 | 0 | 0 | 0
CC | 132.63 | 118.75 | 17.75 | 5.05 | 3.51 | 11.9
CSP | 0 | 0 | 0 | 0 | 0 | 0
CT | 0 | 0.08 | 0 | 0 | 0 | 0
Coal | 6.96 | 1.57 | 0 | 0 | 0 | 0
Geo | 0 | 0 | 0 | 0 | 0 | 0
H | 0 | 0 | 0 | 0 | 0 | 0
LFG | 0 | 0 | 0 | 0 | 0 | 0
Nuc | 0 | 0 | 0 | 0 | 0 | 0
PS | 0 | 0 | 0 | 0 | 0 | 0
PV | 0 | 0 | 0 | 0 | 0 | 0
PeakG | 1.39 | 2.46 | 0 | 0 | 0 | 0
PeakO | 0 | 0 | 0 | 0 | 0 | 0
ST | 0 | 0 | 0 | 0 | 0 | 0
STOG | 0.23 | 0.04 | 0 | 0 | 0 | 0
STWD | 0 | 0 | 0 | 0 | 0 | 0
WT | 0 | 0 | 0 | 0 | 0 | 0
IGCC | 0 | 0 | 0 | 0 | 0 | 0
DemandResponse | 0 | 0 | 0 | 0 | 0 | 0
IGCC-CCS | 0 | 0 | 0 | 0 | 0 | 0
WT_off | 0 | 0 | 0 | 0 | 0 | 0
PseudoUnit | 0 | 0 | 0 | 0 | 0 | 0
FixedInterchange | 0 | 0 | 0 | 0 | 0 | 0
Emission Cost by Reporting Type: EI
ReportingType | 2015 | 2020 | 2025 | 2030 | 2035 | 2040
BM | 0 | 0 | 0 | 0 | 0 | 0
CC | 10630.36 | 19415.78 | 31619.58 | 55495.15 | 63388.33 | 21479.39
CSP | 0 | 0 | 0 | 0 | 0 | 0
CT | 8.87 | 20.33 | 39.82 | 29.09 | 0.64 | 10.54
Coal | 21096.94 | 9894.37 | 1902.98 | 920.93 | 2836.57 | 4207.46
Geo | 0 | 0 | 0 | 0 | 0 | 0
H | 0 | 0 | 0 | 0 | 0 | 0
LFG | 0 | 0 | 0 | 0 | 0 | 0
Nuc | 0 | 0 | 0 | 0 | 0 | 0
PS | 0 | 0 | 0 | 0 | 0 | 0
PV | 0 | 0 | 0 | 0 | 0 | 0
PeakG | 47.38 | 102.7 | 212.91 | 383.96 | 478.14 | 360
PeakO | 0 | 0 | 0 | 0 | 0 | 0
ST | 0 | 0 | 0 | 0 | 0 | 0
STOG | 72.7 | 94.3 | 107.31 | 178.68 | 97.86 | 59.77
STWD | 0 | 0 | 0 | 0 | 0 | 0
WT | 0 | 0 | 0 | 0 | 0 | 0
IGCC | 100.97 | 143.38 | 48.76 | 0.66 | 0 | 0
DemandResponse | 0 | 0 | 0 | 0 | 0 | 0
IGCC-CCS | 0 | 0 | 0 | 0 | 0 | 0
WT_off | 0 | 0 | 0 | 0 | 0 | 0
PseudoUnit | 0 | 0 | 0 | 0 | 0 | 0
FixedInterchange | 0 | 0 | 0 | 0 | 0 | 0
Emission Cost by Reporting Type: Outside_EI
ReportingType | 2015 | 2020 | 2025 | 2030 | 2035 | 2040
BM | 0 | 0 | 0 | 0 | 0 | 0
CC | 4997.41 | 7204.5 | 11897.08 | 19698.35 | 13964.41 | 12808.32
CSP | 0 | 0 | 0 | 0 | 0 | 0
CT | 0 | 0.05 | 0.05 | 0.65 | 0 | 0
Coal | 6338.25 | 7353.47 | 3698.53 | 183.49 | 449.91 | 560.01
Geo | 0 | 0 | 0 | 0 | 0 | 0
H | 0 | 0 | 0 | 0 | 0 | 0
LFG | 0 | 0 | 0 | 0 | 0 | 0
Nuc | 0 | 0 | 0 | 0 | 0 | 0
PS | 0 | 0 | 0 | 0 | 0 | 0
PV | 0 | 0 | 0 | 0 | 0 | 0
PeakG | 0 | 0.15 | 0.22 | 3.54 | 7.14 | 10
PeakO | 0 | 0 | 0 | 0 | 0 | 0
ST | 0 | 0 | 0 | 0 | 0 | 0
STOG | 38.39 | 76.43 | 51.84 | 81.35 | 9.13 | 10.18
STWD | 0 | 0 | 0 | 0 | 0 | 0
WT | 0 | 0 | 0 | 0 | 0 | 0
IGCC | 0 | 0 | 0 | 0 | 0 | 0
DemandResponse | 0 | 0 | 0 | 0 | 0 | 0
IGCC-CCS | 0 | 0 | 0 | 0 | 0 | 0
WT_off | 0 | 0 | 0 | 0 | 0 | 0
PseudoUnit | 0 | 0 | 0 | 0 | 0 | 0
FixedInterchange | 0 | 0 | 0 | 0 | 0 | 0
#8 | Base VOM Costs ($million)
Base VOM Costs by Reporting Type: Entergy
ReportingType | 2015 | 2020 | 2025 | 2030 | 2035 | 2040
BM | 0 | 0 | 0 | 0 | 113.94 | 375.9
CC | 205.78 | 320.99 | 318.77 | 284.19 | 148.09 | 44.14
CSP | 0 | 0 | 0 | 0 | 0 | 0
CT | 0 | 0 | 0 | 0 | 0 | 0
Coal | 218.92 | 23.53 | 2.51 | 0.03 | 0 | 0
Geo | 0 | 0 | 0 | 0 | 0 | 0
H | 0 | 0 | 0 | 0 | 0.04 | 0.04
LFG | 0 | 0 | 0.01 | 0.01 | 0.01 | 0.01
Nuc | 100.26 | 100.26 | 100.26 | 100.26 | 141.22 | 122.78
PS | 0 | 0 | 0 | 0 | 0 | 0
PV | 0 | 0 | 0 | 0 | 0 | 0
PeakG | 0 | 0 | 0.04 | 0 | 0 | 0
PeakO | 0 | 0 | 0 | 0 | 0 | 0
ST | 0 | 0 | 0 | 0 | 0 | 0
STOG | 0.88 | 1.34 | 0 | 0 | 0 | 0
STWD | 0.08 | 0.18 | 0.31 | 2.11 | 3.43 | 2.67
WT | 0 | 0 | 0 | 0 | 0 | 0
IGCC | 0 | 0 | 0 | 0 | 0 | 0
DemandResponse | 0 | 0 | 0 | 0 | 0 | 0
IGCC-CCS | 0 | 0 | 0 | 0 | 0 | 0
WT_off | 0 | 0 | 0 | 0 | 0 | 0
PseudoUnit | 0 | 0 | 0 | 0 | 0 | 0
FixedInterchange | 0 | 0 | 0 | 0 | 0 | 0
Base VOM Costs by Reporting Type: FRCC
ReportingType | 2015 | 2020 | 2025 | 2030 | 2035 | 2040
BM | 0 | 0 | 0 | 0 | 0 | 54.11
CC | 560.04 | 577.64 | 563.13 | 354.58 | 159.05 | 101.36
CSP | 0 | 0 | 0 | 0 | 0 | 0
CT | 4.8 | 8.32 | 9.38 | 3.51 | 0 | 0
Coal | 67.81 | 27.67 | 5 | 5.47 | 16.11 | 19.63
Geo | 0 | 0 | 0 | 0 | 0 | 0
H | 0 | 0 | 0 | 0 | 0 | 0
LFG | 0.04 | 0.04 | 0.06 | 0.06 | 0.06 | 0.06
Nuc | 76.4 | 76.4 | 125.72 | 298.8 | 406.54 | 433.13
PS | 0 | 0 | 0 | 0 | 0 | 0
PV | 0 | 0 | 0 | 0 | 0 | 0
PeakG | 3.22 | 5.12 | 4.7 | 0.57 | 0.79 | 0.62
PeakO | 0 | 0 | 0 | 0 | 0 | 0
ST | 0 | 0 | 0 | 0 | 0 | 0
STOG | 0 | 0 | 0 | 0 | 0 | 0
STWD | 0.31 | 0.69 | 3.24 | 3.24 | 3.24 | 2
WT | 0 | 0 | 0 | 0 | 0 | 0
IGCC | 0 | 0 | 0 | 0 | 0 | 0
DemandResponse | 0 | 0 | 0 | 0 | 0 | 0
IGCC-CCS | 0 | 0 | 0 | 0 | 0 | 0
WT_off | 0 | 0 | 0 | 0 | 0 | 0
PseudoUnit | 0 | 0 | 0 | 0 | 0 | 0
FixedInterchange | 0 | 0 | 0 | 0 | 0 | 0
Base VOM Costs by Reporting Type: MAPP_US
ReportingType | 2015 | 2020 | 2025 | 2030 | 2035 | 2040
BM | 0 | 0 | 0 | 0 | 1.3 | 1.89
CC | 2.25 | 0.47 | 0.72 | 0.45 | 0.45 | 0.26
CSP | 0 | 0 | 0 | 0 | 0 | 0
CT | 0 | 0 | 0 | 0 | 0.04 | 0.07
Coal | 42.88 | 17.73 | 0 | 0 | 0 | 0
Geo | 0 | 0 | 0 | 0 | 0 | 0
H | 0 | 0 | 0 | 0 | 0 | 0
LFG | 0 | 0 | 0 | 0.01 | 0.01 | 0.01
Nuc | 0 | 0 | 0 | 0 | 0 | 0
PS | 0 | 0 | 0 | 0 | 0 | 0
PV | 0 | 0 | 0 | 0 | 0 | 0
PeakG | 0.57 | 1.13 | 0.57 | 1.42 | 0.85 | 0.56
PeakO | 0 | 0 | 0 | 0 | 0 | 0
ST | 0 | 0 | 0 | 0 | 0 | 0
STOG | 0 | 0 | 0 | 0 | 0 | 0
STWD | 0 | 0 | 0 | 0 | 0 | 0
WT | 0.07 | 0.36 | 0.49 | 0.49 | 0.48 | 0.49
IGCC | 0 | 0 | 0 | 0 | 0 | 0
DemandResponse | 0 | 0 | 0 | 0 | 0 | 0
IGCC-CCS | 0 | 0 | 0 | 0 | 0 | 0
WT_off | 0 | 0 | 0 | 0 | 0 | 0
PseudoUnit | 0 | 0 | 0 | 0 | 0 | 0
FixedInterchange | 0 | 0 | 0 | 0 | 0 | 0
Base VOM Costs by Reporting Type: MISO_IN
ReportingType | 2015 | 2020 | 2025 | 2030 | 2035 | 2040
BM | 0 | 0 | 0 | 0 | 0 | 229.25
CC | 95.84 | 557.53 | 562.47 | 518.38 | 439.84 | 87.5
CSP | 0 | 0 | 0 | 0 | 0 | 0
CT | 0 | 0 | 0 | 0 | 0 | 0
Coal | 196.17 | 88.02 | 13.09 | 22.97 | 70.49 | 72.82
Geo | 0 | 0 | 0 | 0 | 0 | 0
H | 0 | 0 | 0 | 0 | 0 | 0
LFG | 0 | 0 | 0.01 | 0.01 | 0.01 | 0.01
Nuc | 0 | 0 | 0 | 0 | 0 | 5.98
PS | 0 | 0 | 0 | 0 | 0 | 0
PV | 0 | 0 | 0 | 0 | 0 | 0
PeakG | 0 | 0 | 0 | 0 | 0 | 0
PeakO | 0 | 0 | 0 | 0 | 0 | 0
ST | 0 | 0 | 0 | 0 | 0 | 0
STOG | 0.07 | 0.07 | 0.07 | 0.07 | 0.01 | 0
STWD | 0 | 0 | 0 | 0 | 0 | 0
WT | 0.02 | 0.02 | 0.02 | 0.02 | 0.02 | 0.02
IGCC | 30.43 | 30.43 | 6.32 | 0.04 | 0 | 0
DemandResponse | 0 | 0 | 0 | 0 | 0 | 0
IGCC-CCS | 0 | 0 | 0 | 0 | 0 | 0
WT_off | 0 | 0 | 0 | 0 | 0 | 0
PseudoUnit | 0 | 0 | 0 | 0 | 0 | 0
FixedInterchange | 0 | 0 | 0 | 0 | 0 | 0
Base VOM Costs by Reporting Type: MISO_MI
ReportingType | 2015 | 2020 | 2025 | 2030 | 2035 | 2040
BM | 0 | 0 | 0 | 0 | 0 | 102.87
CC | 63.38 | 58.09 | 61.51 | 41.94 | 32.56 | 0.7
CSP | 0 | 0 | 0 | 0 | 0 | 0
CT | 0 | 0 | 0 | 0 | 0 | 0
Coal | 93.49 | 0 | 0 | 0 | 0 | 0
Geo | 0 | 0 | 0 | 0 | 0 | 0
H | 0 | 0 | 0 | 0 | 0 | 0
LFG | 0.01 | 0.01 | 0.03 | 0.03 | 0.03 | 0.03
Nuc | 34.93 | 34.93 | 34.93 | 45.61 | 54.74 | 105.47
PS | 0 | 0 | 0 | 0 | 0 | 0
PV | 0 | 0 | 0 | 0 | 0 | 0
PeakG | 0.12 | 0.05 | 0.16 | 0 | 0 | 0
PeakO | 0 | 0 | 0 | 0 | 0 | 0
ST | 0 | 0 | 0 | 0 | 0 | 0
STOG | 0.67 | 0.21 | 0.21 | 0.25 | 0.04 | 0
STWD | 2.71 | 2.71 | 1.11 | 1.67 | 2.71 | 2.71
WT | 0.06 | 0.06 | 0.06 | 0.06 | 0.06 | 0.07
IGCC | 0 | 0 | 0 | 0 | 0 | 0
DemandResponse | 0 | 0 | 0 | 0 | 0 | 0
IGCC-CCS | 0 | 0 | 0 | 0 | 0 | 0
WT_off | 0 | 0 | 0 | 0 | 0 | 0
PseudoUnit | 0 | 0 | 0 | 0 | 0 | 0
FixedInterchange | 0 | 0 | 0 | 0 | 0 | 0
Base VOM Costs by Reporting Type: MISO_MO-IL
ReportingType | 2015 | 2020 | 2025 | 2030 | 2035 | 2040
BM | 0 | 0 | 0 | 0 | 0 | 75.89
CC | 6.57 | 54.4 | 53.21 | 31.2 | 16.32 | 6.95
CSP | 0 | 0 | 0 | 0 | 0 | 0
CT | 0 | 0 | 0 | 0 | 0 | 0
Coal | 288.62 | 71.19 | 15.66 | 4.58 | 13.69 | 13.69
Geo | 0 | 0 | 0 | 0 | 0 | 0
H | 0 | 0 | 0.02 | 0.02 | 0.02 | 0.02
LFG | 0 | 0 | 0.02 | 0.02 | 0.02 | 0.02
Nuc | 41.29 | 41.29 | 41.29 | 41.29 | 41.29 | 41.29
PS | 0 | 0 | 0 | 0 | 0 | 0
PV | 0 | 0 | 0 | 0 | 0 | 0
PeakG | 1.8 | 4.78 | 1.01 | 6.51 | 3.67 | 1.98
PeakO | 0 | 0 | 0 | 0 | 0 | 0
ST | 0 | 0 | 0 | 0 | 0 | 0
STOG | 0.01 | 0.04 | 0.01 | 0 | 0 | 0
STWD | 0 | 0 | 0 | 0 | 0 | 0
WT | 0.02 | 0.02 | 0.21 | 0.21 | 0.21 | 0.21
IGCC | 0 | 0 | 0 | 0 | 0 | 0
DemandResponse | 0 | 0 | 0 | 0 | 0 | 0
IGCC-CCS | 0 | 0 | 0 | 0 | 0 | 0
WT_off | 0 | 0 | 0 | 0 | 0 | 0
PseudoUnit | 0 | 0 | 0 | 0 | 0 | 0
FixedInterchange | 0 | 0 | 0 | 0 | 0 | 0
Base VOM Costs by Reporting Type: MISO_W
ReportingType | 2015 | 2020 | 2025 | 2030 | 2035 | 2040
BM | 0 | 0 | 0 | 0 | 0 | 0
CC | 20.93 | 26.44 | 7.55 | 7.47 | 4.99 | 3.95
CSP | 0 | 0 | 0 | 0 | 0 | 0
CT | 0 | 0 | 0 | 0 | 0 | 0
Coal | 272.58 | 125.6 | 17.13 | 12.58 | 12.58 | 12.58
Geo | 0 | 0 | 0 | 0 | 0 | 0
H | 0 | 0 | 0 | 0 | 0 | 0
LFG | 0.02 | 0.02 | 0.02 | 0.02 | 0.02 | 0.02
Nuc | 43.67 | 43.67 | 43.67 | 43.67 | 0 | 0
PS | 0 | 0 | 0 | 0 | 0 | 0
PV | 0 | 0 | 0 | 0 | 0 | 0
PeakG | 2.11 | 3.61 | 0.31 | 1.47 | 2.11 | 0.07
PeakO | 0 | 0 | 0 | 0 | 0 | 0
ST | 0 | 0 | 0 | 0 | 0 | 0
STOG | 0 | 0 | 0 | 0 | 0 | 0
STWD | 0.17 | 0.5 | 0.76 | 2.6 | 5.21 | 4.67
WT | 0.32 | 0.32 | 1.62 | 1.62 | 1.62 | 1.68
IGCC | 0 | 0 | 0 | 0 | 0 | 0
DemandResponse | 0 | 0 | 0 | 0 | 0 | 0
IGCC-CCS | 0 | 0 | 0 | 0 | 0 | 0
WT_off | 0 | 0 | 0 | 0 | 0 | 0
PseudoUnit | 0 | 0 | 0 | 0 | 0 | 0
FixedInterchange | 0 | 0 | 0 | 0 | 0 | 0
Base VOM Costs by Reporting Type: MISO_WUMS
ReportingType | 2015 | 2020 | 2025 | 2030 | 2035 | 2040
BM | 0 | 0 | 0 | 0 | 0 | 119.42
CC | 171.73 | 232.4 | 213.39 | 181.7 | 176.24 | 18.78
CSP | 0 | 0 | 0 | 0 | 0 | 0
CT | 0 | 0 | 0 | 0 | 0 | 0
Coal | 44.6 | 6.23 | 4.28 | 4.37 | 10.27 | 15.42
Geo | 0 | 0 | 0 | 0 | 0 | 0
H | 0 | 0 | 0 | 0 | 0 | 0
LFG | 0.01 | 0.01 | 0.01 | 0.03 | 0.03 | 0.03
Nuc | 33.6 | 33.6 | 33.6 | 40.21 | 27.02 | 54.92
PS | 0 | 0 | 0 | 0 | 0 | 0
PV | 0 | 0 | 0 | 0 | 0 | 0
PeakG | 0 | 0 | 0 | 0 | 0 | 0
PeakO | 0 | 0 | 0 | 0 | 0 | 0
ST | 0 | 0 | 0 | 0 | 0 | 0
STOG | 0 | 0 | 0 | 0 | 0 | 0
STWD | 0.05 | 0.06 | 0.09 | 0.53 | 1.75 | 1.36
WT | 0.05 | 0.05 | 0.05 | 0.05 | 0.05 | 0.05
IGCC | 0 | 0 | 0 | 0 | 0 | 0
DemandResponse | 0 | 0 | 0 | 0 | 0 | 0
IGCC-CCS | 0 | 0 | 0 | 0 | 0 | 0
WT_off | 0 | 0 | 0 | 0 | 0 | 0
PseudoUnit | 0 | 0 | 0 | 0 | 0 | 0
FixedInterchange | 0 | 0 | 0 | 0 | 0 | 0
Base VOM Costs by Reporting Type: Nebraska
ReportingType | 2015 | 2020 | 2025 | 2030 | 2035 | 2040
BM | 0 | 0 | 0 | 0 | 6.08 | 44.93
CC | 7.26 | 57.62 | 57.3 | 45.93 | 26 | 12.24
CSP | 0 | 0 | 0 | 0 | 0 | 0
CT | 0 | 0 | 0 | 0 | 0 | 0
Coal | 117.38 | 18.5 | 12.22 | 11.34 | 11.14 | 11.14
Geo | 0 | 0 | 0 | 0 | 0 | 0
H | 0 | 0 | 0 | 0 | 0 | 0
LFG | 0 | 0 | 0.01 | 0.01 | 0.01 | 0.01
Nuc | 23.15 | 23.15 | 23.15 | 23.15 | 0 | 0
PS | 0 | 0 | 0 | 0 | 0 | 0
PV | 0 | 0 | 0 | 0 | 0 | 0
PeakG | 0.37 | 0.01 | 0 | 0.35 | 0.02 | 0
PeakO | 0 | 0 | 0 | 0 | 0 | 0
ST | 0 | 0 | 0 | 0 | 0 | 0
STOG | 0 | 0 | 0 | 0 | 0 | 0
STWD | 0 | 0 | 0 | 0 | 0 | 0
WT | 0.01 | 0.01 | 0.01 | 0.01 | 0.01 | 0.01
IGCC | 0 | 0 | 0 | 0 | 0 | 0
DemandResponse | 0 | 0 | 0 | 0 | 0 | 0
IGCC-CCS | 0 | 0 | 0 | 0 | 0 | 0
WT_off | 0 | 0 | 0 | 0 | 0 | 0
PseudoUnit | 0 | 0 | 0 | 0 | 0 | 0
FixedInterchange | 0 | 0 | 0 | 0 | 0 | 0
Base VOM Costs by Reporting Type: NEISO
ReportingType | 2015 | 2020 | 2025 | 2030 | 2035 | 2040
BM | 9.41 | 5.39 | 0.39 | 6.78 | 4.27 | 6.79
CC | 119.36 | 86.51 | 75.59 | 42.2 | 21.56 | 12.25
CSP | 0 | 0 | 0 | 0 | 0 | 0
CT | 0.01 | 0.06 | 0.11 | 0 | 0 | 0
Coal | 0.12 | 0 | 0 | 0 | 0 | 0
Geo | 0 | 0 | 0 | 0 | 0 | 0
H | 0 | 0 | 0 | 0 | 0 | 0
LFG | 0.05 | 0.05 | 0.05 | 0.06 | 0.06 | 0.06
Nuc | 85.9 | 85.9 | 85.9 | 85.9 | 62.06 | 45.84
PS | 0 | 0 | 0 | 0 | 0 | 0
PV | 0 | 0.01 | 0.01 | 0.01 | 0.01 | 0.01
PeakG | 0.07 | 0.27 | 0.32 | 0 | 0.03 | 0.03
PeakO | 0 | 0 | 0 | 0 | 0 | 0
ST | 0 | 0 | 0 | 0 | 0 | 0
STOG | 0 | 0 | 0 | 0 | 0 | 0
STWD | 10.15 | 2.91 | 0.26 | 2.16 | 4.79 | 5.01
WT | 0.01 | 0.09 | 0.15 | 0.17 | 0.41 | 0.46
IGCC | 0 | 0 | 0 | 0 | 0 | 0
DemandResponse | 0 | 0 | 0 | 0 | 0 | 0
IGCC-CCS | 0 | 0 | 0 | 0 | 0 | 0
WT_off | 0.02 | 0.02 | 0.02 | 0.02 | 0.02 | 0.02
PseudoUnit | 0 | 0 | 0 | 0 | 0 | 0
FixedInterchange | 0 | 0 | 0 | 0 | 0 | 0
Base VOM Costs by Reporting Type: NonRTO_Midwest
ReportingType | 2015 | 2020 | 2025 | 2030 | 2035 | 2040
BM | 0 | 0 | 0 | 0 | 38.65 | 229.25
CC | 79.34 | 148.08 | 148.08 | 147.49 | 124.47 | 6.12
CSP | 0 | 0 | 0 | 0 | 0 | 0
CT | 0 | 0 | 0 | 0 | 0 | 0
Coal | 140.79 | 74.13 | 17.85 | 25.61 | 30.9 | 30.9
Geo | 0 | 0 | 0 | 0 | 0 | 0
H | 0 | 0 | 0.04 | 0.04 | 0.04 | 0.04
LFG | 0 | 0 | 0.01 | 0.01 | 0.01 | 0.01
Nuc | 0 | 0 | 0 | 0 | 9.58 | 9.58
PS | 0 | 0 | 0 | 0 | 0 | 0
PV | 0 | 0 | 0 | 0 | 0 | 0
PeakG | 1.19 | 0.49 | 1.55 | 1.93 | 0.37 | 0
PeakO | 0 | 0 | 0 | 0 | 0 | 0
ST | 0 | 0 | 0 | 0 | 0 | 0
STOG | 0 | 0 | 0 | 0 | 0 | 0
STWD | 0 | 0 | 0 | 0 | 0 | 0
WT | 0 | 0 | 0 | 0 | 0 | 0
IGCC | 0 | 0 | 0 | 0 | 0 | 0
DemandResponse | 0 | 0 | 0 | 0 | 0 | 0
IGCC-CCS | 0 | 0 | 0 | 0 | 0 | 0
WT_off | 0 | 0 | 0 | 0 | 0 | 0
PseudoUnit | 0 | 0 | 0 | 0 | 0 | 0
FixedInterchange | 0 | 0 | 0 | 0 | 0 | 0
Base VOM Costs by Reporting Type: NYISO_A-F
ReportingType | 2015 | 2020 | 2025 | 2030 | 2035 | 2040
BM | 0 | 0 | 0 | 0 | 0 | 0
CC | 24.94 | 29.51 | 20.23 | 15.78 | 2.91 | 1.66
CSP | 0 | 0 | 0 | 0 | 0 | 0
CT | 0 | 0 | 0 | 0 | 0 | 0
Coal | 0 | 0 | 0 | 0 | 0 | 0
Geo | 0 | 0 | 0 | 0 | 0 | 0
H | 0 | 0 | 0 | 0 | 0 | 0
LFG | 0.02 | 0.02 | 0.02 | 0.02 | 0.02 | 0.02
Nuc | 62.23 | 62.23 | 62.23 | 50.74 | 40 | 24.24
PS | 0 | 0 | 0 | 0 | 0 | 0
PV | 0 | 0 | 0 | 0 | 0 | 0
PeakG | 0.02 | 0.05 | 0 | 0 | 0 | 0
PeakO | 0 | 0 | 0 | 0 | 0 | 0
ST | 0 | 0 | 0 | 0 | 0 | 0
STOG | 0 | 0 | 0 | 0 | 0 | 0
STWD | 0 | 0.02 | 0.04 | 0.2 | 0.67 | 0.99
WT | 0.11 | 0.13 | 0.13 | 0.27 | 0.4 | 0.4
IGCC | 0 | 0 | 0 | 0 | 0 | 0
DemandResponse | 0 | 0 | 0 | 0 | 0 | 0
IGCC-CCS | 0 | 0 | 0 | 0 | 0 | 0
WT_off | 0 | 0 | 0 | 0 | 0 | 0
PseudoUnit | 0 | 0 | 0 | 0 | 0 | 0
FixedInterchange | 0 | 0 | 0 | 0 | 0 | 0
Base VOM Costs by Reporting Type: NYISO_G-I
ReportingType | 2015 | 2020 | 2025 | 2030 | 2035 | 2040
BM | 0 | 0 | 0 | 0 | 20.34 | 29.85
CC | 9.18 | 15.3 | 8.16 | 2.85 | 2.7 | 1.25
CSP | 0 | 0 | 0 | 0 | 0 | 0
CT | 0 | 0 | 0 | 0 | 0 | 0
Coal | 0 | 0 | 0 | 0 | 0 | 0
Geo | 0 | 0 | 0 | 0 | 0 | 0
H | 0 | 0 | 0 | 0 | 0 | 0
LFG | 0.01 | 0.01 | 0.01 | 0.01 | 0.01 | 0.01
Nuc | 37.82 | 37.82 | 37.82 | 37.82 | 18.96 | 30.88
PS | 0 | 0 | 0 | 0 | 0 | 0
PV | 0 | 0 | 0 | 0 | 0 | 0
PeakG | 0 | 0 | 0.01 | 0.01 | 0.01 | 0
PeakO | 0 | 0 | 0 | 0 | 0 | 0
ST | 0 | 0 | 0 | 0 | 0 | 0
STOG | 0 | 0 | 0 | 0 | 0 | 0
STWD | 0 | 0 | 0 | 0 | 0 | 0
WT | 0 | 0 | 0 | 0.01 | 0.01 | 0.01
IGCC | 0 | 0 | 0 | 0 | 0 | 0
DemandResponse | 0 | 0 | 0 | 0 | 0 | 0
IGCC-CCS | 0 | 0 | 0 | 0 | 0 | 0
WT_off | 0 | 0 | 0 | 0 | 0 | 0
PseudoUnit | 0 | 0 | 0 | 0 | 0 | 0
FixedInterchange | 0 | 0 | 0 | 0 | 0 | 0
Base VOM Costs by Reporting Type: NYISO_J-K
ReportingType | 2015 | 2020 | 2025 | 2030 | 2035 | 2040
BM | 0 | 0 | 0 | 0 | 0 | 0
CC | 65.6 | 69.79 | 64.37 | 41.96 | 36.85 | 28.18
CSP | 0 | 0 | 0 | 0 | 0 | 0
CT | 0 | 0 | 0 | 0 | 0 | 0
Coal | 0 | 0 | 0 | 0 | 0 | 0
Geo | 0 | 0 | 0 | 0 | 0 | 0
H | 0 | 0 | 0 | 0 | 0 | 0
LFG | 0.01 | 0.01 | 0.01 | 0.02 | 0.02 | 0.02
Nuc | 0 | 0 | 0 | 0 | 0 | 0
PS | 0 | 0 | 0 | 0 | 0 | 0
PV | 0 | 0 | 0 | 0 | 0 | 0
PeakG | 0.44 | 0.67 | 1.01 | 0.94 | 2.89 | 2.19
PeakO | 0 | 0 | 0 | 0 | 0 | 0
ST | 0 | 0 | 0 | 0 | 0 | 0
STOG | 1.09 | 1.6 | 2.33 | 2.2 | 0.99 | 0.54
STWD | 0 | 0 | 0 | 0 | 0 | 0
WT | 0 | 0 | 0 | 0 | 0.01 | 0.01
IGCC | 0 | 0 | 0 | 0 | 0 | 0
DemandResponse | 0 | 0 | 0 | 0 | 0 | 0
IGCC-CCS | 0 | 0 | 0 | 0 | 0 | 0
WT_off | 0 | 0 | 0 | 0 | 0 | 0
PseudoUnit | 0 | 0 | 0 | 0 | 0 | 0
FixedInterchange | 0 | 0 | 0 | 0 | 0 | 0
Base VOM Costs by Reporting Type: PJM_E
ReportingType | 2015 | 2020 | 2025 | 2030 | 2035 | 2040
BM | 0.06 | 1.12 | 1.12 | 1.12 | 1.12 | 1.12
CC | 146.79 | 158.53 | 173.08 | 143.96 | 125.74 | 52.09
CSP | 0 | 0 | 0 | 0 | 0 | 0
CT | 0 | 0.03 | 0.05 | 0 | 0 | 0
Coal | 2.5 | 2.07 | 0.87 | 0.13 | 2.71 | 5.74
Geo | 0 | 0 | 0 | 0 | 0 | 0
H | 0 | 0 | 0 | 0 | 0 | 0
LFG | 0.04 | 0.05 | 0.05 | 0.05 | 0.05 | 0.05
Nuc | 157.37 | 146 | 146 | 146 | 104.88 | 83.17
PS | 0 | 0 | 0 | 0 | 0 | 0
PV | 0 | 0 | 0 | 0 | 0 | 0
PeakG | 0.32 | 2.1 | 4.05 | 5.8 | 2.56 | 2.1
PeakO | 0 | 0 | 0 | 0 | 0 | 0
ST | 0 | 0 | 0 | 0 | 0 | 0
STOG | 0.64 | 1.13 | 0 | 0 | 0 | 0
STWD | 0 | 0 | 0 | 0 | 0 | 0
WT | 0.02 | 0.02 | 0.02 | 0.02 | 0.02 | 0.02
IGCC | 0 | 0 | 0 | 0 | 0 | 0
DemandResponse | 0 | 0 | 0 | 0 | 0 | 0
IGCC-CCS | 0 | 0 | 0 | 0 | 0 | 0
WT_off | 0 | 0 | 0.04 | 0.04 | 0.04 | 0.37
PseudoUnit | 0 | 0 | 0 | 0 | 0 | 0
FixedInterchange | 0 | 0 | 0 | 0 | 0 | 0
Base VOM Costs by Reporting Type: PJM_ROM
ReportingType | 2015 | 2020 | 2025 | 2030 | 2035 | 2040
BM | 0.04 | 0.67 | 0.67 | 0.67 | 87.97 | 87.97
CC | 65.51 | 71.26 | 78.46 | 66 | 53.33 | 5.34
CSP | 0 | 0 | 0 | 0 | 0 | 0
CT | 0 | 0.02 | 0.03 | 0.03 | 0 | 0
Coal | 45.34 | 12.1 | 1.48 | 3.4 | 6.43 | 6.43
Geo | 0 | 0 | 0 | 0 | 0 | 0
H | 0 | 0 | 0.03 | 0.03 | 0.03 | 0.03
LFG | 0.03 | 0.05 | 0.05 | 0.05 | 0.05 | 0.05
Nuc | 93.13 | 93.13 | 93.13 | 93.13 | 95.6 | 111.08
PS | 0 | 0 | 0 | 0 | 0 | 0
PV | 0 | 0.03 | 0.04 | 0.04 | 0.04 | 0.04
PeakG | 0 | 0.12 | 0.43 | 2.51 | 1.36 | 1.27
PeakO | 0 | 0 | 0 | 0 | 0 | 0
ST | 0 | 0 | 0 | 0 | 0 | 0
STOG | 1.64 | 2.65 | 0.23 | 0 | 0 | 0
STWD | 0.07 | 1.16 | 1.16 | 1.16 | 1.16 | 1.16
WT | 0.03 | 0.05 | 0.05 | 0.05 | 0.19 | 0.19
IGCC | 0 | 0 | 0 | 0 | 0 | 0
DemandResponse | 0 | 0 | 0 | 0 | 0 | 0
IGCC-CCS | 0 | 0 | 0 | 0 | 0 | 0
WT_off | 0 | 0 | 0 | 0 | 0 | 0.4
PseudoUnit | 0 | 0 | 0 | 0 | 0 | 0
FixedInterchange | 0 | 0 | 0 | 0 | 0 | 0
Base VOM Costs by Reporting Type: PJM_ROR
ReportingType | 2015 | 2020 | 2025 | 2030 | 2035 | 2040
BM | 0.81 | 14.36 | 12.13 | 14.36 | 14.36 | 393.86
CC | 571.35 | 729.8 | 755.57 | 698.49 | 591.67 | 39.84
CSP | 0 | 0 | 0 | 0 | 0 | 0
CT | 0.03 | 0.03 | 0.06 | 0.06 | 0 | 0
Coal | 728.62 | 435.74 | 76.47 | 69.29 | 134.12 | 134.12
Geo | 0 | 0 | 0 | 0 | 0 | 0
H | 0 | 0.03 | 0.03 | 0.03 | 0.03 | 0.03
LFG | 0.05 | 0.09 | 0.09 | 0.09 | 0.09 | 0.09
Nuc | 370.54 | 370.54 | 370.54 | 354.51 | 330.25 | 495.85
PS | 0 | 0 | 0 | 0 | 0 | 0
PV | 0 | 0 | 0 | 0 | 0 | 0
PeakG | 6.93 | 8.51 | 15.22 | 12.35 | 9.12 | 3.49
PeakO | 0 | 0 | 0 | 0 | 0 | 0
ST | 0 | 0 | 0 | 0 | 0 | 0
STOG | 0.97 | 1.9 | 0.92 | 0 | 0 | 0
STWD | 0.09 | 3.23 | 2.7 | 2.37 | 3.23 | 3.23
WT | 0.31 | 0.31 | 0.48 | 1.44 | 1.44 | 1.44
IGCC | 0 | 0 | 0 | 0 | 0 | 0
DemandResponse | 0 | 0 | 0 | 0 | 0 | 0
IGCC-CCS | 0 | 0 | 0 | 0 | 0 | 0
WT_off | 0 | 0 | 0 | 0 | 0 | 0
PseudoUnit | 0 | 0 | 0 | 0 | 0 | 0
FixedInterchange | 0 | 0 | 0 | 0 | 0 | 0
Base VOM Costs by Reporting Type: SOCO
ReportingType | 2015 | 2020 | 2025 | 2030 | 2035 | 2040
BM | 0.19 | 0.44 | 1.5 | 2.05 | 244.52 | 244.58
CC | 414.08 | 523.51 | 535.42 | 386.7 | 159.95 | 30.38
CSP | 0 | 0 | 0 | 0 | 0 | 0
CT | 0 | 0 | 0 | 0 | 0 | 0
Coal | 143.58 | 53.07 | 22.65 | 30.22 | 30.22 | 30.22
Geo | 0 | 0 | 0 | 0 | 0 | 0
H | 0 | 0 | 0 | 0 | 0 | 0
LFG | 0 | 0 | 0.01 | 0.01 | 0.01 | 0.01
Nuc | 108.01 | 143 | 143 | 278.69 | 322.94 | 402.62
PS | 0 | 0 | 0 | 0 | 0 | 0
PV | 0 | 0 | 0 | 0 | 0 | 0
PeakG | 5.63 | 7.92 | 14.66 | 0.9 | 1.25 | 0.57
PeakO | 0 | 0 | 0 | 0 | 0 | 0
ST | 0 | 0 | 0 | 0 | 0 | 0
STOG | 0 | 0 | 0 | 0 | 0 | 0
STWD | 0.62 | 1.07 | 1.64 | 9.31 | 11.11 | 6.86
WT | 0 | 0 | 0 | 0 | 0 | 0
IGCC | 0 | 0 | 0 | 0 | 0 | 0
DemandResponse | 0 | 0 | 0 | 0 | 0 | 0
IGCC-CCS | 0 | 0 | 0 | 0 | 0 | 0
WT_off | 0 | 0 | 0 | 0 | 0 | 0
PseudoUnit | 0 | 0 | 0 | 0 | 0 | 0
FixedInterchange | 0 | 0 | 0 | 0 | 0 | 0
Base VOM Costs by Reporting Type: SPP_N
ReportingType | 2015 | 2020 | 2025 | 2030 | 2035 | 2040
BM | 0 | 0 | 0 | 0 | 203.8 | 219.64
CC | 44.36 | 105.21 | 88.23 | 78.78 | 27.67 | 18.77
CSP | 0 | 0 | 0 | 0 | 0 | 0
CT | 0 | 0 | 0 | 0 | 0 | 0
Coal | 217.7 | 81.58 | 7.94 | 10.43 | 27.34 | 27.34
Geo | 0 | 0 | 0 | 0 | 0 | 0
H | 0 | 0 | 0 | 0 | 0 | 0
LFG | 0 | 0 | 0.01 | 0.01 | 0.01 | 0.01
Nuc | 21.45 | 21.45 | 21.45 | 21.45 | 21.45 | 21.45
PS | 0 | 0 | 0 | 0 | 0 | 0
PV | 0 | 0 | 0 | 0 | 0 | 0
PeakG | 0.17 | 0 | 0 | 0.17 | 0 | 0
PeakO | 0 | 0 | 0 | 0 | 0 | 0
ST | 0 | 0 | 0 | 0 | 0 | 0
STOG | 0.41 | 0.05 | 0.2 | 0.41 | 0 | 0
STWD | 0 | 0 | 0 | 0 | 0 | 0
WT | 0.05 | 0.51 | 0.51 | 0.51 | 0.51 | 0.55
IGCC | 0 | 0 | 0 | 0 | 0 | 0
DemandResponse | 0 | 0 | 0 | 0 | 0 | 0
IGCC-CCS | 0 | 0 | 0 | 0 | 0 | 0
WT_off | 0 | 0 | 0 | 0 | 0 | 0
PseudoUnit | 0 | 0 | 0 | 0 | 0 | 0
FixedInterchange | 0 | 0 | 0 | 0 | 0 | 0
Base VOM Costs by Reporting Type: SPP_S
ReportingType | 2015 | 2020 | 2025 | 2030 | 2035 | 2040
BM | 0 | 0 | 0 | 0 | 85.06 | 134.74
CC | 96.61 | 151.54 | 162.21 | 151.45 | 67.48 | 49.03
CSP | 0 | 0 | 0 | 0 | 0 | 0
CT | 0.13 | 0 | 0 | 0 | 0 | 0.43
Coal | 316.42 | 36.82 | 3.29 | 0 | 0 | 0
Geo | 0 | 0 | 0 | 0 | 0 | 0
H | 0 | 0 | 0 | 0 | 0 | 0
LFG | 0 | 0 | 0.01 | 0.01 | 0.01 | 0.01
Nuc | 0 | 0 | 0 | 23.45 | 23.46 | 23.46
PS | 0 | 0 | 0 | 0 | 0 | 0
PV | 0 | 0 | 0 | 0 | 0 | 0
PeakG | 0 | 0 | 0 | 0 | 0 | 0
PeakO | 0 | 0 | 0 | 0 | 0 | 0
ST | 0 | 0 | 0 | 0 | 0 | 0
STOG | 4.91 | 1.41 | 3.32 | 2.46 | 0.58 | 0.16
STWD | 0.13 | 0.07 | 0.07 | 0.51 | 1.4 | 1.09
WT | 0.11 | 1.16 | 1.16 | 1.16 | 1.16 | 1.16
IGCC | 0 | 0 | 0 | 0 | 0 | 0
DemandResponse | 0 | 0 | 0 | 0 | 0 | 0
IGCC-CCS | 0 | 0 | 0 | 0 | 0 | 0
WT_off | 0 | 0 | 0 | 0 | 0 | 0
PseudoUnit | 0 | 0 | 0 | 0 | 0 | 0
FixedInterchange | 0 | 0 | 0 | 0 | 0 | 0
Base VOM Costs by Reporting Type: TVA
ReportingType | 2015 | 2020 | 2025 | 2030 | 2035 | 2040
BM | 0 | 0 | 0 | 0 | 275.88 | 275.88
CC | 156.15 | 257.94 | 275.34 | 260.97 | 131.61 | 12
CSP | 0 | 0 | 0 | 0 | 0 | 0
CT | 0 | 0 | 0 | 0 | 0 | 0
Coal | 131.97 | 58.36 | 1.7 | 0 | 0 | 0
Geo | 0 | 0 | 0 | 0 | 0 | 0
H | 0 | 0 | 0 | 0 | 0 | 0
LFG | 0 | 0 | 0.01 | 0.01 | 0.01 | 0.01
Nuc | 152.12 | 152.12 | 152.12 | 152.12 | 146.05 | 197.06
PS | 0 | 0 | 0 | 0 | 0 | 0
PV | 0 | 0 | 0 | 0 | 0 | 0
PeakG | 0 | 0 | 0 | 0 | 0 | 0
PeakO | 0 | 0 | 0 | 0 | 0 | 0
ST | 0 | 0 | 0 | 0 | 0 | 0
STOG | 0 | 0 | 0 | 0 | 0 | 0
STWD | 0 | 0 | 0.01 | 0.07 | 0.08 | 0.08
WT | 0 | 0 | 0 | 0 | 0 | 0
IGCC | 0 | 0 | 0 | 0 | 0 | 0
DemandResponse | 0 | 0 | 0 | 0 | 0 | 0
IGCC-CCS | 0 | 0 | 0 | 0 | 0 | 0
WT_off | 0 | 0 | 0 | 0 | 0 | 0
PseudoUnit | 0 | 0 | 0 | 0 | 0 | 0
FixedInterchange | 0 | 0 | 0 | 0 | 0 | 0
Base VOM Costs by Reporting Type: TVA_Transmission
ReportingType | 2015 | 2020 | 2025 | 2030 | 2035 | 2040
BM | 0 | 0 | 0 | 0 | 0 | 0
CC | 0 | 0 | 0 | 0 | 0 | 0
CSP | 0 | 0 | 0 | 0 | 0 | 0
CT | 0 | 0 | 0 | 0 | 0 | 0
Coal | 0 | 0 | 0 | 0 | 0 | 0
Geo | 0 | 0 | 0 | 0 | 0 | 0
H | 0 | 0 | 0 | 0 | 0 | 0
LFG | 0 | 0 | 0 | 0 | 0 | 0
Nuc | 0 | 0 | 0 | 0 | 0 | 0
PS | 0 | 0 | 0 | 0 | 0 | 0
PV | 0 | 0 | 0 | 0 | 0 | 0
PeakG | 0 | 0 | 0 | 0 | 0 | 0
PeakO | 0 | 0 | 0 | 0 | 0 | 0
ST | 0 | 0 | 0 | 0 | 0 | 0
STOG | 0 | 0 | 0 | 0 | 0 | 0
STWD | 0 | 0 | 0 | 0 | 0 | 0
WT | 0 | 0 | 0 | 0 | 0 | 0
IGCC | 0 | 0 | 0 | 0 | 0 | 0
DemandResponse | 0 | 0 | 0 | 0 | 0 | 0
IGCC-CCS | 0 | 0 | 0 | 0 | 0 | 0
WT_off | 0 | 0 | 0 | 0 | 0 | 0
PseudoUnit | 0 | 0 | 0 | 0 | 0 | 0
FixedInterchange | 0 | 0 | 0 | 0 | 0 | 0
Base VOM Costs by Reporting Type: VACAR
ReportingType | 2015 | 2020 | 2025 | 2030 | 2035 | 2040
BM | 0.03 | 6.38 | 26.48 | 26.95 | 26.95 | 210.71
CC | 431.91 | 423.4 | 407.31 | 361.34 | 145.87 | 37.56
CSP | 0 | 0 | 0 | 0 | 0 | 0
CT | 0.73 | 0.73 | 1.39 | 0 | 0 | 0
Coal | 101.05 | 64.8 | 13.62 | 10.99 | 16.5 | 16.89
Geo | 0 | 0 | 0 | 0 | 0 | 0
H | 0 | 0 | 0 | 0 | 0 | 0
LFG | 0.01 | 0.01 | 0.01 | 0.01 | 0.01 | 0.01
Nuc | 211.36 | 248.42 | 284.6 | 305.83 | 245.77 | 211.41
PS | 0 | 0 | 0 | 0 | 0 | 0
PV | 0 | 0 | 0 | 0 | 0 | 0
PeakG | 0.86 | 1.9 | 3.26 | 3.47 | 0.98 | 1.03
PeakO | 0 | 0 | 0 | 0 | 0 | 0
ST | 0 | 0 | 0 | 0 | 0 | 0
STOG | 0 | 0 | 0 | 0 | 0 | 0
STWD | 4.67 | 4.67 | 4.67 | 4.67 | 4.67 | 3.64
WT | 0 | 0.08 | 0.08 | 0.08 | 0.08 | 0.08
IGCC | 0 | 0 | 0 | 0 | 0 | 0
DemandResponse | 0 | 0 | 0 | 0 | 0 | 0
IGCC-CCS | 0 | 0 | 0 | 0 | 0 | 0
WT_off | 0 | 0 | 0 | 0 | 1.03 | 1.44
PseudoUnit | 0 | 0 | 0 | 0 | 0 | 0
FixedInterchange | 0 | 0 | 0 | 0 | 0 | 0
Base VOM Costs by Reporting Type: IESO
ReportingType | 2015 | 2020 | 2025 | 2030 | 2035 | 2040
BM | 0 | 0.01 | 0 | 0.04 | 0.17 | 0.82
CC | 21.23 | 1.89 | 0.35 | 0.38 | 0.14 | 0.34
CSP | 0 | 0 | 0 | 0 | 0 | 0
CT | 0 | 0.04 | 0 | 0 | 0 | 0
Coal | 0 | 0 | 0 | 0 | 0 | 0
Geo | 0 | 0 | 0 | 0 | 0 | 0
H | 0 | 0 | 0 | 0 | 0.02 | 0.02
LFG | 0.01 | 0.01 | 0.01 | 0.01 | 0.01 | 0.01
Nuc | 240.73 | 238.61 | 235.86 | 240.73 | 221.68 | 193.2
PS | 0 | 0 | 0 | 0 | 0 | 0
PV | 0 | 0 | 0 | 0 | 0 | 0
PeakG | 0 | 0 | 0 | 0 | 0 | 0
PeakO | 0 | 0 | 0 | 0 | 0 | 0
ST | 0 | 0 | 0 | 0 | 0 | 0
STOG | 0 | 0 | 0 | 0 | 0 | 0
STWD | 0.01 | 0.01 | 0.01 | 0.12 | 0.06 | 2.31
WT | 0.09 | 0.09 | 0.09 | 0.09 | 0.09 | 0.09
IGCC | 0 | 0 | 0 | 0 | 0 | 0
DemandResponse | 0 | 0 | 0 | 0 | 0 | 0
IGCC-CCS | 0 | 0 | 0 | 0 | 0 | 0
WT_off | 0 | 0 | 0 | 0 | 0 | 0
PseudoUnit | 0 | 0 | 0 | 0 | 0 | 0
FixedInterchange | 0 | 0 | 0 | 0 | 0 | 0
Base VOM Costs by Reporting Type: MAPP_CA
ReportingType | 2015 | 2020 | 2025 | 2030 | 2035 | 2040
BM | 0 | 0 | 0 | 0 | 0 | 0
CC | 20.62 | 20.62 | 2.66 | 0 | 0 | 0
CSP | 0 | 0 | 0 | 0 | 0 | 0
CT | 0 | 0 | 0 | 0 | 0 | 0
Coal | 0.99 | 0.16 | 0 | 0 | 0 | 0
Geo | 0 | 0 | 0 | 0 | 0 | 0
H | 0 | 0.05 | 0.15 | 0.32 | 0.32 | 0.32
LFG | 0 | 0 | 0 | 0 | 0 | 0
Nuc | 0 | 0 | 0 | 0 | 0 | 0
PS | 0 | 0 | 0 | 0 | 0 | 0
PV | 0 | 0 | 0 | 0 | 0 | 0
PeakG | 0.71 | 0.88 | 0 | 0 | 0 | 0
PeakO | 0 | 0 | 0 | 0 | 0 | 0
ST | 0 | 0 | 0 | 0 | 0 | 0
STOG | 0.03 | 0 | 0 | 0 | 0 | 0
STWD | 0 | 0 | 0 | 0 | 0 | 0
WT | 0.02 | 0.02 | 0.02 | 0.02 | 0.01 | 0.01
IGCC | 0 | 0 | 0 | 0 | 0 | 0
DemandResponse | 0 | 0 | 0 | 0 | 0 | 0
IGCC-CCS | 0 | 0 | 0 | 0 | 0 | 0
WT_off | 0 | 0 | 0 | 0 | 0 | 0
PseudoUnit | 0 | 0 | 0 | 0 | 0 | 0
FixedInterchange | 0 | 0 | 0 | 0 | 0 | 0
Base VOM Costs by Reporting Type: AZ_NM_SNV_Coal
ReportingType | 2015 | 2020 | 2025 | 2030 | 2035 | 2040
BM | 0 | 0 | 0 | 0 | 0 | 0
CC | 0 | 0 | 0 | 0 | 0 | 0
CSP | 0 | 0 | 0 | 0 | 0 | 0
CT | 0 | 0 | 0 | 0 | 0 | 0
Coal | 196.39 | 197.99 | 44.11 | 2 | 13.18 | 6.85
Geo | 0 | 0 | 0 | 0 | 0 | 0
H | 0 | 0 | 0 | 0 | 0 | 0
LFG | 0 | 0 | 0 | 0 | 0 | 0
Nuc | 0 | 0 | 0 | 0 | 0 | 0
PS | 0 | 0 | 0 | 0 | 0 | 0
PV | 0 | 0 | 0 | 0 | 0 | 0
PeakG | 0 | 0 | 0 | 0 | 0 | 0
PeakO | 0 | 0 | 0 | 0 | 0 | 0
ST | 0 | 0 | 0 | 0 | 0 | 0
STOG | 0 | 0 | 0 | 0 | 0 | 0
STWD | 0 | 0 | 0 | 0 | 0 | 0
WT | 0 | 0 | 0 | 0 | 0 | 0
IGCC | 0 | 0 | 0 | 0 | 0 | 0
DemandResponse | 0 | 0 | 0 | 0 | 0 | 0
IGCC-CCS | 0 | 0 | 0 | 0 | 0 | 0
WT_off | 0 | 0 | 0 | 0 | 0 | 0
PseudoUnit | 0 | 0 | 0 | 0 | 0 | 0
FixedInterchange | 0 | 0 | 0 | 0 | 0 | 0
Base VOM Costs by Reporting Type: AZ_NM_SNV_Gas
ReportingType | 2015 | 2020 | 2025 | 2030 | 2035 | 2040
BM | 0 | 0 | 0 | 0 | 0 | 0
CC | 162.24 | 150.8 | 216.13 | 142.15 | 49.44 | 38.65
CSP | 0 | 0 | 0 | 0 | 0 | 0
CT | 0 | 0 | 0 | 0 | 0 | 0
Coal | 0 | 0 | 0 | 0 | 0 | 0
Geo | 0 | 0 | 0 | 0 | 0 | 0
H | 0 | 0 | 0 | 0 | 0 | 0
LFG | 0 | 0 | 0 | 0 | 0 | 0
Nuc | 0 | 0 | 0 | 0 | 0 | 0
PS | 0 | 0 | 0 | 0 | 0 | 0
PV | 0 | 0 | 0 | 0 | 0 | 0
PeakG | 0 | 0 | 0 | 0 | 0 | 0
PeakO | 0 | 0 | 0 | 0 | 0 | 0
ST | 0 | 0 | 0 | 0 | 0 | 0
STOG | 0 | 0 | 0 | 0 | 0 | 0
STWD | 0 | 0 | 0 | 0 | 0 | 0
WT | 0 | 0 | 0 | 0 | 0 | 0
IGCC | 0 | 0 | 0 | 0 | 0 | 0
DemandResponse | 0 | 0 | 0 | 0 | 0 | 0
IGCC-CCS | 0 | 0 | 0 | 0 | 0 | 0
WT_off | 0 | 0 | 0 | 0 | 0 | 0
PseudoUnit | 0 | 0 | 0 | 0 | 0 | 0
FixedInterchange | 0 | 0 | 0 | 0 | 0 | 0
Base VOM Costs by Reporting Type: AZ_NM_SNV_NucRenew
ReportingType | 2015 | 2020 | 2025 | 2030 | 2035 | 2040
BM | 0 | 0 | 0 | 0 | 0 | 31.51
CC | 0 | 0 | 0 | 0 | 0 | 0
CSP | 0 | 0 | 0 | 0 | 0 | 0
CT | 0 | 0 | 0 | 0 | 0 | 0
Coal | 0 | 0 | 0 | 0 | 0 | 0
Geo | 0 | 0 | 116.31 | 116.31 | 116.31 | 116.31
H | 0 | 0 | 0 | 0 | 0 | 0
LFG | 0 | 0 | 0.01 | 0.01 | 0.01 | 0.01
Nuc | 71.66 | 71.66 | 71.66 | 122.64 | 232.71 | 232.71
PS | 0 | 0 | 0 | 0 | 0 | 0
PV | 0 | 0 | 0 | 0 | 0 | 0
PeakG | 0 | 0 | 0 | 0 | 0 | 0
PeakO | 0 | 0 | 0 | 0 | 0 | 0
ST | 0.01 | 0.03 | 0.04 | 0.04 | 0.06 | 0.06
STOG | 0 | 0 | 0 | 0 | 0 | 0
STWD | 0.43 | 0.43 | 0.43 | 0.43 | 0.43 | 0.43
WT | 0.02 | 0.35 | 0.35 | 0.35 | 0.35 | 0.35
IGCC | 0 | 0 | 0 | 0 | 0 | 0
DemandResponse | 0 | 0 | 0 | 0 | 0 | 0
IGCC-CCS | 0 | 0 | 0 | 0 | 0 | 0
WT_off | 0 | 0 | 0 | 0 | 0 | 0
PseudoUnit | 0 | 0 | 0 | 0 | 0 | 0
FixedInterchange | 0 | 0 | 0 | 0 | 0 | 0
Base VOM Costs by Reporting Type: ERCOT
ReportingType | 2015 | 2020 | 2025 | 2030 | 2035 | 2040
BM | 0.29 | 0.5 | 0.76 | 5.41 | 151.67 | 116.99
CC | 653.56 | 692.76 | 619.31 | 568.76 | 271.42 | 181.59
CSP | 0 | 0 | 0 | 0 | 0 | 0
CT | 0 | 0.02 | 0.01 | 0.08 | 0 | 0
Coal | 169.82 | 118.12 | 16.64 | 21.09 | 24.77 | 24.77
Geo | 0 | 0 | 0 | 0 | 0 | 0
H | 0 | 0 | 0 | 0 | 0 | 0
LFG | 0.01 | 0.01 | 0.04 | 0.04 | 0.04 | 0.04
Nuc | 94.14 | 94.14 | 94.14 | 120.7 | 270.7 | 346.42
PS | 0 | 0 | 0 | 0 | 0 | 0
PV | 0 | 0 | 0 | 0 | 0 | 0
PeakG | 0 | 0.05 | 0 | 0.34 | 0.34 | 0.33
PeakO | 0 | 0 | 0 | 0 | 0 | 0
ST | 0 | 0 | 0 | 0 | 0 | 0
STOG | 4.81 | 7.85 | 2.33 | 2.01 | 0 | 0
STWD | 0 | 0 | 0 | 0 | 0 | 0
WT | 0.32 | 0.32 | 0.92 | 0.92 | 0.92 | 0.93
IGCC | 0 | 0 | 0 | 0 | 0 | 0
DemandResponse | 0 | 0 | 0 | 0 | 0 | 0
IGCC-CCS | 0 | 0 | 0 | 0 | 0 | 0
WT_off | 0 | 0 | 0 | 0 | 0 | 0
PseudoUnit | 0 | 0 | 0 | 0 | 0 | 0
FixedInterchange | 0 | 0 | 0 | 0 | 0 | 0
Base VOM Costs by Reporting Type: NP15
ReportingType | 2015 | 2020 | 2025 | 2030 | 2035 | 2040
BM | 0 | 0 | 0 | 0 | 0 | 26.14
CC | 151.09 | 155.67 | 155.65 | 114.54 | 42.89 | 25.35
CSP | 0 | 0 | 0 | 0 | 0 | 0
CT | 0 | 0 | 0 | 0 | 0 | 0
Coal | 5.45 | 0 | 0 | 0 | 0 | 0
Geo | 0.11 | 45.77 | 48.23 | 48.23 | 48.23 | 48.23
H | 0 | 0 | 0 | 0 | 0 | 0
LFG | 0.01 | 0.04 | 0.06 | 0.06 | 0.06 | 0.06
Nuc | 42.53 | 42.53 | 42.53 | 110.65 | 151.79 | 164.52
PS | 0 | 0 | 0 | 0 | 0 | 0
PV | 0 | 0 | 0 | 0 | 0 | 0
PeakG | 0 | 0 | 0 | 0 | 0 | 0
PeakO | 0 | 0 | 0 | 0 | 0 | 0
ST | 0 | 0 | 0 | 0 | 0 | 0
STOG | 0.2 | 0.11 | 0.2 | 0 | 0 | 0
STWD | 7.35 | 7.35 | 4.28 | 7.35 | 7.35 | 7.35
WT | 0.04 | 0.13 | 0.13 | 0.13 | 0.36 | 0.38
IGCC | 0 | 0 | 0 | 0 | 0 | 0
DemandResponse | 0 | 0 | 0 | 0 | 0 | 0
IGCC-CCS | 0 | 0 | 0 | 0 | 0 | 0
WT_off | 0 | 0 | 0 | 0 | 0 | 0
PseudoUnit | 0 | 0 | 0 | 0 | 0 | 0
FixedInterchange | 0 | 0 | 0 | 0 | 0 | 0
Base VOM Costs by Reporting Type: NWPP_Coal
ReportingType | 2015 | 2020 | 2025 | 2030 | 2035 | 2040
BM | 0 | 0 | 0 | 0 | 0 | 0
CC | 0 | 0 | 0 | 0 | 0 | 0
CSP | 0 | 0 | 0 | 0 | 0 | 0
CT | 0 | 0 | 0 | 0 | 0 | 0
Coal | 184.23 | 154.63 | 5.38 | 5.38 | 5.38 | 5.38
Geo | 0 | 0 | 0 | 0 | 0 | 0
H | 0 | 0 | 0 | 0 | 0 | 0
LFG | 0 | 0 | 0 | 0 | 0 | 0
Nuc | 0 | 0 | 0 | 0 | 0 | 0
PS | 0 | 0 | 0 | 0 | 0 | 0
PV | 0 | 0 | 0 | 0 | 0 | 0
PeakG | 0 | 0 | 0 | 0 | 0 | 0
PeakO | 0 | 0 | 0 | 0 | 0 | 0
ST | 0 | 0 | 0 | 0 | 0 | 0
STOG | 0 | 0 | 0 | 0 | 0 | 0
STWD | 0 | 0 | 0 | 0 | 0 | 0
WT | 0 | 0 | 0 | 0 | 0 | 0
IGCC | 0 | 0 | 0 | 0 | 0 | 0
DemandResponse | 0 | 0 | 0 | 0 | 0 | 0
IGCC-CCS | 0 | 0 | 0 | 0 | 0 | 0
WT_off | 0 | 0 | 0 | 0 | 0 | 0
PseudoUnit | 0 | 0 | 0 | 0 | 0 | 0
FixedInterchange | 0 | 0 | 0 | 0 | 0 | 0
Base VOM Costs by Reporting Type: NWPP_Gas
ReportingType | 2015 | 2020 | 2025 | 2030 | 2035 | 2040
BM | 0 | 0 | 0 | 0 | 0 | 0
CC | 122.48 | 168.33 | 168.33 | 111.89 | 24.26 | 20.71
CSP | 0 | 0 | 0 | 0 | 0 | 0
CT | 0 | 0 | 0 | 0 | 0 | 0
Coal | 0 | 0 | 0 | 0 | 0 | 0
Geo | 0 | 0 | 0 | 0 | 0 | 0
H | 0 | 0 | 0 | 0 | 0 | 0
LFG | 0 | 0 | 0 | 0 | 0 | 0
Nuc | 0 | 0 | 0 | 0 | 0 | 0
PS | 0 | 0 | 0 | 0 | 0 | 0
PV | 0 | 0 | 0 | 0 | 0 | 0
PeakG | 0 | 0 | 0 | 0 | 0 | 0
PeakO | 0 | 0 | 0 | 0 | 0 | 0
ST | 0 | 0 | 0 | 0 | 0 | 0
STOG | 0 | 0 | 0 | 0 | 0 | 0
STWD | 0 | 0 | 0 | 0 | 0 | 0
WT | 0 | 0 | 0 | 0 | 0 | 0
IGCC | 0 | 0 | 0 | 0 | 0 | 0
DemandResponse | 0 | 0 | 0 | 0 | 0 | 0
IGCC-CCS | 0 | 0 | 0 | 0 | 0 | 0
WT_off | 0 | 0 | 0 | 0 | 0 | 0
PseudoUnit | 0 | 0 | 0 | 0 | 0 | 0
FixedInterchange | 0 | 0 | 0 | 0 | 0 | 0
Base VOM Costs by Reporting Type: NWPP_NucRenew
ReportingType | 2015 | 2020 | 2025 | 2030 | 2035 | 2040
BM | 0 | 0.33 | 1.21 | 1.21 | 1.21 | 97.5
CC | 0 | 0 | 0 | 0 | 0 | 0
CSP | 0 | 0 | 0 | 0 | 0 | 0
CT | 0 | 0 | 0 | 0 | 0 | 0
Coal | 0 | 0 | 0 | 0 | 0 | 0
Geo | 6.93 | 6.93 | 41.74 | 41.74 | 41.74 | 41.74
H | 0 | 0 | 0 | 0 | 0.01 | 0.01
LFG | 0.01 | 0.01 | 0.03 | 0.03 | 0.03 | 0.03
Nuc | 20.91 | 20.91 | 20.91 | 20.91 | 81.88 | 82.06
PS | 0 | 0 | 0 | 0 | 0 | 0
PV | 0 | 0 | 0 | 0 | 0 | 0
PeakG | 0 | 0 | 0 | 0 | 0 | 0
PeakO | 0 | 0 | 0 | 0 | 0 | 0
ST | 0 | 0 | 0 | 0 | 0 | 0
STOG | 0 | 0 | 0 | 0 | 0 | 0
STWD | 0 | 0 | 9.33 | 9.33 | 9.33 | 9.33
WT | 0.19 | 0.19 | 0.19 | 0.71 | 0.71 | 0.77
IGCC | 0 | 0 | 0 | 0 | 0 | 0
DemandResponse | 0 | 0 | 0 | 0 | 0 | 0
IGCC-CCS | 0 | 0 | 0 | 0 | 0 | 0
WT_off | 0 | 0 | 0 | 0 | 0 | 0
PseudoUnit | 0 | 0 | 0 | 0 | 0 | 0
FixedInterchange | 0 | 0 | 0 | 0 | 0 | 0
Base VOM Costs by Reporting Type: RMPA
ReportingType | 2015 | 2020 | 2025 | 2030 | 2035 | 2040
BM | 0 | 0 | 0 | 0 | 50.24 | 68.76
CC | 25.21 | 39.62 | 58.6 | 39.59 | 17.14 | 11.68
CSP | 0 | 0 | 0 | 0 | 0 | 0
CT | 0 | 0 | 0 | 0 | 0 | 0
Coal | 191.46 | 171.37 | 27.68 | 13.76 | 13.75 | 12.47
Geo | 0 | 4.47 | 206.14 | 206.14 | 206.14 | 206.14
H | 0 | 0 | 0 | 0 | 0 | 0
LFG | 0 | 0 | 0 | 0 | 0 | 0
Nuc | 0 | 0 | 1.19 | 30.42 | 30.42 | 30.42
PS | 0 | 0 | 0 | 0 | 0 | 0
PV | 0 | 0 | 0 | 0 | 0 | 0
PeakG | 0 | 0 | 0.05 | 0 | 0.04 | 0.01
PeakO | 0 | 0 | 0 | 0 | 0 | 0
ST | 0 | 0.01 | 0.01 | 0.01 | 0.01 | 0.01
STOG | 0 | 0 | 0 | 0 | 0 | 0
STWD | 0 | 0 | 0 | 0 | 0 | 0
WT | 0.07 | 0.19 | 0.19 | 0.2 | 0.2 | 0.21
IGCC | 0 | 0 | 0 | 0 | 0 | 0
DemandResponse | 0 | 0 | 0 | 0 | 0 | 0
IGCC-CCS | 0 | 0 | 0 | 0 | 0 | 0
WT_off | 0 | 0 | 0 | 0 | 0 | 0
PseudoUnit | 0 | 0 | 0 | 0 | 0 | 0
FixedInterchange | 0 | 0 | 0 | 0 | 0 | 0
Base VOM Costs by Reporting Type: SP15
ReportingType | 2015 | 2020 | 2025 | 2030 | 2035 | 2040
BM | 0.22 | 0.22 | 0.22 | 0.22 | 0.22 | 25.17
CC | 222.39 | 205.36 | 202.08 | 178.15 | 91.41 | 51.59
CSP | 0 | 0 | 0 | 0 | 0 | 0
CT | 0 | 0 | 0 | 0 | 0 | 0
Coal | 5.28 | 3.19 | 1.44 | 0 | 0 | 0
Geo | 4.1 | 120.4 | 120.4 | 120.4 | 120.4 | 120.4
H | 0 | 0 | 0 | 0 | 0 | 0
LFG | 0.02 | 0.07 | 0.07 | 0.07 | 0.07 | 0.07
Nuc | 41.61 | 41.61 | 41.61 | 54.79 | 63.89 | 93.45
PS | 0 | 0 | 0 | 0 | 0 | 0
PV | 0 | 0 | 0 | 0 | 0 | 0
PeakG | 0 | 0 | 0 | 0 | 0 | 0
PeakO | 0 | 0 | 0 | 0 | 0 | 0
ST | 0.02 | 0.02 | 0.02 | 0.02 | 0.11 | 0.14
STOG | 1.03 | 0.46 | 0.99 | 0.44 | 0.15 | 0.12
STWD | 1.98 | 1.98 | 1.98 | 1.98 | 1.98 | 1.98
WT | 0.07 | 0.09 | 0.46 | 0.46 | 0.46 | 0.46
IGCC | 0 | 0 | 0 | 0 | 0 | 0
DemandResponse | 0 | 0 | 0 | 0 | 0 | 0
IGCC-CCS | 0 | 0 | 0 | 0 | 0 | 0
WT_off | 0 | 0 | 0 | 0 | 0 | 0
PseudoUnit | 0 | 0 | 0 | 0 | 0 | 0
FixedInterchange | 0 | 0 | 0 | 0 | 0 | 0
Base VOM Costs by Reporting Type: ALB
ReportingType | 2015 | 2020 | 2025 | 2030 | 2035 | 2040
BM | 0 | 0 | 0 | 0 | 0 | 0
CC | 38.49 | 39.63 | 39.9 | 0.01 | 0 | 0.01
CSP | 0 | 0 | 0 | 0 | 0 | 0
CT | 0 | 0 | 0 | 0 | 0 | 0
Coal | 167.67 | 167.67 | 165.43 | 0 | 0 | 0
Geo | 0 | 0 | 0 | 0 | 0 | 0
H | 0 | 0 | 0 | 0 | 0 | 0
LFG | 0 | 0 | 0 | 0 | 0 | 0
Nuc | 0 | 0 | 0 | 138.36 | 140.66 | 142.86
PS | 0 | 0 | 0 | 0 | 0 | 0
PV | 0 | 0 | 0 | 0 | 0 | 0
PeakG | 0 | 0 | 0 | 0 | 0 | 0.02
PeakO | 0 | 0 | 0 | 0 | 0 | 0
ST | 0 | 0 | 0 | 0 | 0 | 0
STOG | 0 | 0 | 0 | 0 | 0 | 0
STWD | 0 | 1.7 | 2.89 | 2.89 | 2.89 | 2.89
WT | 0.02 | 0.02 | 0.02 | 0.02 | 0.02 | 0.02
IGCC | 0 | 0 | 0 | 0 | 0 | 0
DemandResponse | 0 | 0 | 0 | 0 | 0 | 0
IGCC-CCS | 0 | 0 | 0 | 0 | 0 | 0
WT_off | 0 | 0 | 0 | 0 | 0 | 0
PseudoUnit | 0 | 0 | 0 | 0 | 0 | 0
FixedInterchange | 0 | 0 | 0 | 0 | 0 | 0
Base VOM Costs by Reporting Type: BC
ReportingType | 2015 | 2020 | 2025 | 2030 | 2035 | 2040
BM | 0 | 0 | 0 | 0 | 0 | 0
CC | 14.67 | 14.67 | 14.67 | 10.96 | 0 | 0
CSP | 0 | 0 | 0 | 0 | 0 | 0
CT | 0 | 0 | 0 | 0 | 0 | 0
Coal | 0 | 0 | 0 | 0 | 0 | 0
Geo | 0 | 0 | 0 | 0 | 0 | 0
H | 0 | 0 | 0 | 0 | 0 | 0
LFG | 0 | 0 | 0 | 0 | 0 | 0
Nuc | 0 | 0 | 0 | 11.31 | 11.31 | 21.73
PS | 0 | 0 | 0 | 0 | 0 | 0
PV | 0 | 0 | 0 | 0 | 0 | 0
PeakG | 0 | 0 | 0 | 0 | 0 | 0
PeakO | 0 | 0 | 0 | 0 | 0 | 0
ST | 0 | 0 | 0 | 0 | 0 | 0
STOG | 0 | 0 | 0 | 0 | 0 | 0
STWD | 0 | 4.4 | 8.48 | 8.48 | 8.48 | 8.48
WT | 0.01 | 0.01 | 0.01 | 0.01 | 0.01 | 0.01
IGCC | 0 | 0 | 0 | 0 | 0 | 0
DemandResponse | 0 | 0 | 0 | 0 | 0 | 0
IGCC-CCS | 0 | 0 | 0 | 0 | 0 | 0
WT_off | 0 | 0 | 0 | 0 | 0 | 0
PseudoUnit | 0 | 0 | 0 | 0 | 0 | 0
FixedInterchange | 0 | 0 | 0 | 0 | 0 | 0
Base VOM Costs by Reporting Type: HQ_IESO
ReportingType | 2015 | 2020 | 2025 | 2030 | 2035 | 2040
BM | 0 | 0 | 0 | 0 | 0 | 0
CC | 0 | 0 | 0 | 0 | 0 | 0
CSP | 0 | 0 | 0 | 0 | 0 | 0
CT | 0 | 0 | 0 | 0 | 0 | 0
Coal | 0 | 0 | 0 | 0 | 0 | 0
Geo | 0 | 0 | 0 | 0 | 0 | 0
H | 0 | 0 | 0 | 0 | 0 | 0
LFG | 0 | 0 | 0 | 0 | 0 | 0
Nuc | 0 | 0 | 0 | 0 | 0 | 0
PS | 0 | 0 | 0 | 0 | 0 | 0
PV | 0 | 0 | 0 | 0 | 0 | 0
PeakG | 0 | 0 | 0 | 0 | 0 | 0
PeakO | 0 | 0 | 0 | 0 | 0 | 0
ST | 0 | 0 | 0 | 0 | 0 | 0
STOG | 0 | 0 | 0 | 0 | 0 | 0
STWD | 0 | 0 | 0 | 0 | 0 | 0
WT | 0 | 0 | 0 | 0 | 0 | 0
IGCC | 0 | 0 | 0 | 0 | 0 | 0
DemandResponse | 0 | 0 | 0 | 0 | 0 | 0
IGCC-CCS | 0 | 0 | 0 | 0 | 0 | 0
WT_off | 0 | 0 | 0 | 0 | 0 | 0
PseudoUnit | 0 | 0 | 0 | 3.81 | 3.81 | 3.81
FixedInterchange | 0 | 0 | 0 | 0 | 0 | 0
Base VOM Costs by Reporting Type: HQ_NEISO
ReportingType | 2015 | 2020 | 2025 | 2030 | 2035 | 2040
BM | 0 | 0 | 0 | 0 | 0 | 0
CC | 0 | 0 | 0 | 0 | 0 | 0
CSP | 0 | 0 | 0 | 0 | 0 | 0
CT | 0 | 0 | 0 | 0 | 0 | 0
Coal | 0 | 0 | 0 | 0 | 0 | 0
Geo | 0 | 0 | 0 | 0 | 0 | 0
H | 0 | 0 | 0 | 0 | 0 | 0
LFG | 0 | 0 | 0 | 0 | 0 | 0
Nuc | 0 | 0 | 0 | 0 | 0 | 0
PS | 0 | 0 | 0 | 0 | 0 | 0
PV | 0 | 0 | 0 | 0 | 0 | 0
PeakG | 0 | 0 | 0 | 0 | 0 | 0
PeakO | 0 | 0 | 0 | 0 | 0 | 0
ST | 0 | 0 | 0 | 0 | 0 | 0
STOG | 0 | 0 | 0 | 0 | 0 | 0
STWD | 0 | 0 | 0 | 0 | 0 | 0
WT | 0 | 0 | 0 | 0 | 0 | 0
IGCC | 0 | 0 | 0 | 0 | 0 | 0
DemandResponse | 0 | 0 | 0 | 0 | 0 | 0
IGCC-CCS | 0 | 0 | 0 | 0 | 0 | 0
WT_off | 0 | 0 | 0 | 0 | 0 | 0
PseudoUnit | 0 | 0 | 0 | 51.28 | 51.28 | 51.28
FixedInterchange | 0 | 0 | 0 | 0 | 0 | 0
Base VOM Costs by Reporting Type: HQ_NY
ReportingType | 2015 | 2020 | 2025 | 2030 | 2035 | 2040
BM | 0 | 0 | 0 | 0 | 0 | 0
CC | 0 | 0 | 0 | 0 | 0 | 0
CSP | 0 | 0 | 0 | 0 | 0 | 0
CT | 0 | 0 | 0 | 0 | 0 | 0
Coal | 0 | 0 | 0 | 0 | 0 | 0
Geo | 0 | 0 | 0 | 0 | 0 | 0
H | 0 | 0 | 0 | 0 | 0 | 0
LFG | 0 | 0 | 0 | 0 | 0 | 0
Nuc | 0 | 0 | 0 | 0 | 0 | 0
PS | 0 | 0 | 0 | 0 | 0 | 0
PV | 0 | 0 | 0 | 0 | 0 | 0
PeakG | 0 | 0 | 0 | 0 | 0 | 0
PeakO | 0 | 0 | 0 | 0 | 0 | 0
ST | 0 | 0 | 0 | 0 | 0 | 0
STOG | 0 | 0 | 0 | 0 | 0 | 0
STWD | 0 | 0 | 0 | 0 | 0 | 0
WT | 0 | 0 | 0 | 0 | 0 | 0
IGCC | 0 | 0 | 0 | 0 | 0 | 0
DemandResponse | 0 | 0 | 0 | 0 | 0 | 0
IGCC-CCS | 0 | 0 | 0 | 0 | 0 | 0
WT_off | 0 | 0 | 0 | 0 | 0 | 0
PseudoUnit | 0 | 0 | 101.99 | 101.99 | 101.99 | 101.99
FixedInterchange | 0 | 0 | 0 | 0 | 0 | 0
Base VOM Costs by Reporting Type: MARITIMES
ReportingType | 2015 | 2020 | 2025 | 2030 | 2035 | 2040
BM | 0 | 0 | 0 | 0 | 0 | 0
CC | 0 | 0 | 0 | 0 | 0 | 0
CSP | 0 | 0 | 0 | 0 | 0 | 0
CT | 0 | 0 | 0 | 0 | 0 | 0
Coal | 0 | 0 | 0 | 0 | 0 | 0
Geo | 0 | 0 | 0 | 0 | 0 | 0
H | 0 | 0 | 0 | 0 | 0 | 0
LFG | 0 | 0 | 0 | 0 | 0 | 0
Nuc | 0 | 0 | 0 | 0 | 0 | 0
PS | 0 | 0 | 0 | 0 | 0 | 0
PV | 0 | 0 | 0 | 0 | 0 | 0
PeakG | 0 | 0 | 0 | 0 | 0 | 0
PeakO | 0 | 0 | 0 | 0 | 0 | 0
ST | 0 | 0 | 0 | 0 | 0 | 0
STOG | 0 | 0 | 0 | 0 | 0 | 0
STWD | 0 | 0 | 0 | 0 | 0 | 0
WT | 0 | 0 | 0 | 0 | 0 | 0
IGCC | 0 | 0 | 0 | 0 | 0 | 0
DemandResponse | 0 | 0 | 0 | 0 | 0 | 0
IGCC-CCS | 0 | 0 | 0 | 0 | 0 | 0
WT_off | 0 | 0 | 0 | 0 | 0 | 0
PseudoUnit | 0 | 0 | 0 | 17.37 | 17.37 | 17.37
FixedInterchange | 0 | 0 | 0 | 0 | 0 | 0
Base VOM Costs by Reporting Type: All
ReportingType | 2015 | 2020 | 2025 | 2030 | 2035 | 2040
BM | 11.06 | 29.44 | 44.48 | 58.83 | 1327.75 | 3205.58
CC | 4790.97 | 6145.32 | 6107.77 | 5030.22 | 2992.05 | 900.3
CSP | 0 | 0 | 0 | 0 | 0 | 0
CT | 5.71 | 9.23 | 11.03 | 3.67 | 0.04 | 0.49
Coal | 4091.84 | 2010.29 | 476.44 | 253.65 | 439.58 | 446.37
Geo | 11.14 | 177.58 | 532.83 | 532.83 | 532.83 | 532.83
H | 0 | 0.08 | 0.27 | 0.44 | 0.52 | 0.52
LFG | 0.38 | 0.54 | 0.73 | 0.79 | 0.79 | 0.79
Nuc | 2164.81 | 2223.36 | 2307.32 | 2993.13 | 3296.86 | 3727.61
PS | 0 | 0 | 0 | 0 | 0 | 0
PV | 0.02 | 0.06 | 0.07 | 0.08 | 0.08 | 0.08
PeakG | 24.54 | 37.68 | 47.35 | 38.75 | 26.37 | 14.26
PeakO | 0 | 0 | 0 | 0 | 0 | 0
ST | 0.03 | 0.06 | 0.07 | 0.07 | 0.18 | 0.21
STOG | 17.36 | 18.83 | 10.81 | 7.84 | 1.77 | 0.81
STWD | 28.84 | 33.16 | 43.51 | 61.23 | 74 | 68.28
WT | 2.03 | 4.62 | 7.42 | 9.09 | 9.83 | 10.09
IGCC | 30.43 | 30.43 | 6.32 | 0.04 | 0 | 0
DemandResponse | 0 | 0 | 0 | 0 | 0 | 0
IGCC-CCS | 0 | 0 | 0 | 0 | 0 | 0
WT_off | 0.02 | 0.02 | 0.06 | 0.06 | 1.1 | 2.23
PseudoUnit | 0 | 0 | 101.99 | 174.45 | 174.45 | 174.45
FixedInterchange | 0 | 0 | 0 | 0 | 0 | 0
Base VOM Costs by Reporting Type: EI_US
ReportingType | 2015 | 2020 | 2025 | 2030 | 2035 | 2040
BM | 10.54 | 28.37 | 42.28 | 51.95 | 1124.24 | 2838.68
CC | 3358.97 | 4655.95 | 4630.09 | 3863.8 | 2495.35 | 570.37
CSP | 0 | 0 | 0 | 0 | 0 | 0
CT | 5.71 | 9.17 | 11.02 | 3.59 | 0.04 | 0.49
Coal | 3170.54 | 1197.15 | 215.76 | 211.43 | 382.51 | 396.91
Geo | 0 | 0 | 0 | 0 | 0 | 0
H | 0 | 0.03 | 0.12 | 0.12 | 0.16 | 0.16
LFG | 0.32 | 0.4 | 0.51 | 0.57 | 0.57 | 0.57
Nuc | 1653.22 | 1713.9 | 1799.4 | 2142.63 | 2091.82 | 2420.24
PS | 0 | 0 | 0 | 0 | 0 | 0
PV | 0 | 0.04 | 0.06 | 0.07 | 0.07 | 0.07
PeakG | 23.83 | 36.74 | 47.29 | 38.4 | 26 | 13.89
PeakO | 0 | 0 | 0 | 0 | 0 | 0
ST | 0 | 0 | 0 | 0 | 0 | 0
STOG | 11.29 | 10.4 | 7.29 | 5.39 | 1.62 | 0.7
STWD | 19.06 | 17.28 | 16.09 | 30.63 | 43.46 | 35.49
WT | 1.2 | 3.22 | 5.05 | 6.19 | 6.69 | 6.86
IGCC | 30.43 | 30.43 | 6.32 | 0.04 | 0 | 0
DemandResponse | 0 | 0 | 0 | 0 | 0 | 0
IGCC-CCS | 0 | 0 | 0 | 0 | 0 | 0
WT_off | 0.02 | 0.02 | 0.06 | 0.06 | 1.1 | 2.23
PseudoUnit | 0 | 0 | 101.99 | 170.63 | 170.63 | 170.63
FixedInterchange | 0 | 0 | 0 | 0 | 0 | 0
Base VOM Costs by Reporting Type: EI_Canada
ReportingType | 2015 | 2020 | 2025 | 2030 | 2035 | 2040
BM | 0 | 0.01 | 0 | 0.04 | 0.17 | 0.82
CC | 41.85 | 22.51 | 3.01 | 0.38 | 0.14 | 0.34
CSP | 0 | 0 | 0 | 0 | 0 | 0
CT | 0 | 0.04 | 0 | 0 | 0 | 0
Coal | 0.99 | 0.16 | 0 | 0 | 0 | 0
Geo | 0 | 0 | 0 | 0 | 0 | 0
H | 0 | 0.05 | 0.15 | 0.32 | 0.34 | 0.34
LFG | 0.01 | 0.01 | 0.01 | 0.01 | 0.01 | 0.01
Nuc | 240.73 | 238.61 | 235.86 | 240.73 | 221.68 | 193.2
PS | 0 | 0 | 0 | 0 | 0 | 0
PV | 0 | 0 | 0 | 0 | 0 | 0
PeakG | 0.71 | 0.88 | 0 | 0 | 0 | 0
PeakO | 0 | 0 | 0 | 0 | 0 | 0
ST | 0 | 0 | 0 | 0 | 0 | 0
STOG | 0.03 | 0 | 0 | 0 | 0 | 0
STWD | 0.01 | 0.01 | 0.01 | 0.12 | 0.06 | 2.31
WT | 0.11 | 0.11 | 0.11 | 0.11 | 0.1 | 0.1
IGCC | 0 | 0 | 0 | 0 | 0 | 0
DemandResponse | 0 | 0 | 0 | 0 | 0 | 0
IGCC-CCS | 0 | 0 | 0 | 0 | 0 | 0
WT_off | 0 | 0 | 0 | 0 | 0 | 0
PseudoUnit | 0 | 0 | 0 | 3.81 | 3.81 | 3.81
FixedInterchange | 0 | 0 | 0 | 0 | 0 | 0
Base VOM Costs by Reporting Type: EI
ReportingType | 2015 | 2020 | 2025 | 2030 | 2035 | 2040
BM | 10.54 | 28.38 | 42.28 | 51.98 | 1124.41 | 2839.49
CC | 3400.82 | 4678.46 | 4633.11 | 3864.18 | 2495.49 | 570.71
CSP | 0 | 0 | 0 | 0 | 0 | 0
CT | 5.71 | 9.21 | 11.02 | 3.59 | 0.04 | 0.49
Coal | 3171.54 | 1197.31 | 215.76 | 211.43 | 382.51 | 396.91
Geo | 0 | 0 | 0 | 0 | 0 | 0
H | 0 | 0.08 | 0.27 | 0.44 | 0.51 | 0.51
LFG | 0.33 | 0.41 | 0.52 | 0.58 | 0.58 | 0.58
Nuc | 1893.95 | 1952.51 | 2035.27 | 2383.36 | 2313.5 | 2613.44
PS | 0 | 0 | 0 | 0 | 0 | 0
PV | 0.01 | 0.04 | 0.06 | 0.07 | 0.07 | 0.07
PeakG | 24.54 | 37.62 | 47.29 | 38.4 | 26 | 13.89
PeakO | 0 | 0 | 0 | 0 | 0 | 0
ST | 0 | 0 | 0 | 0 | 0 | 0
STOG | 11.32 | 10.4 | 7.29 | 5.39 | 1.62 | 0.7
STWD | 19.07 | 17.3 | 16.1 | 30.75 | 43.52 | 37.8
WT | 1.31 | 3.33 | 5.16 | 6.3 | 6.79 | 6.97
IGCC | 30.43 | 30.43 | 6.32 | 0.04 | 0 | 0
DemandResponse | 0 | 0 | 0 | 0 | 0 | 0
IGCC-CCS | 0 | 0 | 0 | 0 | 0 | 0
WT_off | 0.02 | 0.02 | 0.06 | 0.06 | 1.1 | 2.23
PseudoUnit | 0 | 0 | 101.99 | 174.45 | 174.45 | 174.45
FixedInterchange | 0 | 0 | 0 | 0 | 0 | 0
Base VOM Costs by Reporting Type: Outside_EI
ReportingType | 2015 | 2020 | 2025 | 2030 | 2035 | 2040
BM | 0.51 | 1.06 | 2.2 | 6.85 | 203.35 | 366.08
CC | 1390.15 | 1466.85 | 1474.66 | 1166.04 | 496.55 | 329.59
CSP | 0 | 0 | 0 | 0 | 0 | 0
CT | 0 | 0.02 | 0.01 | 0.08 | 0 | 0
Coal | 920.3 | 812.98 | 260.67 | 42.22 | 57.07 | 49.46
Geo | 11.13 | 177.57 | 532.83 | 532.83 | 532.83 | 532.83
H | 0 | 0 | 0 | 0 | 0.01 | 0.01
LFG | 0.05 | 0.13 | 0.2 | 0.2 | 0.2 | 0.2
Nuc | 270.85 | 270.85 | 272.05 | 609.77 | 983.36 | 1114.17
PS | 0 | 0 | 0 | 0 | 0 | 0
PV | 0.01 | 0.01 | 0.01 | 0.01 | 0.01 | 0.01
PeakG | 0 | 0.05 | 0.05 | 0.34 | 0.37 | 0.37
PeakO | 0 | 0 | 0 | 0 | 0 | 0
ST | 0.03 | 0.06 | 0.07 | 0.07 | 0.18 | 0.21
STOG | 6.04 | 8.43 | 3.52 | 2.45 | 0.15 | 0.12
STWD | 9.77 | 15.87 | 27.41 | 30.48 | 30.48 | 30.48
WT | 0.72 | 1.29 | 2.26 | 2.8 | 3.04 | 3.13
IGCC | 0 | 0 | 0 | 0 | 0 | 0
DemandResponse | 0 | 0 | 0 | 0 | 0 | 0
IGCC-CCS | 0 | 0 | 0 | 0 | 0 | 0
WT_off | 0 | 0 | 0 | 0 | 0 | 0
PseudoUnit | 0 | 0 | 0 | 0 | 0 | 0
FixedInterchange | 0 | 0 | 0 | 0 | 0 | 0
#9 | Retrofit VOM Costs ($million)
Retrofit VOM Costs by Reporting Type: Entergy
ReportingType | 2015 | 2020 | 2025 | 2030 | 2035 | 2040
BM | 0 | 0 | 0 | 0 | 0 | 0
CC | 0 | 0 | 0 | 0 | 0 | 0
CSP | 0 | 0 | 0 | 0 | 0 | 0
CT | 0 | 0 | 0 | 0 | 0 | 0
Coal | 13.08 | 0 | 0 | 0 | 0 | 0
Geo | 0 | 0 | 0 | 0 | 0 | 0
H | 0 | 0 | 0 | 0 | 0 | 0
LFG | 0 | 0 | 0 | 0 | 0 | 0
Nuc | 0 | 0 | 0 | 0 | 0 | 0
PS | 0 | 0 | 0 | 0 | 0 | 0
PV | 0 | 0 | 0 | 0 | 0 | 0
PeakG | 0 | 0 | 0 | 0 | 0 | 0
PeakO | 0 | 0 | 0 | 0 | 0 | 0
ST | 0 | 0 | 0 | 0 | 0 | 0
STOG | 0 | 0 | 0 | 0 | 0 | 0
STWD | 0 | 0 | 0 | 0 | 0 | 0
WT | 0 | 0 | 0 | 0 | 0 | 0
IGCC | 0 | 0 | 0 | 0 | 0 | 0
DemandResponse | 0 | 0 | 0 | 0 | 0 | 0
IGCC-CCS | 0 | 0 | 0 | 0 | 0 | 0
WT_off | 0 | 0 | 0 | 0 | 0 | 0
PseudoUnit | 0 | 0 | 0 | 0 | 0 | 0
FixedInterchange | 0 | 0 | 0 | 0 | 0 | 0
Retrofit VOM Costs by Reporting Type: FRCC
ReportingType | 2015 | 2020 | 2025 | 2030 | 2035 | 2040
BM | 0 | 0 | 0 | 0 | 0 | 0
CC | 0 | 0 | 0 | 0 | 0 | 0
CSP | 0 | 0 | 0 | 0 | 0 | 0
CT | 0 | 0 | 0 | 0 | 0 | 0
Coal | 31.34 | 25.35 | 4.72 | 8.82 | 25.89 | 31.64
Geo | 0 | 0 | 0 | 0 | 0 | 0
H | 0 | 0 | 0 | 0 | 0 | 0
LFG | 0 | 0 | 0 | 0 | 0 | 0
Nuc | 0 | 0 | 0 | 0 | 0 | 0
PS | 0 | 0 | 0 | 0 | 0 | 0
PV | 0 | 0 | 0 | 0 | 0 | 0
PeakG | 0 | 0 | 0 | 0 | 0 | 0
PeakO | 0 | 0 | 0 | 0 | 0 | 0
ST | 0 | 0 | 0 | 0 | 0 | 0
STOG | 0 | 0 | 0 | 0 | 0 | 0
STWD | 0 | 0 | 0 | 0 | 0 | 0
WT | 0 | 0 | 0 | 0 | 0 | 0
IGCC | 0 | 0 | 0 | 0 | 0 | 0
DemandResponse | 0 | 0 | 0 | 0 | 0 | 0
IGCC-CCS | 0 | 0 | 0 | 0 | 0 | 0
WT_off | 0 | 0 | 0 | 0 | 0 | 0
PseudoUnit | 0 | 0 | 0 | 0 | 0 | 0
FixedInterchange | 0 | 0 | 0 | 0 | 0 | 0
Retrofit VOM Costs by Reporting Type: MAPP_US
ReportingType | 2015 | 2020 | 2025 | 2030 | 2035 | 2040
BM | 0 | 0 | 0 | 0 | 0 | 0
CC | 0 | 0 | 0 | 0 | 0 | 0
CSP | 0 | 0 | 0 | 0 | 0 | 0
CT | 0 | 0 | 0 | 0 | 0 | 0
Coal | 39.12 | 19.22 | 0 | 0 | 0 | 0
Geo | 0 | 0 | 0 | 0 | 0 | 0
H | 0 | 0 | 0 | 0 | 0 | 0
LFG | 0 | 0 | 0 | 0 | 0 | 0
Nuc | 0 | 0 | 0 | 0 | 0 | 0
PS | 0 | 0 | 0 | 0 | 0 | 0
PV | 0 | 0 | 0 | 0 | 0 | 0
PeakG | 0 | 0 | 0 | 0 | 0 | 0
PeakO | 0 | 0 | 0 | 0 | 0 | 0
ST | 0 | 0 | 0 | 0 | 0 | 0
STOG | 0 | 0 | 0 | 0 | 0 | 0
STWD | 0 | 0 | 0 | 0 | 0 | 0
WT | 0 | 0 | 0 | 0 | 0 | 0
IGCC | 0 | 0 | 0 | 0 | 0 | 0
DemandResponse | 0 | 0 | 0 | 0 | 0 | 0
IGCC-CCS | 0 | 0 | 0 | 0 | 0 | 0
WT_off | 0 | 0 | 0 | 0 | 0 | 0
PseudoUnit | 0 | 0 | 0 | 0 | 0 | 0
FixedInterchange | 0 | 0 | 0 | 0 | 0 | 0
Retrofit VOM Costs by Reporting Type: MISO_IN
ReportingType | 2015 | 2020 | 2025 | 2030 | 2035 | 2040
BM | 0 | 0 | 0 | 0 | 0 | 0
CC | 0 | 0 | 0 | 0 | 0 | 0
CSP | 0 | 0 | 0 | 0 | 0 | 0
CT | 0 | 0 | 0 | 0 | 0 | 0
Coal | 160.14 | 94.54 | 16.14 | 42.25 | 126.94 | 135.21
Geo | 0 | 0 | 0 | 0 | 0 | 0
H | 0 | 0 | 0 | 0 | 0 | 0
LFG | 0 | 0 | 0 | 0 | 0 | 0
Nuc | 0 | 0 | 0 | 0 | 0 | 0
PS | 0 | 0 | 0 | 0 | 0 | 0
PV | 0 | 0 | 0 | 0 | 0 | 0
PeakG | 0 | 0 | 0 | 0 | 0 | 0
PeakO | 0 | 0 | 0 | 0 | 0 | 0
ST | 0 | 0 | 0 | 0 | 0 | 0
STOG | 0 | 0 | 0 | 0 | 0 | 0
STWD | 0 | 0 | 0 | 0 | 0 | 0
WT | 0 | 0 | 0 | 0 | 0 | 0
IGCC | 0 | 0 | 0 | 0 | 0 | 0
DemandResponse | 0 | 0 | 0 | 0 | 0 | 0
IGCC-CCS | 0 | 0 | 0 | 0 | 0 | 0
WT_off | 0 | 0 | 0 | 0 | 0 | 0
PseudoUnit | 0 | 0 | 0 | 0 | 0 | 0
FixedInterchange | 0 | 0 | 0 | 0 | 0 | 0
Retrofit VOM Costs by Reporting Type: MISO_MI
ReportingType | 2015 | 2020 | 2025 | 2030 | 2035 | 2040
BM | 0 | 0 | 0 | 0 | 0 | 0
CC | 0 | 0 | 0 | 0 | 0 | 0
CSP | 0 | 0 | 0 | 0 | 0 | 0
CT | 0 | 0 | 0 | 0 | 0 | 0
Coal | 6.35 | 0 | 0 | 0 | 0 | 0
Geo | 0 | 0 | 0 | 0 | 0 | 0
H | 0 | 0 | 0 | 0 | 0 | 0
LFG | 0 | 0 | 0 | 0 | 0 | 0
Nuc | 0 | 0 | 0 | 0 | 0 | 0
PS | 0 | 0 | 0 | 0 | 0 | 0
PV | 0 | 0 | 0 | 0 | 0 | 0
PeakG | 0 | 0 | 0 | 0 | 0 | 0
PeakO | 0 | 0 | 0 | 0 | 0 | 0
ST | 0 | 0 | 0 | 0 | 0 | 0
STOG | 0 | 0 | 0 | 0 | 0 | 0
STWD | 0 | 0 | 0 | 0 | 0 | 0
WT | 0 | 0 | 0 | 0 | 0 | 0
IGCC | 0 | 0 | 0 | 0 | 0 | 0
DemandResponse | 0 | 0 | 0 | 0 | 0 | 0
IGCC-CCS | 0 | 0 | 0 | 0 | 0 | 0
WT_off | 0 | 0 | 0 | 0 | 0 | 0
PseudoUnit | 0 | 0 | 0 | 0 | 0 | 0
FixedInterchange | 0 | 0 | 0 | 0 | 0 | 0
Retrofit VOM Costs by Reporting Type: MISO_MO-IL
ReportingType | 2015 | 2020 | 2025 | 2030 | 2035 | 2040
BM | 0 | 0 | 0 | 0 | 0 | 0
CC | 0 | 0 | 0 | 0 | 0 | 0
CSP | 0 | 0 | 0 | 0 | 0 | 0
CT | 0 | 0 | 0 | 0 | 0 | 0
Coal | 59.08 | 15.89 | 3.97 | 8.89 | 27.54 | 27.54
Geo | 0 | 0 | 0 | 0 | 0 | 0
H | 0 | 0 | 0 | 0 | 0 | 0
LFG | 0 | 0 | 0 | 0 | 0 | 0
Nuc | 0 | 0 | 0 | 0 | 0 | 0
PS | 0 | 0 | 0 | 0 | 0 | 0
PV | 0 | 0 | 0 | 0 | 0 | 0
PeakG | 0 | 0 | 0 | 0 | 0 | 0
PeakO | 0 | 0 | 0 | 0 | 0 | 0
ST | 0 | 0 | 0 | 0 | 0 | 0
STOG | 0 | 0 | 0 | 0 | 0 | 0
STWD | 0 | 0 | 0 | 0 | 0 | 0
WT | 0 | 0 | 0 | 0 | 0 | 0
IGCC | 0 | 0 | 0 | 0 | 0 | 0
DemandResponse | 0 | 0 | 0 | 0 | 0 | 0
IGCC-CCS | 0 | 0 | 0 | 0 | 0 | 0
WT_off | 0 | 0 | 0 | 0 | 0 | 0
PseudoUnit | 0 | 0 | 0 | 0 | 0 | 0
FixedInterchange | 0 | 0 | 0 | 0 | 0 | 0
Retrofit VOM Costs by Reporting Type: MISO_W
ReportingType | 2015 | 2020 | 2025 | 2030 | 2035 | 2040
BM | 0 | 0 | 0 | 0 | 0 | 0
CC | 0 | 0 | 0 | 0 | 0 | 0
CSP | 0 | 0 | 0 | 0 | 0 | 0
CT | 0 | 0 | 0 | 0 | 0 | 0
Coal | 103.39 | 106.49 | 21.21 | 17.93 | 17.93 | 17.93
Geo | 0 | 0 | 0 | 0 | 0 | 0
H | 0 | 0 | 0 | 0 | 0 | 0
LFG | 0 | 0 | 0 | 0 | 0 | 0
Nuc | 0 | 0 | 0 | 0 | 0 | 0
PS | 0 | 0 | 0 | 0 | 0 | 0
PV | 0 | 0 | 0 | 0 | 0 | 0
PeakG | 0 | 0 | 0 | 0 | 0 | 0
PeakO | 0 | 0 | 0 | 0 | 0 | 0
ST | 0 | 0 | 0 | 0 | 0 | 0
STOG | 0 | 0 | 0 | 0 | 0 | 0
STWD | 0 | 0 | 0 | 0 | 0 | 0
WT | 0 | 0 | 0 | 0 | 0 | 0
IGCC | 0 | 0 | 0 | 0 | 0 | 0
DemandResponse | 0 | 0 | 0 | 0 | 0 | 0
IGCC-CCS | 0 | 0 | 0 | 0 | 0 | 0
WT_off | 0 | 0 | 0 | 0 | 0 | 0
PseudoUnit | 0 | 0 | 0 | 0 | 0 | 0
FixedInterchange | 0 | 0 | 0 | 0 | 0 | 0
Retrofit VOM Costs by Reporting Type: MISO_WUMS
ReportingType | 2015 | 2020 | 2025 | 2030 | 2035 | 2040
BM | 0 | 0 | 0 | 0 | 0 | 0
CC | 0 | 0 | 0 | 0 | 0 | 0
CSP | 0 | 0 | 0 | 0 | 0 | 0
CT | 0 | 0 | 0 | 0 | 0 | 0
Coal | 28.06 | 5.73 | 6.68 | 10.85 | 24.04 | 33.1
Geo | 0 | 0 | 0 | 0 | 0 | 0
H | 0 | 0 | 0 | 0 | 0 | 0
LFG | 0 | 0 | 0 | 0 | 0 | 0
Nuc | 0 | 0 | 0 | 0 | 0 | 0
PS | 0 | 0 | 0 | 0 | 0 | 0
PV | 0 | 0 | 0 | 0 | 0 | 0
PeakG | 0 | 0 | 0 | 0 | 0 | 0
PeakO | 0 | 0 | 0 | 0 | 0 | 0
ST | 0 | 0 | 0 | 0 | 0 | 0
STOG | 0 | 0 | 0 | 0 | 0 | 0
STWD | 0 | 0 | 0 | 0 | 0 | 0
WT | 0 | 0 | 0 | 0 | 0 | 0
IGCC | 0 | 0 | 0 | 0 | 0 | 0
DemandResponse | 0 | 0 | 0 | 0 | 0 | 0
IGCC-CCS | 0 | 0 | 0 | 0 | 0 | 0
WT_off | 0 | 0 | 0 | 0 | 0 | 0
PseudoUnit | 0 | 0 | 0 | 0 | 0 | 0
FixedInterchange | 0 | 0 | 0 | 0 | 0 | 0
Retrofit VOM Costs by Reporting Type: Nebraska
ReportingType | 2015 | 2020 | 2025 | 2030 | 2035 | 2040
BM | 0 | 0 | 0 | 0 | 0 | 0
CC | 0 | 0 | 0 | 0 | 0 | 0
CSP | 0 | 0 | 0 | 0 | 0 | 0
CT | 0 | 0 | 0 | 0 | 0 | 0
Coal | 16.57 | 13.92 | 15.88 | 15.88 | 15.88 | 15.88
Geo | 0 | 0 | 0 | 0 | 0 | 0
H | 0 | 0 | 0 | 0 | 0 | 0
LFG | 0 | 0 | 0 | 0 | 0 | 0
Nuc | 0 | 0 | 0 | 0 | 0 | 0
PS | 0 | 0 | 0 | 0 | 0 | 0
PV | 0 | 0 | 0 | 0 | 0 | 0
PeakG | 0 | 0 | 0 | 0 | 0 | 0
PeakO | 0 | 0 | 0 | 0 | 0 | 0
ST | 0 | 0 | 0 | 0 | 0 | 0
STOG | 0 | 0 | 0 | 0 | 0 | 0
STWD | 0 | 0 | 0 | 0 | 0 | 0
WT | 0 | 0 | 0 | 0 | 0 | 0
IGCC | 0 | 0 | 0 | 0 | 0 | 0
DemandResponse | 0 | 0 | 0 | 0 | 0 | 0
IGCC-CCS | 0 | 0 | 0 | 0 | 0 | 0
WT_off | 0 | 0 | 0 | 0 | 0 | 0
PseudoUnit | 0 | 0 | 0 | 0 | 0 | 0
FixedInterchange | 0 | 0 | 0 | 0 | 0 | 0
Retrofit VOM Costs by Reporting Type: NEISO
ReportingType | 2015 | 2020 | 2025 | 2030 | 2035 | 2040
BM | 0 | 0 | 0 | 0 | 0 | 0
CC | 0 | 0 | 0 | 0 | 0 | 0
CSP | 0 | 0 | 0 | 0 | 0 | 0
CT | 0 | 0 | 0 | 0 | 0 | 0
Coal | 0.16 | 0 | 0 | 0 | 0 | 0
Geo | 0 | 0 | 0 | 0 | 0 | 0
H | 0 | 0 | 0 | 0 | 0 | 0
LFG | 0 | 0 | 0 | 0 | 0 | 0
Nuc | 0 | 0 | 0 | 0 | 0 | 0
PS | 0 | 0 | 0 | 0 | 0 | 0
PV | 0 | 0 | 0 | 0 | 0 | 0
PeakG | 0 | 0 | 0 | 0 | 0 | 0
PeakO | 0 | 0 | 0 | 0 | 0 | 0
ST | 0 | 0 | 0 | 0 | 0 | 0
STOG | 0 | 0 | 0 | 0 | 0 | 0
STWD | 0 | 0 | 0 | 0 | 0 | 0
WT | 0 | 0 | 0 | 0 | 0 | 0
IGCC | 0 | 0 | 0 | 0 | 0 | 0
DemandResponse | 0 | 0 | 0 | 0 | 0 | 0
IGCC-CCS | 0 | 0 | 0 | 0 | 0 | 0
WT_off | 0 | 0 | 0 | 0 | 0 | 0
PseudoUnit | 0 | 0 | 0 | 0 | 0 | 0
FixedInterchange | 0 | 0 | 0 | 0 | 0 | 0
Retrofit VOM Costs by Reporting Type: NonRTO_Midwest
ReportingType | 2015 | 2020 | 2025 | 2030 | 2035 | 2040
BM | 0 | 0 | 0 | 0 | 0 | 0
CC | 0 | 0 | 0 | 0 | 0 | 0
CSP | 0 | 0 | 0 | 0 | 0 | 0
CT | 0 | 0 | 0 | 0 | 0 | 0
Coal | 139.92 | 87.11 | 22.79 | 44.33 | 53.55 | 53.55
Geo | 0 | 0 | 0 | 0 | 0 | 0
H | 0 | 0 | 0 | 0 | 0 | 0
LFG | 0 | 0 | 0 | 0 | 0 | 0
Nuc | 0 | 0 | 0 | 0 | 0 | 0
PS | 0 | 0 | 0 | 0 | 0 | 0
PV | 0 | 0 | 0 | 0 | 0 | 0
PeakG | 0 | 0 | 0 | 0 | 0 | 0
PeakO | 0 | 0 | 0 | 0 | 0 | 0
ST | 0 | 0 | 0 | 0 | 0 | 0
STOG | 0 | 0 | 0 | 0 | 0 | 0
STWD | 0 | 0 | 0 | 0 | 0 | 0
WT | 0 | 0 | 0 | 0 | 0 | 0
IGCC | 0 | 0 | 0 | 0 | 0 | 0
DemandResponse | 0 | 0 | 0 | 0 | 0 | 0
IGCC-CCS | 0 | 0 | 0 | 0 | 0 | 0
WT_off | 0 | 0 | 0 | 0 | 0 | 0
PseudoUnit | 0 | 0 | 0 | 0 | 0 | 0
FixedInterchange | 0 | 0 | 0 | 0 | 0 | 0
Retrofit VOM Costs by Reporting Type: NYISO_A-F
ReportingType | 2015 | 2020 | 2025 | 2030 | 2035 | 2040
BM | 0 | 0 | 0 | 0 | 0 | 0
CC | 0 | 0 | 0 | 0 | 0 | 0
CSP | 0 | 0 | 0 | 0 | 0 | 0
CT | 0 | 0 | 0 | 0 | 0 | 0
Coal | 0 | 0 | 0 | 0 | 0 | 0
Geo | 0 | 0 | 0 | 0 | 0 | 0
H | 0 | 0 | 0 | 0 | 0 | 0
LFG | 0 | 0 | 0 | 0 | 0 | 0
Nuc | 0 | 0 | 0 | 0 | 0 | 0
PS | 0 | 0 | 0 | 0 | 0 | 0
PV | 0 | 0 | 0 | 0 | 0 | 0
PeakG | 0 | 0 | 0 | 0 | 0 | 0
PeakO | 0 | 0 | 0 | 0 | 0 | 0
ST | 0 | 0 | 0 | 0 | 0 | 0
STOG | 0 | 0 | 0 | 0 | 0 | 0
STWD | 0 | 0 | 0 | 0 | 0 | 0
WT | 0 | 0 | 0 | 0 | 0 | 0
IGCC | 0 | 0 | 0 | 0 | 0 | 0
DemandResponse | 0 | 0 | 0 | 0 | 0 | 0
IGCC-CCS | 0 | 0 | 0 | 0 | 0 | 0
WT_off | 0 | 0 | 0 | 0 | 0 | 0
PseudoUnit | 0 | 0 | 0 | 0 | 0 | 0
FixedInterchange | 0 | 0 | 0 | 0 | 0 | 0
Retrofit VOM Costs by Reporting Type: NYISO_G-I
ReportingType | 2015 | 2020 | 2025 | 2030 | 2035 | 2040
BM | 0 | 0 | 0 | 0 | 0 | 0
CC | 0 | 0 | 0 | 0 | 0 | 0
CSP | 0 | 0 | 0 | 0 | 0 | 0
CT | 0 | 0 | 0 | 0 | 0 | 0
Coal | 0 | 0 | 0 | 0 | 0 | 0
Geo | 0 | 0 | 0 | 0 | 0 | 0
H | 0 | 0 | 0 | 0 | 0 | 0
LFG | 0 | 0 | 0 | 0 | 0 | 0
Nuc | 0 | 0 | 0 | 0 | 0 | 0
PS | 0 | 0 | 0 | 0 | 0 | 0
PV | 0 | 0 | 0 | 0 | 0 | 0
PeakG | 0 | 0 | 0 | 0 | 0 | 0
PeakO | 0 | 0 | 0 | 0 | 0 | 0
ST | 0 | 0 | 0 | 0 | 0 | 0
STOG | 0 | 0 | 0 | 0 | 0 | 0
STWD | 0 | 0 | 0 | 0 | 0 | 0
WT | 0 | 0 | 0 | 0 | 0 | 0
IGCC | 0 | 0 | 0 | 0 | 0 | 0
DemandResponse | 0 | 0 | 0 | 0 | 0 | 0
IGCC-CCS | 0 | 0 | 0 | 0 | 0 | 0
WT_off | 0 | 0 | 0 | 0 | 0 | 0
PseudoUnit | 0 | 0 | 0 | 0 | 0 | 0
FixedInterchange | 0 | 0 | 0 | 0 | 0 | 0
Retrofit VOM Costs by Reporting Type: NYISO_J-K
ReportingType | 2015 | 2020 | 2025 | 2030 | 2035 | 2040
BM | 0 | 0 | 0 | 0 | 0 | 0
CC | 0 | 0 | 0 | 0 | 0 | 0
CSP | 0 | 0 | 0 | 0 | 0 | 0
CT | 0 | 0 | 0 | 0 | 0 | 0
Coal | 0 | 0 | 0 | 0 | 0 | 0
Geo | 0 | 0 | 0 | 0 | 0 | 0
H | 0 | 0 | 0 | 0 | 0 | 0
LFG | 0 | 0 | 0 | 0 | 0 | 0
Nuc | 0 | 0 | 0 | 0 | 0 | 0
PS | 0 | 0 | 0 | 0 | 0 | 0
PV | 0 | 0 | 0 | 0 | 0 | 0
PeakG | 0 | 0 | 0 | 0 | 0 | 0
PeakO | 0 | 0 | 0 | 0 | 0 | 0
ST | 0 | 0 | 0 | 0 | 0 | 0
STOG | 0 | 0 | 0 | 0 | 0 | 0
STWD | 0 | 0 | 0 | 0 | 0 | 0
WT | 0 | 0 | 0 | 0 | 0 | 0
IGCC | 0 | 0 | 0 | 0 | 0 | 0
DemandResponse | 0 | 0 | 0 | 0 | 0 | 0
IGCC-CCS | 0 | 0 | 0 | 0 | 0 | 0
WT_off | 0 | 0 | 0 | 0 | 0 | 0
PseudoUnit | 0 | 0 | 0 | 0 | 0 | 0
FixedInterchange | 0 | 0 | 0 | 0 | 0 | 0
Retrofit VOM Costs by Reporting Type: PJM_E
ReportingType | 2015 | 2020 | 2025 | 2030 | 2035 | 2040
BM | 0 | 0 | 0 | 0 | 0 | 0
CC | 0 | 0 | 0 | 0 | 0 | 0
CSP | 0 | 0 | 0 | 0 | 0 | 0
CT | 0 | 0 | 0 | 0 | 0 | 0
Coal | 3.7 | 2.93 | 1.41 | 0.32 | 6.72 | 14.25
Geo | 0 | 0 | 0 | 0 | 0 | 0
H | 0 | 0 | 0 | 0 | 0 | 0
LFG | 0 | 0 | 0 | 0 | 0 | 0
Nuc | 0 | 0 | 0 | 0 | 0 | 0
PS | 0 | 0 | 0 | 0 | 0 | 0
PV | 0 | 0 | 0 | 0 | 0 | 0
PeakG | 0 | 0 | 0 | 0 | 0 | 0
PeakO | 0 | 0 | 0 | 0 | 0 | 0
ST | 0 | 0 | 0 | 0 | 0 | 0
STOG | 0 | 0 | 0 | 0 | 0 | 0
STWD | 0 | 0 | 0 | 0 | 0 | 0
WT | 0 | 0 | 0 | 0 | 0 | 0
IGCC | 0 | 0 | 0 | 0 | 0 | 0
DemandResponse | 0 | 0 | 0 | 0 | 0 | 0
IGCC-CCS | 0 | 0 | 0 | 0 | 0 | 0
WT_off | 0 | 0 | 0 | 0 | 0 | 0
PseudoUnit | 0 | 0 | 0 | 0 | 0 | 0
FixedInterchange | 0 | 0 | 0 | 0 | 0 | 0
Retrofit VOM Costs by Reporting Type: PJM_ROM
ReportingType | 2015 | 2020 | 2025 | 2030 | 2035 | 2040
BM | 0 | 0 | 0 | 0 | 0 | 0
CC | 0 | 0 | 0 | 0 | 0 | 0
CSP | 0 | 0 | 0 | 0 | 0 | 0
CT | 0 | 0 | 0 | 0 | 0 | 0
Coal | 29.6 | 17.21 | 1.52 | 5.85 | 11.07 | 11.07
Geo | 0 | 0 | 0 | 0 | 0 | 0
H | 0 | 0 | 0 | 0 | 0 | 0
LFG | 0 | 0 | 0 | 0 | 0 | 0
Nuc | 0 | 0 | 0 | 0 | 0 | 0
PS | 0 | 0 | 0 | 0 | 0 | 0
PV | 0 | 0 | 0 | 0 | 0 | 0
PeakG | 0 | 0 | 0 | 0 | 0 | 0
PeakO | 0 | 0 | 0 | 0 | 0 | 0
ST | 0 | 0 | 0 | 0 | 0 | 0
STOG | 0 | 0 | 0 | 0 | 0 | 0
STWD | 0 | 0 | 0 | 0 | 0 | 0
WT | 0 | 0 | 0 | 0 | 0 | 0
IGCC | 0 | 0 | 0 | 0 | 0 | 0
DemandResponse | 0 | 0 | 0 | 0 | 0 | 0
IGCC-CCS | 0 | 0 | 0 | 0 | 0 | 0
WT_off | 0 | 0 | 0 | 0 | 0 | 0
PseudoUnit | 0 | 0 | 0 | 0 | 0 | 0
FixedInterchange | 0 | 0 | 0 | 0 | 0 | 0
Retrofit VOM Costs by Reporting Type: PJM_ROR
ReportingType | 2015 | 2020 | 2025 | 2030 | 2035 | 2040
BM | 0 | 0 | 0 | 0 | 0 | 0
CC | 0 | 0 | 0 | 0 | 0 | 0
CSP | 0 | 0 | 0 | 0 | 0 | 0
CT | 0 | 0 | 0 | 0 | 0 | 0
Coal | 427.39 | 381.39 | 57.59 | 115.62 | 230.18 | 230.18
Geo | 0 | 0 | 0 | 0 | 0 | 0
H | 0 | 0 | 0 | 0 | 0 | 0
LFG | 0 | 0 | 0 | 0 | 0 | 0
Nuc | 0 | 0 | 0 | 0 | 0 | 0
PS | 0 | 0 | 0 | 0 | 0 | 0
PV | 0 | 0 | 0 | 0 | 0 | 0
PeakG | 0 | 0 | 0 | 0 | 0 | 0
PeakO | 0 | 0 | 0 | 0 | 0 | 0
ST | 0 | 0 | 0 | 0 | 0 | 0
STOG | 0 | 0 | 0 | 0 | 0 | 0
STWD | 0 | 0 | 0 | 0 | 0 | 0
WT | 0 | 0 | 0 | 0 | 0 | 0
IGCC | 0 | 0 | 0 | 0 | 0 | 0
DemandResponse | 0 | 0 | 0 | 0 | 0 | 0
IGCC-CCS | 0 | 0 | 0 | 0 | 0 | 0
WT_off | 0 | 0 | 0 | 0 | 0 | 0
PseudoUnit | 0 | 0 | 0 | 0 | 0 | 0
FixedInterchange | 0 | 0 | 0 | 0 | 0 | 0
Retrofit VOM Costs by Reporting Type: SOCO
ReportingType | 2015 | 2020 | 2025 | 2030 | 2035 | 2040
BM | 0 | 0 | 0 | 0 | 0 | 0
CC | 0 | 0 | 0 | 0 | 0 | 0
CSP | 0 | 0 | 0 | 0 | 0 | 0
CT | 0 | 0 | 0 | 0 | 0 | 0
Coal | 107.23 | 57.04 | 39.57 | 52.79 | 52.79 | 52.79
Geo | 0 | 0 | 0 | 0 | 0 | 0
H | 0 | 0 | 0 | 0 | 0 | 0
LFG | 0 | 0 | 0 | 0 | 0 | 0
Nuc | 0 | 0 | 0 | 0 | 0 | 0
PS | 0 | 0 | 0 | 0 | 0 | 0
PV | 0 | 0 | 0 | 0 | 0 | 0
PeakG | 0 | 0 | 0 | 0 | 0 | 0
PeakO | 0 | 0 | 0 | 0 | 0 | 0
ST | 0 | 0 | 0 | 0 | 0 | 0
STOG | 0 | 0 | 0 | 0 | 0 | 0
STWD | 0 | 0 | 0 | 0 | 0 | 0
WT | 0 | 0 | 0 | 0 | 0 | 0
IGCC | 0 | 0 | 0 | 0 | 0 | 0
DemandResponse | 0 | 0 | 0 | 0 | 0 | 0
IGCC-CCS | 0 | 0 | 0 | 0 | 0 | 0
WT_off | 0 | 0 | 0 | 0 | 0 | 0
PseudoUnit | 0 | 0 | 0 | 0 | 0 | 0
FixedInterchange | 0 | 0 | 0 | 0 | 0 | 0
Retrofit VOM Costs by Reporting Type: SPP_N
ReportingType | 2015 | 2020 | 2025 | 2030 | 2035 | 2040
BM | 0 | 0 | 0 | 0 | 0 | 0
CC | 0 | 0 | 0 | 0 | 0 | 0
CSP | 0 | 0 | 0 | 0 | 0 | 0
CT | 0 | 0 | 0 | 0 | 0 | 0
Coal | 171.35 | 71.65 | 7.14 | 19.05 | 52.08 | 52.08
Geo | 0 | 0 | 0 | 0 | 0 | 0
H | 0 | 0 | 0 | 0 | 0 | 0
LFG | 0 | 0 | 0 | 0 | 0 | 0
Nuc | 0 | 0 | 0 | 0 | 0 | 0
PS | 0 | 0 | 0 | 0 | 0 | 0
PV | 0 | 0 | 0 | 0 | 0 | 0
PeakG | 0 | 0 | 0 | 0 | 0 | 0
PeakO | 0 | 0 | 0 | 0 | 0 | 0
ST | 0 | 0 | 0 | 0 | 0 | 0
STOG | 0 | 0 | 0 | 0 | 0 | 0
STWD | 0 | 0 | 0 | 0 | 0 | 0
WT | 0 | 0 | 0 | 0 | 0 | 0
IGCC | 0 | 0 | 0 | 0 | 0 | 0
DemandResponse | 0 | 0 | 0 | 0 | 0 | 0
IGCC-CCS | 0 | 0 | 0 | 0 | 0 | 0
WT_off | 0 | 0 | 0 | 0 | 0 | 0
PseudoUnit | 0 | 0 | 0 | 0 | 0 | 0
FixedInterchange | 0 | 0 | 0 | 0 | 0 | 0
Retrofit VOM Costs by Reporting Type: SPP_S
ReportingType | 2015 | 2020 | 2025 | 2030 | 2035 | 2040
BM | 0 | 0 | 0 | 0 | 0 | 0
CC | 0 | 0 | 0 | 0 | 0 | 0
CSP | 0 | 0 | 0 | 0 | 0 | 0
CT | 0 | 0 | 0 | 0 | 0 | 0
Coal | 40.23 | 33.65 | 0.81 | 0 | 0 | 0
Geo | 0 | 0 | 0 | 0 | 0 | 0
H | 0 | 0 | 0 | 0 | 0 | 0
LFG | 0 | 0 | 0 | 0 | 0 | 0
Nuc | 0 | 0 | 0 | 0 | 0 | 0
PS | 0 | 0 | 0 | 0 | 0 | 0
PV | 0 | 0 | 0 | 0 | 0 | 0
PeakG | 0 | 0 | 0 | 0 | 0 | 0
PeakO | 0 | 0 | 0 | 0 | 0 | 0
ST | 0 | 0 | 0 | 0 | 0 | 0
STOG | 0 | 0 | 0 | 0 | 0 | 0
STWD | 0 | 0 | 0 | 0 | 0 | 0
WT | 0 | 0 | 0 | 0 | 0 | 0
IGCC | 0 | 0 | 0 | 0 | 0 | 0
DemandResponse | 0 | 0 | 0 | 0 | 0 | 0
IGCC-CCS | 0 | 0 | 0 | 0 | 0 | 0
WT_off | 0 | 0 | 0 | 0 | 0 | 0
PseudoUnit | 0 | 0 | 0 | 0 | 0 | 0
FixedInterchange | 0 | 0 | 0 | 0 | 0 | 0
Retrofit VOM Costs by Reporting Type: TVA
ReportingType | 2015 | 2020 | 2025 | 2030 | 2035 | 2040
BM | 0 | 0 | 0 | 0 | 0 | 0
CC | 0 | 0 | 0 | 0 | 0 | 0
CSP | 0 | 0 | 0 | 0 | 0 | 0
CT | 0 | 0 | 0 | 0 | 0 | 0
Coal | 119.6 | 62.72 | 2.32 | 0 | 0 | 0
Geo | 0 | 0 | 0 | 0 | 0 | 0
H | 0 | 0 | 0 | 0 | 0 | 0
LFG | 0 | 0 | 0 | 0 | 0 | 0
Nuc | 0 | 0 | 0 | 0 | 0 | 0
PS | 0 | 0 | 0 | 0 | 0 | 0
PV | 0 | 0 | 0 | 0 | 0 | 0
PeakG | 0 | 0 | 0 | 0 | 0 | 0
PeakO | 0 | 0 | 0 | 0 | 0 | 0
ST | 0 | 0 | 0 | 0 | 0 | 0
STOG | 0 | 0 | 0 | 0 | 0 | 0
STWD | 0 | 0 | 0 | 0 | 0 | 0
WT | 0 | 0 | 0 | 0 | 0 | 0
IGCC | 0 | 0 | 0 | 0 | 0 | 0
DemandResponse | 0 | 0 | 0 | 0 | 0 | 0
IGCC-CCS | 0 | 0 | 0 | 0 | 0 | 0
WT_off | 0 | 0 | 0 | 0 | 0 | 0
PseudoUnit | 0 | 0 | 0 | 0 | 0 | 0
FixedInterchange | 0 | 0 | 0 | 0 | 0 | 0
Retrofit VOM Costs by Reporting Type: TVA_Transmission
ReportingType | 2015 | 2020 | 2025 | 2030 | 2035 | 2040
BM | 0 | 0 | 0 | 0 | 0 | 0
CC | 0 | 0 | 0 | 0 | 0 | 0
CSP | 0 | 0 | 0 | 0 | 0 | 0
CT | 0 | 0 | 0 | 0 | 0 | 0
Coal | 0 | 0 | 0 | 0 | 0 | 0
Geo | 0 | 0 | 0 | 0 | 0 | 0
H | 0 | 0 | 0 | 0 | 0 | 0
LFG | 0 | 0 | 0 | 0 | 0 | 0
Nuc | 0 | 0 | 0 | 0 | 0 | 0
PS | 0 | 0 | 0 | 0 | 0 | 0
PV | 0 | 0 | 0 | 0 | 0 | 0
PeakG | 0 | 0 | 0 | 0 | 0 | 0
PeakO | 0 | 0 | 0 | 0 | 0 | 0
ST | 0 | 0 | 0 | 0 | 0 | 0
STOG | 0 | 0 | 0 | 0 | 0 | 0
STWD | 0 | 0 | 0 | 0 | 0 | 0
WT | 0 | 0 | 0 | 0 | 0 | 0
IGCC | 0 | 0 | 0 | 0 | 0 | 0
DemandResponse | 0 | 0 | 0 | 0 | 0 | 0
IGCC-CCS | 0 | 0 | 0 | 0 | 0 | 0
WT_off | 0 | 0 | 0 | 0 | 0 | 0
PseudoUnit | 0 | 0 | 0 | 0 | 0 | 0
FixedInterchange | 0 | 0 | 0 | 0 | 0 | 0
Retrofit VOM Costs by Reporting Type: VACAR
ReportingType | 2015 | 2020 | 2025 | 2030 | 2035 | 2040
BM | 0 | 0 | 0 | 0 | 0 | 0
CC | 0 | 0 | 0 | 0 | 0 | 0
CSP | 0 | 0 | 0 | 0 | 0 | 0
CT | 0 | 0 | 0 | 0 | 0 | 0
Coal | 85.46 | 51.91 | 14.05 | 18.56 | 29.99 | 30.94
Geo | 0 | 0 | 0 | 0 | 0 | 0
H | 0 | 0 | 0 | 0 | 0 | 0
LFG | 0 | 0 | 0 | 0 | 0 | 0
Nuc | 0 | 0 | 0 | 0 | 0 | 0
PS | 0 | 0 | 0 | 0 | 0 | 0
PV | 0 | 0 | 0 | 0 | 0 | 0
PeakG | 0 | 0 | 0 | 0 | 0 | 0
PeakO | 0 | 0 | 0 | 0 | 0 | 0
ST | 0 | 0 | 0 | 0 | 0 | 0
STOG | 0 | 0 | 0 | 0 | 0 | 0
STWD | 0 | 0 | 0 | 0 | 0 | 0
WT | 0 | 0 | 0 | 0 | 0 | 0
IGCC | 0 | 0 | 0 | 0 | 0 | 0
DemandResponse | 0 | 0 | 0 | 0 | 0 | 0
IGCC-CCS | 0 | 0 | 0 | 0 | 0 | 0
WT_off | 0 | 0 | 0 | 0 | 0 | 0
PseudoUnit | 0 | 0 | 0 | 0 | 0 | 0
FixedInterchange | 0 | 0 | 0 | 0 | 0 | 0
Retrofit VOM Costs by Reporting Type: IESO
ReportingType | 2015 | 2020 | 2025 | 2030 | 2035 | 2040
BM | 0 | 0 | 0 | 0 | 0 | 0
CC | 0 | 0 | 0 | 0 | 0 | 0
CSP | 0 | 0 | 0 | 0 | 0 | 0
CT | 0 | 0 | 0 | 0 | 0 | 0
Coal | 0 | 0 | 0 | 0 | 0 | 0
Geo | 0 | 0 | 0 | 0 | 0 | 0
H | 0 | 0 | 0 | 0 | 0 | 0
LFG | 0 | 0 | 0 | 0 | 0 | 0
Nuc | 0 | 0 | 0 | 0 | 0 | 0
PS | 0 | 0 | 0 | 0 | 0 | 0
PV | 0 | 0 | 0 | 0 | 0 | 0
PeakG | 0 | 0 | 0 | 0 | 0 | 0
PeakO | 0 | 0 | 0 | 0 | 0 | 0
ST | 0 | 0 | 0 | 0 | 0 | 0
STOG | 0 | 0 | 0 | 0 | 0 | 0
STWD | 0 | 0 | 0 | 0 | 0 | 0
WT | 0 | 0 | 0 | 0 | 0 | 0
IGCC | 0 | 0 | 0 | 0 | 0 | 0
DemandResponse | 0 | 0 | 0 | 0 | 0 | 0
IGCC-CCS | 0 | 0 | 0 | 0 | 0 | 0
WT_off | 0 | 0 | 0 | 0 | 0 | 0
PseudoUnit | 0 | 0 | 0 | 0 | 0 | 0
FixedInterchange | 0 | 0 | 0 | 0 | 0 | 0
Retrofit VOM Costs by Reporting Type: MAPP_CA
ReportingType | 2015 | 2020 | 2025 | 2030 | 2035 | 2040
BM | 0 | 0 | 0 | 0 | 0 | 0
CC | 0 | 0 | 0 | 0 | 0 | 0
CSP | 0 | 0 | 0 | 0 | 0 | 0
CT | 0 | 0 | 0 | 0 | 0 | 0
Coal | 0 | 0 | 0 | 0 | 0 | 0
Geo | 0 | 0 | 0 | 0 | 0 | 0
H | 0 | 0 | 0 | 0 | 0 | 0
LFG | 0 | 0 | 0 | 0 | 0 | 0
Nuc | 0 | 0 | 0 | 0 | 0 | 0
PS | 0 | 0 | 0 | 0 | 0 | 0
PV | 0 | 0 | 0 | 0 | 0 | 0
PeakG | 0 | 0 | 0 | 0 | 0 | 0
PeakO | 0 | 0 | 0 | 0 | 0 | 0
ST | 0 | 0 | 0 | 0 | 0 | 0
STOG | 0 | 0 | 0 | 0 | 0 | 0
STWD | 0 | 0 | 0 | 0 | 0 | 0
WT | 0 | 0 | 0 | 0 | 0 | 0
IGCC | 0 | 0 | 0 | 0 | 0 | 0
DemandResponse | 0 | 0 | 0 | 0 | 0 | 0
IGCC-CCS | 0 | 0 | 0 | 0 | 0 | 0
WT_off | 0 | 0 | 0 | 0 | 0 | 0
PseudoUnit | 0 | 0 | 0 | 0 | 0 | 0
FixedInterchange | 0 | 0 | 0 | 0 | 0 | 0
Retrofit VOM Costs by Reporting Type: AZ_NM_SNV_Coal
ReportingType | 2015 | 2020 | 2025 | 2030 | 2035 | 2040
BM | 0 | 0 | 0 | 0 | 0 | 0
CC | 0 | 0 | 0 | 0 | 0 | 0
CSP | 0 | 0 | 0 | 0 | 0 | 0
CT | 0 | 0 | 0 | 0 | 0 | 0
Coal | 213.55 | 220.07 | 46.53 | 5.15 | 33.7 | 17.51
Geo | 0 | 0 | 0 | 0 | 0 | 0
H | 0 | 0 | 0 | 0 | 0 | 0
LFG | 0 | 0 | 0 | 0 | 0 | 0
Nuc | 0 | 0 | 0 | 0 | 0 | 0
PS | 0 | 0 | 0 | 0 | 0 | 0
PV | 0 | 0 | 0 | 0 | 0 | 0
PeakG | 0 | 0 | 0 | 0 | 0 | 0
PeakO | 0 | 0 | 0 | 0 | 0 | 0
ST | 0 | 0 | 0 | 0 | 0 | 0
STOG | 0 | 0 | 0 | 0 | 0 | 0
STWD | 0 | 0 | 0 | 0 | 0 | 0
WT | 0 | 0 | 0 | 0 | 0 | 0
IGCC | 0 | 0 | 0 | 0 | 0 | 0
DemandResponse | 0 | 0 | 0 | 0 | 0 | 0
IGCC-CCS | 0 | 0 | 0 | 0 | 0 | 0
WT_off | 0 | 0 | 0 | 0 | 0 | 0
PseudoUnit | 0 | 0 | 0 | 0 | 0 | 0
FixedInterchange | 0 | 0 | 0 | 0 | 0 | 0
Retrofit VOM Costs by Reporting Type: AZ_NM_SNV_Gas
ReportingType | 2015 | 2020 | 2025 | 2030 | 2035 | 2040
BM | 0 | 0 | 0 | 0 | 0 | 0
CC | 0 | 0 | 0 | 0 | 0 | 0
CSP | 0 | 0 | 0 | 0 | 0 | 0
CT | 0 | 0 | 0 | 0 | 0 | 0
Coal | 0 | 0 | 0 | 0 | 0 | 0
Geo | 0 | 0 | 0 | 0 | 0 | 0
H | 0 | 0 | 0 | 0 | 0 | 0
LFG | 0 | 0 | 0 | 0 | 0 | 0
Nuc | 0 | 0 | 0 | 0 | 0 | 0
PS | 0 | 0 | 0 | 0 | 0 | 0
PV | 0 | 0 | 0 | 0 | 0 | 0
PeakG | 0 | 0 | 0 | 0 | 0 | 0
PeakO | 0 | 0 | 0 | 0 | 0 | 0
ST | 0 | 0 | 0 | 0 | 0 | 0
STOG | 0 | 0 | 0 | 0 | 0 | 0
STWD | 0 | 0 | 0 | 0 | 0 | 0
WT | 0 | 0 | 0 | 0 | 0 | 0
IGCC | 0 | 0 | 0 | 0 | 0 | 0
DemandResponse | 0 | 0 | 0 | 0 | 0 | 0
IGCC-CCS | 0 | 0 | 0 | 0 | 0 | 0
WT_off | 0 | 0 | 0 | 0 | 0 | 0
PseudoUnit | 0 | 0 | 0 | 0 | 0 | 0
FixedInterchange | 0 | 0 | 0 | 0 | 0 | 0
Retrofit VOM Costs by Reporting Type: AZ_NM_SNV_NucRenew
ReportingType | 2015 | 2020 | 2025 | 2030 | 2035 | 2040
BM | 0 | 0 | 0 | 0 | 0 | 0
CC | 0 | 0 | 0 | 0 | 0 | 0
CSP | 0 | 0 | 0 | 0 | 0 | 0
CT | 0 | 0 | 0 | 0 | 0 | 0
Coal | 0 | 0 | 0 | 0 | 0 | 0
Geo | 0 | 0 | 0 | 0 | 0 | 0
H | 0 | 0 | 0 | 0 | 0 | 0
LFG | 0 | 0 | 0 | 0 | 0 | 0
Nuc | 0 | 0 | 0 | 0 | 0 | 0
PS | 0 | 0 | 0 | 0 | 0 | 0
PV | 0 | 0 | 0 | 0 | 0 | 0
PeakG | 0 | 0 | 0 | 0 | 0 | 0
PeakO | 0 | 0 | 0 | 0 | 0 | 0
ST | 0 | 0 | 0 | 0 | 0 | 0
STOG | 0 | 0 | 0 | 0 | 0 | 0
STWD | 0 | 0 | 0 | 0 | 0 | 0
WT | 0 | 0 | 0 | 0 | 0 | 0
IGCC | 0 | 0 | 0 | 0 | 0 | 0
DemandResponse | 0 | 0 | 0 | 0 | 0 | 0
IGCC-CCS | 0 | 0 | 0 | 0 | 0 | 0
WT_off | 0 | 0 | 0 | 0 | 0 | 0
PseudoUnit | 0 | 0 | 0 | 0 | 0 | 0
FixedInterchange | 0 | 0 | 0 | 0 | 0 | 0
Retrofit VOM Costs by Reporting Type: ERCOT
ReportingType | 2015 | 2020 | 2025 | 2030 | 2035 | 2040
BM | 0 | 0 | 0 | 0 | 0 | 0
CC | 0 | 0 | 0 | 0 | 0 | 0
CSP | 0 | 0 | 0 | 0 | 0 | 0
CT | 0 | 0 | 0 | 0 | 0 | 0
Coal | 113.52 | 70.9 | 23.38 | 37.3 | 43.62 | 43.62
Geo | 0 | 0 | 0 | 0 | 0 | 0
H | 0 | 0 | 0 | 0 | 0 | 0
LFG | 0 | 0 | 0 | 0 | 0 | 0
Nuc | 0 | 0 | 0 | 0 | 0 | 0
PS | 0 | 0 | 0 | 0 | 0 | 0
PV | 0 | 0 | 0 | 0 | 0 | 0
PeakG | 0 | 0 | 0 | 0 | 0 | 0
PeakO | 0 | 0 | 0 | 0 | 0 | 0
ST | 0 | 0 | 0 | 0 | 0 | 0
STOG | 0 | 0 | 0 | 0 | 0 | 0
STWD | 0 | 0 | 0 | 0 | 0 | 0
WT | 0 | 0 | 0 | 0 | 0 | 0
IGCC | 0 | 0 | 0 | 0 | 0 | 0
DemandResponse | 0 | 0 | 0 | 0 | 0 | 0
IGCC-CCS | 0 | 0 | 0 | 0 | 0 | 0
WT_off | 0 | 0 | 0 | 0 | 0 | 0
PseudoUnit | 0 | 0 | 0 | 0 | 0 | 0
FixedInterchange | 0 | 0 | 0 | 0 | 0 | 0
Retrofit VOM Costs by Reporting Type: NP15
ReportingType | 2015 | 2020 | 2025 | 2030 | 2035 | 2040
BM | 0 | 0 | 0 | 0 | 0 | 0
CC | 0 | 0 | 0 | 0 | 0 | 0
CSP | 0 | 0 | 0 | 0 | 0 | 0
CT | 0 | 0 | 0 | 0 | 0 | 0
Coal | 1.46 | 0 | 0 | 0 | 0 | 0
Geo | 0 | 0 | 0 | 0 | 0 | 0
H | 0 | 0 | 0 | 0 | 0 | 0
LFG | 0 | 0 | 0 | 0 | 0 | 0
Nuc | 0 | 0 | 0 | 0 | 0 | 0
PS | 0 | 0 | 0 | 0 | 0 | 0
PV | 0 | 0 | 0 | 0 | 0 | 0
PeakG | 0 | 0 | 0 | 0 | 0 | 0
PeakO | 0 | 0 | 0 | 0 | 0 | 0
ST | 0 | 0 | 0 | 0 | 0 | 0
STOG | 0 | 0 | 0 | 0 | 0 | 0
STWD | 0 | 0 | 0 | 0 | 0 | 0
WT | 0 | 0 | 0 | 0 | 0 | 0
IGCC | 0 | 0 | 0 | 0 | 0 | 0
DemandResponse | 0 | 0 | 0 | 0 | 0 | 0
IGCC-CCS | 0 | 0 | 0 | 0 | 0 | 0
WT_off | 0 | 0 | 0 | 0 | 0 | 0
PseudoUnit | 0 | 0 | 0 | 0 | 0 | 0
FixedInterchange | 0 | 0 | 0 | 0 | 0 | 0
Retrofit VOM Costs by Reporting Type: NWPP_Coal
ReportingType | 2015 | 2020 | 2025 | 2030 | 2035 | 2040
BM | 0 | 0 | 0 | 0 | 0 | 0
CC | 0 | 0 | 0 | 0 | 0 | 0
CSP | 0 | 0 | 0 | 0 | 0 | 0
CT | 0 | 0 | 0 | 0 | 0 | 0
Coal | 171.54 | 170.6 | 13.34 | 13.34 | 13.34 | 13.34
Geo | 0 | 0 | 0 | 0 | 0 | 0
H | 0 | 0 | 0 | 0 | 0 | 0
LFG | 0 | 0 | 0 | 0 | 0 | 0
Nuc | 0 | 0 | 0 | 0 | 0 | 0
PS | 0 | 0 | 0 | 0 | 0 | 0
PV | 0 | 0 | 0 | 0 | 0 | 0
PeakG | 0 | 0 | 0 | 0 | 0 | 0
PeakO | 0 | 0 | 0 | 0 | 0 | 0
ST | 0 | 0 | 0 | 0 | 0 | 0
STOG | 0 | 0 | 0 | 0 | 0 | 0
STWD | 0 | 0 | 0 | 0 | 0 | 0
WT | 0 | 0 | 0 | 0 | 0 | 0
IGCC | 0 | 0 | 0 | 0 | 0 | 0
DemandResponse | 0 | 0 | 0 | 0 | 0 | 0
IGCC-CCS | 0 | 0 | 0 | 0 | 0 | 0
WT_off | 0 | 0 | 0 | 0 | 0 | 0
PseudoUnit | 0 | 0 | 0 | 0 | 0 | 0
FixedInterchange | 0 | 0 | 0 | 0 | 0 | 0
Retrofit VOM Costs by Reporting Type: NWPP_Gas
ReportingType | 2015 | 2020 | 2025 | 2030 | 2035 | 2040
BM | 0 | 0 | 0 | 0 | 0 | 0
CC | 0 | 0 | 0 | 0 | 0 | 0
CSP | 0 | 0 | 0 | 0 | 0 | 0
CT | 0 | 0 | 0 | 0 | 0 | 0
Coal | 0 | 0 | 0 | 0 | 0 | 0
Geo | 0 | 0 | 0 | 0 | 0 | 0
H | 0 | 0 | 0 | 0 | 0 | 0
LFG | 0 | 0 | 0 | 0 | 0 | 0
Nuc | 0 | 0 | 0 | 0 | 0 | 0
PS | 0 | 0 | 0 | 0 | 0 | 0
PV | 0 | 0 | 0 | 0 | 0 | 0
PeakG | 0 | 0 | 0 | 0 | 0 | 0
PeakO | 0 | 0 | 0 | 0 | 0 | 0
ST | 0 | 0 | 0 | 0 | 0 | 0
STOG | 0 | 0 | 0 | 0 | 0 | 0
STWD | 0 | 0 | 0 | 0 | 0 | 0
WT | 0 | 0 | 0 | 0 | 0 | 0
IGCC | 0 | 0 | 0 | 0 | 0 | 0
DemandResponse | 0 | 0 | 0 | 0 | 0 | 0
IGCC-CCS | 0 | 0 | 0 | 0 | 0 | 0
WT_off | 0 | 0 | 0 | 0 | 0 | 0
PseudoUnit | 0 | 0 | 0 | 0 | 0 | 0
FixedInterchange | 0 | 0 | 0 | 0 | 0 | 0
Retrofit VOM Costs by Reporting Type: NWPP_NucRenew
ReportingType | 2015 | 2020 | 2025 | 2030 | 2035 | 2040
BM | 0 | 0 | 0 | 0 | 0 | 0
CC | 0 | 0 | 0 | 0 | 0 | 0
CSP | 0 | 0 | 0 | 0 | 0 | 0
CT | 0 | 0 | 0 | 0 | 0 | 0
Coal | 0 | 0 | 0 | 0 | 0 | 0
Geo | 0 | 0 | 0 | 0 | 0 | 0
H | 0 | 0 | 0 | 0 | 0 | 0
LFG | 0 | 0 | 0 | 0 | 0 | 0
Nuc | 0 | 0 | 0 | 0 | 0 | 0
PS | 0 | 0 | 0 | 0 | 0 | 0
PV | 0 | 0 | 0 | 0 | 0 | 0
PeakG | 0 | 0 | 0 | 0 | 0 | 0
PeakO | 0 | 0 | 0 | 0 | 0 | 0
ST | 0 | 0 | 0 | 0 | 0 | 0
STOG | 0 | 0 | 0 | 0 | 0 | 0
STWD | 0 | 0 | 0 | 0 | 0 | 0
WT | 0 | 0 | 0 | 0 | 0 | 0
IGCC | 0 | 0 | 0 | 0 | 0 | 0
DemandResponse | 0 | 0 | 0 | 0 | 0 | 0
IGCC-CCS | 0 | 0 | 0 | 0 | 0 | 0
WT_off | 0 | 0 | 0 | 0 | 0 | 0
PseudoUnit | 0 | 0 | 0 | 0 | 0 | 0
FixedInterchange | 0 | 0 | 0 | 0 | 0 | 0
Retrofit VOM Costs by Reporting Type: RMPA
ReportingType | 2015 | 2020 | 2025 | 2030 | 2035 | 2040
BM | 0 | 0 | 0 | 0 | 0 | 0
CC | 0 | 0 | 0 | 0 | 0 | 0
CSP | 0 | 0 | 0 | 0 | 0 | 0
CT | 0 | 0 | 0 | 0 | 0 | 0
Coal | 228.26 | 245.14 | 21.53 | 19.6 | 19.6 | 17.77
Geo | 0 | 0 | 0 | 0 | 0 | 0
H | 0 | 0 | 0 | 0 | 0 | 0
LFG | 0 | 0 | 0 | 0 | 0 | 0
Nuc | 0 | 0 | 0 | 0 | 0 | 0
PS | 0 | 0 | 0 | 0 | 0 | 0
PV | 0 | 0 | 0 | 0 | 0 | 0
PeakG | 0 | 0 | 0 | 0 | 0 | 0
PeakO | 0 | 0 | 0 | 0 | 0 | 0
ST | 0 | 0 | 0 | 0 | 0 | 0
STOG | 0 | 0 | 0 | 0 | 0 | 0
STWD | 0 | 0 | 0 | 0 | 0 | 0
WT | 0 | 0 | 0 | 0 | 0 | 0
IGCC | 0 | 0 | 0 | 0 | 0 | 0
DemandResponse | 0 | 0 | 0 | 0 | 0 | 0
IGCC-CCS | 0 | 0 | 0 | 0 | 0 | 0
WT_off | 0 | 0 | 0 | 0 | 0 | 0
PseudoUnit | 0 | 0 | 0 | 0 | 0 | 0
FixedInterchange | 0 | 0 | 0 | 0 | 0 | 0
Retrofit VOM Costs by Reporting Type: SP15
ReportingType | 2015 | 2020 | 2025 | 2030 | 2035 | 2040
BM | 0 | 0 | 0 | 0 | 0 | 0
CC | 0 | 0 | 0 | 0 | 0 | 0
CSP | 0 | 0 | 0 | 0 | 0 | 0
CT | 0 | 0 | 0 | 0 | 0 | 0
Coal | 5.19 | 5.66 | 2.56 | 0 | 0 | 0
Geo | 0 | 0 | 0 | 0 | 0 | 0
H | 0 | 0 | 0 | 0 | 0 | 0
LFG | 0 | 0 | 0 | 0 | 0 | 0
Nuc | 0 | 0 | 0 | 0 | 0 | 0
PS | 0 | 0 | 0 | 0 | 0 | 0
PV | 0 | 0 | 0 | 0 | 0 | 0
PeakG | 0 | 0 | 0 | 0 | 0 | 0
PeakO | 0 | 0 | 0 | 0 | 0 | 0
ST | 0 | 0 | 0 | 0 | 0 | 0
STOG | 0 | 0 | 0 | 0 | 0 | 0
STWD | 0 | 0 | 0 | 0 | 0 | 0
WT | 0 | 0 | 0 | 0 | 0 | 0
IGCC | 0 | 0 | 0 | 0 | 0 | 0
DemandResponse | 0 | 0 | 0 | 0 | 0 | 0
IGCC-CCS | 0 | 0 | 0 | 0 | 0 | 0
WT_off | 0 | 0 | 0 | 0 | 0 | 0
PseudoUnit | 0 | 0 | 0 | 0 | 0 | 0
FixedInterchange | 0 | 0 | 0 | 0 | 0 | 0
Retrofit VOM Costs by Reporting Type: ALB
ReportingType | 2015 | 2020 | 2025 | 2030 | 2035 | 2040
BM | 0 | 0 | 0 | 0 | 0 | 0
CC | 0 | 0 | 0 | 0 | 0 | 0
CSP | 0 | 0 | 0 | 0 | 0 | 0
CT | 0 | 0 | 0 | 0 | 0 | 0
Coal | 21.2 | 21.2 | 16.91 | 0 | 0 | 0
Geo | 0 | 0 | 0 | 0 | 0 | 0
H | 0 | 0 | 0 | 0 | 0 | 0
LFG | 0 | 0 | 0 | 0 | 0 | 0
Nuc | 0 | 0 | 0 | 0 | 0 | 0
PS | 0 | 0 | 0 | 0 | 0 | 0
PV | 0 | 0 | 0 | 0 | 0 | 0
PeakG | 0 | 0 | 0 | 0 | 0 | 0
PeakO | 0 | 0 | 0 | 0 | 0 | 0
ST | 0 | 0 | 0 | 0 | 0 | 0
STOG | 0 | 0 | 0 | 0 | 0 | 0
STWD | 0 | 0 | 0 | 0 | 0 | 0
WT | 0 | 0 | 0 | 0 | 0 | 0
IGCC | 0 | 0 | 0 | 0 | 0 | 0
DemandResponse | 0 | 0 | 0 | 0 | 0 | 0
IGCC-CCS | 0 | 0 | 0 | 0 | 0 | 0
WT_off | 0 | 0 | 0 | 0 | 0 | 0
PseudoUnit | 0 | 0 | 0 | 0 | 0 | 0
FixedInterchange | 0 | 0 | 0 | 0 | 0 | 0
Retrofit VOM Costs by Reporting Type: BC
ReportingType | 2015 | 2020 | 2025 | 2030 | 2035 | 2040
BM | 0 | 0 | 0 | 0 | 0 | 0
CC | 0 | 0 | 0 | 0 | 0 | 0
CSP | 0 | 0 | 0 | 0 | 0 | 0
CT | 0 | 0 | 0 | 0 | 0 | 0
Coal | 0 | 0 | 0 | 0 | 0 | 0
Geo | 0 | 0 | 0 | 0 | 0 | 0
H | 0 | 0 | 0 | 0 | 0 | 0
LFG | 0 | 0 | 0 | 0 | 0 | 0
Nuc | 0 | 0 | 0 | 0 | 0 | 0
PS | 0 | 0 | 0 | 0 | 0 | 0
PV | 0 | 0 | 0 | 0 | 0 | 0
PeakG | 0 | 0 | 0 | 0 | 0 | 0
PeakO | 0 | 0 | 0 | 0 | 0 | 0
ST | 0 | 0 | 0 | 0 | 0 | 0
STOG | 0 | 0 | 0 | 0 | 0 | 0
STWD | 0 | 0 | 0 | 0 | 0 | 0
WT | 0 | 0 | 0 | 0 | 0 | 0
IGCC | 0 | 0 | 0 | 0 | 0 | 0
DemandResponse | 0 | 0 | 0 | 0 | 0 | 0
IGCC-CCS | 0 | 0 | 0 | 0 | 0 | 0
WT_off | 0 | 0 | 0 | 0 | 0 | 0
PseudoUnit | 0 | 0 | 0 | 0 | 0 | 0
FixedInterchange | 0 | 0 | 0 | 0 | 0 | 0
Retrofit VOM Costs by Reporting Type: HQ_IESO
ReportingType | 2015 | 2020 | 2025 | 2030 | 2035 | 2040
BM | 0 | 0 | 0 | 0 | 0 | 0
CC | 0 | 0 | 0 | 0 | 0 | 0
CSP | 0 | 0 | 0 | 0 | 0 | 0
CT | 0 | 0 | 0 | 0 | 0 | 0
Coal | 0 | 0 | 0 | 0 | 0 | 0
Geo | 0 | 0 | 0 | 0 | 0 | 0
H | 0 | 0 | 0 | 0 | 0 | 0
LFG | 0 | 0 | 0 | 0 | 0 | 0
Nuc | 0 | 0 | 0 | 0 | 0 | 0
PS | 0 | 0 | 0 | 0 | 0 | 0
PV | 0 | 0 | 0 | 0 | 0 | 0
PeakG | 0 | 0 | 0 | 0 | 0 | 0
PeakO | 0 | 0 | 0 | 0 | 0 | 0
ST | 0 | 0 | 0 | 0 | 0 | 0
STOG | 0 | 0 | 0 | 0 | 0 | 0
STWD | 0 | 0 | 0 | 0 | 0 | 0
WT | 0 | 0 | 0 | 0 | 0 | 0
IGCC | 0 | 0 | 0 | 0 | 0 | 0
DemandResponse | 0 | 0 | 0 | 0 | 0 | 0
IGCC-CCS | 0 | 0 | 0 | 0 | 0 | 0
WT_off | 0 | 0 | 0 | 0 | 0 | 0
PseudoUnit | 0 | 0 | 0 | 0 | 0 | 0
FixedInterchange | 0 | 0 | 0 | 0 | 0 | 0
Retrofit VOM Costs by Reporting Type: HQ_NEISO
ReportingType | 2015 | 2020 | 2025 | 2030 | 2035 | 2040
BM | 0 | 0 | 0 | 0 | 0 | 0
CC | 0 | 0 | 0 | 0 | 0 | 0
CSP | 0 | 0 | 0 | 0 | 0 | 0
CT | 0 | 0 | 0 | 0 | 0 | 0
Coal | 0 | 0 | 0 | 0 | 0 | 0
Geo | 0 | 0 | 0 | 0 | 0 | 0
H | 0 | 0 | 0 | 0 | 0 | 0
LFG | 0 | 0 | 0 | 0 | 0 | 0
Nuc | 0 | 0 | 0 | 0 | 0 | 0
PS | 0 | 0 | 0 | 0 | 0 | 0
PV | 0 | 0 | 0 | 0 | 0 | 0
PeakG | 0 | 0 | 0 | 0 | 0 | 0
PeakO | 0 | 0 | 0 | 0 | 0 | 0
ST | 0 | 0 | 0 | 0 | 0 | 0
STOG | 0 | 0 | 0 | 0 | 0 | 0
STWD | 0 | 0 | 0 | 0 | 0 | 0
WT | 0 | 0 | 0 | 0 | 0 | 0
IGCC | 0 | 0 | 0 | 0 | 0 | 0
DemandResponse | 0 | 0 | 0 | 0 | 0 | 0
IGCC-CCS | 0 | 0 | 0 | 0 | 0 | 0
WT_off | 0 | 0 | 0 | 0 | 0 | 0
PseudoUnit | 0 | 0 | 0 | 0 | 0 | 0
FixedInterchange | 0 | 0 | 0 | 0 | 0 | 0
Retrofit VOM Costs by Reporting Type: HQ_NY
ReportingType | 2015 | 2020 | 2025 | 2030 | 2035 | 2040
BM | 0 | 0 | 0 | 0 | 0 | 0
CC | 0 | 0 | 0 | 0 | 0 | 0
CSP | 0 | 0 | 0 | 0 | 0 | 0
CT | 0 | 0 | 0 | 0 | 0 | 0
Coal | 0 | 0 | 0 | 0 | 0 | 0
Geo | 0 | 0 | 0 | 0 | 0 | 0
H | 0 | 0 | 0 | 0 | 0 | 0
LFG | 0 | 0 | 0 | 0 | 0 | 0
Nuc | 0 | 0 | 0 | 0 | 0 | 0
PS | 0 | 0 | 0 | 0 | 0 | 0
PV | 0 | 0 | 0 | 0 | 0 | 0
PeakG | 0 | 0 | 0 | 0 | 0 | 0
PeakO | 0 | 0 | 0 | 0 | 0 | 0
ST | 0 | 0 | 0 | 0 | 0 | 0
STOG | 0 | 0 | 0 | 0 | 0 | 0
STWD | 0 | 0 | 0 | 0 | 0 | 0
WT | 0 | 0 | 0 | 0 | 0 | 0
IGCC | 0 | 0 | 0 | 0 | 0 | 0
DemandResponse | 0 | 0 | 0 | 0 | 0 | 0
IGCC-CCS | 0 | 0 | 0 | 0 | 0 | 0
WT_off | 0 | 0 | 0 | 0 | 0 | 0
PseudoUnit | 0 | 0 | 0 | 0 | 0 | 0
FixedInterchange | 0 | 0 | 0 | 0 | 0 | 0
Retrofit VOM Costs by Reporting Type: MARITIMES
ReportingType | 2015 | 2020 | 2025 | 2030 | 2035 | 2040
BM | 0 | 0 | 0 | 0 | 0 | 0
CC | 0 | 0 | 0 | 0 | 0 | 0
CSP | 0 | 0 | 0 | 0 | 0 | 0
CT | 0 | 0 | 0 | 0 | 0 | 0
Coal | 0 | 0 | 0 | 0 | 0 | 0
Geo | 0 | 0 | 0 | 0 | 0 | 0
H | 0 | 0 | 0 | 0 | 0 | 0
LFG | 0 | 0 | 0 | 0 | 0 | 0
Nuc | 0 | 0 | 0 | 0 | 0 | 0
PS | 0 | 0 | 0 | 0 | 0 | 0
PV | 0 | 0 | 0 | 0 | 0 | 0
PeakG | 0 | 0 | 0 | 0 | 0 | 0
PeakO | 0 | 0 | 0 | 0 | 0 | 0
ST | 0 | 0 | 0 | 0 | 0 | 0
STOG | 0 | 0 | 0 | 0 | 0 | 0
STWD | 0 | 0 | 0 | 0 | 0 | 0
WT | 0 | 0 | 0 | 0 | 0 | 0
IGCC | 0 | 0 | 0 | 0 | 0 | 0
DemandResponse | 0 | 0 | 0 | 0 | 0 | 0
IGCC-CCS | 0 | 0 | 0 | 0 | 0 | 0
WT_off | 0 | 0 | 0 | 0 | 0 | 0
PseudoUnit | 0 | 0 | 0 | 0 | 0 | 0
FixedInterchange | 0 | 0 | 0 | 0 | 0 | 0
retrofit VOM Costs by Reporting Type: All
ReportingType | 2015 | 2020 | 2025 | 2030 | 2035 | 2040
BM | 0 | 0 | 0 | 0 | 0 | 0
CC | 0 | 0 | 0 | 0 | 0 | 0
CSP | 0 | 0 | 0 | 0 | 0 | 0
CT | 0 | 0 | 0 | 0 | 0 | 0
Coal | 2336.5 | 1780.33 | 340.05 | 436.52 | 784.84 | 798.39
Geo | 0 | 0 | 0 | 0 | 0 | 0
H | 0 | 0 | 0 | 0 | 0 | 0
LFG | 0 | 0 | 0 | 0 | 0 | 0
Nuc | 0 | 0 | 0 | 0 | 0 | 0
PS | 0 | 0 | 0 | 0 | 0 | 0
PV | 0 | 0 | 0 | 0 | 0 | 0
PeakG | 0 | 0 | 0 | 0 | 0 | 0
PeakO | 0 | 0 | 0 | 0 | 0 | 0
ST | 0 | 0 | 0 | 0 | 0 | 0
STOG | 0 | 0 | 0 | 0 | 0 | 0
STWD | 0 | 0 | 0 | 0 | 0 | 0
WT | 0 | 0 | 0 | 0 | 0 | 0
IGCC | 0 | 0 | 0 | 0 | 0 | 0
DemandResponse | 0 | 0 | 0 | 0 | 0 | 0
IGCC-CCS | 0 | 0 | 0 | 0 | 0 | 0
WT_off | 0 | 0 | 0 | 0 | 0 | 0
PseudoUnit | 0 | 0 | 0 | 0 | 0 | 0
FixedInterchange | 0 | 0 | 0 | 0 | 0 | 0
retrofit VOM Costs by Reporting Type: EI_US
ReportingType | 2015 | 2020 | 2025 | 2030 | 2035 | 2040
BM | 0 | 0 | 0 | 0 | 0 | 0
CC | 0 | 0 | 0 | 0 | 0 | 0
CSP | 0 | 0 | 0 | 0 | 0 | 0
CT | 0 | 0 | 0 | 0 | 0 | 0
Coal | 1581.78 | 1046.75 | 215.82 | 361.14 | 674.59 | 706.15
Geo | 0 | 0 | 0 | 0 | 0 | 0
H | 0 | 0 | 0 | 0 | 0 | 0
LFG | 0 | 0 | 0 | 0 | 0 | 0
Nuc | 0 | 0 | 0 | 0 | 0 | 0
PS | 0 | 0 | 0 | 0 | 0 | 0
PV | 0 | 0 | 0 | 0 | 0 | 0
PeakG | 0 | 0 | 0 | 0 | 0 | 0
PeakO | 0 | 0 | 0 | 0 | 0 | 0
ST | 0 | 0 | 0 | 0 | 0 | 0
STOG | 0 | 0 | 0 | 0 | 0 | 0
STWD | 0 | 0 | 0 | 0 | 0 | 0
WT | 0 | 0 | 0 | 0 | 0 | 0
IGCC | 0 | 0 | 0 | 0 | 0 | 0
DemandResponse | 0 | 0 | 0 | 0 | 0 | 0
IGCC-CCS | 0 | 0 | 0 | 0 | 0 | 0
WT_off | 0 | 0 | 0 | 0 | 0 | 0
PseudoUnit | 0 | 0 | 0 | 0 | 0 | 0
FixedInterchange | 0 | 0 | 0 | 0 | 0 | 0
retrofit VOM Costs by Reporting Type: EI_Canada
ReportingType | 2015 | 2020 | 2025 | 2030 | 2035 | 2040
BM | 0 | 0 | 0 | 0 | 0 | 0
CC | 0 | 0 | 0 | 0 | 0 | 0
CSP | 0 | 0 | 0 | 0 | 0 | 0
CT | 0 | 0 | 0 | 0 | 0 | 0
Coal | 0 | 0 | 0 | 0 | 0 | 0
Geo | 0 | 0 | 0 | 0 | 0 | 0
H | 0 | 0 | 0 | 0 | 0 | 0
LFG | 0 | 0 | 0 | 0 | 0 | 0
Nuc | 0 | 0 | 0 | 0 | 0 | 0
PS | 0 | 0 | 0 | 0 | 0 | 0
PV | 0 | 0 | 0 | 0 | 0 | 0
PeakG | 0 | 0 | 0 | 0 | 0 | 0
PeakO | 0 | 0 | 0 | 0 | 0 | 0
ST | 0 | 0 | 0 | 0 | 0 | 0
STOG | 0 | 0 | 0 | 0 | 0 | 0
STWD | 0 | 0 | 0 | 0 | 0 | 0
WT | 0 | 0 | 0 | 0 | 0 | 0
IGCC | 0 | 0 | 0 | 0 | 0 | 0
DemandResponse | 0 | 0 | 0 | 0 | 0 | 0
IGCC-CCS | 0 | 0 | 0 | 0 | 0 | 0
WT_off | 0 | 0 | 0 | 0 | 0 | 0
PseudoUnit | 0 | 0 | 0 | 0 | 0 | 0
FixedInterchange | 0 | 0 | 0 | 0 | 0 | 0
retrofit VOM Costs by Reporting Type: EI
ReportingType | 2015 | 2020 | 2025 | 2030 | 2035 | 2040
BM | 0 | 0 | 0 | 0 | 0 | 0
CC | 0 | 0 | 0 | 0 | 0 | 0
CSP | 0 | 0 | 0 | 0 | 0 | 0
CT | 0 | 0 | 0 | 0 | 0 | 0
Coal | 1581.78 | 1046.75 | 215.82 | 361.14 | 674.59 | 706.15
Geo | 0 | 0 | 0 | 0 | 0 | 0
H | 0 | 0 | 0 | 0 | 0 | 0
LFG | 0 | 0 | 0 | 0 | 0 | 0
Nuc | 0 | 0 | 0 | 0 | 0 | 0
PS | 0 | 0 | 0 | 0 | 0 | 0
PV | 0 | 0 | 0 | 0 | 0 | 0
PeakG | 0 | 0 | 0 | 0 | 0 | 0
PeakO | 0 | 0 | 0 | 0 | 0 | 0
ST | 0 | 0 | 0 | 0 | 0 | 0
STOG | 0 | 0 | 0 | 0 | 0 | 0
STWD | 0 | 0 | 0 | 0 | 0 | 0
WT | 0 | 0 | 0 | 0 | 0 | 0
IGCC | 0 | 0 | 0 | 0 | 0 | 0
DemandResponse | 0 | 0 | 0 | 0 | 0 | 0
IGCC-CCS | 0 | 0 | 0 | 0 | 0 | 0
WT_off | 0 | 0 | 0 | 0 | 0 | 0
PseudoUnit | 0 | 0 | 0 | 0 | 0 | 0
FixedInterchange | 0 | 0 | 0 | 0 | 0 | 0
retrofit VOM Costs by Reporting Type: Outside_EI
ReportingType | 2015 | 2020 | 2025 | 2030 | 2035 | 2040
BM | 0 | 0 | 0 | 0 | 0 | 0
CC | 0 | 0 | 0 | 0 | 0 | 0
CSP | 0 | 0 | 0 | 0 | 0 | 0
CT | 0 | 0 | 0 | 0 | 0 | 0
Coal | 754.72 | 733.58 | 124.23 | 75.38 | 110.25 | 92.25
Geo | 0 | 0 | 0 | 0 | 0 | 0
H | 0 | 0 | 0 | 0 | 0 | 0
LFG | 0 | 0 | 0 | 0 | 0 | 0
Nuc | 0 | 0 | 0 | 0 | 0 | 0
PS | 0 | 0 | 0 | 0 | 0 | 0
PV | 0 | 0 | 0 | 0 | 0 | 0
PeakG | 0 | 0 | 0 | 0 | 0 | 0
PeakO | 0 | 0 | 0 | 0 | 0 | 0
ST | 0 | 0 | 0 | 0 | 0 | 0
STOG | 0 | 0 | 0 | 0 | 0 | 0
STWD | 0 | 0 | 0 | 0 | 0 | 0
WT | 0 | 0 | 0 | 0 | 0 | 0
IGCC | 0 | 0 | 0 | 0 | 0 | 0
DemandResponse | 0 | 0 | 0 | 0 | 0 | 0
IGCC-CCS | 0 | 0 | 0 | 0 | 0 | 0
WT_off | 0 | 0 | 0 | 0 | 0 | 0
PseudoUnit | 0 | 0 | 0 | 0 | 0 | 0
FixedInterchange | 0 | 0 | 0 | 0 | 0 | 0
#10 | Base FOM Costs ($million)
Base FOM Costs by Reporting Type: Entergy
ReportingType | 2015 | 2020 | 2025 | 2030 | 2035 | 2040
BM | 0 | 0 | 0 | 0 | 306.92 | 1012.57
CC | 462.31 | 639.64 | 530.3 | 556.81 | 327.11 | 178.79
CSP | 0 | 0 | 0 | 0 | 0 | 0
CT | 0 | 0 | 0 | 0 | 0 | 0
Coal | 481.29 | 21.37 | 21.37 | 21.37 | 21.37 | 21.37
Geo | 0 | 0 | 0 | 0 | 0 | 0
H | 10.6 | 10.6 | 10.6 | 10.6 | 26.39 | 26.39
LFG | 0.97 | 0.97 | 13.89 | 13.89 | 13.89 | 13.89
Nuc | 789.41 | 804.93 | 789.41 | 789.41 | 982.28 | 1440.95
PS | 1.4 | 1.4 | 1.4 | 1.4 | 1.4 | 1.4
PV | 0 | 1.03 | 1.52 | 1.52 | 1.52 | 1.55
PeakG | 47.54 | 69.98 | 49.29 | 14.35 | 0 | 0
PeakO | 4.42 | 5.87 | 0 | 0 | 0 | 0
ST | 0 | 0 | 0 | 0 | 0 | 0
STOG | 65.02 | 76.94 | 0 | 0 | 0 | 0
STWD | 6.6 | 8.26 | 6.73 | 6.73 | 6.73 | 6.73
WT | 3.66 | 3.66 | 3.66 | 3.66 | 3.66 | 3.66
IGCC | 0 | 0 | 0 | 0 | 0 | 0
DemandResponse | 0 | 0 | 0 | 0 | 0 | 0
IGCC-CCS | 0 | 0 | 0 | 0 | 0 | 0
WT_off | 0 | 0 | 0 | 0 | 0 | 0
PseudoUnit | 0 | 0 | 0 | 0 | 0 | 0
FixedInterchange | 0 | 0 | 0 | 0 | 0 | 0
Base FOM Costs by Reporting Type: FRCC
ReportingType | 2015 | 2020 | 2025 | 2030 | 2035 | 2040
BM | 0 | 0 | 0 | 0 | 0 | 201.2
CC | 829.84 | 1005.29 | 843.57 | 591.4 | 419.4 | 429.58
CSP | 0 | 0 | 0 | 0 | 0 | 0
CT | 16.6 | 16.6 | 16.6 | 16.6 | 0 | 0
Coal | 163.81 | 99.21 | 104.24 | 111.97 | 113.5 | 114.65
Geo | 0 | 0 | 0 | 0 | 0 | 0
H | 0.78 | 0.78 | 0.78 | 0.78 | 0.78 | 0.78
LFG | 58.63 | 58.63 | 82.46 | 82.46 | 82.46 | 82.46
Nuc | 601.49 | 635.55 | 876.76 | 1842.69 | 2955.17 | 2700.6
PS | 0 | 0 | 0 | 0 | 0 | 0
PV | 0.75 | 0.75 | 0.75 | 0.75 | 0.75 | 0.75
PeakG | 149.81 | 217.71 | 155.12 | 156.17 | 156.17 | 156.17
PeakO | 64.61 | 83.43 | 25.94 | 0 | 0 | 0
ST | 0 | 0 | 0 | 0 | 0 | 0
STOG | 0 | 0 | 0 | 0 | 0 | 0
STWD | 6.25 | 7.82 | 6.37 | 6.37 | 6.37 | 6.37
WT | 0 | 0 | 0 | 0 | 0 | 0
IGCC | 0 | 0 | 0 | 0 | 0 | 0
DemandResponse | 0 | 0 | 0 | 0 | 0 | 0
IGCC-CCS | 0 | 0 | 0 | 0 | 0 | 0
WT_off | 0 | 0 | 0 | 0 | 0 | 0
PseudoUnit | 0 | 0 | 0 | 0 | 0 | 0
FixedInterchange | 0 | 0 | 0 | 0 | 0 | 0
Base FOM Costs by Reporting Type: MAPP_US
ReportingType | 2015 | 2020 | 2025 | 2030 | 2035 | 2040
BM | 0 | 0 | 0 | 0 | 3.51 | 6.63
CC | 8.58 | 10.9 | 8.79 | 8.81 | 9.52 | 10.72
CSP | 0 | 0 | 0 | 0 | 0 | 0
CT | 2.06 | 2.06 | 2.06 | 3.1 | 3.1 | 3.1
Coal | 114.03 | 52.63 | 0 | 0 | 0 | 0
Geo | 3.95 | 3.95 | 3.95 | 3.95 | 3.95 | 3.95
H | 31.14 | 31.14 | 31.14 | 31.14 | 31.14 | 31.14
LFG | 0.24 | 0.24 | 0.24 | 8.86 | 8.86 | 8.86
Nuc | 0.01 | 0.01 | 0.01 | 0.01 | 0.01 | 0.01
PS | 0 | 0 | 0 | 0 | 0 | 0
PV | 0 | 0 | 0 | 0 | 0 | 0
PeakG | 12.29 | 19.13 | 14.16 | 16.07 | 17.04 | 17.04
PeakO | 9.49 | 12.94 | 10.37 | 10.37 | 10.37 | 10.37
ST | 0 | 0 | 0 | 0 | 0 | 0
STOG | 0 | 0 | 0 | 0 | 0 | 0
STWD | 0 | 0 | 0 | 0 | 0 | 0
WT | 55.22 | 274.51 | 372.87 | 372.87 | 372.87 | 372.87
IGCC | 0 | 0 | 0 | 0 | 0 | 0
DemandResponse | 0 | 0 | 0 | 0 | 0 | 0
IGCC-CCS | 0 | 0 | 0 | 0 | 0 | 0
WT_off | 0 | 0 | 0 | 0 | 0 | 0
PseudoUnit | 0 | 0 | 0 | 0 | 0 | 0
FixedInterchange | 0 | 0 | 0 | 0 | 0 | 0
Base FOM Costs by Reporting Type: MISO_IN
ReportingType | 2015 | 2020 | 2025 | 2030 | 2035 | 2040
BM | 0 | 0 | 0 | 0 | 0 | 617.54
CC | 88.84 | 354.19 | 343.83 | 347.35 | 353.31 | 305.89
CSP | 0 | 0 | 0 | 0 | 0 | 0
CT | 0 | 0 | 0 | 0 | 0 | 0
Coal | 542.86 | 381.67 | 351.71 | 379.99 | 467.47 | 538.96
Geo | 0 | 0 | 0 | 0 | 0 | 0
H | 1.07 | 1.07 | 1.07 | 1.07 | 1.07 | 1.07
LFG | 4.46 | 4.46 | 14.11 | 14.11 | 14.11 | 14.11
Nuc | 0.01 | 0.01 | 0.01 | 0.01 | 0.01 | 33.35
PS | 0 | 0 | 0 | 0 | 0 | 0
PV | 0 | 3.77 | 3.77 | 3.77 | 3.77 | 3.77
PeakG | 52.35 | 76.94 | 54.27 | 73.39 | 73.39 | 73.39
PeakO | 10.59 | 13.5 | 10.82 | 10.82 | 10.82 | 10.82
ST | 0 | 0 | 0 | 0 | 0 | 0
STOG | 12.26 | 14.51 | 12.44 | 12.44 | 12.44 | 0
STWD | 0 | 0 | 0 | 0 | 0 | 0
WT | 18.31 | 18.31 | 18.31 | 18.31 | 18.31 | 18.31
IGCC | 30.22 | 30.22 | 30.22 | 30.22 | 30.22 | 30.22
DemandResponse | 0 | 0 | 0 | 0 | 0 | 0
IGCC-CCS | 0 | 0 | 0 | 0 | 0 | 0
WT_off | 0 | 0 | 0 | 0 | 0 | 0
PseudoUnit | 0 | 0 | 0 | 0 | 0 | 0
FixedInterchange | 0 | 0 | 0 | 0 | 0 | 0
Base FOM Costs by Reporting Type: MISO_MI
ReportingType | 2015 | 2020 | 2025 | 2030 | 2035 | 2040
BM | 0 | 0 | 0 | 0 | 0 | 277.09
CC | 149.61 | 192.9 | 163.06 | 169.45 | 181.66 | 106.01
CSP | 0 | 0 | 0 | 0 | 0 | 0
CT | 0 | 0 | 0 | 0 | 0 | 0
Coal | 311.31 | 0 | 0 | 0 | 0 | 0
Geo | 0 | 0 | 0 | 0 | 0 | 0
H | 2.01 | 2.01 | 2.01 | 2.01 | 2.01 | 2.01
LFG | 19.67 | 19.67 | 38.95 | 38.95 | 38.95 | 38.95
Nuc | 275.03 | 275.03 | 275.03 | 334.61 | 352.59 | 891.7
PS | 44.44 | 44.44 | 44.44 | 44.44 | 44.44 | 44.44
PV | 0 | 0 | 0 | 0 | 0 | 0
PeakG | 61.2 | 89.88 | 71.67 | 85.63 | 85.63 | 85.63
PeakO | 15.67 | 19.97 | 16.01 | 16.01 | 16.01 | 16.01
ST | 0 | 0 | 0 | 0 | 0 | 0
STOG | 125.33 | 148.3 | 127.13 | 127.13 | 127.13 | 0
STWD | 5.22 | 6.54 | 5.33 | 5.33 | 5.33 | 5.33
WT | 61.65 | 69.04 | 69.04 | 69.04 | 69.04 | 78.5
IGCC | 0 | 0 | 0 | 0 | 0 | 0
DemandResponse | 0 | 0 | 0 | 0 | 0 | 0
IGCC-CCS | 0 | 0 | 0 | 0 | 0 | 0
WT_off | 0 | 0 | 0 | 0 | 0 | 0
PseudoUnit | 0 | 0 | 0 | 0 | 0 | 0
FixedInterchange | 0 | 0 | 0 | 0 | 0 | 0
Base FOM Costs by Reporting Type: MISO_MO-IL
ReportingType | 2015 | 2020 | 2025 | 2030 | 2035 | 2040
BM | 0 | 0 | 0 | 0 | 0 | 204.43
CC | 31.4 | 64.97 | 57.12 | 60.27 | 64.3 | 64.3
CSP | 0 | 0 | 0 | 0 | 0 | 0
CT | 0 | 0 | 0 | 0 | 0 | 0
Coal | 696.51 | 122.83 | 120.17 | 120.59 | 140.35 | 158.47
Geo | 0 | 0 | 0 | 0 | 0 | 0
H | 5.01 | 5.01 | 9 | 9 | 9 | 9
LFG | 2.17 | 2.17 | 22.02 | 29.04 | 29.04 | 29.04
Nuc | 308.98 | 325.11 | 325.11 | 325.11 | 325.11 | 325.11
PS | 10.45 | 10.45 | 10.45 | 10.45 | 10.45 | 10.45
PV | 0 | 0 | 0 | 0 | 0 | 0
PeakG | 77.83 | 114.84 | 80.73 | 103.92 | 110.46 | 110.46
PeakO | 21.48 | 28.65 | 22.96 | 22.96 | 22.96 | 22.96
ST | 0 | 0 | 0 | 0 | 0 | 0
STOG | 26.02 | 30.78 | 26.39 | 26.39 | 26.39 | 0
STWD | 0 | 0 | 0 | 0 | 0 | 0
WT | 21.36 | 21.36 | 178.56 | 178.56 | 178.56 | 178.56
IGCC | 0 | 0 | 0 | 0 | 0 | 0
DemandResponse | 0 | 0 | 0 | 0 | 0 | 0
IGCC-CCS | 0 | 0 | 0 | 0 | 0 | 0
WT_off | 0 | 0 | 0 | 0 | 0 | 0
PseudoUnit | 0 | 0 | 0 | 0 | 0 | 0
FixedInterchange | 0 | 0 | 0 | 0 | 0 | 0
Base FOM Costs by Reporting Type: MISO_W
ReportingType | 2015 | 2020 | 2025 | 2030 | 2035 | 2040
BM | 0 | 0 | 0 | 0 | 0 | 0
CC | 90.43 | 114.8 | 92.68 | 92.68 | 109.48 | 111.81
CSP | 0 | 0 | 0 | 0 | 0 | 0
CT | 0 | 0 | 0 | 0 | 0 | 0
Coal | 639.01 | 292.2 | 188.8 | 193.12 | 42.57 | 48.3
Geo | 0 | 0 | 0 | 0 | 0 | 0
H | 7.08 | 7.08 | 7.08 | 7.08 | 7.08 | 7.08
LFG | 24.73 | 24.73 | 24.73 | 33.36 | 33.36 | 33.36
Nuc | 343.79 | 343.79 | 343.79 | 602.57 | 0.04 | 0.04
PS | 0 | 0 | 0 | 0 | 0 | 0
PV | 0 | 0 | 0 | 0 | 0 | 0
PeakG | 87.12 | 123.54 | 89.97 | 105.17 | 108.71 | 108.71
PeakO | 56.38 | 79.08 | 64.57 | 64.57 | 64.57 | 64.57
ST | 0 | 0 | 0 | 0 | 0 | 0
STOG | 7.56 | 8.94 | 7.67 | 7.67 | 7.67 | 0
STWD | 10.03 | 12.55 | 10.23 | 10.23 | 10.23 | 10.23
WT | 268.82 | 268.82 | 1312.42 | 1312.42 | 1312.42 | 1359.01
IGCC | 0 | 0 | 0 | 0 | 0 | 0
DemandResponse | 0 | 0 | 0 | 0 | 0 | 0
IGCC-CCS | 0 | 0 | 0 | 0 | 0 | 0
WT_off | 0 | 0 | 0 | 0 | 0 | 0
PseudoUnit | 0 | 0 | 0 | 0 | 0 | 0
FixedInterchange | 0 | 0 | 0 | 0 | 0 | 0
Base FOM Costs by Reporting Type: MISO_WUMS
ReportingType | 2015 | 2020 | 2025 | 2030 | 2035 | 2040
BM | 0 | 0 | 0 | 0 | 0 | 321.69
CC | 159.73 | 217.18 | 196.96 | 196.96 | 211.65 | 136.57
CSP | 0 | 0 | 0 | 0 | 0 | 0
CT | 0 | 0 | 0 | 0 | 0 | 0
Coal | 235.74 | 86.95 | 80.28 | 82.21 | 83.6 | 94.06
Geo | 0 | 0 | 0 | 0 | 0 | 0
H | 4.79 | 4.8 | 4.8 | 4.8 | 4.8 | 4.8
LFG | 8.57 | 8.57 | 8.57 | 35.44 | 35.44 | 35.44
Nuc | 264.54 | 287.77 | 264.54 | 607.62 | 150.81 | 306.52
PS | 0 | 0 | 0 | 0 | 0 | 0
PV | 0 | 0 | 0 | 0 | 0 | 0
PeakG | 55.64 | 81.65 | 65.08 | 77.65 | 77.65 | 77.65
PeakO | 13.52 | 17.78 | 14.69 | 14.69 | 14.69 | 14.69
ST | 0 | 0 | 0 | 0 | 0 | 0
STOG | 13.21 | 15.63 | 13.39 | 13.39 | 13.39 | 0
STWD | 3.37 | 4.21 | 3.43 | 3.43 | 3.43 | 3.43
WT | 46.36 | 46.36 | 46.36 | 46.36 | 46.36 | 47.23
IGCC | 0 | 0 | 0 | 0 | 0 | 0
DemandResponse | 0 | 0 | 0 | 0 | 0 | 0
IGCC-CCS | 0 | 0 | 0 | 0 | 0 | 0
WT_off | 0 | 0 | 0 | 0 | 0 | 0
PseudoUnit | 0 | 0 | 0 | 0 | 0 | 0
FixedInterchange | 0 | 0 | 0 | 0 | 0 | 0
Base FOM Costs by Reporting Type: Nebraska
ReportingType | 2015 | 2020 | 2025 | 2030 | 2035 | 2040
BM | 0 | 0 | 0 | 0 | 16.38 | 121.04
CC | 13.97 | 44.71 | 42.05 | 42.05 | 43.95 | 44.48
CSP | 0 | 0 | 0 | 0 | 0 | 0
CT | 0 | 0 | 0 | 0 | 0 | 0
Coal | 257.61 | 38.62 | 38.62 | 40.06 | 40.06 | 47.82
Geo | 0 | 0 | 0 | 0 | 0 | 0
H | 2.38 | 2.38 | 2.38 | 2.38 | 2.38 | 2.38
LFG | 0.72 | 0.72 | 7.89 | 9.35 | 9.35 | 9.35
Nuc | 182.28 | 198.29 | 182.28 | 249.21 | 0.09 | 0.09
PS | 0 | 0 | 0 | 0 | 0 | 0
PV | 0 | 0 | 0 | 0 | 0 | 0
PeakG | 21.82 | 37.31 | 31.37 | 31.37 | 31.37 | 31.37
PeakO | 9.57 | 12.19 | 9.77 | 9.77 | 9.77 | 9.77
ST | 0 | 0 | 0 | 0 | 0 | 0
STOG | 0 | 0 | 0 | 0 | 0 | 0
STWD | 0 | 0 | 0 | 0 | 0 | 0
WT | 10.53 | 10.53 | 10.53 | 10.53 | 10.53 | 10.53
IGCC | 0 | 0 | 0 | 0 | 0 | 0
DemandResponse | 0 | 0 | 0 | 0 | 0 | 0
IGCC-CCS | 0 | 0 | 0 | 0 | 0 | 0
WT_off | 0 | 0 | 0 | 0 | 0 | 0
PseudoUnit | 0 | 0 | 0 | 0 | 0 | 0
FixedInterchange | 0 | 0 | 0 | 0 | 0 | 0
Base FOM Costs by Reporting Type: NEISO
ReportingType | 2015 | 2020 | 2025 | 2030 | 2035 | 2040
BM | 25.35 | 25.35 | 25.35 | 25.35 | 25.35 | 25.35
CC | 338.91 | 308.69 | 214.16 | 178.03 | 197.36 | 191.75
CSP | 0 | 0 | 0 | 0 | 0 | 0
CT | 2.24 | 2.24 | 2.24 | 2.17 | 0.9 | 0.9
Coal | 22.84 | 0 | 0 | 0 | 0 | 0
Geo | 0 | 0 | 0 | 0 | 0 | 0
H | 46.4 | 46.4 | 46.4 | 46.45 | 46.45 | 46.45
LFG | 70.11 | 70.11 | 70.11 | 78.5 | 78.5 | 78.5
Nuc | 676.28 | 735.67 | 676.28 | 676.28 | 488.61 | 932.14
PS | 39.74 | 39.74 | 39.74 | 39.74 | 39.74 | 39.74
PV | 0.03 | 4.91 | 4.91 | 4.91 | 4.91 | 4.91
PeakG | 19.94 | 29.61 | 20.7 | 22.52 | 28.85 | 28.85
PeakO | 0 | 0 | 0 | 0 | 0 | 0
ST | 0 | 0 | 0 | 0 | 0 | 0
STOG | 0 | 0 | 0 | 0 | 0 | 0
STWD | 19.55 | 24.46 | 19.93 | 19.93 | 19.93 | 19.93
WT | 13.44 | 85.1 | 130.95 | 155.17 | 411.58 | 470.88
IGCC | 0 | 0 | 0 | 0 | 0 | 0
DemandResponse | 0 | 0 | 0 | 0 | 0 | 0
IGCC-CCS | 0 | 0 | 0 | 0 | 0 | 0
WT_off | 24.96 | 24.96 | 24.96 | 24.96 | 24.96 | 24.96
PseudoUnit | 0 | 0 | 0 | 0 | 0 | 0
FixedInterchange | 0 | 0 | 0 | 0 | 0 | 0
Base FOM Costs by Reporting Type: NonRTO_Midwest
ReportingType | 2015 | 2020 | 2025 | 2030 | 2035 | 2040
BM | 0 | 0 | 0 | 0 | 104.1 | 617.54
CC | 43.6 | 81.37 | 81.37 | 81.37 | 81.37 | 37.77
CSP | 0 | 0 | 0 | 0 | 0 | 0
CT | 0 | 0 | 0 | 0 | 0 | 0
Coal | 473.55 | 224.85 | 174.48 | 149.09 | 150.1 | 172.65
Geo | 0 | 0 | 0 | 0 | 0 | 0
H | 2.04 | 2.04 | 12.66 | 12.66 | 12.66 | 12.66
LFG | 1.69 | 1.69 | 20.97 | 20.97 | 20.97 | 20.97
Nuc | 0.01 | 0.01 | 0.01 | 0.01 | 53.47 | 53.47
PS | 0 | 0 | 0 | 0 | 0 | 0
PV | 0 | 0 | 0 | 0 | 0 | 0
PeakG | 56.39 | 83.4 | 58.5 | 65.01 | 43.81 | 14.2
PeakO | 0.35 | 0.45 | 0.36 | 0 | 0 | 0
ST | 0 | 0 | 0 | 0 | 0 | 0
STOG | 0 | 0 | 0 | 0 | 0 | 0
STWD | 0 | 0 | 0 | 0 | 0 | 0
WT | 2.26 | 2.26 | 2.26 | 2.26 | 2.26 | 2.26
IGCC | 0 | 0 | 0 | 0 | 0 | 0
DemandResponse | 0 | 0 | 0 | 0 | 0 | 0
IGCC-CCS | 0 | 0 | 0 | 0 | 0 | 0
WT_off | 0 | 0 | 0 | 0 | 0 | 0
PseudoUnit | 0 | 0 | 0 | 0 | 0 | 0
FixedInterchange | 0 | 0 | 0 | 0 | 0 | 0
Base FOM Costs by Reporting Type: NYISO_A-F
ReportingType | 2015 | 2020 | 2025 | 2030 | 2035 | 2040
BM | 0 | 0 | 0 | 0 | 0 | 0
CC | 112.22 | 143.17 | 59.6 | 70.9 | 40.56 | 35.38
CSP | 0 | 0 | 0 | 0 | 0 | 0
CT | 0 | 0 | 0 | 0 | 0 | 0
Coal | 0 | 0 | 0 | 0 | 0 | 0
Geo | 0 | 0 | 0 | 0 | 0 | 0
H | 62.6 | 62.6 | 62.6 | 62.6 | 62.6 | 62.6
LFG | 20.8 | 20.8 | 20.8 | 28.97 | 28.97 | 28.97
Nuc | 489.92 | 509.2 | 489.92 | 399.48 | 552.03 | 578.17
PS | 33.52 | 33.52 | 33.52 | 33.52 | 33.52 | 33.52
PV | 0 | 0 | 0 | 0 | 0 | 0
PeakG | 3.78 | 5.56 | 5.31 | 5.31 | 5.31 | 5.31
PeakO | 1.14 | 1.46 | 1.17 | 1.17 | 1.17 | 1.17
ST | 0 | 0 | 0 | 0 | 0 | 0
STOG | 0 | 0 | 0 | 0 | 0 | 0
STWD | 2.76 | 3.45 | 2.81 | 2.81 | 2.81 | 2.81
WT | 113.42 | 133.35 | 133.35 | 278.6 | 422.6 | 422.6
IGCC | 0 | 0 | 0 | 0 | 0 | 0
DemandResponse | 0 | 0 | 0 | 0 | 0 | 0
IGCC-CCS | 0 | 0 | 0 | 0 | 0 | 0
WT_off | 0 | 0 | 0 | 0 | 0 | 0
PseudoUnit | 0 | 0 | 0 | 0 | 0 | 0
FixedInterchange | 0 | 0 | 0 | 0 | 0 | 0
Base FOM Costs by Reporting Type: NYISO_G-I
ReportingType | 2015 | 2020 | 2025 | 2030 | 2035 | 2040
BM | 0 | 0 | 0 | 0 | 54.78 | 80.4
CC | 34.33 | 43.65 | 35.09 | 35.19 | 42.92 | 42.92
CSP | 0 | 0 | 0 | 0 | 0 | 0
CT | 0 | 0 | 0 | 0 | 0 | 0
Coal | 0 | 0 | 0 | 0 | 0 | 0
Geo | 0 | 0 | 0 | 0 | 0 | 0
H | 0.46 | 0.46 | 0.46 | 0.46 | 0.46 | 0.46
LFG | 7.72 | 7.72 | 7.72 | 16.67 | 16.67 | 16.67
Nuc | 297.74 | 323.88 | 297.74 | 297.74 | 452.18 | 172.49
PS | 0 | 0 | 0 | 0 | 0 | 0
PV | 0 | 0 | 0 | 0 | 0 | 0
PeakG | 1.51 | 2.04 | 1.56 | 1.56 | 1.56 | 1.56
PeakO | 2.55 | 3.25 | 2.61 | 2.61 | 2.61 | 2.61
ST | 0 | 0 | 0 | 0 | 0 | 0
STOG | 0 | 0 | 0 | 0 | 0 | 0
STWD | 0 | 0 | 0 | 0 | 0 | 0
WT | 0 | 1.68 | 1.68 | 10.11 | 10.11 | 10.11
IGCC | 0 | 0 | 0 | 0 | 0 | 0
DemandResponse | 0 | 0 | 0 | 0 | 0 | 0
IGCC-CCS | 0 | 0 | 0 | 0 | 0 | 0
WT_off | 0 | 0 | 0 | 0 | 0 | 0
PseudoUnit | 0 | 0 | 0 | 0 | 0 | 0
FixedInterchange | 0 | 0 | 0 | 0 | 0 | 0
Base FOM Costs by Reporting Type: NYISO_J-K
ReportingType | 2015 | 2020 | 2025 | 2030 | 2035 | 2040
BM | 0 | 0 | 0 | 0 | 0 | 0
CC | 125.46 | 154.92 | 127.77 | 138.94 | 152.61 | 152.61
CSP | 0 | 0 | 0 | 0 | 0 | 0
CT | 0 | 0 | 0 | 0 | 0 | 0
Coal | 0 | 0 | 0 | 0 | 0 | 0
Geo | 0 | 0 | 0 | 0 | 0 | 0
H | 0 | 0 | 0 | 0 | 0 | 0
LFG | 14.96 | 14.96 | 14.96 | 23.9 | 23.9 | 23.9
Nuc | 0.01 | 0.01 | 0.01 | 0.01 | 0.01 | 0.01
PS | 0 | 0 | 0 | 0 | 0 | 0
PV | 0.53 | 0.53 | 0.53 | 0.53 | 0.53 | 0.53
PeakG | 54.7 | 77.08 | 56.45 | 62.35 | 66.78 | 66.78
PeakO | 61.69 | 79.16 | 63.78 | 65.02 | 65.02 | 65.02
ST | 0 | 0 | 0 | 0 | 0 | 0
STOG | 150.36 | 177.91 | 152.51 | 152.51 | 152.51 | 152.51
STWD | 0 | 0 | 0 | 0 | 0 | 0
WT | 0 | 0 | 0 | 1.01 | 9.26 | 9.26
IGCC | 0 | 0 | 0 | 0 | 0 | 0
DemandResponse | 0 | 0 | 0 | 0 | 0 | 0
IGCC-CCS | 0 | 0 | 0 | 0 | 0 | 0
WT_off | 0 | 0 | 0 | 0 | 0 | 0
PseudoUnit | 0 | 0 | 0 | 0 | 0 | 0
FixedInterchange | 0 | 0 | 0 | 0 | 0 | 0
Base FOM Costs by Reporting Type: PJM_E
ReportingType | 2015 | 2020 | 2025 | 2030 | 2035 | 2040
BM | 3.02 | 3.02 | 3.02 | 3.02 | 3.02 | 3.02
CC | 297.21 | 359.4 | 312.87 | 330.19 | 341.53 | 322.13
CSP | 0 | 0 | 0 | 0 | 0 | 0
CT | 0.18 | 0.18 | 0.18 | 0 | 0 | 0
Coal | 67.42 | 27.04 | 31.97 | 32.26 | 34.91 | 34.91
Geo | 0 | 0 | 0 | 0 | 0 | 0
H | 3.85 | 3.85 | 3.85 | 3.85 | 3.85 | 3.85
LFG | 56.83 | 72.83 | 72.83 | 72.83 | 72.83 | 72.83
Nuc | 1239 | 1184.31 | 1149.53 | 1149.53 | 825.73 | 1983.3
PS | 9.5 | 9.5 | 9.5 | 9.5 | 9.5 | 9.5
PV | 0.75 | 0.75 | 0.75 | 0.75 | 0.75 | 0.75
PeakG | 75.2 | 106.43 | 77.64 | 89.79 | 93.22 | 93.22
PeakO | 75.92 | 100.78 | 82.41 | 82.41 | 82.41 | 82.41
ST | 0 | 0 | 0 | 0 | 0 | 0
STOG | 115.25 | 136.37 | 0 | 0 | 0 | 0
STWD | 0 | 0 | 0 | 0 | 0 | 0
WT | 32.63 | 32.63 | 32.63 | 32.63 | 33.19 | 33.19
IGCC | 0 | 0 | 0 | 0 | 0 | 0
DemandResponse | 0 | 0 | 0 | 0 | 0 | 0
IGCC-CCS | 0 | 0 | 0 | 0 | 0 | 0
WT_off | 0 | 0 | 58.67 | 58.67 | 58.67 | 511.99
PseudoUnit | 0 | 0 | 0 | 0 | 0 | 0
FixedInterchange | 0 | 0 | 0 | 0 | 0 | 0
Base FOM Costs by Reporting Type: PJM_ROM
ReportingType | 2015 | 2020 | 2025 | 2030 | 2035 | 2040
BM | 1.81 | 1.81 | 1.81 | 1.81 | 236.97 | 236.97
CC | 142.43 | 174.53 | 145.82 | 151.1 | 172.02 | 123.85
CSP | 0 | 0 | 0 | 0 | 0 | 0
CT | 0.11 | 0.11 | 0.11 | 0.11 | 0 | 0
Coal | 145.4 | 58.67 | 31.28 | 31.28 | 41.71 | 49.57
Geo | 0 | 0 | 0 | 0 | 0 | 0
H | 19.83 | 19.83 | 29.48 | 29.48 | 29.48 | 29.48
LFG | 43.05 | 74.95 | 74.95 | 74.95 | 74.95 | 74.95
Nuc | 733.21 | 756.8 | 733.21 | 733.21 | 850.19 | 1432.28
PS | 35.92 | 35.92 | 35.92 | 35.92 | 35.92 | 35.92
PV | 0.06 | 22.69 | 35.36 | 38.2 | 38.41 | 39.43
PeakG | 30.83 | 44.67 | 41.32 | 41.32 | 41.32 | 41.32
PeakO | 45.95 | 58.57 | 46.94 | 36.73 | 36.73 | 0
ST | 0 | 0 | 0 | 0 | 0 | 0
STOG | 155.08 | 183.5 | 11.47 | 0 | 0 | 0
STWD | 2.24 | 2.81 | 2.29 | 2.29 | 2.29 | 2.29
WT | 38.48 | 59.54 | 59.54 | 59.54 | 222.65 | 222.65
IGCC | 0 | 0 | 0 | 0 | 0 | 0
DemandResponse | 0 | 0 | 0 | 0 | 0 | 0
IGCC-CCS | 0 | 0 | 0 | 0 | 0 | 0
WT_off | 0 | 0 | 0 | 0 | 0 | 576.78
PseudoUnit | 0 | 0 | 0 | 0 | 0 | 0
FixedInterchange | 0 | 0 | 0 | 0 | 0 | 0
Base FOM Costs by Reporting Type: PJM_ROR
ReportingType | 2015 | 2020 | 2025 | 2030 | 2035 | 2040
BM | 38.69 | 38.69 | 38.69 | 38.69 | 38.69 | 1060.95
CC | 581.33 | 755.83 | 683.13 | 709.29 | 743.39 | 429.1
CSP | 0 | 0 | 0 | 0 | 0 | 0
CT | 0.19 | 0.19 | 0.19 | 0.19 | 0 | 0
Coal | 1853.09 | 1094.1 | 701.97 | 726.84 | 859.93 | 1032.66
Geo | 0 | 0 | 0 | 0 | 0 | 0
H | 26.17 | 33.33 | 33.33 | 33.33 | 33.33 | 33.33
LFG | 65.06 | 126.87 | 126.87 | 126.87 | 126.87 | 126.87
Nuc | 2917.4 | 3014.07 | 2917.4 | 2791.17 | 2474.57 | 6149.38
PS | 73.14 | 73.14 | 73.14 | 73.14 | 73.14 | 73.14
PV | 0.35 | 0.35 | 3.87 | 4 | 4 | 4
PeakG | 325.76 | 481.29 | 337.93 | 436.45 | 464.24 | 464.24
PeakO | 48.69 | 65.15 | 52.22 | 43.29 | 43.29 | 0
ST | 0 | 0 | 0 | 0 | 0 | 0
STOG | 93.25 | 110.34 | 44.97 | 0 | 0 | 0
STWD | 6.22 | 7.78 | 6.34 | 6.34 | 6.34 | 6.34
WT | 322.6 | 327.98 | 515.96 | 1593.56 | 1593.56 | 1593.56
IGCC | 0 | 0 | 0 | 0 | 0 | 0
DemandResponse | 0 | 0 | 0 | 0 | 0 | 0
IGCC-CCS | 0 | 0 | 0 | 0 | 0 | 0
WT_off | 0 | 0 | 0 | 0 | 0 | 0
PseudoUnit | 0 | 0 | 0 | 0 | 0 | 0
FixedInterchange | 0 | 0 | 0 | 0 | 0 | 0
Base FOM Costs by Reporting Type: SOCO
ReportingType | 2015 | 2020 | 2025 | 2030 | 2035 | 2040
BM | 5.53 | 5.53 | 5.53 | 5.53 | 658.66 | 658.82
CC | 543.16 | 733.66 | 624.41 | 638.48 | 338.03 | 241.32
CSP | 0 | 0 | 0 | 0 | 0 | 0
CT | 0 | 0 | 0 | 0 | 0 | 0
Coal | 523.02 | 266.93 | 135.49 | 142 | 168.12 | 168.12
Geo | 0 | 0 | 0 | 0 | 0 | 0
H | 59.74 | 59.74 | 59.74 | 59.74 | 59.74 | 59.74
LFG | 4.46 | 4.46 | 17.39 | 17.39 | 17.39 | 17.39
Nuc | 850.41 | 1045.67 | 1045.67 | 1802.95 | 2049.89 | 2921.03
PS | 39.76 | 39.76 | 39.76 | 39.76 | 39.76 | 39.76
PV | 0 | 0 | 0 | 0 | 0 | 0
PeakG | 178.03 | 264.31 | 184.78 | 58.28 | 62.14 | 62.14
PeakO | 0 | 0 | 0 | 0 | 0 | 0
ST | 0 | 0 | 0 | 0 | 0 | 0
STOG | 0 | 0 | 0 | 0 | 0 | 0
STWD | 21.41 | 26.79 | 21.83 | 21.83 | 21.83 | 21.83
WT | 0 | 0 | 0 | 0 | 2.81 | 2.81
IGCC | 0 | 0 | 0 | 0 | 0 | 0
DemandResponse | 0 | 0 | 0 | 0 | 0 | 0
IGCC-CCS | 0 | 0 | 0 | 0 | 0 | 0
WT_off | 0 | 0 | 0 | 0 | 0 | 0
PseudoUnit | 0 | 0 | 0 | 0 | 0 | 0
FixedInterchange | 0 | 0 | 0 | 0 | 0 | 0
Base FOM Costs by Reporting Type: SPP_N
ReportingType | 2015 | 2020 | 2025 | 2030 | 2035 | 2040
BM | 0 | 0 | 0 | 0 | 548.98 | 592.07
CC | 61.19 | 112.62 | 102.33 | 106.86 | 111.74 | 111.74
CSP | 0 | 0 | 0 | 0 | 0 | 0
CT | 0 | 0 | 0 | 0 | 0 | 0
Coal | 520.3 | 394.4 | 218.26 | 251.1 | 215.6 | 244.72
Geo | 0 | 0 | 0 | 0 | 0 | 0
H | 0.3 | 0.3 | 0.3 | 0.3 | 0.3 | 0.3
LFG | 0.84 | 0.84 | 12.28 | 12.28 | 12.28 | 12.28
Nuc | 160.51 | 168.89 | 168.89 | 168.89 | 168.89 | 168.89
PS | 0 | 0 | 0 | 0 | 0 | 0
PV | 0 | 0 | 0 | 0 | 0 | 0
PeakG | 74.97 | 117.69 | 105.7 | 105.7 | 105.7 | 105.7
PeakO | 34.89 | 44.84 | 35.94 | 35.94 | 35.94 | 35.94
ST | 0 | 0 | 0 | 0 | 0 | 0
STOG | 38.68 | 45.77 | 39.23 | 39.23 | 11.56 | 0
STWD | 0 | 0 | 0 | 0 | 0 | 0
WT | 41.99 | 393.68 | 393.68 | 393.68 | 395.68 | 423.67
IGCC | 0 | 0 | 0 | 0 | 0 | 0
DemandResponse | 0 | 0 | 0 | 0 | 0 | 0
IGCC-CCS | 0 | 0 | 0 | 0 | 0 | 0
WT_off | 0 | 0 | 0 | 0 | 0 | 0
PseudoUnit | 0 | 0 | 0 | 0 | 0 | 0
FixedInterchange | 0 | 0 | 0 | 0 | 0 | 0
Base FOM Costs by Reporting Type: SPP_S
ReportingType | 2015 | 2020 | 2025 | 2030 | 2035 | 2040
BM | 0 | 0 | 0 | 0 | 229.12 | 401.38
CC | 327.42 | 486.11 | 407.53 | 436.06 | 472.12 | 475.76
CSP | 0 | 0 | 0 | 0 | 0 | 0
CT | 2.76 | 4.77 | 4.77 | 4.77 | 4.77 | 4.77
Coal | 704.4 | 198.53 | 41.48 | 41.7 | 29.32 | 29.32
Geo | 0 | 0 | 0 | 0 | 0 | 0
H | 30.03 | 30.03 | 30.03 | 31.32 | 31.32 | 31.32
LFG | 2.29 | 2.29 | 13.72 | 13.72 | 13.72 | 13.72
Nuc | 0.01 | 0.01 | 0.01 | 130.9 | 130.9 | 130.9
PS | 10.59 | 10.59 | 10.59 | 10.59 | 10.59 | 10.59
PV | 0 | 0 | 0 | 0 | 0 | 0
PeakG | 60.2 | 87.93 | 62.37 | 76.78 | 82.77 | 82.77
PeakO | 3.36 | 4.54 | 3.63 | 3.63 | 3.64 | 3.66
ST | 0 | 0 | 0 | 0 | 0 | 0
STOG | 288.01 | 340.8 | 292.14 | 292.14 | 152.44 | 42.47
STWD | 2.69 | 3.37 | 2.75 | 2.75 | 2.75 | 2.75
WT | 90.68 | 898.7 | 898.7 | 898.7 | 898.7 | 898.7
IGCC | 0 | 0 | 0 | 0 | 0 | 0
DemandResponse | 0 | 0 | 0 | 0 | 0 | 0
IGCC-CCS | 0 | 0 | 0 | 0 | 0 | 0
WT_off | 0 | 0 | 0 | 0 | 0 | 0
PseudoUnit | 0 | 0 | 0 | 0 | 0 | 0
FixedInterchange | 0 | 0 | 0 | 0 | 0 | 0
Base FOM Costs by Reporting Type: TVA
ReportingType | 2015 | 2020 | 2025 | 2030 | 2035 | 2040
BM | 0 | 0 | 0 | 0 | 743.15 | 743.15
CC | 199.14 | 304.51 | 271.38 | 277.24 | 164.65 | 102.54
CSP | 0 | 0 | 0 | 0 | 0 | 0
CT | 0 | 0 | 0 | 0 | 0 | 0
Coal | 349.95 | 199.34 | 48.66 | 0 | 0 | 0
Geo | 0 | 0 | 0 | 0 | 0 | 0
H | 72.8 | 72.8 | 73.19 | 73.19 | 73.19 | 73.19
LFG | 1.57 | 1.57 | 14.49 | 14.49 | 14.49 | 14.49
Nuc | 1153.81 | 1199.07 | 1153.81 | 1153.81 | 1013.39 | 2027.26
PS | 41.38 | 41.38 | 41.38 | 41.38 | 41.38 | 41.38
PV | 0 | 0 | 0 | 0 | 0 | 0
PeakG | 99.24 | 153.37 | 140.99 | 140.99 | 113.36 | 113.36
PeakO | 1.87 | 2.54 | 1.92 | 2.49 | 0 | 0
ST | 0 | 0 | 0 | 0 | 0 | 0
STOG | 0 | 0 | 0 | 0 | 0 | 0
STWD | 0.16 | 0.2 | 0.16 | 0.16 | 0.16 | 0.16
WT | 0.99 | 0.99 | 0.99 | 0.99 | 3.8 | 3.8
IGCC | 0 | 0 | 0 | 0 | 0 | 0
DemandResponse | 0 | 0 | 0 | 0 | 0 | 0
IGCC-CCS | 0 | 0 | 0 | 0 | 0 | 0
WT_off | 0 | 0 | 0 | 0 | 0 | 0
PseudoUnit | 0 | 0 | 0 | 0 | 0 | 0
FixedInterchange | 0 | 0 | 0 | 0 | 0 | 0
Base FOM Costs by Reporting Type: TVA_Transmission
ReportingType | 2015 | 2020 | 2025 | 2030 | 2035 | 2040
BM | 0 | 0 | 0 | 0 | 0 | 0
CC | 0 | 0 | 0 | 0 | 0 | 0
CSP | 0 | 0 | 0 | 0 | 0 | 0
CT | 0 | 0 | 0 | 0 | 0 | 0
Coal | 0 | 0 | 0 | 0 | 0 | 0
Geo | 0 | 0 | 0 | 0 | 0 | 0
H | 0 | 0 | 0 | 0 | 0 | 0
LFG | 0 | 0 | 0 | 0 | 0 | 0
Nuc | 0 | 0 | 0 | 0 | 0 | 0
PS | 0 | 0 | 0 | 0 | 0 | 0
PV | 0 | 0 | 0 | 0 | 0 | 0
PeakG | 0 | 0 | 0 | 0 | 0 | 0
PeakO | 0 | 0 | 0 | 0 | 0 | 0
ST | 0 | 0 | 0 | 0 | 0 | 0
STOG | 0 | 0 | 0 | 0 | 0 | 0
STWD | 0 | 0 | 0 | 0 | 0 | 0
WT | 0 | 0 | 0 | 0 | 0 | 0
IGCC | 0 | 0 | 0 | 0 | 0 | 0
DemandResponse | 0 | 0 | 0 | 0 | 0 | 0
IGCC-CCS | 0 | 0 | 0 | 0 | 0 | 0
WT_off | 0 | 0 | 0 | 0 | 0 | 0
PseudoUnit | 0 | 0 | 0 | 0 | 0 | 0
FixedInterchange | 0 | 0 | 0 | 0 | 0 | 0
Base FOM Costs by Reporting Type: VACAR
ReportingType | 2015 | 2020 | 2025 | 2030 | 2035 | 2040
BM | 0.09 | 17.2 | 71.33 | 72.61 | 72.61 | 596.72
CC | 335.19 | 364.61 | 338.44 | 347.1 | 230.36 | 147.04
CSP | 0 | 0 | 0 | 0 | 0 | 0
CT | 4.8 | 4.8 | 4.8 | 0 | 0 | 0
Coal | 518.83 | 402.45 | 153.31 | 116.72 | 121.86 | 132.6
Geo | 0 | 0 | 0 | 0 | 0 | 0
H | 30.23 | 30.23 | 30.23 | 30.23 | 30.23 | 30.23
LFG | 7.64 | 20.52 | 20.52 | 20.52 | 20.52 | 20.52
Nuc | 1664.13 | 1955.26 | 2072.83 | 2191.33 | 1718.44 | 3315.94
PS | 62.1 | 62.1 | 62.1 | 62.1 | 62.1 | 62.1
PV | 0.23 | 2.47 | 2.51 | 2.52 | 2.52 | 2.57
PeakG | 142.93 | 209.84 | 148.17 | 188.38 | 185.84 | 185.84
PeakO | 36.13 | 46.34 | 37.33 | 38.01 | 0 | 0
ST | 0 | 0 | 0 | 0 | 0 | 0
STOG | 4.04 | 4.78 | 4.1 | 4.1 | 0 | 0
STWD | 9.01 | 11.27 | 9.18 | 9.18 | 9.18 | 9.18
WT | 0.03 | 98.25 | 98.25 | 98.25 | 98.25 | 98.25
IGCC | 0 | 0 | 0 | 0 | 0 | 0
DemandResponse | 0 | 0 | 0 | 0 | 0 | 0
IGCC-CCS | 0 | 0 | 0 | 0 | 0 | 0
WT_off | 0.05 | 0.05 | 0.05 | 0.05 | 1500.97 | 2093.28
PseudoUnit | 0 | 0 | 0 | 0 | 0 | 0
FixedInterchange | 0 | 0 | 0 | 0 | 0 | 0
Base FOM Costs by Reporting Type: IESO
ReportingType | 2015 | 2020 | 2025 | 2030 | 2035 | 2040
BM | 32.8 | 32.8 | 32.8 | 32.8 | 32.8 | 32.8
CC | 18.17 | 18.17 | 18.17 | 18.17 | 18.17 | 18.17
CSP | 0 | 0 | 0 | 0 | 0 | 0
CT | 2.46 | 2.46 | 2.46 | 2.46 | 0 | 0
Coal | 0 | 0 | 0 | 0 | 0 | 0
Geo | 0 | 0 | 0 | 0 | 0 | 0
H | 123.83 | 123.83 | 123.83 | 123.89 | 127.39 | 127.39
LFG | 14.17 | 14.17 | 14.17 | 14.23 | 14.23 | 14.23
Nuc | 1895.33 | 1895.33 | 1895.33 | 1895.33 | 1745.37 | 2079.68
PS | 2.92 | 2.92 | 2.92 | 2.92 | 2.92 | 2.92
PV | 18.26 | 18.26 | 18.26 | 18.26 | 0.44 | 0.44
PeakG | 0 | 0 | 0 | 0 | 0 | 0
PeakO | 0 | 0 | 0 | 0 | 0 | 0
ST | 0 | 0 | 0 | 0 | 0 | 0
STOG | 0 | 0 | 0 | 0 | 0 | 0
STWD | 4.45 | 4.45 | 4.45 | 4.45 | 4.45 | 4.45
WT | 102.92 | 102.92 | 102.92 | 102.92 | 102.92 | 102.92
IGCC | 0 | 0 | 0 | 0 | 0 | 0
DemandResponse | 0 | 0 | 0 | 0 | 0 | 0
IGCC-CCS | 0 | 0 | 0 | 0 | 0 | 0
WT_off | 0 | 0 | 0 | 0 | 0 | 0
PseudoUnit | 0 | 0 | 0 | 0 | 0 | 0
FixedInterchange | 0 | 0 | 0 | 0 | 0 | 0
Base FOM Costs by Reporting Type: MAPP_CA
ReportingType | 2015 | 2020 | 2025 | 2030 | 2035 | 2040
BM | 0 | 0 | 0 | 0 | 0 | 0
CC | 25.75 | 25.75 | 4.05 | 4.05 | 4.05 | 0
CSP | 0 | 0 | 0 | 0 | 0 | 0
CT | 0 | 0 | 0 | 0 | 0 | 0
Coal | 44.25 | 7.31 | 0 | 0 | 0 | 0
Geo | 0 | 0 | 0 | 0 | 0 | 0
H | 92.24 | 102.13 | 123.42 | 158.45 | 158.45 | 158.45
LFG | 0 | 0 | 0 | 0 | 0 | 0
Nuc | 0.01 | 0.01 | 0.01 | 0.01 | 0.01 | 0.01
PS | 0 | 0 | 0 | 0 | 0 | 0
PV | 0 | 0 | 0 | 0 | 0 | 0
PeakG | 9.88 | 9.88 | 0 | 0 | 0 | 0
PeakO | 0.09 | 0.09 | 0 | 0 | 0 | 0
ST | 0 | 0 | 0 | 0 | 0 | 0
STOG | 5.54 | 5.54 | 0 | 0 | 0 | 0
STWD | 0 | 0 | 0 | 0 | 0 | 0
WT | 17.9 | 17.9 | 17.9 | 17.9 | 9.41 | 9.41
IGCC | 0 | 0 | 0 | 0 | 0 | 0
DemandResponse | 0 | 0 | 0 | 0 | 0 | 0
IGCC-CCS | 0 | 0 | 0 | 0 | 0 | 0
WT_off | 0 | 0 | 0 | 0 | 0 | 0
PseudoUnit | 0 | 0 | 0 | 0 | 0 | 0
FixedInterchange | 0 | 0 | 0 | 0 | 0 | 0
Base FOM Costs by Reporting Type: AZ_NM_SNV_Coal
ReportingType | 2015 | 2020 | 2025 | 2030 | 2035 | 2040
BM | 0 | 0 | 0 | 0 | 0 | 0
CC | 0 | 0 | 0 | 0 | 0 | 0
CSP | 0 | 0 | 0 | 0 | 0 | 0
CT | 0 | 0 | 0 | 0 | 0 | 0
Coal | 517.57 | 503.3 | 289.38 | 44.27 | 46.98 | 53.61
Geo | 0 | 0 | 0 | 0 | 0 | 0
H | 0 | 0 | 0 | 0 | 0 | 0
LFG | 0 | 0 | 0 | 0 | 0 | 0
Nuc | 0 | 0 | 0 | 0 | 0 | 0
PS | 0 | 0 | 0 | 0 | 0 | 0
PV | 0 | 0 | 0 | 0 | 0 | 0
PeakG | 0 | 0 | 0 | 0 | 0 | 0
PeakO | 5.77 | 7.38 | 6 | 6 | 6 | 6
ST | 0 | 0 | 0 | 0 | 0 | 0
STOG | 0 | 0 | 0 | 0 | 0 | 0
STWD | 0 | 0 | 0 | 0 | 0 | 0
WT | 0 | 0 | 0 | 0 | 0 | 0
IGCC | 0 | 0 | 0 | 0 | 0 | 0
DemandResponse | 0 | 0 | 0 | 0 | 0 | 0
IGCC-CCS | 0 | 0 | 0 | 0 | 0 | 0
WT_off | 0 | 0 | 0 | 0 | 0 | 0
PseudoUnit | 0 | 0 | 0 | 0 | 0 | 0
FixedInterchange | 0 | 0 | 0 | 0 | 0 | 0
Base FOM Costs by Reporting Type: AZ_NM_SNV_Gas
ReportingType | 2015 | 2020 | 2025 | 2030 | 2035 | 2040
BM | 0 | 0 | 0 | 0 | 0 | 0
CC | 442.18 | 581.87 | 473.65 | 489.89 | 390.3 | 353.49
CSP | 0 | 0 | 0 | 0 | 0 | 0
CT | 4.93 | 4.93 | 4.93 | 4.93 | 0 | 0
Coal | 0 | 0 | 0 | 0 | 0 | 0
Geo | 0 | 0 | 0 | 0 | 0 | 0
H | 0 | 0 | 0 | 0 | 0 | 0
LFG | 0 | 0 | 0 | 0 | 0 | 0
Nuc | 0 | 0 | 0 | 0 | 0 | 0
PS | 0 | 0 | 0 | 0 | 0 | 0
PV | 0 | 0 | 0 | 0 | 0 | 0
PeakG | 63.97 | 93.45 | 74.33 | 87.99 | 87.99 | 87.99
PeakO | 0 | 0 | 0 | 0 | 0 | 0
ST | 0 | 0 | 0 | 0 | 0 | 0
STOG | 0 | 0 | 0 | 0 | 0 | 0
STWD | 0 | 0 | 0 | 0 | 0 | 0
WT | 0 | 0 | 0 | 0 | 0 | 0
IGCC | 0 | 0 | 0 | 0 | 0 | 0
DemandResponse | 0 | 0 | 0 | 0 | 0 | 0
IGCC-CCS | 0 | 0 | 0 | 0 | 0 | 0
WT_off | 0 | 0 | 0 | 0 | 0 | 0
PseudoUnit | 0 | 0 | 0 | 0 | 0 | 0
FixedInterchange | 0 | 0 | 0 | 0 | 0 | 0
Base FOM Costs by Reporting Type: AZ_NM_SNV_NucRenew
ReportingType | 2015 | 2020 | 2025 | 2030 | 2035 | 2040
BM | 0 | 0 | 0 | 0 | 0 | 84.89
CC | 0 | 0 | 0 | 0 | 0 | 0
CSP | 0 | 0 | 0 | 0 | 0 | 0
CT | 0 | 0 | 0 | 0 | 0 | 0
Coal | 0 | 0 | 0 | 0 | 0 | 0
Geo | 0 | 0 | 122.18 | 122.18 | 122.18 | 122.18
H | 44.6 | 44.6 | 44.6 | 44.6 | 44.6 | 44.6
LFG | 0.84 | 0.84 | 8.14 | 8.14 | 8.14 | 8.14
Nuc | 484.16 | 564.17 | 564.17 | 848.69 | 1463 | 1463
PS | 5.13 | 5.13 | 5.13 | 5.13 | 5.13 | 5.13
PV | 2.38 | 2.38 | 2.38 | 2.38 | 2.38 | 2.38
PeakG | 0 | 0 | 0 | 0 | 0 | 0
PeakO | 0 | 0 | 0 | 0 | 0 | 0
ST | 17.92 | 46.44 | 61.02 | 69.45 | 102.85 | 102.85
STOG | 0 | 0 | 0 | 0 | 0 | 0
STWD | 0.83 | 1.04 | 0.85 | 0.85 | 0.85 | 0.85
WT | 17.57 | 348.54 | 348.54 | 348.54 | 348.54 | 348.54
IGCC | 0 | 0 | 0 | 0 | 0 | 0
DemandResponse | 0 | 0 | 0 | 0 | 0 | 0
IGCC-CCS | 0 | 0 | 0 | 0 | 0 | 0
WT_off | 0 | 0 | 0 | 0 | 0 | 0
PseudoUnit | 0 | 0 | 0 | 0 | 0 | 0
FixedInterchange | 0 | 0 | 0 | 0 | 0 | 0
Base FOM Costs by Reporting Type: ERCOT
ReportingType | 2015 | 2020 | 2025 | 2030 | 2035 | 2040
BM | 14.57 | 14.57 | 14.57 | 14.57 | 408.54 | 408.54
CC | 1096.82 | 1336.21 | 1146.51 | 1176.11 | 1034.43 | 873.6
CSP | 0 | 0 | 0 | 0 | 0 | 0
CT | 1.67 | 1.67 | 1.67 | 1.67 | 0 | 0
Coal | 317.86 | 235.38 | 188.83 | 190.49 | 190.49 | 233.75
Geo | 0 | 0 | 0 | 0 | 0 | 0
H | 8.05 | 8.05 | 8.05 | 8.05 | 8.05 | 8.05
LFG | 9.05 | 9.05 | 51.64 | 51.64 | 51.64 | 51.64
Nuc | 574.09 | 734.71 | 741.22 | 889.43 | 1726.54 | 2149.1
PS | 0 | 0 | 0 | 0 | 0 | 0
PV | 0.25 | 0.25 | 0.25 | 0.25 | 0.01 | 0.01
PeakG | 80.63 | 119.03 | 114.62 | 114.62 | 114.62 | 114.62
PeakO | 1.29 | 1.86 | 1.53 | 1.53 | 1.53 | 1.53
ST | 0 | 0 | 0 | 0 | 0 | 0
STOG | 562.45 | 665.53 | 375.1 | 263.4 | 0 | 0
STWD | 0 | 0 | 0 | 0 | 0 | 0
WT | 315.42 | 315.42 | 861.56 | 861.56 | 861.56 | 868.68
IGCC | 0 | 0 | 0 | 0 | 0 | 0
DemandResponse | 0 | 0 | 0 | 0 | 0 | 0
IGCC-CCS | 0 | 0 | 0 | 0 | 0 | 0
WT_off | 0 | 0 | 0 | 0 | 0 | 0
PseudoUnit | 0 | 0 | 0 | 0 | 0 | 0
FixedInterchange | 0 | 0 | 0 | 0 | 0 | 0
Base FOM Costs by Reporting Type: NP15
ReportingType | 2015 | 2020 | 2025 | 2030 | 2035 | 2040
BM | 0 | 0 | 0 | 0 | 0 | 70.42
CC | 214.64 | 276.62 | 230.83 | 245.43 | 271.9 | 270.24
CSP | 0 | 0 | 0 | 0 | 0 | 0
CT | 1.42 | 1.42 | 1.42 | 1.42 | 0 | 0
Coal | 10.94 | 0 | 0 | 0 | 0 | 0
Geo | 100.8 | 148.77 | 151.36 | 151.36 | 151.36 | 151.36
H | 125.7 | 125.7 | 125.7 | 125.7 | 125.7 | 125.7
LFG | 10.26 | 55.79 | 78.24 | 78.24 | 78.24 | 78.24
Nuc | 302.44 | 364.27 | 334.86 | 715 | 944.61 | 1015.64
PS | 53.58 | 53.58 | 53.58 | 53.58 | 53.58 | 53.58
PV | 0.89 | 0.89 | 0.89 | 0.89 | 0.89 | 0.89
PeakG | 56.04 | 82.34 | 58.1 | 74.01 | 78.49 | 78.49
PeakO | 10.26 | 13.08 | 10.48 | 10.49 | 10.49 | 10.49
ST | 1.86 | 1.86 | 1.86 | 1.86 | 1.86 | 1.86
STOG | 167.55 | 198.25 | 169.95 | 133.36 | 56 | 56
STWD | 14.17 | 17.73 | 14.44 | 14.44 | 14.44 | 14.44
WT | 40.21 | 132.82 | 132.82 | 132.82 | 369.24 | 389.47
IGCC | 0 | 0 | 0 | 0 | 0 | 0
DemandResponse | 0 | 0 | 0 | 0 | 0 | 0
IGCC-CCS | 0 | 0 | 0 | 0 | 0 | 0
WT_off | 0 | 0 | 0 | 0 | 0 | 0
PseudoUnit | 0 | 0 | 0 | 0 | 0 | 0
FixedInterchange | 0 | 0 | 0 | 0 | 0 | 0
Base FOM Costs by Reporting Type: NWPP_Coal
ReportingType | 2015 | 2020 | 2025 | 2030 | 2035 | 2040
BM | 0 | 0 | 0 | 0 | 0 | 0
CC | 0 | 0 | 0 | 0 | 0 | 0
CSP | 0 | 0 | 0 | 0 | 0 | 0
CT | 0 | 0 | 0 | 0 | 0 | 0
Coal | 434.76 | 339.26 | 11.72 | 12.11 | 12.58 | 14.69
Geo | 0 | 0 | 0 | 0 | 0 | 0
H | 0 | 0 | 0 | 0 | 0 | 0
LFG | 0 | 0 | 0 | 0 | 0 | 0
Nuc | 0 | 0 | 0 | 0 | 0 | 0
PS | 0 | 0 | 0 | 0 | 0 | 0
PV | 0 | 0 | 0 | 0 | 0 | 0
PeakG | 0 | 0 | 0 | 0 | 0 | 0
PeakO | 0 | 0 | 0 | 0 | 0 | 0
ST | 0 | 0 | 0 | 0 | 0 | 0
STOG | 0 | 0 | 0 | 0 | 0 | 0
STWD | 0 | 0 | 0 | 0 | 0 | 0
WT | 0 | 0 | 0 | 0 | 0 | 0
IGCC | 0 | 0 | 0 | 0 | 0 | 0
DemandResponse | 0 | 0 | 0 | 0 | 0 | 0
IGCC-CCS | 0 | 0 | 0 | 0 | 0 | 0
WT_off | 0 | 0 | 0 | 0 | 0 | 0
PseudoUnit | 0 | 0 | 0 | 0 | 0 | 0
FixedInterchange | 0 | 0 | 0 | 0 | 0 | 0
Base FOM Costs by Reporting Type: NWPP_Gas
ReportingType | 2015 | 2020 | 2025 | 2030 | 2035 | 2040
BM | 0 | 0 | 0 | 0 | 0 | 0
CC | 192.07 | 268.22 | 221.25 | 190.66 | 29.51 | 25.19
CSP | 0 | 0 | 0 | 0 | 0 | 0
CT | 1 | 1 | 1 | 1 | 0 | 0
Coal | 0 | 0 | 0 | 0 | 0 | 0
Geo | 0 | 0 | 0 | 0 | 0 | 0
H | 0 | 0 | 0 | 0 | 0 | 0
LFG | 0 | 0 | 0 | 0 | 0 | 0
Nuc | 0 | 0 | 0 | 0 | 0 | 0
PS | 0 | 0 | 0 | 0 | 0 | 0
PV | 0 | 0 | 0 | 0 | 0 | 0
PeakG | 0 | 0 | 0 | 0 | 0 | 0
PeakO | 0 | 0 | 0 | 0 | 0 | 0
ST | 0 | 0 | 0 | 0 | 0 | 0
STOG | 0 | 0 | 0 | 0 | 0 | 0
STWD | 0 | 0 | 0 | 0 | 0 | 0
WT | 0 | 0 | 0 | 0 | 0 | 0
IGCC | 0 | 0 | 0 | 0 | 0 | 0
DemandResponse | 0 | 0 | 0 | 0 | 0 | 0
IGCC-CCS | 0 | 0 | 0 | 0 | 0 | 0
WT_off | 0 | 0 | 0 | 0 | 0 | 0
PseudoUnit | 0 | 0 | 0 | 0 | 0 | 0
FixedInterchange | 0 | 0 | 0 | 0 | 0 | 0
Base FOM Costs by Reporting Type: NWPP_NucRenew
ReportingType | 2015 | 2020 | 2025 | 2030 | 2035 | 2040
BM | 3.27 | 3.27 | 3.27 | 3.27 | 3.27 | 262.65
CC | 0 | 0 | 0 | 0 | 0 | 0
CSP | 0 | 0 | 0 | 0 | 0 | 0
CT | 0 | 0 | 0 | 0 | 0 | 0
Coal | 0 | 0 | 0 | 0 | 0 | 0
Geo | 35.81 | 35.81 | 72.38 | 72.38 | 72.38 | 72.38
H | 480.54 | 480.54 | 480.54 | 480.54 | 485.31 | 485.31
LFG | 15.5 | 15.5 | 44.91 | 44.91 | 44.91 | 44.91
Nuc | 164.67 | 164.67 | 164.67 | 164.67 | 504.88 | 566.35
PS | 6.12 | 6.12 | 6.12 | 6.12 | 6.12 | 6.12
PV | 0.04 | 0.04 | 0.04 | 0.04 | 0.04 | 0.04
PeakG | 0 | 0 | 0 | 0 | 0 | 0
PeakO | 0 | 0 | 0 | 0 | 0 | 0
ST | 0 | 0 | 0 | 0 | 0 | 0
STOG | 0 | 0 | 0 | 0 | 0 | 0
STWD | 17.98 | 22.5 | 18.33 | 18.33 | 18.33 | 18.33
WT | 228.93 | 228.93 | 228.93 | 827.97 | 827.97 | 893.05
IGCC | 0 | 0 | 0 | 0 | 0 | 0
DemandResponse | 0 | 0 | 0 | 0 | 0 | 0
IGCC-CCS | 0 | 0 | 0 | 0 | 0 | 0
WT_off | 0 | 0 | 0 | 0 | 0 | 0
PseudoUnit | 0 | 0 | 0 | 0 | 0 | 0
FixedInterchange | 0 | 0 | 0 | 0 | 0 | 0
Base FOM Costs by Reporting Type: RMPA
ReportingType | 2015 | 2020 | 2025 | 2030 | 2035 | 2040
BM | 0 | 0 | 0 | 0 | 135.34 | 185.21
CC | 79.71 | 119.41 | 99.47 | 117.71 | 71.33 | 62.13
CSP | 0 | 0 | 0 | 0 | 0 | 0
CT | 1.02 | 1.02 | 1.02 | 1.02 | 0 | 0
Coal | 439.16 | 361.73 | 95.97 | 49.68 | 50.04 | 57
Geo | 0 | 4.7 | 216.56 | 216.56 | 216.56 | 216.56
H | 13.99 | 13.99 | 13.99 | 13.99 | 13.99 | 13.99
LFG | 0.89 | 0.89 | 4.37 | 4.37 | 4.37 | 4.37
Nuc | 0.01 | 0.01 | 6.67 | 169.77 | 169.77 | 169.77
PS | 13.37 | 13.37 | 13.37 | 13.37 | 13.37 | 13.37
PV | 0.31 | 0.31 | 0.31 | 0.31 | 0.31 | 0.31
PeakG | 48.87 | 72.26 | 50.7 | 61.6 | 69.81 | 69.81
PeakO | 0 | 0 | 0 | 0 | 0 | 0
ST | 0.19 | 23.71 | 23.71 | 24.06 | 24.06 | 24.06
STOG | 0 | 0 | 0 | 0 | 0 | 0
STWD | 0 | 0 | 0 | 0 | 0 | 0
WT | 67.62 | 167.14 | 167.14 | 182.2 | 182.2 | 186.01
IGCC | 0 | 0 | 0 | 0 | 0 | 0
DemandResponse | 0 | 0 | 0 | 0 | 0 | 0
IGCC-CCS | 0 | 0 | 0 | 0 | 0 | 0
WT_off | 0 | 0 | 0 | 0 | 0 | 0
PseudoUnit | 0 | 0 | 0 | 0 | 0 | 0
FixedInterchange | 0 | 0 | 0 | 0 | 0 | 0
Base FOM Costs by Reporting Type: SP15
ReportingType | 2015 | 2020 | 2025 | 2030 | 2035 | 2040
BM | 0.6 | 0.6 | 0.6 | 0.6 | 0.6 | 67.8
CC | 333.54 | 411.43 | 345.29 | 354.88 | 388.87 | 398.45
CSP | 0 | 0 | 0 | 0 | 0 | 0
CT | 0 | 0 | 0 | 0 | 0 | 0
Coal | 11.02 | 8.11 | 7.61 | 0 | 0 | 0
Geo | 86.16 | 208.35 | 208.35 | 208.35 | 208.35 | 208.35
H | 16.57 | 16.57 | 16.57 | 16.57 | 16.57 | 16.57
LFG | 26.93 | 93.8 | 93.8 | 93.8 | 93.8 | 93.8
Nuc | 327.58 | 356.35 | 327.58 | 401.13 | 451.96 | 737.2
PS | 34.19 | 34.19 | 34.19 | 34.19 | 34.19 | 34.19
PV | 1.87 | 1.87 | 1.87 | 1.87 | 1.87 | 1.87
PeakG | 76.73 | 111.44 | 93.22 | 103.59 | 103.59 | 103.59
PeakO | 1.47 | 1.91 | 1.53 | 1.53 | 1.53 | 1.53
ST | 28.67 | 28.67 | 28.67 | 28.67 | 182.89 | 236.4
STOG | 304.36 | 360.14 | 308.72 | 282.53 | 181.33 | 181.33
STWD | 3.81 | 4.77 | 3.89 | 3.89 | 3.89 | 3.89
WT | 71.03 | 96.23 | 468.68 | 468.68 | 468.68 | 468.68
IGCC | 0 | 0 | 0 | 0 | 0 | 0
DemandResponse | 0 | 0 | 0 | 0 | 0 | 0
IGCC-CCS | 0 | 0 | 0 | 0 | 0 | 0
WT_off | 0 | 0 | 0 | 0 | 0 | 0
PseudoUnit | 0 | 0 | 0 | 0 | 0 | 0
FixedInterchange | 0 | 0 | 0 | 0 | 0 | 0
Base FOM Costs by Reporting Type: ALB
ReportingType | 2015 | 2020 | 2025 | 2030 | 2035 | 2040
BM | 0 | 0 | 0 | 0 | 0 | 0
CC | 65.34 | 65.34 | 67.74 | 7.73 | 9.12 | 9.12
CSP | 0 | 0 | 0 | 0 | 0 | 0
CT | 1.35 | 1.35 | 1.35 | 1.35 | 0.48 | 0.48
Coal | 380.9 | 399.22 | 412.86 | 14.69 | 14.69 | 14.69
Geo | 0 | 0 | 0 | 0 | 0 | 0
H | 12.99 | 12.99 | 12.99 | 12.99 | 12.99 | 12.99
LFG | 1.21 | 1.21 | 1.21 | 1.21 | 1.21 | 1.21
Nuc | 0.01 | 0.01 | 0.01 | 772.13 | 784.99 | 797.28
PS | 0 | 0 | 0 | 0 | 0 | 0
PV | 0 | 0 | 0 | 0 | 0 | 0
PeakG | 16.5 | 16.5 | 16.5 | 16.5 | 23.24 | 23.24
PeakO | 0 | 0 | 0 | 0 | 0 | 0
ST | 0 | 0 | 0 | 0 | 0 | 0
STOG | 0 | 0 | 0 | 0 | 0 | 0
STWD | 5.58 | 5.58 | 5.58 | 5.58 | 5.58 | 5.58
WT | 22.94 | 22.94 | 22.94 | 22.94 | 25.5 | 25.5
IGCC | 0 | 0 | 0 | 0 | 0 | 0
DemandResponse | 0 | 0 | 0 | 0 | 0 | 0
IGCC-CCS | 0 | 0 | 0 | 0 | 0 | 0
WT_off | 0 | 0 | 0 | 0 | 0 | 0
PseudoUnit | 0 | 0 | 0 | 0 | 0 | 0
FixedInterchange | 0 | 0 | 0 | 0 | 0 | 0
Base FOM Costs by Reporting Type: BC
ReportingType | 2015 | 2020 | 2025 | 2030 | 2035 | 2040
BM | 0 | 0 | 0 | 0 | 0 | 0
CC | 12.11 | 12.11 | 12.11 | 6.02 | 6.02 | 0
CSP | 0 | 0 | 0 | 0 | 0 | 0
CT | 0 | 0 | 0 | 0 | 0 | 0
Coal | 0 | 0 | 0 | 0 | 0 | 0
Geo | 0 | 0 | 0 | 0 | 0 | 0
H | 173.22 | 173.22 | 173.22 | 173.22 | 173.22 | 173.22
LFG | 2.9 | 2.9 | 2.9 | 2.9 | 2.9 | 2.9
Nuc | 0.01 | 0.01 | 0.01 | 63.1 | 63.1 | 121.28
PS | 0 | 0 | 0 | 0 | 0 | 0
PV | 0 | 0 | 0 | 0 | 0 | 0
PeakG | 0 | 0 | 0 | 0 | 0 | 0
PeakO | 0 | 0 | 0 | 0 | 0 | 0
ST | 0 | 0 | 0 | 0 | 0 | 0
STOG | 0 | 0 | 0 | 0 | 0 | 0
STWD | 16.34 | 16.34 | 16.34 | 16.34 | 16.34 | 16.34
WT | 7.53 | 7.53 | 7.53 | 7.53 | 11.91 | 11.91
IGCC | 0 | 0 | 0 | 0 | 0 | 0
DemandResponse | 0 | 0 | 0 | 0 | 0 | 0
IGCC-CCS | 0 | 0 | 0 | 0 | 0 | 0
WT_off | 0 | 0 | 0 | 0 | 0 | 0
PseudoUnit | 0 | 0 | 0 | 0 | 0 | 0
FixedInterchange | 0 | 0 | 0 | 0 | 0 | 0
Base FOM Costs by Reporting Type: HQ_IESO
ReportingType | 2015 | 2020 | 2025 | 2030 | 2035 | 2040
BM | 0 | 0 | 0 | 0 | 0 | 0
CC | 0 | 0 | 0 | 0 | 0 | 0
CSP | 0 | 0 | 0 | 0 | 0 | 0
CT | 0 | 0 | 0 | 0 | 0 | 0
Coal | 0 | 0 | 0 | 0 | 0 | 0
Geo | 0 | 0 | 0 | 0 | 0 | 0
H | 0 | 0 | 0 | 0 | 0 | 0
LFG | 0 | 0 | 0 | 0 | 0 | 0
Nuc | 0.01 | 0.01 | 0.01 | 0.01 | 0.01 | 0.01
PS | 0 | 0 | 0 | 0 | 0 | 0
PV | 0 | 0 | 0 | 0 | 0 | 0
PeakG | 0 | 0 | 0 | 0 | 0 | 0
PeakO | 0 | 0 | 0 | 0 | 0 | 0
ST | 0 | 0 | 0 | 0 | 0 | 0
STOG | 0 | 0 | 0 | 0 | 0 | 0
STWD | 0 | 0 | 0 | 0 | 0 | 0
WT | 0 | 0 | 0 | 0 | 0 | 0
IGCC | 0 | 0 | 0 | 0 | 0 | 0
DemandResponse | 0 | 0 | 0 | 0 | 0 | 0
IGCC-CCS | 0 | 0 | 0 | 0 | 0 | 0
WT_off | 0 | 0 | 0 | 0 | 0 | 0
PseudoUnit | 0 | 0 | 0 | 1.25 | 1.25 | 1.25
FixedInterchange | 0 | 0 | 0 | 0 | 0 | 0
Base FOM Costs by Reporting Type: HQ_NEISO
ReportingType | 2015 | 2020 | 2025 | 2030 | 2035 | 2040
BM | 0 | 0 | 0 | 0 | 0 | 0
CC | 0 | 0 | 0 | 0 | 0 | 0
CSP | 0 | 0 | 0 | 0 | 0 | 0
CT | 0 | 0 | 0 | 0 | 0 | 0
Coal | 0 | 0 | 0 | 0 | 0 | 0
Geo | 0 | 0 | 0 | 0 | 0 | 0
H | 0 | 0 | 0 | 0 | 0 | 0
LFG | 0 | 0 | 0 | 0 | 0 | 0
Nuc | 0.01 | 0.01 | 0.01 | 0.01 | 0.01 | 0.01
PS | 0 | 0 | 0 | 0 | 0 | 0
PV | 0 | 0 | 0 | 0 | 0 | 0
PeakG | 0 | 0 | 0 | 0 | 0 | 0
PeakO | 0 | 0 | 0 | 0 | 0 | 0
ST | 0 | 0 | 0 | 0 | 0 | 0
STOG | 0 | 0 | 0 | 0 | 0 | 0
STWD | 0 | 0 | 0 | 0 | 0 | 0
WT | 0 | 0 | 0 | 0 | 0 | 0
IGCC | 0 | 0 | 0 | 0 | 0 | 0
DemandResponse | 0 | 0 | 0 | 0 | 0 | 0
IGCC-CCS | 0 | 0 | 0 | 0 | 0 | 0
WT_off | 0 | 0 | 0 | 0 | 0 | 0
PseudoUnit | 0 | 0 | 0 | 21.03 | 21.03 | 21.03
FixedInterchange | 0 | 0 | 0 | 0 | 0 | 0
Base FOM Costs by Reporting Type: HQ_NY
ReportingType | 2015 | 2020 | 2025 | 2030 | 2035 | 2040
BM | 0 | 0 | 0 | 0 | 0 | 0
CC | 0 | 0 | 0 | 0 | 0 | 0
CSP | 0 | 0 | 0 | 0 | 0 | 0
CT | 0 | 0 | 0 | 0 | 0 | 0
Coal | 0 | 0 | 0 | 0 | 0 | 0
Geo | 0 | 0 | 0 | 0 | 0 | 0
H | 0 | 0 | 0 | 0 | 0 | 0
LFG | 0 | 0 | 0 | 0 | 0 | 0
Nuc | 0.01 | 0.01 | 0.01 | 0.01 | 0.01 | 0.01
PS | 0 | 0 | 0 | 0 | 0 | 0
PV | 0 | 0 | 0 | 0 | 0 | 0
PeakG | 0 | 0 | 0 | 0 | 0 | 0
PeakO | 0 | 0 | 0 | 0 | 0 | 0
ST | 0 | 0 | 0 | 0 | 0 | 0
STOG | 0 | 0 | 0 | 0 | 0 | 0
STWD | 0 | 0 | 0 | 0 | 0 | 0
WT | 0 | 0 | 0 | 0 | 0 | 0
IGCC | 0 | 0 | 0 | 0 | 0 | 0
DemandResponse | 0 | 0 | 0 | 0 | 0 | 0
IGCC-CCS | 0 | 0 | 0 | 0 | 0 | 0
WT_off | 0 | 0 | 0 | 0 | 0 | 0
PseudoUnit | 0 | 0 | 35.6 | 35.6 | 35.6 | 35.6
FixedInterchange | 0 | 0 | 0 | 0 | 0 | 0
Base FOM Costs by Reporting Type: MARITIMES
ReportingType | 2015 | 2020 | 2025 | 2030 | 2035 | 2040
BM | 0 | 0 | 0 | 0 | 0 | 0
CC | 0 | 0 | 0 | 0 | 0 | 0
CSP | 0 | 0 | 0 | 0 | 0 | 0
CT | 0 | 0 | 0 | 0 | 0 | 0
Coal | 0 | 0 | 0 | 0 | 0 | 0
Geo | 0 | 0 | 0 | 0 | 0 | 0
H | 0 | 0 | 0 | 0 | 0 | 0
LFG | 0 | 0 | 0 | 0 | 0 | 0
Nuc | 0.01 | 0.01 | 0.01 | 0.01 | 0.01 | 0.01
PS | 0 | 0 | 0 | 0 | 0 | 0
PV | 0 | 0 | 0 | 0 | 0 | 0
PeakG | 0 | 0 | 0 | 0 | 0 | 0
PeakO | 0 | 0 | 0 | 0 | 0 | 0
ST | 0 | 0 | 0 | 0 | 0 | 0
STOG | 0 | 0 | 0 | 0 | 0 | 0
STWD | 0 | 0 | 0 | 0 | 0 | 0
WT | 0 | 0 | 0 | 0 | 0 | 0
IGCC | 0 | 0 | 0 | 0 | 0 | 0
DemandResponse | 0 | 0 | 0 | 0 | 0 | 0
IGCC-CCS | 0 | 0 | 0 | 0 | 0 | 0
WT_off | 0 | 0 | 0 | 0 | 0 | 0
PseudoUnit | 0 | 0 | 0 | 7.12 | 7.12 | 7.12
FixedInterchange | 0 | 0 | 0 | 0 | 0 | 0
Base FOM Costs by Reporting Type: All
ReportingType | 2015 | 2020 | 2025 | 2030 | 2035 | 2040
BM | 125.73 | 142.84 | 196.96 | 198.24 | 3622.79 | 8890.87
CC | 7456.65 | 9782.79 | 8301.32 | 8177.18 | 7032.74 | 5812.46
CSP | 0 | 0 | 0 | 0 | 0 | 0
CT | 42.8 | 44.81 | 44.81 | 40.81 | 9.25 | 9.25
Coal | 10777.44 | 5816.1 | 3448.45 | 2751.53 | 2845.24 | 3261.91
Geo | 226.72 | 401.57 | 774.79 | 774.79 | 774.79 | 774.79
H | 1511 | 1528.07 | 1574.01 | 1610.45 | 1634.5 | 1634.5
LFG | 498.94 | 733.94 | 999.86 | 1086.97 | 1086.97 | 1086.97
Nuc | 16696.36 | 17842.96 | 17796.85 | 22165.86 | 23398.71 | 34662.99
PS | 517.25 | 517.25 | 517.25 | 517.25 | 517.25 | 517.25
PV | 26.7 | 61.25 | 77.98 | 80.96 | 63.11 | 64.2
PeakG | 2041.72 | 2999.1 | 2260.59 | 2416.49 | 2433.09 | 2403.48
PeakO | 537.15 | 704.79 | 522.97 | 480.01 | 439.52 | 359.53
ST | 48.64 | 100.68 | 115.26 | 124.04 | 311.65 | 365.16
STOG | 2133.96 | 2524.04 | 1585.22 | 1354.3 | 740.87 | 432.32
STWD | 158.67 | 191.92 | 161.28 | 161.28 | 161.28 | 161.28
WT | 2034.5 | 4187.14 | 6638.72 | 8509.34 | 9324.15 | 9564.57
IGCC | 30.22 | 30.22 | 30.22 | 30.22 | 30.22 | 30.22
DemandResponse | 0 | 0 | 0 | 0 | 0 | 0
IGCC-CCS | 0 | 0 | 0 | 0 | 0 | 0
WT_off | 25.01 | 25.01 | 83.68 | 83.68 | 1584.6 | 3207
PseudoUnit | 0 | 0 | 35.6 | 65 | 65 | 65
FixedInterchange | 0 | 0 | 0 | 0 | 0 | 0
Base FOM Costs by Reporting Type: EI_US
ReportingType | 2015 | 2020 | 2025 | 2030 | 2035 | 2040
BM | 74.48 | 91.59 | 145.72 | 147 | 3042.23 | 7778.56
CC | 4976.32 | 6667.67 | 5682.24 | 5566.52 | 4809.03 | 3802.07
CSP | 0 | 0 | 0 | 0 | 0 | 0
CT | 28.95 | 30.95 | 30.95 | 26.95 | 8.78 | 8.78
Coal | 8620.98 | 3961.79 | 2442.07 | 2440.31 | 2530.47 | 2888.18
Geo | 3.95 | 3.95 | 3.95 | 3.95 | 3.95 | 3.95
H | 419.29 | 426.46 | 451.11 | 452.45 | 468.24 | 468.24
LFG | 417.2 | 539.79 | 700.46 | 787.52 | 787.52 | 787.52
Nuc | 12948.03 | 13763.39 | 13762.29 | 16246.58 | 15544.46 | 25563.67
PS | 401.94 | 401.94 | 401.94 | 401.94 | 401.94 | 401.94
PV | 2.71 | 37.26 | 53.98 | 56.96 | 57.18 | 58.27
PeakG | 1689.1 | 2494.21 | 1853.11 | 1958.18 | 1955.35 | 1925.73
PeakO | 518.27 | 680.47 | 503.44 | 460.47 | 419.98 | 339.99
ST | 0 | 0 | 0 | 0 | 0 | 0
STOG | 1094.07 | 1294.58 | 731.45 | 675.01 | 503.53 | 194.99
STWD | 95.51 | 119.51 | 97.38 | 97.38 | 97.38 | 97.38
WT | 1142.42 | 2746.76 | 4279.77 | 5536.27 | 6116.22 | 6260.41
IGCC | 30.22 | 30.22 | 30.22 | 30.22 | 30.22 | 30.22
DemandResponse | 0 | 0 | 0 | 0 | 0 | 0
IGCC-CCS | 0 | 0 | 0 | 0 | 0 | 0
WT_off | 25.01 | 25.01 | 83.68 | 83.68 | 1584.6 | 3207
PseudoUnit | 0 | 0 | 35.6 | 63.75 | 63.75 | 63.75
FixedInterchange | 0 | 0 | 0 | 0 | 0 | 0
Base FOM Costs by Reporting Type: EI_Canada
ReportingType | 2015 | 2020 | 2025 | 2030 | 2035 | 2040
BM | 32.8 | 32.8 | 32.8 | 32.8 | 32.8 | 32.8
CC | 43.92 | 43.92 | 22.22 | 22.22 | 22.22 | 18.17
CSP | 0 | 0 | 0 | 0 | 0 | 0
CT | 2.46 | 2.46 | 2.46 | 2.46 | 0 | 0
Coal | 44.25 | 7.31 | 0 | 0 | 0 | 0
Geo | 0 | 0 | 0 | 0 | 0 | 0
H | 216.06 | 225.96 | 247.25 | 282.34 | 285.84 | 285.84
LFG | 14.17 | 14.17 | 14.17 | 14.23 | 14.23 | 14.23
Nuc | 1895.36 | 1895.36 | 1895.36 | 1895.36 | 1745.4 | 2079.7
PS | 2.92 | 2.92 | 2.92 | 2.92 | 2.92 | 2.92
PV | 18.26 | 18.26 | 18.26 | 18.26 | 0.44 | 0.44
PeakG | 9.88 | 9.88 | 0 | 0 | 0 | 0
PeakO | 0.09 | 0.09 | 0 | 0 | 0 | 0
ST | 0 | 0 | 0 | 0 | 0 | 0
STOG | 5.54 | 5.54 | 0 | 0 | 0 | 0
STWD | 4.45 | 4.45 | 4.45 | 4.45 | 4.45 | 4.45
WT | 120.82 | 120.82 | 120.82 | 120.82 | 112.33 | 112.33
IGCC | 0 | 0 | 0 | 0 | 0 | 0
DemandResponse | 0 | 0 | 0 | 0 | 0 | 0
IGCC-CCS | 0 | 0 | 0 | 0 | 0 | 0
WT_off | 0 | 0 | 0 | 0 | 0 | 0
PseudoUnit | 0 | 0 | 0 | 1.25 | 1.25 | 1.25
FixedInterchange | 0 | 0 | 0 | 0 | 0 | 0
Base FOM Costs by Reporting Type: EI
ReportingType | 2015 | 2020 | 2025 | 2030 | 2035 | 2040
BM | 107.28 | 124.39 | 178.52 | 179.8 | 3075.03 | 7811.36
CC | 5020.24 | 6711.58 | 5704.47 | 5588.75 | 4831.26 | 3820.24
CSP | 0 | 0 | 0 | 0 | 0 | 0
CT | 31.41 | 33.42 | 33.42 | 29.41 | 8.78 | 8.78
Coal | 8665.23 | 3969.1 | 2442.07 | 2440.31 | 2530.47 | 2888.18
Geo | 3.95 | 3.95 | 3.95 | 3.95 | 3.95 | 3.95
H | 635.35 | 652.42 | 698.36 | 734.8 | 754.08 | 754.08
LFG | 431.38 | 553.96 | 714.64 | 801.75 | 801.75 | 801.75
Nuc | 14843.39 | 15658.74 | 15657.64 | 18141.93 | 17289.86 | 27643.38
PS | 404.86 | 404.86 | 404.86 | 404.86 | 404.86 | 404.86
PV | 20.97 | 55.52 | 72.25 | 75.23 | 57.62 | 58.71
PeakG | 1698.98 | 2504.09 | 1853.11 | 1958.18 | 1955.35 | 1925.73
PeakO | 518.36 | 680.56 | 503.44 | 460.47 | 419.98 | 339.99
ST | 0 | 0 | 0 | 0 | 0 | 0
STOG | 1099.6 | 1300.12 | 731.45 | 675.01 | 503.53 | 194.99
STWD | 99.96 | 123.96 | 101.84 | 101.84 | 101.84 | 101.84
WT | 1263.24 | 2867.59 | 4400.59 | 5657.09 | 6228.55 | 6372.74
IGCC | 30.22 | 30.22 | 30.22 | 30.22 | 30.22 | 30.22
DemandResponse | 0 | 0 | 0 | 0 | 0 | 0
IGCC-CCS | 0 | 0 | 0 | 0 | 0 | 0
WT_off | 25.01 | 25.01 | 83.68 | 83.68 | 1584.6 | 3207
PseudoUnit | 0 | 0 | 35.6 | 65 | 65 | 65
FixedInterchange | 0 | 0 | 0 | 0 | 0 | 0
Base FOM Costs by Reporting Type: Outside_EI
ReportingType | 2015 | 2020 | 2025 | 2030 | 2035 | 2040
BM | 18.45 | 18.45 | 18.45 | 18.45 | 547.76 | 1079.52
CC | 2436.41 | 3071.21 | 2596.85 | 2588.44 | 2201.48 | 1992.22
CSP | 0 | 0 | 0 | 0 | 0 | 0
CT | 11.39 | 11.39 | 11.39 | 11.39 | 0.48 | 0.48
Coal | 2112.21 | 1847 | 1006.37 | 311.23 | 314.77 | 373.73
Geo | 222.78 | 397.63 | 770.84 | 770.84 | 770.84 | 770.84
H | 875.65 | 875.65 | 875.65 | 875.65 | 880.42 | 880.42
LFG | 67.56 | 179.98 | 285.22 | 285.22 | 285.22 | 285.22
Nuc | 1852.97 | 2184.21 | 2139.2 | 4023.92 | 6108.85 | 7019.62
PS | 112.39 | 112.39 | 112.39 | 112.39 | 112.39 | 112.39
PV | 5.73 | 5.73 | 5.73 | 5.73 | 5.5 | 5.5
PeakG | 342.75 | 495.01 | 407.47 | 458.3 | 477.74 | 477.74
PeakO | 18.79 | 24.23 | 19.54 | 19.54 | 19.54 | 19.54
ST | 48.64 | 100.68 | 115.26 | 124.04 | 311.65 | 365.16
STOG | 1034.35 | 1223.92 | 853.77 | 679.29 | 237.33 | 237.33
STWD | 58.71 | 67.96 | 59.44 | 59.44 | 59.44 | 59.44
WT | 771.26 | 1319.56 | 2238.14 | 2852.24 | 3095.6 | 3191.83
IGCC | 0 | 0 | 0 | 0 | 0 | 0
DemandResponse | 0 | 0 | 0 | 0 | 0 | 0
IGCC-CCS | 0 | 0 | 0 | 0 | 0 | 0
WT_off | 0 | 0 | 0 | 0 | 0 | 0
PseudoUnit | 0 | 0 | 0 | 0 | 0 | 0
FixedInterchange | 0 | 0 | 0 | 0 | 0 | 0
#11 | Retrofit FOM Costs ($million)
Retrofit FOM Costs by Reporting Type: Entergy
ReportingType | 2015 | 2020 | 2025 | 2030 | 2035 | 2040
BM | 0 | 0 | 0 | 0 | 0 | 0
CC | 0 | 0 | 0 | 0 | 0 | 0
CSP | 0 | 0 | 0 | 0 | 0 | 0
CT | 0 | 0 | 0 | 0 | 0 | 0
Coal | 3.17 | 0 | 0 | 0 | 0 | 0
Geo | 0 | 0 | 0 | 0 | 0 | 0
H | 0 | 0 | 0 | 0 | 0 | 0
LFG | 0 | 0 | 0 | 0 | 0 | 0
Nuc | 0 | 0 | 0 | 0 | 0 | 0
PS | 0 | 0 | 0 | 0 | 0 | 0
PV | 0 | 0 | 0 | 0 | 0 | 0
PeakG | 0 | 0 | 0 | 0 | 0 | 0
PeakO | 0 | 0 | 0 | 0 | 0 | 0
ST | 0 | 0 | 0 | 0 | 0 | 0
STOG | 0 | 0 | 0 | 0 | 0 | 0
STWD | 0 | 0 | 0 | 0 | 0 | 0
WT | 0 | 0 | 0 | 0 | 0 | 0
IGCC | 0 | 0 | 0 | 0 | 0 | 0
DemandResponse | 0 | 0 | 0 | 0 | 0 | 0
IGCC-CCS | 0 | 0 | 0 | 0 | 0 | 0
WT_off | 0 | 0 | 0 | 0 | 0 | 0
PseudoUnit | 0 | 0 | 0 | 0 | 0 | 0
FixedInterchange | 0 | 0 | 0 | 0 | 0 | 0
Retrofit FOM Costs by Reporting Type: FRCC
ReportingType | 2015 | 2020 | 2025 | 2030 | 2035 | 2040
BM | 0 | 0 | 0 | 0 | 0 | 0
CC | 0 | 0 | 0 | 0 | 0 | 0
CSP | 0 | 0 | 0 | 0 | 0 | 0
CT | 0 | 0 | 0 | 0 | 0 | 0
Coal | 13.89 | 14.56 | 14.56 | 14.93 | 15.66 | 15.91
Geo | 0 | 0 | 0 | 0 | 0 | 0
H | 0 | 0 | 0 | 0 | 0 | 0
LFG | 0 | 0 | 0 | 0 | 0 | 0
Nuc | 0 | 0 | 0 | 0 | 0 | 0
PS | 0 | 0 | 0 | 0 | 0 | 0
PV | 0 | 0 | 0 | 0 | 0 | 0
PeakG | 0 | 0 | 0 | 0 | 0 | 0
PeakO | 0 | 0 | 0 | 0 | 0 | 0
ST | 0 | 0 | 0 | 0 | 0 | 0
STOG | 0 | 0 | 0 | 0 | 0 | 0
STWD | 0 | 0 | 0 | 0 | 0 | 0
WT | 0 | 0 | 0 | 0 | 0 | 0
IGCC | 0 | 0 | 0 | 0 | 0 | 0
DemandResponse | 0 | 0 | 0 | 0 | 0 | 0
IGCC-CCS | 0 | 0 | 0 | 0 | 0 | 0
WT_off | 0 | 0 | 0 | 0 | 0 | 0
PseudoUnit | 0 | 0 | 0 | 0 | 0 | 0
FixedInterchange | 0 | 0 | 0 | 0 | 0 | 0
Retrofit FOM Costs by Reporting Type: MAPP_US
ReportingType | 2015 | 2020 | 2025 | 2030 | 2035 | 2040
BM | 0 | 0 | 0 | 0 | 0 | 0
CC | 0 | 0 | 0 | 0 | 0 | 0
CSP | 0 | 0 | 0 | 0 | 0 | 0
CT | 0 | 0 | 0 | 0 | 0 | 0
Coal | 12.29 | 5.51 | 0 | 0 | 0 | 0
Geo | 0 | 0 | 0 | 0 | 0 | 0
H | 0 | 0 | 0 | 0 | 0 | 0
LFG | 0 | 0 | 0 | 0 | 0 | 0
Nuc | 0 | 0 | 0 | 0 | 0 | 0
PS | 0 | 0 | 0 | 0 | 0 | 0
PV | 0 | 0 | 0 | 0 | 0 | 0
PeakG | 0 | 0 | 0 | 0 | 0 | 0
PeakO | 0 | 0 | 0 | 0 | 0 | 0
ST | 0 | 0 | 0 | 0 | 0 | 0
STOG | 0 | 0 | 0 | 0 | 0 | 0
STWD | 0 | 0 | 0 | 0 | 0 | 0
WT | 0 | 0 | 0 | 0 | 0 | 0
IGCC | 0 | 0 | 0 | 0 | 0 | 0
DemandResponse | 0 | 0 | 0 | 0 | 0 | 0
IGCC-CCS | 0 | 0 | 0 | 0 | 0 | 0
WT_off | 0 | 0 | 0 | 0 | 0 | 0
PseudoUnit | 0 | 0 | 0 | 0 | 0 | 0
FixedInterchange | 0 | 0 | 0 | 0 | 0 | 0
Retrofit FOM Costs by Reporting Type: MISO_IN
ReportingType | 2015 | 2020 | 2025 | 2030 | 2035 | 2040
BM | 0 | 0 | 0 | 0 | 0 | 0
CC | 0 | 0 | 0 | 0 | 0 | 0
CSP | 0 | 0 | 0 | 0 | 0 | 0
CT | 0 | 0 | 0 | 0 | 0 | 0
Coal | 53.34 | 45.85 | 45.98 | 47.43 | 50.68 | 50.84
Geo | 0 | 0 | 0 | 0 | 0 | 0
H | 0 | 0 | 0 | 0 | 0 | 0
LFG | 0 | 0 | 0 | 0 | 0 | 0
Nuc | 0 | 0 | 0 | 0 | 0 | 0
PS | 0 | 0 | 0 | 0 | 0 | 0
PV | 0 | 0 | 0 | 0 | 0 | 0
PeakG | 0 | 0 | 0 | 0 | 0 | 0
PeakO | 0 | 0 | 0 | 0 | 0 | 0
ST | 0 | 0 | 0 | 0 | 0 | 0
STOG | 0 | 0 | 0 | 0 | 0 | 0
STWD | 0 | 0 | 0 | 0 | 0 | 0
WT | 0 | 0 | 0 | 0 | 0 | 0
IGCC | 0 | 0 | 0 | 0 | 0 | 0
DemandResponse | 0 | 0 | 0 | 0 | 0 | 0
IGCC-CCS | 0 | 0 | 0 | 0 | 0 | 0
WT_off | 0 | 0 | 0 | 0 | 0 | 0
PseudoUnit | 0 | 0 | 0 | 0 | 0 | 0
FixedInterchange | 0 | 0 | 0 | 0 | 0 | 0
Retrofit FOM Costs by Reporting Type: MISO_MI
ReportingType | 2015 | 2020 | 2025 | 2030 | 2035 | 2040
BM | 0 | 0 | 0 | 0 | 0 | 0
CC | 0 | 0 | 0 | 0 | 0 | 0
CSP | 0 | 0 | 0 | 0 | 0 | 0
CT | 0 | 0 | 0 | 0 | 0 | 0
Coal | 1.92 | 0 | 0 | 0 | 0 | 0
Geo | 0 | 0 | 0 | 0 | 0 | 0
H | 0 | 0 | 0 | 0 | 0 | 0
LFG | 0 | 0 | 0 | 0 | 0 | 0
Nuc | 0 | 0 | 0 | 0 | 0 | 0
PS | 0 | 0 | 0 | 0 | 0 | 0
PV | 0 | 0 | 0 | 0 | 0 | 0
PeakG | 0 | 0 | 0 | 0 | 0 | 0
PeakO | 0 | 0 | 0 | 0 | 0 | 0
ST | 0 | 0 | 0 | 0 | 0 | 0
STOG | 0 | 0 | 0 | 0 | 0 | 0
STWD | 0 | 0 | 0 | 0 | 0 | 0
WT | 0 | 0 | 0 | 0 | 0 | 0
IGCC | 0 | 0 | 0 | 0 | 0 | 0
DemandResponse | 0 | 0 | 0 | 0 | 0 | 0
IGCC-CCS | 0 | 0 | 0 | 0 | 0 | 0
WT_off | 0 | 0 | 0 | 0 | 0 | 0
PseudoUnit | 0 | 0 | 0 | 0 | 0 | 0
FixedInterchange | 0 | 0 | 0 | 0 | 0 | 0
Retrofit FOM Costs by Reporting Type: MISO_MO-IL
ReportingType | 2015 | 2020 | 2025 | 2030 | 2035 | 2040
BM | 0 | 0 | 0 | 0 | 0 | 0
CC | 0 | 0 | 0 | 0 | 0 | 0
CSP | 0 | 0 | 0 | 0 | 0 | 0
CT | 0 | 0 | 0 | 0 | 0 | 0
Coal | 18.38 | 8.5 | 8.58 | 8.8 | 9.43 | 9.43
Geo | 0 | 0 | 0 | 0 | 0 | 0
H | 0 | 0 | 0 | 0 | 0 | 0
LFG | 0 | 0 | 0 | 0 | 0 | 0
Nuc | 0 | 0 | 0 | 0 | 0 | 0
PS | 0 | 0 | 0 | 0 | 0 | 0
PV | 0 | 0 | 0 | 0 | 0 | 0
PeakG | 0 | 0 | 0 | 0 | 0 | 0
PeakO | 0 | 0 | 0 | 0 | 0 | 0
ST | 0 | 0 | 0 | 0 | 0 | 0
STOG | 0 | 0 | 0 | 0 | 0 | 0
STWD | 0 | 0 | 0 | 0 | 0 | 0
WT | 0 | 0 | 0 | 0 | 0 | 0
IGCC | 0 | 0 | 0 | 0 | 0 | 0
DemandResponse | 0 | 0 | 0 | 0 | 0 | 0
IGCC-CCS | 0 | 0 | 0 | 0 | 0 | 0
WT_off | 0 | 0 | 0 | 0 | 0 | 0
PseudoUnit | 0 | 0 | 0 | 0 | 0 | 0
FixedInterchange | 0 | 0 | 0 | 0 | 0 | 0
Retrofit FOM Costs by Reporting Type: MISO_W
ReportingType | 2015 | 2020 | 2025 | 2030 | 2035 | 2040
BM | 0 | 0 | 0 | 0 | 0 | 0
CC | 0 | 0 | 0 | 0 | 0 | 0
CSP | 0 | 0 | 0 | 0 | 0 | 0
CT | 0 | 0 | 0 | 0 | 0 | 0
Coal | 28.63 | 29.74 | 19.56 | 19.56 | 6.22 | 6.22
Geo | 0 | 0 | 0 | 0 | 0 | 0
H | 0 | 0 | 0 | 0 | 0 | 0
LFG | 0 | 0 | 0 | 0 | 0 | 0
Nuc | 0 | 0 | 0 | 0 | 0 | 0
PS | 0 | 0 | 0 | 0 | 0 | 0
PV | 0 | 0 | 0 | 0 | 0 | 0
PeakG | 0 | 0 | 0 | 0 | 0 | 0
PeakO | 0 | 0 | 0 | 0 | 0 | 0
ST | 0 | 0 | 0 | 0 | 0 | 0
STOG | 0 | 0 | 0 | 0 | 0 | 0
STWD | 0 | 0 | 0 | 0 | 0 | 0
WT | 0 | 0 | 0 | 0 | 0 | 0
IGCC | 0 | 0 | 0 | 0 | 0 | 0
DemandResponse | 0 | 0 | 0 | 0 | 0 | 0
IGCC-CCS | 0 | 0 | 0 | 0 | 0 | 0
WT_off | 0 | 0 | 0 | 0 | 0 | 0
PseudoUnit | 0 | 0 | 0 | 0 | 0 | 0
FixedInterchange | 0 | 0 | 0 | 0 | 0 | 0
Retrofit FOM Costs by Reporting Type: MISO_WUMS
ReportingType | 2015 | 2020 | 2025 | 2030 | 2035 | 2040
BM | 0 | 0 | 0 | 0 | 0 | 0
CC | 0 | 0 | 0 | 0 | 0 | 0
CSP | 0 | 0 | 0 | 0 | 0 | 0
CT | 0 | 0 | 0 | 0 | 0 | 0
Coal | 23.13 | 7.09 | 7.25 | 7.4 | 7.81 | 8.16
Geo | 0 | 0 | 0 | 0 | 0 | 0
H | 0 | 0 | 0 | 0 | 0 | 0
LFG | 0 | 0 | 0 | 0 | 0 | 0
Nuc | 0 | 0 | 0 | 0 | 0 | 0
PS | 0 | 0 | 0 | 0 | 0 | 0
PV | 0 | 0 | 0 | 0 | 0 | 0
PeakG | 0 | 0 | 0 | 0 | 0 | 0
PeakO | 0 | 0 | 0 | 0 | 0 | 0
ST | 0 | 0 | 0 | 0 | 0 | 0
STOG | 0 | 0 | 0 | 0 | 0 | 0
STWD | 0 | 0 | 0 | 0 | 0 | 0
WT | 0 | 0 | 0 | 0 | 0 | 0
IGCC | 0 | 0 | 0 | 0 | 0 | 0
DemandResponse | 0 | 0 | 0 | 0 | 0 | 0
IGCC-CCS | 0 | 0 | 0 | 0 | 0 | 0
WT_off | 0 | 0 | 0 | 0 | 0 | 0
PseudoUnit | 0 | 0 | 0 | 0 | 0 | 0
FixedInterchange | 0 | 0 | 0 | 0 | 0 | 0
Retrofit FOM Costs by Reporting Type: Nebraska
ReportingType | 2015 | 2020 | 2025 | 2030 | 2035 | 2040
BM | 0 | 0 | 0 | 0 | 0 | 0
CC | 0 | 0 | 0 | 0 | 0 | 0
CSP | 0 | 0 | 0 | 0 | 0 | 0
CT | 0 | 0 | 0 | 0 | 0 | 0
Coal | 4.88 | 5.43 | 5.61 | 5.61 | 5.61 | 5.61
Geo | 0 | 0 | 0 | 0 | 0 | 0
H | 0 | 0 | 0 | 0 | 0 | 0
LFG | 0 | 0 | 0 | 0 | 0 | 0
Nuc | 0 | 0 | 0 | 0 | 0 | 0
PS | 0 | 0 | 0 | 0 | 0 | 0
PV | 0 | 0 | 0 | 0 | 0 | 0
PeakG | 0 | 0 | 0 | 0 | 0 | 0
PeakO | 0 | 0 | 0 | 0 | 0 | 0
ST | 0 | 0 | 0 | 0 | 0 | 0
STOG | 0 | 0 | 0 | 0 | 0 | 0
STWD | 0 | 0 | 0 | 0 | 0 | 0
WT | 0 | 0 | 0 | 0 | 0 | 0
IGCC | 0 | 0 | 0 | 0 | 0 | 0
DemandResponse | 0 | 0 | 0 | 0 | 0 | 0
IGCC-CCS | 0 | 0 | 0 | 0 | 0 | 0
WT_off | 0 | 0 | 0 | 0 | 0 | 0
PseudoUnit | 0 | 0 | 0 | 0 | 0 | 0
FixedInterchange | 0 | 0 | 0 | 0 | 0 | 0
Retrofit FOM Costs by Reporting Type: NEISO
ReportingType | 2015 | 2020 | 2025 | 2030 | 2035 | 2040
BM | 0 | 0 | 0 | 0 | 0 | 0
CC | 0 | 0 | 0 | 0 | 0 | 0
CSP | 0 | 0 | 0 | 0 | 0 | 0
CT | 0 | 0 | 0 | 0 | 0 | 0
Coal | 4.08 | 0 | 0 | 0 | 0 | 0
Geo | 0 | 0 | 0 | 0 | 0 | 0
H | 0 | 0 | 0 | 0 | 0 | 0
LFG | 0 | 0 | 0 | 0 | 0 | 0
Nuc | 0 | 0 | 0 | 0 | 0 | 0
PS | 0 | 0 | 0 | 0 | 0 | 0
PV | 0 | 0 | 0 | 0 | 0 | 0
PeakG | 0 | 0 | 0 | 0 | 0 | 0
PeakO | 0 | 0 | 0 | 0 | 0 | 0
ST | 0 | 0 | 0 | 0 | 0 | 0
STOG | 0 | 0 | 0 | 0 | 0 | 0
STWD | 0 | 0 | 0 | 0 | 0 | 0
WT | 0 | 0 | 0 | 0 | 0 | 0
IGCC | 0 | 0 | 0 | 0 | 0 | 0
DemandResponse | 0 | 0 | 0 | 0 | 0 | 0
IGCC-CCS | 0 | 0 | 0 | 0 | 0 | 0
WT_off | 0 | 0 | 0 | 0 | 0 | 0
PseudoUnit | 0 | 0 | 0 | 0 | 0 | 0
FixedInterchange | 0 | 0 | 0 | 0 | 0 | 0
Retrofit FOM Costs by Reporting Type: NonRTO_Midwest
ReportingType | 2015 | 2020 | 2025 | 2030 | 2035 | 2040
BM | 0 | 0 | 0 | 0 | 0 | 0
CC | 0 | 0 | 0 | 0 | 0 | 0
CSP | 0 | 0 | 0 | 0 | 0 | 0
CT | 0 | 0 | 0 | 0 | 0 | 0
Coal | 57.91 | 32.19 | 23.14 | 23.85 | 24.22 | 24.22
Geo | 0 | 0 | 0 | 0 | 0 | 0
H | 0 | 0 | 0 | 0 | 0 | 0
LFG | 0 | 0 | 0 | 0 | 0 | 0
Nuc | 0 | 0 | 0 | 0 | 0 | 0
PS | 0 | 0 | 0 | 0 | 0 | 0
PV | 0 | 0 | 0 | 0 | 0 | 0
PeakG | 0 | 0 | 0 | 0 | 0 | 0
PeakO | 0 | 0 | 0 | 0 | 0 | 0
ST | 0 | 0 | 0 | 0 | 0 | 0
STOG | 0 | 0 | 0 | 0 | 0 | 0
STWD | 0 | 0 | 0 | 0 | 0 | 0
WT | 0 | 0 | 0 | 0 | 0 | 0
IGCC | 0 | 0 | 0 | 0 | 0 | 0
DemandResponse | 0 | 0 | 0 | 0 | 0 | 0
IGCC-CCS | 0 | 0 | 0 | 0 | 0 | 0
WT_off | 0 | 0 | 0 | 0 | 0 | 0
PseudoUnit | 0 | 0 | 0 | 0 | 0 | 0
FixedInterchange | 0 | 0 | 0 | 0 | 0 | 0
Retrofit FOM Costs by Reporting Type: NYISO_A-F
ReportingType | 2015 | 2020 | 2025 | 2030 | 2035 | 2040
BM | 0 | 0 | 0 | 0 | 0 | 0
CC | 0 | 0 | 0 | 0 | 0 | 0
CSP | 0 | 0 | 0 | 0 | 0 | 0
CT | 0 | 0 | 0 | 0 | 0 | 0
Coal | 0 | 0 | 0 | 0 | 0 | 0
Geo | 0 | 0 | 0 | 0 | 0 | 0
H | 0 | 0 | 0 | 0 | 0 | 0
LFG | 0 | 0 | 0 | 0 | 0 | 0
Nuc | 0 | 0 | 0 | 0 | 0 | 0
PS | 0 | 0 | 0 | 0 | 0 | 0
PV | 0 | 0 | 0 | 0 | 0 | 0
PeakG | 0 | 0 | 0 | 0 | 0 | 0
PeakO | 0 | 0 | 0 | 0 | 0 | 0
ST | 0 | 0 | 0 | 0 | 0 | 0
STOG | 0 | 0 | 0 | 0 | 0 | 0
STWD | 0 | 0 | 0 | 0 | 0 | 0
WT | 0 | 0 | 0 | 0 | 0 | 0
IGCC | 0 | 0 | 0 | 0 | 0 | 0
DemandResponse | 0 | 0 | 0 | 0 | 0 | 0
IGCC-CCS | 0 | 0 | 0 | 0 | 0 | 0
WT_off | 0 | 0 | 0 | 0 | 0 | 0
PseudoUnit | 0 | 0 | 0 | 0 | 0 | 0
FixedInterchange | 0 | 0 | 0 | 0 | 0 | 0
Retrofit FOM Costs by Reporting Type: NYISO_G-I
ReportingType | 2015 | 2020 | 2025 | 2030 | 2035 | 2040
BM | 0 | 0 | 0 | 0 | 0 | 0
CC | 0 | 0 | 0 | 0 | 0 | 0
CSP | 0 | 0 | 0 | 0 | 0 | 0
CT | 0 | 0 | 0 | 0 | 0 | 0
Coal | 0 | 0 | 0 | 0 | 0 | 0
Geo | 0 | 0 | 0 | 0 | 0 | 0
H | 0 | 0 | 0 | 0 | 0 | 0
LFG | 0 | 0 | 0 | 0 | 0 | 0
Nuc | 0 | 0 | 0 | 0 | 0 | 0
PS | 0 | 0 | 0 | 0 | 0 | 0
PV | 0 | 0 | 0 | 0 | 0 | 0
PeakG | 0 | 0 | 0 | 0 | 0 | 0
PeakO | 0 | 0 | 0 | 0 | 0 | 0
ST | 0 | 0 | 0 | 0 | 0 | 0
STOG | 0 | 0 | 0 | 0 | 0 | 0
STWD | 0 | 0 | 0 | 0 | 0 | 0
WT | 0 | 0 | 0 | 0 | 0 | 0
IGCC | 0 | 0 | 0 | 0 | 0 | 0
DemandResponse | 0 | 0 | 0 | 0 | 0 | 0
IGCC-CCS | 0 | 0 | 0 | 0 | 0 | 0
WT_off | 0 | 0 | 0 | 0 | 0 | 0
PseudoUnit | 0 | 0 | 0 | 0 | 0 | 0
FixedInterchange | 0 | 0 | 0 | 0 | 0 | 0
Retrofit FOM Costs by Reporting Type: NYISO_J-K
ReportingType | 2015 | 2020 | 2025 | 2030 | 2035 | 2040
BM | 0 | 0 | 0 | 0 | 0 | 0
CC | 0 | 0 | 0 | 0 | 0 | 0
CSP | 0 | 0 | 0 | 0 | 0 | 0
CT | 0 | 0 | 0 | 0 | 0 | 0
Coal | 0 | 0 | 0 | 0 | 0 | 0
Geo | 0 | 0 | 0 | 0 | 0 | 0
H | 0 | 0 | 0 | 0 | 0 | 0
LFG | 0 | 0 | 0 | 0 | 0 | 0
Nuc | 0 | 0 | 0 | 0 | 0 | 0
PS | 0 | 0 | 0 | 0 | 0 | 0
PV | 0 | 0 | 0 | 0 | 0 | 0
PeakG | 0 | 0 | 0 | 0 | 0 | 0
PeakO | 0 | 0 | 0 | 0 | 0 | 0
ST | 0 | 0 | 0 | 0 | 0 | 0
STOG | 0 | 0 | 0 | 0 | 0 | 0
STWD | 0 | 0 | 0 | 0 | 0 | 0
WT | 0 | 0 | 0 | 0 | 0 | 0
IGCC | 0 | 0 | 0 | 0 | 0 | 0
DemandResponse | 0 | 0 | 0 | 0 | 0 | 0
IGCC-CCS | 0 | 0 | 0 | 0 | 0 | 0
WT_off | 0 | 0 | 0 | 0 | 0 | 0
PseudoUnit | 0 | 0 | 0 | 0 | 0 | 0
FixedInterchange | 0 | 0 | 0 | 0 | 0 | 0
Retrofit FOM Costs by Reporting Type: PJM_E
ReportingType | 2015 | 2020 | 2025 | 2030 | 2035 | 2040
BM | 0 | 0 | 0 | 0 | 0 | 0
CC | 0 | 0 | 0 | 0 | 0 | 0
CSP | 0 | 0 | 0 | 0 | 0 | 0
CT | 0 | 0 | 0 | 0 | 0 | 0
Coal | 2.35 | 1.28 | 1.28 | 1.29 | 1.46 | 1.66
Geo | 0 | 0 | 0 | 0 | 0 | 0
H | 0 | 0 | 0 | 0 | 0 | 0
LFG | 0 | 0 | 0 | 0 | 0 | 0
Nuc | 0 | 0 | 0 | 0 | 0 | 0
PS | 0 | 0 | 0 | 0 | 0 | 0
PV | 0 | 0 | 0 | 0 | 0 | 0
PeakG | 0 | 0 | 0 | 0 | 0 | 0
PeakO | 0 | 0 | 0 | 0 | 0 | 0
ST | 0 | 0 | 0 | 0 | 0 | 0
STOG | 0 | 0 | 0 | 0 | 0 | 0
STWD | 0 | 0 | 0 | 0 | 0 | 0
WT | 0 | 0 | 0 | 0 | 0 | 0
IGCC | 0 | 0 | 0 | 0 | 0 | 0
DemandResponse | 0 | 0 | 0 | 0 | 0 | 0
IGCC-CCS | 0 | 0 | 0 | 0 | 0 | 0
WT_off | 0 | 0 | 0 | 0 | 0 | 0
PseudoUnit | 0 | 0 | 0 | 0 | 0 | 0
FixedInterchange | 0 | 0 | 0 | 0 | 0 | 0
Retrofit FOM Costs by Reporting Type: PJM_ROM
ReportingType | 2015 | 2020 | 2025 | 2030 | 2035 | 2040
BM | 0 | 0 | 0 | 0 | 0 | 0
CC | 0 | 0 | 0 | 0 | 0 | 0
CSP | 0 | 0 | 0 | 0 | 0 | 0
CT | 0 | 0 | 0 | 0 | 0 | 0
Coal | 5.91 | 4.48 | 3.97 | 4.19 | 4.4 | 4.4
Geo | 0 | 0 | 0 | 0 | 0 | 0
H | 0 | 0 | 0 | 0 | 0 | 0
LFG | 0 | 0 | 0 | 0 | 0 | 0
Nuc | 0 | 0 | 0 | 0 | 0 | 0
PS | 0 | 0 | 0 | 0 | 0 | 0
PV | 0 | 0 | 0 | 0 | 0 | 0
PeakG | 0 | 0 | 0 | 0 | 0 | 0
PeakO | 0 | 0 | 0 | 0 | 0 | 0
ST | 0 | 0 | 0 | 0 | 0 | 0
STOG | 0 | 0 | 0 | 0 | 0 | 0
STWD | 0 | 0 | 0 | 0 | 0 | 0
WT | 0 | 0 | 0 | 0 | 0 | 0
IGCC | 0 | 0 | 0 | 0 | 0 | 0
DemandResponse | 0 | 0 | 0 | 0 | 0 | 0
IGCC-CCS | 0 | 0 | 0 | 0 | 0 | 0
WT_off | 0 | 0 | 0 | 0 | 0 | 0
PseudoUnit | 0 | 0 | 0 | 0 | 0 | 0
FixedInterchange | 0 | 0 | 0 | 0 | 0 | 0
Retrofit FOM Costs by Reporting Type: PJM_ROR
ReportingType | 2015 | 2020 | 2025 | 2030 | 2035 | 2040
BM | 0 | 0 | 0 | 0 | 0 | 0
CC | 0 | 0 | 0 | 0 | 0 | 0
CSP | 0 | 0 | 0 | 0 | 0 | 0
CT | 0 | 0 | 0 | 0 | 0 | 0
Coal | 115.4 | 115.03 | 69.85 | 72.88 | 77.44 | 77.44
Geo | 0 | 0 | 0 | 0 | 0 | 0
H | 0 | 0 | 0 | 0 | 0 | 0
LFG | 0 | 0 | 0 | 0 | 0 | 0
Nuc | 0 | 0 | 0 | 0 | 0 | 0
PS | 0 | 0 | 0 | 0 | 0 | 0
PV | 0 | 0 | 0 | 0 | 0 | 0
PeakG | 0 | 0 | 0 | 0 | 0 | 0
PeakO | 0 | 0 | 0 | 0 | 0 | 0
ST | 0 | 0 | 0 | 0 | 0 | 0
STOG | 0 | 0 | 0 | 0 | 0 | 0
STWD | 0 | 0 | 0 | 0 | 0 | 0
WT | 0 | 0 | 0 | 0 | 0 | 0
IGCC | 0 | 0 | 0 | 0 | 0 | 0
DemandResponse | 0 | 0 | 0 | 0 | 0 | 0
IGCC-CCS | 0 | 0 | 0 | 0 | 0 | 0
WT_off | 0 | 0 | 0 | 0 | 0 | 0
PseudoUnit | 0 | 0 | 0 | 0 | 0 | 0
FixedInterchange | 0 | 0 | 0 | 0 | 0 | 0
Retrofit FOM Costs by Reporting Type: SOCO
ReportingType | 2015 | 2020 | 2025 | 2030 | 2035 | 2040
BM | 0 | 0 | 0 | 0 | 0 | 0
CC | 0 | 0 | 0 | 0 | 0 | 0
CSP | 0 | 0 | 0 | 0 | 0 | 0
CT | 0 | 0 | 0 | 0 | 0 | 0
Coal | 52.2 | 34.53 | 19.11 | 19.62 | 19.62 | 19.62
Geo | 0 | 0 | 0 | 0 | 0 | 0
H | 0 | 0 | 0 | 0 | 0 | 0
LFG | 0 | 0 | 0 | 0 | 0 | 0
Nuc | 0 | 0 | 0 | 0 | 0 | 0
PS | 0 | 0 | 0 | 0 | 0 | 0
PV | 0 | 0 | 0 | 0 | 0 | 0
PeakG | 0 | 0 | 0 | 0 | 0 | 0
PeakO | 0 | 0 | 0 | 0 | 0 | 0
ST | 0 | 0 | 0 | 0 | 0 | 0
STOG | 0 | 0 | 0 | 0 | 0 | 0
STWD | 0 | 0 | 0 | 0 | 0 | 0
WT | 0 | 0 | 0 | 0 | 0 | 0
IGCC | 0 | 0 | 0 | 0 | 0 | 0
DemandResponse | 0 | 0 | 0 | 0 | 0 | 0
IGCC-CCS | 0 | 0 | 0 | 0 | 0 | 0
WT_off | 0 | 0 | 0 | 0 | 0 | 0
PseudoUnit | 0 | 0 | 0 | 0 | 0 | 0
FixedInterchange | 0 | 0 | 0 | 0 | 0 | 0
Retrofit FOM Costs by Reporting Type: SPP_N
ReportingType | 2015 | 2020 | 2025 | 2030 | 2035 | 2040
BM | 0 | 0 | 0 | 0 | 0 | 0
CC | 0 | 0 | 0 | 0 | 0 | 0
CSP | 0 | 0 | 0 | 0 | 0 | 0
CT | 0 | 0 | 0 | 0 | 0 | 0
Coal | 35.72 | 35.51 | 18.54 | 19.23 | 15.96 | 15.96
Geo | 0 | 0 | 0 | 0 | 0 | 0
H | 0 | 0 | 0 | 0 | 0 | 0
LFG | 0 | 0 | 0 | 0 | 0 | 0
Nuc | 0 | 0 | 0 | 0 | 0 | 0
PS | 0 | 0 | 0 | 0 | 0 | 0
PV | 0 | 0 | 0 | 0 | 0 | 0
PeakG | 0 | 0 | 0 | 0 | 0 | 0
PeakO | 0 | 0 | 0 | 0 | 0 | 0
ST | 0 | 0 | 0 | 0 | 0 | 0
STOG | 0 | 0 | 0 | 0 | 0 | 0
STWD | 0 | 0 | 0 | 0 | 0 | 0
WT | 0 | 0 | 0 | 0 | 0 | 0
IGCC | 0 | 0 | 0 | 0 | 0 | 0
DemandResponse | 0 | 0 | 0 | 0 | 0 | 0
IGCC-CCS | 0 | 0 | 0 | 0 | 0 | 0
WT_off | 0 | 0 | 0 | 0 | 0 | 0
PseudoUnit | 0 | 0 | 0 | 0 | 0 | 0
FixedInterchange | 0 | 0 | 0 | 0 | 0 | 0
Retrofit FOM Costs by Reporting Type: SPP_S
ReportingType | 2015 | 2020 | 2025 | 2030 | 2035 | 2040
BM | 0 | 0 | 0 | 0 | 0 | 0
CC | 0 | 0 | 0 | 0 | 0 | 0
CSP | 0 | 0 | 0 | 0 | 0 | 0
CT | 0 | 0 | 0 | 0 | 0 | 0
Coal | 10.97 | 7.55 | 0.14 | 0.14 | 0 | 0
Geo | 0 | 0 | 0 | 0 | 0 | 0
H | 0 | 0 | 0 | 0 | 0 | 0
LFG | 0 | 0 | 0 | 0 | 0 | 0
Nuc | 0 | 0 | 0 | 0 | 0 | 0
PS | 0 | 0 | 0 | 0 | 0 | 0
PV | 0 | 0 | 0 | 0 | 0 | 0
PeakG | 0 | 0 | 0 | 0 | 0 | 0
PeakO | 0 | 0 | 0 | 0 | 0 | 0
ST | 0 | 0 | 0 | 0 | 0 | 0
STOG | 0 | 0 | 0 | 0 | 0 | 0
STWD | 0 | 0 | 0 | 0 | 0 | 0
WT | 0 | 0 | 0 | 0 | 0 | 0
IGCC | 0 | 0 | 0 | 0 | 0 | 0
DemandResponse | 0 | 0 | 0 | 0 | 0 | 0
IGCC-CCS | 0 | 0 | 0 | 0 | 0 | 0
WT_off | 0 | 0 | 0 | 0 | 0 | 0
PseudoUnit | 0 | 0 | 0 | 0 | 0 | 0
FixedInterchange | 0 | 0 | 0 | 0 | 0 | 0
Retrofit FOM Costs by Reporting Type: TVA
ReportingType | 2015 | 2020 | 2025 | 2030 | 2035 | 2040
BM | 0 | 0 | 0 | 0 | 0 | 0
CC | 0 | 0 | 0 | 0 | 0 | 0
CSP | 0 | 0 | 0 | 0 | 0 | 0
CT | 0 | 0 | 0 | 0 | 0 | 0
Coal | 24.27 | 16.85 | 3.03 | 0 | 0 | 0
Geo | 0 | 0 | 0 | 0 | 0 | 0
H | 0 | 0 | 0 | 0 | 0 | 0
LFG | 0 | 0 | 0 | 0 | 0 | 0
Nuc | 0 | 0 | 0 | 0 | 0 | 0
PS | 0 | 0 | 0 | 0 | 0 | 0
PV | 0 | 0 | 0 | 0 | 0 | 0
PeakG | 0 | 0 | 0 | 0 | 0 | 0
PeakO | 0 | 0 | 0 | 0 | 0 | 0
ST | 0 | 0 | 0 | 0 | 0 | 0
STOG | 0 | 0 | 0 | 0 | 0 | 0
STWD | 0 | 0 | 0 | 0 | 0 | 0
WT | 0 | 0 | 0 | 0 | 0 | 0
IGCC | 0 | 0 | 0 | 0 | 0 | 0
DemandResponse | 0 | 0 | 0 | 0 | 0 | 0
IGCC-CCS | 0 | 0 | 0 | 0 | 0 | 0
WT_off | 0 | 0 | 0 | 0 | 0 | 0
PseudoUnit | 0 | 0 | 0 | 0 | 0 | 0
FixedInterchange | 0 | 0 | 0 | 0 | 0 | 0
Retrofit FOM Costs by Reporting Type: TVA_Transmission
ReportingType | 2015 | 2020 | 2025 | 2030 | 2035 | 2040
BM | 0 | 0 | 0 | 0 | 0 | 0
CC | 0 | 0 | 0 | 0 | 0 | 0
CSP | 0 | 0 | 0 | 0 | 0 | 0
CT | 0 | 0 | 0 | 0 | 0 | 0
Coal | 0 | 0 | 0 | 0 | 0 | 0
Geo | 0 | 0 | 0 | 0 | 0 | 0
H | 0 | 0 | 0 | 0 | 0 | 0
LFG | 0 | 0 | 0 | 0 | 0 | 0
Nuc | 0 | 0 | 0 | 0 | 0 | 0
PS | 0 | 0 | 0 | 0 | 0 | 0
PV | 0 | 0 | 0 | 0 | 0 | 0
PeakG | 0 | 0 | 0 | 0 | 0 | 0
PeakO | 0 | 0 | 0 | 0 | 0 | 0
ST | 0 | 0 | 0 | 0 | 0 | 0
STOG | 0 | 0 | 0 | 0 | 0 | 0
STWD | 0 | 0 | 0 | 0 | 0 | 0
WT | 0 | 0 | 0 | 0 | 0 | 0
IGCC | 0 | 0 | 0 | 0 | 0 | 0
DemandResponse | 0 | 0 | 0 | 0 | 0 | 0
IGCC-CCS | 0 | 0 | 0 | 0 | 0 | 0
WT_off | 0 | 0 | 0 | 0 | 0 | 0
PseudoUnit | 0 | 0 | 0 | 0 | 0 | 0
FixedInterchange | 0 | 0 | 0 | 0 | 0 | 0
Retrofit FOM Costs by Reporting Type: VACAR
ReportingType | 2015 | 2020 | 2025 | 2030 | 2035 | 2040
BM | 0 | 0 | 0 | 0 | 0 | 0
CC | 0 | 0 | 0 | 0 | 0 | 0
CSP | 0 | 0 | 0 | 0 | 0 | 0
CT | 0 | 0 | 0 | 0 | 0 | 0
Coal | 53.56 | 47.91 | 19.7 | 13.7 | 14.13 | 14.15
Geo | 0 | 0 | 0 | 0 | 0 | 0
H | 0 | 0 | 0 | 0 | 0 | 0
LFG | 0 | 0 | 0 | 0 | 0 | 0
Nuc | 0 | 0 | 0 | 0 | 0 | 0
PS | 0 | 0 | 0 | 0 | 0 | 0
PV | 0 | 0 | 0 | 0 | 0 | 0
PeakG | 0 | 0 | 0 | 0 | 0 | 0
PeakO | 0 | 0 | 0 | 0 | 0 | 0
ST | 0 | 0 | 0 | 0 | 0 | 0
STOG | 0 | 0 | 0 | 0 | 0 | 0
STWD | 0 | 0 | 0 | 0 | 0 | 0
WT | 0 | 0 | 0 | 0 | 0 | 0
IGCC | 0 | 0 | 0 | 0 | 0 | 0
DemandResponse | 0 | 0 | 0 | 0 | 0 | 0
IGCC-CCS | 0 | 0 | 0 | 0 | 0 | 0
WT_off | 0 | 0 | 0 | 0 | 0 | 0
PseudoUnit | 0 | 0 | 0 | 0 | 0 | 0
FixedInterchange | 0 | 0 | 0 | 0 | 0 | 0
Retrofit FOM Costs by Reporting Type: IESO
ReportingType | 2015 | 2020 | 2025 | 2030 | 2035 | 2040
BM | 0 | 0 | 0 | 0 | 0 | 0
CC | 0 | 0 | 0 | 0 | 0 | 0
CSP | 0 | 0 | 0 | 0 | 0 | 0
CT | 0 | 0 | 0 | 0 | 0 | 0
Coal | 0 | 0 | 0 | 0 | 0 | 0
Geo | 0 | 0 | 0 | 0 | 0 | 0
H | 0 | 0 | 0 | 0 | 0 | 0
LFG | 0 | 0 | 0 | 0 | 0 | 0
Nuc | 0 | 0 | 0 | 0 | 0 | 0
PS | 0 | 0 | 0 | 0 | 0 | 0
PV | 0 | 0 | 0 | 0 | 0 | 0
PeakG | 0 | 0 | 0 | 0 | 0 | 0
PeakO | 0 | 0 | 0 | 0 | 0 | 0
ST | 0 | 0 | 0 | 0 | 0 | 0
STOG | 0 | 0 | 0 | 0 | 0 | 0
STWD | 0 | 0 | 0 | 0 | 0 | 0
WT | 0 | 0 | 0 | 0 | 0 | 0
IGCC | 0 | 0 | 0 | 0 | 0 | 0
DemandResponse | 0 | 0 | 0 | 0 | 0 | 0
IGCC-CCS | 0 | 0 | 0 | 0 | 0 | 0
WT_off | 0 | 0 | 0 | 0 | 0 | 0
PseudoUnit | 0 | 0 | 0 | 0 | 0 | 0
FixedInterchange | 0 | 0 | 0 | 0 | 0 | 0
Retrofit FOM Costs by Reporting Type: MAPP_CA
ReportingType | 2015 | 2020 | 2025 | 2030 | 2035 | 2040
BM | 0 | 0 | 0 | 0 | 0 | 0
CC | 0 | 0 | 0 | 0 | 0 | 0
CSP | 0 | 0 | 0 | 0 | 0 | 0
CT | 0 | 0 | 0 | 0 | 0 | 0
Coal | 0 | 0 | 0 | 0 | 0 | 0
Geo | 0 | 0 | 0 | 0 | 0 | 0
H | 0 | 0 | 0 | 0 | 0 | 0
LFG | 0 | 0 | 0 | 0 | 0 | 0
Nuc | 0 | 0 | 0 | 0 | 0 | 0
PS | 0 | 0 | 0 | 0 | 0 | 0
PV | 0 | 0 | 0 | 0 | 0 | 0
PeakG | 0 | 0 | 0 | 0 | 0 | 0
PeakO | 0 | 0 | 0 | 0 | 0 | 0
ST | 0 | 0 | 0 | 0 | 0 | 0
STOG | 0 | 0 | 0 | 0 | 0 | 0
STWD | 0 | 0 | 0 | 0 | 0 | 0
WT | 0 | 0 | 0 | 0 | 0 | 0
IGCC | 0 | 0 | 0 | 0 | 0 | 0
DemandResponse | 0 | 0 | 0 | 0 | 0 | 0
IGCC-CCS | 0 | 0 | 0 | 0 | 0 | 0
WT_off | 0 | 0 | 0 | 0 | 0 | 0
PseudoUnit | 0 | 0 | 0 | 0 | 0 | 0
FixedInterchange | 0 | 0 | 0 | 0 | 0 | 0
Retrofit FOM Costs by Reporting Type: AZ_NM_SNV_Coal
ReportingType | 2015 | 2020 | 2025 | 2030 | 2035 | 2040
BM | 0 | 0 | 0 | 0 | 0 | 0
CC | 0 | 0 | 0 | 0 | 0 | 0
CSP | 0 | 0 | 0 | 0 | 0 | 0
CT | 0 | 0 | 0 | 0 | 0 | 0
Coal | 51.38 | 48.38 | 25.32 | 2.03 | 2.81 | 2.81
Geo | 0 | 0 | 0 | 0 | 0 | 0
H | 0 | 0 | 0 | 0 | 0 | 0
LFG | 0 | 0 | 0 | 0 | 0 | 0
Nuc | 0 | 0 | 0 | 0 | 0 | 0
PS | 0 | 0 | 0 | 0 | 0 | 0
PV | 0 | 0 | 0 | 0 | 0 | 0
PeakG | 0 | 0 | 0 | 0 | 0 | 0
PeakO | 0 | 0 | 0 | 0 | 0 | 0
ST | 0 | 0 | 0 | 0 | 0 | 0
STOG | 0 | 0 | 0 | 0 | 0 | 0
STWD | 0 | 0 | 0 | 0 | 0 | 0
WT | 0 | 0 | 0 | 0 | 0 | 0
IGCC | 0 | 0 | 0 | 0 | 0 | 0
DemandResponse | 0 | 0 | 0 | 0 | 0 | 0
IGCC-CCS | 0 | 0 | 0 | 0 | 0 | 0
WT_off | 0 | 0 | 0 | 0 | 0 | 0
PseudoUnit | 0 | 0 | 0 | 0 | 0 | 0
FixedInterchange | 0 | 0 | 0 | 0 | 0 | 0
Retrofit FOM Costs by Reporting Type: AZ_NM_SNV_Gas
ReportingType | 2015 | 2020 | 2025 | 2030 | 2035 | 2040
BM | 0 | 0 | 0 | 0 | 0 | 0
CC | 0 | 0 | 0 | 0 | 0 | 0
CSP | 0 | 0 | 0 | 0 | 0 | 0
CT | 0 | 0 | 0 | 0 | 0 | 0
Coal | 0 | 0 | 0 | 0 | 0 | 0
Geo | 0 | 0 | 0 | 0 | 0 | 0
H | 0 | 0 | 0 | 0 | 0 | 0
LFG | 0 | 0 | 0 | 0 | 0 | 0
Nuc | 0 | 0 | 0 | 0 | 0 | 0
PS | 0 | 0 | 0 | 0 | 0 | 0
PV | 0 | 0 | 0 | 0 | 0 | 0
PeakG | 0 | 0 | 0 | 0 | 0 | 0
PeakO | 0 | 0 | 0 | 0 | 0 | 0
ST | 0 | 0 | 0 | 0 | 0 | 0
STOG | 0 | 0 | 0 | 0 | 0 | 0
STWD | 0 | 0 | 0 | 0 | 0 | 0
WT | 0 | 0 | 0 | 0 | 0 | 0
IGCC | 0 | 0 | 0 | 0 | 0 | 0
DemandResponse | 0 | 0 | 0 | 0 | 0 | 0
IGCC-CCS | 0 | 0 | 0 | 0 | 0 | 0
WT_off | 0 | 0 | 0 | 0 | 0 | 0
PseudoUnit | 0 | 0 | 0 | 0 | 0 | 0
FixedInterchange | 0 | 0 | 0 | 0 | 0 | 0
Retrofit FOM Costs by Reporting Type: AZ_NM_SNV_NucRenew
ReportingType | 2015 | 2020 | 2025 | 2030 | 2035 | 2040
BM | 0 | 0 | 0 | 0 | 0 | 0
CC | 0 | 0 | 0 | 0 | 0 | 0
CSP | 0 | 0 | 0 | 0 | 0 | 0
CT | 0 | 0 | 0 | 0 | 0 | 0
Coal | 0 | 0 | 0 | 0 | 0 | 0
Geo | 0 | 0 | 0 | 0 | 0 | 0
H | 0 | 0 | 0 | 0 | 0 | 0
LFG | 0 | 0 | 0 | 0 | 0 | 0
Nuc | 0 | 0 | 0 | 0 | 0 | 0
PS | 0 | 0 | 0 | 0 | 0 | 0
PV | 0 | 0 | 0 | 0 | 0 | 0
PeakG | 0 | 0 | 0 | 0 | 0 | 0
PeakO | 0 | 0 | 0 | 0 | 0 | 0
ST | 0 | 0 | 0 | 0 | 0 | 0
STOG | 0 | 0 | 0 | 0 | 0 | 0
STWD | 0 | 0 | 0 | 0 | 0 | 0
WT | 0 | 0 | 0 | 0 | 0 | 0
IGCC | 0 | 0 | 0 | 0 | 0 | 0
DemandResponse | 0 | 0 | 0 | 0 | 0 | 0
IGCC-CCS | 0 | 0 | 0 | 0 | 0 | 0
WT_off | 0 | 0 | 0 | 0 | 0 | 0
PseudoUnit | 0 | 0 | 0 | 0 | 0 | 0
FixedInterchange | 0 | 0 | 0 | 0 | 0 | 0
Retrofit FOM Costs by Reporting Type: ERCOT
ReportingType | 2015 | 2020 | 2025 | 2030 | 2035 | 2040
BM | 0 | 0 | 0 | 0 | 0 | 0
CC | 0 | 0 | 0 | 0 | 0 | 0
CSP | 0 | 0 | 0 | 0 | 0 | 0
CT | 0 | 0 | 0 | 0 | 0 | 0
Coal | 19.61 | 19.06 | 19.56 | 20.1 | 20.35 | 20.35
Geo | 0 | 0 | 0 | 0 | 0 | 0
H | 0 | 0 | 0 | 0 | 0 | 0
LFG | 0 | 0 | 0 | 0 | 0 | 0
Nuc | 0 | 0 | 0 | 0 | 0 | 0
PS | 0 | 0 | 0 | 0 | 0 | 0
PV | 0 | 0 | 0 | 0 | 0 | 0
PeakG | 0 | 0 | 0 | 0 | 0 | 0
PeakO | 0 | 0 | 0 | 0 | 0 | 0
ST | 0 | 0 | 0 | 0 | 0 | 0
STOG | 0 | 0 | 0 | 0 | 0 | 0
STWD | 0 | 0 | 0 | 0 | 0 | 0
WT | 0 | 0 | 0 | 0 | 0 | 0
IGCC | 0 | 0 | 0 | 0 | 0 | 0
DemandResponse | 0 | 0 | 0 | 0 | 0 | 0
IGCC-CCS | 0 | 0 | 0 | 0 | 0 | 0
WT_off | 0 | 0 | 0 | 0 | 0 | 0
PseudoUnit | 0 | 0 | 0 | 0 | 0 | 0
FixedInterchange | 0 | 0 | 0 | 0 | 0 | 0
Retrofit FOM Costs by Reporting Type: NP15
ReportingType | 2015 | 2020 | 2025 | 2030 | 2035 | 2040
BM | 0 | 0 | 0 | 0 | 0 | 0
CC | 0 | 0 | 0 | 0 | 0 | 0
CSP | 0 | 0 | 0 | 0 | 0 | 0
CT | 0 | 0 | 0 | 0 | 0 | 0
Coal | 0.19 | 0 | 0 | 0 | 0 | 0
Geo | 0 | 0 | 0 | 0 | 0 | 0
H | 0 | 0 | 0 | 0 | 0 | 0
LFG | 0 | 0 | 0 | 0 | 0 | 0
Nuc | 0 | 0 | 0 | 0 | 0 | 0
PS | 0 | 0 | 0 | 0 | 0 | 0
PV | 0 | 0 | 0 | 0 | 0 | 0
PeakG | 0 | 0 | 0 | 0 | 0 | 0
PeakO | 0 | 0 | 0 | 0 | 0 | 0
ST | 0 | 0 | 0 | 0 | 0 | 0
STOG | 0 | 0 | 0 | 0 | 0 | 0
STWD | 0 | 0 | 0 | 0 | 0 | 0
WT | 0 | 0 | 0 | 0 | 0 | 0
IGCC | 0 | 0 | 0 | 0 | 0 | 0
DemandResponse | 0 | 0 | 0 | 0 | 0 | 0
IGCC-CCS | 0 | 0 | 0 | 0 | 0 | 0
WT_off | 0 | 0 | 0 | 0 | 0 | 0
PseudoUnit | 0 | 0 | 0 | 0 | 0 | 0
FixedInterchange | 0 | 0 | 0 | 0 | 0 | 0
Retrofit FOM Costs by Reporting Type: NWPP_Coal
ReportingType | 2015 | 2020 | 2025 | 2030 | 2035 | 2040
BM | 0 | 0 | 0 | 0 | 0 | 0
CC | 0 | 0 | 0 | 0 | 0 | 0
CSP | 0 | 0 | 0 | 0 | 0 | 0
CT | 0 | 0 | 0 | 0 | 0 | 0
Coal | 36.98 | 37.75 | 0.98 | 0.98 | 0.98 | 0.98
Geo | 0 | 0 | 0 | 0 | 0 | 0
H | 0 | 0 | 0 | 0 | 0 | 0
LFG | 0 | 0 | 0 | 0 | 0 | 0
Nuc | 0 | 0 | 0 | 0 | 0 | 0
PS | 0 | 0 | 0 | 0 | 0 | 0
PV | 0 | 0 | 0 | 0 | 0 | 0
PeakG | 0 | 0 | 0 | 0 | 0 | 0
PeakO | 0 | 0 | 0 | 0 | 0 | 0
ST | 0 | 0 | 0 | 0 | 0 | 0
STOG | 0 | 0 | 0 | 0 | 0 | 0
STWD | 0 | 0 | 0 | 0 | 0 | 0
WT | 0 | 0 | 0 | 0 | 0 | 0
IGCC | 0 | 0 | 0 | 0 | 0 | 0
DemandResponse | 0 | 0 | 0 | 0 | 0 | 0
IGCC-CCS | 0 | 0 | 0 | 0 | 0 | 0
WT_off | 0 | 0 | 0 | 0 | 0 | 0
PseudoUnit | 0 | 0 | 0 | 0 | 0 | 0
FixedInterchange | 0 | 0 | 0 | 0 | 0 | 0
Retrofit FOM Costs by Reporting Type: NWPP_Gas
ReportingType | 2015 | 2020 | 2025 | 2030 | 2035 | 2040
BM | 0 | 0 | 0 | 0 | 0 | 0
CC | 0 | 0 | 0 | 0 | 0 | 0
CSP | 0 | 0 | 0 | 0 | 0 | 0
CT | 0 | 0 | 0 | 0 | 0 | 0
Coal | 0 | 0 | 0 | 0 | 0 | 0
Geo | 0 | 0 | 0 | 0 | 0 | 0
H | 0 | 0 | 0 | 0 | 0 | 0
LFG | 0 | 0 | 0 | 0 | 0 | 0
Nuc | 0 | 0 | 0 | 0 | 0 | 0
PS | 0 | 0 | 0 | 0 | 0 | 0
PV | 0 | 0 | 0 | 0 | 0 | 0
PeakG | 0 | 0 | 0 | 0 | 0 | 0
PeakO | 0 | 0 | 0 | 0 | 0 | 0
ST | 0 | 0 | 0 | 0 | 0 | 0
STOG | 0 | 0 | 0 | 0 | 0 | 0
STWD | 0 | 0 | 0 | 0 | 0 | 0
WT | 0 | 0 | 0 | 0 | 0 | 0
IGCC | 0 | 0 | 0 | 0 | 0 | 0
DemandResponse | 0 | 0 | 0 | 0 | 0 | 0
IGCC-CCS | 0 | 0 | 0 | 0 | 0 | 0
WT_off | 0 | 0 | 0 | 0 | 0 | 0
PseudoUnit | 0 | 0 | 0 | 0 | 0 | 0
FixedInterchange | 0 | 0 | 0 | 0 | 0 | 0
Retrofit FOM Costs by Reporting Type: NWPP_NucRenew
ReportingType | 2015 | 2020 | 2025 | 2030 | 2035 | 2040
BM | 0 | 0 | 0 | 0 | 0 | 0
CC | 0 | 0 | 0 | 0 | 0 | 0
CSP | 0 | 0 | 0 | 0 | 0 | 0
CT | 0 | 0 | 0 | 0 | 0 | 0
Coal | 0 | 0 | 0 | 0 | 0 | 0
Geo | 0 | 0 | 0 | 0 | 0 | 0
H | 0 | 0 | 0 | 0 | 0 | 0
LFG | 0 | 0 | 0 | 0 | 0 | 0
Nuc | 0 | 0 | 0 | 0 | 0 | 0
PS | 0 | 0 | 0 | 0 | 0 | 0
PV | 0 | 0 | 0 | 0 | 0 | 0
PeakG | 0 | 0 | 0 | 0 | 0 | 0
PeakO | 0 | 0 | 0 | 0 | 0 | 0
ST | 0 | 0 | 0 | 0 | 0 | 0
STOG | 0 | 0 | 0 | 0 | 0 | 0
STWD | 0 | 0 | 0 | 0 | 0 | 0
WT | 0 | 0 | 0 | 0 | 0 | 0
IGCC | 0 | 0 | 0 | 0 | 0 | 0
DemandResponse | 0 | 0 | 0 | 0 | 0 | 0
IGCC-CCS | 0 | 0 | 0 | 0 | 0 | 0
WT_off | 0 | 0 | 0 | 0 | 0 | 0
PseudoUnit | 0 | 0 | 0 | 0 | 0 | 0
FixedInterchange | 0 | 0 | 0 | 0 | 0 | 0
Retrofit FOM Costs by Reporting Type: RMPA
ReportingType | 2015 | 2020 | 2025 | 2030 | 2035 | 2040
BM | 0 | 0 | 0 | 0 | 0 | 0
CC | 0 | 0 | 0 | 0 | 0 | 0
CSP | 0 | 0 | 0 | 0 | 0 | 0
CT | 0 | 0 | 0 | 0 | 0 | 0
Coal | 21.06 | 22.19 | 6.79 | 6.24 | 6.24 | 6.24
Geo | 0 | 0 | 0 | 0 | 0 | 0
H | 0 | 0 | 0 | 0 | 0 | 0
LFG | 0 | 0 | 0 | 0 | 0 | 0
Nuc | 0 | 0 | 0 | 0 | 0 | 0
PS | 0 | 0 | 0 | 0 | 0 | 0
PV | 0 | 0 | 0 | 0 | 0 | 0
PeakG | 0 | 0 | 0 | 0 | 0 | 0
PeakO | 0 | 0 | 0 | 0 | 0 | 0
ST | 0 | 0 | 0 | 0 | 0 | 0
STOG | 0 | 0 | 0 | 0 | 0 | 0
STWD | 0 | 0 | 0 | 0 | 0 | 0
WT | 0 | 0 | 0 | 0 | 0 | 0
IGCC | 0 | 0 | 0 | 0 | 0 | 0
DemandResponse | 0 | 0 | 0 | 0 | 0 | 0
IGCC-CCS | 0 | 0 | 0 | 0 | 0 | 0
WT_off | 0 | 0 | 0 | 0 | 0 | 0
PseudoUnit | 0 | 0 | 0 | 0 | 0 | 0
FixedInterchange | 0 | 0 | 0 | 0 | 0 | 0
Retrofit FOM Costs by Reporting Type: SP15
ReportingType | 2015 | 2020 | 2025 | 2030 | 2035 | 2040
BM | 0 | 0 | 0 | 0 | 0 | 0
CC | 0 | 0 | 0 | 0 | 0 | 0
CSP | 0 | 0 | 0 | 0 | 0 | 0
CT | 0 | 0 | 0 | 0 | 0 | 0
Coal | 0.23 | 0.41 | 0.41 | 0 | 0 | 0
Geo | 0 | 0 | 0 | 0 | 0 | 0
H | 0 | 0 | 0 | 0 | 0 | 0
LFG | 0 | 0 | 0 | 0 | 0 | 0
Nuc | 0 | 0 | 0 | 0 | 0 | 0
PS | 0 | 0 | 0 | 0 | 0 | 0
PV | 0 | 0 | 0 | 0 | 0 | 0
PeakG | 0 | 0 | 0 | 0 | 0 | 0
PeakO | 0 | 0 | 0 | 0 | 0 | 0
ST | 0 | 0 | 0 | 0 | 0 | 0
STOG | 0 | 0 | 0 | 0 | 0 | 0
STWD | 0 | 0 | 0 | 0 | 0 | 0
WT | 0 | 0 | 0 | 0 | 0 | 0
IGCC | 0 | 0 | 0 | 0 | 0 | 0
DemandResponse | 0 | 0 | 0 | 0 | 0 | 0
IGCC-CCS | 0 | 0 | 0 | 0 | 0 | 0
WT_off | 0 | 0 | 0 | 0 | 0 | 0
PseudoUnit | 0 | 0 | 0 | 0 | 0 | 0
FixedInterchange | 0 | 0 | 0 | 0 | 0 | 0
Retrofit FOM Costs by Reporting Type: ALB
ReportingType | 2015 | 2020 | 2025 | 2030 | 2035 | 2040
BM | 0 | 0 | 0 | 0 | 0 | 0
CC | 0 | 0 | 0 | 0 | 0 | 0
CSP | 0 | 0 | 0 | 0 | 0 | 0
CT | 0 | 0 | 0 | 0 | 0 | 0
Coal | 0.29 | 0.29 | 0.29 | 0 | 0 | 0
Geo | 0 | 0 | 0 | 0 | 0 | 0
H | 0 | 0 | 0 | 0 | 0 | 0
LFG | 0 | 0 | 0 | 0 | 0 | 0
Nuc | 0 | 0 | 0 | 0 | 0 | 0
PS | 0 | 0 | 0 | 0 | 0 | 0
PV | 0 | 0 | 0 | 0 | 0 | 0
PeakG | 0 | 0 | 0 | 0 | 0 | 0
PeakO | 0 | 0 | 0 | 0 | 0 | 0
ST | 0 | 0 | 0 | 0 | 0 | 0
STOG | 0 | 0 | 0 | 0 | 0 | 0
STWD | 0 | 0 | 0 | 0 | 0 | 0
WT | 0 | 0 | 0 | 0 | 0 | 0
IGCC | 0 | 0 | 0 | 0 | 0 | 0
DemandResponse | 0 | 0 | 0 | 0 | 0 | 0
IGCC-CCS | 0 | 0 | 0 | 0 | 0 | 0
WT_off | 0 | 0 | 0 | 0 | 0 | 0
PseudoUnit | 0 | 0 | 0 | 0 | 0 | 0
FixedInterchange | 0 | 0 | 0 | 0 | 0 | 0
Retrofit FOM Costs by Reporting Type: BC
ReportingType | 2015 | 2020 | 2025 | 2030 | 2035 | 2040
BM | 0 | 0 | 0 | 0 | 0 | 0
CC | 0 | 0 | 0 | 0 | 0 | 0
CSP | 0 | 0 | 0 | 0 | 0 | 0
CT | 0 | 0 | 0 | 0 | 0 | 0
Coal | 0 | 0 | 0 | 0 | 0 | 0
Geo | 0 | 0 | 0 | 0 | 0 | 0
H | 0 | 0 | 0 | 0 | 0 | 0
LFG | 0 | 0 | 0 | 0 | 0 | 0
Nuc | 0 | 0 | 0 | 0 | 0 | 0
PS | 0 | 0 | 0 | 0 | 0 | 0
PV | 0 | 0 | 0 | 0 | 0 | 0
PeakG | 0 | 0 | 0 | 0 | 0 | 0
PeakO | 0 | 0 | 0 | 0 | 0 | 0
ST | 0 | 0 | 0 | 0 | 0 | 0
STOG | 0 | 0 | 0 | 0 | 0 | 0
STWD | 0 | 0 | 0 | 0 | 0 | 0
WT | 0 | 0 | 0 | 0 | 0 | 0
IGCC | 0 | 0 | 0 | 0 | 0 | 0
DemandResponse | 0 | 0 | 0 | 0 | 0 | 0
IGCC-CCS | 0 | 0 | 0 | 0 | 0 | 0
WT_off | 0 | 0 | 0 | 0 | 0 | 0
PseudoUnit | 0 | 0 | 0 | 0 | 0 | 0
FixedInterchange | 0 | 0 | 0 | 0 | 0 | 0
Retrofit FOM Costs by Reporting Type: HQ_IESO
ReportingType | 2015 | 2020 | 2025 | 2030 | 2035 | 2040
BM | 0 | 0 | 0 | 0 | 0 | 0
CC | 0 | 0 | 0 | 0 | 0 | 0
CSP | 0 | 0 | 0 | 0 | 0 | 0
CT | 0 | 0 | 0 | 0 | 0 | 0
Coal | 0 | 0 | 0 | 0 | 0 | 0
Geo | 0 | 0 | 0 | 0 | 0 | 0
H | 0 | 0 | 0 | 0 | 0 | 0
LFG | 0 | 0 | 0 | 0 | 0 | 0
Nuc | 0 | 0 | 0 | 0 | 0 | 0
PS | 0 | 0 | 0 | 0 | 0 | 0
PV | 0 | 0 | 0 | 0 | 0 | 0
PeakG | 0 | 0 | 0 | 0 | 0 | 0
PeakO | 0 | 0 | 0 | 0 | 0 | 0
ST | 0 | 0 | 0 | 0 | 0 | 0
STOG | 0 | 0 | 0 | 0 | 0 | 0
STWD | 0 | 0 | 0 | 0 | 0 | 0
WT | 0 | 0 | 0 | 0 | 0 | 0
IGCC | 0 | 0 | 0 | 0 | 0 | 0
DemandResponse | 0 | 0 | 0 | 0 | 0 | 0
IGCC-CCS | 0 | 0 | 0 | 0 | 0 | 0
WT_off | 0 | 0 | 0 | 0 | 0 | 0
PseudoUnit | 0 | 0 | 0 | 0 | 0 | 0
FixedInterchange | 0 | 0 | 0 | 0 | 0 | 0
Retrofit FOM Costs by Reporting Type: HQ_NEISO
ReportingType | 2015 | 2020 | 2025 | 2030 | 2035 | 2040
BM | 0 | 0 | 0 | 0 | 0 | 0
CC | 0 | 0 | 0 | 0 | 0 | 0
CSP | 0 | 0 | 0 | 0 | 0 | 0
CT | 0 | 0 | 0 | 0 | 0 | 0
Coal | 0 | 0 | 0 | 0 | 0 | 0
Geo | 0 | 0 | 0 | 0 | 0 | 0
H | 0 | 0 | 0 | 0 | 0 | 0
LFG | 0 | 0 | 0 | 0 | 0 | 0
Nuc | 0 | 0 | 0 | 0 | 0 | 0
PS | 0 | 0 | 0 | 0 | 0 | 0
PV | 0 | 0 | 0 | 0 | 0 | 0
PeakG | 0 | 0 | 0 | 0 | 0 | 0
PeakO | 0 | 0 | 0 | 0 | 0 | 0
ST | 0 | 0 | 0 | 0 | 0 | 0
STOG | 0 | 0 | 0 | 0 | 0 | 0
STWD | 0 | 0 | 0 | 0 | 0 | 0
WT | 0 | 0 | 0 | 0 | 0 | 0
IGCC | 0 | 0 | 0 | 0 | 0 | 0
DemandResponse | 0 | 0 | 0 | 0 | 0 | 0
IGCC-CCS | 0 | 0 | 0 | 0 | 0 | 0
WT_off | 0 | 0 | 0 | 0 | 0 | 0
PseudoUnit | 0 | 0 | 0 | 0 | 0 | 0
FixedInterchange | 0 | 0 | 0 | 0 | 0 | 0
Retrofit FOM Costs by Reporting Type: HQ_NY
ReportingType | 2015 | 2020 | 2025 | 2030 | 2035 | 2040
BM | 0 | 0 | 0 | 0 | 0 | 0
CC | 0 | 0 | 0 | 0 | 0 | 0
CSP | 0 | 0 | 0 | 0 | 0 | 0
CT | 0 | 0 | 0 | 0 | 0 | 0
Coal | 0 | 0 | 0 | 0 | 0 | 0
Geo | 0 | 0 | 0 | 0 | 0 | 0
H | 0 | 0 | 0 | 0 | 0 | 0
LFG | 0 | 0 | 0 | 0 | 0 | 0
Nuc | 0 | 0 | 0 | 0 | 0 | 0
PS | 0 | 0 | 0 | 0 | 0 | 0
PV | 0 | 0 | 0 | 0 | 0 | 0
PeakG | 0 | 0 | 0 | 0 | 0 | 0
PeakO | 0 | 0 | 0 | 0 | 0 | 0
ST | 0 | 0 | 0 | 0 | 0 | 0
STOG | 0 | 0 | 0 | 0 | 0 | 0
STWD | 0 | 0 | 0 | 0 | 0 | 0
WT | 0 | 0 | 0 | 0 | 0 | 0
IGCC | 0 | 0 | 0 | 0 | 0 | 0
DemandResponse | 0 | 0 | 0 | 0 | 0 | 0
IGCC-CCS | 0 | 0 | 0 | 0 | 0 | 0
WT_off | 0 | 0 | 0 | 0 | 0 | 0
PseudoUnit | 0 | 0 | 0 | 0 | 0 | 0
FixedInterchange | 0 | 0 | 0 | 0 | 0 | 0
Retrofit FOM Costs by Reporting Type: MARITIMES
ReportingType | 2015 | 2020 | 2025 | 2030 | 2035 | 2040
BM | 0 | 0 | 0 | 0 | 0 | 0
CC | 0 | 0 | 0 | 0 | 0 | 0
CSP | 0 | 0 | 0 | 0 | 0 | 0
CT | 0 | 0 | 0 | 0 | 0 | 0
Coal | 0 | 0 | 0 | 0 | 0 | 0
Geo | 0 | 0 | 0 | 0 | 0 | 0
H | 0 | 0 | 0 | 0 | 0 | 0
LFG | 0 | 0 | 0 | 0 | 0 | 0
Nuc | 0 | 0 | 0 | 0 | 0 | 0
PS | 0 | 0 | 0 | 0 | 0 | 0
PV | 0 | 0 | 0 | 0 | 0 | 0
PeakG | 0 | 0 | 0 | 0 | 0 | 0
PeakO | 0 | 0 | 0 | 0 | 0 | 0
ST | 0 | 0 | 0 | 0 | 0 | 0
STOG | 0 | 0 | 0 | 0 | 0 | 0
STWD | 0 | 0 | 0 | 0 | 0 | 0
WT | 0 | 0 | 0 | 0 | 0 | 0
IGCC | 0 | 0 | 0 | 0 | 0 | 0
DemandResponse | 0 | 0 | 0 | 0 | 0 | 0
IGCC-CCS | 0 | 0 | 0 | 0 | 0 | 0
WT_off | 0 | 0 | 0 | 0 | 0 | 0
PseudoUnit | 0 | 0 | 0 | 0 | 0 | 0
FixedInterchange | 0 | 0 | 0 | 0 | 0 | 0
Retrofit FOM Costs by Reporting Type: All
ReportingType | 2015 | 2020 | 2025 | 2030 | 2035 | 2040
BM | 0 | 0 | 0 | 0 | 0 | 0
CC | 0 | 0 | 0 | 0 | 0 | 0
CSP | 0 | 0 | 0 | 0 | 0 | 0
CT | 0 | 0 | 0 | 0 | 0 | 0
Coal | 651.74 | 540.09 | 313.63 | 287.96 | 283 | 283.98
Geo | 0 | 0 | 0 | 0 | 0 | 0
H | 0 | 0 | 0 | 0 | 0 | 0
LFG | 0 | 0 | 0 | 0 | 0 | 0
Nuc | 0 | 0 | 0 | 0 | 0 | 0
PS | 0 | 0 | 0 | 0 | 0 | 0
PV | 0 | 0 | 0 | 0 | 0 | 0
PeakG | 0 | 0 | 0 | 0 | 0 | 0
PeakO | 0 | 0 | 0 | 0 | 0 | 0
ST | 0 | 0 | 0 | 0 | 0 | 0
STOG | 0 | 0 | 0 | 0 | 0 | 0
STWD | 0 | 0 | 0 | 0 | 0 | 0
WT | 0 | 0 | 0 | 0 | 0 | 0
IGCC | 0 | 0 | 0 | 0 | 0 | 0
DemandResponse | 0 | 0 | 0 | 0 | 0 | 0
IGCC-CCS | 0 | 0 | 0 | 0 | 0 | 0
WT_off | 0 | 0 | 0 | 0 | 0 | 0
PseudoUnit | 0 | 0 | 0 | 0 | 0 | 0
FixedInterchange | 0 | 0 | 0 | 0 | 0 | 0
Retrofit FOM Costs by Reporting Type: EI_US
ReportingType | 2015 | 2020 | 2025 | 2030 | 2035 | 2040
BM | 0 | 0 | 0 | 0 | 0 | 0
CC | 0 | 0 | 0 | 0 | 0 | 0
CSP | 0 | 0 | 0 | 0 | 0 | 0
CT | 0 | 0 | 0 | 0 | 0 | 0
Coal | 522.01 | 412.02 | 260.28 | 258.62 | 252.62 | 253.6
Geo | 0 | 0 | 0 | 0 | 0 | 0
H | 0 | 0 | 0 | 0 | 0 | 0
LFG | 0 | 0 | 0 | 0 | 0 | 0
Nuc | 0 | 0 | 0 | 0 | 0 | 0
PS | 0 | 0 | 0 | 0 | 0 | 0
PV | 0 | 0 | 0 | 0 | 0 | 0
PeakG | 0 | 0 | 0 | 0 | 0 | 0
PeakO | 0 | 0 | 0 | 0 | 0 | 0
ST | 0 | 0 | 0 | 0 | 0 | 0
STOG | 0 | 0 | 0 | 0 | 0 | 0
STWD | 0 | 0 | 0 | 0 | 0 | 0
WT | 0 | 0 | 0 | 0 | 0 | 0
IGCC | 0 | 0 | 0 | 0 | 0 | 0
DemandResponse | 0 | 0 | 0 | 0 | 0 | 0
IGCC-CCS | 0 | 0 | 0 | 0 | 0 | 0
WT_off | 0 | 0 | 0 | 0 | 0 | 0
PseudoUnit | 0 | 0 | 0 | 0 | 0 | 0
FixedInterchange | 0 | 0 | 0 | 0 | 0 | 0
Retrofit FOM Costs by Reporting Type: EI_Canada
ReportingType | 2015 | 2020 | 2025 | 2030 | 2035 | 2040
BM | 0 | 0 | 0 | 0 | 0 | 0
CC | 0 | 0 | 0 | 0 | 0 | 0
CSP | 0 | 0 | 0 | 0 | 0 | 0
CT | 0 | 0 | 0 | 0 | 0 | 0
Coal | 0 | 0 | 0 | 0 | 0 | 0
Geo | 0 | 0 | 0 | 0 | 0 | 0
H | 0 | 0 | 0 | 0 | 0 | 0
LFG | 0 | 0 | 0 | 0 | 0 | 0
Nuc | 0 | 0 | 0 | 0 | 0 | 0
PS | 0 | 0 | 0 | 0 | 0 | 0
PV | 0 | 0 | 0 | 0 | 0 | 0
PeakG | 0 | 0 | 0 | 0 | 0 | 0
PeakO | 0 | 0 | 0 | 0 | 0 | 0
ST | 0 | 0 | 0 | 0 | 0 | 0
STOG | 0 | 0 | 0 | 0 | 0 | 0
STWD | 0 | 0 | 0 | 0 | 0 | 0
WT | 0 | 0 | 0 | 0 | 0 | 0
IGCC | 0 | 0 | 0 | 0 | 0 | 0
DemandResponse | 0 | 0 | 0 | 0 | 0 | 0
IGCC-CCS | 0 | 0 | 0 | 0 | 0 | 0
WT_off | 0 | 0 | 0 | 0 | 0 | 0
PseudoUnit | 0 | 0 | 0 | 0 | 0 | 0
FixedInterchange | 0 | 0 | 0 | 0 | 0 | 0
Retrofit FOM Costs by Reporting Type: EI
ReportingType | 2015 | 2020 | 2025 | 2030 | 2035 | 2040
BM | 0 | 0 | 0 | 0 | 0 | 0
CC | 0 | 0 | 0 | 0 | 0 | 0
CSP | 0 | 0 | 0 | 0 | 0 | 0
CT | 0 | 0 | 0 | 0 | 0 | 0
Coal | 522.01 | 412.02 | 260.28 | 258.62 | 252.62 | 253.6
Geo | 0 | 0 | 0 | 0 | 0 | 0
H | 0 | 0 | 0 | 0 | 0 | 0
LFG | 0 | 0 | 0 | 0 | 0 | 0
Nuc | 0 | 0 | 0 | 0 | 0 | 0
PS | 0 | 0 | 0 | 0 | 0 | 0
PV | 0 | 0 | 0 | 0 | 0 | 0
PeakG | 0 | 0 | 0 | 0 | 0 | 0
PeakO | 0 | 0 | 0 | 0 | 0 | 0
ST | 0 | 0 | 0 | 0 | 0 | 0
STOG | 0 | 0 | 0 | 0 | 0 | 0
STWD | 0 | 0 | 0 | 0 | 0 | 0
WT | 0 | 0 | 0 | 0 | 0 | 0
IGCC | 0 | 0 | 0 | 0 | 0 | 0
DemandResponse | 0 | 0 | 0 | 0 | 0 | 0
IGCC-CCS | 0 | 0 | 0 | 0 | 0 | 0
WT_off | 0 | 0 | 0 | 0 | 0 | 0
PseudoUnit | 0 | 0 | 0 | 0 | 0 | 0
FixedInterchange | 0 | 0 | 0 | 0 | 0 | 0
Retrofit FOM Costs by Reporting Type: Outside_EI
ReportingType | 2015 | 2020 | 2025 | 2030 | 2035 | 2040
BM | 0 | 0 | 0 | 0 | 0 | 0
CC | 0 | 0 | 0 | 0 | 0 | 0
CSP | 0 | 0 | 0 | 0 | 0 | 0
CT | 0 | 0 | 0 | 0 | 0 | 0
Coal | 129.74 | 128.07 | 53.35 | 29.34 | 30.37 | 30.37
Geo | 0 | 0 | 0 | 0 | 0 | 0
H | 0 | 0 | 0 | 0 | 0 | 0
LFG | 0 | 0 | 0 | 0 | 0 | 0
Nuc | 0 | 0 | 0 | 0 | 0 | 0
PS | 0 | 0 | 0 | 0 | 0 | 0
PV | 0 | 0 | 0 | 0 | 0 | 0
PeakG | 0 | 0 | 0 | 0 | 0 | 0
PeakO | 0 | 0 | 0 | 0 | 0 | 0
ST | 0 | 0 | 0 | 0 | 0 | 0
STOG | 0 | 0 | 0 | 0 | 0 | 0
STWD | 0 | 0 | 0 | 0 | 0 | 0
WT | 0 | 0 | 0 | 0 | 0 | 0
IGCC | 0 | 0 | 0 | 0 | 0 | 0
DemandResponse | 0 | 0 | 0 | 0 | 0 | 0
IGCC-CCS | 0 | 0 | 0 | 0 | 0 | 0
WT_off | 0 | 0 | 0 | 0 | 0 | 0
PseudoUnit | 0 | 0 | 0 | 0 | 0 | 0
FixedInterchange | 0 | 0 | 0 | 0 | 0 | 0
#12 | Levelized Capital Costs ($million)
Levelized Capital Costs by Reporting Type: Entergy
ReportingType | 2015 | 2020 | 2025 | 2030 | 2035 | 2040
BM | 0 | 0 | 0 | 0 | 1017.86 | 3358.05
CC | 366.7 | 849.78 | 849.78 | 849.78 | 849.78 | 483.08
CSP | 0 | 0 | 0 | 0 | 0 | 0
CT | 0 | 0 | 0 | 0 | 0 | 0
Coal | 202.06 | 202.06 | 202.06 | 202.06 | 202.06 | 202.06
Geo | 0 | 0 | 0 | 0 | 0 | 0
H | 0 | 0 | 0 | 0 | 365.55 | 365.55
LFG | 0 | 0 | 20.14 | 20.14 | 20.14 | 20.14
Nuc | 0 | 0 | 0 | 0 | 1973.4 | 1973.4
PS | 0 | 0 | 0 | 0 | 0 | 0
PV | 0.11 | 20.78 | 29.85 | 29.85 | 29.74 | 9.5
PeakG | 0 | 0 | 0 | 0 | 0 | 0
PeakO | 0 | 0 | 0 | 0 | 0 | 0
ST | 0 | 0 | 0 | 0 | 0 | 0
STOG | 0 | 0 | 0 | 0 | 0 | 0
STWD | 0 | 0 | 0 | 0 | 0 | 0
WT | 0 | 0 | 0 | 0 | 0 | 0
IGCC | 0 | 0 | 0 | 0 | 0 | 0
DemandResponse | 0 | 0 | 0 | 0 | 0 | 0
IGCC-CCS | 0 | 0 | 0 | 0 | 0 | 0
WT_off | 0 | 0 | 0 | 0 | 0 | 0
PseudoUnit | 0 | 0 | 0 | 0 | 0 | 0
FixedInterchange | 0 | 0 | 0 | 0 | 0 | 0
Levelized Capital Costs by Reporting Type: FRCC
ReportingType | 2015 | 2020 | 2025 | 2030 | 2035 | 2040
BM | 0 | 0 | 0 | 0 | 0 | 684.68
CC | 1339.34 | 1339.34 | 1339.34 | 1339.34 | 1339.34 | 0
CSP | 0 | 0 | 0 | 0 | 0 | 0
CT | 196.14 | 196.14 | 196.14 | 196.14 | 0 | 0
Coal | 0 | 0 | 0 | 0 | 0 | 0
Geo | 0 | 0 | 0 | 0 | 0 | 0
H | 0 | 0 | 0 | 0 | 0 | 0
LFG | 0 | 0 | 37.91 | 37.91 | 37.91 | 37.91
Nuc | 0 | 0 | 1729.01 | 7796.14 | 12619.85 | 14639.04
PS | 0 | 0 | 0 | 0 | 0 | 0
PV | 0 | 0 | 0 | 0 | 0 | 0
PeakG | 0 | 0 | 0 | 0 | 0 | 0
PeakO | 0 | 0 | 0 | 0 | 0 | 0
ST | 0 | 0 | 0 | 0 | 0 | 0
STOG | 0 | 0 | 0 | 0 | 0 | 0
STWD | 0 | 0 | 0 | 0 | 0 | 0
WT | 0 | 0 | 0 | 0 | 0 | 0
IGCC | 0 | 0 | 0 | 0 | 0 | 0
DemandResponse | 0 | 0 | 0 | 0 | 0 | 0
IGCC-CCS | 0 | 0 | 0 | 0 | 0 | 0
WT_off | 0 | 0 | 0 | 0 | 0 | 0
PseudoUnit | 0 | 0 | 0 | 0 | 0 | 0
FixedInterchange | 0 | 0 | 0 | 0 | 0 | 0
Levelized Capital Costs by Reporting Type: MAPP_US
ReportingType | 2015 | 2020 | 2025 | 2030 | 2035 | 2040
BM | 0 | 0 | 0 | 0 | 11.45 | 21.61
CC | 0 | 0 | 0 | 0 | 0 | 0
CSP | 0 | 0 | 0 | 0 | 0 | 0
CT | 25.9 | 25.9 | 25.9 | 37.77 | 12.57 | 12.57
Coal | 0 | 0 | 0 | 0 | 0 | 0
Geo | 0 | 0 | 0 | 0 | 0 | 0
H | 0 | 0 | 0 | 0 | 0 | 0
LFG | 0 | 0 | 0 | 13.26 | 13.26 | 13.26
Nuc | 0 | 0 | 0 | 0 | 0 | 0
PS | 0 | 0 | 0 | 0 | 0 | 0
PV | 0 | 0 | 0 | 0 | 0 | 0
PeakG | 0 | 0 | 0 | 0 | 0 | 0
PeakO | 0 | 0 | 0 | 0 | 0 | 0
ST | 0 | 0 | 0 | 0 | 0 | 0
STOG | 0 | 0 | 0 | 0 | 0 | 0
STWD | 0 | 0 | 0 | 0 | 0 | 0
WT | 91.97 | 1688.6 | 2368.08 | 2330.7 | 2276.12 | 679.48
IGCC | 0 | 0 | 0 | 0 | 0 | 0
DemandResponse | 0 | 0 | 0 | 0 | 0 | 0
IGCC-CCS | 0 | 0 | 0 | 0 | 0 | 0
WT_off | 0 | 0 | 0 | 0 | 0 | 0
PseudoUnit | 0 | 0 | 0 | 0 | 0 | 0
FixedInterchange | 0 | 0 | 0 | 0 | 0 | 0
Levelized Capital Costs by Reporting Type: MISO_IN
ReportingType | 2015 | 2020 | 2025 | 2030 | 2035 | 2040
BM | 0 | 0 | 0 | 0 | 0 | 2261.94
CC | 384.9 | 2411.56 | 2411.56 | 2411.56 | 2411.56 | 2026.66
CSP | 0 | 0 | 0 | 0 | 0 | 0
CT | 0 | 0 | 0 | 0 | 0 | 0
Coal | 0 | 0 | 0 | 0 | 0 | 0
Geo | 0 | 0 | 0 | 0 | 0 | 0
H | 0 | 0 | 0 | 0 | 0 | 0
LFG | 0 | 0 | 15.89 | 15.89 | 15.89 | 15.89
Nuc | 0 | 0 | 0 | 0 | 0 | 218.2
PS | 0 | 0 | 0 | 0 | 0 | 0
PV | 0 | 80.17 | 80.17 | 80.17 | 80.17 | 0
PeakG | 0 | 0 | 0 | 0 | 0 | 0
PeakO | 0 | 0 | 0 | 0 | 0 | 0
ST | 0 | 0 | 0 | 0 | 0 | 0
STOG | 0 | 0 | 0 | 0 | 0 | 0
STWD | 0 | 0 | 0 | 0 | 0 | 0
WT | 0 | 0 | 0 | 0 | 0 | 0
IGCC | 215.26 | 215.26 | 215.26 | 215.26 | 215.26 | 215.26
DemandResponse | 0 | 0 | 0 | 0 | 0 | 0
IGCC-CCS | 0 | 0 | 0 | 0 | 0 | 0
WT_off | 0 | 0 | 0 | 0 | 0 | 0
PseudoUnit | 0 | 0 | 0 | 0 | 0 | 0
FixedInterchange | 0 | 0 | 0 | 0 | 0 | 0
Levelized Capital Costs by Reporting Type: MISO_MI
ReportingType | 2015 | 2020 | 2025 | 2030 | 2035 | 2040
BM | 0 | 0 | 0 | 0 | 0 | 1038.94
CC | 175.46 | 175.46 | 175.46 | 175.46 | 175.46 | 0
CSP | 0 | 0 | 0 | 0 | 0 | 0
CT | 0 | 0 | 0 | 0 | 0 | 0
Coal | 0 | 0 | 0 | 0 | 0 | 0
Geo | 0 | 0 | 0 | 0 | 0 | 0
H | 0 | 0 | 0 | 0 | 0 | 0
LFG | 0 | 0 | 33.41 | 33.41 | 33.41 | 33.41
Nuc | 0 | 0 | 0 | 388.42 | 1244 | 3089.58
PS | 0 | 0 | 0 | 0 | 0 | 0
PV | 0 | 0 | 0 | 0 | 0 | 0
PeakG | 0 | 0 | 0 | 0 | 0 | 0
PeakO | 0 | 0 | 0 | 0 | 0 | 0
ST | 0 | 0 | 0 | 0 | 0 | 0
STOG | 0 | 0 | 0 | 0 | 0 | 0
STWD | 0 | 0 | 0 | 0 | 0 | 0
WT | 480.98 | 539.66 | 539.66 | 539.66 | 58.69 | 71.6
IGCC | 0 | 0 | 0 | 0 | 0 | 0
DemandResponse | 0 | 0 | 0 | 0 | 0 | 0
IGCC-CCS | 0 | 0 | 0 | 0 | 0 | 0
WT_off | 0 | 0 | 0 | 0 | 0 | 0
PseudoUnit | 0 | 0 | 0 | 0 | 0 | 0
FixedInterchange | 0 | 0 | 0 | 0 | 0 | 0
Levelized Capital Costs by Reporting Type: MISO_MO-IL
ReportingType | 2015 | 2020 | 2025 | 2030 | 2035 | 2040
BM | 0 | 0 | 0 | 0 | 0 | 772.39
CC | 0 | 208.74 | 208.74 | 208.74 | 208.74 | 208.74
CSP | 0 | 0 | 0 | 0 | 0 | 0
CT | 0 | 0 | 0 | 0 | 0 | 0
Coal | 574.94 | 574.94 | 574.94 | 574.94 | 574.94 | 574.94
Geo | 0 | 0 | 0 | 0 | 0 | 0
H | 0 | 0 | 92.29 | 92.29 | 92.29 | 92.29
LFG | 0 | 0 | 34.53 | 46.76 | 46.76 | 46.76
Nuc | 0 | 0 | 0 | 0 | 0 | 0
PS | 0 | 0 | 0 | 0 | 0 | 0
PV | 0 | 0 | 0 | 0 | 0 | 0
PeakG | 0 | 0 | 0 | 0 | 0 | 0
PeakO | 0 | 0 | 0 | 0 | 0 | 0
ST | 0 | 0 | 0 | 0 | 0 | 0
STOG | 0 | 0 | 0 | 0 | 0 | 0
STWD | 0 | 0 | 0 | 0 | 0 | 0
WT | 68.52 | 68.52 | 1227.96 | 1227.96 | 1159.44 | 1159.44
IGCC | 0 | 0 | 0 | 0 | 0 | 0
DemandResponse | 0 | 0 | 0 | 0 | 0 | 0
IGCC-CCS | 0 | 0 | 0 | 0 | 0 | 0
WT_off | 0 | 0 | 0 | 0 | 0 | 0
PseudoUnit | 0 | 0 | 0 | 0 | 0 | 0
FixedInterchange | 0 | 0 | 0 | 0 | 0 | 0
Levelized Capital Costs by Reporting Type: MISO_W
ReportingType | 2015 | 2020 | 2025 | 2030 | 2035 | 2040
BM | 0 | 0 | 0 | 0 | 0 | 0
CC | 0 | 0 | 0 | 0 | 0 | 0
CSP | 0 | 0 | 0 | 0 | 0 | 0
CT | 0 | 0 | 0 | 0 | 0 | 0
Coal | 0 | 0 | 0 | 0 | 0 | 0
Geo | 0 | 0 | 0 | 0 | 0 | 0
H | 0 | 0 | 0 | 0 | 0 | 0
LFG | 0 | 0 | 0 | 14.86 | 14.86 | 14.86
Nuc | 0 | 0 | 0 | 0 | 0 | 0
PS | 0 | 0 | 0 | 0 | 0 | 0
PV | 0 | 0 | 0 | 0 | 0 | 0
PeakG | 0 | 0 | 0 | 0 | 0 | 0
PeakO | 0 | 0 | 0 | 0 | 0 | 0
ST | 0 | 0 | 0 | 0 | 0 | 0
STOG | 0 | 0 | 0 | 0 | 0 | 0
STWD | 0 | 0 | 0 | 0 | 0 | 0
WT | 658.73 | 658.73 | 8547.76 | 8482.43 | 7889.03 | 8241.17
IGCC | 0 | 0 | 0 | 0 | 0 | 0
DemandResponse | 0 | 0 | 0 | 0 | 0 | 0
IGCC-CCS | 0 | 0 | 0 | 0 | 0 | 0
WT_off | 0 | 0 | 0 | 0 | 0 | 0
PseudoUnit | 0 | 0 | 0 | 0 | 0 | 0
FixedInterchange | 0 | 0 | 0 | 0 | 0 | 0
Levelized Capital Costs by Reporting Type: MISO_WUMS
ReportingType | 2015 | 2020 | 2025 | 2030 | 2035 | 2040
BM | 0 | 0 | 0 | 0 | 0 | 1149.27
CC | 626.43 | 903.49 | 903.49 | 903.49 | 903.49 | 277.07
CSP | 0 | 0 | 0 | 0 | 0 | 0
CT | 0 | 0 | 0 | 0 | 0 | 0
Coal | 184.51 | 184.51 | 184.51 | 184.51 | 184.51 | 184.51
Geo | 0 | 0 | 0 | 0 | 0 | 0
H | 0 | 0.35 | 0.35 | 0.35 | 0.35 | 0.35
LFG | 0 | 0 | 0 | 43.4 | 43.4 | 43.4
Nuc | 0 | 0 | 0 | 238.92 | 976.95 | 1985.98
PS | 0 | 0 | 0 | 0 | 0 | 0
PV | 0 | 0 | 0 | 0 | 0 | 0
PeakG | 0 | 0 | 0 | 0 | 0 | 0
PeakO | 0 | 0 | 0 | 0 | 0 | 0
ST | 0 | 0 | 0 | 0 | 0 | 0
STOG | 0 | 0 | 0 | 0 | 0 | 0
STWD | 0 | 0 | 0 | 0 | 0 | 0
WT | 218.37 | 218.37 | 218.37 | 218.37 | 0 | 6.13
IGCC | 0 | 0 | 0 | 0 | 0 | 0
DemandResponse | 0 | 0 | 0 | 0 | 0 | 0
IGCC-CCS | 0 | 0 | 0 | 0 | 0 | 0
WT_off | 0 | 0 | 0 | 0 | 0 | 0
PseudoUnit | 0 | 0 | 0 | 0 | 0 | 0
FixedInterchange | 0 | 0 | 0 | 0 | 0 | 0
Levelized Capital Costs by Reporting Type: Nebraska
ReportingType | 2015 | 2020 | 2025 | 2030 | 2035 | 2040
BM | 0 | 0 | 0 | 0 | 56.09 | 414.52
CC | 26.55 | 243.63 | 243.63 | 243.63 | 243.63 | 217.09
CSP | 0 | 0 | 0 | 0 | 0 | 0
CT | 0 | 0 | 0 | 0 | 0 | 0
Coal | 66.52 | 66.52 | 66.52 | 66.52 | 66.52 | 66.52
Geo | 0 | 0 | 0 | 0 | 0 | 0
H | 0 | 0 | 0 | 0 | 0 | 0
LFG | 0 | 0 | 11.45 | 13.78 | 13.78 | 13.78
Nuc | 0 | 0 | 0 | 0 | 0 | 0
PS | 0 | 0 | 0 | 0 | 0 | 0
PV | 0 | 0 | 0 | 0 | 0 | 0
PeakG | 0 | 0 | 0 | 0 | 0 | 0
PeakO | 0 | 0 | 0 | 0 | 0 | 0
ST | 0 | 0 | 0 | 0 | 0 | 0
STOG | 0 | 0 | 0 | 0 | 0 | 0
STWD | 0 | 0 | 0 | 0 | 0 | 0
WT | 44.36 | 44.36 | 44.36 | 34.86 | 0 | 0
IGCC | 0 | 0 | 0 | 0 | 0 | 0
DemandResponse | 0 | 0 | 0 | 0 | 0 | 0
IGCC-CCS | 0 | 0 | 0 | 0 | 0 | 0
WT_off | 0 | 0 | 0 | 0 | 0 | 0
PseudoUnit | 0 | 0 | 0 | 0 | 0 | 0
FixedInterchange | 0 | 0 | 0 | 0 | 0 | 0
Levelized Capital Costs by Reporting Type: NEISO
ReportingType | 2015 | 2020 | 2025 | 2030 | 2035 | 2040
BM | 115.57 | 115.57 | 115.57 | 115.57 | 115.57 | 115.57
CC | 273.49 | 273.49 | 273.49 | 273.49 | 273.49 | 0
CSP | 0 | 0 | 0 | 0 | 0 | 0
CT | 30 | 30 | 30 | 29.13 | 0 | 0
Coal | 0 | 0 | 0 | 0 | 0 | 0
Geo | 0 | 0 | 0 | 0 | 0 | 0
H | 0 | 0 | 0 | 0.99 | 0.99 | 0.99
LFG | 10.64 | 10.64 | 10.64 | 24.97 | 14.32 | 14.32
Nuc | 0 | 0 | 0 | 0 | 0 | 0
PS | 0 | 0 | 0 | 0 | 0 | 0
PV | 0 | 108.46 | 108.46 | 108.46 | 108.46 | 0
PeakG | 0 | 0 | 0 | 0 | 0 | 0
PeakO | 0 | 0 | 0 | 0 | 0 | 0
ST | 0 | 0 | 0 | 0 | 0 | 0
STOG | 0 | 0 | 0 | 0 | 0 | 0
STWD | 0 | 0 | 0 | 0 | 0 | 0
WT | 54.49 | 625.45 | 973.22 | 1149.62 | 3146.42 | 3048.17
IGCC | 0 | 0 | 0 | 0 | 0 | 0
DemandResponse | 0 | 0 | 0 | 0 | 0 | 0
IGCC-CCS | 0 | 0 | 0 | 0 | 0 | 0
WT_off | 283.24 | 283.24 | 283.24 | 283.24 | 0 | 0
PseudoUnit | 0 | 0 | 0 | 0 | 0 | 0
FixedInterchange | 0 | 0 | 0 | 0 | 0 | 0
Levelized Capital Costs by Reporting Type: NonRTO_Midwest
ReportingType | 2015 | 2020 | 2025 | 2030 | 2035 | 2040
BM | 0 | 0 | 0 | 0 | 347.11 | 2059.15
CC | 332.52 | 615.58 | 615.58 | 615.58 | 615.58 | 283.06
CSP | 0 | 0 | 0 | 0 | 0 | 0
CT | 0 | 0 | 0 | 0 | 0 | 0
Coal | 0 | 0 | 0 | 0 | 0 | 0
Geo | 0 | 0 | 0 | 0 | 0 | 0
H | 0 | 0 | 245.9 | 245.9 | 245.9 | 245.9
LFG | 0 | 0 | 30 | 30 | 30 | 30
Nuc | 0 | 0 | 0 | 0 | 334.76 | 334.76
PS | 0 | 0 | 0 | 0 | 0 | 0
PV | 0 | 0 | 0 | 0 | 0 | 0
PeakG | 0 | 0 | 0 | 0 | 0 | 0
PeakO | 0 | 0 | 0 | 0 | 0 | 0
ST | 0 | 0 | 0 | 0 | 0 | 0
STOG | 0 | 0 | 0 | 0 | 0 | 0
STWD | 0 | 0 | 0 | 0 | 0 | 0
WT | 0 | 0 | 0 | 0 | 0 | 0
IGCC | 0 | 0 | 0 | 0 | 0 | 0
DemandResponse | 0 | 0 | 0 | 0 | 0 | 0
IGCC-CCS | 0 | 0 | 0 | 0 | 0 | 0
WT_off | 0 | 0 | 0 | 0 | 0 | 0
PseudoUnit | 0 | 0 | 0 | 0 | 0 | 0
FixedInterchange | 0 | 0 | 0 | 0 | 0 | 0
Levelized Capital Costs by Reporting Type: NYISO_A-F
ReportingType | 2015 | 2020 | 2025 | 2030 | 2035 | 2040
BM | 0 | 0 | 0 | 0 | 0 | 0
CC | 85.71 | 85.71 | 85.71 | 85.71 | 85.71 | 0
CSP | 0 | 0 | 0 | 0 | 0 | 0
CT | 0 | 0 | 0 | 0 | 0 | 0
Coal | 0 | 0 | 0 | 0 | 0 | 0
Geo | 0 | 0 | 0 | 0 | 0 | 0
H | 0 | 0 | 0 | 0 | 0 | 0
LFG | 1.35 | 1.35 | 1.35 | 14.91 | 13.57 | 13.57
Nuc | 0 | 0 | 0 | 0 | 0 | 0
PS | 0 | 0 | 0 | 0 | 0 | 0
PV | 0 | 0 | 0 | 0 | 0 | 0
PeakG | 0 | 0 | 0 | 0 | 0 | 0
PeakO | 0 | 0 | 0 | 0 | 0 | 0
ST | 0 | 0 | 0 | 0 | 0 | 0
STOG | 0 | 0 | 0 | 0 | 0 | 0
STWD | 0 | 0 | 0 | 0 | 0 | 0
WT | 571.17 | 727.41 | 727.41 | 1825.72 | 2343.49 | 2187.25
IGCC | 0 | 0 | 0 | 0 | 0 | 0
DemandResponse | 0 | 0 | 0 | 0 | 0 | 0
IGCC-CCS | 0 | 0 | 0 | 0 | 0 | 0
WT_off | 0 | 0 | 0 | 0 | 0 | 0
PseudoUnit | 0 | 0 | 0 | 0 | 0 | 0
FixedInterchange | 0 | 0 | 0 | 0 | 0 | 0
Levelized Capital Costs by Reporting Type: NYISO_G-I
ReportingType | 2015 | 2020 | 2025 | 2030 | 2035 | 2040
BM | 0 | 0 | 0 | 0 | 212.52 | 311.91
CC | 0 | 0 | 0 | 0 | 0 | 0
CSP | 0 | 0 | 0 | 0 | 0 | 0
CT | 0 | 0 | 0 | 0 | 0 | 0
Coal | 0 | 0 | 0 | 0 | 0 | 0
Geo | 0 | 0 | 0 | 0 | 0 | 0
H | 0 | 0 | 0 | 0 | 0 | 0
LFG | 0 | 0 | 0 | 14.85 | 14.85 | 14.85
Nuc | 0 | 0 | 0 | 0 | 0 | 1178.5
PS | 0 | 0 | 0 | 0 | 0 | 0
PV | 0 | 0 | 0 | 0 | 0 | 0
PeakG | 0 | 0 | 0 | 0 | 0 | 0
PeakO | 0 | 0 | 0 | 0 | 0 | 0
ST | 0 | 0 | 0 | 0 | 0 | 0
STOG | 0 | 0 | 0 | 0 | 0 | 0
STWD | 0 | 0 | 0 | 0 | 0 | 0
WT | 0 | 12.72 | 12.72 | 76.54 | 76.54 | 63.83
IGCC | 0 | 0 | 0 | 0 | 0 | 0
DemandResponse | 0 | 0 | 0 | 0 | 0 | 0
IGCC-CCS | 0 | 0 | 0 | 0 | 0 | 0
WT_off | 0 | 0 | 0 | 0 | 0 | 0
PseudoUnit | 0 | 0 | 0 | 0 | 0 | 0
FixedInterchange | 0 | 0 | 0 | 0 | 0 | 0
Levelized Capital Costs by Reporting Type: NYISO_J-K
ReportingType | 2015 | 2020 | 2025 | 2030 | 2035 | 2040
BM | 0 | 0 | 0 | 0 | 0 | 0
CC | 226.37 | 226.37 | 226.37 | 226.37 | 226.37 | 0
CSP | 0 | 0 | 0 | 0 | 0 | 0
CT | 0 | 0 | 0 | 0 | 0 | 0
Coal | 0 | 0 | 0 | 0 | 0 | 0
Geo | 0 | 0 | 0 | 0 | 0 | 0
H | 0 | 0 | 0 | 0 | 0 | 0
LFG | 0 | 0 | 0 | 20.47 | 20.47 | 20.47
Nuc | 0 | 0 | 0 | 0 | 0 | 0
PS | 0 | 0 | 0 | 0 | 0 | 0
PV | 16.99 | 16.99 | 16.99 | 16.99 | 0 | 0
PeakG | 0 | 0 | 0 | 0 | 0 | 0
PeakO | 0 | 0 | 0 | 0 | 0 | 0
ST | 0 | 0 | 0 | 0 | 0 | 0
STOG | 0 | 0 | 0 | 0 | 0 | 0
STWD | 0 | 0 | 0 | 0 | 0 | 0
WT | 0 | 0 | 0 | 9.68 | 89.6 | 89.6
IGCC | 0 | 0 | 0 | 0 | 0 | 0
DemandResponse | 0 | 0 | 0 | 0 | 0 | 0
IGCC-CCS | 0 | 0 | 0 | 0 | 0 | 0
WT_off | 0 | 0 | 0 | 0 | 0 | 0
PseudoUnit | 0 | 0 | 0 | 0 | 0 | 0
FixedInterchange | 0 | 0 | 0 | 0 | 0 | 0
Levelized Capital Costs by Reporting Type: PJM_E
ReportingType | 2015 | 2020 | 2025 | 2030 | 2035 | 2040
BM | 14.48 | 14.48 | 14.48 | 14.48 | 14.48 | 14.48
CC | 673.31 | 673.31 | 673.31 | 673.31 | 582.39 | 0
CSP | 0 | 0 | 0 | 0 | 0 | 0
CT | 2.28 | 2.28 | 2.28 | 0 | 0 | 0
Coal | 9.09 | 9.09 | 9.09 | 9.09 | 9.09 | 9.09
Geo | 0 | 0 | 0 | 0 | 0 | 0
H | 0 | 0 | 0 | 0 | 0 | 0
LFG | 2.19 | 32.86 | 32.86 | 30.67 | 30.67 | 0
Nuc | 0 | 0 | 0 | 0 | 0 | 0
PS | 0 | 0 | 0 | 0 | 0 | 0
PV | 11.04 | 11.04 | 11.04 | 11.04 | 0 | 0
PeakG | 0 | 0 | 0 | 0 | 0 | 0
PeakO | 0 | 0 | 0 | 0 | 0 | 0
ST | 0 | 0 | 0 | 0 | 0 | 0
STOG | 0 | 0 | 0 | 0 | 0 | 0
STWD | 0 | 0 | 0 | 0 | 0 | 0
WT | 300.12 | 300.12 | 300.12 | 300.12 | 4.72 | 4.72
IGCC | 0 | 0 | 0 | 0 | 0 | 0
DemandResponse | 0 | 0 | 0 | 0 | 0 | 0
IGCC-CCS | 0 | 0 | 0 | 0 | 0 | 0
WT_off | 0 | 0 | 540.35 | 540.35 | 540.35 | 4715.77
PseudoUnit | 0 | 0 | 0 | 0 | 0 | 0
FixedInterchange | 0 | 0 | 0 | 0 | 0 | 0
Levelized Capital Costs by Reporting Type: PJM_ROM
ReportingType | 2015 | 2020 | 2025 | 2030 | 2035 | 2040
BM | 7.8 | 7.8 | 7.8 | 7.8 | 869.99 | 869.99
CC | 232.92 | 232.92 | 232.92 | 232.92 | 232.92 | 0
CSP | 0 | 0 | 0 | 0 | 0 | 0
CT | 1.4 | 1.4 | 1.4 | 1.4 | 0 | 0
Coal | 10.21 | 10.21 | 10.21 | 10.21 | 10.21 | 10.21
Geo | 0 | 0 | 0 | 0 | 0 | 0
H | 0 | 0 | 223.48 | 223.48 | 223.48 | 223.48
LFG | 3.93 | 57.29 | 57.29 | 55.71 | 53.36 | 0
Nuc | 0 | 0 | 0 | 0 | 1277.21 | 2466.05
PS | 0 | 0 | 0 | 0 | 0 | 0
PV | 0 | 474.3 | 718.2 | 772.8 | 776.91 | 322.25
PeakG | 0 | 0 | 0 | 0 | 0 | 0
PeakO | 0 | 0 | 0 | 0 | 0 | 0
ST | 0 | 0 | 0 | 0 | 0 | 0
STOG | 0 | 0 | 0 | 0 | 0 | 0
STWD | 0 | 0 | 0 | 0 | 0 | 0
WT | 113.55 | 281.73 | 281.73 | 254.32 | 1457 | 1288.83
IGCC | 0 | 0 | 0 | 0 | 0 | 0
DemandResponse | 0 | 0 | 0 | 0 | 0 | 0
IGCC-CCS | 0 | 0 | 0 | 0 | 0 | 0
WT_off | 0 | 0 | 0 | 0 | 0 | 5216.77
PseudoUnit | 0 | 0 | 0 | 0 | 0 | 0
FixedInterchange | 0 | 0 | 0 | 0 | 0 | 0
Levelized Capital Costs by Reporting Type: PJM_ROR
ReportingType | 2015 | 2020 | 2025 | 2030 | 2035 | 2040
BM | 165.77 | 165.77 | 165.77 | 165.77 | 165.77 | 3695.9
CC | 2125.99 | 2797.39 | 2797.39 | 2797.39 | 2777.3 | 671.4
CSP | 0 | 0 | 0 | 0 | 0 | 0
CT | 2.4 | 2.4 | 2.4 | 2.4 | 0 | 0
Coal | 648.6 | 648.6 | 648.6 | 648.6 | 648.6 | 648.6
Geo | 0 | 0 | 0 | 0 | 0 | 0
H | 0 | 174.52 | 174.52 | 174.52 | 174.52 | 174.52
LFG | 11.72 | 113.04 | 113.04 | 107.38 | 101.31 | 0
Nuc | 0 | 0 | 0 | 0 | 1977.75 | 11213.71
PS | 0 | 0 | 0 | 0 | 0 | 0
PV | 0 | 0 | 66.41 | 68.87 | 68.87 | 68.87
PeakG | 0 | 0 | 0 | 0 | 0 | 0
PeakO | 0 | 0 | 0 | 0 | 0 | 0
ST | 0 | 0 | 0 | 0 | 0 | 0
STOG | 0 | 0 | 0 | 0 | 0 | 0
STWD | 0 | 0 | 0 | 0 | 0 | 0
WT | 1894.89 | 1934.85 | 3323.79 | 10499.14 | 9391.1 | 9351.14
IGCC | 0 | 0 | 0 | 0 | 0 | 0
DemandResponse | 0 | 0 | 0 | 0 | 0 | 0
IGCC-CCS | 0 | 0 | 0 | 0 | 0 | 0
WT_off | 0 | 0 | 0 | 0 | 0 | 0
PseudoUnit | 0 | 0 | 0 | 0 | 0 | 0
FixedInterchange | 0 | 0 | 0 | 0 | 0 | 0
Levelized Capital Costs by Reporting Type: SOCO
ReportingType | 2015 | 2020 | 2025 | 2030 | 2035 | 2040
BM | 21 | 21 | 21 | 21 | 2130.47 | 2130.99
CC | 781.06 | 1308.41 | 1308.41 | 1308.41 | 1308.41 | 527.35
CSP | 0 | 0 | 0 | 0 | 0 | 0
CT | 0 | 0 | 0 | 0 | 0 | 0
Coal | 0 | 0 | 0 | 0 | 0 | 0
Geo | 0 | 0 | 0 | 0 | 0 | 0
H | 0 | 0 | 0 | 0 | 0 | 0
LFG | 0 | 0 | 19.65 | 19.65 | 19.65 | 19.65
Nuc | 0 | 1254.21 | 1254.21 | 5942.82 | 7471.72 | 11914.94
PS | 0 | 0 | 0 | 0 | 0 | 0
PV | 0 | 0 | 0 | 0 | 0 | 0
PeakG | 0 | 0 | 0 | 0 | 0 | 0
PeakO | 0 | 0 | 0 | 0 | 0 | 0
ST | 0 | 0 | 0 | 0 | 0 | 0
STOG | 0 | 0 | 0 | 0 | 0 | 0
STWD | 0 | 0 | 0 | 0 | 0 | 0
WT | 0 | 0 | 0 | 0 | 20.78 | 20.78
IGCC | 0 | 0 | 0 | 0 | 0 | 0
DemandResponse | 0 | 0 | 0 | 0 | 0 | 0
IGCC-CCS | 0 | 0 | 0 | 0 | 0 | 0
WT_off | 0 | 0 | 0 | 0 | 0 | 0
PseudoUnit | 0 | 0 | 0 | 0 | 0 | 0
FixedInterchange | 0 | 0 | 0 | 0 | 0 | 0
Levelized Capital Costs by Reporting Type: SPP_N
ReportingType | 2015 | 2020 | 2025 | 2030 | 2035 | 2040
BM | 0 | 0 | 0 | 0 | 1800.83 | 1942.15
CC | 154.41 | 459.04 | 459.04 | 459.04 | 459.04 | 304.63
CSP | 0 | 0 | 0 | 0 | 0 | 0
CT | 0 | 0 | 0 | 0 | 0 | 0
Coal | 128.56 | 128.56 | 128.56 | 128.56 | 128.56 | 128.56
Geo | 0 | 0 | 0 | 0 | 0 | 0
H | 0 | 0 | 0 | 0 | 0 | 0
LFG | 0 | 0 | 17.63 | 17.63 | 17.63 | 17.63
Nuc | 0 | 0 | 0 | 0 | 0 | 0
PS | 0 | 0 | 0 | 0 | 0 | 0
PV | 0 | 0 | 0 | 0 | 0 | 0
PeakG | 0 | 0 | 0 | 0 | 0 | 0
PeakO | 0 | 0 | 0 | 0 | 0 | 0
ST | 0 | 0 | 0 | 0 | 0 | 0
STOG | 0 | 0 | 0 | 0 | 0 | 0
STWD | 0 | 0 | 0 | 0 | 0 | 0
WT | 0 | 2570.58 | 2570.58 | 2570.58 | 2584.42 | 208.01
IGCC | 0 | 0 | 0 | 0 | 0 | 0
DemandResponse | 0 | 0 | 0 | 0 | 0 | 0
IGCC-CCS | 0 | 0 | 0 | 0 | 0 | 0
WT_off | 0 | 0 | 0 | 0 | 0 | 0
PseudoUnit | 0 | 0 | 0 | 0 | 0 | 0
FixedInterchange | 0 | 0 | 0 | 0 | 0 | 0
Levelized Capital Costs by Reporting Type: SPP_S
ReportingType | 2015 | 2020 | 2025 | 2030 | 2035 | 2040
BM | 0 | 0 | 0 | 0 | 751.57 | 1316.66
CC | 0 | 535.35 | 535.35 | 535.35 | 535.35 | 535.35
CSP | 0 | 0 | 0 | 0 | 0 | 0
CT | 33.21 | 56.93 | 56.93 | 56.93 | 23.72 | 0
Coal | 273.14 | 273.14 | 273.14 | 273.14 | 273.14 | 273.14
Geo | 0 | 0 | 0 | 0 | 0 | 0
H | 0 | 0 | 0 | 30 | 30 | 30
LFG | 0 | 0 | 17.63 | 17.63 | 17.63 | 17.63
Nuc | 0 | 0 | 0 | 816.26 | 816.26 | 816.26
PS | 0 | 0 | 0 | 0 | 0 | 0
PV | 0 | 0 | 0 | 0 | 0 | 0
PeakG | 0 | 0 | 0 | 0 | 0 | 0
PeakO | 0 | 0 | 0 | 0 | 0 | 0
ST | 0 | 0 | 0 | 0 | 0 | 0
STOG | 0 | 0 | 0 | 0 | 0 | 0
STWD | 0 | 0 | 0 | 0 | 0 | 0
WT | 92.65 | 5989.71 | 5989.71 | 5989.71 | 5897.07 | 0
IGCC | 0 | 0 | 0 | 0 | 0 | 0
DemandResponse | 0 | 0 | 0 | 0 | 0 | 0
IGCC-CCS | 0 | 0 | 0 | 0 | 0 | 0
WT_off | 0 | 0 | 0 | 0 | 0 | 0
PseudoUnit | 0 | 0 | 0 | 0 | 0 | 0
FixedInterchange | 0 | 0 | 0 | 0 | 0 | 0
Levelized Capital Costs by Reporting Type: TVA
ReportingType | 2015 | 2020 | 2025 | 2030 | 2035 | 2040
BM | 0 | 0 | 0 | 0 | 2368.02 | 2368.02
CC | 493.1 | 996.84 | 996.84 | 996.84 | 962.37 | 503.74
CSP | 0 | 0 | 0 | 0 | 0 | 0
CT | 0 | 0 | 0 | 0 | 0 | 0
Coal | 0 | 0 | 0 | 0 | 0 | 0
Geo | 0 | 0 | 0 | 0 | 0 | 0
H | 0 | 0 | 8.9 | 8.9 | 8.9 | 8.9
LFG | 0 | 0 | 19.35 | 19.35 | 19.35 | 19.35
Nuc | 684.91 | 684.91 | 684.91 | 684.91 | 2077.31 | 4651.54
PS | 0 | 0 | 0 | 0 | 0 | 0
PV | 0 | 0 | 0 | 0 | 0 | 0
PeakG | 0 | 0 | 0 | 0 | 0 | 0
PeakO | 0 | 0 | 0 | 0 | 0 | 0
ST | 0 | 0 | 0 | 0 | 0 | 0
STOG | 0 | 0 | 0 | 0 | 0 | 0
STWD | 0 | 0 | 0 | 0 | 0 | 0
WT | 0 | 0 | 0 | 0 | 20.59 | 20.59
IGCC | 0 | 0 | 0 | 0 | 0 | 0
DemandResponse | 0 | 0 | 0 | 0 | 0 | 0
IGCC-CCS | 0 | 0 | 0 | 0 | 0 | 0
WT_off | 0 | 0 | 0 | 0 | 0 | 0
PseudoUnit | 0 | 0 | 0 | 0 | 0 | 0
FixedInterchange | 0 | 0 | 0 | 0 | 0 | 0
Levelized Capital Costs by Reporting Type: TVA_Transmission
ReportingType | 2015 | 2020 | 2025 | 2030 | 2035 | 2040
BM | 0 | 0 | 0 | 0 | 0 | 0
CC | 0 | 0 | 0 | 0 | 0 | 0
CSP | 0 | 0 | 0 | 0 | 0 | 0
CT | 0 | 0 | 0 | 0 | 0 | 0
Coal | 0 | 0 | 0 | 0 | 0 | 0
Geo | 0 | 0 | 0 | 0 | 0 | 0
H | 0 | 0 | 0 | 0 | 0 | 0
LFG | 0 | 0 | 0 | 0 | 0 | 0
Nuc | 0 | 0 | 0 | 0 | 0 | 0
PS | 0 | 0 | 0 | 0 | 0 | 0
PV | 0 | 0 | 0 | 0 | 0 | 0
PeakG | 0 | 0 | 0 | 0 | 0 | 0
PeakO | 0 | 0 | 0 | 0 | 0 | 0
ST | 0 | 0 | 0 | 0 | 0 | 0
STOG | 0 | 0 | 0 | 0 | 0 | 0
STWD | 0 | 0 | 0 | 0 | 0 | 0
WT | 0 | 0 | 0 | 0 | 0 | 0
IGCC | 0 | 0 | 0 | 0 | 0 | 0
DemandResponse | 0 | 0 | 0 | 0 | 0 | 0
IGCC-CCS | 0 | 0 | 0 | 0 | 0 | 0
WT_off | 0 | 0 | 0 | 0 | 0 | 0
PseudoUnit | 0 | 0 | 0 | 0 | 0 | 0
FixedInterchange | 0 | 0 | 0 | 0 | 0 | 0
Levelized Capital Costs by Reporting Type: VACAR
ReportingType | 2015 | 2020 | 2025 | 2030 | 2035 | 2040
BM | 0.34 | 58.51 | 227.66 | 231.66 | 231.66 | 1869.58
CC | 1684.58 | 1684.58 | 1684.58 | 1684.58 | 1684.58 | 0
CSP | 0 | 0 | 0 | 0 | 0 | 0
CT | 60.99 | 60.99 | 60.99 | 0 | 0 | 0
Coal | 220.45 | 220.45 | 220.45 | 220.45 | 220.45 | 220.45
Geo | 0 | 0 | 0 | 0 | 0 | 0
H | 0 | 0 | 0 | 0 | 0 | 0
LFG | 0.06 | 19.57 | 19.57 | 19.57 | 19.51 | 0
Nuc | 0 | 1320.06 | 2562.34 | 3291.44 | 3291.44 | 3291.44
PS | 0 | 0 | 0 | 0 | 0 | 0
PV | 0 | 42.44 | 43.12 | 43.36 | 43.36 | 1.79
PeakG | 0 | 0 | 0 | 0 | 0 | 0
PeakO | 0 | 0 | 0 | 0 | 0 | 0
ST | 0 | 0 | 0 | 0 | 0 | 0
STOG | 0 | 0 | 0 | 0 | 0 | 0
STWD | 0 | 0 | 0 | 0 | 0 | 0
WT | 0.19 | 740.59 | 740.59 | 740.59 | 740.4 | 0
IGCC | 0 | 0 | 0 | 0 | 0 | 0
DemandResponse | 0 | 0 | 0 | 0 | 0 | 0
IGCC-CCS | 0 | 0 | 0 | 0 | 0 | 0
WT_off | 0.53 | 0.53 | 0.53 | 0.53 | 12440.77 | 17350.26
PseudoUnit | 0 | 0 | 0 | 0 | 0 | 0
FixedInterchange | 0 | 0 | 0 | 0 | 0 | 0
Levelized Capital Costs by Reporting Type: IESO
ReportingType | 2015 | 2020 | 2025 | 2030 | 2035 | 2040
BM | 144.8 | 144.8 | 144.8 | 144.8 | 144.8 | 144.8
CC | 175.41 | 175.41 | 175.41 | 175.41 | 175.41 | 0
CSP | 0 | 0 | 0 | 0 | 0 | 0
CT | 41.8 | 41.8 | 41.8 | 41.8 | 0 | 0
Coal | 0 | 0 | 0 | 0 | 0 | 0
Geo | 0 | 0 | 0 | 0 | 0 | 0
H | 0 | 0 | 0 | 1.78 | 98.84 | 98.84
LFG | 5.12 | 5.12 | 5.12 | 5.29 | 0.17 | 0.17
Nuc | 0 | 0 | 0 | 0 | 0 | 0
PS | 0 | 0 | 0 | 0 | 0 | 0
PV | 539.74 | 539.74 | 539.74 | 539.74 | 0 | 0
PeakG | 0 | 0 | 0 | 0 | 0 | 0
PeakO | 0 | 0 | 0 | 0 | 0 | 0
ST | 0 | 0 | 0 | 0 | 0 | 0
STOG | 0 | 0 | 0 | 0 | 0 | 0
STWD | 0 | 0 | 0 | 0 | 0 | 0
WT | 660.4 | 660.4 | 660.4 | 660.4 | 0 | 0
IGCC | 0 | 0 | 0 | 0 | 0 | 0
DemandResponse | 0 | 0 | 0 | 0 | 0 | 0
IGCC-CCS | 0 | 0 | 0 | 0 | 0 | 0
WT_off | 0 | 0 | 0 | 0 | 0 | 0
PseudoUnit | 0 | 0 | 0 | 0 | 0 | 0
FixedInterchange | 0 | 0 | 0 | 0 | 0 | 0
Levelized Capital Costs by Reporting Type: MAPP_CA
ReportingType | 2015 | 2020 | 2025 | 2030 | 2035 | 2040
BM | 0 | 0 | 0 | 0 | 0 | 0
CC | 30.91 | 30.91 | 30.91 | 30.91 | 30.91 | 0
CSP | 0 | 0 | 0 | 0 | 0 | 0
CT | 0 | 0 | 0 | 0 | 0 | 0
Coal | 0 | 0 | 0 | 0 | 0 | 0
Geo | 0 | 0 | 0 | 0 | 0 | 0
H | 0 | 241.14 | 733.92 | 1544.78 | 1544.78 | 1544.78
LFG | 0 | 0 | 0 | 0 | 0 | 0
Nuc | 0 | 0 | 0 | 0 | 0 | 0
PS | 0 | 0 | 0 | 0 | 0 | 0
PV | 0 | 0 | 0 | 0 | 0 | 0
PeakG | 0 | 0 | 0 | 0 | 0 | 0
PeakO | 0 | 0 | 0 | 0 | 0 | 0
ST | 0 | 0 | 0 | 0 | 0 | 0
STOG | 0 | 0 | 0 | 0 | 0 | 0
STWD | 0 | 0 | 0 | 0 | 0 | 0
WT | 87.23 | 87.23 | 87.23 | 87.23 | 0 | 0
IGCC | 0 | 0 | 0 | 0 | 0 | 0
DemandResponse | 0 | 0 | 0 | 0 | 0 | 0
IGCC-CCS | 0 | 0 | 0 | 0 | 0 | 0
WT_off | 0 | 0 | 0 | 0 | 0 | 0
PseudoUnit | 0 | 0 | 0 | 0 | 0 | 0
FixedInterchange | 0 | 0 | 0 | 0 | 0 | 0
Levelized Capital Costs by Reporting Type: AZ_NM_SNV_Coal
ReportingType | 2015 | 2020 | 2025 | 2030 | 2035 | 2040
BM | 0 | 0 | 0 | 0 | 0 | 0
CC | 0 | 0 | 0 | 0 | 0 | 0
CSP | 0 | 0 | 0 | 0 | 0 | 0
CT | 0 | 0 | 0 | 0 | 0 | 0
Coal | 0 | 0 | 0 | 0 | 0 | 0
Geo | 0 | 0 | 0 | 0 | 0 | 0
H | 0 | 0 | 0 | 0 | 0 | 0
LFG | 0 | 0 | 0 | 0 | 0 | 0
Nuc | 0 | 0 | 0 | 0 | 0 | 0
PS | 0 | 0 | 0 | 0 | 0 | 0
PV | 0 | 0 | 0 | 0 | 0 | 0
PeakG | 0 | 0 | 0 | 0 | 0 | 0
PeakO | 0 | 0 | 0 | 0 | 0 | 0
ST | 0 | 0 | 0 | 0 | 0 | 0
STOG | 0 | 0 | 0 | 0 | 0 | 0
STWD | 0 | 0 | 0 | 0 | 0 | 0
WT | 0 | 0 | 0 | 0 | 0 | 0
IGCC | 0 | 0 | 0 | 0 | 0 | 0
DemandResponse | 0 | 0 | 0 | 0 | 0 | 0
IGCC-CCS | 0 | 0 | 0 | 0 | 0 | 0
WT_off | 0 | 0 | 0 | 0 | 0 | 0
PseudoUnit | 0 | 0 | 0 | 0 | 0 | 0
FixedInterchange | 0 | 0 | 0 | 0 | 0 | 0
Levelized Capital Costs by Reporting Type: AZ_NM_SNV_Gas
ReportingType | 2015 | 2020 | 2025 | 2030 | 2035 | 2040
BM | 0 | 0 | 0 | 0 | 0 | 0
CC | 79.32 | 260.08 | 260.08 | 260.08 | 260.08 | 180.76
CSP | 0 | 0 | 0 | 0 | 0 | 0
CT | 63.7 | 63.7 | 63.7 | 63.7 | 0 | 0
Coal | 0 | 0 | 0 | 0 | 0 | 0
Geo | 0 | 0 | 0 | 0 | 0 | 0
H | 0 | 0 | 0 | 0 | 0 | 0
LFG | 0 | 0 | 0 | 0 | 0 | 0
Nuc | 0 | 0 | 0 | 0 | 0 | 0
PS | 0 | 0 | 0 | 0 | 0 | 0
PV | 0 | 0 | 0 | 0 | 0 | 0
PeakG | 0 | 0 | 0 | 0 | 0 | 0
PeakO | 0 | 0 | 0 | 0 | 0 | 0
ST | 0 | 0 | 0 | 0 | 0 | 0
STOG | 0 | 0 | 0 | 0 | 0 | 0
STWD | 0 | 0 | 0 | 0 | 0 | 0
WT | 0 | 0 | 0 | 0 | 0 | 0
IGCC | 0 | 0 | 0 | 0 | 0 | 0
DemandResponse | 0 | 0 | 0 | 0 | 0 | 0
IGCC-CCS | 0 | 0 | 0 | 0 | 0 | 0
WT_off | 0 | 0 | 0 | 0 | 0 | 0
PseudoUnit | 0 | 0 | 0 | 0 | 0 | 0
FixedInterchange | 0 | 0 | 0 | 0 | 0 | 0
Levelized Capital Costs by Reporting Type: AZ_NM_SNV_NucRenew
ReportingType | 2015 | 2020 | 2025 | 2030 | 2035 | 2040
BM | 0 | 0 | 0 | 0 | 0 | 306.34
CC | 0 | 0 | 0 | 0 | 0 | 0
CSP | 0 | 0 | 0 | 0 | 0 | 0
CT | 0 | 0 | 0 | 0 | 0 | 0
Coal | 0 | 0 | 0 | 0 | 0 | 0
Geo | 0 | 0 | 369.64 | 369.64 | 369.64 | 369.64
H | 0 | 0 | 0 | 0 | 0 | 0
LFG | 0 | 0 | 11.41 | 11.41 | 11.41 | 11.41
Nuc | 0 | 0 | 0 | 1781.6 | 5628.38 | 5628.38
PS | 0 | 0 | 0 | 0 | 0 | 0
PV | 34.88 | 34.88 | 34.88 | 34.88 | 0 | 0
PeakG | 0 | 0 | 0 | 0 | 0 | 0
PeakO | 0 | 0 | 0 | 0 | 0 | 0
ST | 101.35 | 245.31 | 312.9 | 289.93 | 405.49 | 261.53
STOG | 0 | 0 | 0 | 0 | 0 | 0
STWD | 0 | 0 | 0 | 0 | 0 | 0
WT | 14.28 | 2481.9 | 2481.9 | 2481.9 | 2467.61 | 0
IGCC | 0 | 0 | 0 | 0 | 0 | 0
DemandResponse | 0 | 0 | 0 | 0 | 0 | 0
IGCC-CCS | 0 | 0 | 0 | 0 | 0 | 0
WT_off | 0 | 0 | 0 | 0 | 0 | 0
PseudoUnit | 0 | 0 | 0 | 0 | 0 | 0
FixedInterchange | 0 | 0 | 0 | 0 | 0 | 0
Levelized Capital Costs by Reporting Type: ERCOT
ReportingType | 2015 | 2020 | 2025 | 2030 | 2035 | 2040
BM | 54.69 | 54.69 | 54.69 | 54.69 | 1311.48 | 1311.48
CC | 1752.22 | 1752.22 | 1752.22 | 1752.22 | 1752.22 | 0
CSP | 0 | 0 | 0 | 0 | 0 | 0
CT | 20.97 | 20.97 | 20.97 | 20.97 | 0 | 0
Coal | 540.38 | 540.38 | 540.38 | 540.38 | 540.38 | 540.38
Geo | 0 | 0 | 0 | 0 | 0 | 0
H | 0 | 0 | 0 | 0 | 0 | 0
LFG | 0 | 0 | 63.77 | 63.77 | 63.77 | 63.77
Nuc | 0 | 0 | 0 | 913.86 | 6075.2 | 8680.58
PS | 0 | 0 | 0 | 0 | 0 | 0
PV | 4.89 | 4.89 | 4.89 | 4.89 | 0 | 0
PeakG | 0 | 0 | 0 | 0 | 0 | 0
PeakO | 0 | 0 | 0 | 0 | 0 | 0
ST | 0 | 0 | 0 | 0 | 0 | 0
STOG | 0 | 0 | 0 | 0 | 0 | 0
STWD | 0 | 0 | 0 | 0 | 0 | 0
WT | 72.7 | 72.7 | 3730.85 | 3730.85 | 3658.15 | 3705.84
IGCC | 0 | 0 | 0 | 0 | 0 | 0
DemandResponse | 0 | 0 | 0 | 0 | 0 | 0
IGCC-CCS | 0 | 0 | 0 | 0 | 0 | 0
WT_off | 0 | 0 | 0 | 0 | 0 | 0
PseudoUnit | 0 | 0 | 0 | 0 | 0 | 0
FixedInterchange | 0 | 0 | 0 | 0 | 0 | 0
Levelized Capital Costs by Reporting Type: NP15
ReportingType | 2015 | 2020 | 2025 | 2030 | 2035 | 2040
BM | 0 | 0 | 0 | 0 | 0 | 284.36
CC | 219.63 | 308.09 | 308.09 | 308.09 | 308.09 | 88.46
CSP | 0 | 0 | 0 | 0 | 0 | 0
CT | 17.85 | 17.85 | 17.85 | 17.85 | 0 | 0
Coal | 0 | 0 | 0 | 0 | 0 | 0
Geo | 0 | 176.82 | 185.8 | 185.8 | 185.8 | 8.98
H | 0 | 0 | 0 | 0 | 0 | 0
LFG | 0 | 84.26 | 124.75 | 124.75 | 124.75 | 40.49
Nuc | 0 | 0 | 0 | 2597.44 | 4166.34 | 4651.69
PS | 0 | 0 | 0 | 0 | 0 | 0
PV | 2.79 | 2.79 | 2.79 | 2.79 | 0 | 0
PeakG | 0 | 0 | 0 | 0 | 0 | 0
PeakO | 0 | 0 | 0 | 0 | 0 | 0
ST | 12.6 | 12.6 | 12.6 | 12.6 | 0 | 0
STOG | 0 | 0 | 0 | 0 | 0 | 0
STWD | 0 | 0 | 0 | 0 | 0 | 0
WT | 26.07 | 837.92 | 837.92 | 837.71 | 3249.12 | 2645.76
IGCC | 0 | 0 | 0 | 0 | 0 | 0
DemandResponse | 0 | 0 | 0 | 0 | 0 | 0
IGCC-CCS | 0 | 0 | 0 | 0 | 0 | 0
WT_off | 0 | 0 | 0 | 0 | 0 | 0
PseudoUnit | 0 | 0 | 0 | 0 | 0 | 0
FixedInterchange | 0 | 0 | 0 | 0 | 0 | 0
Levelized Capital Costs by Reporting Type: NWPP_Coal
ReportingType | 2015 | 2020 | 2025 | 2030 | 2035 | 2040
BM | 0 | 0 | 0 | 0 | 0 | 0
CC | 0 | 0 | 0 | 0 | 0 | 0
CSP | 0 | 0 | 0 | 0 | 0 | 0
CT | 0 | 0 | 0 | 0 | 0 | 0
Coal | 0 | 0 | 0 | 0 | 0 | 0
Geo | 0 | 0 | 0 | 0 | 0 | 0
H | 0 | 0 | 0 | 0 | 0 | 0
LFG | 0 | 0 | 0 | 0 | 0 | 0
Nuc | 0 | 0 | 0 | 0 | 0 | 0
PS | 0 | 0 | 0 | 0 | 0 | 0
PV | 0 | 0 | 0 | 0 | 0 | 0
PeakG | 0 | 0 | 0 | 0 | 0 | 0
PeakO | 0 | 0 | 0 | 0 | 0 | 0
ST | 0 | 0 | 0 | 0 | 0 | 0
STOG | 0 | 0 | 0 | 0 | 0 | 0
STWD | 0 | 0 | 0 | 0 | 0 | 0
WT | 0 | 0 | 0 | 0 | 0 | 0
IGCC | 0 | 0 | 0 | 0 | 0 | 0
DemandResponse | 0 | 0 | 0 | 0 | 0 | 0
IGCC-CCS | 0 | 0 | 0 | 0 | 0 | 0
WT_off | 0 | 0 | 0 | 0 | 0 | 0
PseudoUnit | 0 | 0 | 0 | 0 | 0 | 0
FixedInterchange | 0 | 0 | 0 | 0 | 0 | 0
Levelized Capital Costs by Reporting Type: NWPP_Gas
ReportingType | 2015 | 2020 | 2025 | 2030 | 2035 | 2040
BM | 0 | 0 | 0 | 0 | 0 | 0
CC | 33.4 | 224.97 | 224.97 | 224.97 | 224.97 | 191.57
CSP | 0 | 0 | 0 | 0 | 0 | 0
CT | 13.02 | 13.02 | 13.02 | 13.02 | 0 | 0
Coal | 0 | 0 | 0 | 0 | 0 | 0
Geo | 0 | 0 | 0 | 0 | 0 | 0
H | 0 | 0 | 0 | 0 | 0 | 0
LFG | 0 | 0 | 0 | 0 | 0 | 0
Nuc | 0 | 0 | 0 | 0 | 0 | 0
PS | 0 | 0 | 0 | 0 | 0 | 0
PV | 0 | 0 | 0 | 0 | 0 | 0
PeakG | 0 | 0 | 0 | 0 | 0 | 0
PeakO | 0 | 0 | 0 | 0 | 0 | 0
ST | 0 | 0 | 0 | 0 | 0 | 0
STOG | 0 | 0 | 0 | 0 | 0 | 0
STWD | 0 | 0 | 0 | 0 | 0 | 0
WT | 0 | 0 | 0 | 0 | 0 | 0
IGCC | 0 | 0 | 0 | 0 | 0 | 0
DemandResponse | 0 | 0 | 0 | 0 | 0 | 0
IGCC-CCS | 0 | 0 | 0 | 0 | 0 | 0
WT_off | 0 | 0 | 0 | 0 | 0 | 0
PseudoUnit | 0 | 0 | 0 | 0 | 0 | 0
FixedInterchange | 0 | 0 | 0 | 0 | 0 | 0
Levelized Capital Costs by Reporting Type: NWPP_NucRenew
ReportingType | 2015 | 2020 | 2025 | 2030 | 2035 | 2040
BM | 13.89 | 13.89 | 13.89 | 13.89 | 13.89 | 949.9
CC | 0 | 0 | 0 | 0 | 0 | 0
CSP | 0 | 0 | 0 | 0 | 0 | 0
CT | 0 | 0 | 0 | 0 | 0 | 0
Coal | 0 | 0 | 0 | 0 | 0 | 0
Geo | 24.88 | 24.88 | 135.71 | 135.71 | 110.83 | 110.83
H | 0 | 0 | 0 | 0 | 110.42 | 110.42
LFG | 5.02 | 5.02 | 50.73 | 50.73 | 45.71 | 45.71
Nuc | 0 | 0 | 0 | 0 | 2150.05 | 2156.41
PS | 0 | 0 | 0 | 0 | 0 | 0
PV | 0 | 0 | 0 | 0 | 0 | 0
PeakG | 0 | 0 | 0 | 0 | 0 | 0
PeakO | 0 | 0 | 0 | 0 | 0 | 0
ST | 0 | 0 | 0 | 0 | 0 | 0
STOG | 0 | 0 | 0 | 0 | 0 | 0
STWD | 0 | 0 | 0 | 0 | 0 | 0
WT | 238.86 | 238.86 | 238.86 | 4997.97 | 4759.11 | 5276.08
IGCC | 0 | 0 | 0 | 0 | 0 | 0
DemandResponse | 0 | 0 | 0 | 0 | 0 | 0
IGCC-CCS | 0 | 0 | 0 | 0 | 0 | 0
WT_off | 0 | 0 | 0 | 0 | 0 | 0
PseudoUnit | 0 | 0 | 0 | 0 | 0 | 0
FixedInterchange | 0 | 0 | 0 | 0 | 0 | 0
Levelized Capital Costs by Reporting Type: RMPA
ReportingType | 2015 | 2020 | 2025 | 2030 | 2035 | 2040
BM | 0 | 0 | 0 | 0 | 448.35 | 613.57
CC | 0 | 145.84 | 145.84 | 145.84 | 145.84 | 145.84
CSP | 0 | 0 | 0 | 0 | 0 | 0
CT | 15.2 | 15.2 | 15.2 | 15.2 | 0 | 0
Coal | 108.63 | 108.63 | 108.63 | 108.63 | 108.63 | 108.63
Geo | 0 | 15.23 | 659.52 | 659.52 | 659.52 | 644.29
H | 0 | 0 | 0 | 0 | 0 | 0
LFG | 0.28 | 0.28 | 5.7 | 5.7 | 5.43 | 5.43
Nuc | 0 | 0 | 41.64 | 1060.84 | 1060.84 | 1060.84
PS | 0 | 0 | 0 | 0 | 0 | 0
PV | 0.37 | 0.37 | 0.37 | 0.37 | 0 | 0
PeakG | 0 | 0 | 0 | 0 | 0 | 0
PeakO | 0 | 0 | 0 | 0 | 0 | 0
ST | 1.07 | 121.85 | 121.85 | 123.5 | 122.43 | 1.65
STOG | 0 | 0 | 0 | 0 | 0 | 0
STWD | 0 | 0 | 0 | 0 | 0 | 0
WT | 172.66 | 934.8 | 934.8 | 1044.53 | 871.87 | 137.49
IGCC | 0 | 0 | 0 | 0 | 0 | 0
DemandResponse | 0 | 0 | 0 | 0 | 0 | 0
IGCC-CCS | 0 | 0 | 0 | 0 | 0 | 0
WT_off | 0 | 0 | 0 | 0 | 0 | 0
PseudoUnit | 0 | 0 | 0 | 0 | 0 | 0
FixedInterchange | 0 | 0 | 0 | 0 | 0 | 0
Levelized Capital Costs by Reporting Type: SP15
ReportingType | 2015 | 2020 | 2025 | 2030 | 2035 | 2040
BM | 2.9 | 2.9 | 2.9 | 2.9 | 2.9 | 277.88
CC | 409.27 | 409.27 | 409.27 | 409.27 | 409.27 | 0
CSP | 0 | 0 | 0 | 0 | 0 | 0
CT | 0 | 0 | 0 | 0 | 0 | 0
Coal | 0 | 0 | 0 | 0 | 0 | 0
Geo | 14.26 | 385.19 | 385.19 | 370.93 | 370.93 | 0
H | 0 | 0 | 0 | 0 | 0 | 0
LFG | 2.09 | 125.04 | 125.04 | 124.8 | 122.95 | 0
Nuc | 0 | 0 | 0 | 516.71 | 873.81 | 2032.71
PS | 0 | 0 | 0 | 0 | 0 | 0
PV | 1.62 | 1.62 | 1.62 | 1.62 | 0 | 0
PeakG | 0 | 0 | 0 | 0 | 0 | 0
PeakO | 0 | 0 | 0 | 0 | 0 | 0
ST | 191.39 | 191.39 | 191.39 | 191.39 | 874.33 | 1177.74
STOG | 0 | 0 | 0 | 0 | 0 | 0
STWD | 0 | 0 | 0 | 0 | 0 | 0
WT | 193.26 | 418.82 | 3599.87 | 3599.87 | 3406.61 | 3181.05
IGCC | 0 | 0 | 0 | 0 | 0 | 0
DemandResponse | 0 | 0 | 0 | 0 | 0 | 0
IGCC-CCS | 0 | 0 | 0 | 0 | 0 | 0
WT_off | 0 | 0 | 0 | 0 | 0 | 0
PseudoUnit | 0 | 0 | 0 | 0 | 0 | 0
FixedInterchange | 0 | 0 | 0 | 0 | 0 | 0
Levelized Capital Costs by Reporting Type: ALB
ReportingType | 2015 | 2020 | 2025 | 2030 | 2035 | 2040
BM | 0 | 0 | 0 | 0 | 0 | 0
CC | 0 | 0 | 0 | 0 | 0 | 0
CSP | 0 | 0 | 0 | 0 | 0 | 0
CT | 16.7 | 16.7 | 16.7 | 16.7 | 0 | 0
Coal | 147.62 | 147.62 | 147.62 | 147.62 | 147.62 | 147.62
Geo | 0 | 0 | 0 | 0 | 0 | 0
H | 0 | 0 | 0 | 0 | 0 | 0
LFG | 0 | 0 | 0 | 0 | 0 | 0
Nuc | 0 | 0 | 0 | 4953.87 | 5036.33 | 5115.18
PS | 0 | 0 | 0 | 0 | 0 | 0
PV | 0 | 0 | 0 | 0 | 0 | 0
PeakG | 0 | 0 | 0 | 0 | 0 | 0
PeakO | 0 | 0 | 0 | 0 | 0 | 0
ST | 0 | 0 | 0 | 0 | 0 | 0
STOG | 0 | 0 | 0 | 0 | 0 | 0
STWD | 0 | 0 | 0 | 0 | 0 | 0
WT | 2.54 | 2.54 | 2.54 | 2.54 | 23.83 | 23.83
IGCC | 0 | 0 | 0 | 0 | 0 | 0
DemandResponse | 0 | 0 | 0 | 0 | 0 | 0
IGCC-CCS | 0 | 0 | 0 | 0 | 0 | 0
WT_off | 0 | 0 | 0 | 0 | 0 | 0
PseudoUnit | 0 | 0 | 0 | 0 | 0 | 0
FixedInterchange | 0 | 0 | 0 | 0 | 0 | 0
Levelized Capital Costs by Reporting Type: BC
ReportingType | 2015 | 2020 | 2025 | 2030 | 2035 | 2040
BM | 0 | 0 | 0 | 0 | 0 | 0
CC | 48.45 | 48.45 | 48.45 | 48.45 | 48.45 | 0
CSP | 0 | 0 | 0 | 0 | 0 | 0
CT | 0 | 0 | 0 | 0 | 0 | 0
Coal | 0 | 0 | 0 | 0 | 0 | 0
Geo | 0 | 0 | 0 | 0 | 0 | 0
H | 0 | 0 | 0 | 0 | 0 | 0
LFG | 0 | 0 | 0 | 0 | 0 | 0
Nuc | 0 | 0 | 0 | 404.78 | 404.78 | 778.05
PS | 0 | 0 | 0 | 0 | 0 | 0
PV | 0 | 0 | 0 | 0 | 0 | 0
PeakG | 0 | 0 | 0 | 0 | 0 | 0
PeakO | 0 | 0 | 0 | 0 | 0 | 0
ST | 0 | 0 | 0 | 0 | 0 | 0
STOG | 0 | 0 | 0 | 0 | 0 | 0
STWD | 0 | 0 | 0 | 0 | 0 | 0
WT | 40.68 | 40.68 | 40.68 | 40.68 | 40.86 | 40.86
IGCC | 0 | 0 | 0 | 0 | 0 | 0
DemandResponse | 0 | 0 | 0 | 0 | 0 | 0
IGCC-CCS | 0 | 0 | 0 | 0 | 0 | 0
WT_off | 0 | 0 | 0 | 0 | 0 | 0
PseudoUnit | 0 | 0 | 0 | 0 | 0 | 0
FixedInterchange | 0 | 0 | 0 | 0 | 0 | 0
Levelized Capital Costs by Reporting Type: HQ_IESO
ReportingType | 2015 | 2020 | 2025 | 2030 | 2035 | 2040
BM | 0 | 0 | 0 | 0 | 0 | 0
CC | 0 | 0 | 0 | 0 | 0 | 0
CSP | 0 | 0 | 0 | 0 | 0 | 0
CT | 0 | 0 | 0 | 0 | 0 | 0
Coal | 0 | 0 | 0 | 0 | 0 | 0
Geo | 0 | 0 | 0 | 0 | 0 | 0
H | 0 | 0 | 0 | 0 | 0 | 0
LFG | 0 | 0 | 0 | 0 | 0 | 0
Nuc | 0 | 0 | 0 | 0 | 0 | 0
PS | 0 | 0 | 0 | 0 | 0 | 0
PV | 0 | 0 | 0 | 0 | 0 | 0
PeakG | 0 | 0 | 0 | 0 | 0 | 0
PeakO | 0 | 0 | 0 | 0 | 0 | 0
ST | 0 | 0 | 0 | 0 | 0 | 0
STOG | 0 | 0 | 0 | 0 | 0 | 0
STWD | 0 | 0 | 0 | 0 | 0 | 0
WT | 0 | 0 | 0 | 0 | 0 | 0
IGCC | 0 | 0 | 0 | 0 | 0 | 0
DemandResponse | 0 | 0 | 0 | 0 | 0 | 0
IGCC-CCS | 0 | 0 | 0 | 0 | 0 | 0
WT_off | 0 | 0 | 0 | 0 | 0 | 0
PseudoUnit | 0 | 0 | 0 | 28.98 | 28.98 | 28.98
FixedInterchange | 0 | 0 | 0 | 0 | 0 | 0
Levelized Capital Costs by Reporting Type: HQ_NEISO
ReportingType | 2015 | 2020 | 2025 | 2030 | 2035 | 2040
BM | 0 | 0 | 0 | 0 | 0 | 0
CC | 0 | 0 | 0 | 0 | 0 | 0
CSP | 0 | 0 | 0 | 0 | 0 | 0
CT | 0 | 0 | 0 | 0 | 0 | 0
Coal | 0 | 0 | 0 | 0 | 0 | 0
Geo | 0 | 0 | 0 | 0 | 0 | 0
H | 0 | 0 | 0 | 0 | 0 | 0
LFG | 0 | 0 | 0 | 0 | 0 | 0
Nuc | 0 | 0 | 0 | 0 | 0 | 0
PS | 0 | 0 | 0 | 0 | 0 | 0
PV | 0 | 0 | 0 | 0 | 0 | 0
PeakG | 0 | 0 | 0 | 0 | 0 | 0
PeakO | 0 | 0 | 0 | 0 | 0 | 0
ST | 0 | 0 | 0 | 0 | 0 | 0
STOG | 0 | 0 | 0 | 0 | 0 | 0
STWD | 0 | 0 | 0 | 0 | 0 | 0
WT | 0 | 0 | 0 | 0 | 0 | 0
IGCC | 0 | 0 | 0 | 0 | 0 | 0
DemandResponse | 0 | 0 | 0 | 0 | 0 | 0
IGCC-CCS | 0 | 0 | 0 | 0 | 0 | 0
WT_off | 0 | 0 | 0 | 0 | 0 | 0
PseudoUnit | 0 | 0 | 0 | 486.68 | 486.68 | 486.68
FixedInterchange | 0 | 0 | 0 | 0 | 0 | 0
Levelized Capital Costs by Reporting Type: HQ_NY
ReportingType | 2015 | 2020 | 2025 | 2030 | 2035 | 2040
BM | 0 | 0 | 0 | 0 | 0 | 0
CC | 0 | 0 | 0 | 0 | 0 | 0
CSP | 0 | 0 | 0 | 0 | 0 | 0
CT | 0 | 0 | 0 | 0 | 0 | 0
Coal | 0 | 0 | 0 | 0 | 0 | 0
Geo | 0 | 0 | 0 | 0 | 0 | 0
H | 0 | 0 | 0 | 0 | 0 | 0
LFG | 0 | 0 | 0 | 0 | 0 | 0
Nuc | 0 | 0 | 0 | 0 | 0 | 0
PS | 0 | 0 | 0 | 0 | 0 | 0
PV | 0 | 0 | 0 | 0 | 0 | 0
PeakG | 0 | 0 | 0 | 0 | 0 | 0
PeakO | 0 | 0 | 0 | 0 | 0 | 0
ST | 0 | 0 | 0 | 0 | 0 | 0
STOG | 0 | 0 | 0 | 0 | 0 | 0
STWD | 0 | 0 | 0 | 0 | 0 | 0
WT | 0 | 0 | 0 | 0 | 0 | 0
IGCC | 0 | 0 | 0 | 0 | 0 | 0
DemandResponse | 0 | 0 | 0 | 0 | 0 | 0
IGCC-CCS | 0 | 0 | 0 | 0 | 0 | 0
WT_off | 0 | 0 | 0 | 0 | 0 | 0
PseudoUnit | 0 | 0 | 824.05 | 824.05 | 824.05 | 824.05
FixedInterchange | 0 | 0 | 0 | 0 | 0 | 0
Levelized Capital Costs by Reporting Type: MARITIMES
ReportingType | 2015 | 2020 | 2025 | 2030 | 2035 | 2040
BM | 0 | 0 | 0 | 0 | 0 | 0
CC | 0 | 0 | 0 | 0 | 0 | 0
CSP | 0 | 0 | 0 | 0 | 0 | 0
CT | 0 | 0 | 0 | 0 | 0 | 0
Coal | 0 | 0 | 0 | 0 | 0 | 0
Geo | 0 | 0 | 0 | 0 | 0 | 0
H | 0 | 0 | 0 | 0 | 0 | 0
LFG | 0 | 0 | 0 | 0 | 0 | 0
Nuc | 0 | 0 | 0 | 0 | 0 | 0
PS | 0 | 0 | 0 | 0 | 0 | 0
PV | 0 | 0 | 0 | 0 | 0 | 0
PeakG | 0 | 0 | 0 | 0 | 0 | 0
PeakO | 0 | 0 | 0 | 0 | 0 | 0
ST | 0 | 0 | 0 | 0 | 0 | 0
STOG | 0 | 0 | 0 | 0 | 0 | 0
STWD | 0 | 0 | 0 | 0 | 0 | 0
WT | 0 | 0 | 0 | 0 | 0 | 0
IGCC | 0 | 0 | 0 | 0 | 0 | 0
DemandResponse | 0 | 0 | 0 | 0 | 0 | 0
IGCC-CCS | 0 | 0 | 0 | 0 | 0 | 0
WT_off | 0 | 0 | 0 | 0 | 0 | 0
PseudoUnit | 0 | 0 | 0 | 164.81 | 164.81 | 164.81
FixedInterchange | 0 | 0 | 0 | 0 | 0 | 0
Levelized Capital Costs by Reporting Type: All
ReportingType | 2015 | 2020 | 2025 | 2030 | 2035 | 2040
BM | 541.24 | 599.41 | 768.56 | 772.56 | 12014.79 | 30284.13
CC | 12731.45 | 19376.25 | 19376.25 | 19376.25 | 19230.77 | 6644.8
CSP | 0 | 0 | 0 | 0 | 0 | 0
CT | 541.57 | 565.29 | 565.29 | 513.02 | 36.29 | 12.57
Coal | 3114.71 | 3114.71 | 3114.71 | 3114.71 | 3114.71 | 3114.71
Geo | 39.14 | 602.12 | 1735.85 | 1721.59 | 1696.71 | 1133.73
H | 0 | 416.01 | 1479.36 | 2322.99 | 2896.01 | 2896.01
LFG | 42.41 | 454.45 | 878.85 | 1018.64 | 985.9 | 573.85
Nuc | 684.91 | 3259.17 | 6272.1 | 31388 | 59456.37 | 87877.25
PS | 0 | 0 | 0 | 0 | 0 | 0
PV | 612.43 | 1338.48 | 1658.54 | 1715.83 | 1107.52 | 402.4
PeakG | 0 | 0 | 0 | 0 | 0 | 0
PeakO | 0 | 0 | 0 | 0 | 0 | 0
ST | 306.41 | 571.15 | 638.75 | 617.42 | 1402.25 | 1440.92
STOG | 0 | 0 | 0 | 0 | 0 | 0
STWD | 0 | 0 | 0 | 0 | 0 | 0
WT | 6098.69 | 22177.24 | 40481.11 | 53733.69 | 55632.55 | 41451.65
IGCC | 215.26 | 215.26 | 215.26 | 215.26 | 215.26 | 215.26
DemandResponse | 0 | 0 | 0 | 0 | 0 | 0
IGCC-CCS | 0 | 0 | 0 | 0 | 0 | 0
WT_off | 283.77 | 283.77 | 824.12 | 824.12 | 12981.12 | 27282.8
PseudoUnit | 0 | 0 | 824.05 | 1504.51 | 1504.51 | 1504.51
FixedInterchange | 0 | 0 | 0 | 0 | 0 | 0
Levelized Capital Costs by Reporting Type: EI_US
ReportingType | 2015 | 2020 | 2025 | 2030 | 2035 | 2040
BM | 324.96 | 383.12 | 552.28 | 556.28 | 10093.36 | 26395.78
CC | 9982.84 | 16021.01 | 16021.01 | 16021.01 | 15875.53 | 6038.17
CSP | 0 | 0 | 0 | 0 | 0 | 0
CT | 352.32 | 376.04 | 376.04 | 323.77 | 36.29 | 12.57
Coal | 2318.08 | 2318.08 | 2318.08 | 2318.08 | 2318.08 | 2318.08
Geo | 0 | 0 | 0 | 0 | 0 | 0
H | 0 | 174.87 | 745.44 | 776.43 | 1141.97 | 1141.97
LFG | 29.9 | 234.74 | 492.34 | 632.19 | 611.72 | 406.88
Nuc | 684.91 | 3259.17 | 6230.47 | 19158.91 | 34060.66 | 57773.41
PS | 0 | 0 | 0 | 0 | 0 | 0
PV | 28.13 | 754.18 | 1074.24 | 1131.53 | 1107.52 | 402.4
PeakG | 0 | 0 | 0 | 0 | 0 | 0
PeakO | 0 | 0 | 0 | 0 | 0 | 0
ST | 0 | 0 | 0 | 0 | 0 | 0
STOG | 0 | 0 | 0 | 0 | 0 | 0
STWD | 0 | 0 | 0 | 0 | 0 | 0
WT | 4589.99 | 16401.39 | 27866.06 | 36250.02 | 37155.4 | 26440.74
IGCC | 215.26 | 215.26 | 215.26 | 215.26 | 215.26 | 215.26
DemandResponse | 0 | 0 | 0 | 0 | 0 | 0
IGCC-CCS | 0 | 0 | 0 | 0 | 0 | 0
WT_off | 283.77 | 283.77 | 824.12 | 824.12 | 12981.12 | 27282.8
PseudoUnit | 0 | 0 | 824.05 | 1475.53 | 1475.53 | 1475.53
FixedInterchange | 0 | 0 | 0 | 0 | 0 | 0
Levelized Capital Costs by Reporting Type: EI_Canada
ReportingType | 2015 | 2020 | 2025 | 2030 | 2035 | 2040
BM | 144.8 | 144.8 | 144.8 | 144.8 | 144.8 | 144.8
CC | 206.32 | 206.32 | 206.32 | 206.32 | 206.32 | 0
CSP | 0 | 0 | 0 | 0 | 0 | 0
CT | 41.8 | 41.8 | 41.8 | 41.8 | 0 | 0
Coal | 0 | 0 | 0 | 0 | 0 | 0
Geo | 0 | 0 | 0 | 0 | 0 | 0
H | 0 | 241.14 | 733.92 | 1546.56 | 1643.62 | 1643.62
LFG | 5.12 | 5.12 | 5.12 | 5.29 | 0.17 | 0.17
Nuc | 0 | 0 | 0 | 0 | 0 | 0
PS | 0 | 0 | 0 | 0 | 0 | 0
PV | 539.74 | 539.74 | 539.74 | 539.74 | 0 | 0
PeakG | 0 | 0 | 0 | 0 | 0 | 0
PeakO | 0 | 0 | 0 | 0 | 0 | 0
ST | 0 | 0 | 0 | 0 | 0 | 0
STOG | 0 | 0 | 0 | 0 | 0 | 0
STWD | 0 | 0 | 0 | 0 | 0 | 0
WT | 747.62 | 747.62 | 747.62 | 747.62 | 0 | 0
IGCC | 0 | 0 | 0 | 0 | 0 | 0
DemandResponse | 0 | 0 | 0 | 0 | 0 | 0
IGCC-CCS | 0 | 0 | 0 | 0 | 0 | 0
WT_off | 0 | 0 | 0 | 0 | 0 | 0
PseudoUnit | 0 | 0 | 0 | 28.98 | 28.98 | 28.98
FixedInterchange | 0 | 0 | 0 | 0 | 0 | 0
Levelized Capital Costs by Reporting Type: EI
ReportingType | 2015 | 2020 | 2025 | 2030 | 2035 | 2040
BM | 469.76 | 527.93 | 697.08 | 701.08 | 10238.17 | 26540.58
CC | 10189.16 | 16227.33 | 16227.33 | 16227.33 | 16081.85 | 6038.17
CSP | 0 | 0 | 0 | 0 | 0 | 0
CT | 394.12 | 417.84 | 417.84 | 365.57 | 36.29 | 12.57
Coal | 2318.08 | 2318.08 | 2318.08 | 2318.08 | 2318.08 | 2318.08
Geo | 0 | 0 | 0 | 0 | 0 | 0
H | 0 | 416.01 | 1479.36 | 2322.99 | 2785.59 | 2785.59
LFG | 35.02 | 239.86 | 497.46 | 637.48 | 611.89 | 407.05
Nuc | 684.91 | 3259.17 | 6230.47 | 19158.91 | 34060.66 | 57773.41
PS | 0 | 0 | 0 | 0 | 0 | 0
PV | 567.88 | 1293.93 | 1613.99 | 1671.28 | 1107.52 | 402.4
PeakG | 0 | 0 | 0 | 0 | 0 | 0
PeakO | 0 | 0 | 0 | 0 | 0 | 0
ST | 0 | 0 | 0 | 0 | 0 | 0
STOG | 0 | 0 | 0 | 0 | 0 | 0
STWD | 0 | 0 | 0 | 0 | 0 | 0
WT | 5337.61 | 17149.02 | 28613.68 | 36997.64 | 37155.4 | 26440.74
IGCC | 215.26 | 215.26 | 215.26 | 215.26 | 215.26 | 215.26
DemandResponse | 0 | 0 | 0 | 0 | 0 | 0
IGCC-CCS | 0 | 0 | 0 | 0 | 0 | 0
WT_off | 283.77 | 283.77 | 824.12 | 824.12 | 12981.12 | 27282.8
PseudoUnit | 0 | 0 | 824.05 | 1504.51 | 1504.51 | 1504.51
FixedInterchange | 0 | 0 | 0 | 0 | 0 | 0
Levelized Capital Costs by Reporting Type: Outside_EI
ReportingType | 2015 | 2020 | 2025 | 2030 | 2035 | 2040
BM | 71.48 | 71.48 | 71.48 | 71.48 | 1776.63 | 3743.54
CC | 2542.29 | 3148.92 | 3148.92 | 3148.92 | 3148.92 | 606.63
CSP | 0 | 0 | 0 | 0 | 0 | 0
CT | 147.45 | 147.45 | 147.45 | 147.45 | 0 | 0
Coal | 796.63 | 796.63 | 796.63 | 796.63 | 796.63 | 796.63
Geo | 39.14 | 602.12 | 1735.85 | 1721.59 | 1696.71 | 1133.73
H | 0 | 0 | 0 | 0 | 110.42 | 110.42
LFG | 7.39 | 214.59 | 381.4 | 381.16 | 374.01 | 166.8
Nuc | 0 | 0 | 41.64 | 12229.09 | 25395.72 | 30103.83
PS | 0 | 0 | 0 | 0 | 0 | 0
PV | 44.56 | 44.56 | 44.56 | 44.56 | 0 | 0
PeakG | 0 | 0 | 0 | 0 | 0 | 0
PeakO | 0 | 0 | 0 | 0 | 0 | 0
ST | 306.41 | 571.15 | 638.75 | 617.42 | 1402.25 | 1440.92
STOG | 0 | 0 | 0 | 0 | 0 | 0
STWD | 0 | 0 | 0 | 0 | 0 | 0
WT | 761.07 | 5028.23 | 11867.42 | 16736.05 | 18477.15 | 15010.91
IGCC | 0 | 0 | 0 | 0 | 0 | 0
DemandResponse | 0 | 0 | 0 | 0 | 0 | 0
IGCC-CCS | 0 | 0 | 0 | 0 | 0 | 0
WT_off | 0 | 0 | 0 | 0 | 0 | 0
PseudoUnit | 0 | 0 | 0 | 0 | 0 | 0
FixedInterchange | 0 | 0 | 0 | 0 | 0 | 0
#13 | Levelized Retrofit Capital Costs ($million)
Levelized Retrofit Capital Costs by Reporting Type: Entergy
ReportingType | 2015 | 2020 | 2025 | 2030 | 2035 | 2040
BM | 0 | 0 | 0 | 0 | 0 | 0
CC | 0 | 0 | 0 | 0 | 0 | 0
CSP | 0 | 0 | 0 | 0 | 0 | 0
CT | 0 | 0 | 0 | 0 | 0 | 0
Coal | 0 | 0 | 0 | 0 | 0 | 0
Geo | 0 | 0 | 0 | 0 | 0 | 0
H | 0 | 0 | 0 | 0 | 0 | 0
LFG | 0 | 0 | 0 | 0 | 0 | 0
Nuc | 0 | 0 | 0 | 0 | 0 | 0
PS | 0 | 0 | 0 | 0 | 0 | 0
PV | 0 | 0 | 0 | 0 | 0 | 0
PeakG | 0 | 0 | 0 | 0 | 0 | 0
PeakO | 0 | 0 | 0 | 0 | 0 | 0
ST | 0 | 0 | 0 | 0 | 0 | 0
STOG | 0 | 0 | 0 | 0 | 0 | 0
STWD | 0 | 0 | 0 | 0 | 0 | 0
WT | 0 | 0 | 0 | 0 | 0 | 0
IGCC | 0 | 0 | 0 | 0 | 0 | 0
DemandResponse | 0 | 0 | 0 | 0 | 0 | 0
IGCC-CCS | 0 | 0 | 0 | 0 | 0 | 0
WT_off | 0 | 0 | 0 | 0 | 0 | 0
PseudoUnit | 0 | 0 | 0 | 0 | 0 | 0
FixedInterchange | 0 | 0 | 0 | 0 | 0 | 0
Levelized Retrofit Capital Costs by Reporting Type: FRCC
ReportingType | 2015 | 2020 | 2025 | 2030 | 2035 | 2040
BM | 0 | 0 | 0 | 0 | 0 | 0
CC | 0 | 0 | 0 | 0 | 0 | 0
CSP | 0 | 0 | 0 | 0 | 0 | 0
CT | 0 | 0 | 0 | 0 | 0 | 0
Coal | 73.1 | 19.14 | 19.14 | 74.55 | 219.32 | 192.84
Geo | 0 | 0 | 0 | 0 | 0 | 0
H | 0 | 0 | 0 | 0 | 0 | 0
LFG | 0 | 0 | 0 | 0 | 0 | 0
Nuc | 0 | 0 | 0 | 0 | 0 | 0
PS | 0 | 0 | 0 | 0 | 0 | 0
PV | 0 | 0 | 0 | 0 | 0 | 0
PeakG | 0 | 0 | 0 | 0 | 0 | 0
PeakO | 0 | 0 | 0 | 0 | 0 | 0
ST | 0 | 0 | 0 | 0 | 0 | 0
STOG | 0 | 0 | 0 | 0 | 0 | 0
STWD | 0 | 0 | 0 | 0 | 0 | 0
WT | 0 | 0 | 0 | 0 | 0 | 0
IGCC | 0 | 0 | 0 | 0 | 0 | 0
DemandResponse | 0 | 0 | 0 | 0 | 0 | 0
IGCC-CCS | 0 | 0 | 0 | 0 | 0 | 0
WT_off | 0 | 0 | 0 | 0 | 0 | 0
PseudoUnit | 0 | 0 | 0 | 0 | 0 | 0
FixedInterchange | 0 | 0 | 0 | 0 | 0 | 0
Levelized Retrofit Capital Costs by Reporting Type: MAPP_US
ReportingType | 2015 | 2020 | 2025 | 2030 | 2035 | 2040
BM | 0 | 0 | 0 | 0 | 0 | 0
CC | 0 | 0 | 0 | 0 | 0 | 0
CSP | 0 | 0 | 0 | 0 | 0 | 0
CT | 0 | 0 | 0 | 0 | 0 | 0
Coal | 22.36 | 29.04 | 6.67 | 0 | 0 | 0
Geo | 0 | 0 | 0 | 0 | 0 | 0
H | 0 | 0 | 0 | 0 | 0 | 0
LFG | 0 | 0 | 0 | 0 | 0 | 0
Nuc | 0 | 0 | 0 | 0 | 0 | 0
PS | 0 | 0 | 0 | 0 | 0 | 0
PV | 0 | 0 | 0 | 0 | 0 | 0
PeakG | 0 | 0 | 0 | 0 | 0 | 0
PeakO | 0 | 0 | 0 | 0 | 0 | 0
ST | 0 | 0 | 0 | 0 | 0 | 0
STOG | 0 | 0 | 0 | 0 | 0 | 0
STWD | 0 | 0 | 0 | 0 | 0 | 0
WT | 0 | 0 | 0 | 0 | 0 | 0
IGCC | 0 | 0 | 0 | 0 | 0 | 0
DemandResponse | 0 | 0 | 0 | 0 | 0 | 0
IGCC-CCS | 0 | 0 | 0 | 0 | 0 | 0
WT_off | 0 | 0 | 0 | 0 | 0 | 0
PseudoUnit | 0 | 0 | 0 | 0 | 0 | 0
FixedInterchange | 0 | 0 | 0 | 0 | 0 | 0
Levelized Retrofit Capital Costs by Reporting Type: MISO_IN
ReportingType | 2015 | 2020 | 2025 | 2030 | 2035 | 2040
BM | 0 | 0 | 0 | 0 | 0 | 0
CC | 0 | 0 | 0 | 0 | 0 | 0
CSP | 0 | 0 | 0 | 0 | 0 | 0
CT | 0 | 0 | 0 | 0 | 0 | 0
Coal | 0 | 53.54 | 78.02 | 311.73 | 931.7 | 675.12
Geo | 0 | 0 | 0 | 0 | 0 | 0
H | 0 | 0 | 0 | 0 | 0 | 0
LFG | 0 | 0 | 0 | 0 | 0 | 0
Nuc | 0 | 0 | 0 | 0 | 0 | 0
PS | 0 | 0 | 0 | 0 | 0 | 0
PV | 0 | 0 | 0 | 0 | 0 | 0
PeakG | 0 | 0 | 0 | 0 | 0 | 0
PeakO | 0 | 0 | 0 | 0 | 0 | 0
ST | 0 | 0 | 0 | 0 | 0 | 0
STOG | 0 | 0 | 0 | 0 | 0 | 0
STWD | 0 | 0 | 0 | 0 | 0 | 0
WT | 0 | 0 | 0 | 0 | 0 | 0
IGCC | 0 | 0 | 0 | 0 | 0 | 0
DemandResponse | 0 | 0 | 0 | 0 | 0 | 0
IGCC-CCS | 0 | 0 | 0 | 0 | 0 | 0
WT_off | 0 | 0 | 0 | 0 | 0 | 0
PseudoUnit | 0 | 0 | 0 | 0 | 0 | 0
FixedInterchange | 0 | 0 | 0 | 0 | 0 | 0
Levelized Retrofit Capital Costs by Reporting Type: MISO_MI
ReportingType | 2015 | 2020 | 2025 | 2030 | 2035 | 2040
BM | 0 | 0 | 0 | 0 | 0 | 0
CC | 0 | 0 | 0 | 0 | 0 | 0
CSP | 0 | 0 | 0 | 0 | 0 | 0
CT | 0 | 0 | 0 | 0 | 0 | 0
Coal | 15.14 | 15.14 | 0 | 0 | 0 | 0
Geo | 0 | 0 | 0 | 0 | 0 | 0
H | 0 | 0 | 0 | 0 | 0 | 0
LFG | 0 | 0 | 0 | 0 | 0 | 0
Nuc | 0 | 0 | 0 | 0 | 0 | 0
PS | 0 | 0 | 0 | 0 | 0 | 0
PV | 0 | 0 | 0 | 0 | 0 | 0
PeakG | 0 | 0 | 0 | 0 | 0 | 0
PeakO | 0 | 0 | 0 | 0 | 0 | 0
ST | 0 | 0 | 0 | 0 | 0 | 0
STOG | 0 | 0 | 0 | 0 | 0 | 0
STWD | 0 | 0 | 0 | 0 | 0 | 0
WT | 0 | 0 | 0 | 0 | 0 | 0
IGCC | 0 | 0 | 0 | 0 | 0 | 0
DemandResponse | 0 | 0 | 0 | 0 | 0 | 0
IGCC-CCS | 0 | 0 | 0 | 0 | 0 | 0
WT_off | 0 | 0 | 0 | 0 | 0 | 0
PseudoUnit | 0 | 0 | 0 | 0 | 0 | 0
FixedInterchange | 0 | 0 | 0 | 0 | 0 | 0
Levelized Retrofit Capital Costs by Reporting Type: MISO_MO-IL
ReportingType | 2015 | 2020 | 2025 | 2030 | 2035 | 2040
BM | 0 | 0 | 0 | 0 | 0 | 0
CC | 0 | 0 | 0 | 0 | 0 | 0
CSP | 0 | 0 | 0 | 0 | 0 | 0
CT | 0 | 0 | 0 | 0 | 0 | 0
Coal | 9.29 | 4.72 | 21.09 | 60.67 | 168.19 | 123.89
Geo | 0 | 0 | 0 | 0 | 0 | 0
H | 0 | 0 | 0 | 0 | 0 | 0
LFG | 0 | 0 | 0 | 0 | 0 | 0
Nuc | 0 | 0 | 0 | 0 | 0 | 0
PS | 0 | 0 | 0 | 0 | 0 | 0
PV | 0 | 0 | 0 | 0 | 0 | 0
PeakG | 0 | 0 | 0 | 0 | 0 | 0
PeakO | 0 | 0 | 0 | 0 | 0 | 0
ST | 0 | 0 | 0 | 0 | 0 | 0
STOG | 0 | 0 | 0 | 0 | 0 | 0
STWD | 0 | 0 | 0 | 0 | 0 | 0
WT | 0 | 0 | 0 | 0 | 0 | 0
IGCC | 0 | 0 | 0 | 0 | 0 | 0
DemandResponse | 0 | 0 | 0 | 0 | 0 | 0
IGCC-CCS | 0 | 0 | 0 | 0 | 0 | 0
WT_off | 0 | 0 | 0 | 0 | 0 | 0
PseudoUnit | 0 | 0 | 0 | 0 | 0 | 0
FixedInterchange | 0 | 0 | 0 | 0 | 0 | 0
Levelized Retrofit Capital Costs by Reporting Type: MISO_W
ReportingType | 2015 | 2020 | 2025 | 2030 | 2035 | 2040
BM | 0 | 0 | 0 | 0 | 0 | 0
CC | 0 | 0 | 0 | 0 | 0 | 0
CSP | 0 | 0 | 0 | 0 | 0 | 0
CT | 0 | 0 | 0 | 0 | 0 | 0
Coal | 26.68 | 14.9 | 178.36 | 163.46 | 0 | 0
Geo | 0 | 0 | 0 | 0 | 0 | 0
H | 0 | 0 | 0 | 0 | 0 | 0
LFG | 0 | 0 | 0 | 0 | 0 | 0
Nuc | 0 | 0 | 0 | 0 | 0 | 0
PS | 0 | 0 | 0 | 0 | 0 | 0
PV | 0 | 0 | 0 | 0 | 0 | 0
PeakG | 0 | 0 | 0 | 0 | 0 | 0
PeakO | 0 | 0 | 0 | 0 | 0 | 0
ST | 0 | 0 | 0 | 0 | 0 | 0
STOG | 0 | 0 | 0 | 0 | 0 | 0
STWD | 0 | 0 | 0 | 0 | 0 | 0
WT | 0 | 0 | 0 | 0 | 0 | 0
IGCC | 0 | 0 | 0 | 0 | 0 | 0
DemandResponse | 0 | 0 | 0 | 0 | 0 | 0
IGCC-CCS | 0 | 0 | 0 | 0 | 0 | 0
WT_off | 0 | 0 | 0 | 0 | 0 | 0
PseudoUnit | 0 | 0 | 0 | 0 | 0 | 0
FixedInterchange | 0 | 0 | 0 | 0 | 0 | 0
Levelized Retrofit Capital Costs by Reporting Type: MISO_WUMS
ReportingType | 2015 | 2020 | 2025 | 2030 | 2035 | 2040
BM | 0 | 0 | 0 | 0 | 0 | 0
CC | 0 | 0 | 0 | 0 | 0 | 0
CSP | 0 | 0 | 0 | 0 | 0 | 0
CT | 0 | 0 | 0 | 0 | 0 | 0
Coal | 197.26 | 173.27 | 31.24 | 60.49 | 110.21 | 150.81
Geo | 0 | 0 | 0 | 0 | 0 | 0
H | 0 | 0 | 0 | 0 | 0 | 0
LFG | 0 | 0 | 0 | 0 | 0 | 0
Nuc | 0 | 0 | 0 | 0 | 0 | 0
PS | 0 | 0 | 0 | 0 | 0 | 0
PV | 0 | 0 | 0 | 0 | 0 | 0
PeakG | 0 | 0 | 0 | 0 | 0 | 0
PeakO | 0 | 0 | 0 | 0 | 0 | 0
ST | 0 | 0 | 0 | 0 | 0 | 0
STOG | 0 | 0 | 0 | 0 | 0 | 0
STWD | 0 | 0 | 0 | 0 | 0 | 0
WT | 0 | 0 | 0 | 0 | 0 | 0
IGCC | 0 | 0 | 0 | 0 | 0 | 0
DemandResponse | 0 | 0 | 0 | 0 | 0 | 0
IGCC-CCS | 0 | 0 | 0 | 0 | 0 | 0
WT_off | 0 | 0 | 0 | 0 | 0 | 0
PseudoUnit | 0 | 0 | 0 | 0 | 0 | 0
FixedInterchange | 0 | 0 | 0 | 0 | 0 | 0
Levelized Retrofit Capital Costs by Reporting Type: Nebraska
ReportingType | 2015 | 2020 | 2025 | 2030 | 2035 | 2040
BM | 0 | 0 | 0 | 0 | 0 | 0
CC | 0 | 0 | 0 | 0 | 0 | 0
CSP | 0 | 0 | 0 | 0 | 0 | 0
CT | 0 | 0 | 0 | 0 | 0 | 0
Coal | 0 | 109.78 | 144.67 | 34.88 | 0 | 0
Geo | 0 | 0 | 0 | 0 | 0 | 0
H | 0 | 0 | 0 | 0 | 0 | 0
LFG | 0 | 0 | 0 | 0 | 0 | 0
Nuc | 0 | 0 | 0 | 0 | 0 | 0
PS | 0 | 0 | 0 | 0 | 0 | 0
PV | 0 | 0 | 0 | 0 | 0 | 0
PeakG | 0 | 0 | 0 | 0 | 0 | 0
PeakO | 0 | 0 | 0 | 0 | 0 | 0
ST | 0 | 0 | 0 | 0 | 0 | 0
STOG | 0 | 0 | 0 | 0 | 0 | 0
STWD | 0 | 0 | 0 | 0 | 0 | 0
WT | 0 | 0 | 0 | 0 | 0 | 0
IGCC | 0 | 0 | 0 | 0 | 0 | 0
DemandResponse | 0 | 0 | 0 | 0 | 0 | 0
IGCC-CCS | 0 | 0 | 0 | 0 | 0 | 0
WT_off | 0 | 0 | 0 | 0 | 0 | 0
PseudoUnit | 0 | 0 | 0 | 0 | 0 | 0
FixedInterchange | 0 | 0 | 0 | 0 | 0 | 0
Levelized Retrofit Capital Costs by Reporting Type: NEISO
ReportingType | 2015 | 2020 | 2025 | 2030 | 2035 | 2040
BM | 0 | 0 | 0 | 0 | 0 | 0
CC | 0 | 0 | 0 | 0 | 0 | 0
CSP | 0 | 0 | 0 | 0 | 0 | 0
CT | 0 | 0 | 0 | 0 | 0 | 0
Coal | 29.15 | 29.15 | 0 | 0 | 0 | 0
Geo | 0 | 0 | 0 | 0 | 0 | 0
H | 0 | 0 | 0 | 0 | 0 | 0
LFG | 0 | 0 | 0 | 0 | 0 | 0
Nuc | 0 | 0 | 0 | 0 | 0 | 0
PS | 0 | 0 | 0 | 0 | 0 | 0
PV | 0 | 0 | 0 | 0 | 0 | 0
PeakG | 0 | 0 | 0 | 0 | 0 | 0
PeakO | 0 | 0 | 0 | 0 | 0 | 0
ST | 0 | 0 | 0 | 0 | 0 | 0
STOG | 0 | 0 | 0 | 0 | 0 | 0
STWD | 0 | 0 | 0 | 0 | 0 | 0
WT | 0 | 0 | 0 | 0 | 0 | 0
IGCC | 0 | 0 | 0 | 0 | 0 | 0
DemandResponse | 0 | 0 | 0 | 0 | 0 | 0
IGCC-CCS | 0 | 0 | 0 | 0 | 0 | 0
WT_off | 0 | 0 | 0 | 0 | 0 | 0
PseudoUnit | 0 | 0 | 0 | 0 | 0 | 0
FixedInterchange | 0 | 0 | 0 | 0 | 0 | 0
Levelized Retrofit Capital Costs by Reporting Type: NonRTO_Midwest
ReportingType | 2015 | 2020 | 2025 | 2030 | 2035 | 2040
BM | 0 | 0 | 0 | 0 | 0 | 0
CC | 0 | 0 | 0 | 0 | 0 | 0
CSP | 0 | 0 | 0 | 0 | 0 | 0
CT | 0 | 0 | 0 | 0 | 0 | 0
Coal | 165.72 | 165.83 | 53.01 | 352.55 | 399.75 | 72.4
Geo | 0 | 0 | 0 | 0 | 0 | 0
H | 0 | 0 | 0 | 0 | 0 | 0
LFG | 0 | 0 | 0 | 0 | 0 | 0
Nuc | 0 | 0 | 0 | 0 | 0 | 0
PS | 0 | 0 | 0 | 0 | 0 | 0
PV | 0 | 0 | 0 | 0 | 0 | 0
PeakG | 0 | 0 | 0 | 0 | 0 | 0
PeakO | 0 | 0 | 0 | 0 | 0 | 0
ST | 0 | 0 | 0 | 0 | 0 | 0
STOG | 0 | 0 | 0 | 0 | 0 | 0
STWD | 0 | 0 | 0 | 0 | 0 | 0
WT | 0 | 0 | 0 | 0 | 0 | 0
IGCC | 0 | 0 | 0 | 0 | 0 | 0
DemandResponse | 0 | 0 | 0 | 0 | 0 | 0
IGCC-CCS | 0 | 0 | 0 | 0 | 0 | 0
WT_off | 0 | 0 | 0 | 0 | 0 | 0
PseudoUnit | 0 | 0 | 0 | 0 | 0 | 0
FixedInterchange | 0 | 0 | 0 | 0 | 0 | 0
Levelized Retrofit Capital Costs by Reporting Type: NYISO_A-F
ReportingType | 2015 | 2020 | 2025 | 2030 | 2035 | 2040
BM | 0 | 0 | 0 | 0 | 0 | 0
CC | 0 | 0 | 0 | 0 | 0 | 0
CSP | 0 | 0 | 0 | 0 | 0 | 0
CT | 0 | 0 | 0 | 0 | 0 | 0
Coal | 0 | 0 | 0 | 0 | 0 | 0
Geo | 0 | 0 | 0 | 0 | 0 | 0
H | 0 | 0 | 0 | 0 | 0 | 0
LFG | 0 | 0 | 0 | 0 | 0 | 0
Nuc | 0 | 0 | 0 | 0 | 0 | 0
PS | 0 | 0 | 0 | 0 | 0 | 0
PV | 0 | 0 | 0 | 0 | 0 | 0
PeakG | 0 | 0 | 0 | 0 | 0 | 0
PeakO | 0 | 0 | 0 | 0 | 0 | 0
ST | 0 | 0 | 0 | 0 | 0 | 0
STOG | 0 | 0 | 0 | 0 | 0 | 0
STWD | 0 | 0 | 0 | 0 | 0 | 0
WT | 0 | 0 | 0 | 0 | 0 | 0
IGCC | 0 | 0 | 0 | 0 | 0 | 0
DemandResponse | 0 | 0 | 0 | 0 | 0 | 0
IGCC-CCS | 0 | 0 | 0 | 0 | 0 | 0
WT_off | 0 | 0 | 0 | 0 | 0 | 0
PseudoUnit | 0 | 0 | 0 | 0 | 0 | 0
FixedInterchange | 0 | 0 | 0 | 0 | 0 | 0
Levelized Retrofit Capital Costs by Reporting Type: NYISO_G-I
ReportingType | 2015 | 2020 | 2025 | 2030 | 2035 | 2040
BM | 0 | 0 | 0 | 0 | 0 | 0
CC | 0 | 0 | 0 | 0 | 0 | 0
CSP | 0 | 0 | 0 | 0 | 0 | 0
CT | 0 | 0 | 0 | 0 | 0 | 0
Coal | 0 | 0 | 0 | 0 | 0 | 0
Geo | 0 | 0 | 0 | 0 | 0 | 0
H | 0 | 0 | 0 | 0 | 0 | 0
LFG | 0 | 0 | 0 | 0 | 0 | 0
Nuc | 0 | 0 | 0 | 0 | 0 | 0
PS | 0 | 0 | 0 | 0 | 0 | 0
PV | 0 | 0 | 0 | 0 | 0 | 0
PeakG | 0 | 0 | 0 | 0 | 0 | 0
PeakO | 0 | 0 | 0 | 0 | 0 | 0
ST | 0 | 0 | 0 | 0 | 0 | 0
STOG | 0 | 0 | 0 | 0 | 0 | 0
STWD | 0 | 0 | 0 | 0 | 0 | 0
WT | 0 | 0 | 0 | 0 | 0 | 0
IGCC | 0 | 0 | 0 | 0 | 0 | 0
DemandResponse | 0 | 0 | 0 | 0 | 0 | 0
IGCC-CCS | 0 | 0 | 0 | 0 | 0 | 0
WT_off | 0 | 0 | 0 | 0 | 0 | 0
PseudoUnit | 0 | 0 | 0 | 0 | 0 | 0
FixedInterchange | 0 | 0 | 0 | 0 | 0 | 0
Levelized Retrofit Capital Costs by Reporting Type: NYISO_J-K
ReportingType | 2015 | 2020 | 2025 | 2030 | 2035 | 2040
BM | 0 | 0 | 0 | 0 | 0 | 0
CC | 0 | 0 | 0 | 0 | 0 | 0
CSP | 0 | 0 | 0 | 0 | 0 | 0
CT | 0 | 0 | 0 | 0 | 0 | 0
Coal | 0 | 0 | 0 | 0 | 0 | 0
Geo | 0 | 0 | 0 | 0 | 0 | 0
H | 0 | 0 | 0 | 0 | 0 | 0
LFG | 0 | 0 | 0 | 0 | 0 | 0
Nuc | 0 | 0 | 0 | 0 | 0 | 0
PS | 0 | 0 | 0 | 0 | 0 | 0
PV | 0 | 0 | 0 | 0 | 0 | 0
PeakG | 0 | 0 | 0 | 0 | 0 | 0
PeakO | 0 | 0 | 0 | 0 | 0 | 0
ST | 0 | 0 | 0 | 0 | 0 | 0
STOG | 0 | 0 | 0 | 0 | 0 | 0
STWD | 0 | 0 | 0 | 0 | 0 | 0
WT | 0 | 0 | 0 | 0 | 0 | 0
IGCC | 0 | 0 | 0 | 0 | 0 | 0
DemandResponse | 0 | 0 | 0 | 0 | 0 | 0
IGCC-CCS | 0 | 0 | 0 | 0 | 0 | 0
WT_off | 0 | 0 | 0 | 0 | 0 | 0
PseudoUnit | 0 | 0 | 0 | 0 | 0 | 0
FixedInterchange | 0 | 0 | 0 | 0 | 0 | 0
Levelized Retrofit Capital Costs by Reporting Type: PJM_E
ReportingType | 2015 | 2020 | 2025 | 2030 | 2035 | 2040
BM | 0 | 0 | 0 | 0 | 0 | 0
CC | 0 | 0 | 0 | 0 | 0 | 0
CSP | 0 | 0 | 0 | 0 | 0 | 0
CT | 0 | 0 | 0 | 0 | 0 | 0
Coal | 22.45 | 22.45 | 0 | 2.25 | 35.72 | 73.49
Geo | 0 | 0 | 0 | 0 | 0 | 0
H | 0 | 0 | 0 | 0 | 0 | 0
LFG | 0 | 0 | 0 | 0 | 0 | 0
Nuc | 0 | 0 | 0 | 0 | 0 | 0
PS | 0 | 0 | 0 | 0 | 0 | 0
PV | 0 | 0 | 0 | 0 | 0 | 0
PeakG | 0 | 0 | 0 | 0 | 0 | 0
PeakO | 0 | 0 | 0 | 0 | 0 | 0
ST | 0 | 0 | 0 | 0 | 0 | 0
STOG | 0 | 0 | 0 | 0 | 0 | 0
STWD | 0 | 0 | 0 | 0 | 0 | 0
WT | 0 | 0 | 0 | 0 | 0 | 0
IGCC | 0 | 0 | 0 | 0 | 0 | 0
DemandResponse | 0 | 0 | 0 | 0 | 0 | 0
IGCC-CCS | 0 | 0 | 0 | 0 | 0 | 0
WT_off | 0 | 0 | 0 | 0 | 0 | 0
PseudoUnit | 0 | 0 | 0 | 0 | 0 | 0
FixedInterchange | 0 | 0 | 0 | 0 | 0 | 0
Levelized Retrofit Capital Costs by Reporting Type: PJM_ROM
ReportingType | 2015 | 2020 | 2025 | 2030 | 2035 | 2040
BM | 0 | 0 | 0 | 0 | 0 | 0
CC | 0 | 0 | 0 | 0 | 0 | 0
CSP | 0 | 0 | 0 | 0 | 0 | 0
CT | 0 | 0 | 0 | 0 | 0 | 0
Coal | 14.63 | 4.69 | 6.31 | 46.05 | 85.47 | 41.04
Geo | 0 | 0 | 0 | 0 | 0 | 0
H | 0 | 0 | 0 | 0 | 0 | 0
LFG | 0 | 0 | 0 | 0 | 0 | 0
Nuc | 0 | 0 | 0 | 0 | 0 | 0
PS | 0 | 0 | 0 | 0 | 0 | 0
PV | 0 | 0 | 0 | 0 | 0 | 0
PeakG | 0 | 0 | 0 | 0 | 0 | 0
PeakO | 0 | 0 | 0 | 0 | 0 | 0
ST | 0 | 0 | 0 | 0 | 0 | 0
STOG | 0 | 0 | 0 | 0 | 0 | 0
STWD | 0 | 0 | 0 | 0 | 0 | 0
WT | 0 | 0 | 0 | 0 | 0 | 0
IGCC | 0 | 0 | 0 | 0 | 0 | 0
DemandResponse | 0 | 0 | 0 | 0 | 0 | 0
IGCC-CCS | 0 | 0 | 0 | 0 | 0 | 0
WT_off | 0 | 0 | 0 | 0 | 0 | 0
PseudoUnit | 0 | 0 | 0 | 0 | 0 | 0
FixedInterchange | 0 | 0 | 0 | 0 | 0 | 0
Levelized Retrofit Capital Costs by Reporting Type: PJM_ROR
ReportingType | 2015 | 2020 | 2025 | 2030 | 2035 | 2040
BM | 0 | 0 | 0 | 0 | 0 | 0
CC | 0 | 0 | 0 | 0 | 0 | 0
CSP | 0 | 0 | 0 | 0 | 0 | 0
CT | 0 | 0 | 0 | 0 | 0 | 0
Coal | 46.99 | 158.51 | 462.08 | 902.79 | 1502.92 | 903.71
Geo | 0 | 0 | 0 | 0 | 0 | 0
H | 0 | 0 | 0 | 0 | 0 | 0
LFG | 0 | 0 | 0 | 0 | 0 | 0
Nuc | 0 | 0 | 0 | 0 | 0 | 0
PS | 0 | 0 | 0 | 0 | 0 | 0
PV | 0 | 0 | 0 | 0 | 0 | 0
PeakG | 0 | 0 | 0 | 0 | 0 | 0
PeakO | 0 | 0 | 0 | 0 | 0 | 0
ST | 0 | 0 | 0 | 0 | 0 | 0
STOG | 0 | 0 | 0 | 0 | 0 | 0
STWD | 0 | 0 | 0 | 0 | 0 | 0
WT | 0 | 0 | 0 | 0 | 0 | 0
IGCC | 0 | 0 | 0 | 0 | 0 | 0
DemandResponse | 0 | 0 | 0 | 0 | 0 | 0
IGCC-CCS | 0 | 0 | 0 | 0 | 0 | 0
WT_off | 0 | 0 | 0 | 0 | 0 | 0
PseudoUnit | 0 | 0 | 0 | 0 | 0 | 0
FixedInterchange | 0 | 0 | 0 | 0 | 0 | 0
Levelized Retrofit Capital Costs by Reporting Type: SOCO
ReportingType | 2015 | 2020 | 2025 | 2030 | 2035 | 2040
BM | 0 | 0 | 0 | 0 | 0 | 0
CC | 0 | 0 | 0 | 0 | 0 | 0
CSP | 0 | 0 | 0 | 0 | 0 | 0
CT | 0 | 0 | 0 | 0 | 0 | 0
Coal | 400.34 | 419.95 | 322.83 | 404.57 | 101.34 | 0
Geo | 0 | 0 | 0 | 0 | 0 | 0
H | 0 | 0 | 0 | 0 | 0 | 0
LFG | 0 | 0 | 0 | 0 | 0 | 0
Nuc | 0 | 0 | 0 | 0 | 0 | 0
PS | 0 | 0 | 0 | 0 | 0 | 0
PV | 0 | 0 | 0 | 0 | 0 | 0
PeakG | 0 | 0 | 0 | 0 | 0 | 0
PeakO | 0 | 0 | 0 | 0 | 0 | 0
ST | 0 | 0 | 0 | 0 | 0 | 0
STOG | 0 | 0 | 0 | 0 | 0 | 0
STWD | 0 | 0 | 0 | 0 | 0 | 0
WT | 0 | 0 | 0 | 0 | 0 | 0
IGCC | 0 | 0 | 0 | 0 | 0 | 0
DemandResponse | 0 | 0 | 0 | 0 | 0 | 0
IGCC-CCS | 0 | 0 | 0 | 0 | 0 | 0
WT_off | 0 | 0 | 0 | 0 | 0 | 0
PseudoUnit | 0 | 0 | 0 | 0 | 0 | 0
FixedInterchange | 0 | 0 | 0 | 0 | 0 | 0
Levelized Retrofit Capital Costs by Reporting Type: SPP_N
ReportingType | 2015 | 2020 | 2025 | 2030 | 2035 | 2040
BM | 0 | 0 | 0 | 0 | 0 | 0
CC | 0 | 0 | 0 | 0 | 0 | 0
CSP | 0 | 0 | 0 | 0 | 0 | 0
CT | 0 | 0 | 0 | 0 | 0 | 0
Coal | 0 | 45.4 | 47.65 | 139.32 | 370.03 | 232.97
Geo | 0 | 0 | 0 | 0 | 0 | 0
H | 0 | 0 | 0 | 0 | 0 | 0
LFG | 0 | 0 | 0 | 0 | 0 | 0
Nuc | 0 | 0 | 0 | 0 | 0 | 0
PS | 0 | 0 | 0 | 0 | 0 | 0
PV | 0 | 0 | 0 | 0 | 0 | 0
PeakG | 0 | 0 | 0 | 0 | 0 | 0
PeakO | 0 | 0 | 0 | 0 | 0 | 0
ST | 0 | 0 | 0 | 0 | 0 | 0
STOG | 0 | 0 | 0 | 0 | 0 | 0
STWD | 0 | 0 | 0 | 0 | 0 | 0
WT | 0 | 0 | 0 | 0 | 0 | 0
IGCC | 0 | 0 | 0 | 0 | 0 | 0
DemandResponse | 0 | 0 | 0 | 0 | 0 | 0
IGCC-CCS | 0 | 0 | 0 | 0 | 0 | 0
WT_off | 0 | 0 | 0 | 0 | 0 | 0
PseudoUnit | 0 | 0 | 0 | 0 | 0 | 0
FixedInterchange | 0 | 0 | 0 | 0 | 0 | 0
Levelized Retrofit Capital Costs by Reporting Type: SPP_S
ReportingType | 2015 | 2020 | 2025 | 2030 | 2035 | 2040
BM | 0 | 0 | 0 | 0 | 0 | 0
CC | 0 | 0 | 0 | 0 | 0 | 0
CSP | 0 | 0 | 0 | 0 | 0 | 0
CT | 0 | 0 | 0 | 0 | 0 | 0
Coal | 0 | 20.71 | 20.71 | 0 | 0 | 0
Geo | 0 | 0 | 0 | 0 | 0 | 0
H | 0 | 0 | 0 | 0 | 0 | 0
LFG | 0 | 0 | 0 | 0 | 0 | 0
Nuc | 0 | 0 | 0 | 0 | 0 | 0
PS | 0 | 0 | 0 | 0 | 0 | 0
PV | 0 | 0 | 0 | 0 | 0 | 0
PeakG | 0 | 0 | 0 | 0 | 0 | 0
PeakO | 0 | 0 | 0 | 0 | 0 | 0
ST | 0 | 0 | 0 | 0 | 0 | 0
STOG | 0 | 0 | 0 | 0 | 0 | 0
STWD | 0 | 0 | 0 | 0 | 0 | 0
WT | 0 | 0 | 0 | 0 | 0 | 0
IGCC | 0 | 0 | 0 | 0 | 0 | 0
DemandResponse | 0 | 0 | 0 | 0 | 0 | 0
IGCC-CCS | 0 | 0 | 0 | 0 | 0 | 0
WT_off | 0 | 0 | 0 | 0 | 0 | 0
PseudoUnit | 0 | 0 | 0 | 0 | 0 | 0
FixedInterchange | 0 | 0 | 0 | 0 | 0 | 0
Levelized Retrofit Capital Costs by Reporting Type: TVA
ReportingType | 2015 | 2020 | 2025 | 2030 | 2035 | 2040
BM | 0 | 0 | 0 | 0 | 0 | 0
CC | 0 | 0 | 0 | 0 | 0 | 0
CSP | 0 | 0 | 0 | 0 | 0 | 0
CT | 0 | 0 | 0 | 0 | 0 | 0
Coal | 0 | 22.78 | 22.78 | 0 | 0 | 0
Geo | 0 | 0 | 0 | 0 | 0 | 0
H | 0 | 0 | 0 | 0 | 0 | 0
LFG | 0 | 0 | 0 | 0 | 0 | 0
Nuc | 0 | 0 | 0 | 0 | 0 | 0
PS | 0 | 0 | 0 | 0 | 0 | 0
PV | 0 | 0 | 0 | 0 | 0 | 0
PeakG | 0 | 0 | 0 | 0 | 0 | 0
PeakO | 0 | 0 | 0 | 0 | 0 | 0
ST | 0 | 0 | 0 | 0 | 0 | 0
STOG | 0 | 0 | 0 | 0 | 0 | 0
STWD | 0 | 0 | 0 | 0 | 0 | 0
WT | 0 | 0 | 0 | 0 | 0 | 0
IGCC | 0 | 0 | 0 | 0 | 0 | 0
DemandResponse | 0 | 0 | 0 | 0 | 0 | 0
IGCC-CCS | 0 | 0 | 0 | 0 | 0 | 0
WT_off | 0 | 0 | 0 | 0 | 0 | 0
PseudoUnit | 0 | 0 | 0 | 0 | 0 | 0
FixedInterchange | 0 | 0 | 0 | 0 | 0 | 0
Levelized Retrofit Capital Costs by Reporting Type: TVA_Transmission
ReportingType | 2015 | 2020 | 2025 | 2030 | 2035 | 2040
BM | 0 | 0 | 0 | 0 | 0 | 0
CC | 0 | 0 | 0 | 0 | 0 | 0
CSP | 0 | 0 | 0 | 0 | 0 | 0
CT | 0 | 0 | 0 | 0 | 0 | 0
Coal | 0 | 0 | 0 | 0 | 0 | 0
Geo | 0 | 0 | 0 | 0 | 0 | 0
H | 0 | 0 | 0 | 0 | 0 | 0
LFG | 0 | 0 | 0 | 0 | 0 | 0
Nuc | 0 | 0 | 0 | 0 | 0 | 0
PS | 0 | 0 | 0 | 0 | 0 | 0
PV | 0 | 0 | 0 | 0 | 0 | 0
PeakG | 0 | 0 | 0 | 0 | 0 | 0
PeakO | 0 | 0 | 0 | 0 | 0 | 0
ST | 0 | 0 | 0 | 0 | 0 | 0
STOG | 0 | 0 | 0 | 0 | 0 | 0
STWD | 0 | 0 | 0 | 0 | 0 | 0
WT | 0 | 0 | 0 | 0 | 0 | 0
IGCC | 0 | 0 | 0 | 0 | 0 | 0
DemandResponse | 0 | 0 | 0 | 0 | 0 | 0
IGCC-CCS | 0 | 0 | 0 | 0 | 0 | 0
WT_off | 0 | 0 | 0 | 0 | 0 | 0
PseudoUnit | 0 | 0 | 0 | 0 | 0 | 0
FixedInterchange | 0 | 0 | 0 | 0 | 0 | 0
Levelized Retrofit Capital Costs by Reporting Type: VACAR
ReportingType | 2015 | 2020 | 2025 | 2030 | 2035 | 2040
BM | 0 | 0 | 0 | 0 | 0 | 0
CC | 0 | 0 | 0 | 0 | 0 | 0
CSP | 0 | 0 | 0 | 0 | 0 | 0
CT | 0 | 0 | 0 | 0 | 0 | 0
Coal | 0 | 44.31 | 135.1 | 144.01 | 137.46 | 89.56
Geo | 0 | 0 | 0 | 0 | 0 | 0
H | 0 | 0 | 0 | 0 | 0 | 0
LFG | 0 | 0 | 0 | 0 | 0 | 0
Nuc | 0 | 0 | 0 | 0 | 0 | 0
PS | 0 | 0 | 0 | 0 | 0 | 0
PV | 0 | 0 | 0 | 0 | 0 | 0
PeakG | 0 | 0 | 0 | 0 | 0 | 0
PeakO | 0 | 0 | 0 | 0 | 0 | 0
ST | 0 | 0 | 0 | 0 | 0 | 0
STOG | 0 | 0 | 0 | 0 | 0 | 0
STWD | 0 | 0 | 0 | 0 | 0 | 0
WT | 0 | 0 | 0 | 0 | 0 | 0
IGCC | 0 | 0 | 0 | 0 | 0 | 0
DemandResponse | 0 | 0 | 0 | 0 | 0 | 0
IGCC-CCS | 0 | 0 | 0 | 0 | 0 | 0
WT_off | 0 | 0 | 0 | 0 | 0 | 0
PseudoUnit | 0 | 0 | 0 | 0 | 0 | 0
FixedInterchange | 0 | 0 | 0 | 0 | 0 | 0
Levelized Retrofit Capital Costs by Reporting Type: IESO
ReportingType | 2015 | 2020 | 2025 | 2030 | 2035 | 2040
BM | 0 | 0 | 0 | 0 | 0 | 0
CC | 0 | 0 | 0 | 0 | 0 | 0
CSP | 0 | 0 | 0 | 0 | 0 | 0
CT | 0 | 0 | 0 | 0 | 0 | 0
Coal | 0 | 0 | 0 | 0 | 0 | 0
Geo | 0 | 0 | 0 | 0 | 0 | 0
H | 0 | 0 | 0 | 0 | 0 | 0
LFG | 0 | 0 | 0 | 0 | 0 | 0
Nuc | 0 | 0 | 0 | 0 | 0 | 0
PS | 0 | 0 | 0 | 0 | 0 | 0
PV | 0 | 0 | 0 | 0 | 0 | 0
PeakG | 0 | 0 | 0 | 0 | 0 | 0
PeakO | 0 | 0 | 0 | 0 | 0 | 0
ST | 0 | 0 | 0 | 0 | 0 | 0
STOG | 0 | 0 | 0 | 0 | 0 | 0
STWD | 0 | 0 | 0 | 0 | 0 | 0
WT | 0 | 0 | 0 | 0 | 0 | 0
IGCC | 0 | 0 | 0 | 0 | 0 | 0
DemandResponse | 0 | 0 | 0 | 0 | 0 | 0
IGCC-CCS | 0 | 0 | 0 | 0 | 0 | 0
WT_off | 0 | 0 | 0 | 0 | 0 | 0
PseudoUnit | 0 | 0 | 0 | 0 | 0 | 0
FixedInterchange | 0 | 0 | 0 | 0 | 0 | 0
Levelized Retrofit Capital Costs by Reporting Type: MAPP_CA
ReportingType | 2015 | 2020 | 2025 | 2030 | 2035 | 2040
BM | 0 | 0 | 0 | 0 | 0 | 0
CC | 0 | 0 | 0 | 0 | 0 | 0
CSP | 0 | 0 | 0 | 0 | 0 | 0
CT | 0 | 0 | 0 | 0 | 0 | 0
Coal | 0 | 0 | 0 | 0 | 0 | 0
Geo | 0 | 0 | 0 | 0 | 0 | 0
H | 0 | 0 | 0 | 0 | 0 | 0
LFG | 0 | 0 | 0 | 0 | 0 | 0
Nuc | 0 | 0 | 0 | 0 | 0 | 0
PS | 0 | 0 | 0 | 0 | 0 | 0
PV | 0 | 0 | 0 | 0 | 0 | 0
PeakG | 0 | 0 | 0 | 0 | 0 | 0
PeakO | 0 | 0 | 0 | 0 | 0 | 0
ST | 0 | 0 | 0 | 0 | 0 | 0
STOG | 0 | 0 | 0 | 0 | 0 | 0
STWD | 0 | 0 | 0 | 0 | 0 | 0
WT | 0 | 0 | 0 | 0 | 0 | 0
IGCC | 0 | 0 | 0 | 0 | 0 | 0
DemandResponse | 0 | 0 | 0 | 0 | 0 | 0
IGCC-CCS | 0 | 0 | 0 | 0 | 0 | 0
WT_off | 0 | 0 | 0 | 0 | 0 | 0
PseudoUnit | 0 | 0 | 0 | 0 | 0 | 0
FixedInterchange | 0 | 0 | 0 | 0 | 0 | 0
Levelized Retrofit Capital Costs by Reporting Type: AZ_NM_SNV_Coal
ReportingType | 2015 | 2020 | 2025 | 2030 | 2035 | 2040
BM | 0 | 0 | 0 | 0 | 0 | 0
CC | 0 | 0 | 0 | 0 | 0 | 0
CSP | 0 | 0 | 0 | 0 | 0 | 0
CT | 0 | 0 | 0 | 0 | 0 | 0
Coal | 49.67 | 60.69 | 27.76 | 27.6 | 182.29 | 154.69
Geo | 0 | 0 | 0 | 0 | 0 | 0
H | 0 | 0 | 0 | 0 | 0 | 0
LFG | 0 | 0 | 0 | 0 | 0 | 0
Nuc | 0 | 0 | 0 | 0 | 0 | 0
PS | 0 | 0 | 0 | 0 | 0 | 0
PV | 0 | 0 | 0 | 0 | 0 | 0
PeakG | 0 | 0 | 0 | 0 | 0 | 0
PeakO | 0 | 0 | 0 | 0 | 0 | 0
ST | 0 | 0 | 0 | 0 | 0 | 0
STOG | 0 | 0 | 0 | 0 | 0 | 0
STWD | 0 | 0 | 0 | 0 | 0 | 0
WT | 0 | 0 | 0 | 0 | 0 | 0
IGCC | 0 | 0 | 0 | 0 | 0 | 0
DemandResponse | 0 | 0 | 0 | 0 | 0 | 0
IGCC-CCS | 0 | 0 | 0 | 0 | 0 | 0
WT_off | 0 | 0 | 0 | 0 | 0 | 0
PseudoUnit | 0 | 0 | 0 | 0 | 0 | 0
FixedInterchange | 0 | 0 | 0 | 0 | 0 | 0
Levelized Retrofit Capital Costs by Reporting Type: AZ_NM_SNV_Gas
ReportingType | 2015 | 2020 | 2025 | 2030 | 2035 | 2040
BM | 0 | 0 | 0 | 0 | 0 | 0
CC | 0 | 0 | 0 | 0 | 0 | 0
CSP | 0 | 0 | 0 | 0 | 0 | 0
CT | 0 | 0 | 0 | 0 | 0 | 0
Coal | 0 | 0 | 0 | 0 | 0 | 0
Geo | 0 | 0 | 0 | 0 | 0 | 0
H | 0 | 0 | 0 | 0 | 0 | 0
LFG | 0 | 0 | 0 | 0 | 0 | 0
Nuc | 0 | 0 | 0 | 0 | 0 | 0
PS | 0 | 0 | 0 | 0 | 0 | 0
PV | 0 | 0 | 0 | 0 | 0 | 0
PeakG | 0 | 0 | 0 | 0 | 0 | 0
PeakO | 0 | 0 | 0 | 0 | 0 | 0
ST | 0 | 0 | 0 | 0 | 0 | 0
STOG | 0 | 0 | 0 | 0 | 0 | 0
STWD | 0 | 0 | 0 | 0 | 0 | 0
WT | 0 | 0 | 0 | 0 | 0 | 0
IGCC | 0 | 0 | 0 | 0 | 0 | 0
DemandResponse | 0 | 0 | 0 | 0 | 0 | 0
IGCC-CCS | 0 | 0 | 0 | 0 | 0 | 0
WT_off | 0 | 0 | 0 | 0 | 0 | 0
PseudoUnit | 0 | 0 | 0 | 0 | 0 | 0
FixedInterchange | 0 | 0 | 0 | 0 | 0 | 0
Levelized Retrofit Capital Costs by Reporting Type: AZ_NM_SNV_NucRenew
ReportingType | 2015 | 2020 | 2025 | 2030 | 2035 | 2040
BM | 0 | 0 | 0 | 0 | 0 | 0
CC | 0 | 0 | 0 | 0 | 0 | 0
CSP | 0 | 0 | 0 | 0 | 0 | 0
CT | 0 | 0 | 0 | 0 | 0 | 0
Coal | 0 | 0 | 0 | 0 | 0 | 0
Geo | 0 | 0 | 0 | 0 | 0 | 0
H | 0 | 0 | 0 | 0 | 0 | 0
LFG | 0 | 0 | 0 | 0 | 0 | 0
Nuc | 0 | 0 | 0 | 0 | 0 | 0
PS | 0 | 0 | 0 | 0 | 0 | 0
PV | 0 | 0 | 0 | 0 | 0 | 0
PeakG | 0 | 0 | 0 | 0 | 0 | 0
PeakO | 0 | 0 | 0 | 0 | 0 | 0
ST | 0 | 0 | 0 | 0 | 0 | 0
STOG | 0 | 0 | 0 | 0 | 0 | 0
STWD | 0 | 0 | 0 | 0 | 0 | 0
WT | 0 | 0 | 0 | 0 | 0 | 0
IGCC | 0 | 0 | 0 | 0 | 0 | 0
DemandResponse | 0 | 0 | 0 | 0 | 0 | 0
IGCC-CCS | 0 | 0 | 0 | 0 | 0 | 0
WT_off | 0 | 0 | 0 | 0 | 0 | 0
PseudoUnit | 0 | 0 | 0 | 0 | 0 | 0
FixedInterchange | 0 | 0 | 0 | 0 | 0 | 0
Levelized Retrofit Capital Costs by Reporting Type: ERCOT
ReportingType | 2015 | 2020 | 2025 | 2030 | 2035 | 2040
BM | 0 | 0 | 0 | 0 | 0 | 0
CC | 0 | 0 | 0 | 0 | 0 | 0
CSP | 0 | 0 | 0 | 0 | 0 | 0
CT | 0 | 0 | 0 | 0 | 0 | 0
Coal | 82.51 | 5.82 | 181.97 | 281.97 | 155.75 | 49.92
Geo | 0 | 0 | 0 | 0 | 0 | 0
H | 0 | 0 | 0 | 0 | 0 | 0
LFG | 0 | 0 | 0 | 0 | 0 | 0
Nuc | 0 | 0 | 0 | 0 | 0 | 0
PS | 0 | 0 | 0 | 0 | 0 | 0
PV | 0 | 0 | 0 | 0 | 0 | 0
PeakG | 0 | 0 | 0 | 0 | 0 | 0
PeakO | 0 | 0 | 0 | 0 | 0 | 0
ST | 0 | 0 | 0 | 0 | 0 | 0
STOG | 0 | 0 | 0 | 0 | 0 | 0
STWD | 0 | 0 | 0 | 0 | 0 | 0
WT | 0 | 0 | 0 | 0 | 0 | 0
IGCC | 0 | 0 | 0 | 0 | 0 | 0
DemandResponse | 0 | 0 | 0 | 0 | 0 | 0
IGCC-CCS | 0 | 0 | 0 | 0 | 0 | 0
WT_off | 0 | 0 | 0 | 0 | 0 | 0
PseudoUnit | 0 | 0 | 0 | 0 | 0 | 0
FixedInterchange | 0 | 0 | 0 | 0 | 0 | 0
Levelized Retrofit Capital Costs by Reporting Type: NP15
ReportingType | 2015 | 2020 | 2025 | 2030 | 2035 | 2040
BM | 0 | 0 | 0 | 0 | 0 | 0
CC | 0 | 0 | 0 | 0 | 0 | 0
CSP | 0 | 0 | 0 | 0 | 0 | 0
CT | 0 | 0 | 0 | 0 | 0 | 0
Coal | 0 | 0 | 0 | 0 | 0 | 0
Geo | 0 | 0 | 0 | 0 | 0 | 0
H | 0 | 0 | 0 | 0 | 0 | 0
LFG | 0 | 0 | 0 | 0 | 0 | 0
Nuc | 0 | 0 | 0 | 0 | 0 | 0
PS | 0 | 0 | 0 | 0 | 0 | 0
PV | 0 | 0 | 0 | 0 | 0 | 0
PeakG | 0 | 0 | 0 | 0 | 0 | 0
PeakO | 0 | 0 | 0 | 0 | 0 | 0
ST | 0 | 0 | 0 | 0 | 0 | 0
STOG | 0 | 0 | 0 | 0 | 0 | 0
STWD | 0 | 0 | 0 | 0 | 0 | 0
WT | 0 | 0 | 0 | 0 | 0 | 0
IGCC | 0 | 0 | 0 | 0 | 0 | 0
DemandResponse | 0 | 0 | 0 | 0 | 0 | 0
IGCC-CCS | 0 | 0 | 0 | 0 | 0 | 0
WT_off | 0 | 0 | 0 | 0 | 0 | 0
PseudoUnit | 0 | 0 | 0 | 0 | 0 | 0
FixedInterchange | 0 | 0 | 0 | 0 | 0 | 0
Levelized Retrofit Capital Costs by Reporting Type: NWPP_Coal
ReportingType | 2015 | 2020 | 2025 | 2030 | 2035 | 2040
BM | 0 | 0 | 0 | 0 | 0 | 0
CC | 0 | 0 | 0 | 0 | 0 | 0
CSP | 0 | 0 | 0 | 0 | 0 | 0
CT | 0 | 0 | 0 | 0 | 0 | 0
Coal | 0 | 50.24 | 121.14 | 70.9 | 0 | 0
Geo | 0 | 0 | 0 | 0 | 0 | 0
H | 0 | 0 | 0 | 0 | 0 | 0
LFG | 0 | 0 | 0 | 0 | 0 | 0
Nuc | 0 | 0 | 0 | 0 | 0 | 0
PS | 0 | 0 | 0 | 0 | 0 | 0
PV | 0 | 0 | 0 | 0 | 0 | 0
PeakG | 0 | 0 | 0 | 0 | 0 | 0
PeakO | 0 | 0 | 0 | 0 | 0 | 0
ST | 0 | 0 | 0 | 0 | 0 | 0
STOG | 0 | 0 | 0 | 0 | 0 | 0
STWD | 0 | 0 | 0 | 0 | 0 | 0
WT | 0 | 0 | 0 | 0 | 0 | 0
IGCC | 0 | 0 | 0 | 0 | 0 | 0
DemandResponse | 0 | 0 | 0 | 0 | 0 | 0
IGCC-CCS | 0 | 0 | 0 | 0 | 0 | 0
WT_off | 0 | 0 | 0 | 0 | 0 | 0
PseudoUnit | 0 | 0 | 0 | 0 | 0 | 0
FixedInterchange | 0 | 0 | 0 | 0 | 0 | 0
Levelized Retrofit Capital Costs by Reporting Type: NWPP_Gas
ReportingType | 2015 | 2020 | 2025 | 2030 | 2035 | 2040
BM | 0 | 0 | 0 | 0 | 0 | 0
CC | 0 | 0 | 0 | 0 | 0 | 0
CSP | 0 | 0 | 0 | 0 | 0 | 0
CT | 0 | 0 | 0 | 0 | 0 | 0
Coal | 0 | 0 | 0 | 0 | 0 | 0
Geo | 0 | 0 | 0 | 0 | 0 | 0
H | 0 | 0 | 0 | 0 | 0 | 0
LFG | 0 | 0 | 0 | 0 | 0 | 0
Nuc | 0 | 0 | 0 | 0 | 0 | 0
PS | 0 | 0 | 0 | 0 | 0 | 0
PV | 0 | 0 | 0 | 0 | 0 | 0
PeakG | 0 | 0 | 0 | 0 | 0 | 0
PeakO | 0 | 0 | 0 | 0 | 0 | 0
ST | 0 | 0 | 0 | 0 | 0 | 0
STOG | 0 | 0 | 0 | 0 | 0 | 0
STWD | 0 | 0 | 0 | 0 | 0 | 0
WT | 0 | 0 | 0 | 0 | 0 | 0
IGCC | 0 | 0 | 0 | 0 | 0 | 0
DemandResponse | 0 | 0 | 0 | 0 | 0 | 0
IGCC-CCS | 0 | 0 | 0 | 0 | 0 | 0
WT_off | 0 | 0 | 0 | 0 | 0 | 0
PseudoUnit | 0 | 0 | 0 | 0 | 0 | 0
FixedInterchange | 0 | 0 | 0 | 0 | 0 | 0
Levelized Retrofit Capital Costs by Reporting Type: NWPP_NucRenew
ReportingType | 2015 | 2020 | 2025 | 2030 | 2035 | 2040
BM | 0 | 0 | 0 | 0 | 0 | 0
CC | 0 | 0 | 0 | 0 | 0 | 0
CSP | 0 | 0 | 0 | 0 | 0 | 0
CT | 0 | 0 | 0 | 0 | 0 | 0
Coal | 0 | 0 | 0 | 0 | 0 | 0
Geo | 0 | 0 | 0 | 0 | 0 | 0
H | 0 | 0 | 0 | 0 | 0 | 0
LFG | 0 | 0 | 0 | 0 | 0 | 0
Nuc | 0 | 0 | 0 | 0 | 0 | 0
PS | 0 | 0 | 0 | 0 | 0 | 0
PV | 0 | 0 | 0 | 0 | 0 | 0
PeakG | 0 | 0 | 0 | 0 | 0 | 0
PeakO | 0 | 0 | 0 | 0 | 0 | 0
ST | 0 | 0 | 0 | 0 | 0 | 0
STOG | 0 | 0 | 0 | 0 | 0 | 0
STWD | 0 | 0 | 0 | 0 | 0 | 0
WT | 0 | 0 | 0 | 0 | 0 | 0
IGCC | 0 | 0 | 0 | 0 | 0 | 0
DemandResponse | 0 | 0 | 0 | 0 | 0 | 0
IGCC-CCS | 0 | 0 | 0 | 0 | 0 | 0
WT_off | 0 | 0 | 0 | 0 | 0 | 0
PseudoUnit | 0 | 0 | 0 | 0 | 0 | 0
FixedInterchange | 0 | 0 | 0 | 0 | 0 | 0
Levelized Retrofit Capital Costs by Reporting Type: RMPA
ReportingType | 2015 | 2020 | 2025 | 2030 | 2035 | 2040
BM | 0 | 0 | 0 | 0 | 0 | 0
CC | 0 | 0 | 0 | 0 | 0 | 0
CSP | 0 | 0 | 0 | 0 | 0 | 0
CT | 0 | 0 | 0 | 0 | 0 | 0
Coal | 29.1 | 21.65 | 207.96 | 186.31 | 0 | 0
Geo | 0 | 0 | 0 | 0 | 0 | 0
H | 0 | 0 | 0 | 0 | 0 | 0
LFG | 0 | 0 | 0 | 0 | 0 | 0
Nuc | 0 | 0 | 0 | 0 | 0 | 0
PS | 0 | 0 | 0 | 0 | 0 | 0
PV | 0 | 0 | 0 | 0 | 0 | 0
PeakG | 0 | 0 | 0 | 0 | 0 | 0
PeakO | 0 | 0 | 0 | 0 | 0 | 0
ST | 0 | 0 | 0 | 0 | 0 | 0
STOG | 0 | 0 | 0 | 0 | 0 | 0
STWD | 0 | 0 | 0 | 0 | 0 | 0
WT | 0 | 0 | 0 | 0 | 0 | 0
IGCC | 0 | 0 | 0 | 0 | 0 | 0
DemandResponse | 0 | 0 | 0 | 0 | 0 | 0
IGCC-CCS | 0 | 0 | 0 | 0 | 0 | 0
WT_off | 0 | 0 | 0 | 0 | 0 | 0
PseudoUnit | 0 | 0 | 0 | 0 | 0 | 0
FixedInterchange | 0 | 0 | 0 | 0 | 0 | 0
Levelized Retrofit Capital Costs by Reporting Type: SP15
ReportingType | 2015 | 2020 | 2025 | 2030 | 2035 | 2040
BM | 0 | 0 | 0 | 0 | 0 | 0
CC | 0 | 0 | 0 | 0 | 0 | 0
CSP | 0 | 0 | 0 | 0 | 0 | 0
CT | 0 | 0 | 0 | 0 | 0 | 0
Coal | 0 | 2.92 | 2.92 | 0 | 0 | 0
Geo | 0 | 0 | 0 | 0 | 0 | 0
H | 0 | 0 | 0 | 0 | 0 | 0
LFG | 0 | 0 | 0 | 0 | 0 | 0
Nuc | 0 | 0 | 0 | 0 | 0 | 0
PS | 0 | 0 | 0 | 0 | 0 | 0
PV | 0 | 0 | 0 | 0 | 0 | 0
PeakG | 0 | 0 | 0 | 0 | 0 | 0
PeakO | 0 | 0 | 0 | 0 | 0 | 0
ST | 0 | 0 | 0 | 0 | 0 | 0
STOG | 0 | 0 | 0 | 0 | 0 | 0
STWD | 0 | 0 | 0 | 0 | 0 | 0
WT | 0 | 0 | 0 | 0 | 0 | 0
IGCC | 0 | 0 | 0 | 0 | 0 | 0
DemandResponse | 0 | 0 | 0 | 0 | 0 | 0
IGCC-CCS | 0 | 0 | 0 | 0 | 0 | 0
WT_off | 0 | 0 | 0 | 0 | 0 | 0
PseudoUnit | 0 | 0 | 0 | 0 | 0 | 0
FixedInterchange | 0 | 0 | 0 | 0 | 0 | 0
Levelized Retrofit Capital Costs by Reporting Type: ALB
ReportingType | 2015 | 2020 | 2025 | 2030 | 2035 | 2040
BM | 0 | 0 | 0 | 0 | 0 | 0
CC | 0 | 0 | 0 | 0 | 0 | 0
CSP | 0 | 0 | 0 | 0 | 0 | 0
CT | 0 | 0 | 0 | 0 | 0 | 0
Coal | 0 | 0 | 0 | 0 | 0 | 0
Geo | 0 | 0 | 0 | 0 | 0 | 0
H | 0 | 0 | 0 | 0 | 0 | 0
LFG | 0 | 0 | 0 | 0 | 0 | 0
Nuc | 0 | 0 | 0 | 0 | 0 | 0
PS | 0 | 0 | 0 | 0 | 0 | 0
PV | 0 | 0 | 0 | 0 | 0 | 0
PeakG | 0 | 0 | 0 | 0 | 0 | 0
PeakO | 0 | 0 | 0 | 0 | 0 | 0
ST | 0 | 0 | 0 | 0 | 0 | 0
STOG | 0 | 0 | 0 | 0 | 0 | 0
STWD | 0 | 0 | 0 | 0 | 0 | 0
WT | 0 | 0 | 0 | 0 | 0 | 0
IGCC | 0 | 0 | 0 | 0 | 0 | 0
DemandResponse | 0 | 0 | 0 | 0 | 0 | 0
IGCC-CCS | 0 | 0 | 0 | 0 | 0 | 0
WT_off | 0 | 0 | 0 | 0 | 0 | 0
PseudoUnit | 0 | 0 | 0 | 0 | 0 | 0
FixedInterchange | 0 | 0 | 0 | 0 | 0 | 0
Levelized Retrofit Capital Costs by Reporting Type: BC
ReportingType | 2015 | 2020 | 2025 | 2030 | 2035 | 2040
BM | 0 | 0 | 0 | 0 | 0 | 0
CC | 0 | 0 | 0 | 0 | 0 | 0
CSP | 0 | 0 | 0 | 0 | 0 | 0
CT | 0 | 0 | 0 | 0 | 0 | 0
Coal | 0 | 0 | 0 | 0 | 0 | 0
Geo | 0 | 0 | 0 | 0 | 0 | 0
H | 0 | 0 | 0 | 0 | 0 | 0
LFG | 0 | 0 | 0 | 0 | 0 | 0
Nuc | 0 | 0 | 0 | 0 | 0 | 0
PS | 0 | 0 | 0 | 0 | 0 | 0
PV | 0 | 0 | 0 | 0 | 0 | 0
PeakG | 0 | 0 | 0 | 0 | 0 | 0
PeakO | 0 | 0 | 0 | 0 | 0 | 0
ST | 0 | 0 | 0 | 0 | 0 | 0
STOG | 0 | 0 | 0 | 0 | 0 | 0
STWD | 0 | 0 | 0 | 0 | 0 | 0
WT | 0 | 0 | 0 | 0 | 0 | 0
IGCC | 0 | 0 | 0 | 0 | 0 | 0
DemandResponse | 0 | 0 | 0 | 0 | 0 | 0
IGCC-CCS | 0 | 0 | 0 | 0 | 0 | 0
WT_off | 0 | 0 | 0 | 0 | 0 | 0
PseudoUnit | 0 | 0 | 0 | 0 | 0 | 0
FixedInterchange | 0 | 0 | 0 | 0 | 0 | 0
Levelized Retrofit Capital Costs by Reporting Type: HQ_IESO
ReportingType | 2015 | 2020 | 2025 | 2030 | 2035 | 2040
BM | 0 | 0 | 0 | 0 | 0 | 0
CC | 0 | 0 | 0 | 0 | 0 | 0
CSP | 0 | 0 | 0 | 0 | 0 | 0
CT | 0 | 0 | 0 | 0 | 0 | 0
Coal | 0 | 0 | 0 | 0 | 0 | 0
Geo | 0 | 0 | 0 | 0 | 0 | 0
H | 0 | 0 | 0 | 0 | 0 | 0
LFG | 0 | 0 | 0 | 0 | 0 | 0
Nuc | 0 | 0 | 0 | 0 | 0 | 0
PS | 0 | 0 | 0 | 0 | 0 | 0
PV | 0 | 0 | 0 | 0 | 0 | 0
PeakG | 0 | 0 | 0 | 0 | 0 | 0
PeakO | 0 | 0 | 0 | 0 | 0 | 0
ST | 0 | 0 | 0 | 0 | 0 | 0
STOG | 0 | 0 | 0 | 0 | 0 | 0
STWD | 0 | 0 | 0 | 0 | 0 | 0
WT | 0 | 0 | 0 | 0 | 0 | 0
IGCC | 0 | 0 | 0 | 0 | 0 | 0
DemandResponse | 0 | 0 | 0 | 0 | 0 | 0
IGCC-CCS | 0 | 0 | 0 | 0 | 0 | 0
WT_off | 0 | 0 | 0 | 0 | 0 | 0
PseudoUnit | 0 | 0 | 0 | 0 | 0 | 0
FixedInterchange | 0 | 0 | 0 | 0 | 0 | 0
Levelized Retrofit Capital Costs by Reporting Type: HQ_NEISO
ReportingType | 2015 | 2020 | 2025 | 2030 | 2035 | 2040
BM | 0 | 0 | 0 | 0 | 0 | 0
CC | 0 | 0 | 0 | 0 | 0 | 0
CSP | 0 | 0 | 0 | 0 | 0 | 0
CT | 0 | 0 | 0 | 0 | 0 | 0
Coal | 0 | 0 | 0 | 0 | 0 | 0
Geo | 0 | 0 | 0 | 0 | 0 | 0
H | 0 | 0 | 0 | 0 | 0 | 0
LFG | 0 | 0 | 0 | 0 | 0 | 0
Nuc | 0 | 0 | 0 | 0 | 0 | 0
PS | 0 | 0 | 0 | 0 | 0 | 0
PV | 0 | 0 | 0 | 0 | 0 | 0
PeakG | 0 | 0 | 0 | 0 | 0 | 0
PeakO | 0 | 0 | 0 | 0 | 0 | 0
ST | 0 | 0 | 0 | 0 | 0 | 0
STOG | 0 | 0 | 0 | 0 | 0 | 0
STWD | 0 | 0 | 0 | 0 | 0 | 0
WT | 0 | 0 | 0 | 0 | 0 | 0
IGCC | 0 | 0 | 0 | 0 | 0 | 0
DemandResponse | 0 | 0 | 0 | 0 | 0 | 0
IGCC-CCS | 0 | 0 | 0 | 0 | 0 | 0
WT_off | 0 | 0 | 0 | 0 | 0 | 0
PseudoUnit | 0 | 0 | 0 | 0 | 0 | 0
FixedInterchange | 0 | 0 | 0 | 0 | 0 | 0
Levelized Retrofit Capital Costs by Reporting Type: HQ_NY
ReportingType | 2015 | 2020 | 2025 | 2030 | 2035 | 2040
BM | 0 | 0 | 0 | 0 | 0 | 0
CC | 0 | 0 | 0 | 0 | 0 | 0
CSP | 0 | 0 | 0 | 0 | 0 | 0
CT | 0 | 0 | 0 | 0 | 0 | 0
Coal | 0 | 0 | 0 | 0 | 0 | 0
Geo | 0 | 0 | 0 | 0 | 0 | 0
H | 0 | 0 | 0 | 0 | 0 | 0
LFG | 0 | 0 | 0 | 0 | 0 | 0
Nuc | 0 | 0 | 0 | 0 | 0 | 0
PS | 0 | 0 | 0 | 0 | 0 | 0
PV | 0 | 0 | 0 | 0 | 0 | 0
PeakG | 0 | 0 | 0 | 0 | 0 | 0
PeakO | 0 | 0 | 0 | 0 | 0 | 0
ST | 0 | 0 | 0 | 0 | 0 | 0
STOG | 0 | 0 | 0 | 0 | 0 | 0
STWD | 0 | 0 | 0 | 0 | 0 | 0
WT | 0 | 0 | 0 | 0 | 0 | 0
IGCC | 0 | 0 | 0 | 0 | 0 | 0
DemandResponse | 0 | 0 | 0 | 0 | 0 | 0
IGCC-CCS | 0 | 0 | 0 | 0 | 0 | 0
WT_off | 0 | 0 | 0 | 0 | 0 | 0
PseudoUnit | 0 | 0 | 0 | 0 | 0 | 0
FixedInterchange | 0 | 0 | 0 | 0 | 0 | 0
Levelized Retrofit Capital Costs by Reporting Type: MARITIMES
ReportingType | 2015 | 2020 | 2025 | 2030 | 2035 | 2040
BM | 0 | 0 | 0 | 0 | 0 | 0
CC | 0 | 0 | 0 | 0 | 0 | 0
CSP | 0 | 0 | 0 | 0 | 0 | 0
CT | 0 | 0 | 0 | 0 | 0 | 0
Coal | 0 | 0 | 0 | 0 | 0 | 0
Geo | 0 | 0 | 0 | 0 | 0 | 0
H | 0 | 0 | 0 | 0 | 0 | 0
LFG | 0 | 0 | 0 | 0 | 0 | 0
Nuc | 0 | 0 | 0 | 0 | 0 | 0
PS | 0 | 0 | 0 | 0 | 0 | 0
PV | 0 | 0 | 0 | 0 | 0 | 0
PeakG | 0 | 0 | 0 | 0 | 0 | 0
PeakO | 0 | 0 | 0 | 0 | 0 | 0
ST | 0 | 0 | 0 | 0 | 0 | 0
STOG | 0 | 0 | 0 | 0 | 0 | 0
STWD | 0 | 0 | 0 | 0 | 0 | 0
WT | 0 | 0 | 0 | 0 | 0 | 0
IGCC | 0 | 0 | 0 | 0 | 0 | 0
DemandResponse | 0 | 0 | 0 | 0 | 0 | 0
IGCC-CCS | 0 | 0 | 0 | 0 | 0 | 0
WT_off | 0 | 0 | 0 | 0 | 0 | 0
PseudoUnit | 0 | 0 | 0 | 0 | 0 | 0
FixedInterchange | 0 | 0 | 0 | 0 | 0 | 0
Levelized Retrofit Capital Costs by Reporting Type: All
ReportingType | 2015 | 2020 | 2025 | 2030 | 2035 | 2040
BM | 0 | 0 | 0 | 0 | 0 | 0
CC | 0 | 0 | 0 | 0 | 0 | 0
CSP | 0 | 0 | 0 | 0 | 0 | 0
CT | 0 | 0 | 0 | 0 | 0 | 0
Coal | 1184.41 | 1494.63 | 2091.42 | 3264.12 | 4400.16 | 2760.43
Geo | 0 | 0 | 0 | 0 | 0 | 0
H | 0 | 0 | 0 | 0 | 0 | 0
LFG | 0 | 0 | 0 | 0 | 0 | 0
Nuc | 0 | 0 | 0 | 0 | 0 | 0
PS | 0 | 0 | 0 | 0 | 0 | 0
PV | 0 | 0 | 0 | 0 | 0 | 0
PeakG | 0 | 0 | 0 | 0 | 0 | 0
PeakO | 0 | 0 | 0 | 0 | 0 | 0
ST | 0 | 0 | 0 | 0 | 0 | 0
STOG | 0 | 0 | 0 | 0 | 0 | 0
STWD | 0 | 0 | 0 | 0 | 0 | 0
WT | 0 | 0 | 0 | 0 | 0 | 0
IGCC | 0 | 0 | 0 | 0 | 0 | 0
DemandResponse | 0 | 0 | 0 | 0 | 0 | 0
IGCC-CCS | 0 | 0 | 0 | 0 | 0 | 0
WT_off | 0 | 0 | 0 | 0 | 0 | 0
PseudoUnit | 0 | 0 | 0 | 0 | 0 | 0
FixedInterchange | 0 | 0 | 0 | 0 | 0 | 0
Levelized Retrofit Capital Costs by Reporting Type: EI_US
ReportingType | 2015 | 2020 | 2025 | 2030 | 2035 | 2040
BM | 0 | 0 | 0 | 0 | 0 | 0
CC | 0 | 0 | 0 | 0 | 0 | 0
CSP | 0 | 0 | 0 | 0 | 0 | 0
CT | 0 | 0 | 0 | 0 | 0 | 0
Coal | 1023.13 | 1353.3 | 1549.66 | 2697.34 | 4062.13 | 2555.82
Geo | 0 | 0 | 0 | 0 | 0 | 0
H | 0 | 0 | 0 | 0 | 0 | 0
LFG | 0 | 0 | 0 | 0 | 0 | 0
Nuc | 0 | 0 | 0 | 0 | 0 | 0
PS | 0 | 0 | 0 | 0 | 0 | 0
PV | 0 | 0 | 0 | 0 | 0 | 0
PeakG | 0 | 0 | 0 | 0 | 0 | 0
PeakO | 0 | 0 | 0 | 0 | 0 | 0
ST | 0 | 0 | 0 | 0 | 0 | 0
STOG | 0 | 0 | 0 | 0 | 0 | 0
STWD | 0 | 0 | 0 | 0 | 0 | 0
WT | 0 | 0 | 0 | 0 | 0 | 0
IGCC | 0 | 0 | 0 | 0 | 0 | 0
DemandResponse | 0 | 0 | 0 | 0 | 0 | 0
IGCC-CCS | 0 | 0 | 0 | 0 | 0 | 0
WT_off | 0 | 0 | 0 | 0 | 0 | 0
PseudoUnit | 0 | 0 | 0 | 0 | 0 | 0
FixedInterchange | 0 | 0 | 0 | 0 | 0 | 0
Levelized Retrofit Capital Costs by Reporting Type: EI_Canada
ReportingType | 2015 | 2020 | 2025 | 2030 | 2035 | 2040
BM | 0 | 0 | 0 | 0 | 0 | 0
CC | 0 | 0 | 0 | 0 | 0 | 0
CSP | 0 | 0 | 0 | 0 | 0 | 0
CT | 0 | 0 | 0 | 0 | 0 | 0
Coal | 0 | 0 | 0 | 0 | 0 | 0
Geo | 0 | 0 | 0 | 0 | 0 | 0
H | 0 | 0 | 0 | 0 | 0 | 0
LFG | 0 | 0 | 0 | 0 | 0 | 0
Nuc | 0 | 0 | 0 | 0 | 0 | 0
PS | 0 | 0 | 0 | 0 | 0 | 0
PV | 0 | 0 | 0 | 0 | 0 | 0
PeakG | 0 | 0 | 0 | 0 | 0 | 0
PeakO | 0 | 0 | 0 | 0 | 0 | 0
ST | 0 | 0 | 0 | 0 | 0 | 0
STOG | 0 | 0 | 0 | 0 | 0 | 0
STWD | 0 | 0 | 0 | 0 | 0 | 0
WT | 0 | 0 | 0 | 0 | 0 | 0
IGCC | 0 | 0 | 0 | 0 | 0 | 0
DemandResponse | 0 | 0 | 0 | 0 | 0 | 0
IGCC-CCS | 0 | 0 | 0 | 0 | 0 | 0
WT_off | 0 | 0 | 0 | 0 | 0 | 0
PseudoUnit | 0 | 0 | 0 | 0 | 0 | 0
FixedInterchange | 0 | 0 | 0 | 0 | 0 | 0
Levelized Retrofit Capital Costs by Reporting Type: EI
ReportingType | 2015 | 2020 | 2025 | 2030 | 2035 | 2040
BM | 0 | 0 | 0 | 0 | 0 | 0
CC | 0 | 0 | 0 | 0 | 0 | 0
CSP | 0 | 0 | 0 | 0 | 0 | 0
CT | 0 | 0 | 0 | 0 | 0 | 0
Coal | 1023.13 | 1353.3 | 1549.66 | 2697.34 | 4062.13 | 2555.82
Geo | 0 | 0 | 0 | 0 | 0 | 0
H | 0 | 0 | 0 | 0 | 0 | 0
LFG | 0 | 0 | 0 | 0 | 0 | 0
Nuc | 0 | 0 | 0 | 0 | 0 | 0
PS | 0 | 0 | 0 | 0 | 0 | 0
PV | 0 | 0 | 0 | 0 | 0 | 0
PeakG | 0 | 0 | 0 | 0 | 0 | 0
PeakO | 0 | 0 | 0 | 0 | 0 | 0
ST | 0 | 0 | 0 | 0 | 0 | 0
STOG | 0 | 0 | 0 | 0 | 0 | 0
STWD | 0 | 0 | 0 | 0 | 0 | 0
WT | 0 | 0 | 0 | 0 | 0 | 0
IGCC | 0 | 0 | 0 | 0 | 0 | 0
DemandResponse | 0 | 0 | 0 | 0 | 0 | 0
IGCC-CCS | 0 | 0 | 0 | 0 | 0 | 0
WT_off | 0 | 0 | 0 | 0 | 0 | 0
PseudoUnit | 0 | 0 | 0 | 0 | 0 | 0
FixedInterchange | 0 | 0 | 0 | 0 | 0 | 0
Levelized Retrofit Capital Costs by Reporting Type: Outside_EI
ReportingType | 2015 | 2020 | 2025 | 2030 | 2035 | 2040
BM | 0 | 0 | 0 | 0 | 0 | 0
CC | 0 | 0 | 0 | 0 | 0 | 0
CSP | 0 | 0 | 0 | 0 | 0 | 0
CT | 0 | 0 | 0 | 0 | 0 | 0
Coal | 161.28 | 141.33 | 541.75 | 566.78 | 338.04 | 204.61
Geo | 0 | 0 | 0 | 0 | 0 | 0
H | 0 | 0 | 0 | 0 | 0 | 0
LFG | 0 | 0 | 0 | 0 | 0 | 0
Nuc | 0 | 0 | 0 | 0 | 0 | 0
PS | 0 | 0 | 0 | 0 | 0 | 0
PV | 0 | 0 | 0 | 0 | 0 | 0
PeakG | 0 | 0 | 0 | 0 | 0 | 0
PeakO | 0 | 0 | 0 | 0 | 0 | 0
ST | 0 | 0 | 0 | 0 | 0 | 0
STOG | 0 | 0 | 0 | 0 | 0 | 0
STWD | 0 | 0 | 0 | 0 | 0 | 0
WT | 0 | 0 | 0 | 0 | 0 | 0
IGCC | 0 | 0 | 0 | 0 | 0 | 0
DemandResponse | 0 | 0 | 0 | 0 | 0 | 0
IGCC-CCS | 0 | 0 | 0 | 0 | 0 | 0
WT_off | 0 | 0 | 0 | 0 | 0 | 0
PseudoUnit | 0 | 0 | 0 | 0 | 0 | 0
FixedInterchange | 0 | 0 | 0 | 0 | 0 | 0
#14 | Total Costs ($million)
Total Costs by Reporting Type: Entergy
ReportingType | 2015 | 2020 | 2025 | 2030 | 2035 | 2040
BM | 0 | 0 | 0 | 0 | 3000.52 | 9899.12
CC | 4968.28 | 8075.09 | 8426.96 | 9046.71 | 6455.42 | 2712.23
CSP | 0 | 0 | 0 | 0 | 0 | 0
CT | 0 | 0 | 0 | 0 | 0 | 0
Coal | 3634.72 | 548.96 | 270.92 | 224.39 | 223.42 | 223.42
Geo | 0 | 0 | 0 | 0 | 0 | 0
H | 10.6 | 10.6 | 10.6 | 10.6 | 391.98 | 391.98
LFG | 0.97 | 0.97 | 34.17 | 34.17 | 34.17 | 34.17
Nuc | 1262.64 | 1285.77 | 1294.03 | 1301.93 | 3701.33 | 4065.75
PS | 1.4 | 1.4 | 1.4 | 1.4 | 1.4 | 1.4
PV | 0.11 | 21.81 | 31.37 | 31.37 | 31.26 | 11.04
PeakG | 47.54 | 69.98 | 49.81 | 14.35 | 0 | 0
PeakO | 4.42 | 5.87 | 0 | 0 | 0 | 0
ST | 0 | 0 | 0 | 0 | 0 | 0
STOG | 95.78 | 130.63 | 0 | 0 | 0 | 0
STWD | 9.61 | 14.95 | 18.32 | 84.84 | 133.79 | 105.78
WT | 3.67 | 3.67 | 3.67 | 3.67 | 3.67 | 3.67
IGCC | 0 | 0 | 0 | 0 | 0 | 0
DemandResponse | 0 | 0 | 0 | 0 | 0 | 0
IGCC-CCS | 0 | 0 | 0 | 0 | 0 | 0
WT_off | 0 | 0 | 0 | 0 | 0 | 0
PseudoUnit | 0 | 0 | 0 | 0 | 0 | 0
FixedInterchange | 0 | 0 | 0 | 0 | 0 | 0
Total Costs by Reporting Type: FRCC
ReportingType | 2015 | 2020 | 2025 | 2030 | 2035 | 2040
BM | 0 | 0 | 0 | 0 | 0 | 1681.7
CC | 13894.23 | 16088.5 | 16496.42 | 11886.23 | 7675.18 | 5381.97
CSP | 0 | 0 | 0 | 0 | 0 | 0
CT | 262.19 | 308.59 | 328.66 | 266.55 | 0 | 0
Coal | 1306.68 | 616.25 | 254.01 | 287.2 | 658.97 | 769.12
Geo | 0 | 0 | 0 | 0 | 0 | 0
H | 0.78 | 0.78 | 0.78 | 0.78 | 0.78 | 0.78
LFG | 58.68 | 58.68 | 120.69 | 120.69 | 120.69 | 120.69
Nuc | 960.37 | 1000.19 | 3257.02 | 11257.84 | 17803.36 | 19728.9
PS | 0 | 0 | 0 | 0 | 0 | 0
PV | 0.75 | 0.75 | 0.75 | 0.75 | 0.75 | 0.75
PeakG | 190.1 | 289.48 | 225.89 | 166.93 | 177.86 | 178.46
PeakO | 64.61 | 83.43 | 25.94 | 0 | 0 | 0
ST | 0 | 0 | 0 | 0 | 0 | 0
STOG | 0 | 0 | 0 | 0 | 0 | 0
STWD | 16.26 | 29.9 | 110.46 | 110.46 | 110.46 | 70.64
WT | 0 | 0 | 0 | 0 | 0 | 0
IGCC | 0 | 0 | 0 | 0 | 0 | 0
DemandResponse | 0 | 0 | 0 | 0 | 0 | 0
IGCC-CCS | 0 | 0 | 0 | 0 | 0 | 0
WT_off | 0 | 0 | 0 | 0 | 0 | 0
PseudoUnit | 0 | 0 | 0 | 0 | 0 | 0
FixedInterchange | 0 | 0 | 0 | 0 | 0 | 0
Total Costs by Reporting Type: MAPP_US
ReportingType | 2015 | 2020 | 2025 | 2030 | 2035 | 2040
BM | 0 | 0 | 0 | 0 | 34.15 | 56.1
CC | 61.91 | 23.42 | 29.6 | 25.63 | 35.15 | 30.45
CSP | 0 | 0 | 0 | 0 | 0 | 0
CT | 27.96 | 27.96 | 27.96 | 40.87 | 16.57 | 17.51
Coal | 680.74 | 323.04 | 6.67 | 0 | 0 | 0
Geo | 3.95 | 3.95 | 3.95 | 3.95 | 3.95 | 3.95
H | 31.14 | 31.14 | 31.14 | 31.14 | 31.14 | 31.14
LFG | 0.24 | 0.24 | 0.24 | 22.22 | 22.22 | 22.22
Nuc | 0.01 | 0.01 | 0.01 | 0.02 | 0.08 | 0.05
PS | 0 | 0 | 0 | 0 | 0 | 0
PV | 0 | 0 | 0 | 0 | 0 | 0
PeakG | 17.71 | 31.58 | 20.9 | 37.82 | 36.77 | 34.72
PeakO | 9.49 | 12.94 | 10.37 | 10.37 | 10.37 | 10.37
ST | 0 | 0 | 0 | 0 | 0 | 0
STOG | 0 | 0 | 0 | 0 | 0 | 0
STWD | 0 | 0 | 0 | 0 | 0 | 0
WT | 147.25 | 1963.48 | 2741.44 | 2704.06 | 2649.47 | 1052.84
IGCC | 0 | 0 | 0 | 0 | 0 | 0
DemandResponse | 0 | 0 | 0 | 0 | 0 | 0
IGCC-CCS | 0 | 0 | 0 | 0 | 0 | 0
WT_off | 0 | 0 | 0 | 0 | 0 | 0
PseudoUnit | 0 | 0 | 0 | 0 | 0 | 0
FixedInterchange | 0 | 0 | 0 | 0 | 0 | 0
Total Costs by Reporting Type: MISO_IN
ReportingType | 2015 | 2020 | 2025 | 2030 | 2035 | 2040
BM | 0 | 0 | 0 | 0 | 0 | 6251.22
CC | 1907.31 | 11728.5 | 12616.47 | 14311.22 | 17526 | 6240.5
CSP | 0 | 0 | 0 | 0 | 0 | 0
CT | 0 | 0 | 0 | 0 | 0 | 0
Coal | 3224.17 | 1726.24 | 708.36 | 1001.06 | 2496.81 | 2581.89
Geo | 0 | 0 | 0 | 0 | 0 | 0
H | 1.07 | 1.07 | 1.07 | 1.07 | 1.07 | 1.07
LFG | 4.47 | 4.47 | 30.11 | 30.11 | 30.11 | 30.11
Nuc | 0.01 | 0.01 | 0.01 | 0.02 | 0.08 | 284.67
PS | 0 | 0 | 0 | 0 | 0 | 0
PV | 0 | 83.95 | 83.95 | 83.95 | 83.95 | 3.78
PeakG | 52.35 | 76.94 | 54.27 | 73.39 | 73.39 | 73.39
PeakO | 10.59 | 13.5 | 10.82 | 10.82 | 10.82 | 10.82
ST | 0 | 0 | 0 | 0 | 0 | 0
STOG | 14.75 | 17.35 | 15.52 | 16.44 | 13 | 0
STWD | 0 | 0 | 0 | 0 | 0 | 0
WT | 18.33 | 18.33 | 18.33 | 18.33 | 18.33 | 18.33
IGCC | 464.39 | 500.58 | 314.37 | 246.27 | 245.48 | 245.48
DemandResponse | 0 | 0 | 0 | 0 | 0 | 0
IGCC-CCS | 0 | 0 | 0 | 0 | 0 | 0
WT_off | 0 | 0 | 0 | 0 | 0 | 0
PseudoUnit | 0 | 0 | 0 | 0 | 0 | 0
FixedInterchange | 0 | 0 | 0 | 0 | 0 | 0
Total Costs by Reporting Type: MISO_MI
ReportingType | 2015 | 2020 | 2025 | 2030 | 2035 | 2040
BM | 0 | 0 | 0 | 0 | 0 | 2828.94
CC | 1449.09 | 1517.2 | 1688.99 | 1435.23 | 1562.98 | 160.85
CSP | 0 | 0 | 0 | 0 | 0 | 0
CT | 0 | 0 | 0 | 0 | 0 | 0
Coal | 1624.63 | 15.14 | 0 | 0 | 0 | 0
Geo | 0 | 0 | 0 | 0 | 0 | 0
H | 2.01 | 2.01 | 2.01 | 2.01 | 2.01 | 2.01
LFG | 19.68 | 19.68 | 72.59 | 72.59 | 72.59 | 72.59
Nuc | 449.71 | 452.56 | 461.47 | 971.5 | 1897.17 | 4562.52
PS | 44.44 | 44.44 | 44.44 | 44.44 | 44.44 | 44.44
PV | 0 | 0 | 0 | 0 | 0 | 0
PeakG | 62.54 | 90.55 | 73.89 | 85.63 | 85.63 | 85.63
PeakO | 15.67 | 19.97 | 16.01 | 16.01 | 16.01 | 16.01
ST | 0 | 0 | 0 | 0 | 0 | 0
STOG | 149.88 | 157.3 | 136.9 | 142.2 | 130.84 | 0
STWD | 95.36 | 96.67 | 42.35 | 60.73 | 95.46 | 95.46
WT | 542.69 | 608.77 | 608.77 | 608.77 | 127.79 | 150.17
IGCC | 0 | 0 | 0 | 0 | 0 | 0
DemandResponse | 0 | 0 | 0 | 0 | 0 | 0
IGCC-CCS | 0 | 0 | 0 | 0 | 0 | 0
WT_off | 0 | 0 | 0 | 0 | 0 | 0
PseudoUnit | 0 | 0 | 0 | 0 | 0 | 0
FixedInterchange | 0 | 0 | 0 | 0 | 0 | 0
Total Costs by Reporting Type: MISO_MO-IL
ReportingType | 2015 | 2020 | 2025 | 2030 | 2035 | 2040
BM | 0 | 0 | 0 | 0 | 0 | 2092.97
CC | 185.6 | 1237.12 | 1281.51 | 1014.27 | 871.85 | 606.96
CSP | 0 | 0 | 0 | 0 | 0 | 0
CT | 0 | 0 | 0 | 0 | 0 | 0
Coal | 4958.38 | 1639.66 | 993.63 | 822.73 | 1112.33 | 1129.96
Geo | 0 | 0 | 0 | 0 | 0 | 0
H | 5.01 | 5.01 | 101.31 | 101.31 | 101.31 | 101.31
LFG | 2.17 | 2.17 | 56.78 | 76.11 | 76.11 | 76.11
Nuc | 493.74 | 512.79 | 521.93 | 524.97 | 524.97 | 524.97
PS | 10.45 | 10.45 | 10.45 | 10.45 | 10.45 | 10.45
PV | 0 | 0 | 0 | 0 | 0 | 0
PeakG | 97.03 | 172.78 | 94.04 | 214.26 | 204.29 | 178.15
PeakO | 21.48 | 28.65 | 22.96 | 22.96 | 22.96 | 22.96
ST | 0 | 0 | 0 | 0 | 0 | 0
STOG | 26.49 | 32.67 | 26.98 | 26.39 | 26.39 | 0
STWD | 0 | 0 | 0 | 0 | 0 | 0
WT | 89.9 | 89.9 | 1406.73 | 1406.73 | 1338.21 | 1338.21
IGCC | 0 | 0 | 0 | 0 | 0 | 0
DemandResponse | 0 | 0 | 0 | 0 | 0 | 0
IGCC-CCS | 0 | 0 | 0 | 0 | 0 | 0
WT_off | 0 | 0 | 0 | 0 | 0 | 0
PseudoUnit | 0 | 0 | 0 | 0 | 0 | 0
FixedInterchange | 0 | 0 | 0 | 0 | 0 | 0
Total Costs by Reporting Type: MISO_W
ReportingType | 2015 | 2020 | 2025 | 2030 | 2035 | 2040
BM | 0 | 0 | 0 | 0 | 0 | 0
CC | 579.58 | 826.69 | 311.01 | 372.05 | 392.95 | 412.41
CSP | 0 | 0 | 0 | 0 | 0 | 0
CT | 0 | 0 | 0 | 0 | 0 | 0
Coal | 4183.56 | 2134.53 | 580.87 | 507.74 | 223.42 | 269.13
Geo | 0 | 0 | 0 | 0 | 0 | 0
H | 7.08 | 7.08 | 7.08 | 7.08 | 7.08 | 7.08
LFG | 24.75 | 24.75 | 24.75 | 48.33 | 48.33 | 48.33
Nuc | 539.99 | 543.1 | 552.83 | 814.83 | 0.05 | 0.05
PS | 0 | 0 | 0 | 0 | 0 | 0
PV | 0 | 0 | 0 | 0 | 0 | 0
PeakG | 109.69 | 168.01 | 94.07 | 130.14 | 162.94 | 111.1
PeakO | 56.38 | 79.08 | 64.57 | 64.57 | 64.57 | 64.57
ST | 0 | 0 | 0 | 0 | 0 | 0
STOG | 7.57 | 8.96 | 7.67 | 7.67 | 7.67 | 0
STWD | 15.51 | 28.77 | 34.72 | 94.27 | 178.27 | 160.94
WT | 927.86 | 927.86 | 9861.8 | 9796.48 | 9203.08 | 9601.86
IGCC | 0 | 0 | 0 | 0 | 0 | 0
DemandResponse | 0 | 0 | 0 | 0 | 0 | 0
IGCC-CCS | 0 | 0 | 0 | 0 | 0 | 0
WT_off | 0 | 0 | 0 | 0 | 0 | 0
PseudoUnit | 0 | 0 | 0 | 0 | 0 | 0
FixedInterchange | 0 | 0 | 0 | 0 | 0 | 0
Total Costs by Reporting Type: MISO_WUMS
ReportingType | 2015 | 2020 | 2025 | 2030 | 2035 | 2040
BM | 0 | 0 | 0 | 0 | 0 | 3227.36
CC | 3405.79 | 5046 | 4944.82 | 5242.88 | 7133.56 | 1301.37
CSP | 0 | 0 | 0 | 0 | 0 | 0
CT | 0 | 0 | 0 | 0 | 0 | 0
Coal | 1272.07 | 553.18 | 372.03 | 396.68 | 567.95 | 756
Geo | 0 | 0 | 0 | 0 | 0 | 0
H | 4.79 | 5.15 | 5.15 | 5.15 | 5.15 | 5.15
LFG | 8.57 | 8.57 | 8.57 | 79.15 | 79.15 | 79.15
Nuc | 419.03 | 444.73 | 429.21 | 1050.31 | 1277.21 | 2596.32
PS | 0 | 0 | 0 | 0 | 0 | 0
PV | 0 | 0 | 0 | 0 | 0 | 0
PeakG | 55.64 | 81.65 | 65.08 | 77.65 | 77.65 | 77.65
PeakO | 13.52 | 17.78 | 14.69 | 14.69 | 14.69 | 14.69
ST | 0 | 0 | 0 | 0 | 0 | 0
STOG | 13.21 | 15.63 | 13.39 | 13.39 | 13.39 | 0
STWD | 5.33 | 6.31 | 6.86 | 23.09 | 68.51 | 54.17
WT | 264.78 | 264.78 | 264.78 | 264.78 | 46.41 | 53.41
IGCC | 0 | 0 | 0 | 0 | 0 | 0
DemandResponse | 0 | 0 | 0 | 0 | 0 | 0
IGCC-CCS | 0 | 0 | 0 | 0 | 0 | 0
WT_off | 0 | 0 | 0 | 0 | 0 | 0
PseudoUnit | 0 | 0 | 0 | 0 | 0 | 0
FixedInterchange | 0 | 0 | 0 | 0 | 0 | 0
Total Costs by Reporting Type: Nebraska
ReportingType | 2015 | 2020 | 2025 | 2030 | 2035 | 2040
BM | 0 | 0 | 0 | 0 | 161.88 | 1196.43
CC | 155.43 | 1238.12 | 1314.66 | 1337.58 | 1183.79 | 818.85
CSP | 0 | 0 | 0 | 0 | 0 | 0
CT | 0 | 0 | 0 | 0 | 0 | 0
Coal | 1742.21 | 415.13 | 373.4 | 280.4 | 280.51 | 326.93
Geo | 0 | 0 | 0 | 0 | 0 | 0
H | 2.38 | 2.38 | 2.38 | 2.38 | 2.38 | 2.38
LFG | 0.72 | 0.72 | 19.43 | 23.23 | 23.23 | 23.23
Nuc | 289.1 | 306.81 | 296.14 | 364.84 | 0.11 | 0.11
PS | 0 | 0 | 0 | 0 | 0 | 0
PV | 0 | 0 | 0 | 0 | 0 | 0
PeakG | 25.86 | 37.49 | 31.37 | 37.5 | 31.8 | 31.37
PeakO | 9.57 | 12.19 | 9.77 | 9.77 | 9.77 | 9.77
ST | 0 | 0 | 0 | 0 | 0 | 0
STOG | 0 | 0 | 0 | 0 | 0 | 0
STWD | 0 | 0 | 0 | 0 | 0 | 0
WT | 54.91 | 54.91 | 54.91 | 45.4 | 10.54 | 10.54
IGCC | 0 | 0 | 0 | 0 | 0 | 0
DemandResponse | 0 | 0 | 0 | 0 | 0 | 0
IGCC-CCS | 0 | 0 | 0 | 0 | 0 | 0
WT_off | 0 | 0 | 0 | 0 | 0 | 0
PseudoUnit | 0 | 0 | 0 | 0 | 0 | 0
FixedInterchange | 0 | 0 | 0 | 0 | 0 | 0
Total Costs by Reporting Type: NEISO
ReportingType | 2015 | 2020 | 2025 | 2030 | 2035 | 2040
BM | 279.31 | 220.13 | 146.64 | 240.68 | 203.68 | 240.78
CC | 2934.74 | 2249.46 | 1979.41 | 1383.37 | 1208.68 | 789.72
CSP | 0 | 0 | 0 | 0 | 0 | 0
CT | 32.29 | 32.76 | 33.33 | 31.31 | 0.9 | 0.9
Coal | 58.34 | 29.15 | 0 | 0 | 0 | 0
Geo | 0 | 0 | 0 | 0 | 0 | 0
H | 46.4 | 46.4 | 46.4 | 47.43 | 47.43 | 47.43
LFG | 80.87 | 80.87 | 80.87 | 103.68 | 93.04 | 93.04
Nuc | 1055.43 | 1120.79 | 1080.11 | 1086.32 | 784.86 | 1150.98
PS | 39.74 | 39.74 | 39.74 | 39.74 | 39.74 | 39.74
PV | 0.03 | 113.38 | 113.38 | 113.38 | 113.38 | 4.92
PeakG | 20.63 | 32.49 | 24.39 | 22.52 | 29.41 | 29.58
PeakO | 0 | 0 | 0 | 0 | 0 | 0
ST | 0 | 0 | 0 | 0 | 0 | 0
STOG | 0 | 0 | 0 | 0 | 0 | 0
STWD | 367.79 | 122.81 | 28.96 | 90.23 | 184.16 | 191.19
WT | 67.94 | 710.64 | 1104.32 | 1304.96 | 3558.41 | 3519.51
IGCC | 0 | 0 | 0 | 0 | 0 | 0
DemandResponse | 0 | 0 | 0 | 0 | 0 | 0
IGCC-CCS | 0 | 0 | 0 | 0 | 0 | 0
WT_off | 308.22 | 308.22 | 308.22 | 308.22 | 24.98 | 24.98
PseudoUnit | 0 | 0 | 0 | 0 | 0 | 0
FixedInterchange | 0 | 0 | 0 | 0 | 0 | 0
Total Costs by Reporting Type: NonRTO_Midwest
ReportingType | 2015 | 2020 | 2025 | 2030 | 2035 | 2040
BM | 0 | 0 | 0 | 0 | 1019.58 | 6048.42
CC | 1571.11 | 3217.37 | 3403.1 | 4111.66 | 5003.21 | 600.96
CSP | 0 | 0 | 0 | 0 | 0 | 0
CT | 0 | 0 | 0 | 0 | 0 | 0
Coal | 2693.53 | 1540.47 | 580.35 | 827.55 | 1064.91 | 857.99
Geo | 0 | 0 | 0 | 0 | 0 | 0
H | 2.04 | 2.04 | 258.59 | 258.59 | 258.59 | 258.59
LFG | 1.69 | 1.69 | 51.19 | 51.19 | 51.19 | 51.19
Nuc | 0.01 | 0.01 | 0.02 | 0.05 | 441.29 | 441.29
PS | 0 | 0 | 0 | 0 | 0 | 0
PV | 0 | 0 | 0 | 0 | 0 | 0
PeakG | 70.23 | 89.78 | 80.29 | 99.23 | 53.57 | 14.2
PeakO | 0.35 | 0.45 | 0.36 | 0 | 0 | 0
ST | 0 | 0 | 0 | 0 | 0 | 0
STOG | 0 | 0 | 0 | 0 | 0 | 0
STWD | 0 | 0 | 0 | 0 | 0 | 0
WT | 2.26 | 2.26 | 2.26 | 2.26 | 2.26 | 2.26
IGCC | 0 | 0 | 0 | 0 | 0 | 0
DemandResponse | 0 | 0 | 0 | 0 | 0 | 0
IGCC-CCS | 0 | 0 | 0 | 0 | 0 | 0
WT_off | 0 | 0 | 0 | 0 | 0 | 0
PseudoUnit | 0 | 0 | 0 | 0 | 0 | 0
FixedInterchange | 0 | 0 | 0 | 0 | 0 | 0
Total Costs by Reporting Type: NYISO_A-F
ReportingType | 2015 | 2020 | 2025 | 2030 | 2035 | 2040
BM | 0 | 0 | 0 | 0 | 0 | 0
CC | 660.15 | 854.78 | 536.59 | 523.95 | 225.76 | 126.95
CSP | 0 | 0 | 0 | 0 | 0 | 0
CT | 0 | 0 | 0 | 0 | 0 | 0
Coal | 0 | 0 | 0 | 0 | 0 | 0
Geo | 0 | 0 | 0 | 0 | 0 | 0
H | 62.6 | 62.6 | 62.6 | 62.6 | 62.6 | 62.6
LFG | 22.17 | 22.17 | 22.17 | 44 | 42.66 | 42.66
Nuc | 769.17 | 792.88 | 787.44 | 645.82 | 746.25 | 695.88
PS | 33.52 | 33.52 | 33.52 | 33.52 | 33.52 | 33.52
PV | 0 | 0 | 0 | 0 | 0 | 0
PeakG | 3.94 | 6.17 | 5.31 | 5.31 | 5.31 | 5.31
PeakO | 1.14 | 1.46 | 1.17 | 1.17 | 1.17 | 1.17
ST | 0 | 0 | 0 | 0 | 0 | 0
STOG | 0 | 0 | 0 | 0 | 0 | 0
STWD | 2.82 | 4.16 | 4.17 | 10.02 | 26.67 | 37.88
WT | 684.71 | 860.89 | 860.89 | 2104.58 | 2766.49 | 2610.26
IGCC | 0 | 0 | 0 | 0 | 0 | 0
DemandResponse | 0 | 0 | 0 | 0 | 0 | 0
IGCC-CCS | 0 | 0 | 0 | 0 | 0 | 0
WT_off | 0 | 0 | 0 | 0 | 0 | 0
PseudoUnit | 0 | 0 | 0 | 0 | 0 | 0
FixedInterchange | 0 | 0 | 0 | 0 | 0 | 0
Total Costs by Reporting Type: NYISO_G-I
ReportingType | 2015 | 2020 | 2025 | 2030 | 2035 | 2040
BM | 0 | 0 | 0 | 0 | 566.41 | 831.3
CC | 254.36 | 441.55 | 266.29 | 134.8 | 188.38 | 131.6
CSP | 0 | 0 | 0 | 0 | 0 | 0
CT | 0 | 0 | 0 | 0 | 0 | 0
Coal | 0 | 0 | 0 | 0 | 0 | 0
Geo | 0 | 0 | 0 | 0 | 0 | 0
H | 0.46 | 0.46 | 0.46 | 0.46 | 0.46 | 0.46
LFG | 7.73 | 7.73 | 7.73 | 31.62 | 31.62 | 31.62
Nuc | 466.19 | 495 | 477.19 | 479.96 | 543.55 | 1521.84
PS | 0 | 0 | 0 | 0 | 0 | 0
PV | 0 | 0 | 0 | 0 | 0 | 0
PeakG | 1.51 | 2.04 | 1.65 | 1.68 | 1.75 | 1.57
PeakO | 2.55 | 3.25 | 2.61 | 2.61 | 2.61 | 2.61
ST | 0 | 0 | 0 | 0 | 0 | 0
STOG | 0 | 0 | 0 | 0 | 0 | 0
STWD | 0 | 0 | 0 | 0 | 0 | 0
WT | 0 | 14.4 | 14.4 | 86.66 | 86.66 | 73.94
IGCC | 0 | 0 | 0 | 0 | 0 | 0
DemandResponse | 0 | 0 | 0 | 0 | 0 | 0
IGCC-CCS | 0 | 0 | 0 | 0 | 0 | 0
WT_off | 0 | 0 | 0 | 0 | 0 | 0
PseudoUnit | 0 | 0 | 0 | 0 | 0 | 0
FixedInterchange | 0 | 0 | 0 | 0 | 0 | 0
Total Costs by Reporting Type: NYISO_J-K
ReportingType | 2015 | 2020 | 2025 | 2030 | 2035 | 2040
BM | 0 | 0 | 0 | 0 | 0 | 0
CC | 1626.97 | 1878.39 | 1801.13 | 1472.69 | 1842.88 | 1652.04
CSP | 0 | 0 | 0 | 0 | 0 | 0
CT | 0 | 0 | 0 | 0 | 0 | 0
Coal | 0 | 0 | 0 | 0 | 0 | 0
Geo | 0 | 0 | 0 | 0 | 0 | 0
H | 0 | 0 | 0 | 0 | 0 | 0
LFG | 14.97 | 14.97 | 14.97 | 44.49 | 44.49 | 44.49
Nuc | 0.01 | 0.01 | 0.01 | 0.03 | 0.08 | 0.07
PS | 0 | 0 | 0 | 0 | 0 | 0
PV | 17.52 | 17.52 | 17.52 | 17.52 | 0.54 | 0.54
PeakG | 58.94 | 84.06 | 68.16 | 76.87 | 129.87 | 128.66
PeakO | 61.69 | 79.16 | 63.78 | 65.02 | 65.02 | 65.02
ST | 0 | 0 | 0 | 0 | 0 | 0
STOG | 185.66 | 234.12 | 240.48 | 260.35 | 226.57 | 206.53
STWD | 0 | 0 | 0 | 0 | 0 | 0
WT | 0 | 0 | 0 | 10.7 | 98.87 | 98.87
IGCC | 0 | 0 | 0 | 0 | 0 | 0
DemandResponse | 0 | 0 | 0 | 0 | 0 | 0
IGCC-CCS | 0 | 0 | 0 | 0 | 0 | 0
WT_off | 0 | 0 | 0 | 0 | 0 | 0
PseudoUnit | 0 | 0 | 0 | 0 | 0 | 0
FixedInterchange | 0 | 0 | 0 | 0 | 0 | 0
Total Costs by Reporting Type: PJM_E
ReportingType | 2015 | 2020 | 2025 | 2030 | 2035 | 2040
BM | 18.42 | 33.95 | 33.95 | 33.95 | 33.95 | 33.95
CC | 3583.01 | 4155.03 | 4748.36 | 4794.41 | 5518.12 | 2815.46
CSP | 0 | 0 | 0 | 0 | 0 | 0
CT | 2.48 | 2.73 | 3 | 0 | 0 | 0
Coal | 144.02 | 96.09 | 61.83 | 46.99 | 134.85 | 250.75
Geo | 0 | 0 | 0 | 0 | 0 | 0
H | 3.85 | 3.85 | 3.85 | 3.85 | 3.85 | 3.85
LFG | 59.08 | 105.92 | 105.92 | 103.73 | 103.73 | 73.06
Nuc | 1960.16 | 1864.06 | 1862.64 | 1873.72 | 1345.93 | 2395.82
PS | 9.5 | 9.5 | 9.5 | 9.5 | 9.5 | 9.5
PV | 11.79 | 11.79 | 11.79 | 11.79 | 0.75 | 0.75
PeakG | 78.68 | 131.19 | 129.16 | 183.31 | 154.81 | 159.51
PeakO | 75.92 | 100.78 | 82.41 | 82.41 | 82.41 | 82.41
ST | 0 | 0 | 0 | 0 | 0 | 0
STOG | 138.63 | 181.56 | 0 | 0 | 0 | 0
STWD | 0 | 0 | 0 | 0 | 0 | 0
WT | 332.76 | 332.76 | 332.76 | 332.76 | 37.93 | 37.93
IGCC | 0 | 0 | 0 | 0 | 0 | 0
DemandResponse | 0 | 0 | 0 | 0 | 0 | 0
IGCC-CCS | 0 | 0 | 0 | 0 | 0 | 0
WT_off | 0 | 0 | 599.06 | 599.06 | 599.06 | 5228.13
PseudoUnit | 0 | 0 | 0 | 0 | 0 | 0
FixedInterchange | 0 | 0 | 0 | 0 | 0 | 0
Total Costs by Reporting Type: PJM_ROM
ReportingType | 2015 | 2020 | 2025 | 2030 | 2035 | 2040
BM | 10.17 | 19.49 | 19.49 | 19.49 | 2400.76 | 2400.76
CC | 1584.42 | 1873.94 | 2162.74 | 2183.76 | 2367.35 | 478.71
CSP | 0 | 0 | 0 | 0 | 0 | 0
CT | 1.52 | 1.67 | 1.84 | 1.93 | 0 | 0
Coal | 819.54 | 266.08 | 79.28 | 131.15 | 244.49 | 227.19
Geo | 0 | 0 | 0 | 0 | 0 | 0
H | 19.83 | 19.83 | 253 | 253 | 253 | 253
LFG | 47.04 | 132.66 | 132.66 | 131.08 | 128.72 | 75.37
Nuc | 1163.94 | 1194.41 | 1192.35 | 1199.5 | 2624.17 | 4489.5
PS | 35.92 | 35.92 | 35.92 | 35.92 | 35.92 | 35.92
PV | 0.06 | 497.02 | 753.61 | 811.04 | 815.37 | 361.72
PeakG | 30.83 | 46.11 | 47.13 | 84.07 | 75.97 | 83.47
PeakO | 45.95 | 58.57 | 46.94 | 36.73 | 36.73 | 0
ST | 0 | 0 | 0 | 0 | 0 | 0
STOG | 212.25 | 284.51 | 21.03 | 0 | 0 | 0
STWD | 4.35 | 39.07 | 38.55 | 38.55 | 38.55 | 38.55
WT | 152.07 | 341.33 | 341.33 | 313.91 | 1679.83 | 1511.66
IGCC | 0 | 0 | 0 | 0 | 0 | 0
DemandResponse | 0 | 0 | 0 | 0 | 0 | 0
IGCC-CCS | 0 | 0 | 0 | 0 | 0 | 0
WT_off | 0 | 0 | 0 | 0 | 0 | 5793.95
PseudoUnit | 0 | 0 | 0 | 0 | 0 | 0
FixedInterchange | 0 | 0 | 0 | 0 | 0 | 0
Total Costs by Reporting Type: PJM_ROR
ReportingType | 2015 | 2020 | 2025 | 2030 | 2035 | 2040
BM | 216.32 | 415.73 | 382.8 | 415.73 | 415.73 | 10549.51
CC | 11527.31 | 16089.06 | 17828.39 | 19805.16 | 23781.53 | 3070.15
CSP | 0 | 0 | 0 | 0 | 0 | 0
CT | 2.85 | 2.89 | 3.19 | 3.36 | 0 | 0
Coal | 12332.62 | 8220.27 | 3031.34 | 3173.36 | 5156.46 | 5143.84
Geo | 0 | 0 | 0 | 0 | 0 | 0
H | 26.17 | 207.89 | 207.89 | 207.89 | 207.89 | 207.89
LFG | 76.9 | 240.73 | 240.73 | 235.07 | 229.01 | 127.69
Nuc | 4607.58 | 4731.16 | 4718.65 | 4541.22 | 6115.27 | 19995.96
PS | 73.14 | 73.14 | 73.14 | 73.14 | 73.14 | 73.14
PV | 0.35 | 0.35 | 70.29 | 72.88 | 72.88 | 72.88
PeakG | 400.46 | 584.94 | 538.12 | 645.14 | 697.6 | 583.85
PeakO | 48.69 | 65.15 | 52.22 | 43.29 | 43.29 | 0
ST | 0 | 0 | 0 | 0 | 0 | 0
STOG | 124.75 | 180.38 | 81.71 | 0 | 0 | 0
STWD | 9.11 | 114.87 | 96.08 | 85.03 | 113.43 | 113.43
WT | 2217.8 | 2263.14 | 3840.23 | 12094.15 | 10986.11 | 10946.15
IGCC | 0 | 0 | 0 | 0 | 0 | 0
DemandResponse | 0 | 0 | 0 | 0 | 0 | 0
IGCC-CCS | 0 | 0 | 0 | 0 | 0 | 0
WT_off | 0 | 0 | 0 | 0 | 0 | 0
PseudoUnit | 0 | 0 | 0 | 0 | 0 | 0
FixedInterchange | 0 | 0 | 0 | 0 | 0 | 0
Total Costs by Reporting Type: SOCO
ReportingType | 2015 | 2020 | 2025 | 2030 | 2035 | 2040
BM | 29.34 | 33.07 | 48.54 | 56.71 | 6385.35 | 6386.93
CC | 9879.56 | 13321.64 | 14453.51 | 12014.53 | 7299.16 | 2214.65
CSP | 0 | 0 | 0 | 0 | 0 | 0
CT | 0 | 0 | 0 | 0 | 0 | 0
Coal | 3164.56 | 1590.88 | 714.69 | 958.7 | 797.93 | 792.22
Geo | 0 | 0 | 0 | 0 | 0 | 0
H | 59.74 | 59.74 | 59.74 | 59.74 | 59.74 | 59.74
LFG | 4.47 | 4.47 | 37.19 | 37.19 | 37.19 | 37.19
Nuc | 1355.07 | 2993.98 | 3028.43 | 9236.45 | 11257.09 | 17035.39
PS | 39.76 | 39.76 | 39.76 | 39.76 | 39.76 | 39.76
PV | 0 | 0 | 0 | 0 | 0 | 0
PeakG | 244.38 | 369.14 | 393.66 | 74.54 | 95.64 | 82.65
PeakO | 0 | 0 | 0 | 0 | 0 | 0
ST | 0 | 0 | 0 | 0 | 0 | 0
STOG | 0 | 0 | 0 | 0 | 0 | 0
STWD | 43.83 | 65.76 | 81.53 | 360.06 | 425.48 | 271.07
WT | 0 | 0 | 0 | 0 | 23.58 | 23.58
IGCC | 0 | 0 | 0 | 0 | 0 | 0
DemandResponse | 0 | 0 | 0 | 0 | 0 | 0
IGCC-CCS | 0 | 0 | 0 | 0 | 0 | 0
WT_off | 0 | 0 | 0 | 0 | 0 | 0
PseudoUnit | 0 | 0 | 0 | 0 | 0 | 0
FixedInterchange | 0 | 0 | 0 | 0 | 0 | 0
Total Costs by Reporting Type: SPP_N
ReportingType | 2015 | 2020 | 2025 | 2030 | 2035 | 2040
BM | 0 | 0 | 0 | 0 | 5347.21 | 5764.61
CC | 931.19 | 2349.05 | 2186.56 | 2427.86 | 1554.85 | 1302.23
CSP | 0 | 0 | 0 | 0 | 0 | 0
CT | 0 | 0 | 0 | 0 | 0 | 0
Coal | 3540.58 | 1778.26 | 569.41 | 665.74 | 1152.95 | 1134.9
Geo | 0 | 0 | 0 | 0 | 0 | 0
H | 0.3 | 0.3 | 0.3 | 0.3 | 0.3 | 0.3
LFG | 0.85 | 0.85 | 30.03 | 30.03 | 30.03 | 30.03
Nuc | 256.73 | 266.63 | 271.39 | 272.98 | 272.98 | 272.98
PS | 0 | 0 | 0 | 0 | 0 | 0
PV | 0 | 0 | 0 | 0 | 0 | 0
PeakG | 76.82 | 117.69 | 105.7 | 108.7 | 105.7 | 105.7
PeakO | 34.89 | 44.84 | 35.94 | 35.94 | 35.94 | 35.94
ST | 0 | 0 | 0 | 0 | 0 | 0
STOG | 53.62 | 47.74 | 48.18 | 63.5 | 11.56 | 0
STWD | 0 | 0 | 0 | 0 | 0 | 0
WT | 42.04 | 2964.77 | 2964.77 | 2964.77 | 2980.61 | 632.23
IGCC | 0 | 0 | 0 | 0 | 0 | 0
DemandResponse | 0 | 0 | 0 | 0 | 0 | 0
IGCC-CCS | 0 | 0 | 0 | 0 | 0 | 0
WT_off | 0 | 0 | 0 | 0 | 0 | 0
PseudoUnit | 0 | 0 | 0 | 0 | 0 | 0
FixedInterchange | 0 | 0 | 0 | 0 | 0 | 0
Total Costs by Reporting Type: SPP_S
ReportingType | 2015 | 2020 | 2025 | 2030 | 2035 | 2040
BM | 0 | 0 | 0 | 0 | 2231.64 | 3699.74
CC | 2657.84 | 3826.74 | 4366.12 | 5024 | 3736.18 | 3569.55
CSP | 0 | 0 | 0 | 0 | 0 | 0
CT | 37.2 | 61.7 | 61.7 | 61.7 | 28.49 | 16.76
Coal | 5076.89 | 1043.6 | 399.81 | 314.98 | 302.46 | 302.46
Geo | 0 | 0 | 0 | 0 | 0 | 0
H | 30.03 | 30.03 | 30.03 | 61.32 | 61.32 | 61.32
LFG | 2.29 | 2.29 | 31.48 | 31.48 | 31.48 | 31.48
Nuc | 0.01 | 0.01 | 0.01 | 1076.93 | 1076.99 | 1076.97
PS | 10.59 | 10.59 | 10.59 | 10.59 | 10.59 | 10.59
PV | 0 | 0 | 0 | 0 | 0 | 0
PeakG | 60.2 | 87.93 | 62.37 | 76.78 | 82.77 | 82.77
PeakO | 3.36 | 4.54 | 3.63 | 3.63 | 3.64 | 3.66
ST | 0 | 0 | 0 | 0 | 0 | 0
STOG | 456.23 | 395.95 | 432.57 | 425.64 | 200.45 | 60.3
STWD | 7.55 | 6.01 | 5.39 | 21.7 | 54.2 | 42.72
WT | 183.43 | 6889.58 | 6889.58 | 6889.58 | 6796.93 | 899.87
IGCC | 0 | 0 | 0 | 0 | 0 | 0
DemandResponse | 0 | 0 | 0 | 0 | 0 | 0
IGCC-CCS | 0 | 0 | 0 | 0 | 0 | 0
WT_off | 0 | 0 | 0 | 0 | 0 | 0
PseudoUnit | 0 | 0 | 0 | 0 | 0 | 0
FixedInterchange | 0 | 0 | 0 | 0 | 0 | 0
Total Costs by Reporting Type: TVA
ReportingType | 2015 | 2020 | 2025 | 2030 | 2035 | 2040
BM | 0 | 0 | 0 | 0 | 7168.7 | 7168.7
CC | 3426.16 | 5894.46 | 6730.71 | 7689.06 | 5692.45 | 1167.7
CSP | 0 | 0 | 0 | 0 | 0 | 0
CT | 0 | 0 | 0 | 0 | 0 | 0
Coal | 2229.4 | 1120.84 | 111.1 | 0 | 0 | 0
Geo | 0 | 0 | 0 | 0 | 0 | 0
H | 72.8 | 72.8 | 82.09 | 82.09 | 82.09 | 82.09
LFG | 1.57 | 1.57 | 33.99 | 33.99 | 33.99 | 33.99
Nuc | 2533.71 | 2590.04 | 2579.4 | 2590.89 | 3840.5 | 7726.69
PS | 41.38 | 41.38 | 41.38 | 41.38 | 41.38 | 41.38
PV | 0 | 0 | 0 | 0 | 0 | 0
PeakG | 99.24 | 153.37 | 140.99 | 140.99 | 113.36 | 113.36
PeakO | 1.87 | 2.54 | 1.92 | 2.49 | 0 | 0
ST | 0 | 0 | 0 | 0 | 0 | 0
STOG | 0 | 0 | 0 | 0 | 0 | 0
STWD | 0.32 | 0.36 | 0.44 | 2.54 | 3 | 3
WT | 0.99 | 0.99 | 0.99 | 0.99 | 24.39 | 24.39
IGCC | 0 | 0 | 0 | 0 | 0 | 0
DemandResponse | 0 | 0 | 0 | 0 | 0 | 0
IGCC-CCS | 0 | 0 | 0 | 0 | 0 | 0
WT_off | 0 | 0 | 0 | 0 | 0 | 0
PseudoUnit | 0 | 0 | 0 | 0 | 0 | 0
FixedInterchange | 0 | 0 | 0 | 0 | 0 | 0
Total Costs by Reporting Type: TVA_Transmission
ReportingType | 2015 | 2020 | 2025 | 2030 | 2035 | 2040
BM | 0 | 0 | 0 | 0 | 0 | 0
CC | 0 | 0 | 0 | 0 | 0 | 0
CSP | 0 | 0 | 0 | 0 | 0 | 0
CT | 0 | 0 | 0 | 0 | 0 | 0
Coal | 0 | 0 | 0 | 0 | 0 | 0
Geo | 0 | 0 | 0 | 0 | 0 | 0
H | 0 | 0 | 0 | 0 | 0 | 0
LFG | 0 | 0 | 0 | 0 | 0 | 0
Nuc | 0 | 0 | 0 | 0 | 0 | 0
PS | 0 | 0 | 0 | 0 | 0 | 0
PV | 0 | 0 | 0 | 0 | 0 | 0
PeakG | 0 | 0 | 0 | 0 | 0 | 0
PeakO | 0 | 0 | 0 | 0 | 0 | 0
ST | 0 | 0 | 0 | 0 | 0 | 0
STOG | 0 | 0 | 0 | 0 | 0 | 0
STWD | 0 | 0 | 0 | 0 | 0 | 0
WT | 0 | 0 | 0 | 0 | 0 | 0
IGCC | 0 | 0 | 0 | 0 | 0 | 0
DemandResponse | 0 | 0 | 0 | 0 | 0 | 0
IGCC-CCS | 0 | 0 | 0 | 0 | 0 | 0
WT_off | 0 | 0 | 0 | 0 | 0 | 0
PseudoUnit | 0 | 0 | 0 | 0 | 0 | 0
FixedInterchange | 0 | 0 | 0 | 0 | 0 | 0
Total Costs by Reporting Type: VACAR
ReportingType | 2015 | 2020 | 2025 | 2030 | 2035 | 2040
BM | 0.93 | 169.61 | 688.42 | 700.69 | 700.69 | 5565.32
CC | 9118.38 | 9880.75 | 10218.42 | 10933.61 | 7014.35 | 1866.28
CSP | 0 | 0 | 0 | 0 | 0 | 0
CT | 73.03 | 73.88 | 82.34 | 0 | 0 | 0
Coal | 2361.92 | 1791.54 | 761.89 | 685.31 | 826.82 | 851.79
Geo | 0 | 0 | 0 | 0 | 0 | 0
H | 30.23 | 30.23 | 30.23 | 30.23 | 30.23 | 30.23
LFG | 7.71 | 40.25 | 40.25 | 40.25 | 40.18 | 20.68
Nuc | 2606.17 | 4424.34 | 6037.48 | 7024.38 | 6261.93 | 7693.79
PS | 62.1 | 62.1 | 62.1 | 62.1 | 62.1 | 62.1
PV | 0.24 | 44.91 | 45.63 | 45.88 | 45.88 | 4.36
PeakG | 153.37 | 235.68 | 195.67 | 251.56 | 212.09 | 222.02
PeakO | 36.13 | 46.34 | 37.33 | 38.01 | 0 | 0
ST | 0 | 0 | 0 | 0 | 0 | 0
STOG | 4.04 | 4.78 | 4.1 | 4.1 | 0 | 0
STWD | 173.41 | 175.67 | 173.58 | 173.58 | 173.58 | 137.34
WT | 0.22 | 838.93 | 838.93 | 838.93 | 838.73 | 98.34
IGCC | 0 | 0 | 0 | 0 | 0 | 0
DemandResponse | 0 | 0 | 0 | 0 | 0 | 0
IGCC-CCS | 0 | 0 | 0 | 0 | 0 | 0
WT_off | 0.59 | 0.59 | 0.59 | 0.59 | 13942.78 | 19444.98
PseudoUnit | 0 | 0 | 0 | 0 | 0 | 0
FixedInterchange | 0 | 0 | 0 | 0 | 0 | 0
Total Costs by Reporting Type: IESO
ReportingType | 2015 | 2020 | 2025 | 2030 | 2035 | 2040
BM | 177.6 | 177.79 | 177.6 | 178.28 | 180.58 | 192.31
CC | 465.79 | 220.56 | 199.5 | 203.17 | 198.89 | 34.6
CSP | 0 | 0 | 0 | 0 | 0 | 0
CT | 44.26 | 44.59 | 44.26 | 44.26 | 0 | 0
Coal | 0 | 0 | 0 | 0 | 0 | 0
Geo | 0 | 0 | 0 | 0 | 0 | 0
H | 123.83 | 123.83 | 123.83 | 125.67 | 226.24 | 226.24
LFG | 19.32 | 19.32 | 19.32 | 19.55 | 14.43 | 14.43
Nuc | 2990.3 | 2997.91 | 3038.61 | 3080.28 | 2836.57 | 3030.7
PS | 2.92 | 2.92 | 2.92 | 2.92 | 2.92 | 2.92
PV | 558.01 | 558.01 | 558.01 | 558.01 | 0.44 | 0.44
PeakG | 0 | 0 | 0 | 0 | 0 | 0
PeakO | 0 | 0 | 0 | 0 | 0 | 0
ST | 0 | 0 | 0 | 0 | 0 | 0
STOG | 0 | 0 | 0 | 0 | 0 | 0
STWD | 4.77 | 4.82 | 4.77 | 8.12 | 6.33 | 74.15
WT | 763.41 | 763.41 | 763.41 | 763.41 | 103.02 | 103.02
IGCC | 0 | 0 | 0 | 0 | 0 | 0
DemandResponse | 0 | 0 | 0 | 0 | 0 | 0
IGCC-CCS | 0 | 0 | 0 | 0 | 0 | 0
WT_off | 0 | 0 | 0 | 0 | 0 | 0
PseudoUnit | 0 | 0 | 0 | 0 | 0 | 0
FixedInterchange | 0 | 0 | 0 | 0 | 0 | 0
Total Costs by Reporting Type: MAPP_CA
ReportingType | 2015 | 2020 | 2025 | 2030 | 2035 | 2040
BM | 0 | 0 | 0 | 0 | 0 | 0
CC | 413.86 | 484.41 | 82.4 | 34.97 | 34.97 | 0
CSP | 0 | 0 | 0 | 0 | 0 | 0
CT | 0 | 0 | 0 | 0 | 0 | 0
Coal | 64.02 | 10.83 | 0 | 0 | 0 | 0
Geo | 0 | 0 | 0 | 0 | 0 | 0
H | 92.24 | 343.32 | 857.5 | 1703.56 | 1703.56 | 1703.56
LFG | 0 | 0 | 0 | 0 | 0 | 0
Nuc | 0.01 | 0.01 | 0.01 | 0.01 | 0.06 | 0.01
PS | 0 | 0 | 0 | 0 | 0 | 0
PV | 0 | 0 | 0 | 0 | 0 | 0
PeakG | 16.37 | 19.44 | 0 | 0 | 0 | 0
PeakO | 0.09 | 0.09 | 0 | 0 | 0 | 0
ST | 0 | 0 | 0 | 0 | 0 | 0
STOG | 6.53 | 5.67 | 0 | 0 | 0 | 0
STWD | 0 | 0 | 0 | 0 | 0 | 0
WT | 105.14 | 105.14 | 105.14 | 105.14 | 9.42 | 9.42
IGCC | 0 | 0 | 0 | 0 | 0 | 0
DemandResponse | 0 | 0 | 0 | 0 | 0 | 0
IGCC-CCS | 0 | 0 | 0 | 0 | 0 | 0
WT_off | 0 | 0 | 0 | 0 | 0 | 0
PseudoUnit | 0 | 0 | 0 | 0 | 0 | 0
FixedInterchange | 0 | 0 | 0 | 0 | 0 | 0
Total Costs by Reporting Type: AZ_NM_SNV_Coal
ReportingType | 2015 | 2020 | 2025 | 2030 | 2035 | 2040
BM | 0 | 0 | 0 | 0 | 0 | 0
CC | 0 | 0 | 0 | 0 | 0 | 0
CSP | 0 | 0 | 0 | 0 | 0 | 0
CT | 0 | 0 | 0 | 0 | 0 | 0
Coal | 3121.13 | 3319.31 | 1123.41 | 100.99 | 456.28 | 349.28
Geo | 0 | 0 | 0 | 0 | 0 | 0
H | 0 | 0 | 0 | 0 | 0 | 0
LFG | 0 | 0 | 0 | 0 | 0 | 0
Nuc | 0 | 0 | 0 | 0 | 0 | 0
PS | 0 | 0 | 0 | 0 | 0 | 0
PV | 0 | 0 | 0 | 0 | 0 | 0
PeakG | 0 | 0 | 0 | 0 | 0 | 0
PeakO | 5.77 | 7.38 | 6 | 6 | 6 | 6
ST | 0 | 0 | 0 | 0 | 0 | 0
STOG | 0 | 0 | 0 | 0 | 0 | 0
STWD | 0 | 0 | 0 | 0 | 0 | 0
WT | 0 | 0 | 0 | 0 | 0 | 0
IGCC | 0 | 0 | 0 | 0 | 0 | 0
DemandResponse | 0 | 0 | 0 | 0 | 0 | 0
IGCC-CCS | 0 | 0 | 0 | 0 | 0 | 0
WT_off | 0 | 0 | 0 | 0 | 0 | 0
PseudoUnit | 0 | 0 | 0 | 0 | 0 | 0
FixedInterchange | 0 | 0 | 0 | 0 | 0 | 0
Total Costs by Reporting Type: AZ_NM_SNV_Gas
ReportingType | 2015 | 2020 | 2025 | 2030 | 2035 | 2040
BM | 0 | 0 | 0 | 0 | 0 | 0
CC | 4271.28 | 4394.27 | 6579.05 | 5332.53 | 2873.27 | 2680.3
CSP | 0 | 0 | 0 | 0 | 0 | 0
CT | 68.63 | 68.63 | 68.63 | 68.63 | 0 | 0
Coal | 0 | 0 | 0 | 0 | 0 | 0
Geo | 0 | 0 | 0 | 0 | 0 | 0
H | 0 | 0 | 0 | 0 | 0 | 0
LFG | 0 | 0 | 0 | 0 | 0 | 0
Nuc | 0 | 0 | 0 | 0 | 0 | 0
PS | 0 | 0 | 0 | 0 | 0 | 0
PV | 0 | 0 | 0 | 0 | 0 | 0
PeakG | 63.97 | 93.45 | 74.33 | 87.99 | 87.99 | 87.99
PeakO | 0 | 0 | 0 | 0 | 0 | 0
ST | 0 | 0 | 0 | 0 | 0 | 0
STOG | 0 | 0 | 0 | 0 | 0 | 0
STWD | 0 | 0 | 0 | 0 | 0 | 0
WT | 0 | 0 | 0 | 0 | 0 | 0
IGCC | 0 | 0 | 0 | 0 | 0 | 0
DemandResponse | 0 | 0 | 0 | 0 | 0 | 0
IGCC-CCS | 0 | 0 | 0 | 0 | 0 | 0
WT_off | 0 | 0 | 0 | 0 | 0 | 0
PseudoUnit | 0 | 0 | 0 | 0 | 0 | 0
FixedInterchange | 0 | 0 | 0 | 0 | 0 | 0
Total Costs by Reporting Type: AZ_NM_SNV_NucRenew
ReportingType | 2015 | 2020 | 2025 | 2030 | 2035 | 2040
BM | 0 | 0 | 0 | 0 | 0 | 854.72
CC | 0 | 0 | 0 | 0 | 0 | 0
CSP | 0 | 0 | 0 | 0 | 0 | 0
CT | 0 | 0 | 0 | 0 | 0 | 0
Coal | 0 | 0 | 0 | 0 | 0 | 0
Geo | 0 | 0 | 608.13 | 608.13 | 608.13 | 608.13
H | 44.6 | 44.6 | 44.6 | 44.6 | 44.6 | 44.6
LFG | 0.85 | 0.85 | 19.64 | 19.64 | 19.64 | 19.64
Nuc | 810.72 | 895.93 | 912.19 | 3265.73 | 8335.79 | 8335.79
PS | 5.13 | 5.13 | 5.13 | 5.13 | 5.13 | 5.13
PV | 37.26 | 37.26 | 37.26 | 37.26 | 2.38 | 2.38
PeakG | 0 | 0 | 0 | 0 | 0 | 0
PeakO | 0 | 0 | 0 | 0 | 0 | 0
ST | 119.29 | 291.78 | 373.96 | 359.42 | 508.4 | 364.44
STOG | 0 | 0 | 0 | 0 | 0 | 0
STWD | 12.81 | 13.02 | 12.82 | 12.82 | 12.82 | 12.82
WT | 31.87 | 2830.79 | 2830.79 | 2830.79 | 2816.5 | 348.89
IGCC | 0 | 0 | 0 | 0 | 0 | 0
DemandResponse | 0 | 0 | 0 | 0 | 0 | 0
IGCC-CCS | 0 | 0 | 0 | 0 | 0 | 0
WT_off | 0 | 0 | 0 | 0 | 0 | 0
PseudoUnit | 0 | 0 | 0 | 0 | 0 | 0
FixedInterchange | 0 | 0 | 0 | 0 | 0 | 0
Total Costs by Reporting Type: ERCOT
ReportingType | 2015 | 2020 | 2025 | 2030 | 2035 | 2040
BM | 73.54 | 76.66 | 80.42 | 148.83 | 3950.63 | 3440.71
CC | 14482.75 | 17423.44 | 16186.93 | 18144.85 | 12904.87 | 9761.06
CSP | 0 | 0 | 0 | 0 | 0 | 0
CT | 22.65 | 22.89 | 22.81 | 23.79 | 0 | 0
Coal | 3130.53 | 2471.46 | 1137.16 | 1307.4 | 1326.42 | 1348.11
Geo | 0 | 0 | 0 | 0 | 0 | 0
H | 8.05 | 8.05 | 8.05 | 8.05 | 8.05 | 8.05
LFG | 9.06 | 9.06 | 115.9 | 115.9 | 115.9 | 115.9
Nuc | 1007.36 | 1174.9 | 1203.03 | 2419.22 | 9247.48 | 12694.3
PS | 0 | 0 | 0 | 0 | 0 | 0
PV | 5.14 | 5.14 | 5.14 | 5.14 | 0.01 | 0.01
PeakG | 80.63 | 119.71 | 114.62 | 120.7 | 123.59 | 126.48
PeakO | 1.29 | 1.86 | 1.53 | 1.53 | 1.53 | 1.53
ST | 0 | 0 | 0 | 0 | 0 | 0
STOG | 729.6 | 977.44 | 474.82 | 374.01 | 0 | 0
STWD | 0 | 0 | 0 | 0 | 0 | 0
WT | 388.45 | 388.45 | 4593.33 | 4593.33 | 4520.63 | 4575.44
IGCC | 0 | 0 | 0 | 0 | 0 | 0
DemandResponse | 0 | 0 | 0 | 0 | 0 | 0
IGCC-CCS | 0 | 0 | 0 | 0 | 0 | 0
WT_off | 0 | 0 | 0 | 0 | 0 | 0
PseudoUnit | 0 | 0 | 0 | 0 | 0 | 0
FixedInterchange | 0 | 0 | 0 | 0 | 0 | 0
Total Costs by Reporting Type: NP15
ReportingType | 2015 | 2020 | 2025 | 2030 | 2035 | 2040
BM | 0 | 0 | 0 | 0 | 0 | 739.27
CC | 3883.32 | 4486.65 | 4774.59 | 4218.03 | 2258.22 | 1548.71
CSP | 0 | 0 | 0 | 0 | 0 | 0
CT | 19.28 | 19.28 | 19.28 | 19.28 | 0 | 0
Coal | 95.98 | 0 | 0 | 0 | 0 | 0
Geo | 100.91 | 371.36 | 385.4 | 385.4 | 385.4 | 208.57
H | 125.7 | 125.7 | 125.7 | 125.7 | 125.7 | 125.7
LFG | 10.26 | 140.57 | 203.76 | 203.76 | 203.76 | 119.5
Nuc | 495.59 | 560.5 | 540.7 | 3898.29 | 5924.4 | 6551.19
PS | 53.58 | 53.58 | 53.58 | 53.58 | 53.58 | 53.58
PV | 3.68 | 3.68 | 3.68 | 3.68 | 0.89 | 0.89
PeakG | 56.04 | 82.34 | 58.1 | 74.01 | 78.49 | 78.49
PeakO | 10.26 | 13.08 | 10.48 | 10.49 | 10.49 | 10.49
ST | 14.46 | 14.46 | 14.46 | 14.46 | 1.86 | 1.86
STOG | 174.1 | 202.55 | 178.41 | 133.36 | 56 | 56
STWD | 265.97 | 269.53 | 161.02 | 266.24 | 266.24 | 266.24
WT | 66.32 | 970.87 | 970.87 | 970.65 | 3618.72 | 3035.61
IGCC | 0 | 0 | 0 | 0 | 0 | 0
DemandResponse | 0 | 0 | 0 | 0 | 0 | 0
IGCC-CCS | 0 | 0 | 0 | 0 | 0 | 0
WT_off | 0 | 0 | 0 | 0 | 0 | 0
PseudoUnit | 0 | 0 | 0 | 0 | 0 | 0
FixedInterchange | 0 | 0 | 0 | 0 | 0 | 0
Total Costs by Reporting Type: NWPP_Coal
ReportingType | 2015 | 2020 | 2025 | 2030 | 2035 | 2040
BM | 0 | 0 | 0 | 0 | 0 | 0
CC | 0 | 0 | 0 | 0 | 0 | 0
CSP | 0 | 0 | 0 | 0 | 0 | 0
CT | 0 | 0 | 0 | 0 | 0 | 0
Coal | 2698.84 | 2532.11 | 184.06 | 146.39 | 94.71 | 114.25
Geo | 0 | 0 | 0 | 0 | 0 | 0
H | 0 | 0 | 0 | 0 | 0 | 0
LFG | 0 | 0 | 0 | 0 | 0 | 0
Nuc | 0 | 0 | 0 | 0 | 0 | 0
PS | 0 | 0 | 0 | 0 | 0 | 0
PV | 0 | 0 | 0 | 0 | 0 | 0
PeakG | 0 | 0 | 0 | 0 | 0 | 0
PeakO | 0 | 0 | 0 | 0 | 0 | 0
ST | 0 | 0 | 0 | 0 | 0 | 0
STOG | 0 | 0 | 0 | 0 | 0 | 0
STWD | 0 | 0 | 0 | 0 | 0 | 0
WT | 0 | 0 | 0 | 0 | 0 | 0
IGCC | 0 | 0 | 0 | 0 | 0 | 0
DemandResponse | 0 | 0 | 0 | 0 | 0 | 0
IGCC-CCS | 0 | 0 | 0 | 0 | 0 | 0
WT_off | 0 | 0 | 0 | 0 | 0 | 0
PseudoUnit | 0 | 0 | 0 | 0 | 0 | 0
FixedInterchange | 0 | 0 | 0 | 0 | 0 | 0
Total Costs by Reporting Type: NWPP_Gas
ReportingType | 2015 | 2020 | 2025 | 2030 | 2035 | 2040
BM | 0 | 0 | 0 | 0 | 0 | 0
CC | 3065.8 | 4576.51 | 4883.41 | 3896.76 | 1085.48 | 1166.5
CSP | 0 | 0 | 0 | 0 | 0 | 0
CT | 14.02 | 14.02 | 14.02 | 14.02 | 0 | 0
Coal | 0 | 0 | 0 | 0 | 0 | 0
Geo | 0 | 0 | 0 | 0 | 0 | 0
H | 0 | 0 | 0 | 0 | 0 | 0
LFG | 0 | 0 | 0 | 0 | 0 | 0
Nuc | 0 | 0 | 0 | 0 | 0 | 0
PS | 0 | 0 | 0 | 0 | 0 | 0
PV | 0 | 0 | 0 | 0 | 0 | 0
PeakG | 0 | 0 | 0 | 0 | 0 | 0
PeakO | 0 | 0 | 0 | 0 | 0 | 0
ST | 0 | 0 | 0 | 0 | 0 | 0
STOG | 0 | 0 | 0 | 0 | 0 | 0
STWD | 0 | 0 | 0 | 0 | 0 | 0
WT | 0 | 0 | 0 | 0 | 0 | 0
IGCC | 0 | 0 | 0 | 0 | 0 | 0
DemandResponse | 0 | 0 | 0 | 0 | 0 | 0
IGCC-CCS | 0 | 0 | 0 | 0 | 0 | 0
WT_off | 0 | 0 | 0 | 0 | 0 | 0
PseudoUnit | 0 | 0 | 0 | 0 | 0 | 0
FixedInterchange | 0 | 0 | 0 | 0 | 0 | 0
Total Costs by Reporting Type: NWPP_NucRenew
ReportingType | 2015 | 2020 | 2025 | 2030 | 2035 | 2040
BM | 17.16 | 22 | 35.02 | 35.02 | 35.02 | 2646.59
CC | 0 | 0 | 0 | 0 | 0 | 0
CSP | 0 | 0 | 0 | 0 | 0 | 0
CT | 0 | 0 | 0 | 0 | 0 | 0
Coal | 0 | 0 | 0 | 0 | 0 | 0
Geo | 67.62 | 67.62 | 249.83 | 249.83 | 224.95 | 224.95
H | 480.54 | 480.54 | 480.54 | 480.54 | 595.74 | 595.74
LFG | 20.56 | 20.56 | 96.02 | 96.02 | 91 | 91
Nuc | 256.71 | 258.17 | 262.7 | 264.21 | 3091.72 | 3160.56
PS | 6.12 | 6.12 | 6.12 | 6.12 | 6.12 | 6.12
PV | 0.04 | 0.04 | 0.04 | 0.04 | 0.04 | 0.04
PeakG | 0 | 0 | 0 | 0 | 0 | 0
PeakO | 0 | 0 | 0 | 0 | 0 | 0
ST | 0 | 0 | 0 | 0 | 0 | 0
STOG | 0 | 0 | 0 | 0 | 0 | 0
STWD | 17.98 | 22.5 | 329.12 | 329.12 | 329.12 | 329.12
WT | 467.97 | 467.97 | 467.97 | 5826.65 | 5587.79 | 6169.9
IGCC | 0 | 0 | 0 | 0 | 0 | 0
DemandResponse | 0 | 0 | 0 | 0 | 0 | 0
IGCC-CCS | 0 | 0 | 0 | 0 | 0 | 0
WT_off | 0 | 0 | 0 | 0 | 0 | 0
PseudoUnit | 0 | 0 | 0 | 0 | 0 | 0
FixedInterchange | 0 | 0 | 0 | 0 | 0 | 0
Total Costs by Reporting Type: RMPA
ReportingType | 2015 | 2020 | 2025 | 2030 | 2035 | 2040
BM | 0 | 0 | 0 | 0 | 1322.64 | 1810.04
CC | 724.05 | 1018.65 | 1670.77 | 1312.29 | 854.7 | 761.25
CSP | 0 | 0 | 0 | 0 | 0 | 0
CT | 16.21 | 16.21 | 16.21 | 16.21 | 0 | 0
Coal | 2918.63 | 2926.02 | 771.2 | 502.55 | 368.85 | 401.16
Geo | 0 | 24.4 | 1082.22 | 1082.22 | 1082.22 | 1066.99
H | 13.99 | 13.99 | 13.99 | 13.99 | 13.99 | 13.99
LFG | 1.17 | 1.17 | 10.12 | 10.12 | 9.84 | 9.84
Nuc | 0.01 | 0.01 | 54.81 | 1398.92 | 1398.96 | 1398.94
PS | 13.37 | 13.37 | 13.37 | 13.37 | 13.37 | 13.37
PV | 0.68 | 0.68 | 0.68 | 0.68 | 0.31 | 0.31
PeakG | 48.87 | 72.26 | 51.39 | 61.6 | 70.81 | 70.29
PeakO | 0 | 0 | 0 | 0 | 0 | 0
ST | 1.26 | 145.57 | 145.57 | 147.57 | 146.5 | 25.72
STOG | 0 | 0 | 0 | 0 | 0 | 0
STWD | 0 | 0 | 0 | 0 | 0 | 0
WT | 240.35 | 1102.12 | 1102.12 | 1226.94 | 1054.28 | 323.71
IGCC | 0 | 0 | 0 | 0 | 0 | 0
DemandResponse | 0 | 0 | 0 | 0 | 0 | 0
IGCC-CCS | 0 | 0 | 0 | 0 | 0 | 0
WT_off | 0 | 0 | 0 | 0 | 0 | 0
PseudoUnit | 0 | 0 | 0 | 0 | 0 | 0
FixedInterchange | 0 | 0 | 0 | 0 | 0 | 0
Total Costs by Reporting Type: SP15
ReportingType | 2015 | 2020 | 2025 | 2030 | 2035 | 2040
BM | 6.8 | 6.8 | 6.8 | 6.8 | 6.8 | 715.86
CC | 5681.42 | 6002.1 | 6265.41 | 6754.7 | 4879.05 | 3406.64
CSP | 0 | 0 | 0 | 0 | 0 | 0
CT | 0 | 0 | 0 | 0 | 0 | 0
Coal | 82.23 | 55.13 | 39.54 | 0 | 0 | 0
Geo | 104.52 | 713.94 | 713.94 | 699.68 | 699.68 | 328.75
H | 16.57 | 16.57 | 16.57 | 16.57 | 16.57 | 16.57
LFG | 29.05 | 219.63 | 219.63 | 219.4 | 217.54 | 94.59
Nuc | 508.22 | 539.82 | 519.92 | 1186.03 | 1644.34 | 3252
PS | 34.19 | 34.19 | 34.19 | 34.19 | 34.19 | 34.19
PV | 3.49 | 3.49 | 3.49 | 3.49 | 1.87 | 1.87
PeakG | 76.73 | 111.44 | 93.22 | 103.59 | 103.59 | 103.59
PeakO | 1.47 | 1.91 | 1.53 | 1.53 | 1.53 | 1.53
ST | 220.08 | 220.08 | 220.08 | 220.08 | 1057.32 | 1414.28
STOG | 340.7 | 379.04 | 352.87 | 307.64 | 194.21 | 194.71
STWD | 68.43 | 69.39 | 68.5 | 68.5 | 68.5 | 68.5
WT | 264.36 | 515.15 | 4069.01 | 4069.01 | 3875.75 | 3650.19
IGCC | 0 | 0 | 0 | 0 | 0 | 0
DemandResponse | 0 | 0 | 0 | 0 | 0 | 0
IGCC-CCS | 0 | 0 | 0 | 0 | 0 | 0
WT_off | 0 | 0 | 0 | 0 | 0 | 0
PseudoUnit | 0 | 0 | 0 | 0 | 0 | 0
FixedInterchange | 0 | 0 | 0 | 0 | 0 | 0
Total Costs by Reporting Type: ALB
ReportingType | 2015 | 2020 | 2025 | 2030 | 2035 | 2040
BM | 0 | 0 | 0 | 0 | 0 | 0
CC | 885.68 | 1082.13 | 1344.13 | 8.37 | 9.12 | 10.36
CSP | 0 | 0 | 0 | 0 | 0 | 0
CT | 18.05 | 18.05 | 18.05 | 18.05 | 0.48 | 0.48
Coal | 2152.26 | 2681.66 | 3747.94 | 162.31 | 162.31 | 162.31
Geo | 0 | 0 | 0 | 0 | 0 | 0
H | 12.99 | 12.99 | 12.99 | 12.99 | 12.99 | 12.99
LFG | 1.21 | 1.21 | 1.21 | 1.21 | 1.21 | 1.21
Nuc | 0.01 | 0.01 | 0.06 | 6491.45 | 6599.53 | 6702.85
PS | 0 | 0 | 0 | 0 | 0 | 0
PV | 0 | 0 | 0 | 0 | 0 | 0
PeakG | 16.5 | 16.5 | 16.5 | 16.5 | 23.24 | 24.04
PeakO | 0 | 0 | 0 | 0 | 0 | 0
ST | 0 | 0 | 0 | 0 | 0 | 0
STOG | 0 | 0 | 0 | 0 | 0 | 0
STWD | 5.58 | 57.16 | 93.47 | 93.47 | 93.47 | 93.47
WT | 25.5 | 25.5 | 25.5 | 25.5 | 49.35 | 49.35
IGCC | 0 | 0 | 0 | 0 | 0 | 0
DemandResponse | 0 | 0 | 0 | 0 | 0 | 0
IGCC-CCS | 0 | 0 | 0 | 0 | 0 | 0
WT_off | 0 | 0 | 0 | 0 | 0 | 0
PseudoUnit | 0 | 0 | 0 | 0 | 0 | 0
FixedInterchange | 0 | 0 | 0 | 0 | 0 | 0
Total Costs by Reporting Type: BC
ReportingType | 2015 | 2020 | 2025 | 2030 | 2035 | 2040
BM | 0 | 0 | 0 | 0 | 0 | 0
CC | 268.68 | 310.51 | 370.54 | 346.27 | 54.47 | 0
CSP | 0 | 0 | 0 | 0 | 0 | 0
CT | 0 | 0 | 0 | 0 | 0 | 0
Coal | 0 | 0 | 0 | 0 | 0 | 0
Geo | 0 | 0 | 0 | 0 | 0 | 0
H | 173.22 | 173.22 | 173.22 | 173.22 | 173.22 | 173.22
LFG | 2.9 | 2.9 | 2.9 | 2.9 | 2.9 | 2.9
Nuc | 0.01 | 0.01 | 0.03 | 530.49 | 530.49 | 1019.62
PS | 0 | 0 | 0 | 0 | 0 | 0
PV | 0 | 0 | 0 | 0 | 0 | 0
PeakG | 0 | 0 | 0 | 0 | 0 | 0
PeakO | 0 | 0 | 0 | 0 | 0 | 0
ST | 0 | 0 | 0 | 0 | 0 | 0
STOG | 0 | 0 | 0 | 0 | 0 | 0
STWD | 16.34 | 161.58 | 296.27 | 296.27 | 296.27 | 296.27
WT | 48.22 | 48.22 | 48.22 | 48.22 | 52.78 | 52.78
IGCC | 0 | 0 | 0 | 0 | 0 | 0
DemandResponse | 0 | 0 | 0 | 0 | 0 | 0
IGCC-CCS | 0 | 0 | 0 | 0 | 0 | 0
WT_off | 0 | 0 | 0 | 0 | 0 | 0
PseudoUnit | 0 | 0 | 0 | 0 | 0 | 0
FixedInterchange | 0 | 0 | 0 | 0 | 0 | 0
Total Costs by Reporting Type: HQ_IESO
ReportingType | 2015 | 2020 | 2025 | 2030 | 2035 | 2040
BM | 0 | 0 | 0 | 0 | 0 | 0
CC | 0 | 0 | 0 | 0 | 0 | 0
CSP | 0 | 0 | 0 | 0 | 0 | 0
CT | 0 | 0 | 0 | 0 | 0 | 0
Coal | 0 | 0 | 0 | 0 | 0 | 0
Geo | 0 | 0 | 0 | 0 | 0 | 0
H | 0 | 0 | 0 | 0 | 0 | 0
LFG | 0 | 0 | 0 | 0 | 0 | 0
Nuc | 0.01 | 0.01 | 0.01 | 0.01 | 0.01 | 0.01
PS | 0 | 0 | 0 | 0 | 0 | 0
PV | 0 | 0 | 0 | 0 | 0 | 0
PeakG | 0 | 0 | 0 | 0 | 0 | 0
PeakO | 0 | 0 | 0 | 0 | 0 | 0
ST | 0 | 0 | 0 | 0 | 0 | 0
STOG | 0 | 0 | 0 | 0 | 0 | 0
STWD | 0 | 0 | 0 | 0 | 0 | 0
WT | 0 | 0 | 0 | 0 | 0 | 0
IGCC | 0 | 0 | 0 | 0 | 0 | 0
DemandResponse | 0 | 0 | 0 | 0 | 0 | 0
IGCC-CCS | 0 | 0 | 0 | 0 | 0 | 0
WT_off | 0 | 0 | 0 | 0 | 0 | 0
PseudoUnit | 0 | 0 | 0 | 34.04 | 34.04 | 34.04
FixedInterchange | 0 | 0 | 0 | 0 | 0 | 0
Total Costs by Reporting Type: HQ_NEISO
ReportingType | 2015 | 2020 | 2025 | 2030 | 2035 | 2040
BM | 0 | 0 | 0 | 0 | 0 | 0
CC | 0 | 0 | 0 | 0 | 0 | 0
CSP | 0 | 0 | 0 | 0 | 0 | 0
CT | 0 | 0 | 0 | 0 | 0 | 0
Coal | 0 | 0 | 0 | 0 | 0 | 0
Geo | 0 | 0 | 0 | 0 | 0 | 0
H | 0 | 0 | 0 | 0 | 0 | 0
LFG | 0 | 0 | 0 | 0 | 0 | 0
Nuc | 0.01 | 0.01 | 0.01 | 0.01 | 0.04 | 0.04
PS | 0 | 0 | 0 | 0 | 0 | 0
PV | 0 | 0 | 0 | 0 | 0 | 0
PeakG | 0 | 0 | 0 | 0 | 0 | 0
PeakO | 0 | 0 | 0 | 0 | 0 | 0
ST | 0 | 0 | 0 | 0 | 0 | 0
STOG | 0 | 0 | 0 | 0 | 0 | 0
STWD | 0 | 0 | 0 | 0 | 0 | 0
WT | 0 | 0 | 0 | 0 | 0 | 0
IGCC | 0 | 0 | 0 | 0 | 0 | 0
DemandResponse | 0 | 0 | 0 | 0 | 0 | 0
IGCC-CCS | 0 | 0 | 0 | 0 | 0 | 0
WT_off | 0 | 0 | 0 | 0 | 0 | 0
PseudoUnit | 0 | 0 | 0 | 558.98 | 558.98 | 558.98
FixedInterchange | 0 | 0 | 0 | 0 | 0 | 0
Total Costs by Reporting Type: HQ_NY
ReportingType | 2015 | 2020 | 2025 | 2030 | 2035 | 2040
BM | 0 | 0 | 0 | 0 | 0 | 0
CC | 0 | 0 | 0 | 0 | 0 | 0
CSP | 0 | 0 | 0 | 0 | 0 | 0
CT | 0 | 0 | 0 | 0 | 0 | 0
Coal | 0 | 0 | 0 | 0 | 0 | 0
Geo | 0 | 0 | 0 | 0 | 0 | 0
H | 0 | 0 | 0 | 0 | 0 | 0
LFG | 0 | 0 | 0 | 0 | 0 | 0
Nuc | 0.01 | 0.01 | 0.01 | 0.01 | 0.04 | 0.06
PS | 0 | 0 | 0 | 0 | 0 | 0
PV | 0 | 0 | 0 | 0 | 0 | 0
PeakG | 0 | 0 | 0 | 0 | 0 | 0
PeakO | 0 | 0 | 0 | 0 | 0 | 0
ST | 0 | 0 | 0 | 0 | 0 | 0
STOG | 0 | 0 | 0 | 0 | 0 | 0
STWD | 0 | 0 | 0 | 0 | 0 | 0
WT | 0 | 0 | 0 | 0 | 0 | 0
IGCC | 0 | 0 | 0 | 0 | 0 | 0
DemandResponse | 0 | 0 | 0 | 0 | 0 | 0
IGCC-CCS | 0 | 0 | 0 | 0 | 0 | 0
WT_off | 0 | 0 | 0 | 0 | 0 | 0
PseudoUnit | 0 | 0 | 961.64 | 961.64 | 961.64 | 961.64
FixedInterchange | 0 | 0 | 0 | 0 | 0 | 0
Total Costs by Reporting Type: MARITIMES
ReportingType | 2015 | 2020 | 2025 | 2030 | 2035 | 2040
BM | 0 | 0 | 0 | 0 | 0 | 0
CC | 0 | 0 | 0 | 0 | 0 | 0
CSP | 0 | 0 | 0 | 0 | 0 | 0
CT | 0 | 0 | 0 | 0 | 0 | 0
Coal | 0 | 0 | 0 | 0 | 0 | 0
Geo | 0 | 0 | 0 | 0 | 0 | 0
H | 0 | 0 | 0 | 0 | 0 | 0
LFG | 0 | 0 | 0 | 0 | 0 | 0
Nuc | 0.01 | 0.01 | 0.01 | 0.01 | 0.04 | 0.04
PS | 0 | 0 | 0 | 0 | 0 | 0
PV | 0 | 0 | 0 | 0 | 0 | 0
PeakG | 0 | 0 | 0 | 0 | 0 | 0
PeakO | 0 | 0 | 0 | 0 | 0 | 0
ST | 0 | 0 | 0 | 0 | 0 | 0
STOG | 0 | 0 | 0 | 0 | 0 | 0
STWD | 0 | 0 | 0 | 0 | 0 | 0
WT | 0 | 0 | 0 | 0 | 0 | 0
IGCC | 0 | 0 | 0 | 0 | 0 | 0
DemandResponse | 0 | 0 | 0 | 0 | 0 | 0
IGCC-CCS | 0 | 0 | 0 | 0 | 0 | 0
WT_off | 0 | 0 | 0 | 0 | 0 | 0
PseudoUnit | 0 | 0 | 0 | 189.29 | 189.29 | 189.29
FixedInterchange | 0 | 0 | 0 | 0 | 0 | 0
Total Costs by Reporting Type: All
ReportingType | 2015 | 2020 | 2025 | 2030 | 2035 | 2040
BM | 829.58 | 1175.23 | 1619.67 | 1836.18 | 35165.91 | 86323.36
CC | 110505.02 | 151812.11 | 160148.49 | 157422.61 | 133422.8 | 56821.04
CSP | 0 | 0 | 0 | 0 | 0 | 0
CT | 642.63 | 715.85 | 745.3 | 609.96 | 46.44 | 35.65
Coal | 69312.18 | 39445.82 | 16872.89 | 12543.63 | 17652.86 | 17992.71
Geo | 277 | 1181.27 | 3043.47 | 3029.21 | 3004.33 | 2441.35
H | 1511 | 1944.16 | 3053.64 | 3933.88 | 4531.04 | 4531.04
LFG | 541.97 | 1191.67 | 1885 | 2112.89 | 2080.14 | 1668.1
Nuc | 27257.77 | 31446.65 | 35379.88 | 68849.19 | 100124.74 | 142406.62
PS | 517.25 | 517.25 | 517.25 | 517.25 | 517.25 | 517.25
PV | 639.15 | 1399.79 | 1736.59 | 1796.87 | 1170.7 | 466.69
PeakG | 2316.81 | 3474.18 | 2910.09 | 3072.78 | 3095.88 | 2874.02
PeakO | 537.15 | 704.79 | 522.97 | 480.01 | 439.52 | 359.53
ST | 355.08 | 671.89 | 754.07 | 741.53 | 1714.08 | 1806.3
STOG | 2733.81 | 3256.28 | 2034.62 | 1774.68 | 880.09 | 517.55
STWD | 1143.11 | 1303.33 | 1607.38 | 2229.66 | 2678.34 | 2462.75
WT | 8135.22 | 26369.01 | 47127.26 | 62252.13 | 64966.54 | 51026.33
IGCC | 464.39 | 500.58 | 314.37 | 246.27 | 245.48 | 245.48
DemandResponse | 0 | 0 | 0 | 0 | 0 | 0
IGCC-CCS | 0 | 0 | 0 | 0 | 0 | 0
WT_off | 308.81 | 308.81 | 907.86 | 907.86 | 14566.82 | 30492.04
PseudoUnit | 0 | 0 | 961.64 | 1743.96 | 1743.96 | 1743.96
FixedInterchange | 0 | 0 | 0 | 0 | 0 | 0
Total Costs by Reporting Type: EI_US
ReportingType | 2015 | 2020 | 2025 | 2030 | 2035 | 2040
BM | 554.48 | 891.98 | 1319.84 | 1467.25 | 29670.25 | 75923.86
CC | 76362.41 | 111812.88 | 117791.76 | 117170.67 | 108269.76 | 37451.62
CSP | 0 | 0 | 0 | 0 | 0 | 0
CT | 439.52 | 512.17 | 542.04 | 405.72 | 45.97 | 35.17
Coal | 55048.57 | 25449.3 | 9869.59 | 10323.98 | 15244.29 | 15617.6
Geo | 3.95 | 3.95 | 3.95 | 3.95 | 3.95 | 3.95
H | 419.29 | 601.36 | 1196.67 | 1229 | 1610.38 | 1610.38
LFG | 447.6 | 776.41 | 1196.5 | 1424.4 | 1403.92 | 1199.08
Nuc | 21188.81 | 25019.36 | 28847.82 | 46314.54 | 60515.39 | 96260.65
PS | 401.94 | 401.94 | 401.94 | 401.94 | 401.94 | 401.94
PV | 30.85 | 791.48 | 1128.29 | 1188.56 | 1164.76 | 460.74
PeakG | 1957.7 | 2959.05 | 2501.93 | 2608.4 | 2608.18 | 2383.14
PeakO | 518.27 | 680.47 | 503.44 | 460.47 | 419.98 | 339.99
ST | 0 | 0 | 0 | 0 | 0 | 0
STOG | 1482.87 | 1691.58 | 1028.52 | 959.68 | 629.88 | 266.83
STWD | 751.24 | 705.34 | 641.41 | 1155.1 | 1605.58 | 1322.17
WT | 5733.61 | 19151.38 | 32150.88 | 41792.48 | 43278.31 | 32708.02
IGCC | 464.39 | 500.58 | 314.37 | 246.27 | 245.48 | 245.48
DemandResponse | 0 | 0 | 0 | 0 | 0 | 0
IGCC-CCS | 0 | 0 | 0 | 0 | 0 | 0
WT_off | 308.81 | 308.81 | 907.86 | 907.86 | 14566.82 | 30492.04
PseudoUnit | 0 | 0 | 961.64 | 1709.91 | 1709.91 | 1709.91
FixedInterchange | 0 | 0 | 0 | 0 | 0 | 0
Total Costs by Reporting Type: EI_Canada
ReportingType | 2015 | 2020 | 2025 | 2030 | 2035 | 2040
BM | 177.6 | 177.79 | 177.6 | 178.28 | 180.58 | 192.31
CC | 879.64 | 704.98 | 281.9 | 238.14 | 233.85 | 34.6
CSP | 0 | 0 | 0 | 0 | 0 | 0
CT | 44.26 | 44.59 | 44.26 | 44.26 | 0 | 0
Coal | 64.02 | 10.83 | 0 | 0 | 0 | 0
Geo | 0 | 0 | 0 | 0 | 0 | 0
H | 216.06 | 467.15 | 981.32 | 1829.23 | 1929.8 | 1929.8
LFG | 19.32 | 19.32 | 19.32 | 19.55 | 14.43 | 14.43
Nuc | 2990.32 | 2997.94 | 3038.63 | 3080.31 | 2836.64 | 3030.73
PS | 2.92 | 2.92 | 2.92 | 2.92 | 2.92 | 2.92
PV | 558.01 | 558.01 | 558.01 | 558.01 | 0.44 | 0.44
PeakG | 16.37 | 19.44 | 0 | 0 | 0 | 0
PeakO | 0.09 | 0.09 | 0 | 0 | 0 | 0
ST | 0 | 0 | 0 | 0 | 0 | 0
STOG | 6.53 | 5.67 | 0 | 0 | 0 | 0
STWD | 4.77 | 4.82 | 4.77 | 8.12 | 6.33 | 74.15
WT | 868.55 | 868.55 | 868.55 | 868.55 | 112.43 | 112.43
IGCC | 0 | 0 | 0 | 0 | 0 | 0
DemandResponse | 0 | 0 | 0 | 0 | 0 | 0
IGCC-CCS | 0 | 0 | 0 | 0 | 0 | 0
WT_off | 0 | 0 | 0 | 0 | 0 | 0
PseudoUnit | 0 | 0 | 0 | 34.04 | 34.04 | 34.04
FixedInterchange | 0 | 0 | 0 | 0 | 0 | 0
Total Costs by Reporting Type: EI
ReportingType | 2015 | 2020 | 2025 | 2030 | 2035 | 2040
BM | 732.08 | 1069.78 | 1497.44 | 1645.53 | 29850.82 | 76116.17
CC | 77242.05 | 112517.85 | 118073.66 | 117408.81 | 108503.62 | 37486.22
CSP | 0 | 0 | 0 | 0 | 0 | 0
CT | 483.78 | 556.77 | 586.3 | 449.98 | 45.97 | 35.17
Coal | 55112.59 | 25460.13 | 9869.59 | 10323.98 | 15244.29 | 15617.6
Geo | 3.95 | 3.95 | 3.95 | 3.95 | 3.95 | 3.95
H | 635.35 | 1068.51 | 2177.99 | 3058.23 | 3540.18 | 3540.18
LFG | 466.92 | 795.73 | 1215.82 | 1443.95 | 1418.35 | 1213.51
Nuc | 24179.13 | 28017.3 | 31886.45 | 49394.85 | 63352.02 | 99291.37
PS | 404.86 | 404.86 | 404.86 | 404.86 | 404.86 | 404.86
PV | 588.85 | 1349.49 | 1686.29 | 1746.57 | 1165.2 | 461.18
PeakG | 1974.07 | 2978.49 | 2501.93 | 2608.4 | 2608.18 | 2383.14
PeakO | 518.36 | 680.56 | 503.44 | 460.47 | 419.98 | 339.99
ST | 0 | 0 | 0 | 0 | 0 | 0
STOG | 1489.4 | 1697.24 | 1028.52 | 959.68 | 629.88 | 266.83
STWD | 756.01 | 710.15 | 646.18 | 1163.23 | 1611.91 | 1396.32
WT | 6602.17 | 20019.94 | 33019.44 | 42661.03 | 43390.74 | 32820.46
IGCC | 464.39 | 500.58 | 314.37 | 246.27 | 245.48 | 245.48
DemandResponse | 0 | 0 | 0 | 0 | 0 | 0
IGCC-CCS | 0 | 0 | 0 | 0 | 0 | 0
WT_off | 308.81 | 308.81 | 907.86 | 907.86 | 14566.82 | 30492.04
PseudoUnit | 0 | 0 | 961.64 | 1743.96 | 1743.96 | 1743.96
FixedInterchange | 0 | 0 | 0 | 0 | 0 | 0
Total Costs by Reporting Type: Outside_EI
ReportingType | 2015 | 2020 | 2025 | 2030 | 2035 | 2040
BM | 97.5 | 105.46 | 122.24 | 190.65 | 5315.09 | 10207.19
CC | 33262.96 | 39294.26 | 42074.83 | 40013.8 | 24919.18 | 19334.82
CSP | 0 | 0 | 0 | 0 | 0 | 0
CT | 158.85 | 159.09 | 159.01 | 159.99 | 0.48 | 0.48
Coal | 14199.59 | 13985.69 | 7003.31 | 2219.65 | 2408.57 | 2375.11
Geo | 273.05 | 1177.32 | 3039.51 | 3025.26 | 3000.38 | 2437.39
H | 875.65 | 875.65 | 875.65 | 875.65 | 990.86 | 990.86
LFG | 75.05 | 395.94 | 669.18 | 668.95 | 661.79 | 454.58
Nuc | 3078.63 | 3429.35 | 3493.44 | 19454.34 | 36772.71 | 43115.25
PS | 112.39 | 112.39 | 112.39 | 112.39 | 112.39 | 112.39
PV | 50.3 | 50.3 | 50.3 | 50.3 | 5.51 | 5.51
PeakG | 342.75 | 495.7 | 408.17 | 464.38 | 487.7 | 490.88
PeakO | 18.79 | 24.23 | 19.54 | 19.54 | 19.54 | 19.54
ST | 355.08 | 671.89 | 754.07 | 741.53 | 1714.08 | 1806.3
STOG | 1244.4 | 1559.04 | 1006.1 | 815.01 | 250.21 | 250.71
STWD | 387.1 | 593.17 | 961.2 | 1066.43 | 1066.43 | 1066.43
WT | 1533.05 | 6349.07 | 14107.82 | 19591.1 | 21575.8 | 18205.87
IGCC | 0 | 0 | 0 | 0 | 0 | 0
DemandResponse | 0 | 0 | 0 | 0 | 0 | 0
IGCC-CCS | 0 | 0 | 0 | 0 | 0 | 0
WT_off | 0 | 0 | 0 | 0 | 0 | 0
PseudoUnit | 0 | 0 | 0 | 0 | 0 | 0
FixedInterchange | 0 | 0 | 0 | 0 | 0 | 0
#15 A | RPS Generation Compliance Payments ($)
RPS Program | 2015 | 2020 | 2025 | 2030 | 2035 | 2040
NEISO | 2.16 | 0 | 0 | 0 | 0 | 0
CA | 1658.41 | 0 | 0 | 0 | 0 | 0
NWPP | 0 | 0 | 0 | 0 | 0 | 0
PJM | 0 | 221.95 | 0 | 0 | 0 | 0
US | 0 | 0 | 0 | 0 | 0 | 0
PJM_Solar | 361.86 | 0 | 0 | 0 | 0 | 0
MA_Solar | 160.47 | 0 | 0 | 0 | 0 | 0
NH_Solar | 10.81 | 0 | 0 | 0 | 0 | 0
MRETS_Solar | 0 | 0 | 0 | 0 | 0 | 0
AZNMSNV | 211.66 | 0 | 0 | 0 | 0 | 0
AZNMSNV_Solar | 52.24 | 0 | 0 | 0 | 0 | 0
MRETS | 0 | 0 | 0 | 0 | 0 | 0
MI | 37.21 | 0 | 0 | 0 | 0 | 0
Ohio | 0 | 0 | 0 | 0 | 0 | 0
Ohio_Solar | 52.28 | 0 | 0 | 0 | 0 | 0
MOKSOKNE | 162.16 | 0 | 0 | 0 | 0 | 0
MO_Solar | 28.72 | 0 | 0 | 0 | 0 | 0
NC | 785.41 | 0 | 0 | 0 | 0 | 0
NC_Solar | 26.33 | 0 | 0 | 0 | 0 | 0
CO | 21.39 | 0 | 0 | 0 | 0 | 0
CO_Solar | 183.92 | 0 | 0 | 0 | 0 | 0
NY | 0 | 0 | 0 | 0 | 0 | 0
TX | 0 | 0 | 0 | 0 | 0 | 0
#15 B | RPS Capacity Compliance Payments ($)
RPS Program | 2015 | 2020 | 2025 | 2030 | 2035 | 2040
NEISO | 0 | 0 | 0 | 0 | 0 | 0
CA | 0 | 0 | 0 | 0 | 0 | 0
NWPP | 0 | 0 | 0 | 0 | 0 | 0
PJM | 0 | 0 | 0 | 0 | 0 | 0
US | 0 | 0 | 0 | 0 | 0 | 0
PJM_Solar | 0 | 0 | 0 | 0 | 0 | 0
MA_Solar | 0 | 0 | 0 | 0 | 0 | 0
NH_Solar | 0 | 0 | 0 | 0 | 0 | 0
MRETS_Solar | 0 | 0 | 0 | 0 | 0 | 0
AZNMSNV | 0 | 0 | 0 | 0 | 0 | 0
AZNMSNV_Solar | 0 | 0 | 0 | 0 | 0 | 0
MRETS | 0 | 0 | 0 | 0 | 0 | 0
MI | 0 | 0 | 0 | 0 | 0 | 0
Ohio | 0 | 0 | 0 | 0 | 0 | 0
Ohio_Solar | 0 | 0 | 0 | 0 | 0 | 0
MOKSOKNE | 0 | 0 | 0 | 0 | 0 | 0
MO_Solar | 0 | 0 | 0 | 0 | 0 | 0
NC | 0 | 0 | 0 | 0 | 0 | 0
NC_Solar | 0 | 0 | 0 | 0 | 0 | 0
CO | 0 | 0 | 0 | 0 | 0 | 0
CO_Solar | 0 | 0 | 0 | 0 | 0 | 0
NY | 0 | 0 | 0 | 0 | 0 | 0
TX | 0 | 0 | 0 | 0 | 0 | 0
#16a | Transmission Costs ($million) [excludes shadow cost]
Transmission Costs: Entergy
Cost | 2015 | 2020 | 2025 | 2030 | 2035 | 2040
a. Wheel Share | 5.02 | 17.67 | 25.84 | 25.31 | 13.37 | 24.69
b. Friction Share | 8.36 | 27.22 | 32.34 | 31.06 | 19.12 | 38.74
Transmission Costs: FRCC
Cost | 2015 | 2020 | 2025 | 2030 | 2035 | 2040
a. Wheel Share | 1.82 | 2.07 | 0.55 | 0.03 | 1.06 | 27.87
b. Friction Share | 1.82 | 2.07 | 0.55 | 0.03 | 1.35 | 29.03
Transmission Costs: MAPP_US
Cost | 2015 | 2020 | 2025 | 2030 | 2035 | 2040
a. Wheel Share | 2.32 | 38.29 | 56.7 | 58.85 | 60.02 | 63.52
b. Friction Share | 1.85 | 28.37 | 41.94 | 43.68 | 44.61 | 48.2
Transmission Costs: MISO_IN
Cost | 2015 | 2020 | 2025 | 2030 | 2035 | 2040
a. Wheel Share | 1.31 | 2.91 | 28.49 | 11.72 | 0.96 | 1.37
b. Friction Share | 1.05 | 10.94 | 25.81 | 10.76 | 6.09 | 7.52
Transmission Costs: MISO_MI
Cost | 2015 | 2020 | 2025 | 2030 | 2035 | 2040
a. Wheel Share | 16.12 | 16.12 | 16.12 | 16.12 | 16.12 | 14.74
b. Friction Share | 41.19 | 50.58 | 49.29 | 42.09 | 43.01 | 43.43
Transmission Costs: MISO_MO-IL
Cost | 2015 | 2020 | 2025 | 2030 | 2035 | 2040
a. Wheel Share | 1.06 | 1.19 | 17.91 | 10.91 | 6.53 | 16.84
b. Friction Share | 3.12 | 4.55 | 21.69 | 11.99 | 12.5 | 28.02
Transmission Costs: MISO_W
Cost | 2015 | 2020 | 2025 | 2030 | 2035 | 2040
a. Wheel Share | 2.6 | 33.35 | 20.05 | 32.96 | 27.92 | 29.89
b. Friction Share | 6.05 | 31.41 | 24.22 | 32.79 | 29.77 | 29.53
Transmission Costs: MISO_WUMS
Cost | 2015 | 2020 | 2025 | 2030 | 2035 | 2040
a. Wheel Share | 0 | 0 | 0 | 0 | 0 | 0
b. Friction Share | 6.9 | 11.97 | 14.05 | 8.43 | 8.08 | 4.31
Transmission Costs: Nebraska
Cost | 2015 | 2020 | 2025 | 2030 | 2035 | 2040
a. Wheel Share | 2.15 | 6.24 | 35.43 | 36.43 | 43.09 | 38.48
b. Friction Share | 2.19 | 6.18 | 28.36 | 28.92 | 32.91 | 30.37
Transmission Costs: NEISO
Cost | 2015 | 2020 | 2025 | 2030 | 2035 | 2040
a. Wheel Share | 0 | 0 | 0 | 0 | 0 | 0
b. Friction Share | 3.23 | 4.92 | 6.52 | 15.8 | 19.18 | 20.87
Transmission Costs: NonRTO_Midwest
Cost | 2015 | 2020 | 2025 | 2030 | 2035 | 2040
a. Wheel Share | 1.39 | 3.42 | 28.65 | 11.82 | 1.23 | 4.63
b. Friction Share | 0.91 | 2.58 | 17.29 | 7.16 | 1.72 | 6.94
Transmission Costs: NYISO_A-F
Cost | 2015 | 2020 | 2025 | 2030 | 2035 | 2040
a. Wheel Share | 17.03 | 17.09 | 21.84 | 25.57 | 29.05 | 24.84
b. Friction Share | 39.58 | 40.14 | 43.42 | 45.49 | 40.02 | 36.52
Transmission Costs: NYISO_G-I
Cost | 2015 | 2020 | 2025 | 2030 | 2035 | 2040
a. Wheel Share | 1.87 | 1.29 | 5.84 | 3.84 | 6.81 | 7.47
b. Friction Share | 2.54 | 2.49 | 5.29 | 7.81 | 12.39 | 11.11
Transmission Costs: NYISO_J-K
Cost | 2015 | 2020 | 2025 | 2030 | 2035 | 2040
a. Wheel Share | 0.17 | 0.19 | 0.85 | 0.32 | 0.99 | 2.68
b. Friction Share | 1.86 | 2.91 | 4.63 | 9.08 | 11.43 | 12.33
Transmission Costs: PJM_E
Cost | 2015 | 2020 | 2025 | 2030 | 2035 | 2040
a. Wheel Share | 2.04 | 1.48 | 6.69 | 4.16 | 7.8 | 10.15
b. Friction Share | 1.26 | 0.95 | 4.13 | 2.57 | 5.26 | 7.65
Transmission Costs: PJM_ROM
Cost | 2015 | 2020 | 2025 | 2030 | 2035 | 2040
a. Wheel Share | 2.01 | 1.99 | 6.74 | 10.99 | 17.99 | 14.26
b. Friction Share | 1.61 | 1.57 | 4.37 | 6.99 | 11.2 | 10.41
Transmission Costs: PJM_ROR
Cost | 2015 | 2020 | 2025 | 2030 | 2035 | 2040
a. Wheel Share | 11.69 | 7.23 | 7.44 | 20.79 | 6.48 | 18.34
b. Friction Share | 23.96 | 42.56 | 53.01 | 43.13 | 35.72 | 60.25
Transmission Costs: SOCO
Cost | 2015 | 2020 | 2025 | 2030 | 2035 | 2040
a. Wheel Share | 8.68 | 10.22 | 11.06 | 4.66 | 3.31 | 48.71
b. Friction Share | 13.59 | 15.85 | 17.36 | 7.59 | 5.52 | 64.07
Transmission Costs: SPP_N
Cost | 2015 | 2020 | 2025 | 2030 | 2035 | 2040
a. Wheel Share | 0.98 | 13.9 | 15.98 | 27.61 | 13.11 | 24.53
b. Friction Share | 1.16 | 20.96 | 23.05 | 31.79 | 19.09 | 33.68
Transmission Costs: SPP_S
Cost | 2015 | 2020 | 2025 | 2030 | 2035 | 2040
a. Wheel Share | 0.67 | 6.66 | 4.49 | 7.95 | 4.79 | 7.94
b. Friction Share | 1.24 | 10.09 | 6.82 | 12.05 | 7.38 | 12.51
Transmission Costs: TVA
Cost | 2015 | 2020 | 2025 | 2030 | 2035 | 2040
a. Wheel Share | 0.99 | 2.13 | 2.67 | 0.29 | 2.81 | 3.22
b. Friction Share | 1.25 | 2.67 | 3.35 | 0.39 | 3.52 | 4.07
Transmission Costs: TVA_Transmission
Cost | 2015 | 2020 | 2025 | 2030 | 2035 | 2040
a. Wheel Share | 5.31 | 2.13 | 10.11 | 6.43 | 1.28 | 26.33
b. Friction Share | 5.03 | 2.67 | 8.14 | 6.48 | 2.33 | 37.75
Transmission Costs: VACAR
Cost | 2015 | 2020 | 2025 | 2030 | 2035 | 2040
a. Wheel Share | 8.8 | 7.91 | 8.01 | 19.41 | 6.81 | 26.91
b. Friction Share | 10.27 | 9.91 | 10.18 | 22.25 | 14.2 | 61.39
Transmission Costs: IESO
Cost | 2015 | 2020 | 2025 | 2030 | 2035 | 2040
a. Wheel Share | 34.65 | 34.73 | 34.73 | 32.36 | 30.7 | 29.2
b. Friction Share | 86.63 | 86.83 | 86.84 | 80.58 | 76.45 | 61.07
Transmission Costs: MAPP_CA
Cost | 2015 | 2020 | 2025 | 2030 | 2035 | 2040
a. Wheel Share | 2.34 | 3.58 | 4.25 | 3.13 | 6.31 | 6.92
b. Friction Share | 5.81 | 6.76 | 7.27 | 3.4 | 8.52 | 4.85
Transmission Costs: AZ_NM_SNV_Coal
Cost | 2015 | 2020 | 2025 | 2030 | 2035 | 2040
a. Wheel Share | 20.88 | 22.42 | 22.26 | 0.95 | 9.65 | 12.71
b. Friction Share | 35.34 | 38.03 | 37.99 | 2.47 | 17.01 | 22.13
Transmission Costs: AZ_NM_SNV_Gas
Cost | 2015 | 2020 | 2025 | 2030 | 2035 | 2040
a. Wheel Share | 8.27 | 9.97 | 10.13 | 7.44 | 3.88 | 2.23
b. Friction Share | 14.14 | 16.92 | 17.33 | 12.68 | 6.56 | 3.78
Transmission Costs: AZ_NM_SNV_NucRenew
Cost | 2015 | 2020 | 2025 | 2030 | 2035 | 2040
a. Wheel Share | 18.84 | 21.99 | 22.1 | 20.45 | 42.08 | 41.53
b. Friction Share | 31.57 | 37.01 | 37.28 | 34.68 | 70.98 | 70.1
Transmission Costs: ERCOT
Cost | 2015 | 2020 | 2025 | 2030 | 2035 | 2040
a. Wheel Share | 0.04 | 3.04 | 0.96 | 2.6 | 1.69 | 2.34
b. Friction Share | 0.06 | 4.56 | 1.44 | 3.91 | 2.6 | 3.6
Transmission Costs: NP15
Cost | 2015 | 2020 | 2025 | 2030 | 2035 | 2040
a. Wheel Share | 5.3 | 1.66 | 2.98 | 0.53 | 0.13 | 15.17
b. Friction Share | 8.89 | 2.86 | 5.04 | 0.99 | 0.4 | 25.42
Transmission Costs: NWPP_Coal
Cost | 2015 | 2020 | 2025 | 2030 | 2035 | 2040
a. Wheel Share | 42.83 | 30.5 | 39.04 | 7.66 | 27.46 | 76.11
b. Friction Share | 72.66 | 52.18 | 66.47 | 14.31 | 47.31 | 128.52
Transmission Costs: NWPP_Gas
Cost | 2015 | 2020 | 2025 | 2030 | 2035 | 2040
a. Wheel Share | 0 | 0 | 0 | 0 | 0 | 0
b. Friction Share | 0.3 | 0.38 | 0.38 | 0.24 | 0.04 | 0.04
Transmission Costs: NWPP_NucRenew
Cost | 2015 | 2020 | 2025 | 2030 | 2035 | 2040
a. Wheel Share | 0 | 0 | 0 | 0 | 0 | 0
b. Friction Share | 0.96 | 0.96 | 1.02 | 1.31 | 1.5 | 1.65
Transmission Costs: RMPA
Cost | 2015 | 2020 | 2025 | 2030 | 2035 | 2040
a. Wheel Share | 1.18 | 8.92 | 14.71 | 10 | 9.36 | 14.39
b. Friction Share | 1.89 | 10.98 | 19.45 | 11.9 | 11.5 | 20.59
Transmission Costs: SP15
Cost | 2015 | 2020 | 2025 | 2030 | 2035 | 2040
a. Wheel Share | 83.34 | 74.59 | 45.62 | 31.82 | 55.62 | 73.53
b. Friction Share | 138.94 | 124.41 | 76.12 | 53.14 | 92.88 | 122.68
Transmission Costs: ALB
Cost | 2015 | 2020 | 2025 | 2030 | 2035 | 2040
a. Wheel Share | 3.37 | 1.93 | 2.03 | 3.71 | 2.8 | 10.25
b. Friction Share | 5.62 | 3.22 | 3.39 | 6.19 | 4.67 | 17.08
Transmission Costs: BC
Cost | 2015 | 2020 | 2025 | 2030 | 2035 | 2040
a. Wheel Share | 3.68 | 2.03 | 2.44 | 3.86 | 9.36 | 25.51
b. Friction Share | 6.14 | 3.38 | 4.07 | 6.43 | 15.6 | 42.51
Transmission Costs: HQ_IESO
Cost | 2015 | 2020 | 2025 | 2030 | 2035 | 2040
a. Wheel Share | 0 | 0 | 0 | 0 | 0 | 0
b. Friction Share | 0.01 | 0.01 | 0.01 | 0.02 | 0.02 | 0.02
Transmission Costs: HQ_NEISO
Cost | 2015 | 2020 | 2025 | 2030 | 2035 | 2040
a. Wheel Share | 0 | 0 | 0 | 0 | 0 | 0
b. Friction Share | 0.11 | 0.11 | 0.11 | 0.16 | 0.16 | 0.16
Transmission Costs: HQ_NY
Cost | 2015 | 2020 | 2025 | 2030 | 2035 | 2040
a. Wheel Share | 0 | 0 | 0 | 0 | 0 | 0
b. Friction Share | 0.03 | 0.03 | 0.12 | 0.12 | 0.12 | 0.12
Transmission Costs: MARITIMES
Cost | 2015 | 2020 | 2025 | 2030 | 2035 | 2040
a. Wheel Share | 0 | 0 | 0 | 0 | 0 | 0
b. Friction Share | 0.05 | 0.05 | 0.05 | 0.07 | 0.07 | 0.07
Transmission Costs: All
Cost | 2015 | 2020 | 2025 | 2030 | 2035 | 2040
a. Wheel Share | 318.75 | 408.85 | 532.72 | 460.69 | 470.59 | 747.29
b. Friction Share | 589.2 | 722.25 | 810.25 | 660.94 | 742.77 | 1163.07
Transmission Costs: EI_US
Cost | 2015 | 2020 | 2025 | 2030 | 2035 | 2040
a. Wheel Share | 94.03 | 193.47 | 331.46 | 336.18 | 271.54 | 437.4
b. Friction Share | 180.23 | 333.76 | 446.13 | 428.66 | 386.72 | 639.04
Transmission Costs: EI_Canada
Cost | 2015 | 2020 | 2025 | 2030 | 2035 | 2040
a. Wheel Share | 36.98 | 38.31 | 38.98 | 35.49 | 37.01 | 36.12
b. Friction Share | 92.46 | 93.61 | 94.12 | 84.01 | 84.99 | 65.94
Transmission Costs: EI
Cost | 2015 | 2020 | 2025 | 2030 | 2035 | 2040
a. Wheel Share | 131.01 | 231.78 | 370.44 | 371.67 | 308.55 | 473.52
b. Friction Share | 272.68 | 427.36 | 540.25 | 512.67 | 471.71 | 704.98
Transmission Costs: Outside_EI
Cost | 2015 | 2020 | 2025 | 2030 | 2035 | 2040
a. Wheel Share | 187.74 | 177.06 | 162.28 | 89.02 | 162.04 | 273.77
b. Friction Share | 316.52 | 294.89 | 270 | 148.27 | 271.06 | 458.1

## Capacity
#1 | New Build Capacity (MW)
New Build Capacity by Reporting Type: Entergy
ReportingType | 2015 | 2020 | 2025 | 2030 | 2035 | 2040
BM | 0 | 0 | 0 | 0 | 3053.81 | 7021.14
CC | 3395.9 | 4553.13 | 0 | 0 | 0 | 0
CSP | 0 | 0 | 0 | 0 | 0 | 0
CT | 0 | 0 | 0 | 0 | 0 | 0
Coal | 720 | 0 | 0 | 0 | 0 | 0
Geo | 0 | 0 | 0 | 0 | 0 | 0
H | 0 | 0 | 0 | 0 | 1109 | 0
LFG | 0 | 0 | 107.4 | 0 | 0 | 0
Nuc | 170 | 0 | 0 | 0 | 3554.47 | 0
PS | 0 | 0 | 0 | 0 | 0 | 0
PV | 0.29 | 61.53 | 29.38 | 0 | 0 | 1.39
PeakG | 0 | 0 | 0 | 0 | 0 | 0
PeakO | 0 | 0 | 0 | 0 | 0 | 0
ST | 0 | 0 | 0 | 0 | 0 | 0
STOG | 0 | 0 | 0 | 0 | 0 | 0
STWD | 0 | 0 | 0 | 0 | 0 | 0
WT | 0 | 0 | 0 | 0 | 0 | 0
IGCC | 0 | 0 | 0 | 0 | 0 | 0
DemandResponse | 0 | 0 | 0 | 0 | 0 | 0
IGCC-CCS | 0 | 0 | 0 | 0 | 0 | 0
WT_off | 0 | 0 | 0 | 0 | 0 | 0
PseudoUnit | 0 | 0 | 0 | 0 | 0 | 0
FixedInterchange | 0 | 0 | 0 | 0 | 0 | 0
New Build Capacity by Reporting Type: FRCC
ReportingType | 2015 | 2020 | 2025 | 2030 | 2035 | 2040
BM | 0 | 0 | 0 | 0 | 0 | 2001.91
CC | 12284.79 | 0.02 | 0 | 0 | 0 | 0
CSP | 0 | 0 | 0 | 0 | 0 | 0
CT | 2480 | 0 | 0 | 0 | 0 | 0
Coal | 0 | 0 | 0 | 0 | 0 | 0
Geo | 0 | 0 | 0 | 0 | 0 | 0
H | 0 | 0 | 0 | 0 | 0 | 0
LFG | 0 | 0 | 198 | 0 | 0 | 0
Nuc | 229.33 | 0 | 3101.55 | 10883.4 | 8652.91 | 3622.1
PS | 0 | 0 | 0 | 0 | 0 | 0
PV | 0 | 0 | 0 | 0 | 0 | 0
PeakG | 0 | 0 | 0 | 0 | 0 | 0
PeakO | 0 | 0 | 0 | 0 | 0 | 0
ST | 0 | 0 | 0 | 0 | 0 | 0
STOG | 0 | 0 | 0 | 0 | 0 | 0
STWD | 0 | 0 | 0 | 0 | 0 | 0
WT | 0 | 0 | 0 | 0 | 0 | 0
IGCC | 0 | 0 | 0 | 0 | 0 | 0
DemandResponse | 0 | 0 | 0 | 0 | 0 | 0
IGCC-CCS | 0 | 0 | 0 | 0 | 0 | 0
WT_off | 0 | 0 | 0 | 0 | 0 | 0
PseudoUnit | 0 | 0 | 0 | 0 | 0 | 0
FixedInterchange | 0 | 0 | 0 | 0 | 0 | 0
New Build Capacity by Reporting Type: MAPP_US
ReportingType | 2015 | 2020 | 2025 | 2030 | 2035 | 2040
BM | 0 | 0 | 0 | 0 | 34.97 | 31.01
CC | 0 | 0 | 0 | 0 | 0 | 0
CSP | 0 | 0 | 0 | 0 | 0 | 0
CT | 308.3 | 0 | 0 | 154.96 | 0 | 0
Coal | 0 | 0 | 0 | 0 | 0 | 0
Geo | 0 | 0 | 0 | 0 | 0 | 0
H | 0 | 0 | 0 | 0 | 0 | 0
LFG | 0 | 0 | 0 | 71.67 | 0 | 0
Nuc | 0 | 0 | 0 | 0 | 0 | 0
PS | 0 | 0 | 0 | 0 | 0 | 0
PV | 0 | 0 | 0 | 0 | 0 | 0
PeakG | 0 | 0 | 0 | 0 | 0 | 0
PeakO | 0 | 0 | 0 | 0 | 0 | 0
ST | 0 | 0 | 0 | 0 | 0 | 0
STOG | 0 | 0 | 0 | 0 | 0 | 0
STWD | 0 | 0 | 0 | 0 | 0 | 0
WT | 421.3 | 7811.72 | 3503.65 | 0 | 0 | 0
IGCC | 0 | 0 | 0 | 0 | 0 | 0
DemandResponse | 0 | 0 | 0 | 0 | 0 | 0
IGCC-CCS | 0 | 0 | 0 | 0 | 0 | 0
WT_off | 0 | 0 | 0 | 0 | 0 | 0
PseudoUnit | 0 | 0 | 0 | 0 | 0 | 0
FixedInterchange | 0 | 0 | 0 | 0 | 0 | 0
New Build Capacity by Reporting Type: MISO_IN
ReportingType | 2015 | 2020 | 2025 | 2030 | 2035 | 2040
BM | 0 | 0 | 0 | 0 | 0 | 6144.51
CC | 3295.98 | 17662.81 | 0 | 0 | 0 | 0
CSP | 0 | 0 | 0 | 0 | 0 | 0
CT | 0 | 0 | 0 | 0 | 0 | 0
Coal | 0 | 0 | 0 | 0 | 0 | 0
Geo | 0 | 0 | 0 | 0 | 0 | 0
H | 0 | 0 | 0 | 0 | 0 | 0
LFG | 0 | 0 | 80.12 | 0 | 0 | 0
Nuc | 0 | 0 | 0 | 0 | 0 | 375.68
PS | 0 | 0 | 0 | 0 | 0 | 0
PV | 0 | 225.83 | 0 | 0 | 0 | 0
PeakG | 0 | 0 | 0 | 0 | 0 | 0
PeakO | 0 | 0 | 0 | 0 | 0 | 0
ST | 0 | 0 | 0 | 0 | 0 | 0
STOG | 0 | 0 | 0 | 0 | 0 | 0
STWD | 0 | 0 | 0 | 0 | 0 | 0
WT | 0 | 0 | 0 | 0 | 0 | 0
IGCC | 618 | 0 | 0 | 0 | 0 | 0
DemandResponse | 0 | 0 | 0 | 0 | 0 | 0
IGCC-CCS | 0 | 0 | 0 | 0 | 0 | 0
WT_off | 0 | 0 | 0 | 0 | 0 | 0
PseudoUnit | 0 | 0 | 0 | 0 | 0 | 0
FixedInterchange | 0 | 0 | 0 | 0 | 0 | 0
New Build Capacity by Reporting Type: MISO_MI
ReportingType | 2015 | 2020 | 2025 | 2030 | 2035 | 2040
BM | 0 | 0 | 0 | 0 | 0 | 2757.06
CC | 1441.11 | 0 | 0 | 0 | 0 | 0
CSP | 0 | 0 | 0 | 0 | 0 | 0
CT | 0 | 0 | 0 | 0 | 0 | 0
Coal | 0 | 0 | 0 | 0 | 0 | 0
Geo | 0 | 0 | 0 | 0 | 0 | 0
H | 0 | 0 | 0 | 0 | 0 | 0
LFG | 0 | 0 | 160.25 | 0 | 0 | 0
Nuc | 0 | 0 | 0 | 671.38 | 1478.88 | 3190.09
PS | 0 | 0 | 0 | 0 | 0 | 0
PV | 0 | 0 | 0 | 0 | 0 | 0
PeakG | 0 | 0 | 0 | 0 | 0 | 0
PeakO | 0 | 0 | 0 | 0 | 0 | 0
ST | 0 | 0 | 0 | 0 | 0 | 0
STOG | 0 | 0 | 0 | 0 | 0 | 0
STWD | 0 | 0 | 0 | 0 | 0 | 0
WT | 2000 | 263.11 | 0 | 0 | 0 | 336.89
IGCC | 0 | 0 | 0 | 0 | 0 | 0
DemandResponse | 0 | 0 | 0 | 0 | 0 | 0
IGCC-CCS | 0 | 0 | 0 | 0 | 0 | 0
WT_off | 0 | 0 | 0 | 0 | 0 | 0
PseudoUnit | 0 | 0 | 0 | 0 | 0 | 0
FixedInterchange | 0 | 0 | 0 | 0 | 0 | 0
New Build Capacity by Reporting Type: MISO_MO-IL
ReportingType | 2015 | 2020 | 2025 | 2030 | 2035 | 2040
BM | 0 | 0 | 0 | 0 | 0 | 2034.04
CC | 0 | 1741.51 | 0 | 0 | 0 | 0
CSP | 0 | 0 | 0 | 0 | 0 | 0
CT | 0 | 0 | 0 | 0 | 0 | 0
Coal | 1790 | 0 | 0 | 0 | 0 | 0
Geo | 0 | 0 | 0 | 0 | 0 | 0
H | 0 | 0 | 280 | 0 | 0 | 0
LFG | 0 | 0 | 164.95 | 58.38 | 0 | 0
Nuc | 0 | 0 | 0 | 0 | 0 | 0
PS | 0 | 0 | 0 | 0 | 0 | 0
PV | 0 | 0 | 0 | 0 | 0 | 0
PeakG | 0 | 0 | 0 | 0 | 0 | 0
PeakO | 0 | 0 | 0 | 0 | 0 | 0
ST | 0 | 0 | 0 | 0 | 0 | 0
STOG | 0 | 0 | 0 | 0 | 0 | 0
STWD | 0 | 0 | 0 | 0 | 0 | 0
WT | 300 | 0 | 5600 | 0 | 0 | 0
IGCC | 0 | 0 | 0 | 0 | 0 | 0
DemandResponse | 0 | 0 | 0 | 0 | 0 | 0
IGCC-CCS | 0 | 0 | 0 | 0 | 0 | 0
WT_off | 0 | 0 | 0 | 0 | 0 | 0
PseudoUnit | 0 | 0 | 0 | 0 | 0 | 0
FixedInterchange | 0 | 0 | 0 | 0 | 0 | 0
New Build Capacity by Reporting Type: MISO_W
ReportingType | 2015 | 2020 | 2025 | 2030 | 2035 | 2040
BM | 0 | 0 | 0 | 0 | 0 | 0
CC | 0 | 0 | 0 | 0 | 0 | 0
CSP | 0 | 0 | 0 | 0 | 0 | 0
CT | 0 | 0 | 0 | 0 | 0 | 0
Coal | 0 | 0 | 0 | 0 | 0 | 0
Geo | 0 | 0 | 0 | 0 | 0 | 0
H | 0 | 0 | 0 | 0 | 0 | 0
LFG | 0 | 0 | 0 | 71.67 | 0 | 0
Nuc | 94.33 | 0 | 0 | 0 | 0 | 0
PS | 0 | 0 | 0 | 0 | 0 | 0
PV | 0 | 0 | 0 | 0 | 0 | 0
PeakG | 0 | 0 | 0 | 0 | 0 | 0
PeakO | 0 | 0 | 0 | 0 | 0 | 0
ST | 0 | 0 | 0 | 0 | 0 | 0
STOG | 0 | 0 | 0 | 0 | 0 | 0
STWD | 0 | 0 | 0 | 0 | 0 | 0
WT | 2800.5 | 0 | 37175.3 | 0 | 0 | 1659.38
IGCC | 0 | 0 | 0 | 0 | 0 | 0
DemandResponse | 0 | 0 | 0 | 0 | 0 | 0
IGCC-CCS | 0 | 0 | 0 | 0 | 0 | 0
WT_off | 0 | 0 | 0 | 0 | 0 | 0
PseudoUnit | 0 | 0 | 0 | 0 | 0 | 0
FixedInterchange | 0 | 0 | 0 | 0 | 0 | 0
New Build Capacity by Reporting Type: MISO_WUMS
ReportingType | 2015 | 2020 | 2025 | 2030 | 2035 | 2040
BM | 0 | 0 | 0 | 0 | 0 | 3200.79
CC | 5483.8 | 2468.54 | 0 | 0 | 0 | 0
CSP | 0 | 0 | 0 | 0 | 0 | 0
CT | 0 | 0 | 0 | 0 | 0 | 0
Coal | 615 | 0 | 0 | 0 | 0 | 0
Geo | 0 | 0 | 0 | 0 | 0 | 0
H | 0 | 1 | 0 | 0 | 0 | 0
LFG | 0 | 0 | 0 | 223.33 | 0 | 0
Nuc | 235 | 0 | 0 | 415.43 | 1283.26 | 1754.49
PS | 0 | 0 | 0 | 0 | 0 | 0
PV | 0 | 0 | 0 | 0 | 0 | 0
PeakG | 0 | 0 | 0 | 0 | 0 | 0
PeakO | 0 | 0 | 0 | 0 | 0 | 0
ST | 0 | 0 | 0 | 0 | 0 | 0
STOG | 0 | 0 | 0 | 0 | 0 | 0
STWD | 0 | 0 | 0 | 0 | 0 | 0
WT | 968.9 | 0 | 0 | 0 | 0 | 30.8
IGCC | 0 | 0 | 0 | 0 | 0 | 0
DemandResponse | 0 | 0 | 0 | 0 | 0 | 0
IGCC-CCS | 0 | 0 | 0 | 0 | 0 | 0
WT_off | 0 | 0 | 0 | 0 | 0 | 0
PseudoUnit | 0 | 0 | 0 | 0 | 0 | 0
FixedInterchange | 0 | 0 | 0 | 0 | 0 | 0
New Build Capacity by Reporting Type: Nebraska
ReportingType | 2015 | 2020 | 2025 | 2030 | 2035 | 2040
BM | 0 | 0 | 0 | 0 | 162.95 | 1041.39
CC | 232.64 | 1936.09 | 0 | 0 | 0 | 0
CSP | 0 | 0 | 0 | 0 | 0 | 0
CT | 0 | 0 | 0 | 0 | 0 | 0
Coal | 232.1 | 0 | 0 | 0 | 0 | 0
Geo | 0 | 0 | 0 | 0 | 0 | 0
H | 0 | 0 | 0 | 0 | 0 | 0
LFG | 0 | 0 | 59.55 | 12.11 | 0 | 0
Nuc | 0 | 0 | 0 | 0 | 0 | 0
PS | 0 | 0 | 0 | 0 | 0 | 0
PV | 0 | 0 | 0 | 0 | 0 | 0
PeakG | 0 | 0 | 0 | 0 | 0 | 0
PeakO | 0 | 0 | 0 | 0 | 0 | 0
ST | 0 | 0 | 0 | 0 | 0 | 0
STOG | 0 | 0 | 0 | 0 | 0 | 0
STWD | 0 | 0 | 0 | 0 | 0 | 0
WT | 202 | 0 | 0 | 0 | 0 | 0
IGCC | 0 | 0 | 0 | 0 | 0 | 0
DemandResponse | 0 | 0 | 0 | 0 | 0 | 0
IGCC-CCS | 0 | 0 | 0 | 0 | 0 | 0
WT_off | 0 | 0 | 0 | 0 | 0 | 0
PseudoUnit | 0 | 0 | 0 | 0 | 0 | 0
FixedInterchange | 0 | 0 | 0 | 0 | 0 | 0
New Build Capacity by Reporting Type: NEISO
ReportingType | 2015 | 2020 | 2025 | 2030 | 2035 | 2040
BM | 252.2 | 0 | 0 | 0 | 0 | 0
CC | 2049.5 | 0 | 0 | 0 | 0 | 0
CSP | 0 | 0 | 0 | 0 | 0 | 0
CT | 334 | 0 | 0 | 0 | 0 | 0
Coal | 0 | 0 | 0 | 0 | 0 | 0
Geo | 0 | 0 | 0 | 0 | 0 | 0
H | 0 | 0 | 0 | 3 | 0 | 0
LFG | 49.26 | 0 | 0 | 69.74 | 0 | 0
Nuc | 0 | 0 | 0 | 0 | 0 | 0
PS | 0 | 0 | 0 | 0 | 0 | 0
PV | 0 | 292.5 | 0 | 0 | 0 | 0
PeakG | 0 | 0 | 0 | 0 | 0 | 0
PeakO | 0 | 0 | 0 | 0 | 0 | 0
ST | 0 | 0 | 0 | 0 | 0 | 0
STOG | 0 | 0 | 0 | 0 | 0 | 0
STWD | 0 | 0 | 0 | 0 | 0 | 0
WT | 231.2 | 2552.67 | 1633.38 | 862.75 | 9133.93 | 2112.36
IGCC | 0 | 0 | 0 | 0 | 0 | 0
DemandResponse | 0 | 0 | 0 | 0 | 0 | 0
IGCC-CCS | 0 | 0 | 0 | 0 | 0 | 0
WT_off | 468 | 0 | 0 | 0 | 0 | 0
PseudoUnit | 0 | 0 | 0 | 0 | 0 | 0
FixedInterchange | 0 | 0 | 0 | 0 | 0 | 0
New Build Capacity by Reporting Type: NonRTO_Midwest
ReportingType | 2015 | 2020 | 2025 | 2030 | 2035 | 2040
BM | 0 | 0 | 0 | 0 | 1035.77 | 5108.74
CC | 3030.65 | 2625.7 | 0 | 0 | 0 | 0
CSP | 0 | 0 | 0 | 0 | 0 | 0
CT | 0 | 0 | 0 | 0 | 0 | 0
Coal | 0 | 0 | 0 | 0 | 0 | 0
Geo | 0 | 0 | 0 | 0 | 0 | 0
H | 0 | 0 | 746 | 0 | 0 | 0
LFG | 0 | 0 | 160.25 | 0 | 0 | 0
Nuc | 0 | 0 | 0 | 0 | 602.34 | 0
PS | 0 | 0 | 0 | 0 | 0 | 0
PV | 0 | 0 | 0 | 0 | 0 | 0
PeakG | 0 | 0 | 0 | 0 | 0 | 0
PeakO | 0 | 0 | 0 | 0 | 0 | 0
ST | 0 | 0 | 0 | 0 | 0 | 0
STOG | 0 | 0 | 0 | 0 | 0 | 0
STWD | 0 | 0 | 0 | 0 | 0 | 0
WT | 0 | 0 | 0 | 0 | 0 | 0
IGCC | 0 | 0 | 0 | 0 | 0 | 0
DemandResponse | 0 | 0 | 0 | 0 | 0 | 0
IGCC-CCS | 0 | 0 | 0 | 0 | 0 | 0
WT_off | 0 | 0 | 0 | 0 | 0 | 0
PseudoUnit | 0 | 0 | 0 | 0 | 0 | 0
FixedInterchange | 0 | 0 | 0 | 0 | 0 | 0
New Build Capacity by Reporting Type: NYISO_A-F
ReportingType | 2015 | 2020 | 2025 | 2030 | 2035 | 2040
BM | 0 | 0 | 0 | 0 | 0 | 0
CC | 639 | 0 | 0 | 0 | 0 | 0
CSP | 0 | 0 | 0 | 0 | 0 | 0
CT | 0 | 0 | 0 | 0 | 0 | 0
Coal | 0 | 0 | 0 | 0 | 0 | 0
Geo | 0 | 0 | 0 | 0 | 0 | 0
H | 0 | 0 | 0 | 0 | 0 | 0
LFG | 6.4 | 0 | 0 | 67.93 | 0 | 0
Nuc | 168 | 0 | 0 | 0 | 0 | 0
PS | 0 | 0 | 0 | 0 | 0 | 0
PV | 0 | 0 | 0 | 0 | 0 | 0
PeakG | 0 | 0 | 0 | 0 | 0 | 0
PeakO | 0 | 0 | 0 | 0 | 0 | 0
ST | 0 | 0 | 0 | 0 | 0 | 0
STOG | 0 | 0 | 0 | 0 | 0 | 0
STWD | 0 | 0 | 0 | 0 | 0 | 0
WT | 2476.3 | 709.8 | 0 | 5174.03 | 5129.87 | 0
IGCC | 0 | 0 | 0 | 0 | 0 | 0
DemandResponse | 0 | 0 | 0 | 0 | 0 | 0
IGCC-CCS | 0 | 0 | 0 | 0 | 0 | 0
WT_off | 0 | 0 | 0 | 0 | 0 | 0
PseudoUnit | 0 | 0 | 0 | 0 | 0 | 0
FixedInterchange | 0 | 0 | 0 | 0 | 0 | 0
New Build Capacity by Reporting Type: NYISO_G-I
ReportingType | 2015 | 2020 | 2025 | 2030 | 2035 | 2040
BM | 0 | 0 | 0 | 0 | 545.09 | 254.91
CC | 0 | 0 | 0 | 0 | 0 | 0
CSP | 0 | 0 | 0 | 0 | 0 | 0
CT | 0 | 0 | 0 | 0 | 0 | 0
Coal | 0 | 0 | 0 | 0 | 0 | 0
Geo | 0 | 0 | 0 | 0 | 0 | 0
H | 0 | 0 | 0 | 0 | 0 | 0
LFG | 0 | 0 | 0 | 74.33 | 0 | 0
Nuc | 0 | 0 | 0 | 0 | 0 | 1941.5
PS | 0 | 0 | 0 | 0 | 0 | 0
PV | 0 | 0 | 0 | 0 | 0 | 0
PeakG | 0 | 0 | 0 | 0 | 0 | 0
PeakO | 0 | 0 | 0 | 0 | 0 | 0
ST | 0 | 0 | 0 | 0 | 0 | 0
STOG | 0 | 0 | 0 | 0 | 0 | 0
STWD | 0 | 0 | 0 | 0 | 0 | 0
WT | 0 | 60 | 0 | 300 | 0 | 0
IGCC | 0 | 0 | 0 | 0 | 0 | 0
DemandResponse | 0 | 0 | 0 | 0 | 0 | 0
IGCC-CCS | 0 | 0 | 0 | 0 | 0 | 0
WT_off | 0 | 0 | 0 | 0 | 0 | 0
PseudoUnit | 0 | 0 | 0 | 0 | 0 | 0
FixedInterchange | 0 | 0 | 0 | 0 | 0 | 0
New Build Capacity by Reporting Type: NYISO_J-K
ReportingType | 2015 | 2020 | 2025 | 2030 | 2035 | 2040
BM | 0 | 0 | 0 | 0 | 0 | 0
CC | 1175.4 | 0 | 0 | 0 | 0 | 0
CSP | 0 | 0 | 0 | 0 | 0 | 0
CT | 0 | 0 | 0 | 0 | 0 | 0
Coal | 0 | 0 | 0 | 0 | 0 | 0
Geo | 0 | 0 | 0 | 0 | 0 | 0
H | 0 | 0 | 0 | 0 | 0 | 0
LFG | 0 | 0 | 0 | 74.33 | 0 | 0
Nuc | 0 | 0 | 0 | 0 | 0 | 0
PS | 0 | 0 | 0 | 0 | 0 | 0
PV | 32 | 0 | 0 | 0 | 0 | 0
PeakG | 0 | 0 | 0 | 0 | 0 | 0
PeakO | 0 | 0 | 0 | 0 | 0 | 0
ST | 0 | 0 | 0 | 0 | 0 | 0
STOG | 0 | 0 | 0 | 0 | 0 | 0
STWD | 0 | 0 | 0 | 0 | 0 | 0
WT | 0 | 0 | 0 | 36.1 | 293.9 | 0
IGCC | 0 | 0 | 0 | 0 | 0 | 0
DemandResponse | 0 | 0 | 0 | 0 | 0 | 0
IGCC-CCS | 0 | 0 | 0 | 0 | 0 | 0
WT_off | 0 | 0 | 0 | 0 | 0 | 0
PseudoUnit | 0 | 0 | 0 | 0 | 0 | 0
FixedInterchange | 0 | 0 | 0 | 0 | 0 | 0
New Build Capacity by Reporting Type: PJM_E
ReportingType | 2015 | 2020 | 2025 | 2030 | 2035 | 2040
BM | 30 | 0 | 0 | 0 | 0 | 0
CC | 4634.3 | 0 | 0 | 0 | 0 | 0
CSP | 0 | 0 | 0 | 0 | 0 | 0
CT | 26.2 | 0 | 0 | 0 | 0 | 0
Coal | 27 | 0 | 0 | 0 | 0 | 0
Geo | 0 | 0 | 0 | 0 | 0 | 0
H | 0 | 0 | 0 | 0 | 0 | 0
LFG | 9.1 | 132.9 | 0 | 0 | 0 | 0
Nuc | 38 | 0 | 0 | 0 | 0 | 0
PS | 0 | 0 | 0 | 0 | 0 | 0
PV | 25.45 | 0 | 0 | 0 | 0 | 0
PeakG | 0 | 0 | 0 | 0 | 0 | 0
PeakO | 0 | 0 | 0 | 0 | 0 | 0
ST | 0 | 0 | 0 | 0 | 0 | 0
STOG | 0 | 0 | 0 | 0 | 0 | 0
STWD | 0 | 0 | 0 | 0 | 0 | 0
WT | 1150 | 0 | 0 | 0 | 20 | 0
IGCC | 0 | 0 | 0 | 0 | 0 | 0
DemandResponse | 0 | 0 | 0 | 0 | 0 | 0
IGCC-CCS | 0 | 0 | 0 | 0 | 0 | 0
WT_off | 0 | 0 | 1100 | 0 | 0 | 8500
PseudoUnit | 0 | 0 | 0 | 0 | 0 | 0
FixedInterchange | 0 | 0 | 0 | 0 | 0 | 0
New Build Capacity by Reporting Type: PJM_ROM
ReportingType | 2015 | 2020 | 2025 | 2030 | 2035 | 2040
BM | 18 | 0 | 0 | 0 | 2339.79 | 0
CC | 1678.5 | 0 | 0 | 0 | 0 | 0
CSP | 0 | 0 | 0 | 0 | 0 | 0
CT | 16 | 0 | 0 | 0 | 0 | 0
Coal | 32.5 | 0 | 0 | 0 | 0 | 0
Geo | 0 | 0 | 0 | 0 | 0 | 0
H | 0 | 0 | 678 | 0 | 0 | 0
LFG | 18.9 | 265.1 | 0 | 0 | 0 | 0
Nuc | 0 | 0 | 0 | 0 | 2169.23 | 2019.14
PS | 0 | 0 | 0 | 0 | 0 | 0
PV | 0 | 1355.2 | 758.74 | 169.83 | 12.8 | 61.08
PeakG | 0 | 0 | 0 | 0 | 0 | 0
PeakO | 0 | 0 | 0 | 0 | 0 | 0
ST | 0 | 0 | 0 | 0 | 0 | 0
STOG | 0 | 0 | 0 | 0 | 0 | 0
STWD | 0 | 0 | 0 | 0 | 0 | 0
WT | 479.8 | 750.2 | 0 | 0 | 5810 | 0
IGCC | 0 | 0 | 0 | 0 | 0 | 0
DemandResponse | 0 | 0 | 0 | 0 | 0 | 0
IGCC-CCS | 0 | 0 | 0 | 0 | 0 | 0
WT_off | 0 | 0 | 0 | 0 | 0 | 10814.93
PseudoUnit | 0 | 0 | 0 | 0 | 0 | 0
FixedInterchange | 0 | 0 | 0 | 0 | 0 | 0
New Build Capacity by Reporting Type: PJM_ROR
ReportingType | 2015 | 2020 | 2025 | 2030 | 2035 | 2040
BM | 385 | 0 | 0 | 0 | 0 | 10171.34
CC | 18665.45 | 6000.1 | 0 | 0 | 0 | 0
CSP | 0 | 0 | 0 | 0 | 0 | 0
CT | 29 | 0 | 0 | 0 | 0 | 0
Coal | 2164 | 0 | 0 | 0 | 0 | 0
Geo | 0 | 0 | 0 | 0 | 0 | 0
H | 0 | 503 | 0 | 0 | 0 | 0
LFG | 57.4 | 513.71 | 0 | 0 | 0 | 0
Nuc | 38 | 0 | 0 | 0 | 3445.68 | 16091.1
PS | 0 | 0 | 0 | 0 | 0 | 0
PV | 0 | 0 | 210.91 | 7.83 | 0 | 0
PeakG | 0 | 0 | 0 | 0 | 0 | 0
PeakO | 0 | 0 | 0 | 0 | 0 | 0
ST | 0 | 0 | 0 | 0 | 0 | 0
STOG | 0 | 0 | 0 | 0 | 0 | 0
STWD | 0 | 0 | 0 | 0 | 0 | 0
WT | 8325.7 | 191.7 | 6696.19 | 38386.41 | 0 | 0
IGCC | 0 | 0 | 0 | 0 | 0 | 0
DemandResponse | 0 | 0 | 0 | 0 | 0 | 0
IGCC-CCS | 0 | 0 | 0 | 0 | 0 | 0
WT_off | 0 | 0 | 0 | 0 | 0 | 0
PseudoUnit | 0 | 0 | 0 | 0 | 0 | 0
FixedInterchange | 0 | 0 | 0 | 0 | 0 | 0
New Build Capacity by Reporting Type: SOCO
ReportingType | 2015 | 2020 | 2025 | 2030 | 2035 | 2040
BM | 55 | 0 | 0 | 0 | 6498.62 | 1.62
CC | 7202.31 | 4949.15 | 0 | 0 | 0 | 0
CSP | 0 | 0 | 0 | 0 | 0 | 0
CT | 0 | 0 | 0 | 0 | 0 | 0
Coal | 0 | 0 | 0 | 0 | 0 | 0
Geo | 0 | 0 | 0 | 0 | 0 | 0
H | 0 | 0 | 0 | 0 | 0 | 0
LFG | 0 | 0 | 107.4 | 0 | 0 | 0
Nuc | 70 | 2200 | 0 | 8532.59 | 2782.39 | 8086
PS | 0 | 0 | 0 | 0 | 0 | 0
PV | 0 | 0 | 0 | 0 | 0 | 0
PeakG | 0 | 0 | 0 | 0 | 0 | 0
PeakO | 0 | 0 | 0 | 0 | 0 | 0
ST | 0 | 0 | 0 | 0 | 0 | 0
STOG | 0 | 0 | 0 | 0 | 0 | 0
STWD | 0 | 0 | 0 | 0 | 0 | 0
WT | 0 | 0 | 0 | 0 | 100 | 0
IGCC | 0 | 0 | 0 | 0 | 0 | 0
DemandResponse | 0 | 0 | 0 | 0 | 0 | 0
IGCC-CCS | 0 | 0 | 0 | 0 | 0 | 0
WT_off | 0 | 0 | 0 | 0 | 0 | 0
PseudoUnit | 0 | 0 | 0 | 0 | 0 | 0
FixedInterchange | 0 | 0 | 0 | 0 | 0 | 0
New Build Capacity by Reporting Type: SPP_N
ReportingType | 2015 | 2020 | 2025 | 2030 | 2035 | 2040
BM | 0 | 0 | 0 | 0 | 5462.35 | 428.66
CC | 1394.13 | 2799.19 | 0 | 0 | 0 | 0
CSP | 0 | 0 | 0 | 0 | 0 | 0
CT | 0 | 0 | 0 | 0 | 0 | 0
Coal | 465.04 | 0 | 0 | 0 | 0 | 0
Geo | 0 | 0 | 0 | 0 | 0 | 0
H | 0 | 0 | 0 | 0 | 0 | 0
LFG | 0 | 0 | 95 | 0 | 0 | 0
Nuc | 0 | 0 | 0 | 0 | 0 | 0
PS | 0 | 0 | 0 | 0 | 0 | 0
PV | 0 | 0 | 0 | 0 | 0 | 0
PeakG | 0 | 0 | 0 | 0 | 0 | 0
PeakO | 0 | 0 | 0 | 0 | 0 | 0
ST | 0 | 0 | 0 | 0 | 0 | 0
STOG | 0 | 0 | 0 | 0 | 0 | 0
STWD | 0 | 0 | 0 | 0 | 0 | 0
WT | 0 | 12528.07 | 0 | 0 | 71.07 | 997.03
IGCC | 0 | 0 | 0 | 0 | 0 | 0
DemandResponse | 0 | 0 | 0 | 0 | 0 | 0
IGCC-CCS | 0 | 0 | 0 | 0 | 0 | 0
WT_off | 0 | 0 | 0 | 0 | 0 | 0
PseudoUnit | 0 | 0 | 0 | 0 | 0 | 0
FixedInterchange | 0 | 0 | 0 | 0 | 0 | 0
New Build Capacity by Reporting Type: SPP_S
ReportingType | 2015 | 2020 | 2025 | 2030 | 2035 | 2040
BM | 0 | 0 | 0 | 0 | 2279.69 | 1714.05
CC | 0 | 4919.22 | 0 | 0 | 0 | 0
CSP | 0 | 0 | 0 | 0 | 0 | 0
CT | 412.99 | 300 | 0 | 0 | 0 | 0
Coal | 988 | 0 | 0 | 0 | 0 | 0
Geo | 0 | 0 | 0 | 0 | 0 | 0
H | 0 | 0 | 0 | 91 | 0 | 0
LFG | 0 | 0 | 95 | 0 | 0 | 0
Nuc | 0 | 0 | 0 | 1474.78 | 0 | 0
PS | 0 | 0 | 0 | 0 | 0 | 0
PV | 0 | 0 | 0 | 0 | 0 | 0
PeakG | 0 | 0 | 0 | 0 | 0 | 0
PeakO | 0 | 0 | 0 | 0 | 0 | 0
ST | 0 | 0 | 0 | 0 | 0 | 0
STOG | 0 | 0 | 0 | 0 | 0 | 0
STWD | 0 | 0 | 0 | 0 | 0 | 0
WT | 430 | 28783.49 | 0 | 0 | 0 | 0
IGCC | 0 | 0 | 0 | 0 | 0 | 0
DemandResponse | 0 | 0 | 0 | 0 | 0 | 0
IGCC-CCS | 0 | 0 | 0 | 0 | 0 | 0
WT_off | 0 | 0 | 0 | 0 | 0 | 0
PseudoUnit | 0 | 0 | 0 | 0 | 0 | 0
FixedInterchange | 0 | 0 | 0 | 0 | 0 | 0
New Build Capacity by Reporting Type: TVA
ReportingType | 2015 | 2020 | 2025 | 2030 | 2035 | 2040
BM | 0 | 0 | 0 | 0 | 7394.28 | 0
CC | 4636.65 | 4825.44 | 0 | 0 | 0 | 0
CSP | 0 | 0 | 0 | 0 | 0 | 0
CT | 0 | 0 | 0 | 0 | 0 | 0
Coal | 0 | 0 | 0 | 0 | 0 | 0
Geo | 0 | 0 | 0 | 0 | 0 | 0
H | 0 | 0 | 27 | 0 | 0 | 0
LFG | 0 | 0 | 107.4 | 0 | 0 | 0
Nuc | 1697.89 | 0 | 0 | 0 | 2539.24 | 4694.45
PS | 0 | 0 | 0 | 0 | 0 | 0
PV | 0 | 0 | 0 | 0 | 0 | 0
PeakG | 0 | 0 | 0 | 0 | 0 | 0
PeakO | 0 | 0 | 0 | 0 | 0 | 0
ST | 0 | 0 | 0 | 0 | 0 | 0
STOG | 0 | 0 | 0 | 0 | 0 | 0
STWD | 0 | 0 | 0 | 0 | 0 | 0
WT | 0 | 0 | 0 | 0 | 100 | 0
IGCC | 0 | 0 | 0 | 0 | 0 | 0
DemandResponse | 0 | 0 | 0 | 0 | 0 | 0
IGCC-CCS | 0 | 0 | 0 | 0 | 0 | 0
WT_off | 0 | 0 | 0 | 0 | 0 | 0
PseudoUnit | 0 | 0 | 0 | 0 | 0 | 0
FixedInterchange | 0 | 0 | 0 | 0 | 0 | 0
New Build Capacity by Reporting Type: TVA_Transmission
ReportingType | 2015 | 2020 | 2025 | 2030 | 2035 | 2040
BM | 0 | 0 | 0 | 0 | 0 | 0
CC | 0 | 0 | 0 | 0 | 0 | 0
CSP | 0 | 0 | 0 | 0 | 0 | 0
CT | 0 | 0 | 0 | 0 | 0 | 0
Coal | 0 | 0 | 0 | 0 | 0 | 0
Geo | 0 | 0 | 0 | 0 | 0 | 0
H | 0 | 0 | 0 | 0 | 0 | 0
LFG | 0 | 0 | 0 | 0 | 0 | 0
Nuc | 0 | 0 | 0 | 0 | 0 | 0
PS | 0 | 0 | 0 | 0 | 0 | 0
PV | 0 | 0 | 0 | 0 | 0 | 0
PeakG | 0 | 0 | 0 | 0 | 0 | 0
PeakO | 0 | 0 | 0 | 0 | 0 | 0
ST | 0 | 0 | 0 | 0 | 0 | 0
STOG | 0 | 0 | 0 | 0 | 0 | 0
STWD | 0 | 0 | 0 | 0 | 0 | 0
WT | 0 | 0 | 0 | 0 | 0 | 0
IGCC | 0 | 0 | 0 | 0 | 0 | 0
DemandResponse | 0 | 0 | 0 | 0 | 0 | 0
IGCC-CCS | 0 | 0 | 0 | 0 | 0 | 0
WT_off | 0 | 0 | 0 | 0 | 0 | 0
PseudoUnit | 0 | 0 | 0 | 0 | 0 | 0
FixedInterchange | 0 | 0 | 0 | 0 | 0 | 0
New Build Capacity by Reporting Type: VACAR
ReportingType | 2015 | 2020 | 2025 | 2030 | 2035 | 2040
BM | 0.92 | 170.21 | 538.56 | 12.74 | 0 | 5214.93
CC | 16012.43 | 0 | 0 | 0 | 0 | 0
CSP | 0 | 0 | 0 | 0 | 0 | 0
CT | 717.2 | 0 | 0 | 0 | 0 | 0
Coal | 825 | 0 | 0 | 0 | 0 | 0
Geo | 0 | 0 | 0 | 0 | 0 | 0
H | 0 | 0 | 0 | 0 | 0 | 0
LFG | 0.34 | 107.06 | 0 | 0 | 0 | 0
Nuc | 0 | 2330 | 2274.92 | 1335.16 | 0 | 0
PS | 0 | 0 | 0 | 0 | 0 | 0
PV | 0 | 133.61 | 2.34 | 0.8 | 0 | 3
PeakG | 0 | 0 | 0 | 0 | 0 | 0
PeakO | 0 | 0 | 0 | 0 | 0 | 0
ST | 0 | 0 | 0 | 0 | 0 | 0
STOG | 0 | 0 | 0 | 0 | 0 | 0
STWD | 0 | 0 | 0 | 0 | 0 | 0
WT | 0.9 | 3499.1 | 0 | 0 | 0 | 0
IGCC | 0 | 0 | 0 | 0 | 0 | 0
DemandResponse | 0 | 0 | 0 | 0 | 0 | 0
IGCC-CCS | 0 | 0 | 0 | 0 | 0 | 0
WT_off | 1 | 0 | 0 | 0 | 28142.97 | 11106.03
PseudoUnit | 0 | 0 | 0 | 0 | 0 | 0
FixedInterchange | 0 | 0 | 0 | 0 | 0 | 0
New Build Capacity by Reporting Type: IESO
ReportingType | 2015 | 2020 | 2025 | 2030 | 2035 | 2040
BM | 326.33 | 0 | 0 | 0 | 0 | 0
CC | 1263 | 0 | 0 | 0 | 0 | 0
CSP | 0 | 0 | 0 | 0 | 0 | 0
CT | 368 | 0 | 0 | 0 | 0 | 0
Coal | 0 | 0 | 0 | 0 | 0 | 0
Geo | 0 | 0 | 0 | 0 | 0 | 0
H | 0 | 0 | 0 | 4.5 | 245.5 | 0
LFG | 14.5 | 0 | 0 | 0.5 | 0 | 0
Nuc | 0 | 0 | 0 | 0 | 0 | 0
PS | 0 | 0 | 0 | 0 | 0 | 0
PV | 1067.26 | 0 | 0 | 0 | 0 | 0
PeakG | 0 | 0 | 0 | 0 | 0 | 0
PeakO | 0 | 0 | 0 | 0 | 0 | 0
ST | 0 | 0 | 0 | 0 | 0 | 0
STOG | 0 | 0 | 0 | 0 | 0 | 0
STWD | 0 | 0 | 0 | 0 | 0 | 0
WT | 2105.9 | 0 | 0 | 0 | 0 | 0
IGCC | 0 | 0 | 0 | 0 | 0 | 0
DemandResponse | 0 | 0 | 0 | 0 | 0 | 0
IGCC-CCS | 0 | 0 | 0 | 0 | 0 | 0
WT_off | 0 | 0 | 0 | 0 | 0 | 0
PseudoUnit | 0 | 0 | 0 | 0 | 0 | 0
FixedInterchange | 0 | 0 | 0 | 0 | 0 | 0
New Build Capacity by Reporting Type: MAPP_CA
ReportingType | 2015 | 2020 | 2025 | 2030 | 2035 | 2040
BM | 0 | 0 | 0 | 0 | 0 | 0
CC | 281.76 | 0 | 0 | 0 | 0 | 0
CSP | 0 | 0 | 0 | 0 | 0 | 0
CT | 0 | 0 | 0 | 0 | 0 | 0
Coal | 0 | 0 | 0 | 0 | 0 | 0
Geo | 0 | 0 | 0 | 0 | 0 | 0
H | 0 | 695 | 1495 | 2460 | 0 | 0
LFG | 0 | 0 | 0 | 0 | 0 | 0
Nuc | 0 | 0 | 0 | 0 | 0 | 0
PS | 0 | 0 | 0 | 0 | 0 | 0
PV | 0 | 0 | 0 | 0 | 0 | 0
PeakG | 0 | 0 | 0 | 0 | 0 | 0
PeakO | 0 | 0 | 0 | 0 | 0 | 0
ST | 0 | 0 | 0 | 0 | 0 | 0
STOG | 0 | 0 | 0 | 0 | 0 | 0
STWD | 0 | 0 | 0 | 0 | 0 | 0
WT | 302.4 | 0 | 0 | 0 | 0 | 0
IGCC | 0 | 0 | 0 | 0 | 0 | 0
DemandResponse | 0 | 0 | 0 | 0 | 0 | 0
IGCC-CCS | 0 | 0 | 0 | 0 | 0 | 0
WT_off | 0 | 0 | 0 | 0 | 0 | 0
PseudoUnit | 0 | 0 | 0 | 0 | 0 | 0
FixedInterchange | 0 | 0 | 0 | 0 | 0 | 0
New Build Capacity by Reporting Type: AZ_NM_SNV_Coal
ReportingType | 2015 | 2020 | 2025 | 2030 | 2035 | 2040
BM | 0 | 0 | 0 | 0 | 0 | 0
CC | 0 | 0 | 0 | 0 | 0 | 0
CSP | 0 | 0 | 0 | 0 | 0 | 0
CT | 0 | 0 | 0 | 0 | 0 | 0
Coal | 0 | 0 | 0 | 0 | 0 | 0
Geo | 0 | 0 | 0 | 0 | 0 | 0
H | 0 | 0 | 0 | 0 | 0 | 0
LFG | 0 | 0 | 0 | 0 | 0 | 0
Nuc | 0 | 0 | 0 | 0 | 0 | 0
PS | 0 | 0 | 0 | 0 | 0 | 0
PV | 0 | 0 | 0 | 0 | 0 | 0
PeakG | 0 | 0 | 0 | 0 | 0 | 0
PeakO | 0 | 0 | 0 | 0 | 0 | 0
ST | 0 | 0 | 0 | 0 | 0 | 0
STOG | 0 | 0 | 0 | 0 | 0 | 0
STWD | 0 | 0 | 0 | 0 | 0 | 0
WT | 0 | 0 | 0 | 0 | 0 | 0
IGCC | 0 | 0 | 0 | 0 | 0 | 0
DemandResponse | 0 | 0 | 0 | 0 | 0 | 0
IGCC-CCS | 0 | 0 | 0 | 0 | 0 | 0
WT_off | 0 | 0 | 0 | 0 | 0 | 0
PseudoUnit | 0 | 0 | 0 | 0 | 0 | 0
FixedInterchange | 0 | 0 | 0 | 0 | 0 | 0
New Build Capacity by Reporting Type: AZ_NM_SNV_Gas
ReportingType | 2015 | 2020 | 2025 | 2030 | 2035 | 2040
BM | 0 | 0 | 0 | 0 | 0 | 0
CC | 668 | 1549.28 | 0 | 0 | 0 | 0
CSP | 0 | 0 | 0 | 0 | 0 | 0
CT | 736 | 0 | 0 | 0 | 0 | 0
Coal | 0 | 0 | 0 | 0 | 0 | 0
Geo | 0 | 0 | 0 | 0 | 0 | 0
H | 0 | 0 | 0 | 0 | 0 | 0
LFG | 0 | 0 | 0 | 0 | 0 | 0
Nuc | 0 | 0 | 0 | 0 | 0 | 0
PS | 0 | 0 | 0 | 0 | 0 | 0
PV | 0 | 0 | 0 | 0 | 0 | 0
PeakG | 0 | 0 | 0 | 0 | 0 | 0
PeakO | 0 | 0 | 0 | 0 | 0 | 0
ST | 0 | 0 | 0 | 0 | 0 | 0
STOG | 0 | 0 | 0 | 0 | 0 | 0
STWD | 0 | 0 | 0 | 0 | 0 | 0
WT | 0 | 0 | 0 | 0 | 0 | 0
IGCC | 0 | 0 | 0 | 0 | 0 | 0
DemandResponse | 0 | 0 | 0 | 0 | 0 | 0
IGCC-CCS | 0 | 0 | 0 | 0 | 0 | 0
WT_off | 0 | 0 | 0 | 0 | 0 | 0
PseudoUnit | 0 | 0 | 0 | 0 | 0 | 0
FixedInterchange | 0 | 0 | 0 | 0 | 0 | 0
New Build Capacity by Reporting Type: AZ_NM_SNV_NucRenew
ReportingType | 2015 | 2020 | 2025 | 2030 | 2035 | 2040
BM | 0 | 0 | 0 | 0 | 0 | 844.64
CC | 0 | 0 | 0 | 0 | 0 | 0
CSP | 0 | 0 | 0 | 0 | 0 | 0
CT | 0 | 0 | 0 | 0 | 0 | 0
Coal | 0 | 0 | 0 | 0 | 0 | 0
Geo | 0 | 0 | 1450 | 0 | 0 | 0
H | 0 | 0 | 0 | 0 | 0 | 0
LFG | 0 | 0 | 60.67 | 0 | 0 | 0
Nuc | 0 | 0 | 0 | 3205.7 | 6921.69 | 0
PS | 0 | 0 | 0 | 0 | 0 | 0
PV | 95.7 | 0 | 0 | 0 | 0 | 0
PeakG | 0 | 0 | 0 | 0 | 0 | 0
PeakO | 0 | 0 | 0 | 0 | 0 | 0
ST | 280 | 445.61 | 227.78 | 131.78 | 521.78 | 0
STOG | 0 | 0 | 0 | 0 | 0 | 0
STWD | 0 | 0 | 0 | 0 | 0 | 0
WT | 65.1 | 11789.82 | 0 | 0 | 0 | 0
IGCC | 0 | 0 | 0 | 0 | 0 | 0
DemandResponse | 0 | 0 | 0 | 0 | 0 | 0
IGCC-CCS | 0 | 0 | 0 | 0 | 0 | 0
WT_off | 0 | 0 | 0 | 0 | 0 | 0
PseudoUnit | 0 | 0 | 0 | 0 | 0 | 0
FixedInterchange | 0 | 0 | 0 | 0 | 0 | 0
New Build Capacity by Reporting Type: ERCOT
ReportingType | 2015 | 2020 | 2025 | 2030 | 2035 | 2040
BM | 145 | 0 | 0 | 0 | 3919.97 | 0
CC | 16546.13 | 0 | 0 | 0 | 0 | 0
CSP | 0 | 0 | 0 | 0 | 0 | 0
CT | 250 | 0 | 0 | 0 | 0 | 0
Coal | 2020 | 0 | 0 | 0 | 0 | 0
Geo | 0 | 0 | 0 | 0 | 0 | 0
H | 0 | 0 | 0 | 0 | 0 | 0
LFG | 0 | 0 | 354 | 0 | 0 | 0
Nuc | 0 | 0 | 0 | 1670.02 | 9431.98 | 4761.15
PS | 0 | 0 | 0 | 0 | 0 | 0
PV | 14 | 0 | 0 | 0 | 0 | 0
PeakG | 0 | 0 | 0 | 0 | 0 | 0
PeakO | 0 | 0 | 0 | 0 | 0 | 0
ST | 0 | 0 | 0 | 0 | 0 | 0
STOG | 0 | 0 | 0 | 0 | 0 | 0
STWD | 0 | 0 | 0 | 0 | 0 | 0
WT | 350.1 | 0 | 19454.31 | 0 | 0 | 253.59
IGCC | 0 | 0 | 0 | 0 | 0 | 0
DemandResponse | 0 | 0 | 0 | 0 | 0 | 0
IGCC-CCS | 0 | 0 | 0 | 0 | 0 | 0
WT_off | 0 | 0 | 0 | 0 | 0 | 0
PseudoUnit | 0 | 0 | 0 | 0 | 0 | 0
FixedInterchange | 0 | 0 | 0 | 0 | 0 | 0
New Build Capacity by Reporting Type: NP15
ReportingType | 2015 | 2020 | 2025 | 2030 | 2035 | 2040
BM | 0 | 0 | 0 | 0 | 0 | 700.67
CC | 1582.7 | 648.78 | 0 | 0 | 0 | 0
CSP | 0 | 0 | 0 | 0 | 0 | 0
CT | 212.6 | 0 | 0 | 0 | 0 | 0
Coal | 0 | 0 | 0 | 0 | 0 | 0
Geo | 0 | 569.27 | 30.73 | 0 | 0 | 0
H | 0 | 0 | 0 | 0 | 0 | 0
LFG | 0 | 378.43 | 186.57 | 0 | 0 | 0
Nuc | 0 | 0 | 0 | 4283.12 | 2587.08 | 800.33
PS | 0 | 0 | 0 | 0 | 0 | 0
PV | 6.5 | 0 | 0 | 0 | 0 | 0
PeakG | 0 | 0 | 0 | 0 | 0 | 0
PeakO | 0 | 0 | 0 | 0 | 0 | 0
ST | 29 | 0 | 0 | 0 | 0 | 0
STOG | 0 | 0 | 0 | 0 | 0 | 0
STWD | 0 | 0 | 0 | 0 | 0 | 0
WT | 101.2 | 3298.8 | 0 | 0 | 8421.97 | 720.43
IGCC | 0 | 0 | 0 | 0 | 0 | 0
DemandResponse | 0 | 0 | 0 | 0 | 0 | 0
IGCC-CCS | 0 | 0 | 0 | 0 | 0 | 0
WT_off | 0 | 0 | 0 | 0 | 0 | 0
PseudoUnit | 0 | 0 | 0 | 0 | 0 | 0
FixedInterchange | 0 | 0 | 0 | 0 | 0 | 0
New Build Capacity by Reporting Type: NWPP_Coal
ReportingType | 2015 | 2020 | 2025 | 2030 | 2035 | 2040
BM | 0 | 0 | 0 | 0 | 0 | 0
CC | 0 | 0 | 0 | 0 | 0 | 0
CSP | 0 | 0 | 0 | 0 | 0 | 0
CT | 0 | 0 | 0 | 0 | 0 | 0
Coal | 0 | 0 | 0 | 0 | 0 | 0
Geo | 0 | 0 | 0 | 0 | 0 | 0
H | 0 | 0 | 0 | 0 | 0 | 0
LFG | 0 | 0 | 0 | 0 | 0 | 0
Nuc | 0 | 0 | 0 | 0 | 0 | 0
PS | 0 | 0 | 0 | 0 | 0 | 0
PV | 0 | 0 | 0 | 0 | 0 | 0
PeakG | 0 | 0 | 0 | 0 | 0 | 0
PeakO | 0 | 0 | 0 | 0 | 0 | 0
ST | 0 | 0 | 0 | 0 | 0 | 0
STOG | 0 | 0 | 0 | 0 | 0 | 0
STWD | 0 | 0 | 0 | 0 | 0 | 0
WT | 0 | 0 | 0 | 0 | 0 | 0
IGCC | 0 | 0 | 0 | 0 | 0 | 0
DemandResponse | 0 | 0 | 0 | 0 | 0 | 0
IGCC-CCS | 0 | 0 | 0 | 0 | 0 | 0
WT_off | 0 | 0 | 0 | 0 | 0 | 0
PseudoUnit | 0 | 0 | 0 | 0 | 0 | 0
FixedInterchange | 0 | 0 | 0 | 0 | 0 | 0
New Build Capacity by Reporting Type: NWPP_Gas
ReportingType | 2015 | 2020 | 2025 | 2030 | 2035 | 2040
BM | 0 | 0 | 0 | 0 | 0 | 0
CC | 300 | 1751.11 | 0 | 0 | 0 | 0
CSP | 0 | 0 | 0 | 0 | 0 | 0
CT | 150 | 0 | 0 | 0 | 0 | 0
Coal | 0 | 0 | 0 | 0 | 0 | 0
Geo | 0 | 0 | 0 | 0 | 0 | 0
H | 0 | 0 | 0 | 0 | 0 | 0
LFG | 0 | 0 | 0 | 0 | 0 | 0
Nuc | 0 | 0 | 0 | 0 | 0 | 0
PS | 0 | 0 | 0 | 0 | 0 | 0
PV | 0 | 0 | 0 | 0 | 0 | 0
PeakG | 0 | 0 | 0 | 0 | 0 | 0
PeakO | 0 | 0 | 0 | 0 | 0 | 0
ST | 0 | 0 | 0 | 0 | 0 | 0
STOG | 0 | 0 | 0 | 0 | 0 | 0
STWD | 0 | 0 | 0 | 0 | 0 | 0
WT | 0 | 0 | 0 | 0 | 0 | 0
IGCC | 0 | 0 | 0 | 0 | 0 | 0
DemandResponse | 0 | 0 | 0 | 0 | 0 | 0
IGCC-CCS | 0 | 0 | 0 | 0 | 0 | 0
WT_off | 0 | 0 | 0 | 0 | 0 | 0
PseudoUnit | 0 | 0 | 0 | 0 | 0 | 0
FixedInterchange | 0 | 0 | 0 | 0 | 0 | 0
New Build Capacity by Reporting Type: NWPP_NucRenew
ReportingType | 2015 | 2020 | 2025 | 2030 | 2035 | 2040
BM | 32.55 | 0 | 0 | 0 | 0 | 2580.8
CC | 0 | 0 | 0 | 0 | 0 | 0
CSP | 0 | 0 | 0 | 0 | 0 | 0
CT | 0 | 0 | 0 | 0 | 0 | 0
Coal | 0 | 0 | 0 | 0 | 0 | 0
Geo | 86 | 0 | 434 | 0 | 0 | 0
H | 0 | 0 | 0 | 0 | 335 | 0
LFG | 25.5 | 0 | 244.5 | 0 | 0 | 0
Nuc | 0 | 0 | 0 | 0 | 3833.32 | 11.35
PS | 0 | 0 | 0 | 0 | 0 | 0
PV | 0 | 0 | 0 | 0 | 0 | 0
PeakG | 0 | 0 | 0 | 0 | 0 | 0
PeakO | 0 | 0 | 0 | 0 | 0 | 0
ST | 0 | 0 | 0 | 0 | 0 | 0
STOG | 0 | 0 | 0 | 0 | 0 | 0
STWD | 0 | 0 | 0 | 0 | 0 | 0
WT | 977.3 | 0 | 0 | 21339.06 | 0 | 2318.04
IGCC | 0 | 0 | 0 | 0 | 0 | 0
DemandResponse | 0 | 0 | 0 | 0 | 0 | 0
IGCC-CCS | 0 | 0 | 0 | 0 | 0 | 0
WT_off | 0 | 0 | 0 | 0 | 0 | 0
PseudoUnit | 0 | 0 | 0 | 0 | 0 | 0
FixedInterchange | 0 | 0 | 0 | 0 | 0 | 0
New Build Capacity by Reporting Type: RMPA
ReportingType | 2015 | 2020 | 2025 | 2030 | 2035 | 2040
BM | 0 | 0 | 0 | 0 | 1346.63 | 496.24
CC | 0 | 1256.13 | 0 | 0 | 0 | 0
CSP | 0 | 0 | 0 | 0 | 0 | 0
CT | 152 | 0 | 0 | 0 | 0 | 0
Coal | 390 | 0 | 0 | 0 | 0 | 0
Geo | 0 | 55.73 | 2514.27 | 0 | 0 | 0
H | 0 | 0 | 0 | 0 | 0 | 0
LFG | 1.4 | 0 | 28.93 | 0 | 0 | 0
Nuc | 0 | 0 | 75.07 | 1837.66 | 0 | 0
PS | 0 | 0 | 0 | 0 | 0 | 0
PV | 1 | 0 | 0 | 0 | 0 | 0
PeakG | 0 | 0 | 0 | 0 | 0 | 0
PeakO | 0 | 0 | 0 | 0 | 0 | 0
ST | 3 | 367.43 | 0 | 5.46 | 0 | 0
STOG | 0 | 0 | 0 | 0 | 0 | 0
STWD | 0 | 0 | 0 | 0 | 0 | 0
WT | 765.4 | 3545.21 | 0 | 536.58 | 0 | 135.73
IGCC | 0 | 0 | 0 | 0 | 0 | 0
DemandResponse | 0 | 0 | 0 | 0 | 0 | 0
IGCC-CCS | 0 | 0 | 0 | 0 | 0 | 0
WT_off | 0 | 0 | 0 | 0 | 0 | 0
PseudoUnit | 0 | 0 | 0 | 0 | 0 | 0
FixedInterchange | 0 | 0 | 0 | 0 | 0 | 0
New Build Capacity by Reporting Type: SP15
ReportingType | 2015 | 2020 | 2025 | 2030 | 2035 | 2040
BM | 6 | 0 | 0 | 0 | 0 | 668.59
CC | 2758.35 | 0 | 0 | 0 | 0 | 0
CSP | 0 | 0 | 0 | 0 | 0 | 0
CT | 0 | 0 | 0 | 0 | 0 | 0
Coal | 0 | 0 | 0 | 0 | 0 | 0
Geo | 50 | 1450 | 0 | 0 | 0 | 0
H | 0 | 0 | 0 | 0 | 0 | 0
LFG | 9.2 | 555.8 | 0 | 0 | 0 | 0
Nuc | 0 | 0 | 0 | 828.71 | 572.71 | 1858.64
PS | 0 | 0 | 0 | 0 | 0 | 0
PV | 3.8 | 0 | 0 | 0 | 0 | 0
PeakG | 0 | 0 | 0 | 0 | 0 | 0
PeakO | 0 | 0 | 0 | 0 | 0 | 0
ST | 448 | 0 | 0 | 0 | 2409.45 | 836.14
STOG | 0 | 0 | 0 | 0 | 0 | 0
STWD | 0 | 0 | 0 | 0 | 0 | 0
WT | 735 | 897.66 | 13267.34 | 0 | 0 | 0
IGCC | 0 | 0 | 0 | 0 | 0 | 0
DemandResponse | 0 | 0 | 0 | 0 | 0 | 0
IGCC-CCS | 0 | 0 | 0 | 0 | 0 | 0
WT_off | 0 | 0 | 0 | 0 | 0 | 0
PseudoUnit | 0 | 0 | 0 | 0 | 0 | 0
FixedInterchange | 0 | 0 | 0 | 0 | 0 | 0
New Build Capacity by Reporting Type: ALB
ReportingType | 2015 | 2020 | 2025 | 2030 | 2035 | 2040
BM | 0 | 0 | 0 | 0 | 0 | 0
CC | 0 | 0 | 0 | 0 | 0 | 0
CSP | 0 | 0 | 0 | 0 | 0 | 0
CT | 201.5 | 0 | 0 | 0 | 0 | 0
Coal | 495 | 0 | 0 | 0 | 0 | 0
Geo | 0 | 0 | 0 | 0 | 0 | 0
H | 0 | 0 | 0 | 0 | 0 | 0
LFG | 0 | 0 | 0 | 0 | 0 | 0
Nuc | 0 | 0 | 0 | 8699.78 | 144.82 | 138.48
PS | 0 | 0 | 0 | 0 | 0 | 0
PV | 0 | 0 | 0 | 0 | 0 | 0
PeakG | 0 | 0 | 0 | 0 | 0 | 0
PeakO | 0 | 0 | 0 | 0 | 0 | 0
ST | 0 | 0 | 0 | 0 | 0 | 0
STOG | 0 | 0 | 0 | 0 | 0 | 0
STWD | 0 | 0 | 0 | 0 | 0 | 0
WT | 9 | 0 | 0 | 0 | 91 | 0
IGCC | 0 | 0 | 0 | 0 | 0 | 0
DemandResponse | 0 | 0 | 0 | 0 | 0 | 0
IGCC-CCS | 0 | 0 | 0 | 0 | 0 | 0
WT_off | 0 | 0 | 0 | 0 | 0 | 0
PseudoUnit | 0 | 0 | 0 | 0 | 0 | 0
FixedInterchange | 0 | 0 | 0 | 0 | 0 | 0
New Build Capacity by Reporting Type: BC
ReportingType | 2015 | 2020 | 2025 | 2030 | 2035 | 2040
BM | 0 | 0 | 0 | 0 | 0 | 0
CC | 418.6 | 0 | 0 | 0 | 0 | 0
CSP | 0 | 0 | 0 | 0 | 0 | 0
CT | 0 | 0 | 0 | 0 | 0 | 0
Coal | 0 | 0 | 0 | 0 | 0 | 0
Geo | 0 | 0 | 0 | 0 | 0 | 0
H | 0 | 0 | 0 | 0 | 0 | 0
LFG | 0 | 0 | 0 | 0 | 0 | 0
Nuc | 0 | 0 | 0 | 710.86 | 0 | 655.53
PS | 0 | 0 | 0 | 0 | 0 | 0
PV | 0 | 0 | 0 | 0 | 0 | 0
PeakG | 0 | 0 | 0 | 0 | 0 | 0
PeakO | 0 | 0 | 0 | 0 | 0 | 0
ST | 0 | 0 | 0 | 0 | 0 | 0
STOG | 0 | 0 | 0 | 0 | 0 | 0
STWD | 0 | 0 | 0 | 0 | 0 | 0
WT | 144 | 0 | 0 | 0 | 156 | 0
IGCC | 0 | 0 | 0 | 0 | 0 | 0
DemandResponse | 0 | 0 | 0 | 0 | 0 | 0
IGCC-CCS | 0 | 0 | 0 | 0 | 0 | 0
WT_off | 0 | 0 | 0 | 0 | 0 | 0
PseudoUnit | 0 | 0 | 0 | 0 | 0 | 0
FixedInterchange | 0 | 0 | 0 | 0 | 0 | 0
New Build Capacity by Reporting Type: HQ_IESO
ReportingType | 2015 | 2020 | 2025 | 2030 | 2035 | 2040
BM | 0 | 0 | 0 | 0 | 0 | 0
CC | 0 | 0 | 0 | 0 | 0 | 0
CSP | 0 | 0 | 0 | 0 | 0 | 0
CT | 0 | 0 | 0 | 0 | 0 | 0
Coal | 0 | 0 | 0 | 0 | 0 | 0
Geo | 0 | 0 | 0 | 0 | 0 | 0
H | 0 | 0 | 0 | 0 | 0 | 0
LFG | 0 | 0 | 0 | 0 | 0 | 0
Nuc | 0 | 0 | 0 | 0 | 0 | 0
PS | 0 | 0 | 0 | 0 | 0 | 0
PV | 0 | 0 | 0 | 0 | 0 | 0
PeakG | 0 | 0 | 0 | 0 | 0 | 0
PeakO | 0 | 0 | 0 | 0 | 0 | 0
ST | 0 | 0 | 0 | 0 | 0 | 0
STOG | 0 | 0 | 0 | 0 | 0 | 0
STWD | 0 | 0 | 0 | 0 | 0 | 0
WT | 0 | 0 | 0 | 0 | 0 | 0
IGCC | 0 | 0 | 0 | 0 | 0 | 0
DemandResponse | 0 | 0 | 0 | 0 | 0 | 0
IGCC-CCS | 0 | 0 | 0 | 0 | 0 | 0
WT_off | 0 | 0 | 0 | 0 | 0 | 0
PseudoUnit | 0 | 0 | 0 | 87.91 | 0 | 0
FixedInterchange | 0 | 0 | 0 | 0 | 0 | 0
New Build Capacity by Reporting Type: HQ_NEISO
ReportingType | 2015 | 2020 | 2025 | 2030 | 2035 | 2040
BM | 0 | 0 | 0 | 0 | 0 | 0
CC | 0 | 0 | 0 | 0 | 0 | 0
CSP | 0 | 0 | 0 | 0 | 0 | 0
CT | 0 | 0 | 0 | 0 | 0 | 0
Coal | 0 | 0 | 0 | 0 | 0 | 0
Geo | 0 | 0 | 0 | 0 | 0 | 0
H | 0 | 0 | 0 | 0 | 0 | 0
LFG | 0 | 0 | 0 | 0 | 0 | 0
Nuc | 0 | 0 | 0 | 0 | 0 | 0
PS | 0 | 0 | 0 | 0 | 0 | 0
PV | 0 | 0 | 0 | 0 | 0 | 0
PeakG | 0 | 0 | 0 | 0 | 0 | 0
PeakO | 0 | 0 | 0 | 0 | 0 | 0
ST | 0 | 0 | 0 | 0 | 0 | 0
STOG | 0 | 0 | 0 | 0 | 0 | 0
STWD | 0 | 0 | 0 | 0 | 0 | 0
WT | 0 | 0 | 0 | 0 | 0 | 0
IGCC | 0 | 0 | 0 | 0 | 0 | 0
DemandResponse | 0 | 0 | 0 | 0 | 0 | 0
IGCC-CCS | 0 | 0 | 0 | 0 | 0 | 0
WT_off | 0 | 0 | 0 | 0 | 0 | 0
PseudoUnit | 0 | 0 | 0 | 1476.49 | 0 | 0
FixedInterchange | 0 | 0 | 0 | 0 | 0 | 0
New Build Capacity by Reporting Type: HQ_NY
ReportingType | 2015 | 2020 | 2025 | 2030 | 2035 | 2040
BM | 0 | 0 | 0 | 0 | 0 | 0
CC | 0 | 0 | 0 | 0 | 0 | 0
CSP | 0 | 0 | 0 | 0 | 0 | 0
CT | 0 | 0 | 0 | 0 | 0 | 0
Coal | 0 | 0 | 0 | 0 | 0 | 0
Geo | 0 | 0 | 0 | 0 | 0 | 0
H | 0 | 0 | 0 | 0 | 0 | 0
LFG | 0 | 0 | 0 | 0 | 0 | 0
Nuc | 0 | 0 | 0 | 0 | 0 | 0
PS | 0 | 0 | 0 | 0 | 0 | 0
PV | 0 | 0 | 0 | 0 | 0 | 0
PeakG | 0 | 0 | 0 | 0 | 0 | 0
PeakO | 0 | 0 | 0 | 0 | 0 | 0
ST | 0 | 0 | 0 | 0 | 0 | 0
STOG | 0 | 0 | 0 | 0 | 0 | 0
STWD | 0 | 0 | 0 | 0 | 0 | 0
WT | 0 | 0 | 0 | 0 | 0 | 0
IGCC | 0 | 0 | 0 | 0 | 0 | 0
DemandResponse | 0 | 0 | 0 | 0 | 0 | 0
IGCC-CCS | 0 | 0 | 0 | 0 | 0 | 0
WT_off | 0 | 0 | 0 | 0 | 0 | 0
PseudoUnit | 0 | 0 | 2500 | 0 | 0 | 0
FixedInterchange | 0 | 0 | 0 | 0 | 0 | 0
New Build Capacity by Reporting Type: MARITIMES
ReportingType | 2015 | 2020 | 2025 | 2030 | 2035 | 2040
BM | 0 | 0 | 0 | 0 | 0 | 0
CC | 0 | 0 | 0 | 0 | 0 | 0
CSP | 0 | 0 | 0 | 0 | 0 | 0
CT | 0 | 0 | 0 | 0 | 0 | 0
Coal | 0 | 0 | 0 | 0 | 0 | 0
Geo | 0 | 0 | 0 | 0 | 0 | 0
H | 0 | 0 | 0 | 0 | 0 | 0
LFG | 0 | 0 | 0 | 0 | 0 | 0
Nuc | 0 | 0 | 0 | 0 | 0 | 0
PS | 0 | 0 | 0 | 0 | 0 | 0
PV | 0 | 0 | 0 | 0 | 0 | 0
PeakG | 0 | 0 | 0 | 0 | 0 | 0
PeakO | 0 | 0 | 0 | 0 | 0 | 0
ST | 0 | 0 | 0 | 0 | 0 | 0
STOG | 0 | 0 | 0 | 0 | 0 | 0
STWD | 0 | 0 | 0 | 0 | 0 | 0
WT | 0 | 0 | 0 | 0 | 0 | 0
IGCC | 0 | 0 | 0 | 0 | 0 | 0
DemandResponse | 0 | 0 | 0 | 0 | 0 | 0
IGCC-CCS | 0 | 0 | 0 | 0 | 0 | 0
WT_off | 0 | 0 | 0 | 0 | 0 | 0
PseudoUnit | 0 | 0 | 0 | 500 | 0 | 0
FixedInterchange | 0 | 0 | 0 | 0 | 0 | 0
New Build Capacity by Reporting Type: All
ReportingType | 2015 | 2020 | 2025 | 2030 | 2035 | 2040
BM | 1251 | 170.21 | 538.56 | 12.74 | 34073.94 | 52417.06
CC | 111071.07 | 59686.19 | 0 | 0 | 0 | 0
CSP | 0 | 0 | 0 | 0 | 0 | 0
CT | 6393.79 | 300 | 0 | 154.96 | 0 | 0
Coal | 10763.64 | 0 | 0 | 0 | 0 | 0
Geo | 136 | 2075 | 4429 | 0 | 0 | 0
H | 0 | 1199 | 3226 | 2558.5 | 1689.5 | 0
LFG | 192 | 1953 | 2210 | 724 | 0 | 0
Nuc | 2740.56 | 4530 | 5451.54 | 44548.57 | 50000 | 50000
PS | 0 | 0 | 0 | 0 | 0 | 0
PV | 1246 | 2068.67 | 1001.37 | 178.45 | 12.8 | 65.46
PeakG | 0 | 0 | 0 | 0 | 0 | 0
PeakO | 0 | 0 | 0 | 0 | 0 | 0
ST | 760 | 813.04 | 227.78 | 137.24 | 2931.22 | 836.14
STOG | 0 | 0 | 0 | 0 | 0 | 0
STWD | 0 | 0 | 0 | 0 | 0 | 0
WT | 25342 | 76681.35 | 87330.18 | 66634.92 | 29327.75 | 8564.26
IGCC | 618 | 0 | 0 | 0 | 0 | 0
DemandResponse | 0 | 0 | 0 | 0 | 0 | 0
IGCC-CCS | 0 | 0 | 0 | 0 | 0 | 0
WT_off | 469 | 0 | 1100 | 0 | 28142.97 | 30420.96
PseudoUnit | 0 | 0 | 2500 | 2064.4 | 0 | 0
FixedInterchange | 0 | 0 | 0 | 0 | 0 | 0
New Build Capacity by Reporting Type: EI_US
ReportingType | 2015 | 2020 | 2025 | 2030 | 2035 | 2040
BM | 741.12 | 170.21 | 538.56 | 12.74 | 28807.34 | 47126.11
CC | 87252.54 | 54480.89 | 0 | 0 | 0 | 0
CSP | 0 | 0 | 0 | 0 | 0 | 0
CT | 4323.69 | 300 | 0 | 154.96 | 0 | 0
Coal | 7858.64 | 0 | 0 | 0 | 0 | 0
Geo | 0 | 0 | 0 | 0 | 0 | 0
H | 0 | 504 | 1731 | 94 | 1109 | 0
LFG | 141.4 | 1018.77 | 1335.33 | 723.5 | 0 | 0
Nuc | 2740.56 | 4530 | 5376.47 | 23312.73 | 26508.41 | 41774.53
PS | 0 | 0 | 0 | 0 | 0 | 0
PV | 57.74 | 2068.67 | 1001.37 | 178.45 | 12.8 | 65.46
PeakG | 0 | 0 | 0 | 0 | 0 | 0
PeakO | 0 | 0 | 0 | 0 | 0 | 0
ST | 0 | 0 | 0 | 0 | 0 | 0
STOG | 0 | 0 | 0 | 0 | 0 | 0
STWD | 0 | 0 | 0 | 0 | 0 | 0
WT | 19786.6 | 57149.86 | 54608.53 | 44759.28 | 20658.78 | 5136.46
IGCC | 618 | 0 | 0 | 0 | 0 | 0
DemandResponse | 0 | 0 | 0 | 0 | 0 | 0
IGCC-CCS | 0 | 0 | 0 | 0 | 0 | 0
WT_off | 469 | 0 | 1100 | 0 | 28142.97 | 30420.96
PseudoUnit | 0 | 0 | 2500 | 1976.49 | 0 | 0
FixedInterchange | 0 | 0 | 0 | 0 | 0 | 0
New Build Capacity by Reporting Type: EI_Canada
ReportingType | 2015 | 2020 | 2025 | 2030 | 2035 | 2040
BM | 326.33 | 0 | 0 | 0 | 0 | 0
CC | 1544.76 | 0 | 0 | 0 | 0 | 0
CSP | 0 | 0 | 0 | 0 | 0 | 0
CT | 368 | 0 | 0 | 0 | 0 | 0
Coal | 0 | 0 | 0 | 0 | 0 | 0
Geo | 0 | 0 | 0 | 0 | 0 | 0
H | 0 | 695 | 1495 | 2464.5 | 245.5 | 0
LFG | 14.5 | 0 | 0 | 0.5 | 0 | 0
Nuc | 0 | 0 | 0 | 0 | 0 | 0
PS | 0 | 0 | 0 | 0 | 0 | 0
PV | 1067.26 | 0 | 0 | 0 | 0 | 0
PeakG | 0 | 0 | 0 | 0 | 0 | 0
PeakO | 0 | 0 | 0 | 0 | 0 | 0
ST | 0 | 0 | 0 | 0 | 0 | 0
STOG | 0 | 0 | 0 | 0 | 0 | 0
STWD | 0 | 0 | 0 | 0 | 0 | 0
WT | 2408.3 | 0 | 0 | 0 | 0 | 0
IGCC | 0 | 0 | 0 | 0 | 0 | 0
DemandResponse | 0 | 0 | 0 | 0 | 0 | 0
IGCC-CCS | 0 | 0 | 0 | 0 | 0 | 0
WT_off | 0 | 0 | 0 | 0 | 0 | 0
PseudoUnit | 0 | 0 | 0 | 87.91 | 0 | 0
FixedInterchange | 0 | 0 | 0 | 0 | 0 | 0
New Build Capacity by Reporting Type: EI
ReportingType | 2015 | 2020 | 2025 | 2030 | 2035 | 2040
BM | 1067.45 | 170.21 | 538.56 | 12.74 | 28807.34 | 47126.11
CC | 88797.29 | 54480.89 | 0 | 0 | 0 | 0
CSP | 0 | 0 | 0 | 0 | 0 | 0
CT | 4691.69 | 300 | 0 | 154.96 | 0 | 0
Coal | 7858.64 | 0 | 0 | 0 | 0 | 0
Geo | 0 | 0 | 0 | 0 | 0 | 0
H | 0 | 1199 | 3226 | 2558.5 | 1354.5 | 0
LFG | 155.9 | 1018.77 | 1335.33 | 724 | 0 | 0
Nuc | 2740.56 | 4530 | 5376.47 | 23312.73 | 26508.41 | 41774.53
PS | 0 | 0 | 0 | 0 | 0 | 0
PV | 1125 | 2068.67 | 1001.37 | 178.45 | 12.8 | 65.46
PeakG | 0 | 0 | 0 | 0 | 0 | 0
PeakO | 0 | 0 | 0 | 0 | 0 | 0
ST | 0 | 0 | 0 | 0 | 0 | 0
STOG | 0 | 0 | 0 | 0 | 0 | 0
STWD | 0 | 0 | 0 | 0 | 0 | 0
WT | 22194.9 | 57149.86 | 54608.53 | 44759.28 | 20658.78 | 5136.46
IGCC | 618 | 0 | 0 | 0 | 0 | 0
DemandResponse | 0 | 0 | 0 | 0 | 0 | 0
IGCC-CCS | 0 | 0 | 0 | 0 | 0 | 0
WT_off | 469 | 0 | 1100 | 0 | 28142.97 | 30420.96
PseudoUnit | 0 | 0 | 2500 | 2064.4 | 0 | 0
FixedInterchange | 0 | 0 | 0 | 0 | 0 | 0
New Build Capacity by Reporting Type: Outside_EI
ReportingType | 2015 | 2020 | 2025 | 2030 | 2035 | 2040
BM | 183.55 | 0 | 0 | 0 | 5266.6 | 5290.95
CC | 22273.78 | 5205.29 | 0 | 0 | 0 | 0
CSP | 0 | 0 | 0 | 0 | 0 | 0
CT | 1702.1 | 0 | 0 | 0 | 0 | 0
Coal | 2905 | 0 | 0 | 0 | 0 | 0
Geo | 136 | 2075 | 4429 | 0 | 0 | 0
H | 0 | 0 | 0 | 0 | 335 | 0
LFG | 36.1 | 934.23 | 874.67 | 0 | 0 | 0
Nuc | 0 | 0 | 75.07 | 21235.84 | 23491.59 | 8225.47
PS | 0 | 0 | 0 | 0 | 0 | 0
PV | 121 | 0 | 0 | 0 | 0 | 0
PeakG | 0 | 0 | 0 | 0 | 0 | 0
PeakO | 0 | 0 | 0 | 0 | 0 | 0
ST | 760 | 813.04 | 227.78 | 137.24 | 2931.22 | 836.14
STOG | 0 | 0 | 0 | 0 | 0 | 0
STWD | 0 | 0 | 0 | 0 | 0 | 0
WT | 3147.1 | 19531.49 | 32721.66 | 21875.64 | 8668.97 | 3427.8
IGCC | 0 | 0 | 0 | 0 | 0 | 0
DemandResponse | 0 | 0 | 0 | 0 | 0 | 0
IGCC-CCS | 0 | 0 | 0 | 0 | 0 | 0
WT_off | 0 | 0 | 0 | 0 | 0 | 0
PseudoUnit | 0 | 0 | 0 | 0 | 0 | 0
FixedInterchange | 0 | 0 | 0 | 0 | 0 | 0
#2 | Cumulative New Build Capacity (MW)
Cumulative New Build Capacity by Reporting Type: Entergy
ReportingType | 2015 | 2020 | 2025 | 2030 | 2035 | 2040
BM | 0 | 0 | 0 | 0 | 3053.81 | 10074.95
CC | 3395.9 | 7949.02 | 7949.02 | 7949.02 | 7949.02 | 7949.02
CSP | 0 | 0 | 0 | 0 | 0 | 0
CT | 0 | 0 | 0 | 0 | 0 | 0
Coal | 720 | 720 | 720 | 720 | 720 | 720
Geo | 0 | 0 | 0 | 0 | 0 | 0
H | 0 | 0 | 0 | 0 | 1109 | 1109
LFG | 0 | 0 | 107.4 | 107.4 | 107.4 | 107.4
Nuc | 170 | 170 | 170 | 170 | 3724.47 | 3724.47
PS | 0 | 0 | 0 | 0 | 0 | 0
PV | 0.29 | 61.82 | 91.21 | 91.21 | 91.21 | 92.59
PeakG | 0 | 0 | 0 | 0 | 0 | 0
PeakO | 0 | 0 | 0 | 0 | 0 | 0
ST | 0 | 0 | 0 | 0 | 0 | 0
STOG | 0 | 0 | 0 | 0 | 0 | 0
STWD | 0 | 0 | 0 | 0 | 0 | 0
WT | 0 | 0 | 0 | 0 | 0 | 0
IGCC | 0 | 0 | 0 | 0 | 0 | 0
DemandResponse | 0 | 0 | 0 | 0 | 0 | 0
IGCC-CCS | 0 | 0 | 0 | 0 | 0 | 0
WT_off | 0 | 0 | 0 | 0 | 0 | 0
PseudoUnit | 0 | 0 | 0 | 0 | 0 | 0
FixedInterchange | 0 | 0 | 0 | 0 | 0 | 0
Cumulative New Build Capacity by Reporting Type: FRCC
ReportingType | 2015 | 2020 | 2025 | 2030 | 2035 | 2040
BM | 0 | 0 | 0 | 0 | 0 | 2001.91
CC | 12284.79 | 12284.81 | 12284.81 | 12284.81 | 12284.81 | 12284.81
CSP | 0 | 0 | 0 | 0 | 0 | 0
CT | 2480 | 2480 | 2480 | 2480 | 2480 | 2480
Coal | 0 | 0 | 0 | 0 | 0 | 0
Geo | 0 | 0 | 0 | 0 | 0 | 0
H | 0 | 0 | 0 | 0 | 0 | 0
LFG | 0 | 0 | 198 | 198 | 198 | 198
Nuc | 229.33 | 229.33 | 3330.88 | 14214.28 | 22867.19 | 26489.29
PS | 0 | 0 | 0 | 0 | 0 | 0
PV | 0 | 0 | 0 | 0 | 0 | 0
PeakG | 0 | 0 | 0 | 0 | 0 | 0
PeakO | 0 | 0 | 0 | 0 | 0 | 0
ST | 0 | 0 | 0 | 0 | 0 | 0
STOG | 0 | 0 | 0 | 0 | 0 | 0
STWD | 0 | 0 | 0 | 0 | 0 | 0
WT | 0 | 0 | 0 | 0 | 0 | 0
IGCC | 0 | 0 | 0 | 0 | 0 | 0
DemandResponse | 0 | 0 | 0 | 0 | 0 | 0
IGCC-CCS | 0 | 0 | 0 | 0 | 0 | 0
WT_off | 0 | 0 | 0 | 0 | 0 | 0
PseudoUnit | 0 | 0 | 0 | 0 | 0 | 0
FixedInterchange | 0 | 0 | 0 | 0 | 0 | 0
Cumulative New Build Capacity by Reporting Type: MAPP_US
ReportingType | 2015 | 2020 | 2025 | 2030 | 2035 | 2040
BM | 0 | 0 | 0 | 0 | 34.97 | 65.98
CC | 0 | 0 | 0 | 0 | 0 | 0
CSP | 0 | 0 | 0 | 0 | 0 | 0
CT | 308.3 | 308.3 | 308.3 | 463.26 | 463.26 | 463.26
Coal | 0 | 0 | 0 | 0 | 0 | 0
Geo | 0 | 0 | 0 | 0 | 0 | 0
H | 0 | 0 | 0 | 0 | 0 | 0
LFG | 0 | 0 | 0 | 71.67 | 71.67 | 71.67
Nuc | 0 | 0 | 0 | 0 | 0 | 0
PS | 0 | 0 | 0 | 0 | 0 | 0
PV | 0 | 0 | 0 | 0 | 0 | 0
PeakG | 0 | 0 | 0 | 0 | 0 | 0
PeakO | 0 | 0 | 0 | 0 | 0 | 0
ST | 0 | 0 | 0 | 0 | 0 | 0
STOG | 0 | 0 | 0 | 0 | 0 | 0
STWD | 0 | 0 | 0 | 0 | 0 | 0
WT | 421.3 | 8233.02 | 11736.67 | 11736.67 | 11736.67 | 11736.67
IGCC | 0 | 0 | 0 | 0 | 0 | 0
DemandResponse | 0 | 0 | 0 | 0 | 0 | 0
IGCC-CCS | 0 | 0 | 0 | 0 | 0 | 0
WT_off | 0 | 0 | 0 | 0 | 0 | 0
PseudoUnit | 0 | 0 | 0 | 0 | 0 | 0
FixedInterchange | 0 | 0 | 0 | 0 | 0 | 0
Cumulative New Build Capacity by Reporting Type: MISO_IN
ReportingType | 2015 | 2020 | 2025 | 2030 | 2035 | 2040
BM | 0 | 0 | 0 | 0 | 0 | 6144.51
CC | 3295.98 | 20958.79 | 20958.79 | 20958.79 | 20958.79 | 20958.79
CSP | 0 | 0 | 0 | 0 | 0 | 0
CT | 0 | 0 | 0 | 0 | 0 | 0
Coal | 0 | 0 | 0 | 0 | 0 | 0
Geo | 0 | 0 | 0 | 0 | 0 | 0
H | 0 | 0 | 0 | 0 | 0 | 0
LFG | 0 | 0 | 80.12 | 80.12 | 80.12 | 80.12
Nuc | 0 | 0 | 0 | 0 | 0 | 375.68
PS | 0 | 0 | 0 | 0 | 0 | 0
PV | 0 | 225.83 | 225.83 | 225.83 | 225.83 | 225.83
PeakG | 0 | 0 | 0 | 0 | 0 | 0
PeakO | 0 | 0 | 0 | 0 | 0 | 0
ST | 0 | 0 | 0 | 0 | 0 | 0
STOG | 0 | 0 | 0 | 0 | 0 | 0
STWD | 0 | 0 | 0 | 0 | 0 | 0
WT | 0 | 0 | 0 | 0 | 0 | 0
IGCC | 618 | 618 | 618 | 618 | 618 | 618
DemandResponse | 0 | 0 | 0 | 0 | 0 | 0
IGCC-CCS | 0 | 0 | 0 | 0 | 0 | 0
WT_off | 0 | 0 | 0 | 0 | 0 | 0
PseudoUnit | 0 | 0 | 0 | 0 | 0 | 0
FixedInterchange | 0 | 0 | 0 | 0 | 0 | 0
Cumulative New Build Capacity by Reporting Type: MISO_MI
ReportingType | 2015 | 2020 | 2025 | 2030 | 2035 | 2040
BM | 0 | 0 | 0 | 0 | 0 | 2757.06
CC | 1441.11 | 1441.11 | 1441.11 | 1441.11 | 1441.11 | 1441.11
CSP | 0 | 0 | 0 | 0 | 0 | 0
CT | 0 | 0 | 0 | 0 | 0 | 0
Coal | 0 | 0 | 0 | 0 | 0 | 0
Geo | 0 | 0 | 0 | 0 | 0 | 0
H | 0 | 0 | 0 | 0 | 0 | 0
LFG | 0 | 0 | 160.25 | 160.25 | 160.25 | 160.25
Nuc | 0 | 0 | 0 | 671.38 | 2150.26 | 5340.35
PS | 0 | 0 | 0 | 0 | 0 | 0
PV | 0 | 0 | 0 | 0 | 0 | 0
PeakG | 0 | 0 | 0 | 0 | 0 | 0
PeakO | 0 | 0 | 0 | 0 | 0 | 0
ST | 0 | 0 | 0 | 0 | 0 | 0
STOG | 0 | 0 | 0 | 0 | 0 | 0
STWD | 0 | 0 | 0 | 0 | 0 | 0
WT | 2000 | 2263.11 | 2263.11 | 2263.11 | 2263.11 | 2600
IGCC | 0 | 0 | 0 | 0 | 0 | 0
DemandResponse | 0 | 0 | 0 | 0 | 0 | 0
IGCC-CCS | 0 | 0 | 0 | 0 | 0 | 0
WT_off | 0 | 0 | 0 | 0 | 0 | 0
PseudoUnit | 0 | 0 | 0 | 0 | 0 | 0
FixedInterchange | 0 | 0 | 0 | 0 | 0 | 0
Cumulative New Build Capacity by Reporting Type: MISO_MO-IL
ReportingType | 2015 | 2020 | 2025 | 2030 | 2035 | 2040
BM | 0 | 0 | 0 | 0 | 0 | 2034.04
CC | 0 | 1741.51 | 1741.51 | 1741.51 | 1741.51 | 1741.51
CSP | 0 | 0 | 0 | 0 | 0 | 0
CT | 0 | 0 | 0 | 0 | 0 | 0
Coal | 1790 | 1790 | 1790 | 1790 | 1790 | 1790
Geo | 0 | 0 | 0 | 0 | 0 | 0
H | 0 | 0 | 280 | 280 | 280 | 280
LFG | 0 | 0 | 164.95 | 223.33 | 223.33 | 223.33
Nuc | 0 | 0 | 0 | 0 | 0 | 0
PS | 0 | 0 | 0 | 0 | 0 | 0
PV | 0 | 0 | 0 | 0 | 0 | 0
PeakG | 0 | 0 | 0 | 0 | 0 | 0
PeakO | 0 | 0 | 0 | 0 | 0 | 0
ST | 0 | 0 | 0 | 0 | 0 | 0
STOG | 0 | 0 | 0 | 0 | 0 | 0
STWD | 0 | 0 | 0 | 0 | 0 | 0
WT | 300 | 300 | 5900 | 5900 | 5900 | 5900
IGCC | 0 | 0 | 0 | 0 | 0 | 0
DemandResponse | 0 | 0 | 0 | 0 | 0 | 0
IGCC-CCS | 0 | 0 | 0 | 0 | 0 | 0
WT_off | 0 | 0 | 0 | 0 | 0 | 0
PseudoUnit | 0 | 0 | 0 | 0 | 0 | 0
FixedInterchange | 0 | 0 | 0 | 0 | 0 | 0
Cumulative New Build Capacity by Reporting Type: MISO_W
ReportingType | 2015 | 2020 | 2025 | 2030 | 2035 | 2040
BM | 0 | 0 | 0 | 0 | 0 | 0
CC | 0 | 0 | 0 | 0 | 0 | 0
CSP | 0 | 0 | 0 | 0 | 0 | 0
CT | 0 | 0 | 0 | 0 | 0 | 0
Coal | 0 | 0 | 0 | 0 | 0 | 0
Geo | 0 | 0 | 0 | 0 | 0 | 0
H | 0 | 0 | 0 | 0 | 0 | 0
LFG | 0 | 0 | 0 | 71.67 | 71.67 | 71.67
Nuc | 94.33 | 94.33 | 94.33 | 94.33 | 94.33 | 94.33
PS | 0 | 0 | 0 | 0 | 0 | 0
PV | 0 | 0 | 0 | 0 | 0 | 0
PeakG | 0 | 0 | 0 | 0 | 0 | 0
PeakO | 0 | 0 | 0 | 0 | 0 | 0
ST | 0 | 0 | 0 | 0 | 0 | 0
STOG | 0 | 0 | 0 | 0 | 0 | 0
STWD | 0 | 0 | 0 | 0 | 0 | 0
WT | 2800.5 | 2800.5 | 39975.8 | 39975.8 | 39975.8 | 41635.18
IGCC | 0 | 0 | 0 | 0 | 0 | 0
DemandResponse | 0 | 0 | 0 | 0 | 0 | 0
IGCC-CCS | 0 | 0 | 0 | 0 | 0 | 0
WT_off | 0 | 0 | 0 | 0 | 0 | 0
PseudoUnit | 0 | 0 | 0 | 0 | 0 | 0
FixedInterchange | 0 | 0 | 0 | 0 | 0 | 0
Cumulative New Build Capacity by Reporting Type: MISO_WUMS
ReportingType | 2015 | 2020 | 2025 | 2030 | 2035 | 2040
BM | 0 | 0 | 0 | 0 | 0 | 3200.79
CC | 5483.8 | 7952.34 | 7952.34 | 7952.34 | 7952.34 | 7952.34
CSP | 0 | 0 | 0 | 0 | 0 | 0
CT | 0 | 0 | 0 | 0 | 0 | 0
Coal | 615 | 615 | 615 | 615 | 615 | 615
Geo | 0 | 0 | 0 | 0 | 0 | 0
H | 0 | 1 | 1 | 1 | 1 | 1
LFG | 0 | 0 | 0 | 223.33 | 223.33 | 223.33
Nuc | 235 | 235 | 235 | 650.43 | 1933.69 | 3688.17
PS | 0 | 0 | 0 | 0 | 0 | 0
PV | 0 | 0 | 0 | 0 | 0 | 0
PeakG | 0 | 0 | 0 | 0 | 0 | 0
PeakO | 0 | 0 | 0 | 0 | 0 | 0
ST | 0 | 0 | 0 | 0 | 0 | 0
STOG | 0 | 0 | 0 | 0 | 0 | 0
STWD | 0 | 0 | 0 | 0 | 0 | 0
WT | 968.9 | 968.9 | 968.9 | 968.9 | 968.9 | 999.7
IGCC | 0 | 0 | 0 | 0 | 0 | 0
DemandResponse | 0 | 0 | 0 | 0 | 0 | 0
IGCC-CCS | 0 | 0 | 0 | 0 | 0 | 0
WT_off | 0 | 0 | 0 | 0 | 0 | 0
PseudoUnit | 0 | 0 | 0 | 0 | 0 | 0
FixedInterchange | 0 | 0 | 0 | 0 | 0 | 0
Cumulative New Build Capacity by Reporting Type: Nebraska
ReportingType | 2015 | 2020 | 2025 | 2030 | 2035 | 2040
BM | 0 | 0 | 0 | 0 | 162.95 | 1204.34
CC | 232.64 | 2168.73 | 2168.73 | 2168.73 | 2168.73 | 2168.73
CSP | 0 | 0 | 0 | 0 | 0 | 0
CT | 0 | 0 | 0 | 0 | 0 | 0
Coal | 232.1 | 232.1 | 232.1 | 232.1 | 232.1 | 232.1
Geo | 0 | 0 | 0 | 0 | 0 | 0
H | 0 | 0 | 0 | 0 | 0 | 0
LFG | 0 | 0 | 59.55 | 71.67 | 71.67 | 71.67
Nuc | 0 | 0 | 0 | 0 | 0 | 0
PS | 0 | 0 | 0 | 0 | 0 | 0
PV | 0 | 0 | 0 | 0 | 0 | 0
PeakG | 0 | 0 | 0 | 0 | 0 | 0
PeakO | 0 | 0 | 0 | 0 | 0 | 0
ST | 0 | 0 | 0 | 0 | 0 | 0
STOG | 0 | 0 | 0 | 0 | 0 | 0
STWD | 0 | 0 | 0 | 0 | 0 | 0
WT | 202 | 202 | 202 | 202 | 202 | 202
IGCC | 0 | 0 | 0 | 0 | 0 | 0
DemandResponse | 0 | 0 | 0 | 0 | 0 | 0
IGCC-CCS | 0 | 0 | 0 | 0 | 0 | 0
WT_off | 0 | 0 | 0 | 0 | 0 | 0
PseudoUnit | 0 | 0 | 0 | 0 | 0 | 0
FixedInterchange | 0 | 0 | 0 | 0 | 0 | 0
Cumulative New Build Capacity by Reporting Type: NEISO
ReportingType | 2015 | 2020 | 2025 | 2030 | 2035 | 2040
BM | 252.2 | 252.2 | 252.2 | 252.2 | 252.2 | 252.2
CC | 2049.5 | 2049.5 | 2049.5 | 2049.5 | 2049.5 | 2049.5
CSP | 0 | 0 | 0 | 0 | 0 | 0
CT | 334 | 334 | 334 | 334 | 334 | 334
Coal | 0 | 0 | 0 | 0 | 0 | 0
Geo | 0 | 0 | 0 | 0 | 0 | 0
H | 0 | 0 | 0 | 3 | 3 | 3
LFG | 49.26 | 49.26 | 49.26 | 119 | 119 | 119
Nuc | 0 | 0 | 0 | 0 | 0 | 0
PS | 0 | 0 | 0 | 0 | 0 | 0
PV | 0 | 292.5 | 292.5 | 292.5 | 292.5 | 292.5
PeakG | 0 | 0 | 0 | 0 | 0 | 0
PeakO | 0 | 0 | 0 | 0 | 0 | 0
ST | 0 | 0 | 0 | 0 | 0 | 0
STOG | 0 | 0 | 0 | 0 | 0 | 0
STWD | 0 | 0 | 0 | 0 | 0 | 0
WT | 231.2 | 2783.87 | 4417.25 | 5280 | 14413.93 | 16526.29
IGCC | 0 | 0 | 0 | 0 | 0 | 0
DemandResponse | 0 | 0 | 0 | 0 | 0 | 0
IGCC-CCS | 0 | 0 | 0 | 0 | 0 | 0
WT_off | 468 | 468 | 468 | 468 | 468 | 468
PseudoUnit | 0 | 0 | 0 | 0 | 0 | 0
FixedInterchange | 0 | 0 | 0 | 0 | 0 | 0
Cumulative New Build Capacity by Reporting Type: NonRTO_Midwest
ReportingType | 2015 | 2020 | 2025 | 2030 | 2035 | 2040
BM | 0 | 0 | 0 | 0 | 1035.77 | 6144.51
CC | 3030.65 | 5656.35 | 5656.35 | 5656.35 | 5656.35 | 5656.35
CSP | 0 | 0 | 0 | 0 | 0 | 0
CT | 0 | 0 | 0 | 0 | 0 | 0
Coal | 0 | 0 | 0 | 0 | 0 | 0
Geo | 0 | 0 | 0 | 0 | 0 | 0
H | 0 | 0 | 746 | 746 | 746 | 746
LFG | 0 | 0 | 160.25 | 160.25 | 160.25 | 160.25
Nuc | 0 | 0 | 0 | 0 | 602.34 | 602.34
PS | 0 | 0 | 0 | 0 | 0 | 0
PV | 0 | 0 | 0 | 0 | 0 | 0
PeakG | 0 | 0 | 0 | 0 | 0 | 0
PeakO | 0 | 0 | 0 | 0 | 0 | 0
ST | 0 | 0 | 0 | 0 | 0 | 0
STOG | 0 | 0 | 0 | 0 | 0 | 0
STWD | 0 | 0 | 0 | 0 | 0 | 0
WT | 0 | 0 | 0 | 0 | 0 | 0
IGCC | 0 | 0 | 0 | 0 | 0 | 0
DemandResponse | 0 | 0 | 0 | 0 | 0 | 0
IGCC-CCS | 0 | 0 | 0 | 0 | 0 | 0
WT_off | 0 | 0 | 0 | 0 | 0 | 0
PseudoUnit | 0 | 0 | 0 | 0 | 0 | 0
FixedInterchange | 0 | 0 | 0 | 0 | 0 | 0
Cumulative New Build Capacity by Reporting Type: NYISO_A-F
ReportingType | 2015 | 2020 | 2025 | 2030 | 2035 | 2040
BM | 0 | 0 | 0 | 0 | 0 | 0
CC | 639 | 639 | 639 | 639 | 639 | 639
CSP | 0 | 0 | 0 | 0 | 0 | 0
CT | 0 | 0 | 0 | 0 | 0 | 0
Coal | 0 | 0 | 0 | 0 | 0 | 0
Geo | 0 | 0 | 0 | 0 | 0 | 0
H | 0 | 0 | 0 | 0 | 0 | 0
LFG | 6.4 | 6.4 | 6.4 | 74.33 | 74.33 | 74.33
Nuc | 168 | 168 | 168 | 168 | 168 | 168
PS | 0 | 0 | 0 | 0 | 0 | 0
PV | 0 | 0 | 0 | 0 | 0 | 0
PeakG | 0 | 0 | 0 | 0 | 0 | 0
PeakO | 0 | 0 | 0 | 0 | 0 | 0
ST | 0 | 0 | 0 | 0 | 0 | 0
STOG | 0 | 0 | 0 | 0 | 0 | 0
STWD | 0 | 0 | 0 | 0 | 0 | 0
WT | 2476.3 | 3186.1 | 3186.1 | 8360.13 | 13490 | 13490
IGCC | 0 | 0 | 0 | 0 | 0 | 0
DemandResponse | 0 | 0 | 0 | 0 | 0 | 0
IGCC-CCS | 0 | 0 | 0 | 0 | 0 | 0
WT_off | 0 | 0 | 0 | 0 | 0 | 0
PseudoUnit | 0 | 0 | 0 | 0 | 0 | 0
FixedInterchange | 0 | 0 | 0 | 0 | 0 | 0
Cumulative New Build Capacity by Reporting Type: NYISO_G-I
ReportingType | 2015 | 2020 | 2025 | 2030 | 2035 | 2040
BM | 0 | 0 | 0 | 0 | 545.09 | 800
CC | 0 | 0 | 0 | 0 | 0 | 0
CSP | 0 | 0 | 0 | 0 | 0 | 0
CT | 0 | 0 | 0 | 0 | 0 | 0
Coal | 0 | 0 | 0 | 0 | 0 | 0
Geo | 0 | 0 | 0 | 0 | 0 | 0
H | 0 | 0 | 0 | 0 | 0 | 0
LFG | 0 | 0 | 0 | 74.33 | 74.33 | 74.33
Nuc | 0 | 0 | 0 | 0 | 0 | 1941.5
PS | 0 | 0 | 0 | 0 | 0 | 0
PV | 0 | 0 | 0 | 0 | 0 | 0
PeakG | 0 | 0 | 0 | 0 | 0 | 0
PeakO | 0 | 0 | 0 | 0 | 0 | 0
ST | 0 | 0 | 0 | 0 | 0 | 0
STOG | 0 | 0 | 0 | 0 | 0 | 0
STWD | 0 | 0 | 0 | 0 | 0 | 0
WT | 0 | 60 | 60 | 360 | 360 | 360
IGCC | 0 | 0 | 0 | 0 | 0 | 0
DemandResponse | 0 | 0 | 0 | 0 | 0 | 0
IGCC-CCS | 0 | 0 | 0 | 0 | 0 | 0
WT_off | 0 | 0 | 0 | 0 | 0 | 0
PseudoUnit | 0 | 0 | 0 | 0 | 0 | 0
FixedInterchange | 0 | 0 | 0 | 0 | 0 | 0
Cumulative New Build Capacity by Reporting Type: NYISO_J-K
ReportingType | 2015 | 2020 | 2025 | 2030 | 2035 | 2040
BM | 0 | 0 | 0 | 0 | 0 | 0
CC | 1175.4 | 1175.4 | 1175.4 | 1175.4 | 1175.4 | 1175.4
CSP | 0 | 0 | 0 | 0 | 0 | 0
CT | 0 | 0 | 0 | 0 | 0 | 0
Coal | 0 | 0 | 0 | 0 | 0 | 0
Geo | 0 | 0 | 0 | 0 | 0 | 0
H | 0 | 0 | 0 | 0 | 0 | 0
LFG | 0 | 0 | 0 | 74.33 | 74.33 | 74.33
Nuc | 0 | 0 | 0 | 0 | 0 | 0
PS | 0 | 0 | 0 | 0 | 0 | 0
PV | 32 | 32 | 32 | 32 | 32 | 32
PeakG | 0 | 0 | 0 | 0 | 0 | 0
PeakO | 0 | 0 | 0 | 0 | 0 | 0
ST | 0 | 0 | 0 | 0 | 0 | 0
STOG | 0 | 0 | 0 | 0 | 0 | 0
STWD | 0 | 0 | 0 | 0 | 0 | 0
WT | 0 | 0 | 0 | 36.1 | 330 | 330
IGCC | 0 | 0 | 0 | 0 | 0 | 0
DemandResponse | 0 | 0 | 0 | 0 | 0 | 0
IGCC-CCS | 0 | 0 | 0 | 0 | 0 | 0
WT_off | 0 | 0 | 0 | 0 | 0 | 0
PseudoUnit | 0 | 0 | 0 | 0 | 0 | 0
FixedInterchange | 0 | 0 | 0 | 0 | 0 | 0
Cumulative New Build Capacity by Reporting Type: PJM_E
ReportingType | 2015 | 2020 | 2025 | 2030 | 2035 | 2040
BM | 30 | 30 | 30 | 30 | 30 | 30
CC | 4634.3 | 4634.3 | 4634.3 | 4634.3 | 4634.3 | 4634.3
CSP | 0 | 0 | 0 | 0 | 0 | 0
CT | 26.2 | 26.2 | 26.2 | 26.2 | 26.2 | 26.2
Coal | 27 | 27 | 27 | 27 | 27 | 27
Geo | 0 | 0 | 0 | 0 | 0 | 0
H | 0 | 0 | 0 | 0 | 0 | 0
LFG | 9.1 | 142 | 142 | 142 | 142 | 142
Nuc | 38 | 38 | 38 | 38 | 38 | 38
PS | 0 | 0 | 0 | 0 | 0 | 0
PV | 25.45 | 25.45 | 25.45 | 25.45 | 25.45 | 25.45
PeakG | 0 | 0 | 0 | 0 | 0 | 0
PeakO | 0 | 0 | 0 | 0 | 0 | 0
ST | 0 | 0 | 0 | 0 | 0 | 0
STOG | 0 | 0 | 0 | 0 | 0 | 0
STWD | 0 | 0 | 0 | 0 | 0 | 0
WT | 1150 | 1150 | 1150 | 1150 | 1170 | 1170
IGCC | 0 | 0 | 0 | 0 | 0 | 0
DemandResponse | 0 | 0 | 0 | 0 | 0 | 0
IGCC-CCS | 0 | 0 | 0 | 0 | 0 | 0
WT_off | 0 | 0 | 1100 | 1100 | 1100 | 9600
PseudoUnit | 0 | 0 | 0 | 0 | 0 | 0
FixedInterchange | 0 | 0 | 0 | 0 | 0 | 0
Cumulative New Build Capacity by Reporting Type: PJM_ROM
ReportingType | 2015 | 2020 | 2025 | 2030 | 2035 | 2040
BM | 18 | 18 | 18 | 18 | 2357.79 | 2357.79
CC | 1678.5 | 1678.5 | 1678.5 | 1678.5 | 1678.5 | 1678.5
CSP | 0 | 0 | 0 | 0 | 0 | 0
CT | 16 | 16 | 16 | 16 | 16 | 16
Coal | 32.5 | 32.5 | 32.5 | 32.5 | 32.5 | 32.5
Geo | 0 | 0 | 0 | 0 | 0 | 0
H | 0 | 0 | 678 | 678 | 678 | 678
LFG | 18.9 | 284 | 284 | 284 | 284 | 284
Nuc | 0 | 0 | 0 | 0 | 2169.23 | 4188.37
PS | 0 | 0 | 0 | 0 | 0 | 0
PV | 0 | 1355.2 | 2113.94 | 2283.77 | 2296.57 | 2357.65
PeakG | 0 | 0 | 0 | 0 | 0 | 0
PeakO | 0 | 0 | 0 | 0 | 0 | 0
ST | 0 | 0 | 0 | 0 | 0 | 0
STOG | 0 | 0 | 0 | 0 | 0 | 0
STWD | 0 | 0 | 0 | 0 | 0 | 0
WT | 479.8 | 1230 | 1230 | 1230 | 7040 | 7040
IGCC | 0 | 0 | 0 | 0 | 0 | 0
DemandResponse | 0 | 0 | 0 | 0 | 0 | 0
IGCC-CCS | 0 | 0 | 0 | 0 | 0 | 0
WT_off | 0 | 0 | 0 | 0 | 0 | 10814.93
PseudoUnit | 0 | 0 | 0 | 0 | 0 | 0
FixedInterchange | 0 | 0 | 0 | 0 | 0 | 0
Cumulative New Build Capacity by Reporting Type: PJM_ROR
ReportingType | 2015 | 2020 | 2025 | 2030 | 2035 | 2040
BM | 385 | 385 | 385 | 385 | 385 | 10556.34
CC | 18665.45 | 24665.55 | 24665.55 | 24665.55 | 24665.55 | 24665.55
CSP | 0 | 0 | 0 | 0 | 0 | 0
CT | 29 | 29 | 29 | 29 | 29 | 29
Coal | 2164 | 2164 | 2164 | 2164 | 2164 | 2164
Geo | 0 | 0 | 0 | 0 | 0 | 0
H | 0 | 503 | 503 | 503 | 503 | 503
LFG | 57.4 | 571.11 | 571.11 | 571.11 | 571.11 | 571.11
Nuc | 38 | 38 | 38 | 38 | 3483.68 | 19574.78
PS | 0 | 0 | 0 | 0 | 0 | 0
PV | 0 | 0 | 210.91 | 218.73 | 218.73 | 218.73
PeakG | 0 | 0 | 0 | 0 | 0 | 0
PeakO | 0 | 0 | 0 | 0 | 0 | 0
ST | 0 | 0 | 0 | 0 | 0 | 0
STOG | 0 | 0 | 0 | 0 | 0 | 0
STWD | 0 | 0 | 0 | 0 | 0 | 0
WT | 8325.7 | 8517.4 | 15213.59 | 53600 | 53600 | 53600
IGCC | 0 | 0 | 0 | 0 | 0 | 0
DemandResponse | 0 | 0 | 0 | 0 | 0 | 0
IGCC-CCS | 0 | 0 | 0 | 0 | 0 | 0
WT_off | 0 | 0 | 0 | 0 | 0 | 0
PseudoUnit | 0 | 0 | 0 | 0 | 0 | 0
FixedInterchange | 0 | 0 | 0 | 0 | 0 | 0
Cumulative New Build Capacity by Reporting Type: SOCO
ReportingType | 2015 | 2020 | 2025 | 2030 | 2035 | 2040
BM | 55 | 55 | 55 | 55 | 6553.62 | 6555.24
CC | 7202.31 | 12151.47 | 12151.47 | 12151.47 | 12151.47 | 12151.47
CSP | 0 | 0 | 0 | 0 | 0 | 0
CT | 0 | 0 | 0 | 0 | 0 | 0
Coal | 0 | 0 | 0 | 0 | 0 | 0
Geo | 0 | 0 | 0 | 0 | 0 | 0
H | 0 | 0 | 0 | 0 | 0 | 0
LFG | 0 | 0 | 107.4 | 107.4 | 107.4 | 107.4
Nuc | 70 | 2270 | 2270 | 10802.59 | 13584.98 | 21670.98
PS | 0 | 0 | 0 | 0 | 0 | 0
PV | 0 | 0 | 0 | 0 | 0 | 0
PeakG | 0 | 0 | 0 | 0 | 0 | 0
PeakO | 0 | 0 | 0 | 0 | 0 | 0
ST | 0 | 0 | 0 | 0 | 0 | 0
STOG | 0 | 0 | 0 | 0 | 0 | 0
STWD | 0 | 0 | 0 | 0 | 0 | 0
WT | 0 | 0 | 0 | 0 | 100 | 100
IGCC | 0 | 0 | 0 | 0 | 0 | 0
DemandResponse | 0 | 0 | 0 | 0 | 0 | 0
IGCC-CCS | 0 | 0 | 0 | 0 | 0 | 0
WT_off | 0 | 0 | 0 | 0 | 0 | 0
PseudoUnit | 0 | 0 | 0 | 0 | 0 | 0
FixedInterchange | 0 | 0 | 0 | 0 | 0 | 0
Cumulative New Build Capacity by Reporting Type: SPP_N
ReportingType | 2015 | 2020 | 2025 | 2030 | 2035 | 2040
BM | 0 | 0 | 0 | 0 | 5462.35 | 5891.01
CC | 1394.13 | 4193.32 | 4193.32 | 4193.32 | 4193.32 | 4193.32
CSP | 0 | 0 | 0 | 0 | 0 | 0
CT | 0 | 0 | 0 | 0 | 0 | 0
Coal | 465.04 | 465.04 | 465.04 | 465.04 | 465.04 | 465.04
Geo | 0 | 0 | 0 | 0 | 0 | 0
H | 0 | 0 | 0 | 0 | 0 | 0
LFG | 0 | 0 | 95 | 95 | 95 | 95
Nuc | 0 | 0 | 0 | 0 | 0 | 0
PS | 0 | 0 | 0 | 0 | 0 | 0
PV | 0 | 0 | 0 | 0 | 0 | 0
PeakG | 0 | 0 | 0 | 0 | 0 | 0
PeakO | 0 | 0 | 0 | 0 | 0 | 0
ST | 0 | 0 | 0 | 0 | 0 | 0
STOG | 0 | 0 | 0 | 0 | 0 | 0
STWD | 0 | 0 | 0 | 0 | 0 | 0
WT | 0 | 12528.07 | 12528.07 | 12528.07 | 12599.15 | 13596.18
IGCC | 0 | 0 | 0 | 0 | 0 | 0
DemandResponse | 0 | 0 | 0 | 0 | 0 | 0
IGCC-CCS | 0 | 0 | 0 | 0 | 0 | 0
WT_off | 0 | 0 | 0 | 0 | 0 | 0
PseudoUnit | 0 | 0 | 0 | 0 | 0 | 0
FixedInterchange | 0 | 0 | 0 | 0 | 0 | 0
Cumulative New Build Capacity by Reporting Type: SPP_S
ReportingType | 2015 | 2020 | 2025 | 2030 | 2035 | 2040
BM | 0 | 0 | 0 | 0 | 2279.69 | 3993.75
CC | 0 | 4919.22 | 4919.22 | 4919.22 | 4919.22 | 4919.22
CSP | 0 | 0 | 0 | 0 | 0 | 0
CT | 412.99 | 712.99 | 712.99 | 712.99 | 712.99 | 712.99
Coal | 988 | 988 | 988 | 988 | 988 | 988
Geo | 0 | 0 | 0 | 0 | 0 | 0
H | 0 | 0 | 0 | 91 | 91 | 91
LFG | 0 | 0 | 95 | 95 | 95 | 95
Nuc | 0 | 0 | 0 | 1474.78 | 1474.78 | 1474.78
PS | 0 | 0 | 0 | 0 | 0 | 0
PV | 0 | 0 | 0 | 0 | 0 | 0
PeakG | 0 | 0 | 0 | 0 | 0 | 0
PeakO | 0 | 0 | 0 | 0 | 0 | 0
ST | 0 | 0 | 0 | 0 | 0 | 0
STOG | 0 | 0 | 0 | 0 | 0 | 0
STWD | 0 | 0 | 0 | 0 | 0 | 0
WT | 430 | 29213.49 | 29213.49 | 29213.49 | 29213.49 | 29213.49
IGCC | 0 | 0 | 0 | 0 | 0 | 0
DemandResponse | 0 | 0 | 0 | 0 | 0 | 0
IGCC-CCS | 0 | 0 | 0 | 0 | 0 | 0
WT_off | 0 | 0 | 0 | 0 | 0 | 0
PseudoUnit | 0 | 0 | 0 | 0 | 0 | 0
FixedInterchange | 0 | 0 | 0 | 0 | 0 | 0
Cumulative New Build Capacity by Reporting Type: TVA
ReportingType | 2015 | 2020 | 2025 | 2030 | 2035 | 2040
BM | 0 | 0 | 0 | 0 | 7394.28 | 7394.28
CC | 4636.65 | 9462.09 | 9462.09 | 9462.09 | 9462.09 | 9462.09
CSP | 0 | 0 | 0 | 0 | 0 | 0
CT | 0 | 0 | 0 | 0 | 0 | 0
Coal | 0 | 0 | 0 | 0 | 0 | 0
Geo | 0 | 0 | 0 | 0 | 0 | 0
H | 0 | 0 | 27 | 27 | 27 | 27
LFG | 0 | 0 | 107.4 | 107.4 | 107.4 | 107.4
Nuc | 1697.89 | 1697.89 | 1697.89 | 1697.89 | 4237.13 | 8931.58
PS | 0 | 0 | 0 | 0 | 0 | 0
PV | 0 | 0 | 0 | 0 | 0 | 0
PeakG | 0 | 0 | 0 | 0 | 0 | 0
PeakO | 0 | 0 | 0 | 0 | 0 | 0
ST | 0 | 0 | 0 | 0 | 0 | 0
STOG | 0 | 0 | 0 | 0 | 0 | 0
STWD | 0 | 0 | 0 | 0 | 0 | 0
WT | 0 | 0 | 0 | 0 | 100 | 100
IGCC | 0 | 0 | 0 | 0 | 0 | 0
DemandResponse | 0 | 0 | 0 | 0 | 0 | 0
IGCC-CCS | 0 | 0 | 0 | 0 | 0 | 0
WT_off | 0 | 0 | 0 | 0 | 0 | 0
PseudoUnit | 0 | 0 | 0 | 0 | 0 | 0
FixedInterchange | 0 | 0 | 0 | 0 | 0 | 0
Cumulative New Build Capacity by Reporting Type: TVA_Transmission
ReportingType | 2015 | 2020 | 2025 | 2030 | 2035 | 2040
BM | 0 | 0 | 0 | 0 | 0 | 0
CC | 0 | 0 | 0 | 0 | 0 | 0
CSP | 0 | 0 | 0 | 0 | 0 | 0
CT | 0 | 0 | 0 | 0 | 0 | 0
Coal | 0 | 0 | 0 | 0 | 0 | 0
Geo | 0 | 0 | 0 | 0 | 0 | 0
H | 0 | 0 | 0 | 0 | 0 | 0
LFG | 0 | 0 | 0 | 0 | 0 | 0
Nuc | 0 | 0 | 0 | 0 | 0 | 0
PS | 0 | 0 | 0 | 0 | 0 | 0
PV | 0 | 0 | 0 | 0 | 0 | 0
PeakG | 0 | 0 | 0 | 0 | 0 | 0
PeakO | 0 | 0 | 0 | 0 | 0 | 0
ST | 0 | 0 | 0 | 0 | 0 | 0
STOG | 0 | 0 | 0 | 0 | 0 | 0
STWD | 0 | 0 | 0 | 0 | 0 | 0
WT | 0 | 0 | 0 | 0 | 0 | 0
IGCC | 0 | 0 | 0 | 0 | 0 | 0
DemandResponse | 0 | 0 | 0 | 0 | 0 | 0
IGCC-CCS | 0 | 0 | 0 | 0 | 0 | 0
WT_off | 0 | 0 | 0 | 0 | 0 | 0
PseudoUnit | 0 | 0 | 0 | 0 | 0 | 0
FixedInterchange | 0 | 0 | 0 | 0 | 0 | 0
Cumulative New Build Capacity by Reporting Type: VACAR
ReportingType | 2015 | 2020 | 2025 | 2030 | 2035 | 2040
BM | 0.92 | 171.13 | 709.69 | 722.42 | 722.42 | 5937.35
CC | 16012.43 | 16012.43 | 16012.43 | 16012.43 | 16012.43 | 16012.43
CSP | 0 | 0 | 0 | 0 | 0 | 0
CT | 717.2 | 717.2 | 717.2 | 717.2 | 717.2 | 717.2
Coal | 825 | 825 | 825 | 825 | 825 | 825
Geo | 0 | 0 | 0 | 0 | 0 | 0
H | 0 | 0 | 0 | 0 | 0 | 0
LFG | 0.34 | 107.4 | 107.4 | 107.4 | 107.4 | 107.4
Nuc | 0 | 2330 | 4604.92 | 5940.08 | 5940.08 | 5940.08
PS | 0 | 0 | 0 | 0 | 0 | 0
PV | 0 | 133.61 | 135.95 | 136.75 | 136.75 | 139.75
PeakG | 0 | 0 | 0 | 0 | 0 | 0
PeakO | 0 | 0 | 0 | 0 | 0 | 0
ST | 0 | 0 | 0 | 0 | 0 | 0
STOG | 0 | 0 | 0 | 0 | 0 | 0
STWD | 0 | 0 | 0 | 0 | 0 | 0
WT | 0.9 | 3500 | 3500 | 3500 | 3500 | 3500
IGCC | 0 | 0 | 0 | 0 | 0 | 0
DemandResponse | 0 | 0 | 0 | 0 | 0 | 0
IGCC-CCS | 0 | 0 | 0 | 0 | 0 | 0
WT_off | 1 | 1 | 1 | 1 | 28143.97 | 39250
PseudoUnit | 0 | 0 | 0 | 0 | 0 | 0
FixedInterchange | 0 | 0 | 0 | 0 | 0 | 0
Cumulative New Build Capacity by Reporting Type: IESO
ReportingType | 2015 | 2020 | 2025 | 2030 | 2035 | 2040
BM | 326.33 | 326.33 | 326.33 | 326.33 | 326.33 | 326.33
CC | 1263 | 1263 | 1263 | 1263 | 1263 | 1263
CSP | 0 | 0 | 0 | 0 | 0 | 0
CT | 368 | 368 | 368 | 368 | 368 | 368
Coal | 0 | 0 | 0 | 0 | 0 | 0
Geo | 0 | 0 | 0 | 0 | 0 | 0
H | 0 | 0 | 0 | 4.5 | 250 | 250
LFG | 14.5 | 14.5 | 14.5 | 15 | 15 | 15
Nuc | 0 | 0 | 0 | 0 | 0 | 0
PS | 0 | 0 | 0 | 0 | 0 | 0
PV | 1067.26 | 1067.26 | 1067.26 | 1067.26 | 1067.26 | 1067.26
PeakG | 0 | 0 | 0 | 0 | 0 | 0
PeakO | 0 | 0 | 0 | 0 | 0 | 0
ST | 0 | 0 | 0 | 0 | 0 | 0
STOG | 0 | 0 | 0 | 0 | 0 | 0
STWD | 0 | 0 | 0 | 0 | 0 | 0
WT | 2105.9 | 2105.9 | 2105.9 | 2105.9 | 2105.9 | 2105.9
IGCC | 0 | 0 | 0 | 0 | 0 | 0
DemandResponse | 0 | 0 | 0 | 0 | 0 | 0
IGCC-CCS | 0 | 0 | 0 | 0 | 0 | 0
WT_off | 0 | 0 | 0 | 0 | 0 | 0
PseudoUnit | 0 | 0 | 0 | 0 | 0 | 0
FixedInterchange | 0 | 0 | 0 | 0 | 0 | 0
Cumulative New Build Capacity by Reporting Type: MAPP_CA
ReportingType | 2015 | 2020 | 2025 | 2030 | 2035 | 2040
BM | 0 | 0 | 0 | 0 | 0 | 0
CC | 281.76 | 281.76 | 281.76 | 281.76 | 281.76 | 281.76
CSP | 0 | 0 | 0 | 0 | 0 | 0
CT | 0 | 0 | 0 | 0 | 0 | 0
Coal | 0 | 0 | 0 | 0 | 0 | 0
Geo | 0 | 0 | 0 | 0 | 0 | 0
H | 0 | 695 | 2190 | 4650 | 4650 | 4650
LFG | 0 | 0 | 0 | 0 | 0 | 0
Nuc | 0 | 0 | 0 | 0 | 0 | 0
PS | 0 | 0 | 0 | 0 | 0 | 0
PV | 0 | 0 | 0 | 0 | 0 | 0
PeakG | 0 | 0 | 0 | 0 | 0 | 0
PeakO | 0 | 0 | 0 | 0 | 0 | 0
ST | 0 | 0 | 0 | 0 | 0 | 0
STOG | 0 | 0 | 0 | 0 | 0 | 0
STWD | 0 | 0 | 0 | 0 | 0 | 0
WT | 302.4 | 302.4 | 302.4 | 302.4 | 302.4 | 302.4
IGCC | 0 | 0 | 0 | 0 | 0 | 0
DemandResponse | 0 | 0 | 0 | 0 | 0 | 0
IGCC-CCS | 0 | 0 | 0 | 0 | 0 | 0
WT_off | 0 | 0 | 0 | 0 | 0 | 0
PseudoUnit | 0 | 0 | 0 | 0 | 0 | 0
FixedInterchange | 0 | 0 | 0 | 0 | 0 | 0
Cumulative New Build Capacity by Reporting Type: AZ_NM_SNV_Coal
ReportingType | 2015 | 2020 | 2025 | 2030 | 2035 | 2040
BM | 0 | 0 | 0 | 0 | 0 | 0
CC | 0 | 0 | 0 | 0 | 0 | 0
CSP | 0 | 0 | 0 | 0 | 0 | 0
CT | 0 | 0 | 0 | 0 | 0 | 0
Coal | 0 | 0 | 0 | 0 | 0 | 0
Geo | 0 | 0 | 0 | 0 | 0 | 0
H | 0 | 0 | 0 | 0 | 0 | 0
LFG | 0 | 0 | 0 | 0 | 0 | 0
Nuc | 0 | 0 | 0 | 0 | 0 | 0
PS | 0 | 0 | 0 | 0 | 0 | 0
PV | 0 | 0 | 0 | 0 | 0 | 0
PeakG | 0 | 0 | 0 | 0 | 0 | 0
PeakO | 0 | 0 | 0 | 0 | 0 | 0
ST | 0 | 0 | 0 | 0 | 0 | 0
STOG | 0 | 0 | 0 | 0 | 0 | 0
STWD | 0 | 0 | 0 | 0 | 0 | 0
WT | 0 | 0 | 0 | 0 | 0 | 0
IGCC | 0 | 0 | 0 | 0 | 0 | 0
DemandResponse | 0 | 0 | 0 | 0 | 0 | 0
IGCC-CCS | 0 | 0 | 0 | 0 | 0 | 0
WT_off | 0 | 0 | 0 | 0 | 0 | 0
PseudoUnit | 0 | 0 | 0 | 0 | 0 | 0
FixedInterchange | 0 | 0 | 0 | 0 | 0 | 0
Cumulative New Build Capacity by Reporting Type: AZ_NM_SNV_Gas
ReportingType | 2015 | 2020 | 2025 | 2030 | 2035 | 2040
BM | 0 | 0 | 0 | 0 | 0 | 0
CC | 668 | 2217.28 | 2217.28 | 2217.28 | 2217.28 | 2217.28
CSP | 0 | 0 | 0 | 0 | 0 | 0
CT | 736 | 736 | 736 | 736 | 736 | 736
Coal | 0 | 0 | 0 | 0 | 0 | 0
Geo | 0 | 0 | 0 | 0 | 0 | 0
H | 0 | 0 | 0 | 0 | 0 | 0
LFG | 0 | 0 | 0 | 0 | 0 | 0
Nuc | 0 | 0 | 0 | 0 | 0 | 0
PS | 0 | 0 | 0 | 0 | 0 | 0
PV | 0 | 0 | 0 | 0 | 0 | 0
PeakG | 0 | 0 | 0 | 0 | 0 | 0
PeakO | 0 | 0 | 0 | 0 | 0 | 0
ST | 0 | 0 | 0 | 0 | 0 | 0
STOG | 0 | 0 | 0 | 0 | 0 | 0
STWD | 0 | 0 | 0 | 0 | 0 | 0
WT | 0 | 0 | 0 | 0 | 0 | 0
IGCC | 0 | 0 | 0 | 0 | 0 | 0
DemandResponse | 0 | 0 | 0 | 0 | 0 | 0
IGCC-CCS | 0 | 0 | 0 | 0 | 0 | 0
WT_off | 0 | 0 | 0 | 0 | 0 | 0
PseudoUnit | 0 | 0 | 0 | 0 | 0 | 0
FixedInterchange | 0 | 0 | 0 | 0 | 0 | 0
Cumulative New Build Capacity by Reporting Type: AZ_NM_SNV_NucRenew
ReportingType | 2015 | 2020 | 2025 | 2030 | 2035 | 2040
BM | 0 | 0 | 0 | 0 | 0 | 844.64
CC | 0 | 0 | 0 | 0 | 0 | 0
CSP | 0 | 0 | 0 | 0 | 0 | 0
CT | 0 | 0 | 0 | 0 | 0 | 0
Coal | 0 | 0 | 0 | 0 | 0 | 0
Geo | 0 | 0 | 1450 | 1450 | 1450 | 1450
H | 0 | 0 | 0 | 0 | 0 | 0
LFG | 0 | 0 | 60.67 | 60.67 | 60.67 | 60.67
Nuc | 0 | 0 | 0 | 3205.7 | 10127.39 | 10127.39
PS | 0 | 0 | 0 | 0 | 0 | 0
PV | 95.7 | 95.7 | 95.7 | 95.7 | 95.7 | 95.7
PeakG | 0 | 0 | 0 | 0 | 0 | 0
PeakO | 0 | 0 | 0 | 0 | 0 | 0
ST | 280 | 725.61 | 953.39 | 1085.16 | 1606.94 | 1606.94
STOG | 0 | 0 | 0 | 0 | 0 | 0
STWD | 0 | 0 | 0 | 0 | 0 | 0
WT | 65.1 | 11854.92 | 11854.92 | 11854.92 | 11854.92 | 11854.92
IGCC | 0 | 0 | 0 | 0 | 0 | 0
DemandResponse | 0 | 0 | 0 | 0 | 0 | 0
IGCC-CCS | 0 | 0 | 0 | 0 | 0 | 0
WT_off | 0 | 0 | 0 | 0 | 0 | 0
PseudoUnit | 0 | 0 | 0 | 0 | 0 | 0
FixedInterchange | 0 | 0 | 0 | 0 | 0 | 0
Cumulative New Build Capacity by Reporting Type: ERCOT
ReportingType | 2015 | 2020 | 2025 | 2030 | 2035 | 2040
BM | 145 | 145 | 145 | 145 | 4064.97 | 4064.97
CC | 16546.13 | 16546.13 | 16546.13 | 16546.13 | 16546.13 | 16546.13
CSP | 0 | 0 | 0 | 0 | 0 | 0
CT | 250 | 250 | 250 | 250 | 250 | 250
Coal | 2020 | 2020 | 2020 | 2020 | 2020 | 2020
Geo | 0 | 0 | 0 | 0 | 0 | 0
H | 0 | 0 | 0 | 0 | 0 | 0
LFG | 0 | 0 | 354 | 354 | 354 | 354
Nuc | 0 | 0 | 0 | 1670.02 | 11102 | 15863.14
PS | 0 | 0 | 0 | 0 | 0 | 0
PV | 14 | 14 | 14 | 14 | 14 | 14
PeakG | 0 | 0 | 0 | 0 | 0 | 0
PeakO | 0 | 0 | 0 | 0 | 0 | 0
ST | 0 | 0 | 0 | 0 | 0 | 0
STOG | 0 | 0 | 0 | 0 | 0 | 0
STWD | 0 | 0 | 0 | 0 | 0 | 0
WT | 350.1 | 350.1 | 19804.41 | 19804.41 | 19804.41 | 20058.01
IGCC | 0 | 0 | 0 | 0 | 0 | 0
DemandResponse | 0 | 0 | 0 | 0 | 0 | 0
IGCC-CCS | 0 | 0 | 0 | 0 | 0 | 0
WT_off | 0 | 0 | 0 | 0 | 0 | 0
PseudoUnit | 0 | 0 | 0 | 0 | 0 | 0
FixedInterchange | 0 | 0 | 0 | 0 | 0 | 0
Cumulative New Build Capacity by Reporting Type: NP15
ReportingType | 2015 | 2020 | 2025 | 2030 | 2035 | 2040
BM | 0 | 0 | 0 | 0 | 0 | 700.67
CC | 1582.7 | 2231.48 | 2231.48 | 2231.48 | 2231.48 | 2231.48
CSP | 0 | 0 | 0 | 0 | 0 | 0
CT | 212.6 | 212.6 | 212.6 | 212.6 | 212.6 | 212.6
Coal | 0 | 0 | 0 | 0 | 0 | 0
Geo | 0 | 569.27 | 600 | 600 | 600 | 600
H | 0 | 0 | 0 | 0 | 0 | 0
LFG | 0 | 378.43 | 565 | 565 | 565 | 565
Nuc | 0 | 0 | 0 | 4283.12 | 6870.19 | 7670.52
PS | 0 | 0 | 0 | 0 | 0 | 0
PV | 6.5 | 6.5 | 6.5 | 6.5 | 6.5 | 6.5
PeakG | 0 | 0 | 0 | 0 | 0 | 0
PeakO | 0 | 0 | 0 | 0 | 0 | 0
ST | 29 | 29 | 29 | 29 | 29 | 29
STOG | 0 | 0 | 0 | 0 | 0 | 0
STWD | 0 | 0 | 0 | 0 | 0 | 0
WT | 101.2 | 3400 | 3400 | 3400 | 11821.97 | 12542.4
IGCC | 0 | 0 | 0 | 0 | 0 | 0
DemandResponse | 0 | 0 | 0 | 0 | 0 | 0
IGCC-CCS | 0 | 0 | 0 | 0 | 0 | 0
WT_off | 0 | 0 | 0 | 0 | 0 | 0
PseudoUnit | 0 | 0 | 0 | 0 | 0 | 0
FixedInterchange | 0 | 0 | 0 | 0 | 0 | 0
Cumulative New Build Capacity by Reporting Type: NWPP_Coal
ReportingType | 2015 | 2020 | 2025 | 2030 | 2035 | 2040
BM | 0 | 0 | 0 | 0 | 0 | 0
CC | 0 | 0 | 0 | 0 | 0 | 0
CSP | 0 | 0 | 0 | 0 | 0 | 0
CT | 0 | 0 | 0 | 0 | 0 | 0
Coal | 0 | 0 | 0 | 0 | 0 | 0
Geo | 0 | 0 | 0 | 0 | 0 | 0
H | 0 | 0 | 0 | 0 | 0 | 0
LFG | 0 | 0 | 0 | 0 | 0 | 0
Nuc | 0 | 0 | 0 | 0 | 0 | 0
PS | 0 | 0 | 0 | 0 | 0 | 0
PV | 0 | 0 | 0 | 0 | 0 | 0
PeakG | 0 | 0 | 0 | 0 | 0 | 0
PeakO | 0 | 0 | 0 | 0 | 0 | 0
ST | 0 | 0 | 0 | 0 | 0 | 0
STOG | 0 | 0 | 0 | 0 | 0 | 0
STWD | 0 | 0 | 0 | 0 | 0 | 0
WT | 0 | 0 | 0 | 0 | 0 | 0
IGCC | 0 | 0 | 0 | 0 | 0 | 0
DemandResponse | 0 | 0 | 0 | 0 | 0 | 0
IGCC-CCS | 0 | 0 | 0 | 0 | 0 | 0
WT_off | 0 | 0 | 0 | 0 | 0 | 0
PseudoUnit | 0 | 0 | 0 | 0 | 0 | 0
FixedInterchange | 0 | 0 | 0 | 0 | 0 | 0
Cumulative New Build Capacity by Reporting Type: NWPP_Gas
ReportingType | 2015 | 2020 | 2025 | 2030 | 2035 | 2040
BM | 0 | 0 | 0 | 0 | 0 | 0
CC | 300 | 2051.11 | 2051.11 | 2051.11 | 2051.11 | 2051.11
CSP | 0 | 0 | 0 | 0 | 0 | 0
CT | 150 | 150 | 150 | 150 | 150 | 150
Coal | 0 | 0 | 0 | 0 | 0 | 0
Geo | 0 | 0 | 0 | 0 | 0 | 0
H | 0 | 0 | 0 | 0 | 0 | 0
LFG | 0 | 0 | 0 | 0 | 0 | 0
Nuc | 0 | 0 | 0 | 0 | 0 | 0
PS | 0 | 0 | 0 | 0 | 0 | 0
PV | 0 | 0 | 0 | 0 | 0 | 0
PeakG | 0 | 0 | 0 | 0 | 0 | 0
PeakO | 0 | 0 | 0 | 0 | 0 | 0
ST | 0 | 0 | 0 | 0 | 0 | 0
STOG | 0 | 0 | 0 | 0 | 0 | 0
STWD | 0 | 0 | 0 | 0 | 0 | 0
WT | 0 | 0 | 0 | 0 | 0 | 0
IGCC | 0 | 0 | 0 | 0 | 0 | 0
DemandResponse | 0 | 0 | 0 | 0 | 0 | 0
IGCC-CCS | 0 | 0 | 0 | 0 | 0 | 0
WT_off | 0 | 0 | 0 | 0 | 0 | 0
PseudoUnit | 0 | 0 | 0 | 0 | 0 | 0
FixedInterchange | 0 | 0 | 0 | 0 | 0 | 0
Cumulative New Build Capacity by Reporting Type: NWPP_NucRenew
ReportingType | 2015 | 2020 | 2025 | 2030 | 2035 | 2040
BM | 32.55 | 32.55 | 32.55 | 32.55 | 32.55 | 2613.35
CC | 0 | 0 | 0 | 0 | 0 | 0
CSP | 0 | 0 | 0 | 0 | 0 | 0
CT | 0 | 0 | 0 | 0 | 0 | 0
Coal | 0 | 0 | 0 | 0 | 0 | 0
Geo | 86 | 86 | 520 | 520 | 520 | 520
H | 0 | 0 | 0 | 0 | 335 | 335
LFG | 25.5 | 25.5 | 270 | 270 | 270 | 270
Nuc | 0 | 0 | 0 | 0 | 3833.32 | 3844.68
PS | 0 | 0 | 0 | 0 | 0 | 0
PV | 0 | 0 | 0 | 0 | 0 | 0
PeakG | 0 | 0 | 0 | 0 | 0 | 0
PeakO | 0 | 0 | 0 | 0 | 0 | 0
ST | 0 | 0 | 0 | 0 | 0 | 0
STOG | 0 | 0 | 0 | 0 | 0 | 0
STWD | 0 | 0 | 0 | 0 | 0 | 0
WT | 977.3 | 977.3 | 977.3 | 22316.36 | 22316.37 | 24634.41
IGCC | 0 | 0 | 0 | 0 | 0 | 0
DemandResponse | 0 | 0 | 0 | 0 | 0 | 0
IGCC-CCS | 0 | 0 | 0 | 0 | 0 | 0
WT_off | 0 | 0 | 0 | 0 | 0 | 0
PseudoUnit | 0 | 0 | 0 | 0 | 0 | 0
FixedInterchange | 0 | 0 | 0 | 0 | 0 | 0
Cumulative New Build Capacity by Reporting Type: RMPA
ReportingType | 2015 | 2020 | 2025 | 2030 | 2035 | 2040
BM | 0 | 0 | 0 | 0 | 1346.63 | 1842.87
CC | 0 | 1256.13 | 1256.13 | 1256.13 | 1256.13 | 1256.13
CSP | 0 | 0 | 0 | 0 | 0 | 0
CT | 152 | 152 | 152 | 152 | 152 | 152
Coal | 390 | 390 | 390 | 390 | 390 | 390
Geo | 0 | 55.73 | 2570 | 2570 | 2570 | 2570
H | 0 | 0 | 0 | 0 | 0 | 0
LFG | 1.4 | 1.4 | 30.33 | 30.33 | 30.33 | 30.33
Nuc | 0 | 0 | 75.07 | 1912.73 | 1912.73 | 1912.73
PS | 0 | 0 | 0 | 0 | 0 | 0
PV | 1 | 1 | 1 | 1 | 1 | 1
PeakG | 0 | 0 | 0 | 0 | 0 | 0
PeakO | 0 | 0 | 0 | 0 | 0 | 0
ST | 3 | 370.43 | 370.43 | 375.89 | 375.89 | 375.89
STOG | 0 | 0 | 0 | 0 | 0 | 0
STWD | 0 | 0 | 0 | 0 | 0 | 0
WT | 765.4 | 4310.61 | 4310.61 | 4847.18 | 4847.18 | 4982.91
IGCC | 0 | 0 | 0 | 0 | 0 | 0
DemandResponse | 0 | 0 | 0 | 0 | 0 | 0
IGCC-CCS | 0 | 0 | 0 | 0 | 0 | 0
WT_off | 0 | 0 | 0 | 0 | 0 | 0
PseudoUnit | 0 | 0 | 0 | 0 | 0 | 0
FixedInterchange | 0 | 0 | 0 | 0 | 0 | 0
Cumulative New Build Capacity by Reporting Type: SP15
ReportingType | 2015 | 2020 | 2025 | 2030 | 2035 | 2040
BM | 6 | 6 | 6 | 6 | 6 | 674.59
CC | 2758.35 | 2758.35 | 2758.35 | 2758.35 | 2758.35 | 2758.35
CSP | 0 | 0 | 0 | 0 | 0 | 0
CT | 0 | 0 | 0 | 0 | 0 | 0
Coal | 0 | 0 | 0 | 0 | 0 | 0
Geo | 50 | 1500 | 1500 | 1500 | 1500 | 1500
H | 0 | 0 | 0 | 0 | 0 | 0
LFG | 9.2 | 565 | 565 | 565 | 565 | 565
Nuc | 0 | 0 | 0 | 828.71 | 1401.41 | 3260.05
PS | 0 | 0 | 0 | 0 | 0 | 0
PV | 3.8 | 3.8 | 3.8 | 3.8 | 3.8 | 3.8
PeakG | 0 | 0 | 0 | 0 | 0 | 0
PeakO | 0 | 0 | 0 | 0 | 0 | 0
ST | 448 | 448 | 448 | 448 | 2857.45 | 3693.59
STOG | 0 | 0 | 0 | 0 | 0 | 0
STWD | 0 | 0 | 0 | 0 | 0 | 0
WT | 735 | 1632.66 | 14900 | 14900 | 14900 | 14900
IGCC | 0 | 0 | 0 | 0 | 0 | 0
DemandResponse | 0 | 0 | 0 | 0 | 0 | 0
IGCC-CCS | 0 | 0 | 0 | 0 | 0 | 0
WT_off | 0 | 0 | 0 | 0 | 0 | 0
PseudoUnit | 0 | 0 | 0 | 0 | 0 | 0
FixedInterchange | 0 | 0 | 0 | 0 | 0 | 0
Cumulative New Build Capacity by Reporting Type: ALB
ReportingType | 2015 | 2020 | 2025 | 2030 | 2035 | 2040
BM | 0 | 0 | 0 | 0 | 0 | 0
CC | 0 | 0 | 0 | 0 | 0 | 0
CSP | 0 | 0 | 0 | 0 | 0 | 0
CT | 201.5 | 201.5 | 201.5 | 201.5 | 201.5 | 201.5
Coal | 495 | 495 | 495 | 495 | 495 | 495
Geo | 0 | 0 | 0 | 0 | 0 | 0
H | 0 | 0 | 0 | 0 | 0 | 0
LFG | 0 | 0 | 0 | 0 | 0 | 0
Nuc | 0 | 0 | 0 | 8699.78 | 8844.6 | 8983.07
PS | 0 | 0 | 0 | 0 | 0 | 0
PV | 0 | 0 | 0 | 0 | 0 | 0
PeakG | 0 | 0 | 0 | 0 | 0 | 0
PeakO | 0 | 0 | 0 | 0 | 0 | 0
ST | 0 | 0 | 0 | 0 | 0 | 0
STOG | 0 | 0 | 0 | 0 | 0 | 0
STWD | 0 | 0 | 0 | 0 | 0 | 0
WT | 9 | 9 | 9 | 9 | 100 | 100
IGCC | 0 | 0 | 0 | 0 | 0 | 0
DemandResponse | 0 | 0 | 0 | 0 | 0 | 0
IGCC-CCS | 0 | 0 | 0 | 0 | 0 | 0
WT_off | 0 | 0 | 0 | 0 | 0 | 0
PseudoUnit | 0 | 0 | 0 | 0 | 0 | 0
FixedInterchange | 0 | 0 | 0 | 0 | 0 | 0
Cumulative New Build Capacity by Reporting Type: BC
ReportingType | 2015 | 2020 | 2025 | 2030 | 2035 | 2040
BM | 0 | 0 | 0 | 0 | 0 | 0
CC | 418.6 | 418.6 | 418.6 | 418.6 | 418.6 | 418.6
CSP | 0 | 0 | 0 | 0 | 0 | 0
CT | 0 | 0 | 0 | 0 | 0 | 0
Coal | 0 | 0 | 0 | 0 | 0 | 0
Geo | 0 | 0 | 0 | 0 | 0 | 0
H | 0 | 0 | 0 | 0 | 0 | 0
LFG | 0 | 0 | 0 | 0 | 0 | 0
Nuc | 0 | 0 | 0 | 710.86 | 710.86 | 1366.39
PS | 0 | 0 | 0 | 0 | 0 | 0
PV | 0 | 0 | 0 | 0 | 0 | 0
PeakG | 0 | 0 | 0 | 0 | 0 | 0
PeakO | 0 | 0 | 0 | 0 | 0 | 0
ST | 0 | 0 | 0 | 0 | 0 | 0
STOG | 0 | 0 | 0 | 0 | 0 | 0
STWD | 0 | 0 | 0 | 0 | 0 | 0
WT | 144 | 144 | 144 | 144 | 300 | 300
IGCC | 0 | 0 | 0 | 0 | 0 | 0
DemandResponse | 0 | 0 | 0 | 0 | 0 | 0
IGCC-CCS | 0 | 0 | 0 | 0 | 0 | 0
WT_off | 0 | 0 | 0 | 0 | 0 | 0
PseudoUnit | 0 | 0 | 0 | 0 | 0 | 0
FixedInterchange | 0 | 0 | 0 | 0 | 0 | 0
Cumulative New Build Capacity by Reporting Type: HQ_IESO
ReportingType | 2015 | 2020 | 2025 | 2030 | 2035 | 2040
BM | 0 | 0 | 0 | 0 | 0 | 0
CC | 0 | 0 | 0 | 0 | 0 | 0
CSP | 0 | 0 | 0 | 0 | 0 | 0
CT | 0 | 0 | 0 | 0 | 0 | 0
Coal | 0 | 0 | 0 | 0 | 0 | 0
Geo | 0 | 0 | 0 | 0 | 0 | 0
H | 0 | 0 | 0 | 0 | 0 | 0
LFG | 0 | 0 | 0 | 0 | 0 | 0
Nuc | 0 | 0 | 0 | 0 | 0 | 0
PS | 0 | 0 | 0 | 0 | 0 | 0
PV | 0 | 0 | 0 | 0 | 0 | 0
PeakG | 0 | 0 | 0 | 0 | 0 | 0
PeakO | 0 | 0 | 0 | 0 | 0 | 0
ST | 0 | 0 | 0 | 0 | 0 | 0
STOG | 0 | 0 | 0 | 0 | 0 | 0
STWD | 0 | 0 | 0 | 0 | 0 | 0
WT | 0 | 0 | 0 | 0 | 0 | 0
IGCC | 0 | 0 | 0 | 0 | 0 | 0
DemandResponse | 0 | 0 | 0 | 0 | 0 | 0
IGCC-CCS | 0 | 0 | 0 | 0 | 0 | 0
WT_off | 0 | 0 | 0 | 0 | 0 | 0
PseudoUnit | 0 | 0 | 0 | 87.91 | 87.91 | 87.91
FixedInterchange | 0 | 0 | 0 | 0 | 0 | 0
Cumulative New Build Capacity by Reporting Type: HQ_NEISO
ReportingType | 2015 | 2020 | 2025 | 2030 | 2035 | 2040
BM | 0 | 0 | 0 | 0 | 0 | 0
CC | 0 | 0 | 0 | 0 | 0 | 0
CSP | 0 | 0 | 0 | 0 | 0 | 0
CT | 0 | 0 | 0 | 0 | 0 | 0
Coal | 0 | 0 | 0 | 0 | 0 | 0
Geo | 0 | 0 | 0 | 0 | 0 | 0
H | 0 | 0 | 0 | 0 | 0 | 0
LFG | 0 | 0 | 0 | 0 | 0 | 0
Nuc | 0 | 0 | 0 | 0 | 0 | 0
PS | 0 | 0 | 0 | 0 | 0 | 0
PV | 0 | 0 | 0 | 0 | 0 | 0
PeakG | 0 | 0 | 0 | 0 | 0 | 0
PeakO | 0 | 0 | 0 | 0 | 0 | 0
ST | 0 | 0 | 0 | 0 | 0 | 0
STOG | 0 | 0 | 0 | 0 | 0 | 0
STWD | 0 | 0 | 0 | 0 | 0 | 0
WT | 0 | 0 | 0 | 0 | 0 | 0
IGCC | 0 | 0 | 0 | 0 | 0 | 0
DemandResponse | 0 | 0 | 0 | 0 | 0 | 0
IGCC-CCS | 0 | 0 | 0 | 0 | 0 | 0
WT_off | 0 | 0 | 0 | 0 | 0 | 0
PseudoUnit | 0 | 0 | 0 | 1476.49 | 1476.49 | 1476.49
FixedInterchange | 0 | 0 | 0 | 0 | 0 | 0
Cumulative New Build Capacity by Reporting Type: HQ_NY
ReportingType | 2015 | 2020 | 2025 | 2030 | 2035 | 2040
BM | 0 | 0 | 0 | 0 | 0 | 0
CC | 0 | 0 | 0 | 0 | 0 | 0
CSP | 0 | 0 | 0 | 0 | 0 | 0
CT | 0 | 0 | 0 | 0 | 0 | 0
Coal | 0 | 0 | 0 | 0 | 0 | 0
Geo | 0 | 0 | 0 | 0 | 0 | 0
H | 0 | 0 | 0 | 0 | 0 | 0
LFG | 0 | 0 | 0 | 0 | 0 | 0
Nuc | 0 | 0 | 0 | 0 | 0 | 0
PS | 0 | 0 | 0 | 0 | 0 | 0
PV | 0 | 0 | 0 | 0 | 0 | 0
PeakG | 0 | 0 | 0 | 0 | 0 | 0
PeakO | 0 | 0 | 0 | 0 | 0 | 0
ST | 0 | 0 | 0 | 0 | 0 | 0
STOG | 0 | 0 | 0 | 0 | 0 | 0
STWD | 0 | 0 | 0 | 0 | 0 | 0
WT | 0 | 0 | 0 | 0 | 0 | 0
IGCC | 0 | 0 | 0 | 0 | 0 | 0
DemandResponse | 0 | 0 | 0 | 0 | 0 | 0
IGCC-CCS | 0 | 0 | 0 | 0 | 0 | 0
WT_off | 0 | 0 | 0 | 0 | 0 | 0
PseudoUnit | 0 | 0 | 2500 | 2500 | 2500 | 2500
FixedInterchange | 0 | 0 | 0 | 0 | 0 | 0
Cumulative New Build Capacity by Reporting Type: MARITIMES
ReportingType | 2015 | 2020 | 2025 | 2030 | 2035 | 2040
BM | 0 | 0 | 0 | 0 | 0 | 0
CC | 0 | 0 | 0 | 0 | 0 | 0
CSP | 0 | 0 | 0 | 0 | 0 | 0
CT | 0 | 0 | 0 | 0 | 0 | 0
Coal | 0 | 0 | 0 | 0 | 0 | 0
Geo | 0 | 0 | 0 | 0 | 0 | 0
H | 0 | 0 | 0 | 0 | 0 | 0
LFG | 0 | 0 | 0 | 0 | 0 | 0
Nuc | 0 | 0 | 0 | 0 | 0 | 0
PS | 0 | 0 | 0 | 0 | 0 | 0
PV | 0 | 0 | 0 | 0 | 0 | 0
PeakG | 0 | 0 | 0 | 0 | 0 | 0
PeakO | 0 | 0 | 0 | 0 | 0 | 0
ST | 0 | 0 | 0 | 0 | 0 | 0
STOG | 0 | 0 | 0 | 0 | 0 | 0
STWD | 0 | 0 | 0 | 0 | 0 | 0
WT | 0 | 0 | 0 | 0 | 0 | 0
IGCC | 0 | 0 | 0 | 0 | 0 | 0
DemandResponse | 0 | 0 | 0 | 0 | 0 | 0
IGCC-CCS | 0 | 0 | 0 | 0 | 0 | 0
WT_off | 0 | 0 | 0 | 0 | 0 | 0
PseudoUnit | 0 | 0 | 0 | 500 | 500 | 500
FixedInterchange | 0 | 0 | 0 | 0 | 0 | 0
Cumulative New Build Capacity by Reporting Type: All
ReportingType | 2015 | 2020 | 2025 | 2030 | 2035 | 2040
BM | 1251 | 1421.21 | 1959.77 | 1972.51 | 36046.45 | 88463.51
CC | 111071.07 | 170757.26 | 170757.26 | 170757.26 | 170757.26 | 170757.26
CSP | 0 | 0 | 0 | 0 | 0 | 0
CT | 6393.79 | 6693.79 | 6693.79 | 6848.75 | 6848.75 | 6848.75
Coal | 10763.64 | 10763.64 | 10763.64 | 10763.64 | 10763.64 | 10763.64
Geo | 136 | 2211 | 6640 | 6640 | 6640 | 6640
H | 0 | 1199 | 4425 | 6983.5 | 8673 | 8673
LFG | 192 | 2145 | 4355 | 5079 | 5079 | 5079
Nuc | 2740.56 | 7270.56 | 12722.1 | 57270.67 | 107270.67 | 157270.67
PS | 0 | 0 | 0 | 0 | 0 | 0
PV | 1246 | 3314.67 | 4316.04 | 4494.49 | 4507.29 | 4572.76
PeakG | 0 | 0 | 0 | 0 | 0 | 0
PeakO | 0 | 0 | 0 | 0 | 0 | 0
ST | 760 | 1573.04 | 1800.81 | 1938.05 | 4869.27 | 5705.41
STOG | 0 | 0 | 0 | 0 | 0 | 0
STWD | 0 | 0 | 0 | 0 | 0 | 0
WT | 25342 | 102023.35 | 189353.53 | 255988.45 | 285316.2 | 293880.46
IGCC | 618 | 618 | 618 | 618 | 618 | 618
DemandResponse | 0 | 0 | 0 | 0 | 0 | 0
IGCC-CCS | 0 | 0 | 0 | 0 | 0 | 0
WT_off | 469 | 469 | 1569 | 1569 | 29711.97 | 60132.93
PseudoUnit | 0 | 0 | 2500 | 4564.4 | 4564.4 | 4564.4
FixedInterchange | 0 | 0 | 0 | 0 | 0 | 0
Cumulative New Build Capacity by Reporting Type: EI_US
ReportingType | 2015 | 2020 | 2025 | 2030 | 2035 | 2040
BM | 741.12 | 911.33 | 1449.89 | 1462.62 | 30269.96 | 77396.07
CC | 87252.54 | 141733.43 | 141733.43 | 141733.43 | 141733.43 | 141733.43
CSP | 0 | 0 | 0 | 0 | 0 | 0
CT | 4323.69 | 4623.69 | 4623.69 | 4778.65 | 4778.65 | 4778.65
Coal | 7858.64 | 7858.64 | 7858.64 | 7858.64 | 7858.64 | 7858.64
Geo | 0 | 0 | 0 | 0 | 0 | 0
H | 0 | 504 | 2235 | 2329 | 3438 | 3438
LFG | 141.4 | 1160.17 | 2495.5 | 3219 | 3219 | 3219
Nuc | 2740.56 | 7270.56 | 12647.03 | 35959.76 | 62468.16 | 104242.7
PS | 0 | 0 | 0 | 0 | 0 | 0
PV | 57.74 | 2126.41 | 3127.78 | 3306.23 | 3319.04 | 3384.5
PeakG | 0 | 0 | 0 | 0 | 0 | 0
PeakO | 0 | 0 | 0 | 0 | 0 | 0
ST | 0 | 0 | 0 | 0 | 0 | 0
STOG | 0 | 0 | 0 | 0 | 0 | 0
STWD | 0 | 0 | 0 | 0 | 0 | 0
WT | 19786.6 | 76936.46 | 131544.99 | 176304.27 | 196963.05 | 202099.51
IGCC | 618 | 618 | 618 | 618 | 618 | 618
DemandResponse | 0 | 0 | 0 | 0 | 0 | 0
IGCC-CCS | 0 | 0 | 0 | 0 | 0 | 0
WT_off | 469 | 469 | 1569 | 1569 | 29711.97 | 60132.93
PseudoUnit | 0 | 0 | 2500 | 4476.49 | 4476.49 | 4476.49
FixedInterchange | 0 | 0 | 0 | 0 | 0 | 0
Cumulative New Build Capacity by Reporting Type: EI_Canada
ReportingType | 2015 | 2020 | 2025 | 2030 | 2035 | 2040
BM | 326.33 | 326.33 | 326.33 | 326.33 | 326.33 | 326.33
CC | 1544.76 | 1544.76 | 1544.76 | 1544.76 | 1544.76 | 1544.76
CSP | 0 | 0 | 0 | 0 | 0 | 0
CT | 368 | 368 | 368 | 368 | 368 | 368
Coal | 0 | 0 | 0 | 0 | 0 | 0
Geo | 0 | 0 | 0 | 0 | 0 | 0
H | 0 | 695 | 2190 | 4654.5 | 4900 | 4900
LFG | 14.5 | 14.5 | 14.5 | 15 | 15 | 15
Nuc | 0 | 0 | 0 | 0 | 0 | 0
PS | 0 | 0 | 0 | 0 | 0 | 0
PV | 1067.26 | 1067.26 | 1067.26 | 1067.26 | 1067.26 | 1067.26
PeakG | 0 | 0 | 0 | 0 | 0 | 0
PeakO | 0 | 0 | 0 | 0 | 0 | 0
ST | 0 | 0 | 0 | 0 | 0 | 0
STOG | 0 | 0 | 0 | 0 | 0 | 0
STWD | 0 | 0 | 0 | 0 | 0 | 0
WT | 2408.3 | 2408.3 | 2408.3 | 2408.3 | 2408.3 | 2408.3
IGCC | 0 | 0 | 0 | 0 | 0 | 0
DemandResponse | 0 | 0 | 0 | 0 | 0 | 0
IGCC-CCS | 0 | 0 | 0 | 0 | 0 | 0
WT_off | 0 | 0 | 0 | 0 | 0 | 0
PseudoUnit | 0 | 0 | 0 | 87.91 | 87.91 | 87.91
FixedInterchange | 0 | 0 | 0 | 0 | 0 | 0
Cumulative New Build Capacity by Reporting Type: EI
ReportingType | 2015 | 2020 | 2025 | 2030 | 2035 | 2040
BM | 1067.45 | 1237.66 | 1776.22 | 1788.96 | 30596.29 | 77722.41
CC | 88797.29 | 143278.19 | 143278.19 | 143278.19 | 143278.19 | 143278.19
CSP | 0 | 0 | 0 | 0 | 0 | 0
CT | 4691.69 | 4991.69 | 4991.69 | 5146.65 | 5146.65 | 5146.65
Coal | 7858.64 | 7858.64 | 7858.64 | 7858.64 | 7858.64 | 7858.64
Geo | 0 | 0 | 0 | 0 | 0 | 0
H | 0 | 1199 | 4425 | 6983.5 | 8338 | 8338
LFG | 155.9 | 1174.67 | 2510 | 3234 | 3234 | 3234
Nuc | 2740.56 | 7270.56 | 12647.03 | 35959.76 | 62468.16 | 104242.7
PS | 0 | 0 | 0 | 0 | 0 | 0
PV | 1125 | 3193.67 | 4195.04 | 4373.49 | 4386.29 | 4451.76
PeakG | 0 | 0 | 0 | 0 | 0 | 0
PeakO | 0 | 0 | 0 | 0 | 0 | 0
ST | 0 | 0 | 0 | 0 | 0 | 0
STOG | 0 | 0 | 0 | 0 | 0 | 0
STWD | 0 | 0 | 0 | 0 | 0 | 0
WT | 22194.9 | 79344.76 | 133953.29 | 178712.57 | 199371.35 | 204507.81
IGCC | 618 | 618 | 618 | 618 | 618 | 618
DemandResponse | 0 | 0 | 0 | 0 | 0 | 0
IGCC-CCS | 0 | 0 | 0 | 0 | 0 | 0
WT_off | 469 | 469 | 1569 | 1569 | 29711.97 | 60132.93
PseudoUnit | 0 | 0 | 2500 | 4564.4 | 4564.4 | 4564.4
FixedInterchange | 0 | 0 | 0 | 0 | 0 | 0
Cumulative New Build Capacity by Reporting Type: Outside_EI
ReportingType | 2015 | 2020 | 2025 | 2030 | 2035 | 2040
BM | 183.55 | 183.55 | 183.55 | 183.55 | 5450.15 | 10741.1
CC | 22273.78 | 27479.07 | 27479.07 | 27479.07 | 27479.07 | 27479.07
CSP | 0 | 0 | 0 | 0 | 0 | 0
CT | 1702.1 | 1702.1 | 1702.1 | 1702.1 | 1702.1 | 1702.1
Coal | 2905 | 2905 | 2905 | 2905 | 2905 | 2905
Geo | 136 | 2211 | 6640 | 6640 | 6640 | 6640
H | 0 | 0 | 0 | 0 | 335 | 335
LFG | 36.1 | 970.33 | 1845 | 1845 | 1845 | 1845
Nuc | 0 | 0 | 75.07 | 21310.91 | 44802.5 | 53027.97
PS | 0 | 0 | 0 | 0 | 0 | 0
PV | 121 | 121 | 121 | 121 | 121 | 121
PeakG | 0 | 0 | 0 | 0 | 0 | 0
PeakO | 0 | 0 | 0 | 0 | 0 | 0
ST | 760 | 1573.04 | 1800.81 | 1938.05 | 4869.27 | 5705.41
STOG | 0 | 0 | 0 | 0 | 0 | 0
STWD | 0 | 0 | 0 | 0 | 0 | 0
WT | 3147.1 | 22678.59 | 55400.24 | 77275.88 | 85944.85 | 89372.65
IGCC | 0 | 0 | 0 | 0 | 0 | 0
DemandResponse | 0 | 0 | 0 | 0 | 0 | 0
IGCC-CCS | 0 | 0 | 0 | 0 | 0 | 0
WT_off | 0 | 0 | 0 | 0 | 0 | 0
PseudoUnit | 0 | 0 | 0 | 0 | 0 | 0
FixedInterchange | 0 | 0 | 0 | 0 | 0 | 0
#3 | Retirements of Capacity (MW)
Retirements of Capacity by Reporting Type: Entergy
ReportingType | 2015 | 2020 | 2025 | 2030 | 2035 | 2040
BM | 0 | 0 | 0 | 0 | 0 | 0
CC | 0 | 0 | 168.89 | 40.11 | 7940.9 | 4801.22
CSP | 0 | 0 | 0 | 0 | 0 | 0
CT | 0 | 0 | 0 | 0 | 0 | 0
Coal | 1443.87 | 6865.03 | 0 | 0 | 0 | 0
Geo | 0 | 0 | 0 | 0 | 0 | 0
H | 0 | 0 | 0 | 0 | 0 | 0
LFG | 0 | 0 | 0 | 0 | 0 | 0
Nuc | 0 | 0 | 0 | 0 | 842 | 997
PS | 0 | 0 | 0 | 0 | 0 | 0
PV | 0 | 0 | 0 | 0 | 0 | 0
PeakG | 0 | 0 | 0 | 2150.31 | 636.69 | 0
PeakO | 0 | 0 | 174 | 0 | 0 | 0
ST | 0 | 0 | 0 | 0 | 0 | 0
STOG | 13385.39 | 0 | 1479.61 | 0 | 0 | 0
STWD | 0 | 0 | 0 | 0 | 0 | 0
WT | 0 | 0 | 0 | 0 | 0 | 0
IGCC | 0 | 0 | 0 | 0 | 0 | 0
DemandResponse | 0 | 0 | 0 | 0 | 0 | 0
IGCC-CCS | 0 | 0 | 0 | 0 | 0 | 0
WT_off | 0 | 0 | 0 | 0 | 0 | 0
PseudoUnit | 0 | 0 | 0 | 0 | 0 | 0
FixedInterchange | 0 | 0 | 0 | 0 | 0 | 0
Retirements of Capacity by Reporting Type: FRCC
ReportingType | 2015 | 2020 | 2025 | 2030 | 2035 | 2040
BM | 0 | 0 | 0 | 0 | 0 | 0
CC | 0 | 0 | 0 | 8101.03 | 6867.21 | 0
CSP | 0 | 0 | 0 | 0 | 0 | 0
CT | 0 | 0 | 0 | 0 | 2480 | 0
Coal | 6661.4 | 1104 | 0 | 0 | 0 | 0
Geo | 0 | 0 | 0 | 0 | 0 | 0
H | 0 | 0 | 0 | 0 | 0 | 0
LFG | 0 | 0 | 0 | 0 | 0 | 0
Nuc | 0 | 0 | 0 | 0 | 1615.33 | 1677
PS | 0 | 0 | 0 | 0 | 0 | 0
PV | 0 | 0 | 0 | 0 | 0 | 0
PeakG | 0 | 0 | 0 | 1934.69 | 0 | 0
PeakO | 0 | 0 | 1417.55 | 865.45 | 0 | 0
ST | 0 | 0 | 0 | 0 | 0 | 0
STOG | 9833 | 0 | 0 | 0 | 0 | 0
STWD | 0 | 0 | 0 | 0 | 0 | 0
WT | 0 | 0 | 0 | 0 | 0 | 0
IGCC | 0 | 0 | 0 | 0 | 0 | 0
DemandResponse | 0 | 0 | 0 | 0 | 0 | 0
IGCC-CCS | 0 | 0 | 0 | 0 | 0 | 0
WT_off | 0 | 0 | 0 | 0 | 0 | 0
PseudoUnit | 0 | 0 | 0 | 0 | 0 | 0
FixedInterchange | 0 | 0 | 0 | 0 | 0 | 0
Retirements of Capacity by Reporting Type: MAPP_US
ReportingType | 2015 | 2020 | 2025 | 2030 | 2035 | 2040
BM | 0 | 0 | 0 | 0 | 0 | 0
CC | 0 | 0 | 0 | 0 | 0 | 0
CSP | 0 | 0 | 0 | 0 | 0 | 0
CT | 0 | 0 | 0 | 0 | 0 | 0
Coal | 1891.09 | 904.19 | 751.21 | 0 | 0 | 0
Geo | 0 | 0 | 0 | 0 | 0 | 0
H | 0 | 0 | 0 | 0 | 0 | 0
LFG | 0 | 0 | 0 | 0 | 0 | 0
Nuc | 0 | 0 | 0 | 0 | 0 | 0
PS | 0 | 0 | 0 | 0 | 0 | 0
PV | 0 | 0 | 0 | 0 | 0 | 0
PeakG | 0 | 0 | 0 | 0 | 0 | 0
PeakO | 0 | 0 | 0 | 0 | 0 | 0
ST | 0 | 0 | 0 | 0 | 0 | 0
STOG | 36 | 0 | 0 | 0 | 0 | 0
STWD | 0 | 0 | 0 | 0 | 0 | 0
WT | 0 | 0 | 0 | 0 | 0 | 0
IGCC | 0 | 0 | 0 | 0 | 0 | 0
DemandResponse | 0 | 0 | 0 | 0 | 0 | 0
IGCC-CCS | 0 | 0 | 0 | 0 | 0 | 0
WT_off | 0 | 0 | 0 | 0 | 0 | 0
PseudoUnit | 0 | 0 | 0 | 0 | 0 | 0
FixedInterchange | 0 | 0 | 0 | 0 | 0 | 0
Retirements of Capacity by Reporting Type: MISO_IN
ReportingType | 2015 | 2020 | 2025 | 2030 | 2035 | 2040
BM | 0 | 0 | 0 | 0 | 0 | 0
CC | 0 | 0 | 0 | 0 | 0 | 3295.98
CSP | 0 | 0 | 0 | 0 | 0 | 0
CT | 0 | 0 | 0 | 0 | 0 | 0
Coal | 6932.7 | 3053 | 0 | 0 | 0 | 0
Geo | 0 | 0 | 0 | 0 | 0 | 0
H | 0 | 0 | 0 | 0 | 0 | 0
LFG | 0 | 0 | 0 | 0 | 0 | 0
Nuc | 0 | 0 | 0 | 0 | 0 | 0
PS | 0 | 0 | 0 | 0 | 0 | 0
PV | 0 | 0 | 0 | 0 | 0 | 0
PeakG | 0 | 0 | 0 | 0 | 0 | 0
PeakO | 0 | 0 | 0 | 0 | 0 | 0
ST | 0 | 0 | 0 | 0 | 0 | 0
STOG | 0 | 0 | 0 | 0 | 0 | 279
STWD | 0 | 0 | 0 | 0 | 0 | 0
WT | 0 | 0 | 0 | 0 | 0 | 0
IGCC | 0 | 0 | 0 | 0 | 0 | 0
DemandResponse | 0 | 0 | 0 | 0 | 0 | 0
IGCC-CCS | 0 | 0 | 0 | 0 | 0 | 0
WT_off | 0 | 0 | 0 | 0 | 0 | 0
PseudoUnit | 0 | 0 | 0 | 0 | 0 | 0
FixedInterchange | 0 | 0 | 0 | 0 | 0 | 0
Retirements of Capacity by Reporting Type: MISO_MI
ReportingType | 2015 | 2020 | 2025 | 2030 | 2035 | 2040
BM | 0 | 0 | 0 | 0 | 0 | 0
CC | 0 | 0 | 0 | 0 | 0 | 2921.35
CSP | 0 | 0 | 0 | 0 | 0 | 0
CT | 0 | 0 | 0 | 0 | 0 | 0
Coal | 6340 | 4452 | 0 | 0 | 0 | 0
Geo | 0 | 0 | 0 | 0 | 0 | 0
H | 0 | 0 | 0 | 0 | 0 | 0
LFG | 0 | 0 | 0 | 0 | 0 | 0
Nuc | 0 | 0 | 0 | 0 | 778 | 0
PS | 0 | 0 | 0 | 0 | 0 | 0
PV | 0 | 0 | 0 | 0 | 0 | 0
PeakG | 0 | 0 | 0 | 0 | 0 | 0
PeakO | 0 | 0 | 0 | 0 | 0 | 0
ST | 0 | 0 | 0 | 0 | 0 | 0
STOG | 0 | 0 | 0 | 0 | 0 | 2852
STWD | 0 | 0 | 0 | 0 | 0 | 0
WT | 0 | 0 | 0 | 0 | 0 | 0
IGCC | 0 | 0 | 0 | 0 | 0 | 0
DemandResponse | 0 | 0 | 0 | 0 | 0 | 0
IGCC-CCS | 0 | 0 | 0 | 0 | 0 | 0
WT_off | 0 | 0 | 0 | 0 | 0 | 0
PseudoUnit | 0 | 0 | 0 | 0 | 0 | 0
FixedInterchange | 0 | 0 | 0 | 0 | 0 | 0
Retirements of Capacity by Reporting Type: MISO_MO-IL
ReportingType | 2015 | 2020 | 2025 | 2030 | 2035 | 2040
BM | 0 | 0 | 0 | 0 | 0 | 0
CC | 0 | 0 | 0 | 0 | 0 | 0
CSP | 0 | 0 | 0 | 0 | 0 | 0
CT | 0 | 0 | 0 | 0 | 0 | 0
Coal | 4854.56 | 8113.14 | 0 | 0 | 0 | 0
Geo | 0 | 0 | 0 | 0 | 0 | 0
H | 0 | 0 | 0 | 0 | 0 | 0
LFG | 0 | 0 | 0 | 0 | 0 | 0
Nuc | 0 | 0 | 0 | 0 | 0 | 0
PS | 0 | 0 | 0 | 0 | 0 | 0
PV | 0 | 0 | 0 | 0 | 0 | 0
PeakG | 0 | 0 | 0 | 0 | 0 | 0
PeakO | 0 | 0 | 0 | 0 | 0 | 0
ST | 0 | 0 | 0 | 0 | 0 | 0
STOG | 0 | 0 | 0 | 0 | 0 | 592
STWD | 0 | 0 | 0 | 0 | 0 | 0
WT | 0 | 0 | 0 | 0 | 0 | 0
IGCC | 0 | 0 | 0 | 0 | 0 | 0
DemandResponse | 0 | 0 | 0 | 0 | 0 | 0
IGCC-CCS | 0 | 0 | 0 | 0 | 0 | 0
WT_off | 0 | 0 | 0 | 0 | 0 | 0
PseudoUnit | 0 | 0 | 0 | 0 | 0 | 0
FixedInterchange | 0 | 0 | 0 | 0 | 0 | 0
Retirements of Capacity by Reporting Type: MISO_W
ReportingType | 2015 | 2020 | 2025 | 2030 | 2035 | 2040
BM | 0 | 0 | 0 | 0 | 0 | 0
CC | 0 | 0 | 0 | 0 | 0 | 11
CSP | 0 | 0 | 0 | 0 | 0 | 0
CT | 0 | 0 | 0 | 0 | 0 | 0
Coal | 4076.19 | 5293.4 | 1465.6 | 0 | 2299.4 | 0
Geo | 0 | 0 | 0 | 0 | 0 | 0
H | 0 | 0 | 0 | 0 | 0 | 0
LFG | 0 | 0 | 0 | 0 | 0 | 0
Nuc | 0 | 0 | 0 | 0 | 2361.23 | 0
PS | 0 | 0 | 0 | 0 | 0 | 0
PV | 0 | 0 | 0 | 0 | 0 | 0
PeakG | 0 | 0 | 0 | 0 | 0 | 0
PeakO | 0 | 0 | 0 | 0 | 0 | 0
ST | 0 | 0 | 0 | 0 | 0 | 0
STOG | 0 | 0 | 0 | 0 | 0 | 172
STWD | 0 | 0 | 0 | 0 | 0 | 0
WT | 0 | 0 | 0 | 0 | 0 | 0
IGCC | 0 | 0 | 0 | 0 | 0 | 0
DemandResponse | 0 | 0 | 0 | 0 | 0 | 0
IGCC-CCS | 0 | 0 | 0 | 0 | 0 | 0
WT_off | 0 | 0 | 0 | 0 | 0 | 0
PseudoUnit | 0 | 0 | 0 | 0 | 0 | 0
FixedInterchange | 0 | 0 | 0 | 0 | 0 | 0
Retirements of Capacity by Reporting Type: MISO_WUMS
ReportingType | 2015 | 2020 | 2025 | 2030 | 2035 | 2040
BM | 0 | 0 | 0 | 0 | 0 | 0
CC | 0 | 0 | 0 | 0 | 0 | 5483.8
CSP | 0 | 0 | 0 | 0 | 0 | 0
CT | 0 | 0 | 0 | 0 | 0 | 0
Coal | 4191.1 | 2202.1 | 0 | 0 | 0 | 0
Geo | 0 | 0 | 0 | 0 | 0 | 0
H | 0 | 0 | 0 | 0 | 0 | 0
LFG | 0 | 0 | 0 | 0 | 0 | 0
Nuc | 0 | 0 | 0 | 0 | 1816.9 | 0
PS | 0 | 0 | 0 | 0 | 0 | 0
PV | 0 | 0 | 0 | 0 | 0 | 0
PeakG | 0 | 0 | 0 | 0 | 0 | 0
PeakO | 0 | 0 | 0 | 0 | 0 | 0
ST | 0 | 0 | 0 | 0 | 0 | 0
STOG | 59.5 | 0 | 0 | 0 | 0 | 300.5
STWD | 0 | 0 | 0 | 0 | 0 | 0
WT | 0 | 0 | 0 | 0 | 0 | 0
IGCC | 0 | 0 | 0 | 0 | 0 | 0
DemandResponse | 0 | 0 | 0 | 0 | 0 | 0
IGCC-CCS | 0 | 0 | 0 | 0 | 0 | 0
WT_off | 0 | 0 | 0 | 0 | 0 | 0
PseudoUnit | 0 | 0 | 0 | 0 | 0 | 0
FixedInterchange | 0 | 0 | 0 | 0 | 0 | 0
Retirements of Capacity by Reporting Type: Nebraska
ReportingType | 2015 | 2020 | 2025 | 2030 | 2035 | 2040
BM | 0 | 0 | 0 | 0 | 0 | 0
CC | 0 | 0 | 0 | 0 | 0 | 0
CSP | 0 | 0 | 0 | 0 | 0 | 0
CT | 0 | 0 | 0 | 0 | 0 | 0
Coal | 0 | 3195.8 | 0 | 0 | 0 | 0
Geo | 0 | 0 | 0 | 0 | 0 | 0
H | 0 | 0 | 0 | 0 | 0 | 0
LFG | 0 | 0 | 0 | 0 | 0 | 0
Nuc | 0 | 0 | 0 | 0 | 1251.8 | 0
PS | 0 | 0 | 0 | 0 | 0 | 0
PV | 0 | 0 | 0 | 0 | 0 | 0
PeakG | 0 | 0 | 0 | 0 | 0 | 0
PeakO | 0 | 0 | 0 | 0 | 0 | 0
ST | 0 | 0 | 0 | 0 | 0 | 0
STOG | 270 | 0 | 0 | 0 | 0 | 0
STWD | 0 | 0 | 0 | 0 | 0 | 0
WT | 0 | 0 | 0 | 0 | 0 | 0
IGCC | 0 | 0 | 0 | 0 | 0 | 0
DemandResponse | 0 | 0 | 0 | 0 | 0 | 0
IGCC-CCS | 0 | 0 | 0 | 0 | 0 | 0
WT_off | 0 | 0 | 0 | 0 | 0 | 0
PseudoUnit | 0 | 0 | 0 | 0 | 0 | 0
FixedInterchange | 0 | 0 | 0 | 0 | 0 | 0
Retirements of Capacity by Reporting Type: NEISO
ReportingType | 2015 | 2020 | 2025 | 2030 | 2035 | 2040
BM | 0 | 0 | 0 | 0 | 0 | 0
CC | 1035.91 | 3026.92 | 1306.3 | 1568.61 | 0 | 389.86
CSP | 0 | 0 | 0 | 0 | 0 | 0
CT | 0 | 0 | 0 | 9.5 | 189.93 | 0
Coal | 2250.13 | 320 | 0 | 0 | 0 | 0
Geo | 0 | 0 | 0 | 0 | 0 | 0
H | 0 | 0 | 0 | 0 | 0 | 0
LFG | 0 | 0 | 0 | 0 | 0 | 0
Nuc | 0 | 0 | 0 | 0 | 1289 | 876.92
PS | 0 | 0 | 0 | 0 | 0 | 0
PV | 0 | 0 | 0 | 0 | 0 | 0
PeakG | 0 | 0 | 0 | 0 | 0 | 0
PeakO | 1183 | 0 | 0 | 0 | 0 | 0
ST | 0 | 0 | 0 | 0 | 0 | 0
STOG | 6237 | 0 | 0 | 0 | 0 | 0
STWD | 0 | 0 | 0 | 0 | 0 | 0
WT | 0 | 0 | 0 | 0 | 0 | 0
IGCC | 0 | 0 | 0 | 0 | 0 | 0
DemandResponse | 0 | 0 | 0 | 0 | 0 | 0
IGCC-CCS | 0 | 0 | 0 | 0 | 0 | 0
WT_off | 0 | 0 | 0 | 0 | 0 | 0
PseudoUnit | 0 | 0 | 0 | 0 | 0 | 0
FixedInterchange | 0 | 0 | 0 | 0 | 0 | 0
Retirements of Capacity by Reporting Type: NonRTO_Midwest
ReportingType | 2015 | 2020 | 2025 | 2030 | 2035 | 2040
BM | 0 | 0 | 0 | 0 | 0 | 0
CC | 0 | 0 | 0 | 0 | 0 | 3030.65
CSP | 0 | 0 | 0 | 0 | 0 | 0
CT | 0 | 0 | 0 | 0 | 0 | 0
Coal | 4347.3 | 2735.41 | 802.59 | 546 | 0 | 0
Geo | 0 | 0 | 0 | 0 | 0 | 0
H | 0 | 0 | 0 | 0 | 0 | 0
LFG | 0 | 0 | 0 | 0 | 0 | 0
Nuc | 0 | 0 | 0 | 0 | 0 | 0
PS | 0 | 0 | 0 | 0 | 0 | 0
PV | 0 | 0 | 0 | 0 | 0 | 0
PeakG | 0 | 0 | 0 | 275.53 | 1255.11 | 1231.89
PeakO | 0 | 0 | 0 | 12 | 0 | 0
ST | 0 | 0 | 0 | 0 | 0 | 0
STOG | 0 | 0 | 0 | 0 | 0 | 0
STWD | 0 | 0 | 0 | 0 | 0 | 0
WT | 0 | 0 | 0 | 0 | 0 | 0
IGCC | 0 | 0 | 0 | 0 | 0 | 0
DemandResponse | 0 | 0 | 0 | 0 | 0 | 0
IGCC-CCS | 0 | 0 | 0 | 0 | 0 | 0
WT_off | 0 | 0 | 0 | 0 | 0 | 0
PseudoUnit | 0 | 0 | 0 | 0 | 0 | 0
FixedInterchange | 0 | 0 | 0 | 0 | 0 | 0
Retirements of Capacity by Reporting Type: NYISO_A-F
ReportingType | 2015 | 2020 | 2025 | 2030 | 2035 | 2040
BM | 0 | 0 | 0 | 0 | 0 | 0
CC | 122.03 | 0 | 1808.68 | 0 | 817.81 | 359.78
CSP | 0 | 0 | 0 | 0 | 0 | 0
CT | 0 | 0 | 0 | 0 | 0 | 0
Coal | 2251.9 | 0 | 0 | 0 | 0 | 0
Geo | 0 | 0 | 0 | 0 | 0 | 0
H | 0 | 0 | 0 | 0 | 0 | 0
LFG | 0 | 0 | 0 | 0 | 0 | 0
Nuc | 0 | 0 | 0 | 621.2 | 580.5 | 852.2
PS | 0 | 0 | 0 | 0 | 0 | 0
PV | 0 | 0 | 0 | 0 | 0 | 0
PeakG | 0 | 0 | 0 | 0 | 0 | 0
PeakO | 0 | 0 | 0 | 0 | 0 | 0
ST | 0 | 0 | 0 | 0 | 0 | 0
STOG | 1701 | 0 | 0 | 0 | 0 | 0
STWD | 0 | 0 | 0 | 0 | 0 | 0
WT | 0 | 0 | 0 | 0 | 0 | 0
IGCC | 0 | 0 | 0 | 0 | 0 | 0
DemandResponse | 0 | 0 | 0 | 0 | 0 | 0
IGCC-CCS | 0 | 0 | 0 | 0 | 0 | 0
WT_off | 0 | 0 | 0 | 0 | 0 | 0
PseudoUnit | 0 | 0 | 0 | 0 | 0 | 0
FixedInterchange | 0 | 0 | 0 | 0 | 0 | 0
Retirements of Capacity by Reporting Type: NYISO_G-I
ReportingType | 2015 | 2020 | 2025 | 2030 | 2035 | 2040
BM | 0 | 0 | 0 | 0 | 0 | 0
CC | 0 | 0 | 0 | 0 | 0 | 0
CSP | 0 | 0 | 0 | 0 | 0 | 0
CT | 0 | 0 | 0 | 0 | 0 | 0
Coal | 368.2 | 0 | 0 | 0 | 0 | 0
Geo | 0 | 0 | 0 | 0 | 0 | 0
H | 0 | 0 | 0 | 0 | 0 | 0
LFG | 0 | 0 | 0 | 0 | 0 | 0
Nuc | 0 | 0 | 0 | 0 | 1019.6 | 1025
PS | 0 | 0 | 0 | 0 | 0 | 0
PV | 0 | 0 | 0 | 0 | 0 | 0
PeakG | 0 | 0 | 0 | 0 | 0 | 0
PeakO | 0 | 0 | 0 | 0 | 0 | 0
ST | 0 | 0 | 0 | 0 | 0 | 0
STOG | 2431 | 0 | 0 | 0 | 0 | 0
STWD | 0 | 0 | 0 | 0 | 0 | 0
WT | 0 | 0 | 0 | 0 | 0 | 0
IGCC | 0 | 0 | 0 | 0 | 0 | 0
DemandResponse | 0 | 0 | 0 | 0 | 0 | 0
IGCC-CCS | 0 | 0 | 0 | 0 | 0 | 0
WT_off | 0 | 0 | 0 | 0 | 0 | 0
PseudoUnit | 0 | 0 | 0 | 0 | 0 | 0
FixedInterchange | 0 | 0 | 0 | 0 | 0 | 0
Retirements of Capacity by Reporting Type: NYISO_J-K
ReportingType | 2015 | 2020 | 2025 | 2030 | 2035 | 2040
BM | 0 | 0 | 0 | 0 | 0 | 0
CC | 0 | 0 | 0 | 0 | 0 | 0
CSP | 0 | 0 | 0 | 0 | 0 | 0
CT | 0 | 0 | 0 | 0 | 0 | 0
Coal | 0 | 0 | 0 | 0 | 0 | 0
Geo | 0 | 0 | 0 | 0 | 0 | 0
H | 0 | 0 | 0 | 0 | 0 | 0
LFG | 0 | 0 | 0 | 0 | 0 | 0
Nuc | 0 | 0 | 0 | 0 | 0 | 0
PS | 0 | 0 | 0 | 0 | 0 | 0
PV | 0 | 0 | 0 | 0 | 0 | 0
PeakG | 0 | 0 | 0 | 0 | 0 | 0
PeakO | 0 | 0 | 0 | 0 | 0 | 0
ST | 0 | 0 | 0 | 0 | 0 | 0
STOG | 3377.51 | 0 | 0 | 0 | 0 | 0
STWD | 0 | 0 | 0 | 0 | 0 | 0
WT | 0 | 0 | 0 | 0 | 0 | 0
IGCC | 0 | 0 | 0 | 0 | 0 | 0
DemandResponse | 0 | 0 | 0 | 0 | 0 | 0
IGCC-CCS | 0 | 0 | 0 | 0 | 0 | 0
WT_off | 0 | 0 | 0 | 0 | 0 | 0
PseudoUnit | 0 | 0 | 0 | 0 | 0 | 0
FixedInterchange | 0 | 0 | 0 | 0 | 0 | 0
Retirements of Capacity by Reporting Type: PJM_E
ReportingType | 2015 | 2020 | 2025 | 2030 | 2035 | 2040
BM | 0 | 0 | 0 | 0 | 0 | 0
CC | 0 | 0 | 0 | 0 | 618.3 | 523
CSP | 0 | 0 | 0 | 0 | 0 | 0
CT | 0 | 0 | 0 | 26.2 | 0 | 0
Coal | 2804 | 568 | 0 | 0 | 0 | 0
Geo | 0 | 0 | 0 | 0 | 0 | 0
H | 0 | 0 | 0 | 0 | 0 | 0
LFG | 0 | 0 | 0 | 0 | 0 | 0
Nuc | 0 | 614.5 | 0 | 0 | 2224 | 1174
PS | 0 | 0 | 0 | 0 | 0 | 0
PV | 0 | 0 | 0 | 0 | 0 | 0
PeakG | 268.5 | 0 | 0 | 0 | 0 | 0
PeakO | 2.7 | 0 | 0 | 0 | 0 | 0
ST | 0 | 0 | 0 | 0 | 0 | 0
STOG | 629.5 | 0 | 2622.5 | 0 | 0 | 0
STWD | 0 | 0 | 0 | 0 | 0 | 0
WT | 0 | 0 | 0 | 0 | 0 | 0
IGCC | 0 | 0 | 0 | 0 | 0 | 0
DemandResponse | 0 | 0 | 0 | 0 | 0 | 0
IGCC-CCS | 0 | 0 | 0 | 0 | 0 | 0
WT_off | 0 | 0 | 0 | 0 | 0 | 0
PseudoUnit | 0 | 0 | 0 | 0 | 0 | 0
FixedInterchange | 0 | 0 | 0 | 0 | 0 | 0
Retirements of Capacity by Reporting Type: PJM_ROM
ReportingType | 2015 | 2020 | 2025 | 2030 | 2035 | 2040
BM | 0 | 0 | 0 | 0 | 0 | 0
CC | 0 | 0 | 0 | 0 | 0 | 2258.63
CSP | 0 | 0 | 0 | 0 | 0 | 0
CT | 0 | 0 | 0 | 0 | 16 | 0
Coal | 14216.62 | 1234 | 521 | 0 | 0 | 0
Geo | 0 | 0 | 0 | 0 | 0 | 0
H | 0 | 0 | 0 | 0 | 0 | 0
LFG | 0 | 0 | 0 | 0 | 0 | 0
Nuc | 0 | 0 | 0 | 0 | 1732 | 899
PS | 0 | 0 | 0 | 0 | 0 | 0
PV | 0 | 0 | 0 | 0 | 0 | 0
PeakG | 0 | 0 | 0 | 0 | 0 | 0
PeakO | 270 | 0 | 0 | 340.81 | 0 | 1225.19
ST | 0 | 0 | 0 | 0 | 0 | 0
STOG | 580 | 0 | 3271.66 | 257.34 | 0 | 0
STWD | 0 | 0 | 0 | 0 | 0 | 0
WT | 0 | 0 | 0 | 0 | 0 | 0
IGCC | 0 | 0 | 0 | 0 | 0 | 0
DemandResponse | 0 | 0 | 0 | 0 | 0 | 0
IGCC-CCS | 0 | 0 | 0 | 0 | 0 | 0
WT_off | 0 | 0 | 0 | 0 | 0 | 0
PseudoUnit | 0 | 0 | 0 | 0 | 0 | 0
FixedInterchange | 0 | 0 | 0 | 0 | 0 | 0
Retirements of Capacity by Reporting Type: PJM_ROR
ReportingType | 2015 | 2020 | 2025 | 2030 | 2035 | 2040
BM | 0 | 0 | 0 | 0 | 0 | 0
CC | 0 | 0 | 0 | 0 | 174 | 19792.45
CSP | 0 | 0 | 0 | 0 | 0 | 0
CT | 0 | 0 | 0 | 0 | 29 | 0
Coal | 34889.37 | 11067.9 | 5392.93 | 0 | 0 | 0
Geo | 0 | 0 | 0 | 0 | 0 | 0
H | 0 | 0 | 0 | 0 | 0 | 0
LFG | 0 | 0 | 0 | 0 | 0 | 0
Nuc | 0 | 0 | 0 | 867 | 4275 | 4883.16
PS | 0 | 0 | 0 | 0 | 0 | 0
PV | 0 | 0 | 0 | 0 | 0 | 0
PeakG | 0 | 0 | 0 | 0 | 0 | 0
PeakO | 19 | 0 | 0 | 297.9 | 0 | 1444.1
ST | 0 | 0 | 0 | 0 | 0 | 0
STOG | 0 | 0 | 1113.1 | 1008.9 | 0 | 0
STWD | 0 | 0 | 0 | 0 | 0 | 0
WT | 0 | 0 | 0 | 0 | 0 | 0
IGCC | 0 | 0 | 0 | 0 | 0 | 0
DemandResponse | 0 | 0 | 0 | 0 | 0 | 0
IGCC-CCS | 0 | 0 | 0 | 0 | 0 | 0
WT_off | 0 | 0 | 0 | 0 | 0 | 0
PseudoUnit | 0 | 0 | 0 | 0 | 0 | 0
FixedInterchange | 0 | 0 | 0 | 0 | 0 | 0
Retirements of Capacity by Reporting Type: SOCO
ReportingType | 2015 | 2020 | 2025 | 2030 | 2035 | 2040
BM | 0 | 0 | 0 | 0 | 0 | 0
CC | 0 | 0 | 0 | 186 | 10226.32 | 6722.65
CSP | 0 | 0 | 0 | 0 | 0 | 0
CT | 0 | 0 | 0 | 0 | 0 | 0
Coal | 17250.74 | 4129.98 | 2028.72 | 0 | 0 | 0
Geo | 0 | 0 | 0 | 0 | 0 | 0
H | 0 | 0 | 0 | 0 | 0 | 0
LFG | 0 | 0 | 0 | 0 | 0 | 0
Nuc | 0 | 0 | 0 | 0 | 0 | 2645.05
PS | 0 | 0 | 0 | 0 | 0 | 0
PV | 0 | 0 | 0 | 0 | 0 | 0
PeakG | 210 | 0 | 0 | 8127.94 | 0 | 0
PeakO | 1139 | 0 | 0 | 0 | 0 | 0
ST | 0 | 0 | 0 | 0 | 0 | 0
STOG | 854 | 0 | 0 | 0 | 0 | 0
STWD | 0 | 0 | 0 | 0 | 0 | 0
WT | 0 | 0 | 0 | 0 | 0 | 0
IGCC | 0 | 0 | 0 | 0 | 0 | 0
DemandResponse | 0 | 0 | 0 | 0 | 0 | 0
IGCC-CCS | 0 | 0 | 0 | 0 | 0 | 0
WT_off | 0 | 0 | 0 | 0 | 0 | 0
PseudoUnit | 0 | 0 | 0 | 0 | 0 | 0
FixedInterchange | 0 | 0 | 0 | 0 | 0 | 0
Retirements of Capacity by Reporting Type: SPP_N
ReportingType | 2015 | 2020 | 2025 | 2030 | 2035 | 2040
BM | 0 | 0 | 0 | 0 | 0 | 0
CC | 0 | 0 | 0 | 0 | 0 | 0
CSP | 0 | 0 | 0 | 0 | 0 | 0
CT | 0 | 0 | 0 | 0 | 0 | 0
Coal | 621 | 2249.38 | 2227.35 | 0 | 834.77 | 0
Geo | 0 | 0 | 0 | 0 | 0 | 0
H | 0 | 0 | 0 | 0 | 0 | 0
LFG | 0 | 0 | 0 | 0 | 0 | 0
Nuc | 0 | 0 | 0 | 0 | 0 | 0
PS | 0 | 0 | 0 | 0 | 0 | 0
PV | 0 | 0 | 0 | 0 | 0 | 0
PeakG | 0 | 0 | 0 | 0 | 0 | 0
PeakO | 0 | 0 | 0 | 0 | 0 | 0
ST | 0 | 0 | 0 | 0 | 0 | 0
STOG | 868.83 | 0 | 0 | 0 | 620.83 | 259.34
STWD | 0 | 0 | 0 | 0 | 0 | 0
WT | 0 | 0 | 0 | 0 | 0 | 0
IGCC | 0 | 0 | 0 | 0 | 0 | 0
DemandResponse | 0 | 0 | 0 | 0 | 0 | 0
IGCC-CCS | 0 | 0 | 0 | 0 | 0 | 0
WT_off | 0 | 0 | 0 | 0 | 0 | 0
PseudoUnit | 0 | 0 | 0 | 0 | 0 | 0
FixedInterchange | 0 | 0 | 0 | 0 | 0 | 0
Retirements of Capacity by Reporting Type: SPP_S
ReportingType | 2015 | 2020 | 2025 | 2030 | 2035 | 2040
BM | 0 | 0 | 0 | 0 | 0 | 0
CC | 0 | 0 | 0 | 0 | 0 | 0
CSP | 0 | 0 | 0 | 0 | 0 | 0
CT | 0 | 0 | 0 | 0 | 0 | 0
Coal | 2944.38 | 7749.55 | 2275.38 | 0 | 170.62 | 0
Geo | 0 | 0 | 0 | 0 | 0 | 0
H | 0 | 0 | 0 | 0 | 0 | 0
LFG | 0 | 0 | 0 | 0 | 0 | 0
Nuc | 0 | 0 | 0 | 0 | 0 | 0
PS | 0 | 0 | 0 | 0 | 0 | 0
PV | 0 | 0 | 0 | 0 | 0 | 0
PeakG | 0 | 0 | 0 | 0 | 0 | 0
PeakO | 0 | 0 | 0 | 0 | 0 | 0
ST | 0 | 0 | 0 | 0 | 0 | 0
STOG | 4017.08 | 0 | 0 | 0 | 3134 | 2467.04
STWD | 0 | 0 | 0 | 0 | 0 | 0
WT | 0 | 0 | 0 | 0 | 0 | 0
IGCC | 0 | 0 | 0 | 0 | 0 | 0
DemandResponse | 0 | 0 | 0 | 0 | 0 | 0
IGCC-CCS | 0 | 0 | 0 | 0 | 0 | 0
WT_off | 0 | 0 | 0 | 0 | 0 | 0
PseudoUnit | 0 | 0 | 0 | 0 | 0 | 0
FixedInterchange | 0 | 0 | 0 | 0 | 0 | 0
Retirements of Capacity by Reporting Type: TVA
ReportingType | 2015 | 2020 | 2025 | 2030 | 2035 | 2040
BM | 0 | 0 | 0 | 0 | 0 | 0
CC | 0 | 0 | 0 | 0 | 3890.12 | 4316.65
CSP | 0 | 0 | 0 | 0 | 0 | 0
CT | 0 | 0 | 0 | 0 | 0 | 0
Coal | 10428.13 | 2104 | 1861.26 | 765.61 | 0 | 0
Geo | 0 | 0 | 0 | 0 | 0 | 0
H | 0 | 0 | 0 | 0 | 0 | 0
LFG | 0 | 0 | 0 | 0 | 0 | 0
Nuc | 0 | 0 | 0 | 0 | 2512.33 | 1278.67
PS | 0 | 0 | 0 | 0 | 0 | 0
PV | 0 | 0 | 0 | 0 | 0 | 0
PeakG | 0 | 0 | 0 | 0 | 1149.4 | 0
PeakO | 0 | 0 | 0 | 0 | 83 | 0
ST | 0 | 0 | 0 | 0 | 0 | 0
STOG | 0 | 0 | 0 | 0 | 0 | 0
STWD | 0 | 0 | 0 | 0 | 0 | 0
WT | 0 | 0 | 0 | 0 | 0 | 0
IGCC | 0 | 0 | 0 | 0 | 0 | 0
DemandResponse | 0 | 0 | 0 | 0 | 0 | 0
IGCC-CCS | 0 | 0 | 0 | 0 | 0 | 0
WT_off | 0 | 0 | 0 | 0 | 0 | 0
PseudoUnit | 0 | 0 | 0 | 0 | 0 | 0
FixedInterchange | 0 | 0 | 0 | 0 | 0 | 0
Retirements of Capacity by Reporting Type: TVA_Transmission
ReportingType | 2015 | 2020 | 2025 | 2030 | 2035 | 2040
BM | 0 | 0 | 0 | 0 | 0 | 0
CC | 0 | 0 | 0 | 0 | 0 | 0
CSP | 0 | 0 | 0 | 0 | 0 | 0
CT | 0 | 0 | 0 | 0 | 0 | 0
Coal | 0 | 0 | 0 | 0 | 0 | 0
Geo | 0 | 0 | 0 | 0 | 0 | 0
H | 0 | 0 | 0 | 0 | 0 | 0
LFG | 0 | 0 | 0 | 0 | 0 | 0
Nuc | 0 | 0 | 0 | 0 | 0 | 0
PS | 0 | 0 | 0 | 0 | 0 | 0
PV | 0 | 0 | 0 | 0 | 0 | 0
PeakG | 0 | 0 | 0 | 0 | 0 | 0
PeakO | 0 | 0 | 0 | 0 | 0 | 0
ST | 0 | 0 | 0 | 0 | 0 | 0
STOG | 0 | 0 | 0 | 0 | 0 | 0
STWD | 0 | 0 | 0 | 0 | 0 | 0
WT | 0 | 0 | 0 | 0 | 0 | 0
IGCC | 0 | 0 | 0 | 0 | 0 | 0
DemandResponse | 0 | 0 | 0 | 0 | 0 | 0
IGCC-CCS | 0 | 0 | 0 | 0 | 0 | 0
WT_off | 0 | 0 | 0 | 0 | 0 | 0
PseudoUnit | 0 | 0 | 0 | 0 | 0 | 0
FixedInterchange | 0 | 0 | 0 | 0 | 0 | 0
Retirements of Capacity by Reporting Type: VACAR
ReportingType | 2015 | 2020 | 2025 | 2030 | 2035 | 2040
BM | 0 | 0 | 0 | 0 | 0 | 0
CC | 0 | 0 | 0 | 0 | 3525 | 5791.62
CSP | 0 | 0 | 0 | 0 | 0 | 0
CT | 0 | 0 | 0 | 717.2 | 0 | 0
Coal | 12860.62 | 1842.49 | 3232.89 | 620 | 0 | 0
Geo | 0 | 0 | 0 | 0 | 0 | 0
H | 0 | 0 | 0 | 0 | 0 | 0
LFG | 0 | 0 | 0 | 0 | 0 | 0
Nuc | 0 | 0 | 0 | 0 | 3248 | 1858
PS | 0 | 0 | 0 | 0 | 0 | 0
PV | 0 | 0 | 0 | 0 | 0 | 0
PeakG | 0 | 0 | 0 | 0 | 577.69 | 0
PeakO | 0 | 0 | 0 | 0 | 1268 | 0
ST | 0 | 0 | 0 | 0 | 0 | 0
STOG | 0 | 0 | 0 | 0 | 92 | 0
STWD | 0 | 0 | 0 | 0 | 0 | 0
WT | 0 | 0 | 0 | 0 | 0 | 0
IGCC | 0 | 0 | 0 | 0 | 0 | 0
DemandResponse | 0 | 0 | 0 | 0 | 0 | 0
IGCC-CCS | 0 | 0 | 0 | 0 | 0 | 0
WT_off | 0 | 0 | 0 | 0 | 0 | 0
PseudoUnit | 0 | 0 | 0 | 0 | 0 | 0
FixedInterchange | 0 | 0 | 0 | 0 | 0 | 0
Retirements of Capacity by Reporting Type: IESO
ReportingType | 2015 | 2020 | 2025 | 2030 | 2035 | 2040
BM | 0 | 0 | 0 | 0 | 0 | 0
CC | 5943 | 0 | 0 | 0 | 0 | 0
CSP | 0 | 0 | 0 | 0 | 0 | 0
CT | 0 | 0 | 0 | 0 | 368 | 0
Coal | 6416 | 0 | 0 | 0 | 0 | 0
Geo | 0 | 0 | 0 | 0 | 0 | 0
H | 0 | 0 | 0 | 0 | 0 | 0
LFG | 0 | 0 | 0 | 0 | 0 | 0
Nuc | 0 | 0 | 0 | 0 | 1030 | 1540
PS | 0 | 0 | 0 | 0 | 0 | 0
PV | 0 | 0 | 0 | 0 | 1067.26 | 0
PeakG | 584 | 0 | 0 | 0 | 0 | 0
PeakO | 175 | 0 | 0 | 0 | 0 | 0
ST | 0 | 0 | 0 | 0 | 0 | 0
STOG | 2126 | 0 | 0 | 0 | 0 | 0
STWD | 0 | 0 | 0 | 0 | 0 | 0
WT | 0 | 0 | 0 | 0 | 0 | 0
IGCC | 0 | 0 | 0 | 0 | 0 | 0
DemandResponse | 0 | 0 | 0 | 0 | 0 | 0
IGCC-CCS | 0 | 0 | 0 | 0 | 0 | 0
WT_off | 0 | 0 | 0 | 0 | 0 | 0
PseudoUnit | 0 | 0 | 0 | 0 | 0 | 0
FixedInterchange | 0 | 0 | 0 | 0 | 0 | 0
Retirements of Capacity by Reporting Type: MAPP_CA
ReportingType | 2015 | 2020 | 2025 | 2030 | 2035 | 2040
BM | 0 | 0 | 0 | 0 | 0 | 0
CC | 0 | 0 | 731 | 0 | 0 | 281.76
CSP | 0 | 0 | 0 | 0 | 0 | 0
CT | 0 | 0 | 0 | 0 | 0 | 0
Coal | 1076.84 | 560.33 | 108.73 | 0 | 0 | 0
Geo | 0 | 0 | 0 | 0 | 0 | 0
H | 0 | 0 | 0 | 0 | 0 | 0
LFG | 0 | 0 | 0 | 0 | 0 | 0
Nuc | 0 | 0 | 0 | 0 | 0 | 0
PS | 0 | 0 | 0 | 0 | 0 | 0
PV | 0 | 0 | 0 | 0 | 0 | 0
PeakG | 0 | 0 | 559 | 0 | 0 | 0
PeakO | 0 | 0 | 4 | 0 | 0 | 0
ST | 0 | 0 | 0 | 0 | 0 | 0
STOG | 0 | 0 | 126 | 0 | 0 | 0
STWD | 0 | 0 | 0 | 0 | 0 | 0
WT | 0 | 0 | 0 | 0 | 302.4 | 0
IGCC | 0 | 0 | 0 | 0 | 0 | 0
DemandResponse | 0 | 0 | 0 | 0 | 0 | 0
IGCC-CCS | 0 | 0 | 0 | 0 | 0 | 0
WT_off | 0 | 0 | 0 | 0 | 0 | 0
PseudoUnit | 0 | 0 | 0 | 0 | 0 | 0
FixedInterchange | 0 | 0 | 0 | 0 | 0 | 0
Retirements of Capacity by Reporting Type: AZ_NM_SNV_Coal
ReportingType | 2015 | 2020 | 2025 | 2030 | 2035 | 2040
BM | 0 | 0 | 0 | 0 | 0 | 0
CC | 0 | 0 | 0 | 0 | 0 | 0
CSP | 0 | 0 | 0 | 0 | 0 | 0
CT | 0 | 0 | 0 | 0 | 0 | 0
Coal | 2984.87 | 605.13 | 2714.08 | 3343.91 | 0 | 0
Geo | 0 | 0 | 0 | 0 | 0 | 0
H | 0 | 0 | 0 | 0 | 0 | 0
LFG | 0 | 0 | 0 | 0 | 0 | 0
Nuc | 0 | 0 | 0 | 0 | 0 | 0
PS | 0 | 0 | 0 | 0 | 0 | 0
PV | 0 | 0 | 0 | 0 | 0 | 0
PeakG | 0 | 0 | 0 | 0 | 0 | 0
PeakO | 0 | 0 | 0 | 0 | 0 | 0
ST | 0 | 0 | 0 | 0 | 0 | 0
STOG | 0 | 0 | 0 | 0 | 0 | 0
STWD | 0 | 0 | 0 | 0 | 0 | 0
WT | 0 | 0 | 0 | 0 | 0 | 0
IGCC | 0 | 0 | 0 | 0 | 0 | 0
DemandResponse | 0 | 0 | 0 | 0 | 0 | 0
IGCC-CCS | 0 | 0 | 0 | 0 | 0 | 0
WT_off | 0 | 0 | 0 | 0 | 0 | 0
PseudoUnit | 0 | 0 | 0 | 0 | 0 | 0
FixedInterchange | 0 | 0 | 0 | 0 | 0 | 0
Retirements of Capacity by Reporting Type: AZ_NM_SNV_Gas
ReportingType | 2015 | 2020 | 2025 | 2030 | 2035 | 2040
BM | 0 | 0 | 0 | 0 | 0 | 0
CC | 1095 | 0 | 0 | 293.15 | 4622.57 | 992.37
CSP | 0 | 0 | 0 | 0 | 0 | 0
CT | 0 | 0 | 0 | 0 | 736 | 0
Coal | 0 | 0 | 0 | 0 | 0 | 0
Geo | 0 | 0 | 0 | 0 | 0 | 0
H | 0 | 0 | 0 | 0 | 0 | 0
LFG | 0 | 0 | 0 | 0 | 0 | 0
Nuc | 0 | 0 | 0 | 0 | 0 | 0
PS | 0 | 0 | 0 | 0 | 0 | 0
PV | 0 | 0 | 0 | 0 | 0 | 0
PeakG | 0 | 0 | 0 | 0 | 0 | 0
PeakO | 0 | 0 | 0 | 0 | 0 | 0
ST | 0 | 0 | 0 | 0 | 0 | 0
STOG | 2064 | 0 | 0 | 0 | 0 | 0
STWD | 0 | 0 | 0 | 0 | 0 | 0
WT | 0 | 0 | 0 | 0 | 0 | 0
IGCC | 0 | 0 | 0 | 0 | 0 | 0
DemandResponse | 0 | 0 | 0 | 0 | 0 | 0
IGCC-CCS | 0 | 0 | 0 | 0 | 0 | 0
WT_off | 0 | 0 | 0 | 0 | 0 | 0
PseudoUnit | 0 | 0 | 0 | 0 | 0 | 0
FixedInterchange | 0 | 0 | 0 | 0 | 0 | 0
Retirements of Capacity by Reporting Type: AZ_NM_SNV_NucRenew
ReportingType | 2015 | 2020 | 2025 | 2030 | 2035 | 2040
BM | 0 | 0 | 0 | 0 | 0 | 0
CC | 0 | 0 | 0 | 0 | 0 | 0
CSP | 65 | 0 | 0 | 0 | 0 | 0
CT | 0 | 0 | 0 | 0 | 0 | 0
Coal | 0 | 0 | 0 | 0 | 0 | 0
Geo | 0 | 0 | 0 | 0 | 0 | 0
H | 0 | 0 | 0 | 0 | 0 | 0
LFG | 0 | 0 | 0 | 0 | 0 | 0
Nuc | 0 | 0 | 0 | 0 | 0 | 0
PS | 0 | 0 | 0 | 0 | 0 | 0
PV | 0 | 0 | 0 | 0 | 0 | 0
PeakG | 0 | 0 | 0 | 0 | 0 | 0
PeakO | 0 | 0 | 0 | 0 | 0 | 0
ST | 0 | 0 | 0 | 0 | 0 | 0
STOG | 0 | 0 | 0 | 0 | 0 | 0
STWD | 0 | 0 | 0 | 0 | 0 | 0
WT | 0 | 0 | 0 | 0 | 0 | 0
IGCC | 0 | 0 | 0 | 0 | 0 | 0
DemandResponse | 0 | 0 | 0 | 0 | 0 | 0
IGCC-CCS | 0 | 0 | 0 | 0 | 0 | 0
WT_off | 0 | 0 | 0 | 0 | 0 | 0
PseudoUnit | 0 | 0 | 0 | 0 | 0 | 0
FixedInterchange | 0 | 0 | 0 | 0 | 0 | 0
Retirements of Capacity by Reporting Type: ERCOT
ReportingType | 2015 | 2020 | 2025 | 2030 | 2035 | 2040
BM | 0 | 0 | 0 | 0 | 0 | 0
CC | 0 | 0 | 0 | 0 | 7407.16 | 4335.42
CSP | 0 | 0 | 0 | 0 | 0 | 0
CT | 0 | 0 | 0 | 0 | 250 | 0
Coal | 13999.48 | 1502.39 | 560 | 0 | 0 | 0
Geo | 0 | 0 | 0 | 0 | 0 | 0
H | 0 | 0 | 0 | 0 | 0 | 0
LFG | 0 | 0 | 0 | 0 | 0 | 0
Nuc | 0 | 0 | 0 | 0 | 0 | 0
PS | 0 | 0 | 0 | 0 | 0 | 0
PV | 0 | 0 | 0 | 0 | 14 | 0
PeakG | 0 | 0 | 0 | 0 | 0 | 0
PeakO | 0 | 0 | 0 | 0 | 0 | 0
ST | 0 | 0 | 0 | 0 | 0 | 0
STOG | 6134.08 | 0 | 4383.86 | 2505.89 | 5909.16 | 0
STWD | 0 | 0 | 0 | 0 | 0 | 0
WT | 0 | 0 | 0 | 0 | 0 | 0
IGCC | 0 | 0 | 0 | 0 | 0 | 0
DemandResponse | 0 | 0 | 0 | 0 | 0 | 0
IGCC-CCS | 0 | 0 | 0 | 0 | 0 | 0
WT_off | 0 | 0 | 0 | 0 | 0 | 0
PseudoUnit | 0 | 0 | 0 | 0 | 0 | 0
FixedInterchange | 0 | 0 | 0 | 0 | 0 | 0
Retirements of Capacity by Reporting Type: NP15
ReportingType | 2015 | 2020 | 2025 | 2030 | 2035 | 2040
BM | 0 | 0 | 0 | 0 | 0 | 0
CC | 0 | 0 | 0 | 0 | 0 | 115.13
CSP | 0 | 0 | 0 | 0 | 0 | 0
CT | 0 | 0 | 0 | 0 | 212.6 | 0
Coal | 0 | 191.9 | 0 | 0 | 0 | 0
Geo | 0 | 0 | 0 | 0 | 0 | 0
H | 0 | 0 | 0 | 0 | 0 | 0
LFG | 0 | 0 | 0 | 0 | 0 | 0
Nuc | 0 | 0 | 0 | 0 | 0 | 0
PS | 0 | 0 | 0 | 0 | 0 | 0
PV | 0 | 0 | 0 | 0 | 0 | 0
PeakG | 0 | 0 | 0 | 0 | 0 | 0
PeakO | 156 | 0 | 0 | 0 | 0 | 0
ST | 0 | 0 | 0 | 0 | 0 | 0
STOG | 1046.4 | 0 | 0 | 820.81 | 1735.44 | 0
STWD | 0 | 0 | 0 | 0 | 0 | 0
WT | 0 | 0 | 0 | 0 | 0 | 0
IGCC | 0 | 0 | 0 | 0 | 0 | 0
DemandResponse | 0 | 0 | 0 | 0 | 0 | 0
IGCC-CCS | 0 | 0 | 0 | 0 | 0 | 0
WT_off | 0 | 0 | 0 | 0 | 0 | 0
PseudoUnit | 0 | 0 | 0 | 0 | 0 | 0
FixedInterchange | 0 | 0 | 0 | 0 | 0 | 0
Retirements of Capacity by Reporting Type: NWPP_Coal
ReportingType | 2015 | 2020 | 2025 | 2030 | 2035 | 2040
BM | 0 | 0 | 0 | 0 | 0 | 0
CC | 0 | 0 | 0 | 0 | 0 | 0
CSP | 0 | 0 | 0 | 0 | 0 | 0
CT | 0 | 0 | 0 | 0 | 0 | 0
Coal | 7319.48 | 1555.22 | 4682 | 0 | 0 | 0
Geo | 0 | 0 | 0 | 0 | 0 | 0
H | 0 | 0 | 0 | 0 | 0 | 0
LFG | 0 | 0 | 0 | 0 | 0 | 0
Nuc | 0 | 0 | 0 | 0 | 0 | 0
PS | 0 | 0 | 0 | 0 | 0 | 0
PV | 0 | 0 | 0 | 0 | 0 | 0
PeakG | 0 | 0 | 0 | 0 | 0 | 0
PeakO | 183 | 0 | 0 | 0 | 0 | 0
ST | 0 | 0 | 0 | 0 | 0 | 0
STOG | 0 | 0 | 0 | 0 | 0 | 0
STWD | 0 | 0 | 0 | 0 | 0 | 0
WT | 0 | 0 | 0 | 0 | 0 | 0
IGCC | 0 | 0 | 0 | 0 | 0 | 0
DemandResponse | 0 | 0 | 0 | 0 | 0 | 0
IGCC-CCS | 0 | 0 | 0 | 0 | 0 | 0
WT_off | 0 | 0 | 0 | 0 | 0 | 0
PseudoUnit | 0 | 0 | 0 | 0 | 0 | 0
FixedInterchange | 0 | 0 | 0 | 0 | 0 | 0
Retirements of Capacity by Reporting Type: NWPP_Gas
ReportingType | 2015 | 2020 | 2025 | 2030 | 2035 | 2040
BM | 0 | 0 | 0 | 0 | 0 | 0
CC | 1678 | 0 | 0 | 1009.39 | 5317.61 | 300
CSP | 0 | 0 | 0 | 0 | 0 | 0
CT | 0 | 0 | 0 | 0 | 150 | 0
Coal | 0 | 0 | 0 | 0 | 0 | 0
Geo | 0 | 0 | 0 | 0 | 0 | 0
H | 0 | 0 | 0 | 0 | 0 | 0
LFG | 0 | 0 | 0 | 0 | 0 | 0
Nuc | 0 | 0 | 0 | 0 | 0 | 0
PS | 0 | 0 | 0 | 0 | 0 | 0
PV | 0 | 0 | 0 | 0 | 0 | 0
PeakG | 2623 | 0 | 0 | 0 | 0 | 0
PeakO | 0 | 0 | 0 | 0 | 0 | 0
ST | 0 | 0 | 0 | 0 | 0 | 0
STOG | 786 | 0 | 0 | 0 | 0 | 0
STWD | 0 | 0 | 0 | 0 | 0 | 0
WT | 0 | 0 | 0 | 0 | 0 | 0
IGCC | 0 | 0 | 0 | 0 | 0 | 0
DemandResponse | 0 | 0 | 0 | 0 | 0 | 0
IGCC-CCS | 0 | 0 | 0 | 0 | 0 | 0
WT_off | 0 | 0 | 0 | 0 | 0 | 0
PseudoUnit | 0 | 0 | 0 | 0 | 0 | 0
FixedInterchange | 0 | 0 | 0 | 0 | 0 | 0
Retirements of Capacity by Reporting Type: NWPP_NucRenew
ReportingType | 2015 | 2020 | 2025 | 2030 | 2035 | 2040
BM | 0 | 0 | 0 | 0 | 0 | 0
CC | 0 | 0 | 0 | 0 | 0 | 0
CSP | 0 | 0 | 0 | 0 | 0 | 0
CT | 0 | 0 | 0 | 0 | 0 | 0
Coal | 0 | 0 | 0 | 0 | 0 | 0
Geo | 4.8 | 0 | 0 | 0 | 0 | 0
H | 0 | 0 | 0 | 0 | 0 | 0
LFG | 0 | 0 | 0 | 0 | 0 | 0
Nuc | 0 | 0 | 0 | 0 | 0 | 0
PS | 0 | 0 | 0 | 0 | 0 | 0
PV | 0 | 0 | 0 | 0 | 0 | 0
PeakG | 0 | 0 | 0 | 0 | 0 | 0
PeakO | 0 | 0 | 0 | 0 | 0 | 0
ST | 0 | 0 | 0 | 0 | 0 | 0
STOG | 0 | 0 | 0 | 0 | 0 | 0
STWD | 0 | 0 | 0 | 0 | 0 | 0
WT | 0 | 0 | 0 | 0 | 0 | 0
IGCC | 0 | 0 | 0 | 0 | 0 | 0
DemandResponse | 0 | 0 | 0 | 0 | 0 | 0
IGCC-CCS | 0 | 0 | 0 | 0 | 0 | 0
WT_off | 0 | 0 | 0 | 0 | 0 | 0
PseudoUnit | 0 | 0 | 0 | 0 | 0 | 0
FixedInterchange | 0 | 0 | 0 | 0 | 0 | 0
Retirements of Capacity by Reporting Type: RMPA
ReportingType | 2015 | 2020 | 2025 | 2030 | 2035 | 2040
BM | 0 | 0 | 0 | 0 | 0 | 0
CC | 0 | 0 | 0 | 0 | 1250.32 | 248.1
CSP | 1 | 0 | 0 | 0 | 0 | 0
CT | 0 | 0 | 0 | 0 | 152 | 0
Coal | 1186 | 1185 | 3755.26 | 661.74 | 0 | 0
Geo | 0 | 0 | 0 | 0 | 0 | 0
H | 0 | 0 | 0 | 0 | 0 | 0
LFG | 0 | 0 | 0 | 0 | 0 | 0
Nuc | 0 | 0 | 0 | 0 | 0 | 0
PS | 0 | 0 | 0 | 0 | 0 | 0
PV | 0 | 0 | 0 | 0 | 0 | 0
PeakG | 0 | 0 | 0 | 0 | 0 | 0
PeakO | 187 | 0 | 0 | 0 | 0 | 0
ST | 0 | 0 | 0 | 0 | 0 | 0
STOG | 217 | 0 | 0 | 0 | 0 | 0
STWD | 0 | 0 | 0 | 0 | 0 | 0
WT | 0 | 0 | 0 | 0 | 0 | 0
IGCC | 0 | 0 | 0 | 0 | 0 | 0
DemandResponse | 0 | 0 | 0 | 0 | 0 | 0
IGCC-CCS | 0 | 0 | 0 | 0 | 0 | 0
WT_off | 0 | 0 | 0 | 0 | 0 | 0
PseudoUnit | 0 | 0 | 0 | 0 | 0 | 0
FixedInterchange | 0 | 0 | 0 | 0 | 0 | 0
Retirements of Capacity by Reporting Type: SP15
ReportingType | 2015 | 2020 | 2025 | 2030 | 2035 | 2040
BM | 0 | 0 | 0 | 0 | 0 | 0
CC | 0 | 0 | 0 | 0 | 0 | 0
CSP | 409 | 0 | 0 | 0 | 0 | 0
CT | 0 | 0 | 0 | 0 | 0 | 0
Coal | 57 | 84.5 | 0 | 101.2 | 0 | 0
Geo | 0 | 0 | 0 | 0 | 0 | 0
H | 0 | 0 | 0 | 0 | 0 | 0
LFG | 0 | 0 | 0 | 0 | 0 | 0
Nuc | 0 | 0 | 0 | 0 | 0 | 0
PS | 0 | 0 | 0 | 0 | 0 | 0
PV | 0 | 0 | 0 | 0 | 0 | 0
PeakG | 44 | 0 | 0 | 0 | 0 | 0
PeakO | 15 | 0 | 0 | 0 | 0 | 0
ST | 0 | 0 | 0 | 0 | 0 | 0
STOG | 4274.15 | 0 | 0 | 587.48 | 2270.33 | 0
STWD | 0 | 0 | 0 | 0 | 0 | 0
WT | 126.2 | 0 | 0 | 0 | 0 | 0
IGCC | 0 | 0 | 0 | 0 | 0 | 0
DemandResponse | 0 | 0 | 0 | 0 | 0 | 0
IGCC-CCS | 0 | 0 | 0 | 0 | 0 | 0
WT_off | 0 | 0 | 0 | 0 | 0 | 0
PseudoUnit | 0 | 0 | 0 | 0 | 0 | 0
FixedInterchange | 0 | 0 | 0 | 0 | 0 | 0
Retirements of Capacity by Reporting Type: ALB
ReportingType | 2015 | 2020 | 2025 | 2030 | 2035 | 2040
BM | 0 | 0 | 0 | 0 | 0 | 0
CC | 0 | 0 | 0 | 1952 | 0 | 0
CSP | 0 | 0 | 0 | 0 | 0 | 0
CT | 0 | 0 | 0 | 0 | 129.93 | 0
Coal | 0 | 0 | 0 | 5745.83 | 0 | 0
Geo | 0 | 0 | 0 | 0 | 0 | 0
H | 0 | 0 | 0 | 0 | 0 | 0
LFG | 0 | 0 | 0 | 0 | 0 | 0
Nuc | 0 | 0 | 0 | 0 | 0 | 0
PS | 0 | 0 | 0 | 0 | 0 | 0
PV | 0 | 0 | 0 | 0 | 0 | 0
PeakG | 1375.25 | 0 | 0 | 0 | 0 | 0
PeakO | 6 | 0 | 0 | 0 | 0 | 0
ST | 0 | 0 | 0 | 0 | 0 | 0
STOG | 186 | 0 | 0 | 0 | 0 | 0
STWD | 0 | 0 | 0 | 0 | 0 | 0
WT | 0 | 0 | 0 | 0 | 0 | 0
IGCC | 0 | 0 | 0 | 0 | 0 | 0
DemandResponse | 0 | 0 | 0 | 0 | 0 | 0
IGCC-CCS | 0 | 0 | 0 | 0 | 0 | 0
WT_off | 0 | 0 | 0 | 0 | 0 | 0
PseudoUnit | 0 | 0 | 0 | 0 | 0 | 0
FixedInterchange | 0 | 0 | 0 | 0 | 0 | 0
Retirements of Capacity by Reporting Type: BC
ReportingType | 2015 | 2020 | 2025 | 2030 | 2035 | 2040
BM | 0 | 0 | 0 | 0 | 0 | 0
CC | 0 | 0 | 0 | 205 | 0 | 418.6
CSP | 0 | 0 | 0 | 0 | 0 | 0
CT | 0 | 0 | 0 | 0 | 0 | 0
Coal | 0 | 0 | 0 | 0 | 0 | 0
Geo | 0 | 0 | 0 | 0 | 0 | 0
H | 0 | 0 | 0 | 0 | 0 | 0
LFG | 0 | 0 | 0 | 0 | 0 | 0
Nuc | 0 | 0 | 0 | 0 | 0 | 0
PS | 0 | 0 | 0 | 0 | 0 | 0
PV | 0 | 0 | 0 | 0 | 0 | 0
PeakG | 141 | 0 | 0 | 0 | 0 | 0
PeakO | 44 | 0 | 0 | 0 | 0 | 0
ST | 0 | 0 | 0 | 0 | 0 | 0
STOG | 938 | 0 | 0 | 0 | 0 | 0
STWD | 0 | 0 | 0 | 0 | 0 | 0
WT | 0 | 0 | 0 | 0 | 0 | 0
IGCC | 0 | 0 | 0 | 0 | 0 | 0
DemandResponse | 0 | 0 | 0 | 0 | 0 | 0
IGCC-CCS | 0 | 0 | 0 | 0 | 0 | 0
WT_off | 0 | 0 | 0 | 0 | 0 | 0
PseudoUnit | 0 | 0 | 0 | 0 | 0 | 0
FixedInterchange | 0 | 0 | 0 | 0 | 0 | 0
Retirements of Capacity by Reporting Type: HQ_IESO
ReportingType | 2015 | 2020 | 2025 | 2030 | 2035 | 2040
BM | 0 | 0 | 0 | 0 | 0 | 0
CC | 0 | 0 | 0 | 0 | 0 | 0
CSP | 0 | 0 | 0 | 0 | 0 | 0
CT | 0 | 0 | 0 | 0 | 0 | 0
Coal | 0 | 0 | 0 | 0 | 0 | 0
Geo | 0 | 0 | 0 | 0 | 0 | 0
H | 0 | 0 | 0 | 0 | 0 | 0
LFG | 0 | 0 | 0 | 0 | 0 | 0
Nuc | 0 | 0 | 0 | 0 | 0 | 0
PS | 0 | 0 | 0 | 0 | 0 | 0
PV | 0 | 0 | 0 | 0 | 0 | 0
PeakG | 0 | 0 | 0 | 0 | 0 | 0
PeakO | 0 | 0 | 0 | 0 | 0 | 0
ST | 0 | 0 | 0 | 0 | 0 | 0
STOG | 0 | 0 | 0 | 0 | 0 | 0
STWD | 0 | 0 | 0 | 0 | 0 | 0
WT | 0 | 0 | 0 | 0 | 0 | 0
IGCC | 0 | 0 | 0 | 0 | 0 | 0
DemandResponse | 0 | 0 | 0 | 0 | 0 | 0
IGCC-CCS | 0 | 0 | 0 | 0 | 0 | 0
WT_off | 0 | 0 | 0 | 0 | 0 | 0
PseudoUnit | 0 | 0 | 0 | 0 | 0 | 0
FixedInterchange | 0 | 0 | 0 | 0 | 0 | 0
Retirements of Capacity by Reporting Type: HQ_NEISO
ReportingType | 2015 | 2020 | 2025 | 2030 | 2035 | 2040
BM | 0 | 0 | 0 | 0 | 0 | 0
CC | 0 | 0 | 0 | 0 | 0 | 0
CSP | 0 | 0 | 0 | 0 | 0 | 0
CT | 0 | 0 | 0 | 0 | 0 | 0
Coal | 0 | 0 | 0 | 0 | 0 | 0
Geo | 0 | 0 | 0 | 0 | 0 | 0
H | 0 | 0 | 0 | 0 | 0 | 0
LFG | 0 | 0 | 0 | 0 | 0 | 0
Nuc | 0 | 0 | 0 | 0 | 0 | 0
PS | 0 | 0 | 0 | 0 | 0 | 0
PV | 0 | 0 | 0 | 0 | 0 | 0
PeakG | 0 | 0 | 0 | 0 | 0 | 0
PeakO | 0 | 0 | 0 | 0 | 0 | 0
ST | 0 | 0 | 0 | 0 | 0 | 0
STOG | 0 | 0 | 0 | 0 | 0 | 0
STWD | 0 | 0 | 0 | 0 | 0 | 0
WT | 0 | 0 | 0 | 0 | 0 | 0
IGCC | 0 | 0 | 0 | 0 | 0 | 0
DemandResponse | 0 | 0 | 0 | 0 | 0 | 0
IGCC-CCS | 0 | 0 | 0 | 0 | 0 | 0
WT_off | 0 | 0 | 0 | 0 | 0 | 0
PseudoUnit | 0 | 0 | 0 | 0 | 0 | 0
FixedInterchange | 0 | 0 | 0 | 0 | 0 | 0
Retirements of Capacity by Reporting Type: HQ_NY
ReportingType | 2015 | 2020 | 2025 | 2030 | 2035 | 2040
BM | 0 | 0 | 0 | 0 | 0 | 0
CC | 0 | 0 | 0 | 0 | 0 | 0
CSP | 0 | 0 | 0 | 0 | 0 | 0
CT | 0 | 0 | 0 | 0 | 0 | 0
Coal | 0 | 0 | 0 | 0 | 0 | 0
Geo | 0 | 0 | 0 | 0 | 0 | 0
H | 0 | 0 | 0 | 0 | 0 | 0
LFG | 0 | 0 | 0 | 0 | 0 | 0
Nuc | 0 | 0 | 0 | 0 | 0 | 0
PS | 0 | 0 | 0 | 0 | 0 | 0
PV | 0 | 0 | 0 | 0 | 0 | 0
PeakG | 0 | 0 | 0 | 0 | 0 | 0
PeakO | 0 | 0 | 0 | 0 | 0 | 0
ST | 0 | 0 | 0 | 0 | 0 | 0
STOG | 0 | 0 | 0 | 0 | 0 | 0
STWD | 0 | 0 | 0 | 0 | 0 | 0
WT | 0 | 0 | 0 | 0 | 0 | 0
IGCC | 0 | 0 | 0 | 0 | 0 | 0
DemandResponse | 0 | 0 | 0 | 0 | 0 | 0
IGCC-CCS | 0 | 0 | 0 | 0 | 0 | 0
WT_off | 0 | 0 | 0 | 0 | 0 | 0
PseudoUnit | 0 | 0 | 0 | 0 | 0 | 0
FixedInterchange | 0 | 0 | 0 | 0 | 0 | 0
Retirements of Capacity by Reporting Type: MARITIMES
ReportingType | 2015 | 2020 | 2025 | 2030 | 2035 | 2040
BM | 0 | 0 | 0 | 0 | 0 | 0
CC | 0 | 0 | 0 | 0 | 0 | 0
CSP | 0 | 0 | 0 | 0 | 0 | 0
CT | 0 | 0 | 0 | 0 | 0 | 0
Coal | 0 | 0 | 0 | 0 | 0 | 0
Geo | 0 | 0 | 0 | 0 | 0 | 0
H | 0 | 0 | 0 | 0 | 0 | 0
LFG | 0 | 0 | 0 | 0 | 0 | 0
Nuc | 0 | 0 | 0 | 0 | 0 | 0
PS | 0 | 0 | 0 | 0 | 0 | 0
PV | 0 | 0 | 0 | 0 | 0 | 0
PeakG | 0 | 0 | 0 | 0 | 0 | 0
PeakO | 0 | 0 | 0 | 0 | 0 | 0
ST | 0 | 0 | 0 | 0 | 0 | 0
STOG | 0 | 0 | 0 | 0 | 0 | 0
STWD | 0 | 0 | 0 | 0 | 0 | 0
WT | 0 | 0 | 0 | 0 | 0 | 0
IGCC | 0 | 0 | 0 | 0 | 0 | 0
DemandResponse | 0 | 0 | 0 | 0 | 0 | 0
IGCC-CCS | 0 | 0 | 0 | 0 | 0 | 0
WT_off | 0 | 0 | 0 | 0 | 0 | 0
PseudoUnit | 0 | 0 | 0 | 0 | 0 | 0
FixedInterchange | 0 | 0 | 0 | 0 | 0 | 0
Retirements of Capacity by Reporting Type: All
ReportingType | 2015 | 2020 | 2025 | 2030 | 2035 | 2040
BM | 0 | 0 | 0 | 0 | 0 | 0
CC | 9873.94 | 3026.92 | 4014.87 | 13355.29 | 52657.31 | 66390.01
CSP | 475 | 0 | 0 | 0 | 0 | 0
CT | 0 | 0 | 0 | 752.9 | 4713.45 | 0
Coal | 174662.97 | 74867.84 | 32379 | 11784.29 | 3304.8 | 0
Geo | 4.8 | 0 | 0 | 0 | 0 | 0
H | 0 | 0 | 0 | 0 | 0 | 0
LFG | 0 | 0 | 0 | 0 | 0 | 0
Nuc | 0 | 614.5 | 0 | 1488.2 | 26575.7 | 19706
PS | 0 | 0 | 0 | 0 | 0 | 0
PV | 0 | 0 | 0 | 0 | 1081.26 | 0
PeakG | 5245.75 | 0 | 559 | 12488.47 | 3618.88 | 1231.89
PeakO | 3379.7 | 0 | 1595.55 | 1516.16 | 1351 | 2669.29
ST | 0 | 0 | 0 | 0 | 0 | 0
STOG | 62051.45 | 0 | 12996.74 | 5180.42 | 13761.76 | 6921.88
STWD | 0 | 0 | 0 | 0 | 0 | 0
WT | 126.2 | 0 | 0 | 0 | 302.4 | 0
IGCC | 0 | 0 | 0 | 0 | 0 | 0
DemandResponse | 0 | 0 | 0 | 0 | 0 | 0
IGCC-CCS | 0 | 0 | 0 | 0 | 0 | 0
WT_off | 0 | 0 | 0 | 0 | 0 | 0
PseudoUnit | 0 | 0 | 0 | 0 | 0 | 0
FixedInterchange | 0 | 0 | 0 | 0 | 0 | 0
Retirements of Capacity by Reporting Type: EI_US
ReportingType | 2015 | 2020 | 2025 | 2030 | 2035 | 2040
BM | 0 | 0 | 0 | 0 | 0 | 0
CC | 1157.94 | 3026.92 | 3283.87 | 9895.75 | 34059.65 | 59698.65
CSP | 0 | 0 | 0 | 0 | 0 | 0
CT | 0 | 0 | 0 | 752.9 | 2714.93 | 0
Coal | 141623.3 | 69183.37 | 20558.93 | 1931.61 | 3304.8 | 0
Geo | 0 | 0 | 0 | 0 | 0 | 0
H | 0 | 0 | 0 | 0 | 0 | 0
LFG | 0 | 0 | 0 | 0 | 0 | 0
Nuc | 0 | 614.5 | 0 | 1488.2 | 25545.7 | 18166
PS | 0 | 0 | 0 | 0 | 0 | 0
PV | 0 | 0 | 0 | 0 | 0 | 0
PeakG | 478.5 | 0 | 0 | 12488.47 | 3618.88 | 1231.89
PeakO | 2613.7 | 0 | 1591.55 | 1516.16 | 1351 | 2669.29
ST | 0 | 0 | 0 | 0 | 0 | 0
STOG | 44279.81 | 0 | 8486.87 | 1266.23 | 3846.83 | 6921.88
STWD | 0 | 0 | 0 | 0 | 0 | 0
WT | 0 | 0 | 0 | 0 | 0 | 0
IGCC | 0 | 0 | 0 | 0 | 0 | 0
DemandResponse | 0 | 0 | 0 | 0 | 0 | 0
IGCC-CCS | 0 | 0 | 0 | 0 | 0 | 0
WT_off | 0 | 0 | 0 | 0 | 0 | 0
PseudoUnit | 0 | 0 | 0 | 0 | 0 | 0
FixedInterchange | 0 | 0 | 0 | 0 | 0 | 0
Retirements of Capacity by Reporting Type: EI_Canada
ReportingType | 2015 | 2020 | 2025 | 2030 | 2035 | 2040
BM | 0 | 0 | 0 | 0 | 0 | 0
CC | 5943 | 0 | 731 | 0 | 0 | 281.76
CSP | 0 | 0 | 0 | 0 | 0 | 0
CT | 0 | 0 | 0 | 0 | 368 | 0
Coal | 7492.84 | 560.33 | 108.73 | 0 | 0 | 0
Geo | 0 | 0 | 0 | 0 | 0 | 0
H | 0 | 0 | 0 | 0 | 0 | 0
LFG | 0 | 0 | 0 | 0 | 0 | 0
Nuc | 0 | 0 | 0 | 0 | 1030 | 1540
PS | 0 | 0 | 0 | 0 | 0 | 0
PV | 0 | 0 | 0 | 0 | 1067.26 | 0
PeakG | 584 | 0 | 559 | 0 | 0 | 0
PeakO | 175 | 0 | 4 | 0 | 0 | 0
ST | 0 | 0 | 0 | 0 | 0 | 0
STOG | 2126 | 0 | 126 | 0 | 0 | 0
STWD | 0 | 0 | 0 | 0 | 0 | 0
WT | 0 | 0 | 0 | 0 | 302.4 | 0
IGCC | 0 | 0 | 0 | 0 | 0 | 0
DemandResponse | 0 | 0 | 0 | 0 | 0 | 0
IGCC-CCS | 0 | 0 | 0 | 0 | 0 | 0
WT_off | 0 | 0 | 0 | 0 | 0 | 0
PseudoUnit | 0 | 0 | 0 | 0 | 0 | 0
FixedInterchange | 0 | 0 | 0 | 0 | 0 | 0
Retirements of Capacity by Reporting Type: EI
ReportingType | 2015 | 2020 | 2025 | 2030 | 2035 | 2040
BM | 0 | 0 | 0 | 0 | 0 | 0
CC | 7100.94 | 3026.92 | 4014.87 | 9895.75 | 34059.65 | 59980.4
CSP | 0 | 0 | 0 | 0 | 0 | 0
CT | 0 | 0 | 0 | 752.9 | 3082.93 | 0
Coal | 149116.14 | 69743.7 | 20667.66 | 1931.61 | 3304.8 | 0
Geo | 0 | 0 | 0 | 0 | 0 | 0
H | 0 | 0 | 0 | 0 | 0 | 0
LFG | 0 | 0 | 0 | 0 | 0 | 0
Nuc | 0 | 614.5 | 0 | 1488.2 | 26575.7 | 19706
PS | 0 | 0 | 0 | 0 | 0 | 0
PV | 0 | 0 | 0 | 0 | 1067.26 | 0
PeakG | 1062.5 | 0 | 559 | 12488.47 | 3618.88 | 1231.89
PeakO | 2788.7 | 0 | 1595.55 | 1516.16 | 1351 | 2669.29
ST | 0 | 0 | 0 | 0 | 0 | 0
STOG | 46405.81 | 0 | 8612.87 | 1266.23 | 3846.83 | 6921.88
STWD | 0 | 0 | 0 | 0 | 0 | 0
WT | 0 | 0 | 0 | 0 | 302.4 | 0
IGCC | 0 | 0 | 0 | 0 | 0 | 0
DemandResponse | 0 | 0 | 0 | 0 | 0 | 0
IGCC-CCS | 0 | 0 | 0 | 0 | 0 | 0
WT_off | 0 | 0 | 0 | 0 | 0 | 0
PseudoUnit | 0 | 0 | 0 | 0 | 0 | 0
FixedInterchange | 0 | 0 | 0 | 0 | 0 | 0
Retirements of Capacity by Reporting Type: Outside_EI
ReportingType | 2015 | 2020 | 2025 | 2030 | 2035 | 2040
BM | 0 | 0 | 0 | 0 | 0 | 0
CC | 2773 | 0 | 0 | 3459.54 | 18597.66 | 6409.61
CSP | 475 | 0 | 0 | 0 | 0 | 0
CT | 0 | 0 | 0 | 0 | 1630.53 | 0
Coal | 25546.83 | 5124.14 | 11711.34 | 9852.69 | 0 | 0
Geo | 4.8 | 0 | 0 | 0 | 0 | 0
H | 0 | 0 | 0 | 0 | 0 | 0
LFG | 0 | 0 | 0 | 0 | 0 | 0
Nuc | 0 | 0 | 0 | 0 | 0 | 0
PS | 0 | 0 | 0 | 0 | 0 | 0
PV | 0 | 0 | 0 | 0 | 14 | 0
PeakG | 4183.25 | 0 | 0 | 0 | 0 | 0
PeakO | 591 | 0 | 0 | 0 | 0 | 0
ST | 0 | 0 | 0 | 0 | 0 | 0
STOG | 15645.64 | 0 | 4383.86 | 3914.19 | 9914.93 | 0
STWD | 0 | 0 | 0 | 0 | 0 | 0
WT | 126.2 | 0 | 0 | 0 | 0 | 0
IGCC | 0 | 0 | 0 | 0 | 0 | 0
DemandResponse | 0 | 0 | 0 | 0 | 0 | 0
IGCC-CCS | 0 | 0 | 0 | 0 | 0 | 0
WT_off | 0 | 0 | 0 | 0 | 0 | 0
PseudoUnit | 0 | 0 | 0 | 0 | 0 | 0
FixedInterchange | 0 | 0 | 0 | 0 | 0 | 0
#4 | Cumulative Retirements of Capacity (MW)
Cumulative Retirements of Capacity by Reporting Type: Entergy
ReportingType | 2015 | 2020 | 2025 | 2030 | 2035 | 2040
BM | 0 | 0 | 0 | 0 | 0 | 0
CC | 0 | 0 | 168.89 | 209 | 8149.9 | 12951.13
CSP | 0 | 0 | 0 | 0 | 0 | 0
CT | 0 | 0 | 0 | 0 | 0 | 0
Coal | 1443.87 | 8308.9 | 8308.9 | 8308.9 | 8308.9 | 8308.9
Geo | 0 | 0 | 0 | 0 | 0 | 0
H | 0 | 0 | 0 | 0 | 0 | 0
LFG | 0 | 0 | 0 | 0 | 0 | 0
Nuc | 0 | 0 | 0 | 0 | 842 | 1839
PS | 0 | 0 | 0 | 0 | 0 | 0
PV | 0 | 0 | 0 | 0 | 0 | 0
PeakG | 0 | 0 | 0 | 2150.31 | 2787 | 2787
PeakO | 0 | 0 | 174 | 174 | 174 | 174
ST | 0 | 0 | 0 | 0 | 0 | 0
STOG | 13385.39 | 13385.39 | 14865 | 14865 | 14865 | 14865
STWD | 0 | 0 | 0 | 0 | 0 | 0
WT | 0 | 0 | 0 | 0 | 0 | 0
IGCC | 0 | 0 | 0 | 0 | 0 | 0
DemandResponse | 0 | 0 | 0 | 0 | 0 | 0
IGCC-CCS | 0 | 0 | 0 | 0 | 0 | 0
WT_off | 0 | 0 | 0 | 0 | 0 | 0
PseudoUnit | 0 | 0 | 0 | 0 | 0 | 0
FixedInterchange | 0 | 0 | 0 | 0 | 0 | 0
Cumulative Retirements of Capacity by Reporting Type: FRCC
ReportingType | 2015 | 2020 | 2025 | 2030 | 2035 | 2040
BM | 0 | 0 | 0 | 0 | 0 | 0
CC | 0 | 0 | 0 | 8101.03 | 14968.24 | 14968.24
CSP | 0 | 0 | 0 | 0 | 0 | 0
CT | 0 | 0 | 0 | 0 | 2480 | 2480
Coal | 6661.4 | 7765.4 | 7765.4 | 7765.4 | 7765.4 | 7765.4
Geo | 0 | 0 | 0 | 0 | 0 | 0
H | 0 | 0 | 0 | 0 | 0 | 0
LFG | 0 | 0 | 0 | 0 | 0 | 0
Nuc | 0 | 0 | 0 | 0 | 1615.33 | 3292.33
PS | 0 | 0 | 0 | 0 | 0 | 0
PV | 0 | 0 | 0 | 0 | 0 | 0
PeakG | 0 | 0 | 0 | 1934.69 | 1934.69 | 1934.69
PeakO | 0 | 0 | 1417.55 | 2283 | 2283 | 2283
ST | 0 | 0 | 0 | 0 | 0 | 0
STOG | 9833 | 9833 | 9833 | 9833 | 9833 | 9833
STWD | 0 | 0 | 0 | 0 | 0 | 0
WT | 0 | 0 | 0 | 0 | 0 | 0
IGCC | 0 | 0 | 0 | 0 | 0 | 0
DemandResponse | 0 | 0 | 0 | 0 | 0 | 0
IGCC-CCS | 0 | 0 | 0 | 0 | 0 | 0
WT_off | 0 | 0 | 0 | 0 | 0 | 0
PseudoUnit | 0 | 0 | 0 | 0 | 0 | 0
FixedInterchange | 0 | 0 | 0 | 0 | 0 | 0
Cumulative Retirements of Capacity by Reporting Type: MAPP_US
ReportingType | 2015 | 2020 | 2025 | 2030 | 2035 | 2040
BM | 0 | 0 | 0 | 0 | 0 | 0
CC | 0 | 0 | 0 | 0 | 0 | 0
CSP | 0 | 0 | 0 | 0 | 0 | 0
CT | 0 | 0 | 0 | 0 | 0 | 0
Coal | 1891.09 | 2795.29 | 3546.5 | 3546.5 | 3546.5 | 3546.5
Geo | 0 | 0 | 0 | 0 | 0 | 0
H | 0 | 0 | 0 | 0 | 0 | 0
LFG | 0 | 0 | 0 | 0 | 0 | 0
Nuc | 0 | 0 | 0 | 0 | 0 | 0
PS | 0 | 0 | 0 | 0 | 0 | 0
PV | 0 | 0 | 0 | 0 | 0 | 0
PeakG | 0 | 0 | 0 | 0 | 0 | 0
PeakO | 0 | 0 | 0 | 0 | 0 | 0
ST | 0 | 0 | 0 | 0 | 0 | 0
STOG | 36 | 36 | 36 | 36 | 36 | 36
STWD | 0 | 0 | 0 | 0 | 0 | 0
WT | 0 | 0 | 0 | 0 | 0 | 0
IGCC | 0 | 0 | 0 | 0 | 0 | 0
DemandResponse | 0 | 0 | 0 | 0 | 0 | 0
IGCC-CCS | 0 | 0 | 0 | 0 | 0 | 0
WT_off | 0 | 0 | 0 | 0 | 0 | 0
PseudoUnit | 0 | 0 | 0 | 0 | 0 | 0
FixedInterchange | 0 | 0 | 0 | 0 | 0 | 0
Cumulative Retirements of Capacity by Reporting Type: MISO_IN
ReportingType | 2015 | 2020 | 2025 | 2030 | 2035 | 2040
BM | 0 | 0 | 0 | 0 | 0 | 0
CC | 0 | 0 | 0 | 0 | 0 | 3295.98
CSP | 0 | 0 | 0 | 0 | 0 | 0
CT | 0 | 0 | 0 | 0 | 0 | 0
Coal | 6932.7 | 9985.7 | 9985.7 | 9985.7 | 9985.7 | 9985.7
Geo | 0 | 0 | 0 | 0 | 0 | 0
H | 0 | 0 | 0 | 0 | 0 | 0
LFG | 0 | 0 | 0 | 0 | 0 | 0
Nuc | 0 | 0 | 0 | 0 | 0 | 0
PS | 0 | 0 | 0 | 0 | 0 | 0
PV | 0 | 0 | 0 | 0 | 0 | 0
PeakG | 0 | 0 | 0 | 0 | 0 | 0
PeakO | 0 | 0 | 0 | 0 | 0 | 0
ST | 0 | 0 | 0 | 0 | 0 | 0
STOG | 0 | 0 | 0 | 0 | 0 | 279
STWD | 0 | 0 | 0 | 0 | 0 | 0
WT | 0 | 0 | 0 | 0 | 0 | 0
IGCC | 0 | 0 | 0 | 0 | 0 | 0
DemandResponse | 0 | 0 | 0 | 0 | 0 | 0
IGCC-CCS | 0 | 0 | 0 | 0 | 0 | 0
WT_off | 0 | 0 | 0 | 0 | 0 | 0
PseudoUnit | 0 | 0 | 0 | 0 | 0 | 0
FixedInterchange | 0 | 0 | 0 | 0 | 0 | 0
Cumulative Retirements of Capacity by Reporting Type: MISO_MI
ReportingType | 2015 | 2020 | 2025 | 2030 | 2035 | 2040
BM | 0 | 0 | 0 | 0 | 0 | 0
CC | 0 | 0 | 0 | 0 | 0 | 2921.35
CSP | 0 | 0 | 0 | 0 | 0 | 0
CT | 0 | 0 | 0 | 0 | 0 | 0
Coal | 6340 | 10792 | 10792 | 10792 | 10792 | 10792
Geo | 0 | 0 | 0 | 0 | 0 | 0
H | 0 | 0 | 0 | 0 | 0 | 0
LFG | 0 | 0 | 0 | 0 | 0 | 0
Nuc | 0 | 0 | 0 | 0 | 778 | 778
PS | 0 | 0 | 0 | 0 | 0 | 0
PV | 0 | 0 | 0 | 0 | 0 | 0
PeakG | 0 | 0 | 0 | 0 | 0 | 0
PeakO | 0 | 0 | 0 | 0 | 0 | 0
ST | 0 | 0 | 0 | 0 | 0 | 0
STOG | 0 | 0 | 0 | 0 | 0 | 2852
STWD | 0 | 0 | 0 | 0 | 0 | 0
WT | 0 | 0 | 0 | 0 | 0 | 0
IGCC | 0 | 0 | 0 | 0 | 0 | 0
DemandResponse | 0 | 0 | 0 | 0 | 0 | 0
IGCC-CCS | 0 | 0 | 0 | 0 | 0 | 0
WT_off | 0 | 0 | 0 | 0 | 0 | 0
PseudoUnit | 0 | 0 | 0 | 0 | 0 | 0
FixedInterchange | 0 | 0 | 0 | 0 | 0 | 0
Cumulative Retirements of Capacity by Reporting Type: MISO_MO-IL
ReportingType | 2015 | 2020 | 2025 | 2030 | 2035 | 2040
BM | 0 | 0 | 0 | 0 | 0 | 0
CC | 0 | 0 | 0 | 0 | 0 | 0
CSP | 0 | 0 | 0 | 0 | 0 | 0
CT | 0 | 0 | 0 | 0 | 0 | 0
Coal | 4854.56 | 12967.7 | 12967.7 | 12967.7 | 12967.7 | 12967.7
Geo | 0 | 0 | 0 | 0 | 0 | 0
H | 0 | 0 | 0 | 0 | 0 | 0
LFG | 0 | 0 | 0 | 0 | 0 | 0
Nuc | 0 | 0 | 0 | 0 | 0 | 0
PS | 0 | 0 | 0 | 0 | 0 | 0
PV | 0 | 0 | 0 | 0 | 0 | 0
PeakG | 0 | 0 | 0 | 0 | 0 | 0
PeakO | 0 | 0 | 0 | 0 | 0 | 0
ST | 0 | 0 | 0 | 0 | 0 | 0
STOG | 0 | 0 | 0 | 0 | 0 | 592
STWD | 0 | 0 | 0 | 0 | 0 | 0
WT | 0 | 0 | 0 | 0 | 0 | 0
IGCC | 0 | 0 | 0 | 0 | 0 | 0
DemandResponse | 0 | 0 | 0 | 0 | 0 | 0
IGCC-CCS | 0 | 0 | 0 | 0 | 0 | 0
WT_off | 0 | 0 | 0 | 0 | 0 | 0
PseudoUnit | 0 | 0 | 0 | 0 | 0 | 0
FixedInterchange | 0 | 0 | 0 | 0 | 0 | 0
Cumulative Retirements of Capacity by Reporting Type: MISO_W
ReportingType | 2015 | 2020 | 2025 | 2030 | 2035 | 2040
BM | 0 | 0 | 0 | 0 | 0 | 0
CC | 0 | 0 | 0 | 0 | 0 | 11
CSP | 0 | 0 | 0 | 0 | 0 | 0
CT | 0 | 0 | 0 | 0 | 0 | 0
Coal | 4076.19 | 9369.59 | 10835.19 | 10835.19 | 13134.59 | 13134.59
Geo | 0 | 0 | 0 | 0 | 0 | 0
H | 0 | 0 | 0 | 0 | 0 | 0
LFG | 0 | 0 | 0 | 0 | 0 | 0
Nuc | 0 | 0 | 0 | 0 | 2361.23 | 2361.23
PS | 0 | 0 | 0 | 0 | 0 | 0
PV | 0 | 0 | 0 | 0 | 0 | 0
PeakG | 0 | 0 | 0 | 0 | 0 | 0
PeakO | 0 | 0 | 0 | 0 | 0 | 0
ST | 0 | 0 | 0 | 0 | 0 | 0
STOG | 0 | 0 | 0 | 0 | 0 | 172
STWD | 0 | 0 | 0 | 0 | 0 | 0
WT | 0 | 0 | 0 | 0 | 0 | 0
IGCC | 0 | 0 | 0 | 0 | 0 | 0
DemandResponse | 0 | 0 | 0 | 0 | 0 | 0
IGCC-CCS | 0 | 0 | 0 | 0 | 0 | 0
WT_off | 0 | 0 | 0 | 0 | 0 | 0
PseudoUnit | 0 | 0 | 0 | 0 | 0 | 0
FixedInterchange | 0 | 0 | 0 | 0 | 0 | 0
Cumulative Retirements of Capacity by Reporting Type: MISO_WUMS
ReportingType | 2015 | 2020 | 2025 | 2030 | 2035 | 2040
BM | 0 | 0 | 0 | 0 | 0 | 0
CC | 0 | 0 | 0 | 0 | 0 | 5483.8
CSP | 0 | 0 | 0 | 0 | 0 | 0
CT | 0 | 0 | 0 | 0 | 0 | 0
Coal | 4191.1 | 6393.2 | 6393.2 | 6393.2 | 6393.2 | 6393.2
Geo | 0 | 0 | 0 | 0 | 0 | 0
H | 0 | 0 | 0 | 0 | 0 | 0
LFG | 0 | 0 | 0 | 0 | 0 | 0
Nuc | 0 | 0 | 0 | 0 | 1816.9 | 1816.9
PS | 0 | 0 | 0 | 0 | 0 | 0
PV | 0 | 0 | 0 | 0 | 0 | 0
PeakG | 0 | 0 | 0 | 0 | 0 | 0
PeakO | 0 | 0 | 0 | 0 | 0 | 0
ST | 0 | 0 | 0 | 0 | 0 | 0
STOG | 59.5 | 59.5 | 59.5 | 59.5 | 59.5 | 360
STWD | 0 | 0 | 0 | 0 | 0 | 0
WT | 0 | 0 | 0 | 0 | 0 | 0
IGCC | 0 | 0 | 0 | 0 | 0 | 0
DemandResponse | 0 | 0 | 0 | 0 | 0 | 0
IGCC-CCS | 0 | 0 | 0 | 0 | 0 | 0
WT_off | 0 | 0 | 0 | 0 | 0 | 0
PseudoUnit | 0 | 0 | 0 | 0 | 0 | 0
FixedInterchange | 0 | 0 | 0 | 0 | 0 | 0
Cumulative Retirements of Capacity by Reporting Type: Nebraska
ReportingType | 2015 | 2020 | 2025 | 2030 | 2035 | 2040
BM | 0 | 0 | 0 | 0 | 0 | 0
CC | 0 | 0 | 0 | 0 | 0 | 0
CSP | 0 | 0 | 0 | 0 | 0 | 0
CT | 0 | 0 | 0 | 0 | 0 | 0
Coal | 0 | 3195.8 | 3195.8 | 3195.8 | 3195.8 | 3195.8
Geo | 0 | 0 | 0 | 0 | 0 | 0
H | 0 | 0 | 0 | 0 | 0 | 0
LFG | 0 | 0 | 0 | 0 | 0 | 0
Nuc | 0 | 0 | 0 | 0 | 1251.8 | 1251.8
PS | 0 | 0 | 0 | 0 | 0 | 0
PV | 0 | 0 | 0 | 0 | 0 | 0
PeakG | 0 | 0 | 0 | 0 | 0 | 0
PeakO | 0 | 0 | 0 | 0 | 0 | 0
ST | 0 | 0 | 0 | 0 | 0 | 0
STOG | 270 | 270 | 270 | 270 | 270 | 270
STWD | 0 | 0 | 0 | 0 | 0 | 0
WT | 0 | 0 | 0 | 0 | 0 | 0
IGCC | 0 | 0 | 0 | 0 | 0 | 0
DemandResponse | 0 | 0 | 0 | 0 | 0 | 0
IGCC-CCS | 0 | 0 | 0 | 0 | 0 | 0
WT_off | 0 | 0 | 0 | 0 | 0 | 0
PseudoUnit | 0 | 0 | 0 | 0 | 0 | 0
FixedInterchange | 0 | 0 | 0 | 0 | 0 | 0
Cumulative Retirements of Capacity by Reporting Type: NEISO
ReportingType | 2015 | 2020 | 2025 | 2030 | 2035 | 2040
BM | 0 | 0 | 0 | 0 | 0 | 0
CC | 1035.91 | 4062.83 | 5369.12 | 6937.73 | 6937.73 | 7327.59
CSP | 0 | 0 | 0 | 0 | 0 | 0
CT | 0 | 0 | 0 | 9.5 | 199.43 | 199.43
Coal | 2250.13 | 2570.13 | 2570.13 | 2570.13 | 2570.13 | 2570.13
Geo | 0 | 0 | 0 | 0 | 0 | 0
H | 0 | 0 | 0 | 0 | 0 | 0
LFG | 0 | 0 | 0 | 0 | 0 | 0
Nuc | 0 | 0 | 0 | 0 | 1289 | 2165.92
PS | 0 | 0 | 0 | 0 | 0 | 0
PV | 0 | 0 | 0 | 0 | 0 | 0
PeakG | 0 | 0 | 0 | 0 | 0 | 0
PeakO | 1183 | 1183 | 1183 | 1183 | 1183 | 1183
ST | 0 | 0 | 0 | 0 | 0 | 0
STOG | 6237 | 6237 | 6237 | 6237 | 6237 | 6237
STWD | 0 | 0 | 0 | 0 | 0 | 0
WT | 0 | 0 | 0 | 0 | 0 | 0
IGCC | 0 | 0 | 0 | 0 | 0 | 0
DemandResponse | 0 | 0 | 0 | 0 | 0 | 0
IGCC-CCS | 0 | 0 | 0 | 0 | 0 | 0
WT_off | 0 | 0 | 0 | 0 | 0 | 0
PseudoUnit | 0 | 0 | 0 | 0 | 0 | 0
FixedInterchange | 0 | 0 | 0 | 0 | 0 | 0
Cumulative Retirements of Capacity by Reporting Type: NonRTO_Midwest
ReportingType | 2015 | 2020 | 2025 | 2030 | 2035 | 2040
BM | 0 | 0 | 0 | 0 | 0 | 0
CC | 0 | 0 | 0 | 0 | 0 | 3030.65
CSP | 0 | 0 | 0 | 0 | 0 | 0
CT | 0 | 0 | 0 | 0 | 0 | 0
Coal | 4347.3 | 7082.71 | 7885.3 | 8431.3 | 8431.3 | 8431.3
Geo | 0 | 0 | 0 | 0 | 0 | 0
H | 0 | 0 | 0 | 0 | 0 | 0
LFG | 0 | 0 | 0 | 0 | 0 | 0
Nuc | 0 | 0 | 0 | 0 | 0 | 0
PS | 0 | 0 | 0 | 0 | 0 | 0
PV | 0 | 0 | 0 | 0 | 0 | 0
PeakG | 0 | 0 | 0 | 275.53 | 1530.64 | 2762.52
PeakO | 0 | 0 | 0 | 12 | 12 | 12
ST | 0 | 0 | 0 | 0 | 0 | 0
STOG | 0 | 0 | 0 | 0 | 0 | 0
STWD | 0 | 0 | 0 | 0 | 0 | 0
WT | 0 | 0 | 0 | 0 | 0 | 0
IGCC | 0 | 0 | 0 | 0 | 0 | 0
DemandResponse | 0 | 0 | 0 | 0 | 0 | 0
IGCC-CCS | 0 | 0 | 0 | 0 | 0 | 0
WT_off | 0 | 0 | 0 | 0 | 0 | 0
PseudoUnit | 0 | 0 | 0 | 0 | 0 | 0
FixedInterchange | 0 | 0 | 0 | 0 | 0 | 0
Cumulative Retirements of Capacity by Reporting Type: NYISO_A-F
ReportingType | 2015 | 2020 | 2025 | 2030 | 2035 | 2040
BM | 0 | 0 | 0 | 0 | 0 | 0
CC | 122.03 | 122.03 | 1930.71 | 1930.71 | 2748.52 | 3108.3
CSP | 0 | 0 | 0 | 0 | 0 | 0
CT | 0 | 0 | 0 | 0 | 0 | 0
Coal | 2251.9 | 2251.9 | 2251.9 | 2251.9 | 2251.9 | 2251.9
Geo | 0 | 0 | 0 | 0 | 0 | 0
H | 0 | 0 | 0 | 0 | 0 | 0
LFG | 0 | 0 | 0 | 0 | 0 | 0
Nuc | 0 | 0 | 0 | 621.2 | 1201.7 | 2053.9
PS | 0 | 0 | 0 | 0 | 0 | 0
PV | 0 | 0 | 0 | 0 | 0 | 0
PeakG | 0 | 0 | 0 | 0 | 0 | 0
PeakO | 0 | 0 | 0 | 0 | 0 | 0
ST | 0 | 0 | 0 | 0 | 0 | 0
STOG | 1701 | 1701 | 1701 | 1701 | 1701 | 1701
STWD | 0 | 0 | 0 | 0 | 0 | 0
WT | 0 | 0 | 0 | 0 | 0 | 0
IGCC | 0 | 0 | 0 | 0 | 0 | 0
DemandResponse | 0 | 0 | 0 | 0 | 0 | 0
IGCC-CCS | 0 | 0 | 0 | 0 | 0 | 0
WT_off | 0 | 0 | 0 | 0 | 0 | 0
PseudoUnit | 0 | 0 | 0 | 0 | 0 | 0
FixedInterchange | 0 | 0 | 0 | 0 | 0 | 0
Cumulative Retirements of Capacity by Reporting Type: NYISO_G-I
ReportingType | 2015 | 2020 | 2025 | 2030 | 2035 | 2040
BM | 0 | 0 | 0 | 0 | 0 | 0
CC | 0 | 0 | 0 | 0 | 0 | 0
CSP | 0 | 0 | 0 | 0 | 0 | 0
CT | 0 | 0 | 0 | 0 | 0 | 0
Coal | 368.2 | 368.2 | 368.2 | 368.2 | 368.2 | 368.2
Geo | 0 | 0 | 0 | 0 | 0 | 0
H | 0 | 0 | 0 | 0 | 0 | 0
LFG | 0 | 0 | 0 | 0 | 0 | 0
Nuc | 0 | 0 | 0 | 0 | 1019.6 | 2044.6
PS | 0 | 0 | 0 | 0 | 0 | 0
PV | 0 | 0 | 0 | 0 | 0 | 0
PeakG | 0 | 0 | 0 | 0 | 0 | 0
PeakO | 0 | 0 | 0 | 0 | 0 | 0
ST | 0 | 0 | 0 | 0 | 0 | 0
STOG | 2431 | 2431 | 2431 | 2431 | 2431 | 2431
STWD | 0 | 0 | 0 | 0 | 0 | 0
WT | 0 | 0 | 0 | 0 | 0 | 0
IGCC | 0 | 0 | 0 | 0 | 0 | 0
DemandResponse | 0 | 0 | 0 | 0 | 0 | 0
IGCC-CCS | 0 | 0 | 0 | 0 | 0 | 0
WT_off | 0 | 0 | 0 | 0 | 0 | 0
PseudoUnit | 0 | 0 | 0 | 0 | 0 | 0
FixedInterchange | 0 | 0 | 0 | 0 | 0 | 0
Cumulative Retirements of Capacity by Reporting Type: NYISO_J-K
ReportingType | 2015 | 2020 | 2025 | 2030 | 2035 | 2040
BM | 0 | 0 | 0 | 0 | 0 | 0
CC | 0 | 0 | 0 | 0 | 0 | 0
CSP | 0 | 0 | 0 | 0 | 0 | 0
CT | 0 | 0 | 0 | 0 | 0 | 0
Coal | 0 | 0 | 0 | 0 | 0 | 0
Geo | 0 | 0 | 0 | 0 | 0 | 0
H | 0 | 0 | 0 | 0 | 0 | 0
LFG | 0 | 0 | 0 | 0 | 0 | 0
Nuc | 0 | 0 | 0 | 0 | 0 | 0
PS | 0 | 0 | 0 | 0 | 0 | 0
PV | 0 | 0 | 0 | 0 | 0 | 0
PeakG | 0 | 0 | 0 | 0 | 0 | 0
PeakO | 0 | 0 | 0 | 0 | 0 | 0
ST | 0 | 0 | 0 | 0 | 0 | 0
STOG | 3377.51 | 3377.51 | 3377.51 | 3377.51 | 3377.51 | 3377.51
STWD | 0 | 0 | 0 | 0 | 0 | 0
WT | 0 | 0 | 0 | 0 | 0 | 0
IGCC | 0 | 0 | 0 | 0 | 0 | 0
DemandResponse | 0 | 0 | 0 | 0 | 0 | 0
IGCC-CCS | 0 | 0 | 0 | 0 | 0 | 0
WT_off | 0 | 0 | 0 | 0 | 0 | 0
PseudoUnit | 0 | 0 | 0 | 0 | 0 | 0
FixedInterchange | 0 | 0 | 0 | 0 | 0 | 0
Cumulative Retirements of Capacity by Reporting Type: PJM_E
ReportingType | 2015 | 2020 | 2025 | 2030 | 2035 | 2040
BM | 0 | 0 | 0 | 0 | 0 | 0
CC | 0 | 0 | 0 | 0 | 618.3 | 1141.3
CSP | 0 | 0 | 0 | 0 | 0 | 0
CT | 0 | 0 | 0 | 26.2 | 26.2 | 26.2
Coal | 2804 | 3372 | 3372 | 3372 | 3372 | 3372
Geo | 0 | 0 | 0 | 0 | 0 | 0
H | 0 | 0 | 0 | 0 | 0 | 0
LFG | 0 | 0 | 0 | 0 | 0 | 0
Nuc | 0 | 614.5 | 614.5 | 614.5 | 2838.5 | 4012.5
PS | 0 | 0 | 0 | 0 | 0 | 0
PV | 0 | 0 | 0 | 0 | 0 | 0
PeakG | 268.5 | 268.5 | 268.5 | 268.5 | 268.5 | 268.5
PeakO | 2.7 | 2.7 | 2.7 | 2.7 | 2.7 | 2.7
ST | 0 | 0 | 0 | 0 | 0 | 0
STOG | 629.5 | 629.5 | 3252 | 3252 | 3252 | 3252
STWD | 0 | 0 | 0 | 0 | 0 | 0
WT | 0 | 0 | 0 | 0 | 0 | 0
IGCC | 0 | 0 | 0 | 0 | 0 | 0
DemandResponse | 0 | 0 | 0 | 0 | 0 | 0
IGCC-CCS | 0 | 0 | 0 | 0 | 0 | 0
WT_off | 0 | 0 | 0 | 0 | 0 | 0
PseudoUnit | 0 | 0 | 0 | 0 | 0 | 0
FixedInterchange | 0 | 0 | 0 | 0 | 0 | 0
Cumulative Retirements of Capacity by Reporting Type: PJM_ROM
ReportingType | 2015 | 2020 | 2025 | 2030 | 2035 | 2040
BM | 0 | 0 | 0 | 0 | 0 | 0
CC | 0 | 0 | 0 | 0 | 0 | 2258.63
CSP | 0 | 0 | 0 | 0 | 0 | 0
CT | 0 | 0 | 0 | 0 | 16 | 16
Coal | 14216.62 | 15450.62 | 15971.62 | 15971.62 | 15971.62 | 15971.62
Geo | 0 | 0 | 0 | 0 | 0 | 0
H | 0 | 0 | 0 | 0 | 0 | 0
LFG | 0 | 0 | 0 | 0 | 0 | 0
Nuc | 0 | 0 | 0 | 0 | 1732 | 2631
PS | 0 | 0 | 0 | 0 | 0 | 0
PV | 0 | 0 | 0 | 0 | 0 | 0
PeakG | 0 | 0 | 0 | 0 | 0 | 0
PeakO | 270 | 270 | 270 | 610.81 | 610.81 | 1836
ST | 0 | 0 | 0 | 0 | 0 | 0
STOG | 580 | 580 | 3851.66 | 4109 | 4109 | 4109
STWD | 0 | 0 | 0 | 0 | 0 | 0
WT | 0 | 0 | 0 | 0 | 0 | 0
IGCC | 0 | 0 | 0 | 0 | 0 | 0
DemandResponse | 0 | 0 | 0 | 0 | 0 | 0
IGCC-CCS | 0 | 0 | 0 | 0 | 0 | 0
WT_off | 0 | 0 | 0 | 0 | 0 | 0
PseudoUnit | 0 | 0 | 0 | 0 | 0 | 0
FixedInterchange | 0 | 0 | 0 | 0 | 0 | 0
Cumulative Retirements of Capacity by Reporting Type: PJM_ROR
ReportingType | 2015 | 2020 | 2025 | 2030 | 2035 | 2040
BM | 0 | 0 | 0 | 0 | 0 | 0
CC | 0 | 0 | 0 | 0 | 174 | 19966.45
CSP | 0 | 0 | 0 | 0 | 0 | 0
CT | 0 | 0 | 0 | 0 | 29 | 29
Coal | 34889.37 | 45957.27 | 51350.2 | 51350.2 | 51350.2 | 51350.2
Geo | 0 | 0 | 0 | 0 | 0 | 0
H | 0 | 0 | 0 | 0 | 0 | 0
LFG | 0 | 0 | 0 | 0 | 0 | 0
Nuc | 0 | 0 | 0 | 867 | 5142 | 10025.16
PS | 0 | 0 | 0 | 0 | 0 | 0
PV | 0 | 0 | 0 | 0 | 0 | 0
PeakG | 0 | 0 | 0 | 0 | 0 | 0
PeakO | 19 | 19 | 19 | 316.9 | 316.9 | 1761
ST | 0 | 0 | 0 | 0 | 0 | 0
STOG | 0 | 0 | 1113.1 | 2122 | 2122 | 2122
STWD | 0 | 0 | 0 | 0 | 0 | 0
WT | 0 | 0 | 0 | 0 | 0 | 0
IGCC | 0 | 0 | 0 | 0 | 0 | 0
DemandResponse | 0 | 0 | 0 | 0 | 0 | 0
IGCC-CCS | 0 | 0 | 0 | 0 | 0 | 0
WT_off | 0 | 0 | 0 | 0 | 0 | 0
PseudoUnit | 0 | 0 | 0 | 0 | 0 | 0
FixedInterchange | 0 | 0 | 0 | 0 | 0 | 0
Cumulative Retirements of Capacity by Reporting Type: SOCO
ReportingType | 2015 | 2020 | 2025 | 2030 | 2035 | 2040
BM | 0 | 0 | 0 | 0 | 0 | 0
CC | 0 | 0 | 0 | 186 | 10412.32 | 17134.97
CSP | 0 | 0 | 0 | 0 | 0 | 0
CT | 0 | 0 | 0 | 0 | 0 | 0
Coal | 17250.74 | 21380.72 | 23409.44 | 23409.44 | 23409.44 | 23409.44
Geo | 0 | 0 | 0 | 0 | 0 | 0
H | 0 | 0 | 0 | 0 | 0 | 0
LFG | 0 | 0 | 0 | 0 | 0 | 0
Nuc | 0 | 0 | 0 | 0 | 0 | 2645.05
PS | 0 | 0 | 0 | 0 | 0 | 0
PV | 0 | 0 | 0 | 0 | 0 | 0
PeakG | 210 | 210 | 210 | 8337.94 | 8337.94 | 8337.94
PeakO | 1139 | 1139 | 1139 | 1139 | 1139 | 1139
ST | 0 | 0 | 0 | 0 | 0 | 0
STOG | 854 | 854 | 854 | 854 | 854 | 854
STWD | 0 | 0 | 0 | 0 | 0 | 0
WT | 0 | 0 | 0 | 0 | 0 | 0
IGCC | 0 | 0 | 0 | 0 | 0 | 0
DemandResponse | 0 | 0 | 0 | 0 | 0 | 0
IGCC-CCS | 0 | 0 | 0 | 0 | 0 | 0
WT_off | 0 | 0 | 0 | 0 | 0 | 0
PseudoUnit | 0 | 0 | 0 | 0 | 0 | 0
FixedInterchange | 0 | 0 | 0 | 0 | 0 | 0
Cumulative Retirements of Capacity by Reporting Type: SPP_N
ReportingType | 2015 | 2020 | 2025 | 2030 | 2035 | 2040
BM | 0 | 0 | 0 | 0 | 0 | 0
CC | 0 | 0 | 0 | 0 | 0 | 0
CSP | 0 | 0 | 0 | 0 | 0 | 0
CT | 0 | 0 | 0 | 0 | 0 | 0
Coal | 621 | 2870.38 | 5097.73 | 5097.73 | 5932.5 | 5932.5
Geo | 0 | 0 | 0 | 0 | 0 | 0
H | 0 | 0 | 0 | 0 | 0 | 0
LFG | 0 | 0 | 0 | 0 | 0 | 0
Nuc | 0 | 0 | 0 | 0 | 0 | 0
PS | 0 | 0 | 0 | 0 | 0 | 0
PV | 0 | 0 | 0 | 0 | 0 | 0
PeakG | 0 | 0 | 0 | 0 | 0 | 0
PeakO | 0 | 0 | 0 | 0 | 0 | 0
ST | 0 | 0 | 0 | 0 | 0 | 0
STOG | 868.83 | 868.83 | 868.83 | 868.83 | 1489.66 | 1749
STWD | 0 | 0 | 0 | 0 | 0 | 0
WT | 0 | 0 | 0 | 0 | 0 | 0
IGCC | 0 | 0 | 0 | 0 | 0 | 0
DemandResponse | 0 | 0 | 0 | 0 | 0 | 0
IGCC-CCS | 0 | 0 | 0 | 0 | 0 | 0
WT_off | 0 | 0 | 0 | 0 | 0 | 0
PseudoUnit | 0 | 0 | 0 | 0 | 0 | 0
FixedInterchange | 0 | 0 | 0 | 0 | 0 | 0
Cumulative Retirements of Capacity by Reporting Type: SPP_S
ReportingType | 2015 | 2020 | 2025 | 2030 | 2035 | 2040
BM | 0 | 0 | 0 | 0 | 0 | 0
CC | 0 | 0 | 0 | 0 | 0 | 0
CSP | 0 | 0 | 0 | 0 | 0 | 0
CT | 0 | 0 | 0 | 0 | 0 | 0
Coal | 2944.38 | 10693.93 | 12969.31 | 12969.31 | 13139.93 | 13139.93
Geo | 0 | 0 | 0 | 0 | 0 | 0
H | 0 | 0 | 0 | 0 | 0 | 0
LFG | 0 | 0 | 0 | 0 | 0 | 0
Nuc | 0 | 0 | 0 | 0 | 0 | 0
PS | 0 | 0 | 0 | 0 | 0 | 0
PV | 0 | 0 | 0 | 0 | 0 | 0
PeakG | 0 | 0 | 0 | 0 | 0 | 0
PeakO | 0 | 0 | 0 | 0 | 0 | 0
ST | 0 | 0 | 0 | 0 | 0 | 0
STOG | 4017.08 | 4017.08 | 4017.08 | 4017.08 | 7151.08 | 9618.12
STWD | 0 | 0 | 0 | 0 | 0 | 0
WT | 0 | 0 | 0 | 0 | 0 | 0
IGCC | 0 | 0 | 0 | 0 | 0 | 0
DemandResponse | 0 | 0 | 0 | 0 | 0 | 0
IGCC-CCS | 0 | 0 | 0 | 0 | 0 | 0
WT_off | 0 | 0 | 0 | 0 | 0 | 0
PseudoUnit | 0 | 0 | 0 | 0 | 0 | 0
FixedInterchange | 0 | 0 | 0 | 0 | 0 | 0
Cumulative Retirements of Capacity by Reporting Type: TVA
ReportingType | 2015 | 2020 | 2025 | 2030 | 2035 | 2040
BM | 0 | 0 | 0 | 0 | 0 | 0
CC | 0 | 0 | 0 | 0 | 3890.12 | 8206.76
CSP | 0 | 0 | 0 | 0 | 0 | 0
CT | 0 | 0 | 0 | 0 | 0 | 0
Coal | 10428.13 | 12532.13 | 14393.39 | 15159 | 15159 | 15159
Geo | 0 | 0 | 0 | 0 | 0 | 0
H | 0 | 0 | 0 | 0 | 0 | 0
LFG | 0 | 0 | 0 | 0 | 0 | 0
Nuc | 0 | 0 | 0 | 0 | 2512.33 | 3791
PS | 0 | 0 | 0 | 0 | 0 | 0
PV | 0 | 0 | 0 | 0 | 0 | 0
PeakG | 0 | 0 | 0 | 0 | 1149.4 | 1149.4
PeakO | 0 | 0 | 0 | 0 | 83 | 83
ST | 0 | 0 | 0 | 0 | 0 | 0
STOG | 0 | 0 | 0 | 0 | 0 | 0
STWD | 0 | 0 | 0 | 0 | 0 | 0
WT | 0 | 0 | 0 | 0 | 0 | 0
IGCC | 0 | 0 | 0 | 0 | 0 | 0
DemandResponse | 0 | 0 | 0 | 0 | 0 | 0
IGCC-CCS | 0 | 0 | 0 | 0 | 0 | 0
WT_off | 0 | 0 | 0 | 0 | 0 | 0
PseudoUnit | 0 | 0 | 0 | 0 | 0 | 0
FixedInterchange | 0 | 0 | 0 | 0 | 0 | 0
Cumulative Retirements of Capacity by Reporting Type: TVA_Transmission
ReportingType | 2015 | 2020 | 2025 | 2030 | 2035 | 2040
BM | 0 | 0 | 0 | 0 | 0 | 0
CC | 0 | 0 | 0 | 0 | 0 | 0
CSP | 0 | 0 | 0 | 0 | 0 | 0
CT | 0 | 0 | 0 | 0 | 0 | 0
Coal | 0 | 0 | 0 | 0 | 0 | 0
Geo | 0 | 0 | 0 | 0 | 0 | 0
H | 0 | 0 | 0 | 0 | 0 | 0
LFG | 0 | 0 | 0 | 0 | 0 | 0
Nuc | 0 | 0 | 0 | 0 | 0 | 0
PS | 0 | 0 | 0 | 0 | 0 | 0
PV | 0 | 0 | 0 | 0 | 0 | 0
PeakG | 0 | 0 | 0 | 0 | 0 | 0
PeakO | 0 | 0 | 0 | 0 | 0 | 0
ST | 0 | 0 | 0 | 0 | 0 | 0
STOG | 0 | 0 | 0 | 0 | 0 | 0
STWD | 0 | 0 | 0 | 0 | 0 | 0
WT | 0 | 0 | 0 | 0 | 0 | 0
IGCC | 0 | 0 | 0 | 0 | 0 | 0
DemandResponse | 0 | 0 | 0 | 0 | 0 | 0
IGCC-CCS | 0 | 0 | 0 | 0 | 0 | 0
WT_off | 0 | 0 | 0 | 0 | 0 | 0
PseudoUnit | 0 | 0 | 0 | 0 | 0 | 0
FixedInterchange | 0 | 0 | 0 | 0 | 0 | 0
Cumulative Retirements of Capacity by Reporting Type: VACAR
ReportingType | 2015 | 2020 | 2025 | 2030 | 2035 | 2040
BM | 0 | 0 | 0 | 0 | 0 | 0
CC | 0 | 0 | 0 | 0 | 3525 | 9316.62
CSP | 0 | 0 | 0 | 0 | 0 | 0
CT | 0 | 0 | 0 | 717.2 | 717.2 | 717.2
Coal | 12860.62 | 14703.11 | 17936 | 18556 | 18556 | 18556
Geo | 0 | 0 | 0 | 0 | 0 | 0
H | 0 | 0 | 0 | 0 | 0 | 0
LFG | 0 | 0 | 0 | 0 | 0 | 0
Nuc | 0 | 0 | 0 | 0 | 3248 | 5106
PS | 0 | 0 | 0 | 0 | 0 | 0
PV | 0 | 0 | 0 | 0 | 0 | 0
PeakG | 0 | 0 | 0 | 0 | 577.69 | 577.69
PeakO | 0 | 0 | 0 | 0 | 1268 | 1268
ST | 0 | 0 | 0 | 0 | 0 | 0
STOG | 0 | 0 | 0 | 0 | 92 | 92
STWD | 0 | 0 | 0 | 0 | 0 | 0
WT | 0 | 0 | 0 | 0 | 0 | 0
IGCC | 0 | 0 | 0 | 0 | 0 | 0
DemandResponse | 0 | 0 | 0 | 0 | 0 | 0
IGCC-CCS | 0 | 0 | 0 | 0 | 0 | 0
WT_off | 0 | 0 | 0 | 0 | 0 | 0
PseudoUnit | 0 | 0 | 0 | 0 | 0 | 0
FixedInterchange | 0 | 0 | 0 | 0 | 0 | 0
Cumulative Retirements of Capacity by Reporting Type: IESO
ReportingType | 2015 | 2020 | 2025 | 2030 | 2035 | 2040
BM | 0 | 0 | 0 | 0 | 0 | 0
CC | 5943 | 5943 | 5943 | 5943 | 5943 | 5943
CSP | 0 | 0 | 0 | 0 | 0 | 0
CT | 0 | 0 | 0 | 0 | 368 | 368
Coal | 6416 | 6416 | 6416 | 6416 | 6416 | 6416
Geo | 0 | 0 | 0 | 0 | 0 | 0
H | 0 | 0 | 0 | 0 | 0 | 0
LFG | 0 | 0 | 0 | 0 | 0 | 0
Nuc | 0 | 0 | 0 | 0 | 1030 | 2570
PS | 0 | 0 | 0 | 0 | 0 | 0
PV | 0 | 0 | 0 | 0 | 1067.26 | 1067.26
PeakG | 584 | 584 | 584 | 584 | 584 | 584
PeakO | 175 | 175 | 175 | 175 | 175 | 175
ST | 0 | 0 | 0 | 0 | 0 | 0
STOG | 2126 | 2126 | 2126 | 2126 | 2126 | 2126
STWD | 0 | 0 | 0 | 0 | 0 | 0
WT | 0 | 0 | 0 | 0 | 0 | 0
IGCC | 0 | 0 | 0 | 0 | 0 | 0
DemandResponse | 0 | 0 | 0 | 0 | 0 | 0
IGCC-CCS | 0 | 0 | 0 | 0 | 0 | 0
WT_off | 0 | 0 | 0 | 0 | 0 | 0
PseudoUnit | 0 | 0 | 0 | 0 | 0 | 0
FixedInterchange | 0 | 0 | 0 | 0 | 0 | 0
Cumulative Retirements of Capacity by Reporting Type: MAPP_CA
ReportingType | 2015 | 2020 | 2025 | 2030 | 2035 | 2040
BM | 0 | 0 | 0 | 0 | 0 | 0
CC | 0 | 0 | 731 | 731 | 731 | 1012.76
CSP | 0 | 0 | 0 | 0 | 0 | 0
CT | 0 | 0 | 0 | 0 | 0 | 0
Coal | 1076.84 | 1637.17 | 1745.9 | 1745.9 | 1745.9 | 1745.9
Geo | 0 | 0 | 0 | 0 | 0 | 0
H | 0 | 0 | 0 | 0 | 0 | 0
LFG | 0 | 0 | 0 | 0 | 0 | 0
Nuc | 0 | 0 | 0 | 0 | 0 | 0
PS | 0 | 0 | 0 | 0 | 0 | 0
PV | 0 | 0 | 0 | 0 | 0 | 0
PeakG | 0 | 0 | 559 | 559 | 559 | 559
PeakO | 0 | 0 | 4 | 4 | 4 | 4
ST | 0 | 0 | 0 | 0 | 0 | 0
STOG | 0 | 0 | 126 | 126 | 126 | 126
STWD | 0 | 0 | 0 | 0 | 0 | 0
WT | 0 | 0 | 0 | 0 | 302.4 | 302.4
IGCC | 0 | 0 | 0 | 0 | 0 | 0
DemandResponse | 0 | 0 | 0 | 0 | 0 | 0
IGCC-CCS | 0 | 0 | 0 | 0 | 0 | 0
WT_off | 0 | 0 | 0 | 0 | 0 | 0
PseudoUnit | 0 | 0 | 0 | 0 | 0 | 0
FixedInterchange | 0 | 0 | 0 | 0 | 0 | 0
Cumulative Retirements of Capacity by Reporting Type: AZ_NM_SNV_Coal
ReportingType | 2015 | 2020 | 2025 | 2030 | 2035 | 2040
BM | 0 | 0 | 0 | 0 | 0 | 0
CC | 0 | 0 | 0 | 0 | 0 | 0
CSP | 0 | 0 | 0 | 0 | 0 | 0
CT | 0 | 0 | 0 | 0 | 0 | 0
Coal | 2984.87 | 3590 | 6304.08 | 9648 | 9648 | 9648
Geo | 0 | 0 | 0 | 0 | 0 | 0
H | 0 | 0 | 0 | 0 | 0 | 0
LFG | 0 | 0 | 0 | 0 | 0 | 0
Nuc | 0 | 0 | 0 | 0 | 0 | 0
PS | 0 | 0 | 0 | 0 | 0 | 0
PV | 0 | 0 | 0 | 0 | 0 | 0
PeakG | 0 | 0 | 0 | 0 | 0 | 0
PeakO | 0 | 0 | 0 | 0 | 0 | 0
ST | 0 | 0 | 0 | 0 | 0 | 0
STOG | 0 | 0 | 0 | 0 | 0 | 0
STWD | 0 | 0 | 0 | 0 | 0 | 0
WT | 0 | 0 | 0 | 0 | 0 | 0
IGCC | 0 | 0 | 0 | 0 | 0 | 0
DemandResponse | 0 | 0 | 0 | 0 | 0 | 0
IGCC-CCS | 0 | 0 | 0 | 0 | 0 | 0
WT_off | 0 | 0 | 0 | 0 | 0 | 0
PseudoUnit | 0 | 0 | 0 | 0 | 0 | 0
FixedInterchange | 0 | 0 | 0 | 0 | 0 | 0
Cumulative Retirements of Capacity by Reporting Type: AZ_NM_SNV_Gas
ReportingType | 2015 | 2020 | 2025 | 2030 | 2035 | 2040
BM | 0 | 0 | 0 | 0 | 0 | 0
CC | 1095 | 1095 | 1095 | 1388.15 | 6010.71 | 7003.08
CSP | 0 | 0 | 0 | 0 | 0 | 0
CT | 0 | 0 | 0 | 0 | 736 | 736
Coal | 0 | 0 | 0 | 0 | 0 | 0
Geo | 0 | 0 | 0 | 0 | 0 | 0
H | 0 | 0 | 0 | 0 | 0 | 0
LFG | 0 | 0 | 0 | 0 | 0 | 0
Nuc | 0 | 0 | 0 | 0 | 0 | 0
PS | 0 | 0 | 0 | 0 | 0 | 0
PV | 0 | 0 | 0 | 0 | 0 | 0
PeakG | 0 | 0 | 0 | 0 | 0 | 0
PeakO | 0 | 0 | 0 | 0 | 0 | 0
ST | 0 | 0 | 0 | 0 | 0 | 0
STOG | 2064 | 2064 | 2064 | 2064 | 2064 | 2064
STWD | 0 | 0 | 0 | 0 | 0 | 0
WT | 0 | 0 | 0 | 0 | 0 | 0
IGCC | 0 | 0 | 0 | 0 | 0 | 0
DemandResponse | 0 | 0 | 0 | 0 | 0 | 0
IGCC-CCS | 0 | 0 | 0 | 0 | 0 | 0
WT_off | 0 | 0 | 0 | 0 | 0 | 0
PseudoUnit | 0 | 0 | 0 | 0 | 0 | 0
FixedInterchange | 0 | 0 | 0 | 0 | 0 | 0
Cumulative Retirements of Capacity by Reporting Type: AZ_NM_SNV_NucRenew
ReportingType | 2015 | 2020 | 2025 | 2030 | 2035 | 2040
BM | 0 | 0 | 0 | 0 | 0 | 0
CC | 0 | 0 | 0 | 0 | 0 | 0
CSP | 65 | 65 | 65 | 65 | 65 | 65
CT | 0 | 0 | 0 | 0 | 0 | 0
Coal | 0 | 0 | 0 | 0 | 0 | 0
Geo | 0 | 0 | 0 | 0 | 0 | 0
H | 0 | 0 | 0 | 0 | 0 | 0
LFG | 0 | 0 | 0 | 0 | 0 | 0
Nuc | 0 | 0 | 0 | 0 | 0 | 0
PS | 0 | 0 | 0 | 0 | 0 | 0
PV | 0 | 0 | 0 | 0 | 0 | 0
PeakG | 0 | 0 | 0 | 0 | 0 | 0
PeakO | 0 | 0 | 0 | 0 | 0 | 0
ST | 0 | 0 | 0 | 0 | 0 | 0
STOG | 0 | 0 | 0 | 0 | 0 | 0
STWD | 0 | 0 | 0 | 0 | 0 | 0
WT | 0 | 0 | 0 | 0 | 0 | 0
IGCC | 0 | 0 | 0 | 0 | 0 | 0
DemandResponse | 0 | 0 | 0 | 0 | 0 | 0
IGCC-CCS | 0 | 0 | 0 | 0 | 0 | 0
WT_off | 0 | 0 | 0 | 0 | 0 | 0
PseudoUnit | 0 | 0 | 0 | 0 | 0 | 0
FixedInterchange | 0 | 0 | 0 | 0 | 0 | 0
Cumulative Retirements of Capacity by Reporting Type: ERCOT
ReportingType | 2015 | 2020 | 2025 | 2030 | 2035 | 2040
BM | 0 | 0 | 0 | 0 | 0 | 0
CC | 0 | 0 | 0 | 0 | 7407.16 | 11742.58
CSP | 0 | 0 | 0 | 0 | 0 | 0
CT | 0 | 0 | 0 | 0 | 250 | 250
Coal | 13999.48 | 15501.87 | 16061.87 | 16061.87 | 16061.87 | 16061.87
Geo | 0 | 0 | 0 | 0 | 0 | 0
H | 0 | 0 | 0 | 0 | 0 | 0
LFG | 0 | 0 | 0 | 0 | 0 | 0
Nuc | 0 | 0 | 0 | 0 | 0 | 0
PS | 0 | 0 | 0 | 0 | 0 | 0
PV | 0 | 0 | 0 | 0 | 14 | 14
PeakG | 0 | 0 | 0 | 0 | 0 | 0
PeakO | 0 | 0 | 0 | 0 | 0 | 0
ST | 0 | 0 | 0 | 0 | 0 | 0
STOG | 6134.08 | 6134.08 | 10517.95 | 13023.84 | 18933 | 18933
STWD | 0 | 0 | 0 | 0 | 0 | 0
WT | 0 | 0 | 0 | 0 | 0 | 0
IGCC | 0 | 0 | 0 | 0 | 0 | 0
DemandResponse | 0 | 0 | 0 | 0 | 0 | 0
IGCC-CCS | 0 | 0 | 0 | 0 | 0 | 0
WT_off | 0 | 0 | 0 | 0 | 0 | 0
PseudoUnit | 0 | 0 | 0 | 0 | 0 | 0
FixedInterchange | 0 | 0 | 0 | 0 | 0 | 0
Cumulative Retirements of Capacity by Reporting Type: NP15
ReportingType | 2015 | 2020 | 2025 | 2030 | 2035 | 2040
BM | 0 | 0 | 0 | 0 | 0 | 0
CC | 0 | 0 | 0 | 0 | 0 | 115.13
CSP | 0 | 0 | 0 | 0 | 0 | 0
CT | 0 | 0 | 0 | 0 | 212.6 | 212.6
Coal | 0 | 191.9 | 191.9 | 191.9 | 191.9 | 191.9
Geo | 0 | 0 | 0 | 0 | 0 | 0
H | 0 | 0 | 0 | 0 | 0 | 0
LFG | 0 | 0 | 0 | 0 | 0 | 0
Nuc | 0 | 0 | 0 | 0 | 0 | 0
PS | 0 | 0 | 0 | 0 | 0 | 0
PV | 0 | 0 | 0 | 0 | 0 | 0
PeakG | 0 | 0 | 0 | 0 | 0 | 0
PeakO | 156 | 156 | 156 | 156 | 156 | 156
ST | 0 | 0 | 0 | 0 | 0 | 0
STOG | 1046.4 | 1046.4 | 1046.4 | 1867.21 | 3602.65 | 3602.65
STWD | 0 | 0 | 0 | 0 | 0 | 0
WT | 0 | 0 | 0 | 0 | 0 | 0
IGCC | 0 | 0 | 0 | 0 | 0 | 0
DemandResponse | 0 | 0 | 0 | 0 | 0 | 0
IGCC-CCS | 0 | 0 | 0 | 0 | 0 | 0
WT_off | 0 | 0 | 0 | 0 | 0 | 0
PseudoUnit | 0 | 0 | 0 | 0 | 0 | 0
FixedInterchange | 0 | 0 | 0 | 0 | 0 | 0
Cumulative Retirements of Capacity by Reporting Type: NWPP_Coal
ReportingType | 2015 | 2020 | 2025 | 2030 | 2035 | 2040
BM | 0 | 0 | 0 | 0 | 0 | 0
CC | 0 | 0 | 0 | 0 | 0 | 0
CSP | 0 | 0 | 0 | 0 | 0 | 0
CT | 0 | 0 | 0 | 0 | 0 | 0
Coal | 7319.48 | 8874.7 | 13556.7 | 13556.7 | 13556.7 | 13556.7
Geo | 0 | 0 | 0 | 0 | 0 | 0
H | 0 | 0 | 0 | 0 | 0 | 0
LFG | 0 | 0 | 0 | 0 | 0 | 0
Nuc | 0 | 0 | 0 | 0 | 0 | 0
PS | 0 | 0 | 0 | 0 | 0 | 0
PV | 0 | 0 | 0 | 0 | 0 | 0
PeakG | 0 | 0 | 0 | 0 | 0 | 0
PeakO | 183 | 183 | 183 | 183 | 183 | 183
ST | 0 | 0 | 0 | 0 | 0 | 0
STOG | 0 | 0 | 0 | 0 | 0 | 0
STWD | 0 | 0 | 0 | 0 | 0 | 0
WT | 0 | 0 | 0 | 0 | 0 | 0
IGCC | 0 | 0 | 0 | 0 | 0 | 0
DemandResponse | 0 | 0 | 0 | 0 | 0 | 0
IGCC-CCS | 0 | 0 | 0 | 0 | 0 | 0
WT_off | 0 | 0 | 0 | 0 | 0 | 0
PseudoUnit | 0 | 0 | 0 | 0 | 0 | 0
FixedInterchange | 0 | 0 | 0 | 0 | 0 | 0
Cumulative Retirements of Capacity by Reporting Type: NWPP_Gas
ReportingType | 2015 | 2020 | 2025 | 2030 | 2035 | 2040
BM | 0 | 0 | 0 | 0 | 0 | 0
CC | 1678 | 1678 | 1678 | 2687.39 | 8005 | 8305
CSP | 0 | 0 | 0 | 0 | 0 | 0
CT | 0 | 0 | 0 | 0 | 150 | 150
Coal | 0 | 0 | 0 | 0 | 0 | 0
Geo | 0 | 0 | 0 | 0 | 0 | 0
H | 0 | 0 | 0 | 0 | 0 | 0
LFG | 0 | 0 | 0 | 0 | 0 | 0
Nuc | 0 | 0 | 0 | 0 | 0 | 0
PS | 0 | 0 | 0 | 0 | 0 | 0
PV | 0 | 0 | 0 | 0 | 0 | 0
PeakG | 2623 | 2623 | 2623 | 2623 | 2623 | 2623
PeakO | 0 | 0 | 0 | 0 | 0 | 0
ST | 0 | 0 | 0 | 0 | 0 | 0
STOG | 786 | 786 | 786 | 786 | 786 | 786
STWD | 0 | 0 | 0 | 0 | 0 | 0
WT | 0 | 0 | 0 | 0 | 0 | 0
IGCC | 0 | 0 | 0 | 0 | 0 | 0
DemandResponse | 0 | 0 | 0 | 0 | 0 | 0
IGCC-CCS | 0 | 0 | 0 | 0 | 0 | 0
WT_off | 0 | 0 | 0 | 0 | 0 | 0
PseudoUnit | 0 | 0 | 0 | 0 | 0 | 0
FixedInterchange | 0 | 0 | 0 | 0 | 0 | 0
Cumulative Retirements of Capacity by Reporting Type: NWPP_NucRenew
ReportingType | 2015 | 2020 | 2025 | 2030 | 2035 | 2040
BM | 0 | 0 | 0 | 0 | 0 | 0
CC | 0 | 0 | 0 | 0 | 0 | 0
CSP | 0 | 0 | 0 | 0 | 0 | 0
CT | 0 | 0 | 0 | 0 | 0 | 0
Coal | 0 | 0 | 0 | 0 | 0 | 0
Geo | 4.8 | 4.8 | 4.8 | 4.8 | 4.8 | 4.8
H | 0 | 0 | 0 | 0 | 0 | 0
LFG | 0 | 0 | 0 | 0 | 0 | 0
Nuc | 0 | 0 | 0 | 0 | 0 | 0
PS | 0 | 0 | 0 | 0 | 0 | 0
PV | 0 | 0 | 0 | 0 | 0 | 0
PeakG | 0 | 0 | 0 | 0 | 0 | 0
PeakO | 0 | 0 | 0 | 0 | 0 | 0
ST | 0 | 0 | 0 | 0 | 0 | 0
STOG | 0 | 0 | 0 | 0 | 0 | 0
STWD | 0 | 0 | 0 | 0 | 0 | 0
WT | 0 | 0 | 0 | 0 | 0 | 0
IGCC | 0 | 0 | 0 | 0 | 0 | 0
DemandResponse | 0 | 0 | 0 | 0 | 0 | 0
IGCC-CCS | 0 | 0 | 0 | 0 | 0 | 0
WT_off | 0 | 0 | 0 | 0 | 0 | 0
PseudoUnit | 0 | 0 | 0 | 0 | 0 | 0
FixedInterchange | 0 | 0 | 0 | 0 | 0 | 0
Cumulative Retirements of Capacity by Reporting Type: RMPA
ReportingType | 2015 | 2020 | 2025 | 2030 | 2035 | 2040
BM | 0 | 0 | 0 | 0 | 0 | 0
CC | 0 | 0 | 0 | 0 | 1250.32 | 1498.42
CSP | 1 | 1 | 1 | 1 | 1 | 1
CT | 0 | 0 | 0 | 0 | 152 | 152
Coal | 1186 | 2371 | 6126.26 | 6788 | 6788 | 6788
Geo | 0 | 0 | 0 | 0 | 0 | 0
H | 0 | 0 | 0 | 0 | 0 | 0
LFG | 0 | 0 | 0 | 0 | 0 | 0
Nuc | 0 | 0 | 0 | 0 | 0 | 0
PS | 0 | 0 | 0 | 0 | 0 | 0
PV | 0 | 0 | 0 | 0 | 0 | 0
PeakG | 0 | 0 | 0 | 0 | 0 | 0
PeakO | 187 | 187 | 187 | 187 | 187 | 187
ST | 0 | 0 | 0 | 0 | 0 | 0
STOG | 217 | 217 | 217 | 217 | 217 | 217
STWD | 0 | 0 | 0 | 0 | 0 | 0
WT | 0 | 0 | 0 | 0 | 0 | 0
IGCC | 0 | 0 | 0 | 0 | 0 | 0
DemandResponse | 0 | 0 | 0 | 0 | 0 | 0
IGCC-CCS | 0 | 0 | 0 | 0 | 0 | 0
WT_off | 0 | 0 | 0 | 0 | 0 | 0
PseudoUnit | 0 | 0 | 0 | 0 | 0 | 0
FixedInterchange | 0 | 0 | 0 | 0 | 0 | 0
Cumulative Retirements of Capacity by Reporting Type: SP15
ReportingType | 2015 | 2020 | 2025 | 2030 | 2035 | 2040
BM | 0 | 0 | 0 | 0 | 0 | 0
CC | 0 | 0 | 0 | 0 | 0 | 0
CSP | 409 | 409 | 409 | 409 | 409 | 409
CT | 0 | 0 | 0 | 0 | 0 | 0
Coal | 57 | 141.5 | 141.5 | 242.7 | 242.7 | 242.7
Geo | 0 | 0 | 0 | 0 | 0 | 0
H | 0 | 0 | 0 | 0 | 0 | 0
LFG | 0 | 0 | 0 | 0 | 0 | 0
Nuc | 0 | 0 | 0 | 0 | 0 | 0
PS | 0 | 0 | 0 | 0 | 0 | 0
PV | 0 | 0 | 0 | 0 | 0 | 0
PeakG | 44 | 44 | 44 | 44 | 44 | 44
PeakO | 15 | 15 | 15 | 15 | 15 | 15
ST | 0 | 0 | 0 | 0 | 0 | 0
STOG | 4274.15 | 4274.15 | 4274.15 | 4861.64 | 7131.97 | 7131.97
STWD | 0 | 0 | 0 | 0 | 0 | 0
WT | 126.2 | 126.2 | 126.2 | 126.2 | 126.2 | 126.2
IGCC | 0 | 0 | 0 | 0 | 0 | 0
DemandResponse | 0 | 0 | 0 | 0 | 0 | 0
IGCC-CCS | 0 | 0 | 0 | 0 | 0 | 0
WT_off | 0 | 0 | 0 | 0 | 0 | 0
PseudoUnit | 0 | 0 | 0 | 0 | 0 | 0
FixedInterchange | 0 | 0 | 0 | 0 | 0 | 0
Cumulative Retirements of Capacity by Reporting Type: ALB
ReportingType | 2015 | 2020 | 2025 | 2030 | 2035 | 2040
BM | 0 | 0 | 0 | 0 | 0 | 0
CC | 0 | 0 | 0 | 1952 | 1952 | 1952
CSP | 0 | 0 | 0 | 0 | 0 | 0
CT | 0 | 0 | 0 | 0 | 129.93 | 129.93
Coal | 0 | 0 | 0 | 5745.83 | 5745.83 | 5745.83
Geo | 0 | 0 | 0 | 0 | 0 | 0
H | 0 | 0 | 0 | 0 | 0 | 0
LFG | 0 | 0 | 0 | 0 | 0 | 0
Nuc | 0 | 0 | 0 | 0 | 0 | 0
PS | 0 | 0 | 0 | 0 | 0 | 0
PV | 0 | 0 | 0 | 0 | 0 | 0
PeakG | 1375.25 | 1375.25 | 1375.25 | 1375.25 | 1375.25 | 1375.25
PeakO | 6 | 6 | 6 | 6 | 6 | 6
ST | 0 | 0 | 0 | 0 | 0 | 0
STOG | 186 | 186 | 186 | 186 | 186 | 186
STWD | 0 | 0 | 0 | 0 | 0 | 0
WT | 0 | 0 | 0 | 0 | 0 | 0
IGCC | 0 | 0 | 0 | 0 | 0 | 0
DemandResponse | 0 | 0 | 0 | 0 | 0 | 0
IGCC-CCS | 0 | 0 | 0 | 0 | 0 | 0
WT_off | 0 | 0 | 0 | 0 | 0 | 0
PseudoUnit | 0 | 0 | 0 | 0 | 0 | 0
FixedInterchange | 0 | 0 | 0 | 0 | 0 | 0
Cumulative Retirements of Capacity by Reporting Type: BC
ReportingType | 2015 | 2020 | 2025 | 2030 | 2035 | 2040
BM | 0 | 0 | 0 | 0 | 0 | 0
CC | 0 | 0 | 0 | 205 | 205 | 623.6
CSP | 0 | 0 | 0 | 0 | 0 | 0
CT | 0 | 0 | 0 | 0 | 0 | 0
Coal | 0 | 0 | 0 | 0 | 0 | 0
Geo | 0 | 0 | 0 | 0 | 0 | 0
H | 0 | 0 | 0 | 0 | 0 | 0
LFG | 0 | 0 | 0 | 0 | 0 | 0
Nuc | 0 | 0 | 0 | 0 | 0 | 0
PS | 0 | 0 | 0 | 0 | 0 | 0
PV | 0 | 0 | 0 | 0 | 0 | 0
PeakG | 141 | 141 | 141 | 141 | 141 | 141
PeakO | 44 | 44 | 44 | 44 | 44 | 44
ST | 0 | 0 | 0 | 0 | 0 | 0
STOG | 938 | 938 | 938 | 938 | 938 | 938
STWD | 0 | 0 | 0 | 0 | 0 | 0
WT | 0 | 0 | 0 | 0 | 0 | 0
IGCC | 0 | 0 | 0 | 0 | 0 | 0
DemandResponse | 0 | 0 | 0 | 0 | 0 | 0
IGCC-CCS | 0 | 0 | 0 | 0 | 0 | 0
WT_off | 0 | 0 | 0 | 0 | 0 | 0
PseudoUnit | 0 | 0 | 0 | 0 | 0 | 0
FixedInterchange | 0 | 0 | 0 | 0 | 0 | 0
Cumulative Retirements of Capacity by Reporting Type: HQ_IESO
ReportingType | 2015 | 2020 | 2025 | 2030 | 2035 | 2040
BM | 0 | 0 | 0 | 0 | 0 | 0
CC | 0 | 0 | 0 | 0 | 0 | 0
CSP | 0 | 0 | 0 | 0 | 0 | 0
CT | 0 | 0 | 0 | 0 | 0 | 0
Coal | 0 | 0 | 0 | 0 | 0 | 0
Geo | 0 | 0 | 0 | 0 | 0 | 0
H | 0 | 0 | 0 | 0 | 0 | 0
LFG | 0 | 0 | 0 | 0 | 0 | 0
Nuc | 0 | 0 | 0 | 0 | 0 | 0
PS | 0 | 0 | 0 | 0 | 0 | 0
PV | 0 | 0 | 0 | 0 | 0 | 0
PeakG | 0 | 0 | 0 | 0 | 0 | 0
PeakO | 0 | 0 | 0 | 0 | 0 | 0
ST | 0 | 0 | 0 | 0 | 0 | 0
STOG | 0 | 0 | 0 | 0 | 0 | 0
STWD | 0 | 0 | 0 | 0 | 0 | 0
WT | 0 | 0 | 0 | 0 | 0 | 0
IGCC | 0 | 0 | 0 | 0 | 0 | 0
DemandResponse | 0 | 0 | 0 | 0 | 0 | 0
IGCC-CCS | 0 | 0 | 0 | 0 | 0 | 0
WT_off | 0 | 0 | 0 | 0 | 0 | 0
PseudoUnit | 0 | 0 | 0 | 0 | 0 | 0
FixedInterchange | 0 | 0 | 0 | 0 | 0 | 0
Cumulative Retirements of Capacity by Reporting Type: HQ_NEISO
ReportingType | 2015 | 2020 | 2025 | 2030 | 2035 | 2040
BM | 0 | 0 | 0 | 0 | 0 | 0
CC | 0 | 0 | 0 | 0 | 0 | 0
CSP | 0 | 0 | 0 | 0 | 0 | 0
CT | 0 | 0 | 0 | 0 | 0 | 0
Coal | 0 | 0 | 0 | 0 | 0 | 0
Geo | 0 | 0 | 0 | 0 | 0 | 0
H | 0 | 0 | 0 | 0 | 0 | 0
LFG | 0 | 0 | 0 | 0 | 0 | 0
Nuc | 0 | 0 | 0 | 0 | 0 | 0
PS | 0 | 0 | 0 | 0 | 0 | 0
PV | 0 | 0 | 0 | 0 | 0 | 0
PeakG | 0 | 0 | 0 | 0 | 0 | 0
PeakO | 0 | 0 | 0 | 0 | 0 | 0
ST | 0 | 0 | 0 | 0 | 0 | 0
STOG | 0 | 0 | 0 | 0 | 0 | 0
STWD | 0 | 0 | 0 | 0 | 0 | 0
WT | 0 | 0 | 0 | 0 | 0 | 0
IGCC | 0 | 0 | 0 | 0 | 0 | 0
DemandResponse | 0 | 0 | 0 | 0 | 0 | 0
IGCC-CCS | 0 | 0 | 0 | 0 | 0 | 0
WT_off | 0 | 0 | 0 | 0 | 0 | 0
PseudoUnit | 0 | 0 | 0 | 0 | 0 | 0
FixedInterchange | 0 | 0 | 0 | 0 | 0 | 0
Cumulative Retirements of Capacity by Reporting Type: HQ_NY
ReportingType | 2015 | 2020 | 2025 | 2030 | 2035 | 2040
BM | 0 | 0 | 0 | 0 | 0 | 0
CC | 0 | 0 | 0 | 0 | 0 | 0
CSP | 0 | 0 | 0 | 0 | 0 | 0
CT | 0 | 0 | 0 | 0 | 0 | 0
Coal | 0 | 0 | 0 | 0 | 0 | 0
Geo | 0 | 0 | 0 | 0 | 0 | 0
H | 0 | 0 | 0 | 0 | 0 | 0
LFG | 0 | 0 | 0 | 0 | 0 | 0
Nuc | 0 | 0 | 0 | 0 | 0 | 0
PS | 0 | 0 | 0 | 0 | 0 | 0
PV | 0 | 0 | 0 | 0 | 0 | 0
PeakG | 0 | 0 | 0 | 0 | 0 | 0
PeakO | 0 | 0 | 0 | 0 | 0 | 0
ST | 0 | 0 | 0 | 0 | 0 | 0
STOG | 0 | 0 | 0 | 0 | 0 | 0
STWD | 0 | 0 | 0 | 0 | 0 | 0
WT | 0 | 0 | 0 | 0 | 0 | 0
IGCC | 0 | 0 | 0 | 0 | 0 | 0
DemandResponse | 0 | 0 | 0 | 0 | 0 | 0
IGCC-CCS | 0 | 0 | 0 | 0 | 0 | 0
WT_off | 0 | 0 | 0 | 0 | 0 | 0
PseudoUnit | 0 | 0 | 0 | 0 | 0 | 0
FixedInterchange | 0 | 0 | 0 | 0 | 0 | 0
Cumulative Retirements of Capacity by Reporting Type: MARITIMES
ReportingType | 2015 | 2020 | 2025 | 2030 | 2035 | 2040
BM | 0 | 0 | 0 | 0 | 0 | 0
CC | 0 | 0 | 0 | 0 | 0 | 0
CSP | 0 | 0 | 0 | 0 | 0 | 0
CT | 0 | 0 | 0 | 0 | 0 | 0
Coal | 0 | 0 | 0 | 0 | 0 | 0
Geo | 0 | 0 | 0 | 0 | 0 | 0
H | 0 | 0 | 0 | 0 | 0 | 0
LFG | 0 | 0 | 0 | 0 | 0 | 0
Nuc | 0 | 0 | 0 | 0 | 0 | 0
PS | 0 | 0 | 0 | 0 | 0 | 0
PV | 0 | 0 | 0 | 0 | 0 | 0
PeakG | 0 | 0 | 0 | 0 | 0 | 0
PeakO | 0 | 0 | 0 | 0 | 0 | 0
ST | 0 | 0 | 0 | 0 | 0 | 0
STOG | 0 | 0 | 0 | 0 | 0 | 0
STWD | 0 | 0 | 0 | 0 | 0 | 0
WT | 0 | 0 | 0 | 0 | 0 | 0
IGCC | 0 | 0 | 0 | 0 | 0 | 0
DemandResponse | 0 | 0 | 0 | 0 | 0 | 0
IGCC-CCS | 0 | 0 | 0 | 0 | 0 | 0
WT_off | 0 | 0 | 0 | 0 | 0 | 0
PseudoUnit | 0 | 0 | 0 | 0 | 0 | 0
FixedInterchange | 0 | 0 | 0 | 0 | 0 | 0
Cumulative Retirements of Capacity by Reporting Type: All
ReportingType | 2015 | 2020 | 2025 | 2030 | 2035 | 2040
BM | 0 | 0 | 0 | 0 | 0 | 0
CC | 9873.94 | 12900.86 | 16915.73 | 30271.02 | 82928.32 | 149318.34
CSP | 475 | 475 | 475 | 475 | 475 | 475
CT | 0 | 0 | 0 | 752.9 | 5466.36 | 5466.36
Coal | 174662.97 | 249530.81 | 281909.81 | 293694.11 | 296998.9 | 296998.9
Geo | 4.8 | 4.8 | 4.8 | 4.8 | 4.8 | 4.8
H | 0 | 0 | 0 | 0 | 0 | 0
LFG | 0 | 0 | 0 | 0 | 0 | 0
Nuc | 0 | 614.5 | 614.5 | 2102.7 | 28678.4 | 48384.39
PS | 0 | 0 | 0 | 0 | 0 | 0
PV | 0 | 0 | 0 | 0 | 1081.26 | 1081.26
PeakG | 5245.75 | 5245.75 | 5804.75 | 18293.22 | 21912.11 | 23143.99
PeakO | 3379.7 | 3379.7 | 4975.25 | 6491.41 | 7842.41 | 10511.7
ST | 0 | 0 | 0 | 0 | 0 | 0
STOG | 62051.45 | 62051.45 | 75048.19 | 80228.61 | 93990.37 | 100912.25
STWD | 0 | 0 | 0 | 0 | 0 | 0
WT | 126.2 | 126.2 | 126.2 | 126.2 | 428.6 | 428.6
IGCC | 0 | 0 | 0 | 0 | 0 | 0
DemandResponse | 0 | 0 | 0 | 0 | 0 | 0
IGCC-CCS | 0 | 0 | 0 | 0 | 0 | 0
WT_off | 0 | 0 | 0 | 0 | 0 | 0
PseudoUnit | 0 | 0 | 0 | 0 | 0 | 0
FixedInterchange | 0 | 0 | 0 | 0 | 0 | 0
Cumulative Retirements of Capacity by Reporting Type: EI_US
ReportingType | 2015 | 2020 | 2025 | 2030 | 2035 | 2040
BM | 0 | 0 | 0 | 0 | 0 | 0
CC | 1157.94 | 4184.86 | 7468.73 | 17364.48 | 51424.13 | 111122.78
CSP | 0 | 0 | 0 | 0 | 0 | 0
CT | 0 | 0 | 0 | 752.9 | 3467.83 | 3467.83
Coal | 141623.3 | 210806.67 | 231365.6 | 233297.21 | 236602.01 | 236602.01
Geo | 0 | 0 | 0 | 0 | 0 | 0
H | 0 | 0 | 0 | 0 | 0 | 0
LFG | 0 | 0 | 0 | 0 | 0 | 0
Nuc | 0 | 614.5 | 614.5 | 2102.7 | 27648.4 | 45814.39
PS | 0 | 0 | 0 | 0 | 0 | 0
PV | 0 | 0 | 0 | 0 | 0 | 0
PeakG | 478.5 | 478.5 | 478.5 | 12966.97 | 16585.86 | 17817.74
PeakO | 2613.7 | 2613.7 | 4205.25 | 5721.41 | 7072.41 | 9741.7
ST | 0 | 0 | 0 | 0 | 0 | 0
STOG | 44279.81 | 44279.81 | 52766.69 | 54032.92 | 57879.74 | 64801.62
STWD | 0 | 0 | 0 | 0 | 0 | 0
WT | 0 | 0 | 0 | 0 | 0 | 0
IGCC | 0 | 0 | 0 | 0 | 0 | 0
DemandResponse | 0 | 0 | 0 | 0 | 0 | 0
IGCC-CCS | 0 | 0 | 0 | 0 | 0 | 0
WT_off | 0 | 0 | 0 | 0 | 0 | 0
PseudoUnit | 0 | 0 | 0 | 0 | 0 | 0
FixedInterchange | 0 | 0 | 0 | 0 | 0 | 0
Cumulative Retirements of Capacity by Reporting Type: EI_Canada
ReportingType | 2015 | 2020 | 2025 | 2030 | 2035 | 2040
BM | 0 | 0 | 0 | 0 | 0 | 0
CC | 5943 | 5943 | 6674 | 6674 | 6674 | 6955.76
CSP | 0 | 0 | 0 | 0 | 0 | 0
CT | 0 | 0 | 0 | 0 | 368 | 368
Coal | 7492.84 | 8053.17 | 8161.9 | 8161.9 | 8161.9 | 8161.9
Geo | 0 | 0 | 0 | 0 | 0 | 0
H | 0 | 0 | 0 | 0 | 0 | 0
LFG | 0 | 0 | 0 | 0 | 0 | 0
Nuc | 0 | 0 | 0 | 0 | 1030 | 2570
PS | 0 | 0 | 0 | 0 | 0 | 0
PV | 0 | 0 | 0 | 0 | 1067.26 | 1067.26
PeakG | 584 | 584 | 1143 | 1143 | 1143 | 1143
PeakO | 175 | 175 | 179 | 179 | 179 | 179
ST | 0 | 0 | 0 | 0 | 0 | 0
STOG | 2126 | 2126 | 2252 | 2252 | 2252 | 2252
STWD | 0 | 0 | 0 | 0 | 0 | 0
WT | 0 | 0 | 0 | 0 | 302.4 | 302.4
IGCC | 0 | 0 | 0 | 0 | 0 | 0
DemandResponse | 0 | 0 | 0 | 0 | 0 | 0
IGCC-CCS | 0 | 0 | 0 | 0 | 0 | 0
WT_off | 0 | 0 | 0 | 0 | 0 | 0
PseudoUnit | 0 | 0 | 0 | 0 | 0 | 0
FixedInterchange | 0 | 0 | 0 | 0 | 0 | 0
Cumulative Retirements of Capacity by Reporting Type: EI
ReportingType | 2015 | 2020 | 2025 | 2030 | 2035 | 2040
BM | 0 | 0 | 0 | 0 | 0 | 0
CC | 7100.94 | 10127.86 | 14142.73 | 24038.48 | 58098.13 | 118078.53
CSP | 0 | 0 | 0 | 0 | 0 | 0
CT | 0 | 0 | 0 | 752.9 | 3835.83 | 3835.83
Coal | 149116.14 | 218859.84 | 239527.5 | 241459.11 | 244763.91 | 244763.91
Geo | 0 | 0 | 0 | 0 | 0 | 0
H | 0 | 0 | 0 | 0 | 0 | 0
LFG | 0 | 0 | 0 | 0 | 0 | 0
Nuc | 0 | 614.5 | 614.5 | 2102.7 | 28678.4 | 48384.39
PS | 0 | 0 | 0 | 0 | 0 | 0
PV | 0 | 0 | 0 | 0 | 1067.26 | 1067.26
PeakG | 1062.5 | 1062.5 | 1621.5 | 14109.97 | 17728.86 | 18960.74
PeakO | 2788.7 | 2788.7 | 4384.25 | 5900.41 | 7251.41 | 9920.7
ST | 0 | 0 | 0 | 0 | 0 | 0
STOG | 46405.81 | 46405.81 | 55018.69 | 56284.92 | 60131.74 | 67053.62
STWD | 0 | 0 | 0 | 0 | 0 | 0
WT | 0 | 0 | 0 | 0 | 302.4 | 302.4
IGCC | 0 | 0 | 0 | 0 | 0 | 0
DemandResponse | 0 | 0 | 0 | 0 | 0 | 0
IGCC-CCS | 0 | 0 | 0 | 0 | 0 | 0
WT_off | 0 | 0 | 0 | 0 | 0 | 0
PseudoUnit | 0 | 0 | 0 | 0 | 0 | 0
FixedInterchange | 0 | 0 | 0 | 0 | 0 | 0
Cumulative Retirements of Capacity by Reporting Type: Outside_EI
ReportingType | 2015 | 2020 | 2025 | 2030 | 2035 | 2040
BM | 0 | 0 | 0 | 0 | 0 | 0
CC | 2773 | 2773 | 2773 | 6232.54 | 24830.19 | 31239.81
CSP | 475 | 475 | 475 | 475 | 475 | 475
CT | 0 | 0 | 0 | 0 | 1630.53 | 1630.53
Coal | 25546.83 | 30670.97 | 42382.31 | 52235 | 52235 | 52235
Geo | 4.8 | 4.8 | 4.8 | 4.8 | 4.8 | 4.8
H | 0 | 0 | 0 | 0 | 0 | 0
LFG | 0 | 0 | 0 | 0 | 0 | 0
Nuc | 0 | 0 | 0 | 0 | 0 | 0
PS | 0 | 0 | 0 | 0 | 0 | 0
PV | 0 | 0 | 0 | 0 | 14 | 14
PeakG | 4183.25 | 4183.25 | 4183.25 | 4183.25 | 4183.25 | 4183.25
PeakO | 591 | 591 | 591 | 591 | 591 | 591
ST | 0 | 0 | 0 | 0 | 0 | 0
STOG | 15645.64 | 15645.64 | 20029.5 | 23943.69 | 33858.62 | 33858.62
STWD | 0 | 0 | 0 | 0 | 0 | 0
WT | 126.2 | 126.2 | 126.2 | 126.2 | 126.2 | 126.2
IGCC | 0 | 0 | 0 | 0 | 0 | 0
DemandResponse | 0 | 0 | 0 | 0 | 0 | 0
IGCC-CCS | 0 | 0 | 0 | 0 | 0 | 0
WT_off | 0 | 0 | 0 | 0 | 0 | 0
PseudoUnit | 0 | 0 | 0 | 0 | 0 | 0
FixedInterchange | 0 | 0 | 0 | 0 | 0 | 0
#5 | Total Installed ACTIVE Capacity (MW)
Total Installed Capacity by Reporting Type: Entergy
ReportingType | 2015 | 2020 | 2025 | 2030 | 2035 | 2040
BM | 0 | 0 | 0 | 0 | 3053.81 | 10074.95
CC | 17280.9 | 21834.02 | 21665.14 | 21625.02 | 13684.12 | 8882.9
CSP | 0 | 0 | 0 | 0 | 0 | 0
CT | 0 | 0 | 0 | 0 | 0 | 0
Coal | 7585.03 | 720 | 720 | 720 | 720 | 720
Geo | 0 | 0 | 0 | 0 | 0 | 0
H | 744 | 744 | 744 | 744 | 1853 | 1853
LFG | 8 | 8 | 115.4 | 115.4 | 115.4 | 115.4
Nuc | 5422 | 5422 | 5422 | 5422 | 8134.47 | 7137.47
PS | 59 | 59 | 59 | 59 | 59 | 59
PV | 0.29 | 61.82 | 91.21 | 91.21 | 91.21 | 92.59
PeakG | 2787 | 2787 | 2787 | 636.69 | 0 | 0
PeakO | 174 | 174 | 0 | 0 | 0 | 0
ST | 0 | 0 | 0 | 0 | 0 | 0
STOG | 1479.61 | 1479.61 | 0 | 0 | 0 | 0
STWD | 206 | 206 | 206 | 206 | 206 | 206
WT | 107 | 107 | 107 | 107 | 107 | 107
IGCC | 0 | 0 | 0 | 0 | 0 | 0
DemandResponse | 301.55 | 1538.95 | 2854.33 | 2930.78 | 3009.27 | 3089.87
IGCC-CCS | 0 | 0 | 0 | 0 | 0 | 0
WT_off | 0 | 0 | 0 | 0 | 0 | 0
PseudoUnit | 0 | 0 | 0 | 0 | 0 | 0
FixedInterchange | 0 | 0 | 0 | 0 | 0 | 0
Total Installed Capacity by Reporting Type: FRCC
ReportingType | 2015 | 2020 | 2025 | 2030 | 2035 | 2040
BM | 0 | 0 | 0 | 0 | 0 | 2001.91
CC | 34068.79 | 34068.81 | 34068.81 | 25967.77 | 19100.57 | 19100.57
CSP | 0 | 0 | 0 | 0 | 0 | 0
CT | 2480 | 2480 | 2480 | 2480 | 0 | 0
Coal | 2802 | 1698 | 1698 | 1698 | 1698 | 1698
Geo | 0 | 0 | 0 | 0 | 0 | 0
H | 55 | 55 | 55 | 55 | 55 | 55
LFG | 486 | 486 | 684 | 684 | 684 | 684
Nuc | 4131.33 | 4131.33 | 7232.88 | 18116.28 | 25153.86 | 27098.96
PS | 0 | 0 | 0 | 0 | 0 | 0
PV | 51 | 51 | 51 | 51 | 51 | 51
PeakG | 8431 | 8431 | 8431 | 6496.31 | 6496.31 | 6496.31
PeakO | 2283 | 2283 | 865.45 | 0 | 0 | 0
ST | 0 | 0 | 0 | 0 | 0 | 0
STOG | 0 | 0 | 0 | 0 | 0 | 0
STWD | 195 | 195 | 195 | 195 | 195 | 195
WT | 0 | 0 | 0 | 0 | 0 | 0
IGCC | 0 | 0 | 0 | 0 | 0 | 0
DemandResponse | 2734.45 | 3962.85 | 5527.63 | 5878.95 | 6252.59 | 6649.99
IGCC-CCS | 0 | 0 | 0 | 0 | 0 | 0
WT_off | 0 | 0 | 0 | 0 | 0 | 0
PseudoUnit | 0 | 0 | 0 | 0 | 0 | 0
FixedInterchange | 0 | 0 | 0 | 0 | 0 | 0
Total Installed Capacity by Reporting Type: MAPP_US
ReportingType | 2015 | 2020 | 2025 | 2030 | 2035 | 2040
BM | 0 | 0 | 0 | 0 | 34.97 | 65.98
CC | 289 | 289 | 289 | 289 | 289 | 289
CSP | 0 | 0 | 0 | 0 | 0 | 0
CT | 308.3 | 308.3 | 308.3 | 463.26 | 463.26 | 463.26
Coal | 1655.41 | 751.21 | 0 | 0 | 0 | 0
Geo | 44 | 44 | 44 | 44 | 44 | 44
H | 2186 | 2186 | 2186 | 2186 | 2186 | 2186
LFG | 2 | 2 | 2 | 73.67 | 73.67 | 73.67
Nuc | 0.1 | 0.1 | 0.1 | 0.1 | 0.1 | 0.1
PS | 0 | 0 | 0 | 0 | 0 | 0
PV | 0 | 0 | 0 | 0 | 0 | 0
PeakG | 709 | 709 | 709 | 709 | 709 | 709
PeakO | 346 | 346 | 346 | 346 | 346 | 346
ST | 0 | 0 | 0 | 0 | 0 | 0
STOG | 0 | 0 | 0 | 0 | 0 | 0
STWD | 0 | 0 | 0 | 0 | 0 | 0
WT | 1689.3 | 9501.02 | 13004.67 | 13004.67 | 13004.67 | 13004.67
IGCC | 0 | 0 | 0 | 0 | 0 | 0
DemandResponse | 59 | 199.4 | 353.8 | 367.81 | 382.38 | 397.53
IGCC-CCS | 0 | 0 | 0 | 0 | 0 | 0
WT_off | 0 | 0 | 0 | 0 | 0 | 0
PseudoUnit | 0 | 0 | 0 | 0 | 0 | 0
FixedInterchange | 0 | 0 | 0 | 0 | 0 | 0
Total Installed Capacity by Reporting Type: MISO_IN
ReportingType | 2015 | 2020 | 2025 | 2030 | 2035 | 2040
BM | 0 | 0 | 0 | 0 | 0 | 6144.51
CC | 4691.98 | 22354.79 | 22354.79 | 22354.79 | 22354.79 | 19058.81
CSP | 0 | 0 | 0 | 0 | 0 | 0
CT | 0 | 0 | 0 | 0 | 0 | 0
Coal | 7814 | 4761 | 4761 | 4761 | 4761 | 4761
Geo | 0 | 0 | 0 | 0 | 0 | 0
H | 75 | 75 | 75 | 75 | 75 | 75
LFG | 37 | 37 | 117.13 | 117.13 | 117.13 | 117.13
Nuc | 0.1 | 0.1 | 0.1 | 0.1 | 0.1 | 375.78
PS | 0 | 0 | 0 | 0 | 0 | 0
PV | 0 | 225.83 | 225.83 | 225.83 | 225.83 | 225.83
PeakG | 3053 | 3053 | 3053 | 3053 | 3053 | 3053
PeakO | 361 | 361 | 361 | 361 | 361 | 361
ST | 0 | 0 | 0 | 0 | 0 | 0
STOG | 279 | 279 | 279 | 279 | 279 | 0
STWD | 0 | 0 | 0 | 0 | 0 | 0
WT | 535 | 535 | 535 | 535 | 535 | 535
IGCC | 618 | 618 | 618 | 618 | 618 | 618
DemandResponse | 1068.55 | 1287.74 | 1545.09 | 1592.8 | 1641.97 | 1692.67
IGCC-CCS | 0 | 0 | 0 | 0 | 0 | 0
WT_off | 0 | 0 | 0 | 0 | 0 | 0
PseudoUnit | 0 | 0 | 0 | 0 | 0 | 0
FixedInterchange | 0 | 0 | 0 | 0 | 0 | 0
Total Installed Capacity by Reporting Type: MISO_MI
ReportingType | 2015 | 2020 | 2025 | 2030 | 2035 | 2040
BM | 0 | 0 | 0 | 0 | 0 | 2757.06
CC | 5779.11 | 5779.11 | 5779.11 | 5779.11 | 5779.11 | 2857.76
CSP | 0 | 0 | 0 | 0 | 0 | 0
CT | 0 | 0 | 0 | 0 | 0 | 0
Coal | 4452 | 0 | 0 | 0 | 0 | 0
Geo | 0 | 0 | 0 | 0 | 0 | 0
H | 141 | 141 | 141 | 141 | 141 | 141
LFG | 163 | 163 | 323.25 | 323.25 | 323.25 | 323.25
Nuc | 1889 | 1889 | 1889 | 2560.38 | 3261.26 | 6451.35
PS | 1872 | 1872 | 1872 | 1872 | 1872 | 1872
PV | 0 | 0 | 0 | 0 | 0 | 0
PeakG | 3562 | 3562 | 3562 | 3562 | 3562 | 3562
PeakO | 534 | 534 | 534 | 534 | 534 | 534
ST | 0 | 0 | 0 | 0 | 0 | 0
STOG | 2852 | 2852 | 2852 | 2852 | 2852 | 0
STWD | 163 | 163 | 163 | 163 | 163 | 163
WT | 2161 | 2424.11 | 2424.11 | 2424.11 | 2424.11 | 2761
IGCC | 0 | 0 | 0 | 0 | 0 | 0
DemandResponse | 1838.88 | 2351.35 | 3000.3 | 3120.7 | 3245.93 | 3376.18
IGCC-CCS | 0 | 0 | 0 | 0 | 0 | 0
WT_off | 0 | 0 | 0 | 0 | 0 | 0
PseudoUnit | 0 | 0 | 0 | 0 | 0 | 0
FixedInterchange | 0 | 0 | 0 | 0 | 0 | 0
Total Installed Capacity by Reporting Type: MISO_MO-IL
ReportingType | 2015 | 2020 | 2025 | 2030 | 2035 | 2040
BM | 0 | 0 | 0 | 0 | 0 | 2034.04
CC | 1058 | 2799.51 | 2799.51 | 2799.51 | 2799.51 | 2799.51
CSP | 0 | 0 | 0 | 0 | 0 | 0
CT | 0 | 0 | 0 | 0 | 0 | 0
Coal | 10899.14 | 2786 | 2786 | 2786 | 2786 | 2786
Geo | 0 | 0 | 0 | 0 | 0 | 0
H | 352 | 352 | 632 | 632 | 632 | 632
LFG | 18 | 18 | 182.95 | 241.33 | 241.33 | 241.33
Nuc | 2233 | 2233 | 2233 | 2233 | 2233 | 2233
PS | 440 | 440 | 440 | 440 | 440 | 440
PV | 0 | 0 | 0 | 0 | 0 | 0
PeakG | 4595 | 4595 | 4595 | 4595 | 4595 | 4595
PeakO | 766 | 766 | 766 | 766 | 766 | 766
ST | 0 | 0 | 0 | 0 | 0 | 0
STOG | 592 | 592 | 592 | 592 | 592 | 0
STWD | 0 | 0 | 0 | 0 | 0 | 0
WT | 678 | 678 | 6278 | 6278 | 6278 | 6278
IGCC | 0 | 0 | 0 | 0 | 0 | 0
DemandResponse | 301.14 | 1139.8 | 2067.65 | 2153.82 | 2243.59 | 2337.1
IGCC-CCS | 0 | 0 | 0 | 0 | 0 | 0
WT_off | 0 | 0 | 0 | 0 | 0 | 0
PseudoUnit | 0 | 0 | 0 | 0 | 0 | 0
FixedInterchange | 0 | 0 | 0 | 0 | 0 | 0
Total Installed Capacity by Reporting Type: MISO_W
ReportingType | 2015 | 2020 | 2025 | 2030 | 2035 | 2040
BM | 0 | 0 | 0 | 0 | 0 | 0
CC | 3025 | 3025 | 3025 | 3025 | 3025 | 3014
CSP | 0 | 0 | 0 | 0 | 0 | 0
CT | 0 | 0 | 0 | 0 | 0 | 0
Coal | 9858.4 | 4565 | 3099.4 | 3099.4 | 800 | 800
Geo | 0 | 0 | 0 | 0 | 0 | 0
H | 497 | 497 | 497 | 497 | 497 | 497
LFG | 205 | 205 | 205 | 276.67 | 276.67 | 276.67
Nuc | 2361.33 | 2361.33 | 2361.33 | 2361.33 | 0.1 | 0.1
PS | 0 | 0 | 0 | 0 | 0 | 0
PV | 0 | 0 | 0 | 0 | 0 | 0
PeakG | 4522 | 4522 | 4522 | 4522 | 4522 | 4522
PeakO | 2154 | 2154 | 2154 | 2154 | 2154 | 2154
ST | 0 | 0 | 0 | 0 | 0 | 0
STOG | 172 | 172 | 172 | 172 | 172 | 0
STWD | 313 | 313 | 313 | 313 | 313 | 313
WT | 8358.5 | 8358.5 | 45533.8 | 45533.8 | 45533.8 | 47193.18
IGCC | 0 | 0 | 0 | 0 | 0 | 0
DemandResponse | 2622.87 | 2885.77 | 3318.4 | 3449.86 | 3586.51 | 3728.59
IGCC-CCS | 0 | 0 | 0 | 0 | 0 | 0
WT_off | 0 | 0 | 0 | 0 | 0 | 0
PseudoUnit | 0 | 0 | 0 | 0 | 0 | 0
FixedInterchange | 0 | 0 | 0 | 0 | 0 | 0
Total Installed Capacity by Reporting Type: MISO_WUMS
ReportingType | 2015 | 2020 | 2025 | 2030 | 2035 | 2040
BM | 0 | 0 | 0 | 0 | 0 | 3200.79
CC | 8207.8 | 10676.34 | 10676.34 | 10676.34 | 10676.34 | 5192.54
CSP | 0 | 0 | 0 | 0 | 0 | 0
CT | 0 | 0 | 0 | 0 | 0 | 0
Coal | 3969.1 | 1767 | 1767 | 1767 | 1767 | 1767
Geo | 0 | 0 | 0 | 0 | 0 | 0
H | 336 | 337 | 337 | 337 | 337 | 337
LFG | 71 | 71 | 71 | 294.33 | 294.33 | 294.33
Nuc | 1817 | 1817 | 1817 | 2232.43 | 1698.79 | 3453.27
PS | 0 | 0 | 0 | 0 | 0 | 0
PV | 0 | 0 | 0 | 0 | 0 | 0
PeakG | 3230 | 3230 | 3230 | 3230 | 3230 | 3230
PeakO | 490 | 490 | 490 | 490 | 490 | 490
ST | 0 | 0 | 0 | 0 | 0 | 0
STOG | 300.5 | 300.5 | 300.5 | 300.5 | 300.5 | 0
STWD | 105 | 105 | 105 | 105 | 105 | 105
WT | 1528.9 | 1528.9 | 1528.9 | 1528.9 | 1528.9 | 1559.7
IGCC | 0 | 0 | 0 | 0 | 0 | 0
DemandResponse | 193.34 | 453.12 | 737.75 | 762.42 | 787.92 | 814.26
IGCC-CCS | 0 | 0 | 0 | 0 | 0 | 0
WT_off | 0 | 0 | 0 | 0 | 0 | 0
PseudoUnit | 0 | 0 | 0 | 0 | 0 | 0
FixedInterchange | 0 | 0 | 0 | 0 | 0 | 0
Total Installed Capacity by Reporting Type: Nebraska
ReportingType | 2015 | 2020 | 2025 | 2030 | 2035 | 2040
BM | 0 | 0 | 0 | 0 | 162.95 | 1204.34
CC | 590.64 | 2526.73 | 2526.73 | 2526.73 | 2526.73 | 2526.73
CSP | 0 | 0 | 0 | 0 | 0 | 0
CT | 0 | 0 | 0 | 0 | 0 | 0
Coal | 4110.1 | 914.3 | 914.3 | 914.3 | 914.3 | 914.3
Geo | 0 | 0 | 0 | 0 | 0 | 0
H | 167 | 167 | 167 | 167 | 167 | 167
LFG | 6 | 6 | 65.55 | 77.67 | 77.67 | 77.67
Nuc | 1252 | 1252 | 1252 | 1252 | 0.2 | 0.2
PS | 0 | 0 | 0 | 0 | 0 | 0
PV | 0 | 0 | 0 | 0 | 0 | 0
PeakG | 1305 | 1305 | 1305 | 1305 | 1305 | 1305
PeakO | 326 | 326 | 326 | 326 | 326 | 326
ST | 0 | 0 | 0 | 0 | 0 | 0
STOG | 0 | 0 | 0 | 0 | 0 | 0
STWD | 0 | 0 | 0 | 0 | 0 | 0
WT | 344 | 344 | 344 | 344 | 344 | 344
IGCC | 0 | 0 | 0 | 0 | 0 | 0
DemandResponse | 624.42 | 756.13 | 918.4 | 954.78 | 992.6 | 1031.92
IGCC-CCS | 0 | 0 | 0 | 0 | 0 | 0
WT_off | 0 | 0 | 0 | 0 | 0 | 0
PseudoUnit | 0 | 0 | 0 | 0 | 0 | 0
FixedInterchange | 0 | 0 | 0 | 0 | 0 | 0
Total Installed Capacity by Reporting Type: NEISO
ReportingType | 2015 | 2020 | 2025 | 2030 | 2035 | 2040
BM | 252.2 | 252.2 | 252.2 | 252.2 | 252.2 | 252.2
CC | 12476.59 | 9449.67 | 8143.38 | 6574.77 | 6574.77 | 6184.91
CSP | 0 | 0 | 0 | 0 | 0 | 0
CT | 334 | 334 | 334 | 324.5 | 134.57 | 134.57
Coal | 320 | 0 | 0 | 0 | 0 | 0
Geo | 0 | 0 | 0 | 0 | 0 | 0
H | 3257.7 | 3257.7 | 3257.7 | 3260.7 | 3260.7 | 3260.7
LFG | 581.26 | 581.26 | 581.26 | 651 | 651 | 651
Nuc | 4645 | 4645 | 4645 | 4645 | 3356 | 2479.08
PS | 1674 | 1674 | 1674 | 1674 | 1674 | 1674
PV | 2 | 294.5 | 294.5 | 294.5 | 294.5 | 294.5
PeakG | 1200 | 1200 | 1200 | 1200 | 1200 | 1200
PeakO | 0 | 0 | 0 | 0 | 0 | 0
ST | 0 | 0 | 0 | 0 | 0 | 0
STOG | 0 | 0 | 0 | 0 | 0 | 0
STWD | 610 | 610 | 610 | 610 | 610 | 610
WT | 434.2 | 2986.87 | 4620.25 | 5483 | 14616.93 | 16729.29
IGCC | 0 | 0 | 0 | 0 | 0 | 0
DemandResponse | 3092.4 | 3627.72 | 4230.66 | 4257.78 | 4282.5 | 4307.35
IGCC-CCS | 0 | 0 | 0 | 0 | 0 | 0
WT_off | 468 | 468 | 468 | 468 | 468 | 468
PseudoUnit | 0 | 0 | 0 | 0 | 0 | 0
FixedInterchange | 0 | 0 | 0 | 0 | 0 | 0
Total Installed Capacity by Reporting Type: NonRTO_Midwest
ReportingType | 2015 | 2020 | 2025 | 2030 | 2035 | 2040
BM | 0 | 0 | 0 | 0 | 1035.77 | 6144.51
CC | 3030.65 | 5656.35 | 5656.35 | 5656.35 | 5656.35 | 2625.7
CSP | 0 | 0 | 0 | 0 | 0 | 0
CT | 0 | 0 | 0 | 0 | 0 | 0
Coal | 6282.9 | 3547.49 | 2744.9 | 2198.9 | 2198.9 | 2198.9
Geo | 0 | 0 | 0 | 0 | 0 | 0
H | 143 | 143 | 889 | 889 | 889 | 889
LFG | 14 | 14 | 174.25 | 174.25 | 174.25 | 174.25
Nuc | 0.1 | 0.1 | 0.1 | 0.1 | 602.44 | 602.44
PS | 0 | 0 | 0 | 0 | 0 | 0
PV | 0 | 0 | 0 | 0 | 0 | 0
PeakG | 3353 | 3353 | 3353 | 3077.47 | 1822.36 | 590.48
PeakO | 12 | 12 | 12 | 0 | 0 | 0
ST | 0 | 0 | 0 | 0 | 0 | 0
STOG | 0 | 0 | 0 | 0 | 0 | 0
STWD | 0 | 0 | 0 | 0 | 0 | 0
WT | 66 | 66 | 66 | 66 | 66 | 66
IGCC | 0 | 0 | 0 | 0 | 0 | 0
DemandResponse | 193.98 | 453.37 | 727.88 | 745.89 | 764.35 | 783.26
IGCC-CCS | 0 | 0 | 0 | 0 | 0 | 0
WT_off | 0 | 0 | 0 | 0 | 0 | 0
PseudoUnit | 0 | 0 | 0 | 0 | 0 | 0
FixedInterchange | 0 | 0 | 0 | 0 | 0 | 0
Total Installed Capacity by Reporting Type: NYISO_A-F
ReportingType | 2015 | 2020 | 2025 | 2030 | 2035 | 2040
BM | 0 | 0 | 0 | 0 | 0 | 0
CC | 4110.97 | 4110.97 | 2302.29 | 2302.29 | 1484.48 | 1124.7
CSP | 0 | 0 | 0 | 0 | 0 | 0
CT | 0 | 0 | 0 | 0 | 0 | 0
Coal | 0 | 0 | 0 | 0 | 0 | 0
Geo | 0 | 0 | 0 | 0 | 0 | 0
H | 4395 | 4395 | 4395 | 4395 | 4395 | 4395
LFG | 172.4 | 172.4 | 172.4 | 240.33 | 240.33 | 240.33
Nuc | 3365 | 3365 | 3365 | 2743.8 | 2163.3 | 1311.1
PS | 1412 | 1412 | 1412 | 1412 | 1412 | 1412
PV | 0 | 0 | 0 | 0 | 0 | 0
PeakG | 221 | 221 | 221 | 221 | 221 | 221
PeakO | 39 | 39 | 39 | 39 | 39 | 39
ST | 0 | 0 | 0 | 0 | 0 | 0
STOG | 0 | 0 | 0 | 0 | 0 | 0
STWD | 86 | 86 | 86 | 86 | 86 | 86
WT | 3759.3 | 4469.1 | 4469.1 | 9643.13 | 14773 | 14773
IGCC | 0 | 0 | 0 | 0 | 0 | 0
DemandResponse | 907.2 | 1018.15 | 1143.28 | 1172.73 | 1202.95 | 1233.94
IGCC-CCS | 0 | 0 | 0 | 0 | 0 | 0
WT_off | 0 | 0 | 0 | 0 | 0 | 0
PseudoUnit | 0 | 0 | 0 | 0 | 0 | 0
FixedInterchange | 0 | 0 | 0 | 0 | 0 | 0
Total Installed Capacity by Reporting Type: NYISO_G-I
ReportingType | 2015 | 2020 | 2025 | 2030 | 2035 | 2040
BM | 0 | 0 | 0 | 0 | 545.09 | 800
CC | 1157 | 1157 | 1157 | 1157 | 1157 | 1157
CSP | 0 | 0 | 0 | 0 | 0 | 0
CT | 0 | 0 | 0 | 0 | 0 | 0
Coal | 0 | 0 | 0 | 0 | 0 | 0
Geo | 0 | 0 | 0 | 0 | 0 | 0
H | 32 | 32 | 32 | 32 | 32 | 32
LFG | 64 | 64 | 64 | 138.33 | 138.33 | 138.33
Nuc | 2045 | 2045 | 2045 | 2045 | 1025.4 | 1941.9
PS | 0 | 0 | 0 | 0 | 0 | 0
PV | 0 | 0 | 0 | 0 | 0 | 0
PeakG | 65 | 65 | 65 | 65 | 65 | 65
PeakO | 87 | 87 | 87 | 87 | 87 | 87
ST | 0 | 0 | 0 | 0 | 0 | 0
STOG | 0 | 0 | 0 | 0 | 0 | 0
STWD | 0 | 0 | 0 | 0 | 0 | 0
WT | 0 | 60 | 60 | 360 | 360 | 360
IGCC | 0 | 0 | 0 | 0 | 0 | 0
DemandResponse | 339.56 | 380.32 | 434.34 | 453.11 | 472.7 | 493.13
IGCC-CCS | 0 | 0 | 0 | 0 | 0 | 0
WT_off | 0 | 0 | 0 | 0 | 0 | 0
PseudoUnit | 0 | 0 | 0 | 0 | 0 | 0
FixedInterchange | 0 | 0 | 0 | 0 | 0 | 0
Total Installed Capacity by Reporting Type: NYISO_J-K
ReportingType | 2015 | 2020 | 2025 | 2030 | 2035 | 2040
BM | 0 | 0 | 0 | 0 | 0 | 0
CC | 4833.4 | 4833.4 | 4833.4 | 4833.4 | 4833.4 | 4833.4
CSP | 0 | 0 | 0 | 0 | 0 | 0
CT | 0 | 0 | 0 | 0 | 0 | 0
Coal | 0 | 0 | 0 | 0 | 0 | 0
Geo | 0 | 0 | 0 | 0 | 0 | 0
H | 0 | 0 | 0 | 0 | 0 | 0
LFG | 124 | 124 | 124 | 198.33 | 198.33 | 198.33
Nuc | 0.1 | 0.1 | 0.1 | 0.1 | 0.1 | 0.1
PS | 0 | 0 | 0 | 0 | 0 | 0
PV | 32 | 32 | 32 | 32 | 32 | 32
PeakG | 2778 | 2778 | 2778 | 2778 | 2778 | 2778
PeakO | 2169 | 2169 | 2169 | 2169 | 2169 | 2169
ST | 0 | 0 | 0 | 0 | 0 | 0
STOG | 3421.49 | 3421.49 | 3421.49 | 3421.49 | 3421.49 | 3421.49
STWD | 0 | 0 | 0 | 0 | 0 | 0
WT | 0 | 0 | 0 | 36.1 | 330 | 330
IGCC | 0 | 0 | 0 | 0 | 0 | 0
DemandResponse | 1319.07 | 1502.66 | 1718.62 | 1795.58 | 1875.99 | 1960
IGCC-CCS | 0 | 0 | 0 | 0 | 0 | 0
WT_off | 0 | 0 | 0 | 0 | 0 | 0
PseudoUnit | 0 | 0 | 0 | 0 | 0 | 0
FixedInterchange | 0 | 0 | 0 | 0 | 0 | 0
Total Installed Capacity by Reporting Type: PJM_E
ReportingType | 2015 | 2020 | 2025 | 2030 | 2035 | 2040
BM | 30 | 30 | 30 | 30 | 30 | 30
CC | 12283.3 | 12283.3 | 12283.3 | 12283.3 | 11665 | 11142
CSP | 0 | 0 | 0 | 0 | 0 | 0
CT | 26.2 | 26.2 | 26.2 | 0 | 0 | 0
Coal | 1076 | 508 | 508 | 508 | 508 | 508
Geo | 0 | 0 | 0 | 0 | 0 | 0
H | 269.99 | 269.99 | 269.99 | 269.99 | 269.99 | 269.99
LFG | 471.1 | 604 | 604 | 604 | 604 | 604
Nuc | 8510 | 7895.5 | 7895.5 | 7895.5 | 5671.5 | 4497.5
PS | 400 | 400 | 400 | 400 | 400 | 400
PV | 47.45 | 47.45 | 47.45 | 47.45 | 47.45 | 47.45
PeakG | 3877.5 | 3877.5 | 3877.5 | 3877.5 | 3877.5 | 3877.5
PeakO | 2749.3 | 2749.3 | 2749.3 | 2749.3 | 2749.3 | 2749.3
ST | 0 | 0 | 0 | 0 | 0 | 0
STOG | 2622.5 | 2622.5 | 0 | 0 | 0 | 0
STWD | 0 | 0 | 0 | 0 | 0 | 0
WT | 1160 | 1160 | 1160 | 1160 | 1180 | 1180
IGCC | 0 | 0 | 0 | 0 | 0 | 0
DemandResponse | 1256.73 | 1718.17 | 2388.62 | 2469.72 | 2553.57 | 2640.27
IGCC-CCS | 0 | 0 | 0 | 0 | 0 | 0
WT_off | 0 | 0 | 1100 | 1100 | 1100 | 9600
PseudoUnit | 0 | 0 | 0 | 0 | 0 | 0
FixedInterchange | 0 | 0 | 0 | 0 | 0 | 0
Total Installed Capacity by Reporting Type: PJM_ROM
ReportingType | 2015 | 2020 | 2025 | 2030 | 2035 | 2040
BM | 18 | 18 | 18 | 18 | 2357.79 | 2357.79
CC | 5664.5 | 5664.5 | 5664.5 | 5664.5 | 5664.5 | 3405.87
CSP | 0 | 0 | 0 | 0 | 0 | 0
CT | 16 | 16 | 16 | 16 | 0 | 0
Coal | 2196.38 | 962.38 | 441.38 | 441.38 | 441.38 | 441.38
Geo | 0 | 0 | 0 | 0 | 0 | 0
H | 1392 | 1392 | 2070 | 2070 | 2070 | 2070
LFG | 356.9 | 622 | 622 | 622 | 622 | 622
Nuc | 5036 | 5036 | 5036 | 5036 | 5473.23 | 6593.37
PS | 1513 | 1513 | 1513 | 1513 | 1513 | 1513
PV | 4 | 1359.2 | 2117.94 | 2287.77 | 2300.57 | 2361.65
PeakG | 1719 | 1719 | 1719 | 1719 | 1719 | 1719
PeakO | 1566 | 1566 | 1566 | 1225.19 | 1225.19 | 0
ST | 0 | 0 | 0 | 0 | 0 | 0
STOG | 3529 | 3529 | 257.34 | 0 | 0 | 0
STWD | 70 | 70 | 70 | 70 | 70 | 70
WT | 1210.8 | 1961 | 1961 | 1961 | 7771 | 7771
IGCC | 0 | 0 | 0 | 0 | 0 | 0
DemandResponse | 2307.31 | 2787.75 | 3373.93 | 3488.48 | 3606.92 | 3729.38
IGCC-CCS | 0 | 0 | 0 | 0 | 0 | 0
WT_off | 0 | 0 | 0 | 0 | 0 | 10814.93
PseudoUnit | 0 | 0 | 0 | 0 | 0 | 0
FixedInterchange | 0 | 0 | 0 | 0 | 0 | 0
Total Installed Capacity by Reporting Type: PJM_ROR
ReportingType | 2015 | 2020 | 2025 | 2030 | 2035 | 2040
BM | 385 | 385 | 385 | 385 | 385 | 10556.34
CC | 29206.45 | 35206.55 | 35206.55 | 35206.55 | 35032.55 | 15240.1
CSP | 0 | 0 | 0 | 0 | 0 | 0
CT | 29 | 29 | 29 | 29 | 0 | 0
Coal | 27142.83 | 16074.93 | 10682 | 10682 | 10682 | 10682
Geo | 0 | 0 | 0 | 0 | 0 | 0
H | 1837.4 | 2340.4 | 2340.4 | 2340.4 | 2340.4 | 2340.4
LFG | 539.4 | 1053.11 | 1053.11 | 1053.11 | 1053.11 | 1053.11
Nuc | 20038 | 20038 | 20038 | 19171 | 18341.68 | 29549.62
PS | 3081 | 3081 | 3081 | 3081 | 3081 | 3081
PV | 24 | 24 | 234.91 | 242.73 | 242.73 | 242.73
PeakG | 19311 | 19311 | 19311 | 19311 | 19311 | 19311
PeakO | 1742 | 1742 | 1742 | 1444.1 | 1444.1 | 0
ST | 0 | 0 | 0 | 0 | 0 | 0
STOG | 2122 | 2122 | 1008.9 | 0 | 0 | 0
STWD | 194 | 194 | 194 | 194 | 194 | 194
WT | 10922.7 | 11114.4 | 17810.59 | 56197 | 56197 | 56197
IGCC | 0 | 0 | 0 | 0 | 0 | 0
DemandResponse | 3324.65 | 6282.21 | 9765.55 | 10067.05 | 10377.87 | 10698.28
IGCC-CCS | 0 | 0 | 0 | 0 | 0 | 0
WT_off | 0 | 0 | 0 | 0 | 0 | 0
PseudoUnit | 0 | 0 | 0 | 0 | 0 | 0
FixedInterchange | 0 | 0 | 0 | 0 | 0 | 0
Total Installed Capacity by Reporting Type: SOCO
ReportingType | 2015 | 2020 | 2025 | 2030 | 2035 | 2040
BM | 55 | 55 | 55 | 55 | 6553.62 | 6555.24
CC | 22014.31 | 26963.47 | 26963.47 | 26777.47 | 16551.15 | 9828.5
CSP | 0 | 0 | 0 | 0 | 0 | 0
CT | 0 | 0 | 0 | 0 | 0 | 0
Coal | 8084.26 | 3954.28 | 1925.56 | 1925.56 | 1925.56 | 1925.56
Geo | 0 | 0 | 0 | 0 | 0 | 0
H | 4194 | 4194 | 4194 | 4194 | 4194 | 4194
LFG | 37 | 37 | 144.4 | 144.4 | 144.4 | 144.4
Nuc | 5841 | 8041 | 8041 | 16573.59 | 19355.98 | 24796.93
PS | 1675 | 1675 | 1675 | 1675 | 1675 | 1675
PV | 0 | 0 | 0 | 0 | 0 | 0
PeakG | 10713 | 10713 | 10713 | 2585.06 | 2585.06 | 2585.06
PeakO | 0 | 0 | 0 | 0 | 0 | 0
ST | 0 | 0 | 0 | 0 | 0 | 0
STOG | 0 | 0 | 0 | 0 | 0 | 0
STWD | 668 | 668 | 668 | 668 | 668 | 668
WT | 0 | 0 | 0 | 0 | 100 | 100
IGCC | 0 | 0 | 0 | 0 | 0 | 0
DemandResponse | 2570.49 | 4773.97 | 7215.46 | 7512.46 | 7821.68 | 8143.63
IGCC-CCS | 0 | 0 | 0 | 0 | 0 | 0
WT_off | 0 | 0 | 0 | 0 | 0 | 0
PseudoUnit | 0 | 0 | 0 | 0 | 0 | 0
FixedInterchange | 0 | 0 | 0 | 0 | 0 | 0
Total Installed Capacity by Reporting Type: SPP_N
ReportingType | 2015 | 2020 | 2025 | 2030 | 2035 | 2040
BM | 0 | 0 | 0 | 0 | 5462.35 | 5891.01
CC | 2780.13 | 5579.32 | 5579.32 | 5579.32 | 5579.32 | 5579.32
CSP | 0 | 0 | 0 | 0 | 0 | 0
CT | 0 | 0 | 0 | 0 | 0 | 0
Coal | 7726.53 | 5477.15 | 3249.81 | 3249.81 | 2415.03 | 2415.03
Geo | 0 | 0 | 0 | 0 | 0 | 0
H | 21 | 21 | 21 | 21 | 21 | 21
LFG | 7 | 7 | 102 | 102 | 102 | 102
Nuc | 1160 | 1160 | 1160 | 1160 | 1160 | 1160
PS | 0 | 0 | 0 | 0 | 0 | 0
PV | 0 | 0 | 0 | 0 | 0 | 0
PeakG | 4397 | 4397 | 4397 | 4397 | 4397 | 4397
PeakO | 1199 | 1199 | 1199 | 1199 | 1199 | 1199
ST | 0 | 0 | 0 | 0 | 0 | 0
STOG | 880.17 | 880.17 | 880.17 | 880.17 | 259.34 | 0
STWD | 0 | 0 | 0 | 0 | 0 | 0
WT | 1227 | 13755.07 | 13755.07 | 13755.07 | 13826.15 | 14823.18
IGCC | 0 | 0 | 0 | 0 | 0 | 0
DemandResponse | 446.68 | 920.58 | 1432.75 | 1499.14 | 1568.6 | 1641.28
IGCC-CCS | 0 | 0 | 0 | 0 | 0 | 0
WT_off | 0 | 0 | 0 | 0 | 0 | 0
PseudoUnit | 0 | 0 | 0 | 0 | 0 | 0
FixedInterchange | 0 | 0 | 0 | 0 | 0 | 0
Total Installed Capacity by Reporting Type: SPP_S
ReportingType | 2015 | 2020 | 2025 | 2030 | 2035 | 2040
BM | 0 | 0 | 0 | 0 | 2279.69 | 3993.75
CC | 10917 | 15836.22 | 15836.22 | 15836.22 | 15836.22 | 15836.22
CSP | 0 | 0 | 0 | 0 | 0 | 0
CT | 412.99 | 712.99 | 712.99 | 712.99 | 712.99 | 712.99
Coal | 11183.55 | 3434 | 1158.62 | 1158.62 | 988 | 988
Geo | 0 | 0 | 0 | 0 | 0 | 0
H | 2108 | 2108 | 2108 | 2199 | 2199 | 2199
LFG | 19 | 19 | 114 | 114 | 114 | 114
Nuc | 0.1 | 0.1 | 0.1 | 1474.88 | 1474.88 | 1474.88
PS | 446 | 446 | 446 | 446 | 446 | 446
PV | 0 | 0 | 0 | 0 | 0 | 0
PeakG | 3443 | 3443 | 3443 | 3443 | 3443 | 3443
PeakO | 122 | 122 | 122 | 122 | 122 | 122
ST | 0 | 0 | 0 | 0 | 0 | 0
STOG | 6553.92 | 6553.92 | 6553.92 | 6553.92 | 3419.92 | 952.88
STWD | 84 | 84 | 84 | 84 | 84 | 84
WT | 2727 | 31510.49 | 31510.49 | 31510.49 | 31510.49 | 31510.49
IGCC | 0 | 0 | 0 | 0 | 0 | 0
DemandResponse | 61.11 | 1754.28 | 3560.21 | 3675.61 | 3794.74 | 3917.74
IGCC-CCS | 0 | 0 | 0 | 0 | 0 | 0
WT_off | 0 | 0 | 0 | 0 | 0 | 0
PseudoUnit | 0 | 0 | 0 | 0 | 0 | 0
FixedInterchange | 0 | 0 | 0 | 0 | 0 | 0
Total Installed Capacity by Reporting Type: TVA
ReportingType | 2015 | 2020 | 2025 | 2030 | 2035 | 2040
BM | 0 | 0 | 0 | 0 | 7394.28 | 7394.28
CC | 9099.65 | 13925.09 | 13925.09 | 13925.09 | 10034.97 | 5718.33
CSP | 0 | 0 | 0 | 0 | 0 | 0
CT | 0 | 0 | 0 | 0 | 0 | 0
Coal | 4730.87 | 2626.87 | 765.61 | 0 | 0 | 0
Geo | 0 | 0 | 0 | 0 | 0 | 0
H | 5111 | 5111 | 5138 | 5138 | 5138 | 5138
LFG | 13 | 13 | 120.4 | 120.4 | 120.4 | 120.4
Nuc | 8394.89 | 8394.89 | 8394.89 | 8394.89 | 8421.8 | 11837.58
PS | 1743 | 1743 | 1743 | 1743 | 1743 | 1743
PV | 0 | 0 | 0 | 0 | 0 | 0
PeakG | 5865 | 5865 | 5865 | 5865 | 4715.6 | 4715.6
PeakO | 83 | 83 | 83 | 83 | 0 | 0
ST | 0 | 0 | 0 | 0 | 0 | 0
STOG | 0 | 0 | 0 | 0 | 0 | 0
STWD | 5 | 5 | 5 | 5 | 5 | 5
WT | 29 | 29 | 29 | 29 | 129 | 129
IGCC | 0 | 0 | 0 | 0 | 0 | 0
DemandResponse | 1805 | 2555.95 | 3357.9 | 3440.97 | 3526.11 | 3613.35
IGCC-CCS | 0 | 0 | 0 | 0 | 0 | 0
WT_off | 0 | 0 | 0 | 0 | 0 | 0
PseudoUnit | 0 | 0 | 0 | 0 | 0 | 0
FixedInterchange | 0 | 0 | 0 | 0 | 0 | 0
Total Installed Capacity by Reporting Type: TVA_Transmission
ReportingType | 2015 | 2020 | 2025 | 2030 | 2035 | 2040
BM | 0 | 0 | 0 | 0 | 0 | 0
CC | 0 | 0 | 0 | 0 | 0 | 0
CSP | 0 | 0 | 0 | 0 | 0 | 0
CT | 0 | 0 | 0 | 0 | 0 | 0
Coal | 0 | 0 | 0 | 0 | 0 | 0
Geo | 0 | 0 | 0 | 0 | 0 | 0
H | 0 | 0 | 0 | 0 | 0 | 0
LFG | 0 | 0 | 0 | 0 | 0 | 0
Nuc | 0 | 0 | 0 | 0 | 0 | 0
PS | 0 | 0 | 0 | 0 | 0 | 0
PV | 0 | 0 | 0 | 0 | 0 | 0
PeakG | 0 | 0 | 0 | 0 | 0 | 0
PeakO | 0 | 0 | 0 | 0 | 0 | 0
ST | 0 | 0 | 0 | 0 | 0 | 0
STOG | 0 | 0 | 0 | 0 | 0 | 0
STWD | 0 | 0 | 0 | 0 | 0 | 0
WT | 0 | 0 | 0 | 0 | 0 | 0
IGCC | 0 | 0 | 0 | 0 | 0 | 0
DemandResponse | 0 | 0 | 0 | 0 | 0 | 0
IGCC-CCS | 0 | 0 | 0 | 0 | 0 | 0
WT_off | 0 | 0 | 0 | 0 | 0 | 0
PseudoUnit | 0 | 0 | 0 | 0 | 0 | 0
FixedInterchange | 0 | 0 | 0 | 0 | 0 | 0
Total Installed Capacity by Reporting Type: VACAR
ReportingType | 2015 | 2020 | 2025 | 2030 | 2035 | 2040
BM | 0.92 | 171.13 | 709.69 | 722.42 | 722.42 | 5937.35
CC | 19537.43 | 19537.43 | 19537.43 | 19537.43 | 16012.43 | 10220.81
CSP | 0 | 0 | 0 | 0 | 0 | 0
CT | 717.2 | 717.2 | 717.2 | 0 | 0 | 0
Coal | 8100.38 | 6257.89 | 3025 | 2405 | 2405 | 2405
Geo | 0 | 0 | 0 | 0 | 0 | 0
H | 2122 | 2122 | 2122 | 2122 | 2122 | 2122
LFG | 63.34 | 170.4 | 170.4 | 170.4 | 170.4 | 170.4
Nuc | 11430 | 13760 | 16034.92 | 17370.08 | 14122.08 | 12264.08
PS | 2616 | 2616 | 2616 | 2616 | 2616 | 2616
PV | 16 | 149.61 | 151.95 | 152.75 | 152.75 | 155.75
PeakG | 8308 | 8308 | 8308 | 8308 | 7730.31 | 7730.31
PeakO | 1268 | 1268 | 1268 | 1268 | 0 | 0
ST | 0 | 0 | 0 | 0 | 0 | 0
STOG | 92 | 92 | 92 | 92 | 0 | 0
STWD | 281 | 281 | 281 | 281 | 281 | 281
WT | 0.9 | 3500 | 3500 | 3500 | 3500 | 3500
IGCC | 0 | 0 | 0 | 0 | 0 | 0
DemandResponse | 2339.28 | 3868.22 | 5651.52 | 5928.05 | 6218.12 | 6522.37
IGCC-CCS | 0 | 0 | 0 | 0 | 0 | 0
WT_off | 1 | 1 | 1 | 1 | 28143.97 | 39250
PseudoUnit | 0 | 0 | 0 | 0 | 0 | 0
FixedInterchange | 0 | 0 | 0 | 0 | 0 | 0
Total Installed Capacity by Reporting Type: IESO
ReportingType | 2015 | 2020 | 2025 | 2030 | 2035 | 2040
BM | 326.33 | 326.33 | 326.33 | 326.33 | 326.33 | 326.33
CC | 1263 | 1263 | 1263 | 1263 | 1263 | 1263
CSP | 0 | 0 | 0 | 0 | 0 | 0
CT | 368 | 368 | 368 | 368 | 0 | 0
Coal | 0 | 0 | 0 | 0 | 0 | 0
Geo | 0 | 0 | 0 | 0 | 0 | 0
H | 8693.3 | 8693.3 | 8693.3 | 8697.8 | 8943.3 | 8943.3
LFG | 117.5 | 117.5 | 117.5 | 118 | 118 | 118
Nuc | 13018 | 13018 | 13018 | 13018 | 11988 | 10448
PS | 123 | 123 | 123 | 123 | 123 | 123
PV | 1097.26 | 1097.26 | 1097.26 | 1097.26 | 30 | 30
PeakG | 0 | 0 | 0 | 0 | 0 | 0
PeakO | 0 | 0 | 0 | 0 | 0 | 0
ST | 0 | 0 | 0 | 0 | 0 | 0
STOG | 0 | 0 | 0 | 0 | 0 | 0
STWD | 139 | 139 | 139 | 139 | 139 | 139
WT | 3385.9 | 3385.9 | 3385.9 | 3385.9 | 3385.9 | 3385.9
IGCC | 0 | 0 | 0 | 0 | 0 | 0
DemandResponse | 1958.79 | 2066.83 | 2340.54 | 2421.21 | 2504.65 | 2590.98
IGCC-CCS | 0 | 0 | 0 | 0 | 0 | 0
WT_off | 0 | 0 | 0 | 0 | 0 | 0
PseudoUnit | 0 | 0 | 0 | 0 | 0 | 0
FixedInterchange | 0 | 0 | 0 | 0 | 0 | 0
Total Installed Capacity by Reporting Type: MAPP_CA
ReportingType | 2015 | 2020 | 2025 | 2030 | 2035 | 2040
BM | 0 | 0 | 0 | 0 | 0 | 0
CC | 1012.76 | 1012.76 | 281.76 | 281.76 | 281.76 | 0
CSP | 0 | 0 | 0 | 0 | 0 | 0
CT | 0 | 0 | 0 | 0 | 0 | 0
Coal | 669.06 | 108.73 | 0 | 0 | 0 | 0
Geo | 0 | 0 | 0 | 0 | 0 | 0
H | 6475.4 | 7170.4 | 8665.4 | 11125.4 | 11125.4 | 11125.4
LFG | 0 | 0 | 0 | 0 | 0 | 0
Nuc | 0.1 | 0.1 | 0.1 | 0.1 | 0.1 | 0.1
PS | 0 | 0 | 0 | 0 | 0 | 0
PV | 0 | 0 | 0 | 0 | 0 | 0
PeakG | 559 | 559 | 0 | 0 | 0 | 0
PeakO | 4 | 4 | 0 | 0 | 0 | 0
ST | 0 | 0 | 0 | 0 | 0 | 0
STOG | 126 | 126 | 0 | 0 | 0 | 0
STWD | 0 | 0 | 0 | 0 | 0 | 0
WT | 577.4 | 577.4 | 577.4 | 577.4 | 275 | 275
IGCC | 0 | 0 | 0 | 0 | 0 | 0
DemandResponse | 89.5 | 308.14 | 546.73 | 568.39 | 590.9 | 614.31
IGCC-CCS | 0 | 0 | 0 | 0 | 0 | 0
WT_off | 0 | 0 | 0 | 0 | 0 | 0
PseudoUnit | 0 | 0 | 0 | 0 | 0 | 0
FixedInterchange | 0 | 0 | 0 | 0 | 0 | 0
Total Installed Capacity by Reporting Type: AZ_NM_SNV_Coal
ReportingType | 2015 | 2020 | 2025 | 2030 | 2035 | 2040
BM | 0 | 0 | 0 | 0 | 0 | 0
CC | 0 | 0 | 0 | 0 | 0 | 0
CSP | 0 | 0 | 0 | 0 | 0 | 0
CT | 0 | 0 | 0 | 0 | 0 | 0
Coal | 7481.13 | 6876 | 4161.91 | 818 | 818 | 818
Geo | 0 | 0 | 0 | 0 | 0 | 0
H | 0 | 0 | 0 | 0 | 0 | 0
LFG | 0 | 0 | 0 | 0 | 0 | 0
Nuc | 0 | 0 | 0 | 0 | 0 | 0
PS | 0 | 0 | 0 | 0 | 0 | 0
PV | 0 | 0 | 0 | 0 | 0 | 0
PeakG | 0 | 0 | 0 | 0 | 0 | 0
PeakO | 200 | 200 | 200 | 200 | 200 | 200
ST | 0 | 0 | 0 | 0 | 0 | 0
STOG | 0 | 0 | 0 | 0 | 0 | 0
STWD | 0 | 0 | 0 | 0 | 0 | 0
WT | 0 | 0 | 0 | 0 | 0 | 0
IGCC | 0 | 0 | 0 | 0 | 0 | 0
DemandResponse | 0 | 0 | 0 | 0 | 0 | 0
IGCC-CCS | 0 | 0 | 0 | 0 | 0 | 0
WT_off | 0 | 0 | 0 | 0 | 0 | 0
PseudoUnit | 0 | 0 | 0 | 0 | 0 | 0
FixedInterchange | 0 | 0 | 0 | 0 | 0 | 0
Total Installed Capacity by Reporting Type: AZ_NM_SNV_Gas
ReportingType | 2015 | 2020 | 2025 | 2030 | 2035 | 2040
BM | 0 | 0 | 0 | 0 | 0 | 0
CC | 15245 | 16794.28 | 16794.28 | 16501.13 | 11878.56 | 10886.2
CSP | 0 | 0 | 0 | 0 | 0 | 0
CT | 736 | 736 | 736 | 736 | 0 | 0
Coal | 0 | 0 | 0 | 0 | 0 | 0
Geo | 0 | 0 | 0 | 0 | 0 | 0
H | 0 | 0 | 0 | 0 | 0 | 0
LFG | 0 | 0 | 0 | 0 | 0 | 0
Nuc | 0 | 0 | 0 | 0 | 0 | 0
PS | 0 | 0 | 0 | 0 | 0 | 0
PV | 0 | 0 | 0 | 0 | 0 | 0
PeakG | 3660 | 3660 | 3660 | 3660 | 3660 | 3660
PeakO | 0 | 0 | 0 | 0 | 0 | 0
ST | 0 | 0 | 0 | 0 | 0 | 0
STOG | 0 | 0 | 0 | 0 | 0 | 0
STWD | 0 | 0 | 0 | 0 | 0 | 0
WT | 0 | 0 | 0 | 0 | 0 | 0
IGCC | 0 | 0 | 0 | 0 | 0 | 0
DemandResponse | 334.55 | 1076.71 | 1928.33 | 2059.84 | 2196.64 | 2344.36
IGCC-CCS | 0 | 0 | 0 | 0 | 0 | 0
WT_off | 0 | 0 | 0 | 0 | 0 | 0
PseudoUnit | 0 | 0 | 0 | 0 | 0 | 0
FixedInterchange | 0 | 0 | 0 | 0 | 0 | 0
Total Installed Capacity by Reporting Type: AZ_NM_SNV_NucRenew
ReportingType | 2015 | 2020 | 2025 | 2030 | 2035 | 2040
BM | 0 | 0 | 0 | 0 | 0 | 844.64
CC | 0 | 0 | 0 | 0 | 0 | 0
CSP | 0 | 0 | 0 | 0 | 0 | 0
CT | 0 | 0 | 0 | 0 | 0 | 0
Coal | 0 | 0 | 0 | 0 | 0 | 0
Geo | 0 | 0 | 1450 | 1450 | 1450 | 1450
H | 3131 | 3131 | 3131 | 3131 | 3131 | 3131
LFG | 7 | 7 | 67.67 | 67.67 | 67.67 | 67.67
Nuc | 3875 | 3875 | 3875 | 7080.7 | 14002.39 | 14002.39
PS | 216 | 216 | 216 | 216 | 216 | 216
PV | 148.7 | 148.7 | 148.7 | 148.7 | 148.7 | 148.7
PeakG | 0 | 0 | 0 | 0 | 0 | 0
PeakO | 0 | 0 | 0 | 0 | 0 | 0
ST | 280 | 725.61 | 953.39 | 1085.16 | 1606.94 | 1606.94
STOG | 0 | 0 | 0 | 0 | 0 | 0
STWD | 26 | 26 | 26 | 26 | 26 | 26
WT | 525.1 | 12314.92 | 12314.92 | 12314.92 | 12314.92 | 12314.92
IGCC | 0 | 0 | 0 | 0 | 0 | 0
DemandResponse | 0 | 0 | 0 | 0 | 0 | 0
IGCC-CCS | 0 | 0 | 0 | 0 | 0 | 0
WT_off | 0 | 0 | 0 | 0 | 0 | 0
PseudoUnit | 0 | 0 | 0 | 0 | 0 | 0
FixedInterchange | 0 | 0 | 0 | 0 | 0 | 0
Total Installed Capacity by Reporting Type: ERCOT
ReportingType | 2015 | 2020 | 2025 | 2030 | 2035 | 2040
BM | 145 | 145 | 145 | 145 | 4064.97 | 4064.97
CC | 45421.13 | 45421.13 | 45421.13 | 45421.13 | 38013.97 | 33678.55
CSP | 0 | 0 | 0 | 0 | 0 | 0
CT | 250 | 250 | 250 | 250 | 0 | 0
Coal | 6012.39 | 4510 | 3950 | 3950 | 3950 | 3950
Geo | 0 | 0 | 0 | 0 | 0 | 0
H | 565 | 565 | 565 | 565 | 565 | 565
LFG | 75 | 75 | 429 | 429 | 429 | 429
Nuc | 5091 | 5091 | 5091 | 6761.02 | 16193 | 20954.14
PS | 0 | 0 | 0 | 0 | 0 | 0
PV | 15 | 15 | 15 | 15 | 1 | 1
PeakG | 4768 | 4768 | 4768 | 4768 | 4768 | 4768
PeakO | 51 | 51 | 51 | 51 | 51 | 51
ST | 0 | 0 | 0 | 0 | 0 | 0
STOG | 12798.92 | 12798.92 | 8415.05 | 5909.16 | 0 | 0
STWD | 0 | 0 | 0 | 0 | 0 | 0
WT | 9280.1 | 9280.1 | 28734.41 | 28734.41 | 28734.42 | 28988.02
IGCC | 0 | 0 | 0 | 0 | 0 | 0
DemandResponse | 740.81 | 3617.73 | 6720.3 | 6926.25 | 7155.61 | 7391.29
IGCC-CCS | 0 | 0 | 0 | 0 | 0 | 0
WT_off | 0 | 0 | 0 | 0 | 0 | 0
PseudoUnit | 0 | 0 | 0 | 0 | 0 | 0
FixedInterchange | 0 | 0 | 0 | 0 | 0 | 0
Total Installed Capacity by Reporting Type: NP15
ReportingType | 2015 | 2020 | 2025 | 2030 | 2035 | 2040
BM | 0 | 0 | 0 | 0 | 0 | 700.67
CC | 8046.7 | 8695.48 | 8695.48 | 8695.48 | 8695.48 | 8580.35
CSP | 0 | 0 | 0 | 0 | 0 | 0
CT | 212.6 | 212.6 | 212.6 | 212.6 | 0 | 0
Coal | 191.9 | 0 | 0 | 0 | 0 | 0
Geo | 1123 | 1692.27 | 1723 | 1723 | 1723 | 1723
H | 8825 | 8825 | 8825 | 8825 | 8825 | 8825
LFG | 85 | 463.43 | 650 | 650 | 650 | 650
Nuc | 2300 | 2300 | 2300 | 6583.12 | 9170.19 | 9970.52
PS | 2257 | 2257 | 2257 | 2257 | 2257 | 2257
PV | 59.5 | 59.5 | 59.5 | 59.5 | 59.5 | 59.5
PeakG | 3265 | 3265 | 3265 | 3265 | 3265 | 3265
PeakO | 350 | 350 | 350 | 350 | 350 | 350
ST | 29 | 29 | 29 | 29 | 29 | 29
STOG | 3812.6 | 3812.6 | 3812.6 | 2991.79 | 1256.35 | 1256.35
STWD | 442 | 442 | 442 | 442 | 442 | 442
WT | 1193.2 | 4492 | 4492 | 4492 | 12913.97 | 13634.4
IGCC | 0 | 0 | 0 | 0 | 0 | 0
DemandResponse | 1828.06 | 1875.2 | 2034.02 | 2149.8 | 2261.58 | 2376.93
IGCC-CCS | 0 | 0 | 0 | 0 | 0 | 0
WT_off | 0 | 0 | 0 | 0 | 0 | 0
PseudoUnit | 0 | 0 | 0 | 0 | 0 | 0
FixedInterchange | 0 | 0 | 0 | 0 | 0 | 0
Total Installed Capacity by Reporting Type: NWPP_Coal
ReportingType | 2015 | 2020 | 2025 | 2030 | 2035 | 2040
BM | 0 | 0 | 0 | 0 | 0 | 0
CC | 0 | 0 | 0 | 0 | 0 | 0
CSP | 0 | 0 | 0 | 0 | 0 | 0
CT | 0 | 0 | 0 | 0 | 0 | 0
Coal | 6464.02 | 4908.8 | 226.8 | 226.8 | 226.8 | 226.8
Geo | 0 | 0 | 0 | 0 | 0 | 0
H | 0 | 0 | 0 | 0 | 0 | 0
LFG | 0 | 0 | 0 | 0 | 0 | 0
Nuc | 0 | 0 | 0 | 0 | 0 | 0
PS | 0 | 0 | 0 | 0 | 0 | 0
PV | 0 | 0 | 0 | 0 | 0 | 0
PeakG | 0 | 0 | 0 | 0 | 0 | 0
PeakO | 0 | 0 | 0 | 0 | 0 | 0
ST | 0 | 0 | 0 | 0 | 0 | 0
STOG | 0 | 0 | 0 | 0 | 0 | 0
STWD | 0 | 0 | 0 | 0 | 0 | 0
WT | 0 | 0 | 0 | 0 | 0 | 0
IGCC | 0 | 0 | 0 | 0 | 0 | 0
DemandResponse | 0 | 0 | 0 | 0 | 0 | 0
IGCC-CCS | 0 | 0 | 0 | 0 | 0 | 0
WT_off | 0 | 0 | 0 | 0 | 0 | 0
PseudoUnit | 0 | 0 | 0 | 0 | 0 | 0
FixedInterchange | 0 | 0 | 0 | 0 | 0 | 0
Total Installed Capacity by Reporting Type: NWPP_Gas
ReportingType | 2015 | 2020 | 2025 | 2030 | 2035 | 2040
BM | 0 | 0 | 0 | 0 | 0 | 0
CC | 6627 | 8378.11 | 8378.11 | 7368.71 | 2051.11 | 1751.11
CSP | 0 | 0 | 0 | 0 | 0 | 0
CT | 150 | 150 | 150 | 150 | 0 | 0
Coal | 0 | 0 | 0 | 0 | 0 | 0
Geo | 0 | 0 | 0 | 0 | 0 | 0
H | 0 | 0 | 0 | 0 | 0 | 0
LFG | 0 | 0 | 0 | 0 | 0 | 0
Nuc | 0 | 0 | 0 | 0 | 0 | 0
PS | 0 | 0 | 0 | 0 | 0 | 0
PV | 0 | 0 | 0 | 0 | 0 | 0
PeakG | 0 | 0 | 0 | 0 | 0 | 0
PeakO | 0 | 0 | 0 | 0 | 0 | 0
ST | 0 | 0 | 0 | 0 | 0 | 0
STOG | 0 | 0 | 0 | 0 | 0 | 0
STWD | 0 | 0 | 0 | 0 | 0 | 0
WT | 0 | 0 | 0 | 0 | 0 | 0
IGCC | 0 | 0 | 0 | 0 | 0 | 0
DemandResponse | 0.01 | 953.34 | 1988.72 | 2091.14 | 2193.74 | 2298.72
IGCC-CCS | 0 | 0 | 0 | 0 | 0 | 0
WT_off | 0 | 0 | 0 | 0 | 0 | 0
PseudoUnit | 0 | 0 | 0 | 0 | 0 | 0
FixedInterchange | 0 | 0 | 0 | 0 | 0 | 0
Total Installed Capacity by Reporting Type: NWPP_NucRenew
ReportingType | 2015 | 2020 | 2025 | 2030 | 2035 | 2040
BM | 32.55 | 32.55 | 32.55 | 32.55 | 32.55 | 2613.35
CC | 0 | 0 | 0 | 0 | 0 | 0
CSP | 0 | 0 | 0 | 0 | 0 | 0
CT | 0 | 0 | 0 | 0 | 0 | 0
Coal | 0 | 0 | 0 | 0 | 0 | 0
Geo | 404.2 | 404.2 | 838.2 | 838.2 | 838.2 | 838.2
H | 33736 | 33736 | 33736 | 33736 | 34071 | 34071
LFG | 128.5 | 128.5 | 373 | 373 | 373 | 373
Nuc | 1131 | 1131 | 1131 | 1131 | 4964.32 | 4975.68
PS | 258 | 258 | 258 | 258 | 258 | 258
PV | 3 | 3 | 3 | 3 | 3 | 3
PeakG | 0 | 0 | 0 | 0 | 0 | 0
PeakO | 0 | 0 | 0 | 0 | 0 | 0
ST | 0 | 0 | 0 | 0 | 0 | 0
STOG | 0 | 0 | 0 | 0 | 0 | 0
STWD | 561 | 561 | 561 | 561 | 561 | 561
WT | 6865.3 | 6865.3 | 6865.3 | 28204.36 | 28204.37 | 30522.41
IGCC | 0 | 0 | 0 | 0 | 0 | 0
DemandResponse | 0 | 0 | 0 | 0 | 0 | 0
IGCC-CCS | 0 | 0 | 0 | 0 | 0 | 0
WT_off | 0 | 0 | 0 | 0 | 0 | 0
PseudoUnit | 0 | 0 | 0 | 0 | 0 | 0
FixedInterchange | 0 | 0 | 0 | 0 | 0 | 0
Total Installed Capacity by Reporting Type: RMPA
ReportingType | 2015 | 2020 | 2025 | 2030 | 2035 | 2040
BM | 0 | 0 | 0 | 0 | 1346.63 | 1842.87
CC | 2686 | 3942.13 | 3942.13 | 3942.13 | 2691.81 | 2443.72
CSP | 0 | 0 | 0 | 0 | 0 | 0
CT | 152 | 152 | 152 | 152 | 0 | 0
Coal | 6769.3 | 5584.3 | 1829.04 | 1167.3 | 1167.3 | 1167.3
Geo | 0 | 55.73 | 2570 | 2570 | 2570 | 2570
H | 982 | 982 | 982 | 982 | 982 | 982
LFG | 7.4 | 7.4 | 36.33 | 36.33 | 36.33 | 36.33
Nuc | 0.1 | 0.1 | 75.17 | 1912.83 | 1912.83 | 1912.83
PS | 563 | 563 | 563 | 563 | 563 | 563
PV | 21 | 21 | 21 | 21 | 21 | 21
PeakG | 2904 | 2904 | 2904 | 2904 | 2904 | 2904
PeakO | 0 | 0 | 0 | 0 | 0 | 0
ST | 3 | 370.43 | 370.43 | 375.89 | 375.89 | 375.89
STOG | 0 | 0 | 0 | 0 | 0 | 0
STWD | 0 | 0 | 0 | 0 | 0 | 0
WT | 2113.4 | 5658.61 | 5658.61 | 6195.18 | 6195.18 | 6330.91
IGCC | 0 | 0 | 0 | 0 | 0 | 0
DemandResponse | 486.05 | 622.89 | 804.5 | 856.88 | 912.57 | 971.91
IGCC-CCS | 0 | 0 | 0 | 0 | 0 | 0
WT_off | 0 | 0 | 0 | 0 | 0 | 0
PseudoUnit | 0 | 0 | 0 | 0 | 0 | 0
FixedInterchange | 0 | 0 | 0 | 0 | 0 | 0
Total Installed Capacity by Reporting Type: SP15
ReportingType | 2015 | 2020 | 2025 | 2030 | 2035 | 2040
BM | 6 | 6 | 6 | 6 | 6 | 674.59
CC | 12429.35 | 12429.35 | 12429.35 | 12429.35 | 12429.35 | 12429.35
CSP | 0 | 0 | 0 | 0 | 0 | 0
CT | 0 | 0 | 0 | 0 | 0 | 0
Coal | 185.7 | 101.2 | 101.2 | 0 | 0 | 0
Geo | 963 | 2413 | 2413 | 2413 | 2413 | 2413
H | 1163 | 1163 | 1163 | 1163 | 1163 | 1163
LFG | 223.2 | 779 | 779 | 779 | 779 | 779
Nuc | 2250 | 2250 | 2250 | 3078.71 | 3651.41 | 5510.05
PS | 1440 | 1440 | 1440 | 1440 | 1440 | 1440
PV | 126.8 | 126.8 | 126.8 | 126.8 | 126.8 | 126.8
PeakG | 4309 | 4309 | 4309 | 4309 | 4309 | 4309
PeakO | 51 | 51 | 51 | 51 | 51 | 51
ST | 448 | 448 | 448 | 448 | 2857.45 | 3693.59
STOG | 6925.85 | 6925.85 | 6925.85 | 6338.36 | 4068.03 | 4068.03
STWD | 119 | 119 | 119 | 119 | 119 | 119
WT | 2207.8 | 3105.46 | 16372.8 | 16372.8 | 16372.8 | 16372.8
IGCC | 0 | 0 | 0 | 0 | 0 | 0
DemandResponse | 2613.15 | 2728.17 | 2959.23 | 3127.67 | 3290.3 | 3458.12
IGCC-CCS | 0 | 0 | 0 | 0 | 0 | 0
WT_off | 0 | 0 | 0 | 0 | 0 | 0
PseudoUnit | 0 | 0 | 0 | 0 | 0 | 0
FixedInterchange | 0 | 0 | 0 | 0 | 0 | 0
Total Installed Capacity by Reporting Type: ALB
ReportingType | 2015 | 2020 | 2025 | 2030 | 2035 | 2040
BM | 0 | 0 | 0 | 0 | 0 | 0
CC | 2202 | 2202 | 2202 | 250 | 250 | 250
CSP | 0 | 0 | 0 | 0 | 0 | 0
CT | 201.5 | 201.5 | 201.5 | 201.5 | 71.57 | 71.57
Coal | 6240.83 | 6240.83 | 6240.83 | 495 | 495 | 495
Geo | 0 | 0 | 0 | 0 | 0 | 0
H | 912 | 912 | 912 | 912 | 912 | 912
LFG | 10 | 10 | 10 | 10 | 10 | 10
Nuc | 0.1 | 0.1 | 0.1 | 8699.88 | 8844.7 | 8983.17
PS | 0 | 0 | 0 | 0 | 0 | 0
PV | 0 | 0 | 0 | 0 | 0 | 0
PeakG | 992.75 | 992.75 | 992.75 | 992.75 | 992.75 | 992.75
PeakO | 0 | 0 | 0 | 0 | 0 | 0
ST | 0 | 0 | 0 | 0 | 0 | 0
STOG | 0 | 0 | 0 | 0 | 0 | 0
STWD | 174 | 174 | 174 | 174 | 174 | 174
WT | 672 | 672 | 672 | 672 | 763 | 763
IGCC | 0 | 0 | 0 | 0 | 0 | 0
DemandResponse | 105.16 | 361.08 | 660.83 | 708.64 | 759.9 | 814.88
IGCC-CCS | 0 | 0 | 0 | 0 | 0 | 0
WT_off | 0 | 0 | 0 | 0 | 0 | 0
PseudoUnit | 0 | 0 | 0 | 0 | 0 | 0
FixedInterchange | 0 | 0 | 0 | 0 | 0 | 0
Total Installed Capacity by Reporting Type: BC
ReportingType | 2015 | 2020 | 2025 | 2030 | 2035 | 2040
BM | 0 | 0 | 0 | 0 | 0 | 0
CC | 623.6 | 623.6 | 623.6 | 418.6 | 418.6 | 0
CSP | 0 | 0 | 0 | 0 | 0 | 0
CT | 0 | 0 | 0 | 0 | 0 | 0
Coal | 0 | 0 | 0 | 0 | 0 | 0
Geo | 0 | 0 | 0 | 0 | 0 | 0
H | 12161 | 12161 | 12161 | 12161 | 12161 | 12161
LFG | 24 | 24 | 24 | 24 | 24 | 24
Nuc | 0.1 | 0.1 | 0.1 | 710.96 | 710.96 | 1366.49
PS | 0 | 0 | 0 | 0 | 0 | 0
PV | 0 | 0 | 0 | 0 | 0 | 0
PeakG | 0 | 0 | 0 | 0 | 0 | 0
PeakO | 0 | 0 | 0 | 0 | 0 | 0
ST | 0 | 0 | 0 | 0 | 0 | 0
STOG | 0 | 0 | 0 | 0 | 0 | 0
STWD | 510 | 510 | 510 | 510 | 510 | 510
WT | 246 | 246 | 246 | 246 | 402 | 402
IGCC | 0 | 0 | 0 | 0 | 0 | 0
DemandResponse | 0.01 | 264.69 | 555.31 | 582.51 | 611.05 | 640.98
IGCC-CCS | 0 | 0 | 0 | 0 | 0 | 0
WT_off | 0 | 0 | 0 | 0 | 0 | 0
PseudoUnit | 0 | 0 | 0 | 0 | 0 | 0
FixedInterchange | 0 | 0 | 0 | 0 | 0 | 0
Total Installed Capacity by Reporting Type: HQ_IESO
ReportingType | 2015 | 2020 | 2025 | 2030 | 2035 | 2040
BM | 0 | 0 | 0 | 0 | 0 | 0
CC | 0 | 0 | 0 | 0 | 0 | 0
CSP | 0 | 0 | 0 | 0 | 0 | 0
CT | 0 | 0 | 0 | 0 | 0 | 0
Coal | 0 | 0 | 0 | 0 | 0 | 0
Geo | 0 | 0 | 0 | 0 | 0 | 0
H | 0 | 0 | 0 | 0 | 0 | 0
LFG | 0 | 0 | 0 | 0 | 0 | 0
Nuc | 0.1 | 0.1 | 0.1 | 0.1 | 0.1 | 0.1
PS | 0 | 0 | 0 | 0 | 0 | 0
PV | 0 | 0 | 0 | 0 | 0 | 0
PeakG | 0 | 0 | 0 | 0 | 0 | 0
PeakO | 0 | 0 | 0 | 0 | 0 | 0
ST | 0 | 0 | 0 | 0 | 0 | 0
STOG | 0 | 0 | 0 | 0 | 0 | 0
STWD | 0 | 0 | 0 | 0 | 0 | 0
WT | 0 | 0 | 0 | 0 | 0 | 0
IGCC | 0 | 0 | 0 | 0 | 0 | 0
DemandResponse | 0 | 0 | 0 | 0 | 0 | 0
IGCC-CCS | 0 | 0 | 0 | 0 | 0 | 0
WT_off | 0 | 0 | 0 | 0 | 0 | 0
PseudoUnit | 0 | 0 | 0 | 87.91 | 87.91 | 87.91
FixedInterchange | 3000 | 3000 | 3000 | 3000 | 3000 | 3000
Total Installed Capacity by Reporting Type: HQ_NEISO
ReportingType | 2015 | 2020 | 2025 | 2030 | 2035 | 2040
BM | 0 | 0 | 0 | 0 | 0 | 0
CC | 0 | 0 | 0 | 0 | 0 | 0
CSP | 0 | 0 | 0 | 0 | 0 | 0
CT | 0 | 0 | 0 | 0 | 0 | 0
Coal | 0 | 0 | 0 | 0 | 0 | 0
Geo | 0 | 0 | 0 | 0 | 0 | 0
H | 0 | 0 | 0 | 0 | 0 | 0
LFG | 0 | 0 | 0 | 0 | 0 | 0
Nuc | 0.1 | 0.1 | 0.1 | 0.1 | 0.1 | 0.1
PS | 0 | 0 | 0 | 0 | 0 | 0
PV | 0 | 0 | 0 | 0 | 0 | 0
PeakG | 0 | 0 | 0 | 0 | 0 | 0
PeakO | 0 | 0 | 0 | 0 | 0 | 0
ST | 0 | 0 | 0 | 0 | 0 | 0
STOG | 0 | 0 | 0 | 0 | 0 | 0
STWD | 0 | 0 | 0 | 0 | 0 | 0
WT | 0 | 0 | 0 | 0 | 0 | 0
IGCC | 0 | 0 | 0 | 0 | 0 | 0
DemandResponse | 0 | 0 | 0 | 0 | 0 | 0
IGCC-CCS | 0 | 0 | 0 | 0 | 0 | 0
WT_off | 0 | 0 | 0 | 0 | 0 | 0
PseudoUnit | 0 | 0 | 0 | 1476.49 | 1476.49 | 1476.49
FixedInterchange | 2920 | 2920 | 2920 | 2920 | 2920 | 2920
Total Installed Capacity by Reporting Type: HQ_NY
ReportingType | 2015 | 2020 | 2025 | 2030 | 2035 | 2040
BM | 0 | 0 | 0 | 0 | 0 | 0
CC | 0 | 0 | 0 | 0 | 0 | 0
CSP | 0 | 0 | 0 | 0 | 0 | 0
CT | 0 | 0 | 0 | 0 | 0 | 0
Coal | 0 | 0 | 0 | 0 | 0 | 0
Geo | 0 | 0 | 0 | 0 | 0 | 0
H | 0 | 0 | 0 | 0 | 0 | 0
LFG | 0 | 0 | 0 | 0 | 0 | 0
Nuc | 0.1 | 0.1 | 0.1 | 0.1 | 0.1 | 0.1
PS | 0 | 0 | 0 | 0 | 0 | 0
PV | 0 | 0 | 0 | 0 | 0 | 0
PeakG | 0 | 0 | 0 | 0 | 0 | 0
PeakO | 0 | 0 | 0 | 0 | 0 | 0
ST | 0 | 0 | 0 | 0 | 0 | 0
STOG | 0 | 0 | 0 | 0 | 0 | 0
STWD | 0 | 0 | 0 | 0 | 0 | 0
WT | 0 | 0 | 0 | 0 | 0 | 0
IGCC | 0 | 0 | 0 | 0 | 0 | 0
DemandResponse | 0 | 0 | 0 | 0 | 0 | 0
IGCC-CCS | 0 | 0 | 0 | 0 | 0 | 0
WT_off | 0 | 0 | 0 | 0 | 0 | 0
PseudoUnit | 0 | 0 | 2500 | 2500 | 2500 | 2500
FixedInterchange | 1500 | 1500 | 1500 | 1500 | 1500 | 1500
Total Installed Capacity by Reporting Type: MARITIMES
ReportingType | 2015 | 2020 | 2025 | 2030 | 2035 | 2040
BM | 0 | 0 | 0 | 0 | 0 | 0
CC | 0 | 0 | 0 | 0 | 0 | 0
CSP | 0 | 0 | 0 | 0 | 0 | 0
CT | 0 | 0 | 0 | 0 | 0 | 0
Coal | 0 | 0 | 0 | 0 | 0 | 0
Geo | 0 | 0 | 0 | 0 | 0 | 0
H | 0 | 0 | 0 | 0 | 0 | 0
LFG | 0 | 0 | 0 | 0 | 0 | 0
Nuc | 0.1 | 0.1 | 0.1 | 0.1 | 0.1 | 0.1
PS | 0 | 0 | 0 | 0 | 0 | 0
PV | 0 | 0 | 0 | 0 | 0 | 0
PeakG | 0 | 0 | 0 | 0 | 0 | 0
PeakO | 0 | 0 | 0 | 0 | 0 | 0
ST | 0 | 0 | 0 | 0 | 0 | 0
STOG | 0 | 0 | 0 | 0 | 0 | 0
STWD | 0 | 0 | 0 | 0 | 0 | 0
WT | 0 | 0 | 0 | 0 | 0 | 0
IGCC | 0 | 0 | 0 | 0 | 0 | 0
DemandResponse | 0 | 0 | 0 | 0 | 0 | 0
IGCC-CCS | 0 | 0 | 0 | 0 | 0 | 0
WT_off | 0 | 0 | 0 | 0 | 0 | 0
PseudoUnit | 0 | 0 | 0 | 500 | 500 | 500
FixedInterchange | 1400 | 1400 | 1400 | 1400 | 1400 | 1400
Total Installed Capacity by Reporting Type: All
ReportingType | 2015 | 2020 | 2025 | 2030 | 2035 | 2040
BM | 1251 | 1421.21 | 1959.77 | 1972.51 | 36046.45 | 88463.51
CC | 307659.13 | 364318.4 | 360303.53 | 346948.24 | 294290.93 | 227900.92
CSP | 0 | 0 | 0 | 0 | 0 | 0
CT | 6393.79 | 6693.79 | 6693.79 | 6095.85 | 1382.39 | 1382.39
Coal | 164003.22 | 89135.38 | 56756.37 | 44972.08 | 41667.29 | 41667.29
Geo | 2534.2 | 4609.2 | 9038.2 | 9038.2 | 9038.2 | 9038.2
H | 106079.79 | 107278.79 | 110504.79 | 113063.3 | 114752.79 | 114752.79
LFG | 4136 | 6089 | 8299 | 9023 | 9023 | 9023
Nuc | 117236.86 | 121152.36 | 126603.9 | 169664.27 | 193088.57 | 223382.57
PS | 21788 | 21788 | 21788 | 21788 | 21788 | 21788
PV | 1648 | 3716.67 | 4718.04 | 4896.49 | 3828.04 | 3893.5
PeakG | 117902.25 | 117902.25 | 117343.25 | 104854.78 | 101235.89 | 100004.01
PeakO | 19126.3 | 19126.3 | 17530.75 | 16014.59 | 14663.59 | 11994.3
ST | 760 | 1573.04 | 1800.81 | 1938.05 | 4869.27 | 5705.41
STOG | 48559.55 | 48559.55 | 35562.81 | 30382.39 | 16620.63 | 9698.75
STWD | 4951 | 4951 | 4951 | 4951 | 4951 | 4951
WT | 64004.8 | 140686.15 | 228016.33 | 294651.25 | 323676.61 | 332240.87
IGCC | 618 | 618 | 618 | 618 | 618 | 618
DemandResponse | 37863.74 | 60093.26 | 85862.57 | 89210.8 | 92685.8 | 96304.58
IGCC-CCS | 0 | 0 | 0 | 0 | 0 | 0
WT_off | 469 | 469 | 1569 | 1569 | 29711.97 | 60132.93
PseudoUnit | 0 | 0 | 2500 | 4564.4 | 4564.4 | 4564.4
FixedInterchange | 8820 | 8820 | 8820 | 8820 | 8820 | 8820
Total Installed Capacity by Reporting Type: EI_US
ReportingType | 2015 | 2020 | 2025 | 2030 | 2035 | 2040
BM | 741.12 | 911.33 | 1449.89 | 1462.62 | 30269.96 | 77396.07
CC | 212102.6 | 263556.57 | 260272.71 | 250376.95 | 216317.3 | 156618.65
CSP | 0 | 0 | 0 | 0 | 0 | 0
CT | 4323.69 | 4623.69 | 4623.69 | 4025.75 | 1310.83 | 1310.83
Coal | 129988.89 | 60805.52 | 40246.59 | 38314.98 | 35010.19 | 35010.19
Geo | 44 | 44 | 44 | 44 | 44 | 44
H | 29436.09 | 29940.09 | 31671.09 | 31765.09 | 32874.09 | 32874.09
LFG | 3458.4 | 4477.17 | 5812.5 | 6536 | 6536 | 6536
Nuc | 89571.36 | 93486.86 | 98863.33 | 120687.86 | 121650.57 | 145259.1
PS | 16931 | 16931 | 16931 | 16931 | 16931 | 16931
PV | 176.74 | 2245.41 | 3246.78 | 3425.23 | 3438.04 | 3503.5
PeakG | 97444.5 | 97444.5 | 97444.5 | 84956.03 | 81337.14 | 80105.26
PeakO | 18470.3 | 18470.3 | 16878.75 | 15362.59 | 14011.59 | 11342.3
ST | 0 | 0 | 0 | 0 | 0 | 0
STOG | 24896.19 | 24896.19 | 16409.31 | 15143.08 | 11296.26 | 4374.38
STWD | 2980 | 2980 | 2980 | 2980 | 2980 | 2980
WT | 36938.6 | 94088.46 | 148696.99 | 193456.27 | 214115.05 | 219251.51
IGCC | 618 | 618 | 618 | 618 | 618 | 618
DemandResponse | 29707.66 | 46218.47 | 65324.07 | 67718.5 | 70208.86 | 72802.09
IGCC-CCS | 0 | 0 | 0 | 0 | 0 | 0
WT_off | 469 | 469 | 1569 | 1569 | 29711.97 | 60132.93
PseudoUnit | 0 | 0 | 2500 | 4476.49 | 4476.49 | 4476.49
FixedInterchange | 5820 | 5820 | 5820 | 5820 | 5820 | 5820
Total Installed Capacity by Reporting Type: EI_Canada
ReportingType | 2015 | 2020 | 2025 | 2030 | 2035 | 2040
BM | 326.33 | 326.33 | 326.33 | 326.33 | 326.33 | 326.33
CC | 2275.76 | 2275.76 | 1544.76 | 1544.76 | 1544.76 | 1263
CSP | 0 | 0 | 0 | 0 | 0 | 0
CT | 368 | 368 | 368 | 368 | 0 | 0
Coal | 669.06 | 108.73 | 0 | 0 | 0 | 0
Geo | 0 | 0 | 0 | 0 | 0 | 0
H | 15168.7 | 15863.7 | 17358.7 | 19823.2 | 20068.7 | 20068.7
LFG | 117.5 | 117.5 | 117.5 | 118 | 118 | 118
Nuc | 13018.2 | 13018.2 | 13018.2 | 13018.2 | 11988.2 | 10448.2
PS | 123 | 123 | 123 | 123 | 123 | 123
PV | 1097.26 | 1097.26 | 1097.26 | 1097.26 | 30 | 30
PeakG | 559 | 559 | 0 | 0 | 0 | 0
PeakO | 4 | 4 | 0 | 0 | 0 | 0
ST | 0 | 0 | 0 | 0 | 0 | 0
STOG | 126 | 126 | 0 | 0 | 0 | 0
STWD | 139 | 139 | 139 | 139 | 139 | 139
WT | 3963.3 | 3963.3 | 3963.3 | 3963.3 | 3660.9 | 3660.9
IGCC | 0 | 0 | 0 | 0 | 0 | 0
DemandResponse | 2048.29 | 2374.97 | 2887.27 | 2989.59 | 3095.56 | 3205.29
IGCC-CCS | 0 | 0 | 0 | 0 | 0 | 0
WT_off | 0 | 0 | 0 | 0 | 0 | 0
PseudoUnit | 0 | 0 | 0 | 87.91 | 87.91 | 87.91
FixedInterchange | 3000 | 3000 | 3000 | 3000 | 3000 | 3000
Total Installed Capacity by Reporting Type: EI
ReportingType | 2015 | 2020 | 2025 | 2030 | 2035 | 2040
BM | 1067.45 | 1237.66 | 1776.22 | 1788.96 | 30596.29 | 77722.41
CC | 214378.35 | 265832.33 | 261817.46 | 251921.71 | 217862.05 | 157881.65
CSP | 0 | 0 | 0 | 0 | 0 | 0
CT | 4691.69 | 4991.69 | 4991.69 | 4393.75 | 1310.83 | 1310.83
Coal | 130657.95 | 60914.25 | 40246.59 | 38314.98 | 35010.19 | 35010.19
Geo | 44 | 44 | 44 | 44 | 44 | 44
H | 44604.79 | 45803.79 | 49029.79 | 51588.3 | 52942.79 | 52942.79
LFG | 3575.9 | 4594.67 | 5930 | 6654 | 6654 | 6654
Nuc | 102589.56 | 106505.06 | 111881.53 | 133706.06 | 133638.77 | 155707.3
PS | 17054 | 17054 | 17054 | 17054 | 17054 | 17054
PV | 1274 | 3342.67 | 4344.04 | 4522.49 | 3468.04 | 3533.5
PeakG | 98003.5 | 98003.5 | 97444.5 | 84956.03 | 81337.14 | 80105.26
PeakO | 18474.3 | 18474.3 | 16878.75 | 15362.59 | 14011.59 | 11342.3
ST | 0 | 0 | 0 | 0 | 0 | 0
STOG | 25022.19 | 25022.19 | 16409.31 | 15143.08 | 11296.26 | 4374.38
STWD | 3119 | 3119 | 3119 | 3119 | 3119 | 3119
WT | 40901.9 | 98051.76 | 152660.29 | 197419.57 | 217775.95 | 222912.41
IGCC | 618 | 618 | 618 | 618 | 618 | 618
DemandResponse | 31755.95 | 48593.44 | 68211.33 | 70708.09 | 73304.41 | 76007.38
IGCC-CCS | 0 | 0 | 0 | 0 | 0 | 0
WT_off | 469 | 469 | 1569 | 1569 | 29711.97 | 60132.93
PseudoUnit | 0 | 0 | 2500 | 4564.4 | 4564.4 | 4564.4
FixedInterchange | 8820 | 8820 | 8820 | 8820 | 8820 | 8820
Total Installed Capacity by Reporting Type: Outside_EI
ReportingType | 2015 | 2020 | 2025 | 2030 | 2035 | 2040
BM | 183.55 | 183.55 | 183.55 | 183.55 | 5450.15 | 10741.1
CC | 93280.78 | 98486.07 | 98486.07 | 95026.53 | 76428.88 | 70019.27
CSP | 0 | 0 | 0 | 0 | 0 | 0
CT | 1702.1 | 1702.1 | 1702.1 | 1702.1 | 71.57 | 71.57
Coal | 33345.26 | 28221.13 | 16509.79 | 6657.1 | 6657.1 | 6657.1
Geo | 2490.2 | 4565.2 | 8994.2 | 8994.2 | 8994.2 | 8994.2
H | 61475 | 61475 | 61475 | 61475 | 61810 | 61810
LFG | 560.1 | 1494.33 | 2369 | 2369 | 2369 | 2369
Nuc | 14647.3 | 14647.3 | 14722.37 | 35958.21 | 59449.8 | 67675.27
PS | 4734 | 4734 | 4734 | 4734 | 4734 | 4734
PV | 374 | 374 | 374 | 374 | 360 | 360
PeakG | 19898.75 | 19898.75 | 19898.75 | 19898.75 | 19898.75 | 19898.75
PeakO | 652 | 652 | 652 | 652 | 652 | 652
ST | 760 | 1573.04 | 1800.81 | 1938.05 | 4869.27 | 5705.41
STOG | 23537.36 | 23537.36 | 19153.5 | 15239.31 | 5324.38 | 5324.38
STWD | 1832 | 1832 | 1832 | 1832 | 1832 | 1832
WT | 23102.9 | 42634.39 | 75356.04 | 97231.68 | 105900.66 | 109328.46
IGCC | 0 | 0 | 0 | 0 | 0 | 0
DemandResponse | 6107.8 | 11499.81 | 17651.23 | 18502.71 | 19381.39 | 20297.2
IGCC-CCS | 0 | 0 | 0 | 0 | 0 | 0
WT_off | 0 | 0 | 0 | 0 | 0 | 0
PseudoUnit | 0 | 0 | 0 | 0 | 0 | 0
FixedInterchange | 0 | 0 | 0 | 0 | 0 | 0
#6 | Retrofit Capacity (MW)
Retrofit Capacity by Reporting Type: Entergy
ReportingType | 2015 | 2020 | 2025 | 2030 | 2035 | 2040
FGD | 0 | 0 | 0 | 0 | 0 | 0
SNCR | 0 | 0 | 0 | 0 | 0 | 0
SCR | 0 | 0 | 0 | 0 | 0 | 0
ACI90 | 0 | 0 | 0 | 0 | 0 | 0
RPJ90 | 0 | 0 | 0 | 0 | 0 | 0
PCSEQ | 0 | 0 | 0 | 0 | 0 | 0
Retrofit Capacity by Reporting Type: FRCC
ReportingType | 2015 | 2020 | 2025 | 2030 | 2035 | 2040
FGD | 0 | 0 | 0 | 0 | 0 | 0
SNCR | 0 | 0 | 0 | 0 | 0 | 0
SCR | 1898 | 0 | 0 | 0 | 0 | 0
ACI90 | 0 | 0 | 0 | 0 | 0 | 0
RPJ90 | 0 | 1698 | 1698 | 1698 | 1698 | 1698
PCSEQ | 0 | 0 | 0 | 238.48 | 701.58 | 855.33
Retrofit Capacity by Reporting Type: MAPP_US
ReportingType | 2015 | 2020 | 2025 | 2030 | 2035 | 2040
FGD | 221 | 0 | 0 | 0 | 0 | 0
SNCR | 0 | 0 | 0 | 0 | 0 | 0
SCR | 0 | 0 | 0 | 0 | 0 | 0
ACI90 | 0 | 0 | 0 | 0 | 0 | 0
RPJ90 | 0 | 751.21 | 0 | 0 | 0 | 0
PCSEQ | 0 | 0 | 0 | 0 | 0 | 0
Retrofit Capacity by Reporting Type: MISO_IN
ReportingType | 2015 | 2020 | 2025 | 2030 | 2035 | 2040
FGD | 0 | 0 | 0 | 0 | 0 | 0
SNCR | 0 | 0 | 0 | 0 | 0 | 0
SCR | 0 | 0 | 0 | 0 | 0 | 0
ACI90 | 0 | 0 | 0 | 0 | 0 | 0
RPJ90 | 0 | 4491.01 | 4492.84 | 4510.3 | 4585.7 | 4585.7
PCSEQ | 0 | 0 | 78.3 | 997.17 | 3058.63 | 3156.77
Retrofit Capacity by Reporting Type: MISO_MI
ReportingType | 2015 | 2020 | 2025 | 2030 | 2035 | 2040
FGD | 0 | 0 | 0 | 0 | 0 | 0
SNCR | 0 | 0 | 0 | 0 | 0 | 0
SCR | 355 | 0 | 0 | 0 | 0 | 0
ACI90 | 0 | 0 | 0 | 0 | 0 | 0
RPJ90 | 0 | 0 | 0 | 0 | 0 | 0
PCSEQ | 0 | 0 | 0 | 0 | 0 | 0
Retrofit Capacity by Reporting Type: MISO_MO-IL
ReportingType | 2015 | 2020 | 2025 | 2030 | 2035 | 2040
FGD | 0 | 0 | 0 | 0 | 0 | 0
SNCR | 0 | 0 | 0 | 0 | 0 | 0
SCR | 400 | 200 | 200 | 200 | 200 | 200
ACI90 | 0 | 0 | 0 | 0 | 0 | 0
RPJ90 | 1683 | 796.01 | 796.01 | 796.02 | 796.02 | 796.02
PCSEQ | 0 | 0 | 52.37 | 194.09 | 590.38 | 590.38
Retrofit Capacity by Reporting Type: MISO_W
ReportingType | 2015 | 2020 | 2025 | 2030 | 2035 | 2040
FGD | 0 | 0 | 0 | 0 | 0 | 0
SNCR | 0 | 0 | 0 | 0 | 0 | 0
SCR | 612.63 | 0 | 0 | 0 | 0 | 0
ACI90 | 0 | 0 | 0 | 0 | 0 | 0
RPJ90 | 2301.83 | 4565 | 3099.4 | 3099.4 | 800 | 800
PCSEQ | 0 | 0 | 522.88 | 522.88 | 522.88 | 522.88
Retrofit Capacity by Reporting Type: MISO_WUMS
ReportingType | 2015 | 2020 | 2025 | 2030 | 2035 | 2040
FGD | 1135 | 0 | 0 | 0 | 0 | 0
SNCR | 0 | 0 | 0 | 0 | 0 | 0
SCR | 2778.6 | 615 | 615 | 615 | 615 | 615
ACI90 | 0 | 0 | 0 | 0 | 0 | 0
RPJ90 | 1740.2 | 537.01 | 537.01 | 537.01 | 537.02 | 537.02
PCSEQ | 0 | 0 | 99.94 | 193.48 | 452.48 | 675.9
Retrofit Capacity by Reporting Type: Nebraska
ReportingType | 2015 | 2020 | 2025 | 2030 | 2035 | 2040
FGD | 0 | 0 | 0 | 0 | 0 | 0
SNCR | 0 | 0 | 0 | 0 | 0 | 0
SCR | 0 | 0 | 0 | 0 | 0 | 0
ACI90 | 0 | 0 | 0 | 0 | 0 | 0
RPJ90 | 1364.4 | 682.2 | 682.2 | 682.2 | 682.2 | 682.2
PCSEQ | 0 | 351.17 | 462.77 | 462.77 | 462.77 | 462.77
Retrofit Capacity by Reporting Type: NEISO
ReportingType | 2015 | 2020 | 2025 | 2030 | 2035 | 2040
FGD | 320 | 0 | 0 | 0 | 0 | 0
SNCR | 0 | 0 | 0 | 0 | 0 | 0
SCR | 0 | 0 | 0 | 0 | 0 | 0
ACI90 | 0 | 0 | 0 | 0 | 0 | 0
RPJ90 | 870.93 | 0 | 0 | 0 | 0 | 0
PCSEQ | 0 | 0 | 0 | 0 | 0 | 0
Retrofit Capacity by Reporting Type: NonRTO_Midwest
ReportingType | 2015 | 2020 | 2025 | 2030 | 2035 | 2040
FGD | 1403 | 0 | 0 | 0 | 0 | 0
SNCR | 0 | 0 | 0 | 0 | 0 | 0
SCR | 1463.8 | 731.9 | 731.9 | 731.9 | 731.9 | 731.9
ACI90 | 0 | 0 | 0 | 0 | 0 | 0
RPJ90 | 0.01 | 2815.6 | 2013.01 | 1467.02 | 1467.03 | 1467.03
PCSEQ | 0 | 0 | 80.61 | 1127.75 | 1359.33 | 1359.33
Retrofit Capacity by Reporting Type: NYISO_A-F
ReportingType | 2015 | 2020 | 2025 | 2030 | 2035 | 2040
FGD | 0 | 0 | 0 | 0 | 0 | 0
SNCR | 0 | 0 | 0 | 0 | 0 | 0
SCR | 0 | 0 | 0 | 0 | 0 | 0
ACI90 | 0 | 0 | 0 | 0 | 0 | 0
RPJ90 | 486.3 | 0 | 0 | 0 | 0 | 0
PCSEQ | 0 | 0 | 0 | 0 | 0 | 0
Retrofit Capacity by Reporting Type: NYISO_G-I
ReportingType | 2015 | 2020 | 2025 | 2030 | 2035 | 2040
FGD | 0 | 0 | 0 | 0 | 0 | 0
SNCR | 0 | 0 | 0 | 0 | 0 | 0
SCR | 0 | 0 | 0 | 0 | 0 | 0
ACI90 | 0 | 0 | 0 | 0 | 0 | 0
RPJ90 | 0 | 0 | 0 | 0 | 0 | 0
PCSEQ | 0 | 0 | 0 | 0 | 0 | 0
Retrofit Capacity by Reporting Type: NYISO_J-K
ReportingType | 2015 | 2020 | 2025 | 2030 | 2035 | 2040
FGD | 0 | 0 | 0 | 0 | 0 | 0
SNCR | 0 | 0 | 0 | 0 | 0 | 0
SCR | 0 | 0 | 0 | 0 | 0 | 0
ACI90 | 0 | 0 | 0 | 0 | 0 | 0
RPJ90 | 0 | 0 | 0 | 0 | 0 | 0
PCSEQ | 0 | 0 | 0 | 0 | 0 | 0
Retrofit Capacity by Reporting Type: PJM_E
ReportingType | 2015 | 2020 | 2025 | 2030 | 2035 | 2040
FGD | 0 | 0 | 0 | 0 | 0 | 0
SNCR | 0 | 0 | 0 | 0 | 0 | 0
SCR | 568 | 0 | 0 | 0 | 0 | 0
ACI90 | 0 | 0 | 0 | 0 | 0 | 0
RPJ90 | 1784.01 | 0.01 | 0.02 | 3.65 | 58.33 | 124.27
PCSEQ | 0 | 0 | 0 | 7.21 | 114.28 | 242.29
Retrofit Capacity by Reporting Type: PJM_ROM
ReportingType | 2015 | 2020 | 2025 | 2030 | 2035 | 2040
FGD | 0 | 0 | 0 | 0 | 0 | 0
SNCR | 0 | 0 | 0 | 0 | 0 | 0
SCR | 341 | 0 | 0 | 0 | 0 | 0
ACI90 | 0 | 0 | 0 | 0 | 0 | 0
RPJ90 | 1286 | 929.88 | 408.88 | 408.88 | 408.88 | 408.88
PCSEQ | 0 | 0 | 5.17 | 147.32 | 278.59 | 278.59
Retrofit Capacity by Reporting Type: PJM_ROR
ReportingType | 2015 | 2020 | 2025 | 2030 | 2035 | 2040
FGD | 0 | 0 | 0 | 0 | 0 | 0
SNCR | 0 | 0 | 0 | 0 | 0 | 0
SCR | 1200 | 0 | 0 | 0 | 0 | 0
ACI90 | 0 | 0 | 0 | 0 | 0 | 0
RPJ90 | 0 | 13811 | 8518 | 8518 | 8518 | 8518
PCSEQ | 0 | 0 | 971.09 | 2887.86 | 5778.67 | 5778.67
Retrofit Capacity by Reporting Type: SOCO
ReportingType | 2015 | 2020 | 2025 | 2030 | 2035 | 2040
FGD | 4088.7 | 2028.72 | 0 | 0 | 0 | 0
SNCR | 0 | 0 | 0 | 0 | 0 | 0
SCR | 3404.7 | 2028.72 | 0 | 0 | 0 | 0
ACI90 | 0 | 0 | 0 | 0 | 0 | 0
RPJ90 | 6809.4 | 3954.28 | 1925.56 | 1925.56 | 1925.56 | 1925.56
PCSEQ | 0 | 0 | 969.96 | 1294.15 | 1294.15 | 1294.15
Retrofit Capacity by Reporting Type: SPP_N
ReportingType | 2015 | 2020 | 2025 | 2030 | 2035 | 2040
FGD | 0 | 0 | 0 | 0 | 0 | 0
SNCR | 0 | 0 | 0 | 0 | 0 | 0
SCR | 0 | 0 | 0 | 0 | 0 | 0
ACI90 | 0 | 0 | 0 | 0 | 0 | 0
RPJ90 | 1302 | 4449.12 | 2221.78 | 2261.98 | 1531.91 | 1531.91
PCSEQ | 0 | 0 | 7.21 | 445.65 | 1190.88 | 1190.88
Retrofit Capacity by Reporting Type: SPP_S
ReportingType | 2015 | 2020 | 2025 | 2030 | 2035 | 2040
FGD | 0 | 1774 | 170.62 | 170.62 | 0 | 0
SNCR | 0 | 0 | 0 | 0 | 0 | 0
SCR | 0 | 0 | 0 | 0 | 0 | 0
ACI90 | 0 | 0 | 0 | 0 | 0 | 0
RPJ90 | 0 | 2446 | 170.62 | 170.62 | 0 | 0
PCSEQ | 0 | 0 | 0 | 0 | 0 | 0
Retrofit Capacity by Reporting Type: TVA
ReportingType | 2015 | 2020 | 2025 | 2030 | 2035 | 2040
FGD | 0 | 0 | 0 | 0 | 0 | 0
SNCR | 0 | 0 | 0 | 0 | 0 | 0
SCR | 0 | 0 | 0 | 0 | 0 | 0
ACI90 | 0 | 0 | 0 | 0 | 0 | 0
RPJ90 | 0 | 2626.87 | 765.61 | 0 | 0 | 0
PCSEQ | 0 | 0 | 0 | 0 | 0 | 0
Retrofit Capacity by Reporting Type: TVA_Transmission
ReportingType | 2015 | 2020 | 2025 | 2030 | 2035 | 2040
FGD | 0 | 0 | 0 | 0 | 0 | 0
SNCR | 0 | 0 | 0 | 0 | 0 | 0
SCR | 0 | 0 | 0 | 0 | 0 | 0
ACI90 | 0 | 0 | 0 | 0 | 0 | 0
RPJ90 | 0 | 0 | 0 | 0 | 0 | 0
PCSEQ | 0 | 0 | 0 | 0 | 0 | 0
Retrofit Capacity by Reporting Type: VACAR
ReportingType | 2015 | 2020 | 2025 | 2030 | 2035 | 2040
FGD | 0 | 0 | 0 | 0 | 0 | 0
SNCR | 0 | 0 | 0 | 0 | 0 | 0
SCR | 0 | 0 | 0 | 0 | 0 | 0
ACI90 | 0 | 0 | 0 | 0 | 0 | 0
RPJ90 | 0.01 | 4312.91 | 1780.01 | 1175.52 | 1181.41 | 1189.36
PCSEQ | 0 | 0 | 290.43 | 460.66 | 730.15 | 747.14
Retrofit Capacity by Reporting Type: IESO
ReportingType | 2015 | 2020 | 2025 | 2030 | 2035 | 2040
FGD | 0 | 0 | 0 | 0 | 0 | 0
SNCR | 0 | 0 | 0 | 0 | 0 | 0
SCR | 0 | 0 | 0 | 0 | 0 | 0
ACI90 | 0 | 0 | 0 | 0 | 0 | 0
RPJ90 | 0 | 0 | 0 | 0 | 0 | 0
PCSEQ | 0 | 0 | 0 | 0 | 0 | 0
Retrofit Capacity by Reporting Type: MAPP_CA
ReportingType | 2015 | 2020 | 2025 | 2030 | 2035 | 2040
FGD | 0 | 0 | 0 | 0 | 0 | 0
SNCR | 0 | 0 | 0 | 0 | 0 | 0
SCR | 0 | 0 | 0 | 0 | 0 | 0
ACI90 | 0 | 0 | 0 | 0 | 0 | 0
RPJ90 | 0 | 0 | 0 | 0 | 0 | 0
PCSEQ | 0 | 0 | 0 | 0 | 0 | 0
Retrofit Capacity by Reporting Type: AZ_NM_SNV_Coal
ReportingType | 2015 | 2020 | 2025 | 2030 | 2035 | 2040
FGD | 384 | 0 | 0 | 0 | 0 | 0
SNCR | 0 | 0 | 0 | 0 | 0 | 0
SCR | 800 | 400 | 400 | 400 | 400 | 400
ACI90 | 0 | 0 | 0 | 0 | 0 | 0
RPJ90 | 3286 | 6476 | 3761.92 | 418.01 | 418.01 | 418.02
PCSEQ | 0 | 0 | 0 | 88.29 | 583.12 | 583.12
Retrofit Capacity by Reporting Type: AZ_NM_SNV_Gas
ReportingType | 2015 | 2020 | 2025 | 2030 | 2035 | 2040
FGD | 0 | 0 | 0 | 0 | 0 | 0
SNCR | 0 | 0 | 0 | 0 | 0 | 0
SCR | 0 | 0 | 0 | 0 | 0 | 0
ACI90 | 0 | 0 | 0 | 0 | 0 | 0
RPJ90 | 0 | 0 | 0 | 0 | 0 | 0
PCSEQ | 0 | 0 | 0 | 0 | 0 | 0
Retrofit Capacity by Reporting Type: AZ_NM_SNV_NucRenew
ReportingType | 2015 | 2020 | 2025 | 2030 | 2035 | 2040
FGD | 0 | 0 | 0 | 0 | 0 | 0
SNCR | 0 | 0 | 0 | 0 | 0 | 0
SCR | 0 | 0 | 0 | 0 | 0 | 0
ACI90 | 0 | 0 | 0 | 0 | 0 | 0
RPJ90 | 0 | 0 | 0 | 0 | 0 | 0
PCSEQ | 0 | 0 | 0 | 0 | 0 | 0
Retrofit Capacity by Reporting Type: ERCOT
ReportingType | 2015 | 2020 | 2025 | 2030 | 2035 | 2040
FGD | 0 | 0 | 0 | 0 | 0 | 0
SNCR | 0 | 0 | 0 | 0 | 0 | 0
SCR | 3515 | 1330 | 1330 | 1330 | 1330 | 1330
ACI90 | 0 | 0 | 0 | 0 | 0 | 0
RPJ90 | 7133.39 | 1890 | 1374.2 | 1404.06 | 1483.42 | 1483.42
PCSEQ | 0 | 0 | 563.47 | 901.99 | 1061.68 | 1061.68
Retrofit Capacity by Reporting Type: NP15
ReportingType | 2015 | 2020 | 2025 | 2030 | 2035 | 2040
FGD | 0 | 0 | 0 | 0 | 0 | 0
SNCR | 0 | 0 | 0 | 0 | 0 | 0
SCR | 0 | 0 | 0 | 0 | 0 | 0
ACI90 | 0 | 0 | 0 | 0 | 0 | 0
RPJ90 | 0 | 0 | 0 | 0 | 0 | 0
PCSEQ | 0 | 0 | 0 | 0 | 0 | 0
Retrofit Capacity by Reporting Type: NWPP_Coal
ReportingType | 2015 | 2020 | 2025 | 2030 | 2035 | 2040
FGD | 0 | 0 | 0 | 0 | 0 | 0
SNCR | 0 | 0 | 0 | 0 | 0 | 0
SCR | 0 | 0 | 0 | 0 | 0 | 0
ACI90 | 0 | 0 | 0 | 0 | 0 | 0
RPJ90 | 453.6 | 4908.8 | 226.8 | 226.8 | 226.8 | 226.8
PCSEQ | 0 | 0 | 226.8 | 226.8 | 226.8 | 226.8
Retrofit Capacity by Reporting Type: NWPP_Gas
ReportingType | 2015 | 2020 | 2025 | 2030 | 2035 | 2040
FGD | 0 | 0 | 0 | 0 | 0 | 0
SNCR | 0 | 0 | 0 | 0 | 0 | 0
SCR | 0 | 0 | 0 | 0 | 0 | 0
ACI90 | 0 | 0 | 0 | 0 | 0 | 0
RPJ90 | 0 | 0 | 0 | 0 | 0 | 0
PCSEQ | 0 | 0 | 0 | 0 | 0 | 0
Retrofit Capacity by Reporting Type: NWPP_NucRenew
ReportingType | 2015 | 2020 | 2025 | 2030 | 2035 | 2040
FGD | 0 | 0 | 0 | 0 | 0 | 0
SNCR | 0 | 0 | 0 | 0 | 0 | 0
SCR | 0 | 0 | 0 | 0 | 0 | 0
ACI90 | 0 | 0 | 0 | 0 | 0 | 0
RPJ90 | 0 | 0 | 0 | 0 | 0 | 0
PCSEQ | 0 | 0 | 0 | 0 | 0 | 0
Retrofit Capacity by Reporting Type: RMPA
ReportingType | 2015 | 2020 | 2025 | 2030 | 2035 | 2040
FGD | 0 | 713 | 0 | 0 | 0 | 0
SNCR | 0 | 0 | 0 | 0 | 0 | 0
SCR | 1554.6 | 777.3 | 777.3 | 777.3 | 777.3 | 777.3
ACI90 | 0 | 0 | 0 | 0 | 0 | 0
RPJ90 | 2874.6 | 5194.3 | 1439.04 | 777.3 | 777.3 | 777.3
PCSEQ | 0 | 0 | 595.97 | 595.97 | 595.97 | 595.97
Retrofit Capacity by Reporting Type: SP15
ReportingType | 2015 | 2020 | 2025 | 2030 | 2035 | 2040
FGD | 0 | 0 | 0 | 0 | 0 | 0
SNCR | 0 | 0 | 0 | 0 | 0 | 0
SCR | 0 | 0 | 0 | 0 | 0 | 0
ACI90 | 0 | 0 | 0 | 0 | 0 | 0
RPJ90 | 0 | 101.2 | 101.2 | 0 | 0 | 0
PCSEQ | 0 | 0 | 0 | 0 | 0 | 0
Retrofit Capacity by Reporting Type: ALB
ReportingType | 2015 | 2020 | 2025 | 2030 | 2035 | 2040
FGD | 0 | 0 | 0 | 0 | 0 | 0
SNCR | 0 | 0 | 0 | 0 | 0 | 0
SCR | 0 | 0 | 0 | 0 | 0 | 0
ACI90 | 0 | 0 | 0 | 0 | 0 | 0
RPJ90 | 0 | 0 | 0 | 0 | 0 | 0
PCSEQ | 0 | 0 | 0 | 0 | 0 | 0
Retrofit Capacity by Reporting Type: BC
ReportingType | 2015 | 2020 | 2025 | 2030 | 2035 | 2040
FGD | 0 | 0 | 0 | 0 | 0 | 0
SNCR | 0 | 0 | 0 | 0 | 0 | 0
SCR | 0 | 0 | 0 | 0 | 0 | 0
ACI90 | 0 | 0 | 0 | 0 | 0 | 0
RPJ90 | 0 | 0 | 0 | 0 | 0 | 0
PCSEQ | 0 | 0 | 0 | 0 | 0 | 0
Retrofit Capacity by Reporting Type: HQ_IESO
ReportingType | 2015 | 2020 | 2025 | 2030 | 2035 | 2040
FGD | 0 | 0 | 0 | 0 | 0 | 0
SNCR | 0 | 0 | 0 | 0 | 0 | 0
SCR | 0 | 0 | 0 | 0 | 0 | 0
ACI90 | 0 | 0 | 0 | 0 | 0 | 0
RPJ90 | 0 | 0 | 0 | 0 | 0 | 0
PCSEQ | 0 | 0 | 0 | 0 | 0 | 0
Retrofit Capacity by Reporting Type: HQ_NEISO
ReportingType | 2015 | 2020 | 2025 | 2030 | 2035 | 2040
FGD | 0 | 0 | 0 | 0 | 0 | 0
SNCR | 0 | 0 | 0 | 0 | 0 | 0
SCR | 0 | 0 | 0 | 0 | 0 | 0
ACI90 | 0 | 0 | 0 | 0 | 0 | 0
RPJ90 | 0 | 0 | 0 | 0 | 0 | 0
PCSEQ | 0 | 0 | 0 | 0 | 0 | 0
Retrofit Capacity by Reporting Type: HQ_NY
ReportingType | 2015 | 2020 | 2025 | 2030 | 2035 | 2040
FGD | 0 | 0 | 0 | 0 | 0 | 0
SNCR | 0 | 0 | 0 | 0 | 0 | 0
SCR | 0 | 0 | 0 | 0 | 0 | 0
ACI90 | 0 | 0 | 0 | 0 | 0 | 0
RPJ90 | 0 | 0 | 0 | 0 | 0 | 0
PCSEQ | 0 | 0 | 0 | 0 | 0 | 0
Retrofit Capacity by Reporting Type: MARITIMES
ReportingType | 2015 | 2020 | 2025 | 2030 | 2035 | 2040
FGD | 0 | 0 | 0 | 0 | 0 | 0
SNCR | 0 | 0 | 0 | 0 | 0 | 0
SCR | 0 | 0 | 0 | 0 | 0 | 0
ACI90 | 0 | 0 | 0 | 0 | 0 | 0
RPJ90 | 0 | 0 | 0 | 0 | 0 | 0
PCSEQ | 0 | 0 | 0 | 0 | 0 | 0
Retrofit Capacity by Reporting Type: All
ReportingType | 2015 | 2020 | 2025 | 2030 | 2035 | 2040
FGD | 7551.7 | 4515.72 | 170.62 | 170.62 | 0 | 0
SNCR | 0 | 0 | 0 | 0 | 0 | 0
SCR | 18891.33 | 6082.92 | 4054.2 | 4054.2 | 4054.2 | 4054.2
ACI90 | 0 | 0 | 0 | 0 | 0 | 0
RPJ90 | 33375.69 | 67436.43 | 36012.13 | 30080.33 | 27095.6 | 27169.5
PCSEQ | 0 | 351.17 | 4926.97 | 10792.51 | 19002.31 | 19622.63
Retrofit Capacity by Reporting Type: EI_US
ReportingType | 2015 | 2020 | 2025 | 2030 | 2035 | 2040
FGD | 7167.7 | 3802.72 | 170.62 | 170.62 | 0 | 0
SNCR | 0 | 0 | 0 | 0 | 0 | 0
SCR | 13021.73 | 3575.62 | 1546.9 | 1546.9 | 1546.9 | 1546.9
ACI90 | 0 | 0 | 0 | 0 | 0 | 0
RPJ90 | 19628.1 | 48866.12 | 29108.96 | 27254.16 | 24190.06 | 24263.96
PCSEQ | 0 | 351.17 | 3540.74 | 8979.47 | 16534.75 | 17155.07
Retrofit Capacity by Reporting Type: EI_Canada
ReportingType | 2015 | 2020 | 2025 | 2030 | 2035 | 2040
FGD | 0 | 0 | 0 | 0 | 0 | 0
SNCR | 0 | 0 | 0 | 0 | 0 | 0
SCR | 0 | 0 | 0 | 0 | 0 | 0
ACI90 | 0 | 0 | 0 | 0 | 0 | 0
RPJ90 | 0 | 0 | 0 | 0 | 0 | 0
PCSEQ | 0 | 0 | 0 | 0 | 0 | 0
Retrofit Capacity by Reporting Type: EI
ReportingType | 2015 | 2020 | 2025 | 2030 | 2035 | 2040
FGD | 7167.7 | 3802.72 | 170.62 | 170.62 | 0 | 0
SNCR | 0 | 0 | 0 | 0 | 0 | 0
SCR | 13021.73 | 3575.62 | 1546.9 | 1546.9 | 1546.9 | 1546.9
ACI90 | 0 | 0 | 0 | 0 | 0 | 0
RPJ90 | 19628.1 | 48866.12 | 29108.96 | 27254.16 | 24190.06 | 24263.96
PCSEQ | 0 | 351.17 | 3540.74 | 8979.47 | 16534.75 | 17155.07
Retrofit Capacity by Reporting Type: Outside_EI
ReportingType | 2015 | 2020 | 2025 | 2030 | 2035 | 2040
FGD | 384 | 713 | 0 | 0 | 0 | 0
SNCR | 0 | 0 | 0 | 0 | 0 | 0
SCR | 5869.6 | 2507.3 | 2507.3 | 2507.3 | 2507.3 | 2507.3
ACI90 | 0 | 0 | 0 | 0 | 0 | 0
RPJ90 | 13747.59 | 18570.31 | 6903.17 | 2826.17 | 2905.54 | 2905.54
PCSEQ | 0 | 0 | 1386.24 | 1813.04 | 2467.56 | 2467.56
#7 | Reserve Margin (MW)
Reserve Margin Data: ALB
| 2015 | 2020 | 2025 | 2030 | 2035 | 2040
a. Peak Demand | 9181.37 | 9515.81 | 9741.03 | 10539.59 | 10511.17 | 10894.89
b. Peak Demand + Reserve Margin | 10834.02 | 11228.65 | 11494.41 | 12436.71 | 12403.18 | 12855.97
c. DR MW | 105.16 | 361.08 | 660.83 | 708.64 | 759.9 | 814.88
d. Capacity Credit | 10972.74 | 11228.65 | 11528.4 | 12578.16 | 12662.52 | 12855.97
Reserve Margin Data: BC
| 2015 | 2020 | 2025 | 2030 | 2035 | 2040
a. Peak Demand | 11225.55 | 11381.05 | 11396.67 | 12062.39 | 11767.86 | 11931.79
b. Peak Demand + Reserve Margin | 13246.15 | 13429.64 | 13448.08 | 14233.62 | 13886.07 | 14079.51
c. DR MW | 0.01 | 264.69 | 555.31 | 582.51 | 611.05 | 640.98
d. Capacity Credit | 13367.91 | 13632.58 | 13923.2 | 14456.27 | 14516 | 14782.87
Reserve Margin Data: ENT
| 2015 | 2020 | 2025 | 2030 | 2035 | 2040
a. Peak Demand | 31634.41 | 30708.05 | 30365.16 | 28510.79 | 27086.39 | 28230.18
b. Peak Demand + Reserve Margin | 36063.22 | 35007.18 | 34616.28 | 32502.31 | 30878.48 | 32182.41
c. DR MW | 301.55 | 1538.95 | 2854.33 | 2930.78 | 3009.27 | 3089.87
d. Capacity Credit | 36063.22 | 35007.18 | 34616.28 | 32502.31 | 30878.48 | 32182.41
Reserve Margin Data: ERCOT
| 2015 | 2020 | 2025 | 2030 | 2035 | 2040
a. Peak Demand | 68229.3 | 69451.1 | 69569.82 | 68940.45 | 68917.28 | 69525.49
b. Peak Demand + Reserve Margin | 76757.96 | 78132.49 | 78266.05 | 77558 | 77531.94 | 78216.17
c. DR MW | 740.81 | 3617.73 | 6720.3 | 6926.25 | 7155.61 | 7391.29
d. Capacity Credit | 76757.96 | 78132.49 | 78266.05 | 77558 | 77531.94 | 78216.17
Reserve Margin Data: FRCC
| 2015 | 2020 | 2025 | 2030 | 2035 | 2040
a. Peak Demand | 49725.75 | 49833.01 | 52804.36 | 53044.46 | 51283.38 | 54997.97
b. Peak Demand + Reserve Margin | 57681.87 | 57806.29 | 61253.06 | 61531.57 | 59488.72 | 63797.65
c. DR MW | 2734.45 | 3962.85 | 5527.63 | 5878.95 | 6252.59 | 6649.99
d. Capacity Credit | 57681.87 | 57806.29 | 61253.06 | 61531.57 | 59488.72 | 63797.65
Reserve Margin Data: IESO
| 2015 | 2020 | 2025 | 2030 | 2035 | 2040
a. Peak Demand | 21596.16 | 20650.12 | 20392.13 | 21284.45 | 20477.21 | 20474.97
b. Peak Demand + Reserve Margin | 25267.51 | 24160.64 | 23858.79 | 24902.8 | 23958.33 | 23955.71
c. DR MW | 1958.79 | 2066.83 | 2340.54 | 2421.21 | 2504.65 | 2590.98
d. Capacity Credit | 26708.65 | 26816.69 | 27090.4 | 27176.07 | 25786.84 | 24333.16
Reserve Margin Data: MAPP_CA
| 2015 | 2020 | 2025 | 2030 | 2035 | 2040
a. Peak Demand | 8035.11 | 8350.57 | 8287.28 | 8692.95 | 8404.88 | 8445.78
b. Peak Demand + Reserve Margin | 8999.32 | 9352.64 | 9281.75 | 9736.11 | 9413.46 | 9459.27
c. DR MW | 89.5 | 308.14 | 546.73 | 568.39 | 590.9 | 614.31
d. Capacity Credit | 8999.32 | 9352.64 | 9557.5 | 12039.16 | 12028.41 | 11770.06
Reserve Margin Data: MAPP_US
| 2015 | 2020 | 2025 | 2030 | 2035 | 2040
a. Peak Demand | 5129.44 | 5491.37 | 5428.86 | 5639.95 | 5683.4 | 5723.89
b. Peak Demand + Reserve Margin | 5847.56 | 6260.17 | 6188.9 | 6429.54 | 6479.08 | 6525.23
c. DR MW | 59 | 199.4 | 353.8 | 367.81 | 382.38 | 397.53
d. Capacity Credit | 5847.56 | 6260.17 | 6188.9 | 6429.54 | 6479.08 | 6525.23
Reserve Margin Data: NEISO
| 2015 | 2020 | 2025 | 2030 | 2035 | 2040
a. Peak Demand | 28416.17 | 26403.91 | 26008.78 | 25551.91 | 26477.35 | 25679.87
b. Peak Demand + Reserve Margin | 32962.76 | 30628.53 | 30170.18 | 29640.22 | 30713.72 | 29788.64
c. DR MW | 3092.4 | 3627.72 | 4230.66 | 4257.78 | 4282.5 | 4307.35
d. Capacity Credit | 32962.76 | 30628.53 | 30170.18 | 30797.84 | 30713.72 | 29788.64
Reserve Margin Data: NonRTO_Midwest
| 2015 | 2020 | 2025 | 2030 | 2035 | 2040
a. Peak Demand | 11412.35 | 11569.49 | 11884.9 | 10957.56 | 11262.84 | 11807.74
b. Peak Demand + Reserve Margin | 13010.07 | 13189.22 | 13548.79 | 12491.62 | 12839.64 | 13460.82
c. DR MW | 193.98 | 453.37 | 727.88 | 745.89 | 764.35 | 783.26
d. Capacity Credit | 13010.07 | 13189.22 | 13548.79 | 12491.62 | 12839.64 | 13704.75
Reserve Margin Data: NYISO_J-K
| 2015 | 2020 | 2025 | 2030 | 2035 | 2040
a. Peak Demand | 14770.7 | 15573.29 | 15898.98 | 16038 | 15901.54 | 16023.59
b. Peak Demand + Reserve Margin | 13589.04 | 14327.43 | 14627.07 | 14754.96 | 14629.41 | 14741.7
c. DR MW | 1319.07 | 1502.66 | 1718.62 | 1795.58 | 1875.99 | 1960
d. Capacity Credit | 14654.66 | 14838.25 | 15054.21 | 15210.92 | 15335.42 | 15419.43
Reserve Margin Data: PJM_E
| 2015 | 2020 | 2025 | 2030 | 2035 | 2040
a. Peak Demand | 29437.08 | 26957.84 | 26749.84 | 27161.45 | 27329.4 | 27784.97
b. Peak Demand + Reserve Margin | 28789.47 | 26364.77 | 26161.35 | 26563.9 | 26728.15 | 27173.7
c. DR MW | 1256.73 | 1718.17 | 2388.62 | 2469.72 | 2553.57 | 2640.27
d. Capacity Credit | 33737.65 | 33149.49 | 31527.45 | 31580.69 | 28800.13 | 29710.29
Reserve Margin Data: RMPA
| 2015 | 2020 | 2025 | 2030 | 2035 | 2040
a. Peak Demand | 12677.75 | 13837.46 | 12883.21 | 14032.71 | 14032.7 | 14320.28
b. Peak Demand + Reserve Margin | 14452.64 | 15774.71 | 14686.86 | 15997.29 | 15997.28 | 16325.12
c. DR MW | 486.05 | 622.89 | 804.5 | 856.88 | 912.57 | 971.91
d. Capacity Credit | 14874.06 | 15774.71 | 14686.86 | 15997.29 | 15997.28 | 16325.12
Reserve Margin Data: SOCO
| 2015 | 2020 | 2025 | 2030 | 2035 | 2040
a. Peak Demand | 48917.72 | 53536.94 | 53834.26 | 54220.95 | 53676.14 | 52835.67
b. Peak Demand + Reserve Margin | 55766.2 | 61032.11 | 61371.05 | 61811.89 | 61190.8 | 60232.67
c. DR MW | 2570.49 | 4773.97 | 7215.46 | 7512.46 | 7821.68 | 8143.63
d. Capacity Credit | 55766.2 | 61032.11 | 61371.05 | 61811.88 | 61190.8 | 60232.67
Reserve Margin Data: TVA
| 2015 | 2020 | 2025 | 2030 | 2035 | 2040
a. Peak Demand | 32046.86 | 35066.33 | 34262.05 | 33668.55 | 35751.86 | 35044.36
b. Peak Demand + Reserve Margin | 36853.89 | 40326.28 | 39401.36 | 38718.83 | 41114.64 | 40301.02
c. DR MW | 1805 | 2555.95 | 3357.9 | 3440.97 | 3526.11 | 3613.35
d. Capacity Credit | 36853.89 | 40326.28 | 39401.36 | 38718.83 | 41114.64 | 40301.02
Reserve Margin Data: VACAR
| 2015 | 2020 | 2025 | 2030 | 2035 | 2040
a. Peak Demand | 49895.42 | 52403.03 | 53541.25 | 53758.95 | 53001.52 | 54775.11
b. Peak Demand + Reserve Margin | 56880.77 | 59739.45 | 61037.02 | 61285.2 | 60421.73 | 62443.63
c. DR MW | 2339.28 | 3868.22 | 5651.52 | 5928.05 | 6218.12 | 6522.37
d. Capacity Credit | 56880.77 | 59739.45 | 61037.02 | 61285.2 | 61245.28 | 62443.63
Reserve Margin Data: AZ_NM_SNV
| 2015 | 2020 | 2025 | 2030 | 2035 | 2040
a. Peak Demand | 26478.97 | 29587.47 | 30300.18 | 30625.14 | 32130.99 | 32130.99
b. Peak Demand + Reserve Margin | 30636.17 | 34232.7 | 35057.31 | 35433.29 | 37175.56 | 37175.55
c. DR MW | 334.55 | 1076.71 | 1928.33 | 2059.84 | 2196.64 | 2344.36
d. Capacity Credit | 30636.17 | 34232.7 | 35057.31 | 35433.29 | 37175.56 | 37175.55
Reserve Margin Data: CA
| 2015 | 2020 | 2025 | 2030 | 2035 | 2040
a. Peak Demand | 62369.58 | 66254.09 | 67147.73 | 69917.77 | 71670.91 | 75639.37
b. Peak Demand + Reserve Margin | 72722.93 | 77252.26 | 78294.26 | 81524.12 | 83568.28 | 88195.5
c. DR MW | 4441.2 | 4603.38 | 4993.26 | 5277.46 | 5551.88 | 5835.06
d. Capacity Credit | 72722.93 | 77252.26 | 78294.26 | 81524.12 | 83568.28 | 88195.5
Reserve Margin Data: MISO
| 2015 | 2020 | 2025 | 2030 | 2035 | 2040
a. Peak Demand | 92771.39 | 93609.81 | 100435.65 | 101785.09 | 97786.79 | 101382.85
b. Peak Demand + Reserve Margin | 108913.62 | 109897.91 | 117911.45 | 119495.7 | 114801.69 | 119023.46
c. DR MW | 6024.78 | 8117.79 | 10669.2 | 11079.6 | 11505.92 | 11948.8
d. Capacity Credit | 108913.62 | 109897.9 | 117911.45 | 119495.7 | 114801.69 | 119023.46
Reserve Margin Data: NWPP
| 2015 | 2020 | 2025 | 2030 | 2035 | 2040
a. Peak Demand | 36159.13 | 38275.33 | 39293.31 | 39990.2 | 39990.2 | 43276.5
b. Peak Demand + Reserve Margin | 42667.78 | 45164.89 | 46366.11 | 47188.43 | 47188.44 | 51066.27
c. DR MW | 0.01 | 953.34 | 1988.72 | 2091.14 | 2193.74 | 2298.72
d. Capacity Credit | 48741.2 | 49898.25 | 48651.74 | 50945.62 | 49748.94 | 52493.78
Reserve Margin Data: NYISO
| 2015 | 2020 | 2025 | 2030 | 2035 | 2040
a. Peak Demand | 28540.06 | 30358.42 | 30861.79 | 31331.41 | 30533.94 | 30615.37
b. Peak Demand + Reserve Margin | 33249.17 | 35367.56 | 35953.98 | 36501.09 | 35572.04 | 35666.91
c. DR MW | 2565.83 | 2901.13 | 3296.24 | 3421.43 | 3551.63 | 3687.07
d. Capacity Credit | 34916.79 | 35367.56 | 35953.98 | 36501.09 | 35572.04 | 35666.91
Reserve Margin Data: NYISO_G-I_J-K
| 2015 | 2020 | 2025 | 2030 | 2035 | 2040
a. Peak Demand | 18572.33 | 19532.14 | 19944.79 | 20006.48 | 19907.3 | 20055.11
b. Peak Demand + Reserve Margin | 17643.71 | 18555.53 | 18947.55 | 19006.16 | 18911.93 | 19052.36
c. DR MW | 1658.63 | 1882.98 | 2152.95 | 2248.69 | 2348.69 | 2453.13
d. Capacity Credit | 18444.23 | 18677.58 | 18947.55 | 19242.37 | 18911.93 | 20187.79
Reserve Margin Data: PJM
| 2015 | 2020 | 2025 | 2030 | 2035 | 2040
a. Peak Demand | 147146.78 | 145723.4 | 140313.94 | 142279.02 | 141792.59 | 143869.67
b. Peak Demand + Reserve Margin | 169660.23 | 168019.08 | 161781.97 | 164047.71 | 163486.86 | 165881.73
c. DR MW | 6888.69 | 10788.12 | 15528.1 | 16025.26 | 16538.36 | 17067.93
d. Capacity Credit | 169660.23 | 168019.08 | 161781.97 | 164047.71 | 163486.86 | 165881.73
Reserve Margin Data: SPP
| 2015 | 2020 | 2025 | 2030 | 2035 | 2040
a. Peak Demand | 55452.51 | 59996.2 | 58421.53 | 59913.5 | 61638.24 | 62379.68
b. Peak Demand + Reserve Margin | 62994.05 | 68155.69 | 66366.86 | 68061.74 | 70021.04 | 70863.31
c. DR MW | 1132.21 | 3430.99 | 5911.36 | 6129.52 | 6355.94 | 6590.94
d. Capacity Credit | 62994.05 | 68155.69 | 66366.86 | 68061.74 | 70021.04 | 70863.31

## Transmission
$/MW
[8 empty] | Transfer |  | $/MWh | $/MWh | Wheel+ | $/MWh
Year | Line | From | To | EI Internal/External | Season | Block | Duration | Limit | MW flow | From price | To price | Friction | Shadow Price
2015 | ENT_2_MISO_MO-IL | ENT | MISO_MO-IL | Internal | Shoulder | B11 | 25 | 2260 | 0 | 78.23 | 76.33 | 8 | 0
2015 | ENT_2_MISO_MO-IL | ENT | MISO_MO-IL | Internal | Shoulder | B12 | 200 | 2260 | 0 | 59.47 | 64.15 | 8 | 0
2015 | ENT_2_MISO_MO-IL | ENT | MISO_MO-IL | Internal | Shoulder | B13 | 600 | 2260 | 0 | 59.47 | 58.19 | 8 | 0
2015 | ENT_2_MISO_MO-IL | ENT | MISO_MO-IL | Internal | Shoulder | B14 | 900 | 2260 | 0 | 57.49 | 55.78 | 8 | 0
2015 | ENT_2_MISO_MO-IL | ENT | MISO_MO-IL | Internal | Shoulder | B15 | 1203 | 2260 | 0 | 57.49 | 54.05 | 8 | 0
2015 | ENT_2_MISO_MO-IL | ENT | MISO_MO-IL | Internal | Summer | B1 | 10 | 2260 | 0 | 91.77 | 91.77 | 8 | 0
2015 | ENT_2_MISO_MO-IL | ENT | MISO_MO-IL | Internal | Summer | B2 | 25 | 2260 | 0 | 89.87 | 88.74 | 8 | 0
2015 | ENT_2_MISO_MO-IL | ENT | MISO_MO-IL | Internal | Summer | B3 | 75 | 2260 | 0 | 89.87 | 88.74 | 8 | 0
2015 | ENT_2_MISO_MO-IL | ENT | MISO_MO-IL | Internal | Summer | B4 | 100 | 2260 | 0 | 88.01 | 86.87 | 8 | 0
2015 | ENT_2_MISO_MO-IL | ENT | MISO_MO-IL | Internal | Summer | B5 | 200 | 2260 | 0 | 83.07 | 76.62 | 8 | 0
2015 | ENT_2_MISO_MO-IL | ENT | MISO_MO-IL | Internal | Summer | B6 | 300 | 2260 | 0 | 64.59 | 65.59 | 8 | 0
2015 | ENT_2_MISO_MO-IL | ENT | MISO_MO-IL | Internal | Summer | B7 | 400 | 2260 | 0 | 58.69 | 56.47 | 8 | 0
2015 | ENT_2_MISO_MO-IL | ENT | MISO_MO-IL | Internal | Summer | B8 | 500 | 2260 | 0 | 58.69 | 53.72 | 8 | 0
2015 | ENT_2_MISO_MO-IL | ENT | MISO_MO-IL | Internal | Summer | B9 | 800 | 2260 | 0 | 56.32 | 52.93 | 8 | 0
2015 | ENT_2_MISO_MO-IL | ENT | MISO_MO-IL | Internal | Summer | B10 | 1262 | 2260 | 0 | 56.32 | 51.83 | 8 | 0
2015 | ENT_2_MISO_MO-IL | ENT | MISO_MO-IL | Internal | Winter | B16 | 25 | 2260 | 0 | 75.69 | 75.69 | 8 | 0
2015 | ENT_2_MISO_MO-IL | ENT | MISO_MO-IL | Internal | Winter | B17 | 100 | 2260 | 0 | 61.89 | 65.21 | 8 | 0
2015 | ENT_2_MISO_MO-IL | ENT | MISO_MO-IL | Internal | Winter | B18 | 400 | 2260 | 0 | 60.3 | 59.84 | 8 | 0
2015 | ENT_2_MISO_MO-IL | ENT | MISO_MO-IL | Internal | Winter | B19 | 700 | 2260 | 0 | 59.83 | 57.99 | 8 | 0
2015 | ENT_2_MISO_MO-IL | ENT | MISO_MO-IL | Internal | Winter | B20 | 935 | 2260 | 0 | 59.83 | 52.98 | 8 | 0
2015 | ENT_2_SOCO | ENT | SOCO | Internal | Shoulder | B11 | 25 | 2000 | 993.43 | 78.23 | 86.23 | 8 | 0
2015 | ENT_2_SOCO | ENT | SOCO | Internal | Shoulder | B12 | 200 | 2000 | 0 | 59.47 | 66.4 | 8 | 0
2015 | ENT_2_SOCO | ENT | SOCO | Internal | Shoulder | B13 | 600 | 2000 | 0 | 59.47 | 61.88 | 8 | 0
2015 | ENT_2_SOCO | ENT | SOCO | Internal | Shoulder | B14 | 900 | 2000 | 0 | 57.49 | 61.88 | 8 | 0
2015 | ENT_2_SOCO | ENT | SOCO | Internal | Shoulder | B15 | 1203 | 2000 | 0 | 57.49 | 59.72 | 8 | 0
2015 | ENT_2_SOCO | ENT | SOCO | Internal | Summer | B1 | 10 | 2000 | 79.49 | 91.77 | 99.77 | 8 | 0
2015 | ENT_2_SOCO | ENT | SOCO | Internal | Summer | B2 | 25 | 2000 | 1120.19 | 89.87 | 97.87 | 8 | 0
2015 | ENT_2_SOCO | ENT | SOCO | Internal | Summer | B3 | 75 | 2000 | 1982.89 | 89.87 | 97.87 | 8 | 0
2015 | ENT_2_SOCO | ENT | SOCO | Internal | Summer | B4 | 100 | 2000 | 2000 | 88.01 | 97.87 | 8 | 1.85
2015 | ENT_2_SOCO | ENT | SOCO | Internal | Summer | B5 | 200 | 2000 | 1672.19 | 83.07 | 91.07 | 8 | 0
2015 | ENT_2_SOCO | ENT | SOCO | Internal | Summer | B6 | 300 | 2000 | 2000 | 64.59 | 78.85 | 8 | 6.26
2015 | ENT_2_SOCO | ENT | SOCO | Internal | Summer | B7 | 400 | 2000 | 2000 | 58.69 | 71.47 | 8 | 4.78
2015 | ENT_2_SOCO | ENT | SOCO | Internal | Summer | B8 | 500 | 2000 | 1940.41 | 58.69 | 66.69 | 8 | 0
2015 | ENT_2_SOCO | ENT | SOCO | Internal | Summer | B9 | 800 | 2000 | 0 | 56.32 | 60.67 | 8 | 0
2015 | ENT_2_SOCO | ENT | SOCO | Internal | Summer | B10 | 1262 | 2000 | 0 | 56.32 | 58.55 | 8 | 0
2015 | ENT_2_SOCO | ENT | SOCO | Internal | Winter | B16 | 25 | 2000 | 2000 | 75.69 | 85.18 | 8 | 1.49
2015 | ENT_2_SOCO | ENT | SOCO | Internal | Winter | B17 | 100 | 2000 | 0 | 61.89 | 67.53 | 8 | 0
2015 | ENT_2_SOCO | ENT | SOCO | Internal | Winter | B18 | 400 | 2000 | 0 | 60.3 | 64.36 | 8 | 0
2015 | ENT_2_SOCO | ENT | SOCO | Internal | Winter | B19 | 700 | 2000 | 0 | 59.83 | 64.36 | 8 | 0
2015 | ENT_2_SOCO | ENT | SOCO | Internal | Winter | B20 | 935 | 2000 | 0 | 59.83 | 62.11 | 8 | 0
2015 | ENT_2_SPP_N | ENT | SPP_N | Internal | Shoulder | B11 | 25 | 1300 | 0 | 78.23 | 83.06 | 8 | 0
2015 | ENT_2_SPP_N | ENT | SPP_N | Internal | Shoulder | B12 | 200 | 1300 | 0 | 59.47 | 60.03 | 8 | 0
2015 | ENT_2_SPP_N | ENT | SPP_N | Internal | Shoulder | B13 | 600 | 1300 | 0 | 59.47 | 58.31 | 8 | 0
2015 | ENT_2_SPP_N | ENT | SPP_N | Internal | Shoulder | B14 | 900 | 1300 | 0 | 57.49 | 57.38 | 8 | 0
2015 | ENT_2_SPP_N | ENT | SPP_N | Internal | Shoulder | B15 | 1203 | 1300 | 0 | 57.49 | 57.38 | 8 | 0
2015 | ENT_2_SPP_N | ENT | SPP_N | Internal | Summer | B1 | 10 | 1300 | 0 | 91.77 | 92.6 | 8 | 0
2015 | ENT_2_SPP_N | ENT | SPP_N | Internal | Summer | B2 | 25 | 1300 | 0 | 89.87 | 92.6 | 8 | 0
2015 | ENT_2_SPP_N | ENT | SPP_N | Internal | Summer | B3 | 75 | 1300 | 0 | 89.87 | 91.39 | 8 | 0
2015 | ENT_2_SPP_N | ENT | SPP_N | Internal | Summer | B4 | 100 | 1300 | 0 | 88.01 | 86.87 | 8 | 0
2015 | ENT_2_SPP_N | ENT | SPP_N | Internal | Summer | B5 | 200 | 1300 | 0 | 83.07 | 81.21 | 8 | 0
2015 | ENT_2_SPP_N | ENT | SPP_N | Internal | Summer | B6 | 300 | 1300 | 0 | 64.59 | 72.58 | 8 | 0
2015 | ENT_2_SPP_N | ENT | SPP_N | Internal | Summer | B7 | 400 | 1300 | 0 | 58.69 | 63.46 | 8 | 0
2015 | ENT_2_SPP_N | ENT | SPP_N | Internal | Summer | B8 | 500 | 1300 | 0 | 58.69 | 58.68 | 8 | 0
2015 | ENT_2_SPP_N | ENT | SPP_N | Internal | Summer | B9 | 800 | 1300 | 0 | 56.32 | 56.11 | 8 | 0
2015 | ENT_2_SPP_N | ENT | SPP_N | Internal | Summer | B10 | 1262 | 1300 | 0 | 56.32 | 54.59 | 8 | 0
2015 | ENT_2_SPP_N | ENT | SPP_N | Internal | Winter | B16 | 25 | 1300 | 0 | 75.69 | 70.69 | 8 | 0
2015 | ENT_2_SPP_N | ENT | SPP_N | Internal | Winter | B17 | 100 | 1300 | 0 | 61.89 | 60.21 | 8 | 0
2015 | ENT_2_SPP_N | ENT | SPP_N | Internal | Winter | B18 | 400 | 1300 | 0 | 60.3 | 59.86 | 8 | 0
2015 | ENT_2_SPP_N | ENT | SPP_N | Internal | Winter | B19 | 700 | 1300 | 0 | 59.83 | 59.72 | 8 | 0
2015 | ENT_2_SPP_N | ENT | SPP_N | Internal | Winter | B20 | 935 | 1300 | 0 | 59.83 | 56.28 | 8 | 0
2015 | ENT_2_SPP_S | ENT | SPP_S | Internal | Shoulder | B11 | 25 | 1300 | 0 | 78.23 | 83.05 | 8 | 0
2015 | ENT_2_SPP_S | ENT | SPP_S | Internal | Shoulder | B12 | 200 | 1300 | 0 | 59.47 | 60.04 | 8 | 0
2015 | ENT_2_SPP_S | ENT | SPP_S | Internal | Shoulder | B13 | 600 | 1300 | 0 | 59.47 | 58.32 | 8 | 0
2015 | ENT_2_SPP_S | ENT | SPP_S | Internal | Shoulder | B14 | 900 | 1300 | 0 | 57.49 | 57.39 | 8 | 0
2015 | ENT_2_SPP_S | ENT | SPP_S | Internal | Shoulder | B15 | 1203 | 1300 | 0 | 57.49 | 57.39 | 8 | 0
2015 | ENT_2_SPP_S | ENT | SPP_S | Internal | Summer | B1 | 10 | 1300 | 0 | 91.77 | 90.44 | 8 | 0
2015 | ENT_2_SPP_S | ENT | SPP_S | Internal | Summer | B2 | 25 | 1300 | 0 | 89.87 | 90.44 | 8 | 0
2015 | ENT_2_SPP_S | ENT | SPP_S | Internal | Summer | B3 | 75 | 1300 | 0 | 89.87 | 89.66 | 8 | 0
2015 | ENT_2_SPP_S | ENT | SPP_S | Internal | Summer | B4 | 100 | 1300 | 0 | 88.01 | 83.01 | 8 | 0
2015 | ENT_2_SPP_S | ENT | SPP_S | Internal | Summer | B5 | 200 | 1300 | 0 | 83.07 | 81.19 | 8 | 0
2015 | ENT_2_SPP_S | ENT | SPP_S | Internal | Summer | B6 | 300 | 1300 | 473.54 | 64.59 | 72.59 | 8 | 0
2015 | ENT_2_SPP_S | ENT | SPP_S | Internal | Summer | B7 | 400 | 1300 | 0 | 58.69 | 63.47 | 8 | 0
2015 | ENT_2_SPP_S | ENT | SPP_S | Internal | Summer | B8 | 500 | 1300 | 0 | 58.69 | 58.69 | 8 | 0
2015 | ENT_2_SPP_S | ENT | SPP_S | Internal | Summer | B9 | 800 | 1300 | 0 | 56.32 | 56.13 | 8 | 0
2015 | ENT_2_SPP_S | ENT | SPP_S | Internal | Summer | B10 | 1262 | 1300 | 0 | 56.32 | 56 | 8 | 0
2015 | ENT_2_SPP_S | ENT | SPP_S | Internal | Winter | B16 | 25 | 1300 | 0 | 75.69 | 70.7 | 8 | 0
2015 | ENT_2_SPP_S | ENT | SPP_S | Internal | Winter | B17 | 100 | 1300 | 0 | 61.89 | 60.22 | 8 | 0
2015 | ENT_2_SPP_S | ENT | SPP_S | Internal | Winter | B18 | 400 | 1300 | 0 | 60.3 | 59.87 | 8 | 0
2015 | ENT_2_SPP_S | ENT | SPP_S | Internal | Winter | B19 | 700 | 1300 | 0 | 59.83 | 59.74 | 8 | 0
2015 | ENT_2_SPP_S | ENT | SPP_S | Internal | Winter | B20 | 935 | 1300 | 0 | 59.83 | 59.74 | 8 | 0
2015 | ENT_2_TVA_Transmission | ENT | TVA_Transmission | Internal | Shoulder | B11 | 25 | 2100 | 0 | 78.23 | 80.32 | 8 | 0
2015 | ENT_2_TVA_Transmission | ENT | TVA_Transmission | Internal | Shoulder | B12 | 200 | 2100 | 0 | 59.47 | 65.59 | 8 | 0
2015 | ENT_2_TVA_Transmission | ENT | TVA_Transmission | Internal | Shoulder | B13 | 600 | 2100 | 0 | 59.47 | 62.72 | 8 | 0
2015 | ENT_2_TVA_Transmission | ENT | TVA_Transmission | Internal | Shoulder | B14 | 900 | 2100 | 0 | 57.49 | 62.31 | 8 | 0
2015 | ENT_2_TVA_Transmission | ENT | TVA_Transmission | Internal | Shoulder | B15 | 1203 | 2100 | 0 | 57.49 | 60.84 | 8 | 0
2015 | ENT_2_TVA_Transmission | ENT | TVA_Transmission | Internal | Summer | B1 | 10 | 2100 | 666.8 | 91.77 | 99.77 | 8 | 0
2015 | ENT_2_TVA_Transmission | ENT | TVA_Transmission | Internal | Summer | B2 | 25 | 2100 | 0 | 89.87 | 96.74 | 8 | 0
2015 | ENT_2_TVA_Transmission | ENT | TVA_Transmission | Internal | Summer | B3 | 75 | 2100 | 0 | 89.87 | 95.51 | 8 | 0
2015 | ENT_2_TVA_Transmission | ENT | TVA_Transmission | Internal | Summer | B4 | 100 | 2100 | 0 | 88.01 | 90.87 | 8 | 0
2015 | ENT_2_TVA_Transmission | ENT | TVA_Transmission | Internal | Summer | B5 | 200 | 2100 | 0 | 83.07 | 82.07 | 8 | 0
2015 | ENT_2_TVA_Transmission | ENT | TVA_Transmission | Internal | Summer | B6 | 300 | 2100 | 0 | 64.59 | 69.85 | 8 | 0
2015 | ENT_2_TVA_Transmission | ENT | TVA_Transmission | Internal | Summer | B7 | 400 | 2100 | 0 | 58.69 | 63.08 | 8 | 0
2015 | ENT_2_TVA_Transmission | ENT | TVA_Transmission | Internal | Summer | B8 | 500 | 2100 | 0 | 58.69 | 60.88 | 8 | 0
2015 | ENT_2_TVA_Transmission | ENT | TVA_Transmission | Internal | Summer | B9 | 800 | 2100 | 0 | 56.32 | 59.66 | 8 | 0
2015 | ENT_2_TVA_Transmission | ENT | TVA_Transmission | Internal | Summer | B10 | 1262 | 2100 | 0 | 56.32 | 57.98 | 8 | 0
2015 | ENT_2_TVA_Transmission | ENT | TVA_Transmission | Internal | Winter | B16 | 25 | 2100 | 824.37 | 75.69 | 83.69 | 8 | 0
2015 | ENT_2_TVA_Transmission | ENT | TVA_Transmission | Internal | Winter | B17 | 100 | 2100 | 0 | 61.89 | 69.32 | 8 | 0
2015 | ENT_2_TVA_Transmission | ENT | TVA_Transmission | Internal | Winter | B18 | 400 | 2100 | 0 | 60.3 | 65.42 | 8 | 0
2015 | ENT_2_TVA_Transmission | ENT | TVA_Transmission | Internal | Winter | B19 | 700 | 2100 | 0 | 59.83 | 64.42 | 8 | 0
2015 | ENT_2_TVA_Transmission | ENT | TVA_Transmission | Internal | Winter | B20 | 935 | 2100 | 0 | 59.83 | 60.98 | 8 | 0
2015 | FRCC_2_SOCO | FRCC | SOCO | Internal | Shoulder | B11 | 25 | 900 | 0 | 96.23 | 86.23 | 8 | 0
2015 | FRCC_2_SOCO | FRCC | SOCO | Internal | Shoulder | B12 | 200 | 900 | 0 | 66.91 | 66.4 | 8 | 0
2015 | FRCC_2_SOCO | FRCC | SOCO | Internal | Shoulder | B13 | 600 | 900 | 0 | 65.37 | 61.88 | 8 | 0
2015 | FRCC_2_SOCO | FRCC | SOCO | Internal | Shoulder | B14 | 900 | 900 | 0 | 64.13 | 61.88 | 8 | 0
2015 | FRCC_2_SOCO | FRCC | SOCO | Internal | Shoulder | B15 | 1203 | 900 | 0 | 64.13 | 59.72 | 8 | 0
2015 | FRCC_2_SOCO | FRCC | SOCO | Internal | Summer | B1 | 10 | 900 | 0 | 103.87 | 99.77 | 8 | 0
2015 | FRCC_2_SOCO | FRCC | SOCO | Internal | Summer | B2 | 25 | 900 | 0 | 103.87 | 97.87 | 8 | 0
2015 | FRCC_2_SOCO | FRCC | SOCO | Internal | Summer | B3 | 75 | 900 | 0 | 103.87 | 97.87 | 8 | 0
2015 | FRCC_2_SOCO | FRCC | SOCO | Internal | Summer | B4 | 100 | 900 | 0 | 103.87 | 97.87 | 8 | 0
2015 | FRCC_2_SOCO | FRCC | SOCO | Internal | Summer | B5 | 200 | 900 | 0 | 101.07 | 91.07 | 8 | 0
2015 | FRCC_2_SOCO | FRCC | SOCO | Internal | Summer | B6 | 300 | 900 | 0 | 88.85 | 78.85 | 8 | 0
2015 | FRCC_2_SOCO | FRCC | SOCO | Internal | Summer | B7 | 400 | 900 | 0 | 67.64 | 71.47 | 8 | 0
2015 | FRCC_2_SOCO | FRCC | SOCO | Internal | Summer | B8 | 500 | 900 | 0 | 66.21 | 66.69 | 8 | 0
2015 | FRCC_2_SOCO | FRCC | SOCO | Internal | Summer | B9 | 800 | 900 | 0 | 63.46 | 60.67 | 8 | 0
2015 | FRCC_2_SOCO | FRCC | SOCO | Internal | Summer | B10 | 1262 | 900 | 0 | 63.46 | 58.55 | 8 | 0
2015 | FRCC_2_SOCO | FRCC | SOCO | Internal | Winter | B16 | 25 | 900 | 0 | 90.65 | 85.18 | 8 | 0
2015 | FRCC_2_SOCO | FRCC | SOCO | Internal | Winter | B17 | 100 | 900 | 0 | 69.02 | 67.53 | 8 | 0
2015 | FRCC_2_SOCO | FRCC | SOCO | Internal | Winter | B18 | 400 | 900 | 0 | 66.15 | 64.36 | 8 | 0
2015 | FRCC_2_SOCO | FRCC | SOCO | Internal | Winter | B19 | 700 | 900 | 0 | 66.15 | 64.36 | 8 | 0
2015 | FRCC_2_SOCO | FRCC | SOCO | Internal | Winter | B20 | 935 | 900 | 0 | 66.15 | 62.11 | 8 | 0
2015 | HQ_NEISO_2_NEISO | HQ_NEISO | NEISO | Internal | Shoulder | B11 | 25 | 99999 | 2920 | 55.81 | 55.82 | 0.01 | 0
2015 | HQ_NEISO_2_NEISO | HQ_NEISO | NEISO | Internal | Shoulder | B12 | 200 | 99999 | 2920 | 55.81 | 55.82 | 0.01 | 0
2015 | HQ_NEISO_2_NEISO | HQ_NEISO | NEISO | Internal | Shoulder | B13 | 600 | 99999 | 2920 | 55.81 | 55.82 | 0.01 | 0
2015 | HQ_NEISO_2_NEISO | HQ_NEISO | NEISO | Internal | Shoulder | B14 | 900 | 99999 | 2920 | 55.81 | 55.82 | 0.01 | 0
2015 | HQ_NEISO_2_NEISO | HQ_NEISO | NEISO | Internal | Shoulder | B15 | 1203 | 99999 | 1143.24 | 55.81 | 55.82 | 0.01 | 0
2015 | HQ_NEISO_2_NEISO | HQ_NEISO | NEISO | Internal | Summer | B1 | 10 | 99999 | 2920.1 | 86.11 | 86.12 | 0.01 | 0
2015 | HQ_NEISO_2_NEISO | HQ_NEISO | NEISO | Internal | Summer | B2 | 25 | 99999 | 2920 | 79.28 | 79.3 | 0.01 | 0
2015 | HQ_NEISO_2_NEISO | HQ_NEISO | NEISO | Internal | Summer | B3 | 75 | 99999 | 2920 | 73.2 | 73.21 | 0.01 | 0
2015 | HQ_NEISO_2_NEISO | HQ_NEISO | NEISO | Internal | Summer | B4 | 100 | 99999 | 2920 | 59 | 59.01 | 0.01 | 0
2015 | HQ_NEISO_2_NEISO | HQ_NEISO | NEISO | Internal | Summer | B5 | 200 | 99999 | 2920 | 53.12 | 53.13 | 0.01 | 0
2015 | HQ_NEISO_2_NEISO | HQ_NEISO | NEISO | Internal | Summer | B6 | 300 | 99999 | 2920 | 53.12 | 53.13 | 0.01 | 0
2015 | HQ_NEISO_2_NEISO | HQ_NEISO | NEISO | Internal | Summer | B7 | 400 | 99999 | 2920 | 53.12 | 53.13 | 0.01 | 0
2015 | HQ_NEISO_2_NEISO | HQ_NEISO | NEISO | Internal | Summer | B8 | 500 | 99999 | 2920 | 53.12 | 53.13 | 0.01 | 0
2015 | HQ_NEISO_2_NEISO | HQ_NEISO | NEISO | Internal | Summer | B9 | 800 | 99999 | 2920 | 53.12 | 53.13 | 0.01 | 0
2015 | HQ_NEISO_2_NEISO | HQ_NEISO | NEISO | Internal | Summer | B10 | 1262 | 99999 | 795.94 | 53.12 | 53.13 | 0.01 | 0
2015 | HQ_NEISO_2_NEISO | HQ_NEISO | NEISO | Internal | Winter | B16 | 25 | 99999 | 2920 | 64.21 | 64.22 | 0.01 | 0
2015 | HQ_NEISO_2_NEISO | HQ_NEISO | NEISO | Internal | Winter | B17 | 100 | 99999 | 2920 | 64.21 | 64.22 | 0.01 | 0
2015 | HQ_NEISO_2_NEISO | HQ_NEISO | NEISO | Internal | Winter | B18 | 400 | 99999 | 2920 | 64.21 | 64.22 | 0.01 | 0
2015 | HQ_NEISO_2_NEISO | HQ_NEISO | NEISO | Internal | Winter | B19 | 700 | 99999 | 2920 | 64.21 | 64.22 | 0.01 | 0
2015 | HQ_NEISO_2_NEISO | HQ_NEISO | NEISO | Internal | Winter | B20 | 935 | 99999 | 1233.58 | 64.21 | 64.22 | 0.01 | 0
2015 | HQ_NY_2_NYISO_A-F | HQ_NY | NYISO_A-F | Internal | Shoulder | B11 | 25 | 99999 | 1000 | 60.52 | 60.53 | 0.01 | 0
2015 | HQ_NY_2_NYISO_A-F | HQ_NY | NYISO_A-F | Internal | Shoulder | B12 | 200 | 99999 | 1000 | 58.79 | 58.8 | 0.01 | 0
2015 | HQ_NY_2_NYISO_A-F | HQ_NY | NYISO_A-F | Internal | Shoulder | B13 | 600 | 99999 | 1000 | 57.81 | 57.82 | 0.01 | 0
2015 | HQ_NY_2_NYISO_A-F | HQ_NY | NYISO_A-F | Internal | Shoulder | B14 | 900 | 99999 | 1000 | 56.87 | 56.88 | 0.01 | 0
2015 | HQ_NY_2_NYISO_A-F | HQ_NY | NYISO_A-F | Internal | Shoulder | B15 | 1203 | 99999 | 188.69 | 56.87 | 56.88 | 0.01 | 0
2015 | HQ_NY_2_NYISO_A-F | HQ_NY | NYISO_A-F | Internal | Summer | B1 | 10 | 99999 | 1000.1 | 85.77 | 85.79 | 0.01 | 0
2015 | HQ_NY_2_NYISO_A-F | HQ_NY | NYISO_A-F | Internal | Summer | B2 | 25 | 99999 | 1000 | 82.26 | 82.27 | 0.01 | 0
2015 | HQ_NY_2_NYISO_A-F | HQ_NY | NYISO_A-F | Internal | Summer | B3 | 75 | 99999 | 1000 | 76.2 | 76.21 | 0.01 | 0
2015 | HQ_NY_2_NYISO_A-F | HQ_NY | NYISO_A-F | Internal | Summer | B4 | 100 | 99999 | 1000 | 68.86 | 68.88 | 0.01 | 0
2015 | HQ_NY_2_NYISO_A-F | HQ_NY | NYISO_A-F | Internal | Summer | B5 | 200 | 99999 | 1000 | 64.47 | 64.48 | 0.01 | 0
2015 | HQ_NY_2_NYISO_A-F | HQ_NY | NYISO_A-F | Internal | Summer | B6 | 300 | 99999 | 1000 | 57.83 | 57.84 | 0.01 | 0
2015 | HQ_NY_2_NYISO_A-F | HQ_NY | NYISO_A-F | Internal | Summer | B7 | 400 | 99999 | 1000 | 56.1 | 56.12 | 0.01 | 0
2015 | HQ_NY_2_NYISO_A-F | HQ_NY | NYISO_A-F | Internal | Summer | B8 | 500 | 99999 | 1000 | 56.09 | 56.1 | 0.01 | 0
2015 | HQ_NY_2_NYISO_A-F | HQ_NY | NYISO_A-F | Internal | Summer | B9 | 800 | 99999 | 1000 | 55.23 | 55.24 | 0.01 | 0
2015 | HQ_NY_2_NYISO_A-F | HQ_NY | NYISO_A-F | Internal | Summer | B10 | 1262 | 99999 | 30.11 | 55.23 | 55.24 | 0.01 | 0
2015 | HQ_NY_2_NYISO_A-F | HQ_NY | NYISO_A-F | Internal | Winter | B16 | 25 | 99999 | 1000 | 67.63 | 67.64 | 0.01 | 0
2015 | HQ_NY_2_NYISO_A-F | HQ_NY | NYISO_A-F | Internal | Winter | B17 | 100 | 99999 | 1000 | 62.84 | 62.85 | 0.01 | 0
2015 | HQ_NY_2_NYISO_A-F | HQ_NY | NYISO_A-F | Internal | Winter | B18 | 400 | 99999 | 1000 | 61.58 | 61.59 | 0.01 | 0
2015 | HQ_NY_2_NYISO_A-F | HQ_NY | NYISO_A-F | Internal | Winter | B19 | 700 | 99999 | 1000 | 61.58 | 61.59 | 0.01 | 0
2015 | HQ_NY_2_NYISO_A-F | HQ_NY | NYISO_A-F | Internal | Winter | B20 | 935 | 99999 | 229.95 | 61.58 | 61.59 | 0.01 | 0
2015 | HQ_IESO_2_IESO | HQ_IESO | IESO | Internal | Shoulder | B11 | 25 | 99999 | 400 | 43.48 | 43.49 | 0.01 | 0
2015 | HQ_IESO_2_IESO | HQ_IESO | IESO | Internal | Shoulder | B12 | 200 | 99999 | 400 | 43.48 | 43.49 | 0.01 | 0
2015 | HQ_IESO_2_IESO | HQ_IESO | IESO | Internal | Shoulder | B13 | 600 | 99999 | 400 | 43.48 | 43.49 | 0.01 | 0
2015 | HQ_IESO_2_IESO | HQ_IESO | IESO | Internal | Shoulder | B14 | 900 | 99999 | 400 | 43.48 | 43.49 | 0.01 | 0
2015 | HQ_IESO_2_IESO | HQ_IESO | IESO | Internal | Shoulder | B15 | 1203 | 99999 | 75.48 | 43.48 | 43.49 | 0.01 | 0
2015 | HQ_IESO_2_IESO | HQ_IESO | IESO | Internal | Summer | B1 | 10 | 99999 | 400 | 78.77 | 78.79 | 0.01 | 0
2015 | HQ_IESO_2_IESO | HQ_IESO | IESO | Internal | Summer | B2 | 25 | 99999 | 400 | 75.26 | 75.27 | 0.01 | 0
2015 | HQ_IESO_2_IESO | HQ_IESO | IESO | Internal | Summer | B3 | 75 | 99999 | 400 | 69.2 | 69.21 | 0.01 | 0
2015 | HQ_IESO_2_IESO | HQ_IESO | IESO | Internal | Summer | B4 | 100 | 99999 | 400 | 47.44 | 47.45 | 0.01 | 0
2015 | HQ_IESO_2_IESO | HQ_IESO | IESO | Internal | Summer | B5 | 200 | 99999 | 400 | 42.47 | 42.48 | 0.01 | 0
2015 | HQ_IESO_2_IESO | HQ_IESO | IESO | Internal | Summer | B6 | 300 | 99999 | 400 | 42.47 | 42.48 | 0.01 | 0
2015 | HQ_IESO_2_IESO | HQ_IESO | IESO | Internal | Summer | B7 | 400 | 99999 | 400 | 42.47 | 42.48 | 0.01 | 0
2015 | HQ_IESO_2_IESO | HQ_IESO | IESO | Internal | Summer | B8 | 500 | 99999 | 400 | 42.47 | 42.48 | 0.01 | 0
2015 | HQ_IESO_2_IESO | HQ_IESO | IESO | Internal | Summer | B9 | 800 | 99999 | 400 | 42.47 | 42.48 | 0.01 | 0
2015 | HQ_IESO_2_IESO | HQ_IESO | IESO | Internal | Summer | B10 | 1262 | 99999 | 12.04 | 42.47 | 42.48 | 0.01 | 0
2015 | HQ_IESO_2_IESO | HQ_IESO | IESO | Internal | Winter | B16 | 25 | 99999 | 400 | 45.51 | 45.52 | 0.01 | 0
2015 | HQ_IESO_2_IESO | HQ_IESO | IESO | Internal | Winter | B17 | 100 | 99999 | 400 | 45.51 | 45.52 | 0.01 | 0
2015 | HQ_IESO_2_IESO | HQ_IESO | IESO | Internal | Winter | B18 | 400 | 99999 | 400 | 45.51 | 45.52 | 0.01 | 0
2015 | HQ_IESO_2_IESO | HQ_IESO | IESO | Internal | Winter | B19 | 700 | 99999 | 400 | 45.51 | 45.52 | 0.01 | 0
2015 | HQ_IESO_2_IESO | HQ_IESO | IESO | Internal | Winter | B20 | 935 | 99999 | 91.98 | 45.51 | 45.52 | 0.01 | 0
2015 | IESO_2_MAPP_CA | IESO | MAPP_CA | Internal | Shoulder | B11 | 25 | 262 | 262 | 43.49 | 70.97 | 7 | 20.49
2015 | IESO_2_MAPP_CA | IESO | MAPP_CA | Internal | Shoulder | B12 | 200 | 262 | 262 | 43.49 | 64.13 | 7 | 13.64
2015 | IESO_2_MAPP_CA | IESO | MAPP_CA | Internal | Shoulder | B13 | 600 | 262 | 262 | 43.49 | 58.17 | 7 | 7.68
2015 | IESO_2_MAPP_CA | IESO | MAPP_CA | Internal | Shoulder | B14 | 900 | 262 | 262 | 43.49 | 55.76 | 7 | 5.27
2015 | IESO_2_MAPP_CA | IESO | MAPP_CA | Internal | Shoulder | B15 | 1203 | 262 | 262 | 43.49 | 55.76 | 7 | 5.27
2015 | IESO_2_MAPP_CA | IESO | MAPP_CA | Internal | Summer | B1 | 10 | 262 | 0 | 78.79 | 77.76 | 7 | 0
2015 | IESO_2_MAPP_CA | IESO | MAPP_CA | Internal | Summer | B2 | 25 | 262 | 0 | 75.27 | 77.38 | 7 | 0
2015 | IESO_2_MAPP_CA | IESO | MAPP_CA | Internal | Summer | B3 | 75 | 262 | 262 | 69.21 | 77.38 | 7 | 1.17
2015 | IESO_2_MAPP_CA | IESO | MAPP_CA | Internal | Summer | B4 | 100 | 262 | 262 | 47.45 | 75.73 | 7 | 21.28
2015 | IESO_2_MAPP_CA | IESO | MAPP_CA | Internal | Summer | B5 | 200 | 262 | 262 | 42.48 | 75.73 | 7 | 26.25
2015 | IESO_2_MAPP_CA | IESO | MAPP_CA | Internal | Summer | B6 | 300 | 262 | 262 | 42.48 | 65.57 | 7 | 16.08
2015 | IESO_2_MAPP_CA | IESO | MAPP_CA | Internal | Summer | B7 | 400 | 262 | 262 | 42.48 | 56.44 | 7 | 6.96
2015 | IESO_2_MAPP_CA | IESO | MAPP_CA | Internal | Summer | B8 | 500 | 262 | 262 | 42.48 | 53.69 | 7 | 4.21
2015 | IESO_2_MAPP_CA | IESO | MAPP_CA | Internal | Summer | B9 | 800 | 262 | 262 | 42.48 | 52.91 | 7 | 3.42
2015 | IESO_2_MAPP_CA | IESO | MAPP_CA | Internal | Summer | B10 | 1262 | 262 | 262 | 42.48 | 52.91 | 7 | 3.42
2015 | IESO_2_MAPP_CA | IESO | MAPP_CA | Internal | Winter | B16 | 25 | 262 | 262 | 45.52 | 75.66 | 7 | 23.14
2015 | IESO_2_MAPP_CA | IESO | MAPP_CA | Internal | Winter | B17 | 100 | 262 | 262 | 45.52 | 65.19 | 7 | 12.67
2015 | IESO_2_MAPP_CA | IESO | MAPP_CA | Internal | Winter | B18 | 400 | 262 | 262 | 45.52 | 59.81 | 7 | 7.29
2015 | IESO_2_MAPP_CA | IESO | MAPP_CA | Internal | Winter | B19 | 700 | 262 | 262 | 45.52 | 58.01 | 7 | 5.49
2015 | IESO_2_MAPP_CA | IESO | MAPP_CA | Internal | Winter | B20 | 935 | 262 | 262 | 45.52 | 58.01 | 7 | 5.49
2015 | IESO_2_MISO_MI | IESO | MISO_MI | Internal | Shoulder | B11 | 25 | 1840 | 1840 | 43.49 | 74.41 | 7 | 23.93
2015 | IESO_2_MISO_MI | IESO | MISO_MI | Internal | Shoulder | B12 | 200 | 1840 | 1840 | 43.49 | 64.15 | 7 | 13.66
2015 | IESO_2_MISO_MI | IESO | MISO_MI | Internal | Shoulder | B13 | 600 | 1840 | 1840 | 43.49 | 58.19 | 7 | 7.7
2015 | IESO_2_MISO_MI | IESO | MISO_MI | Internal | Shoulder | B14 | 900 | 1840 | 1840 | 43.49 | 55.78 | 7 | 5.29
2015 | IESO_2_MISO_MI | IESO | MISO_MI | Internal | Shoulder | B15 | 1203 | 1840 | 1840 | 43.49 | 54.03 | 7 | 3.54
2015 | IESO_2_MISO_MI | IESO | MISO_MI | Internal | Summer | B1 | 10 | 1840 | 1840 | 78.79 | 91.77 | 7 | 5.99
2015 | IESO_2_MISO_MI | IESO | MISO_MI | Internal | Summer | B2 | 25 | 1840 | 1840 | 75.27 | 88.27 | 7 | 6
2015 | IESO_2_MISO_MI | IESO | MISO_MI | Internal | Summer | B3 | 75 | 1840 | 1840 | 69.21 | 87.51 | 7 | 11.3
2015 | IESO_2_MISO_MI | IESO | MISO_MI | Internal | Summer | B4 | 100 | 1840 | 1840 | 47.45 | 86.66 | 7 | 32.21
2015 | IESO_2_MISO_MI | IESO | MISO_MI | Internal | Summer | B5 | 200 | 1840 | 1840 | 42.48 | 74.07 | 7 | 24.59
2015 | IESO_2_MISO_MI | IESO | MISO_MI | Internal | Summer | B6 | 300 | 1840 | 1840 | 42.48 | 65.59 | 7 | 16.11
2015 | IESO_2_MISO_MI | IESO | MISO_MI | Internal | Summer | B7 | 400 | 1840 | 1840 | 42.48 | 56.47 | 7 | 6.98
2015 | IESO_2_MISO_MI | IESO | MISO_MI | Internal | Summer | B8 | 500 | 1840 | 1840 | 42.48 | 53.72 | 7 | 4.24
2015 | IESO_2_MISO_MI | IESO | MISO_MI | Internal | Summer | B9 | 800 | 1840 | 1840 | 42.48 | 52.95 | 7 | 3.47
2015 | IESO_2_MISO_MI | IESO | MISO_MI | Internal | Summer | B10 | 1262 | 1840 | 1840 | 42.48 | 51.86 | 7 | 2.37
2015 | IESO_2_MISO_MI | IESO | MISO_MI | Internal | Winter | B16 | 25 | 1840 | 1840 | 45.52 | 75.69 | 7 | 23.17
2015 | IESO_2_MISO_MI | IESO | MISO_MI | Internal | Winter | B17 | 100 | 1840 | 1840 | 45.52 | 68.84 | 7 | 16.32
2015 | IESO_2_MISO_MI | IESO | MISO_MI | Internal | Winter | B18 | 400 | 1840 | 1840 | 45.52 | 59.84 | 7 | 7.32
2015 | IESO_2_MISO_MI | IESO | MISO_MI | Internal | Winter | B19 | 700 | 1840 | 1840 | 45.52 | 58 | 7 | 5.48
2015 | IESO_2_MISO_MI | IESO | MISO_MI | Internal | Winter | B20 | 935 | 1840 | 1840 | 45.52 | 53.01 | 7 | 0.49
2015 | IESO_2_MISO_W | IESO | MISO_W | Internal | Shoulder | B11 | 25 | 140 | 140 | 43.49 | 76.32 | 7 | 25.83
2015 | IESO_2_MISO_W | IESO | MISO_W | Internal | Shoulder | B12 | 200 | 140 | 140 | 43.49 | 64.14 | 7 | 13.65
2015 | IESO_2_MISO_W | IESO | MISO_W | Internal | Shoulder | B13 | 600 | 140 | 140 | 43.49 | 58.18 | 7 | 7.69
2015 | IESO_2_MISO_W | IESO | MISO_W | Internal | Shoulder | B14 | 900 | 140 | 140 | 43.49 | 55.77 | 7 | 5.28
2015 | IESO_2_MISO_W | IESO | MISO_W | Internal | Shoulder | B15 | 1203 | 140 | 140 | 43.49 | 54.07 | 7 | 3.58
2015 | IESO_2_MISO_W | IESO | MISO_W | Internal | Summer | B1 | 10 | 140 | 140 | 78.79 | 91.76 | 7 | 5.98
2015 | IESO_2_MISO_W | IESO | MISO_W | Internal | Summer | B2 | 25 | 140 | 140 | 75.27 | 88.73 | 7 | 6.46
2015 | IESO_2_MISO_W | IESO | MISO_W | Internal | Summer | B3 | 75 | 140 | 140 | 69.21 | 88.73 | 7 | 12.52
2015 | IESO_2_MISO_W | IESO | MISO_W | Internal | Summer | B4 | 100 | 140 | 140 | 47.45 | 86.86 | 7 | 32.41
2015 | IESO_2_MISO_W | IESO | MISO_W | Internal | Summer | B5 | 200 | 140 | 140 | 42.48 | 76.61 | 7 | 27.13
2015 | IESO_2_MISO_W | IESO | MISO_W | Internal | Summer | B6 | 300 | 140 | 140 | 42.48 | 65.58 | 7 | 16.09
2015 | IESO_2_MISO_W | IESO | MISO_W | Internal | Summer | B7 | 400 | 140 | 140 | 42.48 | 56.46 | 7 | 6.97
2015 | IESO_2_MISO_W | IESO | MISO_W | Internal | Summer | B8 | 500 | 140 | 140 | 42.48 | 53.71 | 7 | 4.22
2015 | IESO_2_MISO_W | IESO | MISO_W | Internal | Summer | B9 | 800 | 140 | 140 | 42.48 | 52.92 | 7 | 3.43
2015 | IESO_2_MISO_W | IESO | MISO_W | Internal | Summer | B10 | 1262 | 140 | 140 | 42.48 | 51.82 | 7 | 2.34
2015 | IESO_2_MISO_W | IESO | MISO_W | Internal | Winter | B16 | 25 | 140 | 140 | 45.52 | 75.68 | 7 | 23.16
2015 | IESO_2_MISO_W | IESO | MISO_W | Internal | Winter | B17 | 100 | 140 | 140 | 45.52 | 65.2 | 7 | 12.68
2015 | IESO_2_MISO_W | IESO | MISO_W | Internal | Winter | B18 | 400 | 140 | 140 | 45.52 | 59.82 | 7 | 7.3
2015 | IESO_2_MISO_W | IESO | MISO_W | Internal | Winter | B19 | 700 | 140 | 140 | 45.52 | 58 | 7 | 5.48
2015 | IESO_2_MISO_W | IESO | MISO_W | Internal | Winter | B20 | 935 | 140 | 140 | 45.52 | 52.98 | 7 | 0.46
2015 | IESO_2_NYISO_A-F | IESO | NYISO_A-F | Internal | Shoulder | B11 | 25 | 1725 | 1725 | 43.49 | 60.53 | 7 | 10.05
2015 | IESO_2_NYISO_A-F | IESO | NYISO_A-F | Internal | Shoulder | B12 | 200 | 1725 | 1725 | 43.49 | 58.8 | 7 | 8.31
2015 | IESO_2_NYISO_A-F | IESO | NYISO_A-F | Internal | Shoulder | B13 | 600 | 1725 | 1725 | 43.49 | 57.82 | 7 | 7.33
2015 | IESO_2_NYISO_A-F | IESO | NYISO_A-F | Internal | Shoulder | B14 | 900 | 1725 | 1725 | 43.49 | 56.88 | 7 | 6.39
2015 | IESO_2_NYISO_A-F | IESO | NYISO_A-F | Internal | Shoulder | B15 | 1203 | 1725 | 1725 | 43.49 | 56.88 | 7 | 6.39
2015 | IESO_2_NYISO_A-F | IESO | NYISO_A-F | Internal | Summer | B1 | 10 | 1725 | 86.99 | 78.79 | 85.79 | 7 | 0
2015 | IESO_2_NYISO_A-F | IESO | NYISO_A-F | Internal | Summer | B2 | 25 | 1725 | 539.56 | 75.27 | 82.27 | 7 | 0
2015 | IESO_2_NYISO_A-F | IESO | NYISO_A-F | Internal | Summer | B3 | 75 | 1725 | 1062.58 | 69.21 | 76.21 | 7 | 0
2015 | IESO_2_NYISO_A-F | IESO | NYISO_A-F | Internal | Summer | B4 | 100 | 1725 | 1725 | 47.45 | 68.88 | 7 | 14.43
2015 | IESO_2_NYISO_A-F | IESO | NYISO_A-F | Internal | Summer | B5 | 200 | 1725 | 1725 | 42.48 | 64.48 | 7 | 15
2015 | IESO_2_NYISO_A-F | IESO | NYISO_A-F | Internal | Summer | B6 | 300 | 1725 | 1725 | 42.48 | 57.84 | 7 | 8.36
2015 | IESO_2_NYISO_A-F | IESO | NYISO_A-F | Internal | Summer | B7 | 400 | 1725 | 1725 | 42.48 | 56.12 | 7 | 6.63
2015 | IESO_2_NYISO_A-F | IESO | NYISO_A-F | Internal | Summer | B8 | 500 | 1725 | 1725 | 42.48 | 56.1 | 7 | 6.62
2015 | IESO_2_NYISO_A-F | IESO | NYISO_A-F | Internal | Summer | B9 | 800 | 1725 | 1725 | 42.48 | 55.24 | 7 | 5.76
2015 | IESO_2_NYISO_A-F | IESO | NYISO_A-F | Internal | Summer | B10 | 1262 | 1725 | 1725 | 42.48 | 55.24 | 7 | 5.76
2015 | IESO_2_NYISO_A-F | IESO | NYISO_A-F | Internal | Winter | B16 | 25 | 1725 | 1725 | 45.52 | 67.64 | 7 | 15.12
2015 | IESO_2_NYISO_A-F | IESO | NYISO_A-F | Internal | Winter | B17 | 100 | 1725 | 1725 | 45.52 | 62.85 | 7 | 10.33
2015 | IESO_2_NYISO_A-F | IESO | NYISO_A-F | Internal | Winter | B18 | 400 | 1725 | 1725 | 45.52 | 61.59 | 7 | 9.07
2015 | IESO_2_NYISO_A-F | IESO | NYISO_A-F | Internal | Winter | B19 | 700 | 1725 | 1725 | 45.52 | 61.59 | 7 | 9.07
2015 | IESO_2_NYISO_A-F | IESO | NYISO_A-F | Internal | Winter | B20 | 935 | 1725 | 1725 | 45.52 | 61.59 | 7 | 9.07
2015 | MAPP_CA_2_IESO | MAPP_CA | IESO | Internal | Shoulder | B11 | 25 | 330 | 0 | 70.97 | 43.49 | 8 | 0
2015 | MAPP_CA_2_IESO | MAPP_CA | IESO | Internal | Shoulder | B12 | 200 | 330 | 0 | 64.13 | 43.49 | 8 | 0
2015 | MAPP_CA_2_IESO | MAPP_CA | IESO | Internal | Shoulder | B13 | 600 | 330 | 0 | 58.17 | 43.49 | 8 | 0
2015 | MAPP_CA_2_IESO | MAPP_CA | IESO | Internal | Shoulder | B14 | 900 | 330 | 0 | 55.76 | 43.49 | 8 | 0
2015 | MAPP_CA_2_IESO | MAPP_CA | IESO | Internal | Shoulder | B15 | 1203 | 330 | 0 | 55.76 | 43.49 | 8 | 0
2015 | MAPP_CA_2_IESO | MAPP_CA | IESO | Internal | Summer | B1 | 10 | 330 | 0 | 77.76 | 78.79 | 8 | 0
2015 | MAPP_CA_2_IESO | MAPP_CA | IESO | Internal | Summer | B2 | 25 | 330 | 0 | 77.38 | 75.27 | 8 | 0
2015 | MAPP_CA_2_IESO | MAPP_CA | IESO | Internal | Summer | B3 | 75 | 330 | 0 | 77.38 | 69.21 | 8 | 0
2015 | MAPP_CA_2_IESO | MAPP_CA | IESO | Internal | Summer | B4 | 100 | 330 | 0 | 75.73 | 47.45 | 8 | 0
2015 | MAPP_CA_2_IESO | MAPP_CA | IESO | Internal | Summer | B5 | 200 | 330 | 0 | 75.73 | 42.48 | 8 | 0
2015 | MAPP_CA_2_IESO | MAPP_CA | IESO | Internal | Summer | B6 | 300 | 330 | 0 | 65.57 | 42.48 | 8 | 0
2015 | MAPP_CA_2_IESO | MAPP_CA | IESO | Internal | Summer | B7 | 400 | 330 | 0 | 56.44 | 42.48 | 8 | 0
2015 | MAPP_CA_2_IESO | MAPP_CA | IESO | Internal | Summer | B8 | 500 | 330 | 0 | 53.69 | 42.48 | 8 | 0
2015 | MAPP_CA_2_IESO | MAPP_CA | IESO | Internal | Summer | B9 | 800 | 330 | 0 | 52.91 | 42.48 | 8 | 0
2015 | MAPP_CA_2_IESO | MAPP_CA | IESO | Internal | Summer | B10 | 1262 | 330 | 0 | 52.91 | 42.48 | 8 | 0
2015 | MAPP_CA_2_IESO | MAPP_CA | IESO | Internal | Winter | B16 | 25 | 330 | 0 | 75.66 | 45.52 | 8 | 0
2015 | MAPP_CA_2_IESO | MAPP_CA | IESO | Internal | Winter | B17 | 100 | 330 | 0 | 65.19 | 45.52 | 8 | 0
2015 | MAPP_CA_2_IESO | MAPP_CA | IESO | Internal | Winter | B18 | 400 | 330 | 0 | 59.81 | 45.52 | 8 | 0
2015 | MAPP_CA_2_IESO | MAPP_CA | IESO | Internal | Winter | B19 | 700 | 330 | 0 | 58.01 | 45.52 | 8 | 0
2015 | MAPP_CA_2_IESO | MAPP_CA | IESO | Internal | Winter | B20 | 935 | 330 | 0 | 58.01 | 45.52 | 8 | 0
2015 | MAPP_CA_2_MAPP_US | MAPP_CA | MAPP_US | Internal | Shoulder | B11 | 25 | 372 | 0 | 70.97 | 69.32 | 7 | 0
2015 | MAPP_CA_2_MAPP_US | MAPP_CA | MAPP_US | Internal | Shoulder | B12 | 200 | 372 | 0 | 64.13 | 57.14 | 7 | 0
2015 | MAPP_CA_2_MAPP_US | MAPP_CA | MAPP_US | Internal | Shoulder | B13 | 600 | 372 | 0 | 58.17 | 55.45 | 7 | 0
2015 | MAPP_CA_2_MAPP_US | MAPP_CA | MAPP_US | Internal | Shoulder | B14 | 900 | 372 | 0 | 55.76 | 55.45 | 7 | 0
2015 | MAPP_CA_2_MAPP_US | MAPP_CA | MAPP_US | Internal | Shoulder | B15 | 1203 | 372 | 0 | 55.76 | 55.45 | 7 | 0
2015 | MAPP_CA_2_MAPP_US | MAPP_CA | MAPP_US | Internal | Summer | B1 | 10 | 372 | 199.6 | 77.76 | 84.76 | 7 | 0
2015 | MAPP_CA_2_MAPP_US | MAPP_CA | MAPP_US | Internal | Summer | B2 | 25 | 372 | 88.95 | 77.38 | 84.38 | 7 | 0
2015 | MAPP_CA_2_MAPP_US | MAPP_CA | MAPP_US | Internal | Summer | B3 | 75 | 372 | 290.7 | 77.38 | 84.38 | 7 | 0
2015 | MAPP_CA_2_MAPP_US | MAPP_CA | MAPP_US | Internal | Summer | B4 | 100 | 372 | 0 | 75.73 | 79.86 | 7 | 0
2015 | MAPP_CA_2_MAPP_US | MAPP_CA | MAPP_US | Internal | Summer | B5 | 200 | 372 | 0 | 75.73 | 73.93 | 7 | 0
2015 | MAPP_CA_2_MAPP_US | MAPP_CA | MAPP_US | Internal | Summer | B6 | 300 | 372 | 0 | 65.57 | 60.27 | 7 | 0
2015 | MAPP_CA_2_MAPP_US | MAPP_CA | MAPP_US | Internal | Summer | B7 | 400 | 372 | 0 | 56.44 | 52.46 | 7 | 0
2015 | MAPP_CA_2_MAPP_US | MAPP_CA | MAPP_US | Internal | Summer | B8 | 500 | 372 | 0 | 53.69 | 52.05 | 7 | 0
2015 | MAPP_CA_2_MAPP_US | MAPP_CA | MAPP_US | Internal | Summer | B9 | 800 | 372 | 0 | 52.91 | 52.05 | 7 | 0
2015 | MAPP_CA_2_MAPP_US | MAPP_CA | MAPP_US | Internal | Summer | B10 | 1262 | 372 | 0 | 52.91 | 52.05 | 7 | 0
2015 | MAPP_CA_2_MAPP_US | MAPP_CA | MAPP_US | Internal | Winter | B16 | 25 | 372 | 0 | 75.66 | 68.68 | 7 | 0
2015 | MAPP_CA_2_MAPP_US | MAPP_CA | MAPP_US | Internal | Winter | B17 | 100 | 372 | 0 | 65.19 | 58.2 | 7 | 0
2015 | MAPP_CA_2_MAPP_US | MAPP_CA | MAPP_US | Internal | Winter | B18 | 400 | 372 | 0 | 59.81 | 58.2 | 7 | 0
2015 | MAPP_CA_2_MAPP_US | MAPP_CA | MAPP_US | Internal | Winter | B19 | 700 | 372 | 0 | 58.01 | 58.2 | 7 | 0
2015 | MAPP_CA_2_MAPP_US | MAPP_CA | MAPP_US | Internal | Winter | B20 | 935 | 372 | 0 | 58.01 | 58.2 | 7 | 0
2015 | MAPP_CA_2_MISO_W | MAPP_CA | MISO_W | Internal | Shoulder | B11 | 25 | 2196 | 2196 | 70.97 | 76.32 | 0.01 | 5.33
2015 | MAPP_CA_2_MISO_W | MAPP_CA | MISO_W | Internal | Shoulder | B12 | 200 | 2196 | 1558.6 | 64.13 | 64.14 | 0.01 | 0
2015 | MAPP_CA_2_MISO_W | MAPP_CA | MISO_W | Internal | Shoulder | B13 | 600 | 2196 | 1644.82 | 58.17 | 58.18 | 0.01 | 0
2015 | MAPP_CA_2_MISO_W | MAPP_CA | MISO_W | Internal | Shoulder | B14 | 900 | 2196 | 1274.42 | 55.76 | 55.77 | 0.01 | 0
2015 | MAPP_CA_2_MISO_W | MAPP_CA | MISO_W | Internal | Shoulder | B15 | 1203 | 2196 | 0 | 55.76 | 54.07 | 0.01 | 0
2015 | MAPP_CA_2_MISO_W | MAPP_CA | MISO_W | Internal | Summer | B1 | 10 | 2196 | 2196 | 77.76 | 91.76 | 0.01 | 13.99
2015 | MAPP_CA_2_MISO_W | MAPP_CA | MISO_W | Internal | Summer | B2 | 25 | 2196 | 2196 | 77.38 | 88.73 | 0.01 | 11.34
2015 | MAPP_CA_2_MISO_W | MAPP_CA | MISO_W | Internal | Summer | B3 | 75 | 2196 | 2196 | 77.38 | 88.73 | 0.01 | 11.34
2015 | MAPP_CA_2_MISO_W | MAPP_CA | MISO_W | Internal | Summer | B4 | 100 | 2196 | 2196 | 75.73 | 86.86 | 0.01 | 11.11
2015 | MAPP_CA_2_MISO_W | MAPP_CA | MISO_W | Internal | Summer | B5 | 200 | 2196 | 2196 | 75.73 | 76.61 | 0.01 | 0.87
2015 | MAPP_CA_2_MISO_W | MAPP_CA | MISO_W | Internal | Summer | B6 | 300 | 2196 | 1581.74 | 65.57 | 65.58 | 0.01 | 0
2015 | MAPP_CA_2_MISO_W | MAPP_CA | MISO_W | Internal | Summer | B7 | 400 | 2196 | 1705.79 | 56.44 | 56.46 | 0.01 | 0
2015 | MAPP_CA_2_MISO_W | MAPP_CA | MISO_W | Internal | Summer | B8 | 500 | 2196 | 1885.23 | 53.69 | 53.71 | 0.01 | 0
2015 | MAPP_CA_2_MISO_W | MAPP_CA | MISO_W | Internal | Summer | B9 | 800 | 2196 | 1341.07 | 52.91 | 52.92 | 0.01 | 0
2015 | MAPP_CA_2_MISO_W | MAPP_CA | MISO_W | Internal | Summer | B10 | 1262 | 2196 | 0 | 52.91 | 51.82 | 0.01 | 0
2015 | MAPP_CA_2_MISO_W | MAPP_CA | MISO_W | Internal | Winter | B16 | 25 | 2196 | 1304.5 | 75.66 | 75.68 | 0.01 | 0
2015 | MAPP_CA_2_MISO_W | MAPP_CA | MISO_W | Internal | Winter | B17 | 100 | 2196 | 572.97 | 65.19 | 65.2 | 0.01 | 0
2015 | MAPP_CA_2_MISO_W | MAPP_CA | MISO_W | Internal | Winter | B18 | 400 | 2196 | 670.93 | 59.81 | 59.82 | 0.01 | 0
2015 | MAPP_CA_2_MISO_W | MAPP_CA | MISO_W | Internal | Winter | B19 | 700 | 2196 | 0 | 58.01 | 58 | 0.01 | 0
2015 | MAPP_CA_2_MISO_W | MAPP_CA | MISO_W | Internal | Winter | B20 | 935 | 2196 | 0 | 58.01 | 52.98 | 0.01 | 0
2015 | MAPP_US_2_MAPP_CA | MAPP_US | MAPP_CA | Internal | Shoulder | B11 | 25 | 165 | 0 | 69.32 | 70.97 | 7 | 0
2015 | MAPP_US_2_MAPP_CA | MAPP_US | MAPP_CA | Internal | Shoulder | B12 | 200 | 165 | 0 | 57.14 | 64.13 | 7 | 0
2015 | MAPP_US_2_MAPP_CA | MAPP_US | MAPP_CA | Internal | Shoulder | B13 | 600 | 165 | 0 | 55.45 | 58.17 | 7 | 0
2015 | MAPP_US_2_MAPP_CA | MAPP_US | MAPP_CA | Internal | Shoulder | B14 | 900 | 165 | 0 | 55.45 | 55.76 | 7 | 0
2015 | MAPP_US_2_MAPP_CA | MAPP_US | MAPP_CA | Internal | Shoulder | B15 | 1203 | 165 | 0 | 55.45 | 55.76 | 7 | 0
2015 | MAPP_US_2_MAPP_CA | MAPP_US | MAPP_CA | Internal | Summer | B1 | 10 | 165 | 0 | 84.76 | 77.76 | 7 | 0
2015 | MAPP_US_2_MAPP_CA | MAPP_US | MAPP_CA | Internal | Summer | B2 | 25 | 165 | 0 | 84.38 | 77.38 | 7 | 0
2015 | MAPP_US_2_MAPP_CA | MAPP_US | MAPP_CA | Internal | Summer | B3 | 75 | 165 | 0 | 84.38 | 77.38 | 7 | 0
2015 | MAPP_US_2_MAPP_CA | MAPP_US | MAPP_CA | Internal | Summer | B4 | 100 | 165 | 0 | 79.86 | 75.73 | 7 | 0
2015 | MAPP_US_2_MAPP_CA | MAPP_US | MAPP_CA | Internal | Summer | B5 | 200 | 165 | 0 | 73.93 | 75.73 | 7 | 0
2015 | MAPP_US_2_MAPP_CA | MAPP_US | MAPP_CA | Internal | Summer | B6 | 300 | 165 | 0 | 60.27 | 65.57 | 7 | 0
2015 | MAPP_US_2_MAPP_CA | MAPP_US | MAPP_CA | Internal | Summer | B7 | 400 | 165 | 0 | 52.46 | 56.44 | 7 | 0
2015 | MAPP_US_2_MAPP_CA | MAPP_US | MAPP_CA | Internal | Summer | B8 | 500 | 165 | 0 | 52.05 | 53.69 | 7 | 0
2015 | MAPP_US_2_MAPP_CA | MAPP_US | MAPP_CA | Internal | Summer | B9 | 800 | 165 | 0 | 52.05 | 52.91 | 7 | 0
2015 | MAPP_US_2_MAPP_CA | MAPP_US | MAPP_CA | Internal | Summer | B10 | 1262 | 165 | 0 | 52.05 | 52.91 | 7 | 0
2015 | MAPP_US_2_MAPP_CA | MAPP_US | MAPP_CA | Internal | Winter | B16 | 25 | 165 | 0 | 68.68 | 75.66 | 7 | 0
2015 | MAPP_US_2_MAPP_CA | MAPP_US | MAPP_CA | Internal | Winter | B17 | 100 | 165 | 0 | 58.2 | 65.19 | 7 | 0
2015 | MAPP_US_2_MAPP_CA | MAPP_US | MAPP_CA | Internal | Winter | B18 | 400 | 165 | 0 | 58.2 | 59.81 | 7 | 0
2015 | MAPP_US_2_MAPP_CA | MAPP_US | MAPP_CA | Internal | Winter | B19 | 700 | 165 | 0 | 58.2 | 58.01 | 7 | 0
2015 | MAPP_US_2_MAPP_CA | MAPP_US | MAPP_CA | Internal | Winter | B20 | 935 | 165 | 0 | 58.2 | 58.01 | 7 | 0
2015 | MAPP_US_2_MISO_W | MAPP_US | MISO_W | Internal | Shoulder | B11 | 25 | 2635 | 278.79 | 69.32 | 76.32 | 7 | 0
2015 | MAPP_US_2_MISO_W | MAPP_US | MISO_W | Internal | Shoulder | B12 | 200 | 2635 | 903.55 | 57.14 | 64.14 | 7 | 0
2015 | MAPP_US_2_MISO_W | MAPP_US | MISO_W | Internal | Shoulder | B13 | 600 | 2635 | 0 | 55.45 | 58.18 | 7 | 0
2015 | MAPP_US_2_MISO_W | MAPP_US | MISO_W | Internal | Shoulder | B14 | 900 | 2635 | 0 | 55.45 | 55.77 | 7 | 0
2015 | MAPP_US_2_MISO_W | MAPP_US | MISO_W | Internal | Shoulder | B15 | 1203 | 2635 | 0 | 55.45 | 54.07 | 7 | 0
2015 | MAPP_US_2_MISO_W | MAPP_US | MISO_W | Internal | Summer | B1 | 10 | 2635 | 745.72 | 84.76 | 91.76 | 7 | 0
2015 | MAPP_US_2_MISO_W | MAPP_US | MISO_W | Internal | Summer | B2 | 25 | 2635 | 0 | 84.38 | 88.73 | 7 | 0
2015 | MAPP_US_2_MISO_W | MAPP_US | MISO_W | Internal | Summer | B3 | 75 | 2635 | 0 | 84.38 | 88.73 | 7 | 0
2015 | MAPP_US_2_MISO_W | MAPP_US | MISO_W | Internal | Summer | B4 | 100 | 2635 | 206.11 | 79.86 | 86.86 | 7 | 0
2015 | MAPP_US_2_MISO_W | MAPP_US | MISO_W | Internal | Summer | B5 | 200 | 2635 | 0 | 73.93 | 76.61 | 7 | 0
2015 | MAPP_US_2_MISO_W | MAPP_US | MISO_W | Internal | Summer | B6 | 300 | 2635 | 0 | 60.27 | 65.58 | 7 | 0
2015 | MAPP_US_2_MISO_W | MAPP_US | MISO_W | Internal | Summer | B7 | 400 | 2635 | 0 | 52.46 | 56.46 | 7 | 0
2015 | MAPP_US_2_MISO_W | MAPP_US | MISO_W | Internal | Summer | B8 | 500 | 2635 | 0 | 52.05 | 53.71 | 7 | 0
2015 | MAPP_US_2_MISO_W | MAPP_US | MISO_W | Internal | Summer | B9 | 800 | 2635 | 0 | 52.05 | 52.92 | 7 | 0
2015 | MAPP_US_2_MISO_W | MAPP_US | MISO_W | Internal | Summer | B10 | 1262 | 2635 | 0 | 52.05 | 51.82 | 7 | 0
2015 | MAPP_US_2_MISO_W | MAPP_US | MISO_W | Internal | Winter | B16 | 25 | 2635 | 1147.65 | 68.68 | 75.68 | 7 | 0
2015 | MAPP_US_2_MISO_W | MAPP_US | MISO_W | Internal | Winter | B17 | 100 | 2635 | 669.58 | 58.2 | 65.2 | 7 | 0
2015 | MAPP_US_2_MISO_W | MAPP_US | MISO_W | Internal | Winter | B18 | 400 | 2635 | 0 | 58.2 | 59.82 | 7 | 0
2015 | MAPP_US_2_MISO_W | MAPP_US | MISO_W | Internal | Winter | B19 | 700 | 2635 | 0 | 58.2 | 58 | 7 | 0
2015 | MAPP_US_2_MISO_W | MAPP_US | MISO_W | Internal | Winter | B20 | 935 | 2635 | 0 | 58.2 | 52.98 | 7 | 0
2015 | MAPP_US_2_NE | MAPP_US | NE | Internal | Shoulder | B11 | 25 | 2000 | 889.71 | 69.32 | 76.32 | 7 | 0
2015 | MAPP_US_2_NE | MAPP_US | NE | Internal | Shoulder | B12 | 200 | 2000 | 0 | 57.14 | 60.02 | 7 | 0
2015 | MAPP_US_2_NE | MAPP_US | NE | Internal | Shoulder | B13 | 600 | 2000 | 0 | 55.45 | 58.29 | 7 | 0
2015 | MAPP_US_2_NE | MAPP_US | NE | Internal | Shoulder | B14 | 900 | 2000 | 0 | 55.45 | 57.37 | 7 | 0
2015 | MAPP_US_2_NE | MAPP_US | NE | Internal | Shoulder | B15 | 1203 | 2000 | 0 | 55.45 | 57.37 | 7 | 0
2015 | MAPP_US_2_NE | MAPP_US | NE | Internal | Summer | B1 | 10 | 2000 | 161.23 | 84.76 | 91.76 | 7 | 0
2015 | MAPP_US_2_NE | MAPP_US | NE | Internal | Summer | B2 | 25 | 2000 | 838.85 | 84.38 | 91.38 | 7 | 0
2015 | MAPP_US_2_NE | MAPP_US | NE | Internal | Summer | B3 | 75 | 2000 | 1012.05 | 84.38 | 91.38 | 7 | 0
2015 | MAPP_US_2_NE | MAPP_US | NE | Internal | Summer | B4 | 100 | 2000 | 525.78 | 79.86 | 86.86 | 7 | 0
2015 | MAPP_US_2_NE | MAPP_US | NE | Internal | Summer | B5 | 200 | 2000 | 712.1 | 73.93 | 80.93 | 7 | 0
2015 | MAPP_US_2_NE | MAPP_US | NE | Internal | Summer | B6 | 300 | 2000 | 714.59 | 60.27 | 67.27 | 7 | 0
2015 | MAPP_US_2_NE | MAPP_US | NE | Internal | Summer | B7 | 400 | 2000 | 572.62 | 52.46 | 59.46 | 7 | 0
2015 | MAPP_US_2_NE | MAPP_US | NE | Internal | Summer | B8 | 500 | 2000 | 0 | 52.05 | 58.66 | 7 | 0
2015 | MAPP_US_2_NE | MAPP_US | NE | Internal | Summer | B9 | 800 | 2000 | 0 | 52.05 | 56.1 | 7 | 0
2015 | MAPP_US_2_NE | MAPP_US | NE | Internal | Summer | B10 | 1262 | 2000 | 0 | 52.05 | 54.12 | 7 | 0
2015 | MAPP_US_2_NE | MAPP_US | NE | Internal | Winter | B16 | 25 | 2000 | 0 | 68.68 | 70.68 | 7 | 0
2015 | MAPP_US_2_NE | MAPP_US | NE | Internal | Winter | B17 | 100 | 2000 | 0 | 58.2 | 60.2 | 7 | 0
2015 | MAPP_US_2_NE | MAPP_US | NE | Internal | Winter | B18 | 400 | 2000 | 0 | 58.2 | 59.85 | 7 | 0
2015 | MAPP_US_2_NE | MAPP_US | NE | Internal | Winter | B19 | 700 | 2000 | 0 | 58.2 | 59.71 | 7 | 0
2015 | MAPP_US_2_NE | MAPP_US | NE | Internal | Winter | B20 | 935 | 2000 | 0 | 58.2 | 55.13 | 7 | 0
2015 | MARITIMES_2_NEISO | MARITIMES | NEISO | Internal | Shoulder | B11 | 25 | 99999 | 1400 | 55.81 | 55.82 | 0.01 | 0
2015 | MARITIMES_2_NEISO | MARITIMES | NEISO | Internal | Shoulder | B12 | 200 | 99999 | 1400 | 55.81 | 55.82 | 0.01 | 0
2015 | MARITIMES_2_NEISO | MARITIMES | NEISO | Internal | Shoulder | B13 | 600 | 99999 | 1400 | 55.81 | 55.82 | 0.01 | 0
2015 | MARITIMES_2_NEISO | MARITIMES | NEISO | Internal | Shoulder | B14 | 900 | 99999 | 1400 | 55.81 | 55.82 | 0.01 | 0
2015 | MARITIMES_2_NEISO | MARITIMES | NEISO | Internal | Shoulder | B15 | 1203 | 99999 | 426.43 | 55.81 | 55.82 | 0.01 | 0
2015 | MARITIMES_2_NEISO | MARITIMES | NEISO | Internal | Summer | B1 | 10 | 99999 | 1400.1 | 86.11 | 86.12 | 0.01 | 0
2015 | MARITIMES_2_NEISO | MARITIMES | NEISO | Internal | Summer | B2 | 25 | 99999 | 1400 | 79.28 | 79.3 | 0.01 | 0
2015 | MARITIMES_2_NEISO | MARITIMES | NEISO | Internal | Summer | B3 | 75 | 99999 | 1400 | 73.2 | 73.21 | 0.01 | 0
2015 | MARITIMES_2_NEISO | MARITIMES | NEISO | Internal | Summer | B4 | 100 | 99999 | 1400 | 59 | 59.01 | 0.01 | 0
2015 | MARITIMES_2_NEISO | MARITIMES | NEISO | Internal | Summer | B5 | 200 | 99999 | 1400 | 53.12 | 53.13 | 0.01 | 0
2015 | MARITIMES_2_NEISO | MARITIMES | NEISO | Internal | Summer | B6 | 300 | 99999 | 1400 | 53.12 | 53.13 | 0.01 | 0
2015 | MARITIMES_2_NEISO | MARITIMES | NEISO | Internal | Summer | B7 | 400 | 99999 | 1400 | 53.12 | 53.13 | 0.01 | 0
2015 | MARITIMES_2_NEISO | MARITIMES | NEISO | Internal | Summer | B8 | 500 | 99999 | 1400 | 53.12 | 53.13 | 0.01 | 0
2015 | MARITIMES_2_NEISO | MARITIMES | NEISO | Internal | Summer | B9 | 800 | 99999 | 1400 | 53.12 | 53.13 | 0.01 | 0
2015 | MARITIMES_2_NEISO | MARITIMES | NEISO | Internal | Summer | B10 | 1262 | 99999 | 236.13 | 53.12 | 53.13 | 0.01 | 0
2015 | MARITIMES_2_NEISO | MARITIMES | NEISO | Internal | Winter | B16 | 25 | 99999 | 1400 | 64.21 | 64.22 | 0.01 | 0
2015 | MARITIMES_2_NEISO | MARITIMES | NEISO | Internal | Winter | B17 | 100 | 99999 | 1400 | 64.21 | 64.22 | 0.01 | 0
2015 | MARITIMES_2_NEISO | MARITIMES | NEISO | Internal | Winter | B18 | 400 | 99999 | 1400 | 64.21 | 64.22 | 0.01 | 0
2015 | MARITIMES_2_NEISO | MARITIMES | NEISO | Internal | Winter | B19 | 700 | 99999 | 1400 | 64.21 | 64.22 | 0.01 | 0
2015 | MARITIMES_2_NEISO | MARITIMES | NEISO | Internal | Winter | B20 | 935 | 99999 | 475.94 | 64.21 | 64.22 | 0.01 | 0
2015 | MISO_IN_2_MISO_MI | MISO_IN | MISO_MI | Internal | Shoulder | B11 | 25 | 5021 | 0 | 76.34 | 74.41 | 0.01 | 0
2015 | MISO_IN_2_MISO_MI | MISO_IN | MISO_MI | Internal | Shoulder | B12 | 200 | 5021 | 0 | 64.16 | 64.15 | 0.01 | 0
2015 | MISO_IN_2_MISO_MI | MISO_IN | MISO_MI | Internal | Shoulder | B13 | 600 | 5021 | 0 | 58.2 | 58.19 | 0.01 | 0
2015 | MISO_IN_2_MISO_MI | MISO_IN | MISO_MI | Internal | Shoulder | B14 | 900 | 5021 | 0 | 55.79 | 55.78 | 0.01 | 0
2015 | MISO_IN_2_MISO_MI | MISO_IN | MISO_MI | Internal | Shoulder | B15 | 1203 | 5021 | 0 | 54.04 | 54.03 | 0.01 | 0
2015 | MISO_IN_2_MISO_MI | MISO_IN | MISO_MI | Internal | Summer | B1 | 10 | 5021 | 0 | 91.79 | 91.77 | 0.01 | 0
2015 | MISO_IN_2_MISO_MI | MISO_IN | MISO_MI | Internal | Summer | B2 | 25 | 5021 | 0 | 88.75 | 88.27 | 0.01 | 0
2015 | MISO_IN_2_MISO_MI | MISO_IN | MISO_MI | Internal | Summer | B3 | 75 | 5021 | 0 | 88.75 | 87.51 | 0.01 | 0
2015 | MISO_IN_2_MISO_MI | MISO_IN | MISO_MI | Internal | Summer | B4 | 100 | 5021 | 0 | 86.88 | 86.66 | 0.01 | 0
2015 | MISO_IN_2_MISO_MI | MISO_IN | MISO_MI | Internal | Summer | B5 | 200 | 5021 | 0 | 76.63 | 74.07 | 0.01 | 0
2015 | MISO_IN_2_MISO_MI | MISO_IN | MISO_MI | Internal | Summer | B6 | 300 | 5021 | 0 | 65.6 | 65.59 | 0.01 | 0
2015 | MISO_IN_2_MISO_MI | MISO_IN | MISO_MI | Internal | Summer | B7 | 400 | 5021 | 0 | 56.48 | 56.47 | 0.01 | 0
2015 | MISO_IN_2_MISO_MI | MISO_IN | MISO_MI | Internal | Summer | B8 | 500 | 5021 | 0 | 53.73 | 53.72 | 0.01 | 0
2015 | MISO_IN_2_MISO_MI | MISO_IN | MISO_MI | Internal | Summer | B9 | 800 | 5021 | 1780.96 | 52.94 | 52.95 | 0.01 | 0
2015 | MISO_IN_2_MISO_MI | MISO_IN | MISO_MI | Internal | Summer | B10 | 1262 | 5021 | 2715.85 | 51.85 | 51.86 | 0.01 | 0
2015 | MISO_IN_2_MISO_MI | MISO_IN | MISO_MI | Internal | Winter | B16 | 25 | 5021 | 0 | 75.7 | 75.69 | 0.01 | 0
2015 | MISO_IN_2_MISO_MI | MISO_IN | MISO_MI | Internal | Winter | B17 | 100 | 5021 | 0 | 68.85 | 68.84 | 0.01 | 0
2015 | MISO_IN_2_MISO_MI | MISO_IN | MISO_MI | Internal | Winter | B18 | 400 | 5021 | 0 | 59.85 | 59.84 | 0.01 | 0
2015 | MISO_IN_2_MISO_MI | MISO_IN | MISO_MI | Internal | Winter | B19 | 700 | 5021 | 0 | 58 | 58 | 0.01 | 0
2015 | MISO_IN_2_MISO_MI | MISO_IN | MISO_MI | Internal | Winter | B20 | 935 | 5021 | 214.01 | 52.99 | 53.01 | 0.01 | 0
2015 | MISO_IN_2_MISO_MO-IL | MISO_IN | MISO_MO-IL | Internal | Shoulder | B11 | 25 | 5533 | 0 | 76.34 | 76.33 | 0.01 | 0
2015 | MISO_IN_2_MISO_MO-IL | MISO_IN | MISO_MO-IL | Internal | Shoulder | B12 | 200 | 5533 | 0 | 64.16 | 64.15 | 0.01 | 0
2015 | MISO_IN_2_MISO_MO-IL | MISO_IN | MISO_MO-IL | Internal | Shoulder | B13 | 600 | 5533 | 0 | 58.2 | 58.19 | 0.01 | 0
2015 | MISO_IN_2_MISO_MO-IL | MISO_IN | MISO_MO-IL | Internal | Shoulder | B14 | 900 | 5533 | 0 | 55.79 | 55.78 | 0.01 | 0
2015 | MISO_IN_2_MISO_MO-IL | MISO_IN | MISO_MO-IL | Internal | Shoulder | B15 | 1203 | 5533 | 247.08 | 54.04 | 54.05 | 0.01 | 0
2015 | MISO_IN_2_MISO_MO-IL | MISO_IN | MISO_MO-IL | Internal | Summer | B1 | 10 | 5533 | 0 | 91.79 | 91.77 | 0.01 | 0
2015 | MISO_IN_2_MISO_MO-IL | MISO_IN | MISO_MO-IL | Internal | Summer | B2 | 25 | 5533 | 0 | 88.75 | 88.74 | 0.01 | 0
2015 | MISO_IN_2_MISO_MO-IL | MISO_IN | MISO_MO-IL | Internal | Summer | B3 | 75 | 5533 | 0 | 88.75 | 88.74 | 0.01 | 0
2015 | MISO_IN_2_MISO_MO-IL | MISO_IN | MISO_MO-IL | Internal | Summer | B4 | 100 | 5533 | 0 | 86.88 | 86.87 | 0.01 | 0
2015 | MISO_IN_2_MISO_MO-IL | MISO_IN | MISO_MO-IL | Internal | Summer | B5 | 200 | 5533 | 0 | 76.63 | 76.62 | 0.01 | 0
2015 | MISO_IN_2_MISO_MO-IL | MISO_IN | MISO_MO-IL | Internal | Summer | B6 | 300 | 5533 | 0 | 65.6 | 65.59 | 0.01 | 0
2015 | MISO_IN_2_MISO_MO-IL | MISO_IN | MISO_MO-IL | Internal | Summer | B7 | 400 | 5533 | 0 | 56.48 | 56.47 | 0.01 | 0
2015 | MISO_IN_2_MISO_MO-IL | MISO_IN | MISO_MO-IL | Internal | Summer | B8 | 500 | 5533 | 0 | 53.73 | 53.72 | 0.01 | 0
2015 | MISO_IN_2_MISO_MO-IL | MISO_IN | MISO_MO-IL | Internal | Summer | B9 | 800 | 5533 | 0 | 52.94 | 52.93 | 0.01 | 0
2015 | MISO_IN_2_MISO_MO-IL | MISO_IN | MISO_MO-IL | Internal | Summer | B10 | 1262 | 5533 | 0 | 51.85 | 51.83 | 0.01 | 0
2015 | MISO_IN_2_MISO_MO-IL | MISO_IN | MISO_MO-IL | Internal | Winter | B16 | 25 | 5533 | 0 | 75.7 | 75.69 | 0.01 | 0
2015 | MISO_IN_2_MISO_MO-IL | MISO_IN | MISO_MO-IL | Internal | Winter | B17 | 100 | 5533 | 0 | 68.85 | 65.21 | 0.01 | 0
2015 | MISO_IN_2_MISO_MO-IL | MISO_IN | MISO_MO-IL | Internal | Winter | B18 | 400 | 5533 | 0 | 59.85 | 59.84 | 0.01 | 0
2015 | MISO_IN_2_MISO_MO-IL | MISO_IN | MISO_MO-IL | Internal | Winter | B19 | 700 | 5533 | 0 | 58 | 57.99 | 0.01 | 0
2015 | MISO_IN_2_MISO_MO-IL | MISO_IN | MISO_MO-IL | Internal | Winter | B20 | 935 | 5533 | 0 | 52.99 | 52.98 | 0.01 | 0
2015 | MISO_IN_2_NonRTO_Midwest | MISO_IN | NonRTO_Midwest | Internal | Shoulder | B11 | 25 | 4800 | 962.56 | 76.34 | 84.34 | 8 | 0
2015 | MISO_IN_2_NonRTO_Midwest | MISO_IN | NonRTO_Midwest | Internal | Shoulder | B12 | 200 | 4800 | 443.33 | 64.16 | 72.16 | 8 | 0
2015 | MISO_IN_2_NonRTO_Midwest | MISO_IN | NonRTO_Midwest | Internal | Shoulder | B13 | 600 | 4800 | 0 | 58.2 | 57.19 | 8 | 0
2015 | MISO_IN_2_NonRTO_Midwest | MISO_IN | NonRTO_Midwest | Internal | Shoulder | B14 | 900 | 4800 | 0 | 55.79 | 56.65 | 8 | 0
2015 | MISO_IN_2_NonRTO_Midwest | MISO_IN | NonRTO_Midwest | Internal | Shoulder | B15 | 1203 | 4800 | 0 | 54.04 | 54.58 | 8 | 0
2015 | MISO_IN_2_NonRTO_Midwest | MISO_IN | NonRTO_Midwest | Internal | Summer | B1 | 10 | 4800 | 0 | 91.79 | 96.27 | 8 | 0
2015 | MISO_IN_2_NonRTO_Midwest | MISO_IN | NonRTO_Midwest | Internal | Summer | B2 | 25 | 4800 | 0 | 88.75 | 96.27 | 8 | 0
2015 | MISO_IN_2_NonRTO_Midwest | MISO_IN | NonRTO_Midwest | Internal | Summer | B3 | 75 | 4800 | 0 | 88.75 | 96.27 | 8 | 0
2015 | MISO_IN_2_NonRTO_Midwest | MISO_IN | NonRTO_Midwest | Internal | Summer | B4 | 100 | 4800 | 720.8 | 86.88 | 94.88 | 8 | 0
2015 | MISO_IN_2_NonRTO_Midwest | MISO_IN | NonRTO_Midwest | Internal | Summer | B5 | 200 | 4800 | 410.22 | 76.63 | 84.63 | 8 | 0
2015 | MISO_IN_2_NonRTO_Midwest | MISO_IN | NonRTO_Midwest | Internal | Summer | B6 | 300 | 4800 | 0 | 65.6 | 61.85 | 8 | 0
2015 | MISO_IN_2_NonRTO_Midwest | MISO_IN | NonRTO_Midwest | Internal | Summer | B7 | 400 | 4800 | 0 | 56.48 | 56.65 | 8 | 0
2015 | MISO_IN_2_NonRTO_Midwest | MISO_IN | NonRTO_Midwest | Internal | Summer | B8 | 500 | 4800 | 0 | 53.73 | 56.44 | 8 | 0
2015 | MISO_IN_2_NonRTO_Midwest | MISO_IN | NonRTO_Midwest | Internal | Summer | B9 | 800 | 4800 | 0 | 52.94 | 54.58 | 8 | 0
2015 | MISO_IN_2_NonRTO_Midwest | MISO_IN | NonRTO_Midwest | Internal | Summer | B10 | 1262 | 4800 | 0 | 51.85 | 53.93 | 8 | 0
2015 | MISO_IN_2_NonRTO_Midwest | MISO_IN | NonRTO_Midwest | Internal | Winter | B16 | 25 | 4800 | 2098.11 | 75.7 | 83.7 | 8 | 0
2015 | MISO_IN_2_NonRTO_Midwest | MISO_IN | NonRTO_Midwest | Internal | Winter | B17 | 100 | 4800 | 1028.99 | 68.85 | 76.85 | 8 | 0
2015 | MISO_IN_2_NonRTO_Midwest | MISO_IN | NonRTO_Midwest | Internal | Winter | B18 | 400 | 4800 | 253.08 | 59.85 | 67.85 | 8 | 0
2015 | MISO_IN_2_NonRTO_Midwest | MISO_IN | NonRTO_Midwest | Internal | Winter | B19 | 700 | 4800 | 0 | 58 | 56.65 | 8 | 0
2015 | MISO_IN_2_NonRTO_Midwest | MISO_IN | NonRTO_Midwest | Internal | Winter | B20 | 935 | 4800 | 0 | 52.99 | 55.16 | 8 | 0
2015 | MISO_IN_2_PJM_ROR | MISO_IN | PJM_ROR | Internal | Shoulder | B11 | 25 | 992 | 0 | 76.34 | 74.32 | 2 | 0
2015 | MISO_IN_2_PJM_ROR | MISO_IN | PJM_ROR | Internal | Shoulder | B12 | 200 | 992 | 0 | 64.16 | 64.62 | 2 | 0
2015 | MISO_IN_2_PJM_ROR | MISO_IN | PJM_ROR | Internal | Shoulder | B13 | 600 | 992 | 0 | 58.2 | 60.17 | 2 | 0
2015 | MISO_IN_2_PJM_ROR | MISO_IN | PJM_ROR | Internal | Shoulder | B14 | 900 | 992 | 0 | 55.79 | 57.78 | 2 | 0
2015 | MISO_IN_2_PJM_ROR | MISO_IN | PJM_ROR | Internal | Shoulder | B15 | 1203 | 992 | 0 | 54.04 | 54.84 | 2 | 0
2015 | MISO_IN_2_PJM_ROR | MISO_IN | PJM_ROR | Internal | Summer | B1 | 10 | 992 | 0 | 91.79 | 93.77 | 2 | 0
2015 | MISO_IN_2_PJM_ROR | MISO_IN | PJM_ROR | Internal | Summer | B2 | 25 | 992 | 0 | 88.75 | 90.26 | 2 | 0
2015 | MISO_IN_2_PJM_ROR | MISO_IN | PJM_ROR | Internal | Summer | B3 | 75 | 992 | 0 | 88.75 | 89.51 | 2 | 0
2015 | MISO_IN_2_PJM_ROR | MISO_IN | PJM_ROR | Internal | Summer | B4 | 100 | 992 | 0 | 86.88 | 84.87 | 2 | 0
2015 | MISO_IN_2_PJM_ROR | MISO_IN | PJM_ROR | Internal | Summer | B5 | 200 | 992 | 0 | 76.63 | 76.07 | 2 | 0
2015 | MISO_IN_2_PJM_ROR | MISO_IN | PJM_ROR | Internal | Summer | B6 | 300 | 992 | 0 | 65.6 | 65.85 | 2 | 0
2015 | MISO_IN_2_PJM_ROR | MISO_IN | PJM_ROR | Internal | Summer | B7 | 400 | 992 | 0 | 56.48 | 58.47 | 2 | 0
2015 | MISO_IN_2_PJM_ROR | MISO_IN | PJM_ROR | Internal | Summer | B8 | 500 | 992 | 0 | 53.73 | 55.69 | 2 | 0
2015 | MISO_IN_2_PJM_ROR | MISO_IN | PJM_ROR | Internal | Summer | B9 | 800 | 992 | 0 | 52.94 | 53.66 | 2 | 0
2015 | MISO_IN_2_PJM_ROR | MISO_IN | PJM_ROR | Internal | Summer | B10 | 1262 | 992 | 0 | 51.85 | 52.04 | 2 | 0
2015 | MISO_IN_2_PJM_ROR | MISO_IN | PJM_ROR | Internal | Winter | B16 | 25 | 992 | 0 | 75.7 | 77.69 | 2 | 0
2015 | MISO_IN_2_PJM_ROR | MISO_IN | PJM_ROR | Internal | Winter | B17 | 100 | 992 | 0 | 68.85 | 70.84 | 2 | 0
2015 | MISO_IN_2_PJM_ROR | MISO_IN | PJM_ROR | Internal | Winter | B18 | 400 | 992 | 0 | 59.85 | 61.84 | 2 | 0
2015 | MISO_IN_2_PJM_ROR | MISO_IN | PJM_ROR | Internal | Winter | B19 | 700 | 992 | 56.61 | 58 | 60 | 2 | 0
2015 | MISO_IN_2_PJM_ROR | MISO_IN | PJM_ROR | Internal | Winter | B20 | 935 | 992 | 0 | 52.99 | 54.98 | 2 | 0
2015 | MISO_MI_2_MISO_IN | MISO_MI | MISO_IN | Internal | Shoulder | B11 | 25 | 2066 | 2066 | 74.41 | 76.34 | 0.01 | 1.91
2015 | MISO_MI_2_MISO_IN | MISO_MI | MISO_IN | Internal | Shoulder | B12 | 200 | 2066 | 363.69 | 64.15 | 64.16 | 0.01 | 0
2015 | MISO_MI_2_MISO_IN | MISO_MI | MISO_IN | Internal | Shoulder | B13 | 600 | 2066 | 710.92 | 58.19 | 58.2 | 0.01 | 0
2015 | MISO_MI_2_MISO_IN | MISO_MI | MISO_IN | Internal | Shoulder | B14 | 900 | 2066 | 262.92 | 55.78 | 55.79 | 0.01 | 0
2015 | MISO_MI_2_MISO_IN | MISO_MI | MISO_IN | Internal | Shoulder | B15 | 1203 | 2066 | 974.29 | 54.03 | 54.04 | 0.01 | 0
2015 | MISO_MI_2_MISO_IN | MISO_MI | MISO_IN | Internal | Summer | B1 | 10 | 2066 | 1922.26 | 91.77 | 91.79 | 0.01 | 0
2015 | MISO_MI_2_MISO_IN | MISO_MI | MISO_IN | Internal | Summer | B2 | 25 | 2066 | 2066 | 88.27 | 88.75 | 0.01 | 0.47
2015 | MISO_MI_2_MISO_IN | MISO_MI | MISO_IN | Internal | Summer | B3 | 75 | 2066 | 2066 | 87.51 | 88.75 | 0.01 | 1.23
2015 | MISO_MI_2_MISO_IN | MISO_MI | MISO_IN | Internal | Summer | B4 | 100 | 2066 | 2066 | 86.66 | 86.88 | 0.01 | 0.21
2015 | MISO_MI_2_MISO_IN | MISO_MI | MISO_IN | Internal | Summer | B5 | 200 | 2066 | 2066 | 74.07 | 76.63 | 0.01 | 2.55
2015 | MISO_MI_2_MISO_IN | MISO_MI | MISO_IN | Internal | Summer | B6 | 300 | 2066 | 810.72 | 65.59 | 65.6 | 0.01 | 0
2015 | MISO_MI_2_MISO_IN | MISO_MI | MISO_IN | Internal | Summer | B7 | 400 | 2066 | 43.87 | 56.47 | 56.48 | 0.01 | 0
2015 | MISO_MI_2_MISO_IN | MISO_MI | MISO_IN | Internal | Summer | B8 | 500 | 2066 | 0 | 53.72 | 53.73 | 0.01 | 0
2015 | MISO_MI_2_MISO_IN | MISO_MI | MISO_IN | Internal | Summer | B9 | 800 | 2066 | 0 | 52.95 | 52.94 | 0.01 | 0
2015 | MISO_MI_2_MISO_IN | MISO_MI | MISO_IN | Internal | Summer | B10 | 1262 | 2066 | 0 | 51.86 | 51.85 | 0.01 | 0
2015 | MISO_MI_2_MISO_IN | MISO_MI | MISO_IN | Internal | Winter | B16 | 25 | 2066 | 1966.17 | 75.69 | 75.7 | 0.01 | 0
2015 | MISO_MI_2_MISO_IN | MISO_MI | MISO_IN | Internal | Winter | B17 | 100 | 2066 | 7.32 | 68.84 | 68.85 | 0.01 | 0
2015 | MISO_MI_2_MISO_IN | MISO_MI | MISO_IN | Internal | Winter | B18 | 400 | 2066 | 98.08 | 59.84 | 59.85 | 0.01 | 0
2015 | MISO_MI_2_MISO_IN | MISO_MI | MISO_IN | Internal | Winter | B19 | 700 | 2066 | 0 | 58 | 58 | 0.01 | 0
2015 | MISO_MI_2_MISO_IN | MISO_MI | MISO_IN | Internal | Winter | B20 | 935 | 2066 | 0 | 53.01 | 52.99 | 0.01 | 0
2015 | MISO_MI_2_MISO_WUMS | MISO_MI | MISO_WUMS | Internal | Shoulder | B11 | 25 | 1440 | 0 | 74.41 | 63.19 | 0.01 | 0
2015 | MISO_MI_2_MISO_WUMS | MISO_MI | MISO_WUMS | Internal | Shoulder | B12 | 200 | 1440 | 0 | 64.15 | 62.54 | 0.01 | 0
2015 | MISO_MI_2_MISO_WUMS | MISO_MI | MISO_WUMS | Internal | Shoulder | B13 | 600 | 1440 | 0 | 58.19 | 58.17 | 0.01 | 0
2015 | MISO_MI_2_MISO_WUMS | MISO_MI | MISO_WUMS | Internal | Shoulder | B14 | 900 | 1440 | 0 | 55.78 | 55.76 | 0.01 | 0
2015 | MISO_MI_2_MISO_WUMS | MISO_MI | MISO_WUMS | Internal | Shoulder | B15 | 1203 | 1440 | 0 | 54.03 | 54.02 | 0.01 | 0
2015 | MISO_MI_2_MISO_WUMS | MISO_MI | MISO_WUMS | Internal | Summer | B1 | 10 | 1440 | 0 | 91.77 | 91.76 | 0.01 | 0
2015 | MISO_MI_2_MISO_WUMS | MISO_MI | MISO_WUMS | Internal | Summer | B2 | 25 | 1440 | 0 | 88.27 | 88.26 | 0.01 | 0
2015 | MISO_MI_2_MISO_WUMS | MISO_MI | MISO_WUMS | Internal | Summer | B3 | 75 | 1440 | 0 | 87.51 | 87.5 | 0.01 | 0
2015 | MISO_MI_2_MISO_WUMS | MISO_MI | MISO_WUMS | Internal | Summer | B4 | 100 | 1440 | 0 | 86.66 | 82.87 | 0.01 | 0
2015 | MISO_MI_2_MISO_WUMS | MISO_MI | MISO_WUMS | Internal | Summer | B5 | 200 | 1440 | 0 | 74.07 | 62.54 | 0.01 | 0
2015 | MISO_MI_2_MISO_WUMS | MISO_MI | MISO_WUMS | Internal | Summer | B6 | 300 | 1440 | 0 | 65.59 | 62.04 | 0.01 | 0
2015 | MISO_MI_2_MISO_WUMS | MISO_MI | MISO_WUMS | Internal | Summer | B7 | 400 | 1440 | 0 | 56.47 | 56.44 | 0.01 | 0
2015 | MISO_MI_2_MISO_WUMS | MISO_MI | MISO_WUMS | Internal | Summer | B8 | 500 | 1440 | 0 | 53.72 | 53.69 | 0.01 | 0
2015 | MISO_MI_2_MISO_WUMS | MISO_MI | MISO_WUMS | Internal | Summer | B9 | 800 | 1440 | 0 | 52.95 | 52.91 | 0.01 | 0
2015 | MISO_MI_2_MISO_WUMS | MISO_MI | MISO_WUMS | Internal | Summer | B10 | 1262 | 1440 | 0 | 51.86 | 51.81 | 0.01 | 0
2015 | MISO_MI_2_MISO_WUMS | MISO_MI | MISO_WUMS | Internal | Winter | B16 | 25 | 1440 | 0 | 75.69 | 75.66 | 0.01 | 0
2015 | MISO_MI_2_MISO_WUMS | MISO_MI | MISO_WUMS | Internal | Winter | B17 | 100 | 1440 | 0 | 68.84 | 65.19 | 0.01 | 0
2015 | MISO_MI_2_MISO_WUMS | MISO_MI | MISO_WUMS | Internal | Winter | B18 | 400 | 1440 | 0 | 59.84 | 59.82 | 0.01 | 0
2015 | MISO_MI_2_MISO_WUMS | MISO_MI | MISO_WUMS | Internal | Winter | B19 | 700 | 1440 | 0 | 58 | 57.99 | 0.01 | 0
2015 | MISO_MI_2_MISO_WUMS | MISO_MI | MISO_WUMS | Internal | Winter | B20 | 935 | 1440 | 0 | 53.01 | 52.99 | 0.01 | 0
2015 | MISO_MI_2_PJM_ROR | MISO_MI | PJM_ROR | Internal | Shoulder | B11 | 25 | 1424 | 0 | 74.41 | 74.32 | 2 | 0
2015 | MISO_MI_2_PJM_ROR | MISO_MI | PJM_ROR | Internal | Shoulder | B12 | 200 | 1424 | 0 | 64.15 | 64.62 | 2 | 0
2015 | MISO_MI_2_PJM_ROR | MISO_MI | PJM_ROR | Internal | Shoulder | B13 | 600 | 1424 | 0 | 58.19 | 60.17 | 2 | 0
2015 | MISO_MI_2_PJM_ROR | MISO_MI | PJM_ROR | Internal | Shoulder | B14 | 900 | 1424 | 224.73 | 55.78 | 57.78 | 2 | 0
2015 | MISO_MI_2_PJM_ROR | MISO_MI | PJM_ROR | Internal | Shoulder | B15 | 1203 | 1424 | 0 | 54.03 | 54.84 | 2 | 0
2015 | MISO_MI_2_PJM_ROR | MISO_MI | PJM_ROR | Internal | Summer | B1 | 10 | 1424 | 343.14 | 91.77 | 93.77 | 2 | 0
2015 | MISO_MI_2_PJM_ROR | MISO_MI | PJM_ROR | Internal | Summer | B2 | 25 | 1424 | 0 | 88.27 | 90.26 | 2 | 0
2015 | MISO_MI_2_PJM_ROR | MISO_MI | PJM_ROR | Internal | Summer | B3 | 75 | 1424 | 643.03 | 87.51 | 89.51 | 2 | 0
2015 | MISO_MI_2_PJM_ROR | MISO_MI | PJM_ROR | Internal | Summer | B4 | 100 | 1424 | 0 | 86.66 | 84.87 | 2 | 0
2015 | MISO_MI_2_PJM_ROR | MISO_MI | PJM_ROR | Internal | Summer | B5 | 200 | 1424 | 838.76 | 74.07 | 76.07 | 2 | 0
2015 | MISO_MI_2_PJM_ROR | MISO_MI | PJM_ROR | Internal | Summer | B6 | 300 | 1424 | 0 | 65.59 | 65.85 | 2 | 0
2015 | MISO_MI_2_PJM_ROR | MISO_MI | PJM_ROR | Internal | Summer | B7 | 400 | 1424 | 38.77 | 56.47 | 58.47 | 2 | 0
2015 | MISO_MI_2_PJM_ROR | MISO_MI | PJM_ROR | Internal | Summer | B8 | 500 | 1424 | 0 | 53.72 | 55.69 | 2 | 0
2015 | MISO_MI_2_PJM_ROR | MISO_MI | PJM_ROR | Internal | Summer | B9 | 800 | 1424 | 0 | 52.95 | 53.66 | 2 | 0
2015 | MISO_MI_2_PJM_ROR | MISO_MI | PJM_ROR | Internal | Summer | B10 | 1262 | 1424 | 0 | 51.86 | 52.04 | 2 | 0
2015 | MISO_MI_2_PJM_ROR | MISO_MI | PJM_ROR | Internal | Winter | B16 | 25 | 1424 | 1123.26 | 75.69 | 77.69 | 2 | 0
2015 | MISO_MI_2_PJM_ROR | MISO_MI | PJM_ROR | Internal | Winter | B17 | 100 | 1424 | 1197.16 | 68.84 | 70.84 | 2 | 0
2015 | MISO_MI_2_PJM_ROR | MISO_MI | PJM_ROR | Internal | Winter | B18 | 400 | 1424 | 398.16 | 59.84 | 61.84 | 2 | 0
2015 | MISO_MI_2_PJM_ROR | MISO_MI | PJM_ROR | Internal | Winter | B19 | 700 | 1424 | 66.38 | 58 | 60 | 2 | 0
2015 | MISO_MI_2_PJM_ROR | MISO_MI | PJM_ROR | Internal | Winter | B20 | 935 | 1424 | 0 | 53.01 | 54.98 | 2 | 0
2015 | MISO_MO-IL_2_ENT | MISO_MO-IL | ENT | Internal | Shoulder | B11 | 25 | 2540 | 0 | 76.33 | 78.23 | 8 | 0
2015 | MISO_MO-IL_2_ENT | MISO_MO-IL | ENT | Internal | Shoulder | B12 | 200 | 2540 | 0 | 64.15 | 59.47 | 8 | 0
2015 | MISO_MO-IL_2_ENT | MISO_MO-IL | ENT | Internal | Shoulder | B13 | 600 | 2540 | 0 | 58.19 | 59.47 | 8 | 0
2015 | MISO_MO-IL_2_ENT | MISO_MO-IL | ENT | Internal | Shoulder | B14 | 900 | 2540 | 0 | 55.78 | 57.49 | 8 | 0
2015 | MISO_MO-IL_2_ENT | MISO_MO-IL | ENT | Internal | Shoulder | B15 | 1203 | 2540 | 0 | 54.05 | 57.49 | 8 | 0
2015 | MISO_MO-IL_2_ENT | MISO_MO-IL | ENT | Internal | Summer | B1 | 10 | 2540 | 0 | 91.77 | 91.77 | 8 | 0
2015 | MISO_MO-IL_2_ENT | MISO_MO-IL | ENT | Internal | Summer | B2 | 25 | 2540 | 0 | 88.74 | 89.87 | 8 | 0
2015 | MISO_MO-IL_2_ENT | MISO_MO-IL | ENT | Internal | Summer | B3 | 75 | 2540 | 0 | 88.74 | 89.87 | 8 | 0
2015 | MISO_MO-IL_2_ENT | MISO_MO-IL | ENT | Internal | Summer | B4 | 100 | 2540 | 0 | 86.87 | 88.01 | 8 | 0
2015 | MISO_MO-IL_2_ENT | MISO_MO-IL | ENT | Internal | Summer | B5 | 200 | 2540 | 0 | 76.62 | 83.07 | 8 | 0
2015 | MISO_MO-IL_2_ENT | MISO_MO-IL | ENT | Internal | Summer | B6 | 300 | 2540 | 0 | 65.59 | 64.59 | 8 | 0
2015 | MISO_MO-IL_2_ENT | MISO_MO-IL | ENT | Internal | Summer | B7 | 400 | 2540 | 0 | 56.47 | 58.69 | 8 | 0
2015 | MISO_MO-IL_2_ENT | MISO_MO-IL | ENT | Internal | Summer | B8 | 500 | 2540 | 0 | 53.72 | 58.69 | 8 | 0
2015 | MISO_MO-IL_2_ENT | MISO_MO-IL | ENT | Internal | Summer | B9 | 800 | 2540 | 0 | 52.93 | 56.32 | 8 | 0
2015 | MISO_MO-IL_2_ENT | MISO_MO-IL | ENT | Internal | Summer | B10 | 1262 | 2540 | 0 | 51.83 | 56.32 | 8 | 0
2015 | MISO_MO-IL_2_ENT | MISO_MO-IL | ENT | Internal | Winter | B16 | 25 | 2540 | 0 | 75.69 | 75.69 | 8 | 0
2015 | MISO_MO-IL_2_ENT | MISO_MO-IL | ENT | Internal | Winter | B17 | 100 | 2540 | 0 | 65.21 | 61.89 | 8 | 0
2015 | MISO_MO-IL_2_ENT | MISO_MO-IL | ENT | Internal | Winter | B18 | 400 | 2540 | 0 | 59.84 | 60.3 | 8 | 0
2015 | MISO_MO-IL_2_ENT | MISO_MO-IL | ENT | Internal | Winter | B19 | 700 | 2540 | 0 | 57.99 | 59.83 | 8 | 0
2015 | MISO_MO-IL_2_ENT | MISO_MO-IL | ENT | Internal | Winter | B20 | 935 | 2540 | 0 | 52.98 | 59.83 | 8 | 0
2015 | MISO_MO-IL_2_MISO_IN | MISO_MO-IL | MISO_IN | Internal | Shoulder | B11 | 25 | 2633 | 105.93 | 76.33 | 76.34 | 0.01 | 0
2015 | MISO_MO-IL_2_MISO_IN | MISO_MO-IL | MISO_IN | Internal | Shoulder | B12 | 200 | 2633 | 1722.44 | 64.15 | 64.16 | 0.01 | 0
2015 | MISO_MO-IL_2_MISO_IN | MISO_MO-IL | MISO_IN | Internal | Shoulder | B13 | 600 | 2633 | 948.21 | 58.19 | 58.2 | 0.01 | 0
2015 | MISO_MO-IL_2_MISO_IN | MISO_MO-IL | MISO_IN | Internal | Shoulder | B14 | 900 | 2633 | 714.11 | 55.78 | 55.79 | 0.01 | 0
2015 | MISO_MO-IL_2_MISO_IN | MISO_MO-IL | MISO_IN | Internal | Shoulder | B15 | 1203 | 2633 | 0 | 54.05 | 54.04 | 0.01 | 0
2015 | MISO_MO-IL_2_MISO_IN | MISO_MO-IL | MISO_IN | Internal | Summer | B1 | 10 | 2633 | 2354.36 | 91.77 | 91.79 | 0.01 | 0
2015 | MISO_MO-IL_2_MISO_IN | MISO_MO-IL | MISO_IN | Internal | Summer | B2 | 25 | 2633 | 1960.18 | 88.74 | 88.75 | 0.01 | 0
2015 | MISO_MO-IL_2_MISO_IN | MISO_MO-IL | MISO_IN | Internal | Summer | B3 | 75 | 2633 | 1139.93 | 88.74 | 88.75 | 0.01 | 0
2015 | MISO_MO-IL_2_MISO_IN | MISO_MO-IL | MISO_IN | Internal | Summer | B4 | 100 | 2633 | 451.33 | 86.87 | 86.88 | 0.01 | 0
2015 | MISO_MO-IL_2_MISO_IN | MISO_MO-IL | MISO_IN | Internal | Summer | B5 | 200 | 2633 | 542.47 | 76.62 | 76.63 | 0.01 | 0
2015 | MISO_MO-IL_2_MISO_IN | MISO_MO-IL | MISO_IN | Internal | Summer | B6 | 300 | 2633 | 513.54 | 65.59 | 65.6 | 0.01 | 0
2015 | MISO_MO-IL_2_MISO_IN | MISO_MO-IL | MISO_IN | Internal | Summer | B7 | 400 | 2633 | 1001.57 | 56.47 | 56.48 | 0.01 | 0
2015 | MISO_MO-IL_2_MISO_IN | MISO_MO-IL | MISO_IN | Internal | Summer | B8 | 500 | 2633 | 1051.26 | 53.72 | 53.73 | 0.01 | 0
2015 | MISO_MO-IL_2_MISO_IN | MISO_MO-IL | MISO_IN | Internal | Summer | B9 | 800 | 2633 | 2581.52 | 52.93 | 52.94 | 0.01 | 0
2015 | MISO_MO-IL_2_MISO_IN | MISO_MO-IL | MISO_IN | Internal | Summer | B10 | 1262 | 2633 | 2622.85 | 51.83 | 51.85 | 0.01 | 0
2015 | MISO_MO-IL_2_MISO_IN | MISO_MO-IL | MISO_IN | Internal | Winter | B16 | 25 | 2633 | 2496.6 | 75.69 | 75.7 | 0.01 | 0
2015 | MISO_MO-IL_2_MISO_IN | MISO_MO-IL | MISO_IN | Internal | Winter | B17 | 100 | 2633 | 2633 | 65.21 | 68.85 | 0.01 | 3.63
2015 | MISO_MO-IL_2_MISO_IN | MISO_MO-IL | MISO_IN | Internal | Winter | B18 | 400 | 2633 | 1530.58 | 59.84 | 59.85 | 0.01 | 0
2015 | MISO_MO-IL_2_MISO_IN | MISO_MO-IL | MISO_IN | Internal | Winter | B19 | 700 | 2633 | 882.74 | 57.99 | 58 | 0.01 | 0
2015 | MISO_MO-IL_2_MISO_IN | MISO_MO-IL | MISO_IN | Internal | Winter | B20 | 935 | 2633 | 1128.38 | 52.98 | 52.99 | 0.01 | 0
2015 | MISO_MO-IL_2_MISO_W | MISO_MO-IL | MISO_W | Internal | Shoulder | B11 | 25 | 1075 | 0 | 76.33 | 76.32 | 0.01 | 0
2015 | MISO_MO-IL_2_MISO_W | MISO_MO-IL | MISO_W | Internal | Shoulder | B12 | 200 | 1075 | 0 | 64.15 | 64.14 | 0.01 | 0
2015 | MISO_MO-IL_2_MISO_W | MISO_MO-IL | MISO_W | Internal | Shoulder | B13 | 600 | 1075 | 0 | 58.19 | 58.18 | 0.01 | 0
2015 | MISO_MO-IL_2_MISO_W | MISO_MO-IL | MISO_W | Internal | Shoulder | B14 | 900 | 1075 | 0 | 55.78 | 55.77 | 0.01 | 0
2015 | MISO_MO-IL_2_MISO_W | MISO_MO-IL | MISO_W | Internal | Shoulder | B15 | 1203 | 1075 | 325.11 | 54.05 | 54.07 | 0.01 | 0
2015 | MISO_MO-IL_2_MISO_W | MISO_MO-IL | MISO_W | Internal | Summer | B1 | 10 | 1075 | 0 | 91.77 | 91.76 | 0.01 | 0
2015 | MISO_MO-IL_2_MISO_W | MISO_MO-IL | MISO_W | Internal | Summer | B2 | 25 | 1075 | 0 | 88.74 | 88.73 | 0.01 | 0
2015 | MISO_MO-IL_2_MISO_W | MISO_MO-IL | MISO_W | Internal | Summer | B3 | 75 | 1075 | 0 | 88.74 | 88.73 | 0.01 | 0
2015 | MISO_MO-IL_2_MISO_W | MISO_MO-IL | MISO_W | Internal | Summer | B4 | 100 | 1075 | 0 | 86.87 | 86.86 | 0.01 | 0
2015 | MISO_MO-IL_2_MISO_W | MISO_MO-IL | MISO_W | Internal | Summer | B5 | 200 | 1075 | 0 | 76.62 | 76.61 | 0.01 | 0
2015 | MISO_MO-IL_2_MISO_W | MISO_MO-IL | MISO_W | Internal | Summer | B6 | 300 | 1075 | 0 | 65.59 | 65.58 | 0.01 | 0
2015 | MISO_MO-IL_2_MISO_W | MISO_MO-IL | MISO_W | Internal | Summer | B7 | 400 | 1075 | 0 | 56.47 | 56.46 | 0.01 | 0
2015 | MISO_MO-IL_2_MISO_W | MISO_MO-IL | MISO_W | Internal | Summer | B8 | 500 | 1075 | 0 | 53.72 | 53.71 | 0.01 | 0
2015 | MISO_MO-IL_2_MISO_W | MISO_MO-IL | MISO_W | Internal | Summer | B9 | 800 | 1075 | 0 | 52.93 | 52.92 | 0.01 | 0
2015 | MISO_MO-IL_2_MISO_W | MISO_MO-IL | MISO_W | Internal | Summer | B10 | 1262 | 1075 | 0 | 51.83 | 51.82 | 0.01 | 0
2015 | MISO_MO-IL_2_MISO_W | MISO_MO-IL | MISO_W | Internal | Winter | B16 | 25 | 1075 | 0 | 75.69 | 75.68 | 0.01 | 0
2015 | MISO_MO-IL_2_MISO_W | MISO_MO-IL | MISO_W | Internal | Winter | B17 | 100 | 1075 | 0 | 65.21 | 65.2 | 0.01 | 0
2015 | MISO_MO-IL_2_MISO_W | MISO_MO-IL | MISO_W | Internal | Winter | B18 | 400 | 1075 | 0 | 59.84 | 59.82 | 0.01 | 0
2015 | MISO_MO-IL_2_MISO_W | MISO_MO-IL | MISO_W | Internal | Winter | B19 | 700 | 1075 | 535.12 | 57.99 | 58 | 0.01 | 0
2015 | MISO_MO-IL_2_MISO_W | MISO_MO-IL | MISO_W | Internal | Winter | B20 | 935 | 1075 | 0 | 52.98 | 52.98 | 0.01 | 0
2015 | MISO_MO-IL_2_PJM_ROR | MISO_MO-IL | PJM_ROR | Internal | Shoulder | B11 | 25 | 1212 | 0 | 76.33 | 74.32 | 2 | 0
2015 | MISO_MO-IL_2_PJM_ROR | MISO_MO-IL | PJM_ROR | Internal | Shoulder | B12 | 200 | 1212 | 0 | 64.15 | 64.62 | 2 | 0
2015 | MISO_MO-IL_2_PJM_ROR | MISO_MO-IL | PJM_ROR | Internal | Shoulder | B13 | 600 | 1212 | 0 | 58.19 | 60.17 | 2 | 0
2015 | MISO_MO-IL_2_PJM_ROR | MISO_MO-IL | PJM_ROR | Internal | Shoulder | B14 | 900 | 1212 | 445.99 | 55.78 | 57.78 | 2 | 0
2015 | MISO_MO-IL_2_PJM_ROR | MISO_MO-IL | PJM_ROR | Internal | Shoulder | B15 | 1203 | 1212 | 0 | 54.05 | 54.84 | 2 | 0
2015 | MISO_MO-IL_2_PJM_ROR | MISO_MO-IL | PJM_ROR | Internal | Summer | B1 | 10 | 1212 | 165.17 | 91.77 | 93.77 | 2 | 0
2015 | MISO_MO-IL_2_PJM_ROR | MISO_MO-IL | PJM_ROR | Internal | Summer | B2 | 25 | 1212 | 0 | 88.74 | 90.26 | 2 | 0
2015 | MISO_MO-IL_2_PJM_ROR | MISO_MO-IL | PJM_ROR | Internal | Summer | B3 | 75 | 1212 | 0 | 88.74 | 89.51 | 2 | 0
2015 | MISO_MO-IL_2_PJM_ROR | MISO_MO-IL | PJM_ROR | Internal | Summer | B4 | 100 | 1212 | 0 | 86.87 | 84.87 | 2 | 0
2015 | MISO_MO-IL_2_PJM_ROR | MISO_MO-IL | PJM_ROR | Internal | Summer | B5 | 200 | 1212 | 0 | 76.62 | 76.07 | 2 | 0
2015 | MISO_MO-IL_2_PJM_ROR | MISO_MO-IL | PJM_ROR | Internal | Summer | B6 | 300 | 1212 | 0 | 65.59 | 65.85 | 2 | 0
2015 | MISO_MO-IL_2_PJM_ROR | MISO_MO-IL | PJM_ROR | Internal | Summer | B7 | 400 | 1212 | 392.34 | 56.47 | 58.47 | 2 | 0
2015 | MISO_MO-IL_2_PJM_ROR | MISO_MO-IL | PJM_ROR | Internal | Summer | B8 | 500 | 1212 | 0 | 53.72 | 55.69 | 2 | 0
2015 | MISO_MO-IL_2_PJM_ROR | MISO_MO-IL | PJM_ROR | Internal | Summer | B9 | 800 | 1212 | 0 | 52.93 | 53.66 | 2 | 0
2015 | MISO_MO-IL_2_PJM_ROR | MISO_MO-IL | PJM_ROR | Internal | Summer | B10 | 1262 | 1212 | 0 | 51.83 | 52.04 | 2 | 0
2015 | MISO_MO-IL_2_PJM_ROR | MISO_MO-IL | PJM_ROR | Internal | Winter | B16 | 25 | 1212 | 663.8 | 75.69 | 77.69 | 2 | 0
2015 | MISO_MO-IL_2_PJM_ROR | MISO_MO-IL | PJM_ROR | Internal | Winter | B17 | 100 | 1212 | 1212 | 65.21 | 70.84 | 2 | 3.63
2015 | MISO_MO-IL_2_PJM_ROR | MISO_MO-IL | PJM_ROR | Internal | Winter | B18 | 400 | 1212 | 1098.33 | 59.84 | 61.84 | 2 | 0
2015 | MISO_MO-IL_2_PJM_ROR | MISO_MO-IL | PJM_ROR | Internal | Winter | B19 | 700 | 1212 | 1212 | 57.99 | 60 | 2 | 0.01
2015 | MISO_MO-IL_2_PJM_ROR | MISO_MO-IL | PJM_ROR | Internal | Winter | B20 | 935 | 1212 | 296.25 | 52.98 | 54.98 | 2 | 0
2015 | MISO_MO-IL_2_TVA_Transmission | MISO_MO-IL | TVA_Transmission | Internal | Shoulder | B11 | 25 | 4000 | 0 | 76.33 | 80.32 | 8 | 0
2015 | MISO_MO-IL_2_TVA_Transmission | MISO_MO-IL | TVA_Transmission | Internal | Shoulder | B12 | 200 | 4000 | 0 | 64.15 | 65.59 | 8 | 0
2015 | MISO_MO-IL_2_TVA_Transmission | MISO_MO-IL | TVA_Transmission | Internal | Shoulder | B13 | 600 | 4000 | 0 | 58.19 | 62.72 | 8 | 0
2015 | MISO_MO-IL_2_TVA_Transmission | MISO_MO-IL | TVA_Transmission | Internal | Shoulder | B14 | 900 | 4000 | 0 | 55.78 | 62.31 | 8 | 0
2015 | MISO_MO-IL_2_TVA_Transmission | MISO_MO-IL | TVA_Transmission | Internal | Shoulder | B15 | 1203 | 4000 | 0 | 54.05 | 60.84 | 8 | 0
2015 | MISO_MO-IL_2_TVA_Transmission | MISO_MO-IL | TVA_Transmission | Internal | Summer | B1 | 10 | 4000 | 395.27 | 91.77 | 99.77 | 8 | 0
2015 | MISO_MO-IL_2_TVA_Transmission | MISO_MO-IL | TVA_Transmission | Internal | Summer | B2 | 25 | 4000 | 84.9 | 88.74 | 96.74 | 8 | 0
2015 | MISO_MO-IL_2_TVA_Transmission | MISO_MO-IL | TVA_Transmission | Internal | Summer | B3 | 75 | 4000 | 0 | 88.74 | 95.51 | 8 | 0
2015 | MISO_MO-IL_2_TVA_Transmission | MISO_MO-IL | TVA_Transmission | Internal | Summer | B4 | 100 | 4000 | 0 | 86.87 | 90.87 | 8 | 0
2015 | MISO_MO-IL_2_TVA_Transmission | MISO_MO-IL | TVA_Transmission | Internal | Summer | B5 | 200 | 4000 | 0 | 76.62 | 82.07 | 8 | 0
2015 | MISO_MO-IL_2_TVA_Transmission | MISO_MO-IL | TVA_Transmission | Internal | Summer | B6 | 300 | 4000 | 0 | 65.59 | 69.85 | 8 | 0
2015 | MISO_MO-IL_2_TVA_Transmission | MISO_MO-IL | TVA_Transmission | Internal | Summer | B7 | 400 | 4000 | 0 | 56.47 | 63.08 | 8 | 0
2015 | MISO_MO-IL_2_TVA_Transmission | MISO_MO-IL | TVA_Transmission | Internal | Summer | B8 | 500 | 4000 | 0 | 53.72 | 60.88 | 8 | 0
2015 | MISO_MO-IL_2_TVA_Transmission | MISO_MO-IL | TVA_Transmission | Internal | Summer | B9 | 800 | 4000 | 0 | 52.93 | 59.66 | 8 | 0
2015 | MISO_MO-IL_2_TVA_Transmission | MISO_MO-IL | TVA_Transmission | Internal | Summer | B10 | 1262 | 4000 | 0 | 51.83 | 57.98 | 8 | 0
2015 | MISO_MO-IL_2_TVA_Transmission | MISO_MO-IL | TVA_Transmission | Internal | Winter | B16 | 25 | 4000 | 1019.58 | 75.69 | 83.69 | 8 | 0
2015 | MISO_MO-IL_2_TVA_Transmission | MISO_MO-IL | TVA_Transmission | Internal | Winter | B17 | 100 | 4000 | 0 | 65.21 | 69.32 | 8 | 0
2015 | MISO_MO-IL_2_TVA_Transmission | MISO_MO-IL | TVA_Transmission | Internal | Winter | B18 | 400 | 4000 | 0 | 59.84 | 65.42 | 8 | 0
2015 | MISO_MO-IL_2_TVA_Transmission | MISO_MO-IL | TVA_Transmission | Internal | Winter | B19 | 700 | 4000 | 0 | 57.99 | 64.42 | 8 | 0
2015 | MISO_MO-IL_2_TVA_Transmission | MISO_MO-IL | TVA_Transmission | Internal | Winter | B20 | 935 | 4000 | 411.98 | 52.98 | 60.98 | 8 | 0
2015 | MISO_W_2_IESO | MISO_W | IESO | Internal | Shoulder | B11 | 25 | 90 | 0 | 76.32 | 43.49 | 8 | 0
2015 | MISO_W_2_IESO | MISO_W | IESO | Internal | Shoulder | B12 | 200 | 90 | 0 | 64.14 | 43.49 | 8 | 0
2015 | MISO_W_2_IESO | MISO_W | IESO | Internal | Shoulder | B13 | 600 | 90 | 0 | 58.18 | 43.49 | 8 | 0
2015 | MISO_W_2_IESO | MISO_W | IESO | Internal | Shoulder | B14 | 900 | 90 | 0 | 55.77 | 43.49 | 8 | 0
2015 | MISO_W_2_IESO | MISO_W | IESO | Internal | Shoulder | B15 | 1203 | 90 | 0 | 54.07 | 43.49 | 8 | 0
2015 | MISO_W_2_IESO | MISO_W | IESO | Internal | Summer | B1 | 10 | 90 | 0 | 91.76 | 78.79 | 8 | 0
2015 | MISO_W_2_IESO | MISO_W | IESO | Internal | Summer | B2 | 25 | 90 | 0 | 88.73 | 75.27 | 8 | 0
2015 | MISO_W_2_IESO | MISO_W | IESO | Internal | Summer | B3 | 75 | 90 | 0 | 88.73 | 69.21 | 8 | 0
2015 | MISO_W_2_IESO | MISO_W | IESO | Internal | Summer | B4 | 100 | 90 | 0 | 86.86 | 47.45 | 8 | 0
2015 | MISO_W_2_IESO | MISO_W | IESO | Internal | Summer | B5 | 200 | 90 | 0 | 76.61 | 42.48 | 8 | 0
2015 | MISO_W_2_IESO | MISO_W | IESO | Internal | Summer | B6 | 300 | 90 | 0 | 65.58 | 42.48 | 8 | 0
2015 | MISO_W_2_IESO | MISO_W | IESO | Internal | Summer | B7 | 400 | 90 | 0 | 56.46 | 42.48 | 8 | 0
2015 | MISO_W_2_IESO | MISO_W | IESO | Internal | Summer | B8 | 500 | 90 | 0 | 53.71 | 42.48 | 8 | 0
2015 | MISO_W_2_IESO | MISO_W | IESO | Internal | Summer | B9 | 800 | 90 | 0 | 52.92 | 42.48 | 8 | 0
2015 | MISO_W_2_IESO | MISO_W | IESO | Internal | Summer | B10 | 1262 | 90 | 0 | 51.82 | 42.48 | 8 | 0
2015 | MISO_W_2_IESO | MISO_W | IESO | Internal | Winter | B16 | 25 | 90 | 0 | 75.68 | 45.52 | 8 | 0
2015 | MISO_W_2_IESO | MISO_W | IESO | Internal | Winter | B17 | 100 | 90 | 0 | 65.2 | 45.52 | 8 | 0
2015 | MISO_W_2_IESO | MISO_W | IESO | Internal | Winter | B18 | 400 | 90 | 0 | 59.82 | 45.52 | 8 | 0
2015 | MISO_W_2_IESO | MISO_W | IESO | Internal | Winter | B19 | 700 | 90 | 0 | 58 | 45.52 | 8 | 0
2015 | MISO_W_2_IESO | MISO_W | IESO | Internal | Winter | B20 | 935 | 90 | 0 | 52.98 | 45.52 | 8 | 0
2015 | MISO_W_2_MAPP_CA | MISO_W | MAPP_CA | Internal | Shoulder | B11 | 25 | 926 | 0 | 76.32 | 70.97 | 0.01 | 0
2015 | MISO_W_2_MAPP_CA | MISO_W | MAPP_CA | Internal | Shoulder | B12 | 200 | 926 | 0 | 64.14 | 64.13 | 0.01 | 0
2015 | MISO_W_2_MAPP_CA | MISO_W | MAPP_CA | Internal | Shoulder | B13 | 600 | 926 | 0 | 58.18 | 58.17 | 0.01 | 0
2015 | MISO_W_2_MAPP_CA | MISO_W | MAPP_CA | Internal | Shoulder | B14 | 900 | 926 | 0 | 55.77 | 55.76 | 0.01 | 0
2015 | MISO_W_2_MAPP_CA | MISO_W | MAPP_CA | Internal | Shoulder | B15 | 1203 | 926 | 926 | 54.07 | 55.76 | 0.01 | 1.68
2015 | MISO_W_2_MAPP_CA | MISO_W | MAPP_CA | Internal | Summer | B1 | 10 | 926 | 0 | 91.76 | 77.76 | 0.01 | 0
2015 | MISO_W_2_MAPP_CA | MISO_W | MAPP_CA | Internal | Summer | B2 | 25 | 926 | 0 | 88.73 | 77.38 | 0.01 | 0
2015 | MISO_W_2_MAPP_CA | MISO_W | MAPP_CA | Internal | Summer | B3 | 75 | 926 | 0 | 88.73 | 77.38 | 0.01 | 0
2015 | MISO_W_2_MAPP_CA | MISO_W | MAPP_CA | Internal | Summer | B4 | 100 | 926 | 0 | 86.86 | 75.73 | 0.01 | 0
2015 | MISO_W_2_MAPP_CA | MISO_W | MAPP_CA | Internal | Summer | B5 | 200 | 926 | 0 | 76.61 | 75.73 | 0.01 | 0
2015 | MISO_W_2_MAPP_CA | MISO_W | MAPP_CA | Internal | Summer | B6 | 300 | 926 | 0 | 65.58 | 65.57 | 0.01 | 0
2015 | MISO_W_2_MAPP_CA | MISO_W | MAPP_CA | Internal | Summer | B7 | 400 | 926 | 0 | 56.46 | 56.44 | 0.01 | 0
2015 | MISO_W_2_MAPP_CA | MISO_W | MAPP_CA | Internal | Summer | B8 | 500 | 926 | 0 | 53.71 | 53.69 | 0.01 | 0
2015 | MISO_W_2_MAPP_CA | MISO_W | MAPP_CA | Internal | Summer | B9 | 800 | 926 | 0 | 52.92 | 52.91 | 0.01 | 0
2015 | MISO_W_2_MAPP_CA | MISO_W | MAPP_CA | Internal | Summer | B10 | 1262 | 926 | 926 | 51.82 | 52.91 | 0.01 | 1.07
2015 | MISO_W_2_MAPP_CA | MISO_W | MAPP_CA | Internal | Winter | B16 | 25 | 926 | 0 | 75.68 | 75.66 | 0.01 | 0
2015 | MISO_W_2_MAPP_CA | MISO_W | MAPP_CA | Internal | Winter | B17 | 100 | 926 | 0 | 65.2 | 65.19 | 0.01 | 0
2015 | MISO_W_2_MAPP_CA | MISO_W | MAPP_CA | Internal | Winter | B18 | 400 | 926 | 0 | 59.82 | 59.81 | 0.01 | 0
2015 | MISO_W_2_MAPP_CA | MISO_W | MAPP_CA | Internal | Winter | B19 | 700 | 926 | 163.5 | 58 | 58.01 | 0.01 | 0
2015 | MISO_W_2_MAPP_CA | MISO_W | MAPP_CA | Internal | Winter | B20 | 935 | 926 | 926 | 52.98 | 58.01 | 0.01 | 5.02
2015 | MISO_W_2_MISO_MO-IL | MISO_W | MISO_MO-IL | Internal | Shoulder | B11 | 25 | 3915 | 1362.3 | 76.32 | 76.33 | 0.01 | 0
2015 | MISO_W_2_MISO_MO-IL | MISO_W | MISO_MO-IL | Internal | Shoulder | B12 | 200 | 3915 | 2351.25 | 64.14 | 64.15 | 0.01 | 0
2015 | MISO_W_2_MISO_MO-IL | MISO_W | MISO_MO-IL | Internal | Shoulder | B13 | 600 | 3915 | 1307.77 | 58.18 | 58.19 | 0.01 | 0
2015 | MISO_W_2_MISO_MO-IL | MISO_W | MISO_MO-IL | Internal | Shoulder | B14 | 900 | 3915 | 1264.92 | 55.77 | 55.78 | 0.01 | 0
2015 | MISO_W_2_MISO_MO-IL | MISO_W | MISO_MO-IL | Internal | Shoulder | B15 | 1203 | 3915 | 0 | 54.07 | 54.05 | 0.01 | 0
2015 | MISO_W_2_MISO_MO-IL | MISO_W | MISO_MO-IL | Internal | Summer | B1 | 10 | 3915 | 1491.41 | 91.76 | 91.77 | 0.01 | 0
2015 | MISO_W_2_MISO_MO-IL | MISO_W | MISO_MO-IL | Internal | Summer | B2 | 25 | 3915 | 1426.2 | 88.73 | 88.74 | 0.01 | 0
2015 | MISO_W_2_MISO_MO-IL | MISO_W | MISO_MO-IL | Internal | Summer | B3 | 75 | 3915 | 1299.62 | 88.73 | 88.74 | 0.01 | 0
2015 | MISO_W_2_MISO_MO-IL | MISO_W | MISO_MO-IL | Internal | Summer | B4 | 100 | 3915 | 391.84 | 86.86 | 86.87 | 0.01 | 0
2015 | MISO_W_2_MISO_MO-IL | MISO_W | MISO_MO-IL | Internal | Summer | B5 | 200 | 3915 | 712.24 | 76.61 | 76.62 | 0.01 | 0
2015 | MISO_W_2_MISO_MO-IL | MISO_W | MISO_MO-IL | Internal | Summer | B6 | 300 | 3915 | 182.85 | 65.58 | 65.59 | 0.01 | 0
2015 | MISO_W_2_MISO_MO-IL | MISO_W | MISO_MO-IL | Internal | Summer | B7 | 400 | 3915 | 1045.31 | 56.46 | 56.47 | 0.01 | 0
2015 | MISO_W_2_MISO_MO-IL | MISO_W | MISO_MO-IL | Internal | Summer | B8 | 500 | 3915 | 923.95 | 53.71 | 53.72 | 0.01 | 0
2015 | MISO_W_2_MISO_MO-IL | MISO_W | MISO_MO-IL | Internal | Summer | B9 | 800 | 3915 | 2018.11 | 52.92 | 52.93 | 0.01 | 0
2015 | MISO_W_2_MISO_MO-IL | MISO_W | MISO_MO-IL | Internal | Summer | B10 | 1262 | 3915 | 884.44 | 51.82 | 51.83 | 0.01 | 0
2015 | MISO_W_2_MISO_MO-IL | MISO_W | MISO_MO-IL | Internal | Winter | B16 | 25 | 3915 | 2690.79 | 75.68 | 75.69 | 0.01 | 0
2015 | MISO_W_2_MISO_MO-IL | MISO_W | MISO_MO-IL | Internal | Winter | B17 | 100 | 3915 | 2131.27 | 65.2 | 65.21 | 0.01 | 0
2015 | MISO_W_2_MISO_MO-IL | MISO_W | MISO_MO-IL | Internal | Winter | B18 | 400 | 3915 | 621.96 | 59.82 | 59.84 | 0.01 | 0
2015 | MISO_W_2_MISO_MO-IL | MISO_W | MISO_MO-IL | Internal | Winter | B19 | 700 | 3915 | 0 | 58 | 57.99 | 0.01 | 0
2015 | MISO_W_2_MISO_MO-IL | MISO_W | MISO_MO-IL | Internal | Winter | B20 | 935 | 3915 | 0 | 52.98 | 52.98 | 0.01 | 0
2015 | MISO_W_2_MISO_WUMS | MISO_W | MISO_WUMS | Internal | Shoulder | B11 | 25 | 1732 | 0 | 76.32 | 63.19 | 0.01 | 0
2015 | MISO_W_2_MISO_WUMS | MISO_W | MISO_WUMS | Internal | Shoulder | B12 | 200 | 1732 | 0 | 64.14 | 62.54 | 0.01 | 0
2015 | MISO_W_2_MISO_WUMS | MISO_W | MISO_WUMS | Internal | Shoulder | B13 | 600 | 1732 | 0 | 58.18 | 58.17 | 0.01 | 0
2015 | MISO_W_2_MISO_WUMS | MISO_W | MISO_WUMS | Internal | Shoulder | B14 | 900 | 1732 | 0 | 55.77 | 55.76 | 0.01 | 0
2015 | MISO_W_2_MISO_WUMS | MISO_W | MISO_WUMS | Internal | Shoulder | B15 | 1203 | 1732 | 0 | 54.07 | 54.02 | 0.01 | 0
2015 | MISO_W_2_MISO_WUMS | MISO_W | MISO_WUMS | Internal | Summer | B1 | 10 | 1732 | 0 | 91.76 | 91.76 | 0.01 | 0
2015 | MISO_W_2_MISO_WUMS | MISO_W | MISO_WUMS | Internal | Summer | B2 | 25 | 1732 | 0 | 88.73 | 88.26 | 0.01 | 0
2015 | MISO_W_2_MISO_WUMS | MISO_W | MISO_WUMS | Internal | Summer | B3 | 75 | 1732 | 0 | 88.73 | 87.5 | 0.01 | 0
2015 | MISO_W_2_MISO_WUMS | MISO_W | MISO_WUMS | Internal | Summer | B4 | 100 | 1732 | 0 | 86.86 | 82.87 | 0.01 | 0
2015 | MISO_W_2_MISO_WUMS | MISO_W | MISO_WUMS | Internal | Summer | B5 | 200 | 1732 | 0 | 76.61 | 62.54 | 0.01 | 0
2015 | MISO_W_2_MISO_WUMS | MISO_W | MISO_WUMS | Internal | Summer | B6 | 300 | 1732 | 0 | 65.58 | 62.04 | 0.01 | 0
2015 | MISO_W_2_MISO_WUMS | MISO_W | MISO_WUMS | Internal | Summer | B7 | 400 | 1732 | 0 | 56.46 | 56.44 | 0.01 | 0
2015 | MISO_W_2_MISO_WUMS | MISO_W | MISO_WUMS | Internal | Summer | B8 | 500 | 1732 | 0 | 53.71 | 53.69 | 0.01 | 0
2015 | MISO_W_2_MISO_WUMS | MISO_W | MISO_WUMS | Internal | Summer | B9 | 800 | 1732 | 0 | 52.92 | 52.91 | 0.01 | 0
2015 | MISO_W_2_MISO_WUMS | MISO_W | MISO_WUMS | Internal | Summer | B10 | 1262 | 1732 | 0 | 51.82 | 51.81 | 0.01 | 0
2015 | MISO_W_2_MISO_WUMS | MISO_W | MISO_WUMS | Internal | Winter | B16 | 25 | 1732 | 0 | 75.68 | 75.66 | 0.01 | 0
2015 | MISO_W_2_MISO_WUMS | MISO_W | MISO_WUMS | Internal | Winter | B17 | 100 | 1732 | 0 | 65.2 | 65.19 | 0.01 | 0
2015 | MISO_W_2_MISO_WUMS | MISO_W | MISO_WUMS | Internal | Winter | B18 | 400 | 1732 | 0 | 59.82 | 59.82 | 0.01 | 0
2015 | MISO_W_2_MISO_WUMS | MISO_W | MISO_WUMS | Internal | Winter | B19 | 700 | 1732 | 0 | 58 | 57.99 | 0.01 | 0
2015 | MISO_W_2_MISO_WUMS | MISO_W | MISO_WUMS | Internal | Winter | B20 | 935 | 1732 | 363.94 | 52.98 | 52.99 | 0.01 | 0
2015 | MISO_W_2_NE | MISO_W | NE | Internal | Shoulder | B11 | 25 | 2800 | 0 | 76.32 | 76.32 | 7 | 0
2015 | MISO_W_2_NE | MISO_W | NE | Internal | Shoulder | B12 | 200 | 2800 | 0 | 64.14 | 60.02 | 7 | 0
2015 | MISO_W_2_NE | MISO_W | NE | Internal | Shoulder | B13 | 600 | 2800 | 0 | 58.18 | 58.29 | 7 | 0
2015 | MISO_W_2_NE | MISO_W | NE | Internal | Shoulder | B14 | 900 | 2800 | 0 | 55.77 | 57.37 | 7 | 0
2015 | MISO_W_2_NE | MISO_W | NE | Internal | Shoulder | B15 | 1203 | 2800 | 0 | 54.07 | 57.37 | 7 | 0
2015 | MISO_W_2_NE | MISO_W | NE | Internal | Summer | B1 | 10 | 2800 | 0 | 91.76 | 91.76 | 7 | 0
2015 | MISO_W_2_NE | MISO_W | NE | Internal | Summer | B2 | 25 | 2800 | 0 | 88.73 | 91.38 | 7 | 0
2015 | MISO_W_2_NE | MISO_W | NE | Internal | Summer | B3 | 75 | 2800 | 0 | 88.73 | 91.38 | 7 | 0
2015 | MISO_W_2_NE | MISO_W | NE | Internal | Summer | B4 | 100 | 2800 | 0 | 86.86 | 86.86 | 7 | 0
2015 | MISO_W_2_NE | MISO_W | NE | Internal | Summer | B5 | 200 | 2800 | 0 | 76.61 | 80.93 | 7 | 0
2015 | MISO_W_2_NE | MISO_W | NE | Internal | Summer | B6 | 300 | 2800 | 0 | 65.58 | 67.27 | 7 | 0
2015 | MISO_W_2_NE | MISO_W | NE | Internal | Summer | B7 | 400 | 2800 | 0 | 56.46 | 59.46 | 7 | 0
2015 | MISO_W_2_NE | MISO_W | NE | Internal | Summer | B8 | 500 | 2800 | 0 | 53.71 | 58.66 | 7 | 0
2015 | MISO_W_2_NE | MISO_W | NE | Internal | Summer | B9 | 800 | 2800 | 0 | 52.92 | 56.1 | 7 | 0
2015 | MISO_W_2_NE | MISO_W | NE | Internal | Summer | B10 | 1262 | 2800 | 0 | 51.82 | 54.12 | 7 | 0
2015 | MISO_W_2_NE | MISO_W | NE | Internal | Winter | B16 | 25 | 2800 | 0 | 75.68 | 70.68 | 7 | 0
2015 | MISO_W_2_NE | MISO_W | NE | Internal | Winter | B17 | 100 | 2800 | 0 | 65.2 | 60.2 | 7 | 0
2015 | MISO_W_2_NE | MISO_W | NE | Internal | Winter | B18 | 400 | 2800 | 0 | 59.82 | 59.85 | 7 | 0
2015 | MISO_W_2_NE | MISO_W | NE | Internal | Winter | B19 | 700 | 2800 | 0 | 58 | 59.71 | 7 | 0
2015 | MISO_W_2_NE | MISO_W | NE | Internal | Winter | B20 | 935 | 2800 | 0 | 52.98 | 55.13 | 7 | 0
2015 | MISO_W_2_PJM_ROR | MISO_W | PJM_ROR | Internal | Shoulder | B11 | 25 | 773 | 0 | 76.32 | 74.32 | 2 | 0
2015 | MISO_W_2_PJM_ROR | MISO_W | PJM_ROR | Internal | Shoulder | B12 | 200 | 773 | 0 | 64.14 | 64.62 | 2 | 0
2015 | MISO_W_2_PJM_ROR | MISO_W | PJM_ROR | Internal | Shoulder | B13 | 600 | 773 | 0 | 58.18 | 60.17 | 2 | 0
2015 | MISO_W_2_PJM_ROR | MISO_W | PJM_ROR | Internal | Shoulder | B14 | 900 | 773 | 773 | 55.77 | 57.78 | 2 | 0.01
2015 | MISO_W_2_PJM_ROR | MISO_W | PJM_ROR | Internal | Shoulder | B15 | 1203 | 773 | 0 | 54.07 | 54.84 | 2 | 0
2015 | MISO_W_2_PJM_ROR | MISO_W | PJM_ROR | Internal | Summer | B1 | 10 | 773 | 773 | 91.76 | 93.77 | 2 | 0.01
2015 | MISO_W_2_PJM_ROR | MISO_W | PJM_ROR | Internal | Summer | B2 | 25 | 773 | 0 | 88.73 | 90.26 | 2 | 0
2015 | MISO_W_2_PJM_ROR | MISO_W | PJM_ROR | Internal | Summer | B3 | 75 | 773 | 0 | 88.73 | 89.51 | 2 | 0
2015 | MISO_W_2_PJM_ROR | MISO_W | PJM_ROR | Internal | Summer | B4 | 100 | 773 | 0 | 86.86 | 84.87 | 2 | 0
2015 | MISO_W_2_PJM_ROR | MISO_W | PJM_ROR | Internal | Summer | B5 | 200 | 773 | 0 | 76.61 | 76.07 | 2 | 0
2015 | MISO_W_2_PJM_ROR | MISO_W | PJM_ROR | Internal | Summer | B6 | 300 | 773 | 0 | 65.58 | 65.85 | 2 | 0
2015 | MISO_W_2_PJM_ROR | MISO_W | PJM_ROR | Internal | Summer | B7 | 400 | 773 | 773 | 56.46 | 58.47 | 2 | 0.01
2015 | MISO_W_2_PJM_ROR | MISO_W | PJM_ROR | Internal | Summer | B8 | 500 | 773 | 0 | 53.71 | 55.69 | 2 | 0
2015 | MISO_W_2_PJM_ROR | MISO_W | PJM_ROR | Internal | Summer | B9 | 800 | 773 | 0 | 52.92 | 53.66 | 2 | 0
2015 | MISO_W_2_PJM_ROR | MISO_W | PJM_ROR | Internal | Summer | B10 | 1262 | 773 | 0 | 51.82 | 52.04 | 2 | 0
2015 | MISO_W_2_PJM_ROR | MISO_W | PJM_ROR | Internal | Winter | B16 | 25 | 773 | 773 | 75.68 | 77.69 | 2 | 0.01
2015 | MISO_W_2_PJM_ROR | MISO_W | PJM_ROR | Internal | Winter | B17 | 100 | 773 | 773 | 65.2 | 70.84 | 2 | 3.64
2015 | MISO_W_2_PJM_ROR | MISO_W | PJM_ROR | Internal | Winter | B18 | 400 | 773 | 773 | 59.82 | 61.84 | 2 | 0.01
2015 | MISO_W_2_PJM_ROR | MISO_W | PJM_ROR | Internal | Winter | B19 | 700 | 773 | 54.56 | 58 | 60 | 2 | 0
2015 | MISO_W_2_PJM_ROR | MISO_W | PJM_ROR | Internal | Winter | B20 | 935 | 773 | 354.77 | 52.98 | 54.98 | 2 | 0
2015 | MISO_W_2_SPP_N | MISO_W | SPP_N | Internal | Shoulder | B11 | 25 | 3200 | 0 | 76.32 | 83.06 | 7 | 0
2015 | MISO_W_2_SPP_N | MISO_W | SPP_N | Internal | Shoulder | B12 | 200 | 3200 | 0 | 64.14 | 60.03 | 7 | 0
2015 | MISO_W_2_SPP_N | MISO_W | SPP_N | Internal | Shoulder | B13 | 600 | 3200 | 0 | 58.18 | 58.31 | 7 | 0
2015 | MISO_W_2_SPP_N | MISO_W | SPP_N | Internal | Shoulder | B14 | 900 | 3200 | 0 | 55.77 | 57.38 | 7 | 0
2015 | MISO_W_2_SPP_N | MISO_W | SPP_N | Internal | Shoulder | B15 | 1203 | 3200 | 0 | 54.07 | 57.38 | 7 | 0
2015 | MISO_W_2_SPP_N | MISO_W | SPP_N | Internal | Summer | B1 | 10 | 3200 | 0 | 91.76 | 92.6 | 7 | 0
2015 | MISO_W_2_SPP_N | MISO_W | SPP_N | Internal | Summer | B2 | 25 | 3200 | 0 | 88.73 | 92.6 | 7 | 0
2015 | MISO_W_2_SPP_N | MISO_W | SPP_N | Internal | Summer | B3 | 75 | 3200 | 0 | 88.73 | 91.39 | 7 | 0
2015 | MISO_W_2_SPP_N | MISO_W | SPP_N | Internal | Summer | B4 | 100 | 3200 | 0 | 86.86 | 86.87 | 7 | 0
2015 | MISO_W_2_SPP_N | MISO_W | SPP_N | Internal | Summer | B5 | 200 | 3200 | 0 | 76.61 | 81.21 | 7 | 0
2015 | MISO_W_2_SPP_N | MISO_W | SPP_N | Internal | Summer | B6 | 300 | 3200 | 970.59 | 65.58 | 72.58 | 7 | 0
2015 | MISO_W_2_SPP_N | MISO_W | SPP_N | Internal | Summer | B7 | 400 | 3200 | 186.36 | 56.46 | 63.46 | 7 | 0
2015 | MISO_W_2_SPP_N | MISO_W | SPP_N | Internal | Summer | B8 | 500 | 3200 | 0 | 53.71 | 58.68 | 7 | 0
2015 | MISO_W_2_SPP_N | MISO_W | SPP_N | Internal | Summer | B9 | 800 | 3200 | 0 | 52.92 | 56.11 | 7 | 0
2015 | MISO_W_2_SPP_N | MISO_W | SPP_N | Internal | Summer | B10 | 1262 | 3200 | 0 | 51.82 | 54.59 | 7 | 0
2015 | MISO_W_2_SPP_N | MISO_W | SPP_N | Internal | Winter | B16 | 25 | 3200 | 0 | 75.68 | 70.69 | 7 | 0
2015 | MISO_W_2_SPP_N | MISO_W | SPP_N | Internal | Winter | B17 | 100 | 3200 | 0 | 65.2 | 60.21 | 7 | 0
2015 | MISO_W_2_SPP_N | MISO_W | SPP_N | Internal | Winter | B18 | 400 | 3200 | 0 | 59.82 | 59.86 | 7 | 0
2015 | MISO_W_2_SPP_N | MISO_W | SPP_N | Internal | Winter | B19 | 700 | 3200 | 0 | 58 | 59.72 | 7 | 0
2015 | MISO_W_2_SPP_N | MISO_W | SPP_N | Internal | Winter | B20 | 935 | 3200 | 0 | 52.98 | 56.28 | 7 | 0
2015 | MISO_WUMS_2_MISO_MI | MISO_WUMS | MISO_MI | Internal | Shoulder | B11 | 25 | 1422 | 1422 | 63.19 | 74.41 | 0.01 | 11.21
2015 | MISO_WUMS_2_MISO_MI | MISO_WUMS | MISO_MI | Internal | Shoulder | B12 | 200 | 1422 | 1422 | 62.54 | 64.15 | 0.01 | 1.6
2015 | MISO_WUMS_2_MISO_MI | MISO_WUMS | MISO_MI | Internal | Shoulder | B13 | 600 | 1422 | 1422 | 58.17 | 58.19 | 0.01 | 0.01
2015 | MISO_WUMS_2_MISO_MI | MISO_WUMS | MISO_MI | Internal | Shoulder | B14 | 900 | 1422 | 1422 | 55.76 | 55.78 | 0.01 | 0.01
2015 | MISO_WUMS_2_MISO_MI | MISO_WUMS | MISO_MI | Internal | Shoulder | B15 | 1203 | 1422 | 649.19 | 54.02 | 54.03 | 0.01 | 0
2015 | MISO_WUMS_2_MISO_MI | MISO_WUMS | MISO_MI | Internal | Summer | B1 | 10 | 1422 | 1258.67 | 91.76 | 91.77 | 0.01 | 0
2015 | MISO_WUMS_2_MISO_MI | MISO_WUMS | MISO_MI | Internal | Summer | B2 | 25 | 1422 | 1347.08 | 88.26 | 88.27 | 0.01 | 0
2015 | MISO_WUMS_2_MISO_MI | MISO_WUMS | MISO_MI | Internal | Summer | B3 | 75 | 1422 | 576.14 | 87.5 | 87.51 | 0.01 | 0
2015 | MISO_WUMS_2_MISO_MI | MISO_WUMS | MISO_MI | Internal | Summer | B4 | 100 | 1422 | 1422 | 82.87 | 86.66 | 0.01 | 3.77
2015 | MISO_WUMS_2_MISO_MI | MISO_WUMS | MISO_MI | Internal | Summer | B5 | 200 | 1422 | 1422 | 62.54 | 74.07 | 0.01 | 11.52
2015 | MISO_WUMS_2_MISO_MI | MISO_WUMS | MISO_MI | Internal | Summer | B6 | 300 | 1422 | 1422 | 62.04 | 65.59 | 0.01 | 3.54
2015 | MISO_WUMS_2_MISO_MI | MISO_WUMS | MISO_MI | Internal | Summer | B7 | 400 | 1422 | 1422 | 56.44 | 56.47 | 0.01 | 0.01
2015 | MISO_WUMS_2_MISO_MI | MISO_WUMS | MISO_MI | Internal | Summer | B8 | 500 | 1422 | 1422 | 53.69 | 53.72 | 0.01 | 0.02
2015 | MISO_WUMS_2_MISO_MI | MISO_WUMS | MISO_MI | Internal | Summer | B9 | 800 | 1422 | 1422 | 52.91 | 52.95 | 0.01 | 0.04
2015 | MISO_WUMS_2_MISO_MI | MISO_WUMS | MISO_MI | Internal | Summer | B10 | 1262 | 1422 | 1422 | 51.81 | 51.86 | 0.01 | 0.04
2015 | MISO_WUMS_2_MISO_MI | MISO_WUMS | MISO_MI | Internal | Winter | B16 | 25 | 1422 | 1422 | 75.66 | 75.69 | 0.01 | 0.01
2015 | MISO_WUMS_2_MISO_MI | MISO_WUMS | MISO_MI | Internal | Winter | B17 | 100 | 1422 | 1422 | 65.19 | 68.84 | 0.01 | 3.64
2015 | MISO_WUMS_2_MISO_MI | MISO_WUMS | MISO_MI | Internal | Winter | B18 | 400 | 1422 | 702.13 | 59.82 | 59.84 | 0.01 | 0
2015 | MISO_WUMS_2_MISO_MI | MISO_WUMS | MISO_MI | Internal | Winter | B19 | 700 | 1422 | 210.81 | 57.99 | 58 | 0.01 | 0
2015 | MISO_WUMS_2_MISO_MI | MISO_WUMS | MISO_MI | Internal | Winter | B20 | 935 | 1422 | 809.02 | 52.99 | 53.01 | 0.01 | 0
2015 | MISO_WUMS_2_MISO_W | MISO_WUMS | MISO_W | Internal | Shoulder | B11 | 25 | 1240 | 1240 | 63.19 | 76.32 | 0.01 | 13.11
2015 | MISO_WUMS_2_MISO_W | MISO_WUMS | MISO_W | Internal | Shoulder | B12 | 200 | 1240 | 1240 | 62.54 | 64.14 | 0.01 | 1.59
2015 | MISO_WUMS_2_MISO_W | MISO_WUMS | MISO_W | Internal | Shoulder | B13 | 600 | 1240 | 561.27 | 58.17 | 58.18 | 0.01 | 0
2015 | MISO_WUMS_2_MISO_W | MISO_WUMS | MISO_W | Internal | Shoulder | B14 | 900 | 1240 | 581.25 | 55.76 | 55.77 | 0.01 | 0
2015 | MISO_WUMS_2_MISO_W | MISO_WUMS | MISO_W | Internal | Shoulder | B15 | 1203 | 1240 | 1240 | 54.02 | 54.07 | 0.01 | 0.04
2015 | MISO_WUMS_2_MISO_W | MISO_WUMS | MISO_W | Internal | Summer | B1 | 10 | 1240 | 0 | 91.76 | 91.76 | 0.01 | 0
2015 | MISO_WUMS_2_MISO_W | MISO_WUMS | MISO_W | Internal | Summer | B2 | 25 | 1240 | 1240 | 88.26 | 88.73 | 0.01 | 0.46
2015 | MISO_WUMS_2_MISO_W | MISO_WUMS | MISO_W | Internal | Summer | B3 | 75 | 1240 | 1240 | 87.5 | 88.73 | 0.01 | 1.21
2015 | MISO_WUMS_2_MISO_W | MISO_WUMS | MISO_W | Internal | Summer | B4 | 100 | 1240 | 1240 | 82.87 | 86.86 | 0.01 | 3.98
2015 | MISO_WUMS_2_MISO_W | MISO_WUMS | MISO_W | Internal | Summer | B5 | 200 | 1240 | 1240 | 62.54 | 76.61 | 0.01 | 14.05
2015 | MISO_WUMS_2_MISO_W | MISO_WUMS | MISO_W | Internal | Summer | B6 | 300 | 1240 | 1240 | 62.04 | 65.58 | 0.01 | 3.52
2015 | MISO_WUMS_2_MISO_W | MISO_WUMS | MISO_W | Internal | Summer | B7 | 400 | 1240 | 655.7 | 56.44 | 56.46 | 0.01 | 0
2015 | MISO_WUMS_2_MISO_W | MISO_WUMS | MISO_W | Internal | Summer | B8 | 500 | 1240 | 510.59 | 53.69 | 53.71 | 0.01 | 0
2015 | MISO_WUMS_2_MISO_W | MISO_WUMS | MISO_W | Internal | Summer | B9 | 800 | 1240 | 1227.26 | 52.91 | 52.92 | 0.01 | 0
2015 | MISO_WUMS_2_MISO_W | MISO_WUMS | MISO_W | Internal | Summer | B10 | 1262 | 1240 | 77.96 | 51.81 | 51.82 | 0.01 | 0
2015 | MISO_WUMS_2_MISO_W | MISO_WUMS | MISO_W | Internal | Winter | B16 | 25 | 1240 | 304.61 | 75.66 | 75.68 | 0.01 | 0
2015 | MISO_WUMS_2_MISO_W | MISO_WUMS | MISO_W | Internal | Winter | B17 | 100 | 1240 | 457.89 | 65.19 | 65.2 | 0.01 | 0
2015 | MISO_WUMS_2_MISO_W | MISO_WUMS | MISO_W | Internal | Winter | B18 | 400 | 1240 | 0 | 59.82 | 59.82 | 0.01 | 0
2015 | MISO_WUMS_2_MISO_W | MISO_WUMS | MISO_W | Internal | Winter | B19 | 700 | 1240 | 388.43 | 57.99 | 58 | 0.01 | 0
2015 | MISO_WUMS_2_MISO_W | MISO_WUMS | MISO_W | Internal | Winter | B20 | 935 | 1240 | 0 | 52.99 | 52.98 | 0.01 | 0
2015 | MISO_WUMS_2_PJM_ROR | MISO_WUMS | PJM_ROR | Internal | Shoulder | B11 | 25 | 1600 | 1600 | 63.19 | 74.32 | 2 | 9.13
2015 | MISO_WUMS_2_PJM_ROR | MISO_WUMS | PJM_ROR | Internal | Shoulder | B12 | 200 | 1600 | 1600 | 62.54 | 64.62 | 2 | 0.07
2015 | MISO_WUMS_2_PJM_ROR | MISO_WUMS | PJM_ROR | Internal | Shoulder | B13 | 600 | 1600 | 1388.5 | 58.17 | 60.17 | 2 | 0
2015 | MISO_WUMS_2_PJM_ROR | MISO_WUMS | PJM_ROR | Internal | Shoulder | B14 | 900 | 1600 | 1600 | 55.76 | 57.78 | 2 | 0.02
2015 | MISO_WUMS_2_PJM_ROR | MISO_WUMS | PJM_ROR | Internal | Shoulder | B15 | 1203 | 1600 | 0 | 54.02 | 54.84 | 2 | 0
2015 | MISO_WUMS_2_PJM_ROR | MISO_WUMS | PJM_ROR | Internal | Summer | B1 | 10 | 1600 | 1600 | 91.76 | 93.77 | 2 | 0.01
2015 | MISO_WUMS_2_PJM_ROR | MISO_WUMS | PJM_ROR | Internal | Summer | B2 | 25 | 1600 | 310.44 | 88.26 | 90.26 | 2 | 0
2015 | MISO_WUMS_2_PJM_ROR | MISO_WUMS | PJM_ROR | Internal | Summer | B3 | 75 | 1600 | 1600 | 87.5 | 89.51 | 2 | 0.01
2015 | MISO_WUMS_2_PJM_ROR | MISO_WUMS | PJM_ROR | Internal | Summer | B4 | 100 | 1600 | 1433.74 | 82.87 | 84.87 | 2 | 0
2015 | MISO_WUMS_2_PJM_ROR | MISO_WUMS | PJM_ROR | Internal | Summer | B5 | 200 | 1600 | 1600 | 62.54 | 76.07 | 2 | 11.53
2015 | MISO_WUMS_2_PJM_ROR | MISO_WUMS | PJM_ROR | Internal | Summer | B6 | 300 | 1600 | 1600 | 62.04 | 65.85 | 2 | 1.81
2015 | MISO_WUMS_2_PJM_ROR | MISO_WUMS | PJM_ROR | Internal | Summer | B7 | 400 | 1600 | 1600 | 56.44 | 58.47 | 2 | 0.02
2015 | MISO_WUMS_2_PJM_ROR | MISO_WUMS | PJM_ROR | Internal | Summer | B8 | 500 | 1600 | 981.4 | 53.69 | 55.69 | 2 | 0
2015 | MISO_WUMS_2_PJM_ROR | MISO_WUMS | PJM_ROR | Internal | Summer | B9 | 800 | 1600 | 0 | 52.91 | 53.66 | 2 | 0
2015 | MISO_WUMS_2_PJM_ROR | MISO_WUMS | PJM_ROR | Internal | Summer | B10 | 1262 | 1600 | 0 | 51.81 | 52.04 | 2 | 0
2015 | MISO_WUMS_2_PJM_ROR | MISO_WUMS | PJM_ROR | Internal | Winter | B16 | 25 | 1600 | 1600 | 75.66 | 77.69 | 2 | 0.02
2015 | MISO_WUMS_2_PJM_ROR | MISO_WUMS | PJM_ROR | Internal | Winter | B17 | 100 | 1600 | 1600 | 65.19 | 70.84 | 2 | 3.65
2015 | MISO_WUMS_2_PJM_ROR | MISO_WUMS | PJM_ROR | Internal | Winter | B18 | 400 | 1600 | 1600 | 59.82 | 61.84 | 2 | 0.01
2015 | MISO_WUMS_2_PJM_ROR | MISO_WUMS | PJM_ROR | Internal | Winter | B19 | 700 | 1600 | 1600 | 57.99 | 60 | 2 | 0.01
2015 | MISO_WUMS_2_PJM_ROR | MISO_WUMS | PJM_ROR | Internal | Winter | B20 | 935 | 1600 | 0 | 52.99 | 54.98 | 2 | 0
2015 | NE_2_MISO_W | NE | MISO_W | Internal | Shoulder | B11 | 25 | 1600 | 0 | 76.32 | 76.32 | 5 | 0
2015 | NE_2_MISO_W | NE | MISO_W | Internal | Shoulder | B12 | 200 | 1600 | 0 | 60.02 | 64.14 | 5 | 0
2015 | NE_2_MISO_W | NE | MISO_W | Internal | Shoulder | B13 | 600 | 1600 | 0 | 58.29 | 58.18 | 5 | 0
2015 | NE_2_MISO_W | NE | MISO_W | Internal | Shoulder | B14 | 900 | 1600 | 0 | 57.37 | 55.77 | 5 | 0
2015 | NE_2_MISO_W | NE | MISO_W | Internal | Shoulder | B15 | 1203 | 1600 | 0 | 57.37 | 54.07 | 5 | 0
2015 | NE_2_MISO_W | NE | MISO_W | Internal | Summer | B1 | 10 | 1600 | 0 | 91.76 | 91.76 | 5 | 0
2015 | NE_2_MISO_W | NE | MISO_W | Internal | Summer | B2 | 25 | 1600 | 0 | 91.38 | 88.73 | 5 | 0
2015 | NE_2_MISO_W | NE | MISO_W | Internal | Summer | B3 | 75 | 1600 | 0 | 91.38 | 88.73 | 5 | 0
2015 | NE_2_MISO_W | NE | MISO_W | Internal | Summer | B4 | 100 | 1600 | 0 | 86.86 | 86.86 | 5 | 0
2015 | NE_2_MISO_W | NE | MISO_W | Internal | Summer | B5 | 200 | 1600 | 0 | 80.93 | 76.61 | 5 | 0
2015 | NE_2_MISO_W | NE | MISO_W | Internal | Summer | B6 | 300 | 1600 | 0 | 67.27 | 65.58 | 5 | 0
2015 | NE_2_MISO_W | NE | MISO_W | Internal | Summer | B7 | 400 | 1600 | 0 | 59.46 | 56.46 | 5 | 0
2015 | NE_2_MISO_W | NE | MISO_W | Internal | Summer | B8 | 500 | 1600 | 0 | 58.66 | 53.71 | 5 | 0
2015 | NE_2_MISO_W | NE | MISO_W | Internal | Summer | B9 | 800 | 1600 | 0 | 56.1 | 52.92 | 5 | 0
2015 | NE_2_MISO_W | NE | MISO_W | Internal | Summer | B10 | 1262 | 1600 | 0 | 54.12 | 51.82 | 5 | 0
2015 | NE_2_MISO_W | NE | MISO_W | Internal | Winter | B16 | 25 | 1600 | 322.69 | 70.68 | 75.68 | 5 | 0
2015 | NE_2_MISO_W | NE | MISO_W | Internal | Winter | B17 | 100 | 1600 | 107.99 | 60.2 | 65.2 | 5 | 0
2015 | NE_2_MISO_W | NE | MISO_W | Internal | Winter | B18 | 400 | 1600 | 0 | 59.85 | 59.82 | 5 | 0
2015 | NE_2_MISO_W | NE | MISO_W | Internal | Winter | B19 | 700 | 1600 | 0 | 59.71 | 58 | 5 | 0
2015 | NE_2_MISO_W | NE | MISO_W | Internal | Winter | B20 | 935 | 1600 | 0 | 55.13 | 52.98 | 5 | 0
2015 | NE_2_SPP_N | NE | SPP_N | Internal | Shoulder | B11 | 25 | 1802 | 1802 | 76.32 | 83.06 | 0.01 | 6.74
2015 | NE_2_SPP_N | NE | SPP_N | Internal | Shoulder | B12 | 200 | 1802 | 673.02 | 60.02 | 60.03 | 0.01 | 0
2015 | NE_2_SPP_N | NE | SPP_N | Internal | Shoulder | B13 | 600 | 1802 | 810.29 | 58.29 | 58.31 | 0.01 | 0
2015 | NE_2_SPP_N | NE | SPP_N | Internal | Shoulder | B14 | 900 | 1802 | 975.61 | 57.37 | 57.38 | 0.01 | 0
2015 | NE_2_SPP_N | NE | SPP_N | Internal | Shoulder | B15 | 1203 | 1802 | 1442.91 | 57.37 | 57.38 | 0.01 | 0
2015 | NE_2_SPP_N | NE | SPP_N | Internal | Summer | B1 | 10 | 1802 | 1802 | 91.76 | 92.6 | 0.01 | 0.82
2015 | NE_2_SPP_N | NE | SPP_N | Internal | Summer | B2 | 25 | 1802 | 1802 | 91.38 | 92.6 | 0.01 | 1.2
2015 | NE_2_SPP_N | NE | SPP_N | Internal | Summer | B3 | 75 | 1802 | 1760.71 | 91.38 | 91.39 | 0.01 | 0
2015 | NE_2_SPP_N | NE | SPP_N | Internal | Summer | B4 | 100 | 1802 | 1127.39 | 86.86 | 86.87 | 0.01 | 0
2015 | NE_2_SPP_N | NE | SPP_N | Internal | Summer | B5 | 200 | 1802 | 1802 | 80.93 | 81.21 | 0.01 | 0.26
2015 | NE_2_SPP_N | NE | SPP_N | Internal | Summer | B6 | 300 | 1802 | 1802 | 67.27 | 72.58 | 0.01 | 5.3
2015 | NE_2_SPP_N | NE | SPP_N | Internal | Summer | B7 | 400 | 1802 | 1802 | 59.46 | 63.46 | 0.01 | 3.99
2015 | NE_2_SPP_N | NE | SPP_N | Internal | Summer | B8 | 500 | 1802 | 1484.01 | 58.66 | 58.68 | 0.01 | 0
2015 | NE_2_SPP_N | NE | SPP_N | Internal | Summer | B9 | 800 | 1802 | 1523.08 | 56.1 | 56.11 | 0.01 | 0
2015 | NE_2_SPP_N | NE | SPP_N | Internal | Summer | B10 | 1262 | 1802 | 1802 | 54.12 | 54.59 | 0.01 | 0.46
2015 | NE_2_SPP_N | NE | SPP_N | Internal | Winter | B16 | 25 | 1802 | 993.61 | 70.68 | 70.69 | 0.01 | 0
2015 | NE_2_SPP_N | NE | SPP_N | Internal | Winter | B17 | 100 | 1802 | 1218.21 | 60.2 | 60.21 | 0.01 | 0
2015 | NE_2_SPP_N | NE | SPP_N | Internal | Winter | B18 | 400 | 1802 | 1415.49 | 59.85 | 59.86 | 0.01 | 0
2015 | NE_2_SPP_N | NE | SPP_N | Internal | Winter | B19 | 700 | 1802 | 1439.3 | 59.71 | 59.72 | 0.01 | 0
2015 | NE_2_SPP_N | NE | SPP_N | Internal | Winter | B20 | 935 | 1802 | 1802 | 55.13 | 56.28 | 0.01 | 1.14
2015 | NEISO_2_NYISO_A-F | NEISO | NYISO_A-F | Internal | Shoulder | B11 | 25 | 600 | 600 | 55.82 | 60.53 | 3 | 1.71
2015 | NEISO_2_NYISO_A-F | NEISO | NYISO_A-F | Internal | Shoulder | B12 | 200 | 600 | 0 | 55.82 | 58.8 | 3 | 0
2015 | NEISO_2_NYISO_A-F | NEISO | NYISO_A-F | Internal | Shoulder | B13 | 600 | 600 | 0 | 55.82 | 57.82 | 3 | 0
2015 | NEISO_2_NYISO_A-F | NEISO | NYISO_A-F | Internal | Shoulder | B14 | 900 | 600 | 0 | 55.82 | 56.88 | 3 | 0
2015 | NEISO_2_NYISO_A-F | NEISO | NYISO_A-F | Internal | Shoulder | B15 | 1203 | 600 | 0 | 55.82 | 56.88 | 3 | 0
2015 | NEISO_2_NYISO_A-F | NEISO | NYISO_A-F | Internal | Summer | B1 | 10 | 600 | 0 | 86.12 | 85.79 | 3 | 0
2015 | NEISO_2_NYISO_A-F | NEISO | NYISO_A-F | Internal | Summer | B2 | 25 | 600 | 0 | 79.3 | 82.27 | 3 | 0
2015 | NEISO_2_NYISO_A-F | NEISO | NYISO_A-F | Internal | Summer | B3 | 75 | 600 | 0.55 | 73.21 | 76.21 | 3 | 0
2015 | NEISO_2_NYISO_A-F | NEISO | NYISO_A-F | Internal | Summer | B4 | 100 | 600 | 600 | 59.01 | 68.88 | 3 | 6.86
2015 | NEISO_2_NYISO_A-F | NEISO | NYISO_A-F | Internal | Summer | B5 | 200 | 600 | 600 | 53.13 | 64.48 | 3 | 8.35
2015 | NEISO_2_NYISO_A-F | NEISO | NYISO_A-F | Internal | Summer | B6 | 300 | 600 | 600 | 53.13 | 57.84 | 3 | 1.71
2015 | NEISO_2_NYISO_A-F | NEISO | NYISO_A-F | Internal | Summer | B7 | 400 | 600 | 0 | 53.13 | 56.12 | 3 | 0
2015 | NEISO_2_NYISO_A-F | NEISO | NYISO_A-F | Internal | Summer | B8 | 500 | 600 | 0 | 53.13 | 56.1 | 3 | 0
2015 | NEISO_2_NYISO_A-F | NEISO | NYISO_A-F | Internal | Summer | B9 | 800 | 600 | 0 | 53.13 | 55.24 | 3 | 0
2015 | NEISO_2_NYISO_A-F | NEISO | NYISO_A-F | Internal | Summer | B10 | 1262 | 600 | 0 | 53.13 | 55.24 | 3 | 0
2015 | NEISO_2_NYISO_A-F | NEISO | NYISO_A-F | Internal | Winter | B16 | 25 | 600 | 600 | 64.22 | 67.64 | 3 | 0.43
2015 | NEISO_2_NYISO_A-F | NEISO | NYISO_A-F | Internal | Winter | B17 | 100 | 600 | 0 | 64.22 | 62.85 | 3 | 0
2015 | NEISO_2_NYISO_A-F | NEISO | NYISO_A-F | Internal | Winter | B18 | 400 | 600 | 0 | 64.22 | 61.59 | 3 | 0
2015 | NEISO_2_NYISO_A-F | NEISO | NYISO_A-F | Internal | Winter | B19 | 700 | 600 | 0 | 64.22 | 61.59 | 3 | 0
2015 | NEISO_2_NYISO_A-F | NEISO | NYISO_A-F | Internal | Winter | B20 | 935 | 600 | 0 | 64.22 | 61.59 | 3 | 0
2015 | NEISO_2_NYISO_G-I | NEISO | NYISO_G-I | Internal | Shoulder | B11 | 25 | 600 | 600 | 55.82 | 60.55 | 3 | 1.72
2015 | NEISO_2_NYISO_G-I | NEISO | NYISO_G-I | Internal | Shoulder | B12 | 200 | 600 | 0 | 55.82 | 58.81 | 3 | 0
2015 | NEISO_2_NYISO_G-I | NEISO | NYISO_G-I | Internal | Shoulder | B13 | 600 | 600 | 0 | 55.82 | 57.83 | 3 | 0
2015 | NEISO_2_NYISO_G-I | NEISO | NYISO_G-I | Internal | Shoulder | B14 | 900 | 600 | 0 | 55.82 | 56.89 | 3 | 0
2015 | NEISO_2_NYISO_G-I | NEISO | NYISO_G-I | Internal | Shoulder | B15 | 1203 | 600 | 0 | 55.82 | 56.89 | 3 | 0
2015 | NEISO_2_NYISO_G-I | NEISO | NYISO_G-I | Internal | Summer | B1 | 10 | 600 | 0 | 86.12 | 85.8 | 3 | 0
2015 | NEISO_2_NYISO_G-I | NEISO | NYISO_G-I | Internal | Summer | B2 | 25 | 600 | 0 | 79.3 | 82.28 | 3 | 0
2015 | NEISO_2_NYISO_G-I | NEISO | NYISO_G-I | Internal | Summer | B3 | 75 | 600 | 600 | 73.21 | 76.75 | 3 | 0.54
2015 | NEISO_2_NYISO_G-I | NEISO | NYISO_G-I | Internal | Summer | B4 | 100 | 600 | 600 | 59.01 | 76.75 | 3 | 14.74
2015 | NEISO_2_NYISO_G-I | NEISO | NYISO_G-I | Internal | Summer | B5 | 200 | 600 | 600 | 53.13 | 68.07 | 3 | 11.95
2015 | NEISO_2_NYISO_G-I | NEISO | NYISO_G-I | Internal | Summer | B6 | 300 | 600 | 600 | 53.13 | 57.85 | 3 | 1.72
2015 | NEISO_2_NYISO_G-I | NEISO | NYISO_G-I | Internal | Summer | B7 | 400 | 600 | 518.91 | 53.13 | 56.13 | 3 | 0
2015 | NEISO_2_NYISO_G-I | NEISO | NYISO_G-I | Internal | Summer | B8 | 500 | 600 | 0 | 53.13 | 56.12 | 3 | 0
2015 | NEISO_2_NYISO_G-I | NEISO | NYISO_G-I | Internal | Summer | B9 | 800 | 600 | 0 | 53.13 | 55.25 | 3 | 0
2015 | NEISO_2_NYISO_G-I | NEISO | NYISO_G-I | Internal | Summer | B10 | 1262 | 600 | 0 | 53.13 | 55.25 | 3 | 0
2015 | NEISO_2_NYISO_G-I | NEISO | NYISO_G-I | Internal | Winter | B16 | 25 | 600 | 600 | 64.22 | 69.69 | 3 | 2.47
2015 | NEISO_2_NYISO_G-I | NEISO | NYISO_G-I | Internal | Winter | B17 | 100 | 600 | 0 | 64.22 | 64.83 | 3 | 0
2015 | NEISO_2_NYISO_G-I | NEISO | NYISO_G-I | Internal | Winter | B18 | 400 | 600 | 0 | 64.22 | 64.83 | 3 | 0
2015 | NEISO_2_NYISO_G-I | NEISO | NYISO_G-I | Internal | Winter | B19 | 700 | 600 | 0 | 64.22 | 64.83 | 3 | 0
2015 | NEISO_2_NYISO_G-I | NEISO | NYISO_G-I | Internal | Winter | B20 | 935 | 600 | 0 | 64.22 | 61.6 | 3 | 0
2015 | NEISO_2_NYISO_J-K | NEISO | NYISO_J-K | Internal | Shoulder | B11 | 25 | 777 | 777 | 55.82 | 60.56 | 3 | 1.73
2015 | NEISO_2_NYISO_J-K | NEISO | NYISO_J-K | Internal | Shoulder | B12 | 200 | 777 | 346.8 | 55.82 | 58.82 | 3 | 0
2015 | NEISO_2_NYISO_J-K | NEISO | NYISO_J-K | Internal | Shoulder | B13 | 600 | 777 | 0 | 55.82 | 57.84 | 3 | 0
2015 | NEISO_2_NYISO_J-K | NEISO | NYISO_J-K | Internal | Shoulder | B14 | 900 | 777 | 0 | 55.82 | 56.91 | 3 | 0
2015 | NEISO_2_NYISO_J-K | NEISO | NYISO_J-K | Internal | Shoulder | B15 | 1203 | 777 | 0 | 55.82 | 56.91 | 3 | 0
2015 | NEISO_2_NYISO_J-K | NEISO | NYISO_J-K | Internal | Summer | B1 | 10 | 777 | 0 | 86.12 | 85.81 | 3 | 0
2015 | NEISO_2_NYISO_J-K | NEISO | NYISO_J-K | Internal | Summer | B2 | 25 | 777 | 150.39 | 79.3 | 82.3 | 3 | 0
2015 | NEISO_2_NYISO_J-K | NEISO | NYISO_J-K | Internal | Summer | B3 | 75 | 777 | 777 | 73.21 | 76.77 | 3 | 0.55
2015 | NEISO_2_NYISO_J-K | NEISO | NYISO_J-K | Internal | Summer | B4 | 100 | 777 | 777 | 59.01 | 76.77 | 3 | 14.76
2015 | NEISO_2_NYISO_J-K | NEISO | NYISO_J-K | Internal | Summer | B5 | 200 | 777 | 777 | 53.13 | 68.09 | 3 | 11.96
2015 | NEISO_2_NYISO_J-K | NEISO | NYISO_J-K | Internal | Summer | B6 | 300 | 777 | 777 | 53.13 | 57.86 | 3 | 1.74
2015 | NEISO_2_NYISO_J-K | NEISO | NYISO_J-K | Internal | Summer | B7 | 400 | 777 | 777 | 53.13 | 56.14 | 3 | 0.01
2015 | NEISO_2_NYISO_J-K | NEISO | NYISO_J-K | Internal | Summer | B8 | 500 | 777 | 131.71 | 53.13 | 56.13 | 3 | 0
2015 | NEISO_2_NYISO_J-K | NEISO | NYISO_J-K | Internal | Summer | B9 | 800 | 777 | 0 | 53.13 | 55.26 | 3 | 0
2015 | NEISO_2_NYISO_J-K | NEISO | NYISO_J-K | Internal | Summer | B10 | 1262 | 777 | 0 | 53.13 | 55.26 | 3 | 0
2015 | NEISO_2_NYISO_J-K | NEISO | NYISO_J-K | Internal | Winter | B16 | 25 | 777 | 777 | 64.22 | 69.7 | 3 | 2.48
2015 | NEISO_2_NYISO_J-K | NEISO | NYISO_J-K | Internal | Winter | B17 | 100 | 777 | 0 | 64.22 | 67.07 | 3 | 0
2015 | NEISO_2_NYISO_J-K | NEISO | NYISO_J-K | Internal | Winter | B18 | 400 | 777 | 0 | 64.22 | 67.07 | 3 | 0
2015 | NEISO_2_NYISO_J-K | NEISO | NYISO_J-K | Internal | Winter | B19 | 700 | 777 | 0 | 64.22 | 67.07 | 3 | 0
2015 | NEISO_2_NYISO_J-K | NEISO | NYISO_J-K | Internal | Winter | B20 | 935 | 777 | 0 | 64.22 | 61.61 | 3 | 0
2015 | NonRTO_Midwest_2_MISO_IN | NonRTO_Midwest | MISO_IN | Internal | Shoulder | B11 | 25 | 4450 | 0 | 84.34 | 76.34 | 8 | 0
2015 | NonRTO_Midwest_2_MISO_IN | NonRTO_Midwest | MISO_IN | Internal | Shoulder | B12 | 200 | 4450 | 0 | 72.16 | 64.16 | 8 | 0
2015 | NonRTO_Midwest_2_MISO_IN | NonRTO_Midwest | MISO_IN | Internal | Shoulder | B13 | 600 | 4450 | 0 | 57.19 | 58.2 | 8 | 0
2015 | NonRTO_Midwest_2_MISO_IN | NonRTO_Midwest | MISO_IN | Internal | Shoulder | B14 | 900 | 4450 | 0 | 56.65 | 55.79 | 8 | 0
2015 | NonRTO_Midwest_2_MISO_IN | NonRTO_Midwest | MISO_IN | Internal | Shoulder | B15 | 1203 | 4450 | 0 | 54.58 | 54.04 | 8 | 0
2015 | NonRTO_Midwest_2_MISO_IN | NonRTO_Midwest | MISO_IN | Internal | Summer | B1 | 10 | 4450 | 0 | 96.27 | 91.79 | 8 | 0
2015 | NonRTO_Midwest_2_MISO_IN | NonRTO_Midwest | MISO_IN | Internal | Summer | B2 | 25 | 4450 | 0 | 96.27 | 88.75 | 8 | 0
2015 | NonRTO_Midwest_2_MISO_IN | NonRTO_Midwest | MISO_IN | Internal | Summer | B3 | 75 | 4450 | 0 | 96.27 | 88.75 | 8 | 0
2015 | NonRTO_Midwest_2_MISO_IN | NonRTO_Midwest | MISO_IN | Internal | Summer | B4 | 100 | 4450 | 0 | 94.88 | 86.88 | 8 | 0
2015 | NonRTO_Midwest_2_MISO_IN | NonRTO_Midwest | MISO_IN | Internal | Summer | B5 | 200 | 4450 | 0 | 84.63 | 76.63 | 8 | 0
2015 | NonRTO_Midwest_2_MISO_IN | NonRTO_Midwest | MISO_IN | Internal | Summer | B6 | 300 | 4450 | 0 | 61.85 | 65.6 | 8 | 0
2015 | NonRTO_Midwest_2_MISO_IN | NonRTO_Midwest | MISO_IN | Internal | Summer | B7 | 400 | 4450 | 0 | 56.65 | 56.48 | 8 | 0
2015 | NonRTO_Midwest_2_MISO_IN | NonRTO_Midwest | MISO_IN | Internal | Summer | B8 | 500 | 4450 | 0 | 56.44 | 53.73 | 8 | 0
2015 | NonRTO_Midwest_2_MISO_IN | NonRTO_Midwest | MISO_IN | Internal | Summer | B9 | 800 | 4450 | 0 | 54.58 | 52.94 | 8 | 0
2015 | NonRTO_Midwest_2_MISO_IN | NonRTO_Midwest | MISO_IN | Internal | Summer | B10 | 1262 | 4450 | 0 | 53.93 | 51.85 | 8 | 0
2015 | NonRTO_Midwest_2_MISO_IN | NonRTO_Midwest | MISO_IN | Internal | Winter | B16 | 25 | 4450 | 0 | 83.7 | 75.7 | 8 | 0
2015 | NonRTO_Midwest_2_MISO_IN | NonRTO_Midwest | MISO_IN | Internal | Winter | B17 | 100 | 4450 | 0 | 76.85 | 68.85 | 8 | 0
2015 | NonRTO_Midwest_2_MISO_IN | NonRTO_Midwest | MISO_IN | Internal | Winter | B18 | 400 | 4450 | 0 | 67.85 | 59.85 | 8 | 0
2015 | NonRTO_Midwest_2_MISO_IN | NonRTO_Midwest | MISO_IN | Internal | Winter | B19 | 700 | 4450 | 0 | 56.65 | 58 | 8 | 0
2015 | NonRTO_Midwest_2_MISO_IN | NonRTO_Midwest | MISO_IN | Internal | Winter | B20 | 935 | 4450 | 0 | 55.16 | 52.99 | 8 | 0
2015 | NonRTO_Midwest_2_TVA_Transmission | NonRTO_Midwest | TVA_Transmission | Internal | Shoulder | B11 | 25 | 2400 | 0 | 84.34 | 80.32 | 8 | 0
2015 | NonRTO_Midwest_2_TVA_Transmission | NonRTO_Midwest | TVA_Transmission | Internal | Shoulder | B12 | 200 | 2400 | 0 | 72.16 | 65.59 | 8 | 0
2015 | NonRTO_Midwest_2_TVA_Transmission | NonRTO_Midwest | TVA_Transmission | Internal | Shoulder | B13 | 600 | 2400 | 0 | 57.19 | 62.72 | 8 | 0
2015 | NonRTO_Midwest_2_TVA_Transmission | NonRTO_Midwest | TVA_Transmission | Internal | Shoulder | B14 | 900 | 2400 | 0 | 56.65 | 62.31 | 8 | 0
2015 | NonRTO_Midwest_2_TVA_Transmission | NonRTO_Midwest | TVA_Transmission | Internal | Shoulder | B15 | 1203 | 2400 | 0 | 54.58 | 60.84 | 8 | 0
2015 | NonRTO_Midwest_2_TVA_Transmission | NonRTO_Midwest | TVA_Transmission | Internal | Summer | B1 | 10 | 2400 | 0 | 96.27 | 99.77 | 8 | 0
2015 | NonRTO_Midwest_2_TVA_Transmission | NonRTO_Midwest | TVA_Transmission | Internal | Summer | B2 | 25 | 2400 | 0 | 96.27 | 96.74 | 8 | 0
2015 | NonRTO_Midwest_2_TVA_Transmission | NonRTO_Midwest | TVA_Transmission | Internal | Summer | B3 | 75 | 2400 | 0 | 96.27 | 95.51 | 8 | 0
2015 | NonRTO_Midwest_2_TVA_Transmission | NonRTO_Midwest | TVA_Transmission | Internal | Summer | B4 | 100 | 2400 | 0 | 94.88 | 90.87 | 8 | 0
2015 | NonRTO_Midwest_2_TVA_Transmission | NonRTO_Midwest | TVA_Transmission | Internal | Summer | B5 | 200 | 2400 | 0 | 84.63 | 82.07 | 8 | 0
2015 | NonRTO_Midwest_2_TVA_Transmission | NonRTO_Midwest | TVA_Transmission | Internal | Summer | B6 | 300 | 2400 | 70.71 | 61.85 | 69.85 | 8 | 0
2015 | NonRTO_Midwest_2_TVA_Transmission | NonRTO_Midwest | TVA_Transmission | Internal | Summer | B7 | 400 | 2400 | 0 | 56.65 | 63.08 | 8 | 0
2015 | NonRTO_Midwest_2_TVA_Transmission | NonRTO_Midwest | TVA_Transmission | Internal | Summer | B8 | 500 | 2400 | 0 | 56.44 | 60.88 | 8 | 0
2015 | NonRTO_Midwest_2_TVA_Transmission | NonRTO_Midwest | TVA_Transmission | Internal | Summer | B9 | 800 | 2400 | 0 | 54.58 | 59.66 | 8 | 0
2015 | NonRTO_Midwest_2_TVA_Transmission | NonRTO_Midwest | TVA_Transmission | Internal | Summer | B10 | 1262 | 2400 | 0 | 53.93 | 57.98 | 8 | 0
2015 | NonRTO_Midwest_2_TVA_Transmission | NonRTO_Midwest | TVA_Transmission | Internal | Winter | B16 | 25 | 2400 | 0 | 83.7 | 83.69 | 8 | 0
2015 | NonRTO_Midwest_2_TVA_Transmission | NonRTO_Midwest | TVA_Transmission | Internal | Winter | B17 | 100 | 2400 | 0 | 76.85 | 69.32 | 8 | 0
2015 | NonRTO_Midwest_2_TVA_Transmission | NonRTO_Midwest | TVA_Transmission | Internal | Winter | B18 | 400 | 2400 | 0 | 67.85 | 65.42 | 8 | 0
2015 | NonRTO_Midwest_2_TVA_Transmission | NonRTO_Midwest | TVA_Transmission | Internal | Winter | B19 | 700 | 2400 | 0 | 56.65 | 64.42 | 8 | 0
2015 | NonRTO_Midwest_2_TVA_Transmission | NonRTO_Midwest | TVA_Transmission | Internal | Winter | B20 | 935 | 2400 | 0 | 55.16 | 60.98 | 8 | 0
2015 | NYISO_A-F_2_IESO | NYISO_A-F | IESO | Internal | Shoulder | B11 | 25 | 1600 | 0 | 60.53 | 43.49 | 7 | 0
2015 | NYISO_A-F_2_IESO | NYISO_A-F | IESO | Internal | Shoulder | B12 | 200 | 1600 | 0 | 58.8 | 43.49 | 7 | 0
2015 | NYISO_A-F_2_IESO | NYISO_A-F | IESO | Internal | Shoulder | B13 | 600 | 1600 | 0 | 57.82 | 43.49 | 7 | 0
2015 | NYISO_A-F_2_IESO | NYISO_A-F | IESO | Internal | Shoulder | B14 | 900 | 1600 | 0 | 56.88 | 43.49 | 7 | 0
2015 | NYISO_A-F_2_IESO | NYISO_A-F | IESO | Internal | Shoulder | B15 | 1203 | 1600 | 0 | 56.88 | 43.49 | 7 | 0
2015 | NYISO_A-F_2_IESO | NYISO_A-F | IESO | Internal | Summer | B1 | 10 | 1600 | 0 | 85.79 | 78.79 | 7 | 0
2015 | NYISO_A-F_2_IESO | NYISO_A-F | IESO | Internal | Summer | B2 | 25 | 1600 | 0 | 82.27 | 75.27 | 7 | 0
2015 | NYISO_A-F_2_IESO | NYISO_A-F | IESO | Internal | Summer | B3 | 75 | 1600 | 0 | 76.21 | 69.21 | 7 | 0
2015 | NYISO_A-F_2_IESO | NYISO_A-F | IESO | Internal | Summer | B4 | 100 | 1600 | 0 | 68.88 | 47.45 | 7 | 0
2015 | NYISO_A-F_2_IESO | NYISO_A-F | IESO | Internal | Summer | B5 | 200 | 1600 | 0 | 64.48 | 42.48 | 7 | 0
2015 | NYISO_A-F_2_IESO | NYISO_A-F | IESO | Internal | Summer | B6 | 300 | 1600 | 0 | 57.84 | 42.48 | 7 | 0
2015 | NYISO_A-F_2_IESO | NYISO_A-F | IESO | Internal | Summer | B7 | 400 | 1600 | 0 | 56.12 | 42.48 | 7 | 0
2015 | NYISO_A-F_2_IESO | NYISO_A-F | IESO | Internal | Summer | B8 | 500 | 1600 | 0 | 56.1 | 42.48 | 7 | 0
2015 | NYISO_A-F_2_IESO | NYISO_A-F | IESO | Internal | Summer | B9 | 800 | 1600 | 0 | 55.24 | 42.48 | 7 | 0
2015 | NYISO_A-F_2_IESO | NYISO_A-F | IESO | Internal | Summer | B10 | 1262 | 1600 | 0 | 55.24 | 42.48 | 7 | 0
2015 | NYISO_A-F_2_IESO | NYISO_A-F | IESO | Internal | Winter | B16 | 25 | 1600 | 0 | 67.64 | 45.52 | 7 | 0
2015 | NYISO_A-F_2_IESO | NYISO_A-F | IESO | Internal | Winter | B17 | 100 | 1600 | 0 | 62.85 | 45.52 | 7 | 0
2015 | NYISO_A-F_2_IESO | NYISO_A-F | IESO | Internal | Winter | B18 | 400 | 1600 | 0 | 61.59 | 45.52 | 7 | 0
2015 | NYISO_A-F_2_IESO | NYISO_A-F | IESO | Internal | Winter | B19 | 700 | 1600 | 0 | 61.59 | 45.52 | 7 | 0
2015 | NYISO_A-F_2_IESO | NYISO_A-F | IESO | Internal | Winter | B20 | 935 | 1600 | 0 | 61.59 | 45.52 | 7 | 0
2015 | NYISO_A-F_2_NEISO | NYISO_A-F | NEISO | Internal | Shoulder | B11 | 25 | 600 | 0 | 60.53 | 55.82 | 3 | 0
2015 | NYISO_A-F_2_NEISO | NYISO_A-F | NEISO | Internal | Shoulder | B12 | 200 | 600 | 0 | 58.8 | 55.82 | 3 | 0
2015 | NYISO_A-F_2_NEISO | NYISO_A-F | NEISO | Internal | Shoulder | B13 | 600 | 600 | 0 | 57.82 | 55.82 | 3 | 0
2015 | NYISO_A-F_2_NEISO | NYISO_A-F | NEISO | Internal | Shoulder | B14 | 900 | 600 | 0 | 56.88 | 55.82 | 3 | 0
2015 | NYISO_A-F_2_NEISO | NYISO_A-F | NEISO | Internal | Shoulder | B15 | 1203 | 600 | 0 | 56.88 | 55.82 | 3 | 0
2015 | NYISO_A-F_2_NEISO | NYISO_A-F | NEISO | Internal | Summer | B1 | 10 | 600 | 0 | 85.79 | 86.12 | 3 | 0
2015 | NYISO_A-F_2_NEISO | NYISO_A-F | NEISO | Internal | Summer | B2 | 25 | 600 | 0 | 82.27 | 79.3 | 3 | 0
2015 | NYISO_A-F_2_NEISO | NYISO_A-F | NEISO | Internal | Summer | B3 | 75 | 600 | 0 | 76.21 | 73.21 | 3 | 0
2015 | NYISO_A-F_2_NEISO | NYISO_A-F | NEISO | Internal | Summer | B4 | 100 | 600 | 0 | 68.88 | 59.01 | 3 | 0
2015 | NYISO_A-F_2_NEISO | NYISO_A-F | NEISO | Internal | Summer | B5 | 200 | 600 | 0 | 64.48 | 53.13 | 3 | 0
2015 | NYISO_A-F_2_NEISO | NYISO_A-F | NEISO | Internal | Summer | B6 | 300 | 600 | 0 | 57.84 | 53.13 | 3 | 0
2015 | NYISO_A-F_2_NEISO | NYISO_A-F | NEISO | Internal | Summer | B7 | 400 | 600 | 0 | 56.12 | 53.13 | 3 | 0
2015 | NYISO_A-F_2_NEISO | NYISO_A-F | NEISO | Internal | Summer | B8 | 500 | 600 | 0 | 56.1 | 53.13 | 3 | 0
2015 | NYISO_A-F_2_NEISO | NYISO_A-F | NEISO | Internal | Summer | B9 | 800 | 600 | 0 | 55.24 | 53.13 | 3 | 0
2015 | NYISO_A-F_2_NEISO | NYISO_A-F | NEISO | Internal | Summer | B10 | 1262 | 600 | 0 | 55.24 | 53.13 | 3 | 0
2015 | NYISO_A-F_2_NEISO | NYISO_A-F | NEISO | Internal | Winter | B16 | 25 | 600 | 0 | 67.64 | 64.22 | 3 | 0
2015 | NYISO_A-F_2_NEISO | NYISO_A-F | NEISO | Internal | Winter | B17 | 100 | 600 | 0 | 62.85 | 64.22 | 3 | 0
2015 | NYISO_A-F_2_NEISO | NYISO_A-F | NEISO | Internal | Winter | B18 | 400 | 600 | 0 | 61.59 | 64.22 | 3 | 0
2015 | NYISO_A-F_2_NEISO | NYISO_A-F | NEISO | Internal | Winter | B19 | 700 | 600 | 0 | 61.59 | 64.22 | 3 | 0
2015 | NYISO_A-F_2_NEISO | NYISO_A-F | NEISO | Internal | Winter | B20 | 935 | 600 | 0 | 61.59 | 64.22 | 3 | 0
2015 | NYISO_A-F_2_NYISO_G-I | NYISO_A-F | NYISO_G-I | Internal | Shoulder | B11 | 25 | 5843 | 5232.08 | 60.53 | 60.55 | 0.01 | 0
2015 | NYISO_A-F_2_NYISO_G-I | NYISO_A-F | NYISO_G-I | Internal | Shoulder | B12 | 200 | 5843 | 4069.75 | 58.8 | 58.81 | 0.01 | 0
2015 | NYISO_A-F_2_NYISO_G-I | NYISO_A-F | NYISO_G-I | Internal | Shoulder | B13 | 600 | 5843 | 4475.98 | 57.82 | 57.83 | 0.01 | 0
2015 | NYISO_A-F_2_NYISO_G-I | NYISO_A-F | NYISO_G-I | Internal | Shoulder | B14 | 900 | 5843 | 4513.88 | 56.88 | 56.89 | 0.01 | 0
2015 | NYISO_A-F_2_NYISO_G-I | NYISO_A-F | NYISO_G-I | Internal | Shoulder | B15 | 1203 | 5843 | 3048.22 | 56.88 | 56.89 | 0.01 | 0
2015 | NYISO_A-F_2_NYISO_G-I | NYISO_A-F | NYISO_G-I | Internal | Summer | B1 | 10 | 5843 | 5762.72 | 85.79 | 85.8 | 0.01 | 0
2015 | NYISO_A-F_2_NYISO_G-I | NYISO_A-F | NYISO_G-I | Internal | Summer | B2 | 25 | 5843 | 5468.44 | 82.27 | 82.28 | 0.01 | 0
2015 | NYISO_A-F_2_NYISO_G-I | NYISO_A-F | NYISO_G-I | Internal | Summer | B3 | 75 | 5843 | 5843 | 76.21 | 76.75 | 0.01 | 0.53
2015 | NYISO_A-F_2_NYISO_G-I | NYISO_A-F | NYISO_G-I | Internal | Summer | B4 | 100 | 5843 | 5843 | 68.88 | 76.75 | 0.01 | 7.87
2015 | NYISO_A-F_2_NYISO_G-I | NYISO_A-F | NYISO_G-I | Internal | Summer | B5 | 200 | 5843 | 5843 | 64.48 | 68.07 | 0.01 | 3.58
2015 | NYISO_A-F_2_NYISO_G-I | NYISO_A-F | NYISO_G-I | Internal | Summer | B6 | 300 | 5843 | 4476.02 | 57.84 | 57.85 | 0.01 | 0
2015 | NYISO_A-F_2_NYISO_G-I | NYISO_A-F | NYISO_G-I | Internal | Summer | B7 | 400 | 5843 | 4182.15 | 56.12 | 56.13 | 0.01 | 0
2015 | NYISO_A-F_2_NYISO_G-I | NYISO_A-F | NYISO_G-I | Internal | Summer | B8 | 500 | 5843 | 4564.62 | 56.1 | 56.12 | 0.01 | 0
2015 | NYISO_A-F_2_NYISO_G-I | NYISO_A-F | NYISO_G-I | Internal | Summer | B9 | 800 | 5843 | 4105.45 | 55.24 | 55.25 | 0.01 | 0
2015 | NYISO_A-F_2_NYISO_G-I | NYISO_A-F | NYISO_G-I | Internal | Summer | B10 | 1262 | 5843 | 2301.5 | 55.24 | 55.25 | 0.01 | 0
2015 | NYISO_A-F_2_NYISO_G-I | NYISO_A-F | NYISO_G-I | Internal | Winter | B16 | 25 | 5843 | 5843 | 67.64 | 69.69 | 0.01 | 2.03
2015 | NYISO_A-F_2_NYISO_G-I | NYISO_A-F | NYISO_G-I | Internal | Winter | B17 | 100 | 5843 | 5843 | 62.85 | 64.83 | 0.01 | 1.97
2015 | NYISO_A-F_2_NYISO_G-I | NYISO_A-F | NYISO_G-I | Internal | Winter | B18 | 400 | 5843 | 5843 | 61.59 | 64.83 | 0.01 | 3.23
2015 | NYISO_A-F_2_NYISO_G-I | NYISO_A-F | NYISO_G-I | Internal | Winter | B19 | 700 | 5843 | 5843 | 61.59 | 64.83 | 0.01 | 3.23
2015 | NYISO_A-F_2_NYISO_G-I | NYISO_A-F | NYISO_G-I | Internal | Winter | B20 | 935 | 5843 | 4858.37 | 61.59 | 61.6 | 0.01 | 0
2015 | NYISO_A-F_2_PJM_ROM | NYISO_A-F | PJM_ROM | Internal | Shoulder | B11 | 25 | 1000 | 1000 | 60.53 | 74.33 | 8 | 5.79
2015 | NYISO_A-F_2_PJM_ROM | NYISO_A-F | PJM_ROM | Internal | Shoulder | B12 | 200 | 1000 | 0 | 58.8 | 64.63 | 8 | 0
2015 | NYISO_A-F_2_PJM_ROM | NYISO_A-F | PJM_ROM | Internal | Shoulder | B13 | 600 | 1000 | 0 | 57.82 | 60.18 | 8 | 0
2015 | NYISO_A-F_2_PJM_ROM | NYISO_A-F | PJM_ROM | Internal | Shoulder | B14 | 900 | 1000 | 0 | 56.88 | 58.9 | 8 | 0
2015 | NYISO_A-F_2_PJM_ROM | NYISO_A-F | PJM_ROM | Internal | Shoulder | B15 | 1203 | 1000 | 0 | 56.88 | 54.85 | 8 | 0
2015 | NYISO_A-F_2_PJM_ROM | NYISO_A-F | PJM_ROM | Internal | Summer | B1 | 10 | 1000 | 584.5 | 85.79 | 93.79 | 8 | 0
2015 | NYISO_A-F_2_PJM_ROM | NYISO_A-F | PJM_ROM | Internal | Summer | B2 | 25 | 1000 | 689.67 | 82.27 | 90.27 | 8 | 0
2015 | NYISO_A-F_2_PJM_ROM | NYISO_A-F | PJM_ROM | Internal | Summer | B3 | 75 | 1000 | 1000 | 76.21 | 89.53 | 8 | 5.31
2015 | NYISO_A-F_2_PJM_ROM | NYISO_A-F | PJM_ROM | Internal | Summer | B4 | 100 | 1000 | 1000 | 68.88 | 84.88 | 8 | 8.01
2015 | NYISO_A-F_2_PJM_ROM | NYISO_A-F | PJM_ROM | Internal | Summer | B5 | 200 | 1000 | 1000 | 64.48 | 76.09 | 8 | 3.61
2015 | NYISO_A-F_2_PJM_ROM | NYISO_A-F | PJM_ROM | Internal | Summer | B6 | 300 | 1000 | 1000 | 57.84 | 65.86 | 8 | 0.02
2015 | NYISO_A-F_2_PJM_ROM | NYISO_A-F | PJM_ROM | Internal | Summer | B7 | 400 | 1000 | 0 | 56.12 | 58.63 | 8 | 0
2015 | NYISO_A-F_2_PJM_ROM | NYISO_A-F | PJM_ROM | Internal | Summer | B8 | 500 | 1000 | 0 | 56.1 | 56.92 | 8 | 0
2015 | NYISO_A-F_2_PJM_ROM | NYISO_A-F | PJM_ROM | Internal | Summer | B9 | 800 | 1000 | 0 | 55.24 | 56.64 | 8 | 0
2015 | NYISO_A-F_2_PJM_ROM | NYISO_A-F | PJM_ROM | Internal | Summer | B10 | 1262 | 1000 | 0 | 55.24 | 52.05 | 8 | 0
2015 | NYISO_A-F_2_PJM_ROM | NYISO_A-F | PJM_ROM | Internal | Winter | B16 | 25 | 1000 | 1000 | 67.64 | 77.7 | 8 | 2.06
2015 | NYISO_A-F_2_PJM_ROM | NYISO_A-F | PJM_ROM | Internal | Winter | B17 | 100 | 1000 | 561.4 | 62.85 | 70.85 | 8 | 0
2015 | NYISO_A-F_2_PJM_ROM | NYISO_A-F | PJM_ROM | Internal | Winter | B18 | 400 | 1000 | 0 | 61.59 | 64.46 | 8 | 0
2015 | NYISO_A-F_2_PJM_ROM | NYISO_A-F | PJM_ROM | Internal | Winter | B19 | 700 | 1000 | 0 | 61.59 | 64.13 | 8 | 0
2015 | NYISO_A-F_2_PJM_ROM | NYISO_A-F | PJM_ROM | Internal | Winter | B20 | 935 | 1000 | 0 | 61.59 | 55.95 | 8 | 0
2015 | NYISO_G-I_2_NEISO | NYISO_G-I | NEISO | Internal | Shoulder | B11 | 25 | 600 | 0 | 60.55 | 55.82 | 3 | 0
2015 | NYISO_G-I_2_NEISO | NYISO_G-I | NEISO | Internal | Shoulder | B12 | 200 | 600 | 0 | 58.81 | 55.82 | 3 | 0
2015 | NYISO_G-I_2_NEISO | NYISO_G-I | NEISO | Internal | Shoulder | B13 | 600 | 600 | 0 | 57.83 | 55.82 | 3 | 0
2015 | NYISO_G-I_2_NEISO | NYISO_G-I | NEISO | Internal | Shoulder | B14 | 900 | 600 | 0 | 56.89 | 55.82 | 3 | 0
2015 | NYISO_G-I_2_NEISO | NYISO_G-I | NEISO | Internal | Shoulder | B15 | 1203 | 600 | 0 | 56.89 | 55.82 | 3 | 0
2015 | NYISO_G-I_2_NEISO | NYISO_G-I | NEISO | Internal | Summer | B1 | 10 | 600 | 0 | 85.8 | 86.12 | 3 | 0
2015 | NYISO_G-I_2_NEISO | NYISO_G-I | NEISO | Internal | Summer | B2 | 25 | 600 | 0 | 82.28 | 79.3 | 3 | 0
2015 | NYISO_G-I_2_NEISO | NYISO_G-I | NEISO | Internal | Summer | B3 | 75 | 600 | 0 | 76.75 | 73.21 | 3 | 0
2015 | NYISO_G-I_2_NEISO | NYISO_G-I | NEISO | Internal | Summer | B4 | 100 | 600 | 0 | 76.75 | 59.01 | 3 | 0
2015 | NYISO_G-I_2_NEISO | NYISO_G-I | NEISO | Internal | Summer | B5 | 200 | 600 | 0 | 68.07 | 53.13 | 3 | 0
2015 | NYISO_G-I_2_NEISO | NYISO_G-I | NEISO | Internal | Summer | B6 | 300 | 600 | 0 | 57.85 | 53.13 | 3 | 0
2015 | NYISO_G-I_2_NEISO | NYISO_G-I | NEISO | Internal | Summer | B7 | 400 | 600 | 0 | 56.13 | 53.13 | 3 | 0
2015 | NYISO_G-I_2_NEISO | NYISO_G-I | NEISO | Internal | Summer | B8 | 500 | 600 | 0 | 56.12 | 53.13 | 3 | 0
2015 | NYISO_G-I_2_NEISO | NYISO_G-I | NEISO | Internal | Summer | B9 | 800 | 600 | 0 | 55.25 | 53.13 | 3 | 0
2015 | NYISO_G-I_2_NEISO | NYISO_G-I | NEISO | Internal | Summer | B10 | 1262 | 600 | 0 | 55.25 | 53.13 | 3 | 0
2015 | NYISO_G-I_2_NEISO | NYISO_G-I | NEISO | Internal | Winter | B16 | 25 | 600 | 0 | 69.69 | 64.22 | 3 | 0
2015 | NYISO_G-I_2_NEISO | NYISO_G-I | NEISO | Internal | Winter | B17 | 100 | 600 | 0 | 64.83 | 64.22 | 3 | 0
2015 | NYISO_G-I_2_NEISO | NYISO_G-I | NEISO | Internal | Winter | B18 | 400 | 600 | 0 | 64.83 | 64.22 | 3 | 0
2015 | NYISO_G-I_2_NEISO | NYISO_G-I | NEISO | Internal | Winter | B19 | 700 | 600 | 0 | 64.83 | 64.22 | 3 | 0
2015 | NYISO_G-I_2_NEISO | NYISO_G-I | NEISO | Internal | Winter | B20 | 935 | 600 | 0 | 61.6 | 64.22 | 3 | 0
2015 | NYISO_G-I_2_NYISO_A-F | NYISO_G-I | NYISO_A-F | Internal | Shoulder | B11 | 25 | 3592 | 0 | 60.55 | 60.53 | 0.01 | 0
2015 | NYISO_G-I_2_NYISO_A-F | NYISO_G-I | NYISO_A-F | Internal | Shoulder | B12 | 200 | 3592 | 0 | 58.81 | 58.8 | 0.01 | 0
2015 | NYISO_G-I_2_NYISO_A-F | NYISO_G-I | NYISO_A-F | Internal | Shoulder | B13 | 600 | 3592 | 0 | 57.83 | 57.82 | 0.01 | 0
2015 | NYISO_G-I_2_NYISO_A-F | NYISO_G-I | NYISO_A-F | Internal | Shoulder | B14 | 900 | 3592 | 0 | 56.89 | 56.88 | 0.01 | 0
2015 | NYISO_G-I_2_NYISO_A-F | NYISO_G-I | NYISO_A-F | Internal | Shoulder | B15 | 1203 | 3592 | 0 | 56.89 | 56.88 | 0.01 | 0
2015 | NYISO_G-I_2_NYISO_A-F | NYISO_G-I | NYISO_A-F | Internal | Summer | B1 | 10 | 3592 | 0 | 85.8 | 85.79 | 0.01 | 0
2015 | NYISO_G-I_2_NYISO_A-F | NYISO_G-I | NYISO_A-F | Internal | Summer | B2 | 25 | 3592 | 0 | 82.28 | 82.27 | 0.01 | 0
2015 | NYISO_G-I_2_NYISO_A-F | NYISO_G-I | NYISO_A-F | Internal | Summer | B3 | 75 | 3592 | 0 | 76.75 | 76.21 | 0.01 | 0
2015 | NYISO_G-I_2_NYISO_A-F | NYISO_G-I | NYISO_A-F | Internal | Summer | B4 | 100 | 3592 | 0 | 76.75 | 68.88 | 0.01 | 0
2015 | NYISO_G-I_2_NYISO_A-F | NYISO_G-I | NYISO_A-F | Internal | Summer | B5 | 200 | 3592 | 0 | 68.07 | 64.48 | 0.01 | 0
2015 | NYISO_G-I_2_NYISO_A-F | NYISO_G-I | NYISO_A-F | Internal | Summer | B6 | 300 | 3592 | 0 | 57.85 | 57.84 | 0.01 | 0
2015 | NYISO_G-I_2_NYISO_A-F | NYISO_G-I | NYISO_A-F | Internal | Summer | B7 | 400 | 3592 | 0 | 56.13 | 56.12 | 0.01 | 0
2015 | NYISO_G-I_2_NYISO_A-F | NYISO_G-I | NYISO_A-F | Internal | Summer | B8 | 500 | 3592 | 0 | 56.12 | 56.1 | 0.01 | 0
2015 | NYISO_G-I_2_NYISO_A-F | NYISO_G-I | NYISO_A-F | Internal | Summer | B9 | 800 | 3592 | 0 | 55.25 | 55.24 | 0.01 | 0
2015 | NYISO_G-I_2_NYISO_A-F | NYISO_G-I | NYISO_A-F | Internal | Summer | B10 | 1262 | 3592 | 0 | 55.25 | 55.24 | 0.01 | 0
2015 | NYISO_G-I_2_NYISO_A-F | NYISO_G-I | NYISO_A-F | Internal | Winter | B16 | 25 | 3592 | 0 | 69.69 | 67.64 | 0.01 | 0
2015 | NYISO_G-I_2_NYISO_A-F | NYISO_G-I | NYISO_A-F | Internal | Winter | B17 | 100 | 3592 | 0 | 64.83 | 62.85 | 0.01 | 0
2015 | NYISO_G-I_2_NYISO_A-F | NYISO_G-I | NYISO_A-F | Internal | Winter | B18 | 400 | 3592 | 0 | 64.83 | 61.59 | 0.01 | 0
2015 | NYISO_G-I_2_NYISO_A-F | NYISO_G-I | NYISO_A-F | Internal | Winter | B19 | 700 | 3592 | 0 | 64.83 | 61.59 | 0.01 | 0
2015 | NYISO_G-I_2_NYISO_A-F | NYISO_G-I | NYISO_A-F | Internal | Winter | B20 | 935 | 3592 | 0 | 61.6 | 61.59 | 0.01 | 0
2015 | NYISO_G-I_2_NYISO_J-K | NYISO_G-I | NYISO_J-K | Internal | Shoulder | B11 | 25 | 6130 | 4725.21 | 60.55 | 60.56 | 0.01 | 0
2015 | NYISO_G-I_2_NYISO_J-K | NYISO_G-I | NYISO_J-K | Internal | Shoulder | B12 | 200 | 6130 | 4527.65 | 58.81 | 58.82 | 0.01 | 0
2015 | NYISO_G-I_2_NYISO_J-K | NYISO_G-I | NYISO_J-K | Internal | Shoulder | B13 | 600 | 6130 | 4614.45 | 57.83 | 57.84 | 0.01 | 0
2015 | NYISO_G-I_2_NYISO_J-K | NYISO_G-I | NYISO_J-K | Internal | Shoulder | B14 | 900 | 6130 | 4160.8 | 56.89 | 56.91 | 0.01 | 0
2015 | NYISO_G-I_2_NYISO_J-K | NYISO_G-I | NYISO_J-K | Internal | Shoulder | B15 | 1203 | 6130 | 3093.22 | 56.89 | 56.91 | 0.01 | 0
2015 | NYISO_G-I_2_NYISO_J-K | NYISO_G-I | NYISO_J-K | Internal | Summer | B1 | 10 | 6130 | 5116.48 | 85.8 | 85.81 | 0.01 | 0
2015 | NYISO_G-I_2_NYISO_J-K | NYISO_G-I | NYISO_J-K | Internal | Summer | B2 | 25 | 6130 | 4537.19 | 82.28 | 82.3 | 0.01 | 0
2015 | NYISO_G-I_2_NYISO_J-K | NYISO_G-I | NYISO_J-K | Internal | Summer | B3 | 75 | 6130 | 4923.95 | 76.75 | 76.77 | 0.01 | 0
2015 | NYISO_G-I_2_NYISO_J-K | NYISO_G-I | NYISO_J-K | Internal | Summer | B4 | 100 | 6130 | 5178.19 | 76.75 | 76.77 | 0.01 | 0
2015 | NYISO_G-I_2_NYISO_J-K | NYISO_G-I | NYISO_J-K | Internal | Summer | B5 | 200 | 6130 | 5774.05 | 68.07 | 68.09 | 0.01 | 0
2015 | NYISO_G-I_2_NYISO_J-K | NYISO_G-I | NYISO_J-K | Internal | Summer | B6 | 300 | 6130 | 4967.26 | 57.85 | 57.86 | 0.01 | 0
2015 | NYISO_G-I_2_NYISO_J-K | NYISO_G-I | NYISO_J-K | Internal | Summer | B7 | 400 | 6130 | 5415.5 | 56.13 | 56.14 | 0.01 | 0
2015 | NYISO_G-I_2_NYISO_J-K | NYISO_G-I | NYISO_J-K | Internal | Summer | B8 | 500 | 6130 | 5425.8 | 56.12 | 56.13 | 0.01 | 0
2015 | NYISO_G-I_2_NYISO_J-K | NYISO_G-I | NYISO_J-K | Internal | Summer | B9 | 800 | 6130 | 4745.79 | 55.25 | 55.26 | 0.01 | 0
2015 | NYISO_G-I_2_NYISO_J-K | NYISO_G-I | NYISO_J-K | Internal | Summer | B10 | 1262 | 6130 | 3103.1 | 55.25 | 55.26 | 0.01 | 0
2015 | NYISO_G-I_2_NYISO_J-K | NYISO_G-I | NYISO_J-K | Internal | Winter | B16 | 25 | 6130 | 5355.7 | 69.69 | 69.7 | 0.01 | 0
2015 | NYISO_G-I_2_NYISO_J-K | NYISO_G-I | NYISO_J-K | Internal | Winter | B17 | 100 | 6130 | 6130 | 64.83 | 67.07 | 0.01 | 2.22
2015 | NYISO_G-I_2_NYISO_J-K | NYISO_G-I | NYISO_J-K | Internal | Winter | B18 | 400 | 6130 | 6130 | 64.83 | 67.07 | 0.01 | 2.22
2015 | NYISO_G-I_2_NYISO_J-K | NYISO_G-I | NYISO_J-K | Internal | Winter | B19 | 700 | 6130 | 6130 | 64.83 | 67.07 | 0.01 | 2.22
2015 | NYISO_G-I_2_NYISO_J-K | NYISO_G-I | NYISO_J-K | Internal | Winter | B20 | 935 | 6130 | 5203.21 | 61.6 | 61.61 | 0.01 | 0
2015 | NYISO_G-I_2_PJM_E | NYISO_G-I | PJM_E | Internal | Shoulder | B11 | 25 | 1500 | 1500 | 60.55 | 74.32 | 8 | 5.77
2015 | NYISO_G-I_2_PJM_E | NYISO_G-I | PJM_E | Internal | Shoulder | B12 | 200 | 1500 | 0 | 58.81 | 64.62 | 8 | 0
2015 | NYISO_G-I_2_PJM_E | NYISO_G-I | PJM_E | Internal | Shoulder | B13 | 600 | 1500 | 0 | 57.83 | 60.17 | 8 | 0
2015 | NYISO_G-I_2_PJM_E | NYISO_G-I | PJM_E | Internal | Shoulder | B14 | 900 | 1500 | 0 | 56.89 | 58.91 | 8 | 0
2015 | NYISO_G-I_2_PJM_E | NYISO_G-I | PJM_E | Internal | Shoulder | B15 | 1203 | 1500 | 0 | 56.89 | 54.86 | 8 | 0
2015 | NYISO_G-I_2_PJM_E | NYISO_G-I | PJM_E | Internal | Summer | B1 | 10 | 1500 | 89.37 | 85.8 | 93.8 | 8 | 0
2015 | NYISO_G-I_2_PJM_E | NYISO_G-I | PJM_E | Internal | Summer | B2 | 25 | 1500 | 530.02 | 82.28 | 90.28 | 8 | 0
2015 | NYISO_G-I_2_PJM_E | NYISO_G-I | PJM_E | Internal | Summer | B3 | 75 | 1500 | 1500 | 76.75 | 89.51 | 8 | 4.76
2015 | NYISO_G-I_2_PJM_E | NYISO_G-I | PJM_E | Internal | Summer | B4 | 100 | 1500 | 1500 | 76.75 | 84.87 | 8 | 0.12
2015 | NYISO_G-I_2_PJM_E | NYISO_G-I | PJM_E | Internal | Summer | B5 | 200 | 1500 | 1032.42 | 68.07 | 76.07 | 8 | 0
2015 | NYISO_G-I_2_PJM_E | NYISO_G-I | PJM_E | Internal | Summer | B6 | 300 | 1500 | 638.72 | 57.85 | 65.85 | 8 | 0
2015 | NYISO_G-I_2_PJM_E | NYISO_G-I | PJM_E | Internal | Summer | B7 | 400 | 1500 | 0 | 56.13 | 58.64 | 8 | 0
2015 | NYISO_G-I_2_PJM_E | NYISO_G-I | PJM_E | Internal | Summer | B8 | 500 | 1500 | 0 | 56.12 | 56.93 | 8 | 0
2015 | NYISO_G-I_2_PJM_E | NYISO_G-I | PJM_E | Internal | Summer | B9 | 800 | 1500 | 0 | 55.25 | 56.65 | 8 | 0
2015 | NYISO_G-I_2_PJM_E | NYISO_G-I | PJM_E | Internal | Summer | B10 | 1262 | 1500 | 0 | 55.25 | 52.04 | 8 | 0
2015 | NYISO_G-I_2_PJM_E | NYISO_G-I | PJM_E | Internal | Winter | B16 | 25 | 1500 | 1449.89 | 69.69 | 77.69 | 8 | 0
2015 | NYISO_G-I_2_PJM_E | NYISO_G-I | PJM_E | Internal | Winter | B17 | 100 | 1500 | 0 | 64.83 | 70.84 | 8 | 0
2015 | NYISO_G-I_2_PJM_E | NYISO_G-I | PJM_E | Internal | Winter | B18 | 400 | 1500 | 0 | 64.83 | 64.48 | 8 | 0
2015 | NYISO_G-I_2_PJM_E | NYISO_G-I | PJM_E | Internal | Winter | B19 | 700 | 1500 | 0 | 64.83 | 64.14 | 8 | 0
2015 | NYISO_G-I_2_PJM_E | NYISO_G-I | PJM_E | Internal | Winter | B20 | 935 | 1500 | 0 | 61.6 | 55.96 | 8 | 0
2015 | NYISO_J-K_2_NEISO | NYISO_J-K | NEISO | Internal | Shoulder | B11 | 25 | 347 | 0 | 60.56 | 55.82 | 3 | 0
2015 | NYISO_J-K_2_NEISO | NYISO_J-K | NEISO | Internal | Shoulder | B12 | 200 | 347 | 0 | 58.82 | 55.82 | 3 | 0
2015 | NYISO_J-K_2_NEISO | NYISO_J-K | NEISO | Internal | Shoulder | B13 | 600 | 347 | 0 | 57.84 | 55.82 | 3 | 0
2015 | NYISO_J-K_2_NEISO | NYISO_J-K | NEISO | Internal | Shoulder | B14 | 900 | 347 | 0 | 56.91 | 55.82 | 3 | 0
2015 | NYISO_J-K_2_NEISO | NYISO_J-K | NEISO | Internal | Shoulder | B15 | 1203 | 347 | 0 | 56.91 | 55.82 | 3 | 0
2015 | NYISO_J-K_2_NEISO | NYISO_J-K | NEISO | Internal | Summer | B1 | 10 | 347 | 0 | 85.81 | 86.12 | 3 | 0
2015 | NYISO_J-K_2_NEISO | NYISO_J-K | NEISO | Internal | Summer | B2 | 25 | 347 | 0 | 82.3 | 79.3 | 3 | 0
2015 | NYISO_J-K_2_NEISO | NYISO_J-K | NEISO | Internal | Summer | B3 | 75 | 347 | 0 | 76.77 | 73.21 | 3 | 0
2015 | NYISO_J-K_2_NEISO | NYISO_J-K | NEISO | Internal | Summer | B4 | 100 | 347 | 0 | 76.77 | 59.01 | 3 | 0
2015 | NYISO_J-K_2_NEISO | NYISO_J-K | NEISO | Internal | Summer | B5 | 200 | 347 | 0 | 68.09 | 53.13 | 3 | 0
2015 | NYISO_J-K_2_NEISO | NYISO_J-K | NEISO | Internal | Summer | B6 | 300 | 347 | 0 | 57.86 | 53.13 | 3 | 0
2015 | NYISO_J-K_2_NEISO | NYISO_J-K | NEISO | Internal | Summer | B7 | 400 | 347 | 0 | 56.14 | 53.13 | 3 | 0
2015 | NYISO_J-K_2_NEISO | NYISO_J-K | NEISO | Internal | Summer | B8 | 500 | 347 | 0 | 56.13 | 53.13 | 3 | 0
2015 | NYISO_J-K_2_NEISO | NYISO_J-K | NEISO | Internal | Summer | B9 | 800 | 347 | 0 | 55.26 | 53.13 | 3 | 0
2015 | NYISO_J-K_2_NEISO | NYISO_J-K | NEISO | Internal | Summer | B10 | 1262 | 347 | 0 | 55.26 | 53.13 | 3 | 0
2015 | NYISO_J-K_2_NEISO | NYISO_J-K | NEISO | Internal | Winter | B16 | 25 | 347 | 0 | 69.7 | 64.22 | 3 | 0
2015 | NYISO_J-K_2_NEISO | NYISO_J-K | NEISO | Internal | Winter | B17 | 100 | 347 | 0 | 67.07 | 64.22 | 3 | 0
2015 | NYISO_J-K_2_NEISO | NYISO_J-K | NEISO | Internal | Winter | B18 | 400 | 347 | 0 | 67.07 | 64.22 | 3 | 0
2015 | NYISO_J-K_2_NEISO | NYISO_J-K | NEISO | Internal | Winter | B19 | 700 | 347 | 0 | 67.07 | 64.22 | 3 | 0
2015 | NYISO_J-K_2_NEISO | NYISO_J-K | NEISO | Internal | Winter | B20 | 935 | 347 | 0 | 61.61 | 64.22 | 3 | 0
2015 | NYISO_J-K_2_NYISO_G-I | NYISO_J-K | NYISO_G-I | Internal | Shoulder | B11 | 25 | 1999 | 0 | 60.56 | 60.55 | 0.01 | 0
2015 | NYISO_J-K_2_NYISO_G-I | NYISO_J-K | NYISO_G-I | Internal | Shoulder | B12 | 200 | 1999 | 0 | 58.82 | 58.81 | 0.01 | 0
2015 | NYISO_J-K_2_NYISO_G-I | NYISO_J-K | NYISO_G-I | Internal | Shoulder | B13 | 600 | 1999 | 0 | 57.84 | 57.83 | 0.01 | 0
2015 | NYISO_J-K_2_NYISO_G-I | NYISO_J-K | NYISO_G-I | Internal | Shoulder | B14 | 900 | 1999 | 0 | 56.91 | 56.89 | 0.01 | 0
2015 | NYISO_J-K_2_NYISO_G-I | NYISO_J-K | NYISO_G-I | Internal | Shoulder | B15 | 1203 | 1999 | 0 | 56.91 | 56.89 | 0.01 | 0
2015 | NYISO_J-K_2_NYISO_G-I | NYISO_J-K | NYISO_G-I | Internal | Summer | B1 | 10 | 1999 | 0 | 85.81 | 85.8 | 0.01 | 0
2015 | NYISO_J-K_2_NYISO_G-I | NYISO_J-K | NYISO_G-I | Internal | Summer | B2 | 25 | 1999 | 0 | 82.3 | 82.28 | 0.01 | 0
2015 | NYISO_J-K_2_NYISO_G-I | NYISO_J-K | NYISO_G-I | Internal | Summer | B3 | 75 | 1999 | 0 | 76.77 | 76.75 | 0.01 | 0
2015 | NYISO_J-K_2_NYISO_G-I | NYISO_J-K | NYISO_G-I | Internal | Summer | B4 | 100 | 1999 | 0 | 76.77 | 76.75 | 0.01 | 0
2015 | NYISO_J-K_2_NYISO_G-I | NYISO_J-K | NYISO_G-I | Internal | Summer | B5 | 200 | 1999 | 0 | 68.09 | 68.07 | 0.01 | 0
2015 | NYISO_J-K_2_NYISO_G-I | NYISO_J-K | NYISO_G-I | Internal | Summer | B6 | 300 | 1999 | 0 | 57.86 | 57.85 | 0.01 | 0
2015 | NYISO_J-K_2_NYISO_G-I | NYISO_J-K | NYISO_G-I | Internal | Summer | B7 | 400 | 1999 | 0 | 56.14 | 56.13 | 0.01 | 0
2015 | NYISO_J-K_2_NYISO_G-I | NYISO_J-K | NYISO_G-I | Internal | Summer | B8 | 500 | 1999 | 0 | 56.13 | 56.12 | 0.01 | 0
2015 | NYISO_J-K_2_NYISO_G-I | NYISO_J-K | NYISO_G-I | Internal | Summer | B9 | 800 | 1999 | 0 | 55.26 | 55.25 | 0.01 | 0
2015 | NYISO_J-K_2_NYISO_G-I | NYISO_J-K | NYISO_G-I | Internal | Summer | B10 | 1262 | 1999 | 0 | 55.26 | 55.25 | 0.01 | 0
2015 | NYISO_J-K_2_NYISO_G-I | NYISO_J-K | NYISO_G-I | Internal | Winter | B16 | 25 | 1999 | 0 | 69.7 | 69.69 | 0.01 | 0
2015 | NYISO_J-K_2_NYISO_G-I | NYISO_J-K | NYISO_G-I | Internal | Winter | B17 | 100 | 1999 | 0 | 67.07 | 64.83 | 0.01 | 0
2015 | NYISO_J-K_2_NYISO_G-I | NYISO_J-K | NYISO_G-I | Internal | Winter | B18 | 400 | 1999 | 0 | 67.07 | 64.83 | 0.01 | 0
2015 | NYISO_J-K_2_NYISO_G-I | NYISO_J-K | NYISO_G-I | Internal | Winter | B19 | 700 | 1999 | 0 | 67.07 | 64.83 | 0.01 | 0
2015 | NYISO_J-K_2_NYISO_G-I | NYISO_J-K | NYISO_G-I | Internal | Winter | B20 | 935 | 1999 | 0 | 61.61 | 61.6 | 0.01 | 0
2015 | NYISO_J-K_2_PJM_E | NYISO_J-K | PJM_E | Internal | Shoulder | B11 | 25 | 330 | 330 | 60.56 | 74.32 | 8 | 5.76
2015 | NYISO_J-K_2_PJM_E | NYISO_J-K | PJM_E | Internal | Shoulder | B12 | 200 | 330 | 0 | 58.82 | 64.62 | 8 | 0
2015 | NYISO_J-K_2_PJM_E | NYISO_J-K | PJM_E | Internal | Shoulder | B13 | 600 | 330 | 0 | 57.84 | 60.17 | 8 | 0
2015 | NYISO_J-K_2_PJM_E | NYISO_J-K | PJM_E | Internal | Shoulder | B14 | 900 | 330 | 0 | 56.91 | 58.91 | 8 | 0
2015 | NYISO_J-K_2_PJM_E | NYISO_J-K | PJM_E | Internal | Shoulder | B15 | 1203 | 330 | 0 | 56.91 | 54.86 | 8 | 0
2015 | NYISO_J-K_2_PJM_E | NYISO_J-K | PJM_E | Internal | Summer | B1 | 10 | 330 | 0 | 85.81 | 93.8 | 8 | 0
2015 | NYISO_J-K_2_PJM_E | NYISO_J-K | PJM_E | Internal | Summer | B2 | 25 | 330 | 0 | 82.3 | 90.28 | 8 | 0
2015 | NYISO_J-K_2_PJM_E | NYISO_J-K | PJM_E | Internal | Summer | B3 | 75 | 330 | 330 | 76.77 | 89.51 | 8 | 4.75
2015 | NYISO_J-K_2_PJM_E | NYISO_J-K | PJM_E | Internal | Summer | B4 | 100 | 330 | 330 | 76.77 | 84.87 | 8 | 0.1
2015 | NYISO_J-K_2_PJM_E | NYISO_J-K | PJM_E | Internal | Summer | B5 | 200 | 330 | 0 | 68.09 | 76.07 | 8 | 0
2015 | NYISO_J-K_2_PJM_E | NYISO_J-K | PJM_E | Internal | Summer | B6 | 300 | 330 | 0 | 57.86 | 65.85 | 8 | 0
2015 | NYISO_J-K_2_PJM_E | NYISO_J-K | PJM_E | Internal | Summer | B7 | 400 | 330 | 0 | 56.14 | 58.64 | 8 | 0
2015 | NYISO_J-K_2_PJM_E | NYISO_J-K | PJM_E | Internal | Summer | B8 | 500 | 330 | 0 | 56.13 | 56.93 | 8 | 0
2015 | NYISO_J-K_2_PJM_E | NYISO_J-K | PJM_E | Internal | Summer | B9 | 800 | 330 | 0 | 55.26 | 56.65 | 8 | 0
2015 | NYISO_J-K_2_PJM_E | NYISO_J-K | PJM_E | Internal | Summer | B10 | 1262 | 330 | 0 | 55.26 | 52.04 | 8 | 0
2015 | NYISO_J-K_2_PJM_E | NYISO_J-K | PJM_E | Internal | Winter | B16 | 25 | 330 | 0 | 69.7 | 77.69 | 8 | 0
2015 | NYISO_J-K_2_PJM_E | NYISO_J-K | PJM_E | Internal | Winter | B17 | 100 | 330 | 0 | 67.07 | 70.84 | 8 | 0
2015 | NYISO_J-K_2_PJM_E | NYISO_J-K | PJM_E | Internal | Winter | B18 | 400 | 330 | 0 | 67.07 | 64.48 | 8 | 0
2015 | NYISO_J-K_2_PJM_E | NYISO_J-K | PJM_E | Internal | Winter | B19 | 700 | 330 | 0 | 67.07 | 64.14 | 8 | 0
2015 | NYISO_J-K_2_PJM_E | NYISO_J-K | PJM_E | Internal | Winter | B20 | 935 | 330 | 0 | 61.61 | 55.96 | 8 | 0
2015 | PJM_E_2_NYISO_G-I | PJM_E | NYISO_G-I | Internal | Shoulder | B11 | 25 | 500 | 0 | 74.32 | 60.55 | 6 | 0
2015 | PJM_E_2_NYISO_G-I | PJM_E | NYISO_G-I | Internal | Shoulder | B12 | 200 | 500 | 0 | 64.62 | 58.81 | 6 | 0
2015 | PJM_E_2_NYISO_G-I | PJM_E | NYISO_G-I | Internal | Shoulder | B13 | 600 | 500 | 0 | 60.17 | 57.83 | 6 | 0
2015 | PJM_E_2_NYISO_G-I | PJM_E | NYISO_G-I | Internal | Shoulder | B14 | 900 | 500 | 0 | 58.91 | 56.89 | 6 | 0
2015 | PJM_E_2_NYISO_G-I | PJM_E | NYISO_G-I | Internal | Shoulder | B15 | 1203 | 500 | 0 | 54.86 | 56.89 | 6 | 0
2015 | PJM_E_2_NYISO_G-I | PJM_E | NYISO_G-I | Internal | Summer | B1 | 10 | 500 | 0 | 93.8 | 85.8 | 6 | 0
2015 | PJM_E_2_NYISO_G-I | PJM_E | NYISO_G-I | Internal | Summer | B2 | 25 | 500 | 0 | 90.28 | 82.28 | 6 | 0
2015 | PJM_E_2_NYISO_G-I | PJM_E | NYISO_G-I | Internal | Summer | B3 | 75 | 500 | 0 | 89.51 | 76.75 | 6 | 0
2015 | PJM_E_2_NYISO_G-I | PJM_E | NYISO_G-I | Internal | Summer | B4 | 100 | 500 | 0 | 84.87 | 76.75 | 6 | 0
2015 | PJM_E_2_NYISO_G-I | PJM_E | NYISO_G-I | Internal | Summer | B5 | 200 | 500 | 0 | 76.07 | 68.07 | 6 | 0
2015 | PJM_E_2_NYISO_G-I | PJM_E | NYISO_G-I | Internal | Summer | B6 | 300 | 500 | 0 | 65.85 | 57.85 | 6 | 0
2015 | PJM_E_2_NYISO_G-I | PJM_E | NYISO_G-I | Internal | Summer | B7 | 400 | 500 | 0 | 58.64 | 56.13 | 6 | 0
2015 | PJM_E_2_NYISO_G-I | PJM_E | NYISO_G-I | Internal | Summer | B8 | 500 | 500 | 0 | 56.93 | 56.12 | 6 | 0
2015 | PJM_E_2_NYISO_G-I | PJM_E | NYISO_G-I | Internal | Summer | B9 | 800 | 500 | 0 | 56.65 | 55.25 | 6 | 0
2015 | PJM_E_2_NYISO_G-I | PJM_E | NYISO_G-I | Internal | Summer | B10 | 1262 | 500 | 0 | 52.04 | 55.25 | 6 | 0
2015 | PJM_E_2_NYISO_G-I | PJM_E | NYISO_G-I | Internal | Winter | B16 | 25 | 500 | 0 | 77.69 | 69.69 | 6 | 0
2015 | PJM_E_2_NYISO_G-I | PJM_E | NYISO_G-I | Internal | Winter | B17 | 100 | 500 | 0 | 70.84 | 64.83 | 6 | 0
2015 | PJM_E_2_NYISO_G-I | PJM_E | NYISO_G-I | Internal | Winter | B18 | 400 | 500 | 0 | 64.48 | 64.83 | 6 | 0
2015 | PJM_E_2_NYISO_G-I | PJM_E | NYISO_G-I | Internal | Winter | B19 | 700 | 500 | 0 | 64.14 | 64.83 | 6 | 0
2015 | PJM_E_2_NYISO_G-I | PJM_E | NYISO_G-I | Internal | Winter | B20 | 935 | 500 | 0 | 55.96 | 61.6 | 6 | 0
2015 | PJM_E_2_NYISO_J-K | PJM_E | NYISO_J-K | Internal | Shoulder | B11 | 25 | 330 | 0 | 74.32 | 60.56 | 6 | 0
2015 | PJM_E_2_NYISO_J-K | PJM_E | NYISO_J-K | Internal | Shoulder | B12 | 200 | 330 | 0 | 64.62 | 58.82 | 6 | 0
2015 | PJM_E_2_NYISO_J-K | PJM_E | NYISO_J-K | Internal | Shoulder | B13 | 600 | 330 | 0 | 60.17 | 57.84 | 6 | 0
2015 | PJM_E_2_NYISO_J-K | PJM_E | NYISO_J-K | Internal | Shoulder | B14 | 900 | 330 | 0 | 58.91 | 56.91 | 6 | 0
2015 | PJM_E_2_NYISO_J-K | PJM_E | NYISO_J-K | Internal | Shoulder | B15 | 1203 | 330 | 0 | 54.86 | 56.91 | 6 | 0
2015 | PJM_E_2_NYISO_J-K | PJM_E | NYISO_J-K | Internal | Summer | B1 | 10 | 330 | 0 | 93.8 | 85.81 | 6 | 0
2015 | PJM_E_2_NYISO_J-K | PJM_E | NYISO_J-K | Internal | Summer | B2 | 25 | 330 | 0 | 90.28 | 82.3 | 6 | 0
2015 | PJM_E_2_NYISO_J-K | PJM_E | NYISO_J-K | Internal | Summer | B3 | 75 | 330 | 0 | 89.51 | 76.77 | 6 | 0
2015 | PJM_E_2_NYISO_J-K | PJM_E | NYISO_J-K | Internal | Summer | B4 | 100 | 330 | 0 | 84.87 | 76.77 | 6 | 0
2015 | PJM_E_2_NYISO_J-K | PJM_E | NYISO_J-K | Internal | Summer | B5 | 200 | 330 | 0 | 76.07 | 68.09 | 6 | 0
2015 | PJM_E_2_NYISO_J-K | PJM_E | NYISO_J-K | Internal | Summer | B6 | 300 | 330 | 0 | 65.85 | 57.86 | 6 | 0
2015 | PJM_E_2_NYISO_J-K | PJM_E | NYISO_J-K | Internal | Summer | B7 | 400 | 330 | 0 | 58.64 | 56.14 | 6 | 0
2015 | PJM_E_2_NYISO_J-K | PJM_E | NYISO_J-K | Internal | Summer | B8 | 500 | 330 | 0 | 56.93 | 56.13 | 6 | 0
2015 | PJM_E_2_NYISO_J-K | PJM_E | NYISO_J-K | Internal | Summer | B9 | 800 | 330 | 0 | 56.65 | 55.26 | 6 | 0
2015 | PJM_E_2_NYISO_J-K | PJM_E | NYISO_J-K | Internal | Summer | B10 | 1262 | 330 | 0 | 52.04 | 55.26 | 6 | 0
2015 | PJM_E_2_NYISO_J-K | PJM_E | NYISO_J-K | Internal | Winter | B16 | 25 | 330 | 0 | 77.69 | 69.7 | 6 | 0
2015 | PJM_E_2_NYISO_J-K | PJM_E | NYISO_J-K | Internal | Winter | B17 | 100 | 330 | 0 | 70.84 | 67.07 | 6 | 0
2015 | PJM_E_2_NYISO_J-K | PJM_E | NYISO_J-K | Internal | Winter | B18 | 400 | 330 | 0 | 64.48 | 67.07 | 6 | 0
2015 | PJM_E_2_NYISO_J-K | PJM_E | NYISO_J-K | Internal | Winter | B19 | 700 | 330 | 0 | 64.14 | 67.07 | 6 | 0
2015 | PJM_E_2_NYISO_J-K | PJM_E | NYISO_J-K | Internal | Winter | B20 | 935 | 330 | 0 | 55.96 | 61.61 | 6 | 0
2015 | PJM_E_2_PJM_ROM | PJM_E | PJM_ROM | Internal | Shoulder | B11 | 25 | 8000 | 4170.97 | 74.32 | 74.33 | 0.01 | 0
2015 | PJM_E_2_PJM_ROM | PJM_E | PJM_ROM | Internal | Shoulder | B12 | 200 | 8000 | 1971.25 | 64.62 | 64.63 | 0.01 | 0
2015 | PJM_E_2_PJM_ROM | PJM_E | PJM_ROM | Internal | Shoulder | B13 | 600 | 8000 | 244.19 | 60.17 | 60.18 | 0.01 | 0
2015 | PJM_E_2_PJM_ROM | PJM_E | PJM_ROM | Internal | Shoulder | B14 | 900 | 8000 | 0 | 58.91 | 58.9 | 0.01 | 0
2015 | PJM_E_2_PJM_ROM | PJM_E | PJM_ROM | Internal | Shoulder | B15 | 1203 | 8000 | 0 | 54.86 | 54.85 | 0.01 | 0
2015 | PJM_E_2_PJM_ROM | PJM_E | PJM_ROM | Internal | Summer | B1 | 10 | 8000 | 0 | 93.8 | 93.79 | 0.01 | 0
2015 | PJM_E_2_PJM_ROM | PJM_E | PJM_ROM | Internal | Summer | B2 | 25 | 8000 | 0 | 90.28 | 90.27 | 0.01 | 0
2015 | PJM_E_2_PJM_ROM | PJM_E | PJM_ROM | Internal | Summer | B3 | 75 | 8000 | 1536.75 | 89.51 | 89.53 | 0.01 | 0
2015 | PJM_E_2_PJM_ROM | PJM_E | PJM_ROM | Internal | Summer | B4 | 100 | 8000 | 1045.14 | 84.87 | 84.88 | 0.01 | 0
2015 | PJM_E_2_PJM_ROM | PJM_E | PJM_ROM | Internal | Summer | B5 | 200 | 8000 | 792.81 | 76.07 | 76.09 | 0.01 | 0
2015 | PJM_E_2_PJM_ROM | PJM_E | PJM_ROM | Internal | Summer | B6 | 300 | 8000 | 347.6 | 65.85 | 65.86 | 0.01 | 0
2015 | PJM_E_2_PJM_ROM | PJM_E | PJM_ROM | Internal | Summer | B7 | 400 | 8000 | 0 | 58.64 | 58.63 | 0.01 | 0
2015 | PJM_E_2_PJM_ROM | PJM_E | PJM_ROM | Internal | Summer | B8 | 500 | 8000 | 0 | 56.93 | 56.92 | 0.01 | 0
2015 | PJM_E_2_PJM_ROM | PJM_E | PJM_ROM | Internal | Summer | B9 | 800 | 8000 | 0 | 56.65 | 56.64 | 0.01 | 0
2015 | PJM_E_2_PJM_ROM | PJM_E | PJM_ROM | Internal | Summer | B10 | 1262 | 8000 | 343.92 | 52.04 | 52.05 | 0.01 | 0
2015 | PJM_E_2_PJM_ROM | PJM_E | PJM_ROM | Internal | Winter | B16 | 25 | 8000 | 2181.88 | 77.69 | 77.7 | 0.01 | 0
2015 | PJM_E_2_PJM_ROM | PJM_E | PJM_ROM | Internal | Winter | B17 | 100 | 8000 | 877.32 | 70.84 | 70.85 | 0.01 | 0
2015 | PJM_E_2_PJM_ROM | PJM_E | PJM_ROM | Internal | Winter | B18 | 400 | 8000 | 0 | 64.48 | 64.46 | 0.01 | 0
2015 | PJM_E_2_PJM_ROM | PJM_E | PJM_ROM | Internal | Winter | B19 | 700 | 8000 | 0 | 64.14 | 64.13 | 0.01 | 0
2015 | PJM_E_2_PJM_ROM | PJM_E | PJM_ROM | Internal | Winter | B20 | 935 | 8000 | 0 | 55.96 | 55.95 | 0.01 | 0
2015 | PJM_ROR_2_MISO_IN | PJM_ROR | MISO_IN | Internal | Shoulder | B11 | 25 | 909 | 909 | 74.32 | 76.34 | 2 | 0.02
2015 | PJM_ROR_2_MISO_IN | PJM_ROR | MISO_IN | Internal | Shoulder | B12 | 200 | 909 | 0 | 64.62 | 64.16 | 2 | 0
2015 | PJM_ROR_2_MISO_IN | PJM_ROR | MISO_IN | Internal | Shoulder | B13 | 600 | 909 | 0 | 60.17 | 58.2 | 2 | 0
2015 | PJM_ROR_2_MISO_IN | PJM_ROR | MISO_IN | Internal | Shoulder | B14 | 900 | 909 | 0 | 57.78 | 55.79 | 2 | 0
2015 | PJM_ROR_2_MISO_IN | PJM_ROR | MISO_IN | Internal | Shoulder | B15 | 1203 | 909 | 0 | 54.84 | 54.04 | 2 | 0
2015 | PJM_ROR_2_MISO_IN | PJM_ROR | MISO_IN | Internal | Summer | B1 | 10 | 909 | 0 | 93.77 | 91.79 | 2 | 0
2015 | PJM_ROR_2_MISO_IN | PJM_ROR | MISO_IN | Internal | Summer | B2 | 25 | 909 | 0 | 90.26 | 88.75 | 2 | 0
2015 | PJM_ROR_2_MISO_IN | PJM_ROR | MISO_IN | Internal | Summer | B3 | 75 | 909 | 0 | 89.51 | 88.75 | 2 | 0
2015 | PJM_ROR_2_MISO_IN | PJM_ROR | MISO_IN | Internal | Summer | B4 | 100 | 909 | 909 | 84.87 | 86.88 | 2 | 0.01
2015 | PJM_ROR_2_MISO_IN | PJM_ROR | MISO_IN | Internal | Summer | B5 | 200 | 909 | 0 | 76.07 | 76.63 | 2 | 0
2015 | PJM_ROR_2_MISO_IN | PJM_ROR | MISO_IN | Internal | Summer | B6 | 300 | 909 | 0 | 65.85 | 65.6 | 2 | 0
2015 | PJM_ROR_2_MISO_IN | PJM_ROR | MISO_IN | Internal | Summer | B7 | 400 | 909 | 0 | 58.47 | 56.48 | 2 | 0
2015 | PJM_ROR_2_MISO_IN | PJM_ROR | MISO_IN | Internal | Summer | B8 | 500 | 909 | 0 | 55.69 | 53.73 | 2 | 0
2015 | PJM_ROR_2_MISO_IN | PJM_ROR | MISO_IN | Internal | Summer | B9 | 800 | 909 | 0 | 53.66 | 52.94 | 2 | 0
2015 | PJM_ROR_2_MISO_IN | PJM_ROR | MISO_IN | Internal | Summer | B10 | 1262 | 909 | 0 | 52.04 | 51.85 | 2 | 0
2015 | PJM_ROR_2_MISO_IN | PJM_ROR | MISO_IN | Internal | Winter | B16 | 25 | 909 | 0 | 77.69 | 75.7 | 2 | 0
2015 | PJM_ROR_2_MISO_IN | PJM_ROR | MISO_IN | Internal | Winter | B17 | 100 | 909 | 0 | 70.84 | 68.85 | 2 | 0
2015 | PJM_ROR_2_MISO_IN | PJM_ROR | MISO_IN | Internal | Winter | B18 | 400 | 909 | 0 | 61.84 | 59.85 | 2 | 0
2015 | PJM_ROR_2_MISO_IN | PJM_ROR | MISO_IN | Internal | Winter | B19 | 700 | 909 | 0 | 60 | 58 | 2 | 0
2015 | PJM_ROR_2_MISO_IN | PJM_ROR | MISO_IN | Internal | Winter | B20 | 935 | 909 | 0 | 54.98 | 52.99 | 2 | 0
2015 | PJM_ROR_2_MISO_MI | PJM_ROR | MISO_MI | Internal | Shoulder | B11 | 25 | 1305 | 0 | 74.32 | 74.41 | 2 | 0
2015 | PJM_ROR_2_MISO_MI | PJM_ROR | MISO_MI | Internal | Shoulder | B12 | 200 | 1305 | 0 | 64.62 | 64.15 | 2 | 0
2015 | PJM_ROR_2_MISO_MI | PJM_ROR | MISO_MI | Internal | Shoulder | B13 | 600 | 1305 | 0 | 60.17 | 58.19 | 2 | 0
2015 | PJM_ROR_2_MISO_MI | PJM_ROR | MISO_MI | Internal | Shoulder | B14 | 900 | 1305 | 0 | 57.78 | 55.78 | 2 | 0
2015 | PJM_ROR_2_MISO_MI | PJM_ROR | MISO_MI | Internal | Shoulder | B15 | 1203 | 1305 | 0 | 54.84 | 54.03 | 2 | 0
2015 | PJM_ROR_2_MISO_MI | PJM_ROR | MISO_MI | Internal | Summer | B1 | 10 | 1305 | 0 | 93.77 | 91.77 | 2 | 0
2015 | PJM_ROR_2_MISO_MI | PJM_ROR | MISO_MI | Internal | Summer | B2 | 25 | 1305 | 0 | 90.26 | 88.27 | 2 | 0
2015 | PJM_ROR_2_MISO_MI | PJM_ROR | MISO_MI | Internal | Summer | B3 | 75 | 1305 | 0 | 89.51 | 87.51 | 2 | 0
2015 | PJM_ROR_2_MISO_MI | PJM_ROR | MISO_MI | Internal | Summer | B4 | 100 | 1305 | 0 | 84.87 | 86.66 | 2 | 0
2015 | PJM_ROR_2_MISO_MI | PJM_ROR | MISO_MI | Internal | Summer | B5 | 200 | 1305 | 0 | 76.07 | 74.07 | 2 | 0
2015 | PJM_ROR_2_MISO_MI | PJM_ROR | MISO_MI | Internal | Summer | B6 | 300 | 1305 | 0 | 65.85 | 65.59 | 2 | 0
2015 | PJM_ROR_2_MISO_MI | PJM_ROR | MISO_MI | Internal | Summer | B7 | 400 | 1305 | 0 | 58.47 | 56.47 | 2 | 0
2015 | PJM_ROR_2_MISO_MI | PJM_ROR | MISO_MI | Internal | Summer | B8 | 500 | 1305 | 0 | 55.69 | 53.72 | 2 | 0
2015 | PJM_ROR_2_MISO_MI | PJM_ROR | MISO_MI | Internal | Summer | B9 | 800 | 1305 | 0 | 53.66 | 52.95 | 2 | 0
2015 | PJM_ROR_2_MISO_MI | PJM_ROR | MISO_MI | Internal | Summer | B10 | 1262 | 1305 | 0 | 52.04 | 51.86 | 2 | 0
2015 | PJM_ROR_2_MISO_MI | PJM_ROR | MISO_MI | Internal | Winter | B16 | 25 | 1305 | 0 | 77.69 | 75.69 | 2 | 0
2015 | PJM_ROR_2_MISO_MI | PJM_ROR | MISO_MI | Internal | Winter | B17 | 100 | 1305 | 0 | 70.84 | 68.84 | 2 | 0
2015 | PJM_ROR_2_MISO_MI | PJM_ROR | MISO_MI | Internal | Winter | B18 | 400 | 1305 | 0 | 61.84 | 59.84 | 2 | 0
2015 | PJM_ROR_2_MISO_MI | PJM_ROR | MISO_MI | Internal | Winter | B19 | 700 | 1305 | 0 | 60 | 58 | 2 | 0
2015 | PJM_ROR_2_MISO_MI | PJM_ROR | MISO_MI | Internal | Winter | B20 | 935 | 1305 | 0 | 54.98 | 53.01 | 2 | 0
2015 | PJM_ROR_2_MISO_MO-IL | PJM_ROR | MISO_MO-IL | Internal | Shoulder | B11 | 25 | 1111 | 1111 | 74.32 | 76.33 | 2 | 0.01
2015 | PJM_ROR_2_MISO_MO-IL | PJM_ROR | MISO_MO-IL | Internal | Shoulder | B12 | 200 | 1111 | 0 | 64.62 | 64.15 | 2 | 0
2015 | PJM_ROR_2_MISO_MO-IL | PJM_ROR | MISO_MO-IL | Internal | Shoulder | B13 | 600 | 1111 | 0 | 60.17 | 58.19 | 2 | 0
2015 | PJM_ROR_2_MISO_MO-IL | PJM_ROR | MISO_MO-IL | Internal | Shoulder | B14 | 900 | 1111 | 0 | 57.78 | 55.78 | 2 | 0
2015 | PJM_ROR_2_MISO_MO-IL | PJM_ROR | MISO_MO-IL | Internal | Shoulder | B15 | 1203 | 1111 | 0 | 54.84 | 54.05 | 2 | 0
2015 | PJM_ROR_2_MISO_MO-IL | PJM_ROR | MISO_MO-IL | Internal | Summer | B1 | 10 | 1111 | 0 | 93.77 | 91.77 | 2 | 0
2015 | PJM_ROR_2_MISO_MO-IL | PJM_ROR | MISO_MO-IL | Internal | Summer | B2 | 25 | 1111 | 0 | 90.26 | 88.74 | 2 | 0
2015 | PJM_ROR_2_MISO_MO-IL | PJM_ROR | MISO_MO-IL | Internal | Summer | B3 | 75 | 1111 | 0 | 89.51 | 88.74 | 2 | 0
2015 | PJM_ROR_2_MISO_MO-IL | PJM_ROR | MISO_MO-IL | Internal | Summer | B4 | 100 | 1111 | 631.22 | 84.87 | 86.87 | 2 | 0
2015 | PJM_ROR_2_MISO_MO-IL | PJM_ROR | MISO_MO-IL | Internal | Summer | B5 | 200 | 1111 | 0 | 76.07 | 76.62 | 2 | 0
2015 | PJM_ROR_2_MISO_MO-IL | PJM_ROR | MISO_MO-IL | Internal | Summer | B6 | 300 | 1111 | 0 | 65.85 | 65.59 | 2 | 0
2015 | PJM_ROR_2_MISO_MO-IL | PJM_ROR | MISO_MO-IL | Internal | Summer | B7 | 400 | 1111 | 0 | 58.47 | 56.47 | 2 | 0
2015 | PJM_ROR_2_MISO_MO-IL | PJM_ROR | MISO_MO-IL | Internal | Summer | B8 | 500 | 1111 | 0 | 55.69 | 53.72 | 2 | 0
2015 | PJM_ROR_2_MISO_MO-IL | PJM_ROR | MISO_MO-IL | Internal | Summer | B9 | 800 | 1111 | 0 | 53.66 | 52.93 | 2 | 0
2015 | PJM_ROR_2_MISO_MO-IL | PJM_ROR | MISO_MO-IL | Internal | Summer | B10 | 1262 | 1111 | 0 | 52.04 | 51.83 | 2 | 0
2015 | PJM_ROR_2_MISO_MO-IL | PJM_ROR | MISO_MO-IL | Internal | Winter | B16 | 25 | 1111 | 0 | 77.69 | 75.69 | 2 | 0
2015 | PJM_ROR_2_MISO_MO-IL | PJM_ROR | MISO_MO-IL | Internal | Winter | B17 | 100 | 1111 | 0 | 70.84 | 65.21 | 2 | 0
2015 | PJM_ROR_2_MISO_MO-IL | PJM_ROR | MISO_MO-IL | Internal | Winter | B18 | 400 | 1111 | 0 | 61.84 | 59.84 | 2 | 0
2015 | PJM_ROR_2_MISO_MO-IL | PJM_ROR | MISO_MO-IL | Internal | Winter | B19 | 700 | 1111 | 0 | 60 | 57.99 | 2 | 0
2015 | PJM_ROR_2_MISO_MO-IL | PJM_ROR | MISO_MO-IL | Internal | Winter | B20 | 935 | 1111 | 0 | 54.98 | 52.98 | 2 | 0
2015 | PJM_ROR_2_MISO_W | PJM_ROR | MISO_W | Internal | Shoulder | B11 | 25 | 709 | 304.37 | 74.32 | 76.32 | 2 | 0
2015 | PJM_ROR_2_MISO_W | PJM_ROR | MISO_W | Internal | Shoulder | B12 | 200 | 709 | 0 | 64.62 | 64.14 | 2 | 0
2015 | PJM_ROR_2_MISO_W | PJM_ROR | MISO_W | Internal | Shoulder | B13 | 600 | 709 | 0 | 60.17 | 58.18 | 2 | 0
2015 | PJM_ROR_2_MISO_W | PJM_ROR | MISO_W | Internal | Shoulder | B14 | 900 | 709 | 0 | 57.78 | 55.77 | 2 | 0
2015 | PJM_ROR_2_MISO_W | PJM_ROR | MISO_W | Internal | Shoulder | B15 | 1203 | 709 | 0 | 54.84 | 54.07 | 2 | 0
2015 | PJM_ROR_2_MISO_W | PJM_ROR | MISO_W | Internal | Summer | B1 | 10 | 709 | 0 | 93.77 | 91.76 | 2 | 0
2015 | PJM_ROR_2_MISO_W | PJM_ROR | MISO_W | Internal | Summer | B2 | 25 | 709 | 0 | 90.26 | 88.73 | 2 | 0
2015 | PJM_ROR_2_MISO_W | PJM_ROR | MISO_W | Internal | Summer | B3 | 75 | 709 | 0 | 89.51 | 88.73 | 2 | 0
2015 | PJM_ROR_2_MISO_W | PJM_ROR | MISO_W | Internal | Summer | B4 | 100 | 709 | 0 | 84.87 | 86.86 | 2 | 0
2015 | PJM_ROR_2_MISO_W | PJM_ROR | MISO_W | Internal | Summer | B5 | 200 | 709 | 0 | 76.07 | 76.61 | 2 | 0
2015 | PJM_ROR_2_MISO_W | PJM_ROR | MISO_W | Internal | Summer | B6 | 300 | 709 | 0 | 65.85 | 65.58 | 2 | 0
2015 | PJM_ROR_2_MISO_W | PJM_ROR | MISO_W | Internal | Summer | B7 | 400 | 709 | 0 | 58.47 | 56.46 | 2 | 0
2015 | PJM_ROR_2_MISO_W | PJM_ROR | MISO_W | Internal | Summer | B8 | 500 | 709 | 0 | 55.69 | 53.71 | 2 | 0
2015 | PJM_ROR_2_MISO_W | PJM_ROR | MISO_W | Internal | Summer | B9 | 800 | 709 | 0 | 53.66 | 52.92 | 2 | 0
2015 | PJM_ROR_2_MISO_W | PJM_ROR | MISO_W | Internal | Summer | B10 | 1262 | 709 | 0 | 52.04 | 51.82 | 2 | 0
2015 | PJM_ROR_2_MISO_W | PJM_ROR | MISO_W | Internal | Winter | B16 | 25 | 709 | 0 | 77.69 | 75.68 | 2 | 0
2015 | PJM_ROR_2_MISO_W | PJM_ROR | MISO_W | Internal | Winter | B17 | 100 | 709 | 0 | 70.84 | 65.2 | 2 | 0
2015 | PJM_ROR_2_MISO_W | PJM_ROR | MISO_W | Internal | Winter | B18 | 400 | 709 | 0 | 61.84 | 59.82 | 2 | 0
2015 | PJM_ROR_2_MISO_W | PJM_ROR | MISO_W | Internal | Winter | B19 | 700 | 709 | 0 | 60 | 58 | 2 | 0
2015 | PJM_ROR_2_MISO_W | PJM_ROR | MISO_W | Internal | Winter | B20 | 935 | 709 | 0 | 54.98 | 52.98 | 2 | 0
2015 | PJM_ROR_2_MISO_WUMS | PJM_ROR | MISO_WUMS | Internal | Shoulder | B11 | 25 | 1467 | 0 | 74.32 | 63.19 | 2 | 0
2015 | PJM_ROR_2_MISO_WUMS | PJM_ROR | MISO_WUMS | Internal | Shoulder | B12 | 200 | 1467 | 0 | 64.62 | 62.54 | 2 | 0
2015 | PJM_ROR_2_MISO_WUMS | PJM_ROR | MISO_WUMS | Internal | Shoulder | B13 | 600 | 1467 | 0 | 60.17 | 58.17 | 2 | 0
2015 | PJM_ROR_2_MISO_WUMS | PJM_ROR | MISO_WUMS | Internal | Shoulder | B14 | 900 | 1467 | 0 | 57.78 | 55.76 | 2 | 0
2015 | PJM_ROR_2_MISO_WUMS | PJM_ROR | MISO_WUMS | Internal | Shoulder | B15 | 1203 | 1467 | 0 | 54.84 | 54.02 | 2 | 0
2015 | PJM_ROR_2_MISO_WUMS | PJM_ROR | MISO_WUMS | Internal | Summer | B1 | 10 | 1467 | 0 | 93.77 | 91.76 | 2 | 0
2015 | PJM_ROR_2_MISO_WUMS | PJM_ROR | MISO_WUMS | Internal | Summer | B2 | 25 | 1467 | 0 | 90.26 | 88.26 | 2 | 0
2015 | PJM_ROR_2_MISO_WUMS | PJM_ROR | MISO_WUMS | Internal | Summer | B3 | 75 | 1467 | 0 | 89.51 | 87.5 | 2 | 0
2015 | PJM_ROR_2_MISO_WUMS | PJM_ROR | MISO_WUMS | Internal | Summer | B4 | 100 | 1467 | 0 | 84.87 | 82.87 | 2 | 0
2015 | PJM_ROR_2_MISO_WUMS | PJM_ROR | MISO_WUMS | Internal | Summer | B5 | 200 | 1467 | 0 | 76.07 | 62.54 | 2 | 0
2015 | PJM_ROR_2_MISO_WUMS | PJM_ROR | MISO_WUMS | Internal | Summer | B6 | 300 | 1467 | 0 | 65.85 | 62.04 | 2 | 0
2015 | PJM_ROR_2_MISO_WUMS | PJM_ROR | MISO_WUMS | Internal | Summer | B7 | 400 | 1467 | 0 | 58.47 | 56.44 | 2 | 0
2015 | PJM_ROR_2_MISO_WUMS | PJM_ROR | MISO_WUMS | Internal | Summer | B8 | 500 | 1467 | 0 | 55.69 | 53.69 | 2 | 0
2015 | PJM_ROR_2_MISO_WUMS | PJM_ROR | MISO_WUMS | Internal | Summer | B9 | 800 | 1467 | 0 | 53.66 | 52.91 | 2 | 0
2015 | PJM_ROR_2_MISO_WUMS | PJM_ROR | MISO_WUMS | Internal | Summer | B10 | 1262 | 1467 | 0 | 52.04 | 51.81 | 2 | 0
2015 | PJM_ROR_2_MISO_WUMS | PJM_ROR | MISO_WUMS | Internal | Winter | B16 | 25 | 1467 | 0 | 77.69 | 75.66 | 2 | 0
2015 | PJM_ROR_2_MISO_WUMS | PJM_ROR | MISO_WUMS | Internal | Winter | B17 | 100 | 1467 | 0 | 70.84 | 65.19 | 2 | 0
2015 | PJM_ROR_2_MISO_WUMS | PJM_ROR | MISO_WUMS | Internal | Winter | B18 | 400 | 1467 | 0 | 61.84 | 59.82 | 2 | 0
2015 | PJM_ROR_2_MISO_WUMS | PJM_ROR | MISO_WUMS | Internal | Winter | B19 | 700 | 1467 | 0 | 60 | 57.99 | 2 | 0
2015 | PJM_ROR_2_MISO_WUMS | PJM_ROR | MISO_WUMS | Internal | Winter | B20 | 935 | 1467 | 0 | 54.98 | 52.99 | 2 | 0
2015 | PJM_ROR_2_PJM_ROM | PJM_ROR | PJM_ROM | Internal | Shoulder | B11 | 25 | 8000 | 1000.05 | 74.32 | 74.33 | 0.01 | 0
2015 | PJM_ROR_2_PJM_ROM | PJM_ROR | PJM_ROM | Internal | Shoulder | B12 | 200 | 8000 | 4205.09 | 64.62 | 64.63 | 0.01 | 0
2015 | PJM_ROR_2_PJM_ROM | PJM_ROR | PJM_ROM | Internal | Shoulder | B13 | 600 | 8000 | 5940.9 | 60.17 | 60.18 | 0.01 | 0
2015 | PJM_ROR_2_PJM_ROM | PJM_ROR | PJM_ROM | Internal | Shoulder | B14 | 900 | 8000 | 8000 | 57.78 | 58.9 | 0.01 | 1.1
2015 | PJM_ROR_2_PJM_ROM | PJM_ROR | PJM_ROM | Internal | Shoulder | B15 | 1203 | 8000 | 6313.01 | 54.84 | 54.85 | 0.01 | 0
2015 | PJM_ROR_2_PJM_ROM | PJM_ROR | PJM_ROM | Internal | Summer | B1 | 10 | 8000 | 7131.74 | 93.77 | 93.79 | 0.01 | 0
2015 | PJM_ROR_2_PJM_ROM | PJM_ROR | PJM_ROM | Internal | Summer | B2 | 25 | 8000 | 6908.8 | 90.26 | 90.27 | 0.01 | 0
2015 | PJM_ROR_2_PJM_ROM | PJM_ROR | PJM_ROM | Internal | Summer | B3 | 75 | 8000 | 1496.2 | 89.51 | 89.53 | 0.01 | 0
2015 | PJM_ROR_2_PJM_ROM | PJM_ROR | PJM_ROM | Internal | Summer | B4 | 100 | 8000 | 843.03 | 84.87 | 84.88 | 0.01 | 0
2015 | PJM_ROR_2_PJM_ROM | PJM_ROR | PJM_ROM | Internal | Summer | B5 | 200 | 8000 | 3772.26 | 76.07 | 76.09 | 0.01 | 0
2015 | PJM_ROR_2_PJM_ROM | PJM_ROR | PJM_ROM | Internal | Summer | B6 | 300 | 8000 | 4786.76 | 65.85 | 65.86 | 0.01 | 0
2015 | PJM_ROR_2_PJM_ROM | PJM_ROR | PJM_ROM | Internal | Summer | B7 | 400 | 8000 | 8000 | 58.47 | 58.63 | 0.01 | 0.15
2015 | PJM_ROR_2_PJM_ROM | PJM_ROR | PJM_ROM | Internal | Summer | B8 | 500 | 8000 | 8000 | 55.69 | 56.92 | 0.01 | 1.21
2015 | PJM_ROR_2_PJM_ROM | PJM_ROR | PJM_ROM | Internal | Summer | B9 | 800 | 8000 | 8000 | 53.66 | 56.64 | 0.01 | 2.97
2015 | PJM_ROR_2_PJM_ROM | PJM_ROR | PJM_ROM | Internal | Summer | B10 | 1262 | 8000 | 6911.71 | 52.04 | 52.05 | 0.01 | 0
2015 | PJM_ROR_2_PJM_ROM | PJM_ROR | PJM_ROM | Internal | Winter | B16 | 25 | 8000 | 2404.21 | 77.69 | 77.7 | 0.01 | 0
2015 | PJM_ROR_2_PJM_ROM | PJM_ROR | PJM_ROM | Internal | Winter | B17 | 100 | 8000 | 4937.15 | 70.84 | 70.85 | 0.01 | 0
2015 | PJM_ROR_2_PJM_ROM | PJM_ROR | PJM_ROM | Internal | Winter | B18 | 400 | 8000 | 8000 | 61.84 | 64.46 | 0.01 | 2.62
2015 | PJM_ROR_2_PJM_ROM | PJM_ROR | PJM_ROM | Internal | Winter | B19 | 700 | 8000 | 8000 | 60 | 64.13 | 0.01 | 4.12
2015 | PJM_ROR_2_PJM_ROM | PJM_ROR | PJM_ROM | Internal | Winter | B20 | 935 | 8000 | 8000 | 54.98 | 55.95 | 0.01 | 0.96
2015 | PJM_ROR_2_TVA_Transmission | PJM_ROR | TVA_Transmission | Internal | Shoulder | B11 | 25 | 2500 | 679.74 | 74.32 | 80.32 | 6 | 0
2015 | PJM_ROR_2_TVA_Transmission | PJM_ROR | TVA_Transmission | Internal | Shoulder | B12 | 200 | 2500 | 0 | 64.62 | 65.59 | 6 | 0
2015 | PJM_ROR_2_TVA_Transmission | PJM_ROR | TVA_Transmission | Internal | Shoulder | B13 | 600 | 2500 | 0 | 60.17 | 62.72 | 6 | 0
2015 | PJM_ROR_2_TVA_Transmission | PJM_ROR | TVA_Transmission | Internal | Shoulder | B14 | 900 | 2500 | 0 | 57.78 | 62.31 | 6 | 0
2015 | PJM_ROR_2_TVA_Transmission | PJM_ROR | TVA_Transmission | Internal | Shoulder | B15 | 1203 | 2500 | 303.81 | 54.84 | 60.84 | 6 | 0
2015 | PJM_ROR_2_TVA_Transmission | PJM_ROR | TVA_Transmission | Internal | Summer | B1 | 10 | 2500 | 2157.43 | 93.77 | 99.77 | 6 | 0
2015 | PJM_ROR_2_TVA_Transmission | PJM_ROR | TVA_Transmission | Internal | Summer | B2 | 25 | 2500 | 2500 | 90.26 | 96.74 | 6 | 0.48
2015 | PJM_ROR_2_TVA_Transmission | PJM_ROR | TVA_Transmission | Internal | Summer | B3 | 75 | 2500 | 1374.31 | 89.51 | 95.51 | 6 | 0
2015 | PJM_ROR_2_TVA_Transmission | PJM_ROR | TVA_Transmission | Internal | Summer | B4 | 100 | 2500 | 825.72 | 84.87 | 90.87 | 6 | 0
2015 | PJM_ROR_2_TVA_Transmission | PJM_ROR | TVA_Transmission | Internal | Summer | B5 | 200 | 2500 | 578.19 | 76.07 | 82.07 | 6 | 0
2015 | PJM_ROR_2_TVA_Transmission | PJM_ROR | TVA_Transmission | Internal | Summer | B6 | 300 | 2500 | 0 | 65.85 | 69.85 | 6 | 0
2015 | PJM_ROR_2_TVA_Transmission | PJM_ROR | TVA_Transmission | Internal | Summer | B7 | 400 | 2500 | 0 | 58.47 | 63.08 | 6 | 0
2015 | PJM_ROR_2_TVA_Transmission | PJM_ROR | TVA_Transmission | Internal | Summer | B8 | 500 | 2500 | 0 | 55.69 | 60.88 | 6 | 0
2015 | PJM_ROR_2_TVA_Transmission | PJM_ROR | TVA_Transmission | Internal | Summer | B9 | 800 | 2500 | 165.65 | 53.66 | 59.66 | 6 | 0
2015 | PJM_ROR_2_TVA_Transmission | PJM_ROR | TVA_Transmission | Internal | Summer | B10 | 1262 | 2500 | 0 | 52.04 | 57.98 | 6 | 0
2015 | PJM_ROR_2_TVA_Transmission | PJM_ROR | TVA_Transmission | Internal | Winter | B16 | 25 | 2500 | 635.22 | 77.69 | 83.69 | 6 | 0
2015 | PJM_ROR_2_TVA_Transmission | PJM_ROR | TVA_Transmission | Internal | Winter | B17 | 100 | 2500 | 0 | 70.84 | 69.32 | 6 | 0
2015 | PJM_ROR_2_TVA_Transmission | PJM_ROR | TVA_Transmission | Internal | Winter | B18 | 400 | 2500 | 0 | 61.84 | 65.42 | 6 | 0
2015 | PJM_ROR_2_TVA_Transmission | PJM_ROR | TVA_Transmission | Internal | Winter | B19 | 700 | 2500 | 0 | 60 | 64.42 | 6 | 0
2015 | PJM_ROR_2_TVA_Transmission | PJM_ROR | TVA_Transmission | Internal | Winter | B20 | 935 | 2500 | 1819.02 | 54.98 | 60.98 | 6 | 0
2015 | PJM_ROR_2_VACAR | PJM_ROR | VACAR | Internal | Shoulder | B11 | 25 | 3000 | 0 | 74.32 | 79.23 | 6 | 0
2015 | PJM_ROR_2_VACAR | PJM_ROR | VACAR | Internal | Shoulder | B12 | 200 | 3000 | 0 | 64.62 | 66.56 | 6 | 0
2015 | PJM_ROR_2_VACAR | PJM_ROR | VACAR | Internal | Shoulder | B13 | 600 | 3000 | 0 | 60.17 | 63.63 | 6 | 0
2015 | PJM_ROR_2_VACAR | PJM_ROR | VACAR | Internal | Shoulder | B14 | 900 | 3000 | 0 | 57.78 | 62.92 | 6 | 0
2015 | PJM_ROR_2_VACAR | PJM_ROR | VACAR | Internal | Shoulder | B15 | 1203 | 3000 | 0 | 54.84 | 56.59 | 6 | 0
2015 | PJM_ROR_2_VACAR | PJM_ROR | VACAR | Internal | Summer | B1 | 10 | 3000 | 3000 | 93.77 | 100.71 | 6 | 0.94
2015 | PJM_ROR_2_VACAR | PJM_ROR | VACAR | Internal | Summer | B2 | 25 | 3000 | 3000 | 90.26 | 100.71 | 6 | 4.45
2015 | PJM_ROR_2_VACAR | PJM_ROR | VACAR | Internal | Summer | B3 | 75 | 3000 | 3000 | 89.51 | 100.71 | 6 | 5.2
2015 | PJM_ROR_2_VACAR | PJM_ROR | VACAR | Internal | Summer | B4 | 100 | 3000 | 2384.19 | 84.87 | 90.87 | 6 | 0
2015 | PJM_ROR_2_VACAR | PJM_ROR | VACAR | Internal | Summer | B5 | 200 | 3000 | 3000 | 76.07 | 84.07 | 6 | 2
2015 | PJM_ROR_2_VACAR | PJM_ROR | VACAR | Internal | Summer | B6 | 300 | 3000 | 2053.01 | 65.85 | 71.85 | 6 | 0
2015 | PJM_ROR_2_VACAR | PJM_ROR | VACAR | Internal | Summer | B7 | 400 | 3000 | 2945.83 | 58.47 | 64.47 | 6 | 0
2015 | PJM_ROR_2_VACAR | PJM_ROR | VACAR | Internal | Summer | B8 | 500 | 3000 | 544.31 | 55.69 | 61.69 | 6 | 0
2015 | PJM_ROR_2_VACAR | PJM_ROR | VACAR | Internal | Summer | B9 | 800 | 3000 | 2110.28 | 53.66 | 59.66 | 6 | 0
2015 | PJM_ROR_2_VACAR | PJM_ROR | VACAR | Internal | Summer | B10 | 1262 | 3000 | 0 | 52.04 | 53.44 | 6 | 0
2015 | PJM_ROR_2_VACAR | PJM_ROR | VACAR | Internal | Winter | B16 | 25 | 3000 | 3000 | 77.69 | 88.64 | 6 | 4.95
2015 | PJM_ROR_2_VACAR | PJM_ROR | VACAR | Internal | Winter | B17 | 100 | 3000 | 968.68 | 70.84 | 76.84 | 6 | 0
2015 | PJM_ROR_2_VACAR | PJM_ROR | VACAR | Internal | Winter | B18 | 400 | 3000 | 0 | 61.84 | 66.87 | 6 | 0
2015 | PJM_ROR_2_VACAR | PJM_ROR | VACAR | Internal | Winter | B19 | 700 | 3000 | 120.16 | 60 | 66 | 6 | 0
2015 | PJM_ROR_2_VACAR | PJM_ROR | VACAR | Internal | Winter | B20 | 935 | 3000 | 0 | 54.98 | 59.73 | 6 | 0
2015 | PJM_ROM_2_NYISO_A-F | PJM_ROM | NYISO_A-F | Internal | Shoulder | B11 | 25 | 2000 | 0 | 74.33 | 60.53 | 6 | 0
2015 | PJM_ROM_2_NYISO_A-F | PJM_ROM | NYISO_A-F | Internal | Shoulder | B12 | 200 | 2000 | 0 | 64.63 | 58.8 | 6 | 0
2015 | PJM_ROM_2_NYISO_A-F | PJM_ROM | NYISO_A-F | Internal | Shoulder | B13 | 600 | 2000 | 0 | 60.18 | 57.82 | 6 | 0
2015 | PJM_ROM_2_NYISO_A-F | PJM_ROM | NYISO_A-F | Internal | Shoulder | B14 | 900 | 2000 | 0 | 58.9 | 56.88 | 6 | 0
2015 | PJM_ROM_2_NYISO_A-F | PJM_ROM | NYISO_A-F | Internal | Shoulder | B15 | 1203 | 2000 | 0 | 54.85 | 56.88 | 6 | 0
2015 | PJM_ROM_2_NYISO_A-F | PJM_ROM | NYISO_A-F | Internal | Summer | B1 | 10 | 2000 | 0 | 93.79 | 85.79 | 6 | 0
2015 | PJM_ROM_2_NYISO_A-F | PJM_ROM | NYISO_A-F | Internal | Summer | B2 | 25 | 2000 | 0 | 90.27 | 82.27 | 6 | 0
2015 | PJM_ROM_2_NYISO_A-F | PJM_ROM | NYISO_A-F | Internal | Summer | B3 | 75 | 2000 | 0 | 89.53 | 76.21 | 6 | 0
2015 | PJM_ROM_2_NYISO_A-F | PJM_ROM | NYISO_A-F | Internal | Summer | B4 | 100 | 2000 | 0 | 84.88 | 68.88 | 6 | 0
2015 | PJM_ROM_2_NYISO_A-F | PJM_ROM | NYISO_A-F | Internal | Summer | B5 | 200 | 2000 | 0 | 76.09 | 64.48 | 6 | 0
2015 | PJM_ROM_2_NYISO_A-F | PJM_ROM | NYISO_A-F | Internal | Summer | B6 | 300 | 2000 | 0 | 65.86 | 57.84 | 6 | 0
2015 | PJM_ROM_2_NYISO_A-F | PJM_ROM | NYISO_A-F | Internal | Summer | B7 | 400 | 2000 | 0 | 58.63 | 56.12 | 6 | 0
2015 | PJM_ROM_2_NYISO_A-F | PJM_ROM | NYISO_A-F | Internal | Summer | B8 | 500 | 2000 | 0 | 56.92 | 56.1 | 6 | 0
2015 | PJM_ROM_2_NYISO_A-F | PJM_ROM | NYISO_A-F | Internal | Summer | B9 | 800 | 2000 | 0 | 56.64 | 55.24 | 6 | 0
2015 | PJM_ROM_2_NYISO_A-F | PJM_ROM | NYISO_A-F | Internal | Summer | B10 | 1262 | 2000 | 0 | 52.05 | 55.24 | 6 | 0
2015 | PJM_ROM_2_NYISO_A-F | PJM_ROM | NYISO_A-F | Internal | Winter | B16 | 25 | 2000 | 0 | 77.7 | 67.64 | 6 | 0
2015 | PJM_ROM_2_NYISO_A-F | PJM_ROM | NYISO_A-F | Internal | Winter | B17 | 100 | 2000 | 0 | 70.85 | 62.85 | 6 | 0
2015 | PJM_ROM_2_NYISO_A-F | PJM_ROM | NYISO_A-F | Internal | Winter | B18 | 400 | 2000 | 0 | 64.46 | 61.59 | 6 | 0
2015 | PJM_ROM_2_NYISO_A-F | PJM_ROM | NYISO_A-F | Internal | Winter | B19 | 700 | 2000 | 0 | 64.13 | 61.59 | 6 | 0
2015 | PJM_ROM_2_NYISO_A-F | PJM_ROM | NYISO_A-F | Internal | Winter | B20 | 935 | 2000 | 0 | 55.95 | 61.59 | 6 | 0
2015 | PJM_ROM_2_PJM_E | PJM_ROM | PJM_E | Internal | Shoulder | B11 | 25 | 8000 | 0 | 74.33 | 74.32 | 0.01 | 0
2015 | PJM_ROM_2_PJM_E | PJM_ROM | PJM_E | Internal | Shoulder | B12 | 200 | 8000 | 0 | 64.63 | 64.62 | 0.01 | 0
2015 | PJM_ROM_2_PJM_E | PJM_ROM | PJM_E | Internal | Shoulder | B13 | 600 | 8000 | 0 | 60.18 | 60.17 | 0.01 | 0
2015 | PJM_ROM_2_PJM_E | PJM_ROM | PJM_E | Internal | Shoulder | B14 | 900 | 8000 | 2.42 | 58.9 | 58.91 | 0.01 | 0
2015 | PJM_ROM_2_PJM_E | PJM_ROM | PJM_E | Internal | Shoulder | B15 | 1203 | 8000 | 249.82 | 54.85 | 54.86 | 0.01 | 0
2015 | PJM_ROM_2_PJM_E | PJM_ROM | PJM_E | Internal | Summer | B1 | 10 | 8000 | 1679.04 | 93.79 | 93.8 | 0.01 | 0
2015 | PJM_ROM_2_PJM_E | PJM_ROM | PJM_E | Internal | Summer | B2 | 25 | 8000 | 2031.47 | 90.27 | 90.28 | 0.01 | 0
2015 | PJM_ROM_2_PJM_E | PJM_ROM | PJM_E | Internal | Summer | B3 | 75 | 8000 | 0 | 89.53 | 89.51 | 0.01 | 0
2015 | PJM_ROM_2_PJM_E | PJM_ROM | PJM_E | Internal | Summer | B4 | 100 | 8000 | 0 | 84.88 | 84.87 | 0.01 | 0
2015 | PJM_ROM_2_PJM_E | PJM_ROM | PJM_E | Internal | Summer | B5 | 200 | 8000 | 0 | 76.09 | 76.07 | 0.01 | 0
2015 | PJM_ROM_2_PJM_E | PJM_ROM | PJM_E | Internal | Summer | B6 | 300 | 8000 | 0 | 65.86 | 65.85 | 0.01 | 0
2015 | PJM_ROM_2_PJM_E | PJM_ROM | PJM_E | Internal | Summer | B7 | 400 | 8000 | 1101.71 | 58.63 | 58.64 | 0.01 | 0
2015 | PJM_ROM_2_PJM_E | PJM_ROM | PJM_E | Internal | Summer | B8 | 500 | 8000 | 145.14 | 56.92 | 56.93 | 0.01 | 0
2015 | PJM_ROM_2_PJM_E | PJM_ROM | PJM_E | Internal | Summer | B9 | 800 | 8000 | 175.96 | 56.64 | 56.65 | 0.01 | 0
2015 | PJM_ROM_2_PJM_E | PJM_ROM | PJM_E | Internal | Summer | B10 | 1262 | 8000 | 0 | 52.05 | 52.04 | 0.01 | 0
2015 | PJM_ROM_2_PJM_E | PJM_ROM | PJM_E | Internal | Winter | B16 | 25 | 8000 | 0 | 77.7 | 77.69 | 0.01 | 0
2015 | PJM_ROM_2_PJM_E | PJM_ROM | PJM_E | Internal | Winter | B17 | 100 | 8000 | 0 | 70.85 | 70.84 | 0.01 | 0
2015 | PJM_ROM_2_PJM_E | PJM_ROM | PJM_E | Internal | Winter | B18 | 400 | 8000 | 1702.76 | 64.46 | 64.48 | 0.01 | 0
2015 | PJM_ROM_2_PJM_E | PJM_ROM | PJM_E | Internal | Winter | B19 | 700 | 8000 | 2212.14 | 64.13 | 64.14 | 0.01 | 0
2015 | PJM_ROM_2_PJM_E | PJM_ROM | PJM_E | Internal | Winter | B20 | 935 | 8000 | 1466.91 | 55.95 | 55.96 | 0.01 | 0
2015 | PJM_ROM_2_PJM_ROR | PJM_ROM | PJM_ROR | Internal | Shoulder | B11 | 25 | 8000 | 0 | 74.33 | 74.32 | 0.01 | 0
2015 | PJM_ROM_2_PJM_ROR | PJM_ROM | PJM_ROR | Internal | Shoulder | B12 | 200 | 8000 | 0 | 64.63 | 64.62 | 0.01 | 0
2015 | PJM_ROM_2_PJM_ROR | PJM_ROM | PJM_ROR | Internal | Shoulder | B13 | 600 | 8000 | 0 | 60.18 | 60.17 | 0.01 | 0
2015 | PJM_ROM_2_PJM_ROR | PJM_ROM | PJM_ROR | Internal | Shoulder | B14 | 900 | 8000 | 0 | 58.9 | 57.78 | 0.01 | 0
2015 | PJM_ROM_2_PJM_ROR | PJM_ROM | PJM_ROR | Internal | Shoulder | B15 | 1203 | 8000 | 0 | 54.85 | 54.84 | 0.01 | 0
2015 | PJM_ROM_2_PJM_ROR | PJM_ROM | PJM_ROR | Internal | Summer | B1 | 10 | 8000 | 0 | 93.79 | 93.77 | 0.01 | 0
2015 | PJM_ROM_2_PJM_ROR | PJM_ROM | PJM_ROR | Internal | Summer | B2 | 25 | 8000 | 0 | 90.27 | 90.26 | 0.01 | 0
2015 | PJM_ROM_2_PJM_ROR | PJM_ROM | PJM_ROR | Internal | Summer | B3 | 75 | 8000 | 0 | 89.53 | 89.51 | 0.01 | 0
2015 | PJM_ROM_2_PJM_ROR | PJM_ROM | PJM_ROR | Internal | Summer | B4 | 100 | 8000 | 0 | 84.88 | 84.87 | 0.01 | 0
2015 | PJM_ROM_2_PJM_ROR | PJM_ROM | PJM_ROR | Internal | Summer | B5 | 200 | 8000 | 0 | 76.09 | 76.07 | 0.01 | 0
2015 | PJM_ROM_2_PJM_ROR | PJM_ROM | PJM_ROR | Internal | Summer | B6 | 300 | 8000 | 0 | 65.86 | 65.85 | 0.01 | 0
2015 | PJM_ROM_2_PJM_ROR | PJM_ROM | PJM_ROR | Internal | Summer | B7 | 400 | 8000 | 0 | 58.63 | 58.47 | 0.01 | 0
2015 | PJM_ROM_2_PJM_ROR | PJM_ROM | PJM_ROR | Internal | Summer | B8 | 500 | 8000 | 0 | 56.92 | 55.69 | 0.01 | 0
2015 | PJM_ROM_2_PJM_ROR | PJM_ROM | PJM_ROR | Internal | Summer | B9 | 800 | 8000 | 0 | 56.64 | 53.66 | 0.01 | 0
2015 | PJM_ROM_2_PJM_ROR | PJM_ROM | PJM_ROR | Internal | Summer | B10 | 1262 | 8000 | 0 | 52.05 | 52.04 | 0.01 | 0
2015 | PJM_ROM_2_PJM_ROR | PJM_ROM | PJM_ROR | Internal | Winter | B16 | 25 | 8000 | 0 | 77.7 | 77.69 | 0.01 | 0
2015 | PJM_ROM_2_PJM_ROR | PJM_ROM | PJM_ROR | Internal | Winter | B17 | 100 | 8000 | 0 | 70.85 | 70.84 | 0.01 | 0
2015 | PJM_ROM_2_PJM_ROR | PJM_ROM | PJM_ROR | Internal | Winter | B18 | 400 | 8000 | 0 | 64.46 | 61.84 | 0.01 | 0
2015 | PJM_ROM_2_PJM_ROR | PJM_ROM | PJM_ROR | Internal | Winter | B19 | 700 | 8000 | 0 | 64.13 | 60 | 0.01 | 0
2015 | PJM_ROM_2_PJM_ROR | PJM_ROM | PJM_ROR | Internal | Winter | B20 | 935 | 8000 | 0 | 55.95 | 54.98 | 0.01 | 0
2015 | SOCO_2_ENT | SOCO | ENT | Internal | Shoulder | B11 | 25 | 2400 | 0 | 86.23 | 78.23 | 10 | 0
2015 | SOCO_2_ENT | SOCO | ENT | Internal | Shoulder | B12 | 200 | 2400 | 0 | 66.4 | 59.47 | 10 | 0
2015 | SOCO_2_ENT | SOCO | ENT | Internal | Shoulder | B13 | 600 | 2400 | 0 | 61.88 | 59.47 | 10 | 0
2015 | SOCO_2_ENT | SOCO | ENT | Internal | Shoulder | B14 | 900 | 2400 | 0 | 61.88 | 57.49 | 10 | 0
2015 | SOCO_2_ENT | SOCO | ENT | Internal | Shoulder | B15 | 1203 | 2400 | 0 | 59.72 | 57.49 | 10 | 0
2015 | SOCO_2_ENT | SOCO | ENT | Internal | Summer | B1 | 10 | 2400 | 0 | 99.77 | 91.77 | 10 | 0
2015 | SOCO_2_ENT | SOCO | ENT | Internal | Summer | B2 | 25 | 2400 | 0 | 97.87 | 89.87 | 10 | 0
2015 | SOCO_2_ENT | SOCO | ENT | Internal | Summer | B3 | 75 | 2400 | 0 | 97.87 | 89.87 | 10 | 0
2015 | SOCO_2_ENT | SOCO | ENT | Internal | Summer | B4 | 100 | 2400 | 0 | 97.87 | 88.01 | 10 | 0
2015 | SOCO_2_ENT | SOCO | ENT | Internal | Summer | B5 | 200 | 2400 | 0 | 91.07 | 83.07 | 10 | 0
2015 | SOCO_2_ENT | SOCO | ENT | Internal | Summer | B6 | 300 | 2400 | 0 | 78.85 | 64.59 | 10 | 0
2015 | SOCO_2_ENT | SOCO | ENT | Internal | Summer | B7 | 400 | 2400 | 0 | 71.47 | 58.69 | 10 | 0
2015 | SOCO_2_ENT | SOCO | ENT | Internal | Summer | B8 | 500 | 2400 | 0 | 66.69 | 58.69 | 10 | 0
2015 | SOCO_2_ENT | SOCO | ENT | Internal | Summer | B9 | 800 | 2400 | 0 | 60.67 | 56.32 | 10 | 0
2015 | SOCO_2_ENT | SOCO | ENT | Internal | Summer | B10 | 1262 | 2400 | 0 | 58.55 | 56.32 | 10 | 0
2015 | SOCO_2_ENT | SOCO | ENT | Internal | Winter | B16 | 25 | 2400 | 0 | 85.18 | 75.69 | 10 | 0
2015 | SOCO_2_ENT | SOCO | ENT | Internal | Winter | B17 | 100 | 2400 | 0 | 67.53 | 61.89 | 10 | 0
2015 | SOCO_2_ENT | SOCO | ENT | Internal | Winter | B18 | 400 | 2400 | 0 | 64.36 | 60.3 | 10 | 0
2015 | SOCO_2_ENT | SOCO | ENT | Internal | Winter | B19 | 700 | 2400 | 0 | 64.36 | 59.83 | 10 | 0
2015 | SOCO_2_ENT | SOCO | ENT | Internal | Winter | B20 | 935 | 2400 | 0 | 62.11 | 59.83 | 10 | 0
2015 | SOCO_2_FRCC | SOCO | FRCC | Internal | Shoulder | B11 | 25 | 3700 | 3553.16 | 86.23 | 96.23 | 10 | 0
2015 | SOCO_2_FRCC | SOCO | FRCC | Internal | Shoulder | B12 | 200 | 3700 | 0 | 66.4 | 66.91 | 10 | 0
2015 | SOCO_2_FRCC | SOCO | FRCC | Internal | Shoulder | B13 | 600 | 3700 | 0 | 61.88 | 65.37 | 10 | 0
2015 | SOCO_2_FRCC | SOCO | FRCC | Internal | Shoulder | B14 | 900 | 3700 | 0 | 61.88 | 64.13 | 10 | 0
2015 | SOCO_2_FRCC | SOCO | FRCC | Internal | Shoulder | B15 | 1203 | 3700 | 0 | 59.72 | 64.13 | 10 | 0
2015 | SOCO_2_FRCC | SOCO | FRCC | Internal | Summer | B1 | 10 | 3700 | 0 | 99.77 | 103.87 | 10 | 0
2015 | SOCO_2_FRCC | SOCO | FRCC | Internal | Summer | B2 | 25 | 3700 | 0 | 97.87 | 103.87 | 10 | 0
2015 | SOCO_2_FRCC | SOCO | FRCC | Internal | Summer | B3 | 75 | 3700 | 0 | 97.87 | 103.87 | 10 | 0
2015 | SOCO_2_FRCC | SOCO | FRCC | Internal | Summer | B4 | 100 | 3700 | 0 | 97.87 | 103.87 | 10 | 0
2015 | SOCO_2_FRCC | SOCO | FRCC | Internal | Summer | B5 | 200 | 3700 | 2442.04 | 91.07 | 101.07 | 10 | 0
2015 | SOCO_2_FRCC | SOCO | FRCC | Internal | Summer | B6 | 300 | 3700 | 500.27 | 78.85 | 88.85 | 10 | 0
2015 | SOCO_2_FRCC | SOCO | FRCC | Internal | Summer | B7 | 400 | 3700 | 0 | 71.47 | 67.64 | 10 | 0
2015 | SOCO_2_FRCC | SOCO | FRCC | Internal | Summer | B8 | 500 | 3700 | 0 | 66.69 | 66.21 | 10 | 0
2015 | SOCO_2_FRCC | SOCO | FRCC | Internal | Summer | B9 | 800 | 3700 | 0 | 60.67 | 63.46 | 10 | 0
2015 | SOCO_2_FRCC | SOCO | FRCC | Internal | Summer | B10 | 1262 | 3700 | 0 | 58.55 | 63.46 | 10 | 0
2015 | SOCO_2_FRCC | SOCO | FRCC | Internal | Winter | B16 | 25 | 3700 | 0 | 85.18 | 90.65 | 10 | 0
2015 | SOCO_2_FRCC | SOCO | FRCC | Internal | Winter | B17 | 100 | 3700 | 0 | 67.53 | 69.02 | 10 | 0
2015 | SOCO_2_FRCC | SOCO | FRCC | Internal | Winter | B18 | 400 | 3700 | 0 | 64.36 | 66.15 | 10 | 0
2015 | SOCO_2_FRCC | SOCO | FRCC | Internal | Winter | B19 | 700 | 3700 | 0 | 64.36 | 66.15 | 10 | 0
2015 | SOCO_2_FRCC | SOCO | FRCC | Internal | Winter | B20 | 935 | 3700 | 0 | 62.11 | 66.15 | 10 | 0
2015 | SOCO_2_TVA_Transmission | SOCO | TVA_Transmission | Internal | Shoulder | B11 | 25 | 2600 | 0 | 86.23 | 80.32 | 10 | 0
2015 | SOCO_2_TVA_Transmission | SOCO | TVA_Transmission | Internal | Shoulder | B12 | 200 | 2600 | 0 | 66.4 | 65.59 | 10 | 0
2015 | SOCO_2_TVA_Transmission | SOCO | TVA_Transmission | Internal | Shoulder | B13 | 600 | 2600 | 0 | 61.88 | 62.72 | 10 | 0
2015 | SOCO_2_TVA_Transmission | SOCO | TVA_Transmission | Internal | Shoulder | B14 | 900 | 2600 | 0 | 61.88 | 62.31 | 10 | 0
2015 | SOCO_2_TVA_Transmission | SOCO | TVA_Transmission | Internal | Shoulder | B15 | 1203 | 2600 | 0 | 59.72 | 60.84 | 10 | 0
2015 | SOCO_2_TVA_Transmission | SOCO | TVA_Transmission | Internal | Summer | B1 | 10 | 2600 | 0 | 99.77 | 99.77 | 10 | 0
2015 | SOCO_2_TVA_Transmission | SOCO | TVA_Transmission | Internal | Summer | B2 | 25 | 2600 | 0 | 97.87 | 96.74 | 10 | 0
2015 | SOCO_2_TVA_Transmission | SOCO | TVA_Transmission | Internal | Summer | B3 | 75 | 2600 | 0 | 97.87 | 95.51 | 10 | 0
2015 | SOCO_2_TVA_Transmission | SOCO | TVA_Transmission | Internal | Summer | B4 | 100 | 2600 | 0 | 97.87 | 90.87 | 10 | 0
2015 | SOCO_2_TVA_Transmission | SOCO | TVA_Transmission | Internal | Summer | B5 | 200 | 2600 | 0 | 91.07 | 82.07 | 10 | 0
2015 | SOCO_2_TVA_Transmission | SOCO | TVA_Transmission | Internal | Summer | B6 | 300 | 2600 | 0 | 78.85 | 69.85 | 10 | 0
2015 | SOCO_2_TVA_Transmission | SOCO | TVA_Transmission | Internal | Summer | B7 | 400 | 2600 | 0 | 71.47 | 63.08 | 10 | 0
2015 | SOCO_2_TVA_Transmission | SOCO | TVA_Transmission | Internal | Summer | B8 | 500 | 2600 | 0 | 66.69 | 60.88 | 10 | 0
2015 | SOCO_2_TVA_Transmission | SOCO | TVA_Transmission | Internal | Summer | B9 | 800 | 2600 | 0 | 60.67 | 59.66 | 10 | 0
2015 | SOCO_2_TVA_Transmission | SOCO | TVA_Transmission | Internal | Summer | B10 | 1262 | 2600 | 0 | 58.55 | 57.98 | 10 | 0
2015 | SOCO_2_TVA_Transmission | SOCO | TVA_Transmission | Internal | Winter | B16 | 25 | 2600 | 0 | 85.18 | 83.69 | 10 | 0
2015 | SOCO_2_TVA_Transmission | SOCO | TVA_Transmission | Internal | Winter | B17 | 100 | 2600 | 0 | 67.53 | 69.32 | 10 | 0
2015 | SOCO_2_TVA_Transmission | SOCO | TVA_Transmission | Internal | Winter | B18 | 400 | 2600 | 0 | 64.36 | 65.42 | 10 | 0
2015 | SOCO_2_TVA_Transmission | SOCO | TVA_Transmission | Internal | Winter | B19 | 700 | 2600 | 0 | 64.36 | 64.42 | 10 | 0
2015 | SOCO_2_TVA_Transmission | SOCO | TVA_Transmission | Internal | Winter | B20 | 935 | 2600 | 0 | 62.11 | 60.98 | 10 | 0
2015 | SOCO_2_VACAR | SOCO | VACAR | Internal | Shoulder | B11 | 25 | 2000 | 0 | 86.23 | 79.23 | 10 | 0
2015 | SOCO_2_VACAR | SOCO | VACAR | Internal | Shoulder | B12 | 200 | 2000 | 0 | 66.4 | 66.56 | 10 | 0
2015 | SOCO_2_VACAR | SOCO | VACAR | Internal | Shoulder | B13 | 600 | 2000 | 0 | 61.88 | 63.63 | 10 | 0
2015 | SOCO_2_VACAR | SOCO | VACAR | Internal | Shoulder | B14 | 900 | 2000 | 0 | 61.88 | 62.92 | 10 | 0
2015 | SOCO_2_VACAR | SOCO | VACAR | Internal | Shoulder | B15 | 1203 | 2000 | 0 | 59.72 | 56.59 | 10 | 0
2015 | SOCO_2_VACAR | SOCO | VACAR | Internal | Summer | B1 | 10 | 2000 | 0 | 99.77 | 100.71 | 10 | 0
2015 | SOCO_2_VACAR | SOCO | VACAR | Internal | Summer | B2 | 25 | 2000 | 0 | 97.87 | 100.71 | 10 | 0
2015 | SOCO_2_VACAR | SOCO | VACAR | Internal | Summer | B3 | 75 | 2000 | 0 | 97.87 | 100.71 | 10 | 0
2015 | SOCO_2_VACAR | SOCO | VACAR | Internal | Summer | B4 | 100 | 2000 | 0 | 97.87 | 90.87 | 10 | 0
2015 | SOCO_2_VACAR | SOCO | VACAR | Internal | Summer | B5 | 200 | 2000 | 0 | 91.07 | 84.07 | 10 | 0
2015 | SOCO_2_VACAR | SOCO | VACAR | Internal | Summer | B6 | 300 | 2000 | 0 | 78.85 | 71.85 | 10 | 0
2015 | SOCO_2_VACAR | SOCO | VACAR | Internal | Summer | B7 | 400 | 2000 | 0 | 71.47 | 64.47 | 10 | 0
2015 | SOCO_2_VACAR | SOCO | VACAR | Internal | Summer | B8 | 500 | 2000 | 0 | 66.69 | 61.69 | 10 | 0
2015 | SOCO_2_VACAR | SOCO | VACAR | Internal | Summer | B9 | 800 | 2000 | 0 | 60.67 | 59.66 | 10 | 0
2015 | SOCO_2_VACAR | SOCO | VACAR | Internal | Summer | B10 | 1262 | 2000 | 0 | 58.55 | 53.44 | 10 | 0
2015 | SOCO_2_VACAR | SOCO | VACAR | Internal | Winter | B16 | 25 | 2000 | 0 | 85.18 | 88.64 | 10 | 0
2015 | SOCO_2_VACAR | SOCO | VACAR | Internal | Winter | B17 | 100 | 2000 | 0 | 67.53 | 76.84 | 10 | 0
2015 | SOCO_2_VACAR | SOCO | VACAR | Internal | Winter | B18 | 400 | 2000 | 0 | 64.36 | 66.87 | 10 | 0
2015 | SOCO_2_VACAR | SOCO | VACAR | Internal | Winter | B19 | 700 | 2000 | 0 | 64.36 | 66 | 10 | 0
2015 | SOCO_2_VACAR | SOCO | VACAR | Internal | Winter | B20 | 935 | 2000 | 0 | 62.11 | 59.73 | 10 | 0
2015 | SPP_N_2_ENT | SPP_N | ENT | Internal | Shoulder | B11 | 25 | 1800 | 0 | 83.06 | 78.23 | 5 | 0
2015 | SPP_N_2_ENT | SPP_N | ENT | Internal | Shoulder | B12 | 200 | 1800 | 0 | 60.03 | 59.47 | 5 | 0
2015 | SPP_N_2_ENT | SPP_N | ENT | Internal | Shoulder | B13 | 600 | 1800 | 0 | 58.31 | 59.47 | 5 | 0
2015 | SPP_N_2_ENT | SPP_N | ENT | Internal | Shoulder | B14 | 900 | 1800 | 0 | 57.38 | 57.49 | 5 | 0
2015 | SPP_N_2_ENT | SPP_N | ENT | Internal | Shoulder | B15 | 1203 | 1800 | 0 | 57.38 | 57.49 | 5 | 0
2015 | SPP_N_2_ENT | SPP_N | ENT | Internal | Summer | B1 | 10 | 1800 | 0 | 92.6 | 91.77 | 5 | 0
2015 | SPP_N_2_ENT | SPP_N | ENT | Internal | Summer | B2 | 25 | 1800 | 0 | 92.6 | 89.87 | 5 | 0
2015 | SPP_N_2_ENT | SPP_N | ENT | Internal | Summer | B3 | 75 | 1800 | 0 | 91.39 | 89.87 | 5 | 0
2015 | SPP_N_2_ENT | SPP_N | ENT | Internal | Summer | B4 | 100 | 1800 | 0 | 86.87 | 88.01 | 5 | 0
2015 | SPP_N_2_ENT | SPP_N | ENT | Internal | Summer | B5 | 200 | 1800 | 0 | 81.21 | 83.07 | 5 | 0
2015 | SPP_N_2_ENT | SPP_N | ENT | Internal | Summer | B6 | 300 | 1800 | 0 | 72.58 | 64.59 | 5 | 0
2015 | SPP_N_2_ENT | SPP_N | ENT | Internal | Summer | B7 | 400 | 1800 | 0 | 63.46 | 58.69 | 5 | 0
2015 | SPP_N_2_ENT | SPP_N | ENT | Internal | Summer | B8 | 500 | 1800 | 0 | 58.68 | 58.69 | 5 | 0
2015 | SPP_N_2_ENT | SPP_N | ENT | Internal | Summer | B9 | 800 | 1800 | 0 | 56.11 | 56.32 | 5 | 0
2015 | SPP_N_2_ENT | SPP_N | ENT | Internal | Summer | B10 | 1262 | 1800 | 0 | 54.59 | 56.32 | 5 | 0
2015 | SPP_N_2_ENT | SPP_N | ENT | Internal | Winter | B16 | 25 | 1800 | 335.37 | 70.69 | 75.69 | 5 | 0
2015 | SPP_N_2_ENT | SPP_N | ENT | Internal | Winter | B17 | 100 | 1800 | 0 | 60.21 | 61.89 | 5 | 0
2015 | SPP_N_2_ENT | SPP_N | ENT | Internal | Winter | B18 | 400 | 1800 | 0 | 59.86 | 60.3 | 5 | 0
2015 | SPP_N_2_ENT | SPP_N | ENT | Internal | Winter | B19 | 700 | 1800 | 0 | 59.72 | 59.83 | 5 | 0
2015 | SPP_N_2_ENT | SPP_N | ENT | Internal | Winter | B20 | 935 | 1800 | 0 | 56.28 | 59.83 | 5 | 0
2015 | SPP_N_2_MISO_MO-IL | SPP_N | MISO_MO-IL | Internal | Shoulder | B11 | 25 | 2000 | 0 | 83.06 | 76.33 | 5 | 0
2015 | SPP_N_2_MISO_MO-IL | SPP_N | MISO_MO-IL | Internal | Shoulder | B12 | 200 | 2000 | 0 | 60.03 | 64.15 | 5 | 0
2015 | SPP_N_2_MISO_MO-IL | SPP_N | MISO_MO-IL | Internal | Shoulder | B13 | 600 | 2000 | 0 | 58.31 | 58.19 | 5 | 0
2015 | SPP_N_2_MISO_MO-IL | SPP_N | MISO_MO-IL | Internal | Shoulder | B14 | 900 | 2000 | 0 | 57.38 | 55.78 | 5 | 0
2015 | SPP_N_2_MISO_MO-IL | SPP_N | MISO_MO-IL | Internal | Shoulder | B15 | 1203 | 2000 | 0 | 57.38 | 54.05 | 5 | 0
2015 | SPP_N_2_MISO_MO-IL | SPP_N | MISO_MO-IL | Internal | Summer | B1 | 10 | 2000 | 0 | 92.6 | 91.77 | 5 | 0
2015 | SPP_N_2_MISO_MO-IL | SPP_N | MISO_MO-IL | Internal | Summer | B2 | 25 | 2000 | 0 | 92.6 | 88.74 | 5 | 0
2015 | SPP_N_2_MISO_MO-IL | SPP_N | MISO_MO-IL | Internal | Summer | B3 | 75 | 2000 | 0 | 91.39 | 88.74 | 5 | 0
2015 | SPP_N_2_MISO_MO-IL | SPP_N | MISO_MO-IL | Internal | Summer | B4 | 100 | 2000 | 0 | 86.87 | 86.87 | 5 | 0
2015 | SPP_N_2_MISO_MO-IL | SPP_N | MISO_MO-IL | Internal | Summer | B5 | 200 | 2000 | 0 | 81.21 | 76.62 | 5 | 0
2015 | SPP_N_2_MISO_MO-IL | SPP_N | MISO_MO-IL | Internal | Summer | B6 | 300 | 2000 | 0 | 72.58 | 65.59 | 5 | 0
2015 | SPP_N_2_MISO_MO-IL | SPP_N | MISO_MO-IL | Internal | Summer | B7 | 400 | 2000 | 0 | 63.46 | 56.47 | 5 | 0
2015 | SPP_N_2_MISO_MO-IL | SPP_N | MISO_MO-IL | Internal | Summer | B8 | 500 | 2000 | 0 | 58.68 | 53.72 | 5 | 0
2015 | SPP_N_2_MISO_MO-IL | SPP_N | MISO_MO-IL | Internal | Summer | B9 | 800 | 2000 | 0 | 56.11 | 52.93 | 5 | 0
2015 | SPP_N_2_MISO_MO-IL | SPP_N | MISO_MO-IL | Internal | Summer | B10 | 1262 | 2000 | 0 | 54.59 | 51.83 | 5 | 0
2015 | SPP_N_2_MISO_MO-IL | SPP_N | MISO_MO-IL | Internal | Winter | B16 | 25 | 2000 | 368.55 | 70.69 | 75.69 | 5 | 0
2015 | SPP_N_2_MISO_MO-IL | SPP_N | MISO_MO-IL | Internal | Winter | B17 | 100 | 2000 | 103.87 | 60.21 | 65.21 | 5 | 0
2015 | SPP_N_2_MISO_MO-IL | SPP_N | MISO_MO-IL | Internal | Winter | B18 | 400 | 2000 | 0 | 59.86 | 59.84 | 5 | 0
2015 | SPP_N_2_MISO_MO-IL | SPP_N | MISO_MO-IL | Internal | Winter | B19 | 700 | 2000 | 0 | 59.72 | 57.99 | 5 | 0
2015 | SPP_N_2_MISO_MO-IL | SPP_N | MISO_MO-IL | Internal | Winter | B20 | 935 | 2000 | 0 | 56.28 | 52.98 | 5 | 0
2015 | SPP_N_2_MISO_W | SPP_N | MISO_W | Internal | Shoulder | B11 | 25 | 750 | 0 | 83.06 | 76.32 | 5 | 0
2015 | SPP_N_2_MISO_W | SPP_N | MISO_W | Internal | Shoulder | B12 | 200 | 750 | 0 | 60.03 | 64.14 | 5 | 0
2015 | SPP_N_2_MISO_W | SPP_N | MISO_W | Internal | Shoulder | B13 | 600 | 750 | 0 | 58.31 | 58.18 | 5 | 0
2015 | SPP_N_2_MISO_W | SPP_N | MISO_W | Internal | Shoulder | B14 | 900 | 750 | 0 | 57.38 | 55.77 | 5 | 0
2015 | SPP_N_2_MISO_W | SPP_N | MISO_W | Internal | Shoulder | B15 | 1203 | 750 | 0 | 57.38 | 54.07 | 5 | 0
2015 | SPP_N_2_MISO_W | SPP_N | MISO_W | Internal | Summer | B1 | 10 | 750 | 0 | 92.6 | 91.76 | 5 | 0
2015 | SPP_N_2_MISO_W | SPP_N | MISO_W | Internal | Summer | B2 | 25 | 750 | 0 | 92.6 | 88.73 | 5 | 0
2015 | SPP_N_2_MISO_W | SPP_N | MISO_W | Internal | Summer | B3 | 75 | 750 | 0 | 91.39 | 88.73 | 5 | 0
2015 | SPP_N_2_MISO_W | SPP_N | MISO_W | Internal | Summer | B4 | 100 | 750 | 0 | 86.87 | 86.86 | 5 | 0
2015 | SPP_N_2_MISO_W | SPP_N | MISO_W | Internal | Summer | B5 | 200 | 750 | 0 | 81.21 | 76.61 | 5 | 0
2015 | SPP_N_2_MISO_W | SPP_N | MISO_W | Internal | Summer | B6 | 300 | 750 | 0 | 72.58 | 65.58 | 5 | 0
2015 | SPP_N_2_MISO_W | SPP_N | MISO_W | Internal | Summer | B7 | 400 | 750 | 0 | 63.46 | 56.46 | 5 | 0
2015 | SPP_N_2_MISO_W | SPP_N | MISO_W | Internal | Summer | B8 | 500 | 750 | 0 | 58.68 | 53.71 | 5 | 0
2015 | SPP_N_2_MISO_W | SPP_N | MISO_W | Internal | Summer | B9 | 800 | 750 | 0 | 56.11 | 52.92 | 5 | 0
2015 | SPP_N_2_MISO_W | SPP_N | MISO_W | Internal | Summer | B10 | 1262 | 750 | 0 | 54.59 | 51.82 | 5 | 0
2015 | SPP_N_2_MISO_W | SPP_N | MISO_W | Internal | Winter | B16 | 25 | 750 | 0 | 70.69 | 75.68 | 5 | 0
2015 | SPP_N_2_MISO_W | SPP_N | MISO_W | Internal | Winter | B17 | 100 | 750 | 0 | 60.21 | 65.2 | 5 | 0
2015 | SPP_N_2_MISO_W | SPP_N | MISO_W | Internal | Winter | B18 | 400 | 750 | 0 | 59.86 | 59.82 | 5 | 0
2015 | SPP_N_2_MISO_W | SPP_N | MISO_W | Internal | Winter | B19 | 700 | 750 | 0 | 59.72 | 58 | 5 | 0
2015 | SPP_N_2_MISO_W | SPP_N | MISO_W | Internal | Winter | B20 | 935 | 750 | 0 | 56.28 | 52.98 | 5 | 0
2015 | SPP_N_2_NE | SPP_N | NE | Internal | Shoulder | B11 | 25 | 332 | 0 | 83.06 | 76.32 | 0.01 | 0
2015 | SPP_N_2_NE | SPP_N | NE | Internal | Shoulder | B12 | 200 | 332 | 0 | 60.03 | 60.02 | 0.01 | 0
2015 | SPP_N_2_NE | SPP_N | NE | Internal | Shoulder | B13 | 600 | 332 | 0 | 58.31 | 58.29 | 0.01 | 0
2015 | SPP_N_2_NE | SPP_N | NE | Internal | Shoulder | B14 | 900 | 332 | 0 | 57.38 | 57.37 | 0.01 | 0
2015 | SPP_N_2_NE | SPP_N | NE | Internal | Shoulder | B15 | 1203 | 332 | 0 | 57.38 | 57.37 | 0.01 | 0
2015 | SPP_N_2_NE | SPP_N | NE | Internal | Summer | B1 | 10 | 332 | 0 | 92.6 | 91.76 | 0.01 | 0
2015 | SPP_N_2_NE | SPP_N | NE | Internal | Summer | B2 | 25 | 332 | 0 | 92.6 | 91.38 | 0.01 | 0
2015 | SPP_N_2_NE | SPP_N | NE | Internal | Summer | B3 | 75 | 332 | 0 | 91.39 | 91.38 | 0.01 | 0
2015 | SPP_N_2_NE | SPP_N | NE | Internal | Summer | B4 | 100 | 332 | 0 | 86.87 | 86.86 | 0.01 | 0
2015 | SPP_N_2_NE | SPP_N | NE | Internal | Summer | B5 | 200 | 332 | 0 | 81.21 | 80.93 | 0.01 | 0
2015 | SPP_N_2_NE | SPP_N | NE | Internal | Summer | B6 | 300 | 332 | 0 | 72.58 | 67.27 | 0.01 | 0
2015 | SPP_N_2_NE | SPP_N | NE | Internal | Summer | B7 | 400 | 332 | 0 | 63.46 | 59.46 | 0.01 | 0
2015 | SPP_N_2_NE | SPP_N | NE | Internal | Summer | B8 | 500 | 332 | 0 | 58.68 | 58.66 | 0.01 | 0
2015 | SPP_N_2_NE | SPP_N | NE | Internal | Summer | B9 | 800 | 332 | 0 | 56.11 | 56.1 | 0.01 | 0
2015 | SPP_N_2_NE | SPP_N | NE | Internal | Summer | B10 | 1262 | 332 | 0 | 54.59 | 54.12 | 0.01 | 0
2015 | SPP_N_2_NE | SPP_N | NE | Internal | Winter | B16 | 25 | 332 | 0 | 70.69 | 70.68 | 0.01 | 0
2015 | SPP_N_2_NE | SPP_N | NE | Internal | Winter | B17 | 100 | 332 | 0 | 60.21 | 60.2 | 0.01 | 0
2015 | SPP_N_2_NE | SPP_N | NE | Internal | Winter | B18 | 400 | 332 | 0 | 59.86 | 59.85 | 0.01 | 0
2015 | SPP_N_2_NE | SPP_N | NE | Internal | Winter | B19 | 700 | 332 | 0 | 59.72 | 59.71 | 0.01 | 0
2015 | SPP_N_2_NE | SPP_N | NE | Internal | Winter | B20 | 935 | 332 | 0 | 56.28 | 55.13 | 0.01 | 0
2015 | SPP_N_2_SPP_S | SPP_N | SPP_S | Internal | Shoulder | B11 | 25 | 4000 | 0 | 83.06 | 83.05 | 0.01 | 0
2015 | SPP_N_2_SPP_S | SPP_N | SPP_S | Internal | Shoulder | B12 | 200 | 4000 | 478.6 | 60.03 | 60.04 | 0.01 | 0
2015 | SPP_N_2_SPP_S | SPP_N | SPP_S | Internal | Shoulder | B13 | 600 | 4000 | 930.83 | 58.31 | 58.32 | 0.01 | 0
2015 | SPP_N_2_SPP_S | SPP_N | SPP_S | Internal | Shoulder | B14 | 900 | 4000 | 647.9 | 57.38 | 57.39 | 0.01 | 0
2015 | SPP_N_2_SPP_S | SPP_N | SPP_S | Internal | Shoulder | B15 | 1203 | 4000 | 2467.36 | 57.38 | 57.39 | 0.01 | 0
2015 | SPP_N_2_SPP_S | SPP_N | SPP_S | Internal | Summer | B1 | 10 | 4000 | 0 | 92.6 | 90.44 | 0.01 | 0
2015 | SPP_N_2_SPP_S | SPP_N | SPP_S | Internal | Summer | B2 | 25 | 4000 | 0 | 92.6 | 90.44 | 0.01 | 0
2015 | SPP_N_2_SPP_S | SPP_N | SPP_S | Internal | Summer | B3 | 75 | 4000 | 0 | 91.39 | 89.66 | 0.01 | 0
2015 | SPP_N_2_SPP_S | SPP_N | SPP_S | Internal | Summer | B4 | 100 | 4000 | 0 | 86.87 | 83.01 | 0.01 | 0
2015 | SPP_N_2_SPP_S | SPP_N | SPP_S | Internal | Summer | B5 | 200 | 4000 | 0 | 81.21 | 81.19 | 0.01 | 0
2015 | SPP_N_2_SPP_S | SPP_N | SPP_S | Internal | Summer | B6 | 300 | 4000 | 1771.61 | 72.58 | 72.59 | 0.01 | 0
2015 | SPP_N_2_SPP_S | SPP_N | SPP_S | Internal | Summer | B7 | 400 | 4000 | 1594.64 | 63.46 | 63.47 | 0.01 | 0
2015 | SPP_N_2_SPP_S | SPP_N | SPP_S | Internal | Summer | B8 | 500 | 4000 | 2168.92 | 58.68 | 58.69 | 0.01 | 0
2015 | SPP_N_2_SPP_S | SPP_N | SPP_S | Internal | Summer | B9 | 800 | 4000 | 2184.61 | 56.11 | 56.13 | 0.01 | 0
2015 | SPP_N_2_SPP_S | SPP_N | SPP_S | Internal | Summer | B10 | 1262 | 4000 | 4000 | 54.59 | 56 | 0.01 | 1.4
2015 | SPP_N_2_SPP_S | SPP_N | SPP_S | Internal | Winter | B16 | 25 | 4000 | 125.17 | 70.69 | 70.7 | 0.01 | 0
2015 | SPP_N_2_SPP_S | SPP_N | SPP_S | Internal | Winter | B17 | 100 | 4000 | 1672.69 | 60.21 | 60.22 | 0.01 | 0
2015 | SPP_N_2_SPP_S | SPP_N | SPP_S | Internal | Winter | B18 | 400 | 4000 | 2310.2 | 59.86 | 59.87 | 0.01 | 0
2015 | SPP_N_2_SPP_S | SPP_N | SPP_S | Internal | Winter | B19 | 700 | 4000 | 2361.4 | 59.72 | 59.74 | 0.01 | 0
2015 | SPP_N_2_SPP_S | SPP_N | SPP_S | Internal | Winter | B20 | 935 | 4000 | 4000 | 56.28 | 59.74 | 0.01 | 3.44
2015 | SPP_S_2_ENT | SPP_S | ENT | Internal | Shoulder | B11 | 25 | 850 | 0 | 83.05 | 78.23 | 5 | 0
2015 | SPP_S_2_ENT | SPP_S | ENT | Internal | Shoulder | B12 | 200 | 850 | 0 | 60.04 | 59.47 | 5 | 0
2015 | SPP_S_2_ENT | SPP_S | ENT | Internal | Shoulder | B13 | 600 | 850 | 0 | 58.32 | 59.47 | 5 | 0
2015 | SPP_S_2_ENT | SPP_S | ENT | Internal | Shoulder | B14 | 900 | 850 | 0 | 57.39 | 57.49 | 5 | 0
2015 | SPP_S_2_ENT | SPP_S | ENT | Internal | Shoulder | B15 | 1203 | 850 | 0 | 57.39 | 57.49 | 5 | 0
2015 | SPP_S_2_ENT | SPP_S | ENT | Internal | Summer | B1 | 10 | 850 | 0 | 90.44 | 91.77 | 5 | 0
2015 | SPP_S_2_ENT | SPP_S | ENT | Internal | Summer | B2 | 25 | 850 | 0 | 90.44 | 89.87 | 5 | 0
2015 | SPP_S_2_ENT | SPP_S | ENT | Internal | Summer | B3 | 75 | 850 | 0 | 89.66 | 89.87 | 5 | 0
2015 | SPP_S_2_ENT | SPP_S | ENT | Internal | Summer | B4 | 100 | 850 | 207.44 | 83.01 | 88.01 | 5 | 0
2015 | SPP_S_2_ENT | SPP_S | ENT | Internal | Summer | B5 | 200 | 850 | 0 | 81.19 | 83.07 | 5 | 0
2015 | SPP_S_2_ENT | SPP_S | ENT | Internal | Summer | B6 | 300 | 850 | 0 | 72.59 | 64.59 | 5 | 0
2015 | SPP_S_2_ENT | SPP_S | ENT | Internal | Summer | B7 | 400 | 850 | 0 | 63.47 | 58.69 | 5 | 0
2015 | SPP_S_2_ENT | SPP_S | ENT | Internal | Summer | B8 | 500 | 850 | 0 | 58.69 | 58.69 | 5 | 0
2015 | SPP_S_2_ENT | SPP_S | ENT | Internal | Summer | B9 | 800 | 850 | 0 | 56.13 | 56.32 | 5 | 0
2015 | SPP_S_2_ENT | SPP_S | ENT | Internal | Summer | B10 | 1262 | 850 | 0 | 56 | 56.32 | 5 | 0
2015 | SPP_S_2_ENT | SPP_S | ENT | Internal | Winter | B16 | 25 | 850 | 0 | 70.7 | 75.69 | 5 | 0
2015 | SPP_S_2_ENT | SPP_S | ENT | Internal | Winter | B17 | 100 | 850 | 0 | 60.22 | 61.89 | 5 | 0
2015 | SPP_S_2_ENT | SPP_S | ENT | Internal | Winter | B18 | 400 | 850 | 0 | 59.87 | 60.3 | 5 | 0
2015 | SPP_S_2_ENT | SPP_S | ENT | Internal | Winter | B19 | 700 | 850 | 0 | 59.74 | 59.83 | 5 | 0
2015 | SPP_S_2_ENT | SPP_S | ENT | Internal | Winter | B20 | 935 | 850 | 0 | 59.74 | 59.83 | 5 | 0
2015 | SPP_S_2_SPP_N | SPP_S | SPP_N | Internal | Shoulder | B11 | 25 | 640 | 472.96 | 83.05 | 83.06 | 0.01 | 0
2015 | SPP_S_2_SPP_N | SPP_S | SPP_N | Internal | Shoulder | B12 | 200 | 640 | 0 | 60.04 | 60.03 | 0.01 | 0
2015 | SPP_S_2_SPP_N | SPP_S | SPP_N | Internal | Shoulder | B13 | 600 | 640 | 0 | 58.32 | 58.31 | 0.01 | 0
2015 | SPP_S_2_SPP_N | SPP_S | SPP_N | Internal | Shoulder | B14 | 900 | 640 | 0 | 57.39 | 57.38 | 0.01 | 0
2015 | SPP_S_2_SPP_N | SPP_S | SPP_N | Internal | Shoulder | B15 | 1203 | 640 | 0 | 57.39 | 57.38 | 0.01 | 0
2015 | SPP_S_2_SPP_N | SPP_S | SPP_N | Internal | Summer | B1 | 10 | 640 | 640 | 90.44 | 92.6 | 0.01 | 2.15
2015 | SPP_S_2_SPP_N | SPP_S | SPP_N | Internal | Summer | B2 | 25 | 640 | 640 | 90.44 | 92.6 | 0.01 | 2.15
2015 | SPP_S_2_SPP_N | SPP_S | SPP_N | Internal | Summer | B3 | 75 | 640 | 640 | 89.66 | 91.39 | 0.01 | 1.72
2015 | SPP_S_2_SPP_N | SPP_S | SPP_N | Internal | Summer | B4 | 100 | 640 | 640 | 83.01 | 86.87 | 0.01 | 3.84
2015 | SPP_S_2_SPP_N | SPP_S | SPP_N | Internal | Summer | B5 | 200 | 640 | 189.26 | 81.19 | 81.21 | 0.01 | 0
2015 | SPP_S_2_SPP_N | SPP_S | SPP_N | Internal | Summer | B6 | 300 | 640 | 0 | 72.59 | 72.58 | 0.01 | 0
2015 | SPP_S_2_SPP_N | SPP_S | SPP_N | Internal | Summer | B7 | 400 | 640 | 0 | 63.47 | 63.46 | 0.01 | 0
2015 | SPP_S_2_SPP_N | SPP_S | SPP_N | Internal | Summer | B8 | 500 | 640 | 0 | 58.69 | 58.68 | 0.01 | 0
2015 | SPP_S_2_SPP_N | SPP_S | SPP_N | Internal | Summer | B9 | 800 | 640 | 0 | 56.13 | 56.11 | 0.01 | 0
2015 | SPP_S_2_SPP_N | SPP_S | SPP_N | Internal | Summer | B10 | 1262 | 640 | 0 | 56 | 54.59 | 0.01 | 0
2015 | SPP_S_2_SPP_N | SPP_S | SPP_N | Internal | Winter | B16 | 25 | 640 | 0 | 70.7 | 70.69 | 0.01 | 0
2015 | SPP_S_2_SPP_N | SPP_S | SPP_N | Internal | Winter | B17 | 100 | 640 | 0 | 60.22 | 60.21 | 0.01 | 0
2015 | SPP_S_2_SPP_N | SPP_S | SPP_N | Internal | Winter | B18 | 400 | 640 | 0 | 59.87 | 59.86 | 0.01 | 0
2015 | SPP_S_2_SPP_N | SPP_S | SPP_N | Internal | Winter | B19 | 700 | 640 | 0 | 59.74 | 59.72 | 0.01 | 0
2015 | SPP_S_2_SPP_N | SPP_S | SPP_N | Internal | Winter | B20 | 935 | 640 | 0 | 59.74 | 56.28 | 0.01 | 0
2015 | TVA_2_ENT | TVA | ENT | Internal | Shoulder | B11 | 25 | 500 | 0 | 80.33 | 78.23 | 9 | 0
2015 | TVA_2_ENT | TVA | ENT | Internal | Shoulder | B12 | 200 | 500 | 0 | 61.77 | 59.47 | 9 | 0
2015 | TVA_2_ENT | TVA | ENT | Internal | Shoulder | B13 | 600 | 500 | 0 | 61.77 | 59.47 | 9 | 0
2015 | TVA_2_ENT | TVA | ENT | Internal | Shoulder | B14 | 900 | 500 | 0 | 61.77 | 57.49 | 9 | 0
2015 | TVA_2_ENT | TVA | ENT | Internal | Shoulder | B15 | 1203 | 500 | 0 | 60.85 | 57.49 | 9 | 0
2015 | TVA_2_ENT | TVA | ENT | Internal | Summer | B1 | 10 | 500 | 0 | 99.79 | 91.77 | 9 | 0
2015 | TVA_2_ENT | TVA | ENT | Internal | Summer | B2 | 25 | 500 | 0 | 96.75 | 89.87 | 9 | 0
2015 | TVA_2_ENT | TVA | ENT | Internal | Summer | B3 | 75 | 500 | 0 | 95.53 | 89.87 | 9 | 0
2015 | TVA_2_ENT | TVA | ENT | Internal | Summer | B4 | 100 | 500 | 0 | 90.88 | 88.01 | 9 | 0
2015 | TVA_2_ENT | TVA | ENT | Internal | Summer | B5 | 200 | 500 | 0 | 82.07 | 83.07 | 9 | 0
2015 | TVA_2_ENT | TVA | ENT | Internal | Summer | B6 | 300 | 500 | 0 | 62.85 | 64.59 | 9 | 0
2015 | TVA_2_ENT | TVA | ENT | Internal | Summer | B7 | 400 | 500 | 0 | 60.44 | 58.69 | 9 | 0
2015 | TVA_2_ENT | TVA | ENT | Internal | Summer | B8 | 500 | 500 | 0 | 60.44 | 58.69 | 9 | 0
2015 | TVA_2_ENT | TVA | ENT | Internal | Summer | B9 | 800 | 500 | 0 | 59.67 | 56.32 | 9 | 0
2015 | TVA_2_ENT | TVA | ENT | Internal | Summer | B10 | 1262 | 500 | 0 | 57.94 | 56.32 | 9 | 0
2015 | TVA_2_ENT | TVA | ENT | Internal | Winter | B16 | 25 | 500 | 0 | 83.7 | 75.69 | 9 | 0
2015 | TVA_2_ENT | TVA | ENT | Internal | Winter | B17 | 100 | 500 | 0 | 67.85 | 61.89 | 9 | 0
2015 | TVA_2_ENT | TVA | ENT | Internal | Winter | B18 | 400 | 500 | 0 | 64.27 | 60.3 | 9 | 0
2015 | TVA_2_ENT | TVA | ENT | Internal | Winter | B19 | 700 | 500 | 0 | 64.27 | 59.83 | 9 | 0
2015 | TVA_2_ENT | TVA | ENT | Internal | Winter | B20 | 935 | 500 | 0 | 60.99 | 59.83 | 9 | 0
2015 | TVA_2_MISO_MO-IL | TVA | MISO_MO-IL | Internal | Shoulder | B11 | 25 | 50 | 0 | 80.33 | 76.33 | 9 | 0
2015 | TVA_2_MISO_MO-IL | TVA | MISO_MO-IL | Internal | Shoulder | B12 | 200 | 50 | 0 | 61.77 | 64.15 | 9 | 0
2015 | TVA_2_MISO_MO-IL | TVA | MISO_MO-IL | Internal | Shoulder | B13 | 600 | 50 | 0 | 61.77 | 58.19 | 9 | 0
2015 | TVA_2_MISO_MO-IL | TVA | MISO_MO-IL | Internal | Shoulder | B14 | 900 | 50 | 0 | 61.77 | 55.78 | 9 | 0
2015 | TVA_2_MISO_MO-IL | TVA | MISO_MO-IL | Internal | Shoulder | B15 | 1203 | 50 | 0 | 60.85 | 54.05 | 9 | 0
2015 | TVA_2_MISO_MO-IL | TVA | MISO_MO-IL | Internal | Summer | B1 | 10 | 50 | 0 | 99.79 | 91.77 | 9 | 0
2015 | TVA_2_MISO_MO-IL | TVA | MISO_MO-IL | Internal | Summer | B2 | 25 | 50 | 0 | 96.75 | 88.74 | 9 | 0
2015 | TVA_2_MISO_MO-IL | TVA | MISO_MO-IL | Internal | Summer | B3 | 75 | 50 | 0 | 95.53 | 88.74 | 9 | 0
2015 | TVA_2_MISO_MO-IL | TVA | MISO_MO-IL | Internal | Summer | B4 | 100 | 50 | 0 | 90.88 | 86.87 | 9 | 0
2015 | TVA_2_MISO_MO-IL | TVA | MISO_MO-IL | Internal | Summer | B5 | 200 | 50 | 0 | 82.07 | 76.62 | 9 | 0
2015 | TVA_2_MISO_MO-IL | TVA | MISO_MO-IL | Internal | Summer | B6 | 300 | 50 | 0 | 62.85 | 65.59 | 9 | 0
2015 | TVA_2_MISO_MO-IL | TVA | MISO_MO-IL | Internal | Summer | B7 | 400 | 50 | 0 | 60.44 | 56.47 | 9 | 0
2015 | TVA_2_MISO_MO-IL | TVA | MISO_MO-IL | Internal | Summer | B8 | 500 | 50 | 0 | 60.44 | 53.72 | 9 | 0
2015 | TVA_2_MISO_MO-IL | TVA | MISO_MO-IL | Internal | Summer | B9 | 800 | 50 | 0 | 59.67 | 52.93 | 9 | 0
2015 | TVA_2_MISO_MO-IL | TVA | MISO_MO-IL | Internal | Summer | B10 | 1262 | 50 | 0 | 57.94 | 51.83 | 9 | 0
2015 | TVA_2_MISO_MO-IL | TVA | MISO_MO-IL | Internal | Winter | B16 | 25 | 50 | 0 | 83.7 | 75.69 | 9 | 0
2015 | TVA_2_MISO_MO-IL | TVA | MISO_MO-IL | Internal | Winter | B17 | 100 | 50 | 0 | 67.85 | 65.21 | 9 | 0
2015 | TVA_2_MISO_MO-IL | TVA | MISO_MO-IL | Internal | Winter | B18 | 400 | 50 | 0 | 64.27 | 59.84 | 9 | 0
2015 | TVA_2_MISO_MO-IL | TVA | MISO_MO-IL | Internal | Winter | B19 | 700 | 50 | 0 | 64.27 | 57.99 | 9 | 0
2015 | TVA_2_MISO_MO-IL | TVA | MISO_MO-IL | Internal | Winter | B20 | 935 | 50 | 0 | 60.99 | 52.98 | 9 | 0
2015 | TVA_2_NonRTO_Midwest | TVA | NonRTO_Midwest | Internal | Shoulder | B11 | 25 | 100 | 0 | 80.33 | 84.34 | 9 | 0
2015 | TVA_2_NonRTO_Midwest | TVA | NonRTO_Midwest | Internal | Shoulder | B12 | 200 | 100 | 100 | 61.77 | 72.16 | 9 | 1.4
2015 | TVA_2_NonRTO_Midwest | TVA | NonRTO_Midwest | Internal | Shoulder | B13 | 600 | 100 | 0 | 61.77 | 57.19 | 9 | 0
2015 | TVA_2_NonRTO_Midwest | TVA | NonRTO_Midwest | Internal | Shoulder | B14 | 900 | 100 | 0 | 61.77 | 56.65 | 9 | 0
2015 | TVA_2_NonRTO_Midwest | TVA | NonRTO_Midwest | Internal | Shoulder | B15 | 1203 | 100 | 0 | 60.85 | 54.58 | 9 | 0
2015 | TVA_2_NonRTO_Midwest | TVA | NonRTO_Midwest | Internal | Summer | B1 | 10 | 100 | 0 | 99.79 | 96.27 | 9 | 0
2015 | TVA_2_NonRTO_Midwest | TVA | NonRTO_Midwest | Internal | Summer | B2 | 25 | 100 | 0 | 96.75 | 96.27 | 9 | 0
2015 | TVA_2_NonRTO_Midwest | TVA | NonRTO_Midwest | Internal | Summer | B3 | 75 | 100 | 0 | 95.53 | 96.27 | 9 | 0
2015 | TVA_2_NonRTO_Midwest | TVA | NonRTO_Midwest | Internal | Summer | B4 | 100 | 100 | 0 | 90.88 | 94.88 | 9 | 0
2015 | TVA_2_NonRTO_Midwest | TVA | NonRTO_Midwest | Internal | Summer | B5 | 200 | 100 | 0 | 82.07 | 84.63 | 9 | 0
2015 | TVA_2_NonRTO_Midwest | TVA | NonRTO_Midwest | Internal | Summer | B6 | 300 | 100 | 0 | 62.85 | 61.85 | 9 | 0
2015 | TVA_2_NonRTO_Midwest | TVA | NonRTO_Midwest | Internal | Summer | B7 | 400 | 100 | 0 | 60.44 | 56.65 | 9 | 0
2015 | TVA_2_NonRTO_Midwest | TVA | NonRTO_Midwest | Internal | Summer | B8 | 500 | 100 | 0 | 60.44 | 56.44 | 9 | 0
2015 | TVA_2_NonRTO_Midwest | TVA | NonRTO_Midwest | Internal | Summer | B9 | 800 | 100 | 0 | 59.67 | 54.58 | 9 | 0
2015 | TVA_2_NonRTO_Midwest | TVA | NonRTO_Midwest | Internal | Summer | B10 | 1262 | 100 | 0 | 57.94 | 53.93 | 9 | 0
2015 | TVA_2_NonRTO_Midwest | TVA | NonRTO_Midwest | Internal | Winter | B16 | 25 | 100 | 0 | 83.7 | 83.7 | 9 | 0
2015 | TVA_2_NonRTO_Midwest | TVA | NonRTO_Midwest | Internal | Winter | B17 | 100 | 100 | 70.29 | 67.85 | 76.85 | 9 | 0
2015 | TVA_2_NonRTO_Midwest | TVA | NonRTO_Midwest | Internal | Winter | B18 | 400 | 100 | 0 | 64.27 | 67.85 | 9 | 0
2015 | TVA_2_NonRTO_Midwest | TVA | NonRTO_Midwest | Internal | Winter | B19 | 700 | 100 | 0 | 64.27 | 56.65 | 9 | 0
2015 | TVA_2_NonRTO_Midwest | TVA | NonRTO_Midwest | Internal | Winter | B20 | 935 | 100 | 0 | 60.99 | 55.16 | 9 | 0
2015 | TVA_2_PJM_ROR | TVA | PJM_ROR | Internal | Shoulder | B11 | 25 | 500 | 0 | 80.33 | 74.32 | 9 | 0
2015 | TVA_2_PJM_ROR | TVA | PJM_ROR | Internal | Shoulder | B12 | 200 | 500 | 0 | 61.77 | 64.62 | 9 | 0
2015 | TVA_2_PJM_ROR | TVA | PJM_ROR | Internal | Shoulder | B13 | 600 | 500 | 0 | 61.77 | 60.17 | 9 | 0
2015 | TVA_2_PJM_ROR | TVA | PJM_ROR | Internal | Shoulder | B14 | 900 | 500 | 0 | 61.77 | 57.78 | 9 | 0
2015 | TVA_2_PJM_ROR | TVA | PJM_ROR | Internal | Shoulder | B15 | 1203 | 500 | 0 | 60.85 | 54.84 | 9 | 0
2015 | TVA_2_PJM_ROR | TVA | PJM_ROR | Internal | Summer | B1 | 10 | 500 | 0 | 99.79 | 93.77 | 9 | 0
2015 | TVA_2_PJM_ROR | TVA | PJM_ROR | Internal | Summer | B2 | 25 | 500 | 0 | 96.75 | 90.26 | 9 | 0
2015 | TVA_2_PJM_ROR | TVA | PJM_ROR | Internal | Summer | B3 | 75 | 500 | 0 | 95.53 | 89.51 | 9 | 0
2015 | TVA_2_PJM_ROR | TVA | PJM_ROR | Internal | Summer | B4 | 100 | 500 | 0 | 90.88 | 84.87 | 9 | 0
2015 | TVA_2_PJM_ROR | TVA | PJM_ROR | Internal | Summer | B5 | 200 | 500 | 0 | 82.07 | 76.07 | 9 | 0
2015 | TVA_2_PJM_ROR | TVA | PJM_ROR | Internal | Summer | B6 | 300 | 500 | 0 | 62.85 | 65.85 | 9 | 0
2015 | TVA_2_PJM_ROR | TVA | PJM_ROR | Internal | Summer | B7 | 400 | 500 | 0 | 60.44 | 58.47 | 9 | 0
2015 | TVA_2_PJM_ROR | TVA | PJM_ROR | Internal | Summer | B8 | 500 | 500 | 0 | 60.44 | 55.69 | 9 | 0
2015 | TVA_2_PJM_ROR | TVA | PJM_ROR | Internal | Summer | B9 | 800 | 500 | 0 | 59.67 | 53.66 | 9 | 0
2015 | TVA_2_PJM_ROR | TVA | PJM_ROR | Internal | Summer | B10 | 1262 | 500 | 0 | 57.94 | 52.04 | 9 | 0
2015 | TVA_2_PJM_ROR | TVA | PJM_ROR | Internal | Winter | B16 | 25 | 500 | 0 | 83.7 | 77.69 | 9 | 0
2015 | TVA_2_PJM_ROR | TVA | PJM_ROR | Internal | Winter | B17 | 100 | 500 | 0 | 67.85 | 70.84 | 9 | 0
2015 | TVA_2_PJM_ROR | TVA | PJM_ROR | Internal | Winter | B18 | 400 | 500 | 0 | 64.27 | 61.84 | 9 | 0
2015 | TVA_2_PJM_ROR | TVA | PJM_ROR | Internal | Winter | B19 | 700 | 500 | 0 | 64.27 | 60 | 9 | 0
2015 | TVA_2_PJM_ROR | TVA | PJM_ROR | Internal | Winter | B20 | 935 | 500 | 0 | 60.99 | 54.98 | 9 | 0
2015 | TVA_2_SOCO | TVA | SOCO | Internal | Shoulder | B11 | 25 | 500 | 0 | 80.33 | 86.23 | 9 | 0
2015 | TVA_2_SOCO | TVA | SOCO | Internal | Shoulder | B12 | 200 | 500 | 0 | 61.77 | 66.4 | 9 | 0
2015 | TVA_2_SOCO | TVA | SOCO | Internal | Shoulder | B13 | 600 | 500 | 0 | 61.77 | 61.88 | 9 | 0
2015 | TVA_2_SOCO | TVA | SOCO | Internal | Shoulder | B14 | 900 | 500 | 0 | 61.77 | 61.88 | 9 | 0
2015 | TVA_2_SOCO | TVA | SOCO | Internal | Shoulder | B15 | 1203 | 500 | 0 | 60.85 | 59.72 | 9 | 0
2015 | TVA_2_SOCO | TVA | SOCO | Internal | Summer | B1 | 10 | 500 | 0 | 99.79 | 99.77 | 9 | 0
2015 | TVA_2_SOCO | TVA | SOCO | Internal | Summer | B2 | 25 | 500 | 0 | 96.75 | 97.87 | 9 | 0
2015 | TVA_2_SOCO | TVA | SOCO | Internal | Summer | B3 | 75 | 500 | 0 | 95.53 | 97.87 | 9 | 0
2015 | TVA_2_SOCO | TVA | SOCO | Internal | Summer | B4 | 100 | 500 | 0 | 90.88 | 97.87 | 9 | 0
2015 | TVA_2_SOCO | TVA | SOCO | Internal | Summer | B5 | 200 | 500 | 453.27 | 82.07 | 91.07 | 9 | 0
2015 | TVA_2_SOCO | TVA | SOCO | Internal | Summer | B6 | 300 | 500 | 500 | 62.85 | 78.85 | 9 | 7
2015 | TVA_2_SOCO | TVA | SOCO | Internal | Summer | B7 | 400 | 500 | 500 | 60.44 | 71.47 | 9 | 2.02
2015 | TVA_2_SOCO | TVA | SOCO | Internal | Summer | B8 | 500 | 500 | 0 | 60.44 | 66.69 | 9 | 0
2015 | TVA_2_SOCO | TVA | SOCO | Internal | Summer | B9 | 800 | 500 | 0 | 59.67 | 60.67 | 9 | 0
2015 | TVA_2_SOCO | TVA | SOCO | Internal | Summer | B10 | 1262 | 500 | 0 | 57.94 | 58.55 | 9 | 0
2015 | TVA_2_SOCO | TVA | SOCO | Internal | Winter | B16 | 25 | 500 | 0 | 83.7 | 85.18 | 9 | 0
2015 | TVA_2_SOCO | TVA | SOCO | Internal | Winter | B17 | 100 | 500 | 0 | 67.85 | 67.53 | 9 | 0
2015 | TVA_2_SOCO | TVA | SOCO | Internal | Winter | B18 | 400 | 500 | 0 | 64.27 | 64.36 | 9 | 0
2015 | TVA_2_SOCO | TVA | SOCO | Internal | Winter | B19 | 700 | 500 | 0 | 64.27 | 64.36 | 9 | 0
2015 | TVA_2_SOCO | TVA | SOCO | Internal | Winter | B20 | 935 | 500 | 0 | 60.99 | 62.11 | 9 | 0
2015 | TVA_2_VACAR | TVA | VACAR | Internal | Shoulder | B11 | 25 | 150 | 0 | 80.33 | 79.23 | 9 | 0
2015 | TVA_2_VACAR | TVA | VACAR | Internal | Shoulder | B12 | 200 | 150 | 0 | 61.77 | 66.56 | 9 | 0
2015 | TVA_2_VACAR | TVA | VACAR | Internal | Shoulder | B13 | 600 | 150 | 0 | 61.77 | 63.63 | 9 | 0
2015 | TVA_2_VACAR | TVA | VACAR | Internal | Shoulder | B14 | 900 | 150 | 0 | 61.77 | 62.92 | 9 | 0
2015 | TVA_2_VACAR | TVA | VACAR | Internal | Shoulder | B15 | 1203 | 150 | 0 | 60.85 | 56.59 | 9 | 0
2015 | TVA_2_VACAR | TVA | VACAR | Internal | Summer | B1 | 10 | 150 | 0 | 99.79 | 100.71 | 9 | 0
2015 | TVA_2_VACAR | TVA | VACAR | Internal | Summer | B2 | 25 | 150 | 0 | 96.75 | 100.71 | 9 | 0
2015 | TVA_2_VACAR | TVA | VACAR | Internal | Summer | B3 | 75 | 150 | 0 | 95.53 | 100.71 | 9 | 0
2015 | TVA_2_VACAR | TVA | VACAR | Internal | Summer | B4 | 100 | 150 | 0 | 90.88 | 90.87 | 9 | 0
2015 | TVA_2_VACAR | TVA | VACAR | Internal | Summer | B5 | 200 | 150 | 0 | 82.07 | 84.07 | 9 | 0
2015 | TVA_2_VACAR | TVA | VACAR | Internal | Summer | B6 | 300 | 150 | 84.57 | 62.85 | 71.85 | 9 | 0
2015 | TVA_2_VACAR | TVA | VACAR | Internal | Summer | B7 | 400 | 150 | 0 | 60.44 | 64.47 | 9 | 0
2015 | TVA_2_VACAR | TVA | VACAR | Internal | Summer | B8 | 500 | 150 | 0 | 60.44 | 61.69 | 9 | 0
2015 | TVA_2_VACAR | TVA | VACAR | Internal | Summer | B9 | 800 | 150 | 0 | 59.67 | 59.66 | 9 | 0
2015 | TVA_2_VACAR | TVA | VACAR | Internal | Summer | B10 | 1262 | 150 | 0 | 57.94 | 53.44 | 9 | 0
2015 | TVA_2_VACAR | TVA | VACAR | Internal | Winter | B16 | 25 | 150 | 0 | 83.7 | 88.64 | 9 | 0
2015 | TVA_2_VACAR | TVA | VACAR | Internal | Winter | B17 | 100 | 150 | 0 | 67.85 | 76.84 | 9 | 0
2015 | TVA_2_VACAR | TVA | VACAR | Internal | Winter | B18 | 400 | 150 | 0 | 64.27 | 66.87 | 9 | 0
2015 | TVA_2_VACAR | TVA | VACAR | Internal | Winter | B19 | 700 | 150 | 0 | 64.27 | 66 | 9 | 0
2015 | TVA_2_VACAR | TVA | VACAR | Internal | Winter | B20 | 935 | 150 | 0 | 60.99 | 59.73 | 9 | 0
2015 | TVA_Transmission_2_ENT | TVA_Transmission | ENT | Internal | Shoulder | B11 | 25 | 3000 | 0 | 80.32 | 78.23 | 9 | 0
2015 | TVA_Transmission_2_ENT | TVA_Transmission | ENT | Internal | Shoulder | B12 | 200 | 3000 | 0 | 65.59 | 59.47 | 9 | 0
2015 | TVA_Transmission_2_ENT | TVA_Transmission | ENT | Internal | Shoulder | B13 | 600 | 3000 | 0 | 62.72 | 59.47 | 9 | 0
2015 | TVA_Transmission_2_ENT | TVA_Transmission | ENT | Internal | Shoulder | B14 | 900 | 3000 | 0 | 62.31 | 57.49 | 9 | 0
2015 | TVA_Transmission_2_ENT | TVA_Transmission | ENT | Internal | Shoulder | B15 | 1203 | 3000 | 0 | 60.84 | 57.49 | 9 | 0
2015 | TVA_Transmission_2_ENT | TVA_Transmission | ENT | Internal | Summer | B1 | 10 | 3000 | 0 | 99.77 | 91.77 | 9 | 0
2015 | TVA_Transmission_2_ENT | TVA_Transmission | ENT | Internal | Summer | B2 | 25 | 3000 | 0 | 96.74 | 89.87 | 9 | 0
2015 | TVA_Transmission_2_ENT | TVA_Transmission | ENT | Internal | Summer | B3 | 75 | 3000 | 0 | 95.51 | 89.87 | 9 | 0
2015 | TVA_Transmission_2_ENT | TVA_Transmission | ENT | Internal | Summer | B4 | 100 | 3000 | 0 | 90.87 | 88.01 | 9 | 0
2015 | TVA_Transmission_2_ENT | TVA_Transmission | ENT | Internal | Summer | B5 | 200 | 3000 | 0 | 82.07 | 83.07 | 9 | 0
2015 | TVA_Transmission_2_ENT | TVA_Transmission | ENT | Internal | Summer | B6 | 300 | 3000 | 0 | 69.85 | 64.59 | 9 | 0
2015 | TVA_Transmission_2_ENT | TVA_Transmission | ENT | Internal | Summer | B7 | 400 | 3000 | 0 | 63.08 | 58.69 | 9 | 0
2015 | TVA_Transmission_2_ENT | TVA_Transmission | ENT | Internal | Summer | B8 | 500 | 3000 | 0 | 60.88 | 58.69 | 9 | 0
2015 | TVA_Transmission_2_ENT | TVA_Transmission | ENT | Internal | Summer | B9 | 800 | 3000 | 0 | 59.66 | 56.32 | 9 | 0
2015 | TVA_Transmission_2_ENT | TVA_Transmission | ENT | Internal | Summer | B10 | 1262 | 3000 | 0 | 57.98 | 56.32 | 9 | 0
2015 | TVA_Transmission_2_ENT | TVA_Transmission | ENT | Internal | Winter | B16 | 25 | 3000 | 0 | 83.69 | 75.69 | 9 | 0
2015 | TVA_Transmission_2_ENT | TVA_Transmission | ENT | Internal | Winter | B17 | 100 | 3000 | 0 | 69.32 | 61.89 | 9 | 0
2015 | TVA_Transmission_2_ENT | TVA_Transmission | ENT | Internal | Winter | B18 | 400 | 3000 | 0 | 65.42 | 60.3 | 9 | 0
2015 | TVA_Transmission_2_ENT | TVA_Transmission | ENT | Internal | Winter | B19 | 700 | 3000 | 0 | 64.42 | 59.83 | 9 | 0
2015 | TVA_Transmission_2_ENT | TVA_Transmission | ENT | Internal | Winter | B20 | 935 | 3000 | 0 | 60.98 | 59.83 | 9 | 0
2015 | TVA_Transmission_2_MISO_MO-IL | TVA_Transmission | MISO_MO-IL | Internal | Shoulder | B11 | 25 | 4000 | 0 | 80.32 | 76.33 | 9 | 0
2015 | TVA_Transmission_2_MISO_MO-IL | TVA_Transmission | MISO_MO-IL | Internal | Shoulder | B12 | 200 | 4000 | 0 | 65.59 | 64.15 | 9 | 0
2015 | TVA_Transmission_2_MISO_MO-IL | TVA_Transmission | MISO_MO-IL | Internal | Shoulder | B13 | 600 | 4000 | 0 | 62.72 | 58.19 | 9 | 0
2015 | TVA_Transmission_2_MISO_MO-IL | TVA_Transmission | MISO_MO-IL | Internal | Shoulder | B14 | 900 | 4000 | 0 | 62.31 | 55.78 | 9 | 0
2015 | TVA_Transmission_2_MISO_MO-IL | TVA_Transmission | MISO_MO-IL | Internal | Shoulder | B15 | 1203 | 4000 | 0 | 60.84 | 54.05 | 9 | 0
2015 | TVA_Transmission_2_MISO_MO-IL | TVA_Transmission | MISO_MO-IL | Internal | Summer | B1 | 10 | 4000 | 0 | 99.77 | 91.77 | 9 | 0
2015 | TVA_Transmission_2_MISO_MO-IL | TVA_Transmission | MISO_MO-IL | Internal | Summer | B2 | 25 | 4000 | 0 | 96.74 | 88.74 | 9 | 0
2015 | TVA_Transmission_2_MISO_MO-IL | TVA_Transmission | MISO_MO-IL | Internal | Summer | B3 | 75 | 4000 | 0 | 95.51 | 88.74 | 9 | 0
2015 | TVA_Transmission_2_MISO_MO-IL | TVA_Transmission | MISO_MO-IL | Internal | Summer | B4 | 100 | 4000 | 0 | 90.87 | 86.87 | 9 | 0
2015 | TVA_Transmission_2_MISO_MO-IL | TVA_Transmission | MISO_MO-IL | Internal | Summer | B5 | 200 | 4000 | 0 | 82.07 | 76.62 | 9 | 0
2015 | TVA_Transmission_2_MISO_MO-IL | TVA_Transmission | MISO_MO-IL | Internal | Summer | B6 | 300 | 4000 | 0 | 69.85 | 65.59 | 9 | 0
2015 | TVA_Transmission_2_MISO_MO-IL | TVA_Transmission | MISO_MO-IL | Internal | Summer | B7 | 400 | 4000 | 0 | 63.08 | 56.47 | 9 | 0
2015 | TVA_Transmission_2_MISO_MO-IL | TVA_Transmission | MISO_MO-IL | Internal | Summer | B8 | 500 | 4000 | 0 | 60.88 | 53.72 | 9 | 0
2015 | TVA_Transmission_2_MISO_MO-IL | TVA_Transmission | MISO_MO-IL | Internal | Summer | B9 | 800 | 4000 | 0 | 59.66 | 52.93 | 9 | 0
2015 | TVA_Transmission_2_MISO_MO-IL | TVA_Transmission | MISO_MO-IL | Internal | Summer | B10 | 1262 | 4000 | 0 | 57.98 | 51.83 | 9 | 0
2015 | TVA_Transmission_2_MISO_MO-IL | TVA_Transmission | MISO_MO-IL | Internal | Winter | B16 | 25 | 4000 | 0 | 83.69 | 75.69 | 9 | 0
2015 | TVA_Transmission_2_MISO_MO-IL | TVA_Transmission | MISO_MO-IL | Internal | Winter | B17 | 100 | 4000 | 0 | 69.32 | 65.21 | 9 | 0
2015 | TVA_Transmission_2_MISO_MO-IL | TVA_Transmission | MISO_MO-IL | Internal | Winter | B18 | 400 | 4000 | 0 | 65.42 | 59.84 | 9 | 0
2015 | TVA_Transmission_2_MISO_MO-IL | TVA_Transmission | MISO_MO-IL | Internal | Winter | B19 | 700 | 4000 | 0 | 64.42 | 57.99 | 9 | 0
2015 | TVA_Transmission_2_MISO_MO-IL | TVA_Transmission | MISO_MO-IL | Internal | Winter | B20 | 935 | 4000 | 0 | 60.98 | 52.98 | 9 | 0
2015 | TVA_Transmission_2_NonRTO_Midwest | TVA_Transmission | NonRTO_Midwest | Internal | Shoulder | B11 | 25 | 700 | 0 | 80.32 | 84.34 | 9 | 0
2015 | TVA_Transmission_2_NonRTO_Midwest | TVA_Transmission | NonRTO_Midwest | Internal | Shoulder | B12 | 200 | 700 | 0 | 65.59 | 72.16 | 9 | 0
2015 | TVA_Transmission_2_NonRTO_Midwest | TVA_Transmission | NonRTO_Midwest | Internal | Shoulder | B13 | 600 | 700 | 0 | 62.72 | 57.19 | 9 | 0
2015 | TVA_Transmission_2_NonRTO_Midwest | TVA_Transmission | NonRTO_Midwest | Internal | Shoulder | B14 | 900 | 700 | 0 | 62.31 | 56.65 | 9 | 0
2015 | TVA_Transmission_2_NonRTO_Midwest | TVA_Transmission | NonRTO_Midwest | Internal | Shoulder | B15 | 1203 | 700 | 0 | 60.84 | 54.58 | 9 | 0
2015 | TVA_Transmission_2_NonRTO_Midwest | TVA_Transmission | NonRTO_Midwest | Internal | Summer | B1 | 10 | 700 | 0 | 99.77 | 96.27 | 9 | 0
2015 | TVA_Transmission_2_NonRTO_Midwest | TVA_Transmission | NonRTO_Midwest | Internal | Summer | B2 | 25 | 700 | 0 | 96.74 | 96.27 | 9 | 0
2015 | TVA_Transmission_2_NonRTO_Midwest | TVA_Transmission | NonRTO_Midwest | Internal | Summer | B3 | 75 | 700 | 0 | 95.51 | 96.27 | 9 | 0
2015 | TVA_Transmission_2_NonRTO_Midwest | TVA_Transmission | NonRTO_Midwest | Internal | Summer | B4 | 100 | 700 | 0 | 90.87 | 94.88 | 9 | 0
2015 | TVA_Transmission_2_NonRTO_Midwest | TVA_Transmission | NonRTO_Midwest | Internal | Summer | B5 | 200 | 700 | 0 | 82.07 | 84.63 | 9 | 0
2015 | TVA_Transmission_2_NonRTO_Midwest | TVA_Transmission | NonRTO_Midwest | Internal | Summer | B6 | 300 | 700 | 0 | 69.85 | 61.85 | 9 | 0
2015 | TVA_Transmission_2_NonRTO_Midwest | TVA_Transmission | NonRTO_Midwest | Internal | Summer | B7 | 400 | 700 | 0 | 63.08 | 56.65 | 9 | 0
2015 | TVA_Transmission_2_NonRTO_Midwest | TVA_Transmission | NonRTO_Midwest | Internal | Summer | B8 | 500 | 700 | 0 | 60.88 | 56.44 | 9 | 0
2015 | TVA_Transmission_2_NonRTO_Midwest | TVA_Transmission | NonRTO_Midwest | Internal | Summer | B9 | 800 | 700 | 0 | 59.66 | 54.58 | 9 | 0
2015 | TVA_Transmission_2_NonRTO_Midwest | TVA_Transmission | NonRTO_Midwest | Internal | Summer | B10 | 1262 | 700 | 0 | 57.98 | 53.93 | 9 | 0
2015 | TVA_Transmission_2_NonRTO_Midwest | TVA_Transmission | NonRTO_Midwest | Internal | Winter | B16 | 25 | 700 | 0 | 83.69 | 83.7 | 9 | 0
2015 | TVA_Transmission_2_NonRTO_Midwest | TVA_Transmission | NonRTO_Midwest | Internal | Winter | B17 | 100 | 700 | 0 | 69.32 | 76.85 | 9 | 0
2015 | TVA_Transmission_2_NonRTO_Midwest | TVA_Transmission | NonRTO_Midwest | Internal | Winter | B18 | 400 | 700 | 0 | 65.42 | 67.85 | 9 | 0
2015 | TVA_Transmission_2_NonRTO_Midwest | TVA_Transmission | NonRTO_Midwest | Internal | Winter | B19 | 700 | 700 | 0 | 64.42 | 56.65 | 9 | 0
2015 | TVA_Transmission_2_NonRTO_Midwest | TVA_Transmission | NonRTO_Midwest | Internal | Winter | B20 | 935 | 700 | 0 | 60.98 | 55.16 | 9 | 0
2015 | TVA_Transmission_2_PJM_ROR | TVA_Transmission | PJM_ROR | Internal | Shoulder | B11 | 25 | 2000 | 0 | 80.32 | 74.32 | 9 | 0
2015 | TVA_Transmission_2_PJM_ROR | TVA_Transmission | PJM_ROR | Internal | Shoulder | B12 | 200 | 2000 | 0 | 65.59 | 64.62 | 9 | 0
2015 | TVA_Transmission_2_PJM_ROR | TVA_Transmission | PJM_ROR | Internal | Shoulder | B13 | 600 | 2000 | 0 | 62.72 | 60.17 | 9 | 0
2015 | TVA_Transmission_2_PJM_ROR | TVA_Transmission | PJM_ROR | Internal | Shoulder | B14 | 900 | 2000 | 0 | 62.31 | 57.78 | 9 | 0
2015 | TVA_Transmission_2_PJM_ROR | TVA_Transmission | PJM_ROR | Internal | Shoulder | B15 | 1203 | 2000 | 0 | 60.84 | 54.84 | 9 | 0
2015 | TVA_Transmission_2_PJM_ROR | TVA_Transmission | PJM_ROR | Internal | Summer | B1 | 10 | 2000 | 0 | 99.77 | 93.77 | 9 | 0
2015 | TVA_Transmission_2_PJM_ROR | TVA_Transmission | PJM_ROR | Internal | Summer | B2 | 25 | 2000 | 0 | 96.74 | 90.26 | 9 | 0
2015 | TVA_Transmission_2_PJM_ROR | TVA_Transmission | PJM_ROR | Internal | Summer | B3 | 75 | 2000 | 0 | 95.51 | 89.51 | 9 | 0
2015 | TVA_Transmission_2_PJM_ROR | TVA_Transmission | PJM_ROR | Internal | Summer | B4 | 100 | 2000 | 0 | 90.87 | 84.87 | 9 | 0
2015 | TVA_Transmission_2_PJM_ROR | TVA_Transmission | PJM_ROR | Internal | Summer | B5 | 200 | 2000 | 0 | 82.07 | 76.07 | 9 | 0
2015 | TVA_Transmission_2_PJM_ROR | TVA_Transmission | PJM_ROR | Internal | Summer | B6 | 300 | 2000 | 0 | 69.85 | 65.85 | 9 | 0
2015 | TVA_Transmission_2_PJM_ROR | TVA_Transmission | PJM_ROR | Internal | Summer | B7 | 400 | 2000 | 0 | 63.08 | 58.47 | 9 | 0
2015 | TVA_Transmission_2_PJM_ROR | TVA_Transmission | PJM_ROR | Internal | Summer | B8 | 500 | 2000 | 0 | 60.88 | 55.69 | 9 | 0
2015 | TVA_Transmission_2_PJM_ROR | TVA_Transmission | PJM_ROR | Internal | Summer | B9 | 800 | 2000 | 0 | 59.66 | 53.66 | 9 | 0
2015 | TVA_Transmission_2_PJM_ROR | TVA_Transmission | PJM_ROR | Internal | Summer | B10 | 1262 | 2000 | 0 | 57.98 | 52.04 | 9 | 0
2015 | TVA_Transmission_2_PJM_ROR | TVA_Transmission | PJM_ROR | Internal | Winter | B16 | 25 | 2000 | 0 | 83.69 | 77.69 | 9 | 0
2015 | TVA_Transmission_2_PJM_ROR | TVA_Transmission | PJM_ROR | Internal | Winter | B17 | 100 | 2000 | 0 | 69.32 | 70.84 | 9 | 0
2015 | TVA_Transmission_2_PJM_ROR | TVA_Transmission | PJM_ROR | Internal | Winter | B18 | 400 | 2000 | 0 | 65.42 | 61.84 | 9 | 0
2015 | TVA_Transmission_2_PJM_ROR | TVA_Transmission | PJM_ROR | Internal | Winter | B19 | 700 | 2000 | 0 | 64.42 | 60 | 9 | 0
2015 | TVA_Transmission_2_PJM_ROR | TVA_Transmission | PJM_ROR | Internal | Winter | B20 | 935 | 2000 | 0 | 60.98 | 54.98 | 9 | 0
2015 | TVA_Transmission_2_SOCO | TVA_Transmission | SOCO | Internal | Shoulder | B11 | 25 | 3200 | 0 | 80.32 | 86.23 | 9 | 0
2015 | TVA_Transmission_2_SOCO | TVA_Transmission | SOCO | Internal | Shoulder | B12 | 200 | 3200 | 0 | 65.59 | 66.4 | 9 | 0
2015 | TVA_Transmission_2_SOCO | TVA_Transmission | SOCO | Internal | Shoulder | B13 | 600 | 3200 | 0 | 62.72 | 61.88 | 9 | 0
2015 | TVA_Transmission_2_SOCO | TVA_Transmission | SOCO | Internal | Shoulder | B14 | 900 | 3200 | 0 | 62.31 | 61.88 | 9 | 0
2015 | TVA_Transmission_2_SOCO | TVA_Transmission | SOCO | Internal | Shoulder | B15 | 1203 | 3200 | 0 | 60.84 | 59.72 | 9 | 0
2015 | TVA_Transmission_2_SOCO | TVA_Transmission | SOCO | Internal | Summer | B1 | 10 | 3200 | 0 | 99.77 | 99.77 | 9 | 0
2015 | TVA_Transmission_2_SOCO | TVA_Transmission | SOCO | Internal | Summer | B2 | 25 | 3200 | 0 | 96.74 | 97.87 | 9 | 0
2015 | TVA_Transmission_2_SOCO | TVA_Transmission | SOCO | Internal | Summer | B3 | 75 | 3200 | 0 | 95.51 | 97.87 | 9 | 0
2015 | TVA_Transmission_2_SOCO | TVA_Transmission | SOCO | Internal | Summer | B4 | 100 | 3200 | 0 | 90.87 | 97.87 | 9 | 0
2015 | TVA_Transmission_2_SOCO | TVA_Transmission | SOCO | Internal | Summer | B5 | 200 | 3200 | 578.19 | 82.07 | 91.07 | 9 | 0
2015 | TVA_Transmission_2_SOCO | TVA_Transmission | SOCO | Internal | Summer | B6 | 300 | 3200 | 70.71 | 69.85 | 78.85 | 9 | 0
2015 | TVA_Transmission_2_SOCO | TVA_Transmission | SOCO | Internal | Summer | B7 | 400 | 3200 | 0 | 63.08 | 71.47 | 9 | 0
2015 | TVA_Transmission_2_SOCO | TVA_Transmission | SOCO | Internal | Summer | B8 | 500 | 3200 | 0 | 60.88 | 66.69 | 9 | 0
2015 | TVA_Transmission_2_SOCO | TVA_Transmission | SOCO | Internal | Summer | B9 | 800 | 3200 | 0 | 59.66 | 60.67 | 9 | 0
2015 | TVA_Transmission_2_SOCO | TVA_Transmission | SOCO | Internal | Summer | B10 | 1262 | 3200 | 0 | 57.98 | 58.55 | 9 | 0
2015 | TVA_Transmission_2_SOCO | TVA_Transmission | SOCO | Internal | Winter | B16 | 25 | 3200 | 0 | 83.69 | 85.18 | 9 | 0
2015 | TVA_Transmission_2_SOCO | TVA_Transmission | SOCO | Internal | Winter | B17 | 100 | 3200 | 0 | 69.32 | 67.53 | 9 | 0
2015 | TVA_Transmission_2_SOCO | TVA_Transmission | SOCO | Internal | Winter | B18 | 400 | 3200 | 0 | 65.42 | 64.36 | 9 | 0
2015 | TVA_Transmission_2_SOCO | TVA_Transmission | SOCO | Internal | Winter | B19 | 700 | 3200 | 0 | 64.42 | 64.36 | 9 | 0
2015 | TVA_Transmission_2_SOCO | TVA_Transmission | SOCO | Internal | Winter | B20 | 935 | 3200 | 0 | 60.98 | 62.11 | 9 | 0
2015 | TVA_Transmission_2_TVA | TVA_Transmission | TVA | Internal | Shoulder | B11 | 25 | 99999 | 679.74 | 80.32 | 80.33 | 0.01 | 0
2015 | TVA_Transmission_2_TVA | TVA_Transmission | TVA | Internal | Shoulder | B12 | 200 | 99999 | 0 | 65.59 | 61.77 | 0.01 | 0
2015 | TVA_Transmission_2_TVA | TVA_Transmission | TVA | Internal | Shoulder | B13 | 600 | 99999 | 0 | 62.72 | 61.77 | 0.01 | 0
2015 | TVA_Transmission_2_TVA | TVA_Transmission | TVA | Internal | Shoulder | B14 | 900 | 99999 | 0 | 62.31 | 61.77 | 0.01 | 0
2015 | TVA_Transmission_2_TVA | TVA_Transmission | TVA | Internal | Shoulder | B15 | 1203 | 99999 | 303.81 | 60.84 | 60.85 | 0.01 | 0
2015 | TVA_Transmission_2_TVA | TVA_Transmission | TVA | Internal | Summer | B1 | 10 | 99999 | 3219.51 | 99.77 | 99.79 | 0.01 | 0
2015 | TVA_Transmission_2_TVA | TVA_Transmission | TVA | Internal | Summer | B2 | 25 | 99999 | 2584.9 | 96.74 | 96.75 | 0.01 | 0
2015 | TVA_Transmission_2_TVA | TVA_Transmission | TVA | Internal | Summer | B3 | 75 | 99999 | 1374.31 | 95.51 | 95.53 | 0.01 | 0
2015 | TVA_Transmission_2_TVA | TVA_Transmission | TVA | Internal | Summer | B4 | 100 | 99999 | 825.72 | 90.87 | 90.88 | 0.01 | 0
2015 | TVA_Transmission_2_TVA | TVA_Transmission | TVA | Internal | Summer | B5 | 200 | 99999 | 0 | 82.07 | 82.07 | 0.01 | 0
2015 | TVA_Transmission_2_TVA | TVA_Transmission | TVA | Internal | Summer | B6 | 300 | 99999 | 0 | 69.85 | 62.85 | 0.01 | 0
2015 | TVA_Transmission_2_TVA | TVA_Transmission | TVA | Internal | Summer | B7 | 400 | 99999 | 0 | 63.08 | 60.44 | 0.01 | 0
2015 | TVA_Transmission_2_TVA | TVA_Transmission | TVA | Internal | Summer | B8 | 500 | 99999 | 0 | 60.88 | 60.44 | 0.01 | 0
2015 | TVA_Transmission_2_TVA | TVA_Transmission | TVA | Internal | Summer | B9 | 800 | 99999 | 165.65 | 59.66 | 59.67 | 0.01 | 0
2015 | TVA_Transmission_2_TVA | TVA_Transmission | TVA | Internal | Summer | B10 | 1262 | 99999 | 0 | 57.98 | 57.94 | 0.01 | 0
2015 | TVA_Transmission_2_TVA | TVA_Transmission | TVA | Internal | Winter | B16 | 25 | 99999 | 2479.17 | 83.69 | 83.7 | 0.01 | 0
2015 | TVA_Transmission_2_TVA | TVA_Transmission | TVA | Internal | Winter | B17 | 100 | 99999 | 0 | 69.32 | 67.85 | 0.01 | 0
2015 | TVA_Transmission_2_TVA | TVA_Transmission | TVA | Internal | Winter | B18 | 400 | 99999 | 0 | 65.42 | 64.27 | 0.01 | 0
2015 | TVA_Transmission_2_TVA | TVA_Transmission | TVA | Internal | Winter | B19 | 700 | 99999 | 0 | 64.42 | 64.27 | 0.01 | 0
2015 | TVA_Transmission_2_TVA | TVA_Transmission | TVA | Internal | Winter | B20 | 935 | 99999 | 2230.99 | 60.98 | 60.99 | 0.01 | 0
2015 | TVA_Transmission_2_VACAR | TVA_Transmission | VACAR | Internal | Shoulder | B11 | 25 | 900 | 0 | 80.32 | 79.23 | 9 | 0
2015 | TVA_Transmission_2_VACAR | TVA_Transmission | VACAR | Internal | Shoulder | B12 | 200 | 900 | 0 | 65.59 | 66.56 | 9 | 0
2015 | TVA_Transmission_2_VACAR | TVA_Transmission | VACAR | Internal | Shoulder | B13 | 600 | 900 | 0 | 62.72 | 63.63 | 9 | 0
2015 | TVA_Transmission_2_VACAR | TVA_Transmission | VACAR | Internal | Shoulder | B14 | 900 | 900 | 0 | 62.31 | 62.92 | 9 | 0
2015 | TVA_Transmission_2_VACAR | TVA_Transmission | VACAR | Internal | Shoulder | B15 | 1203 | 900 | 0 | 60.84 | 56.59 | 9 | 0
2015 | TVA_Transmission_2_VACAR | TVA_Transmission | VACAR | Internal | Summer | B1 | 10 | 900 | 0 | 99.77 | 100.71 | 9 | 0
2015 | TVA_Transmission_2_VACAR | TVA_Transmission | VACAR | Internal | Summer | B2 | 25 | 900 | 0 | 96.74 | 100.71 | 9 | 0
2015 | TVA_Transmission_2_VACAR | TVA_Transmission | VACAR | Internal | Summer | B3 | 75 | 900 | 0 | 95.51 | 100.71 | 9 | 0
2015 | TVA_Transmission_2_VACAR | TVA_Transmission | VACAR | Internal | Summer | B4 | 100 | 900 | 0 | 90.87 | 90.87 | 9 | 0
2015 | TVA_Transmission_2_VACAR | TVA_Transmission | VACAR | Internal | Summer | B5 | 200 | 900 | 0 | 82.07 | 84.07 | 9 | 0
2015 | TVA_Transmission_2_VACAR | TVA_Transmission | VACAR | Internal | Summer | B6 | 300 | 900 | 0 | 69.85 | 71.85 | 9 | 0
2015 | TVA_Transmission_2_VACAR | TVA_Transmission | VACAR | Internal | Summer | B7 | 400 | 900 | 0 | 63.08 | 64.47 | 9 | 0
2015 | TVA_Transmission_2_VACAR | TVA_Transmission | VACAR | Internal | Summer | B8 | 500 | 900 | 0 | 60.88 | 61.69 | 9 | 0
2015 | TVA_Transmission_2_VACAR | TVA_Transmission | VACAR | Internal | Summer | B9 | 800 | 900 | 0 | 59.66 | 59.66 | 9 | 0
2015 | TVA_Transmission_2_VACAR | TVA_Transmission | VACAR | Internal | Summer | B10 | 1262 | 900 | 0 | 57.98 | 53.44 | 9 | 0
2015 | TVA_Transmission_2_VACAR | TVA_Transmission | VACAR | Internal | Winter | B16 | 25 | 900 | 0 | 83.69 | 88.64 | 9 | 0
2015 | TVA_Transmission_2_VACAR | TVA_Transmission | VACAR | Internal | Winter | B17 | 100 | 900 | 0 | 69.32 | 76.84 | 9 | 0
2015 | TVA_Transmission_2_VACAR | TVA_Transmission | VACAR | Internal | Winter | B18 | 400 | 900 | 0 | 65.42 | 66.87 | 9 | 0
2015 | TVA_Transmission_2_VACAR | TVA_Transmission | VACAR | Internal | Winter | B19 | 700 | 900 | 0 | 64.42 | 66 | 9 | 0
2015 | TVA_Transmission_2_VACAR | TVA_Transmission | VACAR | Internal | Winter | B20 | 935 | 900 | 0 | 60.98 | 59.73 | 9 | 0
2015 | VACAR_2_PJM_ROR | VACAR | PJM_ROR | Internal | Shoulder | B11 | 25 | 2000 | 0 | 79.23 | 74.32 | 7 | 0
2015 | VACAR_2_PJM_ROR | VACAR | PJM_ROR | Internal | Shoulder | B12 | 200 | 2000 | 0 | 66.56 | 64.62 | 7 | 0
2015 | VACAR_2_PJM_ROR | VACAR | PJM_ROR | Internal | Shoulder | B13 | 600 | 2000 | 0 | 63.63 | 60.17 | 7 | 0
2015 | VACAR_2_PJM_ROR | VACAR | PJM_ROR | Internal | Shoulder | B14 | 900 | 2000 | 0 | 62.92 | 57.78 | 7 | 0
2015 | VACAR_2_PJM_ROR | VACAR | PJM_ROR | Internal | Shoulder | B15 | 1203 | 2000 | 0 | 56.59 | 54.84 | 7 | 0
2015 | VACAR_2_PJM_ROR | VACAR | PJM_ROR | Internal | Summer | B1 | 10 | 2000 | 0 | 100.71 | 93.77 | 7 | 0
2015 | VACAR_2_PJM_ROR | VACAR | PJM_ROR | Internal | Summer | B2 | 25 | 2000 | 0 | 100.71 | 90.26 | 7 | 0
2015 | VACAR_2_PJM_ROR | VACAR | PJM_ROR | Internal | Summer | B3 | 75 | 2000 | 0 | 100.71 | 89.51 | 7 | 0
2015 | VACAR_2_PJM_ROR | VACAR | PJM_ROR | Internal | Summer | B4 | 100 | 2000 | 0 | 90.87 | 84.87 | 7 | 0
2015 | VACAR_2_PJM_ROR | VACAR | PJM_ROR | Internal | Summer | B5 | 200 | 2000 | 0 | 84.07 | 76.07 | 7 | 0
2015 | VACAR_2_PJM_ROR | VACAR | PJM_ROR | Internal | Summer | B6 | 300 | 2000 | 0 | 71.85 | 65.85 | 7 | 0
2015 | VACAR_2_PJM_ROR | VACAR | PJM_ROR | Internal | Summer | B7 | 400 | 2000 | 0 | 64.47 | 58.47 | 7 | 0
2015 | VACAR_2_PJM_ROR | VACAR | PJM_ROR | Internal | Summer | B8 | 500 | 2000 | 0 | 61.69 | 55.69 | 7 | 0
2015 | VACAR_2_PJM_ROR | VACAR | PJM_ROR | Internal | Summer | B9 | 800 | 2000 | 0 | 59.66 | 53.66 | 7 | 0
2015 | VACAR_2_PJM_ROR | VACAR | PJM_ROR | Internal | Summer | B10 | 1262 | 2000 | 0 | 53.44 | 52.04 | 7 | 0
2015 | VACAR_2_PJM_ROR | VACAR | PJM_ROR | Internal | Winter | B16 | 25 | 2000 | 0 | 88.64 | 77.69 | 7 | 0
2015 | VACAR_2_PJM_ROR | VACAR | PJM_ROR | Internal | Winter | B17 | 100 | 2000 | 0 | 76.84 | 70.84 | 7 | 0
2015 | VACAR_2_PJM_ROR | VACAR | PJM_ROR | Internal | Winter | B18 | 400 | 2000 | 0 | 66.87 | 61.84 | 7 | 0
2015 | VACAR_2_PJM_ROR | VACAR | PJM_ROR | Internal | Winter | B19 | 700 | 2000 | 0 | 66 | 60 | 7 | 0
2015 | VACAR_2_PJM_ROR | VACAR | PJM_ROR | Internal | Winter | B20 | 935 | 2000 | 0 | 59.73 | 54.98 | 7 | 0
2015 | VACAR_2_SOCO | VACAR | SOCO | Internal | Shoulder | B11 | 25 | 3000 | 2531.8 | 79.23 | 86.23 | 7 | 0
2015 | VACAR_2_SOCO | VACAR | SOCO | Internal | Shoulder | B12 | 200 | 3000 | 0 | 66.56 | 66.4 | 7 | 0
2015 | VACAR_2_SOCO | VACAR | SOCO | Internal | Shoulder | B13 | 600 | 3000 | 0 | 63.63 | 61.88 | 7 | 0
2015 | VACAR_2_SOCO | VACAR | SOCO | Internal | Shoulder | B14 | 900 | 3000 | 0 | 62.92 | 61.88 | 7 | 0
2015 | VACAR_2_SOCO | VACAR | SOCO | Internal | Shoulder | B15 | 1203 | 3000 | 0 | 56.59 | 59.72 | 7 | 0
2015 | VACAR_2_SOCO | VACAR | SOCO | Internal | Summer | B1 | 10 | 3000 | 0 | 100.71 | 99.77 | 7 | 0
2015 | VACAR_2_SOCO | VACAR | SOCO | Internal | Summer | B2 | 25 | 3000 | 0 | 100.71 | 97.87 | 7 | 0
2015 | VACAR_2_SOCO | VACAR | SOCO | Internal | Summer | B3 | 75 | 3000 | 0 | 100.71 | 97.87 | 7 | 0
2015 | VACAR_2_SOCO | VACAR | SOCO | Internal | Summer | B4 | 100 | 3000 | 464.18 | 90.87 | 97.87 | 7 | 0
2015 | VACAR_2_SOCO | VACAR | SOCO | Internal | Summer | B5 | 200 | 3000 | 2615.78 | 84.07 | 91.07 | 7 | 0
2015 | VACAR_2_SOCO | VACAR | SOCO | Internal | Summer | B6 | 300 | 3000 | 783.32 | 71.85 | 78.85 | 7 | 0
2015 | VACAR_2_SOCO | VACAR | SOCO | Internal | Summer | B7 | 400 | 3000 | 270.32 | 64.47 | 71.47 | 7 | 0
2015 | VACAR_2_SOCO | VACAR | SOCO | Internal | Summer | B8 | 500 | 3000 | 0 | 61.69 | 66.69 | 7 | 0
2015 | VACAR_2_SOCO | VACAR | SOCO | Internal | Summer | B9 | 800 | 3000 | 0 | 59.66 | 60.67 | 7 | 0
2015 | VACAR_2_SOCO | VACAR | SOCO | Internal | Summer | B10 | 1262 | 3000 | 0 | 53.44 | 58.55 | 7 | 0
2015 | VACAR_2_SOCO | VACAR | SOCO | Internal | Winter | B16 | 25 | 3000 | 0 | 88.64 | 85.18 | 7 | 0
2015 | VACAR_2_SOCO | VACAR | SOCO | Internal | Winter | B17 | 100 | 3000 | 0 | 76.84 | 67.53 | 7 | 0
2015 | VACAR_2_SOCO | VACAR | SOCO | Internal | Winter | B18 | 400 | 3000 | 0 | 66.87 | 64.36 | 7 | 0
2015 | VACAR_2_SOCO | VACAR | SOCO | Internal | Winter | B19 | 700 | 3000 | 0 | 66 | 64.36 | 7 | 0
2015 | VACAR_2_SOCO | VACAR | SOCO | Internal | Winter | B20 | 935 | 3000 | 0 | 59.73 | 62.11 | 7 | 0
2015 | VACAR_2_TVA_Transmission | VACAR | TVA_Transmission | Internal | Shoulder | B11 | 25 | 900 | 0 | 79.23 | 80.32 | 7 | 0
2015 | VACAR_2_TVA_Transmission | VACAR | TVA_Transmission | Internal | Shoulder | B12 | 200 | 900 | 0 | 66.56 | 65.59 | 7 | 0
2015 | VACAR_2_TVA_Transmission | VACAR | TVA_Transmission | Internal | Shoulder | B13 | 600 | 900 | 0 | 63.63 | 62.72 | 7 | 0
2015 | VACAR_2_TVA_Transmission | VACAR | TVA_Transmission | Internal | Shoulder | B14 | 900 | 900 | 0 | 62.92 | 62.31 | 7 | 0
2015 | VACAR_2_TVA_Transmission | VACAR | TVA_Transmission | Internal | Shoulder | B15 | 1203 | 900 | 0 | 56.59 | 60.84 | 7 | 0
2015 | VACAR_2_TVA_Transmission | VACAR | TVA_Transmission | Internal | Summer | B1 | 10 | 900 | 0 | 100.71 | 99.77 | 7 | 0
2015 | VACAR_2_TVA_Transmission | VACAR | TVA_Transmission | Internal | Summer | B2 | 25 | 900 | 0 | 100.71 | 96.74 | 7 | 0
2015 | VACAR_2_TVA_Transmission | VACAR | TVA_Transmission | Internal | Summer | B3 | 75 | 900 | 0 | 100.71 | 95.51 | 7 | 0
2015 | VACAR_2_TVA_Transmission | VACAR | TVA_Transmission | Internal | Summer | B4 | 100 | 900 | 0 | 90.87 | 90.87 | 7 | 0
2015 | VACAR_2_TVA_Transmission | VACAR | TVA_Transmission | Internal | Summer | B5 | 200 | 900 | 0 | 84.07 | 82.07 | 7 | 0
2015 | VACAR_2_TVA_Transmission | VACAR | TVA_Transmission | Internal | Summer | B6 | 300 | 900 | 0 | 71.85 | 69.85 | 7 | 0
2015 | VACAR_2_TVA_Transmission | VACAR | TVA_Transmission | Internal | Summer | B7 | 400 | 900 | 0 | 64.47 | 63.08 | 7 | 0
2015 | VACAR_2_TVA_Transmission | VACAR | TVA_Transmission | Internal | Summer | B8 | 500 | 900 | 0 | 61.69 | 60.88 | 7 | 0
2015 | VACAR_2_TVA_Transmission | VACAR | TVA_Transmission | Internal | Summer | B9 | 800 | 900 | 0 | 59.66 | 59.66 | 7 | 0
2015 | VACAR_2_TVA_Transmission | VACAR | TVA_Transmission | Internal | Summer | B10 | 1262 | 900 | 0 | 53.44 | 57.98 | 7 | 0
2015 | VACAR_2_TVA_Transmission | VACAR | TVA_Transmission | Internal | Winter | B16 | 25 | 900 | 0 | 88.64 | 83.69 | 7 | 0
2015 | VACAR_2_TVA_Transmission | VACAR | TVA_Transmission | Internal | Winter | B17 | 100 | 900 | 0 | 76.84 | 69.32 | 7 | 0
2015 | VACAR_2_TVA_Transmission | VACAR | TVA_Transmission | Internal | Winter | B18 | 400 | 900 | 0 | 66.87 | 65.42 | 7 | 0
2015 | VACAR_2_TVA_Transmission | VACAR | TVA_Transmission | Internal | Winter | B19 | 700 | 900 | 0 | 66 | 64.42 | 7 | 0
2015 | VACAR_2_TVA_Transmission | VACAR | TVA_Transmission | Internal | Winter | B20 | 935 | 900 | 0 | 59.73 | 60.98 | 7 | 0
2020 | ENT_2_MISO_MO-IL | ENT | MISO_MO-IL | Internal | Shoulder | B11 | 25 | 2260 | 0 | 77.21 | 77.21 | 8 | 0
2020 | ENT_2_MISO_MO-IL | ENT | MISO_MO-IL | Internal | Shoulder | B12 | 200 | 2260 | 0 | 68.27 | 70.34 | 8 | 0
2020 | ENT_2_MISO_MO-IL | ENT | MISO_MO-IL | Internal | Shoulder | B13 | 600 | 2260 | 0 | 67.77 | 66.32 | 8 | 0
2020 | ENT_2_MISO_MO-IL | ENT | MISO_MO-IL | Internal | Shoulder | B14 | 900 | 2260 | 0 | 65.51 | 63.25 | 8 | 0
2020 | ENT_2_MISO_MO-IL | ENT | MISO_MO-IL | Internal | Shoulder | B15 | 1203 | 2260 | 0 | 65.51 | 59.19 | 8 | 0
2020 | ENT_2_MISO_MO-IL | ENT | MISO_MO-IL | Internal | Summer | B1 | 10 | 2260 | 0 | 104.82 | 104.82 | 8 | 0
2020 | ENT_2_MISO_MO-IL | ENT | MISO_MO-IL | Internal | Summer | B2 | 25 | 2260 | 0 | 101.92 | 103.81 | 8 | 0
2020 | ENT_2_MISO_MO-IL | ENT | MISO_MO-IL | Internal | Summer | B3 | 75 | 2260 | 0 | 101.92 | 100.77 | 8 | 0
2020 | ENT_2_MISO_MO-IL | ENT | MISO_MO-IL | Internal | Summer | B4 | 100 | 2260 | 0 | 101.89 | 100.77 | 8 | 0
2020 | ENT_2_MISO_MO-IL | ENT | MISO_MO-IL | Internal | Summer | B5 | 200 | 2260 | 0 | 95.76 | 99.58 | 8 | 0
2020 | ENT_2_MISO_MO-IL | ENT | MISO_MO-IL | Internal | Summer | B6 | 300 | 2260 | 0 | 78.83 | 78.83 | 8 | 0
2020 | ENT_2_MISO_MO-IL | ENT | MISO_MO-IL | Internal | Summer | B7 | 400 | 2260 | 0 | 66.9 | 69.19 | 8 | 0
2020 | ENT_2_MISO_MO-IL | ENT | MISO_MO-IL | Internal | Summer | B8 | 500 | 2260 | 0 | 66.9 | 63.17 | 8 | 0
2020 | ENT_2_MISO_MO-IL | ENT | MISO_MO-IL | Internal | Summer | B9 | 800 | 2260 | 0 | 66.41 | 61.52 | 8 | 0
2020 | ENT_2_MISO_MO-IL | ENT | MISO_MO-IL | Internal | Summer | B10 | 1262 | 2260 | 0 | 64.19 | 58.67 | 8 | 0
2020 | ENT_2_MISO_MO-IL | ENT | MISO_MO-IL | Internal | Winter | B16 | 25 | 2260 | 0 | 75.63 | 83.48 | 8 | 0
2020 | ENT_2_MISO_MO-IL | ENT | MISO_MO-IL | Internal | Winter | B17 | 100 | 2260 | 0 | 70.5 | 70.65 | 8 | 0
2020 | ENT_2_MISO_MO-IL | ENT | MISO_MO-IL | Internal | Winter | B18 | 400 | 2260 | 0 | 69.01 | 69.01 | 8 | 0
2020 | ENT_2_MISO_MO-IL | ENT | MISO_MO-IL | Internal | Winter | B19 | 700 | 2260 | 0 | 68.12 | 66.76 | 8 | 0
2020 | ENT_2_MISO_MO-IL | ENT | MISO_MO-IL | Internal | Winter | B20 | 935 | 2260 | 0 | 68.12 | 60.83 | 8 | 0
2020 | ENT_2_SOCO | ENT | SOCO | Internal | Shoulder | B11 | 25 | 2000 | 2000 | 77.21 | 92.21 | 8 | 7
2020 | ENT_2_SOCO | ENT | SOCO | Internal | Shoulder | B12 | 200 | 2000 | 0 | 68.27 | 69.83 | 8 | 0
2020 | ENT_2_SOCO | ENT | SOCO | Internal | Shoulder | B13 | 600 | 2000 | 0 | 67.77 | 68.54 | 8 | 0
2020 | ENT_2_SOCO | ENT | SOCO | Internal | Shoulder | B14 | 900 | 2000 | 0 | 65.51 | 68.54 | 8 | 0
2020 | ENT_2_SOCO | ENT | SOCO | Internal | Shoulder | B15 | 1203 | 2000 | 0 | 65.51 | 67.38 | 8 | 0
2020 | ENT_2_SOCO | ENT | SOCO | Internal | Summer | B1 | 10 | 2000 | 0 | 104.82 | 112.12 | 8 | 0
2020 | ENT_2_SOCO | ENT | SOCO | Internal | Summer | B2 | 25 | 2000 | 608.43 | 101.92 | 109.92 | 8 | 0
2020 | ENT_2_SOCO | ENT | SOCO | Internal | Summer | B3 | 75 | 2000 | 1511.21 | 101.92 | 109.92 | 8 | 0
2020 | ENT_2_SOCO | ENT | SOCO | Internal | Summer | B4 | 100 | 2000 | 2000 | 101.89 | 109.92 | 8 | 0.03
2020 | ENT_2_SOCO | ENT | SOCO | Internal | Summer | B5 | 200 | 2000 | 2000 | 95.76 | 103.83 | 8 | 0.07
2020 | ENT_2_SOCO | ENT | SOCO | Internal | Summer | B6 | 300 | 2000 | 2000 | 78.83 | 89.83 | 8 | 3
2020 | ENT_2_SOCO | ENT | SOCO | Internal | Summer | B7 | 400 | 2000 | 2000 | 66.9 | 80.36 | 8 | 5.46
2020 | ENT_2_SOCO | ENT | SOCO | Internal | Summer | B8 | 500 | 2000 | 1845.46 | 66.9 | 74.9 | 8 | 0
2020 | ENT_2_SOCO | ENT | SOCO | Internal | Summer | B9 | 800 | 2000 | 0 | 66.41 | 68.51 | 8 | 0
2020 | ENT_2_SOCO | ENT | SOCO | Internal | Summer | B10 | 1262 | 2000 | 0 | 64.19 | 66.11 | 8 | 0
2020 | ENT_2_SOCO | ENT | SOCO | Internal | Winter | B16 | 25 | 2000 | 2000 | 75.63 | 92.63 | 8 | 9
2020 | ENT_2_SOCO | ENT | SOCO | Internal | Winter | B17 | 100 | 2000 | 0 | 70.5 | 76.91 | 8 | 0
2020 | ENT_2_SOCO | ENT | SOCO | Internal | Winter | B18 | 400 | 2000 | 0 | 69.01 | 69.99 | 8 | 0
2020 | ENT_2_SOCO | ENT | SOCO | Internal | Winter | B19 | 700 | 2000 | 0 | 68.12 | 69.99 | 8 | 0
2020 | ENT_2_SOCO | ENT | SOCO | Internal | Winter | B20 | 935 | 2000 | 0 | 68.12 | 69.99 | 8 | 0
2020 | ENT_2_SPP_N | ENT | SPP_N | Internal | Shoulder | B11 | 25 | 1300 | 0 | 77.21 | 72.21 | 8 | 0
2020 | ENT_2_SPP_N | ENT | SPP_N | Internal | Shoulder | B12 | 200 | 1300 | 0 | 68.27 | 65.34 | 8 | 0
2020 | ENT_2_SPP_N | ENT | SPP_N | Internal | Shoulder | B13 | 600 | 1300 | 0 | 67.77 | 62.77 | 8 | 0
2020 | ENT_2_SPP_N | ENT | SPP_N | Internal | Shoulder | B14 | 900 | 1300 | 0 | 65.51 | 58.73 | 8 | 0
2020 | ENT_2_SPP_N | ENT | SPP_N | Internal | Shoulder | B15 | 1203 | 1300 | 0 | 65.51 | 57 | 8 | 0
2020 | ENT_2_SPP_N | ENT | SPP_N | Internal | Summer | B1 | 10 | 1300 | 0 | 104.82 | 99.82 | 8 | 0
2020 | ENT_2_SPP_N | ENT | SPP_N | Internal | Summer | B2 | 25 | 1300 | 0 | 101.92 | 98.82 | 8 | 0
2020 | ENT_2_SPP_N | ENT | SPP_N | Internal | Summer | B3 | 75 | 1300 | 0 | 101.92 | 100.28 | 8 | 0
2020 | ENT_2_SPP_N | ENT | SPP_N | Internal | Summer | B4 | 100 | 1300 | 0 | 101.89 | 96.89 | 8 | 0
2020 | ENT_2_SPP_N | ENT | SPP_N | Internal | Summer | B5 | 200 | 1300 | 0 | 95.76 | 94.58 | 8 | 0
2020 | ENT_2_SPP_N | ENT | SPP_N | Internal | Summer | B6 | 300 | 1300 | 0 | 78.83 | 73.83 | 8 | 0
2020 | ENT_2_SPP_N | ENT | SPP_N | Internal | Summer | B7 | 400 | 1300 | 0 | 66.9 | 65.47 | 8 | 0
2020 | ENT_2_SPP_N | ENT | SPP_N | Internal | Summer | B8 | 500 | 1300 | 0 | 66.9 | 63.65 | 8 | 0
2020 | ENT_2_SPP_N | ENT | SPP_N | Internal | Summer | B9 | 800 | 1300 | 0 | 66.41 | 62.71 | 8 | 0
2020 | ENT_2_SPP_N | ENT | SPP_N | Internal | Summer | B10 | 1262 | 1300 | 0 | 64.19 | 59.19 | 8 | 0
2020 | ENT_2_SPP_N | ENT | SPP_N | Internal | Winter | B16 | 25 | 1300 | 0 | 75.63 | 70.63 | 8 | 0
2020 | ENT_2_SPP_N | ENT | SPP_N | Internal | Winter | B17 | 100 | 1300 | 0 | 70.5 | 65.63 | 8 | 0
2020 | ENT_2_SPP_N | ENT | SPP_N | Internal | Winter | B18 | 400 | 1300 | 0 | 69.01 | 64.01 | 8 | 0
2020 | ENT_2_SPP_N | ENT | SPP_N | Internal | Winter | B19 | 700 | 1300 | 0 | 68.12 | 62.73 | 8 | 0
2020 | ENT_2_SPP_N | ENT | SPP_N | Internal | Winter | B20 | 935 | 1300 | 0 | 68.12 | 59.37 | 8 | 0
2020 | ENT_2_SPP_S | ENT | SPP_S | Internal | Shoulder | B11 | 25 | 1300 | 0 | 77.21 | 68.53 | 8 | 0
2020 | ENT_2_SPP_S | ENT | SPP_S | Internal | Shoulder | B12 | 200 | 1300 | 0 | 68.27 | 65.35 | 8 | 0
2020 | ENT_2_SPP_S | ENT | SPP_S | Internal | Shoulder | B13 | 600 | 1300 | 0 | 67.77 | 62.78 | 8 | 0
2020 | ENT_2_SPP_S | ENT | SPP_S | Internal | Shoulder | B14 | 900 | 1300 | 0 | 65.51 | 58.72 | 8 | 0
2020 | ENT_2_SPP_S | ENT | SPP_S | Internal | Shoulder | B15 | 1203 | 1300 | 0 | 65.51 | 56.99 | 8 | 0
2020 | ENT_2_SPP_S | ENT | SPP_S | Internal | Summer | B1 | 10 | 1300 | 0 | 104.82 | 66.39 | 8 | 0
2020 | ENT_2_SPP_S | ENT | SPP_S | Internal | Summer | B2 | 25 | 1300 | 0 | 101.92 | 92.88 | 8 | 0
2020 | ENT_2_SPP_S | ENT | SPP_S | Internal | Summer | B3 | 75 | 1300 | 0 | 101.92 | 92.88 | 8 | 0
2020 | ENT_2_SPP_S | ENT | SPP_S | Internal | Summer | B4 | 100 | 1300 | 0 | 101.89 | 92.88 | 8 | 0
2020 | ENT_2_SPP_S | ENT | SPP_S | Internal | Summer | B5 | 200 | 1300 | 0 | 95.76 | 90.76 | 8 | 0
2020 | ENT_2_SPP_S | ENT | SPP_S | Internal | Summer | B6 | 300 | 1300 | 0 | 78.83 | 73.84 | 8 | 0
2020 | ENT_2_SPP_S | ENT | SPP_S | Internal | Summer | B7 | 400 | 1300 | 0 | 66.9 | 65.48 | 8 | 0
2020 | ENT_2_SPP_S | ENT | SPP_S | Internal | Summer | B8 | 500 | 1300 | 0 | 66.9 | 63.95 | 8 | 0
2020 | ENT_2_SPP_S | ENT | SPP_S | Internal | Summer | B9 | 800 | 1300 | 0 | 66.41 | 63.95 | 8 | 0
2020 | ENT_2_SPP_S | ENT | SPP_S | Internal | Summer | B10 | 1262 | 1300 | 0 | 64.19 | 59.2 | 8 | 0
2020 | ENT_2_SPP_S | ENT | SPP_S | Internal | Winter | B16 | 25 | 1300 | 0 | 75.63 | 68.26 | 8 | 0
2020 | ENT_2_SPP_S | ENT | SPP_S | Internal | Winter | B17 | 100 | 1300 | 0 | 70.5 | 65.64 | 8 | 0
2020 | ENT_2_SPP_S | ENT | SPP_S | Internal | Winter | B18 | 400 | 1300 | 0 | 69.01 | 64.02 | 8 | 0
2020 | ENT_2_SPP_S | ENT | SPP_S | Internal | Winter | B19 | 700 | 1300 | 0 | 68.12 | 62.74 | 8 | 0
2020 | ENT_2_SPP_S | ENT | SPP_S | Internal | Winter | B20 | 935 | 1300 | 0 | 68.12 | 59.38 | 8 | 0
2020 | ENT_2_TVA_Transmission | ENT | TVA_Transmission | Internal | Shoulder | B11 | 25 | 2100 | 0 | 77.21 | 84.06 | 8 | 0
2020 | ENT_2_TVA_Transmission | ENT | TVA_Transmission | Internal | Shoulder | B12 | 200 | 2100 | 0 | 68.27 | 72.79 | 8 | 0
2020 | ENT_2_TVA_Transmission | ENT | TVA_Transmission | Internal | Shoulder | B13 | 600 | 2100 | 0 | 67.77 | 69.65 | 8 | 0
2020 | ENT_2_TVA_Transmission | ENT | TVA_Transmission | Internal | Shoulder | B14 | 900 | 2100 | 0 | 65.51 | 68.46 | 8 | 0
2020 | ENT_2_TVA_Transmission | ENT | TVA_Transmission | Internal | Shoulder | B15 | 1203 | 2100 | 0 | 65.51 | 67.06 | 8 | 0
2020 | ENT_2_TVA_Transmission | ENT | TVA_Transmission | Internal | Summer | B1 | 10 | 2100 | 781.49 | 104.82 | 112.82 | 8 | 0
2020 | ENT_2_TVA_Transmission | ENT | TVA_Transmission | Internal | Summer | B2 | 25 | 2100 | 0 | 101.92 | 108.48 | 8 | 0
2020 | ENT_2_TVA_Transmission | ENT | TVA_Transmission | Internal | Summer | B3 | 75 | 2100 | 0 | 101.92 | 107.15 | 8 | 0
2020 | ENT_2_TVA_Transmission | ENT | TVA_Transmission | Internal | Summer | B4 | 100 | 2100 | 0 | 101.89 | 100.92 | 8 | 0
2020 | ENT_2_TVA_Transmission | ENT | TVA_Transmission | Internal | Summer | B5 | 200 | 2100 | 0 | 95.76 | 94.83 | 8 | 0
2020 | ENT_2_TVA_Transmission | ENT | TVA_Transmission | Internal | Summer | B6 | 300 | 2100 | 0 | 78.83 | 80.83 | 8 | 0
2020 | ENT_2_TVA_Transmission | ENT | TVA_Transmission | Internal | Summer | B7 | 400 | 2100 | 0 | 66.9 | 72.07 | 8 | 0
2020 | ENT_2_TVA_Transmission | ENT | TVA_Transmission | Internal | Summer | B8 | 500 | 2100 | 0 | 66.9 | 68.14 | 8 | 0
2020 | ENT_2_TVA_Transmission | ENT | TVA_Transmission | Internal | Summer | B9 | 800 | 2100 | 0 | 66.41 | 66.54 | 8 | 0
2020 | ENT_2_TVA_Transmission | ENT | TVA_Transmission | Internal | Summer | B10 | 1262 | 2100 | 0 | 64.19 | 64.33 | 8 | 0
2020 | ENT_2_TVA_Transmission | ENT | TVA_Transmission | Internal | Winter | B16 | 25 | 2100 | 1919.23 | 75.63 | 83.63 | 8 | 0
2020 | ENT_2_TVA_Transmission | ENT | TVA_Transmission | Internal | Winter | B17 | 100 | 2100 | 0 | 70.5 | 77.23 | 8 | 0
2020 | ENT_2_TVA_Transmission | ENT | TVA_Transmission | Internal | Winter | B18 | 400 | 2100 | 0 | 69.01 | 72.65 | 8 | 0
2020 | ENT_2_TVA_Transmission | ENT | TVA_Transmission | Internal | Winter | B19 | 700 | 2100 | 0 | 68.12 | 70.86 | 8 | 0
2020 | ENT_2_TVA_Transmission | ENT | TVA_Transmission | Internal | Winter | B20 | 935 | 2100 | 0 | 68.12 | 68.83 | 8 | 0
2020 | FRCC_2_SOCO | FRCC | SOCO | Internal | Shoulder | B11 | 25 | 900 | 0 | 109.12 | 92.21 | 8 | 0
2020 | FRCC_2_SOCO | FRCC | SOCO | Internal | Shoulder | B12 | 200 | 900 | 0 | 75.45 | 69.83 | 8 | 0
2020 | FRCC_2_SOCO | FRCC | SOCO | Internal | Shoulder | B13 | 600 | 900 | 0 | 75.45 | 68.54 | 8 | 0
2020 | FRCC_2_SOCO | FRCC | SOCO | Internal | Shoulder | B14 | 900 | 900 | 0 | 72.31 | 68.54 | 8 | 0
2020 | FRCC_2_SOCO | FRCC | SOCO | Internal | Shoulder | B15 | 1203 | 900 | 0 | 72.31 | 67.38 | 8 | 0
2020 | FRCC_2_SOCO | FRCC | SOCO | Internal | Summer | B1 | 10 | 900 | 0 | 122.12 | 112.12 | 8 | 0
2020 | FRCC_2_SOCO | FRCC | SOCO | Internal | Summer | B2 | 25 | 900 | 0 | 116.56 | 109.92 | 8 | 0
2020 | FRCC_2_SOCO | FRCC | SOCO | Internal | Summer | B3 | 75 | 900 | 0 | 116.56 | 109.92 | 8 | 0
2020 | FRCC_2_SOCO | FRCC | SOCO | Internal | Summer | B4 | 100 | 900 | 0 | 116.56 | 109.92 | 8 | 0
2020 | FRCC_2_SOCO | FRCC | SOCO | Internal | Summer | B5 | 200 | 900 | 0 | 113.83 | 103.83 | 8 | 0
2020 | FRCC_2_SOCO | FRCC | SOCO | Internal | Summer | B6 | 300 | 900 | 0 | 99.83 | 89.83 | 8 | 0
2020 | FRCC_2_SOCO | FRCC | SOCO | Internal | Summer | B7 | 400 | 900 | 0 | 85.21 | 80.36 | 8 | 0
2020 | FRCC_2_SOCO | FRCC | SOCO | Internal | Summer | B8 | 500 | 900 | 0 | 74.69 | 74.9 | 8 | 0
2020 | FRCC_2_SOCO | FRCC | SOCO | Internal | Summer | B9 | 800 | 900 | 0 | 71.76 | 68.51 | 8 | 0
2020 | FRCC_2_SOCO | FRCC | SOCO | Internal | Summer | B10 | 1262 | 900 | 0 | 71.58 | 66.11 | 8 | 0
2020 | FRCC_2_SOCO | FRCC | SOCO | Internal | Winter | B16 | 25 | 900 | 0 | 102.63 | 92.63 | 8 | 0
2020 | FRCC_2_SOCO | FRCC | SOCO | Internal | Winter | B17 | 100 | 900 | 0 | 77.79 | 76.91 | 8 | 0
2020 | FRCC_2_SOCO | FRCC | SOCO | Internal | Winter | B18 | 400 | 900 | 0 | 76.51 | 69.99 | 8 | 0
2020 | FRCC_2_SOCO | FRCC | SOCO | Internal | Winter | B19 | 700 | 900 | 0 | 74.54 | 69.99 | 8 | 0
2020 | FRCC_2_SOCO | FRCC | SOCO | Internal | Winter | B20 | 935 | 900 | 0 | 74.54 | 69.99 | 8 | 0
2020 | HQ_NEISO_2_NEISO | HQ_NEISO | NEISO | Internal | Shoulder | B11 | 25 | 99999 | 2920 | 61.5 | 61.51 | 0.01 | 0
2020 | HQ_NEISO_2_NEISO | HQ_NEISO | NEISO | Internal | Shoulder | B12 | 200 | 99999 | 2920 | 61.5 | 61.51 | 0.01 | 0
2020 | HQ_NEISO_2_NEISO | HQ_NEISO | NEISO | Internal | Shoulder | B13 | 600 | 99999 | 2920 | 61.04 | 61.05 | 0.01 | 0
2020 | HQ_NEISO_2_NEISO | HQ_NEISO | NEISO | Internal | Shoulder | B14 | 900 | 99999 | 2920 | 61.04 | 61.05 | 0.01 | 0
2020 | HQ_NEISO_2_NEISO | HQ_NEISO | NEISO | Internal | Shoulder | B15 | 1203 | 99999 | 1143.24 | 61.04 | 61.05 | 0.01 | 0
2020 | HQ_NEISO_2_NEISO | HQ_NEISO | NEISO | Internal | Summer | B1 | 10 | 99999 | 2920.1 | 109.83 | 109.84 | 0.01 | 0
2020 | HQ_NEISO_2_NEISO | HQ_NEISO | NEISO | Internal | Summer | B2 | 25 | 99999 | 2920.1 | 94.38 | 94.39 | 0.01 | 0
2020 | HQ_NEISO_2_NEISO | HQ_NEISO | NEISO | Internal | Summer | B3 | 75 | 99999 | 2920 | 81.51 | 81.52 | 0.01 | 0
2020 | HQ_NEISO_2_NEISO | HQ_NEISO | NEISO | Internal | Summer | B4 | 100 | 99999 | 2920 | 80.51 | 80.53 | 0.01 | 0
2020 | HQ_NEISO_2_NEISO | HQ_NEISO | NEISO | Internal | Summer | B5 | 200 | 99999 | 2920 | 58.62 | 58.63 | 0.01 | 0
2020 | HQ_NEISO_2_NEISO | HQ_NEISO | NEISO | Internal | Summer | B6 | 300 | 99999 | 2920 | 58.62 | 58.63 | 0.01 | 0
2020 | HQ_NEISO_2_NEISO | HQ_NEISO | NEISO | Internal | Summer | B7 | 400 | 99999 | 2920 | 58.62 | 58.63 | 0.01 | 0
2020 | HQ_NEISO_2_NEISO | HQ_NEISO | NEISO | Internal | Summer | B8 | 500 | 99999 | 2920 | 58.62 | 58.63 | 0.01 | 0
2020 | HQ_NEISO_2_NEISO | HQ_NEISO | NEISO | Internal | Summer | B9 | 800 | 99999 | 2920 | 58.62 | 58.63 | 0.01 | 0
2020 | HQ_NEISO_2_NEISO | HQ_NEISO | NEISO | Internal | Summer | B10 | 1262 | 99999 | 795.94 | 58.62 | 58.63 | 0.01 | 0
2020 | HQ_NEISO_2_NEISO | HQ_NEISO | NEISO | Internal | Winter | B16 | 25 | 99999 | 2920 | 70.43 | 70.44 | 0.01 | 0
2020 | HQ_NEISO_2_NEISO | HQ_NEISO | NEISO | Internal | Winter | B17 | 100 | 99999 | 2920 | 70.43 | 70.44 | 0.01 | 0
2020 | HQ_NEISO_2_NEISO | HQ_NEISO | NEISO | Internal | Winter | B18 | 400 | 99999 | 2920 | 69.41 | 69.42 | 0.01 | 0
2020 | HQ_NEISO_2_NEISO | HQ_NEISO | NEISO | Internal | Winter | B19 | 700 | 99999 | 2920 | 69.41 | 69.42 | 0.01 | 0
2020 | HQ_NEISO_2_NEISO | HQ_NEISO | NEISO | Internal | Winter | B20 | 935 | 99999 | 1233.58 | 69.41 | 69.42 | 0.01 | 0
2020 | HQ_NY_2_NYISO_A-F | HQ_NY | NYISO_A-F | Internal | Shoulder | B11 | 25 | 99999 | 1000 | 70.32 | 70.33 | 0.01 | 0
2020 | HQ_NY_2_NYISO_A-F | HQ_NY | NYISO_A-F | Internal | Shoulder | B12 | 200 | 99999 | 1000 | 64.48 | 64.49 | 0.01 | 0
2020 | HQ_NY_2_NYISO_A-F | HQ_NY | NYISO_A-F | Internal | Shoulder | B13 | 600 | 99999 | 1000 | 64.01 | 64.03 | 0.01 | 0
2020 | HQ_NY_2_NYISO_A-F | HQ_NY | NYISO_A-F | Internal | Shoulder | B14 | 900 | 99999 | 1000 | 62.61 | 62.62 | 0.01 | 0
2020 | HQ_NY_2_NYISO_A-F | HQ_NY | NYISO_A-F | Internal | Shoulder | B15 | 1203 | 99999 | 188.69 | 62.61 | 62.62 | 0.01 | 0
2020 | HQ_NY_2_NYISO_A-F | HQ_NY | NYISO_A-F | Internal | Summer | B1 | 10 | 99999 | 1000.1 | 96.86 | 96.87 | 0.01 | 0
2020 | HQ_NY_2_NYISO_A-F | HQ_NY | NYISO_A-F | Internal | Summer | B2 | 25 | 99999 | 1000.1 | 93.89 | 93.9 | 0.01 | 0
2020 | HQ_NY_2_NYISO_A-F | HQ_NY | NYISO_A-F | Internal | Summer | B3 | 75 | 99999 | 1000.1 | 84.51 | 84.52 | 0.01 | 0
2020 | HQ_NY_2_NYISO_A-F | HQ_NY | NYISO_A-F | Internal | Summer | B4 | 100 | 99999 | 1000 | 83.51 | 83.53 | 0.01 | 0
2020 | HQ_NY_2_NYISO_A-F | HQ_NY | NYISO_A-F | Internal | Summer | B5 | 200 | 99999 | 1000 | 74.77 | 74.79 | 0.01 | 0
2020 | HQ_NY_2_NYISO_A-F | HQ_NY | NYISO_A-F | Internal | Summer | B6 | 300 | 99999 | 1000 | 68.8 | 68.81 | 0.01 | 0
2020 | HQ_NY_2_NYISO_A-F | HQ_NY | NYISO_A-F | Internal | Summer | B7 | 400 | 99999 | 1000 | 62.48 | 62.49 | 0.01 | 0
2020 | HQ_NY_2_NYISO_A-F | HQ_NY | NYISO_A-F | Internal | Summer | B8 | 500 | 99999 | 1000 | 61.61 | 61.62 | 0.01 | 0
2020 | HQ_NY_2_NYISO_A-F | HQ_NY | NYISO_A-F | Internal | Summer | B9 | 800 | 99999 | 1000 | 61.6 | 61.61 | 0.01 | 0
2020 | HQ_NY_2_NYISO_A-F | HQ_NY | NYISO_A-F | Internal | Summer | B10 | 1262 | 99999 | 30.11 | 61.6 | 61.61 | 0.01 | 0
2020 | HQ_NY_2_NYISO_A-F | HQ_NY | NYISO_A-F | Internal | Winter | B16 | 25 | 99999 | 1000 | 72.95 | 72.97 | 0.01 | 0
2020 | HQ_NY_2_NYISO_A-F | HQ_NY | NYISO_A-F | Internal | Winter | B17 | 100 | 99999 | 1000 | 71.47 | 71.48 | 0.01 | 0
2020 | HQ_NY_2_NYISO_A-F | HQ_NY | NYISO_A-F | Internal | Winter | B18 | 400 | 99999 | 1000 | 66.41 | 66.42 | 0.01 | 0
2020 | HQ_NY_2_NYISO_A-F | HQ_NY | NYISO_A-F | Internal | Winter | B19 | 700 | 99999 | 1000 | 66.41 | 66.42 | 0.01 | 0
2020 | HQ_NY_2_NYISO_A-F | HQ_NY | NYISO_A-F | Internal | Winter | B20 | 935 | 99999 | 229.95 | 66.41 | 66.42 | 0.01 | 0
2020 | HQ_IESO_2_IESO | HQ_IESO | IESO | Internal | Shoulder | B11 | 25 | 99999 | 400 | 13.91 | 13.92 | 0.01 | 0
2020 | HQ_IESO_2_IESO | HQ_IESO | IESO | Internal | Shoulder | B12 | 200 | 99999 | 400 | 13.91 | 13.92 | 0.01 | 0
2020 | HQ_IESO_2_IESO | HQ_IESO | IESO | Internal | Shoulder | B13 | 600 | 99999 | 400 | 13.91 | 13.92 | 0.01 | 0
2020 | HQ_IESO_2_IESO | HQ_IESO | IESO | Internal | Shoulder | B14 | 900 | 99999 | 400 | 13.91 | 13.92 | 0.01 | 0
2020 | HQ_IESO_2_IESO | HQ_IESO | IESO | Internal | Shoulder | B15 | 1203 | 99999 | 75.48 | 13.91 | 13.92 | 0.01 | 0
2020 | HQ_IESO_2_IESO | HQ_IESO | IESO | Internal | Summer | B1 | 10 | 99999 | 400.1 | 89.86 | 89.87 | 0.01 | 0
2020 | HQ_IESO_2_IESO | HQ_IESO | IESO | Internal | Summer | B2 | 25 | 99999 | 400.1 | 86.89 | 86.9 | 0.01 | 0
2020 | HQ_IESO_2_IESO | HQ_IESO | IESO | Internal | Summer | B3 | 75 | 99999 | 400 | 71.53 | 71.54 | 0.01 | 0
2020 | HQ_IESO_2_IESO | HQ_IESO | IESO | Internal | Summer | B4 | 100 | 99999 | 400 | 47.03 | 47.04 | 0.01 | 0
2020 | HQ_IESO_2_IESO | HQ_IESO | IESO | Internal | Summer | B5 | 200 | 99999 | 400 | 10.96 | 10.97 | 0.01 | 0
2020 | HQ_IESO_2_IESO | HQ_IESO | IESO | Internal | Summer | B6 | 300 | 99999 | 400 | 10.96 | 10.97 | 0.01 | 0
2020 | HQ_IESO_2_IESO | HQ_IESO | IESO | Internal | Summer | B7 | 400 | 99999 | 400 | 10.96 | 10.97 | 0.01 | 0
2020 | HQ_IESO_2_IESO | HQ_IESO | IESO | Internal | Summer | B8 | 500 | 99999 | 400 | 10.96 | 10.97 | 0.01 | 0
2020 | HQ_IESO_2_IESO | HQ_IESO | IESO | Internal | Summer | B9 | 800 | 99999 | 400 | 10.96 | 10.97 | 0.01 | 0
2020 | HQ_IESO_2_IESO | HQ_IESO | IESO | Internal | Summer | B10 | 1262 | 99999 | 12.04 | 10.96 | 10.97 | 0.01 | 0
2020 | HQ_IESO_2_IESO | HQ_IESO | IESO | Internal | Winter | B16 | 25 | 99999 | 400 | 49.8 | 49.81 | 0.01 | 0
2020 | HQ_IESO_2_IESO | HQ_IESO | IESO | Internal | Winter | B17 | 100 | 99999 | 400 | 49.8 | 49.81 | 0.01 | 0
2020 | HQ_IESO_2_IESO | HQ_IESO | IESO | Internal | Winter | B18 | 400 | 99999 | 400 | 49.8 | 49.81 | 0.01 | 0
2020 | HQ_IESO_2_IESO | HQ_IESO | IESO | Internal | Winter | B19 | 700 | 99999 | 400 | 49.8 | 49.81 | 0.01 | 0
2020 | HQ_IESO_2_IESO | HQ_IESO | IESO | Internal | Winter | B20 | 935 | 99999 | 91.98 | 49.8 | 49.81 | 0.01 | 0
2020 | IESO_2_MAPP_CA | IESO | MAPP_CA | Internal | Shoulder | B11 | 25 | 262 | 262 | 13.92 | 77.2 | 7 | 56.28
2020 | IESO_2_MAPP_CA | IESO | MAPP_CA | Internal | Shoulder | B12 | 200 | 262 | 262 | 13.92 | 70.32 | 7 | 49.4
2020 | IESO_2_MAPP_CA | IESO | MAPP_CA | Internal | Shoulder | B13 | 600 | 262 | 262 | 13.92 | 66.31 | 7 | 45.38
2020 | IESO_2_MAPP_CA | IESO | MAPP_CA | Internal | Shoulder | B14 | 900 | 262 | 262 | 13.92 | 64.21 | 7 | 43.29
2020 | IESO_2_MAPP_CA | IESO | MAPP_CA | Internal | Shoulder | B15 | 1203 | 262 | 262 | 13.92 | 64.21 | 7 | 43.29
2020 | IESO_2_MAPP_CA | IESO | MAPP_CA | Internal | Summer | B1 | 10 | 262 | 0 | 89.87 | 91.11 | 7 | 0
2020 | IESO_2_MAPP_CA | IESO | MAPP_CA | Internal | Summer | B2 | 25 | 262 | 0 | 86.9 | 92.11 | 7 | 0
2020 | IESO_2_MAPP_CA | IESO | MAPP_CA | Internal | Summer | B3 | 75 | 262 | 262 | 71.54 | 89.86 | 7 | 11.32
2020 | IESO_2_MAPP_CA | IESO | MAPP_CA | Internal | Summer | B4 | 100 | 262 | 262 | 47.04 | 89.86 | 7 | 35.82
2020 | IESO_2_MAPP_CA | IESO | MAPP_CA | Internal | Summer | B5 | 200 | 262 | 262 | 10.97 | 89.86 | 7 | 71.89
2020 | IESO_2_MAPP_CA | IESO | MAPP_CA | Internal | Summer | B6 | 300 | 262 | 262 | 10.97 | 78.83 | 7 | 60.86
2020 | IESO_2_MAPP_CA | IESO | MAPP_CA | Internal | Summer | B7 | 400 | 262 | 262 | 10.97 | 69.19 | 7 | 51.22
2020 | IESO_2_MAPP_CA | IESO | MAPP_CA | Internal | Summer | B8 | 500 | 262 | 262 | 10.97 | 63.17 | 7 | 45.2
2020 | IESO_2_MAPP_CA | IESO | MAPP_CA | Internal | Summer | B9 | 800 | 262 | 262 | 10.97 | 62.68 | 7 | 44.71
2020 | IESO_2_MAPP_CA | IESO | MAPP_CA | Internal | Summer | B10 | 1262 | 262 | 262 | 10.97 | 62.68 | 7 | 44.71
2020 | IESO_2_MAPP_CA | IESO | MAPP_CA | Internal | Winter | B16 | 25 | 262 | 262 | 49.81 | 83.46 | 7 | 26.65
2020 | IESO_2_MAPP_CA | IESO | MAPP_CA | Internal | Winter | B17 | 100 | 262 | 262 | 49.81 | 70.63 | 7 | 13.81
2020 | IESO_2_MAPP_CA | IESO | MAPP_CA | Internal | Winter | B18 | 400 | 262 | 262 | 49.81 | 69 | 7 | 12.19
2020 | IESO_2_MAPP_CA | IESO | MAPP_CA | Internal | Winter | B19 | 700 | 262 | 262 | 49.81 | 67.45 | 7 | 10.64
2020 | IESO_2_MAPP_CA | IESO | MAPP_CA | Internal | Winter | B20 | 935 | 262 | 262 | 49.81 | 67.45 | 7 | 10.64
2020 | IESO_2_MISO_MI | IESO | MISO_MI | Internal | Shoulder | B11 | 25 | 1840 | 1840 | 13.92 | 77.21 | 7 | 56.29
2020 | IESO_2_MISO_MI | IESO | MISO_MI | Internal | Shoulder | B12 | 200 | 1840 | 1840 | 13.92 | 70.34 | 7 | 49.41
2020 | IESO_2_MISO_MI | IESO | MISO_MI | Internal | Shoulder | B13 | 600 | 1840 | 1840 | 13.92 | 66.32 | 7 | 45.4
2020 | IESO_2_MISO_MI | IESO | MISO_MI | Internal | Shoulder | B14 | 900 | 1840 | 1840 | 13.92 | 62.6 | 7 | 41.68
2020 | IESO_2_MISO_MI | IESO | MISO_MI | Internal | Shoulder | B15 | 1203 | 1840 | 1840 | 13.92 | 59.19 | 7 | 38.26
2020 | IESO_2_MISO_MI | IESO | MISO_MI | Internal | Summer | B1 | 10 | 1840 | 1840 | 89.87 | 104.82 | 7 | 7.95
2020 | IESO_2_MISO_MI | IESO | MISO_MI | Internal | Summer | B2 | 25 | 1840 | 1840 | 86.9 | 100.48 | 7 | 6.57
2020 | IESO_2_MISO_MI | IESO | MISO_MI | Internal | Summer | B3 | 75 | 1840 | 1840 | 71.54 | 99.16 | 7 | 20.62
2020 | IESO_2_MISO_MI | IESO | MISO_MI | Internal | Summer | B4 | 100 | 1840 | 1840 | 47.04 | 84.93 | 7 | 30.89
2020 | IESO_2_MISO_MI | IESO | MISO_MI | Internal | Summer | B5 | 200 | 1840 | 1840 | 10.97 | 78.84 | 7 | 60.87
2020 | IESO_2_MISO_MI | IESO | MISO_MI | Internal | Summer | B6 | 300 | 1840 | 1840 | 10.97 | 70.39 | 7 | 52.42
2020 | IESO_2_MISO_MI | IESO | MISO_MI | Internal | Summer | B7 | 400 | 1840 | 1840 | 10.97 | 65.36 | 7 | 47.39
2020 | IESO_2_MISO_MI | IESO | MISO_MI | Internal | Summer | B8 | 500 | 1840 | 1840 | 10.97 | 61.2 | 7 | 43.23
2020 | IESO_2_MISO_MI | IESO | MISO_MI | Internal | Summer | B9 | 800 | 1840 | 1840 | 10.97 | 59.64 | 7 | 41.67
2020 | IESO_2_MISO_MI | IESO | MISO_MI | Internal | Summer | B10 | 1262 | 1840 | 1840 | 10.97 | 58.26 | 7 | 40.29
2020 | IESO_2_MISO_MI | IESO | MISO_MI | Internal | Winter | B16 | 25 | 1840 | 1840 | 49.81 | 83.48 | 7 | 26.67
2020 | IESO_2_MISO_MI | IESO | MISO_MI | Internal | Winter | B17 | 100 | 1840 | 1840 | 49.81 | 70.65 | 7 | 13.84
2020 | IESO_2_MISO_MI | IESO | MISO_MI | Internal | Winter | B18 | 400 | 1840 | 1840 | 49.81 | 69.01 | 7 | 12.2
2020 | IESO_2_MISO_MI | IESO | MISO_MI | Internal | Winter | B19 | 700 | 1840 | 1840 | 49.81 | 65.9 | 7 | 9.09
2020 | IESO_2_MISO_MI | IESO | MISO_MI | Internal | Winter | B20 | 935 | 1840 | 1840 | 49.81 | 60.83 | 7 | 4.02
2020 | IESO_2_MISO_W | IESO | MISO_W | Internal | Shoulder | B11 | 25 | 140 | 140 | 13.92 | 77.21 | 7 | 56.29
2020 | IESO_2_MISO_W | IESO | MISO_W | Internal | Shoulder | B12 | 200 | 140 | 140 | 13.92 | 70.34 | 7 | 49.41
2020 | IESO_2_MISO_W | IESO | MISO_W | Internal | Shoulder | B13 | 600 | 140 | 140 | 13.92 | 66.32 | 7 | 45.4
2020 | IESO_2_MISO_W | IESO | MISO_W | Internal | Shoulder | B14 | 900 | 140 | 140 | 13.92 | 64.22 | 7 | 43.3
2020 | IESO_2_MISO_W | IESO | MISO_W | Internal | Shoulder | B15 | 1203 | 140 | 140 | 13.92 | 63.19 | 7 | 42.26
2020 | IESO_2_MISO_W | IESO | MISO_W | Internal | Summer | B1 | 10 | 140 | 140 | 89.87 | 105.11 | 7 | 8.25
2020 | IESO_2_MISO_W | IESO | MISO_W | Internal | Summer | B2 | 25 | 140 | 140 | 86.9 | 103.82 | 7 | 9.92
2020 | IESO_2_MISO_W | IESO | MISO_W | Internal | Summer | B3 | 75 | 140 | 140 | 71.54 | 103.82 | 7 | 25.28
2020 | IESO_2_MISO_W | IESO | MISO_W | Internal | Summer | B4 | 100 | 140 | 140 | 47.04 | 101.89 | 7 | 47.85
2020 | IESO_2_MISO_W | IESO | MISO_W | Internal | Summer | B5 | 200 | 140 | 140 | 10.97 | 99.59 | 7 | 81.62
2020 | IESO_2_MISO_W | IESO | MISO_W | Internal | Summer | B6 | 300 | 140 | 140 | 10.97 | 78.84 | 7 | 60.87
2020 | IESO_2_MISO_W | IESO | MISO_W | Internal | Summer | B7 | 400 | 140 | 140 | 10.97 | 69.2 | 7 | 51.23
2020 | IESO_2_MISO_W | IESO | MISO_W | Internal | Summer | B8 | 500 | 140 | 140 | 10.97 | 63.19 | 7 | 45.22
2020 | IESO_2_MISO_W | IESO | MISO_W | Internal | Summer | B9 | 800 | 140 | 140 | 10.97 | 62.7 | 7 | 44.73
2020 | IESO_2_MISO_W | IESO | MISO_W | Internal | Summer | B10 | 1262 | 140 | 140 | 10.97 | 62.67 | 7 | 44.7
2020 | IESO_2_MISO_W | IESO | MISO_W | Internal | Winter | B16 | 25 | 140 | 140 | 49.81 | 83.47 | 7 | 26.66
2020 | IESO_2_MISO_W | IESO | MISO_W | Internal | Winter | B17 | 100 | 140 | 140 | 49.81 | 70.64 | 7 | 13.83
2020 | IESO_2_MISO_W | IESO | MISO_W | Internal | Winter | B18 | 400 | 140 | 140 | 49.81 | 69.01 | 7 | 12.2
2020 | IESO_2_MISO_W | IESO | MISO_W | Internal | Winter | B19 | 700 | 140 | 140 | 49.81 | 67.46 | 7 | 10.65
2020 | IESO_2_MISO_W | IESO | MISO_W | Internal | Winter | B20 | 935 | 140 | 140 | 49.81 | 64.37 | 7 | 7.56
2020 | IESO_2_NYISO_A-F | IESO | NYISO_A-F | Internal | Shoulder | B11 | 25 | 1725 | 1725 | 13.92 | 70.33 | 7 | 49.41
2020 | IESO_2_NYISO_A-F | IESO | NYISO_A-F | Internal | Shoulder | B12 | 200 | 1725 | 1725 | 13.92 | 64.49 | 7 | 43.57
2020 | IESO_2_NYISO_A-F | IESO | NYISO_A-F | Internal | Shoulder | B13 | 600 | 1725 | 1725 | 13.92 | 64.03 | 7 | 43.1
2020 | IESO_2_NYISO_A-F | IESO | NYISO_A-F | Internal | Shoulder | B14 | 900 | 1725 | 1725 | 13.92 | 62.62 | 7 | 41.7
2020 | IESO_2_NYISO_A-F | IESO | NYISO_A-F | Internal | Shoulder | B15 | 1203 | 1725 | 1725 | 13.92 | 62.62 | 7 | 41.7
2020 | IESO_2_NYISO_A-F | IESO | NYISO_A-F | Internal | Summer | B1 | 10 | 1725 | 1361.37 | 89.87 | 96.87 | 7 | 0
2020 | IESO_2_NYISO_A-F | IESO | NYISO_A-F | Internal | Summer | B2 | 25 | 1725 | 1248.49 | 86.9 | 93.9 | 7 | 0
2020 | IESO_2_NYISO_A-F | IESO | NYISO_A-F | Internal | Summer | B3 | 75 | 1725 | 1725 | 71.54 | 84.52 | 7 | 5.97
2020 | IESO_2_NYISO_A-F | IESO | NYISO_A-F | Internal | Summer | B4 | 100 | 1725 | 1725 | 47.04 | 83.53 | 7 | 29.49
2020 | IESO_2_NYISO_A-F | IESO | NYISO_A-F | Internal | Summer | B5 | 200 | 1725 | 1725 | 10.97 | 74.79 | 7 | 56.82
2020 | IESO_2_NYISO_A-F | IESO | NYISO_A-F | Internal | Summer | B6 | 300 | 1725 | 1725 | 10.97 | 68.81 | 7 | 50.84
2020 | IESO_2_NYISO_A-F | IESO | NYISO_A-F | Internal | Summer | B7 | 400 | 1725 | 1725 | 10.97 | 62.49 | 7 | 44.52
2020 | IESO_2_NYISO_A-F | IESO | NYISO_A-F | Internal | Summer | B8 | 500 | 1725 | 1725 | 10.97 | 61.62 | 7 | 43.65
2020 | IESO_2_NYISO_A-F | IESO | NYISO_A-F | Internal | Summer | B9 | 800 | 1725 | 1725 | 10.97 | 61.61 | 7 | 43.64
2020 | IESO_2_NYISO_A-F | IESO | NYISO_A-F | Internal | Summer | B10 | 1262 | 1725 | 1725 | 10.97 | 61.61 | 7 | 43.64
2020 | IESO_2_NYISO_A-F | IESO | NYISO_A-F | Internal | Winter | B16 | 25 | 1725 | 1725 | 49.81 | 72.97 | 7 | 16.15
2020 | IESO_2_NYISO_A-F | IESO | NYISO_A-F | Internal | Winter | B17 | 100 | 1725 | 1725 | 49.81 | 71.48 | 7 | 14.67
2020 | IESO_2_NYISO_A-F | IESO | NYISO_A-F | Internal | Winter | B18 | 400 | 1725 | 1725 | 49.81 | 66.42 | 7 | 9.61
2020 | IESO_2_NYISO_A-F | IESO | NYISO_A-F | Internal | Winter | B19 | 700 | 1725 | 1725 | 49.81 | 66.42 | 7 | 9.61
2020 | IESO_2_NYISO_A-F | IESO | NYISO_A-F | Internal | Winter | B20 | 935 | 1725 | 1725 | 49.81 | 66.42 | 7 | 9.61
2020 | MAPP_CA_2_IESO | MAPP_CA | IESO | Internal | Shoulder | B11 | 25 | 330 | 0 | 77.2 | 13.92 | 8 | 0
2020 | MAPP_CA_2_IESO | MAPP_CA | IESO | Internal | Shoulder | B12 | 200 | 330 | 0 | 70.32 | 13.92 | 8 | 0
2020 | MAPP_CA_2_IESO | MAPP_CA | IESO | Internal | Shoulder | B13 | 600 | 330 | 0 | 66.31 | 13.92 | 8 | 0
2020 | MAPP_CA_2_IESO | MAPP_CA | IESO | Internal | Shoulder | B14 | 900 | 330 | 0 | 64.21 | 13.92 | 8 | 0
2020 | MAPP_CA_2_IESO | MAPP_CA | IESO | Internal | Shoulder | B15 | 1203 | 330 | 0 | 64.21 | 13.92 | 8 | 0
2020 | MAPP_CA_2_IESO | MAPP_CA | IESO | Internal | Summer | B1 | 10 | 330 | 0 | 91.11 | 89.87 | 8 | 0
2020 | MAPP_CA_2_IESO | MAPP_CA | IESO | Internal | Summer | B2 | 25 | 330 | 0 | 92.11 | 86.9 | 8 | 0
2020 | MAPP_CA_2_IESO | MAPP_CA | IESO | Internal | Summer | B3 | 75 | 330 | 0 | 89.86 | 71.54 | 8 | 0
2020 | MAPP_CA_2_IESO | MAPP_CA | IESO | Internal | Summer | B4 | 100 | 330 | 0 | 89.86 | 47.04 | 8 | 0
2020 | MAPP_CA_2_IESO | MAPP_CA | IESO | Internal | Summer | B5 | 200 | 330 | 0 | 89.86 | 10.97 | 8 | 0
2020 | MAPP_CA_2_IESO | MAPP_CA | IESO | Internal | Summer | B6 | 300 | 330 | 0 | 78.83 | 10.97 | 8 | 0
2020 | MAPP_CA_2_IESO | MAPP_CA | IESO | Internal | Summer | B7 | 400 | 330 | 0 | 69.19 | 10.97 | 8 | 0
2020 | MAPP_CA_2_IESO | MAPP_CA | IESO | Internal | Summer | B8 | 500 | 330 | 0 | 63.17 | 10.97 | 8 | 0
2020 | MAPP_CA_2_IESO | MAPP_CA | IESO | Internal | Summer | B9 | 800 | 330 | 0 | 62.68 | 10.97 | 8 | 0
2020 | MAPP_CA_2_IESO | MAPP_CA | IESO | Internal | Summer | B10 | 1262 | 330 | 0 | 62.68 | 10.97 | 8 | 0
2020 | MAPP_CA_2_IESO | MAPP_CA | IESO | Internal | Winter | B16 | 25 | 330 | 0 | 83.46 | 49.81 | 8 | 0
2020 | MAPP_CA_2_IESO | MAPP_CA | IESO | Internal | Winter | B17 | 100 | 330 | 0 | 70.63 | 49.81 | 8 | 0
2020 | MAPP_CA_2_IESO | MAPP_CA | IESO | Internal | Winter | B18 | 400 | 330 | 0 | 69 | 49.81 | 8 | 0
2020 | MAPP_CA_2_IESO | MAPP_CA | IESO | Internal | Winter | B19 | 700 | 330 | 0 | 67.45 | 49.81 | 8 | 0
2020 | MAPP_CA_2_IESO | MAPP_CA | IESO | Internal | Winter | B20 | 935 | 330 | 0 | 67.45 | 49.81 | 8 | 0
2020 | MAPP_CA_2_MAPP_US | MAPP_CA | MAPP_US | Internal | Shoulder | B11 | 25 | 372 | 0 | 77.2 | 70.21 | 7 | 0
2020 | MAPP_CA_2_MAPP_US | MAPP_CA | MAPP_US | Internal | Shoulder | B12 | 200 | 372 | 0 | 70.32 | 63.34 | 7 | 0
2020 | MAPP_CA_2_MAPP_US | MAPP_CA | MAPP_US | Internal | Shoulder | B13 | 600 | 372 | 0 | 66.31 | 59.32 | 7 | 0
2020 | MAPP_CA_2_MAPP_US | MAPP_CA | MAPP_US | Internal | Shoulder | B14 | 900 | 372 | 0 | 64.21 | 57.22 | 7 | 0
2020 | MAPP_CA_2_MAPP_US | MAPP_CA | MAPP_US | Internal | Shoulder | B15 | 1203 | 372 | 0 | 64.21 | 56.19 | 7 | 0
2020 | MAPP_CA_2_MAPP_US | MAPP_CA | MAPP_US | Internal | Summer | B1 | 10 | 372 | 38.12 | 91.11 | 98.11 | 7 | 0
2020 | MAPP_CA_2_MAPP_US | MAPP_CA | MAPP_US | Internal | Summer | B2 | 25 | 372 | 0 | 92.11 | 96.82 | 7 | 0
2020 | MAPP_CA_2_MAPP_US | MAPP_CA | MAPP_US | Internal | Summer | B3 | 75 | 372 | 0 | 89.86 | 96.82 | 7 | 0
2020 | MAPP_CA_2_MAPP_US | MAPP_CA | MAPP_US | Internal | Summer | B4 | 100 | 372 | 0 | 89.86 | 94.89 | 7 | 0
2020 | MAPP_CA_2_MAPP_US | MAPP_CA | MAPP_US | Internal | Summer | B5 | 200 | 372 | 0 | 89.86 | 92.59 | 7 | 0
2020 | MAPP_CA_2_MAPP_US | MAPP_CA | MAPP_US | Internal | Summer | B6 | 300 | 372 | 0 | 78.83 | 71.84 | 7 | 0
2020 | MAPP_CA_2_MAPP_US | MAPP_CA | MAPP_US | Internal | Summer | B7 | 400 | 372 | 0 | 69.19 | 62.2 | 7 | 0
2020 | MAPP_CA_2_MAPP_US | MAPP_CA | MAPP_US | Internal | Summer | B8 | 500 | 372 | 0 | 63.17 | 56.19 | 7 | 0
2020 | MAPP_CA_2_MAPP_US | MAPP_CA | MAPP_US | Internal | Summer | B9 | 800 | 372 | 0 | 62.68 | 55.7 | 7 | 0
2020 | MAPP_CA_2_MAPP_US | MAPP_CA | MAPP_US | Internal | Summer | B10 | 1262 | 372 | 0 | 62.68 | 55.67 | 7 | 0
2020 | MAPP_CA_2_MAPP_US | MAPP_CA | MAPP_US | Internal | Winter | B16 | 25 | 372 | 0 | 83.46 | 65.69 | 7 | 0
2020 | MAPP_CA_2_MAPP_US | MAPP_CA | MAPP_US | Internal | Winter | B17 | 100 | 372 | 0 | 70.63 | 60.46 | 7 | 0
2020 | MAPP_CA_2_MAPP_US | MAPP_CA | MAPP_US | Internal | Winter | B18 | 400 | 372 | 0 | 69 | 60.46 | 7 | 0
2020 | MAPP_CA_2_MAPP_US | MAPP_CA | MAPP_US | Internal | Winter | B19 | 700 | 372 | 0 | 67.45 | 60.46 | 7 | 0
2020 | MAPP_CA_2_MAPP_US | MAPP_CA | MAPP_US | Internal | Winter | B20 | 935 | 372 | 0 | 67.45 | 57.37 | 7 | 0
2020 | MAPP_CA_2_MISO_W | MAPP_CA | MISO_W | Internal | Shoulder | B11 | 25 | 2196 | 2186 | 77.2 | 77.21 | 0.01 | 0
2020 | MAPP_CA_2_MISO_W | MAPP_CA | MISO_W | Internal | Shoulder | B12 | 200 | 2196 | 1783.76 | 70.32 | 70.34 | 0.01 | 0
2020 | MAPP_CA_2_MISO_W | MAPP_CA | MISO_W | Internal | Shoulder | B13 | 600 | 2196 | 1859.47 | 66.31 | 66.32 | 0.01 | 0
2020 | MAPP_CA_2_MISO_W | MAPP_CA | MISO_W | Internal | Shoulder | B14 | 900 | 2196 | 1875.25 | 64.21 | 64.22 | 0.01 | 0
2020 | MAPP_CA_2_MISO_W | MAPP_CA | MISO_W | Internal | Shoulder | B15 | 1203 | 2196 | 0 | 64.21 | 63.19 | 0.01 | 0
2020 | MAPP_CA_2_MISO_W | MAPP_CA | MISO_W | Internal | Summer | B1 | 10 | 2196 | 2196 | 91.11 | 105.11 | 0.01 | 13.99
2020 | MAPP_CA_2_MISO_W | MAPP_CA | MISO_W | Internal | Summer | B2 | 25 | 2196 | 2196 | 92.11 | 103.82 | 0.01 | 11.7
2020 | MAPP_CA_2_MISO_W | MAPP_CA | MISO_W | Internal | Summer | B3 | 75 | 2196 | 2196 | 89.86 | 103.82 | 0.01 | 13.95
2020 | MAPP_CA_2_MISO_W | MAPP_CA | MISO_W | Internal | Summer | B4 | 100 | 2196 | 2196 | 89.86 | 101.89 | 0.01 | 12.01
2020 | MAPP_CA_2_MISO_W | MAPP_CA | MISO_W | Internal | Summer | B5 | 200 | 2196 | 2196 | 89.86 | 99.59 | 0.01 | 9.72
2020 | MAPP_CA_2_MISO_W | MAPP_CA | MISO_W | Internal | Summer | B6 | 300 | 2196 | 1952.88 | 78.83 | 78.84 | 0.01 | 0
2020 | MAPP_CA_2_MISO_W | MAPP_CA | MISO_W | Internal | Summer | B7 | 400 | 2196 | 2048.31 | 69.19 | 69.2 | 0.01 | 0
2020 | MAPP_CA_2_MISO_W | MAPP_CA | MISO_W | Internal | Summer | B8 | 500 | 2196 | 2180.97 | 63.17 | 63.19 | 0.01 | 0
2020 | MAPP_CA_2_MISO_W | MAPP_CA | MISO_W | Internal | Summer | B9 | 800 | 2196 | 2193.62 | 62.68 | 62.7 | 0.01 | 0
2020 | MAPP_CA_2_MISO_W | MAPP_CA | MISO_W | Internal | Summer | B10 | 1262 | 2196 | 0 | 62.68 | 62.67 | 0.01 | 0
2020 | MAPP_CA_2_MISO_W | MAPP_CA | MISO_W | Internal | Winter | B16 | 25 | 2196 | 1344.63 | 83.46 | 83.47 | 0.01 | 0
2020 | MAPP_CA_2_MISO_W | MAPP_CA | MISO_W | Internal | Winter | B17 | 100 | 2196 | 1097.17 | 70.63 | 70.64 | 0.01 | 0
2020 | MAPP_CA_2_MISO_W | MAPP_CA | MISO_W | Internal | Winter | B18 | 400 | 2196 | 1186.31 | 69 | 69.01 | 0.01 | 0
2020 | MAPP_CA_2_MISO_W | MAPP_CA | MISO_W | Internal | Winter | B19 | 700 | 2196 | 760.2 | 67.45 | 67.46 | 0.01 | 0
2020 | MAPP_CA_2_MISO_W | MAPP_CA | MISO_W | Internal | Winter | B20 | 935 | 2196 | 0 | 67.45 | 64.37 | 0.01 | 0
2020 | MAPP_US_2_MAPP_CA | MAPP_US | MAPP_CA | Internal | Shoulder | B11 | 25 | 165 | 0 | 70.21 | 77.2 | 7 | 0
2020 | MAPP_US_2_MAPP_CA | MAPP_US | MAPP_CA | Internal | Shoulder | B12 | 200 | 165 | 0 | 63.34 | 70.32 | 7 | 0
2020 | MAPP_US_2_MAPP_CA | MAPP_US | MAPP_CA | Internal | Shoulder | B13 | 600 | 165 | 0 | 59.32 | 66.31 | 7 | 0
2020 | MAPP_US_2_MAPP_CA | MAPP_US | MAPP_CA | Internal | Shoulder | B14 | 900 | 165 | 0 | 57.22 | 64.21 | 7 | 0
2020 | MAPP_US_2_MAPP_CA | MAPP_US | MAPP_CA | Internal | Shoulder | B15 | 1203 | 165 | 165 | 56.19 | 64.21 | 7 | 1.02
2020 | MAPP_US_2_MAPP_CA | MAPP_US | MAPP_CA | Internal | Summer | B1 | 10 | 165 | 0 | 98.11 | 91.11 | 7 | 0
2020 | MAPP_US_2_MAPP_CA | MAPP_US | MAPP_CA | Internal | Summer | B2 | 25 | 165 | 0 | 96.82 | 92.11 | 7 | 0
2020 | MAPP_US_2_MAPP_CA | MAPP_US | MAPP_CA | Internal | Summer | B3 | 75 | 165 | 0 | 96.82 | 89.86 | 7 | 0
2020 | MAPP_US_2_MAPP_CA | MAPP_US | MAPP_CA | Internal | Summer | B4 | 100 | 165 | 0 | 94.89 | 89.86 | 7 | 0
2020 | MAPP_US_2_MAPP_CA | MAPP_US | MAPP_CA | Internal | Summer | B5 | 200 | 165 | 0 | 92.59 | 89.86 | 7 | 0
2020 | MAPP_US_2_MAPP_CA | MAPP_US | MAPP_CA | Internal | Summer | B6 | 300 | 165 | 0 | 71.84 | 78.83 | 7 | 0
2020 | MAPP_US_2_MAPP_CA | MAPP_US | MAPP_CA | Internal | Summer | B7 | 400 | 165 | 0 | 62.2 | 69.19 | 7 | 0
2020 | MAPP_US_2_MAPP_CA | MAPP_US | MAPP_CA | Internal | Summer | B8 | 500 | 165 | 0 | 56.19 | 63.17 | 7 | 0
2020 | MAPP_US_2_MAPP_CA | MAPP_US | MAPP_CA | Internal | Summer | B9 | 800 | 165 | 0 | 55.7 | 62.68 | 7 | 0
2020 | MAPP_US_2_MAPP_CA | MAPP_US | MAPP_CA | Internal | Summer | B10 | 1262 | 165 | 165 | 55.67 | 62.68 | 7 | 0.01
2020 | MAPP_US_2_MAPP_CA | MAPP_US | MAPP_CA | Internal | Winter | B16 | 25 | 165 | 165 | 65.69 | 83.46 | 7 | 10.77
2020 | MAPP_US_2_MAPP_CA | MAPP_US | MAPP_CA | Internal | Winter | B17 | 100 | 165 | 165 | 60.46 | 70.63 | 7 | 3.16
2020 | MAPP_US_2_MAPP_CA | MAPP_US | MAPP_CA | Internal | Winter | B18 | 400 | 165 | 165 | 60.46 | 69 | 7 | 1.53
2020 | MAPP_US_2_MAPP_CA | MAPP_US | MAPP_CA | Internal | Winter | B19 | 700 | 165 | 0 | 60.46 | 67.45 | 7 | 0
2020 | MAPP_US_2_MAPP_CA | MAPP_US | MAPP_CA | Internal | Winter | B20 | 935 | 165 | 165 | 57.37 | 67.45 | 7 | 3.08
2020 | MAPP_US_2_MISO_W | MAPP_US | MISO_W | Internal | Shoulder | B11 | 25 | 2635 | 2515.29 | 70.21 | 77.21 | 7 | 0
2020 | MAPP_US_2_MISO_W | MAPP_US | MISO_W | Internal | Shoulder | B12 | 200 | 2635 | 2497.43 | 63.34 | 70.34 | 7 | 0
2020 | MAPP_US_2_MISO_W | MAPP_US | MISO_W | Internal | Shoulder | B13 | 600 | 2635 | 2542.42 | 59.32 | 66.32 | 7 | 0
2020 | MAPP_US_2_MISO_W | MAPP_US | MISO_W | Internal | Shoulder | B14 | 900 | 2635 | 1498.4 | 57.22 | 64.22 | 7 | 0
2020 | MAPP_US_2_MISO_W | MAPP_US | MISO_W | Internal | Shoulder | B15 | 1203 | 2635 | 1643.08 | 56.19 | 63.19 | 7 | 0
2020 | MAPP_US_2_MISO_W | MAPP_US | MISO_W | Internal | Summer | B1 | 10 | 2635 | 651.16 | 98.11 | 105.11 | 7 | 0
2020 | MAPP_US_2_MISO_W | MAPP_US | MISO_W | Internal | Summer | B2 | 25 | 2635 | 1471.38 | 96.82 | 103.82 | 7 | 0
2020 | MAPP_US_2_MISO_W | MAPP_US | MISO_W | Internal | Summer | B3 | 75 | 2635 | 1336.24 | 96.82 | 103.82 | 7 | 0
2020 | MAPP_US_2_MISO_W | MAPP_US | MISO_W | Internal | Summer | B4 | 100 | 2635 | 1919.61 | 94.89 | 101.89 | 7 | 0
2020 | MAPP_US_2_MISO_W | MAPP_US | MISO_W | Internal | Summer | B5 | 200 | 2635 | 2006.92 | 92.59 | 99.59 | 7 | 0
2020 | MAPP_US_2_MISO_W | MAPP_US | MISO_W | Internal | Summer | B6 | 300 | 2635 | 1738.38 | 71.84 | 78.84 | 7 | 0
2020 | MAPP_US_2_MISO_W | MAPP_US | MISO_W | Internal | Summer | B7 | 400 | 2635 | 2079.17 | 62.2 | 69.2 | 7 | 0
2020 | MAPP_US_2_MISO_W | MAPP_US | MISO_W | Internal | Summer | B8 | 500 | 2635 | 453.48 | 56.19 | 63.19 | 7 | 0
2020 | MAPP_US_2_MISO_W | MAPP_US | MISO_W | Internal | Summer | B9 | 800 | 2635 | 625.52 | 55.7 | 62.7 | 7 | 0
2020 | MAPP_US_2_MISO_W | MAPP_US | MISO_W | Internal | Summer | B10 | 1262 | 2635 | 1793.93 | 55.67 | 62.67 | 7 | 0
2020 | MAPP_US_2_MISO_W | MAPP_US | MISO_W | Internal | Winter | B16 | 25 | 2635 | 2635 | 65.69 | 83.47 | 7 | 10.78
2020 | MAPP_US_2_MISO_W | MAPP_US | MISO_W | Internal | Winter | B17 | 100 | 2635 | 2635 | 60.46 | 70.64 | 7 | 3.17
2020 | MAPP_US_2_MISO_W | MAPP_US | MISO_W | Internal | Winter | B18 | 400 | 2635 | 2635 | 60.46 | 69.01 | 7 | 1.55
2020 | MAPP_US_2_MISO_W | MAPP_US | MISO_W | Internal | Winter | B19 | 700 | 2635 | 1522.97 | 60.46 | 67.46 | 7 | 0
2020 | MAPP_US_2_MISO_W | MAPP_US | MISO_W | Internal | Winter | B20 | 935 | 2635 | 1816.85 | 57.37 | 64.37 | 7 | 0
2020 | MAPP_US_2_NE | MAPP_US | NE | Internal | Shoulder | B11 | 25 | 2000 | 0 | 70.21 | 72.22 | 7 | 0
2020 | MAPP_US_2_NE | MAPP_US | NE | Internal | Shoulder | B12 | 200 | 2000 | 0 | 63.34 | 65.35 | 7 | 0
2020 | MAPP_US_2_NE | MAPP_US | NE | Internal | Shoulder | B13 | 600 | 2000 | 0 | 59.32 | 63.47 | 7 | 0
2020 | MAPP_US_2_NE | MAPP_US | NE | Internal | Shoulder | B14 | 900 | 2000 | 0 | 57.22 | 60.05 | 7 | 0
2020 | MAPP_US_2_NE | MAPP_US | NE | Internal | Shoulder | B15 | 1203 | 2000 | 0 | 56.19 | 58.19 | 7 | 0
2020 | MAPP_US_2_NE | MAPP_US | NE | Internal | Summer | B1 | 10 | 2000 | 547.19 | 98.11 | 105.11 | 7 | 0
2020 | MAPP_US_2_NE | MAPP_US | NE | Internal | Summer | B2 | 25 | 2000 | 501.3 | 96.82 | 103.82 | 7 | 0
2020 | MAPP_US_2_NE | MAPP_US | NE | Internal | Summer | B3 | 75 | 2000 | 527.4 | 96.82 | 103.82 | 7 | 0
2020 | MAPP_US_2_NE | MAPP_US | NE | Internal | Summer | B4 | 100 | 2000 | 266.08 | 94.89 | 101.89 | 7 | 0
2020 | MAPP_US_2_NE | MAPP_US | NE | Internal | Summer | B5 | 200 | 2000 | 77.69 | 92.59 | 99.59 | 7 | 0
2020 | MAPP_US_2_NE | MAPP_US | NE | Internal | Summer | B6 | 300 | 2000 | 0 | 71.84 | 76.58 | 7 | 0
2020 | MAPP_US_2_NE | MAPP_US | NE | Internal | Summer | B7 | 400 | 2000 | 0 | 62.2 | 67.97 | 7 | 0
2020 | MAPP_US_2_NE | MAPP_US | NE | Internal | Summer | B8 | 500 | 2000 | 2000 | 56.19 | 63.58 | 7 | 0.39
2020 | MAPP_US_2_NE | MAPP_US | NE | Internal | Summer | B9 | 800 | 2000 | 1232.69 | 55.7 | 62.7 | 7 | 0
2020 | MAPP_US_2_NE | MAPP_US | NE | Internal | Summer | B10 | 1262 | 2000 | 0 | 55.67 | 59.2 | 7 | 0
2020 | MAPP_US_2_NE | MAPP_US | NE | Internal | Winter | B16 | 25 | 2000 | 1610.26 | 65.69 | 72.69 | 7 | 0
2020 | MAPP_US_2_NE | MAPP_US | NE | Internal | Winter | B17 | 100 | 2000 | 309.14 | 60.46 | 67.46 | 7 | 0
2020 | MAPP_US_2_NE | MAPP_US | NE | Internal | Winter | B18 | 400 | 2000 | 0 | 60.46 | 64.02 | 7 | 0
2020 | MAPP_US_2_NE | MAPP_US | NE | Internal | Winter | B19 | 700 | 2000 | 0 | 60.46 | 64.02 | 7 | 0
2020 | MAPP_US_2_NE | MAPP_US | NE | Internal | Winter | B20 | 935 | 2000 | 0 | 57.37 | 60.59 | 7 | 0
2020 | MARITIMES_2_NEISO | MARITIMES | NEISO | Internal | Shoulder | B11 | 25 | 99999 | 1400 | 61.5 | 61.51 | 0.01 | 0
2020 | MARITIMES_2_NEISO | MARITIMES | NEISO | Internal | Shoulder | B12 | 200 | 99999 | 1400 | 61.5 | 61.51 | 0.01 | 0
2020 | MARITIMES_2_NEISO | MARITIMES | NEISO | Internal | Shoulder | B13 | 600 | 99999 | 1400 | 61.04 | 61.05 | 0.01 | 0
2020 | MARITIMES_2_NEISO | MARITIMES | NEISO | Internal | Shoulder | B14 | 900 | 99999 | 1400 | 61.04 | 61.05 | 0.01 | 0
2020 | MARITIMES_2_NEISO | MARITIMES | NEISO | Internal | Shoulder | B15 | 1203 | 99999 | 426.43 | 61.04 | 61.05 | 0.01 | 0
2020 | MARITIMES_2_NEISO | MARITIMES | NEISO | Internal | Summer | B1 | 10 | 99999 | 1400.1 | 109.83 | 109.84 | 0.01 | 0
2020 | MARITIMES_2_NEISO | MARITIMES | NEISO | Internal | Summer | B2 | 25 | 99999 | 1400.1 | 94.38 | 94.39 | 0.01 | 0
2020 | MARITIMES_2_NEISO | MARITIMES | NEISO | Internal | Summer | B3 | 75 | 99999 | 1400 | 81.51 | 81.52 | 0.01 | 0
2020 | MARITIMES_2_NEISO | MARITIMES | NEISO | Internal | Summer | B4 | 100 | 99999 | 1400 | 80.51 | 80.53 | 0.01 | 0
2020 | MARITIMES_2_NEISO | MARITIMES | NEISO | Internal | Summer | B5 | 200 | 99999 | 1400 | 58.62 | 58.63 | 0.01 | 0
2020 | MARITIMES_2_NEISO | MARITIMES | NEISO | Internal | Summer | B6 | 300 | 99999 | 1400 | 58.62 | 58.63 | 0.01 | 0
2020 | MARITIMES_2_NEISO | MARITIMES | NEISO | Internal | Summer | B7 | 400 | 99999 | 1400 | 58.62 | 58.63 | 0.01 | 0
2020 | MARITIMES_2_NEISO | MARITIMES | NEISO | Internal | Summer | B8 | 500 | 99999 | 1400 | 58.62 | 58.63 | 0.01 | 0
2020 | MARITIMES_2_NEISO | MARITIMES | NEISO | Internal | Summer | B9 | 800 | 99999 | 1400 | 58.62 | 58.63 | 0.01 | 0
2020 | MARITIMES_2_NEISO | MARITIMES | NEISO | Internal | Summer | B10 | 1262 | 99999 | 236.13 | 58.62 | 58.63 | 0.01 | 0
2020 | MARITIMES_2_NEISO | MARITIMES | NEISO | Internal | Winter | B16 | 25 | 99999 | 1400 | 70.43 | 70.44 | 0.01 | 0
2020 | MARITIMES_2_NEISO | MARITIMES | NEISO | Internal | Winter | B17 | 100 | 99999 | 1400 | 70.43 | 70.44 | 0.01 | 0
2020 | MARITIMES_2_NEISO | MARITIMES | NEISO | Internal | Winter | B18 | 400 | 99999 | 1400 | 69.41 | 69.42 | 0.01 | 0
2020 | MARITIMES_2_NEISO | MARITIMES | NEISO | Internal | Winter | B19 | 700 | 99999 | 1400 | 69.41 | 69.42 | 0.01 | 0
2020 | MARITIMES_2_NEISO | MARITIMES | NEISO | Internal | Winter | B20 | 935 | 99999 | 475.94 | 69.41 | 69.42 | 0.01 | 0
2020 | MISO_IN_2_MISO_MI | MISO_IN | MISO_MI | Internal | Shoulder | B11 | 25 | 5021 | 3241.06 | 77.2 | 77.21 | 0.01 | 0
2020 | MISO_IN_2_MISO_MI | MISO_IN | MISO_MI | Internal | Shoulder | B12 | 200 | 5021 | 4837.63 | 70.32 | 70.34 | 0.01 | 0
2020 | MISO_IN_2_MISO_MI | MISO_IN | MISO_MI | Internal | Shoulder | B13 | 600 | 5021 | 4758.71 | 66.31 | 66.32 | 0.01 | 0
2020 | MISO_IN_2_MISO_MI | MISO_IN | MISO_MI | Internal | Shoulder | B14 | 900 | 5021 | 5021 | 62.53 | 62.6 | 0.01 | 0.05
2020 | MISO_IN_2_MISO_MI | MISO_IN | MISO_MI | Internal | Shoulder | B15 | 1203 | 5021 | 4355.74 | 59.17 | 59.19 | 0.01 | 0
2020 | MISO_IN_2_MISO_MI | MISO_IN | MISO_MI | Internal | Summer | B1 | 10 | 5021 | 3551.27 | 104.81 | 104.82 | 0.01 | 0
2020 | MISO_IN_2_MISO_MI | MISO_IN | MISO_MI | Internal | Summer | B2 | 25 | 5021 | 3284.19 | 100.46 | 100.48 | 0.01 | 0
2020 | MISO_IN_2_MISO_MI | MISO_IN | MISO_MI | Internal | Summer | B3 | 75 | 5021 | 3281.78 | 99.15 | 99.16 | 0.01 | 0
2020 | MISO_IN_2_MISO_MI | MISO_IN | MISO_MI | Internal | Summer | B4 | 100 | 5021 | 3308.05 | 84.92 | 84.93 | 0.01 | 0
2020 | MISO_IN_2_MISO_MI | MISO_IN | MISO_MI | Internal | Summer | B5 | 200 | 5021 | 3951.48 | 78.83 | 78.84 | 0.01 | 0
2020 | MISO_IN_2_MISO_MI | MISO_IN | MISO_MI | Internal | Summer | B6 | 300 | 5021 | 5021 | 64.83 | 70.39 | 0.01 | 5.56
2020 | MISO_IN_2_MISO_MI | MISO_IN | MISO_MI | Internal | Summer | B7 | 400 | 5021 | 5021 | 61.23 | 65.36 | 0.01 | 4.12
2020 | MISO_IN_2_MISO_MI | MISO_IN | MISO_MI | Internal | Summer | B8 | 500 | 5021 | 5021 | 60.13 | 61.2 | 0.01 | 1.06
2020 | MISO_IN_2_MISO_MI | MISO_IN | MISO_MI | Internal | Summer | B9 | 800 | 5021 | 5021 | 58.8 | 59.64 | 0.01 | 0.82
2020 | MISO_IN_2_MISO_MI | MISO_IN | MISO_MI | Internal | Summer | B10 | 1262 | 5021 | 4936.97 | 58.25 | 58.26 | 0.01 | 0
2020 | MISO_IN_2_MISO_MI | MISO_IN | MISO_MI | Internal | Winter | B16 | 25 | 5021 | 2800.88 | 83.47 | 83.48 | 0.01 | 0
2020 | MISO_IN_2_MISO_MI | MISO_IN | MISO_MI | Internal | Winter | B17 | 100 | 5021 | 3694.29 | 70.64 | 70.65 | 0.01 | 0
2020 | MISO_IN_2_MISO_MI | MISO_IN | MISO_MI | Internal | Winter | B18 | 400 | 5021 | 3873.81 | 69 | 69.01 | 0.01 | 0
2020 | MISO_IN_2_MISO_MI | MISO_IN | MISO_MI | Internal | Winter | B19 | 700 | 5021 | 4603.4 | 65.89 | 65.9 | 0.01 | 0
2020 | MISO_IN_2_MISO_MI | MISO_IN | MISO_MI | Internal | Winter | B20 | 935 | 5021 | 4129.38 | 60.82 | 60.83 | 0.01 | 0
2020 | MISO_IN_2_MISO_MO-IL | MISO_IN | MISO_MO-IL | Internal | Shoulder | B11 | 25 | 5533 | 5509.56 | 77.2 | 77.21 | 0.01 | 0
2020 | MISO_IN_2_MISO_MO-IL | MISO_IN | MISO_MO-IL | Internal | Shoulder | B12 | 200 | 5533 | 4900.09 | 70.32 | 70.34 | 0.01 | 0
2020 | MISO_IN_2_MISO_MO-IL | MISO_IN | MISO_MO-IL | Internal | Shoulder | B13 | 600 | 5533 | 5367.45 | 66.31 | 66.32 | 0.01 | 0
2020 | MISO_IN_2_MISO_MO-IL | MISO_IN | MISO_MO-IL | Internal | Shoulder | B14 | 900 | 5533 | 5533 | 62.53 | 63.25 | 0.01 | 0.7
2020 | MISO_IN_2_MISO_MO-IL | MISO_IN | MISO_MO-IL | Internal | Shoulder | B15 | 1203 | 5533 | 5169.04 | 59.17 | 59.19 | 0.01 | 0
2020 | MISO_IN_2_MISO_MO-IL | MISO_IN | MISO_MO-IL | Internal | Summer | B1 | 10 | 5533 | 5261.51 | 104.81 | 104.82 | 0.01 | 0
2020 | MISO_IN_2_MISO_MO-IL | MISO_IN | MISO_MO-IL | Internal | Summer | B2 | 25 | 5533 | 5533 | 100.46 | 103.81 | 0.01 | 3.34
2020 | MISO_IN_2_MISO_MO-IL | MISO_IN | MISO_MO-IL | Internal | Summer | B3 | 75 | 5533 | 5533 | 99.15 | 100.77 | 0.01 | 1.61
2020 | MISO_IN_2_MISO_MO-IL | MISO_IN | MISO_MO-IL | Internal | Summer | B4 | 100 | 5533 | 5533 | 84.92 | 100.77 | 0.01 | 15.85
2020 | MISO_IN_2_MISO_MO-IL | MISO_IN | MISO_MO-IL | Internal | Summer | B5 | 200 | 5533 | 5533 | 78.83 | 99.58 | 0.01 | 20.74
2020 | MISO_IN_2_MISO_MO-IL | MISO_IN | MISO_MO-IL | Internal | Summer | B6 | 300 | 5533 | 5533 | 64.83 | 78.83 | 0.01 | 13.99
2020 | MISO_IN_2_MISO_MO-IL | MISO_IN | MISO_MO-IL | Internal | Summer | B7 | 400 | 5533 | 5533 | 61.23 | 69.19 | 0.01 | 7.95
2020 | MISO_IN_2_MISO_MO-IL | MISO_IN | MISO_MO-IL | Internal | Summer | B8 | 500 | 5533 | 5533 | 60.13 | 63.17 | 0.01 | 3.03
2020 | MISO_IN_2_MISO_MO-IL | MISO_IN | MISO_MO-IL | Internal | Summer | B9 | 800 | 5533 | 5533 | 58.8 | 61.52 | 0.01 | 2.71
2020 | MISO_IN_2_MISO_MO-IL | MISO_IN | MISO_MO-IL | Internal | Summer | B10 | 1262 | 5533 | 5533 | 58.25 | 58.67 | 0.01 | 0.41
2020 | MISO_IN_2_MISO_MO-IL | MISO_IN | MISO_MO-IL | Internal | Winter | B16 | 25 | 5533 | 3393.77 | 83.47 | 83.48 | 0.01 | 0
2020 | MISO_IN_2_MISO_MO-IL | MISO_IN | MISO_MO-IL | Internal | Winter | B17 | 100 | 5533 | 4034.45 | 70.64 | 70.65 | 0.01 | 0
2020 | MISO_IN_2_MISO_MO-IL | MISO_IN | MISO_MO-IL | Internal | Winter | B18 | 400 | 5533 | 5215.38 | 69 | 69.01 | 0.01 | 0
2020 | MISO_IN_2_MISO_MO-IL | MISO_IN | MISO_MO-IL | Internal | Winter | B19 | 700 | 5533 | 5533 | 65.89 | 66.76 | 0.01 | 0.86
2020 | MISO_IN_2_MISO_MO-IL | MISO_IN | MISO_MO-IL | Internal | Winter | B20 | 935 | 5533 | 5520.81 | 60.82 | 60.83 | 0.01 | 0
2020 | MISO_IN_2_NonRTO_Midwest | MISO_IN | NonRTO_Midwest | Internal | Shoulder | B11 | 25 | 4800 | 976.25 | 77.2 | 85.2 | 8 | 0
2020 | MISO_IN_2_NonRTO_Midwest | MISO_IN | NonRTO_Midwest | Internal | Shoulder | B12 | 200 | 4800 | 451.08 | 70.32 | 78.32 | 8 | 0
2020 | MISO_IN_2_NonRTO_Midwest | MISO_IN | NonRTO_Midwest | Internal | Shoulder | B13 | 600 | 4800 | 0 | 66.31 | 68.67 | 8 | 0
2020 | MISO_IN_2_NonRTO_Midwest | MISO_IN | NonRTO_Midwest | Internal | Shoulder | B14 | 900 | 4800 | 0 | 62.53 | 65.98 | 8 | 0
2020 | MISO_IN_2_NonRTO_Midwest | MISO_IN | NonRTO_Midwest | Internal | Shoulder | B15 | 1203 | 4800 | 0 | 59.17 | 63.06 | 8 | 0
2020 | MISO_IN_2_NonRTO_Midwest | MISO_IN | NonRTO_Midwest | Internal | Summer | B1 | 10 | 4800 | 0 | 104.81 | 108.46 | 8 | 0
2020 | MISO_IN_2_NonRTO_Midwest | MISO_IN | NonRTO_Midwest | Internal | Summer | B2 | 25 | 4800 | 241.39 | 100.46 | 108.46 | 8 | 0
2020 | MISO_IN_2_NonRTO_Midwest | MISO_IN | NonRTO_Midwest | Internal | Summer | B3 | 75 | 4800 | 1301.3 | 99.15 | 107.15 | 8 | 0
2020 | MISO_IN_2_NonRTO_Midwest | MISO_IN | NonRTO_Midwest | Internal | Summer | B4 | 100 | 4800 | 1521.95 | 84.92 | 92.92 | 8 | 0
2020 | MISO_IN_2_NonRTO_Midwest | MISO_IN | NonRTO_Midwest | Internal | Summer | B5 | 200 | 4800 | 1380.84 | 78.83 | 86.83 | 8 | 0
2020 | MISO_IN_2_NonRTO_Midwest | MISO_IN | NonRTO_Midwest | Internal | Summer | B6 | 300 | 4800 | 406.53 | 64.83 | 72.83 | 8 | 0
2020 | MISO_IN_2_NonRTO_Midwest | MISO_IN | NonRTO_Midwest | Internal | Summer | B7 | 400 | 4800 | 0 | 61.23 | 65.98 | 8 | 0
2020 | MISO_IN_2_NonRTO_Midwest | MISO_IN | NonRTO_Midwest | Internal | Summer | B8 | 500 | 4800 | 0 | 60.13 | 65.47 | 8 | 0
2020 | MISO_IN_2_NonRTO_Midwest | MISO_IN | NonRTO_Midwest | Internal | Summer | B9 | 800 | 4800 | 0 | 58.8 | 63.06 | 8 | 0
2020 | MISO_IN_2_NonRTO_Midwest | MISO_IN | NonRTO_Midwest | Internal | Summer | B10 | 1262 | 4800 | 0 | 58.25 | 62.08 | 8 | 0
2020 | MISO_IN_2_NonRTO_Midwest | MISO_IN | NonRTO_Midwest | Internal | Winter | B16 | 25 | 4800 | 2365.19 | 83.47 | 91.47 | 8 | 0
2020 | MISO_IN_2_NonRTO_Midwest | MISO_IN | NonRTO_Midwest | Internal | Winter | B17 | 100 | 4800 | 1355.02 | 70.64 | 78.64 | 8 | 0
2020 | MISO_IN_2_NonRTO_Midwest | MISO_IN | NonRTO_Midwest | Internal | Winter | B18 | 400 | 4800 | 498.34 | 69 | 77 | 8 | 0
2020 | MISO_IN_2_NonRTO_Midwest | MISO_IN | NonRTO_Midwest | Internal | Winter | B19 | 700 | 4800 | 0 | 65.89 | 65.98 | 8 | 0
2020 | MISO_IN_2_NonRTO_Midwest | MISO_IN | NonRTO_Midwest | Internal | Winter | B20 | 935 | 4800 | 0 | 60.82 | 65.47 | 8 | 0
2020 | MISO_IN_2_PJM_ROR | MISO_IN | PJM_ROR | Internal | Shoulder | B11 | 25 | 992 | 992 | 77.2 | 79.21 | 2 | 0.01
2020 | MISO_IN_2_PJM_ROR | MISO_IN | PJM_ROR | Internal | Shoulder | B12 | 200 | 992 | 992 | 70.32 | 72.34 | 2 | 0.01
2020 | MISO_IN_2_PJM_ROR | MISO_IN | PJM_ROR | Internal | Shoulder | B13 | 600 | 992 | 992 | 66.31 | 68.32 | 2 | 0.01
2020 | MISO_IN_2_PJM_ROR | MISO_IN | PJM_ROR | Internal | Shoulder | B14 | 900 | 992 | 992 | 62.53 | 65.25 | 2 | 0.71
2020 | MISO_IN_2_PJM_ROR | MISO_IN | PJM_ROR | Internal | Shoulder | B15 | 1203 | 992 | 992 | 59.17 | 61.19 | 2 | 0.01
2020 | MISO_IN_2_PJM_ROR | MISO_IN | PJM_ROR | Internal | Summer | B1 | 10 | 992 | 992 | 104.81 | 106.82 | 2 | 0.01
2020 | MISO_IN_2_PJM_ROR | MISO_IN | PJM_ROR | Internal | Summer | B2 | 25 | 992 | 992 | 100.46 | 102.48 | 2 | 0.01
2020 | MISO_IN_2_PJM_ROR | MISO_IN | PJM_ROR | Internal | Summer | B3 | 75 | 992 | 746.83 | 99.15 | 101.15 | 2 | 0
2020 | MISO_IN_2_PJM_ROR | MISO_IN | PJM_ROR | Internal | Summer | B4 | 100 | 992 | 992 | 84.92 | 95.28 | 2 | 8.36
2020 | MISO_IN_2_PJM_ROR | MISO_IN | PJM_ROR | Internal | Summer | B5 | 200 | 992 | 992 | 78.83 | 90.37 | 2 | 9.54
2020 | MISO_IN_2_PJM_ROR | MISO_IN | PJM_ROR | Internal | Summer | B6 | 300 | 992 | 992 | 64.83 | 76.83 | 2 | 10
2020 | MISO_IN_2_PJM_ROR | MISO_IN | PJM_ROR | Internal | Summer | B7 | 400 | 992 | 992 | 61.23 | 67.36 | 2 | 4.13
2020 | MISO_IN_2_PJM_ROR | MISO_IN | PJM_ROR | Internal | Summer | B8 | 500 | 992 | 992 | 60.13 | 64.14 | 2 | 2.01
2020 | MISO_IN_2_PJM_ROR | MISO_IN | PJM_ROR | Internal | Summer | B9 | 800 | 992 | 992 | 58.8 | 61.64 | 2 | 0.83
2020 | MISO_IN_2_PJM_ROR | MISO_IN | PJM_ROR | Internal | Summer | B10 | 1262 | 992 | 992 | 58.25 | 60.67 | 2 | 0.42
2020 | MISO_IN_2_PJM_ROR | MISO_IN | PJM_ROR | Internal | Winter | B16 | 25 | 992 | 992 | 83.47 | 86.15 | 2 | 0.68
2020 | MISO_IN_2_PJM_ROR | MISO_IN | PJM_ROR | Internal | Winter | B17 | 100 | 992 | 992 | 70.64 | 79.47 | 2 | 6.83
2020 | MISO_IN_2_PJM_ROR | MISO_IN | PJM_ROR | Internal | Winter | B18 | 400 | 992 | 992 | 69 | 71.01 | 2 | 0.01
2020 | MISO_IN_2_PJM_ROR | MISO_IN | PJM_ROR | Internal | Winter | B19 | 700 | 992 | 992 | 65.89 | 68.75 | 2 | 0.86
2020 | MISO_IN_2_PJM_ROR | MISO_IN | PJM_ROR | Internal | Winter | B20 | 935 | 992 | 992 | 60.82 | 62.83 | 2 | 0.01
2020 | MISO_MI_2_MISO_IN | MISO_MI | MISO_IN | Internal | Shoulder | B11 | 25 | 2066 | 0 | 77.21 | 77.2 | 0.01 | 0
2020 | MISO_MI_2_MISO_IN | MISO_MI | MISO_IN | Internal | Shoulder | B12 | 200 | 2066 | 0 | 70.34 | 70.32 | 0.01 | 0
2020 | MISO_MI_2_MISO_IN | MISO_MI | MISO_IN | Internal | Shoulder | B13 | 600 | 2066 | 0 | 66.32 | 66.31 | 0.01 | 0
2020 | MISO_MI_2_MISO_IN | MISO_MI | MISO_IN | Internal | Shoulder | B14 | 900 | 2066 | 0 | 62.6 | 62.53 | 0.01 | 0
2020 | MISO_MI_2_MISO_IN | MISO_MI | MISO_IN | Internal | Shoulder | B15 | 1203 | 2066 | 0 | 59.19 | 59.17 | 0.01 | 0
2020 | MISO_MI_2_MISO_IN | MISO_MI | MISO_IN | Internal | Summer | B1 | 10 | 2066 | 0 | 104.82 | 104.81 | 0.01 | 0
2020 | MISO_MI_2_MISO_IN | MISO_MI | MISO_IN | Internal | Summer | B2 | 25 | 2066 | 0 | 100.48 | 100.46 | 0.01 | 0
2020 | MISO_MI_2_MISO_IN | MISO_MI | MISO_IN | Internal | Summer | B3 | 75 | 2066 | 0 | 99.16 | 99.15 | 0.01 | 0
2020 | MISO_MI_2_MISO_IN | MISO_MI | MISO_IN | Internal | Summer | B4 | 100 | 2066 | 0 | 84.93 | 84.92 | 0.01 | 0
2020 | MISO_MI_2_MISO_IN | MISO_MI | MISO_IN | Internal | Summer | B5 | 200 | 2066 | 0 | 78.84 | 78.83 | 0.01 | 0
2020 | MISO_MI_2_MISO_IN | MISO_MI | MISO_IN | Internal | Summer | B6 | 300 | 2066 | 0 | 70.39 | 64.83 | 0.01 | 0
2020 | MISO_MI_2_MISO_IN | MISO_MI | MISO_IN | Internal | Summer | B7 | 400 | 2066 | 0 | 65.36 | 61.23 | 0.01 | 0
2020 | MISO_MI_2_MISO_IN | MISO_MI | MISO_IN | Internal | Summer | B8 | 500 | 2066 | 0 | 61.2 | 60.13 | 0.01 | 0
2020 | MISO_MI_2_MISO_IN | MISO_MI | MISO_IN | Internal | Summer | B9 | 800 | 2066 | 0 | 59.64 | 58.8 | 0.01 | 0
2020 | MISO_MI_2_MISO_IN | MISO_MI | MISO_IN | Internal | Summer | B10 | 1262 | 2066 | 0 | 58.26 | 58.25 | 0.01 | 0
2020 | MISO_MI_2_MISO_IN | MISO_MI | MISO_IN | Internal | Winter | B16 | 25 | 2066 | 0 | 83.48 | 83.47 | 0.01 | 0
2020 | MISO_MI_2_MISO_IN | MISO_MI | MISO_IN | Internal | Winter | B17 | 100 | 2066 | 0 | 70.65 | 70.64 | 0.01 | 0
2020 | MISO_MI_2_MISO_IN | MISO_MI | MISO_IN | Internal | Winter | B18 | 400 | 2066 | 0 | 69.01 | 69 | 0.01 | 0
2020 | MISO_MI_2_MISO_IN | MISO_MI | MISO_IN | Internal | Winter | B19 | 700 | 2066 | 0 | 65.9 | 65.89 | 0.01 | 0
2020 | MISO_MI_2_MISO_IN | MISO_MI | MISO_IN | Internal | Winter | B20 | 935 | 2066 | 0 | 60.83 | 60.82 | 0.01 | 0
2020 | MISO_MI_2_MISO_WUMS | MISO_MI | MISO_WUMS | Internal | Shoulder | B11 | 25 | 1440 | 0 | 77.21 | 77.2 | 0.01 | 0
2020 | MISO_MI_2_MISO_WUMS | MISO_MI | MISO_WUMS | Internal | Shoulder | B12 | 200 | 1440 | 0 | 70.34 | 70.32 | 0.01 | 0
2020 | MISO_MI_2_MISO_WUMS | MISO_MI | MISO_WUMS | Internal | Shoulder | B13 | 600 | 1440 | 0 | 66.32 | 66.31 | 0.01 | 0
2020 | MISO_MI_2_MISO_WUMS | MISO_MI | MISO_WUMS | Internal | Shoulder | B14 | 900 | 1440 | 0 | 62.6 | 62.59 | 0.01 | 0
2020 | MISO_MI_2_MISO_WUMS | MISO_MI | MISO_WUMS | Internal | Shoulder | B15 | 1203 | 1440 | 0 | 59.19 | 59.19 | 0.01 | 0
2020 | MISO_MI_2_MISO_WUMS | MISO_MI | MISO_WUMS | Internal | Summer | B1 | 10 | 1440 | 0 | 104.82 | 104.82 | 0.01 | 0
2020 | MISO_MI_2_MISO_WUMS | MISO_MI | MISO_WUMS | Internal | Summer | B2 | 25 | 1440 | 0 | 100.48 | 100.48 | 0.01 | 0
2020 | MISO_MI_2_MISO_WUMS | MISO_MI | MISO_WUMS | Internal | Summer | B3 | 75 | 1440 | 0 | 99.16 | 99.15 | 0.01 | 0
2020 | MISO_MI_2_MISO_WUMS | MISO_MI | MISO_WUMS | Internal | Summer | B4 | 100 | 1440 | 0 | 84.93 | 84.92 | 0.01 | 0
2020 | MISO_MI_2_MISO_WUMS | MISO_MI | MISO_WUMS | Internal | Summer | B5 | 200 | 1440 | 0 | 78.84 | 74.41 | 0.01 | 0
2020 | MISO_MI_2_MISO_WUMS | MISO_MI | MISO_WUMS | Internal | Summer | B6 | 300 | 1440 | 0 | 70.39 | 70.38 | 0.01 | 0
2020 | MISO_MI_2_MISO_WUMS | MISO_MI | MISO_WUMS | Internal | Summer | B7 | 400 | 1440 | 0 | 65.36 | 65.35 | 0.01 | 0
2020 | MISO_MI_2_MISO_WUMS | MISO_MI | MISO_WUMS | Internal | Summer | B8 | 500 | 1440 | 0 | 61.2 | 61.19 | 0.01 | 0
2020 | MISO_MI_2_MISO_WUMS | MISO_MI | MISO_WUMS | Internal | Summer | B9 | 800 | 1440 | 0 | 59.64 | 59.64 | 0.01 | 0
2020 | MISO_MI_2_MISO_WUMS | MISO_MI | MISO_WUMS | Internal | Summer | B10 | 1262 | 1440 | 0 | 58.26 | 58.25 | 0.01 | 0
2020 | MISO_MI_2_MISO_WUMS | MISO_MI | MISO_WUMS | Internal | Winter | B16 | 25 | 1440 | 0 | 83.48 | 83.46 | 0.01 | 0
2020 | MISO_MI_2_MISO_WUMS | MISO_MI | MISO_WUMS | Internal | Winter | B17 | 100 | 1440 | 0 | 70.65 | 70.63 | 0.01 | 0
2020 | MISO_MI_2_MISO_WUMS | MISO_MI | MISO_WUMS | Internal | Winter | B18 | 400 | 1440 | 0 | 69.01 | 69 | 0.01 | 0
2020 | MISO_MI_2_MISO_WUMS | MISO_MI | MISO_WUMS | Internal | Winter | B19 | 700 | 1440 | 63.6 | 65.9 | 65.91 | 0.01 | 0
2020 | MISO_MI_2_MISO_WUMS | MISO_MI | MISO_WUMS | Internal | Winter | B20 | 935 | 1440 | 0 | 60.83 | 60.83 | 0.01 | 0
2020 | MISO_MI_2_PJM_ROR | MISO_MI | PJM_ROR | Internal | Shoulder | B11 | 25 | 1424 | 1219.21 | 77.21 | 79.21 | 2 | 0
2020 | MISO_MI_2_PJM_ROR | MISO_MI | PJM_ROR | Internal | Shoulder | B12 | 200 | 1424 | 1317.17 | 70.34 | 72.34 | 2 | 0
2020 | MISO_MI_2_PJM_ROR | MISO_MI | PJM_ROR | Internal | Shoulder | B13 | 600 | 1424 | 982.17 | 66.32 | 68.32 | 2 | 0
2020 | MISO_MI_2_PJM_ROR | MISO_MI | PJM_ROR | Internal | Shoulder | B14 | 900 | 1424 | 1424 | 62.6 | 65.25 | 2 | 0.64
2020 | MISO_MI_2_PJM_ROR | MISO_MI | PJM_ROR | Internal | Shoulder | B15 | 1203 | 1424 | 975.11 | 59.19 | 61.19 | 2 | 0
2020 | MISO_MI_2_PJM_ROR | MISO_MI | PJM_ROR | Internal | Summer | B1 | 10 | 1424 | 508.9 | 104.82 | 106.82 | 2 | 0
2020 | MISO_MI_2_PJM_ROR | MISO_MI | PJM_ROR | Internal | Summer | B2 | 25 | 1424 | 683.2 | 100.48 | 102.48 | 2 | 0
2020 | MISO_MI_2_PJM_ROR | MISO_MI | PJM_ROR | Internal | Summer | B3 | 75 | 1424 | 0 | 99.16 | 101.15 | 2 | 0
2020 | MISO_MI_2_PJM_ROR | MISO_MI | PJM_ROR | Internal | Summer | B4 | 100 | 1424 | 1424 | 84.93 | 95.28 | 2 | 8.35
2020 | MISO_MI_2_PJM_ROR | MISO_MI | PJM_ROR | Internal | Summer | B5 | 200 | 1424 | 1424 | 78.84 | 90.37 | 2 | 9.53
2020 | MISO_MI_2_PJM_ROR | MISO_MI | PJM_ROR | Internal | Summer | B6 | 300 | 1424 | 1424 | 70.39 | 76.83 | 2 | 4.43
2020 | MISO_MI_2_PJM_ROR | MISO_MI | PJM_ROR | Internal | Summer | B7 | 400 | 1424 | 681 | 65.36 | 67.36 | 2 | 0
2020 | MISO_MI_2_PJM_ROR | MISO_MI | PJM_ROR | Internal | Summer | B8 | 500 | 1424 | 1424 | 61.2 | 64.14 | 2 | 0.94
2020 | MISO_MI_2_PJM_ROR | MISO_MI | PJM_ROR | Internal | Summer | B9 | 800 | 1424 | 62.7 | 59.64 | 61.64 | 2 | 0
2020 | MISO_MI_2_PJM_ROR | MISO_MI | PJM_ROR | Internal | Summer | B10 | 1262 | 1424 | 1424 | 58.26 | 60.67 | 2 | 0.41
2020 | MISO_MI_2_PJM_ROR | MISO_MI | PJM_ROR | Internal | Winter | B16 | 25 | 1424 | 1424 | 83.48 | 86.15 | 2 | 0.67
2020 | MISO_MI_2_PJM_ROR | MISO_MI | PJM_ROR | Internal | Winter | B17 | 100 | 1424 | 1424 | 70.65 | 79.47 | 2 | 6.82
2020 | MISO_MI_2_PJM_ROR | MISO_MI | PJM_ROR | Internal | Winter | B18 | 400 | 1424 | 1321.01 | 69.01 | 71.01 | 2 | 0
2020 | MISO_MI_2_PJM_ROR | MISO_MI | PJM_ROR | Internal | Winter | B19 | 700 | 1424 | 1424 | 65.9 | 68.75 | 2 | 0.85
2020 | MISO_MI_2_PJM_ROR | MISO_MI | PJM_ROR | Internal | Winter | B20 | 935 | 1424 | 1361.47 | 60.83 | 62.83 | 2 | 0
2020 | MISO_MO-IL_2_ENT | MISO_MO-IL | ENT | Internal | Shoulder | B11 | 25 | 2540 | 0 | 77.21 | 77.21 | 8 | 0
2020 | MISO_MO-IL_2_ENT | MISO_MO-IL | ENT | Internal | Shoulder | B12 | 200 | 2540 | 0 | 70.34 | 68.27 | 8 | 0
2020 | MISO_MO-IL_2_ENT | MISO_MO-IL | ENT | Internal | Shoulder | B13 | 600 | 2540 | 0 | 66.32 | 67.77 | 8 | 0
2020 | MISO_MO-IL_2_ENT | MISO_MO-IL | ENT | Internal | Shoulder | B14 | 900 | 2540 | 0 | 63.25 | 65.51 | 8 | 0
2020 | MISO_MO-IL_2_ENT | MISO_MO-IL | ENT | Internal | Shoulder | B15 | 1203 | 2540 | 0 | 59.19 | 65.51 | 8 | 0
2020 | MISO_MO-IL_2_ENT | MISO_MO-IL | ENT | Internal | Summer | B1 | 10 | 2540 | 0 | 104.82 | 104.82 | 8 | 0
2020 | MISO_MO-IL_2_ENT | MISO_MO-IL | ENT | Internal | Summer | B2 | 25 | 2540 | 0 | 103.81 | 101.92 | 8 | 0
2020 | MISO_MO-IL_2_ENT | MISO_MO-IL | ENT | Internal | Summer | B3 | 75 | 2540 | 0 | 100.77 | 101.92 | 8 | 0
2020 | MISO_MO-IL_2_ENT | MISO_MO-IL | ENT | Internal | Summer | B4 | 100 | 2540 | 0 | 100.77 | 101.89 | 8 | 0
2020 | MISO_MO-IL_2_ENT | MISO_MO-IL | ENT | Internal | Summer | B5 | 200 | 2540 | 0 | 99.58 | 95.76 | 8 | 0
2020 | MISO_MO-IL_2_ENT | MISO_MO-IL | ENT | Internal | Summer | B6 | 300 | 2540 | 0 | 78.83 | 78.83 | 8 | 0
2020 | MISO_MO-IL_2_ENT | MISO_MO-IL | ENT | Internal | Summer | B7 | 400 | 2540 | 0 | 69.19 | 66.9 | 8 | 0
2020 | MISO_MO-IL_2_ENT | MISO_MO-IL | ENT | Internal | Summer | B8 | 500 | 2540 | 0 | 63.17 | 66.9 | 8 | 0
2020 | MISO_MO-IL_2_ENT | MISO_MO-IL | ENT | Internal | Summer | B9 | 800 | 2540 | 0 | 61.52 | 66.41 | 8 | 0
2020 | MISO_MO-IL_2_ENT | MISO_MO-IL | ENT | Internal | Summer | B10 | 1262 | 2540 | 0 | 58.67 | 64.19 | 8 | 0
2020 | MISO_MO-IL_2_ENT | MISO_MO-IL | ENT | Internal | Winter | B16 | 25 | 2540 | 0 | 83.48 | 75.63 | 8 | 0
2020 | MISO_MO-IL_2_ENT | MISO_MO-IL | ENT | Internal | Winter | B17 | 100 | 2540 | 0 | 70.65 | 70.5 | 8 | 0
2020 | MISO_MO-IL_2_ENT | MISO_MO-IL | ENT | Internal | Winter | B18 | 400 | 2540 | 0 | 69.01 | 69.01 | 8 | 0
2020 | MISO_MO-IL_2_ENT | MISO_MO-IL | ENT | Internal | Winter | B19 | 700 | 2540 | 0 | 66.76 | 68.12 | 8 | 0
2020 | MISO_MO-IL_2_ENT | MISO_MO-IL | ENT | Internal | Winter | B20 | 935 | 2540 | 0 | 60.83 | 68.12 | 8 | 0
2020 | MISO_MO-IL_2_MISO_IN | MISO_MO-IL | MISO_IN | Internal | Shoulder | B11 | 25 | 2633 | 0 | 77.21 | 77.2 | 0.01 | 0
2020 | MISO_MO-IL_2_MISO_IN | MISO_MO-IL | MISO_IN | Internal | Shoulder | B12 | 200 | 2633 | 0 | 70.34 | 70.32 | 0.01 | 0
2020 | MISO_MO-IL_2_MISO_IN | MISO_MO-IL | MISO_IN | Internal | Shoulder | B13 | 600 | 2633 | 0 | 66.32 | 66.31 | 0.01 | 0
2020 | MISO_MO-IL_2_MISO_IN | MISO_MO-IL | MISO_IN | Internal | Shoulder | B14 | 900 | 2633 | 0 | 63.25 | 62.53 | 0.01 | 0
2020 | MISO_MO-IL_2_MISO_IN | MISO_MO-IL | MISO_IN | Internal | Shoulder | B15 | 1203 | 2633 | 0 | 59.19 | 59.17 | 0.01 | 0
2020 | MISO_MO-IL_2_MISO_IN | MISO_MO-IL | MISO_IN | Internal | Summer | B1 | 10 | 2633 | 0 | 104.82 | 104.81 | 0.01 | 0
2020 | MISO_MO-IL_2_MISO_IN | MISO_MO-IL | MISO_IN | Internal | Summer | B2 | 25 | 2633 | 0 | 103.81 | 100.46 | 0.01 | 0
2020 | MISO_MO-IL_2_MISO_IN | MISO_MO-IL | MISO_IN | Internal | Summer | B3 | 75 | 2633 | 0 | 100.77 | 99.15 | 0.01 | 0
2020 | MISO_MO-IL_2_MISO_IN | MISO_MO-IL | MISO_IN | Internal | Summer | B4 | 100 | 2633 | 0 | 100.77 | 84.92 | 0.01 | 0
2020 | MISO_MO-IL_2_MISO_IN | MISO_MO-IL | MISO_IN | Internal | Summer | B5 | 200 | 2633 | 0 | 99.58 | 78.83 | 0.01 | 0
2020 | MISO_MO-IL_2_MISO_IN | MISO_MO-IL | MISO_IN | Internal | Summer | B6 | 300 | 2633 | 0 | 78.83 | 64.83 | 0.01 | 0
2020 | MISO_MO-IL_2_MISO_IN | MISO_MO-IL | MISO_IN | Internal | Summer | B7 | 400 | 2633 | 0 | 69.19 | 61.23 | 0.01 | 0
2020 | MISO_MO-IL_2_MISO_IN | MISO_MO-IL | MISO_IN | Internal | Summer | B8 | 500 | 2633 | 0 | 63.17 | 60.13 | 0.01 | 0
2020 | MISO_MO-IL_2_MISO_IN | MISO_MO-IL | MISO_IN | Internal | Summer | B9 | 800 | 2633 | 0 | 61.52 | 58.8 | 0.01 | 0
2020 | MISO_MO-IL_2_MISO_IN | MISO_MO-IL | MISO_IN | Internal | Summer | B10 | 1262 | 2633 | 0 | 58.67 | 58.25 | 0.01 | 0
2020 | MISO_MO-IL_2_MISO_IN | MISO_MO-IL | MISO_IN | Internal | Winter | B16 | 25 | 2633 | 0 | 83.48 | 83.47 | 0.01 | 0
2020 | MISO_MO-IL_2_MISO_IN | MISO_MO-IL | MISO_IN | Internal | Winter | B17 | 100 | 2633 | 0 | 70.65 | 70.64 | 0.01 | 0
2020 | MISO_MO-IL_2_MISO_IN | MISO_MO-IL | MISO_IN | Internal | Winter | B18 | 400 | 2633 | 0 | 69.01 | 69 | 0.01 | 0
2020 | MISO_MO-IL_2_MISO_IN | MISO_MO-IL | MISO_IN | Internal | Winter | B19 | 700 | 2633 | 0 | 66.76 | 65.89 | 0.01 | 0
2020 | MISO_MO-IL_2_MISO_IN | MISO_MO-IL | MISO_IN | Internal | Winter | B20 | 935 | 2633 | 0 | 60.83 | 60.82 | 0.01 | 0
2020 | MISO_MO-IL_2_MISO_W | MISO_MO-IL | MISO_W | Internal | Shoulder | B11 | 25 | 1075 | 0 | 77.21 | 77.21 | 0.01 | 0
2020 | MISO_MO-IL_2_MISO_W | MISO_MO-IL | MISO_W | Internal | Shoulder | B12 | 200 | 1075 | 0 | 70.34 | 70.34 | 0.01 | 0
2020 | MISO_MO-IL_2_MISO_W | MISO_MO-IL | MISO_W | Internal | Shoulder | B13 | 600 | 1075 | 0 | 66.32 | 66.32 | 0.01 | 0
2020 | MISO_MO-IL_2_MISO_W | MISO_MO-IL | MISO_W | Internal | Shoulder | B14 | 900 | 1075 | 1075 | 63.25 | 64.22 | 0.01 | 0.96
2020 | MISO_MO-IL_2_MISO_W | MISO_MO-IL | MISO_W | Internal | Shoulder | B15 | 1203 | 1075 | 1075 | 59.19 | 63.19 | 0.01 | 3.99
2020 | MISO_MO-IL_2_MISO_W | MISO_MO-IL | MISO_W | Internal | Summer | B1 | 10 | 1075 | 1075 | 104.82 | 105.11 | 0.01 | 0.28
2020 | MISO_MO-IL_2_MISO_W | MISO_MO-IL | MISO_W | Internal | Summer | B2 | 25 | 1075 | 780.05 | 103.81 | 103.82 | 0.01 | 0
2020 | MISO_MO-IL_2_MISO_W | MISO_MO-IL | MISO_W | Internal | Summer | B3 | 75 | 1075 | 1075 | 100.77 | 103.82 | 0.01 | 3.04
2020 | MISO_MO-IL_2_MISO_W | MISO_MO-IL | MISO_W | Internal | Summer | B4 | 100 | 1075 | 1075 | 100.77 | 101.89 | 0.01 | 1.1
2020 | MISO_MO-IL_2_MISO_W | MISO_MO-IL | MISO_W | Internal | Summer | B5 | 200 | 1075 | 780.21 | 99.58 | 99.59 | 0.01 | 0
2020 | MISO_MO-IL_2_MISO_W | MISO_MO-IL | MISO_W | Internal | Summer | B6 | 300 | 1075 | 108.65 | 78.83 | 78.84 | 0.01 | 0
2020 | MISO_MO-IL_2_MISO_W | MISO_MO-IL | MISO_W | Internal | Summer | B7 | 400 | 1075 | 127.58 | 69.19 | 69.2 | 0.01 | 0
2020 | MISO_MO-IL_2_MISO_W | MISO_MO-IL | MISO_W | Internal | Summer | B8 | 500 | 1075 | 375.74 | 63.17 | 63.19 | 0.01 | 0
2020 | MISO_MO-IL_2_MISO_W | MISO_MO-IL | MISO_W | Internal | Summer | B9 | 800 | 1075 | 1075 | 61.52 | 62.7 | 0.01 | 1.17
2020 | MISO_MO-IL_2_MISO_W | MISO_MO-IL | MISO_W | Internal | Summer | B10 | 1262 | 1075 | 1075 | 58.67 | 62.67 | 0.01 | 3.99
2020 | MISO_MO-IL_2_MISO_W | MISO_MO-IL | MISO_W | Internal | Winter | B16 | 25 | 1075 | 0 | 83.48 | 83.47 | 0.01 | 0
2020 | MISO_MO-IL_2_MISO_W | MISO_MO-IL | MISO_W | Internal | Winter | B17 | 100 | 1075 | 0 | 70.65 | 70.64 | 0.01 | 0
2020 | MISO_MO-IL_2_MISO_W | MISO_MO-IL | MISO_W | Internal | Winter | B18 | 400 | 1075 | 0 | 69.01 | 69.01 | 0.01 | 0
2020 | MISO_MO-IL_2_MISO_W | MISO_MO-IL | MISO_W | Internal | Winter | B19 | 700 | 1075 | 1075 | 66.76 | 67.46 | 0.01 | 0.69
2020 | MISO_MO-IL_2_MISO_W | MISO_MO-IL | MISO_W | Internal | Winter | B20 | 935 | 1075 | 1075 | 60.83 | 64.37 | 0.01 | 3.52
2020 | MISO_MO-IL_2_PJM_ROR | MISO_MO-IL | PJM_ROR | Internal | Shoulder | B11 | 25 | 1212 | 23.03 | 77.21 | 79.21 | 2 | 0
2020 | MISO_MO-IL_2_PJM_ROR | MISO_MO-IL | PJM_ROR | Internal | Shoulder | B12 | 200 | 1212 | 1134.18 | 70.34 | 72.34 | 2 | 0
2020 | MISO_MO-IL_2_PJM_ROR | MISO_MO-IL | PJM_ROR | Internal | Shoulder | B13 | 600 | 1212 | 417.5 | 66.32 | 68.32 | 2 | 0
2020 | MISO_MO-IL_2_PJM_ROR | MISO_MO-IL | PJM_ROR | Internal | Shoulder | B14 | 900 | 1212 | 73.59 | 63.25 | 65.25 | 2 | 0
2020 | MISO_MO-IL_2_PJM_ROR | MISO_MO-IL | PJM_ROR | Internal | Shoulder | B15 | 1203 | 1212 | 77.56 | 59.19 | 61.19 | 2 | 0
2020 | MISO_MO-IL_2_PJM_ROR | MISO_MO-IL | PJM_ROR | Internal | Summer | B1 | 10 | 1212 | 147.99 | 104.82 | 106.82 | 2 | 0
2020 | MISO_MO-IL_2_PJM_ROR | MISO_MO-IL | PJM_ROR | Internal | Summer | B2 | 25 | 1212 | 0 | 103.81 | 102.48 | 2 | 0
2020 | MISO_MO-IL_2_PJM_ROR | MISO_MO-IL | PJM_ROR | Internal | Summer | B3 | 75 | 1212 | 0 | 100.77 | 101.15 | 2 | 0
2020 | MISO_MO-IL_2_PJM_ROR | MISO_MO-IL | PJM_ROR | Internal | Summer | B4 | 100 | 1212 | 0 | 100.77 | 95.28 | 2 | 0
2020 | MISO_MO-IL_2_PJM_ROR | MISO_MO-IL | PJM_ROR | Internal | Summer | B5 | 200 | 1212 | 0 | 99.58 | 90.37 | 2 | 0
2020 | MISO_MO-IL_2_PJM_ROR | MISO_MO-IL | PJM_ROR | Internal | Summer | B6 | 300 | 1212 | 0 | 78.83 | 76.83 | 2 | 0
2020 | MISO_MO-IL_2_PJM_ROR | MISO_MO-IL | PJM_ROR | Internal | Summer | B7 | 400 | 1212 | 0 | 69.19 | 67.36 | 2 | 0
2020 | MISO_MO-IL_2_PJM_ROR | MISO_MO-IL | PJM_ROR | Internal | Summer | B8 | 500 | 1212 | 0 | 63.17 | 64.14 | 2 | 0
2020 | MISO_MO-IL_2_PJM_ROR | MISO_MO-IL | PJM_ROR | Internal | Summer | B9 | 800 | 1212 | 0 | 61.52 | 61.64 | 2 | 0
2020 | MISO_MO-IL_2_PJM_ROR | MISO_MO-IL | PJM_ROR | Internal | Summer | B10 | 1262 | 1212 | 674.69 | 58.67 | 60.67 | 2 | 0
2020 | MISO_MO-IL_2_PJM_ROR | MISO_MO-IL | PJM_ROR | Internal | Winter | B16 | 25 | 1212 | 1212 | 83.48 | 86.15 | 2 | 0.67
2020 | MISO_MO-IL_2_PJM_ROR | MISO_MO-IL | PJM_ROR | Internal | Winter | B17 | 100 | 1212 | 1212 | 70.65 | 79.47 | 2 | 6.82
2020 | MISO_MO-IL_2_PJM_ROR | MISO_MO-IL | PJM_ROR | Internal | Winter | B18 | 400 | 1212 | 1088.27 | 69.01 | 71.01 | 2 | 0
2020 | MISO_MO-IL_2_PJM_ROR | MISO_MO-IL | PJM_ROR | Internal | Winter | B19 | 700 | 1212 | 0 | 66.76 | 68.75 | 2 | 0
2020 | MISO_MO-IL_2_PJM_ROR | MISO_MO-IL | PJM_ROR | Internal | Winter | B20 | 935 | 1212 | 7.63 | 60.83 | 62.83 | 2 | 0
2020 | MISO_MO-IL_2_TVA_Transmission | MISO_MO-IL | TVA_Transmission | Internal | Shoulder | B11 | 25 | 4000 | 0 | 77.21 | 84.06 | 8 | 0
2020 | MISO_MO-IL_2_TVA_Transmission | MISO_MO-IL | TVA_Transmission | Internal | Shoulder | B12 | 200 | 4000 | 0 | 70.34 | 72.79 | 8 | 0
2020 | MISO_MO-IL_2_TVA_Transmission | MISO_MO-IL | TVA_Transmission | Internal | Shoulder | B13 | 600 | 4000 | 0 | 66.32 | 69.65 | 8 | 0
2020 | MISO_MO-IL_2_TVA_Transmission | MISO_MO-IL | TVA_Transmission | Internal | Shoulder | B14 | 900 | 4000 | 0 | 63.25 | 68.46 | 8 | 0
2020 | MISO_MO-IL_2_TVA_Transmission | MISO_MO-IL | TVA_Transmission | Internal | Shoulder | B15 | 1203 | 4000 | 0 | 59.19 | 67.06 | 8 | 0
2020 | MISO_MO-IL_2_TVA_Transmission | MISO_MO-IL | TVA_Transmission | Internal | Summer | B1 | 10 | 4000 | 266.01 | 104.82 | 112.82 | 8 | 0
2020 | MISO_MO-IL_2_TVA_Transmission | MISO_MO-IL | TVA_Transmission | Internal | Summer | B2 | 25 | 4000 | 0 | 103.81 | 108.48 | 8 | 0
2020 | MISO_MO-IL_2_TVA_Transmission | MISO_MO-IL | TVA_Transmission | Internal | Summer | B3 | 75 | 4000 | 0 | 100.77 | 107.15 | 8 | 0
2020 | MISO_MO-IL_2_TVA_Transmission | MISO_MO-IL | TVA_Transmission | Internal | Summer | B4 | 100 | 4000 | 0 | 100.77 | 100.92 | 8 | 0
2020 | MISO_MO-IL_2_TVA_Transmission | MISO_MO-IL | TVA_Transmission | Internal | Summer | B5 | 200 | 4000 | 0 | 99.58 | 94.83 | 8 | 0
2020 | MISO_MO-IL_2_TVA_Transmission | MISO_MO-IL | TVA_Transmission | Internal | Summer | B6 | 300 | 4000 | 0 | 78.83 | 80.83 | 8 | 0
2020 | MISO_MO-IL_2_TVA_Transmission | MISO_MO-IL | TVA_Transmission | Internal | Summer | B7 | 400 | 4000 | 0 | 69.19 | 72.07 | 8 | 0
2020 | MISO_MO-IL_2_TVA_Transmission | MISO_MO-IL | TVA_Transmission | Internal | Summer | B8 | 500 | 4000 | 0 | 63.17 | 68.14 | 8 | 0
2020 | MISO_MO-IL_2_TVA_Transmission | MISO_MO-IL | TVA_Transmission | Internal | Summer | B9 | 800 | 4000 | 0 | 61.52 | 66.54 | 8 | 0
2020 | MISO_MO-IL_2_TVA_Transmission | MISO_MO-IL | TVA_Transmission | Internal | Summer | B10 | 1262 | 4000 | 0 | 58.67 | 64.33 | 8 | 0
2020 | MISO_MO-IL_2_TVA_Transmission | MISO_MO-IL | TVA_Transmission | Internal | Winter | B16 | 25 | 4000 | 0 | 83.48 | 83.63 | 8 | 0
2020 | MISO_MO-IL_2_TVA_Transmission | MISO_MO-IL | TVA_Transmission | Internal | Winter | B17 | 100 | 4000 | 0 | 70.65 | 77.23 | 8 | 0
2020 | MISO_MO-IL_2_TVA_Transmission | MISO_MO-IL | TVA_Transmission | Internal | Winter | B18 | 400 | 4000 | 0 | 69.01 | 72.65 | 8 | 0
2020 | MISO_MO-IL_2_TVA_Transmission | MISO_MO-IL | TVA_Transmission | Internal | Winter | B19 | 700 | 4000 | 0 | 66.76 | 70.86 | 8 | 0
2020 | MISO_MO-IL_2_TVA_Transmission | MISO_MO-IL | TVA_Transmission | Internal | Winter | B20 | 935 | 4000 | 7.87 | 60.83 | 68.83 | 8 | 0
2020 | MISO_W_2_IESO | MISO_W | IESO | Internal | Shoulder | B11 | 25 | 90 | 0 | 77.21 | 13.92 | 8 | 0
2020 | MISO_W_2_IESO | MISO_W | IESO | Internal | Shoulder | B12 | 200 | 90 | 0 | 70.34 | 13.92 | 8 | 0
2020 | MISO_W_2_IESO | MISO_W | IESO | Internal | Shoulder | B13 | 600 | 90 | 0 | 66.32 | 13.92 | 8 | 0
2020 | MISO_W_2_IESO | MISO_W | IESO | Internal | Shoulder | B14 | 900 | 90 | 0 | 64.22 | 13.92 | 8 | 0
2020 | MISO_W_2_IESO | MISO_W | IESO | Internal | Shoulder | B15 | 1203 | 90 | 0 | 63.19 | 13.92 | 8 | 0
2020 | MISO_W_2_IESO | MISO_W | IESO | Internal | Summer | B1 | 10 | 90 | 0 | 105.11 | 89.87 | 8 | 0
2020 | MISO_W_2_IESO | MISO_W | IESO | Internal | Summer | B2 | 25 | 90 | 0 | 103.82 | 86.9 | 8 | 0
2020 | MISO_W_2_IESO | MISO_W | IESO | Internal | Summer | B3 | 75 | 90 | 0 | 103.82 | 71.54 | 8 | 0
2020 | MISO_W_2_IESO | MISO_W | IESO | Internal | Summer | B4 | 100 | 90 | 0 | 101.89 | 47.04 | 8 | 0
2020 | MISO_W_2_IESO | MISO_W | IESO | Internal | Summer | B5 | 200 | 90 | 0 | 99.59 | 10.97 | 8 | 0
2020 | MISO_W_2_IESO | MISO_W | IESO | Internal | Summer | B6 | 300 | 90 | 0 | 78.84 | 10.97 | 8 | 0
2020 | MISO_W_2_IESO | MISO_W | IESO | Internal | Summer | B7 | 400 | 90 | 0 | 69.2 | 10.97 | 8 | 0
2020 | MISO_W_2_IESO | MISO_W | IESO | Internal | Summer | B8 | 500 | 90 | 0 | 63.19 | 10.97 | 8 | 0
2020 | MISO_W_2_IESO | MISO_W | IESO | Internal | Summer | B9 | 800 | 90 | 0 | 62.7 | 10.97 | 8 | 0
2020 | MISO_W_2_IESO | MISO_W | IESO | Internal | Summer | B10 | 1262 | 90 | 0 | 62.67 | 10.97 | 8 | 0
2020 | MISO_W_2_IESO | MISO_W | IESO | Internal | Winter | B16 | 25 | 90 | 0 | 83.47 | 49.81 | 8 | 0
2020 | MISO_W_2_IESO | MISO_W | IESO | Internal | Winter | B17 | 100 | 90 | 0 | 70.64 | 49.81 | 8 | 0
2020 | MISO_W_2_IESO | MISO_W | IESO | Internal | Winter | B18 | 400 | 90 | 0 | 69.01 | 49.81 | 8 | 0
2020 | MISO_W_2_IESO | MISO_W | IESO | Internal | Winter | B19 | 700 | 90 | 0 | 67.46 | 49.81 | 8 | 0
2020 | MISO_W_2_IESO | MISO_W | IESO | Internal | Winter | B20 | 935 | 90 | 0 | 64.37 | 49.81 | 8 | 0
2020 | MISO_W_2_MAPP_CA | MISO_W | MAPP_CA | Internal | Shoulder | B11 | 25 | 926 | 0 | 77.21 | 77.2 | 0.01 | 0
2020 | MISO_W_2_MAPP_CA | MISO_W | MAPP_CA | Internal | Shoulder | B12 | 200 | 926 | 0 | 70.34 | 70.32 | 0.01 | 0
2020 | MISO_W_2_MAPP_CA | MISO_W | MAPP_CA | Internal | Shoulder | B13 | 600 | 926 | 0 | 66.32 | 66.31 | 0.01 | 0
2020 | MISO_W_2_MAPP_CA | MISO_W | MAPP_CA | Internal | Shoulder | B14 | 900 | 926 | 0 | 64.22 | 64.21 | 0.01 | 0
2020 | MISO_W_2_MAPP_CA | MISO_W | MAPP_CA | Internal | Shoulder | B15 | 1203 | 926 | 926 | 63.19 | 64.21 | 0.01 | 1.01
2020 | MISO_W_2_MAPP_CA | MISO_W | MAPP_CA | Internal | Summer | B1 | 10 | 926 | 0 | 105.11 | 91.11 | 0.01 | 0
2020 | MISO_W_2_MAPP_CA | MISO_W | MAPP_CA | Internal | Summer | B2 | 25 | 926 | 0 | 103.82 | 92.11 | 0.01 | 0
2020 | MISO_W_2_MAPP_CA | MISO_W | MAPP_CA | Internal | Summer | B3 | 75 | 926 | 0 | 103.82 | 89.86 | 0.01 | 0
2020 | MISO_W_2_MAPP_CA | MISO_W | MAPP_CA | Internal | Summer | B4 | 100 | 926 | 0 | 101.89 | 89.86 | 0.01 | 0
2020 | MISO_W_2_MAPP_CA | MISO_W | MAPP_CA | Internal | Summer | B5 | 200 | 926 | 0 | 99.59 | 89.86 | 0.01 | 0
2020 | MISO_W_2_MAPP_CA | MISO_W | MAPP_CA | Internal | Summer | B6 | 300 | 926 | 0 | 78.84 | 78.83 | 0.01 | 0
2020 | MISO_W_2_MAPP_CA | MISO_W | MAPP_CA | Internal | Summer | B7 | 400 | 926 | 0 | 69.2 | 69.19 | 0.01 | 0
2020 | MISO_W_2_MAPP_CA | MISO_W | MAPP_CA | Internal | Summer | B8 | 500 | 926 | 0 | 63.19 | 63.17 | 0.01 | 0
2020 | MISO_W_2_MAPP_CA | MISO_W | MAPP_CA | Internal | Summer | B9 | 800 | 926 | 0 | 62.7 | 62.68 | 0.01 | 0
2020 | MISO_W_2_MAPP_CA | MISO_W | MAPP_CA | Internal | Summer | B10 | 1262 | 926 | 926 | 62.67 | 62.68 | 0.01 | 0
2020 | MISO_W_2_MAPP_CA | MISO_W | MAPP_CA | Internal | Winter | B16 | 25 | 926 | 0 | 83.47 | 83.46 | 0.01 | 0
2020 | MISO_W_2_MAPP_CA | MISO_W | MAPP_CA | Internal | Winter | B17 | 100 | 926 | 0 | 70.64 | 70.63 | 0.01 | 0
2020 | MISO_W_2_MAPP_CA | MISO_W | MAPP_CA | Internal | Winter | B18 | 400 | 926 | 0 | 69.01 | 69 | 0.01 | 0
2020 | MISO_W_2_MAPP_CA | MISO_W | MAPP_CA | Internal | Winter | B19 | 700 | 926 | 0 | 67.46 | 67.45 | 0.01 | 0
2020 | MISO_W_2_MAPP_CA | MISO_W | MAPP_CA | Internal | Winter | B20 | 935 | 926 | 926 | 64.37 | 67.45 | 0.01 | 3.07
2020 | MISO_W_2_MISO_MO-IL | MISO_W | MISO_MO-IL | Internal | Shoulder | B11 | 25 | 3915 | 0 | 77.21 | 77.21 | 0.01 | 0
2020 | MISO_W_2_MISO_MO-IL | MISO_W | MISO_MO-IL | Internal | Shoulder | B12 | 200 | 3915 | 0 | 70.34 | 70.34 | 0.01 | 0
2020 | MISO_W_2_MISO_MO-IL | MISO_W | MISO_MO-IL | Internal | Shoulder | B13 | 600 | 3915 | 0 | 66.32 | 66.32 | 0.01 | 0
2020 | MISO_W_2_MISO_MO-IL | MISO_W | MISO_MO-IL | Internal | Shoulder | B14 | 900 | 3915 | 0 | 64.22 | 63.25 | 0.01 | 0
2020 | MISO_W_2_MISO_MO-IL | MISO_W | MISO_MO-IL | Internal | Shoulder | B15 | 1203 | 3915 | 0 | 63.19 | 59.19 | 0.01 | 0
2020 | MISO_W_2_MISO_MO-IL | MISO_W | MISO_MO-IL | Internal | Summer | B1 | 10 | 3915 | 0 | 105.11 | 104.82 | 0.01 | 0
2020 | MISO_W_2_MISO_MO-IL | MISO_W | MISO_MO-IL | Internal | Summer | B2 | 25 | 3915 | 0 | 103.82 | 103.81 | 0.01 | 0
2020 | MISO_W_2_MISO_MO-IL | MISO_W | MISO_MO-IL | Internal | Summer | B3 | 75 | 3915 | 0 | 103.82 | 100.77 | 0.01 | 0
2020 | MISO_W_2_MISO_MO-IL | MISO_W | MISO_MO-IL | Internal | Summer | B4 | 100 | 3915 | 0 | 101.89 | 100.77 | 0.01 | 0
2020 | MISO_W_2_MISO_MO-IL | MISO_W | MISO_MO-IL | Internal | Summer | B5 | 200 | 3915 | 0 | 99.59 | 99.58 | 0.01 | 0
2020 | MISO_W_2_MISO_MO-IL | MISO_W | MISO_MO-IL | Internal | Summer | B6 | 300 | 3915 | 0 | 78.84 | 78.83 | 0.01 | 0
2020 | MISO_W_2_MISO_MO-IL | MISO_W | MISO_MO-IL | Internal | Summer | B7 | 400 | 3915 | 0 | 69.2 | 69.19 | 0.01 | 0
2020 | MISO_W_2_MISO_MO-IL | MISO_W | MISO_MO-IL | Internal | Summer | B8 | 500 | 3915 | 0 | 63.19 | 63.17 | 0.01 | 0
2020 | MISO_W_2_MISO_MO-IL | MISO_W | MISO_MO-IL | Internal | Summer | B9 | 800 | 3915 | 0 | 62.7 | 61.52 | 0.01 | 0
2020 | MISO_W_2_MISO_MO-IL | MISO_W | MISO_MO-IL | Internal | Summer | B10 | 1262 | 3915 | 0 | 62.67 | 58.67 | 0.01 | 0
2020 | MISO_W_2_MISO_MO-IL | MISO_W | MISO_MO-IL | Internal | Winter | B16 | 25 | 3915 | 1884.06 | 83.47 | 83.48 | 0.01 | 0
2020 | MISO_W_2_MISO_MO-IL | MISO_W | MISO_MO-IL | Internal | Winter | B17 | 100 | 3915 | 565.57 | 70.64 | 70.65 | 0.01 | 0
2020 | MISO_W_2_MISO_MO-IL | MISO_W | MISO_MO-IL | Internal | Winter | B18 | 400 | 3915 | 0 | 69.01 | 69.01 | 0.01 | 0
2020 | MISO_W_2_MISO_MO-IL | MISO_W | MISO_MO-IL | Internal | Winter | B19 | 700 | 3915 | 0 | 67.46 | 66.76 | 0.01 | 0
2020 | MISO_W_2_MISO_MO-IL | MISO_W | MISO_MO-IL | Internal | Winter | B20 | 935 | 3915 | 0 | 64.37 | 60.83 | 0.01 | 0
2020 | MISO_W_2_MISO_WUMS | MISO_W | MISO_WUMS | Internal | Shoulder | B11 | 25 | 1732 | 0 | 77.21 | 77.2 | 0.01 | 0
2020 | MISO_W_2_MISO_WUMS | MISO_W | MISO_WUMS | Internal | Shoulder | B12 | 200 | 1732 | 0 | 70.34 | 70.32 | 0.01 | 0
2020 | MISO_W_2_MISO_WUMS | MISO_W | MISO_WUMS | Internal | Shoulder | B13 | 600 | 1732 | 0 | 66.32 | 66.31 | 0.01 | 0
2020 | MISO_W_2_MISO_WUMS | MISO_W | MISO_WUMS | Internal | Shoulder | B14 | 900 | 1732 | 0 | 64.22 | 62.59 | 0.01 | 0
2020 | MISO_W_2_MISO_WUMS | MISO_W | MISO_WUMS | Internal | Shoulder | B15 | 1203 | 1732 | 0 | 63.19 | 59.19 | 0.01 | 0
2020 | MISO_W_2_MISO_WUMS | MISO_W | MISO_WUMS | Internal | Summer | B1 | 10 | 1732 | 0 | 105.11 | 104.82 | 0.01 | 0
2020 | MISO_W_2_MISO_WUMS | MISO_W | MISO_WUMS | Internal | Summer | B2 | 25 | 1732 | 0 | 103.82 | 100.48 | 0.01 | 0
2020 | MISO_W_2_MISO_WUMS | MISO_W | MISO_WUMS | Internal | Summer | B3 | 75 | 1732 | 0 | 103.82 | 99.15 | 0.01 | 0
2020 | MISO_W_2_MISO_WUMS | MISO_W | MISO_WUMS | Internal | Summer | B4 | 100 | 1732 | 0 | 101.89 | 84.92 | 0.01 | 0
2020 | MISO_W_2_MISO_WUMS | MISO_W | MISO_WUMS | Internal | Summer | B5 | 200 | 1732 | 0 | 99.59 | 74.41 | 0.01 | 0
2020 | MISO_W_2_MISO_WUMS | MISO_W | MISO_WUMS | Internal | Summer | B6 | 300 | 1732 | 0 | 78.84 | 70.38 | 0.01 | 0
2020 | MISO_W_2_MISO_WUMS | MISO_W | MISO_WUMS | Internal | Summer | B7 | 400 | 1732 | 0 | 69.2 | 65.35 | 0.01 | 0
2020 | MISO_W_2_MISO_WUMS | MISO_W | MISO_WUMS | Internal | Summer | B8 | 500 | 1732 | 0 | 63.19 | 61.19 | 0.01 | 0
2020 | MISO_W_2_MISO_WUMS | MISO_W | MISO_WUMS | Internal | Summer | B9 | 800 | 1732 | 0 | 62.7 | 59.64 | 0.01 | 0
2020 | MISO_W_2_MISO_WUMS | MISO_W | MISO_WUMS | Internal | Summer | B10 | 1262 | 1732 | 0 | 62.67 | 58.25 | 0.01 | 0
2020 | MISO_W_2_MISO_WUMS | MISO_W | MISO_WUMS | Internal | Winter | B16 | 25 | 1732 | 0 | 83.47 | 83.46 | 0.01 | 0
2020 | MISO_W_2_MISO_WUMS | MISO_W | MISO_WUMS | Internal | Winter | B17 | 100 | 1732 | 0 | 70.64 | 70.63 | 0.01 | 0
2020 | MISO_W_2_MISO_WUMS | MISO_W | MISO_WUMS | Internal | Winter | B18 | 400 | 1732 | 0 | 69.01 | 69 | 0.01 | 0
2020 | MISO_W_2_MISO_WUMS | MISO_W | MISO_WUMS | Internal | Winter | B19 | 700 | 1732 | 0 | 67.46 | 65.91 | 0.01 | 0
2020 | MISO_W_2_MISO_WUMS | MISO_W | MISO_WUMS | Internal | Winter | B20 | 935 | 1732 | 0 | 64.37 | 60.83 | 0.01 | 0
2020 | MISO_W_2_NE | MISO_W | NE | Internal | Shoulder | B11 | 25 | 2800 | 0 | 77.21 | 72.22 | 7 | 0
2020 | MISO_W_2_NE | MISO_W | NE | Internal | Shoulder | B12 | 200 | 2800 | 0 | 70.34 | 65.35 | 7 | 0
2020 | MISO_W_2_NE | MISO_W | NE | Internal | Shoulder | B13 | 600 | 2800 | 0 | 66.32 | 63.47 | 7 | 0
2020 | MISO_W_2_NE | MISO_W | NE | Internal | Shoulder | B14 | 900 | 2800 | 0 | 64.22 | 60.05 | 7 | 0
2020 | MISO_W_2_NE | MISO_W | NE | Internal | Shoulder | B15 | 1203 | 2800 | 0 | 63.19 | 58.19 | 7 | 0
2020 | MISO_W_2_NE | MISO_W | NE | Internal | Summer | B1 | 10 | 2800 | 0 | 105.11 | 105.11 | 7 | 0
2020 | MISO_W_2_NE | MISO_W | NE | Internal | Summer | B2 | 25 | 2800 | 0 | 103.82 | 103.82 | 7 | 0
2020 | MISO_W_2_NE | MISO_W | NE | Internal | Summer | B3 | 75 | 2800 | 0 | 103.82 | 103.82 | 7 | 0
2020 | MISO_W_2_NE | MISO_W | NE | Internal | Summer | B4 | 100 | 2800 | 0 | 101.89 | 101.89 | 7 | 0
2020 | MISO_W_2_NE | MISO_W | NE | Internal | Summer | B5 | 200 | 2800 | 0 | 99.59 | 99.59 | 7 | 0
2020 | MISO_W_2_NE | MISO_W | NE | Internal | Summer | B6 | 300 | 2800 | 0 | 78.84 | 76.58 | 7 | 0
2020 | MISO_W_2_NE | MISO_W | NE | Internal | Summer | B7 | 400 | 2800 | 0 | 69.2 | 67.97 | 7 | 0
2020 | MISO_W_2_NE | MISO_W | NE | Internal | Summer | B8 | 500 | 2800 | 0 | 63.19 | 63.58 | 7 | 0
2020 | MISO_W_2_NE | MISO_W | NE | Internal | Summer | B9 | 800 | 2800 | 0 | 62.7 | 62.7 | 7 | 0
2020 | MISO_W_2_NE | MISO_W | NE | Internal | Summer | B10 | 1262 | 2800 | 0 | 62.67 | 59.2 | 7 | 0
2020 | MISO_W_2_NE | MISO_W | NE | Internal | Winter | B16 | 25 | 2800 | 0 | 83.47 | 72.69 | 7 | 0
2020 | MISO_W_2_NE | MISO_W | NE | Internal | Winter | B17 | 100 | 2800 | 0 | 70.64 | 67.46 | 7 | 0
2020 | MISO_W_2_NE | MISO_W | NE | Internal | Winter | B18 | 400 | 2800 | 0 | 69.01 | 64.02 | 7 | 0
2020 | MISO_W_2_NE | MISO_W | NE | Internal | Winter | B19 | 700 | 2800 | 0 | 67.46 | 64.02 | 7 | 0
2020 | MISO_W_2_NE | MISO_W | NE | Internal | Winter | B20 | 935 | 2800 | 0 | 64.37 | 60.59 | 7 | 0
2020 | MISO_W_2_PJM_ROR | MISO_W | PJM_ROR | Internal | Shoulder | B11 | 25 | 773 | 25.51 | 77.21 | 79.21 | 2 | 0
2020 | MISO_W_2_PJM_ROR | MISO_W | PJM_ROR | Internal | Shoulder | B12 | 200 | 773 | 652.72 | 70.34 | 72.34 | 2 | 0
2020 | MISO_W_2_PJM_ROR | MISO_W | PJM_ROR | Internal | Shoulder | B13 | 600 | 773 | 412.67 | 66.32 | 68.32 | 2 | 0
2020 | MISO_W_2_PJM_ROR | MISO_W | PJM_ROR | Internal | Shoulder | B14 | 900 | 773 | 0 | 64.22 | 65.25 | 2 | 0
2020 | MISO_W_2_PJM_ROR | MISO_W | PJM_ROR | Internal | Shoulder | B15 | 1203 | 773 | 0 | 63.19 | 61.19 | 2 | 0
2020 | MISO_W_2_PJM_ROR | MISO_W | PJM_ROR | Internal | Summer | B1 | 10 | 773 | 0 | 105.11 | 106.82 | 2 | 0
2020 | MISO_W_2_PJM_ROR | MISO_W | PJM_ROR | Internal | Summer | B2 | 25 | 773 | 0 | 103.82 | 102.48 | 2 | 0
2020 | MISO_W_2_PJM_ROR | MISO_W | PJM_ROR | Internal | Summer | B3 | 75 | 773 | 0 | 103.82 | 101.15 | 2 | 0
2020 | MISO_W_2_PJM_ROR | MISO_W | PJM_ROR | Internal | Summer | B4 | 100 | 773 | 0 | 101.89 | 95.28 | 2 | 0
2020 | MISO_W_2_PJM_ROR | MISO_W | PJM_ROR | Internal | Summer | B5 | 200 | 773 | 0 | 99.59 | 90.37 | 2 | 0
2020 | MISO_W_2_PJM_ROR | MISO_W | PJM_ROR | Internal | Summer | B6 | 300 | 773 | 0 | 78.84 | 76.83 | 2 | 0
2020 | MISO_W_2_PJM_ROR | MISO_W | PJM_ROR | Internal | Summer | B7 | 400 | 773 | 0 | 69.2 | 67.36 | 2 | 0
2020 | MISO_W_2_PJM_ROR | MISO_W | PJM_ROR | Internal | Summer | B8 | 500 | 773 | 0 | 63.19 | 64.14 | 2 | 0
2020 | MISO_W_2_PJM_ROR | MISO_W | PJM_ROR | Internal | Summer | B9 | 800 | 773 | 0 | 62.7 | 61.64 | 2 | 0
2020 | MISO_W_2_PJM_ROR | MISO_W | PJM_ROR | Internal | Summer | B10 | 1262 | 773 | 0 | 62.67 | 60.67 | 2 | 0
2020 | MISO_W_2_PJM_ROR | MISO_W | PJM_ROR | Internal | Winter | B16 | 25 | 773 | 773 | 83.47 | 86.15 | 2 | 0.68
2020 | MISO_W_2_PJM_ROR | MISO_W | PJM_ROR | Internal | Winter | B17 | 100 | 773 | 773 | 70.64 | 79.47 | 2 | 6.83
2020 | MISO_W_2_PJM_ROR | MISO_W | PJM_ROR | Internal | Winter | B18 | 400 | 773 | 668.81 | 69.01 | 71.01 | 2 | 0
2020 | MISO_W_2_PJM_ROR | MISO_W | PJM_ROR | Internal | Winter | B19 | 700 | 773 | 0 | 67.46 | 68.75 | 2 | 0
2020 | MISO_W_2_PJM_ROR | MISO_W | PJM_ROR | Internal | Winter | B20 | 935 | 773 | 0 | 64.37 | 62.83 | 2 | 0
2020 | MISO_W_2_SPP_N | MISO_W | SPP_N | Internal | Shoulder | B11 | 25 | 3200 | 0 | 77.21 | 72.21 | 7 | 0
2020 | MISO_W_2_SPP_N | MISO_W | SPP_N | Internal | Shoulder | B12 | 200 | 3200 | 0 | 70.34 | 65.34 | 7 | 0
2020 | MISO_W_2_SPP_N | MISO_W | SPP_N | Internal | Shoulder | B13 | 600 | 3200 | 0 | 66.32 | 62.77 | 7 | 0
2020 | MISO_W_2_SPP_N | MISO_W | SPP_N | Internal | Shoulder | B14 | 900 | 3200 | 0 | 64.22 | 58.73 | 7 | 0
2020 | MISO_W_2_SPP_N | MISO_W | SPP_N | Internal | Shoulder | B15 | 1203 | 3200 | 0 | 63.19 | 57 | 7 | 0
2020 | MISO_W_2_SPP_N | MISO_W | SPP_N | Internal | Summer | B1 | 10 | 3200 | 0 | 105.11 | 99.82 | 7 | 0
2020 | MISO_W_2_SPP_N | MISO_W | SPP_N | Internal | Summer | B2 | 25 | 3200 | 0 | 103.82 | 98.82 | 7 | 0
2020 | MISO_W_2_SPP_N | MISO_W | SPP_N | Internal | Summer | B3 | 75 | 3200 | 0 | 103.82 | 100.28 | 7 | 0
2020 | MISO_W_2_SPP_N | MISO_W | SPP_N | Internal | Summer | B4 | 100 | 3200 | 0 | 101.89 | 96.89 | 7 | 0
2020 | MISO_W_2_SPP_N | MISO_W | SPP_N | Internal | Summer | B5 | 200 | 3200 | 0 | 99.59 | 94.58 | 7 | 0
2020 | MISO_W_2_SPP_N | MISO_W | SPP_N | Internal | Summer | B6 | 300 | 3200 | 0 | 78.84 | 73.83 | 7 | 0
2020 | MISO_W_2_SPP_N | MISO_W | SPP_N | Internal | Summer | B7 | 400 | 3200 | 0 | 69.2 | 65.47 | 7 | 0
2020 | MISO_W_2_SPP_N | MISO_W | SPP_N | Internal | Summer | B8 | 500 | 3200 | 0 | 63.19 | 63.65 | 7 | 0
2020 | MISO_W_2_SPP_N | MISO_W | SPP_N | Internal | Summer | B9 | 800 | 3200 | 0 | 62.7 | 62.71 | 7 | 0
2020 | MISO_W_2_SPP_N | MISO_W | SPP_N | Internal | Summer | B10 | 1262 | 3200 | 0 | 62.67 | 59.19 | 7 | 0
2020 | MISO_W_2_SPP_N | MISO_W | SPP_N | Internal | Winter | B16 | 25 | 3200 | 0 | 83.47 | 70.63 | 7 | 0
2020 | MISO_W_2_SPP_N | MISO_W | SPP_N | Internal | Winter | B17 | 100 | 3200 | 0 | 70.64 | 65.63 | 7 | 0
2020 | MISO_W_2_SPP_N | MISO_W | SPP_N | Internal | Winter | B18 | 400 | 3200 | 0 | 69.01 | 64.01 | 7 | 0
2020 | MISO_W_2_SPP_N | MISO_W | SPP_N | Internal | Winter | B19 | 700 | 3200 | 0 | 67.46 | 62.73 | 7 | 0
2020 | MISO_W_2_SPP_N | MISO_W | SPP_N | Internal | Winter | B20 | 935 | 3200 | 0 | 64.37 | 59.37 | 7 | 0
2020 | MISO_WUMS_2_MISO_MI | MISO_WUMS | MISO_MI | Internal | Shoulder | B11 | 25 | 1422 | 862.08 | 77.2 | 77.21 | 0.01 | 0
2020 | MISO_WUMS_2_MISO_MI | MISO_WUMS | MISO_MI | Internal | Shoulder | B12 | 200 | 1422 | 506.09 | 70.32 | 70.34 | 0.01 | 0
2020 | MISO_WUMS_2_MISO_MI | MISO_WUMS | MISO_MI | Internal | Shoulder | B13 | 600 | 1422 | 425.99 | 66.31 | 66.32 | 0.01 | 0
2020 | MISO_WUMS_2_MISO_MI | MISO_WUMS | MISO_MI | Internal | Shoulder | B14 | 900 | 1422 | 278.86 | 62.59 | 62.6 | 0.01 | 0
2020 | MISO_WUMS_2_MISO_MI | MISO_WUMS | MISO_MI | Internal | Shoulder | B15 | 1203 | 1422 | 0 | 59.19 | 59.19 | 0.01 | 0
2020 | MISO_WUMS_2_MISO_MI | MISO_WUMS | MISO_MI | Internal | Summer | B1 | 10 | 1422 | 0 | 104.82 | 104.82 | 0.01 | 0
2020 | MISO_WUMS_2_MISO_MI | MISO_WUMS | MISO_MI | Internal | Summer | B2 | 25 | 1422 | 0 | 100.48 | 100.48 | 0.01 | 0
2020 | MISO_WUMS_2_MISO_MI | MISO_WUMS | MISO_MI | Internal | Summer | B3 | 75 | 1422 | 610.21 | 99.15 | 99.16 | 0.01 | 0
2020 | MISO_WUMS_2_MISO_MI | MISO_WUMS | MISO_MI | Internal | Summer | B4 | 100 | 1422 | 977.31 | 84.92 | 84.93 | 0.01 | 0
2020 | MISO_WUMS_2_MISO_MI | MISO_WUMS | MISO_MI | Internal | Summer | B5 | 200 | 1422 | 1422 | 74.41 | 78.84 | 0.01 | 4.42
2020 | MISO_WUMS_2_MISO_MI | MISO_WUMS | MISO_MI | Internal | Summer | B6 | 300 | 1422 | 1095.2 | 70.38 | 70.39 | 0.01 | 0
2020 | MISO_WUMS_2_MISO_MI | MISO_WUMS | MISO_MI | Internal | Summer | B7 | 400 | 1422 | 577.8 | 65.35 | 65.36 | 0.01 | 0
2020 | MISO_WUMS_2_MISO_MI | MISO_WUMS | MISO_MI | Internal | Summer | B8 | 500 | 1422 | 945.85 | 61.19 | 61.2 | 0.01 | 0
2020 | MISO_WUMS_2_MISO_MI | MISO_WUMS | MISO_MI | Internal | Summer | B9 | 800 | 1422 | 0 | 59.64 | 59.64 | 0.01 | 0
2020 | MISO_WUMS_2_MISO_MI | MISO_WUMS | MISO_MI | Internal | Summer | B10 | 1262 | 1422 | 325.45 | 58.25 | 58.26 | 0.01 | 0
2020 | MISO_WUMS_2_MISO_MI | MISO_WUMS | MISO_MI | Internal | Winter | B16 | 25 | 1422 | 1422 | 83.46 | 83.48 | 0.01 | 0.01
2020 | MISO_WUMS_2_MISO_MI | MISO_WUMS | MISO_MI | Internal | Winter | B17 | 100 | 1422 | 1422 | 70.63 | 70.65 | 0.01 | 0.01
2020 | MISO_WUMS_2_MISO_MI | MISO_WUMS | MISO_MI | Internal | Winter | B18 | 400 | 1422 | 483.23 | 69 | 69.01 | 0.01 | 0
2020 | MISO_WUMS_2_MISO_MI | MISO_WUMS | MISO_MI | Internal | Winter | B19 | 700 | 1422 | 0 | 65.91 | 65.9 | 0.01 | 0
2020 | MISO_WUMS_2_MISO_MI | MISO_WUMS | MISO_MI | Internal | Winter | B20 | 935 | 1422 | 0 | 60.83 | 60.83 | 0.01 | 0
2020 | MISO_WUMS_2_MISO_W | MISO_WUMS | MISO_W | Internal | Shoulder | B11 | 25 | 1240 | 1217.6 | 77.2 | 77.21 | 0.01 | 0
2020 | MISO_WUMS_2_MISO_W | MISO_WUMS | MISO_W | Internal | Shoulder | B12 | 200 | 1240 | 886.67 | 70.32 | 70.34 | 0.01 | 0
2020 | MISO_WUMS_2_MISO_W | MISO_WUMS | MISO_W | Internal | Shoulder | B13 | 600 | 1240 | 617.2 | 66.31 | 66.32 | 0.01 | 0
2020 | MISO_WUMS_2_MISO_W | MISO_WUMS | MISO_W | Internal | Shoulder | B14 | 900 | 1240 | 1240 | 62.59 | 64.22 | 0.01 | 1.62
2020 | MISO_WUMS_2_MISO_W | MISO_WUMS | MISO_W | Internal | Shoulder | B15 | 1203 | 1240 | 1240 | 59.19 | 63.19 | 0.01 | 3.99
2020 | MISO_WUMS_2_MISO_W | MISO_WUMS | MISO_W | Internal | Summer | B1 | 10 | 1240 | 1240 | 104.82 | 105.11 | 0.01 | 0.28
2020 | MISO_WUMS_2_MISO_W | MISO_WUMS | MISO_W | Internal | Summer | B2 | 25 | 1240 | 1240 | 100.48 | 103.82 | 0.01 | 3.34
2020 | MISO_WUMS_2_MISO_W | MISO_WUMS | MISO_W | Internal | Summer | B3 | 75 | 1240 | 1240 | 99.15 | 103.82 | 0.01 | 4.66
2020 | MISO_WUMS_2_MISO_W | MISO_WUMS | MISO_W | Internal | Summer | B4 | 100 | 1240 | 1240 | 84.92 | 101.89 | 0.01 | 16.96
2020 | MISO_WUMS_2_MISO_W | MISO_WUMS | MISO_W | Internal | Summer | B5 | 200 | 1240 | 1240 | 74.41 | 99.59 | 0.01 | 25.17
2020 | MISO_WUMS_2_MISO_W | MISO_WUMS | MISO_W | Internal | Summer | B6 | 300 | 1240 | 1240 | 70.38 | 78.84 | 0.01 | 8.44
2020 | MISO_WUMS_2_MISO_W | MISO_WUMS | MISO_W | Internal | Summer | B7 | 400 | 1240 | 1240 | 65.35 | 69.2 | 0.01 | 3.85
2020 | MISO_WUMS_2_MISO_W | MISO_WUMS | MISO_W | Internal | Summer | B8 | 500 | 1240 | 1240 | 61.19 | 63.19 | 0.01 | 1.98
2020 | MISO_WUMS_2_MISO_W | MISO_WUMS | MISO_W | Internal | Summer | B9 | 800 | 1240 | 1240 | 59.64 | 62.7 | 0.01 | 3.05
2020 | MISO_WUMS_2_MISO_W | MISO_WUMS | MISO_W | Internal | Summer | B10 | 1262 | 1240 | 1240 | 58.25 | 62.67 | 0.01 | 4.41
2020 | MISO_WUMS_2_MISO_W | MISO_WUMS | MISO_W | Internal | Winter | B16 | 25 | 1240 | 817.66 | 83.46 | 83.47 | 0.01 | 0
2020 | MISO_WUMS_2_MISO_W | MISO_WUMS | MISO_W | Internal | Winter | B17 | 100 | 1240 | 982.09 | 70.63 | 70.64 | 0.01 | 0
2020 | MISO_WUMS_2_MISO_W | MISO_WUMS | MISO_W | Internal | Winter | B18 | 400 | 1240 | 978.27 | 69 | 69.01 | 0.01 | 0
2020 | MISO_WUMS_2_MISO_W | MISO_WUMS | MISO_W | Internal | Winter | B19 | 700 | 1240 | 1240 | 65.91 | 67.46 | 0.01 | 1.54
2020 | MISO_WUMS_2_MISO_W | MISO_WUMS | MISO_W | Internal | Winter | B20 | 935 | 1240 | 1240 | 60.83 | 64.37 | 0.01 | 3.52
2020 | MISO_WUMS_2_PJM_ROR | MISO_WUMS | PJM_ROR | Internal | Shoulder | B11 | 25 | 1600 | 1600 | 77.2 | 79.21 | 2 | 0.01
2020 | MISO_WUMS_2_PJM_ROR | MISO_WUMS | PJM_ROR | Internal | Shoulder | B12 | 200 | 1600 | 1600 | 70.32 | 72.34 | 2 | 0.01
2020 | MISO_WUMS_2_PJM_ROR | MISO_WUMS | PJM_ROR | Internal | Shoulder | B13 | 600 | 1600 | 1600 | 66.31 | 68.32 | 2 | 0.01
2020 | MISO_WUMS_2_PJM_ROR | MISO_WUMS | PJM_ROR | Internal | Shoulder | B14 | 900 | 1600 | 1600 | 62.59 | 65.25 | 2 | 0.66
2020 | MISO_WUMS_2_PJM_ROR | MISO_WUMS | PJM_ROR | Internal | Shoulder | B15 | 1203 | 1600 | 1344.4 | 59.19 | 61.19 | 2 | 0
2020 | MISO_WUMS_2_PJM_ROR | MISO_WUMS | PJM_ROR | Internal | Summer | B1 | 10 | 1600 | 1237.87 | 104.82 | 106.82 | 2 | 0
2020 | MISO_WUMS_2_PJM_ROR | MISO_WUMS | PJM_ROR | Internal | Summer | B2 | 25 | 1600 | 1294.28 | 100.48 | 102.48 | 2 | 0
2020 | MISO_WUMS_2_PJM_ROR | MISO_WUMS | PJM_ROR | Internal | Summer | B3 | 75 | 1600 | 1246.19 | 99.15 | 101.15 | 2 | 0
2020 | MISO_WUMS_2_PJM_ROR | MISO_WUMS | PJM_ROR | Internal | Summer | B4 | 100 | 1600 | 1600 | 84.92 | 95.28 | 2 | 8.36
2020 | MISO_WUMS_2_PJM_ROR | MISO_WUMS | PJM_ROR | Internal | Summer | B5 | 200 | 1600 | 1600 | 74.41 | 90.37 | 2 | 13.96
2020 | MISO_WUMS_2_PJM_ROR | MISO_WUMS | PJM_ROR | Internal | Summer | B6 | 300 | 1600 | 1600 | 70.38 | 76.83 | 2 | 4.44
2020 | MISO_WUMS_2_PJM_ROR | MISO_WUMS | PJM_ROR | Internal | Summer | B7 | 400 | 1600 | 1600 | 65.35 | 67.36 | 2 | 0.01
2020 | MISO_WUMS_2_PJM_ROR | MISO_WUMS | PJM_ROR | Internal | Summer | B8 | 500 | 1600 | 1600 | 61.19 | 64.14 | 2 | 0.95
2020 | MISO_WUMS_2_PJM_ROR | MISO_WUMS | PJM_ROR | Internal | Summer | B9 | 800 | 1600 | 576.27 | 59.64 | 61.64 | 2 | 0
2020 | MISO_WUMS_2_PJM_ROR | MISO_WUMS | PJM_ROR | Internal | Summer | B10 | 1262 | 1600 | 1600 | 58.25 | 60.67 | 2 | 0.42
2020 | MISO_WUMS_2_PJM_ROR | MISO_WUMS | PJM_ROR | Internal | Winter | B16 | 25 | 1600 | 1600 | 83.46 | 86.15 | 2 | 0.69
2020 | MISO_WUMS_2_PJM_ROR | MISO_WUMS | PJM_ROR | Internal | Winter | B17 | 100 | 1600 | 1600 | 70.63 | 79.47 | 2 | 6.84
2020 | MISO_WUMS_2_PJM_ROR | MISO_WUMS | PJM_ROR | Internal | Winter | B18 | 400 | 1600 | 1600 | 69 | 71.01 | 2 | 0.01
2020 | MISO_WUMS_2_PJM_ROR | MISO_WUMS | PJM_ROR | Internal | Winter | B19 | 700 | 1600 | 1600 | 65.91 | 68.75 | 2 | 0.84
2020 | MISO_WUMS_2_PJM_ROR | MISO_WUMS | PJM_ROR | Internal | Winter | B20 | 935 | 1600 | 575.98 | 60.83 | 62.83 | 2 | 0
2020 | NE_2_MISO_W | NE | MISO_W | Internal | Shoulder | B11 | 25 | 1600 | 0 | 72.22 | 77.21 | 5 | 0
2020 | NE_2_MISO_W | NE | MISO_W | Internal | Shoulder | B12 | 200 | 1600 | 0 | 65.35 | 70.34 | 5 | 0
2020 | NE_2_MISO_W | NE | MISO_W | Internal | Shoulder | B13 | 600 | 1600 | 0 | 63.47 | 66.32 | 5 | 0
2020 | NE_2_MISO_W | NE | MISO_W | Internal | Shoulder | B14 | 900 | 1600 | 0 | 60.05 | 64.22 | 5 | 0
2020 | NE_2_MISO_W | NE | MISO_W | Internal | Shoulder | B15 | 1203 | 1600 | 211.98 | 58.19 | 63.19 | 5 | 0
2020 | NE_2_MISO_W | NE | MISO_W | Internal | Summer | B1 | 10 | 1600 | 0 | 105.11 | 105.11 | 5 | 0
2020 | NE_2_MISO_W | NE | MISO_W | Internal | Summer | B2 | 25 | 1600 | 0 | 103.82 | 103.82 | 5 | 0
2020 | NE_2_MISO_W | NE | MISO_W | Internal | Summer | B3 | 75 | 1600 | 0 | 103.82 | 103.82 | 5 | 0
2020 | NE_2_MISO_W | NE | MISO_W | Internal | Summer | B4 | 100 | 1600 | 0 | 101.89 | 101.89 | 5 | 0
2020 | NE_2_MISO_W | NE | MISO_W | Internal | Summer | B5 | 200 | 1600 | 0 | 99.59 | 99.59 | 5 | 0
2020 | NE_2_MISO_W | NE | MISO_W | Internal | Summer | B6 | 300 | 1600 | 0 | 76.58 | 78.84 | 5 | 0
2020 | NE_2_MISO_W | NE | MISO_W | Internal | Summer | B7 | 400 | 1600 | 0 | 67.97 | 69.2 | 5 | 0
2020 | NE_2_MISO_W | NE | MISO_W | Internal | Summer | B8 | 500 | 1600 | 0 | 63.58 | 63.19 | 5 | 0
2020 | NE_2_MISO_W | NE | MISO_W | Internal | Summer | B9 | 800 | 1600 | 0 | 62.7 | 62.7 | 5 | 0
2020 | NE_2_MISO_W | NE | MISO_W | Internal | Summer | B10 | 1262 | 1600 | 0 | 59.2 | 62.67 | 5 | 0
2020 | NE_2_MISO_W | NE | MISO_W | Internal | Winter | B16 | 25 | 1600 | 1600 | 72.69 | 83.47 | 5 | 5.78
2020 | NE_2_MISO_W | NE | MISO_W | Internal | Winter | B17 | 100 | 1600 | 0 | 67.46 | 70.64 | 5 | 0
2020 | NE_2_MISO_W | NE | MISO_W | Internal | Winter | B18 | 400 | 1600 | 0 | 64.02 | 69.01 | 5 | 0
2020 | NE_2_MISO_W | NE | MISO_W | Internal | Winter | B19 | 700 | 1600 | 0 | 64.02 | 67.46 | 5 | 0
2020 | NE_2_MISO_W | NE | MISO_W | Internal | Winter | B20 | 935 | 1600 | 0 | 60.59 | 64.37 | 5 | 0
2020 | NE_2_SPP_N | NE | SPP_N | Internal | Shoulder | B11 | 25 | 1802 | 0 | 72.22 | 72.21 | 0.01 | 0
2020 | NE_2_SPP_N | NE | SPP_N | Internal | Shoulder | B12 | 200 | 1802 | 0 | 65.35 | 65.34 | 0.01 | 0
2020 | NE_2_SPP_N | NE | SPP_N | Internal | Shoulder | B13 | 600 | 1802 | 0 | 63.47 | 62.77 | 0.01 | 0
2020 | NE_2_SPP_N | NE | SPP_N | Internal | Shoulder | B14 | 900 | 1802 | 0 | 60.05 | 58.73 | 0.01 | 0
2020 | NE_2_SPP_N | NE | SPP_N | Internal | Shoulder | B15 | 1203 | 1802 | 0 | 58.19 | 57 | 0.01 | 0
2020 | NE_2_SPP_N | NE | SPP_N | Internal | Summer | B1 | 10 | 1802 | 0 | 105.11 | 99.82 | 0.01 | 0
2020 | NE_2_SPP_N | NE | SPP_N | Internal | Summer | B2 | 25 | 1802 | 0 | 103.82 | 98.82 | 0.01 | 0
2020 | NE_2_SPP_N | NE | SPP_N | Internal | Summer | B3 | 75 | 1802 | 0 | 103.82 | 100.28 | 0.01 | 0
2020 | NE_2_SPP_N | NE | SPP_N | Internal | Summer | B4 | 100 | 1802 | 0 | 101.89 | 96.89 | 0.01 | 0
2020 | NE_2_SPP_N | NE | SPP_N | Internal | Summer | B5 | 200 | 1802 | 0 | 99.59 | 94.58 | 0.01 | 0
2020 | NE_2_SPP_N | NE | SPP_N | Internal | Summer | B6 | 300 | 1802 | 0 | 76.58 | 73.83 | 0.01 | 0
2020 | NE_2_SPP_N | NE | SPP_N | Internal | Summer | B7 | 400 | 1802 | 0 | 67.97 | 65.47 | 0.01 | 0
2020 | NE_2_SPP_N | NE | SPP_N | Internal | Summer | B8 | 500 | 1802 | 1802 | 63.58 | 63.65 | 0.01 | 0.06
2020 | NE_2_SPP_N | NE | SPP_N | Internal | Summer | B9 | 800 | 1802 | 1292.06 | 62.7 | 62.71 | 0.01 | 0
2020 | NE_2_SPP_N | NE | SPP_N | Internal | Summer | B10 | 1262 | 1802 | 0 | 59.2 | 59.19 | 0.01 | 0
2020 | NE_2_SPP_N | NE | SPP_N | Internal | Winter | B16 | 25 | 1802 | 0 | 72.69 | 70.63 | 0.01 | 0
2020 | NE_2_SPP_N | NE | SPP_N | Internal | Winter | B17 | 100 | 1802 | 0 | 67.46 | 65.63 | 0.01 | 0
2020 | NE_2_SPP_N | NE | SPP_N | Internal | Winter | B18 | 400 | 1802 | 0 | 64.02 | 64.01 | 0.01 | 0
2020 | NE_2_SPP_N | NE | SPP_N | Internal | Winter | B19 | 700 | 1802 | 0 | 64.02 | 62.73 | 0.01 | 0
2020 | NE_2_SPP_N | NE | SPP_N | Internal | Winter | B20 | 935 | 1802 | 0 | 60.59 | 59.37 | 0.01 | 0
2020 | NEISO_2_NYISO_A-F | NEISO | NYISO_A-F | Internal | Shoulder | B11 | 25 | 600 | 600 | 61.51 | 70.33 | 3 | 5.82
2020 | NEISO_2_NYISO_A-F | NEISO | NYISO_A-F | Internal | Shoulder | B12 | 200 | 600 | 0 | 61.51 | 64.49 | 3 | 0
2020 | NEISO_2_NYISO_A-F | NEISO | NYISO_A-F | Internal | Shoulder | B13 | 600 | 600 | 0 | 61.05 | 64.03 | 3 | 0
2020 | NEISO_2_NYISO_A-F | NEISO | NYISO_A-F | Internal | Shoulder | B14 | 900 | 600 | 0 | 61.05 | 62.62 | 3 | 0
2020 | NEISO_2_NYISO_A-F | NEISO | NYISO_A-F | Internal | Shoulder | B15 | 1203 | 600 | 0 | 61.05 | 62.62 | 3 | 0
2020 | NEISO_2_NYISO_A-F | NEISO | NYISO_A-F | Internal | Summer | B1 | 10 | 600 | 0 | 109.84 | 96.87 | 3 | 0
2020 | NEISO_2_NYISO_A-F | NEISO | NYISO_A-F | Internal | Summer | B2 | 25 | 600 | 0 | 94.39 | 93.9 | 3 | 0
2020 | NEISO_2_NYISO_A-F | NEISO | NYISO_A-F | Internal | Summer | B3 | 75 | 600 | 68.21 | 81.52 | 84.52 | 3 | 0
2020 | NEISO_2_NYISO_A-F | NEISO | NYISO_A-F | Internal | Summer | B4 | 100 | 600 | 307.29 | 80.53 | 83.53 | 3 | 0
2020 | NEISO_2_NYISO_A-F | NEISO | NYISO_A-F | Internal | Summer | B5 | 200 | 600 | 600 | 58.63 | 74.79 | 3 | 13.15
2020 | NEISO_2_NYISO_A-F | NEISO | NYISO_A-F | Internal | Summer | B6 | 300 | 600 | 600 | 58.63 | 68.81 | 3 | 7.18
2020 | NEISO_2_NYISO_A-F | NEISO | NYISO_A-F | Internal | Summer | B7 | 400 | 600 | 600 | 58.63 | 62.49 | 3 | 0.86
2020 | NEISO_2_NYISO_A-F | NEISO | NYISO_A-F | Internal | Summer | B8 | 500 | 600 | 0 | 58.63 | 61.62 | 3 | 0
2020 | NEISO_2_NYISO_A-F | NEISO | NYISO_A-F | Internal | Summer | B9 | 800 | 600 | 0 | 58.63 | 61.61 | 3 | 0
2020 | NEISO_2_NYISO_A-F | NEISO | NYISO_A-F | Internal | Summer | B10 | 1262 | 600 | 0 | 58.63 | 61.61 | 3 | 0
2020 | NEISO_2_NYISO_A-F | NEISO | NYISO_A-F | Internal | Winter | B16 | 25 | 600 | 0 | 70.44 | 72.97 | 3 | 0
2020 | NEISO_2_NYISO_A-F | NEISO | NYISO_A-F | Internal | Winter | B17 | 100 | 600 | 0 | 70.44 | 71.48 | 3 | 0
2020 | NEISO_2_NYISO_A-F | NEISO | NYISO_A-F | Internal | Winter | B18 | 400 | 600 | 0 | 69.42 | 66.42 | 3 | 0
2020 | NEISO_2_NYISO_A-F | NEISO | NYISO_A-F | Internal | Winter | B19 | 700 | 600 | 0 | 69.42 | 66.42 | 3 | 0
2020 | NEISO_2_NYISO_A-F | NEISO | NYISO_A-F | Internal | Winter | B20 | 935 | 600 | 0 | 69.42 | 66.42 | 3 | 0
2020 | NEISO_2_NYISO_G-I | NEISO | NYISO_G-I | Internal | Shoulder | B11 | 25 | 600 | 600 | 61.51 | 70.34 | 3 | 5.83
2020 | NEISO_2_NYISO_G-I | NEISO | NYISO_G-I | Internal | Shoulder | B12 | 200 | 600 | 0 | 61.51 | 64.5 | 3 | 0
2020 | NEISO_2_NYISO_G-I | NEISO | NYISO_G-I | Internal | Shoulder | B13 | 600 | 600 | 0 | 61.05 | 64.04 | 3 | 0
2020 | NEISO_2_NYISO_G-I | NEISO | NYISO_G-I | Internal | Shoulder | B14 | 900 | 600 | 0 | 61.05 | 62.64 | 3 | 0
2020 | NEISO_2_NYISO_G-I | NEISO | NYISO_G-I | Internal | Shoulder | B15 | 1203 | 600 | 0 | 61.05 | 62.64 | 3 | 0
2020 | NEISO_2_NYISO_G-I | NEISO | NYISO_G-I | Internal | Summer | B1 | 10 | 600 | 0 | 109.84 | 112.83 | 3 | 0
2020 | NEISO_2_NYISO_G-I | NEISO | NYISO_G-I | Internal | Summer | B2 | 25 | 600 | 0 | 94.39 | 97.38 | 3 | 0
2020 | NEISO_2_NYISO_G-I | NEISO | NYISO_G-I | Internal | Summer | B3 | 75 | 600 | 600 | 81.52 | 86.06 | 3 | 1.54
2020 | NEISO_2_NYISO_G-I | NEISO | NYISO_G-I | Internal | Summer | B4 | 100 | 600 | 600 | 80.53 | 83.54 | 3 | 0.01
2020 | NEISO_2_NYISO_G-I | NEISO | NYISO_G-I | Internal | Summer | B5 | 200 | 600 | 600 | 58.63 | 82.37 | 3 | 20.74
2020 | NEISO_2_NYISO_G-I | NEISO | NYISO_G-I | Internal | Summer | B6 | 300 | 600 | 600 | 58.63 | 68.83 | 3 | 7.19
2020 | NEISO_2_NYISO_G-I | NEISO | NYISO_G-I | Internal | Summer | B7 | 400 | 600 | 600 | 58.63 | 62.5 | 3 | 0.87
2020 | NEISO_2_NYISO_G-I | NEISO | NYISO_G-I | Internal | Summer | B8 | 500 | 600 | 311.39 | 58.63 | 61.63 | 3 | 0
2020 | NEISO_2_NYISO_G-I | NEISO | NYISO_G-I | Internal | Summer | B9 | 800 | 600 | 0 | 58.63 | 61.62 | 3 | 0
2020 | NEISO_2_NYISO_G-I | NEISO | NYISO_G-I | Internal | Summer | B10 | 1262 | 600 | 0 | 58.63 | 61.62 | 3 | 0
2020 | NEISO_2_NYISO_G-I | NEISO | NYISO_G-I | Internal | Winter | B16 | 25 | 600 | 600 | 70.44 | 78.14 | 3 | 4.7
2020 | NEISO_2_NYISO_G-I | NEISO | NYISO_G-I | Internal | Winter | B17 | 100 | 600 | 0 | 70.44 | 71.49 | 3 | 0
2020 | NEISO_2_NYISO_G-I | NEISO | NYISO_G-I | Internal | Winter | B18 | 400 | 600 | 0 | 69.42 | 69.79 | 3 | 0
2020 | NEISO_2_NYISO_G-I | NEISO | NYISO_G-I | Internal | Winter | B19 | 700 | 600 | 0 | 69.42 | 69.79 | 3 | 0
2020 | NEISO_2_NYISO_G-I | NEISO | NYISO_G-I | Internal | Winter | B20 | 935 | 600 | 0 | 69.42 | 66.43 | 3 | 0
2020 | NEISO_2_NYISO_J-K | NEISO | NYISO_J-K | Internal | Shoulder | B11 | 25 | 777 | 777 | 61.51 | 70.35 | 3 | 5.84
2020 | NEISO_2_NYISO_J-K | NEISO | NYISO_J-K | Internal | Shoulder | B12 | 200 | 777 | 353.14 | 61.51 | 64.51 | 3 | 0
2020 | NEISO_2_NYISO_J-K | NEISO | NYISO_J-K | Internal | Shoulder | B13 | 600 | 777 | 36.4 | 61.05 | 64.05 | 3 | 0
2020 | NEISO_2_NYISO_J-K | NEISO | NYISO_J-K | Internal | Shoulder | B14 | 900 | 777 | 0 | 61.05 | 62.65 | 3 | 0
2020 | NEISO_2_NYISO_J-K | NEISO | NYISO_J-K | Internal | Shoulder | B15 | 1203 | 777 | 0 | 61.05 | 62.65 | 3 | 0
2020 | NEISO_2_NYISO_J-K | NEISO | NYISO_J-K | Internal | Summer | B1 | 10 | 777 | 515.46 | 109.84 | 112.84 | 3 | 0
2020 | NEISO_2_NYISO_J-K | NEISO | NYISO_J-K | Internal | Summer | B2 | 25 | 777 | 124.56 | 94.39 | 97.39 | 3 | 0
2020 | NEISO_2_NYISO_J-K | NEISO | NYISO_J-K | Internal | Summer | B3 | 75 | 777 | 777 | 81.52 | 86.07 | 3 | 1.55
2020 | NEISO_2_NYISO_J-K | NEISO | NYISO_J-K | Internal | Summer | B4 | 100 | 777 | 777 | 80.53 | 83.55 | 3 | 0.02
2020 | NEISO_2_NYISO_J-K | NEISO | NYISO_J-K | Internal | Summer | B5 | 200 | 777 | 777 | 58.63 | 83.55 | 3 | 21.92
2020 | NEISO_2_NYISO_J-K | NEISO | NYISO_J-K | Internal | Summer | B6 | 300 | 777 | 777 | 58.63 | 68.84 | 3 | 7.21
2020 | NEISO_2_NYISO_J-K | NEISO | NYISO_J-K | Internal | Summer | B7 | 400 | 777 | 777 | 58.63 | 62.51 | 3 | 0.88
2020 | NEISO_2_NYISO_J-K | NEISO | NYISO_J-K | Internal | Summer | B8 | 500 | 777 | 777 | 58.63 | 61.64 | 3 | 0.01
2020 | NEISO_2_NYISO_J-K | NEISO | NYISO_J-K | Internal | Summer | B9 | 800 | 777 | 200.79 | 58.63 | 61.63 | 3 | 0
2020 | NEISO_2_NYISO_J-K | NEISO | NYISO_J-K | Internal | Summer | B10 | 1262 | 777 | 95.3 | 58.63 | 61.63 | 3 | 0
2020 | NEISO_2_NYISO_J-K | NEISO | NYISO_J-K | Internal | Winter | B16 | 25 | 777 | 777 | 70.44 | 78.15 | 3 | 4.71
2020 | NEISO_2_NYISO_J-K | NEISO | NYISO_J-K | Internal | Winter | B17 | 100 | 777 | 176.89 | 70.44 | 73.44 | 3 | 0
2020 | NEISO_2_NYISO_J-K | NEISO | NYISO_J-K | Internal | Winter | B18 | 400 | 777 | 95.45 | 69.42 | 72.42 | 3 | 0
2020 | NEISO_2_NYISO_J-K | NEISO | NYISO_J-K | Internal | Winter | B19 | 700 | 777 | 0 | 69.42 | 72.12 | 3 | 0
2020 | NEISO_2_NYISO_J-K | NEISO | NYISO_J-K | Internal | Winter | B20 | 935 | 777 | 0 | 69.42 | 66.44 | 3 | 0
2020 | NonRTO_Midwest_2_MISO_IN | NonRTO_Midwest | MISO_IN | Internal | Shoulder | B11 | 25 | 4450 | 0 | 85.2 | 77.2 | 8 | 0
2020 | NonRTO_Midwest_2_MISO_IN | NonRTO_Midwest | MISO_IN | Internal | Shoulder | B12 | 200 | 4450 | 0 | 78.32 | 70.32 | 8 | 0
2020 | NonRTO_Midwest_2_MISO_IN | NonRTO_Midwest | MISO_IN | Internal | Shoulder | B13 | 600 | 4450 | 0 | 68.67 | 66.31 | 8 | 0
2020 | NonRTO_Midwest_2_MISO_IN | NonRTO_Midwest | MISO_IN | Internal | Shoulder | B14 | 900 | 4450 | 0 | 65.98 | 62.53 | 8 | 0
2020 | NonRTO_Midwest_2_MISO_IN | NonRTO_Midwest | MISO_IN | Internal | Shoulder | B15 | 1203 | 4450 | 0 | 63.06 | 59.17 | 8 | 0
2020 | NonRTO_Midwest_2_MISO_IN | NonRTO_Midwest | MISO_IN | Internal | Summer | B1 | 10 | 4450 | 0 | 108.46 | 104.81 | 8 | 0
2020 | NonRTO_Midwest_2_MISO_IN | NonRTO_Midwest | MISO_IN | Internal | Summer | B2 | 25 | 4450 | 0 | 108.46 | 100.46 | 8 | 0
2020 | NonRTO_Midwest_2_MISO_IN | NonRTO_Midwest | MISO_IN | Internal | Summer | B3 | 75 | 4450 | 0 | 107.15 | 99.15 | 8 | 0
2020 | NonRTO_Midwest_2_MISO_IN | NonRTO_Midwest | MISO_IN | Internal | Summer | B4 | 100 | 4450 | 0 | 92.92 | 84.92 | 8 | 0
2020 | NonRTO_Midwest_2_MISO_IN | NonRTO_Midwest | MISO_IN | Internal | Summer | B5 | 200 | 4450 | 0 | 86.83 | 78.83 | 8 | 0
2020 | NonRTO_Midwest_2_MISO_IN | NonRTO_Midwest | MISO_IN | Internal | Summer | B6 | 300 | 4450 | 0 | 72.83 | 64.83 | 8 | 0
2020 | NonRTO_Midwest_2_MISO_IN | NonRTO_Midwest | MISO_IN | Internal | Summer | B7 | 400 | 4450 | 0 | 65.98 | 61.23 | 8 | 0
2020 | NonRTO_Midwest_2_MISO_IN | NonRTO_Midwest | MISO_IN | Internal | Summer | B8 | 500 | 4450 | 0 | 65.47 | 60.13 | 8 | 0
2020 | NonRTO_Midwest_2_MISO_IN | NonRTO_Midwest | MISO_IN | Internal | Summer | B9 | 800 | 4450 | 0 | 63.06 | 58.8 | 8 | 0
2020 | NonRTO_Midwest_2_MISO_IN | NonRTO_Midwest | MISO_IN | Internal | Summer | B10 | 1262 | 4450 | 0 | 62.08 | 58.25 | 8 | 0
2020 | NonRTO_Midwest_2_MISO_IN | NonRTO_Midwest | MISO_IN | Internal | Winter | B16 | 25 | 4450 | 0 | 91.47 | 83.47 | 8 | 0
2020 | NonRTO_Midwest_2_MISO_IN | NonRTO_Midwest | MISO_IN | Internal | Winter | B17 | 100 | 4450 | 0 | 78.64 | 70.64 | 8 | 0
2020 | NonRTO_Midwest_2_MISO_IN | NonRTO_Midwest | MISO_IN | Internal | Winter | B18 | 400 | 4450 | 0 | 77 | 69 | 8 | 0
2020 | NonRTO_Midwest_2_MISO_IN | NonRTO_Midwest | MISO_IN | Internal | Winter | B19 | 700 | 4450 | 0 | 65.98 | 65.89 | 8 | 0
2020 | NonRTO_Midwest_2_MISO_IN | NonRTO_Midwest | MISO_IN | Internal | Winter | B20 | 935 | 4450 | 0 | 65.47 | 60.82 | 8 | 0
2020 | NonRTO_Midwest_2_TVA_Transmission | NonRTO_Midwest | TVA_Transmission | Internal | Shoulder | B11 | 25 | 2400 | 0 | 85.2 | 84.06 | 8 | 0
2020 | NonRTO_Midwest_2_TVA_Transmission | NonRTO_Midwest | TVA_Transmission | Internal | Shoulder | B12 | 200 | 2400 | 0 | 78.32 | 72.79 | 8 | 0
2020 | NonRTO_Midwest_2_TVA_Transmission | NonRTO_Midwest | TVA_Transmission | Internal | Shoulder | B13 | 600 | 2400 | 0 | 68.67 | 69.65 | 8 | 0
2020 | NonRTO_Midwest_2_TVA_Transmission | NonRTO_Midwest | TVA_Transmission | Internal | Shoulder | B14 | 900 | 2400 | 0 | 65.98 | 68.46 | 8 | 0
2020 | NonRTO_Midwest_2_TVA_Transmission | NonRTO_Midwest | TVA_Transmission | Internal | Shoulder | B15 | 1203 | 2400 | 0 | 63.06 | 67.06 | 8 | 0
2020 | NonRTO_Midwest_2_TVA_Transmission | NonRTO_Midwest | TVA_Transmission | Internal | Summer | B1 | 10 | 2400 | 0 | 108.46 | 112.82 | 8 | 0
2020 | NonRTO_Midwest_2_TVA_Transmission | NonRTO_Midwest | TVA_Transmission | Internal | Summer | B2 | 25 | 2400 | 0 | 108.46 | 108.48 | 8 | 0
2020 | NonRTO_Midwest_2_TVA_Transmission | NonRTO_Midwest | TVA_Transmission | Internal | Summer | B3 | 75 | 2400 | 0 | 107.15 | 107.15 | 8 | 0
2020 | NonRTO_Midwest_2_TVA_Transmission | NonRTO_Midwest | TVA_Transmission | Internal | Summer | B4 | 100 | 2400 | 628.37 | 92.92 | 100.92 | 8 | 0
2020 | NonRTO_Midwest_2_TVA_Transmission | NonRTO_Midwest | TVA_Transmission | Internal | Summer | B5 | 200 | 2400 | 796.54 | 86.83 | 94.83 | 8 | 0
2020 | NonRTO_Midwest_2_TVA_Transmission | NonRTO_Midwest | TVA_Transmission | Internal | Summer | B6 | 300 | 2400 | 302.3 | 72.83 | 80.83 | 8 | 0
2020 | NonRTO_Midwest_2_TVA_Transmission | NonRTO_Midwest | TVA_Transmission | Internal | Summer | B7 | 400 | 2400 | 0 | 65.98 | 72.07 | 8 | 0
2020 | NonRTO_Midwest_2_TVA_Transmission | NonRTO_Midwest | TVA_Transmission | Internal | Summer | B8 | 500 | 2400 | 0 | 65.47 | 68.14 | 8 | 0
2020 | NonRTO_Midwest_2_TVA_Transmission | NonRTO_Midwest | TVA_Transmission | Internal | Summer | B9 | 800 | 2400 | 0 | 63.06 | 66.54 | 8 | 0
2020 | NonRTO_Midwest_2_TVA_Transmission | NonRTO_Midwest | TVA_Transmission | Internal | Summer | B10 | 1262 | 2400 | 0 | 62.08 | 64.33 | 8 | 0
2020 | NonRTO_Midwest_2_TVA_Transmission | NonRTO_Midwest | TVA_Transmission | Internal | Winter | B16 | 25 | 2400 | 0 | 91.47 | 83.63 | 8 | 0
2020 | NonRTO_Midwest_2_TVA_Transmission | NonRTO_Midwest | TVA_Transmission | Internal | Winter | B17 | 100 | 2400 | 0 | 78.64 | 77.23 | 8 | 0
2020 | NonRTO_Midwest_2_TVA_Transmission | NonRTO_Midwest | TVA_Transmission | Internal | Winter | B18 | 400 | 2400 | 0 | 77 | 72.65 | 8 | 0
2020 | NonRTO_Midwest_2_TVA_Transmission | NonRTO_Midwest | TVA_Transmission | Internal | Winter | B19 | 700 | 2400 | 0 | 65.98 | 70.86 | 8 | 0
2020 | NonRTO_Midwest_2_TVA_Transmission | NonRTO_Midwest | TVA_Transmission | Internal | Winter | B20 | 935 | 2400 | 0 | 65.47 | 68.83 | 8 | 0
2020 | NYISO_A-F_2_IESO | NYISO_A-F | IESO | Internal | Shoulder | B11 | 25 | 1600 | 0 | 70.33 | 13.92 | 7 | 0
2020 | NYISO_A-F_2_IESO | NYISO_A-F | IESO | Internal | Shoulder | B12 | 200 | 1600 | 0 | 64.49 | 13.92 | 7 | 0
2020 | NYISO_A-F_2_IESO | NYISO_A-F | IESO | Internal | Shoulder | B13 | 600 | 1600 | 0 | 64.03 | 13.92 | 7 | 0
2020 | NYISO_A-F_2_IESO | NYISO_A-F | IESO | Internal | Shoulder | B14 | 900 | 1600 | 0 | 62.62 | 13.92 | 7 | 0
2020 | NYISO_A-F_2_IESO | NYISO_A-F | IESO | Internal | Shoulder | B15 | 1203 | 1600 | 0 | 62.62 | 13.92 | 7 | 0
2020 | NYISO_A-F_2_IESO | NYISO_A-F | IESO | Internal | Summer | B1 | 10 | 1600 | 0 | 96.87 | 89.87 | 7 | 0
2020 | NYISO_A-F_2_IESO | NYISO_A-F | IESO | Internal | Summer | B2 | 25 | 1600 | 0 | 93.9 | 86.9 | 7 | 0
2020 | NYISO_A-F_2_IESO | NYISO_A-F | IESO | Internal | Summer | B3 | 75 | 1600 | 0 | 84.52 | 71.54 | 7 | 0
2020 | NYISO_A-F_2_IESO | NYISO_A-F | IESO | Internal | Summer | B4 | 100 | 1600 | 0 | 83.53 | 47.04 | 7 | 0
2020 | NYISO_A-F_2_IESO | NYISO_A-F | IESO | Internal | Summer | B5 | 200 | 1600 | 0 | 74.79 | 10.97 | 7 | 0
2020 | NYISO_A-F_2_IESO | NYISO_A-F | IESO | Internal | Summer | B6 | 300 | 1600 | 0 | 68.81 | 10.97 | 7 | 0
2020 | NYISO_A-F_2_IESO | NYISO_A-F | IESO | Internal | Summer | B7 | 400 | 1600 | 0 | 62.49 | 10.97 | 7 | 0
2020 | NYISO_A-F_2_IESO | NYISO_A-F | IESO | Internal | Summer | B8 | 500 | 1600 | 0 | 61.62 | 10.97 | 7 | 0
2020 | NYISO_A-F_2_IESO | NYISO_A-F | IESO | Internal | Summer | B9 | 800 | 1600 | 0 | 61.61 | 10.97 | 7 | 0
2020 | NYISO_A-F_2_IESO | NYISO_A-F | IESO | Internal | Summer | B10 | 1262 | 1600 | 0 | 61.61 | 10.97 | 7 | 0
2020 | NYISO_A-F_2_IESO | NYISO_A-F | IESO | Internal | Winter | B16 | 25 | 1600 | 0 | 72.97 | 49.81 | 7 | 0
2020 | NYISO_A-F_2_IESO | NYISO_A-F | IESO | Internal | Winter | B17 | 100 | 1600 | 0 | 71.48 | 49.81 | 7 | 0
2020 | NYISO_A-F_2_IESO | NYISO_A-F | IESO | Internal | Winter | B18 | 400 | 1600 | 0 | 66.42 | 49.81 | 7 | 0
2020 | NYISO_A-F_2_IESO | NYISO_A-F | IESO | Internal | Winter | B19 | 700 | 1600 | 0 | 66.42 | 49.81 | 7 | 0
2020 | NYISO_A-F_2_IESO | NYISO_A-F | IESO | Internal | Winter | B20 | 935 | 1600 | 0 | 66.42 | 49.81 | 7 | 0
2020 | NYISO_A-F_2_NEISO | NYISO_A-F | NEISO | Internal | Shoulder | B11 | 25 | 600 | 0 | 70.33 | 61.51 | 3 | 0
2020 | NYISO_A-F_2_NEISO | NYISO_A-F | NEISO | Internal | Shoulder | B12 | 200 | 600 | 0 | 64.49 | 61.51 | 3 | 0
2020 | NYISO_A-F_2_NEISO | NYISO_A-F | NEISO | Internal | Shoulder | B13 | 600 | 600 | 0 | 64.03 | 61.05 | 3 | 0
2020 | NYISO_A-F_2_NEISO | NYISO_A-F | NEISO | Internal | Shoulder | B14 | 900 | 600 | 0 | 62.62 | 61.05 | 3 | 0
2020 | NYISO_A-F_2_NEISO | NYISO_A-F | NEISO | Internal | Shoulder | B15 | 1203 | 600 | 0 | 62.62 | 61.05 | 3 | 0
2020 | NYISO_A-F_2_NEISO | NYISO_A-F | NEISO | Internal | Summer | B1 | 10 | 600 | 600 | 96.87 | 109.84 | 3 | 9.98
2020 | NYISO_A-F_2_NEISO | NYISO_A-F | NEISO | Internal | Summer | B2 | 25 | 600 | 0 | 93.9 | 94.39 | 3 | 0
2020 | NYISO_A-F_2_NEISO | NYISO_A-F | NEISO | Internal | Summer | B3 | 75 | 600 | 0 | 84.52 | 81.52 | 3 | 0
2020 | NYISO_A-F_2_NEISO | NYISO_A-F | NEISO | Internal | Summer | B4 | 100 | 600 | 0 | 83.53 | 80.53 | 3 | 0
2020 | NYISO_A-F_2_NEISO | NYISO_A-F | NEISO | Internal | Summer | B5 | 200 | 600 | 0 | 74.79 | 58.63 | 3 | 0
2020 | NYISO_A-F_2_NEISO | NYISO_A-F | NEISO | Internal | Summer | B6 | 300 | 600 | 0 | 68.81 | 58.63 | 3 | 0
2020 | NYISO_A-F_2_NEISO | NYISO_A-F | NEISO | Internal | Summer | B7 | 400 | 600 | 0 | 62.49 | 58.63 | 3 | 0
2020 | NYISO_A-F_2_NEISO | NYISO_A-F | NEISO | Internal | Summer | B8 | 500 | 600 | 0 | 61.62 | 58.63 | 3 | 0
2020 | NYISO_A-F_2_NEISO | NYISO_A-F | NEISO | Internal | Summer | B9 | 800 | 600 | 0 | 61.61 | 58.63 | 3 | 0
2020 | NYISO_A-F_2_NEISO | NYISO_A-F | NEISO | Internal | Summer | B10 | 1262 | 600 | 0 | 61.61 | 58.63 | 3 | 0
2020 | NYISO_A-F_2_NEISO | NYISO_A-F | NEISO | Internal | Winter | B16 | 25 | 600 | 0 | 72.97 | 70.44 | 3 | 0
2020 | NYISO_A-F_2_NEISO | NYISO_A-F | NEISO | Internal | Winter | B17 | 100 | 600 | 0 | 71.48 | 70.44 | 3 | 0
2020 | NYISO_A-F_2_NEISO | NYISO_A-F | NEISO | Internal | Winter | B18 | 400 | 600 | 31.95 | 66.42 | 69.42 | 3 | 0
2020 | NYISO_A-F_2_NEISO | NYISO_A-F | NEISO | Internal | Winter | B19 | 700 | 600 | 19.35 | 66.42 | 69.42 | 3 | 0
2020 | NYISO_A-F_2_NEISO | NYISO_A-F | NEISO | Internal | Winter | B20 | 935 | 600 | 14.72 | 66.42 | 69.42 | 3 | 0
2020 | NYISO_A-F_2_NYISO_G-I | NYISO_A-F | NYISO_G-I | Internal | Shoulder | B11 | 25 | 5843 | 4917.17 | 70.33 | 70.34 | 0.01 | 0
2020 | NYISO_A-F_2_NYISO_G-I | NYISO_A-F | NYISO_G-I | Internal | Shoulder | B12 | 200 | 5843 | 4704.95 | 64.49 | 64.5 | 0.01 | 0
2020 | NYISO_A-F_2_NYISO_G-I | NYISO_A-F | NYISO_G-I | Internal | Shoulder | B13 | 600 | 5843 | 4624.1 | 64.03 | 64.04 | 0.01 | 0
2020 | NYISO_A-F_2_NYISO_G-I | NYISO_A-F | NYISO_G-I | Internal | Shoulder | B14 | 900 | 5843 | 4087.77 | 62.62 | 62.64 | 0.01 | 0
2020 | NYISO_A-F_2_NYISO_G-I | NYISO_A-F | NYISO_G-I | Internal | Shoulder | B15 | 1203 | 5843 | 2553.43 | 62.62 | 62.64 | 0.01 | 0
2020 | NYISO_A-F_2_NYISO_G-I | NYISO_A-F | NYISO_G-I | Internal | Summer | B1 | 10 | 5843 | 5843 | 96.87 | 112.83 | 0.01 | 15.95
2020 | NYISO_A-F_2_NYISO_G-I | NYISO_A-F | NYISO_G-I | Internal | Summer | B2 | 25 | 5843 | 5843 | 93.9 | 97.38 | 0.01 | 3.46
2020 | NYISO_A-F_2_NYISO_G-I | NYISO_A-F | NYISO_G-I | Internal | Summer | B3 | 75 | 5843 | 5843 | 84.52 | 86.06 | 0.01 | 1.53
2020 | NYISO_A-F_2_NYISO_G-I | NYISO_A-F | NYISO_G-I | Internal | Summer | B4 | 100 | 5843 | 5446.71 | 83.53 | 83.54 | 0.01 | 0
2020 | NYISO_A-F_2_NYISO_G-I | NYISO_A-F | NYISO_G-I | Internal | Summer | B5 | 200 | 5843 | 5843 | 74.79 | 82.37 | 0.01 | 7.57
2020 | NYISO_A-F_2_NYISO_G-I | NYISO_A-F | NYISO_G-I | Internal | Summer | B6 | 300 | 5843 | 4793.13 | 68.81 | 68.83 | 0.01 | 0
2020 | NYISO_A-F_2_NYISO_G-I | NYISO_A-F | NYISO_G-I | Internal | Summer | B7 | 400 | 5843 | 4502.11 | 62.49 | 62.5 | 0.01 | 0
2020 | NYISO_A-F_2_NYISO_G-I | NYISO_A-F | NYISO_G-I | Internal | Summer | B8 | 500 | 5843 | 4321.68 | 61.62 | 61.63 | 0.01 | 0
2020 | NYISO_A-F_2_NYISO_G-I | NYISO_A-F | NYISO_G-I | Internal | Summer | B9 | 800 | 5843 | 4160.29 | 61.61 | 61.62 | 0.01 | 0
2020 | NYISO_A-F_2_NYISO_G-I | NYISO_A-F | NYISO_G-I | Internal | Summer | B10 | 1262 | 5843 | 2076.72 | 61.61 | 61.62 | 0.01 | 0
2020 | NYISO_A-F_2_NYISO_G-I | NYISO_A-F | NYISO_G-I | Internal | Winter | B16 | 25 | 5843 | 5843 | 72.97 | 78.14 | 0.01 | 5.17
2020 | NYISO_A-F_2_NYISO_G-I | NYISO_A-F | NYISO_G-I | Internal | Winter | B17 | 100 | 5843 | 5733.42 | 71.48 | 71.49 | 0.01 | 0
2020 | NYISO_A-F_2_NYISO_G-I | NYISO_A-F | NYISO_G-I | Internal | Winter | B18 | 400 | 5843 | 5843 | 66.42 | 69.79 | 0.01 | 3.37
2020 | NYISO_A-F_2_NYISO_G-I | NYISO_A-F | NYISO_G-I | Internal | Winter | B19 | 700 | 5843 | 5843 | 66.42 | 69.79 | 0.01 | 3.37
2020 | NYISO_A-F_2_NYISO_G-I | NYISO_A-F | NYISO_G-I | Internal | Winter | B20 | 935 | 5843 | 5341.26 | 66.42 | 66.43 | 0.01 | 0
2020 | NYISO_A-F_2_PJM_ROM | NYISO_A-F | PJM_ROM | Internal | Shoulder | B11 | 25 | 1000 | 1000 | 70.33 | 79.22 | 8 | 0.89
2020 | NYISO_A-F_2_PJM_ROM | NYISO_A-F | PJM_ROM | Internal | Shoulder | B12 | 200 | 1000 | 0 | 64.49 | 72.35 | 8 | 0
2020 | NYISO_A-F_2_PJM_ROM | NYISO_A-F | PJM_ROM | Internal | Shoulder | B13 | 600 | 1000 | 0 | 64.03 | 68.33 | 8 | 0
2020 | NYISO_A-F_2_PJM_ROM | NYISO_A-F | PJM_ROM | Internal | Shoulder | B14 | 900 | 1000 | 0 | 62.62 | 65.26 | 8 | 0
2020 | NYISO_A-F_2_PJM_ROM | NYISO_A-F | PJM_ROM | Internal | Shoulder | B15 | 1203 | 1000 | 0 | 62.62 | 61.2 | 8 | 0
2020 | NYISO_A-F_2_PJM_ROM | NYISO_A-F | PJM_ROM | Internal | Summer | B1 | 10 | 1000 | 1000 | 96.87 | 106.83 | 8 | 1.96
2020 | NYISO_A-F_2_PJM_ROM | NYISO_A-F | PJM_ROM | Internal | Summer | B2 | 25 | 1000 | 1000 | 93.9 | 102.49 | 8 | 0.58
2020 | NYISO_A-F_2_PJM_ROM | NYISO_A-F | PJM_ROM | Internal | Summer | B3 | 75 | 1000 | 1000 | 84.52 | 101.14 | 8 | 8.62
2020 | NYISO_A-F_2_PJM_ROM | NYISO_A-F | PJM_ROM | Internal | Summer | B4 | 100 | 1000 | 1000 | 83.53 | 95.27 | 8 | 3.74
2020 | NYISO_A-F_2_PJM_ROM | NYISO_A-F | PJM_ROM | Internal | Summer | B5 | 200 | 1000 | 1000 | 74.79 | 90.38 | 8 | 7.59
2020 | NYISO_A-F_2_PJM_ROM | NYISO_A-F | PJM_ROM | Internal | Summer | B6 | 300 | 1000 | 1000 | 68.81 | 76.84 | 8 | 0.02
2020 | NYISO_A-F_2_PJM_ROM | NYISO_A-F | PJM_ROM | Internal | Summer | B7 | 400 | 1000 | 0 | 62.49 | 67.37 | 8 | 0
2020 | NYISO_A-F_2_PJM_ROM | NYISO_A-F | PJM_ROM | Internal | Summer | B8 | 500 | 1000 | 0 | 61.62 | 64.16 | 8 | 0
2020 | NYISO_A-F_2_PJM_ROM | NYISO_A-F | PJM_ROM | Internal | Summer | B9 | 800 | 1000 | 0 | 61.61 | 61.9 | 8 | 0
2020 | NYISO_A-F_2_PJM_ROM | NYISO_A-F | PJM_ROM | Internal | Summer | B10 | 1262 | 1000 | 0 | 61.61 | 60.68 | 8 | 0
2020 | NYISO_A-F_2_PJM_ROM | NYISO_A-F | PJM_ROM | Internal | Winter | B16 | 25 | 1000 | 1000 | 72.97 | 86.17 | 8 | 5.2
2020 | NYISO_A-F_2_PJM_ROM | NYISO_A-F | PJM_ROM | Internal | Winter | B17 | 100 | 1000 | 364.63 | 71.48 | 79.48 | 8 | 0
2020 | NYISO_A-F_2_PJM_ROM | NYISO_A-F | PJM_ROM | Internal | Winter | B18 | 400 | 1000 | 0 | 66.42 | 71.02 | 8 | 0
2020 | NYISO_A-F_2_PJM_ROM | NYISO_A-F | PJM_ROM | Internal | Winter | B19 | 700 | 1000 | 0 | 66.42 | 69.56 | 8 | 0
2020 | NYISO_A-F_2_PJM_ROM | NYISO_A-F | PJM_ROM | Internal | Winter | B20 | 935 | 1000 | 0 | 66.42 | 62.84 | 8 | 0
2020 | NYISO_G-I_2_NEISO | NYISO_G-I | NEISO | Internal | Shoulder | B11 | 25 | 600 | 0 | 70.34 | 61.51 | 3 | 0
2020 | NYISO_G-I_2_NEISO | NYISO_G-I | NEISO | Internal | Shoulder | B12 | 200 | 600 | 0 | 64.5 | 61.51 | 3 | 0
2020 | NYISO_G-I_2_NEISO | NYISO_G-I | NEISO | Internal | Shoulder | B13 | 600 | 600 | 0 | 64.04 | 61.05 | 3 | 0
2020 | NYISO_G-I_2_NEISO | NYISO_G-I | NEISO | Internal | Shoulder | B14 | 900 | 600 | 0 | 62.64 | 61.05 | 3 | 0
2020 | NYISO_G-I_2_NEISO | NYISO_G-I | NEISO | Internal | Shoulder | B15 | 1203 | 600 | 0 | 62.64 | 61.05 | 3 | 0
2020 | NYISO_G-I_2_NEISO | NYISO_G-I | NEISO | Internal | Summer | B1 | 10 | 600 | 0 | 112.83 | 109.84 | 3 | 0
2020 | NYISO_G-I_2_NEISO | NYISO_G-I | NEISO | Internal | Summer | B2 | 25 | 600 | 0 | 97.38 | 94.39 | 3 | 0
2020 | NYISO_G-I_2_NEISO | NYISO_G-I | NEISO | Internal | Summer | B3 | 75 | 600 | 0 | 86.06 | 81.52 | 3 | 0
2020 | NYISO_G-I_2_NEISO | NYISO_G-I | NEISO | Internal | Summer | B4 | 100 | 600 | 0 | 83.54 | 80.53 | 3 | 0
2020 | NYISO_G-I_2_NEISO | NYISO_G-I | NEISO | Internal | Summer | B5 | 200 | 600 | 0 | 82.37 | 58.63 | 3 | 0
2020 | NYISO_G-I_2_NEISO | NYISO_G-I | NEISO | Internal | Summer | B6 | 300 | 600 | 0 | 68.83 | 58.63 | 3 | 0
2020 | NYISO_G-I_2_NEISO | NYISO_G-I | NEISO | Internal | Summer | B7 | 400 | 600 | 0 | 62.5 | 58.63 | 3 | 0
2020 | NYISO_G-I_2_NEISO | NYISO_G-I | NEISO | Internal | Summer | B8 | 500 | 600 | 0 | 61.63 | 58.63 | 3 | 0
2020 | NYISO_G-I_2_NEISO | NYISO_G-I | NEISO | Internal | Summer | B9 | 800 | 600 | 0 | 61.62 | 58.63 | 3 | 0
2020 | NYISO_G-I_2_NEISO | NYISO_G-I | NEISO | Internal | Summer | B10 | 1262 | 600 | 0 | 61.62 | 58.63 | 3 | 0
2020 | NYISO_G-I_2_NEISO | NYISO_G-I | NEISO | Internal | Winter | B16 | 25 | 600 | 0 | 78.14 | 70.44 | 3 | 0
2020 | NYISO_G-I_2_NEISO | NYISO_G-I | NEISO | Internal | Winter | B17 | 100 | 600 | 0 | 71.49 | 70.44 | 3 | 0
2020 | NYISO_G-I_2_NEISO | NYISO_G-I | NEISO | Internal | Winter | B18 | 400 | 600 | 0 | 69.79 | 69.42 | 3 | 0
2020 | NYISO_G-I_2_NEISO | NYISO_G-I | NEISO | Internal | Winter | B19 | 700 | 600 | 0 | 69.79 | 69.42 | 3 | 0
2020 | NYISO_G-I_2_NEISO | NYISO_G-I | NEISO | Internal | Winter | B20 | 935 | 600 | 0 | 66.43 | 69.42 | 3 | 0
2020 | NYISO_G-I_2_NYISO_A-F | NYISO_G-I | NYISO_A-F | Internal | Shoulder | B11 | 25 | 3592 | 0 | 70.34 | 70.33 | 0.01 | 0
2020 | NYISO_G-I_2_NYISO_A-F | NYISO_G-I | NYISO_A-F | Internal | Shoulder | B12 | 200 | 3592 | 0 | 64.5 | 64.49 | 0.01 | 0
2020 | NYISO_G-I_2_NYISO_A-F | NYISO_G-I | NYISO_A-F | Internal | Shoulder | B13 | 600 | 3592 | 0 | 64.04 | 64.03 | 0.01 | 0
2020 | NYISO_G-I_2_NYISO_A-F | NYISO_G-I | NYISO_A-F | Internal | Shoulder | B14 | 900 | 3592 | 0 | 62.64 | 62.62 | 0.01 | 0
2020 | NYISO_G-I_2_NYISO_A-F | NYISO_G-I | NYISO_A-F | Internal | Shoulder | B15 | 1203 | 3592 | 0 | 62.64 | 62.62 | 0.01 | 0
2020 | NYISO_G-I_2_NYISO_A-F | NYISO_G-I | NYISO_A-F | Internal | Summer | B1 | 10 | 3592 | 0 | 112.83 | 96.87 | 0.01 | 0
2020 | NYISO_G-I_2_NYISO_A-F | NYISO_G-I | NYISO_A-F | Internal | Summer | B2 | 25 | 3592 | 0 | 97.38 | 93.9 | 0.01 | 0
2020 | NYISO_G-I_2_NYISO_A-F | NYISO_G-I | NYISO_A-F | Internal | Summer | B3 | 75 | 3592 | 0 | 86.06 | 84.52 | 0.01 | 0
2020 | NYISO_G-I_2_NYISO_A-F | NYISO_G-I | NYISO_A-F | Internal | Summer | B4 | 100 | 3592 | 0 | 83.54 | 83.53 | 0.01 | 0
2020 | NYISO_G-I_2_NYISO_A-F | NYISO_G-I | NYISO_A-F | Internal | Summer | B5 | 200 | 3592 | 0 | 82.37 | 74.79 | 0.01 | 0
2020 | NYISO_G-I_2_NYISO_A-F | NYISO_G-I | NYISO_A-F | Internal | Summer | B6 | 300 | 3592 | 0 | 68.83 | 68.81 | 0.01 | 0
2020 | NYISO_G-I_2_NYISO_A-F | NYISO_G-I | NYISO_A-F | Internal | Summer | B7 | 400 | 3592 | 0 | 62.5 | 62.49 | 0.01 | 0
2020 | NYISO_G-I_2_NYISO_A-F | NYISO_G-I | NYISO_A-F | Internal | Summer | B8 | 500 | 3592 | 0 | 61.63 | 61.62 | 0.01 | 0
2020 | NYISO_G-I_2_NYISO_A-F | NYISO_G-I | NYISO_A-F | Internal | Summer | B9 | 800 | 3592 | 0 | 61.62 | 61.61 | 0.01 | 0
2020 | NYISO_G-I_2_NYISO_A-F | NYISO_G-I | NYISO_A-F | Internal | Summer | B10 | 1262 | 3592 | 0 | 61.62 | 61.61 | 0.01 | 0
2020 | NYISO_G-I_2_NYISO_A-F | NYISO_G-I | NYISO_A-F | Internal | Winter | B16 | 25 | 3592 | 0 | 78.14 | 72.97 | 0.01 | 0
2020 | NYISO_G-I_2_NYISO_A-F | NYISO_G-I | NYISO_A-F | Internal | Winter | B17 | 100 | 3592 | 0 | 71.49 | 71.48 | 0.01 | 0
2020 | NYISO_G-I_2_NYISO_A-F | NYISO_G-I | NYISO_A-F | Internal | Winter | B18 | 400 | 3592 | 0 | 69.79 | 66.42 | 0.01 | 0
2020 | NYISO_G-I_2_NYISO_A-F | NYISO_G-I | NYISO_A-F | Internal | Winter | B19 | 700 | 3592 | 0 | 69.79 | 66.42 | 0.01 | 0
2020 | NYISO_G-I_2_NYISO_A-F | NYISO_G-I | NYISO_A-F | Internal | Winter | B20 | 935 | 3592 | 0 | 66.43 | 66.42 | 0.01 | 0
2020 | NYISO_G-I_2_NYISO_J-K | NYISO_G-I | NYISO_J-K | Internal | Shoulder | B11 | 25 | 6130 | 4331.66 | 70.34 | 70.35 | 0.01 | 0
2020 | NYISO_G-I_2_NYISO_J-K | NYISO_G-I | NYISO_J-K | Internal | Shoulder | B12 | 200 | 6130 | 5066.52 | 64.5 | 64.51 | 0.01 | 0
2020 | NYISO_G-I_2_NYISO_J-K | NYISO_G-I | NYISO_J-K | Internal | Shoulder | B13 | 600 | 6130 | 5105.89 | 64.04 | 64.05 | 0.01 | 0
2020 | NYISO_G-I_2_NYISO_J-K | NYISO_G-I | NYISO_J-K | Internal | Shoulder | B14 | 900 | 6130 | 4431.47 | 62.64 | 62.65 | 0.01 | 0
2020 | NYISO_G-I_2_NYISO_J-K | NYISO_G-I | NYISO_J-K | Internal | Shoulder | B15 | 1203 | 6130 | 2790.76 | 62.64 | 62.65 | 0.01 | 0
2020 | NYISO_G-I_2_NYISO_J-K | NYISO_G-I | NYISO_J-K | Internal | Summer | B1 | 10 | 6130 | 5160.07 | 112.83 | 112.84 | 0.01 | 0
2020 | NYISO_G-I_2_NYISO_J-K | NYISO_G-I | NYISO_J-K | Internal | Summer | B2 | 25 | 6130 | 5312.81 | 97.38 | 97.39 | 0.01 | 0
2020 | NYISO_G-I_2_NYISO_J-K | NYISO_G-I | NYISO_J-K | Internal | Summer | B3 | 75 | 6130 | 4804.41 | 86.06 | 86.07 | 0.01 | 0
2020 | NYISO_G-I_2_NYISO_J-K | NYISO_G-I | NYISO_J-K | Internal | Summer | B4 | 100 | 6130 | 4664.53 | 83.54 | 83.55 | 0.01 | 0
2020 | NYISO_G-I_2_NYISO_J-K | NYISO_G-I | NYISO_J-K | Internal | Summer | B5 | 200 | 6130 | 6130 | 82.37 | 83.55 | 0.01 | 1.17
2020 | NYISO_G-I_2_NYISO_J-K | NYISO_G-I | NYISO_J-K | Internal | Summer | B6 | 300 | 6130 | 5606.03 | 68.83 | 68.84 | 0.01 | 0
2020 | NYISO_G-I_2_NYISO_J-K | NYISO_G-I | NYISO_J-K | Internal | Summer | B7 | 400 | 6130 | 5704.93 | 62.5 | 62.51 | 0.01 | 0
2020 | NYISO_G-I_2_NYISO_J-K | NYISO_G-I | NYISO_J-K | Internal | Summer | B8 | 500 | 6130 | 5383.99 | 61.63 | 61.64 | 0.01 | 0
2020 | NYISO_G-I_2_NYISO_J-K | NYISO_G-I | NYISO_J-K | Internal | Summer | B9 | 800 | 6130 | 5113.81 | 61.62 | 61.63 | 0.01 | 0
2020 | NYISO_G-I_2_NYISO_J-K | NYISO_G-I | NYISO_J-K | Internal | Summer | B10 | 1262 | 6130 | 3469.24 | 61.62 | 61.63 | 0.01 | 0
2020 | NYISO_G-I_2_NYISO_J-K | NYISO_G-I | NYISO_J-K | Internal | Winter | B16 | 25 | 6130 | 5233.56 | 78.14 | 78.15 | 0.01 | 0
2020 | NYISO_G-I_2_NYISO_J-K | NYISO_G-I | NYISO_J-K | Internal | Winter | B17 | 100 | 6130 | 6130 | 71.49 | 73.44 | 0.01 | 1.94
2020 | NYISO_G-I_2_NYISO_J-K | NYISO_G-I | NYISO_J-K | Internal | Winter | B18 | 400 | 6130 | 6130 | 69.79 | 72.42 | 0.01 | 2.61
2020 | NYISO_G-I_2_NYISO_J-K | NYISO_G-I | NYISO_J-K | Internal | Winter | B19 | 700 | 6130 | 6130 | 69.79 | 72.12 | 0.01 | 2.32
2020 | NYISO_G-I_2_NYISO_J-K | NYISO_G-I | NYISO_J-K | Internal | Winter | B20 | 935 | 6130 | 5617.35 | 66.43 | 66.44 | 0.01 | 0
2020 | NYISO_G-I_2_PJM_E | NYISO_G-I | PJM_E | Internal | Shoulder | B11 | 25 | 1500 | 1500 | 70.34 | 79.21 | 8 | 0.87
2020 | NYISO_G-I_2_PJM_E | NYISO_G-I | PJM_E | Internal | Shoulder | B12 | 200 | 1500 | 0 | 64.5 | 72.34 | 8 | 0
2020 | NYISO_G-I_2_PJM_E | NYISO_G-I | PJM_E | Internal | Shoulder | B13 | 600 | 1500 | 0 | 64.04 | 68.32 | 8 | 0
2020 | NYISO_G-I_2_PJM_E | NYISO_G-I | PJM_E | Internal | Shoulder | B14 | 900 | 1500 | 0 | 62.64 | 65.25 | 8 | 0
2020 | NYISO_G-I_2_PJM_E | NYISO_G-I | PJM_E | Internal | Shoulder | B15 | 1203 | 1500 | 0 | 62.64 | 61.19 | 8 | 0
2020 | NYISO_G-I_2_PJM_E | NYISO_G-I | PJM_E | Internal | Summer | B1 | 10 | 1500 | 0 | 112.83 | 106.84 | 8 | 0
2020 | NYISO_G-I_2_PJM_E | NYISO_G-I | PJM_E | Internal | Summer | B2 | 25 | 1500 | 0 | 97.38 | 102.48 | 8 | 0
2020 | NYISO_G-I_2_PJM_E | NYISO_G-I | PJM_E | Internal | Summer | B3 | 75 | 1500 | 1500 | 86.06 | 101.12 | 8 | 7.07
2020 | NYISO_G-I_2_PJM_E | NYISO_G-I | PJM_E | Internal | Summer | B4 | 100 | 1500 | 1500 | 83.54 | 95.25 | 8 | 3.72
2020 | NYISO_G-I_2_PJM_E | NYISO_G-I | PJM_E | Internal | Summer | B5 | 200 | 1500 | 563.02 | 82.37 | 90.37 | 8 | 0
2020 | NYISO_G-I_2_PJM_E | NYISO_G-I | PJM_E | Internal | Summer | B6 | 300 | 1500 | 225.48 | 68.83 | 76.83 | 8 | 0
2020 | NYISO_G-I_2_PJM_E | NYISO_G-I | PJM_E | Internal | Summer | B7 | 400 | 1500 | 0 | 62.5 | 67.36 | 8 | 0
2020 | NYISO_G-I_2_PJM_E | NYISO_G-I | PJM_E | Internal | Summer | B8 | 500 | 1500 | 0 | 61.63 | 64.14 | 8 | 0
2020 | NYISO_G-I_2_PJM_E | NYISO_G-I | PJM_E | Internal | Summer | B9 | 800 | 1500 | 0 | 61.62 | 61.88 | 8 | 0
2020 | NYISO_G-I_2_PJM_E | NYISO_G-I | PJM_E | Internal | Summer | B10 | 1262 | 1500 | 0 | 61.62 | 60.67 | 8 | 0
2020 | NYISO_G-I_2_PJM_E | NYISO_G-I | PJM_E | Internal | Winter | B16 | 25 | 1500 | 1500 | 78.14 | 86.15 | 8 | 0.01
2020 | NYISO_G-I_2_PJM_E | NYISO_G-I | PJM_E | Internal | Winter | B17 | 100 | 1500 | 0 | 71.49 | 79.47 | 8 | 0
2020 | NYISO_G-I_2_PJM_E | NYISO_G-I | PJM_E | Internal | Winter | B18 | 400 | 1500 | 0 | 69.79 | 71.03 | 8 | 0
2020 | NYISO_G-I_2_PJM_E | NYISO_G-I | PJM_E | Internal | Winter | B19 | 700 | 1500 | 0 | 69.79 | 69.57 | 8 | 0
2020 | NYISO_G-I_2_PJM_E | NYISO_G-I | PJM_E | Internal | Winter | B20 | 935 | 1500 | 0 | 66.43 | 62.83 | 8 | 0
2020 | NYISO_J-K_2_NEISO | NYISO_J-K | NEISO | Internal | Shoulder | B11 | 25 | 347 | 0 | 70.35 | 61.51 | 3 | 0
2020 | NYISO_J-K_2_NEISO | NYISO_J-K | NEISO | Internal | Shoulder | B12 | 200 | 347 | 0 | 64.51 | 61.51 | 3 | 0
2020 | NYISO_J-K_2_NEISO | NYISO_J-K | NEISO | Internal | Shoulder | B13 | 600 | 347 | 0 | 64.05 | 61.05 | 3 | 0
2020 | NYISO_J-K_2_NEISO | NYISO_J-K | NEISO | Internal | Shoulder | B14 | 900 | 347 | 0 | 62.65 | 61.05 | 3 | 0
2020 | NYISO_J-K_2_NEISO | NYISO_J-K | NEISO | Internal | Shoulder | B15 | 1203 | 347 | 0 | 62.65 | 61.05 | 3 | 0
2020 | NYISO_J-K_2_NEISO | NYISO_J-K | NEISO | Internal | Summer | B1 | 10 | 347 | 0 | 112.84 | 109.84 | 3 | 0
2020 | NYISO_J-K_2_NEISO | NYISO_J-K | NEISO | Internal | Summer | B2 | 25 | 347 | 0 | 97.39 | 94.39 | 3 | 0
2020 | NYISO_J-K_2_NEISO | NYISO_J-K | NEISO | Internal | Summer | B3 | 75 | 347 | 0 | 86.07 | 81.52 | 3 | 0
2020 | NYISO_J-K_2_NEISO | NYISO_J-K | NEISO | Internal | Summer | B4 | 100 | 347 | 0 | 83.55 | 80.53 | 3 | 0
2020 | NYISO_J-K_2_NEISO | NYISO_J-K | NEISO | Internal | Summer | B5 | 200 | 347 | 0 | 83.55 | 58.63 | 3 | 0
2020 | NYISO_J-K_2_NEISO | NYISO_J-K | NEISO | Internal | Summer | B6 | 300 | 347 | 0 | 68.84 | 58.63 | 3 | 0
2020 | NYISO_J-K_2_NEISO | NYISO_J-K | NEISO | Internal | Summer | B7 | 400 | 347 | 0 | 62.51 | 58.63 | 3 | 0
2020 | NYISO_J-K_2_NEISO | NYISO_J-K | NEISO | Internal | Summer | B8 | 500 | 347 | 0 | 61.64 | 58.63 | 3 | 0
2020 | NYISO_J-K_2_NEISO | NYISO_J-K | NEISO | Internal | Summer | B9 | 800 | 347 | 0 | 61.63 | 58.63 | 3 | 0
2020 | NYISO_J-K_2_NEISO | NYISO_J-K | NEISO | Internal | Summer | B10 | 1262 | 347 | 0 | 61.63 | 58.63 | 3 | 0
2020 | NYISO_J-K_2_NEISO | NYISO_J-K | NEISO | Internal | Winter | B16 | 25 | 347 | 0 | 78.15 | 70.44 | 3 | 0
2020 | NYISO_J-K_2_NEISO | NYISO_J-K | NEISO | Internal | Winter | B17 | 100 | 347 | 0 | 73.44 | 70.44 | 3 | 0
2020 | NYISO_J-K_2_NEISO | NYISO_J-K | NEISO | Internal | Winter | B18 | 400 | 347 | 0 | 72.42 | 69.42 | 3 | 0
2020 | NYISO_J-K_2_NEISO | NYISO_J-K | NEISO | Internal | Winter | B19 | 700 | 347 | 0 | 72.12 | 69.42 | 3 | 0
2020 | NYISO_J-K_2_NEISO | NYISO_J-K | NEISO | Internal | Winter | B20 | 935 | 347 | 0 | 66.44 | 69.42 | 3 | 0
2020 | NYISO_J-K_2_NYISO_G-I | NYISO_J-K | NYISO_G-I | Internal | Shoulder | B11 | 25 | 1999 | 0 | 70.35 | 70.34 | 0.01 | 0
2020 | NYISO_J-K_2_NYISO_G-I | NYISO_J-K | NYISO_G-I | Internal | Shoulder | B12 | 200 | 1999 | 0 | 64.51 | 64.5 | 0.01 | 0
2020 | NYISO_J-K_2_NYISO_G-I | NYISO_J-K | NYISO_G-I | Internal | Shoulder | B13 | 600 | 1999 | 0 | 64.05 | 64.04 | 0.01 | 0
2020 | NYISO_J-K_2_NYISO_G-I | NYISO_J-K | NYISO_G-I | Internal | Shoulder | B14 | 900 | 1999 | 0 | 62.65 | 62.64 | 0.01 | 0
2020 | NYISO_J-K_2_NYISO_G-I | NYISO_J-K | NYISO_G-I | Internal | Shoulder | B15 | 1203 | 1999 | 0 | 62.65 | 62.64 | 0.01 | 0
2020 | NYISO_J-K_2_NYISO_G-I | NYISO_J-K | NYISO_G-I | Internal | Summer | B1 | 10 | 1999 | 0 | 112.84 | 112.83 | 0.01 | 0
2020 | NYISO_J-K_2_NYISO_G-I | NYISO_J-K | NYISO_G-I | Internal | Summer | B2 | 25 | 1999 | 0 | 97.39 | 97.38 | 0.01 | 0
2020 | NYISO_J-K_2_NYISO_G-I | NYISO_J-K | NYISO_G-I | Internal | Summer | B3 | 75 | 1999 | 0 | 86.07 | 86.06 | 0.01 | 0
2020 | NYISO_J-K_2_NYISO_G-I | NYISO_J-K | NYISO_G-I | Internal | Summer | B4 | 100 | 1999 | 0 | 83.55 | 83.54 | 0.01 | 0
2020 | NYISO_J-K_2_NYISO_G-I | NYISO_J-K | NYISO_G-I | Internal | Summer | B5 | 200 | 1999 | 0 | 83.55 | 82.37 | 0.01 | 0
2020 | NYISO_J-K_2_NYISO_G-I | NYISO_J-K | NYISO_G-I | Internal | Summer | B6 | 300 | 1999 | 0 | 68.84 | 68.83 | 0.01 | 0
2020 | NYISO_J-K_2_NYISO_G-I | NYISO_J-K | NYISO_G-I | Internal | Summer | B7 | 400 | 1999 | 0 | 62.51 | 62.5 | 0.01 | 0
2020 | NYISO_J-K_2_NYISO_G-I | NYISO_J-K | NYISO_G-I | Internal | Summer | B8 | 500 | 1999 | 0 | 61.64 | 61.63 | 0.01 | 0
2020 | NYISO_J-K_2_NYISO_G-I | NYISO_J-K | NYISO_G-I | Internal | Summer | B9 | 800 | 1999 | 0 | 61.63 | 61.62 | 0.01 | 0
2020 | NYISO_J-K_2_NYISO_G-I | NYISO_J-K | NYISO_G-I | Internal | Summer | B10 | 1262 | 1999 | 0 | 61.63 | 61.62 | 0.01 | 0
2020 | NYISO_J-K_2_NYISO_G-I | NYISO_J-K | NYISO_G-I | Internal | Winter | B16 | 25 | 1999 | 0 | 78.15 | 78.14 | 0.01 | 0
2020 | NYISO_J-K_2_NYISO_G-I | NYISO_J-K | NYISO_G-I | Internal | Winter | B17 | 100 | 1999 | 0 | 73.44 | 71.49 | 0.01 | 0
2020 | NYISO_J-K_2_NYISO_G-I | NYISO_J-K | NYISO_G-I | Internal | Winter | B18 | 400 | 1999 | 0 | 72.42 | 69.79 | 0.01 | 0
2020 | NYISO_J-K_2_NYISO_G-I | NYISO_J-K | NYISO_G-I | Internal | Winter | B19 | 700 | 1999 | 0 | 72.12 | 69.79 | 0.01 | 0
2020 | NYISO_J-K_2_NYISO_G-I | NYISO_J-K | NYISO_G-I | Internal | Winter | B20 | 935 | 1999 | 0 | 66.44 | 66.43 | 0.01 | 0
2020 | NYISO_J-K_2_PJM_E | NYISO_J-K | PJM_E | Internal | Shoulder | B11 | 25 | 330 | 330 | 70.35 | 79.21 | 8 | 0.86
2020 | NYISO_J-K_2_PJM_E | NYISO_J-K | PJM_E | Internal | Shoulder | B12 | 200 | 330 | 0 | 64.51 | 72.34 | 8 | 0
2020 | NYISO_J-K_2_PJM_E | NYISO_J-K | PJM_E | Internal | Shoulder | B13 | 600 | 330 | 0 | 64.05 | 68.32 | 8 | 0
2020 | NYISO_J-K_2_PJM_E | NYISO_J-K | PJM_E | Internal | Shoulder | B14 | 900 | 330 | 0 | 62.65 | 65.25 | 8 | 0
2020 | NYISO_J-K_2_PJM_E | NYISO_J-K | PJM_E | Internal | Shoulder | B15 | 1203 | 330 | 0 | 62.65 | 61.19 | 8 | 0
2020 | NYISO_J-K_2_PJM_E | NYISO_J-K | PJM_E | Internal | Summer | B1 | 10 | 330 | 0 | 112.84 | 106.84 | 8 | 0
2020 | NYISO_J-K_2_PJM_E | NYISO_J-K | PJM_E | Internal | Summer | B2 | 25 | 330 | 0 | 97.39 | 102.48 | 8 | 0
2020 | NYISO_J-K_2_PJM_E | NYISO_J-K | PJM_E | Internal | Summer | B3 | 75 | 330 | 330 | 86.07 | 101.12 | 8 | 7.05
2020 | NYISO_J-K_2_PJM_E | NYISO_J-K | PJM_E | Internal | Summer | B4 | 100 | 330 | 330 | 83.55 | 95.25 | 8 | 3.7
2020 | NYISO_J-K_2_PJM_E | NYISO_J-K | PJM_E | Internal | Summer | B5 | 200 | 330 | 0 | 83.55 | 90.37 | 8 | 0
2020 | NYISO_J-K_2_PJM_E | NYISO_J-K | PJM_E | Internal | Summer | B6 | 300 | 330 | 0 | 68.84 | 76.83 | 8 | 0
2020 | NYISO_J-K_2_PJM_E | NYISO_J-K | PJM_E | Internal | Summer | B7 | 400 | 330 | 0 | 62.51 | 67.36 | 8 | 0
2020 | NYISO_J-K_2_PJM_E | NYISO_J-K | PJM_E | Internal | Summer | B8 | 500 | 330 | 0 | 61.64 | 64.14 | 8 | 0
2020 | NYISO_J-K_2_PJM_E | NYISO_J-K | PJM_E | Internal | Summer | B9 | 800 | 330 | 0 | 61.63 | 61.88 | 8 | 0
2020 | NYISO_J-K_2_PJM_E | NYISO_J-K | PJM_E | Internal | Summer | B10 | 1262 | 330 | 0 | 61.63 | 60.67 | 8 | 0
2020 | NYISO_J-K_2_PJM_E | NYISO_J-K | PJM_E | Internal | Winter | B16 | 25 | 330 | 312.93 | 78.15 | 86.15 | 8 | 0
2020 | NYISO_J-K_2_PJM_E | NYISO_J-K | PJM_E | Internal | Winter | B17 | 100 | 330 | 0 | 73.44 | 79.47 | 8 | 0
2020 | NYISO_J-K_2_PJM_E | NYISO_J-K | PJM_E | Internal | Winter | B18 | 400 | 330 | 0 | 72.42 | 71.03 | 8 | 0
2020 | NYISO_J-K_2_PJM_E | NYISO_J-K | PJM_E | Internal | Winter | B19 | 700 | 330 | 0 | 72.12 | 69.57 | 8 | 0
2020 | NYISO_J-K_2_PJM_E | NYISO_J-K | PJM_E | Internal | Winter | B20 | 935 | 330 | 0 | 66.44 | 62.83 | 8 | 0
2020 | PJM_E_2_NYISO_G-I | PJM_E | NYISO_G-I | Internal | Shoulder | B11 | 25 | 500 | 0 | 79.21 | 70.34 | 6 | 0
2020 | PJM_E_2_NYISO_G-I | PJM_E | NYISO_G-I | Internal | Shoulder | B12 | 200 | 500 | 0 | 72.34 | 64.5 | 6 | 0
2020 | PJM_E_2_NYISO_G-I | PJM_E | NYISO_G-I | Internal | Shoulder | B13 | 600 | 500 | 0 | 68.32 | 64.04 | 6 | 0
2020 | PJM_E_2_NYISO_G-I | PJM_E | NYISO_G-I | Internal | Shoulder | B14 | 900 | 500 | 0 | 65.25 | 62.64 | 6 | 0
2020 | PJM_E_2_NYISO_G-I | PJM_E | NYISO_G-I | Internal | Shoulder | B15 | 1203 | 500 | 0 | 61.19 | 62.64 | 6 | 0
2020 | PJM_E_2_NYISO_G-I | PJM_E | NYISO_G-I | Internal | Summer | B1 | 10 | 500 | 0 | 106.84 | 112.83 | 6 | 0
2020 | PJM_E_2_NYISO_G-I | PJM_E | NYISO_G-I | Internal | Summer | B2 | 25 | 500 | 0 | 102.48 | 97.38 | 6 | 0
2020 | PJM_E_2_NYISO_G-I | PJM_E | NYISO_G-I | Internal | Summer | B3 | 75 | 500 | 0 | 101.12 | 86.06 | 6 | 0
2020 | PJM_E_2_NYISO_G-I | PJM_E | NYISO_G-I | Internal | Summer | B4 | 100 | 500 | 0 | 95.25 | 83.54 | 6 | 0
2020 | PJM_E_2_NYISO_G-I | PJM_E | NYISO_G-I | Internal | Summer | B5 | 200 | 500 | 0 | 90.37 | 82.37 | 6 | 0
2020 | PJM_E_2_NYISO_G-I | PJM_E | NYISO_G-I | Internal | Summer | B6 | 300 | 500 | 0 | 76.83 | 68.83 | 6 | 0
2020 | PJM_E_2_NYISO_G-I | PJM_E | NYISO_G-I | Internal | Summer | B7 | 400 | 500 | 0 | 67.36 | 62.5 | 6 | 0
2020 | PJM_E_2_NYISO_G-I | PJM_E | NYISO_G-I | Internal | Summer | B8 | 500 | 500 | 0 | 64.14 | 61.63 | 6 | 0
2020 | PJM_E_2_NYISO_G-I | PJM_E | NYISO_G-I | Internal | Summer | B9 | 800 | 500 | 0 | 61.88 | 61.62 | 6 | 0
2020 | PJM_E_2_NYISO_G-I | PJM_E | NYISO_G-I | Internal | Summer | B10 | 1262 | 500 | 0 | 60.67 | 61.62 | 6 | 0
2020 | PJM_E_2_NYISO_G-I | PJM_E | NYISO_G-I | Internal | Winter | B16 | 25 | 500 | 0 | 86.15 | 78.14 | 6 | 0
2020 | PJM_E_2_NYISO_G-I | PJM_E | NYISO_G-I | Internal | Winter | B17 | 100 | 500 | 0 | 79.47 | 71.49 | 6 | 0
2020 | PJM_E_2_NYISO_G-I | PJM_E | NYISO_G-I | Internal | Winter | B18 | 400 | 500 | 0 | 71.03 | 69.79 | 6 | 0
2020 | PJM_E_2_NYISO_G-I | PJM_E | NYISO_G-I | Internal | Winter | B19 | 700 | 500 | 0 | 69.57 | 69.79 | 6 | 0
2020 | PJM_E_2_NYISO_G-I | PJM_E | NYISO_G-I | Internal | Winter | B20 | 935 | 500 | 0 | 62.83 | 66.43 | 6 | 0
2020 | PJM_E_2_NYISO_J-K | PJM_E | NYISO_J-K | Internal | Shoulder | B11 | 25 | 330 | 0 | 79.21 | 70.35 | 6 | 0
2020 | PJM_E_2_NYISO_J-K | PJM_E | NYISO_J-K | Internal | Shoulder | B12 | 200 | 330 | 0 | 72.34 | 64.51 | 6 | 0
2020 | PJM_E_2_NYISO_J-K | PJM_E | NYISO_J-K | Internal | Shoulder | B13 | 600 | 330 | 0 | 68.32 | 64.05 | 6 | 0
2020 | PJM_E_2_NYISO_J-K | PJM_E | NYISO_J-K | Internal | Shoulder | B14 | 900 | 330 | 0 | 65.25 | 62.65 | 6 | 0
2020 | PJM_E_2_NYISO_J-K | PJM_E | NYISO_J-K | Internal | Shoulder | B15 | 1203 | 330 | 0 | 61.19 | 62.65 | 6 | 0
2020 | PJM_E_2_NYISO_J-K | PJM_E | NYISO_J-K | Internal | Summer | B1 | 10 | 330 | 202.67 | 106.84 | 112.84 | 6 | 0
2020 | PJM_E_2_NYISO_J-K | PJM_E | NYISO_J-K | Internal | Summer | B2 | 25 | 330 | 0 | 102.48 | 97.39 | 6 | 0
2020 | PJM_E_2_NYISO_J-K | PJM_E | NYISO_J-K | Internal | Summer | B3 | 75 | 330 | 0 | 101.12 | 86.07 | 6 | 0
2020 | PJM_E_2_NYISO_J-K | PJM_E | NYISO_J-K | Internal | Summer | B4 | 100 | 330 | 0 | 95.25 | 83.55 | 6 | 0
2020 | PJM_E_2_NYISO_J-K | PJM_E | NYISO_J-K | Internal | Summer | B5 | 200 | 330 | 0 | 90.37 | 83.55 | 6 | 0
2020 | PJM_E_2_NYISO_J-K | PJM_E | NYISO_J-K | Internal | Summer | B6 | 300 | 330 | 0 | 76.83 | 68.84 | 6 | 0
2020 | PJM_E_2_NYISO_J-K | PJM_E | NYISO_J-K | Internal | Summer | B7 | 400 | 330 | 0 | 67.36 | 62.51 | 6 | 0
2020 | PJM_E_2_NYISO_J-K | PJM_E | NYISO_J-K | Internal | Summer | B8 | 500 | 330 | 0 | 64.14 | 61.64 | 6 | 0
2020 | PJM_E_2_NYISO_J-K | PJM_E | NYISO_J-K | Internal | Summer | B9 | 800 | 330 | 0 | 61.88 | 61.63 | 6 | 0
2020 | PJM_E_2_NYISO_J-K | PJM_E | NYISO_J-K | Internal | Summer | B10 | 1262 | 330 | 0 | 60.67 | 61.63 | 6 | 0
2020 | PJM_E_2_NYISO_J-K | PJM_E | NYISO_J-K | Internal | Winter | B16 | 25 | 330 | 0 | 86.15 | 78.15 | 6 | 0
2020 | PJM_E_2_NYISO_J-K | PJM_E | NYISO_J-K | Internal | Winter | B17 | 100 | 330 | 0 | 79.47 | 73.44 | 6 | 0
2020 | PJM_E_2_NYISO_J-K | PJM_E | NYISO_J-K | Internal | Winter | B18 | 400 | 330 | 0 | 71.03 | 72.42 | 6 | 0
2020 | PJM_E_2_NYISO_J-K | PJM_E | NYISO_J-K | Internal | Winter | B19 | 700 | 330 | 0 | 69.57 | 72.12 | 6 | 0
2020 | PJM_E_2_NYISO_J-K | PJM_E | NYISO_J-K | Internal | Winter | B20 | 935 | 330 | 0 | 62.83 | 66.44 | 6 | 0
2020 | PJM_E_2_PJM_ROM | PJM_E | PJM_ROM | Internal | Shoulder | B11 | 25 | 8000 | 4402.83 | 79.21 | 79.22 | 0.01 | 0
2020 | PJM_E_2_PJM_ROM | PJM_E | PJM_ROM | Internal | Shoulder | B12 | 200 | 8000 | 2623.08 | 72.34 | 72.35 | 0.01 | 0
2020 | PJM_E_2_PJM_ROM | PJM_E | PJM_ROM | Internal | Shoulder | B13 | 600 | 8000 | 1081.88 | 68.32 | 68.33 | 0.01 | 0
2020 | PJM_E_2_PJM_ROM | PJM_E | PJM_ROM | Internal | Shoulder | B14 | 900 | 8000 | 1671.86 | 65.25 | 65.26 | 0.01 | 0
2020 | PJM_E_2_PJM_ROM | PJM_E | PJM_ROM | Internal | Shoulder | B15 | 1203 | 8000 | 308.06 | 61.19 | 61.2 | 0.01 | 0
2020 | PJM_E_2_PJM_ROM | PJM_E | PJM_ROM | Internal | Summer | B1 | 10 | 8000 | 0 | 106.84 | 106.83 | 0.01 | 0
2020 | PJM_E_2_PJM_ROM | PJM_E | PJM_ROM | Internal | Summer | B2 | 25 | 8000 | 255.96 | 102.48 | 102.49 | 0.01 | 0
2020 | PJM_E_2_PJM_ROM | PJM_E | PJM_ROM | Internal | Summer | B3 | 75 | 8000 | 4765.87 | 101.12 | 101.14 | 0.01 | 0
2020 | PJM_E_2_PJM_ROM | PJM_E | PJM_ROM | Internal | Summer | B4 | 100 | 8000 | 3875.4 | 95.25 | 95.27 | 0.01 | 0
2020 | PJM_E_2_PJM_ROM | PJM_E | PJM_ROM | Internal | Summer | B5 | 200 | 8000 | 1510.95 | 90.37 | 90.38 | 0.01 | 0
2020 | PJM_E_2_PJM_ROM | PJM_E | PJM_ROM | Internal | Summer | B6 | 300 | 8000 | 1956.48 | 76.83 | 76.84 | 0.01 | 0
2020 | PJM_E_2_PJM_ROM | PJM_E | PJM_ROM | Internal | Summer | B7 | 400 | 8000 | 2699.71 | 67.36 | 67.37 | 0.01 | 0
2020 | PJM_E_2_PJM_ROM | PJM_E | PJM_ROM | Internal | Summer | B8 | 500 | 8000 | 1301.65 | 64.14 | 64.16 | 0.01 | 0
2020 | PJM_E_2_PJM_ROM | PJM_E | PJM_ROM | Internal | Summer | B9 | 800 | 8000 | 1060.23 | 61.88 | 61.9 | 0.01 | 0
2020 | PJM_E_2_PJM_ROM | PJM_E | PJM_ROM | Internal | Summer | B10 | 1262 | 8000 | 872.26 | 60.67 | 60.68 | 0.01 | 0
2020 | PJM_E_2_PJM_ROM | PJM_E | PJM_ROM | Internal | Winter | B16 | 25 | 8000 | 3729.7 | 86.15 | 86.17 | 0.01 | 0
2020 | PJM_E_2_PJM_ROM | PJM_E | PJM_ROM | Internal | Winter | B17 | 100 | 8000 | 2089.19 | 79.47 | 79.48 | 0.01 | 0
2020 | PJM_E_2_PJM_ROM | PJM_E | PJM_ROM | Internal | Winter | B18 | 400 | 8000 | 0 | 71.03 | 71.02 | 0.01 | 0
2020 | PJM_E_2_PJM_ROM | PJM_E | PJM_ROM | Internal | Winter | B19 | 700 | 8000 | 0 | 69.57 | 69.56 | 0.01 | 0
2020 | PJM_E_2_PJM_ROM | PJM_E | PJM_ROM | Internal | Winter | B20 | 935 | 8000 | 18.07 | 62.83 | 62.84 | 0.01 | 0
2020 | PJM_ROR_2_MISO_IN | PJM_ROR | MISO_IN | Internal | Shoulder | B11 | 25 | 909 | 0 | 79.21 | 77.2 | 2 | 0
2020 | PJM_ROR_2_MISO_IN | PJM_ROR | MISO_IN | Internal | Shoulder | B12 | 200 | 909 | 0 | 72.34 | 70.32 | 2 | 0
2020 | PJM_ROR_2_MISO_IN | PJM_ROR | MISO_IN | Internal | Shoulder | B13 | 600 | 909 | 0 | 68.32 | 66.31 | 2 | 0
2020 | PJM_ROR_2_MISO_IN | PJM_ROR | MISO_IN | Internal | Shoulder | B14 | 900 | 909 | 0 | 65.25 | 62.53 | 2 | 0
2020 | PJM_ROR_2_MISO_IN | PJM_ROR | MISO_IN | Internal | Shoulder | B15 | 1203 | 909 | 0 | 61.19 | 59.17 | 2 | 0
2020 | PJM_ROR_2_MISO_IN | PJM_ROR | MISO_IN | Internal | Summer | B1 | 10 | 909 | 0 | 106.82 | 104.81 | 2 | 0
2020 | PJM_ROR_2_MISO_IN | PJM_ROR | MISO_IN | Internal | Summer | B2 | 25 | 909 | 0 | 102.48 | 100.46 | 2 | 0
2020 | PJM_ROR_2_MISO_IN | PJM_ROR | MISO_IN | Internal | Summer | B3 | 75 | 909 | 0 | 101.15 | 99.15 | 2 | 0
2020 | PJM_ROR_2_MISO_IN | PJM_ROR | MISO_IN | Internal | Summer | B4 | 100 | 909 | 0 | 95.28 | 84.92 | 2 | 0
2020 | PJM_ROR_2_MISO_IN | PJM_ROR | MISO_IN | Internal | Summer | B5 | 200 | 909 | 0 | 90.37 | 78.83 | 2 | 0
2020 | PJM_ROR_2_MISO_IN | PJM_ROR | MISO_IN | Internal | Summer | B6 | 300 | 909 | 0 | 76.83 | 64.83 | 2 | 0
2020 | PJM_ROR_2_MISO_IN | PJM_ROR | MISO_IN | Internal | Summer | B7 | 400 | 909 | 0 | 67.36 | 61.23 | 2 | 0
2020 | PJM_ROR_2_MISO_IN | PJM_ROR | MISO_IN | Internal | Summer | B8 | 500 | 909 | 0 | 64.14 | 60.13 | 2 | 0
2020 | PJM_ROR_2_MISO_IN | PJM_ROR | MISO_IN | Internal | Summer | B9 | 800 | 909 | 0 | 61.64 | 58.8 | 2 | 0
2020 | PJM_ROR_2_MISO_IN | PJM_ROR | MISO_IN | Internal | Summer | B10 | 1262 | 909 | 0 | 60.67 | 58.25 | 2 | 0
2020 | PJM_ROR_2_MISO_IN | PJM_ROR | MISO_IN | Internal | Winter | B16 | 25 | 909 | 0 | 86.15 | 83.47 | 2 | 0
2020 | PJM_ROR_2_MISO_IN | PJM_ROR | MISO_IN | Internal | Winter | B17 | 100 | 909 | 0 | 79.47 | 70.64 | 2 | 0
2020 | PJM_ROR_2_MISO_IN | PJM_ROR | MISO_IN | Internal | Winter | B18 | 400 | 909 | 0 | 71.01 | 69 | 2 | 0
2020 | PJM_ROR_2_MISO_IN | PJM_ROR | MISO_IN | Internal | Winter | B19 | 700 | 909 | 0 | 68.75 | 65.89 | 2 | 0
2020 | PJM_ROR_2_MISO_IN | PJM_ROR | MISO_IN | Internal | Winter | B20 | 935 | 909 | 0 | 62.83 | 60.82 | 2 | 0
2020 | PJM_ROR_2_MISO_MI | PJM_ROR | MISO_MI | Internal | Shoulder | B11 | 25 | 1305 | 0 | 79.21 | 77.21 | 2 | 0
2020 | PJM_ROR_2_MISO_MI | PJM_ROR | MISO_MI | Internal | Shoulder | B12 | 200 | 1305 | 0 | 72.34 | 70.34 | 2 | 0
2020 | PJM_ROR_2_MISO_MI | PJM_ROR | MISO_MI | Internal | Shoulder | B13 | 600 | 1305 | 0 | 68.32 | 66.32 | 2 | 0
2020 | PJM_ROR_2_MISO_MI | PJM_ROR | MISO_MI | Internal | Shoulder | B14 | 900 | 1305 | 0 | 65.25 | 62.6 | 2 | 0
2020 | PJM_ROR_2_MISO_MI | PJM_ROR | MISO_MI | Internal | Shoulder | B15 | 1203 | 1305 | 0 | 61.19 | 59.19 | 2 | 0
2020 | PJM_ROR_2_MISO_MI | PJM_ROR | MISO_MI | Internal | Summer | B1 | 10 | 1305 | 0 | 106.82 | 104.82 | 2 | 0
2020 | PJM_ROR_2_MISO_MI | PJM_ROR | MISO_MI | Internal | Summer | B2 | 25 | 1305 | 0 | 102.48 | 100.48 | 2 | 0
2020 | PJM_ROR_2_MISO_MI | PJM_ROR | MISO_MI | Internal | Summer | B3 | 75 | 1305 | 0 | 101.15 | 99.16 | 2 | 0
2020 | PJM_ROR_2_MISO_MI | PJM_ROR | MISO_MI | Internal | Summer | B4 | 100 | 1305 | 0 | 95.28 | 84.93 | 2 | 0
2020 | PJM_ROR_2_MISO_MI | PJM_ROR | MISO_MI | Internal | Summer | B5 | 200 | 1305 | 0 | 90.37 | 78.84 | 2 | 0
2020 | PJM_ROR_2_MISO_MI | PJM_ROR | MISO_MI | Internal | Summer | B6 | 300 | 1305 | 0 | 76.83 | 70.39 | 2 | 0
2020 | PJM_ROR_2_MISO_MI | PJM_ROR | MISO_MI | Internal | Summer | B7 | 400 | 1305 | 0 | 67.36 | 65.36 | 2 | 0
2020 | PJM_ROR_2_MISO_MI | PJM_ROR | MISO_MI | Internal | Summer | B8 | 500 | 1305 | 0 | 64.14 | 61.2 | 2 | 0
2020 | PJM_ROR_2_MISO_MI | PJM_ROR | MISO_MI | Internal | Summer | B9 | 800 | 1305 | 0 | 61.64 | 59.64 | 2 | 0
2020 | PJM_ROR_2_MISO_MI | PJM_ROR | MISO_MI | Internal | Summer | B10 | 1262 | 1305 | 0 | 60.67 | 58.26 | 2 | 0
2020 | PJM_ROR_2_MISO_MI | PJM_ROR | MISO_MI | Internal | Winter | B16 | 25 | 1305 | 0 | 86.15 | 83.48 | 2 | 0
2020 | PJM_ROR_2_MISO_MI | PJM_ROR | MISO_MI | Internal | Winter | B17 | 100 | 1305 | 0 | 79.47 | 70.65 | 2 | 0
2020 | PJM_ROR_2_MISO_MI | PJM_ROR | MISO_MI | Internal | Winter | B18 | 400 | 1305 | 0 | 71.01 | 69.01 | 2 | 0
2020 | PJM_ROR_2_MISO_MI | PJM_ROR | MISO_MI | Internal | Winter | B19 | 700 | 1305 | 0 | 68.75 | 65.9 | 2 | 0
2020 | PJM_ROR_2_MISO_MI | PJM_ROR | MISO_MI | Internal | Winter | B20 | 935 | 1305 | 0 | 62.83 | 60.83 | 2 | 0
2020 | PJM_ROR_2_MISO_MO-IL | PJM_ROR | MISO_MO-IL | Internal | Shoulder | B11 | 25 | 1111 | 0 | 79.21 | 77.21 | 2 | 0
2020 | PJM_ROR_2_MISO_MO-IL | PJM_ROR | MISO_MO-IL | Internal | Shoulder | B12 | 200 | 1111 | 0 | 72.34 | 70.34 | 2 | 0
2020 | PJM_ROR_2_MISO_MO-IL | PJM_ROR | MISO_MO-IL | Internal | Shoulder | B13 | 600 | 1111 | 0 | 68.32 | 66.32 | 2 | 0
2020 | PJM_ROR_2_MISO_MO-IL | PJM_ROR | MISO_MO-IL | Internal | Shoulder | B14 | 900 | 1111 | 0 | 65.25 | 63.25 | 2 | 0
2020 | PJM_ROR_2_MISO_MO-IL | PJM_ROR | MISO_MO-IL | Internal | Shoulder | B15 | 1203 | 1111 | 0 | 61.19 | 59.19 | 2 | 0
2020 | PJM_ROR_2_MISO_MO-IL | PJM_ROR | MISO_MO-IL | Internal | Summer | B1 | 10 | 1111 | 0 | 106.82 | 104.82 | 2 | 0
2020 | PJM_ROR_2_MISO_MO-IL | PJM_ROR | MISO_MO-IL | Internal | Summer | B2 | 25 | 1111 | 0 | 102.48 | 103.81 | 2 | 0
2020 | PJM_ROR_2_MISO_MO-IL | PJM_ROR | MISO_MO-IL | Internal | Summer | B3 | 75 | 1111 | 0 | 101.15 | 100.77 | 2 | 0
2020 | PJM_ROR_2_MISO_MO-IL | PJM_ROR | MISO_MO-IL | Internal | Summer | B4 | 100 | 1111 | 1111 | 95.28 | 100.77 | 2 | 3.5
2020 | PJM_ROR_2_MISO_MO-IL | PJM_ROR | MISO_MO-IL | Internal | Summer | B5 | 200 | 1111 | 1111 | 90.37 | 99.58 | 2 | 7.21
2020 | PJM_ROR_2_MISO_MO-IL | PJM_ROR | MISO_MO-IL | Internal | Summer | B6 | 300 | 1111 | 206.48 | 76.83 | 78.83 | 2 | 0
2020 | PJM_ROR_2_MISO_MO-IL | PJM_ROR | MISO_MO-IL | Internal | Summer | B7 | 400 | 1111 | 0 | 67.36 | 69.19 | 2 | 0
2020 | PJM_ROR_2_MISO_MO-IL | PJM_ROR | MISO_MO-IL | Internal | Summer | B8 | 500 | 1111 | 0 | 64.14 | 63.17 | 2 | 0
2020 | PJM_ROR_2_MISO_MO-IL | PJM_ROR | MISO_MO-IL | Internal | Summer | B9 | 800 | 1111 | 0 | 61.64 | 61.52 | 2 | 0
2020 | PJM_ROR_2_MISO_MO-IL | PJM_ROR | MISO_MO-IL | Internal | Summer | B10 | 1262 | 1111 | 0 | 60.67 | 58.67 | 2 | 0
2020 | PJM_ROR_2_MISO_MO-IL | PJM_ROR | MISO_MO-IL | Internal | Winter | B16 | 25 | 1111 | 0 | 86.15 | 83.48 | 2 | 0
2020 | PJM_ROR_2_MISO_MO-IL | PJM_ROR | MISO_MO-IL | Internal | Winter | B17 | 100 | 1111 | 0 | 79.47 | 70.65 | 2 | 0
2020 | PJM_ROR_2_MISO_MO-IL | PJM_ROR | MISO_MO-IL | Internal | Winter | B18 | 400 | 1111 | 0 | 71.01 | 69.01 | 2 | 0
2020 | PJM_ROR_2_MISO_MO-IL | PJM_ROR | MISO_MO-IL | Internal | Winter | B19 | 700 | 1111 | 0 | 68.75 | 66.76 | 2 | 0
2020 | PJM_ROR_2_MISO_MO-IL | PJM_ROR | MISO_MO-IL | Internal | Winter | B20 | 935 | 1111 | 0 | 62.83 | 60.83 | 2 | 0
2020 | PJM_ROR_2_MISO_W | PJM_ROR | MISO_W | Internal | Shoulder | B11 | 25 | 709 | 0 | 79.21 | 77.21 | 2 | 0
2020 | PJM_ROR_2_MISO_W | PJM_ROR | MISO_W | Internal | Shoulder | B12 | 200 | 709 | 0 | 72.34 | 70.34 | 2 | 0
2020 | PJM_ROR_2_MISO_W | PJM_ROR | MISO_W | Internal | Shoulder | B13 | 600 | 709 | 0 | 68.32 | 66.32 | 2 | 0
2020 | PJM_ROR_2_MISO_W | PJM_ROR | MISO_W | Internal | Shoulder | B14 | 900 | 709 | 0 | 65.25 | 64.22 | 2 | 0
2020 | PJM_ROR_2_MISO_W | PJM_ROR | MISO_W | Internal | Shoulder | B15 | 1203 | 709 | 515.17 | 61.19 | 63.19 | 2 | 0
2020 | PJM_ROR_2_MISO_W | PJM_ROR | MISO_W | Internal | Summer | B1 | 10 | 709 | 0 | 106.82 | 105.11 | 2 | 0
2020 | PJM_ROR_2_MISO_W | PJM_ROR | MISO_W | Internal | Summer | B2 | 25 | 709 | 0 | 102.48 | 103.82 | 2 | 0
2020 | PJM_ROR_2_MISO_W | PJM_ROR | MISO_W | Internal | Summer | B3 | 75 | 709 | 709 | 101.15 | 103.82 | 2 | 0.68
2020 | PJM_ROR_2_MISO_W | PJM_ROR | MISO_W | Internal | Summer | B4 | 100 | 709 | 709 | 95.28 | 101.89 | 2 | 4.61
2020 | PJM_ROR_2_MISO_W | PJM_ROR | MISO_W | Internal | Summer | B5 | 200 | 709 | 709 | 90.37 | 99.59 | 2 | 7.22
2020 | PJM_ROR_2_MISO_W | PJM_ROR | MISO_W | Internal | Summer | B6 | 300 | 709 | 709 | 76.83 | 78.84 | 2 | 0.01
2020 | PJM_ROR_2_MISO_W | PJM_ROR | MISO_W | Internal | Summer | B7 | 400 | 709 | 0 | 67.36 | 69.2 | 2 | 0
2020 | PJM_ROR_2_MISO_W | PJM_ROR | MISO_W | Internal | Summer | B8 | 500 | 709 | 0 | 64.14 | 63.19 | 2 | 0
2020 | PJM_ROR_2_MISO_W | PJM_ROR | MISO_W | Internal | Summer | B9 | 800 | 709 | 0 | 61.64 | 62.7 | 2 | 0
2020 | PJM_ROR_2_MISO_W | PJM_ROR | MISO_W | Internal | Summer | B10 | 1262 | 709 | 79.81 | 60.67 | 62.67 | 2 | 0
2020 | PJM_ROR_2_MISO_W | PJM_ROR | MISO_W | Internal | Winter | B16 | 25 | 709 | 0 | 86.15 | 83.47 | 2 | 0
2020 | PJM_ROR_2_MISO_W | PJM_ROR | MISO_W | Internal | Winter | B17 | 100 | 709 | 0 | 79.47 | 70.64 | 2 | 0
2020 | PJM_ROR_2_MISO_W | PJM_ROR | MISO_W | Internal | Winter | B18 | 400 | 709 | 0 | 71.01 | 69.01 | 2 | 0
2020 | PJM_ROR_2_MISO_W | PJM_ROR | MISO_W | Internal | Winter | B19 | 700 | 709 | 0 | 68.75 | 67.46 | 2 | 0
2020 | PJM_ROR_2_MISO_W | PJM_ROR | MISO_W | Internal | Winter | B20 | 935 | 709 | 0 | 62.83 | 64.37 | 2 | 0
2020 | PJM_ROR_2_MISO_WUMS | PJM_ROR | MISO_WUMS | Internal | Shoulder | B11 | 25 | 1467 | 0 | 79.21 | 77.2 | 2 | 0
2020 | PJM_ROR_2_MISO_WUMS | PJM_ROR | MISO_WUMS | Internal | Shoulder | B12 | 200 | 1467 | 0 | 72.34 | 70.32 | 2 | 0
2020 | PJM_ROR_2_MISO_WUMS | PJM_ROR | MISO_WUMS | Internal | Shoulder | B13 | 600 | 1467 | 0 | 68.32 | 66.31 | 2 | 0
2020 | PJM_ROR_2_MISO_WUMS | PJM_ROR | MISO_WUMS | Internal | Shoulder | B14 | 900 | 1467 | 0 | 65.25 | 62.59 | 2 | 0
2020 | PJM_ROR_2_MISO_WUMS | PJM_ROR | MISO_WUMS | Internal | Shoulder | B15 | 1203 | 1467 | 0 | 61.19 | 59.19 | 2 | 0
2020 | PJM_ROR_2_MISO_WUMS | PJM_ROR | MISO_WUMS | Internal | Summer | B1 | 10 | 1467 | 0 | 106.82 | 104.82 | 2 | 0
2020 | PJM_ROR_2_MISO_WUMS | PJM_ROR | MISO_WUMS | Internal | Summer | B2 | 25 | 1467 | 0 | 102.48 | 100.48 | 2 | 0
2020 | PJM_ROR_2_MISO_WUMS | PJM_ROR | MISO_WUMS | Internal | Summer | B3 | 75 | 1467 | 0 | 101.15 | 99.15 | 2 | 0
2020 | PJM_ROR_2_MISO_WUMS | PJM_ROR | MISO_WUMS | Internal | Summer | B4 | 100 | 1467 | 0 | 95.28 | 84.92 | 2 | 0
2020 | PJM_ROR_2_MISO_WUMS | PJM_ROR | MISO_WUMS | Internal | Summer | B5 | 200 | 1467 | 0 | 90.37 | 74.41 | 2 | 0
2020 | PJM_ROR_2_MISO_WUMS | PJM_ROR | MISO_WUMS | Internal | Summer | B6 | 300 | 1467 | 0 | 76.83 | 70.38 | 2 | 0
2020 | PJM_ROR_2_MISO_WUMS | PJM_ROR | MISO_WUMS | Internal | Summer | B7 | 400 | 1467 | 0 | 67.36 | 65.35 | 2 | 0
2020 | PJM_ROR_2_MISO_WUMS | PJM_ROR | MISO_WUMS | Internal | Summer | B8 | 500 | 1467 | 0 | 64.14 | 61.19 | 2 | 0
2020 | PJM_ROR_2_MISO_WUMS | PJM_ROR | MISO_WUMS | Internal | Summer | B9 | 800 | 1467 | 0 | 61.64 | 59.64 | 2 | 0
2020 | PJM_ROR_2_MISO_WUMS | PJM_ROR | MISO_WUMS | Internal | Summer | B10 | 1262 | 1467 | 0 | 60.67 | 58.25 | 2 | 0
2020 | PJM_ROR_2_MISO_WUMS | PJM_ROR | MISO_WUMS | Internal | Winter | B16 | 25 | 1467 | 0 | 86.15 | 83.46 | 2 | 0
2020 | PJM_ROR_2_MISO_WUMS | PJM_ROR | MISO_WUMS | Internal | Winter | B17 | 100 | 1467 | 0 | 79.47 | 70.63 | 2 | 0
2020 | PJM_ROR_2_MISO_WUMS | PJM_ROR | MISO_WUMS | Internal | Winter | B18 | 400 | 1467 | 0 | 71.01 | 69 | 2 | 0
2020 | PJM_ROR_2_MISO_WUMS | PJM_ROR | MISO_WUMS | Internal | Winter | B19 | 700 | 1467 | 0 | 68.75 | 65.91 | 2 | 0
2020 | PJM_ROR_2_MISO_WUMS | PJM_ROR | MISO_WUMS | Internal | Winter | B20 | 935 | 1467 | 0 | 62.83 | 60.83 | 2 | 0
2020 | PJM_ROR_2_PJM_ROM | PJM_ROR | PJM_ROM | Internal | Shoulder | B11 | 25 | 8000 | 1278.99 | 79.21 | 79.22 | 0.01 | 0
2020 | PJM_ROR_2_PJM_ROM | PJM_ROR | PJM_ROM | Internal | Shoulder | B12 | 200 | 8000 | 3983.98 | 72.34 | 72.35 | 0.01 | 0
2020 | PJM_ROR_2_PJM_ROM | PJM_ROR | PJM_ROM | Internal | Shoulder | B13 | 600 | 8000 | 5479.68 | 68.32 | 68.33 | 0.01 | 0
2020 | PJM_ROR_2_PJM_ROM | PJM_ROR | PJM_ROM | Internal | Shoulder | B14 | 900 | 8000 | 5023.75 | 65.25 | 65.26 | 0.01 | 0
2020 | PJM_ROR_2_PJM_ROM | PJM_ROR | PJM_ROM | Internal | Shoulder | B15 | 1203 | 8000 | 6686.07 | 61.19 | 61.2 | 0.01 | 0
2020 | PJM_ROR_2_PJM_ROM | PJM_ROR | PJM_ROM | Internal | Summer | B1 | 10 | 8000 | 5415.37 | 106.82 | 106.83 | 0.01 | 0
2020 | PJM_ROR_2_PJM_ROM | PJM_ROR | PJM_ROM | Internal | Summer | B2 | 25 | 8000 | 5284.45 | 102.48 | 102.49 | 0.01 | 0
2020 | PJM_ROR_2_PJM_ROM | PJM_ROR | PJM_ROM | Internal | Summer | B3 | 75 | 8000 | 0 | 101.15 | 101.14 | 0.01 | 0
2020 | PJM_ROR_2_PJM_ROM | PJM_ROR | PJM_ROM | Internal | Summer | B4 | 100 | 8000 | 0 | 95.28 | 95.27 | 0.01 | 0
2020 | PJM_ROR_2_PJM_ROM | PJM_ROR | PJM_ROM | Internal | Summer | B5 | 200 | 8000 | 1916.41 | 90.37 | 90.38 | 0.01 | 0
2020 | PJM_ROR_2_PJM_ROM | PJM_ROR | PJM_ROM | Internal | Summer | B6 | 300 | 8000 | 4070.5 | 76.83 | 76.84 | 0.01 | 0
2020 | PJM_ROR_2_PJM_ROM | PJM_ROR | PJM_ROM | Internal | Summer | B7 | 400 | 8000 | 5294.4 | 67.36 | 67.37 | 0.01 | 0
2020 | PJM_ROR_2_PJM_ROM | PJM_ROR | PJM_ROM | Internal | Summer | B8 | 500 | 8000 | 6247.31 | 64.14 | 64.16 | 0.01 | 0
2020 | PJM_ROR_2_PJM_ROM | PJM_ROR | PJM_ROM | Internal | Summer | B9 | 800 | 8000 | 8000 | 61.64 | 61.9 | 0.01 | 0.25
2020 | PJM_ROR_2_PJM_ROM | PJM_ROR | PJM_ROM | Internal | Summer | B10 | 1262 | 8000 | 5965.74 | 60.67 | 60.68 | 0.01 | 0
2020 | PJM_ROR_2_PJM_ROM | PJM_ROR | PJM_ROM | Internal | Winter | B16 | 25 | 8000 | 3048.95 | 86.15 | 86.17 | 0.01 | 0
2020 | PJM_ROR_2_PJM_ROM | PJM_ROR | PJM_ROM | Internal | Winter | B17 | 100 | 8000 | 4870.15 | 79.47 | 79.48 | 0.01 | 0
2020 | PJM_ROR_2_PJM_ROM | PJM_ROR | PJM_ROM | Internal | Winter | B18 | 400 | 8000 | 7970.11 | 71.01 | 71.02 | 0.01 | 0
2020 | PJM_ROR_2_PJM_ROM | PJM_ROR | PJM_ROM | Internal | Winter | B19 | 700 | 8000 | 8000 | 68.75 | 69.56 | 0.01 | 0.8
2020 | PJM_ROR_2_PJM_ROM | PJM_ROR | PJM_ROM | Internal | Winter | B20 | 935 | 8000 | 7373.62 | 62.83 | 62.84 | 0.01 | 0
2020 | PJM_ROR_2_TVA_Transmission | PJM_ROR | TVA_Transmission | Internal | Shoulder | B11 | 25 | 2500 | 0 | 79.21 | 84.06 | 6 | 0
2020 | PJM_ROR_2_TVA_Transmission | PJM_ROR | TVA_Transmission | Internal | Shoulder | B12 | 200 | 2500 | 0 | 72.34 | 72.79 | 6 | 0
2020 | PJM_ROR_2_TVA_Transmission | PJM_ROR | TVA_Transmission | Internal | Shoulder | B13 | 600 | 2500 | 0 | 68.32 | 69.65 | 6 | 0
2020 | PJM_ROR_2_TVA_Transmission | PJM_ROR | TVA_Transmission | Internal | Shoulder | B14 | 900 | 2500 | 0 | 65.25 | 68.46 | 6 | 0
2020 | PJM_ROR_2_TVA_Transmission | PJM_ROR | TVA_Transmission | Internal | Shoulder | B15 | 1203 | 2500 | 0 | 61.19 | 67.06 | 6 | 0
2020 | PJM_ROR_2_TVA_Transmission | PJM_ROR | TVA_Transmission | Internal | Summer | B1 | 10 | 2500 | 2098.61 | 106.82 | 112.82 | 6 | 0
2020 | PJM_ROR_2_TVA_Transmission | PJM_ROR | TVA_Transmission | Internal | Summer | B2 | 25 | 2500 | 2370.07 | 102.48 | 108.48 | 6 | 0
2020 | PJM_ROR_2_TVA_Transmission | PJM_ROR | TVA_Transmission | Internal | Summer | B3 | 75 | 2500 | 846.3 | 101.15 | 107.15 | 6 | 0
2020 | PJM_ROR_2_TVA_Transmission | PJM_ROR | TVA_Transmission | Internal | Summer | B4 | 100 | 2500 | 0 | 95.28 | 100.92 | 6 | 0
2020 | PJM_ROR_2_TVA_Transmission | PJM_ROR | TVA_Transmission | Internal | Summer | B5 | 200 | 2500 | 0 | 90.37 | 94.83 | 6 | 0
2020 | PJM_ROR_2_TVA_Transmission | PJM_ROR | TVA_Transmission | Internal | Summer | B6 | 300 | 2500 | 0 | 76.83 | 80.83 | 6 | 0
2020 | PJM_ROR_2_TVA_Transmission | PJM_ROR | TVA_Transmission | Internal | Summer | B7 | 400 | 2500 | 0 | 67.36 | 72.07 | 6 | 0
2020 | PJM_ROR_2_TVA_Transmission | PJM_ROR | TVA_Transmission | Internal | Summer | B8 | 500 | 2500 | 0 | 64.14 | 68.14 | 6 | 0
2020 | PJM_ROR_2_TVA_Transmission | PJM_ROR | TVA_Transmission | Internal | Summer | B9 | 800 | 2500 | 0 | 61.64 | 66.54 | 6 | 0
2020 | PJM_ROR_2_TVA_Transmission | PJM_ROR | TVA_Transmission | Internal | Summer | B10 | 1262 | 2500 | 0 | 60.67 | 64.33 | 6 | 0
2020 | PJM_ROR_2_TVA_Transmission | PJM_ROR | TVA_Transmission | Internal | Winter | B16 | 25 | 2500 | 0 | 86.15 | 83.63 | 6 | 0
2020 | PJM_ROR_2_TVA_Transmission | PJM_ROR | TVA_Transmission | Internal | Winter | B17 | 100 | 2500 | 0 | 79.47 | 77.23 | 6 | 0
2020 | PJM_ROR_2_TVA_Transmission | PJM_ROR | TVA_Transmission | Internal | Winter | B18 | 400 | 2500 | 0 | 71.01 | 72.65 | 6 | 0
2020 | PJM_ROR_2_TVA_Transmission | PJM_ROR | TVA_Transmission | Internal | Winter | B19 | 700 | 2500 | 0 | 68.75 | 70.86 | 6 | 0
2020 | PJM_ROR_2_TVA_Transmission | PJM_ROR | TVA_Transmission | Internal | Winter | B20 | 935 | 2500 | 460.65 | 62.83 | 68.83 | 6 | 0
2020 | PJM_ROR_2_VACAR | PJM_ROR | VACAR | Internal | Shoulder | B11 | 25 | 3000 | 1134.6 | 79.21 | 85.21 | 6 | 0
2020 | PJM_ROR_2_VACAR | PJM_ROR | VACAR | Internal | Shoulder | B12 | 200 | 3000 | 0 | 72.34 | 76.22 | 6 | 0
2020 | PJM_ROR_2_VACAR | PJM_ROR | VACAR | Internal | Shoulder | B13 | 600 | 3000 | 0 | 68.32 | 70.79 | 6 | 0
2020 | PJM_ROR_2_VACAR | PJM_ROR | VACAR | Internal | Shoulder | B14 | 900 | 3000 | 0 | 65.25 | 70.79 | 6 | 0
2020 | PJM_ROR_2_VACAR | PJM_ROR | VACAR | Internal | Shoulder | B15 | 1203 | 3000 | 0 | 61.19 | 61.62 | 6 | 0
2020 | PJM_ROR_2_VACAR | PJM_ROR | VACAR | Internal | Summer | B1 | 10 | 3000 | 318.09 | 106.82 | 112.82 | 6 | 0
2020 | PJM_ROR_2_VACAR | PJM_ROR | VACAR | Internal | Summer | B2 | 25 | 3000 | 3000 | 102.48 | 112.79 | 6 | 4.32
2020 | PJM_ROR_2_VACAR | PJM_ROR | VACAR | Internal | Summer | B3 | 75 | 3000 | 3000 | 101.15 | 112.79 | 6 | 5.65
2020 | PJM_ROR_2_VACAR | PJM_ROR | VACAR | Internal | Summer | B4 | 100 | 3000 | 3000 | 95.28 | 102.92 | 6 | 1.64
2020 | PJM_ROR_2_VACAR | PJM_ROR | VACAR | Internal | Summer | B5 | 200 | 3000 | 3000 | 90.37 | 96.83 | 6 | 0.46
2020 | PJM_ROR_2_VACAR | PJM_ROR | VACAR | Internal | Summer | B6 | 300 | 3000 | 523.3 | 76.83 | 82.83 | 6 | 0
2020 | PJM_ROR_2_VACAR | PJM_ROR | VACAR | Internal | Summer | B7 | 400 | 3000 | 2427.02 | 67.36 | 73.36 | 6 | 0
2020 | PJM_ROR_2_VACAR | PJM_ROR | VACAR | Internal | Summer | B8 | 500 | 3000 | 1964.8 | 64.14 | 70.14 | 6 | 0
2020 | PJM_ROR_2_VACAR | PJM_ROR | VACAR | Internal | Summer | B9 | 800 | 3000 | 1002.5 | 61.64 | 67.64 | 6 | 0
2020 | PJM_ROR_2_VACAR | PJM_ROR | VACAR | Internal | Summer | B10 | 1262 | 3000 | 0 | 60.67 | 59.98 | 6 | 0
2020 | PJM_ROR_2_VACAR | PJM_ROR | VACAR | Internal | Winter | B16 | 25 | 3000 | 2547.4 | 86.15 | 92.15 | 6 | 0
2020 | PJM_ROR_2_VACAR | PJM_ROR | VACAR | Internal | Winter | B17 | 100 | 3000 | 372.8 | 79.47 | 85.47 | 6 | 0
2020 | PJM_ROR_2_VACAR | PJM_ROR | VACAR | Internal | Winter | B18 | 400 | 3000 | 0 | 71.01 | 75.13 | 6 | 0
2020 | PJM_ROR_2_VACAR | PJM_ROR | VACAR | Internal | Winter | B19 | 700 | 3000 | 0 | 68.75 | 73.6 | 6 | 0
2020 | PJM_ROR_2_VACAR | PJM_ROR | VACAR | Internal | Winter | B20 | 935 | 3000 | 0 | 62.83 | 65.65 | 6 | 0
2020 | PJM_ROM_2_NYISO_A-F | PJM_ROM | NYISO_A-F | Internal | Shoulder | B11 | 25 | 2000 | 0 | 79.22 | 70.33 | 6 | 0
2020 | PJM_ROM_2_NYISO_A-F | PJM_ROM | NYISO_A-F | Internal | Shoulder | B12 | 200 | 2000 | 0 | 72.35 | 64.49 | 6 | 0
2020 | PJM_ROM_2_NYISO_A-F | PJM_ROM | NYISO_A-F | Internal | Shoulder | B13 | 600 | 2000 | 0 | 68.33 | 64.03 | 6 | 0
2020 | PJM_ROM_2_NYISO_A-F | PJM_ROM | NYISO_A-F | Internal | Shoulder | B14 | 900 | 2000 | 0 | 65.26 | 62.62 | 6 | 0
2020 | PJM_ROM_2_NYISO_A-F | PJM_ROM | NYISO_A-F | Internal | Shoulder | B15 | 1203 | 2000 | 0 | 61.2 | 62.62 | 6 | 0
2020 | PJM_ROM_2_NYISO_A-F | PJM_ROM | NYISO_A-F | Internal | Summer | B1 | 10 | 2000 | 0 | 106.83 | 96.87 | 6 | 0
2020 | PJM_ROM_2_NYISO_A-F | PJM_ROM | NYISO_A-F | Internal | Summer | B2 | 25 | 2000 | 0 | 102.49 | 93.9 | 6 | 0
2020 | PJM_ROM_2_NYISO_A-F | PJM_ROM | NYISO_A-F | Internal | Summer | B3 | 75 | 2000 | 0 | 101.14 | 84.52 | 6 | 0
2020 | PJM_ROM_2_NYISO_A-F | PJM_ROM | NYISO_A-F | Internal | Summer | B4 | 100 | 2000 | 0 | 95.27 | 83.53 | 6 | 0
2020 | PJM_ROM_2_NYISO_A-F | PJM_ROM | NYISO_A-F | Internal | Summer | B5 | 200 | 2000 | 0 | 90.38 | 74.79 | 6 | 0
2020 | PJM_ROM_2_NYISO_A-F | PJM_ROM | NYISO_A-F | Internal | Summer | B6 | 300 | 2000 | 0 | 76.84 | 68.81 | 6 | 0
2020 | PJM_ROM_2_NYISO_A-F | PJM_ROM | NYISO_A-F | Internal | Summer | B7 | 400 | 2000 | 0 | 67.37 | 62.49 | 6 | 0
2020 | PJM_ROM_2_NYISO_A-F | PJM_ROM | NYISO_A-F | Internal | Summer | B8 | 500 | 2000 | 0 | 64.16 | 61.62 | 6 | 0
2020 | PJM_ROM_2_NYISO_A-F | PJM_ROM | NYISO_A-F | Internal | Summer | B9 | 800 | 2000 | 0 | 61.9 | 61.61 | 6 | 0
2020 | PJM_ROM_2_NYISO_A-F | PJM_ROM | NYISO_A-F | Internal | Summer | B10 | 1262 | 2000 | 0 | 60.68 | 61.61 | 6 | 0
2020 | PJM_ROM_2_NYISO_A-F | PJM_ROM | NYISO_A-F | Internal | Winter | B16 | 25 | 2000 | 0 | 86.17 | 72.97 | 6 | 0
2020 | PJM_ROM_2_NYISO_A-F | PJM_ROM | NYISO_A-F | Internal | Winter | B17 | 100 | 2000 | 0 | 79.48 | 71.48 | 6 | 0
2020 | PJM_ROM_2_NYISO_A-F | PJM_ROM | NYISO_A-F | Internal | Winter | B18 | 400 | 2000 | 0 | 71.02 | 66.42 | 6 | 0
2020 | PJM_ROM_2_NYISO_A-F | PJM_ROM | NYISO_A-F | Internal | Winter | B19 | 700 | 2000 | 0 | 69.56 | 66.42 | 6 | 0
2020 | PJM_ROM_2_NYISO_A-F | PJM_ROM | NYISO_A-F | Internal | Winter | B20 | 935 | 2000 | 0 | 62.84 | 66.42 | 6 | 0
2020 | PJM_ROM_2_PJM_E | PJM_ROM | PJM_E | Internal | Shoulder | B11 | 25 | 8000 | 0 | 79.22 | 79.21 | 0.01 | 0
2020 | PJM_ROM_2_PJM_E | PJM_ROM | PJM_E | Internal | Shoulder | B12 | 200 | 8000 | 0 | 72.35 | 72.34 | 0.01 | 0
2020 | PJM_ROM_2_PJM_E | PJM_ROM | PJM_E | Internal | Shoulder | B13 | 600 | 8000 | 0 | 68.33 | 68.32 | 0.01 | 0
2020 | PJM_ROM_2_PJM_E | PJM_ROM | PJM_E | Internal | Shoulder | B14 | 900 | 8000 | 0 | 65.26 | 65.25 | 0.01 | 0
2020 | PJM_ROM_2_PJM_E | PJM_ROM | PJM_E | Internal | Shoulder | B15 | 1203 | 8000 | 0 | 61.2 | 61.19 | 0.01 | 0
2020 | PJM_ROM_2_PJM_E | PJM_ROM | PJM_E | Internal | Summer | B1 | 10 | 8000 | 782.17 | 106.83 | 106.84 | 0.01 | 0
2020 | PJM_ROM_2_PJM_E | PJM_ROM | PJM_E | Internal | Summer | B2 | 25 | 8000 | 0 | 102.49 | 102.48 | 0.01 | 0
2020 | PJM_ROM_2_PJM_E | PJM_ROM | PJM_E | Internal | Summer | B3 | 75 | 8000 | 0 | 101.14 | 101.12 | 0.01 | 0
2020 | PJM_ROM_2_PJM_E | PJM_ROM | PJM_E | Internal | Summer | B4 | 100 | 8000 | 0 | 95.27 | 95.25 | 0.01 | 0
2020 | PJM_ROM_2_PJM_E | PJM_ROM | PJM_E | Internal | Summer | B5 | 200 | 8000 | 0 | 90.38 | 90.37 | 0.01 | 0
2020 | PJM_ROM_2_PJM_E | PJM_ROM | PJM_E | Internal | Summer | B6 | 300 | 8000 | 0 | 76.84 | 76.83 | 0.01 | 0
2020 | PJM_ROM_2_PJM_E | PJM_ROM | PJM_E | Internal | Summer | B7 | 400 | 8000 | 0 | 67.37 | 67.36 | 0.01 | 0
2020 | PJM_ROM_2_PJM_E | PJM_ROM | PJM_E | Internal | Summer | B8 | 500 | 8000 | 0 | 64.16 | 64.14 | 0.01 | 0
2020 | PJM_ROM_2_PJM_E | PJM_ROM | PJM_E | Internal | Summer | B9 | 800 | 8000 | 0 | 61.9 | 61.88 | 0.01 | 0
2020 | PJM_ROM_2_PJM_E | PJM_ROM | PJM_E | Internal | Summer | B10 | 1262 | 8000 | 0 | 60.68 | 60.67 | 0.01 | 0
2020 | PJM_ROM_2_PJM_E | PJM_ROM | PJM_E | Internal | Winter | B16 | 25 | 8000 | 0 | 86.17 | 86.15 | 0.01 | 0
2020 | PJM_ROM_2_PJM_E | PJM_ROM | PJM_E | Internal | Winter | B17 | 100 | 8000 | 0 | 79.48 | 79.47 | 0.01 | 0
2020 | PJM_ROM_2_PJM_E | PJM_ROM | PJM_E | Internal | Winter | B18 | 400 | 8000 | 465.87 | 71.02 | 71.03 | 0.01 | 0
2020 | PJM_ROM_2_PJM_E | PJM_ROM | PJM_E | Internal | Winter | B19 | 700 | 8000 | 1036.49 | 69.56 | 69.57 | 0.01 | 0
2020 | PJM_ROM_2_PJM_E | PJM_ROM | PJM_E | Internal | Winter | B20 | 935 | 8000 | 0 | 62.84 | 62.83 | 0.01 | 0
2020 | PJM_ROM_2_PJM_ROR | PJM_ROM | PJM_ROR | Internal | Shoulder | B11 | 25 | 8000 | 0 | 79.22 | 79.21 | 0.01 | 0
2020 | PJM_ROM_2_PJM_ROR | PJM_ROM | PJM_ROR | Internal | Shoulder | B12 | 200 | 8000 | 0 | 72.35 | 72.34 | 0.01 | 0
2020 | PJM_ROM_2_PJM_ROR | PJM_ROM | PJM_ROR | Internal | Shoulder | B13 | 600 | 8000 | 0 | 68.33 | 68.32 | 0.01 | 0
2020 | PJM_ROM_2_PJM_ROR | PJM_ROM | PJM_ROR | Internal | Shoulder | B14 | 900 | 8000 | 0 | 65.26 | 65.25 | 0.01 | 0
2020 | PJM_ROM_2_PJM_ROR | PJM_ROM | PJM_ROR | Internal | Shoulder | B15 | 1203 | 8000 | 0 | 61.2 | 61.19 | 0.01 | 0
2020 | PJM_ROM_2_PJM_ROR | PJM_ROM | PJM_ROR | Internal | Summer | B1 | 10 | 8000 | 0 | 106.83 | 106.82 | 0.01 | 0
2020 | PJM_ROM_2_PJM_ROR | PJM_ROM | PJM_ROR | Internal | Summer | B2 | 25 | 8000 | 0 | 102.49 | 102.48 | 0.01 | 0
2020 | PJM_ROM_2_PJM_ROR | PJM_ROM | PJM_ROR | Internal | Summer | B3 | 75 | 8000 | 775.21 | 101.14 | 101.15 | 0.01 | 0
2020 | PJM_ROM_2_PJM_ROR | PJM_ROM | PJM_ROR | Internal | Summer | B4 | 100 | 8000 | 986.5 | 95.27 | 95.28 | 0.01 | 0
2020 | PJM_ROM_2_PJM_ROR | PJM_ROM | PJM_ROR | Internal | Summer | B5 | 200 | 8000 | 0 | 90.38 | 90.37 | 0.01 | 0
2020 | PJM_ROM_2_PJM_ROR | PJM_ROM | PJM_ROR | Internal | Summer | B6 | 300 | 8000 | 0 | 76.84 | 76.83 | 0.01 | 0
2020 | PJM_ROM_2_PJM_ROR | PJM_ROM | PJM_ROR | Internal | Summer | B7 | 400 | 8000 | 0 | 67.37 | 67.36 | 0.01 | 0
2020 | PJM_ROM_2_PJM_ROR | PJM_ROM | PJM_ROR | Internal | Summer | B8 | 500 | 8000 | 0 | 64.16 | 64.14 | 0.01 | 0
2020 | PJM_ROM_2_PJM_ROR | PJM_ROM | PJM_ROR | Internal | Summer | B9 | 800 | 8000 | 0 | 61.9 | 61.64 | 0.01 | 0
2020 | PJM_ROM_2_PJM_ROR | PJM_ROM | PJM_ROR | Internal | Summer | B10 | 1262 | 8000 | 0 | 60.68 | 60.67 | 0.01 | 0
2020 | PJM_ROM_2_PJM_ROR | PJM_ROM | PJM_ROR | Internal | Winter | B16 | 25 | 8000 | 0 | 86.17 | 86.15 | 0.01 | 0
2020 | PJM_ROM_2_PJM_ROR | PJM_ROM | PJM_ROR | Internal | Winter | B17 | 100 | 8000 | 0 | 79.48 | 79.47 | 0.01 | 0
2020 | PJM_ROM_2_PJM_ROR | PJM_ROM | PJM_ROR | Internal | Winter | B18 | 400 | 8000 | 0 | 71.02 | 71.01 | 0.01 | 0
2020 | PJM_ROM_2_PJM_ROR | PJM_ROM | PJM_ROR | Internal | Winter | B19 | 700 | 8000 | 0 | 69.56 | 68.75 | 0.01 | 0
2020 | PJM_ROM_2_PJM_ROR | PJM_ROM | PJM_ROR | Internal | Winter | B20 | 935 | 8000 | 0 | 62.84 | 62.83 | 0.01 | 0
2020 | SOCO_2_ENT | SOCO | ENT | Internal | Shoulder | B11 | 25 | 2400 | 0 | 92.21 | 77.21 | 10 | 0
2020 | SOCO_2_ENT | SOCO | ENT | Internal | Shoulder | B12 | 200 | 2400 | 0 | 69.83 | 68.27 | 10 | 0
2020 | SOCO_2_ENT | SOCO | ENT | Internal | Shoulder | B13 | 600 | 2400 | 0 | 68.54 | 67.77 | 10 | 0
2020 | SOCO_2_ENT | SOCO | ENT | Internal | Shoulder | B14 | 900 | 2400 | 0 | 68.54 | 65.51 | 10 | 0
2020 | SOCO_2_ENT | SOCO | ENT | Internal | Shoulder | B15 | 1203 | 2400 | 0 | 67.38 | 65.51 | 10 | 0
2020 | SOCO_2_ENT | SOCO | ENT | Internal | Summer | B1 | 10 | 2400 | 0 | 112.12 | 104.82 | 10 | 0
2020 | SOCO_2_ENT | SOCO | ENT | Internal | Summer | B2 | 25 | 2400 | 0 | 109.92 | 101.92 | 10 | 0
2020 | SOCO_2_ENT | SOCO | ENT | Internal | Summer | B3 | 75 | 2400 | 0 | 109.92 | 101.92 | 10 | 0
2020 | SOCO_2_ENT | SOCO | ENT | Internal | Summer | B4 | 100 | 2400 | 0 | 109.92 | 101.89 | 10 | 0
2020 | SOCO_2_ENT | SOCO | ENT | Internal | Summer | B5 | 200 | 2400 | 0 | 103.83 | 95.76 | 10 | 0
2020 | SOCO_2_ENT | SOCO | ENT | Internal | Summer | B6 | 300 | 2400 | 0 | 89.83 | 78.83 | 10 | 0
2020 | SOCO_2_ENT | SOCO | ENT | Internal | Summer | B7 | 400 | 2400 | 0 | 80.36 | 66.9 | 10 | 0
2020 | SOCO_2_ENT | SOCO | ENT | Internal | Summer | B8 | 500 | 2400 | 0 | 74.9 | 66.9 | 10 | 0
2020 | SOCO_2_ENT | SOCO | ENT | Internal | Summer | B9 | 800 | 2400 | 0 | 68.51 | 66.41 | 10 | 0
2020 | SOCO_2_ENT | SOCO | ENT | Internal | Summer | B10 | 1262 | 2400 | 0 | 66.11 | 64.19 | 10 | 0
2020 | SOCO_2_ENT | SOCO | ENT | Internal | Winter | B16 | 25 | 2400 | 0 | 92.63 | 75.63 | 10 | 0
2020 | SOCO_2_ENT | SOCO | ENT | Internal | Winter | B17 | 100 | 2400 | 0 | 76.91 | 70.5 | 10 | 0
2020 | SOCO_2_ENT | SOCO | ENT | Internal | Winter | B18 | 400 | 2400 | 0 | 69.99 | 69.01 | 10 | 0
2020 | SOCO_2_ENT | SOCO | ENT | Internal | Winter | B19 | 700 | 2400 | 0 | 69.99 | 68.12 | 10 | 0
2020 | SOCO_2_ENT | SOCO | ENT | Internal | Winter | B20 | 935 | 2400 | 0 | 69.99 | 68.12 | 10 | 0
2020 | SOCO_2_FRCC | SOCO | FRCC | Internal | Shoulder | B11 | 25 | 3700 | 3700 | 92.21 | 109.12 | 10 | 6.91
2020 | SOCO_2_FRCC | SOCO | FRCC | Internal | Shoulder | B12 | 200 | 3700 | 0 | 69.83 | 75.45 | 10 | 0
2020 | SOCO_2_FRCC | SOCO | FRCC | Internal | Shoulder | B13 | 600 | 3700 | 0 | 68.54 | 75.45 | 10 | 0
2020 | SOCO_2_FRCC | SOCO | FRCC | Internal | Shoulder | B14 | 900 | 3700 | 0 | 68.54 | 72.31 | 10 | 0
2020 | SOCO_2_FRCC | SOCO | FRCC | Internal | Shoulder | B15 | 1203 | 3700 | 0 | 67.38 | 72.31 | 10 | 0
2020 | SOCO_2_FRCC | SOCO | FRCC | Internal | Summer | B1 | 10 | 3700 | 566.6 | 112.12 | 122.12 | 10 | 0
2020 | SOCO_2_FRCC | SOCO | FRCC | Internal | Summer | B2 | 25 | 3700 | 0 | 109.92 | 116.56 | 10 | 0
2020 | SOCO_2_FRCC | SOCO | FRCC | Internal | Summer | B3 | 75 | 3700 | 0 | 109.92 | 116.56 | 10 | 0
2020 | SOCO_2_FRCC | SOCO | FRCC | Internal | Summer | B4 | 100 | 3700 | 0 | 109.92 | 116.56 | 10 | 0
2020 | SOCO_2_FRCC | SOCO | FRCC | Internal | Summer | B5 | 200 | 3700 | 1602.74 | 103.83 | 113.83 | 10 | 0
2020 | SOCO_2_FRCC | SOCO | FRCC | Internal | Summer | B6 | 300 | 3700 | 1283.19 | 89.83 | 99.83 | 10 | 0
2020 | SOCO_2_FRCC | SOCO | FRCC | Internal | Summer | B7 | 400 | 3700 | 0 | 80.36 | 85.21 | 10 | 0
2020 | SOCO_2_FRCC | SOCO | FRCC | Internal | Summer | B8 | 500 | 3700 | 0 | 74.9 | 74.69 | 10 | 0
2020 | SOCO_2_FRCC | SOCO | FRCC | Internal | Summer | B9 | 800 | 3700 | 0 | 68.51 | 71.76 | 10 | 0
2020 | SOCO_2_FRCC | SOCO | FRCC | Internal | Summer | B10 | 1262 | 3700 | 0 | 66.11 | 71.58 | 10 | 0
2020 | SOCO_2_FRCC | SOCO | FRCC | Internal | Winter | B16 | 25 | 3700 | 1015.72 | 92.63 | 102.63 | 10 | 0
2020 | SOCO_2_FRCC | SOCO | FRCC | Internal | Winter | B17 | 100 | 3700 | 0 | 76.91 | 77.79 | 10 | 0
2020 | SOCO_2_FRCC | SOCO | FRCC | Internal | Winter | B18 | 400 | 3700 | 0 | 69.99 | 76.51 | 10 | 0
2020 | SOCO_2_FRCC | SOCO | FRCC | Internal | Winter | B19 | 700 | 3700 | 0 | 69.99 | 74.54 | 10 | 0
2020 | SOCO_2_FRCC | SOCO | FRCC | Internal | Winter | B20 | 935 | 3700 | 0 | 69.99 | 74.54 | 10 | 0
2020 | SOCO_2_TVA_Transmission | SOCO | TVA_Transmission | Internal | Shoulder | B11 | 25 | 2600 | 0 | 92.21 | 84.06 | 10 | 0
2020 | SOCO_2_TVA_Transmission | SOCO | TVA_Transmission | Internal | Shoulder | B12 | 200 | 2600 | 0 | 69.83 | 72.79 | 10 | 0
2020 | SOCO_2_TVA_Transmission | SOCO | TVA_Transmission | Internal | Shoulder | B13 | 600 | 2600 | 0 | 68.54 | 69.65 | 10 | 0
2020 | SOCO_2_TVA_Transmission | SOCO | TVA_Transmission | Internal | Shoulder | B14 | 900 | 2600 | 0 | 68.54 | 68.46 | 10 | 0
2020 | SOCO_2_TVA_Transmission | SOCO | TVA_Transmission | Internal | Shoulder | B15 | 1203 | 2600 | 0 | 67.38 | 67.06 | 10 | 0
2020 | SOCO_2_TVA_Transmission | SOCO | TVA_Transmission | Internal | Summer | B1 | 10 | 2600 | 0 | 112.12 | 112.82 | 10 | 0
2020 | SOCO_2_TVA_Transmission | SOCO | TVA_Transmission | Internal | Summer | B2 | 25 | 2600 | 0 | 109.92 | 108.48 | 10 | 0
2020 | SOCO_2_TVA_Transmission | SOCO | TVA_Transmission | Internal | Summer | B3 | 75 | 2600 | 0 | 109.92 | 107.15 | 10 | 0
2020 | SOCO_2_TVA_Transmission | SOCO | TVA_Transmission | Internal | Summer | B4 | 100 | 2600 | 0 | 109.92 | 100.92 | 10 | 0
2020 | SOCO_2_TVA_Transmission | SOCO | TVA_Transmission | Internal | Summer | B5 | 200 | 2600 | 0 | 103.83 | 94.83 | 10 | 0
2020 | SOCO_2_TVA_Transmission | SOCO | TVA_Transmission | Internal | Summer | B6 | 300 | 2600 | 0 | 89.83 | 80.83 | 10 | 0
2020 | SOCO_2_TVA_Transmission | SOCO | TVA_Transmission | Internal | Summer | B7 | 400 | 2600 | 0 | 80.36 | 72.07 | 10 | 0
2020 | SOCO_2_TVA_Transmission | SOCO | TVA_Transmission | Internal | Summer | B8 | 500 | 2600 | 0 | 74.9 | 68.14 | 10 | 0
2020 | SOCO_2_TVA_Transmission | SOCO | TVA_Transmission | Internal | Summer | B9 | 800 | 2600 | 0 | 68.51 | 66.54 | 10 | 0
2020 | SOCO_2_TVA_Transmission | SOCO | TVA_Transmission | Internal | Summer | B10 | 1262 | 2600 | 0 | 66.11 | 64.33 | 10 | 0
2020 | SOCO_2_TVA_Transmission | SOCO | TVA_Transmission | Internal | Winter | B16 | 25 | 2600 | 0 | 92.63 | 83.63 | 10 | 0
2020 | SOCO_2_TVA_Transmission | SOCO | TVA_Transmission | Internal | Winter | B17 | 100 | 2600 | 0 | 76.91 | 77.23 | 10 | 0
2020 | SOCO_2_TVA_Transmission | SOCO | TVA_Transmission | Internal | Winter | B18 | 400 | 2600 | 0 | 69.99 | 72.65 | 10 | 0
2020 | SOCO_2_TVA_Transmission | SOCO | TVA_Transmission | Internal | Winter | B19 | 700 | 2600 | 0 | 69.99 | 70.86 | 10 | 0
2020 | SOCO_2_TVA_Transmission | SOCO | TVA_Transmission | Internal | Winter | B20 | 935 | 2600 | 0 | 69.99 | 68.83 | 10 | 0
2020 | SOCO_2_VACAR | SOCO | VACAR | Internal | Shoulder | B11 | 25 | 2000 | 0 | 92.21 | 85.21 | 10 | 0
2020 | SOCO_2_VACAR | SOCO | VACAR | Internal | Shoulder | B12 | 200 | 2000 | 0 | 69.83 | 76.22 | 10 | 0
2020 | SOCO_2_VACAR | SOCO | VACAR | Internal | Shoulder | B13 | 600 | 2000 | 0 | 68.54 | 70.79 | 10 | 0
2020 | SOCO_2_VACAR | SOCO | VACAR | Internal | Shoulder | B14 | 900 | 2000 | 0 | 68.54 | 70.79 | 10 | 0
2020 | SOCO_2_VACAR | SOCO | VACAR | Internal | Shoulder | B15 | 1203 | 2000 | 0 | 67.38 | 61.62 | 10 | 0
2020 | SOCO_2_VACAR | SOCO | VACAR | Internal | Summer | B1 | 10 | 2000 | 0 | 112.12 | 112.82 | 10 | 0
2020 | SOCO_2_VACAR | SOCO | VACAR | Internal | Summer | B2 | 25 | 2000 | 0 | 109.92 | 112.79 | 10 | 0
2020 | SOCO_2_VACAR | SOCO | VACAR | Internal | Summer | B3 | 75 | 2000 | 0 | 109.92 | 112.79 | 10 | 0
2020 | SOCO_2_VACAR | SOCO | VACAR | Internal | Summer | B4 | 100 | 2000 | 0 | 109.92 | 102.92 | 10 | 0
2020 | SOCO_2_VACAR | SOCO | VACAR | Internal | Summer | B5 | 200 | 2000 | 0 | 103.83 | 96.83 | 10 | 0
2020 | SOCO_2_VACAR | SOCO | VACAR | Internal | Summer | B6 | 300 | 2000 | 0 | 89.83 | 82.83 | 10 | 0
2020 | SOCO_2_VACAR | SOCO | VACAR | Internal | Summer | B7 | 400 | 2000 | 0 | 80.36 | 73.36 | 10 | 0
2020 | SOCO_2_VACAR | SOCO | VACAR | Internal | Summer | B8 | 500 | 2000 | 0 | 74.9 | 70.14 | 10 | 0
2020 | SOCO_2_VACAR | SOCO | VACAR | Internal | Summer | B9 | 800 | 2000 | 0 | 68.51 | 67.64 | 10 | 0
2020 | SOCO_2_VACAR | SOCO | VACAR | Internal | Summer | B10 | 1262 | 2000 | 0 | 66.11 | 59.98 | 10 | 0
2020 | SOCO_2_VACAR | SOCO | VACAR | Internal | Winter | B16 | 25 | 2000 | 0 | 92.63 | 92.15 | 10 | 0
2020 | SOCO_2_VACAR | SOCO | VACAR | Internal | Winter | B17 | 100 | 2000 | 0 | 76.91 | 85.47 | 10 | 0
2020 | SOCO_2_VACAR | SOCO | VACAR | Internal | Winter | B18 | 400 | 2000 | 0 | 69.99 | 75.13 | 10 | 0
2020 | SOCO_2_VACAR | SOCO | VACAR | Internal | Winter | B19 | 700 | 2000 | 0 | 69.99 | 73.6 | 10 | 0
2020 | SOCO_2_VACAR | SOCO | VACAR | Internal | Winter | B20 | 935 | 2000 | 0 | 69.99 | 65.65 | 10 | 0
2020 | SPP_N_2_ENT | SPP_N | ENT | Internal | Shoulder | B11 | 25 | 1800 | 1274.38 | 72.21 | 77.21 | 5 | 0
2020 | SPP_N_2_ENT | SPP_N | ENT | Internal | Shoulder | B12 | 200 | 1800 | 0 | 65.34 | 68.27 | 5 | 0
2020 | SPP_N_2_ENT | SPP_N | ENT | Internal | Shoulder | B13 | 600 | 1800 | 1501.3 | 62.77 | 67.77 | 5 | 0
2020 | SPP_N_2_ENT | SPP_N | ENT | Internal | Shoulder | B14 | 900 | 1800 | 1800 | 58.73 | 65.51 | 5 | 1.77
2020 | SPP_N_2_ENT | SPP_N | ENT | Internal | Shoulder | B15 | 1203 | 1800 | 1800 | 57 | 65.51 | 5 | 3.51
2020 | SPP_N_2_ENT | SPP_N | ENT | Internal | Summer | B1 | 10 | 1800 | 482.09 | 99.82 | 104.82 | 5 | 0
2020 | SPP_N_2_ENT | SPP_N | ENT | Internal | Summer | B2 | 25 | 1800 | 0 | 98.82 | 101.92 | 5 | 0
2020 | SPP_N_2_ENT | SPP_N | ENT | Internal | Summer | B3 | 75 | 1800 | 0 | 100.28 | 101.92 | 5 | 0
2020 | SPP_N_2_ENT | SPP_N | ENT | Internal | Summer | B4 | 100 | 1800 | 650.18 | 96.89 | 101.89 | 5 | 0
2020 | SPP_N_2_ENT | SPP_N | ENT | Internal | Summer | B5 | 200 | 1800 | 0 | 94.58 | 95.76 | 5 | 0
2020 | SPP_N_2_ENT | SPP_N | ENT | Internal | Summer | B6 | 300 | 1800 | 252.43 | 73.83 | 78.83 | 5 | 0
2020 | SPP_N_2_ENT | SPP_N | ENT | Internal | Summer | B7 | 400 | 1800 | 0 | 65.47 | 66.9 | 5 | 0
2020 | SPP_N_2_ENT | SPP_N | ENT | Internal | Summer | B8 | 500 | 1800 | 0 | 63.65 | 66.9 | 5 | 0
2020 | SPP_N_2_ENT | SPP_N | ENT | Internal | Summer | B9 | 800 | 1800 | 0 | 62.71 | 66.41 | 5 | 0
2020 | SPP_N_2_ENT | SPP_N | ENT | Internal | Summer | B10 | 1262 | 1800 | 592.79 | 59.19 | 64.19 | 5 | 0
2020 | SPP_N_2_ENT | SPP_N | ENT | Internal | Winter | B16 | 25 | 1800 | 1623.84 | 70.63 | 75.63 | 5 | 0
2020 | SPP_N_2_ENT | SPP_N | ENT | Internal | Winter | B17 | 100 | 1800 | 0 | 65.63 | 70.5 | 5 | 0
2020 | SPP_N_2_ENT | SPP_N | ENT | Internal | Winter | B18 | 400 | 1800 | 1072.5 | 64.01 | 69.01 | 5 | 0
2020 | SPP_N_2_ENT | SPP_N | ENT | Internal | Winter | B19 | 700 | 1800 | 1800 | 62.73 | 68.12 | 5 | 0.38
2020 | SPP_N_2_ENT | SPP_N | ENT | Internal | Winter | B20 | 935 | 1800 | 1800 | 59.37 | 68.12 | 5 | 3.75
2020 | SPP_N_2_MISO_MO-IL | SPP_N | MISO_MO-IL | Internal | Shoulder | B11 | 25 | 2000 | 1762.11 | 72.21 | 77.21 | 5 | 0
2020 | SPP_N_2_MISO_MO-IL | SPP_N | MISO_MO-IL | Internal | Shoulder | B12 | 200 | 2000 | 1201.4 | 65.34 | 70.34 | 5 | 0
2020 | SPP_N_2_MISO_MO-IL | SPP_N | MISO_MO-IL | Internal | Shoulder | B13 | 600 | 2000 | 0 | 62.77 | 66.32 | 5 | 0
2020 | SPP_N_2_MISO_MO-IL | SPP_N | MISO_MO-IL | Internal | Shoulder | B14 | 900 | 2000 | 0 | 58.73 | 63.25 | 5 | 0
2020 | SPP_N_2_MISO_MO-IL | SPP_N | MISO_MO-IL | Internal | Shoulder | B15 | 1203 | 2000 | 0 | 57 | 59.19 | 5 | 0
2020 | SPP_N_2_MISO_MO-IL | SPP_N | MISO_MO-IL | Internal | Summer | B1 | 10 | 2000 | 1556.79 | 99.82 | 104.82 | 5 | 0
2020 | SPP_N_2_MISO_MO-IL | SPP_N | MISO_MO-IL | Internal | Summer | B2 | 25 | 2000 | 0 | 98.82 | 103.81 | 5 | 0
2020 | SPP_N_2_MISO_MO-IL | SPP_N | MISO_MO-IL | Internal | Summer | B3 | 75 | 2000 | 0 | 100.28 | 100.77 | 5 | 0
2020 | SPP_N_2_MISO_MO-IL | SPP_N | MISO_MO-IL | Internal | Summer | B4 | 100 | 2000 | 0 | 96.89 | 100.77 | 5 | 0
2020 | SPP_N_2_MISO_MO-IL | SPP_N | MISO_MO-IL | Internal | Summer | B5 | 200 | 2000 | 843.42 | 94.58 | 99.58 | 5 | 0
2020 | SPP_N_2_MISO_MO-IL | SPP_N | MISO_MO-IL | Internal | Summer | B6 | 300 | 2000 | 526.74 | 73.83 | 78.83 | 5 | 0
2020 | SPP_N_2_MISO_MO-IL | SPP_N | MISO_MO-IL | Internal | Summer | B7 | 400 | 2000 | 0 | 65.47 | 69.19 | 5 | 0
2020 | SPP_N_2_MISO_MO-IL | SPP_N | MISO_MO-IL | Internal | Summer | B8 | 500 | 2000 | 0 | 63.65 | 63.17 | 5 | 0
2020 | SPP_N_2_MISO_MO-IL | SPP_N | MISO_MO-IL | Internal | Summer | B9 | 800 | 2000 | 0 | 62.71 | 61.52 | 5 | 0
2020 | SPP_N_2_MISO_MO-IL | SPP_N | MISO_MO-IL | Internal | Summer | B10 | 1262 | 2000 | 0 | 59.19 | 58.67 | 5 | 0
2020 | SPP_N_2_MISO_MO-IL | SPP_N | MISO_MO-IL | Internal | Winter | B16 | 25 | 2000 | 2000 | 70.63 | 83.48 | 5 | 7.86
2020 | SPP_N_2_MISO_MO-IL | SPP_N | MISO_MO-IL | Internal | Winter | B17 | 100 | 2000 | 2000 | 65.63 | 70.65 | 5 | 0.02
2020 | SPP_N_2_MISO_MO-IL | SPP_N | MISO_MO-IL | Internal | Winter | B18 | 400 | 2000 | 587.03 | 64.01 | 69.01 | 5 | 0
2020 | SPP_N_2_MISO_MO-IL | SPP_N | MISO_MO-IL | Internal | Winter | B19 | 700 | 2000 | 0 | 62.73 | 66.76 | 5 | 0
2020 | SPP_N_2_MISO_MO-IL | SPP_N | MISO_MO-IL | Internal | Winter | B20 | 935 | 2000 | 0 | 59.37 | 60.83 | 5 | 0
2020 | SPP_N_2_MISO_W | SPP_N | MISO_W | Internal | Shoulder | B11 | 25 | 750 | 361.02 | 72.21 | 77.21 | 5 | 0
2020 | SPP_N_2_MISO_W | SPP_N | MISO_W | Internal | Shoulder | B12 | 200 | 750 | 630.3 | 65.34 | 70.34 | 5 | 0
2020 | SPP_N_2_MISO_W | SPP_N | MISO_W | Internal | Shoulder | B13 | 600 | 750 | 0 | 62.77 | 66.32 | 5 | 0
2020 | SPP_N_2_MISO_W | SPP_N | MISO_W | Internal | Shoulder | B14 | 900 | 750 | 750 | 58.73 | 64.22 | 5 | 0.49
2020 | SPP_N_2_MISO_W | SPP_N | MISO_W | Internal | Shoulder | B15 | 1203 | 750 | 750 | 57 | 63.19 | 5 | 1.18
2020 | SPP_N_2_MISO_W | SPP_N | MISO_W | Internal | Summer | B1 | 10 | 750 | 750 | 99.82 | 105.11 | 5 | 0.29
2020 | SPP_N_2_MISO_W | SPP_N | MISO_W | Internal | Summer | B2 | 25 | 750 | 610.72 | 98.82 | 103.82 | 5 | 0
2020 | SPP_N_2_MISO_W | SPP_N | MISO_W | Internal | Summer | B3 | 75 | 750 | 0 | 100.28 | 103.82 | 5 | 0
2020 | SPP_N_2_MISO_W | SPP_N | MISO_W | Internal | Summer | B4 | 100 | 750 | 365.81 | 96.89 | 101.89 | 5 | 0
2020 | SPP_N_2_MISO_W | SPP_N | MISO_W | Internal | Summer | B5 | 200 | 750 | 750 | 94.58 | 99.59 | 5 | 0.01
2020 | SPP_N_2_MISO_W | SPP_N | MISO_W | Internal | Summer | B6 | 300 | 750 | 750 | 73.83 | 78.84 | 5 | 0.01
2020 | SPP_N_2_MISO_W | SPP_N | MISO_W | Internal | Summer | B7 | 400 | 750 | 0 | 65.47 | 69.2 | 5 | 0
2020 | SPP_N_2_MISO_W | SPP_N | MISO_W | Internal | Summer | B8 | 500 | 750 | 0 | 63.65 | 63.19 | 5 | 0
2020 | SPP_N_2_MISO_W | SPP_N | MISO_W | Internal | Summer | B9 | 800 | 750 | 0 | 62.71 | 62.7 | 5 | 0
2020 | SPP_N_2_MISO_W | SPP_N | MISO_W | Internal | Summer | B10 | 1262 | 750 | 0 | 59.19 | 62.67 | 5 | 0
2020 | SPP_N_2_MISO_W | SPP_N | MISO_W | Internal | Winter | B16 | 25 | 750 | 750 | 70.63 | 83.47 | 5 | 7.85
2020 | SPP_N_2_MISO_W | SPP_N | MISO_W | Internal | Winter | B17 | 100 | 750 | 750 | 65.63 | 70.64 | 5 | 0.01
2020 | SPP_N_2_MISO_W | SPP_N | MISO_W | Internal | Winter | B18 | 400 | 750 | 296.63 | 64.01 | 69.01 | 5 | 0
2020 | SPP_N_2_MISO_W | SPP_N | MISO_W | Internal | Winter | B19 | 700 | 750 | 0 | 62.73 | 67.46 | 5 | 0
2020 | SPP_N_2_MISO_W | SPP_N | MISO_W | Internal | Winter | B20 | 935 | 750 | 197.12 | 59.37 | 64.37 | 5 | 0
2020 | SPP_N_2_NE | SPP_N | NE | Internal | Shoulder | B11 | 25 | 332 | 256.37 | 72.21 | 72.22 | 0.01 | 0
2020 | SPP_N_2_NE | SPP_N | NE | Internal | Shoulder | B12 | 200 | 332 | 332 | 65.34 | 65.35 | 0.01 | 0
2020 | SPP_N_2_NE | SPP_N | NE | Internal | Shoulder | B13 | 600 | 332 | 332 | 62.77 | 63.47 | 0.01 | 0.69
2020 | SPP_N_2_NE | SPP_N | NE | Internal | Shoulder | B14 | 900 | 332 | 332 | 58.73 | 60.05 | 0.01 | 1.31
2020 | SPP_N_2_NE | SPP_N | NE | Internal | Shoulder | B15 | 1203 | 332 | 332 | 57 | 58.19 | 0.01 | 1.17
2020 | SPP_N_2_NE | SPP_N | NE | Internal | Summer | B1 | 10 | 332 | 332 | 99.82 | 105.11 | 0.01 | 5.28
2020 | SPP_N_2_NE | SPP_N | NE | Internal | Summer | B2 | 25 | 332 | 332 | 98.82 | 103.82 | 0.01 | 4.99
2020 | SPP_N_2_NE | SPP_N | NE | Internal | Summer | B3 | 75 | 332 | 332 | 100.28 | 103.82 | 0.01 | 3.53
2020 | SPP_N_2_NE | SPP_N | NE | Internal | Summer | B4 | 100 | 332 | 332 | 96.89 | 101.89 | 0.01 | 4.99
2020 | SPP_N_2_NE | SPP_N | NE | Internal | Summer | B5 | 200 | 332 | 332 | 94.58 | 99.59 | 0.01 | 5
2020 | SPP_N_2_NE | SPP_N | NE | Internal | Summer | B6 | 300 | 332 | 332 | 73.83 | 76.58 | 0.01 | 2.74
2020 | SPP_N_2_NE | SPP_N | NE | Internal | Summer | B7 | 400 | 332 | 332 | 65.47 | 67.97 | 0.01 | 2.49
2020 | SPP_N_2_NE | SPP_N | NE | Internal | Summer | B8 | 500 | 332 | 0 | 63.65 | 63.58 | 0.01 | 0
2020 | SPP_N_2_NE | SPP_N | NE | Internal | Summer | B9 | 800 | 332 | 0 | 62.71 | 62.7 | 0.01 | 0
2020 | SPP_N_2_NE | SPP_N | NE | Internal | Summer | B10 | 1262 | 332 | 181.72 | 59.19 | 59.2 | 0.01 | 0
2020 | SPP_N_2_NE | SPP_N | NE | Internal | Winter | B16 | 25 | 332 | 332 | 70.63 | 72.69 | 0.01 | 2.05
2020 | SPP_N_2_NE | SPP_N | NE | Internal | Winter | B17 | 100 | 332 | 332 | 65.63 | 67.46 | 0.01 | 1.82
2020 | SPP_N_2_NE | SPP_N | NE | Internal | Winter | B18 | 400 | 332 | 241.59 | 64.01 | 64.02 | 0.01 | 0
2020 | SPP_N_2_NE | SPP_N | NE | Internal | Winter | B19 | 700 | 332 | 332 | 62.73 | 64.02 | 0.01 | 1.28
2020 | SPP_N_2_NE | SPP_N | NE | Internal | Winter | B20 | 935 | 332 | 332 | 59.37 | 60.59 | 0.01 | 1.21
2020 | SPP_N_2_SPP_S | SPP_N | SPP_S | Internal | Shoulder | B11 | 25 | 4000 | 0 | 72.21 | 68.53 | 0.01 | 0
2020 | SPP_N_2_SPP_S | SPP_N | SPP_S | Internal | Shoulder | B12 | 200 | 4000 | 1236.32 | 65.34 | 65.35 | 0.01 | 0
2020 | SPP_N_2_SPP_S | SPP_N | SPP_S | Internal | Shoulder | B13 | 600 | 4000 | 902.97 | 62.77 | 62.78 | 0.01 | 0
2020 | SPP_N_2_SPP_S | SPP_N | SPP_S | Internal | Shoulder | B14 | 900 | 4000 | 0 | 58.73 | 58.72 | 0.01 | 0
2020 | SPP_N_2_SPP_S | SPP_N | SPP_S | Internal | Shoulder | B15 | 1203 | 4000 | 0 | 57 | 56.99 | 0.01 | 0
2020 | SPP_N_2_SPP_S | SPP_N | SPP_S | Internal | Summer | B1 | 10 | 4000 | 0 | 99.82 | 66.39 | 0.01 | 0
2020 | SPP_N_2_SPP_S | SPP_N | SPP_S | Internal | Summer | B2 | 25 | 4000 | 0 | 98.82 | 92.88 | 0.01 | 0
2020 | SPP_N_2_SPP_S | SPP_N | SPP_S | Internal | Summer | B3 | 75 | 4000 | 0 | 100.28 | 92.88 | 0.01 | 0
2020 | SPP_N_2_SPP_S | SPP_N | SPP_S | Internal | Summer | B4 | 100 | 4000 | 0 | 96.89 | 92.88 | 0.01 | 0
2020 | SPP_N_2_SPP_S | SPP_N | SPP_S | Internal | Summer | B5 | 200 | 4000 | 0 | 94.58 | 90.76 | 0.01 | 0
2020 | SPP_N_2_SPP_S | SPP_N | SPP_S | Internal | Summer | B6 | 300 | 4000 | 244.99 | 73.83 | 73.84 | 0.01 | 0
2020 | SPP_N_2_SPP_S | SPP_N | SPP_S | Internal | Summer | B7 | 400 | 4000 | 1874.58 | 65.47 | 65.48 | 0.01 | 0
2020 | SPP_N_2_SPP_S | SPP_N | SPP_S | Internal | Summer | B8 | 500 | 4000 | 4000 | 63.65 | 63.95 | 0.01 | 0.28
2020 | SPP_N_2_SPP_S | SPP_N | SPP_S | Internal | Summer | B9 | 800 | 4000 | 4000 | 62.71 | 63.95 | 0.01 | 1.23
2020 | SPP_N_2_SPP_S | SPP_N | SPP_S | Internal | Summer | B10 | 1262 | 4000 | 2289.88 | 59.19 | 59.2 | 0.01 | 0
2020 | SPP_N_2_SPP_S | SPP_N | SPP_S | Internal | Winter | B16 | 25 | 4000 | 0 | 70.63 | 68.26 | 0.01 | 0
2020 | SPP_N_2_SPP_S | SPP_N | SPP_S | Internal | Winter | B17 | 100 | 4000 | 659.76 | 65.63 | 65.64 | 0.01 | 0
2020 | SPP_N_2_SPP_S | SPP_N | SPP_S | Internal | Winter | B18 | 400 | 4000 | 444.38 | 64.01 | 64.02 | 0.01 | 0
2020 | SPP_N_2_SPP_S | SPP_N | SPP_S | Internal | Winter | B19 | 700 | 4000 | 726.34 | 62.73 | 62.74 | 0.01 | 0
2020 | SPP_N_2_SPP_S | SPP_N | SPP_S | Internal | Winter | B20 | 935 | 4000 | 798.33 | 59.37 | 59.38 | 0.01 | 0
2020 | SPP_S_2_ENT | SPP_S | ENT | Internal | Shoulder | B11 | 25 | 850 | 850 | 68.53 | 77.21 | 5 | 3.68
2020 | SPP_S_2_ENT | SPP_S | ENT | Internal | Shoulder | B12 | 200 | 850 | 0 | 65.35 | 68.27 | 5 | 0
2020 | SPP_S_2_ENT | SPP_S | ENT | Internal | Shoulder | B13 | 600 | 850 | 0 | 62.78 | 67.77 | 5 | 0
2020 | SPP_S_2_ENT | SPP_S | ENT | Internal | Shoulder | B14 | 900 | 850 | 850 | 58.72 | 65.51 | 5 | 1.79
2020 | SPP_S_2_ENT | SPP_S | ENT | Internal | Shoulder | B15 | 1203 | 850 | 850 | 56.99 | 65.51 | 5 | 3.52
2020 | SPP_S_2_ENT | SPP_S | ENT | Internal | Summer | B1 | 10 | 850 | 850 | 66.39 | 104.82 | 5 | 33.43
2020 | SPP_S_2_ENT | SPP_S | ENT | Internal | Summer | B2 | 25 | 850 | 850 | 92.88 | 101.92 | 5 | 4.04
2020 | SPP_S_2_ENT | SPP_S | ENT | Internal | Summer | B3 | 75 | 850 | 850 | 92.88 | 101.92 | 5 | 4.04
2020 | SPP_S_2_ENT | SPP_S | ENT | Internal | Summer | B4 | 100 | 850 | 850 | 92.88 | 101.89 | 5 | 4.01
2020 | SPP_S_2_ENT | SPP_S | ENT | Internal | Summer | B5 | 200 | 850 | 348.9 | 90.76 | 95.76 | 5 | 0
2020 | SPP_S_2_ENT | SPP_S | ENT | Internal | Summer | B6 | 300 | 850 | 0 | 73.84 | 78.83 | 5 | 0
2020 | SPP_S_2_ENT | SPP_S | ENT | Internal | Summer | B7 | 400 | 850 | 0 | 65.48 | 66.9 | 5 | 0
2020 | SPP_S_2_ENT | SPP_S | ENT | Internal | Summer | B8 | 500 | 850 | 0 | 63.95 | 66.9 | 5 | 0
2020 | SPP_S_2_ENT | SPP_S | ENT | Internal | Summer | B9 | 800 | 850 | 0 | 63.95 | 66.41 | 5 | 0
2020 | SPP_S_2_ENT | SPP_S | ENT | Internal | Summer | B10 | 1262 | 850 | 0 | 59.2 | 64.19 | 5 | 0
2020 | SPP_S_2_ENT | SPP_S | ENT | Internal | Winter | B16 | 25 | 850 | 850 | 68.26 | 75.63 | 5 | 2.37
2020 | SPP_S_2_ENT | SPP_S | ENT | Internal | Winter | B17 | 100 | 850 | 0 | 65.64 | 70.5 | 5 | 0
2020 | SPP_S_2_ENT | SPP_S | ENT | Internal | Winter | B18 | 400 | 850 | 0 | 64.02 | 69.01 | 5 | 0
2020 | SPP_S_2_ENT | SPP_S | ENT | Internal | Winter | B19 | 700 | 850 | 850 | 62.74 | 68.12 | 5 | 0.37
2020 | SPP_S_2_ENT | SPP_S | ENT | Internal | Winter | B20 | 935 | 850 | 850 | 59.38 | 68.12 | 5 | 3.74
2020 | SPP_S_2_SPP_N | SPP_S | SPP_N | Internal | Shoulder | B11 | 25 | 640 | 640 | 68.53 | 72.21 | 0.01 | 3.67
2020 | SPP_S_2_SPP_N | SPP_S | SPP_N | Internal | Shoulder | B12 | 200 | 640 | 0 | 65.35 | 65.34 | 0.01 | 0
2020 | SPP_S_2_SPP_N | SPP_S | SPP_N | Internal | Shoulder | B13 | 600 | 640 | 0 | 62.78 | 62.77 | 0.01 | 0
2020 | SPP_S_2_SPP_N | SPP_S | SPP_N | Internal | Shoulder | B14 | 900 | 640 | 97.22 | 58.72 | 58.73 | 0.01 | 0
2020 | SPP_S_2_SPP_N | SPP_S | SPP_N | Internal | Shoulder | B15 | 1203 | 640 | 640 | 56.99 | 57 | 0.01 | 0
2020 | SPP_S_2_SPP_N | SPP_S | SPP_N | Internal | Summer | B1 | 10 | 640 | 640 | 66.39 | 99.82 | 0.01 | 33.42
2020 | SPP_S_2_SPP_N | SPP_S | SPP_N | Internal | Summer | B2 | 25 | 640 | 640 | 92.88 | 98.82 | 0.01 | 5.93
2020 | SPP_S_2_SPP_N | SPP_S | SPP_N | Internal | Summer | B3 | 75 | 640 | 640 | 92.88 | 100.28 | 0.01 | 7.39
2020 | SPP_S_2_SPP_N | SPP_S | SPP_N | Internal | Summer | B4 | 100 | 640 | 640 | 92.88 | 96.89 | 0.01 | 4
2020 | SPP_S_2_SPP_N | SPP_S | SPP_N | Internal | Summer | B5 | 200 | 640 | 640 | 90.76 | 94.58 | 0.01 | 3.81
2020 | SPP_S_2_SPP_N | SPP_S | SPP_N | Internal | Summer | B6 | 300 | 640 | 0 | 73.84 | 73.83 | 0.01 | 0
2020 | SPP_S_2_SPP_N | SPP_S | SPP_N | Internal | Summer | B7 | 400 | 640 | 0 | 65.48 | 65.47 | 0.01 | 0
2020 | SPP_S_2_SPP_N | SPP_S | SPP_N | Internal | Summer | B8 | 500 | 640 | 0 | 63.95 | 63.65 | 0.01 | 0
2020 | SPP_S_2_SPP_N | SPP_S | SPP_N | Internal | Summer | B9 | 800 | 640 | 0 | 63.95 | 62.71 | 0.01 | 0
2020 | SPP_S_2_SPP_N | SPP_S | SPP_N | Internal | Summer | B10 | 1262 | 640 | 0 | 59.2 | 59.19 | 0.01 | 0
2020 | SPP_S_2_SPP_N | SPP_S | SPP_N | Internal | Winter | B16 | 25 | 640 | 640 | 68.26 | 70.63 | 0.01 | 2.35
2020 | SPP_S_2_SPP_N | SPP_S | SPP_N | Internal | Winter | B17 | 100 | 640 | 0 | 65.64 | 65.63 | 0.01 | 0
2020 | SPP_S_2_SPP_N | SPP_S | SPP_N | Internal | Winter | B18 | 400 | 640 | 0 | 64.02 | 64.01 | 0.01 | 0
2020 | SPP_S_2_SPP_N | SPP_S | SPP_N | Internal | Winter | B19 | 700 | 640 | 0 | 62.74 | 62.73 | 0.01 | 0
2020 | SPP_S_2_SPP_N | SPP_S | SPP_N | Internal | Winter | B20 | 935 | 640 | 0 | 59.38 | 59.37 | 0.01 | 0
2020 | TVA_2_ENT | TVA | ENT | Internal | Shoulder | B11 | 25 | 500 | 0 | 83.21 | 77.21 | 9 | 0
2020 | TVA_2_ENT | TVA | ENT | Internal | Shoulder | B12 | 200 | 500 | 0 | 67.02 | 68.27 | 9 | 0
2020 | TVA_2_ENT | TVA | ENT | Internal | Shoulder | B13 | 600 | 500 | 0 | 67.02 | 67.77 | 9 | 0
2020 | TVA_2_ENT | TVA | ENT | Internal | Shoulder | B14 | 900 | 500 | 0 | 67.02 | 65.51 | 9 | 0
2020 | TVA_2_ENT | TVA | ENT | Internal | Shoulder | B15 | 1203 | 500 | 0 | 67.02 | 65.51 | 9 | 0
2020 | TVA_2_ENT | TVA | ENT | Internal | Summer | B1 | 10 | 500 | 0 | 112.83 | 104.82 | 9 | 0
2020 | TVA_2_ENT | TVA | ENT | Internal | Summer | B2 | 25 | 500 | 0 | 108.49 | 101.92 | 9 | 0
2020 | TVA_2_ENT | TVA | ENT | Internal | Summer | B3 | 75 | 500 | 0 | 107.16 | 101.92 | 9 | 0
2020 | TVA_2_ENT | TVA | ENT | Internal | Summer | B4 | 100 | 500 | 0 | 100.93 | 101.89 | 9 | 0
2020 | TVA_2_ENT | TVA | ENT | Internal | Summer | B5 | 200 | 500 | 179.47 | 86.76 | 95.76 | 9 | 0
2020 | TVA_2_ENT | TVA | ENT | Internal | Summer | B6 | 300 | 500 | 500 | 68.54 | 78.83 | 9 | 1.28
2020 | TVA_2_ENT | TVA | ENT | Internal | Summer | B7 | 400 | 500 | 0 | 65.69 | 66.9 | 9 | 0
2020 | TVA_2_ENT | TVA | ENT | Internal | Summer | B8 | 500 | 500 | 0 | 65.69 | 66.9 | 9 | 0
2020 | TVA_2_ENT | TVA | ENT | Internal | Summer | B9 | 800 | 500 | 0 | 65.69 | 66.41 | 9 | 0
2020 | TVA_2_ENT | TVA | ENT | Internal | Summer | B10 | 1262 | 500 | 0 | 63.29 | 64.19 | 9 | 0
2020 | TVA_2_ENT | TVA | ENT | Internal | Winter | B16 | 25 | 500 | 0 | 83.63 | 75.63 | 9 | 0
2020 | TVA_2_ENT | TVA | ENT | Internal | Winter | B17 | 100 | 500 | 0 | 70.7 | 70.5 | 9 | 0
2020 | TVA_2_ENT | TVA | ENT | Internal | Winter | B18 | 400 | 500 | 0 | 69.41 | 69.01 | 9 | 0
2020 | TVA_2_ENT | TVA | ENT | Internal | Winter | B19 | 700 | 500 | 0 | 69.41 | 68.12 | 9 | 0
2020 | TVA_2_ENT | TVA | ENT | Internal | Winter | B20 | 935 | 500 | 0 | 68.84 | 68.12 | 9 | 0
2020 | TVA_2_MISO_MO-IL | TVA | MISO_MO-IL | Internal | Shoulder | B11 | 25 | 50 | 0 | 83.21 | 77.21 | 9 | 0
2020 | TVA_2_MISO_MO-IL | TVA | MISO_MO-IL | Internal | Shoulder | B12 | 200 | 50 | 0 | 67.02 | 70.34 | 9 | 0
2020 | TVA_2_MISO_MO-IL | TVA | MISO_MO-IL | Internal | Shoulder | B13 | 600 | 50 | 0 | 67.02 | 66.32 | 9 | 0
2020 | TVA_2_MISO_MO-IL | TVA | MISO_MO-IL | Internal | Shoulder | B14 | 900 | 50 | 0 | 67.02 | 63.25 | 9 | 0
2020 | TVA_2_MISO_MO-IL | TVA | MISO_MO-IL | Internal | Shoulder | B15 | 1203 | 50 | 0 | 67.02 | 59.19 | 9 | 0
2020 | TVA_2_MISO_MO-IL | TVA | MISO_MO-IL | Internal | Summer | B1 | 10 | 50 | 0 | 112.83 | 104.82 | 9 | 0
2020 | TVA_2_MISO_MO-IL | TVA | MISO_MO-IL | Internal | Summer | B2 | 25 | 50 | 0 | 108.49 | 103.81 | 9 | 0
2020 | TVA_2_MISO_MO-IL | TVA | MISO_MO-IL | Internal | Summer | B3 | 75 | 50 | 0 | 107.16 | 100.77 | 9 | 0
2020 | TVA_2_MISO_MO-IL | TVA | MISO_MO-IL | Internal | Summer | B4 | 100 | 50 | 0 | 100.93 | 100.77 | 9 | 0
2020 | TVA_2_MISO_MO-IL | TVA | MISO_MO-IL | Internal | Summer | B5 | 200 | 50 | 50 | 86.76 | 99.58 | 9 | 3.82
2020 | TVA_2_MISO_MO-IL | TVA | MISO_MO-IL | Internal | Summer | B6 | 300 | 50 | 50 | 68.54 | 78.83 | 9 | 1.28
2020 | TVA_2_MISO_MO-IL | TVA | MISO_MO-IL | Internal | Summer | B7 | 400 | 50 | 0 | 65.69 | 69.19 | 9 | 0
2020 | TVA_2_MISO_MO-IL | TVA | MISO_MO-IL | Internal | Summer | B8 | 500 | 50 | 0 | 65.69 | 63.17 | 9 | 0
2020 | TVA_2_MISO_MO-IL | TVA | MISO_MO-IL | Internal | Summer | B9 | 800 | 50 | 0 | 65.69 | 61.52 | 9 | 0
2020 | TVA_2_MISO_MO-IL | TVA | MISO_MO-IL | Internal | Summer | B10 | 1262 | 50 | 0 | 63.29 | 58.67 | 9 | 0
2020 | TVA_2_MISO_MO-IL | TVA | MISO_MO-IL | Internal | Winter | B16 | 25 | 50 | 0 | 83.63 | 83.48 | 9 | 0
2020 | TVA_2_MISO_MO-IL | TVA | MISO_MO-IL | Internal | Winter | B17 | 100 | 50 | 0 | 70.7 | 70.65 | 9 | 0
2020 | TVA_2_MISO_MO-IL | TVA | MISO_MO-IL | Internal | Winter | B18 | 400 | 50 | 0 | 69.41 | 69.01 | 9 | 0
2020 | TVA_2_MISO_MO-IL | TVA | MISO_MO-IL | Internal | Winter | B19 | 700 | 50 | 0 | 69.41 | 66.76 | 9 | 0
2020 | TVA_2_MISO_MO-IL | TVA | MISO_MO-IL | Internal | Winter | B20 | 935 | 50 | 0 | 68.84 | 60.83 | 9 | 0
2020 | TVA_2_NonRTO_Midwest | TVA | NonRTO_Midwest | Internal | Shoulder | B11 | 25 | 100 | 0 | 83.21 | 85.2 | 9 | 0
2020 | TVA_2_NonRTO_Midwest | TVA | NonRTO_Midwest | Internal | Shoulder | B12 | 200 | 100 | 100 | 67.02 | 78.32 | 9 | 2.31
2020 | TVA_2_NonRTO_Midwest | TVA | NonRTO_Midwest | Internal | Shoulder | B13 | 600 | 100 | 0 | 67.02 | 68.67 | 9 | 0
2020 | TVA_2_NonRTO_Midwest | TVA | NonRTO_Midwest | Internal | Shoulder | B14 | 900 | 100 | 0 | 67.02 | 65.98 | 9 | 0
2020 | TVA_2_NonRTO_Midwest | TVA | NonRTO_Midwest | Internal | Shoulder | B15 | 1203 | 100 | 0 | 67.02 | 63.06 | 9 | 0
2020 | TVA_2_NonRTO_Midwest | TVA | NonRTO_Midwest | Internal | Summer | B1 | 10 | 100 | 0 | 112.83 | 108.46 | 9 | 0
2020 | TVA_2_NonRTO_Midwest | TVA | NonRTO_Midwest | Internal | Summer | B2 | 25 | 100 | 0 | 108.49 | 108.46 | 9 | 0
2020 | TVA_2_NonRTO_Midwest | TVA | NonRTO_Midwest | Internal | Summer | B3 | 75 | 100 | 0 | 107.16 | 107.15 | 9 | 0
2020 | TVA_2_NonRTO_Midwest | TVA | NonRTO_Midwest | Internal | Summer | B4 | 100 | 100 | 0 | 100.93 | 92.92 | 9 | 0
2020 | TVA_2_NonRTO_Midwest | TVA | NonRTO_Midwest | Internal | Summer | B5 | 200 | 100 | 0 | 86.76 | 86.83 | 9 | 0
2020 | TVA_2_NonRTO_Midwest | TVA | NonRTO_Midwest | Internal | Summer | B6 | 300 | 100 | 0 | 68.54 | 72.83 | 9 | 0
2020 | TVA_2_NonRTO_Midwest | TVA | NonRTO_Midwest | Internal | Summer | B7 | 400 | 100 | 0 | 65.69 | 65.98 | 9 | 0
2020 | TVA_2_NonRTO_Midwest | TVA | NonRTO_Midwest | Internal | Summer | B8 | 500 | 100 | 0 | 65.69 | 65.47 | 9 | 0
2020 | TVA_2_NonRTO_Midwest | TVA | NonRTO_Midwest | Internal | Summer | B9 | 800 | 100 | 0 | 65.69 | 63.06 | 9 | 0
2020 | TVA_2_NonRTO_Midwest | TVA | NonRTO_Midwest | Internal | Summer | B10 | 1262 | 100 | 0 | 63.29 | 62.08 | 9 | 0
2020 | TVA_2_NonRTO_Midwest | TVA | NonRTO_Midwest | Internal | Winter | B16 | 25 | 100 | 0 | 83.63 | 91.47 | 9 | 0
2020 | TVA_2_NonRTO_Midwest | TVA | NonRTO_Midwest | Internal | Winter | B17 | 100 | 100 | 0 | 70.7 | 78.64 | 9 | 0
2020 | TVA_2_NonRTO_Midwest | TVA | NonRTO_Midwest | Internal | Winter | B18 | 400 | 100 | 0 | 69.41 | 77 | 9 | 0
2020 | TVA_2_NonRTO_Midwest | TVA | NonRTO_Midwest | Internal | Winter | B19 | 700 | 100 | 0 | 69.41 | 65.98 | 9 | 0
2020 | TVA_2_NonRTO_Midwest | TVA | NonRTO_Midwest | Internal | Winter | B20 | 935 | 100 | 0 | 68.84 | 65.47 | 9 | 0
2020 | TVA_2_PJM_ROR | TVA | PJM_ROR | Internal | Shoulder | B11 | 25 | 500 | 0 | 83.21 | 79.21 | 9 | 0
2020 | TVA_2_PJM_ROR | TVA | PJM_ROR | Internal | Shoulder | B12 | 200 | 500 | 0 | 67.02 | 72.34 | 9 | 0
2020 | TVA_2_PJM_ROR | TVA | PJM_ROR | Internal | Shoulder | B13 | 600 | 500 | 0 | 67.02 | 68.32 | 9 | 0
2020 | TVA_2_PJM_ROR | TVA | PJM_ROR | Internal | Shoulder | B14 | 900 | 500 | 0 | 67.02 | 65.25 | 9 | 0
2020 | TVA_2_PJM_ROR | TVA | PJM_ROR | Internal | Shoulder | B15 | 1203 | 500 | 0 | 67.02 | 61.19 | 9 | 0
2020 | TVA_2_PJM_ROR | TVA | PJM_ROR | Internal | Summer | B1 | 10 | 500 | 0 | 112.83 | 106.82 | 9 | 0
2020 | TVA_2_PJM_ROR | TVA | PJM_ROR | Internal | Summer | B2 | 25 | 500 | 0 | 108.49 | 102.48 | 9 | 0
2020 | TVA_2_PJM_ROR | TVA | PJM_ROR | Internal | Summer | B3 | 75 | 500 | 0 | 107.16 | 101.15 | 9 | 0
2020 | TVA_2_PJM_ROR | TVA | PJM_ROR | Internal | Summer | B4 | 100 | 500 | 0 | 100.93 | 95.28 | 9 | 0
2020 | TVA_2_PJM_ROR | TVA | PJM_ROR | Internal | Summer | B5 | 200 | 500 | 0 | 86.76 | 90.37 | 9 | 0
2020 | TVA_2_PJM_ROR | TVA | PJM_ROR | Internal | Summer | B6 | 300 | 500 | 0 | 68.54 | 76.83 | 9 | 0
2020 | TVA_2_PJM_ROR | TVA | PJM_ROR | Internal | Summer | B7 | 400 | 500 | 0 | 65.69 | 67.36 | 9 | 0
2020 | TVA_2_PJM_ROR | TVA | PJM_ROR | Internal | Summer | B8 | 500 | 500 | 0 | 65.69 | 64.14 | 9 | 0
2020 | TVA_2_PJM_ROR | TVA | PJM_ROR | Internal | Summer | B9 | 800 | 500 | 0 | 65.69 | 61.64 | 9 | 0
2020 | TVA_2_PJM_ROR | TVA | PJM_ROR | Internal | Summer | B10 | 1262 | 500 | 0 | 63.29 | 60.67 | 9 | 0
2020 | TVA_2_PJM_ROR | TVA | PJM_ROR | Internal | Winter | B16 | 25 | 500 | 0 | 83.63 | 86.15 | 9 | 0
2020 | TVA_2_PJM_ROR | TVA | PJM_ROR | Internal | Winter | B17 | 100 | 500 | 0 | 70.7 | 79.47 | 9 | 0
2020 | TVA_2_PJM_ROR | TVA | PJM_ROR | Internal | Winter | B18 | 400 | 500 | 0 | 69.41 | 71.01 | 9 | 0
2020 | TVA_2_PJM_ROR | TVA | PJM_ROR | Internal | Winter | B19 | 700 | 500 | 0 | 69.41 | 68.75 | 9 | 0
2020 | TVA_2_PJM_ROR | TVA | PJM_ROR | Internal | Winter | B20 | 935 | 500 | 0 | 68.84 | 62.83 | 9 | 0
2020 | TVA_2_SOCO | TVA | SOCO | Internal | Shoulder | B11 | 25 | 500 | 456.07 | 83.21 | 92.21 | 9 | 0
2020 | TVA_2_SOCO | TVA | SOCO | Internal | Shoulder | B12 | 200 | 500 | 0 | 67.02 | 69.83 | 9 | 0
2020 | TVA_2_SOCO | TVA | SOCO | Internal | Shoulder | B13 | 600 | 500 | 0 | 67.02 | 68.54 | 9 | 0
2020 | TVA_2_SOCO | TVA | SOCO | Internal | Shoulder | B14 | 900 | 500 | 0 | 67.02 | 68.54 | 9 | 0
2020 | TVA_2_SOCO | TVA | SOCO | Internal | Shoulder | B15 | 1203 | 500 | 0 | 67.02 | 67.38 | 9 | 0
2020 | TVA_2_SOCO | TVA | SOCO | Internal | Summer | B1 | 10 | 500 | 0 | 112.83 | 112.12 | 9 | 0
2020 | TVA_2_SOCO | TVA | SOCO | Internal | Summer | B2 | 25 | 500 | 0 | 108.49 | 109.92 | 9 | 0
2020 | TVA_2_SOCO | TVA | SOCO | Internal | Summer | B3 | 75 | 500 | 0 | 107.16 | 109.92 | 9 | 0
2020 | TVA_2_SOCO | TVA | SOCO | Internal | Summer | B4 | 100 | 500 | 0 | 100.93 | 109.92 | 9 | 0
2020 | TVA_2_SOCO | TVA | SOCO | Internal | Summer | B5 | 200 | 500 | 500 | 86.76 | 103.83 | 9 | 8.07
2020 | TVA_2_SOCO | TVA | SOCO | Internal | Summer | B6 | 300 | 500 | 500 | 68.54 | 89.83 | 9 | 12.28
2020 | TVA_2_SOCO | TVA | SOCO | Internal | Summer | B7 | 400 | 500 | 500 | 65.69 | 80.36 | 9 | 5.66
2020 | TVA_2_SOCO | TVA | SOCO | Internal | Summer | B8 | 500 | 500 | 500 | 65.69 | 74.9 | 9 | 0.2
2020 | TVA_2_SOCO | TVA | SOCO | Internal | Summer | B9 | 800 | 500 | 0 | 65.69 | 68.51 | 9 | 0
2020 | TVA_2_SOCO | TVA | SOCO | Internal | Summer | B10 | 1262 | 500 | 0 | 63.29 | 66.11 | 9 | 0
2020 | TVA_2_SOCO | TVA | SOCO | Internal | Winter | B16 | 25 | 500 | 117.26 | 83.63 | 92.63 | 9 | 0
2020 | TVA_2_SOCO | TVA | SOCO | Internal | Winter | B17 | 100 | 500 | 0 | 70.7 | 76.91 | 9 | 0
2020 | TVA_2_SOCO | TVA | SOCO | Internal | Winter | B18 | 400 | 500 | 0 | 69.41 | 69.99 | 9 | 0
2020 | TVA_2_SOCO | TVA | SOCO | Internal | Winter | B19 | 700 | 500 | 0 | 69.41 | 69.99 | 9 | 0
2020 | TVA_2_SOCO | TVA | SOCO | Internal | Winter | B20 | 935 | 500 | 0 | 68.84 | 69.99 | 9 | 0
2020 | TVA_2_VACAR | TVA | VACAR | Internal | Shoulder | B11 | 25 | 150 | 0 | 83.21 | 85.21 | 9 | 0
2020 | TVA_2_VACAR | TVA | VACAR | Internal | Shoulder | B12 | 200 | 150 | 150 | 67.02 | 76.22 | 9 | 0.2
2020 | TVA_2_VACAR | TVA | VACAR | Internal | Shoulder | B13 | 600 | 150 | 0 | 67.02 | 70.79 | 9 | 0
2020 | TVA_2_VACAR | TVA | VACAR | Internal | Shoulder | B14 | 900 | 150 | 0 | 67.02 | 70.79 | 9 | 0
2020 | TVA_2_VACAR | TVA | VACAR | Internal | Shoulder | B15 | 1203 | 150 | 0 | 67.02 | 61.62 | 9 | 0
2020 | TVA_2_VACAR | TVA | VACAR | Internal | Summer | B1 | 10 | 150 | 0 | 112.83 | 112.82 | 9 | 0
2020 | TVA_2_VACAR | TVA | VACAR | Internal | Summer | B2 | 25 | 150 | 0 | 108.49 | 112.79 | 9 | 0
2020 | TVA_2_VACAR | TVA | VACAR | Internal | Summer | B3 | 75 | 150 | 0 | 107.16 | 112.79 | 9 | 0
2020 | TVA_2_VACAR | TVA | VACAR | Internal | Summer | B4 | 100 | 150 | 0 | 100.93 | 102.92 | 9 | 0
2020 | TVA_2_VACAR | TVA | VACAR | Internal | Summer | B5 | 200 | 150 | 150 | 86.76 | 96.83 | 9 | 1.07
2020 | TVA_2_VACAR | TVA | VACAR | Internal | Summer | B6 | 300 | 150 | 150 | 68.54 | 82.83 | 9 | 5.28
2020 | TVA_2_VACAR | TVA | VACAR | Internal | Summer | B7 | 400 | 150 | 0 | 65.69 | 73.36 | 9 | 0
2020 | TVA_2_VACAR | TVA | VACAR | Internal | Summer | B8 | 500 | 150 | 0 | 65.69 | 70.14 | 9 | 0
2020 | TVA_2_VACAR | TVA | VACAR | Internal | Summer | B9 | 800 | 150 | 0 | 65.69 | 67.64 | 9 | 0
2020 | TVA_2_VACAR | TVA | VACAR | Internal | Summer | B10 | 1262 | 150 | 0 | 63.29 | 59.98 | 9 | 0
2020 | TVA_2_VACAR | TVA | VACAR | Internal | Winter | B16 | 25 | 150 | 0 | 83.63 | 92.15 | 9 | 0
2020 | TVA_2_VACAR | TVA | VACAR | Internal | Winter | B17 | 100 | 150 | 150 | 70.7 | 85.47 | 9 | 5.77
2020 | TVA_2_VACAR | TVA | VACAR | Internal | Winter | B18 | 400 | 150 | 0 | 69.41 | 75.13 | 9 | 0
2020 | TVA_2_VACAR | TVA | VACAR | Internal | Winter | B19 | 700 | 150 | 0 | 69.41 | 73.6 | 9 | 0
2020 | TVA_2_VACAR | TVA | VACAR | Internal | Winter | B20 | 935 | 150 | 0 | 68.84 | 65.65 | 9 | 0
2020 | TVA_Transmission_2_ENT | TVA_Transmission | ENT | Internal | Shoulder | B11 | 25 | 3000 | 0 | 84.06 | 77.21 | 9 | 0
2020 | TVA_Transmission_2_ENT | TVA_Transmission | ENT | Internal | Shoulder | B12 | 200 | 3000 | 0 | 72.79 | 68.27 | 9 | 0
2020 | TVA_Transmission_2_ENT | TVA_Transmission | ENT | Internal | Shoulder | B13 | 600 | 3000 | 0 | 69.65 | 67.77 | 9 | 0
2020 | TVA_Transmission_2_ENT | TVA_Transmission | ENT | Internal | Shoulder | B14 | 900 | 3000 | 0 | 68.46 | 65.51 | 9 | 0
2020 | TVA_Transmission_2_ENT | TVA_Transmission | ENT | Internal | Shoulder | B15 | 1203 | 3000 | 0 | 67.06 | 65.51 | 9 | 0
2020 | TVA_Transmission_2_ENT | TVA_Transmission | ENT | Internal | Summer | B1 | 10 | 3000 | 0 | 112.82 | 104.82 | 9 | 0
2020 | TVA_Transmission_2_ENT | TVA_Transmission | ENT | Internal | Summer | B2 | 25 | 3000 | 0 | 108.48 | 101.92 | 9 | 0
2020 | TVA_Transmission_2_ENT | TVA_Transmission | ENT | Internal | Summer | B3 | 75 | 3000 | 0 | 107.15 | 101.92 | 9 | 0
2020 | TVA_Transmission_2_ENT | TVA_Transmission | ENT | Internal | Summer | B4 | 100 | 3000 | 0 | 100.92 | 101.89 | 9 | 0
2020 | TVA_Transmission_2_ENT | TVA_Transmission | ENT | Internal | Summer | B5 | 200 | 3000 | 0 | 94.83 | 95.76 | 9 | 0
2020 | TVA_Transmission_2_ENT | TVA_Transmission | ENT | Internal | Summer | B6 | 300 | 3000 | 0 | 80.83 | 78.83 | 9 | 0
2020 | TVA_Transmission_2_ENT | TVA_Transmission | ENT | Internal | Summer | B7 | 400 | 3000 | 0 | 72.07 | 66.9 | 9 | 0
2020 | TVA_Transmission_2_ENT | TVA_Transmission | ENT | Internal | Summer | B8 | 500 | 3000 | 0 | 68.14 | 66.9 | 9 | 0
2020 | TVA_Transmission_2_ENT | TVA_Transmission | ENT | Internal | Summer | B9 | 800 | 3000 | 0 | 66.54 | 66.41 | 9 | 0
2020 | TVA_Transmission_2_ENT | TVA_Transmission | ENT | Internal | Summer | B10 | 1262 | 3000 | 0 | 64.33 | 64.19 | 9 | 0
2020 | TVA_Transmission_2_ENT | TVA_Transmission | ENT | Internal | Winter | B16 | 25 | 3000 | 0 | 83.63 | 75.63 | 9 | 0
2020 | TVA_Transmission_2_ENT | TVA_Transmission | ENT | Internal | Winter | B17 | 100 | 3000 | 0 | 77.23 | 70.5 | 9 | 0
2020 | TVA_Transmission_2_ENT | TVA_Transmission | ENT | Internal | Winter | B18 | 400 | 3000 | 0 | 72.65 | 69.01 | 9 | 0
2020 | TVA_Transmission_2_ENT | TVA_Transmission | ENT | Internal | Winter | B19 | 700 | 3000 | 0 | 70.86 | 68.12 | 9 | 0
2020 | TVA_Transmission_2_ENT | TVA_Transmission | ENT | Internal | Winter | B20 | 935 | 3000 | 0 | 68.83 | 68.12 | 9 | 0
2020 | TVA_Transmission_2_MISO_MO-IL | TVA_Transmission | MISO_MO-IL | Internal | Shoulder | B11 | 25 | 4000 | 0 | 84.06 | 77.21 | 9 | 0
2020 | TVA_Transmission_2_MISO_MO-IL | TVA_Transmission | MISO_MO-IL | Internal | Shoulder | B12 | 200 | 4000 | 0 | 72.79 | 70.34 | 9 | 0
2020 | TVA_Transmission_2_MISO_MO-IL | TVA_Transmission | MISO_MO-IL | Internal | Shoulder | B13 | 600 | 4000 | 0 | 69.65 | 66.32 | 9 | 0
2020 | TVA_Transmission_2_MISO_MO-IL | TVA_Transmission | MISO_MO-IL | Internal | Shoulder | B14 | 900 | 4000 | 0 | 68.46 | 63.25 | 9 | 0
2020 | TVA_Transmission_2_MISO_MO-IL | TVA_Transmission | MISO_MO-IL | Internal | Shoulder | B15 | 1203 | 4000 | 0 | 67.06 | 59.19 | 9 | 0
2020 | TVA_Transmission_2_MISO_MO-IL | TVA_Transmission | MISO_MO-IL | Internal | Summer | B1 | 10 | 4000 | 0 | 112.82 | 104.82 | 9 | 0
2020 | TVA_Transmission_2_MISO_MO-IL | TVA_Transmission | MISO_MO-IL | Internal | Summer | B2 | 25 | 4000 | 0 | 108.48 | 103.81 | 9 | 0
2020 | TVA_Transmission_2_MISO_MO-IL | TVA_Transmission | MISO_MO-IL | Internal | Summer | B3 | 75 | 4000 | 0 | 107.15 | 100.77 | 9 | 0
2020 | TVA_Transmission_2_MISO_MO-IL | TVA_Transmission | MISO_MO-IL | Internal | Summer | B4 | 100 | 4000 | 0 | 100.92 | 100.77 | 9 | 0
2020 | TVA_Transmission_2_MISO_MO-IL | TVA_Transmission | MISO_MO-IL | Internal | Summer | B5 | 200 | 4000 | 0 | 94.83 | 99.58 | 9 | 0
2020 | TVA_Transmission_2_MISO_MO-IL | TVA_Transmission | MISO_MO-IL | Internal | Summer | B6 | 300 | 4000 | 0 | 80.83 | 78.83 | 9 | 0
2020 | TVA_Transmission_2_MISO_MO-IL | TVA_Transmission | MISO_MO-IL | Internal | Summer | B7 | 400 | 4000 | 0 | 72.07 | 69.19 | 9 | 0
2020 | TVA_Transmission_2_MISO_MO-IL | TVA_Transmission | MISO_MO-IL | Internal | Summer | B8 | 500 | 4000 | 0 | 68.14 | 63.17 | 9 | 0
2020 | TVA_Transmission_2_MISO_MO-IL | TVA_Transmission | MISO_MO-IL | Internal | Summer | B9 | 800 | 4000 | 0 | 66.54 | 61.52 | 9 | 0
2020 | TVA_Transmission_2_MISO_MO-IL | TVA_Transmission | MISO_MO-IL | Internal | Summer | B10 | 1262 | 4000 | 0 | 64.33 | 58.67 | 9 | 0
2020 | TVA_Transmission_2_MISO_MO-IL | TVA_Transmission | MISO_MO-IL | Internal | Winter | B16 | 25 | 4000 | 0 | 83.63 | 83.48 | 9 | 0
2020 | TVA_Transmission_2_MISO_MO-IL | TVA_Transmission | MISO_MO-IL | Internal | Winter | B17 | 100 | 4000 | 0 | 77.23 | 70.65 | 9 | 0
2020 | TVA_Transmission_2_MISO_MO-IL | TVA_Transmission | MISO_MO-IL | Internal | Winter | B18 | 400 | 4000 | 0 | 72.65 | 69.01 | 9 | 0
2020 | TVA_Transmission_2_MISO_MO-IL | TVA_Transmission | MISO_MO-IL | Internal | Winter | B19 | 700 | 4000 | 0 | 70.86 | 66.76 | 9 | 0
2020 | TVA_Transmission_2_MISO_MO-IL | TVA_Transmission | MISO_MO-IL | Internal | Winter | B20 | 935 | 4000 | 0 | 68.83 | 60.83 | 9 | 0
2020 | TVA_Transmission_2_NonRTO_Midwest | TVA_Transmission | NonRTO_Midwest | Internal | Shoulder | B11 | 25 | 700 | 0 | 84.06 | 85.2 | 9 | 0
2020 | TVA_Transmission_2_NonRTO_Midwest | TVA_Transmission | NonRTO_Midwest | Internal | Shoulder | B12 | 200 | 700 | 0 | 72.79 | 78.32 | 9 | 0
2020 | TVA_Transmission_2_NonRTO_Midwest | TVA_Transmission | NonRTO_Midwest | Internal | Shoulder | B13 | 600 | 700 | 0 | 69.65 | 68.67 | 9 | 0
2020 | TVA_Transmission_2_NonRTO_Midwest | TVA_Transmission | NonRTO_Midwest | Internal | Shoulder | B14 | 900 | 700 | 0 | 68.46 | 65.98 | 9 | 0
2020 | TVA_Transmission_2_NonRTO_Midwest | TVA_Transmission | NonRTO_Midwest | Internal | Shoulder | B15 | 1203 | 700 | 0 | 67.06 | 63.06 | 9 | 0
2020 | TVA_Transmission_2_NonRTO_Midwest | TVA_Transmission | NonRTO_Midwest | Internal | Summer | B1 | 10 | 700 | 0 | 112.82 | 108.46 | 9 | 0
2020 | TVA_Transmission_2_NonRTO_Midwest | TVA_Transmission | NonRTO_Midwest | Internal | Summer | B2 | 25 | 700 | 0 | 108.48 | 108.46 | 9 | 0
2020 | TVA_Transmission_2_NonRTO_Midwest | TVA_Transmission | NonRTO_Midwest | Internal | Summer | B3 | 75 | 700 | 0 | 107.15 | 107.15 | 9 | 0
2020 | TVA_Transmission_2_NonRTO_Midwest | TVA_Transmission | NonRTO_Midwest | Internal | Summer | B4 | 100 | 700 | 0 | 100.92 | 92.92 | 9 | 0
2020 | TVA_Transmission_2_NonRTO_Midwest | TVA_Transmission | NonRTO_Midwest | Internal | Summer | B5 | 200 | 700 | 0 | 94.83 | 86.83 | 9 | 0
2020 | TVA_Transmission_2_NonRTO_Midwest | TVA_Transmission | NonRTO_Midwest | Internal | Summer | B6 | 300 | 700 | 0 | 80.83 | 72.83 | 9 | 0
2020 | TVA_Transmission_2_NonRTO_Midwest | TVA_Transmission | NonRTO_Midwest | Internal | Summer | B7 | 400 | 700 | 0 | 72.07 | 65.98 | 9 | 0
2020 | TVA_Transmission_2_NonRTO_Midwest | TVA_Transmission | NonRTO_Midwest | Internal | Summer | B8 | 500 | 700 | 0 | 68.14 | 65.47 | 9 | 0
2020 | TVA_Transmission_2_NonRTO_Midwest | TVA_Transmission | NonRTO_Midwest | Internal | Summer | B9 | 800 | 700 | 0 | 66.54 | 63.06 | 9 | 0
2020 | TVA_Transmission_2_NonRTO_Midwest | TVA_Transmission | NonRTO_Midwest | Internal | Summer | B10 | 1262 | 700 | 0 | 64.33 | 62.08 | 9 | 0
2020 | TVA_Transmission_2_NonRTO_Midwest | TVA_Transmission | NonRTO_Midwest | Internal | Winter | B16 | 25 | 700 | 0 | 83.63 | 91.47 | 9 | 0
2020 | TVA_Transmission_2_NonRTO_Midwest | TVA_Transmission | NonRTO_Midwest | Internal | Winter | B17 | 100 | 700 | 0 | 77.23 | 78.64 | 9 | 0
2020 | TVA_Transmission_2_NonRTO_Midwest | TVA_Transmission | NonRTO_Midwest | Internal | Winter | B18 | 400 | 700 | 0 | 72.65 | 77 | 9 | 0
2020 | TVA_Transmission_2_NonRTO_Midwest | TVA_Transmission | NonRTO_Midwest | Internal | Winter | B19 | 700 | 700 | 0 | 70.86 | 65.98 | 9 | 0
2020 | TVA_Transmission_2_NonRTO_Midwest | TVA_Transmission | NonRTO_Midwest | Internal | Winter | B20 | 935 | 700 | 0 | 68.83 | 65.47 | 9 | 0
2020 | TVA_Transmission_2_PJM_ROR | TVA_Transmission | PJM_ROR | Internal | Shoulder | B11 | 25 | 2000 | 0 | 84.06 | 79.21 | 9 | 0
2020 | TVA_Transmission_2_PJM_ROR | TVA_Transmission | PJM_ROR | Internal | Shoulder | B12 | 200 | 2000 | 0 | 72.79 | 72.34 | 9 | 0
2020 | TVA_Transmission_2_PJM_ROR | TVA_Transmission | PJM_ROR | Internal | Shoulder | B13 | 600 | 2000 | 0 | 69.65 | 68.32 | 9 | 0
2020 | TVA_Transmission_2_PJM_ROR | TVA_Transmission | PJM_ROR | Internal | Shoulder | B14 | 900 | 2000 | 0 | 68.46 | 65.25 | 9 | 0
2020 | TVA_Transmission_2_PJM_ROR | TVA_Transmission | PJM_ROR | Internal | Shoulder | B15 | 1203 | 2000 | 0 | 67.06 | 61.19 | 9 | 0
2020 | TVA_Transmission_2_PJM_ROR | TVA_Transmission | PJM_ROR | Internal | Summer | B1 | 10 | 2000 | 0 | 112.82 | 106.82 | 9 | 0
2020 | TVA_Transmission_2_PJM_ROR | TVA_Transmission | PJM_ROR | Internal | Summer | B2 | 25 | 2000 | 0 | 108.48 | 102.48 | 9 | 0
2020 | TVA_Transmission_2_PJM_ROR | TVA_Transmission | PJM_ROR | Internal | Summer | B3 | 75 | 2000 | 0 | 107.15 | 101.15 | 9 | 0
2020 | TVA_Transmission_2_PJM_ROR | TVA_Transmission | PJM_ROR | Internal | Summer | B4 | 100 | 2000 | 0 | 100.92 | 95.28 | 9 | 0
2020 | TVA_Transmission_2_PJM_ROR | TVA_Transmission | PJM_ROR | Internal | Summer | B5 | 200 | 2000 | 0 | 94.83 | 90.37 | 9 | 0
2020 | TVA_Transmission_2_PJM_ROR | TVA_Transmission | PJM_ROR | Internal | Summer | B6 | 300 | 2000 | 0 | 80.83 | 76.83 | 9 | 0
2020 | TVA_Transmission_2_PJM_ROR | TVA_Transmission | PJM_ROR | Internal | Summer | B7 | 400 | 2000 | 0 | 72.07 | 67.36 | 9 | 0
2020 | TVA_Transmission_2_PJM_ROR | TVA_Transmission | PJM_ROR | Internal | Summer | B8 | 500 | 2000 | 0 | 68.14 | 64.14 | 9 | 0
2020 | TVA_Transmission_2_PJM_ROR | TVA_Transmission | PJM_ROR | Internal | Summer | B9 | 800 | 2000 | 0 | 66.54 | 61.64 | 9 | 0
2020 | TVA_Transmission_2_PJM_ROR | TVA_Transmission | PJM_ROR | Internal | Summer | B10 | 1262 | 2000 | 0 | 64.33 | 60.67 | 9 | 0
2020 | TVA_Transmission_2_PJM_ROR | TVA_Transmission | PJM_ROR | Internal | Winter | B16 | 25 | 2000 | 0 | 83.63 | 86.15 | 9 | 0
2020 | TVA_Transmission_2_PJM_ROR | TVA_Transmission | PJM_ROR | Internal | Winter | B17 | 100 | 2000 | 0 | 77.23 | 79.47 | 9 | 0
2020 | TVA_Transmission_2_PJM_ROR | TVA_Transmission | PJM_ROR | Internal | Winter | B18 | 400 | 2000 | 0 | 72.65 | 71.01 | 9 | 0
2020 | TVA_Transmission_2_PJM_ROR | TVA_Transmission | PJM_ROR | Internal | Winter | B19 | 700 | 2000 | 0 | 70.86 | 68.75 | 9 | 0
2020 | TVA_Transmission_2_PJM_ROR | TVA_Transmission | PJM_ROR | Internal | Winter | B20 | 935 | 2000 | 0 | 68.83 | 62.83 | 9 | 0
2020 | TVA_Transmission_2_SOCO | TVA_Transmission | SOCO | Internal | Shoulder | B11 | 25 | 3200 | 0 | 84.06 | 92.21 | 9 | 0
2020 | TVA_Transmission_2_SOCO | TVA_Transmission | SOCO | Internal | Shoulder | B12 | 200 | 3200 | 0 | 72.79 | 69.83 | 9 | 0
2020 | TVA_Transmission_2_SOCO | TVA_Transmission | SOCO | Internal | Shoulder | B13 | 600 | 3200 | 0 | 69.65 | 68.54 | 9 | 0
2020 | TVA_Transmission_2_SOCO | TVA_Transmission | SOCO | Internal | Shoulder | B14 | 900 | 3200 | 0 | 68.46 | 68.54 | 9 | 0
2020 | TVA_Transmission_2_SOCO | TVA_Transmission | SOCO | Internal | Shoulder | B15 | 1203 | 3200 | 0 | 67.06 | 67.38 | 9 | 0
2020 | TVA_Transmission_2_SOCO | TVA_Transmission | SOCO | Internal | Summer | B1 | 10 | 3200 | 0 | 112.82 | 112.12 | 9 | 0
2020 | TVA_Transmission_2_SOCO | TVA_Transmission | SOCO | Internal | Summer | B2 | 25 | 3200 | 0 | 108.48 | 109.92 | 9 | 0
2020 | TVA_Transmission_2_SOCO | TVA_Transmission | SOCO | Internal | Summer | B3 | 75 | 3200 | 0 | 107.15 | 109.92 | 9 | 0
2020 | TVA_Transmission_2_SOCO | TVA_Transmission | SOCO | Internal | Summer | B4 | 100 | 3200 | 486.15 | 100.92 | 109.92 | 9 | 0
2020 | TVA_Transmission_2_SOCO | TVA_Transmission | SOCO | Internal | Summer | B5 | 200 | 3200 | 796.54 | 94.83 | 103.83 | 9 | 0
2020 | TVA_Transmission_2_SOCO | TVA_Transmission | SOCO | Internal | Summer | B6 | 300 | 3200 | 302.3 | 80.83 | 89.83 | 9 | 0
2020 | TVA_Transmission_2_SOCO | TVA_Transmission | SOCO | Internal | Summer | B7 | 400 | 3200 | 0 | 72.07 | 80.36 | 9 | 0
2020 | TVA_Transmission_2_SOCO | TVA_Transmission | SOCO | Internal | Summer | B8 | 500 | 3200 | 0 | 68.14 | 74.9 | 9 | 0
2020 | TVA_Transmission_2_SOCO | TVA_Transmission | SOCO | Internal | Summer | B9 | 800 | 3200 | 0 | 66.54 | 68.51 | 9 | 0
2020 | TVA_Transmission_2_SOCO | TVA_Transmission | SOCO | Internal | Summer | B10 | 1262 | 3200 | 0 | 64.33 | 66.11 | 9 | 0
2020 | TVA_Transmission_2_SOCO | TVA_Transmission | SOCO | Internal | Winter | B16 | 25 | 3200 | 1919.23 | 83.63 | 92.63 | 9 | 0
2020 | TVA_Transmission_2_SOCO | TVA_Transmission | SOCO | Internal | Winter | B17 | 100 | 3200 | 0 | 77.23 | 76.91 | 9 | 0
2020 | TVA_Transmission_2_SOCO | TVA_Transmission | SOCO | Internal | Winter | B18 | 400 | 3200 | 0 | 72.65 | 69.99 | 9 | 0
2020 | TVA_Transmission_2_SOCO | TVA_Transmission | SOCO | Internal | Winter | B19 | 700 | 3200 | 0 | 70.86 | 69.99 | 9 | 0
2020 | TVA_Transmission_2_SOCO | TVA_Transmission | SOCO | Internal | Winter | B20 | 935 | 3200 | 0 | 68.83 | 69.99 | 9 | 0
2020 | TVA_Transmission_2_TVA | TVA_Transmission | TVA | Internal | Shoulder | B11 | 25 | 99999 | 0 | 84.06 | 83.21 | 0.01 | 0
2020 | TVA_Transmission_2_TVA | TVA_Transmission | TVA | Internal | Shoulder | B12 | 200 | 99999 | 0 | 72.79 | 67.02 | 0.01 | 0
2020 | TVA_Transmission_2_TVA | TVA_Transmission | TVA | Internal | Shoulder | B13 | 600 | 99999 | 0 | 69.65 | 67.02 | 0.01 | 0
2020 | TVA_Transmission_2_TVA | TVA_Transmission | TVA | Internal | Shoulder | B14 | 900 | 99999 | 0 | 68.46 | 67.02 | 0.01 | 0
2020 | TVA_Transmission_2_TVA | TVA_Transmission | TVA | Internal | Shoulder | B15 | 1203 | 99999 | 0 | 67.06 | 67.02 | 0.01 | 0
2020 | TVA_Transmission_2_TVA | TVA_Transmission | TVA | Internal | Summer | B1 | 10 | 99999 | 3146.1 | 112.82 | 112.83 | 0.01 | 0
2020 | TVA_Transmission_2_TVA | TVA_Transmission | TVA | Internal | Summer | B2 | 25 | 99999 | 2370.07 | 108.48 | 108.49 | 0.01 | 0
2020 | TVA_Transmission_2_TVA | TVA_Transmission | TVA | Internal | Summer | B3 | 75 | 99999 | 846.3 | 107.15 | 107.16 | 0.01 | 0
2020 | TVA_Transmission_2_TVA | TVA_Transmission | TVA | Internal | Summer | B4 | 100 | 99999 | 142.21 | 100.92 | 100.93 | 0.01 | 0
2020 | TVA_Transmission_2_TVA | TVA_Transmission | TVA | Internal | Summer | B5 | 200 | 99999 | 0 | 94.83 | 86.76 | 0.01 | 0
2020 | TVA_Transmission_2_TVA | TVA_Transmission | TVA | Internal | Summer | B6 | 300 | 99999 | 0 | 80.83 | 68.54 | 0.01 | 0
2020 | TVA_Transmission_2_TVA | TVA_Transmission | TVA | Internal | Summer | B7 | 400 | 99999 | 0 | 72.07 | 65.69 | 0.01 | 0
2020 | TVA_Transmission_2_TVA | TVA_Transmission | TVA | Internal | Summer | B8 | 500 | 99999 | 0 | 68.14 | 65.69 | 0.01 | 0
2020 | TVA_Transmission_2_TVA | TVA_Transmission | TVA | Internal | Summer | B9 | 800 | 99999 | 0 | 66.54 | 65.69 | 0.01 | 0
2020 | TVA_Transmission_2_TVA | TVA_Transmission | TVA | Internal | Summer | B10 | 1262 | 99999 | 0 | 64.33 | 63.29 | 0.01 | 0
2020 | TVA_Transmission_2_TVA | TVA_Transmission | TVA | Internal | Winter | B16 | 25 | 99999 | 0 | 83.63 | 83.63 | 0.01 | 0
2020 | TVA_Transmission_2_TVA | TVA_Transmission | TVA | Internal | Winter | B17 | 100 | 99999 | 0 | 77.23 | 70.7 | 0.01 | 0
2020 | TVA_Transmission_2_TVA | TVA_Transmission | TVA | Internal | Winter | B18 | 400 | 99999 | 0 | 72.65 | 69.41 | 0.01 | 0
2020 | TVA_Transmission_2_TVA | TVA_Transmission | TVA | Internal | Winter | B19 | 700 | 99999 | 0 | 70.86 | 69.41 | 0.01 | 0
2020 | TVA_Transmission_2_TVA | TVA_Transmission | TVA | Internal | Winter | B20 | 935 | 99999 | 468.52 | 68.83 | 68.84 | 0.01 | 0
2020 | TVA_Transmission_2_VACAR | TVA_Transmission | VACAR | Internal | Shoulder | B11 | 25 | 900 | 0 | 84.06 | 85.21 | 9 | 0
2020 | TVA_Transmission_2_VACAR | TVA_Transmission | VACAR | Internal | Shoulder | B12 | 200 | 900 | 0 | 72.79 | 76.22 | 9 | 0
2020 | TVA_Transmission_2_VACAR | TVA_Transmission | VACAR | Internal | Shoulder | B13 | 600 | 900 | 0 | 69.65 | 70.79 | 9 | 0
2020 | TVA_Transmission_2_VACAR | TVA_Transmission | VACAR | Internal | Shoulder | B14 | 900 | 900 | 0 | 68.46 | 70.79 | 9 | 0
2020 | TVA_Transmission_2_VACAR | TVA_Transmission | VACAR | Internal | Shoulder | B15 | 1203 | 900 | 0 | 67.06 | 61.62 | 9 | 0
2020 | TVA_Transmission_2_VACAR | TVA_Transmission | VACAR | Internal | Summer | B1 | 10 | 900 | 0 | 112.82 | 112.82 | 9 | 0
2020 | TVA_Transmission_2_VACAR | TVA_Transmission | VACAR | Internal | Summer | B2 | 25 | 900 | 0 | 108.48 | 112.79 | 9 | 0
2020 | TVA_Transmission_2_VACAR | TVA_Transmission | VACAR | Internal | Summer | B3 | 75 | 900 | 0 | 107.15 | 112.79 | 9 | 0
2020 | TVA_Transmission_2_VACAR | TVA_Transmission | VACAR | Internal | Summer | B4 | 100 | 900 | 0 | 100.92 | 102.92 | 9 | 0
2020 | TVA_Transmission_2_VACAR | TVA_Transmission | VACAR | Internal | Summer | B5 | 200 | 900 | 0 | 94.83 | 96.83 | 9 | 0
2020 | TVA_Transmission_2_VACAR | TVA_Transmission | VACAR | Internal | Summer | B6 | 300 | 900 | 0 | 80.83 | 82.83 | 9 | 0
2020 | TVA_Transmission_2_VACAR | TVA_Transmission | VACAR | Internal | Summer | B7 | 400 | 900 | 0 | 72.07 | 73.36 | 9 | 0
2020 | TVA_Transmission_2_VACAR | TVA_Transmission | VACAR | Internal | Summer | B8 | 500 | 900 | 0 | 68.14 | 70.14 | 9 | 0
2020 | TVA_Transmission_2_VACAR | TVA_Transmission | VACAR | Internal | Summer | B9 | 800 | 900 | 0 | 66.54 | 67.64 | 9 | 0
2020 | TVA_Transmission_2_VACAR | TVA_Transmission | VACAR | Internal | Summer | B10 | 1262 | 900 | 0 | 64.33 | 59.98 | 9 | 0
2020 | TVA_Transmission_2_VACAR | TVA_Transmission | VACAR | Internal | Winter | B16 | 25 | 900 | 0 | 83.63 | 92.15 | 9 | 0
2020 | TVA_Transmission_2_VACAR | TVA_Transmission | VACAR | Internal | Winter | B17 | 100 | 900 | 0 | 77.23 | 85.47 | 9 | 0
2020 | TVA_Transmission_2_VACAR | TVA_Transmission | VACAR | Internal | Winter | B18 | 400 | 900 | 0 | 72.65 | 75.13 | 9 | 0
2020 | TVA_Transmission_2_VACAR | TVA_Transmission | VACAR | Internal | Winter | B19 | 700 | 900 | 0 | 70.86 | 73.6 | 9 | 0
2020 | TVA_Transmission_2_VACAR | TVA_Transmission | VACAR | Internal | Winter | B20 | 935 | 900 | 0 | 68.83 | 65.65 | 9 | 0
2020 | VACAR_2_PJM_ROR | VACAR | PJM_ROR | Internal | Shoulder | B11 | 25 | 2000 | 0 | 85.21 | 79.21 | 7 | 0
2020 | VACAR_2_PJM_ROR | VACAR | PJM_ROR | Internal | Shoulder | B12 | 200 | 2000 | 0 | 76.22 | 72.34 | 7 | 0
2020 | VACAR_2_PJM_ROR | VACAR | PJM_ROR | Internal | Shoulder | B13 | 600 | 2000 | 0 | 70.79 | 68.32 | 7 | 0
2020 | VACAR_2_PJM_ROR | VACAR | PJM_ROR | Internal | Shoulder | B14 | 900 | 2000 | 0 | 70.79 | 65.25 | 7 | 0
2020 | VACAR_2_PJM_ROR | VACAR | PJM_ROR | Internal | Shoulder | B15 | 1203 | 2000 | 0 | 61.62 | 61.19 | 7 | 0
2020 | VACAR_2_PJM_ROR | VACAR | PJM_ROR | Internal | Summer | B1 | 10 | 2000 | 0 | 112.82 | 106.82 | 7 | 0
2020 | VACAR_2_PJM_ROR | VACAR | PJM_ROR | Internal | Summer | B2 | 25 | 2000 | 0 | 112.79 | 102.48 | 7 | 0
2020 | VACAR_2_PJM_ROR | VACAR | PJM_ROR | Internal | Summer | B3 | 75 | 2000 | 0 | 112.79 | 101.15 | 7 | 0
2020 | VACAR_2_PJM_ROR | VACAR | PJM_ROR | Internal | Summer | B4 | 100 | 2000 | 0 | 102.92 | 95.28 | 7 | 0
2020 | VACAR_2_PJM_ROR | VACAR | PJM_ROR | Internal | Summer | B5 | 200 | 2000 | 0 | 96.83 | 90.37 | 7 | 0
2020 | VACAR_2_PJM_ROR | VACAR | PJM_ROR | Internal | Summer | B6 | 300 | 2000 | 0 | 82.83 | 76.83 | 7 | 0
2020 | VACAR_2_PJM_ROR | VACAR | PJM_ROR | Internal | Summer | B7 | 400 | 2000 | 0 | 73.36 | 67.36 | 7 | 0
2020 | VACAR_2_PJM_ROR | VACAR | PJM_ROR | Internal | Summer | B8 | 500 | 2000 | 0 | 70.14 | 64.14 | 7 | 0
2020 | VACAR_2_PJM_ROR | VACAR | PJM_ROR | Internal | Summer | B9 | 800 | 2000 | 0 | 67.64 | 61.64 | 7 | 0
2020 | VACAR_2_PJM_ROR | VACAR | PJM_ROR | Internal | Summer | B10 | 1262 | 2000 | 0 | 59.98 | 60.67 | 7 | 0
2020 | VACAR_2_PJM_ROR | VACAR | PJM_ROR | Internal | Winter | B16 | 25 | 2000 | 0 | 92.15 | 86.15 | 7 | 0
2020 | VACAR_2_PJM_ROR | VACAR | PJM_ROR | Internal | Winter | B17 | 100 | 2000 | 0 | 85.47 | 79.47 | 7 | 0
2020 | VACAR_2_PJM_ROR | VACAR | PJM_ROR | Internal | Winter | B18 | 400 | 2000 | 0 | 75.13 | 71.01 | 7 | 0
2020 | VACAR_2_PJM_ROR | VACAR | PJM_ROR | Internal | Winter | B19 | 700 | 2000 | 0 | 73.6 | 68.75 | 7 | 0
2020 | VACAR_2_PJM_ROR | VACAR | PJM_ROR | Internal | Winter | B20 | 935 | 2000 | 0 | 65.65 | 62.83 | 7 | 0
2020 | VACAR_2_SOCO | VACAR | SOCO | Internal | Shoulder | B11 | 25 | 3000 | 2548.2 | 85.21 | 92.21 | 7 | 0
2020 | VACAR_2_SOCO | VACAR | SOCO | Internal | Shoulder | B12 | 200 | 3000 | 0 | 76.22 | 69.83 | 7 | 0
2020 | VACAR_2_SOCO | VACAR | SOCO | Internal | Shoulder | B13 | 600 | 3000 | 0 | 70.79 | 68.54 | 7 | 0
2020 | VACAR_2_SOCO | VACAR | SOCO | Internal | Shoulder | B14 | 900 | 3000 | 0 | 70.79 | 68.54 | 7 | 0
2020 | VACAR_2_SOCO | VACAR | SOCO | Internal | Shoulder | B15 | 1203 | 3000 | 0 | 61.62 | 67.38 | 7 | 0
2020 | VACAR_2_SOCO | VACAR | SOCO | Internal | Summer | B1 | 10 | 3000 | 0 | 112.82 | 112.12 | 7 | 0
2020 | VACAR_2_SOCO | VACAR | SOCO | Internal | Summer | B2 | 25 | 3000 | 0 | 112.79 | 109.92 | 7 | 0
2020 | VACAR_2_SOCO | VACAR | SOCO | Internal | Summer | B3 | 75 | 3000 | 0 | 112.79 | 109.92 | 7 | 0
2020 | VACAR_2_SOCO | VACAR | SOCO | Internal | Summer | B4 | 100 | 3000 | 471.45 | 102.92 | 109.92 | 7 | 0
2020 | VACAR_2_SOCO | VACAR | SOCO | Internal | Summer | B5 | 200 | 3000 | 2216.89 | 96.83 | 103.83 | 7 | 0
2020 | VACAR_2_SOCO | VACAR | SOCO | Internal | Summer | B6 | 300 | 3000 | 1529.13 | 82.83 | 89.83 | 7 | 0
2020 | VACAR_2_SOCO | VACAR | SOCO | Internal | Summer | B7 | 400 | 3000 | 714.66 | 73.36 | 80.36 | 7 | 0
2020 | VACAR_2_SOCO | VACAR | SOCO | Internal | Summer | B8 | 500 | 3000 | 0 | 70.14 | 74.9 | 7 | 0
2020 | VACAR_2_SOCO | VACAR | SOCO | Internal | Summer | B9 | 800 | 3000 | 0 | 67.64 | 68.51 | 7 | 0
2020 | VACAR_2_SOCO | VACAR | SOCO | Internal | Summer | B10 | 1262 | 3000 | 0 | 59.98 | 66.11 | 7 | 0
2020 | VACAR_2_SOCO | VACAR | SOCO | Internal | Winter | B16 | 25 | 3000 | 0 | 92.15 | 92.63 | 7 | 0
2020 | VACAR_2_SOCO | VACAR | SOCO | Internal | Winter | B17 | 100 | 3000 | 0 | 85.47 | 76.91 | 7 | 0
2020 | VACAR_2_SOCO | VACAR | SOCO | Internal | Winter | B18 | 400 | 3000 | 0 | 75.13 | 69.99 | 7 | 0
2020 | VACAR_2_SOCO | VACAR | SOCO | Internal | Winter | B19 | 700 | 3000 | 0 | 73.6 | 69.99 | 7 | 0
2020 | VACAR_2_SOCO | VACAR | SOCO | Internal | Winter | B20 | 935 | 3000 | 0 | 65.65 | 69.99 | 7 | 0
2020 | VACAR_2_TVA_Transmission | VACAR | TVA_Transmission | Internal | Shoulder | B11 | 25 | 900 | 0 | 85.21 | 84.06 | 7 | 0
2020 | VACAR_2_TVA_Transmission | VACAR | TVA_Transmission | Internal | Shoulder | B12 | 200 | 900 | 0 | 76.22 | 72.79 | 7 | 0
2020 | VACAR_2_TVA_Transmission | VACAR | TVA_Transmission | Internal | Shoulder | B13 | 600 | 900 | 0 | 70.79 | 69.65 | 7 | 0
2020 | VACAR_2_TVA_Transmission | VACAR | TVA_Transmission | Internal | Shoulder | B14 | 900 | 900 | 0 | 70.79 | 68.46 | 7 | 0
2020 | VACAR_2_TVA_Transmission | VACAR | TVA_Transmission | Internal | Shoulder | B15 | 1203 | 900 | 0 | 61.62 | 67.06 | 7 | 0
2020 | VACAR_2_TVA_Transmission | VACAR | TVA_Transmission | Internal | Summer | B1 | 10 | 900 | 0 | 112.82 | 112.82 | 7 | 0
2020 | VACAR_2_TVA_Transmission | VACAR | TVA_Transmission | Internal | Summer | B2 | 25 | 900 | 0 | 112.79 | 108.48 | 7 | 0
2020 | VACAR_2_TVA_Transmission | VACAR | TVA_Transmission | Internal | Summer | B3 | 75 | 900 | 0 | 112.79 | 107.15 | 7 | 0
2020 | VACAR_2_TVA_Transmission | VACAR | TVA_Transmission | Internal | Summer | B4 | 100 | 900 | 0 | 102.92 | 100.92 | 7 | 0
2020 | VACAR_2_TVA_Transmission | VACAR | TVA_Transmission | Internal | Summer | B5 | 200 | 900 | 0 | 96.83 | 94.83 | 7 | 0
2020 | VACAR_2_TVA_Transmission | VACAR | TVA_Transmission | Internal | Summer | B6 | 300 | 900 | 0 | 82.83 | 80.83 | 7 | 0
2020 | VACAR_2_TVA_Transmission | VACAR | TVA_Transmission | Internal | Summer | B7 | 400 | 900 | 0 | 73.36 | 72.07 | 7 | 0
2020 | VACAR_2_TVA_Transmission | VACAR | TVA_Transmission | Internal | Summer | B8 | 500 | 900 | 0 | 70.14 | 68.14 | 7 | 0
2020 | VACAR_2_TVA_Transmission | VACAR | TVA_Transmission | Internal | Summer | B9 | 800 | 900 | 0 | 67.64 | 66.54 | 7 | 0
2020 | VACAR_2_TVA_Transmission | VACAR | TVA_Transmission | Internal | Summer | B10 | 1262 | 900 | 0 | 59.98 | 64.33 | 7 | 0
2020 | VACAR_2_TVA_Transmission | VACAR | TVA_Transmission | Internal | Winter | B16 | 25 | 900 | 0 | 92.15 | 83.63 | 7 | 0
2020 | VACAR_2_TVA_Transmission | VACAR | TVA_Transmission | Internal | Winter | B17 | 100 | 900 | 0 | 85.47 | 77.23 | 7 | 0
2020 | VACAR_2_TVA_Transmission | VACAR | TVA_Transmission | Internal | Winter | B18 | 400 | 900 | 0 | 75.13 | 72.65 | 7 | 0
2020 | VACAR_2_TVA_Transmission | VACAR | TVA_Transmission | Internal | Winter | B19 | 700 | 900 | 0 | 73.6 | 70.86 | 7 | 0
2020 | VACAR_2_TVA_Transmission | VACAR | TVA_Transmission | Internal | Winter | B20 | 935 | 900 | 0 | 65.65 | 68.83 | 7 | 0
2025 | ENT_2_MISO_MO-IL | ENT | MISO_MO-IL | Internal | Shoulder | B11 | 25 | 2260 | 0 | 82.57 | 82.57 | 8 | 0
2025 | ENT_2_MISO_MO-IL | ENT | MISO_MO-IL | Internal | Shoulder | B12 | 200 | 2260 | 0 | 73.68 | 75.75 | 8 | 0
2025 | ENT_2_MISO_MO-IL | ENT | MISO_MO-IL | Internal | Shoulder | B13 | 600 | 2260 | 0 | 73.14 | 73.48 | 8 | 0
2025 | ENT_2_MISO_MO-IL | ENT | MISO_MO-IL | Internal | Shoulder | B14 | 900 | 2260 | 0 | 70.69 | 71.09 | 8 | 0
2025 | ENT_2_MISO_MO-IL | ENT | MISO_MO-IL | Internal | Shoulder | B15 | 1203 | 2260 | 0 | 70.69 | 64.15 | 8 | 0
2025 | ENT_2_MISO_MO-IL | ENT | MISO_MO-IL | Internal | Summer | B1 | 10 | 2260 | 0 | 117.69 | 113.34 | 8 | 0
2025 | ENT_2_MISO_MO-IL | ENT | MISO_MO-IL | Internal | Summer | B2 | 25 | 2260 | 0 | 114.51 | 109.53 | 8 | 0
2025 | ENT_2_MISO_MO-IL | ENT | MISO_MO-IL | Internal | Summer | B3 | 75 | 2260 | 0 | 112.44 | 109.53 | 8 | 0
2025 | ENT_2_MISO_MO-IL | ENT | MISO_MO-IL | Internal | Summer | B4 | 100 | 2260 | 0 | 112.27 | 107.27 | 8 | 0
2025 | ENT_2_MISO_MO-IL | ENT | MISO_MO-IL | Internal | Summer | B5 | 200 | 2260 | 0 | 106.06 | 101.06 | 8 | 0
2025 | ENT_2_MISO_MO-IL | ENT | MISO_MO-IL | Internal | Summer | B6 | 300 | 2260 | 0 | 91.03 | 83.58 | 8 | 0
2025 | ENT_2_MISO_MO-IL | ENT | MISO_MO-IL | Internal | Summer | B7 | 400 | 2260 | 0 | 80.34 | 78.03 | 8 | 0
2025 | ENT_2_MISO_MO-IL | ENT | MISO_MO-IL | Internal | Summer | B8 | 500 | 2260 | 0 | 72.16 | 70.92 | 8 | 0
2025 | ENT_2_MISO_MO-IL | ENT | MISO_MO-IL | Internal | Summer | B9 | 800 | 2260 | 0 | 71.63 | 66.39 | 8 | 0
2025 | ENT_2_MISO_MO-IL | ENT | MISO_MO-IL | Internal | Summer | B10 | 1262 | 2260 | 0 | 69.16 | 60.4 | 8 | 0
2025 | ENT_2_MISO_MO-IL | ENT | MISO_MO-IL | Internal | Winter | B16 | 25 | 2260 | 0 | 80.34 | 86.05 | 8 | 0
2025 | ENT_2_MISO_MO-IL | ENT | MISO_MO-IL | Internal | Winter | B17 | 100 | 2260 | 0 | 76.11 | 77.31 | 8 | 0
2025 | ENT_2_MISO_MO-IL | ENT | MISO_MO-IL | Internal | Winter | B18 | 400 | 2260 | 0 | 76.11 | 76.11 | 8 | 0
2025 | ENT_2_MISO_MO-IL | ENT | MISO_MO-IL | Internal | Winter | B19 | 700 | 2260 | 0 | 73.56 | 73.56 | 8 | 0
2025 | ENT_2_MISO_MO-IL | ENT | MISO_MO-IL | Internal | Winter | B20 | 935 | 2260 | 0 | 73.56 | 67.02 | 8 | 0
2025 | ENT_2_SOCO | ENT | SOCO | Internal | Shoulder | B11 | 25 | 2000 | 2000 | 82.57 | 99.57 | 8 | 9
2025 | ENT_2_SOCO | ENT | SOCO | Internal | Shoulder | B12 | 200 | 2000 | 0 | 73.68 | 77.62 | 8 | 0
2025 | ENT_2_SOCO | ENT | SOCO | Internal | Shoulder | B13 | 600 | 2000 | 0 | 73.14 | 75.26 | 8 | 0
2025 | ENT_2_SOCO | ENT | SOCO | Internal | Shoulder | B14 | 900 | 2000 | 0 | 70.69 | 75.26 | 8 | 0
2025 | ENT_2_SOCO | ENT | SOCO | Internal | Shoulder | B15 | 1203 | 2000 | 0 | 70.69 | 72.62 | 8 | 0
2025 | ENT_2_SOCO | ENT | SOCO | Internal | Summer | B1 | 10 | 2000 | 1437.39 | 117.69 | 125.69 | 8 | 0
2025 | ENT_2_SOCO | ENT | SOCO | Internal | Summer | B2 | 25 | 2000 | 70.02 | 114.51 | 122.51 | 8 | 0
2025 | ENT_2_SOCO | ENT | SOCO | Internal | Summer | B3 | 75 | 2000 | 329.92 | 112.44 | 120.44 | 8 | 0
2025 | ENT_2_SOCO | ENT | SOCO | Internal | Summer | B4 | 100 | 2000 | 570.45 | 112.27 | 120.27 | 8 | 0
2025 | ENT_2_SOCO | ENT | SOCO | Internal | Summer | B5 | 200 | 2000 | 2000 | 106.06 | 118.06 | 8 | 4
2025 | ENT_2_SOCO | ENT | SOCO | Internal | Summer | B6 | 300 | 2000 | 2000 | 91.03 | 100.57 | 8 | 1.55
2025 | ENT_2_SOCO | ENT | SOCO | Internal | Summer | B7 | 400 | 2000 | 2000 | 80.34 | 95.03 | 8 | 6.69
2025 | ENT_2_SOCO | ENT | SOCO | Internal | Summer | B8 | 500 | 2000 | 2000 | 72.16 | 85.91 | 8 | 5.75
2025 | ENT_2_SOCO | ENT | SOCO | Internal | Summer | B9 | 800 | 2000 | 0 | 71.63 | 73.81 | 8 | 0
2025 | ENT_2_SOCO | ENT | SOCO | Internal | Summer | B10 | 1262 | 2000 | 0 | 69.16 | 71.22 | 8 | 0
2025 | ENT_2_SOCO | ENT | SOCO | Internal | Winter | B16 | 25 | 2000 | 2000 | 80.34 | 103.05 | 8 | 14.71
2025 | ENT_2_SOCO | ENT | SOCO | Internal | Winter | B17 | 100 | 2000 | 1203.79 | 76.11 | 84.11 | 8 | 0
2025 | ENT_2_SOCO | ENT | SOCO | Internal | Winter | B18 | 400 | 2000 | 0 | 76.11 | 77.03 | 8 | 0
2025 | ENT_2_SOCO | ENT | SOCO | Internal | Winter | B19 | 700 | 2000 | 0 | 73.56 | 77.03 | 8 | 0
2025 | ENT_2_SOCO | ENT | SOCO | Internal | Winter | B20 | 935 | 2000 | 0 | 73.56 | 75.5 | 8 | 0
2025 | ENT_2_SPP_N | ENT | SPP_N | Internal | Shoulder | B11 | 25 | 1300 | 0 | 82.57 | 77.57 | 8 | 0
2025 | ENT_2_SPP_N | ENT | SPP_N | Internal | Shoulder | B12 | 200 | 1300 | 0 | 73.68 | 70.75 | 8 | 0
2025 | ENT_2_SPP_N | ENT | SPP_N | Internal | Shoulder | B13 | 600 | 1300 | 0 | 73.14 | 70.49 | 8 | 0
2025 | ENT_2_SPP_N | ENT | SPP_N | Internal | Shoulder | B14 | 900 | 1300 | 0 | 70.69 | 63.34 | 8 | 0
2025 | ENT_2_SPP_N | ENT | SPP_N | Internal | Shoulder | B15 | 1203 | 1300 | 0 | 70.69 | 61.36 | 8 | 0
2025 | ENT_2_SPP_N | ENT | SPP_N | Internal | Summer | B1 | 10 | 1300 | 0 | 117.69 | 108.83 | 8 | 0
2025 | ENT_2_SPP_N | ENT | SPP_N | Internal | Summer | B2 | 25 | 1300 | 0 | 114.51 | 109.51 | 8 | 0
2025 | ENT_2_SPP_N | ENT | SPP_N | Internal | Summer | B3 | 75 | 1300 | 0 | 112.44 | 109.53 | 8 | 0
2025 | ENT_2_SPP_N | ENT | SPP_N | Internal | Summer | B4 | 100 | 1300 | 0 | 112.27 | 107.27 | 8 | 0
2025 | ENT_2_SPP_N | ENT | SPP_N | Internal | Summer | B5 | 200 | 1300 | 0 | 106.06 | 101.06 | 8 | 0
2025 | ENT_2_SPP_N | ENT | SPP_N | Internal | Summer | B6 | 300 | 1300 | 0 | 91.03 | 86.03 | 8 | 0
2025 | ENT_2_SPP_N | ENT | SPP_N | Internal | Summer | B7 | 400 | 1300 | 0 | 80.34 | 77.57 | 8 | 0
2025 | ENT_2_SPP_N | ENT | SPP_N | Internal | Summer | B8 | 500 | 1300 | 0 | 72.16 | 70.27 | 8 | 0
2025 | ENT_2_SPP_N | ENT | SPP_N | Internal | Summer | B9 | 800 | 1300 | 0 | 71.63 | 69.09 | 8 | 0
2025 | ENT_2_SPP_N | ENT | SPP_N | Internal | Summer | B10 | 1262 | 1300 | 0 | 69.16 | 64.15 | 8 | 0
2025 | ENT_2_SPP_N | ENT | SPP_N | Internal | Winter | B16 | 25 | 1300 | 0 | 80.34 | 73.53 | 8 | 0
2025 | ENT_2_SPP_N | ENT | SPP_N | Internal | Winter | B17 | 100 | 1300 | 0 | 76.11 | 71.1 | 8 | 0
2025 | ENT_2_SPP_N | ENT | SPP_N | Internal | Winter | B18 | 400 | 1300 | 0 | 76.11 | 71.11 | 8 | 0
2025 | ENT_2_SPP_N | ENT | SPP_N | Internal | Winter | B19 | 700 | 1300 | 0 | 73.56 | 68.56 | 8 | 0
2025 | ENT_2_SPP_N | ENT | SPP_N | Internal | Winter | B20 | 935 | 1300 | 0 | 73.56 | 63.97 | 8 | 0
2025 | ENT_2_SPP_S | ENT | SPP_S | Internal | Shoulder | B11 | 25 | 1300 | 0 | 82.57 | 77.56 | 8 | 0
2025 | ENT_2_SPP_S | ENT | SPP_S | Internal | Shoulder | B12 | 200 | 1300 | 0 | 73.68 | 70.66 | 8 | 0
2025 | ENT_2_SPP_S | ENT | SPP_S | Internal | Shoulder | B13 | 600 | 1300 | 0 | 73.14 | 70.5 | 8 | 0
2025 | ENT_2_SPP_S | ENT | SPP_S | Internal | Shoulder | B14 | 900 | 1300 | 0 | 70.69 | 63.36 | 8 | 0
2025 | ENT_2_SPP_S | ENT | SPP_S | Internal | Shoulder | B15 | 1203 | 1300 | 0 | 70.69 | 61.37 | 8 | 0
2025 | ENT_2_SPP_S | ENT | SPP_S | Internal | Summer | B1 | 10 | 1300 | 0 | 117.69 | 72.32 | 8 | 0
2025 | ENT_2_SPP_S | ENT | SPP_S | Internal | Summer | B2 | 25 | 1300 | 0 | 114.51 | 100.23 | 8 | 0
2025 | ENT_2_SPP_S | ENT | SPP_S | Internal | Summer | B3 | 75 | 1300 | 0 | 112.44 | 107.44 | 8 | 0
2025 | ENT_2_SPP_S | ENT | SPP_S | Internal | Summer | B4 | 100 | 1300 | 0 | 112.27 | 100.23 | 8 | 0
2025 | ENT_2_SPP_S | ENT | SPP_S | Internal | Summer | B5 | 200 | 1300 | 0 | 106.06 | 100.23 | 8 | 0
2025 | ENT_2_SPP_S | ENT | SPP_S | Internal | Summer | B6 | 300 | 1300 | 0 | 91.03 | 86.04 | 8 | 0
2025 | ENT_2_SPP_S | ENT | SPP_S | Internal | Summer | B7 | 400 | 1300 | 0 | 80.34 | 77.59 | 8 | 0
2025 | ENT_2_SPP_S | ENT | SPP_S | Internal | Summer | B8 | 500 | 1300 | 0 | 72.16 | 70.28 | 8 | 0
2025 | ENT_2_SPP_S | ENT | SPP_S | Internal | Summer | B9 | 800 | 1300 | 0 | 71.63 | 69.11 | 8 | 0
2025 | ENT_2_SPP_S | ENT | SPP_S | Internal | Summer | B10 | 1262 | 1300 | 0 | 69.16 | 64.16 | 8 | 0
2025 | ENT_2_SPP_S | ENT | SPP_S | Internal | Winter | B16 | 25 | 1300 | 0 | 80.34 | 73.55 | 8 | 0
2025 | ENT_2_SPP_S | ENT | SPP_S | Internal | Winter | B17 | 100 | 1300 | 0 | 76.11 | 71.11 | 8 | 0
2025 | ENT_2_SPP_S | ENT | SPP_S | Internal | Winter | B18 | 400 | 1300 | 0 | 76.11 | 71.12 | 8 | 0
2025 | ENT_2_SPP_S | ENT | SPP_S | Internal | Winter | B19 | 700 | 1300 | 0 | 73.56 | 68.57 | 8 | 0
2025 | ENT_2_SPP_S | ENT | SPP_S | Internal | Winter | B20 | 935 | 1300 | 0 | 73.56 | 63.96 | 8 | 0
2025 | ENT_2_TVA_Transmission | ENT | TVA_Transmission | Internal | Shoulder | B11 | 25 | 2100 | 243.7 | 82.57 | 90.57 | 8 | 0
2025 | ENT_2_TVA_Transmission | ENT | TVA_Transmission | Internal | Shoulder | B12 | 200 | 2100 | 0 | 73.68 | 79.1 | 8 | 0
2025 | ENT_2_TVA_Transmission | ENT | TVA_Transmission | Internal | Shoulder | B13 | 600 | 2100 | 0 | 73.14 | 77.01 | 8 | 0
2025 | ENT_2_TVA_Transmission | ENT | TVA_Transmission | Internal | Shoulder | B14 | 900 | 2100 | 0 | 70.69 | 75.34 | 8 | 0
2025 | ENT_2_TVA_Transmission | ENT | TVA_Transmission | Internal | Shoulder | B15 | 1203 | 2100 | 0 | 70.69 | 72.15 | 8 | 0
2025 | ENT_2_TVA_Transmission | ENT | TVA_Transmission | Internal | Summer | B1 | 10 | 2100 | 0 | 117.69 | 121.34 | 8 | 0
2025 | ENT_2_TVA_Transmission | ENT | TVA_Transmission | Internal | Summer | B2 | 25 | 2100 | 0 | 114.51 | 117.53 | 8 | 0
2025 | ENT_2_TVA_Transmission | ENT | TVA_Transmission | Internal | Summer | B3 | 75 | 2100 | 0 | 112.44 | 115.27 | 8 | 0
2025 | ENT_2_TVA_Transmission | ENT | TVA_Transmission | Internal | Summer | B4 | 100 | 2100 | 0 | 112.27 | 115.27 | 8 | 0
2025 | ENT_2_TVA_Transmission | ENT | TVA_Transmission | Internal | Summer | B5 | 200 | 2100 | 0 | 106.06 | 109.06 | 8 | 0
2025 | ENT_2_TVA_Transmission | ENT | TVA_Transmission | Internal | Summer | B6 | 300 | 2100 | 0 | 91.03 | 91.57 | 8 | 0
2025 | ENT_2_TVA_Transmission | ENT | TVA_Transmission | Internal | Summer | B7 | 400 | 2100 | 0 | 80.34 | 86.03 | 8 | 0
2025 | ENT_2_TVA_Transmission | ENT | TVA_Transmission | Internal | Summer | B8 | 500 | 2100 | 0 | 72.16 | 77.61 | 8 | 0
2025 | ENT_2_TVA_Transmission | ENT | TVA_Transmission | Internal | Summer | B9 | 800 | 2100 | 0 | 71.63 | 71.87 | 8 | 0
2025 | ENT_2_TVA_Transmission | ENT | TVA_Transmission | Internal | Summer | B10 | 1262 | 2100 | 0 | 69.16 | 65.86 | 8 | 0
2025 | ENT_2_TVA_Transmission | ENT | TVA_Transmission | Internal | Winter | B16 | 25 | 2100 | 2100 | 80.34 | 94.05 | 8 | 5.71
2025 | ENT_2_TVA_Transmission | ENT | TVA_Transmission | Internal | Winter | B17 | 100 | 2100 | 0 | 76.11 | 82.47 | 8 | 0
2025 | ENT_2_TVA_Transmission | ENT | TVA_Transmission | Internal | Winter | B18 | 400 | 2100 | 0 | 76.11 | 79.87 | 8 | 0
2025 | ENT_2_TVA_Transmission | ENT | TVA_Transmission | Internal | Winter | B19 | 700 | 2100 | 0 | 73.56 | 77.77 | 8 | 0
2025 | ENT_2_TVA_Transmission | ENT | TVA_Transmission | Internal | Winter | B20 | 935 | 2100 | 0 | 73.56 | 75.02 | 8 | 0
2025 | FRCC_2_SOCO | FRCC | SOCO | Internal | Shoulder | B11 | 25 | 900 | 0 | 109.57 | 99.57 | 8 | 0
2025 | FRCC_2_SOCO | FRCC | SOCO | Internal | Shoulder | B12 | 200 | 900 | 0 | 81.24 | 77.62 | 8 | 0
2025 | FRCC_2_SOCO | FRCC | SOCO | Internal | Shoulder | B13 | 600 | 900 | 0 | 81.24 | 75.26 | 8 | 0
2025 | FRCC_2_SOCO | FRCC | SOCO | Internal | Shoulder | B14 | 900 | 900 | 0 | 77.85 | 75.26 | 8 | 0
2025 | FRCC_2_SOCO | FRCC | SOCO | Internal | Shoulder | B15 | 1203 | 900 | 0 | 77.85 | 72.62 | 8 | 0
2025 | FRCC_2_SOCO | FRCC | SOCO | Internal | Summer | B1 | 10 | 900 | 0 | 135.69 | 125.69 | 8 | 0
2025 | FRCC_2_SOCO | FRCC | SOCO | Internal | Summer | B2 | 25 | 900 | 0 | 125.11 | 122.51 | 8 | 0
2025 | FRCC_2_SOCO | FRCC | SOCO | Internal | Summer | B3 | 75 | 900 | 0 | 125.11 | 120.44 | 8 | 0
2025 | FRCC_2_SOCO | FRCC | SOCO | Internal | Summer | B4 | 100 | 900 | 0 | 125.11 | 120.27 | 8 | 0
2025 | FRCC_2_SOCO | FRCC | SOCO | Internal | Summer | B5 | 200 | 900 | 0 | 125.11 | 118.06 | 8 | 0
2025 | FRCC_2_SOCO | FRCC | SOCO | Internal | Summer | B6 | 300 | 900 | 0 | 110.57 | 100.57 | 8 | 0
2025 | FRCC_2_SOCO | FRCC | SOCO | Internal | Summer | B7 | 400 | 900 | 0 | 91.75 | 95.03 | 8 | 0
2025 | FRCC_2_SOCO | FRCC | SOCO | Internal | Summer | B8 | 500 | 900 | 0 | 80.4 | 85.91 | 8 | 0
2025 | FRCC_2_SOCO | FRCC | SOCO | Internal | Summer | B9 | 800 | 900 | 0 | 77.04 | 73.81 | 8 | 0
2025 | FRCC_2_SOCO | FRCC | SOCO | Internal | Summer | B10 | 1262 | 900 | 0 | 77.04 | 71.22 | 8 | 0
2025 | FRCC_2_SOCO | FRCC | SOCO | Internal | Winter | B16 | 25 | 900 | 0 | 106.85 | 103.05 | 8 | 0
2025 | FRCC_2_SOCO | FRCC | SOCO | Internal | Winter | B17 | 100 | 900 | 0 | 83.81 | 84.11 | 8 | 0
2025 | FRCC_2_SOCO | FRCC | SOCO | Internal | Winter | B18 | 400 | 900 | 0 | 82.26 | 77.03 | 8 | 0
2025 | FRCC_2_SOCO | FRCC | SOCO | Internal | Winter | B19 | 700 | 900 | 0 | 80.3 | 77.03 | 8 | 0
2025 | FRCC_2_SOCO | FRCC | SOCO | Internal | Winter | B20 | 935 | 900 | 0 | 80.3 | 75.5 | 8 | 0
2025 | HQ_NEISO_2_NEISO | HQ_NEISO | NEISO | Internal | Shoulder | B11 | 25 | 99999 | 2920 | 65.75 | 65.77 | 0.01 | 0
2025 | HQ_NEISO_2_NEISO | HQ_NEISO | NEISO | Internal | Shoulder | B12 | 200 | 99999 | 2920 | 65.75 | 65.77 | 0.01 | 0
2025 | HQ_NEISO_2_NEISO | HQ_NEISO | NEISO | Internal | Shoulder | B13 | 600 | 99999 | 2920 | 64.43 | 64.44 | 0.01 | 0
2025 | HQ_NEISO_2_NEISO | HQ_NEISO | NEISO | Internal | Shoulder | B14 | 900 | 99999 | 2920 | 64.29 | 64.3 | 0.01 | 0
2025 | HQ_NEISO_2_NEISO | HQ_NEISO | NEISO | Internal | Shoulder | B15 | 1203 | 99999 | 1143.24 | 64.29 | 64.3 | 0.01 | 0
2025 | HQ_NEISO_2_NEISO | HQ_NEISO | NEISO | Internal | Summer | B1 | 10 | 99999 | 2920.1 | 141.35 | 141.36 | 0.01 | 0
2025 | HQ_NEISO_2_NEISO | HQ_NEISO | NEISO | Internal | Summer | B2 | 25 | 99999 | 2920.1 | 117.68 | 117.69 | 0.01 | 0
2025 | HQ_NEISO_2_NEISO | HQ_NEISO | NEISO | Internal | Summer | B3 | 75 | 99999 | 2920 | 88.86 | 88.87 | 0.01 | 0
2025 | HQ_NEISO_2_NEISO | HQ_NEISO | NEISO | Internal | Summer | B4 | 100 | 99999 | 2920 | 85.25 | 85.26 | 0.01 | 0
2025 | HQ_NEISO_2_NEISO | HQ_NEISO | NEISO | Internal | Summer | B5 | 200 | 99999 | 2920 | 64.43 | 64.45 | 0.01 | 0
2025 | HQ_NEISO_2_NEISO | HQ_NEISO | NEISO | Internal | Summer | B6 | 300 | 99999 | 2920 | 62.58 | 62.6 | 0.01 | 0
2025 | HQ_NEISO_2_NEISO | HQ_NEISO | NEISO | Internal | Summer | B7 | 400 | 99999 | 2920 | 62.58 | 62.6 | 0.01 | 0
2025 | HQ_NEISO_2_NEISO | HQ_NEISO | NEISO | Internal | Summer | B8 | 500 | 99999 | 2920 | 62.58 | 62.6 | 0.01 | 0
2025 | HQ_NEISO_2_NEISO | HQ_NEISO | NEISO | Internal | Summer | B9 | 800 | 99999 | 2920 | 62.58 | 62.6 | 0.01 | 0
2025 | HQ_NEISO_2_NEISO | HQ_NEISO | NEISO | Internal | Summer | B10 | 1262 | 99999 | 795.94 | 62.58 | 62.6 | 0.01 | 0
2025 | HQ_NEISO_2_NEISO | HQ_NEISO | NEISO | Internal | Winter | B16 | 25 | 99999 | 2920 | 75.55 | 75.56 | 0.01 | 0
2025 | HQ_NEISO_2_NEISO | HQ_NEISO | NEISO | Internal | Winter | B17 | 100 | 99999 | 2920 | 74.28 | 74.29 | 0.01 | 0
2025 | HQ_NEISO_2_NEISO | HQ_NEISO | NEISO | Internal | Winter | B18 | 400 | 99999 | 2920 | 72.85 | 72.87 | 0.01 | 0
2025 | HQ_NEISO_2_NEISO | HQ_NEISO | NEISO | Internal | Winter | B19 | 700 | 99999 | 2920 | 72.85 | 72.87 | 0.01 | 0
2025 | HQ_NEISO_2_NEISO | HQ_NEISO | NEISO | Internal | Winter | B20 | 935 | 99999 | 1233.58 | 72.85 | 72.87 | 0.01 | 0
2025 | HQ_NY_2_NYISO_A-F | HQ_NY | NYISO_A-F | Internal | Shoulder | B11 | 25 | 99999 | 2812.27 | 68.73 | 68.74 | 0.01 | 0
2025 | HQ_NY_2_NYISO_A-F | HQ_NY | NYISO_A-F | Internal | Shoulder | B12 | 200 | 99999 | 2847.69 | 68.73 | 68.74 | 0.01 | 0
2025 | HQ_NY_2_NYISO_A-F | HQ_NY | NYISO_A-F | Internal | Shoulder | B13 | 600 | 99999 | 2781.85 | 67.42 | 67.43 | 0.01 | 0
2025 | HQ_NY_2_NYISO_A-F | HQ_NY | NYISO_A-F | Internal | Shoulder | B14 | 900 | 99999 | 2673.14 | 66.16 | 66.17 | 0.01 | 0
2025 | HQ_NY_2_NYISO_A-F | HQ_NY | NYISO_A-F | Internal | Shoulder | B15 | 1203 | 99999 | 1582.7 | 66.16 | 66.17 | 0.01 | 0
2025 | HQ_NY_2_NYISO_A-F | HQ_NY | NYISO_A-F | Internal | Summer | B1 | 10 | 99999 | 3500 | 88.25 | 88.26 | 0.01 | 0
2025 | HQ_NY_2_NYISO_A-F | HQ_NY | NYISO_A-F | Internal | Summer | B2 | 25 | 99999 | 3406.71 | 93.29 | 93.3 | 0.01 | 0
2025 | HQ_NY_2_NYISO_A-F | HQ_NY | NYISO_A-F | Internal | Summer | B3 | 75 | 99999 | 3266.6 | 88.25 | 88.26 | 0.01 | 0
2025 | HQ_NY_2_NYISO_A-F | HQ_NY | NYISO_A-F | Internal | Summer | B4 | 100 | 99999 | 3116.28 | 88.25 | 88.26 | 0.01 | 0
2025 | HQ_NY_2_NYISO_A-F | HQ_NY | NYISO_A-F | Internal | Summer | B5 | 200 | 99999 | 3025.49 | 67.43 | 67.45 | 0.01 | 0
2025 | HQ_NY_2_NYISO_A-F | HQ_NY | NYISO_A-F | Internal | Summer | B6 | 300 | 99999 | 2934.86 | 67.43 | 67.45 | 0.01 | 0
2025 | HQ_NY_2_NYISO_A-F | HQ_NY | NYISO_A-F | Internal | Summer | B7 | 400 | 99999 | 2830.75 | 67.43 | 67.45 | 0.01 | 0
2025 | HQ_NY_2_NYISO_A-F | HQ_NY | NYISO_A-F | Internal | Summer | B8 | 500 | 99999 | 2760.25 | 64.91 | 64.93 | 0.01 | 0
2025 | HQ_NY_2_NYISO_A-F | HQ_NY | NYISO_A-F | Internal | Summer | B9 | 800 | 99999 | 2664.71 | 64.4 | 64.41 | 0.01 | 0
2025 | HQ_NY_2_NYISO_A-F | HQ_NY | NYISO_A-F | Internal | Summer | B10 | 1262 | 99999 | 1436.31 | 64.4 | 64.41 | 0.01 | 0
2025 | HQ_NY_2_NYISO_A-F | HQ_NY | NYISO_A-F | Internal | Winter | B16 | 25 | 99999 | 3058.87 | 71.28 | 71.29 | 0.01 | 0
2025 | HQ_NY_2_NYISO_A-F | HQ_NY | NYISO_A-F | Internal | Winter | B17 | 100 | 99999 | 3001.1 | 71.28 | 71.29 | 0.01 | 0
2025 | HQ_NY_2_NYISO_A-F | HQ_NY | NYISO_A-F | Internal | Winter | B18 | 400 | 99999 | 2934.69 | 71.28 | 71.29 | 0.01 | 0
2025 | HQ_NY_2_NYISO_A-F | HQ_NY | NYISO_A-F | Internal | Winter | B19 | 700 | 99999 | 2819.07 | 69.85 | 69.87 | 0.01 | 0
2025 | HQ_NY_2_NYISO_A-F | HQ_NY | NYISO_A-F | Internal | Winter | B20 | 935 | 99999 | 1762.97 | 69.85 | 69.87 | 0.01 | 0
2025 | HQ_IESO_2_IESO | HQ_IESO | IESO | Internal | Shoulder | B11 | 25 | 99999 | 400 | 14.41 | 14.42 | 0.01 | 0
2025 | HQ_IESO_2_IESO | HQ_IESO | IESO | Internal | Shoulder | B12 | 200 | 99999 | 400 | 14.41 | 14.42 | 0.01 | 0
2025 | HQ_IESO_2_IESO | HQ_IESO | IESO | Internal | Shoulder | B13 | 600 | 99999 | 400 | 14.41 | 14.42 | 0.01 | 0
2025 | HQ_IESO_2_IESO | HQ_IESO | IESO | Internal | Shoulder | B14 | 900 | 99999 | 400 | 14.41 | 14.42 | 0.01 | 0
2025 | HQ_IESO_2_IESO | HQ_IESO | IESO | Internal | Shoulder | B15 | 1203 | 99999 | 75.48 | 14.41 | 14.42 | 0.01 | 0
2025 | HQ_IESO_2_IESO | HQ_IESO | IESO | Internal | Summer | B1 | 10 | 99999 | 400 | 81.25 | 81.26 | 0.01 | 0
2025 | HQ_IESO_2_IESO | HQ_IESO | IESO | Internal | Summer | B2 | 25 | 99999 | 400 | 86.29 | 86.3 | 0.01 | 0
2025 | HQ_IESO_2_IESO | HQ_IESO | IESO | Internal | Summer | B3 | 75 | 99999 | 400 | 58.05 | 58.06 | 0.01 | 0
2025 | HQ_IESO_2_IESO | HQ_IESO | IESO | Internal | Summer | B4 | 100 | 99999 | 400 | 58.05 | 58.06 | 0.01 | 0
2025 | HQ_IESO_2_IESO | HQ_IESO | IESO | Internal | Summer | B5 | 200 | 99999 | 400 | 11.5 | 11.51 | 0.01 | 0
2025 | HQ_IESO_2_IESO | HQ_IESO | IESO | Internal | Summer | B6 | 300 | 99999 | 400 | 11.5 | 11.51 | 0.01 | 0
2025 | HQ_IESO_2_IESO | HQ_IESO | IESO | Internal | Summer | B7 | 400 | 99999 | 400 | 11.5 | 11.51 | 0.01 | 0
2025 | HQ_IESO_2_IESO | HQ_IESO | IESO | Internal | Summer | B8 | 500 | 99999 | 400 | 11.5 | 11.51 | 0.01 | 0
2025 | HQ_IESO_2_IESO | HQ_IESO | IESO | Internal | Summer | B9 | 800 | 99999 | 400 | 11.5 | 11.51 | 0.01 | 0
2025 | HQ_IESO_2_IESO | HQ_IESO | IESO | Internal | Summer | B10 | 1262 | 99999 | 12.04 | 11.5 | 11.51 | 0.01 | 0
2025 | HQ_IESO_2_IESO | HQ_IESO | IESO | Internal | Winter | B16 | 25 | 99999 | 400 | 14.41 | 14.42 | 0.01 | 0
2025 | HQ_IESO_2_IESO | HQ_IESO | IESO | Internal | Winter | B17 | 100 | 99999 | 400 | 14.41 | 14.42 | 0.01 | 0
2025 | HQ_IESO_2_IESO | HQ_IESO | IESO | Internal | Winter | B18 | 400 | 99999 | 400 | 14.41 | 14.42 | 0.01 | 0
2025 | HQ_IESO_2_IESO | HQ_IESO | IESO | Internal | Winter | B19 | 700 | 99999 | 400 | 14.41 | 14.42 | 0.01 | 0
2025 | HQ_IESO_2_IESO | HQ_IESO | IESO | Internal | Winter | B20 | 935 | 99999 | 91.98 | 14.41 | 14.42 | 0.01 | 0
2025 | IESO_2_MAPP_CA | IESO | MAPP_CA | Internal | Shoulder | B11 | 25 | 262 | 262 | 14.42 | 60.26 | 7 | 38.84
2025 | IESO_2_MAPP_CA | IESO | MAPP_CA | Internal | Shoulder | B12 | 200 | 262 | 262 | 14.42 | 60.26 | 7 | 38.84
2025 | IESO_2_MAPP_CA | IESO | MAPP_CA | Internal | Shoulder | B13 | 600 | 262 | 262 | 14.42 | 60.26 | 7 | 38.84
2025 | IESO_2_MAPP_CA | IESO | MAPP_CA | Internal | Shoulder | B14 | 900 | 262 | 262 | 14.42 | 56.33 | 7 | 34.91
2025 | IESO_2_MAPP_CA | IESO | MAPP_CA | Internal | Shoulder | B15 | 1203 | 262 | 262 | 14.42 | 56.33 | 7 | 34.91
2025 | IESO_2_MAPP_CA | IESO | MAPP_CA | Internal | Summer | B1 | 10 | 262 | 36.56 | 81.26 | 88.26 | 7 | 0
2025 | IESO_2_MAPP_CA | IESO | MAPP_CA | Internal | Summer | B2 | 25 | 262 | 106.11 | 86.3 | 93.3 | 7 | 0
2025 | IESO_2_MAPP_CA | IESO | MAPP_CA | Internal | Summer | B3 | 75 | 262 | 217.84 | 58.06 | 65.06 | 7 | 0
2025 | IESO_2_MAPP_CA | IESO | MAPP_CA | Internal | Summer | B4 | 100 | 262 | 237.33 | 58.06 | 65.06 | 7 | 0
2025 | IESO_2_MAPP_CA | IESO | MAPP_CA | Internal | Summer | B5 | 200 | 262 | 262 | 11.51 | 58.66 | 7 | 40.15
2025 | IESO_2_MAPP_CA | IESO | MAPP_CA | Internal | Summer | B6 | 300 | 262 | 262 | 11.51 | 69.57 | 7 | 51.06
2025 | IESO_2_MAPP_CA | IESO | MAPP_CA | Internal | Summer | B7 | 400 | 262 | 262 | 11.51 | 58.66 | 7 | 40.15
2025 | IESO_2_MAPP_CA | IESO | MAPP_CA | Internal | Summer | B8 | 500 | 262 | 262 | 11.51 | 57.51 | 7 | 39.01
2025 | IESO_2_MAPP_CA | IESO | MAPP_CA | Internal | Summer | B9 | 800 | 262 | 262 | 11.51 | 57.51 | 7 | 39.01
2025 | IESO_2_MAPP_CA | IESO | MAPP_CA | Internal | Summer | B10 | 1262 | 262 | 262 | 11.51 | 57.51 | 7 | 39.01
2025 | IESO_2_MAPP_CA | IESO | MAPP_CA | Internal | Winter | B16 | 25 | 262 | 262 | 14.42 | 63.18 | 7 | 41.76
2025 | IESO_2_MAPP_CA | IESO | MAPP_CA | Internal | Winter | B17 | 100 | 262 | 262 | 14.42 | 64.09 | 7 | 42.66
2025 | IESO_2_MAPP_CA | IESO | MAPP_CA | Internal | Winter | B18 | 400 | 262 | 262 | 14.42 | 68.53 | 7 | 47.11
2025 | IESO_2_MAPP_CA | IESO | MAPP_CA | Internal | Winter | B19 | 700 | 262 | 262 | 14.42 | 68.53 | 7 | 47.11
2025 | IESO_2_MAPP_CA | IESO | MAPP_CA | Internal | Winter | B20 | 935 | 262 | 262 | 14.42 | 63.18 | 7 | 41.76
2025 | IESO_2_MISO_MI | IESO | MISO_MI | Internal | Shoulder | B11 | 25 | 1840 | 1840 | 14.42 | 82.57 | 7 | 61.15
2025 | IESO_2_MISO_MI | IESO | MISO_MI | Internal | Shoulder | B12 | 200 | 1840 | 1840 | 14.42 | 75.77 | 7 | 54.35
2025 | IESO_2_MISO_MI | IESO | MISO_MI | Internal | Shoulder | B13 | 600 | 1840 | 1840 | 14.42 | 73.48 | 7 | 52.06
2025 | IESO_2_MISO_MI | IESO | MISO_MI | Internal | Shoulder | B14 | 900 | 1840 | 1840 | 14.42 | 71.11 | 7 | 49.69
2025 | IESO_2_MISO_MI | IESO | MISO_MI | Internal | Shoulder | B15 | 1203 | 1840 | 1840 | 14.42 | 64.15 | 7 | 42.72
2025 | IESO_2_MISO_MI | IESO | MISO_MI | Internal | Summer | B1 | 10 | 1840 | 1840 | 81.26 | 113.34 | 7 | 25.08
2025 | IESO_2_MISO_MI | IESO | MISO_MI | Internal | Summer | B2 | 25 | 1840 | 1840 | 86.3 | 109.53 | 7 | 16.23
2025 | IESO_2_MISO_MI | IESO | MISO_MI | Internal | Summer | B3 | 75 | 1840 | 1840 | 58.06 | 108.43 | 7 | 43.37
2025 | IESO_2_MISO_MI | IESO | MISO_MI | Internal | Summer | B4 | 100 | 1840 | 1840 | 58.06 | 107.27 | 7 | 42.21
2025 | IESO_2_MISO_MI | IESO | MISO_MI | Internal | Summer | B5 | 200 | 1840 | 1840 | 11.51 | 95.06 | 7 | 76.56
2025 | IESO_2_MISO_MI | IESO | MISO_MI | Internal | Summer | B6 | 300 | 1840 | 1840 | 11.51 | 82.93 | 7 | 64.42
2025 | IESO_2_MISO_MI | IESO | MISO_MI | Internal | Summer | B7 | 400 | 1840 | 1840 | 11.51 | 78.03 | 7 | 59.52
2025 | IESO_2_MISO_MI | IESO | MISO_MI | Internal | Summer | B8 | 500 | 1840 | 1840 | 11.51 | 70.92 | 7 | 52.41
2025 | IESO_2_MISO_MI | IESO | MISO_MI | Internal | Summer | B9 | 800 | 1840 | 1840 | 11.51 | 66.39 | 7 | 47.88
2025 | IESO_2_MISO_MI | IESO | MISO_MI | Internal | Summer | B10 | 1262 | 1840 | 1840 | 11.51 | 60.4 | 7 | 41.89
2025 | IESO_2_MISO_MI | IESO | MISO_MI | Internal | Winter | B16 | 25 | 1840 | 1840 | 14.42 | 86.05 | 7 | 64.62
2025 | IESO_2_MISO_MI | IESO | MISO_MI | Internal | Winter | B17 | 100 | 1840 | 1840 | 14.42 | 77.33 | 7 | 55.91
2025 | IESO_2_MISO_MI | IESO | MISO_MI | Internal | Winter | B18 | 400 | 1840 | 1840 | 14.42 | 76.11 | 7 | 54.68
2025 | IESO_2_MISO_MI | IESO | MISO_MI | Internal | Winter | B19 | 700 | 1840 | 1840 | 14.42 | 73.56 | 7 | 52.13
2025 | IESO_2_MISO_MI | IESO | MISO_MI | Internal | Winter | B20 | 935 | 1840 | 1840 | 14.42 | 67.02 | 7 | 45.59
2025 | IESO_2_MISO_W | IESO | MISO_W | Internal | Shoulder | B11 | 25 | 140 | 140 | 14.42 | 77.56 | 7 | 56.14
2025 | IESO_2_MISO_W | IESO | MISO_W | Internal | Shoulder | B12 | 200 | 140 | 140 | 14.42 | 67.41 | 7 | 45.99
2025 | IESO_2_MISO_W | IESO | MISO_W | Internal | Shoulder | B13 | 600 | 140 | 140 | 14.42 | 67.39 | 7 | 45.96
2025 | IESO_2_MISO_W | IESO | MISO_W | Internal | Shoulder | B14 | 900 | 140 | 140 | 14.42 | 56.34 | 7 | 34.92
2025 | IESO_2_MISO_W | IESO | MISO_W | Internal | Shoulder | B15 | 1203 | 140 | 140 | 14.42 | 54.36 | 7 | 32.93
2025 | IESO_2_MISO_W | IESO | MISO_W | Internal | Summer | B1 | 10 | 140 | 140 | 81.26 | 113.33 | 7 | 25.07
2025 | IESO_2_MISO_W | IESO | MISO_W | Internal | Summer | B2 | 25 | 140 | 140 | 86.3 | 109.52 | 7 | 16.21
2025 | IESO_2_MISO_W | IESO | MISO_W | Internal | Summer | B3 | 75 | 140 | 140 | 58.06 | 109.52 | 7 | 44.46
2025 | IESO_2_MISO_W | IESO | MISO_W | Internal | Summer | B4 | 100 | 140 | 140 | 58.06 | 107.26 | 7 | 42.2
2025 | IESO_2_MISO_W | IESO | MISO_W | Internal | Summer | B5 | 200 | 140 | 140 | 11.51 | 101.05 | 7 | 82.54
2025 | IESO_2_MISO_W | IESO | MISO_W | Internal | Summer | B6 | 300 | 140 | 140 | 11.51 | 83.57 | 7 | 65.06
2025 | IESO_2_MISO_W | IESO | MISO_W | Internal | Summer | B7 | 400 | 140 | 140 | 11.51 | 77.56 | 7 | 59.05
2025 | IESO_2_MISO_W | IESO | MISO_W | Internal | Summer | B8 | 500 | 140 | 140 | 11.51 | 65.98 | 7 | 47.47
2025 | IESO_2_MISO_W | IESO | MISO_W | Internal | Summer | B9 | 800 | 140 | 140 | 11.51 | 65.95 | 7 | 47.45
2025 | IESO_2_MISO_W | IESO | MISO_W | Internal | Summer | B10 | 1262 | 140 | 140 | 11.51 | 57.5 | 7 | 38.99
2025 | IESO_2_MISO_W | IESO | MISO_W | Internal | Winter | B16 | 25 | 140 | 140 | 14.42 | 63.17 | 7 | 41.75
2025 | IESO_2_MISO_W | IESO | MISO_W | Internal | Winter | B17 | 100 | 140 | 140 | 14.42 | 64.1 | 7 | 42.67
2025 | IESO_2_MISO_W | IESO | MISO_W | Internal | Winter | B18 | 400 | 140 | 140 | 14.42 | 68.55 | 7 | 47.12
2025 | IESO_2_MISO_W | IESO | MISO_W | Internal | Winter | B19 | 700 | 140 | 140 | 14.42 | 68.55 | 7 | 47.12
2025 | IESO_2_MISO_W | IESO | MISO_W | Internal | Winter | B20 | 935 | 140 | 140 | 14.42 | 56.97 | 7 | 35.55
2025 | IESO_2_NYISO_A-F | IESO | NYISO_A-F | Internal | Shoulder | B11 | 25 | 1725 | 1725 | 14.42 | 68.74 | 7 | 47.32
2025 | IESO_2_NYISO_A-F | IESO | NYISO_A-F | Internal | Shoulder | B12 | 200 | 1725 | 1725 | 14.42 | 68.74 | 7 | 47.32
2025 | IESO_2_NYISO_A-F | IESO | NYISO_A-F | Internal | Shoulder | B13 | 600 | 1725 | 1725 | 14.42 | 67.43 | 7 | 46.01
2025 | IESO_2_NYISO_A-F | IESO | NYISO_A-F | Internal | Shoulder | B14 | 900 | 1725 | 1725 | 14.42 | 66.17 | 7 | 44.74
2025 | IESO_2_NYISO_A-F | IESO | NYISO_A-F | Internal | Shoulder | B15 | 1203 | 1725 | 1725 | 14.42 | 66.17 | 7 | 44.74
2025 | IESO_2_NYISO_A-F | IESO | NYISO_A-F | Internal | Summer | B1 | 10 | 1725 | 1181.57 | 81.26 | 88.26 | 7 | 0
2025 | IESO_2_NYISO_A-F | IESO | NYISO_A-F | Internal | Summer | B2 | 25 | 1725 | 1529.22 | 86.3 | 93.3 | 7 | 0
2025 | IESO_2_NYISO_A-F | IESO | NYISO_A-F | Internal | Summer | B3 | 75 | 1725 | 1725 | 58.06 | 88.26 | 7 | 23.2
2025 | IESO_2_NYISO_A-F | IESO | NYISO_A-F | Internal | Summer | B4 | 100 | 1725 | 1725 | 58.06 | 88.26 | 7 | 23.2
2025 | IESO_2_NYISO_A-F | IESO | NYISO_A-F | Internal | Summer | B5 | 200 | 1725 | 1725 | 11.51 | 67.45 | 7 | 48.94
2025 | IESO_2_NYISO_A-F | IESO | NYISO_A-F | Internal | Summer | B6 | 300 | 1725 | 1725 | 11.51 | 67.45 | 7 | 48.94
2025 | IESO_2_NYISO_A-F | IESO | NYISO_A-F | Internal | Summer | B7 | 400 | 1725 | 1725 | 11.51 | 67.45 | 7 | 48.94
2025 | IESO_2_NYISO_A-F | IESO | NYISO_A-F | Internal | Summer | B8 | 500 | 1725 | 1725 | 11.51 | 64.93 | 7 | 46.42
2025 | IESO_2_NYISO_A-F | IESO | NYISO_A-F | Internal | Summer | B9 | 800 | 1725 | 1725 | 11.51 | 64.41 | 7 | 45.91
2025 | IESO_2_NYISO_A-F | IESO | NYISO_A-F | Internal | Summer | B10 | 1262 | 1725 | 1725 | 11.51 | 64.41 | 7 | 45.91
2025 | IESO_2_NYISO_A-F | IESO | NYISO_A-F | Internal | Winter | B16 | 25 | 1725 | 1725 | 14.42 | 71.29 | 7 | 49.87
2025 | IESO_2_NYISO_A-F | IESO | NYISO_A-F | Internal | Winter | B17 | 100 | 1725 | 1725 | 14.42 | 71.29 | 7 | 49.87
2025 | IESO_2_NYISO_A-F | IESO | NYISO_A-F | Internal | Winter | B18 | 400 | 1725 | 1725 | 14.42 | 71.29 | 7 | 49.87
2025 | IESO_2_NYISO_A-F | IESO | NYISO_A-F | Internal | Winter | B19 | 700 | 1725 | 1725 | 14.42 | 69.87 | 7 | 48.44
2025 | IESO_2_NYISO_A-F | IESO | NYISO_A-F | Internal | Winter | B20 | 935 | 1725 | 1725 | 14.42 | 69.87 | 7 | 48.44
2025 | MAPP_CA_2_IESO | MAPP_CA | IESO | Internal | Shoulder | B11 | 25 | 330 | 0 | 60.26 | 14.42 | 8 | 0
2025 | MAPP_CA_2_IESO | MAPP_CA | IESO | Internal | Shoulder | B12 | 200 | 330 | 0 | 60.26 | 14.42 | 8 | 0
2025 | MAPP_CA_2_IESO | MAPP_CA | IESO | Internal | Shoulder | B13 | 600 | 330 | 0 | 60.26 | 14.42 | 8 | 0
2025 | MAPP_CA_2_IESO | MAPP_CA | IESO | Internal | Shoulder | B14 | 900 | 330 | 0 | 56.33 | 14.42 | 8 | 0
2025 | MAPP_CA_2_IESO | MAPP_CA | IESO | Internal | Shoulder | B15 | 1203 | 330 | 0 | 56.33 | 14.42 | 8 | 0
2025 | MAPP_CA_2_IESO | MAPP_CA | IESO | Internal | Summer | B1 | 10 | 330 | 0 | 88.26 | 81.26 | 8 | 0
2025 | MAPP_CA_2_IESO | MAPP_CA | IESO | Internal | Summer | B2 | 25 | 330 | 0 | 93.3 | 86.3 | 8 | 0
2025 | MAPP_CA_2_IESO | MAPP_CA | IESO | Internal | Summer | B3 | 75 | 330 | 0 | 65.06 | 58.06 | 8 | 0
2025 | MAPP_CA_2_IESO | MAPP_CA | IESO | Internal | Summer | B4 | 100 | 330 | 0 | 65.06 | 58.06 | 8 | 0
2025 | MAPP_CA_2_IESO | MAPP_CA | IESO | Internal | Summer | B5 | 200 | 330 | 0 | 58.66 | 11.51 | 8 | 0
2025 | MAPP_CA_2_IESO | MAPP_CA | IESO | Internal | Summer | B6 | 300 | 330 | 0 | 69.57 | 11.51 | 8 | 0
2025 | MAPP_CA_2_IESO | MAPP_CA | IESO | Internal | Summer | B7 | 400 | 330 | 0 | 58.66 | 11.51 | 8 | 0
2025 | MAPP_CA_2_IESO | MAPP_CA | IESO | Internal | Summer | B8 | 500 | 330 | 0 | 57.51 | 11.51 | 8 | 0
2025 | MAPP_CA_2_IESO | MAPP_CA | IESO | Internal | Summer | B9 | 800 | 330 | 0 | 57.51 | 11.51 | 8 | 0
2025 | MAPP_CA_2_IESO | MAPP_CA | IESO | Internal | Summer | B10 | 1262 | 330 | 0 | 57.51 | 11.51 | 8 | 0
2025 | MAPP_CA_2_IESO | MAPP_CA | IESO | Internal | Winter | B16 | 25 | 330 | 0 | 63.18 | 14.42 | 8 | 0
2025 | MAPP_CA_2_IESO | MAPP_CA | IESO | Internal | Winter | B17 | 100 | 330 | 0 | 64.09 | 14.42 | 8 | 0
2025 | MAPP_CA_2_IESO | MAPP_CA | IESO | Internal | Winter | B18 | 400 | 330 | 0 | 68.53 | 14.42 | 8 | 0
2025 | MAPP_CA_2_IESO | MAPP_CA | IESO | Internal | Winter | B19 | 700 | 330 | 0 | 68.53 | 14.42 | 8 | 0
2025 | MAPP_CA_2_IESO | MAPP_CA | IESO | Internal | Winter | B20 | 935 | 330 | 0 | 63.18 | 14.42 | 8 | 0
2025 | MAPP_CA_2_MAPP_US | MAPP_CA | MAPP_US | Internal | Shoulder | B11 | 25 | 372 | 372 | 60.26 | 70.56 | 7 | 3.3
2025 | MAPP_CA_2_MAPP_US | MAPP_CA | MAPP_US | Internal | Shoulder | B12 | 200 | 372 | 0 | 60.26 | 60.41 | 7 | 0
2025 | MAPP_CA_2_MAPP_US | MAPP_CA | MAPP_US | Internal | Shoulder | B13 | 600 | 372 | 0 | 60.26 | 60.39 | 7 | 0
2025 | MAPP_CA_2_MAPP_US | MAPP_CA | MAPP_US | Internal | Shoulder | B14 | 900 | 372 | 0 | 56.33 | 49.34 | 7 | 0
2025 | MAPP_CA_2_MAPP_US | MAPP_CA | MAPP_US | Internal | Shoulder | B15 | 1203 | 372 | 0 | 56.33 | 47.36 | 7 | 0
2025 | MAPP_CA_2_MAPP_US | MAPP_CA | MAPP_US | Internal | Summer | B1 | 10 | 372 | 372 | 88.26 | 106.33 | 7 | 11.07
2025 | MAPP_CA_2_MAPP_US | MAPP_CA | MAPP_US | Internal | Summer | B2 | 25 | 372 | 372 | 93.3 | 102.52 | 7 | 2.21
2025 | MAPP_CA_2_MAPP_US | MAPP_CA | MAPP_US | Internal | Summer | B3 | 75 | 372 | 372 | 65.06 | 102.52 | 7 | 30.46
2025 | MAPP_CA_2_MAPP_US | MAPP_CA | MAPP_US | Internal | Summer | B4 | 100 | 372 | 372 | 65.06 | 100.26 | 7 | 28.2
2025 | MAPP_CA_2_MAPP_US | MAPP_CA | MAPP_US | Internal | Summer | B5 | 200 | 372 | 372 | 58.66 | 94.05 | 7 | 28.39
2025 | MAPP_CA_2_MAPP_US | MAPP_CA | MAPP_US | Internal | Summer | B6 | 300 | 372 | 364.25 | 69.57 | 76.57 | 7 | 0
2025 | MAPP_CA_2_MAPP_US | MAPP_CA | MAPP_US | Internal | Summer | B7 | 400 | 372 | 372 | 58.66 | 70.56 | 7 | 4.9
2025 | MAPP_CA_2_MAPP_US | MAPP_CA | MAPP_US | Internal | Summer | B8 | 500 | 372 | 0 | 57.51 | 58.98 | 7 | 0
2025 | MAPP_CA_2_MAPP_US | MAPP_CA | MAPP_US | Internal | Summer | B9 | 800 | 372 | 0 | 57.51 | 58.95 | 7 | 0
2025 | MAPP_CA_2_MAPP_US | MAPP_CA | MAPP_US | Internal | Summer | B10 | 1262 | 372 | 0 | 57.51 | 50.5 | 7 | 0
2025 | MAPP_CA_2_MAPP_US | MAPP_CA | MAPP_US | Internal | Winter | B16 | 25 | 372 | 0 | 63.18 | 56.17 | 7 | 0
2025 | MAPP_CA_2_MAPP_US | MAPP_CA | MAPP_US | Internal | Winter | B17 | 100 | 372 | 0 | 64.09 | 57.1 | 7 | 0
2025 | MAPP_CA_2_MAPP_US | MAPP_CA | MAPP_US | Internal | Winter | B18 | 400 | 372 | 0 | 68.53 | 61.55 | 7 | 0
2025 | MAPP_CA_2_MAPP_US | MAPP_CA | MAPP_US | Internal | Winter | B19 | 700 | 372 | 0 | 68.53 | 61.55 | 7 | 0
2025 | MAPP_CA_2_MAPP_US | MAPP_CA | MAPP_US | Internal | Winter | B20 | 935 | 372 | 0 | 63.18 | 49.97 | 7 | 0
2025 | MAPP_CA_2_MISO_W | MAPP_CA | MISO_W | Internal | Shoulder | B11 | 25 | 2196 | 2196 | 60.26 | 77.56 | 0.01 | 17.29
2025 | MAPP_CA_2_MISO_W | MAPP_CA | MISO_W | Internal | Shoulder | B12 | 200 | 2196 | 2196 | 60.26 | 67.41 | 0.01 | 7.14
2025 | MAPP_CA_2_MISO_W | MAPP_CA | MISO_W | Internal | Shoulder | B13 | 600 | 2196 | 2196 | 60.26 | 67.39 | 0.01 | 7.12
2025 | MAPP_CA_2_MISO_W | MAPP_CA | MISO_W | Internal | Shoulder | B14 | 900 | 2196 | 1983.52 | 56.33 | 56.34 | 0.01 | 0
2025 | MAPP_CA_2_MISO_W | MAPP_CA | MISO_W | Internal | Shoulder | B15 | 1203 | 2196 | 0 | 56.33 | 54.36 | 0.01 | 0
2025 | MAPP_CA_2_MISO_W | MAPP_CA | MISO_W | Internal | Summer | B1 | 10 | 2196 | 2196 | 88.26 | 113.33 | 0.01 | 25.06
2025 | MAPP_CA_2_MISO_W | MAPP_CA | MISO_W | Internal | Summer | B2 | 25 | 2196 | 2196 | 93.3 | 109.52 | 0.01 | 16.2
2025 | MAPP_CA_2_MISO_W | MAPP_CA | MISO_W | Internal | Summer | B3 | 75 | 2196 | 2196 | 65.06 | 109.52 | 0.01 | 44.45
2025 | MAPP_CA_2_MISO_W | MAPP_CA | MISO_W | Internal | Summer | B4 | 100 | 2196 | 2196 | 65.06 | 107.26 | 0.01 | 42.19
2025 | MAPP_CA_2_MISO_W | MAPP_CA | MISO_W | Internal | Summer | B5 | 200 | 2196 | 2196 | 58.66 | 101.05 | 0.01 | 42.38
2025 | MAPP_CA_2_MISO_W | MAPP_CA | MISO_W | Internal | Summer | B6 | 300 | 2196 | 2196 | 69.57 | 83.57 | 0.01 | 13.99
2025 | MAPP_CA_2_MISO_W | MAPP_CA | MISO_W | Internal | Summer | B7 | 400 | 2196 | 2196 | 58.66 | 77.56 | 0.01 | 18.89
2025 | MAPP_CA_2_MISO_W | MAPP_CA | MISO_W | Internal | Summer | B8 | 500 | 2196 | 2196 | 57.51 | 65.98 | 0.01 | 8.45
2025 | MAPP_CA_2_MISO_W | MAPP_CA | MISO_W | Internal | Summer | B9 | 800 | 2196 | 2196 | 57.51 | 65.95 | 0.01 | 8.43
2025 | MAPP_CA_2_MISO_W | MAPP_CA | MISO_W | Internal | Summer | B10 | 1262 | 2196 | 0 | 57.51 | 57.5 | 0.01 | 0
2025 | MAPP_CA_2_MISO_W | MAPP_CA | MISO_W | Internal | Winter | B16 | 25 | 2196 | 0 | 63.18 | 63.17 | 0.01 | 0
2025 | MAPP_CA_2_MISO_W | MAPP_CA | MISO_W | Internal | Winter | B17 | 100 | 2196 | 1658.47 | 64.09 | 64.1 | 0.01 | 0
2025 | MAPP_CA_2_MISO_W | MAPP_CA | MISO_W | Internal | Winter | B18 | 400 | 2196 | 1718.21 | 68.53 | 68.55 | 0.01 | 0
2025 | MAPP_CA_2_MISO_W | MAPP_CA | MISO_W | Internal | Winter | B19 | 700 | 2196 | 1796.1 | 68.53 | 68.55 | 0.01 | 0
2025 | MAPP_CA_2_MISO_W | MAPP_CA | MISO_W | Internal | Winter | B20 | 935 | 2196 | 0 | 63.18 | 56.97 | 0.01 | 0
2025 | MAPP_US_2_MAPP_CA | MAPP_US | MAPP_CA | Internal | Shoulder | B11 | 25 | 165 | 0 | 70.56 | 60.26 | 7 | 0
2025 | MAPP_US_2_MAPP_CA | MAPP_US | MAPP_CA | Internal | Shoulder | B12 | 200 | 165 | 0 | 60.41 | 60.26 | 7 | 0
2025 | MAPP_US_2_MAPP_CA | MAPP_US | MAPP_CA | Internal | Shoulder | B13 | 600 | 165 | 0 | 60.39 | 60.26 | 7 | 0
2025 | MAPP_US_2_MAPP_CA | MAPP_US | MAPP_CA | Internal | Shoulder | B14 | 900 | 165 | 0 | 49.34 | 56.33 | 7 | 0
2025 | MAPP_US_2_MAPP_CA | MAPP_US | MAPP_CA | Internal | Shoulder | B15 | 1203 | 165 | 165 | 47.36 | 56.33 | 7 | 1.97
2025 | MAPP_US_2_MAPP_CA | MAPP_US | MAPP_CA | Internal | Summer | B1 | 10 | 165 | 0 | 106.33 | 88.26 | 7 | 0
2025 | MAPP_US_2_MAPP_CA | MAPP_US | MAPP_CA | Internal | Summer | B2 | 25 | 165 | 0 | 102.52 | 93.3 | 7 | 0
2025 | MAPP_US_2_MAPP_CA | MAPP_US | MAPP_CA | Internal | Summer | B3 | 75 | 165 | 0 | 102.52 | 65.06 | 7 | 0
2025 | MAPP_US_2_MAPP_CA | MAPP_US | MAPP_CA | Internal | Summer | B4 | 100 | 165 | 0 | 100.26 | 65.06 | 7 | 0
2025 | MAPP_US_2_MAPP_CA | MAPP_US | MAPP_CA | Internal | Summer | B5 | 200 | 165 | 0 | 94.05 | 58.66 | 7 | 0
2025 | MAPP_US_2_MAPP_CA | MAPP_US | MAPP_CA | Internal | Summer | B6 | 300 | 165 | 0 | 76.57 | 69.57 | 7 | 0
2025 | MAPP_US_2_MAPP_CA | MAPP_US | MAPP_CA | Internal | Summer | B7 | 400 | 165 | 0 | 70.56 | 58.66 | 7 | 0
2025 | MAPP_US_2_MAPP_CA | MAPP_US | MAPP_CA | Internal | Summer | B8 | 500 | 165 | 0 | 58.98 | 57.51 | 7 | 0
2025 | MAPP_US_2_MAPP_CA | MAPP_US | MAPP_CA | Internal | Summer | B9 | 800 | 165 | 0 | 58.95 | 57.51 | 7 | 0
2025 | MAPP_US_2_MAPP_CA | MAPP_US | MAPP_CA | Internal | Summer | B10 | 1262 | 165 | 165 | 50.5 | 57.51 | 7 | 0.01
2025 | MAPP_US_2_MAPP_CA | MAPP_US | MAPP_CA | Internal | Winter | B16 | 25 | 165 | 165 | 56.17 | 63.18 | 7 | 0.01
2025 | MAPP_US_2_MAPP_CA | MAPP_US | MAPP_CA | Internal | Winter | B17 | 100 | 165 | 0 | 57.1 | 64.09 | 7 | 0
2025 | MAPP_US_2_MAPP_CA | MAPP_US | MAPP_CA | Internal | Winter | B18 | 400 | 165 | 0 | 61.55 | 68.53 | 7 | 0
2025 | MAPP_US_2_MAPP_CA | MAPP_US | MAPP_CA | Internal | Winter | B19 | 700 | 165 | 0 | 61.55 | 68.53 | 7 | 0
2025 | MAPP_US_2_MAPP_CA | MAPP_US | MAPP_CA | Internal | Winter | B20 | 935 | 165 | 165 | 49.97 | 63.18 | 7 | 6.21
2025 | MAPP_US_2_MISO_W | MAPP_US | MISO_W | Internal | Shoulder | B11 | 25 | 2635 | 2549.18 | 70.56 | 77.56 | 7 | 0
2025 | MAPP_US_2_MISO_W | MAPP_US | MISO_W | Internal | Shoulder | B12 | 200 | 2635 | 1306.73 | 60.41 | 67.41 | 7 | 0
2025 | MAPP_US_2_MISO_W | MAPP_US | MISO_W | Internal | Shoulder | B13 | 600 | 2635 | 1620.76 | 60.39 | 67.39 | 7 | 0
2025 | MAPP_US_2_MISO_W | MAPP_US | MISO_W | Internal | Shoulder | B14 | 900 | 2635 | 576.44 | 49.34 | 56.34 | 7 | 0
2025 | MAPP_US_2_MISO_W | MAPP_US | MISO_W | Internal | Shoulder | B15 | 1203 | 2635 | 857.28 | 47.36 | 54.36 | 7 | 0
2025 | MAPP_US_2_MISO_W | MAPP_US | MISO_W | Internal | Summer | B1 | 10 | 2635 | 1106.94 | 106.33 | 113.33 | 7 | 0
2025 | MAPP_US_2_MISO_W | MAPP_US | MISO_W | Internal | Summer | B2 | 25 | 2635 | 2390.21 | 102.52 | 109.52 | 7 | 0
2025 | MAPP_US_2_MISO_W | MAPP_US | MISO_W | Internal | Summer | B3 | 75 | 2635 | 1812.09 | 102.52 | 109.52 | 7 | 0
2025 | MAPP_US_2_MISO_W | MAPP_US | MISO_W | Internal | Summer | B4 | 100 | 2635 | 1928.29 | 100.26 | 107.26 | 7 | 0
2025 | MAPP_US_2_MISO_W | MAPP_US | MISO_W | Internal | Summer | B5 | 200 | 2635 | 1599.83 | 94.05 | 101.05 | 7 | 0
2025 | MAPP_US_2_MISO_W | MAPP_US | MISO_W | Internal | Summer | B6 | 300 | 2635 | 259.01 | 76.57 | 83.57 | 7 | 0
2025 | MAPP_US_2_MISO_W | MAPP_US | MISO_W | Internal | Summer | B7 | 400 | 2635 | 1774.36 | 70.56 | 77.56 | 7 | 0
2025 | MAPP_US_2_MISO_W | MAPP_US | MISO_W | Internal | Summer | B8 | 500 | 2635 | 1196.28 | 58.98 | 65.98 | 7 | 0
2025 | MAPP_US_2_MISO_W | MAPP_US | MISO_W | Internal | Summer | B9 | 800 | 2635 | 667.95 | 58.95 | 65.95 | 7 | 0
2025 | MAPP_US_2_MISO_W | MAPP_US | MISO_W | Internal | Summer | B10 | 1262 | 2635 | 704.57 | 50.5 | 57.5 | 7 | 0
2025 | MAPP_US_2_MISO_W | MAPP_US | MISO_W | Internal | Winter | B16 | 25 | 2635 | 2286.94 | 56.17 | 63.17 | 7 | 0
2025 | MAPP_US_2_MISO_W | MAPP_US | MISO_W | Internal | Winter | B17 | 100 | 2635 | 1088.22 | 57.1 | 64.1 | 7 | 0
2025 | MAPP_US_2_MISO_W | MAPP_US | MISO_W | Internal | Winter | B18 | 400 | 2635 | 1404.36 | 61.55 | 68.55 | 7 | 0
2025 | MAPP_US_2_MISO_W | MAPP_US | MISO_W | Internal | Winter | B19 | 700 | 2635 | 1322.01 | 61.55 | 68.55 | 7 | 0
2025 | MAPP_US_2_MISO_W | MAPP_US | MISO_W | Internal | Winter | B20 | 935 | 2635 | 710.19 | 49.97 | 56.97 | 7 | 0
2025 | MAPP_US_2_NE | MAPP_US | NE | Internal | Shoulder | B11 | 25 | 2000 | 927.69 | 70.56 | 77.56 | 7 | 0
2025 | MAPP_US_2_NE | MAPP_US | NE | Internal | Shoulder | B12 | 200 | 2000 | 2000 | 60.41 | 70.74 | 7 | 3.32
2025 | MAPP_US_2_NE | MAPP_US | NE | Internal | Shoulder | B13 | 600 | 2000 | 2000 | 60.39 | 70.48 | 7 | 3.09
2025 | MAPP_US_2_NE | MAPP_US | NE | Internal | Shoulder | B14 | 900 | 2000 | 2000 | 49.34 | 61.71 | 7 | 5.36
2025 | MAPP_US_2_NE | MAPP_US | NE | Internal | Shoulder | B15 | 1203 | 2000 | 2000 | 47.36 | 61.35 | 7 | 6.99
2025 | MAPP_US_2_NE | MAPP_US | NE | Internal | Summer | B1 | 10 | 2000 | 294.91 | 106.33 | 113.33 | 7 | 0
2025 | MAPP_US_2_NE | MAPP_US | NE | Internal | Summer | B2 | 25 | 2000 | 326.52 | 102.52 | 109.52 | 7 | 0
2025 | MAPP_US_2_NE | MAPP_US | NE | Internal | Summer | B3 | 75 | 2000 | 761.5 | 102.52 | 109.52 | 7 | 0
2025 | MAPP_US_2_NE | MAPP_US | NE | Internal | Summer | B4 | 100 | 2000 | 780.79 | 100.26 | 107.26 | 7 | 0
2025 | MAPP_US_2_NE | MAPP_US | NE | Internal | Summer | B5 | 200 | 2000 | 539.02 | 94.05 | 101.05 | 7 | 0
2025 | MAPP_US_2_NE | MAPP_US | NE | Internal | Summer | B6 | 300 | 2000 | 1904.77 | 76.57 | 83.57 | 7 | 0
2025 | MAPP_US_2_NE | MAPP_US | NE | Internal | Summer | B7 | 400 | 2000 | 1382.42 | 70.56 | 77.56 | 7 | 0
2025 | MAPP_US_2_NE | MAPP_US | NE | Internal | Summer | B8 | 500 | 2000 | 2000 | 58.98 | 69.45 | 7 | 3.48
2025 | MAPP_US_2_NE | MAPP_US | NE | Internal | Summer | B9 | 800 | 2000 | 2000 | 58.95 | 69.08 | 7 | 3.13
2025 | MAPP_US_2_NE | MAPP_US | NE | Internal | Summer | B10 | 1262 | 2000 | 2000 | 50.5 | 59.49 | 7 | 1.99
2025 | MAPP_US_2_NE | MAPP_US | NE | Internal | Winter | B16 | 25 | 2000 | 2000 | 56.17 | 70.17 | 7 | 7
2025 | MAPP_US_2_NE | MAPP_US | NE | Internal | Winter | B17 | 100 | 2000 | 2000 | 57.1 | 71.09 | 7 | 6.99
2025 | MAPP_US_2_NE | MAPP_US | NE | Internal | Winter | B18 | 400 | 2000 | 2000 | 61.55 | 68.8 | 7 | 0.25
2025 | MAPP_US_2_NE | MAPP_US | NE | Internal | Winter | B19 | 700 | 2000 | 1882.58 | 61.55 | 68.55 | 7 | 0
2025 | MAPP_US_2_NE | MAPP_US | NE | Internal | Winter | B20 | 935 | 2000 | 2000 | 49.97 | 63.96 | 7 | 6.99
2025 | MARITIMES_2_NEISO | MARITIMES | NEISO | Internal | Shoulder | B11 | 25 | 99999 | 1400 | 65.75 | 65.77 | 0.01 | 0
2025 | MARITIMES_2_NEISO | MARITIMES | NEISO | Internal | Shoulder | B12 | 200 | 99999 | 1400 | 65.75 | 65.77 | 0.01 | 0
2025 | MARITIMES_2_NEISO | MARITIMES | NEISO | Internal | Shoulder | B13 | 600 | 99999 | 1400 | 64.43 | 64.44 | 0.01 | 0
2025 | MARITIMES_2_NEISO | MARITIMES | NEISO | Internal | Shoulder | B14 | 900 | 99999 | 1400 | 64.29 | 64.3 | 0.01 | 0
2025 | MARITIMES_2_NEISO | MARITIMES | NEISO | Internal | Shoulder | B15 | 1203 | 99999 | 426.43 | 64.29 | 64.3 | 0.01 | 0
2025 | MARITIMES_2_NEISO | MARITIMES | NEISO | Internal | Summer | B1 | 10 | 99999 | 1400.1 | 141.35 | 141.36 | 0.01 | 0
2025 | MARITIMES_2_NEISO | MARITIMES | NEISO | Internal | Summer | B2 | 25 | 99999 | 1400.1 | 117.68 | 117.69 | 0.01 | 0
2025 | MARITIMES_2_NEISO | MARITIMES | NEISO | Internal | Summer | B3 | 75 | 99999 | 1400 | 88.86 | 88.87 | 0.01 | 0
2025 | MARITIMES_2_NEISO | MARITIMES | NEISO | Internal | Summer | B4 | 100 | 99999 | 1400 | 85.25 | 85.26 | 0.01 | 0
2025 | MARITIMES_2_NEISO | MARITIMES | NEISO | Internal | Summer | B5 | 200 | 99999 | 1400 | 64.43 | 64.45 | 0.01 | 0
2025 | MARITIMES_2_NEISO | MARITIMES | NEISO | Internal | Summer | B6 | 300 | 99999 | 1400 | 62.58 | 62.6 | 0.01 | 0
2025 | MARITIMES_2_NEISO | MARITIMES | NEISO | Internal | Summer | B7 | 400 | 99999 | 1400 | 62.58 | 62.6 | 0.01 | 0
2025 | MARITIMES_2_NEISO | MARITIMES | NEISO | Internal | Summer | B8 | 500 | 99999 | 1400 | 62.58 | 62.6 | 0.01 | 0
2025 | MARITIMES_2_NEISO | MARITIMES | NEISO | Internal | Summer | B9 | 800 | 99999 | 1400 | 62.58 | 62.6 | 0.01 | 0
2025 | MARITIMES_2_NEISO | MARITIMES | NEISO | Internal | Summer | B10 | 1262 | 99999 | 236.13 | 62.58 | 62.6 | 0.01 | 0
2025 | MARITIMES_2_NEISO | MARITIMES | NEISO | Internal | Winter | B16 | 25 | 99999 | 1400 | 75.55 | 75.56 | 0.01 | 0
2025 | MARITIMES_2_NEISO | MARITIMES | NEISO | Internal | Winter | B17 | 100 | 99999 | 1400 | 74.28 | 74.29 | 0.01 | 0
2025 | MARITIMES_2_NEISO | MARITIMES | NEISO | Internal | Winter | B18 | 400 | 99999 | 1400 | 72.85 | 72.87 | 0.01 | 0
2025 | MARITIMES_2_NEISO | MARITIMES | NEISO | Internal | Winter | B19 | 700 | 99999 | 1400 | 72.85 | 72.87 | 0.01 | 0
2025 | MARITIMES_2_NEISO | MARITIMES | NEISO | Internal | Winter | B20 | 935 | 99999 | 475.94 | 72.85 | 72.87 | 0.01 | 0
2025 | MISO_IN_2_MISO_MI | MISO_IN | MISO_MI | Internal | Shoulder | B11 | 25 | 5021 | 3488.27 | 82.56 | 82.57 | 0.01 | 0
2025 | MISO_IN_2_MISO_MI | MISO_IN | MISO_MI | Internal | Shoulder | B12 | 200 | 5021 | 4249.62 | 75.76 | 75.77 | 0.01 | 0
2025 | MISO_IN_2_MISO_MI | MISO_IN | MISO_MI | Internal | Shoulder | B13 | 600 | 5021 | 2470.88 | 73.47 | 73.48 | 0.01 | 0
2025 | MISO_IN_2_MISO_MI | MISO_IN | MISO_MI | Internal | Shoulder | B14 | 900 | 5021 | 4081.11 | 71.1 | 71.11 | 0.01 | 0
2025 | MISO_IN_2_MISO_MI | MISO_IN | MISO_MI | Internal | Shoulder | B15 | 1203 | 5021 | 3908.55 | 64.14 | 64.15 | 0.01 | 0
2025 | MISO_IN_2_MISO_MI | MISO_IN | MISO_MI | Internal | Summer | B1 | 10 | 5021 | 3061.73 | 113.33 | 113.34 | 0.01 | 0
2025 | MISO_IN_2_MISO_MI | MISO_IN | MISO_MI | Internal | Summer | B2 | 25 | 5021 | 3433.98 | 109.52 | 109.53 | 0.01 | 0
2025 | MISO_IN_2_MISO_MI | MISO_IN | MISO_MI | Internal | Summer | B3 | 75 | 5021 | 3341.87 | 108.42 | 108.43 | 0.01 | 0
2025 | MISO_IN_2_MISO_MI | MISO_IN | MISO_MI | Internal | Summer | B4 | 100 | 5021 | 2430.9 | 107.26 | 107.27 | 0.01 | 0
2025 | MISO_IN_2_MISO_MI | MISO_IN | MISO_MI | Internal | Summer | B5 | 200 | 5021 | 2828.06 | 95.05 | 95.06 | 0.01 | 0
2025 | MISO_IN_2_MISO_MI | MISO_IN | MISO_MI | Internal | Summer | B6 | 300 | 5021 | 3076.76 | 82.92 | 82.93 | 0.01 | 0
2025 | MISO_IN_2_MISO_MI | MISO_IN | MISO_MI | Internal | Summer | B7 | 400 | 5021 | 3992.54 | 78.02 | 78.03 | 0.01 | 0
2025 | MISO_IN_2_MISO_MI | MISO_IN | MISO_MI | Internal | Summer | B8 | 500 | 5021 | 3330.12 | 70.91 | 70.92 | 0.01 | 0
2025 | MISO_IN_2_MISO_MI | MISO_IN | MISO_MI | Internal | Summer | B9 | 800 | 5021 | 4624.04 | 66.38 | 66.39 | 0.01 | 0
2025 | MISO_IN_2_MISO_MI | MISO_IN | MISO_MI | Internal | Summer | B10 | 1262 | 5021 | 4899.38 | 60.39 | 60.4 | 0.01 | 0
2025 | MISO_IN_2_MISO_MI | MISO_IN | MISO_MI | Internal | Winter | B16 | 25 | 5021 | 4194.64 | 86.03 | 86.05 | 0.01 | 0
2025 | MISO_IN_2_MISO_MI | MISO_IN | MISO_MI | Internal | Winter | B17 | 100 | 5021 | 4883.14 | 77.32 | 77.33 | 0.01 | 0
2025 | MISO_IN_2_MISO_MI | MISO_IN | MISO_MI | Internal | Winter | B18 | 400 | 5021 | 4187.81 | 76.1 | 76.11 | 0.01 | 0
2025 | MISO_IN_2_MISO_MI | MISO_IN | MISO_MI | Internal | Winter | B19 | 700 | 5021 | 3883.27 | 73.55 | 73.56 | 0.01 | 0
2025 | MISO_IN_2_MISO_MI | MISO_IN | MISO_MI | Internal | Winter | B20 | 935 | 5021 | 3344.3 | 67.01 | 67.02 | 0.01 | 0
2025 | MISO_IN_2_MISO_MO-IL | MISO_IN | MISO_MO-IL | Internal | Shoulder | B11 | 25 | 5533 | 1953.96 | 82.56 | 82.57 | 0.01 | 0
2025 | MISO_IN_2_MISO_MO-IL | MISO_IN | MISO_MO-IL | Internal | Shoulder | B12 | 200 | 5533 | 0 | 75.76 | 75.75 | 0.01 | 0
2025 | MISO_IN_2_MISO_MO-IL | MISO_IN | MISO_MO-IL | Internal | Shoulder | B13 | 600 | 5533 | 751.25 | 73.47 | 73.48 | 0.01 | 0
2025 | MISO_IN_2_MISO_MO-IL | MISO_IN | MISO_MO-IL | Internal | Shoulder | B14 | 900 | 5533 | 0 | 71.1 | 71.09 | 0.01 | 0
2025 | MISO_IN_2_MISO_MO-IL | MISO_IN | MISO_MO-IL | Internal | Shoulder | B15 | 1203 | 5533 | 756.28 | 64.14 | 64.15 | 0.01 | 0
2025 | MISO_IN_2_MISO_MO-IL | MISO_IN | MISO_MO-IL | Internal | Summer | B1 | 10 | 5533 | 4390.5 | 113.33 | 113.34 | 0.01 | 0
2025 | MISO_IN_2_MISO_MO-IL | MISO_IN | MISO_MO-IL | Internal | Summer | B2 | 25 | 5533 | 4290.76 | 109.52 | 109.53 | 0.01 | 0
2025 | MISO_IN_2_MISO_MO-IL | MISO_IN | MISO_MO-IL | Internal | Summer | B3 | 75 | 5533 | 5533 | 108.42 | 109.53 | 0.01 | 1.1
2025 | MISO_IN_2_MISO_MO-IL | MISO_IN | MISO_MO-IL | Internal | Summer | B4 | 100 | 5533 | 5159.02 | 107.26 | 107.27 | 0.01 | 0
2025 | MISO_IN_2_MISO_MO-IL | MISO_IN | MISO_MO-IL | Internal | Summer | B5 | 200 | 5533 | 5533 | 95.05 | 101.06 | 0.01 | 6
2025 | MISO_IN_2_MISO_MO-IL | MISO_IN | MISO_MO-IL | Internal | Summer | B6 | 300 | 5533 | 5533 | 82.92 | 83.58 | 0.01 | 0.66
2025 | MISO_IN_2_MISO_MO-IL | MISO_IN | MISO_MO-IL | Internal | Summer | B7 | 400 | 5533 | 3041.19 | 78.02 | 78.03 | 0.01 | 0
2025 | MISO_IN_2_MISO_MO-IL | MISO_IN | MISO_MO-IL | Internal | Summer | B8 | 500 | 5533 | 2380.24 | 70.91 | 70.92 | 0.01 | 0
2025 | MISO_IN_2_MISO_MO-IL | MISO_IN | MISO_MO-IL | Internal | Summer | B9 | 800 | 5533 | 2438.03 | 66.38 | 66.39 | 0.01 | 0
2025 | MISO_IN_2_MISO_MO-IL | MISO_IN | MISO_MO-IL | Internal | Summer | B10 | 1262 | 5533 | 3809.51 | 60.39 | 60.4 | 0.01 | 0
2025 | MISO_IN_2_MISO_MO-IL | MISO_IN | MISO_MO-IL | Internal | Winter | B16 | 25 | 5533 | 2399.67 | 86.03 | 86.05 | 0.01 | 0
2025 | MISO_IN_2_MISO_MO-IL | MISO_IN | MISO_MO-IL | Internal | Winter | B17 | 100 | 5533 | 0 | 77.32 | 77.31 | 0.01 | 0
2025 | MISO_IN_2_MISO_MO-IL | MISO_IN | MISO_MO-IL | Internal | Winter | B18 | 400 | 5533 | 869.83 | 76.1 | 76.11 | 0.01 | 0
2025 | MISO_IN_2_MISO_MO-IL | MISO_IN | MISO_MO-IL | Internal | Winter | B19 | 700 | 5533 | 799.56 | 73.55 | 73.56 | 0.01 | 0
2025 | MISO_IN_2_MISO_MO-IL | MISO_IN | MISO_MO-IL | Internal | Winter | B20 | 935 | 5533 | 2563.77 | 67.01 | 67.02 | 0.01 | 0
2025 | MISO_IN_2_NonRTO_Midwest | MISO_IN | NonRTO_Midwest | Internal | Shoulder | B11 | 25 | 4800 | 900.82 | 82.56 | 90.56 | 8 | 0
2025 | MISO_IN_2_NonRTO_Midwest | MISO_IN | NonRTO_Midwest | Internal | Shoulder | B12 | 200 | 4800 | 683.05 | 75.76 | 83.76 | 8 | 0
2025 | MISO_IN_2_NonRTO_Midwest | MISO_IN | NonRTO_Midwest | Internal | Shoulder | B13 | 600 | 4800 | 1212.01 | 73.47 | 81.47 | 8 | 0
2025 | MISO_IN_2_NonRTO_Midwest | MISO_IN | NonRTO_Midwest | Internal | Shoulder | B14 | 900 | 4800 | 1071.93 | 71.1 | 79.1 | 8 | 0
2025 | MISO_IN_2_NonRTO_Midwest | MISO_IN | NonRTO_Midwest | Internal | Shoulder | B15 | 1203 | 4800 | 170.43 | 64.14 | 72.14 | 8 | 0
2025 | MISO_IN_2_NonRTO_Midwest | MISO_IN | NonRTO_Midwest | Internal | Summer | B1 | 10 | 4800 | 0 | 113.33 | 116.42 | 8 | 0
2025 | MISO_IN_2_NonRTO_Midwest | MISO_IN | NonRTO_Midwest | Internal | Summer | B2 | 25 | 4800 | 0 | 109.52 | 116.42 | 8 | 0
2025 | MISO_IN_2_NonRTO_Midwest | MISO_IN | NonRTO_Midwest | Internal | Summer | B3 | 75 | 4800 | 727.29 | 108.42 | 116.42 | 8 | 0
2025 | MISO_IN_2_NonRTO_Midwest | MISO_IN | NonRTO_Midwest | Internal | Summer | B4 | 100 | 4800 | 1581.58 | 107.26 | 115.26 | 8 | 0
2025 | MISO_IN_2_NonRTO_Midwest | MISO_IN | NonRTO_Midwest | Internal | Summer | B5 | 200 | 4800 | 1254.21 | 95.05 | 103.05 | 8 | 0
2025 | MISO_IN_2_NonRTO_Midwest | MISO_IN | NonRTO_Midwest | Internal | Summer | B6 | 300 | 4800 | 755.75 | 82.92 | 90.92 | 8 | 0
2025 | MISO_IN_2_NonRTO_Midwest | MISO_IN | NonRTO_Midwest | Internal | Summer | B7 | 400 | 4800 | 712.7 | 78.02 | 86.02 | 8 | 0
2025 | MISO_IN_2_NonRTO_Midwest | MISO_IN | NonRTO_Midwest | Internal | Summer | B8 | 500 | 4800 | 2154.02 | 70.91 | 78.91 | 8 | 0
2025 | MISO_IN_2_NonRTO_Midwest | MISO_IN | NonRTO_Midwest | Internal | Summer | B9 | 800 | 4800 | 1472.64 | 66.38 | 74.38 | 8 | 0
2025 | MISO_IN_2_NonRTO_Midwest | MISO_IN | NonRTO_Midwest | Internal | Summer | B10 | 1262 | 4800 | 339.92 | 60.39 | 68.39 | 8 | 0
2025 | MISO_IN_2_NonRTO_Midwest | MISO_IN | NonRTO_Midwest | Internal | Winter | B16 | 25 | 4800 | 3483.22 | 86.03 | 94.03 | 8 | 0
2025 | MISO_IN_2_NonRTO_Midwest | MISO_IN | NonRTO_Midwest | Internal | Winter | B17 | 100 | 4800 | 2485.62 | 77.32 | 85.32 | 8 | 0
2025 | MISO_IN_2_NonRTO_Midwest | MISO_IN | NonRTO_Midwest | Internal | Winter | B18 | 400 | 4800 | 2491.28 | 76.1 | 84.1 | 8 | 0
2025 | MISO_IN_2_NonRTO_Midwest | MISO_IN | NonRTO_Midwest | Internal | Winter | B19 | 700 | 4800 | 2925.98 | 73.55 | 81.55 | 8 | 0
2025 | MISO_IN_2_NonRTO_Midwest | MISO_IN | NonRTO_Midwest | Internal | Winter | B20 | 935 | 4800 | 2460.31 | 67.01 | 75.01 | 8 | 0
2025 | MISO_IN_2_PJM_ROR | MISO_IN | PJM_ROR | Internal | Shoulder | B11 | 25 | 992 | 992 | 82.56 | 84.57 | 2 | 0.01
2025 | MISO_IN_2_PJM_ROR | MISO_IN | PJM_ROR | Internal | Shoulder | B12 | 200 | 992 | 992 | 75.76 | 78.1 | 2 | 0.34
2025 | MISO_IN_2_PJM_ROR | MISO_IN | PJM_ROR | Internal | Shoulder | B13 | 600 | 992 | 638.99 | 73.47 | 75.47 | 2 | 0
2025 | MISO_IN_2_PJM_ROR | MISO_IN | PJM_ROR | Internal | Shoulder | B14 | 900 | 992 | 992 | 71.1 | 73.11 | 2 | 0.01
2025 | MISO_IN_2_PJM_ROR | MISO_IN | PJM_ROR | Internal | Shoulder | B15 | 1203 | 992 | 992 | 64.14 | 67.73 | 2 | 1.6
2025 | MISO_IN_2_PJM_ROR | MISO_IN | PJM_ROR | Internal | Summer | B1 | 10 | 992 | 991.99 | 113.33 | 115.34 | 2 | 0.01
2025 | MISO_IN_2_PJM_ROR | MISO_IN | PJM_ROR | Internal | Summer | B2 | 25 | 992 | 992 | 109.52 | 111.53 | 2 | 0.01
2025 | MISO_IN_2_PJM_ROR | MISO_IN | PJM_ROR | Internal | Summer | B3 | 75 | 992 | 0 | 108.42 | 109.27 | 2 | 0
2025 | MISO_IN_2_PJM_ROR | MISO_IN | PJM_ROR | Internal | Summer | B4 | 100 | 992 | 992 | 107.26 | 109.27 | 2 | 0.01
2025 | MISO_IN_2_PJM_ROR | MISO_IN | PJM_ROR | Internal | Summer | B5 | 200 | 992 | 992 | 95.05 | 103.06 | 2 | 6.01
2025 | MISO_IN_2_PJM_ROR | MISO_IN | PJM_ROR | Internal | Summer | B6 | 300 | 992 | 992 | 82.92 | 85.57 | 2 | 0.66
2025 | MISO_IN_2_PJM_ROR | MISO_IN | PJM_ROR | Internal | Summer | B7 | 400 | 992 | 992 | 78.02 | 80.03 | 2 | 0.01
2025 | MISO_IN_2_PJM_ROR | MISO_IN | PJM_ROR | Internal | Summer | B8 | 500 | 992 | 992 | 70.91 | 72.91 | 2 | 0.01
2025 | MISO_IN_2_PJM_ROR | MISO_IN | PJM_ROR | Internal | Summer | B9 | 800 | 992 | 992 | 66.38 | 68.39 | 2 | 0.01
2025 | MISO_IN_2_PJM_ROR | MISO_IN | PJM_ROR | Internal | Summer | B10 | 1262 | 992 | 992 | 60.39 | 62.4 | 2 | 0.01
2025 | MISO_IN_2_PJM_ROR | MISO_IN | PJM_ROR | Internal | Winter | B16 | 25 | 992 | 992 | 86.03 | 95.81 | 2 | 7.77
2025 | MISO_IN_2_PJM_ROR | MISO_IN | PJM_ROR | Internal | Winter | B17 | 100 | 992 | 992 | 77.32 | 83.6 | 2 | 4.27
2025 | MISO_IN_2_PJM_ROR | MISO_IN | PJM_ROR | Internal | Winter | B18 | 400 | 992 | 992 | 76.1 | 79.97 | 2 | 1.87
2025 | MISO_IN_2_PJM_ROR | MISO_IN | PJM_ROR | Internal | Winter | B19 | 700 | 992 | 992 | 73.55 | 75.56 | 2 | 0.01
2025 | MISO_IN_2_PJM_ROR | MISO_IN | PJM_ROR | Internal | Winter | B20 | 935 | 992 | 992 | 67.01 | 70.08 | 2 | 1.07
2025 | MISO_MI_2_MISO_IN | MISO_MI | MISO_IN | Internal | Shoulder | B11 | 25 | 2066 | 0 | 82.57 | 82.56 | 0.01 | 0
2025 | MISO_MI_2_MISO_IN | MISO_MI | MISO_IN | Internal | Shoulder | B12 | 200 | 2066 | 0 | 75.77 | 75.76 | 0.01 | 0
2025 | MISO_MI_2_MISO_IN | MISO_MI | MISO_IN | Internal | Shoulder | B13 | 600 | 2066 | 0 | 73.48 | 73.47 | 0.01 | 0
2025 | MISO_MI_2_MISO_IN | MISO_MI | MISO_IN | Internal | Shoulder | B14 | 900 | 2066 | 0 | 71.11 | 71.1 | 0.01 | 0
2025 | MISO_MI_2_MISO_IN | MISO_MI | MISO_IN | Internal | Shoulder | B15 | 1203 | 2066 | 0 | 64.15 | 64.14 | 0.01 | 0
2025 | MISO_MI_2_MISO_IN | MISO_MI | MISO_IN | Internal | Summer | B1 | 10 | 2066 | 0 | 113.34 | 113.33 | 0.01 | 0
2025 | MISO_MI_2_MISO_IN | MISO_MI | MISO_IN | Internal | Summer | B2 | 25 | 2066 | 0 | 109.53 | 109.52 | 0.01 | 0
2025 | MISO_MI_2_MISO_IN | MISO_MI | MISO_IN | Internal | Summer | B3 | 75 | 2066 | 0 | 108.43 | 108.42 | 0.01 | 0
2025 | MISO_MI_2_MISO_IN | MISO_MI | MISO_IN | Internal | Summer | B4 | 100 | 2066 | 0 | 107.27 | 107.26 | 0.01 | 0
2025 | MISO_MI_2_MISO_IN | MISO_MI | MISO_IN | Internal | Summer | B5 | 200 | 2066 | 0 | 95.06 | 95.05 | 0.01 | 0
2025 | MISO_MI_2_MISO_IN | MISO_MI | MISO_IN | Internal | Summer | B6 | 300 | 2066 | 0 | 82.93 | 82.92 | 0.01 | 0
2025 | MISO_MI_2_MISO_IN | MISO_MI | MISO_IN | Internal | Summer | B7 | 400 | 2066 | 0 | 78.03 | 78.02 | 0.01 | 0
2025 | MISO_MI_2_MISO_IN | MISO_MI | MISO_IN | Internal | Summer | B8 | 500 | 2066 | 0 | 70.92 | 70.91 | 0.01 | 0
2025 | MISO_MI_2_MISO_IN | MISO_MI | MISO_IN | Internal | Summer | B9 | 800 | 2066 | 0 | 66.39 | 66.38 | 0.01 | 0
2025 | MISO_MI_2_MISO_IN | MISO_MI | MISO_IN | Internal | Summer | B10 | 1262 | 2066 | 0 | 60.4 | 60.39 | 0.01 | 0
2025 | MISO_MI_2_MISO_IN | MISO_MI | MISO_IN | Internal | Winter | B16 | 25 | 2066 | 0 | 86.05 | 86.03 | 0.01 | 0
2025 | MISO_MI_2_MISO_IN | MISO_MI | MISO_IN | Internal | Winter | B17 | 100 | 2066 | 0 | 77.33 | 77.32 | 0.01 | 0
2025 | MISO_MI_2_MISO_IN | MISO_MI | MISO_IN | Internal | Winter | B18 | 400 | 2066 | 0 | 76.11 | 76.1 | 0.01 | 0
2025 | MISO_MI_2_MISO_IN | MISO_MI | MISO_IN | Internal | Winter | B19 | 700 | 2066 | 0 | 73.56 | 73.55 | 0.01 | 0
2025 | MISO_MI_2_MISO_IN | MISO_MI | MISO_IN | Internal | Winter | B20 | 935 | 2066 | 0 | 67.02 | 67.01 | 0.01 | 0
2025 | MISO_MI_2_MISO_WUMS | MISO_MI | MISO_WUMS | Internal | Shoulder | B11 | 25 | 1440 | 0 | 82.57 | 77.55 | 0.01 | 0
2025 | MISO_MI_2_MISO_WUMS | MISO_MI | MISO_WUMS | Internal | Shoulder | B12 | 200 | 1440 | 0 | 75.77 | 67.4 | 0.01 | 0
2025 | MISO_MI_2_MISO_WUMS | MISO_MI | MISO_WUMS | Internal | Shoulder | B13 | 600 | 1440 | 0 | 73.48 | 67.4 | 0.01 | 0
2025 | MISO_MI_2_MISO_WUMS | MISO_MI | MISO_WUMS | Internal | Shoulder | B14 | 900 | 1440 | 0 | 71.11 | 67.26 | 0.01 | 0
2025 | MISO_MI_2_MISO_WUMS | MISO_MI | MISO_WUMS | Internal | Shoulder | B15 | 1203 | 1440 | 0 | 64.15 | 58.73 | 0.01 | 0
2025 | MISO_MI_2_MISO_WUMS | MISO_MI | MISO_WUMS | Internal | Summer | B1 | 10 | 1440 | 0 | 113.34 | 113.33 | 0.01 | 0
2025 | MISO_MI_2_MISO_WUMS | MISO_MI | MISO_WUMS | Internal | Summer | B2 | 25 | 1440 | 0 | 109.53 | 109.52 | 0.01 | 0
2025 | MISO_MI_2_MISO_WUMS | MISO_MI | MISO_WUMS | Internal | Summer | B3 | 75 | 1440 | 0 | 108.43 | 107.27 | 0.01 | 0
2025 | MISO_MI_2_MISO_WUMS | MISO_MI | MISO_WUMS | Internal | Summer | B4 | 100 | 1440 | 0 | 107.27 | 107.25 | 0.01 | 0
2025 | MISO_MI_2_MISO_WUMS | MISO_MI | MISO_WUMS | Internal | Summer | B5 | 200 | 1440 | 0 | 95.06 | 95.05 | 0.01 | 0
2025 | MISO_MI_2_MISO_WUMS | MISO_MI | MISO_WUMS | Internal | Summer | B6 | 300 | 1440 | 0 | 82.93 | 82.92 | 0.01 | 0
2025 | MISO_MI_2_MISO_WUMS | MISO_MI | MISO_WUMS | Internal | Summer | B7 | 400 | 1440 | 0 | 78.03 | 77.55 | 0.01 | 0
2025 | MISO_MI_2_MISO_WUMS | MISO_MI | MISO_WUMS | Internal | Summer | B8 | 500 | 1440 | 0 | 70.92 | 65.96 | 0.01 | 0
2025 | MISO_MI_2_MISO_WUMS | MISO_MI | MISO_WUMS | Internal | Summer | B9 | 800 | 1440 | 0 | 66.39 | 65.96 | 0.01 | 0
2025 | MISO_MI_2_MISO_WUMS | MISO_MI | MISO_WUMS | Internal | Summer | B10 | 1262 | 1440 | 0 | 60.4 | 57.51 | 0.01 | 0
2025 | MISO_MI_2_MISO_WUMS | MISO_MI | MISO_WUMS | Internal | Winter | B16 | 25 | 1440 | 0 | 86.05 | 70.17 | 0.01 | 0
2025 | MISO_MI_2_MISO_WUMS | MISO_MI | MISO_WUMS | Internal | Winter | B17 | 100 | 1440 | 0 | 77.33 | 70.17 | 0.01 | 0
2025 | MISO_MI_2_MISO_WUMS | MISO_MI | MISO_WUMS | Internal | Winter | B18 | 400 | 1440 | 0 | 76.11 | 70.17 | 0.01 | 0
2025 | MISO_MI_2_MISO_WUMS | MISO_MI | MISO_WUMS | Internal | Winter | B19 | 700 | 1440 | 0 | 73.56 | 70.17 | 0.01 | 0
2025 | MISO_MI_2_MISO_WUMS | MISO_MI | MISO_WUMS | Internal | Winter | B20 | 935 | 1440 | 0 | 67.02 | 61.09 | 0.01 | 0
2025 | MISO_MI_2_PJM_ROR | MISO_MI | PJM_ROR | Internal | Shoulder | B11 | 25 | 1424 | 640.3 | 82.57 | 84.57 | 2 | 0
2025 | MISO_MI_2_PJM_ROR | MISO_MI | PJM_ROR | Internal | Shoulder | B12 | 200 | 1424 | 1424 | 75.77 | 78.1 | 2 | 0.33
2025 | MISO_MI_2_PJM_ROR | MISO_MI | PJM_ROR | Internal | Shoulder | B13 | 600 | 1424 | 0 | 73.48 | 75.47 | 2 | 0
2025 | MISO_MI_2_PJM_ROR | MISO_MI | PJM_ROR | Internal | Shoulder | B14 | 900 | 1424 | 1366.12 | 71.11 | 73.11 | 2 | 0
2025 | MISO_MI_2_PJM_ROR | MISO_MI | PJM_ROR | Internal | Shoulder | B15 | 1203 | 1424 | 1424 | 64.15 | 67.73 | 2 | 1.58
2025 | MISO_MI_2_PJM_ROR | MISO_MI | PJM_ROR | Internal | Summer | B1 | 10 | 1424 | 999.72 | 113.34 | 115.34 | 2 | 0
2025 | MISO_MI_2_PJM_ROR | MISO_MI | PJM_ROR | Internal | Summer | B2 | 25 | 1424 | 646.1 | 109.53 | 111.53 | 2 | 0
2025 | MISO_MI_2_PJM_ROR | MISO_MI | PJM_ROR | Internal | Summer | B3 | 75 | 1424 | 0 | 108.43 | 109.27 | 2 | 0
2025 | MISO_MI_2_PJM_ROR | MISO_MI | PJM_ROR | Internal | Summer | B4 | 100 | 1424 | 191.11 | 107.27 | 109.27 | 2 | 0
2025 | MISO_MI_2_PJM_ROR | MISO_MI | PJM_ROR | Internal | Summer | B5 | 200 | 1424 | 1424 | 95.06 | 103.06 | 2 | 6
2025 | MISO_MI_2_PJM_ROR | MISO_MI | PJM_ROR | Internal | Summer | B6 | 300 | 1424 | 1424 | 82.93 | 85.57 | 2 | 0.64
2025 | MISO_MI_2_PJM_ROR | MISO_MI | PJM_ROR | Internal | Summer | B7 | 400 | 1424 | 892.15 | 78.03 | 80.03 | 2 | 0
2025 | MISO_MI_2_PJM_ROR | MISO_MI | PJM_ROR | Internal | Summer | B8 | 500 | 1424 | 0 | 70.92 | 72.91 | 2 | 0
2025 | MISO_MI_2_PJM_ROR | MISO_MI | PJM_ROR | Internal | Summer | B9 | 800 | 1424 | 395.35 | 66.39 | 68.39 | 2 | 0
2025 | MISO_MI_2_PJM_ROR | MISO_MI | PJM_ROR | Internal | Summer | B10 | 1262 | 1424 | 899.5 | 60.4 | 62.4 | 2 | 0
2025 | MISO_MI_2_PJM_ROR | MISO_MI | PJM_ROR | Internal | Winter | B16 | 25 | 1424 | 1424 | 86.05 | 95.81 | 2 | 7.76
2025 | MISO_MI_2_PJM_ROR | MISO_MI | PJM_ROR | Internal | Winter | B17 | 100 | 1424 | 1424 | 77.33 | 83.6 | 2 | 4.26
2025 | MISO_MI_2_PJM_ROR | MISO_MI | PJM_ROR | Internal | Winter | B18 | 400 | 1424 | 1424 | 76.11 | 79.97 | 2 | 1.86
2025 | MISO_MI_2_PJM_ROR | MISO_MI | PJM_ROR | Internal | Winter | B19 | 700 | 1424 | 1194.26 | 73.56 | 75.56 | 2 | 0
2025 | MISO_MI_2_PJM_ROR | MISO_MI | PJM_ROR | Internal | Winter | B20 | 935 | 1424 | 1424 | 67.02 | 70.08 | 2 | 1.06
2025 | MISO_MO-IL_2_ENT | MISO_MO-IL | ENT | Internal | Shoulder | B11 | 25 | 2540 | 0 | 82.57 | 82.57 | 8 | 0
2025 | MISO_MO-IL_2_ENT | MISO_MO-IL | ENT | Internal | Shoulder | B12 | 200 | 2540 | 0 | 75.75 | 73.68 | 8 | 0
2025 | MISO_MO-IL_2_ENT | MISO_MO-IL | ENT | Internal | Shoulder | B13 | 600 | 2540 | 0 | 73.48 | 73.14 | 8 | 0
2025 | MISO_MO-IL_2_ENT | MISO_MO-IL | ENT | Internal | Shoulder | B14 | 900 | 2540 | 0 | 71.09 | 70.69 | 8 | 0
2025 | MISO_MO-IL_2_ENT | MISO_MO-IL | ENT | Internal | Shoulder | B15 | 1203 | 2540 | 0 | 64.15 | 70.69 | 8 | 0
2025 | MISO_MO-IL_2_ENT | MISO_MO-IL | ENT | Internal | Summer | B1 | 10 | 2540 | 0 | 113.34 | 117.69 | 8 | 0
2025 | MISO_MO-IL_2_ENT | MISO_MO-IL | ENT | Internal | Summer | B2 | 25 | 2540 | 0 | 109.53 | 114.51 | 8 | 0
2025 | MISO_MO-IL_2_ENT | MISO_MO-IL | ENT | Internal | Summer | B3 | 75 | 2540 | 0 | 109.53 | 112.44 | 8 | 0
2025 | MISO_MO-IL_2_ENT | MISO_MO-IL | ENT | Internal | Summer | B4 | 100 | 2540 | 0 | 107.27 | 112.27 | 8 | 0
2025 | MISO_MO-IL_2_ENT | MISO_MO-IL | ENT | Internal | Summer | B5 | 200 | 2540 | 0 | 101.06 | 106.06 | 8 | 0
2025 | MISO_MO-IL_2_ENT | MISO_MO-IL | ENT | Internal | Summer | B6 | 300 | 2540 | 0 | 83.58 | 91.03 | 8 | 0
2025 | MISO_MO-IL_2_ENT | MISO_MO-IL | ENT | Internal | Summer | B7 | 400 | 2540 | 0 | 78.03 | 80.34 | 8 | 0
2025 | MISO_MO-IL_2_ENT | MISO_MO-IL | ENT | Internal | Summer | B8 | 500 | 2540 | 0 | 70.92 | 72.16 | 8 | 0
2025 | MISO_MO-IL_2_ENT | MISO_MO-IL | ENT | Internal | Summer | B9 | 800 | 2540 | 0 | 66.39 | 71.63 | 8 | 0
2025 | MISO_MO-IL_2_ENT | MISO_MO-IL | ENT | Internal | Summer | B10 | 1262 | 2540 | 2540 | 60.4 | 69.16 | 8 | 0.76
2025 | MISO_MO-IL_2_ENT | MISO_MO-IL | ENT | Internal | Winter | B16 | 25 | 2540 | 0 | 86.05 | 80.34 | 8 | 0
2025 | MISO_MO-IL_2_ENT | MISO_MO-IL | ENT | Internal | Winter | B17 | 100 | 2540 | 0 | 77.31 | 76.11 | 8 | 0
2025 | MISO_MO-IL_2_ENT | MISO_MO-IL | ENT | Internal | Winter | B18 | 400 | 2540 | 0 | 76.11 | 76.11 | 8 | 0
2025 | MISO_MO-IL_2_ENT | MISO_MO-IL | ENT | Internal | Winter | B19 | 700 | 2540 | 0 | 73.56 | 73.56 | 8 | 0
2025 | MISO_MO-IL_2_ENT | MISO_MO-IL | ENT | Internal | Winter | B20 | 935 | 2540 | 0 | 67.02 | 73.56 | 8 | 0
2025 | MISO_MO-IL_2_MISO_IN | MISO_MO-IL | MISO_IN | Internal | Shoulder | B11 | 25 | 2633 | 0 | 82.57 | 82.56 | 0.01 | 0
2025 | MISO_MO-IL_2_MISO_IN | MISO_MO-IL | MISO_IN | Internal | Shoulder | B12 | 200 | 2633 | 1176.6 | 75.75 | 75.76 | 0.01 | 0
2025 | MISO_MO-IL_2_MISO_IN | MISO_MO-IL | MISO_IN | Internal | Shoulder | B13 | 600 | 2633 | 0 | 73.48 | 73.47 | 0.01 | 0
2025 | MISO_MO-IL_2_MISO_IN | MISO_MO-IL | MISO_IN | Internal | Shoulder | B14 | 900 | 2633 | 653.1 | 71.09 | 71.1 | 0.01 | 0
2025 | MISO_MO-IL_2_MISO_IN | MISO_MO-IL | MISO_IN | Internal | Shoulder | B15 | 1203 | 2633 | 0 | 64.15 | 64.14 | 0.01 | 0
2025 | MISO_MO-IL_2_MISO_IN | MISO_MO-IL | MISO_IN | Internal | Summer | B1 | 10 | 2633 | 0 | 113.34 | 113.33 | 0.01 | 0
2025 | MISO_MO-IL_2_MISO_IN | MISO_MO-IL | MISO_IN | Internal | Summer | B2 | 25 | 2633 | 0 | 109.53 | 109.52 | 0.01 | 0
2025 | MISO_MO-IL_2_MISO_IN | MISO_MO-IL | MISO_IN | Internal | Summer | B3 | 75 | 2633 | 0 | 109.53 | 108.42 | 0.01 | 0
2025 | MISO_MO-IL_2_MISO_IN | MISO_MO-IL | MISO_IN | Internal | Summer | B4 | 100 | 2633 | 0 | 107.27 | 107.26 | 0.01 | 0
2025 | MISO_MO-IL_2_MISO_IN | MISO_MO-IL | MISO_IN | Internal | Summer | B5 | 200 | 2633 | 0 | 101.06 | 95.05 | 0.01 | 0
2025 | MISO_MO-IL_2_MISO_IN | MISO_MO-IL | MISO_IN | Internal | Summer | B6 | 300 | 2633 | 0 | 83.58 | 82.92 | 0.01 | 0
2025 | MISO_MO-IL_2_MISO_IN | MISO_MO-IL | MISO_IN | Internal | Summer | B7 | 400 | 2633 | 0 | 78.03 | 78.02 | 0.01 | 0
2025 | MISO_MO-IL_2_MISO_IN | MISO_MO-IL | MISO_IN | Internal | Summer | B8 | 500 | 2633 | 0 | 70.92 | 70.91 | 0.01 | 0
2025 | MISO_MO-IL_2_MISO_IN | MISO_MO-IL | MISO_IN | Internal | Summer | B9 | 800 | 2633 | 0 | 66.39 | 66.38 | 0.01 | 0
2025 | MISO_MO-IL_2_MISO_IN | MISO_MO-IL | MISO_IN | Internal | Summer | B10 | 1262 | 2633 | 0 | 60.4 | 60.39 | 0.01 | 0
2025 | MISO_MO-IL_2_MISO_IN | MISO_MO-IL | MISO_IN | Internal | Winter | B16 | 25 | 2633 | 0 | 86.05 | 86.03 | 0.01 | 0
2025 | MISO_MO-IL_2_MISO_IN | MISO_MO-IL | MISO_IN | Internal | Winter | B17 | 100 | 2633 | 441 | 77.31 | 77.32 | 0.01 | 0
2025 | MISO_MO-IL_2_MISO_IN | MISO_MO-IL | MISO_IN | Internal | Winter | B18 | 400 | 2633 | 0 | 76.11 | 76.1 | 0.01 | 0
2025 | MISO_MO-IL_2_MISO_IN | MISO_MO-IL | MISO_IN | Internal | Winter | B19 | 700 | 2633 | 0 | 73.56 | 73.55 | 0.01 | 0
2025 | MISO_MO-IL_2_MISO_IN | MISO_MO-IL | MISO_IN | Internal | Winter | B20 | 935 | 2633 | 0 | 67.02 | 67.01 | 0.01 | 0
2025 | MISO_MO-IL_2_MISO_W | MISO_MO-IL | MISO_W | Internal | Shoulder | B11 | 25 | 1075 | 0 | 82.57 | 77.56 | 0.01 | 0
2025 | MISO_MO-IL_2_MISO_W | MISO_MO-IL | MISO_W | Internal | Shoulder | B12 | 200 | 1075 | 0 | 75.75 | 67.41 | 0.01 | 0
2025 | MISO_MO-IL_2_MISO_W | MISO_MO-IL | MISO_W | Internal | Shoulder | B13 | 600 | 1075 | 0 | 73.48 | 67.39 | 0.01 | 0
2025 | MISO_MO-IL_2_MISO_W | MISO_MO-IL | MISO_W | Internal | Shoulder | B14 | 900 | 1075 | 0 | 71.09 | 56.34 | 0.01 | 0
2025 | MISO_MO-IL_2_MISO_W | MISO_MO-IL | MISO_W | Internal | Shoulder | B15 | 1203 | 1075 | 0 | 64.15 | 54.36 | 0.01 | 0
2025 | MISO_MO-IL_2_MISO_W | MISO_MO-IL | MISO_W | Internal | Summer | B1 | 10 | 1075 | 0 | 113.34 | 113.33 | 0.01 | 0
2025 | MISO_MO-IL_2_MISO_W | MISO_MO-IL | MISO_W | Internal | Summer | B2 | 25 | 1075 | 0 | 109.53 | 109.52 | 0.01 | 0
2025 | MISO_MO-IL_2_MISO_W | MISO_MO-IL | MISO_W | Internal | Summer | B3 | 75 | 1075 | 0 | 109.53 | 109.52 | 0.01 | 0
2025 | MISO_MO-IL_2_MISO_W | MISO_MO-IL | MISO_W | Internal | Summer | B4 | 100 | 1075 | 0 | 107.27 | 107.26 | 0.01 | 0
2025 | MISO_MO-IL_2_MISO_W | MISO_MO-IL | MISO_W | Internal | Summer | B5 | 200 | 1075 | 0 | 101.06 | 101.05 | 0.01 | 0
2025 | MISO_MO-IL_2_MISO_W | MISO_MO-IL | MISO_W | Internal | Summer | B6 | 300 | 1075 | 0 | 83.58 | 83.57 | 0.01 | 0
2025 | MISO_MO-IL_2_MISO_W | MISO_MO-IL | MISO_W | Internal | Summer | B7 | 400 | 1075 | 0 | 78.03 | 77.56 | 0.01 | 0
2025 | MISO_MO-IL_2_MISO_W | MISO_MO-IL | MISO_W | Internal | Summer | B8 | 500 | 1075 | 0 | 70.92 | 65.98 | 0.01 | 0
2025 | MISO_MO-IL_2_MISO_W | MISO_MO-IL | MISO_W | Internal | Summer | B9 | 800 | 1075 | 0 | 66.39 | 65.95 | 0.01 | 0
2025 | MISO_MO-IL_2_MISO_W | MISO_MO-IL | MISO_W | Internal | Summer | B10 | 1262 | 1075 | 0 | 60.4 | 57.5 | 0.01 | 0
2025 | MISO_MO-IL_2_MISO_W | MISO_MO-IL | MISO_W | Internal | Winter | B16 | 25 | 1075 | 0 | 86.05 | 63.17 | 0.01 | 0
2025 | MISO_MO-IL_2_MISO_W | MISO_MO-IL | MISO_W | Internal | Winter | B17 | 100 | 1075 | 0 | 77.31 | 64.1 | 0.01 | 0
2025 | MISO_MO-IL_2_MISO_W | MISO_MO-IL | MISO_W | Internal | Winter | B18 | 400 | 1075 | 0 | 76.11 | 68.55 | 0.01 | 0
2025 | MISO_MO-IL_2_MISO_W | MISO_MO-IL | MISO_W | Internal | Winter | B19 | 700 | 1075 | 0 | 73.56 | 68.55 | 0.01 | 0
2025 | MISO_MO-IL_2_MISO_W | MISO_MO-IL | MISO_W | Internal | Winter | B20 | 935 | 1075 | 0 | 67.02 | 56.97 | 0.01 | 0
2025 | MISO_MO-IL_2_PJM_ROR | MISO_MO-IL | PJM_ROR | Internal | Shoulder | B11 | 25 | 1212 | 681.43 | 82.57 | 84.57 | 2 | 0
2025 | MISO_MO-IL_2_PJM_ROR | MISO_MO-IL | PJM_ROR | Internal | Shoulder | B12 | 200 | 1212 | 1212 | 75.75 | 78.1 | 2 | 0.36
2025 | MISO_MO-IL_2_PJM_ROR | MISO_MO-IL | PJM_ROR | Internal | Shoulder | B13 | 600 | 1212 | 0 | 73.48 | 75.47 | 2 | 0
2025 | MISO_MO-IL_2_PJM_ROR | MISO_MO-IL | PJM_ROR | Internal | Shoulder | B14 | 900 | 1212 | 1212 | 71.09 | 73.11 | 2 | 0.02
2025 | MISO_MO-IL_2_PJM_ROR | MISO_MO-IL | PJM_ROR | Internal | Shoulder | B15 | 1203 | 1212 | 1212 | 64.15 | 67.73 | 2 | 1.58
2025 | MISO_MO-IL_2_PJM_ROR | MISO_MO-IL | PJM_ROR | Internal | Summer | B1 | 10 | 1212 | 750.9 | 113.34 | 115.34 | 2 | 0
2025 | MISO_MO-IL_2_PJM_ROR | MISO_MO-IL | PJM_ROR | Internal | Summer | B2 | 25 | 1212 | 516.81 | 109.53 | 111.53 | 2 | 0
2025 | MISO_MO-IL_2_PJM_ROR | MISO_MO-IL | PJM_ROR | Internal | Summer | B3 | 75 | 1212 | 0 | 109.53 | 109.27 | 2 | 0
2025 | MISO_MO-IL_2_PJM_ROR | MISO_MO-IL | PJM_ROR | Internal | Summer | B4 | 100 | 1212 | 112.01 | 107.27 | 109.27 | 2 | 0
2025 | MISO_MO-IL_2_PJM_ROR | MISO_MO-IL | PJM_ROR | Internal | Summer | B5 | 200 | 1212 | 318 | 101.06 | 103.06 | 2 | 0
2025 | MISO_MO-IL_2_PJM_ROR | MISO_MO-IL | PJM_ROR | Internal | Summer | B6 | 300 | 1212 | 0 | 83.58 | 85.57 | 2 | 0
2025 | MISO_MO-IL_2_PJM_ROR | MISO_MO-IL | PJM_ROR | Internal | Summer | B7 | 400 | 1212 | 851.76 | 78.03 | 80.03 | 2 | 0
2025 | MISO_MO-IL_2_PJM_ROR | MISO_MO-IL | PJM_ROR | Internal | Summer | B8 | 500 | 1212 | 0 | 70.92 | 72.91 | 2 | 0
2025 | MISO_MO-IL_2_PJM_ROR | MISO_MO-IL | PJM_ROR | Internal | Summer | B9 | 800 | 1212 | 650.89 | 66.39 | 68.39 | 2 | 0
2025 | MISO_MO-IL_2_PJM_ROR | MISO_MO-IL | PJM_ROR | Internal | Summer | B10 | 1262 | 1212 | 1050.42 | 60.4 | 62.4 | 2 | 0
2025 | MISO_MO-IL_2_PJM_ROR | MISO_MO-IL | PJM_ROR | Internal | Winter | B16 | 25 | 1212 | 1212 | 86.05 | 95.81 | 2 | 7.76
2025 | MISO_MO-IL_2_PJM_ROR | MISO_MO-IL | PJM_ROR | Internal | Winter | B17 | 100 | 1212 | 1212 | 77.31 | 83.6 | 2 | 4.29
2025 | MISO_MO-IL_2_PJM_ROR | MISO_MO-IL | PJM_ROR | Internal | Winter | B18 | 400 | 1212 | 1212 | 76.11 | 79.97 | 2 | 1.86
2025 | MISO_MO-IL_2_PJM_ROR | MISO_MO-IL | PJM_ROR | Internal | Winter | B19 | 700 | 1212 | 1081.89 | 73.56 | 75.56 | 2 | 0
2025 | MISO_MO-IL_2_PJM_ROR | MISO_MO-IL | PJM_ROR | Internal | Winter | B20 | 935 | 1212 | 1212 | 67.02 | 70.08 | 2 | 1.06
2025 | MISO_MO-IL_2_TVA_Transmission | MISO_MO-IL | TVA_Transmission | Internal | Shoulder | B11 | 25 | 4000 | 712.59 | 82.57 | 90.57 | 8 | 0
2025 | MISO_MO-IL_2_TVA_Transmission | MISO_MO-IL | TVA_Transmission | Internal | Shoulder | B12 | 200 | 4000 | 0 | 75.75 | 79.1 | 8 | 0
2025 | MISO_MO-IL_2_TVA_Transmission | MISO_MO-IL | TVA_Transmission | Internal | Shoulder | B13 | 600 | 4000 | 0 | 73.48 | 77.01 | 8 | 0
2025 | MISO_MO-IL_2_TVA_Transmission | MISO_MO-IL | TVA_Transmission | Internal | Shoulder | B14 | 900 | 4000 | 0 | 71.09 | 75.34 | 8 | 0
2025 | MISO_MO-IL_2_TVA_Transmission | MISO_MO-IL | TVA_Transmission | Internal | Shoulder | B15 | 1203 | 4000 | 318.75 | 64.15 | 72.15 | 8 | 0
2025 | MISO_MO-IL_2_TVA_Transmission | MISO_MO-IL | TVA_Transmission | Internal | Summer | B1 | 10 | 4000 | 2864.12 | 113.34 | 121.34 | 8 | 0
2025 | MISO_MO-IL_2_TVA_Transmission | MISO_MO-IL | TVA_Transmission | Internal | Summer | B2 | 25 | 4000 | 1752.29 | 109.53 | 117.53 | 8 | 0
2025 | MISO_MO-IL_2_TVA_Transmission | MISO_MO-IL | TVA_Transmission | Internal | Summer | B3 | 75 | 4000 | 0 | 109.53 | 115.27 | 8 | 0
2025 | MISO_MO-IL_2_TVA_Transmission | MISO_MO-IL | TVA_Transmission | Internal | Summer | B4 | 100 | 4000 | 113.68 | 107.27 | 115.27 | 8 | 0
2025 | MISO_MO-IL_2_TVA_Transmission | MISO_MO-IL | TVA_Transmission | Internal | Summer | B5 | 200 | 4000 | 1153.06 | 101.06 | 109.06 | 8 | 0
2025 | MISO_MO-IL_2_TVA_Transmission | MISO_MO-IL | TVA_Transmission | Internal | Summer | B6 | 300 | 4000 | 0 | 83.58 | 91.57 | 8 | 0
2025 | MISO_MO-IL_2_TVA_Transmission | MISO_MO-IL | TVA_Transmission | Internal | Summer | B7 | 400 | 4000 | 738.4 | 78.03 | 86.03 | 8 | 0
2025 | MISO_MO-IL_2_TVA_Transmission | MISO_MO-IL | TVA_Transmission | Internal | Summer | B8 | 500 | 4000 | 0 | 70.92 | 77.61 | 8 | 0
2025 | MISO_MO-IL_2_TVA_Transmission | MISO_MO-IL | TVA_Transmission | Internal | Summer | B9 | 800 | 4000 | 0 | 66.39 | 71.87 | 8 | 0
2025 | MISO_MO-IL_2_TVA_Transmission | MISO_MO-IL | TVA_Transmission | Internal | Summer | B10 | 1262 | 4000 | 0 | 60.4 | 65.86 | 8 | 0
2025 | MISO_MO-IL_2_TVA_Transmission | MISO_MO-IL | TVA_Transmission | Internal | Winter | B16 | 25 | 4000 | 3159.21 | 86.05 | 94.05 | 8 | 0
2025 | MISO_MO-IL_2_TVA_Transmission | MISO_MO-IL | TVA_Transmission | Internal | Winter | B17 | 100 | 4000 | 0 | 77.31 | 82.47 | 8 | 0
2025 | MISO_MO-IL_2_TVA_Transmission | MISO_MO-IL | TVA_Transmission | Internal | Winter | B18 | 400 | 4000 | 0 | 76.11 | 79.87 | 8 | 0
2025 | MISO_MO-IL_2_TVA_Transmission | MISO_MO-IL | TVA_Transmission | Internal | Winter | B19 | 700 | 4000 | 0 | 73.56 | 77.77 | 8 | 0
2025 | MISO_MO-IL_2_TVA_Transmission | MISO_MO-IL | TVA_Transmission | Internal | Winter | B20 | 935 | 4000 | 1631.35 | 67.02 | 75.02 | 8 | 0
2025 | MISO_W_2_IESO | MISO_W | IESO | Internal | Shoulder | B11 | 25 | 90 | 0 | 77.56 | 14.42 | 8 | 0
2025 | MISO_W_2_IESO | MISO_W | IESO | Internal | Shoulder | B12 | 200 | 90 | 0 | 67.41 | 14.42 | 8 | 0
2025 | MISO_W_2_IESO | MISO_W | IESO | Internal | Shoulder | B13 | 600 | 90 | 0 | 67.39 | 14.42 | 8 | 0
2025 | MISO_W_2_IESO | MISO_W | IESO | Internal | Shoulder | B14 | 900 | 90 | 0 | 56.34 | 14.42 | 8 | 0
2025 | MISO_W_2_IESO | MISO_W | IESO | Internal | Shoulder | B15 | 1203 | 90 | 0 | 54.36 | 14.42 | 8 | 0
2025 | MISO_W_2_IESO | MISO_W | IESO | Internal | Summer | B1 | 10 | 90 | 0 | 113.33 | 81.26 | 8 | 0
2025 | MISO_W_2_IESO | MISO_W | IESO | Internal | Summer | B2 | 25 | 90 | 0 | 109.52 | 86.3 | 8 | 0
2025 | MISO_W_2_IESO | MISO_W | IESO | Internal | Summer | B3 | 75 | 90 | 0 | 109.52 | 58.06 | 8 | 0
2025 | MISO_W_2_IESO | MISO_W | IESO | Internal | Summer | B4 | 100 | 90 | 0 | 107.26 | 58.06 | 8 | 0
2025 | MISO_W_2_IESO | MISO_W | IESO | Internal | Summer | B5 | 200 | 90 | 0 | 101.05 | 11.51 | 8 | 0
2025 | MISO_W_2_IESO | MISO_W | IESO | Internal | Summer | B6 | 300 | 90 | 0 | 83.57 | 11.51 | 8 | 0
2025 | MISO_W_2_IESO | MISO_W | IESO | Internal | Summer | B7 | 400 | 90 | 0 | 77.56 | 11.51 | 8 | 0
2025 | MISO_W_2_IESO | MISO_W | IESO | Internal | Summer | B8 | 500 | 90 | 0 | 65.98 | 11.51 | 8 | 0
2025 | MISO_W_2_IESO | MISO_W | IESO | Internal | Summer | B9 | 800 | 90 | 0 | 65.95 | 11.51 | 8 | 0
2025 | MISO_W_2_IESO | MISO_W | IESO | Internal | Summer | B10 | 1262 | 90 | 0 | 57.5 | 11.51 | 8 | 0
2025 | MISO_W_2_IESO | MISO_W | IESO | Internal | Winter | B16 | 25 | 90 | 0 | 63.17 | 14.42 | 8 | 0
2025 | MISO_W_2_IESO | MISO_W | IESO | Internal | Winter | B17 | 100 | 90 | 0 | 64.1 | 14.42 | 8 | 0
2025 | MISO_W_2_IESO | MISO_W | IESO | Internal | Winter | B18 | 400 | 90 | 0 | 68.55 | 14.42 | 8 | 0
2025 | MISO_W_2_IESO | MISO_W | IESO | Internal | Winter | B19 | 700 | 90 | 0 | 68.55 | 14.42 | 8 | 0
2025 | MISO_W_2_IESO | MISO_W | IESO | Internal | Winter | B20 | 935 | 90 | 0 | 56.97 | 14.42 | 8 | 0
2025 | MISO_W_2_MAPP_CA | MISO_W | MAPP_CA | Internal | Shoulder | B11 | 25 | 926 | 0 | 77.56 | 60.26 | 0.01 | 0
2025 | MISO_W_2_MAPP_CA | MISO_W | MAPP_CA | Internal | Shoulder | B12 | 200 | 926 | 0 | 67.41 | 60.26 | 0.01 | 0
2025 | MISO_W_2_MAPP_CA | MISO_W | MAPP_CA | Internal | Shoulder | B13 | 600 | 926 | 0 | 67.39 | 60.26 | 0.01 | 0
2025 | MISO_W_2_MAPP_CA | MISO_W | MAPP_CA | Internal | Shoulder | B14 | 900 | 926 | 0 | 56.34 | 56.33 | 0.01 | 0
2025 | MISO_W_2_MAPP_CA | MISO_W | MAPP_CA | Internal | Shoulder | B15 | 1203 | 926 | 926 | 54.36 | 56.33 | 0.01 | 1.96
2025 | MISO_W_2_MAPP_CA | MISO_W | MAPP_CA | Internal | Summer | B1 | 10 | 926 | 0 | 113.33 | 88.26 | 0.01 | 0
2025 | MISO_W_2_MAPP_CA | MISO_W | MAPP_CA | Internal | Summer | B2 | 25 | 926 | 0 | 109.52 | 93.3 | 0.01 | 0
2025 | MISO_W_2_MAPP_CA | MISO_W | MAPP_CA | Internal | Summer | B3 | 75 | 926 | 0 | 109.52 | 65.06 | 0.01 | 0
2025 | MISO_W_2_MAPP_CA | MISO_W | MAPP_CA | Internal | Summer | B4 | 100 | 926 | 0 | 107.26 | 65.06 | 0.01 | 0
2025 | MISO_W_2_MAPP_CA | MISO_W | MAPP_CA | Internal | Summer | B5 | 200 | 926 | 0 | 101.05 | 58.66 | 0.01 | 0
2025 | MISO_W_2_MAPP_CA | MISO_W | MAPP_CA | Internal | Summer | B6 | 300 | 926 | 0 | 83.57 | 69.57 | 0.01 | 0
2025 | MISO_W_2_MAPP_CA | MISO_W | MAPP_CA | Internal | Summer | B7 | 400 | 926 | 0 | 77.56 | 58.66 | 0.01 | 0
2025 | MISO_W_2_MAPP_CA | MISO_W | MAPP_CA | Internal | Summer | B8 | 500 | 926 | 0 | 65.98 | 57.51 | 0.01 | 0
2025 | MISO_W_2_MAPP_CA | MISO_W | MAPP_CA | Internal | Summer | B9 | 800 | 926 | 0 | 65.95 | 57.51 | 0.01 | 0
2025 | MISO_W_2_MAPP_CA | MISO_W | MAPP_CA | Internal | Summer | B10 | 1262 | 926 | 873.41 | 57.5 | 57.51 | 0.01 | 0
2025 | MISO_W_2_MAPP_CA | MISO_W | MAPP_CA | Internal | Winter | B16 | 25 | 926 | 20.86 | 63.17 | 63.18 | 0.01 | 0
2025 | MISO_W_2_MAPP_CA | MISO_W | MAPP_CA | Internal | Winter | B17 | 100 | 926 | 0 | 64.1 | 64.09 | 0.01 | 0
2025 | MISO_W_2_MAPP_CA | MISO_W | MAPP_CA | Internal | Winter | B18 | 400 | 926 | 0 | 68.55 | 68.53 | 0.01 | 0
2025 | MISO_W_2_MAPP_CA | MISO_W | MAPP_CA | Internal | Winter | B19 | 700 | 926 | 0 | 68.55 | 68.53 | 0.01 | 0
2025 | MISO_W_2_MAPP_CA | MISO_W | MAPP_CA | Internal | Winter | B20 | 935 | 926 | 926 | 56.97 | 63.18 | 0.01 | 6.2
2025 | MISO_W_2_MISO_MO-IL | MISO_W | MISO_MO-IL | Internal | Shoulder | B11 | 25 | 3915 | 3915 | 77.56 | 82.57 | 0.01 | 5
2025 | MISO_W_2_MISO_MO-IL | MISO_W | MISO_MO-IL | Internal | Shoulder | B12 | 200 | 3915 | 3915 | 67.41 | 75.75 | 0.01 | 8.32
2025 | MISO_W_2_MISO_MO-IL | MISO_W | MISO_MO-IL | Internal | Shoulder | B13 | 600 | 3915 | 3915 | 67.39 | 73.48 | 0.01 | 6.08
2025 | MISO_W_2_MISO_MO-IL | MISO_W | MISO_MO-IL | Internal | Shoulder | B14 | 900 | 3915 | 3915 | 56.34 | 71.09 | 0.01 | 14.73
2025 | MISO_W_2_MISO_MO-IL | MISO_W | MISO_MO-IL | Internal | Shoulder | B15 | 1203 | 3915 | 3915 | 54.36 | 64.15 | 0.01 | 9.78
2025 | MISO_W_2_MISO_MO-IL | MISO_W | MISO_MO-IL | Internal | Summer | B1 | 10 | 3915 | 2903.6 | 113.33 | 113.34 | 0.01 | 0
2025 | MISO_W_2_MISO_MO-IL | MISO_W | MISO_MO-IL | Internal | Summer | B2 | 25 | 3915 | 3241.06 | 109.52 | 109.53 | 0.01 | 0
2025 | MISO_W_2_MISO_MO-IL | MISO_W | MISO_MO-IL | Internal | Summer | B3 | 75 | 3915 | 1652.91 | 109.52 | 109.53 | 0.01 | 0
2025 | MISO_W_2_MISO_MO-IL | MISO_W | MISO_MO-IL | Internal | Summer | B4 | 100 | 3915 | 1642.53 | 107.26 | 107.27 | 0.01 | 0
2025 | MISO_W_2_MISO_MO-IL | MISO_W | MISO_MO-IL | Internal | Summer | B5 | 200 | 3915 | 2011.91 | 101.05 | 101.06 | 0.01 | 0
2025 | MISO_W_2_MISO_MO-IL | MISO_W | MISO_MO-IL | Internal | Summer | B6 | 300 | 3915 | 123.36 | 83.57 | 83.58 | 0.01 | 0
2025 | MISO_W_2_MISO_MO-IL | MISO_W | MISO_MO-IL | Internal | Summer | B7 | 400 | 3915 | 3915 | 77.56 | 78.03 | 0.01 | 0.46
2025 | MISO_W_2_MISO_MO-IL | MISO_W | MISO_MO-IL | Internal | Summer | B8 | 500 | 3915 | 3915 | 65.98 | 70.92 | 0.01 | 4.93
2025 | MISO_W_2_MISO_MO-IL | MISO_W | MISO_MO-IL | Internal | Summer | B9 | 800 | 3915 | 3915 | 65.95 | 66.39 | 0.01 | 0.43
2025 | MISO_W_2_MISO_MO-IL | MISO_W | MISO_MO-IL | Internal | Summer | B10 | 1262 | 3915 | 3915 | 57.5 | 60.4 | 0.01 | 2.88
2025 | MISO_W_2_MISO_MO-IL | MISO_W | MISO_MO-IL | Internal | Winter | B16 | 25 | 3915 | 3915 | 63.17 | 86.05 | 0.01 | 22.86
2025 | MISO_W_2_MISO_MO-IL | MISO_W | MISO_MO-IL | Internal | Winter | B17 | 100 | 3915 | 3915 | 64.1 | 77.31 | 0.01 | 13.2
2025 | MISO_W_2_MISO_MO-IL | MISO_W | MISO_MO-IL | Internal | Winter | B18 | 400 | 3915 | 3915 | 68.55 | 76.11 | 0.01 | 7.55
2025 | MISO_W_2_MISO_MO-IL | MISO_W | MISO_MO-IL | Internal | Winter | B19 | 700 | 3915 | 3915 | 68.55 | 73.56 | 0.01 | 5
2025 | MISO_W_2_MISO_MO-IL | MISO_W | MISO_MO-IL | Internal | Winter | B20 | 935 | 3915 | 3915 | 56.97 | 67.02 | 0.01 | 10.03
2025 | MISO_W_2_MISO_WUMS | MISO_W | MISO_WUMS | Internal | Shoulder | B11 | 25 | 1732 | 0 | 77.56 | 77.55 | 0.01 | 0
2025 | MISO_W_2_MISO_WUMS | MISO_W | MISO_WUMS | Internal | Shoulder | B12 | 200 | 1732 | 0 | 67.41 | 67.4 | 0.01 | 0
2025 | MISO_W_2_MISO_WUMS | MISO_W | MISO_WUMS | Internal | Shoulder | B13 | 600 | 1732 | 973.24 | 67.39 | 67.4 | 0.01 | 0
2025 | MISO_W_2_MISO_WUMS | MISO_W | MISO_WUMS | Internal | Shoulder | B14 | 900 | 1732 | 1732 | 56.34 | 67.26 | 0.01 | 10.91
2025 | MISO_W_2_MISO_WUMS | MISO_W | MISO_WUMS | Internal | Shoulder | B15 | 1203 | 1732 | 1732 | 54.36 | 58.73 | 0.01 | 4.36
2025 | MISO_W_2_MISO_WUMS | MISO_W | MISO_WUMS | Internal | Summer | B1 | 10 | 1732 | 0 | 113.33 | 113.33 | 0.01 | 0
2025 | MISO_W_2_MISO_WUMS | MISO_W | MISO_WUMS | Internal | Summer | B2 | 25 | 1732 | 0 | 109.52 | 109.52 | 0.01 | 0
2025 | MISO_W_2_MISO_WUMS | MISO_W | MISO_WUMS | Internal | Summer | B3 | 75 | 1732 | 0 | 109.52 | 107.27 | 0.01 | 0
2025 | MISO_W_2_MISO_WUMS | MISO_W | MISO_WUMS | Internal | Summer | B4 | 100 | 1732 | 0 | 107.26 | 107.25 | 0.01 | 0
2025 | MISO_W_2_MISO_WUMS | MISO_W | MISO_WUMS | Internal | Summer | B5 | 200 | 1732 | 0 | 101.05 | 95.05 | 0.01 | 0
2025 | MISO_W_2_MISO_WUMS | MISO_W | MISO_WUMS | Internal | Summer | B6 | 300 | 1732 | 0 | 83.57 | 82.92 | 0.01 | 0
2025 | MISO_W_2_MISO_WUMS | MISO_W | MISO_WUMS | Internal | Summer | B7 | 400 | 1732 | 0 | 77.56 | 77.55 | 0.01 | 0
2025 | MISO_W_2_MISO_WUMS | MISO_W | MISO_WUMS | Internal | Summer | B8 | 500 | 1732 | 0 | 65.98 | 65.96 | 0.01 | 0
2025 | MISO_W_2_MISO_WUMS | MISO_W | MISO_WUMS | Internal | Summer | B9 | 800 | 1732 | 255.15 | 65.95 | 65.96 | 0.01 | 0
2025 | MISO_W_2_MISO_WUMS | MISO_W | MISO_WUMS | Internal | Summer | B10 | 1262 | 1732 | 1194.85 | 57.5 | 57.51 | 0.01 | 0
2025 | MISO_W_2_MISO_WUMS | MISO_W | MISO_WUMS | Internal | Winter | B16 | 25 | 1732 | 1732 | 63.17 | 70.17 | 0.01 | 6.99
2025 | MISO_W_2_MISO_WUMS | MISO_W | MISO_WUMS | Internal | Winter | B17 | 100 | 1732 | 1732 | 64.1 | 70.17 | 0.01 | 6.06
2025 | MISO_W_2_MISO_WUMS | MISO_W | MISO_WUMS | Internal | Winter | B18 | 400 | 1732 | 1732 | 68.55 | 70.17 | 0.01 | 1.61
2025 | MISO_W_2_MISO_WUMS | MISO_W | MISO_WUMS | Internal | Winter | B19 | 700 | 1732 | 1732 | 68.55 | 70.17 | 0.01 | 1.61
2025 | MISO_W_2_MISO_WUMS | MISO_W | MISO_WUMS | Internal | Winter | B20 | 935 | 1732 | 1732 | 56.97 | 61.09 | 0.01 | 4.1
2025 | MISO_W_2_NE | MISO_W | NE | Internal | Shoulder | B11 | 25 | 2800 | 0 | 77.56 | 77.56 | 7 | 0
2025 | MISO_W_2_NE | MISO_W | NE | Internal | Shoulder | B12 | 200 | 2800 | 0 | 67.41 | 70.74 | 7 | 0
2025 | MISO_W_2_NE | MISO_W | NE | Internal | Shoulder | B13 | 600 | 2800 | 0 | 67.39 | 70.48 | 7 | 0
2025 | MISO_W_2_NE | MISO_W | NE | Internal | Shoulder | B14 | 900 | 2800 | 0 | 56.34 | 61.71 | 7 | 0
2025 | MISO_W_2_NE | MISO_W | NE | Internal | Shoulder | B15 | 1203 | 2800 | 0 | 54.36 | 61.35 | 7 | 0
2025 | MISO_W_2_NE | MISO_W | NE | Internal | Summer | B1 | 10 | 2800 | 0 | 113.33 | 113.33 | 7 | 0
2025 | MISO_W_2_NE | MISO_W | NE | Internal | Summer | B2 | 25 | 2800 | 0 | 109.52 | 109.52 | 7 | 0
2025 | MISO_W_2_NE | MISO_W | NE | Internal | Summer | B3 | 75 | 2800 | 0 | 109.52 | 109.52 | 7 | 0
2025 | MISO_W_2_NE | MISO_W | NE | Internal | Summer | B4 | 100 | 2800 | 0 | 107.26 | 107.26 | 7 | 0
2025 | MISO_W_2_NE | MISO_W | NE | Internal | Summer | B5 | 200 | 2800 | 0 | 101.05 | 101.05 | 7 | 0
2025 | MISO_W_2_NE | MISO_W | NE | Internal | Summer | B6 | 300 | 2800 | 0 | 83.57 | 83.57 | 7 | 0
2025 | MISO_W_2_NE | MISO_W | NE | Internal | Summer | B7 | 400 | 2800 | 0 | 77.56 | 77.56 | 7 | 0
2025 | MISO_W_2_NE | MISO_W | NE | Internal | Summer | B8 | 500 | 2800 | 0 | 65.98 | 69.45 | 7 | 0
2025 | MISO_W_2_NE | MISO_W | NE | Internal | Summer | B9 | 800 | 2800 | 0 | 65.95 | 69.08 | 7 | 0
2025 | MISO_W_2_NE | MISO_W | NE | Internal | Summer | B10 | 1262 | 2800 | 0 | 57.5 | 59.49 | 7 | 0
2025 | MISO_W_2_NE | MISO_W | NE | Internal | Winter | B16 | 25 | 2800 | 312.36 | 63.17 | 70.17 | 7 | 0
2025 | MISO_W_2_NE | MISO_W | NE | Internal | Winter | B17 | 100 | 2800 | 0 | 64.1 | 71.09 | 7 | 0
2025 | MISO_W_2_NE | MISO_W | NE | Internal | Winter | B18 | 400 | 2800 | 0 | 68.55 | 68.8 | 7 | 0
2025 | MISO_W_2_NE | MISO_W | NE | Internal | Winter | B19 | 700 | 2800 | 0 | 68.55 | 68.55 | 7 | 0
2025 | MISO_W_2_NE | MISO_W | NE | Internal | Winter | B20 | 935 | 2800 | 0 | 56.97 | 63.96 | 7 | 0
2025 | MISO_W_2_PJM_ROR | MISO_W | PJM_ROR | Internal | Shoulder | B11 | 25 | 773 | 773 | 77.56 | 84.57 | 2 | 5.01
2025 | MISO_W_2_PJM_ROR | MISO_W | PJM_ROR | Internal | Shoulder | B12 | 200 | 773 | 773 | 67.41 | 78.1 | 2 | 8.69
2025 | MISO_W_2_PJM_ROR | MISO_W | PJM_ROR | Internal | Shoulder | B13 | 600 | 773 | 773 | 67.39 | 75.47 | 2 | 6.08
2025 | MISO_W_2_PJM_ROR | MISO_W | PJM_ROR | Internal | Shoulder | B14 | 900 | 773 | 773 | 56.34 | 73.11 | 2 | 14.77
2025 | MISO_W_2_PJM_ROR | MISO_W | PJM_ROR | Internal | Shoulder | B15 | 1203 | 773 | 773 | 54.36 | 67.73 | 2 | 11.38
2025 | MISO_W_2_PJM_ROR | MISO_W | PJM_ROR | Internal | Summer | B1 | 10 | 773 | 772.99 | 113.33 | 115.34 | 2 | 0.01
2025 | MISO_W_2_PJM_ROR | MISO_W | PJM_ROR | Internal | Summer | B2 | 25 | 773 | 773 | 109.52 | 111.53 | 2 | 0.01
2025 | MISO_W_2_PJM_ROR | MISO_W | PJM_ROR | Internal | Summer | B3 | 75 | 773 | 0 | 109.52 | 109.27 | 2 | 0
2025 | MISO_W_2_PJM_ROR | MISO_W | PJM_ROR | Internal | Summer | B4 | 100 | 773 | 773 | 107.26 | 109.27 | 2 | 0.01
2025 | MISO_W_2_PJM_ROR | MISO_W | PJM_ROR | Internal | Summer | B5 | 200 | 773 | 773 | 101.05 | 103.06 | 2 | 0.01
2025 | MISO_W_2_PJM_ROR | MISO_W | PJM_ROR | Internal | Summer | B6 | 300 | 773 | 711.04 | 83.57 | 85.57 | 2 | 0
2025 | MISO_W_2_PJM_ROR | MISO_W | PJM_ROR | Internal | Summer | B7 | 400 | 773 | 773 | 77.56 | 80.03 | 2 | 0.47
2025 | MISO_W_2_PJM_ROR | MISO_W | PJM_ROR | Internal | Summer | B8 | 500 | 773 | 773 | 65.98 | 72.91 | 2 | 4.94
2025 | MISO_W_2_PJM_ROR | MISO_W | PJM_ROR | Internal | Summer | B9 | 800 | 773 | 773 | 65.95 | 68.39 | 2 | 0.44
2025 | MISO_W_2_PJM_ROR | MISO_W | PJM_ROR | Internal | Summer | B10 | 1262 | 773 | 773 | 57.5 | 62.4 | 2 | 2.9
2025 | MISO_W_2_PJM_ROR | MISO_W | PJM_ROR | Internal | Winter | B16 | 25 | 773 | 773 | 63.17 | 95.81 | 2 | 30.64
2025 | MISO_W_2_PJM_ROR | MISO_W | PJM_ROR | Internal | Winter | B17 | 100 | 773 | 773 | 64.1 | 83.6 | 2 | 17.5
2025 | MISO_W_2_PJM_ROR | MISO_W | PJM_ROR | Internal | Winter | B18 | 400 | 773 | 773 | 68.55 | 79.97 | 2 | 9.42
2025 | MISO_W_2_PJM_ROR | MISO_W | PJM_ROR | Internal | Winter | B19 | 700 | 773 | 773 | 68.55 | 75.56 | 2 | 5.01
2025 | MISO_W_2_PJM_ROR | MISO_W | PJM_ROR | Internal | Winter | B20 | 935 | 773 | 773 | 56.97 | 70.08 | 2 | 11.1
2025 | MISO_W_2_SPP_N | MISO_W | SPP_N | Internal | Shoulder | B11 | 25 | 3200 | 0 | 77.56 | 77.57 | 7 | 0
2025 | MISO_W_2_SPP_N | MISO_W | SPP_N | Internal | Shoulder | B12 | 200 | 3200 | 0 | 67.41 | 70.75 | 7 | 0
2025 | MISO_W_2_SPP_N | MISO_W | SPP_N | Internal | Shoulder | B13 | 600 | 3200 | 0 | 67.39 | 70.49 | 7 | 0
2025 | MISO_W_2_SPP_N | MISO_W | SPP_N | Internal | Shoulder | B14 | 900 | 3200 | 285.45 | 56.34 | 63.34 | 7 | 0
2025 | MISO_W_2_SPP_N | MISO_W | SPP_N | Internal | Shoulder | B15 | 1203 | 3200 | 24.31 | 54.36 | 61.36 | 7 | 0
2025 | MISO_W_2_SPP_N | MISO_W | SPP_N | Internal | Summer | B1 | 10 | 3200 | 0 | 113.33 | 108.83 | 7 | 0
2025 | MISO_W_2_SPP_N | MISO_W | SPP_N | Internal | Summer | B2 | 25 | 3200 | 0 | 109.52 | 109.51 | 7 | 0
2025 | MISO_W_2_SPP_N | MISO_W | SPP_N | Internal | Summer | B3 | 75 | 3200 | 0 | 109.52 | 109.53 | 7 | 0
2025 | MISO_W_2_SPP_N | MISO_W | SPP_N | Internal | Summer | B4 | 100 | 3200 | 0 | 107.26 | 107.27 | 7 | 0
2025 | MISO_W_2_SPP_N | MISO_W | SPP_N | Internal | Summer | B5 | 200 | 3200 | 0 | 101.05 | 101.06 | 7 | 0
2025 | MISO_W_2_SPP_N | MISO_W | SPP_N | Internal | Summer | B6 | 300 | 3200 | 0 | 83.57 | 86.03 | 7 | 0
2025 | MISO_W_2_SPP_N | MISO_W | SPP_N | Internal | Summer | B7 | 400 | 3200 | 0 | 77.56 | 77.57 | 7 | 0
2025 | MISO_W_2_SPP_N | MISO_W | SPP_N | Internal | Summer | B8 | 500 | 3200 | 0 | 65.98 | 70.27 | 7 | 0
2025 | MISO_W_2_SPP_N | MISO_W | SPP_N | Internal | Summer | B9 | 800 | 3200 | 0 | 65.95 | 69.09 | 7 | 0
2025 | MISO_W_2_SPP_N | MISO_W | SPP_N | Internal | Summer | B10 | 1262 | 3200 | 0 | 57.5 | 64.15 | 7 | 0
2025 | MISO_W_2_SPP_N | MISO_W | SPP_N | Internal | Winter | B16 | 25 | 3200 | 3200 | 63.17 | 73.53 | 7 | 3.36
2025 | MISO_W_2_SPP_N | MISO_W | SPP_N | Internal | Winter | B17 | 100 | 3200 | 3048.53 | 64.1 | 71.1 | 7 | 0
2025 | MISO_W_2_SPP_N | MISO_W | SPP_N | Internal | Winter | B18 | 400 | 3200 | 0 | 68.55 | 71.11 | 7 | 0
2025 | MISO_W_2_SPP_N | MISO_W | SPP_N | Internal | Winter | B19 | 700 | 3200 | 0 | 68.55 | 68.56 | 7 | 0
2025 | MISO_W_2_SPP_N | MISO_W | SPP_N | Internal | Winter | B20 | 935 | 3200 | 42.59 | 56.97 | 63.97 | 7 | 0
2025 | MISO_WUMS_2_MISO_MI | MISO_WUMS | MISO_MI | Internal | Shoulder | B11 | 25 | 1422 | 1422 | 77.55 | 82.57 | 0.01 | 5.01
2025 | MISO_WUMS_2_MISO_MI | MISO_WUMS | MISO_MI | Internal | Shoulder | B12 | 200 | 1422 | 1422 | 67.4 | 75.77 | 0.01 | 8.36
2025 | MISO_WUMS_2_MISO_MI | MISO_WUMS | MISO_MI | Internal | Shoulder | B13 | 600 | 1422 | 1422 | 67.4 | 73.48 | 0.01 | 6.07
2025 | MISO_WUMS_2_MISO_MI | MISO_WUMS | MISO_MI | Internal | Shoulder | B14 | 900 | 1422 | 1422 | 67.26 | 71.11 | 0.01 | 3.84
2025 | MISO_WUMS_2_MISO_MI | MISO_WUMS | MISO_MI | Internal | Shoulder | B15 | 1203 | 1422 | 1422 | 58.73 | 64.15 | 0.01 | 5.4
2025 | MISO_WUMS_2_MISO_MI | MISO_WUMS | MISO_MI | Internal | Summer | B1 | 10 | 1422 | 739.19 | 113.33 | 113.34 | 0.01 | 0
2025 | MISO_WUMS_2_MISO_MI | MISO_WUMS | MISO_MI | Internal | Summer | B2 | 25 | 1422 | 798.7 | 109.52 | 109.53 | 0.01 | 0
2025 | MISO_WUMS_2_MISO_MI | MISO_WUMS | MISO_MI | Internal | Summer | B3 | 75 | 1422 | 1422 | 107.27 | 108.43 | 0.01 | 1.15
2025 | MISO_WUMS_2_MISO_MI | MISO_WUMS | MISO_MI | Internal | Summer | B4 | 100 | 1422 | 1422 | 107.25 | 107.27 | 0.01 | 0.01
2025 | MISO_WUMS_2_MISO_MI | MISO_WUMS | MISO_MI | Internal | Summer | B5 | 200 | 1422 | 1401.1 | 95.05 | 95.06 | 0.01 | 0
2025 | MISO_WUMS_2_MISO_MI | MISO_WUMS | MISO_MI | Internal | Summer | B6 | 300 | 1422 | 386.91 | 82.92 | 82.93 | 0.01 | 0
2025 | MISO_WUMS_2_MISO_MI | MISO_WUMS | MISO_MI | Internal | Summer | B7 | 400 | 1422 | 1422 | 77.55 | 78.03 | 0.01 | 0.47
2025 | MISO_WUMS_2_MISO_MI | MISO_WUMS | MISO_MI | Internal | Summer | B8 | 500 | 1422 | 1422 | 65.96 | 70.92 | 0.01 | 4.94
2025 | MISO_WUMS_2_MISO_MI | MISO_WUMS | MISO_MI | Internal | Summer | B9 | 800 | 1422 | 1422 | 65.96 | 66.39 | 0.01 | 0.41
2025 | MISO_WUMS_2_MISO_MI | MISO_WUMS | MISO_MI | Internal | Summer | B10 | 1262 | 1422 | 1422 | 57.51 | 60.4 | 0.01 | 2.87
2025 | MISO_WUMS_2_MISO_MI | MISO_WUMS | MISO_MI | Internal | Winter | B16 | 25 | 1422 | 1422 | 70.17 | 86.05 | 0.01 | 15.87
2025 | MISO_WUMS_2_MISO_MI | MISO_WUMS | MISO_MI | Internal | Winter | B17 | 100 | 1422 | 1422 | 70.17 | 77.33 | 0.01 | 7.15
2025 | MISO_WUMS_2_MISO_MI | MISO_WUMS | MISO_MI | Internal | Winter | B18 | 400 | 1422 | 1422 | 70.17 | 76.11 | 0.01 | 5.93
2025 | MISO_WUMS_2_MISO_MI | MISO_WUMS | MISO_MI | Internal | Winter | B19 | 700 | 1422 | 1422 | 70.17 | 73.56 | 0.01 | 3.38
2025 | MISO_WUMS_2_MISO_MI | MISO_WUMS | MISO_MI | Internal | Winter | B20 | 935 | 1422 | 1422 | 61.09 | 67.02 | 0.01 | 5.92
2025 | MISO_WUMS_2_MISO_W | MISO_WUMS | MISO_W | Internal | Shoulder | B11 | 25 | 1240 | 413.4 | 77.55 | 77.56 | 0.01 | 0
2025 | MISO_WUMS_2_MISO_W | MISO_WUMS | MISO_W | Internal | Shoulder | B12 | 200 | 1240 | 304.38 | 67.4 | 67.41 | 0.01 | 0
2025 | MISO_WUMS_2_MISO_W | MISO_WUMS | MISO_W | Internal | Shoulder | B13 | 600 | 1240 | 0 | 67.4 | 67.39 | 0.01 | 0
2025 | MISO_WUMS_2_MISO_W | MISO_WUMS | MISO_W | Internal | Shoulder | B14 | 900 | 1240 | 0 | 67.26 | 56.34 | 0.01 | 0
2025 | MISO_WUMS_2_MISO_W | MISO_WUMS | MISO_W | Internal | Shoulder | B15 | 1203 | 1240 | 0 | 58.73 | 54.36 | 0.01 | 0
2025 | MISO_WUMS_2_MISO_W | MISO_WUMS | MISO_W | Internal | Summer | B1 | 10 | 1240 | 0 | 113.33 | 113.33 | 0.01 | 0
2025 | MISO_WUMS_2_MISO_W | MISO_WUMS | MISO_W | Internal | Summer | B2 | 25 | 1240 | 0 | 109.52 | 109.52 | 0.01 | 0
2025 | MISO_WUMS_2_MISO_W | MISO_WUMS | MISO_W | Internal | Summer | B3 | 75 | 1240 | 1240 | 107.27 | 109.52 | 0.01 | 2.24
2025 | MISO_WUMS_2_MISO_W | MISO_WUMS | MISO_W | Internal | Summer | B4 | 100 | 1240 | 674.76 | 107.25 | 107.26 | 0.01 | 0
2025 | MISO_WUMS_2_MISO_W | MISO_WUMS | MISO_W | Internal | Summer | B5 | 200 | 1240 | 1240 | 95.05 | 101.05 | 0.01 | 5.99
2025 | MISO_WUMS_2_MISO_W | MISO_WUMS | MISO_W | Internal | Summer | B6 | 300 | 1240 | 1240 | 82.92 | 83.57 | 0.01 | 0.64
2025 | MISO_WUMS_2_MISO_W | MISO_WUMS | MISO_W | Internal | Summer | B7 | 400 | 1240 | 473.22 | 77.55 | 77.56 | 0.01 | 0
2025 | MISO_WUMS_2_MISO_W | MISO_WUMS | MISO_W | Internal | Summer | B8 | 500 | 1240 | 130.71 | 65.96 | 65.98 | 0.01 | 0
2025 | MISO_WUMS_2_MISO_W | MISO_WUMS | MISO_W | Internal | Summer | B9 | 800 | 1240 | 0 | 65.96 | 65.95 | 0.01 | 0
2025 | MISO_WUMS_2_MISO_W | MISO_WUMS | MISO_W | Internal | Summer | B10 | 1262 | 1240 | 0 | 57.51 | 57.5 | 0.01 | 0
2025 | MISO_WUMS_2_MISO_W | MISO_WUMS | MISO_W | Internal | Winter | B16 | 25 | 1240 | 0 | 70.17 | 63.17 | 0.01 | 0
2025 | MISO_WUMS_2_MISO_W | MISO_WUMS | MISO_W | Internal | Winter | B17 | 100 | 1240 | 0 | 70.17 | 64.1 | 0.01 | 0
2025 | MISO_WUMS_2_MISO_W | MISO_WUMS | MISO_W | Internal | Winter | B18 | 400 | 1240 | 0 | 70.17 | 68.55 | 0.01 | 0
2025 | MISO_WUMS_2_MISO_W | MISO_WUMS | MISO_W | Internal | Winter | B19 | 700 | 1240 | 0 | 70.17 | 68.55 | 0.01 | 0
2025 | MISO_WUMS_2_MISO_W | MISO_WUMS | MISO_W | Internal | Winter | B20 | 935 | 1240 | 0 | 61.09 | 56.97 | 0.01 | 0
2025 | MISO_WUMS_2_PJM_ROR | MISO_WUMS | PJM_ROR | Internal | Shoulder | B11 | 25 | 1600 | 1600 | 77.55 | 84.57 | 2 | 5.02
2025 | MISO_WUMS_2_PJM_ROR | MISO_WUMS | PJM_ROR | Internal | Shoulder | B12 | 200 | 1600 | 1600 | 67.4 | 78.1 | 2 | 8.7
2025 | MISO_WUMS_2_PJM_ROR | MISO_WUMS | PJM_ROR | Internal | Shoulder | B13 | 600 | 1600 | 1600 | 67.4 | 75.47 | 2 | 6.07
2025 | MISO_WUMS_2_PJM_ROR | MISO_WUMS | PJM_ROR | Internal | Shoulder | B14 | 900 | 1600 | 1600 | 67.26 | 73.11 | 2 | 3.85
2025 | MISO_WUMS_2_PJM_ROR | MISO_WUMS | PJM_ROR | Internal | Shoulder | B15 | 1203 | 1600 | 1600 | 58.73 | 67.73 | 2 | 7
2025 | MISO_WUMS_2_PJM_ROR | MISO_WUMS | PJM_ROR | Internal | Summer | B1 | 10 | 1600 | 1599.99 | 113.33 | 115.34 | 2 | 0.01
2025 | MISO_WUMS_2_PJM_ROR | MISO_WUMS | PJM_ROR | Internal | Summer | B2 | 25 | 1600 | 1600 | 109.52 | 111.53 | 2 | 0.01
2025 | MISO_WUMS_2_PJM_ROR | MISO_WUMS | PJM_ROR | Internal | Summer | B3 | 75 | 1600 | 306.52 | 107.27 | 109.27 | 2 | 0
2025 | MISO_WUMS_2_PJM_ROR | MISO_WUMS | PJM_ROR | Internal | Summer | B4 | 100 | 1600 | 1600 | 107.25 | 109.27 | 2 | 0.02
2025 | MISO_WUMS_2_PJM_ROR | MISO_WUMS | PJM_ROR | Internal | Summer | B5 | 200 | 1600 | 1600 | 95.05 | 103.06 | 2 | 6.01
2025 | MISO_WUMS_2_PJM_ROR | MISO_WUMS | PJM_ROR | Internal | Summer | B6 | 300 | 1600 | 1600 | 82.92 | 85.57 | 2 | 0.66
2025 | MISO_WUMS_2_PJM_ROR | MISO_WUMS | PJM_ROR | Internal | Summer | B7 | 400 | 1600 | 1600 | 77.55 | 80.03 | 2 | 0.48
2025 | MISO_WUMS_2_PJM_ROR | MISO_WUMS | PJM_ROR | Internal | Summer | B8 | 500 | 1600 | 1600 | 65.96 | 72.91 | 2 | 4.95
2025 | MISO_WUMS_2_PJM_ROR | MISO_WUMS | PJM_ROR | Internal | Summer | B9 | 800 | 1600 | 1600 | 65.96 | 68.39 | 2 | 0.43
2025 | MISO_WUMS_2_PJM_ROR | MISO_WUMS | PJM_ROR | Internal | Summer | B10 | 1262 | 1600 | 1600 | 57.51 | 62.4 | 2 | 2.88
2025 | MISO_WUMS_2_PJM_ROR | MISO_WUMS | PJM_ROR | Internal | Winter | B16 | 25 | 1600 | 1600 | 70.17 | 95.81 | 2 | 23.64
2025 | MISO_WUMS_2_PJM_ROR | MISO_WUMS | PJM_ROR | Internal | Winter | B17 | 100 | 1600 | 1600 | 70.17 | 83.6 | 2 | 11.43
2025 | MISO_WUMS_2_PJM_ROR | MISO_WUMS | PJM_ROR | Internal | Winter | B18 | 400 | 1600 | 1600 | 70.17 | 79.97 | 2 | 7.8
2025 | MISO_WUMS_2_PJM_ROR | MISO_WUMS | PJM_ROR | Internal | Winter | B19 | 700 | 1600 | 1600 | 70.17 | 75.56 | 2 | 3.39
2025 | MISO_WUMS_2_PJM_ROR | MISO_WUMS | PJM_ROR | Internal | Winter | B20 | 935 | 1600 | 1600 | 61.09 | 70.08 | 2 | 6.99
2025 | NE_2_MISO_W | NE | MISO_W | Internal | Shoulder | B11 | 25 | 1600 | 0 | 77.56 | 77.56 | 5 | 0
2025 | NE_2_MISO_W | NE | MISO_W | Internal | Shoulder | B12 | 200 | 1600 | 0 | 70.74 | 67.41 | 5 | 0
2025 | NE_2_MISO_W | NE | MISO_W | Internal | Shoulder | B13 | 600 | 1600 | 0 | 70.48 | 67.39 | 5 | 0
2025 | NE_2_MISO_W | NE | MISO_W | Internal | Shoulder | B14 | 900 | 1600 | 0 | 61.71 | 56.34 | 5 | 0
2025 | NE_2_MISO_W | NE | MISO_W | Internal | Shoulder | B15 | 1203 | 1600 | 0 | 61.35 | 54.36 | 5 | 0
2025 | NE_2_MISO_W | NE | MISO_W | Internal | Summer | B1 | 10 | 1600 | 0 | 113.33 | 113.33 | 5 | 0
2025 | NE_2_MISO_W | NE | MISO_W | Internal | Summer | B2 | 25 | 1600 | 0 | 109.52 | 109.52 | 5 | 0
2025 | NE_2_MISO_W | NE | MISO_W | Internal | Summer | B3 | 75 | 1600 | 0 | 109.52 | 109.52 | 5 | 0
2025 | NE_2_MISO_W | NE | MISO_W | Internal | Summer | B4 | 100 | 1600 | 0 | 107.26 | 107.26 | 5 | 0
2025 | NE_2_MISO_W | NE | MISO_W | Internal | Summer | B5 | 200 | 1600 | 0 | 101.05 | 101.05 | 5 | 0
2025 | NE_2_MISO_W | NE | MISO_W | Internal | Summer | B6 | 300 | 1600 | 0 | 83.57 | 83.57 | 5 | 0
2025 | NE_2_MISO_W | NE | MISO_W | Internal | Summer | B7 | 400 | 1600 | 0 | 77.56 | 77.56 | 5 | 0
2025 | NE_2_MISO_W | NE | MISO_W | Internal | Summer | B8 | 500 | 1600 | 0 | 69.45 | 65.98 | 5 | 0
2025 | NE_2_MISO_W | NE | MISO_W | Internal | Summer | B9 | 800 | 1600 | 0 | 69.08 | 65.95 | 5 | 0
2025 | NE_2_MISO_W | NE | MISO_W | Internal | Summer | B10 | 1262 | 1600 | 0 | 59.49 | 57.5 | 5 | 0
2025 | NE_2_MISO_W | NE | MISO_W | Internal | Winter | B16 | 25 | 1600 | 0 | 70.17 | 63.17 | 5 | 0
2025 | NE_2_MISO_W | NE | MISO_W | Internal | Winter | B17 | 100 | 1600 | 0 | 71.09 | 64.1 | 5 | 0
2025 | NE_2_MISO_W | NE | MISO_W | Internal | Winter | B18 | 400 | 1600 | 0 | 68.8 | 68.55 | 5 | 0
2025 | NE_2_MISO_W | NE | MISO_W | Internal | Winter | B19 | 700 | 1600 | 0 | 68.55 | 68.55 | 5 | 0
2025 | NE_2_MISO_W | NE | MISO_W | Internal | Winter | B20 | 935 | 1600 | 0 | 63.96 | 56.97 | 5 | 0
2025 | NE_2_SPP_N | NE | SPP_N | Internal | Shoulder | B11 | 25 | 1802 | 859.3 | 77.56 | 77.57 | 0.01 | 0
2025 | NE_2_SPP_N | NE | SPP_N | Internal | Shoulder | B12 | 200 | 1802 | 1461.11 | 70.74 | 70.75 | 0.01 | 0
2025 | NE_2_SPP_N | NE | SPP_N | Internal | Shoulder | B13 | 600 | 1802 | 1595.95 | 70.48 | 70.49 | 0.01 | 0
2025 | NE_2_SPP_N | NE | SPP_N | Internal | Shoulder | B14 | 900 | 1802 | 1802 | 61.71 | 63.34 | 0.01 | 1.62
2025 | NE_2_SPP_N | NE | SPP_N | Internal | Shoulder | B15 | 1203 | 1802 | 1786.9 | 61.35 | 61.36 | 0.01 | 0
2025 | NE_2_SPP_N | NE | SPP_N | Internal | Summer | B1 | 10 | 1802 | 0 | 113.33 | 108.83 | 0.01 | 0
2025 | NE_2_SPP_N | NE | SPP_N | Internal | Summer | B2 | 25 | 1802 | 0 | 109.52 | 109.51 | 0.01 | 0
2025 | NE_2_SPP_N | NE | SPP_N | Internal | Summer | B3 | 75 | 1802 | 153.84 | 109.52 | 109.53 | 0.01 | 0
2025 | NE_2_SPP_N | NE | SPP_N | Internal | Summer | B4 | 100 | 1802 | 285.74 | 107.26 | 107.27 | 0.01 | 0
2025 | NE_2_SPP_N | NE | SPP_N | Internal | Summer | B5 | 200 | 1802 | 219.63 | 101.05 | 101.06 | 0.01 | 0
2025 | NE_2_SPP_N | NE | SPP_N | Internal | Summer | B6 | 300 | 1802 | 1802 | 83.57 | 86.03 | 0.01 | 2.44
2025 | NE_2_SPP_N | NE | SPP_N | Internal | Summer | B7 | 400 | 1802 | 1498.41 | 77.56 | 77.57 | 0.01 | 0
2025 | NE_2_SPP_N | NE | SPP_N | Internal | Summer | B8 | 500 | 1802 | 1802 | 69.45 | 70.27 | 0.01 | 0.81
2025 | NE_2_SPP_N | NE | SPP_N | Internal | Summer | B9 | 800 | 1802 | 1762.61 | 69.08 | 69.09 | 0.01 | 0
2025 | NE_2_SPP_N | NE | SPP_N | Internal | Summer | B10 | 1262 | 1802 | 1802 | 59.49 | 64.15 | 0.01 | 4.65
2025 | NE_2_SPP_N | NE | SPP_N | Internal | Winter | B16 | 25 | 1802 | 1802 | 70.17 | 73.53 | 0.01 | 3.35
2025 | NE_2_SPP_N | NE | SPP_N | Internal | Winter | B17 | 100 | 1802 | 1719.7 | 71.09 | 71.1 | 0.01 | 0
2025 | NE_2_SPP_N | NE | SPP_N | Internal | Winter | B18 | 400 | 1802 | 1802 | 68.8 | 71.11 | 0.01 | 2.3
2025 | NE_2_SPP_N | NE | SPP_N | Internal | Winter | B19 | 700 | 1802 | 1693.71 | 68.55 | 68.56 | 0.01 | 0
2025 | NE_2_SPP_N | NE | SPP_N | Internal | Winter | B20 | 935 | 1802 | 1743.61 | 63.96 | 63.97 | 0.01 | 0
2025 | NEISO_2_NYISO_A-F | NEISO | NYISO_A-F | Internal | Shoulder | B11 | 25 | 600 | 0 | 65.77 | 68.74 | 3 | 0
2025 | NEISO_2_NYISO_A-F | NEISO | NYISO_A-F | Internal | Shoulder | B12 | 200 | 600 | 0 | 65.77 | 68.74 | 3 | 0
2025 | NEISO_2_NYISO_A-F | NEISO | NYISO_A-F | Internal | Shoulder | B13 | 600 | 600 | 0 | 64.44 | 67.43 | 3 | 0
2025 | NEISO_2_NYISO_A-F | NEISO | NYISO_A-F | Internal | Shoulder | B14 | 900 | 600 | 0 | 64.3 | 66.17 | 3 | 0
2025 | NEISO_2_NYISO_A-F | NEISO | NYISO_A-F | Internal | Shoulder | B15 | 1203 | 600 | 0 | 64.3 | 66.17 | 3 | 0
2025 | NEISO_2_NYISO_A-F | NEISO | NYISO_A-F | Internal | Summer | B1 | 10 | 600 | 0 | 141.36 | 88.26 | 3 | 0
2025 | NEISO_2_NYISO_A-F | NEISO | NYISO_A-F | Internal | Summer | B2 | 25 | 600 | 0 | 117.69 | 93.3 | 3 | 0
2025 | NEISO_2_NYISO_A-F | NEISO | NYISO_A-F | Internal | Summer | B3 | 75 | 600 | 0 | 88.87 | 88.26 | 3 | 0
2025 | NEISO_2_NYISO_A-F | NEISO | NYISO_A-F | Internal | Summer | B4 | 100 | 600 | 106.85 | 85.26 | 88.26 | 3 | 0
2025 | NEISO_2_NYISO_A-F | NEISO | NYISO_A-F | Internal | Summer | B5 | 200 | 600 | 591.05 | 64.45 | 67.45 | 3 | 0
2025 | NEISO_2_NYISO_A-F | NEISO | NYISO_A-F | Internal | Summer | B6 | 300 | 600 | 600 | 62.6 | 67.45 | 3 | 1.85
2025 | NEISO_2_NYISO_A-F | NEISO | NYISO_A-F | Internal | Summer | B7 | 400 | 600 | 600 | 62.6 | 67.45 | 3 | 1.85
2025 | NEISO_2_NYISO_A-F | NEISO | NYISO_A-F | Internal | Summer | B8 | 500 | 600 | 0 | 62.6 | 64.93 | 3 | 0
2025 | NEISO_2_NYISO_A-F | NEISO | NYISO_A-F | Internal | Summer | B9 | 800 | 600 | 0 | 62.6 | 64.41 | 3 | 0
2025 | NEISO_2_NYISO_A-F | NEISO | NYISO_A-F | Internal | Summer | B10 | 1262 | 600 | 0 | 62.6 | 64.41 | 3 | 0
2025 | NEISO_2_NYISO_A-F | NEISO | NYISO_A-F | Internal | Winter | B16 | 25 | 600 | 0 | 75.56 | 71.29 | 3 | 0
2025 | NEISO_2_NYISO_A-F | NEISO | NYISO_A-F | Internal | Winter | B17 | 100 | 600 | 0 | 74.29 | 71.29 | 3 | 0
2025 | NEISO_2_NYISO_A-F | NEISO | NYISO_A-F | Internal | Winter | B18 | 400 | 600 | 0 | 72.87 | 71.29 | 3 | 0
2025 | NEISO_2_NYISO_A-F | NEISO | NYISO_A-F | Internal | Winter | B19 | 700 | 600 | 0 | 72.87 | 69.87 | 3 | 0
2025 | NEISO_2_NYISO_A-F | NEISO | NYISO_A-F | Internal | Winter | B20 | 935 | 600 | 0 | 72.87 | 69.87 | 3 | 0
2025 | NEISO_2_NYISO_G-I | NEISO | NYISO_G-I | Internal | Shoulder | B11 | 25 | 600 | 600 | 65.77 | 70.45 | 3 | 1.69
2025 | NEISO_2_NYISO_G-I | NEISO | NYISO_G-I | Internal | Shoulder | B12 | 200 | 600 | 500.65 | 65.77 | 68.77 | 3 | 0
2025 | NEISO_2_NYISO_G-I | NEISO | NYISO_G-I | Internal | Shoulder | B13 | 600 | 600 | 93.09 | 64.44 | 67.44 | 3 | 0
2025 | NEISO_2_NYISO_G-I | NEISO | NYISO_G-I | Internal | Shoulder | B14 | 900 | 600 | 0 | 64.3 | 66.18 | 3 | 0
2025 | NEISO_2_NYISO_G-I | NEISO | NYISO_G-I | Internal | Shoulder | B15 | 1203 | 600 | 0 | 64.3 | 66.18 | 3 | 0
2025 | NEISO_2_NYISO_G-I | NEISO | NYISO_G-I | Internal | Summer | B1 | 10 | 600 | 0 | 141.36 | 144.35 | 3 | 0
2025 | NEISO_2_NYISO_G-I | NEISO | NYISO_G-I | Internal | Summer | B2 | 25 | 600 | 396.02 | 117.69 | 120.69 | 3 | 0
2025 | NEISO_2_NYISO_G-I | NEISO | NYISO_G-I | Internal | Summer | B3 | 75 | 600 | 591.17 | 88.87 | 91.87 | 3 | 0
2025 | NEISO_2_NYISO_G-I | NEISO | NYISO_G-I | Internal | Summer | B4 | 100 | 600 | 600 | 85.26 | 89.6 | 3 | 1.34
2025 | NEISO_2_NYISO_G-I | NEISO | NYISO_G-I | Internal | Summer | B5 | 200 | 600 | 600 | 64.45 | 89.6 | 3 | 22.16
2025 | NEISO_2_NYISO_G-I | NEISO | NYISO_G-I | Internal | Summer | B6 | 300 | 600 | 600 | 62.6 | 77.57 | 3 | 11.97
2025 | NEISO_2_NYISO_G-I | NEISO | NYISO_G-I | Internal | Summer | B7 | 400 | 600 | 600 | 62.6 | 67.46 | 3 | 1.86
2025 | NEISO_2_NYISO_G-I | NEISO | NYISO_G-I | Internal | Summer | B8 | 500 | 600 | 0 | 62.6 | 64.94 | 3 | 0
2025 | NEISO_2_NYISO_G-I | NEISO | NYISO_G-I | Internal | Summer | B9 | 800 | 600 | 0 | 62.6 | 64.43 | 3 | 0
2025 | NEISO_2_NYISO_G-I | NEISO | NYISO_G-I | Internal | Summer | B10 | 1262 | 600 | 0 | 62.6 | 64.43 | 3 | 0
2025 | NEISO_2_NYISO_G-I | NEISO | NYISO_G-I | Internal | Winter | B16 | 25 | 600 | 600 | 75.56 | 82.69 | 3 | 4.13
2025 | NEISO_2_NYISO_G-I | NEISO | NYISO_G-I | Internal | Winter | B17 | 100 | 600 | 0 | 74.29 | 75.6 | 3 | 0
2025 | NEISO_2_NYISO_G-I | NEISO | NYISO_G-I | Internal | Winter | B18 | 400 | 600 | 0 | 72.87 | 75.05 | 3 | 0
2025 | NEISO_2_NYISO_G-I | NEISO | NYISO_G-I | Internal | Winter | B19 | 700 | 600 | 0 | 72.87 | 75.05 | 3 | 0
2025 | NEISO_2_NYISO_G-I | NEISO | NYISO_G-I | Internal | Winter | B20 | 935 | 600 | 0 | 72.87 | 69.88 | 3 | 0
2025 | NEISO_2_NYISO_J-K | NEISO | NYISO_J-K | Internal | Shoulder | B11 | 25 | 777 | 777 | 65.77 | 70.47 | 3 | 1.7
2025 | NEISO_2_NYISO_J-K | NEISO | NYISO_J-K | Internal | Shoulder | B12 | 200 | 777 | 777 | 65.77 | 68.78 | 3 | 0.01
2025 | NEISO_2_NYISO_J-K | NEISO | NYISO_J-K | Internal | Shoulder | B13 | 600 | 777 | 777 | 64.44 | 67.46 | 3 | 0.01
2025 | NEISO_2_NYISO_J-K | NEISO | NYISO_J-K | Internal | Shoulder | B14 | 900 | 777 | 0 | 64.3 | 66.19 | 3 | 0
2025 | NEISO_2_NYISO_J-K | NEISO | NYISO_J-K | Internal | Shoulder | B15 | 1203 | 777 | 0 | 64.3 | 66.19 | 3 | 0
2025 | NEISO_2_NYISO_J-K | NEISO | NYISO_J-K | Internal | Summer | B1 | 10 | 777 | 771.93 | 141.36 | 144.36 | 3 | 0
2025 | NEISO_2_NYISO_J-K | NEISO | NYISO_J-K | Internal | Summer | B2 | 25 | 777 | 777 | 117.69 | 120.71 | 3 | 0.01
2025 | NEISO_2_NYISO_J-K | NEISO | NYISO_J-K | Internal | Summer | B3 | 75 | 777 | 777 | 88.87 | 91.88 | 3 | 0.01
2025 | NEISO_2_NYISO_J-K | NEISO | NYISO_J-K | Internal | Summer | B4 | 100 | 777 | 777 | 85.26 | 89.61 | 3 | 1.35
2025 | NEISO_2_NYISO_J-K | NEISO | NYISO_J-K | Internal | Summer | B5 | 200 | 777 | 777 | 64.45 | 89.61 | 3 | 22.17
2025 | NEISO_2_NYISO_J-K | NEISO | NYISO_J-K | Internal | Summer | B6 | 300 | 777 | 777 | 62.6 | 77.58 | 3 | 11.99
2025 | NEISO_2_NYISO_J-K | NEISO | NYISO_J-K | Internal | Summer | B7 | 400 | 777 | 777 | 62.6 | 67.47 | 3 | 1.87
2025 | NEISO_2_NYISO_J-K | NEISO | NYISO_J-K | Internal | Summer | B8 | 500 | 777 | 229.01 | 62.6 | 65.6 | 3 | 0
2025 | NEISO_2_NYISO_J-K | NEISO | NYISO_J-K | Internal | Summer | B9 | 800 | 777 | 0 | 62.6 | 64.44 | 3 | 0
2025 | NEISO_2_NYISO_J-K | NEISO | NYISO_J-K | Internal | Summer | B10 | 1262 | 777 | 0 | 62.6 | 64.44 | 3 | 0
2025 | NEISO_2_NYISO_J-K | NEISO | NYISO_J-K | Internal | Winter | B16 | 25 | 777 | 777 | 75.56 | 82.71 | 3 | 4.15
2025 | NEISO_2_NYISO_J-K | NEISO | NYISO_J-K | Internal | Winter | B17 | 100 | 777 | 777 | 74.29 | 77.66 | 3 | 0.37
2025 | NEISO_2_NYISO_J-K | NEISO | NYISO_J-K | Internal | Winter | B18 | 400 | 777 | 777 | 72.87 | 77.66 | 3 | 1.8
2025 | NEISO_2_NYISO_J-K | NEISO | NYISO_J-K | Internal | Winter | B19 | 700 | 777 | 777 | 72.87 | 77.66 | 3 | 1.8
2025 | NEISO_2_NYISO_J-K | NEISO | NYISO_J-K | Internal | Winter | B20 | 935 | 777 | 0 | 72.87 | 69.89 | 3 | 0
2025 | NonRTO_Midwest_2_MISO_IN | NonRTO_Midwest | MISO_IN | Internal | Shoulder | B11 | 25 | 4450 | 0 | 90.56 | 82.56 | 8 | 0
2025 | NonRTO_Midwest_2_MISO_IN | NonRTO_Midwest | MISO_IN | Internal | Shoulder | B12 | 200 | 4450 | 0 | 83.76 | 75.76 | 8 | 0
2025 | NonRTO_Midwest_2_MISO_IN | NonRTO_Midwest | MISO_IN | Internal | Shoulder | B13 | 600 | 4450 | 0 | 81.47 | 73.47 | 8 | 0
2025 | NonRTO_Midwest_2_MISO_IN | NonRTO_Midwest | MISO_IN | Internal | Shoulder | B14 | 900 | 4450 | 0 | 79.1 | 71.1 | 8 | 0
2025 | NonRTO_Midwest_2_MISO_IN | NonRTO_Midwest | MISO_IN | Internal | Shoulder | B15 | 1203 | 4450 | 0 | 72.14 | 64.14 | 8 | 0
2025 | NonRTO_Midwest_2_MISO_IN | NonRTO_Midwest | MISO_IN | Internal | Summer | B1 | 10 | 4450 | 0 | 116.42 | 113.33 | 8 | 0
2025 | NonRTO_Midwest_2_MISO_IN | NonRTO_Midwest | MISO_IN | Internal | Summer | B2 | 25 | 4450 | 0 | 116.42 | 109.52 | 8 | 0
2025 | NonRTO_Midwest_2_MISO_IN | NonRTO_Midwest | MISO_IN | Internal | Summer | B3 | 75 | 4450 | 0 | 116.42 | 108.42 | 8 | 0
2025 | NonRTO_Midwest_2_MISO_IN | NonRTO_Midwest | MISO_IN | Internal | Summer | B4 | 100 | 4450 | 0 | 115.26 | 107.26 | 8 | 0
2025 | NonRTO_Midwest_2_MISO_IN | NonRTO_Midwest | MISO_IN | Internal | Summer | B5 | 200 | 4450 | 0 | 103.05 | 95.05 | 8 | 0
2025 | NonRTO_Midwest_2_MISO_IN | NonRTO_Midwest | MISO_IN | Internal | Summer | B6 | 300 | 4450 | 0 | 90.92 | 82.92 | 8 | 0
2025 | NonRTO_Midwest_2_MISO_IN | NonRTO_Midwest | MISO_IN | Internal | Summer | B7 | 400 | 4450 | 0 | 86.02 | 78.02 | 8 | 0
2025 | NonRTO_Midwest_2_MISO_IN | NonRTO_Midwest | MISO_IN | Internal | Summer | B8 | 500 | 4450 | 0 | 78.91 | 70.91 | 8 | 0
2025 | NonRTO_Midwest_2_MISO_IN | NonRTO_Midwest | MISO_IN | Internal | Summer | B9 | 800 | 4450 | 0 | 74.38 | 66.38 | 8 | 0
2025 | NonRTO_Midwest_2_MISO_IN | NonRTO_Midwest | MISO_IN | Internal | Summer | B10 | 1262 | 4450 | 0 | 68.39 | 60.39 | 8 | 0
2025 | NonRTO_Midwest_2_MISO_IN | NonRTO_Midwest | MISO_IN | Internal | Winter | B16 | 25 | 4450 | 0 | 94.03 | 86.03 | 8 | 0
2025 | NonRTO_Midwest_2_MISO_IN | NonRTO_Midwest | MISO_IN | Internal | Winter | B17 | 100 | 4450 | 0 | 85.32 | 77.32 | 8 | 0
2025 | NonRTO_Midwest_2_MISO_IN | NonRTO_Midwest | MISO_IN | Internal | Winter | B18 | 400 | 4450 | 0 | 84.1 | 76.1 | 8 | 0
2025 | NonRTO_Midwest_2_MISO_IN | NonRTO_Midwest | MISO_IN | Internal | Winter | B19 | 700 | 4450 | 0 | 81.55 | 73.55 | 8 | 0
2025 | NonRTO_Midwest_2_MISO_IN | NonRTO_Midwest | MISO_IN | Internal | Winter | B20 | 935 | 4450 | 0 | 75.01 | 67.01 | 8 | 0
2025 | NonRTO_Midwest_2_TVA_Transmission | NonRTO_Midwest | TVA_Transmission | Internal | Shoulder | B11 | 25 | 2400 | 0 | 90.56 | 90.57 | 8 | 0
2025 | NonRTO_Midwest_2_TVA_Transmission | NonRTO_Midwest | TVA_Transmission | Internal | Shoulder | B12 | 200 | 2400 | 0 | 83.76 | 79.1 | 8 | 0
2025 | NonRTO_Midwest_2_TVA_Transmission | NonRTO_Midwest | TVA_Transmission | Internal | Shoulder | B13 | 600 | 2400 | 0 | 81.47 | 77.01 | 8 | 0
2025 | NonRTO_Midwest_2_TVA_Transmission | NonRTO_Midwest | TVA_Transmission | Internal | Shoulder | B14 | 900 | 2400 | 0 | 79.1 | 75.34 | 8 | 0
2025 | NonRTO_Midwest_2_TVA_Transmission | NonRTO_Midwest | TVA_Transmission | Internal | Shoulder | B15 | 1203 | 2400 | 0 | 72.14 | 72.15 | 8 | 0
2025 | NonRTO_Midwest_2_TVA_Transmission | NonRTO_Midwest | TVA_Transmission | Internal | Summer | B1 | 10 | 2400 | 0 | 116.42 | 121.34 | 8 | 0
2025 | NonRTO_Midwest_2_TVA_Transmission | NonRTO_Midwest | TVA_Transmission | Internal | Summer | B2 | 25 | 2400 | 0 | 116.42 | 117.53 | 8 | 0
2025 | NonRTO_Midwest_2_TVA_Transmission | NonRTO_Midwest | TVA_Transmission | Internal | Summer | B3 | 75 | 2400 | 0 | 116.42 | 115.27 | 8 | 0
2025 | NonRTO_Midwest_2_TVA_Transmission | NonRTO_Midwest | TVA_Transmission | Internal | Summer | B4 | 100 | 2400 | 0 | 115.26 | 115.27 | 8 | 0
2025 | NonRTO_Midwest_2_TVA_Transmission | NonRTO_Midwest | TVA_Transmission | Internal | Summer | B5 | 200 | 2400 | 0 | 103.05 | 109.06 | 8 | 0
2025 | NonRTO_Midwest_2_TVA_Transmission | NonRTO_Midwest | TVA_Transmission | Internal | Summer | B6 | 300 | 2400 | 0 | 90.92 | 91.57 | 8 | 0
2025 | NonRTO_Midwest_2_TVA_Transmission | NonRTO_Midwest | TVA_Transmission | Internal | Summer | B7 | 400 | 2400 | 0 | 86.02 | 86.03 | 8 | 0
2025 | NonRTO_Midwest_2_TVA_Transmission | NonRTO_Midwest | TVA_Transmission | Internal | Summer | B8 | 500 | 2400 | 0 | 78.91 | 77.61 | 8 | 0
2025 | NonRTO_Midwest_2_TVA_Transmission | NonRTO_Midwest | TVA_Transmission | Internal | Summer | B9 | 800 | 2400 | 0 | 74.38 | 71.87 | 8 | 0
2025 | NonRTO_Midwest_2_TVA_Transmission | NonRTO_Midwest | TVA_Transmission | Internal | Summer | B10 | 1262 | 2400 | 0 | 68.39 | 65.86 | 8 | 0
2025 | NonRTO_Midwest_2_TVA_Transmission | NonRTO_Midwest | TVA_Transmission | Internal | Winter | B16 | 25 | 2400 | 0 | 94.03 | 94.05 | 8 | 0
2025 | NonRTO_Midwest_2_TVA_Transmission | NonRTO_Midwest | TVA_Transmission | Internal | Winter | B17 | 100 | 2400 | 0 | 85.32 | 82.47 | 8 | 0
2025 | NonRTO_Midwest_2_TVA_Transmission | NonRTO_Midwest | TVA_Transmission | Internal | Winter | B18 | 400 | 2400 | 0 | 84.1 | 79.87 | 8 | 0
2025 | NonRTO_Midwest_2_TVA_Transmission | NonRTO_Midwest | TVA_Transmission | Internal | Winter | B19 | 700 | 2400 | 0 | 81.55 | 77.77 | 8 | 0
2025 | NonRTO_Midwest_2_TVA_Transmission | NonRTO_Midwest | TVA_Transmission | Internal | Winter | B20 | 935 | 2400 | 0 | 75.01 | 75.02 | 8 | 0
2025 | NYISO_A-F_2_IESO | NYISO_A-F | IESO | Internal | Shoulder | B11 | 25 | 1600 | 0 | 68.74 | 14.42 | 7 | 0
2025 | NYISO_A-F_2_IESO | NYISO_A-F | IESO | Internal | Shoulder | B12 | 200 | 1600 | 0 | 68.74 | 14.42 | 7 | 0
2025 | NYISO_A-F_2_IESO | NYISO_A-F | IESO | Internal | Shoulder | B13 | 600 | 1600 | 0 | 67.43 | 14.42 | 7 | 0
2025 | NYISO_A-F_2_IESO | NYISO_A-F | IESO | Internal | Shoulder | B14 | 900 | 1600 | 0 | 66.17 | 14.42 | 7 | 0
2025 | NYISO_A-F_2_IESO | NYISO_A-F | IESO | Internal | Shoulder | B15 | 1203 | 1600 | 0 | 66.17 | 14.42 | 7 | 0
2025 | NYISO_A-F_2_IESO | NYISO_A-F | IESO | Internal | Summer | B1 | 10 | 1600 | 0 | 88.26 | 81.26 | 7 | 0
2025 | NYISO_A-F_2_IESO | NYISO_A-F | IESO | Internal | Summer | B2 | 25 | 1600 | 0 | 93.3 | 86.3 | 7 | 0
2025 | NYISO_A-F_2_IESO | NYISO_A-F | IESO | Internal | Summer | B3 | 75 | 1600 | 0 | 88.26 | 58.06 | 7 | 0
2025 | NYISO_A-F_2_IESO | NYISO_A-F | IESO | Internal | Summer | B4 | 100 | 1600 | 0 | 88.26 | 58.06 | 7 | 0
2025 | NYISO_A-F_2_IESO | NYISO_A-F | IESO | Internal | Summer | B5 | 200 | 1600 | 0 | 67.45 | 11.51 | 7 | 0
2025 | NYISO_A-F_2_IESO | NYISO_A-F | IESO | Internal | Summer | B6 | 300 | 1600 | 0 | 67.45 | 11.51 | 7 | 0
2025 | NYISO_A-F_2_IESO | NYISO_A-F | IESO | Internal | Summer | B7 | 400 | 1600 | 0 | 67.45 | 11.51 | 7 | 0
2025 | NYISO_A-F_2_IESO | NYISO_A-F | IESO | Internal | Summer | B8 | 500 | 1600 | 0 | 64.93 | 11.51 | 7 | 0
2025 | NYISO_A-F_2_IESO | NYISO_A-F | IESO | Internal | Summer | B9 | 800 | 1600 | 0 | 64.41 | 11.51 | 7 | 0
2025 | NYISO_A-F_2_IESO | NYISO_A-F | IESO | Internal | Summer | B10 | 1262 | 1600 | 0 | 64.41 | 11.51 | 7 | 0
2025 | NYISO_A-F_2_IESO | NYISO_A-F | IESO | Internal | Winter | B16 | 25 | 1600 | 0 | 71.29 | 14.42 | 7 | 0
2025 | NYISO_A-F_2_IESO | NYISO_A-F | IESO | Internal | Winter | B17 | 100 | 1600 | 0 | 71.29 | 14.42 | 7 | 0
2025 | NYISO_A-F_2_IESO | NYISO_A-F | IESO | Internal | Winter | B18 | 400 | 1600 | 0 | 71.29 | 14.42 | 7 | 0
2025 | NYISO_A-F_2_IESO | NYISO_A-F | IESO | Internal | Winter | B19 | 700 | 1600 | 0 | 69.87 | 14.42 | 7 | 0
2025 | NYISO_A-F_2_IESO | NYISO_A-F | IESO | Internal | Winter | B20 | 935 | 1600 | 0 | 69.87 | 14.42 | 7 | 0
2025 | NYISO_A-F_2_NEISO | NYISO_A-F | NEISO | Internal | Shoulder | B11 | 25 | 600 | 0 | 68.74 | 65.77 | 3 | 0
2025 | NYISO_A-F_2_NEISO | NYISO_A-F | NEISO | Internal | Shoulder | B12 | 200 | 600 | 0 | 68.74 | 65.77 | 3 | 0
2025 | NYISO_A-F_2_NEISO | NYISO_A-F | NEISO | Internal | Shoulder | B13 | 600 | 600 | 0 | 67.43 | 64.44 | 3 | 0
2025 | NYISO_A-F_2_NEISO | NYISO_A-F | NEISO | Internal | Shoulder | B14 | 900 | 600 | 0 | 66.17 | 64.3 | 3 | 0
2025 | NYISO_A-F_2_NEISO | NYISO_A-F | NEISO | Internal | Shoulder | B15 | 1203 | 600 | 0 | 66.17 | 64.3 | 3 | 0
2025 | NYISO_A-F_2_NEISO | NYISO_A-F | NEISO | Internal | Summer | B1 | 10 | 600 | 600 | 88.26 | 141.36 | 3 | 50.1
2025 | NYISO_A-F_2_NEISO | NYISO_A-F | NEISO | Internal | Summer | B2 | 25 | 600 | 600 | 93.3 | 117.69 | 3 | 21.39
2025 | NYISO_A-F_2_NEISO | NYISO_A-F | NEISO | Internal | Summer | B3 | 75 | 600 | 0 | 88.26 | 88.87 | 3 | 0
2025 | NYISO_A-F_2_NEISO | NYISO_A-F | NEISO | Internal | Summer | B4 | 100 | 600 | 0 | 88.26 | 85.26 | 3 | 0
2025 | NYISO_A-F_2_NEISO | NYISO_A-F | NEISO | Internal | Summer | B5 | 200 | 600 | 0 | 67.45 | 64.45 | 3 | 0
2025 | NYISO_A-F_2_NEISO | NYISO_A-F | NEISO | Internal | Summer | B6 | 300 | 600 | 0 | 67.45 | 62.6 | 3 | 0
2025 | NYISO_A-F_2_NEISO | NYISO_A-F | NEISO | Internal | Summer | B7 | 400 | 600 | 0 | 67.45 | 62.6 | 3 | 0
2025 | NYISO_A-F_2_NEISO | NYISO_A-F | NEISO | Internal | Summer | B8 | 500 | 600 | 0 | 64.93 | 62.6 | 3 | 0
2025 | NYISO_A-F_2_NEISO | NYISO_A-F | NEISO | Internal | Summer | B9 | 800 | 600 | 0 | 64.41 | 62.6 | 3 | 0
2025 | NYISO_A-F_2_NEISO | NYISO_A-F | NEISO | Internal | Summer | B10 | 1262 | 600 | 0 | 64.41 | 62.6 | 3 | 0
2025 | NYISO_A-F_2_NEISO | NYISO_A-F | NEISO | Internal | Winter | B16 | 25 | 600 | 600 | 71.29 | 75.56 | 3 | 1.27
2025 | NYISO_A-F_2_NEISO | NYISO_A-F | NEISO | Internal | Winter | B17 | 100 | 600 | 276.84 | 71.29 | 74.29 | 3 | 0
2025 | NYISO_A-F_2_NEISO | NYISO_A-F | NEISO | Internal | Winter | B18 | 400 | 600 | 0 | 71.29 | 72.87 | 3 | 0
2025 | NYISO_A-F_2_NEISO | NYISO_A-F | NEISO | Internal | Winter | B19 | 700 | 600 | 176.89 | 69.87 | 72.87 | 3 | 0
2025 | NYISO_A-F_2_NEISO | NYISO_A-F | NEISO | Internal | Winter | B20 | 935 | 600 | 97.42 | 69.87 | 72.87 | 3 | 0
2025 | NYISO_A-F_2_NYISO_G-I | NYISO_A-F | NYISO_G-I | Internal | Shoulder | B11 | 25 | 5843 | 5843 | 68.74 | 70.45 | 0.01 | 1.7
2025 | NYISO_A-F_2_NYISO_G-I | NYISO_A-F | NYISO_G-I | Internal | Shoulder | B12 | 200 | 5843 | 5843 | 68.74 | 68.77 | 0.01 | 0.01
2025 | NYISO_A-F_2_NYISO_G-I | NYISO_A-F | NYISO_G-I | Internal | Shoulder | B13 | 600 | 5843 | 4803.63 | 67.43 | 67.44 | 0.01 | 0
2025 | NYISO_A-F_2_NYISO_G-I | NYISO_A-F | NYISO_G-I | Internal | Shoulder | B14 | 900 | 5843 | 5270.67 | 66.17 | 66.18 | 0.01 | 0
2025 | NYISO_A-F_2_NYISO_G-I | NYISO_A-F | NYISO_G-I | Internal | Shoulder | B15 | 1203 | 5843 | 4501.5 | 66.17 | 66.18 | 0.01 | 0
2025 | NYISO_A-F_2_NYISO_G-I | NYISO_A-F | NYISO_G-I | Internal | Summer | B1 | 10 | 5843 | 5843 | 88.26 | 144.35 | 0.01 | 56.07
2025 | NYISO_A-F_2_NYISO_G-I | NYISO_A-F | NYISO_G-I | Internal | Summer | B2 | 25 | 5843 | 5843 | 93.3 | 120.69 | 0.01 | 27.38
2025 | NYISO_A-F_2_NYISO_G-I | NYISO_A-F | NYISO_G-I | Internal | Summer | B3 | 75 | 5843 | 5843 | 88.26 | 91.87 | 0.01 | 3.6
2025 | NYISO_A-F_2_NYISO_G-I | NYISO_A-F | NYISO_G-I | Internal | Summer | B4 | 100 | 5843 | 5843 | 88.26 | 89.6 | 0.01 | 1.33
2025 | NYISO_A-F_2_NYISO_G-I | NYISO_A-F | NYISO_G-I | Internal | Summer | B5 | 200 | 5843 | 5843 | 67.45 | 89.6 | 0.01 | 22.15
2025 | NYISO_A-F_2_NYISO_G-I | NYISO_A-F | NYISO_G-I | Internal | Summer | B6 | 300 | 5843 | 5843 | 67.45 | 77.57 | 0.01 | 10.11
2025 | NYISO_A-F_2_NYISO_G-I | NYISO_A-F | NYISO_G-I | Internal | Summer | B7 | 400 | 5843 | 5572.44 | 67.45 | 67.46 | 0.01 | 0
2025 | NYISO_A-F_2_NYISO_G-I | NYISO_A-F | NYISO_G-I | Internal | Summer | B8 | 500 | 5843 | 5431.72 | 64.93 | 64.94 | 0.01 | 0
2025 | NYISO_A-F_2_NYISO_G-I | NYISO_A-F | NYISO_G-I | Internal | Summer | B9 | 800 | 5843 | 5543.94 | 64.41 | 64.43 | 0.01 | 0
2025 | NYISO_A-F_2_NYISO_G-I | NYISO_A-F | NYISO_G-I | Internal | Summer | B10 | 1262 | 5843 | 3374.26 | 64.41 | 64.43 | 0.01 | 0
2025 | NYISO_A-F_2_NYISO_G-I | NYISO_A-F | NYISO_G-I | Internal | Winter | B16 | 25 | 5843 | 5843 | 71.29 | 82.69 | 0.01 | 11.39
2025 | NYISO_A-F_2_NYISO_G-I | NYISO_A-F | NYISO_G-I | Internal | Winter | B17 | 100 | 5843 | 5843 | 71.29 | 75.6 | 0.01 | 4.29
2025 | NYISO_A-F_2_NYISO_G-I | NYISO_A-F | NYISO_G-I | Internal | Winter | B18 | 400 | 5843 | 5843 | 71.29 | 75.05 | 0.01 | 3.75
2025 | NYISO_A-F_2_NYISO_G-I | NYISO_A-F | NYISO_G-I | Internal | Winter | B19 | 700 | 5843 | 5843 | 69.87 | 75.05 | 0.01 | 5.18
2025 | NYISO_A-F_2_NYISO_G-I | NYISO_A-F | NYISO_G-I | Internal | Winter | B20 | 935 | 5843 | 5517.62 | 69.87 | 69.88 | 0.01 | 0
2025 | NYISO_A-F_2_PJM_ROM | NYISO_A-F | PJM_ROM | Internal | Shoulder | B11 | 25 | 1000 | 1000 | 68.74 | 84.59 | 8 | 7.85
2025 | NYISO_A-F_2_PJM_ROM | NYISO_A-F | PJM_ROM | Internal | Shoulder | B12 | 200 | 1000 | 1000 | 68.74 | 78.12 | 8 | 1.38
2025 | NYISO_A-F_2_PJM_ROM | NYISO_A-F | PJM_ROM | Internal | Shoulder | B13 | 600 | 1000 | 1000 | 67.43 | 75.46 | 8 | 0.02
2025 | NYISO_A-F_2_PJM_ROM | NYISO_A-F | PJM_ROM | Internal | Shoulder | B14 | 900 | 1000 | 0 | 66.17 | 73.13 | 8 | 0
2025 | NYISO_A-F_2_PJM_ROM | NYISO_A-F | PJM_ROM | Internal | Shoulder | B15 | 1203 | 1000 | 0 | 66.17 | 67.75 | 8 | 0
2025 | NYISO_A-F_2_PJM_ROM | NYISO_A-F | PJM_ROM | Internal | Summer | B1 | 10 | 1000 | 1000 | 88.26 | 152.33 | 8 | 56.07
2025 | NYISO_A-F_2_PJM_ROM | NYISO_A-F | PJM_ROM | Internal | Summer | B2 | 25 | 1000 | 1000 | 93.3 | 128.68 | 8 | 27.38
2025 | NYISO_A-F_2_PJM_ROM | NYISO_A-F | PJM_ROM | Internal | Summer | B3 | 75 | 1000 | 1000 | 88.26 | 109.28 | 8 | 13.02
2025 | NYISO_A-F_2_PJM_ROM | NYISO_A-F | PJM_ROM | Internal | Summer | B4 | 100 | 1000 | 1000 | 88.26 | 109.28 | 8 | 13.02
2025 | NYISO_A-F_2_PJM_ROM | NYISO_A-F | PJM_ROM | Internal | Summer | B5 | 200 | 1000 | 1000 | 67.45 | 103.07 | 8 | 27.63
2025 | NYISO_A-F_2_PJM_ROM | NYISO_A-F | PJM_ROM | Internal | Summer | B6 | 300 | 1000 | 1000 | 67.45 | 85.58 | 8 | 10.14
2025 | NYISO_A-F_2_PJM_ROM | NYISO_A-F | PJM_ROM | Internal | Summer | B7 | 400 | 1000 | 1000 | 67.45 | 80.04 | 8 | 4.6
2025 | NYISO_A-F_2_PJM_ROM | NYISO_A-F | PJM_ROM | Internal | Summer | B8 | 500 | 1000 | 469.34 | 64.93 | 72.93 | 8 | 0
2025 | NYISO_A-F_2_PJM_ROM | NYISO_A-F | PJM_ROM | Internal | Summer | B9 | 800 | 1000 | 0 | 64.41 | 68.4 | 8 | 0
2025 | NYISO_A-F_2_PJM_ROM | NYISO_A-F | PJM_ROM | Internal | Summer | B10 | 1262 | 1000 | 0 | 64.41 | 62.41 | 8 | 0
2025 | NYISO_A-F_2_PJM_ROM | NYISO_A-F | PJM_ROM | Internal | Winter | B16 | 25 | 1000 | 1000 | 71.29 | 95.82 | 8 | 16.53
2025 | NYISO_A-F_2_PJM_ROM | NYISO_A-F | PJM_ROM | Internal | Winter | B17 | 100 | 1000 | 1000 | 71.29 | 83.61 | 8 | 4.32
2025 | NYISO_A-F_2_PJM_ROM | NYISO_A-F | PJM_ROM | Internal | Winter | B18 | 400 | 1000 | 1000 | 71.29 | 79.98 | 8 | 0.69
2025 | NYISO_A-F_2_PJM_ROM | NYISO_A-F | PJM_ROM | Internal | Winter | B19 | 700 | 1000 | 0 | 69.87 | 75.57 | 8 | 0
2025 | NYISO_A-F_2_PJM_ROM | NYISO_A-F | PJM_ROM | Internal | Winter | B20 | 935 | 1000 | 0 | 69.87 | 70.09 | 8 | 0
2025 | NYISO_G-I_2_NEISO | NYISO_G-I | NEISO | Internal | Shoulder | B11 | 25 | 600 | 0 | 70.45 | 65.77 | 3 | 0
2025 | NYISO_G-I_2_NEISO | NYISO_G-I | NEISO | Internal | Shoulder | B12 | 200 | 600 | 0 | 68.77 | 65.77 | 3 | 0
2025 | NYISO_G-I_2_NEISO | NYISO_G-I | NEISO | Internal | Shoulder | B13 | 600 | 600 | 0 | 67.44 | 64.44 | 3 | 0
2025 | NYISO_G-I_2_NEISO | NYISO_G-I | NEISO | Internal | Shoulder | B14 | 900 | 600 | 0 | 66.18 | 64.3 | 3 | 0
2025 | NYISO_G-I_2_NEISO | NYISO_G-I | NEISO | Internal | Shoulder | B15 | 1203 | 600 | 0 | 66.18 | 64.3 | 3 | 0
2025 | NYISO_G-I_2_NEISO | NYISO_G-I | NEISO | Internal | Summer | B1 | 10 | 600 | 0 | 144.35 | 141.36 | 3 | 0
2025 | NYISO_G-I_2_NEISO | NYISO_G-I | NEISO | Internal | Summer | B2 | 25 | 600 | 0 | 120.69 | 117.69 | 3 | 0
2025 | NYISO_G-I_2_NEISO | NYISO_G-I | NEISO | Internal | Summer | B3 | 75 | 600 | 0 | 91.87 | 88.87 | 3 | 0
2025 | NYISO_G-I_2_NEISO | NYISO_G-I | NEISO | Internal | Summer | B4 | 100 | 600 | 0 | 89.6 | 85.26 | 3 | 0
2025 | NYISO_G-I_2_NEISO | NYISO_G-I | NEISO | Internal | Summer | B5 | 200 | 600 | 0 | 89.6 | 64.45 | 3 | 0
2025 | NYISO_G-I_2_NEISO | NYISO_G-I | NEISO | Internal | Summer | B6 | 300 | 600 | 0 | 77.57 | 62.6 | 3 | 0
2025 | NYISO_G-I_2_NEISO | NYISO_G-I | NEISO | Internal | Summer | B7 | 400 | 600 | 0 | 67.46 | 62.6 | 3 | 0
2025 | NYISO_G-I_2_NEISO | NYISO_G-I | NEISO | Internal | Summer | B8 | 500 | 600 | 0 | 64.94 | 62.6 | 3 | 0
2025 | NYISO_G-I_2_NEISO | NYISO_G-I | NEISO | Internal | Summer | B9 | 800 | 600 | 0 | 64.43 | 62.6 | 3 | 0
2025 | NYISO_G-I_2_NEISO | NYISO_G-I | NEISO | Internal | Summer | B10 | 1262 | 600 | 0 | 64.43 | 62.6 | 3 | 0
2025 | NYISO_G-I_2_NEISO | NYISO_G-I | NEISO | Internal | Winter | B16 | 25 | 600 | 0 | 82.69 | 75.56 | 3 | 0
2025 | NYISO_G-I_2_NEISO | NYISO_G-I | NEISO | Internal | Winter | B17 | 100 | 600 | 0 | 75.6 | 74.29 | 3 | 0
2025 | NYISO_G-I_2_NEISO | NYISO_G-I | NEISO | Internal | Winter | B18 | 400 | 600 | 0 | 75.05 | 72.87 | 3 | 0
2025 | NYISO_G-I_2_NEISO | NYISO_G-I | NEISO | Internal | Winter | B19 | 700 | 600 | 0 | 75.05 | 72.87 | 3 | 0
2025 | NYISO_G-I_2_NEISO | NYISO_G-I | NEISO | Internal | Winter | B20 | 935 | 600 | 0 | 69.88 | 72.87 | 3 | 0
2025 | NYISO_G-I_2_NYISO_A-F | NYISO_G-I | NYISO_A-F | Internal | Shoulder | B11 | 25 | 3592 | 0 | 70.45 | 68.74 | 0.01 | 0
2025 | NYISO_G-I_2_NYISO_A-F | NYISO_G-I | NYISO_A-F | Internal | Shoulder | B12 | 200 | 3592 | 0 | 68.77 | 68.74 | 0.01 | 0
2025 | NYISO_G-I_2_NYISO_A-F | NYISO_G-I | NYISO_A-F | Internal | Shoulder | B13 | 600 | 3592 | 0 | 67.44 | 67.43 | 0.01 | 0
2025 | NYISO_G-I_2_NYISO_A-F | NYISO_G-I | NYISO_A-F | Internal | Shoulder | B14 | 900 | 3592 | 0 | 66.18 | 66.17 | 0.01 | 0
2025 | NYISO_G-I_2_NYISO_A-F | NYISO_G-I | NYISO_A-F | Internal | Shoulder | B15 | 1203 | 3592 | 0 | 66.18 | 66.17 | 0.01 | 0
2025 | NYISO_G-I_2_NYISO_A-F | NYISO_G-I | NYISO_A-F | Internal | Summer | B1 | 10 | 3592 | 0 | 144.35 | 88.26 | 0.01 | 0
2025 | NYISO_G-I_2_NYISO_A-F | NYISO_G-I | NYISO_A-F | Internal | Summer | B2 | 25 | 3592 | 0 | 120.69 | 93.3 | 0.01 | 0
2025 | NYISO_G-I_2_NYISO_A-F | NYISO_G-I | NYISO_A-F | Internal | Summer | B3 | 75 | 3592 | 0 | 91.87 | 88.26 | 0.01 | 0
2025 | NYISO_G-I_2_NYISO_A-F | NYISO_G-I | NYISO_A-F | Internal | Summer | B4 | 100 | 3592 | 0 | 89.6 | 88.26 | 0.01 | 0
2025 | NYISO_G-I_2_NYISO_A-F | NYISO_G-I | NYISO_A-F | Internal | Summer | B5 | 200 | 3592 | 0 | 89.6 | 67.45 | 0.01 | 0
2025 | NYISO_G-I_2_NYISO_A-F | NYISO_G-I | NYISO_A-F | Internal | Summer | B6 | 300 | 3592 | 0 | 77.57 | 67.45 | 0.01 | 0
2025 | NYISO_G-I_2_NYISO_A-F | NYISO_G-I | NYISO_A-F | Internal | Summer | B7 | 400 | 3592 | 0 | 67.46 | 67.45 | 0.01 | 0
2025 | NYISO_G-I_2_NYISO_A-F | NYISO_G-I | NYISO_A-F | Internal | Summer | B8 | 500 | 3592 | 0 | 64.94 | 64.93 | 0.01 | 0
2025 | NYISO_G-I_2_NYISO_A-F | NYISO_G-I | NYISO_A-F | Internal | Summer | B9 | 800 | 3592 | 0 | 64.43 | 64.41 | 0.01 | 0
2025 | NYISO_G-I_2_NYISO_A-F | NYISO_G-I | NYISO_A-F | Internal | Summer | B10 | 1262 | 3592 | 0 | 64.43 | 64.41 | 0.01 | 0
2025 | NYISO_G-I_2_NYISO_A-F | NYISO_G-I | NYISO_A-F | Internal | Winter | B16 | 25 | 3592 | 0 | 82.69 | 71.29 | 0.01 | 0
2025 | NYISO_G-I_2_NYISO_A-F | NYISO_G-I | NYISO_A-F | Internal | Winter | B17 | 100 | 3592 | 0 | 75.6 | 71.29 | 0.01 | 0
2025 | NYISO_G-I_2_NYISO_A-F | NYISO_G-I | NYISO_A-F | Internal | Winter | B18 | 400 | 3592 | 0 | 75.05 | 71.29 | 0.01 | 0
2025 | NYISO_G-I_2_NYISO_A-F | NYISO_G-I | NYISO_A-F | Internal | Winter | B19 | 700 | 3592 | 0 | 75.05 | 69.87 | 0.01 | 0
2025 | NYISO_G-I_2_NYISO_A-F | NYISO_G-I | NYISO_A-F | Internal | Winter | B20 | 935 | 3592 | 0 | 69.88 | 69.87 | 0.01 | 0
2025 | NYISO_G-I_2_NYISO_J-K | NYISO_G-I | NYISO_J-K | Internal | Shoulder | B11 | 25 | 6130 | 5191.4 | 70.45 | 70.47 | 0.01 | 0
2025 | NYISO_G-I_2_NYISO_J-K | NYISO_G-I | NYISO_J-K | Internal | Shoulder | B12 | 200 | 6130 | 5154.63 | 68.77 | 68.78 | 0.01 | 0
2025 | NYISO_G-I_2_NYISO_J-K | NYISO_G-I | NYISO_J-K | Internal | Shoulder | B13 | 600 | 6130 | 4541.45 | 67.44 | 67.46 | 0.01 | 0
2025 | NYISO_G-I_2_NYISO_J-K | NYISO_G-I | NYISO_J-K | Internal | Shoulder | B14 | 900 | 6130 | 4789.35 | 66.18 | 66.19 | 0.01 | 0
2025 | NYISO_G-I_2_NYISO_J-K | NYISO_G-I | NYISO_J-K | Internal | Shoulder | B15 | 1203 | 6130 | 4447.78 | 66.18 | 66.19 | 0.01 | 0
2025 | NYISO_G-I_2_NYISO_J-K | NYISO_G-I | NYISO_J-K | Internal | Summer | B1 | 10 | 6130 | 4168.35 | 144.35 | 144.36 | 0.01 | 0
2025 | NYISO_G-I_2_NYISO_J-K | NYISO_G-I | NYISO_J-K | Internal | Summer | B2 | 25 | 6130 | 4970.22 | 120.69 | 120.71 | 0.01 | 0
2025 | NYISO_G-I_2_NYISO_J-K | NYISO_G-I | NYISO_J-K | Internal | Summer | B3 | 75 | 6130 | 4722.93 | 91.87 | 91.88 | 0.01 | 0
2025 | NYISO_G-I_2_NYISO_J-K | NYISO_G-I | NYISO_J-K | Internal | Summer | B4 | 100 | 6130 | 4993.86 | 89.6 | 89.61 | 0.01 | 0
2025 | NYISO_G-I_2_NYISO_J-K | NYISO_G-I | NYISO_J-K | Internal | Summer | B5 | 200 | 6130 | 5128.94 | 89.6 | 89.61 | 0.01 | 0
2025 | NYISO_G-I_2_NYISO_J-K | NYISO_G-I | NYISO_J-K | Internal | Summer | B6 | 300 | 6130 | 5837.07 | 77.57 | 77.58 | 0.01 | 0
2025 | NYISO_G-I_2_NYISO_J-K | NYISO_G-I | NYISO_J-K | Internal | Summer | B7 | 400 | 6130 | 5219.37 | 67.46 | 67.47 | 0.01 | 0
2025 | NYISO_G-I_2_NYISO_J-K | NYISO_G-I | NYISO_J-K | Internal | Summer | B8 | 500 | 6130 | 6130 | 64.94 | 65.6 | 0.01 | 0.65
2025 | NYISO_G-I_2_NYISO_J-K | NYISO_G-I | NYISO_J-K | Internal | Summer | B9 | 800 | 6130 | 5494.93 | 64.43 | 64.44 | 0.01 | 0
2025 | NYISO_G-I_2_NYISO_J-K | NYISO_G-I | NYISO_J-K | Internal | Summer | B10 | 1262 | 6130 | 3708.26 | 64.43 | 64.44 | 0.01 | 0
2025 | NYISO_G-I_2_NYISO_J-K | NYISO_G-I | NYISO_J-K | Internal | Winter | B16 | 25 | 6130 | 5176.95 | 82.69 | 82.71 | 0.01 | 0
2025 | NYISO_G-I_2_NYISO_J-K | NYISO_G-I | NYISO_J-K | Internal | Winter | B17 | 100 | 6130 | 6130 | 75.6 | 77.66 | 0.01 | 2.05
2025 | NYISO_G-I_2_NYISO_J-K | NYISO_G-I | NYISO_J-K | Internal | Winter | B18 | 400 | 6130 | 6130 | 75.05 | 77.66 | 0.01 | 2.6
2025 | NYISO_G-I_2_NYISO_J-K | NYISO_G-I | NYISO_J-K | Internal | Winter | B19 | 700 | 6130 | 6130 | 75.05 | 77.66 | 0.01 | 2.6
2025 | NYISO_G-I_2_NYISO_J-K | NYISO_G-I | NYISO_J-K | Internal | Winter | B20 | 935 | 6130 | 5753.86 | 69.88 | 69.89 | 0.01 | 0
2025 | NYISO_G-I_2_PJM_E | NYISO_G-I | PJM_E | Internal | Shoulder | B11 | 25 | 1500 | 1500 | 70.45 | 84.57 | 8 | 6.12
2025 | NYISO_G-I_2_PJM_E | NYISO_G-I | PJM_E | Internal | Shoulder | B12 | 200 | 1500 | 1500 | 68.77 | 78.1 | 8 | 1.34
2025 | NYISO_G-I_2_PJM_E | NYISO_G-I | PJM_E | Internal | Shoulder | B13 | 600 | 1500 | 789.1 | 67.44 | 75.44 | 8 | 0
2025 | NYISO_G-I_2_PJM_E | NYISO_G-I | PJM_E | Internal | Shoulder | B14 | 900 | 1500 | 0 | 66.18 | 73.11 | 8 | 0
2025 | NYISO_G-I_2_PJM_E | NYISO_G-I | PJM_E | Internal | Shoulder | B15 | 1203 | 1500 | 0 | 66.18 | 67.73 | 8 | 0
2025 | NYISO_G-I_2_PJM_E | NYISO_G-I | PJM_E | Internal | Summer | B1 | 10 | 1500 | 970.94 | 144.35 | 152.35 | 8 | 0
2025 | NYISO_G-I_2_PJM_E | NYISO_G-I | PJM_E | Internal | Summer | B2 | 25 | 1500 | 657.3 | 120.69 | 128.69 | 8 | 0
2025 | NYISO_G-I_2_PJM_E | NYISO_G-I | PJM_E | Internal | Summer | B3 | 75 | 1500 | 1500 | 91.87 | 109.27 | 8 | 9.4
2025 | NYISO_G-I_2_PJM_E | NYISO_G-I | PJM_E | Internal | Summer | B4 | 100 | 1500 | 1500 | 89.6 | 109.27 | 8 | 11.67
2025 | NYISO_G-I_2_PJM_E | NYISO_G-I | PJM_E | Internal | Summer | B5 | 200 | 1500 | 1500 | 89.6 | 103.06 | 8 | 5.46
2025 | NYISO_G-I_2_PJM_E | NYISO_G-I | PJM_E | Internal | Summer | B6 | 300 | 1500 | 984.33 | 77.57 | 85.57 | 8 | 0
2025 | NYISO_G-I_2_PJM_E | NYISO_G-I | PJM_E | Internal | Summer | B7 | 400 | 1500 | 1500 | 67.46 | 80.03 | 8 | 4.57
2025 | NYISO_G-I_2_PJM_E | NYISO_G-I | PJM_E | Internal | Summer | B8 | 500 | 1500 | 0 | 64.94 | 72.91 | 8 | 0
2025 | NYISO_G-I_2_PJM_E | NYISO_G-I | PJM_E | Internal | Summer | B9 | 800 | 1500 | 0 | 64.43 | 68.39 | 8 | 0
2025 | NYISO_G-I_2_PJM_E | NYISO_G-I | PJM_E | Internal | Summer | B10 | 1262 | 1500 | 0 | 64.43 | 62.4 | 8 | 0
2025 | NYISO_G-I_2_PJM_E | NYISO_G-I | PJM_E | Internal | Winter | B16 | 25 | 1500 | 1500 | 82.69 | 95.81 | 8 | 5.11
2025 | NYISO_G-I_2_PJM_E | NYISO_G-I | PJM_E | Internal | Winter | B17 | 100 | 1500 | 55.73 | 75.6 | 83.6 | 8 | 0
2025 | NYISO_G-I_2_PJM_E | NYISO_G-I | PJM_E | Internal | Winter | B18 | 400 | 1500 | 0 | 75.05 | 79.97 | 8 | 0
2025 | NYISO_G-I_2_PJM_E | NYISO_G-I | PJM_E | Internal | Winter | B19 | 700 | 1500 | 0 | 75.05 | 75.56 | 8 | 0
2025 | NYISO_G-I_2_PJM_E | NYISO_G-I | PJM_E | Internal | Winter | B20 | 935 | 1500 | 0 | 69.88 | 70.08 | 8 | 0
2025 | NYISO_J-K_2_NEISO | NYISO_J-K | NEISO | Internal | Shoulder | B11 | 25 | 347 | 0 | 70.47 | 65.77 | 3 | 0
2025 | NYISO_J-K_2_NEISO | NYISO_J-K | NEISO | Internal | Shoulder | B12 | 200 | 347 | 0 | 68.78 | 65.77 | 3 | 0
2025 | NYISO_J-K_2_NEISO | NYISO_J-K | NEISO | Internal | Shoulder | B13 | 600 | 347 | 0 | 67.46 | 64.44 | 3 | 0
2025 | NYISO_J-K_2_NEISO | NYISO_J-K | NEISO | Internal | Shoulder | B14 | 900 | 347 | 0 | 66.19 | 64.3 | 3 | 0
2025 | NYISO_J-K_2_NEISO | NYISO_J-K | NEISO | Internal | Shoulder | B15 | 1203 | 347 | 0 | 66.19 | 64.3 | 3 | 0
2025 | NYISO_J-K_2_NEISO | NYISO_J-K | NEISO | Internal | Summer | B1 | 10 | 347 | 0 | 144.36 | 141.36 | 3 | 0
2025 | NYISO_J-K_2_NEISO | NYISO_J-K | NEISO | Internal | Summer | B2 | 25 | 347 | 0 | 120.71 | 117.69 | 3 | 0
2025 | NYISO_J-K_2_NEISO | NYISO_J-K | NEISO | Internal | Summer | B3 | 75 | 347 | 0 | 91.88 | 88.87 | 3 | 0
2025 | NYISO_J-K_2_NEISO | NYISO_J-K | NEISO | Internal | Summer | B4 | 100 | 347 | 0 | 89.61 | 85.26 | 3 | 0
2025 | NYISO_J-K_2_NEISO | NYISO_J-K | NEISO | Internal | Summer | B5 | 200 | 347 | 0 | 89.61 | 64.45 | 3 | 0
2025 | NYISO_J-K_2_NEISO | NYISO_J-K | NEISO | Internal | Summer | B6 | 300 | 347 | 0 | 77.58 | 62.6 | 3 | 0
2025 | NYISO_J-K_2_NEISO | NYISO_J-K | NEISO | Internal | Summer | B7 | 400 | 347 | 0 | 67.47 | 62.6 | 3 | 0
2025 | NYISO_J-K_2_NEISO | NYISO_J-K | NEISO | Internal | Summer | B8 | 500 | 347 | 0 | 65.6 | 62.6 | 3 | 0
2025 | NYISO_J-K_2_NEISO | NYISO_J-K | NEISO | Internal | Summer | B9 | 800 | 347 | 0 | 64.44 | 62.6 | 3 | 0
2025 | NYISO_J-K_2_NEISO | NYISO_J-K | NEISO | Internal | Summer | B10 | 1262 | 347 | 0 | 64.44 | 62.6 | 3 | 0
2025 | NYISO_J-K_2_NEISO | NYISO_J-K | NEISO | Internal | Winter | B16 | 25 | 347 | 0 | 82.71 | 75.56 | 3 | 0
2025 | NYISO_J-K_2_NEISO | NYISO_J-K | NEISO | Internal | Winter | B17 | 100 | 347 | 0 | 77.66 | 74.29 | 3 | 0
2025 | NYISO_J-K_2_NEISO | NYISO_J-K | NEISO | Internal | Winter | B18 | 400 | 347 | 0 | 77.66 | 72.87 | 3 | 0
2025 | NYISO_J-K_2_NEISO | NYISO_J-K | NEISO | Internal | Winter | B19 | 700 | 347 | 0 | 77.66 | 72.87 | 3 | 0
2025 | NYISO_J-K_2_NEISO | NYISO_J-K | NEISO | Internal | Winter | B20 | 935 | 347 | 0 | 69.89 | 72.87 | 3 | 0
2025 | NYISO_J-K_2_NYISO_G-I | NYISO_J-K | NYISO_G-I | Internal | Shoulder | B11 | 25 | 1999 | 0 | 70.47 | 70.45 | 0.01 | 0
2025 | NYISO_J-K_2_NYISO_G-I | NYISO_J-K | NYISO_G-I | Internal | Shoulder | B12 | 200 | 1999 | 0 | 68.78 | 68.77 | 0.01 | 0
2025 | NYISO_J-K_2_NYISO_G-I | NYISO_J-K | NYISO_G-I | Internal | Shoulder | B13 | 600 | 1999 | 0 | 67.46 | 67.44 | 0.01 | 0
2025 | NYISO_J-K_2_NYISO_G-I | NYISO_J-K | NYISO_G-I | Internal | Shoulder | B14 | 900 | 1999 | 0 | 66.19 | 66.18 | 0.01 | 0
2025 | NYISO_J-K_2_NYISO_G-I | NYISO_J-K | NYISO_G-I | Internal | Shoulder | B15 | 1203 | 1999 | 0 | 66.19 | 66.18 | 0.01 | 0
2025 | NYISO_J-K_2_NYISO_G-I | NYISO_J-K | NYISO_G-I | Internal | Summer | B1 | 10 | 1999 | 0 | 144.36 | 144.35 | 0.01 | 0
2025 | NYISO_J-K_2_NYISO_G-I | NYISO_J-K | NYISO_G-I | Internal | Summer | B2 | 25 | 1999 | 0 | 120.71 | 120.69 | 0.01 | 0
2025 | NYISO_J-K_2_NYISO_G-I | NYISO_J-K | NYISO_G-I | Internal | Summer | B3 | 75 | 1999 | 0 | 91.88 | 91.87 | 0.01 | 0
2025 | NYISO_J-K_2_NYISO_G-I | NYISO_J-K | NYISO_G-I | Internal | Summer | B4 | 100 | 1999 | 0 | 89.61 | 89.6 | 0.01 | 0
2025 | NYISO_J-K_2_NYISO_G-I | NYISO_J-K | NYISO_G-I | Internal | Summer | B5 | 200 | 1999 | 0 | 89.61 | 89.6 | 0.01 | 0
2025 | NYISO_J-K_2_NYISO_G-I | NYISO_J-K | NYISO_G-I | Internal | Summer | B6 | 300 | 1999 | 0 | 77.58 | 77.57 | 0.01 | 0
2025 | NYISO_J-K_2_NYISO_G-I | NYISO_J-K | NYISO_G-I | Internal | Summer | B7 | 400 | 1999 | 0 | 67.47 | 67.46 | 0.01 | 0
2025 | NYISO_J-K_2_NYISO_G-I | NYISO_J-K | NYISO_G-I | Internal | Summer | B8 | 500 | 1999 | 0 | 65.6 | 64.94 | 0.01 | 0
2025 | NYISO_J-K_2_NYISO_G-I | NYISO_J-K | NYISO_G-I | Internal | Summer | B9 | 800 | 1999 | 0 | 64.44 | 64.43 | 0.01 | 0
2025 | NYISO_J-K_2_NYISO_G-I | NYISO_J-K | NYISO_G-I | Internal | Summer | B10 | 1262 | 1999 | 0 | 64.44 | 64.43 | 0.01 | 0
2025 | NYISO_J-K_2_NYISO_G-I | NYISO_J-K | NYISO_G-I | Internal | Winter | B16 | 25 | 1999 | 0 | 82.71 | 82.69 | 0.01 | 0
2025 | NYISO_J-K_2_NYISO_G-I | NYISO_J-K | NYISO_G-I | Internal | Winter | B17 | 100 | 1999 | 0 | 77.66 | 75.6 | 0.01 | 0
2025 | NYISO_J-K_2_NYISO_G-I | NYISO_J-K | NYISO_G-I | Internal | Winter | B18 | 400 | 1999 | 0 | 77.66 | 75.05 | 0.01 | 0
2025 | NYISO_J-K_2_NYISO_G-I | NYISO_J-K | NYISO_G-I | Internal | Winter | B19 | 700 | 1999 | 0 | 77.66 | 75.05 | 0.01 | 0
2025 | NYISO_J-K_2_NYISO_G-I | NYISO_J-K | NYISO_G-I | Internal | Winter | B20 | 935 | 1999 | 0 | 69.89 | 69.88 | 0.01 | 0
2025 | NYISO_J-K_2_PJM_E | NYISO_J-K | PJM_E | Internal | Shoulder | B11 | 25 | 330 | 330 | 70.47 | 84.57 | 8 | 6.11
2025 | NYISO_J-K_2_PJM_E | NYISO_J-K | PJM_E | Internal | Shoulder | B12 | 200 | 330 | 330 | 68.78 | 78.1 | 8 | 1.33
2025 | NYISO_J-K_2_PJM_E | NYISO_J-K | PJM_E | Internal | Shoulder | B13 | 600 | 330 | 0 | 67.46 | 75.44 | 8 | 0
2025 | NYISO_J-K_2_PJM_E | NYISO_J-K | PJM_E | Internal | Shoulder | B14 | 900 | 330 | 0 | 66.19 | 73.11 | 8 | 0
2025 | NYISO_J-K_2_PJM_E | NYISO_J-K | PJM_E | Internal | Shoulder | B15 | 1203 | 330 | 0 | 66.19 | 67.73 | 8 | 0
2025 | NYISO_J-K_2_PJM_E | NYISO_J-K | PJM_E | Internal | Summer | B1 | 10 | 330 | 0 | 144.36 | 152.35 | 8 | 0
2025 | NYISO_J-K_2_PJM_E | NYISO_J-K | PJM_E | Internal | Summer | B2 | 25 | 330 | 0 | 120.71 | 128.69 | 8 | 0
2025 | NYISO_J-K_2_PJM_E | NYISO_J-K | PJM_E | Internal | Summer | B3 | 75 | 330 | 330 | 91.88 | 109.27 | 8 | 9.39
2025 | NYISO_J-K_2_PJM_E | NYISO_J-K | PJM_E | Internal | Summer | B4 | 100 | 330 | 330 | 89.61 | 109.27 | 8 | 11.65
2025 | NYISO_J-K_2_PJM_E | NYISO_J-K | PJM_E | Internal | Summer | B5 | 200 | 330 | 330 | 89.61 | 103.06 | 8 | 5.45
2025 | NYISO_J-K_2_PJM_E | NYISO_J-K | PJM_E | Internal | Summer | B6 | 300 | 330 | 0 | 77.58 | 85.57 | 8 | 0
2025 | NYISO_J-K_2_PJM_E | NYISO_J-K | PJM_E | Internal | Summer | B7 | 400 | 330 | 330 | 67.47 | 80.03 | 8 | 4.56
2025 | NYISO_J-K_2_PJM_E | NYISO_J-K | PJM_E | Internal | Summer | B8 | 500 | 330 | 0 | 65.6 | 72.91 | 8 | 0
2025 | NYISO_J-K_2_PJM_E | NYISO_J-K | PJM_E | Internal | Summer | B9 | 800 | 330 | 0 | 64.44 | 68.39 | 8 | 0
2025 | NYISO_J-K_2_PJM_E | NYISO_J-K | PJM_E | Internal | Summer | B10 | 1262 | 330 | 0 | 64.44 | 62.4 | 8 | 0
2025 | NYISO_J-K_2_PJM_E | NYISO_J-K | PJM_E | Internal | Winter | B16 | 25 | 330 | 330 | 82.71 | 95.81 | 8 | 5.1
2025 | NYISO_J-K_2_PJM_E | NYISO_J-K | PJM_E | Internal | Winter | B17 | 100 | 330 | 0 | 77.66 | 83.6 | 8 | 0
2025 | NYISO_J-K_2_PJM_E | NYISO_J-K | PJM_E | Internal | Winter | B18 | 400 | 330 | 0 | 77.66 | 79.97 | 8 | 0
2025 | NYISO_J-K_2_PJM_E | NYISO_J-K | PJM_E | Internal | Winter | B19 | 700 | 330 | 0 | 77.66 | 75.56 | 8 | 0
2025 | NYISO_J-K_2_PJM_E | NYISO_J-K | PJM_E | Internal | Winter | B20 | 935 | 330 | 0 | 69.89 | 70.08 | 8 | 0
2025 | PJM_E_2_NYISO_G-I | PJM_E | NYISO_G-I | Internal | Shoulder | B11 | 25 | 500 | 0 | 84.57 | 70.45 | 6 | 0
2025 | PJM_E_2_NYISO_G-I | PJM_E | NYISO_G-I | Internal | Shoulder | B12 | 200 | 500 | 0 | 78.1 | 68.77 | 6 | 0
2025 | PJM_E_2_NYISO_G-I | PJM_E | NYISO_G-I | Internal | Shoulder | B13 | 600 | 500 | 0 | 75.44 | 67.44 | 6 | 0
2025 | PJM_E_2_NYISO_G-I | PJM_E | NYISO_G-I | Internal | Shoulder | B14 | 900 | 500 | 0 | 73.11 | 66.18 | 6 | 0
2025 | PJM_E_2_NYISO_G-I | PJM_E | NYISO_G-I | Internal | Shoulder | B15 | 1203 | 500 | 0 | 67.73 | 66.18 | 6 | 0
2025 | PJM_E_2_NYISO_G-I | PJM_E | NYISO_G-I | Internal | Summer | B1 | 10 | 500 | 0 | 152.35 | 144.35 | 6 | 0
2025 | PJM_E_2_NYISO_G-I | PJM_E | NYISO_G-I | Internal | Summer | B2 | 25 | 500 | 0 | 128.69 | 120.69 | 6 | 0
2025 | PJM_E_2_NYISO_G-I | PJM_E | NYISO_G-I | Internal | Summer | B3 | 75 | 500 | 0 | 109.27 | 91.87 | 6 | 0
2025 | PJM_E_2_NYISO_G-I | PJM_E | NYISO_G-I | Internal | Summer | B4 | 100 | 500 | 0 | 109.27 | 89.6 | 6 | 0
2025 | PJM_E_2_NYISO_G-I | PJM_E | NYISO_G-I | Internal | Summer | B5 | 200 | 500 | 0 | 103.06 | 89.6 | 6 | 0
2025 | PJM_E_2_NYISO_G-I | PJM_E | NYISO_G-I | Internal | Summer | B6 | 300 | 500 | 0 | 85.57 | 77.57 | 6 | 0
2025 | PJM_E_2_NYISO_G-I | PJM_E | NYISO_G-I | Internal | Summer | B7 | 400 | 500 | 0 | 80.03 | 67.46 | 6 | 0
2025 | PJM_E_2_NYISO_G-I | PJM_E | NYISO_G-I | Internal | Summer | B8 | 500 | 500 | 0 | 72.91 | 64.94 | 6 | 0
2025 | PJM_E_2_NYISO_G-I | PJM_E | NYISO_G-I | Internal | Summer | B9 | 800 | 500 | 0 | 68.39 | 64.43 | 6 | 0
2025 | PJM_E_2_NYISO_G-I | PJM_E | NYISO_G-I | Internal | Summer | B10 | 1262 | 500 | 0 | 62.4 | 64.43 | 6 | 0
2025 | PJM_E_2_NYISO_G-I | PJM_E | NYISO_G-I | Internal | Winter | B16 | 25 | 500 | 0 | 95.81 | 82.69 | 6 | 0
2025 | PJM_E_2_NYISO_G-I | PJM_E | NYISO_G-I | Internal | Winter | B17 | 100 | 500 | 0 | 83.6 | 75.6 | 6 | 0
2025 | PJM_E_2_NYISO_G-I | PJM_E | NYISO_G-I | Internal | Winter | B18 | 400 | 500 | 0 | 79.97 | 75.05 | 6 | 0
2025 | PJM_E_2_NYISO_G-I | PJM_E | NYISO_G-I | Internal | Winter | B19 | 700 | 500 | 0 | 75.56 | 75.05 | 6 | 0
2025 | PJM_E_2_NYISO_G-I | PJM_E | NYISO_G-I | Internal | Winter | B20 | 935 | 500 | 0 | 70.08 | 69.88 | 6 | 0
2025 | PJM_E_2_NYISO_J-K | PJM_E | NYISO_J-K | Internal | Shoulder | B11 | 25 | 330 | 0 | 84.57 | 70.47 | 6 | 0
2025 | PJM_E_2_NYISO_J-K | PJM_E | NYISO_J-K | Internal | Shoulder | B12 | 200 | 330 | 0 | 78.1 | 68.78 | 6 | 0
2025 | PJM_E_2_NYISO_J-K | PJM_E | NYISO_J-K | Internal | Shoulder | B13 | 600 | 330 | 0 | 75.44 | 67.46 | 6 | 0
2025 | PJM_E_2_NYISO_J-K | PJM_E | NYISO_J-K | Internal | Shoulder | B14 | 900 | 330 | 0 | 73.11 | 66.19 | 6 | 0
2025 | PJM_E_2_NYISO_J-K | PJM_E | NYISO_J-K | Internal | Shoulder | B15 | 1203 | 330 | 0 | 67.73 | 66.19 | 6 | 0
2025 | PJM_E_2_NYISO_J-K | PJM_E | NYISO_J-K | Internal | Summer | B1 | 10 | 330 | 0 | 152.35 | 144.36 | 6 | 0
2025 | PJM_E_2_NYISO_J-K | PJM_E | NYISO_J-K | Internal | Summer | B2 | 25 | 330 | 0 | 128.69 | 120.71 | 6 | 0
2025 | PJM_E_2_NYISO_J-K | PJM_E | NYISO_J-K | Internal | Summer | B3 | 75 | 330 | 0 | 109.27 | 91.88 | 6 | 0
2025 | PJM_E_2_NYISO_J-K | PJM_E | NYISO_J-K | Internal | Summer | B4 | 100 | 330 | 0 | 109.27 | 89.61 | 6 | 0
2025 | PJM_E_2_NYISO_J-K | PJM_E | NYISO_J-K | Internal | Summer | B5 | 200 | 330 | 0 | 103.06 | 89.61 | 6 | 0
2025 | PJM_E_2_NYISO_J-K | PJM_E | NYISO_J-K | Internal | Summer | B6 | 300 | 330 | 0 | 85.57 | 77.58 | 6 | 0
2025 | PJM_E_2_NYISO_J-K | PJM_E | NYISO_J-K | Internal | Summer | B7 | 400 | 330 | 0 | 80.03 | 67.47 | 6 | 0
2025 | PJM_E_2_NYISO_J-K | PJM_E | NYISO_J-K | Internal | Summer | B8 | 500 | 330 | 0 | 72.91 | 65.6 | 6 | 0
2025 | PJM_E_2_NYISO_J-K | PJM_E | NYISO_J-K | Internal | Summer | B9 | 800 | 330 | 0 | 68.39 | 64.44 | 6 | 0
2025 | PJM_E_2_NYISO_J-K | PJM_E | NYISO_J-K | Internal | Summer | B10 | 1262 | 330 | 0 | 62.4 | 64.44 | 6 | 0
2025 | PJM_E_2_NYISO_J-K | PJM_E | NYISO_J-K | Internal | Winter | B16 | 25 | 330 | 0 | 95.81 | 82.71 | 6 | 0
2025 | PJM_E_2_NYISO_J-K | PJM_E | NYISO_J-K | Internal | Winter | B17 | 100 | 330 | 0 | 83.6 | 77.66 | 6 | 0
2025 | PJM_E_2_NYISO_J-K | PJM_E | NYISO_J-K | Internal | Winter | B18 | 400 | 330 | 0 | 79.97 | 77.66 | 6 | 0
2025 | PJM_E_2_NYISO_J-K | PJM_E | NYISO_J-K | Internal | Winter | B19 | 700 | 330 | 0 | 75.56 | 77.66 | 6 | 0
2025 | PJM_E_2_NYISO_J-K | PJM_E | NYISO_J-K | Internal | Winter | B20 | 935 | 330 | 0 | 70.08 | 69.89 | 6 | 0
2025 | PJM_E_2_PJM_ROM | PJM_E | PJM_ROM | Internal | Shoulder | B11 | 25 | 8000 | 5524.77 | 84.57 | 84.59 | 0.01 | 0
2025 | PJM_E_2_PJM_ROM | PJM_E | PJM_ROM | Internal | Shoulder | B12 | 200 | 8000 | 5593.95 | 78.1 | 78.12 | 0.01 | 0
2025 | PJM_E_2_PJM_ROM | PJM_E | PJM_ROM | Internal | Shoulder | B13 | 600 | 8000 | 5265.83 | 75.44 | 75.46 | 0.01 | 0
2025 | PJM_E_2_PJM_ROM | PJM_E | PJM_ROM | Internal | Shoulder | B14 | 900 | 8000 | 2611.02 | 73.11 | 73.13 | 0.01 | 0
2025 | PJM_E_2_PJM_ROM | PJM_E | PJM_ROM | Internal | Shoulder | B15 | 1203 | 8000 | 838.31 | 67.73 | 67.75 | 0.01 | 0
2025 | PJM_E_2_PJM_ROM | PJM_E | PJM_ROM | Internal | Summer | B1 | 10 | 8000 | 0 | 152.35 | 152.33 | 0.01 | 0
2025 | PJM_E_2_PJM_ROM | PJM_E | PJM_ROM | Internal | Summer | B2 | 25 | 8000 | 0 | 128.69 | 128.68 | 0.01 | 0
2025 | PJM_E_2_PJM_ROM | PJM_E | PJM_ROM | Internal | Summer | B3 | 75 | 8000 | 2963.84 | 109.27 | 109.28 | 0.01 | 0
2025 | PJM_E_2_PJM_ROM | PJM_E | PJM_ROM | Internal | Summer | B4 | 100 | 8000 | 4768.75 | 109.27 | 109.28 | 0.01 | 0
2025 | PJM_E_2_PJM_ROM | PJM_E | PJM_ROM | Internal | Summer | B5 | 200 | 8000 | 3417.27 | 103.06 | 103.07 | 0.01 | 0
2025 | PJM_E_2_PJM_ROM | PJM_E | PJM_ROM | Internal | Summer | B6 | 300 | 8000 | 2967.91 | 85.57 | 85.58 | 0.01 | 0
2025 | PJM_E_2_PJM_ROM | PJM_E | PJM_ROM | Internal | Summer | B7 | 400 | 8000 | 5093.78 | 80.03 | 80.04 | 0.01 | 0
2025 | PJM_E_2_PJM_ROM | PJM_E | PJM_ROM | Internal | Summer | B8 | 500 | 8000 | 4603.16 | 72.91 | 72.93 | 0.01 | 0
2025 | PJM_E_2_PJM_ROM | PJM_E | PJM_ROM | Internal | Summer | B9 | 800 | 8000 | 3172.3 | 68.39 | 68.4 | 0.01 | 0
2025 | PJM_E_2_PJM_ROM | PJM_E | PJM_ROM | Internal | Summer | B10 | 1262 | 8000 | 1274.54 | 62.4 | 62.41 | 0.01 | 0
2025 | PJM_E_2_PJM_ROM | PJM_E | PJM_ROM | Internal | Winter | B16 | 25 | 8000 | 2972.56 | 95.81 | 95.82 | 0.01 | 0
2025 | PJM_E_2_PJM_ROM | PJM_E | PJM_ROM | Internal | Winter | B17 | 100 | 8000 | 1568.69 | 83.6 | 83.61 | 0.01 | 0
2025 | PJM_E_2_PJM_ROM | PJM_E | PJM_ROM | Internal | Winter | B18 | 400 | 8000 | 359.06 | 79.97 | 79.98 | 0.01 | 0
2025 | PJM_E_2_PJM_ROM | PJM_E | PJM_ROM | Internal | Winter | B19 | 700 | 8000 | 901.63 | 75.56 | 75.57 | 0.01 | 0
2025 | PJM_E_2_PJM_ROM | PJM_E | PJM_ROM | Internal | Winter | B20 | 935 | 8000 | 624.22 | 70.08 | 70.09 | 0.01 | 0
2025 | PJM_ROR_2_MISO_IN | PJM_ROR | MISO_IN | Internal | Shoulder | B11 | 25 | 909 | 0 | 84.57 | 82.56 | 2 | 0
2025 | PJM_ROR_2_MISO_IN | PJM_ROR | MISO_IN | Internal | Shoulder | B12 | 200 | 909 | 0 | 78.1 | 75.76 | 2 | 0
2025 | PJM_ROR_2_MISO_IN | PJM_ROR | MISO_IN | Internal | Shoulder | B13 | 600 | 909 | 0 | 75.47 | 73.47 | 2 | 0
2025 | PJM_ROR_2_MISO_IN | PJM_ROR | MISO_IN | Internal | Shoulder | B14 | 900 | 909 | 0 | 73.11 | 71.1 | 2 | 0
2025 | PJM_ROR_2_MISO_IN | PJM_ROR | MISO_IN | Internal | Shoulder | B15 | 1203 | 909 | 0 | 67.73 | 64.14 | 2 | 0
2025 | PJM_ROR_2_MISO_IN | PJM_ROR | MISO_IN | Internal | Summer | B1 | 10 | 909 | 0 | 115.34 | 113.33 | 2 | 0
2025 | PJM_ROR_2_MISO_IN | PJM_ROR | MISO_IN | Internal | Summer | B2 | 25 | 909 | 0 | 111.53 | 109.52 | 2 | 0
2025 | PJM_ROR_2_MISO_IN | PJM_ROR | MISO_IN | Internal | Summer | B3 | 75 | 909 | 0 | 109.27 | 108.42 | 2 | 0
2025 | PJM_ROR_2_MISO_IN | PJM_ROR | MISO_IN | Internal | Summer | B4 | 100 | 909 | 0 | 109.27 | 107.26 | 2 | 0
2025 | PJM_ROR_2_MISO_IN | PJM_ROR | MISO_IN | Internal | Summer | B5 | 200 | 909 | 0 | 103.06 | 95.05 | 2 | 0
2025 | PJM_ROR_2_MISO_IN | PJM_ROR | MISO_IN | Internal | Summer | B6 | 300 | 909 | 0 | 85.57 | 82.92 | 2 | 0
2025 | PJM_ROR_2_MISO_IN | PJM_ROR | MISO_IN | Internal | Summer | B7 | 400 | 909 | 0 | 80.03 | 78.02 | 2 | 0
2025 | PJM_ROR_2_MISO_IN | PJM_ROR | MISO_IN | Internal | Summer | B8 | 500 | 909 | 0 | 72.91 | 70.91 | 2 | 0
2025 | PJM_ROR_2_MISO_IN | PJM_ROR | MISO_IN | Internal | Summer | B9 | 800 | 909 | 0 | 68.39 | 66.38 | 2 | 0
2025 | PJM_ROR_2_MISO_IN | PJM_ROR | MISO_IN | Internal | Summer | B10 | 1262 | 909 | 0 | 62.4 | 60.39 | 2 | 0
2025 | PJM_ROR_2_MISO_IN | PJM_ROR | MISO_IN | Internal | Winter | B16 | 25 | 909 | 0 | 95.81 | 86.03 | 2 | 0
2025 | PJM_ROR_2_MISO_IN | PJM_ROR | MISO_IN | Internal | Winter | B17 | 100 | 909 | 0 | 83.6 | 77.32 | 2 | 0
2025 | PJM_ROR_2_MISO_IN | PJM_ROR | MISO_IN | Internal | Winter | B18 | 400 | 909 | 0 | 79.97 | 76.1 | 2 | 0
2025 | PJM_ROR_2_MISO_IN | PJM_ROR | MISO_IN | Internal | Winter | B19 | 700 | 909 | 0 | 75.56 | 73.55 | 2 | 0
2025 | PJM_ROR_2_MISO_IN | PJM_ROR | MISO_IN | Internal | Winter | B20 | 935 | 909 | 0 | 70.08 | 67.01 | 2 | 0
2025 | PJM_ROR_2_MISO_MI | PJM_ROR | MISO_MI | Internal | Shoulder | B11 | 25 | 1305 | 0 | 84.57 | 82.57 | 2 | 0
2025 | PJM_ROR_2_MISO_MI | PJM_ROR | MISO_MI | Internal | Shoulder | B12 | 200 | 1305 | 0 | 78.1 | 75.77 | 2 | 0
2025 | PJM_ROR_2_MISO_MI | PJM_ROR | MISO_MI | Internal | Shoulder | B13 | 600 | 1305 | 0 | 75.47 | 73.48 | 2 | 0
2025 | PJM_ROR_2_MISO_MI | PJM_ROR | MISO_MI | Internal | Shoulder | B14 | 900 | 1305 | 0 | 73.11 | 71.11 | 2 | 0
2025 | PJM_ROR_2_MISO_MI | PJM_ROR | MISO_MI | Internal | Shoulder | B15 | 1203 | 1305 | 0 | 67.73 | 64.15 | 2 | 0
2025 | PJM_ROR_2_MISO_MI | PJM_ROR | MISO_MI | Internal | Summer | B1 | 10 | 1305 | 0 | 115.34 | 113.34 | 2 | 0
2025 | PJM_ROR_2_MISO_MI | PJM_ROR | MISO_MI | Internal | Summer | B2 | 25 | 1305 | 0 | 111.53 | 109.53 | 2 | 0
2025 | PJM_ROR_2_MISO_MI | PJM_ROR | MISO_MI | Internal | Summer | B3 | 75 | 1305 | 0 | 109.27 | 108.43 | 2 | 0
2025 | PJM_ROR_2_MISO_MI | PJM_ROR | MISO_MI | Internal | Summer | B4 | 100 | 1305 | 0 | 109.27 | 107.27 | 2 | 0
2025 | PJM_ROR_2_MISO_MI | PJM_ROR | MISO_MI | Internal | Summer | B5 | 200 | 1305 | 0 | 103.06 | 95.06 | 2 | 0
2025 | PJM_ROR_2_MISO_MI | PJM_ROR | MISO_MI | Internal | Summer | B6 | 300 | 1305 | 0 | 85.57 | 82.93 | 2 | 0
2025 | PJM_ROR_2_MISO_MI | PJM_ROR | MISO_MI | Internal | Summer | B7 | 400 | 1305 | 0 | 80.03 | 78.03 | 2 | 0
2025 | PJM_ROR_2_MISO_MI | PJM_ROR | MISO_MI | Internal | Summer | B8 | 500 | 1305 | 0 | 72.91 | 70.92 | 2 | 0
2025 | PJM_ROR_2_MISO_MI | PJM_ROR | MISO_MI | Internal | Summer | B9 | 800 | 1305 | 0 | 68.39 | 66.39 | 2 | 0
2025 | PJM_ROR_2_MISO_MI | PJM_ROR | MISO_MI | Internal | Summer | B10 | 1262 | 1305 | 0 | 62.4 | 60.4 | 2 | 0
2025 | PJM_ROR_2_MISO_MI | PJM_ROR | MISO_MI | Internal | Winter | B16 | 25 | 1305 | 0 | 95.81 | 86.05 | 2 | 0
2025 | PJM_ROR_2_MISO_MI | PJM_ROR | MISO_MI | Internal | Winter | B17 | 100 | 1305 | 0 | 83.6 | 77.33 | 2 | 0
2025 | PJM_ROR_2_MISO_MI | PJM_ROR | MISO_MI | Internal | Winter | B18 | 400 | 1305 | 0 | 79.97 | 76.11 | 2 | 0
2025 | PJM_ROR_2_MISO_MI | PJM_ROR | MISO_MI | Internal | Winter | B19 | 700 | 1305 | 0 | 75.56 | 73.56 | 2 | 0
2025 | PJM_ROR_2_MISO_MI | PJM_ROR | MISO_MI | Internal | Winter | B20 | 935 | 1305 | 0 | 70.08 | 67.02 | 2 | 0
2025 | PJM_ROR_2_MISO_MO-IL | PJM_ROR | MISO_MO-IL | Internal | Shoulder | B11 | 25 | 1111 | 0 | 84.57 | 82.57 | 2 | 0
2025 | PJM_ROR_2_MISO_MO-IL | PJM_ROR | MISO_MO-IL | Internal | Shoulder | B12 | 200 | 1111 | 0 | 78.1 | 75.75 | 2 | 0
2025 | PJM_ROR_2_MISO_MO-IL | PJM_ROR | MISO_MO-IL | Internal | Shoulder | B13 | 600 | 1111 | 0 | 75.47 | 73.48 | 2 | 0
2025 | PJM_ROR_2_MISO_MO-IL | PJM_ROR | MISO_MO-IL | Internal | Shoulder | B14 | 900 | 1111 | 0 | 73.11 | 71.09 | 2 | 0
2025 | PJM_ROR_2_MISO_MO-IL | PJM_ROR | MISO_MO-IL | Internal | Shoulder | B15 | 1203 | 1111 | 0 | 67.73 | 64.15 | 2 | 0
2025 | PJM_ROR_2_MISO_MO-IL | PJM_ROR | MISO_MO-IL | Internal | Summer | B1 | 10 | 1111 | 0 | 115.34 | 113.34 | 2 | 0
2025 | PJM_ROR_2_MISO_MO-IL | PJM_ROR | MISO_MO-IL | Internal | Summer | B2 | 25 | 1111 | 0 | 111.53 | 109.53 | 2 | 0
2025 | PJM_ROR_2_MISO_MO-IL | PJM_ROR | MISO_MO-IL | Internal | Summer | B3 | 75 | 1111 | 0 | 109.27 | 109.53 | 2 | 0
2025 | PJM_ROR_2_MISO_MO-IL | PJM_ROR | MISO_MO-IL | Internal | Summer | B4 | 100 | 1111 | 0 | 109.27 | 107.27 | 2 | 0
2025 | PJM_ROR_2_MISO_MO-IL | PJM_ROR | MISO_MO-IL | Internal | Summer | B5 | 200 | 1111 | 0 | 103.06 | 101.06 | 2 | 0
2025 | PJM_ROR_2_MISO_MO-IL | PJM_ROR | MISO_MO-IL | Internal | Summer | B6 | 300 | 1111 | 0 | 85.57 | 83.58 | 2 | 0
2025 | PJM_ROR_2_MISO_MO-IL | PJM_ROR | MISO_MO-IL | Internal | Summer | B7 | 400 | 1111 | 0 | 80.03 | 78.03 | 2 | 0
2025 | PJM_ROR_2_MISO_MO-IL | PJM_ROR | MISO_MO-IL | Internal | Summer | B8 | 500 | 1111 | 0 | 72.91 | 70.92 | 2 | 0
2025 | PJM_ROR_2_MISO_MO-IL | PJM_ROR | MISO_MO-IL | Internal | Summer | B9 | 800 | 1111 | 0 | 68.39 | 66.39 | 2 | 0
2025 | PJM_ROR_2_MISO_MO-IL | PJM_ROR | MISO_MO-IL | Internal | Summer | B10 | 1262 | 1111 | 0 | 62.4 | 60.4 | 2 | 0
2025 | PJM_ROR_2_MISO_MO-IL | PJM_ROR | MISO_MO-IL | Internal | Winter | B16 | 25 | 1111 | 0 | 95.81 | 86.05 | 2 | 0
2025 | PJM_ROR_2_MISO_MO-IL | PJM_ROR | MISO_MO-IL | Internal | Winter | B17 | 100 | 1111 | 0 | 83.6 | 77.31 | 2 | 0
2025 | PJM_ROR_2_MISO_MO-IL | PJM_ROR | MISO_MO-IL | Internal | Winter | B18 | 400 | 1111 | 0 | 79.97 | 76.11 | 2 | 0
2025 | PJM_ROR_2_MISO_MO-IL | PJM_ROR | MISO_MO-IL | Internal | Winter | B19 | 700 | 1111 | 0 | 75.56 | 73.56 | 2 | 0
2025 | PJM_ROR_2_MISO_MO-IL | PJM_ROR | MISO_MO-IL | Internal | Winter | B20 | 935 | 1111 | 0 | 70.08 | 67.02 | 2 | 0
2025 | PJM_ROR_2_MISO_W | PJM_ROR | MISO_W | Internal | Shoulder | B11 | 25 | 709 | 0 | 84.57 | 77.56 | 2 | 0
2025 | PJM_ROR_2_MISO_W | PJM_ROR | MISO_W | Internal | Shoulder | B12 | 200 | 709 | 0 | 78.1 | 67.41 | 2 | 0
2025 | PJM_ROR_2_MISO_W | PJM_ROR | MISO_W | Internal | Shoulder | B13 | 600 | 709 | 0 | 75.47 | 67.39 | 2 | 0
2025 | PJM_ROR_2_MISO_W | PJM_ROR | MISO_W | Internal | Shoulder | B14 | 900 | 709 | 0 | 73.11 | 56.34 | 2 | 0
2025 | PJM_ROR_2_MISO_W | PJM_ROR | MISO_W | Internal | Shoulder | B15 | 1203 | 709 | 0 | 67.73 | 54.36 | 2 | 0
2025 | PJM_ROR_2_MISO_W | PJM_ROR | MISO_W | Internal | Summer | B1 | 10 | 709 | 0 | 115.34 | 113.33 | 2 | 0
2025 | PJM_ROR_2_MISO_W | PJM_ROR | MISO_W | Internal | Summer | B2 | 25 | 709 | 0 | 111.53 | 109.52 | 2 | 0
2025 | PJM_ROR_2_MISO_W | PJM_ROR | MISO_W | Internal | Summer | B3 | 75 | 709 | 0 | 109.27 | 109.52 | 2 | 0
2025 | PJM_ROR_2_MISO_W | PJM_ROR | MISO_W | Internal | Summer | B4 | 100 | 709 | 0 | 109.27 | 107.26 | 2 | 0
2025 | PJM_ROR_2_MISO_W | PJM_ROR | MISO_W | Internal | Summer | B5 | 200 | 709 | 0 | 103.06 | 101.05 | 2 | 0
2025 | PJM_ROR_2_MISO_W | PJM_ROR | MISO_W | Internal | Summer | B6 | 300 | 709 | 0 | 85.57 | 83.57 | 2 | 0
2025 | PJM_ROR_2_MISO_W | PJM_ROR | MISO_W | Internal | Summer | B7 | 400 | 709 | 0 | 80.03 | 77.56 | 2 | 0
2025 | PJM_ROR_2_MISO_W | PJM_ROR | MISO_W | Internal | Summer | B8 | 500 | 709 | 0 | 72.91 | 65.98 | 2 | 0
2025 | PJM_ROR_2_MISO_W | PJM_ROR | MISO_W | Internal | Summer | B9 | 800 | 709 | 0 | 68.39 | 65.95 | 2 | 0
2025 | PJM_ROR_2_MISO_W | PJM_ROR | MISO_W | Internal | Summer | B10 | 1262 | 709 | 0 | 62.4 | 57.5 | 2 | 0
2025 | PJM_ROR_2_MISO_W | PJM_ROR | MISO_W | Internal | Winter | B16 | 25 | 709 | 0 | 95.81 | 63.17 | 2 | 0
2025 | PJM_ROR_2_MISO_W | PJM_ROR | MISO_W | Internal | Winter | B17 | 100 | 709 | 0 | 83.6 | 64.1 | 2 | 0
2025 | PJM_ROR_2_MISO_W | PJM_ROR | MISO_W | Internal | Winter | B18 | 400 | 709 | 0 | 79.97 | 68.55 | 2 | 0
2025 | PJM_ROR_2_MISO_W | PJM_ROR | MISO_W | Internal | Winter | B19 | 700 | 709 | 0 | 75.56 | 68.55 | 2 | 0
2025 | PJM_ROR_2_MISO_W | PJM_ROR | MISO_W | Internal | Winter | B20 | 935 | 709 | 0 | 70.08 | 56.97 | 2 | 0
2025 | PJM_ROR_2_MISO_WUMS | PJM_ROR | MISO_WUMS | Internal | Shoulder | B11 | 25 | 1467 | 0 | 84.57 | 77.55 | 2 | 0
2025 | PJM_ROR_2_MISO_WUMS | PJM_ROR | MISO_WUMS | Internal | Shoulder | B12 | 200 | 1467 | 0 | 78.1 | 67.4 | 2 | 0
2025 | PJM_ROR_2_MISO_WUMS | PJM_ROR | MISO_WUMS | Internal | Shoulder | B13 | 600 | 1467 | 0 | 75.47 | 67.4 | 2 | 0
2025 | PJM_ROR_2_MISO_WUMS | PJM_ROR | MISO_WUMS | Internal | Shoulder | B14 | 900 | 1467 | 0 | 73.11 | 67.26 | 2 | 0
2025 | PJM_ROR_2_MISO_WUMS | PJM_ROR | MISO_WUMS | Internal | Shoulder | B15 | 1203 | 1467 | 0 | 67.73 | 58.73 | 2 | 0
2025 | PJM_ROR_2_MISO_WUMS | PJM_ROR | MISO_WUMS | Internal | Summer | B1 | 10 | 1467 | 0 | 115.34 | 113.33 | 2 | 0
2025 | PJM_ROR_2_MISO_WUMS | PJM_ROR | MISO_WUMS | Internal | Summer | B2 | 25 | 1467 | 0 | 111.53 | 109.52 | 2 | 0
2025 | PJM_ROR_2_MISO_WUMS | PJM_ROR | MISO_WUMS | Internal | Summer | B3 | 75 | 1467 | 0 | 109.27 | 107.27 | 2 | 0
2025 | PJM_ROR_2_MISO_WUMS | PJM_ROR | MISO_WUMS | Internal | Summer | B4 | 100 | 1467 | 0 | 109.27 | 107.25 | 2 | 0
2025 | PJM_ROR_2_MISO_WUMS | PJM_ROR | MISO_WUMS | Internal | Summer | B5 | 200 | 1467 | 0 | 103.06 | 95.05 | 2 | 0
2025 | PJM_ROR_2_MISO_WUMS | PJM_ROR | MISO_WUMS | Internal | Summer | B6 | 300 | 1467 | 0 | 85.57 | 82.92 | 2 | 0
2025 | PJM_ROR_2_MISO_WUMS | PJM_ROR | MISO_WUMS | Internal | Summer | B7 | 400 | 1467 | 0 | 80.03 | 77.55 | 2 | 0
2025 | PJM_ROR_2_MISO_WUMS | PJM_ROR | MISO_WUMS | Internal | Summer | B8 | 500 | 1467 | 0 | 72.91 | 65.96 | 2 | 0
2025 | PJM_ROR_2_MISO_WUMS | PJM_ROR | MISO_WUMS | Internal | Summer | B9 | 800 | 1467 | 0 | 68.39 | 65.96 | 2 | 0
2025 | PJM_ROR_2_MISO_WUMS | PJM_ROR | MISO_WUMS | Internal | Summer | B10 | 1262 | 1467 | 0 | 62.4 | 57.51 | 2 | 0
2025 | PJM_ROR_2_MISO_WUMS | PJM_ROR | MISO_WUMS | Internal | Winter | B16 | 25 | 1467 | 0 | 95.81 | 70.17 | 2 | 0
2025 | PJM_ROR_2_MISO_WUMS | PJM_ROR | MISO_WUMS | Internal | Winter | B17 | 100 | 1467 | 0 | 83.6 | 70.17 | 2 | 0
2025 | PJM_ROR_2_MISO_WUMS | PJM_ROR | MISO_WUMS | Internal | Winter | B18 | 400 | 1467 | 0 | 79.97 | 70.17 | 2 | 0
2025 | PJM_ROR_2_MISO_WUMS | PJM_ROR | MISO_WUMS | Internal | Winter | B19 | 700 | 1467 | 0 | 75.56 | 70.17 | 2 | 0
2025 | PJM_ROR_2_MISO_WUMS | PJM_ROR | MISO_WUMS | Internal | Winter | B20 | 935 | 1467 | 0 | 70.08 | 61.09 | 2 | 0
2025 | PJM_ROR_2_PJM_ROM | PJM_ROR | PJM_ROM | Internal | Shoulder | B11 | 25 | 8000 | 190.49 | 84.57 | 84.59 | 0.01 | 0
2025 | PJM_ROR_2_PJM_ROM | PJM_ROR | PJM_ROM | Internal | Shoulder | B12 | 200 | 8000 | 193.93 | 78.1 | 78.12 | 0.01 | 0
2025 | PJM_ROR_2_PJM_ROM | PJM_ROR | PJM_ROM | Internal | Shoulder | B13 | 600 | 8000 | 0 | 75.47 | 75.46 | 0.01 | 0
2025 | PJM_ROR_2_PJM_ROM | PJM_ROR | PJM_ROM | Internal | Shoulder | B14 | 900 | 8000 | 3909.04 | 73.11 | 73.13 | 0.01 | 0
2025 | PJM_ROR_2_PJM_ROM | PJM_ROR | PJM_ROM | Internal | Shoulder | B15 | 1203 | 8000 | 5715.36 | 67.73 | 67.75 | 0.01 | 0
2025 | PJM_ROR_2_PJM_ROM | PJM_ROR | PJM_ROM | Internal | Summer | B1 | 10 | 8000 | 8000 | 115.34 | 152.33 | 0.01 | 36.98
2025 | PJM_ROR_2_PJM_ROM | PJM_ROR | PJM_ROM | Internal | Summer | B2 | 25 | 8000 | 8000 | 111.53 | 128.68 | 0.01 | 17.14
2025 | PJM_ROR_2_PJM_ROM | PJM_ROR | PJM_ROM | Internal | Summer | B3 | 75 | 8000 | 4084.59 | 109.27 | 109.28 | 0.01 | 0
2025 | PJM_ROR_2_PJM_ROM | PJM_ROR | PJM_ROM | Internal | Summer | B4 | 100 | 8000 | 1159.49 | 109.27 | 109.28 | 0.01 | 0
2025 | PJM_ROR_2_PJM_ROM | PJM_ROR | PJM_ROM | Internal | Summer | B5 | 200 | 8000 | 1897.59 | 103.06 | 103.07 | 0.01 | 0
2025 | PJM_ROR_2_PJM_ROM | PJM_ROR | PJM_ROM | Internal | Summer | B6 | 300 | 8000 | 3059 | 85.57 | 85.58 | 0.01 | 0
2025 | PJM_ROR_2_PJM_ROM | PJM_ROR | PJM_ROM | Internal | Summer | B7 | 400 | 8000 | 513.96 | 80.03 | 80.04 | 0.01 | 0
2025 | PJM_ROR_2_PJM_ROM | PJM_ROR | PJM_ROM | Internal | Summer | B8 | 500 | 8000 | 1890.4 | 72.91 | 72.93 | 0.01 | 0
2025 | PJM_ROR_2_PJM_ROM | PJM_ROR | PJM_ROM | Internal | Summer | B9 | 800 | 8000 | 2945.21 | 68.39 | 68.4 | 0.01 | 0
2025 | PJM_ROR_2_PJM_ROM | PJM_ROR | PJM_ROM | Internal | Summer | B10 | 1262 | 8000 | 5053.55 | 62.4 | 62.41 | 0.01 | 0
2025 | PJM_ROR_2_PJM_ROM | PJM_ROR | PJM_ROM | Internal | Winter | B16 | 25 | 8000 | 3933.88 | 95.81 | 95.82 | 0.01 | 0
2025 | PJM_ROR_2_PJM_ROM | PJM_ROR | PJM_ROM | Internal | Winter | B17 | 100 | 8000 | 4666.82 | 83.6 | 83.61 | 0.01 | 0
2025 | PJM_ROR_2_PJM_ROM | PJM_ROR | PJM_ROM | Internal | Winter | B18 | 400 | 8000 | 6260.81 | 79.97 | 79.98 | 0.01 | 0
2025 | PJM_ROR_2_PJM_ROM | PJM_ROR | PJM_ROM | Internal | Winter | B19 | 700 | 8000 | 6187.78 | 75.56 | 75.57 | 0.01 | 0
2025 | PJM_ROR_2_PJM_ROM | PJM_ROR | PJM_ROM | Internal | Winter | B20 | 935 | 8000 | 5988.42 | 70.08 | 70.09 | 0.01 | 0
2025 | PJM_ROR_2_TVA_Transmission | PJM_ROR | TVA_Transmission | Internal | Shoulder | B11 | 25 | 2500 | 497.86 | 84.57 | 90.57 | 6 | 0
2025 | PJM_ROR_2_TVA_Transmission | PJM_ROR | TVA_Transmission | Internal | Shoulder | B12 | 200 | 2500 | 0 | 78.1 | 79.1 | 6 | 0
2025 | PJM_ROR_2_TVA_Transmission | PJM_ROR | TVA_Transmission | Internal | Shoulder | B13 | 600 | 2500 | 0 | 75.47 | 77.01 | 6 | 0
2025 | PJM_ROR_2_TVA_Transmission | PJM_ROR | TVA_Transmission | Internal | Shoulder | B14 | 900 | 2500 | 0 | 73.11 | 75.34 | 6 | 0
2025 | PJM_ROR_2_TVA_Transmission | PJM_ROR | TVA_Transmission | Internal | Shoulder | B15 | 1203 | 2500 | 0 | 67.73 | 72.15 | 6 | 0
2025 | PJM_ROR_2_TVA_Transmission | PJM_ROR | TVA_Transmission | Internal | Summer | B1 | 10 | 2500 | 1152.05 | 115.34 | 121.34 | 6 | 0
2025 | PJM_ROR_2_TVA_Transmission | PJM_ROR | TVA_Transmission | Internal | Summer | B2 | 25 | 2500 | 1505.04 | 111.53 | 117.53 | 6 | 0
2025 | PJM_ROR_2_TVA_Transmission | PJM_ROR | TVA_Transmission | Internal | Summer | B3 | 75 | 2500 | 1768.27 | 109.27 | 115.27 | 6 | 0
2025 | PJM_ROR_2_TVA_Transmission | PJM_ROR | TVA_Transmission | Internal | Summer | B4 | 100 | 2500 | 966.56 | 109.27 | 115.27 | 6 | 0
2025 | PJM_ROR_2_TVA_Transmission | PJM_ROR | TVA_Transmission | Internal | Summer | B5 | 200 | 2500 | 1770.79 | 103.06 | 109.06 | 6 | 0
2025 | PJM_ROR_2_TVA_Transmission | PJM_ROR | TVA_Transmission | Internal | Summer | B6 | 300 | 2500 | 68.78 | 85.57 | 91.57 | 6 | 0
2025 | PJM_ROR_2_TVA_Transmission | PJM_ROR | TVA_Transmission | Internal | Summer | B7 | 400 | 2500 | 322.23 | 80.03 | 86.03 | 6 | 0
2025 | PJM_ROR_2_TVA_Transmission | PJM_ROR | TVA_Transmission | Internal | Summer | B8 | 500 | 2500 | 0 | 72.91 | 77.61 | 6 | 0
2025 | PJM_ROR_2_TVA_Transmission | PJM_ROR | TVA_Transmission | Internal | Summer | B9 | 800 | 2500 | 0 | 68.39 | 71.87 | 6 | 0
2025 | PJM_ROR_2_TVA_Transmission | PJM_ROR | TVA_Transmission | Internal | Summer | B10 | 1262 | 2500 | 0 | 62.4 | 65.86 | 6 | 0
2025 | PJM_ROR_2_TVA_Transmission | PJM_ROR | TVA_Transmission | Internal | Winter | B16 | 25 | 2500 | 0 | 95.81 | 94.05 | 6 | 0
2025 | PJM_ROR_2_TVA_Transmission | PJM_ROR | TVA_Transmission | Internal | Winter | B17 | 100 | 2500 | 0 | 83.6 | 82.47 | 6 | 0
2025 | PJM_ROR_2_TVA_Transmission | PJM_ROR | TVA_Transmission | Internal | Winter | B18 | 400 | 2500 | 0 | 79.97 | 79.87 | 6 | 0
2025 | PJM_ROR_2_TVA_Transmission | PJM_ROR | TVA_Transmission | Internal | Winter | B19 | 700 | 2500 | 0 | 75.56 | 77.77 | 6 | 0
2025 | PJM_ROR_2_TVA_Transmission | PJM_ROR | TVA_Transmission | Internal | Winter | B20 | 935 | 2500 | 0 | 70.08 | 75.02 | 6 | 0
2025 | PJM_ROR_2_VACAR | PJM_ROR | VACAR | Internal | Shoulder | B11 | 25 | 3000 | 3000 | 84.57 | 90.73 | 6 | 0.15
2025 | PJM_ROR_2_VACAR | PJM_ROR | VACAR | Internal | Shoulder | B12 | 200 | 3000 | 877.34 | 78.1 | 84.1 | 6 | 0
2025 | PJM_ROR_2_VACAR | PJM_ROR | VACAR | Internal | Shoulder | B13 | 600 | 3000 | 0 | 75.47 | 80.46 | 6 | 0
2025 | PJM_ROR_2_VACAR | PJM_ROR | VACAR | Internal | Shoulder | B14 | 900 | 3000 | 0 | 73.11 | 76.26 | 6 | 0
2025 | PJM_ROR_2_VACAR | PJM_ROR | VACAR | Internal | Shoulder | B15 | 1203 | 3000 | 0 | 67.73 | 66.27 | 6 | 0
2025 | PJM_ROR_2_VACAR | PJM_ROR | VACAR | Internal | Summer | B1 | 10 | 3000 | 1789.09 | 115.34 | 121.34 | 6 | 0
2025 | PJM_ROR_2_VACAR | PJM_ROR | VACAR | Internal | Summer | B2 | 25 | 3000 | 3000 | 111.53 | 121.06 | 6 | 3.53
2025 | PJM_ROR_2_VACAR | PJM_ROR | VACAR | Internal | Summer | B3 | 75 | 3000 | 3000 | 109.27 | 121.06 | 6 | 5.79
2025 | PJM_ROR_2_VACAR | PJM_ROR | VACAR | Internal | Summer | B4 | 100 | 3000 | 3000 | 109.27 | 121.06 | 6 | 5.79
2025 | PJM_ROR_2_VACAR | PJM_ROR | VACAR | Internal | Summer | B5 | 200 | 3000 | 3000 | 103.06 | 111.06 | 6 | 2
2025 | PJM_ROR_2_VACAR | PJM_ROR | VACAR | Internal | Summer | B6 | 300 | 3000 | 3000 | 85.57 | 93.57 | 6 | 2
2025 | PJM_ROR_2_VACAR | PJM_ROR | VACAR | Internal | Summer | B7 | 400 | 3000 | 3000 | 80.03 | 88.03 | 6 | 2
2025 | PJM_ROR_2_VACAR | PJM_ROR | VACAR | Internal | Summer | B8 | 500 | 3000 | 456.45 | 72.91 | 78.91 | 6 | 0
2025 | PJM_ROR_2_VACAR | PJM_ROR | VACAR | Internal | Summer | B9 | 800 | 3000 | 0 | 68.39 | 66.81 | 6 | 0
2025 | PJM_ROR_2_VACAR | PJM_ROR | VACAR | Internal | Summer | B10 | 1262 | 3000 | 0 | 62.4 | 64.45 | 6 | 0
2025 | PJM_ROR_2_VACAR | PJM_ROR | VACAR | Internal | Winter | B16 | 25 | 3000 | 3000 | 95.81 | 113.05 | 6 | 11.24
2025 | PJM_ROR_2_VACAR | PJM_ROR | VACAR | Internal | Winter | B17 | 100 | 3000 | 2970 | 83.6 | 89.6 | 6 | 0
2025 | PJM_ROR_2_VACAR | PJM_ROR | VACAR | Internal | Winter | B18 | 400 | 3000 | 0 | 79.97 | 84.1 | 6 | 0
2025 | PJM_ROR_2_VACAR | PJM_ROR | VACAR | Internal | Winter | B19 | 700 | 3000 | 0 | 75.56 | 81.03 | 6 | 0
2025 | PJM_ROR_2_VACAR | PJM_ROR | VACAR | Internal | Winter | B20 | 935 | 3000 | 0 | 70.08 | 70.33 | 6 | 0
2025 | PJM_ROM_2_NYISO_A-F | PJM_ROM | NYISO_A-F | Internal | Shoulder | B11 | 25 | 2000 | 0 | 84.59 | 68.74 | 6 | 0
2025 | PJM_ROM_2_NYISO_A-F | PJM_ROM | NYISO_A-F | Internal | Shoulder | B12 | 200 | 2000 | 0 | 78.12 | 68.74 | 6 | 0
2025 | PJM_ROM_2_NYISO_A-F | PJM_ROM | NYISO_A-F | Internal | Shoulder | B13 | 600 | 2000 | 0 | 75.46 | 67.43 | 6 | 0
2025 | PJM_ROM_2_NYISO_A-F | PJM_ROM | NYISO_A-F | Internal | Shoulder | B14 | 900 | 2000 | 0 | 73.13 | 66.17 | 6 | 0
2025 | PJM_ROM_2_NYISO_A-F | PJM_ROM | NYISO_A-F | Internal | Shoulder | B15 | 1203 | 2000 | 0 | 67.75 | 66.17 | 6 | 0
2025 | PJM_ROM_2_NYISO_A-F | PJM_ROM | NYISO_A-F | Internal | Summer | B1 | 10 | 2000 | 0 | 152.33 | 88.26 | 6 | 0
2025 | PJM_ROM_2_NYISO_A-F | PJM_ROM | NYISO_A-F | Internal | Summer | B2 | 25 | 2000 | 0 | 128.68 | 93.3 | 6 | 0
2025 | PJM_ROM_2_NYISO_A-F | PJM_ROM | NYISO_A-F | Internal | Summer | B3 | 75 | 2000 | 0 | 109.28 | 88.26 | 6 | 0
2025 | PJM_ROM_2_NYISO_A-F | PJM_ROM | NYISO_A-F | Internal | Summer | B4 | 100 | 2000 | 0 | 109.28 | 88.26 | 6 | 0
2025 | PJM_ROM_2_NYISO_A-F | PJM_ROM | NYISO_A-F | Internal | Summer | B5 | 200 | 2000 | 0 | 103.07 | 67.45 | 6 | 0
2025 | PJM_ROM_2_NYISO_A-F | PJM_ROM | NYISO_A-F | Internal | Summer | B6 | 300 | 2000 | 0 | 85.58 | 67.45 | 6 | 0
2025 | PJM_ROM_2_NYISO_A-F | PJM_ROM | NYISO_A-F | Internal | Summer | B7 | 400 | 2000 | 0 | 80.04 | 67.45 | 6 | 0
2025 | PJM_ROM_2_NYISO_A-F | PJM_ROM | NYISO_A-F | Internal | Summer | B8 | 500 | 2000 | 0 | 72.93 | 64.93 | 6 | 0
2025 | PJM_ROM_2_NYISO_A-F | PJM_ROM | NYISO_A-F | Internal | Summer | B9 | 800 | 2000 | 0 | 68.4 | 64.41 | 6 | 0
2025 | PJM_ROM_2_NYISO_A-F | PJM_ROM | NYISO_A-F | Internal | Summer | B10 | 1262 | 2000 | 0 | 62.41 | 64.41 | 6 | 0
2025 | PJM_ROM_2_NYISO_A-F | PJM_ROM | NYISO_A-F | Internal | Winter | B16 | 25 | 2000 | 0 | 95.82 | 71.29 | 6 | 0
2025 | PJM_ROM_2_NYISO_A-F | PJM_ROM | NYISO_A-F | Internal | Winter | B17 | 100 | 2000 | 0 | 83.61 | 71.29 | 6 | 0
2025 | PJM_ROM_2_NYISO_A-F | PJM_ROM | NYISO_A-F | Internal | Winter | B18 | 400 | 2000 | 0 | 79.98 | 71.29 | 6 | 0
2025 | PJM_ROM_2_NYISO_A-F | PJM_ROM | NYISO_A-F | Internal | Winter | B19 | 700 | 2000 | 0 | 75.57 | 69.87 | 6 | 0
2025 | PJM_ROM_2_NYISO_A-F | PJM_ROM | NYISO_A-F | Internal | Winter | B20 | 935 | 2000 | 0 | 70.09 | 69.87 | 6 | 0
2025 | PJM_ROM_2_PJM_E | PJM_ROM | PJM_E | Internal | Shoulder | B11 | 25 | 8000 | 0 | 84.59 | 84.57 | 0.01 | 0
2025 | PJM_ROM_2_PJM_E | PJM_ROM | PJM_E | Internal | Shoulder | B12 | 200 | 8000 | 0 | 78.12 | 78.1 | 0.01 | 0
2025 | PJM_ROM_2_PJM_E | PJM_ROM | PJM_E | Internal | Shoulder | B13 | 600 | 8000 | 0 | 75.46 | 75.44 | 0.01 | 0
2025 | PJM_ROM_2_PJM_E | PJM_ROM | PJM_E | Internal | Shoulder | B14 | 900 | 8000 | 0 | 73.13 | 73.11 | 0.01 | 0
2025 | PJM_ROM_2_PJM_E | PJM_ROM | PJM_E | Internal | Shoulder | B15 | 1203 | 8000 | 0 | 67.75 | 67.73 | 0.01 | 0
2025 | PJM_ROM_2_PJM_E | PJM_ROM | PJM_E | Internal | Summer | B1 | 10 | 8000 | 610.47 | 152.33 | 152.35 | 0.01 | 0
2025 | PJM_ROM_2_PJM_E | PJM_ROM | PJM_E | Internal | Summer | B2 | 25 | 8000 | 791.4 | 128.68 | 128.69 | 0.01 | 0
2025 | PJM_ROM_2_PJM_E | PJM_ROM | PJM_E | Internal | Summer | B3 | 75 | 8000 | 0 | 109.28 | 109.27 | 0.01 | 0
2025 | PJM_ROM_2_PJM_E | PJM_ROM | PJM_E | Internal | Summer | B4 | 100 | 8000 | 0 | 109.28 | 109.27 | 0.01 | 0
2025 | PJM_ROM_2_PJM_E | PJM_ROM | PJM_E | Internal | Summer | B5 | 200 | 8000 | 0 | 103.07 | 103.06 | 0.01 | 0
2025 | PJM_ROM_2_PJM_E | PJM_ROM | PJM_E | Internal | Summer | B6 | 300 | 8000 | 0 | 85.58 | 85.57 | 0.01 | 0
2025 | PJM_ROM_2_PJM_E | PJM_ROM | PJM_E | Internal | Summer | B7 | 400 | 8000 | 0 | 80.04 | 80.03 | 0.01 | 0
2025 | PJM_ROM_2_PJM_E | PJM_ROM | PJM_E | Internal | Summer | B8 | 500 | 8000 | 0 | 72.93 | 72.91 | 0.01 | 0
2025 | PJM_ROM_2_PJM_E | PJM_ROM | PJM_E | Internal | Summer | B9 | 800 | 8000 | 0 | 68.4 | 68.39 | 0.01 | 0
2025 | PJM_ROM_2_PJM_E | PJM_ROM | PJM_E | Internal | Summer | B10 | 1262 | 8000 | 0 | 62.41 | 62.4 | 0.01 | 0
2025 | PJM_ROM_2_PJM_E | PJM_ROM | PJM_E | Internal | Winter | B16 | 25 | 8000 | 0 | 95.82 | 95.81 | 0.01 | 0
2025 | PJM_ROM_2_PJM_E | PJM_ROM | PJM_E | Internal | Winter | B17 | 100 | 8000 | 0 | 83.61 | 83.6 | 0.01 | 0
2025 | PJM_ROM_2_PJM_E | PJM_ROM | PJM_E | Internal | Winter | B18 | 400 | 8000 | 0 | 79.98 | 79.97 | 0.01 | 0
2025 | PJM_ROM_2_PJM_E | PJM_ROM | PJM_E | Internal | Winter | B19 | 700 | 8000 | 0 | 75.57 | 75.56 | 0.01 | 0
2025 | PJM_ROM_2_PJM_E | PJM_ROM | PJM_E | Internal | Winter | B20 | 935 | 8000 | 0 | 70.09 | 70.08 | 0.01 | 0
2025 | PJM_ROM_2_PJM_ROR | PJM_ROM | PJM_ROR | Internal | Shoulder | B11 | 25 | 8000 | 0 | 84.59 | 84.57 | 0.01 | 0
2025 | PJM_ROM_2_PJM_ROR | PJM_ROM | PJM_ROR | Internal | Shoulder | B12 | 200 | 8000 | 0 | 78.12 | 78.1 | 0.01 | 0
2025 | PJM_ROM_2_PJM_ROR | PJM_ROM | PJM_ROR | Internal | Shoulder | B13 | 600 | 8000 | 66.02 | 75.46 | 75.47 | 0.01 | 0
2025 | PJM_ROM_2_PJM_ROR | PJM_ROM | PJM_ROR | Internal | Shoulder | B14 | 900 | 8000 | 0 | 73.13 | 73.11 | 0.01 | 0
2025 | PJM_ROM_2_PJM_ROR | PJM_ROM | PJM_ROR | Internal | Shoulder | B15 | 1203 | 8000 | 0 | 67.75 | 67.73 | 0.01 | 0
2025 | PJM_ROM_2_PJM_ROR | PJM_ROM | PJM_ROR | Internal | Summer | B1 | 10 | 8000 | 0 | 152.33 | 115.34 | 0.01 | 0
2025 | PJM_ROM_2_PJM_ROR | PJM_ROM | PJM_ROR | Internal | Summer | B2 | 25 | 8000 | 0 | 128.68 | 111.53 | 0.01 | 0
2025 | PJM_ROM_2_PJM_ROR | PJM_ROM | PJM_ROR | Internal | Summer | B3 | 75 | 8000 | 0 | 109.28 | 109.27 | 0.01 | 0
2025 | PJM_ROM_2_PJM_ROR | PJM_ROM | PJM_ROR | Internal | Summer | B4 | 100 | 8000 | 0 | 109.28 | 109.27 | 0.01 | 0
2025 | PJM_ROM_2_PJM_ROR | PJM_ROM | PJM_ROR | Internal | Summer | B5 | 200 | 8000 | 0 | 103.07 | 103.06 | 0.01 | 0
2025 | PJM_ROM_2_PJM_ROR | PJM_ROM | PJM_ROR | Internal | Summer | B6 | 300 | 8000 | 0 | 85.58 | 85.57 | 0.01 | 0
2025 | PJM_ROM_2_PJM_ROR | PJM_ROM | PJM_ROR | Internal | Summer | B7 | 400 | 8000 | 0 | 80.04 | 80.03 | 0.01 | 0
2025 | PJM_ROM_2_PJM_ROR | PJM_ROM | PJM_ROR | Internal | Summer | B8 | 500 | 8000 | 0 | 72.93 | 72.91 | 0.01 | 0
2025 | PJM_ROM_2_PJM_ROR | PJM_ROM | PJM_ROR | Internal | Summer | B9 | 800 | 8000 | 0 | 68.4 | 68.39 | 0.01 | 0
2025 | PJM_ROM_2_PJM_ROR | PJM_ROM | PJM_ROR | Internal | Summer | B10 | 1262 | 8000 | 0 | 62.41 | 62.4 | 0.01 | 0
2025 | PJM_ROM_2_PJM_ROR | PJM_ROM | PJM_ROR | Internal | Winter | B16 | 25 | 8000 | 0 | 95.82 | 95.81 | 0.01 | 0
2025 | PJM_ROM_2_PJM_ROR | PJM_ROM | PJM_ROR | Internal | Winter | B17 | 100 | 8000 | 0 | 83.61 | 83.6 | 0.01 | 0
2025 | PJM_ROM_2_PJM_ROR | PJM_ROM | PJM_ROR | Internal | Winter | B18 | 400 | 8000 | 0 | 79.98 | 79.97 | 0.01 | 0
2025 | PJM_ROM_2_PJM_ROR | PJM_ROM | PJM_ROR | Internal | Winter | B19 | 700 | 8000 | 0 | 75.57 | 75.56 | 0.01 | 0
2025 | PJM_ROM_2_PJM_ROR | PJM_ROM | PJM_ROR | Internal | Winter | B20 | 935 | 8000 | 0 | 70.09 | 70.08 | 0.01 | 0
2025 | SOCO_2_ENT | SOCO | ENT | Internal | Shoulder | B11 | 25 | 2400 | 0 | 99.57 | 82.57 | 10 | 0
2025 | SOCO_2_ENT | SOCO | ENT | Internal | Shoulder | B12 | 200 | 2400 | 0 | 77.62 | 73.68 | 10 | 0
2025 | SOCO_2_ENT | SOCO | ENT | Internal | Shoulder | B13 | 600 | 2400 | 0 | 75.26 | 73.14 | 10 | 0
2025 | SOCO_2_ENT | SOCO | ENT | Internal | Shoulder | B14 | 900 | 2400 | 0 | 75.26 | 70.69 | 10 | 0
2025 | SOCO_2_ENT | SOCO | ENT | Internal | Shoulder | B15 | 1203 | 2400 | 0 | 72.62 | 70.69 | 10 | 0
2025 | SOCO_2_ENT | SOCO | ENT | Internal | Summer | B1 | 10 | 2400 | 0 | 125.69 | 117.69 | 10 | 0
2025 | SOCO_2_ENT | SOCO | ENT | Internal | Summer | B2 | 25 | 2400 | 0 | 122.51 | 114.51 | 10 | 0
2025 | SOCO_2_ENT | SOCO | ENT | Internal | Summer | B3 | 75 | 2400 | 0 | 120.44 | 112.44 | 10 | 0
2025 | SOCO_2_ENT | SOCO | ENT | Internal | Summer | B4 | 100 | 2400 | 0 | 120.27 | 112.27 | 10 | 0
2025 | SOCO_2_ENT | SOCO | ENT | Internal | Summer | B5 | 200 | 2400 | 0 | 118.06 | 106.06 | 10 | 0
2025 | SOCO_2_ENT | SOCO | ENT | Internal | Summer | B6 | 300 | 2400 | 0 | 100.57 | 91.03 | 10 | 0
2025 | SOCO_2_ENT | SOCO | ENT | Internal | Summer | B7 | 400 | 2400 | 0 | 95.03 | 80.34 | 10 | 0
2025 | SOCO_2_ENT | SOCO | ENT | Internal | Summer | B8 | 500 | 2400 | 0 | 85.91 | 72.16 | 10 | 0
2025 | SOCO_2_ENT | SOCO | ENT | Internal | Summer | B9 | 800 | 2400 | 0 | 73.81 | 71.63 | 10 | 0
2025 | SOCO_2_ENT | SOCO | ENT | Internal | Summer | B10 | 1262 | 2400 | 0 | 71.22 | 69.16 | 10 | 0
2025 | SOCO_2_ENT | SOCO | ENT | Internal | Winter | B16 | 25 | 2400 | 0 | 103.05 | 80.34 | 10 | 0
2025 | SOCO_2_ENT | SOCO | ENT | Internal | Winter | B17 | 100 | 2400 | 0 | 84.11 | 76.11 | 10 | 0
2025 | SOCO_2_ENT | SOCO | ENT | Internal | Winter | B18 | 400 | 2400 | 0 | 77.03 | 76.11 | 10 | 0
2025 | SOCO_2_ENT | SOCO | ENT | Internal | Winter | B19 | 700 | 2400 | 0 | 77.03 | 73.56 | 10 | 0
2025 | SOCO_2_ENT | SOCO | ENT | Internal | Winter | B20 | 935 | 2400 | 0 | 75.5 | 73.56 | 10 | 0
2025 | SOCO_2_FRCC | SOCO | FRCC | Internal | Shoulder | B11 | 25 | 3700 | 3389.77 | 99.57 | 109.57 | 10 | 0
2025 | SOCO_2_FRCC | SOCO | FRCC | Internal | Shoulder | B12 | 200 | 3700 | 0 | 77.62 | 81.24 | 10 | 0
2025 | SOCO_2_FRCC | SOCO | FRCC | Internal | Shoulder | B13 | 600 | 3700 | 0 | 75.26 | 81.24 | 10 | 0
2025 | SOCO_2_FRCC | SOCO | FRCC | Internal | Shoulder | B14 | 900 | 3700 | 0 | 75.26 | 77.85 | 10 | 0
2025 | SOCO_2_FRCC | SOCO | FRCC | Internal | Shoulder | B15 | 1203 | 3700 | 0 | 72.62 | 77.85 | 10 | 0
2025 | SOCO_2_FRCC | SOCO | FRCC | Internal | Summer | B1 | 10 | 3700 | 214.87 | 125.69 | 135.69 | 10 | 0
2025 | SOCO_2_FRCC | SOCO | FRCC | Internal | Summer | B2 | 25 | 3700 | 0 | 122.51 | 125.11 | 10 | 0
2025 | SOCO_2_FRCC | SOCO | FRCC | Internal | Summer | B3 | 75 | 3700 | 0 | 120.44 | 125.11 | 10 | 0
2025 | SOCO_2_FRCC | SOCO | FRCC | Internal | Summer | B4 | 100 | 3700 | 0 | 120.27 | 125.11 | 10 | 0
2025 | SOCO_2_FRCC | SOCO | FRCC | Internal | Summer | B5 | 200 | 3700 | 0 | 118.06 | 125.11 | 10 | 0
2025 | SOCO_2_FRCC | SOCO | FRCC | Internal | Summer | B6 | 300 | 3700 | 450.08 | 100.57 | 110.57 | 10 | 0
2025 | SOCO_2_FRCC | SOCO | FRCC | Internal | Summer | B7 | 400 | 3700 | 0 | 95.03 | 91.75 | 10 | 0
2025 | SOCO_2_FRCC | SOCO | FRCC | Internal | Summer | B8 | 500 | 3700 | 0 | 85.91 | 80.4 | 10 | 0
2025 | SOCO_2_FRCC | SOCO | FRCC | Internal | Summer | B9 | 800 | 3700 | 0 | 73.81 | 77.04 | 10 | 0
2025 | SOCO_2_FRCC | SOCO | FRCC | Internal | Summer | B10 | 1262 | 3700 | 0 | 71.22 | 77.04 | 10 | 0
2025 | SOCO_2_FRCC | SOCO | FRCC | Internal | Winter | B16 | 25 | 3700 | 0 | 103.05 | 106.85 | 10 | 0
2025 | SOCO_2_FRCC | SOCO | FRCC | Internal | Winter | B17 | 100 | 3700 | 0 | 84.11 | 83.81 | 10 | 0
2025 | SOCO_2_FRCC | SOCO | FRCC | Internal | Winter | B18 | 400 | 3700 | 0 | 77.03 | 82.26 | 10 | 0
2025 | SOCO_2_FRCC | SOCO | FRCC | Internal | Winter | B19 | 700 | 3700 | 0 | 77.03 | 80.3 | 10 | 0
2025 | SOCO_2_FRCC | SOCO | FRCC | Internal | Winter | B20 | 935 | 3700 | 0 | 75.5 | 80.3 | 10 | 0
2025 | SOCO_2_TVA_Transmission | SOCO | TVA_Transmission | Internal | Shoulder | B11 | 25 | 2600 | 0 | 99.57 | 90.57 | 10 | 0
2025 | SOCO_2_TVA_Transmission | SOCO | TVA_Transmission | Internal | Shoulder | B12 | 200 | 2600 | 0 | 77.62 | 79.1 | 10 | 0
2025 | SOCO_2_TVA_Transmission | SOCO | TVA_Transmission | Internal | Shoulder | B13 | 600 | 2600 | 0 | 75.26 | 77.01 | 10 | 0
2025 | SOCO_2_TVA_Transmission | SOCO | TVA_Transmission | Internal | Shoulder | B14 | 900 | 2600 | 0 | 75.26 | 75.34 | 10 | 0
2025 | SOCO_2_TVA_Transmission | SOCO | TVA_Transmission | Internal | Shoulder | B15 | 1203 | 2600 | 0 | 72.62 | 72.15 | 10 | 0
2025 | SOCO_2_TVA_Transmission | SOCO | TVA_Transmission | Internal | Summer | B1 | 10 | 2600 | 0 | 125.69 | 121.34 | 10 | 0
2025 | SOCO_2_TVA_Transmission | SOCO | TVA_Transmission | Internal | Summer | B2 | 25 | 2600 | 0 | 122.51 | 117.53 | 10 | 0
2025 | SOCO_2_TVA_Transmission | SOCO | TVA_Transmission | Internal | Summer | B3 | 75 | 2600 | 0 | 120.44 | 115.27 | 10 | 0
2025 | SOCO_2_TVA_Transmission | SOCO | TVA_Transmission | Internal | Summer | B4 | 100 | 2600 | 0 | 120.27 | 115.27 | 10 | 0
2025 | SOCO_2_TVA_Transmission | SOCO | TVA_Transmission | Internal | Summer | B5 | 200 | 2600 | 0 | 118.06 | 109.06 | 10 | 0
2025 | SOCO_2_TVA_Transmission | SOCO | TVA_Transmission | Internal | Summer | B6 | 300 | 2600 | 0 | 100.57 | 91.57 | 10 | 0
2025 | SOCO_2_TVA_Transmission | SOCO | TVA_Transmission | Internal | Summer | B7 | 400 | 2600 | 0 | 95.03 | 86.03 | 10 | 0
2025 | SOCO_2_TVA_Transmission | SOCO | TVA_Transmission | Internal | Summer | B8 | 500 | 2600 | 0 | 85.91 | 77.61 | 10 | 0
2025 | SOCO_2_TVA_Transmission | SOCO | TVA_Transmission | Internal | Summer | B9 | 800 | 2600 | 0 | 73.81 | 71.87 | 10 | 0
2025 | SOCO_2_TVA_Transmission | SOCO | TVA_Transmission | Internal | Summer | B10 | 1262 | 2600 | 0 | 71.22 | 65.86 | 10 | 0
2025 | SOCO_2_TVA_Transmission | SOCO | TVA_Transmission | Internal | Winter | B16 | 25 | 2600 | 0 | 103.05 | 94.05 | 10 | 0
2025 | SOCO_2_TVA_Transmission | SOCO | TVA_Transmission | Internal | Winter | B17 | 100 | 2600 | 0 | 84.11 | 82.47 | 10 | 0
2025 | SOCO_2_TVA_Transmission | SOCO | TVA_Transmission | Internal | Winter | B18 | 400 | 2600 | 0 | 77.03 | 79.87 | 10 | 0
2025 | SOCO_2_TVA_Transmission | SOCO | TVA_Transmission | Internal | Winter | B19 | 700 | 2600 | 0 | 77.03 | 77.77 | 10 | 0
2025 | SOCO_2_TVA_Transmission | SOCO | TVA_Transmission | Internal | Winter | B20 | 935 | 2600 | 0 | 75.5 | 75.02 | 10 | 0
2025 | SOCO_2_VACAR | SOCO | VACAR | Internal | Shoulder | B11 | 25 | 2000 | 0 | 99.57 | 90.73 | 10 | 0
2025 | SOCO_2_VACAR | SOCO | VACAR | Internal | Shoulder | B12 | 200 | 2000 | 0 | 77.62 | 84.1 | 10 | 0
2025 | SOCO_2_VACAR | SOCO | VACAR | Internal | Shoulder | B13 | 600 | 2000 | 0 | 75.26 | 80.46 | 10 | 0
2025 | SOCO_2_VACAR | SOCO | VACAR | Internal | Shoulder | B14 | 900 | 2000 | 0 | 75.26 | 76.26 | 10 | 0
2025 | SOCO_2_VACAR | SOCO | VACAR | Internal | Shoulder | B15 | 1203 | 2000 | 0 | 72.62 | 66.27 | 10 | 0
2025 | SOCO_2_VACAR | SOCO | VACAR | Internal | Summer | B1 | 10 | 2000 | 0 | 125.69 | 121.34 | 10 | 0
2025 | SOCO_2_VACAR | SOCO | VACAR | Internal | Summer | B2 | 25 | 2000 | 0 | 122.51 | 121.06 | 10 | 0
2025 | SOCO_2_VACAR | SOCO | VACAR | Internal | Summer | B3 | 75 | 2000 | 0 | 120.44 | 121.06 | 10 | 0
2025 | SOCO_2_VACAR | SOCO | VACAR | Internal | Summer | B4 | 100 | 2000 | 0 | 120.27 | 121.06 | 10 | 0
2025 | SOCO_2_VACAR | SOCO | VACAR | Internal | Summer | B5 | 200 | 2000 | 0 | 118.06 | 111.06 | 10 | 0
2025 | SOCO_2_VACAR | SOCO | VACAR | Internal | Summer | B6 | 300 | 2000 | 0 | 100.57 | 93.57 | 10 | 0
2025 | SOCO_2_VACAR | SOCO | VACAR | Internal | Summer | B7 | 400 | 2000 | 0 | 95.03 | 88.03 | 10 | 0
2025 | SOCO_2_VACAR | SOCO | VACAR | Internal | Summer | B8 | 500 | 2000 | 0 | 85.91 | 78.91 | 10 | 0
2025 | SOCO_2_VACAR | SOCO | VACAR | Internal | Summer | B9 | 800 | 2000 | 0 | 73.81 | 66.81 | 10 | 0
2025 | SOCO_2_VACAR | SOCO | VACAR | Internal | Summer | B10 | 1262 | 2000 | 0 | 71.22 | 64.45 | 10 | 0
2025 | SOCO_2_VACAR | SOCO | VACAR | Internal | Winter | B16 | 25 | 2000 | 57.74 | 103.05 | 113.05 | 10 | 0
2025 | SOCO_2_VACAR | SOCO | VACAR | Internal | Winter | B17 | 100 | 2000 | 0 | 84.11 | 89.6 | 10 | 0
2025 | SOCO_2_VACAR | SOCO | VACAR | Internal | Winter | B18 | 400 | 2000 | 0 | 77.03 | 84.1 | 10 | 0
2025 | SOCO_2_VACAR | SOCO | VACAR | Internal | Winter | B19 | 700 | 2000 | 0 | 77.03 | 81.03 | 10 | 0
2025 | SOCO_2_VACAR | SOCO | VACAR | Internal | Winter | B20 | 935 | 2000 | 0 | 75.5 | 70.33 | 10 | 0
2025 | SPP_N_2_ENT | SPP_N | ENT | Internal | Shoulder | B11 | 25 | 1800 | 1051.45 | 77.57 | 82.57 | 5 | 0
2025 | SPP_N_2_ENT | SPP_N | ENT | Internal | Shoulder | B12 | 200 | 1800 | 0 | 70.75 | 73.68 | 5 | 0
2025 | SPP_N_2_ENT | SPP_N | ENT | Internal | Shoulder | B13 | 600 | 1800 | 0 | 70.49 | 73.14 | 5 | 0
2025 | SPP_N_2_ENT | SPP_N | ENT | Internal | Shoulder | B14 | 900 | 1800 | 1800 | 63.34 | 70.69 | 5 | 2.35
2025 | SPP_N_2_ENT | SPP_N | ENT | Internal | Shoulder | B15 | 1203 | 1800 | 1800 | 61.36 | 70.69 | 5 | 4.33
2025 | SPP_N_2_ENT | SPP_N | ENT | Internal | Summer | B1 | 10 | 1800 | 1800 | 108.83 | 117.69 | 5 | 3.86
2025 | SPP_N_2_ENT | SPP_N | ENT | Internal | Summer | B2 | 25 | 1800 | 460.38 | 109.51 | 114.51 | 5 | 0
2025 | SPP_N_2_ENT | SPP_N | ENT | Internal | Summer | B3 | 75 | 1800 | 0 | 109.53 | 112.44 | 5 | 0
2025 | SPP_N_2_ENT | SPP_N | ENT | Internal | Summer | B4 | 100 | 1800 | 339.35 | 107.27 | 112.27 | 5 | 0
2025 | SPP_N_2_ENT | SPP_N | ENT | Internal | Summer | B5 | 200 | 1800 | 807.94 | 101.06 | 106.06 | 5 | 0
2025 | SPP_N_2_ENT | SPP_N | ENT | Internal | Summer | B6 | 300 | 1800 | 311.01 | 86.03 | 91.03 | 5 | 0
2025 | SPP_N_2_ENT | SPP_N | ENT | Internal | Summer | B7 | 400 | 1800 | 0 | 77.57 | 80.34 | 5 | 0
2025 | SPP_N_2_ENT | SPP_N | ENT | Internal | Summer | B8 | 500 | 1800 | 0 | 70.27 | 72.16 | 5 | 0
2025 | SPP_N_2_ENT | SPP_N | ENT | Internal | Summer | B9 | 800 | 1800 | 0 | 69.09 | 71.63 | 5 | 0
2025 | SPP_N_2_ENT | SPP_N | ENT | Internal | Summer | B10 | 1262 | 1800 | 1800 | 64.15 | 69.16 | 5 | 0.01
2025 | SPP_N_2_ENT | SPP_N | ENT | Internal | Winter | B16 | 25 | 1800 | 1800 | 73.53 | 80.34 | 5 | 1.81
2025 | SPP_N_2_ENT | SPP_N | ENT | Internal | Winter | B17 | 100 | 1800 | 1800 | 71.1 | 76.11 | 5 | 0.01
2025 | SPP_N_2_ENT | SPP_N | ENT | Internal | Winter | B18 | 400 | 1800 | 671.56 | 71.11 | 76.11 | 5 | 0
2025 | SPP_N_2_ENT | SPP_N | ENT | Internal | Winter | B19 | 700 | 1800 | 1607.65 | 68.56 | 73.56 | 5 | 0
2025 | SPP_N_2_ENT | SPP_N | ENT | Internal | Winter | B20 | 935 | 1800 | 1800 | 63.97 | 73.56 | 5 | 4.59
2025 | SPP_N_2_MISO_MO-IL | SPP_N | MISO_MO-IL | Internal | Shoulder | B11 | 25 | 2000 | 372.82 | 77.57 | 82.57 | 5 | 0
2025 | SPP_N_2_MISO_MO-IL | SPP_N | MISO_MO-IL | Internal | Shoulder | B12 | 200 | 2000 | 1885.73 | 70.75 | 75.75 | 5 | 0
2025 | SPP_N_2_MISO_MO-IL | SPP_N | MISO_MO-IL | Internal | Shoulder | B13 | 600 | 2000 | 0 | 70.49 | 73.48 | 5 | 0
2025 | SPP_N_2_MISO_MO-IL | SPP_N | MISO_MO-IL | Internal | Shoulder | B14 | 900 | 2000 | 2000 | 63.34 | 71.09 | 5 | 2.75
2025 | SPP_N_2_MISO_MO-IL | SPP_N | MISO_MO-IL | Internal | Shoulder | B15 | 1203 | 2000 | 0 | 61.36 | 64.15 | 5 | 0
2025 | SPP_N_2_MISO_MO-IL | SPP_N | MISO_MO-IL | Internal | Summer | B1 | 10 | 2000 | 0 | 108.83 | 113.34 | 5 | 0
2025 | SPP_N_2_MISO_MO-IL | SPP_N | MISO_MO-IL | Internal | Summer | B2 | 25 | 2000 | 0 | 109.51 | 109.53 | 5 | 0
2025 | SPP_N_2_MISO_MO-IL | SPP_N | MISO_MO-IL | Internal | Summer | B3 | 75 | 2000 | 0 | 109.53 | 109.53 | 5 | 0
2025 | SPP_N_2_MISO_MO-IL | SPP_N | MISO_MO-IL | Internal | Summer | B4 | 100 | 2000 | 0 | 107.27 | 107.27 | 5 | 0
2025 | SPP_N_2_MISO_MO-IL | SPP_N | MISO_MO-IL | Internal | Summer | B5 | 200 | 2000 | 0 | 101.06 | 101.06 | 5 | 0
2025 | SPP_N_2_MISO_MO-IL | SPP_N | MISO_MO-IL | Internal | Summer | B6 | 300 | 2000 | 0 | 86.03 | 83.58 | 5 | 0
2025 | SPP_N_2_MISO_MO-IL | SPP_N | MISO_MO-IL | Internal | Summer | B7 | 400 | 2000 | 0 | 77.57 | 78.03 | 5 | 0
2025 | SPP_N_2_MISO_MO-IL | SPP_N | MISO_MO-IL | Internal | Summer | B8 | 500 | 2000 | 0 | 70.27 | 70.92 | 5 | 0
2025 | SPP_N_2_MISO_MO-IL | SPP_N | MISO_MO-IL | Internal | Summer | B9 | 800 | 2000 | 0 | 69.09 | 66.39 | 5 | 0
2025 | SPP_N_2_MISO_MO-IL | SPP_N | MISO_MO-IL | Internal | Summer | B10 | 1262 | 2000 | 0 | 64.15 | 60.4 | 5 | 0
2025 | SPP_N_2_MISO_MO-IL | SPP_N | MISO_MO-IL | Internal | Winter | B16 | 25 | 2000 | 2000 | 73.53 | 86.05 | 5 | 7.51
2025 | SPP_N_2_MISO_MO-IL | SPP_N | MISO_MO-IL | Internal | Winter | B17 | 100 | 2000 | 2000 | 71.1 | 77.31 | 5 | 1.21
2025 | SPP_N_2_MISO_MO-IL | SPP_N | MISO_MO-IL | Internal | Winter | B18 | 400 | 2000 | 96.21 | 71.11 | 76.11 | 5 | 0
2025 | SPP_N_2_MISO_MO-IL | SPP_N | MISO_MO-IL | Internal | Winter | B19 | 700 | 2000 | 1261.77 | 68.56 | 73.56 | 5 | 0
2025 | SPP_N_2_MISO_MO-IL | SPP_N | MISO_MO-IL | Internal | Winter | B20 | 935 | 2000 | 0 | 63.97 | 67.02 | 5 | 0
2025 | SPP_N_2_MISO_W | SPP_N | MISO_W | Internal | Shoulder | B11 | 25 | 750 | 0 | 77.57 | 77.56 | 5 | 0
2025 | SPP_N_2_MISO_W | SPP_N | MISO_W | Internal | Shoulder | B12 | 200 | 750 | 0 | 70.75 | 67.41 | 5 | 0
2025 | SPP_N_2_MISO_W | SPP_N | MISO_W | Internal | Shoulder | B13 | 600 | 750 | 0 | 70.49 | 67.39 | 5 | 0
2025 | SPP_N_2_MISO_W | SPP_N | MISO_W | Internal | Shoulder | B14 | 900 | 750 | 0 | 63.34 | 56.34 | 5 | 0
2025 | SPP_N_2_MISO_W | SPP_N | MISO_W | Internal | Shoulder | B15 | 1203 | 750 | 0 | 61.36 | 54.36 | 5 | 0
2025 | SPP_N_2_MISO_W | SPP_N | MISO_W | Internal | Summer | B1 | 10 | 750 | 0 | 108.83 | 113.33 | 5 | 0
2025 | SPP_N_2_MISO_W | SPP_N | MISO_W | Internal | Summer | B2 | 25 | 750 | 0 | 109.51 | 109.52 | 5 | 0
2025 | SPP_N_2_MISO_W | SPP_N | MISO_W | Internal | Summer | B3 | 75 | 750 | 0 | 109.53 | 109.52 | 5 | 0
2025 | SPP_N_2_MISO_W | SPP_N | MISO_W | Internal | Summer | B4 | 100 | 750 | 0 | 107.27 | 107.26 | 5 | 0
2025 | SPP_N_2_MISO_W | SPP_N | MISO_W | Internal | Summer | B5 | 200 | 750 | 0 | 101.06 | 101.05 | 5 | 0
2025 | SPP_N_2_MISO_W | SPP_N | MISO_W | Internal | Summer | B6 | 300 | 750 | 0 | 86.03 | 83.57 | 5 | 0
2025 | SPP_N_2_MISO_W | SPP_N | MISO_W | Internal | Summer | B7 | 400 | 750 | 0 | 77.57 | 77.56 | 5 | 0
2025 | SPP_N_2_MISO_W | SPP_N | MISO_W | Internal | Summer | B8 | 500 | 750 | 0 | 70.27 | 65.98 | 5 | 0
2025 | SPP_N_2_MISO_W | SPP_N | MISO_W | Internal | Summer | B9 | 800 | 750 | 0 | 69.09 | 65.95 | 5 | 0
2025 | SPP_N_2_MISO_W | SPP_N | MISO_W | Internal | Summer | B10 | 1262 | 750 | 0 | 64.15 | 57.5 | 5 | 0
2025 | SPP_N_2_MISO_W | SPP_N | MISO_W | Internal | Winter | B16 | 25 | 750 | 0 | 73.53 | 63.17 | 5 | 0
2025 | SPP_N_2_MISO_W | SPP_N | MISO_W | Internal | Winter | B17 | 100 | 750 | 0 | 71.1 | 64.1 | 5 | 0
2025 | SPP_N_2_MISO_W | SPP_N | MISO_W | Internal | Winter | B18 | 400 | 750 | 0 | 71.11 | 68.55 | 5 | 0
2025 | SPP_N_2_MISO_W | SPP_N | MISO_W | Internal | Winter | B19 | 700 | 750 | 0 | 68.56 | 68.55 | 5 | 0
2025 | SPP_N_2_MISO_W | SPP_N | MISO_W | Internal | Winter | B20 | 935 | 750 | 0 | 63.97 | 56.97 | 5 | 0
2025 | SPP_N_2_NE | SPP_N | NE | Internal | Shoulder | B11 | 25 | 332 | 0 | 77.57 | 77.56 | 0.01 | 0
2025 | SPP_N_2_NE | SPP_N | NE | Internal | Shoulder | B12 | 200 | 332 | 0 | 70.75 | 70.74 | 0.01 | 0
2025 | SPP_N_2_NE | SPP_N | NE | Internal | Shoulder | B13 | 600 | 332 | 0 | 70.49 | 70.48 | 0.01 | 0
2025 | SPP_N_2_NE | SPP_N | NE | Internal | Shoulder | B14 | 900 | 332 | 0 | 63.34 | 61.71 | 0.01 | 0
2025 | SPP_N_2_NE | SPP_N | NE | Internal | Shoulder | B15 | 1203 | 332 | 0 | 61.36 | 61.35 | 0.01 | 0
2025 | SPP_N_2_NE | SPP_N | NE | Internal | Summer | B1 | 10 | 332 | 332 | 108.83 | 113.33 | 0.01 | 4.49
2025 | SPP_N_2_NE | SPP_N | NE | Internal | Summer | B2 | 25 | 332 | 305.02 | 109.51 | 109.52 | 0.01 | 0
2025 | SPP_N_2_NE | SPP_N | NE | Internal | Summer | B3 | 75 | 332 | 0 | 109.53 | 109.52 | 0.01 | 0
2025 | SPP_N_2_NE | SPP_N | NE | Internal | Summer | B4 | 100 | 332 | 0 | 107.27 | 107.26 | 0.01 | 0
2025 | SPP_N_2_NE | SPP_N | NE | Internal | Summer | B5 | 200 | 332 | 0 | 101.06 | 101.05 | 0.01 | 0
2025 | SPP_N_2_NE | SPP_N | NE | Internal | Summer | B6 | 300 | 332 | 0 | 86.03 | 83.57 | 0.01 | 0
2025 | SPP_N_2_NE | SPP_N | NE | Internal | Summer | B7 | 400 | 332 | 0 | 77.57 | 77.56 | 0.01 | 0
2025 | SPP_N_2_NE | SPP_N | NE | Internal | Summer | B8 | 500 | 332 | 0 | 70.27 | 69.45 | 0.01 | 0
2025 | SPP_N_2_NE | SPP_N | NE | Internal | Summer | B9 | 800 | 332 | 0 | 69.09 | 69.08 | 0.01 | 0
2025 | SPP_N_2_NE | SPP_N | NE | Internal | Summer | B10 | 1262 | 332 | 0 | 64.15 | 59.49 | 0.01 | 0
2025 | SPP_N_2_NE | SPP_N | NE | Internal | Winter | B16 | 25 | 332 | 0 | 73.53 | 70.17 | 0.01 | 0
2025 | SPP_N_2_NE | SPP_N | NE | Internal | Winter | B17 | 100 | 332 | 0 | 71.1 | 71.09 | 0.01 | 0
2025 | SPP_N_2_NE | SPP_N | NE | Internal | Winter | B18 | 400 | 332 | 0 | 71.11 | 68.8 | 0.01 | 0
2025 | SPP_N_2_NE | SPP_N | NE | Internal | Winter | B19 | 700 | 332 | 0 | 68.56 | 68.55 | 0.01 | 0
2025 | SPP_N_2_NE | SPP_N | NE | Internal | Winter | B20 | 935 | 332 | 0 | 63.97 | 63.96 | 0.01 | 0
2025 | SPP_N_2_SPP_S | SPP_N | SPP_S | Internal | Shoulder | B11 | 25 | 4000 | 0 | 77.57 | 77.56 | 0.01 | 0
2025 | SPP_N_2_SPP_S | SPP_N | SPP_S | Internal | Shoulder | B12 | 200 | 4000 | 0 | 70.75 | 70.66 | 0.01 | 0
2025 | SPP_N_2_SPP_S | SPP_N | SPP_S | Internal | Shoulder | B13 | 600 | 4000 | 1915.74 | 70.49 | 70.5 | 0.01 | 0
2025 | SPP_N_2_SPP_S | SPP_N | SPP_S | Internal | Shoulder | B14 | 900 | 4000 | 116.09 | 63.34 | 63.36 | 0.01 | 0
2025 | SPP_N_2_SPP_S | SPP_N | SPP_S | Internal | Shoulder | B15 | 1203 | 4000 | 337.02 | 61.36 | 61.37 | 0.01 | 0
2025 | SPP_N_2_SPP_S | SPP_N | SPP_S | Internal | Summer | B1 | 10 | 4000 | 0 | 108.83 | 72.32 | 0.01 | 0
2025 | SPP_N_2_SPP_S | SPP_N | SPP_S | Internal | Summer | B2 | 25 | 4000 | 0 | 109.51 | 100.23 | 0.01 | 0
2025 | SPP_N_2_SPP_S | SPP_N | SPP_S | Internal | Summer | B3 | 75 | 4000 | 0 | 109.53 | 107.44 | 0.01 | 0
2025 | SPP_N_2_SPP_S | SPP_N | SPP_S | Internal | Summer | B4 | 100 | 4000 | 0 | 107.27 | 100.23 | 0.01 | 0
2025 | SPP_N_2_SPP_S | SPP_N | SPP_S | Internal | Summer | B5 | 200 | 4000 | 0 | 101.06 | 100.23 | 0.01 | 0
2025 | SPP_N_2_SPP_S | SPP_N | SPP_S | Internal | Summer | B6 | 300 | 4000 | 1098.38 | 86.03 | 86.04 | 0.01 | 0
2025 | SPP_N_2_SPP_S | SPP_N | SPP_S | Internal | Summer | B7 | 400 | 4000 | 727.62 | 77.57 | 77.59 | 0.01 | 0
2025 | SPP_N_2_SPP_S | SPP_N | SPP_S | Internal | Summer | B8 | 500 | 4000 | 1299.7 | 70.27 | 70.28 | 0.01 | 0
2025 | SPP_N_2_SPP_S | SPP_N | SPP_S | Internal | Summer | B9 | 800 | 4000 | 1985.36 | 69.09 | 69.11 | 0.01 | 0
2025 | SPP_N_2_SPP_S | SPP_N | SPP_S | Internal | Summer | B10 | 1262 | 4000 | 2580.95 | 64.15 | 64.16 | 0.01 | 0
2025 | SPP_N_2_SPP_S | SPP_N | SPP_S | Internal | Winter | B16 | 25 | 4000 | 1438.26 | 73.53 | 73.55 | 0.01 | 0
2025 | SPP_N_2_SPP_S | SPP_N | SPP_S | Internal | Winter | B17 | 100 | 4000 | 2167.6 | 71.1 | 71.11 | 0.01 | 0
2025 | SPP_N_2_SPP_S | SPP_N | SPP_S | Internal | Winter | B18 | 400 | 4000 | 1761.07 | 71.11 | 71.12 | 0.01 | 0
2025 | SPP_N_2_SPP_S | SPP_N | SPP_S | Internal | Winter | B19 | 700 | 4000 | 370.7 | 68.56 | 68.57 | 0.01 | 0
2025 | SPP_N_2_SPP_S | SPP_N | SPP_S | Internal | Winter | B20 | 935 | 4000 | 0 | 63.97 | 63.96 | 0.01 | 0
2025 | SPP_S_2_ENT | SPP_S | ENT | Internal | Shoulder | B11 | 25 | 850 | 850 | 77.56 | 82.57 | 5 | 0.01
2025 | SPP_S_2_ENT | SPP_S | ENT | Internal | Shoulder | B12 | 200 | 850 | 0 | 70.66 | 73.68 | 5 | 0
2025 | SPP_S_2_ENT | SPP_S | ENT | Internal | Shoulder | B13 | 600 | 850 | 0 | 70.5 | 73.14 | 5 | 0
2025 | SPP_S_2_ENT | SPP_S | ENT | Internal | Shoulder | B14 | 900 | 850 | 850 | 63.36 | 70.69 | 5 | 2.33
2025 | SPP_S_2_ENT | SPP_S | ENT | Internal | Shoulder | B15 | 1203 | 850 | 850 | 61.37 | 70.69 | 5 | 4.32
2025 | SPP_S_2_ENT | SPP_S | ENT | Internal | Summer | B1 | 10 | 850 | 850 | 72.32 | 117.69 | 5 | 40.37
2025 | SPP_S_2_ENT | SPP_S | ENT | Internal | Summer | B2 | 25 | 850 | 850 | 100.23 | 114.51 | 5 | 9.28
2025 | SPP_S_2_ENT | SPP_S | ENT | Internal | Summer | B3 | 75 | 850 | 821.72 | 107.44 | 112.44 | 5 | 0
2025 | SPP_S_2_ENT | SPP_S | ENT | Internal | Summer | B4 | 100 | 850 | 850 | 100.23 | 112.27 | 5 | 7.04
2025 | SPP_S_2_ENT | SPP_S | ENT | Internal | Summer | B5 | 200 | 850 | 850 | 100.23 | 106.06 | 5 | 0.83
2025 | SPP_S_2_ENT | SPP_S | ENT | Internal | Summer | B6 | 300 | 850 | 0 | 86.04 | 91.03 | 5 | 0
2025 | SPP_S_2_ENT | SPP_S | ENT | Internal | Summer | B7 | 400 | 850 | 0 | 77.59 | 80.34 | 5 | 0
2025 | SPP_S_2_ENT | SPP_S | ENT | Internal | Summer | B8 | 500 | 850 | 0 | 70.28 | 72.16 | 5 | 0
2025 | SPP_S_2_ENT | SPP_S | ENT | Internal | Summer | B9 | 800 | 850 | 0 | 69.11 | 71.63 | 5 | 0
2025 | SPP_S_2_ENT | SPP_S | ENT | Internal | Summer | B10 | 1262 | 850 | 261.09 | 64.16 | 69.16 | 5 | 0
2025 | SPP_S_2_ENT | SPP_S | ENT | Internal | Winter | B16 | 25 | 850 | 850 | 73.55 | 80.34 | 5 | 1.79
2025 | SPP_S_2_ENT | SPP_S | ENT | Internal | Winter | B17 | 100 | 850 | 568.71 | 71.11 | 76.11 | 5 | 0
2025 | SPP_S_2_ENT | SPP_S | ENT | Internal | Winter | B18 | 400 | 850 | 0 | 71.12 | 76.11 | 5 | 0
2025 | SPP_S_2_ENT | SPP_S | ENT | Internal | Winter | B19 | 700 | 850 | 0 | 68.57 | 73.56 | 5 | 0
2025 | SPP_S_2_ENT | SPP_S | ENT | Internal | Winter | B20 | 935 | 850 | 850 | 63.96 | 73.56 | 5 | 4.6
2025 | SPP_S_2_SPP_N | SPP_S | SPP_N | Internal | Shoulder | B11 | 25 | 640 | 547.68 | 77.56 | 77.57 | 0.01 | 0
2025 | SPP_S_2_SPP_N | SPP_S | SPP_N | Internal | Shoulder | B12 | 200 | 640 | 640 | 70.66 | 70.75 | 0.01 | 0.08
2025 | SPP_S_2_SPP_N | SPP_S | SPP_N | Internal | Shoulder | B13 | 600 | 640 | 0 | 70.5 | 70.49 | 0.01 | 0
2025 | SPP_S_2_SPP_N | SPP_S | SPP_N | Internal | Shoulder | B14 | 900 | 640 | 0 | 63.36 | 63.34 | 0.01 | 0
2025 | SPP_S_2_SPP_N | SPP_S | SPP_N | Internal | Shoulder | B15 | 1203 | 640 | 0 | 61.37 | 61.36 | 0.01 | 0
2025 | SPP_S_2_SPP_N | SPP_S | SPP_N | Internal | Summer | B1 | 10 | 640 | 640 | 72.32 | 108.83 | 0.01 | 36.5
2025 | SPP_S_2_SPP_N | SPP_S | SPP_N | Internal | Summer | B2 | 25 | 640 | 640 | 100.23 | 109.51 | 0.01 | 9.26
2025 | SPP_S_2_SPP_N | SPP_S | SPP_N | Internal | Summer | B3 | 75 | 640 | 640 | 107.44 | 109.53 | 0.01 | 2.07
2025 | SPP_S_2_SPP_N | SPP_S | SPP_N | Internal | Summer | B4 | 100 | 640 | 640 | 100.23 | 107.27 | 0.01 | 7.03
2025 | SPP_S_2_SPP_N | SPP_S | SPP_N | Internal | Summer | B5 | 200 | 640 | 640 | 100.23 | 101.06 | 0.01 | 0.82
2025 | SPP_S_2_SPP_N | SPP_S | SPP_N | Internal | Summer | B6 | 300 | 640 | 0 | 86.04 | 86.03 | 0.01 | 0
2025 | SPP_S_2_SPP_N | SPP_S | SPP_N | Internal | Summer | B7 | 400 | 640 | 0 | 77.59 | 77.57 | 0.01 | 0
2025 | SPP_S_2_SPP_N | SPP_S | SPP_N | Internal | Summer | B8 | 500 | 640 | 0 | 70.28 | 70.27 | 0.01 | 0
2025 | SPP_S_2_SPP_N | SPP_S | SPP_N | Internal | Summer | B9 | 800 | 640 | 0 | 69.11 | 69.09 | 0.01 | 0
2025 | SPP_S_2_SPP_N | SPP_S | SPP_N | Internal | Summer | B10 | 1262 | 640 | 0 | 64.16 | 64.15 | 0.01 | 0
2025 | SPP_S_2_SPP_N | SPP_S | SPP_N | Internal | Winter | B16 | 25 | 640 | 0 | 73.55 | 73.53 | 0.01 | 0
2025 | SPP_S_2_SPP_N | SPP_S | SPP_N | Internal | Winter | B17 | 100 | 640 | 0 | 71.11 | 71.1 | 0.01 | 0
2025 | SPP_S_2_SPP_N | SPP_S | SPP_N | Internal | Winter | B18 | 400 | 640 | 0 | 71.12 | 71.11 | 0.01 | 0
2025 | SPP_S_2_SPP_N | SPP_S | SPP_N | Internal | Winter | B19 | 700 | 640 | 0 | 68.57 | 68.56 | 0.01 | 0
2025 | SPP_S_2_SPP_N | SPP_S | SPP_N | Internal | Winter | B20 | 935 | 640 | 368.88 | 63.96 | 63.97 | 0.01 | 0
2025 | TVA_2_ENT | TVA | ENT | Internal | Shoulder | B11 | 25 | 500 | 0 | 90.59 | 82.57 | 9 | 0
2025 | TVA_2_ENT | TVA | ENT | Internal | Shoulder | B12 | 200 | 500 | 0 | 75.3 | 73.68 | 9 | 0
2025 | TVA_2_ENT | TVA | ENT | Internal | Shoulder | B13 | 600 | 500 | 0 | 73 | 73.14 | 9 | 0
2025 | TVA_2_ENT | TVA | ENT | Internal | Shoulder | B14 | 900 | 500 | 0 | 73 | 70.69 | 9 | 0
2025 | TVA_2_ENT | TVA | ENT | Internal | Shoulder | B15 | 1203 | 500 | 0 | 72.16 | 70.69 | 9 | 0
2025 | TVA_2_ENT | TVA | ENT | Internal | Summer | B1 | 10 | 500 | 0 | 121.35 | 117.69 | 9 | 0
2025 | TVA_2_ENT | TVA | ENT | Internal | Summer | B2 | 25 | 500 | 0 | 117.54 | 114.51 | 9 | 0
2025 | TVA_2_ENT | TVA | ENT | Internal | Summer | B3 | 75 | 500 | 0 | 115.28 | 112.44 | 9 | 0
2025 | TVA_2_ENT | TVA | ENT | Internal | Summer | B4 | 100 | 500 | 0 | 115.28 | 112.27 | 9 | 0
2025 | TVA_2_ENT | TVA | ENT | Internal | Summer | B5 | 200 | 500 | 0 | 109.06 | 106.06 | 9 | 0
2025 | TVA_2_ENT | TVA | ENT | Internal | Summer | B6 | 300 | 500 | 0 | 84.57 | 91.03 | 9 | 0
2025 | TVA_2_ENT | TVA | ENT | Internal | Summer | B7 | 400 | 500 | 0 | 73.87 | 80.34 | 9 | 0
2025 | TVA_2_ENT | TVA | ENT | Internal | Summer | B8 | 500 | 500 | 0 | 73.87 | 72.16 | 9 | 0
2025 | TVA_2_ENT | TVA | ENT | Internal | Summer | B9 | 800 | 500 | 0 | 70.79 | 71.63 | 9 | 0
2025 | TVA_2_ENT | TVA | ENT | Internal | Summer | B10 | 1262 | 500 | 0 | 62.22 | 69.16 | 9 | 0
2025 | TVA_2_ENT | TVA | ENT | Internal | Winter | B16 | 25 | 500 | 0 | 94.06 | 80.34 | 9 | 0
2025 | TVA_2_ENT | TVA | ENT | Internal | Winter | B17 | 100 | 500 | 0 | 78.3 | 76.11 | 9 | 0
2025 | TVA_2_ENT | TVA | ENT | Internal | Winter | B18 | 400 | 500 | 0 | 75.03 | 76.11 | 9 | 0
2025 | TVA_2_ENT | TVA | ENT | Internal | Winter | B19 | 700 | 500 | 0 | 75.03 | 73.56 | 9 | 0
2025 | TVA_2_ENT | TVA | ENT | Internal | Winter | B20 | 935 | 500 | 0 | 75.03 | 73.56 | 9 | 0
2025 | TVA_2_MISO_MO-IL | TVA | MISO_MO-IL | Internal | Shoulder | B11 | 25 | 50 | 0 | 90.59 | 82.57 | 9 | 0
2025 | TVA_2_MISO_MO-IL | TVA | MISO_MO-IL | Internal | Shoulder | B12 | 200 | 50 | 0 | 75.3 | 75.75 | 9 | 0
2025 | TVA_2_MISO_MO-IL | TVA | MISO_MO-IL | Internal | Shoulder | B13 | 600 | 50 | 0 | 73 | 73.48 | 9 | 0
2025 | TVA_2_MISO_MO-IL | TVA | MISO_MO-IL | Internal | Shoulder | B14 | 900 | 50 | 0 | 73 | 71.09 | 9 | 0
2025 | TVA_2_MISO_MO-IL | TVA | MISO_MO-IL | Internal | Shoulder | B15 | 1203 | 50 | 0 | 72.16 | 64.15 | 9 | 0
2025 | TVA_2_MISO_MO-IL | TVA | MISO_MO-IL | Internal | Summer | B1 | 10 | 50 | 0 | 121.35 | 113.34 | 9 | 0
2025 | TVA_2_MISO_MO-IL | TVA | MISO_MO-IL | Internal | Summer | B2 | 25 | 50 | 0 | 117.54 | 109.53 | 9 | 0
2025 | TVA_2_MISO_MO-IL | TVA | MISO_MO-IL | Internal | Summer | B3 | 75 | 50 | 0 | 115.28 | 109.53 | 9 | 0
2025 | TVA_2_MISO_MO-IL | TVA | MISO_MO-IL | Internal | Summer | B4 | 100 | 50 | 0 | 115.28 | 107.27 | 9 | 0
2025 | TVA_2_MISO_MO-IL | TVA | MISO_MO-IL | Internal | Summer | B5 | 200 | 50 | 0 | 109.06 | 101.06 | 9 | 0
2025 | TVA_2_MISO_MO-IL | TVA | MISO_MO-IL | Internal | Summer | B6 | 300 | 50 | 0 | 84.57 | 83.58 | 9 | 0
2025 | TVA_2_MISO_MO-IL | TVA | MISO_MO-IL | Internal | Summer | B7 | 400 | 50 | 0 | 73.87 | 78.03 | 9 | 0
2025 | TVA_2_MISO_MO-IL | TVA | MISO_MO-IL | Internal | Summer | B8 | 500 | 50 | 0 | 73.87 | 70.92 | 9 | 0
2025 | TVA_2_MISO_MO-IL | TVA | MISO_MO-IL | Internal | Summer | B9 | 800 | 50 | 0 | 70.79 | 66.39 | 9 | 0
2025 | TVA_2_MISO_MO-IL | TVA | MISO_MO-IL | Internal | Summer | B10 | 1262 | 50 | 0 | 62.22 | 60.4 | 9 | 0
2025 | TVA_2_MISO_MO-IL | TVA | MISO_MO-IL | Internal | Winter | B16 | 25 | 50 | 0 | 94.06 | 86.05 | 9 | 0
2025 | TVA_2_MISO_MO-IL | TVA | MISO_MO-IL | Internal | Winter | B17 | 100 | 50 | 0 | 78.3 | 77.31 | 9 | 0
2025 | TVA_2_MISO_MO-IL | TVA | MISO_MO-IL | Internal | Winter | B18 | 400 | 50 | 0 | 75.03 | 76.11 | 9 | 0
2025 | TVA_2_MISO_MO-IL | TVA | MISO_MO-IL | Internal | Winter | B19 | 700 | 50 | 0 | 75.03 | 73.56 | 9 | 0
2025 | TVA_2_MISO_MO-IL | TVA | MISO_MO-IL | Internal | Winter | B20 | 935 | 50 | 0 | 75.03 | 67.02 | 9 | 0
2025 | TVA_2_NonRTO_Midwest | TVA | NonRTO_Midwest | Internal | Shoulder | B11 | 25 | 100 | 0 | 90.59 | 90.56 | 9 | 0
2025 | TVA_2_NonRTO_Midwest | TVA | NonRTO_Midwest | Internal | Shoulder | B12 | 200 | 100 | 0 | 75.3 | 83.76 | 9 | 0
2025 | TVA_2_NonRTO_Midwest | TVA | NonRTO_Midwest | Internal | Shoulder | B13 | 600 | 100 | 0 | 73 | 81.47 | 9 | 0
2025 | TVA_2_NonRTO_Midwest | TVA | NonRTO_Midwest | Internal | Shoulder | B14 | 900 | 100 | 0 | 73 | 79.1 | 9 | 0
2025 | TVA_2_NonRTO_Midwest | TVA | NonRTO_Midwest | Internal | Shoulder | B15 | 1203 | 100 | 0 | 72.16 | 72.14 | 9 | 0
2025 | TVA_2_NonRTO_Midwest | TVA | NonRTO_Midwest | Internal | Summer | B1 | 10 | 100 | 0 | 121.35 | 116.42 | 9 | 0
2025 | TVA_2_NonRTO_Midwest | TVA | NonRTO_Midwest | Internal | Summer | B2 | 25 | 100 | 0 | 117.54 | 116.42 | 9 | 0
2025 | TVA_2_NonRTO_Midwest | TVA | NonRTO_Midwest | Internal | Summer | B3 | 75 | 100 | 0 | 115.28 | 116.42 | 9 | 0
2025 | TVA_2_NonRTO_Midwest | TVA | NonRTO_Midwest | Internal | Summer | B4 | 100 | 100 | 0 | 115.28 | 115.26 | 9 | 0
2025 | TVA_2_NonRTO_Midwest | TVA | NonRTO_Midwest | Internal | Summer | B5 | 200 | 100 | 0 | 109.06 | 103.05 | 9 | 0
2025 | TVA_2_NonRTO_Midwest | TVA | NonRTO_Midwest | Internal | Summer | B6 | 300 | 100 | 0 | 84.57 | 90.92 | 9 | 0
2025 | TVA_2_NonRTO_Midwest | TVA | NonRTO_Midwest | Internal | Summer | B7 | 400 | 100 | 100 | 73.87 | 86.02 | 9 | 3.15
2025 | TVA_2_NonRTO_Midwest | TVA | NonRTO_Midwest | Internal | Summer | B8 | 500 | 100 | 0 | 73.87 | 78.91 | 9 | 0
2025 | TVA_2_NonRTO_Midwest | TVA | NonRTO_Midwest | Internal | Summer | B9 | 800 | 100 | 0 | 70.79 | 74.38 | 9 | 0
2025 | TVA_2_NonRTO_Midwest | TVA | NonRTO_Midwest | Internal | Summer | B10 | 1262 | 100 | 0 | 62.22 | 68.39 | 9 | 0
2025 | TVA_2_NonRTO_Midwest | TVA | NonRTO_Midwest | Internal | Winter | B16 | 25 | 100 | 0 | 94.06 | 94.03 | 9 | 0
2025 | TVA_2_NonRTO_Midwest | TVA | NonRTO_Midwest | Internal | Winter | B17 | 100 | 100 | 0 | 78.3 | 85.32 | 9 | 0
2025 | TVA_2_NonRTO_Midwest | TVA | NonRTO_Midwest | Internal | Winter | B18 | 400 | 100 | 100 | 75.03 | 84.1 | 9 | 0.07
2025 | TVA_2_NonRTO_Midwest | TVA | NonRTO_Midwest | Internal | Winter | B19 | 700 | 100 | 0 | 75.03 | 81.55 | 9 | 0
2025 | TVA_2_NonRTO_Midwest | TVA | NonRTO_Midwest | Internal | Winter | B20 | 935 | 100 | 0 | 75.03 | 75.01 | 9 | 0
2025 | TVA_2_PJM_ROR | TVA | PJM_ROR | Internal | Shoulder | B11 | 25 | 500 | 0 | 90.59 | 84.57 | 9 | 0
2025 | TVA_2_PJM_ROR | TVA | PJM_ROR | Internal | Shoulder | B12 | 200 | 500 | 0 | 75.3 | 78.1 | 9 | 0
2025 | TVA_2_PJM_ROR | TVA | PJM_ROR | Internal | Shoulder | B13 | 600 | 500 | 0 | 73 | 75.47 | 9 | 0
2025 | TVA_2_PJM_ROR | TVA | PJM_ROR | Internal | Shoulder | B14 | 900 | 500 | 0 | 73 | 73.11 | 9 | 0
2025 | TVA_2_PJM_ROR | TVA | PJM_ROR | Internal | Shoulder | B15 | 1203 | 500 | 0 | 72.16 | 67.73 | 9 | 0
2025 | TVA_2_PJM_ROR | TVA | PJM_ROR | Internal | Summer | B1 | 10 | 500 | 0 | 121.35 | 115.34 | 9 | 0
2025 | TVA_2_PJM_ROR | TVA | PJM_ROR | Internal | Summer | B2 | 25 | 500 | 0 | 117.54 | 111.53 | 9 | 0
2025 | TVA_2_PJM_ROR | TVA | PJM_ROR | Internal | Summer | B3 | 75 | 500 | 0 | 115.28 | 109.27 | 9 | 0
2025 | TVA_2_PJM_ROR | TVA | PJM_ROR | Internal | Summer | B4 | 100 | 500 | 0 | 115.28 | 109.27 | 9 | 0
2025 | TVA_2_PJM_ROR | TVA | PJM_ROR | Internal | Summer | B5 | 200 | 500 | 0 | 109.06 | 103.06 | 9 | 0
2025 | TVA_2_PJM_ROR | TVA | PJM_ROR | Internal | Summer | B6 | 300 | 500 | 0 | 84.57 | 85.57 | 9 | 0
2025 | TVA_2_PJM_ROR | TVA | PJM_ROR | Internal | Summer | B7 | 400 | 500 | 0 | 73.87 | 80.03 | 9 | 0
2025 | TVA_2_PJM_ROR | TVA | PJM_ROR | Internal | Summer | B8 | 500 | 500 | 0 | 73.87 | 72.91 | 9 | 0
2025 | TVA_2_PJM_ROR | TVA | PJM_ROR | Internal | Summer | B9 | 800 | 500 | 0 | 70.79 | 68.39 | 9 | 0
2025 | TVA_2_PJM_ROR | TVA | PJM_ROR | Internal | Summer | B10 | 1262 | 500 | 0 | 62.22 | 62.4 | 9 | 0
2025 | TVA_2_PJM_ROR | TVA | PJM_ROR | Internal | Winter | B16 | 25 | 500 | 0 | 94.06 | 95.81 | 9 | 0
2025 | TVA_2_PJM_ROR | TVA | PJM_ROR | Internal | Winter | B17 | 100 | 500 | 0 | 78.3 | 83.6 | 9 | 0
2025 | TVA_2_PJM_ROR | TVA | PJM_ROR | Internal | Winter | B18 | 400 | 500 | 0 | 75.03 | 79.97 | 9 | 0
2025 | TVA_2_PJM_ROR | TVA | PJM_ROR | Internal | Winter | B19 | 700 | 500 | 0 | 75.03 | 75.56 | 9 | 0
2025 | TVA_2_PJM_ROR | TVA | PJM_ROR | Internal | Winter | B20 | 935 | 500 | 0 | 75.03 | 70.08 | 9 | 0
2025 | TVA_2_SOCO | TVA | SOCO | Internal | Shoulder | B11 | 25 | 500 | 0 | 90.59 | 99.57 | 9 | 0
2025 | TVA_2_SOCO | TVA | SOCO | Internal | Shoulder | B12 | 200 | 500 | 0 | 75.3 | 77.62 | 9 | 0
2025 | TVA_2_SOCO | TVA | SOCO | Internal | Shoulder | B13 | 600 | 500 | 0 | 73 | 75.26 | 9 | 0
2025 | TVA_2_SOCO | TVA | SOCO | Internal | Shoulder | B14 | 900 | 500 | 0 | 73 | 75.26 | 9 | 0
2025 | TVA_2_SOCO | TVA | SOCO | Internal | Shoulder | B15 | 1203 | 500 | 0 | 72.16 | 72.62 | 9 | 0
2025 | TVA_2_SOCO | TVA | SOCO | Internal | Summer | B1 | 10 | 500 | 0 | 121.35 | 125.69 | 9 | 0
2025 | TVA_2_SOCO | TVA | SOCO | Internal | Summer | B2 | 25 | 500 | 0 | 117.54 | 122.51 | 9 | 0
2025 | TVA_2_SOCO | TVA | SOCO | Internal | Summer | B3 | 75 | 500 | 0 | 115.28 | 120.44 | 9 | 0
2025 | TVA_2_SOCO | TVA | SOCO | Internal | Summer | B4 | 100 | 500 | 0 | 115.28 | 120.27 | 9 | 0
2025 | TVA_2_SOCO | TVA | SOCO | Internal | Summer | B5 | 200 | 500 | 497.07 | 109.06 | 118.06 | 9 | 0
2025 | TVA_2_SOCO | TVA | SOCO | Internal | Summer | B6 | 300 | 500 | 500 | 84.57 | 100.57 | 9 | 7
2025 | TVA_2_SOCO | TVA | SOCO | Internal | Summer | B7 | 400 | 500 | 500 | 73.87 | 95.03 | 9 | 12.16
2025 | TVA_2_SOCO | TVA | SOCO | Internal | Summer | B8 | 500 | 500 | 500 | 73.87 | 85.91 | 9 | 3.05
2025 | TVA_2_SOCO | TVA | SOCO | Internal | Summer | B9 | 800 | 500 | 0 | 70.79 | 73.81 | 9 | 0
2025 | TVA_2_SOCO | TVA | SOCO | Internal | Summer | B10 | 1262 | 500 | 312.01 | 62.22 | 71.22 | 9 | 0
2025 | TVA_2_SOCO | TVA | SOCO | Internal | Winter | B16 | 25 | 500 | 0 | 94.06 | 103.05 | 9 | 0
2025 | TVA_2_SOCO | TVA | SOCO | Internal | Winter | B17 | 100 | 500 | 0 | 78.3 | 84.11 | 9 | 0
2025 | TVA_2_SOCO | TVA | SOCO | Internal | Winter | B18 | 400 | 500 | 0 | 75.03 | 77.03 | 9 | 0
2025 | TVA_2_SOCO | TVA | SOCO | Internal | Winter | B19 | 700 | 500 | 0 | 75.03 | 77.03 | 9 | 0
2025 | TVA_2_SOCO | TVA | SOCO | Internal | Winter | B20 | 935 | 500 | 0 | 75.03 | 75.5 | 9 | 0
2025 | TVA_2_VACAR | TVA | VACAR | Internal | Shoulder | B11 | 25 | 150 | 0 | 90.59 | 90.73 | 9 | 0
2025 | TVA_2_VACAR | TVA | VACAR | Internal | Shoulder | B12 | 200 | 150 | 0 | 75.3 | 84.1 | 9 | 0
2025 | TVA_2_VACAR | TVA | VACAR | Internal | Shoulder | B13 | 600 | 150 | 0 | 73 | 80.46 | 9 | 0
2025 | TVA_2_VACAR | TVA | VACAR | Internal | Shoulder | B14 | 900 | 150 | 0 | 73 | 76.26 | 9 | 0
2025 | TVA_2_VACAR | TVA | VACAR | Internal | Shoulder | B15 | 1203 | 150 | 0 | 72.16 | 66.27 | 9 | 0
2025 | TVA_2_VACAR | TVA | VACAR | Internal | Summer | B1 | 10 | 150 | 0 | 121.35 | 121.34 | 9 | 0
2025 | TVA_2_VACAR | TVA | VACAR | Internal | Summer | B2 | 25 | 150 | 0 | 117.54 | 121.06 | 9 | 0
2025 | TVA_2_VACAR | TVA | VACAR | Internal | Summer | B3 | 75 | 150 | 0 | 115.28 | 121.06 | 9 | 0
2025 | TVA_2_VACAR | TVA | VACAR | Internal | Summer | B4 | 100 | 150 | 0 | 115.28 | 121.06 | 9 | 0
2025 | TVA_2_VACAR | TVA | VACAR | Internal | Summer | B5 | 200 | 150 | 0 | 109.06 | 111.06 | 9 | 0
2025 | TVA_2_VACAR | TVA | VACAR | Internal | Summer | B6 | 300 | 150 | 71.05 | 84.57 | 93.57 | 9 | 0
2025 | TVA_2_VACAR | TVA | VACAR | Internal | Summer | B7 | 400 | 150 | 150 | 73.87 | 88.03 | 9 | 5.16
2025 | TVA_2_VACAR | TVA | VACAR | Internal | Summer | B8 | 500 | 150 | 0 | 73.87 | 78.91 | 9 | 0
2025 | TVA_2_VACAR | TVA | VACAR | Internal | Summer | B9 | 800 | 150 | 0 | 70.79 | 66.81 | 9 | 0
2025 | TVA_2_VACAR | TVA | VACAR | Internal | Summer | B10 | 1262 | 150 | 0 | 62.22 | 64.45 | 9 | 0
2025 | TVA_2_VACAR | TVA | VACAR | Internal | Winter | B16 | 25 | 150 | 150 | 94.06 | 113.05 | 9 | 9.99
2025 | TVA_2_VACAR | TVA | VACAR | Internal | Winter | B17 | 100 | 150 | 150 | 78.3 | 89.6 | 9 | 2.3
2025 | TVA_2_VACAR | TVA | VACAR | Internal | Winter | B18 | 400 | 150 | 150 | 75.03 | 84.1 | 9 | 0.08
2025 | TVA_2_VACAR | TVA | VACAR | Internal | Winter | B19 | 700 | 150 | 0 | 75.03 | 81.03 | 9 | 0
2025 | TVA_2_VACAR | TVA | VACAR | Internal | Winter | B20 | 935 | 150 | 0 | 75.03 | 70.33 | 9 | 0
2025 | TVA_Transmission_2_ENT | TVA_Transmission | ENT | Internal | Shoulder | B11 | 25 | 3000 | 0 | 90.57 | 82.57 | 9 | 0
2025 | TVA_Transmission_2_ENT | TVA_Transmission | ENT | Internal | Shoulder | B12 | 200 | 3000 | 0 | 79.1 | 73.68 | 9 | 0
2025 | TVA_Transmission_2_ENT | TVA_Transmission | ENT | Internal | Shoulder | B13 | 600 | 3000 | 0 | 77.01 | 73.14 | 9 | 0
2025 | TVA_Transmission_2_ENT | TVA_Transmission | ENT | Internal | Shoulder | B14 | 900 | 3000 | 0 | 75.34 | 70.69 | 9 | 0
2025 | TVA_Transmission_2_ENT | TVA_Transmission | ENT | Internal | Shoulder | B15 | 1203 | 3000 | 0 | 72.15 | 70.69 | 9 | 0
2025 | TVA_Transmission_2_ENT | TVA_Transmission | ENT | Internal | Summer | B1 | 10 | 3000 | 0 | 121.34 | 117.69 | 9 | 0
2025 | TVA_Transmission_2_ENT | TVA_Transmission | ENT | Internal | Summer | B2 | 25 | 3000 | 0 | 117.53 | 114.51 | 9 | 0
2025 | TVA_Transmission_2_ENT | TVA_Transmission | ENT | Internal | Summer | B3 | 75 | 3000 | 0 | 115.27 | 112.44 | 9 | 0
2025 | TVA_Transmission_2_ENT | TVA_Transmission | ENT | Internal | Summer | B4 | 100 | 3000 | 0 | 115.27 | 112.27 | 9 | 0
2025 | TVA_Transmission_2_ENT | TVA_Transmission | ENT | Internal | Summer | B5 | 200 | 3000 | 0 | 109.06 | 106.06 | 9 | 0
2025 | TVA_Transmission_2_ENT | TVA_Transmission | ENT | Internal | Summer | B6 | 300 | 3000 | 0 | 91.57 | 91.03 | 9 | 0
2025 | TVA_Transmission_2_ENT | TVA_Transmission | ENT | Internal | Summer | B7 | 400 | 3000 | 0 | 86.03 | 80.34 | 9 | 0
2025 | TVA_Transmission_2_ENT | TVA_Transmission | ENT | Internal | Summer | B8 | 500 | 3000 | 0 | 77.61 | 72.16 | 9 | 0
2025 | TVA_Transmission_2_ENT | TVA_Transmission | ENT | Internal | Summer | B9 | 800 | 3000 | 0 | 71.87 | 71.63 | 9 | 0
2025 | TVA_Transmission_2_ENT | TVA_Transmission | ENT | Internal | Summer | B10 | 1262 | 3000 | 0 | 65.86 | 69.16 | 9 | 0
2025 | TVA_Transmission_2_ENT | TVA_Transmission | ENT | Internal | Winter | B16 | 25 | 3000 | 0 | 94.05 | 80.34 | 9 | 0
2025 | TVA_Transmission_2_ENT | TVA_Transmission | ENT | Internal | Winter | B17 | 100 | 3000 | 0 | 82.47 | 76.11 | 9 | 0
2025 | TVA_Transmission_2_ENT | TVA_Transmission | ENT | Internal | Winter | B18 | 400 | 3000 | 0 | 79.87 | 76.11 | 9 | 0
2025 | TVA_Transmission_2_ENT | TVA_Transmission | ENT | Internal | Winter | B19 | 700 | 3000 | 0 | 77.77 | 73.56 | 9 | 0
2025 | TVA_Transmission_2_ENT | TVA_Transmission | ENT | Internal | Winter | B20 | 935 | 3000 | 0 | 75.02 | 73.56 | 9 | 0
2025 | TVA_Transmission_2_MISO_MO-IL | TVA_Transmission | MISO_MO-IL | Internal | Shoulder | B11 | 25 | 4000 | 0 | 90.57 | 82.57 | 9 | 0
2025 | TVA_Transmission_2_MISO_MO-IL | TVA_Transmission | MISO_MO-IL | Internal | Shoulder | B12 | 200 | 4000 | 0 | 79.1 | 75.75 | 9 | 0
2025 | TVA_Transmission_2_MISO_MO-IL | TVA_Transmission | MISO_MO-IL | Internal | Shoulder | B13 | 600 | 4000 | 0 | 77.01 | 73.48 | 9 | 0
2025 | TVA_Transmission_2_MISO_MO-IL | TVA_Transmission | MISO_MO-IL | Internal | Shoulder | B14 | 900 | 4000 | 0 | 75.34 | 71.09 | 9 | 0
2025 | TVA_Transmission_2_MISO_MO-IL | TVA_Transmission | MISO_MO-IL | Internal | Shoulder | B15 | 1203 | 4000 | 0 | 72.15 | 64.15 | 9 | 0
2025 | TVA_Transmission_2_MISO_MO-IL | TVA_Transmission | MISO_MO-IL | Internal | Summer | B1 | 10 | 4000 | 0 | 121.34 | 113.34 | 9 | 0
2025 | TVA_Transmission_2_MISO_MO-IL | TVA_Transmission | MISO_MO-IL | Internal | Summer | B2 | 25 | 4000 | 0 | 117.53 | 109.53 | 9 | 0
2025 | TVA_Transmission_2_MISO_MO-IL | TVA_Transmission | MISO_MO-IL | Internal | Summer | B3 | 75 | 4000 | 0 | 115.27 | 109.53 | 9 | 0
2025 | TVA_Transmission_2_MISO_MO-IL | TVA_Transmission | MISO_MO-IL | Internal | Summer | B4 | 100 | 4000 | 0 | 115.27 | 107.27 | 9 | 0
2025 | TVA_Transmission_2_MISO_MO-IL | TVA_Transmission | MISO_MO-IL | Internal | Summer | B5 | 200 | 4000 | 0 | 109.06 | 101.06 | 9 | 0
2025 | TVA_Transmission_2_MISO_MO-IL | TVA_Transmission | MISO_MO-IL | Internal | Summer | B6 | 300 | 4000 | 0 | 91.57 | 83.58 | 9 | 0
2025 | TVA_Transmission_2_MISO_MO-IL | TVA_Transmission | MISO_MO-IL | Internal | Summer | B7 | 400 | 4000 | 0 | 86.03 | 78.03 | 9 | 0
2025 | TVA_Transmission_2_MISO_MO-IL | TVA_Transmission | MISO_MO-IL | Internal | Summer | B8 | 500 | 4000 | 0 | 77.61 | 70.92 | 9 | 0
2025 | TVA_Transmission_2_MISO_MO-IL | TVA_Transmission | MISO_MO-IL | Internal | Summer | B9 | 800 | 4000 | 0 | 71.87 | 66.39 | 9 | 0
2025 | TVA_Transmission_2_MISO_MO-IL | TVA_Transmission | MISO_MO-IL | Internal | Summer | B10 | 1262 | 4000 | 0 | 65.86 | 60.4 | 9 | 0
2025 | TVA_Transmission_2_MISO_MO-IL | TVA_Transmission | MISO_MO-IL | Internal | Winter | B16 | 25 | 4000 | 0 | 94.05 | 86.05 | 9 | 0
2025 | TVA_Transmission_2_MISO_MO-IL | TVA_Transmission | MISO_MO-IL | Internal | Winter | B17 | 100 | 4000 | 0 | 82.47 | 77.31 | 9 | 0
2025 | TVA_Transmission_2_MISO_MO-IL | TVA_Transmission | MISO_MO-IL | Internal | Winter | B18 | 400 | 4000 | 0 | 79.87 | 76.11 | 9 | 0
2025 | TVA_Transmission_2_MISO_MO-IL | TVA_Transmission | MISO_MO-IL | Internal | Winter | B19 | 700 | 4000 | 0 | 77.77 | 73.56 | 9 | 0
2025 | TVA_Transmission_2_MISO_MO-IL | TVA_Transmission | MISO_MO-IL | Internal | Winter | B20 | 935 | 4000 | 0 | 75.02 | 67.02 | 9 | 0
2025 | TVA_Transmission_2_NonRTO_Midwest | TVA_Transmission | NonRTO_Midwest | Internal | Shoulder | B11 | 25 | 700 | 0 | 90.57 | 90.56 | 9 | 0
2025 | TVA_Transmission_2_NonRTO_Midwest | TVA_Transmission | NonRTO_Midwest | Internal | Shoulder | B12 | 200 | 700 | 0 | 79.1 | 83.76 | 9 | 0
2025 | TVA_Transmission_2_NonRTO_Midwest | TVA_Transmission | NonRTO_Midwest | Internal | Shoulder | B13 | 600 | 700 | 0 | 77.01 | 81.47 | 9 | 0
2025 | TVA_Transmission_2_NonRTO_Midwest | TVA_Transmission | NonRTO_Midwest | Internal | Shoulder | B14 | 900 | 700 | 0 | 75.34 | 79.1 | 9 | 0
2025 | TVA_Transmission_2_NonRTO_Midwest | TVA_Transmission | NonRTO_Midwest | Internal | Shoulder | B15 | 1203 | 700 | 0 | 72.15 | 72.14 | 9 | 0
2025 | TVA_Transmission_2_NonRTO_Midwest | TVA_Transmission | NonRTO_Midwest | Internal | Summer | B1 | 10 | 700 | 0 | 121.34 | 116.42 | 9 | 0
2025 | TVA_Transmission_2_NonRTO_Midwest | TVA_Transmission | NonRTO_Midwest | Internal | Summer | B2 | 25 | 700 | 0 | 117.53 | 116.42 | 9 | 0
2025 | TVA_Transmission_2_NonRTO_Midwest | TVA_Transmission | NonRTO_Midwest | Internal | Summer | B3 | 75 | 700 | 0 | 115.27 | 116.42 | 9 | 0
2025 | TVA_Transmission_2_NonRTO_Midwest | TVA_Transmission | NonRTO_Midwest | Internal | Summer | B4 | 100 | 700 | 0 | 115.27 | 115.26 | 9 | 0
2025 | TVA_Transmission_2_NonRTO_Midwest | TVA_Transmission | NonRTO_Midwest | Internal | Summer | B5 | 200 | 700 | 0 | 109.06 | 103.05 | 9 | 0
2025 | TVA_Transmission_2_NonRTO_Midwest | TVA_Transmission | NonRTO_Midwest | Internal | Summer | B6 | 300 | 700 | 0 | 91.57 | 90.92 | 9 | 0
2025 | TVA_Transmission_2_NonRTO_Midwest | TVA_Transmission | NonRTO_Midwest | Internal | Summer | B7 | 400 | 700 | 0 | 86.03 | 86.02 | 9 | 0
2025 | TVA_Transmission_2_NonRTO_Midwest | TVA_Transmission | NonRTO_Midwest | Internal | Summer | B8 | 500 | 700 | 0 | 77.61 | 78.91 | 9 | 0
2025 | TVA_Transmission_2_NonRTO_Midwest | TVA_Transmission | NonRTO_Midwest | Internal | Summer | B9 | 800 | 700 | 0 | 71.87 | 74.38 | 9 | 0
2025 | TVA_Transmission_2_NonRTO_Midwest | TVA_Transmission | NonRTO_Midwest | Internal | Summer | B10 | 1262 | 700 | 0 | 65.86 | 68.39 | 9 | 0
2025 | TVA_Transmission_2_NonRTO_Midwest | TVA_Transmission | NonRTO_Midwest | Internal | Winter | B16 | 25 | 700 | 0 | 94.05 | 94.03 | 9 | 0
2025 | TVA_Transmission_2_NonRTO_Midwest | TVA_Transmission | NonRTO_Midwest | Internal | Winter | B17 | 100 | 700 | 0 | 82.47 | 85.32 | 9 | 0
2025 | TVA_Transmission_2_NonRTO_Midwest | TVA_Transmission | NonRTO_Midwest | Internal | Winter | B18 | 400 | 700 | 0 | 79.87 | 84.1 | 9 | 0
2025 | TVA_Transmission_2_NonRTO_Midwest | TVA_Transmission | NonRTO_Midwest | Internal | Winter | B19 | 700 | 700 | 0 | 77.77 | 81.55 | 9 | 0
2025 | TVA_Transmission_2_NonRTO_Midwest | TVA_Transmission | NonRTO_Midwest | Internal | Winter | B20 | 935 | 700 | 0 | 75.02 | 75.01 | 9 | 0
2025 | TVA_Transmission_2_PJM_ROR | TVA_Transmission | PJM_ROR | Internal | Shoulder | B11 | 25 | 2000 | 0 | 90.57 | 84.57 | 9 | 0
2025 | TVA_Transmission_2_PJM_ROR | TVA_Transmission | PJM_ROR | Internal | Shoulder | B12 | 200 | 2000 | 0 | 79.1 | 78.1 | 9 | 0
2025 | TVA_Transmission_2_PJM_ROR | TVA_Transmission | PJM_ROR | Internal | Shoulder | B13 | 600 | 2000 | 0 | 77.01 | 75.47 | 9 | 0
2025 | TVA_Transmission_2_PJM_ROR | TVA_Transmission | PJM_ROR | Internal | Shoulder | B14 | 900 | 2000 | 0 | 75.34 | 73.11 | 9 | 0
2025 | TVA_Transmission_2_PJM_ROR | TVA_Transmission | PJM_ROR | Internal | Shoulder | B15 | 1203 | 2000 | 0 | 72.15 | 67.73 | 9 | 0
2025 | TVA_Transmission_2_PJM_ROR | TVA_Transmission | PJM_ROR | Internal | Summer | B1 | 10 | 2000 | 0 | 121.34 | 115.34 | 9 | 0
2025 | TVA_Transmission_2_PJM_ROR | TVA_Transmission | PJM_ROR | Internal | Summer | B2 | 25 | 2000 | 0 | 117.53 | 111.53 | 9 | 0
2025 | TVA_Transmission_2_PJM_ROR | TVA_Transmission | PJM_ROR | Internal | Summer | B3 | 75 | 2000 | 0 | 115.27 | 109.27 | 9 | 0
2025 | TVA_Transmission_2_PJM_ROR | TVA_Transmission | PJM_ROR | Internal | Summer | B4 | 100 | 2000 | 0 | 115.27 | 109.27 | 9 | 0
2025 | TVA_Transmission_2_PJM_ROR | TVA_Transmission | PJM_ROR | Internal | Summer | B5 | 200 | 2000 | 0 | 109.06 | 103.06 | 9 | 0
2025 | TVA_Transmission_2_PJM_ROR | TVA_Transmission | PJM_ROR | Internal | Summer | B6 | 300 | 2000 | 0 | 91.57 | 85.57 | 9 | 0
2025 | TVA_Transmission_2_PJM_ROR | TVA_Transmission | PJM_ROR | Internal | Summer | B7 | 400 | 2000 | 0 | 86.03 | 80.03 | 9 | 0
2025 | TVA_Transmission_2_PJM_ROR | TVA_Transmission | PJM_ROR | Internal | Summer | B8 | 500 | 2000 | 0 | 77.61 | 72.91 | 9 | 0
2025 | TVA_Transmission_2_PJM_ROR | TVA_Transmission | PJM_ROR | Internal | Summer | B9 | 800 | 2000 | 0 | 71.87 | 68.39 | 9 | 0
2025 | TVA_Transmission_2_PJM_ROR | TVA_Transmission | PJM_ROR | Internal | Summer | B10 | 1262 | 2000 | 0 | 65.86 | 62.4 | 9 | 0
2025 | TVA_Transmission_2_PJM_ROR | TVA_Transmission | PJM_ROR | Internal | Winter | B16 | 25 | 2000 | 0 | 94.05 | 95.81 | 9 | 0
2025 | TVA_Transmission_2_PJM_ROR | TVA_Transmission | PJM_ROR | Internal | Winter | B17 | 100 | 2000 | 0 | 82.47 | 83.6 | 9 | 0
2025 | TVA_Transmission_2_PJM_ROR | TVA_Transmission | PJM_ROR | Internal | Winter | B18 | 400 | 2000 | 0 | 79.87 | 79.97 | 9 | 0
2025 | TVA_Transmission_2_PJM_ROR | TVA_Transmission | PJM_ROR | Internal | Winter | B19 | 700 | 2000 | 0 | 77.77 | 75.56 | 9 | 0
2025 | TVA_Transmission_2_PJM_ROR | TVA_Transmission | PJM_ROR | Internal | Winter | B20 | 935 | 2000 | 0 | 75.02 | 70.08 | 9 | 0
2025 | TVA_Transmission_2_SOCO | TVA_Transmission | SOCO | Internal | Shoulder | B11 | 25 | 3200 | 1307.29 | 90.57 | 99.57 | 9 | 0
2025 | TVA_Transmission_2_SOCO | TVA_Transmission | SOCO | Internal | Shoulder | B12 | 200 | 3200 | 0 | 79.1 | 77.62 | 9 | 0
2025 | TVA_Transmission_2_SOCO | TVA_Transmission | SOCO | Internal | Shoulder | B13 | 600 | 3200 | 0 | 77.01 | 75.26 | 9 | 0
2025 | TVA_Transmission_2_SOCO | TVA_Transmission | SOCO | Internal | Shoulder | B14 | 900 | 3200 | 0 | 75.34 | 75.26 | 9 | 0
2025 | TVA_Transmission_2_SOCO | TVA_Transmission | SOCO | Internal | Shoulder | B15 | 1203 | 3200 | 0 | 72.15 | 72.62 | 9 | 0
2025 | TVA_Transmission_2_SOCO | TVA_Transmission | SOCO | Internal | Summer | B1 | 10 | 3200 | 0 | 121.34 | 125.69 | 9 | 0
2025 | TVA_Transmission_2_SOCO | TVA_Transmission | SOCO | Internal | Summer | B2 | 25 | 3200 | 0 | 117.53 | 122.51 | 9 | 0
2025 | TVA_Transmission_2_SOCO | TVA_Transmission | SOCO | Internal | Summer | B3 | 75 | 3200 | 0 | 115.27 | 120.44 | 9 | 0
2025 | TVA_Transmission_2_SOCO | TVA_Transmission | SOCO | Internal | Summer | B4 | 100 | 3200 | 0 | 115.27 | 120.27 | 9 | 0
2025 | TVA_Transmission_2_SOCO | TVA_Transmission | SOCO | Internal | Summer | B5 | 200 | 3200 | 2923.85 | 109.06 | 118.06 | 9 | 0
2025 | TVA_Transmission_2_SOCO | TVA_Transmission | SOCO | Internal | Summer | B6 | 300 | 3200 | 68.78 | 91.57 | 100.57 | 9 | 0
2025 | TVA_Transmission_2_SOCO | TVA_Transmission | SOCO | Internal | Summer | B7 | 400 | 3200 | 1060.63 | 86.03 | 95.03 | 9 | 0
2025 | TVA_Transmission_2_SOCO | TVA_Transmission | SOCO | Internal | Summer | B8 | 500 | 3200 | 0 | 77.61 | 85.91 | 9 | 0
2025 | TVA_Transmission_2_SOCO | TVA_Transmission | SOCO | Internal | Summer | B9 | 800 | 3200 | 0 | 71.87 | 73.81 | 9 | 0
2025 | TVA_Transmission_2_SOCO | TVA_Transmission | SOCO | Internal | Summer | B10 | 1262 | 3200 | 0 | 65.86 | 71.22 | 9 | 0
2025 | TVA_Transmission_2_SOCO | TVA_Transmission | SOCO | Internal | Winter | B16 | 25 | 3200 | 2506.48 | 94.05 | 103.05 | 9 | 0
2025 | TVA_Transmission_2_SOCO | TVA_Transmission | SOCO | Internal | Winter | B17 | 100 | 3200 | 0 | 82.47 | 84.11 | 9 | 0
2025 | TVA_Transmission_2_SOCO | TVA_Transmission | SOCO | Internal | Winter | B18 | 400 | 3200 | 0 | 79.87 | 77.03 | 9 | 0
2025 | TVA_Transmission_2_SOCO | TVA_Transmission | SOCO | Internal | Winter | B19 | 700 | 3200 | 0 | 77.77 | 77.03 | 9 | 0
2025 | TVA_Transmission_2_SOCO | TVA_Transmission | SOCO | Internal | Winter | B20 | 935 | 3200 | 0 | 75.02 | 75.5 | 9 | 0
2025 | TVA_Transmission_2_TVA | TVA_Transmission | TVA | Internal | Shoulder | B11 | 25 | 99999 | 146.85 | 90.57 | 90.59 | 0.01 | 0
2025 | TVA_Transmission_2_TVA | TVA_Transmission | TVA | Internal | Shoulder | B12 | 200 | 99999 | 0 | 79.1 | 75.3 | 0.01 | 0
2025 | TVA_Transmission_2_TVA | TVA_Transmission | TVA | Internal | Shoulder | B13 | 600 | 99999 | 0 | 77.01 | 73 | 0.01 | 0
2025 | TVA_Transmission_2_TVA | TVA_Transmission | TVA | Internal | Shoulder | B14 | 900 | 99999 | 0 | 75.34 | 73 | 0.01 | 0
2025 | TVA_Transmission_2_TVA | TVA_Transmission | TVA | Internal | Shoulder | B15 | 1203 | 99999 | 318.75 | 72.15 | 72.16 | 0.01 | 0
2025 | TVA_Transmission_2_TVA | TVA_Transmission | TVA | Internal | Summer | B1 | 10 | 99999 | 4016.17 | 121.34 | 121.35 | 0.01 | 0
2025 | TVA_Transmission_2_TVA | TVA_Transmission | TVA | Internal | Summer | B2 | 25 | 99999 | 3257.33 | 117.53 | 117.54 | 0.01 | 0
2025 | TVA_Transmission_2_TVA | TVA_Transmission | TVA | Internal | Summer | B3 | 75 | 99999 | 1768.27 | 115.27 | 115.28 | 0.01 | 0
2025 | TVA_Transmission_2_TVA | TVA_Transmission | TVA | Internal | Summer | B4 | 100 | 99999 | 1080.24 | 115.27 | 115.28 | 0.01 | 0
2025 | TVA_Transmission_2_TVA | TVA_Transmission | TVA | Internal | Summer | B5 | 200 | 99999 | 0 | 109.06 | 109.06 | 0.01 | 0
2025 | TVA_Transmission_2_TVA | TVA_Transmission | TVA | Internal | Summer | B6 | 300 | 99999 | 0 | 91.57 | 84.57 | 0.01 | 0
2025 | TVA_Transmission_2_TVA | TVA_Transmission | TVA | Internal | Summer | B7 | 400 | 99999 | 0 | 86.03 | 73.87 | 0.01 | 0
2025 | TVA_Transmission_2_TVA | TVA_Transmission | TVA | Internal | Summer | B8 | 500 | 99999 | 0 | 77.61 | 73.87 | 0.01 | 0
2025 | TVA_Transmission_2_TVA | TVA_Transmission | TVA | Internal | Summer | B9 | 800 | 99999 | 0 | 71.87 | 70.79 | 0.01 | 0
2025 | TVA_Transmission_2_TVA | TVA_Transmission | TVA | Internal | Summer | B10 | 1262 | 99999 | 0 | 65.86 | 62.22 | 0.01 | 0
2025 | TVA_Transmission_2_TVA | TVA_Transmission | TVA | Internal | Winter | B16 | 25 | 99999 | 1852.73 | 94.05 | 94.06 | 0.01 | 0
2025 | TVA_Transmission_2_TVA | TVA_Transmission | TVA | Internal | Winter | B17 | 100 | 99999 | 0 | 82.47 | 78.3 | 0.01 | 0
2025 | TVA_Transmission_2_TVA | TVA_Transmission | TVA | Internal | Winter | B18 | 400 | 99999 | 0 | 79.87 | 75.03 | 0.01 | 0
2025 | TVA_Transmission_2_TVA | TVA_Transmission | TVA | Internal | Winter | B19 | 700 | 99999 | 0 | 77.77 | 75.03 | 0.01 | 0
2025 | TVA_Transmission_2_TVA | TVA_Transmission | TVA | Internal | Winter | B20 | 935 | 99999 | 1631.35 | 75.02 | 75.03 | 0.01 | 0
2025 | TVA_Transmission_2_VACAR | TVA_Transmission | VACAR | Internal | Shoulder | B11 | 25 | 900 | 0 | 90.57 | 90.73 | 9 | 0
2025 | TVA_Transmission_2_VACAR | TVA_Transmission | VACAR | Internal | Shoulder | B12 | 200 | 900 | 0 | 79.1 | 84.1 | 9 | 0
2025 | TVA_Transmission_2_VACAR | TVA_Transmission | VACAR | Internal | Shoulder | B13 | 600 | 900 | 0 | 77.01 | 80.46 | 9 | 0
2025 | TVA_Transmission_2_VACAR | TVA_Transmission | VACAR | Internal | Shoulder | B14 | 900 | 900 | 0 | 75.34 | 76.26 | 9 | 0
2025 | TVA_Transmission_2_VACAR | TVA_Transmission | VACAR | Internal | Shoulder | B15 | 1203 | 900 | 0 | 72.15 | 66.27 | 9 | 0
2025 | TVA_Transmission_2_VACAR | TVA_Transmission | VACAR | Internal | Summer | B1 | 10 | 900 | 0 | 121.34 | 121.34 | 9 | 0
2025 | TVA_Transmission_2_VACAR | TVA_Transmission | VACAR | Internal | Summer | B2 | 25 | 900 | 0 | 117.53 | 121.06 | 9 | 0
2025 | TVA_Transmission_2_VACAR | TVA_Transmission | VACAR | Internal | Summer | B3 | 75 | 900 | 0 | 115.27 | 121.06 | 9 | 0
2025 | TVA_Transmission_2_VACAR | TVA_Transmission | VACAR | Internal | Summer | B4 | 100 | 900 | 0 | 115.27 | 121.06 | 9 | 0
2025 | TVA_Transmission_2_VACAR | TVA_Transmission | VACAR | Internal | Summer | B5 | 200 | 900 | 0 | 109.06 | 111.06 | 9 | 0
2025 | TVA_Transmission_2_VACAR | TVA_Transmission | VACAR | Internal | Summer | B6 | 300 | 900 | 0 | 91.57 | 93.57 | 9 | 0
2025 | TVA_Transmission_2_VACAR | TVA_Transmission | VACAR | Internal | Summer | B7 | 400 | 900 | 0 | 86.03 | 88.03 | 9 | 0
2025 | TVA_Transmission_2_VACAR | TVA_Transmission | VACAR | Internal | Summer | B8 | 500 | 900 | 0 | 77.61 | 78.91 | 9 | 0
2025 | TVA_Transmission_2_VACAR | TVA_Transmission | VACAR | Internal | Summer | B9 | 800 | 900 | 0 | 71.87 | 66.81 | 9 | 0
2025 | TVA_Transmission_2_VACAR | TVA_Transmission | VACAR | Internal | Summer | B10 | 1262 | 900 | 0 | 65.86 | 64.45 | 9 | 0
2025 | TVA_Transmission_2_VACAR | TVA_Transmission | VACAR | Internal | Winter | B16 | 25 | 900 | 900 | 94.05 | 113.05 | 9 | 10
2025 | TVA_Transmission_2_VACAR | TVA_Transmission | VACAR | Internal | Winter | B17 | 100 | 900 | 0 | 82.47 | 89.6 | 9 | 0
2025 | TVA_Transmission_2_VACAR | TVA_Transmission | VACAR | Internal | Winter | B18 | 400 | 900 | 0 | 79.87 | 84.1 | 9 | 0
2025 | TVA_Transmission_2_VACAR | TVA_Transmission | VACAR | Internal | Winter | B19 | 700 | 900 | 0 | 77.77 | 81.03 | 9 | 0
2025 | TVA_Transmission_2_VACAR | TVA_Transmission | VACAR | Internal | Winter | B20 | 935 | 900 | 0 | 75.02 | 70.33 | 9 | 0
2025 | VACAR_2_PJM_ROR | VACAR | PJM_ROR | Internal | Shoulder | B11 | 25 | 2000 | 0 | 90.73 | 84.57 | 7 | 0
2025 | VACAR_2_PJM_ROR | VACAR | PJM_ROR | Internal | Shoulder | B12 | 200 | 2000 | 0 | 84.1 | 78.1 | 7 | 0
2025 | VACAR_2_PJM_ROR | VACAR | PJM_ROR | Internal | Shoulder | B13 | 600 | 2000 | 0 | 80.46 | 75.47 | 7 | 0
2025 | VACAR_2_PJM_ROR | VACAR | PJM_ROR | Internal | Shoulder | B14 | 900 | 2000 | 0 | 76.26 | 73.11 | 7 | 0
2025 | VACAR_2_PJM_ROR | VACAR | PJM_ROR | Internal | Shoulder | B15 | 1203 | 2000 | 0 | 66.27 | 67.73 | 7 | 0
2025 | VACAR_2_PJM_ROR | VACAR | PJM_ROR | Internal | Summer | B1 | 10 | 2000 | 0 | 121.34 | 115.34 | 7 | 0
2025 | VACAR_2_PJM_ROR | VACAR | PJM_ROR | Internal | Summer | B2 | 25 | 2000 | 0 | 121.06 | 111.53 | 7 | 0
2025 | VACAR_2_PJM_ROR | VACAR | PJM_ROR | Internal | Summer | B3 | 75 | 2000 | 0 | 121.06 | 109.27 | 7 | 0
2025 | VACAR_2_PJM_ROR | VACAR | PJM_ROR | Internal | Summer | B4 | 100 | 2000 | 0 | 121.06 | 109.27 | 7 | 0
2025 | VACAR_2_PJM_ROR | VACAR | PJM_ROR | Internal | Summer | B5 | 200 | 2000 | 0 | 111.06 | 103.06 | 7 | 0
2025 | VACAR_2_PJM_ROR | VACAR | PJM_ROR | Internal | Summer | B6 | 300 | 2000 | 0 | 93.57 | 85.57 | 7 | 0
2025 | VACAR_2_PJM_ROR | VACAR | PJM_ROR | Internal | Summer | B7 | 400 | 2000 | 0 | 88.03 | 80.03 | 7 | 0
2025 | VACAR_2_PJM_ROR | VACAR | PJM_ROR | Internal | Summer | B8 | 500 | 2000 | 0 | 78.91 | 72.91 | 7 | 0
2025 | VACAR_2_PJM_ROR | VACAR | PJM_ROR | Internal | Summer | B9 | 800 | 2000 | 0 | 66.81 | 68.39 | 7 | 0
2025 | VACAR_2_PJM_ROR | VACAR | PJM_ROR | Internal | Summer | B10 | 1262 | 2000 | 0 | 64.45 | 62.4 | 7 | 0
2025 | VACAR_2_PJM_ROR | VACAR | PJM_ROR | Internal | Winter | B16 | 25 | 2000 | 0 | 113.05 | 95.81 | 7 | 0
2025 | VACAR_2_PJM_ROR | VACAR | PJM_ROR | Internal | Winter | B17 | 100 | 2000 | 0 | 89.6 | 83.6 | 7 | 0
2025 | VACAR_2_PJM_ROR | VACAR | PJM_ROR | Internal | Winter | B18 | 400 | 2000 | 0 | 84.1 | 79.97 | 7 | 0
2025 | VACAR_2_PJM_ROR | VACAR | PJM_ROR | Internal | Winter | B19 | 700 | 2000 | 0 | 81.03 | 75.56 | 7 | 0
2025 | VACAR_2_PJM_ROR | VACAR | PJM_ROR | Internal | Winter | B20 | 935 | 2000 | 0 | 70.33 | 70.08 | 7 | 0
2025 | VACAR_2_SOCO | VACAR | SOCO | Internal | Shoulder | B11 | 25 | 3000 | 3000 | 90.73 | 99.57 | 7 | 1.85
2025 | VACAR_2_SOCO | VACAR | SOCO | Internal | Shoulder | B12 | 200 | 3000 | 0 | 84.1 | 77.62 | 7 | 0
2025 | VACAR_2_SOCO | VACAR | SOCO | Internal | Shoulder | B13 | 600 | 3000 | 0 | 80.46 | 75.26 | 7 | 0
2025 | VACAR_2_SOCO | VACAR | SOCO | Internal | Shoulder | B14 | 900 | 3000 | 0 | 76.26 | 75.26 | 7 | 0
2025 | VACAR_2_SOCO | VACAR | SOCO | Internal | Shoulder | B15 | 1203 | 3000 | 0 | 66.27 | 72.62 | 7 | 0
2025 | VACAR_2_SOCO | VACAR | SOCO | Internal | Summer | B1 | 10 | 3000 | 0 | 121.34 | 125.69 | 7 | 0
2025 | VACAR_2_SOCO | VACAR | SOCO | Internal | Summer | B2 | 25 | 3000 | 0 | 121.06 | 122.51 | 7 | 0
2025 | VACAR_2_SOCO | VACAR | SOCO | Internal | Summer | B3 | 75 | 3000 | 0 | 121.06 | 120.44 | 7 | 0
2025 | VACAR_2_SOCO | VACAR | SOCO | Internal | Summer | B4 | 100 | 3000 | 0 | 121.06 | 120.27 | 7 | 0
2025 | VACAR_2_SOCO | VACAR | SOCO | Internal | Summer | B5 | 200 | 3000 | 745.85 | 111.06 | 118.06 | 7 | 0
2025 | VACAR_2_SOCO | VACAR | SOCO | Internal | Summer | B6 | 300 | 3000 | 1525.48 | 93.57 | 100.57 | 7 | 0
2025 | VACAR_2_SOCO | VACAR | SOCO | Internal | Summer | B7 | 400 | 3000 | 1131.11 | 88.03 | 95.03 | 7 | 0
2025 | VACAR_2_SOCO | VACAR | SOCO | Internal | Summer | B8 | 500 | 3000 | 162.8 | 78.91 | 85.91 | 7 | 0
2025 | VACAR_2_SOCO | VACAR | SOCO | Internal | Summer | B9 | 800 | 3000 | 212.78 | 66.81 | 73.81 | 7 | 0
2025 | VACAR_2_SOCO | VACAR | SOCO | Internal | Summer | B10 | 1262 | 3000 | 0 | 64.45 | 71.22 | 7 | 0
2025 | VACAR_2_SOCO | VACAR | SOCO | Internal | Winter | B16 | 25 | 3000 | 0 | 113.05 | 103.05 | 7 | 0
2025 | VACAR_2_SOCO | VACAR | SOCO | Internal | Winter | B17 | 100 | 3000 | 0 | 89.6 | 84.11 | 7 | 0
2025 | VACAR_2_SOCO | VACAR | SOCO | Internal | Winter | B18 | 400 | 3000 | 0 | 84.1 | 77.03 | 7 | 0
2025 | VACAR_2_SOCO | VACAR | SOCO | Internal | Winter | B19 | 700 | 3000 | 0 | 81.03 | 77.03 | 7 | 0
2025 | VACAR_2_SOCO | VACAR | SOCO | Internal | Winter | B20 | 935 | 3000 | 0 | 70.33 | 75.5 | 7 | 0
2025 | VACAR_2_TVA_Transmission | VACAR | TVA_Transmission | Internal | Shoulder | B11 | 25 | 900 | 0 | 90.73 | 90.57 | 7 | 0
2025 | VACAR_2_TVA_Transmission | VACAR | TVA_Transmission | Internal | Shoulder | B12 | 200 | 900 | 0 | 84.1 | 79.1 | 7 | 0
2025 | VACAR_2_TVA_Transmission | VACAR | TVA_Transmission | Internal | Shoulder | B13 | 600 | 900 | 0 | 80.46 | 77.01 | 7 | 0
2025 | VACAR_2_TVA_Transmission | VACAR | TVA_Transmission | Internal | Shoulder | B14 | 900 | 900 | 0 | 76.26 | 75.34 | 7 | 0
2025 | VACAR_2_TVA_Transmission | VACAR | TVA_Transmission | Internal | Shoulder | B15 | 1203 | 900 | 0 | 66.27 | 72.15 | 7 | 0
2025 | VACAR_2_TVA_Transmission | VACAR | TVA_Transmission | Internal | Summer | B1 | 10 | 900 | 0 | 121.34 | 121.34 | 7 | 0
2025 | VACAR_2_TVA_Transmission | VACAR | TVA_Transmission | Internal | Summer | B2 | 25 | 900 | 0 | 121.06 | 117.53 | 7 | 0
2025 | VACAR_2_TVA_Transmission | VACAR | TVA_Transmission | Internal | Summer | B3 | 75 | 900 | 0 | 121.06 | 115.27 | 7 | 0
2025 | VACAR_2_TVA_Transmission | VACAR | TVA_Transmission | Internal | Summer | B4 | 100 | 900 | 0 | 121.06 | 115.27 | 7 | 0
2025 | VACAR_2_TVA_Transmission | VACAR | TVA_Transmission | Internal | Summer | B5 | 200 | 900 | 0 | 111.06 | 109.06 | 7 | 0
2025 | VACAR_2_TVA_Transmission | VACAR | TVA_Transmission | Internal | Summer | B6 | 300 | 900 | 0 | 93.57 | 91.57 | 7 | 0
2025 | VACAR_2_TVA_Transmission | VACAR | TVA_Transmission | Internal | Summer | B7 | 400 | 900 | 0 | 88.03 | 86.03 | 7 | 0
2025 | VACAR_2_TVA_Transmission | VACAR | TVA_Transmission | Internal | Summer | B8 | 500 | 900 | 0 | 78.91 | 77.61 | 7 | 0
2025 | VACAR_2_TVA_Transmission | VACAR | TVA_Transmission | Internal | Summer | B9 | 800 | 900 | 0 | 66.81 | 71.87 | 7 | 0
2025 | VACAR_2_TVA_Transmission | VACAR | TVA_Transmission | Internal | Summer | B10 | 1262 | 900 | 0 | 64.45 | 65.86 | 7 | 0
2025 | VACAR_2_TVA_Transmission | VACAR | TVA_Transmission | Internal | Winter | B16 | 25 | 900 | 0 | 113.05 | 94.05 | 7 | 0
2025 | VACAR_2_TVA_Transmission | VACAR | TVA_Transmission | Internal | Winter | B17 | 100 | 900 | 0 | 89.6 | 82.47 | 7 | 0
2025 | VACAR_2_TVA_Transmission | VACAR | TVA_Transmission | Internal | Winter | B18 | 400 | 900 | 0 | 84.1 | 79.87 | 7 | 0
2025 | VACAR_2_TVA_Transmission | VACAR | TVA_Transmission | Internal | Winter | B19 | 700 | 900 | 0 | 81.03 | 77.77 | 7 | 0
2025 | VACAR_2_TVA_Transmission | VACAR | TVA_Transmission | Internal | Winter | B20 | 935 | 900 | 0 | 70.33 | 75.02 | 7 | 0
2030 | ENT_2_MISO_MO-IL | ENT | MISO_MO-IL | Internal | Shoulder | B11 | 25 | 2260 | 0 | 94.22 | 91.39 | 8 | 0
2030 | ENT_2_MISO_MO-IL | ENT | MISO_MO-IL | Internal | Shoulder | B12 | 200 | 2260 | 0 | 93.53 | 87.66 | 8 | 0
2030 | ENT_2_MISO_MO-IL | ENT | MISO_MO-IL | Internal | Shoulder | B13 | 600 | 2260 | 0 | 90.37 | 86.88 | 8 | 0
2030 | ENT_2_MISO_MO-IL | ENT | MISO_MO-IL | Internal | Shoulder | B14 | 900 | 2260 | 0 | 90.37 | 85.55 | 8 | 0
2030 | ENT_2_MISO_MO-IL | ENT | MISO_MO-IL | Internal | Shoulder | B15 | 1203 | 2260 | 0 | 83.96 | 75.96 | 8 | 0
2030 | ENT_2_MISO_MO-IL | ENT | MISO_MO-IL | Internal | Summer | B1 | 10 | 2260 | 0 | 148.93 | 143.91 | 8 | 0
2030 | ENT_2_MISO_MO-IL | ENT | MISO_MO-IL | Internal | Summer | B2 | 25 | 2260 | 0 | 141.54 | 141.54 | 8 | 0
2030 | ENT_2_MISO_MO-IL | ENT | MISO_MO-IL | Internal | Summer | B3 | 75 | 2260 | 0 | 141.4 | 141.52 | 8 | 0
2030 | ENT_2_MISO_MO-IL | ENT | MISO_MO-IL | Internal | Summer | B4 | 100 | 2260 | 0 | 138.39 | 140.86 | 8 | 0
2030 | ENT_2_MISO_MO-IL | ENT | MISO_MO-IL | Internal | Summer | B5 | 200 | 2260 | 560.42 | 127.37 | 135.37 | 8 | 0
2030 | ENT_2_MISO_MO-IL | ENT | MISO_MO-IL | Internal | Summer | B6 | 300 | 2260 | 940.42 | 96.09 | 104.09 | 8 | 0
2030 | ENT_2_MISO_MO-IL | ENT | MISO_MO-IL | Internal | Summer | B7 | 400 | 2260 | 0 | 92.56 | 91.07 | 8 | 0
2030 | ENT_2_MISO_MO-IL | ENT | MISO_MO-IL | Internal | Summer | B8 | 500 | 2260 | 0 | 91.87 | 87.87 | 8 | 0
2030 | ENT_2_MISO_MO-IL | ENT | MISO_MO-IL | Internal | Summer | B9 | 800 | 2260 | 0 | 88.77 | 83.34 | 8 | 0
2030 | ENT_2_MISO_MO-IL | ENT | MISO_MO-IL | Internal | Summer | B10 | 1262 | 2260 | 0 | 82.61 | 74.61 | 8 | 0
2030 | ENT_2_MISO_MO-IL | ENT | MISO_MO-IL | Internal | Winter | B16 | 25 | 2260 | 0 | 96.8 | 93.03 | 8 | 0
2030 | ENT_2_MISO_MO-IL | ENT | MISO_MO-IL | Internal | Winter | B17 | 100 | 2260 | 0 | 95.76 | 90.76 | 8 | 0
2030 | ENT_2_MISO_MO-IL | ENT | MISO_MO-IL | Internal | Winter | B18 | 400 | 2260 | 0 | 93.53 | 89.18 | 8 | 0
2030 | ENT_2_MISO_MO-IL | ENT | MISO_MO-IL | Internal | Winter | B19 | 700 | 2260 | 0 | 93.53 | 89.18 | 8 | 0
2030 | ENT_2_MISO_MO-IL | ENT | MISO_MO-IL | Internal | Winter | B20 | 935 | 2260 | 0 | 86.6 | 78.6 | 8 | 0
2030 | ENT_2_SOCO | ENT | SOCO | Internal | Shoulder | B11 | 25 | 2000 | 0 | 94.22 | 95.77 | 8 | 0
2030 | ENT_2_SOCO | ENT | SOCO | Internal | Shoulder | B12 | 200 | 2000 | 0 | 93.53 | 92.38 | 8 | 0
2030 | ENT_2_SOCO | ENT | SOCO | Internal | Shoulder | B13 | 600 | 2000 | 0 | 90.37 | 92.38 | 8 | 0
2030 | ENT_2_SOCO | ENT | SOCO | Internal | Shoulder | B14 | 900 | 2000 | 0 | 90.37 | 92.38 | 8 | 0
2030 | ENT_2_SOCO | ENT | SOCO | Internal | Shoulder | B15 | 1203 | 2000 | 0 | 83.96 | 89.83 | 8 | 0
2030 | ENT_2_SOCO | ENT | SOCO | Internal | Summer | B1 | 10 | 2000 | 1263.59 | 148.93 | 156.93 | 8 | 0
2030 | ENT_2_SOCO | ENT | SOCO | Internal | Summer | B2 | 25 | 2000 | 102.82 | 141.54 | 149.54 | 8 | 0
2030 | ENT_2_SOCO | ENT | SOCO | Internal | Summer | B3 | 75 | 2000 | 1297.78 | 141.4 | 149.4 | 8 | 0
2030 | ENT_2_SOCO | ENT | SOCO | Internal | Summer | B4 | 100 | 2000 | 262.97 | 138.39 | 146.39 | 8 | 0
2030 | ENT_2_SOCO | ENT | SOCO | Internal | Summer | B5 | 200 | 2000 | 0 | 127.37 | 129.19 | 8 | 0
2030 | ENT_2_SOCO | ENT | SOCO | Internal | Summer | B6 | 300 | 2000 | 0 | 96.09 | 94.21 | 8 | 0
2030 | ENT_2_SOCO | ENT | SOCO | Internal | Summer | B7 | 400 | 2000 | 0 | 92.56 | 90.88 | 8 | 0
2030 | ENT_2_SOCO | ENT | SOCO | Internal | Summer | B8 | 500 | 2000 | 0 | 91.87 | 90.88 | 8 | 0
2030 | ENT_2_SOCO | ENT | SOCO | Internal | Summer | B9 | 800 | 2000 | 0 | 88.77 | 90.88 | 8 | 0
2030 | ENT_2_SOCO | ENT | SOCO | Internal | Summer | B10 | 1262 | 2000 | 0 | 82.61 | 81.16 | 8 | 0
2030 | ENT_2_SOCO | ENT | SOCO | Internal | Winter | B16 | 25 | 2000 | 0 | 96.8 | 99.05 | 8 | 0
2030 | ENT_2_SOCO | ENT | SOCO | Internal | Winter | B17 | 100 | 2000 | 0 | 95.76 | 95.54 | 8 | 0
2030 | ENT_2_SOCO | ENT | SOCO | Internal | Winter | B18 | 400 | 2000 | 0 | 93.53 | 95.54 | 8 | 0
2030 | ENT_2_SOCO | ENT | SOCO | Internal | Winter | B19 | 700 | 2000 | 0 | 93.53 | 95.54 | 8 | 0
2030 | ENT_2_SOCO | ENT | SOCO | Internal | Winter | B20 | 935 | 2000 | 0 | 86.6 | 92 | 8 | 0
2030 | ENT_2_SPP_N | ENT | SPP_N | Internal | Shoulder | B11 | 25 | 1300 | 0 | 94.22 | 93.64 | 8 | 0
2030 | ENT_2_SPP_N | ENT | SPP_N | Internal | Shoulder | B12 | 200 | 1300 | 0 | 93.53 | 88.53 | 8 | 0
2030 | ENT_2_SPP_N | ENT | SPP_N | Internal | Shoulder | B13 | 600 | 1300 | 0 | 90.37 | 85.37 | 8 | 0
2030 | ENT_2_SPP_N | ENT | SPP_N | Internal | Shoulder | B14 | 900 | 1300 | 0 | 90.37 | 79.44 | 8 | 0
2030 | ENT_2_SPP_N | ENT | SPP_N | Internal | Shoulder | B15 | 1203 | 1300 | 0 | 83.96 | 78.11 | 8 | 0
2030 | ENT_2_SPP_N | ENT | SPP_N | Internal | Summer | B1 | 10 | 1300 | 0 | 148.93 | 143.93 | 8 | 0
2030 | ENT_2_SPP_N | ENT | SPP_N | Internal | Summer | B2 | 25 | 1300 | 0 | 141.54 | 146.16 | 8 | 0
2030 | ENT_2_SPP_N | ENT | SPP_N | Internal | Summer | B3 | 75 | 1300 | 0 | 141.4 | 146.63 | 8 | 0
2030 | ENT_2_SPP_N | ENT | SPP_N | Internal | Summer | B4 | 100 | 1300 | 0 | 138.39 | 140.89 | 8 | 0
2030 | ENT_2_SPP_N | ENT | SPP_N | Internal | Summer | B5 | 200 | 1300 | 658.69 | 127.37 | 135.37 | 8 | 0
2030 | ENT_2_SPP_N | ENT | SPP_N | Internal | Summer | B6 | 300 | 1300 | 903.18 | 96.09 | 104.09 | 8 | 0
2030 | ENT_2_SPP_N | ENT | SPP_N | Internal | Summer | B7 | 400 | 1300 | 0 | 92.56 | 95.86 | 8 | 0
2030 | ENT_2_SPP_N | ENT | SPP_N | Internal | Summer | B8 | 500 | 1300 | 0 | 91.87 | 90.58 | 8 | 0
2030 | ENT_2_SPP_N | ENT | SPP_N | Internal | Summer | B9 | 800 | 1300 | 0 | 88.77 | 88.47 | 8 | 0
2030 | ENT_2_SPP_N | ENT | SPP_N | Internal | Summer | B10 | 1262 | 1300 | 0 | 82.61 | 77.39 | 8 | 0
2030 | ENT_2_SPP_N | ENT | SPP_N | Internal | Winter | B16 | 25 | 1300 | 0 | 96.8 | 88.03 | 8 | 0
2030 | ENT_2_SPP_N | ENT | SPP_N | Internal | Winter | B17 | 100 | 1300 | 0 | 95.76 | 85.76 | 8 | 0
2030 | ENT_2_SPP_N | ENT | SPP_N | Internal | Winter | B18 | 400 | 1300 | 0 | 93.53 | 88.03 | 8 | 0
2030 | ENT_2_SPP_N | ENT | SPP_N | Internal | Winter | B19 | 700 | 1300 | 0 | 93.53 | 84.5 | 8 | 0
2030 | ENT_2_SPP_N | ENT | SPP_N | Internal | Winter | B20 | 935 | 1300 | 0 | 86.6 | 81.07 | 8 | 0
2030 | ENT_2_SPP_S | ENT | SPP_S | Internal | Shoulder | B11 | 25 | 1300 | 0 | 94.22 | 93.65 | 8 | 0
2030 | ENT_2_SPP_S | ENT | SPP_S | Internal | Shoulder | B12 | 200 | 1300 | 0 | 93.53 | 88.54 | 8 | 0
2030 | ENT_2_SPP_S | ENT | SPP_S | Internal | Shoulder | B13 | 600 | 1300 | 0 | 90.37 | 85.38 | 8 | 0
2030 | ENT_2_SPP_S | ENT | SPP_S | Internal | Shoulder | B14 | 900 | 1300 | 0 | 90.37 | 78.1 | 8 | 0
2030 | ENT_2_SPP_S | ENT | SPP_S | Internal | Shoulder | B15 | 1203 | 1300 | 0 | 83.96 | 78.1 | 8 | 0
2030 | ENT_2_SPP_S | ENT | SPP_S | Internal | Summer | B1 | 10 | 1300 | 0 | 148.93 | 92.84 | 8 | 0
2030 | ENT_2_SPP_S | ENT | SPP_S | Internal | Summer | B2 | 25 | 1300 | 0 | 141.54 | 128.95 | 8 | 0
2030 | ENT_2_SPP_S | ENT | SPP_S | Internal | Summer | B3 | 75 | 1300 | 0 | 141.4 | 130.05 | 8 | 0
2030 | ENT_2_SPP_S | ENT | SPP_S | Internal | Summer | B4 | 100 | 1300 | 0 | 138.39 | 128.95 | 8 | 0
2030 | ENT_2_SPP_S | ENT | SPP_S | Internal | Summer | B5 | 200 | 1300 | 0 | 127.37 | 128.95 | 8 | 0
2030 | ENT_2_SPP_S | ENT | SPP_S | Internal | Summer | B6 | 300 | 1300 | 636.83 | 96.09 | 104.09 | 8 | 0
2030 | ENT_2_SPP_S | ENT | SPP_S | Internal | Summer | B7 | 400 | 1300 | 0 | 92.56 | 95.85 | 8 | 0
2030 | ENT_2_SPP_S | ENT | SPP_S | Internal | Summer | B8 | 500 | 1300 | 0 | 91.87 | 90.57 | 8 | 0
2030 | ENT_2_SPP_S | ENT | SPP_S | Internal | Summer | B9 | 800 | 1300 | 0 | 88.77 | 88.49 | 8 | 0
2030 | ENT_2_SPP_S | ENT | SPP_S | Internal | Summer | B10 | 1262 | 1300 | 0 | 82.61 | 77.4 | 8 | 0
2030 | ENT_2_SPP_S | ENT | SPP_S | Internal | Winter | B16 | 25 | 1300 | 0 | 96.8 | 88.04 | 8 | 0
2030 | ENT_2_SPP_S | ENT | SPP_S | Internal | Winter | B17 | 100 | 1300 | 0 | 95.76 | 85.77 | 8 | 0
2030 | ENT_2_SPP_S | ENT | SPP_S | Internal | Winter | B18 | 400 | 1300 | 0 | 93.53 | 88.04 | 8 | 0
2030 | ENT_2_SPP_S | ENT | SPP_S | Internal | Winter | B19 | 700 | 1300 | 0 | 93.53 | 84.51 | 8 | 0
2030 | ENT_2_SPP_S | ENT | SPP_S | Internal | Winter | B20 | 935 | 1300 | 0 | 86.6 | 80.95 | 8 | 0
2030 | ENT_2_TVA_Transmission | ENT | TVA_Transmission | Internal | Shoulder | B11 | 25 | 2100 | 0 | 94.22 | 98.86 | 8 | 0
2030 | ENT_2_TVA_Transmission | ENT | TVA_Transmission | Internal | Shoulder | B12 | 200 | 2100 | 0 | 93.53 | 93.85 | 8 | 0
2030 | ENT_2_TVA_Transmission | ENT | TVA_Transmission | Internal | Shoulder | B13 | 600 | 2100 | 0 | 90.37 | 93.13 | 8 | 0
2030 | ENT_2_TVA_Transmission | ENT | TVA_Transmission | Internal | Shoulder | B14 | 900 | 2100 | 0 | 90.37 | 92.9 | 8 | 0
2030 | ENT_2_TVA_Transmission | ENT | TVA_Transmission | Internal | Shoulder | B15 | 1203 | 2100 | 0 | 83.96 | 83.25 | 8 | 0
2030 | ENT_2_TVA_Transmission | ENT | TVA_Transmission | Internal | Summer | B1 | 10 | 2100 | 0 | 148.93 | 151.91 | 8 | 0
2030 | ENT_2_TVA_Transmission | ENT | TVA_Transmission | Internal | Summer | B2 | 25 | 2100 | 523.5 | 141.54 | 149.54 | 8 | 0
2030 | ENT_2_TVA_Transmission | ENT | TVA_Transmission | Internal | Summer | B3 | 75 | 2100 | 0 | 141.4 | 146.39 | 8 | 0
2030 | ENT_2_TVA_Transmission | ENT | TVA_Transmission | Internal | Summer | B4 | 100 | 2100 | 903.88 | 138.39 | 146.39 | 8 | 0
2030 | ENT_2_TVA_Transmission | ENT | TVA_Transmission | Internal | Summer | B5 | 200 | 2100 | 0 | 127.37 | 133.61 | 8 | 0
2030 | ENT_2_TVA_Transmission | ENT | TVA_Transmission | Internal | Summer | B6 | 300 | 2100 | 0 | 96.09 | 102.58 | 8 | 0
2030 | ENT_2_TVA_Transmission | ENT | TVA_Transmission | Internal | Summer | B7 | 400 | 2100 | 0 | 92.56 | 94.74 | 8 | 0
2030 | ENT_2_TVA_Transmission | ENT | TVA_Transmission | Internal | Summer | B8 | 500 | 2100 | 0 | 91.87 | 92.56 | 8 | 0
2030 | ENT_2_TVA_Transmission | ENT | TVA_Transmission | Internal | Summer | B9 | 800 | 2100 | 0 | 88.77 | 90.53 | 8 | 0
2030 | ENT_2_TVA_Transmission | ENT | TVA_Transmission | Internal | Summer | B10 | 1262 | 2100 | 0 | 82.61 | 79.53 | 8 | 0
2030 | ENT_2_TVA_Transmission | ENT | TVA_Transmission | Internal | Winter | B16 | 25 | 2100 | 0 | 96.8 | 101.03 | 8 | 0
2030 | ENT_2_TVA_Transmission | ENT | TVA_Transmission | Internal | Winter | B17 | 100 | 2100 | 0 | 95.76 | 98.76 | 8 | 0
2030 | ENT_2_TVA_Transmission | ENT | TVA_Transmission | Internal | Winter | B18 | 400 | 2100 | 0 | 93.53 | 95.66 | 8 | 0
2030 | ENT_2_TVA_Transmission | ENT | TVA_Transmission | Internal | Winter | B19 | 700 | 2100 | 0 | 93.53 | 95.66 | 8 | 0
2030 | ENT_2_TVA_Transmission | ENT | TVA_Transmission | Internal | Winter | B20 | 935 | 2100 | 0 | 86.6 | 86.33 | 8 | 0
2030 | FRCC_2_SOCO | FRCC | SOCO | Internal | Shoulder | B11 | 25 | 900 | 0 | 105.77 | 95.77 | 8 | 0
2030 | FRCC_2_SOCO | FRCC | SOCO | Internal | Shoulder | B12 | 200 | 900 | 0 | 97.62 | 92.38 | 8 | 0
2030 | FRCC_2_SOCO | FRCC | SOCO | Internal | Shoulder | B13 | 600 | 900 | 0 | 97.62 | 92.38 | 8 | 0
2030 | FRCC_2_SOCO | FRCC | SOCO | Internal | Shoulder | B14 | 900 | 900 | 0 | 97.62 | 92.38 | 8 | 0
2030 | FRCC_2_SOCO | FRCC | SOCO | Internal | Shoulder | B15 | 1203 | 900 | 0 | 84.43 | 89.83 | 8 | 0
2030 | FRCC_2_SOCO | FRCC | SOCO | Internal | Summer | B1 | 10 | 900 | 0 | 155.87 | 156.93 | 8 | 0
2030 | FRCC_2_SOCO | FRCC | SOCO | Internal | Summer | B2 | 25 | 900 | 0 | 155.87 | 149.54 | 8 | 0
2030 | FRCC_2_SOCO | FRCC | SOCO | Internal | Summer | B3 | 75 | 900 | 0 | 151.58 | 149.4 | 8 | 0
2030 | FRCC_2_SOCO | FRCC | SOCO | Internal | Summer | B4 | 100 | 900 | 0 | 151.58 | 146.39 | 8 | 0
2030 | FRCC_2_SOCO | FRCC | SOCO | Internal | Summer | B5 | 200 | 900 | 0 | 131.29 | 129.19 | 8 | 0
2030 | FRCC_2_SOCO | FRCC | SOCO | Internal | Summer | B6 | 300 | 900 | 0 | 96.7 | 94.21 | 8 | 0
2030 | FRCC_2_SOCO | FRCC | SOCO | Internal | Summer | B7 | 400 | 900 | 0 | 96.7 | 90.88 | 8 | 0
2030 | FRCC_2_SOCO | FRCC | SOCO | Internal | Summer | B8 | 500 | 900 | 0 | 96.7 | 90.88 | 8 | 0
2030 | FRCC_2_SOCO | FRCC | SOCO | Internal | Summer | B9 | 800 | 900 | 0 | 96.7 | 90.88 | 8 | 0
2030 | FRCC_2_SOCO | FRCC | SOCO | Internal | Summer | B10 | 1262 | 900 | 0 | 83.66 | 81.16 | 8 | 0
2030 | FRCC_2_SOCO | FRCC | SOCO | Internal | Winter | B16 | 25 | 900 | 0 | 100.28 | 99.05 | 8 | 0
2030 | FRCC_2_SOCO | FRCC | SOCO | Internal | Winter | B17 | 100 | 900 | 0 | 100.28 | 95.54 | 8 | 0
2030 | FRCC_2_SOCO | FRCC | SOCO | Internal | Winter | B18 | 400 | 900 | 0 | 100.28 | 95.54 | 8 | 0
2030 | FRCC_2_SOCO | FRCC | SOCO | Internal | Winter | B19 | 700 | 900 | 0 | 100.28 | 95.54 | 8 | 0
2030 | FRCC_2_SOCO | FRCC | SOCO | Internal | Winter | B20 | 935 | 900 | 0 | 86.69 | 92 | 8 | 0
2030 | HQ_NEISO_2_NEISO | HQ_NEISO | NEISO | Internal | Shoulder | B11 | 25 | 99999 | 3866.9 | 73.11 | 73.12 | 0.01 | 0
2030 | HQ_NEISO_2_NEISO | HQ_NEISO | NEISO | Internal | Shoulder | B12 | 200 | 99999 | 3857.4 | 73.48 | 73.5 | 0.01 | 0
2030 | HQ_NEISO_2_NEISO | HQ_NEISO | NEISO | Internal | Shoulder | B13 | 600 | 99999 | 3820.02 | 73.11 | 73.12 | 0.01 | 0
2030 | HQ_NEISO_2_NEISO | HQ_NEISO | NEISO | Internal | Shoulder | B14 | 900 | 99999 | 3754.63 | 73.11 | 73.12 | 0.01 | 0
2030 | HQ_NEISO_2_NEISO | HQ_NEISO | NEISO | Internal | Shoulder | B15 | 1203 | 99999 | 1797.77 | 73.11 | 73.12 | 0.01 | 0
2030 | HQ_NEISO_2_NEISO | HQ_NEISO | NEISO | Internal | Summer | B1 | 10 | 99999 | 4396.59 | 106.02 | 106.03 | 0.01 | 0
2030 | HQ_NEISO_2_NEISO | HQ_NEISO | NEISO | Internal | Summer | B2 | 25 | 99999 | 4333.83 | 113.01 | 113.02 | 0.01 | 0
2030 | HQ_NEISO_2_NEISO | HQ_NEISO | NEISO | Internal | Summer | B3 | 75 | 99999 | 4208.73 | 106.02 | 106.03 | 0.01 | 0
2030 | HQ_NEISO_2_NEISO | HQ_NEISO | NEISO | Internal | Summer | B4 | 100 | 99999 | 4101.1 | 80.89 | 80.9 | 0.01 | 0
2030 | HQ_NEISO_2_NEISO | HQ_NEISO | NEISO | Internal | Summer | B5 | 200 | 99999 | 4042.61 | 80.89 | 80.9 | 0.01 | 0
2030 | HQ_NEISO_2_NEISO | HQ_NEISO | NEISO | Internal | Summer | B6 | 300 | 99999 | 3976.65 | 80.89 | 80.9 | 0.01 | 0
2030 | HQ_NEISO_2_NEISO | HQ_NEISO | NEISO | Internal | Summer | B7 | 400 | 99999 | 3901.06 | 80.89 | 80.9 | 0.01 | 0
2030 | HQ_NEISO_2_NEISO | HQ_NEISO | NEISO | Internal | Summer | B8 | 500 | 99999 | 3841.63 | 78.88 | 78.89 | 0.01 | 0
2030 | HQ_NEISO_2_NEISO | HQ_NEISO | NEISO | Internal | Summer | B9 | 800 | 99999 | 3768.83 | 77.73 | 77.75 | 0.01 | 0
2030 | HQ_NEISO_2_NEISO | HQ_NEISO | NEISO | Internal | Summer | B10 | 1262 | 99999 | 1471.96 | 77.73 | 77.75 | 0.01 | 0
2030 | HQ_NEISO_2_NEISO | HQ_NEISO | NEISO | Internal | Winter | B16 | 25 | 99999 | 3998.52 | 82.09 | 82.1 | 0.01 | 0
2030 | HQ_NEISO_2_NEISO | HQ_NEISO | NEISO | Internal | Winter | B17 | 100 | 99999 | 3945.7 | 80.84 | 80.86 | 0.01 | 0
2030 | HQ_NEISO_2_NEISO | HQ_NEISO | NEISO | Internal | Winter | B18 | 400 | 99999 | 3905.27 | 80.84 | 80.86 | 0.01 | 0
2030 | HQ_NEISO_2_NEISO | HQ_NEISO | NEISO | Internal | Winter | B19 | 700 | 99999 | 3829.95 | 80.84 | 80.86 | 0.01 | 0
2030 | HQ_NEISO_2_NEISO | HQ_NEISO | NEISO | Internal | Winter | B20 | 935 | 99999 | 1964.44 | 80.84 | 80.86 | 0.01 | 0
2030 | HQ_NY_2_NYISO_A-F | HQ_NY | NYISO_A-F | Internal | Shoulder | B11 | 25 | 99999 | 2812.27 | 76.11 | 76.12 | 0.01 | 0
2030 | HQ_NY_2_NYISO_A-F | HQ_NY | NYISO_A-F | Internal | Shoulder | B12 | 200 | 99999 | 2847.69 | 81.66 | 81.67 | 0.01 | 0
2030 | HQ_NY_2_NYISO_A-F | HQ_NY | NYISO_A-F | Internal | Shoulder | B13 | 600 | 99999 | 2781.85 | 76.11 | 76.12 | 0.01 | 0
2030 | HQ_NY_2_NYISO_A-F | HQ_NY | NYISO_A-F | Internal | Shoulder | B14 | 900 | 99999 | 2673.14 | 76.09 | 76.1 | 0.01 | 0
2030 | HQ_NY_2_NYISO_A-F | HQ_NY | NYISO_A-F | Internal | Shoulder | B15 | 1203 | 99999 | 1582.7 | 76.09 | 76.1 | 0.01 | 0
2030 | HQ_NY_2_NYISO_A-F | HQ_NY | NYISO_A-F | Internal | Summer | B1 | 10 | 99999 | 3500.1 | 92.9 | 92.91 | 0.01 | 0
2030 | HQ_NY_2_NYISO_A-F | HQ_NY | NYISO_A-F | Internal | Summer | B2 | 25 | 99999 | 3406.71 | 110.01 | 110.02 | 0.01 | 0
2030 | HQ_NY_2_NYISO_A-F | HQ_NY | NYISO_A-F | Internal | Summer | B3 | 75 | 99999 | 3266.7 | 109.02 | 109.03 | 0.01 | 0
2030 | HQ_NY_2_NYISO_A-F | HQ_NY | NYISO_A-F | Internal | Summer | B4 | 100 | 99999 | 3116.28 | 86.38 | 86.39 | 0.01 | 0
2030 | HQ_NY_2_NYISO_A-F | HQ_NY | NYISO_A-F | Internal | Summer | B5 | 200 | 99999 | 3025.49 | 86.38 | 86.39 | 0.01 | 0
2030 | HQ_NY_2_NYISO_A-F | HQ_NY | NYISO_A-F | Internal | Summer | B6 | 300 | 99999 | 2934.86 | 86.38 | 86.39 | 0.01 | 0
2030 | HQ_NY_2_NYISO_A-F | HQ_NY | NYISO_A-F | Internal | Summer | B7 | 400 | 99999 | 2830.75 | 84.88 | 84.89 | 0.01 | 0
2030 | HQ_NY_2_NYISO_A-F | HQ_NY | NYISO_A-F | Internal | Summer | B8 | 500 | 99999 | 2760.25 | 81.87 | 81.88 | 0.01 | 0
2030 | HQ_NY_2_NYISO_A-F | HQ_NY | NYISO_A-F | Internal | Summer | B9 | 800 | 99999 | 2664.71 | 80.72 | 80.73 | 0.01 | 0
2030 | HQ_NY_2_NYISO_A-F | HQ_NY | NYISO_A-F | Internal | Summer | B10 | 1262 | 99999 | 1436.31 | 80.72 | 80.73 | 0.01 | 0
2030 | HQ_NY_2_NYISO_A-F | HQ_NY | NYISO_A-F | Internal | Winter | B16 | 25 | 99999 | 3058.87 | 77.84 | 77.86 | 0.01 | 0
2030 | HQ_NY_2_NYISO_A-F | HQ_NY | NYISO_A-F | Internal | Winter | B17 | 100 | 99999 | 3001.1 | 77.84 | 77.86 | 0.01 | 0
2030 | HQ_NY_2_NYISO_A-F | HQ_NY | NYISO_A-F | Internal | Winter | B18 | 400 | 99999 | 2934.69 | 77.84 | 77.86 | 0.01 | 0
2030 | HQ_NY_2_NYISO_A-F | HQ_NY | NYISO_A-F | Internal | Winter | B19 | 700 | 99999 | 2819.07 | 77.84 | 77.86 | 0.01 | 0
2030 | HQ_NY_2_NYISO_A-F | HQ_NY | NYISO_A-F | Internal | Winter | B20 | 935 | 99999 | 1762.97 | 77.84 | 77.86 | 0.01 | 0
2030 | HQ_IESO_2_IESO | HQ_IESO | IESO | Internal | Shoulder | B11 | 25 | 99999 | 467.25 | 64.2 | 64.21 | 0.01 | 0
2030 | HQ_IESO_2_IESO | HQ_IESO | IESO | Internal | Shoulder | B12 | 200 | 99999 | 469.06 | 64.2 | 64.21 | 0.01 | 0
2030 | HQ_IESO_2_IESO | HQ_IESO | IESO | Internal | Shoulder | B13 | 600 | 99999 | 466.9 | 64.2 | 64.21 | 0.01 | 0
2030 | HQ_IESO_2_IESO | HQ_IESO | IESO | Internal | Shoulder | B14 | 900 | 99999 | 462.95 | 64.2 | 64.21 | 0.01 | 0
2030 | HQ_IESO_2_IESO | HQ_IESO | IESO | Internal | Shoulder | B15 | 1203 | 99999 | 128.57 | 64.2 | 64.21 | 0.01 | 0
2030 | HQ_IESO_2_IESO | HQ_IESO | IESO | Internal | Summer | B1 | 10 | 99999 | 487.91 | 85.9 | 85.91 | 0.01 | 0
2030 | HQ_IESO_2_IESO | HQ_IESO | IESO | Internal | Summer | B2 | 25 | 99999 | 484.21 | 103.01 | 103.02 | 0.01 | 0
2030 | HQ_IESO_2_IESO | HQ_IESO | IESO | Internal | Summer | B3 | 75 | 99999 | 478.68 | 85.9 | 85.91 | 0.01 | 0
2030 | HQ_IESO_2_IESO | HQ_IESO | IESO | Internal | Summer | B4 | 100 | 99999 | 475.18 | 79.38 | 79.39 | 0.01 | 0
2030 | HQ_IESO_2_IESO | HQ_IESO | IESO | Internal | Summer | B5 | 200 | 99999 | 472.55 | 73.38 | 73.39 | 0.01 | 0
2030 | HQ_IESO_2_IESO | HQ_IESO | IESO | Internal | Summer | B6 | 300 | 99999 | 470.41 | 62.31 | 62.32 | 0.01 | 0
2030 | HQ_IESO_2_IESO | HQ_IESO | IESO | Internal | Summer | B7 | 400 | 99999 | 467.7 | 62.31 | 62.32 | 0.01 | 0
2030 | HQ_IESO_2_IESO | HQ_IESO | IESO | Internal | Summer | B8 | 500 | 99999 | 464.74 | 62.31 | 62.32 | 0.01 | 0
2030 | HQ_IESO_2_IESO | HQ_IESO | IESO | Internal | Summer | B9 | 800 | 99999 | 461.51 | 62.31 | 62.32 | 0.01 | 0
2030 | HQ_IESO_2_IESO | HQ_IESO | IESO | Internal | Summer | B10 | 1262 | 99999 | 65.15 | 62.31 | 62.32 | 0.01 | 0
2030 | HQ_IESO_2_IESO | HQ_IESO | IESO | Internal | Winter | B16 | 25 | 99999 | 477.62 | 70.84 | 70.86 | 0.01 | 0
2030 | HQ_IESO_2_IESO | HQ_IESO | IESO | Internal | Winter | B17 | 100 | 99999 | 475.49 | 70.84 | 70.86 | 0.01 | 0
2030 | HQ_IESO_2_IESO | HQ_IESO | IESO | Internal | Winter | B18 | 400 | 99999 | 473.04 | 70.84 | 70.86 | 0.01 | 0
2030 | HQ_IESO_2_IESO | HQ_IESO | IESO | Internal | Winter | B19 | 700 | 99999 | 468.68 | 70.84 | 70.86 | 0.01 | 0
2030 | HQ_IESO_2_IESO | HQ_IESO | IESO | Internal | Winter | B20 | 935 | 99999 | 149.75 | 70.84 | 70.86 | 0.01 | 0
2030 | IESO_2_MAPP_CA | IESO | MAPP_CA | Internal | Shoulder | B11 | 25 | 262 | 0 | 64.21 | 71.1 | 7 | 0
2030 | IESO_2_MAPP_CA | IESO | MAPP_CA | Internal | Shoulder | B12 | 200 | 262 | 0 | 64.21 | 71.1 | 7 | 0
2030 | IESO_2_MAPP_CA | IESO | MAPP_CA | Internal | Shoulder | B13 | 600 | 262 | 0 | 64.21 | 71.1 | 7 | 0
2030 | IESO_2_MAPP_CA | IESO | MAPP_CA | Internal | Shoulder | B14 | 900 | 262 | 0 | 64.21 | 71.1 | 7 | 0
2030 | IESO_2_MAPP_CA | IESO | MAPP_CA | Internal | Shoulder | B15 | 1203 | 262 | 0 | 64.21 | 71.1 | 7 | 0
2030 | IESO_2_MAPP_CA | IESO | MAPP_CA | Internal | Summer | B1 | 10 | 262 | 0 | 85.91 | 69.32 | 7 | 0
2030 | IESO_2_MAPP_CA | IESO | MAPP_CA | Internal | Summer | B2 | 25 | 262 | 0 | 103.02 | 69.32 | 7 | 0
2030 | IESO_2_MAPP_CA | IESO | MAPP_CA | Internal | Summer | B3 | 75 | 262 | 0 | 85.91 | 69.32 | 7 | 0
2030 | IESO_2_MAPP_CA | IESO | MAPP_CA | Internal | Summer | B4 | 100 | 262 | 0 | 79.39 | 69.32 | 7 | 0
2030 | IESO_2_MAPP_CA | IESO | MAPP_CA | Internal | Summer | B5 | 200 | 262 | 0 | 73.39 | 69.32 | 7 | 0
2030 | IESO_2_MAPP_CA | IESO | MAPP_CA | Internal | Summer | B6 | 300 | 262 | 118.32 | 62.32 | 69.32 | 7 | 0
2030 | IESO_2_MAPP_CA | IESO | MAPP_CA | Internal | Summer | B7 | 400 | 262 | 155.07 | 62.32 | 69.32 | 7 | 0
2030 | IESO_2_MAPP_CA | IESO | MAPP_CA | Internal | Summer | B8 | 500 | 262 | 165 | 62.32 | 69.32 | 7 | 0
2030 | IESO_2_MAPP_CA | IESO | MAPP_CA | Internal | Summer | B9 | 800 | 262 | 179.18 | 62.32 | 69.32 | 7 | 0
2030 | IESO_2_MAPP_CA | IESO | MAPP_CA | Internal | Summer | B10 | 1262 | 262 | 191.78 | 62.32 | 69.32 | 7 | 0
2030 | IESO_2_MAPP_CA | IESO | MAPP_CA | Internal | Winter | B16 | 25 | 262 | 0 | 70.86 | 74.06 | 7 | 0
2030 | IESO_2_MAPP_CA | IESO | MAPP_CA | Internal | Winter | B17 | 100 | 262 | 0 | 70.86 | 74.06 | 7 | 0
2030 | IESO_2_MAPP_CA | IESO | MAPP_CA | Internal | Winter | B18 | 400 | 262 | 0 | 70.86 | 74.06 | 7 | 0
2030 | IESO_2_MAPP_CA | IESO | MAPP_CA | Internal | Winter | B19 | 700 | 262 | 0 | 70.86 | 74.06 | 7 | 0
2030 | IESO_2_MAPP_CA | IESO | MAPP_CA | Internal | Winter | B20 | 935 | 262 | 0 | 70.86 | 74.06 | 7 | 0
2030 | IESO_2_MISO_MI | IESO | MISO_MI | Internal | Shoulder | B11 | 25 | 1840 | 1840 | 64.21 | 91.39 | 7 | 20.18
2030 | IESO_2_MISO_MI | IESO | MISO_MI | Internal | Shoulder | B12 | 200 | 1840 | 1840 | 64.21 | 87.66 | 7 | 16.44
2030 | IESO_2_MISO_MI | IESO | MISO_MI | Internal | Shoulder | B13 | 600 | 1840 | 1840 | 64.21 | 86.88 | 7 | 15.67
2030 | IESO_2_MISO_MI | IESO | MISO_MI | Internal | Shoulder | B14 | 900 | 1840 | 1840 | 64.21 | 85.55 | 7 | 14.33
2030 | IESO_2_MISO_MI | IESO | MISO_MI | Internal | Shoulder | B15 | 1203 | 1840 | 1840 | 64.21 | 75.96 | 7 | 4.75
2030 | IESO_2_MISO_MI | IESO | MISO_MI | Internal | Summer | B1 | 10 | 1840 | 1840 | 85.91 | 143.91 | 7 | 51.01
2030 | IESO_2_MISO_MI | IESO | MISO_MI | Internal | Summer | B2 | 25 | 1840 | 1840 | 103.02 | 141.53 | 7 | 31.51
2030 | IESO_2_MISO_MI | IESO | MISO_MI | Internal | Summer | B3 | 75 | 1840 | 1840 | 85.91 | 141.37 | 7 | 48.47
2030 | IESO_2_MISO_MI | IESO | MISO_MI | Internal | Summer | B4 | 100 | 1840 | 1840 | 79.39 | 138.4 | 7 | 52.01
2030 | IESO_2_MISO_MI | IESO | MISO_MI | Internal | Summer | B5 | 200 | 1840 | 1840 | 73.39 | 131.19 | 7 | 50.8
2030 | IESO_2_MISO_MI | IESO | MISO_MI | Internal | Summer | B6 | 300 | 1840 | 1840 | 62.32 | 101.86 | 7 | 32.54
2030 | IESO_2_MISO_MI | IESO | MISO_MI | Internal | Summer | B7 | 400 | 1840 | 1840 | 62.32 | 91.07 | 7 | 21.75
2030 | IESO_2_MISO_MI | IESO | MISO_MI | Internal | Summer | B8 | 500 | 1840 | 1840 | 62.32 | 87.87 | 7 | 18.55
2030 | IESO_2_MISO_MI | IESO | MISO_MI | Internal | Summer | B9 | 800 | 1840 | 1840 | 62.32 | 83.34 | 7 | 14.02
2030 | IESO_2_MISO_MI | IESO | MISO_MI | Internal | Summer | B10 | 1262 | 1840 | 1840 | 62.32 | 74.61 | 7 | 5.29
2030 | IESO_2_MISO_MI | IESO | MISO_MI | Internal | Winter | B16 | 25 | 1840 | 1840 | 70.86 | 93.03 | 7 | 15.17
2030 | IESO_2_MISO_MI | IESO | MISO_MI | Internal | Winter | B17 | 100 | 1840 | 1840 | 70.86 | 90.76 | 7 | 12.91
2030 | IESO_2_MISO_MI | IESO | MISO_MI | Internal | Winter | B18 | 400 | 1840 | 1840 | 70.86 | 89.18 | 7 | 11.32
2030 | IESO_2_MISO_MI | IESO | MISO_MI | Internal | Winter | B19 | 700 | 1840 | 1840 | 70.86 | 89.18 | 7 | 11.32
2030 | IESO_2_MISO_MI | IESO | MISO_MI | Internal | Winter | B20 | 935 | 1840 | 1840 | 70.86 | 78.6 | 7 | 0.75
2030 | IESO_2_MISO_W | IESO | MISO_W | Internal | Shoulder | B11 | 25 | 140 | 140 | 64.21 | 91.38 | 7 | 20.16
2030 | IESO_2_MISO_W | IESO | MISO_W | Internal | Shoulder | B12 | 200 | 140 | 140 | 64.21 | 87.34 | 7 | 16.13
2030 | IESO_2_MISO_W | IESO | MISO_W | Internal | Shoulder | B13 | 600 | 140 | 140 | 64.21 | 85.36 | 7 | 14.15
2030 | IESO_2_MISO_W | IESO | MISO_W | Internal | Shoulder | B14 | 900 | 140 | 140 | 64.21 | 72.44 | 7 | 1.23
2030 | IESO_2_MISO_W | IESO | MISO_W | Internal | Shoulder | B15 | 1203 | 140 | 0 | 64.21 | 71.11 | 7 | 0
2030 | IESO_2_MISO_W | IESO | MISO_W | Internal | Summer | B1 | 10 | 140 | 140 | 85.91 | 143.91 | 7 | 51.01
2030 | IESO_2_MISO_W | IESO | MISO_W | Internal | Summer | B2 | 25 | 140 | 140 | 103.02 | 141.53 | 7 | 31.51
2030 | IESO_2_MISO_W | IESO | MISO_W | Internal | Summer | B3 | 75 | 140 | 140 | 85.91 | 141.53 | 7 | 48.62
2030 | IESO_2_MISO_W | IESO | MISO_W | Internal | Summer | B4 | 100 | 140 | 140 | 79.39 | 140.87 | 7 | 54.49
2030 | IESO_2_MISO_W | IESO | MISO_W | Internal | Summer | B5 | 200 | 140 | 140 | 73.39 | 135.36 | 7 | 54.96
2030 | IESO_2_MISO_W | IESO | MISO_W | Internal | Summer | B6 | 300 | 140 | 140 | 62.32 | 104.08 | 7 | 34.76
2030 | IESO_2_MISO_W | IESO | MISO_W | Internal | Summer | B7 | 400 | 140 | 140 | 62.32 | 90.9 | 7 | 21.58
2030 | IESO_2_MISO_W | IESO | MISO_W | Internal | Summer | B8 | 500 | 140 | 140 | 62.32 | 85.74 | 7 | 16.42
2030 | IESO_2_MISO_W | IESO | MISO_W | Internal | Summer | B9 | 800 | 140 | 140 | 62.32 | 83.32 | 7 | 14
2030 | IESO_2_MISO_W | IESO | MISO_W | Internal | Summer | B10 | 1262 | 140 | 140 | 62.32 | 70.39 | 7 | 1.07
2030 | IESO_2_MISO_W | IESO | MISO_W | Internal | Winter | B16 | 25 | 140 | 0 | 70.86 | 74.07 | 7 | 0
2030 | IESO_2_MISO_W | IESO | MISO_W | Internal | Winter | B17 | 100 | 140 | 140 | 70.86 | 78.75 | 7 | 0.89
2030 | IESO_2_MISO_W | IESO | MISO_W | Internal | Winter | B18 | 400 | 140 | 140 | 70.86 | 81.03 | 7 | 3.17
2030 | IESO_2_MISO_W | IESO | MISO_W | Internal | Winter | B19 | 700 | 140 | 140 | 70.86 | 81.03 | 7 | 3.17
2030 | IESO_2_MISO_W | IESO | MISO_W | Internal | Winter | B20 | 935 | 140 | 0 | 70.86 | 74.07 | 7 | 0
2030 | IESO_2_NYISO_A-F | IESO | NYISO_A-F | Internal | Shoulder | B11 | 25 | 1725 | 1725 | 64.21 | 76.12 | 7 | 4.91
2030 | IESO_2_NYISO_A-F | IESO | NYISO_A-F | Internal | Shoulder | B12 | 200 | 1725 | 1725 | 64.21 | 81.67 | 7 | 10.46
2030 | IESO_2_NYISO_A-F | IESO | NYISO_A-F | Internal | Shoulder | B13 | 600 | 1725 | 1725 | 64.21 | 76.12 | 7 | 4.91
2030 | IESO_2_NYISO_A-F | IESO | NYISO_A-F | Internal | Shoulder | B14 | 900 | 1725 | 1725 | 64.21 | 76.1 | 7 | 4.89
2030 | IESO_2_NYISO_A-F | IESO | NYISO_A-F | Internal | Shoulder | B15 | 1203 | 1725 | 1725 | 64.21 | 76.1 | 7 | 4.89
2030 | IESO_2_NYISO_A-F | IESO | NYISO_A-F | Internal | Summer | B1 | 10 | 1725 | 511.33 | 85.91 | 92.91 | 7 | 0
2030 | IESO_2_NYISO_A-F | IESO | NYISO_A-F | Internal | Summer | B2 | 25 | 1725 | 1362.82 | 103.02 | 110.02 | 7 | 0
2030 | IESO_2_NYISO_A-F | IESO | NYISO_A-F | Internal | Summer | B3 | 75 | 1725 | 1725 | 85.91 | 109.03 | 7 | 16.13
2030 | IESO_2_NYISO_A-F | IESO | NYISO_A-F | Internal | Summer | B4 | 100 | 1725 | 1438.77 | 79.39 | 86.39 | 7 | 0
2030 | IESO_2_NYISO_A-F | IESO | NYISO_A-F | Internal | Summer | B5 | 200 | 1725 | 1725 | 73.39 | 86.39 | 7 | 6
2030 | IESO_2_NYISO_A-F | IESO | NYISO_A-F | Internal | Summer | B6 | 300 | 1725 | 1725 | 62.32 | 86.39 | 7 | 17.07
2030 | IESO_2_NYISO_A-F | IESO | NYISO_A-F | Internal | Summer | B7 | 400 | 1725 | 1725 | 62.32 | 84.89 | 7 | 15.57
2030 | IESO_2_NYISO_A-F | IESO | NYISO_A-F | Internal | Summer | B8 | 500 | 1725 | 1725 | 62.32 | 81.88 | 7 | 12.56
2030 | IESO_2_NYISO_A-F | IESO | NYISO_A-F | Internal | Summer | B9 | 800 | 1725 | 1725 | 62.32 | 80.73 | 7 | 11.41
2030 | IESO_2_NYISO_A-F | IESO | NYISO_A-F | Internal | Summer | B10 | 1262 | 1725 | 1725 | 62.32 | 80.73 | 7 | 11.41
2030 | IESO_2_NYISO_A-F | IESO | NYISO_A-F | Internal | Winter | B16 | 25 | 1725 | 1705.18 | 70.86 | 77.86 | 7 | 0
2030 | IESO_2_NYISO_A-F | IESO | NYISO_A-F | Internal | Winter | B17 | 100 | 1725 | 1646.19 | 70.86 | 77.86 | 7 | 0
2030 | IESO_2_NYISO_A-F | IESO | NYISO_A-F | Internal | Winter | B18 | 400 | 1725 | 1538.29 | 70.86 | 77.86 | 7 | 0
2030 | IESO_2_NYISO_A-F | IESO | NYISO_A-F | Internal | Winter | B19 | 700 | 1725 | 1489.26 | 70.86 | 77.86 | 7 | 0
2030 | IESO_2_NYISO_A-F | IESO | NYISO_A-F | Internal | Winter | B20 | 935 | 1725 | 1473.73 | 70.86 | 77.86 | 7 | 0
2030 | MAPP_CA_2_IESO | MAPP_CA | IESO | Internal | Shoulder | B11 | 25 | 330 | 0 | 71.1 | 64.21 | 8 | 0
2030 | MAPP_CA_2_IESO | MAPP_CA | IESO | Internal | Shoulder | B12 | 200 | 330 | 0 | 71.1 | 64.21 | 8 | 0
2030 | MAPP_CA_2_IESO | MAPP_CA | IESO | Internal | Shoulder | B13 | 600 | 330 | 0 | 71.1 | 64.21 | 8 | 0
2030 | MAPP_CA_2_IESO | MAPP_CA | IESO | Internal | Shoulder | B14 | 900 | 330 | 0 | 71.1 | 64.21 | 8 | 0
2030 | MAPP_CA_2_IESO | MAPP_CA | IESO | Internal | Shoulder | B15 | 1203 | 330 | 0 | 71.1 | 64.21 | 8 | 0
2030 | MAPP_CA_2_IESO | MAPP_CA | IESO | Internal | Summer | B1 | 10 | 330 | 330 | 69.32 | 85.91 | 8 | 8.59
2030 | MAPP_CA_2_IESO | MAPP_CA | IESO | Internal | Summer | B2 | 25 | 330 | 330 | 69.32 | 103.02 | 8 | 25.7
2030 | MAPP_CA_2_IESO | MAPP_CA | IESO | Internal | Summer | B3 | 75 | 330 | 330 | 69.32 | 85.91 | 8 | 8.59
2030 | MAPP_CA_2_IESO | MAPP_CA | IESO | Internal | Summer | B4 | 100 | 330 | 330 | 69.32 | 79.39 | 8 | 2.07
2030 | MAPP_CA_2_IESO | MAPP_CA | IESO | Internal | Summer | B5 | 200 | 330 | 0 | 69.32 | 73.39 | 8 | 0
2030 | MAPP_CA_2_IESO | MAPP_CA | IESO | Internal | Summer | B6 | 300 | 330 | 0 | 69.32 | 62.32 | 8 | 0
2030 | MAPP_CA_2_IESO | MAPP_CA | IESO | Internal | Summer | B7 | 400 | 330 | 0 | 69.32 | 62.32 | 8 | 0
2030 | MAPP_CA_2_IESO | MAPP_CA | IESO | Internal | Summer | B8 | 500 | 330 | 0 | 69.32 | 62.32 | 8 | 0
2030 | MAPP_CA_2_IESO | MAPP_CA | IESO | Internal | Summer | B9 | 800 | 330 | 0 | 69.32 | 62.32 | 8 | 0
2030 | MAPP_CA_2_IESO | MAPP_CA | IESO | Internal | Summer | B10 | 1262 | 330 | 0 | 69.32 | 62.32 | 8 | 0
2030 | MAPP_CA_2_IESO | MAPP_CA | IESO | Internal | Winter | B16 | 25 | 330 | 0 | 74.06 | 70.86 | 8 | 0
2030 | MAPP_CA_2_IESO | MAPP_CA | IESO | Internal | Winter | B17 | 100 | 330 | 0 | 74.06 | 70.86 | 8 | 0
2030 | MAPP_CA_2_IESO | MAPP_CA | IESO | Internal | Winter | B18 | 400 | 330 | 0 | 74.06 | 70.86 | 8 | 0
2030 | MAPP_CA_2_IESO | MAPP_CA | IESO | Internal | Winter | B19 | 700 | 330 | 0 | 74.06 | 70.86 | 8 | 0
2030 | MAPP_CA_2_IESO | MAPP_CA | IESO | Internal | Winter | B20 | 935 | 330 | 0 | 74.06 | 70.86 | 8 | 0
2030 | MAPP_CA_2_MAPP_US | MAPP_CA | MAPP_US | Internal | Shoulder | B11 | 25 | 372 | 372 | 71.1 | 84.38 | 7 | 6.28
2030 | MAPP_CA_2_MAPP_US | MAPP_CA | MAPP_US | Internal | Shoulder | B12 | 200 | 372 | 372 | 71.1 | 80.34 | 7 | 2.24
2030 | MAPP_CA_2_MAPP_US | MAPP_CA | MAPP_US | Internal | Shoulder | B13 | 600 | 372 | 372 | 71.1 | 78.36 | 7 | 0.26
2030 | MAPP_CA_2_MAPP_US | MAPP_CA | MAPP_US | Internal | Shoulder | B14 | 900 | 372 | 0 | 71.1 | 65.44 | 7 | 0
2030 | MAPP_CA_2_MAPP_US | MAPP_CA | MAPP_US | Internal | Shoulder | B15 | 1203 | 372 | 0 | 71.1 | 64.11 | 7 | 0
2030 | MAPP_CA_2_MAPP_US | MAPP_CA | MAPP_US | Internal | Summer | B1 | 10 | 372 | 372 | 69.32 | 136.91 | 7 | 60.59
2030 | MAPP_CA_2_MAPP_US | MAPP_CA | MAPP_US | Internal | Summer | B2 | 25 | 372 | 372 | 69.32 | 134.53 | 7 | 58.21
2030 | MAPP_CA_2_MAPP_US | MAPP_CA | MAPP_US | Internal | Summer | B3 | 75 | 372 | 372 | 69.32 | 134.53 | 7 | 58.21
2030 | MAPP_CA_2_MAPP_US | MAPP_CA | MAPP_US | Internal | Summer | B4 | 100 | 372 | 372 | 69.32 | 133.87 | 7 | 57.55
2030 | MAPP_CA_2_MAPP_US | MAPP_CA | MAPP_US | Internal | Summer | B5 | 200 | 372 | 372 | 69.32 | 128.36 | 7 | 52.03
2030 | MAPP_CA_2_MAPP_US | MAPP_CA | MAPP_US | Internal | Summer | B6 | 300 | 372 | 372 | 69.32 | 97.08 | 7 | 20.76
2030 | MAPP_CA_2_MAPP_US | MAPP_CA | MAPP_US | Internal | Summer | B7 | 400 | 372 | 372 | 69.32 | 83.9 | 7 | 7.58
2030 | MAPP_CA_2_MAPP_US | MAPP_CA | MAPP_US | Internal | Summer | B8 | 500 | 372 | 372 | 69.32 | 78.74 | 7 | 2.42
2030 | MAPP_CA_2_MAPP_US | MAPP_CA | MAPP_US | Internal | Summer | B9 | 800 | 372 | 361.52 | 69.32 | 76.32 | 7 | 0
2030 | MAPP_CA_2_MAPP_US | MAPP_CA | MAPP_US | Internal | Summer | B10 | 1262 | 372 | 0 | 69.32 | 63.39 | 7 | 0
2030 | MAPP_CA_2_MAPP_US | MAPP_CA | MAPP_US | Internal | Winter | B16 | 25 | 372 | 0 | 74.06 | 67.07 | 7 | 0
2030 | MAPP_CA_2_MAPP_US | MAPP_CA | MAPP_US | Internal | Winter | B17 | 100 | 372 | 0 | 74.06 | 71.75 | 7 | 0
2030 | MAPP_CA_2_MAPP_US | MAPP_CA | MAPP_US | Internal | Winter | B18 | 400 | 372 | 0 | 74.06 | 74.03 | 7 | 0
2030 | MAPP_CA_2_MAPP_US | MAPP_CA | MAPP_US | Internal | Winter | B19 | 700 | 372 | 0 | 74.06 | 74.03 | 7 | 0
2030 | MAPP_CA_2_MAPP_US | MAPP_CA | MAPP_US | Internal | Winter | B20 | 935 | 372 | 0 | 74.06 | 67.07 | 7 | 0
2030 | MAPP_CA_2_MISO_W | MAPP_CA | MISO_W | Internal | Shoulder | B11 | 25 | 2196 | 2196 | 71.1 | 91.38 | 0.01 | 20.26
2030 | MAPP_CA_2_MISO_W | MAPP_CA | MISO_W | Internal | Shoulder | B12 | 200 | 2196 | 2196 | 71.1 | 87.34 | 0.01 | 16.23
2030 | MAPP_CA_2_MISO_W | MAPP_CA | MISO_W | Internal | Shoulder | B13 | 600 | 2196 | 2196 | 71.1 | 85.36 | 0.01 | 14.25
2030 | MAPP_CA_2_MISO_W | MAPP_CA | MISO_W | Internal | Shoulder | B14 | 900 | 2196 | 2196 | 71.1 | 72.44 | 0.01 | 1.33
2030 | MAPP_CA_2_MISO_W | MAPP_CA | MISO_W | Internal | Shoulder | B15 | 1203 | 2196 | 877.08 | 71.1 | 71.11 | 0.01 | 0
2030 | MAPP_CA_2_MISO_W | MAPP_CA | MISO_W | Internal | Summer | B1 | 10 | 2196 | 2196 | 69.32 | 143.91 | 0.01 | 74.58
2030 | MAPP_CA_2_MISO_W | MAPP_CA | MISO_W | Internal | Summer | B2 | 25 | 2196 | 2196 | 69.32 | 141.53 | 0.01 | 72.2
2030 | MAPP_CA_2_MISO_W | MAPP_CA | MISO_W | Internal | Summer | B3 | 75 | 2196 | 2196 | 69.32 | 141.53 | 0.01 | 72.2
2030 | MAPP_CA_2_MISO_W | MAPP_CA | MISO_W | Internal | Summer | B4 | 100 | 2196 | 2196 | 69.32 | 140.87 | 0.01 | 71.54
2030 | MAPP_CA_2_MISO_W | MAPP_CA | MISO_W | Internal | Summer | B5 | 200 | 2196 | 2196 | 69.32 | 135.36 | 0.01 | 66.02
2030 | MAPP_CA_2_MISO_W | MAPP_CA | MISO_W | Internal | Summer | B6 | 300 | 2196 | 2196 | 69.32 | 104.08 | 0.01 | 34.75
2030 | MAPP_CA_2_MISO_W | MAPP_CA | MISO_W | Internal | Summer | B7 | 400 | 2196 | 2196 | 69.32 | 90.9 | 0.01 | 21.57
2030 | MAPP_CA_2_MISO_W | MAPP_CA | MISO_W | Internal | Summer | B8 | 500 | 2196 | 2196 | 69.32 | 85.74 | 0.01 | 16.41
2030 | MAPP_CA_2_MISO_W | MAPP_CA | MISO_W | Internal | Summer | B9 | 800 | 2196 | 2196 | 69.32 | 83.32 | 0.01 | 13.99
2030 | MAPP_CA_2_MISO_W | MAPP_CA | MISO_W | Internal | Summer | B10 | 1262 | 2196 | 2196 | 69.32 | 70.39 | 0.01 | 1.06
2030 | MAPP_CA_2_MISO_W | MAPP_CA | MISO_W | Internal | Winter | B16 | 25 | 2196 | 1426.83 | 74.06 | 74.07 | 0.01 | 0
2030 | MAPP_CA_2_MISO_W | MAPP_CA | MISO_W | Internal | Winter | B17 | 100 | 2196 | 2196 | 74.06 | 78.75 | 0.01 | 4.68
2030 | MAPP_CA_2_MISO_W | MAPP_CA | MISO_W | Internal | Winter | B18 | 400 | 2196 | 2196 | 74.06 | 81.03 | 0.01 | 6.95
2030 | MAPP_CA_2_MISO_W | MAPP_CA | MISO_W | Internal | Winter | B19 | 700 | 2196 | 2196 | 74.06 | 81.03 | 0.01 | 6.95
2030 | MAPP_CA_2_MISO_W | MAPP_CA | MISO_W | Internal | Winter | B20 | 935 | 2196 | 388.97 | 74.06 | 74.07 | 0.01 | 0
2030 | MAPP_US_2_MAPP_CA | MAPP_US | MAPP_CA | Internal | Shoulder | B11 | 25 | 165 | 0 | 84.38 | 71.1 | 7 | 0
2030 | MAPP_US_2_MAPP_CA | MAPP_US | MAPP_CA | Internal | Shoulder | B12 | 200 | 165 | 0 | 80.34 | 71.1 | 7 | 0
2030 | MAPP_US_2_MAPP_CA | MAPP_US | MAPP_CA | Internal | Shoulder | B13 | 600 | 165 | 0 | 78.36 | 71.1 | 7 | 0
2030 | MAPP_US_2_MAPP_CA | MAPP_US | MAPP_CA | Internal | Shoulder | B14 | 900 | 165 | 0 | 65.44 | 71.1 | 7 | 0
2030 | MAPP_US_2_MAPP_CA | MAPP_US | MAPP_CA | Internal | Shoulder | B15 | 1203 | 165 | 0 | 64.11 | 71.1 | 7 | 0
2030 | MAPP_US_2_MAPP_CA | MAPP_US | MAPP_CA | Internal | Summer | B1 | 10 | 165 | 0 | 136.91 | 69.32 | 7 | 0
2030 | MAPP_US_2_MAPP_CA | MAPP_US | MAPP_CA | Internal | Summer | B2 | 25 | 165 | 0 | 134.53 | 69.32 | 7 | 0
2030 | MAPP_US_2_MAPP_CA | MAPP_US | MAPP_CA | Internal | Summer | B3 | 75 | 165 | 0 | 134.53 | 69.32 | 7 | 0
2030 | MAPP_US_2_MAPP_CA | MAPP_US | MAPP_CA | Internal | Summer | B4 | 100 | 165 | 0 | 133.87 | 69.32 | 7 | 0
2030 | MAPP_US_2_MAPP_CA | MAPP_US | MAPP_CA | Internal | Summer | B5 | 200 | 165 | 0 | 128.36 | 69.32 | 7 | 0
2030 | MAPP_US_2_MAPP_CA | MAPP_US | MAPP_CA | Internal | Summer | B6 | 300 | 165 | 0 | 97.08 | 69.32 | 7 | 0
2030 | MAPP_US_2_MAPP_CA | MAPP_US | MAPP_CA | Internal | Summer | B7 | 400 | 165 | 0 | 83.9 | 69.32 | 7 | 0
2030 | MAPP_US_2_MAPP_CA | MAPP_US | MAPP_CA | Internal | Summer | B8 | 500 | 165 | 0 | 78.74 | 69.32 | 7 | 0
2030 | MAPP_US_2_MAPP_CA | MAPP_US | MAPP_CA | Internal | Summer | B9 | 800 | 165 | 0 | 76.32 | 69.32 | 7 | 0
2030 | MAPP_US_2_MAPP_CA | MAPP_US | MAPP_CA | Internal | Summer | B10 | 1262 | 165 | 0 | 63.39 | 69.32 | 7 | 0
2030 | MAPP_US_2_MAPP_CA | MAPP_US | MAPP_CA | Internal | Winter | B16 | 25 | 165 | 0 | 67.07 | 74.06 | 7 | 0
2030 | MAPP_US_2_MAPP_CA | MAPP_US | MAPP_CA | Internal | Winter | B17 | 100 | 165 | 0 | 71.75 | 74.06 | 7 | 0
2030 | MAPP_US_2_MAPP_CA | MAPP_US | MAPP_CA | Internal | Winter | B18 | 400 | 165 | 0 | 74.03 | 74.06 | 7 | 0
2030 | MAPP_US_2_MAPP_CA | MAPP_US | MAPP_CA | Internal | Winter | B19 | 700 | 165 | 0 | 74.03 | 74.06 | 7 | 0
2030 | MAPP_US_2_MAPP_CA | MAPP_US | MAPP_CA | Internal | Winter | B20 | 935 | 165 | 0 | 67.07 | 74.06 | 7 | 0
2030 | MAPP_US_2_MISO_W | MAPP_US | MISO_W | Internal | Shoulder | B11 | 25 | 2635 | 940.04 | 84.38 | 91.38 | 7 | 0
2030 | MAPP_US_2_MISO_W | MAPP_US | MISO_W | Internal | Shoulder | B12 | 200 | 2635 | 1596.74 | 80.34 | 87.34 | 7 | 0
2030 | MAPP_US_2_MISO_W | MAPP_US | MISO_W | Internal | Shoulder | B13 | 600 | 2635 | 2285.19 | 78.36 | 85.36 | 7 | 0
2030 | MAPP_US_2_MISO_W | MAPP_US | MISO_W | Internal | Shoulder | B14 | 900 | 2635 | 501.6 | 65.44 | 72.44 | 7 | 0
2030 | MAPP_US_2_MISO_W | MAPP_US | MISO_W | Internal | Shoulder | B15 | 1203 | 2635 | 962.78 | 64.11 | 71.11 | 7 | 0
2030 | MAPP_US_2_MISO_W | MAPP_US | MISO_W | Internal | Summer | B1 | 10 | 2635 | 472.78 | 136.91 | 143.91 | 7 | 0
2030 | MAPP_US_2_MISO_W | MAPP_US | MISO_W | Internal | Summer | B2 | 25 | 2635 | 613.23 | 134.53 | 141.53 | 7 | 0
2030 | MAPP_US_2_MISO_W | MAPP_US | MISO_W | Internal | Summer | B3 | 75 | 2635 | 469.66 | 134.53 | 141.53 | 7 | 0
2030 | MAPP_US_2_MISO_W | MAPP_US | MISO_W | Internal | Summer | B4 | 100 | 2635 | 941.61 | 133.87 | 140.87 | 7 | 0
2030 | MAPP_US_2_MISO_W | MAPP_US | MISO_W | Internal | Summer | B5 | 200 | 2635 | 1304.83 | 128.36 | 135.36 | 7 | 0
2030 | MAPP_US_2_MISO_W | MAPP_US | MISO_W | Internal | Summer | B6 | 300 | 2635 | 990.71 | 97.08 | 104.08 | 7 | 0
2030 | MAPP_US_2_MISO_W | MAPP_US | MISO_W | Internal | Summer | B7 | 400 | 2635 | 820.64 | 83.9 | 90.9 | 7 | 0
2030 | MAPP_US_2_MISO_W | MAPP_US | MISO_W | Internal | Summer | B8 | 500 | 2635 | 1508 | 78.74 | 85.74 | 7 | 0
2030 | MAPP_US_2_MISO_W | MAPP_US | MISO_W | Internal | Summer | B9 | 800 | 2635 | 979.4 | 76.32 | 83.32 | 7 | 0
2030 | MAPP_US_2_MISO_W | MAPP_US | MISO_W | Internal | Summer | B10 | 1262 | 2635 | 834.84 | 63.39 | 70.39 | 7 | 0
2030 | MAPP_US_2_MISO_W | MAPP_US | MISO_W | Internal | Winter | B16 | 25 | 2635 | 2214.8 | 67.07 | 74.07 | 7 | 0
2030 | MAPP_US_2_MISO_W | MAPP_US | MISO_W | Internal | Winter | B17 | 100 | 2635 | 990.83 | 71.75 | 78.75 | 7 | 0
2030 | MAPP_US_2_MISO_W | MAPP_US | MISO_W | Internal | Winter | B18 | 400 | 2635 | 1313.29 | 74.03 | 81.03 | 7 | 0
2030 | MAPP_US_2_MISO_W | MAPP_US | MISO_W | Internal | Winter | B19 | 700 | 2635 | 1117.01 | 74.03 | 81.03 | 7 | 0
2030 | MAPP_US_2_MISO_W | MAPP_US | MISO_W | Internal | Winter | B20 | 935 | 2635 | 819.23 | 67.07 | 74.07 | 7 | 0
2030 | MAPP_US_2_NE | MAPP_US | NE | Internal | Shoulder | B11 | 25 | 2000 | 2000 | 84.38 | 93.62 | 7 | 2.25
2030 | MAPP_US_2_NE | MAPP_US | NE | Internal | Shoulder | B12 | 200 | 2000 | 2000 | 80.34 | 88.51 | 7 | 1.17
2030 | MAPP_US_2_NE | MAPP_US | NE | Internal | Shoulder | B13 | 600 | 2000 | 1627.89 | 78.36 | 85.36 | 7 | 0
2030 | MAPP_US_2_NE | MAPP_US | NE | Internal | Shoulder | B14 | 900 | 2000 | 2000 | 65.44 | 79.11 | 7 | 6.67
2030 | MAPP_US_2_NE | MAPP_US | NE | Internal | Shoulder | B15 | 1203 | 2000 | 2000 | 64.11 | 78.11 | 7 | 7
2030 | MAPP_US_2_NE | MAPP_US | NE | Internal | Summer | B1 | 10 | 2000 | 980.12 | 136.91 | 143.91 | 7 | 0
2030 | MAPP_US_2_NE | MAPP_US | NE | Internal | Summer | B2 | 25 | 2000 | 2000 | 134.53 | 146.15 | 7 | 4.62
2030 | MAPP_US_2_NE | MAPP_US | NE | Internal | Summer | B3 | 75 | 2000 | 2000 | 134.53 | 146.25 | 7 | 4.72
2030 | MAPP_US_2_NE | MAPP_US | NE | Internal | Summer | B4 | 100 | 2000 | 1891.15 | 133.87 | 140.87 | 7 | 0
2030 | MAPP_US_2_NE | MAPP_US | NE | Internal | Summer | B5 | 200 | 2000 | 1501.89 | 128.36 | 135.36 | 7 | 0
2030 | MAPP_US_2_NE | MAPP_US | NE | Internal | Summer | B6 | 300 | 2000 | 1294.8 | 97.08 | 104.08 | 7 | 0
2030 | MAPP_US_2_NE | MAPP_US | NE | Internal | Summer | B7 | 400 | 2000 | 2000 | 83.9 | 95.85 | 7 | 4.94
2030 | MAPP_US_2_NE | MAPP_US | NE | Internal | Summer | B8 | 500 | 2000 | 2000 | 78.74 | 90.57 | 7 | 4.83
2030 | MAPP_US_2_NE | MAPP_US | NE | Internal | Summer | B9 | 800 | 2000 | 2000 | 76.32 | 88.46 | 7 | 5.14
2030 | MAPP_US_2_NE | MAPP_US | NE | Internal | Summer | B10 | 1262 | 2000 | 2000 | 63.39 | 77.38 | 7 | 6.99
2030 | MAPP_US_2_NE | MAPP_US | NE | Internal | Winter | B16 | 25 | 2000 | 2000 | 67.07 | 81.07 | 7 | 7
2030 | MAPP_US_2_NE | MAPP_US | NE | Internal | Winter | B17 | 100 | 2000 | 2000 | 71.75 | 85.75 | 7 | 7
2030 | MAPP_US_2_NE | MAPP_US | NE | Internal | Winter | B18 | 400 | 2000 | 2000 | 74.03 | 88.02 | 7 | 6.99
2030 | MAPP_US_2_NE | MAPP_US | NE | Internal | Winter | B19 | 700 | 2000 | 2000 | 74.03 | 84.49 | 7 | 3.46
2030 | MAPP_US_2_NE | MAPP_US | NE | Internal | Winter | B20 | 935 | 2000 | 2000 | 67.07 | 81.06 | 7 | 6.99
2030 | MARITIMES_2_NEISO | MARITIMES | NEISO | Internal | Shoulder | B11 | 25 | 99999 | 1720.66 | 73.11 | 73.12 | 0.01 | 0
2030 | MARITIMES_2_NEISO | MARITIMES | NEISO | Internal | Shoulder | B12 | 200 | 99999 | 1717.44 | 73.48 | 73.5 | 0.01 | 0
2030 | MARITIMES_2_NEISO | MARITIMES | NEISO | Internal | Shoulder | B13 | 600 | 99999 | 1704.78 | 73.11 | 73.12 | 0.01 | 0
2030 | MARITIMES_2_NEISO | MARITIMES | NEISO | Internal | Shoulder | B14 | 900 | 99999 | 1682.64 | 73.11 | 73.12 | 0.01 | 0
2030 | MARITIMES_2_NEISO | MARITIMES | NEISO | Internal | Shoulder | B15 | 1203 | 99999 | 648.08 | 73.11 | 73.12 | 0.01 | 0
2030 | MARITIMES_2_NEISO | MARITIMES | NEISO | Internal | Summer | B1 | 10 | 99999 | 1900.1 | 106.02 | 106.03 | 0.01 | 0
2030 | MARITIMES_2_NEISO | MARITIMES | NEISO | Internal | Summer | B2 | 25 | 99999 | 1878.84 | 113.01 | 113.02 | 0.01 | 0
2030 | MARITIMES_2_NEISO | MARITIMES | NEISO | Internal | Summer | B3 | 75 | 99999 | 1836.48 | 106.02 | 106.03 | 0.01 | 0
2030 | MARITIMES_2_NEISO | MARITIMES | NEISO | Internal | Summer | B4 | 100 | 99999 | 1799.97 | 80.89 | 80.9 | 0.01 | 0
2030 | MARITIMES_2_NEISO | MARITIMES | NEISO | Internal | Summer | B5 | 200 | 99999 | 1780.16 | 80.89 | 80.9 | 0.01 | 0
2030 | MARITIMES_2_NEISO | MARITIMES | NEISO | Internal | Summer | B6 | 300 | 99999 | 1757.82 | 80.89 | 80.9 | 0.01 | 0
2030 | MARITIMES_2_NEISO | MARITIMES | NEISO | Internal | Summer | B7 | 400 | 99999 | 1732.23 | 80.89 | 80.9 | 0.01 | 0
2030 | MARITIMES_2_NEISO | MARITIMES | NEISO | Internal | Summer | B8 | 500 | 99999 | 1712.1 | 78.88 | 78.89 | 0.01 | 0
2030 | MARITIMES_2_NEISO | MARITIMES | NEISO | Internal | Summer | B9 | 800 | 99999 | 1687.45 | 77.73 | 77.75 | 0.01 | 0
2030 | MARITIMES_2_NEISO | MARITIMES | NEISO | Internal | Summer | B10 | 1262 | 99999 | 465.06 | 77.73 | 77.75 | 0.01 | 0
2030 | MARITIMES_2_NEISO | MARITIMES | NEISO | Internal | Winter | B16 | 25 | 99999 | 1765.23 | 82.09 | 82.1 | 0.01 | 0
2030 | MARITIMES_2_NEISO | MARITIMES | NEISO | Internal | Winter | B17 | 100 | 99999 | 1747.34 | 80.84 | 80.86 | 0.01 | 0
2030 | MARITIMES_2_NEISO | MARITIMES | NEISO | Internal | Winter | B18 | 400 | 99999 | 1733.65 | 80.84 | 80.86 | 0.01 | 0
2030 | MARITIMES_2_NEISO | MARITIMES | NEISO | Internal | Winter | B19 | 700 | 99999 | 1708.15 | 80.84 | 80.86 | 0.01 | 0
2030 | MARITIMES_2_NEISO | MARITIMES | NEISO | Internal | Winter | B20 | 935 | 99999 | 723.43 | 80.84 | 80.86 | 0.01 | 0
2030 | MISO_IN_2_MISO_MI | MISO_IN | MISO_MI | Internal | Shoulder | B11 | 25 | 5021 | 3880.79 | 91.38 | 91.39 | 0.01 | 0
2030 | MISO_IN_2_MISO_MI | MISO_IN | MISO_MI | Internal | Shoulder | B12 | 200 | 5021 | 4359.84 | 87.64 | 87.66 | 0.01 | 0
2030 | MISO_IN_2_MISO_MI | MISO_IN | MISO_MI | Internal | Shoulder | B13 | 600 | 5021 | 4674.42 | 86.87 | 86.88 | 0.01 | 0
2030 | MISO_IN_2_MISO_MI | MISO_IN | MISO_MI | Internal | Shoulder | B14 | 900 | 5021 | 4252.39 | 85.53 | 85.55 | 0.01 | 0
2030 | MISO_IN_2_MISO_MI | MISO_IN | MISO_MI | Internal | Shoulder | B15 | 1203 | 5021 | 2087.65 | 75.95 | 75.96 | 0.01 | 0
2030 | MISO_IN_2_MISO_MI | MISO_IN | MISO_MI | Internal | Summer | B1 | 10 | 5021 | 2985.84 | 143.9 | 143.91 | 0.01 | 0
2030 | MISO_IN_2_MISO_MI | MISO_IN | MISO_MI | Internal | Summer | B2 | 25 | 5021 | 2403.8 | 141.52 | 141.53 | 0.01 | 0
2030 | MISO_IN_2_MISO_MI | MISO_IN | MISO_MI | Internal | Summer | B3 | 75 | 5021 | 3290.5 | 141.36 | 141.37 | 0.01 | 0
2030 | MISO_IN_2_MISO_MI | MISO_IN | MISO_MI | Internal | Summer | B4 | 100 | 5021 | 2098.99 | 138.39 | 138.4 | 0.01 | 0
2030 | MISO_IN_2_MISO_MI | MISO_IN | MISO_MI | Internal | Summer | B5 | 200 | 5021 | 2265.91 | 131.18 | 131.19 | 0.01 | 0
2030 | MISO_IN_2_MISO_MI | MISO_IN | MISO_MI | Internal | Summer | B6 | 300 | 5021 | 3406.24 | 101.85 | 101.86 | 0.01 | 0
2030 | MISO_IN_2_MISO_MI | MISO_IN | MISO_MI | Internal | Summer | B7 | 400 | 5021 | 3660.97 | 91.05 | 91.07 | 0.01 | 0
2030 | MISO_IN_2_MISO_MI | MISO_IN | MISO_MI | Internal | Summer | B8 | 500 | 5021 | 3890.16 | 87.86 | 87.87 | 0.01 | 0
2030 | MISO_IN_2_MISO_MI | MISO_IN | MISO_MI | Internal | Summer | B9 | 800 | 5021 | 4509.64 | 83.33 | 83.34 | 0.01 | 0
2030 | MISO_IN_2_MISO_MI | MISO_IN | MISO_MI | Internal | Summer | B10 | 1262 | 5021 | 4232.08 | 74.6 | 74.61 | 0.01 | 0
2030 | MISO_IN_2_MISO_MI | MISO_IN | MISO_MI | Internal | Winter | B16 | 25 | 5021 | 4163.43 | 93.02 | 93.03 | 0.01 | 0
2030 | MISO_IN_2_MISO_MI | MISO_IN | MISO_MI | Internal | Winter | B17 | 100 | 5021 | 4691.91 | 90.75 | 90.76 | 0.01 | 0
2030 | MISO_IN_2_MISO_MI | MISO_IN | MISO_MI | Internal | Winter | B18 | 400 | 5021 | 4098.05 | 89.17 | 89.18 | 0.01 | 0
2030 | MISO_IN_2_MISO_MI | MISO_IN | MISO_MI | Internal | Winter | B19 | 700 | 5021 | 3201.38 | 89.17 | 89.18 | 0.01 | 0
2030 | MISO_IN_2_MISO_MI | MISO_IN | MISO_MI | Internal | Winter | B20 | 935 | 5021 | 1370.79 | 78.59 | 78.6 | 0.01 | 0
2030 | MISO_IN_2_MISO_MO-IL | MISO_IN | MISO_MO-IL | Internal | Shoulder | B11 | 25 | 5533 | 2753.34 | 91.38 | 91.39 | 0.01 | 0
2030 | MISO_IN_2_MISO_MO-IL | MISO_IN | MISO_MO-IL | Internal | Shoulder | B12 | 200 | 5533 | 2059.57 | 87.64 | 87.66 | 0.01 | 0
2030 | MISO_IN_2_MISO_MO-IL | MISO_IN | MISO_MO-IL | Internal | Shoulder | B13 | 600 | 5533 | 1307.51 | 86.87 | 86.88 | 0.01 | 0
2030 | MISO_IN_2_MISO_MO-IL | MISO_IN | MISO_MO-IL | Internal | Shoulder | B14 | 900 | 5533 | 26.11 | 85.53 | 85.55 | 0.01 | 0
2030 | MISO_IN_2_MISO_MO-IL | MISO_IN | MISO_MO-IL | Internal | Shoulder | B15 | 1203 | 5533 | 1276.95 | 75.95 | 75.96 | 0.01 | 0
2030 | MISO_IN_2_MISO_MO-IL | MISO_IN | MISO_MO-IL | Internal | Summer | B1 | 10 | 5533 | 5234.18 | 143.9 | 143.91 | 0.01 | 0
2030 | MISO_IN_2_MISO_MO-IL | MISO_IN | MISO_MO-IL | Internal | Summer | B2 | 25 | 5533 | 5533 | 141.52 | 141.54 | 0.01 | 0.01
2030 | MISO_IN_2_MISO_MO-IL | MISO_IN | MISO_MO-IL | Internal | Summer | B3 | 75 | 5533 | 5533 | 141.36 | 141.52 | 0.01 | 0.14
2030 | MISO_IN_2_MISO_MO-IL | MISO_IN | MISO_MO-IL | Internal | Summer | B4 | 100 | 5533 | 5533 | 138.39 | 140.86 | 0.01 | 2.46
2030 | MISO_IN_2_MISO_MO-IL | MISO_IN | MISO_MO-IL | Internal | Summer | B5 | 200 | 5533 | 5533 | 131.18 | 135.37 | 0.01 | 4.18
2030 | MISO_IN_2_MISO_MO-IL | MISO_IN | MISO_MO-IL | Internal | Summer | B6 | 300 | 5533 | 5533 | 101.85 | 104.09 | 0.01 | 2.23
2030 | MISO_IN_2_MISO_MO-IL | MISO_IN | MISO_MO-IL | Internal | Summer | B7 | 400 | 5533 | 3579.95 | 91.05 | 91.07 | 0.01 | 0
2030 | MISO_IN_2_MISO_MO-IL | MISO_IN | MISO_MO-IL | Internal | Summer | B8 | 500 | 5533 | 3287.03 | 87.86 | 87.87 | 0.01 | 0
2030 | MISO_IN_2_MISO_MO-IL | MISO_IN | MISO_MO-IL | Internal | Summer | B9 | 800 | 5533 | 2657.71 | 83.33 | 83.34 | 0.01 | 0
2030 | MISO_IN_2_MISO_MO-IL | MISO_IN | MISO_MO-IL | Internal | Summer | B10 | 1262 | 5533 | 2766.43 | 74.6 | 74.61 | 0.01 | 0
2030 | MISO_IN_2_MISO_MO-IL | MISO_IN | MISO_MO-IL | Internal | Winter | B16 | 25 | 5533 | 531.93 | 93.02 | 93.03 | 0.01 | 0
2030 | MISO_IN_2_MISO_MO-IL | MISO_IN | MISO_MO-IL | Internal | Winter | B17 | 100 | 5533 | 1754.61 | 90.75 | 90.76 | 0.01 | 0
2030 | MISO_IN_2_MISO_MO-IL | MISO_IN | MISO_MO-IL | Internal | Winter | B18 | 400 | 5533 | 1840.27 | 89.17 | 89.18 | 0.01 | 0
2030 | MISO_IN_2_MISO_MO-IL | MISO_IN | MISO_MO-IL | Internal | Winter | B19 | 700 | 5533 | 1383.65 | 89.17 | 89.18 | 0.01 | 0
2030 | MISO_IN_2_MISO_MO-IL | MISO_IN | MISO_MO-IL | Internal | Winter | B20 | 935 | 5533 | 2653.83 | 78.59 | 78.6 | 0.01 | 0
2030 | MISO_IN_2_NonRTO_Midwest | MISO_IN | NonRTO_Midwest | Internal | Shoulder | B11 | 25 | 4800 | 1083.42 | 91.38 | 99.38 | 8 | 0
2030 | MISO_IN_2_NonRTO_Midwest | MISO_IN | NonRTO_Midwest | Internal | Shoulder | B12 | 200 | 4800 | 512.59 | 87.64 | 95.64 | 8 | 0
2030 | MISO_IN_2_NonRTO_Midwest | MISO_IN | NonRTO_Midwest | Internal | Shoulder | B13 | 600 | 4800 | 1.2 | 86.87 | 94.87 | 8 | 0
2030 | MISO_IN_2_NonRTO_Midwest | MISO_IN | NonRTO_Midwest | Internal | Shoulder | B14 | 900 | 4800 | 376.79 | 85.53 | 93.53 | 8 | 0
2030 | MISO_IN_2_NonRTO_Midwest | MISO_IN | NonRTO_Midwest | Internal | Shoulder | B15 | 1203 | 4800 | 0 | 75.95 | 83.44 | 8 | 0
2030 | MISO_IN_2_NonRTO_Midwest | MISO_IN | NonRTO_Midwest | Internal | Summer | B1 | 10 | 4800 | 0 | 143.9 | 147.28 | 8 | 0
2030 | MISO_IN_2_NonRTO_Midwest | MISO_IN | NonRTO_Midwest | Internal | Summer | B2 | 25 | 4800 | 0 | 141.52 | 147.28 | 8 | 0
2030 | MISO_IN_2_NonRTO_Midwest | MISO_IN | NonRTO_Midwest | Internal | Summer | B3 | 75 | 4800 | 0 | 141.36 | 147.28 | 8 | 0
2030 | MISO_IN_2_NonRTO_Midwest | MISO_IN | NonRTO_Midwest | Internal | Summer | B4 | 100 | 4800 | 1544.12 | 138.39 | 146.39 | 8 | 0
2030 | MISO_IN_2_NonRTO_Midwest | MISO_IN | NonRTO_Midwest | Internal | Summer | B5 | 200 | 4800 | 1141.44 | 131.18 | 139.18 | 8 | 0
2030 | MISO_IN_2_NonRTO_Midwest | MISO_IN | NonRTO_Midwest | Internal | Summer | B6 | 300 | 4800 | 681.47 | 101.85 | 109.85 | 8 | 0
2030 | MISO_IN_2_NonRTO_Midwest | MISO_IN | NonRTO_Midwest | Internal | Summer | B7 | 400 | 4800 | 216.28 | 91.05 | 99.05 | 8 | 0
2030 | MISO_IN_2_NonRTO_Midwest | MISO_IN | NonRTO_Midwest | Internal | Summer | B8 | 500 | 4800 | 361.37 | 87.86 | 95.86 | 8 | 0
2030 | MISO_IN_2_NonRTO_Midwest | MISO_IN | NonRTO_Midwest | Internal | Summer | B9 | 800 | 4800 | 447.99 | 83.33 | 91.33 | 8 | 0
2030 | MISO_IN_2_NonRTO_Midwest | MISO_IN | NonRTO_Midwest | Internal | Summer | B10 | 1262 | 4800 | 0 | 74.6 | 78.03 | 8 | 0
2030 | MISO_IN_2_NonRTO_Midwest | MISO_IN | NonRTO_Midwest | Internal | Winter | B16 | 25 | 4800 | 3076.47 | 93.02 | 101.02 | 8 | 0
2030 | MISO_IN_2_NonRTO_Midwest | MISO_IN | NonRTO_Midwest | Internal | Winter | B17 | 100 | 4800 | 2070.93 | 90.75 | 98.75 | 8 | 0
2030 | MISO_IN_2_NonRTO_Midwest | MISO_IN | NonRTO_Midwest | Internal | Winter | B18 | 400 | 4800 | 1363.38 | 89.17 | 97.17 | 8 | 0
2030 | MISO_IN_2_NonRTO_Midwest | MISO_IN | NonRTO_Midwest | Internal | Winter | B19 | 700 | 4800 | 1089.93 | 89.17 | 97.17 | 8 | 0
2030 | MISO_IN_2_NonRTO_Midwest | MISO_IN | NonRTO_Midwest | Internal | Winter | B20 | 935 | 4800 | 1513.18 | 78.59 | 86.59 | 8 | 0
2030 | MISO_IN_2_PJM_ROR | MISO_IN | PJM_ROR | Internal | Shoulder | B11 | 25 | 992 | 0 | 91.38 | 93.36 | 2 | 0
2030 | MISO_IN_2_PJM_ROR | MISO_IN | PJM_ROR | Internal | Shoulder | B12 | 200 | 992 | 992 | 87.64 | 89.66 | 2 | 0.01
2030 | MISO_IN_2_PJM_ROR | MISO_IN | PJM_ROR | Internal | Shoulder | B13 | 600 | 992 | 0 | 86.87 | 87.83 | 2 | 0
2030 | MISO_IN_2_PJM_ROR | MISO_IN | PJM_ROR | Internal | Shoulder | B14 | 900 | 992 | 992 | 85.53 | 87.55 | 2 | 0.01
2030 | MISO_IN_2_PJM_ROR | MISO_IN | PJM_ROR | Internal | Shoulder | B15 | 1203 | 992 | 0 | 75.95 | 77.25 | 2 | 0
2030 | MISO_IN_2_PJM_ROR | MISO_IN | PJM_ROR | Internal | Summer | B1 | 10 | 992 | 0 | 143.9 | 141.91 | 2 | 0
2030 | MISO_IN_2_PJM_ROR | MISO_IN | PJM_ROR | Internal | Summer | B2 | 25 | 992 | 0 | 141.52 | 140.39 | 2 | 0
2030 | MISO_IN_2_PJM_ROR | MISO_IN | PJM_ROR | Internal | Summer | B3 | 75 | 992 | 0 | 141.36 | 140.39 | 2 | 0
2030 | MISO_IN_2_PJM_ROR | MISO_IN | PJM_ROR | Internal | Summer | B4 | 100 | 992 | 209.95 | 138.39 | 140.39 | 2 | 0
2030 | MISO_IN_2_PJM_ROR | MISO_IN | PJM_ROR | Internal | Summer | B5 | 200 | 992 | 992 | 131.18 | 133.19 | 2 | 0.01
2030 | MISO_IN_2_PJM_ROR | MISO_IN | PJM_ROR | Internal | Summer | B6 | 300 | 992 | 0 | 101.85 | 102.19 | 2 | 0
2030 | MISO_IN_2_PJM_ROR | MISO_IN | PJM_ROR | Internal | Summer | B7 | 400 | 992 | 0 | 91.05 | 92.9 | 2 | 0
2030 | MISO_IN_2_PJM_ROR | MISO_IN | PJM_ROR | Internal | Summer | B8 | 500 | 992 | 992 | 87.86 | 89.87 | 2 | 0.01
2030 | MISO_IN_2_PJM_ROR | MISO_IN | PJM_ROR | Internal | Summer | B9 | 800 | 992 | 992 | 83.33 | 85.34 | 2 | 0.01
2030 | MISO_IN_2_PJM_ROR | MISO_IN | PJM_ROR | Internal | Summer | B10 | 1262 | 992 | 0 | 74.6 | 74.87 | 2 | 0
2030 | MISO_IN_2_PJM_ROR | MISO_IN | PJM_ROR | Internal | Winter | B16 | 25 | 992 | 992 | 93.02 | 95.03 | 2 | 0.01
2030 | MISO_IN_2_PJM_ROR | MISO_IN | PJM_ROR | Internal | Winter | B17 | 100 | 992 | 992 | 90.75 | 93.91 | 2 | 1.16
2030 | MISO_IN_2_PJM_ROR | MISO_IN | PJM_ROR | Internal | Winter | B18 | 400 | 992 | 215.29 | 89.17 | 91.17 | 2 | 0
2030 | MISO_IN_2_PJM_ROR | MISO_IN | PJM_ROR | Internal | Winter | B19 | 700 | 992 | 880.11 | 89.17 | 91.17 | 2 | 0
2030 | MISO_IN_2_PJM_ROR | MISO_IN | PJM_ROR | Internal | Winter | B20 | 935 | 992 | 0 | 78.59 | 80.33 | 2 | 0
2030 | MISO_MI_2_MISO_IN | MISO_MI | MISO_IN | Internal | Shoulder | B11 | 25 | 2066 | 0 | 91.39 | 91.38 | 0.01 | 0
2030 | MISO_MI_2_MISO_IN | MISO_MI | MISO_IN | Internal | Shoulder | B12 | 200 | 2066 | 0 | 87.66 | 87.64 | 0.01 | 0
2030 | MISO_MI_2_MISO_IN | MISO_MI | MISO_IN | Internal | Shoulder | B13 | 600 | 2066 | 0 | 86.88 | 86.87 | 0.01 | 0
2030 | MISO_MI_2_MISO_IN | MISO_MI | MISO_IN | Internal | Shoulder | B14 | 900 | 2066 | 0 | 85.55 | 85.53 | 0.01 | 0
2030 | MISO_MI_2_MISO_IN | MISO_MI | MISO_IN | Internal | Shoulder | B15 | 1203 | 2066 | 0 | 75.96 | 75.95 | 0.01 | 0
2030 | MISO_MI_2_MISO_IN | MISO_MI | MISO_IN | Internal | Summer | B1 | 10 | 2066 | 0 | 143.91 | 143.9 | 0.01 | 0
2030 | MISO_MI_2_MISO_IN | MISO_MI | MISO_IN | Internal | Summer | B2 | 25 | 2066 | 0 | 141.53 | 141.52 | 0.01 | 0
2030 | MISO_MI_2_MISO_IN | MISO_MI | MISO_IN | Internal | Summer | B3 | 75 | 2066 | 0 | 141.37 | 141.36 | 0.01 | 0
2030 | MISO_MI_2_MISO_IN | MISO_MI | MISO_IN | Internal | Summer | B4 | 100 | 2066 | 0 | 138.4 | 138.39 | 0.01 | 0
2030 | MISO_MI_2_MISO_IN | MISO_MI | MISO_IN | Internal | Summer | B5 | 200 | 2066 | 0 | 131.19 | 131.18 | 0.01 | 0
2030 | MISO_MI_2_MISO_IN | MISO_MI | MISO_IN | Internal | Summer | B6 | 300 | 2066 | 0 | 101.86 | 101.85 | 0.01 | 0
2030 | MISO_MI_2_MISO_IN | MISO_MI | MISO_IN | Internal | Summer | B7 | 400 | 2066 | 0 | 91.07 | 91.05 | 0.01 | 0
2030 | MISO_MI_2_MISO_IN | MISO_MI | MISO_IN | Internal | Summer | B8 | 500 | 2066 | 0 | 87.87 | 87.86 | 0.01 | 0
2030 | MISO_MI_2_MISO_IN | MISO_MI | MISO_IN | Internal | Summer | B9 | 800 | 2066 | 0 | 83.34 | 83.33 | 0.01 | 0
2030 | MISO_MI_2_MISO_IN | MISO_MI | MISO_IN | Internal | Summer | B10 | 1262 | 2066 | 0 | 74.61 | 74.6 | 0.01 | 0
2030 | MISO_MI_2_MISO_IN | MISO_MI | MISO_IN | Internal | Winter | B16 | 25 | 2066 | 0 | 93.03 | 93.02 | 0.01 | 0
2030 | MISO_MI_2_MISO_IN | MISO_MI | MISO_IN | Internal | Winter | B17 | 100 | 2066 | 0 | 90.76 | 90.75 | 0.01 | 0
2030 | MISO_MI_2_MISO_IN | MISO_MI | MISO_IN | Internal | Winter | B18 | 400 | 2066 | 0 | 89.18 | 89.17 | 0.01 | 0
2030 | MISO_MI_2_MISO_IN | MISO_MI | MISO_IN | Internal | Winter | B19 | 700 | 2066 | 0 | 89.18 | 89.17 | 0.01 | 0
2030 | MISO_MI_2_MISO_IN | MISO_MI | MISO_IN | Internal | Winter | B20 | 935 | 2066 | 0 | 78.6 | 78.59 | 0.01 | 0
2030 | MISO_MI_2_MISO_WUMS | MISO_MI | MISO_WUMS | Internal | Shoulder | B11 | 25 | 1440 | 0 | 91.39 | 91.36 | 0.01 | 0
2030 | MISO_MI_2_MISO_WUMS | MISO_MI | MISO_WUMS | Internal | Shoulder | B12 | 200 | 1440 | 0 | 87.66 | 87.35 | 0.01 | 0
2030 | MISO_MI_2_MISO_WUMS | MISO_MI | MISO_WUMS | Internal | Shoulder | B13 | 600 | 1440 | 0 | 86.88 | 85.83 | 0.01 | 0
2030 | MISO_MI_2_MISO_WUMS | MISO_MI | MISO_WUMS | Internal | Shoulder | B14 | 900 | 1440 | 0 | 85.55 | 85.53 | 0.01 | 0
2030 | MISO_MI_2_MISO_WUMS | MISO_MI | MISO_WUMS | Internal | Shoulder | B15 | 1203 | 1440 | 0 | 75.96 | 75.7 | 0.01 | 0
2030 | MISO_MI_2_MISO_WUMS | MISO_MI | MISO_WUMS | Internal | Summer | B1 | 10 | 1440 | 0 | 143.91 | 143.9 | 0.01 | 0
2030 | MISO_MI_2_MISO_WUMS | MISO_MI | MISO_WUMS | Internal | Summer | B2 | 25 | 1440 | 0 | 141.53 | 141.52 | 0.01 | 0
2030 | MISO_MI_2_MISO_WUMS | MISO_MI | MISO_WUMS | Internal | Summer | B3 | 75 | 1440 | 0 | 141.37 | 141.36 | 0.01 | 0
2030 | MISO_MI_2_MISO_WUMS | MISO_MI | MISO_WUMS | Internal | Summer | B4 | 100 | 1440 | 0 | 138.4 | 138.39 | 0.01 | 0
2030 | MISO_MI_2_MISO_WUMS | MISO_MI | MISO_WUMS | Internal | Summer | B5 | 200 | 1440 | 0 | 131.19 | 131.18 | 0.01 | 0
2030 | MISO_MI_2_MISO_WUMS | MISO_MI | MISO_WUMS | Internal | Summer | B6 | 300 | 1440 | 0 | 101.86 | 100.19 | 0.01 | 0
2030 | MISO_MI_2_MISO_WUMS | MISO_MI | MISO_WUMS | Internal | Summer | B7 | 400 | 1440 | 0 | 91.07 | 90.89 | 0.01 | 0
2030 | MISO_MI_2_MISO_WUMS | MISO_MI | MISO_WUMS | Internal | Summer | B8 | 500 | 1440 | 0 | 87.87 | 85.76 | 0.01 | 0
2030 | MISO_MI_2_MISO_WUMS | MISO_MI | MISO_WUMS | Internal | Summer | B9 | 800 | 1440 | 0 | 83.34 | 83.33 | 0.01 | 0
2030 | MISO_MI_2_MISO_WUMS | MISO_MI | MISO_WUMS | Internal | Summer | B10 | 1262 | 1440 | 0 | 74.61 | 74.34 | 0.01 | 0
2030 | MISO_MI_2_MISO_WUMS | MISO_MI | MISO_WUMS | Internal | Winter | B16 | 25 | 1440 | 0 | 93.03 | 90.44 | 0.01 | 0
2030 | MISO_MI_2_MISO_WUMS | MISO_MI | MISO_WUMS | Internal | Winter | B17 | 100 | 1440 | 0 | 90.76 | 90.44 | 0.01 | 0
2030 | MISO_MI_2_MISO_WUMS | MISO_MI | MISO_WUMS | Internal | Winter | B18 | 400 | 1440 | 0 | 89.18 | 88.96 | 0.01 | 0
2030 | MISO_MI_2_MISO_WUMS | MISO_MI | MISO_WUMS | Internal | Winter | B19 | 700 | 1440 | 0 | 89.18 | 88.69 | 0.01 | 0
2030 | MISO_MI_2_MISO_WUMS | MISO_MI | MISO_WUMS | Internal | Winter | B20 | 935 | 1440 | 0 | 78.6 | 78.33 | 0.01 | 0
2030 | MISO_MI_2_PJM_ROR | MISO_MI | PJM_ROR | Internal | Shoulder | B11 | 25 | 1424 | 0 | 91.39 | 93.36 | 2 | 0
2030 | MISO_MI_2_PJM_ROR | MISO_MI | PJM_ROR | Internal | Shoulder | B12 | 200 | 1424 | 502.1 | 87.66 | 89.66 | 2 | 0
2030 | MISO_MI_2_PJM_ROR | MISO_MI | PJM_ROR | Internal | Shoulder | B13 | 600 | 1424 | 0 | 86.88 | 87.83 | 2 | 0
2030 | MISO_MI_2_PJM_ROR | MISO_MI | PJM_ROR | Internal | Shoulder | B14 | 900 | 1424 | 242.31 | 85.55 | 87.55 | 2 | 0
2030 | MISO_MI_2_PJM_ROR | MISO_MI | PJM_ROR | Internal | Shoulder | B15 | 1203 | 1424 | 0 | 75.96 | 77.25 | 2 | 0
2030 | MISO_MI_2_PJM_ROR | MISO_MI | PJM_ROR | Internal | Summer | B1 | 10 | 1424 | 0 | 143.91 | 141.91 | 2 | 0
2030 | MISO_MI_2_PJM_ROR | MISO_MI | PJM_ROR | Internal | Summer | B2 | 25 | 1424 | 0 | 141.53 | 140.39 | 2 | 0
2030 | MISO_MI_2_PJM_ROR | MISO_MI | PJM_ROR | Internal | Summer | B3 | 75 | 1424 | 0 | 141.37 | 140.39 | 2 | 0
2030 | MISO_MI_2_PJM_ROR | MISO_MI | PJM_ROR | Internal | Summer | B4 | 100 | 1424 | 0 | 138.4 | 140.39 | 2 | 0
2030 | MISO_MI_2_PJM_ROR | MISO_MI | PJM_ROR | Internal | Summer | B5 | 200 | 1424 | 451.59 | 131.19 | 133.19 | 2 | 0
2030 | MISO_MI_2_PJM_ROR | MISO_MI | PJM_ROR | Internal | Summer | B6 | 300 | 1424 | 0 | 101.86 | 102.19 | 2 | 0
2030 | MISO_MI_2_PJM_ROR | MISO_MI | PJM_ROR | Internal | Summer | B7 | 400 | 1424 | 0 | 91.07 | 92.9 | 2 | 0
2030 | MISO_MI_2_PJM_ROR | MISO_MI | PJM_ROR | Internal | Summer | B8 | 500 | 1424 | 932.77 | 87.87 | 89.87 | 2 | 0
2030 | MISO_MI_2_PJM_ROR | MISO_MI | PJM_ROR | Internal | Summer | B9 | 800 | 1424 | 645.4 | 83.34 | 85.34 | 2 | 0
2030 | MISO_MI_2_PJM_ROR | MISO_MI | PJM_ROR | Internal | Summer | B10 | 1262 | 1424 | 0 | 74.61 | 74.87 | 2 | 0
2030 | MISO_MI_2_PJM_ROR | MISO_MI | PJM_ROR | Internal | Winter | B16 | 25 | 1424 | 90.54 | 93.03 | 95.03 | 2 | 0
2030 | MISO_MI_2_PJM_ROR | MISO_MI | PJM_ROR | Internal | Winter | B17 | 100 | 1424 | 1424 | 90.76 | 93.91 | 2 | 1.15
2030 | MISO_MI_2_PJM_ROR | MISO_MI | PJM_ROR | Internal | Winter | B18 | 400 | 1424 | 0 | 89.18 | 91.17 | 2 | 0
2030 | MISO_MI_2_PJM_ROR | MISO_MI | PJM_ROR | Internal | Winter | B19 | 700 | 1424 | 0 | 89.18 | 91.17 | 2 | 0
2030 | MISO_MI_2_PJM_ROR | MISO_MI | PJM_ROR | Internal | Winter | B20 | 935 | 1424 | 0 | 78.6 | 80.33 | 2 | 0
2030 | MISO_MO-IL_2_ENT | MISO_MO-IL | ENT | Internal | Shoulder | B11 | 25 | 2540 | 0 | 91.39 | 94.22 | 8 | 0
2030 | MISO_MO-IL_2_ENT | MISO_MO-IL | ENT | Internal | Shoulder | B12 | 200 | 2540 | 0 | 87.66 | 93.53 | 8 | 0
2030 | MISO_MO-IL_2_ENT | MISO_MO-IL | ENT | Internal | Shoulder | B13 | 600 | 2540 | 0 | 86.88 | 90.37 | 8 | 0
2030 | MISO_MO-IL_2_ENT | MISO_MO-IL | ENT | Internal | Shoulder | B14 | 900 | 2540 | 0 | 85.55 | 90.37 | 8 | 0
2030 | MISO_MO-IL_2_ENT | MISO_MO-IL | ENT | Internal | Shoulder | B15 | 1203 | 2540 | 383.99 | 75.96 | 83.96 | 8 | 0
2030 | MISO_MO-IL_2_ENT | MISO_MO-IL | ENT | Internal | Summer | B1 | 10 | 2540 | 0 | 143.91 | 148.93 | 8 | 0
2030 | MISO_MO-IL_2_ENT | MISO_MO-IL | ENT | Internal | Summer | B2 | 25 | 2540 | 0 | 141.54 | 141.54 | 8 | 0
2030 | MISO_MO-IL_2_ENT | MISO_MO-IL | ENT | Internal | Summer | B3 | 75 | 2540 | 0 | 141.52 | 141.4 | 8 | 0
2030 | MISO_MO-IL_2_ENT | MISO_MO-IL | ENT | Internal | Summer | B4 | 100 | 2540 | 0 | 140.86 | 138.39 | 8 | 0
2030 | MISO_MO-IL_2_ENT | MISO_MO-IL | ENT | Internal | Summer | B5 | 200 | 2540 | 0 | 135.37 | 127.37 | 8 | 0
2030 | MISO_MO-IL_2_ENT | MISO_MO-IL | ENT | Internal | Summer | B6 | 300 | 2540 | 0 | 104.09 | 96.09 | 8 | 0
2030 | MISO_MO-IL_2_ENT | MISO_MO-IL | ENT | Internal | Summer | B7 | 400 | 2540 | 0 | 91.07 | 92.56 | 8 | 0
2030 | MISO_MO-IL_2_ENT | MISO_MO-IL | ENT | Internal | Summer | B8 | 500 | 2540 | 0 | 87.87 | 91.87 | 8 | 0
2030 | MISO_MO-IL_2_ENT | MISO_MO-IL | ENT | Internal | Summer | B9 | 800 | 2540 | 0 | 83.34 | 88.77 | 8 | 0
2030 | MISO_MO-IL_2_ENT | MISO_MO-IL | ENT | Internal | Summer | B10 | 1262 | 2540 | 884.32 | 74.61 | 82.61 | 8 | 0
2030 | MISO_MO-IL_2_ENT | MISO_MO-IL | ENT | Internal | Winter | B16 | 25 | 2540 | 0 | 93.03 | 96.8 | 8 | 0
2030 | MISO_MO-IL_2_ENT | MISO_MO-IL | ENT | Internal | Winter | B17 | 100 | 2540 | 0 | 90.76 | 95.76 | 8 | 0
2030 | MISO_MO-IL_2_ENT | MISO_MO-IL | ENT | Internal | Winter | B18 | 400 | 2540 | 0 | 89.18 | 93.53 | 8 | 0
2030 | MISO_MO-IL_2_ENT | MISO_MO-IL | ENT | Internal | Winter | B19 | 700 | 2540 | 0 | 89.18 | 93.53 | 8 | 0
2030 | MISO_MO-IL_2_ENT | MISO_MO-IL | ENT | Internal | Winter | B20 | 935 | 2540 | 1744.86 | 78.6 | 86.6 | 8 | 0
2030 | MISO_MO-IL_2_MISO_IN | MISO_MO-IL | MISO_IN | Internal | Shoulder | B11 | 25 | 2633 | 0 | 91.39 | 91.38 | 0.01 | 0
2030 | MISO_MO-IL_2_MISO_IN | MISO_MO-IL | MISO_IN | Internal | Shoulder | B12 | 200 | 2633 | 0 | 87.66 | 87.64 | 0.01 | 0
2030 | MISO_MO-IL_2_MISO_IN | MISO_MO-IL | MISO_IN | Internal | Shoulder | B13 | 600 | 2633 | 0 | 86.88 | 86.87 | 0.01 | 0
2030 | MISO_MO-IL_2_MISO_IN | MISO_MO-IL | MISO_IN | Internal | Shoulder | B14 | 900 | 2633 | 0 | 85.55 | 85.53 | 0.01 | 0
2030 | MISO_MO-IL_2_MISO_IN | MISO_MO-IL | MISO_IN | Internal | Shoulder | B15 | 1203 | 2633 | 0 | 75.96 | 75.95 | 0.01 | 0
2030 | MISO_MO-IL_2_MISO_IN | MISO_MO-IL | MISO_IN | Internal | Summer | B1 | 10 | 2633 | 0 | 143.91 | 143.9 | 0.01 | 0
2030 | MISO_MO-IL_2_MISO_IN | MISO_MO-IL | MISO_IN | Internal | Summer | B2 | 25 | 2633 | 0 | 141.54 | 141.52 | 0.01 | 0
2030 | MISO_MO-IL_2_MISO_IN | MISO_MO-IL | MISO_IN | Internal | Summer | B3 | 75 | 2633 | 0 | 141.52 | 141.36 | 0.01 | 0
2030 | MISO_MO-IL_2_MISO_IN | MISO_MO-IL | MISO_IN | Internal | Summer | B4 | 100 | 2633 | 0 | 140.86 | 138.39 | 0.01 | 0
2030 | MISO_MO-IL_2_MISO_IN | MISO_MO-IL | MISO_IN | Internal | Summer | B5 | 200 | 2633 | 0 | 135.37 | 131.18 | 0.01 | 0
2030 | MISO_MO-IL_2_MISO_IN | MISO_MO-IL | MISO_IN | Internal | Summer | B6 | 300 | 2633 | 0 | 104.09 | 101.85 | 0.01 | 0
2030 | MISO_MO-IL_2_MISO_IN | MISO_MO-IL | MISO_IN | Internal | Summer | B7 | 400 | 2633 | 0 | 91.07 | 91.05 | 0.01 | 0
2030 | MISO_MO-IL_2_MISO_IN | MISO_MO-IL | MISO_IN | Internal | Summer | B8 | 500 | 2633 | 0 | 87.87 | 87.86 | 0.01 | 0
2030 | MISO_MO-IL_2_MISO_IN | MISO_MO-IL | MISO_IN | Internal | Summer | B9 | 800 | 2633 | 0 | 83.34 | 83.33 | 0.01 | 0
2030 | MISO_MO-IL_2_MISO_IN | MISO_MO-IL | MISO_IN | Internal | Summer | B10 | 1262 | 2633 | 0 | 74.61 | 74.6 | 0.01 | 0
2030 | MISO_MO-IL_2_MISO_IN | MISO_MO-IL | MISO_IN | Internal | Winter | B16 | 25 | 2633 | 0 | 93.03 | 93.02 | 0.01 | 0
2030 | MISO_MO-IL_2_MISO_IN | MISO_MO-IL | MISO_IN | Internal | Winter | B17 | 100 | 2633 | 0 | 90.76 | 90.75 | 0.01 | 0
2030 | MISO_MO-IL_2_MISO_IN | MISO_MO-IL | MISO_IN | Internal | Winter | B18 | 400 | 2633 | 0 | 89.18 | 89.17 | 0.01 | 0
2030 | MISO_MO-IL_2_MISO_IN | MISO_MO-IL | MISO_IN | Internal | Winter | B19 | 700 | 2633 | 0 | 89.18 | 89.17 | 0.01 | 0
2030 | MISO_MO-IL_2_MISO_IN | MISO_MO-IL | MISO_IN | Internal | Winter | B20 | 935 | 2633 | 0 | 78.6 | 78.59 | 0.01 | 0
2030 | MISO_MO-IL_2_MISO_W | MISO_MO-IL | MISO_W | Internal | Shoulder | B11 | 25 | 1075 | 0 | 91.39 | 91.38 | 0.01 | 0
2030 | MISO_MO-IL_2_MISO_W | MISO_MO-IL | MISO_W | Internal | Shoulder | B12 | 200 | 1075 | 0 | 87.66 | 87.34 | 0.01 | 0
2030 | MISO_MO-IL_2_MISO_W | MISO_MO-IL | MISO_W | Internal | Shoulder | B13 | 600 | 1075 | 0 | 86.88 | 85.36 | 0.01 | 0
2030 | MISO_MO-IL_2_MISO_W | MISO_MO-IL | MISO_W | Internal | Shoulder | B14 | 900 | 1075 | 0 | 85.55 | 72.44 | 0.01 | 0
2030 | MISO_MO-IL_2_MISO_W | MISO_MO-IL | MISO_W | Internal | Shoulder | B15 | 1203 | 1075 | 0 | 75.96 | 71.11 | 0.01 | 0
2030 | MISO_MO-IL_2_MISO_W | MISO_MO-IL | MISO_W | Internal | Summer | B1 | 10 | 1075 | 0 | 143.91 | 143.91 | 0.01 | 0
2030 | MISO_MO-IL_2_MISO_W | MISO_MO-IL | MISO_W | Internal | Summer | B2 | 25 | 1075 | 0 | 141.54 | 141.53 | 0.01 | 0
2030 | MISO_MO-IL_2_MISO_W | MISO_MO-IL | MISO_W | Internal | Summer | B3 | 75 | 1075 | 370.6 | 141.52 | 141.53 | 0.01 | 0
2030 | MISO_MO-IL_2_MISO_W | MISO_MO-IL | MISO_W | Internal | Summer | B4 | 100 | 1075 | 534.37 | 140.86 | 140.87 | 0.01 | 0
2030 | MISO_MO-IL_2_MISO_W | MISO_MO-IL | MISO_W | Internal | Summer | B5 | 200 | 1075 | 0 | 135.37 | 135.36 | 0.01 | 0
2030 | MISO_MO-IL_2_MISO_W | MISO_MO-IL | MISO_W | Internal | Summer | B6 | 300 | 1075 | 0 | 104.09 | 104.08 | 0.01 | 0
2030 | MISO_MO-IL_2_MISO_W | MISO_MO-IL | MISO_W | Internal | Summer | B7 | 400 | 1075 | 0 | 91.07 | 90.9 | 0.01 | 0
2030 | MISO_MO-IL_2_MISO_W | MISO_MO-IL | MISO_W | Internal | Summer | B8 | 500 | 1075 | 0 | 87.87 | 85.74 | 0.01 | 0
2030 | MISO_MO-IL_2_MISO_W | MISO_MO-IL | MISO_W | Internal | Summer | B9 | 800 | 1075 | 0 | 83.34 | 83.32 | 0.01 | 0
2030 | MISO_MO-IL_2_MISO_W | MISO_MO-IL | MISO_W | Internal | Summer | B10 | 1262 | 1075 | 0 | 74.61 | 70.39 | 0.01 | 0
2030 | MISO_MO-IL_2_MISO_W | MISO_MO-IL | MISO_W | Internal | Winter | B16 | 25 | 1075 | 0 | 93.03 | 74.07 | 0.01 | 0
2030 | MISO_MO-IL_2_MISO_W | MISO_MO-IL | MISO_W | Internal | Winter | B17 | 100 | 1075 | 0 | 90.76 | 78.75 | 0.01 | 0
2030 | MISO_MO-IL_2_MISO_W | MISO_MO-IL | MISO_W | Internal | Winter | B18 | 400 | 1075 | 0 | 89.18 | 81.03 | 0.01 | 0
2030 | MISO_MO-IL_2_MISO_W | MISO_MO-IL | MISO_W | Internal | Winter | B19 | 700 | 1075 | 0 | 89.18 | 81.03 | 0.01 | 0
2030 | MISO_MO-IL_2_MISO_W | MISO_MO-IL | MISO_W | Internal | Winter | B20 | 935 | 1075 | 0 | 78.6 | 74.07 | 0.01 | 0
2030 | MISO_MO-IL_2_PJM_ROR | MISO_MO-IL | PJM_ROR | Internal | Shoulder | B11 | 25 | 1212 | 0 | 91.39 | 93.36 | 2 | 0
2030 | MISO_MO-IL_2_PJM_ROR | MISO_MO-IL | PJM_ROR | Internal | Shoulder | B12 | 200 | 1212 | 719.19 | 87.66 | 89.66 | 2 | 0
2030 | MISO_MO-IL_2_PJM_ROR | MISO_MO-IL | PJM_ROR | Internal | Shoulder | B13 | 600 | 1212 | 0 | 86.88 | 87.83 | 2 | 0
2030 | MISO_MO-IL_2_PJM_ROR | MISO_MO-IL | PJM_ROR | Internal | Shoulder | B14 | 900 | 1212 | 1191.71 | 85.55 | 87.55 | 2 | 0
2030 | MISO_MO-IL_2_PJM_ROR | MISO_MO-IL | PJM_ROR | Internal | Shoulder | B15 | 1203 | 1212 | 0 | 75.96 | 77.25 | 2 | 0
2030 | MISO_MO-IL_2_PJM_ROR | MISO_MO-IL | PJM_ROR | Internal | Summer | B1 | 10 | 1212 | 0 | 143.91 | 141.91 | 2 | 0
2030 | MISO_MO-IL_2_PJM_ROR | MISO_MO-IL | PJM_ROR | Internal | Summer | B2 | 25 | 1212 | 0 | 141.54 | 140.39 | 2 | 0
2030 | MISO_MO-IL_2_PJM_ROR | MISO_MO-IL | PJM_ROR | Internal | Summer | B3 | 75 | 1212 | 0 | 141.52 | 140.39 | 2 | 0
2030 | MISO_MO-IL_2_PJM_ROR | MISO_MO-IL | PJM_ROR | Internal | Summer | B4 | 100 | 1212 | 0 | 140.86 | 140.39 | 2 | 0
2030 | MISO_MO-IL_2_PJM_ROR | MISO_MO-IL | PJM_ROR | Internal | Summer | B5 | 200 | 1212 | 0 | 135.37 | 133.19 | 2 | 0
2030 | MISO_MO-IL_2_PJM_ROR | MISO_MO-IL | PJM_ROR | Internal | Summer | B6 | 300 | 1212 | 0 | 104.09 | 102.19 | 2 | 0
2030 | MISO_MO-IL_2_PJM_ROR | MISO_MO-IL | PJM_ROR | Internal | Summer | B7 | 400 | 1212 | 0 | 91.07 | 92.9 | 2 | 0
2030 | MISO_MO-IL_2_PJM_ROR | MISO_MO-IL | PJM_ROR | Internal | Summer | B8 | 500 | 1212 | 851.85 | 87.87 | 89.87 | 2 | 0
2030 | MISO_MO-IL_2_PJM_ROR | MISO_MO-IL | PJM_ROR | Internal | Summer | B9 | 800 | 1212 | 827.74 | 83.34 | 85.34 | 2 | 0
2030 | MISO_MO-IL_2_PJM_ROR | MISO_MO-IL | PJM_ROR | Internal | Summer | B10 | 1262 | 1212 | 0 | 74.61 | 74.87 | 2 | 0
2030 | MISO_MO-IL_2_PJM_ROR | MISO_MO-IL | PJM_ROR | Internal | Winter | B16 | 25 | 1212 | 126.25 | 93.03 | 95.03 | 2 | 0
2030 | MISO_MO-IL_2_PJM_ROR | MISO_MO-IL | PJM_ROR | Internal | Winter | B17 | 100 | 1212 | 1212 | 90.76 | 93.91 | 2 | 1.15
2030 | MISO_MO-IL_2_PJM_ROR | MISO_MO-IL | PJM_ROR | Internal | Winter | B18 | 400 | 1212 | 0 | 89.18 | 91.17 | 2 | 0
2030 | MISO_MO-IL_2_PJM_ROR | MISO_MO-IL | PJM_ROR | Internal | Winter | B19 | 700 | 1212 | 0 | 89.18 | 91.17 | 2 | 0
2030 | MISO_MO-IL_2_PJM_ROR | MISO_MO-IL | PJM_ROR | Internal | Winter | B20 | 935 | 1212 | 0 | 78.6 | 80.33 | 2 | 0
2030 | MISO_MO-IL_2_TVA_Transmission | MISO_MO-IL | TVA_Transmission | Internal | Shoulder | B11 | 25 | 4000 | 0 | 91.39 | 98.86 | 8 | 0
2030 | MISO_MO-IL_2_TVA_Transmission | MISO_MO-IL | TVA_Transmission | Internal | Shoulder | B12 | 200 | 4000 | 0 | 87.66 | 93.85 | 8 | 0
2030 | MISO_MO-IL_2_TVA_Transmission | MISO_MO-IL | TVA_Transmission | Internal | Shoulder | B13 | 600 | 4000 | 0 | 86.88 | 93.13 | 8 | 0
2030 | MISO_MO-IL_2_TVA_Transmission | MISO_MO-IL | TVA_Transmission | Internal | Shoulder | B14 | 900 | 4000 | 0 | 85.55 | 92.9 | 8 | 0
2030 | MISO_MO-IL_2_TVA_Transmission | MISO_MO-IL | TVA_Transmission | Internal | Shoulder | B15 | 1203 | 4000 | 0 | 75.96 | 83.25 | 8 | 0
2030 | MISO_MO-IL_2_TVA_Transmission | MISO_MO-IL | TVA_Transmission | Internal | Summer | B1 | 10 | 4000 | 1678.82 | 143.91 | 151.91 | 8 | 0
2030 | MISO_MO-IL_2_TVA_Transmission | MISO_MO-IL | TVA_Transmission | Internal | Summer | B2 | 25 | 4000 | 409.62 | 141.54 | 149.54 | 8 | 0
2030 | MISO_MO-IL_2_TVA_Transmission | MISO_MO-IL | TVA_Transmission | Internal | Summer | B3 | 75 | 4000 | 0 | 141.52 | 146.39 | 8 | 0
2030 | MISO_MO-IL_2_TVA_Transmission | MISO_MO-IL | TVA_Transmission | Internal | Summer | B4 | 100 | 4000 | 0 | 140.86 | 146.39 | 8 | 0
2030 | MISO_MO-IL_2_TVA_Transmission | MISO_MO-IL | TVA_Transmission | Internal | Summer | B5 | 200 | 4000 | 0 | 135.37 | 133.61 | 8 | 0
2030 | MISO_MO-IL_2_TVA_Transmission | MISO_MO-IL | TVA_Transmission | Internal | Summer | B6 | 300 | 4000 | 0 | 104.09 | 102.58 | 8 | 0
2030 | MISO_MO-IL_2_TVA_Transmission | MISO_MO-IL | TVA_Transmission | Internal | Summer | B7 | 400 | 4000 | 0 | 91.07 | 94.74 | 8 | 0
2030 | MISO_MO-IL_2_TVA_Transmission | MISO_MO-IL | TVA_Transmission | Internal | Summer | B8 | 500 | 4000 | 0 | 87.87 | 92.56 | 8 | 0
2030 | MISO_MO-IL_2_TVA_Transmission | MISO_MO-IL | TVA_Transmission | Internal | Summer | B9 | 800 | 4000 | 0 | 83.34 | 90.53 | 8 | 0
2030 | MISO_MO-IL_2_TVA_Transmission | MISO_MO-IL | TVA_Transmission | Internal | Summer | B10 | 1262 | 4000 | 0 | 74.61 | 79.53 | 8 | 0
2030 | MISO_MO-IL_2_TVA_Transmission | MISO_MO-IL | TVA_Transmission | Internal | Winter | B16 | 25 | 4000 | 323.71 | 93.03 | 101.03 | 8 | 0
2030 | MISO_MO-IL_2_TVA_Transmission | MISO_MO-IL | TVA_Transmission | Internal | Winter | B17 | 100 | 4000 | 580.6 | 90.76 | 98.76 | 8 | 0
2030 | MISO_MO-IL_2_TVA_Transmission | MISO_MO-IL | TVA_Transmission | Internal | Winter | B18 | 400 | 4000 | 0 | 89.18 | 95.66 | 8 | 0
2030 | MISO_MO-IL_2_TVA_Transmission | MISO_MO-IL | TVA_Transmission | Internal | Winter | B19 | 700 | 4000 | 0 | 89.18 | 95.66 | 8 | 0
2030 | MISO_MO-IL_2_TVA_Transmission | MISO_MO-IL | TVA_Transmission | Internal | Winter | B20 | 935 | 4000 | 0 | 78.6 | 86.33 | 8 | 0
2030 | MISO_W_2_IESO | MISO_W | IESO | Internal | Shoulder | B11 | 25 | 90 | 0 | 91.38 | 64.21 | 8 | 0
2030 | MISO_W_2_IESO | MISO_W | IESO | Internal | Shoulder | B12 | 200 | 90 | 0 | 87.34 | 64.21 | 8 | 0
2030 | MISO_W_2_IESO | MISO_W | IESO | Internal | Shoulder | B13 | 600 | 90 | 0 | 85.36 | 64.21 | 8 | 0
2030 | MISO_W_2_IESO | MISO_W | IESO | Internal | Shoulder | B14 | 900 | 90 | 0 | 72.44 | 64.21 | 8 | 0
2030 | MISO_W_2_IESO | MISO_W | IESO | Internal | Shoulder | B15 | 1203 | 90 | 0 | 71.11 | 64.21 | 8 | 0
2030 | MISO_W_2_IESO | MISO_W | IESO | Internal | Summer | B1 | 10 | 90 | 0 | 143.91 | 85.91 | 8 | 0
2030 | MISO_W_2_IESO | MISO_W | IESO | Internal | Summer | B2 | 25 | 90 | 0 | 141.53 | 103.02 | 8 | 0
2030 | MISO_W_2_IESO | MISO_W | IESO | Internal | Summer | B3 | 75 | 90 | 0 | 141.53 | 85.91 | 8 | 0
2030 | MISO_W_2_IESO | MISO_W | IESO | Internal | Summer | B4 | 100 | 90 | 0 | 140.87 | 79.39 | 8 | 0
2030 | MISO_W_2_IESO | MISO_W | IESO | Internal | Summer | B5 | 200 | 90 | 0 | 135.36 | 73.39 | 8 | 0
2030 | MISO_W_2_IESO | MISO_W | IESO | Internal | Summer | B6 | 300 | 90 | 0 | 104.08 | 62.32 | 8 | 0
2030 | MISO_W_2_IESO | MISO_W | IESO | Internal | Summer | B7 | 400 | 90 | 0 | 90.9 | 62.32 | 8 | 0
2030 | MISO_W_2_IESO | MISO_W | IESO | Internal | Summer | B8 | 500 | 90 | 0 | 85.74 | 62.32 | 8 | 0
2030 | MISO_W_2_IESO | MISO_W | IESO | Internal | Summer | B9 | 800 | 90 | 0 | 83.32 | 62.32 | 8 | 0
2030 | MISO_W_2_IESO | MISO_W | IESO | Internal | Summer | B10 | 1262 | 90 | 0 | 70.39 | 62.32 | 8 | 0
2030 | MISO_W_2_IESO | MISO_W | IESO | Internal | Winter | B16 | 25 | 90 | 0 | 74.07 | 70.86 | 8 | 0
2030 | MISO_W_2_IESO | MISO_W | IESO | Internal | Winter | B17 | 100 | 90 | 0 | 78.75 | 70.86 | 8 | 0
2030 | MISO_W_2_IESO | MISO_W | IESO | Internal | Winter | B18 | 400 | 90 | 0 | 81.03 | 70.86 | 8 | 0
2030 | MISO_W_2_IESO | MISO_W | IESO | Internal | Winter | B19 | 700 | 90 | 0 | 81.03 | 70.86 | 8 | 0
2030 | MISO_W_2_IESO | MISO_W | IESO | Internal | Winter | B20 | 935 | 90 | 0 | 74.07 | 70.86 | 8 | 0
2030 | MISO_W_2_MAPP_CA | MISO_W | MAPP_CA | Internal | Shoulder | B11 | 25 | 926 | 0 | 91.38 | 71.1 | 0.01 | 0
2030 | MISO_W_2_MAPP_CA | MISO_W | MAPP_CA | Internal | Shoulder | B12 | 200 | 926 | 0 | 87.34 | 71.1 | 0.01 | 0
2030 | MISO_W_2_MAPP_CA | MISO_W | MAPP_CA | Internal | Shoulder | B13 | 600 | 926 | 0 | 85.36 | 71.1 | 0.01 | 0
2030 | MISO_W_2_MAPP_CA | MISO_W | MAPP_CA | Internal | Shoulder | B14 | 900 | 926 | 0 | 72.44 | 71.1 | 0.01 | 0
2030 | MISO_W_2_MAPP_CA | MISO_W | MAPP_CA | Internal | Shoulder | B15 | 1203 | 926 | 0 | 71.11 | 71.1 | 0.01 | 0
2030 | MISO_W_2_MAPP_CA | MISO_W | MAPP_CA | Internal | Summer | B1 | 10 | 926 | 0 | 143.91 | 69.32 | 0.01 | 0
2030 | MISO_W_2_MAPP_CA | MISO_W | MAPP_CA | Internal | Summer | B2 | 25 | 926 | 0 | 141.53 | 69.32 | 0.01 | 0
2030 | MISO_W_2_MAPP_CA | MISO_W | MAPP_CA | Internal | Summer | B3 | 75 | 926 | 0 | 141.53 | 69.32 | 0.01 | 0
2030 | MISO_W_2_MAPP_CA | MISO_W | MAPP_CA | Internal | Summer | B4 | 100 | 926 | 0 | 140.87 | 69.32 | 0.01 | 0
2030 | MISO_W_2_MAPP_CA | MISO_W | MAPP_CA | Internal | Summer | B5 | 200 | 926 | 0 | 135.36 | 69.32 | 0.01 | 0
2030 | MISO_W_2_MAPP_CA | MISO_W | MAPP_CA | Internal | Summer | B6 | 300 | 926 | 0 | 104.08 | 69.32 | 0.01 | 0
2030 | MISO_W_2_MAPP_CA | MISO_W | MAPP_CA | Internal | Summer | B7 | 400 | 926 | 0 | 90.9 | 69.32 | 0.01 | 0
2030 | MISO_W_2_MAPP_CA | MISO_W | MAPP_CA | Internal | Summer | B8 | 500 | 926 | 0 | 85.74 | 69.32 | 0.01 | 0
2030 | MISO_W_2_MAPP_CA | MISO_W | MAPP_CA | Internal | Summer | B9 | 800 | 926 | 0 | 83.32 | 69.32 | 0.01 | 0
2030 | MISO_W_2_MAPP_CA | MISO_W | MAPP_CA | Internal | Summer | B10 | 1262 | 926 | 0 | 70.39 | 69.32 | 0.01 | 0
2030 | MISO_W_2_MAPP_CA | MISO_W | MAPP_CA | Internal | Winter | B16 | 25 | 926 | 0 | 74.07 | 74.06 | 0.01 | 0
2030 | MISO_W_2_MAPP_CA | MISO_W | MAPP_CA | Internal | Winter | B17 | 100 | 926 | 0 | 78.75 | 74.06 | 0.01 | 0
2030 | MISO_W_2_MAPP_CA | MISO_W | MAPP_CA | Internal | Winter | B18 | 400 | 926 | 0 | 81.03 | 74.06 | 0.01 | 0
2030 | MISO_W_2_MAPP_CA | MISO_W | MAPP_CA | Internal | Winter | B19 | 700 | 926 | 0 | 81.03 | 74.06 | 0.01 | 0
2030 | MISO_W_2_MAPP_CA | MISO_W | MAPP_CA | Internal | Winter | B20 | 935 | 926 | 0 | 74.07 | 74.06 | 0.01 | 0
2030 | MISO_W_2_MISO_MO-IL | MISO_W | MISO_MO-IL | Internal | Shoulder | B11 | 25 | 3915 | 3574.41 | 91.38 | 91.39 | 0.01 | 0
2030 | MISO_W_2_MISO_MO-IL | MISO_W | MISO_MO-IL | Internal | Shoulder | B12 | 200 | 3915 | 3915 | 87.34 | 87.66 | 0.01 | 0.3
2030 | MISO_W_2_MISO_MO-IL | MISO_W | MISO_MO-IL | Internal | Shoulder | B13 | 600 | 3915 | 3915 | 85.36 | 86.88 | 0.01 | 1.51
2030 | MISO_W_2_MISO_MO-IL | MISO_W | MISO_MO-IL | Internal | Shoulder | B14 | 900 | 3915 | 3915 | 72.44 | 85.55 | 0.01 | 13.1
2030 | MISO_W_2_MISO_MO-IL | MISO_W | MISO_MO-IL | Internal | Shoulder | B15 | 1203 | 3915 | 3915 | 71.11 | 75.96 | 0.01 | 4.84
2030 | MISO_W_2_MISO_MO-IL | MISO_W | MISO_MO-IL | Internal | Summer | B1 | 10 | 3915 | 0 | 143.91 | 143.91 | 0.01 | 0
2030 | MISO_W_2_MISO_MO-IL | MISO_W | MISO_MO-IL | Internal | Summer | B2 | 25 | 3915 | 809.87 | 141.53 | 141.54 | 0.01 | 0
2030 | MISO_W_2_MISO_MO-IL | MISO_W | MISO_MO-IL | Internal | Summer | B3 | 75 | 3915 | 0 | 141.53 | 141.52 | 0.01 | 0
2030 | MISO_W_2_MISO_MO-IL | MISO_W | MISO_MO-IL | Internal | Summer | B4 | 100 | 3915 | 0 | 140.87 | 140.86 | 0.01 | 0
2030 | MISO_W_2_MISO_MO-IL | MISO_W | MISO_MO-IL | Internal | Summer | B5 | 200 | 3915 | 699.34 | 135.36 | 135.37 | 0.01 | 0
2030 | MISO_W_2_MISO_MO-IL | MISO_W | MISO_MO-IL | Internal | Summer | B6 | 300 | 3915 | 613.09 | 104.08 | 104.09 | 0.01 | 0
2030 | MISO_W_2_MISO_MO-IL | MISO_W | MISO_MO-IL | Internal | Summer | B7 | 400 | 3915 | 3915 | 90.9 | 91.07 | 0.01 | 0.15
2030 | MISO_W_2_MISO_MO-IL | MISO_W | MISO_MO-IL | Internal | Summer | B8 | 500 | 3915 | 3915 | 85.74 | 87.87 | 0.01 | 2.11
2030 | MISO_W_2_MISO_MO-IL | MISO_W | MISO_MO-IL | Internal | Summer | B9 | 800 | 3915 | 3915 | 83.32 | 83.34 | 0.01 | 0.01
2030 | MISO_W_2_MISO_MO-IL | MISO_W | MISO_MO-IL | Internal | Summer | B10 | 1262 | 3915 | 3915 | 70.39 | 74.61 | 0.01 | 4.21
2030 | MISO_W_2_MISO_MO-IL | MISO_W | MISO_MO-IL | Internal | Winter | B16 | 25 | 3915 | 3915 | 74.07 | 93.03 | 0.01 | 18.94
2030 | MISO_W_2_MISO_MO-IL | MISO_W | MISO_MO-IL | Internal | Winter | B17 | 100 | 3915 | 3915 | 78.75 | 90.76 | 0.01 | 12
2030 | MISO_W_2_MISO_MO-IL | MISO_W | MISO_MO-IL | Internal | Winter | B18 | 400 | 3915 | 3915 | 81.03 | 89.18 | 0.01 | 8.14
2030 | MISO_W_2_MISO_MO-IL | MISO_W | MISO_MO-IL | Internal | Winter | B19 | 700 | 3915 | 3915 | 81.03 | 89.18 | 0.01 | 8.14
2030 | MISO_W_2_MISO_MO-IL | MISO_W | MISO_MO-IL | Internal | Winter | B20 | 935 | 3915 | 3915 | 74.07 | 78.6 | 0.01 | 4.52
2030 | MISO_W_2_MISO_WUMS | MISO_W | MISO_WUMS | Internal | Shoulder | B11 | 25 | 1732 | 0 | 91.38 | 91.36 | 0.01 | 0
2030 | MISO_W_2_MISO_WUMS | MISO_W | MISO_WUMS | Internal | Shoulder | B12 | 200 | 1732 | 71 | 87.34 | 87.35 | 0.01 | 0
2030 | MISO_W_2_MISO_WUMS | MISO_W | MISO_WUMS | Internal | Shoulder | B13 | 600 | 1732 | 1732 | 85.36 | 85.83 | 0.01 | 0.46
2030 | MISO_W_2_MISO_WUMS | MISO_W | MISO_WUMS | Internal | Shoulder | B14 | 900 | 1732 | 1732 | 72.44 | 85.53 | 0.01 | 13.08
2030 | MISO_W_2_MISO_WUMS | MISO_W | MISO_WUMS | Internal | Shoulder | B15 | 1203 | 1732 | 1732 | 71.11 | 75.7 | 0.01 | 4.58
2030 | MISO_W_2_MISO_WUMS | MISO_W | MISO_WUMS | Internal | Summer | B1 | 10 | 1732 | 0 | 143.91 | 143.9 | 0.01 | 0
2030 | MISO_W_2_MISO_WUMS | MISO_W | MISO_WUMS | Internal | Summer | B2 | 25 | 1732 | 0 | 141.53 | 141.52 | 0.01 | 0
2030 | MISO_W_2_MISO_WUMS | MISO_W | MISO_WUMS | Internal | Summer | B3 | 75 | 1732 | 0 | 141.53 | 141.36 | 0.01 | 0
2030 | MISO_W_2_MISO_WUMS | MISO_W | MISO_WUMS | Internal | Summer | B4 | 100 | 1732 | 0 | 140.87 | 138.39 | 0.01 | 0
2030 | MISO_W_2_MISO_WUMS | MISO_W | MISO_WUMS | Internal | Summer | B5 | 200 | 1732 | 0 | 135.36 | 131.18 | 0.01 | 0
2030 | MISO_W_2_MISO_WUMS | MISO_W | MISO_WUMS | Internal | Summer | B6 | 300 | 1732 | 0 | 104.08 | 100.19 | 0.01 | 0
2030 | MISO_W_2_MISO_WUMS | MISO_W | MISO_WUMS | Internal | Summer | B7 | 400 | 1732 | 0 | 90.9 | 90.89 | 0.01 | 0
2030 | MISO_W_2_MISO_WUMS | MISO_W | MISO_WUMS | Internal | Summer | B8 | 500 | 1732 | 204.56 | 85.74 | 85.76 | 0.01 | 0
2030 | MISO_W_2_MISO_WUMS | MISO_W | MISO_WUMS | Internal | Summer | B9 | 800 | 1732 | 617.82 | 83.32 | 83.33 | 0.01 | 0
2030 | MISO_W_2_MISO_WUMS | MISO_W | MISO_WUMS | Internal | Summer | B10 | 1262 | 1732 | 1732 | 70.39 | 74.34 | 0.01 | 3.94
2030 | MISO_W_2_MISO_WUMS | MISO_W | MISO_WUMS | Internal | Winter | B16 | 25 | 1732 | 1732 | 74.07 | 90.44 | 0.01 | 16.36
2030 | MISO_W_2_MISO_WUMS | MISO_W | MISO_WUMS | Internal | Winter | B17 | 100 | 1732 | 1732 | 78.75 | 90.44 | 0.01 | 11.68
2030 | MISO_W_2_MISO_WUMS | MISO_W | MISO_WUMS | Internal | Winter | B18 | 400 | 1732 | 1732 | 81.03 | 88.96 | 0.01 | 7.92
2030 | MISO_W_2_MISO_WUMS | MISO_W | MISO_WUMS | Internal | Winter | B19 | 700 | 1732 | 1732 | 81.03 | 88.69 | 0.01 | 7.65
2030 | MISO_W_2_MISO_WUMS | MISO_W | MISO_WUMS | Internal | Winter | B20 | 935 | 1732 | 1732 | 74.07 | 78.33 | 0.01 | 4.24
2030 | MISO_W_2_NE | MISO_W | NE | Internal | Shoulder | B11 | 25 | 2800 | 0 | 91.38 | 93.62 | 7 | 0
2030 | MISO_W_2_NE | MISO_W | NE | Internal | Shoulder | B12 | 200 | 2800 | 0 | 87.34 | 88.51 | 7 | 0
2030 | MISO_W_2_NE | MISO_W | NE | Internal | Shoulder | B13 | 600 | 2800 | 0 | 85.36 | 85.36 | 7 | 0
2030 | MISO_W_2_NE | MISO_W | NE | Internal | Shoulder | B14 | 900 | 2800 | 0 | 72.44 | 79.11 | 7 | 0
2030 | MISO_W_2_NE | MISO_W | NE | Internal | Shoulder | B15 | 1203 | 2800 | 190.83 | 71.11 | 78.11 | 7 | 0
2030 | MISO_W_2_NE | MISO_W | NE | Internal | Summer | B1 | 10 | 2800 | 0 | 143.91 | 143.91 | 7 | 0
2030 | MISO_W_2_NE | MISO_W | NE | Internal | Summer | B2 | 25 | 2800 | 0 | 141.53 | 146.15 | 7 | 0
2030 | MISO_W_2_NE | MISO_W | NE | Internal | Summer | B3 | 75 | 2800 | 0 | 141.53 | 146.25 | 7 | 0
2030 | MISO_W_2_NE | MISO_W | NE | Internal | Summer | B4 | 100 | 2800 | 0 | 140.87 | 140.87 | 7 | 0
2030 | MISO_W_2_NE | MISO_W | NE | Internal | Summer | B5 | 200 | 2800 | 0 | 135.36 | 135.36 | 7 | 0
2030 | MISO_W_2_NE | MISO_W | NE | Internal | Summer | B6 | 300 | 2800 | 0 | 104.08 | 104.08 | 7 | 0
2030 | MISO_W_2_NE | MISO_W | NE | Internal | Summer | B7 | 400 | 2800 | 0 | 90.9 | 95.85 | 7 | 0
2030 | MISO_W_2_NE | MISO_W | NE | Internal | Summer | B8 | 500 | 2800 | 0 | 85.74 | 90.57 | 7 | 0
2030 | MISO_W_2_NE | MISO_W | NE | Internal | Summer | B9 | 800 | 2800 | 0 | 83.32 | 88.46 | 7 | 0
2030 | MISO_W_2_NE | MISO_W | NE | Internal | Summer | B10 | 1262 | 2800 | 0 | 70.39 | 77.38 | 7 | 0
2030 | MISO_W_2_NE | MISO_W | NE | Internal | Winter | B16 | 25 | 2800 | 908.46 | 74.07 | 81.07 | 7 | 0
2030 | MISO_W_2_NE | MISO_W | NE | Internal | Winter | B17 | 100 | 2800 | 65.63 | 78.75 | 85.75 | 7 | 0
2030 | MISO_W_2_NE | MISO_W | NE | Internal | Winter | B18 | 400 | 2800 | 0 | 81.03 | 88.02 | 7 | 0
2030 | MISO_W_2_NE | MISO_W | NE | Internal | Winter | B19 | 700 | 2800 | 0 | 81.03 | 84.49 | 7 | 0
2030 | MISO_W_2_NE | MISO_W | NE | Internal | Winter | B20 | 935 | 2800 | 0 | 74.07 | 81.06 | 7 | 0
2030 | MISO_W_2_PJM_ROR | MISO_W | PJM_ROR | Internal | Shoulder | B11 | 25 | 773 | 0 | 91.38 | 93.36 | 2 | 0
2030 | MISO_W_2_PJM_ROR | MISO_W | PJM_ROR | Internal | Shoulder | B12 | 200 | 773 | 773 | 87.34 | 89.66 | 2 | 0.31
2030 | MISO_W_2_PJM_ROR | MISO_W | PJM_ROR | Internal | Shoulder | B13 | 600 | 773 | 773 | 85.36 | 87.83 | 2 | 0.47
2030 | MISO_W_2_PJM_ROR | MISO_W | PJM_ROR | Internal | Shoulder | B14 | 900 | 773 | 773 | 72.44 | 87.55 | 2 | 13.11
2030 | MISO_W_2_PJM_ROR | MISO_W | PJM_ROR | Internal | Shoulder | B15 | 1203 | 773 | 773 | 71.11 | 77.25 | 2 | 4.14
2030 | MISO_W_2_PJM_ROR | MISO_W | PJM_ROR | Internal | Summer | B1 | 10 | 773 | 0 | 143.91 | 141.91 | 2 | 0
2030 | MISO_W_2_PJM_ROR | MISO_W | PJM_ROR | Internal | Summer | B2 | 25 | 773 | 0 | 141.53 | 140.39 | 2 | 0
2030 | MISO_W_2_PJM_ROR | MISO_W | PJM_ROR | Internal | Summer | B3 | 75 | 773 | 0 | 141.53 | 140.39 | 2 | 0
2030 | MISO_W_2_PJM_ROR | MISO_W | PJM_ROR | Internal | Summer | B4 | 100 | 773 | 0 | 140.87 | 140.39 | 2 | 0
2030 | MISO_W_2_PJM_ROR | MISO_W | PJM_ROR | Internal | Summer | B5 | 200 | 773 | 0 | 135.36 | 133.19 | 2 | 0
2030 | MISO_W_2_PJM_ROR | MISO_W | PJM_ROR | Internal | Summer | B6 | 300 | 773 | 0 | 104.08 | 102.19 | 2 | 0
2030 | MISO_W_2_PJM_ROR | MISO_W | PJM_ROR | Internal | Summer | B7 | 400 | 773 | 151.27 | 90.9 | 92.9 | 2 | 0
2030 | MISO_W_2_PJM_ROR | MISO_W | PJM_ROR | Internal | Summer | B8 | 500 | 773 | 773 | 85.74 | 89.87 | 2 | 2.12
2030 | MISO_W_2_PJM_ROR | MISO_W | PJM_ROR | Internal | Summer | B9 | 800 | 773 | 773 | 83.32 | 85.34 | 2 | 0.02
2030 | MISO_W_2_PJM_ROR | MISO_W | PJM_ROR | Internal | Summer | B10 | 1262 | 773 | 773 | 70.39 | 74.87 | 2 | 2.47
2030 | MISO_W_2_PJM_ROR | MISO_W | PJM_ROR | Internal | Winter | B16 | 25 | 773 | 773 | 74.07 | 95.03 | 2 | 18.95
2030 | MISO_W_2_PJM_ROR | MISO_W | PJM_ROR | Internal | Winter | B17 | 100 | 773 | 773 | 78.75 | 93.91 | 2 | 13.16
2030 | MISO_W_2_PJM_ROR | MISO_W | PJM_ROR | Internal | Winter | B18 | 400 | 773 | 773 | 81.03 | 91.17 | 2 | 8.14
2030 | MISO_W_2_PJM_ROR | MISO_W | PJM_ROR | Internal | Winter | B19 | 700 | 773 | 773 | 81.03 | 91.17 | 2 | 8.14
2030 | MISO_W_2_PJM_ROR | MISO_W | PJM_ROR | Internal | Winter | B20 | 935 | 773 | 773 | 74.07 | 80.33 | 2 | 4.26
2030 | MISO_W_2_SPP_N | MISO_W | SPP_N | Internal | Shoulder | B11 | 25 | 3200 | 0 | 91.38 | 93.64 | 7 | 0
2030 | MISO_W_2_SPP_N | MISO_W | SPP_N | Internal | Shoulder | B12 | 200 | 3200 | 0 | 87.34 | 88.53 | 7 | 0
2030 | MISO_W_2_SPP_N | MISO_W | SPP_N | Internal | Shoulder | B13 | 600 | 3200 | 0 | 85.36 | 85.37 | 7 | 0
2030 | MISO_W_2_SPP_N | MISO_W | SPP_N | Internal | Shoulder | B14 | 900 | 3200 | 120.26 | 72.44 | 79.44 | 7 | 0
2030 | MISO_W_2_SPP_N | MISO_W | SPP_N | Internal | Shoulder | B15 | 1203 | 3200 | 1409.29 | 71.11 | 78.11 | 7 | 0
2030 | MISO_W_2_SPP_N | MISO_W | SPP_N | Internal | Summer | B1 | 10 | 3200 | 0 | 143.91 | 143.93 | 7 | 0
2030 | MISO_W_2_SPP_N | MISO_W | SPP_N | Internal | Summer | B2 | 25 | 3200 | 0 | 141.53 | 146.16 | 7 | 0
2030 | MISO_W_2_SPP_N | MISO_W | SPP_N | Internal | Summer | B3 | 75 | 3200 | 0 | 141.53 | 146.63 | 7 | 0
2030 | MISO_W_2_SPP_N | MISO_W | SPP_N | Internal | Summer | B4 | 100 | 3200 | 0 | 140.87 | 140.89 | 7 | 0
2030 | MISO_W_2_SPP_N | MISO_W | SPP_N | Internal | Summer | B5 | 200 | 3200 | 0 | 135.36 | 135.37 | 7 | 0
2030 | MISO_W_2_SPP_N | MISO_W | SPP_N | Internal | Summer | B6 | 300 | 3200 | 0 | 104.08 | 104.09 | 7 | 0
2030 | MISO_W_2_SPP_N | MISO_W | SPP_N | Internal | Summer | B7 | 400 | 3200 | 0 | 90.9 | 95.86 | 7 | 0
2030 | MISO_W_2_SPP_N | MISO_W | SPP_N | Internal | Summer | B8 | 500 | 3200 | 0 | 85.74 | 90.58 | 7 | 0
2030 | MISO_W_2_SPP_N | MISO_W | SPP_N | Internal | Summer | B9 | 800 | 3200 | 0 | 83.32 | 88.47 | 7 | 0
2030 | MISO_W_2_SPP_N | MISO_W | SPP_N | Internal | Summer | B10 | 1262 | 3200 | 2478.11 | 70.39 | 77.39 | 7 | 0
2030 | MISO_W_2_SPP_N | MISO_W | SPP_N | Internal | Winter | B16 | 25 | 3200 | 3200 | 74.07 | 88.03 | 7 | 6.95
2030 | MISO_W_2_SPP_N | MISO_W | SPP_N | Internal | Winter | B17 | 100 | 3200 | 3200 | 78.75 | 85.76 | 7 | 0.01
2030 | MISO_W_2_SPP_N | MISO_W | SPP_N | Internal | Winter | B18 | 400 | 3200 | 174.87 | 81.03 | 88.03 | 7 | 0
2030 | MISO_W_2_SPP_N | MISO_W | SPP_N | Internal | Winter | B19 | 700 | 3200 | 0 | 81.03 | 84.5 | 7 | 0
2030 | MISO_W_2_SPP_N | MISO_W | SPP_N | Internal | Winter | B20 | 935 | 3200 | 1262.36 | 74.07 | 81.07 | 7 | 0
2030 | MISO_WUMS_2_MISO_MI | MISO_WUMS | MISO_MI | Internal | Shoulder | B11 | 25 | 1422 | 1422 | 91.36 | 91.39 | 0.01 | 0.01
2030 | MISO_WUMS_2_MISO_MI | MISO_WUMS | MISO_MI | Internal | Shoulder | B12 | 200 | 1422 | 1422 | 87.35 | 87.66 | 0.01 | 0.29
2030 | MISO_WUMS_2_MISO_MI | MISO_WUMS | MISO_MI | Internal | Shoulder | B13 | 600 | 1422 | 1422 | 85.83 | 86.88 | 0.01 | 1.04
2030 | MISO_WUMS_2_MISO_MI | MISO_WUMS | MISO_MI | Internal | Shoulder | B14 | 900 | 1422 | 1200.52 | 85.53 | 85.55 | 0.01 | 0
2030 | MISO_WUMS_2_MISO_MI | MISO_WUMS | MISO_MI | Internal | Shoulder | B15 | 1203 | 1422 | 1422 | 75.7 | 75.96 | 0.01 | 0.25
2030 | MISO_WUMS_2_MISO_MI | MISO_WUMS | MISO_MI | Internal | Summer | B1 | 10 | 1422 | 889.66 | 143.9 | 143.91 | 0.01 | 0
2030 | MISO_WUMS_2_MISO_MI | MISO_WUMS | MISO_MI | Internal | Summer | B2 | 25 | 1422 | 728.01 | 141.52 | 141.53 | 0.01 | 0
2030 | MISO_WUMS_2_MISO_MI | MISO_WUMS | MISO_MI | Internal | Summer | B3 | 75 | 1422 | 779.08 | 141.36 | 141.37 | 0.01 | 0
2030 | MISO_WUMS_2_MISO_MI | MISO_WUMS | MISO_MI | Internal | Summer | B4 | 100 | 1422 | 1076.32 | 138.39 | 138.4 | 0.01 | 0
2030 | MISO_WUMS_2_MISO_MI | MISO_WUMS | MISO_MI | Internal | Summer | B5 | 200 | 1422 | 495.43 | 131.18 | 131.19 | 0.01 | 0
2030 | MISO_WUMS_2_MISO_MI | MISO_WUMS | MISO_MI | Internal | Summer | B6 | 300 | 1422 | 1422 | 100.19 | 101.86 | 0.01 | 1.65
2030 | MISO_WUMS_2_MISO_MI | MISO_WUMS | MISO_MI | Internal | Summer | B7 | 400 | 1422 | 1422 | 90.89 | 91.07 | 0.01 | 0.16
2030 | MISO_WUMS_2_MISO_MI | MISO_WUMS | MISO_MI | Internal | Summer | B8 | 500 | 1422 | 1422 | 85.76 | 87.87 | 0.01 | 2.1
2030 | MISO_WUMS_2_MISO_MI | MISO_WUMS | MISO_MI | Internal | Summer | B9 | 800 | 1422 | 1109.65 | 83.33 | 83.34 | 0.01 | 0
2030 | MISO_WUMS_2_MISO_MI | MISO_WUMS | MISO_MI | Internal | Summer | B10 | 1262 | 1422 | 1422 | 74.34 | 74.61 | 0.01 | 0.26
2030 | MISO_WUMS_2_MISO_MI | MISO_WUMS | MISO_MI | Internal | Winter | B16 | 25 | 1422 | 1422 | 90.44 | 93.03 | 0.01 | 2.58
2030 | MISO_WUMS_2_MISO_MI | MISO_WUMS | MISO_MI | Internal | Winter | B17 | 100 | 1422 | 1422 | 90.44 | 90.76 | 0.01 | 0.31
2030 | MISO_WUMS_2_MISO_MI | MISO_WUMS | MISO_MI | Internal | Winter | B18 | 400 | 1422 | 1422 | 88.96 | 89.18 | 0.01 | 0.21
2030 | MISO_WUMS_2_MISO_MI | MISO_WUMS | MISO_MI | Internal | Winter | B19 | 700 | 1422 | 1422 | 88.69 | 89.18 | 0.01 | 0.48
2030 | MISO_WUMS_2_MISO_MI | MISO_WUMS | MISO_MI | Internal | Winter | B20 | 935 | 1422 | 1422 | 78.33 | 78.6 | 0.01 | 0.26
2030 | MISO_WUMS_2_MISO_W | MISO_WUMS | MISO_W | Internal | Shoulder | B11 | 25 | 1240 | 1200.59 | 91.36 | 91.38 | 0.01 | 0
2030 | MISO_WUMS_2_MISO_W | MISO_WUMS | MISO_W | Internal | Shoulder | B12 | 200 | 1240 | 0 | 87.35 | 87.34 | 0.01 | 0
2030 | MISO_WUMS_2_MISO_W | MISO_WUMS | MISO_W | Internal | Shoulder | B13 | 600 | 1240 | 0 | 85.83 | 85.36 | 0.01 | 0
2030 | MISO_WUMS_2_MISO_W | MISO_WUMS | MISO_W | Internal | Shoulder | B14 | 900 | 1240 | 0 | 85.53 | 72.44 | 0.01 | 0
2030 | MISO_WUMS_2_MISO_W | MISO_WUMS | MISO_W | Internal | Shoulder | B15 | 1203 | 1240 | 0 | 75.7 | 71.11 | 0.01 | 0
2030 | MISO_WUMS_2_MISO_W | MISO_WUMS | MISO_W | Internal | Summer | B1 | 10 | 1240 | 462.11 | 143.9 | 143.91 | 0.01 | 0
2030 | MISO_WUMS_2_MISO_W | MISO_WUMS | MISO_W | Internal | Summer | B2 | 25 | 1240 | 694.17 | 141.52 | 141.53 | 0.01 | 0
2030 | MISO_WUMS_2_MISO_W | MISO_WUMS | MISO_W | Internal | Summer | B3 | 75 | 1240 | 1240 | 141.36 | 141.53 | 0.01 | 0.16
2030 | MISO_WUMS_2_MISO_W | MISO_WUMS | MISO_W | Internal | Summer | B4 | 100 | 1240 | 1240 | 138.39 | 140.87 | 0.01 | 2.48
2030 | MISO_WUMS_2_MISO_W | MISO_WUMS | MISO_W | Internal | Summer | B5 | 200 | 1240 | 1240 | 131.18 | 135.36 | 0.01 | 4.16
2030 | MISO_WUMS_2_MISO_W | MISO_WUMS | MISO_W | Internal | Summer | B6 | 300 | 1240 | 1240 | 100.19 | 104.08 | 0.01 | 3.87
2030 | MISO_WUMS_2_MISO_W | MISO_WUMS | MISO_W | Internal | Summer | B7 | 400 | 1240 | 1175.33 | 90.89 | 90.9 | 0.01 | 0
2030 | MISO_WUMS_2_MISO_W | MISO_WUMS | MISO_W | Internal | Summer | B8 | 500 | 1240 | 0 | 85.76 | 85.74 | 0.01 | 0
2030 | MISO_WUMS_2_MISO_W | MISO_WUMS | MISO_W | Internal | Summer | B9 | 800 | 1240 | 0 | 83.33 | 83.32 | 0.01 | 0
2030 | MISO_WUMS_2_MISO_W | MISO_WUMS | MISO_W | Internal | Summer | B10 | 1262 | 1240 | 0 | 74.34 | 70.39 | 0.01 | 0
2030 | MISO_WUMS_2_MISO_W | MISO_WUMS | MISO_W | Internal | Winter | B16 | 25 | 1240 | 0 | 90.44 | 74.07 | 0.01 | 0
2030 | MISO_WUMS_2_MISO_W | MISO_WUMS | MISO_W | Internal | Winter | B17 | 100 | 1240 | 0 | 90.44 | 78.75 | 0.01 | 0
2030 | MISO_WUMS_2_MISO_W | MISO_WUMS | MISO_W | Internal | Winter | B18 | 400 | 1240 | 0 | 88.96 | 81.03 | 0.01 | 0
2030 | MISO_WUMS_2_MISO_W | MISO_WUMS | MISO_W | Internal | Winter | B19 | 700 | 1240 | 0 | 88.69 | 81.03 | 0.01 | 0
2030 | MISO_WUMS_2_MISO_W | MISO_WUMS | MISO_W | Internal | Winter | B20 | 935 | 1240 | 0 | 78.33 | 74.07 | 0.01 | 0
2030 | MISO_WUMS_2_PJM_ROR | MISO_WUMS | PJM_ROR | Internal | Shoulder | B11 | 25 | 1600 | 337.78 | 91.36 | 93.36 | 2 | 0
2030 | MISO_WUMS_2_PJM_ROR | MISO_WUMS | PJM_ROR | Internal | Shoulder | B12 | 200 | 1600 | 1600 | 87.35 | 89.66 | 2 | 0.3
2030 | MISO_WUMS_2_PJM_ROR | MISO_WUMS | PJM_ROR | Internal | Shoulder | B13 | 600 | 1600 | 1156.68 | 85.83 | 87.83 | 2 | 0
2030 | MISO_WUMS_2_PJM_ROR | MISO_WUMS | PJM_ROR | Internal | Shoulder | B14 | 900 | 1600 | 1600 | 85.53 | 87.55 | 2 | 0.01
2030 | MISO_WUMS_2_PJM_ROR | MISO_WUMS | PJM_ROR | Internal | Shoulder | B15 | 1203 | 1600 | 0 | 75.7 | 77.25 | 2 | 0
2030 | MISO_WUMS_2_PJM_ROR | MISO_WUMS | PJM_ROR | Internal | Summer | B1 | 10 | 1600 | 0 | 143.9 | 141.91 | 2 | 0
2030 | MISO_WUMS_2_PJM_ROR | MISO_WUMS | PJM_ROR | Internal | Summer | B2 | 25 | 1600 | 0 | 141.52 | 140.39 | 2 | 0
2030 | MISO_WUMS_2_PJM_ROR | MISO_WUMS | PJM_ROR | Internal | Summer | B3 | 75 | 1600 | 0 | 141.36 | 140.39 | 2 | 0
2030 | MISO_WUMS_2_PJM_ROR | MISO_WUMS | PJM_ROR | Internal | Summer | B4 | 100 | 1600 | 456.7 | 138.39 | 140.39 | 2 | 0
2030 | MISO_WUMS_2_PJM_ROR | MISO_WUMS | PJM_ROR | Internal | Summer | B5 | 200 | 1600 | 1600 | 131.18 | 133.19 | 2 | 0.01
2030 | MISO_WUMS_2_PJM_ROR | MISO_WUMS | PJM_ROR | Internal | Summer | B6 | 300 | 1600 | 1193.5 | 100.19 | 102.19 | 2 | 0
2030 | MISO_WUMS_2_PJM_ROR | MISO_WUMS | PJM_ROR | Internal | Summer | B7 | 400 | 1600 | 1600 | 90.89 | 92.9 | 2 | 0.01
2030 | MISO_WUMS_2_PJM_ROR | MISO_WUMS | PJM_ROR | Internal | Summer | B8 | 500 | 1600 | 1600 | 85.76 | 89.87 | 2 | 2.11
2030 | MISO_WUMS_2_PJM_ROR | MISO_WUMS | PJM_ROR | Internal | Summer | B9 | 800 | 1600 | 1600 | 83.33 | 85.34 | 2 | 0.01
2030 | MISO_WUMS_2_PJM_ROR | MISO_WUMS | PJM_ROR | Internal | Summer | B10 | 1262 | 1600 | 0 | 74.34 | 74.87 | 2 | 0
2030 | MISO_WUMS_2_PJM_ROR | MISO_WUMS | PJM_ROR | Internal | Winter | B16 | 25 | 1600 | 1600 | 90.44 | 95.03 | 2 | 2.59
2030 | MISO_WUMS_2_PJM_ROR | MISO_WUMS | PJM_ROR | Internal | Winter | B17 | 100 | 1600 | 1600 | 90.44 | 93.91 | 2 | 1.47
2030 | MISO_WUMS_2_PJM_ROR | MISO_WUMS | PJM_ROR | Internal | Winter | B18 | 400 | 1600 | 1600 | 88.96 | 91.17 | 2 | 0.21
2030 | MISO_WUMS_2_PJM_ROR | MISO_WUMS | PJM_ROR | Internal | Winter | B19 | 700 | 1600 | 1600 | 88.69 | 91.17 | 2 | 0.48
2030 | MISO_WUMS_2_PJM_ROR | MISO_WUMS | PJM_ROR | Internal | Winter | B20 | 935 | 1600 | 451.65 | 78.33 | 80.33 | 2 | 0
2030 | NE_2_MISO_W | NE | MISO_W | Internal | Shoulder | B11 | 25 | 1600 | 0 | 93.62 | 91.38 | 5 | 0
2030 | NE_2_MISO_W | NE | MISO_W | Internal | Shoulder | B12 | 200 | 1600 | 0 | 88.51 | 87.34 | 5 | 0
2030 | NE_2_MISO_W | NE | MISO_W | Internal | Shoulder | B13 | 600 | 1600 | 0 | 85.36 | 85.36 | 5 | 0
2030 | NE_2_MISO_W | NE | MISO_W | Internal | Shoulder | B14 | 900 | 1600 | 0 | 79.11 | 72.44 | 5 | 0
2030 | NE_2_MISO_W | NE | MISO_W | Internal | Shoulder | B15 | 1203 | 1600 | 0 | 78.11 | 71.11 | 5 | 0
2030 | NE_2_MISO_W | NE | MISO_W | Internal | Summer | B1 | 10 | 1600 | 0 | 143.91 | 143.91 | 5 | 0
2030 | NE_2_MISO_W | NE | MISO_W | Internal | Summer | B2 | 25 | 1600 | 0 | 146.15 | 141.53 | 5 | 0
2030 | NE_2_MISO_W | NE | MISO_W | Internal | Summer | B3 | 75 | 1600 | 0 | 146.25 | 141.53 | 5 | 0
2030 | NE_2_MISO_W | NE | MISO_W | Internal | Summer | B4 | 100 | 1600 | 0 | 140.87 | 140.87 | 5 | 0
2030 | NE_2_MISO_W | NE | MISO_W | Internal | Summer | B5 | 200 | 1600 | 0 | 135.36 | 135.36 | 5 | 0
2030 | NE_2_MISO_W | NE | MISO_W | Internal | Summer | B6 | 300 | 1600 | 0 | 104.08 | 104.08 | 5 | 0
2030 | NE_2_MISO_W | NE | MISO_W | Internal | Summer | B7 | 400 | 1600 | 0 | 95.85 | 90.9 | 5 | 0
2030 | NE_2_MISO_W | NE | MISO_W | Internal | Summer | B8 | 500 | 1600 | 0 | 90.57 | 85.74 | 5 | 0
2030 | NE_2_MISO_W | NE | MISO_W | Internal | Summer | B9 | 800 | 1600 | 0 | 88.46 | 83.32 | 5 | 0
2030 | NE_2_MISO_W | NE | MISO_W | Internal | Summer | B10 | 1262 | 1600 | 0 | 77.38 | 70.39 | 5 | 0
2030 | NE_2_MISO_W | NE | MISO_W | Internal | Winter | B16 | 25 | 1600 | 0 | 81.07 | 74.07 | 5 | 0
2030 | NE_2_MISO_W | NE | MISO_W | Internal | Winter | B17 | 100 | 1600 | 0 | 85.75 | 78.75 | 5 | 0
2030 | NE_2_MISO_W | NE | MISO_W | Internal | Winter | B18 | 400 | 1600 | 0 | 88.02 | 81.03 | 5 | 0
2030 | NE_2_MISO_W | NE | MISO_W | Internal | Winter | B19 | 700 | 1600 | 0 | 84.49 | 81.03 | 5 | 0
2030 | NE_2_MISO_W | NE | MISO_W | Internal | Winter | B20 | 935 | 1600 | 0 | 81.06 | 74.07 | 5 | 0
2030 | NE_2_SPP_N | NE | SPP_N | Internal | Shoulder | B11 | 25 | 1802 | 1332.84 | 93.62 | 93.64 | 0.01 | 0
2030 | NE_2_SPP_N | NE | SPP_N | Internal | Shoulder | B12 | 200 | 1802 | 1559.96 | 88.51 | 88.53 | 0.01 | 0
2030 | NE_2_SPP_N | NE | SPP_N | Internal | Shoulder | B13 | 600 | 1802 | 1512.65 | 85.36 | 85.37 | 0.01 | 0
2030 | NE_2_SPP_N | NE | SPP_N | Internal | Shoulder | B14 | 900 | 1802 | 1802 | 79.11 | 79.44 | 0.01 | 0.32
2030 | NE_2_SPP_N | NE | SPP_N | Internal | Shoulder | B15 | 1203 | 1802 | 0 | 78.11 | 78.11 | 0.01 | 0
2030 | NE_2_SPP_N | NE | SPP_N | Internal | Summer | B1 | 10 | 1802 | 82.68 | 143.91 | 143.93 | 0.01 | 0
2030 | NE_2_SPP_N | NE | SPP_N | Internal | Summer | B2 | 25 | 1802 | 1270.94 | 146.15 | 146.16 | 0.01 | 0
2030 | NE_2_SPP_N | NE | SPP_N | Internal | Summer | B3 | 75 | 1802 | 1802 | 146.25 | 146.63 | 0.01 | 0.37
2030 | NE_2_SPP_N | NE | SPP_N | Internal | Summer | B4 | 100 | 1802 | 1442.78 | 140.87 | 140.89 | 0.01 | 0
2030 | NE_2_SPP_N | NE | SPP_N | Internal | Summer | B5 | 200 | 1802 | 1014.53 | 135.36 | 135.37 | 0.01 | 0
2030 | NE_2_SPP_N | NE | SPP_N | Internal | Summer | B6 | 300 | 1802 | 860.07 | 104.08 | 104.09 | 0.01 | 0
2030 | NE_2_SPP_N | NE | SPP_N | Internal | Summer | B7 | 400 | 1802 | 1359.25 | 95.85 | 95.86 | 0.01 | 0
2030 | NE_2_SPP_N | NE | SPP_N | Internal | Summer | B8 | 500 | 1802 | 1406.78 | 90.57 | 90.58 | 0.01 | 0
2030 | NE_2_SPP_N | NE | SPP_N | Internal | Summer | B9 | 800 | 1802 | 1570.92 | 88.46 | 88.47 | 0.01 | 0
2030 | NE_2_SPP_N | NE | SPP_N | Internal | Summer | B10 | 1262 | 1802 | 1729.24 | 77.38 | 77.39 | 0.01 | 0
2030 | NE_2_SPP_N | NE | SPP_N | Internal | Winter | B16 | 25 | 1802 | 1802 | 81.07 | 88.03 | 0.01 | 6.94
2030 | NE_2_SPP_N | NE | SPP_N | Internal | Winter | B17 | 100 | 1802 | 1361.59 | 85.75 | 85.76 | 0.01 | 0
2030 | NE_2_SPP_N | NE | SPP_N | Internal | Winter | B18 | 400 | 1802 | 1639.13 | 88.02 | 88.03 | 0.01 | 0
2030 | NE_2_SPP_N | NE | SPP_N | Internal | Winter | B19 | 700 | 1802 | 1407.01 | 84.49 | 84.5 | 0.01 | 0
2030 | NE_2_SPP_N | NE | SPP_N | Internal | Winter | B20 | 935 | 1802 | 674.56 | 81.06 | 81.07 | 0.01 | 0
2030 | NEISO_2_NYISO_A-F | NEISO | NYISO_A-F | Internal | Shoulder | B11 | 25 | 600 | 203.64 | 73.12 | 76.12 | 3 | 0
2030 | NEISO_2_NYISO_A-F | NEISO | NYISO_A-F | Internal | Shoulder | B12 | 200 | 600 | 600 | 73.5 | 81.67 | 3 | 5.17
2030 | NEISO_2_NYISO_A-F | NEISO | NYISO_A-F | Internal | Shoulder | B13 | 600 | 600 | 197.88 | 73.12 | 76.12 | 3 | 0
2030 | NEISO_2_NYISO_A-F | NEISO | NYISO_A-F | Internal | Shoulder | B14 | 900 | 600 | 0 | 73.12 | 76.1 | 3 | 0
2030 | NEISO_2_NYISO_A-F | NEISO | NYISO_A-F | Internal | Shoulder | B15 | 1203 | 600 | 0 | 73.12 | 76.1 | 3 | 0
2030 | NEISO_2_NYISO_A-F | NEISO | NYISO_A-F | Internal | Summer | B1 | 10 | 600 | 0 | 106.03 | 92.91 | 3 | 0
2030 | NEISO_2_NYISO_A-F | NEISO | NYISO_A-F | Internal | Summer | B2 | 25 | 600 | 0 | 113.02 | 110.02 | 3 | 0
2030 | NEISO_2_NYISO_A-F | NEISO | NYISO_A-F | Internal | Summer | B3 | 75 | 600 | 138.18 | 106.03 | 109.03 | 3 | 0
2030 | NEISO_2_NYISO_A-F | NEISO | NYISO_A-F | Internal | Summer | B4 | 100 | 600 | 600 | 80.9 | 86.39 | 3 | 2.49
2030 | NEISO_2_NYISO_A-F | NEISO | NYISO_A-F | Internal | Summer | B5 | 200 | 600 | 600 | 80.9 | 86.39 | 3 | 2.49
2030 | NEISO_2_NYISO_A-F | NEISO | NYISO_A-F | Internal | Summer | B6 | 300 | 600 | 600 | 80.9 | 86.39 | 3 | 2.49
2030 | NEISO_2_NYISO_A-F | NEISO | NYISO_A-F | Internal | Summer | B7 | 400 | 600 | 600 | 80.9 | 84.89 | 3 | 0.99
2030 | NEISO_2_NYISO_A-F | NEISO | NYISO_A-F | Internal | Summer | B8 | 500 | 600 | 0 | 78.89 | 81.88 | 3 | 0
2030 | NEISO_2_NYISO_A-F | NEISO | NYISO_A-F | Internal | Summer | B9 | 800 | 600 | 0 | 77.75 | 80.73 | 3 | 0
2030 | NEISO_2_NYISO_A-F | NEISO | NYISO_A-F | Internal | Summer | B10 | 1262 | 600 | 0 | 77.75 | 80.73 | 3 | 0
2030 | NEISO_2_NYISO_A-F | NEISO | NYISO_A-F | Internal | Winter | B16 | 25 | 600 | 0 | 82.1 | 77.86 | 3 | 0
2030 | NEISO_2_NYISO_A-F | NEISO | NYISO_A-F | Internal | Winter | B17 | 100 | 600 | 0 | 80.86 | 77.86 | 3 | 0
2030 | NEISO_2_NYISO_A-F | NEISO | NYISO_A-F | Internal | Winter | B18 | 400 | 600 | 0 | 80.86 | 77.86 | 3 | 0
2030 | NEISO_2_NYISO_A-F | NEISO | NYISO_A-F | Internal | Winter | B19 | 700 | 600 | 0 | 80.86 | 77.86 | 3 | 0
2030 | NEISO_2_NYISO_A-F | NEISO | NYISO_A-F | Internal | Winter | B20 | 935 | 600 | 0 | 80.86 | 77.86 | 3 | 0
2030 | NEISO_2_NYISO_G-I | NEISO | NYISO_G-I | Internal | Shoulder | B11 | 25 | 600 | 600 | 73.12 | 85.36 | 3 | 9.24
2030 | NEISO_2_NYISO_G-I | NEISO | NYISO_G-I | Internal | Shoulder | B12 | 200 | 600 | 600 | 73.5 | 84.9 | 3 | 8.4
2030 | NEISO_2_NYISO_G-I | NEISO | NYISO_G-I | Internal | Shoulder | B13 | 600 | 600 | 600 | 73.12 | 84.9 | 3 | 8.77
2030 | NEISO_2_NYISO_G-I | NEISO | NYISO_G-I | Internal | Shoulder | B14 | 900 | 600 | 600 | 73.12 | 79.71 | 3 | 3.58
2030 | NEISO_2_NYISO_G-I | NEISO | NYISO_G-I | Internal | Shoulder | B15 | 1203 | 600 | 0 | 73.12 | 76.11 | 3 | 0
2030 | NEISO_2_NYISO_G-I | NEISO | NYISO_G-I | Internal | Summer | B1 | 10 | 600 | 600 | 106.03 | 186.21 | 3 | 77.17
2030 | NEISO_2_NYISO_G-I | NEISO | NYISO_G-I | Internal | Summer | B2 | 25 | 600 | 600 | 113.02 | 178.66 | 3 | 62.64
2030 | NEISO_2_NYISO_G-I | NEISO | NYISO_G-I | Internal | Summer | B3 | 75 | 600 | 600 | 106.03 | 117.28 | 3 | 8.25
2030 | NEISO_2_NYISO_G-I | NEISO | NYISO_G-I | Internal | Summer | B4 | 100 | 600 | 600 | 80.9 | 116.14 | 3 | 32.24
2030 | NEISO_2_NYISO_G-I | NEISO | NYISO_G-I | Internal | Summer | B5 | 200 | 600 | 600 | 80.9 | 116.14 | 3 | 32.24
2030 | NEISO_2_NYISO_G-I | NEISO | NYISO_G-I | Internal | Summer | B6 | 300 | 600 | 600 | 80.9 | 94.19 | 3 | 10.3
2030 | NEISO_2_NYISO_G-I | NEISO | NYISO_G-I | Internal | Summer | B7 | 400 | 600 | 600 | 80.9 | 84.9 | 3 | 1
2030 | NEISO_2_NYISO_G-I | NEISO | NYISO_G-I | Internal | Summer | B8 | 500 | 600 | 341.53 | 78.89 | 81.89 | 3 | 0
2030 | NEISO_2_NYISO_G-I | NEISO | NYISO_G-I | Internal | Summer | B9 | 800 | 600 | 599.86 | 77.75 | 80.75 | 3 | 0
2030 | NEISO_2_NYISO_G-I | NEISO | NYISO_G-I | Internal | Summer | B10 | 1262 | 600 | 158.01 | 77.75 | 80.75 | 3 | 0
2030 | NEISO_2_NYISO_G-I | NEISO | NYISO_G-I | Internal | Winter | B16 | 25 | 600 | 600 | 82.1 | 92.49 | 3 | 7.39
2030 | NEISO_2_NYISO_G-I | NEISO | NYISO_G-I | Internal | Winter | B17 | 100 | 600 | 600 | 80.86 | 86.44 | 3 | 2.58
2030 | NEISO_2_NYISO_G-I | NEISO | NYISO_G-I | Internal | Winter | B18 | 400 | 600 | 600 | 80.86 | 85.99 | 3 | 2.13
2030 | NEISO_2_NYISO_G-I | NEISO | NYISO_G-I | Internal | Winter | B19 | 700 | 600 | 600 | 80.86 | 85.52 | 3 | 1.67
2030 | NEISO_2_NYISO_G-I | NEISO | NYISO_G-I | Internal | Winter | B20 | 935 | 600 | 0 | 80.86 | 77.87 | 3 | 0
2030 | NEISO_2_NYISO_J-K | NEISO | NYISO_J-K | Internal | Shoulder | B11 | 25 | 777 | 777 | 73.12 | 85.38 | 3 | 9.25
2030 | NEISO_2_NYISO_J-K | NEISO | NYISO_J-K | Internal | Shoulder | B12 | 200 | 777 | 777 | 73.5 | 84.91 | 3 | 8.41
2030 | NEISO_2_NYISO_J-K | NEISO | NYISO_J-K | Internal | Shoulder | B13 | 600 | 777 | 777 | 73.12 | 84.91 | 3 | 8.79
2030 | NEISO_2_NYISO_J-K | NEISO | NYISO_J-K | Internal | Shoulder | B14 | 900 | 777 | 777 | 73.12 | 83.87 | 3 | 7.74
2030 | NEISO_2_NYISO_J-K | NEISO | NYISO_J-K | Internal | Shoulder | B15 | 1203 | 777 | 190.91 | 73.12 | 76.12 | 3 | 0
2030 | NEISO_2_NYISO_J-K | NEISO | NYISO_J-K | Internal | Summer | B1 | 10 | 777 | 777 | 106.03 | 186.22 | 3 | 77.18
2030 | NEISO_2_NYISO_J-K | NEISO | NYISO_J-K | Internal | Summer | B2 | 25 | 777 | 777 | 113.02 | 178.67 | 3 | 62.65
2030 | NEISO_2_NYISO_J-K | NEISO | NYISO_J-K | Internal | Summer | B3 | 75 | 777 | 777 | 106.03 | 117.3 | 3 | 8.26
2030 | NEISO_2_NYISO_J-K | NEISO | NYISO_J-K | Internal | Summer | B4 | 100 | 777 | 777 | 80.9 | 116.15 | 3 | 32.25
2030 | NEISO_2_NYISO_J-K | NEISO | NYISO_J-K | Internal | Summer | B5 | 200 | 777 | 777 | 80.9 | 116.15 | 3 | 32.25
2030 | NEISO_2_NYISO_J-K | NEISO | NYISO_J-K | Internal | Summer | B6 | 300 | 777 | 777 | 80.9 | 94.21 | 3 | 10.31
2030 | NEISO_2_NYISO_J-K | NEISO | NYISO_J-K | Internal | Summer | B7 | 400 | 777 | 777 | 80.9 | 86.66 | 3 | 2.76
2030 | NEISO_2_NYISO_J-K | NEISO | NYISO_J-K | Internal | Summer | B8 | 500 | 777 | 777 | 78.89 | 81.9 | 3 | 0.01
2030 | NEISO_2_NYISO_J-K | NEISO | NYISO_J-K | Internal | Summer | B9 | 800 | 777 | 777 | 77.75 | 81.37 | 3 | 0.62
2030 | NEISO_2_NYISO_J-K | NEISO | NYISO_J-K | Internal | Summer | B10 | 1262 | 777 | 777 | 77.75 | 80.76 | 3 | 0.01
2030 | NEISO_2_NYISO_J-K | NEISO | NYISO_J-K | Internal | Winter | B16 | 25 | 777 | 777 | 82.1 | 97.25 | 3 | 12.15
2030 | NEISO_2_NYISO_J-K | NEISO | NYISO_J-K | Internal | Winter | B17 | 100 | 777 | 777 | 80.86 | 97.25 | 3 | 13.4
2030 | NEISO_2_NYISO_J-K | NEISO | NYISO_J-K | Internal | Winter | B18 | 400 | 777 | 777 | 80.86 | 97.25 | 3 | 13.4
2030 | NEISO_2_NYISO_J-K | NEISO | NYISO_J-K | Internal | Winter | B19 | 700 | 777 | 777 | 80.86 | 97.25 | 3 | 13.4
2030 | NEISO_2_NYISO_J-K | NEISO | NYISO_J-K | Internal | Winter | B20 | 935 | 777 | 377.93 | 80.86 | 83.86 | 3 | 0
2030 | NonRTO_Midwest_2_MISO_IN | NonRTO_Midwest | MISO_IN | Internal | Shoulder | B11 | 25 | 4450 | 0 | 99.38 | 91.38 | 8 | 0
2030 | NonRTO_Midwest_2_MISO_IN | NonRTO_Midwest | MISO_IN | Internal | Shoulder | B12 | 200 | 4450 | 0 | 95.64 | 87.64 | 8 | 0
2030 | NonRTO_Midwest_2_MISO_IN | NonRTO_Midwest | MISO_IN | Internal | Shoulder | B13 | 600 | 4450 | 0 | 94.87 | 86.87 | 8 | 0
2030 | NonRTO_Midwest_2_MISO_IN | NonRTO_Midwest | MISO_IN | Internal | Shoulder | B14 | 900 | 4450 | 0 | 93.53 | 85.53 | 8 | 0
2030 | NonRTO_Midwest_2_MISO_IN | NonRTO_Midwest | MISO_IN | Internal | Shoulder | B15 | 1203 | 4450 | 0 | 83.44 | 75.95 | 8 | 0
2030 | NonRTO_Midwest_2_MISO_IN | NonRTO_Midwest | MISO_IN | Internal | Summer | B1 | 10 | 4450 | 0 | 147.28 | 143.9 | 8 | 0
2030 | NonRTO_Midwest_2_MISO_IN | NonRTO_Midwest | MISO_IN | Internal | Summer | B2 | 25 | 4450 | 0 | 147.28 | 141.52 | 8 | 0
2030 | NonRTO_Midwest_2_MISO_IN | NonRTO_Midwest | MISO_IN | Internal | Summer | B3 | 75 | 4450 | 0 | 147.28 | 141.36 | 8 | 0
2030 | NonRTO_Midwest_2_MISO_IN | NonRTO_Midwest | MISO_IN | Internal | Summer | B4 | 100 | 4450 | 0 | 146.39 | 138.39 | 8 | 0
2030 | NonRTO_Midwest_2_MISO_IN | NonRTO_Midwest | MISO_IN | Internal | Summer | B5 | 200 | 4450 | 0 | 139.18 | 131.18 | 8 | 0
2030 | NonRTO_Midwest_2_MISO_IN | NonRTO_Midwest | MISO_IN | Internal | Summer | B6 | 300 | 4450 | 0 | 109.85 | 101.85 | 8 | 0
2030 | NonRTO_Midwest_2_MISO_IN | NonRTO_Midwest | MISO_IN | Internal | Summer | B7 | 400 | 4450 | 0 | 99.05 | 91.05 | 8 | 0
2030 | NonRTO_Midwest_2_MISO_IN | NonRTO_Midwest | MISO_IN | Internal | Summer | B8 | 500 | 4450 | 0 | 95.86 | 87.86 | 8 | 0
2030 | NonRTO_Midwest_2_MISO_IN | NonRTO_Midwest | MISO_IN | Internal | Summer | B9 | 800 | 4450 | 0 | 91.33 | 83.33 | 8 | 0
2030 | NonRTO_Midwest_2_MISO_IN | NonRTO_Midwest | MISO_IN | Internal | Summer | B10 | 1262 | 4450 | 0 | 78.03 | 74.6 | 8 | 0
2030 | NonRTO_Midwest_2_MISO_IN | NonRTO_Midwest | MISO_IN | Internal | Winter | B16 | 25 | 4450 | 0 | 101.02 | 93.02 | 8 | 0
2030 | NonRTO_Midwest_2_MISO_IN | NonRTO_Midwest | MISO_IN | Internal | Winter | B17 | 100 | 4450 | 0 | 98.75 | 90.75 | 8 | 0
2030 | NonRTO_Midwest_2_MISO_IN | NonRTO_Midwest | MISO_IN | Internal | Winter | B18 | 400 | 4450 | 0 | 97.17 | 89.17 | 8 | 0
2030 | NonRTO_Midwest_2_MISO_IN | NonRTO_Midwest | MISO_IN | Internal | Winter | B19 | 700 | 4450 | 0 | 97.17 | 89.17 | 8 | 0
2030 | NonRTO_Midwest_2_MISO_IN | NonRTO_Midwest | MISO_IN | Internal | Winter | B20 | 935 | 4450 | 0 | 86.59 | 78.59 | 8 | 0
2030 | NonRTO_Midwest_2_TVA_Transmission | NonRTO_Midwest | TVA_Transmission | Internal | Shoulder | B11 | 25 | 2400 | 0 | 99.38 | 98.86 | 8 | 0
2030 | NonRTO_Midwest_2_TVA_Transmission | NonRTO_Midwest | TVA_Transmission | Internal | Shoulder | B12 | 200 | 2400 | 0 | 95.64 | 93.85 | 8 | 0
2030 | NonRTO_Midwest_2_TVA_Transmission | NonRTO_Midwest | TVA_Transmission | Internal | Shoulder | B13 | 600 | 2400 | 0 | 94.87 | 93.13 | 8 | 0
2030 | NonRTO_Midwest_2_TVA_Transmission | NonRTO_Midwest | TVA_Transmission | Internal | Shoulder | B14 | 900 | 2400 | 0 | 93.53 | 92.9 | 8 | 0
2030 | NonRTO_Midwest_2_TVA_Transmission | NonRTO_Midwest | TVA_Transmission | Internal | Shoulder | B15 | 1203 | 2400 | 0 | 83.44 | 83.25 | 8 | 0
2030 | NonRTO_Midwest_2_TVA_Transmission | NonRTO_Midwest | TVA_Transmission | Internal | Summer | B1 | 10 | 2400 | 0 | 147.28 | 151.91 | 8 | 0
2030 | NonRTO_Midwest_2_TVA_Transmission | NonRTO_Midwest | TVA_Transmission | Internal | Summer | B2 | 25 | 2400 | 0 | 147.28 | 149.54 | 8 | 0
2030 | NonRTO_Midwest_2_TVA_Transmission | NonRTO_Midwest | TVA_Transmission | Internal | Summer | B3 | 75 | 2400 | 0 | 147.28 | 146.39 | 8 | 0
2030 | NonRTO_Midwest_2_TVA_Transmission | NonRTO_Midwest | TVA_Transmission | Internal | Summer | B4 | 100 | 2400 | 0 | 146.39 | 146.39 | 8 | 0
2030 | NonRTO_Midwest_2_TVA_Transmission | NonRTO_Midwest | TVA_Transmission | Internal | Summer | B5 | 200 | 2400 | 0 | 139.18 | 133.61 | 8 | 0
2030 | NonRTO_Midwest_2_TVA_Transmission | NonRTO_Midwest | TVA_Transmission | Internal | Summer | B6 | 300 | 2400 | 0 | 109.85 | 102.58 | 8 | 0
2030 | NonRTO_Midwest_2_TVA_Transmission | NonRTO_Midwest | TVA_Transmission | Internal | Summer | B7 | 400 | 2400 | 0 | 99.05 | 94.74 | 8 | 0
2030 | NonRTO_Midwest_2_TVA_Transmission | NonRTO_Midwest | TVA_Transmission | Internal | Summer | B8 | 500 | 2400 | 0 | 95.86 | 92.56 | 8 | 0
2030 | NonRTO_Midwest_2_TVA_Transmission | NonRTO_Midwest | TVA_Transmission | Internal | Summer | B9 | 800 | 2400 | 0 | 91.33 | 90.53 | 8 | 0
2030 | NonRTO_Midwest_2_TVA_Transmission | NonRTO_Midwest | TVA_Transmission | Internal | Summer | B10 | 1262 | 2400 | 0 | 78.03 | 79.53 | 8 | 0
2030 | NonRTO_Midwest_2_TVA_Transmission | NonRTO_Midwest | TVA_Transmission | Internal | Winter | B16 | 25 | 2400 | 0 | 101.02 | 101.03 | 8 | 0
2030 | NonRTO_Midwest_2_TVA_Transmission | NonRTO_Midwest | TVA_Transmission | Internal | Winter | B17 | 100 | 2400 | 0 | 98.75 | 98.76 | 8 | 0
2030 | NonRTO_Midwest_2_TVA_Transmission | NonRTO_Midwest | TVA_Transmission | Internal | Winter | B18 | 400 | 2400 | 0 | 97.17 | 95.66 | 8 | 0
2030 | NonRTO_Midwest_2_TVA_Transmission | NonRTO_Midwest | TVA_Transmission | Internal | Winter | B19 | 700 | 2400 | 0 | 97.17 | 95.66 | 8 | 0
2030 | NonRTO_Midwest_2_TVA_Transmission | NonRTO_Midwest | TVA_Transmission | Internal | Winter | B20 | 935 | 2400 | 0 | 86.59 | 86.33 | 8 | 0
2030 | NYISO_A-F_2_IESO | NYISO_A-F | IESO | Internal | Shoulder | B11 | 25 | 1600 | 0 | 76.12 | 64.21 | 7 | 0
2030 | NYISO_A-F_2_IESO | NYISO_A-F | IESO | Internal | Shoulder | B12 | 200 | 1600 | 0 | 81.67 | 64.21 | 7 | 0
2030 | NYISO_A-F_2_IESO | NYISO_A-F | IESO | Internal | Shoulder | B13 | 600 | 1600 | 0 | 76.12 | 64.21 | 7 | 0
2030 | NYISO_A-F_2_IESO | NYISO_A-F | IESO | Internal | Shoulder | B14 | 900 | 1600 | 0 | 76.1 | 64.21 | 7 | 0
2030 | NYISO_A-F_2_IESO | NYISO_A-F | IESO | Internal | Shoulder | B15 | 1203 | 1600 | 0 | 76.1 | 64.21 | 7 | 0
2030 | NYISO_A-F_2_IESO | NYISO_A-F | IESO | Internal | Summer | B1 | 10 | 1600 | 0 | 92.91 | 85.91 | 7 | 0
2030 | NYISO_A-F_2_IESO | NYISO_A-F | IESO | Internal | Summer | B2 | 25 | 1600 | 0 | 110.02 | 103.02 | 7 | 0
2030 | NYISO_A-F_2_IESO | NYISO_A-F | IESO | Internal | Summer | B3 | 75 | 1600 | 0 | 109.03 | 85.91 | 7 | 0
2030 | NYISO_A-F_2_IESO | NYISO_A-F | IESO | Internal | Summer | B4 | 100 | 1600 | 0 | 86.39 | 79.39 | 7 | 0
2030 | NYISO_A-F_2_IESO | NYISO_A-F | IESO | Internal | Summer | B5 | 200 | 1600 | 0 | 86.39 | 73.39 | 7 | 0
2030 | NYISO_A-F_2_IESO | NYISO_A-F | IESO | Internal | Summer | B6 | 300 | 1600 | 0 | 86.39 | 62.32 | 7 | 0
2030 | NYISO_A-F_2_IESO | NYISO_A-F | IESO | Internal | Summer | B7 | 400 | 1600 | 0 | 84.89 | 62.32 | 7 | 0
2030 | NYISO_A-F_2_IESO | NYISO_A-F | IESO | Internal | Summer | B8 | 500 | 1600 | 0 | 81.88 | 62.32 | 7 | 0
2030 | NYISO_A-F_2_IESO | NYISO_A-F | IESO | Internal | Summer | B9 | 800 | 1600 | 0 | 80.73 | 62.32 | 7 | 0
2030 | NYISO_A-F_2_IESO | NYISO_A-F | IESO | Internal | Summer | B10 | 1262 | 1600 | 0 | 80.73 | 62.32 | 7 | 0
2030 | NYISO_A-F_2_IESO | NYISO_A-F | IESO | Internal | Winter | B16 | 25 | 1600 | 0 | 77.86 | 70.86 | 7 | 0
2030 | NYISO_A-F_2_IESO | NYISO_A-F | IESO | Internal | Winter | B17 | 100 | 1600 | 0 | 77.86 | 70.86 | 7 | 0
2030 | NYISO_A-F_2_IESO | NYISO_A-F | IESO | Internal | Winter | B18 | 400 | 1600 | 0 | 77.86 | 70.86 | 7 | 0
2030 | NYISO_A-F_2_IESO | NYISO_A-F | IESO | Internal | Winter | B19 | 700 | 1600 | 0 | 77.86 | 70.86 | 7 | 0
2030 | NYISO_A-F_2_IESO | NYISO_A-F | IESO | Internal | Winter | B20 | 935 | 1600 | 0 | 77.86 | 70.86 | 7 | 0
2030 | NYISO_A-F_2_NEISO | NYISO_A-F | NEISO | Internal | Shoulder | B11 | 25 | 600 | 0 | 76.12 | 73.12 | 3 | 0
2030 | NYISO_A-F_2_NEISO | NYISO_A-F | NEISO | Internal | Shoulder | B12 | 200 | 600 | 0 | 81.67 | 73.5 | 3 | 0
2030 | NYISO_A-F_2_NEISO | NYISO_A-F | NEISO | Internal | Shoulder | B13 | 600 | 600 | 0 | 76.12 | 73.12 | 3 | 0
2030 | NYISO_A-F_2_NEISO | NYISO_A-F | NEISO | Internal | Shoulder | B14 | 900 | 600 | 0 | 76.1 | 73.12 | 3 | 0
2030 | NYISO_A-F_2_NEISO | NYISO_A-F | NEISO | Internal | Shoulder | B15 | 1203 | 600 | 0 | 76.1 | 73.12 | 3 | 0
2030 | NYISO_A-F_2_NEISO | NYISO_A-F | NEISO | Internal | Summer | B1 | 10 | 600 | 600 | 92.91 | 106.03 | 3 | 10.13
2030 | NYISO_A-F_2_NEISO | NYISO_A-F | NEISO | Internal | Summer | B2 | 25 | 600 | 360.77 | 110.02 | 113.02 | 3 | 0
2030 | NYISO_A-F_2_NEISO | NYISO_A-F | NEISO | Internal | Summer | B3 | 75 | 600 | 0 | 109.03 | 106.03 | 3 | 0
2030 | NYISO_A-F_2_NEISO | NYISO_A-F | NEISO | Internal | Summer | B4 | 100 | 600 | 0 | 86.39 | 80.9 | 3 | 0
2030 | NYISO_A-F_2_NEISO | NYISO_A-F | NEISO | Internal | Summer | B5 | 200 | 600 | 0 | 86.39 | 80.9 | 3 | 0
2030 | NYISO_A-F_2_NEISO | NYISO_A-F | NEISO | Internal | Summer | B6 | 300 | 600 | 0 | 86.39 | 80.9 | 3 | 0
2030 | NYISO_A-F_2_NEISO | NYISO_A-F | NEISO | Internal | Summer | B7 | 400 | 600 | 0 | 84.89 | 80.9 | 3 | 0
2030 | NYISO_A-F_2_NEISO | NYISO_A-F | NEISO | Internal | Summer | B8 | 500 | 600 | 0 | 81.88 | 78.89 | 3 | 0
2030 | NYISO_A-F_2_NEISO | NYISO_A-F | NEISO | Internal | Summer | B9 | 800 | 600 | 0 | 80.73 | 77.75 | 3 | 0
2030 | NYISO_A-F_2_NEISO | NYISO_A-F | NEISO | Internal | Summer | B10 | 1262 | 600 | 0 | 80.73 | 77.75 | 3 | 0
2030 | NYISO_A-F_2_NEISO | NYISO_A-F | NEISO | Internal | Winter | B16 | 25 | 600 | 600 | 77.86 | 82.1 | 3 | 1.25
2030 | NYISO_A-F_2_NEISO | NYISO_A-F | NEISO | Internal | Winter | B17 | 100 | 600 | 472.82 | 77.86 | 80.86 | 3 | 0
2030 | NYISO_A-F_2_NEISO | NYISO_A-F | NEISO | Internal | Winter | B18 | 400 | 600 | 239.62 | 77.86 | 80.86 | 3 | 0
2030 | NYISO_A-F_2_NEISO | NYISO_A-F | NEISO | Internal | Winter | B19 | 700 | 600 | 243.91 | 77.86 | 80.86 | 3 | 0
2030 | NYISO_A-F_2_NEISO | NYISO_A-F | NEISO | Internal | Winter | B20 | 935 | 600 | 182.66 | 77.86 | 80.86 | 3 | 0
2030 | NYISO_A-F_2_NYISO_G-I | NYISO_A-F | NYISO_G-I | Internal | Shoulder | B11 | 25 | 5843 | 5843 | 76.12 | 85.36 | 0.01 | 9.23
2030 | NYISO_A-F_2_NYISO_G-I | NYISO_A-F | NYISO_G-I | Internal | Shoulder | B12 | 200 | 5843 | 5843 | 81.67 | 84.9 | 0.01 | 3.22
2030 | NYISO_A-F_2_NYISO_G-I | NYISO_A-F | NYISO_G-I | Internal | Shoulder | B13 | 600 | 5843 | 5843 | 76.12 | 84.9 | 0.01 | 8.76
2030 | NYISO_A-F_2_NYISO_G-I | NYISO_A-F | NYISO_G-I | Internal | Shoulder | B14 | 900 | 5843 | 5843 | 76.1 | 79.71 | 0.01 | 3.59
2030 | NYISO_A-F_2_NYISO_G-I | NYISO_A-F | NYISO_G-I | Internal | Shoulder | B15 | 1203 | 5843 | 4909.01 | 76.1 | 76.11 | 0.01 | 0
2030 | NYISO_A-F_2_NYISO_G-I | NYISO_A-F | NYISO_G-I | Internal | Summer | B1 | 10 | 5843 | 5843 | 92.91 | 186.21 | 0.01 | 93.29
2030 | NYISO_A-F_2_NYISO_G-I | NYISO_A-F | NYISO_G-I | Internal | Summer | B2 | 25 | 5843 | 5843 | 110.02 | 178.66 | 0.01 | 68.63
2030 | NYISO_A-F_2_NYISO_G-I | NYISO_A-F | NYISO_G-I | Internal | Summer | B3 | 75 | 5843 | 5843 | 109.03 | 117.28 | 0.01 | 8.24
2030 | NYISO_A-F_2_NYISO_G-I | NYISO_A-F | NYISO_G-I | Internal | Summer | B4 | 100 | 5843 | 5843 | 86.39 | 116.14 | 0.01 | 29.73
2030 | NYISO_A-F_2_NYISO_G-I | NYISO_A-F | NYISO_G-I | Internal | Summer | B5 | 200 | 5843 | 5843 | 86.39 | 116.14 | 0.01 | 29.73
2030 | NYISO_A-F_2_NYISO_G-I | NYISO_A-F | NYISO_G-I | Internal | Summer | B6 | 300 | 5843 | 5843 | 86.39 | 94.19 | 0.01 | 7.79
2030 | NYISO_A-F_2_NYISO_G-I | NYISO_A-F | NYISO_G-I | Internal | Summer | B7 | 400 | 5843 | 5353.07 | 84.89 | 84.9 | 0.01 | 0
2030 | NYISO_A-F_2_NYISO_G-I | NYISO_A-F | NYISO_G-I | Internal | Summer | B8 | 500 | 5843 | 5437.31 | 81.88 | 81.89 | 0.01 | 0
2030 | NYISO_A-F_2_NYISO_G-I | NYISO_A-F | NYISO_G-I | Internal | Summer | B9 | 800 | 5843 | 5509.16 | 80.73 | 80.75 | 0.01 | 0
2030 | NYISO_A-F_2_NYISO_G-I | NYISO_A-F | NYISO_G-I | Internal | Summer | B10 | 1262 | 5843 | 4381.04 | 80.73 | 80.75 | 0.01 | 0
2030 | NYISO_A-F_2_NYISO_G-I | NYISO_A-F | NYISO_G-I | Internal | Winter | B16 | 25 | 5843 | 5843 | 77.86 | 92.49 | 0.01 | 14.63
2030 | NYISO_A-F_2_NYISO_G-I | NYISO_A-F | NYISO_G-I | Internal | Winter | B17 | 100 | 5843 | 5843 | 77.86 | 86.44 | 0.01 | 8.57
2030 | NYISO_A-F_2_NYISO_G-I | NYISO_A-F | NYISO_G-I | Internal | Winter | B18 | 400 | 5843 | 5843 | 77.86 | 85.99 | 0.01 | 8.12
2030 | NYISO_A-F_2_NYISO_G-I | NYISO_A-F | NYISO_G-I | Internal | Winter | B19 | 700 | 5843 | 5843 | 77.86 | 85.52 | 0.01 | 7.66
2030 | NYISO_A-F_2_NYISO_G-I | NYISO_A-F | NYISO_G-I | Internal | Winter | B20 | 935 | 5843 | 5680.73 | 77.86 | 77.87 | 0.01 | 0
2030 | NYISO_A-F_2_PJM_ROM | NYISO_A-F | PJM_ROM | Internal | Shoulder | B11 | 25 | 1000 | 1000 | 76.12 | 93.38 | 8 | 9.25
2030 | NYISO_A-F_2_PJM_ROM | NYISO_A-F | PJM_ROM | Internal | Shoulder | B12 | 200 | 1000 | 795.27 | 81.67 | 89.67 | 8 | 0
2030 | NYISO_A-F_2_PJM_ROM | NYISO_A-F | PJM_ROM | Internal | Shoulder | B13 | 600 | 1000 | 1000 | 76.12 | 87.84 | 8 | 3.72
2030 | NYISO_A-F_2_PJM_ROM | NYISO_A-F | PJM_ROM | Internal | Shoulder | B14 | 900 | 1000 | 1000 | 76.1 | 87.72 | 8 | 3.62
2030 | NYISO_A-F_2_PJM_ROM | NYISO_A-F | PJM_ROM | Internal | Shoulder | B15 | 1203 | 1000 | 0 | 76.1 | 77.26 | 8 | 0
2030 | NYISO_A-F_2_PJM_ROM | NYISO_A-F | PJM_ROM | Internal | Summer | B1 | 10 | 1000 | 1000 | 92.91 | 194.21 | 8 | 93.3
2030 | NYISO_A-F_2_PJM_ROM | NYISO_A-F | PJM_ROM | Internal | Summer | B2 | 25 | 1000 | 1000 | 110.02 | 186.65 | 8 | 68.63
2030 | NYISO_A-F_2_PJM_ROM | NYISO_A-F | PJM_ROM | Internal | Summer | B3 | 75 | 1000 | 1000 | 109.03 | 140.4 | 8 | 23.36
2030 | NYISO_A-F_2_PJM_ROM | NYISO_A-F | PJM_ROM | Internal | Summer | B4 | 100 | 1000 | 1000 | 86.39 | 140.4 | 8 | 46.01
2030 | NYISO_A-F_2_PJM_ROM | NYISO_A-F | PJM_ROM | Internal | Summer | B5 | 200 | 1000 | 1000 | 86.39 | 133.2 | 8 | 38.81
2030 | NYISO_A-F_2_PJM_ROM | NYISO_A-F | PJM_ROM | Internal | Summer | B6 | 300 | 1000 | 1000 | 86.39 | 102.21 | 8 | 7.82
2030 | NYISO_A-F_2_PJM_ROM | NYISO_A-F | PJM_ROM | Internal | Summer | B7 | 400 | 1000 | 1000 | 84.89 | 92.91 | 8 | 0.02
2030 | NYISO_A-F_2_PJM_ROM | NYISO_A-F | PJM_ROM | Internal | Summer | B8 | 500 | 1000 | 753.69 | 81.88 | 89.88 | 8 | 0
2030 | NYISO_A-F_2_PJM_ROM | NYISO_A-F | PJM_ROM | Internal | Summer | B9 | 800 | 1000 | 0 | 80.73 | 85.36 | 8 | 0
2030 | NYISO_A-F_2_PJM_ROM | NYISO_A-F | PJM_ROM | Internal | Summer | B10 | 1262 | 1000 | 0 | 80.73 | 74.88 | 8 | 0
2030 | NYISO_A-F_2_PJM_ROM | NYISO_A-F | PJM_ROM | Internal | Winter | B16 | 25 | 1000 | 1000 | 77.86 | 100.48 | 8 | 14.63
2030 | NYISO_A-F_2_PJM_ROM | NYISO_A-F | PJM_ROM | Internal | Winter | B17 | 100 | 1000 | 1000 | 77.86 | 94.42 | 8 | 8.57
2030 | NYISO_A-F_2_PJM_ROM | NYISO_A-F | PJM_ROM | Internal | Winter | B18 | 400 | 1000 | 1000 | 77.86 | 93.98 | 8 | 8.12
2030 | NYISO_A-F_2_PJM_ROM | NYISO_A-F | PJM_ROM | Internal | Winter | B19 | 700 | 1000 | 1000 | 77.86 | 93.51 | 8 | 7.66
2030 | NYISO_A-F_2_PJM_ROM | NYISO_A-F | PJM_ROM | Internal | Winter | B20 | 935 | 1000 | 0 | 77.86 | 81.33 | 8 | 0
2030 | NYISO_G-I_2_NEISO | NYISO_G-I | NEISO | Internal | Shoulder | B11 | 25 | 600 | 0 | 85.36 | 73.12 | 3 | 0
2030 | NYISO_G-I_2_NEISO | NYISO_G-I | NEISO | Internal | Shoulder | B12 | 200 | 600 | 0 | 84.9 | 73.5 | 3 | 0
2030 | NYISO_G-I_2_NEISO | NYISO_G-I | NEISO | Internal | Shoulder | B13 | 600 | 600 | 0 | 84.9 | 73.12 | 3 | 0
2030 | NYISO_G-I_2_NEISO | NYISO_G-I | NEISO | Internal | Shoulder | B14 | 900 | 600 | 0 | 79.71 | 73.12 | 3 | 0
2030 | NYISO_G-I_2_NEISO | NYISO_G-I | NEISO | Internal | Shoulder | B15 | 1203 | 600 | 0 | 76.11 | 73.12 | 3 | 0
2030 | NYISO_G-I_2_NEISO | NYISO_G-I | NEISO | Internal | Summer | B1 | 10 | 600 | 0 | 186.21 | 106.03 | 3 | 0
2030 | NYISO_G-I_2_NEISO | NYISO_G-I | NEISO | Internal | Summer | B2 | 25 | 600 | 0 | 178.66 | 113.02 | 3 | 0
2030 | NYISO_G-I_2_NEISO | NYISO_G-I | NEISO | Internal | Summer | B3 | 75 | 600 | 0 | 117.28 | 106.03 | 3 | 0
2030 | NYISO_G-I_2_NEISO | NYISO_G-I | NEISO | Internal | Summer | B4 | 100 | 600 | 0 | 116.14 | 80.9 | 3 | 0
2030 | NYISO_G-I_2_NEISO | NYISO_G-I | NEISO | Internal | Summer | B5 | 200 | 600 | 0 | 116.14 | 80.9 | 3 | 0
2030 | NYISO_G-I_2_NEISO | NYISO_G-I | NEISO | Internal | Summer | B6 | 300 | 600 | 0 | 94.19 | 80.9 | 3 | 0
2030 | NYISO_G-I_2_NEISO | NYISO_G-I | NEISO | Internal | Summer | B7 | 400 | 600 | 0 | 84.9 | 80.9 | 3 | 0
2030 | NYISO_G-I_2_NEISO | NYISO_G-I | NEISO | Internal | Summer | B8 | 500 | 600 | 0 | 81.89 | 78.89 | 3 | 0
2030 | NYISO_G-I_2_NEISO | NYISO_G-I | NEISO | Internal | Summer | B9 | 800 | 600 | 0 | 80.75 | 77.75 | 3 | 0
2030 | NYISO_G-I_2_NEISO | NYISO_G-I | NEISO | Internal | Summer | B10 | 1262 | 600 | 0 | 80.75 | 77.75 | 3 | 0
2030 | NYISO_G-I_2_NEISO | NYISO_G-I | NEISO | Internal | Winter | B16 | 25 | 600 | 0 | 92.49 | 82.1 | 3 | 0
2030 | NYISO_G-I_2_NEISO | NYISO_G-I | NEISO | Internal | Winter | B17 | 100 | 600 | 0 | 86.44 | 80.86 | 3 | 0
2030 | NYISO_G-I_2_NEISO | NYISO_G-I | NEISO | Internal | Winter | B18 | 400 | 600 | 0 | 85.99 | 80.86 | 3 | 0
2030 | NYISO_G-I_2_NEISO | NYISO_G-I | NEISO | Internal | Winter | B19 | 700 | 600 | 0 | 85.52 | 80.86 | 3 | 0
2030 | NYISO_G-I_2_NEISO | NYISO_G-I | NEISO | Internal | Winter | B20 | 935 | 600 | 0 | 77.87 | 80.86 | 3 | 0
2030 | NYISO_G-I_2_NYISO_A-F | NYISO_G-I | NYISO_A-F | Internal | Shoulder | B11 | 25 | 3592 | 0 | 85.36 | 76.12 | 0.01 | 0
2030 | NYISO_G-I_2_NYISO_A-F | NYISO_G-I | NYISO_A-F | Internal | Shoulder | B12 | 200 | 3592 | 0 | 84.9 | 81.67 | 0.01 | 0
2030 | NYISO_G-I_2_NYISO_A-F | NYISO_G-I | NYISO_A-F | Internal | Shoulder | B13 | 600 | 3592 | 0 | 84.9 | 76.12 | 0.01 | 0
2030 | NYISO_G-I_2_NYISO_A-F | NYISO_G-I | NYISO_A-F | Internal | Shoulder | B14 | 900 | 3592 | 0 | 79.71 | 76.1 | 0.01 | 0
2030 | NYISO_G-I_2_NYISO_A-F | NYISO_G-I | NYISO_A-F | Internal | Shoulder | B15 | 1203 | 3592 | 0 | 76.11 | 76.1 | 0.01 | 0
2030 | NYISO_G-I_2_NYISO_A-F | NYISO_G-I | NYISO_A-F | Internal | Summer | B1 | 10 | 3592 | 0 | 186.21 | 92.91 | 0.01 | 0
2030 | NYISO_G-I_2_NYISO_A-F | NYISO_G-I | NYISO_A-F | Internal | Summer | B2 | 25 | 3592 | 0 | 178.66 | 110.02 | 0.01 | 0
2030 | NYISO_G-I_2_NYISO_A-F | NYISO_G-I | NYISO_A-F | Internal | Summer | B3 | 75 | 3592 | 0 | 117.28 | 109.03 | 0.01 | 0
2030 | NYISO_G-I_2_NYISO_A-F | NYISO_G-I | NYISO_A-F | Internal | Summer | B4 | 100 | 3592 | 0 | 116.14 | 86.39 | 0.01 | 0
2030 | NYISO_G-I_2_NYISO_A-F | NYISO_G-I | NYISO_A-F | Internal | Summer | B5 | 200 | 3592 | 0 | 116.14 | 86.39 | 0.01 | 0
2030 | NYISO_G-I_2_NYISO_A-F | NYISO_G-I | NYISO_A-F | Internal | Summer | B6 | 300 | 3592 | 0 | 94.19 | 86.39 | 0.01 | 0
2030 | NYISO_G-I_2_NYISO_A-F | NYISO_G-I | NYISO_A-F | Internal | Summer | B7 | 400 | 3592 | 0 | 84.9 | 84.89 | 0.01 | 0
2030 | NYISO_G-I_2_NYISO_A-F | NYISO_G-I | NYISO_A-F | Internal | Summer | B8 | 500 | 3592 | 0 | 81.89 | 81.88 | 0.01 | 0
2030 | NYISO_G-I_2_NYISO_A-F | NYISO_G-I | NYISO_A-F | Internal | Summer | B9 | 800 | 3592 | 0 | 80.75 | 80.73 | 0.01 | 0
2030 | NYISO_G-I_2_NYISO_A-F | NYISO_G-I | NYISO_A-F | Internal | Summer | B10 | 1262 | 3592 | 0 | 80.75 | 80.73 | 0.01 | 0
2030 | NYISO_G-I_2_NYISO_A-F | NYISO_G-I | NYISO_A-F | Internal | Winter | B16 | 25 | 3592 | 0 | 92.49 | 77.86 | 0.01 | 0
2030 | NYISO_G-I_2_NYISO_A-F | NYISO_G-I | NYISO_A-F | Internal | Winter | B17 | 100 | 3592 | 0 | 86.44 | 77.86 | 0.01 | 0
2030 | NYISO_G-I_2_NYISO_A-F | NYISO_G-I | NYISO_A-F | Internal | Winter | B18 | 400 | 3592 | 0 | 85.99 | 77.86 | 0.01 | 0
2030 | NYISO_G-I_2_NYISO_A-F | NYISO_G-I | NYISO_A-F | Internal | Winter | B19 | 700 | 3592 | 0 | 85.52 | 77.86 | 0.01 | 0
2030 | NYISO_G-I_2_NYISO_A-F | NYISO_G-I | NYISO_A-F | Internal | Winter | B20 | 935 | 3592 | 0 | 77.87 | 77.86 | 0.01 | 0
2030 | NYISO_G-I_2_NYISO_J-K | NYISO_G-I | NYISO_J-K | Internal | Shoulder | B11 | 25 | 6130 | 5800.03 | 85.36 | 85.38 | 0.01 | 0
2030 | NYISO_G-I_2_NYISO_J-K | NYISO_G-I | NYISO_J-K | Internal | Shoulder | B12 | 200 | 6130 | 5881.58 | 84.9 | 84.91 | 0.01 | 0
2030 | NYISO_G-I_2_NYISO_J-K | NYISO_G-I | NYISO_J-K | Internal | Shoulder | B13 | 600 | 6130 | 5996.16 | 84.9 | 84.91 | 0.01 | 0
2030 | NYISO_G-I_2_NYISO_J-K | NYISO_G-I | NYISO_J-K | Internal | Shoulder | B14 | 900 | 6130 | 6130 | 79.71 | 83.87 | 0.01 | 4.15
2030 | NYISO_G-I_2_NYISO_J-K | NYISO_G-I | NYISO_J-K | Internal | Shoulder | B15 | 1203 | 6130 | 5026.41 | 76.11 | 76.12 | 0.01 | 0
2030 | NYISO_G-I_2_NYISO_J-K | NYISO_G-I | NYISO_J-K | Internal | Summer | B1 | 10 | 6130 | 4509.12 | 186.21 | 186.22 | 0.01 | 0
2030 | NYISO_G-I_2_NYISO_J-K | NYISO_G-I | NYISO_J-K | Internal | Summer | B2 | 25 | 6130 | 4735.91 | 178.66 | 178.67 | 0.01 | 0
2030 | NYISO_G-I_2_NYISO_J-K | NYISO_G-I | NYISO_J-K | Internal | Summer | B3 | 75 | 6130 | 4955.1 | 117.28 | 117.3 | 0.01 | 0
2030 | NYISO_G-I_2_NYISO_J-K | NYISO_G-I | NYISO_J-K | Internal | Summer | B4 | 100 | 6130 | 5194.3 | 116.14 | 116.15 | 0.01 | 0
2030 | NYISO_G-I_2_NYISO_J-K | NYISO_G-I | NYISO_J-K | Internal | Summer | B5 | 200 | 6130 | 5332.89 | 116.14 | 116.15 | 0.01 | 0
2030 | NYISO_G-I_2_NYISO_J-K | NYISO_G-I | NYISO_J-K | Internal | Summer | B6 | 300 | 6130 | 5853.43 | 94.19 | 94.21 | 0.01 | 0
2030 | NYISO_G-I_2_NYISO_J-K | NYISO_G-I | NYISO_J-K | Internal | Summer | B7 | 400 | 6130 | 6130 | 84.9 | 86.66 | 0.01 | 1.75
2030 | NYISO_G-I_2_NYISO_J-K | NYISO_G-I | NYISO_J-K | Internal | Summer | B8 | 500 | 6130 | 5587.62 | 81.89 | 81.9 | 0.01 | 0
2030 | NYISO_G-I_2_NYISO_J-K | NYISO_G-I | NYISO_J-K | Internal | Summer | B9 | 800 | 6130 | 6130 | 80.75 | 81.37 | 0.01 | 0.61
2030 | NYISO_G-I_2_NYISO_J-K | NYISO_G-I | NYISO_J-K | Internal | Summer | B10 | 1262 | 6130 | 4991.33 | 80.75 | 80.76 | 0.01 | 0
2030 | NYISO_G-I_2_NYISO_J-K | NYISO_G-I | NYISO_J-K | Internal | Winter | B16 | 25 | 6130 | 6130 | 92.49 | 97.25 | 0.01 | 4.75
2030 | NYISO_G-I_2_NYISO_J-K | NYISO_G-I | NYISO_J-K | Internal | Winter | B17 | 100 | 6130 | 6130 | 86.44 | 97.25 | 0.01 | 10.8
2030 | NYISO_G-I_2_NYISO_J-K | NYISO_G-I | NYISO_J-K | Internal | Winter | B18 | 400 | 6130 | 6130 | 85.99 | 97.25 | 0.01 | 11.25
2030 | NYISO_G-I_2_NYISO_J-K | NYISO_G-I | NYISO_J-K | Internal | Winter | B19 | 700 | 6130 | 6130 | 85.52 | 97.25 | 0.01 | 11.72
2030 | NYISO_G-I_2_NYISO_J-K | NYISO_G-I | NYISO_J-K | Internal | Winter | B20 | 935 | 6130 | 6130 | 77.87 | 83.86 | 0.01 | 5.98
2030 | NYISO_G-I_2_PJM_E | NYISO_G-I | PJM_E | Internal | Shoulder | B11 | 25 | 1500 | 47.27 | 85.36 | 93.36 | 8 | 0
2030 | NYISO_G-I_2_PJM_E | NYISO_G-I | PJM_E | Internal | Shoulder | B12 | 200 | 1500 | 0 | 84.9 | 89.66 | 8 | 0
2030 | NYISO_G-I_2_PJM_E | NYISO_G-I | PJM_E | Internal | Shoulder | B13 | 600 | 1500 | 0 | 84.9 | 87.83 | 8 | 0
2030 | NYISO_G-I_2_PJM_E | NYISO_G-I | PJM_E | Internal | Shoulder | B14 | 900 | 1500 | 16.73 | 79.71 | 87.71 | 8 | 0
2030 | NYISO_G-I_2_PJM_E | NYISO_G-I | PJM_E | Internal | Shoulder | B15 | 1203 | 1500 | 0 | 76.11 | 77.25 | 8 | 0
2030 | NYISO_G-I_2_PJM_E | NYISO_G-I | PJM_E | Internal | Summer | B1 | 10 | 1500 | 1500 | 186.21 | 194.22 | 8 | 0.01
2030 | NYISO_G-I_2_PJM_E | NYISO_G-I | PJM_E | Internal | Summer | B2 | 25 | 1500 | 1335.41 | 178.66 | 186.66 | 8 | 0
2030 | NYISO_G-I_2_PJM_E | NYISO_G-I | PJM_E | Internal | Summer | B3 | 75 | 1500 | 1500 | 117.28 | 140.39 | 8 | 15.1
2030 | NYISO_G-I_2_PJM_E | NYISO_G-I | PJM_E | Internal | Summer | B4 | 100 | 1500 | 1500 | 116.14 | 140.39 | 8 | 16.25
2030 | NYISO_G-I_2_PJM_E | NYISO_G-I | PJM_E | Internal | Summer | B5 | 200 | 1500 | 1500 | 116.14 | 133.19 | 8 | 9.06
2030 | NYISO_G-I_2_PJM_E | NYISO_G-I | PJM_E | Internal | Summer | B6 | 300 | 1500 | 1171.39 | 94.19 | 102.19 | 8 | 0
2030 | NYISO_G-I_2_PJM_E | NYISO_G-I | PJM_E | Internal | Summer | B7 | 400 | 1500 | 551.88 | 84.9 | 92.9 | 8 | 0
2030 | NYISO_G-I_2_PJM_E | NYISO_G-I | PJM_E | Internal | Summer | B8 | 500 | 1500 | 0 | 81.89 | 89.87 | 8 | 0
2030 | NYISO_G-I_2_PJM_E | NYISO_G-I | PJM_E | Internal | Summer | B9 | 800 | 1500 | 0 | 80.75 | 85.34 | 8 | 0
2030 | NYISO_G-I_2_PJM_E | NYISO_G-I | PJM_E | Internal | Summer | B10 | 1262 | 1500 | 0 | 80.75 | 74.87 | 8 | 0
2030 | NYISO_G-I_2_PJM_E | NYISO_G-I | PJM_E | Internal | Winter | B16 | 25 | 1500 | 21.93 | 92.49 | 100.49 | 8 | 0
2030 | NYISO_G-I_2_PJM_E | NYISO_G-I | PJM_E | Internal | Winter | B17 | 100 | 1500 | 137.18 | 86.44 | 94.44 | 8 | 0
2030 | NYISO_G-I_2_PJM_E | NYISO_G-I | PJM_E | Internal | Winter | B18 | 400 | 1500 | 191.38 | 85.99 | 93.99 | 8 | 0
2030 | NYISO_G-I_2_PJM_E | NYISO_G-I | PJM_E | Internal | Winter | B19 | 700 | 1500 | 353.47 | 85.52 | 93.52 | 8 | 0
2030 | NYISO_G-I_2_PJM_E | NYISO_G-I | PJM_E | Internal | Winter | B20 | 935 | 1500 | 0 | 77.87 | 81.35 | 8 | 0
2030 | NYISO_J-K_2_NEISO | NYISO_J-K | NEISO | Internal | Shoulder | B11 | 25 | 347 | 0 | 85.38 | 73.12 | 3 | 0
2030 | NYISO_J-K_2_NEISO | NYISO_J-K | NEISO | Internal | Shoulder | B12 | 200 | 347 | 0 | 84.91 | 73.5 | 3 | 0
2030 | NYISO_J-K_2_NEISO | NYISO_J-K | NEISO | Internal | Shoulder | B13 | 600 | 347 | 0 | 84.91 | 73.12 | 3 | 0
2030 | NYISO_J-K_2_NEISO | NYISO_J-K | NEISO | Internal | Shoulder | B14 | 900 | 347 | 0 | 83.87 | 73.12 | 3 | 0
2030 | NYISO_J-K_2_NEISO | NYISO_J-K | NEISO | Internal | Shoulder | B15 | 1203 | 347 | 0 | 76.12 | 73.12 | 3 | 0
2030 | NYISO_J-K_2_NEISO | NYISO_J-K | NEISO | Internal | Summer | B1 | 10 | 347 | 0 | 186.22 | 106.03 | 3 | 0
2030 | NYISO_J-K_2_NEISO | NYISO_J-K | NEISO | Internal | Summer | B2 | 25 | 347 | 0 | 178.67 | 113.02 | 3 | 0
2030 | NYISO_J-K_2_NEISO | NYISO_J-K | NEISO | Internal | Summer | B3 | 75 | 347 | 0 | 117.3 | 106.03 | 3 | 0
2030 | NYISO_J-K_2_NEISO | NYISO_J-K | NEISO | Internal | Summer | B4 | 100 | 347 | 0 | 116.15 | 80.9 | 3 | 0
2030 | NYISO_J-K_2_NEISO | NYISO_J-K | NEISO | Internal | Summer | B5 | 200 | 347 | 0 | 116.15 | 80.9 | 3 | 0
2030 | NYISO_J-K_2_NEISO | NYISO_J-K | NEISO | Internal | Summer | B6 | 300 | 347 | 0 | 94.21 | 80.9 | 3 | 0
2030 | NYISO_J-K_2_NEISO | NYISO_J-K | NEISO | Internal | Summer | B7 | 400 | 347 | 0 | 86.66 | 80.9 | 3 | 0
2030 | NYISO_J-K_2_NEISO | NYISO_J-K | NEISO | Internal | Summer | B8 | 500 | 347 | 0 | 81.9 | 78.89 | 3 | 0
2030 | NYISO_J-K_2_NEISO | NYISO_J-K | NEISO | Internal | Summer | B9 | 800 | 347 | 0 | 81.37 | 77.75 | 3 | 0
2030 | NYISO_J-K_2_NEISO | NYISO_J-K | NEISO | Internal | Summer | B10 | 1262 | 347 | 0 | 80.76 | 77.75 | 3 | 0
2030 | NYISO_J-K_2_NEISO | NYISO_J-K | NEISO | Internal | Winter | B16 | 25 | 347 | 0 | 97.25 | 82.1 | 3 | 0
2030 | NYISO_J-K_2_NEISO | NYISO_J-K | NEISO | Internal | Winter | B17 | 100 | 347 | 0 | 97.25 | 80.86 | 3 | 0
2030 | NYISO_J-K_2_NEISO | NYISO_J-K | NEISO | Internal | Winter | B18 | 400 | 347 | 0 | 97.25 | 80.86 | 3 | 0
2030 | NYISO_J-K_2_NEISO | NYISO_J-K | NEISO | Internal | Winter | B19 | 700 | 347 | 0 | 97.25 | 80.86 | 3 | 0
2030 | NYISO_J-K_2_NEISO | NYISO_J-K | NEISO | Internal | Winter | B20 | 935 | 347 | 0 | 83.86 | 80.86 | 3 | 0
2030 | NYISO_J-K_2_NYISO_G-I | NYISO_J-K | NYISO_G-I | Internal | Shoulder | B11 | 25 | 1999 | 0 | 85.38 | 85.36 | 0.01 | 0
2030 | NYISO_J-K_2_NYISO_G-I | NYISO_J-K | NYISO_G-I | Internal | Shoulder | B12 | 200 | 1999 | 0 | 84.91 | 84.9 | 0.01 | 0
2030 | NYISO_J-K_2_NYISO_G-I | NYISO_J-K | NYISO_G-I | Internal | Shoulder | B13 | 600 | 1999 | 0 | 84.91 | 84.9 | 0.01 | 0
2030 | NYISO_J-K_2_NYISO_G-I | NYISO_J-K | NYISO_G-I | Internal | Shoulder | B14 | 900 | 1999 | 0 | 83.87 | 79.71 | 0.01 | 0
2030 | NYISO_J-K_2_NYISO_G-I | NYISO_J-K | NYISO_G-I | Internal | Shoulder | B15 | 1203 | 1999 | 0 | 76.12 | 76.11 | 0.01 | 0
2030 | NYISO_J-K_2_NYISO_G-I | NYISO_J-K | NYISO_G-I | Internal | Summer | B1 | 10 | 1999 | 0 | 186.22 | 186.21 | 0.01 | 0
2030 | NYISO_J-K_2_NYISO_G-I | NYISO_J-K | NYISO_G-I | Internal | Summer | B2 | 25 | 1999 | 0 | 178.67 | 178.66 | 0.01 | 0
2030 | NYISO_J-K_2_NYISO_G-I | NYISO_J-K | NYISO_G-I | Internal | Summer | B3 | 75 | 1999 | 0 | 117.3 | 117.28 | 0.01 | 0
2030 | NYISO_J-K_2_NYISO_G-I | NYISO_J-K | NYISO_G-I | Internal | Summer | B4 | 100 | 1999 | 0 | 116.15 | 116.14 | 0.01 | 0
2030 | NYISO_J-K_2_NYISO_G-I | NYISO_J-K | NYISO_G-I | Internal | Summer | B5 | 200 | 1999 | 0 | 116.15 | 116.14 | 0.01 | 0
2030 | NYISO_J-K_2_NYISO_G-I | NYISO_J-K | NYISO_G-I | Internal | Summer | B6 | 300 | 1999 | 0 | 94.21 | 94.19 | 0.01 | 0
2030 | NYISO_J-K_2_NYISO_G-I | NYISO_J-K | NYISO_G-I | Internal | Summer | B7 | 400 | 1999 | 0 | 86.66 | 84.9 | 0.01 | 0
2030 | NYISO_J-K_2_NYISO_G-I | NYISO_J-K | NYISO_G-I | Internal | Summer | B8 | 500 | 1999 | 0 | 81.9 | 81.89 | 0.01 | 0
2030 | NYISO_J-K_2_NYISO_G-I | NYISO_J-K | NYISO_G-I | Internal | Summer | B9 | 800 | 1999 | 0 | 81.37 | 80.75 | 0.01 | 0
2030 | NYISO_J-K_2_NYISO_G-I | NYISO_J-K | NYISO_G-I | Internal | Summer | B10 | 1262 | 1999 | 0 | 80.76 | 80.75 | 0.01 | 0
2030 | NYISO_J-K_2_NYISO_G-I | NYISO_J-K | NYISO_G-I | Internal | Winter | B16 | 25 | 1999 | 0 | 97.25 | 92.49 | 0.01 | 0
2030 | NYISO_J-K_2_NYISO_G-I | NYISO_J-K | NYISO_G-I | Internal | Winter | B17 | 100 | 1999 | 0 | 97.25 | 86.44 | 0.01 | 0
2030 | NYISO_J-K_2_NYISO_G-I | NYISO_J-K | NYISO_G-I | Internal | Winter | B18 | 400 | 1999 | 0 | 97.25 | 85.99 | 0.01 | 0
2030 | NYISO_J-K_2_NYISO_G-I | NYISO_J-K | NYISO_G-I | Internal | Winter | B19 | 700 | 1999 | 0 | 97.25 | 85.52 | 0.01 | 0
2030 | NYISO_J-K_2_NYISO_G-I | NYISO_J-K | NYISO_G-I | Internal | Winter | B20 | 935 | 1999 | 0 | 83.86 | 77.87 | 0.01 | 0
2030 | NYISO_J-K_2_PJM_E | NYISO_J-K | PJM_E | Internal | Shoulder | B11 | 25 | 330 | 0 | 85.38 | 93.36 | 8 | 0
2030 | NYISO_J-K_2_PJM_E | NYISO_J-K | PJM_E | Internal | Shoulder | B12 | 200 | 330 | 0 | 84.91 | 89.66 | 8 | 0
2030 | NYISO_J-K_2_PJM_E | NYISO_J-K | PJM_E | Internal | Shoulder | B13 | 600 | 330 | 0 | 84.91 | 87.83 | 8 | 0
2030 | NYISO_J-K_2_PJM_E | NYISO_J-K | PJM_E | Internal | Shoulder | B14 | 900 | 330 | 0 | 83.87 | 87.71 | 8 | 0
2030 | NYISO_J-K_2_PJM_E | NYISO_J-K | PJM_E | Internal | Shoulder | B15 | 1203 | 330 | 0 | 76.12 | 77.25 | 8 | 0
2030 | NYISO_J-K_2_PJM_E | NYISO_J-K | PJM_E | Internal | Summer | B1 | 10 | 330 | 298.32 | 186.22 | 194.22 | 8 | 0
2030 | NYISO_J-K_2_PJM_E | NYISO_J-K | PJM_E | Internal | Summer | B2 | 25 | 330 | 0 | 178.67 | 186.66 | 8 | 0
2030 | NYISO_J-K_2_PJM_E | NYISO_J-K | PJM_E | Internal | Summer | B3 | 75 | 330 | 330 | 117.3 | 140.39 | 8 | 15.09
2030 | NYISO_J-K_2_PJM_E | NYISO_J-K | PJM_E | Internal | Summer | B4 | 100 | 330 | 330 | 116.15 | 140.39 | 8 | 16.24
2030 | NYISO_J-K_2_PJM_E | NYISO_J-K | PJM_E | Internal | Summer | B5 | 200 | 330 | 330 | 116.15 | 133.19 | 8 | 9.04
2030 | NYISO_J-K_2_PJM_E | NYISO_J-K | PJM_E | Internal | Summer | B6 | 300 | 330 | 0 | 94.21 | 102.19 | 8 | 0
2030 | NYISO_J-K_2_PJM_E | NYISO_J-K | PJM_E | Internal | Summer | B7 | 400 | 330 | 0 | 86.66 | 92.9 | 8 | 0
2030 | NYISO_J-K_2_PJM_E | NYISO_J-K | PJM_E | Internal | Summer | B8 | 500 | 330 | 0 | 81.9 | 89.87 | 8 | 0
2030 | NYISO_J-K_2_PJM_E | NYISO_J-K | PJM_E | Internal | Summer | B9 | 800 | 330 | 0 | 81.37 | 85.34 | 8 | 0
2030 | NYISO_J-K_2_PJM_E | NYISO_J-K | PJM_E | Internal | Summer | B10 | 1262 | 330 | 0 | 80.76 | 74.87 | 8 | 0
2030 | NYISO_J-K_2_PJM_E | NYISO_J-K | PJM_E | Internal | Winter | B16 | 25 | 330 | 0 | 97.25 | 100.49 | 8 | 0
2030 | NYISO_J-K_2_PJM_E | NYISO_J-K | PJM_E | Internal | Winter | B17 | 100 | 330 | 0 | 97.25 | 94.44 | 8 | 0
2030 | NYISO_J-K_2_PJM_E | NYISO_J-K | PJM_E | Internal | Winter | B18 | 400 | 330 | 0 | 97.25 | 93.99 | 8 | 0
2030 | NYISO_J-K_2_PJM_E | NYISO_J-K | PJM_E | Internal | Winter | B19 | 700 | 330 | 0 | 97.25 | 93.52 | 8 | 0
2030 | NYISO_J-K_2_PJM_E | NYISO_J-K | PJM_E | Internal | Winter | B20 | 935 | 330 | 0 | 83.86 | 81.35 | 8 | 0
2030 | PJM_E_2_NYISO_G-I | PJM_E | NYISO_G-I | Internal | Shoulder | B11 | 25 | 500 | 0 | 93.36 | 85.36 | 6 | 0
2030 | PJM_E_2_NYISO_G-I | PJM_E | NYISO_G-I | Internal | Shoulder | B12 | 200 | 500 | 0 | 89.66 | 84.9 | 6 | 0
2030 | PJM_E_2_NYISO_G-I | PJM_E | NYISO_G-I | Internal | Shoulder | B13 | 600 | 500 | 0 | 87.83 | 84.9 | 6 | 0
2030 | PJM_E_2_NYISO_G-I | PJM_E | NYISO_G-I | Internal | Shoulder | B14 | 900 | 500 | 0 | 87.71 | 79.71 | 6 | 0
2030 | PJM_E_2_NYISO_G-I | PJM_E | NYISO_G-I | Internal | Shoulder | B15 | 1203 | 500 | 0 | 77.25 | 76.11 | 6 | 0
2030 | PJM_E_2_NYISO_G-I | PJM_E | NYISO_G-I | Internal | Summer | B1 | 10 | 500 | 0 | 194.22 | 186.21 | 6 | 0
2030 | PJM_E_2_NYISO_G-I | PJM_E | NYISO_G-I | Internal | Summer | B2 | 25 | 500 | 0 | 186.66 | 178.66 | 6 | 0
2030 | PJM_E_2_NYISO_G-I | PJM_E | NYISO_G-I | Internal | Summer | B3 | 75 | 500 | 0 | 140.39 | 117.28 | 6 | 0
2030 | PJM_E_2_NYISO_G-I | PJM_E | NYISO_G-I | Internal | Summer | B4 | 100 | 500 | 0 | 140.39 | 116.14 | 6 | 0
2030 | PJM_E_2_NYISO_G-I | PJM_E | NYISO_G-I | Internal | Summer | B5 | 200 | 500 | 0 | 133.19 | 116.14 | 6 | 0
2030 | PJM_E_2_NYISO_G-I | PJM_E | NYISO_G-I | Internal | Summer | B6 | 300 | 500 | 0 | 102.19 | 94.19 | 6 | 0
2030 | PJM_E_2_NYISO_G-I | PJM_E | NYISO_G-I | Internal | Summer | B7 | 400 | 500 | 0 | 92.9 | 84.9 | 6 | 0
2030 | PJM_E_2_NYISO_G-I | PJM_E | NYISO_G-I | Internal | Summer | B8 | 500 | 500 | 0 | 89.87 | 81.89 | 6 | 0
2030 | PJM_E_2_NYISO_G-I | PJM_E | NYISO_G-I | Internal | Summer | B9 | 800 | 500 | 0 | 85.34 | 80.75 | 6 | 0
2030 | PJM_E_2_NYISO_G-I | PJM_E | NYISO_G-I | Internal | Summer | B10 | 1262 | 500 | 0 | 74.87 | 80.75 | 6 | 0
2030 | PJM_E_2_NYISO_G-I | PJM_E | NYISO_G-I | Internal | Winter | B16 | 25 | 500 | 0 | 100.49 | 92.49 | 6 | 0
2030 | PJM_E_2_NYISO_G-I | PJM_E | NYISO_G-I | Internal | Winter | B17 | 100 | 500 | 0 | 94.44 | 86.44 | 6 | 0
2030 | PJM_E_2_NYISO_G-I | PJM_E | NYISO_G-I | Internal | Winter | B18 | 400 | 500 | 0 | 93.99 | 85.99 | 6 | 0
2030 | PJM_E_2_NYISO_G-I | PJM_E | NYISO_G-I | Internal | Winter | B19 | 700 | 500 | 0 | 93.52 | 85.52 | 6 | 0
2030 | PJM_E_2_NYISO_G-I | PJM_E | NYISO_G-I | Internal | Winter | B20 | 935 | 500 | 0 | 81.35 | 77.87 | 6 | 0
2030 | PJM_E_2_NYISO_J-K | PJM_E | NYISO_J-K | Internal | Shoulder | B11 | 25 | 330 | 0 | 93.36 | 85.38 | 6 | 0
2030 | PJM_E_2_NYISO_J-K | PJM_E | NYISO_J-K | Internal | Shoulder | B12 | 200 | 330 | 0 | 89.66 | 84.91 | 6 | 0
2030 | PJM_E_2_NYISO_J-K | PJM_E | NYISO_J-K | Internal | Shoulder | B13 | 600 | 330 | 0 | 87.83 | 84.91 | 6 | 0
2030 | PJM_E_2_NYISO_J-K | PJM_E | NYISO_J-K | Internal | Shoulder | B14 | 900 | 330 | 0 | 87.71 | 83.87 | 6 | 0
2030 | PJM_E_2_NYISO_J-K | PJM_E | NYISO_J-K | Internal | Shoulder | B15 | 1203 | 330 | 0 | 77.25 | 76.12 | 6 | 0
2030 | PJM_E_2_NYISO_J-K | PJM_E | NYISO_J-K | Internal | Summer | B1 | 10 | 330 | 0 | 194.22 | 186.22 | 6 | 0
2030 | PJM_E_2_NYISO_J-K | PJM_E | NYISO_J-K | Internal | Summer | B2 | 25 | 330 | 0 | 186.66 | 178.67 | 6 | 0
2030 | PJM_E_2_NYISO_J-K | PJM_E | NYISO_J-K | Internal | Summer | B3 | 75 | 330 | 0 | 140.39 | 117.3 | 6 | 0
2030 | PJM_E_2_NYISO_J-K | PJM_E | NYISO_J-K | Internal | Summer | B4 | 100 | 330 | 0 | 140.39 | 116.15 | 6 | 0
2030 | PJM_E_2_NYISO_J-K | PJM_E | NYISO_J-K | Internal | Summer | B5 | 200 | 330 | 0 | 133.19 | 116.15 | 6 | 0
2030 | PJM_E_2_NYISO_J-K | PJM_E | NYISO_J-K | Internal | Summer | B6 | 300 | 330 | 0 | 102.19 | 94.21 | 6 | 0
2030 | PJM_E_2_NYISO_J-K | PJM_E | NYISO_J-K | Internal | Summer | B7 | 400 | 330 | 0 | 92.9 | 86.66 | 6 | 0
2030 | PJM_E_2_NYISO_J-K | PJM_E | NYISO_J-K | Internal | Summer | B8 | 500 | 330 | 0 | 89.87 | 81.9 | 6 | 0
2030 | PJM_E_2_NYISO_J-K | PJM_E | NYISO_J-K | Internal | Summer | B9 | 800 | 330 | 0 | 85.34 | 81.37 | 6 | 0
2030 | PJM_E_2_NYISO_J-K | PJM_E | NYISO_J-K | Internal | Summer | B10 | 1262 | 330 | 0 | 74.87 | 80.76 | 6 | 0
2030 | PJM_E_2_NYISO_J-K | PJM_E | NYISO_J-K | Internal | Winter | B16 | 25 | 330 | 0 | 100.49 | 97.25 | 6 | 0
2030 | PJM_E_2_NYISO_J-K | PJM_E | NYISO_J-K | Internal | Winter | B17 | 100 | 330 | 0 | 94.44 | 97.25 | 6 | 0
2030 | PJM_E_2_NYISO_J-K | PJM_E | NYISO_J-K | Internal | Winter | B18 | 400 | 330 | 0 | 93.99 | 97.25 | 6 | 0
2030 | PJM_E_2_NYISO_J-K | PJM_E | NYISO_J-K | Internal | Winter | B19 | 700 | 330 | 0 | 93.52 | 97.25 | 6 | 0
2030 | PJM_E_2_NYISO_J-K | PJM_E | NYISO_J-K | Internal | Winter | B20 | 935 | 330 | 0 | 81.35 | 83.86 | 6 | 0
2030 | PJM_E_2_PJM_ROM | PJM_E | PJM_ROM | Internal | Shoulder | B11 | 25 | 8000 | 316.22 | 93.36 | 93.38 | 0.01 | 0
2030 | PJM_E_2_PJM_ROM | PJM_E | PJM_ROM | Internal | Shoulder | B12 | 200 | 8000 | 721.71 | 89.66 | 89.67 | 0.01 | 0
2030 | PJM_E_2_PJM_ROM | PJM_E | PJM_ROM | Internal | Shoulder | B13 | 600 | 8000 | 864.02 | 87.83 | 87.84 | 0.01 | 0
2030 | PJM_E_2_PJM_ROM | PJM_E | PJM_ROM | Internal | Shoulder | B14 | 900 | 8000 | 574.48 | 87.71 | 87.72 | 0.01 | 0
2030 | PJM_E_2_PJM_ROM | PJM_E | PJM_ROM | Internal | Shoulder | B15 | 1203 | 8000 | 681.47 | 77.25 | 77.26 | 0.01 | 0
2030 | PJM_E_2_PJM_ROM | PJM_E | PJM_ROM | Internal | Summer | B1 | 10 | 8000 | 0 | 194.22 | 194.21 | 0.01 | 0
2030 | PJM_E_2_PJM_ROM | PJM_E | PJM_ROM | Internal | Summer | B2 | 25 | 8000 | 0 | 186.66 | 186.65 | 0.01 | 0
2030 | PJM_E_2_PJM_ROM | PJM_E | PJM_ROM | Internal | Summer | B3 | 75 | 8000 | 2135.55 | 140.39 | 140.4 | 0.01 | 0
2030 | PJM_E_2_PJM_ROM | PJM_E | PJM_ROM | Internal | Summer | B4 | 100 | 8000 | 3963.31 | 140.39 | 140.4 | 0.01 | 0
2030 | PJM_E_2_PJM_ROM | PJM_E | PJM_ROM | Internal | Summer | B5 | 200 | 8000 | 3679.34 | 133.19 | 133.2 | 0.01 | 0
2030 | PJM_E_2_PJM_ROM | PJM_E | PJM_ROM | Internal | Summer | B6 | 300 | 8000 | 2448.97 | 102.19 | 102.21 | 0.01 | 0
2030 | PJM_E_2_PJM_ROM | PJM_E | PJM_ROM | Internal | Summer | B7 | 400 | 8000 | 3564.15 | 92.9 | 92.91 | 0.01 | 0
2030 | PJM_E_2_PJM_ROM | PJM_E | PJM_ROM | Internal | Summer | B8 | 500 | 8000 | 1547.99 | 89.87 | 89.88 | 0.01 | 0
2030 | PJM_E_2_PJM_ROM | PJM_E | PJM_ROM | Internal | Summer | B9 | 800 | 8000 | 2384.17 | 85.34 | 85.36 | 0.01 | 0
2030 | PJM_E_2_PJM_ROM | PJM_E | PJM_ROM | Internal | Summer | B10 | 1262 | 8000 | 1090.12 | 74.87 | 74.88 | 0.01 | 0
2030 | PJM_E_2_PJM_ROM | PJM_E | PJM_ROM | Internal | Winter | B16 | 25 | 8000 | 0 | 100.49 | 100.48 | 0.01 | 0
2030 | PJM_E_2_PJM_ROM | PJM_E | PJM_ROM | Internal | Winter | B17 | 100 | 8000 | 0 | 94.44 | 94.42 | 0.01 | 0
2030 | PJM_E_2_PJM_ROM | PJM_E | PJM_ROM | Internal | Winter | B18 | 400 | 8000 | 0 | 93.99 | 93.98 | 0.01 | 0
2030 | PJM_E_2_PJM_ROM | PJM_E | PJM_ROM | Internal | Winter | B19 | 700 | 8000 | 0 | 93.52 | 93.51 | 0.01 | 0
2030 | PJM_E_2_PJM_ROM | PJM_E | PJM_ROM | Internal | Winter | B20 | 935 | 8000 | 0 | 81.35 | 81.33 | 0.01 | 0
2030 | PJM_ROR_2_MISO_IN | PJM_ROR | MISO_IN | Internal | Shoulder | B11 | 25 | 909 | 0 | 93.36 | 91.38 | 2 | 0
2030 | PJM_ROR_2_MISO_IN | PJM_ROR | MISO_IN | Internal | Shoulder | B12 | 200 | 909 | 0 | 89.66 | 87.64 | 2 | 0
2030 | PJM_ROR_2_MISO_IN | PJM_ROR | MISO_IN | Internal | Shoulder | B13 | 600 | 909 | 0 | 87.83 | 86.87 | 2 | 0
2030 | PJM_ROR_2_MISO_IN | PJM_ROR | MISO_IN | Internal | Shoulder | B14 | 900 | 909 | 0 | 87.55 | 85.53 | 2 | 0
2030 | PJM_ROR_2_MISO_IN | PJM_ROR | MISO_IN | Internal | Shoulder | B15 | 1203 | 909 | 0 | 77.25 | 75.95 | 2 | 0
2030 | PJM_ROR_2_MISO_IN | PJM_ROR | MISO_IN | Internal | Summer | B1 | 10 | 909 | 0 | 141.91 | 143.9 | 2 | 0
2030 | PJM_ROR_2_MISO_IN | PJM_ROR | MISO_IN | Internal | Summer | B2 | 25 | 909 | 0 | 140.39 | 141.52 | 2 | 0
2030 | PJM_ROR_2_MISO_IN | PJM_ROR | MISO_IN | Internal | Summer | B3 | 75 | 909 | 0 | 140.39 | 141.36 | 2 | 0
2030 | PJM_ROR_2_MISO_IN | PJM_ROR | MISO_IN | Internal | Summer | B4 | 100 | 909 | 0 | 140.39 | 138.39 | 2 | 0
2030 | PJM_ROR_2_MISO_IN | PJM_ROR | MISO_IN | Internal | Summer | B5 | 200 | 909 | 0 | 133.19 | 131.18 | 2 | 0
2030 | PJM_ROR_2_MISO_IN | PJM_ROR | MISO_IN | Internal | Summer | B6 | 300 | 909 | 0 | 102.19 | 101.85 | 2 | 0
2030 | PJM_ROR_2_MISO_IN | PJM_ROR | MISO_IN | Internal | Summer | B7 | 400 | 909 | 0 | 92.9 | 91.05 | 2 | 0
2030 | PJM_ROR_2_MISO_IN | PJM_ROR | MISO_IN | Internal | Summer | B8 | 500 | 909 | 0 | 89.87 | 87.86 | 2 | 0
2030 | PJM_ROR_2_MISO_IN | PJM_ROR | MISO_IN | Internal | Summer | B9 | 800 | 909 | 0 | 85.34 | 83.33 | 2 | 0
2030 | PJM_ROR_2_MISO_IN | PJM_ROR | MISO_IN | Internal | Summer | B10 | 1262 | 909 | 0 | 74.87 | 74.6 | 2 | 0
2030 | PJM_ROR_2_MISO_IN | PJM_ROR | MISO_IN | Internal | Winter | B16 | 25 | 909 | 0 | 95.03 | 93.02 | 2 | 0
2030 | PJM_ROR_2_MISO_IN | PJM_ROR | MISO_IN | Internal | Winter | B17 | 100 | 909 | 0 | 93.91 | 90.75 | 2 | 0
2030 | PJM_ROR_2_MISO_IN | PJM_ROR | MISO_IN | Internal | Winter | B18 | 400 | 909 | 0 | 91.17 | 89.17 | 2 | 0
2030 | PJM_ROR_2_MISO_IN | PJM_ROR | MISO_IN | Internal | Winter | B19 | 700 | 909 | 0 | 91.17 | 89.17 | 2 | 0
2030 | PJM_ROR_2_MISO_IN | PJM_ROR | MISO_IN | Internal | Winter | B20 | 935 | 909 | 0 | 80.33 | 78.59 | 2 | 0
2030 | PJM_ROR_2_MISO_MI | PJM_ROR | MISO_MI | Internal | Shoulder | B11 | 25 | 1305 | 0 | 93.36 | 91.39 | 2 | 0
2030 | PJM_ROR_2_MISO_MI | PJM_ROR | MISO_MI | Internal | Shoulder | B12 | 200 | 1305 | 0 | 89.66 | 87.66 | 2 | 0
2030 | PJM_ROR_2_MISO_MI | PJM_ROR | MISO_MI | Internal | Shoulder | B13 | 600 | 1305 | 0 | 87.83 | 86.88 | 2 | 0
2030 | PJM_ROR_2_MISO_MI | PJM_ROR | MISO_MI | Internal | Shoulder | B14 | 900 | 1305 | 0 | 87.55 | 85.55 | 2 | 0
2030 | PJM_ROR_2_MISO_MI | PJM_ROR | MISO_MI | Internal | Shoulder | B15 | 1203 | 1305 | 0 | 77.25 | 75.96 | 2 | 0
2030 | PJM_ROR_2_MISO_MI | PJM_ROR | MISO_MI | Internal | Summer | B1 | 10 | 1305 | 442.24 | 141.91 | 143.91 | 2 | 0
2030 | PJM_ROR_2_MISO_MI | PJM_ROR | MISO_MI | Internal | Summer | B2 | 25 | 1305 | 0 | 140.39 | 141.53 | 2 | 0
2030 | PJM_ROR_2_MISO_MI | PJM_ROR | MISO_MI | Internal | Summer | B3 | 75 | 1305 | 0 | 140.39 | 141.37 | 2 | 0
2030 | PJM_ROR_2_MISO_MI | PJM_ROR | MISO_MI | Internal | Summer | B4 | 100 | 1305 | 0 | 140.39 | 138.4 | 2 | 0
2030 | PJM_ROR_2_MISO_MI | PJM_ROR | MISO_MI | Internal | Summer | B5 | 200 | 1305 | 0 | 133.19 | 131.19 | 2 | 0
2030 | PJM_ROR_2_MISO_MI | PJM_ROR | MISO_MI | Internal | Summer | B6 | 300 | 1305 | 0 | 102.19 | 101.86 | 2 | 0
2030 | PJM_ROR_2_MISO_MI | PJM_ROR | MISO_MI | Internal | Summer | B7 | 400 | 1305 | 0 | 92.9 | 91.07 | 2 | 0
2030 | PJM_ROR_2_MISO_MI | PJM_ROR | MISO_MI | Internal | Summer | B8 | 500 | 1305 | 0 | 89.87 | 87.87 | 2 | 0
2030 | PJM_ROR_2_MISO_MI | PJM_ROR | MISO_MI | Internal | Summer | B9 | 800 | 1305 | 0 | 85.34 | 83.34 | 2 | 0
2030 | PJM_ROR_2_MISO_MI | PJM_ROR | MISO_MI | Internal | Summer | B10 | 1262 | 1305 | 0 | 74.87 | 74.61 | 2 | 0
2030 | PJM_ROR_2_MISO_MI | PJM_ROR | MISO_MI | Internal | Winter | B16 | 25 | 1305 | 0 | 95.03 | 93.03 | 2 | 0
2030 | PJM_ROR_2_MISO_MI | PJM_ROR | MISO_MI | Internal | Winter | B17 | 100 | 1305 | 0 | 93.91 | 90.76 | 2 | 0
2030 | PJM_ROR_2_MISO_MI | PJM_ROR | MISO_MI | Internal | Winter | B18 | 400 | 1305 | 0 | 91.17 | 89.18 | 2 | 0
2030 | PJM_ROR_2_MISO_MI | PJM_ROR | MISO_MI | Internal | Winter | B19 | 700 | 1305 | 0 | 91.17 | 89.18 | 2 | 0
2030 | PJM_ROR_2_MISO_MI | PJM_ROR | MISO_MI | Internal | Winter | B20 | 935 | 1305 | 0 | 80.33 | 78.6 | 2 | 0
2030 | PJM_ROR_2_MISO_MO-IL | PJM_ROR | MISO_MO-IL | Internal | Shoulder | B11 | 25 | 1111 | 0 | 93.36 | 91.39 | 2 | 0
2030 | PJM_ROR_2_MISO_MO-IL | PJM_ROR | MISO_MO-IL | Internal | Shoulder | B12 | 200 | 1111 | 0 | 89.66 | 87.66 | 2 | 0
2030 | PJM_ROR_2_MISO_MO-IL | PJM_ROR | MISO_MO-IL | Internal | Shoulder | B13 | 600 | 1111 | 0 | 87.83 | 86.88 | 2 | 0
2030 | PJM_ROR_2_MISO_MO-IL | PJM_ROR | MISO_MO-IL | Internal | Shoulder | B14 | 900 | 1111 | 0 | 87.55 | 85.55 | 2 | 0
2030 | PJM_ROR_2_MISO_MO-IL | PJM_ROR | MISO_MO-IL | Internal | Shoulder | B15 | 1203 | 1111 | 0 | 77.25 | 75.96 | 2 | 0
2030 | PJM_ROR_2_MISO_MO-IL | PJM_ROR | MISO_MO-IL | Internal | Summer | B1 | 10 | 1111 | 788.99 | 141.91 | 143.91 | 2 | 0
2030 | PJM_ROR_2_MISO_MO-IL | PJM_ROR | MISO_MO-IL | Internal | Summer | B2 | 25 | 1111 | 0 | 140.39 | 141.54 | 2 | 0
2030 | PJM_ROR_2_MISO_MO-IL | PJM_ROR | MISO_MO-IL | Internal | Summer | B3 | 75 | 1111 | 0 | 140.39 | 141.52 | 2 | 0
2030 | PJM_ROR_2_MISO_MO-IL | PJM_ROR | MISO_MO-IL | Internal | Summer | B4 | 100 | 1111 | 0 | 140.39 | 140.86 | 2 | 0
2030 | PJM_ROR_2_MISO_MO-IL | PJM_ROR | MISO_MO-IL | Internal | Summer | B5 | 200 | 1111 | 1111 | 133.19 | 135.37 | 2 | 0.18
2030 | PJM_ROR_2_MISO_MO-IL | PJM_ROR | MISO_MO-IL | Internal | Summer | B6 | 300 | 1111 | 0 | 102.19 | 104.09 | 2 | 0
2030 | PJM_ROR_2_MISO_MO-IL | PJM_ROR | MISO_MO-IL | Internal | Summer | B7 | 400 | 1111 | 0 | 92.9 | 91.07 | 2 | 0
2030 | PJM_ROR_2_MISO_MO-IL | PJM_ROR | MISO_MO-IL | Internal | Summer | B8 | 500 | 1111 | 0 | 89.87 | 87.87 | 2 | 0
2030 | PJM_ROR_2_MISO_MO-IL | PJM_ROR | MISO_MO-IL | Internal | Summer | B9 | 800 | 1111 | 0 | 85.34 | 83.34 | 2 | 0
2030 | PJM_ROR_2_MISO_MO-IL | PJM_ROR | MISO_MO-IL | Internal | Summer | B10 | 1262 | 1111 | 0 | 74.87 | 74.61 | 2 | 0
2030 | PJM_ROR_2_MISO_MO-IL | PJM_ROR | MISO_MO-IL | Internal | Winter | B16 | 25 | 1111 | 0 | 95.03 | 93.03 | 2 | 0
2030 | PJM_ROR_2_MISO_MO-IL | PJM_ROR | MISO_MO-IL | Internal | Winter | B17 | 100 | 1111 | 0 | 93.91 | 90.76 | 2 | 0
2030 | PJM_ROR_2_MISO_MO-IL | PJM_ROR | MISO_MO-IL | Internal | Winter | B18 | 400 | 1111 | 0 | 91.17 | 89.18 | 2 | 0
2030 | PJM_ROR_2_MISO_MO-IL | PJM_ROR | MISO_MO-IL | Internal | Winter | B19 | 700 | 1111 | 0 | 91.17 | 89.18 | 2 | 0
2030 | PJM_ROR_2_MISO_MO-IL | PJM_ROR | MISO_MO-IL | Internal | Winter | B20 | 935 | 1111 | 0 | 80.33 | 78.6 | 2 | 0
2030 | PJM_ROR_2_MISO_W | PJM_ROR | MISO_W | Internal | Shoulder | B11 | 25 | 709 | 0 | 93.36 | 91.38 | 2 | 0
2030 | PJM_ROR_2_MISO_W | PJM_ROR | MISO_W | Internal | Shoulder | B12 | 200 | 709 | 0 | 89.66 | 87.34 | 2 | 0
2030 | PJM_ROR_2_MISO_W | PJM_ROR | MISO_W | Internal | Shoulder | B13 | 600 | 709 | 0 | 87.83 | 85.36 | 2 | 0
2030 | PJM_ROR_2_MISO_W | PJM_ROR | MISO_W | Internal | Shoulder | B14 | 900 | 709 | 0 | 87.55 | 72.44 | 2 | 0
2030 | PJM_ROR_2_MISO_W | PJM_ROR | MISO_W | Internal | Shoulder | B15 | 1203 | 709 | 0 | 77.25 | 71.11 | 2 | 0
2030 | PJM_ROR_2_MISO_W | PJM_ROR | MISO_W | Internal | Summer | B1 | 10 | 709 | 202.81 | 141.91 | 143.91 | 2 | 0
2030 | PJM_ROR_2_MISO_W | PJM_ROR | MISO_W | Internal | Summer | B2 | 25 | 709 | 0 | 140.39 | 141.53 | 2 | 0
2030 | PJM_ROR_2_MISO_W | PJM_ROR | MISO_W | Internal | Summer | B3 | 75 | 709 | 0 | 140.39 | 141.53 | 2 | 0
2030 | PJM_ROR_2_MISO_W | PJM_ROR | MISO_W | Internal | Summer | B4 | 100 | 709 | 0 | 140.39 | 140.87 | 2 | 0
2030 | PJM_ROR_2_MISO_W | PJM_ROR | MISO_W | Internal | Summer | B5 | 200 | 709 | 709 | 133.19 | 135.36 | 2 | 0.16
2030 | PJM_ROR_2_MISO_W | PJM_ROR | MISO_W | Internal | Summer | B6 | 300 | 709 | 0 | 102.19 | 104.08 | 2 | 0
2030 | PJM_ROR_2_MISO_W | PJM_ROR | MISO_W | Internal | Summer | B7 | 400 | 709 | 0 | 92.9 | 90.9 | 2 | 0
2030 | PJM_ROR_2_MISO_W | PJM_ROR | MISO_W | Internal | Summer | B8 | 500 | 709 | 0 | 89.87 | 85.74 | 2 | 0
2030 | PJM_ROR_2_MISO_W | PJM_ROR | MISO_W | Internal | Summer | B9 | 800 | 709 | 0 | 85.34 | 83.32 | 2 | 0
2030 | PJM_ROR_2_MISO_W | PJM_ROR | MISO_W | Internal | Summer | B10 | 1262 | 709 | 0 | 74.87 | 70.39 | 2 | 0
2030 | PJM_ROR_2_MISO_W | PJM_ROR | MISO_W | Internal | Winter | B16 | 25 | 709 | 0 | 95.03 | 74.07 | 2 | 0
2030 | PJM_ROR_2_MISO_W | PJM_ROR | MISO_W | Internal | Winter | B17 | 100 | 709 | 0 | 93.91 | 78.75 | 2 | 0
2030 | PJM_ROR_2_MISO_W | PJM_ROR | MISO_W | Internal | Winter | B18 | 400 | 709 | 0 | 91.17 | 81.03 | 2 | 0
2030 | PJM_ROR_2_MISO_W | PJM_ROR | MISO_W | Internal | Winter | B19 | 700 | 709 | 0 | 91.17 | 81.03 | 2 | 0
2030 | PJM_ROR_2_MISO_W | PJM_ROR | MISO_W | Internal | Winter | B20 | 935 | 709 | 0 | 80.33 | 74.07 | 2 | 0
2030 | PJM_ROR_2_MISO_WUMS | PJM_ROR | MISO_WUMS | Internal | Shoulder | B11 | 25 | 1467 | 0 | 93.36 | 91.36 | 2 | 0
2030 | PJM_ROR_2_MISO_WUMS | PJM_ROR | MISO_WUMS | Internal | Shoulder | B12 | 200 | 1467 | 0 | 89.66 | 87.35 | 2 | 0
2030 | PJM_ROR_2_MISO_WUMS | PJM_ROR | MISO_WUMS | Internal | Shoulder | B13 | 600 | 1467 | 0 | 87.83 | 85.83 | 2 | 0
2030 | PJM_ROR_2_MISO_WUMS | PJM_ROR | MISO_WUMS | Internal | Shoulder | B14 | 900 | 1467 | 0 | 87.55 | 85.53 | 2 | 0
2030 | PJM_ROR_2_MISO_WUMS | PJM_ROR | MISO_WUMS | Internal | Shoulder | B15 | 1203 | 1467 | 0 | 77.25 | 75.7 | 2 | 0
2030 | PJM_ROR_2_MISO_WUMS | PJM_ROR | MISO_WUMS | Internal | Summer | B1 | 10 | 1467 | 0 | 141.91 | 143.9 | 2 | 0
2030 | PJM_ROR_2_MISO_WUMS | PJM_ROR | MISO_WUMS | Internal | Summer | B2 | 25 | 1467 | 0 | 140.39 | 141.52 | 2 | 0
2030 | PJM_ROR_2_MISO_WUMS | PJM_ROR | MISO_WUMS | Internal | Summer | B3 | 75 | 1467 | 0 | 140.39 | 141.36 | 2 | 0
2030 | PJM_ROR_2_MISO_WUMS | PJM_ROR | MISO_WUMS | Internal | Summer | B4 | 100 | 1467 | 0 | 140.39 | 138.39 | 2 | 0
2030 | PJM_ROR_2_MISO_WUMS | PJM_ROR | MISO_WUMS | Internal | Summer | B5 | 200 | 1467 | 0 | 133.19 | 131.18 | 2 | 0
2030 | PJM_ROR_2_MISO_WUMS | PJM_ROR | MISO_WUMS | Internal | Summer | B6 | 300 | 1467 | 0 | 102.19 | 100.19 | 2 | 0
2030 | PJM_ROR_2_MISO_WUMS | PJM_ROR | MISO_WUMS | Internal | Summer | B7 | 400 | 1467 | 0 | 92.9 | 90.89 | 2 | 0
2030 | PJM_ROR_2_MISO_WUMS | PJM_ROR | MISO_WUMS | Internal | Summer | B8 | 500 | 1467 | 0 | 89.87 | 85.76 | 2 | 0
2030 | PJM_ROR_2_MISO_WUMS | PJM_ROR | MISO_WUMS | Internal | Summer | B9 | 800 | 1467 | 0 | 85.34 | 83.33 | 2 | 0
2030 | PJM_ROR_2_MISO_WUMS | PJM_ROR | MISO_WUMS | Internal | Summer | B10 | 1262 | 1467 | 0 | 74.87 | 74.34 | 2 | 0
2030 | PJM_ROR_2_MISO_WUMS | PJM_ROR | MISO_WUMS | Internal | Winter | B16 | 25 | 1467 | 0 | 95.03 | 90.44 | 2 | 0
2030 | PJM_ROR_2_MISO_WUMS | PJM_ROR | MISO_WUMS | Internal | Winter | B17 | 100 | 1467 | 0 | 93.91 | 90.44 | 2 | 0
2030 | PJM_ROR_2_MISO_WUMS | PJM_ROR | MISO_WUMS | Internal | Winter | B18 | 400 | 1467 | 0 | 91.17 | 88.96 | 2 | 0
2030 | PJM_ROR_2_MISO_WUMS | PJM_ROR | MISO_WUMS | Internal | Winter | B19 | 700 | 1467 | 0 | 91.17 | 88.69 | 2 | 0
2030 | PJM_ROR_2_MISO_WUMS | PJM_ROR | MISO_WUMS | Internal | Winter | B20 | 935 | 1467 | 0 | 80.33 | 78.33 | 2 | 0
2030 | PJM_ROR_2_PJM_ROM | PJM_ROR | PJM_ROM | Internal | Shoulder | B11 | 25 | 8000 | 7678.47 | 93.36 | 93.38 | 0.01 | 0
2030 | PJM_ROR_2_PJM_ROM | PJM_ROR | PJM_ROM | Internal | Shoulder | B12 | 200 | 8000 | 7085.48 | 89.66 | 89.67 | 0.01 | 0
2030 | PJM_ROR_2_PJM_ROM | PJM_ROR | PJM_ROM | Internal | Shoulder | B13 | 600 | 8000 | 7049.68 | 87.83 | 87.84 | 0.01 | 0
2030 | PJM_ROR_2_PJM_ROM | PJM_ROR | PJM_ROM | Internal | Shoulder | B14 | 900 | 8000 | 8000 | 87.55 | 87.72 | 0.01 | 0.16
2030 | PJM_ROR_2_PJM_ROM | PJM_ROR | PJM_ROM | Internal | Shoulder | B15 | 1203 | 8000 | 6438.49 | 77.25 | 77.26 | 0.01 | 0
2030 | PJM_ROR_2_PJM_ROM | PJM_ROR | PJM_ROM | Internal | Summer | B1 | 10 | 8000 | 8000 | 141.91 | 194.21 | 0.01 | 52.28
2030 | PJM_ROR_2_PJM_ROM | PJM_ROR | PJM_ROM | Internal | Summer | B2 | 25 | 8000 | 8000 | 140.39 | 186.65 | 0.01 | 46.25
2030 | PJM_ROR_2_PJM_ROM | PJM_ROR | PJM_ROM | Internal | Summer | B3 | 75 | 8000 | 4095.25 | 140.39 | 140.4 | 0.01 | 0
2030 | PJM_ROR_2_PJM_ROM | PJM_ROR | PJM_ROM | Internal | Summer | B4 | 100 | 8000 | 1122.38 | 140.39 | 140.4 | 0.01 | 0
2030 | PJM_ROR_2_PJM_ROM | PJM_ROR | PJM_ROM | Internal | Summer | B5 | 200 | 8000 | 2166.35 | 133.19 | 133.2 | 0.01 | 0
2030 | PJM_ROR_2_PJM_ROM | PJM_ROR | PJM_ROM | Internal | Summer | B6 | 300 | 8000 | 3847.67 | 102.19 | 102.21 | 0.01 | 0
2030 | PJM_ROR_2_PJM_ROM | PJM_ROR | PJM_ROM | Internal | Summer | B7 | 400 | 8000 | 3181.66 | 92.9 | 92.91 | 0.01 | 0
2030 | PJM_ROR_2_PJM_ROM | PJM_ROR | PJM_ROM | Internal | Summer | B8 | 500 | 8000 | 5327.22 | 89.87 | 89.88 | 0.01 | 0
2030 | PJM_ROR_2_PJM_ROM | PJM_ROR | PJM_ROM | Internal | Summer | B9 | 800 | 8000 | 4558.9 | 85.34 | 85.36 | 0.01 | 0
2030 | PJM_ROR_2_PJM_ROM | PJM_ROR | PJM_ROM | Internal | Summer | B10 | 1262 | 8000 | 5305.74 | 74.87 | 74.88 | 0.01 | 0
2030 | PJM_ROR_2_PJM_ROM | PJM_ROR | PJM_ROM | Internal | Winter | B16 | 25 | 8000 | 8000 | 95.03 | 100.48 | 0.01 | 5.44
2030 | PJM_ROR_2_PJM_ROM | PJM_ROR | PJM_ROM | Internal | Winter | B17 | 100 | 8000 | 8000 | 93.91 | 94.42 | 0.01 | 0.5
2030 | PJM_ROR_2_PJM_ROM | PJM_ROR | PJM_ROM | Internal | Winter | B18 | 400 | 8000 | 8000 | 91.17 | 93.98 | 0.01 | 2.8
2030 | PJM_ROR_2_PJM_ROM | PJM_ROR | PJM_ROM | Internal | Winter | B19 | 700 | 8000 | 8000 | 91.17 | 93.51 | 0.01 | 2.33
2030 | PJM_ROR_2_PJM_ROM | PJM_ROR | PJM_ROM | Internal | Winter | B20 | 935 | 8000 | 8000 | 80.33 | 81.33 | 0.01 | 0.99
2030 | PJM_ROR_2_TVA_Transmission | PJM_ROR | TVA_Transmission | Internal | Shoulder | B11 | 25 | 2500 | 0 | 93.36 | 98.86 | 6 | 0
2030 | PJM_ROR_2_TVA_Transmission | PJM_ROR | TVA_Transmission | Internal | Shoulder | B12 | 200 | 2500 | 0 | 89.66 | 93.85 | 6 | 0
2030 | PJM_ROR_2_TVA_Transmission | PJM_ROR | TVA_Transmission | Internal | Shoulder | B13 | 600 | 2500 | 0 | 87.83 | 93.13 | 6 | 0
2030 | PJM_ROR_2_TVA_Transmission | PJM_ROR | TVA_Transmission | Internal | Shoulder | B14 | 900 | 2500 | 0 | 87.55 | 92.9 | 6 | 0
2030 | PJM_ROR_2_TVA_Transmission | PJM_ROR | TVA_Transmission | Internal | Shoulder | B15 | 1203 | 2500 | 2236.35 | 77.25 | 83.25 | 6 | 0
2030 | PJM_ROR_2_TVA_Transmission | PJM_ROR | TVA_Transmission | Internal | Summer | B1 | 10 | 2500 | 2500 | 141.91 | 151.91 | 6 | 4
2030 | PJM_ROR_2_TVA_Transmission | PJM_ROR | TVA_Transmission | Internal | Summer | B2 | 25 | 2500 | 2500 | 140.39 | 149.54 | 6 | 3.15
2030 | PJM_ROR_2_TVA_Transmission | PJM_ROR | TVA_Transmission | Internal | Summer | B3 | 75 | 2500 | 1969.83 | 140.39 | 146.39 | 6 | 0
2030 | PJM_ROR_2_TVA_Transmission | PJM_ROR | TVA_Transmission | Internal | Summer | B4 | 100 | 2500 | 389.83 | 140.39 | 146.39 | 6 | 0
2030 | PJM_ROR_2_TVA_Transmission | PJM_ROR | TVA_Transmission | Internal | Summer | B5 | 200 | 2500 | 0 | 133.19 | 133.61 | 6 | 0
2030 | PJM_ROR_2_TVA_Transmission | PJM_ROR | TVA_Transmission | Internal | Summer | B6 | 300 | 2500 | 0 | 102.19 | 102.58 | 6 | 0
2030 | PJM_ROR_2_TVA_Transmission | PJM_ROR | TVA_Transmission | Internal | Summer | B7 | 400 | 2500 | 0 | 92.9 | 94.74 | 6 | 0
2030 | PJM_ROR_2_TVA_Transmission | PJM_ROR | TVA_Transmission | Internal | Summer | B8 | 500 | 2500 | 0 | 89.87 | 92.56 | 6 | 0
2030 | PJM_ROR_2_TVA_Transmission | PJM_ROR | TVA_Transmission | Internal | Summer | B9 | 800 | 2500 | 0 | 85.34 | 90.53 | 6 | 0
2030 | PJM_ROR_2_TVA_Transmission | PJM_ROR | TVA_Transmission | Internal | Summer | B10 | 1262 | 2500 | 0 | 74.87 | 79.53 | 6 | 0
2030 | PJM_ROR_2_TVA_Transmission | PJM_ROR | TVA_Transmission | Internal | Winter | B16 | 25 | 2500 | 2264.56 | 95.03 | 101.03 | 6 | 0
2030 | PJM_ROR_2_TVA_Transmission | PJM_ROR | TVA_Transmission | Internal | Winter | B17 | 100 | 2500 | 0 | 93.91 | 98.76 | 6 | 0
2030 | PJM_ROR_2_TVA_Transmission | PJM_ROR | TVA_Transmission | Internal | Winter | B18 | 400 | 2500 | 0 | 91.17 | 95.66 | 6 | 0
2030 | PJM_ROR_2_TVA_Transmission | PJM_ROR | TVA_Transmission | Internal | Winter | B19 | 700 | 2500 | 0 | 91.17 | 95.66 | 6 | 0
2030 | PJM_ROR_2_TVA_Transmission | PJM_ROR | TVA_Transmission | Internal | Winter | B20 | 935 | 2500 | 1046.61 | 80.33 | 86.33 | 6 | 0
2030 | PJM_ROR_2_VACAR | PJM_ROR | VACAR | Internal | Shoulder | B11 | 25 | 3000 | 2531.73 | 93.36 | 99.36 | 6 | 0
2030 | PJM_ROR_2_VACAR | PJM_ROR | VACAR | Internal | Shoulder | B12 | 200 | 3000 | 2407.42 | 89.66 | 95.66 | 6 | 0
2030 | PJM_ROR_2_VACAR | PJM_ROR | VACAR | Internal | Shoulder | B13 | 600 | 3000 | 433.32 | 87.83 | 93.83 | 6 | 0
2030 | PJM_ROR_2_VACAR | PJM_ROR | VACAR | Internal | Shoulder | B14 | 900 | 3000 | 0 | 87.55 | 92.61 | 6 | 0
2030 | PJM_ROR_2_VACAR | PJM_ROR | VACAR | Internal | Shoulder | B15 | 1203 | 3000 | 0 | 77.25 | 82.83 | 6 | 0
2030 | PJM_ROR_2_VACAR | PJM_ROR | VACAR | Internal | Summer | B1 | 10 | 3000 | 3000 | 141.91 | 151.39 | 6 | 3.47
2030 | PJM_ROR_2_VACAR | PJM_ROR | VACAR | Internal | Summer | B2 | 25 | 3000 | 3000 | 140.39 | 151.39 | 6 | 5
2030 | PJM_ROR_2_VACAR | PJM_ROR | VACAR | Internal | Summer | B3 | 75 | 3000 | 3000 | 140.39 | 151.39 | 6 | 5
2030 | PJM_ROR_2_VACAR | PJM_ROR | VACAR | Internal | Summer | B4 | 100 | 3000 | 3000 | 140.39 | 151.39 | 6 | 5
2030 | PJM_ROR_2_VACAR | PJM_ROR | VACAR | Internal | Summer | B5 | 200 | 3000 | 1297.45 | 133.19 | 139.19 | 6 | 0
2030 | PJM_ROR_2_VACAR | PJM_ROR | VACAR | Internal | Summer | B6 | 300 | 3000 | 1184.68 | 102.19 | 108.19 | 6 | 0
2030 | PJM_ROR_2_VACAR | PJM_ROR | VACAR | Internal | Summer | B7 | 400 | 3000 | 1826.93 | 92.9 | 98.9 | 6 | 0
2030 | PJM_ROR_2_VACAR | PJM_ROR | VACAR | Internal | Summer | B8 | 500 | 3000 | 0 | 89.87 | 93.42 | 6 | 0
2030 | PJM_ROR_2_VACAR | PJM_ROR | VACAR | Internal | Summer | B9 | 800 | 3000 | 0 | 85.34 | 83.88 | 6 | 0
2030 | PJM_ROR_2_VACAR | PJM_ROR | VACAR | Internal | Summer | B10 | 1262 | 3000 | 2143.45 | 74.87 | 80.87 | 6 | 0
2030 | PJM_ROR_2_VACAR | PJM_ROR | VACAR | Internal | Winter | B16 | 25 | 3000 | 3000 | 95.03 | 118.66 | 6 | 17.63
2030 | PJM_ROR_2_VACAR | PJM_ROR | VACAR | Internal | Winter | B17 | 100 | 3000 | 3000 | 93.91 | 105.54 | 6 | 5.63
2030 | PJM_ROR_2_VACAR | PJM_ROR | VACAR | Internal | Winter | B18 | 400 | 3000 | 2031.69 | 91.17 | 97.17 | 6 | 0
2030 | PJM_ROR_2_VACAR | PJM_ROR | VACAR | Internal | Winter | B19 | 700 | 3000 | 544.47 | 91.17 | 97.17 | 6 | 0
2030 | PJM_ROR_2_VACAR | PJM_ROR | VACAR | Internal | Winter | B20 | 935 | 3000 | 3000 | 80.33 | 87.21 | 6 | 0.88
2030 | PJM_ROM_2_NYISO_A-F | PJM_ROM | NYISO_A-F | Internal | Shoulder | B11 | 25 | 2000 | 0 | 93.38 | 76.12 | 6 | 0
2030 | PJM_ROM_2_NYISO_A-F | PJM_ROM | NYISO_A-F | Internal | Shoulder | B12 | 200 | 2000 | 0 | 89.67 | 81.67 | 6 | 0
2030 | PJM_ROM_2_NYISO_A-F | PJM_ROM | NYISO_A-F | Internal | Shoulder | B13 | 600 | 2000 | 0 | 87.84 | 76.12 | 6 | 0
2030 | PJM_ROM_2_NYISO_A-F | PJM_ROM | NYISO_A-F | Internal | Shoulder | B14 | 900 | 2000 | 0 | 87.72 | 76.1 | 6 | 0
2030 | PJM_ROM_2_NYISO_A-F | PJM_ROM | NYISO_A-F | Internal | Shoulder | B15 | 1203 | 2000 | 0 | 77.26 | 76.1 | 6 | 0
2030 | PJM_ROM_2_NYISO_A-F | PJM_ROM | NYISO_A-F | Internal | Summer | B1 | 10 | 2000 | 0 | 194.21 | 92.91 | 6 | 0
2030 | PJM_ROM_2_NYISO_A-F | PJM_ROM | NYISO_A-F | Internal | Summer | B2 | 25 | 2000 | 0 | 186.65 | 110.02 | 6 | 0
2030 | PJM_ROM_2_NYISO_A-F | PJM_ROM | NYISO_A-F | Internal | Summer | B3 | 75 | 2000 | 0 | 140.4 | 109.03 | 6 | 0
2030 | PJM_ROM_2_NYISO_A-F | PJM_ROM | NYISO_A-F | Internal | Summer | B4 | 100 | 2000 | 0 | 140.4 | 86.39 | 6 | 0
2030 | PJM_ROM_2_NYISO_A-F | PJM_ROM | NYISO_A-F | Internal | Summer | B5 | 200 | 2000 | 0 | 133.2 | 86.39 | 6 | 0
2030 | PJM_ROM_2_NYISO_A-F | PJM_ROM | NYISO_A-F | Internal | Summer | B6 | 300 | 2000 | 0 | 102.21 | 86.39 | 6 | 0
2030 | PJM_ROM_2_NYISO_A-F | PJM_ROM | NYISO_A-F | Internal | Summer | B7 | 400 | 2000 | 0 | 92.91 | 84.89 | 6 | 0
2030 | PJM_ROM_2_NYISO_A-F | PJM_ROM | NYISO_A-F | Internal | Summer | B8 | 500 | 2000 | 0 | 89.88 | 81.88 | 6 | 0
2030 | PJM_ROM_2_NYISO_A-F | PJM_ROM | NYISO_A-F | Internal | Summer | B9 | 800 | 2000 | 0 | 85.36 | 80.73 | 6 | 0
2030 | PJM_ROM_2_NYISO_A-F | PJM_ROM | NYISO_A-F | Internal | Summer | B10 | 1262 | 2000 | 0 | 74.88 | 80.73 | 6 | 0
2030 | PJM_ROM_2_NYISO_A-F | PJM_ROM | NYISO_A-F | Internal | Winter | B16 | 25 | 2000 | 0 | 100.48 | 77.86 | 6 | 0
2030 | PJM_ROM_2_NYISO_A-F | PJM_ROM | NYISO_A-F | Internal | Winter | B17 | 100 | 2000 | 0 | 94.42 | 77.86 | 6 | 0
2030 | PJM_ROM_2_NYISO_A-F | PJM_ROM | NYISO_A-F | Internal | Winter | B18 | 400 | 2000 | 0 | 93.98 | 77.86 | 6 | 0
2030 | PJM_ROM_2_NYISO_A-F | PJM_ROM | NYISO_A-F | Internal | Winter | B19 | 700 | 2000 | 0 | 93.51 | 77.86 | 6 | 0
2030 | PJM_ROM_2_NYISO_A-F | PJM_ROM | NYISO_A-F | Internal | Winter | B20 | 935 | 2000 | 0 | 81.33 | 77.86 | 6 | 0
2030 | PJM_ROM_2_PJM_E | PJM_ROM | PJM_E | Internal | Shoulder | B11 | 25 | 8000 | 0 | 93.38 | 93.36 | 0.01 | 0
2030 | PJM_ROM_2_PJM_E | PJM_ROM | PJM_E | Internal | Shoulder | B12 | 200 | 8000 | 0 | 89.67 | 89.66 | 0.01 | 0
2030 | PJM_ROM_2_PJM_E | PJM_ROM | PJM_E | Internal | Shoulder | B13 | 600 | 8000 | 0 | 87.84 | 87.83 | 0.01 | 0
2030 | PJM_ROM_2_PJM_E | PJM_ROM | PJM_E | Internal | Shoulder | B14 | 900 | 8000 | 0 | 87.72 | 87.71 | 0.01 | 0
2030 | PJM_ROM_2_PJM_E | PJM_ROM | PJM_E | Internal | Shoulder | B15 | 1203 | 8000 | 0 | 77.26 | 77.25 | 0.01 | 0
2030 | PJM_ROM_2_PJM_E | PJM_ROM | PJM_E | Internal | Summer | B1 | 10 | 8000 | 31.14 | 194.21 | 194.22 | 0.01 | 0
2030 | PJM_ROM_2_PJM_E | PJM_ROM | PJM_E | Internal | Summer | B2 | 25 | 8000 | 527.42 | 186.65 | 186.66 | 0.01 | 0
2030 | PJM_ROM_2_PJM_E | PJM_ROM | PJM_E | Internal | Summer | B3 | 75 | 8000 | 0 | 140.4 | 140.39 | 0.01 | 0
2030 | PJM_ROM_2_PJM_E | PJM_ROM | PJM_E | Internal | Summer | B4 | 100 | 8000 | 0 | 140.4 | 140.39 | 0.01 | 0
2030 | PJM_ROM_2_PJM_E | PJM_ROM | PJM_E | Internal | Summer | B5 | 200 | 8000 | 0 | 133.2 | 133.19 | 0.01 | 0
2030 | PJM_ROM_2_PJM_E | PJM_ROM | PJM_E | Internal | Summer | B6 | 300 | 8000 | 0 | 102.21 | 102.19 | 0.01 | 0
2030 | PJM_ROM_2_PJM_E | PJM_ROM | PJM_E | Internal | Summer | B7 | 400 | 8000 | 0 | 92.91 | 92.9 | 0.01 | 0
2030 | PJM_ROM_2_PJM_E | PJM_ROM | PJM_E | Internal | Summer | B8 | 500 | 8000 | 0 | 89.88 | 89.87 | 0.01 | 0
2030 | PJM_ROM_2_PJM_E | PJM_ROM | PJM_E | Internal | Summer | B9 | 800 | 8000 | 0 | 85.36 | 85.34 | 0.01 | 0
2030 | PJM_ROM_2_PJM_E | PJM_ROM | PJM_E | Internal | Summer | B10 | 1262 | 8000 | 0 | 74.88 | 74.87 | 0.01 | 0
2030 | PJM_ROM_2_PJM_E | PJM_ROM | PJM_E | Internal | Winter | B16 | 25 | 8000 | 122.93 | 100.48 | 100.49 | 0.01 | 0
2030 | PJM_ROM_2_PJM_E | PJM_ROM | PJM_E | Internal | Winter | B17 | 100 | 8000 | 1025.98 | 94.42 | 94.44 | 0.01 | 0
2030 | PJM_ROM_2_PJM_E | PJM_ROM | PJM_E | Internal | Winter | B18 | 400 | 8000 | 2180.21 | 93.98 | 93.99 | 0.01 | 0
2030 | PJM_ROM_2_PJM_E | PJM_ROM | PJM_E | Internal | Winter | B19 | 700 | 8000 | 1372.6 | 93.51 | 93.52 | 0.01 | 0
2030 | PJM_ROM_2_PJM_E | PJM_ROM | PJM_E | Internal | Winter | B20 | 935 | 8000 | 1209.04 | 81.33 | 81.35 | 0.01 | 0
2030 | PJM_ROM_2_PJM_ROR | PJM_ROM | PJM_ROR | Internal | Shoulder | B11 | 25 | 8000 | 0 | 93.38 | 93.36 | 0.01 | 0
2030 | PJM_ROM_2_PJM_ROR | PJM_ROM | PJM_ROR | Internal | Shoulder | B12 | 200 | 8000 | 0 | 89.67 | 89.66 | 0.01 | 0
2030 | PJM_ROM_2_PJM_ROR | PJM_ROM | PJM_ROR | Internal | Shoulder | B13 | 600 | 8000 | 0 | 87.84 | 87.83 | 0.01 | 0
2030 | PJM_ROM_2_PJM_ROR | PJM_ROM | PJM_ROR | Internal | Shoulder | B14 | 900 | 8000 | 0 | 87.72 | 87.55 | 0.01 | 0
2030 | PJM_ROM_2_PJM_ROR | PJM_ROM | PJM_ROR | Internal | Shoulder | B15 | 1203 | 8000 | 0 | 77.26 | 77.25 | 0.01 | 0
2030 | PJM_ROM_2_PJM_ROR | PJM_ROM | PJM_ROR | Internal | Summer | B1 | 10 | 8000 | 0 | 194.21 | 141.91 | 0.01 | 0
2030 | PJM_ROM_2_PJM_ROR | PJM_ROM | PJM_ROR | Internal | Summer | B2 | 25 | 8000 | 0 | 186.65 | 140.39 | 0.01 | 0
2030 | PJM_ROM_2_PJM_ROR | PJM_ROM | PJM_ROR | Internal | Summer | B3 | 75 | 8000 | 0 | 140.4 | 140.39 | 0.01 | 0
2030 | PJM_ROM_2_PJM_ROR | PJM_ROM | PJM_ROR | Internal | Summer | B4 | 100 | 8000 | 0 | 140.4 | 140.39 | 0.01 | 0
2030 | PJM_ROM_2_PJM_ROR | PJM_ROM | PJM_ROR | Internal | Summer | B5 | 200 | 8000 | 0 | 133.2 | 133.19 | 0.01 | 0
2030 | PJM_ROM_2_PJM_ROR | PJM_ROM | PJM_ROR | Internal | Summer | B6 | 300 | 8000 | 0 | 102.21 | 102.19 | 0.01 | 0
2030 | PJM_ROM_2_PJM_ROR | PJM_ROM | PJM_ROR | Internal | Summer | B7 | 400 | 8000 | 0 | 92.91 | 92.9 | 0.01 | 0
2030 | PJM_ROM_2_PJM_ROR | PJM_ROM | PJM_ROR | Internal | Summer | B8 | 500 | 8000 | 0 | 89.88 | 89.87 | 0.01 | 0
2030 | PJM_ROM_2_PJM_ROR | PJM_ROM | PJM_ROR | Internal | Summer | B9 | 800 | 8000 | 0 | 85.36 | 85.34 | 0.01 | 0
2030 | PJM_ROM_2_PJM_ROR | PJM_ROM | PJM_ROR | Internal | Summer | B10 | 1262 | 8000 | 0 | 74.88 | 74.87 | 0.01 | 0
2030 | PJM_ROM_2_PJM_ROR | PJM_ROM | PJM_ROR | Internal | Winter | B16 | 25 | 8000 | 0 | 100.48 | 95.03 | 0.01 | 0
2030 | PJM_ROM_2_PJM_ROR | PJM_ROM | PJM_ROR | Internal | Winter | B17 | 100 | 8000 | 0 | 94.42 | 93.91 | 0.01 | 0
2030 | PJM_ROM_2_PJM_ROR | PJM_ROM | PJM_ROR | Internal | Winter | B18 | 400 | 8000 | 0 | 93.98 | 91.17 | 0.01 | 0
2030 | PJM_ROM_2_PJM_ROR | PJM_ROM | PJM_ROR | Internal | Winter | B19 | 700 | 8000 | 0 | 93.51 | 91.17 | 0.01 | 0
2030 | PJM_ROM_2_PJM_ROR | PJM_ROM | PJM_ROR | Internal | Winter | B20 | 935 | 8000 | 0 | 81.33 | 80.33 | 0.01 | 0
2030 | SOCO_2_ENT | SOCO | ENT | Internal | Shoulder | B11 | 25 | 2400 | 0 | 95.77 | 94.22 | 10 | 0
2030 | SOCO_2_ENT | SOCO | ENT | Internal | Shoulder | B12 | 200 | 2400 | 0 | 92.38 | 93.53 | 10 | 0
2030 | SOCO_2_ENT | SOCO | ENT | Internal | Shoulder | B13 | 600 | 2400 | 0 | 92.38 | 90.37 | 10 | 0
2030 | SOCO_2_ENT | SOCO | ENT | Internal | Shoulder | B14 | 900 | 2400 | 0 | 92.38 | 90.37 | 10 | 0
2030 | SOCO_2_ENT | SOCO | ENT | Internal | Shoulder | B15 | 1203 | 2400 | 0 | 89.83 | 83.96 | 10 | 0
2030 | SOCO_2_ENT | SOCO | ENT | Internal | Summer | B1 | 10 | 2400 | 0 | 156.93 | 148.93 | 10 | 0
2030 | SOCO_2_ENT | SOCO | ENT | Internal | Summer | B2 | 25 | 2400 | 0 | 149.54 | 141.54 | 10 | 0
2030 | SOCO_2_ENT | SOCO | ENT | Internal | Summer | B3 | 75 | 2400 | 0 | 149.4 | 141.4 | 10 | 0
2030 | SOCO_2_ENT | SOCO | ENT | Internal | Summer | B4 | 100 | 2400 | 0 | 146.39 | 138.39 | 10 | 0
2030 | SOCO_2_ENT | SOCO | ENT | Internal | Summer | B5 | 200 | 2400 | 0 | 129.19 | 127.37 | 10 | 0
2030 | SOCO_2_ENT | SOCO | ENT | Internal | Summer | B6 | 300 | 2400 | 0 | 94.21 | 96.09 | 10 | 0
2030 | SOCO_2_ENT | SOCO | ENT | Internal | Summer | B7 | 400 | 2400 | 0 | 90.88 | 92.56 | 10 | 0
2030 | SOCO_2_ENT | SOCO | ENT | Internal | Summer | B8 | 500 | 2400 | 0 | 90.88 | 91.87 | 10 | 0
2030 | SOCO_2_ENT | SOCO | ENT | Internal | Summer | B9 | 800 | 2400 | 0 | 90.88 | 88.77 | 10 | 0
2030 | SOCO_2_ENT | SOCO | ENT | Internal | Summer | B10 | 1262 | 2400 | 0 | 81.16 | 82.61 | 10 | 0
2030 | SOCO_2_ENT | SOCO | ENT | Internal | Winter | B16 | 25 | 2400 | 0 | 99.05 | 96.8 | 10 | 0
2030 | SOCO_2_ENT | SOCO | ENT | Internal | Winter | B17 | 100 | 2400 | 0 | 95.54 | 95.76 | 10 | 0
2030 | SOCO_2_ENT | SOCO | ENT | Internal | Winter | B18 | 400 | 2400 | 0 | 95.54 | 93.53 | 10 | 0
2030 | SOCO_2_ENT | SOCO | ENT | Internal | Winter | B19 | 700 | 2400 | 0 | 95.54 | 93.53 | 10 | 0
2030 | SOCO_2_ENT | SOCO | ENT | Internal | Winter | B20 | 935 | 2400 | 0 | 92 | 86.6 | 10 | 0
2030 | SOCO_2_FRCC | SOCO | FRCC | Internal | Shoulder | B11 | 25 | 3700 | 517.87 | 95.77 | 105.77 | 10 | 0
2030 | SOCO_2_FRCC | SOCO | FRCC | Internal | Shoulder | B12 | 200 | 3700 | 0 | 92.38 | 97.62 | 10 | 0
2030 | SOCO_2_FRCC | SOCO | FRCC | Internal | Shoulder | B13 | 600 | 3700 | 0 | 92.38 | 97.62 | 10 | 0
2030 | SOCO_2_FRCC | SOCO | FRCC | Internal | Shoulder | B14 | 900 | 3700 | 0 | 92.38 | 97.62 | 10 | 0
2030 | SOCO_2_FRCC | SOCO | FRCC | Internal | Shoulder | B15 | 1203 | 3700 | 0 | 89.83 | 84.43 | 10 | 0
2030 | SOCO_2_FRCC | SOCO | FRCC | Internal | Summer | B1 | 10 | 3700 | 0 | 156.93 | 155.87 | 10 | 0
2030 | SOCO_2_FRCC | SOCO | FRCC | Internal | Summer | B2 | 25 | 3700 | 0 | 149.54 | 155.87 | 10 | 0
2030 | SOCO_2_FRCC | SOCO | FRCC | Internal | Summer | B3 | 75 | 3700 | 0 | 149.4 | 151.58 | 10 | 0
2030 | SOCO_2_FRCC | SOCO | FRCC | Internal | Summer | B4 | 100 | 3700 | 0 | 146.39 | 151.58 | 10 | 0
2030 | SOCO_2_FRCC | SOCO | FRCC | Internal | Summer | B5 | 200 | 3700 | 0 | 129.19 | 131.29 | 10 | 0
2030 | SOCO_2_FRCC | SOCO | FRCC | Internal | Summer | B6 | 300 | 3700 | 0 | 94.21 | 96.7 | 10 | 0
2030 | SOCO_2_FRCC | SOCO | FRCC | Internal | Summer | B7 | 400 | 3700 | 0 | 90.88 | 96.7 | 10 | 0
2030 | SOCO_2_FRCC | SOCO | FRCC | Internal | Summer | B8 | 500 | 3700 | 0 | 90.88 | 96.7 | 10 | 0
2030 | SOCO_2_FRCC | SOCO | FRCC | Internal | Summer | B9 | 800 | 3700 | 0 | 90.88 | 96.7 | 10 | 0
2030 | SOCO_2_FRCC | SOCO | FRCC | Internal | Summer | B10 | 1262 | 3700 | 0 | 81.16 | 83.66 | 10 | 0
2030 | SOCO_2_FRCC | SOCO | FRCC | Internal | Winter | B16 | 25 | 3700 | 0 | 99.05 | 100.28 | 10 | 0
2030 | SOCO_2_FRCC | SOCO | FRCC | Internal | Winter | B17 | 100 | 3700 | 0 | 95.54 | 100.28 | 10 | 0
2030 | SOCO_2_FRCC | SOCO | FRCC | Internal | Winter | B18 | 400 | 3700 | 0 | 95.54 | 100.28 | 10 | 0
2030 | SOCO_2_FRCC | SOCO | FRCC | Internal | Winter | B19 | 700 | 3700 | 0 | 95.54 | 100.28 | 10 | 0
2030 | SOCO_2_FRCC | SOCO | FRCC | Internal | Winter | B20 | 935 | 3700 | 0 | 92 | 86.69 | 10 | 0
2030 | SOCO_2_TVA_Transmission | SOCO | TVA_Transmission | Internal | Shoulder | B11 | 25 | 2600 | 0 | 95.77 | 98.86 | 10 | 0
2030 | SOCO_2_TVA_Transmission | SOCO | TVA_Transmission | Internal | Shoulder | B12 | 200 | 2600 | 0 | 92.38 | 93.85 | 10 | 0
2030 | SOCO_2_TVA_Transmission | SOCO | TVA_Transmission | Internal | Shoulder | B13 | 600 | 2600 | 0 | 92.38 | 93.13 | 10 | 0
2030 | SOCO_2_TVA_Transmission | SOCO | TVA_Transmission | Internal | Shoulder | B14 | 900 | 2600 | 0 | 92.38 | 92.9 | 10 | 0
2030 | SOCO_2_TVA_Transmission | SOCO | TVA_Transmission | Internal | Shoulder | B15 | 1203 | 2600 | 0 | 89.83 | 83.25 | 10 | 0
2030 | SOCO_2_TVA_Transmission | SOCO | TVA_Transmission | Internal | Summer | B1 | 10 | 2600 | 0 | 156.93 | 151.91 | 10 | 0
2030 | SOCO_2_TVA_Transmission | SOCO | TVA_Transmission | Internal | Summer | B2 | 25 | 2600 | 0 | 149.54 | 149.54 | 10 | 0
2030 | SOCO_2_TVA_Transmission | SOCO | TVA_Transmission | Internal | Summer | B3 | 75 | 2600 | 0 | 149.4 | 146.39 | 10 | 0
2030 | SOCO_2_TVA_Transmission | SOCO | TVA_Transmission | Internal | Summer | B4 | 100 | 2600 | 0 | 146.39 | 146.39 | 10 | 0
2030 | SOCO_2_TVA_Transmission | SOCO | TVA_Transmission | Internal | Summer | B5 | 200 | 2600 | 0 | 129.19 | 133.61 | 10 | 0
2030 | SOCO_2_TVA_Transmission | SOCO | TVA_Transmission | Internal | Summer | B6 | 300 | 2600 | 0 | 94.21 | 102.58 | 10 | 0
2030 | SOCO_2_TVA_Transmission | SOCO | TVA_Transmission | Internal | Summer | B7 | 400 | 2600 | 0 | 90.88 | 94.74 | 10 | 0
2030 | SOCO_2_TVA_Transmission | SOCO | TVA_Transmission | Internal | Summer | B8 | 500 | 2600 | 0 | 90.88 | 92.56 | 10 | 0
2030 | SOCO_2_TVA_Transmission | SOCO | TVA_Transmission | Internal | Summer | B9 | 800 | 2600 | 0 | 90.88 | 90.53 | 10 | 0
2030 | SOCO_2_TVA_Transmission | SOCO | TVA_Transmission | Internal | Summer | B10 | 1262 | 2600 | 0 | 81.16 | 79.53 | 10 | 0
2030 | SOCO_2_TVA_Transmission | SOCO | TVA_Transmission | Internal | Winter | B16 | 25 | 2600 | 0 | 99.05 | 101.03 | 10 | 0
2030 | SOCO_2_TVA_Transmission | SOCO | TVA_Transmission | Internal | Winter | B17 | 100 | 2600 | 0 | 95.54 | 98.76 | 10 | 0
2030 | SOCO_2_TVA_Transmission | SOCO | TVA_Transmission | Internal | Winter | B18 | 400 | 2600 | 0 | 95.54 | 95.66 | 10 | 0
2030 | SOCO_2_TVA_Transmission | SOCO | TVA_Transmission | Internal | Winter | B19 | 700 | 2600 | 0 | 95.54 | 95.66 | 10 | 0
2030 | SOCO_2_TVA_Transmission | SOCO | TVA_Transmission | Internal | Winter | B20 | 935 | 2600 | 0 | 92 | 86.33 | 10 | 0
2030 | SOCO_2_VACAR | SOCO | VACAR | Internal | Shoulder | B11 | 25 | 2000 | 0 | 95.77 | 99.36 | 10 | 0
2030 | SOCO_2_VACAR | SOCO | VACAR | Internal | Shoulder | B12 | 200 | 2000 | 0 | 92.38 | 95.66 | 10 | 0
2030 | SOCO_2_VACAR | SOCO | VACAR | Internal | Shoulder | B13 | 600 | 2000 | 0 | 92.38 | 93.83 | 10 | 0
2030 | SOCO_2_VACAR | SOCO | VACAR | Internal | Shoulder | B14 | 900 | 2000 | 0 | 92.38 | 92.61 | 10 | 0
2030 | SOCO_2_VACAR | SOCO | VACAR | Internal | Shoulder | B15 | 1203 | 2000 | 0 | 89.83 | 82.83 | 10 | 0
2030 | SOCO_2_VACAR | SOCO | VACAR | Internal | Summer | B1 | 10 | 2000 | 0 | 156.93 | 151.39 | 10 | 0
2030 | SOCO_2_VACAR | SOCO | VACAR | Internal | Summer | B2 | 25 | 2000 | 0 | 149.54 | 151.39 | 10 | 0
2030 | SOCO_2_VACAR | SOCO | VACAR | Internal | Summer | B3 | 75 | 2000 | 0 | 149.4 | 151.39 | 10 | 0
2030 | SOCO_2_VACAR | SOCO | VACAR | Internal | Summer | B4 | 100 | 2000 | 0 | 146.39 | 151.39 | 10 | 0
2030 | SOCO_2_VACAR | SOCO | VACAR | Internal | Summer | B5 | 200 | 2000 | 1476.67 | 129.19 | 139.19 | 10 | 0
2030 | SOCO_2_VACAR | SOCO | VACAR | Internal | Summer | B6 | 300 | 2000 | 2000 | 94.21 | 108.19 | 10 | 3.98
2030 | SOCO_2_VACAR | SOCO | VACAR | Internal | Summer | B7 | 400 | 2000 | 0 | 90.88 | 98.9 | 10 | 0
2030 | SOCO_2_VACAR | SOCO | VACAR | Internal | Summer | B8 | 500 | 2000 | 0 | 90.88 | 93.42 | 10 | 0
2030 | SOCO_2_VACAR | SOCO | VACAR | Internal | Summer | B9 | 800 | 2000 | 0 | 90.88 | 83.88 | 10 | 0
2030 | SOCO_2_VACAR | SOCO | VACAR | Internal | Summer | B10 | 1262 | 2000 | 0 | 81.16 | 80.87 | 10 | 0
2030 | SOCO_2_VACAR | SOCO | VACAR | Internal | Winter | B16 | 25 | 2000 | 2000 | 99.05 | 118.66 | 10 | 9.6
2030 | SOCO_2_VACAR | SOCO | VACAR | Internal | Winter | B17 | 100 | 2000 | 785.44 | 95.54 | 105.54 | 10 | 0
2030 | SOCO_2_VACAR | SOCO | VACAR | Internal | Winter | B18 | 400 | 2000 | 0 | 95.54 | 97.17 | 10 | 0
2030 | SOCO_2_VACAR | SOCO | VACAR | Internal | Winter | B19 | 700 | 2000 | 0 | 95.54 | 97.17 | 10 | 0
2030 | SOCO_2_VACAR | SOCO | VACAR | Internal | Winter | B20 | 935 | 2000 | 0 | 92 | 87.21 | 10 | 0
2030 | SPP_N_2_ENT | SPP_N | ENT | Internal | Shoulder | B11 | 25 | 1800 | 0 | 93.64 | 94.22 | 5 | 0
2030 | SPP_N_2_ENT | SPP_N | ENT | Internal | Shoulder | B12 | 200 | 1800 | 309.27 | 88.53 | 93.53 | 5 | 0
2030 | SPP_N_2_ENT | SPP_N | ENT | Internal | Shoulder | B13 | 600 | 1800 | 931.08 | 85.37 | 90.37 | 5 | 0
2030 | SPP_N_2_ENT | SPP_N | ENT | Internal | Shoulder | B14 | 900 | 1800 | 1800 | 79.44 | 90.37 | 5 | 5.93
2030 | SPP_N_2_ENT | SPP_N | ENT | Internal | Shoulder | B15 | 1203 | 1800 | 1800 | 78.11 | 83.96 | 5 | 0.85
2030 | SPP_N_2_ENT | SPP_N | ENT | Internal | Summer | B1 | 10 | 1800 | 374.93 | 143.93 | 148.93 | 5 | 0
2030 | SPP_N_2_ENT | SPP_N | ENT | Internal | Summer | B2 | 25 | 1800 | 0 | 146.16 | 141.54 | 5 | 0
2030 | SPP_N_2_ENT | SPP_N | ENT | Internal | Summer | B3 | 75 | 1800 | 0 | 146.63 | 141.4 | 5 | 0
2030 | SPP_N_2_ENT | SPP_N | ENT | Internal | Summer | B4 | 100 | 1800 | 0 | 140.89 | 138.39 | 5 | 0
2030 | SPP_N_2_ENT | SPP_N | ENT | Internal | Summer | B5 | 200 | 1800 | 0 | 135.37 | 127.37 | 5 | 0
2030 | SPP_N_2_ENT | SPP_N | ENT | Internal | Summer | B6 | 300 | 1800 | 0 | 104.09 | 96.09 | 5 | 0
2030 | SPP_N_2_ENT | SPP_N | ENT | Internal | Summer | B7 | 400 | 1800 | 0 | 95.86 | 92.56 | 5 | 0
2030 | SPP_N_2_ENT | SPP_N | ENT | Internal | Summer | B8 | 500 | 1800 | 0 | 90.58 | 91.87 | 5 | 0
2030 | SPP_N_2_ENT | SPP_N | ENT | Internal | Summer | B9 | 800 | 1800 | 0 | 88.47 | 88.77 | 5 | 0
2030 | SPP_N_2_ENT | SPP_N | ENT | Internal | Summer | B10 | 1262 | 1800 | 1800 | 77.39 | 82.61 | 5 | 0.22
2030 | SPP_N_2_ENT | SPP_N | ENT | Internal | Winter | B16 | 25 | 1800 | 1800 | 88.03 | 96.8 | 5 | 3.77
2030 | SPP_N_2_ENT | SPP_N | ENT | Internal | Winter | B17 | 100 | 1800 | 1800 | 85.76 | 95.76 | 5 | 5
2030 | SPP_N_2_ENT | SPP_N | ENT | Internal | Winter | B18 | 400 | 1800 | 1800 | 88.03 | 93.53 | 5 | 0.5
2030 | SPP_N_2_ENT | SPP_N | ENT | Internal | Winter | B19 | 700 | 1800 | 1800 | 84.5 | 93.53 | 5 | 4.03
2030 | SPP_N_2_ENT | SPP_N | ENT | Internal | Winter | B20 | 935 | 1800 | 1800 | 81.07 | 86.6 | 5 | 0.53
2030 | SPP_N_2_MISO_MO-IL | SPP_N | MISO_MO-IL | Internal | Shoulder | B11 | 25 | 2000 | 0 | 93.64 | 91.39 | 5 | 0
2030 | SPP_N_2_MISO_MO-IL | SPP_N | MISO_MO-IL | Internal | Shoulder | B12 | 200 | 2000 | 0 | 88.53 | 87.66 | 5 | 0
2030 | SPP_N_2_MISO_MO-IL | SPP_N | MISO_MO-IL | Internal | Shoulder | B13 | 600 | 2000 | 0 | 85.37 | 86.88 | 5 | 0
2030 | SPP_N_2_MISO_MO-IL | SPP_N | MISO_MO-IL | Internal | Shoulder | B14 | 900 | 2000 | 2000 | 79.44 | 85.55 | 5 | 1.11
2030 | SPP_N_2_MISO_MO-IL | SPP_N | MISO_MO-IL | Internal | Shoulder | B15 | 1203 | 2000 | 0 | 78.11 | 75.96 | 5 | 0
2030 | SPP_N_2_MISO_MO-IL | SPP_N | MISO_MO-IL | Internal | Summer | B1 | 10 | 2000 | 0 | 143.93 | 143.91 | 5 | 0
2030 | SPP_N_2_MISO_MO-IL | SPP_N | MISO_MO-IL | Internal | Summer | B2 | 25 | 2000 | 0 | 146.16 | 141.54 | 5 | 0
2030 | SPP_N_2_MISO_MO-IL | SPP_N | MISO_MO-IL | Internal | Summer | B3 | 75 | 2000 | 0 | 146.63 | 141.52 | 5 | 0
2030 | SPP_N_2_MISO_MO-IL | SPP_N | MISO_MO-IL | Internal | Summer | B4 | 100 | 2000 | 0 | 140.89 | 140.86 | 5 | 0
2030 | SPP_N_2_MISO_MO-IL | SPP_N | MISO_MO-IL | Internal | Summer | B5 | 200 | 2000 | 0 | 135.37 | 135.37 | 5 | 0
2030 | SPP_N_2_MISO_MO-IL | SPP_N | MISO_MO-IL | Internal | Summer | B6 | 300 | 2000 | 0 | 104.09 | 104.09 | 5 | 0
2030 | SPP_N_2_MISO_MO-IL | SPP_N | MISO_MO-IL | Internal | Summer | B7 | 400 | 2000 | 0 | 95.86 | 91.07 | 5 | 0
2030 | SPP_N_2_MISO_MO-IL | SPP_N | MISO_MO-IL | Internal | Summer | B8 | 500 | 2000 | 0 | 90.58 | 87.87 | 5 | 0
2030 | SPP_N_2_MISO_MO-IL | SPP_N | MISO_MO-IL | Internal | Summer | B9 | 800 | 2000 | 0 | 88.47 | 83.34 | 5 | 0
2030 | SPP_N_2_MISO_MO-IL | SPP_N | MISO_MO-IL | Internal | Summer | B10 | 1262 | 2000 | 0 | 77.39 | 74.61 | 5 | 0
2030 | SPP_N_2_MISO_MO-IL | SPP_N | MISO_MO-IL | Internal | Winter | B16 | 25 | 2000 | 1537.48 | 88.03 | 93.03 | 5 | 0
2030 | SPP_N_2_MISO_MO-IL | SPP_N | MISO_MO-IL | Internal | Winter | B17 | 100 | 2000 | 1887.19 | 85.76 | 90.76 | 5 | 0
2030 | SPP_N_2_MISO_MO-IL | SPP_N | MISO_MO-IL | Internal | Winter | B18 | 400 | 2000 | 0 | 88.03 | 89.18 | 5 | 0
2030 | SPP_N_2_MISO_MO-IL | SPP_N | MISO_MO-IL | Internal | Winter | B19 | 700 | 2000 | 0 | 84.5 | 89.18 | 5 | 0
2030 | SPP_N_2_MISO_MO-IL | SPP_N | MISO_MO-IL | Internal | Winter | B20 | 935 | 2000 | 0 | 81.07 | 78.6 | 5 | 0
2030 | SPP_N_2_MISO_W | SPP_N | MISO_W | Internal | Shoulder | B11 | 25 | 750 | 0 | 93.64 | 91.38 | 5 | 0
2030 | SPP_N_2_MISO_W | SPP_N | MISO_W | Internal | Shoulder | B12 | 200 | 750 | 0 | 88.53 | 87.34 | 5 | 0
2030 | SPP_N_2_MISO_W | SPP_N | MISO_W | Internal | Shoulder | B13 | 600 | 750 | 0 | 85.37 | 85.36 | 5 | 0
2030 | SPP_N_2_MISO_W | SPP_N | MISO_W | Internal | Shoulder | B14 | 900 | 750 | 0 | 79.44 | 72.44 | 5 | 0
2030 | SPP_N_2_MISO_W | SPP_N | MISO_W | Internal | Shoulder | B15 | 1203 | 750 | 0 | 78.11 | 71.11 | 5 | 0
2030 | SPP_N_2_MISO_W | SPP_N | MISO_W | Internal | Summer | B1 | 10 | 750 | 0 | 143.93 | 143.91 | 5 | 0
2030 | SPP_N_2_MISO_W | SPP_N | MISO_W | Internal | Summer | B2 | 25 | 750 | 0 | 146.16 | 141.53 | 5 | 0
2030 | SPP_N_2_MISO_W | SPP_N | MISO_W | Internal | Summer | B3 | 75 | 750 | 0 | 146.63 | 141.53 | 5 | 0
2030 | SPP_N_2_MISO_W | SPP_N | MISO_W | Internal | Summer | B4 | 100 | 750 | 0 | 140.89 | 140.87 | 5 | 0
2030 | SPP_N_2_MISO_W | SPP_N | MISO_W | Internal | Summer | B5 | 200 | 750 | 0 | 135.37 | 135.36 | 5 | 0
2030 | SPP_N_2_MISO_W | SPP_N | MISO_W | Internal | Summer | B6 | 300 | 750 | 0 | 104.09 | 104.08 | 5 | 0
2030 | SPP_N_2_MISO_W | SPP_N | MISO_W | Internal | Summer | B7 | 400 | 750 | 0 | 95.86 | 90.9 | 5 | 0
2030 | SPP_N_2_MISO_W | SPP_N | MISO_W | Internal | Summer | B8 | 500 | 750 | 0 | 90.58 | 85.74 | 5 | 0
2030 | SPP_N_2_MISO_W | SPP_N | MISO_W | Internal | Summer | B9 | 800 | 750 | 0 | 88.47 | 83.32 | 5 | 0
2030 | SPP_N_2_MISO_W | SPP_N | MISO_W | Internal | Summer | B10 | 1262 | 750 | 0 | 77.39 | 70.39 | 5 | 0
2030 | SPP_N_2_MISO_W | SPP_N | MISO_W | Internal | Winter | B16 | 25 | 750 | 0 | 88.03 | 74.07 | 5 | 0
2030 | SPP_N_2_MISO_W | SPP_N | MISO_W | Internal | Winter | B17 | 100 | 750 | 0 | 85.76 | 78.75 | 5 | 0
2030 | SPP_N_2_MISO_W | SPP_N | MISO_W | Internal | Winter | B18 | 400 | 750 | 0 | 88.03 | 81.03 | 5 | 0
2030 | SPP_N_2_MISO_W | SPP_N | MISO_W | Internal | Winter | B19 | 700 | 750 | 0 | 84.5 | 81.03 | 5 | 0
2030 | SPP_N_2_MISO_W | SPP_N | MISO_W | Internal | Winter | B20 | 935 | 750 | 0 | 81.07 | 74.07 | 5 | 0
2030 | SPP_N_2_NE | SPP_N | NE | Internal | Shoulder | B11 | 25 | 332 | 0 | 93.64 | 93.62 | 0.01 | 0
2030 | SPP_N_2_NE | SPP_N | NE | Internal | Shoulder | B12 | 200 | 332 | 0 | 88.53 | 88.51 | 0.01 | 0
2030 | SPP_N_2_NE | SPP_N | NE | Internal | Shoulder | B13 | 600 | 332 | 0 | 85.37 | 85.36 | 0.01 | 0
2030 | SPP_N_2_NE | SPP_N | NE | Internal | Shoulder | B14 | 900 | 332 | 0 | 79.44 | 79.11 | 0.01 | 0
2030 | SPP_N_2_NE | SPP_N | NE | Internal | Shoulder | B15 | 1203 | 332 | 0 | 78.11 | 78.11 | 0.01 | 0
2030 | SPP_N_2_NE | SPP_N | NE | Internal | Summer | B1 | 10 | 332 | 0 | 143.93 | 143.91 | 0.01 | 0
2030 | SPP_N_2_NE | SPP_N | NE | Internal | Summer | B2 | 25 | 332 | 0 | 146.16 | 146.15 | 0.01 | 0
2030 | SPP_N_2_NE | SPP_N | NE | Internal | Summer | B3 | 75 | 332 | 0 | 146.63 | 146.25 | 0.01 | 0
2030 | SPP_N_2_NE | SPP_N | NE | Internal | Summer | B4 | 100 | 332 | 0 | 140.89 | 140.87 | 0.01 | 0
2030 | SPP_N_2_NE | SPP_N | NE | Internal | Summer | B5 | 200 | 332 | 0 | 135.37 | 135.36 | 0.01 | 0
2030 | SPP_N_2_NE | SPP_N | NE | Internal | Summer | B6 | 300 | 332 | 0 | 104.09 | 104.08 | 0.01 | 0
2030 | SPP_N_2_NE | SPP_N | NE | Internal | Summer | B7 | 400 | 332 | 0 | 95.86 | 95.85 | 0.01 | 0
2030 | SPP_N_2_NE | SPP_N | NE | Internal | Summer | B8 | 500 | 332 | 0 | 90.58 | 90.57 | 0.01 | 0
2030 | SPP_N_2_NE | SPP_N | NE | Internal | Summer | B9 | 800 | 332 | 0 | 88.47 | 88.46 | 0.01 | 0
2030 | SPP_N_2_NE | SPP_N | NE | Internal | Summer | B10 | 1262 | 332 | 0 | 77.39 | 77.38 | 0.01 | 0
2030 | SPP_N_2_NE | SPP_N | NE | Internal | Winter | B16 | 25 | 332 | 0 | 88.03 | 81.07 | 0.01 | 0
2030 | SPP_N_2_NE | SPP_N | NE | Internal | Winter | B17 | 100 | 332 | 0 | 85.76 | 85.75 | 0.01 | 0
2030 | SPP_N_2_NE | SPP_N | NE | Internal | Winter | B18 | 400 | 332 | 0 | 88.03 | 88.02 | 0.01 | 0
2030 | SPP_N_2_NE | SPP_N | NE | Internal | Winter | B19 | 700 | 332 | 0 | 84.5 | 84.49 | 0.01 | 0
2030 | SPP_N_2_NE | SPP_N | NE | Internal | Winter | B20 | 935 | 332 | 0 | 81.07 | 81.06 | 0.01 | 0
2030 | SPP_N_2_SPP_S | SPP_N | SPP_S | Internal | Shoulder | B11 | 25 | 4000 | 348.2 | 93.64 | 93.65 | 0.01 | 0
2030 | SPP_N_2_SPP_S | SPP_N | SPP_S | Internal | Shoulder | B12 | 200 | 4000 | 1891.82 | 88.53 | 88.54 | 0.01 | 0
2030 | SPP_N_2_SPP_S | SPP_N | SPP_S | Internal | Shoulder | B13 | 600 | 4000 | 951.43 | 85.37 | 85.38 | 0.01 | 0
2030 | SPP_N_2_SPP_S | SPP_N | SPP_S | Internal | Shoulder | B14 | 900 | 4000 | 0 | 79.44 | 78.1 | 0.01 | 0
2030 | SPP_N_2_SPP_S | SPP_N | SPP_S | Internal | Shoulder | B15 | 1203 | 4000 | 0 | 78.11 | 78.1 | 0.01 | 0
2030 | SPP_N_2_SPP_S | SPP_N | SPP_S | Internal | Summer | B1 | 10 | 4000 | 0 | 143.93 | 92.84 | 0.01 | 0
2030 | SPP_N_2_SPP_S | SPP_N | SPP_S | Internal | Summer | B2 | 25 | 4000 | 0 | 146.16 | 128.95 | 0.01 | 0
2030 | SPP_N_2_SPP_S | SPP_N | SPP_S | Internal | Summer | B3 | 75 | 4000 | 0 | 146.63 | 130.05 | 0.01 | 0
2030 | SPP_N_2_SPP_S | SPP_N | SPP_S | Internal | Summer | B4 | 100 | 4000 | 0 | 140.89 | 128.95 | 0.01 | 0
2030 | SPP_N_2_SPP_S | SPP_N | SPP_S | Internal | Summer | B5 | 200 | 4000 | 0 | 135.37 | 128.95 | 0.01 | 0
2030 | SPP_N_2_SPP_S | SPP_N | SPP_S | Internal | Summer | B6 | 300 | 4000 | 0 | 104.09 | 104.09 | 0.01 | 0
2030 | SPP_N_2_SPP_S | SPP_N | SPP_S | Internal | Summer | B7 | 400 | 4000 | 0 | 95.86 | 95.85 | 0.01 | 0
2030 | SPP_N_2_SPP_S | SPP_N | SPP_S | Internal | Summer | B8 | 500 | 4000 | 0 | 90.58 | 90.57 | 0.01 | 0
2030 | SPP_N_2_SPP_S | SPP_N | SPP_S | Internal | Summer | B9 | 800 | 4000 | 1018.86 | 88.47 | 88.49 | 0.01 | 0
2030 | SPP_N_2_SPP_S | SPP_N | SPP_S | Internal | Summer | B10 | 1262 | 4000 | 2219.43 | 77.39 | 77.4 | 0.01 | 0
2030 | SPP_N_2_SPP_S | SPP_N | SPP_S | Internal | Winter | B16 | 25 | 4000 | 2050.56 | 88.03 | 88.04 | 0.01 | 0
2030 | SPP_N_2_SPP_S | SPP_N | SPP_S | Internal | Winter | B17 | 100 | 4000 | 1694.72 | 85.76 | 85.77 | 0.01 | 0
2030 | SPP_N_2_SPP_S | SPP_N | SPP_S | Internal | Winter | B18 | 400 | 4000 | 1518 | 88.03 | 88.04 | 0.01 | 0
2030 | SPP_N_2_SPP_S | SPP_N | SPP_S | Internal | Winter | B19 | 700 | 4000 | 478.82 | 84.5 | 84.51 | 0.01 | 0
2030 | SPP_N_2_SPP_S | SPP_N | SPP_S | Internal | Winter | B20 | 935 | 4000 | 0 | 81.07 | 80.95 | 0.01 | 0
2030 | SPP_S_2_ENT | SPP_S | ENT | Internal | Shoulder | B11 | 25 | 850 | 0 | 93.65 | 94.22 | 5 | 0
2030 | SPP_S_2_ENT | SPP_S | ENT | Internal | Shoulder | B12 | 200 | 850 | 0 | 88.54 | 93.53 | 5 | 0
2030 | SPP_S_2_ENT | SPP_S | ENT | Internal | Shoulder | B13 | 600 | 850 | 0 | 85.38 | 90.37 | 5 | 0
2030 | SPP_S_2_ENT | SPP_S | ENT | Internal | Shoulder | B14 | 900 | 850 | 850 | 78.1 | 90.37 | 5 | 7.27
2030 | SPP_S_2_ENT | SPP_S | ENT | Internal | Shoulder | B15 | 1203 | 850 | 850 | 78.1 | 83.96 | 5 | 0.86
2030 | SPP_S_2_ENT | SPP_S | ENT | Internal | Summer | B1 | 10 | 850 | 850 | 92.84 | 148.93 | 5 | 51.08
2030 | SPP_S_2_ENT | SPP_S | ENT | Internal | Summer | B2 | 25 | 850 | 850 | 128.95 | 141.54 | 5 | 7.59
2030 | SPP_S_2_ENT | SPP_S | ENT | Internal | Summer | B3 | 75 | 850 | 850 | 130.05 | 141.4 | 5 | 6.36
2030 | SPP_S_2_ENT | SPP_S | ENT | Internal | Summer | B4 | 100 | 850 | 850 | 128.95 | 138.39 | 5 | 4.44
2030 | SPP_S_2_ENT | SPP_S | ENT | Internal | Summer | B5 | 200 | 850 | 0 | 128.95 | 127.37 | 5 | 0
2030 | SPP_S_2_ENT | SPP_S | ENT | Internal | Summer | B6 | 300 | 850 | 0 | 104.09 | 96.09 | 5 | 0
2030 | SPP_S_2_ENT | SPP_S | ENT | Internal | Summer | B7 | 400 | 850 | 0 | 95.85 | 92.56 | 5 | 0
2030 | SPP_S_2_ENT | SPP_S | ENT | Internal | Summer | B8 | 500 | 850 | 0 | 90.57 | 91.87 | 5 | 0
2030 | SPP_S_2_ENT | SPP_S | ENT | Internal | Summer | B9 | 800 | 850 | 0 | 88.49 | 88.77 | 5 | 0
2030 | SPP_S_2_ENT | SPP_S | ENT | Internal | Summer | B10 | 1262 | 850 | 850 | 77.4 | 82.61 | 5 | 0.21
2030 | SPP_S_2_ENT | SPP_S | ENT | Internal | Winter | B16 | 25 | 850 | 850 | 88.04 | 96.8 | 5 | 3.76
2030 | SPP_S_2_ENT | SPP_S | ENT | Internal | Winter | B17 | 100 | 850 | 850 | 85.77 | 95.76 | 5 | 4.99
2030 | SPP_S_2_ENT | SPP_S | ENT | Internal | Winter | B18 | 400 | 850 | 850 | 88.04 | 93.53 | 5 | 0.49
2030 | SPP_S_2_ENT | SPP_S | ENT | Internal | Winter | B19 | 700 | 850 | 850 | 84.51 | 93.53 | 5 | 4.02
2030 | SPP_S_2_ENT | SPP_S | ENT | Internal | Winter | B20 | 935 | 850 | 850 | 80.95 | 86.6 | 5 | 0.65
2030 | SPP_S_2_SPP_N | SPP_S | SPP_N | Internal | Shoulder | B11 | 25 | 640 | 0 | 93.65 | 93.64 | 0.01 | 0
2030 | SPP_S_2_SPP_N | SPP_S | SPP_N | Internal | Shoulder | B12 | 200 | 640 | 0 | 88.54 | 88.53 | 0.01 | 0
2030 | SPP_S_2_SPP_N | SPP_S | SPP_N | Internal | Shoulder | B13 | 600 | 640 | 0 | 85.38 | 85.37 | 0.01 | 0
2030 | SPP_S_2_SPP_N | SPP_S | SPP_N | Internal | Shoulder | B14 | 900 | 640 | 640 | 78.1 | 79.44 | 0.01 | 1.33
2030 | SPP_S_2_SPP_N | SPP_S | SPP_N | Internal | Shoulder | B15 | 1203 | 640 | 638.78 | 78.1 | 78.11 | 0.01 | 0
2030 | SPP_S_2_SPP_N | SPP_S | SPP_N | Internal | Summer | B1 | 10 | 640 | 640 | 92.84 | 143.93 | 0.01 | 51.07
2030 | SPP_S_2_SPP_N | SPP_S | SPP_N | Internal | Summer | B2 | 25 | 640 | 640 | 128.95 | 146.16 | 0.01 | 17.2
2030 | SPP_S_2_SPP_N | SPP_S | SPP_N | Internal | Summer | B3 | 75 | 640 | 640 | 130.05 | 146.63 | 0.01 | 16.58
2030 | SPP_S_2_SPP_N | SPP_S | SPP_N | Internal | Summer | B4 | 100 | 640 | 640 | 128.95 | 140.89 | 0.01 | 11.93
2030 | SPP_S_2_SPP_N | SPP_S | SPP_N | Internal | Summer | B5 | 200 | 640 | 640 | 128.95 | 135.37 | 0.01 | 6.41
2030 | SPP_S_2_SPP_N | SPP_S | SPP_N | Internal | Summer | B6 | 300 | 640 | 0 | 104.09 | 104.09 | 0.01 | 0
2030 | SPP_S_2_SPP_N | SPP_S | SPP_N | Internal | Summer | B7 | 400 | 640 | 355.32 | 95.85 | 95.86 | 0.01 | 0
2030 | SPP_S_2_SPP_N | SPP_S | SPP_N | Internal | Summer | B8 | 500 | 640 | 370.33 | 90.57 | 90.58 | 0.01 | 0
2030 | SPP_S_2_SPP_N | SPP_S | SPP_N | Internal | Summer | B9 | 800 | 640 | 0 | 88.49 | 88.47 | 0.01 | 0
2030 | SPP_S_2_SPP_N | SPP_S | SPP_N | Internal | Summer | B10 | 1262 | 640 | 0 | 77.4 | 77.39 | 0.01 | 0
2030 | SPP_S_2_SPP_N | SPP_S | SPP_N | Internal | Winter | B16 | 25 | 640 | 0 | 88.04 | 88.03 | 0.01 | 0
2030 | SPP_S_2_SPP_N | SPP_S | SPP_N | Internal | Winter | B17 | 100 | 640 | 0 | 85.77 | 85.76 | 0.01 | 0
2030 | SPP_S_2_SPP_N | SPP_S | SPP_N | Internal | Winter | B18 | 400 | 640 | 0 | 88.04 | 88.03 | 0.01 | 0
2030 | SPP_S_2_SPP_N | SPP_S | SPP_N | Internal | Winter | B19 | 700 | 640 | 0 | 84.51 | 84.5 | 0.01 | 0
2030 | SPP_S_2_SPP_N | SPP_S | SPP_N | Internal | Winter | B20 | 935 | 640 | 640 | 80.95 | 81.07 | 0.01 | 0.11
2030 | TVA_2_ENT | TVA | ENT | Internal | Shoulder | B11 | 25 | 500 | 0 | 98.6 | 94.22 | 9 | 0
2030 | TVA_2_ENT | TVA | ENT | Internal | Shoulder | B12 | 200 | 500 | 0 | 92.83 | 93.53 | 9 | 0
2030 | TVA_2_ENT | TVA | ENT | Internal | Shoulder | B13 | 600 | 500 | 0 | 92.57 | 90.37 | 9 | 0
2030 | TVA_2_ENT | TVA | ENT | Internal | Shoulder | B14 | 900 | 500 | 0 | 92.57 | 90.37 | 9 | 0
2030 | TVA_2_ENT | TVA | ENT | Internal | Shoulder | B15 | 1203 | 500 | 0 | 83.26 | 83.96 | 9 | 0
2030 | TVA_2_ENT | TVA | ENT | Internal | Summer | B1 | 10 | 500 | 0 | 151.93 | 148.93 | 9 | 0
2030 | TVA_2_ENT | TVA | ENT | Internal | Summer | B2 | 25 | 500 | 0 | 149.55 | 141.54 | 9 | 0
2030 | TVA_2_ENT | TVA | ENT | Internal | Summer | B3 | 75 | 500 | 0 | 146.4 | 141.4 | 9 | 0
2030 | TVA_2_ENT | TVA | ENT | Internal | Summer | B4 | 100 | 500 | 0 | 146.4 | 138.39 | 9 | 0
2030 | TVA_2_ENT | TVA | ENT | Internal | Summer | B5 | 200 | 500 | 0 | 126.37 | 127.37 | 9 | 0
2030 | TVA_2_ENT | TVA | ENT | Internal | Summer | B6 | 300 | 500 | 0 | 94.3 | 96.09 | 9 | 0
2030 | TVA_2_ENT | TVA | ENT | Internal | Summer | B7 | 400 | 500 | 0 | 90.34 | 92.56 | 9 | 0
2030 | TVA_2_ENT | TVA | ENT | Internal | Summer | B8 | 500 | 500 | 0 | 90.34 | 91.87 | 9 | 0
2030 | TVA_2_ENT | TVA | ENT | Internal | Summer | B9 | 800 | 500 | 0 | 90.34 | 88.77 | 9 | 0
2030 | TVA_2_ENT | TVA | ENT | Internal | Summer | B10 | 1262 | 500 | 0 | 78.24 | 82.61 | 9 | 0
2030 | TVA_2_ENT | TVA | ENT | Internal | Winter | B16 | 25 | 500 | 0 | 101.04 | 96.8 | 9 | 0
2030 | TVA_2_ENT | TVA | ENT | Internal | Winter | B17 | 100 | 500 | 0 | 98.77 | 95.76 | 9 | 0
2030 | TVA_2_ENT | TVA | ENT | Internal | Winter | B18 | 400 | 500 | 0 | 94.81 | 93.53 | 9 | 0
2030 | TVA_2_ENT | TVA | ENT | Internal | Winter | B19 | 700 | 500 | 0 | 94.81 | 93.53 | 9 | 0
2030 | TVA_2_ENT | TVA | ENT | Internal | Winter | B20 | 935 | 500 | 0 | 86.34 | 86.6 | 9 | 0
2030 | TVA_2_MISO_MO-IL | TVA | MISO_MO-IL | Internal | Shoulder | B11 | 25 | 50 | 0 | 98.6 | 91.39 | 9 | 0
2030 | TVA_2_MISO_MO-IL | TVA | MISO_MO-IL | Internal | Shoulder | B12 | 200 | 50 | 0 | 92.83 | 87.66 | 9 | 0
2030 | TVA_2_MISO_MO-IL | TVA | MISO_MO-IL | Internal | Shoulder | B13 | 600 | 50 | 0 | 92.57 | 86.88 | 9 | 0
2030 | TVA_2_MISO_MO-IL | TVA | MISO_MO-IL | Internal | Shoulder | B14 | 900 | 50 | 0 | 92.57 | 85.55 | 9 | 0
2030 | TVA_2_MISO_MO-IL | TVA | MISO_MO-IL | Internal | Shoulder | B15 | 1203 | 50 | 0 | 83.26 | 75.96 | 9 | 0
2030 | TVA_2_MISO_MO-IL | TVA | MISO_MO-IL | Internal | Summer | B1 | 10 | 50 | 0 | 151.93 | 143.91 | 9 | 0
2030 | TVA_2_MISO_MO-IL | TVA | MISO_MO-IL | Internal | Summer | B2 | 25 | 50 | 0 | 149.55 | 141.54 | 9 | 0
2030 | TVA_2_MISO_MO-IL | TVA | MISO_MO-IL | Internal | Summer | B3 | 75 | 50 | 0 | 146.4 | 141.52 | 9 | 0
2030 | TVA_2_MISO_MO-IL | TVA | MISO_MO-IL | Internal | Summer | B4 | 100 | 50 | 0 | 146.4 | 140.86 | 9 | 0
2030 | TVA_2_MISO_MO-IL | TVA | MISO_MO-IL | Internal | Summer | B5 | 200 | 50 | 6.27 | 126.37 | 135.37 | 9 | 0
2030 | TVA_2_MISO_MO-IL | TVA | MISO_MO-IL | Internal | Summer | B6 | 300 | 50 | 50 | 94.3 | 104.09 | 9 | 0.79
2030 | TVA_2_MISO_MO-IL | TVA | MISO_MO-IL | Internal | Summer | B7 | 400 | 50 | 0 | 90.34 | 91.07 | 9 | 0
2030 | TVA_2_MISO_MO-IL | TVA | MISO_MO-IL | Internal | Summer | B8 | 500 | 50 | 0 | 90.34 | 87.87 | 9 | 0
2030 | TVA_2_MISO_MO-IL | TVA | MISO_MO-IL | Internal | Summer | B9 | 800 | 50 | 0 | 90.34 | 83.34 | 9 | 0
2030 | TVA_2_MISO_MO-IL | TVA | MISO_MO-IL | Internal | Summer | B10 | 1262 | 50 | 0 | 78.24 | 74.61 | 9 | 0
2030 | TVA_2_MISO_MO-IL | TVA | MISO_MO-IL | Internal | Winter | B16 | 25 | 50 | 0 | 101.04 | 93.03 | 9 | 0
2030 | TVA_2_MISO_MO-IL | TVA | MISO_MO-IL | Internal | Winter | B17 | 100 | 50 | 0 | 98.77 | 90.76 | 9 | 0
2030 | TVA_2_MISO_MO-IL | TVA | MISO_MO-IL | Internal | Winter | B18 | 400 | 50 | 0 | 94.81 | 89.18 | 9 | 0
2030 | TVA_2_MISO_MO-IL | TVA | MISO_MO-IL | Internal | Winter | B19 | 700 | 50 | 0 | 94.81 | 89.18 | 9 | 0
2030 | TVA_2_MISO_MO-IL | TVA | MISO_MO-IL | Internal | Winter | B20 | 935 | 50 | 0 | 86.34 | 78.6 | 9 | 0
2030 | TVA_2_NonRTO_Midwest | TVA | NonRTO_Midwest | Internal | Shoulder | B11 | 25 | 100 | 0 | 98.6 | 99.38 | 9 | 0
2030 | TVA_2_NonRTO_Midwest | TVA | NonRTO_Midwest | Internal | Shoulder | B12 | 200 | 100 | 0 | 92.83 | 95.64 | 9 | 0
2030 | TVA_2_NonRTO_Midwest | TVA | NonRTO_Midwest | Internal | Shoulder | B13 | 600 | 100 | 0 | 92.57 | 94.87 | 9 | 0
2030 | TVA_2_NonRTO_Midwest | TVA | NonRTO_Midwest | Internal | Shoulder | B14 | 900 | 100 | 0 | 92.57 | 93.53 | 9 | 0
2030 | TVA_2_NonRTO_Midwest | TVA | NonRTO_Midwest | Internal | Shoulder | B15 | 1203 | 100 | 0 | 83.26 | 83.44 | 9 | 0
2030 | TVA_2_NonRTO_Midwest | TVA | NonRTO_Midwest | Internal | Summer | B1 | 10 | 100 | 0 | 151.93 | 147.28 | 9 | 0
2030 | TVA_2_NonRTO_Midwest | TVA | NonRTO_Midwest | Internal | Summer | B2 | 25 | 100 | 0 | 149.55 | 147.28 | 9 | 0
2030 | TVA_2_NonRTO_Midwest | TVA | NonRTO_Midwest | Internal | Summer | B3 | 75 | 100 | 0 | 146.4 | 147.28 | 9 | 0
2030 | TVA_2_NonRTO_Midwest | TVA | NonRTO_Midwest | Internal | Summer | B4 | 100 | 100 | 0 | 146.4 | 146.39 | 9 | 0
2030 | TVA_2_NonRTO_Midwest | TVA | NonRTO_Midwest | Internal | Summer | B5 | 200 | 100 | 100 | 126.37 | 139.18 | 9 | 3.81
2030 | TVA_2_NonRTO_Midwest | TVA | NonRTO_Midwest | Internal | Summer | B6 | 300 | 100 | 100 | 94.3 | 109.85 | 9 | 6.55
2030 | TVA_2_NonRTO_Midwest | TVA | NonRTO_Midwest | Internal | Summer | B7 | 400 | 100 | 0 | 90.34 | 99.05 | 9 | 0
2030 | TVA_2_NonRTO_Midwest | TVA | NonRTO_Midwest | Internal | Summer | B8 | 500 | 100 | 0 | 90.34 | 95.86 | 9 | 0
2030 | TVA_2_NonRTO_Midwest | TVA | NonRTO_Midwest | Internal | Summer | B9 | 800 | 100 | 0 | 90.34 | 91.33 | 9 | 0
2030 | TVA_2_NonRTO_Midwest | TVA | NonRTO_Midwest | Internal | Summer | B10 | 1262 | 100 | 0 | 78.24 | 78.03 | 9 | 0
2030 | TVA_2_NonRTO_Midwest | TVA | NonRTO_Midwest | Internal | Winter | B16 | 25 | 100 | 0 | 101.04 | 101.02 | 9 | 0
2030 | TVA_2_NonRTO_Midwest | TVA | NonRTO_Midwest | Internal | Winter | B17 | 100 | 100 | 0 | 98.77 | 98.75 | 9 | 0
2030 | TVA_2_NonRTO_Midwest | TVA | NonRTO_Midwest | Internal | Winter | B18 | 400 | 100 | 0 | 94.81 | 97.17 | 9 | 0
2030 | TVA_2_NonRTO_Midwest | TVA | NonRTO_Midwest | Internal | Winter | B19 | 700 | 100 | 0 | 94.81 | 97.17 | 9 | 0
2030 | TVA_2_NonRTO_Midwest | TVA | NonRTO_Midwest | Internal | Winter | B20 | 935 | 100 | 0 | 86.34 | 86.59 | 9 | 0
2030 | TVA_2_PJM_ROR | TVA | PJM_ROR | Internal | Shoulder | B11 | 25 | 500 | 0 | 98.6 | 93.36 | 9 | 0
2030 | TVA_2_PJM_ROR | TVA | PJM_ROR | Internal | Shoulder | B12 | 200 | 500 | 0 | 92.83 | 89.66 | 9 | 0
2030 | TVA_2_PJM_ROR | TVA | PJM_ROR | Internal | Shoulder | B13 | 600 | 500 | 0 | 92.57 | 87.83 | 9 | 0
2030 | TVA_2_PJM_ROR | TVA | PJM_ROR | Internal | Shoulder | B14 | 900 | 500 | 0 | 92.57 | 87.55 | 9 | 0
2030 | TVA_2_PJM_ROR | TVA | PJM_ROR | Internal | Shoulder | B15 | 1203 | 500 | 0 | 83.26 | 77.25 | 9 | 0
2030 | TVA_2_PJM_ROR | TVA | PJM_ROR | Internal | Summer | B1 | 10 | 500 | 0 | 151.93 | 141.91 | 9 | 0
2030 | TVA_2_PJM_ROR | TVA | PJM_ROR | Internal | Summer | B2 | 25 | 500 | 0 | 149.55 | 140.39 | 9 | 0
2030 | TVA_2_PJM_ROR | TVA | PJM_ROR | Internal | Summer | B3 | 75 | 500 | 0 | 146.4 | 140.39 | 9 | 0
2030 | TVA_2_PJM_ROR | TVA | PJM_ROR | Internal | Summer | B4 | 100 | 500 | 0 | 146.4 | 140.39 | 9 | 0
2030 | TVA_2_PJM_ROR | TVA | PJM_ROR | Internal | Summer | B5 | 200 | 500 | 0 | 126.37 | 133.19 | 9 | 0
2030 | TVA_2_PJM_ROR | TVA | PJM_ROR | Internal | Summer | B6 | 300 | 500 | 0 | 94.3 | 102.19 | 9 | 0
2030 | TVA_2_PJM_ROR | TVA | PJM_ROR | Internal | Summer | B7 | 400 | 500 | 0 | 90.34 | 92.9 | 9 | 0
2030 | TVA_2_PJM_ROR | TVA | PJM_ROR | Internal | Summer | B8 | 500 | 500 | 0 | 90.34 | 89.87 | 9 | 0
2030 | TVA_2_PJM_ROR | TVA | PJM_ROR | Internal | Summer | B9 | 800 | 500 | 0 | 90.34 | 85.34 | 9 | 0
2030 | TVA_2_PJM_ROR | TVA | PJM_ROR | Internal | Summer | B10 | 1262 | 500 | 0 | 78.24 | 74.87 | 9 | 0
2030 | TVA_2_PJM_ROR | TVA | PJM_ROR | Internal | Winter | B16 | 25 | 500 | 0 | 101.04 | 95.03 | 9 | 0
2030 | TVA_2_PJM_ROR | TVA | PJM_ROR | Internal | Winter | B17 | 100 | 500 | 0 | 98.77 | 93.91 | 9 | 0
2030 | TVA_2_PJM_ROR | TVA | PJM_ROR | Internal | Winter | B18 | 400 | 500 | 0 | 94.81 | 91.17 | 9 | 0
2030 | TVA_2_PJM_ROR | TVA | PJM_ROR | Internal | Winter | B19 | 700 | 500 | 0 | 94.81 | 91.17 | 9 | 0
2030 | TVA_2_PJM_ROR | TVA | PJM_ROR | Internal | Winter | B20 | 935 | 500 | 0 | 86.34 | 80.33 | 9 | 0
2030 | TVA_2_SOCO | TVA | SOCO | Internal | Shoulder | B11 | 25 | 500 | 0 | 98.6 | 95.77 | 9 | 0
2030 | TVA_2_SOCO | TVA | SOCO | Internal | Shoulder | B12 | 200 | 500 | 0 | 92.83 | 92.38 | 9 | 0
2030 | TVA_2_SOCO | TVA | SOCO | Internal | Shoulder | B13 | 600 | 500 | 0 | 92.57 | 92.38 | 9 | 0
2030 | TVA_2_SOCO | TVA | SOCO | Internal | Shoulder | B14 | 900 | 500 | 0 | 92.57 | 92.38 | 9 | 0
2030 | TVA_2_SOCO | TVA | SOCO | Internal | Shoulder | B15 | 1203 | 500 | 0 | 83.26 | 89.83 | 9 | 0
2030 | TVA_2_SOCO | TVA | SOCO | Internal | Summer | B1 | 10 | 500 | 0 | 151.93 | 156.93 | 9 | 0
2030 | TVA_2_SOCO | TVA | SOCO | Internal | Summer | B2 | 25 | 500 | 0 | 149.55 | 149.54 | 9 | 0
2030 | TVA_2_SOCO | TVA | SOCO | Internal | Summer | B3 | 75 | 500 | 0 | 146.4 | 149.4 | 9 | 0
2030 | TVA_2_SOCO | TVA | SOCO | Internal | Summer | B4 | 100 | 500 | 0 | 146.4 | 146.39 | 9 | 0
2030 | TVA_2_SOCO | TVA | SOCO | Internal | Summer | B5 | 200 | 500 | 0 | 126.37 | 129.19 | 9 | 0
2030 | TVA_2_SOCO | TVA | SOCO | Internal | Summer | B6 | 300 | 500 | 0 | 94.3 | 94.21 | 9 | 0
2030 | TVA_2_SOCO | TVA | SOCO | Internal | Summer | B7 | 400 | 500 | 0 | 90.34 | 90.88 | 9 | 0
2030 | TVA_2_SOCO | TVA | SOCO | Internal | Summer | B8 | 500 | 500 | 0 | 90.34 | 90.88 | 9 | 0
2030 | TVA_2_SOCO | TVA | SOCO | Internal | Summer | B9 | 800 | 500 | 0 | 90.34 | 90.88 | 9 | 0
2030 | TVA_2_SOCO | TVA | SOCO | Internal | Summer | B10 | 1262 | 500 | 0 | 78.24 | 81.16 | 9 | 0
2030 | TVA_2_SOCO | TVA | SOCO | Internal | Winter | B16 | 25 | 500 | 0 | 101.04 | 99.05 | 9 | 0
2030 | TVA_2_SOCO | TVA | SOCO | Internal | Winter | B17 | 100 | 500 | 0 | 98.77 | 95.54 | 9 | 0
2030 | TVA_2_SOCO | TVA | SOCO | Internal | Winter | B18 | 400 | 500 | 0 | 94.81 | 95.54 | 9 | 0
2030 | TVA_2_SOCO | TVA | SOCO | Internal | Winter | B19 | 700 | 500 | 0 | 94.81 | 95.54 | 9 | 0
2030 | TVA_2_SOCO | TVA | SOCO | Internal | Winter | B20 | 935 | 500 | 0 | 86.34 | 92 | 9 | 0
2030 | TVA_2_VACAR | TVA | VACAR | Internal | Shoulder | B11 | 25 | 150 | 0 | 98.6 | 99.36 | 9 | 0
2030 | TVA_2_VACAR | TVA | VACAR | Internal | Shoulder | B12 | 200 | 150 | 0 | 92.83 | 95.66 | 9 | 0
2030 | TVA_2_VACAR | TVA | VACAR | Internal | Shoulder | B13 | 600 | 150 | 0 | 92.57 | 93.83 | 9 | 0
2030 | TVA_2_VACAR | TVA | VACAR | Internal | Shoulder | B14 | 900 | 150 | 0 | 92.57 | 92.61 | 9 | 0
2030 | TVA_2_VACAR | TVA | VACAR | Internal | Shoulder | B15 | 1203 | 150 | 0 | 83.26 | 82.83 | 9 | 0
2030 | TVA_2_VACAR | TVA | VACAR | Internal | Summer | B1 | 10 | 150 | 0 | 151.93 | 151.39 | 9 | 0
2030 | TVA_2_VACAR | TVA | VACAR | Internal | Summer | B2 | 25 | 150 | 0 | 149.55 | 151.39 | 9 | 0
2030 | TVA_2_VACAR | TVA | VACAR | Internal | Summer | B3 | 75 | 150 | 0 | 146.4 | 151.39 | 9 | 0
2030 | TVA_2_VACAR | TVA | VACAR | Internal | Summer | B4 | 100 | 150 | 0 | 146.4 | 151.39 | 9 | 0
2030 | TVA_2_VACAR | TVA | VACAR | Internal | Summer | B5 | 200 | 150 | 150 | 126.37 | 139.19 | 9 | 3.82
2030 | TVA_2_VACAR | TVA | VACAR | Internal | Summer | B6 | 300 | 150 | 150 | 94.3 | 108.19 | 9 | 4.89
2030 | TVA_2_VACAR | TVA | VACAR | Internal | Summer | B7 | 400 | 150 | 0 | 90.34 | 98.9 | 9 | 0
2030 | TVA_2_VACAR | TVA | VACAR | Internal | Summer | B8 | 500 | 150 | 0 | 90.34 | 93.42 | 9 | 0
2030 | TVA_2_VACAR | TVA | VACAR | Internal | Summer | B9 | 800 | 150 | 0 | 90.34 | 83.88 | 9 | 0
2030 | TVA_2_VACAR | TVA | VACAR | Internal | Summer | B10 | 1262 | 150 | 0 | 78.24 | 80.87 | 9 | 0
2030 | TVA_2_VACAR | TVA | VACAR | Internal | Winter | B16 | 25 | 150 | 150 | 101.04 | 118.66 | 9 | 8.62
2030 | TVA_2_VACAR | TVA | VACAR | Internal | Winter | B17 | 100 | 150 | 0 | 98.77 | 105.54 | 9 | 0
2030 | TVA_2_VACAR | TVA | VACAR | Internal | Winter | B18 | 400 | 150 | 0 | 94.81 | 97.17 | 9 | 0
2030 | TVA_2_VACAR | TVA | VACAR | Internal | Winter | B19 | 700 | 150 | 0 | 94.81 | 97.17 | 9 | 0
2030 | TVA_2_VACAR | TVA | VACAR | Internal | Winter | B20 | 935 | 150 | 0 | 86.34 | 87.21 | 9 | 0
2030 | TVA_Transmission_2_ENT | TVA_Transmission | ENT | Internal | Shoulder | B11 | 25 | 3000 | 0 | 98.86 | 94.22 | 9 | 0
2030 | TVA_Transmission_2_ENT | TVA_Transmission | ENT | Internal | Shoulder | B12 | 200 | 3000 | 0 | 93.85 | 93.53 | 9 | 0
2030 | TVA_Transmission_2_ENT | TVA_Transmission | ENT | Internal | Shoulder | B13 | 600 | 3000 | 0 | 93.13 | 90.37 | 9 | 0
2030 | TVA_Transmission_2_ENT | TVA_Transmission | ENT | Internal | Shoulder | B14 | 900 | 3000 | 0 | 92.9 | 90.37 | 9 | 0
2030 | TVA_Transmission_2_ENT | TVA_Transmission | ENT | Internal | Shoulder | B15 | 1203 | 3000 | 0 | 83.25 | 83.96 | 9 | 0
2030 | TVA_Transmission_2_ENT | TVA_Transmission | ENT | Internal | Summer | B1 | 10 | 3000 | 0 | 151.91 | 148.93 | 9 | 0
2030 | TVA_Transmission_2_ENT | TVA_Transmission | ENT | Internal | Summer | B2 | 25 | 3000 | 0 | 149.54 | 141.54 | 9 | 0
2030 | TVA_Transmission_2_ENT | TVA_Transmission | ENT | Internal | Summer | B3 | 75 | 3000 | 0 | 146.39 | 141.4 | 9 | 0
2030 | TVA_Transmission_2_ENT | TVA_Transmission | ENT | Internal | Summer | B4 | 100 | 3000 | 0 | 146.39 | 138.39 | 9 | 0
2030 | TVA_Transmission_2_ENT | TVA_Transmission | ENT | Internal | Summer | B5 | 200 | 3000 | 0 | 133.61 | 127.37 | 9 | 0
2030 | TVA_Transmission_2_ENT | TVA_Transmission | ENT | Internal | Summer | B6 | 300 | 3000 | 0 | 102.58 | 96.09 | 9 | 0
2030 | TVA_Transmission_2_ENT | TVA_Transmission | ENT | Internal | Summer | B7 | 400 | 3000 | 0 | 94.74 | 92.56 | 9 | 0
2030 | TVA_Transmission_2_ENT | TVA_Transmission | ENT | Internal | Summer | B8 | 500 | 3000 | 0 | 92.56 | 91.87 | 9 | 0
2030 | TVA_Transmission_2_ENT | TVA_Transmission | ENT | Internal | Summer | B9 | 800 | 3000 | 0 | 90.53 | 88.77 | 9 | 0
2030 | TVA_Transmission_2_ENT | TVA_Transmission | ENT | Internal | Summer | B10 | 1262 | 3000 | 0 | 79.53 | 82.61 | 9 | 0
2030 | TVA_Transmission_2_ENT | TVA_Transmission | ENT | Internal | Winter | B16 | 25 | 3000 | 0 | 101.03 | 96.8 | 9 | 0
2030 | TVA_Transmission_2_ENT | TVA_Transmission | ENT | Internal | Winter | B17 | 100 | 3000 | 0 | 98.76 | 95.76 | 9 | 0
2030 | TVA_Transmission_2_ENT | TVA_Transmission | ENT | Internal | Winter | B18 | 400 | 3000 | 0 | 95.66 | 93.53 | 9 | 0
2030 | TVA_Transmission_2_ENT | TVA_Transmission | ENT | Internal | Winter | B19 | 700 | 3000 | 0 | 95.66 | 93.53 | 9 | 0
2030 | TVA_Transmission_2_ENT | TVA_Transmission | ENT | Internal | Winter | B20 | 935 | 3000 | 0 | 86.33 | 86.6 | 9 | 0
2030 | TVA_Transmission_2_MISO_MO-IL | TVA_Transmission | MISO_MO-IL | Internal | Shoulder | B11 | 25 | 4000 | 0 | 98.86 | 91.39 | 9 | 0
2030 | TVA_Transmission_2_MISO_MO-IL | TVA_Transmission | MISO_MO-IL | Internal | Shoulder | B12 | 200 | 4000 | 0 | 93.85 | 87.66 | 9 | 0
2030 | TVA_Transmission_2_MISO_MO-IL | TVA_Transmission | MISO_MO-IL | Internal | Shoulder | B13 | 600 | 4000 | 0 | 93.13 | 86.88 | 9 | 0
2030 | TVA_Transmission_2_MISO_MO-IL | TVA_Transmission | MISO_MO-IL | Internal | Shoulder | B14 | 900 | 4000 | 0 | 92.9 | 85.55 | 9 | 0
2030 | TVA_Transmission_2_MISO_MO-IL | TVA_Transmission | MISO_MO-IL | Internal | Shoulder | B15 | 1203 | 4000 | 0 | 83.25 | 75.96 | 9 | 0
2030 | TVA_Transmission_2_MISO_MO-IL | TVA_Transmission | MISO_MO-IL | Internal | Summer | B1 | 10 | 4000 | 0 | 151.91 | 143.91 | 9 | 0
2030 | TVA_Transmission_2_MISO_MO-IL | TVA_Transmission | MISO_MO-IL | Internal | Summer | B2 | 25 | 4000 | 0 | 149.54 | 141.54 | 9 | 0
2030 | TVA_Transmission_2_MISO_MO-IL | TVA_Transmission | MISO_MO-IL | Internal | Summer | B3 | 75 | 4000 | 0 | 146.39 | 141.52 | 9 | 0
2030 | TVA_Transmission_2_MISO_MO-IL | TVA_Transmission | MISO_MO-IL | Internal | Summer | B4 | 100 | 4000 | 0 | 146.39 | 140.86 | 9 | 0
2030 | TVA_Transmission_2_MISO_MO-IL | TVA_Transmission | MISO_MO-IL | Internal | Summer | B5 | 200 | 4000 | 0 | 133.61 | 135.37 | 9 | 0
2030 | TVA_Transmission_2_MISO_MO-IL | TVA_Transmission | MISO_MO-IL | Internal | Summer | B6 | 300 | 4000 | 0 | 102.58 | 104.09 | 9 | 0
2030 | TVA_Transmission_2_MISO_MO-IL | TVA_Transmission | MISO_MO-IL | Internal | Summer | B7 | 400 | 4000 | 0 | 94.74 | 91.07 | 9 | 0
2030 | TVA_Transmission_2_MISO_MO-IL | TVA_Transmission | MISO_MO-IL | Internal | Summer | B8 | 500 | 4000 | 0 | 92.56 | 87.87 | 9 | 0
2030 | TVA_Transmission_2_MISO_MO-IL | TVA_Transmission | MISO_MO-IL | Internal | Summer | B9 | 800 | 4000 | 0 | 90.53 | 83.34 | 9 | 0
2030 | TVA_Transmission_2_MISO_MO-IL | TVA_Transmission | MISO_MO-IL | Internal | Summer | B10 | 1262 | 4000 | 0 | 79.53 | 74.61 | 9 | 0
2030 | TVA_Transmission_2_MISO_MO-IL | TVA_Transmission | MISO_MO-IL | Internal | Winter | B16 | 25 | 4000 | 0 | 101.03 | 93.03 | 9 | 0
2030 | TVA_Transmission_2_MISO_MO-IL | TVA_Transmission | MISO_MO-IL | Internal | Winter | B17 | 100 | 4000 | 0 | 98.76 | 90.76 | 9 | 0
2030 | TVA_Transmission_2_MISO_MO-IL | TVA_Transmission | MISO_MO-IL | Internal | Winter | B18 | 400 | 4000 | 0 | 95.66 | 89.18 | 9 | 0
2030 | TVA_Transmission_2_MISO_MO-IL | TVA_Transmission | MISO_MO-IL | Internal | Winter | B19 | 700 | 4000 | 0 | 95.66 | 89.18 | 9 | 0
2030 | TVA_Transmission_2_MISO_MO-IL | TVA_Transmission | MISO_MO-IL | Internal | Winter | B20 | 935 | 4000 | 0 | 86.33 | 78.6 | 9 | 0
2030 | TVA_Transmission_2_NonRTO_Midwest | TVA_Transmission | NonRTO_Midwest | Internal | Shoulder | B11 | 25 | 700 | 0 | 98.86 | 99.38 | 9 | 0
2030 | TVA_Transmission_2_NonRTO_Midwest | TVA_Transmission | NonRTO_Midwest | Internal | Shoulder | B12 | 200 | 700 | 0 | 93.85 | 95.64 | 9 | 0
2030 | TVA_Transmission_2_NonRTO_Midwest | TVA_Transmission | NonRTO_Midwest | Internal | Shoulder | B13 | 600 | 700 | 0 | 93.13 | 94.87 | 9 | 0
2030 | TVA_Transmission_2_NonRTO_Midwest | TVA_Transmission | NonRTO_Midwest | Internal | Shoulder | B14 | 900 | 700 | 0 | 92.9 | 93.53 | 9 | 0
2030 | TVA_Transmission_2_NonRTO_Midwest | TVA_Transmission | NonRTO_Midwest | Internal | Shoulder | B15 | 1203 | 700 | 0 | 83.25 | 83.44 | 9 | 0
2030 | TVA_Transmission_2_NonRTO_Midwest | TVA_Transmission | NonRTO_Midwest | Internal | Summer | B1 | 10 | 700 | 0 | 151.91 | 147.28 | 9 | 0
2030 | TVA_Transmission_2_NonRTO_Midwest | TVA_Transmission | NonRTO_Midwest | Internal | Summer | B2 | 25 | 700 | 0 | 149.54 | 147.28 | 9 | 0
2030 | TVA_Transmission_2_NonRTO_Midwest | TVA_Transmission | NonRTO_Midwest | Internal | Summer | B3 | 75 | 700 | 0 | 146.39 | 147.28 | 9 | 0
2030 | TVA_Transmission_2_NonRTO_Midwest | TVA_Transmission | NonRTO_Midwest | Internal | Summer | B4 | 100 | 700 | 0 | 146.39 | 146.39 | 9 | 0
2030 | TVA_Transmission_2_NonRTO_Midwest | TVA_Transmission | NonRTO_Midwest | Internal | Summer | B5 | 200 | 700 | 0 | 133.61 | 139.18 | 9 | 0
2030 | TVA_Transmission_2_NonRTO_Midwest | TVA_Transmission | NonRTO_Midwest | Internal | Summer | B6 | 300 | 700 | 0 | 102.58 | 109.85 | 9 | 0
2030 | TVA_Transmission_2_NonRTO_Midwest | TVA_Transmission | NonRTO_Midwest | Internal | Summer | B7 | 400 | 700 | 0 | 94.74 | 99.05 | 9 | 0
2030 | TVA_Transmission_2_NonRTO_Midwest | TVA_Transmission | NonRTO_Midwest | Internal | Summer | B8 | 500 | 700 | 0 | 92.56 | 95.86 | 9 | 0
2030 | TVA_Transmission_2_NonRTO_Midwest | TVA_Transmission | NonRTO_Midwest | Internal | Summer | B9 | 800 | 700 | 0 | 90.53 | 91.33 | 9 | 0
2030 | TVA_Transmission_2_NonRTO_Midwest | TVA_Transmission | NonRTO_Midwest | Internal | Summer | B10 | 1262 | 700 | 0 | 79.53 | 78.03 | 9 | 0
2030 | TVA_Transmission_2_NonRTO_Midwest | TVA_Transmission | NonRTO_Midwest | Internal | Winter | B16 | 25 | 700 | 0 | 101.03 | 101.02 | 9 | 0
2030 | TVA_Transmission_2_NonRTO_Midwest | TVA_Transmission | NonRTO_Midwest | Internal | Winter | B17 | 100 | 700 | 0 | 98.76 | 98.75 | 9 | 0
2030 | TVA_Transmission_2_NonRTO_Midwest | TVA_Transmission | NonRTO_Midwest | Internal | Winter | B18 | 400 | 700 | 0 | 95.66 | 97.17 | 9 | 0
2030 | TVA_Transmission_2_NonRTO_Midwest | TVA_Transmission | NonRTO_Midwest | Internal | Winter | B19 | 700 | 700 | 0 | 95.66 | 97.17 | 9 | 0
2030 | TVA_Transmission_2_NonRTO_Midwest | TVA_Transmission | NonRTO_Midwest | Internal | Winter | B20 | 935 | 700 | 0 | 86.33 | 86.59 | 9 | 0
2030 | TVA_Transmission_2_PJM_ROR | TVA_Transmission | PJM_ROR | Internal | Shoulder | B11 | 25 | 2000 | 0 | 98.86 | 93.36 | 9 | 0
2030 | TVA_Transmission_2_PJM_ROR | TVA_Transmission | PJM_ROR | Internal | Shoulder | B12 | 200 | 2000 | 0 | 93.85 | 89.66 | 9 | 0
2030 | TVA_Transmission_2_PJM_ROR | TVA_Transmission | PJM_ROR | Internal | Shoulder | B13 | 600 | 2000 | 0 | 93.13 | 87.83 | 9 | 0
2030 | TVA_Transmission_2_PJM_ROR | TVA_Transmission | PJM_ROR | Internal | Shoulder | B14 | 900 | 2000 | 0 | 92.9 | 87.55 | 9 | 0
2030 | TVA_Transmission_2_PJM_ROR | TVA_Transmission | PJM_ROR | Internal | Shoulder | B15 | 1203 | 2000 | 0 | 83.25 | 77.25 | 9 | 0
2030 | TVA_Transmission_2_PJM_ROR | TVA_Transmission | PJM_ROR | Internal | Summer | B1 | 10 | 2000 | 0 | 151.91 | 141.91 | 9 | 0
2030 | TVA_Transmission_2_PJM_ROR | TVA_Transmission | PJM_ROR | Internal | Summer | B2 | 25 | 2000 | 0 | 149.54 | 140.39 | 9 | 0
2030 | TVA_Transmission_2_PJM_ROR | TVA_Transmission | PJM_ROR | Internal | Summer | B3 | 75 | 2000 | 0 | 146.39 | 140.39 | 9 | 0
2030 | TVA_Transmission_2_PJM_ROR | TVA_Transmission | PJM_ROR | Internal | Summer | B4 | 100 | 2000 | 0 | 146.39 | 140.39 | 9 | 0
2030 | TVA_Transmission_2_PJM_ROR | TVA_Transmission | PJM_ROR | Internal | Summer | B5 | 200 | 2000 | 0 | 133.61 | 133.19 | 9 | 0
2030 | TVA_Transmission_2_PJM_ROR | TVA_Transmission | PJM_ROR | Internal | Summer | B6 | 300 | 2000 | 0 | 102.58 | 102.19 | 9 | 0
2030 | TVA_Transmission_2_PJM_ROR | TVA_Transmission | PJM_ROR | Internal | Summer | B7 | 400 | 2000 | 0 | 94.74 | 92.9 | 9 | 0
2030 | TVA_Transmission_2_PJM_ROR | TVA_Transmission | PJM_ROR | Internal | Summer | B8 | 500 | 2000 | 0 | 92.56 | 89.87 | 9 | 0
2030 | TVA_Transmission_2_PJM_ROR | TVA_Transmission | PJM_ROR | Internal | Summer | B9 | 800 | 2000 | 0 | 90.53 | 85.34 | 9 | 0
2030 | TVA_Transmission_2_PJM_ROR | TVA_Transmission | PJM_ROR | Internal | Summer | B10 | 1262 | 2000 | 0 | 79.53 | 74.87 | 9 | 0
2030 | TVA_Transmission_2_PJM_ROR | TVA_Transmission | PJM_ROR | Internal | Winter | B16 | 25 | 2000 | 0 | 101.03 | 95.03 | 9 | 0
2030 | TVA_Transmission_2_PJM_ROR | TVA_Transmission | PJM_ROR | Internal | Winter | B17 | 100 | 2000 | 0 | 98.76 | 93.91 | 9 | 0
2030 | TVA_Transmission_2_PJM_ROR | TVA_Transmission | PJM_ROR | Internal | Winter | B18 | 400 | 2000 | 0 | 95.66 | 91.17 | 9 | 0
2030 | TVA_Transmission_2_PJM_ROR | TVA_Transmission | PJM_ROR | Internal | Winter | B19 | 700 | 2000 | 0 | 95.66 | 91.17 | 9 | 0
2030 | TVA_Transmission_2_PJM_ROR | TVA_Transmission | PJM_ROR | Internal | Winter | B20 | 935 | 2000 | 0 | 86.33 | 80.33 | 9 | 0
2030 | TVA_Transmission_2_SOCO | TVA_Transmission | SOCO | Internal | Shoulder | B11 | 25 | 3200 | 0 | 98.86 | 95.77 | 9 | 0
2030 | TVA_Transmission_2_SOCO | TVA_Transmission | SOCO | Internal | Shoulder | B12 | 200 | 3200 | 0 | 93.85 | 92.38 | 9 | 0
2030 | TVA_Transmission_2_SOCO | TVA_Transmission | SOCO | Internal | Shoulder | B13 | 600 | 3200 | 0 | 93.13 | 92.38 | 9 | 0
2030 | TVA_Transmission_2_SOCO | TVA_Transmission | SOCO | Internal | Shoulder | B14 | 900 | 3200 | 0 | 92.9 | 92.38 | 9 | 0
2030 | TVA_Transmission_2_SOCO | TVA_Transmission | SOCO | Internal | Shoulder | B15 | 1203 | 3200 | 0 | 83.25 | 89.83 | 9 | 0
2030 | TVA_Transmission_2_SOCO | TVA_Transmission | SOCO | Internal | Summer | B1 | 10 | 3200 | 0 | 151.91 | 156.93 | 9 | 0
2030 | TVA_Transmission_2_SOCO | TVA_Transmission | SOCO | Internal | Summer | B2 | 25 | 3200 | 0 | 149.54 | 149.54 | 9 | 0
2030 | TVA_Transmission_2_SOCO | TVA_Transmission | SOCO | Internal | Summer | B3 | 75 | 3200 | 0 | 146.39 | 149.4 | 9 | 0
2030 | TVA_Transmission_2_SOCO | TVA_Transmission | SOCO | Internal | Summer | B4 | 100 | 3200 | 0 | 146.39 | 146.39 | 9 | 0
2030 | TVA_Transmission_2_SOCO | TVA_Transmission | SOCO | Internal | Summer | B5 | 200 | 3200 | 0 | 133.61 | 129.19 | 9 | 0
2030 | TVA_Transmission_2_SOCO | TVA_Transmission | SOCO | Internal | Summer | B6 | 300 | 3200 | 0 | 102.58 | 94.21 | 9 | 0
2030 | TVA_Transmission_2_SOCO | TVA_Transmission | SOCO | Internal | Summer | B7 | 400 | 3200 | 0 | 94.74 | 90.88 | 9 | 0
2030 | TVA_Transmission_2_SOCO | TVA_Transmission | SOCO | Internal | Summer | B8 | 500 | 3200 | 0 | 92.56 | 90.88 | 9 | 0
2030 | TVA_Transmission_2_SOCO | TVA_Transmission | SOCO | Internal | Summer | B9 | 800 | 3200 | 0 | 90.53 | 90.88 | 9 | 0
2030 | TVA_Transmission_2_SOCO | TVA_Transmission | SOCO | Internal | Summer | B10 | 1262 | 3200 | 0 | 79.53 | 81.16 | 9 | 0
2030 | TVA_Transmission_2_SOCO | TVA_Transmission | SOCO | Internal | Winter | B16 | 25 | 3200 | 0 | 101.03 | 99.05 | 9 | 0
2030 | TVA_Transmission_2_SOCO | TVA_Transmission | SOCO | Internal | Winter | B17 | 100 | 3200 | 0 | 98.76 | 95.54 | 9 | 0
2030 | TVA_Transmission_2_SOCO | TVA_Transmission | SOCO | Internal | Winter | B18 | 400 | 3200 | 0 | 95.66 | 95.54 | 9 | 0
2030 | TVA_Transmission_2_SOCO | TVA_Transmission | SOCO | Internal | Winter | B19 | 700 | 3200 | 0 | 95.66 | 95.54 | 9 | 0
2030 | TVA_Transmission_2_SOCO | TVA_Transmission | SOCO | Internal | Winter | B20 | 935 | 3200 | 0 | 86.33 | 92 | 9 | 0
2030 | TVA_Transmission_2_TVA | TVA_Transmission | TVA | Internal | Shoulder | B11 | 25 | 99999 | 0 | 98.86 | 98.6 | 0.01 | 0
2030 | TVA_Transmission_2_TVA | TVA_Transmission | TVA | Internal | Shoulder | B12 | 200 | 99999 | 0 | 93.85 | 92.83 | 0.01 | 0
2030 | TVA_Transmission_2_TVA | TVA_Transmission | TVA | Internal | Shoulder | B13 | 600 | 99999 | 0 | 93.13 | 92.57 | 0.01 | 0
2030 | TVA_Transmission_2_TVA | TVA_Transmission | TVA | Internal | Shoulder | B14 | 900 | 99999 | 0 | 92.9 | 92.57 | 0.01 | 0
2030 | TVA_Transmission_2_TVA | TVA_Transmission | TVA | Internal | Shoulder | B15 | 1203 | 99999 | 2236.35 | 83.25 | 83.26 | 0.01 | 0
2030 | TVA_Transmission_2_TVA | TVA_Transmission | TVA | Internal | Summer | B1 | 10 | 99999 | 4178.82 | 151.91 | 151.93 | 0.01 | 0
2030 | TVA_Transmission_2_TVA | TVA_Transmission | TVA | Internal | Summer | B2 | 25 | 99999 | 3433.12 | 149.54 | 149.55 | 0.01 | 0
2030 | TVA_Transmission_2_TVA | TVA_Transmission | TVA | Internal | Summer | B3 | 75 | 99999 | 1969.83 | 146.39 | 146.4 | 0.01 | 0
2030 | TVA_Transmission_2_TVA | TVA_Transmission | TVA | Internal | Summer | B4 | 100 | 99999 | 1293.71 | 146.39 | 146.4 | 0.01 | 0
2030 | TVA_Transmission_2_TVA | TVA_Transmission | TVA | Internal | Summer | B5 | 200 | 99999 | 0 | 133.61 | 126.37 | 0.01 | 0
2030 | TVA_Transmission_2_TVA | TVA_Transmission | TVA | Internal | Summer | B6 | 300 | 99999 | 0 | 102.58 | 94.3 | 0.01 | 0
2030 | TVA_Transmission_2_TVA | TVA_Transmission | TVA | Internal | Summer | B7 | 400 | 99999 | 0 | 94.74 | 90.34 | 0.01 | 0
2030 | TVA_Transmission_2_TVA | TVA_Transmission | TVA | Internal | Summer | B8 | 500 | 99999 | 0 | 92.56 | 90.34 | 0.01 | 0
2030 | TVA_Transmission_2_TVA | TVA_Transmission | TVA | Internal | Summer | B9 | 800 | 99999 | 0 | 90.53 | 90.34 | 0.01 | 0
2030 | TVA_Transmission_2_TVA | TVA_Transmission | TVA | Internal | Summer | B10 | 1262 | 99999 | 0 | 79.53 | 78.24 | 0.01 | 0
2030 | TVA_Transmission_2_TVA | TVA_Transmission | TVA | Internal | Winter | B16 | 25 | 99999 | 1688.27 | 101.03 | 101.04 | 0.01 | 0
2030 | TVA_Transmission_2_TVA | TVA_Transmission | TVA | Internal | Winter | B17 | 100 | 99999 | 580.6 | 98.76 | 98.77 | 0.01 | 0
2030 | TVA_Transmission_2_TVA | TVA_Transmission | TVA | Internal | Winter | B18 | 400 | 99999 | 0 | 95.66 | 94.81 | 0.01 | 0
2030 | TVA_Transmission_2_TVA | TVA_Transmission | TVA | Internal | Winter | B19 | 700 | 99999 | 0 | 95.66 | 94.81 | 0.01 | 0
2030 | TVA_Transmission_2_TVA | TVA_Transmission | TVA | Internal | Winter | B20 | 935 | 99999 | 1046.61 | 86.33 | 86.34 | 0.01 | 0
2030 | TVA_Transmission_2_VACAR | TVA_Transmission | VACAR | Internal | Shoulder | B11 | 25 | 900 | 0 | 98.86 | 99.36 | 9 | 0
2030 | TVA_Transmission_2_VACAR | TVA_Transmission | VACAR | Internal | Shoulder | B12 | 200 | 900 | 0 | 93.85 | 95.66 | 9 | 0
2030 | TVA_Transmission_2_VACAR | TVA_Transmission | VACAR | Internal | Shoulder | B13 | 600 | 900 | 0 | 93.13 | 93.83 | 9 | 0
2030 | TVA_Transmission_2_VACAR | TVA_Transmission | VACAR | Internal | Shoulder | B14 | 900 | 900 | 0 | 92.9 | 92.61 | 9 | 0
2030 | TVA_Transmission_2_VACAR | TVA_Transmission | VACAR | Internal | Shoulder | B15 | 1203 | 900 | 0 | 83.25 | 82.83 | 9 | 0
2030 | TVA_Transmission_2_VACAR | TVA_Transmission | VACAR | Internal | Summer | B1 | 10 | 900 | 0 | 151.91 | 151.39 | 9 | 0
2030 | TVA_Transmission_2_VACAR | TVA_Transmission | VACAR | Internal | Summer | B2 | 25 | 900 | 0 | 149.54 | 151.39 | 9 | 0
2030 | TVA_Transmission_2_VACAR | TVA_Transmission | VACAR | Internal | Summer | B3 | 75 | 900 | 0 | 146.39 | 151.39 | 9 | 0
2030 | TVA_Transmission_2_VACAR | TVA_Transmission | VACAR | Internal | Summer | B4 | 100 | 900 | 0 | 146.39 | 151.39 | 9 | 0
2030 | TVA_Transmission_2_VACAR | TVA_Transmission | VACAR | Internal | Summer | B5 | 200 | 900 | 0 | 133.61 | 139.19 | 9 | 0
2030 | TVA_Transmission_2_VACAR | TVA_Transmission | VACAR | Internal | Summer | B6 | 300 | 900 | 0 | 102.58 | 108.19 | 9 | 0
2030 | TVA_Transmission_2_VACAR | TVA_Transmission | VACAR | Internal | Summer | B7 | 400 | 900 | 0 | 94.74 | 98.9 | 9 | 0
2030 | TVA_Transmission_2_VACAR | TVA_Transmission | VACAR | Internal | Summer | B8 | 500 | 900 | 0 | 92.56 | 93.42 | 9 | 0
2030 | TVA_Transmission_2_VACAR | TVA_Transmission | VACAR | Internal | Summer | B9 | 800 | 900 | 0 | 90.53 | 83.88 | 9 | 0
2030 | TVA_Transmission_2_VACAR | TVA_Transmission | VACAR | Internal | Summer | B10 | 1262 | 900 | 0 | 79.53 | 80.87 | 9 | 0
2030 | TVA_Transmission_2_VACAR | TVA_Transmission | VACAR | Internal | Winter | B16 | 25 | 900 | 900 | 101.03 | 118.66 | 9 | 8.63
2030 | TVA_Transmission_2_VACAR | TVA_Transmission | VACAR | Internal | Winter | B17 | 100 | 900 | 0 | 98.76 | 105.54 | 9 | 0
2030 | TVA_Transmission_2_VACAR | TVA_Transmission | VACAR | Internal | Winter | B18 | 400 | 900 | 0 | 95.66 | 97.17 | 9 | 0
2030 | TVA_Transmission_2_VACAR | TVA_Transmission | VACAR | Internal | Winter | B19 | 700 | 900 | 0 | 95.66 | 97.17 | 9 | 0
2030 | TVA_Transmission_2_VACAR | TVA_Transmission | VACAR | Internal | Winter | B20 | 935 | 900 | 0 | 86.33 | 87.21 | 9 | 0
2030 | VACAR_2_PJM_ROR | VACAR | PJM_ROR | Internal | Shoulder | B11 | 25 | 2000 | 0 | 99.36 | 93.36 | 7 | 0
2030 | VACAR_2_PJM_ROR | VACAR | PJM_ROR | Internal | Shoulder | B12 | 200 | 2000 | 0 | 95.66 | 89.66 | 7 | 0
2030 | VACAR_2_PJM_ROR | VACAR | PJM_ROR | Internal | Shoulder | B13 | 600 | 2000 | 0 | 93.83 | 87.83 | 7 | 0
2030 | VACAR_2_PJM_ROR | VACAR | PJM_ROR | Internal | Shoulder | B14 | 900 | 2000 | 0 | 92.61 | 87.55 | 7 | 0
2030 | VACAR_2_PJM_ROR | VACAR | PJM_ROR | Internal | Shoulder | B15 | 1203 | 2000 | 0 | 82.83 | 77.25 | 7 | 0
2030 | VACAR_2_PJM_ROR | VACAR | PJM_ROR | Internal | Summer | B1 | 10 | 2000 | 0 | 151.39 | 141.91 | 7 | 0
2030 | VACAR_2_PJM_ROR | VACAR | PJM_ROR | Internal | Summer | B2 | 25 | 2000 | 0 | 151.39 | 140.39 | 7 | 0
2030 | VACAR_2_PJM_ROR | VACAR | PJM_ROR | Internal | Summer | B3 | 75 | 2000 | 0 | 151.39 | 140.39 | 7 | 0
2030 | VACAR_2_PJM_ROR | VACAR | PJM_ROR | Internal | Summer | B4 | 100 | 2000 | 0 | 151.39 | 140.39 | 7 | 0
2030 | VACAR_2_PJM_ROR | VACAR | PJM_ROR | Internal | Summer | B5 | 200 | 2000 | 0 | 139.19 | 133.19 | 7 | 0
2030 | VACAR_2_PJM_ROR | VACAR | PJM_ROR | Internal | Summer | B6 | 300 | 2000 | 0 | 108.19 | 102.19 | 7 | 0
2030 | VACAR_2_PJM_ROR | VACAR | PJM_ROR | Internal | Summer | B7 | 400 | 2000 | 0 | 98.9 | 92.9 | 7 | 0
2030 | VACAR_2_PJM_ROR | VACAR | PJM_ROR | Internal | Summer | B8 | 500 | 2000 | 0 | 93.42 | 89.87 | 7 | 0
2030 | VACAR_2_PJM_ROR | VACAR | PJM_ROR | Internal | Summer | B9 | 800 | 2000 | 0 | 83.88 | 85.34 | 7 | 0
2030 | VACAR_2_PJM_ROR | VACAR | PJM_ROR | Internal | Summer | B10 | 1262 | 2000 | 0 | 80.87 | 74.87 | 7 | 0
2030 | VACAR_2_PJM_ROR | VACAR | PJM_ROR | Internal | Winter | B16 | 25 | 2000 | 0 | 118.66 | 95.03 | 7 | 0
2030 | VACAR_2_PJM_ROR | VACAR | PJM_ROR | Internal | Winter | B17 | 100 | 2000 | 0 | 105.54 | 93.91 | 7 | 0
2030 | VACAR_2_PJM_ROR | VACAR | PJM_ROR | Internal | Winter | B18 | 400 | 2000 | 0 | 97.17 | 91.17 | 7 | 0
2030 | VACAR_2_PJM_ROR | VACAR | PJM_ROR | Internal | Winter | B19 | 700 | 2000 | 0 | 97.17 | 91.17 | 7 | 0
2030 | VACAR_2_PJM_ROR | VACAR | PJM_ROR | Internal | Winter | B20 | 935 | 2000 | 0 | 87.21 | 80.33 | 7 | 0
2030 | VACAR_2_SOCO | VACAR | SOCO | Internal | Shoulder | B11 | 25 | 3000 | 0 | 99.36 | 95.77 | 7 | 0
2030 | VACAR_2_SOCO | VACAR | SOCO | Internal | Shoulder | B12 | 200 | 3000 | 0 | 95.66 | 92.38 | 7 | 0
2030 | VACAR_2_SOCO | VACAR | SOCO | Internal | Shoulder | B13 | 600 | 3000 | 0 | 93.83 | 92.38 | 7 | 0
2030 | VACAR_2_SOCO | VACAR | SOCO | Internal | Shoulder | B14 | 900 | 3000 | 0 | 92.61 | 92.38 | 7 | 0
2030 | VACAR_2_SOCO | VACAR | SOCO | Internal | Shoulder | B15 | 1203 | 3000 | 622.02 | 82.83 | 89.83 | 7 | 0
2030 | VACAR_2_SOCO | VACAR | SOCO | Internal | Summer | B1 | 10 | 3000 | 0 | 151.39 | 156.93 | 7 | 0
2030 | VACAR_2_SOCO | VACAR | SOCO | Internal | Summer | B2 | 25 | 3000 | 0 | 151.39 | 149.54 | 7 | 0
2030 | VACAR_2_SOCO | VACAR | SOCO | Internal | Summer | B3 | 75 | 3000 | 0 | 151.39 | 149.4 | 7 | 0
2030 | VACAR_2_SOCO | VACAR | SOCO | Internal | Summer | B4 | 100 | 3000 | 0 | 151.39 | 146.39 | 7 | 0
2030 | VACAR_2_SOCO | VACAR | SOCO | Internal | Summer | B5 | 200 | 3000 | 0 | 139.19 | 129.19 | 7 | 0
2030 | VACAR_2_SOCO | VACAR | SOCO | Internal | Summer | B6 | 300 | 3000 | 0 | 108.19 | 94.21 | 7 | 0
2030 | VACAR_2_SOCO | VACAR | SOCO | Internal | Summer | B7 | 400 | 3000 | 0 | 98.9 | 90.88 | 7 | 0
2030 | VACAR_2_SOCO | VACAR | SOCO | Internal | Summer | B8 | 500 | 3000 | 0 | 93.42 | 90.88 | 7 | 0
2030 | VACAR_2_SOCO | VACAR | SOCO | Internal | Summer | B9 | 800 | 3000 | 1389.4 | 83.88 | 90.88 | 7 | 0
2030 | VACAR_2_SOCO | VACAR | SOCO | Internal | Summer | B10 | 1262 | 3000 | 0 | 80.87 | 81.16 | 7 | 0
2030 | VACAR_2_SOCO | VACAR | SOCO | Internal | Winter | B16 | 25 | 3000 | 0 | 118.66 | 99.05 | 7 | 0
2030 | VACAR_2_SOCO | VACAR | SOCO | Internal | Winter | B17 | 100 | 3000 | 0 | 105.54 | 95.54 | 7 | 0
2030 | VACAR_2_SOCO | VACAR | SOCO | Internal | Winter | B18 | 400 | 3000 | 0 | 97.17 | 95.54 | 7 | 0
2030 | VACAR_2_SOCO | VACAR | SOCO | Internal | Winter | B19 | 700 | 3000 | 0 | 97.17 | 95.54 | 7 | 0
2030 | VACAR_2_SOCO | VACAR | SOCO | Internal | Winter | B20 | 935 | 3000 | 0 | 87.21 | 92 | 7 | 0
2030 | VACAR_2_TVA_Transmission | VACAR | TVA_Transmission | Internal | Shoulder | B11 | 25 | 900 | 0 | 99.36 | 98.86 | 7 | 0
2030 | VACAR_2_TVA_Transmission | VACAR | TVA_Transmission | Internal | Shoulder | B12 | 200 | 900 | 0 | 95.66 | 93.85 | 7 | 0
2030 | VACAR_2_TVA_Transmission | VACAR | TVA_Transmission | Internal | Shoulder | B13 | 600 | 900 | 0 | 93.83 | 93.13 | 7 | 0
2030 | VACAR_2_TVA_Transmission | VACAR | TVA_Transmission | Internal | Shoulder | B14 | 900 | 900 | 0 | 92.61 | 92.9 | 7 | 0
2030 | VACAR_2_TVA_Transmission | VACAR | TVA_Transmission | Internal | Shoulder | B15 | 1203 | 900 | 0 | 82.83 | 83.25 | 7 | 0
2030 | VACAR_2_TVA_Transmission | VACAR | TVA_Transmission | Internal | Summer | B1 | 10 | 900 | 0 | 151.39 | 151.91 | 7 | 0
2030 | VACAR_2_TVA_Transmission | VACAR | TVA_Transmission | Internal | Summer | B2 | 25 | 900 | 0 | 151.39 | 149.54 | 7 | 0
2030 | VACAR_2_TVA_Transmission | VACAR | TVA_Transmission | Internal | Summer | B3 | 75 | 900 | 0 | 151.39 | 146.39 | 7 | 0
2030 | VACAR_2_TVA_Transmission | VACAR | TVA_Transmission | Internal | Summer | B4 | 100 | 900 | 0 | 151.39 | 146.39 | 7 | 0
2030 | VACAR_2_TVA_Transmission | VACAR | TVA_Transmission | Internal | Summer | B5 | 200 | 900 | 0 | 139.19 | 133.61 | 7 | 0
2030 | VACAR_2_TVA_Transmission | VACAR | TVA_Transmission | Internal | Summer | B6 | 300 | 900 | 0 | 108.19 | 102.58 | 7 | 0
2030 | VACAR_2_TVA_Transmission | VACAR | TVA_Transmission | Internal | Summer | B7 | 400 | 900 | 0 | 98.9 | 94.74 | 7 | 0
2030 | VACAR_2_TVA_Transmission | VACAR | TVA_Transmission | Internal | Summer | B8 | 500 | 900 | 0 | 93.42 | 92.56 | 7 | 0
2030 | VACAR_2_TVA_Transmission | VACAR | TVA_Transmission | Internal | Summer | B9 | 800 | 900 | 0 | 83.88 | 90.53 | 7 | 0
2030 | VACAR_2_TVA_Transmission | VACAR | TVA_Transmission | Internal | Summer | B10 | 1262 | 900 | 0 | 80.87 | 79.53 | 7 | 0
2030 | VACAR_2_TVA_Transmission | VACAR | TVA_Transmission | Internal | Winter | B16 | 25 | 900 | 0 | 118.66 | 101.03 | 7 | 0
2030 | VACAR_2_TVA_Transmission | VACAR | TVA_Transmission | Internal | Winter | B17 | 100 | 900 | 0 | 105.54 | 98.76 | 7 | 0
2030 | VACAR_2_TVA_Transmission | VACAR | TVA_Transmission | Internal | Winter | B18 | 400 | 900 | 0 | 97.17 | 95.66 | 7 | 0
2030 | VACAR_2_TVA_Transmission | VACAR | TVA_Transmission | Internal | Winter | B19 | 700 | 900 | 0 | 97.17 | 95.66 | 7 | 0
2030 | VACAR_2_TVA_Transmission | VACAR | TVA_Transmission | Internal | Winter | B20 | 935 | 900 | 0 | 87.21 | 86.33 | 7 | 0
2035 | ENT_2_MISO_MO-IL | ENT | MISO_MO-IL | Internal | Shoulder | B11 | 25 | 2260 | 0 | 136.37 | 135.08 | 8 | 0
2035 | ENT_2_MISO_MO-IL | ENT | MISO_MO-IL | Internal | Shoulder | B12 | 200 | 2260 | 0 | 123.11 | 123.11 | 8 | 0
2035 | ENT_2_MISO_MO-IL | ENT | MISO_MO-IL | Internal | Shoulder | B13 | 600 | 2260 | 0 | 118.05 | 116.3 | 8 | 0
2035 | ENT_2_MISO_MO-IL | ENT | MISO_MO-IL | Internal | Shoulder | B14 | 900 | 2260 | 0 | 117.39 | 114.86 | 8 | 0
2035 | ENT_2_MISO_MO-IL | ENT | MISO_MO-IL | Internal | Shoulder | B15 | 1203 | 2260 | 0 | 117.39 | 114.84 | 8 | 0
2035 | ENT_2_MISO_MO-IL | ENT | MISO_MO-IL | Internal | Summer | B1 | 10 | 2260 | 0 | 220.76 | 217.26 | 8 | 0
2035 | ENT_2_MISO_MO-IL | ENT | MISO_MO-IL | Internal | Summer | B2 | 25 | 2260 | 0 | 214.94 | 213.77 | 8 | 0
2035 | ENT_2_MISO_MO-IL | ENT | MISO_MO-IL | Internal | Summer | B3 | 75 | 2260 | 0 | 214.94 | 213.65 | 8 | 0
2035 | ENT_2_MISO_MO-IL | ENT | MISO_MO-IL | Internal | Summer | B4 | 100 | 2260 | 1122.57 | 191.97 | 199.97 | 8 | 0
2035 | ENT_2_MISO_MO-IL | ENT | MISO_MO-IL | Internal | Summer | B5 | 200 | 2260 | 1496.27 | 151.47 | 159.47 | 8 | 0
2035 | ENT_2_MISO_MO-IL | ENT | MISO_MO-IL | Internal | Summer | B6 | 300 | 2260 | 1164.23 | 134.59 | 142.59 | 8 | 0
2035 | ENT_2_MISO_MO-IL | ENT | MISO_MO-IL | Internal | Summer | B7 | 400 | 2260 | 0 | 134.59 | 134.24 | 8 | 0
2035 | ENT_2_MISO_MO-IL | ENT | MISO_MO-IL | Internal | Summer | B8 | 500 | 2260 | 0 | 127.93 | 119.93 | 8 | 0
2035 | ENT_2_MISO_MO-IL | ENT | MISO_MO-IL | Internal | Summer | B9 | 800 | 2260 | 0 | 115.88 | 113.41 | 8 | 0
2035 | ENT_2_MISO_MO-IL | ENT | MISO_MO-IL | Internal | Summer | B10 | 1262 | 2260 | 0 | 115.88 | 113.41 | 8 | 0
2035 | ENT_2_MISO_MO-IL | ENT | MISO_MO-IL | Internal | Winter | B16 | 25 | 2260 | 0 | 128.46 | 135.43 | 8 | 0
2035 | ENT_2_MISO_MO-IL | ENT | MISO_MO-IL | Internal | Winter | B17 | 100 | 2260 | 0 | 125.39 | 126.51 | 8 | 0
2035 | ENT_2_MISO_MO-IL | ENT | MISO_MO-IL | Internal | Winter | B18 | 400 | 2260 | 0 | 120.46 | 120.07 | 8 | 0
2035 | ENT_2_MISO_MO-IL | ENT | MISO_MO-IL | Internal | Winter | B19 | 700 | 2260 | 0 | 120.46 | 117.9 | 8 | 0
2035 | ENT_2_MISO_MO-IL | ENT | MISO_MO-IL | Internal | Winter | B20 | 935 | 2260 | 0 | 120.46 | 117.86 | 8 | 0
2035 | ENT_2_SOCO | ENT | SOCO | Internal | Shoulder | B11 | 25 | 2000 | 0 | 136.37 | 138.57 | 8 | 0
2035 | ENT_2_SOCO | ENT | SOCO | Internal | Shoulder | B12 | 200 | 2000 | 0 | 123.11 | 119.26 | 8 | 0
2035 | ENT_2_SOCO | ENT | SOCO | Internal | Shoulder | B13 | 600 | 2000 | 0 | 118.05 | 119.26 | 8 | 0
2035 | ENT_2_SOCO | ENT | SOCO | Internal | Shoulder | B14 | 900 | 2000 | 0 | 117.39 | 119.26 | 8 | 0
2035 | ENT_2_SOCO | ENT | SOCO | Internal | Shoulder | B15 | 1203 | 2000 | 0 | 117.39 | 119.26 | 8 | 0
2035 | ENT_2_SOCO | ENT | SOCO | Internal | Summer | B1 | 10 | 2000 | 1580.22 | 220.76 | 228.76 | 8 | 0
2035 | ENT_2_SOCO | ENT | SOCO | Internal | Summer | B2 | 25 | 2000 | 870.04 | 214.94 | 222.94 | 8 | 0
2035 | ENT_2_SOCO | ENT | SOCO | Internal | Summer | B3 | 75 | 2000 | 895.09 | 214.94 | 222.94 | 8 | 0
2035 | ENT_2_SOCO | ENT | SOCO | Internal | Summer | B4 | 100 | 2000 | 0 | 191.97 | 181.97 | 8 | 0
2035 | ENT_2_SOCO | ENT | SOCO | Internal | Summer | B5 | 200 | 2000 | 0 | 151.47 | 150.71 | 8 | 0
2035 | ENT_2_SOCO | ENT | SOCO | Internal | Summer | B6 | 300 | 2000 | 0 | 134.59 | 137 | 8 | 0
2035 | ENT_2_SOCO | ENT | SOCO | Internal | Summer | B7 | 400 | 2000 | 0 | 134.59 | 125.95 | 8 | 0
2035 | ENT_2_SOCO | ENT | SOCO | Internal | Summer | B8 | 500 | 2000 | 0 | 127.93 | 117.93 | 8 | 0
2035 | ENT_2_SOCO | ENT | SOCO | Internal | Summer | B9 | 800 | 2000 | 0 | 115.88 | 117.93 | 8 | 0
2035 | ENT_2_SOCO | ENT | SOCO | Internal | Summer | B10 | 1262 | 2000 | 0 | 115.88 | 117.93 | 8 | 0
2035 | ENT_2_SOCO | ENT | SOCO | Internal | Winter | B16 | 25 | 2000 | 1060.63 | 128.46 | 136.46 | 8 | 0
2035 | ENT_2_SOCO | ENT | SOCO | Internal | Winter | B17 | 100 | 2000 | 0 | 125.39 | 122.22 | 8 | 0
2035 | ENT_2_SOCO | ENT | SOCO | Internal | Winter | B18 | 400 | 2000 | 0 | 120.46 | 122.22 | 8 | 0
2035 | ENT_2_SOCO | ENT | SOCO | Internal | Winter | B19 | 700 | 2000 | 0 | 120.46 | 122.22 | 8 | 0
2035 | ENT_2_SOCO | ENT | SOCO | Internal | Winter | B20 | 935 | 2000 | 0 | 120.46 | 120.23 | 8 | 0
2035 | ENT_2_SPP_N | ENT | SPP_N | Internal | Shoulder | B11 | 25 | 1300 | 0 | 136.37 | 136.14 | 8 | 0
2035 | ENT_2_SPP_N | ENT | SPP_N | Internal | Shoulder | B12 | 200 | 1300 | 0 | 123.11 | 118.11 | 8 | 0
2035 | ENT_2_SPP_N | ENT | SPP_N | Internal | Shoulder | B13 | 600 | 1300 | 0 | 118.05 | 117.19 | 8 | 0
2035 | ENT_2_SPP_N | ENT | SPP_N | Internal | Shoulder | B14 | 900 | 1300 | 0 | 117.39 | 112.39 | 8 | 0
2035 | ENT_2_SPP_N | ENT | SPP_N | Internal | Shoulder | B15 | 1203 | 1300 | 0 | 117.39 | 106.56 | 8 | 0
2035 | ENT_2_SPP_N | ENT | SPP_N | Internal | Summer | B1 | 10 | 1300 | 0 | 220.76 | 212.26 | 8 | 0
2035 | ENT_2_SPP_N | ENT | SPP_N | Internal | Summer | B2 | 25 | 1300 | 0 | 214.94 | 209.94 | 8 | 0
2035 | ENT_2_SPP_N | ENT | SPP_N | Internal | Summer | B3 | 75 | 1300 | 0 | 214.94 | 211.29 | 8 | 0
2035 | ENT_2_SPP_N | ENT | SPP_N | Internal | Summer | B4 | 100 | 1300 | 0 | 191.97 | 194.97 | 8 | 0
2035 | ENT_2_SPP_N | ENT | SPP_N | Internal | Summer | B5 | 200 | 1300 | 0 | 151.47 | 154.47 | 8 | 0
2035 | ENT_2_SPP_N | ENT | SPP_N | Internal | Summer | B6 | 300 | 1300 | 0 | 134.59 | 139.52 | 8 | 0
2035 | ENT_2_SPP_N | ENT | SPP_N | Internal | Summer | B7 | 400 | 1300 | 0 | 134.59 | 134.61 | 8 | 0
2035 | ENT_2_SPP_N | ENT | SPP_N | Internal | Summer | B8 | 500 | 1300 | 0 | 127.93 | 123.15 | 8 | 0
2035 | ENT_2_SPP_N | ENT | SPP_N | Internal | Summer | B9 | 800 | 1300 | 0 | 115.88 | 116.6 | 8 | 0
2035 | ENT_2_SPP_N | ENT | SPP_N | Internal | Summer | B10 | 1262 | 1300 | 0 | 115.88 | 112.76 | 8 | 0
2035 | ENT_2_SPP_N | ENT | SPP_N | Internal | Winter | B16 | 25 | 1300 | 0 | 128.46 | 121.43 | 8 | 0
2035 | ENT_2_SPP_N | ENT | SPP_N | Internal | Winter | B17 | 100 | 1300 | 0 | 125.39 | 120.39 | 8 | 0
2035 | ENT_2_SPP_N | ENT | SPP_N | Internal | Winter | B18 | 400 | 1300 | 0 | 120.46 | 120.39 | 8 | 0
2035 | ENT_2_SPP_N | ENT | SPP_N | Internal | Winter | B19 | 700 | 1300 | 0 | 120.46 | 115.46 | 8 | 0
2035 | ENT_2_SPP_N | ENT | SPP_N | Internal | Winter | B20 | 935 | 1300 | 0 | 120.46 | 112.86 | 8 | 0
2035 | ENT_2_SPP_S | ENT | SPP_S | Internal | Shoulder | B11 | 25 | 1300 | 0 | 136.37 | 136.15 | 8 | 0
2035 | ENT_2_SPP_S | ENT | SPP_S | Internal | Shoulder | B12 | 200 | 1300 | 0 | 123.11 | 118.12 | 8 | 0
2035 | ENT_2_SPP_S | ENT | SPP_S | Internal | Shoulder | B13 | 600 | 1300 | 0 | 118.05 | 117.21 | 8 | 0
2035 | ENT_2_SPP_S | ENT | SPP_S | Internal | Shoulder | B14 | 900 | 1300 | 0 | 117.39 | 112.39 | 8 | 0
2035 | ENT_2_SPP_S | ENT | SPP_S | Internal | Shoulder | B15 | 1203 | 1300 | 0 | 117.39 | 105.63 | 8 | 0
2035 | ENT_2_SPP_S | ENT | SPP_S | Internal | Summer | B1 | 10 | 1300 | 0 | 220.76 | 134.62 | 8 | 0
2035 | ENT_2_SPP_S | ENT | SPP_S | Internal | Summer | B2 | 25 | 1300 | 0 | 214.94 | 196.29 | 8 | 0
2035 | ENT_2_SPP_S | ENT | SPP_S | Internal | Summer | B3 | 75 | 1300 | 0 | 214.94 | 196.29 | 8 | 0
2035 | ENT_2_SPP_S | ENT | SPP_S | Internal | Summer | B4 | 100 | 1300 | 0 | 191.97 | 186.97 | 8 | 0
2035 | ENT_2_SPP_S | ENT | SPP_S | Internal | Summer | B5 | 200 | 1300 | 0 | 151.47 | 145.78 | 8 | 0
2035 | ENT_2_SPP_S | ENT | SPP_S | Internal | Summer | B6 | 300 | 1300 | 0 | 134.59 | 139.53 | 8 | 0
2035 | ENT_2_SPP_S | ENT | SPP_S | Internal | Summer | B7 | 400 | 1300 | 0 | 134.59 | 134.62 | 8 | 0
2035 | ENT_2_SPP_S | ENT | SPP_S | Internal | Summer | B8 | 500 | 1300 | 0 | 127.93 | 134.31 | 8 | 0
2035 | ENT_2_SPP_S | ENT | SPP_S | Internal | Summer | B9 | 800 | 1300 | 0 | 115.88 | 116.61 | 8 | 0
2035 | ENT_2_SPP_S | ENT | SPP_S | Internal | Summer | B10 | 1262 | 1300 | 0 | 115.88 | 112.77 | 8 | 0
2035 | ENT_2_SPP_S | ENT | SPP_S | Internal | Winter | B16 | 25 | 1300 | 0 | 128.46 | 121.44 | 8 | 0
2035 | ENT_2_SPP_S | ENT | SPP_S | Internal | Winter | B17 | 100 | 1300 | 0 | 125.39 | 120.41 | 8 | 0
2035 | ENT_2_SPP_S | ENT | SPP_S | Internal | Winter | B18 | 400 | 1300 | 0 | 120.46 | 120.41 | 8 | 0
2035 | ENT_2_SPP_S | ENT | SPP_S | Internal | Winter | B19 | 700 | 1300 | 0 | 120.46 | 115.48 | 8 | 0
2035 | ENT_2_SPP_S | ENT | SPP_S | Internal | Winter | B20 | 935 | 1300 | 0 | 120.46 | 112.87 | 8 | 0
2035 | ENT_2_TVA_Transmission | ENT | TVA_Transmission | Internal | Shoulder | B11 | 25 | 2100 | 0 | 136.37 | 138.11 | 8 | 0
2035 | ENT_2_TVA_Transmission | ENT | TVA_Transmission | Internal | Shoulder | B12 | 200 | 2100 | 0 | 123.11 | 124.61 | 8 | 0
2035 | ENT_2_TVA_Transmission | ENT | TVA_Transmission | Internal | Shoulder | B13 | 600 | 2100 | 0 | 118.05 | 120.66 | 8 | 0
2035 | ENT_2_TVA_Transmission | ENT | TVA_Transmission | Internal | Shoulder | B14 | 900 | 2100 | 0 | 117.39 | 120.01 | 8 | 0
2035 | ENT_2_TVA_Transmission | ENT | TVA_Transmission | Internal | Shoulder | B15 | 1203 | 2100 | 0 | 117.39 | 119.43 | 8 | 0
2035 | ENT_2_TVA_Transmission | ENT | TVA_Transmission | Internal | Summer | B1 | 10 | 2100 | 0 | 220.76 | 225.26 | 8 | 0
2035 | ENT_2_TVA_Transmission | ENT | TVA_Transmission | Internal | Summer | B2 | 25 | 2100 | 0 | 214.94 | 221.76 | 8 | 0
2035 | ENT_2_TVA_Transmission | ENT | TVA_Transmission | Internal | Summer | B3 | 75 | 2100 | 0 | 214.94 | 218.6 | 8 | 0
2035 | ENT_2_TVA_Transmission | ENT | TVA_Transmission | Internal | Summer | B4 | 100 | 2100 | 0 | 191.97 | 190.97 | 8 | 0
2035 | ENT_2_TVA_Transmission | ENT | TVA_Transmission | Internal | Summer | B5 | 200 | 2100 | 0 | 151.47 | 158.27 | 8 | 0
2035 | ENT_2_TVA_Transmission | ENT | TVA_Transmission | Internal | Summer | B6 | 300 | 2100 | 0 | 134.59 | 135.22 | 8 | 0
2035 | ENT_2_TVA_Transmission | ENT | TVA_Transmission | Internal | Summer | B7 | 400 | 2100 | 0 | 134.59 | 125.59 | 8 | 0
2035 | ENT_2_TVA_Transmission | ENT | TVA_Transmission | Internal | Summer | B8 | 500 | 2100 | 0 | 127.93 | 121.93 | 8 | 0
2035 | ENT_2_TVA_Transmission | ENT | TVA_Transmission | Internal | Summer | B9 | 800 | 2100 | 0 | 115.88 | 118.58 | 8 | 0
2035 | ENT_2_TVA_Transmission | ENT | TVA_Transmission | Internal | Summer | B10 | 1262 | 2100 | 0 | 115.88 | 118.1 | 8 | 0
2035 | ENT_2_TVA_Transmission | ENT | TVA_Transmission | Internal | Winter | B16 | 25 | 2100 | 0 | 128.46 | 135.99 | 8 | 0
2035 | ENT_2_TVA_Transmission | ENT | TVA_Transmission | Internal | Winter | B17 | 100 | 2100 | 0 | 125.39 | 129.69 | 8 | 0
2035 | ENT_2_TVA_Transmission | ENT | TVA_Transmission | Internal | Winter | B18 | 400 | 2100 | 0 | 120.46 | 123.66 | 8 | 0
2035 | ENT_2_TVA_Transmission | ENT | TVA_Transmission | Internal | Winter | B19 | 700 | 2100 | 0 | 120.46 | 122.97 | 8 | 0
2035 | ENT_2_TVA_Transmission | ENT | TVA_Transmission | Internal | Winter | B20 | 935 | 2100 | 0 | 120.46 | 121.37 | 8 | 0
2035 | FRCC_2_SOCO | FRCC | SOCO | Internal | Shoulder | B11 | 25 | 900 | 0 | 143.77 | 138.57 | 8 | 0
2035 | FRCC_2_SOCO | FRCC | SOCO | Internal | Shoulder | B12 | 200 | 900 | 0 | 124.61 | 119.26 | 8 | 0
2035 | FRCC_2_SOCO | FRCC | SOCO | Internal | Shoulder | B13 | 600 | 900 | 0 | 123.68 | 119.26 | 8 | 0
2035 | FRCC_2_SOCO | FRCC | SOCO | Internal | Shoulder | B14 | 900 | 900 | 0 | 123.68 | 119.26 | 8 | 0
2035 | FRCC_2_SOCO | FRCC | SOCO | Internal | Shoulder | B15 | 1203 | 900 | 0 | 123.68 | 119.26 | 8 | 0
2035 | FRCC_2_SOCO | FRCC | SOCO | Internal | Summer | B1 | 10 | 900 | 0 | 227.84 | 228.76 | 8 | 0
2035 | FRCC_2_SOCO | FRCC | SOCO | Internal | Summer | B2 | 25 | 900 | 0 | 227.84 | 222.94 | 8 | 0
2035 | FRCC_2_SOCO | FRCC | SOCO | Internal | Summer | B3 | 75 | 900 | 0 | 227.84 | 222.94 | 8 | 0
2035 | FRCC_2_SOCO | FRCC | SOCO | Internal | Summer | B4 | 100 | 900 | 493.95 | 173.97 | 181.97 | 8 | 0
2035 | FRCC_2_SOCO | FRCC | SOCO | Internal | Summer | B5 | 200 | 900 | 631.49 | 142.71 | 150.71 | 8 | 0
2035 | FRCC_2_SOCO | FRCC | SOCO | Internal | Summer | B6 | 300 | 900 | 0 | 142.71 | 137 | 8 | 0
2035 | FRCC_2_SOCO | FRCC | SOCO | Internal | Summer | B7 | 400 | 900 | 0 | 135.95 | 125.95 | 8 | 0
2035 | FRCC_2_SOCO | FRCC | SOCO | Internal | Summer | B8 | 500 | 900 | 0 | 122.78 | 117.93 | 8 | 0
2035 | FRCC_2_SOCO | FRCC | SOCO | Internal | Summer | B9 | 800 | 900 | 0 | 122.78 | 117.93 | 8 | 0
2035 | FRCC_2_SOCO | FRCC | SOCO | Internal | Summer | B10 | 1262 | 900 | 88.66 | 109.93 | 117.93 | 8 | 0
2035 | FRCC_2_SOCO | FRCC | SOCO | Internal | Winter | B16 | 25 | 900 | 0 | 146.46 | 136.46 | 8 | 0
2035 | FRCC_2_SOCO | FRCC | SOCO | Internal | Winter | B17 | 100 | 900 | 0 | 126.16 | 122.22 | 8 | 0
2035 | FRCC_2_SOCO | FRCC | SOCO | Internal | Winter | B18 | 400 | 900 | 0 | 126.16 | 122.22 | 8 | 0
2035 | FRCC_2_SOCO | FRCC | SOCO | Internal | Winter | B19 | 700 | 900 | 0 | 126.16 | 122.22 | 8 | 0
2035 | FRCC_2_SOCO | FRCC | SOCO | Internal | Winter | B20 | 935 | 900 | 0 | 120.44 | 120.23 | 8 | 0
2035 | HQ_NEISO_2_NEISO | HQ_NEISO | NEISO | Internal | Shoulder | B11 | 25 | 99999 | 3866.9 | 71.99 | 72 | 0.01 | 0
2035 | HQ_NEISO_2_NEISO | HQ_NEISO | NEISO | Internal | Shoulder | B12 | 200 | 99999 | 3857.4 | 71.99 | 72 | 0.01 | 0
2035 | HQ_NEISO_2_NEISO | HQ_NEISO | NEISO | Internal | Shoulder | B13 | 600 | 99999 | 3820.02 | 71.99 | 72 | 0.01 | 0
2035 | HQ_NEISO_2_NEISO | HQ_NEISO | NEISO | Internal | Shoulder | B14 | 900 | 99999 | 3754.63 | 71.99 | 72 | 0.01 | 0
2035 | HQ_NEISO_2_NEISO | HQ_NEISO | NEISO | Internal | Shoulder | B15 | 1203 | 99999 | 1797.77 | 71.99 | 72 | 0.01 | 0
2035 | HQ_NEISO_2_NEISO | HQ_NEISO | NEISO | Internal | Summer | B1 | 10 | 99999 | 4396.59 | 144.21 | 144.22 | 0.01 | 0
2035 | HQ_NEISO_2_NEISO | HQ_NEISO | NEISO | Internal | Summer | B2 | 25 | 99999 | 4333.83 | 181.45 | 181.46 | 0.01 | 0
2035 | HQ_NEISO_2_NEISO | HQ_NEISO | NEISO | Internal | Summer | B3 | 75 | 99999 | 4208.73 | 144.21 | 144.22 | 0.01 | 0
2035 | HQ_NEISO_2_NEISO | HQ_NEISO | NEISO | Internal | Summer | B4 | 100 | 99999 | 4101.2 | 123.42 | 123.43 | 0.01 | 0
2035 | HQ_NEISO_2_NEISO | HQ_NEISO | NEISO | Internal | Summer | B5 | 200 | 99999 | 4042.71 | 123.42 | 123.43 | 0.01 | 0
2035 | HQ_NEISO_2_NEISO | HQ_NEISO | NEISO | Internal | Summer | B6 | 300 | 99999 | 3976.74 | 123.42 | 123.43 | 0.01 | 0
2035 | HQ_NEISO_2_NEISO | HQ_NEISO | NEISO | Internal | Summer | B7 | 400 | 99999 | 3901.16 | 108.08 | 108.09 | 0.01 | 0
2035 | HQ_NEISO_2_NEISO | HQ_NEISO | NEISO | Internal | Summer | B8 | 500 | 99999 | 3841.73 | 108.08 | 108.09 | 0.01 | 0
2035 | HQ_NEISO_2_NEISO | HQ_NEISO | NEISO | Internal | Summer | B9 | 800 | 99999 | 3768.93 | 106.37 | 106.38 | 0.01 | 0
2035 | HQ_NEISO_2_NEISO | HQ_NEISO | NEISO | Internal | Summer | B10 | 1262 | 99999 | 1472.05 | 106.37 | 106.38 | 0.01 | 0
2035 | HQ_NEISO_2_NEISO | HQ_NEISO | NEISO | Internal | Winter | B16 | 25 | 99999 | 3998.52 | 71.99 | 72 | 0.01 | 0
2035 | HQ_NEISO_2_NEISO | HQ_NEISO | NEISO | Internal | Winter | B17 | 100 | 99999 | 3945.7 | 71.99 | 72 | 0.01 | 0
2035 | HQ_NEISO_2_NEISO | HQ_NEISO | NEISO | Internal | Winter | B18 | 400 | 99999 | 3905.27 | 71.99 | 72 | 0.01 | 0
2035 | HQ_NEISO_2_NEISO | HQ_NEISO | NEISO | Internal | Winter | B19 | 700 | 99999 | 3829.95 | 71.99 | 72 | 0.01 | 0
2035 | HQ_NEISO_2_NEISO | HQ_NEISO | NEISO | Internal | Winter | B20 | 935 | 99999 | 1964.44 | 71.99 | 72 | 0.01 | 0
2035 | HQ_NY_2_NYISO_A-F | HQ_NY | NYISO_A-F | Internal | Shoulder | B11 | 25 | 99999 | 2812.27 | 74.99 | 75 | 0.01 | 0
2035 | HQ_NY_2_NYISO_A-F | HQ_NY | NYISO_A-F | Internal | Shoulder | B12 | 200 | 99999 | 2847.69 | 74.99 | 75 | 0.01 | 0
2035 | HQ_NY_2_NYISO_A-F | HQ_NY | NYISO_A-F | Internal | Shoulder | B13 | 600 | 99999 | 2781.85 | 74.99 | 75 | 0.01 | 0
2035 | HQ_NY_2_NYISO_A-F | HQ_NY | NYISO_A-F | Internal | Shoulder | B14 | 900 | 99999 | 2673.14 | 74.99 | 75 | 0.01 | 0
2035 | HQ_NY_2_NYISO_A-F | HQ_NY | NYISO_A-F | Internal | Shoulder | B15 | 1203 | 99999 | 1582.7 | 74.99 | 75 | 0.01 | 0
2035 | HQ_NY_2_NYISO_A-F | HQ_NY | NYISO_A-F | Internal | Summer | B1 | 10 | 99999 | 3500.1 | 109.36 | 109.37 | 0.01 | 0
2035 | HQ_NY_2_NYISO_A-F | HQ_NY | NYISO_A-F | Internal | Summer | B2 | 25 | 99999 | 3406.71 | 133.79 | 133.8 | 0.01 | 0
2035 | HQ_NY_2_NYISO_A-F | HQ_NY | NYISO_A-F | Internal | Summer | B3 | 75 | 99999 | 3266.7 | 141.21 | 141.22 | 0.01 | 0
2035 | HQ_NY_2_NYISO_A-F | HQ_NY | NYISO_A-F | Internal | Summer | B4 | 100 | 99999 | 3116.37 | 129.69 | 129.7 | 0.01 | 0
2035 | HQ_NY_2_NYISO_A-F | HQ_NY | NYISO_A-F | Internal | Summer | B5 | 200 | 99999 | 3025.59 | 126.42 | 126.43 | 0.01 | 0
2035 | HQ_NY_2_NYISO_A-F | HQ_NY | NYISO_A-F | Internal | Summer | B6 | 300 | 99999 | 2934.96 | 126.42 | 126.43 | 0.01 | 0
2035 | HQ_NY_2_NYISO_A-F | HQ_NY | NYISO_A-F | Internal | Summer | B7 | 400 | 99999 | 2830.84 | 111.08 | 111.09 | 0.01 | 0
2035 | HQ_NY_2_NYISO_A-F | HQ_NY | NYISO_A-F | Internal | Summer | B8 | 500 | 99999 | 2760.34 | 111.08 | 111.09 | 0.01 | 0
2035 | HQ_NY_2_NYISO_A-F | HQ_NY | NYISO_A-F | Internal | Summer | B9 | 800 | 99999 | 2664.8 | 109.36 | 109.37 | 0.01 | 0
2035 | HQ_NY_2_NYISO_A-F | HQ_NY | NYISO_A-F | Internal | Summer | B10 | 1262 | 99999 | 1436.41 | 109.36 | 109.37 | 0.01 | 0
2035 | HQ_NY_2_NYISO_A-F | HQ_NY | NYISO_A-F | Internal | Winter | B16 | 25 | 99999 | 3058.87 | 74.99 | 75 | 0.01 | 0
2035 | HQ_NY_2_NYISO_A-F | HQ_NY | NYISO_A-F | Internal | Winter | B17 | 100 | 99999 | 3001.1 | 74.99 | 75 | 0.01 | 0
2035 | HQ_NY_2_NYISO_A-F | HQ_NY | NYISO_A-F | Internal | Winter | B18 | 400 | 99999 | 2934.69 | 74.99 | 75 | 0.01 | 0
2035 | HQ_NY_2_NYISO_A-F | HQ_NY | NYISO_A-F | Internal | Winter | B19 | 700 | 99999 | 2819.07 | 74.99 | 75 | 0.01 | 0
2035 | HQ_NY_2_NYISO_A-F | HQ_NY | NYISO_A-F | Internal | Winter | B20 | 935 | 99999 | 1762.97 | 74.99 | 75 | 0.01 | 0
2035 | HQ_IESO_2_IESO | HQ_IESO | IESO | Internal | Shoulder | B11 | 25 | 99999 | 467.25 | 67.99 | 68 | 0.01 | 0
2035 | HQ_IESO_2_IESO | HQ_IESO | IESO | Internal | Shoulder | B12 | 200 | 99999 | 469.06 | 67.99 | 68 | 0.01 | 0
2035 | HQ_IESO_2_IESO | HQ_IESO | IESO | Internal | Shoulder | B13 | 600 | 99999 | 466.9 | 67.99 | 68 | 0.01 | 0
2035 | HQ_IESO_2_IESO | HQ_IESO | IESO | Internal | Shoulder | B14 | 900 | 99999 | 462.95 | 67.99 | 68 | 0.01 | 0
2035 | HQ_IESO_2_IESO | HQ_IESO | IESO | Internal | Shoulder | B15 | 1203 | 99999 | 128.57 | 67.99 | 68 | 0.01 | 0
2035 | HQ_IESO_2_IESO | HQ_IESO | IESO | Internal | Summer | B1 | 10 | 99999 | 488.01 | 102.36 | 102.37 | 0.01 | 0
2035 | HQ_IESO_2_IESO | HQ_IESO | IESO | Internal | Summer | B2 | 25 | 99999 | 484.21 | 126.79 | 126.8 | 0.01 | 0
2035 | HQ_IESO_2_IESO | HQ_IESO | IESO | Internal | Summer | B3 | 75 | 99999 | 478.77 | 126.79 | 126.8 | 0.01 | 0
2035 | HQ_IESO_2_IESO | HQ_IESO | IESO | Internal | Summer | B4 | 100 | 99999 | 475.18 | 89.8 | 89.81 | 0.01 | 0
2035 | HQ_IESO_2_IESO | HQ_IESO | IESO | Internal | Summer | B5 | 200 | 99999 | 472.55 | 65.56 | 65.58 | 0.01 | 0
2035 | HQ_IESO_2_IESO | HQ_IESO | IESO | Internal | Summer | B6 | 300 | 99999 | 470.41 | 65.56 | 65.58 | 0.01 | 0
2035 | HQ_IESO_2_IESO | HQ_IESO | IESO | Internal | Summer | B7 | 400 | 99999 | 467.7 | 65.56 | 65.58 | 0.01 | 0
2035 | HQ_IESO_2_IESO | HQ_IESO | IESO | Internal | Summer | B8 | 500 | 99999 | 464.74 | 65.56 | 65.58 | 0.01 | 0
2035 | HQ_IESO_2_IESO | HQ_IESO | IESO | Internal | Summer | B9 | 800 | 99999 | 461.51 | 65.56 | 65.58 | 0.01 | 0
2035 | HQ_IESO_2_IESO | HQ_IESO | IESO | Internal | Summer | B10 | 1262 | 99999 | 65.15 | 65.56 | 65.58 | 0.01 | 0
2035 | HQ_IESO_2_IESO | HQ_IESO | IESO | Internal | Winter | B16 | 25 | 99999 | 477.62 | 67.99 | 68 | 0.01 | 0
2035 | HQ_IESO_2_IESO | HQ_IESO | IESO | Internal | Winter | B17 | 100 | 99999 | 475.49 | 67.99 | 68 | 0.01 | 0
2035 | HQ_IESO_2_IESO | HQ_IESO | IESO | Internal | Winter | B18 | 400 | 99999 | 473.04 | 67.99 | 68 | 0.01 | 0
2035 | HQ_IESO_2_IESO | HQ_IESO | IESO | Internal | Winter | B19 | 700 | 99999 | 468.68 | 67.99 | 68 | 0.01 | 0
2035 | HQ_IESO_2_IESO | HQ_IESO | IESO | Internal | Winter | B20 | 935 | 99999 | 149.75 | 67.99 | 68 | 0.01 | 0
2035 | IESO_2_MAPP_CA | IESO | MAPP_CA | Internal | Shoulder | B11 | 25 | 262 | 262 | 68 | 99.56 | 7 | 24.56
2035 | IESO_2_MAPP_CA | IESO | MAPP_CA | Internal | Shoulder | B12 | 200 | 262 | 262 | 68 | 99.56 | 7 | 24.56
2035 | IESO_2_MAPP_CA | IESO | MAPP_CA | Internal | Shoulder | B13 | 600 | 262 | 262 | 68 | 99.56 | 7 | 24.56
2035 | IESO_2_MAPP_CA | IESO | MAPP_CA | Internal | Shoulder | B14 | 900 | 262 | 262 | 68 | 99.56 | 7 | 24.56
2035 | IESO_2_MAPP_CA | IESO | MAPP_CA | Internal | Shoulder | B15 | 1203 | 262 | 262 | 68 | 99.56 | 7 | 24.56
2035 | IESO_2_MAPP_CA | IESO | MAPP_CA | Internal | Summer | B1 | 10 | 262 | 0 | 102.37 | 72.58 | 7 | 0
2035 | IESO_2_MAPP_CA | IESO | MAPP_CA | Internal | Summer | B2 | 25 | 262 | 0 | 126.8 | 72.58 | 7 | 0
2035 | IESO_2_MAPP_CA | IESO | MAPP_CA | Internal | Summer | B3 | 75 | 262 | 0 | 126.8 | 72.58 | 7 | 0
2035 | IESO_2_MAPP_CA | IESO | MAPP_CA | Internal | Summer | B4 | 100 | 262 | 0 | 89.81 | 72.58 | 7 | 0
2035 | IESO_2_MAPP_CA | IESO | MAPP_CA | Internal | Summer | B5 | 200 | 262 | 36.61 | 65.58 | 72.58 | 7 | 0
2035 | IESO_2_MAPP_CA | IESO | MAPP_CA | Internal | Summer | B6 | 300 | 262 | 212.89 | 65.58 | 72.58 | 7 | 0
2035 | IESO_2_MAPP_CA | IESO | MAPP_CA | Internal | Summer | B7 | 400 | 262 | 227.33 | 65.58 | 72.58 | 7 | 0
2035 | IESO_2_MAPP_CA | IESO | MAPP_CA | Internal | Summer | B8 | 500 | 262 | 233.88 | 65.58 | 72.58 | 7 | 0
2035 | IESO_2_MAPP_CA | IESO | MAPP_CA | Internal | Summer | B9 | 800 | 262 | 243.54 | 65.58 | 72.58 | 7 | 0
2035 | IESO_2_MAPP_CA | IESO | MAPP_CA | Internal | Summer | B10 | 1262 | 262 | 249.82 | 65.58 | 72.58 | 7 | 0
2035 | IESO_2_MAPP_CA | IESO | MAPP_CA | Internal | Winter | B16 | 25 | 262 | 262 | 68 | 105.86 | 7 | 30.85
2035 | IESO_2_MAPP_CA | IESO | MAPP_CA | Internal | Winter | B17 | 100 | 262 | 262 | 68 | 105.86 | 7 | 30.85
2035 | IESO_2_MAPP_CA | IESO | MAPP_CA | Internal | Winter | B18 | 400 | 262 | 262 | 68 | 105.86 | 7 | 30.85
2035 | IESO_2_MAPP_CA | IESO | MAPP_CA | Internal | Winter | B19 | 700 | 262 | 262 | 68 | 105.86 | 7 | 30.85
2035 | IESO_2_MAPP_CA | IESO | MAPP_CA | Internal | Winter | B20 | 935 | 262 | 262 | 68 | 105.86 | 7 | 30.85
2035 | IESO_2_MISO_MI | IESO | MISO_MI | Internal | Shoulder | B11 | 25 | 1840 | 1840 | 68 | 133.39 | 7 | 58.39
2035 | IESO_2_MISO_MI | IESO | MISO_MI | Internal | Shoulder | B12 | 200 | 1840 | 1840 | 68 | 128.43 | 7 | 53.42
2035 | IESO_2_MISO_MI | IESO | MISO_MI | Internal | Shoulder | B13 | 600 | 1840 | 1840 | 68 | 118.54 | 7 | 43.53
2035 | IESO_2_MISO_MI | IESO | MISO_MI | Internal | Shoulder | B14 | 900 | 1840 | 1840 | 68 | 114.86 | 7 | 39.86
2035 | IESO_2_MISO_MI | IESO | MISO_MI | Internal | Shoulder | B15 | 1203 | 1840 | 1840 | 68 | 114.86 | 7 | 39.86
2035 | IESO_2_MISO_MI | IESO | MISO_MI | Internal | Summer | B1 | 10 | 1840 | 1840 | 102.37 | 217.26 | 7 | 107.88
2035 | IESO_2_MISO_MI | IESO | MISO_MI | Internal | Summer | B2 | 25 | 1840 | 1840 | 126.8 | 213.77 | 7 | 79.97
2035 | IESO_2_MISO_MI | IESO | MISO_MI | Internal | Summer | B3 | 75 | 1840 | 1840 | 126.8 | 210.61 | 7 | 76.8
2035 | IESO_2_MISO_MI | IESO | MISO_MI | Internal | Summer | B4 | 100 | 1840 | 1840 | 89.81 | 195.97 | 7 | 99.17
2035 | IESO_2_MISO_MI | IESO | MISO_MI | Internal | Summer | B5 | 200 | 1840 | 1840 | 65.58 | 153.59 | 7 | 81.01
2035 | IESO_2_MISO_MI | IESO | MISO_MI | Internal | Summer | B6 | 300 | 1840 | 1840 | 65.58 | 138.27 | 7 | 65.69
2035 | IESO_2_MISO_MI | IESO | MISO_MI | Internal | Summer | B7 | 400 | 1840 | 1840 | 65.58 | 131.48 | 7 | 58.9
2035 | IESO_2_MISO_MI | IESO | MISO_MI | Internal | Summer | B8 | 500 | 1840 | 1840 | 65.58 | 124.33 | 7 | 51.75
2035 | IESO_2_MISO_MI | IESO | MISO_MI | Internal | Summer | B9 | 800 | 1840 | 1840 | 65.58 | 113.41 | 7 | 40.84
2035 | IESO_2_MISO_MI | IESO | MISO_MI | Internal | Summer | B10 | 1262 | 1840 | 1840 | 65.58 | 113.41 | 7 | 40.84
2035 | IESO_2_MISO_MI | IESO | MISO_MI | Internal | Winter | B16 | 25 | 1840 | 1840 | 68 | 135.45 | 7 | 60.45
2035 | IESO_2_MISO_MI | IESO | MISO_MI | Internal | Winter | B17 | 100 | 1840 | 1840 | 68 | 135.23 | 7 | 60.22
2035 | IESO_2_MISO_MI | IESO | MISO_MI | Internal | Winter | B18 | 400 | 1840 | 1840 | 68 | 120.07 | 7 | 45.07
2035 | IESO_2_MISO_MI | IESO | MISO_MI | Internal | Winter | B19 | 700 | 1840 | 1840 | 68 | 117.9 | 7 | 42.9
2035 | IESO_2_MISO_MI | IESO | MISO_MI | Internal | Winter | B20 | 935 | 1840 | 1840 | 68 | 117.88 | 7 | 42.88
2035 | IESO_2_MISO_W | IESO | MISO_W | Internal | Shoulder | B11 | 25 | 140 | 140 | 68 | 135.07 | 7 | 60.07
2035 | IESO_2_MISO_W | IESO | MISO_W | Internal | Shoulder | B12 | 200 | 140 | 140 | 68 | 123.1 | 7 | 48.1
2035 | IESO_2_MISO_W | IESO | MISO_W | Internal | Shoulder | B13 | 600 | 140 | 140 | 68 | 116.28 | 7 | 41.28
2035 | IESO_2_MISO_W | IESO | MISO_W | Internal | Shoulder | B14 | 900 | 140 | 140 | 68 | 114.77 | 7 | 39.77
2035 | IESO_2_MISO_W | IESO | MISO_W | Internal | Shoulder | B15 | 1203 | 140 | 140 | 68 | 99.57 | 7 | 24.57
2035 | IESO_2_MISO_W | IESO | MISO_W | Internal | Summer | B1 | 10 | 140 | 140 | 102.37 | 217.26 | 7 | 107.88
2035 | IESO_2_MISO_W | IESO | MISO_W | Internal | Summer | B2 | 25 | 140 | 140 | 126.8 | 213.76 | 7 | 79.96
2035 | IESO_2_MISO_W | IESO | MISO_W | Internal | Summer | B3 | 75 | 140 | 140 | 126.8 | 213.66 | 7 | 79.86
2035 | IESO_2_MISO_W | IESO | MISO_W | Internal | Summer | B4 | 100 | 140 | 140 | 89.81 | 199.97 | 7 | 103.17
2035 | IESO_2_MISO_W | IESO | MISO_W | Internal | Summer | B5 | 200 | 140 | 140 | 65.58 | 159.48 | 7 | 86.91
2035 | IESO_2_MISO_W | IESO | MISO_W | Internal | Summer | B6 | 300 | 140 | 140 | 65.58 | 142.6 | 7 | 70.03
2035 | IESO_2_MISO_W | IESO | MISO_W | Internal | Summer | B7 | 400 | 140 | 140 | 65.58 | 134.23 | 7 | 61.66
2035 | IESO_2_MISO_W | IESO | MISO_W | Internal | Summer | B8 | 500 | 140 | 140 | 65.58 | 119.92 | 7 | 47.34
2035 | IESO_2_MISO_W | IESO | MISO_W | Internal | Summer | B9 | 800 | 140 | 140 | 65.58 | 113.4 | 7 | 40.82
2035 | IESO_2_MISO_W | IESO | MISO_W | Internal | Summer | B10 | 1262 | 140 | 140 | 65.58 | 105.76 | 7 | 33.18
2035 | IESO_2_MISO_W | IESO | MISO_W | Internal | Winter | B16 | 25 | 140 | 140 | 68 | 114.42 | 7 | 39.42
2035 | IESO_2_MISO_W | IESO | MISO_W | Internal | Winter | B17 | 100 | 140 | 140 | 68 | 113.39 | 7 | 38.39
2035 | IESO_2_MISO_W | IESO | MISO_W | Internal | Winter | B18 | 400 | 140 | 140 | 68 | 117.89 | 7 | 42.89
2035 | IESO_2_MISO_W | IESO | MISO_W | Internal | Winter | B19 | 700 | 140 | 140 | 68 | 117.89 | 7 | 42.89
2035 | IESO_2_MISO_W | IESO | MISO_W | Internal | Winter | B20 | 935 | 140 | 140 | 68 | 105.87 | 7 | 30.86
2035 | IESO_2_NYISO_A-F | IESO | NYISO_A-F | Internal | Shoulder | B11 | 25 | 1725 | 1082.36 | 68 | 75 | 7 | 0
2035 | IESO_2_NYISO_A-F | IESO | NYISO_A-F | Internal | Shoulder | B12 | 200 | 1725 | 1481.68 | 68 | 75 | 7 | 0
2035 | IESO_2_NYISO_A-F | IESO | NYISO_A-F | Internal | Shoulder | B13 | 600 | 1725 | 1231.16 | 68 | 75 | 7 | 0
2035 | IESO_2_NYISO_A-F | IESO | NYISO_A-F | Internal | Shoulder | B14 | 900 | 1725 | 1223.6 | 68 | 75 | 7 | 0
2035 | IESO_2_NYISO_A-F | IESO | NYISO_A-F | Internal | Shoulder | B15 | 1203 | 1725 | 1265.65 | 68 | 75 | 7 | 0
2035 | IESO_2_NYISO_A-F | IESO | NYISO_A-F | Internal | Summer | B1 | 10 | 1725 | 118.14 | 102.37 | 109.37 | 7 | 0
2035 | IESO_2_NYISO_A-F | IESO | NYISO_A-F | Internal | Summer | B2 | 25 | 1725 | 1101.97 | 126.8 | 133.8 | 7 | 0
2035 | IESO_2_NYISO_A-F | IESO | NYISO_A-F | Internal | Summer | B3 | 75 | 1725 | 1725 | 126.8 | 141.22 | 7 | 7.41
2035 | IESO_2_NYISO_A-F | IESO | NYISO_A-F | Internal | Summer | B4 | 100 | 1725 | 1725 | 89.81 | 129.7 | 7 | 32.89
2035 | IESO_2_NYISO_A-F | IESO | NYISO_A-F | Internal | Summer | B5 | 200 | 1725 | 1725 | 65.58 | 126.43 | 7 | 53.85
2035 | IESO_2_NYISO_A-F | IESO | NYISO_A-F | Internal | Summer | B6 | 300 | 1725 | 1725 | 65.58 | 126.43 | 7 | 53.85
2035 | IESO_2_NYISO_A-F | IESO | NYISO_A-F | Internal | Summer | B7 | 400 | 1725 | 1725 | 65.58 | 111.09 | 7 | 38.51
2035 | IESO_2_NYISO_A-F | IESO | NYISO_A-F | Internal | Summer | B8 | 500 | 1725 | 1725 | 65.58 | 111.09 | 7 | 38.51
2035 | IESO_2_NYISO_A-F | IESO | NYISO_A-F | Internal | Summer | B9 | 800 | 1725 | 1725 | 65.58 | 109.37 | 7 | 36.8
2035 | IESO_2_NYISO_A-F | IESO | NYISO_A-F | Internal | Summer | B10 | 1262 | 1725 | 1725 | 65.58 | 109.37 | 7 | 36.8
2035 | IESO_2_NYISO_A-F | IESO | NYISO_A-F | Internal | Winter | B16 | 25 | 1725 | 691.86 | 68 | 75 | 7 | 0
2035 | IESO_2_NYISO_A-F | IESO | NYISO_A-F | Internal | Winter | B17 | 100 | 1725 | 759.81 | 68 | 75 | 7 | 0
2035 | IESO_2_NYISO_A-F | IESO | NYISO_A-F | Internal | Winter | B18 | 400 | 1725 | 613.96 | 68 | 75 | 7 | 0
2035 | IESO_2_NYISO_A-F | IESO | NYISO_A-F | Internal | Winter | B19 | 700 | 1725 | 446.63 | 68 | 75 | 7 | 0
2035 | IESO_2_NYISO_A-F | IESO | NYISO_A-F | Internal | Winter | B20 | 935 | 1725 | 452.35 | 68 | 75 | 7 | 0
2035 | MAPP_CA_2_IESO | MAPP_CA | IESO | Internal | Shoulder | B11 | 25 | 330 | 0 | 99.56 | 68 | 8 | 0
2035 | MAPP_CA_2_IESO | MAPP_CA | IESO | Internal | Shoulder | B12 | 200 | 330 | 0 | 99.56 | 68 | 8 | 0
2035 | MAPP_CA_2_IESO | MAPP_CA | IESO | Internal | Shoulder | B13 | 600 | 330 | 0 | 99.56 | 68 | 8 | 0
2035 | MAPP_CA_2_IESO | MAPP_CA | IESO | Internal | Shoulder | B14 | 900 | 330 | 0 | 99.56 | 68 | 8 | 0
2035 | MAPP_CA_2_IESO | MAPP_CA | IESO | Internal | Shoulder | B15 | 1203 | 330 | 0 | 99.56 | 68 | 8 | 0
2035 | MAPP_CA_2_IESO | MAPP_CA | IESO | Internal | Summer | B1 | 10 | 330 | 330 | 72.58 | 102.37 | 8 | 21.8
2035 | MAPP_CA_2_IESO | MAPP_CA | IESO | Internal | Summer | B2 | 25 | 330 | 330 | 72.58 | 126.8 | 8 | 46.23
2035 | MAPP_CA_2_IESO | MAPP_CA | IESO | Internal | Summer | B3 | 75 | 330 | 330 | 72.58 | 126.8 | 8 | 46.23
2035 | MAPP_CA_2_IESO | MAPP_CA | IESO | Internal | Summer | B4 | 100 | 330 | 330 | 72.58 | 89.81 | 8 | 9.23
2035 | MAPP_CA_2_IESO | MAPP_CA | IESO | Internal | Summer | B5 | 200 | 330 | 0 | 72.58 | 65.58 | 8 | 0
2035 | MAPP_CA_2_IESO | MAPP_CA | IESO | Internal | Summer | B6 | 300 | 330 | 0 | 72.58 | 65.58 | 8 | 0
2035 | MAPP_CA_2_IESO | MAPP_CA | IESO | Internal | Summer | B7 | 400 | 330 | 0 | 72.58 | 65.58 | 8 | 0
2035 | MAPP_CA_2_IESO | MAPP_CA | IESO | Internal | Summer | B8 | 500 | 330 | 0 | 72.58 | 65.58 | 8 | 0
2035 | MAPP_CA_2_IESO | MAPP_CA | IESO | Internal | Summer | B9 | 800 | 330 | 0 | 72.58 | 65.58 | 8 | 0
2035 | MAPP_CA_2_IESO | MAPP_CA | IESO | Internal | Summer | B10 | 1262 | 330 | 0 | 72.58 | 65.58 | 8 | 0
2035 | MAPP_CA_2_IESO | MAPP_CA | IESO | Internal | Winter | B16 | 25 | 330 | 0 | 105.86 | 68 | 8 | 0
2035 | MAPP_CA_2_IESO | MAPP_CA | IESO | Internal | Winter | B17 | 100 | 330 | 0 | 105.86 | 68 | 8 | 0
2035 | MAPP_CA_2_IESO | MAPP_CA | IESO | Internal | Winter | B18 | 400 | 330 | 0 | 105.86 | 68 | 8 | 0
2035 | MAPP_CA_2_IESO | MAPP_CA | IESO | Internal | Winter | B19 | 700 | 330 | 0 | 105.86 | 68 | 8 | 0
2035 | MAPP_CA_2_IESO | MAPP_CA | IESO | Internal | Winter | B20 | 935 | 330 | 0 | 105.86 | 68 | 8 | 0
2035 | MAPP_CA_2_MAPP_US | MAPP_CA | MAPP_US | Internal | Shoulder | B11 | 25 | 372 | 372 | 99.56 | 128.07 | 7 | 21.51
2035 | MAPP_CA_2_MAPP_US | MAPP_CA | MAPP_US | Internal | Shoulder | B12 | 200 | 372 | 372 | 99.56 | 111.75 | 7 | 5.19
2035 | MAPP_CA_2_MAPP_US | MAPP_CA | MAPP_US | Internal | Shoulder | B13 | 600 | 372 | 372 | 99.56 | 109.28 | 7 | 2.72
2035 | MAPP_CA_2_MAPP_US | MAPP_CA | MAPP_US | Internal | Shoulder | B14 | 900 | 372 | 372 | 99.56 | 107.77 | 7 | 1.21
2035 | MAPP_CA_2_MAPP_US | MAPP_CA | MAPP_US | Internal | Shoulder | B15 | 1203 | 372 | 0 | 99.56 | 92.57 | 7 | 0
2035 | MAPP_CA_2_MAPP_US | MAPP_CA | MAPP_US | Internal | Summer | B1 | 10 | 372 | 372 | 72.58 | 210.26 | 7 | 130.68
2035 | MAPP_CA_2_MAPP_US | MAPP_CA | MAPP_US | Internal | Summer | B2 | 25 | 372 | 372 | 72.58 | 206.76 | 7 | 127.18
2035 | MAPP_CA_2_MAPP_US | MAPP_CA | MAPP_US | Internal | Summer | B3 | 75 | 372 | 372 | 72.58 | 206.66 | 7 | 127.09
2035 | MAPP_CA_2_MAPP_US | MAPP_CA | MAPP_US | Internal | Summer | B4 | 100 | 372 | 372 | 72.58 | 192.97 | 7 | 113.4
2035 | MAPP_CA_2_MAPP_US | MAPP_CA | MAPP_US | Internal | Summer | B5 | 200 | 372 | 372 | 72.58 | 152.48 | 7 | 72.91
2035 | MAPP_CA_2_MAPP_US | MAPP_CA | MAPP_US | Internal | Summer | B6 | 300 | 372 | 372 | 72.58 | 135.6 | 7 | 56.03
2035 | MAPP_CA_2_MAPP_US | MAPP_CA | MAPP_US | Internal | Summer | B7 | 400 | 372 | 372 | 72.58 | 127.23 | 7 | 47.66
2035 | MAPP_CA_2_MAPP_US | MAPP_CA | MAPP_US | Internal | Summer | B8 | 500 | 372 | 372 | 72.58 | 112.92 | 7 | 33.34
2035 | MAPP_CA_2_MAPP_US | MAPP_CA | MAPP_US | Internal | Summer | B9 | 800 | 372 | 372 | 72.58 | 106.4 | 7 | 26.82
2035 | MAPP_CA_2_MAPP_US | MAPP_CA | MAPP_US | Internal | Summer | B10 | 1262 | 372 | 372 | 72.58 | 98.76 | 7 | 19.18
2035 | MAPP_CA_2_MAPP_US | MAPP_CA | MAPP_US | Internal | Winter | B16 | 25 | 372 | 0 | 105.86 | 107.42 | 7 | 0
2035 | MAPP_CA_2_MAPP_US | MAPP_CA | MAPP_US | Internal | Winter | B17 | 100 | 372 | 0 | 105.86 | 106.39 | 7 | 0
2035 | MAPP_CA_2_MAPP_US | MAPP_CA | MAPP_US | Internal | Winter | B18 | 400 | 372 | 0 | 105.86 | 110.89 | 7 | 0
2035 | MAPP_CA_2_MAPP_US | MAPP_CA | MAPP_US | Internal | Winter | B19 | 700 | 372 | 0 | 105.86 | 110.89 | 7 | 0
2035 | MAPP_CA_2_MAPP_US | MAPP_CA | MAPP_US | Internal | Winter | B20 | 935 | 372 | 0 | 105.86 | 98.87 | 7 | 0
2035 | MAPP_CA_2_MISO_W | MAPP_CA | MISO_W | Internal | Shoulder | B11 | 25 | 2196 | 2196 | 99.56 | 135.07 | 0.01 | 35.5
2035 | MAPP_CA_2_MISO_W | MAPP_CA | MISO_W | Internal | Shoulder | B12 | 200 | 2196 | 2196 | 99.56 | 123.1 | 0.01 | 23.53
2035 | MAPP_CA_2_MISO_W | MAPP_CA | MISO_W | Internal | Shoulder | B13 | 600 | 2196 | 2196 | 99.56 | 116.28 | 0.01 | 16.71
2035 | MAPP_CA_2_MISO_W | MAPP_CA | MISO_W | Internal | Shoulder | B14 | 900 | 2196 | 2196 | 99.56 | 114.77 | 0.01 | 15.2
2035 | MAPP_CA_2_MISO_W | MAPP_CA | MISO_W | Internal | Shoulder | B15 | 1203 | 2196 | 1478.36 | 99.56 | 99.57 | 0.01 | 0
2035 | MAPP_CA_2_MISO_W | MAPP_CA | MISO_W | Internal | Summer | B1 | 10 | 2196 | 2196 | 72.58 | 217.26 | 0.01 | 144.67
2035 | MAPP_CA_2_MISO_W | MAPP_CA | MISO_W | Internal | Summer | B2 | 25 | 2196 | 2196 | 72.58 | 213.76 | 0.01 | 141.17
2035 | MAPP_CA_2_MISO_W | MAPP_CA | MISO_W | Internal | Summer | B3 | 75 | 2196 | 2196 | 72.58 | 213.66 | 0.01 | 141.08
2035 | MAPP_CA_2_MISO_W | MAPP_CA | MISO_W | Internal | Summer | B4 | 100 | 2196 | 2196 | 72.58 | 199.97 | 0.01 | 127.39
2035 | MAPP_CA_2_MISO_W | MAPP_CA | MISO_W | Internal | Summer | B5 | 200 | 2196 | 2196 | 72.58 | 159.48 | 0.01 | 86.9
2035 | MAPP_CA_2_MISO_W | MAPP_CA | MISO_W | Internal | Summer | B6 | 300 | 2196 | 2196 | 72.58 | 142.6 | 0.01 | 70.01
2035 | MAPP_CA_2_MISO_W | MAPP_CA | MISO_W | Internal | Summer | B7 | 400 | 2196 | 2196 | 72.58 | 134.23 | 0.01 | 61.64
2035 | MAPP_CA_2_MISO_W | MAPP_CA | MISO_W | Internal | Summer | B8 | 500 | 2196 | 2196 | 72.58 | 119.92 | 0.01 | 47.33
2035 | MAPP_CA_2_MISO_W | MAPP_CA | MISO_W | Internal | Summer | B9 | 800 | 2196 | 2196 | 72.58 | 113.4 | 0.01 | 40.81
2035 | MAPP_CA_2_MISO_W | MAPP_CA | MISO_W | Internal | Summer | B10 | 1262 | 2196 | 2196 | 72.58 | 105.76 | 0.01 | 33.17
2035 | MAPP_CA_2_MISO_W | MAPP_CA | MISO_W | Internal | Winter | B16 | 25 | 2196 | 2196 | 105.86 | 114.42 | 0.01 | 8.55
2035 | MAPP_CA_2_MISO_W | MAPP_CA | MISO_W | Internal | Winter | B17 | 100 | 2196 | 2196 | 105.86 | 113.39 | 0.01 | 7.53
2035 | MAPP_CA_2_MISO_W | MAPP_CA | MISO_W | Internal | Winter | B18 | 400 | 2196 | 2196 | 105.86 | 117.89 | 0.01 | 12.02
2035 | MAPP_CA_2_MISO_W | MAPP_CA | MISO_W | Internal | Winter | B19 | 700 | 2196 | 2196 | 105.86 | 117.89 | 0.01 | 12.02
2035 | MAPP_CA_2_MISO_W | MAPP_CA | MISO_W | Internal | Winter | B20 | 935 | 2196 | 1249.56 | 105.86 | 105.87 | 0.01 | 0
2035 | MAPP_US_2_MAPP_CA | MAPP_US | MAPP_CA | Internal | Shoulder | B11 | 25 | 165 | 0 | 128.07 | 99.56 | 7 | 0
2035 | MAPP_US_2_MAPP_CA | MAPP_US | MAPP_CA | Internal | Shoulder | B12 | 200 | 165 | 0 | 111.75 | 99.56 | 7 | 0
2035 | MAPP_US_2_MAPP_CA | MAPP_US | MAPP_CA | Internal | Shoulder | B13 | 600 | 165 | 0 | 109.28 | 99.56 | 7 | 0
2035 | MAPP_US_2_MAPP_CA | MAPP_US | MAPP_CA | Internal | Shoulder | B14 | 900 | 165 | 0 | 107.77 | 99.56 | 7 | 0
2035 | MAPP_US_2_MAPP_CA | MAPP_US | MAPP_CA | Internal | Shoulder | B15 | 1203 | 165 | 0 | 92.57 | 99.56 | 7 | 0
2035 | MAPP_US_2_MAPP_CA | MAPP_US | MAPP_CA | Internal | Summer | B1 | 10 | 165 | 0 | 210.26 | 72.58 | 7 | 0
2035 | MAPP_US_2_MAPP_CA | MAPP_US | MAPP_CA | Internal | Summer | B2 | 25 | 165 | 0 | 206.76 | 72.58 | 7 | 0
2035 | MAPP_US_2_MAPP_CA | MAPP_US | MAPP_CA | Internal | Summer | B3 | 75 | 165 | 0 | 206.66 | 72.58 | 7 | 0
2035 | MAPP_US_2_MAPP_CA | MAPP_US | MAPP_CA | Internal | Summer | B4 | 100 | 165 | 0 | 192.97 | 72.58 | 7 | 0
2035 | MAPP_US_2_MAPP_CA | MAPP_US | MAPP_CA | Internal | Summer | B5 | 200 | 165 | 0 | 152.48 | 72.58 | 7 | 0
2035 | MAPP_US_2_MAPP_CA | MAPP_US | MAPP_CA | Internal | Summer | B6 | 300 | 165 | 0 | 135.6 | 72.58 | 7 | 0
2035 | MAPP_US_2_MAPP_CA | MAPP_US | MAPP_CA | Internal | Summer | B7 | 400 | 165 | 0 | 127.23 | 72.58 | 7 | 0
2035 | MAPP_US_2_MAPP_CA | MAPP_US | MAPP_CA | Internal | Summer | B8 | 500 | 165 | 0 | 112.92 | 72.58 | 7 | 0
2035 | MAPP_US_2_MAPP_CA | MAPP_US | MAPP_CA | Internal | Summer | B9 | 800 | 165 | 0 | 106.4 | 72.58 | 7 | 0
2035 | MAPP_US_2_MAPP_CA | MAPP_US | MAPP_CA | Internal | Summer | B10 | 1262 | 165 | 0 | 98.76 | 72.58 | 7 | 0
2035 | MAPP_US_2_MAPP_CA | MAPP_US | MAPP_CA | Internal | Winter | B16 | 25 | 165 | 0 | 107.42 | 105.86 | 7 | 0
2035 | MAPP_US_2_MAPP_CA | MAPP_US | MAPP_CA | Internal | Winter | B17 | 100 | 165 | 0 | 106.39 | 105.86 | 7 | 0
2035 | MAPP_US_2_MAPP_CA | MAPP_US | MAPP_CA | Internal | Winter | B18 | 400 | 165 | 0 | 110.89 | 105.86 | 7 | 0
2035 | MAPP_US_2_MAPP_CA | MAPP_US | MAPP_CA | Internal | Winter | B19 | 700 | 165 | 0 | 110.89 | 105.86 | 7 | 0
2035 | MAPP_US_2_MAPP_CA | MAPP_US | MAPP_CA | Internal | Winter | B20 | 935 | 165 | 0 | 98.87 | 105.86 | 7 | 0
2035 | MAPP_US_2_MISO_W | MAPP_US | MISO_W | Internal | Shoulder | B11 | 25 | 2635 | 1457.18 | 128.07 | 135.07 | 7 | 0
2035 | MAPP_US_2_MISO_W | MAPP_US | MISO_W | Internal | Shoulder | B12 | 200 | 2635 | 2635 | 111.75 | 123.1 | 7 | 4.35
2035 | MAPP_US_2_MISO_W | MAPP_US | MISO_W | Internal | Shoulder | B13 | 600 | 2635 | 1911.52 | 109.28 | 116.28 | 7 | 0
2035 | MAPP_US_2_MISO_W | MAPP_US | MISO_W | Internal | Shoulder | B14 | 900 | 2635 | 872.11 | 107.77 | 114.77 | 7 | 0
2035 | MAPP_US_2_MISO_W | MAPP_US | MISO_W | Internal | Shoulder | B15 | 1203 | 2635 | 152.64 | 92.57 | 99.57 | 7 | 0
2035 | MAPP_US_2_MISO_W | MAPP_US | MISO_W | Internal | Summer | B1 | 10 | 2635 | 72.2 | 210.26 | 217.26 | 7 | 0
2035 | MAPP_US_2_MISO_W | MAPP_US | MISO_W | Internal | Summer | B2 | 25 | 2635 | 797.48 | 206.76 | 213.76 | 7 | 0
2035 | MAPP_US_2_MISO_W | MAPP_US | MISO_W | Internal | Summer | B3 | 75 | 2635 | 543.63 | 206.66 | 213.66 | 7 | 0
2035 | MAPP_US_2_MISO_W | MAPP_US | MISO_W | Internal | Summer | B4 | 100 | 2635 | 1154.7 | 192.97 | 199.97 | 7 | 0
2035 | MAPP_US_2_MISO_W | MAPP_US | MISO_W | Internal | Summer | B5 | 200 | 2635 | 604.22 | 152.48 | 159.48 | 7 | 0
2035 | MAPP_US_2_MISO_W | MAPP_US | MISO_W | Internal | Summer | B6 | 300 | 2635 | 87.48 | 135.6 | 142.6 | 7 | 0
2035 | MAPP_US_2_MISO_W | MAPP_US | MISO_W | Internal | Summer | B7 | 400 | 2635 | 824.43 | 127.23 | 134.23 | 7 | 0
2035 | MAPP_US_2_MISO_W | MAPP_US | MISO_W | Internal | Summer | B8 | 500 | 2635 | 1513.96 | 112.92 | 119.92 | 7 | 0
2035 | MAPP_US_2_MISO_W | MAPP_US | MISO_W | Internal | Summer | B9 | 800 | 2635 | 997.99 | 106.4 | 113.4 | 7 | 0
2035 | MAPP_US_2_MISO_W | MAPP_US | MISO_W | Internal | Summer | B10 | 1262 | 2635 | 1217.88 | 98.76 | 105.76 | 7 | 0
2035 | MAPP_US_2_MISO_W | MAPP_US | MISO_W | Internal | Winter | B16 | 25 | 2635 | 2356.46 | 107.42 | 114.42 | 7 | 0
2035 | MAPP_US_2_MISO_W | MAPP_US | MISO_W | Internal | Winter | B17 | 100 | 2635 | 988.66 | 106.39 | 113.39 | 7 | 0
2035 | MAPP_US_2_MISO_W | MAPP_US | MISO_W | Internal | Winter | B18 | 400 | 2635 | 2007.35 | 110.89 | 117.89 | 7 | 0
2035 | MAPP_US_2_MISO_W | MAPP_US | MISO_W | Internal | Winter | B19 | 700 | 2635 | 718.36 | 110.89 | 117.89 | 7 | 0
2035 | MAPP_US_2_MISO_W | MAPP_US | MISO_W | Internal | Winter | B20 | 935 | 2635 | 1021.09 | 98.87 | 105.87 | 7 | 0
2035 | MAPP_US_2_NE | MAPP_US | NE | Internal | Shoulder | B11 | 25 | 2000 | 2000 | 128.07 | 136.13 | 7 | 1.06
2035 | MAPP_US_2_NE | MAPP_US | NE | Internal | Shoulder | B12 | 200 | 2000 | 1013.74 | 111.75 | 118.75 | 7 | 0
2035 | MAPP_US_2_NE | MAPP_US | NE | Internal | Shoulder | B13 | 600 | 2000 | 2000 | 109.28 | 117.56 | 7 | 1.28
2035 | MAPP_US_2_NE | MAPP_US | NE | Internal | Shoulder | B14 | 900 | 2000 | 2000 | 107.77 | 117.56 | 7 | 2.79
2035 | MAPP_US_2_NE | MAPP_US | NE | Internal | Shoulder | B15 | 1203 | 2000 | 2000 | 92.57 | 106.57 | 7 | 7
2035 | MAPP_US_2_NE | MAPP_US | NE | Internal | Summer | B1 | 10 | 2000 | 2000 | 210.26 | 220.32 | 7 | 3.06
2035 | MAPP_US_2_NE | MAPP_US | NE | Internal | Summer | B2 | 25 | 2000 | 2000 | 206.76 | 220.32 | 7 | 6.55
2035 | MAPP_US_2_NE | MAPP_US | NE | Internal | Summer | B3 | 75 | 2000 | 2000 | 206.66 | 220.32 | 7 | 6.65
2035 | MAPP_US_2_NE | MAPP_US | NE | Internal | Summer | B4 | 100 | 2000 | 1877.09 | 192.97 | 199.97 | 7 | 0
2035 | MAPP_US_2_NE | MAPP_US | NE | Internal | Summer | B5 | 200 | 2000 | 1676.33 | 152.48 | 159.48 | 7 | 0
2035 | MAPP_US_2_NE | MAPP_US | NE | Internal | Summer | B6 | 300 | 2000 | 2000 | 135.6 | 146.03 | 7 | 3.43
2035 | MAPP_US_2_NE | MAPP_US | NE | Internal | Summer | B7 | 400 | 2000 | 2000 | 127.23 | 138.32 | 7 | 4.09
2035 | MAPP_US_2_NE | MAPP_US | NE | Internal | Summer | B8 | 500 | 2000 | 2000 | 112.92 | 123.15 | 7 | 3.24
2035 | MAPP_US_2_NE | MAPP_US | NE | Internal | Summer | B9 | 800 | 2000 | 2000 | 106.4 | 116.59 | 7 | 3.19
2035 | MAPP_US_2_NE | MAPP_US | NE | Internal | Summer | B10 | 1262 | 2000 | 2000 | 98.76 | 112.76 | 7 | 7
2035 | MAPP_US_2_NE | MAPP_US | NE | Internal | Winter | B16 | 25 | 2000 | 2000 | 107.42 | 121.42 | 7 | 7
2035 | MAPP_US_2_NE | MAPP_US | NE | Internal | Winter | B17 | 100 | 2000 | 2000 | 106.39 | 120.39 | 7 | 7
2035 | MAPP_US_2_NE | MAPP_US | NE | Internal | Winter | B18 | 400 | 2000 | 2000 | 110.89 | 120.83 | 7 | 2.94
2035 | MAPP_US_2_NE | MAPP_US | NE | Internal | Winter | B19 | 700 | 2000 | 2000 | 110.89 | 120.83 | 7 | 2.94
2035 | MAPP_US_2_NE | MAPP_US | NE | Internal | Winter | B20 | 935 | 2000 | 2000 | 98.87 | 112.87 | 7 | 7
2035 | MARITIMES_2_NEISO | MARITIMES | NEISO | Internal | Shoulder | B11 | 25 | 99999 | 1720.66 | 71.99 | 72 | 0.01 | 0
2035 | MARITIMES_2_NEISO | MARITIMES | NEISO | Internal | Shoulder | B12 | 200 | 99999 | 1717.44 | 71.99 | 72 | 0.01 | 0
2035 | MARITIMES_2_NEISO | MARITIMES | NEISO | Internal | Shoulder | B13 | 600 | 99999 | 1704.78 | 71.99 | 72 | 0.01 | 0
2035 | MARITIMES_2_NEISO | MARITIMES | NEISO | Internal | Shoulder | B14 | 900 | 99999 | 1682.64 | 71.99 | 72 | 0.01 | 0
2035 | MARITIMES_2_NEISO | MARITIMES | NEISO | Internal | Shoulder | B15 | 1203 | 99999 | 648.08 | 71.99 | 72 | 0.01 | 0
2035 | MARITIMES_2_NEISO | MARITIMES | NEISO | Internal | Summer | B1 | 10 | 99999 | 1900.1 | 144.21 | 144.22 | 0.01 | 0
2035 | MARITIMES_2_NEISO | MARITIMES | NEISO | Internal | Summer | B2 | 25 | 99999 | 1878.84 | 181.45 | 181.46 | 0.01 | 0
2035 | MARITIMES_2_NEISO | MARITIMES | NEISO | Internal | Summer | B3 | 75 | 99999 | 1836.48 | 144.21 | 144.22 | 0.01 | 0
2035 | MARITIMES_2_NEISO | MARITIMES | NEISO | Internal | Summer | B4 | 100 | 99999 | 1800.07 | 123.42 | 123.43 | 0.01 | 0
2035 | MARITIMES_2_NEISO | MARITIMES | NEISO | Internal | Summer | B5 | 200 | 99999 | 1780.26 | 123.42 | 123.43 | 0.01 | 0
2035 | MARITIMES_2_NEISO | MARITIMES | NEISO | Internal | Summer | B6 | 300 | 99999 | 1757.92 | 123.42 | 123.43 | 0.01 | 0
2035 | MARITIMES_2_NEISO | MARITIMES | NEISO | Internal | Summer | B7 | 400 | 99999 | 1732.32 | 108.08 | 108.09 | 0.01 | 0
2035 | MARITIMES_2_NEISO | MARITIMES | NEISO | Internal | Summer | B8 | 500 | 99999 | 1712.2 | 108.08 | 108.09 | 0.01 | 0
2035 | MARITIMES_2_NEISO | MARITIMES | NEISO | Internal | Summer | B9 | 800 | 99999 | 1687.55 | 106.37 | 106.38 | 0.01 | 0
2035 | MARITIMES_2_NEISO | MARITIMES | NEISO | Internal | Summer | B10 | 1262 | 99999 | 465.16 | 106.37 | 106.38 | 0.01 | 0
2035 | MARITIMES_2_NEISO | MARITIMES | NEISO | Internal | Winter | B16 | 25 | 99999 | 1765.23 | 71.99 | 72 | 0.01 | 0
2035 | MARITIMES_2_NEISO | MARITIMES | NEISO | Internal | Winter | B17 | 100 | 99999 | 1747.34 | 71.99 | 72 | 0.01 | 0
2035 | MARITIMES_2_NEISO | MARITIMES | NEISO | Internal | Winter | B18 | 400 | 99999 | 1733.65 | 71.99 | 72 | 0.01 | 0
2035 | MARITIMES_2_NEISO | MARITIMES | NEISO | Internal | Winter | B19 | 700 | 99999 | 1708.15 | 71.99 | 72 | 0.01 | 0
2035 | MARITIMES_2_NEISO | MARITIMES | NEISO | Internal | Winter | B20 | 935 | 99999 | 723.43 | 71.99 | 72 | 0.01 | 0
2035 | MISO_IN_2_MISO_MI | MISO_IN | MISO_MI | Internal | Shoulder | B11 | 25 | 5021 | 2989.18 | 133.38 | 133.39 | 0.01 | 0
2035 | MISO_IN_2_MISO_MI | MISO_IN | MISO_MI | Internal | Shoulder | B12 | 200 | 5021 | 5021 | 123.1 | 128.43 | 0.01 | 5.32
2035 | MISO_IN_2_MISO_MI | MISO_IN | MISO_MI | Internal | Shoulder | B13 | 600 | 5021 | 5021 | 116.28 | 118.54 | 0.01 | 2.24
2035 | MISO_IN_2_MISO_MI | MISO_IN | MISO_MI | Internal | Shoulder | B14 | 900 | 5021 | 3255.03 | 114.85 | 114.86 | 0.01 | 0
2035 | MISO_IN_2_MISO_MI | MISO_IN | MISO_MI | Internal | Shoulder | B15 | 1203 | 5021 | 1414.4 | 114.85 | 114.86 | 0.01 | 0
2035 | MISO_IN_2_MISO_MI | MISO_IN | MISO_MI | Internal | Summer | B1 | 10 | 5021 | 3164.2 | 217.24 | 217.26 | 0.01 | 0
2035 | MISO_IN_2_MISO_MI | MISO_IN | MISO_MI | Internal | Summer | B2 | 25 | 5021 | 3682.7 | 213.76 | 213.77 | 0.01 | 0
2035 | MISO_IN_2_MISO_MI | MISO_IN | MISO_MI | Internal | Summer | B3 | 75 | 5021 | 2537.98 | 210.6 | 210.61 | 0.01 | 0
2035 | MISO_IN_2_MISO_MI | MISO_IN | MISO_MI | Internal | Summer | B4 | 100 | 5021 | 3246.53 | 195.96 | 195.97 | 0.01 | 0
2035 | MISO_IN_2_MISO_MI | MISO_IN | MISO_MI | Internal | Summer | B5 | 200 | 5021 | 3765.38 | 153.58 | 153.59 | 0.01 | 0
2035 | MISO_IN_2_MISO_MI | MISO_IN | MISO_MI | Internal | Summer | B6 | 300 | 5021 | 4822.7 | 138.26 | 138.27 | 0.01 | 0
2035 | MISO_IN_2_MISO_MI | MISO_IN | MISO_MI | Internal | Summer | B7 | 400 | 5021 | 5021 | 125.59 | 131.48 | 0.01 | 5.87
2035 | MISO_IN_2_MISO_MI | MISO_IN | MISO_MI | Internal | Summer | B8 | 500 | 5021 | 5021 | 118.71 | 124.33 | 0.01 | 5.61
2035 | MISO_IN_2_MISO_MI | MISO_IN | MISO_MI | Internal | Summer | B9 | 800 | 5021 | 4752.05 | 113.4 | 113.41 | 0.01 | 0
2035 | MISO_IN_2_MISO_MI | MISO_IN | MISO_MI | Internal | Summer | B10 | 1262 | 5021 | 3212.74 | 113.4 | 113.41 | 0.01 | 0
2035 | MISO_IN_2_MISO_MI | MISO_IN | MISO_MI | Internal | Winter | B16 | 25 | 5021 | 4829.56 | 135.44 | 135.45 | 0.01 | 0
2035 | MISO_IN_2_MISO_MI | MISO_IN | MISO_MI | Internal | Winter | B17 | 100 | 5021 | 5021 | 126.49 | 135.23 | 0.01 | 8.72
2035 | MISO_IN_2_MISO_MI | MISO_IN | MISO_MI | Internal | Winter | B18 | 400 | 5021 | 4588.41 | 120.06 | 120.07 | 0.01 | 0
2035 | MISO_IN_2_MISO_MI | MISO_IN | MISO_MI | Internal | Winter | B19 | 700 | 5021 | 4259 | 117.89 | 117.9 | 0.01 | 0
2035 | MISO_IN_2_MISO_MI | MISO_IN | MISO_MI | Internal | Winter | B20 | 935 | 5021 | 503.59 | 117.87 | 117.88 | 0.01 | 0
2035 | MISO_IN_2_MISO_MO-IL | MISO_IN | MISO_MO-IL | Internal | Shoulder | B11 | 25 | 5533 | 5533 | 133.38 | 135.08 | 0.01 | 1.69
2035 | MISO_IN_2_MISO_MO-IL | MISO_IN | MISO_MO-IL | Internal | Shoulder | B12 | 200 | 5533 | 3634.96 | 123.1 | 123.11 | 0.01 | 0
2035 | MISO_IN_2_MISO_MO-IL | MISO_IN | MISO_MO-IL | Internal | Shoulder | B13 | 600 | 5533 | 3941.54 | 116.28 | 116.3 | 0.01 | 0
2035 | MISO_IN_2_MISO_MO-IL | MISO_IN | MISO_MO-IL | Internal | Shoulder | B14 | 900 | 5533 | 1794.83 | 114.85 | 114.86 | 0.01 | 0
2035 | MISO_IN_2_MISO_MO-IL | MISO_IN | MISO_MO-IL | Internal | Shoulder | B15 | 1203 | 5533 | 0 | 114.85 | 114.84 | 0.01 | 0
2035 | MISO_IN_2_MISO_MO-IL | MISO_IN | MISO_MO-IL | Internal | Summer | B1 | 10 | 5533 | 4992.67 | 217.24 | 217.26 | 0.01 | 0
2035 | MISO_IN_2_MISO_MO-IL | MISO_IN | MISO_MO-IL | Internal | Summer | B2 | 25 | 5533 | 4317.34 | 213.76 | 213.77 | 0.01 | 0
2035 | MISO_IN_2_MISO_MO-IL | MISO_IN | MISO_MO-IL | Internal | Summer | B3 | 75 | 5533 | 5533 | 210.6 | 213.65 | 0.01 | 3.04
2035 | MISO_IN_2_MISO_MO-IL | MISO_IN | MISO_MO-IL | Internal | Summer | B4 | 100 | 5533 | 5533 | 195.96 | 199.97 | 0.01 | 4
2035 | MISO_IN_2_MISO_MO-IL | MISO_IN | MISO_MO-IL | Internal | Summer | B5 | 200 | 5533 | 5533 | 153.58 | 159.47 | 0.01 | 5.88
2035 | MISO_IN_2_MISO_MO-IL | MISO_IN | MISO_MO-IL | Internal | Summer | B6 | 300 | 5533 | 5533 | 138.26 | 142.59 | 0.01 | 4.32
2035 | MISO_IN_2_MISO_MO-IL | MISO_IN | MISO_MO-IL | Internal | Summer | B7 | 400 | 5533 | 5533 | 125.59 | 134.24 | 0.01 | 8.64
2035 | MISO_IN_2_MISO_MO-IL | MISO_IN | MISO_MO-IL | Internal | Summer | B8 | 500 | 5533 | 5533 | 118.71 | 119.93 | 0.01 | 1.21
2035 | MISO_IN_2_MISO_MO-IL | MISO_IN | MISO_MO-IL | Internal | Summer | B9 | 800 | 5533 | 3611.34 | 113.4 | 113.41 | 0.01 | 0
2035 | MISO_IN_2_MISO_MO-IL | MISO_IN | MISO_MO-IL | Internal | Summer | B10 | 1262 | 5533 | 1237.02 | 113.4 | 113.41 | 0.01 | 0
2035 | MISO_IN_2_MISO_MO-IL | MISO_IN | MISO_MO-IL | Internal | Winter | B16 | 25 | 5533 | 0 | 135.44 | 135.43 | 0.01 | 0
2035 | MISO_IN_2_MISO_MO-IL | MISO_IN | MISO_MO-IL | Internal | Winter | B17 | 100 | 5533 | 338.85 | 126.49 | 126.51 | 0.01 | 0
2035 | MISO_IN_2_MISO_MO-IL | MISO_IN | MISO_MO-IL | Internal | Winter | B18 | 400 | 5533 | 1561.31 | 120.06 | 120.07 | 0.01 | 0
2035 | MISO_IN_2_MISO_MO-IL | MISO_IN | MISO_MO-IL | Internal | Winter | B19 | 700 | 5533 | 2352.28 | 117.89 | 117.9 | 0.01 | 0
2035 | MISO_IN_2_MISO_MO-IL | MISO_IN | MISO_MO-IL | Internal | Winter | B20 | 935 | 5533 | 0 | 117.87 | 117.86 | 0.01 | 0
2035 | MISO_IN_2_NonRTO_Midwest | MISO_IN | NonRTO_Midwest | Internal | Shoulder | B11 | 25 | 4800 | 681.91 | 133.38 | 141.38 | 8 | 0
2035 | MISO_IN_2_NonRTO_Midwest | MISO_IN | NonRTO_Midwest | Internal | Shoulder | B12 | 200 | 4800 | 0 | 123.1 | 127.91 | 8 | 0
2035 | MISO_IN_2_NonRTO_Midwest | MISO_IN | NonRTO_Midwest | Internal | Shoulder | B13 | 600 | 4800 | 0 | 116.28 | 118.54 | 8 | 0
2035 | MISO_IN_2_NonRTO_Midwest | MISO_IN | NonRTO_Midwest | Internal | Shoulder | B14 | 900 | 4800 | 0 | 114.85 | 118.54 | 8 | 0
2035 | MISO_IN_2_NonRTO_Midwest | MISO_IN | NonRTO_Midwest | Internal | Shoulder | B15 | 1203 | 4800 | 0 | 114.85 | 118.54 | 8 | 0
2035 | MISO_IN_2_NonRTO_Midwest | MISO_IN | NonRTO_Midwest | Internal | Summer | B1 | 10 | 4800 | 0 | 217.24 | 219.93 | 8 | 0
2035 | MISO_IN_2_NonRTO_Midwest | MISO_IN | NonRTO_Midwest | Internal | Summer | B2 | 25 | 4800 | 0 | 213.76 | 219.93 | 8 | 0
2035 | MISO_IN_2_NonRTO_Midwest | MISO_IN | NonRTO_Midwest | Internal | Summer | B3 | 75 | 4800 | 720.48 | 210.6 | 218.6 | 8 | 0
2035 | MISO_IN_2_NonRTO_Midwest | MISO_IN | NonRTO_Midwest | Internal | Summer | B4 | 100 | 4800 | 0 | 195.96 | 199.97 | 8 | 0
2035 | MISO_IN_2_NonRTO_Midwest | MISO_IN | NonRTO_Midwest | Internal | Summer | B5 | 200 | 4800 | 0 | 153.58 | 153.83 | 8 | 0
2035 | MISO_IN_2_NonRTO_Midwest | MISO_IN | NonRTO_Midwest | Internal | Summer | B6 | 300 | 4800 | 0 | 138.26 | 130.26 | 8 | 0
2035 | MISO_IN_2_NonRTO_Midwest | MISO_IN | NonRTO_Midwest | Internal | Summer | B7 | 400 | 4800 | 0 | 125.59 | 117.59 | 8 | 0
2035 | MISO_IN_2_NonRTO_Midwest | MISO_IN | NonRTO_Midwest | Internal | Summer | B8 | 500 | 4800 | 0 | 118.71 | 117.03 | 8 | 0
2035 | MISO_IN_2_NonRTO_Midwest | MISO_IN | NonRTO_Midwest | Internal | Summer | B9 | 800 | 4800 | 0 | 113.4 | 117.03 | 8 | 0
2035 | MISO_IN_2_NonRTO_Midwest | MISO_IN | NonRTO_Midwest | Internal | Summer | B10 | 1262 | 4800 | 0 | 113.4 | 117.03 | 8 | 0
2035 | MISO_IN_2_NonRTO_Midwest | MISO_IN | NonRTO_Midwest | Internal | Winter | B16 | 25 | 4800 | 1167.21 | 135.44 | 143.44 | 8 | 0
2035 | MISO_IN_2_NonRTO_Midwest | MISO_IN | NonRTO_Midwest | Internal | Winter | B17 | 100 | 4800 | 32.69 | 126.49 | 134.49 | 8 | 0
2035 | MISO_IN_2_NonRTO_Midwest | MISO_IN | NonRTO_Midwest | Internal | Winter | B18 | 400 | 4800 | 0 | 120.06 | 121.86 | 8 | 0
2035 | MISO_IN_2_NonRTO_Midwest | MISO_IN | NonRTO_Midwest | Internal | Winter | B19 | 700 | 4800 | 0 | 117.89 | 121.86 | 8 | 0
2035 | MISO_IN_2_NonRTO_Midwest | MISO_IN | NonRTO_Midwest | Internal | Winter | B20 | 935 | 4800 | 0 | 117.87 | 121.86 | 8 | 0
2035 | MISO_IN_2_PJM_ROR | MISO_IN | PJM_ROR | Internal | Shoulder | B11 | 25 | 992 | 0 | 133.38 | 133.31 | 2 | 0
2035 | MISO_IN_2_PJM_ROR | MISO_IN | PJM_ROR | Internal | Shoulder | B12 | 200 | 992 | 992 | 123.1 | 130.43 | 2 | 5.33
2035 | MISO_IN_2_PJM_ROR | MISO_IN | PJM_ROR | Internal | Shoulder | B13 | 600 | 992 | 992 | 116.28 | 120.54 | 2 | 2.25
2035 | MISO_IN_2_PJM_ROR | MISO_IN | PJM_ROR | Internal | Shoulder | B14 | 900 | 992 | 268.01 | 114.85 | 116.85 | 2 | 0
2035 | MISO_IN_2_PJM_ROR | MISO_IN | PJM_ROR | Internal | Shoulder | B15 | 1203 | 992 | 0 | 114.85 | 114.79 | 2 | 0
2035 | MISO_IN_2_PJM_ROR | MISO_IN | PJM_ROR | Internal | Summer | B1 | 10 | 992 | 0 | 217.24 | 215.76 | 2 | 0
2035 | MISO_IN_2_PJM_ROR | MISO_IN | PJM_ROR | Internal | Summer | B2 | 25 | 992 | 152.45 | 213.76 | 215.76 | 2 | 0
2035 | MISO_IN_2_PJM_ROR | MISO_IN | PJM_ROR | Internal | Summer | B3 | 75 | 992 | 201.22 | 210.6 | 212.6 | 2 | 0
2035 | MISO_IN_2_PJM_ROR | MISO_IN | PJM_ROR | Internal | Summer | B4 | 100 | 992 | 992 | 195.96 | 197.97 | 2 | 0.01
2035 | MISO_IN_2_PJM_ROR | MISO_IN | PJM_ROR | Internal | Summer | B5 | 200 | 992 | 992 | 153.58 | 157.48 | 2 | 1.91
2035 | MISO_IN_2_PJM_ROR | MISO_IN | PJM_ROR | Internal | Summer | B6 | 300 | 992 | 992 | 138.26 | 140.27 | 2 | 0.01
2035 | MISO_IN_2_PJM_ROR | MISO_IN | PJM_ROR | Internal | Summer | B7 | 400 | 992 | 992 | 125.59 | 133.46 | 2 | 5.87
2035 | MISO_IN_2_PJM_ROR | MISO_IN | PJM_ROR | Internal | Summer | B8 | 500 | 992 | 992 | 118.71 | 126.33 | 2 | 5.62
2035 | MISO_IN_2_PJM_ROR | MISO_IN | PJM_ROR | Internal | Summer | B9 | 800 | 992 | 891.35 | 113.4 | 115.4 | 2 | 0
2035 | MISO_IN_2_PJM_ROR | MISO_IN | PJM_ROR | Internal | Summer | B10 | 1262 | 992 | 0 | 113.4 | 113.16 | 2 | 0
2035 | MISO_IN_2_PJM_ROR | MISO_IN | PJM_ROR | Internal | Winter | B16 | 25 | 992 | 0 | 135.44 | 137.43 | 2 | 0
2035 | MISO_IN_2_PJM_ROR | MISO_IN | PJM_ROR | Internal | Winter | B17 | 100 | 992 | 992 | 126.49 | 137.23 | 2 | 8.73
2035 | MISO_IN_2_PJM_ROR | MISO_IN | PJM_ROR | Internal | Winter | B18 | 400 | 992 | 992 | 120.06 | 122.07 | 2 | 0.01
2035 | MISO_IN_2_PJM_ROR | MISO_IN | PJM_ROR | Internal | Winter | B19 | 700 | 992 | 992 | 117.89 | 119.9 | 2 | 0.01
2035 | MISO_IN_2_PJM_ROR | MISO_IN | PJM_ROR | Internal | Winter | B20 | 935 | 992 | 0 | 117.87 | 118.29 | 2 | 0
2035 | MISO_MI_2_MISO_IN | MISO_MI | MISO_IN | Internal | Shoulder | B11 | 25 | 2066 | 0 | 133.39 | 133.38 | 0.01 | 0
2035 | MISO_MI_2_MISO_IN | MISO_MI | MISO_IN | Internal | Shoulder | B12 | 200 | 2066 | 0 | 128.43 | 123.1 | 0.01 | 0
2035 | MISO_MI_2_MISO_IN | MISO_MI | MISO_IN | Internal | Shoulder | B13 | 600 | 2066 | 0 | 118.54 | 116.28 | 0.01 | 0
2035 | MISO_MI_2_MISO_IN | MISO_MI | MISO_IN | Internal | Shoulder | B14 | 900 | 2066 | 0 | 114.86 | 114.85 | 0.01 | 0
2035 | MISO_MI_2_MISO_IN | MISO_MI | MISO_IN | Internal | Shoulder | B15 | 1203 | 2066 | 0 | 114.86 | 114.85 | 0.01 | 0
2035 | MISO_MI_2_MISO_IN | MISO_MI | MISO_IN | Internal | Summer | B1 | 10 | 2066 | 0 | 217.26 | 217.24 | 0.01 | 0
2035 | MISO_MI_2_MISO_IN | MISO_MI | MISO_IN | Internal | Summer | B2 | 25 | 2066 | 0 | 213.77 | 213.76 | 0.01 | 0
2035 | MISO_MI_2_MISO_IN | MISO_MI | MISO_IN | Internal | Summer | B3 | 75 | 2066 | 0 | 210.61 | 210.6 | 0.01 | 0
2035 | MISO_MI_2_MISO_IN | MISO_MI | MISO_IN | Internal | Summer | B4 | 100 | 2066 | 0 | 195.97 | 195.96 | 0.01 | 0
2035 | MISO_MI_2_MISO_IN | MISO_MI | MISO_IN | Internal | Summer | B5 | 200 | 2066 | 0 | 153.59 | 153.58 | 0.01 | 0
2035 | MISO_MI_2_MISO_IN | MISO_MI | MISO_IN | Internal | Summer | B6 | 300 | 2066 | 0 | 138.27 | 138.26 | 0.01 | 0
2035 | MISO_MI_2_MISO_IN | MISO_MI | MISO_IN | Internal | Summer | B7 | 400 | 2066 | 0 | 131.48 | 125.59 | 0.01 | 0
2035 | MISO_MI_2_MISO_IN | MISO_MI | MISO_IN | Internal | Summer | B8 | 500 | 2066 | 0 | 124.33 | 118.71 | 0.01 | 0
2035 | MISO_MI_2_MISO_IN | MISO_MI | MISO_IN | Internal | Summer | B9 | 800 | 2066 | 0 | 113.41 | 113.4 | 0.01 | 0
2035 | MISO_MI_2_MISO_IN | MISO_MI | MISO_IN | Internal | Summer | B10 | 1262 | 2066 | 0 | 113.41 | 113.4 | 0.01 | 0
2035 | MISO_MI_2_MISO_IN | MISO_MI | MISO_IN | Internal | Winter | B16 | 25 | 2066 | 0 | 135.45 | 135.44 | 0.01 | 0
2035 | MISO_MI_2_MISO_IN | MISO_MI | MISO_IN | Internal | Winter | B17 | 100 | 2066 | 0 | 135.23 | 126.49 | 0.01 | 0
2035 | MISO_MI_2_MISO_IN | MISO_MI | MISO_IN | Internal | Winter | B18 | 400 | 2066 | 0 | 120.07 | 120.06 | 0.01 | 0
2035 | MISO_MI_2_MISO_IN | MISO_MI | MISO_IN | Internal | Winter | B19 | 700 | 2066 | 0 | 117.9 | 117.89 | 0.01 | 0
2035 | MISO_MI_2_MISO_IN | MISO_MI | MISO_IN | Internal | Winter | B20 | 935 | 2066 | 0 | 117.88 | 117.87 | 0.01 | 0
2035 | MISO_MI_2_MISO_WUMS | MISO_MI | MISO_WUMS | Internal | Shoulder | B11 | 25 | 1440 | 0 | 133.39 | 133.31 | 0.01 | 0
2035 | MISO_MI_2_MISO_WUMS | MISO_MI | MISO_WUMS | Internal | Shoulder | B12 | 200 | 1440 | 0 | 128.43 | 123.11 | 0.01 | 0
2035 | MISO_MI_2_MISO_WUMS | MISO_MI | MISO_WUMS | Internal | Shoulder | B13 | 600 | 1440 | 0 | 118.54 | 118.53 | 0.01 | 0
2035 | MISO_MI_2_MISO_WUMS | MISO_MI | MISO_WUMS | Internal | Shoulder | B14 | 900 | 1440 | 0 | 114.86 | 114.79 | 0.01 | 0
2035 | MISO_MI_2_MISO_WUMS | MISO_MI | MISO_WUMS | Internal | Shoulder | B15 | 1203 | 1440 | 0 | 114.86 | 114.79 | 0.01 | 0
2035 | MISO_MI_2_MISO_WUMS | MISO_MI | MISO_WUMS | Internal | Summer | B1 | 10 | 1440 | 0 | 217.26 | 217.24 | 0.01 | 0
2035 | MISO_MI_2_MISO_WUMS | MISO_MI | MISO_WUMS | Internal | Summer | B2 | 25 | 1440 | 0 | 213.77 | 213.76 | 0.01 | 0
2035 | MISO_MI_2_MISO_WUMS | MISO_MI | MISO_WUMS | Internal | Summer | B3 | 75 | 1440 | 0 | 210.61 | 210.6 | 0.01 | 0
2035 | MISO_MI_2_MISO_WUMS | MISO_MI | MISO_WUMS | Internal | Summer | B4 | 100 | 1440 | 0 | 195.97 | 195.96 | 0.01 | 0
2035 | MISO_MI_2_MISO_WUMS | MISO_MI | MISO_WUMS | Internal | Summer | B5 | 200 | 1440 | 0 | 153.59 | 153.58 | 0.01 | 0
2035 | MISO_MI_2_MISO_WUMS | MISO_MI | MISO_WUMS | Internal | Summer | B6 | 300 | 1440 | 0 | 138.27 | 138.26 | 0.01 | 0
2035 | MISO_MI_2_MISO_WUMS | MISO_MI | MISO_WUMS | Internal | Summer | B7 | 400 | 1440 | 0 | 131.48 | 131.46 | 0.01 | 0
2035 | MISO_MI_2_MISO_WUMS | MISO_MI | MISO_WUMS | Internal | Summer | B8 | 500 | 1440 | 0 | 124.33 | 119.93 | 0.01 | 0
2035 | MISO_MI_2_MISO_WUMS | MISO_MI | MISO_WUMS | Internal | Summer | B9 | 800 | 1440 | 0 | 113.41 | 113.4 | 0.01 | 0
2035 | MISO_MI_2_MISO_WUMS | MISO_MI | MISO_WUMS | Internal | Summer | B10 | 1262 | 1440 | 0 | 113.41 | 113.22 | 0.01 | 0
2035 | MISO_MI_2_MISO_WUMS | MISO_MI | MISO_WUMS | Internal | Winter | B16 | 25 | 1440 | 0 | 135.45 | 135.43 | 0.01 | 0
2035 | MISO_MI_2_MISO_WUMS | MISO_MI | MISO_WUMS | Internal | Winter | B17 | 100 | 1440 | 0 | 135.23 | 135.22 | 0.01 | 0
2035 | MISO_MI_2_MISO_WUMS | MISO_MI | MISO_WUMS | Internal | Winter | B18 | 400 | 1440 | 0 | 120.07 | 120.06 | 0.01 | 0
2035 | MISO_MI_2_MISO_WUMS | MISO_MI | MISO_WUMS | Internal | Winter | B19 | 700 | 1440 | 0 | 117.9 | 117.9 | 0.01 | 0
2035 | MISO_MI_2_MISO_WUMS | MISO_MI | MISO_WUMS | Internal | Winter | B20 | 935 | 1440 | 0 | 117.88 | 117.75 | 0.01 | 0
2035 | MISO_MI_2_PJM_ROR | MISO_MI | PJM_ROR | Internal | Shoulder | B11 | 25 | 1424 | 0 | 133.39 | 133.31 | 2 | 0
2035 | MISO_MI_2_PJM_ROR | MISO_MI | PJM_ROR | Internal | Shoulder | B12 | 200 | 1424 | 555.93 | 128.43 | 130.43 | 2 | 0
2035 | MISO_MI_2_PJM_ROR | MISO_MI | PJM_ROR | Internal | Shoulder | B13 | 600 | 1424 | 865.78 | 118.54 | 120.54 | 2 | 0
2035 | MISO_MI_2_PJM_ROR | MISO_MI | PJM_ROR | Internal | Shoulder | B14 | 900 | 1424 | 0 | 114.86 | 116.85 | 2 | 0
2035 | MISO_MI_2_PJM_ROR | MISO_MI | PJM_ROR | Internal | Shoulder | B15 | 1203 | 1424 | 0 | 114.86 | 114.79 | 2 | 0
2035 | MISO_MI_2_PJM_ROR | MISO_MI | PJM_ROR | Internal | Summer | B1 | 10 | 1424 | 0 | 217.26 | 215.76 | 2 | 0
2035 | MISO_MI_2_PJM_ROR | MISO_MI | PJM_ROR | Internal | Summer | B2 | 25 | 1424 | 0 | 213.77 | 215.76 | 2 | 0
2035 | MISO_MI_2_PJM_ROR | MISO_MI | PJM_ROR | Internal | Summer | B3 | 75 | 1424 | 0 | 210.61 | 212.6 | 2 | 0
2035 | MISO_MI_2_PJM_ROR | MISO_MI | PJM_ROR | Internal | Summer | B4 | 100 | 1424 | 1251.81 | 195.97 | 197.97 | 2 | 0
2035 | MISO_MI_2_PJM_ROR | MISO_MI | PJM_ROR | Internal | Summer | B5 | 200 | 1424 | 1424 | 153.59 | 157.48 | 2 | 1.89
2035 | MISO_MI_2_PJM_ROR | MISO_MI | PJM_ROR | Internal | Summer | B6 | 300 | 1424 | 347.52 | 138.27 | 140.27 | 2 | 0
2035 | MISO_MI_2_PJM_ROR | MISO_MI | PJM_ROR | Internal | Summer | B7 | 400 | 1424 | 0 | 131.48 | 133.46 | 2 | 0
2035 | MISO_MI_2_PJM_ROR | MISO_MI | PJM_ROR | Internal | Summer | B8 | 500 | 1424 | 1297.43 | 124.33 | 126.33 | 2 | 0
2035 | MISO_MI_2_PJM_ROR | MISO_MI | PJM_ROR | Internal | Summer | B9 | 800 | 1424 | 0 | 113.41 | 115.4 | 2 | 0
2035 | MISO_MI_2_PJM_ROR | MISO_MI | PJM_ROR | Internal | Summer | B10 | 1262 | 1424 | 0 | 113.41 | 113.16 | 2 | 0
2035 | MISO_MI_2_PJM_ROR | MISO_MI | PJM_ROR | Internal | Winter | B16 | 25 | 1424 | 0 | 135.45 | 137.43 | 2 | 0
2035 | MISO_MI_2_PJM_ROR | MISO_MI | PJM_ROR | Internal | Winter | B17 | 100 | 1424 | 794.04 | 135.23 | 137.23 | 2 | 0
2035 | MISO_MI_2_PJM_ROR | MISO_MI | PJM_ROR | Internal | Winter | B18 | 400 | 1424 | 901.73 | 120.07 | 122.07 | 2 | 0
2035 | MISO_MI_2_PJM_ROR | MISO_MI | PJM_ROR | Internal | Winter | B19 | 700 | 1424 | 345.94 | 117.9 | 119.9 | 2 | 0
2035 | MISO_MI_2_PJM_ROR | MISO_MI | PJM_ROR | Internal | Winter | B20 | 935 | 1424 | 0 | 117.88 | 118.29 | 2 | 0
2035 | MISO_MO-IL_2_ENT | MISO_MO-IL | ENT | Internal | Shoulder | B11 | 25 | 2540 | 0 | 135.08 | 136.37 | 8 | 0
2035 | MISO_MO-IL_2_ENT | MISO_MO-IL | ENT | Internal | Shoulder | B12 | 200 | 2540 | 0 | 123.11 | 123.11 | 8 | 0
2035 | MISO_MO-IL_2_ENT | MISO_MO-IL | ENT | Internal | Shoulder | B13 | 600 | 2540 | 0 | 116.3 | 118.05 | 8 | 0
2035 | MISO_MO-IL_2_ENT | MISO_MO-IL | ENT | Internal | Shoulder | B14 | 900 | 2540 | 0 | 114.86 | 117.39 | 8 | 0
2035 | MISO_MO-IL_2_ENT | MISO_MO-IL | ENT | Internal | Shoulder | B15 | 1203 | 2540 | 0 | 114.84 | 117.39 | 8 | 0
2035 | MISO_MO-IL_2_ENT | MISO_MO-IL | ENT | Internal | Summer | B1 | 10 | 2540 | 0 | 217.26 | 220.76 | 8 | 0
2035 | MISO_MO-IL_2_ENT | MISO_MO-IL | ENT | Internal | Summer | B2 | 25 | 2540 | 0 | 213.77 | 214.94 | 8 | 0
2035 | MISO_MO-IL_2_ENT | MISO_MO-IL | ENT | Internal | Summer | B3 | 75 | 2540 | 0 | 213.65 | 214.94 | 8 | 0
2035 | MISO_MO-IL_2_ENT | MISO_MO-IL | ENT | Internal | Summer | B4 | 100 | 2540 | 0 | 199.97 | 191.97 | 8 | 0
2035 | MISO_MO-IL_2_ENT | MISO_MO-IL | ENT | Internal | Summer | B5 | 200 | 2540 | 0 | 159.47 | 151.47 | 8 | 0
2035 | MISO_MO-IL_2_ENT | MISO_MO-IL | ENT | Internal | Summer | B6 | 300 | 2540 | 0 | 142.59 | 134.59 | 8 | 0
2035 | MISO_MO-IL_2_ENT | MISO_MO-IL | ENT | Internal | Summer | B7 | 400 | 2540 | 0 | 134.24 | 134.59 | 8 | 0
2035 | MISO_MO-IL_2_ENT | MISO_MO-IL | ENT | Internal | Summer | B8 | 500 | 2540 | 456.86 | 119.93 | 127.93 | 8 | 0
2035 | MISO_MO-IL_2_ENT | MISO_MO-IL | ENT | Internal | Summer | B9 | 800 | 2540 | 0 | 113.41 | 115.88 | 8 | 0
2035 | MISO_MO-IL_2_ENT | MISO_MO-IL | ENT | Internal | Summer | B10 | 1262 | 2540 | 0 | 113.41 | 115.88 | 8 | 0
2035 | MISO_MO-IL_2_ENT | MISO_MO-IL | ENT | Internal | Winter | B16 | 25 | 2540 | 0 | 135.43 | 128.46 | 8 | 0
2035 | MISO_MO-IL_2_ENT | MISO_MO-IL | ENT | Internal | Winter | B17 | 100 | 2540 | 0 | 126.51 | 125.39 | 8 | 0
2035 | MISO_MO-IL_2_ENT | MISO_MO-IL | ENT | Internal | Winter | B18 | 400 | 2540 | 0 | 120.07 | 120.46 | 8 | 0
2035 | MISO_MO-IL_2_ENT | MISO_MO-IL | ENT | Internal | Winter | B19 | 700 | 2540 | 0 | 117.9 | 120.46 | 8 | 0
2035 | MISO_MO-IL_2_ENT | MISO_MO-IL | ENT | Internal | Winter | B20 | 935 | 2540 | 0 | 117.86 | 120.46 | 8 | 0
2035 | MISO_MO-IL_2_MISO_IN | MISO_MO-IL | MISO_IN | Internal | Shoulder | B11 | 25 | 2633 | 0 | 135.08 | 133.38 | 0.01 | 0
2035 | MISO_MO-IL_2_MISO_IN | MISO_MO-IL | MISO_IN | Internal | Shoulder | B12 | 200 | 2633 | 0 | 123.11 | 123.1 | 0.01 | 0
2035 | MISO_MO-IL_2_MISO_IN | MISO_MO-IL | MISO_IN | Internal | Shoulder | B13 | 600 | 2633 | 0 | 116.3 | 116.28 | 0.01 | 0
2035 | MISO_MO-IL_2_MISO_IN | MISO_MO-IL | MISO_IN | Internal | Shoulder | B14 | 900 | 2633 | 0 | 114.86 | 114.85 | 0.01 | 0
2035 | MISO_MO-IL_2_MISO_IN | MISO_MO-IL | MISO_IN | Internal | Shoulder | B15 | 1203 | 2633 | 1437.55 | 114.84 | 114.85 | 0.01 | 0
2035 | MISO_MO-IL_2_MISO_IN | MISO_MO-IL | MISO_IN | Internal | Summer | B1 | 10 | 2633 | 0 | 217.26 | 217.24 | 0.01 | 0
2035 | MISO_MO-IL_2_MISO_IN | MISO_MO-IL | MISO_IN | Internal | Summer | B2 | 25 | 2633 | 0 | 213.77 | 213.76 | 0.01 | 0
2035 | MISO_MO-IL_2_MISO_IN | MISO_MO-IL | MISO_IN | Internal | Summer | B3 | 75 | 2633 | 0 | 213.65 | 210.6 | 0.01 | 0
2035 | MISO_MO-IL_2_MISO_IN | MISO_MO-IL | MISO_IN | Internal | Summer | B4 | 100 | 2633 | 0 | 199.97 | 195.96 | 0.01 | 0
2035 | MISO_MO-IL_2_MISO_IN | MISO_MO-IL | MISO_IN | Internal | Summer | B5 | 200 | 2633 | 0 | 159.47 | 153.58 | 0.01 | 0
2035 | MISO_MO-IL_2_MISO_IN | MISO_MO-IL | MISO_IN | Internal | Summer | B6 | 300 | 2633 | 0 | 142.59 | 138.26 | 0.01 | 0
2035 | MISO_MO-IL_2_MISO_IN | MISO_MO-IL | MISO_IN | Internal | Summer | B7 | 400 | 2633 | 0 | 134.24 | 125.59 | 0.01 | 0
2035 | MISO_MO-IL_2_MISO_IN | MISO_MO-IL | MISO_IN | Internal | Summer | B8 | 500 | 2633 | 0 | 119.93 | 118.71 | 0.01 | 0
2035 | MISO_MO-IL_2_MISO_IN | MISO_MO-IL | MISO_IN | Internal | Summer | B9 | 800 | 2633 | 0 | 113.41 | 113.4 | 0.01 | 0
2035 | MISO_MO-IL_2_MISO_IN | MISO_MO-IL | MISO_IN | Internal | Summer | B10 | 1262 | 2633 | 0 | 113.41 | 113.4 | 0.01 | 0
2035 | MISO_MO-IL_2_MISO_IN | MISO_MO-IL | MISO_IN | Internal | Winter | B16 | 25 | 2633 | 396.13 | 135.43 | 135.44 | 0.01 | 0
2035 | MISO_MO-IL_2_MISO_IN | MISO_MO-IL | MISO_IN | Internal | Winter | B17 | 100 | 2633 | 0 | 126.51 | 126.49 | 0.01 | 0
2035 | MISO_MO-IL_2_MISO_IN | MISO_MO-IL | MISO_IN | Internal | Winter | B18 | 400 | 2633 | 0 | 120.07 | 120.06 | 0.01 | 0
2035 | MISO_MO-IL_2_MISO_IN | MISO_MO-IL | MISO_IN | Internal | Winter | B19 | 700 | 2633 | 0 | 117.9 | 117.89 | 0.01 | 0
2035 | MISO_MO-IL_2_MISO_IN | MISO_MO-IL | MISO_IN | Internal | Winter | B20 | 935 | 2633 | 1294.32 | 117.86 | 117.87 | 0.01 | 0
2035 | MISO_MO-IL_2_MISO_W | MISO_MO-IL | MISO_W | Internal | Shoulder | B11 | 25 | 1075 | 0 | 135.08 | 135.07 | 0.01 | 0
2035 | MISO_MO-IL_2_MISO_W | MISO_MO-IL | MISO_W | Internal | Shoulder | B12 | 200 | 1075 | 0 | 123.11 | 123.1 | 0.01 | 0
2035 | MISO_MO-IL_2_MISO_W | MISO_MO-IL | MISO_W | Internal | Shoulder | B13 | 600 | 1075 | 0 | 116.3 | 116.28 | 0.01 | 0
2035 | MISO_MO-IL_2_MISO_W | MISO_MO-IL | MISO_W | Internal | Shoulder | B14 | 900 | 1075 | 0 | 114.86 | 114.77 | 0.01 | 0
2035 | MISO_MO-IL_2_MISO_W | MISO_MO-IL | MISO_W | Internal | Shoulder | B15 | 1203 | 1075 | 0 | 114.84 | 99.57 | 0.01 | 0
2035 | MISO_MO-IL_2_MISO_W | MISO_MO-IL | MISO_W | Internal | Summer | B1 | 10 | 1075 | 0 | 217.26 | 217.26 | 0.01 | 0
2035 | MISO_MO-IL_2_MISO_W | MISO_MO-IL | MISO_W | Internal | Summer | B2 | 25 | 1075 | 0 | 213.77 | 213.76 | 0.01 | 0
2035 | MISO_MO-IL_2_MISO_W | MISO_MO-IL | MISO_W | Internal | Summer | B3 | 75 | 1075 | 901.78 | 213.65 | 213.66 | 0.01 | 0
2035 | MISO_MO-IL_2_MISO_W | MISO_MO-IL | MISO_W | Internal | Summer | B4 | 100 | 1075 | 0 | 199.97 | 199.97 | 0.01 | 0
2035 | MISO_MO-IL_2_MISO_W | MISO_MO-IL | MISO_W | Internal | Summer | B5 | 200 | 1075 | 737.82 | 159.47 | 159.48 | 0.01 | 0
2035 | MISO_MO-IL_2_MISO_W | MISO_MO-IL | MISO_W | Internal | Summer | B6 | 300 | 1075 | 777.58 | 142.59 | 142.6 | 0.01 | 0
2035 | MISO_MO-IL_2_MISO_W | MISO_MO-IL | MISO_W | Internal | Summer | B7 | 400 | 1075 | 0 | 134.24 | 134.23 | 0.01 | 0
2035 | MISO_MO-IL_2_MISO_W | MISO_MO-IL | MISO_W | Internal | Summer | B8 | 500 | 1075 | 0 | 119.93 | 119.92 | 0.01 | 0
2035 | MISO_MO-IL_2_MISO_W | MISO_MO-IL | MISO_W | Internal | Summer | B9 | 800 | 1075 | 0 | 113.41 | 113.4 | 0.01 | 0
2035 | MISO_MO-IL_2_MISO_W | MISO_MO-IL | MISO_W | Internal | Summer | B10 | 1262 | 1075 | 0 | 113.41 | 105.76 | 0.01 | 0
2035 | MISO_MO-IL_2_MISO_W | MISO_MO-IL | MISO_W | Internal | Winter | B16 | 25 | 1075 | 0 | 135.43 | 114.42 | 0.01 | 0
2035 | MISO_MO-IL_2_MISO_W | MISO_MO-IL | MISO_W | Internal | Winter | B17 | 100 | 1075 | 0 | 126.51 | 113.39 | 0.01 | 0
2035 | MISO_MO-IL_2_MISO_W | MISO_MO-IL | MISO_W | Internal | Winter | B18 | 400 | 1075 | 0 | 120.07 | 117.89 | 0.01 | 0
2035 | MISO_MO-IL_2_MISO_W | MISO_MO-IL | MISO_W | Internal | Winter | B19 | 700 | 1075 | 0 | 117.9 | 117.89 | 0.01 | 0
2035 | MISO_MO-IL_2_MISO_W | MISO_MO-IL | MISO_W | Internal | Winter | B20 | 935 | 1075 | 0 | 117.86 | 105.87 | 0.01 | 0
2035 | MISO_MO-IL_2_PJM_ROR | MISO_MO-IL | PJM_ROR | Internal | Shoulder | B11 | 25 | 1212 | 0 | 135.08 | 133.31 | 2 | 0
2035 | MISO_MO-IL_2_PJM_ROR | MISO_MO-IL | PJM_ROR | Internal | Shoulder | B12 | 200 | 1212 | 1212 | 123.11 | 130.43 | 2 | 5.32
2035 | MISO_MO-IL_2_PJM_ROR | MISO_MO-IL | PJM_ROR | Internal | Shoulder | B13 | 600 | 1212 | 1212 | 116.3 | 120.54 | 2 | 2.24
2035 | MISO_MO-IL_2_PJM_ROR | MISO_MO-IL | PJM_ROR | Internal | Shoulder | B14 | 900 | 1212 | 0 | 114.86 | 116.85 | 2 | 0
2035 | MISO_MO-IL_2_PJM_ROR | MISO_MO-IL | PJM_ROR | Internal | Shoulder | B15 | 1203 | 1212 | 0 | 114.84 | 114.79 | 2 | 0
2035 | MISO_MO-IL_2_PJM_ROR | MISO_MO-IL | PJM_ROR | Internal | Summer | B1 | 10 | 1212 | 0 | 217.26 | 215.76 | 2 | 0
2035 | MISO_MO-IL_2_PJM_ROR | MISO_MO-IL | PJM_ROR | Internal | Summer | B2 | 25 | 1212 | 0 | 213.77 | 215.76 | 2 | 0
2035 | MISO_MO-IL_2_PJM_ROR | MISO_MO-IL | PJM_ROR | Internal | Summer | B3 | 75 | 1212 | 0 | 213.65 | 212.6 | 2 | 0
2035 | MISO_MO-IL_2_PJM_ROR | MISO_MO-IL | PJM_ROR | Internal | Summer | B4 | 100 | 1212 | 0 | 199.97 | 197.97 | 2 | 0
2035 | MISO_MO-IL_2_PJM_ROR | MISO_MO-IL | PJM_ROR | Internal | Summer | B5 | 200 | 1212 | 0 | 159.47 | 157.48 | 2 | 0
2035 | MISO_MO-IL_2_PJM_ROR | MISO_MO-IL | PJM_ROR | Internal | Summer | B6 | 300 | 1212 | 0 | 142.59 | 140.27 | 2 | 0
2035 | MISO_MO-IL_2_PJM_ROR | MISO_MO-IL | PJM_ROR | Internal | Summer | B7 | 400 | 1212 | 0 | 134.24 | 133.46 | 2 | 0
2035 | MISO_MO-IL_2_PJM_ROR | MISO_MO-IL | PJM_ROR | Internal | Summer | B8 | 500 | 1212 | 1212 | 119.93 | 126.33 | 2 | 4.4
2035 | MISO_MO-IL_2_PJM_ROR | MISO_MO-IL | PJM_ROR | Internal | Summer | B9 | 800 | 1212 | 0 | 113.41 | 115.4 | 2 | 0
2035 | MISO_MO-IL_2_PJM_ROR | MISO_MO-IL | PJM_ROR | Internal | Summer | B10 | 1262 | 1212 | 0 | 113.41 | 113.16 | 2 | 0
2035 | MISO_MO-IL_2_PJM_ROR | MISO_MO-IL | PJM_ROR | Internal | Winter | B16 | 25 | 1212 | 284.91 | 135.43 | 137.43 | 2 | 0
2035 | MISO_MO-IL_2_PJM_ROR | MISO_MO-IL | PJM_ROR | Internal | Winter | B17 | 100 | 1212 | 1212 | 126.51 | 137.23 | 2 | 8.72
2035 | MISO_MO-IL_2_PJM_ROR | MISO_MO-IL | PJM_ROR | Internal | Winter | B18 | 400 | 1212 | 1007.86 | 120.07 | 122.07 | 2 | 0
2035 | MISO_MO-IL_2_PJM_ROR | MISO_MO-IL | PJM_ROR | Internal | Winter | B19 | 700 | 1212 | 499.71 | 117.9 | 119.9 | 2 | 0
2035 | MISO_MO-IL_2_PJM_ROR | MISO_MO-IL | PJM_ROR | Internal | Winter | B20 | 935 | 1212 | 0 | 117.86 | 118.29 | 2 | 0
2035 | MISO_MO-IL_2_TVA_Transmission | MISO_MO-IL | TVA_Transmission | Internal | Shoulder | B11 | 25 | 4000 | 0 | 135.08 | 138.11 | 8 | 0
2035 | MISO_MO-IL_2_TVA_Transmission | MISO_MO-IL | TVA_Transmission | Internal | Shoulder | B12 | 200 | 4000 | 0 | 123.11 | 124.61 | 8 | 0
2035 | MISO_MO-IL_2_TVA_Transmission | MISO_MO-IL | TVA_Transmission | Internal | Shoulder | B13 | 600 | 4000 | 0 | 116.3 | 120.66 | 8 | 0
2035 | MISO_MO-IL_2_TVA_Transmission | MISO_MO-IL | TVA_Transmission | Internal | Shoulder | B14 | 900 | 4000 | 0 | 114.86 | 120.01 | 8 | 0
2035 | MISO_MO-IL_2_TVA_Transmission | MISO_MO-IL | TVA_Transmission | Internal | Shoulder | B15 | 1203 | 4000 | 0 | 114.84 | 119.43 | 8 | 0
2035 | MISO_MO-IL_2_TVA_Transmission | MISO_MO-IL | TVA_Transmission | Internal | Summer | B1 | 10 | 4000 | 470.44 | 217.26 | 225.26 | 8 | 0
2035 | MISO_MO-IL_2_TVA_Transmission | MISO_MO-IL | TVA_Transmission | Internal | Summer | B2 | 25 | 4000 | 0 | 213.77 | 221.76 | 8 | 0
2035 | MISO_MO-IL_2_TVA_Transmission | MISO_MO-IL | TVA_Transmission | Internal | Summer | B3 | 75 | 4000 | 0 | 213.65 | 218.6 | 8 | 0
2035 | MISO_MO-IL_2_TVA_Transmission | MISO_MO-IL | TVA_Transmission | Internal | Summer | B4 | 100 | 4000 | 0 | 199.97 | 190.97 | 8 | 0
2035 | MISO_MO-IL_2_TVA_Transmission | MISO_MO-IL | TVA_Transmission | Internal | Summer | B5 | 200 | 4000 | 0 | 159.47 | 158.27 | 8 | 0
2035 | MISO_MO-IL_2_TVA_Transmission | MISO_MO-IL | TVA_Transmission | Internal | Summer | B6 | 300 | 4000 | 0 | 142.59 | 135.22 | 8 | 0
2035 | MISO_MO-IL_2_TVA_Transmission | MISO_MO-IL | TVA_Transmission | Internal | Summer | B7 | 400 | 4000 | 0 | 134.24 | 125.59 | 8 | 0
2035 | MISO_MO-IL_2_TVA_Transmission | MISO_MO-IL | TVA_Transmission | Internal | Summer | B8 | 500 | 4000 | 0 | 119.93 | 121.93 | 8 | 0
2035 | MISO_MO-IL_2_TVA_Transmission | MISO_MO-IL | TVA_Transmission | Internal | Summer | B9 | 800 | 4000 | 0 | 113.41 | 118.58 | 8 | 0
2035 | MISO_MO-IL_2_TVA_Transmission | MISO_MO-IL | TVA_Transmission | Internal | Summer | B10 | 1262 | 4000 | 0 | 113.41 | 118.1 | 8 | 0
2035 | MISO_MO-IL_2_TVA_Transmission | MISO_MO-IL | TVA_Transmission | Internal | Winter | B16 | 25 | 4000 | 0 | 135.43 | 135.99 | 8 | 0
2035 | MISO_MO-IL_2_TVA_Transmission | MISO_MO-IL | TVA_Transmission | Internal | Winter | B17 | 100 | 4000 | 0 | 126.51 | 129.69 | 8 | 0
2035 | MISO_MO-IL_2_TVA_Transmission | MISO_MO-IL | TVA_Transmission | Internal | Winter | B18 | 400 | 4000 | 0 | 120.07 | 123.66 | 8 | 0
2035 | MISO_MO-IL_2_TVA_Transmission | MISO_MO-IL | TVA_Transmission | Internal | Winter | B19 | 700 | 4000 | 0 | 117.9 | 122.97 | 8 | 0
2035 | MISO_MO-IL_2_TVA_Transmission | MISO_MO-IL | TVA_Transmission | Internal | Winter | B20 | 935 | 4000 | 0 | 117.86 | 121.37 | 8 | 0
2035 | MISO_W_2_IESO | MISO_W | IESO | Internal | Shoulder | B11 | 25 | 90 | 0 | 135.07 | 68 | 8 | 0
2035 | MISO_W_2_IESO | MISO_W | IESO | Internal | Shoulder | B12 | 200 | 90 | 0 | 123.1 | 68 | 8 | 0
2035 | MISO_W_2_IESO | MISO_W | IESO | Internal | Shoulder | B13 | 600 | 90 | 0 | 116.28 | 68 | 8 | 0
2035 | MISO_W_2_IESO | MISO_W | IESO | Internal | Shoulder | B14 | 900 | 90 | 0 | 114.77 | 68 | 8 | 0
2035 | MISO_W_2_IESO | MISO_W | IESO | Internal | Shoulder | B15 | 1203 | 90 | 0 | 99.57 | 68 | 8 | 0
2035 | MISO_W_2_IESO | MISO_W | IESO | Internal | Summer | B1 | 10 | 90 | 0 | 217.26 | 102.37 | 8 | 0
2035 | MISO_W_2_IESO | MISO_W | IESO | Internal | Summer | B2 | 25 | 90 | 0 | 213.76 | 126.8 | 8 | 0
2035 | MISO_W_2_IESO | MISO_W | IESO | Internal | Summer | B3 | 75 | 90 | 0 | 213.66 | 126.8 | 8 | 0
2035 | MISO_W_2_IESO | MISO_W | IESO | Internal | Summer | B4 | 100 | 90 | 0 | 199.97 | 89.81 | 8 | 0
2035 | MISO_W_2_IESO | MISO_W | IESO | Internal | Summer | B5 | 200 | 90 | 0 | 159.48 | 65.58 | 8 | 0
2035 | MISO_W_2_IESO | MISO_W | IESO | Internal | Summer | B6 | 300 | 90 | 0 | 142.6 | 65.58 | 8 | 0
2035 | MISO_W_2_IESO | MISO_W | IESO | Internal | Summer | B7 | 400 | 90 | 0 | 134.23 | 65.58 | 8 | 0
2035 | MISO_W_2_IESO | MISO_W | IESO | Internal | Summer | B8 | 500 | 90 | 0 | 119.92 | 65.58 | 8 | 0
2035 | MISO_W_2_IESO | MISO_W | IESO | Internal | Summer | B9 | 800 | 90 | 0 | 113.4 | 65.58 | 8 | 0
2035 | MISO_W_2_IESO | MISO_W | IESO | Internal | Summer | B10 | 1262 | 90 | 0 | 105.76 | 65.58 | 8 | 0
2035 | MISO_W_2_IESO | MISO_W | IESO | Internal | Winter | B16 | 25 | 90 | 0 | 114.42 | 68 | 8 | 0
2035 | MISO_W_2_IESO | MISO_W | IESO | Internal | Winter | B17 | 100 | 90 | 0 | 113.39 | 68 | 8 | 0
2035 | MISO_W_2_IESO | MISO_W | IESO | Internal | Winter | B18 | 400 | 90 | 0 | 117.89 | 68 | 8 | 0
2035 | MISO_W_2_IESO | MISO_W | IESO | Internal | Winter | B19 | 700 | 90 | 0 | 117.89 | 68 | 8 | 0
2035 | MISO_W_2_IESO | MISO_W | IESO | Internal | Winter | B20 | 935 | 90 | 0 | 105.87 | 68 | 8 | 0
2035 | MISO_W_2_MAPP_CA | MISO_W | MAPP_CA | Internal | Shoulder | B11 | 25 | 926 | 0 | 135.07 | 99.56 | 0.01 | 0
2035 | MISO_W_2_MAPP_CA | MISO_W | MAPP_CA | Internal | Shoulder | B12 | 200 | 926 | 0 | 123.1 | 99.56 | 0.01 | 0
2035 | MISO_W_2_MAPP_CA | MISO_W | MAPP_CA | Internal | Shoulder | B13 | 600 | 926 | 0 | 116.28 | 99.56 | 0.01 | 0
2035 | MISO_W_2_MAPP_CA | MISO_W | MAPP_CA | Internal | Shoulder | B14 | 900 | 926 | 0 | 114.77 | 99.56 | 0.01 | 0
2035 | MISO_W_2_MAPP_CA | MISO_W | MAPP_CA | Internal | Shoulder | B15 | 1203 | 926 | 0 | 99.57 | 99.56 | 0.01 | 0
2035 | MISO_W_2_MAPP_CA | MISO_W | MAPP_CA | Internal | Summer | B1 | 10 | 926 | 0 | 217.26 | 72.58 | 0.01 | 0
2035 | MISO_W_2_MAPP_CA | MISO_W | MAPP_CA | Internal | Summer | B2 | 25 | 926 | 0 | 213.76 | 72.58 | 0.01 | 0
2035 | MISO_W_2_MAPP_CA | MISO_W | MAPP_CA | Internal | Summer | B3 | 75 | 926 | 0 | 213.66 | 72.58 | 0.01 | 0
2035 | MISO_W_2_MAPP_CA | MISO_W | MAPP_CA | Internal | Summer | B4 | 100 | 926 | 0 | 199.97 | 72.58 | 0.01 | 0
2035 | MISO_W_2_MAPP_CA | MISO_W | MAPP_CA | Internal | Summer | B5 | 200 | 926 | 0 | 159.48 | 72.58 | 0.01 | 0
2035 | MISO_W_2_MAPP_CA | MISO_W | MAPP_CA | Internal | Summer | B6 | 300 | 926 | 0 | 142.6 | 72.58 | 0.01 | 0
2035 | MISO_W_2_MAPP_CA | MISO_W | MAPP_CA | Internal | Summer | B7 | 400 | 926 | 0 | 134.23 | 72.58 | 0.01 | 0
2035 | MISO_W_2_MAPP_CA | MISO_W | MAPP_CA | Internal | Summer | B8 | 500 | 926 | 0 | 119.92 | 72.58 | 0.01 | 0
2035 | MISO_W_2_MAPP_CA | MISO_W | MAPP_CA | Internal | Summer | B9 | 800 | 926 | 0 | 113.4 | 72.58 | 0.01 | 0
2035 | MISO_W_2_MAPP_CA | MISO_W | MAPP_CA | Internal | Summer | B10 | 1262 | 926 | 0 | 105.76 | 72.58 | 0.01 | 0
2035 | MISO_W_2_MAPP_CA | MISO_W | MAPP_CA | Internal | Winter | B16 | 25 | 926 | 0 | 114.42 | 105.86 | 0.01 | 0
2035 | MISO_W_2_MAPP_CA | MISO_W | MAPP_CA | Internal | Winter | B17 | 100 | 926 | 0 | 113.39 | 105.86 | 0.01 | 0
2035 | MISO_W_2_MAPP_CA | MISO_W | MAPP_CA | Internal | Winter | B18 | 400 | 926 | 0 | 117.89 | 105.86 | 0.01 | 0
2035 | MISO_W_2_MAPP_CA | MISO_W | MAPP_CA | Internal | Winter | B19 | 700 | 926 | 0 | 117.89 | 105.86 | 0.01 | 0
2035 | MISO_W_2_MAPP_CA | MISO_W | MAPP_CA | Internal | Winter | B20 | 935 | 926 | 0 | 105.87 | 105.86 | 0.01 | 0
2035 | MISO_W_2_MISO_MO-IL | MISO_W | MISO_MO-IL | Internal | Shoulder | B11 | 25 | 3915 | 621.36 | 135.07 | 135.08 | 0.01 | 0
2035 | MISO_W_2_MISO_MO-IL | MISO_W | MISO_MO-IL | Internal | Shoulder | B12 | 200 | 3915 | 2521.46 | 123.1 | 123.11 | 0.01 | 0
2035 | MISO_W_2_MISO_MO-IL | MISO_W | MISO_MO-IL | Internal | Shoulder | B13 | 600 | 3915 | 2661.77 | 116.28 | 116.3 | 0.01 | 0
2035 | MISO_W_2_MISO_MO-IL | MISO_W | MISO_MO-IL | Internal | Shoulder | B14 | 900 | 3915 | 3915 | 114.77 | 114.86 | 0.01 | 0.07
2035 | MISO_W_2_MISO_MO-IL | MISO_W | MISO_MO-IL | Internal | Shoulder | B15 | 1203 | 3915 | 3915 | 99.57 | 114.84 | 0.01 | 15.25
2035 | MISO_W_2_MISO_MO-IL | MISO_W | MISO_MO-IL | Internal | Summer | B1 | 10 | 3915 | 0.01 | 217.26 | 217.26 | 0.01 | 0
2035 | MISO_W_2_MISO_MO-IL | MISO_W | MISO_MO-IL | Internal | Summer | B2 | 25 | 3915 | 1037.92 | 213.76 | 213.77 | 0.01 | 0
2035 | MISO_W_2_MISO_MO-IL | MISO_W | MISO_MO-IL | Internal | Summer | B3 | 75 | 3915 | 0 | 213.66 | 213.65 | 0.01 | 0
2035 | MISO_W_2_MISO_MO-IL | MISO_W | MISO_MO-IL | Internal | Summer | B4 | 100 | 3915 | 0 | 199.97 | 199.97 | 0.01 | 0
2035 | MISO_W_2_MISO_MO-IL | MISO_W | MISO_MO-IL | Internal | Summer | B5 | 200 | 3915 | 0 | 159.48 | 159.47 | 0.01 | 0
2035 | MISO_W_2_MISO_MO-IL | MISO_W | MISO_MO-IL | Internal | Summer | B6 | 300 | 3915 | 0 | 142.6 | 142.59 | 0.01 | 0
2035 | MISO_W_2_MISO_MO-IL | MISO_W | MISO_MO-IL | Internal | Summer | B7 | 400 | 3915 | 612.25 | 134.23 | 134.24 | 0.01 | 0
2035 | MISO_W_2_MISO_MO-IL | MISO_W | MISO_MO-IL | Internal | Summer | B8 | 500 | 3915 | 1877.37 | 119.92 | 119.93 | 0.01 | 0
2035 | MISO_W_2_MISO_MO-IL | MISO_W | MISO_MO-IL | Internal | Summer | B9 | 800 | 3915 | 3272.49 | 113.4 | 113.41 | 0.01 | 0
2035 | MISO_W_2_MISO_MO-IL | MISO_W | MISO_MO-IL | Internal | Summer | B10 | 1262 | 3915 | 3915 | 105.76 | 113.41 | 0.01 | 7.64
2035 | MISO_W_2_MISO_MO-IL | MISO_W | MISO_MO-IL | Internal | Winter | B16 | 25 | 3915 | 3915 | 114.42 | 135.43 | 0.01 | 21
2035 | MISO_W_2_MISO_MO-IL | MISO_W | MISO_MO-IL | Internal | Winter | B17 | 100 | 3915 | 3915 | 113.39 | 126.51 | 0.01 | 13.1
2035 | MISO_W_2_MISO_MO-IL | MISO_W | MISO_MO-IL | Internal | Winter | B18 | 400 | 3915 | 3915 | 117.89 | 120.07 | 0.01 | 2.17
2035 | MISO_W_2_MISO_MO-IL | MISO_W | MISO_MO-IL | Internal | Winter | B19 | 700 | 3915 | 3631.9 | 117.89 | 117.9 | 0.01 | 0
2035 | MISO_W_2_MISO_MO-IL | MISO_W | MISO_MO-IL | Internal | Winter | B20 | 935 | 3915 | 3915 | 105.87 | 117.86 | 0.01 | 11.98
2035 | MISO_W_2_MISO_WUMS | MISO_W | MISO_WUMS | Internal | Shoulder | B11 | 25 | 1732 | 0 | 135.07 | 133.31 | 0.01 | 0
2035 | MISO_W_2_MISO_WUMS | MISO_W | MISO_WUMS | Internal | Shoulder | B12 | 200 | 1732 | 1651.22 | 123.1 | 123.11 | 0.01 | 0
2035 | MISO_W_2_MISO_WUMS | MISO_W | MISO_WUMS | Internal | Shoulder | B13 | 600 | 1732 | 1732 | 116.28 | 118.53 | 0.01 | 2.23
2035 | MISO_W_2_MISO_WUMS | MISO_W | MISO_WUMS | Internal | Shoulder | B14 | 900 | 1732 | 1730.52 | 114.77 | 114.79 | 0.01 | 0
2035 | MISO_W_2_MISO_WUMS | MISO_W | MISO_WUMS | Internal | Shoulder | B15 | 1203 | 1732 | 1732 | 99.57 | 114.79 | 0.01 | 15.2
2035 | MISO_W_2_MISO_WUMS | MISO_W | MISO_WUMS | Internal | Summer | B1 | 10 | 1732 | 0 | 217.26 | 217.24 | 0.01 | 0
2035 | MISO_W_2_MISO_WUMS | MISO_W | MISO_WUMS | Internal | Summer | B2 | 25 | 1732 | 0 | 213.76 | 213.76 | 0.01 | 0
2035 | MISO_W_2_MISO_WUMS | MISO_W | MISO_WUMS | Internal | Summer | B3 | 75 | 1732 | 0 | 213.66 | 210.6 | 0.01 | 0
2035 | MISO_W_2_MISO_WUMS | MISO_W | MISO_WUMS | Internal | Summer | B4 | 100 | 1732 | 0 | 199.97 | 195.96 | 0.01 | 0
2035 | MISO_W_2_MISO_WUMS | MISO_W | MISO_WUMS | Internal | Summer | B5 | 200 | 1732 | 0 | 159.48 | 153.58 | 0.01 | 0
2035 | MISO_W_2_MISO_WUMS | MISO_W | MISO_WUMS | Internal | Summer | B6 | 300 | 1732 | 0 | 142.6 | 138.26 | 0.01 | 0
2035 | MISO_W_2_MISO_WUMS | MISO_W | MISO_WUMS | Internal | Summer | B7 | 400 | 1732 | 0 | 134.23 | 131.46 | 0.01 | 0
2035 | MISO_W_2_MISO_WUMS | MISO_W | MISO_WUMS | Internal | Summer | B8 | 500 | 1732 | 982.65 | 119.92 | 119.93 | 0.01 | 0
2035 | MISO_W_2_MISO_WUMS | MISO_W | MISO_WUMS | Internal | Summer | B9 | 800 | 1732 | 0 | 113.4 | 113.4 | 0.01 | 0
2035 | MISO_W_2_MISO_WUMS | MISO_W | MISO_WUMS | Internal | Summer | B10 | 1262 | 1732 | 1732 | 105.76 | 113.22 | 0.01 | 7.45
2035 | MISO_W_2_MISO_WUMS | MISO_W | MISO_WUMS | Internal | Winter | B16 | 25 | 1732 | 1732 | 114.42 | 135.43 | 0.01 | 21
2035 | MISO_W_2_MISO_WUMS | MISO_W | MISO_WUMS | Internal | Winter | B17 | 100 | 1732 | 1732 | 113.39 | 135.22 | 0.01 | 21.81
2035 | MISO_W_2_MISO_WUMS | MISO_W | MISO_WUMS | Internal | Winter | B18 | 400 | 1732 | 1732 | 117.89 | 120.06 | 0.01 | 2.16
2035 | MISO_W_2_MISO_WUMS | MISO_W | MISO_WUMS | Internal | Winter | B19 | 700 | 1732 | 419.12 | 117.89 | 117.9 | 0.01 | 0
2035 | MISO_W_2_MISO_WUMS | MISO_W | MISO_WUMS | Internal | Winter | B20 | 935 | 1732 | 1732 | 105.87 | 117.75 | 0.01 | 11.87
2035 | MISO_W_2_NE | MISO_W | NE | Internal | Shoulder | B11 | 25 | 2800 | 0 | 135.07 | 136.13 | 7 | 0
2035 | MISO_W_2_NE | MISO_W | NE | Internal | Shoulder | B12 | 200 | 2800 | 0 | 123.1 | 118.75 | 7 | 0
2035 | MISO_W_2_NE | MISO_W | NE | Internal | Shoulder | B13 | 600 | 2800 | 0 | 116.28 | 117.56 | 7 | 0
2035 | MISO_W_2_NE | MISO_W | NE | Internal | Shoulder | B14 | 900 | 2800 | 0 | 114.77 | 117.56 | 7 | 0
2035 | MISO_W_2_NE | MISO_W | NE | Internal | Shoulder | B15 | 1203 | 2800 | 769.88 | 99.57 | 106.57 | 7 | 0
2035 | MISO_W_2_NE | MISO_W | NE | Internal | Summer | B1 | 10 | 2800 | 0 | 217.26 | 220.32 | 7 | 0
2035 | MISO_W_2_NE | MISO_W | NE | Internal | Summer | B2 | 25 | 2800 | 0 | 213.76 | 220.32 | 7 | 0
2035 | MISO_W_2_NE | MISO_W | NE | Internal | Summer | B3 | 75 | 2800 | 0 | 213.66 | 220.32 | 7 | 0
2035 | MISO_W_2_NE | MISO_W | NE | Internal | Summer | B4 | 100 | 2800 | 0 | 199.97 | 199.97 | 7 | 0
2035 | MISO_W_2_NE | MISO_W | NE | Internal | Summer | B5 | 200 | 2800 | 0 | 159.48 | 159.48 | 7 | 0
2035 | MISO_W_2_NE | MISO_W | NE | Internal | Summer | B6 | 300 | 2800 | 0 | 142.6 | 146.03 | 7 | 0
2035 | MISO_W_2_NE | MISO_W | NE | Internal | Summer | B7 | 400 | 2800 | 0 | 134.23 | 138.32 | 7 | 0
2035 | MISO_W_2_NE | MISO_W | NE | Internal | Summer | B8 | 500 | 2800 | 0 | 119.92 | 123.15 | 7 | 0
2035 | MISO_W_2_NE | MISO_W | NE | Internal | Summer | B9 | 800 | 2800 | 0 | 113.4 | 116.59 | 7 | 0
2035 | MISO_W_2_NE | MISO_W | NE | Internal | Summer | B10 | 1262 | 2800 | 1413.15 | 105.76 | 112.76 | 7 | 0
2035 | MISO_W_2_NE | MISO_W | NE | Internal | Winter | B16 | 25 | 2800 | 1416.33 | 114.42 | 121.42 | 7 | 0
2035 | MISO_W_2_NE | MISO_W | NE | Internal | Winter | B17 | 100 | 2800 | 1473.5 | 113.39 | 120.39 | 7 | 0
2035 | MISO_W_2_NE | MISO_W | NE | Internal | Winter | B18 | 400 | 2800 | 0 | 117.89 | 120.83 | 7 | 0
2035 | MISO_W_2_NE | MISO_W | NE | Internal | Winter | B19 | 700 | 2800 | 0 | 117.89 | 120.83 | 7 | 0
2035 | MISO_W_2_NE | MISO_W | NE | Internal | Winter | B20 | 935 | 2800 | 1121.83 | 105.87 | 112.87 | 7 | 0
2035 | MISO_W_2_PJM_ROR | MISO_W | PJM_ROR | Internal | Shoulder | B11 | 25 | 773 | 0 | 135.07 | 133.31 | 2 | 0
2035 | MISO_W_2_PJM_ROR | MISO_W | PJM_ROR | Internal | Shoulder | B12 | 200 | 773 | 773 | 123.1 | 130.43 | 2 | 5.33
2035 | MISO_W_2_PJM_ROR | MISO_W | PJM_ROR | Internal | Shoulder | B13 | 600 | 773 | 773 | 116.28 | 120.54 | 2 | 2.25
2035 | MISO_W_2_PJM_ROR | MISO_W | PJM_ROR | Internal | Shoulder | B14 | 900 | 773 | 773 | 114.77 | 116.85 | 2 | 0.07
2035 | MISO_W_2_PJM_ROR | MISO_W | PJM_ROR | Internal | Shoulder | B15 | 1203 | 773 | 773 | 99.57 | 114.79 | 2 | 13.22
2035 | MISO_W_2_PJM_ROR | MISO_W | PJM_ROR | Internal | Summer | B1 | 10 | 773 | 0 | 217.26 | 215.76 | 2 | 0
2035 | MISO_W_2_PJM_ROR | MISO_W | PJM_ROR | Internal | Summer | B2 | 25 | 773 | 120.39 | 213.76 | 215.76 | 2 | 0
2035 | MISO_W_2_PJM_ROR | MISO_W | PJM_ROR | Internal | Summer | B3 | 75 | 773 | 0 | 213.66 | 212.6 | 2 | 0
2035 | MISO_W_2_PJM_ROR | MISO_W | PJM_ROR | Internal | Summer | B4 | 100 | 773 | 0 | 199.97 | 197.97 | 2 | 0
2035 | MISO_W_2_PJM_ROR | MISO_W | PJM_ROR | Internal | Summer | B5 | 200 | 773 | 0 | 159.48 | 157.48 | 2 | 0
2035 | MISO_W_2_PJM_ROR | MISO_W | PJM_ROR | Internal | Summer | B6 | 300 | 773 | 0 | 142.6 | 140.27 | 2 | 0
2035 | MISO_W_2_PJM_ROR | MISO_W | PJM_ROR | Internal | Summer | B7 | 400 | 773 | 0 | 134.23 | 133.46 | 2 | 0
2035 | MISO_W_2_PJM_ROR | MISO_W | PJM_ROR | Internal | Summer | B8 | 500 | 773 | 773 | 119.92 | 126.33 | 2 | 4.41
2035 | MISO_W_2_PJM_ROR | MISO_W | PJM_ROR | Internal | Summer | B9 | 800 | 773 | 699.97 | 113.4 | 115.4 | 2 | 0
2035 | MISO_W_2_PJM_ROR | MISO_W | PJM_ROR | Internal | Summer | B10 | 1262 | 773 | 773 | 105.76 | 113.16 | 2 | 5.4
2035 | MISO_W_2_PJM_ROR | MISO_W | PJM_ROR | Internal | Winter | B16 | 25 | 773 | 773 | 114.42 | 137.43 | 2 | 21.01
2035 | MISO_W_2_PJM_ROR | MISO_W | PJM_ROR | Internal | Winter | B17 | 100 | 773 | 773 | 113.39 | 137.23 | 2 | 21.83
2035 | MISO_W_2_PJM_ROR | MISO_W | PJM_ROR | Internal | Winter | B18 | 400 | 773 | 773 | 117.89 | 122.07 | 2 | 2.18
2035 | MISO_W_2_PJM_ROR | MISO_W | PJM_ROR | Internal | Winter | B19 | 700 | 773 | 773 | 117.89 | 119.9 | 2 | 0.01
2035 | MISO_W_2_PJM_ROR | MISO_W | PJM_ROR | Internal | Winter | B20 | 935 | 773 | 773 | 105.87 | 118.29 | 2 | 10.42
2035 | MISO_W_2_SPP_N | MISO_W | SPP_N | Internal | Shoulder | B11 | 25 | 3200 | 0 | 135.07 | 136.14 | 7 | 0
2035 | MISO_W_2_SPP_N | MISO_W | SPP_N | Internal | Shoulder | B12 | 200 | 3200 | 0 | 123.1 | 118.11 | 7 | 0
2035 | MISO_W_2_SPP_N | MISO_W | SPP_N | Internal | Shoulder | B13 | 600 | 3200 | 0 | 116.28 | 117.19 | 7 | 0
2035 | MISO_W_2_SPP_N | MISO_W | SPP_N | Internal | Shoulder | B14 | 900 | 3200 | 0 | 114.77 | 112.39 | 7 | 0
2035 | MISO_W_2_SPP_N | MISO_W | SPP_N | Internal | Shoulder | B15 | 1203 | 3200 | 0 | 99.57 | 106.56 | 7 | 0
2035 | MISO_W_2_SPP_N | MISO_W | SPP_N | Internal | Summer | B1 | 10 | 3200 | 0 | 217.26 | 212.26 | 7 | 0
2035 | MISO_W_2_SPP_N | MISO_W | SPP_N | Internal | Summer | B2 | 25 | 3200 | 0 | 213.76 | 209.94 | 7 | 0
2035 | MISO_W_2_SPP_N | MISO_W | SPP_N | Internal | Summer | B3 | 75 | 3200 | 0 | 213.66 | 211.29 | 7 | 0
2035 | MISO_W_2_SPP_N | MISO_W | SPP_N | Internal | Summer | B4 | 100 | 3200 | 0 | 199.97 | 194.97 | 7 | 0
2035 | MISO_W_2_SPP_N | MISO_W | SPP_N | Internal | Summer | B5 | 200 | 3200 | 0 | 159.48 | 154.47 | 7 | 0
2035 | MISO_W_2_SPP_N | MISO_W | SPP_N | Internal | Summer | B6 | 300 | 3200 | 0 | 142.6 | 139.52 | 7 | 0
2035 | MISO_W_2_SPP_N | MISO_W | SPP_N | Internal | Summer | B7 | 400 | 3200 | 0 | 134.23 | 134.61 | 7 | 0
2035 | MISO_W_2_SPP_N | MISO_W | SPP_N | Internal | Summer | B8 | 500 | 3200 | 0 | 119.92 | 123.15 | 7 | 0
2035 | MISO_W_2_SPP_N | MISO_W | SPP_N | Internal | Summer | B9 | 800 | 3200 | 0 | 113.4 | 116.6 | 7 | 0
2035 | MISO_W_2_SPP_N | MISO_W | SPP_N | Internal | Summer | B10 | 1262 | 3200 | 233.86 | 105.76 | 112.76 | 7 | 0
2035 | MISO_W_2_SPP_N | MISO_W | SPP_N | Internal | Winter | B16 | 25 | 3200 | 3200 | 114.42 | 121.43 | 7 | 0.01
2035 | MISO_W_2_SPP_N | MISO_W | SPP_N | Internal | Winter | B17 | 100 | 3200 | 780.7 | 113.39 | 120.39 | 7 | 0
2035 | MISO_W_2_SPP_N | MISO_W | SPP_N | Internal | Winter | B18 | 400 | 3200 | 0 | 117.89 | 120.39 | 7 | 0
2035 | MISO_W_2_SPP_N | MISO_W | SPP_N | Internal | Winter | B19 | 700 | 3200 | 0 | 117.89 | 115.46 | 7 | 0
2035 | MISO_W_2_SPP_N | MISO_W | SPP_N | Internal | Winter | B20 | 935 | 3200 | 0 | 105.87 | 112.86 | 7 | 0
2035 | MISO_WUMS_2_MISO_MI | MISO_WUMS | MISO_MI | Internal | Shoulder | B11 | 25 | 1422 | 1422 | 133.31 | 133.39 | 0.01 | 0.07
2035 | MISO_WUMS_2_MISO_MI | MISO_WUMS | MISO_MI | Internal | Shoulder | B12 | 200 | 1422 | 1422 | 123.11 | 128.43 | 0.01 | 5.3
2035 | MISO_WUMS_2_MISO_MI | MISO_WUMS | MISO_MI | Internal | Shoulder | B13 | 600 | 1422 | 1375.1 | 118.53 | 118.54 | 0.01 | 0
2035 | MISO_WUMS_2_MISO_MI | MISO_WUMS | MISO_MI | Internal | Shoulder | B14 | 900 | 1422 | 1422 | 114.79 | 114.86 | 0.01 | 0.06
2035 | MISO_WUMS_2_MISO_MI | MISO_WUMS | MISO_MI | Internal | Shoulder | B15 | 1203 | 1422 | 1422 | 114.79 | 114.86 | 0.01 | 0.06
2035 | MISO_WUMS_2_MISO_MI | MISO_WUMS | MISO_MI | Internal | Summer | B1 | 10 | 1422 | 1249.55 | 217.24 | 217.26 | 0.01 | 0
2035 | MISO_WUMS_2_MISO_MI | MISO_WUMS | MISO_MI | Internal | Summer | B2 | 25 | 1422 | 1262.32 | 213.76 | 213.77 | 0.01 | 0
2035 | MISO_WUMS_2_MISO_MI | MISO_WUMS | MISO_MI | Internal | Summer | B3 | 75 | 1422 | 999.33 | 210.6 | 210.61 | 0.01 | 0
2035 | MISO_WUMS_2_MISO_MI | MISO_WUMS | MISO_MI | Internal | Summer | B4 | 100 | 1422 | 433.44 | 195.96 | 195.97 | 0.01 | 0
2035 | MISO_WUMS_2_MISO_MI | MISO_WUMS | MISO_MI | Internal | Summer | B5 | 200 | 1422 | 970.14 | 153.58 | 153.59 | 0.01 | 0
2035 | MISO_WUMS_2_MISO_MI | MISO_WUMS | MISO_MI | Internal | Summer | B6 | 300 | 1422 | 747.04 | 138.26 | 138.27 | 0.01 | 0
2035 | MISO_WUMS_2_MISO_MI | MISO_WUMS | MISO_MI | Internal | Summer | B7 | 400 | 1422 | 824.55 | 131.46 | 131.48 | 0.01 | 0
2035 | MISO_WUMS_2_MISO_MI | MISO_WUMS | MISO_MI | Internal | Summer | B8 | 500 | 1422 | 1422 | 119.93 | 124.33 | 0.01 | 4.39
2035 | MISO_WUMS_2_MISO_MI | MISO_WUMS | MISO_MI | Internal | Summer | B9 | 800 | 1422 | 973.07 | 113.4 | 113.41 | 0.01 | 0
2035 | MISO_WUMS_2_MISO_MI | MISO_WUMS | MISO_MI | Internal | Summer | B10 | 1262 | 1422 | 1422 | 113.22 | 113.41 | 0.01 | 0.18
2035 | MISO_WUMS_2_MISO_MI | MISO_WUMS | MISO_MI | Internal | Winter | B16 | 25 | 1422 | 1422 | 135.43 | 135.45 | 0.01 | 0.01
2035 | MISO_WUMS_2_MISO_MI | MISO_WUMS | MISO_MI | Internal | Winter | B17 | 100 | 1422 | 1224.98 | 135.22 | 135.23 | 0.01 | 0
2035 | MISO_WUMS_2_MISO_MI | MISO_WUMS | MISO_MI | Internal | Winter | B18 | 400 | 1422 | 1066.06 | 120.06 | 120.07 | 0.01 | 0
2035 | MISO_WUMS_2_MISO_MI | MISO_WUMS | MISO_MI | Internal | Winter | B19 | 700 | 1422 | 0 | 117.9 | 117.9 | 0.01 | 0
2035 | MISO_WUMS_2_MISO_MI | MISO_WUMS | MISO_MI | Internal | Winter | B20 | 935 | 1422 | 1422 | 117.75 | 117.88 | 0.01 | 0.12
2035 | MISO_WUMS_2_MISO_W | MISO_WUMS | MISO_W | Internal | Shoulder | B11 | 25 | 1240 | 1240 | 133.31 | 135.07 | 0.01 | 1.75
2035 | MISO_WUMS_2_MISO_W | MISO_WUMS | MISO_W | Internal | Shoulder | B12 | 200 | 1240 | 0 | 123.11 | 123.1 | 0.01 | 0
2035 | MISO_WUMS_2_MISO_W | MISO_WUMS | MISO_W | Internal | Shoulder | B13 | 600 | 1240 | 0 | 118.53 | 116.28 | 0.01 | 0
2035 | MISO_WUMS_2_MISO_W | MISO_WUMS | MISO_W | Internal | Shoulder | B14 | 900 | 1240 | 0 | 114.79 | 114.77 | 0.01 | 0
2035 | MISO_WUMS_2_MISO_W | MISO_WUMS | MISO_W | Internal | Shoulder | B15 | 1203 | 1240 | 0 | 114.79 | 99.57 | 0.01 | 0
2035 | MISO_WUMS_2_MISO_W | MISO_WUMS | MISO_W | Internal | Summer | B1 | 10 | 1240 | 693.23 | 217.24 | 217.26 | 0.01 | 0
2035 | MISO_WUMS_2_MISO_W | MISO_WUMS | MISO_W | Internal | Summer | B2 | 25 | 1240 | 0 | 213.76 | 213.76 | 0.01 | 0
2035 | MISO_WUMS_2_MISO_W | MISO_WUMS | MISO_W | Internal | Summer | B3 | 75 | 1240 | 1240 | 210.6 | 213.66 | 0.01 | 3.06
2035 | MISO_WUMS_2_MISO_W | MISO_WUMS | MISO_W | Internal | Summer | B4 | 100 | 1240 | 1240 | 195.96 | 199.97 | 0.01 | 4
2035 | MISO_WUMS_2_MISO_W | MISO_WUMS | MISO_W | Internal | Summer | B5 | 200 | 1240 | 1240 | 153.58 | 159.48 | 0.01 | 5.89
2035 | MISO_WUMS_2_MISO_W | MISO_WUMS | MISO_W | Internal | Summer | B6 | 300 | 1240 | 1240 | 138.26 | 142.6 | 0.01 | 4.33
2035 | MISO_WUMS_2_MISO_W | MISO_WUMS | MISO_W | Internal | Summer | B7 | 400 | 1240 | 1240 | 131.46 | 134.23 | 0.01 | 2.76
2035 | MISO_WUMS_2_MISO_W | MISO_WUMS | MISO_W | Internal | Summer | B8 | 500 | 1240 | 0 | 119.93 | 119.92 | 0.01 | 0
2035 | MISO_WUMS_2_MISO_W | MISO_WUMS | MISO_W | Internal | Summer | B9 | 800 | 1240 | 0 | 113.4 | 113.4 | 0.01 | 0
2035 | MISO_WUMS_2_MISO_W | MISO_WUMS | MISO_W | Internal | Summer | B10 | 1262 | 1240 | 0 | 113.22 | 105.76 | 0.01 | 0
2035 | MISO_WUMS_2_MISO_W | MISO_WUMS | MISO_W | Internal | Winter | B16 | 25 | 1240 | 0 | 135.43 | 114.42 | 0.01 | 0
2035 | MISO_WUMS_2_MISO_W | MISO_WUMS | MISO_W | Internal | Winter | B17 | 100 | 1240 | 0 | 135.22 | 113.39 | 0.01 | 0
2035 | MISO_WUMS_2_MISO_W | MISO_WUMS | MISO_W | Internal | Winter | B18 | 400 | 1240 | 0 | 120.06 | 117.89 | 0.01 | 0
2035 | MISO_WUMS_2_MISO_W | MISO_WUMS | MISO_W | Internal | Winter | B19 | 700 | 1240 | 0 | 117.9 | 117.89 | 0.01 | 0
2035 | MISO_WUMS_2_MISO_W | MISO_WUMS | MISO_W | Internal | Winter | B20 | 935 | 1240 | 0 | 117.75 | 105.87 | 0.01 | 0
2035 | MISO_WUMS_2_PJM_ROR | MISO_WUMS | PJM_ROR | Internal | Shoulder | B11 | 25 | 1600 | 0 | 133.31 | 133.31 | 2 | 0
2035 | MISO_WUMS_2_PJM_ROR | MISO_WUMS | PJM_ROR | Internal | Shoulder | B12 | 200 | 1600 | 1600 | 123.11 | 130.43 | 2 | 5.32
2035 | MISO_WUMS_2_PJM_ROR | MISO_WUMS | PJM_ROR | Internal | Shoulder | B13 | 600 | 1600 | 1600 | 118.53 | 120.54 | 2 | 0.01
2035 | MISO_WUMS_2_PJM_ROR | MISO_WUMS | PJM_ROR | Internal | Shoulder | B14 | 900 | 1600 | 1600 | 114.79 | 116.85 | 2 | 0.06
2035 | MISO_WUMS_2_PJM_ROR | MISO_WUMS | PJM_ROR | Internal | Shoulder | B15 | 1203 | 1600 | 0 | 114.79 | 114.79 | 2 | 0
2035 | MISO_WUMS_2_PJM_ROR | MISO_WUMS | PJM_ROR | Internal | Summer | B1 | 10 | 1600 | 0 | 217.24 | 215.76 | 2 | 0
2035 | MISO_WUMS_2_PJM_ROR | MISO_WUMS | PJM_ROR | Internal | Summer | B2 | 25 | 1600 | 735.38 | 213.76 | 215.76 | 2 | 0
2035 | MISO_WUMS_2_PJM_ROR | MISO_WUMS | PJM_ROR | Internal | Summer | B3 | 75 | 1600 | 316.75 | 210.6 | 212.6 | 2 | 0
2035 | MISO_WUMS_2_PJM_ROR | MISO_WUMS | PJM_ROR | Internal | Summer | B4 | 100 | 1600 | 1600 | 195.96 | 197.97 | 2 | 0.01
2035 | MISO_WUMS_2_PJM_ROR | MISO_WUMS | PJM_ROR | Internal | Summer | B5 | 200 | 1600 | 1600 | 153.58 | 157.48 | 2 | 1.91
2035 | MISO_WUMS_2_PJM_ROR | MISO_WUMS | PJM_ROR | Internal | Summer | B6 | 300 | 1600 | 1600 | 138.26 | 140.27 | 2 | 0.01
2035 | MISO_WUMS_2_PJM_ROR | MISO_WUMS | PJM_ROR | Internal | Summer | B7 | 400 | 1600 | 1053.07 | 131.46 | 133.46 | 2 | 0
2035 | MISO_WUMS_2_PJM_ROR | MISO_WUMS | PJM_ROR | Internal | Summer | B8 | 500 | 1600 | 1600 | 119.93 | 126.33 | 2 | 4.4
2035 | MISO_WUMS_2_PJM_ROR | MISO_WUMS | PJM_ROR | Internal | Summer | B9 | 800 | 1600 | 1424.38 | 113.4 | 115.4 | 2 | 0
2035 | MISO_WUMS_2_PJM_ROR | MISO_WUMS | PJM_ROR | Internal | Summer | B10 | 1262 | 1600 | 0 | 113.22 | 113.16 | 2 | 0
2035 | MISO_WUMS_2_PJM_ROR | MISO_WUMS | PJM_ROR | Internal | Winter | B16 | 25 | 1600 | 1123.9 | 135.43 | 137.43 | 2 | 0
2035 | MISO_WUMS_2_PJM_ROR | MISO_WUMS | PJM_ROR | Internal | Winter | B17 | 100 | 1600 | 1600 | 135.22 | 137.23 | 2 | 0.01
2035 | MISO_WUMS_2_PJM_ROR | MISO_WUMS | PJM_ROR | Internal | Winter | B18 | 400 | 1600 | 1600 | 120.06 | 122.07 | 2 | 0.01
2035 | MISO_WUMS_2_PJM_ROR | MISO_WUMS | PJM_ROR | Internal | Winter | B19 | 700 | 1600 | 1479.84 | 117.9 | 119.9 | 2 | 0
2035 | MISO_WUMS_2_PJM_ROR | MISO_WUMS | PJM_ROR | Internal | Winter | B20 | 935 | 1600 | 0 | 117.75 | 118.29 | 2 | 0
2035 | NE_2_MISO_W | NE | MISO_W | Internal | Shoulder | B11 | 25 | 1600 | 0 | 136.13 | 135.07 | 5 | 0
2035 | NE_2_MISO_W | NE | MISO_W | Internal | Shoulder | B12 | 200 | 1600 | 0 | 118.75 | 123.1 | 5 | 0
2035 | NE_2_MISO_W | NE | MISO_W | Internal | Shoulder | B13 | 600 | 1600 | 0 | 117.56 | 116.28 | 5 | 0
2035 | NE_2_MISO_W | NE | MISO_W | Internal | Shoulder | B14 | 900 | 1600 | 0 | 117.56 | 114.77 | 5 | 0
2035 | NE_2_MISO_W | NE | MISO_W | Internal | Shoulder | B15 | 1203 | 1600 | 0 | 106.57 | 99.57 | 5 | 0
2035 | NE_2_MISO_W | NE | MISO_W | Internal | Summer | B1 | 10 | 1600 | 0 | 220.32 | 217.26 | 5 | 0
2035 | NE_2_MISO_W | NE | MISO_W | Internal | Summer | B2 | 25 | 1600 | 0 | 220.32 | 213.76 | 5 | 0
2035 | NE_2_MISO_W | NE | MISO_W | Internal | Summer | B3 | 75 | 1600 | 0 | 220.32 | 213.66 | 5 | 0
2035 | NE_2_MISO_W | NE | MISO_W | Internal | Summer | B4 | 100 | 1600 | 0 | 199.97 | 199.97 | 5 | 0
2035 | NE_2_MISO_W | NE | MISO_W | Internal | Summer | B5 | 200 | 1600 | 0 | 159.48 | 159.48 | 5 | 0
2035 | NE_2_MISO_W | NE | MISO_W | Internal | Summer | B6 | 300 | 1600 | 0 | 146.03 | 142.6 | 5 | 0
2035 | NE_2_MISO_W | NE | MISO_W | Internal | Summer | B7 | 400 | 1600 | 0 | 138.32 | 134.23 | 5 | 0
2035 | NE_2_MISO_W | NE | MISO_W | Internal | Summer | B8 | 500 | 1600 | 0 | 123.15 | 119.92 | 5 | 0
2035 | NE_2_MISO_W | NE | MISO_W | Internal | Summer | B9 | 800 | 1600 | 0 | 116.59 | 113.4 | 5 | 0
2035 | NE_2_MISO_W | NE | MISO_W | Internal | Summer | B10 | 1262 | 1600 | 0 | 112.76 | 105.76 | 5 | 0
2035 | NE_2_MISO_W | NE | MISO_W | Internal | Winter | B16 | 25 | 1600 | 0 | 121.42 | 114.42 | 5 | 0
2035 | NE_2_MISO_W | NE | MISO_W | Internal | Winter | B17 | 100 | 1600 | 0 | 120.39 | 113.39 | 5 | 0
2035 | NE_2_MISO_W | NE | MISO_W | Internal | Winter | B18 | 400 | 1600 | 0 | 120.83 | 117.89 | 5 | 0
2035 | NE_2_MISO_W | NE | MISO_W | Internal | Winter | B19 | 700 | 1600 | 0 | 120.83 | 117.89 | 5 | 0
2035 | NE_2_MISO_W | NE | MISO_W | Internal | Winter | B20 | 935 | 1600 | 0 | 112.87 | 105.87 | 5 | 0
2035 | NE_2_SPP_N | NE | SPP_N | Internal | Shoulder | B11 | 25 | 1802 | 511.03 | 136.13 | 136.14 | 0.01 | 0
2035 | NE_2_SPP_N | NE | SPP_N | Internal | Shoulder | B12 | 200 | 1802 | 0 | 118.75 | 118.11 | 0.01 | 0
2035 | NE_2_SPP_N | NE | SPP_N | Internal | Shoulder | B13 | 600 | 1802 | 0 | 117.56 | 117.19 | 0.01 | 0
2035 | NE_2_SPP_N | NE | SPP_N | Internal | Shoulder | B14 | 900 | 1802 | 0 | 117.56 | 112.39 | 0.01 | 0
2035 | NE_2_SPP_N | NE | SPP_N | Internal | Shoulder | B15 | 1203 | 1802 | 0 | 106.57 | 106.56 | 0.01 | 0
2035 | NE_2_SPP_N | NE | SPP_N | Internal | Summer | B1 | 10 | 1802 | 0 | 220.32 | 212.26 | 0.01 | 0
2035 | NE_2_SPP_N | NE | SPP_N | Internal | Summer | B2 | 25 | 1802 | 0 | 220.32 | 209.94 | 0.01 | 0
2035 | NE_2_SPP_N | NE | SPP_N | Internal | Summer | B3 | 75 | 1802 | 0 | 220.32 | 211.29 | 0.01 | 0
2035 | NE_2_SPP_N | NE | SPP_N | Internal | Summer | B4 | 100 | 1802 | 0 | 199.97 | 194.97 | 0.01 | 0
2035 | NE_2_SPP_N | NE | SPP_N | Internal | Summer | B5 | 200 | 1802 | 0 | 159.48 | 154.47 | 0.01 | 0
2035 | NE_2_SPP_N | NE | SPP_N | Internal | Summer | B6 | 300 | 1802 | 0 | 146.03 | 139.52 | 0.01 | 0
2035 | NE_2_SPP_N | NE | SPP_N | Internal | Summer | B7 | 400 | 1802 | 0 | 138.32 | 134.61 | 0.01 | 0
2035 | NE_2_SPP_N | NE | SPP_N | Internal | Summer | B8 | 500 | 1802 | 0 | 123.15 | 123.15 | 0.01 | 0
2035 | NE_2_SPP_N | NE | SPP_N | Internal | Summer | B9 | 800 | 1802 | 247.91 | 116.59 | 116.6 | 0.01 | 0
2035 | NE_2_SPP_N | NE | SPP_N | Internal | Summer | B10 | 1262 | 1802 | 0 | 112.76 | 112.76 | 0.01 | 0
2035 | NE_2_SPP_N | NE | SPP_N | Internal | Winter | B16 | 25 | 1802 | 964.58 | 121.42 | 121.43 | 0.01 | 0
2035 | NE_2_SPP_N | NE | SPP_N | Internal | Winter | B17 | 100 | 1802 | 0 | 120.39 | 120.39 | 0.01 | 0
2035 | NE_2_SPP_N | NE | SPP_N | Internal | Winter | B18 | 400 | 1802 | 0 | 120.83 | 120.39 | 0.01 | 0
2035 | NE_2_SPP_N | NE | SPP_N | Internal | Winter | B19 | 700 | 1802 | 0 | 120.83 | 115.46 | 0.01 | 0
2035 | NE_2_SPP_N | NE | SPP_N | Internal | Winter | B20 | 935 | 1802 | 0 | 112.87 | 112.86 | 0.01 | 0
2035 | NEISO_2_NYISO_A-F | NEISO | NYISO_A-F | Internal | Shoulder | B11 | 25 | 600 | 262.43 | 72 | 75 | 3 | 0
2035 | NEISO_2_NYISO_A-F | NEISO | NYISO_A-F | Internal | Shoulder | B12 | 200 | 600 | 138.64 | 72 | 75 | 3 | 0
2035 | NEISO_2_NYISO_A-F | NEISO | NYISO_A-F | Internal | Shoulder | B13 | 600 | 600 | 47.84 | 72 | 75 | 3 | 0
2035 | NEISO_2_NYISO_A-F | NEISO | NYISO_A-F | Internal | Shoulder | B14 | 900 | 600 | 35.59 | 72 | 75 | 3 | 0
2035 | NEISO_2_NYISO_A-F | NEISO | NYISO_A-F | Internal | Shoulder | B15 | 1203 | 600 | 27.76 | 72 | 75 | 3 | 0
2035 | NEISO_2_NYISO_A-F | NEISO | NYISO_A-F | Internal | Summer | B1 | 10 | 600 | 0 | 144.22 | 109.37 | 3 | 0
2035 | NEISO_2_NYISO_A-F | NEISO | NYISO_A-F | Internal | Summer | B2 | 25 | 600 | 0 | 181.46 | 133.8 | 3 | 0
2035 | NEISO_2_NYISO_A-F | NEISO | NYISO_A-F | Internal | Summer | B3 | 75 | 600 | 0 | 144.22 | 141.22 | 3 | 0
2035 | NEISO_2_NYISO_A-F | NEISO | NYISO_A-F | Internal | Summer | B4 | 100 | 600 | 600 | 123.43 | 129.7 | 3 | 3.27
2035 | NEISO_2_NYISO_A-F | NEISO | NYISO_A-F | Internal | Summer | B5 | 200 | 600 | 558.76 | 123.43 | 126.43 | 3 | 0
2035 | NEISO_2_NYISO_A-F | NEISO | NYISO_A-F | Internal | Summer | B6 | 300 | 600 | 291.17 | 123.43 | 126.43 | 3 | 0
2035 | NEISO_2_NYISO_A-F | NEISO | NYISO_A-F | Internal | Summer | B7 | 400 | 600 | 494.42 | 108.09 | 111.09 | 3 | 0
2035 | NEISO_2_NYISO_A-F | NEISO | NYISO_A-F | Internal | Summer | B8 | 500 | 600 | 88.26 | 108.09 | 111.09 | 3 | 0
2035 | NEISO_2_NYISO_A-F | NEISO | NYISO_A-F | Internal | Summer | B9 | 800 | 600 | 0 | 106.38 | 109.37 | 3 | 0
2035 | NEISO_2_NYISO_A-F | NEISO | NYISO_A-F | Internal | Summer | B10 | 1262 | 600 | 0 | 106.38 | 109.37 | 3 | 0
2035 | NEISO_2_NYISO_A-F | NEISO | NYISO_A-F | Internal | Winter | B16 | 25 | 600 | 194.65 | 72 | 75 | 3 | 0
2035 | NEISO_2_NYISO_A-F | NEISO | NYISO_A-F | Internal | Winter | B17 | 100 | 600 | 122.88 | 72 | 75 | 3 | 0
2035 | NEISO_2_NYISO_A-F | NEISO | NYISO_A-F | Internal | Winter | B18 | 400 | 600 | 61.51 | 72 | 75 | 3 | 0
2035 | NEISO_2_NYISO_A-F | NEISO | NYISO_A-F | Internal | Winter | B19 | 700 | 600 | 40.61 | 72 | 75 | 3 | 0
2035 | NEISO_2_NYISO_A-F | NEISO | NYISO_A-F | Internal | Winter | B20 | 935 | 600 | 32.75 | 72 | 75 | 3 | 0
2035 | NEISO_2_NYISO_G-I | NEISO | NYISO_G-I | Internal | Shoulder | B11 | 25 | 600 | 600 | 72 | 127.82 | 3 | 52.81
2035 | NEISO_2_NYISO_G-I | NEISO | NYISO_G-I | Internal | Shoulder | B12 | 200 | 600 | 600 | 72 | 127.82 | 3 | 52.81
2035 | NEISO_2_NYISO_G-I | NEISO | NYISO_G-I | Internal | Shoulder | B13 | 600 | 600 | 600 | 72 | 127.82 | 3 | 52.81
2035 | NEISO_2_NYISO_G-I | NEISO | NYISO_G-I | Internal | Shoulder | B14 | 900 | 600 | 600 | 72 | 114.36 | 3 | 39.36
2035 | NEISO_2_NYISO_G-I | NEISO | NYISO_G-I | Internal | Shoulder | B15 | 1203 | 600 | 600 | 72 | 106.79 | 3 | 31.78
2035 | NEISO_2_NYISO_G-I | NEISO | NYISO_G-I | Internal | Summer | B1 | 10 | 600 | 600 | 144.22 | 282.68 | 3 | 135.47
2035 | NEISO_2_NYISO_G-I | NEISO | NYISO_G-I | Internal | Summer | B2 | 25 | 600 | 600 | 181.46 | 270.72 | 3 | 86.25
2035 | NEISO_2_NYISO_G-I | NEISO | NYISO_G-I | Internal | Summer | B3 | 75 | 600 | 600 | 144.22 | 177.61 | 3 | 30.39
2035 | NEISO_2_NYISO_G-I | NEISO | NYISO_G-I | Internal | Summer | B4 | 100 | 600 | 600 | 123.43 | 177.61 | 3 | 51.18
2035 | NEISO_2_NYISO_G-I | NEISO | NYISO_G-I | Internal | Summer | B5 | 200 | 600 | 600 | 123.43 | 149.51 | 3 | 23.08
2035 | NEISO_2_NYISO_G-I | NEISO | NYISO_G-I | Internal | Summer | B6 | 300 | 600 | 600 | 123.43 | 132.29 | 3 | 5.86
2035 | NEISO_2_NYISO_G-I | NEISO | NYISO_G-I | Internal | Summer | B7 | 400 | 600 | 600 | 108.09 | 125.83 | 3 | 14.74
2035 | NEISO_2_NYISO_G-I | NEISO | NYISO_G-I | Internal | Summer | B8 | 500 | 600 | 600 | 108.09 | 124.04 | 3 | 12.96
2035 | NEISO_2_NYISO_G-I | NEISO | NYISO_G-I | Internal | Summer | B9 | 800 | 600 | 600 | 106.38 | 123.38 | 3 | 14
2035 | NEISO_2_NYISO_G-I | NEISO | NYISO_G-I | Internal | Summer | B10 | 1262 | 600 | 441.44 | 106.38 | 109.38 | 3 | 0
2035 | NEISO_2_NYISO_G-I | NEISO | NYISO_G-I | Internal | Winter | B16 | 25 | 600 | 600 | 72 | 137.87 | 3 | 62.86
2035 | NEISO_2_NYISO_G-I | NEISO | NYISO_G-I | Internal | Winter | B17 | 100 | 600 | 600 | 72 | 137.87 | 3 | 62.86
2035 | NEISO_2_NYISO_G-I | NEISO | NYISO_G-I | Internal | Winter | B18 | 400 | 600 | 600 | 72 | 137.87 | 3 | 62.86
2035 | NEISO_2_NYISO_G-I | NEISO | NYISO_G-I | Internal | Winter | B19 | 700 | 600 | 600 | 72 | 125.93 | 3 | 50.92
2035 | NEISO_2_NYISO_G-I | NEISO | NYISO_G-I | Internal | Winter | B20 | 935 | 600 | 600 | 72 | 110.31 | 3 | 35.31
2035 | NEISO_2_NYISO_J-K | NEISO | NYISO_J-K | Internal | Shoulder | B11 | 25 | 777 | 777 | 72 | 127.83 | 3 | 52.82
2035 | NEISO_2_NYISO_J-K | NEISO | NYISO_J-K | Internal | Shoulder | B12 | 200 | 777 | 777 | 72 | 127.83 | 3 | 52.82
2035 | NEISO_2_NYISO_J-K | NEISO | NYISO_J-K | Internal | Shoulder | B13 | 600 | 777 | 777 | 72 | 127.83 | 3 | 52.82
2035 | NEISO_2_NYISO_J-K | NEISO | NYISO_J-K | Internal | Shoulder | B14 | 900 | 777 | 777 | 72 | 114.37 | 3 | 39.37
2035 | NEISO_2_NYISO_J-K | NEISO | NYISO_J-K | Internal | Shoulder | B15 | 1203 | 777 | 777 | 72 | 106.8 | 3 | 31.8
2035 | NEISO_2_NYISO_J-K | NEISO | NYISO_J-K | Internal | Summer | B1 | 10 | 777 | 777 | 144.22 | 282.7 | 3 | 135.48
2035 | NEISO_2_NYISO_J-K | NEISO | NYISO_J-K | Internal | Summer | B2 | 25 | 777 | 777 | 181.46 | 270.73 | 3 | 86.27
2035 | NEISO_2_NYISO_J-K | NEISO | NYISO_J-K | Internal | Summer | B3 | 75 | 777 | 777 | 144.22 | 177.62 | 3 | 30.41
2035 | NEISO_2_NYISO_J-K | NEISO | NYISO_J-K | Internal | Summer | B4 | 100 | 777 | 777 | 123.43 | 177.62 | 3 | 51.2
2035 | NEISO_2_NYISO_J-K | NEISO | NYISO_J-K | Internal | Summer | B5 | 200 | 777 | 777 | 123.43 | 176.19 | 3 | 49.76
2035 | NEISO_2_NYISO_J-K | NEISO | NYISO_J-K | Internal | Summer | B6 | 300 | 777 | 777 | 123.43 | 132.3 | 3 | 5.87
2035 | NEISO_2_NYISO_J-K | NEISO | NYISO_J-K | Internal | Summer | B7 | 400 | 777 | 777 | 108.09 | 125.84 | 3 | 14.75
2035 | NEISO_2_NYISO_J-K | NEISO | NYISO_J-K | Internal | Summer | B8 | 500 | 777 | 777 | 108.09 | 124.06 | 3 | 12.97
2035 | NEISO_2_NYISO_J-K | NEISO | NYISO_J-K | Internal | Summer | B9 | 800 | 777 | 777 | 106.38 | 124.06 | 3 | 14.67
2035 | NEISO_2_NYISO_J-K | NEISO | NYISO_J-K | Internal | Summer | B10 | 1262 | 777 | 777 | 106.38 | 109.4 | 3 | 0.01
2035 | NEISO_2_NYISO_J-K | NEISO | NYISO_J-K | Internal | Winter | B16 | 25 | 777 | 777 | 72 | 140.93 | 3 | 65.92
2035 | NEISO_2_NYISO_J-K | NEISO | NYISO_J-K | Internal | Winter | B17 | 100 | 777 | 777 | 72 | 140.93 | 3 | 65.92
2035 | NEISO_2_NYISO_J-K | NEISO | NYISO_J-K | Internal | Winter | B18 | 400 | 777 | 777 | 72 | 140.93 | 3 | 65.92
2035 | NEISO_2_NYISO_J-K | NEISO | NYISO_J-K | Internal | Winter | B19 | 700 | 777 | 777 | 72 | 125.94 | 3 | 50.93
2035 | NEISO_2_NYISO_J-K | NEISO | NYISO_J-K | Internal | Winter | B20 | 935 | 777 | 777 | 72 | 110.33 | 3 | 35.32
2035 | NonRTO_Midwest_2_MISO_IN | NonRTO_Midwest | MISO_IN | Internal | Shoulder | B11 | 25 | 4450 | 0 | 141.38 | 133.38 | 8 | 0
2035 | NonRTO_Midwest_2_MISO_IN | NonRTO_Midwest | MISO_IN | Internal | Shoulder | B12 | 200 | 4450 | 0 | 127.91 | 123.1 | 8 | 0
2035 | NonRTO_Midwest_2_MISO_IN | NonRTO_Midwest | MISO_IN | Internal | Shoulder | B13 | 600 | 4450 | 0 | 118.54 | 116.28 | 8 | 0
2035 | NonRTO_Midwest_2_MISO_IN | NonRTO_Midwest | MISO_IN | Internal | Shoulder | B14 | 900 | 4450 | 0 | 118.54 | 114.85 | 8 | 0
2035 | NonRTO_Midwest_2_MISO_IN | NonRTO_Midwest | MISO_IN | Internal | Shoulder | B15 | 1203 | 4450 | 0 | 118.54 | 114.85 | 8 | 0
2035 | NonRTO_Midwest_2_MISO_IN | NonRTO_Midwest | MISO_IN | Internal | Summer | B1 | 10 | 4450 | 0 | 219.93 | 217.24 | 8 | 0
2035 | NonRTO_Midwest_2_MISO_IN | NonRTO_Midwest | MISO_IN | Internal | Summer | B2 | 25 | 4450 | 0 | 219.93 | 213.76 | 8 | 0
2035 | NonRTO_Midwest_2_MISO_IN | NonRTO_Midwest | MISO_IN | Internal | Summer | B3 | 75 | 4450 | 0 | 218.6 | 210.6 | 8 | 0
2035 | NonRTO_Midwest_2_MISO_IN | NonRTO_Midwest | MISO_IN | Internal | Summer | B4 | 100 | 4450 | 0 | 199.97 | 195.96 | 8 | 0
2035 | NonRTO_Midwest_2_MISO_IN | NonRTO_Midwest | MISO_IN | Internal | Summer | B5 | 200 | 4450 | 0 | 153.83 | 153.58 | 8 | 0
2035 | NonRTO_Midwest_2_MISO_IN | NonRTO_Midwest | MISO_IN | Internal | Summer | B6 | 300 | 4450 | 472.64 | 130.26 | 138.26 | 8 | 0
2035 | NonRTO_Midwest_2_MISO_IN | NonRTO_Midwest | MISO_IN | Internal | Summer | B7 | 400 | 4450 | 820.78 | 117.59 | 125.59 | 8 | 0
2035 | NonRTO_Midwest_2_MISO_IN | NonRTO_Midwest | MISO_IN | Internal | Summer | B8 | 500 | 4450 | 0 | 117.03 | 118.71 | 8 | 0
2035 | NonRTO_Midwest_2_MISO_IN | NonRTO_Midwest | MISO_IN | Internal | Summer | B9 | 800 | 4450 | 0 | 117.03 | 113.4 | 8 | 0
2035 | NonRTO_Midwest_2_MISO_IN | NonRTO_Midwest | MISO_IN | Internal | Summer | B10 | 1262 | 4450 | 0 | 117.03 | 113.4 | 8 | 0
2035 | NonRTO_Midwest_2_MISO_IN | NonRTO_Midwest | MISO_IN | Internal | Winter | B16 | 25 | 4450 | 0 | 143.44 | 135.44 | 8 | 0
2035 | NonRTO_Midwest_2_MISO_IN | NonRTO_Midwest | MISO_IN | Internal | Winter | B17 | 100 | 4450 | 0 | 134.49 | 126.49 | 8 | 0
2035 | NonRTO_Midwest_2_MISO_IN | NonRTO_Midwest | MISO_IN | Internal | Winter | B18 | 400 | 4450 | 0 | 121.86 | 120.06 | 8 | 0
2035 | NonRTO_Midwest_2_MISO_IN | NonRTO_Midwest | MISO_IN | Internal | Winter | B19 | 700 | 4450 | 0 | 121.86 | 117.89 | 8 | 0
2035 | NonRTO_Midwest_2_MISO_IN | NonRTO_Midwest | MISO_IN | Internal | Winter | B20 | 935 | 4450 | 0 | 121.86 | 117.87 | 8 | 0
2035 | NonRTO_Midwest_2_TVA_Transmission | NonRTO_Midwest | TVA_Transmission | Internal | Shoulder | B11 | 25 | 2400 | 0 | 141.38 | 138.11 | 8 | 0
2035 | NonRTO_Midwest_2_TVA_Transmission | NonRTO_Midwest | TVA_Transmission | Internal | Shoulder | B12 | 200 | 2400 | 0 | 127.91 | 124.61 | 8 | 0
2035 | NonRTO_Midwest_2_TVA_Transmission | NonRTO_Midwest | TVA_Transmission | Internal | Shoulder | B13 | 600 | 2400 | 0 | 118.54 | 120.66 | 8 | 0
2035 | NonRTO_Midwest_2_TVA_Transmission | NonRTO_Midwest | TVA_Transmission | Internal | Shoulder | B14 | 900 | 2400 | 0 | 118.54 | 120.01 | 8 | 0
2035 | NonRTO_Midwest_2_TVA_Transmission | NonRTO_Midwest | TVA_Transmission | Internal | Shoulder | B15 | 1203 | 2400 | 0 | 118.54 | 119.43 | 8 | 0
2035 | NonRTO_Midwest_2_TVA_Transmission | NonRTO_Midwest | TVA_Transmission | Internal | Summer | B1 | 10 | 2400 | 0 | 219.93 | 225.26 | 8 | 0
2035 | NonRTO_Midwest_2_TVA_Transmission | NonRTO_Midwest | TVA_Transmission | Internal | Summer | B2 | 25 | 2400 | 0 | 219.93 | 221.76 | 8 | 0
2035 | NonRTO_Midwest_2_TVA_Transmission | NonRTO_Midwest | TVA_Transmission | Internal | Summer | B3 | 75 | 2400 | 0 | 218.6 | 218.6 | 8 | 0
2035 | NonRTO_Midwest_2_TVA_Transmission | NonRTO_Midwest | TVA_Transmission | Internal | Summer | B4 | 100 | 2400 | 0 | 199.97 | 190.97 | 8 | 0
2035 | NonRTO_Midwest_2_TVA_Transmission | NonRTO_Midwest | TVA_Transmission | Internal | Summer | B5 | 200 | 2400 | 0 | 153.83 | 158.27 | 8 | 0
2035 | NonRTO_Midwest_2_TVA_Transmission | NonRTO_Midwest | TVA_Transmission | Internal | Summer | B6 | 300 | 2400 | 0 | 130.26 | 135.22 | 8 | 0
2035 | NonRTO_Midwest_2_TVA_Transmission | NonRTO_Midwest | TVA_Transmission | Internal | Summer | B7 | 400 | 2400 | 232.32 | 117.59 | 125.59 | 8 | 0
2035 | NonRTO_Midwest_2_TVA_Transmission | NonRTO_Midwest | TVA_Transmission | Internal | Summer | B8 | 500 | 2400 | 0 | 117.03 | 121.93 | 8 | 0
2035 | NonRTO_Midwest_2_TVA_Transmission | NonRTO_Midwest | TVA_Transmission | Internal | Summer | B9 | 800 | 2400 | 0 | 117.03 | 118.58 | 8 | 0
2035 | NonRTO_Midwest_2_TVA_Transmission | NonRTO_Midwest | TVA_Transmission | Internal | Summer | B10 | 1262 | 2400 | 0 | 117.03 | 118.1 | 8 | 0
2035 | NonRTO_Midwest_2_TVA_Transmission | NonRTO_Midwest | TVA_Transmission | Internal | Winter | B16 | 25 | 2400 | 0 | 143.44 | 135.99 | 8 | 0
2035 | NonRTO_Midwest_2_TVA_Transmission | NonRTO_Midwest | TVA_Transmission | Internal | Winter | B17 | 100 | 2400 | 0 | 134.49 | 129.69 | 8 | 0
2035 | NonRTO_Midwest_2_TVA_Transmission | NonRTO_Midwest | TVA_Transmission | Internal | Winter | B18 | 400 | 2400 | 0 | 121.86 | 123.66 | 8 | 0
2035 | NonRTO_Midwest_2_TVA_Transmission | NonRTO_Midwest | TVA_Transmission | Internal | Winter | B19 | 700 | 2400 | 0 | 121.86 | 122.97 | 8 | 0
2035 | NonRTO_Midwest_2_TVA_Transmission | NonRTO_Midwest | TVA_Transmission | Internal | Winter | B20 | 935 | 2400 | 0 | 121.86 | 121.37 | 8 | 0
2035 | NYISO_A-F_2_IESO | NYISO_A-F | IESO | Internal | Shoulder | B11 | 25 | 1600 | 0 | 75 | 68 | 7 | 0
2035 | NYISO_A-F_2_IESO | NYISO_A-F | IESO | Internal | Shoulder | B12 | 200 | 1600 | 0 | 75 | 68 | 7 | 0
2035 | NYISO_A-F_2_IESO | NYISO_A-F | IESO | Internal | Shoulder | B13 | 600 | 1600 | 0 | 75 | 68 | 7 | 0
2035 | NYISO_A-F_2_IESO | NYISO_A-F | IESO | Internal | Shoulder | B14 | 900 | 1600 | 0 | 75 | 68 | 7 | 0
2035 | NYISO_A-F_2_IESO | NYISO_A-F | IESO | Internal | Shoulder | B15 | 1203 | 1600 | 0 | 75 | 68 | 7 | 0
2035 | NYISO_A-F_2_IESO | NYISO_A-F | IESO | Internal | Summer | B1 | 10 | 1600 | 0 | 109.37 | 102.37 | 7 | 0
2035 | NYISO_A-F_2_IESO | NYISO_A-F | IESO | Internal | Summer | B2 | 25 | 1600 | 0 | 133.8 | 126.8 | 7 | 0
2035 | NYISO_A-F_2_IESO | NYISO_A-F | IESO | Internal | Summer | B3 | 75 | 1600 | 0 | 141.22 | 126.8 | 7 | 0
2035 | NYISO_A-F_2_IESO | NYISO_A-F | IESO | Internal | Summer | B4 | 100 | 1600 | 0 | 129.7 | 89.81 | 7 | 0
2035 | NYISO_A-F_2_IESO | NYISO_A-F | IESO | Internal | Summer | B5 | 200 | 1600 | 0 | 126.43 | 65.58 | 7 | 0
2035 | NYISO_A-F_2_IESO | NYISO_A-F | IESO | Internal | Summer | B6 | 300 | 1600 | 0 | 126.43 | 65.58 | 7 | 0
2035 | NYISO_A-F_2_IESO | NYISO_A-F | IESO | Internal | Summer | B7 | 400 | 1600 | 0 | 111.09 | 65.58 | 7 | 0
2035 | NYISO_A-F_2_IESO | NYISO_A-F | IESO | Internal | Summer | B8 | 500 | 1600 | 0 | 111.09 | 65.58 | 7 | 0
2035 | NYISO_A-F_2_IESO | NYISO_A-F | IESO | Internal | Summer | B9 | 800 | 1600 | 0 | 109.37 | 65.58 | 7 | 0
2035 | NYISO_A-F_2_IESO | NYISO_A-F | IESO | Internal | Summer | B10 | 1262 | 1600 | 0 | 109.37 | 65.58 | 7 | 0
2035 | NYISO_A-F_2_IESO | NYISO_A-F | IESO | Internal | Winter | B16 | 25 | 1600 | 0 | 75 | 68 | 7 | 0
2035 | NYISO_A-F_2_IESO | NYISO_A-F | IESO | Internal | Winter | B17 | 100 | 1600 | 0 | 75 | 68 | 7 | 0
2035 | NYISO_A-F_2_IESO | NYISO_A-F | IESO | Internal | Winter | B18 | 400 | 1600 | 0 | 75 | 68 | 7 | 0
2035 | NYISO_A-F_2_IESO | NYISO_A-F | IESO | Internal | Winter | B19 | 700 | 1600 | 0 | 75 | 68 | 7 | 0
2035 | NYISO_A-F_2_IESO | NYISO_A-F | IESO | Internal | Winter | B20 | 935 | 1600 | 0 | 75 | 68 | 7 | 0
2035 | NYISO_A-F_2_NEISO | NYISO_A-F | NEISO | Internal | Shoulder | B11 | 25 | 600 | 0 | 75 | 72 | 3 | 0
2035 | NYISO_A-F_2_NEISO | NYISO_A-F | NEISO | Internal | Shoulder | B12 | 200 | 600 | 0 | 75 | 72 | 3 | 0
2035 | NYISO_A-F_2_NEISO | NYISO_A-F | NEISO | Internal | Shoulder | B13 | 600 | 600 | 0 | 75 | 72 | 3 | 0
2035 | NYISO_A-F_2_NEISO | NYISO_A-F | NEISO | Internal | Shoulder | B14 | 900 | 600 | 0 | 75 | 72 | 3 | 0
2035 | NYISO_A-F_2_NEISO | NYISO_A-F | NEISO | Internal | Shoulder | B15 | 1203 | 600 | 0 | 75 | 72 | 3 | 0
2035 | NYISO_A-F_2_NEISO | NYISO_A-F | NEISO | Internal | Summer | B1 | 10 | 600 | 600 | 109.37 | 144.22 | 3 | 31.85
2035 | NYISO_A-F_2_NEISO | NYISO_A-F | NEISO | Internal | Summer | B2 | 25 | 600 | 600 | 133.8 | 181.46 | 3 | 44.66
2035 | NYISO_A-F_2_NEISO | NYISO_A-F | NEISO | Internal | Summer | B3 | 75 | 600 | 272.57 | 141.22 | 144.22 | 3 | 0
2035 | NYISO_A-F_2_NEISO | NYISO_A-F | NEISO | Internal | Summer | B4 | 100 | 600 | 0 | 129.7 | 123.43 | 3 | 0
2035 | NYISO_A-F_2_NEISO | NYISO_A-F | NEISO | Internal | Summer | B5 | 200 | 600 | 0 | 126.43 | 123.43 | 3 | 0
2035 | NYISO_A-F_2_NEISO | NYISO_A-F | NEISO | Internal | Summer | B6 | 300 | 600 | 0 | 126.43 | 123.43 | 3 | 0
2035 | NYISO_A-F_2_NEISO | NYISO_A-F | NEISO | Internal | Summer | B7 | 400 | 600 | 0 | 111.09 | 108.09 | 3 | 0
2035 | NYISO_A-F_2_NEISO | NYISO_A-F | NEISO | Internal | Summer | B8 | 500 | 600 | 0 | 111.09 | 108.09 | 3 | 0
2035 | NYISO_A-F_2_NEISO | NYISO_A-F | NEISO | Internal | Summer | B9 | 800 | 600 | 0 | 109.37 | 106.38 | 3 | 0
2035 | NYISO_A-F_2_NEISO | NYISO_A-F | NEISO | Internal | Summer | B10 | 1262 | 600 | 0 | 109.37 | 106.38 | 3 | 0
2035 | NYISO_A-F_2_NEISO | NYISO_A-F | NEISO | Internal | Winter | B16 | 25 | 600 | 0 | 75 | 72 | 3 | 0
2035 | NYISO_A-F_2_NEISO | NYISO_A-F | NEISO | Internal | Winter | B17 | 100 | 600 | 0 | 75 | 72 | 3 | 0
2035 | NYISO_A-F_2_NEISO | NYISO_A-F | NEISO | Internal | Winter | B18 | 400 | 600 | 0 | 75 | 72 | 3 | 0
2035 | NYISO_A-F_2_NEISO | NYISO_A-F | NEISO | Internal | Winter | B19 | 700 | 600 | 0 | 75 | 72 | 3 | 0
2035 | NYISO_A-F_2_NEISO | NYISO_A-F | NEISO | Internal | Winter | B20 | 935 | 600 | 0 | 75 | 72 | 3 | 0
2035 | NYISO_A-F_2_NYISO_G-I | NYISO_A-F | NYISO_G-I | Internal | Shoulder | B11 | 25 | 5843 | 5843 | 75 | 127.82 | 0.01 | 52.8
2035 | NYISO_A-F_2_NYISO_G-I | NYISO_A-F | NYISO_G-I | Internal | Shoulder | B12 | 200 | 5843 | 5843 | 75 | 127.82 | 0.01 | 52.8
2035 | NYISO_A-F_2_NYISO_G-I | NYISO_A-F | NYISO_G-I | Internal | Shoulder | B13 | 600 | 5843 | 5843 | 75 | 127.82 | 0.01 | 52.8
2035 | NYISO_A-F_2_NYISO_G-I | NYISO_A-F | NYISO_G-I | Internal | Shoulder | B14 | 900 | 5843 | 5843 | 75 | 114.36 | 0.01 | 39.34
2035 | NYISO_A-F_2_NYISO_G-I | NYISO_A-F | NYISO_G-I | Internal | Shoulder | B15 | 1203 | 5843 | 5843 | 75 | 106.79 | 0.01 | 31.77
2035 | NYISO_A-F_2_NYISO_G-I | NYISO_A-F | NYISO_G-I | Internal | Summer | B1 | 10 | 5843 | 5843 | 109.37 | 282.68 | 0.01 | 173.3
2035 | NYISO_A-F_2_NYISO_G-I | NYISO_A-F | NYISO_G-I | Internal | Summer | B2 | 25 | 5843 | 5843 | 133.8 | 270.72 | 0.01 | 136.9
2035 | NYISO_A-F_2_NYISO_G-I | NYISO_A-F | NYISO_G-I | Internal | Summer | B3 | 75 | 5843 | 5843 | 141.22 | 177.61 | 0.01 | 36.38
2035 | NYISO_A-F_2_NYISO_G-I | NYISO_A-F | NYISO_G-I | Internal | Summer | B4 | 100 | 5843 | 5843 | 129.7 | 177.61 | 0.01 | 47.9
2035 | NYISO_A-F_2_NYISO_G-I | NYISO_A-F | NYISO_G-I | Internal | Summer | B5 | 200 | 5843 | 5843 | 126.43 | 149.51 | 0.01 | 23.07
2035 | NYISO_A-F_2_NYISO_G-I | NYISO_A-F | NYISO_G-I | Internal | Summer | B6 | 300 | 5843 | 5843 | 126.43 | 132.29 | 0.01 | 5.85
2035 | NYISO_A-F_2_NYISO_G-I | NYISO_A-F | NYISO_G-I | Internal | Summer | B7 | 400 | 5843 | 5843 | 111.09 | 125.83 | 0.01 | 14.73
2035 | NYISO_A-F_2_NYISO_G-I | NYISO_A-F | NYISO_G-I | Internal | Summer | B8 | 500 | 5843 | 5843 | 111.09 | 124.04 | 0.01 | 12.94
2035 | NYISO_A-F_2_NYISO_G-I | NYISO_A-F | NYISO_G-I | Internal | Summer | B9 | 800 | 5843 | 5843 | 109.37 | 123.38 | 0.01 | 14
2035 | NYISO_A-F_2_NYISO_G-I | NYISO_A-F | NYISO_G-I | Internal | Summer | B10 | 1262 | 5843 | 4467.27 | 109.37 | 109.38 | 0.01 | 0
2035 | NYISO_A-F_2_NYISO_G-I | NYISO_A-F | NYISO_G-I | Internal | Winter | B16 | 25 | 5843 | 5843 | 75 | 137.87 | 0.01 | 62.85
2035 | NYISO_A-F_2_NYISO_G-I | NYISO_A-F | NYISO_G-I | Internal | Winter | B17 | 100 | 5843 | 5843 | 75 | 137.87 | 0.01 | 62.85
2035 | NYISO_A-F_2_NYISO_G-I | NYISO_A-F | NYISO_G-I | Internal | Winter | B18 | 400 | 5843 | 5843 | 75 | 137.87 | 0.01 | 62.85
2035 | NYISO_A-F_2_NYISO_G-I | NYISO_A-F | NYISO_G-I | Internal | Winter | B19 | 700 | 5843 | 5843 | 75 | 125.93 | 0.01 | 50.91
2035 | NYISO_A-F_2_NYISO_G-I | NYISO_A-F | NYISO_G-I | Internal | Winter | B20 | 935 | 5843 | 5843 | 75 | 110.31 | 0.01 | 35.3
2035 | NYISO_A-F_2_PJM_ROM | NYISO_A-F | PJM_ROM | Internal | Shoulder | B11 | 25 | 1000 | 1000 | 75 | 133.32 | 8 | 50.32
2035 | NYISO_A-F_2_PJM_ROM | NYISO_A-F | PJM_ROM | Internal | Shoulder | B12 | 200 | 1000 | 1000 | 75 | 130.68 | 8 | 47.67
2035 | NYISO_A-F_2_PJM_ROM | NYISO_A-F | PJM_ROM | Internal | Shoulder | B13 | 600 | 1000 | 1000 | 75 | 130.68 | 8 | 47.67
2035 | NYISO_A-F_2_PJM_ROM | NYISO_A-F | PJM_ROM | Internal | Shoulder | B14 | 900 | 1000 | 1000 | 75 | 116.86 | 8 | 33.86
2035 | NYISO_A-F_2_PJM_ROM | NYISO_A-F | PJM_ROM | Internal | Shoulder | B15 | 1203 | 1000 | 1000 | 75 | 114.8 | 8 | 31.8
2035 | NYISO_A-F_2_PJM_ROM | NYISO_A-F | PJM_ROM | Internal | Summer | B1 | 10 | 1000 | 1000 | 109.37 | 290.68 | 8 | 173.31
2035 | NYISO_A-F_2_PJM_ROM | NYISO_A-F | PJM_ROM | Internal | Summer | B2 | 25 | 1000 | 1000 | 133.8 | 278.7 | 8 | 136.9
2035 | NYISO_A-F_2_PJM_ROM | NYISO_A-F | PJM_ROM | Internal | Summer | B3 | 75 | 1000 | 1000 | 141.22 | 212.61 | 8 | 63.39
2035 | NYISO_A-F_2_PJM_ROM | NYISO_A-F | PJM_ROM | Internal | Summer | B4 | 100 | 1000 | 1000 | 129.7 | 197.99 | 8 | 60.29
2035 | NYISO_A-F_2_PJM_ROM | NYISO_A-F | PJM_ROM | Internal | Summer | B5 | 200 | 1000 | 1000 | 126.43 | 157.5 | 8 | 23.07
2035 | NYISO_A-F_2_PJM_ROM | NYISO_A-F | PJM_ROM | Internal | Summer | B6 | 300 | 1000 | 1000 | 126.43 | 140.28 | 8 | 5.85
2035 | NYISO_A-F_2_PJM_ROM | NYISO_A-F | PJM_ROM | Internal | Summer | B7 | 400 | 1000 | 1000 | 111.09 | 133.48 | 8 | 14.39
2035 | NYISO_A-F_2_PJM_ROM | NYISO_A-F | PJM_ROM | Internal | Summer | B8 | 500 | 1000 | 1000 | 111.09 | 127.96 | 8 | 8.87
2035 | NYISO_A-F_2_PJM_ROM | NYISO_A-F | PJM_ROM | Internal | Summer | B9 | 800 | 1000 | 621.82 | 109.37 | 117.37 | 8 | 0
2035 | NYISO_A-F_2_PJM_ROM | NYISO_A-F | PJM_ROM | Internal | Summer | B10 | 1262 | 1000 | 0 | 109.37 | 113.17 | 8 | 0
2035 | NYISO_A-F_2_PJM_ROM | NYISO_A-F | PJM_ROM | Internal | Winter | B16 | 25 | 1000 | 1000 | 75 | 137.44 | 8 | 54.44
2035 | NYISO_A-F_2_PJM_ROM | NYISO_A-F | PJM_ROM | Internal | Winter | B17 | 100 | 1000 | 1000 | 75 | 137.24 | 8 | 54.23
2035 | NYISO_A-F_2_PJM_ROM | NYISO_A-F | PJM_ROM | Internal | Winter | B18 | 400 | 1000 | 1000 | 75 | 136.75 | 8 | 53.74
2035 | NYISO_A-F_2_PJM_ROM | NYISO_A-F | PJM_ROM | Internal | Winter | B19 | 700 | 1000 | 1000 | 75 | 119.91 | 8 | 36.91
2035 | NYISO_A-F_2_PJM_ROM | NYISO_A-F | PJM_ROM | Internal | Winter | B20 | 935 | 1000 | 1000 | 75 | 118.3 | 8 | 35.3
2035 | NYISO_G-I_2_NEISO | NYISO_G-I | NEISO | Internal | Shoulder | B11 | 25 | 600 | 0 | 127.82 | 72 | 3 | 0
2035 | NYISO_G-I_2_NEISO | NYISO_G-I | NEISO | Internal | Shoulder | B12 | 200 | 600 | 0 | 127.82 | 72 | 3 | 0
2035 | NYISO_G-I_2_NEISO | NYISO_G-I | NEISO | Internal | Shoulder | B13 | 600 | 600 | 0 | 127.82 | 72 | 3 | 0
2035 | NYISO_G-I_2_NEISO | NYISO_G-I | NEISO | Internal | Shoulder | B14 | 900 | 600 | 0 | 114.36 | 72 | 3 | 0
2035 | NYISO_G-I_2_NEISO | NYISO_G-I | NEISO | Internal | Shoulder | B15 | 1203 | 600 | 0 | 106.79 | 72 | 3 | 0
2035 | NYISO_G-I_2_NEISO | NYISO_G-I | NEISO | Internal | Summer | B1 | 10 | 600 | 0 | 282.68 | 144.22 | 3 | 0
2035 | NYISO_G-I_2_NEISO | NYISO_G-I | NEISO | Internal | Summer | B2 | 25 | 600 | 0 | 270.72 | 181.46 | 3 | 0
2035 | NYISO_G-I_2_NEISO | NYISO_G-I | NEISO | Internal | Summer | B3 | 75 | 600 | 0 | 177.61 | 144.22 | 3 | 0
2035 | NYISO_G-I_2_NEISO | NYISO_G-I | NEISO | Internal | Summer | B4 | 100 | 600 | 0 | 177.61 | 123.43 | 3 | 0
2035 | NYISO_G-I_2_NEISO | NYISO_G-I | NEISO | Internal | Summer | B5 | 200 | 600 | 0 | 149.51 | 123.43 | 3 | 0
2035 | NYISO_G-I_2_NEISO | NYISO_G-I | NEISO | Internal | Summer | B6 | 300 | 600 | 0 | 132.29 | 123.43 | 3 | 0
2035 | NYISO_G-I_2_NEISO | NYISO_G-I | NEISO | Internal | Summer | B7 | 400 | 600 | 0 | 125.83 | 108.09 | 3 | 0
2035 | NYISO_G-I_2_NEISO | NYISO_G-I | NEISO | Internal | Summer | B8 | 500 | 600 | 0 | 124.04 | 108.09 | 3 | 0
2035 | NYISO_G-I_2_NEISO | NYISO_G-I | NEISO | Internal | Summer | B9 | 800 | 600 | 0 | 123.38 | 106.38 | 3 | 0
2035 | NYISO_G-I_2_NEISO | NYISO_G-I | NEISO | Internal | Summer | B10 | 1262 | 600 | 0 | 109.38 | 106.38 | 3 | 0
2035 | NYISO_G-I_2_NEISO | NYISO_G-I | NEISO | Internal | Winter | B16 | 25 | 600 | 0 | 137.87 | 72 | 3 | 0
2035 | NYISO_G-I_2_NEISO | NYISO_G-I | NEISO | Internal | Winter | B17 | 100 | 600 | 0 | 137.87 | 72 | 3 | 0
2035 | NYISO_G-I_2_NEISO | NYISO_G-I | NEISO | Internal | Winter | B18 | 400 | 600 | 0 | 137.87 | 72 | 3 | 0
2035 | NYISO_G-I_2_NEISO | NYISO_G-I | NEISO | Internal | Winter | B19 | 700 | 600 | 0 | 125.93 | 72 | 3 | 0
2035 | NYISO_G-I_2_NEISO | NYISO_G-I | NEISO | Internal | Winter | B20 | 935 | 600 | 0 | 110.31 | 72 | 3 | 0
2035 | NYISO_G-I_2_NYISO_A-F | NYISO_G-I | NYISO_A-F | Internal | Shoulder | B11 | 25 | 3592 | 0 | 127.82 | 75 | 0.01 | 0
2035 | NYISO_G-I_2_NYISO_A-F | NYISO_G-I | NYISO_A-F | Internal | Shoulder | B12 | 200 | 3592 | 0 | 127.82 | 75 | 0.01 | 0
2035 | NYISO_G-I_2_NYISO_A-F | NYISO_G-I | NYISO_A-F | Internal | Shoulder | B13 | 600 | 3592 | 0 | 127.82 | 75 | 0.01 | 0
2035 | NYISO_G-I_2_NYISO_A-F | NYISO_G-I | NYISO_A-F | Internal | Shoulder | B14 | 900 | 3592 | 0 | 114.36 | 75 | 0.01 | 0
2035 | NYISO_G-I_2_NYISO_A-F | NYISO_G-I | NYISO_A-F | Internal | Shoulder | B15 | 1203 | 3592 | 0 | 106.79 | 75 | 0.01 | 0
2035 | NYISO_G-I_2_NYISO_A-F | NYISO_G-I | NYISO_A-F | Internal | Summer | B1 | 10 | 3592 | 0 | 282.68 | 109.37 | 0.01 | 0
2035 | NYISO_G-I_2_NYISO_A-F | NYISO_G-I | NYISO_A-F | Internal | Summer | B2 | 25 | 3592 | 0 | 270.72 | 133.8 | 0.01 | 0
2035 | NYISO_G-I_2_NYISO_A-F | NYISO_G-I | NYISO_A-F | Internal | Summer | B3 | 75 | 3592 | 0 | 177.61 | 141.22 | 0.01 | 0
2035 | NYISO_G-I_2_NYISO_A-F | NYISO_G-I | NYISO_A-F | Internal | Summer | B4 | 100 | 3592 | 0 | 177.61 | 129.7 | 0.01 | 0
2035 | NYISO_G-I_2_NYISO_A-F | NYISO_G-I | NYISO_A-F | Internal | Summer | B5 | 200 | 3592 | 0 | 149.51 | 126.43 | 0.01 | 0
2035 | NYISO_G-I_2_NYISO_A-F | NYISO_G-I | NYISO_A-F | Internal | Summer | B6 | 300 | 3592 | 0 | 132.29 | 126.43 | 0.01 | 0
2035 | NYISO_G-I_2_NYISO_A-F | NYISO_G-I | NYISO_A-F | Internal | Summer | B7 | 400 | 3592 | 0 | 125.83 | 111.09 | 0.01 | 0
2035 | NYISO_G-I_2_NYISO_A-F | NYISO_G-I | NYISO_A-F | Internal | Summer | B8 | 500 | 3592 | 0 | 124.04 | 111.09 | 0.01 | 0
2035 | NYISO_G-I_2_NYISO_A-F | NYISO_G-I | NYISO_A-F | Internal | Summer | B9 | 800 | 3592 | 0 | 123.38 | 109.37 | 0.01 | 0
2035 | NYISO_G-I_2_NYISO_A-F | NYISO_G-I | NYISO_A-F | Internal | Summer | B10 | 1262 | 3592 | 0 | 109.38 | 109.37 | 0.01 | 0
2035 | NYISO_G-I_2_NYISO_A-F | NYISO_G-I | NYISO_A-F | Internal | Winter | B16 | 25 | 3592 | 0 | 137.87 | 75 | 0.01 | 0
2035 | NYISO_G-I_2_NYISO_A-F | NYISO_G-I | NYISO_A-F | Internal | Winter | B17 | 100 | 3592 | 0 | 137.87 | 75 | 0.01 | 0
2035 | NYISO_G-I_2_NYISO_A-F | NYISO_G-I | NYISO_A-F | Internal | Winter | B18 | 400 | 3592 | 0 | 137.87 | 75 | 0.01 | 0
2035 | NYISO_G-I_2_NYISO_A-F | NYISO_G-I | NYISO_A-F | Internal | Winter | B19 | 700 | 3592 | 0 | 125.93 | 75 | 0.01 | 0
2035 | NYISO_G-I_2_NYISO_A-F | NYISO_G-I | NYISO_A-F | Internal | Winter | B20 | 935 | 3592 | 0 | 110.31 | 75 | 0.01 | 0
2035 | NYISO_G-I_2_NYISO_J-K | NYISO_G-I | NYISO_J-K | Internal | Shoulder | B11 | 25 | 6130 | 5467.68 | 127.82 | 127.83 | 0.01 | 0
2035 | NYISO_G-I_2_NYISO_J-K | NYISO_G-I | NYISO_J-K | Internal | Shoulder | B12 | 200 | 6130 | 5502.56 | 127.82 | 127.83 | 0.01 | 0
2035 | NYISO_G-I_2_NYISO_J-K | NYISO_G-I | NYISO_J-K | Internal | Shoulder | B13 | 600 | 6130 | 5618.2 | 127.82 | 127.83 | 0.01 | 0
2035 | NYISO_G-I_2_NYISO_J-K | NYISO_G-I | NYISO_J-K | Internal | Shoulder | B14 | 900 | 6130 | 5770.11 | 114.36 | 114.37 | 0.01 | 0
2035 | NYISO_G-I_2_NYISO_J-K | NYISO_G-I | NYISO_J-K | Internal | Shoulder | B15 | 1203 | 6130 | 5162.62 | 106.79 | 106.8 | 0.01 | 0
2035 | NYISO_G-I_2_NYISO_J-K | NYISO_G-I | NYISO_J-K | Internal | Summer | B1 | 10 | 6130 | 3990.26 | 282.68 | 282.7 | 0.01 | 0
2035 | NYISO_G-I_2_NYISO_J-K | NYISO_G-I | NYISO_J-K | Internal | Summer | B2 | 25 | 6130 | 4537.11 | 270.72 | 270.73 | 0.01 | 0
2035 | NYISO_G-I_2_NYISO_J-K | NYISO_G-I | NYISO_J-K | Internal | Summer | B3 | 75 | 6130 | 4441.87 | 177.61 | 177.62 | 0.01 | 0
2035 | NYISO_G-I_2_NYISO_J-K | NYISO_G-I | NYISO_J-K | Internal | Summer | B4 | 100 | 6130 | 4683.35 | 177.61 | 177.62 | 0.01 | 0
2035 | NYISO_G-I_2_NYISO_J-K | NYISO_G-I | NYISO_J-K | Internal | Summer | B5 | 200 | 6130 | 6130 | 149.51 | 176.19 | 0.01 | 26.67
2035 | NYISO_G-I_2_NYISO_J-K | NYISO_G-I | NYISO_J-K | Internal | Summer | B6 | 300 | 6130 | 5664.87 | 132.29 | 132.3 | 0.01 | 0
2035 | NYISO_G-I_2_NYISO_J-K | NYISO_G-I | NYISO_J-K | Internal | Summer | B7 | 400 | 6130 | 6087.13 | 125.83 | 125.84 | 0.01 | 0
2035 | NYISO_G-I_2_NYISO_J-K | NYISO_G-I | NYISO_J-K | Internal | Summer | B8 | 500 | 6130 | 5746.6 | 124.04 | 124.06 | 0.01 | 0
2035 | NYISO_G-I_2_NYISO_J-K | NYISO_G-I | NYISO_J-K | Internal | Summer | B9 | 800 | 6130 | 6130 | 123.38 | 124.06 | 0.01 | 0.66
2035 | NYISO_G-I_2_NYISO_J-K | NYISO_G-I | NYISO_J-K | Internal | Summer | B10 | 1262 | 6130 | 4861.48 | 109.38 | 109.4 | 0.01 | 0
2035 | NYISO_G-I_2_NYISO_J-K | NYISO_G-I | NYISO_J-K | Internal | Winter | B16 | 25 | 6130 | 6130 | 137.87 | 140.93 | 0.01 | 3.04
2035 | NYISO_G-I_2_NYISO_J-K | NYISO_G-I | NYISO_J-K | Internal | Winter | B17 | 100 | 6130 | 6130 | 137.87 | 140.93 | 0.01 | 3.04
2035 | NYISO_G-I_2_NYISO_J-K | NYISO_G-I | NYISO_J-K | Internal | Winter | B18 | 400 | 6130 | 6130 | 137.87 | 140.93 | 0.01 | 3.04
2035 | NYISO_G-I_2_NYISO_J-K | NYISO_G-I | NYISO_J-K | Internal | Winter | B19 | 700 | 6130 | 6100.39 | 125.93 | 125.94 | 0.01 | 0
2035 | NYISO_G-I_2_NYISO_J-K | NYISO_G-I | NYISO_J-K | Internal | Winter | B20 | 935 | 6130 | 5570.52 | 110.31 | 110.33 | 0.01 | 0
2035 | NYISO_G-I_2_PJM_E | NYISO_G-I | PJM_E | Internal | Shoulder | B11 | 25 | 1500 | 0 | 127.82 | 133.33 | 8 | 0
2035 | NYISO_G-I_2_PJM_E | NYISO_G-I | PJM_E | Internal | Shoulder | B12 | 200 | 1500 | 0 | 127.82 | 130.69 | 8 | 0
2035 | NYISO_G-I_2_PJM_E | NYISO_G-I | PJM_E | Internal | Shoulder | B13 | 600 | 1500 | 0 | 127.82 | 130.69 | 8 | 0
2035 | NYISO_G-I_2_PJM_E | NYISO_G-I | PJM_E | Internal | Shoulder | B14 | 900 | 1500 | 0 | 114.36 | 116.87 | 8 | 0
2035 | NYISO_G-I_2_PJM_E | NYISO_G-I | PJM_E | Internal | Shoulder | B15 | 1203 | 1500 | 1024.86 | 106.79 | 114.79 | 8 | 0
2035 | NYISO_G-I_2_PJM_E | NYISO_G-I | PJM_E | Internal | Summer | B1 | 10 | 1500 | 1499.99 | 282.68 | 290.7 | 8 | 0.01
2035 | NYISO_G-I_2_PJM_E | NYISO_G-I | PJM_E | Internal | Summer | B2 | 25 | 1500 | 1017.49 | 270.72 | 278.72 | 8 | 0
2035 | NYISO_G-I_2_PJM_E | NYISO_G-I | PJM_E | Internal | Summer | B3 | 75 | 1500 | 1500 | 177.61 | 212.62 | 8 | 27.01
2035 | NYISO_G-I_2_PJM_E | NYISO_G-I | PJM_E | Internal | Summer | B4 | 100 | 1500 | 1500 | 177.61 | 198 | 8 | 12.39
2035 | NYISO_G-I_2_PJM_E | NYISO_G-I | PJM_E | Internal | Summer | B5 | 200 | 1500 | 193.11 | 149.51 | 157.51 | 8 | 0
2035 | NYISO_G-I_2_PJM_E | NYISO_G-I | PJM_E | Internal | Summer | B6 | 300 | 1500 | 833.97 | 132.29 | 140.29 | 8 | 0
2035 | NYISO_G-I_2_PJM_E | NYISO_G-I | PJM_E | Internal | Summer | B7 | 400 | 1500 | 0 | 125.83 | 133.49 | 8 | 0
2035 | NYISO_G-I_2_PJM_E | NYISO_G-I | PJM_E | Internal | Summer | B8 | 500 | 1500 | 0 | 124.04 | 127.97 | 8 | 0
2035 | NYISO_G-I_2_PJM_E | NYISO_G-I | PJM_E | Internal | Summer | B9 | 800 | 1500 | 0 | 123.38 | 117.38 | 8 | 0
2035 | NYISO_G-I_2_PJM_E | NYISO_G-I | PJM_E | Internal | Summer | B10 | 1262 | 1500 | 0 | 109.38 | 113.18 | 8 | 0
2035 | NYISO_G-I_2_PJM_E | NYISO_G-I | PJM_E | Internal | Winter | B16 | 25 | 1500 | 0 | 137.87 | 137.45 | 8 | 0
2035 | NYISO_G-I_2_PJM_E | NYISO_G-I | PJM_E | Internal | Winter | B17 | 100 | 1500 | 0 | 137.87 | 137.25 | 8 | 0
2035 | NYISO_G-I_2_PJM_E | NYISO_G-I | PJM_E | Internal | Winter | B18 | 400 | 1500 | 0 | 137.87 | 136.76 | 8 | 0
2035 | NYISO_G-I_2_PJM_E | NYISO_G-I | PJM_E | Internal | Winter | B19 | 700 | 1500 | 0 | 125.93 | 119.93 | 8 | 0
2035 | NYISO_G-I_2_PJM_E | NYISO_G-I | PJM_E | Internal | Winter | B20 | 935 | 1500 | 821.59 | 110.31 | 118.31 | 8 | 0
2035 | NYISO_J-K_2_NEISO | NYISO_J-K | NEISO | Internal | Shoulder | B11 | 25 | 347 | 0 | 127.83 | 72 | 3 | 0
2035 | NYISO_J-K_2_NEISO | NYISO_J-K | NEISO | Internal | Shoulder | B12 | 200 | 347 | 0 | 127.83 | 72 | 3 | 0
2035 | NYISO_J-K_2_NEISO | NYISO_J-K | NEISO | Internal | Shoulder | B13 | 600 | 347 | 0 | 127.83 | 72 | 3 | 0
2035 | NYISO_J-K_2_NEISO | NYISO_J-K | NEISO | Internal | Shoulder | B14 | 900 | 347 | 0 | 114.37 | 72 | 3 | 0
2035 | NYISO_J-K_2_NEISO | NYISO_J-K | NEISO | Internal | Shoulder | B15 | 1203 | 347 | 0 | 106.8 | 72 | 3 | 0
2035 | NYISO_J-K_2_NEISO | NYISO_J-K | NEISO | Internal | Summer | B1 | 10 | 347 | 0 | 282.7 | 144.22 | 3 | 0
2035 | NYISO_J-K_2_NEISO | NYISO_J-K | NEISO | Internal | Summer | B2 | 25 | 347 | 0 | 270.73 | 181.46 | 3 | 0
2035 | NYISO_J-K_2_NEISO | NYISO_J-K | NEISO | Internal | Summer | B3 | 75 | 347 | 0 | 177.62 | 144.22 | 3 | 0
2035 | NYISO_J-K_2_NEISO | NYISO_J-K | NEISO | Internal | Summer | B4 | 100 | 347 | 0 | 177.62 | 123.43 | 3 | 0
2035 | NYISO_J-K_2_NEISO | NYISO_J-K | NEISO | Internal | Summer | B5 | 200 | 347 | 0 | 176.19 | 123.43 | 3 | 0
2035 | NYISO_J-K_2_NEISO | NYISO_J-K | NEISO | Internal | Summer | B6 | 300 | 347 | 0 | 132.3 | 123.43 | 3 | 0
2035 | NYISO_J-K_2_NEISO | NYISO_J-K | NEISO | Internal | Summer | B7 | 400 | 347 | 0 | 125.84 | 108.09 | 3 | 0
2035 | NYISO_J-K_2_NEISO | NYISO_J-K | NEISO | Internal | Summer | B8 | 500 | 347 | 0 | 124.06 | 108.09 | 3 | 0
2035 | NYISO_J-K_2_NEISO | NYISO_J-K | NEISO | Internal | Summer | B9 | 800 | 347 | 0 | 124.06 | 106.38 | 3 | 0
2035 | NYISO_J-K_2_NEISO | NYISO_J-K | NEISO | Internal | Summer | B10 | 1262 | 347 | 0 | 109.4 | 106.38 | 3 | 0
2035 | NYISO_J-K_2_NEISO | NYISO_J-K | NEISO | Internal | Winter | B16 | 25 | 347 | 0 | 140.93 | 72 | 3 | 0
2035 | NYISO_J-K_2_NEISO | NYISO_J-K | NEISO | Internal | Winter | B17 | 100 | 347 | 0 | 140.93 | 72 | 3 | 0
2035 | NYISO_J-K_2_NEISO | NYISO_J-K | NEISO | Internal | Winter | B18 | 400 | 347 | 0 | 140.93 | 72 | 3 | 0
2035 | NYISO_J-K_2_NEISO | NYISO_J-K | NEISO | Internal | Winter | B19 | 700 | 347 | 0 | 125.94 | 72 | 3 | 0
2035 | NYISO_J-K_2_NEISO | NYISO_J-K | NEISO | Internal | Winter | B20 | 935 | 347 | 0 | 110.33 | 72 | 3 | 0
2035 | NYISO_J-K_2_NYISO_G-I | NYISO_J-K | NYISO_G-I | Internal | Shoulder | B11 | 25 | 1999 | 0 | 127.83 | 127.82 | 0.01 | 0
2035 | NYISO_J-K_2_NYISO_G-I | NYISO_J-K | NYISO_G-I | Internal | Shoulder | B12 | 200 | 1999 | 0 | 127.83 | 127.82 | 0.01 | 0
2035 | NYISO_J-K_2_NYISO_G-I | NYISO_J-K | NYISO_G-I | Internal | Shoulder | B13 | 600 | 1999 | 0 | 127.83 | 127.82 | 0.01 | 0
2035 | NYISO_J-K_2_NYISO_G-I | NYISO_J-K | NYISO_G-I | Internal | Shoulder | B14 | 900 | 1999 | 0 | 114.37 | 114.36 | 0.01 | 0
2035 | NYISO_J-K_2_NYISO_G-I | NYISO_J-K | NYISO_G-I | Internal | Shoulder | B15 | 1203 | 1999 | 0 | 106.8 | 106.79 | 0.01 | 0
2035 | NYISO_J-K_2_NYISO_G-I | NYISO_J-K | NYISO_G-I | Internal | Summer | B1 | 10 | 1999 | 0 | 282.7 | 282.68 | 0.01 | 0
2035 | NYISO_J-K_2_NYISO_G-I | NYISO_J-K | NYISO_G-I | Internal | Summer | B2 | 25 | 1999 | 0 | 270.73 | 270.72 | 0.01 | 0
2035 | NYISO_J-K_2_NYISO_G-I | NYISO_J-K | NYISO_G-I | Internal | Summer | B3 | 75 | 1999 | 0 | 177.62 | 177.61 | 0.01 | 0
2035 | NYISO_J-K_2_NYISO_G-I | NYISO_J-K | NYISO_G-I | Internal | Summer | B4 | 100 | 1999 | 0 | 177.62 | 177.61 | 0.01 | 0
2035 | NYISO_J-K_2_NYISO_G-I | NYISO_J-K | NYISO_G-I | Internal | Summer | B5 | 200 | 1999 | 0 | 176.19 | 149.51 | 0.01 | 0
2035 | NYISO_J-K_2_NYISO_G-I | NYISO_J-K | NYISO_G-I | Internal | Summer | B6 | 300 | 1999 | 0 | 132.3 | 132.29 | 0.01 | 0
2035 | NYISO_J-K_2_NYISO_G-I | NYISO_J-K | NYISO_G-I | Internal | Summer | B7 | 400 | 1999 | 0 | 125.84 | 125.83 | 0.01 | 0
2035 | NYISO_J-K_2_NYISO_G-I | NYISO_J-K | NYISO_G-I | Internal | Summer | B8 | 500 | 1999 | 0 | 124.06 | 124.04 | 0.01 | 0
2035 | NYISO_J-K_2_NYISO_G-I | NYISO_J-K | NYISO_G-I | Internal | Summer | B9 | 800 | 1999 | 0 | 124.06 | 123.38 | 0.01 | 0
2035 | NYISO_J-K_2_NYISO_G-I | NYISO_J-K | NYISO_G-I | Internal | Summer | B10 | 1262 | 1999 | 0 | 109.4 | 109.38 | 0.01 | 0
2035 | NYISO_J-K_2_NYISO_G-I | NYISO_J-K | NYISO_G-I | Internal | Winter | B16 | 25 | 1999 | 0 | 140.93 | 137.87 | 0.01 | 0
2035 | NYISO_J-K_2_NYISO_G-I | NYISO_J-K | NYISO_G-I | Internal | Winter | B17 | 100 | 1999 | 0 | 140.93 | 137.87 | 0.01 | 0
2035 | NYISO_J-K_2_NYISO_G-I | NYISO_J-K | NYISO_G-I | Internal | Winter | B18 | 400 | 1999 | 0 | 140.93 | 137.87 | 0.01 | 0
2035 | NYISO_J-K_2_NYISO_G-I | NYISO_J-K | NYISO_G-I | Internal | Winter | B19 | 700 | 1999 | 0 | 125.94 | 125.93 | 0.01 | 0
2035 | NYISO_J-K_2_NYISO_G-I | NYISO_J-K | NYISO_G-I | Internal | Winter | B20 | 935 | 1999 | 0 | 110.33 | 110.31 | 0.01 | 0
2035 | NYISO_J-K_2_PJM_E | NYISO_J-K | PJM_E | Internal | Shoulder | B11 | 25 | 330 | 0 | 127.83 | 133.33 | 8 | 0
2035 | NYISO_J-K_2_PJM_E | NYISO_J-K | PJM_E | Internal | Shoulder | B12 | 200 | 330 | 0 | 127.83 | 130.69 | 8 | 0
2035 | NYISO_J-K_2_PJM_E | NYISO_J-K | PJM_E | Internal | Shoulder | B13 | 600 | 330 | 0 | 127.83 | 130.69 | 8 | 0
2035 | NYISO_J-K_2_PJM_E | NYISO_J-K | PJM_E | Internal | Shoulder | B14 | 900 | 330 | 0 | 114.37 | 116.87 | 8 | 0
2035 | NYISO_J-K_2_PJM_E | NYISO_J-K | PJM_E | Internal | Shoulder | B15 | 1203 | 330 | 0 | 106.8 | 114.79 | 8 | 0
2035 | NYISO_J-K_2_PJM_E | NYISO_J-K | PJM_E | Internal | Summer | B1 | 10 | 330 | 54.91 | 282.7 | 290.7 | 8 | 0
2035 | NYISO_J-K_2_PJM_E | NYISO_J-K | PJM_E | Internal | Summer | B2 | 25 | 330 | 0 | 270.73 | 278.72 | 8 | 0
2035 | NYISO_J-K_2_PJM_E | NYISO_J-K | PJM_E | Internal | Summer | B3 | 75 | 330 | 330 | 177.62 | 212.62 | 8 | 26.99
2035 | NYISO_J-K_2_PJM_E | NYISO_J-K | PJM_E | Internal | Summer | B4 | 100 | 330 | 330 | 177.62 | 198 | 8 | 12.37
2035 | NYISO_J-K_2_PJM_E | NYISO_J-K | PJM_E | Internal | Summer | B5 | 200 | 330 | 0 | 176.19 | 157.51 | 8 | 0
2035 | NYISO_J-K_2_PJM_E | NYISO_J-K | PJM_E | Internal | Summer | B6 | 300 | 330 | 0 | 132.3 | 140.29 | 8 | 0
2035 | NYISO_J-K_2_PJM_E | NYISO_J-K | PJM_E | Internal | Summer | B7 | 400 | 330 | 0 | 125.84 | 133.49 | 8 | 0
2035 | NYISO_J-K_2_PJM_E | NYISO_J-K | PJM_E | Internal | Summer | B8 | 500 | 330 | 0 | 124.06 | 127.97 | 8 | 0
2035 | NYISO_J-K_2_PJM_E | NYISO_J-K | PJM_E | Internal | Summer | B9 | 800 | 330 | 0 | 124.06 | 117.38 | 8 | 0
2035 | NYISO_J-K_2_PJM_E | NYISO_J-K | PJM_E | Internal | Summer | B10 | 1262 | 330 | 0 | 109.4 | 113.18 | 8 | 0
2035 | NYISO_J-K_2_PJM_E | NYISO_J-K | PJM_E | Internal | Winter | B16 | 25 | 330 | 0 | 140.93 | 137.45 | 8 | 0
2035 | NYISO_J-K_2_PJM_E | NYISO_J-K | PJM_E | Internal | Winter | B17 | 100 | 330 | 0 | 140.93 | 137.25 | 8 | 0
2035 | NYISO_J-K_2_PJM_E | NYISO_J-K | PJM_E | Internal | Winter | B18 | 400 | 330 | 0 | 140.93 | 136.76 | 8 | 0
2035 | NYISO_J-K_2_PJM_E | NYISO_J-K | PJM_E | Internal | Winter | B19 | 700 | 330 | 0 | 125.94 | 119.93 | 8 | 0
2035 | NYISO_J-K_2_PJM_E | NYISO_J-K | PJM_E | Internal | Winter | B20 | 935 | 330 | 0 | 110.33 | 118.31 | 8 | 0
2035 | PJM_E_2_NYISO_G-I | PJM_E | NYISO_G-I | Internal | Shoulder | B11 | 25 | 500 | 0 | 133.33 | 127.82 | 6 | 0
2035 | PJM_E_2_NYISO_G-I | PJM_E | NYISO_G-I | Internal | Shoulder | B12 | 200 | 500 | 0 | 130.69 | 127.82 | 6 | 0
2035 | PJM_E_2_NYISO_G-I | PJM_E | NYISO_G-I | Internal | Shoulder | B13 | 600 | 500 | 0 | 130.69 | 127.82 | 6 | 0
2035 | PJM_E_2_NYISO_G-I | PJM_E | NYISO_G-I | Internal | Shoulder | B14 | 900 | 500 | 0 | 116.87 | 114.36 | 6 | 0
2035 | PJM_E_2_NYISO_G-I | PJM_E | NYISO_G-I | Internal | Shoulder | B15 | 1203 | 500 | 0 | 114.79 | 106.79 | 6 | 0
2035 | PJM_E_2_NYISO_G-I | PJM_E | NYISO_G-I | Internal | Summer | B1 | 10 | 500 | 0 | 290.7 | 282.68 | 6 | 0
2035 | PJM_E_2_NYISO_G-I | PJM_E | NYISO_G-I | Internal | Summer | B2 | 25 | 500 | 0 | 278.72 | 270.72 | 6 | 0
2035 | PJM_E_2_NYISO_G-I | PJM_E | NYISO_G-I | Internal | Summer | B3 | 75 | 500 | 0 | 212.62 | 177.61 | 6 | 0
2035 | PJM_E_2_NYISO_G-I | PJM_E | NYISO_G-I | Internal | Summer | B4 | 100 | 500 | 0 | 198 | 177.61 | 6 | 0
2035 | PJM_E_2_NYISO_G-I | PJM_E | NYISO_G-I | Internal | Summer | B5 | 200 | 500 | 0 | 157.51 | 149.51 | 6 | 0
2035 | PJM_E_2_NYISO_G-I | PJM_E | NYISO_G-I | Internal | Summer | B6 | 300 | 500 | 0 | 140.29 | 132.29 | 6 | 0
2035 | PJM_E_2_NYISO_G-I | PJM_E | NYISO_G-I | Internal | Summer | B7 | 400 | 500 | 0 | 133.49 | 125.83 | 6 | 0
2035 | PJM_E_2_NYISO_G-I | PJM_E | NYISO_G-I | Internal | Summer | B8 | 500 | 500 | 0 | 127.97 | 124.04 | 6 | 0
2035 | PJM_E_2_NYISO_G-I | PJM_E | NYISO_G-I | Internal | Summer | B9 | 800 | 500 | 169.42 | 117.38 | 123.38 | 6 | 0
2035 | PJM_E_2_NYISO_G-I | PJM_E | NYISO_G-I | Internal | Summer | B10 | 1262 | 500 | 0 | 113.18 | 109.38 | 6 | 0
2035 | PJM_E_2_NYISO_G-I | PJM_E | NYISO_G-I | Internal | Winter | B16 | 25 | 500 | 0 | 137.45 | 137.87 | 6 | 0
2035 | PJM_E_2_NYISO_G-I | PJM_E | NYISO_G-I | Internal | Winter | B17 | 100 | 500 | 0 | 137.25 | 137.87 | 6 | 0
2035 | PJM_E_2_NYISO_G-I | PJM_E | NYISO_G-I | Internal | Winter | B18 | 400 | 500 | 0 | 136.76 | 137.87 | 6 | 0
2035 | PJM_E_2_NYISO_G-I | PJM_E | NYISO_G-I | Internal | Winter | B19 | 700 | 500 | 121.15 | 119.93 | 125.93 | 6 | 0
2035 | PJM_E_2_NYISO_G-I | PJM_E | NYISO_G-I | Internal | Winter | B20 | 935 | 500 | 0 | 118.31 | 110.31 | 6 | 0
2035 | PJM_E_2_NYISO_J-K | PJM_E | NYISO_J-K | Internal | Shoulder | B11 | 25 | 330 | 0 | 133.33 | 127.83 | 6 | 0
2035 | PJM_E_2_NYISO_J-K | PJM_E | NYISO_J-K | Internal | Shoulder | B12 | 200 | 330 | 0 | 130.69 | 127.83 | 6 | 0
2035 | PJM_E_2_NYISO_J-K | PJM_E | NYISO_J-K | Internal | Shoulder | B13 | 600 | 330 | 0 | 130.69 | 127.83 | 6 | 0
2035 | PJM_E_2_NYISO_J-K | PJM_E | NYISO_J-K | Internal | Shoulder | B14 | 900 | 330 | 0 | 116.87 | 114.37 | 6 | 0
2035 | PJM_E_2_NYISO_J-K | PJM_E | NYISO_J-K | Internal | Shoulder | B15 | 1203 | 330 | 0 | 114.79 | 106.8 | 6 | 0
2035 | PJM_E_2_NYISO_J-K | PJM_E | NYISO_J-K | Internal | Summer | B1 | 10 | 330 | 0 | 290.7 | 282.7 | 6 | 0
2035 | PJM_E_2_NYISO_J-K | PJM_E | NYISO_J-K | Internal | Summer | B2 | 25 | 330 | 0 | 278.72 | 270.73 | 6 | 0
2035 | PJM_E_2_NYISO_J-K | PJM_E | NYISO_J-K | Internal | Summer | B3 | 75 | 330 | 0 | 212.62 | 177.62 | 6 | 0
2035 | PJM_E_2_NYISO_J-K | PJM_E | NYISO_J-K | Internal | Summer | B4 | 100 | 330 | 0 | 198 | 177.62 | 6 | 0
2035 | PJM_E_2_NYISO_J-K | PJM_E | NYISO_J-K | Internal | Summer | B5 | 200 | 330 | 330 | 157.51 | 176.19 | 6 | 12.68
2035 | PJM_E_2_NYISO_J-K | PJM_E | NYISO_J-K | Internal | Summer | B6 | 300 | 330 | 0 | 140.29 | 132.3 | 6 | 0
2035 | PJM_E_2_NYISO_J-K | PJM_E | NYISO_J-K | Internal | Summer | B7 | 400 | 330 | 0 | 133.49 | 125.84 | 6 | 0
2035 | PJM_E_2_NYISO_J-K | PJM_E | NYISO_J-K | Internal | Summer | B8 | 500 | 330 | 0 | 127.97 | 124.06 | 6 | 0
2035 | PJM_E_2_NYISO_J-K | PJM_E | NYISO_J-K | Internal | Summer | B9 | 800 | 330 | 330 | 117.38 | 124.06 | 6 | 0.67
2035 | PJM_E_2_NYISO_J-K | PJM_E | NYISO_J-K | Internal | Summer | B10 | 1262 | 330 | 0 | 113.18 | 109.4 | 6 | 0
2035 | PJM_E_2_NYISO_J-K | PJM_E | NYISO_J-K | Internal | Winter | B16 | 25 | 330 | 0 | 137.45 | 140.93 | 6 | 0
2035 | PJM_E_2_NYISO_J-K | PJM_E | NYISO_J-K | Internal | Winter | B17 | 100 | 330 | 0 | 137.25 | 140.93 | 6 | 0
2035 | PJM_E_2_NYISO_J-K | PJM_E | NYISO_J-K | Internal | Winter | B18 | 400 | 330 | 0 | 136.76 | 140.93 | 6 | 0
2035 | PJM_E_2_NYISO_J-K | PJM_E | NYISO_J-K | Internal | Winter | B19 | 700 | 330 | 330 | 119.93 | 125.94 | 6 | 0.01
2035 | PJM_E_2_NYISO_J-K | PJM_E | NYISO_J-K | Internal | Winter | B20 | 935 | 330 | 0 | 118.31 | 110.33 | 6 | 0
2035 | PJM_E_2_PJM_ROM | PJM_E | PJM_ROM | Internal | Shoulder | B11 | 25 | 8000 | 0 | 133.33 | 133.32 | 0.01 | 0
2035 | PJM_E_2_PJM_ROM | PJM_E | PJM_ROM | Internal | Shoulder | B12 | 200 | 8000 | 0 | 130.69 | 130.68 | 0.01 | 0
2035 | PJM_E_2_PJM_ROM | PJM_E | PJM_ROM | Internal | Shoulder | B13 | 600 | 8000 | 0 | 130.69 | 130.68 | 0.01 | 0
2035 | PJM_E_2_PJM_ROM | PJM_E | PJM_ROM | Internal | Shoulder | B14 | 900 | 8000 | 0 | 116.87 | 116.86 | 0.01 | 0
2035 | PJM_E_2_PJM_ROM | PJM_E | PJM_ROM | Internal | Shoulder | B15 | 1203 | 8000 | 16.85 | 114.79 | 114.8 | 0.01 | 0
2035 | PJM_E_2_PJM_ROM | PJM_E | PJM_ROM | Internal | Summer | B1 | 10 | 8000 | 0 | 290.7 | 290.68 | 0.01 | 0
2035 | PJM_E_2_PJM_ROM | PJM_E | PJM_ROM | Internal | Summer | B2 | 25 | 8000 | 0 | 278.72 | 278.7 | 0.01 | 0
2035 | PJM_E_2_PJM_ROM | PJM_E | PJM_ROM | Internal | Summer | B3 | 75 | 8000 | 0 | 212.62 | 212.61 | 0.01 | 0
2035 | PJM_E_2_PJM_ROM | PJM_E | PJM_ROM | Internal | Summer | B4 | 100 | 8000 | 0 | 198 | 197.99 | 0.01 | 0
2035 | PJM_E_2_PJM_ROM | PJM_E | PJM_ROM | Internal | Summer | B5 | 200 | 8000 | 0 | 157.51 | 157.5 | 0.01 | 0
2035 | PJM_E_2_PJM_ROM | PJM_E | PJM_ROM | Internal | Summer | B6 | 300 | 8000 | 0 | 140.29 | 140.28 | 0.01 | 0
2035 | PJM_E_2_PJM_ROM | PJM_E | PJM_ROM | Internal | Summer | B7 | 400 | 8000 | 0 | 133.49 | 133.48 | 0.01 | 0
2035 | PJM_E_2_PJM_ROM | PJM_E | PJM_ROM | Internal | Summer | B8 | 500 | 8000 | 0 | 127.97 | 127.96 | 0.01 | 0
2035 | PJM_E_2_PJM_ROM | PJM_E | PJM_ROM | Internal | Summer | B9 | 800 | 8000 | 0 | 117.38 | 117.37 | 0.01 | 0
2035 | PJM_E_2_PJM_ROM | PJM_E | PJM_ROM | Internal | Summer | B10 | 1262 | 8000 | 0 | 113.18 | 113.17 | 0.01 | 0
2035 | PJM_E_2_PJM_ROM | PJM_E | PJM_ROM | Internal | Winter | B16 | 25 | 8000 | 0 | 137.45 | 137.44 | 0.01 | 0
2035 | PJM_E_2_PJM_ROM | PJM_E | PJM_ROM | Internal | Winter | B17 | 100 | 8000 | 0 | 137.25 | 137.24 | 0.01 | 0
2035 | PJM_E_2_PJM_ROM | PJM_E | PJM_ROM | Internal | Winter | B18 | 400 | 8000 | 0 | 136.76 | 136.75 | 0.01 | 0
2035 | PJM_E_2_PJM_ROM | PJM_E | PJM_ROM | Internal | Winter | B19 | 700 | 8000 | 0 | 119.93 | 119.91 | 0.01 | 0
2035 | PJM_E_2_PJM_ROM | PJM_E | PJM_ROM | Internal | Winter | B20 | 935 | 8000 | 0 | 118.31 | 118.3 | 0.01 | 0
2035 | PJM_ROR_2_MISO_IN | PJM_ROR | MISO_IN | Internal | Shoulder | B11 | 25 | 909 | 0 | 133.31 | 133.38 | 2 | 0
2035 | PJM_ROR_2_MISO_IN | PJM_ROR | MISO_IN | Internal | Shoulder | B12 | 200 | 909 | 0 | 130.43 | 123.1 | 2 | 0
2035 | PJM_ROR_2_MISO_IN | PJM_ROR | MISO_IN | Internal | Shoulder | B13 | 600 | 909 | 0 | 120.54 | 116.28 | 2 | 0
2035 | PJM_ROR_2_MISO_IN | PJM_ROR | MISO_IN | Internal | Shoulder | B14 | 900 | 909 | 0 | 116.85 | 114.85 | 2 | 0
2035 | PJM_ROR_2_MISO_IN | PJM_ROR | MISO_IN | Internal | Shoulder | B15 | 1203 | 909 | 0 | 114.79 | 114.85 | 2 | 0
2035 | PJM_ROR_2_MISO_IN | PJM_ROR | MISO_IN | Internal | Summer | B1 | 10 | 909 | 0 | 215.76 | 217.24 | 2 | 0
2035 | PJM_ROR_2_MISO_IN | PJM_ROR | MISO_IN | Internal | Summer | B2 | 25 | 909 | 0 | 215.76 | 213.76 | 2 | 0
2035 | PJM_ROR_2_MISO_IN | PJM_ROR | MISO_IN | Internal | Summer | B3 | 75 | 909 | 0 | 212.6 | 210.6 | 2 | 0
2035 | PJM_ROR_2_MISO_IN | PJM_ROR | MISO_IN | Internal | Summer | B4 | 100 | 909 | 0 | 197.97 | 195.96 | 2 | 0
2035 | PJM_ROR_2_MISO_IN | PJM_ROR | MISO_IN | Internal | Summer | B5 | 200 | 909 | 0 | 157.48 | 153.58 | 2 | 0
2035 | PJM_ROR_2_MISO_IN | PJM_ROR | MISO_IN | Internal | Summer | B6 | 300 | 909 | 0 | 140.27 | 138.26 | 2 | 0
2035 | PJM_ROR_2_MISO_IN | PJM_ROR | MISO_IN | Internal | Summer | B7 | 400 | 909 | 0 | 133.46 | 125.59 | 2 | 0
2035 | PJM_ROR_2_MISO_IN | PJM_ROR | MISO_IN | Internal | Summer | B8 | 500 | 909 | 0 | 126.33 | 118.71 | 2 | 0
2035 | PJM_ROR_2_MISO_IN | PJM_ROR | MISO_IN | Internal | Summer | B9 | 800 | 909 | 0 | 115.4 | 113.4 | 2 | 0
2035 | PJM_ROR_2_MISO_IN | PJM_ROR | MISO_IN | Internal | Summer | B10 | 1262 | 909 | 0 | 113.16 | 113.4 | 2 | 0
2035 | PJM_ROR_2_MISO_IN | PJM_ROR | MISO_IN | Internal | Winter | B16 | 25 | 909 | 0 | 137.43 | 135.44 | 2 | 0
2035 | PJM_ROR_2_MISO_IN | PJM_ROR | MISO_IN | Internal | Winter | B17 | 100 | 909 | 0 | 137.23 | 126.49 | 2 | 0
2035 | PJM_ROR_2_MISO_IN | PJM_ROR | MISO_IN | Internal | Winter | B18 | 400 | 909 | 0 | 122.07 | 120.06 | 2 | 0
2035 | PJM_ROR_2_MISO_IN | PJM_ROR | MISO_IN | Internal | Winter | B19 | 700 | 909 | 0 | 119.9 | 117.89 | 2 | 0
2035 | PJM_ROR_2_MISO_IN | PJM_ROR | MISO_IN | Internal | Winter | B20 | 935 | 909 | 0 | 118.29 | 117.87 | 2 | 0
2035 | PJM_ROR_2_MISO_MI | PJM_ROR | MISO_MI | Internal | Shoulder | B11 | 25 | 1305 | 0 | 133.31 | 133.39 | 2 | 0
2035 | PJM_ROR_2_MISO_MI | PJM_ROR | MISO_MI | Internal | Shoulder | B12 | 200 | 1305 | 0 | 130.43 | 128.43 | 2 | 0
2035 | PJM_ROR_2_MISO_MI | PJM_ROR | MISO_MI | Internal | Shoulder | B13 | 600 | 1305 | 0 | 120.54 | 118.54 | 2 | 0
2035 | PJM_ROR_2_MISO_MI | PJM_ROR | MISO_MI | Internal | Shoulder | B14 | 900 | 1305 | 0 | 116.85 | 114.86 | 2 | 0
2035 | PJM_ROR_2_MISO_MI | PJM_ROR | MISO_MI | Internal | Shoulder | B15 | 1203 | 1305 | 0 | 114.79 | 114.86 | 2 | 0
2035 | PJM_ROR_2_MISO_MI | PJM_ROR | MISO_MI | Internal | Summer | B1 | 10 | 1305 | 0 | 215.76 | 217.26 | 2 | 0
2035 | PJM_ROR_2_MISO_MI | PJM_ROR | MISO_MI | Internal | Summer | B2 | 25 | 1305 | 0 | 215.76 | 213.77 | 2 | 0
2035 | PJM_ROR_2_MISO_MI | PJM_ROR | MISO_MI | Internal | Summer | B3 | 75 | 1305 | 0 | 212.6 | 210.61 | 2 | 0
2035 | PJM_ROR_2_MISO_MI | PJM_ROR | MISO_MI | Internal | Summer | B4 | 100 | 1305 | 0 | 197.97 | 195.97 | 2 | 0
2035 | PJM_ROR_2_MISO_MI | PJM_ROR | MISO_MI | Internal | Summer | B5 | 200 | 1305 | 0 | 157.48 | 153.59 | 2 | 0
2035 | PJM_ROR_2_MISO_MI | PJM_ROR | MISO_MI | Internal | Summer | B6 | 300 | 1305 | 0 | 140.27 | 138.27 | 2 | 0
2035 | PJM_ROR_2_MISO_MI | PJM_ROR | MISO_MI | Internal | Summer | B7 | 400 | 1305 | 0 | 133.46 | 131.48 | 2 | 0
2035 | PJM_ROR_2_MISO_MI | PJM_ROR | MISO_MI | Internal | Summer | B8 | 500 | 1305 | 0 | 126.33 | 124.33 | 2 | 0
2035 | PJM_ROR_2_MISO_MI | PJM_ROR | MISO_MI | Internal | Summer | B9 | 800 | 1305 | 0 | 115.4 | 113.41 | 2 | 0
2035 | PJM_ROR_2_MISO_MI | PJM_ROR | MISO_MI | Internal | Summer | B10 | 1262 | 1305 | 0 | 113.16 | 113.41 | 2 | 0
2035 | PJM_ROR_2_MISO_MI | PJM_ROR | MISO_MI | Internal | Winter | B16 | 25 | 1305 | 0 | 137.43 | 135.45 | 2 | 0
2035 | PJM_ROR_2_MISO_MI | PJM_ROR | MISO_MI | Internal | Winter | B17 | 100 | 1305 | 0 | 137.23 | 135.23 | 2 | 0
2035 | PJM_ROR_2_MISO_MI | PJM_ROR | MISO_MI | Internal | Winter | B18 | 400 | 1305 | 0 | 122.07 | 120.07 | 2 | 0
2035 | PJM_ROR_2_MISO_MI | PJM_ROR | MISO_MI | Internal | Winter | B19 | 700 | 1305 | 0 | 119.9 | 117.9 | 2 | 0
2035 | PJM_ROR_2_MISO_MI | PJM_ROR | MISO_MI | Internal | Winter | B20 | 935 | 1305 | 0 | 118.29 | 117.88 | 2 | 0
2035 | PJM_ROR_2_MISO_MO-IL | PJM_ROR | MISO_MO-IL | Internal | Shoulder | B11 | 25 | 1111 | 0 | 133.31 | 135.08 | 2 | 0
2035 | PJM_ROR_2_MISO_MO-IL | PJM_ROR | MISO_MO-IL | Internal | Shoulder | B12 | 200 | 1111 | 0 | 130.43 | 123.11 | 2 | 0
2035 | PJM_ROR_2_MISO_MO-IL | PJM_ROR | MISO_MO-IL | Internal | Shoulder | B13 | 600 | 1111 | 0 | 120.54 | 116.3 | 2 | 0
2035 | PJM_ROR_2_MISO_MO-IL | PJM_ROR | MISO_MO-IL | Internal | Shoulder | B14 | 900 | 1111 | 0 | 116.85 | 114.86 | 2 | 0
2035 | PJM_ROR_2_MISO_MO-IL | PJM_ROR | MISO_MO-IL | Internal | Shoulder | B15 | 1203 | 1111 | 0 | 114.79 | 114.84 | 2 | 0
2035 | PJM_ROR_2_MISO_MO-IL | PJM_ROR | MISO_MO-IL | Internal | Summer | B1 | 10 | 1111 | 0 | 215.76 | 217.26 | 2 | 0
2035 | PJM_ROR_2_MISO_MO-IL | PJM_ROR | MISO_MO-IL | Internal | Summer | B2 | 25 | 1111 | 0 | 215.76 | 213.77 | 2 | 0
2035 | PJM_ROR_2_MISO_MO-IL | PJM_ROR | MISO_MO-IL | Internal | Summer | B3 | 75 | 1111 | 0 | 212.6 | 213.65 | 2 | 0
2035 | PJM_ROR_2_MISO_MO-IL | PJM_ROR | MISO_MO-IL | Internal | Summer | B4 | 100 | 1111 | 47.65 | 197.97 | 199.97 | 2 | 0
2035 | PJM_ROR_2_MISO_MO-IL | PJM_ROR | MISO_MO-IL | Internal | Summer | B5 | 200 | 1111 | 0 | 157.48 | 159.47 | 2 | 0
2035 | PJM_ROR_2_MISO_MO-IL | PJM_ROR | MISO_MO-IL | Internal | Summer | B6 | 300 | 1111 | 1111 | 140.27 | 142.59 | 2 | 0.32
2035 | PJM_ROR_2_MISO_MO-IL | PJM_ROR | MISO_MO-IL | Internal | Summer | B7 | 400 | 1111 | 0 | 133.46 | 134.24 | 2 | 0
2035 | PJM_ROR_2_MISO_MO-IL | PJM_ROR | MISO_MO-IL | Internal | Summer | B8 | 500 | 1111 | 0 | 126.33 | 119.93 | 2 | 0
2035 | PJM_ROR_2_MISO_MO-IL | PJM_ROR | MISO_MO-IL | Internal | Summer | B9 | 800 | 1111 | 0 | 115.4 | 113.41 | 2 | 0
2035 | PJM_ROR_2_MISO_MO-IL | PJM_ROR | MISO_MO-IL | Internal | Summer | B10 | 1262 | 1111 | 0 | 113.16 | 113.41 | 2 | 0
2035 | PJM_ROR_2_MISO_MO-IL | PJM_ROR | MISO_MO-IL | Internal | Winter | B16 | 25 | 1111 | 0 | 137.43 | 135.43 | 2 | 0
2035 | PJM_ROR_2_MISO_MO-IL | PJM_ROR | MISO_MO-IL | Internal | Winter | B17 | 100 | 1111 | 0 | 137.23 | 126.51 | 2 | 0
2035 | PJM_ROR_2_MISO_MO-IL | PJM_ROR | MISO_MO-IL | Internal | Winter | B18 | 400 | 1111 | 0 | 122.07 | 120.07 | 2 | 0
2035 | PJM_ROR_2_MISO_MO-IL | PJM_ROR | MISO_MO-IL | Internal | Winter | B19 | 700 | 1111 | 0 | 119.9 | 117.9 | 2 | 0
2035 | PJM_ROR_2_MISO_MO-IL | PJM_ROR | MISO_MO-IL | Internal | Winter | B20 | 935 | 1111 | 0 | 118.29 | 117.86 | 2 | 0
2035 | PJM_ROR_2_MISO_W | PJM_ROR | MISO_W | Internal | Shoulder | B11 | 25 | 709 | 0 | 133.31 | 135.07 | 2 | 0
2035 | PJM_ROR_2_MISO_W | PJM_ROR | MISO_W | Internal | Shoulder | B12 | 200 | 709 | 0 | 130.43 | 123.1 | 2 | 0
2035 | PJM_ROR_2_MISO_W | PJM_ROR | MISO_W | Internal | Shoulder | B13 | 600 | 709 | 0 | 120.54 | 116.28 | 2 | 0
2035 | PJM_ROR_2_MISO_W | PJM_ROR | MISO_W | Internal | Shoulder | B14 | 900 | 709 | 0 | 116.85 | 114.77 | 2 | 0
2035 | PJM_ROR_2_MISO_W | PJM_ROR | MISO_W | Internal | Shoulder | B15 | 1203 | 709 | 0 | 114.79 | 99.57 | 2 | 0
2035 | PJM_ROR_2_MISO_W | PJM_ROR | MISO_W | Internal | Summer | B1 | 10 | 709 | 0 | 215.76 | 217.26 | 2 | 0
2035 | PJM_ROR_2_MISO_W | PJM_ROR | MISO_W | Internal | Summer | B2 | 25 | 709 | 0 | 215.76 | 213.76 | 2 | 0
2035 | PJM_ROR_2_MISO_W | PJM_ROR | MISO_W | Internal | Summer | B3 | 75 | 709 | 0 | 212.6 | 213.66 | 2 | 0
2035 | PJM_ROR_2_MISO_W | PJM_ROR | MISO_W | Internal | Summer | B4 | 100 | 709 | 590.47 | 197.97 | 199.97 | 2 | 0
2035 | PJM_ROR_2_MISO_W | PJM_ROR | MISO_W | Internal | Summer | B5 | 200 | 709 | 316.94 | 157.48 | 159.48 | 2 | 0
2035 | PJM_ROR_2_MISO_W | PJM_ROR | MISO_W | Internal | Summer | B6 | 300 | 709 | 709 | 140.27 | 142.6 | 2 | 0.33
2035 | PJM_ROR_2_MISO_W | PJM_ROR | MISO_W | Internal | Summer | B7 | 400 | 709 | 0 | 133.46 | 134.23 | 2 | 0
2035 | PJM_ROR_2_MISO_W | PJM_ROR | MISO_W | Internal | Summer | B8 | 500 | 709 | 0 | 126.33 | 119.92 | 2 | 0
2035 | PJM_ROR_2_MISO_W | PJM_ROR | MISO_W | Internal | Summer | B9 | 800 | 709 | 0 | 115.4 | 113.4 | 2 | 0
2035 | PJM_ROR_2_MISO_W | PJM_ROR | MISO_W | Internal | Summer | B10 | 1262 | 709 | 0 | 113.16 | 105.76 | 2 | 0
2035 | PJM_ROR_2_MISO_W | PJM_ROR | MISO_W | Internal | Winter | B16 | 25 | 709 | 0 | 137.43 | 114.42 | 2 | 0
2035 | PJM_ROR_2_MISO_W | PJM_ROR | MISO_W | Internal | Winter | B17 | 100 | 709 | 0 | 137.23 | 113.39 | 2 | 0
2035 | PJM_ROR_2_MISO_W | PJM_ROR | MISO_W | Internal | Winter | B18 | 400 | 709 | 0 | 122.07 | 117.89 | 2 | 0
2035 | PJM_ROR_2_MISO_W | PJM_ROR | MISO_W | Internal | Winter | B19 | 700 | 709 | 0 | 119.9 | 117.89 | 2 | 0
2035 | PJM_ROR_2_MISO_W | PJM_ROR | MISO_W | Internal | Winter | B20 | 935 | 709 | 0 | 118.29 | 105.87 | 2 | 0
2035 | PJM_ROR_2_MISO_WUMS | PJM_ROR | MISO_WUMS | Internal | Shoulder | B11 | 25 | 1467 | 0 | 133.31 | 133.31 | 2 | 0
2035 | PJM_ROR_2_MISO_WUMS | PJM_ROR | MISO_WUMS | Internal | Shoulder | B12 | 200 | 1467 | 0 | 130.43 | 123.11 | 2 | 0
2035 | PJM_ROR_2_MISO_WUMS | PJM_ROR | MISO_WUMS | Internal | Shoulder | B13 | 600 | 1467 | 0 | 120.54 | 118.53 | 2 | 0
2035 | PJM_ROR_2_MISO_WUMS | PJM_ROR | MISO_WUMS | Internal | Shoulder | B14 | 900 | 1467 | 0 | 116.85 | 114.79 | 2 | 0
2035 | PJM_ROR_2_MISO_WUMS | PJM_ROR | MISO_WUMS | Internal | Shoulder | B15 | 1203 | 1467 | 0 | 114.79 | 114.79 | 2 | 0
2035 | PJM_ROR_2_MISO_WUMS | PJM_ROR | MISO_WUMS | Internal | Summer | B1 | 10 | 1467 | 0 | 215.76 | 217.24 | 2 | 0
2035 | PJM_ROR_2_MISO_WUMS | PJM_ROR | MISO_WUMS | Internal | Summer | B2 | 25 | 1467 | 0 | 215.76 | 213.76 | 2 | 0
2035 | PJM_ROR_2_MISO_WUMS | PJM_ROR | MISO_WUMS | Internal | Summer | B3 | 75 | 1467 | 0 | 212.6 | 210.6 | 2 | 0
2035 | PJM_ROR_2_MISO_WUMS | PJM_ROR | MISO_WUMS | Internal | Summer | B4 | 100 | 1467 | 0 | 197.97 | 195.96 | 2 | 0
2035 | PJM_ROR_2_MISO_WUMS | PJM_ROR | MISO_WUMS | Internal | Summer | B5 | 200 | 1467 | 0 | 157.48 | 153.58 | 2 | 0
2035 | PJM_ROR_2_MISO_WUMS | PJM_ROR | MISO_WUMS | Internal | Summer | B6 | 300 | 1467 | 0 | 140.27 | 138.26 | 2 | 0
2035 | PJM_ROR_2_MISO_WUMS | PJM_ROR | MISO_WUMS | Internal | Summer | B7 | 400 | 1467 | 0 | 133.46 | 131.46 | 2 | 0
2035 | PJM_ROR_2_MISO_WUMS | PJM_ROR | MISO_WUMS | Internal | Summer | B8 | 500 | 1467 | 0 | 126.33 | 119.93 | 2 | 0
2035 | PJM_ROR_2_MISO_WUMS | PJM_ROR | MISO_WUMS | Internal | Summer | B9 | 800 | 1467 | 0 | 115.4 | 113.4 | 2 | 0
2035 | PJM_ROR_2_MISO_WUMS | PJM_ROR | MISO_WUMS | Internal | Summer | B10 | 1262 | 1467 | 0 | 113.16 | 113.22 | 2 | 0
2035 | PJM_ROR_2_MISO_WUMS | PJM_ROR | MISO_WUMS | Internal | Winter | B16 | 25 | 1467 | 0 | 137.43 | 135.43 | 2 | 0
2035 | PJM_ROR_2_MISO_WUMS | PJM_ROR | MISO_WUMS | Internal | Winter | B17 | 100 | 1467 | 0 | 137.23 | 135.22 | 2 | 0
2035 | PJM_ROR_2_MISO_WUMS | PJM_ROR | MISO_WUMS | Internal | Winter | B18 | 400 | 1467 | 0 | 122.07 | 120.06 | 2 | 0
2035 | PJM_ROR_2_MISO_WUMS | PJM_ROR | MISO_WUMS | Internal | Winter | B19 | 700 | 1467 | 0 | 119.9 | 117.9 | 2 | 0
2035 | PJM_ROR_2_MISO_WUMS | PJM_ROR | MISO_WUMS | Internal | Winter | B20 | 935 | 1467 | 0 | 118.29 | 117.75 | 2 | 0
2035 | PJM_ROR_2_PJM_ROM | PJM_ROR | PJM_ROM | Internal | Shoulder | B11 | 25 | 8000 | 6042.37 | 133.31 | 133.32 | 0.01 | 0
2035 | PJM_ROR_2_PJM_ROM | PJM_ROR | PJM_ROM | Internal | Shoulder | B12 | 200 | 8000 | 8000 | 130.43 | 130.68 | 0.01 | 0.24
2035 | PJM_ROR_2_PJM_ROM | PJM_ROR | PJM_ROM | Internal | Shoulder | B13 | 600 | 8000 | 8000 | 120.54 | 130.68 | 0.01 | 10.13
2035 | PJM_ROR_2_PJM_ROM | PJM_ROR | PJM_ROM | Internal | Shoulder | B14 | 900 | 8000 | 7995.9 | 116.85 | 116.86 | 0.01 | 0
2035 | PJM_ROR_2_PJM_ROM | PJM_ROR | PJM_ROM | Internal | Shoulder | B15 | 1203 | 8000 | 2383.18 | 114.79 | 114.8 | 0.01 | 0
2035 | PJM_ROR_2_PJM_ROM | PJM_ROR | PJM_ROM | Internal | Summer | B1 | 10 | 8000 | 8000 | 215.76 | 290.68 | 0.01 | 74.91
2035 | PJM_ROR_2_PJM_ROM | PJM_ROR | PJM_ROM | Internal | Summer | B2 | 25 | 8000 | 8000 | 215.76 | 278.7 | 0.01 | 62.93
2035 | PJM_ROR_2_PJM_ROM | PJM_ROR | PJM_ROM | Internal | Summer | B3 | 75 | 8000 | 3323.95 | 212.6 | 212.61 | 0.01 | 0
2035 | PJM_ROR_2_PJM_ROM | PJM_ROR | PJM_ROM | Internal | Summer | B4 | 100 | 8000 | 3699.36 | 197.97 | 197.99 | 0.01 | 0
2035 | PJM_ROR_2_PJM_ROM | PJM_ROR | PJM_ROM | Internal | Summer | B5 | 200 | 8000 | 4951.81 | 157.48 | 157.5 | 0.01 | 0
2035 | PJM_ROR_2_PJM_ROM | PJM_ROR | PJM_ROM | Internal | Summer | B6 | 300 | 8000 | 4724.65 | 140.27 | 140.28 | 0.01 | 0
2035 | PJM_ROR_2_PJM_ROM | PJM_ROR | PJM_ROM | Internal | Summer | B7 | 400 | 8000 | 6175.57 | 133.46 | 133.48 | 0.01 | 0
2035 | PJM_ROR_2_PJM_ROM | PJM_ROR | PJM_ROM | Internal | Summer | B8 | 500 | 8000 | 8000 | 126.33 | 127.96 | 0.01 | 1.62
2035 | PJM_ROR_2_PJM_ROM | PJM_ROR | PJM_ROM | Internal | Summer | B9 | 800 | 8000 | 8000 | 115.4 | 117.37 | 0.01 | 1.96
2035 | PJM_ROR_2_PJM_ROM | PJM_ROR | PJM_ROM | Internal | Summer | B10 | 1262 | 8000 | 3921.92 | 113.16 | 113.17 | 0.01 | 0
2035 | PJM_ROR_2_PJM_ROM | PJM_ROR | PJM_ROM | Internal | Winter | B16 | 25 | 8000 | 7097.19 | 137.43 | 137.44 | 0.01 | 0
2035 | PJM_ROR_2_PJM_ROM | PJM_ROR | PJM_ROM | Internal | Winter | B17 | 100 | 8000 | 5987.98 | 137.23 | 137.24 | 0.01 | 0
2035 | PJM_ROR_2_PJM_ROM | PJM_ROR | PJM_ROM | Internal | Winter | B18 | 400 | 8000 | 8000 | 122.07 | 136.75 | 0.01 | 14.66
2035 | PJM_ROR_2_PJM_ROM | PJM_ROR | PJM_ROM | Internal | Winter | B19 | 700 | 8000 | 7872.8 | 119.9 | 119.91 | 0.01 | 0
2035 | PJM_ROR_2_PJM_ROM | PJM_ROR | PJM_ROM | Internal | Winter | B20 | 935 | 8000 | 2486.24 | 118.29 | 118.3 | 0.01 | 0
2035 | PJM_ROR_2_TVA_Transmission | PJM_ROR | TVA_Transmission | Internal | Shoulder | B11 | 25 | 2500 | 0 | 133.31 | 138.11 | 6 | 0
2035 | PJM_ROR_2_TVA_Transmission | PJM_ROR | TVA_Transmission | Internal | Shoulder | B12 | 200 | 2500 | 0 | 130.43 | 124.61 | 6 | 0
2035 | PJM_ROR_2_TVA_Transmission | PJM_ROR | TVA_Transmission | Internal | Shoulder | B13 | 600 | 2500 | 0 | 120.54 | 120.66 | 6 | 0
2035 | PJM_ROR_2_TVA_Transmission | PJM_ROR | TVA_Transmission | Internal | Shoulder | B14 | 900 | 2500 | 0 | 116.85 | 120.01 | 6 | 0
2035 | PJM_ROR_2_TVA_Transmission | PJM_ROR | TVA_Transmission | Internal | Shoulder | B15 | 1203 | 2500 | 0 | 114.79 | 119.43 | 6 | 0
2035 | PJM_ROR_2_TVA_Transmission | PJM_ROR | TVA_Transmission | Internal | Summer | B1 | 10 | 2500 | 2500 | 215.76 | 225.26 | 6 | 3.5
2035 | PJM_ROR_2_TVA_Transmission | PJM_ROR | TVA_Transmission | Internal | Summer | B2 | 25 | 2500 | 2179.61 | 215.76 | 221.76 | 6 | 0
2035 | PJM_ROR_2_TVA_Transmission | PJM_ROR | TVA_Transmission | Internal | Summer | B3 | 75 | 2500 | 620.86 | 212.6 | 218.6 | 6 | 0
2035 | PJM_ROR_2_TVA_Transmission | PJM_ROR | TVA_Transmission | Internal | Summer | B4 | 100 | 2500 | 0 | 197.97 | 190.97 | 6 | 0
2035 | PJM_ROR_2_TVA_Transmission | PJM_ROR | TVA_Transmission | Internal | Summer | B5 | 200 | 2500 | 0 | 157.48 | 158.27 | 6 | 0
2035 | PJM_ROR_2_TVA_Transmission | PJM_ROR | TVA_Transmission | Internal | Summer | B6 | 300 | 2500 | 0 | 140.27 | 135.22 | 6 | 0
2035 | PJM_ROR_2_TVA_Transmission | PJM_ROR | TVA_Transmission | Internal | Summer | B7 | 400 | 2500 | 0 | 133.46 | 125.59 | 6 | 0
2035 | PJM_ROR_2_TVA_Transmission | PJM_ROR | TVA_Transmission | Internal | Summer | B8 | 500 | 2500 | 0 | 126.33 | 121.93 | 6 | 0
2035 | PJM_ROR_2_TVA_Transmission | PJM_ROR | TVA_Transmission | Internal | Summer | B9 | 800 | 2500 | 0 | 115.4 | 118.58 | 6 | 0
2035 | PJM_ROR_2_TVA_Transmission | PJM_ROR | TVA_Transmission | Internal | Summer | B10 | 1262 | 2500 | 0 | 113.16 | 118.1 | 6 | 0
2035 | PJM_ROR_2_TVA_Transmission | PJM_ROR | TVA_Transmission | Internal | Winter | B16 | 25 | 2500 | 0 | 137.43 | 135.99 | 6 | 0
2035 | PJM_ROR_2_TVA_Transmission | PJM_ROR | TVA_Transmission | Internal | Winter | B17 | 100 | 2500 | 0 | 137.23 | 129.69 | 6 | 0
2035 | PJM_ROR_2_TVA_Transmission | PJM_ROR | TVA_Transmission | Internal | Winter | B18 | 400 | 2500 | 0 | 122.07 | 123.66 | 6 | 0
2035 | PJM_ROR_2_TVA_Transmission | PJM_ROR | TVA_Transmission | Internal | Winter | B19 | 700 | 2500 | 0 | 119.9 | 122.97 | 6 | 0
2035 | PJM_ROR_2_TVA_Transmission | PJM_ROR | TVA_Transmission | Internal | Winter | B20 | 935 | 2500 | 0 | 118.29 | 121.37 | 6 | 0
2035 | PJM_ROR_2_VACAR | PJM_ROR | VACAR | Internal | Shoulder | B11 | 25 | 3000 | 0 | 133.31 | 131.57 | 6 | 0
2035 | PJM_ROR_2_VACAR | PJM_ROR | VACAR | Internal | Shoulder | B12 | 200 | 3000 | 0 | 130.43 | 121.07 | 6 | 0
2035 | PJM_ROR_2_VACAR | PJM_ROR | VACAR | Internal | Shoulder | B13 | 600 | 3000 | 0 | 120.54 | 121.07 | 6 | 0
2035 | PJM_ROR_2_VACAR | PJM_ROR | VACAR | Internal | Shoulder | B14 | 900 | 3000 | 0 | 116.85 | 121.07 | 6 | 0
2035 | PJM_ROR_2_VACAR | PJM_ROR | VACAR | Internal | Shoulder | B15 | 1203 | 3000 | 0 | 114.79 | 119.89 | 6 | 0
2035 | PJM_ROR_2_VACAR | PJM_ROR | VACAR | Internal | Summer | B1 | 10 | 3000 | 1467.83 | 215.76 | 221.76 | 6 | 0
2035 | PJM_ROR_2_VACAR | PJM_ROR | VACAR | Internal | Summer | B2 | 25 | 3000 | 2654.74 | 215.76 | 221.76 | 6 | 0
2035 | PJM_ROR_2_VACAR | PJM_ROR | VACAR | Internal | Summer | B3 | 75 | 3000 | 0 | 212.6 | 215.94 | 6 | 0
2035 | PJM_ROR_2_VACAR | PJM_ROR | VACAR | Internal | Summer | B4 | 100 | 3000 | 0 | 197.97 | 174.97 | 6 | 0
2035 | PJM_ROR_2_VACAR | PJM_ROR | VACAR | Internal | Summer | B5 | 200 | 3000 | 0 | 157.48 | 151.61 | 6 | 0
2035 | PJM_ROR_2_VACAR | PJM_ROR | VACAR | Internal | Summer | B6 | 300 | 3000 | 0 | 140.27 | 130 | 6 | 0
2035 | PJM_ROR_2_VACAR | PJM_ROR | VACAR | Internal | Summer | B7 | 400 | 3000 | 0 | 133.46 | 118.95 | 6 | 0
2035 | PJM_ROR_2_VACAR | PJM_ROR | VACAR | Internal | Summer | B8 | 500 | 3000 | 0 | 126.33 | 118.95 | 6 | 0
2035 | PJM_ROR_2_VACAR | PJM_ROR | VACAR | Internal | Summer | B9 | 800 | 3000 | 0 | 115.4 | 118.95 | 6 | 0
2035 | PJM_ROR_2_VACAR | PJM_ROR | VACAR | Internal | Summer | B10 | 1262 | 3000 | 0 | 113.16 | 118.95 | 6 | 0
2035 | PJM_ROR_2_VACAR | PJM_ROR | VACAR | Internal | Winter | B16 | 25 | 3000 | 0 | 137.43 | 130.43 | 6 | 0
2035 | PJM_ROR_2_VACAR | PJM_ROR | VACAR | Internal | Winter | B17 | 100 | 3000 | 0 | 137.23 | 125.9 | 6 | 0
2035 | PJM_ROR_2_VACAR | PJM_ROR | VACAR | Internal | Winter | B18 | 400 | 3000 | 0 | 122.07 | 125.9 | 6 | 0
2035 | PJM_ROR_2_VACAR | PJM_ROR | VACAR | Internal | Winter | B19 | 700 | 3000 | 1683.48 | 119.9 | 125.9 | 6 | 0
2035 | PJM_ROR_2_VACAR | PJM_ROR | VACAR | Internal | Winter | B20 | 935 | 3000 | 0 | 118.29 | 114.37 | 6 | 0
2035 | PJM_ROM_2_NYISO_A-F | PJM_ROM | NYISO_A-F | Internal | Shoulder | B11 | 25 | 2000 | 0 | 133.32 | 75 | 6 | 0
2035 | PJM_ROM_2_NYISO_A-F | PJM_ROM | NYISO_A-F | Internal | Shoulder | B12 | 200 | 2000 | 0 | 130.68 | 75 | 6 | 0
2035 | PJM_ROM_2_NYISO_A-F | PJM_ROM | NYISO_A-F | Internal | Shoulder | B13 | 600 | 2000 | 0 | 130.68 | 75 | 6 | 0
2035 | PJM_ROM_2_NYISO_A-F | PJM_ROM | NYISO_A-F | Internal | Shoulder | B14 | 900 | 2000 | 0 | 116.86 | 75 | 6 | 0
2035 | PJM_ROM_2_NYISO_A-F | PJM_ROM | NYISO_A-F | Internal | Shoulder | B15 | 1203 | 2000 | 0 | 114.8 | 75 | 6 | 0
2035 | PJM_ROM_2_NYISO_A-F | PJM_ROM | NYISO_A-F | Internal | Summer | B1 | 10 | 2000 | 0 | 290.68 | 109.37 | 6 | 0
2035 | PJM_ROM_2_NYISO_A-F | PJM_ROM | NYISO_A-F | Internal | Summer | B2 | 25 | 2000 | 0 | 278.7 | 133.8 | 6 | 0
2035 | PJM_ROM_2_NYISO_A-F | PJM_ROM | NYISO_A-F | Internal | Summer | B3 | 75 | 2000 | 0 | 212.61 | 141.22 | 6 | 0
2035 | PJM_ROM_2_NYISO_A-F | PJM_ROM | NYISO_A-F | Internal | Summer | B4 | 100 | 2000 | 0 | 197.99 | 129.7 | 6 | 0
2035 | PJM_ROM_2_NYISO_A-F | PJM_ROM | NYISO_A-F | Internal | Summer | B5 | 200 | 2000 | 0 | 157.5 | 126.43 | 6 | 0
2035 | PJM_ROM_2_NYISO_A-F | PJM_ROM | NYISO_A-F | Internal | Summer | B6 | 300 | 2000 | 0 | 140.28 | 126.43 | 6 | 0
2035 | PJM_ROM_2_NYISO_A-F | PJM_ROM | NYISO_A-F | Internal | Summer | B7 | 400 | 2000 | 0 | 133.48 | 111.09 | 6 | 0
2035 | PJM_ROM_2_NYISO_A-F | PJM_ROM | NYISO_A-F | Internal | Summer | B8 | 500 | 2000 | 0 | 127.96 | 111.09 | 6 | 0
2035 | PJM_ROM_2_NYISO_A-F | PJM_ROM | NYISO_A-F | Internal | Summer | B9 | 800 | 2000 | 0 | 117.37 | 109.37 | 6 | 0
2035 | PJM_ROM_2_NYISO_A-F | PJM_ROM | NYISO_A-F | Internal | Summer | B10 | 1262 | 2000 | 0 | 113.17 | 109.37 | 6 | 0
2035 | PJM_ROM_2_NYISO_A-F | PJM_ROM | NYISO_A-F | Internal | Winter | B16 | 25 | 2000 | 0 | 137.44 | 75 | 6 | 0
2035 | PJM_ROM_2_NYISO_A-F | PJM_ROM | NYISO_A-F | Internal | Winter | B17 | 100 | 2000 | 0 | 137.24 | 75 | 6 | 0
2035 | PJM_ROM_2_NYISO_A-F | PJM_ROM | NYISO_A-F | Internal | Winter | B18 | 400 | 2000 | 0 | 136.75 | 75 | 6 | 0
2035 | PJM_ROM_2_NYISO_A-F | PJM_ROM | NYISO_A-F | Internal | Winter | B19 | 700 | 2000 | 0 | 119.91 | 75 | 6 | 0
2035 | PJM_ROM_2_NYISO_A-F | PJM_ROM | NYISO_A-F | Internal | Winter | B20 | 935 | 2000 | 0 | 118.3 | 75 | 6 | 0
2035 | PJM_ROM_2_PJM_E | PJM_ROM | PJM_E | Internal | Shoulder | B11 | 25 | 8000 | 1714.32 | 133.32 | 133.33 | 0.01 | 0
2035 | PJM_ROM_2_PJM_E | PJM_ROM | PJM_E | Internal | Shoulder | B12 | 200 | 8000 | 1927.47 | 130.68 | 130.69 | 0.01 | 0
2035 | PJM_ROM_2_PJM_E | PJM_ROM | PJM_E | Internal | Shoulder | B13 | 600 | 8000 | 3029.53 | 130.68 | 130.69 | 0.01 | 0
2035 | PJM_ROM_2_PJM_E | PJM_ROM | PJM_E | Internal | Shoulder | B14 | 900 | 8000 | 3279.71 | 116.86 | 116.87 | 0.01 | 0
2035 | PJM_ROM_2_PJM_E | PJM_ROM | PJM_E | Internal | Shoulder | B15 | 1203 | 8000 | 0 | 114.8 | 114.79 | 0.01 | 0
2035 | PJM_ROM_2_PJM_E | PJM_ROM | PJM_E | Internal | Summer | B1 | 10 | 8000 | 3259.4 | 290.68 | 290.7 | 0.01 | 0
2035 | PJM_ROM_2_PJM_E | PJM_ROM | PJM_E | Internal | Summer | B2 | 25 | 8000 | 3758.06 | 278.7 | 278.72 | 0.01 | 0
2035 | PJM_ROM_2_PJM_E | PJM_ROM | PJM_E | Internal | Summer | B3 | 75 | 8000 | 331.47 | 212.61 | 212.62 | 0.01 | 0
2035 | PJM_ROM_2_PJM_E | PJM_ROM | PJM_E | Internal | Summer | B4 | 100 | 8000 | 297.6 | 197.99 | 198 | 0.01 | 0
2035 | PJM_ROM_2_PJM_E | PJM_ROM | PJM_E | Internal | Summer | B5 | 200 | 8000 | 2252.11 | 157.5 | 157.51 | 0.01 | 0
2035 | PJM_ROM_2_PJM_E | PJM_ROM | PJM_E | Internal | Summer | B6 | 300 | 8000 | 434.54 | 140.28 | 140.29 | 0.01 | 0
2035 | PJM_ROM_2_PJM_E | PJM_ROM | PJM_E | Internal | Summer | B7 | 400 | 8000 | 2645.95 | 133.48 | 133.49 | 0.01 | 0
2035 | PJM_ROM_2_PJM_E | PJM_ROM | PJM_E | Internal | Summer | B8 | 500 | 8000 | 2571.23 | 127.96 | 127.97 | 0.01 | 0
2035 | PJM_ROM_2_PJM_E | PJM_ROM | PJM_E | Internal | Summer | B9 | 800 | 8000 | 3764.24 | 117.37 | 117.38 | 0.01 | 0
2035 | PJM_ROM_2_PJM_E | PJM_ROM | PJM_E | Internal | Summer | B10 | 1262 | 8000 | 1087.21 | 113.17 | 113.18 | 0.01 | 0
2035 | PJM_ROM_2_PJM_E | PJM_ROM | PJM_E | Internal | Winter | B16 | 25 | 8000 | 3894.12 | 137.44 | 137.45 | 0.01 | 0
2035 | PJM_ROM_2_PJM_E | PJM_ROM | PJM_E | Internal | Winter | B17 | 100 | 8000 | 3460.28 | 137.24 | 137.25 | 0.01 | 0
2035 | PJM_ROM_2_PJM_E | PJM_ROM | PJM_E | Internal | Winter | B18 | 400 | 8000 | 4841.53 | 136.75 | 136.76 | 0.01 | 0
2035 | PJM_ROM_2_PJM_E | PJM_ROM | PJM_E | Internal | Winter | B19 | 700 | 8000 | 4408.32 | 119.91 | 119.93 | 0.01 | 0
2035 | PJM_ROM_2_PJM_E | PJM_ROM | PJM_E | Internal | Winter | B20 | 935 | 8000 | 947.3 | 118.3 | 118.31 | 0.01 | 0
2035 | PJM_ROM_2_PJM_ROR | PJM_ROM | PJM_ROR | Internal | Shoulder | B11 | 25 | 8000 | 0 | 133.32 | 133.31 | 0.01 | 0
2035 | PJM_ROM_2_PJM_ROR | PJM_ROM | PJM_ROR | Internal | Shoulder | B12 | 200 | 8000 | 0 | 130.68 | 130.43 | 0.01 | 0
2035 | PJM_ROM_2_PJM_ROR | PJM_ROM | PJM_ROR | Internal | Shoulder | B13 | 600 | 8000 | 0 | 130.68 | 120.54 | 0.01 | 0
2035 | PJM_ROM_2_PJM_ROR | PJM_ROM | PJM_ROR | Internal | Shoulder | B14 | 900 | 8000 | 0 | 116.86 | 116.85 | 0.01 | 0
2035 | PJM_ROM_2_PJM_ROR | PJM_ROM | PJM_ROR | Internal | Shoulder | B15 | 1203 | 8000 | 0 | 114.8 | 114.79 | 0.01 | 0
2035 | PJM_ROM_2_PJM_ROR | PJM_ROM | PJM_ROR | Internal | Summer | B1 | 10 | 8000 | 0 | 290.68 | 215.76 | 0.01 | 0
2035 | PJM_ROM_2_PJM_ROR | PJM_ROM | PJM_ROR | Internal | Summer | B2 | 25 | 8000 | 0 | 278.7 | 215.76 | 0.01 | 0
2035 | PJM_ROM_2_PJM_ROR | PJM_ROM | PJM_ROR | Internal | Summer | B3 | 75 | 8000 | 0 | 212.61 | 212.6 | 0.01 | 0
2035 | PJM_ROM_2_PJM_ROR | PJM_ROM | PJM_ROR | Internal | Summer | B4 | 100 | 8000 | 0 | 197.99 | 197.97 | 0.01 | 0
2035 | PJM_ROM_2_PJM_ROR | PJM_ROM | PJM_ROR | Internal | Summer | B5 | 200 | 8000 | 0 | 157.5 | 157.48 | 0.01 | 0
2035 | PJM_ROM_2_PJM_ROR | PJM_ROM | PJM_ROR | Internal | Summer | B6 | 300 | 8000 | 0 | 140.28 | 140.27 | 0.01 | 0
2035 | PJM_ROM_2_PJM_ROR | PJM_ROM | PJM_ROR | Internal | Summer | B7 | 400 | 8000 | 0 | 133.48 | 133.46 | 0.01 | 0
2035 | PJM_ROM_2_PJM_ROR | PJM_ROM | PJM_ROR | Internal | Summer | B8 | 500 | 8000 | 0 | 127.96 | 126.33 | 0.01 | 0
2035 | PJM_ROM_2_PJM_ROR | PJM_ROM | PJM_ROR | Internal | Summer | B9 | 800 | 8000 | 0 | 117.37 | 115.4 | 0.01 | 0
2035 | PJM_ROM_2_PJM_ROR | PJM_ROM | PJM_ROR | Internal | Summer | B10 | 1262 | 8000 | 0 | 113.17 | 113.16 | 0.01 | 0
2035 | PJM_ROM_2_PJM_ROR | PJM_ROM | PJM_ROR | Internal | Winter | B16 | 25 | 8000 | 0 | 137.44 | 137.43 | 0.01 | 0
2035 | PJM_ROM_2_PJM_ROR | PJM_ROM | PJM_ROR | Internal | Winter | B17 | 100 | 8000 | 0 | 137.24 | 137.23 | 0.01 | 0
2035 | PJM_ROM_2_PJM_ROR | PJM_ROM | PJM_ROR | Internal | Winter | B18 | 400 | 8000 | 0 | 136.75 | 122.07 | 0.01 | 0
2035 | PJM_ROM_2_PJM_ROR | PJM_ROM | PJM_ROR | Internal | Winter | B19 | 700 | 8000 | 0 | 119.91 | 119.9 | 0.01 | 0
2035 | PJM_ROM_2_PJM_ROR | PJM_ROM | PJM_ROR | Internal | Winter | B20 | 935 | 8000 | 0 | 118.3 | 118.29 | 0.01 | 0
2035 | SOCO_2_ENT | SOCO | ENT | Internal | Shoulder | B11 | 25 | 2400 | 0 | 138.57 | 136.37 | 10 | 0
2035 | SOCO_2_ENT | SOCO | ENT | Internal | Shoulder | B12 | 200 | 2400 | 0 | 119.26 | 123.11 | 10 | 0
2035 | SOCO_2_ENT | SOCO | ENT | Internal | Shoulder | B13 | 600 | 2400 | 0 | 119.26 | 118.05 | 10 | 0
2035 | SOCO_2_ENT | SOCO | ENT | Internal | Shoulder | B14 | 900 | 2400 | 0 | 119.26 | 117.39 | 10 | 0
2035 | SOCO_2_ENT | SOCO | ENT | Internal | Shoulder | B15 | 1203 | 2400 | 0 | 119.26 | 117.39 | 10 | 0
2035 | SOCO_2_ENT | SOCO | ENT | Internal | Summer | B1 | 10 | 2400 | 0 | 228.76 | 220.76 | 10 | 0
2035 | SOCO_2_ENT | SOCO | ENT | Internal | Summer | B2 | 25 | 2400 | 0 | 222.94 | 214.94 | 10 | 0
2035 | SOCO_2_ENT | SOCO | ENT | Internal | Summer | B3 | 75 | 2400 | 0 | 222.94 | 214.94 | 10 | 0
2035 | SOCO_2_ENT | SOCO | ENT | Internal | Summer | B4 | 100 | 2400 | 959.75 | 181.97 | 191.97 | 10 | 0
2035 | SOCO_2_ENT | SOCO | ENT | Internal | Summer | B5 | 200 | 2400 | 0 | 150.71 | 151.47 | 10 | 0
2035 | SOCO_2_ENT | SOCO | ENT | Internal | Summer | B6 | 300 | 2400 | 0 | 137 | 134.59 | 10 | 0
2035 | SOCO_2_ENT | SOCO | ENT | Internal | Summer | B7 | 400 | 2400 | 0 | 125.95 | 134.59 | 10 | 0
2035 | SOCO_2_ENT | SOCO | ENT | Internal | Summer | B8 | 500 | 2400 | 297.79 | 117.93 | 127.93 | 10 | 0
2035 | SOCO_2_ENT | SOCO | ENT | Internal | Summer | B9 | 800 | 2400 | 0 | 117.93 | 115.88 | 10 | 0
2035 | SOCO_2_ENT | SOCO | ENT | Internal | Summer | B10 | 1262 | 2400 | 0 | 117.93 | 115.88 | 10 | 0
2035 | SOCO_2_ENT | SOCO | ENT | Internal | Winter | B16 | 25 | 2400 | 0 | 136.46 | 128.46 | 10 | 0
2035 | SOCO_2_ENT | SOCO | ENT | Internal | Winter | B17 | 100 | 2400 | 0 | 122.22 | 125.39 | 10 | 0
2035 | SOCO_2_ENT | SOCO | ENT | Internal | Winter | B18 | 400 | 2400 | 0 | 122.22 | 120.46 | 10 | 0
2035 | SOCO_2_ENT | SOCO | ENT | Internal | Winter | B19 | 700 | 2400 | 0 | 122.22 | 120.46 | 10 | 0
2035 | SOCO_2_ENT | SOCO | ENT | Internal | Winter | B20 | 935 | 2400 | 0 | 120.23 | 120.46 | 10 | 0
2035 | SOCO_2_FRCC | SOCO | FRCC | Internal | Shoulder | B11 | 25 | 3700 | 0 | 138.57 | 143.77 | 10 | 0
2035 | SOCO_2_FRCC | SOCO | FRCC | Internal | Shoulder | B12 | 200 | 3700 | 0 | 119.26 | 124.61 | 10 | 0
2035 | SOCO_2_FRCC | SOCO | FRCC | Internal | Shoulder | B13 | 600 | 3700 | 0 | 119.26 | 123.68 | 10 | 0
2035 | SOCO_2_FRCC | SOCO | FRCC | Internal | Shoulder | B14 | 900 | 3700 | 0 | 119.26 | 123.68 | 10 | 0
2035 | SOCO_2_FRCC | SOCO | FRCC | Internal | Shoulder | B15 | 1203 | 3700 | 0 | 119.26 | 123.68 | 10 | 0
2035 | SOCO_2_FRCC | SOCO | FRCC | Internal | Summer | B1 | 10 | 3700 | 0 | 228.76 | 227.84 | 10 | 0
2035 | SOCO_2_FRCC | SOCO | FRCC | Internal | Summer | B2 | 25 | 3700 | 0 | 222.94 | 227.84 | 10 | 0
2035 | SOCO_2_FRCC | SOCO | FRCC | Internal | Summer | B3 | 75 | 3700 | 0 | 222.94 | 227.84 | 10 | 0
2035 | SOCO_2_FRCC | SOCO | FRCC | Internal | Summer | B4 | 100 | 3700 | 0 | 181.97 | 173.97 | 10 | 0
2035 | SOCO_2_FRCC | SOCO | FRCC | Internal | Summer | B5 | 200 | 3700 | 0 | 150.71 | 142.71 | 10 | 0
2035 | SOCO_2_FRCC | SOCO | FRCC | Internal | Summer | B6 | 300 | 3700 | 0 | 137 | 142.71 | 10 | 0
2035 | SOCO_2_FRCC | SOCO | FRCC | Internal | Summer | B7 | 400 | 3700 | 532.84 | 125.95 | 135.95 | 10 | 0
2035 | SOCO_2_FRCC | SOCO | FRCC | Internal | Summer | B8 | 500 | 3700 | 0 | 117.93 | 122.78 | 10 | 0
2035 | SOCO_2_FRCC | SOCO | FRCC | Internal | Summer | B9 | 800 | 3700 | 0 | 117.93 | 122.78 | 10 | 0
2035 | SOCO_2_FRCC | SOCO | FRCC | Internal | Summer | B10 | 1262 | 3700 | 0 | 117.93 | 109.93 | 10 | 0
2035 | SOCO_2_FRCC | SOCO | FRCC | Internal | Winter | B16 | 25 | 3700 | 1566.45 | 136.46 | 146.46 | 10 | 0
2035 | SOCO_2_FRCC | SOCO | FRCC | Internal | Winter | B17 | 100 | 3700 | 0 | 122.22 | 126.16 | 10 | 0
2035 | SOCO_2_FRCC | SOCO | FRCC | Internal | Winter | B18 | 400 | 3700 | 0 | 122.22 | 126.16 | 10 | 0
2035 | SOCO_2_FRCC | SOCO | FRCC | Internal | Winter | B19 | 700 | 3700 | 0 | 122.22 | 126.16 | 10 | 0
2035 | SOCO_2_FRCC | SOCO | FRCC | Internal | Winter | B20 | 935 | 3700 | 0 | 120.23 | 120.44 | 10 | 0
2035 | SOCO_2_TVA_Transmission | SOCO | TVA_Transmission | Internal | Shoulder | B11 | 25 | 2600 | 0 | 138.57 | 138.11 | 10 | 0
2035 | SOCO_2_TVA_Transmission | SOCO | TVA_Transmission | Internal | Shoulder | B12 | 200 | 2600 | 0 | 119.26 | 124.61 | 10 | 0
2035 | SOCO_2_TVA_Transmission | SOCO | TVA_Transmission | Internal | Shoulder | B13 | 600 | 2600 | 0 | 119.26 | 120.66 | 10 | 0
2035 | SOCO_2_TVA_Transmission | SOCO | TVA_Transmission | Internal | Shoulder | B14 | 900 | 2600 | 0 | 119.26 | 120.01 | 10 | 0
2035 | SOCO_2_TVA_Transmission | SOCO | TVA_Transmission | Internal | Shoulder | B15 | 1203 | 2600 | 0 | 119.26 | 119.43 | 10 | 0
2035 | SOCO_2_TVA_Transmission | SOCO | TVA_Transmission | Internal | Summer | B1 | 10 | 2600 | 0 | 228.76 | 225.26 | 10 | 0
2035 | SOCO_2_TVA_Transmission | SOCO | TVA_Transmission | Internal | Summer | B2 | 25 | 2600 | 0 | 222.94 | 221.76 | 10 | 0
2035 | SOCO_2_TVA_Transmission | SOCO | TVA_Transmission | Internal | Summer | B3 | 75 | 2600 | 0 | 222.94 | 218.6 | 10 | 0
2035 | SOCO_2_TVA_Transmission | SOCO | TVA_Transmission | Internal | Summer | B4 | 100 | 2600 | 0 | 181.97 | 190.97 | 10 | 0
2035 | SOCO_2_TVA_Transmission | SOCO | TVA_Transmission | Internal | Summer | B5 | 200 | 2600 | 0 | 150.71 | 158.27 | 10 | 0
2035 | SOCO_2_TVA_Transmission | SOCO | TVA_Transmission | Internal | Summer | B6 | 300 | 2600 | 0 | 137 | 135.22 | 10 | 0
2035 | SOCO_2_TVA_Transmission | SOCO | TVA_Transmission | Internal | Summer | B7 | 400 | 2600 | 0 | 125.95 | 125.59 | 10 | 0
2035 | SOCO_2_TVA_Transmission | SOCO | TVA_Transmission | Internal | Summer | B8 | 500 | 2600 | 0 | 117.93 | 121.93 | 10 | 0
2035 | SOCO_2_TVA_Transmission | SOCO | TVA_Transmission | Internal | Summer | B9 | 800 | 2600 | 0 | 117.93 | 118.58 | 10 | 0
2035 | SOCO_2_TVA_Transmission | SOCO | TVA_Transmission | Internal | Summer | B10 | 1262 | 2600 | 0 | 117.93 | 118.1 | 10 | 0
2035 | SOCO_2_TVA_Transmission | SOCO | TVA_Transmission | Internal | Winter | B16 | 25 | 2600 | 0 | 136.46 | 135.99 | 10 | 0
2035 | SOCO_2_TVA_Transmission | SOCO | TVA_Transmission | Internal | Winter | B17 | 100 | 2600 | 0 | 122.22 | 129.69 | 10 | 0
2035 | SOCO_2_TVA_Transmission | SOCO | TVA_Transmission | Internal | Winter | B18 | 400 | 2600 | 0 | 122.22 | 123.66 | 10 | 0
2035 | SOCO_2_TVA_Transmission | SOCO | TVA_Transmission | Internal | Winter | B19 | 700 | 2600 | 0 | 122.22 | 122.97 | 10 | 0
2035 | SOCO_2_TVA_Transmission | SOCO | TVA_Transmission | Internal | Winter | B20 | 935 | 2600 | 0 | 120.23 | 121.37 | 10 | 0
2035 | SOCO_2_VACAR | SOCO | VACAR | Internal | Shoulder | B11 | 25 | 2000 | 0 | 138.57 | 131.57 | 10 | 0
2035 | SOCO_2_VACAR | SOCO | VACAR | Internal | Shoulder | B12 | 200 | 2000 | 0 | 119.26 | 121.07 | 10 | 0
2035 | SOCO_2_VACAR | SOCO | VACAR | Internal | Shoulder | B13 | 600 | 2000 | 0 | 119.26 | 121.07 | 10 | 0
2035 | SOCO_2_VACAR | SOCO | VACAR | Internal | Shoulder | B14 | 900 | 2000 | 0 | 119.26 | 121.07 | 10 | 0
2035 | SOCO_2_VACAR | SOCO | VACAR | Internal | Shoulder | B15 | 1203 | 2000 | 0 | 119.26 | 119.89 | 10 | 0
2035 | SOCO_2_VACAR | SOCO | VACAR | Internal | Summer | B1 | 10 | 2000 | 0 | 228.76 | 221.76 | 10 | 0
2035 | SOCO_2_VACAR | SOCO | VACAR | Internal | Summer | B2 | 25 | 2000 | 0 | 222.94 | 221.76 | 10 | 0
2035 | SOCO_2_VACAR | SOCO | VACAR | Internal | Summer | B3 | 75 | 2000 | 0 | 222.94 | 215.94 | 10 | 0
2035 | SOCO_2_VACAR | SOCO | VACAR | Internal | Summer | B4 | 100 | 2000 | 0 | 181.97 | 174.97 | 10 | 0
2035 | SOCO_2_VACAR | SOCO | VACAR | Internal | Summer | B5 | 200 | 2000 | 0 | 150.71 | 151.61 | 10 | 0
2035 | SOCO_2_VACAR | SOCO | VACAR | Internal | Summer | B6 | 300 | 2000 | 0 | 137 | 130 | 10 | 0
2035 | SOCO_2_VACAR | SOCO | VACAR | Internal | Summer | B7 | 400 | 2000 | 0 | 125.95 | 118.95 | 10 | 0
2035 | SOCO_2_VACAR | SOCO | VACAR | Internal | Summer | B8 | 500 | 2000 | 0 | 117.93 | 118.95 | 10 | 0
2035 | SOCO_2_VACAR | SOCO | VACAR | Internal | Summer | B9 | 800 | 2000 | 0 | 117.93 | 118.95 | 10 | 0
2035 | SOCO_2_VACAR | SOCO | VACAR | Internal | Summer | B10 | 1262 | 2000 | 0 | 117.93 | 118.95 | 10 | 0
2035 | SOCO_2_VACAR | SOCO | VACAR | Internal | Winter | B16 | 25 | 2000 | 0 | 136.46 | 130.43 | 10 | 0
2035 | SOCO_2_VACAR | SOCO | VACAR | Internal | Winter | B17 | 100 | 2000 | 0 | 122.22 | 125.9 | 10 | 0
2035 | SOCO_2_VACAR | SOCO | VACAR | Internal | Winter | B18 | 400 | 2000 | 0 | 122.22 | 125.9 | 10 | 0
2035 | SOCO_2_VACAR | SOCO | VACAR | Internal | Winter | B19 | 700 | 2000 | 0 | 122.22 | 125.9 | 10 | 0
2035 | SOCO_2_VACAR | SOCO | VACAR | Internal | Winter | B20 | 935 | 2000 | 0 | 120.23 | 114.37 | 10 | 0
2035 | SPP_N_2_ENT | SPP_N | ENT | Internal | Shoulder | B11 | 25 | 1800 | 0 | 136.14 | 136.37 | 5 | 0
2035 | SPP_N_2_ENT | SPP_N | ENT | Internal | Shoulder | B12 | 200 | 1800 | 1152.58 | 118.11 | 123.11 | 5 | 0
2035 | SPP_N_2_ENT | SPP_N | ENT | Internal | Shoulder | B13 | 600 | 1800 | 0 | 117.19 | 118.05 | 5 | 0
2035 | SPP_N_2_ENT | SPP_N | ENT | Internal | Shoulder | B14 | 900 | 1800 | 1779.64 | 112.39 | 117.39 | 5 | 0
2035 | SPP_N_2_ENT | SPP_N | ENT | Internal | Shoulder | B15 | 1203 | 1800 | 1800 | 106.56 | 117.39 | 5 | 5.83
2035 | SPP_N_2_ENT | SPP_N | ENT | Internal | Summer | B1 | 10 | 1800 | 1800 | 212.26 | 220.76 | 5 | 3.5
2035 | SPP_N_2_ENT | SPP_N | ENT | Internal | Summer | B2 | 25 | 1800 | 867.3 | 209.94 | 214.94 | 5 | 0
2035 | SPP_N_2_ENT | SPP_N | ENT | Internal | Summer | B3 | 75 | 1800 | 0 | 211.29 | 214.94 | 5 | 0
2035 | SPP_N_2_ENT | SPP_N | ENT | Internal | Summer | B4 | 100 | 1800 | 0 | 194.97 | 191.97 | 5 | 0
2035 | SPP_N_2_ENT | SPP_N | ENT | Internal | Summer | B5 | 200 | 1800 | 0 | 154.47 | 151.47 | 5 | 0
2035 | SPP_N_2_ENT | SPP_N | ENT | Internal | Summer | B6 | 300 | 1800 | 0 | 139.52 | 134.59 | 5 | 0
2035 | SPP_N_2_ENT | SPP_N | ENT | Internal | Summer | B7 | 400 | 1800 | 0 | 134.61 | 134.59 | 5 | 0
2035 | SPP_N_2_ENT | SPP_N | ENT | Internal | Summer | B8 | 500 | 1800 | 0 | 123.15 | 127.93 | 5 | 0
2035 | SPP_N_2_ENT | SPP_N | ENT | Internal | Summer | B9 | 800 | 1800 | 0 | 116.6 | 115.88 | 5 | 0
2035 | SPP_N_2_ENT | SPP_N | ENT | Internal | Summer | B10 | 1262 | 1800 | 0 | 112.76 | 115.88 | 5 | 0
2035 | SPP_N_2_ENT | SPP_N | ENT | Internal | Winter | B16 | 25 | 1800 | 1800 | 121.43 | 128.46 | 5 | 2.03
2035 | SPP_N_2_ENT | SPP_N | ENT | Internal | Winter | B17 | 100 | 1800 | 429.48 | 120.39 | 125.39 | 5 | 0
2035 | SPP_N_2_ENT | SPP_N | ENT | Internal | Winter | B18 | 400 | 1800 | 0 | 120.39 | 120.46 | 5 | 0
2035 | SPP_N_2_ENT | SPP_N | ENT | Internal | Winter | B19 | 700 | 1800 | 1179.74 | 115.46 | 120.46 | 5 | 0
2035 | SPP_N_2_ENT | SPP_N | ENT | Internal | Winter | B20 | 935 | 1800 | 1800 | 112.86 | 120.46 | 5 | 2.61
2035 | SPP_N_2_MISO_MO-IL | SPP_N | MISO_MO-IL | Internal | Shoulder | B11 | 25 | 2000 | 0 | 136.14 | 135.08 | 5 | 0
2035 | SPP_N_2_MISO_MO-IL | SPP_N | MISO_MO-IL | Internal | Shoulder | B12 | 200 | 2000 | 207.62 | 118.11 | 123.11 | 5 | 0
2035 | SPP_N_2_MISO_MO-IL | SPP_N | MISO_MO-IL | Internal | Shoulder | B13 | 600 | 2000 | 0 | 117.19 | 116.3 | 5 | 0
2035 | SPP_N_2_MISO_MO-IL | SPP_N | MISO_MO-IL | Internal | Shoulder | B14 | 900 | 2000 | 0 | 112.39 | 114.86 | 5 | 0
2035 | SPP_N_2_MISO_MO-IL | SPP_N | MISO_MO-IL | Internal | Shoulder | B15 | 1203 | 2000 | 2000 | 106.56 | 114.84 | 5 | 3.28
2035 | SPP_N_2_MISO_MO-IL | SPP_N | MISO_MO-IL | Internal | Summer | B1 | 10 | 2000 | 946.57 | 212.26 | 217.26 | 5 | 0
2035 | SPP_N_2_MISO_MO-IL | SPP_N | MISO_MO-IL | Internal | Summer | B2 | 25 | 2000 | 0 | 209.94 | 213.77 | 5 | 0
2035 | SPP_N_2_MISO_MO-IL | SPP_N | MISO_MO-IL | Internal | Summer | B3 | 75 | 2000 | 0 | 211.29 | 213.65 | 5 | 0
2035 | SPP_N_2_MISO_MO-IL | SPP_N | MISO_MO-IL | Internal | Summer | B4 | 100 | 2000 | 529.58 | 194.97 | 199.97 | 5 | 0
2035 | SPP_N_2_MISO_MO-IL | SPP_N | MISO_MO-IL | Internal | Summer | B5 | 200 | 2000 | 1138.43 | 154.47 | 159.47 | 5 | 0
2035 | SPP_N_2_MISO_MO-IL | SPP_N | MISO_MO-IL | Internal | Summer | B6 | 300 | 2000 | 0 | 139.52 | 142.59 | 5 | 0
2035 | SPP_N_2_MISO_MO-IL | SPP_N | MISO_MO-IL | Internal | Summer | B7 | 400 | 2000 | 0 | 134.61 | 134.24 | 5 | 0
2035 | SPP_N_2_MISO_MO-IL | SPP_N | MISO_MO-IL | Internal | Summer | B8 | 500 | 2000 | 0 | 123.15 | 119.93 | 5 | 0
2035 | SPP_N_2_MISO_MO-IL | SPP_N | MISO_MO-IL | Internal | Summer | B9 | 800 | 2000 | 0 | 116.6 | 113.41 | 5 | 0
2035 | SPP_N_2_MISO_MO-IL | SPP_N | MISO_MO-IL | Internal | Summer | B10 | 1262 | 2000 | 0 | 112.76 | 113.41 | 5 | 0
2035 | SPP_N_2_MISO_MO-IL | SPP_N | MISO_MO-IL | Internal | Winter | B16 | 25 | 2000 | 2000 | 121.43 | 135.43 | 5 | 9
2035 | SPP_N_2_MISO_MO-IL | SPP_N | MISO_MO-IL | Internal | Winter | B17 | 100 | 2000 | 2000 | 120.39 | 126.51 | 5 | 1.11
2035 | SPP_N_2_MISO_MO-IL | SPP_N | MISO_MO-IL | Internal | Winter | B18 | 400 | 2000 | 0 | 120.39 | 120.07 | 5 | 0
2035 | SPP_N_2_MISO_MO-IL | SPP_N | MISO_MO-IL | Internal | Winter | B19 | 700 | 2000 | 0 | 115.46 | 117.9 | 5 | 0
2035 | SPP_N_2_MISO_MO-IL | SPP_N | MISO_MO-IL | Internal | Winter | B20 | 935 | 2000 | 1717.63 | 112.86 | 117.86 | 5 | 0
2035 | SPP_N_2_MISO_W | SPP_N | MISO_W | Internal | Shoulder | B11 | 25 | 750 | 0 | 136.14 | 135.07 | 5 | 0
2035 | SPP_N_2_MISO_W | SPP_N | MISO_W | Internal | Shoulder | B12 | 200 | 750 | 0 | 118.11 | 123.1 | 5 | 0
2035 | SPP_N_2_MISO_W | SPP_N | MISO_W | Internal | Shoulder | B13 | 600 | 750 | 0 | 117.19 | 116.28 | 5 | 0
2035 | SPP_N_2_MISO_W | SPP_N | MISO_W | Internal | Shoulder | B14 | 900 | 750 | 0 | 112.39 | 114.77 | 5 | 0
2035 | SPP_N_2_MISO_W | SPP_N | MISO_W | Internal | Shoulder | B15 | 1203 | 750 | 0 | 106.56 | 99.57 | 5 | 0
2035 | SPP_N_2_MISO_W | SPP_N | MISO_W | Internal | Summer | B1 | 10 | 750 | 119.86 | 212.26 | 217.26 | 5 | 0
2035 | SPP_N_2_MISO_W | SPP_N | MISO_W | Internal | Summer | B2 | 25 | 750 | 0 | 209.94 | 213.76 | 5 | 0
2035 | SPP_N_2_MISO_W | SPP_N | MISO_W | Internal | Summer | B3 | 75 | 750 | 0 | 211.29 | 213.66 | 5 | 0
2035 | SPP_N_2_MISO_W | SPP_N | MISO_W | Internal | Summer | B4 | 100 | 750 | 719.38 | 194.97 | 199.97 | 5 | 0
2035 | SPP_N_2_MISO_W | SPP_N | MISO_W | Internal | Summer | B5 | 200 | 750 | 750 | 154.47 | 159.48 | 5 | 0.01
2035 | SPP_N_2_MISO_W | SPP_N | MISO_W | Internal | Summer | B6 | 300 | 750 | 0 | 139.52 | 142.6 | 5 | 0
2035 | SPP_N_2_MISO_W | SPP_N | MISO_W | Internal | Summer | B7 | 400 | 750 | 0 | 134.61 | 134.23 | 5 | 0
2035 | SPP_N_2_MISO_W | SPP_N | MISO_W | Internal | Summer | B8 | 500 | 750 | 0 | 123.15 | 119.92 | 5 | 0
2035 | SPP_N_2_MISO_W | SPP_N | MISO_W | Internal | Summer | B9 | 800 | 750 | 0 | 116.6 | 113.4 | 5 | 0
2035 | SPP_N_2_MISO_W | SPP_N | MISO_W | Internal | Summer | B10 | 1262 | 750 | 0 | 112.76 | 105.76 | 5 | 0
2035 | SPP_N_2_MISO_W | SPP_N | MISO_W | Internal | Winter | B16 | 25 | 750 | 0 | 121.43 | 114.42 | 5 | 0
2035 | SPP_N_2_MISO_W | SPP_N | MISO_W | Internal | Winter | B17 | 100 | 750 | 0 | 120.39 | 113.39 | 5 | 0
2035 | SPP_N_2_MISO_W | SPP_N | MISO_W | Internal | Winter | B18 | 400 | 750 | 0 | 120.39 | 117.89 | 5 | 0
2035 | SPP_N_2_MISO_W | SPP_N | MISO_W | Internal | Winter | B19 | 700 | 750 | 0 | 115.46 | 117.89 | 5 | 0
2035 | SPP_N_2_MISO_W | SPP_N | MISO_W | Internal | Winter | B20 | 935 | 750 | 0 | 112.86 | 105.87 | 5 | 0
2035 | SPP_N_2_NE | SPP_N | NE | Internal | Shoulder | B11 | 25 | 332 | 0 | 136.14 | 136.13 | 0.01 | 0
2035 | SPP_N_2_NE | SPP_N | NE | Internal | Shoulder | B12 | 200 | 332 | 332 | 118.11 | 118.75 | 0.01 | 0.63
2035 | SPP_N_2_NE | SPP_N | NE | Internal | Shoulder | B13 | 600 | 332 | 332 | 117.19 | 117.56 | 0.01 | 0.36
2035 | SPP_N_2_NE | SPP_N | NE | Internal | Shoulder | B14 | 900 | 332 | 332 | 112.39 | 117.56 | 0.01 | 5.17
2035 | SPP_N_2_NE | SPP_N | NE | Internal | Shoulder | B15 | 1203 | 332 | 177.25 | 106.56 | 106.57 | 0.01 | 0
2035 | SPP_N_2_NE | SPP_N | NE | Internal | Summer | B1 | 10 | 332 | 332 | 212.26 | 220.32 | 0.01 | 8.05
2035 | SPP_N_2_NE | SPP_N | NE | Internal | Summer | B2 | 25 | 332 | 332 | 209.94 | 220.32 | 0.01 | 10.37
2035 | SPP_N_2_NE | SPP_N | NE | Internal | Summer | B3 | 75 | 332 | 332 | 211.29 | 220.32 | 0.01 | 9.02
2035 | SPP_N_2_NE | SPP_N | NE | Internal | Summer | B4 | 100 | 332 | 332 | 194.97 | 199.97 | 0.01 | 4.99
2035 | SPP_N_2_NE | SPP_N | NE | Internal | Summer | B5 | 200 | 332 | 332 | 154.47 | 159.48 | 0.01 | 5
2035 | SPP_N_2_NE | SPP_N | NE | Internal | Summer | B6 | 300 | 332 | 332 | 139.52 | 146.03 | 0.01 | 6.5
2035 | SPP_N_2_NE | SPP_N | NE | Internal | Summer | B7 | 400 | 332 | 332 | 134.61 | 138.32 | 0.01 | 3.7
2035 | SPP_N_2_NE | SPP_N | NE | Internal | Summer | B8 | 500 | 332 | 0 | 123.15 | 123.15 | 0.01 | 0
2035 | SPP_N_2_NE | SPP_N | NE | Internal | Summer | B9 | 800 | 332 | 0 | 116.6 | 116.59 | 0.01 | 0
2035 | SPP_N_2_NE | SPP_N | NE | Internal | Summer | B10 | 1262 | 332 | 0 | 112.76 | 112.76 | 0.01 | 0
2035 | SPP_N_2_NE | SPP_N | NE | Internal | Winter | B16 | 25 | 332 | 0 | 121.43 | 121.42 | 0.01 | 0
2035 | SPP_N_2_NE | SPP_N | NE | Internal | Winter | B17 | 100 | 332 | 0 | 120.39 | 120.39 | 0.01 | 0
2035 | SPP_N_2_NE | SPP_N | NE | Internal | Winter | B18 | 400 | 332 | 332 | 120.39 | 120.83 | 0.01 | 0.42
2035 | SPP_N_2_NE | SPP_N | NE | Internal | Winter | B19 | 700 | 332 | 332 | 115.46 | 120.83 | 0.01 | 5.35
2035 | SPP_N_2_NE | SPP_N | NE | Internal | Winter | B20 | 935 | 332 | 12.32 | 112.86 | 112.87 | 0.01 | 0
2035 | SPP_N_2_SPP_S | SPP_N | SPP_S | Internal | Shoulder | B11 | 25 | 4000 | 2615.46 | 136.14 | 136.15 | 0.01 | 0
2035 | SPP_N_2_SPP_S | SPP_N | SPP_S | Internal | Shoulder | B12 | 200 | 4000 | 71.57 | 118.11 | 118.12 | 0.01 | 0
2035 | SPP_N_2_SPP_S | SPP_N | SPP_S | Internal | Shoulder | B13 | 600 | 4000 | 756.22 | 117.19 | 117.21 | 0.01 | 0
2035 | SPP_N_2_SPP_S | SPP_N | SPP_S | Internal | Shoulder | B14 | 900 | 4000 | 0 | 112.39 | 112.39 | 0.01 | 0
2035 | SPP_N_2_SPP_S | SPP_N | SPP_S | Internal | Shoulder | B15 | 1203 | 4000 | 0 | 106.56 | 105.63 | 0.01 | 0
2035 | SPP_N_2_SPP_S | SPP_N | SPP_S | Internal | Summer | B1 | 10 | 4000 | 0 | 212.26 | 134.62 | 0.01 | 0
2035 | SPP_N_2_SPP_S | SPP_N | SPP_S | Internal | Summer | B2 | 25 | 4000 | 0 | 209.94 | 196.29 | 0.01 | 0
2035 | SPP_N_2_SPP_S | SPP_N | SPP_S | Internal | Summer | B3 | 75 | 4000 | 0 | 211.29 | 196.29 | 0.01 | 0
2035 | SPP_N_2_SPP_S | SPP_N | SPP_S | Internal | Summer | B4 | 100 | 4000 | 0 | 194.97 | 186.97 | 0.01 | 0
2035 | SPP_N_2_SPP_S | SPP_N | SPP_S | Internal | Summer | B5 | 200 | 4000 | 0 | 154.47 | 145.78 | 0.01 | 0
2035 | SPP_N_2_SPP_S | SPP_N | SPP_S | Internal | Summer | B6 | 300 | 4000 | 1588.79 | 139.52 | 139.53 | 0.01 | 0
2035 | SPP_N_2_SPP_S | SPP_N | SPP_S | Internal | Summer | B7 | 400 | 4000 | 1944.54 | 134.61 | 134.62 | 0.01 | 0
2035 | SPP_N_2_SPP_S | SPP_N | SPP_S | Internal | Summer | B8 | 500 | 4000 | 4000 | 123.15 | 134.31 | 0.01 | 11.14
2035 | SPP_N_2_SPP_S | SPP_N | SPP_S | Internal | Summer | B9 | 800 | 4000 | 2179.24 | 116.6 | 116.61 | 0.01 | 0
2035 | SPP_N_2_SPP_S | SPP_N | SPP_S | Internal | Summer | B10 | 1262 | 4000 | 2897.38 | 112.76 | 112.77 | 0.01 | 0
2035 | SPP_N_2_SPP_S | SPP_N | SPP_S | Internal | Winter | B16 | 25 | 4000 | 1741.47 | 121.43 | 121.44 | 0.01 | 0
2035 | SPP_N_2_SPP_S | SPP_N | SPP_S | Internal | Winter | B17 | 100 | 4000 | 814.56 | 120.39 | 120.41 | 0.01 | 0
2035 | SPP_N_2_SPP_S | SPP_N | SPP_S | Internal | Winter | B18 | 400 | 4000 | 1730.79 | 120.39 | 120.41 | 0.01 | 0
2035 | SPP_N_2_SPP_S | SPP_N | SPP_S | Internal | Winter | B19 | 700 | 4000 | 1250.26 | 115.46 | 115.48 | 0.01 | 0
2035 | SPP_N_2_SPP_S | SPP_N | SPP_S | Internal | Winter | B20 | 935 | 4000 | 274.23 | 112.86 | 112.87 | 0.01 | 0
2035 | SPP_S_2_ENT | SPP_S | ENT | Internal | Shoulder | B11 | 25 | 850 | 0 | 136.15 | 136.37 | 5 | 0
2035 | SPP_S_2_ENT | SPP_S | ENT | Internal | Shoulder | B12 | 200 | 850 | 0 | 118.12 | 123.11 | 5 | 0
2035 | SPP_S_2_ENT | SPP_S | ENT | Internal | Shoulder | B13 | 600 | 850 | 0 | 117.21 | 118.05 | 5 | 0
2035 | SPP_S_2_ENT | SPP_S | ENT | Internal | Shoulder | B14 | 900 | 850 | 810.59 | 112.39 | 117.39 | 5 | 0
2035 | SPP_S_2_ENT | SPP_S | ENT | Internal | Shoulder | B15 | 1203 | 850 | 850 | 105.63 | 117.39 | 5 | 6.75
2035 | SPP_S_2_ENT | SPP_S | ENT | Internal | Summer | B1 | 10 | 850 | 850 | 134.62 | 220.76 | 5 | 81.14
2035 | SPP_S_2_ENT | SPP_S | ENT | Internal | Summer | B2 | 25 | 850 | 850 | 196.29 | 214.94 | 5 | 13.64
2035 | SPP_S_2_ENT | SPP_S | ENT | Internal | Summer | B3 | 75 | 850 | 850 | 196.29 | 214.94 | 5 | 13.64
2035 | SPP_S_2_ENT | SPP_S | ENT | Internal | Summer | B4 | 100 | 850 | 309.41 | 186.97 | 191.97 | 5 | 0
2035 | SPP_S_2_ENT | SPP_S | ENT | Internal | Summer | B5 | 200 | 850 | 850 | 145.78 | 151.47 | 5 | 0.69
2035 | SPP_S_2_ENT | SPP_S | ENT | Internal | Summer | B6 | 300 | 850 | 0 | 139.53 | 134.59 | 5 | 0
2035 | SPP_S_2_ENT | SPP_S | ENT | Internal | Summer | B7 | 400 | 850 | 0 | 134.62 | 134.59 | 5 | 0
2035 | SPP_S_2_ENT | SPP_S | ENT | Internal | Summer | B8 | 500 | 850 | 0 | 134.31 | 127.93 | 5 | 0
2035 | SPP_S_2_ENT | SPP_S | ENT | Internal | Summer | B9 | 800 | 850 | 0 | 116.61 | 115.88 | 5 | 0
2035 | SPP_S_2_ENT | SPP_S | ENT | Internal | Summer | B10 | 1262 | 850 | 0 | 112.77 | 115.88 | 5 | 0
2035 | SPP_S_2_ENT | SPP_S | ENT | Internal | Winter | B16 | 25 | 850 | 850 | 121.44 | 128.46 | 5 | 2.02
2035 | SPP_S_2_ENT | SPP_S | ENT | Internal | Winter | B17 | 100 | 850 | 0 | 120.41 | 125.39 | 5 | 0
2035 | SPP_S_2_ENT | SPP_S | ENT | Internal | Winter | B18 | 400 | 850 | 0 | 120.41 | 120.46 | 5 | 0
2035 | SPP_S_2_ENT | SPP_S | ENT | Internal | Winter | B19 | 700 | 850 | 0 | 115.48 | 120.46 | 5 | 0
2035 | SPP_S_2_ENT | SPP_S | ENT | Internal | Winter | B20 | 935 | 850 | 850 | 112.87 | 120.46 | 5 | 2.6
2035 | SPP_S_2_SPP_N | SPP_S | SPP_N | Internal | Shoulder | B11 | 25 | 640 | 0 | 136.15 | 136.14 | 0.01 | 0
2035 | SPP_S_2_SPP_N | SPP_S | SPP_N | Internal | Shoulder | B12 | 200 | 640 | 0 | 118.12 | 118.11 | 0.01 | 0
2035 | SPP_S_2_SPP_N | SPP_S | SPP_N | Internal | Shoulder | B13 | 600 | 640 | 0 | 117.21 | 117.19 | 0.01 | 0
2035 | SPP_S_2_SPP_N | SPP_S | SPP_N | Internal | Shoulder | B14 | 900 | 640 | 0 | 112.39 | 112.39 | 0.01 | 0
2035 | SPP_S_2_SPP_N | SPP_S | SPP_N | Internal | Shoulder | B15 | 1203 | 640 | 640 | 105.63 | 106.56 | 0.01 | 0.91
2035 | SPP_S_2_SPP_N | SPP_S | SPP_N | Internal | Summer | B1 | 10 | 640 | 640 | 134.62 | 212.26 | 0.01 | 77.63
2035 | SPP_S_2_SPP_N | SPP_S | SPP_N | Internal | Summer | B2 | 25 | 640 | 640 | 196.29 | 209.94 | 0.01 | 13.63
2035 | SPP_S_2_SPP_N | SPP_S | SPP_N | Internal | Summer | B3 | 75 | 640 | 640 | 196.29 | 211.29 | 0.01 | 14.98
2035 | SPP_S_2_SPP_N | SPP_S | SPP_N | Internal | Summer | B4 | 100 | 640 | 640 | 186.97 | 194.97 | 0.01 | 7.99
2035 | SPP_S_2_SPP_N | SPP_S | SPP_N | Internal | Summer | B5 | 200 | 640 | 640 | 145.78 | 154.47 | 0.01 | 8.68
2035 | SPP_S_2_SPP_N | SPP_S | SPP_N | Internal | Summer | B6 | 300 | 640 | 0 | 139.53 | 139.52 | 0.01 | 0
2035 | SPP_S_2_SPP_N | SPP_S | SPP_N | Internal | Summer | B7 | 400 | 640 | 0 | 134.62 | 134.61 | 0.01 | 0
2035 | SPP_S_2_SPP_N | SPP_S | SPP_N | Internal | Summer | B8 | 500 | 640 | 0 | 134.31 | 123.15 | 0.01 | 0
2035 | SPP_S_2_SPP_N | SPP_S | SPP_N | Internal | Summer | B9 | 800 | 640 | 0 | 116.61 | 116.6 | 0.01 | 0
2035 | SPP_S_2_SPP_N | SPP_S | SPP_N | Internal | Summer | B10 | 1262 | 640 | 0 | 112.77 | 112.76 | 0.01 | 0
2035 | SPP_S_2_SPP_N | SPP_S | SPP_N | Internal | Winter | B16 | 25 | 640 | 0 | 121.44 | 121.43 | 0.01 | 0
2035 | SPP_S_2_SPP_N | SPP_S | SPP_N | Internal | Winter | B17 | 100 | 640 | 0 | 120.41 | 120.39 | 0.01 | 0
2035 | SPP_S_2_SPP_N | SPP_S | SPP_N | Internal | Winter | B18 | 400 | 640 | 0 | 120.41 | 120.39 | 0.01 | 0
2035 | SPP_S_2_SPP_N | SPP_S | SPP_N | Internal | Winter | B19 | 700 | 640 | 0 | 115.48 | 115.46 | 0.01 | 0
2035 | SPP_S_2_SPP_N | SPP_S | SPP_N | Internal | Winter | B20 | 935 | 640 | 0 | 112.87 | 112.86 | 0.01 | 0
2035 | TVA_2_ENT | TVA | ENT | Internal | Shoulder | B11 | 25 | 500 | 0 | 137.79 | 136.37 | 9 | 0
2035 | TVA_2_ENT | TVA | ENT | Internal | Shoulder | B12 | 200 | 500 | 0 | 118.6 | 123.11 | 9 | 0
2035 | TVA_2_ENT | TVA | ENT | Internal | Shoulder | B13 | 600 | 500 | 0 | 118.6 | 118.05 | 9 | 0
2035 | TVA_2_ENT | TVA | ENT | Internal | Shoulder | B14 | 900 | 500 | 0 | 118.6 | 117.39 | 9 | 0
2035 | TVA_2_ENT | TVA | ENT | Internal | Shoulder | B15 | 1203 | 500 | 0 | 118.6 | 117.39 | 9 | 0
2035 | TVA_2_ENT | TVA | ENT | Internal | Summer | B1 | 10 | 500 | 0 | 225.27 | 220.76 | 9 | 0
2035 | TVA_2_ENT | TVA | ENT | Internal | Summer | B2 | 25 | 500 | 0 | 221.77 | 214.94 | 9 | 0
2035 | TVA_2_ENT | TVA | ENT | Internal | Summer | B3 | 75 | 500 | 0 | 218.61 | 214.94 | 9 | 0
2035 | TVA_2_ENT | TVA | ENT | Internal | Summer | B4 | 100 | 500 | 0 | 190.97 | 191.97 | 9 | 0
2035 | TVA_2_ENT | TVA | ENT | Internal | Summer | B5 | 200 | 500 | 0 | 158.1 | 151.47 | 9 | 0
2035 | TVA_2_ENT | TVA | ENT | Internal | Summer | B6 | 300 | 500 | 441.27 | 125.59 | 134.59 | 9 | 0
2035 | TVA_2_ENT | TVA | ENT | Internal | Summer | B7 | 400 | 500 | 500 | 117.33 | 134.59 | 9 | 8.26
2035 | TVA_2_ENT | TVA | ENT | Internal | Summer | B8 | 500 | 500 | 500 | 117.33 | 127.93 | 9 | 1.6
2035 | TVA_2_ENT | TVA | ENT | Internal | Summer | B9 | 800 | 500 | 0 | 117.33 | 115.88 | 9 | 0
2035 | TVA_2_ENT | TVA | ENT | Internal | Summer | B10 | 1262 | 500 | 0 | 117.33 | 115.88 | 9 | 0
2035 | TVA_2_ENT | TVA | ENT | Internal | Winter | B16 | 25 | 500 | 0 | 135.54 | 128.46 | 9 | 0
2035 | TVA_2_ENT | TVA | ENT | Internal | Winter | B17 | 100 | 500 | 0 | 121.38 | 125.39 | 9 | 0
2035 | TVA_2_ENT | TVA | ENT | Internal | Winter | B18 | 400 | 500 | 0 | 121.38 | 120.46 | 9 | 0
2035 | TVA_2_ENT | TVA | ENT | Internal | Winter | B19 | 700 | 500 | 0 | 121.38 | 120.46 | 9 | 0
2035 | TVA_2_ENT | TVA | ENT | Internal | Winter | B20 | 935 | 500 | 0 | 121.38 | 120.46 | 9 | 0
2035 | TVA_2_MISO_MO-IL | TVA | MISO_MO-IL | Internal | Shoulder | B11 | 25 | 50 | 0 | 137.79 | 135.08 | 9 | 0
2035 | TVA_2_MISO_MO-IL | TVA | MISO_MO-IL | Internal | Shoulder | B12 | 200 | 50 | 0 | 118.6 | 123.11 | 9 | 0
2035 | TVA_2_MISO_MO-IL | TVA | MISO_MO-IL | Internal | Shoulder | B13 | 600 | 50 | 0 | 118.6 | 116.3 | 9 | 0
2035 | TVA_2_MISO_MO-IL | TVA | MISO_MO-IL | Internal | Shoulder | B14 | 900 | 50 | 0 | 118.6 | 114.86 | 9 | 0
2035 | TVA_2_MISO_MO-IL | TVA | MISO_MO-IL | Internal | Shoulder | B15 | 1203 | 50 | 0 | 118.6 | 114.84 | 9 | 0
2035 | TVA_2_MISO_MO-IL | TVA | MISO_MO-IL | Internal | Summer | B1 | 10 | 50 | 0 | 225.27 | 217.26 | 9 | 0
2035 | TVA_2_MISO_MO-IL | TVA | MISO_MO-IL | Internal | Summer | B2 | 25 | 50 | 0 | 221.77 | 213.77 | 9 | 0
2035 | TVA_2_MISO_MO-IL | TVA | MISO_MO-IL | Internal | Summer | B3 | 75 | 50 | 0 | 218.61 | 213.65 | 9 | 0
2035 | TVA_2_MISO_MO-IL | TVA | MISO_MO-IL | Internal | Summer | B4 | 100 | 50 | 31.1 | 190.97 | 199.97 | 9 | 0
2035 | TVA_2_MISO_MO-IL | TVA | MISO_MO-IL | Internal | Summer | B5 | 200 | 50 | 0 | 158.1 | 159.47 | 9 | 0
2035 | TVA_2_MISO_MO-IL | TVA | MISO_MO-IL | Internal | Summer | B6 | 300 | 50 | 50 | 125.59 | 142.59 | 9 | 8
2035 | TVA_2_MISO_MO-IL | TVA | MISO_MO-IL | Internal | Summer | B7 | 400 | 50 | 50 | 117.33 | 134.24 | 9 | 7.92
2035 | TVA_2_MISO_MO-IL | TVA | MISO_MO-IL | Internal | Summer | B8 | 500 | 50 | 0 | 117.33 | 119.93 | 9 | 0
2035 | TVA_2_MISO_MO-IL | TVA | MISO_MO-IL | Internal | Summer | B9 | 800 | 50 | 0 | 117.33 | 113.41 | 9 | 0
2035 | TVA_2_MISO_MO-IL | TVA | MISO_MO-IL | Internal | Summer | B10 | 1262 | 50 | 0 | 117.33 | 113.41 | 9 | 0
2035 | TVA_2_MISO_MO-IL | TVA | MISO_MO-IL | Internal | Winter | B16 | 25 | 50 | 0 | 135.54 | 135.43 | 9 | 0
2035 | TVA_2_MISO_MO-IL | TVA | MISO_MO-IL | Internal | Winter | B17 | 100 | 50 | 0 | 121.38 | 126.51 | 9 | 0
2035 | TVA_2_MISO_MO-IL | TVA | MISO_MO-IL | Internal | Winter | B18 | 400 | 50 | 0 | 121.38 | 120.07 | 9 | 0
2035 | TVA_2_MISO_MO-IL | TVA | MISO_MO-IL | Internal | Winter | B19 | 700 | 50 | 0 | 121.38 | 117.9 | 9 | 0
2035 | TVA_2_MISO_MO-IL | TVA | MISO_MO-IL | Internal | Winter | B20 | 935 | 50 | 0 | 121.38 | 117.86 | 9 | 0
2035 | TVA_2_NonRTO_Midwest | TVA | NonRTO_Midwest | Internal | Shoulder | B11 | 25 | 100 | 0 | 137.79 | 141.38 | 9 | 0
2035 | TVA_2_NonRTO_Midwest | TVA | NonRTO_Midwest | Internal | Shoulder | B12 | 200 | 100 | 100 | 118.6 | 127.91 | 9 | 0.31
2035 | TVA_2_NonRTO_Midwest | TVA | NonRTO_Midwest | Internal | Shoulder | B13 | 600 | 100 | 0 | 118.6 | 118.54 | 9 | 0
2035 | TVA_2_NonRTO_Midwest | TVA | NonRTO_Midwest | Internal | Shoulder | B14 | 900 | 100 | 0 | 118.6 | 118.54 | 9 | 0
2035 | TVA_2_NonRTO_Midwest | TVA | NonRTO_Midwest | Internal | Shoulder | B15 | 1203 | 100 | 0 | 118.6 | 118.54 | 9 | 0
2035 | TVA_2_NonRTO_Midwest | TVA | NonRTO_Midwest | Internal | Summer | B1 | 10 | 100 | 0 | 225.27 | 219.93 | 9 | 0
2035 | TVA_2_NonRTO_Midwest | TVA | NonRTO_Midwest | Internal | Summer | B2 | 25 | 100 | 0 | 221.77 | 219.93 | 9 | 0
2035 | TVA_2_NonRTO_Midwest | TVA | NonRTO_Midwest | Internal | Summer | B3 | 75 | 100 | 0 | 218.61 | 218.6 | 9 | 0
2035 | TVA_2_NonRTO_Midwest | TVA | NonRTO_Midwest | Internal | Summer | B4 | 100 | 100 | 66.96 | 190.97 | 199.97 | 9 | 0
2035 | TVA_2_NonRTO_Midwest | TVA | NonRTO_Midwest | Internal | Summer | B5 | 200 | 100 | 0 | 158.1 | 153.83 | 9 | 0
2035 | TVA_2_NonRTO_Midwest | TVA | NonRTO_Midwest | Internal | Summer | B6 | 300 | 100 | 0 | 125.59 | 130.26 | 9 | 0
2035 | TVA_2_NonRTO_Midwest | TVA | NonRTO_Midwest | Internal | Summer | B7 | 400 | 100 | 0 | 117.33 | 117.59 | 9 | 0
2035 | TVA_2_NonRTO_Midwest | TVA | NonRTO_Midwest | Internal | Summer | B8 | 500 | 100 | 0 | 117.33 | 117.03 | 9 | 0
2035 | TVA_2_NonRTO_Midwest | TVA | NonRTO_Midwest | Internal | Summer | B9 | 800 | 100 | 0 | 117.33 | 117.03 | 9 | 0
2035 | TVA_2_NonRTO_Midwest | TVA | NonRTO_Midwest | Internal | Summer | B10 | 1262 | 100 | 0 | 117.33 | 117.03 | 9 | 0
2035 | TVA_2_NonRTO_Midwest | TVA | NonRTO_Midwest | Internal | Winter | B16 | 25 | 100 | 0 | 135.54 | 143.44 | 9 | 0
2035 | TVA_2_NonRTO_Midwest | TVA | NonRTO_Midwest | Internal | Winter | B17 | 100 | 100 | 100 | 121.38 | 134.49 | 9 | 4.12
2035 | TVA_2_NonRTO_Midwest | TVA | NonRTO_Midwest | Internal | Winter | B18 | 400 | 100 | 0 | 121.38 | 121.86 | 9 | 0
2035 | TVA_2_NonRTO_Midwest | TVA | NonRTO_Midwest | Internal | Winter | B19 | 700 | 100 | 0 | 121.38 | 121.86 | 9 | 0
2035 | TVA_2_NonRTO_Midwest | TVA | NonRTO_Midwest | Internal | Winter | B20 | 935 | 100 | 0 | 121.38 | 121.86 | 9 | 0
2035 | TVA_2_PJM_ROR | TVA | PJM_ROR | Internal | Shoulder | B11 | 25 | 500 | 0 | 137.79 | 133.31 | 9 | 0
2035 | TVA_2_PJM_ROR | TVA | PJM_ROR | Internal | Shoulder | B12 | 200 | 500 | 500 | 118.6 | 130.43 | 9 | 2.83
2035 | TVA_2_PJM_ROR | TVA | PJM_ROR | Internal | Shoulder | B13 | 600 | 500 | 0 | 118.6 | 120.54 | 9 | 0
2035 | TVA_2_PJM_ROR | TVA | PJM_ROR | Internal | Shoulder | B14 | 900 | 500 | 0 | 118.6 | 116.85 | 9 | 0
2035 | TVA_2_PJM_ROR | TVA | PJM_ROR | Internal | Shoulder | B15 | 1203 | 500 | 0 | 118.6 | 114.79 | 9 | 0
2035 | TVA_2_PJM_ROR | TVA | PJM_ROR | Internal | Summer | B1 | 10 | 500 | 0 | 225.27 | 215.76 | 9 | 0
2035 | TVA_2_PJM_ROR | TVA | PJM_ROR | Internal | Summer | B2 | 25 | 500 | 0 | 221.77 | 215.76 | 9 | 0
2035 | TVA_2_PJM_ROR | TVA | PJM_ROR | Internal | Summer | B3 | 75 | 500 | 0 | 218.61 | 212.6 | 9 | 0
2035 | TVA_2_PJM_ROR | TVA | PJM_ROR | Internal | Summer | B4 | 100 | 500 | 0 | 190.97 | 197.97 | 9 | 0
2035 | TVA_2_PJM_ROR | TVA | PJM_ROR | Internal | Summer | B5 | 200 | 500 | 0 | 158.1 | 157.48 | 9 | 0
2035 | TVA_2_PJM_ROR | TVA | PJM_ROR | Internal | Summer | B6 | 300 | 500 | 500 | 125.59 | 140.27 | 9 | 5.68
2035 | TVA_2_PJM_ROR | TVA | PJM_ROR | Internal | Summer | B7 | 400 | 500 | 500 | 117.33 | 133.46 | 9 | 7.14
2035 | TVA_2_PJM_ROR | TVA | PJM_ROR | Internal | Summer | B8 | 500 | 500 | 195.83 | 117.33 | 126.33 | 9 | 0
2035 | TVA_2_PJM_ROR | TVA | PJM_ROR | Internal | Summer | B9 | 800 | 500 | 0 | 117.33 | 115.4 | 9 | 0
2035 | TVA_2_PJM_ROR | TVA | PJM_ROR | Internal | Summer | B10 | 1262 | 500 | 0 | 117.33 | 113.16 | 9 | 0
2035 | TVA_2_PJM_ROR | TVA | PJM_ROR | Internal | Winter | B16 | 25 | 500 | 0 | 135.54 | 137.43 | 9 | 0
2035 | TVA_2_PJM_ROR | TVA | PJM_ROR | Internal | Winter | B17 | 100 | 500 | 500 | 121.38 | 137.23 | 9 | 6.85
2035 | TVA_2_PJM_ROR | TVA | PJM_ROR | Internal | Winter | B18 | 400 | 500 | 0 | 121.38 | 122.07 | 9 | 0
2035 | TVA_2_PJM_ROR | TVA | PJM_ROR | Internal | Winter | B19 | 700 | 500 | 0 | 121.38 | 119.9 | 9 | 0
2035 | TVA_2_PJM_ROR | TVA | PJM_ROR | Internal | Winter | B20 | 935 | 500 | 0 | 121.38 | 118.29 | 9 | 0
2035 | TVA_2_SOCO | TVA | SOCO | Internal | Shoulder | B11 | 25 | 500 | 0 | 137.79 | 138.57 | 9 | 0
2035 | TVA_2_SOCO | TVA | SOCO | Internal | Shoulder | B12 | 200 | 500 | 0 | 118.6 | 119.26 | 9 | 0
2035 | TVA_2_SOCO | TVA | SOCO | Internal | Shoulder | B13 | 600 | 500 | 0 | 118.6 | 119.26 | 9 | 0
2035 | TVA_2_SOCO | TVA | SOCO | Internal | Shoulder | B14 | 900 | 500 | 0 | 118.6 | 119.26 | 9 | 0
2035 | TVA_2_SOCO | TVA | SOCO | Internal | Shoulder | B15 | 1203 | 500 | 0 | 118.6 | 119.26 | 9 | 0
2035 | TVA_2_SOCO | TVA | SOCO | Internal | Summer | B1 | 10 | 500 | 0 | 225.27 | 228.76 | 9 | 0
2035 | TVA_2_SOCO | TVA | SOCO | Internal | Summer | B2 | 25 | 500 | 0 | 221.77 | 222.94 | 9 | 0
2035 | TVA_2_SOCO | TVA | SOCO | Internal | Summer | B3 | 75 | 500 | 0 | 218.61 | 222.94 | 9 | 0
2035 | TVA_2_SOCO | TVA | SOCO | Internal | Summer | B4 | 100 | 500 | 0 | 190.97 | 181.97 | 9 | 0
2035 | TVA_2_SOCO | TVA | SOCO | Internal | Summer | B5 | 200 | 500 | 0 | 158.1 | 150.71 | 9 | 0
2035 | TVA_2_SOCO | TVA | SOCO | Internal | Summer | B6 | 300 | 500 | 500 | 125.59 | 137 | 9 | 2.41
2035 | TVA_2_SOCO | TVA | SOCO | Internal | Summer | B7 | 400 | 500 | 0 | 117.33 | 125.95 | 9 | 0
2035 | TVA_2_SOCO | TVA | SOCO | Internal | Summer | B8 | 500 | 500 | 0 | 117.33 | 117.93 | 9 | 0
2035 | TVA_2_SOCO | TVA | SOCO | Internal | Summer | B9 | 800 | 500 | 0 | 117.33 | 117.93 | 9 | 0
2035 | TVA_2_SOCO | TVA | SOCO | Internal | Summer | B10 | 1262 | 500 | 0 | 117.33 | 117.93 | 9 | 0
2035 | TVA_2_SOCO | TVA | SOCO | Internal | Winter | B16 | 25 | 500 | 0 | 135.54 | 136.46 | 9 | 0
2035 | TVA_2_SOCO | TVA | SOCO | Internal | Winter | B17 | 100 | 500 | 0 | 121.38 | 122.22 | 9 | 0
2035 | TVA_2_SOCO | TVA | SOCO | Internal | Winter | B18 | 400 | 500 | 0 | 121.38 | 122.22 | 9 | 0
2035 | TVA_2_SOCO | TVA | SOCO | Internal | Winter | B19 | 700 | 500 | 0 | 121.38 | 122.22 | 9 | 0
2035 | TVA_2_SOCO | TVA | SOCO | Internal | Winter | B20 | 935 | 500 | 0 | 121.38 | 120.23 | 9 | 0
2035 | TVA_2_VACAR | TVA | VACAR | Internal | Shoulder | B11 | 25 | 150 | 0 | 137.79 | 131.57 | 9 | 0
2035 | TVA_2_VACAR | TVA | VACAR | Internal | Shoulder | B12 | 200 | 150 | 0 | 118.6 | 121.07 | 9 | 0
2035 | TVA_2_VACAR | TVA | VACAR | Internal | Shoulder | B13 | 600 | 150 | 0 | 118.6 | 121.07 | 9 | 0
2035 | TVA_2_VACAR | TVA | VACAR | Internal | Shoulder | B14 | 900 | 150 | 0 | 118.6 | 121.07 | 9 | 0
2035 | TVA_2_VACAR | TVA | VACAR | Internal | Shoulder | B15 | 1203 | 150 | 0 | 118.6 | 119.89 | 9 | 0
2035 | TVA_2_VACAR | TVA | VACAR | Internal | Summer | B1 | 10 | 150 | 0 | 225.27 | 221.76 | 9 | 0
2035 | TVA_2_VACAR | TVA | VACAR | Internal | Summer | B2 | 25 | 150 | 0 | 221.77 | 221.76 | 9 | 0
2035 | TVA_2_VACAR | TVA | VACAR | Internal | Summer | B3 | 75 | 150 | 0 | 218.61 | 215.94 | 9 | 0
2035 | TVA_2_VACAR | TVA | VACAR | Internal | Summer | B4 | 100 | 150 | 0 | 190.97 | 174.97 | 9 | 0
2035 | TVA_2_VACAR | TVA | VACAR | Internal | Summer | B5 | 200 | 150 | 0 | 158.1 | 151.61 | 9 | 0
2035 | TVA_2_VACAR | TVA | VACAR | Internal | Summer | B6 | 300 | 150 | 0 | 125.59 | 130 | 9 | 0
2035 | TVA_2_VACAR | TVA | VACAR | Internal | Summer | B7 | 400 | 150 | 0 | 117.33 | 118.95 | 9 | 0
2035 | TVA_2_VACAR | TVA | VACAR | Internal | Summer | B8 | 500 | 150 | 0 | 117.33 | 118.95 | 9 | 0
2035 | TVA_2_VACAR | TVA | VACAR | Internal | Summer | B9 | 800 | 150 | 0 | 117.33 | 118.95 | 9 | 0
2035 | TVA_2_VACAR | TVA | VACAR | Internal | Summer | B10 | 1262 | 150 | 0 | 117.33 | 118.95 | 9 | 0
2035 | TVA_2_VACAR | TVA | VACAR | Internal | Winter | B16 | 25 | 150 | 0 | 135.54 | 130.43 | 9 | 0
2035 | TVA_2_VACAR | TVA | VACAR | Internal | Winter | B17 | 100 | 150 | 0 | 121.38 | 125.9 | 9 | 0
2035 | TVA_2_VACAR | TVA | VACAR | Internal | Winter | B18 | 400 | 150 | 0 | 121.38 | 125.9 | 9 | 0
2035 | TVA_2_VACAR | TVA | VACAR | Internal | Winter | B19 | 700 | 150 | 0 | 121.38 | 125.9 | 9 | 0
2035 | TVA_2_VACAR | TVA | VACAR | Internal | Winter | B20 | 935 | 150 | 0 | 121.38 | 114.37 | 9 | 0
2035 | TVA_Transmission_2_ENT | TVA_Transmission | ENT | Internal | Shoulder | B11 | 25 | 3000 | 0 | 138.11 | 136.37 | 9 | 0
2035 | TVA_Transmission_2_ENT | TVA_Transmission | ENT | Internal | Shoulder | B12 | 200 | 3000 | 0 | 124.61 | 123.11 | 9 | 0
2035 | TVA_Transmission_2_ENT | TVA_Transmission | ENT | Internal | Shoulder | B13 | 600 | 3000 | 0 | 120.66 | 118.05 | 9 | 0
2035 | TVA_Transmission_2_ENT | TVA_Transmission | ENT | Internal | Shoulder | B14 | 900 | 3000 | 0 | 120.01 | 117.39 | 9 | 0
2035 | TVA_Transmission_2_ENT | TVA_Transmission | ENT | Internal | Shoulder | B15 | 1203 | 3000 | 0 | 119.43 | 117.39 | 9 | 0
2035 | TVA_Transmission_2_ENT | TVA_Transmission | ENT | Internal | Summer | B1 | 10 | 3000 | 0 | 225.26 | 220.76 | 9 | 0
2035 | TVA_Transmission_2_ENT | TVA_Transmission | ENT | Internal | Summer | B2 | 25 | 3000 | 0 | 221.76 | 214.94 | 9 | 0
2035 | TVA_Transmission_2_ENT | TVA_Transmission | ENT | Internal | Summer | B3 | 75 | 3000 | 0 | 218.6 | 214.94 | 9 | 0
2035 | TVA_Transmission_2_ENT | TVA_Transmission | ENT | Internal | Summer | B4 | 100 | 3000 | 0 | 190.97 | 191.97 | 9 | 0
2035 | TVA_Transmission_2_ENT | TVA_Transmission | ENT | Internal | Summer | B5 | 200 | 3000 | 0 | 158.27 | 151.47 | 9 | 0
2035 | TVA_Transmission_2_ENT | TVA_Transmission | ENT | Internal | Summer | B6 | 300 | 3000 | 0 | 135.22 | 134.59 | 9 | 0
2035 | TVA_Transmission_2_ENT | TVA_Transmission | ENT | Internal | Summer | B7 | 400 | 3000 | 232.32 | 125.59 | 134.59 | 9 | 0
2035 | TVA_Transmission_2_ENT | TVA_Transmission | ENT | Internal | Summer | B8 | 500 | 3000 | 0 | 121.93 | 127.93 | 9 | 0
2035 | TVA_Transmission_2_ENT | TVA_Transmission | ENT | Internal | Summer | B9 | 800 | 3000 | 0 | 118.58 | 115.88 | 9 | 0
2035 | TVA_Transmission_2_ENT | TVA_Transmission | ENT | Internal | Summer | B10 | 1262 | 3000 | 0 | 118.1 | 115.88 | 9 | 0
2035 | TVA_Transmission_2_ENT | TVA_Transmission | ENT | Internal | Winter | B16 | 25 | 3000 | 0 | 135.99 | 128.46 | 9 | 0
2035 | TVA_Transmission_2_ENT | TVA_Transmission | ENT | Internal | Winter | B17 | 100 | 3000 | 0 | 129.69 | 125.39 | 9 | 0
2035 | TVA_Transmission_2_ENT | TVA_Transmission | ENT | Internal | Winter | B18 | 400 | 3000 | 0 | 123.66 | 120.46 | 9 | 0
2035 | TVA_Transmission_2_ENT | TVA_Transmission | ENT | Internal | Winter | B19 | 700 | 3000 | 0 | 122.97 | 120.46 | 9 | 0
2035 | TVA_Transmission_2_ENT | TVA_Transmission | ENT | Internal | Winter | B20 | 935 | 3000 | 0 | 121.37 | 120.46 | 9 | 0
2035 | TVA_Transmission_2_MISO_MO-IL | TVA_Transmission | MISO_MO-IL | Internal | Shoulder | B11 | 25 | 4000 | 0 | 138.11 | 135.08 | 9 | 0
2035 | TVA_Transmission_2_MISO_MO-IL | TVA_Transmission | MISO_MO-IL | Internal | Shoulder | B12 | 200 | 4000 | 0 | 124.61 | 123.11 | 9 | 0
2035 | TVA_Transmission_2_MISO_MO-IL | TVA_Transmission | MISO_MO-IL | Internal | Shoulder | B13 | 600 | 4000 | 0 | 120.66 | 116.3 | 9 | 0
2035 | TVA_Transmission_2_MISO_MO-IL | TVA_Transmission | MISO_MO-IL | Internal | Shoulder | B14 | 900 | 4000 | 0 | 120.01 | 114.86 | 9 | 0
2035 | TVA_Transmission_2_MISO_MO-IL | TVA_Transmission | MISO_MO-IL | Internal | Shoulder | B15 | 1203 | 4000 | 0 | 119.43 | 114.84 | 9 | 0
2035 | TVA_Transmission_2_MISO_MO-IL | TVA_Transmission | MISO_MO-IL | Internal | Summer | B1 | 10 | 4000 | 0 | 225.26 | 217.26 | 9 | 0
2035 | TVA_Transmission_2_MISO_MO-IL | TVA_Transmission | MISO_MO-IL | Internal | Summer | B2 | 25 | 4000 | 0 | 221.76 | 213.77 | 9 | 0
2035 | TVA_Transmission_2_MISO_MO-IL | TVA_Transmission | MISO_MO-IL | Internal | Summer | B3 | 75 | 4000 | 0 | 218.6 | 213.65 | 9 | 0
2035 | TVA_Transmission_2_MISO_MO-IL | TVA_Transmission | MISO_MO-IL | Internal | Summer | B4 | 100 | 4000 | 656.15 | 190.97 | 199.97 | 9 | 0
2035 | TVA_Transmission_2_MISO_MO-IL | TVA_Transmission | MISO_MO-IL | Internal | Summer | B5 | 200 | 4000 | 0 | 158.27 | 159.47 | 9 | 0
2035 | TVA_Transmission_2_MISO_MO-IL | TVA_Transmission | MISO_MO-IL | Internal | Summer | B6 | 300 | 4000 | 0 | 135.22 | 142.59 | 9 | 0
2035 | TVA_Transmission_2_MISO_MO-IL | TVA_Transmission | MISO_MO-IL | Internal | Summer | B7 | 400 | 4000 | 0 | 125.59 | 134.24 | 9 | 0
2035 | TVA_Transmission_2_MISO_MO-IL | TVA_Transmission | MISO_MO-IL | Internal | Summer | B8 | 500 | 4000 | 0 | 121.93 | 119.93 | 9 | 0
2035 | TVA_Transmission_2_MISO_MO-IL | TVA_Transmission | MISO_MO-IL | Internal | Summer | B9 | 800 | 4000 | 0 | 118.58 | 113.41 | 9 | 0
2035 | TVA_Transmission_2_MISO_MO-IL | TVA_Transmission | MISO_MO-IL | Internal | Summer | B10 | 1262 | 4000 | 0 | 118.1 | 113.41 | 9 | 0
2035 | TVA_Transmission_2_MISO_MO-IL | TVA_Transmission | MISO_MO-IL | Internal | Winter | B16 | 25 | 4000 | 0 | 135.99 | 135.43 | 9 | 0
2035 | TVA_Transmission_2_MISO_MO-IL | TVA_Transmission | MISO_MO-IL | Internal | Winter | B17 | 100 | 4000 | 0 | 129.69 | 126.51 | 9 | 0
2035 | TVA_Transmission_2_MISO_MO-IL | TVA_Transmission | MISO_MO-IL | Internal | Winter | B18 | 400 | 4000 | 0 | 123.66 | 120.07 | 9 | 0
2035 | TVA_Transmission_2_MISO_MO-IL | TVA_Transmission | MISO_MO-IL | Internal | Winter | B19 | 700 | 4000 | 0 | 122.97 | 117.9 | 9 | 0
2035 | TVA_Transmission_2_MISO_MO-IL | TVA_Transmission | MISO_MO-IL | Internal | Winter | B20 | 935 | 4000 | 0 | 121.37 | 117.86 | 9 | 0
2035 | TVA_Transmission_2_NonRTO_Midwest | TVA_Transmission | NonRTO_Midwest | Internal | Shoulder | B11 | 25 | 700 | 0 | 138.11 | 141.38 | 9 | 0
2035 | TVA_Transmission_2_NonRTO_Midwest | TVA_Transmission | NonRTO_Midwest | Internal | Shoulder | B12 | 200 | 700 | 0 | 124.61 | 127.91 | 9 | 0
2035 | TVA_Transmission_2_NonRTO_Midwest | TVA_Transmission | NonRTO_Midwest | Internal | Shoulder | B13 | 600 | 700 | 0 | 120.66 | 118.54 | 9 | 0
2035 | TVA_Transmission_2_NonRTO_Midwest | TVA_Transmission | NonRTO_Midwest | Internal | Shoulder | B14 | 900 | 700 | 0 | 120.01 | 118.54 | 9 | 0
2035 | TVA_Transmission_2_NonRTO_Midwest | TVA_Transmission | NonRTO_Midwest | Internal | Shoulder | B15 | 1203 | 700 | 0 | 119.43 | 118.54 | 9 | 0
2035 | TVA_Transmission_2_NonRTO_Midwest | TVA_Transmission | NonRTO_Midwest | Internal | Summer | B1 | 10 | 700 | 0 | 225.26 | 219.93 | 9 | 0
2035 | TVA_Transmission_2_NonRTO_Midwest | TVA_Transmission | NonRTO_Midwest | Internal | Summer | B2 | 25 | 700 | 0 | 221.76 | 219.93 | 9 | 0
2035 | TVA_Transmission_2_NonRTO_Midwest | TVA_Transmission | NonRTO_Midwest | Internal | Summer | B3 | 75 | 700 | 0 | 218.6 | 218.6 | 9 | 0
2035 | TVA_Transmission_2_NonRTO_Midwest | TVA_Transmission | NonRTO_Midwest | Internal | Summer | B4 | 100 | 700 | 243.85 | 190.97 | 199.97 | 9 | 0
2035 | TVA_Transmission_2_NonRTO_Midwest | TVA_Transmission | NonRTO_Midwest | Internal | Summer | B5 | 200 | 700 | 0 | 158.27 | 153.83 | 9 | 0
2035 | TVA_Transmission_2_NonRTO_Midwest | TVA_Transmission | NonRTO_Midwest | Internal | Summer | B6 | 300 | 700 | 0 | 135.22 | 130.26 | 9 | 0
2035 | TVA_Transmission_2_NonRTO_Midwest | TVA_Transmission | NonRTO_Midwest | Internal | Summer | B7 | 400 | 700 | 0 | 125.59 | 117.59 | 9 | 0
2035 | TVA_Transmission_2_NonRTO_Midwest | TVA_Transmission | NonRTO_Midwest | Internal | Summer | B8 | 500 | 700 | 0 | 121.93 | 117.03 | 9 | 0
2035 | TVA_Transmission_2_NonRTO_Midwest | TVA_Transmission | NonRTO_Midwest | Internal | Summer | B9 | 800 | 700 | 0 | 118.58 | 117.03 | 9 | 0
2035 | TVA_Transmission_2_NonRTO_Midwest | TVA_Transmission | NonRTO_Midwest | Internal | Summer | B10 | 1262 | 700 | 0 | 118.1 | 117.03 | 9 | 0
2035 | TVA_Transmission_2_NonRTO_Midwest | TVA_Transmission | NonRTO_Midwest | Internal | Winter | B16 | 25 | 700 | 0 | 135.99 | 143.44 | 9 | 0
2035 | TVA_Transmission_2_NonRTO_Midwest | TVA_Transmission | NonRTO_Midwest | Internal | Winter | B17 | 100 | 700 | 0 | 129.69 | 134.49 | 9 | 0
2035 | TVA_Transmission_2_NonRTO_Midwest | TVA_Transmission | NonRTO_Midwest | Internal | Winter | B18 | 400 | 700 | 0 | 123.66 | 121.86 | 9 | 0
2035 | TVA_Transmission_2_NonRTO_Midwest | TVA_Transmission | NonRTO_Midwest | Internal | Winter | B19 | 700 | 700 | 0 | 122.97 | 121.86 | 9 | 0
2035 | TVA_Transmission_2_NonRTO_Midwest | TVA_Transmission | NonRTO_Midwest | Internal | Winter | B20 | 935 | 700 | 0 | 121.37 | 121.86 | 9 | 0
2035 | TVA_Transmission_2_PJM_ROR | TVA_Transmission | PJM_ROR | Internal | Shoulder | B11 | 25 | 2000 | 0 | 138.11 | 133.31 | 9 | 0
2035 | TVA_Transmission_2_PJM_ROR | TVA_Transmission | PJM_ROR | Internal | Shoulder | B12 | 200 | 2000 | 0 | 124.61 | 130.43 | 9 | 0
2035 | TVA_Transmission_2_PJM_ROR | TVA_Transmission | PJM_ROR | Internal | Shoulder | B13 | 600 | 2000 | 0 | 120.66 | 120.54 | 9 | 0
2035 | TVA_Transmission_2_PJM_ROR | TVA_Transmission | PJM_ROR | Internal | Shoulder | B14 | 900 | 2000 | 0 | 120.01 | 116.85 | 9 | 0
2035 | TVA_Transmission_2_PJM_ROR | TVA_Transmission | PJM_ROR | Internal | Shoulder | B15 | 1203 | 2000 | 0 | 119.43 | 114.79 | 9 | 0
2035 | TVA_Transmission_2_PJM_ROR | TVA_Transmission | PJM_ROR | Internal | Summer | B1 | 10 | 2000 | 0 | 225.26 | 215.76 | 9 | 0
2035 | TVA_Transmission_2_PJM_ROR | TVA_Transmission | PJM_ROR | Internal | Summer | B2 | 25 | 2000 | 0 | 221.76 | 215.76 | 9 | 0
2035 | TVA_Transmission_2_PJM_ROR | TVA_Transmission | PJM_ROR | Internal | Summer | B3 | 75 | 2000 | 0 | 218.6 | 212.6 | 9 | 0
2035 | TVA_Transmission_2_PJM_ROR | TVA_Transmission | PJM_ROR | Internal | Summer | B4 | 100 | 2000 | 0 | 190.97 | 197.97 | 9 | 0
2035 | TVA_Transmission_2_PJM_ROR | TVA_Transmission | PJM_ROR | Internal | Summer | B5 | 200 | 2000 | 0 | 158.27 | 157.48 | 9 | 0
2035 | TVA_Transmission_2_PJM_ROR | TVA_Transmission | PJM_ROR | Internal | Summer | B6 | 300 | 2000 | 0 | 135.22 | 140.27 | 9 | 0
2035 | TVA_Transmission_2_PJM_ROR | TVA_Transmission | PJM_ROR | Internal | Summer | B7 | 400 | 2000 | 0 | 125.59 | 133.46 | 9 | 0
2035 | TVA_Transmission_2_PJM_ROR | TVA_Transmission | PJM_ROR | Internal | Summer | B8 | 500 | 2000 | 0 | 121.93 | 126.33 | 9 | 0
2035 | TVA_Transmission_2_PJM_ROR | TVA_Transmission | PJM_ROR | Internal | Summer | B9 | 800 | 2000 | 0 | 118.58 | 115.4 | 9 | 0
2035 | TVA_Transmission_2_PJM_ROR | TVA_Transmission | PJM_ROR | Internal | Summer | B10 | 1262 | 2000 | 0 | 118.1 | 113.16 | 9 | 0
2035 | TVA_Transmission_2_PJM_ROR | TVA_Transmission | PJM_ROR | Internal | Winter | B16 | 25 | 2000 | 0 | 135.99 | 137.43 | 9 | 0
2035 | TVA_Transmission_2_PJM_ROR | TVA_Transmission | PJM_ROR | Internal | Winter | B17 | 100 | 2000 | 0 | 129.69 | 137.23 | 9 | 0
2035 | TVA_Transmission_2_PJM_ROR | TVA_Transmission | PJM_ROR | Internal | Winter | B18 | 400 | 2000 | 0 | 123.66 | 122.07 | 9 | 0
2035 | TVA_Transmission_2_PJM_ROR | TVA_Transmission | PJM_ROR | Internal | Winter | B19 | 700 | 2000 | 0 | 122.97 | 119.9 | 9 | 0
2035 | TVA_Transmission_2_PJM_ROR | TVA_Transmission | PJM_ROR | Internal | Winter | B20 | 935 | 2000 | 0 | 121.37 | 118.29 | 9 | 0
2035 | TVA_Transmission_2_SOCO | TVA_Transmission | SOCO | Internal | Shoulder | B11 | 25 | 3200 | 0 | 138.11 | 138.57 | 9 | 0
2035 | TVA_Transmission_2_SOCO | TVA_Transmission | SOCO | Internal | Shoulder | B12 | 200 | 3200 | 0 | 124.61 | 119.26 | 9 | 0
2035 | TVA_Transmission_2_SOCO | TVA_Transmission | SOCO | Internal | Shoulder | B13 | 600 | 3200 | 0 | 120.66 | 119.26 | 9 | 0
2035 | TVA_Transmission_2_SOCO | TVA_Transmission | SOCO | Internal | Shoulder | B14 | 900 | 3200 | 0 | 120.01 | 119.26 | 9 | 0
2035 | TVA_Transmission_2_SOCO | TVA_Transmission | SOCO | Internal | Shoulder | B15 | 1203 | 3200 | 0 | 119.43 | 119.26 | 9 | 0
2035 | TVA_Transmission_2_SOCO | TVA_Transmission | SOCO | Internal | Summer | B1 | 10 | 3200 | 0 | 225.26 | 228.76 | 9 | 0
2035 | TVA_Transmission_2_SOCO | TVA_Transmission | SOCO | Internal | Summer | B2 | 25 | 3200 | 0 | 221.76 | 222.94 | 9 | 0
2035 | TVA_Transmission_2_SOCO | TVA_Transmission | SOCO | Internal | Summer | B3 | 75 | 3200 | 0 | 218.6 | 222.94 | 9 | 0
2035 | TVA_Transmission_2_SOCO | TVA_Transmission | SOCO | Internal | Summer | B4 | 100 | 3200 | 0 | 190.97 | 181.97 | 9 | 0
2035 | TVA_Transmission_2_SOCO | TVA_Transmission | SOCO | Internal | Summer | B5 | 200 | 3200 | 0 | 158.27 | 150.71 | 9 | 0
2035 | TVA_Transmission_2_SOCO | TVA_Transmission | SOCO | Internal | Summer | B6 | 300 | 3200 | 0 | 135.22 | 137 | 9 | 0
2035 | TVA_Transmission_2_SOCO | TVA_Transmission | SOCO | Internal | Summer | B7 | 400 | 3200 | 0 | 125.59 | 125.95 | 9 | 0
2035 | TVA_Transmission_2_SOCO | TVA_Transmission | SOCO | Internal | Summer | B8 | 500 | 3200 | 0 | 121.93 | 117.93 | 9 | 0
2035 | TVA_Transmission_2_SOCO | TVA_Transmission | SOCO | Internal | Summer | B9 | 800 | 3200 | 0 | 118.58 | 117.93 | 9 | 0
2035 | TVA_Transmission_2_SOCO | TVA_Transmission | SOCO | Internal | Summer | B10 | 1262 | 3200 | 0 | 118.1 | 117.93 | 9 | 0
2035 | TVA_Transmission_2_SOCO | TVA_Transmission | SOCO | Internal | Winter | B16 | 25 | 3200 | 0 | 135.99 | 136.46 | 9 | 0
2035 | TVA_Transmission_2_SOCO | TVA_Transmission | SOCO | Internal | Winter | B17 | 100 | 3200 | 0 | 129.69 | 122.22 | 9 | 0
2035 | TVA_Transmission_2_SOCO | TVA_Transmission | SOCO | Internal | Winter | B18 | 400 | 3200 | 0 | 123.66 | 122.22 | 9 | 0
2035 | TVA_Transmission_2_SOCO | TVA_Transmission | SOCO | Internal | Winter | B19 | 700 | 3200 | 0 | 122.97 | 122.22 | 9 | 0
2035 | TVA_Transmission_2_SOCO | TVA_Transmission | SOCO | Internal | Winter | B20 | 935 | 3200 | 0 | 121.37 | 120.23 | 9 | 0
2035 | TVA_Transmission_2_TVA | TVA_Transmission | TVA | Internal | Shoulder | B11 | 25 | 99999 | 0 | 138.11 | 137.79 | 0.01 | 0
2035 | TVA_Transmission_2_TVA | TVA_Transmission | TVA | Internal | Shoulder | B12 | 200 | 99999 | 0 | 124.61 | 118.6 | 0.01 | 0
2035 | TVA_Transmission_2_TVA | TVA_Transmission | TVA | Internal | Shoulder | B13 | 600 | 99999 | 0 | 120.66 | 118.6 | 0.01 | 0
2035 | TVA_Transmission_2_TVA | TVA_Transmission | TVA | Internal | Shoulder | B14 | 900 | 99999 | 0 | 120.01 | 118.6 | 0.01 | 0
2035 | TVA_Transmission_2_TVA | TVA_Transmission | TVA | Internal | Shoulder | B15 | 1203 | 99999 | 0 | 119.43 | 118.6 | 0.01 | 0
2035 | TVA_Transmission_2_TVA | TVA_Transmission | TVA | Internal | Summer | B1 | 10 | 99999 | 2970.44 | 225.26 | 225.27 | 0.01 | 0
2035 | TVA_Transmission_2_TVA | TVA_Transmission | TVA | Internal | Summer | B2 | 25 | 99999 | 2179.61 | 221.76 | 221.77 | 0.01 | 0
2035 | TVA_Transmission_2_TVA | TVA_Transmission | TVA | Internal | Summer | B3 | 75 | 99999 | 620.86 | 218.6 | 218.61 | 0.01 | 0
2035 | TVA_Transmission_2_TVA | TVA_Transmission | TVA | Internal | Summer | B4 | 100 | 99999 | 0 | 190.97 | 190.97 | 0.01 | 0
2035 | TVA_Transmission_2_TVA | TVA_Transmission | TVA | Internal | Summer | B5 | 200 | 99999 | 0 | 158.27 | 158.1 | 0.01 | 0
2035 | TVA_Transmission_2_TVA | TVA_Transmission | TVA | Internal | Summer | B6 | 300 | 99999 | 0 | 135.22 | 125.59 | 0.01 | 0
2035 | TVA_Transmission_2_TVA | TVA_Transmission | TVA | Internal | Summer | B7 | 400 | 99999 | 0 | 125.59 | 117.33 | 0.01 | 0
2035 | TVA_Transmission_2_TVA | TVA_Transmission | TVA | Internal | Summer | B8 | 500 | 99999 | 0 | 121.93 | 117.33 | 0.01 | 0
2035 | TVA_Transmission_2_TVA | TVA_Transmission | TVA | Internal | Summer | B9 | 800 | 99999 | 0 | 118.58 | 117.33 | 0.01 | 0
2035 | TVA_Transmission_2_TVA | TVA_Transmission | TVA | Internal | Summer | B10 | 1262 | 99999 | 0 | 118.1 | 117.33 | 0.01 | 0
2035 | TVA_Transmission_2_TVA | TVA_Transmission | TVA | Internal | Winter | B16 | 25 | 99999 | 0 | 135.99 | 135.54 | 0.01 | 0
2035 | TVA_Transmission_2_TVA | TVA_Transmission | TVA | Internal | Winter | B17 | 100 | 99999 | 0 | 129.69 | 121.38 | 0.01 | 0
2035 | TVA_Transmission_2_TVA | TVA_Transmission | TVA | Internal | Winter | B18 | 400 | 99999 | 0 | 123.66 | 121.38 | 0.01 | 0
2035 | TVA_Transmission_2_TVA | TVA_Transmission | TVA | Internal | Winter | B19 | 700 | 99999 | 0 | 122.97 | 121.38 | 0.01 | 0
2035 | TVA_Transmission_2_TVA | TVA_Transmission | TVA | Internal | Winter | B20 | 935 | 99999 | 518.59 | 121.37 | 121.38 | 0.01 | 0
2035 | TVA_Transmission_2_VACAR | TVA_Transmission | VACAR | Internal | Shoulder | B11 | 25 | 900 | 0 | 138.11 | 131.57 | 9 | 0
2035 | TVA_Transmission_2_VACAR | TVA_Transmission | VACAR | Internal | Shoulder | B12 | 200 | 900 | 0 | 124.61 | 121.07 | 9 | 0
2035 | TVA_Transmission_2_VACAR | TVA_Transmission | VACAR | Internal | Shoulder | B13 | 600 | 900 | 0 | 120.66 | 121.07 | 9 | 0
2035 | TVA_Transmission_2_VACAR | TVA_Transmission | VACAR | Internal | Shoulder | B14 | 900 | 900 | 0 | 120.01 | 121.07 | 9 | 0
2035 | TVA_Transmission_2_VACAR | TVA_Transmission | VACAR | Internal | Shoulder | B15 | 1203 | 900 | 0 | 119.43 | 119.89 | 9 | 0
2035 | TVA_Transmission_2_VACAR | TVA_Transmission | VACAR | Internal | Summer | B1 | 10 | 900 | 0 | 225.26 | 221.76 | 9 | 0
2035 | TVA_Transmission_2_VACAR | TVA_Transmission | VACAR | Internal | Summer | B2 | 25 | 900 | 0 | 221.76 | 221.76 | 9 | 0
2035 | TVA_Transmission_2_VACAR | TVA_Transmission | VACAR | Internal | Summer | B3 | 75 | 900 | 0 | 218.6 | 215.94 | 9 | 0
2035 | TVA_Transmission_2_VACAR | TVA_Transmission | VACAR | Internal | Summer | B4 | 100 | 900 | 0 | 190.97 | 174.97 | 9 | 0
2035 | TVA_Transmission_2_VACAR | TVA_Transmission | VACAR | Internal | Summer | B5 | 200 | 900 | 0 | 158.27 | 151.61 | 9 | 0
2035 | TVA_Transmission_2_VACAR | TVA_Transmission | VACAR | Internal | Summer | B6 | 300 | 900 | 0 | 135.22 | 130 | 9 | 0
2035 | TVA_Transmission_2_VACAR | TVA_Transmission | VACAR | Internal | Summer | B7 | 400 | 900 | 0 | 125.59 | 118.95 | 9 | 0
2035 | TVA_Transmission_2_VACAR | TVA_Transmission | VACAR | Internal | Summer | B8 | 500 | 900 | 0 | 121.93 | 118.95 | 9 | 0
2035 | TVA_Transmission_2_VACAR | TVA_Transmission | VACAR | Internal | Summer | B9 | 800 | 900 | 0 | 118.58 | 118.95 | 9 | 0
2035 | TVA_Transmission_2_VACAR | TVA_Transmission | VACAR | Internal | Summer | B10 | 1262 | 900 | 0 | 118.1 | 118.95 | 9 | 0
2035 | TVA_Transmission_2_VACAR | TVA_Transmission | VACAR | Internal | Winter | B16 | 25 | 900 | 0 | 135.99 | 130.43 | 9 | 0
2035 | TVA_Transmission_2_VACAR | TVA_Transmission | VACAR | Internal | Winter | B17 | 100 | 900 | 0 | 129.69 | 125.9 | 9 | 0
2035 | TVA_Transmission_2_VACAR | TVA_Transmission | VACAR | Internal | Winter | B18 | 400 | 900 | 0 | 123.66 | 125.9 | 9 | 0
2035 | TVA_Transmission_2_VACAR | TVA_Transmission | VACAR | Internal | Winter | B19 | 700 | 900 | 0 | 122.97 | 125.9 | 9 | 0
2035 | TVA_Transmission_2_VACAR | TVA_Transmission | VACAR | Internal | Winter | B20 | 935 | 900 | 0 | 121.37 | 114.37 | 9 | 0
2035 | VACAR_2_PJM_ROR | VACAR | PJM_ROR | Internal | Shoulder | B11 | 25 | 2000 | 0 | 131.57 | 133.31 | 7 | 0
2035 | VACAR_2_PJM_ROR | VACAR | PJM_ROR | Internal | Shoulder | B12 | 200 | 2000 | 2000 | 121.07 | 130.43 | 7 | 2.36
2035 | VACAR_2_PJM_ROR | VACAR | PJM_ROR | Internal | Shoulder | B13 | 600 | 2000 | 0 | 121.07 | 120.54 | 7 | 0
2035 | VACAR_2_PJM_ROR | VACAR | PJM_ROR | Internal | Shoulder | B14 | 900 | 2000 | 0 | 121.07 | 116.85 | 7 | 0
2035 | VACAR_2_PJM_ROR | VACAR | PJM_ROR | Internal | Shoulder | B15 | 1203 | 2000 | 0 | 119.89 | 114.79 | 7 | 0
2035 | VACAR_2_PJM_ROR | VACAR | PJM_ROR | Internal | Summer | B1 | 10 | 2000 | 0 | 221.76 | 215.76 | 7 | 0
2035 | VACAR_2_PJM_ROR | VACAR | PJM_ROR | Internal | Summer | B2 | 25 | 2000 | 0 | 221.76 | 215.76 | 7 | 0
2035 | VACAR_2_PJM_ROR | VACAR | PJM_ROR | Internal | Summer | B3 | 75 | 2000 | 0 | 215.94 | 212.6 | 7 | 0
2035 | VACAR_2_PJM_ROR | VACAR | PJM_ROR | Internal | Summer | B4 | 100 | 2000 | 2000 | 174.97 | 197.97 | 7 | 16
2035 | VACAR_2_PJM_ROR | VACAR | PJM_ROR | Internal | Summer | B5 | 200 | 2000 | 0 | 151.61 | 157.48 | 7 | 0
2035 | VACAR_2_PJM_ROR | VACAR | PJM_ROR | Internal | Summer | B6 | 300 | 2000 | 2000 | 130 | 140.27 | 7 | 3.26
2035 | VACAR_2_PJM_ROR | VACAR | PJM_ROR | Internal | Summer | B7 | 400 | 2000 | 2000 | 118.95 | 133.46 | 7 | 7.51
2035 | VACAR_2_PJM_ROR | VACAR | PJM_ROR | Internal | Summer | B8 | 500 | 2000 | 2000 | 118.95 | 126.33 | 7 | 0.38
2035 | VACAR_2_PJM_ROR | VACAR | PJM_ROR | Internal | Summer | B9 | 800 | 2000 | 0 | 118.95 | 115.4 | 7 | 0
2035 | VACAR_2_PJM_ROR | VACAR | PJM_ROR | Internal | Summer | B10 | 1262 | 2000 | 0 | 118.95 | 113.16 | 7 | 0
2035 | VACAR_2_PJM_ROR | VACAR | PJM_ROR | Internal | Winter | B16 | 25 | 2000 | 268.74 | 130.43 | 137.43 | 7 | 0
2035 | VACAR_2_PJM_ROR | VACAR | PJM_ROR | Internal | Winter | B17 | 100 | 2000 | 2000 | 125.9 | 137.23 | 7 | 4.33
2035 | VACAR_2_PJM_ROR | VACAR | PJM_ROR | Internal | Winter | B18 | 400 | 2000 | 0 | 125.9 | 122.07 | 7 | 0
2035 | VACAR_2_PJM_ROR | VACAR | PJM_ROR | Internal | Winter | B19 | 700 | 2000 | 0 | 125.9 | 119.9 | 7 | 0
2035 | VACAR_2_PJM_ROR | VACAR | PJM_ROR | Internal | Winter | B20 | 935 | 2000 | 0 | 114.37 | 118.29 | 7 | 0
2035 | VACAR_2_SOCO | VACAR | SOCO | Internal | Shoulder | B11 | 25 | 3000 | 949.84 | 131.57 | 138.57 | 7 | 0
2035 | VACAR_2_SOCO | VACAR | SOCO | Internal | Shoulder | B12 | 200 | 3000 | 0 | 121.07 | 119.26 | 7 | 0
2035 | VACAR_2_SOCO | VACAR | SOCO | Internal | Shoulder | B13 | 600 | 3000 | 0 | 121.07 | 119.26 | 7 | 0
2035 | VACAR_2_SOCO | VACAR | SOCO | Internal | Shoulder | B14 | 900 | 3000 | 0 | 121.07 | 119.26 | 7 | 0
2035 | VACAR_2_SOCO | VACAR | SOCO | Internal | Shoulder | B15 | 1203 | 3000 | 0 | 119.89 | 119.26 | 7 | 0
2035 | VACAR_2_SOCO | VACAR | SOCO | Internal | Summer | B1 | 10 | 3000 | 69.17 | 221.76 | 228.76 | 7 | 0
2035 | VACAR_2_SOCO | VACAR | SOCO | Internal | Summer | B2 | 25 | 3000 | 0 | 221.76 | 222.94 | 7 | 0
2035 | VACAR_2_SOCO | VACAR | SOCO | Internal | Summer | B3 | 75 | 3000 | 129.51 | 215.94 | 222.94 | 7 | 0
2035 | VACAR_2_SOCO | VACAR | SOCO | Internal | Summer | B4 | 100 | 3000 | 1143.46 | 174.97 | 181.97 | 7 | 0
2035 | VACAR_2_SOCO | VACAR | SOCO | Internal | Summer | B5 | 200 | 3000 | 0 | 151.61 | 150.71 | 7 | 0
2035 | VACAR_2_SOCO | VACAR | SOCO | Internal | Summer | B6 | 300 | 3000 | 475.22 | 130 | 137 | 7 | 0
2035 | VACAR_2_SOCO | VACAR | SOCO | Internal | Summer | B7 | 400 | 3000 | 2130.72 | 118.95 | 125.95 | 7 | 0
2035 | VACAR_2_SOCO | VACAR | SOCO | Internal | Summer | B8 | 500 | 3000 | 0 | 118.95 | 117.93 | 7 | 0
2035 | VACAR_2_SOCO | VACAR | SOCO | Internal | Summer | B9 | 800 | 3000 | 0 | 118.95 | 117.93 | 7 | 0
2035 | VACAR_2_SOCO | VACAR | SOCO | Internal | Summer | B10 | 1262 | 3000 | 0 | 118.95 | 117.93 | 7 | 0
2035 | VACAR_2_SOCO | VACAR | SOCO | Internal | Winter | B16 | 25 | 3000 | 0 | 130.43 | 136.46 | 7 | 0
2035 | VACAR_2_SOCO | VACAR | SOCO | Internal | Winter | B17 | 100 | 3000 | 0 | 125.9 | 122.22 | 7 | 0
2035 | VACAR_2_SOCO | VACAR | SOCO | Internal | Winter | B18 | 400 | 3000 | 0 | 125.9 | 122.22 | 7 | 0
2035 | VACAR_2_SOCO | VACAR | SOCO | Internal | Winter | B19 | 700 | 3000 | 0 | 125.9 | 122.22 | 7 | 0
2035 | VACAR_2_SOCO | VACAR | SOCO | Internal | Winter | B20 | 935 | 3000 | 0 | 114.37 | 120.23 | 7 | 0
2035 | VACAR_2_TVA_Transmission | VACAR | TVA_Transmission | Internal | Shoulder | B11 | 25 | 900 | 0 | 131.57 | 138.11 | 7 | 0
2035 | VACAR_2_TVA_Transmission | VACAR | TVA_Transmission | Internal | Shoulder | B12 | 200 | 900 | 0 | 121.07 | 124.61 | 7 | 0
2035 | VACAR_2_TVA_Transmission | VACAR | TVA_Transmission | Internal | Shoulder | B13 | 600 | 900 | 0 | 121.07 | 120.66 | 7 | 0
2035 | VACAR_2_TVA_Transmission | VACAR | TVA_Transmission | Internal | Shoulder | B14 | 900 | 900 | 0 | 121.07 | 120.01 | 7 | 0
2035 | VACAR_2_TVA_Transmission | VACAR | TVA_Transmission | Internal | Shoulder | B15 | 1203 | 900 | 0 | 119.89 | 119.43 | 7 | 0
2035 | VACAR_2_TVA_Transmission | VACAR | TVA_Transmission | Internal | Summer | B1 | 10 | 900 | 0 | 221.76 | 225.26 | 7 | 0
2035 | VACAR_2_TVA_Transmission | VACAR | TVA_Transmission | Internal | Summer | B2 | 25 | 900 | 0 | 221.76 | 221.76 | 7 | 0
2035 | VACAR_2_TVA_Transmission | VACAR | TVA_Transmission | Internal | Summer | B3 | 75 | 900 | 0 | 215.94 | 218.6 | 7 | 0
2035 | VACAR_2_TVA_Transmission | VACAR | TVA_Transmission | Internal | Summer | B4 | 100 | 900 | 900 | 174.97 | 190.97 | 7 | 9
2035 | VACAR_2_TVA_Transmission | VACAR | TVA_Transmission | Internal | Summer | B5 | 200 | 900 | 0 | 151.61 | 158.27 | 7 | 0
2035 | VACAR_2_TVA_Transmission | VACAR | TVA_Transmission | Internal | Summer | B6 | 300 | 900 | 0 | 130 | 135.22 | 7 | 0
2035 | VACAR_2_TVA_Transmission | VACAR | TVA_Transmission | Internal | Summer | B7 | 400 | 900 | 0 | 118.95 | 125.59 | 7 | 0
2035 | VACAR_2_TVA_Transmission | VACAR | TVA_Transmission | Internal | Summer | B8 | 500 | 900 | 0 | 118.95 | 121.93 | 7 | 0
2035 | VACAR_2_TVA_Transmission | VACAR | TVA_Transmission | Internal | Summer | B9 | 800 | 900 | 0 | 118.95 | 118.58 | 7 | 0
2035 | VACAR_2_TVA_Transmission | VACAR | TVA_Transmission | Internal | Summer | B10 | 1262 | 900 | 0 | 118.95 | 118.1 | 7 | 0
2035 | VACAR_2_TVA_Transmission | VACAR | TVA_Transmission | Internal | Winter | B16 | 25 | 900 | 0 | 130.43 | 135.99 | 7 | 0
2035 | VACAR_2_TVA_Transmission | VACAR | TVA_Transmission | Internal | Winter | B17 | 100 | 900 | 0 | 125.9 | 129.69 | 7 | 0
2035 | VACAR_2_TVA_Transmission | VACAR | TVA_Transmission | Internal | Winter | B18 | 400 | 900 | 0 | 125.9 | 123.66 | 7 | 0
2035 | VACAR_2_TVA_Transmission | VACAR | TVA_Transmission | Internal | Winter | B19 | 700 | 900 | 0 | 125.9 | 122.97 | 7 | 0
2035 | VACAR_2_TVA_Transmission | VACAR | TVA_Transmission | Internal | Winter | B20 | 935 | 900 | 518.59 | 114.37 | 121.37 | 7 | 0
2040 | ENT_2_MISO_MO-IL | ENT | MISO_MO-IL | Internal | Shoulder | B11 | 25 | 2260 | 0 | 163.21 | 155.21 | 8 | 0
2040 | ENT_2_MISO_MO-IL | ENT | MISO_MO-IL | Internal | Shoulder | B12 | 200 | 2260 | 0 | 156.63 | 153.9 | 8 | 0
2040 | ENT_2_MISO_MO-IL | ENT | MISO_MO-IL | Internal | Shoulder | B13 | 600 | 2260 | 0 | 156.63 | 153.23 | 8 | 0
2040 | ENT_2_MISO_MO-IL | ENT | MISO_MO-IL | Internal | Shoulder | B14 | 900 | 2260 | 1338.63 | 141.2 | 149.2 | 8 | 0
2040 | ENT_2_MISO_MO-IL | ENT | MISO_MO-IL | Internal | Shoulder | B15 | 1203 | 2260 | 655.88 | 78.51 | 86.51 | 8 | 0
2040 | ENT_2_MISO_MO-IL | ENT | MISO_MO-IL | Internal | Summer | B1 | 10 | 2260 | 0 | 290.01 | 284.23 | 8 | 0
2040 | ENT_2_MISO_MO-IL | ENT | MISO_MO-IL | Internal | Summer | B2 | 25 | 2260 | 0 | 288.81 | 284.23 | 8 | 0
2040 | ENT_2_MISO_MO-IL | ENT | MISO_MO-IL | Internal | Summer | B3 | 75 | 2260 | 0 | 284.36 | 284.23 | 8 | 0
2040 | ENT_2_MISO_MO-IL | ENT | MISO_MO-IL | Internal | Summer | B4 | 100 | 2260 | 0 | 192.34 | 192.34 | 8 | 0
2040 | ENT_2_MISO_MO-IL | ENT | MISO_MO-IL | Internal | Summer | B5 | 200 | 2260 | 0 | 180.56 | 186.28 | 8 | 0
2040 | ENT_2_MISO_MO-IL | ENT | MISO_MO-IL | Internal | Summer | B6 | 300 | 2260 | 0 | 172.71 | 173.1 | 8 | 0
2040 | ENT_2_MISO_MO-IL | ENT | MISO_MO-IL | Internal | Summer | B7 | 400 | 2260 | 0 | 165.48 | 162.22 | 8 | 0
2040 | ENT_2_MISO_MO-IL | ENT | MISO_MO-IL | Internal | Summer | B8 | 500 | 2260 | 0 | 154.98 | 152.3 | 8 | 0
2040 | ENT_2_MISO_MO-IL | ENT | MISO_MO-IL | Internal | Summer | B9 | 800 | 2260 | 0 | 154.98 | 152.3 | 8 | 0
2040 | ENT_2_MISO_MO-IL | ENT | MISO_MO-IL | Internal | Summer | B10 | 1262 | 2260 | 666.06 | 96.17 | 104.17 | 8 | 0
2040 | ENT_2_MISO_MO-IL | ENT | MISO_MO-IL | Internal | Winter | B16 | 25 | 2260 | 0 | 160.17 | 157.27 | 8 | 0
2040 | ENT_2_MISO_MO-IL | ENT | MISO_MO-IL | Internal | Winter | B17 | 100 | 2260 | 0 | 160.17 | 157.27 | 8 | 0
2040 | ENT_2_MISO_MO-IL | ENT | MISO_MO-IL | Internal | Winter | B18 | 400 | 2260 | 0 | 157.22 | 157.21 | 8 | 0
2040 | ENT_2_MISO_MO-IL | ENT | MISO_MO-IL | Internal | Winter | B19 | 700 | 2260 | 0 | 144.79 | 150.63 | 8 | 0
2040 | ENT_2_MISO_MO-IL | ENT | MISO_MO-IL | Internal | Winter | B20 | 935 | 2260 | 262.67 | 79.79 | 87.79 | 8 | 0
2040 | ENT_2_SOCO | ENT | SOCO | Internal | Shoulder | B11 | 25 | 2000 | 0 | 163.21 | 168.21 | 8 | 0
2040 | ENT_2_SOCO | ENT | SOCO | Internal | Shoulder | B12 | 200 | 2000 | 0 | 156.63 | 152.96 | 8 | 0
2040 | ENT_2_SOCO | ENT | SOCO | Internal | Shoulder | B13 | 600 | 2000 | 0 | 156.63 | 149.1 | 8 | 0
2040 | ENT_2_SOCO | ENT | SOCO | Internal | Shoulder | B14 | 900 | 2000 | 0 | 141.2 | 149.1 | 8 | 0
2040 | ENT_2_SOCO | ENT | SOCO | Internal | Shoulder | B15 | 1203 | 2000 | 0 | 78.51 | 77.17 | 8 | 0
2040 | ENT_2_SOCO | ENT | SOCO | Internal | Summer | B1 | 10 | 2000 | 1487.17 | 290.01 | 298.01 | 8 | 0
2040 | ENT_2_SOCO | ENT | SOCO | Internal | Summer | B2 | 25 | 2000 | 1357.93 | 288.81 | 296.81 | 8 | 0
2040 | ENT_2_SOCO | ENT | SOCO | Internal | Summer | B3 | 75 | 2000 | 822.18 | 284.36 | 292.36 | 8 | 0
2040 | ENT_2_SOCO | ENT | SOCO | Internal | Summer | B4 | 100 | 2000 | 0 | 192.34 | 183.34 | 8 | 0
2040 | ENT_2_SOCO | ENT | SOCO | Internal | Summer | B5 | 200 | 2000 | 0 | 180.56 | 182.84 | 8 | 0
2040 | ENT_2_SOCO | ENT | SOCO | Internal | Summer | B6 | 300 | 2000 | 0 | 172.71 | 163.96 | 8 | 0
2040 | ENT_2_SOCO | ENT | SOCO | Internal | Summer | B7 | 400 | 2000 | 0 | 165.48 | 163.96 | 8 | 0
2040 | ENT_2_SOCO | ENT | SOCO | Internal | Summer | B8 | 500 | 2000 | 0 | 154.98 | 157.34 | 8 | 0
2040 | ENT_2_SOCO | ENT | SOCO | Internal | Summer | B9 | 800 | 2000 | 0 | 154.98 | 157.34 | 8 | 0
2040 | ENT_2_SOCO | ENT | SOCO | Internal | Summer | B10 | 1262 | 2000 | 0 | 96.17 | 86.17 | 8 | 0
2040 | ENT_2_SOCO | ENT | SOCO | Internal | Winter | B16 | 25 | 2000 | 2000 | 160.17 | 171.55 | 8 | 3.38
2040 | ENT_2_SOCO | ENT | SOCO | Internal | Winter | B17 | 100 | 2000 | 0 | 160.17 | 161.97 | 8 | 0
2040 | ENT_2_SOCO | ENT | SOCO | Internal | Winter | B18 | 400 | 2000 | 0 | 157.22 | 148.63 | 8 | 0
2040 | ENT_2_SOCO | ENT | SOCO | Internal | Winter | B19 | 700 | 2000 | 0 | 144.79 | 148.63 | 8 | 0
2040 | ENT_2_SOCO | ENT | SOCO | Internal | Winter | B20 | 935 | 2000 | 0 | 79.79 | 80.39 | 8 | 0
2040 | ENT_2_SPP_N | ENT | SPP_N | Internal | Shoulder | B11 | 25 | 1300 | 0 | 163.21 | 158.21 | 8 | 0
2040 | ENT_2_SPP_N | ENT | SPP_N | Internal | Shoulder | B12 | 200 | 1300 | 0 | 156.63 | 156.44 | 8 | 0
2040 | ENT_2_SPP_N | ENT | SPP_N | Internal | Shoulder | B13 | 600 | 1300 | 0 | 156.63 | 151.63 | 8 | 0
2040 | ENT_2_SPP_N | ENT | SPP_N | Internal | Shoulder | B14 | 900 | 1300 | 0 | 141.2 | 110.96 | 8 | 0
2040 | ENT_2_SPP_N | ENT | SPP_N | Internal | Shoulder | B15 | 1203 | 1300 | 0 | 78.51 | 73.51 | 8 | 0
2040 | ENT_2_SPP_N | ENT | SPP_N | Internal | Summer | B1 | 10 | 1300 | 0 | 290.01 | 279.23 | 8 | 0
2040 | ENT_2_SPP_N | ENT | SPP_N | Internal | Summer | B2 | 25 | 1300 | 0 | 288.81 | 283.81 | 8 | 0
2040 | ENT_2_SPP_N | ENT | SPP_N | Internal | Summer | B3 | 75 | 1300 | 0 | 284.36 | 279.36 | 8 | 0
2040 | ENT_2_SPP_N | ENT | SPP_N | Internal | Summer | B4 | 100 | 1300 | 0 | 192.34 | 189.27 | 8 | 0
2040 | ENT_2_SPP_N | ENT | SPP_N | Internal | Summer | B5 | 200 | 1300 | 0 | 180.56 | 187.21 | 8 | 0
2040 | ENT_2_SPP_N | ENT | SPP_N | Internal | Summer | B6 | 300 | 1300 | 0 | 172.71 | 180.69 | 8 | 0
2040 | ENT_2_SPP_N | ENT | SPP_N | Internal | Summer | B7 | 400 | 1300 | 0 | 165.48 | 169.23 | 8 | 0
2040 | ENT_2_SPP_N | ENT | SPP_N | Internal | Summer | B8 | 500 | 1300 | 0 | 154.98 | 155.86 | 8 | 0
2040 | ENT_2_SPP_N | ENT | SPP_N | Internal | Summer | B9 | 800 | 1300 | 0 | 154.98 | 154.73 | 8 | 0
2040 | ENT_2_SPP_N | ENT | SPP_N | Internal | Summer | B10 | 1262 | 1300 | 0 | 96.17 | 92.18 | 8 | 0
2040 | ENT_2_SPP_N | ENT | SPP_N | Internal | Winter | B16 | 25 | 1300 | 0 | 160.17 | 152.27 | 8 | 0
2040 | ENT_2_SPP_N | ENT | SPP_N | Internal | Winter | B17 | 100 | 1300 | 0 | 160.17 | 125.81 | 8 | 0
2040 | ENT_2_SPP_N | ENT | SPP_N | Internal | Winter | B18 | 400 | 1300 | 0 | 157.22 | 152.21 | 8 | 0
2040 | ENT_2_SPP_N | ENT | SPP_N | Internal | Winter | B19 | 700 | 1300 | 0 | 144.79 | 139.79 | 8 | 0
2040 | ENT_2_SPP_N | ENT | SPP_N | Internal | Winter | B20 | 935 | 1300 | 0 | 79.79 | 73.5 | 8 | 0
2040 | ENT_2_SPP_S | ENT | SPP_S | Internal | Shoulder | B11 | 25 | 1300 | 0 | 163.21 | 158.22 | 8 | 0
2040 | ENT_2_SPP_S | ENT | SPP_S | Internal | Shoulder | B12 | 200 | 1300 | 0 | 156.63 | 156.45 | 8 | 0
2040 | ENT_2_SPP_S | ENT | SPP_S | Internal | Shoulder | B13 | 600 | 1300 | 0 | 156.63 | 151.64 | 8 | 0
2040 | ENT_2_SPP_S | ENT | SPP_S | Internal | Shoulder | B14 | 900 | 1300 | 0 | 141.2 | 109.66 | 8 | 0
2040 | ENT_2_SPP_S | ENT | SPP_S | Internal | Shoulder | B15 | 1203 | 1300 | 0 | 78.51 | 73.5 | 8 | 0
2040 | ENT_2_SPP_S | ENT | SPP_S | Internal | Summer | B1 | 10 | 1300 | 0 | 290.01 | 180.71 | 8 | 0
2040 | ENT_2_SPP_S | ENT | SPP_S | Internal | Summer | B2 | 25 | 1300 | 0 | 288.81 | 263.88 | 8 | 0
2040 | ENT_2_SPP_S | ENT | SPP_S | Internal | Summer | B3 | 75 | 1300 | 0 | 284.36 | 277.14 | 8 | 0
2040 | ENT_2_SPP_S | ENT | SPP_S | Internal | Summer | B4 | 100 | 1300 | 0 | 192.34 | 189.29 | 8 | 0
2040 | ENT_2_SPP_S | ENT | SPP_S | Internal | Summer | B5 | 200 | 1300 | 0 | 180.56 | 187.22 | 8 | 0
2040 | ENT_2_SPP_S | ENT | SPP_S | Internal | Summer | B6 | 300 | 1300 | 413.86 | 172.71 | 180.71 | 8 | 0
2040 | ENT_2_SPP_S | ENT | SPP_S | Internal | Summer | B7 | 400 | 1300 | 1300 | 165.48 | 175.49 | 8 | 2.01
2040 | ENT_2_SPP_S | ENT | SPP_S | Internal | Summer | B8 | 500 | 1300 | 0 | 154.98 | 155.87 | 8 | 0
2040 | ENT_2_SPP_S | ENT | SPP_S | Internal | Summer | B9 | 800 | 1300 | 0 | 154.98 | 154.74 | 8 | 0
2040 | ENT_2_SPP_S | ENT | SPP_S | Internal | Summer | B10 | 1262 | 1300 | 0 | 96.17 | 92.19 | 8 | 0
2040 | ENT_2_SPP_S | ENT | SPP_S | Internal | Winter | B16 | 25 | 1300 | 0 | 160.17 | 152.28 | 8 | 0
2040 | ENT_2_SPP_S | ENT | SPP_S | Internal | Winter | B17 | 100 | 1300 | 0 | 160.17 | 125.83 | 8 | 0
2040 | ENT_2_SPP_S | ENT | SPP_S | Internal | Winter | B18 | 400 | 1300 | 0 | 157.22 | 152.22 | 8 | 0
2040 | ENT_2_SPP_S | ENT | SPP_S | Internal | Winter | B19 | 700 | 1300 | 0 | 144.79 | 139.8 | 8 | 0
2040 | ENT_2_SPP_S | ENT | SPP_S | Internal | Winter | B20 | 935 | 1300 | 0 | 79.79 | 73.5 | 8 | 0
2040 | ENT_2_TVA_Transmission | ENT | TVA_Transmission | Internal | Shoulder | B11 | 25 | 2100 | 0 | 163.21 | 159.21 | 8 | 0
2040 | ENT_2_TVA_Transmission | ENT | TVA_Transmission | Internal | Shoulder | B12 | 200 | 2100 | 0 | 156.63 | 151.85 | 8 | 0
2040 | ENT_2_TVA_Transmission | ENT | TVA_Transmission | Internal | Shoulder | B13 | 600 | 2100 | 0 | 156.63 | 149.1 | 8 | 0
2040 | ENT_2_TVA_Transmission | ENT | TVA_Transmission | Internal | Shoulder | B14 | 900 | 2100 | 0 | 141.2 | 149.1 | 8 | 0
2040 | ENT_2_TVA_Transmission | ENT | TVA_Transmission | Internal | Shoulder | B15 | 1203 | 2100 | 2100 | 78.51 | 87.17 | 8 | 0.66
2040 | ENT_2_TVA_Transmission | ENT | TVA_Transmission | Internal | Summer | B1 | 10 | 2100 | 0 | 290.01 | 292.23 | 8 | 0
2040 | ENT_2_TVA_Transmission | ENT | TVA_Transmission | Internal | Summer | B2 | 25 | 2100 | 0 | 288.81 | 291.01 | 8 | 0
2040 | ENT_2_TVA_Transmission | ENT | TVA_Transmission | Internal | Summer | B3 | 75 | 2100 | 0 | 284.36 | 283.36 | 8 | 0
2040 | ENT_2_TVA_Transmission | ENT | TVA_Transmission | Internal | Summer | B4 | 100 | 2100 | 0 | 192.34 | 183.34 | 8 | 0
2040 | ENT_2_TVA_Transmission | ENT | TVA_Transmission | Internal | Summer | B5 | 200 | 2100 | 0 | 180.56 | 177.28 | 8 | 0
2040 | ENT_2_TVA_Transmission | ENT | TVA_Transmission | Internal | Summer | B6 | 300 | 2100 | 0 | 172.71 | 164.1 | 8 | 0
2040 | ENT_2_TVA_Transmission | ENT | TVA_Transmission | Internal | Summer | B7 | 400 | 2100 | 0 | 165.48 | 157.37 | 8 | 0
2040 | ENT_2_TVA_Transmission | ENT | TVA_Transmission | Internal | Summer | B8 | 500 | 2100 | 0 | 154.98 | 156.47 | 8 | 0
2040 | ENT_2_TVA_Transmission | ENT | TVA_Transmission | Internal | Summer | B9 | 800 | 2100 | 0 | 154.98 | 156.47 | 8 | 0
2040 | ENT_2_TVA_Transmission | ENT | TVA_Transmission | Internal | Summer | B10 | 1262 | 2100 | 0 | 96.17 | 96.17 | 8 | 0
2040 | ENT_2_TVA_Transmission | ENT | TVA_Transmission | Internal | Winter | B16 | 25 | 2100 | 0 | 160.17 | 163.13 | 8 | 0
2040 | ENT_2_TVA_Transmission | ENT | TVA_Transmission | Internal | Winter | B17 | 100 | 2100 | 0 | 160.17 | 161.26 | 8 | 0
2040 | ENT_2_TVA_Transmission | ENT | TVA_Transmission | Internal | Winter | B18 | 400 | 2100 | 0 | 157.22 | 148.63 | 8 | 0
2040 | ENT_2_TVA_Transmission | ENT | TVA_Transmission | Internal | Winter | B19 | 700 | 2100 | 0 | 144.79 | 148.4 | 8 | 0
2040 | ENT_2_TVA_Transmission | ENT | TVA_Transmission | Internal | Winter | B20 | 935 | 2100 | 2100 | 79.79 | 90.01 | 8 | 2.22
2040 | FRCC_2_SOCO | FRCC | SOCO | Internal | Shoulder | B11 | 25 | 900 | 0 | 189.95 | 168.21 | 8 | 0
2040 | FRCC_2_SOCO | FRCC | SOCO | Internal | Shoulder | B12 | 200 | 900 | 0 | 162.96 | 152.96 | 8 | 0
2040 | FRCC_2_SOCO | FRCC | SOCO | Internal | Shoulder | B13 | 600 | 900 | 0 | 162.96 | 149.1 | 8 | 0
2040 | FRCC_2_SOCO | FRCC | SOCO | Internal | Shoulder | B14 | 900 | 900 | 0 | 162.96 | 149.1 | 8 | 0
2040 | FRCC_2_SOCO | FRCC | SOCO | Internal | Shoulder | B15 | 1203 | 900 | 0 | 69.55 | 77.17 | 8 | 0
2040 | FRCC_2_SOCO | FRCC | SOCO | Internal | Summer | B1 | 10 | 900 | 0 | 299.8 | 298.01 | 8 | 0
2040 | FRCC_2_SOCO | FRCC | SOCO | Internal | Summer | B2 | 25 | 900 | 0 | 299.8 | 296.81 | 8 | 0
2040 | FRCC_2_SOCO | FRCC | SOCO | Internal | Summer | B3 | 75 | 900 | 309.59 | 284.36 | 292.36 | 8 | 0
2040 | FRCC_2_SOCO | FRCC | SOCO | Internal | Summer | B4 | 100 | 900 | 0 | 188.71 | 183.34 | 8 | 0
2040 | FRCC_2_SOCO | FRCC | SOCO | Internal | Summer | B5 | 200 | 900 | 0 | 188.71 | 182.84 | 8 | 0
2040 | FRCC_2_SOCO | FRCC | SOCO | Internal | Summer | B6 | 300 | 900 | 0 | 173.96 | 163.96 | 8 | 0
2040 | FRCC_2_SOCO | FRCC | SOCO | Internal | Summer | B7 | 400 | 900 | 0 | 161.9 | 163.96 | 8 | 0
2040 | FRCC_2_SOCO | FRCC | SOCO | Internal | Summer | B8 | 500 | 900 | 0 | 161.9 | 157.34 | 8 | 0
2040 | FRCC_2_SOCO | FRCC | SOCO | Internal | Summer | B9 | 800 | 900 | 0 | 161.9 | 157.34 | 8 | 0
2040 | FRCC_2_SOCO | FRCC | SOCO | Internal | Summer | B10 | 1262 | 900 | 900 | 73.5 | 86.17 | 8 | 4.67
2040 | FRCC_2_SOCO | FRCC | SOCO | Internal | Winter | B16 | 25 | 900 | 0 | 181.55 | 171.55 | 8 | 0
2040 | FRCC_2_SOCO | FRCC | SOCO | Internal | Winter | B17 | 100 | 900 | 0 | 165.65 | 161.97 | 8 | 0
2040 | FRCC_2_SOCO | FRCC | SOCO | Internal | Winter | B18 | 400 | 900 | 0 | 165.65 | 148.63 | 8 | 0
2040 | FRCC_2_SOCO | FRCC | SOCO | Internal | Winter | B19 | 700 | 900 | 0 | 162.16 | 148.63 | 8 | 0
2040 | FRCC_2_SOCO | FRCC | SOCO | Internal | Winter | B20 | 935 | 900 | 0 | 73.5 | 80.39 | 8 | 0
2040 | HQ_NEISO_2_NEISO | HQ_NEISO | NEISO | Internal | Shoulder | B11 | 25 | 99999 | 3866.9 | 73.48 | 73.5 | 0.01 | 0
2040 | HQ_NEISO_2_NEISO | HQ_NEISO | NEISO | Internal | Shoulder | B12 | 200 | 99999 | 3857.4 | 73.48 | 73.5 | 0.01 | 0
2040 | HQ_NEISO_2_NEISO | HQ_NEISO | NEISO | Internal | Shoulder | B13 | 600 | 99999 | 3820.02 | 73.48 | 73.5 | 0.01 | 0
2040 | HQ_NEISO_2_NEISO | HQ_NEISO | NEISO | Internal | Shoulder | B14 | 900 | 99999 | 3754.63 | 73.48 | 73.5 | 0.01 | 0
2040 | HQ_NEISO_2_NEISO | HQ_NEISO | NEISO | Internal | Shoulder | B15 | 1203 | 99999 | 1797.77 | 73.48 | 73.5 | 0.01 | 0
2040 | HQ_NEISO_2_NEISO | HQ_NEISO | NEISO | Internal | Summer | B1 | 10 | 99999 | 4396.59 | 177.04 | 177.05 | 0.01 | 0
2040 | HQ_NEISO_2_NEISO | HQ_NEISO | NEISO | Internal | Summer | B2 | 25 | 99999 | 4333.83 | 242.26 | 242.27 | 0.01 | 0
2040 | HQ_NEISO_2_NEISO | HQ_NEISO | NEISO | Internal | Summer | B3 | 75 | 99999 | 4208.73 | 176.04 | 176.05 | 0.01 | 0
2040 | HQ_NEISO_2_NEISO | HQ_NEISO | NEISO | Internal | Summer | B4 | 100 | 99999 | 4101.2 | 165.93 | 165.94 | 0.01 | 0
2040 | HQ_NEISO_2_NEISO | HQ_NEISO | NEISO | Internal | Summer | B5 | 200 | 99999 | 4042.71 | 165.93 | 165.94 | 0.01 | 0
2040 | HQ_NEISO_2_NEISO | HQ_NEISO | NEISO | Internal | Summer | B6 | 300 | 99999 | 3976.74 | 165.67 | 165.69 | 0.01 | 0
2040 | HQ_NEISO_2_NEISO | HQ_NEISO | NEISO | Internal | Summer | B7 | 400 | 99999 | 3901.16 | 152.96 | 152.97 | 0.01 | 0
2040 | HQ_NEISO_2_NEISO | HQ_NEISO | NEISO | Internal | Summer | B8 | 500 | 99999 | 3841.73 | 143.31 | 143.33 | 0.01 | 0
2040 | HQ_NEISO_2_NEISO | HQ_NEISO | NEISO | Internal | Summer | B9 | 800 | 99999 | 3768.93 | 142.53 | 142.54 | 0.01 | 0
2040 | HQ_NEISO_2_NEISO | HQ_NEISO | NEISO | Internal | Summer | B10 | 1262 | 99999 | 1472.05 | 131 | 131.01 | 0.01 | 0
2040 | HQ_NEISO_2_NEISO | HQ_NEISO | NEISO | Internal | Winter | B16 | 25 | 99999 | 3998.52 | 73.48 | 73.5 | 0.01 | 0
2040 | HQ_NEISO_2_NEISO | HQ_NEISO | NEISO | Internal | Winter | B17 | 100 | 99999 | 3945.7 | 73.48 | 73.5 | 0.01 | 0
2040 | HQ_NEISO_2_NEISO | HQ_NEISO | NEISO | Internal | Winter | B18 | 400 | 99999 | 3905.27 | 73.48 | 73.5 | 0.01 | 0
2040 | HQ_NEISO_2_NEISO | HQ_NEISO | NEISO | Internal | Winter | B19 | 700 | 99999 | 3829.95 | 73.48 | 73.5 | 0.01 | 0
2040 | HQ_NEISO_2_NEISO | HQ_NEISO | NEISO | Internal | Winter | B20 | 935 | 99999 | 1964.44 | 73.48 | 73.5 | 0.01 | 0
2040 | HQ_NY_2_NYISO_A-F | HQ_NY | NYISO_A-F | Internal | Shoulder | B11 | 25 | 99999 | 2812.37 | 93 | 93.01 | 0.01 | 0
2040 | HQ_NY_2_NYISO_A-F | HQ_NY | NYISO_A-F | Internal | Shoulder | B12 | 200 | 99999 | 2847.79 | 100.09 | 100.1 | 0.01 | 0
2040 | HQ_NY_2_NYISO_A-F | HQ_NY | NYISO_A-F | Internal | Shoulder | B13 | 600 | 99999 | 2781.95 | 93 | 93.01 | 0.01 | 0
2040 | HQ_NY_2_NYISO_A-F | HQ_NY | NYISO_A-F | Internal | Shoulder | B14 | 900 | 99999 | 2673.23 | 93 | 93.01 | 0.01 | 0
2040 | HQ_NY_2_NYISO_A-F | HQ_NY | NYISO_A-F | Internal | Shoulder | B15 | 1203 | 99999 | 1582.7 | 79 | 79.01 | 0.01 | 0
2040 | HQ_NY_2_NYISO_A-F | HQ_NY | NYISO_A-F | Internal | Summer | B1 | 10 | 99999 | 3500.1 | 172.32 | 172.33 | 0.01 | 0
2040 | HQ_NY_2_NYISO_A-F | HQ_NY | NYISO_A-F | Internal | Summer | B2 | 25 | 99999 | 3406.71 | 173.04 | 173.05 | 0.01 | 0
2040 | HQ_NY_2_NYISO_A-F | HQ_NY | NYISO_A-F | Internal | Summer | B3 | 75 | 99999 | 3266.7 | 173.04 | 173.05 | 0.01 | 0
2040 | HQ_NY_2_NYISO_A-F | HQ_NY | NYISO_A-F | Internal | Summer | B4 | 100 | 99999 | 3116.37 | 173.04 | 173.05 | 0.01 | 0
2040 | HQ_NY_2_NYISO_A-F | HQ_NY | NYISO_A-F | Internal | Summer | B5 | 200 | 99999 | 3025.59 | 173.04 | 173.05 | 0.01 | 0
2040 | HQ_NY_2_NYISO_A-F | HQ_NY | NYISO_A-F | Internal | Summer | B6 | 300 | 99999 | 2934.96 | 168.66 | 168.67 | 0.01 | 0
2040 | HQ_NY_2_NYISO_A-F | HQ_NY | NYISO_A-F | Internal | Summer | B7 | 400 | 99999 | 2830.84 | 155.96 | 155.97 | 0.01 | 0
2040 | HQ_NY_2_NYISO_A-F | HQ_NY | NYISO_A-F | Internal | Summer | B8 | 500 | 99999 | 2760.34 | 146.3 | 146.31 | 0.01 | 0
2040 | HQ_NY_2_NYISO_A-F | HQ_NY | NYISO_A-F | Internal | Summer | B9 | 800 | 99999 | 2664.8 | 144.06 | 144.07 | 0.01 | 0
2040 | HQ_NY_2_NYISO_A-F | HQ_NY | NYISO_A-F | Internal | Summer | B10 | 1262 | 99999 | 1436.41 | 128 | 128.01 | 0.01 | 0
2040 | HQ_NY_2_NYISO_A-F | HQ_NY | NYISO_A-F | Internal | Winter | B16 | 25 | 99999 | 3058.87 | 83.94 | 83.95 | 0.01 | 0
2040 | HQ_NY_2_NYISO_A-F | HQ_NY | NYISO_A-F | Internal | Winter | B17 | 100 | 99999 | 3001.1 | 79.48 | 79.5 | 0.01 | 0
2040 | HQ_NY_2_NYISO_A-F | HQ_NY | NYISO_A-F | Internal | Winter | B18 | 400 | 99999 | 2934.69 | 79.48 | 79.5 | 0.01 | 0
2040 | HQ_NY_2_NYISO_A-F | HQ_NY | NYISO_A-F | Internal | Winter | B19 | 700 | 99999 | 2819.07 | 79.48 | 79.5 | 0.01 | 0
2040 | HQ_NY_2_NYISO_A-F | HQ_NY | NYISO_A-F | Internal | Winter | B20 | 935 | 99999 | 1762.97 | 79.48 | 79.5 | 0.01 | 0
2040 | HQ_IESO_2_IESO | HQ_IESO | IESO | Internal | Shoulder | B11 | 25 | 99999 | 467.25 | 86 | 86.01 | 0.01 | 0
2040 | HQ_IESO_2_IESO | HQ_IESO | IESO | Internal | Shoulder | B12 | 200 | 99999 | 469.16 | 93.09 | 93.1 | 0.01 | 0
2040 | HQ_IESO_2_IESO | HQ_IESO | IESO | Internal | Shoulder | B13 | 600 | 99999 | 466.9 | 86 | 86.01 | 0.01 | 0
2040 | HQ_IESO_2_IESO | HQ_IESO | IESO | Internal | Shoulder | B14 | 900 | 99999 | 462.95 | 86 | 86.01 | 0.01 | 0
2040 | HQ_IESO_2_IESO | HQ_IESO | IESO | Internal | Shoulder | B15 | 1203 | 99999 | 128.57 | 86 | 86.01 | 0.01 | 0
2040 | HQ_IESO_2_IESO | HQ_IESO | IESO | Internal | Summer | B1 | 10 | 99999 | 488.01 | 165.32 | 165.33 | 0.01 | 0
2040 | HQ_IESO_2_IESO | HQ_IESO | IESO | Internal | Summer | B2 | 25 | 99999 | 484.21 | 166.04 | 166.05 | 0.01 | 0
2040 | HQ_IESO_2_IESO | HQ_IESO | IESO | Internal | Summer | B3 | 75 | 99999 | 478.77 | 165.32 | 165.33 | 0.01 | 0
2040 | HQ_IESO_2_IESO | HQ_IESO | IESO | Internal | Summer | B4 | 100 | 99999 | 475.28 | 165.32 | 165.33 | 0.01 | 0
2040 | HQ_IESO_2_IESO | HQ_IESO | IESO | Internal | Summer | B5 | 200 | 99999 | 472.55 | 89.86 | 89.87 | 0.01 | 0
2040 | HQ_IESO_2_IESO | HQ_IESO | IESO | Internal | Summer | B6 | 300 | 99999 | 470.41 | 81.2 | 81.21 | 0.01 | 0
2040 | HQ_IESO_2_IESO | HQ_IESO | IESO | Internal | Summer | B7 | 400 | 99999 | 467.7 | 81.2 | 81.21 | 0.01 | 0
2040 | HQ_IESO_2_IESO | HQ_IESO | IESO | Internal | Summer | B8 | 500 | 99999 | 464.74 | 81.2 | 81.21 | 0.01 | 0
2040 | HQ_IESO_2_IESO | HQ_IESO | IESO | Internal | Summer | B9 | 800 | 99999 | 461.51 | 81.2 | 81.21 | 0.01 | 0
2040 | HQ_IESO_2_IESO | HQ_IESO | IESO | Internal | Summer | B10 | 1262 | 99999 | 65.15 | 81.2 | 81.21 | 0.01 | 0
2040 | HQ_IESO_2_IESO | HQ_IESO | IESO | Internal | Winter | B16 | 25 | 99999 | 477.62 | 86.48 | 86.5 | 0.01 | 0
2040 | HQ_IESO_2_IESO | HQ_IESO | IESO | Internal | Winter | B17 | 100 | 99999 | 475.49 | 86.48 | 86.5 | 0.01 | 0
2040 | HQ_IESO_2_IESO | HQ_IESO | IESO | Internal | Winter | B18 | 400 | 99999 | 473.04 | 86.48 | 86.5 | 0.01 | 0
2040 | HQ_IESO_2_IESO | HQ_IESO | IESO | Internal | Winter | B19 | 700 | 99999 | 468.68 | 86.48 | 86.5 | 0.01 | 0
2040 | HQ_IESO_2_IESO | HQ_IESO | IESO | Internal | Winter | B20 | 935 | 99999 | 149.75 | 86.48 | 86.5 | 0.01 | 0
2040 | IESO_2_MAPP_CA | IESO | MAPP_CA | Internal | Shoulder | B11 | 25 | 262 | 0 | 86.01 | 72.05 | 7 | 0
2040 | IESO_2_MAPP_CA | IESO | MAPP_CA | Internal | Shoulder | B12 | 200 | 262 | 0 | 93.1 | 72.05 | 7 | 0
2040 | IESO_2_MAPP_CA | IESO | MAPP_CA | Internal | Shoulder | B13 | 600 | 262 | 0 | 86.01 | 72.05 | 7 | 0
2040 | IESO_2_MAPP_CA | IESO | MAPP_CA | Internal | Shoulder | B14 | 900 | 262 | 0 | 86.01 | 72.05 | 7 | 0
2040 | IESO_2_MAPP_CA | IESO | MAPP_CA | Internal | Shoulder | B15 | 1203 | 262 | 0 | 86.01 | 72.05 | 7 | 0
2040 | IESO_2_MAPP_CA | IESO | MAPP_CA | Internal | Summer | B1 | 10 | 262 | 0 | 165.33 | 85.17 | 7 | 0
2040 | IESO_2_MAPP_CA | IESO | MAPP_CA | Internal | Summer | B2 | 25 | 262 | 0 | 166.05 | 85.17 | 7 | 0
2040 | IESO_2_MAPP_CA | IESO | MAPP_CA | Internal | Summer | B3 | 75 | 262 | 0 | 165.33 | 85.17 | 7 | 0
2040 | IESO_2_MAPP_CA | IESO | MAPP_CA | Internal | Summer | B4 | 100 | 262 | 0 | 165.33 | 85.17 | 7 | 0
2040 | IESO_2_MAPP_CA | IESO | MAPP_CA | Internal | Summer | B5 | 200 | 262 | 0 | 89.87 | 85.17 | 7 | 0
2040 | IESO_2_MAPP_CA | IESO | MAPP_CA | Internal | Summer | B6 | 300 | 262 | 0 | 81.21 | 85.17 | 7 | 0
2040 | IESO_2_MAPP_CA | IESO | MAPP_CA | Internal | Summer | B7 | 400 | 262 | 0 | 81.21 | 85.17 | 7 | 0
2040 | IESO_2_MAPP_CA | IESO | MAPP_CA | Internal | Summer | B8 | 500 | 262 | 0 | 81.21 | 85.17 | 7 | 0
2040 | IESO_2_MAPP_CA | IESO | MAPP_CA | Internal | Summer | B9 | 800 | 262 | 0 | 81.21 | 85.17 | 7 | 0
2040 | IESO_2_MAPP_CA | IESO | MAPP_CA | Internal | Summer | B10 | 1262 | 262 | 0 | 81.21 | 85.17 | 7 | 0
2040 | IESO_2_MAPP_CA | IESO | MAPP_CA | Internal | Winter | B16 | 25 | 262 | 0 | 86.5 | 78.5 | 7 | 0
2040 | IESO_2_MAPP_CA | IESO | MAPP_CA | Internal | Winter | B17 | 100 | 262 | 0 | 86.5 | 78.5 | 7 | 0
2040 | IESO_2_MAPP_CA | IESO | MAPP_CA | Internal | Winter | B18 | 400 | 262 | 0 | 86.5 | 78.5 | 7 | 0
2040 | IESO_2_MAPP_CA | IESO | MAPP_CA | Internal | Winter | B19 | 700 | 262 | 0 | 86.5 | 78.5 | 7 | 0
2040 | IESO_2_MAPP_CA | IESO | MAPP_CA | Internal | Winter | B20 | 935 | 262 | 0 | 86.5 | 78.5 | 7 | 0
2040 | IESO_2_MISO_MI | IESO | MISO_MI | Internal | Shoulder | B11 | 25 | 1840 | 1840 | 86.01 | 153.9 | 7 | 60.88
2040 | IESO_2_MISO_MI | IESO | MISO_MI | Internal | Shoulder | B12 | 200 | 1840 | 1840 | 93.1 | 153.9 | 7 | 53.8
2040 | IESO_2_MISO_MI | IESO | MISO_MI | Internal | Shoulder | B13 | 600 | 1840 | 1840 | 86.01 | 151.12 | 7 | 58.1
2040 | IESO_2_MISO_MI | IESO | MISO_MI | Internal | Shoulder | B14 | 900 | 1840 | 1840 | 86.01 | 151.1 | 7 | 58.09
2040 | IESO_2_MISO_MI | IESO | MISO_MI | Internal | Shoulder | B15 | 1203 | 1840 | 1106.37 | 86.01 | 93.01 | 7 | 0
2040 | IESO_2_MISO_MI | IESO | MISO_MI | Internal | Summer | B1 | 10 | 1840 | 1840 | 165.33 | 284.23 | 7 | 111.9
2040 | IESO_2_MISO_MI | IESO | MISO_MI | Internal | Summer | B2 | 25 | 1840 | 1840 | 166.05 | 283.01 | 7 | 109.96
2040 | IESO_2_MISO_MI | IESO | MISO_MI | Internal | Summer | B3 | 75 | 1840 | 1840 | 165.33 | 267.37 | 7 | 95.04
2040 | IESO_2_MISO_MI | IESO | MISO_MI | Internal | Summer | B4 | 100 | 1840 | 1840 | 165.33 | 177.97 | 7 | 5.63
2040 | IESO_2_MISO_MI | IESO | MISO_MI | Internal | Summer | B5 | 200 | 1840 | 1840 | 89.87 | 177.29 | 7 | 80.43
2040 | IESO_2_MISO_MI | IESO | MISO_MI | Internal | Summer | B6 | 300 | 1840 | 1840 | 81.21 | 152.3 | 7 | 64.09
2040 | IESO_2_MISO_MI | IESO | MISO_MI | Internal | Summer | B7 | 400 | 1840 | 1840 | 81.21 | 152.3 | 7 | 64.09
2040 | IESO_2_MISO_MI | IESO | MISO_MI | Internal | Summer | B8 | 500 | 1840 | 1840 | 81.21 | 152.3 | 7 | 64.09
2040 | IESO_2_MISO_MI | IESO | MISO_MI | Internal | Summer | B9 | 800 | 1840 | 1840 | 81.21 | 152.28 | 7 | 64.07
2040 | IESO_2_MISO_MI | IESO | MISO_MI | Internal | Summer | B10 | 1262 | 1840 | 1840 | 81.21 | 104.17 | 7 | 15.96
2040 | IESO_2_MISO_MI | IESO | MISO_MI | Internal | Winter | B16 | 25 | 1840 | 1840 | 86.5 | 157.29 | 7 | 63.8
2040 | IESO_2_MISO_MI | IESO | MISO_MI | Internal | Winter | B17 | 100 | 1840 | 1840 | 86.5 | 157.27 | 7 | 63.77
2040 | IESO_2_MISO_MI | IESO | MISO_MI | Internal | Winter | B18 | 400 | 1840 | 1840 | 86.5 | 156.95 | 7 | 63.45
2040 | IESO_2_MISO_MI | IESO | MISO_MI | Internal | Winter | B19 | 700 | 1840 | 1840 | 86.5 | 150.63 | 7 | 57.13
2040 | IESO_2_MISO_MI | IESO | MISO_MI | Internal | Winter | B20 | 935 | 1840 | 1305.69 | 86.5 | 93.5 | 7 | 0
2040 | IESO_2_MISO_W | IESO | MISO_W | Internal | Shoulder | B11 | 25 | 140 | 140 | 86.01 | 155.2 | 7 | 62.19
2040 | IESO_2_MISO_W | IESO | MISO_W | Internal | Shoulder | B12 | 200 | 140 | 140 | 93.1 | 153.88 | 7 | 53.78
2040 | IESO_2_MISO_W | IESO | MISO_W | Internal | Shoulder | B13 | 600 | 140 | 140 | 86.01 | 147.1 | 7 | 54.09
2040 | IESO_2_MISO_W | IESO | MISO_W | Internal | Shoulder | B14 | 900 | 140 | 140 | 86.01 | 103.96 | 7 | 10.95
2040 | IESO_2_MISO_W | IESO | MISO_W | Internal | Shoulder | B15 | 1203 | 140 | 0 | 86.01 | 72.05 | 7 | 0
2040 | IESO_2_MISO_W | IESO | MISO_W | Internal | Summer | B1 | 10 | 140 | 140 | 165.33 | 284.48 | 7 | 112.15
2040 | IESO_2_MISO_W | IESO | MISO_W | Internal | Summer | B2 | 25 | 140 | 140 | 166.05 | 284.22 | 7 | 111.17
2040 | IESO_2_MISO_W | IESO | MISO_W | Internal | Summer | B3 | 75 | 140 | 140 | 165.33 | 284.36 | 7 | 112.02
2040 | IESO_2_MISO_W | IESO | MISO_W | Internal | Summer | B4 | 100 | 140 | 140 | 165.33 | 192.35 | 7 | 20.02
2040 | IESO_2_MISO_W | IESO | MISO_W | Internal | Summer | B5 | 200 | 140 | 140 | 89.87 | 191.47 | 7 | 94.6
2040 | IESO_2_MISO_W | IESO | MISO_W | Internal | Summer | B6 | 300 | 140 | 140 | 81.21 | 181.19 | 7 | 92.98
2040 | IESO_2_MISO_W | IESO | MISO_W | Internal | Summer | B7 | 400 | 140 | 140 | 81.21 | 162.23 | 7 | 74.02
2040 | IESO_2_MISO_W | IESO | MISO_W | Internal | Summer | B8 | 500 | 140 | 140 | 81.21 | 152.29 | 7 | 64.08
2040 | IESO_2_MISO_W | IESO | MISO_W | Internal | Summer | B9 | 800 | 140 | 140 | 81.21 | 152.19 | 7 | 63.98
2040 | IESO_2_MISO_W | IESO | MISO_W | Internal | Summer | B10 | 1262 | 140 | 0 | 81.21 | 85.18 | 7 | 0
2040 | IESO_2_MISO_W | IESO | MISO_W | Internal | Winter | B16 | 25 | 140 | 140 | 86.5 | 139.8 | 7 | 46.3
2040 | IESO_2_MISO_W | IESO | MISO_W | Internal | Winter | B17 | 100 | 140 | 140 | 86.5 | 118.81 | 7 | 25.32
2040 | IESO_2_MISO_W | IESO | MISO_W | Internal | Winter | B18 | 400 | 140 | 140 | 86.5 | 145.21 | 7 | 51.71
2040 | IESO_2_MISO_W | IESO | MISO_W | Internal | Winter | B19 | 700 | 140 | 140 | 86.5 | 139.8 | 7 | 46.3
2040 | IESO_2_MISO_W | IESO | MISO_W | Internal | Winter | B20 | 935 | 140 | 0 | 86.5 | 78.5 | 7 | 0
2040 | IESO_2_NYISO_A-F | IESO | NYISO_A-F | Internal | Shoulder | B11 | 25 | 1725 | 517.75 | 86.01 | 93.01 | 7 | 0
2040 | IESO_2_NYISO_A-F | IESO | NYISO_A-F | Internal | Shoulder | B12 | 200 | 1725 | 1365.55 | 93.1 | 100.1 | 7 | 0
2040 | IESO_2_NYISO_A-F | IESO | NYISO_A-F | Internal | Shoulder | B13 | 600 | 1725 | 571.71 | 86.01 | 93.01 | 7 | 0
2040 | IESO_2_NYISO_A-F | IESO | NYISO_A-F | Internal | Shoulder | B14 | 900 | 1725 | 236.66 | 86.01 | 93.01 | 7 | 0
2040 | IESO_2_NYISO_A-F | IESO | NYISO_A-F | Internal | Shoulder | B15 | 1203 | 1725 | 0 | 86.01 | 79.01 | 7 | 0
2040 | IESO_2_NYISO_A-F | IESO | NYISO_A-F | Internal | Summer | B1 | 10 | 1725 | 546.9 | 165.33 | 172.33 | 7 | 0
2040 | IESO_2_NYISO_A-F | IESO | NYISO_A-F | Internal | Summer | B2 | 25 | 1725 | 1299.86 | 166.05 | 173.05 | 7 | 0
2040 | IESO_2_NYISO_A-F | IESO | NYISO_A-F | Internal | Summer | B3 | 75 | 1725 | 1725 | 165.33 | 173.05 | 7 | 0.72
2040 | IESO_2_NYISO_A-F | IESO | NYISO_A-F | Internal | Summer | B4 | 100 | 1725 | 1725 | 165.33 | 173.05 | 7 | 0.72
2040 | IESO_2_NYISO_A-F | IESO | NYISO_A-F | Internal | Summer | B5 | 200 | 1725 | 1725 | 89.87 | 173.05 | 7 | 76.18
2040 | IESO_2_NYISO_A-F | IESO | NYISO_A-F | Internal | Summer | B6 | 300 | 1725 | 1725 | 81.21 | 168.67 | 7 | 80.46
2040 | IESO_2_NYISO_A-F | IESO | NYISO_A-F | Internal | Summer | B7 | 400 | 1725 | 1725 | 81.21 | 155.97 | 7 | 67.76
2040 | IESO_2_NYISO_A-F | IESO | NYISO_A-F | Internal | Summer | B8 | 500 | 1725 | 1725 | 81.21 | 146.31 | 7 | 58.1
2040 | IESO_2_NYISO_A-F | IESO | NYISO_A-F | Internal | Summer | B9 | 800 | 1725 | 1725 | 81.21 | 144.07 | 7 | 55.86
2040 | IESO_2_NYISO_A-F | IESO | NYISO_A-F | Internal | Summer | B10 | 1262 | 1725 | 1725 | 81.21 | 128.01 | 7 | 39.8
2040 | IESO_2_NYISO_A-F | IESO | NYISO_A-F | Internal | Winter | B16 | 25 | 1725 | 0 | 86.5 | 83.95 | 7 | 0
2040 | IESO_2_NYISO_A-F | IESO | NYISO_A-F | Internal | Winter | B17 | 100 | 1725 | 0 | 86.5 | 79.5 | 7 | 0
2040 | IESO_2_NYISO_A-F | IESO | NYISO_A-F | Internal | Winter | B18 | 400 | 1725 | 0 | 86.5 | 79.5 | 7 | 0
2040 | IESO_2_NYISO_A-F | IESO | NYISO_A-F | Internal | Winter | B19 | 700 | 1725 | 0 | 86.5 | 79.5 | 7 | 0
2040 | IESO_2_NYISO_A-F | IESO | NYISO_A-F | Internal | Winter | B20 | 935 | 1725 | 0 | 86.5 | 79.5 | 7 | 0
2040 | MAPP_CA_2_IESO | MAPP_CA | IESO | Internal | Shoulder | B11 | 25 | 330 | 330 | 72.05 | 86.01 | 8 | 5.97
2040 | MAPP_CA_2_IESO | MAPP_CA | IESO | Internal | Shoulder | B12 | 200 | 330 | 330 | 72.05 | 93.1 | 8 | 13.05
2040 | MAPP_CA_2_IESO | MAPP_CA | IESO | Internal | Shoulder | B13 | 600 | 330 | 330 | 72.05 | 86.01 | 8 | 5.97
2040 | MAPP_CA_2_IESO | MAPP_CA | IESO | Internal | Shoulder | B14 | 900 | 330 | 330 | 72.05 | 86.01 | 8 | 5.97
2040 | MAPP_CA_2_IESO | MAPP_CA | IESO | Internal | Shoulder | B15 | 1203 | 330 | 330 | 72.05 | 86.01 | 8 | 5.97
2040 | MAPP_CA_2_IESO | MAPP_CA | IESO | Internal | Summer | B1 | 10 | 330 | 330 | 85.17 | 165.33 | 8 | 72.16
2040 | MAPP_CA_2_IESO | MAPP_CA | IESO | Internal | Summer | B2 | 25 | 330 | 330 | 85.17 | 166.05 | 8 | 72.88
2040 | MAPP_CA_2_IESO | MAPP_CA | IESO | Internal | Summer | B3 | 75 | 330 | 330 | 85.17 | 165.33 | 8 | 72.16
2040 | MAPP_CA_2_IESO | MAPP_CA | IESO | Internal | Summer | B4 | 100 | 330 | 330 | 85.17 | 165.33 | 8 | 72.16
2040 | MAPP_CA_2_IESO | MAPP_CA | IESO | Internal | Summer | B5 | 200 | 330 | 0 | 85.17 | 89.87 | 8 | 0
2040 | MAPP_CA_2_IESO | MAPP_CA | IESO | Internal | Summer | B6 | 300 | 330 | 0 | 85.17 | 81.21 | 8 | 0
2040 | MAPP_CA_2_IESO | MAPP_CA | IESO | Internal | Summer | B7 | 400 | 330 | 0 | 85.17 | 81.21 | 8 | 0
2040 | MAPP_CA_2_IESO | MAPP_CA | IESO | Internal | Summer | B8 | 500 | 330 | 0 | 85.17 | 81.21 | 8 | 0
2040 | MAPP_CA_2_IESO | MAPP_CA | IESO | Internal | Summer | B9 | 800 | 330 | 0 | 85.17 | 81.21 | 8 | 0
2040 | MAPP_CA_2_IESO | MAPP_CA | IESO | Internal | Summer | B10 | 1262 | 330 | 0 | 85.17 | 81.21 | 8 | 0
2040 | MAPP_CA_2_IESO | MAPP_CA | IESO | Internal | Winter | B16 | 25 | 330 | 168.39 | 78.5 | 86.5 | 8 | 0
2040 | MAPP_CA_2_IESO | MAPP_CA | IESO | Internal | Winter | B17 | 100 | 330 | 72.99 | 78.5 | 86.5 | 8 | 0
2040 | MAPP_CA_2_IESO | MAPP_CA | IESO | Internal | Winter | B18 | 400 | 330 | 49.12 | 78.5 | 86.5 | 8 | 0
2040 | MAPP_CA_2_IESO | MAPP_CA | IESO | Internal | Winter | B19 | 700 | 330 | 33.79 | 78.5 | 86.5 | 8 | 0
2040 | MAPP_CA_2_IESO | MAPP_CA | IESO | Internal | Winter | B20 | 935 | 330 | 43.74 | 78.5 | 86.5 | 8 | 0
2040 | MAPP_CA_2_MAPP_US | MAPP_CA | MAPP_US | Internal | Shoulder | B11 | 25 | 372 | 372 | 72.05 | 148.2 | 7 | 69.15
2040 | MAPP_CA_2_MAPP_US | MAPP_CA | MAPP_US | Internal | Shoulder | B12 | 200 | 372 | 372 | 72.05 | 146.88 | 7 | 67.84
2040 | MAPP_CA_2_MAPP_US | MAPP_CA | MAPP_US | Internal | Shoulder | B13 | 600 | 372 | 372 | 72.05 | 140.1 | 7 | 61.06
2040 | MAPP_CA_2_MAPP_US | MAPP_CA | MAPP_US | Internal | Shoulder | B14 | 900 | 372 | 372 | 72.05 | 96.96 | 7 | 17.91
2040 | MAPP_CA_2_MAPP_US | MAPP_CA | MAPP_US | Internal | Shoulder | B15 | 1203 | 372 | 0 | 72.05 | 65.05 | 7 | 0
2040 | MAPP_CA_2_MAPP_US | MAPP_CA | MAPP_US | Internal | Summer | B1 | 10 | 372 | 372 | 85.17 | 277.48 | 7 | 185.31
2040 | MAPP_CA_2_MAPP_US | MAPP_CA | MAPP_US | Internal | Summer | B2 | 25 | 372 | 372 | 85.17 | 277.22 | 7 | 185.05
2040 | MAPP_CA_2_MAPP_US | MAPP_CA | MAPP_US | Internal | Summer | B3 | 75 | 372 | 372 | 85.17 | 277.36 | 7 | 185.19
2040 | MAPP_CA_2_MAPP_US | MAPP_CA | MAPP_US | Internal | Summer | B4 | 100 | 372 | 372 | 85.17 | 185.35 | 7 | 93.18
2040 | MAPP_CA_2_MAPP_US | MAPP_CA | MAPP_US | Internal | Summer | B5 | 200 | 372 | 372 | 85.17 | 184.47 | 7 | 92.3
2040 | MAPP_CA_2_MAPP_US | MAPP_CA | MAPP_US | Internal | Summer | B6 | 300 | 372 | 372 | 85.17 | 174.19 | 7 | 82.02
2040 | MAPP_CA_2_MAPP_US | MAPP_CA | MAPP_US | Internal | Summer | B7 | 400 | 372 | 372 | 85.17 | 155.23 | 7 | 63.06
2040 | MAPP_CA_2_MAPP_US | MAPP_CA | MAPP_US | Internal | Summer | B8 | 500 | 372 | 372 | 85.17 | 145.29 | 7 | 53.12
2040 | MAPP_CA_2_MAPP_US | MAPP_CA | MAPP_US | Internal | Summer | B9 | 800 | 372 | 372 | 85.17 | 145.19 | 7 | 53.02
2040 | MAPP_CA_2_MAPP_US | MAPP_CA | MAPP_US | Internal | Summer | B10 | 1262 | 372 | 0 | 85.17 | 78.18 | 7 | 0
2040 | MAPP_CA_2_MAPP_US | MAPP_CA | MAPP_US | Internal | Winter | B16 | 25 | 372 | 281.41 | 78.5 | 85.5 | 7 | 0
2040 | MAPP_CA_2_MAPP_US | MAPP_CA | MAPP_US | Internal | Winter | B17 | 100 | 372 | 372 | 78.5 | 111.81 | 7 | 26.32
2040 | MAPP_CA_2_MAPP_US | MAPP_CA | MAPP_US | Internal | Winter | B18 | 400 | 372 | 372 | 78.5 | 132.8 | 7 | 47.3
2040 | MAPP_CA_2_MAPP_US | MAPP_CA | MAPP_US | Internal | Winter | B19 | 700 | 372 | 372 | 78.5 | 132.8 | 7 | 47.3
2040 | MAPP_CA_2_MAPP_US | MAPP_CA | MAPP_US | Internal | Winter | B20 | 935 | 372 | 0 | 78.5 | 71.5 | 7 | 0
2040 | MAPP_CA_2_MISO_W | MAPP_CA | MISO_W | Internal | Shoulder | B11 | 25 | 2196 | 2196 | 72.05 | 155.2 | 0.01 | 83.14
2040 | MAPP_CA_2_MISO_W | MAPP_CA | MISO_W | Internal | Shoulder | B12 | 200 | 2196 | 2196 | 72.05 | 153.88 | 0.01 | 81.83
2040 | MAPP_CA_2_MISO_W | MAPP_CA | MISO_W | Internal | Shoulder | B13 | 600 | 2196 | 2196 | 72.05 | 147.1 | 0.01 | 75.05
2040 | MAPP_CA_2_MISO_W | MAPP_CA | MISO_W | Internal | Shoulder | B14 | 900 | 2196 | 2196 | 72.05 | 103.96 | 0.01 | 31.9
2040 | MAPP_CA_2_MISO_W | MAPP_CA | MISO_W | Internal | Shoulder | B15 | 1203 | 2196 | 0 | 72.05 | 72.05 | 0.01 | 0
2040 | MAPP_CA_2_MISO_W | MAPP_CA | MISO_W | Internal | Summer | B1 | 10 | 2196 | 2196 | 85.17 | 284.48 | 0.01 | 199.3
2040 | MAPP_CA_2_MISO_W | MAPP_CA | MISO_W | Internal | Summer | B2 | 25 | 2196 | 2196 | 85.17 | 284.22 | 0.01 | 199.04
2040 | MAPP_CA_2_MISO_W | MAPP_CA | MISO_W | Internal | Summer | B3 | 75 | 2196 | 2196 | 85.17 | 284.36 | 0.01 | 199.18
2040 | MAPP_CA_2_MISO_W | MAPP_CA | MISO_W | Internal | Summer | B4 | 100 | 2196 | 2196 | 85.17 | 192.35 | 0.01 | 107.17
2040 | MAPP_CA_2_MISO_W | MAPP_CA | MISO_W | Internal | Summer | B5 | 200 | 2196 | 2196 | 85.17 | 191.47 | 0.01 | 106.29
2040 | MAPP_CA_2_MISO_W | MAPP_CA | MISO_W | Internal | Summer | B6 | 300 | 2196 | 2196 | 85.17 | 181.19 | 0.01 | 96.01
2040 | MAPP_CA_2_MISO_W | MAPP_CA | MISO_W | Internal | Summer | B7 | 400 | 2196 | 2196 | 85.17 | 162.23 | 0.01 | 77.05
2040 | MAPP_CA_2_MISO_W | MAPP_CA | MISO_W | Internal | Summer | B8 | 500 | 2196 | 2196 | 85.17 | 152.29 | 0.01 | 67.11
2040 | MAPP_CA_2_MISO_W | MAPP_CA | MISO_W | Internal | Summer | B9 | 800 | 2196 | 2196 | 85.17 | 152.19 | 0.01 | 67.01
2040 | MAPP_CA_2_MISO_W | MAPP_CA | MISO_W | Internal | Summer | B10 | 1262 | 2196 | 2034.44 | 85.17 | 85.18 | 0.01 | 0
2040 | MAPP_CA_2_MISO_W | MAPP_CA | MISO_W | Internal | Winter | B16 | 25 | 2196 | 2196 | 78.5 | 139.8 | 0.01 | 61.29
2040 | MAPP_CA_2_MISO_W | MAPP_CA | MISO_W | Internal | Winter | B17 | 100 | 2196 | 2196 | 78.5 | 118.81 | 0.01 | 40.31
2040 | MAPP_CA_2_MISO_W | MAPP_CA | MISO_W | Internal | Winter | B18 | 400 | 2196 | 2196 | 78.5 | 145.21 | 0.01 | 66.7
2040 | MAPP_CA_2_MISO_W | MAPP_CA | MISO_W | Internal | Winter | B19 | 700 | 2196 | 2196 | 78.5 | 139.8 | 0.01 | 61.29
2040 | MAPP_CA_2_MISO_W | MAPP_CA | MISO_W | Internal | Winter | B20 | 935 | 2196 | 0 | 78.5 | 78.5 | 0.01 | 0
2040 | MAPP_US_2_MAPP_CA | MAPP_US | MAPP_CA | Internal | Shoulder | B11 | 25 | 165 | 0 | 148.2 | 72.05 | 7 | 0
2040 | MAPP_US_2_MAPP_CA | MAPP_US | MAPP_CA | Internal | Shoulder | B12 | 200 | 165 | 0 | 146.88 | 72.05 | 7 | 0
2040 | MAPP_US_2_MAPP_CA | MAPP_US | MAPP_CA | Internal | Shoulder | B13 | 600 | 165 | 0 | 140.1 | 72.05 | 7 | 0
2040 | MAPP_US_2_MAPP_CA | MAPP_US | MAPP_CA | Internal | Shoulder | B14 | 900 | 165 | 0 | 96.96 | 72.05 | 7 | 0
2040 | MAPP_US_2_MAPP_CA | MAPP_US | MAPP_CA | Internal | Shoulder | B15 | 1203 | 165 | 31.26 | 65.05 | 72.05 | 7 | 0
2040 | MAPP_US_2_MAPP_CA | MAPP_US | MAPP_CA | Internal | Summer | B1 | 10 | 165 | 0 | 277.48 | 85.17 | 7 | 0
2040 | MAPP_US_2_MAPP_CA | MAPP_US | MAPP_CA | Internal | Summer | B2 | 25 | 165 | 0 | 277.22 | 85.17 | 7 | 0
2040 | MAPP_US_2_MAPP_CA | MAPP_US | MAPP_CA | Internal | Summer | B3 | 75 | 165 | 0 | 277.36 | 85.17 | 7 | 0
2040 | MAPP_US_2_MAPP_CA | MAPP_US | MAPP_CA | Internal | Summer | B4 | 100 | 165 | 0 | 185.35 | 85.17 | 7 | 0
2040 | MAPP_US_2_MAPP_CA | MAPP_US | MAPP_CA | Internal | Summer | B5 | 200 | 165 | 0 | 184.47 | 85.17 | 7 | 0
2040 | MAPP_US_2_MAPP_CA | MAPP_US | MAPP_CA | Internal | Summer | B6 | 300 | 165 | 0 | 174.19 | 85.17 | 7 | 0
2040 | MAPP_US_2_MAPP_CA | MAPP_US | MAPP_CA | Internal | Summer | B7 | 400 | 165 | 0 | 155.23 | 85.17 | 7 | 0
2040 | MAPP_US_2_MAPP_CA | MAPP_US | MAPP_CA | Internal | Summer | B8 | 500 | 165 | 0 | 145.29 | 85.17 | 7 | 0
2040 | MAPP_US_2_MAPP_CA | MAPP_US | MAPP_CA | Internal | Summer | B9 | 800 | 165 | 0 | 145.19 | 85.17 | 7 | 0
2040 | MAPP_US_2_MAPP_CA | MAPP_US | MAPP_CA | Internal | Summer | B10 | 1262 | 165 | 0 | 78.18 | 85.17 | 7 | 0
2040 | MAPP_US_2_MAPP_CA | MAPP_US | MAPP_CA | Internal | Winter | B16 | 25 | 165 | 0 | 85.5 | 78.5 | 7 | 0
2040 | MAPP_US_2_MAPP_CA | MAPP_US | MAPP_CA | Internal | Winter | B17 | 100 | 165 | 0 | 111.81 | 78.5 | 7 | 0
2040 | MAPP_US_2_MAPP_CA | MAPP_US | MAPP_CA | Internal | Winter | B18 | 400 | 165 | 0 | 132.8 | 78.5 | 7 | 0
2040 | MAPP_US_2_MAPP_CA | MAPP_US | MAPP_CA | Internal | Winter | B19 | 700 | 165 | 0 | 132.8 | 78.5 | 7 | 0
2040 | MAPP_US_2_MAPP_CA | MAPP_US | MAPP_CA | Internal | Winter | B20 | 935 | 165 | 17.25 | 71.5 | 78.5 | 7 | 0
2040 | MAPP_US_2_MISO_W | MAPP_US | MISO_W | Internal | Shoulder | B11 | 25 | 2635 | 1486.08 | 148.2 | 155.2 | 7 | 0
2040 | MAPP_US_2_MISO_W | MAPP_US | MISO_W | Internal | Shoulder | B12 | 200 | 2635 | 2139.88 | 146.88 | 153.88 | 7 | 0
2040 | MAPP_US_2_MISO_W | MAPP_US | MISO_W | Internal | Shoulder | B13 | 600 | 2635 | 2457.28 | 140.1 | 147.1 | 7 | 0
2040 | MAPP_US_2_MISO_W | MAPP_US | MISO_W | Internal | Shoulder | B14 | 900 | 2635 | 975.06 | 96.96 | 103.96 | 7 | 0
2040 | MAPP_US_2_MISO_W | MAPP_US | MISO_W | Internal | Shoulder | B15 | 1203 | 2635 | 884.68 | 65.05 | 72.05 | 7 | 0
2040 | MAPP_US_2_MISO_W | MAPP_US | MISO_W | Internal | Summer | B1 | 10 | 2635 | 580.74 | 277.48 | 284.48 | 7 | 0
2040 | MAPP_US_2_MISO_W | MAPP_US | MISO_W | Internal | Summer | B2 | 25 | 2635 | 1607.81 | 277.22 | 284.22 | 7 | 0
2040 | MAPP_US_2_MISO_W | MAPP_US | MISO_W | Internal | Summer | B3 | 75 | 2635 | 1526.85 | 277.36 | 284.36 | 7 | 0
2040 | MAPP_US_2_MISO_W | MAPP_US | MISO_W | Internal | Summer | B4 | 100 | 2635 | 727.41 | 185.35 | 192.35 | 7 | 0
2040 | MAPP_US_2_MISO_W | MAPP_US | MISO_W | Internal | Summer | B5 | 200 | 2635 | 632.85 | 184.47 | 191.47 | 7 | 0
2040 | MAPP_US_2_MISO_W | MAPP_US | MISO_W | Internal | Summer | B6 | 300 | 2635 | 611.7 | 174.19 | 181.19 | 7 | 0
2040 | MAPP_US_2_MISO_W | MAPP_US | MISO_W | Internal | Summer | B7 | 400 | 2635 | 826.19 | 155.23 | 162.23 | 7 | 0
2040 | MAPP_US_2_MISO_W | MAPP_US | MISO_W | Internal | Summer | B8 | 500 | 2635 | 1517.86 | 145.29 | 152.29 | 7 | 0
2040 | MAPP_US_2_MISO_W | MAPP_US | MISO_W | Internal | Summer | B9 | 800 | 2635 | 1003.85 | 145.19 | 152.19 | 7 | 0
2040 | MAPP_US_2_MISO_W | MAPP_US | MISO_W | Internal | Summer | B10 | 1262 | 2635 | 854.61 | 78.18 | 85.18 | 7 | 0
2040 | MAPP_US_2_MISO_W | MAPP_US | MISO_W | Internal | Winter | B16 | 25 | 2635 | 2635 | 85.5 | 139.8 | 7 | 47.3
2040 | MAPP_US_2_MISO_W | MAPP_US | MISO_W | Internal | Winter | B17 | 100 | 2635 | 1707.41 | 111.81 | 118.81 | 7 | 0
2040 | MAPP_US_2_MISO_W | MAPP_US | MISO_W | Internal | Winter | B18 | 400 | 2635 | 2635 | 132.8 | 145.21 | 7 | 5.41
2040 | MAPP_US_2_MISO_W | MAPP_US | MISO_W | Internal | Winter | B19 | 700 | 2635 | 1984.61 | 132.8 | 139.8 | 7 | 0
2040 | MAPP_US_2_MISO_W | MAPP_US | MISO_W | Internal | Winter | B20 | 935 | 2635 | 746.89 | 71.5 | 78.5 | 7 | 0
2040 | MAPP_US_2_NE | MAPP_US | NE | Internal | Shoulder | B11 | 25 | 2000 | 2000 | 148.2 | 158.2 | 7 | 3
2040 | MAPP_US_2_NE | MAPP_US | NE | Internal | Shoulder | B12 | 200 | 2000 | 2000 | 146.88 | 156.45 | 7 | 2.57
2040 | MAPP_US_2_NE | MAPP_US | NE | Internal | Shoulder | B13 | 600 | 2000 | 2000 | 140.1 | 151.64 | 7 | 4.54
2040 | MAPP_US_2_NE | MAPP_US | NE | Internal | Shoulder | B14 | 900 | 2000 | 2000 | 96.96 | 110.96 | 7 | 7
2040 | MAPP_US_2_NE | MAPP_US | NE | Internal | Shoulder | B15 | 1203 | 2000 | 2000 | 65.05 | 79.05 | 7 | 7
2040 | MAPP_US_2_NE | MAPP_US | NE | Internal | Summer | B1 | 10 | 2000 | 1482.21 | 277.48 | 284.48 | 7 | 0
2040 | MAPP_US_2_NE | MAPP_US | NE | Internal | Summer | B2 | 25 | 2000 | 1183.63 | 277.22 | 284.22 | 7 | 0
2040 | MAPP_US_2_NE | MAPP_US | NE | Internal | Summer | B3 | 75 | 2000 | 1152.09 | 277.36 | 284.36 | 7 | 0
2040 | MAPP_US_2_NE | MAPP_US | NE | Internal | Summer | B4 | 100 | 2000 | 1664.93 | 185.35 | 192.35 | 7 | 0
2040 | MAPP_US_2_NE | MAPP_US | NE | Internal | Summer | B5 | 200 | 2000 | 1461.8 | 184.47 | 191.47 | 7 | 0
2040 | MAPP_US_2_NE | MAPP_US | NE | Internal | Summer | B6 | 300 | 2000 | 1211.16 | 174.19 | 181.19 | 7 | 0
2040 | MAPP_US_2_NE | MAPP_US | NE | Internal | Summer | B7 | 400 | 2000 | 2000 | 155.23 | 169.22 | 7 | 6.99
2040 | MAPP_US_2_NE | MAPP_US | NE | Internal | Summer | B8 | 500 | 2000 | 2000 | 145.29 | 155.85 | 7 | 3.56
2040 | MAPP_US_2_NE | MAPP_US | NE | Internal | Summer | B9 | 800 | 2000 | 2000 | 145.19 | 155.25 | 7 | 3.06
2040 | MAPP_US_2_NE | MAPP_US | NE | Internal | Summer | B10 | 1262 | 2000 | 2000 | 78.18 | 92.18 | 7 | 7
2040 | MAPP_US_2_NE | MAPP_US | NE | Internal | Winter | B16 | 25 | 2000 | 2000 | 85.5 | 152.26 | 7 | 59.76
2040 | MAPP_US_2_NE | MAPP_US | NE | Internal | Winter | B17 | 100 | 2000 | 2000 | 111.81 | 125.81 | 7 | 7
2040 | MAPP_US_2_NE | MAPP_US | NE | Internal | Winter | B18 | 400 | 2000 | 2000 | 132.8 | 152.21 | 7 | 12.41
2040 | MAPP_US_2_NE | MAPP_US | NE | Internal | Winter | B19 | 700 | 2000 | 1822.9 | 132.8 | 139.8 | 7 | 0
2040 | MAPP_US_2_NE | MAPP_US | NE | Internal | Winter | B20 | 935 | 2000 | 2000 | 71.5 | 82.49 | 7 | 4
2040 | MARITIMES_2_NEISO | MARITIMES | NEISO | Internal | Shoulder | B11 | 25 | 99999 | 1720.66 | 73.48 | 73.5 | 0.01 | 0
2040 | MARITIMES_2_NEISO | MARITIMES | NEISO | Internal | Shoulder | B12 | 200 | 99999 | 1717.44 | 73.48 | 73.5 | 0.01 | 0
2040 | MARITIMES_2_NEISO | MARITIMES | NEISO | Internal | Shoulder | B13 | 600 | 99999 | 1704.78 | 73.48 | 73.5 | 0.01 | 0
2040 | MARITIMES_2_NEISO | MARITIMES | NEISO | Internal | Shoulder | B14 | 900 | 99999 | 1682.64 | 73.48 | 73.5 | 0.01 | 0
2040 | MARITIMES_2_NEISO | MARITIMES | NEISO | Internal | Shoulder | B15 | 1203 | 99999 | 648.08 | 73.48 | 73.5 | 0.01 | 0
2040 | MARITIMES_2_NEISO | MARITIMES | NEISO | Internal | Summer | B1 | 10 | 99999 | 1900.1 | 177.04 | 177.05 | 0.01 | 0
2040 | MARITIMES_2_NEISO | MARITIMES | NEISO | Internal | Summer | B2 | 25 | 99999 | 1878.84 | 242.26 | 242.27 | 0.01 | 0
2040 | MARITIMES_2_NEISO | MARITIMES | NEISO | Internal | Summer | B3 | 75 | 99999 | 1836.48 | 176.04 | 176.05 | 0.01 | 0
2040 | MARITIMES_2_NEISO | MARITIMES | NEISO | Internal | Summer | B4 | 100 | 99999 | 1800.07 | 165.93 | 165.94 | 0.01 | 0
2040 | MARITIMES_2_NEISO | MARITIMES | NEISO | Internal | Summer | B5 | 200 | 99999 | 1780.26 | 165.93 | 165.94 | 0.01 | 0
2040 | MARITIMES_2_NEISO | MARITIMES | NEISO | Internal | Summer | B6 | 300 | 99999 | 1757.92 | 165.67 | 165.69 | 0.01 | 0
2040 | MARITIMES_2_NEISO | MARITIMES | NEISO | Internal | Summer | B7 | 400 | 99999 | 1732.32 | 152.96 | 152.97 | 0.01 | 0
2040 | MARITIMES_2_NEISO | MARITIMES | NEISO | Internal | Summer | B8 | 500 | 99999 | 1712.2 | 143.31 | 143.33 | 0.01 | 0
2040 | MARITIMES_2_NEISO | MARITIMES | NEISO | Internal | Summer | B9 | 800 | 99999 | 1687.55 | 142.53 | 142.54 | 0.01 | 0
2040 | MARITIMES_2_NEISO | MARITIMES | NEISO | Internal | Summer | B10 | 1262 | 99999 | 465.16 | 131 | 131.01 | 0.01 | 0
2040 | MARITIMES_2_NEISO | MARITIMES | NEISO | Internal | Winter | B16 | 25 | 99999 | 1765.23 | 73.48 | 73.5 | 0.01 | 0
2040 | MARITIMES_2_NEISO | MARITIMES | NEISO | Internal | Winter | B17 | 100 | 99999 | 1747.34 | 73.48 | 73.5 | 0.01 | 0
2040 | MARITIMES_2_NEISO | MARITIMES | NEISO | Internal | Winter | B18 | 400 | 99999 | 1733.65 | 73.48 | 73.5 | 0.01 | 0
2040 | MARITIMES_2_NEISO | MARITIMES | NEISO | Internal | Winter | B19 | 700 | 99999 | 1708.15 | 73.48 | 73.5 | 0.01 | 0
2040 | MARITIMES_2_NEISO | MARITIMES | NEISO | Internal | Winter | B20 | 935 | 99999 | 723.43 | 73.48 | 73.5 | 0.01 | 0
2040 | MISO_IN_2_MISO_MI | MISO_IN | MISO_MI | Internal | Shoulder | B11 | 25 | 5021 | 2217.56 | 153.88 | 153.9 | 0.01 | 0
2040 | MISO_IN_2_MISO_MI | MISO_IN | MISO_MI | Internal | Shoulder | B12 | 200 | 5021 | 755.98 | 153.88 | 153.9 | 0.01 | 0
2040 | MISO_IN_2_MISO_MI | MISO_IN | MISO_MI | Internal | Shoulder | B13 | 600 | 5021 | 0 | 153.24 | 151.12 | 0.01 | 0
2040 | MISO_IN_2_MISO_MI | MISO_IN | MISO_MI | Internal | Shoulder | B14 | 900 | 5021 | 0 | 151.1 | 151.1 | 0.01 | 0
2040 | MISO_IN_2_MISO_MI | MISO_IN | MISO_MI | Internal | Shoulder | B15 | 1203 | 5021 | 0 | 93.02 | 93.01 | 0.01 | 0
2040 | MISO_IN_2_MISO_MI | MISO_IN | MISO_MI | Internal | Summer | B1 | 10 | 5021 | 3912.51 | 284.22 | 284.23 | 0.01 | 0
2040 | MISO_IN_2_MISO_MI | MISO_IN | MISO_MI | Internal | Summer | B2 | 25 | 5021 | 3263.36 | 283 | 283.01 | 0.01 | 0
2040 | MISO_IN_2_MISO_MI | MISO_IN | MISO_MI | Internal | Summer | B3 | 75 | 5021 | 3731.84 | 267.36 | 267.37 | 0.01 | 0
2040 | MISO_IN_2_MISO_MI | MISO_IN | MISO_MI | Internal | Summer | B4 | 100 | 5021 | 4682.72 | 177.95 | 177.97 | 0.01 | 0
2040 | MISO_IN_2_MISO_MI | MISO_IN | MISO_MI | Internal | Summer | B5 | 200 | 5021 | 4504.85 | 177.28 | 177.29 | 0.01 | 0
2040 | MISO_IN_2_MISO_MI | MISO_IN | MISO_MI | Internal | Summer | B6 | 300 | 5021 | 4337.45 | 152.29 | 152.3 | 0.01 | 0
2040 | MISO_IN_2_MISO_MI | MISO_IN | MISO_MI | Internal | Summer | B7 | 400 | 5021 | 3761.27 | 152.29 | 152.3 | 0.01 | 0
2040 | MISO_IN_2_MISO_MI | MISO_IN | MISO_MI | Internal | Summer | B8 | 500 | 5021 | 1372.26 | 152.29 | 152.3 | 0.01 | 0
2040 | MISO_IN_2_MISO_MI | MISO_IN | MISO_MI | Internal | Summer | B9 | 800 | 5021 | 0 | 152.29 | 152.28 | 0.01 | 0
2040 | MISO_IN_2_MISO_MI | MISO_IN | MISO_MI | Internal | Summer | B10 | 1262 | 5021 | 0 | 104.18 | 104.17 | 0.01 | 0
2040 | MISO_IN_2_MISO_MI | MISO_IN | MISO_MI | Internal | Winter | B16 | 25 | 5021 | 763.64 | 157.28 | 157.29 | 0.01 | 0
2040 | MISO_IN_2_MISO_MI | MISO_IN | MISO_MI | Internal | Winter | B17 | 100 | 5021 | 0 | 157.28 | 157.27 | 0.01 | 0
2040 | MISO_IN_2_MISO_MI | MISO_IN | MISO_MI | Internal | Winter | B18 | 400 | 5021 | 0 | 157.22 | 156.95 | 0.01 | 0
2040 | MISO_IN_2_MISO_MI | MISO_IN | MISO_MI | Internal | Winter | B19 | 700 | 5021 | 0 | 150.64 | 150.63 | 0.01 | 0
2040 | MISO_IN_2_MISO_MI | MISO_IN | MISO_MI | Internal | Winter | B20 | 935 | 5021 | 0 | 94.38 | 93.5 | 0.01 | 0
2040 | MISO_IN_2_MISO_MO-IL | MISO_IN | MISO_MO-IL | Internal | Shoulder | B11 | 25 | 5533 | 5533 | 153.88 | 155.21 | 0.01 | 1.32
2040 | MISO_IN_2_MISO_MO-IL | MISO_IN | MISO_MO-IL | Internal | Shoulder | B12 | 200 | 5533 | 1986.2 | 153.88 | 153.9 | 0.01 | 0
2040 | MISO_IN_2_MISO_MO-IL | MISO_IN | MISO_MO-IL | Internal | Shoulder | B13 | 600 | 5533 | 0 | 153.24 | 153.23 | 0.01 | 0
2040 | MISO_IN_2_MISO_MO-IL | MISO_IN | MISO_MO-IL | Internal | Shoulder | B14 | 900 | 5533 | 0 | 151.1 | 149.2 | 0.01 | 0
2040 | MISO_IN_2_MISO_MO-IL | MISO_IN | MISO_MO-IL | Internal | Shoulder | B15 | 1203 | 5533 | 0 | 93.02 | 86.51 | 0.01 | 0
2040 | MISO_IN_2_MISO_MO-IL | MISO_IN | MISO_MO-IL | Internal | Summer | B1 | 10 | 5533 | 5490.06 | 284.22 | 284.23 | 0.01 | 0
2040 | MISO_IN_2_MISO_MO-IL | MISO_IN | MISO_MO-IL | Internal | Summer | B2 | 25 | 5533 | 5533 | 283 | 284.23 | 0.01 | 1.22
2040 | MISO_IN_2_MISO_MO-IL | MISO_IN | MISO_MO-IL | Internal | Summer | B3 | 75 | 5533 | 5533 | 267.36 | 284.23 | 0.01 | 16.86
2040 | MISO_IN_2_MISO_MO-IL | MISO_IN | MISO_MO-IL | Internal | Summer | B4 | 100 | 5533 | 5533 | 177.95 | 192.34 | 0.01 | 14.38
2040 | MISO_IN_2_MISO_MO-IL | MISO_IN | MISO_MO-IL | Internal | Summer | B5 | 200 | 5533 | 5533 | 177.28 | 186.28 | 0.01 | 8.99
2040 | MISO_IN_2_MISO_MO-IL | MISO_IN | MISO_MO-IL | Internal | Summer | B6 | 300 | 5533 | 5533 | 152.29 | 173.1 | 0.01 | 20.79
2040 | MISO_IN_2_MISO_MO-IL | MISO_IN | MISO_MO-IL | Internal | Summer | B7 | 400 | 5533 | 5533 | 152.29 | 162.22 | 0.01 | 9.92
2040 | MISO_IN_2_MISO_MO-IL | MISO_IN | MISO_MO-IL | Internal | Summer | B8 | 500 | 5533 | 3906.52 | 152.29 | 152.3 | 0.01 | 0
2040 | MISO_IN_2_MISO_MO-IL | MISO_IN | MISO_MO-IL | Internal | Summer | B9 | 800 | 5533 | 1156.93 | 152.29 | 152.3 | 0.01 | 0
2040 | MISO_IN_2_MISO_MO-IL | MISO_IN | MISO_MO-IL | Internal | Summer | B10 | 1262 | 5533 | 0 | 104.18 | 104.17 | 0.01 | 0
2040 | MISO_IN_2_MISO_MO-IL | MISO_IN | MISO_MO-IL | Internal | Winter | B16 | 25 | 5533 | 0 | 157.28 | 157.27 | 0.01 | 0
2040 | MISO_IN_2_MISO_MO-IL | MISO_IN | MISO_MO-IL | Internal | Winter | B17 | 100 | 5533 | 0 | 157.28 | 157.27 | 0.01 | 0
2040 | MISO_IN_2_MISO_MO-IL | MISO_IN | MISO_MO-IL | Internal | Winter | B18 | 400 | 5533 | 0 | 157.22 | 157.21 | 0.01 | 0
2040 | MISO_IN_2_MISO_MO-IL | MISO_IN | MISO_MO-IL | Internal | Winter | B19 | 700 | 5533 | 0 | 150.64 | 150.63 | 0.01 | 0
2040 | MISO_IN_2_MISO_MO-IL | MISO_IN | MISO_MO-IL | Internal | Winter | B20 | 935 | 5533 | 0 | 94.38 | 87.79 | 0.01 | 0
2040 | MISO_IN_2_NonRTO_Midwest | MISO_IN | NonRTO_Midwest | Internal | Shoulder | B11 | 25 | 4800 | 0 | 153.88 | 157.66 | 8 | 0
2040 | MISO_IN_2_NonRTO_Midwest | MISO_IN | NonRTO_Midwest | Internal | Shoulder | B12 | 200 | 4800 | 0 | 153.88 | 157.66 | 8 | 0
2040 | MISO_IN_2_NonRTO_Midwest | MISO_IN | NonRTO_Midwest | Internal | Shoulder | B13 | 600 | 4800 | 0 | 153.24 | 157.66 | 8 | 0
2040 | MISO_IN_2_NonRTO_Midwest | MISO_IN | NonRTO_Midwest | Internal | Shoulder | B14 | 900 | 4800 | 0 | 151.1 | 153.93 | 8 | 0
2040 | MISO_IN_2_NonRTO_Midwest | MISO_IN | NonRTO_Midwest | Internal | Shoulder | B15 | 1203 | 4800 | 0 | 93.02 | 96.17 | 8 | 0
2040 | MISO_IN_2_NonRTO_Midwest | MISO_IN | NonRTO_Midwest | Internal | Summer | B1 | 10 | 4800 | 109.48 | 284.22 | 292.22 | 8 | 0
2040 | MISO_IN_2_NonRTO_Midwest | MISO_IN | NonRTO_Midwest | Internal | Summer | B2 | 25 | 4800 | 0 | 283 | 283.01 | 8 | 0
2040 | MISO_IN_2_NonRTO_Midwest | MISO_IN | NonRTO_Midwest | Internal | Summer | B3 | 75 | 4800 | 427.32 | 267.36 | 275.36 | 8 | 0
2040 | MISO_IN_2_NonRTO_Midwest | MISO_IN | NonRTO_Midwest | Internal | Summer | B4 | 100 | 4800 | 0 | 177.95 | 175.34 | 8 | 0
2040 | MISO_IN_2_NonRTO_Midwest | MISO_IN | NonRTO_Midwest | Internal | Summer | B5 | 200 | 4800 | 0 | 177.28 | 169.28 | 8 | 0
2040 | MISO_IN_2_NonRTO_Midwest | MISO_IN | NonRTO_Midwest | Internal | Summer | B6 | 300 | 4800 | 0 | 152.29 | 156.1 | 8 | 0
2040 | MISO_IN_2_NonRTO_Midwest | MISO_IN | NonRTO_Midwest | Internal | Summer | B7 | 400 | 4800 | 0 | 152.29 | 149.65 | 8 | 0
2040 | MISO_IN_2_NonRTO_Midwest | MISO_IN | NonRTO_Midwest | Internal | Summer | B8 | 500 | 4800 | 0 | 152.29 | 148.47 | 8 | 0
2040 | MISO_IN_2_NonRTO_Midwest | MISO_IN | NonRTO_Midwest | Internal | Summer | B9 | 800 | 4800 | 0 | 152.29 | 148.47 | 8 | 0
2040 | MISO_IN_2_NonRTO_Midwest | MISO_IN | NonRTO_Midwest | Internal | Summer | B10 | 1262 | 4800 | 0 | 104.18 | 96.18 | 8 | 0
2040 | MISO_IN_2_NonRTO_Midwest | MISO_IN | NonRTO_Midwest | Internal | Winter | B16 | 25 | 4800 | 0 | 157.28 | 161.53 | 8 | 0
2040 | MISO_IN_2_NonRTO_Midwest | MISO_IN | NonRTO_Midwest | Internal | Winter | B17 | 100 | 4800 | 0 | 157.28 | 161.53 | 8 | 0
2040 | MISO_IN_2_NonRTO_Midwest | MISO_IN | NonRTO_Midwest | Internal | Winter | B18 | 400 | 4800 | 0 | 157.22 | 157.63 | 8 | 0
2040 | MISO_IN_2_NonRTO_Midwest | MISO_IN | NonRTO_Midwest | Internal | Winter | B19 | 700 | 4800 | 0 | 150.64 | 153.84 | 8 | 0
2040 | MISO_IN_2_NonRTO_Midwest | MISO_IN | NonRTO_Midwest | Internal | Winter | B20 | 935 | 4800 | 0 | 94.38 | 99.01 | 8 | 0
2040 | MISO_IN_2_PJM_ROR | MISO_IN | PJM_ROR | Internal | Shoulder | B11 | 25 | 992 | 0 | 153.88 | 153.21 | 2 | 0
2040 | MISO_IN_2_PJM_ROR | MISO_IN | PJM_ROR | Internal | Shoulder | B12 | 200 | 992 | 0 | 153.88 | 153.83 | 2 | 0
2040 | MISO_IN_2_PJM_ROR | MISO_IN | PJM_ROR | Internal | Shoulder | B13 | 600 | 992 | 0 | 153.24 | 149.1 | 2 | 0
2040 | MISO_IN_2_PJM_ROR | MISO_IN | PJM_ROR | Internal | Shoulder | B14 | 900 | 992 | 0 | 151.1 | 149.1 | 2 | 0
2040 | MISO_IN_2_PJM_ROR | MISO_IN | PJM_ROR | Internal | Shoulder | B15 | 1203 | 992 | 0 | 93.02 | 86.41 | 2 | 0
2040 | MISO_IN_2_PJM_ROR | MISO_IN | PJM_ROR | Internal | Summer | B1 | 10 | 992 | 0 | 284.22 | 285.01 | 2 | 0
2040 | MISO_IN_2_PJM_ROR | MISO_IN | PJM_ROR | Internal | Summer | B2 | 25 | 992 | 992 | 283 | 285.01 | 2 | 0.01
2040 | MISO_IN_2_PJM_ROR | MISO_IN | PJM_ROR | Internal | Summer | B3 | 75 | 992 | 992 | 267.36 | 282.23 | 2 | 12.87
2040 | MISO_IN_2_PJM_ROR | MISO_IN | PJM_ROR | Internal | Summer | B4 | 100 | 992 | 992 | 177.95 | 186.48 | 2 | 6.52
2040 | MISO_IN_2_PJM_ROR | MISO_IN | PJM_ROR | Internal | Summer | B5 | 200 | 992 | 992 | 177.28 | 182.84 | 2 | 3.56
2040 | MISO_IN_2_PJM_ROR | MISO_IN | PJM_ROR | Internal | Summer | B6 | 300 | 992 | 992 | 152.29 | 171.1 | 2 | 16.81
2040 | MISO_IN_2_PJM_ROR | MISO_IN | PJM_ROR | Internal | Summer | B7 | 400 | 992 | 992 | 152.29 | 163.96 | 2 | 9.67
2040 | MISO_IN_2_PJM_ROR | MISO_IN | PJM_ROR | Internal | Summer | B8 | 500 | 992 | 992 | 152.29 | 154.3 | 2 | 0.01
2040 | MISO_IN_2_PJM_ROR | MISO_IN | PJM_ROR | Internal | Summer | B9 | 800 | 992 | 0 | 152.29 | 152.06 | 2 | 0
2040 | MISO_IN_2_PJM_ROR | MISO_IN | PJM_ROR | Internal | Summer | B10 | 1262 | 992 | 0 | 104.18 | 106.16 | 2 | 0
2040 | MISO_IN_2_PJM_ROR | MISO_IN | PJM_ROR | Internal | Winter | B16 | 25 | 992 | 0 | 157.28 | 157.78 | 2 | 0
2040 | MISO_IN_2_PJM_ROR | MISO_IN | PJM_ROR | Internal | Winter | B17 | 100 | 992 | 0 | 157.28 | 157.78 | 2 | 0
2040 | MISO_IN_2_PJM_ROR | MISO_IN | PJM_ROR | Internal | Winter | B18 | 400 | 992 | 0 | 157.22 | 154.95 | 2 | 0
2040 | MISO_IN_2_PJM_ROR | MISO_IN | PJM_ROR | Internal | Winter | B19 | 700 | 992 | 0 | 150.64 | 148.63 | 2 | 0
2040 | MISO_IN_2_PJM_ROR | MISO_IN | PJM_ROR | Internal | Winter | B20 | 935 | 992 | 0 | 94.38 | 87.12 | 2 | 0
2040 | MISO_MI_2_MISO_IN | MISO_MI | MISO_IN | Internal | Shoulder | B11 | 25 | 2066 | 0 | 153.9 | 153.88 | 0.01 | 0
2040 | MISO_MI_2_MISO_IN | MISO_MI | MISO_IN | Internal | Shoulder | B12 | 200 | 2066 | 0 | 153.9 | 153.88 | 0.01 | 0
2040 | MISO_MI_2_MISO_IN | MISO_MI | MISO_IN | Internal | Shoulder | B13 | 600 | 2066 | 2066 | 151.12 | 153.24 | 0.01 | 2.11
2040 | MISO_MI_2_MISO_IN | MISO_MI | MISO_IN | Internal | Shoulder | B14 | 900 | 2066 | 0 | 151.1 | 151.1 | 0.01 | 0
2040 | MISO_MI_2_MISO_IN | MISO_MI | MISO_IN | Internal | Shoulder | B15 | 1203 | 2066 | 634.06 | 93.01 | 93.02 | 0.01 | 0
2040 | MISO_MI_2_MISO_IN | MISO_MI | MISO_IN | Internal | Summer | B1 | 10 | 2066 | 0 | 284.23 | 284.22 | 0.01 | 0
2040 | MISO_MI_2_MISO_IN | MISO_MI | MISO_IN | Internal | Summer | B2 | 25 | 2066 | 0 | 283.01 | 283 | 0.01 | 0
2040 | MISO_MI_2_MISO_IN | MISO_MI | MISO_IN | Internal | Summer | B3 | 75 | 2066 | 0 | 267.37 | 267.36 | 0.01 | 0
2040 | MISO_MI_2_MISO_IN | MISO_MI | MISO_IN | Internal | Summer | B4 | 100 | 2066 | 0 | 177.97 | 177.95 | 0.01 | 0
2040 | MISO_MI_2_MISO_IN | MISO_MI | MISO_IN | Internal | Summer | B5 | 200 | 2066 | 0 | 177.29 | 177.28 | 0.01 | 0
2040 | MISO_MI_2_MISO_IN | MISO_MI | MISO_IN | Internal | Summer | B6 | 300 | 2066 | 0 | 152.3 | 152.29 | 0.01 | 0
2040 | MISO_MI_2_MISO_IN | MISO_MI | MISO_IN | Internal | Summer | B7 | 400 | 2066 | 0 | 152.3 | 152.29 | 0.01 | 0
2040 | MISO_MI_2_MISO_IN | MISO_MI | MISO_IN | Internal | Summer | B8 | 500 | 2066 | 0 | 152.3 | 152.29 | 0.01 | 0
2040 | MISO_MI_2_MISO_IN | MISO_MI | MISO_IN | Internal | Summer | B9 | 800 | 2066 | 1152.22 | 152.28 | 152.29 | 0.01 | 0
2040 | MISO_MI_2_MISO_IN | MISO_MI | MISO_IN | Internal | Summer | B10 | 1262 | 2066 | 635.91 | 104.17 | 104.18 | 0.01 | 0
2040 | MISO_MI_2_MISO_IN | MISO_MI | MISO_IN | Internal | Winter | B16 | 25 | 2066 | 0 | 157.29 | 157.28 | 0.01 | 0
2040 | MISO_MI_2_MISO_IN | MISO_MI | MISO_IN | Internal | Winter | B17 | 100 | 2066 | 298.79 | 157.27 | 157.28 | 0.01 | 0
2040 | MISO_MI_2_MISO_IN | MISO_MI | MISO_IN | Internal | Winter | B18 | 400 | 2066 | 2066 | 156.95 | 157.22 | 0.01 | 0.26
2040 | MISO_MI_2_MISO_IN | MISO_MI | MISO_IN | Internal | Winter | B19 | 700 | 2066 | 1065.85 | 150.63 | 150.64 | 0.01 | 0
2040 | MISO_MI_2_MISO_IN | MISO_MI | MISO_IN | Internal | Winter | B20 | 935 | 2066 | 2066 | 93.5 | 94.38 | 0.01 | 0.87
2040 | MISO_MI_2_MISO_WUMS | MISO_MI | MISO_WUMS | Internal | Shoulder | B11 | 25 | 1440 | 1440 | 153.9 | 154.01 | 0.01 | 0.1
2040 | MISO_MI_2_MISO_WUMS | MISO_MI | MISO_WUMS | Internal | Shoulder | B12 | 200 | 1440 | 0 | 153.9 | 153.9 | 0.01 | 0
2040 | MISO_MI_2_MISO_WUMS | MISO_MI | MISO_WUMS | Internal | Shoulder | B13 | 600 | 1440 | 0 | 151.12 | 151.1 | 0.01 | 0
2040 | MISO_MI_2_MISO_WUMS | MISO_MI | MISO_WUMS | Internal | Shoulder | B14 | 900 | 1440 | 0 | 151.1 | 151.09 | 0.01 | 0
2040 | MISO_MI_2_MISO_WUMS | MISO_MI | MISO_WUMS | Internal | Shoulder | B15 | 1203 | 1440 | 0 | 93.01 | 87.6 | 0.01 | 0
2040 | MISO_MI_2_MISO_WUMS | MISO_MI | MISO_WUMS | Internal | Summer | B1 | 10 | 1440 | 219.06 | 284.23 | 284.24 | 0.01 | 0
2040 | MISO_MI_2_MISO_WUMS | MISO_MI | MISO_WUMS | Internal | Summer | B2 | 25 | 1440 | 160.2 | 283.01 | 283.03 | 0.01 | 0
2040 | MISO_MI_2_MISO_WUMS | MISO_MI | MISO_WUMS | Internal | Summer | B3 | 75 | 1440 | 1182.76 | 267.37 | 267.38 | 0.01 | 0
2040 | MISO_MI_2_MISO_WUMS | MISO_MI | MISO_WUMS | Internal | Summer | B4 | 100 | 1440 | 605.71 | 177.97 | 177.98 | 0.01 | 0
2040 | MISO_MI_2_MISO_WUMS | MISO_MI | MISO_WUMS | Internal | Summer | B5 | 200 | 1440 | 1300.03 | 177.29 | 177.31 | 0.01 | 0
2040 | MISO_MI_2_MISO_WUMS | MISO_MI | MISO_WUMS | Internal | Summer | B6 | 300 | 1440 | 1440 | 152.3 | 169.1 | 0.01 | 16.78
2040 | MISO_MI_2_MISO_WUMS | MISO_MI | MISO_WUMS | Internal | Summer | B7 | 400 | 1440 | 1440 | 152.3 | 154.39 | 0.01 | 2.08
2040 | MISO_MI_2_MISO_WUMS | MISO_MI | MISO_WUMS | Internal | Summer | B8 | 500 | 1440 | 0 | 152.3 | 152.29 | 0.01 | 0
2040 | MISO_MI_2_MISO_WUMS | MISO_MI | MISO_WUMS | Internal | Summer | B9 | 800 | 1440 | 0 | 152.28 | 152.21 | 0.01 | 0
2040 | MISO_MI_2_MISO_WUMS | MISO_MI | MISO_WUMS | Internal | Summer | B10 | 1262 | 1440 | 0 | 104.17 | 104.16 | 0.01 | 0
2040 | MISO_MI_2_MISO_WUMS | MISO_MI | MISO_WUMS | Internal | Winter | B16 | 25 | 1440 | 0 | 157.29 | 157.28 | 0.01 | 0
2040 | MISO_MI_2_MISO_WUMS | MISO_MI | MISO_WUMS | Internal | Winter | B17 | 100 | 1440 | 0 | 157.27 | 157.26 | 0.01 | 0
2040 | MISO_MI_2_MISO_WUMS | MISO_MI | MISO_WUMS | Internal | Winter | B18 | 400 | 1440 | 0 | 156.95 | 156.94 | 0.01 | 0
2040 | MISO_MI_2_MISO_WUMS | MISO_MI | MISO_WUMS | Internal | Winter | B19 | 700 | 1440 | 0 | 150.63 | 150.62 | 0.01 | 0
2040 | MISO_MI_2_MISO_WUMS | MISO_MI | MISO_WUMS | Internal | Winter | B20 | 935 | 1440 | 0 | 93.5 | 88.36 | 0.01 | 0
2040 | MISO_MI_2_PJM_ROR | MISO_MI | PJM_ROR | Internal | Shoulder | B11 | 25 | 1424 | 0 | 153.9 | 153.21 | 2 | 0
2040 | MISO_MI_2_PJM_ROR | MISO_MI | PJM_ROR | Internal | Shoulder | B12 | 200 | 1424 | 0 | 153.9 | 153.83 | 2 | 0
2040 | MISO_MI_2_PJM_ROR | MISO_MI | PJM_ROR | Internal | Shoulder | B13 | 600 | 1424 | 0 | 151.12 | 149.1 | 2 | 0
2040 | MISO_MI_2_PJM_ROR | MISO_MI | PJM_ROR | Internal | Shoulder | B14 | 900 | 1424 | 0 | 151.1 | 149.1 | 2 | 0
2040 | MISO_MI_2_PJM_ROR | MISO_MI | PJM_ROR | Internal | Shoulder | B15 | 1203 | 1424 | 0 | 93.01 | 86.41 | 2 | 0
2040 | MISO_MI_2_PJM_ROR | MISO_MI | PJM_ROR | Internal | Summer | B1 | 10 | 1424 | 0 | 284.23 | 285.01 | 2 | 0
2040 | MISO_MI_2_PJM_ROR | MISO_MI | PJM_ROR | Internal | Summer | B2 | 25 | 1424 | 582.91 | 283.01 | 285.01 | 2 | 0
2040 | MISO_MI_2_PJM_ROR | MISO_MI | PJM_ROR | Internal | Summer | B3 | 75 | 1424 | 1424 | 267.37 | 282.23 | 2 | 12.86
2040 | MISO_MI_2_PJM_ROR | MISO_MI | PJM_ROR | Internal | Summer | B4 | 100 | 1424 | 1424 | 177.97 | 186.48 | 2 | 6.51
2040 | MISO_MI_2_PJM_ROR | MISO_MI | PJM_ROR | Internal | Summer | B5 | 200 | 1424 | 1424 | 177.29 | 182.84 | 2 | 3.55
2040 | MISO_MI_2_PJM_ROR | MISO_MI | PJM_ROR | Internal | Summer | B6 | 300 | 1424 | 1424 | 152.3 | 171.1 | 2 | 16.79
2040 | MISO_MI_2_PJM_ROR | MISO_MI | PJM_ROR | Internal | Summer | B7 | 400 | 1424 | 1424 | 152.3 | 163.96 | 2 | 9.66
2040 | MISO_MI_2_PJM_ROR | MISO_MI | PJM_ROR | Internal | Summer | B8 | 500 | 1424 | 704.1 | 152.3 | 154.3 | 2 | 0
2040 | MISO_MI_2_PJM_ROR | MISO_MI | PJM_ROR | Internal | Summer | B9 | 800 | 1424 | 0 | 152.28 | 152.06 | 2 | 0
2040 | MISO_MI_2_PJM_ROR | MISO_MI | PJM_ROR | Internal | Summer | B10 | 1262 | 1424 | 0 | 104.17 | 106.16 | 2 | 0
2040 | MISO_MI_2_PJM_ROR | MISO_MI | PJM_ROR | Internal | Winter | B16 | 25 | 1424 | 0 | 157.29 | 157.78 | 2 | 0
2040 | MISO_MI_2_PJM_ROR | MISO_MI | PJM_ROR | Internal | Winter | B17 | 100 | 1424 | 0 | 157.27 | 157.78 | 2 | 0
2040 | MISO_MI_2_PJM_ROR | MISO_MI | PJM_ROR | Internal | Winter | B18 | 400 | 1424 | 0 | 156.95 | 154.95 | 2 | 0
2040 | MISO_MI_2_PJM_ROR | MISO_MI | PJM_ROR | Internal | Winter | B19 | 700 | 1424 | 0 | 150.63 | 148.63 | 2 | 0
2040 | MISO_MI_2_PJM_ROR | MISO_MI | PJM_ROR | Internal | Winter | B20 | 935 | 1424 | 0 | 93.5 | 87.12 | 2 | 0
2040 | MISO_MO-IL_2_ENT | MISO_MO-IL | ENT | Internal | Shoulder | B11 | 25 | 2540 | 164.97 | 155.21 | 163.21 | 8 | 0
2040 | MISO_MO-IL_2_ENT | MISO_MO-IL | ENT | Internal | Shoulder | B12 | 200 | 2540 | 0 | 153.9 | 156.63 | 8 | 0
2040 | MISO_MO-IL_2_ENT | MISO_MO-IL | ENT | Internal | Shoulder | B13 | 600 | 2540 | 0 | 153.23 | 156.63 | 8 | 0
2040 | MISO_MO-IL_2_ENT | MISO_MO-IL | ENT | Internal | Shoulder | B14 | 900 | 2540 | 0 | 149.2 | 141.2 | 8 | 0
2040 | MISO_MO-IL_2_ENT | MISO_MO-IL | ENT | Internal | Shoulder | B15 | 1203 | 2540 | 0 | 86.51 | 78.51 | 8 | 0
2040 | MISO_MO-IL_2_ENT | MISO_MO-IL | ENT | Internal | Summer | B1 | 10 | 2540 | 0 | 284.23 | 290.01 | 8 | 0
2040 | MISO_MO-IL_2_ENT | MISO_MO-IL | ENT | Internal | Summer | B2 | 25 | 2540 | 0 | 284.23 | 288.81 | 8 | 0
2040 | MISO_MO-IL_2_ENT | MISO_MO-IL | ENT | Internal | Summer | B3 | 75 | 2540 | 0 | 284.23 | 284.36 | 8 | 0
2040 | MISO_MO-IL_2_ENT | MISO_MO-IL | ENT | Internal | Summer | B4 | 100 | 2540 | 0 | 192.34 | 192.34 | 8 | 0
2040 | MISO_MO-IL_2_ENT | MISO_MO-IL | ENT | Internal | Summer | B5 | 200 | 2540 | 0 | 186.28 | 180.56 | 8 | 0
2040 | MISO_MO-IL_2_ENT | MISO_MO-IL | ENT | Internal | Summer | B6 | 300 | 2540 | 0 | 173.1 | 172.71 | 8 | 0
2040 | MISO_MO-IL_2_ENT | MISO_MO-IL | ENT | Internal | Summer | B7 | 400 | 2540 | 0 | 162.22 | 165.48 | 8 | 0
2040 | MISO_MO-IL_2_ENT | MISO_MO-IL | ENT | Internal | Summer | B8 | 500 | 2540 | 0 | 152.3 | 154.98 | 8 | 0
2040 | MISO_MO-IL_2_ENT | MISO_MO-IL | ENT | Internal | Summer | B9 | 800 | 2540 | 0 | 152.3 | 154.98 | 8 | 0
2040 | MISO_MO-IL_2_ENT | MISO_MO-IL | ENT | Internal | Summer | B10 | 1262 | 2540 | 0 | 104.17 | 96.17 | 8 | 0
2040 | MISO_MO-IL_2_ENT | MISO_MO-IL | ENT | Internal | Winter | B16 | 25 | 2540 | 0 | 157.27 | 160.17 | 8 | 0
2040 | MISO_MO-IL_2_ENT | MISO_MO-IL | ENT | Internal | Winter | B17 | 100 | 2540 | 0 | 157.27 | 160.17 | 8 | 0
2040 | MISO_MO-IL_2_ENT | MISO_MO-IL | ENT | Internal | Winter | B18 | 400 | 2540 | 0 | 157.21 | 157.22 | 8 | 0
2040 | MISO_MO-IL_2_ENT | MISO_MO-IL | ENT | Internal | Winter | B19 | 700 | 2540 | 0 | 150.63 | 144.79 | 8 | 0
2040 | MISO_MO-IL_2_ENT | MISO_MO-IL | ENT | Internal | Winter | B20 | 935 | 2540 | 0 | 87.79 | 79.79 | 8 | 0
2040 | MISO_MO-IL_2_MISO_IN | MISO_MO-IL | MISO_IN | Internal | Shoulder | B11 | 25 | 2633 | 0 | 155.21 | 153.88 | 0.01 | 0
2040 | MISO_MO-IL_2_MISO_IN | MISO_MO-IL | MISO_IN | Internal | Shoulder | B12 | 200 | 2633 | 0 | 153.9 | 153.88 | 0.01 | 0
2040 | MISO_MO-IL_2_MISO_IN | MISO_MO-IL | MISO_IN | Internal | Shoulder | B13 | 600 | 2633 | 260.23 | 153.23 | 153.24 | 0.01 | 0
2040 | MISO_MO-IL_2_MISO_IN | MISO_MO-IL | MISO_IN | Internal | Shoulder | B14 | 900 | 2633 | 2633 | 149.2 | 151.1 | 0.01 | 1.9
2040 | MISO_MO-IL_2_MISO_IN | MISO_MO-IL | MISO_IN | Internal | Shoulder | B15 | 1203 | 2633 | 2633 | 86.51 | 93.02 | 0.01 | 6.5
2040 | MISO_MO-IL_2_MISO_IN | MISO_MO-IL | MISO_IN | Internal | Summer | B1 | 10 | 2633 | 0 | 284.23 | 284.22 | 0.01 | 0
2040 | MISO_MO-IL_2_MISO_IN | MISO_MO-IL | MISO_IN | Internal | Summer | B2 | 25 | 2633 | 0 | 284.23 | 283 | 0.01 | 0
2040 | MISO_MO-IL_2_MISO_IN | MISO_MO-IL | MISO_IN | Internal | Summer | B3 | 75 | 2633 | 0 | 284.23 | 267.36 | 0.01 | 0
2040 | MISO_MO-IL_2_MISO_IN | MISO_MO-IL | MISO_IN | Internal | Summer | B4 | 100 | 2633 | 0 | 192.34 | 177.95 | 0.01 | 0
2040 | MISO_MO-IL_2_MISO_IN | MISO_MO-IL | MISO_IN | Internal | Summer | B5 | 200 | 2633 | 0 | 186.28 | 177.28 | 0.01 | 0
2040 | MISO_MO-IL_2_MISO_IN | MISO_MO-IL | MISO_IN | Internal | Summer | B6 | 300 | 2633 | 0 | 173.1 | 152.29 | 0.01 | 0
2040 | MISO_MO-IL_2_MISO_IN | MISO_MO-IL | MISO_IN | Internal | Summer | B7 | 400 | 2633 | 0 | 162.22 | 152.29 | 0.01 | 0
2040 | MISO_MO-IL_2_MISO_IN | MISO_MO-IL | MISO_IN | Internal | Summer | B8 | 500 | 2633 | 0 | 152.3 | 152.29 | 0.01 | 0
2040 | MISO_MO-IL_2_MISO_IN | MISO_MO-IL | MISO_IN | Internal | Summer | B9 | 800 | 2633 | 0 | 152.3 | 152.29 | 0.01 | 0
2040 | MISO_MO-IL_2_MISO_IN | MISO_MO-IL | MISO_IN | Internal | Summer | B10 | 1262 | 2633 | 2451.14 | 104.17 | 104.18 | 0.01 | 0
2040 | MISO_MO-IL_2_MISO_IN | MISO_MO-IL | MISO_IN | Internal | Winter | B16 | 25 | 2633 | 690.94 | 157.27 | 157.28 | 0.01 | 0
2040 | MISO_MO-IL_2_MISO_IN | MISO_MO-IL | MISO_IN | Internal | Winter | B17 | 100 | 2633 | 987.76 | 157.27 | 157.28 | 0.01 | 0
2040 | MISO_MO-IL_2_MISO_IN | MISO_MO-IL | MISO_IN | Internal | Winter | B18 | 400 | 2633 | 1633.7 | 157.21 | 157.22 | 0.01 | 0
2040 | MISO_MO-IL_2_MISO_IN | MISO_MO-IL | MISO_IN | Internal | Winter | B19 | 700 | 2633 | 1952.04 | 150.63 | 150.64 | 0.01 | 0
2040 | MISO_MO-IL_2_MISO_IN | MISO_MO-IL | MISO_IN | Internal | Winter | B20 | 935 | 2633 | 2633 | 87.79 | 94.38 | 0.01 | 6.58
2040 | MISO_MO-IL_2_MISO_W | MISO_MO-IL | MISO_W | Internal | Shoulder | B11 | 25 | 1075 | 0 | 155.21 | 155.2 | 0.01 | 0
2040 | MISO_MO-IL_2_MISO_W | MISO_MO-IL | MISO_W | Internal | Shoulder | B12 | 200 | 1075 | 0 | 153.9 | 153.88 | 0.01 | 0
2040 | MISO_MO-IL_2_MISO_W | MISO_MO-IL | MISO_W | Internal | Shoulder | B13 | 600 | 1075 | 0 | 153.23 | 147.1 | 0.01 | 0
2040 | MISO_MO-IL_2_MISO_W | MISO_MO-IL | MISO_W | Internal | Shoulder | B14 | 900 | 1075 | 0 | 149.2 | 103.96 | 0.01 | 0
2040 | MISO_MO-IL_2_MISO_W | MISO_MO-IL | MISO_W | Internal | Shoulder | B15 | 1203 | 1075 | 0 | 86.51 | 72.05 | 0.01 | 0
2040 | MISO_MO-IL_2_MISO_W | MISO_MO-IL | MISO_W | Internal | Summer | B1 | 10 | 1075 | 1075 | 284.23 | 284.48 | 0.01 | 0.24
2040 | MISO_MO-IL_2_MISO_W | MISO_MO-IL | MISO_W | Internal | Summer | B2 | 25 | 1075 | 0 | 284.23 | 284.22 | 0.01 | 0
2040 | MISO_MO-IL_2_MISO_W | MISO_MO-IL | MISO_W | Internal | Summer | B3 | 75 | 1075 | 1075 | 284.23 | 284.36 | 0.01 | 0.12
2040 | MISO_MO-IL_2_MISO_W | MISO_MO-IL | MISO_W | Internal | Summer | B4 | 100 | 1075 | 1063.9 | 192.34 | 192.35 | 0.01 | 0
2040 | MISO_MO-IL_2_MISO_W | MISO_MO-IL | MISO_W | Internal | Summer | B5 | 200 | 1075 | 1075 | 186.28 | 191.47 | 0.01 | 5.18
2040 | MISO_MO-IL_2_MISO_W | MISO_MO-IL | MISO_W | Internal | Summer | B6 | 300 | 1075 | 1075 | 173.1 | 181.19 | 0.01 | 8.08
2040 | MISO_MO-IL_2_MISO_W | MISO_MO-IL | MISO_W | Internal | Summer | B7 | 400 | 1075 | 98.45 | 162.22 | 162.23 | 0.01 | 0
2040 | MISO_MO-IL_2_MISO_W | MISO_MO-IL | MISO_W | Internal | Summer | B8 | 500 | 1075 | 0 | 152.3 | 152.29 | 0.01 | 0
2040 | MISO_MO-IL_2_MISO_W | MISO_MO-IL | MISO_W | Internal | Summer | B9 | 800 | 1075 | 0 | 152.3 | 152.19 | 0.01 | 0
2040 | MISO_MO-IL_2_MISO_W | MISO_MO-IL | MISO_W | Internal | Summer | B10 | 1262 | 1075 | 0 | 104.17 | 85.18 | 0.01 | 0
2040 | MISO_MO-IL_2_MISO_W | MISO_MO-IL | MISO_W | Internal | Winter | B16 | 25 | 1075 | 0 | 157.27 | 139.8 | 0.01 | 0
2040 | MISO_MO-IL_2_MISO_W | MISO_MO-IL | MISO_W | Internal | Winter | B17 | 100 | 1075 | 0 | 157.27 | 118.81 | 0.01 | 0
2040 | MISO_MO-IL_2_MISO_W | MISO_MO-IL | MISO_W | Internal | Winter | B18 | 400 | 1075 | 0 | 157.21 | 145.21 | 0.01 | 0
2040 | MISO_MO-IL_2_MISO_W | MISO_MO-IL | MISO_W | Internal | Winter | B19 | 700 | 1075 | 0 | 150.63 | 139.8 | 0.01 | 0
2040 | MISO_MO-IL_2_MISO_W | MISO_MO-IL | MISO_W | Internal | Winter | B20 | 935 | 1075 | 0 | 87.79 | 78.5 | 0.01 | 0
2040 | MISO_MO-IL_2_PJM_ROR | MISO_MO-IL | PJM_ROR | Internal | Shoulder | B11 | 25 | 1212 | 0 | 155.21 | 153.21 | 2 | 0
2040 | MISO_MO-IL_2_PJM_ROR | MISO_MO-IL | PJM_ROR | Internal | Shoulder | B12 | 200 | 1212 | 0 | 153.9 | 153.83 | 2 | 0
2040 | MISO_MO-IL_2_PJM_ROR | MISO_MO-IL | PJM_ROR | Internal | Shoulder | B13 | 600 | 1212 | 0 | 153.23 | 149.1 | 2 | 0
2040 | MISO_MO-IL_2_PJM_ROR | MISO_MO-IL | PJM_ROR | Internal | Shoulder | B14 | 900 | 1212 | 0 | 149.2 | 149.1 | 2 | 0
2040 | MISO_MO-IL_2_PJM_ROR | MISO_MO-IL | PJM_ROR | Internal | Shoulder | B15 | 1203 | 1212 | 0 | 86.51 | 86.41 | 2 | 0
2040 | MISO_MO-IL_2_PJM_ROR | MISO_MO-IL | PJM_ROR | Internal | Summer | B1 | 10 | 1212 | 0 | 284.23 | 285.01 | 2 | 0
2040 | MISO_MO-IL_2_PJM_ROR | MISO_MO-IL | PJM_ROR | Internal | Summer | B2 | 25 | 1212 | 0 | 284.23 | 285.01 | 2 | 0
2040 | MISO_MO-IL_2_PJM_ROR | MISO_MO-IL | PJM_ROR | Internal | Summer | B3 | 75 | 1212 | 0 | 284.23 | 282.23 | 2 | 0
2040 | MISO_MO-IL_2_PJM_ROR | MISO_MO-IL | PJM_ROR | Internal | Summer | B4 | 100 | 1212 | 0 | 192.34 | 186.48 | 2 | 0
2040 | MISO_MO-IL_2_PJM_ROR | MISO_MO-IL | PJM_ROR | Internal | Summer | B5 | 200 | 1212 | 0 | 186.28 | 182.84 | 2 | 0
2040 | MISO_MO-IL_2_PJM_ROR | MISO_MO-IL | PJM_ROR | Internal | Summer | B6 | 300 | 1212 | 0 | 173.1 | 171.1 | 2 | 0
2040 | MISO_MO-IL_2_PJM_ROR | MISO_MO-IL | PJM_ROR | Internal | Summer | B7 | 400 | 1212 | 0 | 162.22 | 163.96 | 2 | 0
2040 | MISO_MO-IL_2_PJM_ROR | MISO_MO-IL | PJM_ROR | Internal | Summer | B8 | 500 | 1212 | 479.66 | 152.3 | 154.3 | 2 | 0
2040 | MISO_MO-IL_2_PJM_ROR | MISO_MO-IL | PJM_ROR | Internal | Summer | B9 | 800 | 1212 | 0 | 152.3 | 152.06 | 2 | 0
2040 | MISO_MO-IL_2_PJM_ROR | MISO_MO-IL | PJM_ROR | Internal | Summer | B10 | 1262 | 1212 | 0 | 104.17 | 106.16 | 2 | 0
2040 | MISO_MO-IL_2_PJM_ROR | MISO_MO-IL | PJM_ROR | Internal | Winter | B16 | 25 | 1212 | 0 | 157.27 | 157.78 | 2 | 0
2040 | MISO_MO-IL_2_PJM_ROR | MISO_MO-IL | PJM_ROR | Internal | Winter | B17 | 100 | 1212 | 0 | 157.27 | 157.78 | 2 | 0
2040 | MISO_MO-IL_2_PJM_ROR | MISO_MO-IL | PJM_ROR | Internal | Winter | B18 | 400 | 1212 | 0 | 157.21 | 154.95 | 2 | 0
2040 | MISO_MO-IL_2_PJM_ROR | MISO_MO-IL | PJM_ROR | Internal | Winter | B19 | 700 | 1212 | 0 | 150.63 | 148.63 | 2 | 0
2040 | MISO_MO-IL_2_PJM_ROR | MISO_MO-IL | PJM_ROR | Internal | Winter | B20 | 935 | 1212 | 0 | 87.79 | 87.12 | 2 | 0
2040 | MISO_MO-IL_2_TVA_Transmission | MISO_MO-IL | TVA_Transmission | Internal | Shoulder | B11 | 25 | 4000 | 0 | 155.21 | 159.21 | 8 | 0
2040 | MISO_MO-IL_2_TVA_Transmission | MISO_MO-IL | TVA_Transmission | Internal | Shoulder | B12 | 200 | 4000 | 0 | 153.9 | 151.85 | 8 | 0
2040 | MISO_MO-IL_2_TVA_Transmission | MISO_MO-IL | TVA_Transmission | Internal | Shoulder | B13 | 600 | 4000 | 0 | 153.23 | 149.1 | 8 | 0
2040 | MISO_MO-IL_2_TVA_Transmission | MISO_MO-IL | TVA_Transmission | Internal | Shoulder | B14 | 900 | 4000 | 0 | 149.2 | 149.1 | 8 | 0
2040 | MISO_MO-IL_2_TVA_Transmission | MISO_MO-IL | TVA_Transmission | Internal | Shoulder | B15 | 1203 | 4000 | 0 | 86.51 | 87.17 | 8 | 0
2040 | MISO_MO-IL_2_TVA_Transmission | MISO_MO-IL | TVA_Transmission | Internal | Summer | B1 | 10 | 4000 | 543.54 | 284.23 | 292.23 | 8 | 0
2040 | MISO_MO-IL_2_TVA_Transmission | MISO_MO-IL | TVA_Transmission | Internal | Summer | B2 | 25 | 4000 | 0 | 284.23 | 291.01 | 8 | 0
2040 | MISO_MO-IL_2_TVA_Transmission | MISO_MO-IL | TVA_Transmission | Internal | Summer | B3 | 75 | 4000 | 0 | 284.23 | 283.36 | 8 | 0
2040 | MISO_MO-IL_2_TVA_Transmission | MISO_MO-IL | TVA_Transmission | Internal | Summer | B4 | 100 | 4000 | 0 | 192.34 | 183.34 | 8 | 0
2040 | MISO_MO-IL_2_TVA_Transmission | MISO_MO-IL | TVA_Transmission | Internal | Summer | B5 | 200 | 4000 | 0 | 186.28 | 177.28 | 8 | 0
2040 | MISO_MO-IL_2_TVA_Transmission | MISO_MO-IL | TVA_Transmission | Internal | Summer | B6 | 300 | 4000 | 0 | 173.1 | 164.1 | 8 | 0
2040 | MISO_MO-IL_2_TVA_Transmission | MISO_MO-IL | TVA_Transmission | Internal | Summer | B7 | 400 | 4000 | 0 | 162.22 | 157.37 | 8 | 0
2040 | MISO_MO-IL_2_TVA_Transmission | MISO_MO-IL | TVA_Transmission | Internal | Summer | B8 | 500 | 4000 | 0 | 152.3 | 156.47 | 8 | 0
2040 | MISO_MO-IL_2_TVA_Transmission | MISO_MO-IL | TVA_Transmission | Internal | Summer | B9 | 800 | 4000 | 0 | 152.3 | 156.47 | 8 | 0
2040 | MISO_MO-IL_2_TVA_Transmission | MISO_MO-IL | TVA_Transmission | Internal | Summer | B10 | 1262 | 4000 | 0 | 104.17 | 96.17 | 8 | 0
2040 | MISO_MO-IL_2_TVA_Transmission | MISO_MO-IL | TVA_Transmission | Internal | Winter | B16 | 25 | 4000 | 0 | 157.27 | 163.13 | 8 | 0
2040 | MISO_MO-IL_2_TVA_Transmission | MISO_MO-IL | TVA_Transmission | Internal | Winter | B17 | 100 | 4000 | 0 | 157.27 | 161.26 | 8 | 0
2040 | MISO_MO-IL_2_TVA_Transmission | MISO_MO-IL | TVA_Transmission | Internal | Winter | B18 | 400 | 4000 | 0 | 157.21 | 148.63 | 8 | 0
2040 | MISO_MO-IL_2_TVA_Transmission | MISO_MO-IL | TVA_Transmission | Internal | Winter | B19 | 700 | 4000 | 0 | 150.63 | 148.4 | 8 | 0
2040 | MISO_MO-IL_2_TVA_Transmission | MISO_MO-IL | TVA_Transmission | Internal | Winter | B20 | 935 | 4000 | 0 | 87.79 | 90.01 | 8 | 0
2040 | MISO_W_2_IESO | MISO_W | IESO | Internal | Shoulder | B11 | 25 | 90 | 0 | 155.2 | 86.01 | 8 | 0
2040 | MISO_W_2_IESO | MISO_W | IESO | Internal | Shoulder | B12 | 200 | 90 | 0 | 153.88 | 93.1 | 8 | 0
2040 | MISO_W_2_IESO | MISO_W | IESO | Internal | Shoulder | B13 | 600 | 90 | 0 | 147.1 | 86.01 | 8 | 0
2040 | MISO_W_2_IESO | MISO_W | IESO | Internal | Shoulder | B14 | 900 | 90 | 0 | 103.96 | 86.01 | 8 | 0
2040 | MISO_W_2_IESO | MISO_W | IESO | Internal | Shoulder | B15 | 1203 | 90 | 90 | 72.05 | 86.01 | 8 | 5.97
2040 | MISO_W_2_IESO | MISO_W | IESO | Internal | Summer | B1 | 10 | 90 | 0 | 284.48 | 165.33 | 8 | 0
2040 | MISO_W_2_IESO | MISO_W | IESO | Internal | Summer | B2 | 25 | 90 | 0 | 284.22 | 166.05 | 8 | 0
2040 | MISO_W_2_IESO | MISO_W | IESO | Internal | Summer | B3 | 75 | 90 | 0 | 284.36 | 165.33 | 8 | 0
2040 | MISO_W_2_IESO | MISO_W | IESO | Internal | Summer | B4 | 100 | 90 | 0 | 192.35 | 165.33 | 8 | 0
2040 | MISO_W_2_IESO | MISO_W | IESO | Internal | Summer | B5 | 200 | 90 | 0 | 191.47 | 89.87 | 8 | 0
2040 | MISO_W_2_IESO | MISO_W | IESO | Internal | Summer | B6 | 300 | 90 | 0 | 181.19 | 81.21 | 8 | 0
2040 | MISO_W_2_IESO | MISO_W | IESO | Internal | Summer | B7 | 400 | 90 | 0 | 162.23 | 81.21 | 8 | 0
2040 | MISO_W_2_IESO | MISO_W | IESO | Internal | Summer | B8 | 500 | 90 | 0 | 152.29 | 81.21 | 8 | 0
2040 | MISO_W_2_IESO | MISO_W | IESO | Internal | Summer | B9 | 800 | 90 | 0 | 152.19 | 81.21 | 8 | 0
2040 | MISO_W_2_IESO | MISO_W | IESO | Internal | Summer | B10 | 1262 | 90 | 0 | 85.18 | 81.21 | 8 | 0
2040 | MISO_W_2_IESO | MISO_W | IESO | Internal | Winter | B16 | 25 | 90 | 0 | 139.8 | 86.5 | 8 | 0
2040 | MISO_W_2_IESO | MISO_W | IESO | Internal | Winter | B17 | 100 | 90 | 0 | 118.81 | 86.5 | 8 | 0
2040 | MISO_W_2_IESO | MISO_W | IESO | Internal | Winter | B18 | 400 | 90 | 0 | 145.21 | 86.5 | 8 | 0
2040 | MISO_W_2_IESO | MISO_W | IESO | Internal | Winter | B19 | 700 | 90 | 0 | 139.8 | 86.5 | 8 | 0
2040 | MISO_W_2_IESO | MISO_W | IESO | Internal | Winter | B20 | 935 | 90 | 11.81 | 78.5 | 86.5 | 8 | 0
2040 | MISO_W_2_MAPP_CA | MISO_W | MAPP_CA | Internal | Shoulder | B11 | 25 | 926 | 0 | 155.2 | 72.05 | 0.01 | 0
2040 | MISO_W_2_MAPP_CA | MISO_W | MAPP_CA | Internal | Shoulder | B12 | 200 | 926 | 0 | 153.88 | 72.05 | 0.01 | 0
2040 | MISO_W_2_MAPP_CA | MISO_W | MAPP_CA | Internal | Shoulder | B13 | 600 | 926 | 0 | 147.1 | 72.05 | 0.01 | 0
2040 | MISO_W_2_MAPP_CA | MISO_W | MAPP_CA | Internal | Shoulder | B14 | 900 | 926 | 0 | 103.96 | 72.05 | 0.01 | 0
2040 | MISO_W_2_MAPP_CA | MISO_W | MAPP_CA | Internal | Shoulder | B15 | 1203 | 926 | 0 | 72.05 | 72.05 | 0.01 | 0
2040 | MISO_W_2_MAPP_CA | MISO_W | MAPP_CA | Internal | Summer | B1 | 10 | 926 | 0 | 284.48 | 85.17 | 0.01 | 0
2040 | MISO_W_2_MAPP_CA | MISO_W | MAPP_CA | Internal | Summer | B2 | 25 | 926 | 0 | 284.22 | 85.17 | 0.01 | 0
2040 | MISO_W_2_MAPP_CA | MISO_W | MAPP_CA | Internal | Summer | B3 | 75 | 926 | 0 | 284.36 | 85.17 | 0.01 | 0
2040 | MISO_W_2_MAPP_CA | MISO_W | MAPP_CA | Internal | Summer | B4 | 100 | 926 | 0 | 192.35 | 85.17 | 0.01 | 0
2040 | MISO_W_2_MAPP_CA | MISO_W | MAPP_CA | Internal | Summer | B5 | 200 | 926 | 0 | 191.47 | 85.17 | 0.01 | 0
2040 | MISO_W_2_MAPP_CA | MISO_W | MAPP_CA | Internal | Summer | B6 | 300 | 926 | 0 | 181.19 | 85.17 | 0.01 | 0
2040 | MISO_W_2_MAPP_CA | MISO_W | MAPP_CA | Internal | Summer | B7 | 400 | 926 | 0 | 162.23 | 85.17 | 0.01 | 0
2040 | MISO_W_2_MAPP_CA | MISO_W | MAPP_CA | Internal | Summer | B8 | 500 | 926 | 0 | 152.29 | 85.17 | 0.01 | 0
2040 | MISO_W_2_MAPP_CA | MISO_W | MAPP_CA | Internal | Summer | B9 | 800 | 926 | 0 | 152.19 | 85.17 | 0.01 | 0
2040 | MISO_W_2_MAPP_CA | MISO_W | MAPP_CA | Internal | Summer | B10 | 1262 | 926 | 0 | 85.18 | 85.17 | 0.01 | 0
2040 | MISO_W_2_MAPP_CA | MISO_W | MAPP_CA | Internal | Winter | B16 | 25 | 926 | 0 | 139.8 | 78.5 | 0.01 | 0
2040 | MISO_W_2_MAPP_CA | MISO_W | MAPP_CA | Internal | Winter | B17 | 100 | 926 | 0 | 118.81 | 78.5 | 0.01 | 0
2040 | MISO_W_2_MAPP_CA | MISO_W | MAPP_CA | Internal | Winter | B18 | 400 | 926 | 0 | 145.21 | 78.5 | 0.01 | 0
2040 | MISO_W_2_MAPP_CA | MISO_W | MAPP_CA | Internal | Winter | B19 | 700 | 926 | 0 | 139.8 | 78.5 | 0.01 | 0
2040 | MISO_W_2_MAPP_CA | MISO_W | MAPP_CA | Internal | Winter | B20 | 935 | 926 | 0 | 78.5 | 78.5 | 0.01 | 0
2040 | MISO_W_2_MISO_MO-IL | MISO_W | MISO_MO-IL | Internal | Shoulder | B11 | 25 | 3915 | 945.88 | 155.2 | 155.21 | 0.01 | 0
2040 | MISO_W_2_MISO_MO-IL | MISO_W | MISO_MO-IL | Internal | Shoulder | B12 | 200 | 3915 | 3246.96 | 153.88 | 153.9 | 0.01 | 0
2040 | MISO_W_2_MISO_MO-IL | MISO_W | MISO_MO-IL | Internal | Shoulder | B13 | 600 | 3915 | 3915 | 147.1 | 153.23 | 0.01 | 6.11
2040 | MISO_W_2_MISO_MO-IL | MISO_W | MISO_MO-IL | Internal | Shoulder | B14 | 900 | 3915 | 3915 | 103.96 | 149.2 | 0.01 | 45.22
2040 | MISO_W_2_MISO_MO-IL | MISO_W | MISO_MO-IL | Internal | Shoulder | B15 | 1203 | 3915 | 3915 | 72.05 | 86.51 | 0.01 | 14.45
2040 | MISO_W_2_MISO_MO-IL | MISO_W | MISO_MO-IL | Internal | Summer | B1 | 10 | 3915 | 0 | 284.48 | 284.23 | 0.01 | 0
2040 | MISO_W_2_MISO_MO-IL | MISO_W | MISO_MO-IL | Internal | Summer | B2 | 25 | 3915 | 1226.84 | 284.22 | 284.23 | 0.01 | 0
2040 | MISO_W_2_MISO_MO-IL | MISO_W | MISO_MO-IL | Internal | Summer | B3 | 75 | 3915 | 0 | 284.36 | 284.23 | 0.01 | 0
2040 | MISO_W_2_MISO_MO-IL | MISO_W | MISO_MO-IL | Internal | Summer | B4 | 100 | 3915 | 0 | 192.35 | 192.34 | 0.01 | 0
2040 | MISO_W_2_MISO_MO-IL | MISO_W | MISO_MO-IL | Internal | Summer | B5 | 200 | 3915 | 0 | 191.47 | 186.28 | 0.01 | 0
2040 | MISO_W_2_MISO_MO-IL | MISO_W | MISO_MO-IL | Internal | Summer | B6 | 300 | 3915 | 0 | 181.19 | 173.1 | 0.01 | 0
2040 | MISO_W_2_MISO_MO-IL | MISO_W | MISO_MO-IL | Internal | Summer | B7 | 400 | 3915 | 0 | 162.23 | 162.22 | 0.01 | 0
2040 | MISO_W_2_MISO_MO-IL | MISO_W | MISO_MO-IL | Internal | Summer | B8 | 500 | 3915 | 3155.79 | 152.29 | 152.3 | 0.01 | 0
2040 | MISO_W_2_MISO_MO-IL | MISO_W | MISO_MO-IL | Internal | Summer | B9 | 800 | 3915 | 3915 | 152.19 | 152.3 | 0.01 | 0.1
2040 | MISO_W_2_MISO_MO-IL | MISO_W | MISO_MO-IL | Internal | Summer | B10 | 1262 | 3915 | 3915 | 85.18 | 104.17 | 0.01 | 18.98
2040 | MISO_W_2_MISO_MO-IL | MISO_W | MISO_MO-IL | Internal | Winter | B16 | 25 | 3915 | 3915 | 139.8 | 157.27 | 0.01 | 17.46
2040 | MISO_W_2_MISO_MO-IL | MISO_W | MISO_MO-IL | Internal | Winter | B17 | 100 | 3915 | 3915 | 118.81 | 157.27 | 0.01 | 38.44
2040 | MISO_W_2_MISO_MO-IL | MISO_W | MISO_MO-IL | Internal | Winter | B18 | 400 | 3915 | 3915 | 145.21 | 157.21 | 0.01 | 11.99
2040 | MISO_W_2_MISO_MO-IL | MISO_W | MISO_MO-IL | Internal | Winter | B19 | 700 | 3915 | 3915 | 139.8 | 150.63 | 0.01 | 10.82
2040 | MISO_W_2_MISO_MO-IL | MISO_W | MISO_MO-IL | Internal | Winter | B20 | 935 | 3915 | 3915 | 78.5 | 87.79 | 0.01 | 9.28
2040 | MISO_W_2_MISO_WUMS | MISO_W | MISO_WUMS | Internal | Shoulder | B11 | 25 | 1732 | 0 | 155.2 | 154.01 | 0.01 | 0
2040 | MISO_W_2_MISO_WUMS | MISO_W | MISO_WUMS | Internal | Shoulder | B12 | 200 | 1732 | 1641.64 | 153.88 | 153.9 | 0.01 | 0
2040 | MISO_W_2_MISO_WUMS | MISO_W | MISO_WUMS | Internal | Shoulder | B13 | 600 | 1732 | 1732 | 147.1 | 151.1 | 0.01 | 3.99
2040 | MISO_W_2_MISO_WUMS | MISO_W | MISO_WUMS | Internal | Shoulder | B14 | 900 | 1732 | 1732 | 103.96 | 151.09 | 0.01 | 47.12
2040 | MISO_W_2_MISO_WUMS | MISO_W | MISO_WUMS | Internal | Shoulder | B15 | 1203 | 1732 | 1732 | 72.05 | 87.6 | 0.01 | 15.54
2040 | MISO_W_2_MISO_WUMS | MISO_W | MISO_WUMS | Internal | Summer | B1 | 10 | 1732 | 0 | 284.48 | 284.24 | 0.01 | 0
2040 | MISO_W_2_MISO_WUMS | MISO_W | MISO_WUMS | Internal | Summer | B2 | 25 | 1732 | 0 | 284.22 | 283.03 | 0.01 | 0
2040 | MISO_W_2_MISO_WUMS | MISO_W | MISO_WUMS | Internal | Summer | B3 | 75 | 1732 | 0 | 284.36 | 267.38 | 0.01 | 0
2040 | MISO_W_2_MISO_WUMS | MISO_W | MISO_WUMS | Internal | Summer | B4 | 100 | 1732 | 0 | 192.35 | 177.98 | 0.01 | 0
2040 | MISO_W_2_MISO_WUMS | MISO_W | MISO_WUMS | Internal | Summer | B5 | 200 | 1732 | 0 | 191.47 | 177.31 | 0.01 | 0
2040 | MISO_W_2_MISO_WUMS | MISO_W | MISO_WUMS | Internal | Summer | B6 | 300 | 1732 | 0 | 181.19 | 169.1 | 0.01 | 0
2040 | MISO_W_2_MISO_WUMS | MISO_W | MISO_WUMS | Internal | Summer | B7 | 400 | 1732 | 0 | 162.23 | 154.39 | 0.01 | 0
2040 | MISO_W_2_MISO_WUMS | MISO_W | MISO_WUMS | Internal | Summer | B8 | 500 | 1732 | 0 | 152.29 | 152.29 | 0.01 | 0
2040 | MISO_W_2_MISO_WUMS | MISO_W | MISO_WUMS | Internal | Summer | B9 | 800 | 1732 | 547.3 | 152.19 | 152.21 | 0.01 | 0
2040 | MISO_W_2_MISO_WUMS | MISO_W | MISO_WUMS | Internal | Summer | B10 | 1262 | 1732 | 1732 | 85.18 | 104.16 | 0.01 | 18.97
2040 | MISO_W_2_MISO_WUMS | MISO_W | MISO_WUMS | Internal | Winter | B16 | 25 | 1732 | 1732 | 139.8 | 157.28 | 0.01 | 17.47
2040 | MISO_W_2_MISO_WUMS | MISO_W | MISO_WUMS | Internal | Winter | B17 | 100 | 1732 | 1732 | 118.81 | 157.26 | 0.01 | 38.43
2040 | MISO_W_2_MISO_WUMS | MISO_W | MISO_WUMS | Internal | Winter | B18 | 400 | 1732 | 1732 | 145.21 | 156.94 | 0.01 | 11.71
2040 | MISO_W_2_MISO_WUMS | MISO_W | MISO_WUMS | Internal | Winter | B19 | 700 | 1732 | 1732 | 139.8 | 150.62 | 0.01 | 10.81
2040 | MISO_W_2_MISO_WUMS | MISO_W | MISO_WUMS | Internal | Winter | B20 | 935 | 1732 | 1732 | 78.5 | 88.36 | 0.01 | 9.86
2040 | MISO_W_2_NE | MISO_W | NE | Internal | Shoulder | B11 | 25 | 2800 | 0 | 155.2 | 158.2 | 7 | 0
2040 | MISO_W_2_NE | MISO_W | NE | Internal | Shoulder | B12 | 200 | 2800 | 0 | 153.88 | 156.45 | 7 | 0
2040 | MISO_W_2_NE | MISO_W | NE | Internal | Shoulder | B13 | 600 | 2800 | 0 | 147.1 | 151.64 | 7 | 0
2040 | MISO_W_2_NE | MISO_W | NE | Internal | Shoulder | B14 | 900 | 2800 | 211.64 | 103.96 | 110.96 | 7 | 0
2040 | MISO_W_2_NE | MISO_W | NE | Internal | Shoulder | B15 | 1203 | 2800 | 108.22 | 72.05 | 79.05 | 7 | 0
2040 | MISO_W_2_NE | MISO_W | NE | Internal | Summer | B1 | 10 | 2800 | 0 | 284.48 | 284.48 | 7 | 0
2040 | MISO_W_2_NE | MISO_W | NE | Internal | Summer | B2 | 25 | 2800 | 0 | 284.22 | 284.22 | 7 | 0
2040 | MISO_W_2_NE | MISO_W | NE | Internal | Summer | B3 | 75 | 2800 | 0 | 284.36 | 284.36 | 7 | 0
2040 | MISO_W_2_NE | MISO_W | NE | Internal | Summer | B4 | 100 | 2800 | 0 | 192.35 | 192.35 | 7 | 0
2040 | MISO_W_2_NE | MISO_W | NE | Internal | Summer | B5 | 200 | 2800 | 0 | 191.47 | 191.47 | 7 | 0
2040 | MISO_W_2_NE | MISO_W | NE | Internal | Summer | B6 | 300 | 2800 | 0 | 181.19 | 181.19 | 7 | 0
2040 | MISO_W_2_NE | MISO_W | NE | Internal | Summer | B7 | 400 | 2800 | 0 | 162.23 | 169.22 | 7 | 0
2040 | MISO_W_2_NE | MISO_W | NE | Internal | Summer | B8 | 500 | 2800 | 0 | 152.29 | 155.85 | 7 | 0
2040 | MISO_W_2_NE | MISO_W | NE | Internal | Summer | B9 | 800 | 2800 | 0 | 152.19 | 155.25 | 7 | 0
2040 | MISO_W_2_NE | MISO_W | NE | Internal | Summer | B10 | 1262 | 2800 | 752.32 | 85.18 | 92.18 | 7 | 0
2040 | MISO_W_2_NE | MISO_W | NE | Internal | Winter | B16 | 25 | 2800 | 2800 | 139.8 | 152.26 | 7 | 5.46
2040 | MISO_W_2_NE | MISO_W | NE | Internal | Winter | B17 | 100 | 2800 | 551.11 | 118.81 | 125.81 | 7 | 0
2040 | MISO_W_2_NE | MISO_W | NE | Internal | Winter | B18 | 400 | 2800 | 55.85 | 145.21 | 152.21 | 7 | 0
2040 | MISO_W_2_NE | MISO_W | NE | Internal | Winter | B19 | 700 | 2800 | 0 | 139.8 | 139.8 | 7 | 0
2040 | MISO_W_2_NE | MISO_W | NE | Internal | Winter | B20 | 935 | 2800 | 0 | 78.5 | 82.49 | 7 | 0
2040 | MISO_W_2_PJM_ROR | MISO_W | PJM_ROR | Internal | Shoulder | B11 | 25 | 773 | 0 | 155.2 | 153.21 | 2 | 0
2040 | MISO_W_2_PJM_ROR | MISO_W | PJM_ROR | Internal | Shoulder | B12 | 200 | 773 | 0 | 153.88 | 153.83 | 2 | 0
2040 | MISO_W_2_PJM_ROR | MISO_W | PJM_ROR | Internal | Shoulder | B13 | 600 | 773 | 526.51 | 147.1 | 149.1 | 2 | 0
2040 | MISO_W_2_PJM_ROR | MISO_W | PJM_ROR | Internal | Shoulder | B14 | 900 | 773 | 773 | 103.96 | 149.1 | 2 | 43.14
2040 | MISO_W_2_PJM_ROR | MISO_W | PJM_ROR | Internal | Shoulder | B15 | 1203 | 773 | 773 | 72.05 | 86.41 | 2 | 12.37
2040 | MISO_W_2_PJM_ROR | MISO_W | PJM_ROR | Internal | Summer | B1 | 10 | 773 | 0 | 284.48 | 285.01 | 2 | 0
2040 | MISO_W_2_PJM_ROR | MISO_W | PJM_ROR | Internal | Summer | B2 | 25 | 773 | 0 | 284.22 | 285.01 | 2 | 0
2040 | MISO_W_2_PJM_ROR | MISO_W | PJM_ROR | Internal | Summer | B3 | 75 | 773 | 0 | 284.36 | 282.23 | 2 | 0
2040 | MISO_W_2_PJM_ROR | MISO_W | PJM_ROR | Internal | Summer | B4 | 100 | 773 | 0 | 192.35 | 186.48 | 2 | 0
2040 | MISO_W_2_PJM_ROR | MISO_W | PJM_ROR | Internal | Summer | B5 | 200 | 773 | 0 | 191.47 | 182.84 | 2 | 0
2040 | MISO_W_2_PJM_ROR | MISO_W | PJM_ROR | Internal | Summer | B6 | 300 | 773 | 0 | 181.19 | 171.1 | 2 | 0
2040 | MISO_W_2_PJM_ROR | MISO_W | PJM_ROR | Internal | Summer | B7 | 400 | 773 | 0 | 162.23 | 163.96 | 2 | 0
2040 | MISO_W_2_PJM_ROR | MISO_W | PJM_ROR | Internal | Summer | B8 | 500 | 773 | 773 | 152.29 | 154.3 | 2 | 0.01
2040 | MISO_W_2_PJM_ROR | MISO_W | PJM_ROR | Internal | Summer | B9 | 800 | 773 | 0 | 152.19 | 152.06 | 2 | 0
2040 | MISO_W_2_PJM_ROR | MISO_W | PJM_ROR | Internal | Summer | B10 | 1262 | 773 | 773 | 85.18 | 106.16 | 2 | 18.98
2040 | MISO_W_2_PJM_ROR | MISO_W | PJM_ROR | Internal | Winter | B16 | 25 | 773 | 773 | 139.8 | 157.78 | 2 | 15.98
2040 | MISO_W_2_PJM_ROR | MISO_W | PJM_ROR | Internal | Winter | B17 | 100 | 773 | 773 | 118.81 | 157.78 | 2 | 36.97
2040 | MISO_W_2_PJM_ROR | MISO_W | PJM_ROR | Internal | Winter | B18 | 400 | 773 | 773 | 145.21 | 154.95 | 2 | 7.74
2040 | MISO_W_2_PJM_ROR | MISO_W | PJM_ROR | Internal | Winter | B19 | 700 | 773 | 773 | 139.8 | 148.63 | 2 | 6.83
2040 | MISO_W_2_PJM_ROR | MISO_W | PJM_ROR | Internal | Winter | B20 | 935 | 773 | 773 | 78.5 | 87.12 | 2 | 6.62
2040 | MISO_W_2_SPP_N | MISO_W | SPP_N | Internal | Shoulder | B11 | 25 | 3200 | 0 | 155.2 | 158.21 | 7 | 0
2040 | MISO_W_2_SPP_N | MISO_W | SPP_N | Internal | Shoulder | B12 | 200 | 3200 | 0 | 153.88 | 156.44 | 7 | 0
2040 | MISO_W_2_SPP_N | MISO_W | SPP_N | Internal | Shoulder | B13 | 600 | 3200 | 0 | 147.1 | 151.63 | 7 | 0
2040 | MISO_W_2_SPP_N | MISO_W | SPP_N | Internal | Shoulder | B14 | 900 | 3200 | 278.72 | 103.96 | 110.96 | 7 | 0
2040 | MISO_W_2_SPP_N | MISO_W | SPP_N | Internal | Shoulder | B15 | 1203 | 3200 | 0 | 72.05 | 73.51 | 7 | 0
2040 | MISO_W_2_SPP_N | MISO_W | SPP_N | Internal | Summer | B1 | 10 | 3200 | 0 | 284.48 | 279.23 | 7 | 0
2040 | MISO_W_2_SPP_N | MISO_W | SPP_N | Internal | Summer | B2 | 25 | 3200 | 0 | 284.22 | 283.81 | 7 | 0
2040 | MISO_W_2_SPP_N | MISO_W | SPP_N | Internal | Summer | B3 | 75 | 3200 | 0 | 284.36 | 279.36 | 7 | 0
2040 | MISO_W_2_SPP_N | MISO_W | SPP_N | Internal | Summer | B4 | 100 | 3200 | 0 | 192.35 | 189.27 | 7 | 0
2040 | MISO_W_2_SPP_N | MISO_W | SPP_N | Internal | Summer | B5 | 200 | 3200 | 0 | 191.47 | 187.21 | 7 | 0
2040 | MISO_W_2_SPP_N | MISO_W | SPP_N | Internal | Summer | B6 | 300 | 3200 | 0 | 181.19 | 180.69 | 7 | 0
2040 | MISO_W_2_SPP_N | MISO_W | SPP_N | Internal | Summer | B7 | 400 | 3200 | 550.86 | 162.23 | 169.23 | 7 | 0
2040 | MISO_W_2_SPP_N | MISO_W | SPP_N | Internal | Summer | B8 | 500 | 3200 | 0 | 152.29 | 155.86 | 7 | 0
2040 | MISO_W_2_SPP_N | MISO_W | SPP_N | Internal | Summer | B9 | 800 | 3200 | 0 | 152.19 | 154.73 | 7 | 0
2040 | MISO_W_2_SPP_N | MISO_W | SPP_N | Internal | Summer | B10 | 1262 | 3200 | 697.7 | 85.18 | 92.18 | 7 | 0
2040 | MISO_W_2_SPP_N | MISO_W | SPP_N | Internal | Winter | B16 | 25 | 3200 | 3200 | 139.8 | 152.27 | 7 | 5.47
2040 | MISO_W_2_SPP_N | MISO_W | SPP_N | Internal | Winter | B17 | 100 | 3200 | 3020.59 | 118.81 | 125.81 | 7 | 0
2040 | MISO_W_2_SPP_N | MISO_W | SPP_N | Internal | Winter | B18 | 400 | 3200 | 1158.12 | 145.21 | 152.21 | 7 | 0
2040 | MISO_W_2_SPP_N | MISO_W | SPP_N | Internal | Winter | B19 | 700 | 3200 | 0 | 139.8 | 139.79 | 7 | 0
2040 | MISO_W_2_SPP_N | MISO_W | SPP_N | Internal | Winter | B20 | 935 | 3200 | 0 | 78.5 | 73.5 | 7 | 0
2040 | MISO_WUMS_2_MISO_MI | MISO_WUMS | MISO_MI | Internal | Shoulder | B11 | 25 | 1422 | 0 | 154.01 | 153.9 | 0.01 | 0
2040 | MISO_WUMS_2_MISO_MI | MISO_WUMS | MISO_MI | Internal | Shoulder | B12 | 200 | 1422 | 0 | 153.9 | 153.9 | 0.01 | 0
2040 | MISO_WUMS_2_MISO_MI | MISO_WUMS | MISO_MI | Internal | Shoulder | B13 | 600 | 1422 | 1149.21 | 151.1 | 151.12 | 0.01 | 0
2040 | MISO_WUMS_2_MISO_MI | MISO_WUMS | MISO_MI | Internal | Shoulder | B14 | 900 | 1422 | 605.67 | 151.09 | 151.1 | 0.01 | 0
2040 | MISO_WUMS_2_MISO_MI | MISO_WUMS | MISO_MI | Internal | Shoulder | B15 | 1203 | 1422 | 1422 | 87.6 | 93.01 | 0.01 | 5.4
2040 | MISO_WUMS_2_MISO_MI | MISO_WUMS | MISO_MI | Internal | Summer | B1 | 10 | 1422 | 0 | 284.24 | 284.23 | 0.01 | 0
2040 | MISO_WUMS_2_MISO_MI | MISO_WUMS | MISO_MI | Internal | Summer | B2 | 25 | 1422 | 0 | 283.03 | 283.01 | 0.01 | 0
2040 | MISO_WUMS_2_MISO_MI | MISO_WUMS | MISO_MI | Internal | Summer | B3 | 75 | 1422 | 0 | 267.38 | 267.37 | 0.01 | 0
2040 | MISO_WUMS_2_MISO_MI | MISO_WUMS | MISO_MI | Internal | Summer | B4 | 100 | 1422 | 0 | 177.98 | 177.97 | 0.01 | 0
2040 | MISO_WUMS_2_MISO_MI | MISO_WUMS | MISO_MI | Internal | Summer | B5 | 200 | 1422 | 0 | 177.31 | 177.29 | 0.01 | 0
2040 | MISO_WUMS_2_MISO_MI | MISO_WUMS | MISO_MI | Internal | Summer | B6 | 300 | 1422 | 0 | 169.1 | 152.3 | 0.01 | 0
2040 | MISO_WUMS_2_MISO_MI | MISO_WUMS | MISO_MI | Internal | Summer | B7 | 400 | 1422 | 0 | 154.39 | 152.3 | 0.01 | 0
2040 | MISO_WUMS_2_MISO_MI | MISO_WUMS | MISO_MI | Internal | Summer | B8 | 500 | 1422 | 181.51 | 152.29 | 152.3 | 0.01 | 0
2040 | MISO_WUMS_2_MISO_MI | MISO_WUMS | MISO_MI | Internal | Summer | B9 | 800 | 1422 | 1422 | 152.21 | 152.28 | 0.01 | 0.06
2040 | MISO_WUMS_2_MISO_MI | MISO_WUMS | MISO_MI | Internal | Summer | B10 | 1262 | 1422 | 1078.61 | 104.16 | 104.17 | 0.01 | 0
2040 | MISO_WUMS_2_MISO_MI | MISO_WUMS | MISO_MI | Internal | Winter | B16 | 25 | 1422 | 34.95 | 157.28 | 157.29 | 0.01 | 0
2040 | MISO_WUMS_2_MISO_MI | MISO_WUMS | MISO_MI | Internal | Winter | B17 | 100 | 1422 | 325.06 | 157.26 | 157.27 | 0.01 | 0
2040 | MISO_WUMS_2_MISO_MI | MISO_WUMS | MISO_MI | Internal | Winter | B18 | 400 | 1422 | 569.74 | 156.94 | 156.95 | 0.01 | 0
2040 | MISO_WUMS_2_MISO_MI | MISO_WUMS | MISO_MI | Internal | Winter | B19 | 700 | 1422 | 672.07 | 150.62 | 150.63 | 0.01 | 0
2040 | MISO_WUMS_2_MISO_MI | MISO_WUMS | MISO_MI | Internal | Winter | B20 | 935 | 1422 | 1422 | 88.36 | 93.5 | 0.01 | 5.12
2040 | MISO_WUMS_2_MISO_W | MISO_WUMS | MISO_W | Internal | Shoulder | B11 | 25 | 1240 | 1240 | 154.01 | 155.2 | 0.01 | 1.18
2040 | MISO_WUMS_2_MISO_W | MISO_WUMS | MISO_W | Internal | Shoulder | B12 | 200 | 1240 | 0 | 153.9 | 153.88 | 0.01 | 0
2040 | MISO_WUMS_2_MISO_W | MISO_WUMS | MISO_W | Internal | Shoulder | B13 | 600 | 1240 | 0 | 151.1 | 147.1 | 0.01 | 0
2040 | MISO_WUMS_2_MISO_W | MISO_WUMS | MISO_W | Internal | Shoulder | B14 | 900 | 1240 | 0 | 151.09 | 103.96 | 0.01 | 0
2040 | MISO_WUMS_2_MISO_W | MISO_WUMS | MISO_W | Internal | Shoulder | B15 | 1203 | 1240 | 0 | 87.6 | 72.05 | 0.01 | 0
2040 | MISO_WUMS_2_MISO_W | MISO_WUMS | MISO_W | Internal | Summer | B1 | 10 | 1240 | 1240 | 284.24 | 284.48 | 0.01 | 0.23
2040 | MISO_WUMS_2_MISO_W | MISO_WUMS | MISO_W | Internal | Summer | B2 | 25 | 1240 | 1240 | 283.03 | 284.22 | 0.01 | 1.18
2040 | MISO_WUMS_2_MISO_W | MISO_WUMS | MISO_W | Internal | Summer | B3 | 75 | 1240 | 1240 | 267.38 | 284.36 | 0.01 | 16.96
2040 | MISO_WUMS_2_MISO_W | MISO_WUMS | MISO_W | Internal | Summer | B4 | 100 | 1240 | 1240 | 177.98 | 192.35 | 0.01 | 14.36
2040 | MISO_WUMS_2_MISO_W | MISO_WUMS | MISO_W | Internal | Summer | B5 | 200 | 1240 | 1240 | 177.31 | 191.47 | 0.01 | 14.15
2040 | MISO_WUMS_2_MISO_W | MISO_WUMS | MISO_W | Internal | Summer | B6 | 300 | 1240 | 1240 | 169.1 | 181.19 | 0.01 | 12.08
2040 | MISO_WUMS_2_MISO_W | MISO_WUMS | MISO_W | Internal | Summer | B7 | 400 | 1240 | 1240 | 154.39 | 162.23 | 0.01 | 7.83
2040 | MISO_WUMS_2_MISO_W | MISO_WUMS | MISO_W | Internal | Summer | B8 | 500 | 1240 | 0 | 152.29 | 152.29 | 0.01 | 0
2040 | MISO_WUMS_2_MISO_W | MISO_WUMS | MISO_W | Internal | Summer | B9 | 800 | 1240 | 0 | 152.21 | 152.19 | 0.01 | 0
2040 | MISO_WUMS_2_MISO_W | MISO_WUMS | MISO_W | Internal | Summer | B10 | 1262 | 1240 | 0 | 104.16 | 85.18 | 0.01 | 0
2040 | MISO_WUMS_2_MISO_W | MISO_WUMS | MISO_W | Internal | Winter | B16 | 25 | 1240 | 0 | 157.28 | 139.8 | 0.01 | 0
2040 | MISO_WUMS_2_MISO_W | MISO_WUMS | MISO_W | Internal | Winter | B17 | 100 | 1240 | 0 | 157.26 | 118.81 | 0.01 | 0
2040 | MISO_WUMS_2_MISO_W | MISO_WUMS | MISO_W | Internal | Winter | B18 | 400 | 1240 | 0 | 156.94 | 145.21 | 0.01 | 0
2040 | MISO_WUMS_2_MISO_W | MISO_WUMS | MISO_W | Internal | Winter | B19 | 700 | 1240 | 0 | 150.62 | 139.8 | 0.01 | 0
2040 | MISO_WUMS_2_MISO_W | MISO_WUMS | MISO_W | Internal | Winter | B20 | 935 | 1240 | 0 | 88.36 | 78.5 | 0.01 | 0
2040 | MISO_WUMS_2_PJM_ROR | MISO_WUMS | PJM_ROR | Internal | Shoulder | B11 | 25 | 1600 | 0 | 154.01 | 153.21 | 2 | 0
2040 | MISO_WUMS_2_PJM_ROR | MISO_WUMS | PJM_ROR | Internal | Shoulder | B12 | 200 | 1600 | 0 | 153.9 | 153.83 | 2 | 0
2040 | MISO_WUMS_2_PJM_ROR | MISO_WUMS | PJM_ROR | Internal | Shoulder | B13 | 600 | 1600 | 0 | 151.1 | 149.1 | 2 | 0
2040 | MISO_WUMS_2_PJM_ROR | MISO_WUMS | PJM_ROR | Internal | Shoulder | B14 | 900 | 1600 | 0 | 151.09 | 149.1 | 2 | 0
2040 | MISO_WUMS_2_PJM_ROR | MISO_WUMS | PJM_ROR | Internal | Shoulder | B15 | 1203 | 1600 | 0 | 87.6 | 86.41 | 2 | 0
2040 | MISO_WUMS_2_PJM_ROR | MISO_WUMS | PJM_ROR | Internal | Summer | B1 | 10 | 1600 | 0 | 284.24 | 285.01 | 2 | 0
2040 | MISO_WUMS_2_PJM_ROR | MISO_WUMS | PJM_ROR | Internal | Summer | B2 | 25 | 1600 | 0 | 283.03 | 285.01 | 2 | 0
2040 | MISO_WUMS_2_PJM_ROR | MISO_WUMS | PJM_ROR | Internal | Summer | B3 | 75 | 1600 | 1600 | 267.38 | 282.23 | 2 | 12.85
2040 | MISO_WUMS_2_PJM_ROR | MISO_WUMS | PJM_ROR | Internal | Summer | B4 | 100 | 1600 | 1600 | 177.98 | 186.48 | 2 | 6.5
2040 | MISO_WUMS_2_PJM_ROR | MISO_WUMS | PJM_ROR | Internal | Summer | B5 | 200 | 1600 | 1600 | 177.31 | 182.84 | 2 | 3.54
2040 | MISO_WUMS_2_PJM_ROR | MISO_WUMS | PJM_ROR | Internal | Summer | B6 | 300 | 1600 | 1103.67 | 169.1 | 171.1 | 2 | 0
2040 | MISO_WUMS_2_PJM_ROR | MISO_WUMS | PJM_ROR | Internal | Summer | B7 | 400 | 1600 | 1600 | 154.39 | 163.96 | 2 | 7.57
2040 | MISO_WUMS_2_PJM_ROR | MISO_WUMS | PJM_ROR | Internal | Summer | B8 | 500 | 1600 | 1600 | 152.29 | 154.3 | 2 | 0.01
2040 | MISO_WUMS_2_PJM_ROR | MISO_WUMS | PJM_ROR | Internal | Summer | B9 | 800 | 1600 | 0 | 152.21 | 152.06 | 2 | 0
2040 | MISO_WUMS_2_PJM_ROR | MISO_WUMS | PJM_ROR | Internal | Summer | B10 | 1262 | 1600 | 1035.32 | 104.16 | 106.16 | 2 | 0
2040 | MISO_WUMS_2_PJM_ROR | MISO_WUMS | PJM_ROR | Internal | Winter | B16 | 25 | 1600 | 0 | 157.28 | 157.78 | 2 | 0
2040 | MISO_WUMS_2_PJM_ROR | MISO_WUMS | PJM_ROR | Internal | Winter | B17 | 100 | 1600 | 0 | 157.26 | 157.78 | 2 | 0
2040 | MISO_WUMS_2_PJM_ROR | MISO_WUMS | PJM_ROR | Internal | Winter | B18 | 400 | 1600 | 0 | 156.94 | 154.95 | 2 | 0
2040 | MISO_WUMS_2_PJM_ROR | MISO_WUMS | PJM_ROR | Internal | Winter | B19 | 700 | 1600 | 0 | 150.62 | 148.63 | 2 | 0
2040 | MISO_WUMS_2_PJM_ROR | MISO_WUMS | PJM_ROR | Internal | Winter | B20 | 935 | 1600 | 0 | 88.36 | 87.12 | 2 | 0
2040 | NE_2_MISO_W | NE | MISO_W | Internal | Shoulder | B11 | 25 | 1600 | 0 | 158.2 | 155.2 | 5 | 0
2040 | NE_2_MISO_W | NE | MISO_W | Internal | Shoulder | B12 | 200 | 1600 | 0 | 156.45 | 153.88 | 5 | 0
2040 | NE_2_MISO_W | NE | MISO_W | Internal | Shoulder | B13 | 600 | 1600 | 0 | 151.64 | 147.1 | 5 | 0
2040 | NE_2_MISO_W | NE | MISO_W | Internal | Shoulder | B14 | 900 | 1600 | 0 | 110.96 | 103.96 | 5 | 0
2040 | NE_2_MISO_W | NE | MISO_W | Internal | Shoulder | B15 | 1203 | 1600 | 0 | 79.05 | 72.05 | 5 | 0
2040 | NE_2_MISO_W | NE | MISO_W | Internal | Summer | B1 | 10 | 1600 | 0 | 284.48 | 284.48 | 5 | 0
2040 | NE_2_MISO_W | NE | MISO_W | Internal | Summer | B2 | 25 | 1600 | 0 | 284.22 | 284.22 | 5 | 0
2040 | NE_2_MISO_W | NE | MISO_W | Internal | Summer | B3 | 75 | 1600 | 0 | 284.36 | 284.36 | 5 | 0
2040 | NE_2_MISO_W | NE | MISO_W | Internal | Summer | B4 | 100 | 1600 | 0 | 192.35 | 192.35 | 5 | 0
2040 | NE_2_MISO_W | NE | MISO_W | Internal | Summer | B5 | 200 | 1600 | 0 | 191.47 | 191.47 | 5 | 0
2040 | NE_2_MISO_W | NE | MISO_W | Internal | Summer | B6 | 300 | 1600 | 0 | 181.19 | 181.19 | 5 | 0
2040 | NE_2_MISO_W | NE | MISO_W | Internal | Summer | B7 | 400 | 1600 | 0 | 169.22 | 162.23 | 5 | 0
2040 | NE_2_MISO_W | NE | MISO_W | Internal | Summer | B8 | 500 | 1600 | 0 | 155.85 | 152.29 | 5 | 0
2040 | NE_2_MISO_W | NE | MISO_W | Internal | Summer | B9 | 800 | 1600 | 0 | 155.25 | 152.19 | 5 | 0
2040 | NE_2_MISO_W | NE | MISO_W | Internal | Summer | B10 | 1262 | 1600 | 0 | 92.18 | 85.18 | 5 | 0
2040 | NE_2_MISO_W | NE | MISO_W | Internal | Winter | B16 | 25 | 1600 | 0 | 152.26 | 139.8 | 5 | 0
2040 | NE_2_MISO_W | NE | MISO_W | Internal | Winter | B17 | 100 | 1600 | 0 | 125.81 | 118.81 | 5 | 0
2040 | NE_2_MISO_W | NE | MISO_W | Internal | Winter | B18 | 400 | 1600 | 0 | 152.21 | 145.21 | 5 | 0
2040 | NE_2_MISO_W | NE | MISO_W | Internal | Winter | B19 | 700 | 1600 | 0 | 139.8 | 139.8 | 5 | 0
2040 | NE_2_MISO_W | NE | MISO_W | Internal | Winter | B20 | 935 | 1600 | 0 | 82.49 | 78.5 | 5 | 0
2040 | NE_2_SPP_N | NE | SPP_N | Internal | Shoulder | B11 | 25 | 1802 | 1278.51 | 158.2 | 158.21 | 0.01 | 0
2040 | NE_2_SPP_N | NE | SPP_N | Internal | Shoulder | B12 | 200 | 1802 | 0 | 156.45 | 156.44 | 0.01 | 0
2040 | NE_2_SPP_N | NE | SPP_N | Internal | Shoulder | B13 | 600 | 1802 | 0 | 151.64 | 151.63 | 0.01 | 0
2040 | NE_2_SPP_N | NE | SPP_N | Internal | Shoulder | B14 | 900 | 1802 | 0 | 110.96 | 110.96 | 0.01 | 0
2040 | NE_2_SPP_N | NE | SPP_N | Internal | Shoulder | B15 | 1203 | 1802 | 0 | 79.05 | 73.51 | 0.01 | 0
2040 | NE_2_SPP_N | NE | SPP_N | Internal | Summer | B1 | 10 | 1802 | 0 | 284.48 | 279.23 | 0.01 | 0
2040 | NE_2_SPP_N | NE | SPP_N | Internal | Summer | B2 | 25 | 1802 | 0 | 284.22 | 283.81 | 0.01 | 0
2040 | NE_2_SPP_N | NE | SPP_N | Internal | Summer | B3 | 75 | 1802 | 0 | 284.36 | 279.36 | 0.01 | 0
2040 | NE_2_SPP_N | NE | SPP_N | Internal | Summer | B4 | 100 | 1802 | 0 | 192.35 | 189.27 | 0.01 | 0
2040 | NE_2_SPP_N | NE | SPP_N | Internal | Summer | B5 | 200 | 1802 | 0 | 191.47 | 187.21 | 0.01 | 0
2040 | NE_2_SPP_N | NE | SPP_N | Internal | Summer | B6 | 300 | 1802 | 0 | 181.19 | 180.69 | 0.01 | 0
2040 | NE_2_SPP_N | NE | SPP_N | Internal | Summer | B7 | 400 | 1802 | 598.67 | 169.22 | 169.23 | 0.01 | 0
2040 | NE_2_SPP_N | NE | SPP_N | Internal | Summer | B8 | 500 | 1802 | 828.4 | 155.85 | 155.86 | 0.01 | 0
2040 | NE_2_SPP_N | NE | SPP_N | Internal | Summer | B9 | 800 | 1802 | 0 | 155.25 | 154.73 | 0.01 | 0
2040 | NE_2_SPP_N | NE | SPP_N | Internal | Summer | B10 | 1262 | 1802 | 0 | 92.18 | 92.18 | 0.01 | 0
2040 | NE_2_SPP_N | NE | SPP_N | Internal | Winter | B16 | 25 | 1802 | 1755.31 | 152.26 | 152.27 | 0.01 | 0
2040 | NE_2_SPP_N | NE | SPP_N | Internal | Winter | B17 | 100 | 1802 | 0 | 125.81 | 125.81 | 0.01 | 0
2040 | NE_2_SPP_N | NE | SPP_N | Internal | Winter | B18 | 400 | 1802 | 0 | 152.21 | 152.21 | 0.01 | 0
2040 | NE_2_SPP_N | NE | SPP_N | Internal | Winter | B19 | 700 | 1802 | 0 | 139.8 | 139.79 | 0.01 | 0
2040 | NE_2_SPP_N | NE | SPP_N | Internal | Winter | B20 | 935 | 1802 | 0 | 82.49 | 73.5 | 0.01 | 0
2040 | NEISO_2_NYISO_A-F | NEISO | NYISO_A-F | Internal | Shoulder | B11 | 25 | 600 | 600 | 73.5 | 93.01 | 3 | 16.52
2040 | NEISO_2_NYISO_A-F | NEISO | NYISO_A-F | Internal | Shoulder | B12 | 200 | 600 | 600 | 73.5 | 100.1 | 3 | 23.6
2040 | NEISO_2_NYISO_A-F | NEISO | NYISO_A-F | Internal | Shoulder | B13 | 600 | 600 | 600 | 73.5 | 93.01 | 3 | 16.52
2040 | NEISO_2_NYISO_A-F | NEISO | NYISO_A-F | Internal | Shoulder | B14 | 900 | 600 | 600 | 73.5 | 93.01 | 3 | 16.52
2040 | NEISO_2_NYISO_A-F | NEISO | NYISO_A-F | Internal | Shoulder | B15 | 1203 | 600 | 600 | 73.5 | 79.01 | 3 | 2.52
2040 | NEISO_2_NYISO_A-F | NEISO | NYISO_A-F | Internal | Summer | B1 | 10 | 600 | 0 | 177.05 | 172.33 | 3 | 0
2040 | NEISO_2_NYISO_A-F | NEISO | NYISO_A-F | Internal | Summer | B2 | 25 | 600 | 0 | 242.27 | 173.05 | 3 | 0
2040 | NEISO_2_NYISO_A-F | NEISO | NYISO_A-F | Internal | Summer | B3 | 75 | 600 | 0 | 176.05 | 173.05 | 3 | 0
2040 | NEISO_2_NYISO_A-F | NEISO | NYISO_A-F | Internal | Summer | B4 | 100 | 600 | 600 | 165.94 | 173.05 | 3 | 4.11
2040 | NEISO_2_NYISO_A-F | NEISO | NYISO_A-F | Internal | Summer | B5 | 200 | 600 | 600 | 165.94 | 173.05 | 3 | 4.11
2040 | NEISO_2_NYISO_A-F | NEISO | NYISO_A-F | Internal | Summer | B6 | 300 | 600 | 0 | 165.69 | 168.67 | 3 | 0
2040 | NEISO_2_NYISO_A-F | NEISO | NYISO_A-F | Internal | Summer | B7 | 400 | 600 | 274.88 | 152.97 | 155.97 | 3 | 0
2040 | NEISO_2_NYISO_A-F | NEISO | NYISO_A-F | Internal | Summer | B8 | 500 | 600 | 0 | 143.33 | 146.31 | 3 | 0
2040 | NEISO_2_NYISO_A-F | NEISO | NYISO_A-F | Internal | Summer | B9 | 800 | 600 | 0 | 142.54 | 144.07 | 3 | 0
2040 | NEISO_2_NYISO_A-F | NEISO | NYISO_A-F | Internal | Summer | B10 | 1262 | 600 | 0 | 131.01 | 128.01 | 3 | 0
2040 | NEISO_2_NYISO_A-F | NEISO | NYISO_A-F | Internal | Winter | B16 | 25 | 600 | 600 | 73.5 | 83.95 | 3 | 7.45
2040 | NEISO_2_NYISO_A-F | NEISO | NYISO_A-F | Internal | Winter | B17 | 100 | 600 | 600 | 73.5 | 79.5 | 3 | 3
2040 | NEISO_2_NYISO_A-F | NEISO | NYISO_A-F | Internal | Winter | B18 | 400 | 600 | 600 | 73.5 | 79.5 | 3 | 3
2040 | NEISO_2_NYISO_A-F | NEISO | NYISO_A-F | Internal | Winter | B19 | 700 | 600 | 600 | 73.5 | 79.5 | 3 | 3
2040 | NEISO_2_NYISO_A-F | NEISO | NYISO_A-F | Internal | Winter | B20 | 935 | 600 | 600 | 73.5 | 79.5 | 3 | 3
2040 | NEISO_2_NYISO_G-I | NEISO | NYISO_G-I | Internal | Shoulder | B11 | 25 | 600 | 600 | 73.5 | 145.19 | 3 | 68.69
2040 | NEISO_2_NYISO_G-I | NEISO | NYISO_G-I | Internal | Shoulder | B12 | 200 | 600 | 600 | 73.5 | 145.85 | 3 | 69.35
2040 | NEISO_2_NYISO_G-I | NEISO | NYISO_G-I | Internal | Shoulder | B13 | 600 | 600 | 600 | 73.5 | 141.13 | 3 | 64.63
2040 | NEISO_2_NYISO_G-I | NEISO | NYISO_G-I | Internal | Shoulder | B14 | 900 | 600 | 600 | 73.5 | 141.13 | 3 | 64.63
2040 | NEISO_2_NYISO_G-I | NEISO | NYISO_G-I | Internal | Shoulder | B15 | 1203 | 600 | 600 | 73.5 | 79.02 | 3 | 2.53
2040 | NEISO_2_NYISO_G-I | NEISO | NYISO_G-I | Internal | Summer | B1 | 10 | 600 | 600 | 177.05 | 277.04 | 3 | 96.99
2040 | NEISO_2_NYISO_G-I | NEISO | NYISO_G-I | Internal | Summer | B2 | 25 | 600 | 600 | 242.27 | 277.03 | 3 | 31.75
2040 | NEISO_2_NYISO_G-I | NEISO | NYISO_G-I | Internal | Summer | B3 | 75 | 600 | 600 | 176.05 | 239.1 | 3 | 60.04
2040 | NEISO_2_NYISO_G-I | NEISO | NYISO_G-I | Internal | Summer | B4 | 100 | 600 | 600 | 165.94 | 178.5 | 3 | 9.56
2040 | NEISO_2_NYISO_G-I | NEISO | NYISO_G-I | Internal | Summer | B5 | 200 | 600 | 600 | 165.94 | 174.87 | 3 | 5.93
2040 | NEISO_2_NYISO_G-I | NEISO | NYISO_G-I | Internal | Summer | B6 | 300 | 600 | 311.4 | 165.69 | 168.69 | 3 | 0
2040 | NEISO_2_NYISO_G-I | NEISO | NYISO_G-I | Internal | Summer | B7 | 400 | 600 | 600 | 152.97 | 155.98 | 3 | 0.01
2040 | NEISO_2_NYISO_G-I | NEISO | NYISO_G-I | Internal | Summer | B8 | 500 | 600 | 295.64 | 143.33 | 146.33 | 3 | 0
2040 | NEISO_2_NYISO_G-I | NEISO | NYISO_G-I | Internal | Summer | B9 | 800 | 600 | 0 | 142.54 | 144.08 | 3 | 0
2040 | NEISO_2_NYISO_G-I | NEISO | NYISO_G-I | Internal | Summer | B10 | 1262 | 600 | 0 | 131.01 | 128.02 | 3 | 0
2040 | NEISO_2_NYISO_G-I | NEISO | NYISO_G-I | Internal | Winter | B16 | 25 | 600 | 600 | 73.5 | 157 | 3 | 80.5
2040 | NEISO_2_NYISO_G-I | NEISO | NYISO_G-I | Internal | Winter | B17 | 100 | 600 | 600 | 73.5 | 149.81 | 3 | 73.31
2040 | NEISO_2_NYISO_G-I | NEISO | NYISO_G-I | Internal | Winter | B18 | 400 | 600 | 600 | 73.5 | 146.97 | 3 | 70.48
2040 | NEISO_2_NYISO_G-I | NEISO | NYISO_G-I | Internal | Winter | B19 | 700 | 600 | 600 | 73.5 | 140.65 | 3 | 64.16
2040 | NEISO_2_NYISO_G-I | NEISO | NYISO_G-I | Internal | Winter | B20 | 935 | 600 | 600 | 73.5 | 79.51 | 3 | 3.01
2040 | NEISO_2_NYISO_J-K | NEISO | NYISO_J-K | Internal | Shoulder | B11 | 25 | 777 | 777 | 73.5 | 170.76 | 3 | 94.26
2040 | NEISO_2_NYISO_J-K | NEISO | NYISO_J-K | Internal | Shoulder | B12 | 200 | 777 | 777 | 73.5 | 170.76 | 3 | 94.26
2040 | NEISO_2_NYISO_J-K | NEISO | NYISO_J-K | Internal | Shoulder | B13 | 600 | 777 | 777 | 73.5 | 170.76 | 3 | 94.26
2040 | NEISO_2_NYISO_J-K | NEISO | NYISO_J-K | Internal | Shoulder | B14 | 900 | 777 | 777 | 73.5 | 146.64 | 3 | 70.14
2040 | NEISO_2_NYISO_J-K | NEISO | NYISO_J-K | Internal | Shoulder | B15 | 1203 | 777 | 777 | 73.5 | 79.04 | 3 | 2.54
2040 | NEISO_2_NYISO_J-K | NEISO | NYISO_J-K | Internal | Summer | B1 | 10 | 777 | 777 | 177.05 | 277.05 | 3 | 97
2040 | NEISO_2_NYISO_J-K | NEISO | NYISO_J-K | Internal | Summer | B2 | 25 | 777 | 777 | 242.27 | 277.04 | 3 | 31.76
2040 | NEISO_2_NYISO_J-K | NEISO | NYISO_J-K | Internal | Summer | B3 | 75 | 777 | 777 | 176.05 | 239.11 | 3 | 60.06
2040 | NEISO_2_NYISO_J-K | NEISO | NYISO_J-K | Internal | Summer | B4 | 100 | 777 | 777 | 165.94 | 235.08 | 3 | 66.14
2040 | NEISO_2_NYISO_J-K | NEISO | NYISO_J-K | Internal | Summer | B5 | 200 | 777 | 777 | 165.94 | 235.08 | 3 | 66.14
2040 | NEISO_2_NYISO_J-K | NEISO | NYISO_J-K | Internal | Summer | B6 | 300 | 777 | 777 | 165.69 | 177.75 | 3 | 9.07
2040 | NEISO_2_NYISO_J-K | NEISO | NYISO_J-K | Internal | Summer | B7 | 400 | 777 | 777 | 152.97 | 169.98 | 3 | 14.01
2040 | NEISO_2_NYISO_J-K | NEISO | NYISO_J-K | Internal | Summer | B8 | 500 | 777 | 777 | 143.33 | 166.74 | 3 | 20.42
2040 | NEISO_2_NYISO_J-K | NEISO | NYISO_J-K | Internal | Summer | B9 | 800 | 777 | 777 | 142.54 | 166.74 | 3 | 21.2
2040 | NEISO_2_NYISO_J-K | NEISO | NYISO_J-K | Internal | Summer | B10 | 1262 | 777 | 336.04 | 131.01 | 134.01 | 3 | 0
2040 | NEISO_2_NYISO_J-K | NEISO | NYISO_J-K | Internal | Winter | B16 | 25 | 777 | 777 | 73.5 | 184.74 | 3 | 108.25
2040 | NEISO_2_NYISO_J-K | NEISO | NYISO_J-K | Internal | Winter | B17 | 100 | 777 | 777 | 73.5 | 184.74 | 3 | 108.25
2040 | NEISO_2_NYISO_J-K | NEISO | NYISO_J-K | Internal | Winter | B18 | 400 | 777 | 777 | 73.5 | 184.74 | 3 | 108.25
2040 | NEISO_2_NYISO_J-K | NEISO | NYISO_J-K | Internal | Winter | B19 | 700 | 777 | 777 | 73.5 | 159.84 | 3 | 83.35
2040 | NEISO_2_NYISO_J-K | NEISO | NYISO_J-K | Internal | Winter | B20 | 935 | 777 | 777 | 73.5 | 79.52 | 3 | 3.02
2040 | NonRTO_Midwest_2_MISO_IN | NonRTO_Midwest | MISO_IN | Internal | Shoulder | B11 | 25 | 4450 | 0 | 157.66 | 153.88 | 8 | 0
2040 | NonRTO_Midwest_2_MISO_IN | NonRTO_Midwest | MISO_IN | Internal | Shoulder | B12 | 200 | 4450 | 0 | 157.66 | 153.88 | 8 | 0
2040 | NonRTO_Midwest_2_MISO_IN | NonRTO_Midwest | MISO_IN | Internal | Shoulder | B13 | 600 | 4450 | 0 | 157.66 | 153.24 | 8 | 0
2040 | NonRTO_Midwest_2_MISO_IN | NonRTO_Midwest | MISO_IN | Internal | Shoulder | B14 | 900 | 4450 | 0 | 153.93 | 151.1 | 8 | 0
2040 | NonRTO_Midwest_2_MISO_IN | NonRTO_Midwest | MISO_IN | Internal | Shoulder | B15 | 1203 | 4450 | 0 | 96.17 | 93.02 | 8 | 0
2040 | NonRTO_Midwest_2_MISO_IN | NonRTO_Midwest | MISO_IN | Internal | Summer | B1 | 10 | 4450 | 0 | 292.22 | 284.22 | 8 | 0
2040 | NonRTO_Midwest_2_MISO_IN | NonRTO_Midwest | MISO_IN | Internal | Summer | B2 | 25 | 4450 | 0 | 283.01 | 283 | 8 | 0
2040 | NonRTO_Midwest_2_MISO_IN | NonRTO_Midwest | MISO_IN | Internal | Summer | B3 | 75 | 4450 | 0 | 275.36 | 267.36 | 8 | 0
2040 | NonRTO_Midwest_2_MISO_IN | NonRTO_Midwest | MISO_IN | Internal | Summer | B4 | 100 | 4450 | 0 | 175.34 | 177.95 | 8 | 0
2040 | NonRTO_Midwest_2_MISO_IN | NonRTO_Midwest | MISO_IN | Internal | Summer | B5 | 200 | 4450 | 273.34 | 169.28 | 177.28 | 8 | 0
2040 | NonRTO_Midwest_2_MISO_IN | NonRTO_Midwest | MISO_IN | Internal | Summer | B6 | 300 | 4450 | 0 | 156.1 | 152.29 | 8 | 0
2040 | NonRTO_Midwest_2_MISO_IN | NonRTO_Midwest | MISO_IN | Internal | Summer | B7 | 400 | 4450 | 0 | 149.65 | 152.29 | 8 | 0
2040 | NonRTO_Midwest_2_MISO_IN | NonRTO_Midwest | MISO_IN | Internal | Summer | B8 | 500 | 4450 | 0 | 148.47 | 152.29 | 8 | 0
2040 | NonRTO_Midwest_2_MISO_IN | NonRTO_Midwest | MISO_IN | Internal | Summer | B9 | 800 | 4450 | 0 | 148.47 | 152.29 | 8 | 0
2040 | NonRTO_Midwest_2_MISO_IN | NonRTO_Midwest | MISO_IN | Internal | Summer | B10 | 1262 | 4450 | 637.17 | 96.18 | 104.18 | 8 | 0
2040 | NonRTO_Midwest_2_MISO_IN | NonRTO_Midwest | MISO_IN | Internal | Winter | B16 | 25 | 4450 | 0 | 161.53 | 157.28 | 8 | 0
2040 | NonRTO_Midwest_2_MISO_IN | NonRTO_Midwest | MISO_IN | Internal | Winter | B17 | 100 | 4450 | 0 | 161.53 | 157.28 | 8 | 0
2040 | NonRTO_Midwest_2_MISO_IN | NonRTO_Midwest | MISO_IN | Internal | Winter | B18 | 400 | 4450 | 0 | 157.63 | 157.22 | 8 | 0
2040 | NonRTO_Midwest_2_MISO_IN | NonRTO_Midwest | MISO_IN | Internal | Winter | B19 | 700 | 4450 | 0 | 153.84 | 150.64 | 8 | 0
2040 | NonRTO_Midwest_2_MISO_IN | NonRTO_Midwest | MISO_IN | Internal | Winter | B20 | 935 | 4450 | 0 | 99.01 | 94.38 | 8 | 0
2040 | NonRTO_Midwest_2_TVA_Transmission | NonRTO_Midwest | TVA_Transmission | Internal | Shoulder | B11 | 25 | 2400 | 0 | 157.66 | 159.21 | 8 | 0
2040 | NonRTO_Midwest_2_TVA_Transmission | NonRTO_Midwest | TVA_Transmission | Internal | Shoulder | B12 | 200 | 2400 | 0 | 157.66 | 151.85 | 8 | 0
2040 | NonRTO_Midwest_2_TVA_Transmission | NonRTO_Midwest | TVA_Transmission | Internal | Shoulder | B13 | 600 | 2400 | 0 | 157.66 | 149.1 | 8 | 0
2040 | NonRTO_Midwest_2_TVA_Transmission | NonRTO_Midwest | TVA_Transmission | Internal | Shoulder | B14 | 900 | 2400 | 0 | 153.93 | 149.1 | 8 | 0
2040 | NonRTO_Midwest_2_TVA_Transmission | NonRTO_Midwest | TVA_Transmission | Internal | Shoulder | B15 | 1203 | 2400 | 0 | 96.17 | 87.17 | 8 | 0
2040 | NonRTO_Midwest_2_TVA_Transmission | NonRTO_Midwest | TVA_Transmission | Internal | Summer | B1 | 10 | 2400 | 0 | 292.22 | 292.23 | 8 | 0
2040 | NonRTO_Midwest_2_TVA_Transmission | NonRTO_Midwest | TVA_Transmission | Internal | Summer | B2 | 25 | 2400 | 93.09 | 283.01 | 291.01 | 8 | 0
2040 | NonRTO_Midwest_2_TVA_Transmission | NonRTO_Midwest | TVA_Transmission | Internal | Summer | B3 | 75 | 2400 | 1035.56 | 275.36 | 283.36 | 8 | 0
2040 | NonRTO_Midwest_2_TVA_Transmission | NonRTO_Midwest | TVA_Transmission | Internal | Summer | B4 | 100 | 2400 | 1037.24 | 175.34 | 183.34 | 8 | 0
2040 | NonRTO_Midwest_2_TVA_Transmission | NonRTO_Midwest | TVA_Transmission | Internal | Summer | B5 | 200 | 2400 | 1089.22 | 169.28 | 177.28 | 8 | 0
2040 | NonRTO_Midwest_2_TVA_Transmission | NonRTO_Midwest | TVA_Transmission | Internal | Summer | B6 | 300 | 2400 | 110.56 | 156.1 | 164.1 | 8 | 0
2040 | NonRTO_Midwest_2_TVA_Transmission | NonRTO_Midwest | TVA_Transmission | Internal | Summer | B7 | 400 | 2400 | 0 | 149.65 | 157.37 | 8 | 0
2040 | NonRTO_Midwest_2_TVA_Transmission | NonRTO_Midwest | TVA_Transmission | Internal | Summer | B8 | 500 | 2400 | 262.99 | 148.47 | 156.47 | 8 | 0
2040 | NonRTO_Midwest_2_TVA_Transmission | NonRTO_Midwest | TVA_Transmission | Internal | Summer | B9 | 800 | 2400 | 619.43 | 148.47 | 156.47 | 8 | 0
2040 | NonRTO_Midwest_2_TVA_Transmission | NonRTO_Midwest | TVA_Transmission | Internal | Summer | B10 | 1262 | 2400 | 0 | 96.18 | 96.17 | 8 | 0
2040 | NonRTO_Midwest_2_TVA_Transmission | NonRTO_Midwest | TVA_Transmission | Internal | Winter | B16 | 25 | 2400 | 0 | 161.53 | 163.13 | 8 | 0
2040 | NonRTO_Midwest_2_TVA_Transmission | NonRTO_Midwest | TVA_Transmission | Internal | Winter | B17 | 100 | 2400 | 0 | 161.53 | 161.26 | 8 | 0
2040 | NonRTO_Midwest_2_TVA_Transmission | NonRTO_Midwest | TVA_Transmission | Internal | Winter | B18 | 400 | 2400 | 0 | 157.63 | 148.63 | 8 | 0
2040 | NonRTO_Midwest_2_TVA_Transmission | NonRTO_Midwest | TVA_Transmission | Internal | Winter | B19 | 700 | 2400 | 0 | 153.84 | 148.4 | 8 | 0
2040 | NonRTO_Midwest_2_TVA_Transmission | NonRTO_Midwest | TVA_Transmission | Internal | Winter | B20 | 935 | 2400 | 0 | 99.01 | 90.01 | 8 | 0
2040 | NYISO_A-F_2_IESO | NYISO_A-F | IESO | Internal | Shoulder | B11 | 25 | 1600 | 0 | 93.01 | 86.01 | 7 | 0
2040 | NYISO_A-F_2_IESO | NYISO_A-F | IESO | Internal | Shoulder | B12 | 200 | 1600 | 0 | 100.1 | 93.1 | 7 | 0
2040 | NYISO_A-F_2_IESO | NYISO_A-F | IESO | Internal | Shoulder | B13 | 600 | 1600 | 0 | 93.01 | 86.01 | 7 | 0
2040 | NYISO_A-F_2_IESO | NYISO_A-F | IESO | Internal | Shoulder | B14 | 900 | 1600 | 0 | 93.01 | 86.01 | 7 | 0
2040 | NYISO_A-F_2_IESO | NYISO_A-F | IESO | Internal | Shoulder | B15 | 1203 | 1600 | 706.76 | 79.01 | 86.01 | 7 | 0
2040 | NYISO_A-F_2_IESO | NYISO_A-F | IESO | Internal | Summer | B1 | 10 | 1600 | 0 | 172.33 | 165.33 | 7 | 0
2040 | NYISO_A-F_2_IESO | NYISO_A-F | IESO | Internal | Summer | B2 | 25 | 1600 | 0 | 173.05 | 166.05 | 7 | 0
2040 | NYISO_A-F_2_IESO | NYISO_A-F | IESO | Internal | Summer | B3 | 75 | 1600 | 0 | 173.05 | 165.33 | 7 | 0
2040 | NYISO_A-F_2_IESO | NYISO_A-F | IESO | Internal | Summer | B4 | 100 | 1600 | 0 | 173.05 | 165.33 | 7 | 0
2040 | NYISO_A-F_2_IESO | NYISO_A-F | IESO | Internal | Summer | B5 | 200 | 1600 | 0 | 173.05 | 89.87 | 7 | 0
2040 | NYISO_A-F_2_IESO | NYISO_A-F | IESO | Internal | Summer | B6 | 300 | 1600 | 0 | 168.67 | 81.21 | 7 | 0
2040 | NYISO_A-F_2_IESO | NYISO_A-F | IESO | Internal | Summer | B7 | 400 | 1600 | 0 | 155.97 | 81.21 | 7 | 0
2040 | NYISO_A-F_2_IESO | NYISO_A-F | IESO | Internal | Summer | B8 | 500 | 1600 | 0 | 146.31 | 81.21 | 7 | 0
2040 | NYISO_A-F_2_IESO | NYISO_A-F | IESO | Internal | Summer | B9 | 800 | 1600 | 0 | 144.07 | 81.21 | 7 | 0
2040 | NYISO_A-F_2_IESO | NYISO_A-F | IESO | Internal | Summer | B10 | 1262 | 1600 | 0 | 128.01 | 81.21 | 7 | 0
2040 | NYISO_A-F_2_IESO | NYISO_A-F | IESO | Internal | Winter | B16 | 25 | 1600 | 0 | 83.95 | 86.5 | 7 | 0
2040 | NYISO_A-F_2_IESO | NYISO_A-F | IESO | Internal | Winter | B17 | 100 | 1600 | 6.38 | 79.5 | 86.5 | 7 | 0
2040 | NYISO_A-F_2_IESO | NYISO_A-F | IESO | Internal | Winter | B18 | 400 | 1600 | 106.59 | 79.5 | 86.5 | 7 | 0
2040 | NYISO_A-F_2_IESO | NYISO_A-F | IESO | Internal | Winter | B19 | 700 | 1600 | 311.14 | 79.5 | 86.5 | 7 | 0
2040 | NYISO_A-F_2_IESO | NYISO_A-F | IESO | Internal | Winter | B20 | 935 | 1600 | 647.86 | 79.5 | 86.5 | 7 | 0
2040 | NYISO_A-F_2_NEISO | NYISO_A-F | NEISO | Internal | Shoulder | B11 | 25 | 600 | 0 | 93.01 | 73.5 | 3 | 0
2040 | NYISO_A-F_2_NEISO | NYISO_A-F | NEISO | Internal | Shoulder | B12 | 200 | 600 | 0 | 100.1 | 73.5 | 3 | 0
2040 | NYISO_A-F_2_NEISO | NYISO_A-F | NEISO | Internal | Shoulder | B13 | 600 | 600 | 0 | 93.01 | 73.5 | 3 | 0
2040 | NYISO_A-F_2_NEISO | NYISO_A-F | NEISO | Internal | Shoulder | B14 | 900 | 600 | 0 | 93.01 | 73.5 | 3 | 0
2040 | NYISO_A-F_2_NEISO | NYISO_A-F | NEISO | Internal | Shoulder | B15 | 1203 | 600 | 0 | 79.01 | 73.5 | 3 | 0
2040 | NYISO_A-F_2_NEISO | NYISO_A-F | NEISO | Internal | Summer | B1 | 10 | 600 | 600 | 172.33 | 177.05 | 3 | 1.72
2040 | NYISO_A-F_2_NEISO | NYISO_A-F | NEISO | Internal | Summer | B2 | 25 | 600 | 600 | 173.05 | 242.27 | 3 | 66.22
2040 | NYISO_A-F_2_NEISO | NYISO_A-F | NEISO | Internal | Summer | B3 | 75 | 600 | 429.36 | 173.05 | 176.05 | 3 | 0
2040 | NYISO_A-F_2_NEISO | NYISO_A-F | NEISO | Internal | Summer | B4 | 100 | 600 | 0 | 173.05 | 165.94 | 3 | 0
2040 | NYISO_A-F_2_NEISO | NYISO_A-F | NEISO | Internal | Summer | B5 | 200 | 600 | 0 | 173.05 | 165.94 | 3 | 0
2040 | NYISO_A-F_2_NEISO | NYISO_A-F | NEISO | Internal | Summer | B6 | 300 | 600 | 0 | 168.67 | 165.69 | 3 | 0
2040 | NYISO_A-F_2_NEISO | NYISO_A-F | NEISO | Internal | Summer | B7 | 400 | 600 | 0 | 155.97 | 152.97 | 3 | 0
2040 | NYISO_A-F_2_NEISO | NYISO_A-F | NEISO | Internal | Summer | B8 | 500 | 600 | 0 | 146.31 | 143.33 | 3 | 0
2040 | NYISO_A-F_2_NEISO | NYISO_A-F | NEISO | Internal | Summer | B9 | 800 | 600 | 0 | 144.07 | 142.54 | 3 | 0
2040 | NYISO_A-F_2_NEISO | NYISO_A-F | NEISO | Internal | Summer | B10 | 1262 | 600 | 270.02 | 128.01 | 131.01 | 3 | 0
2040 | NYISO_A-F_2_NEISO | NYISO_A-F | NEISO | Internal | Winter | B16 | 25 | 600 | 0 | 83.95 | 73.5 | 3 | 0
2040 | NYISO_A-F_2_NEISO | NYISO_A-F | NEISO | Internal | Winter | B17 | 100 | 600 | 0 | 79.5 | 73.5 | 3 | 0
2040 | NYISO_A-F_2_NEISO | NYISO_A-F | NEISO | Internal | Winter | B18 | 400 | 600 | 0 | 79.5 | 73.5 | 3 | 0
2040 | NYISO_A-F_2_NEISO | NYISO_A-F | NEISO | Internal | Winter | B19 | 700 | 600 | 0 | 79.5 | 73.5 | 3 | 0
2040 | NYISO_A-F_2_NEISO | NYISO_A-F | NEISO | Internal | Winter | B20 | 935 | 600 | 0 | 79.5 | 73.5 | 3 | 0
2040 | NYISO_A-F_2_NYISO_G-I | NYISO_A-F | NYISO_G-I | Internal | Shoulder | B11 | 25 | 5843 | 5843 | 93.01 | 145.19 | 0.01 | 52.16
2040 | NYISO_A-F_2_NYISO_G-I | NYISO_A-F | NYISO_G-I | Internal | Shoulder | B12 | 200 | 5843 | 5843 | 100.1 | 145.85 | 0.01 | 45.74
2040 | NYISO_A-F_2_NYISO_G-I | NYISO_A-F | NYISO_G-I | Internal | Shoulder | B13 | 600 | 5843 | 5843 | 93.01 | 141.13 | 0.01 | 48.1
2040 | NYISO_A-F_2_NYISO_G-I | NYISO_A-F | NYISO_G-I | Internal | Shoulder | B14 | 900 | 5843 | 5843 | 93.01 | 141.13 | 0.01 | 48.1
2040 | NYISO_A-F_2_NYISO_G-I | NYISO_A-F | NYISO_G-I | Internal | Shoulder | B15 | 1203 | 5843 | 3569.86 | 79.01 | 79.02 | 0.01 | 0
2040 | NYISO_A-F_2_NYISO_G-I | NYISO_A-F | NYISO_G-I | Internal | Summer | B1 | 10 | 5843 | 5843 | 172.33 | 277.04 | 0.01 | 104.69
2040 | NYISO_A-F_2_NYISO_G-I | NYISO_A-F | NYISO_G-I | Internal | Summer | B2 | 25 | 5843 | 5843 | 173.05 | 277.03 | 0.01 | 103.96
2040 | NYISO_A-F_2_NYISO_G-I | NYISO_A-F | NYISO_G-I | Internal | Summer | B3 | 75 | 5843 | 5843 | 173.05 | 239.1 | 0.01 | 66.03
2040 | NYISO_A-F_2_NYISO_G-I | NYISO_A-F | NYISO_G-I | Internal | Summer | B4 | 100 | 5843 | 5843 | 173.05 | 178.5 | 0.01 | 5.44
2040 | NYISO_A-F_2_NYISO_G-I | NYISO_A-F | NYISO_G-I | Internal | Summer | B5 | 200 | 5843 | 5843 | 173.05 | 174.87 | 0.01 | 1.81
2040 | NYISO_A-F_2_NYISO_G-I | NYISO_A-F | NYISO_G-I | Internal | Summer | B6 | 300 | 5843 | 5442.59 | 168.67 | 168.69 | 0.01 | 0
2040 | NYISO_A-F_2_NYISO_G-I | NYISO_A-F | NYISO_G-I | Internal | Summer | B7 | 400 | 5843 | 5381.99 | 155.97 | 155.98 | 0.01 | 0
2040 | NYISO_A-F_2_NYISO_G-I | NYISO_A-F | NYISO_G-I | Internal | Summer | B8 | 500 | 5843 | 5518.14 | 146.31 | 146.33 | 0.01 | 0
2040 | NYISO_A-F_2_NYISO_G-I | NYISO_A-F | NYISO_G-I | Internal | Summer | B9 | 800 | 5843 | 5762.66 | 144.07 | 144.08 | 0.01 | 0
2040 | NYISO_A-F_2_NYISO_G-I | NYISO_A-F | NYISO_G-I | Internal | Summer | B10 | 1262 | 5843 | 4566.91 | 128.01 | 128.02 | 0.01 | 0
2040 | NYISO_A-F_2_NYISO_G-I | NYISO_A-F | NYISO_G-I | Internal | Winter | B16 | 25 | 5843 | 5843 | 83.95 | 157 | 0.01 | 73.04
2040 | NYISO_A-F_2_NYISO_G-I | NYISO_A-F | NYISO_G-I | Internal | Winter | B17 | 100 | 5843 | 5843 | 79.5 | 149.81 | 0.01 | 70.3
2040 | NYISO_A-F_2_NYISO_G-I | NYISO_A-F | NYISO_G-I | Internal | Winter | B18 | 400 | 5843 | 5843 | 79.5 | 146.97 | 0.01 | 67.46
2040 | NYISO_A-F_2_NYISO_G-I | NYISO_A-F | NYISO_G-I | Internal | Winter | B19 | 700 | 5843 | 5843 | 79.5 | 140.65 | 0.01 | 61.15
2040 | NYISO_A-F_2_NYISO_G-I | NYISO_A-F | NYISO_G-I | Internal | Winter | B20 | 935 | 5843 | 4576.49 | 79.5 | 79.51 | 0.01 | 0
2040 | NYISO_A-F_2_PJM_ROM | NYISO_A-F | PJM_ROM | Internal | Shoulder | B11 | 25 | 1000 | 1000 | 93.01 | 153.2 | 8 | 52.19
2040 | NYISO_A-F_2_PJM_ROM | NYISO_A-F | PJM_ROM | Internal | Shoulder | B12 | 200 | 1000 | 1000 | 100.1 | 153.84 | 8 | 45.74
2040 | NYISO_A-F_2_PJM_ROM | NYISO_A-F | PJM_ROM | Internal | Shoulder | B13 | 600 | 1000 | 1000 | 93.01 | 149.12 | 8 | 48.1
2040 | NYISO_A-F_2_PJM_ROM | NYISO_A-F | PJM_ROM | Internal | Shoulder | B14 | 900 | 1000 | 1000 | 93.01 | 149.12 | 8 | 48.1
2040 | NYISO_A-F_2_PJM_ROM | NYISO_A-F | PJM_ROM | Internal | Shoulder | B15 | 1203 | 1000 | 0 | 79.01 | 86.42 | 8 | 0
2040 | NYISO_A-F_2_PJM_ROM | NYISO_A-F | PJM_ROM | Internal | Summer | B1 | 10 | 1000 | 1000 | 172.33 | 285.03 | 8 | 104.69
2040 | NYISO_A-F_2_PJM_ROM | NYISO_A-F | PJM_ROM | Internal | Summer | B2 | 25 | 1000 | 1000 | 173.05 | 285.03 | 8 | 103.97
2040 | NYISO_A-F_2_PJM_ROM | NYISO_A-F | PJM_ROM | Internal | Summer | B3 | 75 | 1000 | 1000 | 173.05 | 282.22 | 8 | 101.17
2040 | NYISO_A-F_2_PJM_ROM | NYISO_A-F | PJM_ROM | Internal | Summer | B4 | 100 | 1000 | 1000 | 173.05 | 186.49 | 8 | 5.44
2040 | NYISO_A-F_2_PJM_ROM | NYISO_A-F | PJM_ROM | Internal | Summer | B5 | 200 | 1000 | 1000 | 173.05 | 182.86 | 8 | 1.81
2040 | NYISO_A-F_2_PJM_ROM | NYISO_A-F | PJM_ROM | Internal | Summer | B6 | 300 | 1000 | 0 | 168.67 | 171.11 | 8 | 0
2040 | NYISO_A-F_2_PJM_ROM | NYISO_A-F | PJM_ROM | Internal | Summer | B7 | 400 | 1000 | 197.29 | 155.97 | 163.97 | 8 | 0
2040 | NYISO_A-F_2_PJM_ROM | NYISO_A-F | PJM_ROM | Internal | Summer | B8 | 500 | 1000 | 174.47 | 146.31 | 154.31 | 8 | 0
2040 | NYISO_A-F_2_PJM_ROM | NYISO_A-F | PJM_ROM | Internal | Summer | B9 | 800 | 1000 | 827.49 | 144.07 | 152.07 | 8 | 0
2040 | NYISO_A-F_2_PJM_ROM | NYISO_A-F | PJM_ROM | Internal | Summer | B10 | 1262 | 1000 | 0 | 128.01 | 118.22 | 8 | 0
2040 | NYISO_A-F_2_PJM_ROM | NYISO_A-F | PJM_ROM | Internal | Winter | B16 | 25 | 1000 | 1000 | 83.95 | 157.79 | 8 | 65.85
2040 | NYISO_A-F_2_PJM_ROM | NYISO_A-F | PJM_ROM | Internal | Winter | B17 | 100 | 1000 | 1000 | 79.5 | 157.79 | 8 | 70.3
2040 | NYISO_A-F_2_PJM_ROM | NYISO_A-F | PJM_ROM | Internal | Winter | B18 | 400 | 1000 | 1000 | 79.5 | 154.96 | 8 | 67.46
2040 | NYISO_A-F_2_PJM_ROM | NYISO_A-F | PJM_ROM | Internal | Winter | B19 | 700 | 1000 | 1000 | 79.5 | 148.64 | 8 | 61.15
2040 | NYISO_A-F_2_PJM_ROM | NYISO_A-F | PJM_ROM | Internal | Winter | B20 | 935 | 1000 | 0 | 79.5 | 87.13 | 8 | 0
2040 | NYISO_G-I_2_NEISO | NYISO_G-I | NEISO | Internal | Shoulder | B11 | 25 | 600 | 0 | 145.19 | 73.5 | 3 | 0
2040 | NYISO_G-I_2_NEISO | NYISO_G-I | NEISO | Internal | Shoulder | B12 | 200 | 600 | 0 | 145.85 | 73.5 | 3 | 0
2040 | NYISO_G-I_2_NEISO | NYISO_G-I | NEISO | Internal | Shoulder | B13 | 600 | 600 | 0 | 141.13 | 73.5 | 3 | 0
2040 | NYISO_G-I_2_NEISO | NYISO_G-I | NEISO | Internal | Shoulder | B14 | 900 | 600 | 0 | 141.13 | 73.5 | 3 | 0
2040 | NYISO_G-I_2_NEISO | NYISO_G-I | NEISO | Internal | Shoulder | B15 | 1203 | 600 | 0 | 79.02 | 73.5 | 3 | 0
2040 | NYISO_G-I_2_NEISO | NYISO_G-I | NEISO | Internal | Summer | B1 | 10 | 600 | 0 | 277.04 | 177.05 | 3 | 0
2040 | NYISO_G-I_2_NEISO | NYISO_G-I | NEISO | Internal | Summer | B2 | 25 | 600 | 0 | 277.03 | 242.27 | 3 | 0
2040 | NYISO_G-I_2_NEISO | NYISO_G-I | NEISO | Internal | Summer | B3 | 75 | 600 | 0 | 239.1 | 176.05 | 3 | 0
2040 | NYISO_G-I_2_NEISO | NYISO_G-I | NEISO | Internal | Summer | B4 | 100 | 600 | 0 | 178.5 | 165.94 | 3 | 0
2040 | NYISO_G-I_2_NEISO | NYISO_G-I | NEISO | Internal | Summer | B5 | 200 | 600 | 0 | 174.87 | 165.94 | 3 | 0
2040 | NYISO_G-I_2_NEISO | NYISO_G-I | NEISO | Internal | Summer | B6 | 300 | 600 | 0 | 168.69 | 165.69 | 3 | 0
2040 | NYISO_G-I_2_NEISO | NYISO_G-I | NEISO | Internal | Summer | B7 | 400 | 600 | 0 | 155.98 | 152.97 | 3 | 0
2040 | NYISO_G-I_2_NEISO | NYISO_G-I | NEISO | Internal | Summer | B8 | 500 | 600 | 0 | 146.33 | 143.33 | 3 | 0
2040 | NYISO_G-I_2_NEISO | NYISO_G-I | NEISO | Internal | Summer | B9 | 800 | 600 | 0 | 144.08 | 142.54 | 3 | 0
2040 | NYISO_G-I_2_NEISO | NYISO_G-I | NEISO | Internal | Summer | B10 | 1262 | 600 | 0 | 128.02 | 131.01 | 3 | 0
2040 | NYISO_G-I_2_NEISO | NYISO_G-I | NEISO | Internal | Winter | B16 | 25 | 600 | 0 | 157 | 73.5 | 3 | 0
2040 | NYISO_G-I_2_NEISO | NYISO_G-I | NEISO | Internal | Winter | B17 | 100 | 600 | 0 | 149.81 | 73.5 | 3 | 0
2040 | NYISO_G-I_2_NEISO | NYISO_G-I | NEISO | Internal | Winter | B18 | 400 | 600 | 0 | 146.97 | 73.5 | 3 | 0
2040 | NYISO_G-I_2_NEISO | NYISO_G-I | NEISO | Internal | Winter | B19 | 700 | 600 | 0 | 140.65 | 73.5 | 3 | 0
2040 | NYISO_G-I_2_NEISO | NYISO_G-I | NEISO | Internal | Winter | B20 | 935 | 600 | 0 | 79.51 | 73.5 | 3 | 0
2040 | NYISO_G-I_2_NYISO_A-F | NYISO_G-I | NYISO_A-F | Internal | Shoulder | B11 | 25 | 3592 | 0 | 145.19 | 93.01 | 0.01 | 0
2040 | NYISO_G-I_2_NYISO_A-F | NYISO_G-I | NYISO_A-F | Internal | Shoulder | B12 | 200 | 3592 | 0 | 145.85 | 100.1 | 0.01 | 0
2040 | NYISO_G-I_2_NYISO_A-F | NYISO_G-I | NYISO_A-F | Internal | Shoulder | B13 | 600 | 3592 | 0 | 141.13 | 93.01 | 0.01 | 0
2040 | NYISO_G-I_2_NYISO_A-F | NYISO_G-I | NYISO_A-F | Internal | Shoulder | B14 | 900 | 3592 | 0 | 141.13 | 93.01 | 0.01 | 0
2040 | NYISO_G-I_2_NYISO_A-F | NYISO_G-I | NYISO_A-F | Internal | Shoulder | B15 | 1203 | 3592 | 0 | 79.02 | 79.01 | 0.01 | 0
2040 | NYISO_G-I_2_NYISO_A-F | NYISO_G-I | NYISO_A-F | Internal | Summer | B1 | 10 | 3592 | 0 | 277.04 | 172.33 | 0.01 | 0
2040 | NYISO_G-I_2_NYISO_A-F | NYISO_G-I | NYISO_A-F | Internal | Summer | B2 | 25 | 3592 | 0 | 277.03 | 173.05 | 0.01 | 0
2040 | NYISO_G-I_2_NYISO_A-F | NYISO_G-I | NYISO_A-F | Internal | Summer | B3 | 75 | 3592 | 0 | 239.1 | 173.05 | 0.01 | 0
2040 | NYISO_G-I_2_NYISO_A-F | NYISO_G-I | NYISO_A-F | Internal | Summer | B4 | 100 | 3592 | 0 | 178.5 | 173.05 | 0.01 | 0
2040 | NYISO_G-I_2_NYISO_A-F | NYISO_G-I | NYISO_A-F | Internal | Summer | B5 | 200 | 3592 | 0 | 174.87 | 173.05 | 0.01 | 0
2040 | NYISO_G-I_2_NYISO_A-F | NYISO_G-I | NYISO_A-F | Internal | Summer | B6 | 300 | 3592 | 0 | 168.69 | 168.67 | 0.01 | 0
2040 | NYISO_G-I_2_NYISO_A-F | NYISO_G-I | NYISO_A-F | Internal | Summer | B7 | 400 | 3592 | 0 | 155.98 | 155.97 | 0.01 | 0
2040 | NYISO_G-I_2_NYISO_A-F | NYISO_G-I | NYISO_A-F | Internal | Summer | B8 | 500 | 3592 | 0 | 146.33 | 146.31 | 0.01 | 0
2040 | NYISO_G-I_2_NYISO_A-F | NYISO_G-I | NYISO_A-F | Internal | Summer | B9 | 800 | 3592 | 0 | 144.08 | 144.07 | 0.01 | 0
2040 | NYISO_G-I_2_NYISO_A-F | NYISO_G-I | NYISO_A-F | Internal | Summer | B10 | 1262 | 3592 | 0 | 128.02 | 128.01 | 0.01 | 0
2040 | NYISO_G-I_2_NYISO_A-F | NYISO_G-I | NYISO_A-F | Internal | Winter | B16 | 25 | 3592 | 0 | 157 | 83.95 | 0.01 | 0
2040 | NYISO_G-I_2_NYISO_A-F | NYISO_G-I | NYISO_A-F | Internal | Winter | B17 | 100 | 3592 | 0 | 149.81 | 79.5 | 0.01 | 0
2040 | NYISO_G-I_2_NYISO_A-F | NYISO_G-I | NYISO_A-F | Internal | Winter | B18 | 400 | 3592 | 0 | 146.97 | 79.5 | 0.01 | 0
2040 | NYISO_G-I_2_NYISO_A-F | NYISO_G-I | NYISO_A-F | Internal | Winter | B19 | 700 | 3592 | 0 | 140.65 | 79.5 | 0.01 | 0
2040 | NYISO_G-I_2_NYISO_A-F | NYISO_G-I | NYISO_A-F | Internal | Winter | B20 | 935 | 3592 | 0 | 79.51 | 79.5 | 0.01 | 0
2040 | NYISO_G-I_2_NYISO_J-K | NYISO_G-I | NYISO_J-K | Internal | Shoulder | B11 | 25 | 6130 | 6130 | 145.19 | 170.76 | 0.01 | 25.56
2040 | NYISO_G-I_2_NYISO_J-K | NYISO_G-I | NYISO_J-K | Internal | Shoulder | B12 | 200 | 6130 | 6130 | 145.85 | 170.76 | 0.01 | 24.9
2040 | NYISO_G-I_2_NYISO_J-K | NYISO_G-I | NYISO_J-K | Internal | Shoulder | B13 | 600 | 6130 | 6130 | 141.13 | 170.76 | 0.01 | 29.62
2040 | NYISO_G-I_2_NYISO_J-K | NYISO_G-I | NYISO_J-K | Internal | Shoulder | B14 | 900 | 6130 | 6130 | 141.13 | 146.64 | 0.01 | 5.5
2040 | NYISO_G-I_2_NYISO_J-K | NYISO_G-I | NYISO_J-K | Internal | Shoulder | B15 | 1203 | 6130 | 5210.28 | 79.02 | 79.04 | 0.01 | 0
2040 | NYISO_G-I_2_NYISO_J-K | NYISO_G-I | NYISO_J-K | Internal | Summer | B1 | 10 | 6130 | 5311.93 | 277.04 | 277.05 | 0.01 | 0
2040 | NYISO_G-I_2_NYISO_J-K | NYISO_G-I | NYISO_J-K | Internal | Summer | B2 | 25 | 6130 | 5152.13 | 277.03 | 277.04 | 0.01 | 0
2040 | NYISO_G-I_2_NYISO_J-K | NYISO_G-I | NYISO_J-K | Internal | Summer | B3 | 75 | 6130 | 5541.98 | 239.1 | 239.11 | 0.01 | 0
2040 | NYISO_G-I_2_NYISO_J-K | NYISO_G-I | NYISO_J-K | Internal | Summer | B4 | 100 | 6130 | 6130 | 178.5 | 235.08 | 0.01 | 56.57
2040 | NYISO_G-I_2_NYISO_J-K | NYISO_G-I | NYISO_J-K | Internal | Summer | B5 | 200 | 6130 | 6130 | 174.87 | 235.08 | 0.01 | 60.2
2040 | NYISO_G-I_2_NYISO_J-K | NYISO_G-I | NYISO_J-K | Internal | Summer | B6 | 300 | 6130 | 6130 | 168.69 | 177.75 | 0.01 | 9.06
2040 | NYISO_G-I_2_NYISO_J-K | NYISO_G-I | NYISO_J-K | Internal | Summer | B7 | 400 | 6130 | 6130 | 155.98 | 169.98 | 0.01 | 13.99
2040 | NYISO_G-I_2_NYISO_J-K | NYISO_G-I | NYISO_J-K | Internal | Summer | B8 | 500 | 6130 | 6130 | 146.33 | 166.74 | 0.01 | 20.41
2040 | NYISO_G-I_2_NYISO_J-K | NYISO_G-I | NYISO_J-K | Internal | Summer | B9 | 800 | 6130 | 6130 | 144.08 | 166.74 | 0.01 | 22.65
2040 | NYISO_G-I_2_NYISO_J-K | NYISO_G-I | NYISO_J-K | Internal | Summer | B10 | 1262 | 6130 | 6130 | 128.02 | 134.01 | 0.01 | 5.98
2040 | NYISO_G-I_2_NYISO_J-K | NYISO_G-I | NYISO_J-K | Internal | Winter | B16 | 25 | 6130 | 6130 | 157 | 184.74 | 0.01 | 27.73
2040 | NYISO_G-I_2_NYISO_J-K | NYISO_G-I | NYISO_J-K | Internal | Winter | B17 | 100 | 6130 | 6130 | 149.81 | 184.74 | 0.01 | 34.93
2040 | NYISO_G-I_2_NYISO_J-K | NYISO_G-I | NYISO_J-K | Internal | Winter | B18 | 400 | 6130 | 6130 | 146.97 | 184.74 | 0.01 | 37.76
2040 | NYISO_G-I_2_NYISO_J-K | NYISO_G-I | NYISO_J-K | Internal | Winter | B19 | 700 | 6130 | 6130 | 140.65 | 159.84 | 0.01 | 19.18
2040 | NYISO_G-I_2_NYISO_J-K | NYISO_G-I | NYISO_J-K | Internal | Winter | B20 | 935 | 6130 | 5621.76 | 79.51 | 79.52 | 0.01 | 0
2040 | NYISO_G-I_2_PJM_E | NYISO_G-I | PJM_E | Internal | Shoulder | B11 | 25 | 1500 | 628.63 | 145.19 | 153.19 | 8 | 0
2040 | NYISO_G-I_2_PJM_E | NYISO_G-I | PJM_E | Internal | Shoulder | B12 | 200 | 1500 | 663.96 | 145.85 | 153.85 | 8 | 0
2040 | NYISO_G-I_2_PJM_E | NYISO_G-I | PJM_E | Internal | Shoulder | B13 | 600 | 1500 | 780.4 | 141.13 | 149.13 | 8 | 0
2040 | NYISO_G-I_2_PJM_E | NYISO_G-I | PJM_E | Internal | Shoulder | B14 | 900 | 1500 | 933.29 | 141.13 | 149.13 | 8 | 0
2040 | NYISO_G-I_2_PJM_E | NYISO_G-I | PJM_E | Internal | Shoulder | B15 | 1203 | 1500 | 0 | 79.02 | 86.44 | 8 | 0
2040 | NYISO_G-I_2_PJM_E | NYISO_G-I | PJM_E | Internal | Summer | B1 | 10 | 1500 | 1211.52 | 277.04 | 285.04 | 8 | 0
2040 | NYISO_G-I_2_PJM_E | NYISO_G-I | PJM_E | Internal | Summer | B2 | 25 | 1500 | 1500 | 277.03 | 285.04 | 8 | 0.01
2040 | NYISO_G-I_2_PJM_E | NYISO_G-I | PJM_E | Internal | Summer | B3 | 75 | 1500 | 1500 | 239.1 | 282.21 | 8 | 35.11
2040 | NYISO_G-I_2_PJM_E | NYISO_G-I | PJM_E | Internal | Summer | B4 | 100 | 1500 | 1137.33 | 178.5 | 186.5 | 8 | 0
2040 | NYISO_G-I_2_PJM_E | NYISO_G-I | PJM_E | Internal | Summer | B5 | 200 | 1500 | 1277.95 | 174.87 | 182.87 | 8 | 0
2040 | NYISO_G-I_2_PJM_E | NYISO_G-I | PJM_E | Internal | Summer | B6 | 300 | 1500 | 0 | 168.69 | 171.12 | 8 | 0
2040 | NYISO_G-I_2_PJM_E | NYISO_G-I | PJM_E | Internal | Summer | B7 | 400 | 1500 | 110.87 | 155.98 | 163.98 | 8 | 0
2040 | NYISO_G-I_2_PJM_E | NYISO_G-I | PJM_E | Internal | Summer | B8 | 500 | 1500 | 93.48 | 146.33 | 154.33 | 8 | 0
2040 | NYISO_G-I_2_PJM_E | NYISO_G-I | PJM_E | Internal | Summer | B9 | 800 | 1500 | 257.66 | 144.08 | 152.08 | 8 | 0
2040 | NYISO_G-I_2_PJM_E | NYISO_G-I | PJM_E | Internal | Summer | B10 | 1262 | 1500 | 0 | 128.02 | 118.23 | 8 | 0
2040 | NYISO_G-I_2_PJM_E | NYISO_G-I | PJM_E | Internal | Winter | B16 | 25 | 1500 | 0 | 157 | 157.81 | 8 | 0
2040 | NYISO_G-I_2_PJM_E | NYISO_G-I | PJM_E | Internal | Winter | B17 | 100 | 1500 | 118.99 | 149.81 | 157.81 | 8 | 0
2040 | NYISO_G-I_2_PJM_E | NYISO_G-I | PJM_E | Internal | Winter | B18 | 400 | 1500 | 176.45 | 146.97 | 154.97 | 8 | 0
2040 | NYISO_G-I_2_PJM_E | NYISO_G-I | PJM_E | Internal | Winter | B19 | 700 | 1500 | 343.3 | 140.65 | 148.65 | 8 | 0
2040 | NYISO_G-I_2_PJM_E | NYISO_G-I | PJM_E | Internal | Winter | B20 | 935 | 1500 | 0 | 79.51 | 87.14 | 8 | 0
2040 | NYISO_J-K_2_NEISO | NYISO_J-K | NEISO | Internal | Shoulder | B11 | 25 | 347 | 0 | 170.76 | 73.5 | 3 | 0
2040 | NYISO_J-K_2_NEISO | NYISO_J-K | NEISO | Internal | Shoulder | B12 | 200 | 347 | 0 | 170.76 | 73.5 | 3 | 0
2040 | NYISO_J-K_2_NEISO | NYISO_J-K | NEISO | Internal | Shoulder | B13 | 600 | 347 | 0 | 170.76 | 73.5 | 3 | 0
2040 | NYISO_J-K_2_NEISO | NYISO_J-K | NEISO | Internal | Shoulder | B14 | 900 | 347 | 0 | 146.64 | 73.5 | 3 | 0
2040 | NYISO_J-K_2_NEISO | NYISO_J-K | NEISO | Internal | Shoulder | B15 | 1203 | 347 | 0 | 79.04 | 73.5 | 3 | 0
2040 | NYISO_J-K_2_NEISO | NYISO_J-K | NEISO | Internal | Summer | B1 | 10 | 347 | 0 | 277.05 | 177.05 | 3 | 0
2040 | NYISO_J-K_2_NEISO | NYISO_J-K | NEISO | Internal | Summer | B2 | 25 | 347 | 0 | 277.04 | 242.27 | 3 | 0
2040 | NYISO_J-K_2_NEISO | NYISO_J-K | NEISO | Internal | Summer | B3 | 75 | 347 | 0 | 239.11 | 176.05 | 3 | 0
2040 | NYISO_J-K_2_NEISO | NYISO_J-K | NEISO | Internal | Summer | B4 | 100 | 347 | 0 | 235.08 | 165.94 | 3 | 0
2040 | NYISO_J-K_2_NEISO | NYISO_J-K | NEISO | Internal | Summer | B5 | 200 | 347 | 0 | 235.08 | 165.94 | 3 | 0
2040 | NYISO_J-K_2_NEISO | NYISO_J-K | NEISO | Internal | Summer | B6 | 300 | 347 | 0 | 177.75 | 165.69 | 3 | 0
2040 | NYISO_J-K_2_NEISO | NYISO_J-K | NEISO | Internal | Summer | B7 | 400 | 347 | 0 | 169.98 | 152.97 | 3 | 0
2040 | NYISO_J-K_2_NEISO | NYISO_J-K | NEISO | Internal | Summer | B8 | 500 | 347 | 0 | 166.74 | 143.33 | 3 | 0
2040 | NYISO_J-K_2_NEISO | NYISO_J-K | NEISO | Internal | Summer | B9 | 800 | 347 | 0 | 166.74 | 142.54 | 3 | 0
2040 | NYISO_J-K_2_NEISO | NYISO_J-K | NEISO | Internal | Summer | B10 | 1262 | 347 | 0 | 134.01 | 131.01 | 3 | 0
2040 | NYISO_J-K_2_NEISO | NYISO_J-K | NEISO | Internal | Winter | B16 | 25 | 347 | 0 | 184.74 | 73.5 | 3 | 0
2040 | NYISO_J-K_2_NEISO | NYISO_J-K | NEISO | Internal | Winter | B17 | 100 | 347 | 0 | 184.74 | 73.5 | 3 | 0
2040 | NYISO_J-K_2_NEISO | NYISO_J-K | NEISO | Internal | Winter | B18 | 400 | 347 | 0 | 184.74 | 73.5 | 3 | 0
2040 | NYISO_J-K_2_NEISO | NYISO_J-K | NEISO | Internal | Winter | B19 | 700 | 347 | 0 | 159.84 | 73.5 | 3 | 0
2040 | NYISO_J-K_2_NEISO | NYISO_J-K | NEISO | Internal | Winter | B20 | 935 | 347 | 0 | 79.52 | 73.5 | 3 | 0
2040 | NYISO_J-K_2_NYISO_G-I | NYISO_J-K | NYISO_G-I | Internal | Shoulder | B11 | 25 | 1999 | 0 | 170.76 | 145.19 | 0.01 | 0
2040 | NYISO_J-K_2_NYISO_G-I | NYISO_J-K | NYISO_G-I | Internal | Shoulder | B12 | 200 | 1999 | 0 | 170.76 | 145.85 | 0.01 | 0
2040 | NYISO_J-K_2_NYISO_G-I | NYISO_J-K | NYISO_G-I | Internal | Shoulder | B13 | 600 | 1999 | 0 | 170.76 | 141.13 | 0.01 | 0
2040 | NYISO_J-K_2_NYISO_G-I | NYISO_J-K | NYISO_G-I | Internal | Shoulder | B14 | 900 | 1999 | 0 | 146.64 | 141.13 | 0.01 | 0
2040 | NYISO_J-K_2_NYISO_G-I | NYISO_J-K | NYISO_G-I | Internal | Shoulder | B15 | 1203 | 1999 | 0 | 79.04 | 79.02 | 0.01 | 0
2040 | NYISO_J-K_2_NYISO_G-I | NYISO_J-K | NYISO_G-I | Internal | Summer | B1 | 10 | 1999 | 0 | 277.05 | 277.04 | 0.01 | 0
2040 | NYISO_J-K_2_NYISO_G-I | NYISO_J-K | NYISO_G-I | Internal | Summer | B2 | 25 | 1999 | 0 | 277.04 | 277.03 | 0.01 | 0
2040 | NYISO_J-K_2_NYISO_G-I | NYISO_J-K | NYISO_G-I | Internal | Summer | B3 | 75 | 1999 | 0 | 239.11 | 239.1 | 0.01 | 0
2040 | NYISO_J-K_2_NYISO_G-I | NYISO_J-K | NYISO_G-I | Internal | Summer | B4 | 100 | 1999 | 0 | 235.08 | 178.5 | 0.01 | 0
2040 | NYISO_J-K_2_NYISO_G-I | NYISO_J-K | NYISO_G-I | Internal | Summer | B5 | 200 | 1999 | 0 | 235.08 | 174.87 | 0.01 | 0
2040 | NYISO_J-K_2_NYISO_G-I | NYISO_J-K | NYISO_G-I | Internal | Summer | B6 | 300 | 1999 | 0 | 177.75 | 168.69 | 0.01 | 0
2040 | NYISO_J-K_2_NYISO_G-I | NYISO_J-K | NYISO_G-I | Internal | Summer | B7 | 400 | 1999 | 0 | 169.98 | 155.98 | 0.01 | 0
2040 | NYISO_J-K_2_NYISO_G-I | NYISO_J-K | NYISO_G-I | Internal | Summer | B8 | 500 | 1999 | 0 | 166.74 | 146.33 | 0.01 | 0
2040 | NYISO_J-K_2_NYISO_G-I | NYISO_J-K | NYISO_G-I | Internal | Summer | B9 | 800 | 1999 | 0 | 166.74 | 144.08 | 0.01 | 0
2040 | NYISO_J-K_2_NYISO_G-I | NYISO_J-K | NYISO_G-I | Internal | Summer | B10 | 1262 | 1999 | 0 | 134.01 | 128.02 | 0.01 | 0
2040 | NYISO_J-K_2_NYISO_G-I | NYISO_J-K | NYISO_G-I | Internal | Winter | B16 | 25 | 1999 | 0 | 184.74 | 157 | 0.01 | 0
2040 | NYISO_J-K_2_NYISO_G-I | NYISO_J-K | NYISO_G-I | Internal | Winter | B17 | 100 | 1999 | 0 | 184.74 | 149.81 | 0.01 | 0
2040 | NYISO_J-K_2_NYISO_G-I | NYISO_J-K | NYISO_G-I | Internal | Winter | B18 | 400 | 1999 | 0 | 184.74 | 146.97 | 0.01 | 0
2040 | NYISO_J-K_2_NYISO_G-I | NYISO_J-K | NYISO_G-I | Internal | Winter | B19 | 700 | 1999 | 0 | 159.84 | 140.65 | 0.01 | 0
2040 | NYISO_J-K_2_NYISO_G-I | NYISO_J-K | NYISO_G-I | Internal | Winter | B20 | 935 | 1999 | 0 | 79.52 | 79.51 | 0.01 | 0
2040 | NYISO_J-K_2_PJM_E | NYISO_J-K | PJM_E | Internal | Shoulder | B11 | 25 | 330 | 0 | 170.76 | 153.19 | 8 | 0
2040 | NYISO_J-K_2_PJM_E | NYISO_J-K | PJM_E | Internal | Shoulder | B12 | 200 | 330 | 0 | 170.76 | 153.85 | 8 | 0
2040 | NYISO_J-K_2_PJM_E | NYISO_J-K | PJM_E | Internal | Shoulder | B13 | 600 | 330 | 0 | 170.76 | 149.13 | 8 | 0
2040 | NYISO_J-K_2_PJM_E | NYISO_J-K | PJM_E | Internal | Shoulder | B14 | 900 | 330 | 0 | 146.64 | 149.13 | 8 | 0
2040 | NYISO_J-K_2_PJM_E | NYISO_J-K | PJM_E | Internal | Shoulder | B15 | 1203 | 330 | 0 | 79.04 | 86.44 | 8 | 0
2040 | NYISO_J-K_2_PJM_E | NYISO_J-K | PJM_E | Internal | Summer | B1 | 10 | 330 | 0.01 | 277.05 | 285.04 | 8 | 0
2040 | NYISO_J-K_2_PJM_E | NYISO_J-K | PJM_E | Internal | Summer | B2 | 25 | 330 | 247.46 | 277.04 | 285.04 | 8 | 0
2040 | NYISO_J-K_2_PJM_E | NYISO_J-K | PJM_E | Internal | Summer | B3 | 75 | 330 | 330 | 239.11 | 282.21 | 8 | 35.1
2040 | NYISO_J-K_2_PJM_E | NYISO_J-K | PJM_E | Internal | Summer | B4 | 100 | 330 | 0 | 235.08 | 186.5 | 8 | 0
2040 | NYISO_J-K_2_PJM_E | NYISO_J-K | PJM_E | Internal | Summer | B5 | 200 | 330 | 0 | 235.08 | 182.87 | 8 | 0
2040 | NYISO_J-K_2_PJM_E | NYISO_J-K | PJM_E | Internal | Summer | B6 | 300 | 330 | 0 | 177.75 | 171.12 | 8 | 0
2040 | NYISO_J-K_2_PJM_E | NYISO_J-K | PJM_E | Internal | Summer | B7 | 400 | 330 | 0 | 169.98 | 163.98 | 8 | 0
2040 | NYISO_J-K_2_PJM_E | NYISO_J-K | PJM_E | Internal | Summer | B8 | 500 | 330 | 0 | 166.74 | 154.33 | 8 | 0
2040 | NYISO_J-K_2_PJM_E | NYISO_J-K | PJM_E | Internal | Summer | B9 | 800 | 330 | 0 | 166.74 | 152.08 | 8 | 0
2040 | NYISO_J-K_2_PJM_E | NYISO_J-K | PJM_E | Internal | Summer | B10 | 1262 | 330 | 0 | 134.01 | 118.23 | 8 | 0
2040 | NYISO_J-K_2_PJM_E | NYISO_J-K | PJM_E | Internal | Winter | B16 | 25 | 330 | 0 | 184.74 | 157.81 | 8 | 0
2040 | NYISO_J-K_2_PJM_E | NYISO_J-K | PJM_E | Internal | Winter | B17 | 100 | 330 | 0 | 184.74 | 157.81 | 8 | 0
2040 | NYISO_J-K_2_PJM_E | NYISO_J-K | PJM_E | Internal | Winter | B18 | 400 | 330 | 0 | 184.74 | 154.97 | 8 | 0
2040 | NYISO_J-K_2_PJM_E | NYISO_J-K | PJM_E | Internal | Winter | B19 | 700 | 330 | 0 | 159.84 | 148.65 | 8 | 0
2040 | NYISO_J-K_2_PJM_E | NYISO_J-K | PJM_E | Internal | Winter | B20 | 935 | 330 | 0 | 79.52 | 87.14 | 8 | 0
2040 | PJM_E_2_NYISO_G-I | PJM_E | NYISO_G-I | Internal | Shoulder | B11 | 25 | 500 | 0 | 153.19 | 145.19 | 6 | 0
2040 | PJM_E_2_NYISO_G-I | PJM_E | NYISO_G-I | Internal | Shoulder | B12 | 200 | 500 | 0 | 153.85 | 145.85 | 6 | 0
2040 | PJM_E_2_NYISO_G-I | PJM_E | NYISO_G-I | Internal | Shoulder | B13 | 600 | 500 | 0 | 149.13 | 141.13 | 6 | 0
2040 | PJM_E_2_NYISO_G-I | PJM_E | NYISO_G-I | Internal | Shoulder | B14 | 900 | 500 | 0 | 149.13 | 141.13 | 6 | 0
2040 | PJM_E_2_NYISO_G-I | PJM_E | NYISO_G-I | Internal | Shoulder | B15 | 1203 | 500 | 0 | 86.44 | 79.02 | 6 | 0
2040 | PJM_E_2_NYISO_G-I | PJM_E | NYISO_G-I | Internal | Summer | B1 | 10 | 500 | 0 | 285.04 | 277.04 | 6 | 0
2040 | PJM_E_2_NYISO_G-I | PJM_E | NYISO_G-I | Internal | Summer | B2 | 25 | 500 | 0 | 285.04 | 277.03 | 6 | 0
2040 | PJM_E_2_NYISO_G-I | PJM_E | NYISO_G-I | Internal | Summer | B3 | 75 | 500 | 0 | 282.21 | 239.1 | 6 | 0
2040 | PJM_E_2_NYISO_G-I | PJM_E | NYISO_G-I | Internal | Summer | B4 | 100 | 500 | 0 | 186.5 | 178.5 | 6 | 0
2040 | PJM_E_2_NYISO_G-I | PJM_E | NYISO_G-I | Internal | Summer | B5 | 200 | 500 | 0 | 182.87 | 174.87 | 6 | 0
2040 | PJM_E_2_NYISO_G-I | PJM_E | NYISO_G-I | Internal | Summer | B6 | 300 | 500 | 0 | 171.12 | 168.69 | 6 | 0
2040 | PJM_E_2_NYISO_G-I | PJM_E | NYISO_G-I | Internal | Summer | B7 | 400 | 500 | 0 | 163.98 | 155.98 | 6 | 0
2040 | PJM_E_2_NYISO_G-I | PJM_E | NYISO_G-I | Internal | Summer | B8 | 500 | 500 | 0 | 154.33 | 146.33 | 6 | 0
2040 | PJM_E_2_NYISO_G-I | PJM_E | NYISO_G-I | Internal | Summer | B9 | 800 | 500 | 0 | 152.08 | 144.08 | 6 | 0
2040 | PJM_E_2_NYISO_G-I | PJM_E | NYISO_G-I | Internal | Summer | B10 | 1262 | 500 | 500 | 118.23 | 128.02 | 6 | 3.79
2040 | PJM_E_2_NYISO_G-I | PJM_E | NYISO_G-I | Internal | Winter | B16 | 25 | 500 | 0 | 157.81 | 157 | 6 | 0
2040 | PJM_E_2_NYISO_G-I | PJM_E | NYISO_G-I | Internal | Winter | B17 | 100 | 500 | 0 | 157.81 | 149.81 | 6 | 0
2040 | PJM_E_2_NYISO_G-I | PJM_E | NYISO_G-I | Internal | Winter | B18 | 400 | 500 | 0 | 154.97 | 146.97 | 6 | 0
2040 | PJM_E_2_NYISO_G-I | PJM_E | NYISO_G-I | Internal | Winter | B19 | 700 | 500 | 0 | 148.65 | 140.65 | 6 | 0
2040 | PJM_E_2_NYISO_G-I | PJM_E | NYISO_G-I | Internal | Winter | B20 | 935 | 500 | 0 | 87.14 | 79.51 | 6 | 0
2040 | PJM_E_2_NYISO_J-K | PJM_E | NYISO_J-K | Internal | Shoulder | B11 | 25 | 330 | 330 | 153.19 | 170.76 | 6 | 11.57
2040 | PJM_E_2_NYISO_J-K | PJM_E | NYISO_J-K | Internal | Shoulder | B12 | 200 | 330 | 330 | 153.85 | 170.76 | 6 | 10.91
2040 | PJM_E_2_NYISO_J-K | PJM_E | NYISO_J-K | Internal | Shoulder | B13 | 600 | 330 | 330 | 149.13 | 170.76 | 6 | 15.63
2040 | PJM_E_2_NYISO_J-K | PJM_E | NYISO_J-K | Internal | Shoulder | B14 | 900 | 330 | 0 | 149.13 | 146.64 | 6 | 0
2040 | PJM_E_2_NYISO_J-K | PJM_E | NYISO_J-K | Internal | Shoulder | B15 | 1203 | 330 | 0 | 86.44 | 79.04 | 6 | 0
2040 | PJM_E_2_NYISO_J-K | PJM_E | NYISO_J-K | Internal | Summer | B1 | 10 | 330 | 0 | 285.04 | 277.05 | 6 | 0
2040 | PJM_E_2_NYISO_J-K | PJM_E | NYISO_J-K | Internal | Summer | B2 | 25 | 330 | 0 | 285.04 | 277.04 | 6 | 0
2040 | PJM_E_2_NYISO_J-K | PJM_E | NYISO_J-K | Internal | Summer | B3 | 75 | 330 | 0 | 282.21 | 239.11 | 6 | 0
2040 | PJM_E_2_NYISO_J-K | PJM_E | NYISO_J-K | Internal | Summer | B4 | 100 | 330 | 330 | 186.5 | 235.08 | 6 | 42.58
2040 | PJM_E_2_NYISO_J-K | PJM_E | NYISO_J-K | Internal | Summer | B5 | 200 | 330 | 330 | 182.87 | 235.08 | 6 | 46.21
2040 | PJM_E_2_NYISO_J-K | PJM_E | NYISO_J-K | Internal | Summer | B6 | 300 | 330 | 330 | 171.12 | 177.75 | 6 | 0.63
2040 | PJM_E_2_NYISO_J-K | PJM_E | NYISO_J-K | Internal | Summer | B7 | 400 | 330 | 36.44 | 163.98 | 169.98 | 6 | 0
2040 | PJM_E_2_NYISO_J-K | PJM_E | NYISO_J-K | Internal | Summer | B8 | 500 | 330 | 330 | 154.33 | 166.74 | 6 | 6.42
2040 | PJM_E_2_NYISO_J-K | PJM_E | NYISO_J-K | Internal | Summer | B9 | 800 | 330 | 330 | 152.08 | 166.74 | 6 | 8.67
2040 | PJM_E_2_NYISO_J-K | PJM_E | NYISO_J-K | Internal | Summer | B10 | 1262 | 330 | 330 | 118.23 | 134.01 | 6 | 9.78
2040 | PJM_E_2_NYISO_J-K | PJM_E | NYISO_J-K | Internal | Winter | B16 | 25 | 330 | 330 | 157.81 | 184.74 | 6 | 20.94
2040 | PJM_E_2_NYISO_J-K | PJM_E | NYISO_J-K | Internal | Winter | B17 | 100 | 330 | 330 | 157.81 | 184.74 | 6 | 20.94
2040 | PJM_E_2_NYISO_J-K | PJM_E | NYISO_J-K | Internal | Winter | B18 | 400 | 330 | 330 | 154.97 | 184.74 | 6 | 23.77
2040 | PJM_E_2_NYISO_J-K | PJM_E | NYISO_J-K | Internal | Winter | B19 | 700 | 330 | 330 | 148.65 | 159.84 | 6 | 5.19
2040 | PJM_E_2_NYISO_J-K | PJM_E | NYISO_J-K | Internal | Winter | B20 | 935 | 330 | 0 | 87.14 | 79.52 | 6 | 0
2040 | PJM_E_2_PJM_ROM | PJM_E | PJM_ROM | Internal | Shoulder | B11 | 25 | 8000 | 123.49 | 153.19 | 153.2 | 0.01 | 0
2040 | PJM_E_2_PJM_ROM | PJM_E | PJM_ROM | Internal | Shoulder | B12 | 200 | 8000 | 0 | 153.85 | 153.84 | 0.01 | 0
2040 | PJM_E_2_PJM_ROM | PJM_E | PJM_ROM | Internal | Shoulder | B13 | 600 | 8000 | 0 | 149.13 | 149.12 | 0.01 | 0
2040 | PJM_E_2_PJM_ROM | PJM_E | PJM_ROM | Internal | Shoulder | B14 | 900 | 8000 | 0 | 149.13 | 149.12 | 0.01 | 0
2040 | PJM_E_2_PJM_ROM | PJM_E | PJM_ROM | Internal | Shoulder | B15 | 1203 | 8000 | 0 | 86.44 | 86.42 | 0.01 | 0
2040 | PJM_E_2_PJM_ROM | PJM_E | PJM_ROM | Internal | Summer | B1 | 10 | 8000 | 0 | 285.04 | 285.03 | 0.01 | 0
2040 | PJM_E_2_PJM_ROM | PJM_E | PJM_ROM | Internal | Summer | B2 | 25 | 8000 | 0 | 285.04 | 285.03 | 0.01 | 0
2040 | PJM_E_2_PJM_ROM | PJM_E | PJM_ROM | Internal | Summer | B3 | 75 | 8000 | 1196.56 | 282.21 | 282.22 | 0.01 | 0
2040 | PJM_E_2_PJM_ROM | PJM_E | PJM_ROM | Internal | Summer | B4 | 100 | 8000 | 0 | 186.5 | 186.49 | 0.01 | 0
2040 | PJM_E_2_PJM_ROM | PJM_E | PJM_ROM | Internal | Summer | B5 | 200 | 8000 | 0 | 182.87 | 182.86 | 0.01 | 0
2040 | PJM_E_2_PJM_ROM | PJM_E | PJM_ROM | Internal | Summer | B6 | 300 | 8000 | 0 | 171.12 | 171.11 | 0.01 | 0
2040 | PJM_E_2_PJM_ROM | PJM_E | PJM_ROM | Internal | Summer | B7 | 400 | 8000 | 0 | 163.98 | 163.97 | 0.01 | 0
2040 | PJM_E_2_PJM_ROM | PJM_E | PJM_ROM | Internal | Summer | B8 | 500 | 8000 | 0 | 154.33 | 154.31 | 0.01 | 0
2040 | PJM_E_2_PJM_ROM | PJM_E | PJM_ROM | Internal | Summer | B9 | 800 | 8000 | 0 | 152.08 | 152.07 | 0.01 | 0
2040 | PJM_E_2_PJM_ROM | PJM_E | PJM_ROM | Internal | Summer | B10 | 1262 | 8000 | 0 | 118.23 | 118.22 | 0.01 | 0
2040 | PJM_E_2_PJM_ROM | PJM_E | PJM_ROM | Internal | Winter | B16 | 25 | 8000 | 0 | 157.81 | 157.79 | 0.01 | 0
2040 | PJM_E_2_PJM_ROM | PJM_E | PJM_ROM | Internal | Winter | B17 | 100 | 8000 | 0 | 157.81 | 157.79 | 0.01 | 0
2040 | PJM_E_2_PJM_ROM | PJM_E | PJM_ROM | Internal | Winter | B18 | 400 | 8000 | 0 | 154.97 | 154.96 | 0.01 | 0
2040 | PJM_E_2_PJM_ROM | PJM_E | PJM_ROM | Internal | Winter | B19 | 700 | 8000 | 0 | 148.65 | 148.64 | 0.01 | 0
2040 | PJM_E_2_PJM_ROM | PJM_E | PJM_ROM | Internal | Winter | B20 | 935 | 8000 | 0 | 87.14 | 87.13 | 0.01 | 0
2040 | PJM_ROR_2_MISO_IN | PJM_ROR | MISO_IN | Internal | Shoulder | B11 | 25 | 909 | 0 | 153.21 | 153.88 | 2 | 0
2040 | PJM_ROR_2_MISO_IN | PJM_ROR | MISO_IN | Internal | Shoulder | B12 | 200 | 909 | 0 | 153.83 | 153.88 | 2 | 0
2040 | PJM_ROR_2_MISO_IN | PJM_ROR | MISO_IN | Internal | Shoulder | B13 | 600 | 909 | 909 | 149.1 | 153.24 | 2 | 2.13
2040 | PJM_ROR_2_MISO_IN | PJM_ROR | MISO_IN | Internal | Shoulder | B14 | 900 | 909 | 35.14 | 149.1 | 151.1 | 2 | 0
2040 | PJM_ROR_2_MISO_IN | PJM_ROR | MISO_IN | Internal | Shoulder | B15 | 1203 | 909 | 909 | 86.41 | 93.02 | 2 | 4.61
2040 | PJM_ROR_2_MISO_IN | PJM_ROR | MISO_IN | Internal | Summer | B1 | 10 | 909 | 0 | 285.01 | 284.22 | 2 | 0
2040 | PJM_ROR_2_MISO_IN | PJM_ROR | MISO_IN | Internal | Summer | B2 | 25 | 909 | 0 | 285.01 | 283 | 2 | 0
2040 | PJM_ROR_2_MISO_IN | PJM_ROR | MISO_IN | Internal | Summer | B3 | 75 | 909 | 0 | 282.23 | 267.36 | 2 | 0
2040 | PJM_ROR_2_MISO_IN | PJM_ROR | MISO_IN | Internal | Summer | B4 | 100 | 909 | 0 | 186.48 | 177.95 | 2 | 0
2040 | PJM_ROR_2_MISO_IN | PJM_ROR | MISO_IN | Internal | Summer | B5 | 200 | 909 | 0 | 182.84 | 177.28 | 2 | 0
2040 | PJM_ROR_2_MISO_IN | PJM_ROR | MISO_IN | Internal | Summer | B6 | 300 | 909 | 0 | 171.1 | 152.29 | 2 | 0
2040 | PJM_ROR_2_MISO_IN | PJM_ROR | MISO_IN | Internal | Summer | B7 | 400 | 909 | 0 | 163.96 | 152.29 | 2 | 0
2040 | PJM_ROR_2_MISO_IN | PJM_ROR | MISO_IN | Internal | Summer | B8 | 500 | 909 | 0 | 154.3 | 152.29 | 2 | 0
2040 | PJM_ROR_2_MISO_IN | PJM_ROR | MISO_IN | Internal | Summer | B9 | 800 | 909 | 0 | 152.06 | 152.29 | 2 | 0
2040 | PJM_ROR_2_MISO_IN | PJM_ROR | MISO_IN | Internal | Summer | B10 | 1262 | 909 | 0 | 106.16 | 104.18 | 2 | 0
2040 | PJM_ROR_2_MISO_IN | PJM_ROR | MISO_IN | Internal | Winter | B16 | 25 | 909 | 0 | 157.78 | 157.28 | 2 | 0
2040 | PJM_ROR_2_MISO_IN | PJM_ROR | MISO_IN | Internal | Winter | B17 | 100 | 909 | 0 | 157.78 | 157.28 | 2 | 0
2040 | PJM_ROR_2_MISO_IN | PJM_ROR | MISO_IN | Internal | Winter | B18 | 400 | 909 | 909 | 154.95 | 157.22 | 2 | 0.27
2040 | PJM_ROR_2_MISO_IN | PJM_ROR | MISO_IN | Internal | Winter | B19 | 700 | 909 | 909 | 148.63 | 150.64 | 2 | 0.01
2040 | PJM_ROR_2_MISO_IN | PJM_ROR | MISO_IN | Internal | Winter | B20 | 935 | 909 | 909 | 87.12 | 94.38 | 2 | 5.26
2040 | PJM_ROR_2_MISO_MI | PJM_ROR | MISO_MI | Internal | Shoulder | B11 | 25 | 1305 | 0 | 153.21 | 153.9 | 2 | 0
2040 | PJM_ROR_2_MISO_MI | PJM_ROR | MISO_MI | Internal | Shoulder | B12 | 200 | 1305 | 0 | 153.83 | 153.9 | 2 | 0
2040 | PJM_ROR_2_MISO_MI | PJM_ROR | MISO_MI | Internal | Shoulder | B13 | 600 | 1305 | 1305 | 149.1 | 151.12 | 2 | 0.01
2040 | PJM_ROR_2_MISO_MI | PJM_ROR | MISO_MI | Internal | Shoulder | B14 | 900 | 1305 | 574.76 | 149.1 | 151.1 | 2 | 0
2040 | PJM_ROR_2_MISO_MI | PJM_ROR | MISO_MI | Internal | Shoulder | B15 | 1203 | 1305 | 1305 | 86.41 | 93.01 | 2 | 4.6
2040 | PJM_ROR_2_MISO_MI | PJM_ROR | MISO_MI | Internal | Summer | B1 | 10 | 1305 | 0 | 285.01 | 284.23 | 2 | 0
2040 | PJM_ROR_2_MISO_MI | PJM_ROR | MISO_MI | Internal | Summer | B2 | 25 | 1305 | 0 | 285.01 | 283.01 | 2 | 0
2040 | PJM_ROR_2_MISO_MI | PJM_ROR | MISO_MI | Internal | Summer | B3 | 75 | 1305 | 0 | 282.23 | 267.37 | 2 | 0
2040 | PJM_ROR_2_MISO_MI | PJM_ROR | MISO_MI | Internal | Summer | B4 | 100 | 1305 | 0 | 186.48 | 177.97 | 2 | 0
2040 | PJM_ROR_2_MISO_MI | PJM_ROR | MISO_MI | Internal | Summer | B5 | 200 | 1305 | 0 | 182.84 | 177.29 | 2 | 0
2040 | PJM_ROR_2_MISO_MI | PJM_ROR | MISO_MI | Internal | Summer | B6 | 300 | 1305 | 0 | 171.1 | 152.3 | 2 | 0
2040 | PJM_ROR_2_MISO_MI | PJM_ROR | MISO_MI | Internal | Summer | B7 | 400 | 1305 | 0 | 163.96 | 152.3 | 2 | 0
2040 | PJM_ROR_2_MISO_MI | PJM_ROR | MISO_MI | Internal | Summer | B8 | 500 | 1305 | 0 | 154.3 | 152.3 | 2 | 0
2040 | PJM_ROR_2_MISO_MI | PJM_ROR | MISO_MI | Internal | Summer | B9 | 800 | 1305 | 0 | 152.06 | 152.28 | 2 | 0
2040 | PJM_ROR_2_MISO_MI | PJM_ROR | MISO_MI | Internal | Summer | B10 | 1262 | 1305 | 0 | 106.16 | 104.17 | 2 | 0
2040 | PJM_ROR_2_MISO_MI | PJM_ROR | MISO_MI | Internal | Winter | B16 | 25 | 1305 | 0 | 157.78 | 157.29 | 2 | 0
2040 | PJM_ROR_2_MISO_MI | PJM_ROR | MISO_MI | Internal | Winter | B17 | 100 | 1305 | 0 | 157.78 | 157.27 | 2 | 0
2040 | PJM_ROR_2_MISO_MI | PJM_ROR | MISO_MI | Internal | Winter | B18 | 400 | 1305 | 792.06 | 154.95 | 156.95 | 2 | 0
2040 | PJM_ROR_2_MISO_MI | PJM_ROR | MISO_MI | Internal | Winter | B19 | 700 | 1305 | 228.36 | 148.63 | 150.63 | 2 | 0
2040 | PJM_ROR_2_MISO_MI | PJM_ROR | MISO_MI | Internal | Winter | B20 | 935 | 1305 | 1305 | 87.12 | 93.5 | 2 | 4.38
2040 | PJM_ROR_2_MISO_MO-IL | PJM_ROR | MISO_MO-IL | Internal | Shoulder | B11 | 25 | 1111 | 683.8 | 153.21 | 155.21 | 2 | 0
2040 | PJM_ROR_2_MISO_MO-IL | PJM_ROR | MISO_MO-IL | Internal | Shoulder | B12 | 200 | 1111 | 0 | 153.83 | 153.9 | 2 | 0
2040 | PJM_ROR_2_MISO_MO-IL | PJM_ROR | MISO_MO-IL | Internal | Shoulder | B13 | 600 | 1111 | 1111 | 149.1 | 153.23 | 2 | 2.12
2040 | PJM_ROR_2_MISO_MO-IL | PJM_ROR | MISO_MO-IL | Internal | Shoulder | B14 | 900 | 1111 | 0 | 149.1 | 149.2 | 2 | 0
2040 | PJM_ROR_2_MISO_MO-IL | PJM_ROR | MISO_MO-IL | Internal | Shoulder | B15 | 1203 | 1111 | 0 | 86.41 | 86.51 | 2 | 0
2040 | PJM_ROR_2_MISO_MO-IL | PJM_ROR | MISO_MO-IL | Internal | Summer | B1 | 10 | 1111 | 0 | 285.01 | 284.23 | 2 | 0
2040 | PJM_ROR_2_MISO_MO-IL | PJM_ROR | MISO_MO-IL | Internal | Summer | B2 | 25 | 1111 | 0 | 285.01 | 284.23 | 2 | 0
2040 | PJM_ROR_2_MISO_MO-IL | PJM_ROR | MISO_MO-IL | Internal | Summer | B3 | 75 | 1111 | 1101.2 | 282.23 | 284.23 | 2 | 0
2040 | PJM_ROR_2_MISO_MO-IL | PJM_ROR | MISO_MO-IL | Internal | Summer | B4 | 100 | 1111 | 1111 | 186.48 | 192.34 | 2 | 3.86
2040 | PJM_ROR_2_MISO_MO-IL | PJM_ROR | MISO_MO-IL | Internal | Summer | B5 | 200 | 1111 | 1111 | 182.84 | 186.28 | 2 | 1.44
2040 | PJM_ROR_2_MISO_MO-IL | PJM_ROR | MISO_MO-IL | Internal | Summer | B6 | 300 | 1111 | 663.91 | 171.1 | 173.1 | 2 | 0
2040 | PJM_ROR_2_MISO_MO-IL | PJM_ROR | MISO_MO-IL | Internal | Summer | B7 | 400 | 1111 | 0 | 163.96 | 162.22 | 2 | 0
2040 | PJM_ROR_2_MISO_MO-IL | PJM_ROR | MISO_MO-IL | Internal | Summer | B8 | 500 | 1111 | 0 | 154.3 | 152.3 | 2 | 0
2040 | PJM_ROR_2_MISO_MO-IL | PJM_ROR | MISO_MO-IL | Internal | Summer | B9 | 800 | 1111 | 0 | 152.06 | 152.3 | 2 | 0
2040 | PJM_ROR_2_MISO_MO-IL | PJM_ROR | MISO_MO-IL | Internal | Summer | B10 | 1262 | 1111 | 0 | 106.16 | 104.17 | 2 | 0
2040 | PJM_ROR_2_MISO_MO-IL | PJM_ROR | MISO_MO-IL | Internal | Winter | B16 | 25 | 1111 | 0 | 157.78 | 157.27 | 2 | 0
2040 | PJM_ROR_2_MISO_MO-IL | PJM_ROR | MISO_MO-IL | Internal | Winter | B17 | 100 | 1111 | 0 | 157.78 | 157.27 | 2 | 0
2040 | PJM_ROR_2_MISO_MO-IL | PJM_ROR | MISO_MO-IL | Internal | Winter | B18 | 400 | 1111 | 1111 | 154.95 | 157.21 | 2 | 0.26
2040 | PJM_ROR_2_MISO_MO-IL | PJM_ROR | MISO_MO-IL | Internal | Winter | B19 | 700 | 1111 | 163.05 | 148.63 | 150.63 | 2 | 0
2040 | PJM_ROR_2_MISO_MO-IL | PJM_ROR | MISO_MO-IL | Internal | Winter | B20 | 935 | 1111 | 0 | 87.12 | 87.79 | 2 | 0
2040 | PJM_ROR_2_MISO_W | PJM_ROR | MISO_W | Internal | Shoulder | B11 | 25 | 709 | 0 | 153.21 | 155.2 | 2 | 0
2040 | PJM_ROR_2_MISO_W | PJM_ROR | MISO_W | Internal | Shoulder | B12 | 200 | 709 | 0 | 153.83 | 153.88 | 2 | 0
2040 | PJM_ROR_2_MISO_W | PJM_ROR | MISO_W | Internal | Shoulder | B13 | 600 | 709 | 0 | 149.1 | 147.1 | 2 | 0
2040 | PJM_ROR_2_MISO_W | PJM_ROR | MISO_W | Internal | Shoulder | B14 | 900 | 709 | 0 | 149.1 | 103.96 | 2 | 0
2040 | PJM_ROR_2_MISO_W | PJM_ROR | MISO_W | Internal | Shoulder | B15 | 1203 | 709 | 0 | 86.41 | 72.05 | 2 | 0
2040 | PJM_ROR_2_MISO_W | PJM_ROR | MISO_W | Internal | Summer | B1 | 10 | 709 | 0 | 285.01 | 284.48 | 2 | 0
2040 | PJM_ROR_2_MISO_W | PJM_ROR | MISO_W | Internal | Summer | B2 | 25 | 709 | 0 | 285.01 | 284.22 | 2 | 0
2040 | PJM_ROR_2_MISO_W | PJM_ROR | MISO_W | Internal | Summer | B3 | 75 | 709 | 709 | 282.23 | 284.36 | 2 | 0.13
2040 | PJM_ROR_2_MISO_W | PJM_ROR | MISO_W | Internal | Summer | B4 | 100 | 709 | 709 | 186.48 | 192.35 | 2 | 3.87
2040 | PJM_ROR_2_MISO_W | PJM_ROR | MISO_W | Internal | Summer | B5 | 200 | 709 | 709 | 182.84 | 191.47 | 2 | 6.62
2040 | PJM_ROR_2_MISO_W | PJM_ROR | MISO_W | Internal | Summer | B6 | 300 | 709 | 709 | 171.1 | 181.19 | 2 | 8.09
2040 | PJM_ROR_2_MISO_W | PJM_ROR | MISO_W | Internal | Summer | B7 | 400 | 709 | 0 | 163.96 | 162.23 | 2 | 0
2040 | PJM_ROR_2_MISO_W | PJM_ROR | MISO_W | Internal | Summer | B8 | 500 | 709 | 0 | 154.3 | 152.29 | 2 | 0
2040 | PJM_ROR_2_MISO_W | PJM_ROR | MISO_W | Internal | Summer | B9 | 800 | 709 | 0 | 152.06 | 152.19 | 2 | 0
2040 | PJM_ROR_2_MISO_W | PJM_ROR | MISO_W | Internal | Summer | B10 | 1262 | 709 | 0 | 106.16 | 85.18 | 2 | 0
2040 | PJM_ROR_2_MISO_W | PJM_ROR | MISO_W | Internal | Winter | B16 | 25 | 709 | 0 | 157.78 | 139.8 | 2 | 0
2040 | PJM_ROR_2_MISO_W | PJM_ROR | MISO_W | Internal | Winter | B17 | 100 | 709 | 0 | 157.78 | 118.81 | 2 | 0
2040 | PJM_ROR_2_MISO_W | PJM_ROR | MISO_W | Internal | Winter | B18 | 400 | 709 | 0 | 154.95 | 145.21 | 2 | 0
2040 | PJM_ROR_2_MISO_W | PJM_ROR | MISO_W | Internal | Winter | B19 | 700 | 709 | 0 | 148.63 | 139.8 | 2 | 0
2040 | PJM_ROR_2_MISO_W | PJM_ROR | MISO_W | Internal | Winter | B20 | 935 | 709 | 0 | 87.12 | 78.5 | 2 | 0
2040 | PJM_ROR_2_MISO_WUMS | PJM_ROR | MISO_WUMS | Internal | Shoulder | B11 | 25 | 1467 | 0 | 153.21 | 154.01 | 2 | 0
2040 | PJM_ROR_2_MISO_WUMS | PJM_ROR | MISO_WUMS | Internal | Shoulder | B12 | 200 | 1467 | 0 | 153.83 | 153.9 | 2 | 0
2040 | PJM_ROR_2_MISO_WUMS | PJM_ROR | MISO_WUMS | Internal | Shoulder | B13 | 600 | 1467 | 834.11 | 149.1 | 151.1 | 2 | 0
2040 | PJM_ROR_2_MISO_WUMS | PJM_ROR | MISO_WUMS | Internal | Shoulder | B14 | 900 | 1467 | 0 | 149.1 | 151.09 | 2 | 0
2040 | PJM_ROR_2_MISO_WUMS | PJM_ROR | MISO_WUMS | Internal | Shoulder | B15 | 1203 | 1467 | 0 | 86.41 | 87.6 | 2 | 0
2040 | PJM_ROR_2_MISO_WUMS | PJM_ROR | MISO_WUMS | Internal | Summer | B1 | 10 | 1467 | 0 | 285.01 | 284.24 | 2 | 0
2040 | PJM_ROR_2_MISO_WUMS | PJM_ROR | MISO_WUMS | Internal | Summer | B2 | 25 | 1467 | 0 | 285.01 | 283.03 | 2 | 0
2040 | PJM_ROR_2_MISO_WUMS | PJM_ROR | MISO_WUMS | Internal | Summer | B3 | 75 | 1467 | 0 | 282.23 | 267.38 | 2 | 0
2040 | PJM_ROR_2_MISO_WUMS | PJM_ROR | MISO_WUMS | Internal | Summer | B4 | 100 | 1467 | 0 | 186.48 | 177.98 | 2 | 0
2040 | PJM_ROR_2_MISO_WUMS | PJM_ROR | MISO_WUMS | Internal | Summer | B5 | 200 | 1467 | 0 | 182.84 | 177.31 | 2 | 0
2040 | PJM_ROR_2_MISO_WUMS | PJM_ROR | MISO_WUMS | Internal | Summer | B6 | 300 | 1467 | 0 | 171.1 | 169.1 | 2 | 0
2040 | PJM_ROR_2_MISO_WUMS | PJM_ROR | MISO_WUMS | Internal | Summer | B7 | 400 | 1467 | 0 | 163.96 | 154.39 | 2 | 0
2040 | PJM_ROR_2_MISO_WUMS | PJM_ROR | MISO_WUMS | Internal | Summer | B8 | 500 | 1467 | 0 | 154.3 | 152.29 | 2 | 0
2040 | PJM_ROR_2_MISO_WUMS | PJM_ROR | MISO_WUMS | Internal | Summer | B9 | 800 | 1467 | 0 | 152.06 | 152.21 | 2 | 0
2040 | PJM_ROR_2_MISO_WUMS | PJM_ROR | MISO_WUMS | Internal | Summer | B10 | 1262 | 1467 | 0 | 106.16 | 104.16 | 2 | 0
2040 | PJM_ROR_2_MISO_WUMS | PJM_ROR | MISO_WUMS | Internal | Winter | B16 | 25 | 1467 | 0 | 157.78 | 157.28 | 2 | 0
2040 | PJM_ROR_2_MISO_WUMS | PJM_ROR | MISO_WUMS | Internal | Winter | B17 | 100 | 1467 | 0 | 157.78 | 157.26 | 2 | 0
2040 | PJM_ROR_2_MISO_WUMS | PJM_ROR | MISO_WUMS | Internal | Winter | B18 | 400 | 1467 | 0 | 154.95 | 156.94 | 2 | 0
2040 | PJM_ROR_2_MISO_WUMS | PJM_ROR | MISO_WUMS | Internal | Winter | B19 | 700 | 1467 | 0 | 148.63 | 150.62 | 2 | 0
2040 | PJM_ROR_2_MISO_WUMS | PJM_ROR | MISO_WUMS | Internal | Winter | B20 | 935 | 1467 | 0 | 87.12 | 88.36 | 2 | 0
2040 | PJM_ROR_2_PJM_ROM | PJM_ROR | PJM_ROM | Internal | Shoulder | B11 | 25 | 8000 | 0 | 153.21 | 153.2 | 0.01 | 0
2040 | PJM_ROR_2_PJM_ROM | PJM_ROR | PJM_ROM | Internal | Shoulder | B12 | 200 | 8000 | 3548.54 | 153.83 | 153.84 | 0.01 | 0
2040 | PJM_ROR_2_PJM_ROM | PJM_ROR | PJM_ROM | Internal | Shoulder | B13 | 600 | 8000 | 1712.58 | 149.1 | 149.12 | 0.01 | 0
2040 | PJM_ROR_2_PJM_ROM | PJM_ROR | PJM_ROM | Internal | Shoulder | B14 | 900 | 8000 | 4442.79 | 149.1 | 149.12 | 0.01 | 0
2040 | PJM_ROR_2_PJM_ROM | PJM_ROR | PJM_ROM | Internal | Shoulder | B15 | 1203 | 8000 | 4416.58 | 86.41 | 86.42 | 0.01 | 0
2040 | PJM_ROR_2_PJM_ROM | PJM_ROR | PJM_ROM | Internal | Summer | B1 | 10 | 8000 | 4472.89 | 285.01 | 285.03 | 0.01 | 0
2040 | PJM_ROR_2_PJM_ROM | PJM_ROR | PJM_ROM | Internal | Summer | B2 | 25 | 8000 | 3004.24 | 285.01 | 285.03 | 0.01 | 0
2040 | PJM_ROR_2_PJM_ROM | PJM_ROR | PJM_ROM | Internal | Summer | B3 | 75 | 8000 | 0 | 282.23 | 282.22 | 0.01 | 0
2040 | PJM_ROR_2_PJM_ROM | PJM_ROR | PJM_ROM | Internal | Summer | B4 | 100 | 8000 | 1924.49 | 186.48 | 186.49 | 0.01 | 0
2040 | PJM_ROR_2_PJM_ROM | PJM_ROR | PJM_ROM | Internal | Summer | B5 | 200 | 8000 | 1331 | 182.84 | 182.86 | 0.01 | 0
2040 | PJM_ROR_2_PJM_ROM | PJM_ROR | PJM_ROM | Internal | Summer | B6 | 300 | 8000 | 2134.41 | 171.1 | 171.11 | 0.01 | 0
2040 | PJM_ROR_2_PJM_ROM | PJM_ROR | PJM_ROM | Internal | Summer | B7 | 400 | 8000 | 5779.67 | 163.96 | 163.97 | 0.01 | 0
2040 | PJM_ROR_2_PJM_ROM | PJM_ROR | PJM_ROM | Internal | Summer | B8 | 500 | 8000 | 6523.92 | 154.3 | 154.31 | 0.01 | 0
2040 | PJM_ROR_2_PJM_ROM | PJM_ROR | PJM_ROM | Internal | Summer | B9 | 800 | 8000 | 2712.65 | 152.06 | 152.07 | 0.01 | 0
2040 | PJM_ROR_2_PJM_ROM | PJM_ROR | PJM_ROM | Internal | Summer | B10 | 1262 | 8000 | 8000 | 106.16 | 118.22 | 0.01 | 12.05
2040 | PJM_ROR_2_PJM_ROM | PJM_ROR | PJM_ROM | Internal | Winter | B16 | 25 | 8000 | 917.78 | 157.78 | 157.79 | 0.01 | 0
2040 | PJM_ROR_2_PJM_ROM | PJM_ROR | PJM_ROM | Internal | Winter | B17 | 100 | 8000 | 1173.3 | 157.78 | 157.79 | 0.01 | 0
2040 | PJM_ROR_2_PJM_ROM | PJM_ROR | PJM_ROM | Internal | Winter | B18 | 400 | 8000 | 1633.49 | 154.95 | 154.96 | 0.01 | 0
2040 | PJM_ROR_2_PJM_ROM | PJM_ROR | PJM_ROM | Internal | Winter | B19 | 700 | 8000 | 1754.24 | 148.63 | 148.64 | 0.01 | 0
2040 | PJM_ROR_2_PJM_ROM | PJM_ROR | PJM_ROM | Internal | Winter | B20 | 935 | 8000 | 1911.22 | 87.12 | 87.13 | 0.01 | 0
2040 | PJM_ROR_2_TVA_Transmission | PJM_ROR | TVA_Transmission | Internal | Shoulder | B11 | 25 | 2500 | 1144.65 | 153.21 | 159.21 | 6 | 0
2040 | PJM_ROR_2_TVA_Transmission | PJM_ROR | TVA_Transmission | Internal | Shoulder | B12 | 200 | 2500 | 0 | 153.83 | 151.85 | 6 | 0
2040 | PJM_ROR_2_TVA_Transmission | PJM_ROR | TVA_Transmission | Internal | Shoulder | B13 | 600 | 2500 | 0 | 149.1 | 149.1 | 6 | 0
2040 | PJM_ROR_2_TVA_Transmission | PJM_ROR | TVA_Transmission | Internal | Shoulder | B14 | 900 | 2500 | 0 | 149.1 | 149.1 | 6 | 0
2040 | PJM_ROR_2_TVA_Transmission | PJM_ROR | TVA_Transmission | Internal | Shoulder | B15 | 1203 | 2500 | 0 | 86.41 | 87.17 | 6 | 0
2040 | PJM_ROR_2_TVA_Transmission | PJM_ROR | TVA_Transmission | Internal | Summer | B1 | 10 | 2500 | 2500 | 285.01 | 292.23 | 6 | 1.22
2040 | PJM_ROR_2_TVA_Transmission | PJM_ROR | TVA_Transmission | Internal | Summer | B2 | 25 | 2500 | 2175.3 | 285.01 | 291.01 | 6 | 0
2040 | PJM_ROR_2_TVA_Transmission | PJM_ROR | TVA_Transmission | Internal | Summer | B3 | 75 | 2500 | 0 | 282.23 | 283.36 | 6 | 0
2040 | PJM_ROR_2_TVA_Transmission | PJM_ROR | TVA_Transmission | Internal | Summer | B4 | 100 | 2500 | 0 | 186.48 | 183.34 | 6 | 0
2040 | PJM_ROR_2_TVA_Transmission | PJM_ROR | TVA_Transmission | Internal | Summer | B5 | 200 | 2500 | 0 | 182.84 | 177.28 | 6 | 0
2040 | PJM_ROR_2_TVA_Transmission | PJM_ROR | TVA_Transmission | Internal | Summer | B6 | 300 | 2500 | 0 | 171.1 | 164.1 | 6 | 0
2040 | PJM_ROR_2_TVA_Transmission | PJM_ROR | TVA_Transmission | Internal | Summer | B7 | 400 | 2500 | 0 | 163.96 | 157.37 | 6 | 0
2040 | PJM_ROR_2_TVA_Transmission | PJM_ROR | TVA_Transmission | Internal | Summer | B8 | 500 | 2500 | 0 | 154.3 | 156.47 | 6 | 0
2040 | PJM_ROR_2_TVA_Transmission | PJM_ROR | TVA_Transmission | Internal | Summer | B9 | 800 | 2500 | 0 | 152.06 | 156.47 | 6 | 0
2040 | PJM_ROR_2_TVA_Transmission | PJM_ROR | TVA_Transmission | Internal | Summer | B10 | 1262 | 2500 | 0 | 106.16 | 96.17 | 6 | 0
2040 | PJM_ROR_2_TVA_Transmission | PJM_ROR | TVA_Transmission | Internal | Winter | B16 | 25 | 2500 | 0 | 157.78 | 163.13 | 6 | 0
2040 | PJM_ROR_2_TVA_Transmission | PJM_ROR | TVA_Transmission | Internal | Winter | B17 | 100 | 2500 | 0 | 157.78 | 161.26 | 6 | 0
2040 | PJM_ROR_2_TVA_Transmission | PJM_ROR | TVA_Transmission | Internal | Winter | B18 | 400 | 2500 | 0 | 154.95 | 148.63 | 6 | 0
2040 | PJM_ROR_2_TVA_Transmission | PJM_ROR | TVA_Transmission | Internal | Winter | B19 | 700 | 2500 | 0 | 148.63 | 148.4 | 6 | 0
2040 | PJM_ROR_2_TVA_Transmission | PJM_ROR | TVA_Transmission | Internal | Winter | B20 | 935 | 2500 | 0 | 87.12 | 90.01 | 6 | 0
2040 | PJM_ROR_2_VACAR | PJM_ROR | VACAR | Internal | Shoulder | B11 | 25 | 3000 | 1903.85 | 153.21 | 159.21 | 6 | 0
2040 | PJM_ROR_2_VACAR | PJM_ROR | VACAR | Internal | Shoulder | B12 | 200 | 3000 | 0 | 153.83 | 145.96 | 6 | 0
2040 | PJM_ROR_2_VACAR | PJM_ROR | VACAR | Internal | Shoulder | B13 | 600 | 3000 | 0 | 149.1 | 142.1 | 6 | 0
2040 | PJM_ROR_2_VACAR | PJM_ROR | VACAR | Internal | Shoulder | B14 | 900 | 3000 | 0 | 149.1 | 142.1 | 6 | 0
2040 | PJM_ROR_2_VACAR | PJM_ROR | VACAR | Internal | Shoulder | B15 | 1203 | 3000 | 0 | 86.41 | 73.5 | 6 | 0
2040 | PJM_ROR_2_VACAR | PJM_ROR | VACAR | Internal | Summer | B1 | 10 | 3000 | 2476.58 | 285.01 | 291.01 | 6 | 0
2040 | PJM_ROR_2_VACAR | PJM_ROR | VACAR | Internal | Summer | B2 | 25 | 3000 | 3000 | 285.01 | 291.98 | 6 | 0.97
2040 | PJM_ROR_2_VACAR | PJM_ROR | VACAR | Internal | Summer | B3 | 75 | 3000 | 0 | 282.23 | 285.36 | 6 | 0
2040 | PJM_ROR_2_VACAR | PJM_ROR | VACAR | Internal | Summer | B4 | 100 | 3000 | 0 | 186.48 | 176.34 | 6 | 0
2040 | PJM_ROR_2_VACAR | PJM_ROR | VACAR | Internal | Summer | B5 | 200 | 3000 | 0 | 182.84 | 175.84 | 6 | 0
2040 | PJM_ROR_2_VACAR | PJM_ROR | VACAR | Internal | Summer | B6 | 300 | 3000 | 0 | 171.1 | 156.96 | 6 | 0
2040 | PJM_ROR_2_VACAR | PJM_ROR | VACAR | Internal | Summer | B7 | 400 | 3000 | 0 | 163.96 | 156.96 | 6 | 0
2040 | PJM_ROR_2_VACAR | PJM_ROR | VACAR | Internal | Summer | B8 | 500 | 3000 | 0 | 154.3 | 156.96 | 6 | 0
2040 | PJM_ROR_2_VACAR | PJM_ROR | VACAR | Internal | Summer | B9 | 800 | 3000 | 0 | 152.06 | 156.96 | 6 | 0
2040 | PJM_ROR_2_VACAR | PJM_ROR | VACAR | Internal | Summer | B10 | 1262 | 3000 | 0 | 106.16 | 96.17 | 6 | 0
2040 | PJM_ROR_2_VACAR | PJM_ROR | VACAR | Internal | Winter | B16 | 25 | 3000 | 3000 | 157.78 | 164.55 | 6 | 0.77
2040 | PJM_ROR_2_VACAR | PJM_ROR | VACAR | Internal | Winter | B17 | 100 | 3000 | 0 | 157.78 | 154.97 | 6 | 0
2040 | PJM_ROR_2_VACAR | PJM_ROR | VACAR | Internal | Winter | B18 | 400 | 3000 | 0 | 154.95 | 141.63 | 6 | 0
2040 | PJM_ROR_2_VACAR | PJM_ROR | VACAR | Internal | Winter | B19 | 700 | 3000 | 0 | 148.63 | 141.63 | 6 | 0
2040 | PJM_ROR_2_VACAR | PJM_ROR | VACAR | Internal | Winter | B20 | 935 | 3000 | 0 | 87.12 | 76.51 | 6 | 0
2040 | PJM_ROM_2_NYISO_A-F | PJM_ROM | NYISO_A-F | Internal | Shoulder | B11 | 25 | 2000 | 0 | 153.2 | 93.01 | 6 | 0
2040 | PJM_ROM_2_NYISO_A-F | PJM_ROM | NYISO_A-F | Internal | Shoulder | B12 | 200 | 2000 | 0 | 153.84 | 100.1 | 6 | 0
2040 | PJM_ROM_2_NYISO_A-F | PJM_ROM | NYISO_A-F | Internal | Shoulder | B13 | 600 | 2000 | 0 | 149.12 | 93.01 | 6 | 0
2040 | PJM_ROM_2_NYISO_A-F | PJM_ROM | NYISO_A-F | Internal | Shoulder | B14 | 900 | 2000 | 0 | 149.12 | 93.01 | 6 | 0
2040 | PJM_ROM_2_NYISO_A-F | PJM_ROM | NYISO_A-F | Internal | Shoulder | B15 | 1203 | 2000 | 0 | 86.42 | 79.01 | 6 | 0
2040 | PJM_ROM_2_NYISO_A-F | PJM_ROM | NYISO_A-F | Internal | Summer | B1 | 10 | 2000 | 0 | 285.03 | 172.33 | 6 | 0
2040 | PJM_ROM_2_NYISO_A-F | PJM_ROM | NYISO_A-F | Internal | Summer | B2 | 25 | 2000 | 0 | 285.03 | 173.05 | 6 | 0
2040 | PJM_ROM_2_NYISO_A-F | PJM_ROM | NYISO_A-F | Internal | Summer | B3 | 75 | 2000 | 0 | 282.22 | 173.05 | 6 | 0
2040 | PJM_ROM_2_NYISO_A-F | PJM_ROM | NYISO_A-F | Internal | Summer | B4 | 100 | 2000 | 0 | 186.49 | 173.05 | 6 | 0
2040 | PJM_ROM_2_NYISO_A-F | PJM_ROM | NYISO_A-F | Internal | Summer | B5 | 200 | 2000 | 0 | 182.86 | 173.05 | 6 | 0
2040 | PJM_ROM_2_NYISO_A-F | PJM_ROM | NYISO_A-F | Internal | Summer | B6 | 300 | 2000 | 0 | 171.11 | 168.67 | 6 | 0
2040 | PJM_ROM_2_NYISO_A-F | PJM_ROM | NYISO_A-F | Internal | Summer | B7 | 400 | 2000 | 0 | 163.97 | 155.97 | 6 | 0
2040 | PJM_ROM_2_NYISO_A-F | PJM_ROM | NYISO_A-F | Internal | Summer | B8 | 500 | 2000 | 0 | 154.31 | 146.31 | 6 | 0
2040 | PJM_ROM_2_NYISO_A-F | PJM_ROM | NYISO_A-F | Internal | Summer | B9 | 800 | 2000 | 0 | 152.07 | 144.07 | 6 | 0
2040 | PJM_ROM_2_NYISO_A-F | PJM_ROM | NYISO_A-F | Internal | Summer | B10 | 1262 | 2000 | 2000 | 118.22 | 128.01 | 6 | 3.79
2040 | PJM_ROM_2_NYISO_A-F | PJM_ROM | NYISO_A-F | Internal | Winter | B16 | 25 | 2000 | 0 | 157.79 | 83.95 | 6 | 0
2040 | PJM_ROM_2_NYISO_A-F | PJM_ROM | NYISO_A-F | Internal | Winter | B17 | 100 | 2000 | 0 | 157.79 | 79.5 | 6 | 0
2040 | PJM_ROM_2_NYISO_A-F | PJM_ROM | NYISO_A-F | Internal | Winter | B18 | 400 | 2000 | 0 | 154.96 | 79.5 | 6 | 0
2040 | PJM_ROM_2_NYISO_A-F | PJM_ROM | NYISO_A-F | Internal | Winter | B19 | 700 | 2000 | 0 | 148.64 | 79.5 | 6 | 0
2040 | PJM_ROM_2_NYISO_A-F | PJM_ROM | NYISO_A-F | Internal | Winter | B20 | 935 | 2000 | 0 | 87.13 | 79.5 | 6 | 0
2040 | PJM_ROM_2_PJM_E | PJM_ROM | PJM_E | Internal | Shoulder | B11 | 25 | 8000 | 0 | 153.2 | 153.19 | 0.01 | 0
2040 | PJM_ROM_2_PJM_E | PJM_ROM | PJM_E | Internal | Shoulder | B12 | 200 | 8000 | 1666.27 | 153.84 | 153.85 | 0.01 | 0
2040 | PJM_ROM_2_PJM_E | PJM_ROM | PJM_E | Internal | Shoulder | B13 | 600 | 8000 | 1283.93 | 149.12 | 149.13 | 0.01 | 0
2040 | PJM_ROM_2_PJM_E | PJM_ROM | PJM_E | Internal | Shoulder | B14 | 900 | 8000 | 3115.59 | 149.12 | 149.13 | 0.01 | 0
2040 | PJM_ROM_2_PJM_E | PJM_ROM | PJM_E | Internal | Shoulder | B15 | 1203 | 8000 | 2728.2 | 86.42 | 86.44 | 0.01 | 0
2040 | PJM_ROM_2_PJM_E | PJM_ROM | PJM_E | Internal | Summer | B1 | 10 | 8000 | 1605.04 | 285.03 | 285.04 | 0.01 | 0
2040 | PJM_ROM_2_PJM_E | PJM_ROM | PJM_E | Internal | Summer | B2 | 25 | 8000 | 975.72 | 285.03 | 285.04 | 0.01 | 0
2040 | PJM_ROM_2_PJM_E | PJM_ROM | PJM_E | Internal | Summer | B3 | 75 | 8000 | 0 | 282.22 | 282.21 | 0.01 | 0
2040 | PJM_ROM_2_PJM_E | PJM_ROM | PJM_E | Internal | Summer | B4 | 100 | 8000 | 610.25 | 186.49 | 186.5 | 0.01 | 0
2040 | PJM_ROM_2_PJM_E | PJM_ROM | PJM_E | Internal | Summer | B5 | 200 | 8000 | 414.85 | 182.86 | 182.87 | 0.01 | 0
2040 | PJM_ROM_2_PJM_E | PJM_ROM | PJM_E | Internal | Summer | B6 | 300 | 8000 | 1759.92 | 171.11 | 171.12 | 0.01 | 0
2040 | PJM_ROM_2_PJM_E | PJM_ROM | PJM_E | Internal | Summer | B7 | 400 | 8000 | 3197.13 | 163.97 | 163.98 | 0.01 | 0
2040 | PJM_ROM_2_PJM_E | PJM_ROM | PJM_E | Internal | Summer | B8 | 500 | 8000 | 2945.4 | 154.31 | 154.33 | 0.01 | 0
2040 | PJM_ROM_2_PJM_E | PJM_ROM | PJM_E | Internal | Summer | B9 | 800 | 8000 | 1560.05 | 152.07 | 152.08 | 0.01 | 0
2040 | PJM_ROM_2_PJM_E | PJM_ROM | PJM_E | Internal | Summer | B10 | 1262 | 8000 | 4604.42 | 118.22 | 118.23 | 0.01 | 0
2040 | PJM_ROM_2_PJM_E | PJM_ROM | PJM_E | Internal | Winter | B16 | 25 | 8000 | 2244.67 | 157.79 | 157.81 | 0.01 | 0
2040 | PJM_ROM_2_PJM_E | PJM_ROM | PJM_E | Internal | Winter | B17 | 100 | 8000 | 2126.35 | 157.79 | 157.81 | 0.01 | 0
2040 | PJM_ROM_2_PJM_E | PJM_ROM | PJM_E | Internal | Winter | B18 | 400 | 8000 | 3231.65 | 154.96 | 154.97 | 0.01 | 0
2040 | PJM_ROM_2_PJM_E | PJM_ROM | PJM_E | Internal | Winter | B19 | 700 | 8000 | 3301.5 | 148.64 | 148.65 | 0.01 | 0
2040 | PJM_ROM_2_PJM_E | PJM_ROM | PJM_E | Internal | Winter | B20 | 935 | 8000 | 2255.43 | 87.13 | 87.14 | 0.01 | 0
2040 | PJM_ROM_2_PJM_ROR | PJM_ROM | PJM_ROR | Internal | Shoulder | B11 | 25 | 8000 | 772.71 | 153.2 | 153.21 | 0.01 | 0
2040 | PJM_ROM_2_PJM_ROR | PJM_ROM | PJM_ROR | Internal | Shoulder | B12 | 200 | 8000 | 0 | 153.84 | 153.83 | 0.01 | 0
2040 | PJM_ROM_2_PJM_ROR | PJM_ROM | PJM_ROR | Internal | Shoulder | B13 | 600 | 8000 | 0 | 149.12 | 149.1 | 0.01 | 0
2040 | PJM_ROM_2_PJM_ROR | PJM_ROM | PJM_ROR | Internal | Shoulder | B14 | 900 | 8000 | 0 | 149.12 | 149.1 | 0.01 | 0
2040 | PJM_ROM_2_PJM_ROR | PJM_ROM | PJM_ROR | Internal | Shoulder | B15 | 1203 | 8000 | 0 | 86.42 | 86.41 | 0.01 | 0
2040 | PJM_ROM_2_PJM_ROR | PJM_ROM | PJM_ROR | Internal | Summer | B1 | 10 | 8000 | 0 | 285.03 | 285.01 | 0.01 | 0
2040 | PJM_ROM_2_PJM_ROR | PJM_ROM | PJM_ROR | Internal | Summer | B2 | 25 | 8000 | 0 | 285.03 | 285.01 | 0.01 | 0
2040 | PJM_ROM_2_PJM_ROR | PJM_ROM | PJM_ROR | Internal | Summer | B3 | 75 | 8000 | 374.08 | 282.22 | 282.23 | 0.01 | 0
2040 | PJM_ROM_2_PJM_ROR | PJM_ROM | PJM_ROR | Internal | Summer | B4 | 100 | 8000 | 0 | 186.49 | 186.48 | 0.01 | 0
2040 | PJM_ROM_2_PJM_ROR | PJM_ROM | PJM_ROR | Internal | Summer | B5 | 200 | 8000 | 0 | 182.86 | 182.84 | 0.01 | 0
2040 | PJM_ROM_2_PJM_ROR | PJM_ROM | PJM_ROR | Internal | Summer | B6 | 300 | 8000 | 0 | 171.11 | 171.1 | 0.01 | 0
2040 | PJM_ROM_2_PJM_ROR | PJM_ROM | PJM_ROR | Internal | Summer | B7 | 400 | 8000 | 0 | 163.97 | 163.96 | 0.01 | 0
2040 | PJM_ROM_2_PJM_ROR | PJM_ROM | PJM_ROR | Internal | Summer | B8 | 500 | 8000 | 0 | 154.31 | 154.3 | 0.01 | 0
2040 | PJM_ROM_2_PJM_ROR | PJM_ROM | PJM_ROR | Internal | Summer | B9 | 800 | 8000 | 0 | 152.07 | 152.06 | 0.01 | 0
2040 | PJM_ROM_2_PJM_ROR | PJM_ROM | PJM_ROR | Internal | Summer | B10 | 1262 | 8000 | 0 | 118.22 | 106.16 | 0.01 | 0
2040 | PJM_ROM_2_PJM_ROR | PJM_ROM | PJM_ROR | Internal | Winter | B16 | 25 | 8000 | 0 | 157.79 | 157.78 | 0.01 | 0
2040 | PJM_ROM_2_PJM_ROR | PJM_ROM | PJM_ROR | Internal | Winter | B17 | 100 | 8000 | 0 | 157.79 | 157.78 | 0.01 | 0
2040 | PJM_ROM_2_PJM_ROR | PJM_ROM | PJM_ROR | Internal | Winter | B18 | 400 | 8000 | 0 | 154.96 | 154.95 | 0.01 | 0
2040 | PJM_ROM_2_PJM_ROR | PJM_ROM | PJM_ROR | Internal | Winter | B19 | 700 | 8000 | 0 | 148.64 | 148.63 | 0.01 | 0
2040 | PJM_ROM_2_PJM_ROR | PJM_ROM | PJM_ROR | Internal | Winter | B20 | 935 | 8000 | 0 | 87.13 | 87.12 | 0.01 | 0
2040 | SOCO_2_ENT | SOCO | ENT | Internal | Shoulder | B11 | 25 | 2400 | 0 | 168.21 | 163.21 | 10 | 0
2040 | SOCO_2_ENT | SOCO | ENT | Internal | Shoulder | B12 | 200 | 2400 | 0 | 152.96 | 156.63 | 10 | 0
2040 | SOCO_2_ENT | SOCO | ENT | Internal | Shoulder | B13 | 600 | 2400 | 0 | 149.1 | 156.63 | 10 | 0
2040 | SOCO_2_ENT | SOCO | ENT | Internal | Shoulder | B14 | 900 | 2400 | 0 | 149.1 | 141.2 | 10 | 0
2040 | SOCO_2_ENT | SOCO | ENT | Internal | Shoulder | B15 | 1203 | 2400 | 0 | 77.17 | 78.51 | 10 | 0
2040 | SOCO_2_ENT | SOCO | ENT | Internal | Summer | B1 | 10 | 2400 | 0 | 298.01 | 290.01 | 10 | 0
2040 | SOCO_2_ENT | SOCO | ENT | Internal | Summer | B2 | 25 | 2400 | 0 | 296.81 | 288.81 | 10 | 0
2040 | SOCO_2_ENT | SOCO | ENT | Internal | Summer | B3 | 75 | 2400 | 0 | 292.36 | 284.36 | 10 | 0
2040 | SOCO_2_ENT | SOCO | ENT | Internal | Summer | B4 | 100 | 2400 | 0 | 183.34 | 192.34 | 10 | 0
2040 | SOCO_2_ENT | SOCO | ENT | Internal | Summer | B5 | 200 | 2400 | 0 | 182.84 | 180.56 | 10 | 0
2040 | SOCO_2_ENT | SOCO | ENT | Internal | Summer | B6 | 300 | 2400 | 0 | 163.96 | 172.71 | 10 | 0
2040 | SOCO_2_ENT | SOCO | ENT | Internal | Summer | B7 | 400 | 2400 | 0 | 163.96 | 165.48 | 10 | 0
2040 | SOCO_2_ENT | SOCO | ENT | Internal | Summer | B8 | 500 | 2400 | 0 | 157.34 | 154.98 | 10 | 0
2040 | SOCO_2_ENT | SOCO | ENT | Internal | Summer | B9 | 800 | 2400 | 0 | 157.34 | 154.98 | 10 | 0
2040 | SOCO_2_ENT | SOCO | ENT | Internal | Summer | B10 | 1262 | 2400 | 69.54 | 86.17 | 96.17 | 10 | 0
2040 | SOCO_2_ENT | SOCO | ENT | Internal | Winter | B16 | 25 | 2400 | 0 | 171.55 | 160.17 | 10 | 0
2040 | SOCO_2_ENT | SOCO | ENT | Internal | Winter | B17 | 100 | 2400 | 0 | 161.97 | 160.17 | 10 | 0
2040 | SOCO_2_ENT | SOCO | ENT | Internal | Winter | B18 | 400 | 2400 | 0 | 148.63 | 157.22 | 10 | 0
2040 | SOCO_2_ENT | SOCO | ENT | Internal | Winter | B19 | 700 | 2400 | 0 | 148.63 | 144.79 | 10 | 0
2040 | SOCO_2_ENT | SOCO | ENT | Internal | Winter | B20 | 935 | 2400 | 0 | 80.39 | 79.79 | 10 | 0
2040 | SOCO_2_FRCC | SOCO | FRCC | Internal | Shoulder | B11 | 25 | 3700 | 3700 | 168.21 | 189.95 | 10 | 11.74
2040 | SOCO_2_FRCC | SOCO | FRCC | Internal | Shoulder | B12 | 200 | 3700 | 718 | 152.96 | 162.96 | 10 | 0
2040 | SOCO_2_FRCC | SOCO | FRCC | Internal | Shoulder | B13 | 600 | 3700 | 3700 | 149.1 | 162.96 | 10 | 3.86
2040 | SOCO_2_FRCC | SOCO | FRCC | Internal | Shoulder | B14 | 900 | 3700 | 3700 | 149.1 | 162.96 | 10 | 3.86
2040 | SOCO_2_FRCC | SOCO | FRCC | Internal | Shoulder | B15 | 1203 | 3700 | 0 | 77.17 | 69.55 | 10 | 0
2040 | SOCO_2_FRCC | SOCO | FRCC | Internal | Summer | B1 | 10 | 3700 | 0 | 298.01 | 299.8 | 10 | 0
2040 | SOCO_2_FRCC | SOCO | FRCC | Internal | Summer | B2 | 25 | 3700 | 0 | 296.81 | 299.8 | 10 | 0
2040 | SOCO_2_FRCC | SOCO | FRCC | Internal | Summer | B3 | 75 | 3700 | 0 | 292.36 | 284.36 | 10 | 0
2040 | SOCO_2_FRCC | SOCO | FRCC | Internal | Summer | B4 | 100 | 3700 | 0 | 183.34 | 188.71 | 10 | 0
2040 | SOCO_2_FRCC | SOCO | FRCC | Internal | Summer | B5 | 200 | 3700 | 0 | 182.84 | 188.71 | 10 | 0
2040 | SOCO_2_FRCC | SOCO | FRCC | Internal | Summer | B6 | 300 | 3700 | 1760.48 | 163.96 | 173.96 | 10 | 0
2040 | SOCO_2_FRCC | SOCO | FRCC | Internal | Summer | B7 | 400 | 3700 | 0 | 163.96 | 161.9 | 10 | 0
2040 | SOCO_2_FRCC | SOCO | FRCC | Internal | Summer | B8 | 500 | 3700 | 0 | 157.34 | 161.9 | 10 | 0
2040 | SOCO_2_FRCC | SOCO | FRCC | Internal | Summer | B9 | 800 | 3700 | 0 | 157.34 | 161.9 | 10 | 0
2040 | SOCO_2_FRCC | SOCO | FRCC | Internal | Summer | B10 | 1262 | 3700 | 0 | 86.17 | 73.5 | 10 | 0
2040 | SOCO_2_FRCC | SOCO | FRCC | Internal | Winter | B16 | 25 | 3700 | 2738.62 | 171.55 | 181.55 | 10 | 0
2040 | SOCO_2_FRCC | SOCO | FRCC | Internal | Winter | B17 | 100 | 3700 | 0 | 161.97 | 165.65 | 10 | 0
2040 | SOCO_2_FRCC | SOCO | FRCC | Internal | Winter | B18 | 400 | 3700 | 3700 | 148.63 | 165.65 | 10 | 7.02
2040 | SOCO_2_FRCC | SOCO | FRCC | Internal | Winter | B19 | 700 | 3700 | 3700 | 148.63 | 162.16 | 10 | 3.53
2040 | SOCO_2_FRCC | SOCO | FRCC | Internal | Winter | B20 | 935 | 3700 | 0 | 80.39 | 73.5 | 10 | 0
2040 | SOCO_2_TVA_Transmission | SOCO | TVA_Transmission | Internal | Shoulder | B11 | 25 | 2600 | 0 | 168.21 | 159.21 | 10 | 0
2040 | SOCO_2_TVA_Transmission | SOCO | TVA_Transmission | Internal | Shoulder | B12 | 200 | 2600 | 0 | 152.96 | 151.85 | 10 | 0
2040 | SOCO_2_TVA_Transmission | SOCO | TVA_Transmission | Internal | Shoulder | B13 | 600 | 2600 | 0 | 149.1 | 149.1 | 10 | 0
2040 | SOCO_2_TVA_Transmission | SOCO | TVA_Transmission | Internal | Shoulder | B14 | 900 | 2600 | 0 | 149.1 | 149.1 | 10 | 0
2040 | SOCO_2_TVA_Transmission | SOCO | TVA_Transmission | Internal | Shoulder | B15 | 1203 | 2600 | 279.37 | 77.17 | 87.17 | 10 | 0
2040 | SOCO_2_TVA_Transmission | SOCO | TVA_Transmission | Internal | Summer | B1 | 10 | 2600 | 0 | 298.01 | 292.23 | 10 | 0
2040 | SOCO_2_TVA_Transmission | SOCO | TVA_Transmission | Internal | Summer | B2 | 25 | 2600 | 0 | 296.81 | 291.01 | 10 | 0
2040 | SOCO_2_TVA_Transmission | SOCO | TVA_Transmission | Internal | Summer | B3 | 75 | 2600 | 0 | 292.36 | 283.36 | 10 | 0
2040 | SOCO_2_TVA_Transmission | SOCO | TVA_Transmission | Internal | Summer | B4 | 100 | 2600 | 0 | 183.34 | 183.34 | 10 | 0
2040 | SOCO_2_TVA_Transmission | SOCO | TVA_Transmission | Internal | Summer | B5 | 200 | 2600 | 0 | 182.84 | 177.28 | 10 | 0
2040 | SOCO_2_TVA_Transmission | SOCO | TVA_Transmission | Internal | Summer | B6 | 300 | 2600 | 0 | 163.96 | 164.1 | 10 | 0
2040 | SOCO_2_TVA_Transmission | SOCO | TVA_Transmission | Internal | Summer | B7 | 400 | 2600 | 0 | 163.96 | 157.37 | 10 | 0
2040 | SOCO_2_TVA_Transmission | SOCO | TVA_Transmission | Internal | Summer | B8 | 500 | 2600 | 0 | 157.34 | 156.47 | 10 | 0
2040 | SOCO_2_TVA_Transmission | SOCO | TVA_Transmission | Internal | Summer | B9 | 800 | 2600 | 0 | 157.34 | 156.47 | 10 | 0
2040 | SOCO_2_TVA_Transmission | SOCO | TVA_Transmission | Internal | Summer | B10 | 1262 | 2600 | 2000 | 86.17 | 96.17 | 10 | 0
2040 | SOCO_2_TVA_Transmission | SOCO | TVA_Transmission | Internal | Winter | B16 | 25 | 2600 | 0 | 171.55 | 163.13 | 10 | 0
2040 | SOCO_2_TVA_Transmission | SOCO | TVA_Transmission | Internal | Winter | B17 | 100 | 2600 | 0 | 161.97 | 161.26 | 10 | 0
2040 | SOCO_2_TVA_Transmission | SOCO | TVA_Transmission | Internal | Winter | B18 | 400 | 2600 | 0 | 148.63 | 148.63 | 10 | 0
2040 | SOCO_2_TVA_Transmission | SOCO | TVA_Transmission | Internal | Winter | B19 | 700 | 2600 | 0 | 148.63 | 148.4 | 10 | 0
2040 | SOCO_2_TVA_Transmission | SOCO | TVA_Transmission | Internal | Winter | B20 | 935 | 2600 | 0 | 80.39 | 90.01 | 10 | 0
2040 | SOCO_2_VACAR | SOCO | VACAR | Internal | Shoulder | B11 | 25 | 2000 | 0 | 168.21 | 159.21 | 10 | 0
2040 | SOCO_2_VACAR | SOCO | VACAR | Internal | Shoulder | B12 | 200 | 2000 | 0 | 152.96 | 145.96 | 10 | 0
2040 | SOCO_2_VACAR | SOCO | VACAR | Internal | Shoulder | B13 | 600 | 2000 | 0 | 149.1 | 142.1 | 10 | 0
2040 | SOCO_2_VACAR | SOCO | VACAR | Internal | Shoulder | B14 | 900 | 2000 | 0 | 149.1 | 142.1 | 10 | 0
2040 | SOCO_2_VACAR | SOCO | VACAR | Internal | Shoulder | B15 | 1203 | 2000 | 0 | 77.17 | 73.5 | 10 | 0
2040 | SOCO_2_VACAR | SOCO | VACAR | Internal | Summer | B1 | 10 | 2000 | 0 | 298.01 | 291.01 | 10 | 0
2040 | SOCO_2_VACAR | SOCO | VACAR | Internal | Summer | B2 | 25 | 2000 | 0 | 296.81 | 291.98 | 10 | 0
2040 | SOCO_2_VACAR | SOCO | VACAR | Internal | Summer | B3 | 75 | 2000 | 0 | 292.36 | 285.36 | 10 | 0
2040 | SOCO_2_VACAR | SOCO | VACAR | Internal | Summer | B4 | 100 | 2000 | 0 | 183.34 | 176.34 | 10 | 0
2040 | SOCO_2_VACAR | SOCO | VACAR | Internal | Summer | B5 | 200 | 2000 | 0 | 182.84 | 175.84 | 10 | 0
2040 | SOCO_2_VACAR | SOCO | VACAR | Internal | Summer | B6 | 300 | 2000 | 0 | 163.96 | 156.96 | 10 | 0
2040 | SOCO_2_VACAR | SOCO | VACAR | Internal | Summer | B7 | 400 | 2000 | 0 | 163.96 | 156.96 | 10 | 0
2040 | SOCO_2_VACAR | SOCO | VACAR | Internal | Summer | B8 | 500 | 2000 | 0 | 157.34 | 156.96 | 10 | 0
2040 | SOCO_2_VACAR | SOCO | VACAR | Internal | Summer | B9 | 800 | 2000 | 0 | 157.34 | 156.96 | 10 | 0
2040 | SOCO_2_VACAR | SOCO | VACAR | Internal | Summer | B10 | 1262 | 2000 | 1136.55 | 86.17 | 96.17 | 10 | 0
2040 | SOCO_2_VACAR | SOCO | VACAR | Internal | Winter | B16 | 25 | 2000 | 0 | 171.55 | 164.55 | 10 | 0
2040 | SOCO_2_VACAR | SOCO | VACAR | Internal | Winter | B17 | 100 | 2000 | 0 | 161.97 | 154.97 | 10 | 0
2040 | SOCO_2_VACAR | SOCO | VACAR | Internal | Winter | B18 | 400 | 2000 | 0 | 148.63 | 141.63 | 10 | 0
2040 | SOCO_2_VACAR | SOCO | VACAR | Internal | Winter | B19 | 700 | 2000 | 0 | 148.63 | 141.63 | 10 | 0
2040 | SOCO_2_VACAR | SOCO | VACAR | Internal | Winter | B20 | 935 | 2000 | 0 | 80.39 | 76.51 | 10 | 0
2040 | SPP_N_2_ENT | SPP_N | ENT | Internal | Shoulder | B11 | 25 | 1800 | 589.08 | 158.21 | 163.21 | 5 | 0
2040 | SPP_N_2_ENT | SPP_N | ENT | Internal | Shoulder | B12 | 200 | 1800 | 0 | 156.44 | 156.63 | 5 | 0
2040 | SPP_N_2_ENT | SPP_N | ENT | Internal | Shoulder | B13 | 600 | 1800 | 839.9 | 151.63 | 156.63 | 5 | 0
2040 | SPP_N_2_ENT | SPP_N | ENT | Internal | Shoulder | B14 | 900 | 1800 | 1800 | 110.96 | 141.2 | 5 | 25.24
2040 | SPP_N_2_ENT | SPP_N | ENT | Internal | Shoulder | B15 | 1203 | 1800 | 1786.32 | 73.51 | 78.51 | 5 | 0
2040 | SPP_N_2_ENT | SPP_N | ENT | Internal | Summer | B1 | 10 | 1800 | 1800 | 279.23 | 290.01 | 5 | 5.78
2040 | SPP_N_2_ENT | SPP_N | ENT | Internal | Summer | B2 | 25 | 1800 | 1236.15 | 283.81 | 288.81 | 5 | 0
2040 | SPP_N_2_ENT | SPP_N | ENT | Internal | Summer | B3 | 75 | 1800 | 22.43 | 279.36 | 284.36 | 5 | 0
2040 | SPP_N_2_ENT | SPP_N | ENT | Internal | Summer | B4 | 100 | 1800 | 0 | 189.27 | 192.34 | 5 | 0
2040 | SPP_N_2_ENT | SPP_N | ENT | Internal | Summer | B5 | 200 | 1800 | 0 | 187.21 | 180.56 | 5 | 0
2040 | SPP_N_2_ENT | SPP_N | ENT | Internal | Summer | B6 | 300 | 1800 | 0 | 180.69 | 172.71 | 5 | 0
2040 | SPP_N_2_ENT | SPP_N | ENT | Internal | Summer | B7 | 400 | 1800 | 0 | 169.23 | 165.48 | 5 | 0
2040 | SPP_N_2_ENT | SPP_N | ENT | Internal | Summer | B8 | 500 | 1800 | 0 | 155.86 | 154.98 | 5 | 0
2040 | SPP_N_2_ENT | SPP_N | ENT | Internal | Summer | B9 | 800 | 1800 | 0 | 154.73 | 154.98 | 5 | 0
2040 | SPP_N_2_ENT | SPP_N | ENT | Internal | Summer | B10 | 1262 | 1800 | 0 | 92.18 | 96.17 | 5 | 0
2040 | SPP_N_2_ENT | SPP_N | ENT | Internal | Winter | B16 | 25 | 1800 | 1800 | 152.27 | 160.17 | 5 | 2.91
2040 | SPP_N_2_ENT | SPP_N | ENT | Internal | Winter | B17 | 100 | 1800 | 1800 | 125.81 | 160.17 | 5 | 29.36
2040 | SPP_N_2_ENT | SPP_N | ENT | Internal | Winter | B18 | 400 | 1800 | 1800 | 152.21 | 157.22 | 5 | 0.01
2040 | SPP_N_2_ENT | SPP_N | ENT | Internal | Winter | B19 | 700 | 1800 | 1487.39 | 139.79 | 144.79 | 5 | 0
2040 | SPP_N_2_ENT | SPP_N | ENT | Internal | Winter | B20 | 935 | 1800 | 1800 | 73.5 | 79.79 | 5 | 1.29
2040 | SPP_N_2_MISO_MO-IL | SPP_N | MISO_MO-IL | Internal | Shoulder | B11 | 25 | 2000 | 0 | 158.21 | 155.21 | 5 | 0
2040 | SPP_N_2_MISO_MO-IL | SPP_N | MISO_MO-IL | Internal | Shoulder | B12 | 200 | 2000 | 0 | 156.44 | 153.9 | 5 | 0
2040 | SPP_N_2_MISO_MO-IL | SPP_N | MISO_MO-IL | Internal | Shoulder | B13 | 600 | 2000 | 0 | 151.63 | 153.23 | 5 | 0
2040 | SPP_N_2_MISO_MO-IL | SPP_N | MISO_MO-IL | Internal | Shoulder | B14 | 900 | 2000 | 2000 | 110.96 | 149.2 | 5 | 33.24
2040 | SPP_N_2_MISO_MO-IL | SPP_N | MISO_MO-IL | Internal | Shoulder | B15 | 1203 | 2000 | 2000 | 73.51 | 86.51 | 5 | 8
2040 | SPP_N_2_MISO_MO-IL | SPP_N | MISO_MO-IL | Internal | Summer | B1 | 10 | 2000 | 872.34 | 279.23 | 284.23 | 5 | 0
2040 | SPP_N_2_MISO_MO-IL | SPP_N | MISO_MO-IL | Internal | Summer | B2 | 25 | 2000 | 0 | 283.81 | 284.23 | 5 | 0
2040 | SPP_N_2_MISO_MO-IL | SPP_N | MISO_MO-IL | Internal | Summer | B3 | 75 | 2000 | 0 | 279.36 | 284.23 | 5 | 0
2040 | SPP_N_2_MISO_MO-IL | SPP_N | MISO_MO-IL | Internal | Summer | B4 | 100 | 2000 | 0 | 189.27 | 192.34 | 5 | 0
2040 | SPP_N_2_MISO_MO-IL | SPP_N | MISO_MO-IL | Internal | Summer | B5 | 200 | 2000 | 0 | 187.21 | 186.28 | 5 | 0
2040 | SPP_N_2_MISO_MO-IL | SPP_N | MISO_MO-IL | Internal | Summer | B6 | 300 | 2000 | 0 | 180.69 | 173.1 | 5 | 0
2040 | SPP_N_2_MISO_MO-IL | SPP_N | MISO_MO-IL | Internal | Summer | B7 | 400 | 2000 | 0 | 169.23 | 162.22 | 5 | 0
2040 | SPP_N_2_MISO_MO-IL | SPP_N | MISO_MO-IL | Internal | Summer | B8 | 500 | 2000 | 0 | 155.86 | 152.3 | 5 | 0
2040 | SPP_N_2_MISO_MO-IL | SPP_N | MISO_MO-IL | Internal | Summer | B9 | 800 | 2000 | 0 | 154.73 | 152.3 | 5 | 0
2040 | SPP_N_2_MISO_MO-IL | SPP_N | MISO_MO-IL | Internal | Summer | B10 | 1262 | 2000 | 2000 | 92.18 | 104.17 | 5 | 6.99
2040 | SPP_N_2_MISO_MO-IL | SPP_N | MISO_MO-IL | Internal | Winter | B16 | 25 | 2000 | 1953.71 | 152.27 | 157.27 | 5 | 0
2040 | SPP_N_2_MISO_MO-IL | SPP_N | MISO_MO-IL | Internal | Winter | B17 | 100 | 2000 | 2000 | 125.81 | 157.27 | 5 | 26.45
2040 | SPP_N_2_MISO_MO-IL | SPP_N | MISO_MO-IL | Internal | Winter | B18 | 400 | 2000 | 874.92 | 152.21 | 157.21 | 5 | 0
2040 | SPP_N_2_MISO_MO-IL | SPP_N | MISO_MO-IL | Internal | Winter | B19 | 700 | 2000 | 2000 | 139.79 | 150.63 | 5 | 5.84
2040 | SPP_N_2_MISO_MO-IL | SPP_N | MISO_MO-IL | Internal | Winter | B20 | 935 | 2000 | 2000 | 73.5 | 87.79 | 5 | 9.29
2040 | SPP_N_2_MISO_W | SPP_N | MISO_W | Internal | Shoulder | B11 | 25 | 750 | 0 | 158.21 | 155.2 | 5 | 0
2040 | SPP_N_2_MISO_W | SPP_N | MISO_W | Internal | Shoulder | B12 | 200 | 750 | 0 | 156.44 | 153.88 | 5 | 0
2040 | SPP_N_2_MISO_W | SPP_N | MISO_W | Internal | Shoulder | B13 | 600 | 750 | 0 | 151.63 | 147.1 | 5 | 0
2040 | SPP_N_2_MISO_W | SPP_N | MISO_W | Internal | Shoulder | B14 | 900 | 750 | 0 | 110.96 | 103.96 | 5 | 0
2040 | SPP_N_2_MISO_W | SPP_N | MISO_W | Internal | Shoulder | B15 | 1203 | 750 | 0 | 73.51 | 72.05 | 5 | 0
2040 | SPP_N_2_MISO_W | SPP_N | MISO_W | Internal | Summer | B1 | 10 | 750 | 750 | 279.23 | 284.48 | 5 | 0.25
2040 | SPP_N_2_MISO_W | SPP_N | MISO_W | Internal | Summer | B2 | 25 | 750 | 0 | 283.81 | 284.22 | 5 | 0
2040 | SPP_N_2_MISO_W | SPP_N | MISO_W | Internal | Summer | B3 | 75 | 750 | 241.35 | 279.36 | 284.36 | 5 | 0
2040 | SPP_N_2_MISO_W | SPP_N | MISO_W | Internal | Summer | B4 | 100 | 750 | 0 | 189.27 | 192.35 | 5 | 0
2040 | SPP_N_2_MISO_W | SPP_N | MISO_W | Internal | Summer | B5 | 200 | 750 | 0 | 187.21 | 191.47 | 5 | 0
2040 | SPP_N_2_MISO_W | SPP_N | MISO_W | Internal | Summer | B6 | 300 | 750 | 0 | 180.69 | 181.19 | 5 | 0
2040 | SPP_N_2_MISO_W | SPP_N | MISO_W | Internal | Summer | B7 | 400 | 750 | 0 | 169.23 | 162.23 | 5 | 0
2040 | SPP_N_2_MISO_W | SPP_N | MISO_W | Internal | Summer | B8 | 500 | 750 | 0 | 155.86 | 152.29 | 5 | 0
2040 | SPP_N_2_MISO_W | SPP_N | MISO_W | Internal | Summer | B9 | 800 | 750 | 0 | 154.73 | 152.19 | 5 | 0
2040 | SPP_N_2_MISO_W | SPP_N | MISO_W | Internal | Summer | B10 | 1262 | 750 | 0 | 92.18 | 85.18 | 5 | 0
2040 | SPP_N_2_MISO_W | SPP_N | MISO_W | Internal | Winter | B16 | 25 | 750 | 0 | 152.27 | 139.8 | 5 | 0
2040 | SPP_N_2_MISO_W | SPP_N | MISO_W | Internal | Winter | B17 | 100 | 750 | 0 | 125.81 | 118.81 | 5 | 0
2040 | SPP_N_2_MISO_W | SPP_N | MISO_W | Internal | Winter | B18 | 400 | 750 | 0 | 152.21 | 145.21 | 5 | 0
2040 | SPP_N_2_MISO_W | SPP_N | MISO_W | Internal | Winter | B19 | 700 | 750 | 0 | 139.79 | 139.8 | 5 | 0
2040 | SPP_N_2_MISO_W | SPP_N | MISO_W | Internal | Winter | B20 | 935 | 750 | 45.85 | 73.5 | 78.5 | 5 | 0
2040 | SPP_N_2_NE | SPP_N | NE | Internal | Shoulder | B11 | 25 | 332 | 0 | 158.21 | 158.2 | 0.01 | 0
2040 | SPP_N_2_NE | SPP_N | NE | Internal | Shoulder | B12 | 200 | 332 | 299.64 | 156.44 | 156.45 | 0.01 | 0
2040 | SPP_N_2_NE | SPP_N | NE | Internal | Shoulder | B13 | 600 | 332 | 145.49 | 151.63 | 151.64 | 0.01 | 0
2040 | SPP_N_2_NE | SPP_N | NE | Internal | Shoulder | B14 | 900 | 332 | 0 | 110.96 | 110.96 | 0.01 | 0
2040 | SPP_N_2_NE | SPP_N | NE | Internal | Shoulder | B15 | 1203 | 332 | 332 | 73.51 | 79.05 | 0.01 | 5.53
2040 | SPP_N_2_NE | SPP_N | NE | Internal | Summer | B1 | 10 | 332 | 332 | 279.23 | 284.48 | 0.01 | 5.24
2040 | SPP_N_2_NE | SPP_N | NE | Internal | Summer | B2 | 25 | 332 | 332 | 283.81 | 284.22 | 0.01 | 0.39
2040 | SPP_N_2_NE | SPP_N | NE | Internal | Summer | B3 | 75 | 332 | 332 | 279.36 | 284.36 | 0.01 | 4.99
2040 | SPP_N_2_NE | SPP_N | NE | Internal | Summer | B4 | 100 | 332 | 332 | 189.27 | 192.35 | 0.01 | 3.07
2040 | SPP_N_2_NE | SPP_N | NE | Internal | Summer | B5 | 200 | 332 | 332 | 187.21 | 191.47 | 0.01 | 4.25
2040 | SPP_N_2_NE | SPP_N | NE | Internal | Summer | B6 | 300 | 332 | 332 | 180.69 | 181.19 | 0.01 | 0.48
2040 | SPP_N_2_NE | SPP_N | NE | Internal | Summer | B7 | 400 | 332 | 0 | 169.23 | 169.22 | 0.01 | 0
2040 | SPP_N_2_NE | SPP_N | NE | Internal | Summer | B8 | 500 | 332 | 0 | 155.86 | 155.85 | 0.01 | 0
2040 | SPP_N_2_NE | SPP_N | NE | Internal | Summer | B9 | 800 | 332 | 332 | 154.73 | 155.25 | 0.01 | 0.51
2040 | SPP_N_2_NE | SPP_N | NE | Internal | Summer | B10 | 1262 | 332 | 0 | 92.18 | 92.18 | 0.01 | 0
2040 | SPP_N_2_NE | SPP_N | NE | Internal | Winter | B16 | 25 | 332 | 0 | 152.27 | 152.26 | 0.01 | 0
2040 | SPP_N_2_NE | SPP_N | NE | Internal | Winter | B17 | 100 | 332 | 0 | 125.81 | 125.81 | 0.01 | 0
2040 | SPP_N_2_NE | SPP_N | NE | Internal | Winter | B18 | 400 | 332 | 0 | 152.21 | 152.21 | 0.01 | 0
2040 | SPP_N_2_NE | SPP_N | NE | Internal | Winter | B19 | 700 | 332 | 175.35 | 139.79 | 139.8 | 0.01 | 0
2040 | SPP_N_2_NE | SPP_N | NE | Internal | Winter | B20 | 935 | 332 | 332 | 73.5 | 82.49 | 0.01 | 8.99
2040 | SPP_N_2_SPP_S | SPP_N | SPP_S | Internal | Shoulder | B11 | 25 | 4000 | 3399.01 | 158.21 | 158.22 | 0.01 | 0
2040 | SPP_N_2_SPP_S | SPP_N | SPP_S | Internal | Shoulder | B12 | 200 | 4000 | 1023.78 | 156.44 | 156.45 | 0.01 | 0
2040 | SPP_N_2_SPP_S | SPP_N | SPP_S | Internal | Shoulder | B13 | 600 | 4000 | 968.65 | 151.63 | 151.64 | 0.01 | 0
2040 | SPP_N_2_SPP_S | SPP_N | SPP_S | Internal | Shoulder | B14 | 900 | 4000 | 0 | 110.96 | 109.66 | 0.01 | 0
2040 | SPP_N_2_SPP_S | SPP_N | SPP_S | Internal | Shoulder | B15 | 1203 | 4000 | 0 | 73.51 | 73.5 | 0.01 | 0
2040 | SPP_N_2_SPP_S | SPP_N | SPP_S | Internal | Summer | B1 | 10 | 4000 | 0 | 279.23 | 180.71 | 0.01 | 0
2040 | SPP_N_2_SPP_S | SPP_N | SPP_S | Internal | Summer | B2 | 25 | 4000 | 0 | 283.81 | 263.88 | 0.01 | 0
2040 | SPP_N_2_SPP_S | SPP_N | SPP_S | Internal | Summer | B3 | 75 | 4000 | 0 | 279.36 | 277.14 | 0.01 | 0
2040 | SPP_N_2_SPP_S | SPP_N | SPP_S | Internal | Summer | B4 | 100 | 4000 | 706.2 | 189.27 | 189.29 | 0.01 | 0
2040 | SPP_N_2_SPP_S | SPP_N | SPP_S | Internal | Summer | B5 | 200 | 4000 | 807.02 | 187.21 | 187.22 | 0.01 | 0
2040 | SPP_N_2_SPP_S | SPP_N | SPP_S | Internal | Summer | B6 | 300 | 4000 | 1194.81 | 180.69 | 180.71 | 0.01 | 0
2040 | SPP_N_2_SPP_S | SPP_N | SPP_S | Internal | Summer | B7 | 400 | 4000 | 4000 | 169.23 | 175.49 | 0.01 | 6.25
2040 | SPP_N_2_SPP_S | SPP_N | SPP_S | Internal | Summer | B8 | 500 | 4000 | 2714.35 | 155.86 | 155.87 | 0.01 | 0
2040 | SPP_N_2_SPP_S | SPP_N | SPP_S | Internal | Summer | B9 | 800 | 4000 | 1254.95 | 154.73 | 154.74 | 0.01 | 0
2040 | SPP_N_2_SPP_S | SPP_N | SPP_S | Internal | Summer | B10 | 1262 | 4000 | 1822.51 | 92.18 | 92.19 | 0.01 | 0
2040 | SPP_N_2_SPP_S | SPP_N | SPP_S | Internal | Winter | B16 | 25 | 4000 | 2777.26 | 152.27 | 152.28 | 0.01 | 0
2040 | SPP_N_2_SPP_S | SPP_N | SPP_S | Internal | Winter | B17 | 100 | 4000 | 2311.33 | 125.81 | 125.83 | 0.01 | 0
2040 | SPP_N_2_SPP_S | SPP_N | SPP_S | Internal | Winter | B18 | 400 | 4000 | 1255.58 | 152.21 | 152.22 | 0.01 | 0
2040 | SPP_N_2_SPP_S | SPP_N | SPP_S | Internal | Winter | B19 | 700 | 4000 | 53.71 | 139.79 | 139.8 | 0.01 | 0
2040 | SPP_N_2_SPP_S | SPP_N | SPP_S | Internal | Winter | B20 | 935 | 4000 | 0 | 73.5 | 73.5 | 0.01 | 0
2040 | SPP_S_2_ENT | SPP_S | ENT | Internal | Shoulder | B11 | 25 | 850 | 0 | 158.22 | 163.21 | 5 | 0
2040 | SPP_S_2_ENT | SPP_S | ENT | Internal | Shoulder | B12 | 200 | 850 | 0 | 156.45 | 156.63 | 5 | 0
2040 | SPP_S_2_ENT | SPP_S | ENT | Internal | Shoulder | B13 | 600 | 850 | 0 | 151.64 | 156.63 | 5 | 0
2040 | SPP_S_2_ENT | SPP_S | ENT | Internal | Shoulder | B14 | 900 | 850 | 850 | 109.66 | 141.2 | 5 | 26.53
2040 | SPP_S_2_ENT | SPP_S | ENT | Internal | Shoulder | B15 | 1203 | 850 | 850 | 73.5 | 78.51 | 5 | 0.01
2040 | SPP_S_2_ENT | SPP_S | ENT | Internal | Summer | B1 | 10 | 850 | 850 | 180.71 | 290.01 | 5 | 104.31
2040 | SPP_S_2_ENT | SPP_S | ENT | Internal | Summer | B2 | 25 | 850 | 850 | 263.88 | 288.81 | 5 | 19.93
2040 | SPP_S_2_ENT | SPP_S | ENT | Internal | Summer | B3 | 75 | 850 | 850 | 277.14 | 284.36 | 5 | 2.22
2040 | SPP_S_2_ENT | SPP_S | ENT | Internal | Summer | B4 | 100 | 850 | 0 | 189.29 | 192.34 | 5 | 0
2040 | SPP_S_2_ENT | SPP_S | ENT | Internal | Summer | B5 | 200 | 850 | 0 | 187.22 | 180.56 | 5 | 0
2040 | SPP_S_2_ENT | SPP_S | ENT | Internal | Summer | B6 | 300 | 850 | 0 | 180.71 | 172.71 | 5 | 0
2040 | SPP_S_2_ENT | SPP_S | ENT | Internal | Summer | B7 | 400 | 850 | 0 | 175.49 | 165.48 | 5 | 0
2040 | SPP_S_2_ENT | SPP_S | ENT | Internal | Summer | B8 | 500 | 850 | 0 | 155.87 | 154.98 | 5 | 0
2040 | SPP_S_2_ENT | SPP_S | ENT | Internal | Summer | B9 | 800 | 850 | 0 | 154.74 | 154.98 | 5 | 0
2040 | SPP_S_2_ENT | SPP_S | ENT | Internal | Summer | B10 | 1262 | 850 | 0 | 92.19 | 96.17 | 5 | 0
2040 | SPP_S_2_ENT | SPP_S | ENT | Internal | Winter | B16 | 25 | 850 | 850 | 152.28 | 160.17 | 5 | 2.89
2040 | SPP_S_2_ENT | SPP_S | ENT | Internal | Winter | B17 | 100 | 850 | 850 | 125.83 | 160.17 | 5 | 29.35
2040 | SPP_S_2_ENT | SPP_S | ENT | Internal | Winter | B18 | 400 | 850 | 79.75 | 152.22 | 157.22 | 5 | 0
2040 | SPP_S_2_ENT | SPP_S | ENT | Internal | Winter | B19 | 700 | 850 | 0 | 139.8 | 144.79 | 5 | 0
2040 | SPP_S_2_ENT | SPP_S | ENT | Internal | Winter | B20 | 935 | 850 | 850 | 73.5 | 79.79 | 5 | 1.29
2040 | SPP_S_2_SPP_N | SPP_S | SPP_N | Internal | Shoulder | B11 | 25 | 640 | 0 | 158.22 | 158.21 | 0.01 | 0
2040 | SPP_S_2_SPP_N | SPP_S | SPP_N | Internal | Shoulder | B12 | 200 | 640 | 0 | 156.45 | 156.44 | 0.01 | 0
2040 | SPP_S_2_SPP_N | SPP_S | SPP_N | Internal | Shoulder | B13 | 600 | 640 | 0 | 151.64 | 151.63 | 0.01 | 0
2040 | SPP_S_2_SPP_N | SPP_S | SPP_N | Internal | Shoulder | B14 | 900 | 640 | 640 | 109.66 | 110.96 | 0.01 | 1.29
2040 | SPP_S_2_SPP_N | SPP_S | SPP_N | Internal | Shoulder | B15 | 1203 | 640 | 312.33 | 73.5 | 73.51 | 0.01 | 0
2040 | SPP_S_2_SPP_N | SPP_S | SPP_N | Internal | Summer | B1 | 10 | 640 | 640 | 180.71 | 279.23 | 0.01 | 98.51
2040 | SPP_S_2_SPP_N | SPP_S | SPP_N | Internal | Summer | B2 | 25 | 640 | 640 | 263.88 | 283.81 | 0.01 | 19.92
2040 | SPP_S_2_SPP_N | SPP_S | SPP_N | Internal | Summer | B3 | 75 | 640 | 640 | 277.14 | 279.36 | 0.01 | 2.21
2040 | SPP_S_2_SPP_N | SPP_S | SPP_N | Internal | Summer | B4 | 100 | 640 | 0 | 189.29 | 189.27 | 0.01 | 0
2040 | SPP_S_2_SPP_N | SPP_S | SPP_N | Internal | Summer | B5 | 200 | 640 | 0 | 187.22 | 187.21 | 0.01 | 0
2040 | SPP_S_2_SPP_N | SPP_S | SPP_N | Internal | Summer | B6 | 300 | 640 | 0 | 180.71 | 180.69 | 0.01 | 0
2040 | SPP_S_2_SPP_N | SPP_S | SPP_N | Internal | Summer | B7 | 400 | 640 | 0 | 175.49 | 169.23 | 0.01 | 0
2040 | SPP_S_2_SPP_N | SPP_S | SPP_N | Internal | Summer | B8 | 500 | 640 | 0 | 155.87 | 155.86 | 0.01 | 0
2040 | SPP_S_2_SPP_N | SPP_S | SPP_N | Internal | Summer | B9 | 800 | 640 | 0 | 154.74 | 154.73 | 0.01 | 0
2040 | SPP_S_2_SPP_N | SPP_S | SPP_N | Internal | Summer | B10 | 1262 | 640 | 0 | 92.19 | 92.18 | 0.01 | 0
2040 | SPP_S_2_SPP_N | SPP_S | SPP_N | Internal | Winter | B16 | 25 | 640 | 0 | 152.28 | 152.27 | 0.01 | 0
2040 | SPP_S_2_SPP_N | SPP_S | SPP_N | Internal | Winter | B17 | 100 | 640 | 0 | 125.83 | 125.81 | 0.01 | 0
2040 | SPP_S_2_SPP_N | SPP_S | SPP_N | Internal | Winter | B18 | 400 | 640 | 0 | 152.22 | 152.21 | 0.01 | 0
2040 | SPP_S_2_SPP_N | SPP_S | SPP_N | Internal | Winter | B19 | 700 | 640 | 0 | 139.8 | 139.79 | 0.01 | 0
2040 | SPP_S_2_SPP_N | SPP_S | SPP_N | Internal | Winter | B20 | 935 | 640 | 0 | 73.5 | 73.5 | 0.01 | 0
2040 | TVA_2_ENT | TVA | ENT | Internal | Shoulder | B11 | 25 | 500 | 0 | 157.81 | 163.21 | 9 | 0
2040 | TVA_2_ENT | TVA | ENT | Internal | Shoulder | B12 | 200 | 500 | 0 | 149.12 | 156.63 | 9 | 0
2040 | TVA_2_ENT | TVA | ENT | Internal | Shoulder | B13 | 600 | 500 | 0 | 149.12 | 156.63 | 9 | 0
2040 | TVA_2_ENT | TVA | ENT | Internal | Shoulder | B14 | 900 | 500 | 0 | 149.12 | 141.2 | 9 | 0
2040 | TVA_2_ENT | TVA | ENT | Internal | Shoulder | B15 | 1203 | 500 | 0 | 87.18 | 78.51 | 9 | 0
2040 | TVA_2_ENT | TVA | ENT | Internal | Summer | B1 | 10 | 500 | 0 | 292.24 | 290.01 | 9 | 0
2040 | TVA_2_ENT | TVA | ENT | Internal | Summer | B2 | 25 | 500 | 0 | 291.03 | 288.81 | 9 | 0
2040 | TVA_2_ENT | TVA | ENT | Internal | Summer | B3 | 75 | 500 | 0 | 283.37 | 284.36 | 9 | 0
2040 | TVA_2_ENT | TVA | ENT | Internal | Summer | B4 | 100 | 500 | 0 | 183.35 | 192.34 | 9 | 0
2040 | TVA_2_ENT | TVA | ENT | Internal | Summer | B5 | 200 | 500 | 0 | 173.84 | 180.56 | 9 | 0
2040 | TVA_2_ENT | TVA | ENT | Internal | Summer | B6 | 300 | 500 | 500 | 156.48 | 172.71 | 9 | 7.23
2040 | TVA_2_ENT | TVA | ENT | Internal | Summer | B7 | 400 | 500 | 423.34 | 156.48 | 165.48 | 9 | 0
2040 | TVA_2_ENT | TVA | ENT | Internal | Summer | B8 | 500 | 500 | 0 | 156.48 | 154.98 | 9 | 0
2040 | TVA_2_ENT | TVA | ENT | Internal | Summer | B9 | 800 | 500 | 0 | 156.48 | 154.98 | 9 | 0
2040 | TVA_2_ENT | TVA | ENT | Internal | Summer | B10 | 1262 | 500 | 0 | 92.06 | 96.17 | 9 | 0
2040 | TVA_2_ENT | TVA | ENT | Internal | Winter | B16 | 25 | 500 | 0 | 160.79 | 160.17 | 9 | 0
2040 | TVA_2_ENT | TVA | ENT | Internal | Winter | B17 | 100 | 500 | 0 | 160.79 | 160.17 | 9 | 0
2040 | TVA_2_ENT | TVA | ENT | Internal | Winter | B18 | 400 | 500 | 500 | 148.2 | 157.22 | 9 | 0.03
2040 | TVA_2_ENT | TVA | ENT | Internal | Winter | B19 | 700 | 500 | 0 | 148.2 | 144.79 | 9 | 0
2040 | TVA_2_ENT | TVA | ENT | Internal | Winter | B20 | 935 | 500 | 0 | 90.02 | 79.79 | 9 | 0
2040 | TVA_2_MISO_MO-IL | TVA | MISO_MO-IL | Internal | Shoulder | B11 | 25 | 50 | 0 | 157.81 | 155.21 | 9 | 0
2040 | TVA_2_MISO_MO-IL | TVA | MISO_MO-IL | Internal | Shoulder | B12 | 200 | 50 | 0 | 149.12 | 153.9 | 9 | 0
2040 | TVA_2_MISO_MO-IL | TVA | MISO_MO-IL | Internal | Shoulder | B13 | 600 | 50 | 0 | 149.12 | 153.23 | 9 | 0
2040 | TVA_2_MISO_MO-IL | TVA | MISO_MO-IL | Internal | Shoulder | B14 | 900 | 50 | 0 | 149.12 | 149.2 | 9 | 0
2040 | TVA_2_MISO_MO-IL | TVA | MISO_MO-IL | Internal | Shoulder | B15 | 1203 | 50 | 0 | 87.18 | 86.51 | 9 | 0
2040 | TVA_2_MISO_MO-IL | TVA | MISO_MO-IL | Internal | Summer | B1 | 10 | 50 | 0 | 292.24 | 284.23 | 9 | 0
2040 | TVA_2_MISO_MO-IL | TVA | MISO_MO-IL | Internal | Summer | B2 | 25 | 50 | 0 | 291.03 | 284.23 | 9 | 0
2040 | TVA_2_MISO_MO-IL | TVA | MISO_MO-IL | Internal | Summer | B3 | 75 | 50 | 0 | 283.37 | 284.23 | 9 | 0
2040 | TVA_2_MISO_MO-IL | TVA | MISO_MO-IL | Internal | Summer | B4 | 100 | 50 | 0 | 183.35 | 192.34 | 9 | 0
2040 | TVA_2_MISO_MO-IL | TVA | MISO_MO-IL | Internal | Summer | B5 | 200 | 50 | 50 | 173.84 | 186.28 | 9 | 3.44
2040 | TVA_2_MISO_MO-IL | TVA | MISO_MO-IL | Internal | Summer | B6 | 300 | 50 | 50 | 156.48 | 173.1 | 9 | 7.62
2040 | TVA_2_MISO_MO-IL | TVA | MISO_MO-IL | Internal | Summer | B7 | 400 | 50 | 0 | 156.48 | 162.22 | 9 | 0
2040 | TVA_2_MISO_MO-IL | TVA | MISO_MO-IL | Internal | Summer | B8 | 500 | 50 | 0 | 156.48 | 152.3 | 9 | 0
2040 | TVA_2_MISO_MO-IL | TVA | MISO_MO-IL | Internal | Summer | B9 | 800 | 50 | 0 | 156.48 | 152.3 | 9 | 0
2040 | TVA_2_MISO_MO-IL | TVA | MISO_MO-IL | Internal | Summer | B10 | 1262 | 50 | 50 | 92.06 | 104.17 | 9 | 3.11
2040 | TVA_2_MISO_MO-IL | TVA | MISO_MO-IL | Internal | Winter | B16 | 25 | 50 | 0 | 160.79 | 157.27 | 9 | 0
2040 | TVA_2_MISO_MO-IL | TVA | MISO_MO-IL | Internal | Winter | B17 | 100 | 50 | 0 | 160.79 | 157.27 | 9 | 0
2040 | TVA_2_MISO_MO-IL | TVA | MISO_MO-IL | Internal | Winter | B18 | 400 | 50 | 50 | 148.2 | 157.21 | 9 | 0.01
2040 | TVA_2_MISO_MO-IL | TVA | MISO_MO-IL | Internal | Winter | B19 | 700 | 50 | 0 | 148.2 | 150.63 | 9 | 0
2040 | TVA_2_MISO_MO-IL | TVA | MISO_MO-IL | Internal | Winter | B20 | 935 | 50 | 0 | 90.02 | 87.79 | 9 | 0
2040 | TVA_2_NonRTO_Midwest | TVA | NonRTO_Midwest | Internal | Shoulder | B11 | 25 | 100 | 0 | 157.81 | 157.66 | 9 | 0
2040 | TVA_2_NonRTO_Midwest | TVA | NonRTO_Midwest | Internal | Shoulder | B12 | 200 | 100 | 0 | 149.12 | 157.66 | 9 | 0
2040 | TVA_2_NonRTO_Midwest | TVA | NonRTO_Midwest | Internal | Shoulder | B13 | 600 | 100 | 0 | 149.12 | 157.66 | 9 | 0
2040 | TVA_2_NonRTO_Midwest | TVA | NonRTO_Midwest | Internal | Shoulder | B14 | 900 | 100 | 0 | 149.12 | 153.93 | 9 | 0
2040 | TVA_2_NonRTO_Midwest | TVA | NonRTO_Midwest | Internal | Shoulder | B15 | 1203 | 100 | 0 | 87.18 | 96.17 | 9 | 0
2040 | TVA_2_NonRTO_Midwest | TVA | NonRTO_Midwest | Internal | Summer | B1 | 10 | 100 | 0 | 292.24 | 292.22 | 9 | 0
2040 | TVA_2_NonRTO_Midwest | TVA | NonRTO_Midwest | Internal | Summer | B2 | 25 | 100 | 0 | 291.03 | 283.01 | 9 | 0
2040 | TVA_2_NonRTO_Midwest | TVA | NonRTO_Midwest | Internal | Summer | B3 | 75 | 100 | 0 | 283.37 | 275.36 | 9 | 0
2040 | TVA_2_NonRTO_Midwest | TVA | NonRTO_Midwest | Internal | Summer | B4 | 100 | 100 | 0 | 183.35 | 175.34 | 9 | 0
2040 | TVA_2_NonRTO_Midwest | TVA | NonRTO_Midwest | Internal | Summer | B5 | 200 | 100 | 0 | 173.84 | 169.28 | 9 | 0
2040 | TVA_2_NonRTO_Midwest | TVA | NonRTO_Midwest | Internal | Summer | B6 | 300 | 100 | 0 | 156.48 | 156.1 | 9 | 0
2040 | TVA_2_NonRTO_Midwest | TVA | NonRTO_Midwest | Internal | Summer | B7 | 400 | 100 | 0 | 156.48 | 149.65 | 9 | 0
2040 | TVA_2_NonRTO_Midwest | TVA | NonRTO_Midwest | Internal | Summer | B8 | 500 | 100 | 0 | 156.48 | 148.47 | 9 | 0
2040 | TVA_2_NonRTO_Midwest | TVA | NonRTO_Midwest | Internal | Summer | B9 | 800 | 100 | 0 | 156.48 | 148.47 | 9 | 0
2040 | TVA_2_NonRTO_Midwest | TVA | NonRTO_Midwest | Internal | Summer | B10 | 1262 | 100 | 0 | 92.06 | 96.18 | 9 | 0
2040 | TVA_2_NonRTO_Midwest | TVA | NonRTO_Midwest | Internal | Winter | B16 | 25 | 100 | 0 | 160.79 | 161.53 | 9 | 0
2040 | TVA_2_NonRTO_Midwest | TVA | NonRTO_Midwest | Internal | Winter | B17 | 100 | 100 | 0 | 160.79 | 161.53 | 9 | 0
2040 | TVA_2_NonRTO_Midwest | TVA | NonRTO_Midwest | Internal | Winter | B18 | 400 | 100 | 100 | 148.2 | 157.63 | 9 | 0.43
2040 | TVA_2_NonRTO_Midwest | TVA | NonRTO_Midwest | Internal | Winter | B19 | 700 | 100 | 0 | 148.2 | 153.84 | 9 | 0
2040 | TVA_2_NonRTO_Midwest | TVA | NonRTO_Midwest | Internal | Winter | B20 | 935 | 100 | 0 | 90.02 | 99.01 | 9 | 0
2040 | TVA_2_PJM_ROR | TVA | PJM_ROR | Internal | Shoulder | B11 | 25 | 500 | 0 | 157.81 | 153.21 | 9 | 0
2040 | TVA_2_PJM_ROR | TVA | PJM_ROR | Internal | Shoulder | B12 | 200 | 500 | 0 | 149.12 | 153.83 | 9 | 0
2040 | TVA_2_PJM_ROR | TVA | PJM_ROR | Internal | Shoulder | B13 | 600 | 500 | 0 | 149.12 | 149.1 | 9 | 0
2040 | TVA_2_PJM_ROR | TVA | PJM_ROR | Internal | Shoulder | B14 | 900 | 500 | 0 | 149.12 | 149.1 | 9 | 0
2040 | TVA_2_PJM_ROR | TVA | PJM_ROR | Internal | Shoulder | B15 | 1203 | 500 | 0 | 87.18 | 86.41 | 9 | 0
2040 | TVA_2_PJM_ROR | TVA | PJM_ROR | Internal | Summer | B1 | 10 | 500 | 0 | 292.24 | 285.01 | 9 | 0
2040 | TVA_2_PJM_ROR | TVA | PJM_ROR | Internal | Summer | B2 | 25 | 500 | 0 | 291.03 | 285.01 | 9 | 0
2040 | TVA_2_PJM_ROR | TVA | PJM_ROR | Internal | Summer | B3 | 75 | 500 | 0 | 283.37 | 282.23 | 9 | 0
2040 | TVA_2_PJM_ROR | TVA | PJM_ROR | Internal | Summer | B4 | 100 | 500 | 0 | 183.35 | 186.48 | 9 | 0
2040 | TVA_2_PJM_ROR | TVA | PJM_ROR | Internal | Summer | B5 | 200 | 500 | 207.79 | 173.84 | 182.84 | 9 | 0
2040 | TVA_2_PJM_ROR | TVA | PJM_ROR | Internal | Summer | B6 | 300 | 500 | 500 | 156.48 | 171.1 | 9 | 5.62
2040 | TVA_2_PJM_ROR | TVA | PJM_ROR | Internal | Summer | B7 | 400 | 500 | 0 | 156.48 | 163.96 | 9 | 0
2040 | TVA_2_PJM_ROR | TVA | PJM_ROR | Internal | Summer | B8 | 500 | 500 | 0 | 156.48 | 154.3 | 9 | 0
2040 | TVA_2_PJM_ROR | TVA | PJM_ROR | Internal | Summer | B9 | 800 | 500 | 0 | 156.48 | 152.06 | 9 | 0
2040 | TVA_2_PJM_ROR | TVA | PJM_ROR | Internal | Summer | B10 | 1262 | 500 | 500 | 92.06 | 106.16 | 9 | 5.09
2040 | TVA_2_PJM_ROR | TVA | PJM_ROR | Internal | Winter | B16 | 25 | 500 | 0 | 160.79 | 157.78 | 9 | 0
2040 | TVA_2_PJM_ROR | TVA | PJM_ROR | Internal | Winter | B17 | 100 | 500 | 0 | 160.79 | 157.78 | 9 | 0
2040 | TVA_2_PJM_ROR | TVA | PJM_ROR | Internal | Winter | B18 | 400 | 500 | 0 | 148.2 | 154.95 | 9 | 0
2040 | TVA_2_PJM_ROR | TVA | PJM_ROR | Internal | Winter | B19 | 700 | 500 | 0 | 148.2 | 148.63 | 9 | 0
2040 | TVA_2_PJM_ROR | TVA | PJM_ROR | Internal | Winter | B20 | 935 | 500 | 0 | 90.02 | 87.12 | 9 | 0
2040 | TVA_2_SOCO | TVA | SOCO | Internal | Shoulder | B11 | 25 | 500 | 500 | 157.81 | 168.21 | 9 | 1.4
2040 | TVA_2_SOCO | TVA | SOCO | Internal | Shoulder | B12 | 200 | 500 | 0 | 149.12 | 152.96 | 9 | 0
2040 | TVA_2_SOCO | TVA | SOCO | Internal | Shoulder | B13 | 600 | 500 | 0 | 149.12 | 149.1 | 9 | 0
2040 | TVA_2_SOCO | TVA | SOCO | Internal | Shoulder | B14 | 900 | 500 | 0 | 149.12 | 149.1 | 9 | 0
2040 | TVA_2_SOCO | TVA | SOCO | Internal | Shoulder | B15 | 1203 | 500 | 0 | 87.18 | 77.17 | 9 | 0
2040 | TVA_2_SOCO | TVA | SOCO | Internal | Summer | B1 | 10 | 500 | 0 | 292.24 | 298.01 | 9 | 0
2040 | TVA_2_SOCO | TVA | SOCO | Internal | Summer | B2 | 25 | 500 | 0 | 291.03 | 296.81 | 9 | 0
2040 | TVA_2_SOCO | TVA | SOCO | Internal | Summer | B3 | 75 | 500 | 0 | 283.37 | 292.36 | 9 | 0
2040 | TVA_2_SOCO | TVA | SOCO | Internal | Summer | B4 | 100 | 500 | 0 | 183.35 | 183.34 | 9 | 0
2040 | TVA_2_SOCO | TVA | SOCO | Internal | Summer | B5 | 200 | 500 | 480.48 | 173.84 | 182.84 | 9 | 0
2040 | TVA_2_SOCO | TVA | SOCO | Internal | Summer | B6 | 300 | 500 | 0 | 156.48 | 163.96 | 9 | 0
2040 | TVA_2_SOCO | TVA | SOCO | Internal | Summer | B7 | 400 | 500 | 0 | 156.48 | 163.96 | 9 | 0
2040 | TVA_2_SOCO | TVA | SOCO | Internal | Summer | B8 | 500 | 500 | 0 | 156.48 | 157.34 | 9 | 0
2040 | TVA_2_SOCO | TVA | SOCO | Internal | Summer | B9 | 800 | 500 | 0 | 156.48 | 157.34 | 9 | 0
2040 | TVA_2_SOCO | TVA | SOCO | Internal | Summer | B10 | 1262 | 500 | 0 | 92.06 | 86.17 | 9 | 0
2040 | TVA_2_SOCO | TVA | SOCO | Internal | Winter | B16 | 25 | 500 | 500 | 160.79 | 171.55 | 9 | 1.76
2040 | TVA_2_SOCO | TVA | SOCO | Internal | Winter | B17 | 100 | 500 | 0 | 160.79 | 161.97 | 9 | 0
2040 | TVA_2_SOCO | TVA | SOCO | Internal | Winter | B18 | 400 | 500 | 0 | 148.2 | 148.63 | 9 | 0
2040 | TVA_2_SOCO | TVA | SOCO | Internal | Winter | B19 | 700 | 500 | 0 | 148.2 | 148.63 | 9 | 0
2040 | TVA_2_SOCO | TVA | SOCO | Internal | Winter | B20 | 935 | 500 | 0 | 90.02 | 80.39 | 9 | 0
2040 | TVA_2_VACAR | TVA | VACAR | Internal | Shoulder | B11 | 25 | 150 | 0 | 157.81 | 159.21 | 9 | 0
2040 | TVA_2_VACAR | TVA | VACAR | Internal | Shoulder | B12 | 200 | 150 | 0 | 149.12 | 145.96 | 9 | 0
2040 | TVA_2_VACAR | TVA | VACAR | Internal | Shoulder | B13 | 600 | 150 | 0 | 149.12 | 142.1 | 9 | 0
2040 | TVA_2_VACAR | TVA | VACAR | Internal | Shoulder | B14 | 900 | 150 | 0 | 149.12 | 142.1 | 9 | 0
2040 | TVA_2_VACAR | TVA | VACAR | Internal | Shoulder | B15 | 1203 | 150 | 0 | 87.18 | 73.5 | 9 | 0
2040 | TVA_2_VACAR | TVA | VACAR | Internal | Summer | B1 | 10 | 150 | 0 | 292.24 | 291.01 | 9 | 0
2040 | TVA_2_VACAR | TVA | VACAR | Internal | Summer | B2 | 25 | 150 | 0 | 291.03 | 291.98 | 9 | 0
2040 | TVA_2_VACAR | TVA | VACAR | Internal | Summer | B3 | 75 | 150 | 0 | 283.37 | 285.36 | 9 | 0
2040 | TVA_2_VACAR | TVA | VACAR | Internal | Summer | B4 | 100 | 150 | 0 | 183.35 | 176.34 | 9 | 0
2040 | TVA_2_VACAR | TVA | VACAR | Internal | Summer | B5 | 200 | 150 | 0 | 173.84 | 175.84 | 9 | 0
2040 | TVA_2_VACAR | TVA | VACAR | Internal | Summer | B6 | 300 | 150 | 0 | 156.48 | 156.96 | 9 | 0
2040 | TVA_2_VACAR | TVA | VACAR | Internal | Summer | B7 | 400 | 150 | 0 | 156.48 | 156.96 | 9 | 0
2040 | TVA_2_VACAR | TVA | VACAR | Internal | Summer | B8 | 500 | 150 | 0 | 156.48 | 156.96 | 9 | 0
2040 | TVA_2_VACAR | TVA | VACAR | Internal | Summer | B9 | 800 | 150 | 0 | 156.48 | 156.96 | 9 | 0
2040 | TVA_2_VACAR | TVA | VACAR | Internal | Summer | B10 | 1262 | 150 | 0 | 92.06 | 96.17 | 9 | 0
2040 | TVA_2_VACAR | TVA | VACAR | Internal | Winter | B16 | 25 | 150 | 0 | 160.79 | 164.55 | 9 | 0
2040 | TVA_2_VACAR | TVA | VACAR | Internal | Winter | B17 | 100 | 150 | 0 | 160.79 | 154.97 | 9 | 0
2040 | TVA_2_VACAR | TVA | VACAR | Internal | Winter | B18 | 400 | 150 | 0 | 148.2 | 141.63 | 9 | 0
2040 | TVA_2_VACAR | TVA | VACAR | Internal | Winter | B19 | 700 | 150 | 0 | 148.2 | 141.63 | 9 | 0
2040 | TVA_2_VACAR | TVA | VACAR | Internal | Winter | B20 | 935 | 150 | 0 | 90.02 | 76.51 | 9 | 0
2040 | TVA_Transmission_2_ENT | TVA_Transmission | ENT | Internal | Shoulder | B11 | 25 | 3000 | 0 | 159.21 | 163.21 | 9 | 0
2040 | TVA_Transmission_2_ENT | TVA_Transmission | ENT | Internal | Shoulder | B12 | 200 | 3000 | 0 | 151.85 | 156.63 | 9 | 0
2040 | TVA_Transmission_2_ENT | TVA_Transmission | ENT | Internal | Shoulder | B13 | 600 | 3000 | 0 | 149.1 | 156.63 | 9 | 0
2040 | TVA_Transmission_2_ENT | TVA_Transmission | ENT | Internal | Shoulder | B14 | 900 | 3000 | 0 | 149.1 | 141.2 | 9 | 0
2040 | TVA_Transmission_2_ENT | TVA_Transmission | ENT | Internal | Shoulder | B15 | 1203 | 3000 | 0 | 87.17 | 78.51 | 9 | 0
2040 | TVA_Transmission_2_ENT | TVA_Transmission | ENT | Internal | Summer | B1 | 10 | 3000 | 0 | 292.23 | 290.01 | 9 | 0
2040 | TVA_Transmission_2_ENT | TVA_Transmission | ENT | Internal | Summer | B2 | 25 | 3000 | 0 | 291.01 | 288.81 | 9 | 0
2040 | TVA_Transmission_2_ENT | TVA_Transmission | ENT | Internal | Summer | B3 | 75 | 3000 | 0 | 283.36 | 284.36 | 9 | 0
2040 | TVA_Transmission_2_ENT | TVA_Transmission | ENT | Internal | Summer | B4 | 100 | 3000 | 174.09 | 183.34 | 192.34 | 9 | 0
2040 | TVA_Transmission_2_ENT | TVA_Transmission | ENT | Internal | Summer | B5 | 200 | 3000 | 0 | 177.28 | 180.56 | 9 | 0
2040 | TVA_Transmission_2_ENT | TVA_Transmission | ENT | Internal | Summer | B6 | 300 | 3000 | 0 | 164.1 | 172.71 | 9 | 0
2040 | TVA_Transmission_2_ENT | TVA_Transmission | ENT | Internal | Summer | B7 | 400 | 3000 | 0 | 157.37 | 165.48 | 9 | 0
2040 | TVA_Transmission_2_ENT | TVA_Transmission | ENT | Internal | Summer | B8 | 500 | 3000 | 0 | 156.47 | 154.98 | 9 | 0
2040 | TVA_Transmission_2_ENT | TVA_Transmission | ENT | Internal | Summer | B9 | 800 | 3000 | 0 | 156.47 | 154.98 | 9 | 0
2040 | TVA_Transmission_2_ENT | TVA_Transmission | ENT | Internal | Summer | B10 | 1262 | 3000 | 0 | 96.17 | 96.17 | 9 | 0
2040 | TVA_Transmission_2_ENT | TVA_Transmission | ENT | Internal | Winter | B16 | 25 | 3000 | 0 | 163.13 | 160.17 | 9 | 0
2040 | TVA_Transmission_2_ENT | TVA_Transmission | ENT | Internal | Winter | B17 | 100 | 3000 | 0 | 161.26 | 160.17 | 9 | 0
2040 | TVA_Transmission_2_ENT | TVA_Transmission | ENT | Internal | Winter | B18 | 400 | 3000 | 0 | 148.63 | 157.22 | 9 | 0
2040 | TVA_Transmission_2_ENT | TVA_Transmission | ENT | Internal | Winter | B19 | 700 | 3000 | 0 | 148.4 | 144.79 | 9 | 0
2040 | TVA_Transmission_2_ENT | TVA_Transmission | ENT | Internal | Winter | B20 | 935 | 3000 | 0 | 90.01 | 79.79 | 9 | 0
2040 | TVA_Transmission_2_MISO_MO-IL | TVA_Transmission | MISO_MO-IL | Internal | Shoulder | B11 | 25 | 4000 | 0 | 159.21 | 155.21 | 9 | 0
2040 | TVA_Transmission_2_MISO_MO-IL | TVA_Transmission | MISO_MO-IL | Internal | Shoulder | B12 | 200 | 4000 | 0 | 151.85 | 153.9 | 9 | 0
2040 | TVA_Transmission_2_MISO_MO-IL | TVA_Transmission | MISO_MO-IL | Internal | Shoulder | B13 | 600 | 4000 | 0 | 149.1 | 153.23 | 9 | 0
2040 | TVA_Transmission_2_MISO_MO-IL | TVA_Transmission | MISO_MO-IL | Internal | Shoulder | B14 | 900 | 4000 | 0 | 149.1 | 149.2 | 9 | 0
2040 | TVA_Transmission_2_MISO_MO-IL | TVA_Transmission | MISO_MO-IL | Internal | Shoulder | B15 | 1203 | 4000 | 0 | 87.17 | 86.51 | 9 | 0
2040 | TVA_Transmission_2_MISO_MO-IL | TVA_Transmission | MISO_MO-IL | Internal | Summer | B1 | 10 | 4000 | 0 | 292.23 | 284.23 | 9 | 0
2040 | TVA_Transmission_2_MISO_MO-IL | TVA_Transmission | MISO_MO-IL | Internal | Summer | B2 | 25 | 4000 | 0 | 291.01 | 284.23 | 9 | 0
2040 | TVA_Transmission_2_MISO_MO-IL | TVA_Transmission | MISO_MO-IL | Internal | Summer | B3 | 75 | 4000 | 0 | 283.36 | 284.23 | 9 | 0
2040 | TVA_Transmission_2_MISO_MO-IL | TVA_Transmission | MISO_MO-IL | Internal | Summer | B4 | 100 | 4000 | 1640.47 | 183.34 | 192.34 | 9 | 0
2040 | TVA_Transmission_2_MISO_MO-IL | TVA_Transmission | MISO_MO-IL | Internal | Summer | B5 | 200 | 4000 | 1089.22 | 177.28 | 186.28 | 9 | 0
2040 | TVA_Transmission_2_MISO_MO-IL | TVA_Transmission | MISO_MO-IL | Internal | Summer | B6 | 300 | 4000 | 1010.56 | 164.1 | 173.1 | 9 | 0
2040 | TVA_Transmission_2_MISO_MO-IL | TVA_Transmission | MISO_MO-IL | Internal | Summer | B7 | 400 | 4000 | 0 | 157.37 | 162.22 | 9 | 0
2040 | TVA_Transmission_2_MISO_MO-IL | TVA_Transmission | MISO_MO-IL | Internal | Summer | B8 | 500 | 4000 | 0 | 156.47 | 152.3 | 9 | 0
2040 | TVA_Transmission_2_MISO_MO-IL | TVA_Transmission | MISO_MO-IL | Internal | Summer | B9 | 800 | 4000 | 0 | 156.47 | 152.3 | 9 | 0
2040 | TVA_Transmission_2_MISO_MO-IL | TVA_Transmission | MISO_MO-IL | Internal | Summer | B10 | 1262 | 4000 | 0 | 96.17 | 104.17 | 9 | 0
2040 | TVA_Transmission_2_MISO_MO-IL | TVA_Transmission | MISO_MO-IL | Internal | Winter | B16 | 25 | 4000 | 0 | 163.13 | 157.27 | 9 | 0
2040 | TVA_Transmission_2_MISO_MO-IL | TVA_Transmission | MISO_MO-IL | Internal | Winter | B17 | 100 | 4000 | 0 | 161.26 | 157.27 | 9 | 0
2040 | TVA_Transmission_2_MISO_MO-IL | TVA_Transmission | MISO_MO-IL | Internal | Winter | B18 | 400 | 4000 | 0 | 148.63 | 157.21 | 9 | 0
2040 | TVA_Transmission_2_MISO_MO-IL | TVA_Transmission | MISO_MO-IL | Internal | Winter | B19 | 700 | 4000 | 0 | 148.4 | 150.63 | 9 | 0
2040 | TVA_Transmission_2_MISO_MO-IL | TVA_Transmission | MISO_MO-IL | Internal | Winter | B20 | 935 | 4000 | 0 | 90.01 | 87.79 | 9 | 0
2040 | TVA_Transmission_2_NonRTO_Midwest | TVA_Transmission | NonRTO_Midwest | Internal | Shoulder | B11 | 25 | 700 | 0 | 159.21 | 157.66 | 9 | 0
2040 | TVA_Transmission_2_NonRTO_Midwest | TVA_Transmission | NonRTO_Midwest | Internal | Shoulder | B12 | 200 | 700 | 0 | 151.85 | 157.66 | 9 | 0
2040 | TVA_Transmission_2_NonRTO_Midwest | TVA_Transmission | NonRTO_Midwest | Internal | Shoulder | B13 | 600 | 700 | 0 | 149.1 | 157.66 | 9 | 0
2040 | TVA_Transmission_2_NonRTO_Midwest | TVA_Transmission | NonRTO_Midwest | Internal | Shoulder | B14 | 900 | 700 | 0 | 149.1 | 153.93 | 9 | 0
2040 | TVA_Transmission_2_NonRTO_Midwest | TVA_Transmission | NonRTO_Midwest | Internal | Shoulder | B15 | 1203 | 700 | 472.64 | 87.17 | 96.17 | 9 | 0
2040 | TVA_Transmission_2_NonRTO_Midwest | TVA_Transmission | NonRTO_Midwest | Internal | Summer | B1 | 10 | 700 | 0 | 292.23 | 292.22 | 9 | 0
2040 | TVA_Transmission_2_NonRTO_Midwest | TVA_Transmission | NonRTO_Midwest | Internal | Summer | B2 | 25 | 700 | 0 | 291.01 | 283.01 | 9 | 0
2040 | TVA_Transmission_2_NonRTO_Midwest | TVA_Transmission | NonRTO_Midwest | Internal | Summer | B3 | 75 | 700 | 0 | 283.36 | 275.36 | 9 | 0
2040 | TVA_Transmission_2_NonRTO_Midwest | TVA_Transmission | NonRTO_Midwest | Internal | Summer | B4 | 100 | 700 | 0 | 183.34 | 175.34 | 9 | 0
2040 | TVA_Transmission_2_NonRTO_Midwest | TVA_Transmission | NonRTO_Midwest | Internal | Summer | B5 | 200 | 700 | 0 | 177.28 | 169.28 | 9 | 0
2040 | TVA_Transmission_2_NonRTO_Midwest | TVA_Transmission | NonRTO_Midwest | Internal | Summer | B6 | 300 | 700 | 0 | 164.1 | 156.1 | 9 | 0
2040 | TVA_Transmission_2_NonRTO_Midwest | TVA_Transmission | NonRTO_Midwest | Internal | Summer | B7 | 400 | 700 | 0 | 157.37 | 149.65 | 9 | 0
2040 | TVA_Transmission_2_NonRTO_Midwest | TVA_Transmission | NonRTO_Midwest | Internal | Summer | B8 | 500 | 700 | 0 | 156.47 | 148.47 | 9 | 0
2040 | TVA_Transmission_2_NonRTO_Midwest | TVA_Transmission | NonRTO_Midwest | Internal | Summer | B9 | 800 | 700 | 0 | 156.47 | 148.47 | 9 | 0
2040 | TVA_Transmission_2_NonRTO_Midwest | TVA_Transmission | NonRTO_Midwest | Internal | Summer | B10 | 1262 | 700 | 0 | 96.17 | 96.18 | 9 | 0
2040 | TVA_Transmission_2_NonRTO_Midwest | TVA_Transmission | NonRTO_Midwest | Internal | Winter | B16 | 25 | 700 | 0 | 163.13 | 161.53 | 9 | 0
2040 | TVA_Transmission_2_NonRTO_Midwest | TVA_Transmission | NonRTO_Midwest | Internal | Winter | B17 | 100 | 700 | 0 | 161.26 | 161.53 | 9 | 0
2040 | TVA_Transmission_2_NonRTO_Midwest | TVA_Transmission | NonRTO_Midwest | Internal | Winter | B18 | 400 | 700 | 284.73 | 148.63 | 157.63 | 9 | 0
2040 | TVA_Transmission_2_NonRTO_Midwest | TVA_Transmission | NonRTO_Midwest | Internal | Winter | B19 | 700 | 700 | 0 | 148.4 | 153.84 | 9 | 0
2040 | TVA_Transmission_2_NonRTO_Midwest | TVA_Transmission | NonRTO_Midwest | Internal | Winter | B20 | 935 | 700 | 119.99 | 90.01 | 99.01 | 9 | 0
2040 | TVA_Transmission_2_PJM_ROR | TVA_Transmission | PJM_ROR | Internal | Shoulder | B11 | 25 | 2000 | 0 | 159.21 | 153.21 | 9 | 0
2040 | TVA_Transmission_2_PJM_ROR | TVA_Transmission | PJM_ROR | Internal | Shoulder | B12 | 200 | 2000 | 0 | 151.85 | 153.83 | 9 | 0
2040 | TVA_Transmission_2_PJM_ROR | TVA_Transmission | PJM_ROR | Internal | Shoulder | B13 | 600 | 2000 | 0 | 149.1 | 149.1 | 9 | 0
2040 | TVA_Transmission_2_PJM_ROR | TVA_Transmission | PJM_ROR | Internal | Shoulder | B14 | 900 | 2000 | 0 | 149.1 | 149.1 | 9 | 0
2040 | TVA_Transmission_2_PJM_ROR | TVA_Transmission | PJM_ROR | Internal | Shoulder | B15 | 1203 | 2000 | 0 | 87.17 | 86.41 | 9 | 0
2040 | TVA_Transmission_2_PJM_ROR | TVA_Transmission | PJM_ROR | Internal | Summer | B1 | 10 | 2000 | 0 | 292.23 | 285.01 | 9 | 0
2040 | TVA_Transmission_2_PJM_ROR | TVA_Transmission | PJM_ROR | Internal | Summer | B2 | 25 | 2000 | 0 | 291.01 | 285.01 | 9 | 0
2040 | TVA_Transmission_2_PJM_ROR | TVA_Transmission | PJM_ROR | Internal | Summer | B3 | 75 | 2000 | 0 | 283.36 | 282.23 | 9 | 0
2040 | TVA_Transmission_2_PJM_ROR | TVA_Transmission | PJM_ROR | Internal | Summer | B4 | 100 | 2000 | 0 | 183.34 | 186.48 | 9 | 0
2040 | TVA_Transmission_2_PJM_ROR | TVA_Transmission | PJM_ROR | Internal | Summer | B5 | 200 | 2000 | 0 | 177.28 | 182.84 | 9 | 0
2040 | TVA_Transmission_2_PJM_ROR | TVA_Transmission | PJM_ROR | Internal | Summer | B6 | 300 | 2000 | 0 | 164.1 | 171.1 | 9 | 0
2040 | TVA_Transmission_2_PJM_ROR | TVA_Transmission | PJM_ROR | Internal | Summer | B7 | 400 | 2000 | 0 | 157.37 | 163.96 | 9 | 0
2040 | TVA_Transmission_2_PJM_ROR | TVA_Transmission | PJM_ROR | Internal | Summer | B8 | 500 | 2000 | 0 | 156.47 | 154.3 | 9 | 0
2040 | TVA_Transmission_2_PJM_ROR | TVA_Transmission | PJM_ROR | Internal | Summer | B9 | 800 | 2000 | 0 | 156.47 | 152.06 | 9 | 0
2040 | TVA_Transmission_2_PJM_ROR | TVA_Transmission | PJM_ROR | Internal | Summer | B10 | 1262 | 2000 | 2000 | 96.17 | 106.16 | 9 | 0.99
2040 | TVA_Transmission_2_PJM_ROR | TVA_Transmission | PJM_ROR | Internal | Winter | B16 | 25 | 2000 | 0 | 163.13 | 157.78 | 9 | 0
2040 | TVA_Transmission_2_PJM_ROR | TVA_Transmission | PJM_ROR | Internal | Winter | B17 | 100 | 2000 | 0 | 161.26 | 157.78 | 9 | 0
2040 | TVA_Transmission_2_PJM_ROR | TVA_Transmission | PJM_ROR | Internal | Winter | B18 | 400 | 2000 | 0 | 148.63 | 154.95 | 9 | 0
2040 | TVA_Transmission_2_PJM_ROR | TVA_Transmission | PJM_ROR | Internal | Winter | B19 | 700 | 2000 | 0 | 148.4 | 148.63 | 9 | 0
2040 | TVA_Transmission_2_PJM_ROR | TVA_Transmission | PJM_ROR | Internal | Winter | B20 | 935 | 2000 | 0 | 90.01 | 87.12 | 9 | 0
2040 | TVA_Transmission_2_SOCO | TVA_Transmission | SOCO | Internal | Shoulder | B11 | 25 | 3200 | 1144.65 | 159.21 | 168.21 | 9 | 0
2040 | TVA_Transmission_2_SOCO | TVA_Transmission | SOCO | Internal | Shoulder | B12 | 200 | 3200 | 0 | 151.85 | 152.96 | 9 | 0
2040 | TVA_Transmission_2_SOCO | TVA_Transmission | SOCO | Internal | Shoulder | B13 | 600 | 3200 | 0 | 149.1 | 149.1 | 9 | 0
2040 | TVA_Transmission_2_SOCO | TVA_Transmission | SOCO | Internal | Shoulder | B14 | 900 | 3200 | 0 | 149.1 | 149.1 | 9 | 0
2040 | TVA_Transmission_2_SOCO | TVA_Transmission | SOCO | Internal | Shoulder | B15 | 1203 | 3200 | 0 | 87.17 | 77.17 | 9 | 0
2040 | TVA_Transmission_2_SOCO | TVA_Transmission | SOCO | Internal | Summer | B1 | 10 | 3200 | 0 | 292.23 | 298.01 | 9 | 0
2040 | TVA_Transmission_2_SOCO | TVA_Transmission | SOCO | Internal | Summer | B2 | 25 | 3200 | 0 | 291.01 | 296.81 | 9 | 0
2040 | TVA_Transmission_2_SOCO | TVA_Transmission | SOCO | Internal | Summer | B3 | 75 | 3200 | 295.19 | 283.36 | 292.36 | 9 | 0
2040 | TVA_Transmission_2_SOCO | TVA_Transmission | SOCO | Internal | Summer | B4 | 100 | 3200 | 0 | 183.34 | 183.34 | 9 | 0
2040 | TVA_Transmission_2_SOCO | TVA_Transmission | SOCO | Internal | Summer | B5 | 200 | 3200 | 0 | 177.28 | 182.84 | 9 | 0
2040 | TVA_Transmission_2_SOCO | TVA_Transmission | SOCO | Internal | Summer | B6 | 300 | 3200 | 0 | 164.1 | 163.96 | 9 | 0
2040 | TVA_Transmission_2_SOCO | TVA_Transmission | SOCO | Internal | Summer | B7 | 400 | 3200 | 0 | 157.37 | 163.96 | 9 | 0
2040 | TVA_Transmission_2_SOCO | TVA_Transmission | SOCO | Internal | Summer | B8 | 500 | 3200 | 0 | 156.47 | 157.34 | 9 | 0
2040 | TVA_Transmission_2_SOCO | TVA_Transmission | SOCO | Internal | Summer | B9 | 800 | 3200 | 0 | 156.47 | 157.34 | 9 | 0
2040 | TVA_Transmission_2_SOCO | TVA_Transmission | SOCO | Internal | Summer | B10 | 1262 | 3200 | 0 | 96.17 | 86.17 | 9 | 0
2040 | TVA_Transmission_2_SOCO | TVA_Transmission | SOCO | Internal | Winter | B16 | 25 | 3200 | 0 | 163.13 | 171.55 | 9 | 0
2040 | TVA_Transmission_2_SOCO | TVA_Transmission | SOCO | Internal | Winter | B17 | 100 | 3200 | 0 | 161.26 | 161.97 | 9 | 0
2040 | TVA_Transmission_2_SOCO | TVA_Transmission | SOCO | Internal | Winter | B18 | 400 | 3200 | 0 | 148.63 | 148.63 | 9 | 0
2040 | TVA_Transmission_2_SOCO | TVA_Transmission | SOCO | Internal | Winter | B19 | 700 | 3200 | 0 | 148.4 | 148.63 | 9 | 0
2040 | TVA_Transmission_2_SOCO | TVA_Transmission | SOCO | Internal | Winter | B20 | 935 | 3200 | 0 | 90.01 | 80.39 | 9 | 0
2040 | TVA_Transmission_2_TVA | TVA_Transmission | TVA | Internal | Shoulder | B11 | 25 | 99999 | 0 | 159.21 | 157.81 | 0.01 | 0
2040 | TVA_Transmission_2_TVA | TVA_Transmission | TVA | Internal | Shoulder | B12 | 200 | 99999 | 0 | 151.85 | 149.12 | 0.01 | 0
2040 | TVA_Transmission_2_TVA | TVA_Transmission | TVA | Internal | Shoulder | B13 | 600 | 99999 | 97.15 | 149.1 | 149.12 | 0.01 | 0
2040 | TVA_Transmission_2_TVA | TVA_Transmission | TVA | Internal | Shoulder | B14 | 900 | 99999 | 95.67 | 149.1 | 149.12 | 0.01 | 0
2040 | TVA_Transmission_2_TVA | TVA_Transmission | TVA | Internal | Shoulder | B15 | 1203 | 99999 | 2806.72 | 87.17 | 87.18 | 0.01 | 0
2040 | TVA_Transmission_2_TVA | TVA_Transmission | TVA | Internal | Summer | B1 | 10 | 99999 | 3043.54 | 292.23 | 292.24 | 0.01 | 0
2040 | TVA_Transmission_2_TVA | TVA_Transmission | TVA | Internal | Summer | B2 | 25 | 99999 | 2268.39 | 291.01 | 291.03 | 0.01 | 0
2040 | TVA_Transmission_2_TVA | TVA_Transmission | TVA | Internal | Summer | B3 | 75 | 99999 | 740.37 | 283.36 | 283.37 | 0.01 | 0
2040 | TVA_Transmission_2_TVA | TVA_Transmission | TVA | Internal | Summer | B4 | 100 | 99999 | 35.65 | 183.34 | 183.35 | 0.01 | 0
2040 | TVA_Transmission_2_TVA | TVA_Transmission | TVA | Internal | Summer | B5 | 200 | 99999 | 0 | 177.28 | 173.84 | 0.01 | 0
2040 | TVA_Transmission_2_TVA | TVA_Transmission | TVA | Internal | Summer | B6 | 300 | 99999 | 0 | 164.1 | 156.48 | 0.01 | 0
2040 | TVA_Transmission_2_TVA | TVA_Transmission | TVA | Internal | Summer | B7 | 400 | 99999 | 0 | 157.37 | 156.48 | 0.01 | 0
2040 | TVA_Transmission_2_TVA | TVA_Transmission | TVA | Internal | Summer | B8 | 500 | 99999 | 262.99 | 156.47 | 156.48 | 0.01 | 0
2040 | TVA_Transmission_2_TVA | TVA_Transmission | TVA | Internal | Summer | B9 | 800 | 99999 | 619.43 | 156.47 | 156.48 | 0.01 | 0
2040 | TVA_Transmission_2_TVA | TVA_Transmission | TVA | Internal | Summer | B10 | 1262 | 99999 | 0 | 96.17 | 92.06 | 0.01 | 0
2040 | TVA_Transmission_2_TVA | TVA_Transmission | TVA | Internal | Winter | B16 | 25 | 99999 | 0 | 163.13 | 160.79 | 0.01 | 0
2040 | TVA_Transmission_2_TVA | TVA_Transmission | TVA | Internal | Winter | B17 | 100 | 99999 | 0 | 161.26 | 160.79 | 0.01 | 0
2040 | TVA_Transmission_2_TVA | TVA_Transmission | TVA | Internal | Winter | B18 | 400 | 99999 | 0 | 148.63 | 148.2 | 0.01 | 0
2040 | TVA_Transmission_2_TVA | TVA_Transmission | TVA | Internal | Winter | B19 | 700 | 99999 | 0 | 148.4 | 148.2 | 0.01 | 0
2040 | TVA_Transmission_2_TVA | TVA_Transmission | TVA | Internal | Winter | B20 | 935 | 99999 | 2880.01 | 90.01 | 90.02 | 0.01 | 0
2040 | TVA_Transmission_2_VACAR | TVA_Transmission | VACAR | Internal | Shoulder | B11 | 25 | 900 | 0 | 159.21 | 159.21 | 9 | 0
2040 | TVA_Transmission_2_VACAR | TVA_Transmission | VACAR | Internal | Shoulder | B12 | 200 | 900 | 0 | 151.85 | 145.96 | 9 | 0
2040 | TVA_Transmission_2_VACAR | TVA_Transmission | VACAR | Internal | Shoulder | B13 | 600 | 900 | 0 | 149.1 | 142.1 | 9 | 0
2040 | TVA_Transmission_2_VACAR | TVA_Transmission | VACAR | Internal | Shoulder | B14 | 900 | 900 | 0 | 149.1 | 142.1 | 9 | 0
2040 | TVA_Transmission_2_VACAR | TVA_Transmission | VACAR | Internal | Shoulder | B15 | 1203 | 900 | 0 | 87.17 | 73.5 | 9 | 0
2040 | TVA_Transmission_2_VACAR | TVA_Transmission | VACAR | Internal | Summer | B1 | 10 | 900 | 0 | 292.23 | 291.01 | 9 | 0
2040 | TVA_Transmission_2_VACAR | TVA_Transmission | VACAR | Internal | Summer | B2 | 25 | 900 | 0 | 291.01 | 291.98 | 9 | 0
2040 | TVA_Transmission_2_VACAR | TVA_Transmission | VACAR | Internal | Summer | B3 | 75 | 900 | 0 | 283.36 | 285.36 | 9 | 0
2040 | TVA_Transmission_2_VACAR | TVA_Transmission | VACAR | Internal | Summer | B4 | 100 | 900 | 0 | 183.34 | 176.34 | 9 | 0
2040 | TVA_Transmission_2_VACAR | TVA_Transmission | VACAR | Internal | Summer | B5 | 200 | 900 | 0 | 177.28 | 175.84 | 9 | 0
2040 | TVA_Transmission_2_VACAR | TVA_Transmission | VACAR | Internal | Summer | B6 | 300 | 900 | 0 | 164.1 | 156.96 | 9 | 0
2040 | TVA_Transmission_2_VACAR | TVA_Transmission | VACAR | Internal | Summer | B7 | 400 | 900 | 0 | 157.37 | 156.96 | 9 | 0
2040 | TVA_Transmission_2_VACAR | TVA_Transmission | VACAR | Internal | Summer | B8 | 500 | 900 | 0 | 156.47 | 156.96 | 9 | 0
2040 | TVA_Transmission_2_VACAR | TVA_Transmission | VACAR | Internal | Summer | B9 | 800 | 900 | 0 | 156.47 | 156.96 | 9 | 0
2040 | TVA_Transmission_2_VACAR | TVA_Transmission | VACAR | Internal | Summer | B10 | 1262 | 900 | 0 | 96.17 | 96.17 | 9 | 0
2040 | TVA_Transmission_2_VACAR | TVA_Transmission | VACAR | Internal | Winter | B16 | 25 | 900 | 0 | 163.13 | 164.55 | 9 | 0
2040 | TVA_Transmission_2_VACAR | TVA_Transmission | VACAR | Internal | Winter | B17 | 100 | 900 | 0 | 161.26 | 154.97 | 9 | 0
2040 | TVA_Transmission_2_VACAR | TVA_Transmission | VACAR | Internal | Winter | B18 | 400 | 900 | 0 | 148.63 | 141.63 | 9 | 0
2040 | TVA_Transmission_2_VACAR | TVA_Transmission | VACAR | Internal | Winter | B19 | 700 | 900 | 0 | 148.4 | 141.63 | 9 | 0
2040 | TVA_Transmission_2_VACAR | TVA_Transmission | VACAR | Internal | Winter | B20 | 935 | 900 | 0 | 90.01 | 76.51 | 9 | 0
2040 | VACAR_2_PJM_ROR | VACAR | PJM_ROR | Internal | Shoulder | B11 | 25 | 2000 | 0 | 159.21 | 153.21 | 7 | 0
2040 | VACAR_2_PJM_ROR | VACAR | PJM_ROR | Internal | Shoulder | B12 | 200 | 2000 | 2000 | 145.96 | 153.83 | 7 | 0.86
2040 | VACAR_2_PJM_ROR | VACAR | PJM_ROR | Internal | Shoulder | B13 | 600 | 2000 | 1859.82 | 142.1 | 149.1 | 7 | 0
2040 | VACAR_2_PJM_ROR | VACAR | PJM_ROR | Internal | Shoulder | B14 | 900 | 2000 | 497.17 | 142.1 | 149.1 | 7 | 0
2040 | VACAR_2_PJM_ROR | VACAR | PJM_ROR | Internal | Shoulder | B15 | 1203 | 2000 | 2000 | 73.5 | 86.41 | 7 | 5.92
2040 | VACAR_2_PJM_ROR | VACAR | PJM_ROR | Internal | Summer | B1 | 10 | 2000 | 0 | 291.01 | 285.01 | 7 | 0
2040 | VACAR_2_PJM_ROR | VACAR | PJM_ROR | Internal | Summer | B2 | 25 | 2000 | 0 | 291.98 | 285.01 | 7 | 0
2040 | VACAR_2_PJM_ROR | VACAR | PJM_ROR | Internal | Summer | B3 | 75 | 2000 | 0 | 285.36 | 282.23 | 7 | 0
2040 | VACAR_2_PJM_ROR | VACAR | PJM_ROR | Internal | Summer | B4 | 100 | 2000 | 2000 | 176.34 | 186.48 | 7 | 3.14
2040 | VACAR_2_PJM_ROR | VACAR | PJM_ROR | Internal | Summer | B5 | 200 | 2000 | 365.03 | 175.84 | 182.84 | 7 | 0
2040 | VACAR_2_PJM_ROR | VACAR | PJM_ROR | Internal | Summer | B6 | 300 | 2000 | 2000 | 156.96 | 171.1 | 7 | 7.14
2040 | VACAR_2_PJM_ROR | VACAR | PJM_ROR | Internal | Summer | B7 | 400 | 2000 | 1556.45 | 156.96 | 163.96 | 7 | 0
2040 | VACAR_2_PJM_ROR | VACAR | PJM_ROR | Internal | Summer | B8 | 500 | 2000 | 0 | 156.96 | 154.3 | 7 | 0
2040 | VACAR_2_PJM_ROR | VACAR | PJM_ROR | Internal | Summer | B9 | 800 | 2000 | 0 | 156.96 | 152.06 | 7 | 0
2040 | VACAR_2_PJM_ROR | VACAR | PJM_ROR | Internal | Summer | B10 | 1262 | 2000 | 2000 | 96.17 | 106.16 | 7 | 2.99
2040 | VACAR_2_PJM_ROR | VACAR | PJM_ROR | Internal | Winter | B16 | 25 | 2000 | 0 | 164.55 | 157.78 | 7 | 0
2040 | VACAR_2_PJM_ROR | VACAR | PJM_ROR | Internal | Winter | B17 | 100 | 2000 | 0 | 154.97 | 157.78 | 7 | 0
2040 | VACAR_2_PJM_ROR | VACAR | PJM_ROR | Internal | Winter | B18 | 400 | 2000 | 2000 | 141.63 | 154.95 | 7 | 6.32
2040 | VACAR_2_PJM_ROR | VACAR | PJM_ROR | Internal | Winter | B19 | 700 | 2000 | 136.37 | 141.63 | 148.63 | 7 | 0
2040 | VACAR_2_PJM_ROR | VACAR | PJM_ROR | Internal | Winter | B20 | 935 | 2000 | 2000 | 76.51 | 87.12 | 7 | 3.61
2040 | VACAR_2_SOCO | VACAR | SOCO | Internal | Shoulder | B11 | 25 | 3000 | 3000 | 159.21 | 168.21 | 7 | 2
2040 | VACAR_2_SOCO | VACAR | SOCO | Internal | Shoulder | B12 | 200 | 3000 | 585.72 | 145.96 | 152.96 | 7 | 0
2040 | VACAR_2_SOCO | VACAR | SOCO | Internal | Shoulder | B13 | 600 | 3000 | 2646.87 | 142.1 | 149.1 | 7 | 0
2040 | VACAR_2_SOCO | VACAR | SOCO | Internal | Shoulder | B14 | 900 | 3000 | 2876.1 | 142.1 | 149.1 | 7 | 0
2040 | VACAR_2_SOCO | VACAR | SOCO | Internal | Shoulder | B15 | 1203 | 3000 | 0 | 73.5 | 77.17 | 7 | 0
2040 | VACAR_2_SOCO | VACAR | SOCO | Internal | Summer | B1 | 10 | 3000 | 445.16 | 291.01 | 298.01 | 7 | 0
2040 | VACAR_2_SOCO | VACAR | SOCO | Internal | Summer | B2 | 25 | 3000 | 0 | 291.98 | 296.81 | 7 | 0
2040 | VACAR_2_SOCO | VACAR | SOCO | Internal | Summer | B3 | 75 | 3000 | 931.29 | 285.36 | 292.36 | 7 | 0
2040 | VACAR_2_SOCO | VACAR | SOCO | Internal | Summer | B4 | 100 | 3000 | 2770.54 | 176.34 | 183.34 | 7 | 0
2040 | VACAR_2_SOCO | VACAR | SOCO | Internal | Summer | B5 | 200 | 3000 | 2969.48 | 175.84 | 182.84 | 7 | 0
2040 | VACAR_2_SOCO | VACAR | SOCO | Internal | Summer | B6 | 300 | 3000 | 2738.84 | 156.96 | 163.96 | 7 | 0
2040 | VACAR_2_SOCO | VACAR | SOCO | Internal | Summer | B7 | 400 | 3000 | 1035.25 | 156.96 | 163.96 | 7 | 0
2040 | VACAR_2_SOCO | VACAR | SOCO | Internal | Summer | B8 | 500 | 3000 | 0 | 156.96 | 157.34 | 7 | 0
2040 | VACAR_2_SOCO | VACAR | SOCO | Internal | Summer | B9 | 800 | 3000 | 0 | 156.96 | 157.34 | 7 | 0
2040 | VACAR_2_SOCO | VACAR | SOCO | Internal | Summer | B10 | 1262 | 3000 | 0 | 96.17 | 86.17 | 7 | 0
2040 | VACAR_2_SOCO | VACAR | SOCO | Internal | Winter | B16 | 25 | 3000 | 1286.36 | 164.55 | 171.55 | 7 | 0
2040 | VACAR_2_SOCO | VACAR | SOCO | Internal | Winter | B17 | 100 | 3000 | 849.71 | 154.97 | 161.97 | 7 | 0
2040 | VACAR_2_SOCO | VACAR | SOCO | Internal | Winter | B18 | 400 | 3000 | 1364.19 | 141.63 | 148.63 | 7 | 0
2040 | VACAR_2_SOCO | VACAR | SOCO | Internal | Winter | B19 | 700 | 3000 | 2982.04 | 141.63 | 148.63 | 7 | 0
2040 | VACAR_2_SOCO | VACAR | SOCO | Internal | Winter | B20 | 935 | 3000 | 0 | 76.51 | 80.39 | 7 | 0
2040 | VACAR_2_TVA_Transmission | VACAR | TVA_Transmission | Internal | Shoulder | B11 | 25 | 900 | 0 | 159.21 | 159.21 | 7 | 0
2040 | VACAR_2_TVA_Transmission | VACAR | TVA_Transmission | Internal | Shoulder | B12 | 200 | 900 | 0 | 145.96 | 151.85 | 7 | 0
2040 | VACAR_2_TVA_Transmission | VACAR | TVA_Transmission | Internal | Shoulder | B13 | 600 | 900 | 97.15 | 142.1 | 149.1 | 7 | 0
2040 | VACAR_2_TVA_Transmission | VACAR | TVA_Transmission | Internal | Shoulder | B14 | 900 | 900 | 95.67 | 142.1 | 149.1 | 7 | 0
2040 | VACAR_2_TVA_Transmission | VACAR | TVA_Transmission | Internal | Shoulder | B15 | 1203 | 900 | 900 | 73.5 | 87.17 | 7 | 6.67
2040 | VACAR_2_TVA_Transmission | VACAR | TVA_Transmission | Internal | Summer | B1 | 10 | 900 | 0 | 291.01 | 292.23 | 7 | 0
2040 | VACAR_2_TVA_Transmission | VACAR | TVA_Transmission | Internal | Summer | B2 | 25 | 900 | 0 | 291.98 | 291.01 | 7 | 0
2040 | VACAR_2_TVA_Transmission | VACAR | TVA_Transmission | Internal | Summer | B3 | 75 | 900 | 0 | 285.36 | 283.36 | 7 | 0
2040 | VACAR_2_TVA_Transmission | VACAR | TVA_Transmission | Internal | Summer | B4 | 100 | 900 | 812.97 | 176.34 | 183.34 | 7 | 0
2040 | VACAR_2_TVA_Transmission | VACAR | TVA_Transmission | Internal | Summer | B5 | 200 | 900 | 0 | 175.84 | 177.28 | 7 | 0
2040 | VACAR_2_TVA_Transmission | VACAR | TVA_Transmission | Internal | Summer | B6 | 300 | 900 | 900 | 156.96 | 164.1 | 7 | 0.14
2040 | VACAR_2_TVA_Transmission | VACAR | TVA_Transmission | Internal | Summer | B7 | 400 | 900 | 0 | 156.96 | 157.37 | 7 | 0
2040 | VACAR_2_TVA_Transmission | VACAR | TVA_Transmission | Internal | Summer | B8 | 500 | 900 | 0 | 156.96 | 156.47 | 7 | 0
2040 | VACAR_2_TVA_Transmission | VACAR | TVA_Transmission | Internal | Summer | B9 | 800 | 900 | 0 | 156.96 | 156.47 | 7 | 0
2040 | VACAR_2_TVA_Transmission | VACAR | TVA_Transmission | Internal | Summer | B10 | 1262 | 900 | 0 | 96.17 | 96.17 | 7 | 0
2040 | VACAR_2_TVA_Transmission | VACAR | TVA_Transmission | Internal | Winter | B16 | 25 | 900 | 0 | 164.55 | 163.13 | 7 | 0
2040 | VACAR_2_TVA_Transmission | VACAR | TVA_Transmission | Internal | Winter | B17 | 100 | 900 | 0 | 154.97 | 161.26 | 7 | 0
2040 | VACAR_2_TVA_Transmission | VACAR | TVA_Transmission | Internal | Winter | B18 | 400 | 900 | 284.73 | 141.63 | 148.63 | 7 | 0
2040 | VACAR_2_TVA_Transmission | VACAR | TVA_Transmission | Internal | Winter | B19 | 700 | 900 | 0 | 141.63 | 148.4 | 7 | 0
2040 | VACAR_2_TVA_Transmission | VACAR | TVA_Transmission | Internal | Winter | B20 | 935 | 900 | 900 | 76.51 | 90.01 | 7 | 6.49
2015 | AZ_NM_SNV_Coal_2_SPP_S | AZ_NM_SNV_Coal | SPP_S | External | Shoulder | B11 | 25 | 400 | 400 | 57.72 | 83.05 | 8.17 | 17.17
2015 | AZ_NM_SNV_Coal_2_SPP_S | AZ_NM_SNV_Coal | SPP_S | External | Shoulder | B12 | 200 | 400 | 0 | 57.72 | 60.04 | 8.17 | 0
2015 | AZ_NM_SNV_Coal_2_SPP_S | AZ_NM_SNV_Coal | SPP_S | External | Shoulder | B13 | 600 | 400 | 0 | 57.72 | 58.32 | 8.17 | 0
2015 | AZ_NM_SNV_Coal_2_SPP_S | AZ_NM_SNV_Coal | SPP_S | External | Shoulder | B14 | 900 | 400 | 0 | 57.72 | 57.39 | 8.17 | 0
2015 | AZ_NM_SNV_Coal_2_SPP_S | AZ_NM_SNV_Coal | SPP_S | External | Shoulder | B15 | 1203 | 400 | 0 | 57.72 | 57.39 | 8.17 | 0
2015 | AZ_NM_SNV_Coal_2_SPP_S | AZ_NM_SNV_Coal | SPP_S | External | Summer | B1 | 10 | 400 | 400 | 78.67 | 90.44 | 8.17 | 3.6
2015 | AZ_NM_SNV_Coal_2_SPP_S | AZ_NM_SNV_Coal | SPP_S | External | Summer | B2 | 25 | 400 | 400 | 75.62 | 90.44 | 8.17 | 6.65
2015 | AZ_NM_SNV_Coal_2_SPP_S | AZ_NM_SNV_Coal | SPP_S | External | Summer | B3 | 75 | 400 | 400 | 75.62 | 89.66 | 8.17 | 5.88
2015 | AZ_NM_SNV_Coal_2_SPP_S | AZ_NM_SNV_Coal | SPP_S | External | Summer | B4 | 100 | 400 | 0 | 75.62 | 83.01 | 8.17 | 0
2015 | AZ_NM_SNV_Coal_2_SPP_S | AZ_NM_SNV_Coal | SPP_S | External | Summer | B5 | 200 | 400 | 400 | 62.58 | 81.19 | 8.17 | 10.45
2015 | AZ_NM_SNV_Coal_2_SPP_S | AZ_NM_SNV_Coal | SPP_S | External | Summer | B6 | 300 | 400 | 400 | 59.95 | 72.59 | 8.17 | 4.47
2015 | AZ_NM_SNV_Coal_2_SPP_S | AZ_NM_SNV_Coal | SPP_S | External | Summer | B7 | 400 | 400 | 0 | 57.79 | 63.47 | 8.17 | 0
2015 | AZ_NM_SNV_Coal_2_SPP_S | AZ_NM_SNV_Coal | SPP_S | External | Summer | B8 | 500 | 400 | 0 | 57.78 | 58.69 | 8.17 | 0
2015 | AZ_NM_SNV_Coal_2_SPP_S | AZ_NM_SNV_Coal | SPP_S | External | Summer | B9 | 800 | 400 | 0 | 57.77 | 56.13 | 8.17 | 0
2015 | AZ_NM_SNV_Coal_2_SPP_S | AZ_NM_SNV_Coal | SPP_S | External | Summer | B10 | 1262 | 400 | 0 | 56.31 | 56 | 8.17 | 0
2015 | AZ_NM_SNV_Coal_2_SPP_S | AZ_NM_SNV_Coal | SPP_S | External | Winter | B16 | 25 | 400 | 400 | 60.36 | 70.7 | 8.17 | 2.17
2015 | AZ_NM_SNV_Coal_2_SPP_S | AZ_NM_SNV_Coal | SPP_S | External | Winter | B17 | 100 | 400 | 0 | 60.36 | 60.22 | 8.17 | 0
2015 | AZ_NM_SNV_Coal_2_SPP_S | AZ_NM_SNV_Coal | SPP_S | External | Winter | B18 | 400 | 400 | 0 | 60.36 | 59.87 | 8.17 | 0
2015 | AZ_NM_SNV_Coal_2_SPP_S | AZ_NM_SNV_Coal | SPP_S | External | Winter | B19 | 700 | 400 | 0 | 60.36 | 59.74 | 8.17 | 0
2015 | AZ_NM_SNV_Coal_2_SPP_S | AZ_NM_SNV_Coal | SPP_S | External | Winter | B20 | 935 | 400 | 0 | 60.36 | 59.74 | 8.17 | 0
2015 | ERCOT_2_SPP_S | ERCOT | SPP_S | External | Shoulder | B11 | 25 | 800 | 0 | 84 | 83.05 | 8 | 0
2015 | ERCOT_2_SPP_S | ERCOT | SPP_S | External | Shoulder | B12 | 200 | 800 | 0 | 59 | 60.04 | 8 | 0
2015 | ERCOT_2_SPP_S | ERCOT | SPP_S | External | Shoulder | B13 | 600 | 800 | 0 | 57.25 | 58.32 | 8 | 0
2015 | ERCOT_2_SPP_S | ERCOT | SPP_S | External | Shoulder | B14 | 900 | 800 | 0 | 57.25 | 57.39 | 8 | 0
2015 | ERCOT_2_SPP_S | ERCOT | SPP_S | External | Shoulder | B15 | 1203 | 800 | 0 | 57.25 | 57.39 | 8 | 0
2015 | ERCOT_2_SPP_S | ERCOT | SPP_S | External | Summer | B1 | 10 | 800 | 87.15 | 82.44 | 90.44 | 8 | 0
2015 | ERCOT_2_SPP_S | ERCOT | SPP_S | External | Summer | B2 | 25 | 800 | 254.8 | 82.44 | 90.44 | 8 | 0
2015 | ERCOT_2_SPP_S | ERCOT | SPP_S | External | Summer | B3 | 75 | 800 | 0 | 82.44 | 89.66 | 8 | 0
2015 | ERCOT_2_SPP_S | ERCOT | SPP_S | External | Summer | B4 | 100 | 800 | 0 | 82.44 | 83.01 | 8 | 0
2015 | ERCOT_2_SPP_S | ERCOT | SPP_S | External | Summer | B5 | 200 | 800 | 0 | 82.44 | 81.19 | 8 | 0
2015 | ERCOT_2_SPP_S | ERCOT | SPP_S | External | Summer | B6 | 300 | 800 | 0 | 69.51 | 72.59 | 8 | 0
2015 | ERCOT_2_SPP_S | ERCOT | SPP_S | External | Summer | B7 | 400 | 800 | 0 | 61.33 | 63.47 | 8 | 0
2015 | ERCOT_2_SPP_S | ERCOT | SPP_S | External | Summer | B8 | 500 | 800 | 0 | 56.2 | 58.69 | 8 | 0
2015 | ERCOT_2_SPP_S | ERCOT | SPP_S | External | Summer | B9 | 800 | 800 | 0 | 56.2 | 56.13 | 8 | 0
2015 | ERCOT_2_SPP_S | ERCOT | SPP_S | External | Summer | B10 | 1262 | 800 | 0 | 56.2 | 56 | 8 | 0
2015 | ERCOT_2_SPP_S | ERCOT | SPP_S | External | Winter | B16 | 25 | 800 | 664.77 | 62.7 | 70.7 | 8 | 0
2015 | ERCOT_2_SPP_S | ERCOT | SPP_S | External | Winter | B17 | 100 | 800 | 0 | 59.45 | 60.22 | 8 | 0
2015 | ERCOT_2_SPP_S | ERCOT | SPP_S | External | Winter | B18 | 400 | 800 | 0 | 59.45 | 59.87 | 8 | 0
2015 | ERCOT_2_SPP_S | ERCOT | SPP_S | External | Winter | B19 | 700 | 800 | 0 | 59.45 | 59.74 | 8 | 0
2015 | ERCOT_2_SPP_S | ERCOT | SPP_S | External | Winter | B20 | 935 | 800 | 0 | 59.4 | 59.74 | 8 | 0
2015 | MAPP_US_2_RMPA | MAPP_US | RMPA | External | Shoulder | B11 | 25 | 200 | 0 | 69.32 | 65.87 | 8 | 0
2015 | MAPP_US_2_RMPA | MAPP_US | RMPA | External | Shoulder | B12 | 200 | 200 | 0 | 57.14 | 60.98 | 8 | 0
2015 | MAPP_US_2_RMPA | MAPP_US | RMPA | External | Shoulder | B13 | 600 | 200 | 0 | 55.45 | 60.8 | 8 | 0
2015 | MAPP_US_2_RMPA | MAPP_US | RMPA | External | Shoulder | B14 | 900 | 200 | 0 | 55.45 | 60.8 | 8 | 0
2015 | MAPP_US_2_RMPA | MAPP_US | RMPA | External | Shoulder | B15 | 1203 | 200 | 0 | 55.45 | 60.8 | 8 | 0
2015 | MAPP_US_2_RMPA | MAPP_US | RMPA | External | Summer | B1 | 10 | 200 | 0 | 84.76 | 86.84 | 8 | 0
2015 | MAPP_US_2_RMPA | MAPP_US | RMPA | External | Summer | B2 | 25 | 200 | 0 | 84.38 | 83.38 | 8 | 0
2015 | MAPP_US_2_RMPA | MAPP_US | RMPA | External | Summer | B3 | 75 | 200 | 0 | 84.38 | 83.39 | 8 | 0
2015 | MAPP_US_2_RMPA | MAPP_US | RMPA | External | Summer | B4 | 100 | 200 | 0 | 79.86 | 78.86 | 8 | 0
2015 | MAPP_US_2_RMPA | MAPP_US | RMPA | External | Summer | B5 | 200 | 200 | 0 | 73.93 | 65.93 | 8 | 0
2015 | MAPP_US_2_RMPA | MAPP_US | RMPA | External | Summer | B6 | 300 | 200 | 0 | 60.27 | 59.27 | 8 | 0
2015 | MAPP_US_2_RMPA | MAPP_US | RMPA | External | Summer | B7 | 400 | 200 | 0 | 52.46 | 59.27 | 8 | 0
2015 | MAPP_US_2_RMPA | MAPP_US | RMPA | External | Summer | B8 | 500 | 200 | 0 | 52.05 | 59.27 | 8 | 0
2015 | MAPP_US_2_RMPA | MAPP_US | RMPA | External | Summer | B9 | 800 | 200 | 0 | 52.05 | 59.27 | 8 | 0
2015 | MAPP_US_2_RMPA | MAPP_US | RMPA | External | Summer | B10 | 1262 | 200 | 0 | 52.05 | 59.27 | 8 | 0
2015 | MAPP_US_2_RMPA | MAPP_US | RMPA | External | Winter | B16 | 25 | 200 | 0 | 68.68 | 68.52 | 8 | 0
2015 | MAPP_US_2_RMPA | MAPP_US | RMPA | External | Winter | B17 | 100 | 200 | 0 | 58.2 | 63.71 | 8 | 0
2015 | MAPP_US_2_RMPA | MAPP_US | RMPA | External | Winter | B18 | 400 | 200 | 0 | 58.2 | 63.71 | 8 | 0
2015 | MAPP_US_2_RMPA | MAPP_US | RMPA | External | Winter | B19 | 700 | 200 | 0 | 58.2 | 63.71 | 8 | 0
2015 | MAPP_US_2_RMPA | MAPP_US | RMPA | External | Winter | B20 | 935 | 200 | 0 | 58.2 | 60.13 | 8 | 0
2015 | NE_2_RMPA | NE | RMPA | External | Shoulder | B11 | 25 | 310 | 0 | 76.32 | 65.87 | 5 | 0
2015 | NE_2_RMPA | NE | RMPA | External | Shoulder | B12 | 200 | 310 | 0 | 60.02 | 60.98 | 5 | 0
2015 | NE_2_RMPA | NE | RMPA | External | Shoulder | B13 | 600 | 310 | 0 | 58.29 | 60.8 | 5 | 0
2015 | NE_2_RMPA | NE | RMPA | External | Shoulder | B14 | 900 | 310 | 0 | 57.37 | 60.8 | 5 | 0
2015 | NE_2_RMPA | NE | RMPA | External | Shoulder | B15 | 1203 | 310 | 0 | 57.37 | 60.8 | 5 | 0
2015 | NE_2_RMPA | NE | RMPA | External | Summer | B1 | 10 | 310 | 0 | 91.76 | 86.84 | 5 | 0
2015 | NE_2_RMPA | NE | RMPA | External | Summer | B2 | 25 | 310 | 0 | 91.38 | 83.38 | 5 | 0
2015 | NE_2_RMPA | NE | RMPA | External | Summer | B3 | 75 | 310 | 0 | 91.38 | 83.39 | 5 | 0
2015 | NE_2_RMPA | NE | RMPA | External | Summer | B4 | 100 | 310 | 0 | 86.86 | 78.86 | 5 | 0
2015 | NE_2_RMPA | NE | RMPA | External | Summer | B5 | 200 | 310 | 0 | 80.93 | 65.93 | 5 | 0
2015 | NE_2_RMPA | NE | RMPA | External | Summer | B6 | 300 | 310 | 0 | 67.27 | 59.27 | 5 | 0
2015 | NE_2_RMPA | NE | RMPA | External | Summer | B7 | 400 | 310 | 0 | 59.46 | 59.27 | 5 | 0
2015 | NE_2_RMPA | NE | RMPA | External | Summer | B8 | 500 | 310 | 0 | 58.66 | 59.27 | 5 | 0
2015 | NE_2_RMPA | NE | RMPA | External | Summer | B9 | 800 | 310 | 0 | 56.1 | 59.27 | 5 | 0
2015 | NE_2_RMPA | NE | RMPA | External | Summer | B10 | 1262 | 310 | 310 | 54.12 | 59.27 | 5 | 0.15
2015 | NE_2_RMPA | NE | RMPA | External | Winter | B16 | 25 | 310 | 0 | 70.68 | 68.52 | 5 | 0
2015 | NE_2_RMPA | NE | RMPA | External | Winter | B17 | 100 | 310 | 0 | 60.2 | 63.71 | 5 | 0
2015 | NE_2_RMPA | NE | RMPA | External | Winter | B18 | 400 | 310 | 0 | 59.85 | 63.71 | 5 | 0
2015 | NE_2_RMPA | NE | RMPA | External | Winter | B19 | 700 | 310 | 0 | 59.71 | 63.71 | 5 | 0
2015 | NE_2_RMPA | NE | RMPA | External | Winter | B20 | 935 | 310 | 84.49 | 55.13 | 60.13 | 5 | 0
2015 | NWPP_Coal_2_MAPP_US | NWPP_Coal | MAPP_US | External | Shoulder | B11 | 25 | 150 | 150 | 57.71 | 69.32 | 8 | 3.61
2015 | NWPP_Coal_2_MAPP_US | NWPP_Coal | MAPP_US | External | Shoulder | B12 | 200 | 150 | 0 | 57.71 | 57.14 | 8 | 0
2015 | NWPP_Coal_2_MAPP_US | NWPP_Coal | MAPP_US | External | Shoulder | B13 | 600 | 150 | 0 | 57.71 | 55.45 | 8 | 0
2015 | NWPP_Coal_2_MAPP_US | NWPP_Coal | MAPP_US | External | Shoulder | B14 | 900 | 150 | 0 | 57.71 | 55.45 | 8 | 0
2015 | NWPP_Coal_2_MAPP_US | NWPP_Coal | MAPP_US | External | Shoulder | B15 | 1203 | 150 | 0 | 57.71 | 55.45 | 8 | 0
2015 | NWPP_Coal_2_MAPP_US | NWPP_Coal | MAPP_US | External | Summer | B1 | 10 | 150 | 150 | 57.77 | 84.76 | 8 | 19
2015 | NWPP_Coal_2_MAPP_US | NWPP_Coal | MAPP_US | External | Summer | B2 | 25 | 150 | 150 | 57.77 | 84.38 | 8 | 18.61
2015 | NWPP_Coal_2_MAPP_US | NWPP_Coal | MAPP_US | External | Summer | B3 | 75 | 150 | 150 | 57.77 | 84.38 | 8 | 18.61
2015 | NWPP_Coal_2_MAPP_US | NWPP_Coal | MAPP_US | External | Summer | B4 | 100 | 150 | 150 | 57.77 | 79.86 | 8 | 14.09
2015 | NWPP_Coal_2_MAPP_US | NWPP_Coal | MAPP_US | External | Summer | B5 | 200 | 150 | 150 | 57.77 | 73.93 | 8 | 8.17
2015 | NWPP_Coal_2_MAPP_US | NWPP_Coal | MAPP_US | External | Summer | B6 | 300 | 150 | 0 | 57.77 | 60.27 | 8 | 0
2015 | NWPP_Coal_2_MAPP_US | NWPP_Coal | MAPP_US | External | Summer | B7 | 400 | 150 | 0 | 57.77 | 52.46 | 8 | 0
2015 | NWPP_Coal_2_MAPP_US | NWPP_Coal | MAPP_US | External | Summer | B8 | 500 | 150 | 0 | 57.77 | 52.05 | 8 | 0
2015 | NWPP_Coal_2_MAPP_US | NWPP_Coal | MAPP_US | External | Summer | B9 | 800 | 150 | 0 | 57.77 | 52.05 | 8 | 0
2015 | NWPP_Coal_2_MAPP_US | NWPP_Coal | MAPP_US | External | Summer | B10 | 1262 | 150 | 0 | 57.77 | 52.05 | 8 | 0
2015 | NWPP_Coal_2_MAPP_US | NWPP_Coal | MAPP_US | External | Winter | B16 | 25 | 150 | 150 | 60.35 | 68.68 | 8 | 0.32
2015 | NWPP_Coal_2_MAPP_US | NWPP_Coal | MAPP_US | External | Winter | B17 | 100 | 150 | 0 | 60.35 | 58.2 | 8 | 0
2015 | NWPP_Coal_2_MAPP_US | NWPP_Coal | MAPP_US | External | Winter | B18 | 400 | 150 | 0 | 60.35 | 58.2 | 8 | 0
2015 | NWPP_Coal_2_MAPP_US | NWPP_Coal | MAPP_US | External | Winter | B19 | 700 | 150 | 0 | 60.35 | 58.2 | 8 | 0
2015 | NWPP_Coal_2_MAPP_US | NWPP_Coal | MAPP_US | External | Winter | B20 | 935 | 150 | 0 | 60.35 | 58.2 | 8 | 0
2015 | RMPA_2_MAPP_US | RMPA | MAPP_US | External | Shoulder | B11 | 25 | 200 | 0 | 65.87 | 69.32 | 8 | 0
2015 | RMPA_2_MAPP_US | RMPA | MAPP_US | External | Shoulder | B12 | 200 | 200 | 0 | 60.98 | 57.14 | 8 | 0
2015 | RMPA_2_MAPP_US | RMPA | MAPP_US | External | Shoulder | B13 | 600 | 200 | 0 | 60.8 | 55.45 | 8 | 0
2015 | RMPA_2_MAPP_US | RMPA | MAPP_US | External | Shoulder | B14 | 900 | 200 | 0 | 60.8 | 55.45 | 8 | 0
2015 | RMPA_2_MAPP_US | RMPA | MAPP_US | External | Shoulder | B15 | 1203 | 200 | 0 | 60.8 | 55.45 | 8 | 0
2015 | RMPA_2_MAPP_US | RMPA | MAPP_US | External | Summer | B1 | 10 | 200 | 0 | 86.84 | 84.76 | 8 | 0
2015 | RMPA_2_MAPP_US | RMPA | MAPP_US | External | Summer | B2 | 25 | 200 | 0 | 83.38 | 84.38 | 8 | 0
2015 | RMPA_2_MAPP_US | RMPA | MAPP_US | External | Summer | B3 | 75 | 200 | 0 | 83.39 | 84.38 | 8 | 0
2015 | RMPA_2_MAPP_US | RMPA | MAPP_US | External | Summer | B4 | 100 | 200 | 0 | 78.86 | 79.86 | 8 | 0
2015 | RMPA_2_MAPP_US | RMPA | MAPP_US | External | Summer | B5 | 200 | 200 | 69.58 | 65.93 | 73.93 | 8 | 0
2015 | RMPA_2_MAPP_US | RMPA | MAPP_US | External | Summer | B6 | 300 | 200 | 0 | 59.27 | 60.27 | 8 | 0
2015 | RMPA_2_MAPP_US | RMPA | MAPP_US | External | Summer | B7 | 400 | 200 | 0 | 59.27 | 52.46 | 8 | 0
2015 | RMPA_2_MAPP_US | RMPA | MAPP_US | External | Summer | B8 | 500 | 200 | 0 | 59.27 | 52.05 | 8 | 0
2015 | RMPA_2_MAPP_US | RMPA | MAPP_US | External | Summer | B9 | 800 | 200 | 0 | 59.27 | 52.05 | 8 | 0
2015 | RMPA_2_MAPP_US | RMPA | MAPP_US | External | Summer | B10 | 1262 | 200 | 0 | 59.27 | 52.05 | 8 | 0
2015 | RMPA_2_MAPP_US | RMPA | MAPP_US | External | Winter | B16 | 25 | 200 | 0 | 68.52 | 68.68 | 8 | 0
2015 | RMPA_2_MAPP_US | RMPA | MAPP_US | External | Winter | B17 | 100 | 200 | 0 | 63.71 | 58.2 | 8 | 0
2015 | RMPA_2_MAPP_US | RMPA | MAPP_US | External | Winter | B18 | 400 | 200 | 0 | 63.71 | 58.2 | 8 | 0
2015 | RMPA_2_MAPP_US | RMPA | MAPP_US | External | Winter | B19 | 700 | 200 | 0 | 63.71 | 58.2 | 8 | 0
2015 | RMPA_2_MAPP_US | RMPA | MAPP_US | External | Winter | B20 | 935 | 200 | 0 | 60.13 | 58.2 | 8 | 0
2015 | RMPA_2_NE | RMPA | NE | External | Shoulder | B11 | 25 | 310 | 310 | 65.87 | 76.32 | 8 | 2.44
2015 | RMPA_2_NE | RMPA | NE | External | Shoulder | B12 | 200 | 310 | 0 | 60.98 | 60.02 | 8 | 0
2015 | RMPA_2_NE | RMPA | NE | External | Shoulder | B13 | 600 | 310 | 0 | 60.8 | 58.29 | 8 | 0
2015 | RMPA_2_NE | RMPA | NE | External | Shoulder | B14 | 900 | 310 | 0 | 60.8 | 57.37 | 8 | 0
2015 | RMPA_2_NE | RMPA | NE | External | Shoulder | B15 | 1203 | 310 | 0 | 60.8 | 57.37 | 8 | 0
2015 | RMPA_2_NE | RMPA | NE | External | Summer | B1 | 10 | 310 | 0 | 86.84 | 91.76 | 8 | 0
2015 | RMPA_2_NE | RMPA | NE | External | Summer | B2 | 25 | 310 | 9.56 | 83.38 | 91.38 | 8 | 0
2015 | RMPA_2_NE | RMPA | NE | External | Summer | B3 | 75 | 310 | 0 | 83.39 | 91.38 | 8 | 0
2015 | RMPA_2_NE | RMPA | NE | External | Summer | B4 | 100 | 310 | 3.22 | 78.86 | 86.86 | 8 | 0
2015 | RMPA_2_NE | RMPA | NE | External | Summer | B5 | 200 | 310 | 310 | 65.93 | 80.93 | 8 | 7
2015 | RMPA_2_NE | RMPA | NE | External | Summer | B6 | 300 | 310 | 83.26 | 59.27 | 67.27 | 8 | 0
2015 | RMPA_2_NE | RMPA | NE | External | Summer | B7 | 400 | 310 | 0 | 59.27 | 59.46 | 8 | 0
2015 | RMPA_2_NE | RMPA | NE | External | Summer | B8 | 500 | 310 | 0 | 59.27 | 58.66 | 8 | 0
2015 | RMPA_2_NE | RMPA | NE | External | Summer | B9 | 800 | 310 | 0 | 59.27 | 56.1 | 8 | 0
2015 | RMPA_2_NE | RMPA | NE | External | Summer | B10 | 1262 | 310 | 0 | 59.27 | 54.12 | 8 | 0
2015 | RMPA_2_NE | RMPA | NE | External | Winter | B16 | 25 | 310 | 0 | 68.52 | 70.68 | 8 | 0
2015 | RMPA_2_NE | RMPA | NE | External | Winter | B17 | 100 | 310 | 0 | 63.71 | 60.2 | 8 | 0
2015 | RMPA_2_NE | RMPA | NE | External | Winter | B18 | 400 | 310 | 0 | 63.71 | 59.85 | 8 | 0
2015 | RMPA_2_NE | RMPA | NE | External | Winter | B19 | 700 | 310 | 0 | 63.71 | 59.71 | 8 | 0
2015 | RMPA_2_NE | RMPA | NE | External | Winter | B20 | 935 | 310 | 0 | 60.13 | 55.13 | 8 | 0
2015 | RMPA_2_SPP_N | RMPA | SPP_N | External | Shoulder | B11 | 25 | 210 | 210 | 65.87 | 83.06 | 8 | 9.19
2015 | RMPA_2_SPP_N | RMPA | SPP_N | External | Shoulder | B12 | 200 | 210 | 0 | 60.98 | 60.03 | 8 | 0
2015 | RMPA_2_SPP_N | RMPA | SPP_N | External | Shoulder | B13 | 600 | 210 | 0 | 60.8 | 58.31 | 8 | 0
2015 | RMPA_2_SPP_N | RMPA | SPP_N | External | Shoulder | B14 | 900 | 210 | 0 | 60.8 | 57.38 | 8 | 0
2015 | RMPA_2_SPP_N | RMPA | SPP_N | External | Shoulder | B15 | 1203 | 210 | 0 | 60.8 | 57.38 | 8 | 0
2015 | RMPA_2_SPP_N | RMPA | SPP_N | External | Summer | B1 | 10 | 210 | 0 | 86.84 | 92.6 | 8 | 0
2015 | RMPA_2_SPP_N | RMPA | SPP_N | External | Summer | B2 | 25 | 210 | 210 | 83.38 | 92.6 | 8 | 1.22
2015 | RMPA_2_SPP_N | RMPA | SPP_N | External | Summer | B3 | 75 | 210 | 170.44 | 83.39 | 91.39 | 8 | 0
2015 | RMPA_2_SPP_N | RMPA | SPP_N | External | Summer | B4 | 100 | 210 | 210 | 78.86 | 86.87 | 8 | 0.01
2015 | RMPA_2_SPP_N | RMPA | SPP_N | External | Summer | B5 | 200 | 210 | 210 | 65.93 | 81.21 | 8 | 7.27
2015 | RMPA_2_SPP_N | RMPA | SPP_N | External | Summer | B6 | 300 | 210 | 210 | 59.27 | 72.58 | 8 | 5.31
2015 | RMPA_2_SPP_N | RMPA | SPP_N | External | Summer | B7 | 400 | 210 | 0 | 59.27 | 63.46 | 8 | 0
2015 | RMPA_2_SPP_N | RMPA | SPP_N | External | Summer | B8 | 500 | 210 | 0 | 59.27 | 58.68 | 8 | 0
2015 | RMPA_2_SPP_N | RMPA | SPP_N | External | Summer | B9 | 800 | 210 | 0 | 59.27 | 56.11 | 8 | 0
2015 | RMPA_2_SPP_N | RMPA | SPP_N | External | Summer | B10 | 1262 | 210 | 0 | 59.27 | 54.59 | 8 | 0
2015 | RMPA_2_SPP_N | RMPA | SPP_N | External | Winter | B16 | 25 | 210 | 0 | 68.52 | 70.69 | 8 | 0
2015 | RMPA_2_SPP_N | RMPA | SPP_N | External | Winter | B17 | 100 | 210 | 0 | 63.71 | 60.21 | 8 | 0
2015 | RMPA_2_SPP_N | RMPA | SPP_N | External | Winter | B18 | 400 | 210 | 0 | 63.71 | 59.86 | 8 | 0
2015 | RMPA_2_SPP_N | RMPA | SPP_N | External | Winter | B19 | 700 | 210 | 0 | 63.71 | 59.72 | 8 | 0
2015 | RMPA_2_SPP_N | RMPA | SPP_N | External | Winter | B20 | 935 | 210 | 0 | 60.13 | 56.28 | 8 | 0
2015 | SPP_N_2_RMPA | SPP_N | RMPA | External | Shoulder | B11 | 25 | 210 | 0 | 83.06 | 65.87 | 5 | 0
2015 | SPP_N_2_RMPA | SPP_N | RMPA | External | Shoulder | B12 | 200 | 210 | 0 | 60.03 | 60.98 | 5 | 0
2015 | SPP_N_2_RMPA | SPP_N | RMPA | External | Shoulder | B13 | 600 | 210 | 0 | 58.31 | 60.8 | 5 | 0
2015 | SPP_N_2_RMPA | SPP_N | RMPA | External | Shoulder | B14 | 900 | 210 | 0 | 57.38 | 60.8 | 5 | 0
2015 | SPP_N_2_RMPA | SPP_N | RMPA | External | Shoulder | B15 | 1203 | 210 | 0 | 57.38 | 60.8 | 5 | 0
2015 | SPP_N_2_RMPA | SPP_N | RMPA | External | Summer | B1 | 10 | 210 | 0 | 92.6 | 86.84 | 5 | 0
2015 | SPP_N_2_RMPA | SPP_N | RMPA | External | Summer | B2 | 25 | 210 | 0 | 92.6 | 83.38 | 5 | 0
2015 | SPP_N_2_RMPA | SPP_N | RMPA | External | Summer | B3 | 75 | 210 | 0 | 91.39 | 83.39 | 5 | 0
2015 | SPP_N_2_RMPA | SPP_N | RMPA | External | Summer | B4 | 100 | 210 | 0 | 86.87 | 78.86 | 5 | 0
2015 | SPP_N_2_RMPA | SPP_N | RMPA | External | Summer | B5 | 200 | 210 | 0 | 81.21 | 65.93 | 5 | 0
2015 | SPP_N_2_RMPA | SPP_N | RMPA | External | Summer | B6 | 300 | 210 | 0 | 72.58 | 59.27 | 5 | 0
2015 | SPP_N_2_RMPA | SPP_N | RMPA | External | Summer | B7 | 400 | 210 | 0 | 63.46 | 59.27 | 5 | 0
2015 | SPP_N_2_RMPA | SPP_N | RMPA | External | Summer | B8 | 500 | 210 | 0 | 58.68 | 59.27 | 5 | 0
2015 | SPP_N_2_RMPA | SPP_N | RMPA | External | Summer | B9 | 800 | 210 | 0 | 56.11 | 59.27 | 5 | 0
2015 | SPP_N_2_RMPA | SPP_N | RMPA | External | Summer | B10 | 1262 | 210 | 0 | 54.59 | 59.27 | 5 | 0
2015 | SPP_N_2_RMPA | SPP_N | RMPA | External | Winter | B16 | 25 | 210 | 0 | 70.69 | 68.52 | 5 | 0
2015 | SPP_N_2_RMPA | SPP_N | RMPA | External | Winter | B17 | 100 | 210 | 0 | 60.21 | 63.71 | 5 | 0
2015 | SPP_N_2_RMPA | SPP_N | RMPA | External | Winter | B18 | 400 | 210 | 0 | 59.86 | 63.71 | 5 | 0
2015 | SPP_N_2_RMPA | SPP_N | RMPA | External | Winter | B19 | 700 | 210 | 0 | 59.72 | 63.71 | 5 | 0
2015 | SPP_N_2_RMPA | SPP_N | RMPA | External | Winter | B20 | 935 | 210 | 0 | 56.28 | 60.13 | 5 | 0
2015 | SPP_S_2_ERCOT | SPP_S | ERCOT | External | Shoulder | B11 | 25 | 800 | 0 | 83.05 | 84 | 5 | 0
2015 | SPP_S_2_ERCOT | SPP_S | ERCOT | External | Shoulder | B12 | 200 | 800 | 0 | 60.04 | 59 | 5 | 0
2015 | SPP_S_2_ERCOT | SPP_S | ERCOT | External | Shoulder | B13 | 600 | 800 | 0 | 58.32 | 57.25 | 5 | 0
2015 | SPP_S_2_ERCOT | SPP_S | ERCOT | External | Shoulder | B14 | 900 | 800 | 0 | 57.39 | 57.25 | 5 | 0
2015 | SPP_S_2_ERCOT | SPP_S | ERCOT | External | Shoulder | B15 | 1203 | 800 | 0 | 57.39 | 57.25 | 5 | 0
2015 | SPP_S_2_ERCOT | SPP_S | ERCOT | External | Summer | B1 | 10 | 800 | 0 | 90.44 | 82.44 | 5 | 0
2015 | SPP_S_2_ERCOT | SPP_S | ERCOT | External | Summer | B2 | 25 | 800 | 0 | 90.44 | 82.44 | 5 | 0
2015 | SPP_S_2_ERCOT | SPP_S | ERCOT | External | Summer | B3 | 75 | 800 | 0 | 89.66 | 82.44 | 5 | 0
2015 | SPP_S_2_ERCOT | SPP_S | ERCOT | External | Summer | B4 | 100 | 800 | 0 | 83.01 | 82.44 | 5 | 0
2015 | SPP_S_2_ERCOT | SPP_S | ERCOT | External | Summer | B5 | 200 | 800 | 0 | 81.19 | 82.44 | 5 | 0
2015 | SPP_S_2_ERCOT | SPP_S | ERCOT | External | Summer | B6 | 300 | 800 | 0 | 72.59 | 69.51 | 5 | 0
2015 | SPP_S_2_ERCOT | SPP_S | ERCOT | External | Summer | B7 | 400 | 800 | 0 | 63.47 | 61.33 | 5 | 0
2015 | SPP_S_2_ERCOT | SPP_S | ERCOT | External | Summer | B8 | 500 | 800 | 0 | 58.69 | 56.2 | 5 | 0
2015 | SPP_S_2_ERCOT | SPP_S | ERCOT | External | Summer | B9 | 800 | 800 | 0 | 56.13 | 56.2 | 5 | 0
2015 | SPP_S_2_ERCOT | SPP_S | ERCOT | External | Summer | B10 | 1262 | 800 | 0 | 56 | 56.2 | 5 | 0
2015 | SPP_S_2_ERCOT | SPP_S | ERCOT | External | Winter | B16 | 25 | 800 | 0 | 70.7 | 62.7 | 5 | 0
2015 | SPP_S_2_ERCOT | SPP_S | ERCOT | External | Winter | B17 | 100 | 800 | 0 | 60.22 | 59.45 | 5 | 0
2015 | SPP_S_2_ERCOT | SPP_S | ERCOT | External | Winter | B18 | 400 | 800 | 0 | 59.87 | 59.45 | 5 | 0
2015 | SPP_S_2_ERCOT | SPP_S | ERCOT | External | Winter | B19 | 700 | 800 | 0 | 59.74 | 59.45 | 5 | 0
2015 | SPP_S_2_ERCOT | SPP_S | ERCOT | External | Winter | B20 | 935 | 800 | 0 | 59.74 | 59.4 | 5 | 0
2020 | AZ_NM_SNV_Coal_2_SPP_S | AZ_NM_SNV_Coal | SPP_S | External | Shoulder | B11 | 25 | 400 | 0 | 66.85 | 68.53 | 8.17 | 0
2020 | AZ_NM_SNV_Coal_2_SPP_S | AZ_NM_SNV_Coal | SPP_S | External | Shoulder | B12 | 200 | 400 | 0 | 66.85 | 65.35 | 8.17 | 0
2020 | AZ_NM_SNV_Coal_2_SPP_S | AZ_NM_SNV_Coal | SPP_S | External | Shoulder | B13 | 600 | 400 | 0 | 66.85 | 62.78 | 8.17 | 0
2020 | AZ_NM_SNV_Coal_2_SPP_S | AZ_NM_SNV_Coal | SPP_S | External | Shoulder | B14 | 900 | 400 | 0 | 66.85 | 58.72 | 8.17 | 0
2020 | AZ_NM_SNV_Coal_2_SPP_S | AZ_NM_SNV_Coal | SPP_S | External | Shoulder | B15 | 1203 | 400 | 0 | 66.85 | 56.99 | 8.17 | 0
2020 | AZ_NM_SNV_Coal_2_SPP_S | AZ_NM_SNV_Coal | SPP_S | External | Summer | B1 | 10 | 400 | 0 | 89.19 | 66.39 | 8.17 | 0
2020 | AZ_NM_SNV_Coal_2_SPP_S | AZ_NM_SNV_Coal | SPP_S | External | Summer | B2 | 25 | 400 | 0 | 89.19 | 92.88 | 8.17 | 0
2020 | AZ_NM_SNV_Coal_2_SPP_S | AZ_NM_SNV_Coal | SPP_S | External | Summer | B3 | 75 | 400 | 0 | 89.19 | 92.88 | 8.17 | 0
2020 | AZ_NM_SNV_Coal_2_SPP_S | AZ_NM_SNV_Coal | SPP_S | External | Summer | B4 | 100 | 400 | 225.34 | 84.71 | 92.88 | 8.17 | 0
2020 | AZ_NM_SNV_Coal_2_SPP_S | AZ_NM_SNV_Coal | SPP_S | External | Summer | B5 | 200 | 400 | 400 | 73.97 | 90.76 | 8.17 | 8.62
2020 | AZ_NM_SNV_Coal_2_SPP_S | AZ_NM_SNV_Coal | SPP_S | External | Summer | B6 | 300 | 400 | 0 | 72.67 | 73.84 | 8.17 | 0
2020 | AZ_NM_SNV_Coal_2_SPP_S | AZ_NM_SNV_Coal | SPP_S | External | Summer | B7 | 400 | 400 | 0 | 65.37 | 65.48 | 8.17 | 0
2020 | AZ_NM_SNV_Coal_2_SPP_S | AZ_NM_SNV_Coal | SPP_S | External | Summer | B8 | 500 | 400 | 0 | 65.37 | 63.95 | 8.17 | 0
2020 | AZ_NM_SNV_Coal_2_SPP_S | AZ_NM_SNV_Coal | SPP_S | External | Summer | B9 | 800 | 400 | 0 | 65.35 | 63.95 | 8.17 | 0
2020 | AZ_NM_SNV_Coal_2_SPP_S | AZ_NM_SNV_Coal | SPP_S | External | Summer | B10 | 1262 | 400 | 0 | 65.23 | 59.2 | 8.17 | 0
2020 | AZ_NM_SNV_Coal_2_SPP_S | AZ_NM_SNV_Coal | SPP_S | External | Winter | B16 | 25 | 400 | 0 | 69.88 | 68.26 | 8.17 | 0
2020 | AZ_NM_SNV_Coal_2_SPP_S | AZ_NM_SNV_Coal | SPP_S | External | Winter | B17 | 100 | 400 | 0 | 69.88 | 65.64 | 8.17 | 0
2020 | AZ_NM_SNV_Coal_2_SPP_S | AZ_NM_SNV_Coal | SPP_S | External | Winter | B18 | 400 | 400 | 0 | 69.88 | 64.02 | 8.17 | 0
2020 | AZ_NM_SNV_Coal_2_SPP_S | AZ_NM_SNV_Coal | SPP_S | External | Winter | B19 | 700 | 400 | 0 | 69.88 | 62.74 | 8.17 | 0
2020 | AZ_NM_SNV_Coal_2_SPP_S | AZ_NM_SNV_Coal | SPP_S | External | Winter | B20 | 935 | 400 | 0 | 68.2 | 59.38 | 8.17 | 0
2020 | ERCOT_2_SPP_S | ERCOT | SPP_S | External | Shoulder | B11 | 25 | 800 | 0 | 95.94 | 68.53 | 8 | 0
2020 | ERCOT_2_SPP_S | ERCOT | SPP_S | External | Shoulder | B12 | 200 | 800 | 0 | 70.22 | 65.35 | 8 | 0
2020 | ERCOT_2_SPP_S | ERCOT | SPP_S | External | Shoulder | B13 | 600 | 800 | 0 | 65.28 | 62.78 | 8 | 0
2020 | ERCOT_2_SPP_S | ERCOT | SPP_S | External | Shoulder | B14 | 900 | 800 | 0 | 65.28 | 58.72 | 8 | 0
2020 | ERCOT_2_SPP_S | ERCOT | SPP_S | External | Shoulder | B15 | 1203 | 800 | 0 | 65.28 | 56.99 | 8 | 0
2020 | ERCOT_2_SPP_S | ERCOT | SPP_S | External | Summer | B1 | 10 | 800 | 0 | 108.25 | 66.39 | 8 | 0
2020 | ERCOT_2_SPP_S | ERCOT | SPP_S | External | Summer | B2 | 25 | 800 | 0 | 97.88 | 92.88 | 8 | 0
2020 | ERCOT_2_SPP_S | ERCOT | SPP_S | External | Summer | B3 | 75 | 800 | 0 | 94.24 | 92.88 | 8 | 0
2020 | ERCOT_2_SPP_S | ERCOT | SPP_S | External | Summer | B4 | 100 | 800 | 0 | 94.24 | 92.88 | 8 | 0
2020 | ERCOT_2_SPP_S | ERCOT | SPP_S | External | Summer | B5 | 200 | 800 | 0 | 94.24 | 90.76 | 8 | 0
2020 | ERCOT_2_SPP_S | ERCOT | SPP_S | External | Summer | B6 | 300 | 800 | 0 | 94.24 | 73.84 | 8 | 0
2020 | ERCOT_2_SPP_S | ERCOT | SPP_S | External | Summer | B7 | 400 | 800 | 0 | 70.02 | 65.48 | 8 | 0
2020 | ERCOT_2_SPP_S | ERCOT | SPP_S | External | Summer | B8 | 500 | 800 | 0 | 64.14 | 63.95 | 8 | 0
2020 | ERCOT_2_SPP_S | ERCOT | SPP_S | External | Summer | B9 | 800 | 800 | 0 | 64.14 | 63.95 | 8 | 0
2020 | ERCOT_2_SPP_S | ERCOT | SPP_S | External | Summer | B10 | 1262 | 800 | 0 | 64.14 | 59.2 | 8 | 0
2020 | ERCOT_2_SPP_S | ERCOT | SPP_S | External | Winter | B16 | 25 | 800 | 0 | 76.1 | 68.26 | 8 | 0
2020 | ERCOT_2_SPP_S | ERCOT | SPP_S | External | Winter | B17 | 100 | 800 | 0 | 70.64 | 65.64 | 8 | 0
2020 | ERCOT_2_SPP_S | ERCOT | SPP_S | External | Winter | B18 | 400 | 800 | 0 | 67.74 | 64.02 | 8 | 0
2020 | ERCOT_2_SPP_S | ERCOT | SPP_S | External | Winter | B19 | 700 | 800 | 0 | 67.74 | 62.74 | 8 | 0
2020 | ERCOT_2_SPP_S | ERCOT | SPP_S | External | Winter | B20 | 935 | 800 | 0 | 67.74 | 59.38 | 8 | 0
2020 | MAPP_US_2_RMPA | MAPP_US | RMPA | External | Shoulder | B11 | 25 | 200 | 0 | 70.21 | 70.35 | 8 | 0
2020 | MAPP_US_2_RMPA | MAPP_US | RMPA | External | Shoulder | B12 | 200 | 200 | 0 | 63.34 | 70.35 | 8 | 0
2020 | MAPP_US_2_RMPA | MAPP_US | RMPA | External | Shoulder | B13 | 600 | 200 | 200 | 59.32 | 68.93 | 8 | 1.62
2020 | MAPP_US_2_RMPA | MAPP_US | RMPA | External | Shoulder | B14 | 900 | 200 | 200 | 57.22 | 68.93 | 8 | 3.71
2020 | MAPP_US_2_RMPA | MAPP_US | RMPA | External | Shoulder | B15 | 1203 | 200 | 200 | 56.19 | 64.53 | 8 | 0.35
2020 | MAPP_US_2_RMPA | MAPP_US | RMPA | External | Summer | B1 | 10 | 200 | 0 | 98.11 | 97.35 | 8 | 0
2020 | MAPP_US_2_RMPA | MAPP_US | RMPA | External | Summer | B2 | 25 | 200 | 0 | 96.82 | 95.82 | 8 | 0
2020 | MAPP_US_2_RMPA | MAPP_US | RMPA | External | Summer | B3 | 75 | 200 | 0 | 96.82 | 95.82 | 8 | 0
2020 | MAPP_US_2_RMPA | MAPP_US | RMPA | External | Summer | B4 | 100 | 200 | 0 | 94.89 | 88.06 | 8 | 0
2020 | MAPP_US_2_RMPA | MAPP_US | RMPA | External | Summer | B5 | 200 | 200 | 0 | 92.59 | 80.83 | 8 | 0
2020 | MAPP_US_2_RMPA | MAPP_US | RMPA | External | Summer | B6 | 300 | 200 | 0 | 71.84 | 68.58 | 8 | 0
2020 | MAPP_US_2_RMPA | MAPP_US | RMPA | External | Summer | B7 | 400 | 200 | 0 | 62.2 | 68.58 | 8 | 0
2020 | MAPP_US_2_RMPA | MAPP_US | RMPA | External | Summer | B8 | 500 | 200 | 200 | 56.19 | 68.58 | 8 | 4.39
2020 | MAPP_US_2_RMPA | MAPP_US | RMPA | External | Summer | B9 | 800 | 200 | 200 | 55.7 | 67.7 | 8 | 4
2020 | MAPP_US_2_RMPA | MAPP_US | RMPA | External | Summer | B10 | 1262 | 200 | 200 | 55.67 | 64.27 | 8 | 0.6
2020 | MAPP_US_2_RMPA | MAPP_US | RMPA | External | Winter | B16 | 25 | 200 | 197.07 | 65.69 | 73.69 | 8 | 0
2020 | MAPP_US_2_RMPA | MAPP_US | RMPA | External | Winter | B17 | 100 | 200 | 200 | 60.46 | 73.69 | 8 | 5.23
2020 | MAPP_US_2_RMPA | MAPP_US | RMPA | External | Winter | B18 | 400 | 200 | 200 | 60.46 | 69.02 | 8 | 0.56
2020 | MAPP_US_2_RMPA | MAPP_US | RMPA | External | Winter | B19 | 700 | 200 | 200 | 60.46 | 69.02 | 8 | 0.56
2020 | MAPP_US_2_RMPA | MAPP_US | RMPA | External | Winter | B20 | 935 | 200 | 0 | 57.37 | 64.27 | 8 | 0
2020 | NE_2_RMPA | NE | RMPA | External | Shoulder | B11 | 25 | 310 | 0 | 72.22 | 70.35 | 5 | 0
2020 | NE_2_RMPA | NE | RMPA | External | Shoulder | B12 | 200 | 310 | 166.21 | 65.35 | 70.35 | 5 | 0
2020 | NE_2_RMPA | NE | RMPA | External | Shoulder | B13 | 600 | 310 | 310 | 63.47 | 68.93 | 5 | 0.46
2020 | NE_2_RMPA | NE | RMPA | External | Shoulder | B14 | 900 | 310 | 310 | 60.05 | 68.93 | 5 | 3.88
2020 | NE_2_RMPA | NE | RMPA | External | Shoulder | B15 | 1203 | 310 | 310 | 58.19 | 64.53 | 5 | 1.35
2020 | NE_2_RMPA | NE | RMPA | External | Summer | B1 | 10 | 310 | 0 | 105.11 | 97.35 | 5 | 0
2020 | NE_2_RMPA | NE | RMPA | External | Summer | B2 | 25 | 310 | 0 | 103.82 | 95.82 | 5 | 0
2020 | NE_2_RMPA | NE | RMPA | External | Summer | B3 | 75 | 310 | 0 | 103.82 | 95.82 | 5 | 0
2020 | NE_2_RMPA | NE | RMPA | External | Summer | B4 | 100 | 310 | 0 | 101.89 | 88.06 | 5 | 0
2020 | NE_2_RMPA | NE | RMPA | External | Summer | B5 | 200 | 310 | 0 | 99.59 | 80.83 | 5 | 0
2020 | NE_2_RMPA | NE | RMPA | External | Summer | B6 | 300 | 310 | 0 | 76.58 | 68.58 | 5 | 0
2020 | NE_2_RMPA | NE | RMPA | External | Summer | B7 | 400 | 310 | 0 | 67.97 | 68.58 | 5 | 0
2020 | NE_2_RMPA | NE | RMPA | External | Summer | B8 | 500 | 310 | 8.31 | 63.58 | 68.58 | 5 | 0
2020 | NE_2_RMPA | NE | RMPA | External | Summer | B9 | 800 | 310 | 17.05 | 62.7 | 67.7 | 5 | 0
2020 | NE_2_RMPA | NE | RMPA | External | Summer | B10 | 1262 | 310 | 310 | 59.2 | 64.27 | 5 | 0.06
2020 | NE_2_RMPA | NE | RMPA | External | Winter | B16 | 25 | 310 | 0 | 72.69 | 73.69 | 5 | 0
2020 | NE_2_RMPA | NE | RMPA | External | Winter | B17 | 100 | 310 | 310 | 67.46 | 73.69 | 5 | 1.23
2020 | NE_2_RMPA | NE | RMPA | External | Winter | B18 | 400 | 310 | 0.06 | 64.02 | 69.02 | 5 | 0
2020 | NE_2_RMPA | NE | RMPA | External | Winter | B19 | 700 | 310 | 111.62 | 64.02 | 69.02 | 5 | 0
2020 | NE_2_RMPA | NE | RMPA | External | Winter | B20 | 935 | 310 | 0 | 60.59 | 64.27 | 5 | 0
2020 | NWPP_Coal_2_MAPP_US | NWPP_Coal | MAPP_US | External | Shoulder | B11 | 25 | 150 | 0 | 72.7 | 70.21 | 8 | 0
2020 | NWPP_Coal_2_MAPP_US | NWPP_Coal | MAPP_US | External | Shoulder | B12 | 200 | 150 | 0 | 72.7 | 63.34 | 8 | 0
2020 | NWPP_Coal_2_MAPP_US | NWPP_Coal | MAPP_US | External | Shoulder | B13 | 600 | 150 | 0 | 72.7 | 59.32 | 8 | 0
2020 | NWPP_Coal_2_MAPP_US | NWPP_Coal | MAPP_US | External | Shoulder | B14 | 900 | 150 | 0 | 72.7 | 57.22 | 8 | 0
2020 | NWPP_Coal_2_MAPP_US | NWPP_Coal | MAPP_US | External | Shoulder | B15 | 1203 | 150 | 0 | 72.7 | 56.19 | 8 | 0
2020 | NWPP_Coal_2_MAPP_US | NWPP_Coal | MAPP_US | External | Summer | B1 | 10 | 150 | 150 | 76.23 | 98.11 | 8 | 13.89
2020 | NWPP_Coal_2_MAPP_US | NWPP_Coal | MAPP_US | External | Summer | B2 | 25 | 150 | 150 | 76.23 | 96.82 | 8 | 12.6
2020 | NWPP_Coal_2_MAPP_US | NWPP_Coal | MAPP_US | External | Summer | B3 | 75 | 150 | 150 | 72.66 | 96.82 | 8 | 16.16
2020 | NWPP_Coal_2_MAPP_US | NWPP_Coal | MAPP_US | External | Summer | B4 | 100 | 150 | 150 | 72.66 | 94.89 | 8 | 14.23
2020 | NWPP_Coal_2_MAPP_US | NWPP_Coal | MAPP_US | External | Summer | B5 | 200 | 150 | 150 | 72.66 | 92.59 | 8 | 11.93
2020 | NWPP_Coal_2_MAPP_US | NWPP_Coal | MAPP_US | External | Summer | B6 | 300 | 150 | 0 | 72.66 | 71.84 | 8 | 0
2020 | NWPP_Coal_2_MAPP_US | NWPP_Coal | MAPP_US | External | Summer | B7 | 400 | 150 | 0 | 72.66 | 62.2 | 8 | 0
2020 | NWPP_Coal_2_MAPP_US | NWPP_Coal | MAPP_US | External | Summer | B8 | 500 | 150 | 0 | 72.66 | 56.19 | 8 | 0
2020 | NWPP_Coal_2_MAPP_US | NWPP_Coal | MAPP_US | External | Summer | B9 | 800 | 150 | 0 | 72.66 | 55.7 | 8 | 0
2020 | NWPP_Coal_2_MAPP_US | NWPP_Coal | MAPP_US | External | Summer | B10 | 1262 | 150 | 0 | 72.66 | 55.67 | 8 | 0
2020 | NWPP_Coal_2_MAPP_US | NWPP_Coal | MAPP_US | External | Winter | B16 | 25 | 150 | 0 | 76.37 | 65.69 | 8 | 0
2020 | NWPP_Coal_2_MAPP_US | NWPP_Coal | MAPP_US | External | Winter | B17 | 100 | 150 | 0 | 76.37 | 60.46 | 8 | 0
2020 | NWPP_Coal_2_MAPP_US | NWPP_Coal | MAPP_US | External | Winter | B18 | 400 | 150 | 0 | 76.37 | 60.46 | 8 | 0
2020 | NWPP_Coal_2_MAPP_US | NWPP_Coal | MAPP_US | External | Winter | B19 | 700 | 150 | 0 | 76.37 | 60.46 | 8 | 0
2020 | NWPP_Coal_2_MAPP_US | NWPP_Coal | MAPP_US | External | Winter | B20 | 935 | 150 | 0 | 76.37 | 57.37 | 8 | 0
2020 | RMPA_2_MAPP_US | RMPA | MAPP_US | External | Shoulder | B11 | 25 | 200 | 0 | 70.35 | 70.21 | 8 | 0
2020 | RMPA_2_MAPP_US | RMPA | MAPP_US | External | Shoulder | B12 | 200 | 200 | 0 | 70.35 | 63.34 | 8 | 0
2020 | RMPA_2_MAPP_US | RMPA | MAPP_US | External | Shoulder | B13 | 600 | 200 | 0 | 68.93 | 59.32 | 8 | 0
2020 | RMPA_2_MAPP_US | RMPA | MAPP_US | External | Shoulder | B14 | 900 | 200 | 0 | 68.93 | 57.22 | 8 | 0
2020 | RMPA_2_MAPP_US | RMPA | MAPP_US | External | Shoulder | B15 | 1203 | 200 | 0 | 64.53 | 56.19 | 8 | 0
2020 | RMPA_2_MAPP_US | RMPA | MAPP_US | External | Summer | B1 | 10 | 200 | 0 | 97.35 | 98.11 | 8 | 0
2020 | RMPA_2_MAPP_US | RMPA | MAPP_US | External | Summer | B2 | 25 | 200 | 0 | 95.82 | 96.82 | 8 | 0
2020 | RMPA_2_MAPP_US | RMPA | MAPP_US | External | Summer | B3 | 75 | 200 | 0 | 95.82 | 96.82 | 8 | 0
2020 | RMPA_2_MAPP_US | RMPA | MAPP_US | External | Summer | B4 | 100 | 200 | 0 | 88.06 | 94.89 | 8 | 0
2020 | RMPA_2_MAPP_US | RMPA | MAPP_US | External | Summer | B5 | 200 | 200 | 200 | 80.83 | 92.59 | 8 | 3.77
2020 | RMPA_2_MAPP_US | RMPA | MAPP_US | External | Summer | B6 | 300 | 200 | 0 | 68.58 | 71.84 | 8 | 0
2020 | RMPA_2_MAPP_US | RMPA | MAPP_US | External | Summer | B7 | 400 | 200 | 0 | 68.58 | 62.2 | 8 | 0
2020 | RMPA_2_MAPP_US | RMPA | MAPP_US | External | Summer | B8 | 500 | 200 | 0 | 68.58 | 56.19 | 8 | 0
2020 | RMPA_2_MAPP_US | RMPA | MAPP_US | External | Summer | B9 | 800 | 200 | 0 | 67.7 | 55.7 | 8 | 0
2020 | RMPA_2_MAPP_US | RMPA | MAPP_US | External | Summer | B10 | 1262 | 200 | 0 | 64.27 | 55.67 | 8 | 0
2020 | RMPA_2_MAPP_US | RMPA | MAPP_US | External | Winter | B16 | 25 | 200 | 0 | 73.69 | 65.69 | 8 | 0
2020 | RMPA_2_MAPP_US | RMPA | MAPP_US | External | Winter | B17 | 100 | 200 | 0 | 73.69 | 60.46 | 8 | 0
2020 | RMPA_2_MAPP_US | RMPA | MAPP_US | External | Winter | B18 | 400 | 200 | 0 | 69.02 | 60.46 | 8 | 0
2020 | RMPA_2_MAPP_US | RMPA | MAPP_US | External | Winter | B19 | 700 | 200 | 0 | 69.02 | 60.46 | 8 | 0
2020 | RMPA_2_MAPP_US | RMPA | MAPP_US | External | Winter | B20 | 935 | 200 | 0 | 64.27 | 57.37 | 8 | 0
2020 | RMPA_2_NE | RMPA | NE | External | Shoulder | B11 | 25 | 310 | 0 | 70.35 | 72.22 | 8 | 0
2020 | RMPA_2_NE | RMPA | NE | External | Shoulder | B12 | 200 | 310 | 0 | 70.35 | 65.35 | 8 | 0
2020 | RMPA_2_NE | RMPA | NE | External | Shoulder | B13 | 600 | 310 | 0 | 68.93 | 63.47 | 8 | 0
2020 | RMPA_2_NE | RMPA | NE | External | Shoulder | B14 | 900 | 310 | 0 | 68.93 | 60.05 | 8 | 0
2020 | RMPA_2_NE | RMPA | NE | External | Shoulder | B15 | 1203 | 310 | 0 | 64.53 | 58.19 | 8 | 0
2020 | RMPA_2_NE | RMPA | NE | External | Summer | B1 | 10 | 310 | 0 | 97.35 | 105.11 | 8 | 0
2020 | RMPA_2_NE | RMPA | NE | External | Summer | B2 | 25 | 310 | 224.42 | 95.82 | 103.82 | 8 | 0
2020 | RMPA_2_NE | RMPA | NE | External | Summer | B3 | 75 | 310 | 170.89 | 95.82 | 103.82 | 8 | 0
2020 | RMPA_2_NE | RMPA | NE | External | Summer | B4 | 100 | 310 | 310 | 88.06 | 101.89 | 8 | 5.82
2020 | RMPA_2_NE | RMPA | NE | External | Summer | B5 | 200 | 310 | 310 | 80.83 | 99.59 | 8 | 10.77
2020 | RMPA_2_NE | RMPA | NE | External | Summer | B6 | 300 | 310 | 155.3 | 68.58 | 76.58 | 8 | 0
2020 | RMPA_2_NE | RMPA | NE | External | Summer | B7 | 400 | 310 | 0 | 68.58 | 67.97 | 8 | 0
2020 | RMPA_2_NE | RMPA | NE | External | Summer | B8 | 500 | 310 | 0 | 68.58 | 63.58 | 8 | 0
2020 | RMPA_2_NE | RMPA | NE | External | Summer | B9 | 800 | 310 | 0 | 67.7 | 62.7 | 8 | 0
2020 | RMPA_2_NE | RMPA | NE | External | Summer | B10 | 1262 | 310 | 0 | 64.27 | 59.2 | 8 | 0
2020 | RMPA_2_NE | RMPA | NE | External | Winter | B16 | 25 | 310 | 0 | 73.69 | 72.69 | 8 | 0
2020 | RMPA_2_NE | RMPA | NE | External | Winter | B17 | 100 | 310 | 0 | 73.69 | 67.46 | 8 | 0
2020 | RMPA_2_NE | RMPA | NE | External | Winter | B18 | 400 | 310 | 0 | 69.02 | 64.02 | 8 | 0
2020 | RMPA_2_NE | RMPA | NE | External | Winter | B19 | 700 | 310 | 0 | 69.02 | 64.02 | 8 | 0
2020 | RMPA_2_NE | RMPA | NE | External | Winter | B20 | 935 | 310 | 0 | 64.27 | 60.59 | 8 | 0
2020 | RMPA_2_SPP_N | RMPA | SPP_N | External | Shoulder | B11 | 25 | 210 | 0 | 70.35 | 72.21 | 8 | 0
2020 | RMPA_2_SPP_N | RMPA | SPP_N | External | Shoulder | B12 | 200 | 210 | 0 | 70.35 | 65.34 | 8 | 0
2020 | RMPA_2_SPP_N | RMPA | SPP_N | External | Shoulder | B13 | 600 | 210 | 0 | 68.93 | 62.77 | 8 | 0
2020 | RMPA_2_SPP_N | RMPA | SPP_N | External | Shoulder | B14 | 900 | 210 | 0 | 68.93 | 58.73 | 8 | 0
2020 | RMPA_2_SPP_N | RMPA | SPP_N | External | Shoulder | B15 | 1203 | 210 | 0 | 64.53 | 57 | 8 | 0
2020 | RMPA_2_SPP_N | RMPA | SPP_N | External | Summer | B1 | 10 | 210 | 0 | 97.35 | 99.82 | 8 | 0
2020 | RMPA_2_SPP_N | RMPA | SPP_N | External | Summer | B2 | 25 | 210 | 0 | 95.82 | 98.82 | 8 | 0
2020 | RMPA_2_SPP_N | RMPA | SPP_N | External | Summer | B3 | 75 | 210 | 0 | 95.82 | 100.28 | 8 | 0
2020 | RMPA_2_SPP_N | RMPA | SPP_N | External | Summer | B4 | 100 | 210 | 210 | 88.06 | 96.89 | 8 | 0.82
2020 | RMPA_2_SPP_N | RMPA | SPP_N | External | Summer | B5 | 200 | 210 | 210 | 80.83 | 94.58 | 8 | 5.75
2020 | RMPA_2_SPP_N | RMPA | SPP_N | External | Summer | B6 | 300 | 210 | 0 | 68.58 | 73.83 | 8 | 0
2020 | RMPA_2_SPP_N | RMPA | SPP_N | External | Summer | B7 | 400 | 210 | 0 | 68.58 | 65.47 | 8 | 0
2020 | RMPA_2_SPP_N | RMPA | SPP_N | External | Summer | B8 | 500 | 210 | 0 | 68.58 | 63.65 | 8 | 0
2020 | RMPA_2_SPP_N | RMPA | SPP_N | External | Summer | B9 | 800 | 210 | 0 | 67.7 | 62.71 | 8 | 0
2020 | RMPA_2_SPP_N | RMPA | SPP_N | External | Summer | B10 | 1262 | 210 | 0 | 64.27 | 59.19 | 8 | 0
2020 | RMPA_2_SPP_N | RMPA | SPP_N | External | Winter | B16 | 25 | 210 | 0 | 73.69 | 70.63 | 8 | 0
2020 | RMPA_2_SPP_N | RMPA | SPP_N | External | Winter | B17 | 100 | 210 | 0 | 73.69 | 65.63 | 8 | 0
2020 | RMPA_2_SPP_N | RMPA | SPP_N | External | Winter | B18 | 400 | 210 | 0 | 69.02 | 64.01 | 8 | 0
2020 | RMPA_2_SPP_N | RMPA | SPP_N | External | Winter | B19 | 700 | 210 | 0 | 69.02 | 62.73 | 8 | 0
2020 | RMPA_2_SPP_N | RMPA | SPP_N | External | Winter | B20 | 935 | 210 | 0 | 64.27 | 59.37 | 8 | 0
2020 | SPP_N_2_RMPA | SPP_N | RMPA | External | Shoulder | B11 | 25 | 210 | 0 | 72.21 | 70.35 | 5 | 0
2020 | SPP_N_2_RMPA | SPP_N | RMPA | External | Shoulder | B12 | 200 | 210 | 210 | 65.34 | 70.35 | 5 | 0.01
2020 | SPP_N_2_RMPA | SPP_N | RMPA | External | Shoulder | B13 | 600 | 210 | 210 | 62.77 | 68.93 | 5 | 1.16
2020 | SPP_N_2_RMPA | SPP_N | RMPA | External | Shoulder | B14 | 900 | 210 | 210 | 58.73 | 68.93 | 5 | 5.2
2020 | SPP_N_2_RMPA | SPP_N | RMPA | External | Shoulder | B15 | 1203 | 210 | 210 | 57 | 64.53 | 5 | 2.53
2020 | SPP_N_2_RMPA | SPP_N | RMPA | External | Summer | B1 | 10 | 210 | 0 | 99.82 | 97.35 | 5 | 0
2020 | SPP_N_2_RMPA | SPP_N | RMPA | External | Summer | B2 | 25 | 210 | 0 | 98.82 | 95.82 | 5 | 0
2020 | SPP_N_2_RMPA | SPP_N | RMPA | External | Summer | B3 | 75 | 210 | 0 | 100.28 | 95.82 | 5 | 0
2020 | SPP_N_2_RMPA | SPP_N | RMPA | External | Summer | B4 | 100 | 210 | 0 | 96.89 | 88.06 | 5 | 0
2020 | SPP_N_2_RMPA | SPP_N | RMPA | External | Summer | B5 | 200 | 210 | 0 | 94.58 | 80.83 | 5 | 0
2020 | SPP_N_2_RMPA | SPP_N | RMPA | External | Summer | B6 | 300 | 210 | 0 | 73.83 | 68.58 | 5 | 0
2020 | SPP_N_2_RMPA | SPP_N | RMPA | External | Summer | B7 | 400 | 210 | 0 | 65.47 | 68.58 | 5 | 0
2020 | SPP_N_2_RMPA | SPP_N | RMPA | External | Summer | B8 | 500 | 210 | 0 | 63.65 | 68.58 | 5 | 0
2020 | SPP_N_2_RMPA | SPP_N | RMPA | External | Summer | B9 | 800 | 210 | 0 | 62.71 | 67.7 | 5 | 0
2020 | SPP_N_2_RMPA | SPP_N | RMPA | External | Summer | B10 | 1262 | 210 | 210 | 59.19 | 64.27 | 5 | 0.08
2020 | SPP_N_2_RMPA | SPP_N | RMPA | External | Winter | B16 | 25 | 210 | 0 | 70.63 | 73.69 | 5 | 0
2020 | SPP_N_2_RMPA | SPP_N | RMPA | External | Winter | B17 | 100 | 210 | 210 | 65.63 | 73.69 | 5 | 3.06
2020 | SPP_N_2_RMPA | SPP_N | RMPA | External | Winter | B18 | 400 | 210 | 210 | 64.01 | 69.02 | 5 | 0.01
2020 | SPP_N_2_RMPA | SPP_N | RMPA | External | Winter | B19 | 700 | 210 | 210 | 62.73 | 69.02 | 5 | 1.29
2020 | SPP_N_2_RMPA | SPP_N | RMPA | External | Winter | B20 | 935 | 210 | 0 | 59.37 | 64.27 | 5 | 0
2020 | SPP_S_2_ERCOT | SPP_S | ERCOT | External | Shoulder | B11 | 25 | 800 | 800 | 68.53 | 95.94 | 5 | 22.41
2020 | SPP_S_2_ERCOT | SPP_S | ERCOT | External | Shoulder | B12 | 200 | 800 | 0 | 65.35 | 70.22 | 5 | 0
2020 | SPP_S_2_ERCOT | SPP_S | ERCOT | External | Shoulder | B13 | 600 | 800 | 0 | 62.78 | 65.28 | 5 | 0
2020 | SPP_S_2_ERCOT | SPP_S | ERCOT | External | Shoulder | B14 | 900 | 800 | 800 | 58.72 | 65.28 | 5 | 1.55
2020 | SPP_S_2_ERCOT | SPP_S | ERCOT | External | Shoulder | B15 | 1203 | 800 | 800 | 56.99 | 65.28 | 5 | 3.29
2020 | SPP_S_2_ERCOT | SPP_S | ERCOT | External | Summer | B1 | 10 | 800 | 800 | 66.39 | 108.25 | 5 | 36.86
2020 | SPP_S_2_ERCOT | SPP_S | ERCOT | External | Summer | B2 | 25 | 800 | 442.4 | 92.88 | 97.88 | 5 | 0
2020 | SPP_S_2_ERCOT | SPP_S | ERCOT | External | Summer | B3 | 75 | 800 | 0 | 92.88 | 94.24 | 5 | 0
2020 | SPP_S_2_ERCOT | SPP_S | ERCOT | External | Summer | B4 | 100 | 800 | 0 | 92.88 | 94.24 | 5 | 0
2020 | SPP_S_2_ERCOT | SPP_S | ERCOT | External | Summer | B5 | 200 | 800 | 0 | 90.76 | 94.24 | 5 | 0
2020 | SPP_S_2_ERCOT | SPP_S | ERCOT | External | Summer | B6 | 300 | 800 | 800 | 73.84 | 94.24 | 5 | 15.41
2020 | SPP_S_2_ERCOT | SPP_S | ERCOT | External | Summer | B7 | 400 | 800 | 0 | 65.48 | 70.02 | 5 | 0
2020 | SPP_S_2_ERCOT | SPP_S | ERCOT | External | Summer | B8 | 500 | 800 | 0 | 63.95 | 64.14 | 5 | 0
2020 | SPP_S_2_ERCOT | SPP_S | ERCOT | External | Summer | B9 | 800 | 800 | 0 | 63.95 | 64.14 | 5 | 0
2020 | SPP_S_2_ERCOT | SPP_S | ERCOT | External | Summer | B10 | 1262 | 800 | 0 | 59.2 | 64.14 | 5 | 0
2020 | SPP_S_2_ERCOT | SPP_S | ERCOT | External | Winter | B16 | 25 | 800 | 800 | 68.26 | 76.1 | 5 | 2.84
2020 | SPP_S_2_ERCOT | SPP_S | ERCOT | External | Winter | B17 | 100 | 800 | 740.19 | 65.64 | 70.64 | 5 | 0
2020 | SPP_S_2_ERCOT | SPP_S | ERCOT | External | Winter | B18 | 400 | 800 | 0 | 64.02 | 67.74 | 5 | 0
2020 | SPP_S_2_ERCOT | SPP_S | ERCOT | External | Winter | B19 | 700 | 800 | 335.43 | 62.74 | 67.74 | 5 | 0
2020 | SPP_S_2_ERCOT | SPP_S | ERCOT | External | Winter | B20 | 935 | 800 | 800 | 59.38 | 67.74 | 5 | 3.36
2025 | AZ_NM_SNV_Coal_2_SPP_S | AZ_NM_SNV_Coal | SPP_S | External | Shoulder | B11 | 25 | 400 | 0 | 72.74 | 77.56 | 8.17 | 0
2025 | AZ_NM_SNV_Coal_2_SPP_S | AZ_NM_SNV_Coal | SPP_S | External | Shoulder | B12 | 200 | 400 | 0 | 72.49 | 70.66 | 8.17 | 0
2025 | AZ_NM_SNV_Coal_2_SPP_S | AZ_NM_SNV_Coal | SPP_S | External | Shoulder | B13 | 600 | 400 | 0 | 72.49 | 70.5 | 8.17 | 0
2025 | AZ_NM_SNV_Coal_2_SPP_S | AZ_NM_SNV_Coal | SPP_S | External | Shoulder | B14 | 900 | 400 | 0 | 72.49 | 63.36 | 8.17 | 0
2025 | AZ_NM_SNV_Coal_2_SPP_S | AZ_NM_SNV_Coal | SPP_S | External | Shoulder | B15 | 1203 | 400 | 0 | 72.49 | 61.37 | 8.17 | 0
2025 | AZ_NM_SNV_Coal_2_SPP_S | AZ_NM_SNV_Coal | SPP_S | External | Summer | B1 | 10 | 400 | 0 | 107.48 | 72.32 | 8.17 | 0
2025 | AZ_NM_SNV_Coal_2_SPP_S | AZ_NM_SNV_Coal | SPP_S | External | Summer | B2 | 25 | 400 | 0 | 97.41 | 100.23 | 8.17 | 0
2025 | AZ_NM_SNV_Coal_2_SPP_S | AZ_NM_SNV_Coal | SPP_S | External | Summer | B3 | 75 | 400 | 400 | 97.41 | 107.44 | 8.17 | 1.87
2025 | AZ_NM_SNV_Coal_2_SPP_S | AZ_NM_SNV_Coal | SPP_S | External | Summer | B4 | 100 | 400 | 0 | 95.17 | 100.23 | 8.17 | 0
2025 | AZ_NM_SNV_Coal_2_SPP_S | AZ_NM_SNV_Coal | SPP_S | External | Summer | B5 | 200 | 400 | 400 | 87.03 | 100.23 | 8.17 | 5.04
2025 | AZ_NM_SNV_Coal_2_SPP_S | AZ_NM_SNV_Coal | SPP_S | External | Summer | B6 | 300 | 400 | 0 | 87.02 | 86.04 | 8.17 | 0
2025 | AZ_NM_SNV_Coal_2_SPP_S | AZ_NM_SNV_Coal | SPP_S | External | Summer | B7 | 400 | 400 | 0 | 78.84 | 77.59 | 8.17 | 0
2025 | AZ_NM_SNV_Coal_2_SPP_S | AZ_NM_SNV_Coal | SPP_S | External | Summer | B8 | 500 | 400 | 0 | 78.84 | 70.28 | 8.17 | 0
2025 | AZ_NM_SNV_Coal_2_SPP_S | AZ_NM_SNV_Coal | SPP_S | External | Summer | B9 | 800 | 400 | 0 | 75.3 | 69.11 | 8.17 | 0
2025 | AZ_NM_SNV_Coal_2_SPP_S | AZ_NM_SNV_Coal | SPP_S | External | Summer | B10 | 1262 | 400 | 0 | 70.69 | 64.16 | 8.17 | 0
2025 | AZ_NM_SNV_Coal_2_SPP_S | AZ_NM_SNV_Coal | SPP_S | External | Winter | B16 | 25 | 400 | 0 | 75.85 | 73.55 | 8.17 | 0
2025 | AZ_NM_SNV_Coal_2_SPP_S | AZ_NM_SNV_Coal | SPP_S | External | Winter | B17 | 100 | 400 | 0 | 75.85 | 71.11 | 8.17 | 0
2025 | AZ_NM_SNV_Coal_2_SPP_S | AZ_NM_SNV_Coal | SPP_S | External | Winter | B18 | 400 | 400 | 0 | 75.85 | 71.12 | 8.17 | 0
2025 | AZ_NM_SNV_Coal_2_SPP_S | AZ_NM_SNV_Coal | SPP_S | External | Winter | B19 | 700 | 400 | 0 | 75.85 | 68.57 | 8.17 | 0
2025 | AZ_NM_SNV_Coal_2_SPP_S | AZ_NM_SNV_Coal | SPP_S | External | Winter | B20 | 935 | 400 | 0 | 75.85 | 63.96 | 8.17 | 0
2025 | ERCOT_2_SPP_S | ERCOT | SPP_S | External | Shoulder | B11 | 25 | 800 | 0 | 81.97 | 77.56 | 8 | 0
2025 | ERCOT_2_SPP_S | ERCOT | SPP_S | External | Shoulder | B12 | 200 | 800 | 0 | 70.42 | 70.66 | 8 | 0
2025 | ERCOT_2_SPP_S | ERCOT | SPP_S | External | Shoulder | B13 | 600 | 800 | 0 | 70.42 | 70.5 | 8 | 0
2025 | ERCOT_2_SPP_S | ERCOT | SPP_S | External | Shoulder | B14 | 900 | 800 | 0 | 70.42 | 63.36 | 8 | 0
2025 | ERCOT_2_SPP_S | ERCOT | SPP_S | External | Shoulder | B15 | 1203 | 800 | 0 | 61.3 | 61.37 | 8 | 0
2025 | ERCOT_2_SPP_S | ERCOT | SPP_S | External | Summer | B1 | 10 | 800 | 0 | 110.2 | 72.32 | 8 | 0
2025 | ERCOT_2_SPP_S | ERCOT | SPP_S | External | Summer | B2 | 25 | 800 | 0 | 101.72 | 100.23 | 8 | 0
2025 | ERCOT_2_SPP_S | ERCOT | SPP_S | External | Summer | B3 | 75 | 800 | 0 | 101.72 | 107.44 | 8 | 0
2025 | ERCOT_2_SPP_S | ERCOT | SPP_S | External | Summer | B4 | 100 | 800 | 0 | 101.72 | 100.23 | 8 | 0
2025 | ERCOT_2_SPP_S | ERCOT | SPP_S | External | Summer | B5 | 200 | 800 | 0 | 101.72 | 100.23 | 8 | 0
2025 | ERCOT_2_SPP_S | ERCOT | SPP_S | External | Summer | B6 | 300 | 800 | 15.02 | 78.04 | 86.04 | 8 | 0
2025 | ERCOT_2_SPP_S | ERCOT | SPP_S | External | Summer | B7 | 400 | 800 | 0 | 75.53 | 77.59 | 8 | 0
2025 | ERCOT_2_SPP_S | ERCOT | SPP_S | External | Summer | B8 | 500 | 800 | 0 | 69.16 | 70.28 | 8 | 0
2025 | ERCOT_2_SPP_S | ERCOT | SPP_S | External | Summer | B9 | 800 | 800 | 0 | 69.16 | 69.11 | 8 | 0
2025 | ERCOT_2_SPP_S | ERCOT | SPP_S | External | Summer | B10 | 1262 | 800 | 0 | 69.16 | 64.16 | 8 | 0
2025 | ERCOT_2_SPP_S | ERCOT | SPP_S | External | Winter | B16 | 25 | 800 | 0 | 73.13 | 73.55 | 8 | 0
2025 | ERCOT_2_SPP_S | ERCOT | SPP_S | External | Winter | B17 | 100 | 800 | 0 | 73.13 | 71.11 | 8 | 0
2025 | ERCOT_2_SPP_S | ERCOT | SPP_S | External | Winter | B18 | 400 | 800 | 0 | 73.13 | 71.12 | 8 | 0
2025 | ERCOT_2_SPP_S | ERCOT | SPP_S | External | Winter | B19 | 700 | 800 | 0 | 73.13 | 68.57 | 8 | 0
2025 | ERCOT_2_SPP_S | ERCOT | SPP_S | External | Winter | B20 | 935 | 800 | 0 | 63.77 | 63.96 | 8 | 0
2025 | MAPP_US_2_RMPA | MAPP_US | RMPA | External | Shoulder | B11 | 25 | 200 | 0 | 70.56 | 76.45 | 8 | 0
2025 | MAPP_US_2_RMPA | MAPP_US | RMPA | External | Shoulder | B12 | 200 | 200 | 200 | 60.41 | 76.45 | 8 | 8.04
2025 | MAPP_US_2_RMPA | MAPP_US | RMPA | External | Shoulder | B13 | 600 | 200 | 200 | 60.39 | 76.45 | 8 | 8.06
2025 | MAPP_US_2_RMPA | MAPP_US | RMPA | External | Shoulder | B14 | 900 | 200 | 200 | 49.34 | 76.45 | 8 | 19.1
2025 | MAPP_US_2_RMPA | MAPP_US | RMPA | External | Shoulder | B15 | 1203 | 200 | 200 | 47.36 | 76.45 | 8 | 21.09
2025 | MAPP_US_2_RMPA | MAPP_US | RMPA | External | Summer | B1 | 10 | 200 | 0 | 106.33 | 112.01 | 8 | 0
2025 | MAPP_US_2_RMPA | MAPP_US | RMPA | External | Summer | B2 | 25 | 200 | 0 | 102.52 | 105.57 | 8 | 0
2025 | MAPP_US_2_RMPA | MAPP_US | RMPA | External | Summer | B3 | 75 | 200 | 0 | 102.52 | 105.57 | 8 | 0
2025 | MAPP_US_2_RMPA | MAPP_US | RMPA | External | Summer | B4 | 100 | 200 | 0 | 100.26 | 101.64 | 8 | 0
2025 | MAPP_US_2_RMPA | MAPP_US | RMPA | External | Summer | B5 | 200 | 200 | 0 | 94.05 | 95.17 | 8 | 0
2025 | MAPP_US_2_RMPA | MAPP_US | RMPA | External | Summer | B6 | 300 | 200 | 200 | 76.57 | 84.58 | 8 | 0.01
2025 | MAPP_US_2_RMPA | MAPP_US | RMPA | External | Summer | B7 | 400 | 200 | 200 | 70.56 | 78.84 | 8 | 0.28
2025 | MAPP_US_2_RMPA | MAPP_US | RMPA | External | Summer | B8 | 500 | 200 | 200 | 58.98 | 74.45 | 8 | 7.48
2025 | MAPP_US_2_RMPA | MAPP_US | RMPA | External | Summer | B9 | 800 | 200 | 200 | 58.95 | 74.45 | 8 | 7.5
2025 | MAPP_US_2_RMPA | MAPP_US | RMPA | External | Summer | B10 | 1262 | 200 | 200 | 50.5 | 74.45 | 8 | 15.95
2025 | MAPP_US_2_RMPA | MAPP_US | RMPA | External | Winter | B16 | 25 | 200 | 200 | 56.17 | 81.29 | 8 | 17.12
2025 | MAPP_US_2_RMPA | MAPP_US | RMPA | External | Winter | B17 | 100 | 200 | 200 | 57.1 | 80.18 | 8 | 15.09
2025 | MAPP_US_2_RMPA | MAPP_US | RMPA | External | Winter | B18 | 400 | 200 | 200 | 61.55 | 80.18 | 8 | 10.64
2025 | MAPP_US_2_RMPA | MAPP_US | RMPA | External | Winter | B19 | 700 | 200 | 200 | 61.55 | 80.18 | 8 | 10.64
2025 | MAPP_US_2_RMPA | MAPP_US | RMPA | External | Winter | B20 | 935 | 200 | 200 | 49.97 | 78.51 | 8 | 20.54
2025 | NE_2_RMPA | NE | RMPA | External | Shoulder | B11 | 25 | 310 | 0 | 77.56 | 76.45 | 5 | 0
2025 | NE_2_RMPA | NE | RMPA | External | Shoulder | B12 | 200 | 310 | 310 | 70.74 | 76.45 | 5 | 0.71
2025 | NE_2_RMPA | NE | RMPA | External | Shoulder | B13 | 600 | 310 | 310 | 70.48 | 76.45 | 5 | 0.97
2025 | NE_2_RMPA | NE | RMPA | External | Shoulder | B14 | 900 | 310 | 310 | 61.71 | 76.45 | 5 | 9.74
2025 | NE_2_RMPA | NE | RMPA | External | Shoulder | B15 | 1203 | 310 | 310 | 61.35 | 76.45 | 5 | 10.1
2025 | NE_2_RMPA | NE | RMPA | External | Summer | B1 | 10 | 310 | 0 | 113.33 | 112.01 | 5 | 0
2025 | NE_2_RMPA | NE | RMPA | External | Summer | B2 | 25 | 310 | 0 | 109.52 | 105.57 | 5 | 0
2025 | NE_2_RMPA | NE | RMPA | External | Summer | B3 | 75 | 310 | 0 | 109.52 | 105.57 | 5 | 0
2025 | NE_2_RMPA | NE | RMPA | External | Summer | B4 | 100 | 310 | 0 | 107.26 | 101.64 | 5 | 0
2025 | NE_2_RMPA | NE | RMPA | External | Summer | B5 | 200 | 310 | 0 | 101.05 | 95.17 | 5 | 0
2025 | NE_2_RMPA | NE | RMPA | External | Summer | B6 | 300 | 310 | 0 | 83.57 | 84.58 | 5 | 0
2025 | NE_2_RMPA | NE | RMPA | External | Summer | B7 | 400 | 310 | 0 | 77.56 | 78.84 | 5 | 0
2025 | NE_2_RMPA | NE | RMPA | External | Summer | B8 | 500 | 310 | 127.74 | 69.45 | 74.45 | 5 | 0
2025 | NE_2_RMPA | NE | RMPA | External | Summer | B9 | 800 | 310 | 310 | 69.08 | 74.45 | 5 | 0.37
2025 | NE_2_RMPA | NE | RMPA | External | Summer | B10 | 1262 | 310 | 310 | 59.49 | 74.45 | 5 | 9.97
2025 | NE_2_RMPA | NE | RMPA | External | Winter | B16 | 25 | 310 | 310 | 70.17 | 81.29 | 5 | 6.12
2025 | NE_2_RMPA | NE | RMPA | External | Winter | B17 | 100 | 310 | 310 | 71.09 | 80.18 | 5 | 4.1
2025 | NE_2_RMPA | NE | RMPA | External | Winter | B18 | 400 | 310 | 310 | 68.8 | 80.18 | 5 | 6.39
2025 | NE_2_RMPA | NE | RMPA | External | Winter | B19 | 700 | 310 | 310 | 68.55 | 80.18 | 5 | 6.64
2025 | NE_2_RMPA | NE | RMPA | External | Winter | B20 | 935 | 310 | 310 | 63.96 | 78.51 | 5 | 9.55
2025 | NWPP_Coal_2_MAPP_US | NWPP_Coal | MAPP_US | External | Shoulder | B11 | 25 | 150 | 0 | 85.34 | 70.56 | 8 | 0
2025 | NWPP_Coal_2_MAPP_US | NWPP_Coal | MAPP_US | External | Shoulder | B12 | 200 | 150 | 0 | 85.34 | 60.41 | 8 | 0
2025 | NWPP_Coal_2_MAPP_US | NWPP_Coal | MAPP_US | External | Shoulder | B13 | 600 | 150 | 0 | 85.34 | 60.39 | 8 | 0
2025 | NWPP_Coal_2_MAPP_US | NWPP_Coal | MAPP_US | External | Shoulder | B14 | 900 | 150 | 0 | 85.34 | 49.34 | 8 | 0
2025 | NWPP_Coal_2_MAPP_US | NWPP_Coal | MAPP_US | External | Shoulder | B15 | 1203 | 150 | 0 | 85.34 | 47.36 | 8 | 0
2025 | NWPP_Coal_2_MAPP_US | NWPP_Coal | MAPP_US | External | Summer | B1 | 10 | 150 | 0 | 99.31 | 106.33 | 8 | 0
2025 | NWPP_Coal_2_MAPP_US | NWPP_Coal | MAPP_US | External | Summer | B2 | 25 | 150 | 150 | 91.98 | 102.52 | 8 | 2.54
2025 | NWPP_Coal_2_MAPP_US | NWPP_Coal | MAPP_US | External | Summer | B3 | 75 | 150 | 150 | 90.37 | 102.52 | 8 | 4.15
2025 | NWPP_Coal_2_MAPP_US | NWPP_Coal | MAPP_US | External | Summer | B4 | 100 | 150 | 150 | 87 | 100.26 | 8 | 5.25
2025 | NWPP_Coal_2_MAPP_US | NWPP_Coal | MAPP_US | External | Summer | B5 | 200 | 150 | 0 | 87 | 94.05 | 8 | 0
2025 | NWPP_Coal_2_MAPP_US | NWPP_Coal | MAPP_US | External | Summer | B6 | 300 | 150 | 0 | 87 | 76.57 | 8 | 0
2025 | NWPP_Coal_2_MAPP_US | NWPP_Coal | MAPP_US | External | Summer | B7 | 400 | 150 | 0 | 87 | 70.56 | 8 | 0
2025 | NWPP_Coal_2_MAPP_US | NWPP_Coal | MAPP_US | External | Summer | B8 | 500 | 150 | 0 | 87 | 58.98 | 8 | 0
2025 | NWPP_Coal_2_MAPP_US | NWPP_Coal | MAPP_US | External | Summer | B9 | 800 | 150 | 0 | 87 | 58.95 | 8 | 0
2025 | NWPP_Coal_2_MAPP_US | NWPP_Coal | MAPP_US | External | Summer | B10 | 1262 | 150 | 0 | 87 | 50.5 | 8 | 0
2025 | NWPP_Coal_2_MAPP_US | NWPP_Coal | MAPP_US | External | Winter | B16 | 25 | 150 | 0 | 89.46 | 56.17 | 8 | 0
2025 | NWPP_Coal_2_MAPP_US | NWPP_Coal | MAPP_US | External | Winter | B17 | 100 | 150 | 0 | 89.46 | 57.1 | 8 | 0
2025 | NWPP_Coal_2_MAPP_US | NWPP_Coal | MAPP_US | External | Winter | B18 | 400 | 150 | 0 | 89.46 | 61.55 | 8 | 0
2025 | NWPP_Coal_2_MAPP_US | NWPP_Coal | MAPP_US | External | Winter | B19 | 700 | 150 | 0 | 89.46 | 61.55 | 8 | 0
2025 | NWPP_Coal_2_MAPP_US | NWPP_Coal | MAPP_US | External | Winter | B20 | 935 | 150 | 0 | 89.46 | 49.97 | 8 | 0
2025 | RMPA_2_MAPP_US | RMPA | MAPP_US | External | Shoulder | B11 | 25 | 200 | 0 | 76.45 | 70.56 | 8 | 0
2025 | RMPA_2_MAPP_US | RMPA | MAPP_US | External | Shoulder | B12 | 200 | 200 | 0 | 76.45 | 60.41 | 8 | 0
2025 | RMPA_2_MAPP_US | RMPA | MAPP_US | External | Shoulder | B13 | 600 | 200 | 0 | 76.45 | 60.39 | 8 | 0
2025 | RMPA_2_MAPP_US | RMPA | MAPP_US | External | Shoulder | B14 | 900 | 200 | 0 | 76.45 | 49.34 | 8 | 0
2025 | RMPA_2_MAPP_US | RMPA | MAPP_US | External | Shoulder | B15 | 1203 | 200 | 0 | 76.45 | 47.36 | 8 | 0
2025 | RMPA_2_MAPP_US | RMPA | MAPP_US | External | Summer | B1 | 10 | 200 | 0 | 112.01 | 106.33 | 8 | 0
2025 | RMPA_2_MAPP_US | RMPA | MAPP_US | External | Summer | B2 | 25 | 200 | 0 | 105.57 | 102.52 | 8 | 0
2025 | RMPA_2_MAPP_US | RMPA | MAPP_US | External | Summer | B3 | 75 | 200 | 0 | 105.57 | 102.52 | 8 | 0
2025 | RMPA_2_MAPP_US | RMPA | MAPP_US | External | Summer | B4 | 100 | 200 | 0 | 101.64 | 100.26 | 8 | 0
2025 | RMPA_2_MAPP_US | RMPA | MAPP_US | External | Summer | B5 | 200 | 200 | 0 | 95.17 | 94.05 | 8 | 0
2025 | RMPA_2_MAPP_US | RMPA | MAPP_US | External | Summer | B6 | 300 | 200 | 0 | 84.58 | 76.57 | 8 | 0
2025 | RMPA_2_MAPP_US | RMPA | MAPP_US | External | Summer | B7 | 400 | 200 | 0 | 78.84 | 70.56 | 8 | 0
2025 | RMPA_2_MAPP_US | RMPA | MAPP_US | External | Summer | B8 | 500 | 200 | 0 | 74.45 | 58.98 | 8 | 0
2025 | RMPA_2_MAPP_US | RMPA | MAPP_US | External | Summer | B9 | 800 | 200 | 0 | 74.45 | 58.95 | 8 | 0
2025 | RMPA_2_MAPP_US | RMPA | MAPP_US | External | Summer | B10 | 1262 | 200 | 0 | 74.45 | 50.5 | 8 | 0
2025 | RMPA_2_MAPP_US | RMPA | MAPP_US | External | Winter | B16 | 25 | 200 | 0 | 81.29 | 56.17 | 8 | 0
2025 | RMPA_2_MAPP_US | RMPA | MAPP_US | External | Winter | B17 | 100 | 200 | 0 | 80.18 | 57.1 | 8 | 0
2025 | RMPA_2_MAPP_US | RMPA | MAPP_US | External | Winter | B18 | 400 | 200 | 0 | 80.18 | 61.55 | 8 | 0
2025 | RMPA_2_MAPP_US | RMPA | MAPP_US | External | Winter | B19 | 700 | 200 | 0 | 80.18 | 61.55 | 8 | 0
2025 | RMPA_2_MAPP_US | RMPA | MAPP_US | External | Winter | B20 | 935 | 200 | 0 | 78.51 | 49.97 | 8 | 0
2025 | RMPA_2_NE | RMPA | NE | External | Shoulder | B11 | 25 | 310 | 0 | 76.45 | 77.56 | 8 | 0
2025 | RMPA_2_NE | RMPA | NE | External | Shoulder | B12 | 200 | 310 | 0 | 76.45 | 70.74 | 8 | 0
2025 | RMPA_2_NE | RMPA | NE | External | Shoulder | B13 | 600 | 310 | 0 | 76.45 | 70.48 | 8 | 0
2025 | RMPA_2_NE | RMPA | NE | External | Shoulder | B14 | 900 | 310 | 0 | 76.45 | 61.71 | 8 | 0
2025 | RMPA_2_NE | RMPA | NE | External | Shoulder | B15 | 1203 | 310 | 0 | 76.45 | 61.35 | 8 | 0
2025 | RMPA_2_NE | RMPA | NE | External | Summer | B1 | 10 | 310 | 0 | 112.01 | 113.33 | 8 | 0
2025 | RMPA_2_NE | RMPA | NE | External | Summer | B2 | 25 | 310 | 0 | 105.57 | 109.52 | 8 | 0
2025 | RMPA_2_NE | RMPA | NE | External | Summer | B3 | 75 | 310 | 0 | 105.57 | 109.52 | 8 | 0
2025 | RMPA_2_NE | RMPA | NE | External | Summer | B4 | 100 | 310 | 0 | 101.64 | 107.26 | 8 | 0
2025 | RMPA_2_NE | RMPA | NE | External | Summer | B5 | 200 | 310 | 0 | 95.17 | 101.05 | 8 | 0
2025 | RMPA_2_NE | RMPA | NE | External | Summer | B6 | 300 | 310 | 0 | 84.58 | 83.57 | 8 | 0
2025 | RMPA_2_NE | RMPA | NE | External | Summer | B7 | 400 | 310 | 0 | 78.84 | 77.56 | 8 | 0
2025 | RMPA_2_NE | RMPA | NE | External | Summer | B8 | 500 | 310 | 0 | 74.45 | 69.45 | 8 | 0
2025 | RMPA_2_NE | RMPA | NE | External | Summer | B9 | 800 | 310 | 0 | 74.45 | 69.08 | 8 | 0
2025 | RMPA_2_NE | RMPA | NE | External | Summer | B10 | 1262 | 310 | 0 | 74.45 | 59.49 | 8 | 0
2025 | RMPA_2_NE | RMPA | NE | External | Winter | B16 | 25 | 310 | 0 | 81.29 | 70.17 | 8 | 0
2025 | RMPA_2_NE | RMPA | NE | External | Winter | B17 | 100 | 310 | 0 | 80.18 | 71.09 | 8 | 0
2025 | RMPA_2_NE | RMPA | NE | External | Winter | B18 | 400 | 310 | 0 | 80.18 | 68.8 | 8 | 0
2025 | RMPA_2_NE | RMPA | NE | External | Winter | B19 | 700 | 310 | 0 | 80.18 | 68.55 | 8 | 0
2025 | RMPA_2_NE | RMPA | NE | External | Winter | B20 | 935 | 310 | 0 | 78.51 | 63.96 | 8 | 0
2025 | RMPA_2_SPP_N | RMPA | SPP_N | External | Shoulder | B11 | 25 | 210 | 0 | 76.45 | 77.57 | 8 | 0
2025 | RMPA_2_SPP_N | RMPA | SPP_N | External | Shoulder | B12 | 200 | 210 | 0 | 76.45 | 70.75 | 8 | 0
2025 | RMPA_2_SPP_N | RMPA | SPP_N | External | Shoulder | B13 | 600 | 210 | 0 | 76.45 | 70.49 | 8 | 0
2025 | RMPA_2_SPP_N | RMPA | SPP_N | External | Shoulder | B14 | 900 | 210 | 0 | 76.45 | 63.34 | 8 | 0
2025 | RMPA_2_SPP_N | RMPA | SPP_N | External | Shoulder | B15 | 1203 | 210 | 0 | 76.45 | 61.36 | 8 | 0
2025 | RMPA_2_SPP_N | RMPA | SPP_N | External | Summer | B1 | 10 | 210 | 0 | 112.01 | 108.83 | 8 | 0
2025 | RMPA_2_SPP_N | RMPA | SPP_N | External | Summer | B2 | 25 | 210 | 0 | 105.57 | 109.51 | 8 | 0
2025 | RMPA_2_SPP_N | RMPA | SPP_N | External | Summer | B3 | 75 | 210 | 0 | 105.57 | 109.53 | 8 | 0
2025 | RMPA_2_SPP_N | RMPA | SPP_N | External | Summer | B4 | 100 | 210 | 0 | 101.64 | 107.27 | 8 | 0
2025 | RMPA_2_SPP_N | RMPA | SPP_N | External | Summer | B5 | 200 | 210 | 0 | 95.17 | 101.06 | 8 | 0
2025 | RMPA_2_SPP_N | RMPA | SPP_N | External | Summer | B6 | 300 | 210 | 0 | 84.58 | 86.03 | 8 | 0
2025 | RMPA_2_SPP_N | RMPA | SPP_N | External | Summer | B7 | 400 | 210 | 0 | 78.84 | 77.57 | 8 | 0
2025 | RMPA_2_SPP_N | RMPA | SPP_N | External | Summer | B8 | 500 | 210 | 0 | 74.45 | 70.27 | 8 | 0
2025 | RMPA_2_SPP_N | RMPA | SPP_N | External | Summer | B9 | 800 | 210 | 0 | 74.45 | 69.09 | 8 | 0
2025 | RMPA_2_SPP_N | RMPA | SPP_N | External | Summer | B10 | 1262 | 210 | 0 | 74.45 | 64.15 | 8 | 0
2025 | RMPA_2_SPP_N | RMPA | SPP_N | External | Winter | B16 | 25 | 210 | 0 | 81.29 | 73.53 | 8 | 0
2025 | RMPA_2_SPP_N | RMPA | SPP_N | External | Winter | B17 | 100 | 210 | 0 | 80.18 | 71.1 | 8 | 0
2025 | RMPA_2_SPP_N | RMPA | SPP_N | External | Winter | B18 | 400 | 210 | 0 | 80.18 | 71.11 | 8 | 0
2025 | RMPA_2_SPP_N | RMPA | SPP_N | External | Winter | B19 | 700 | 210 | 0 | 80.18 | 68.56 | 8 | 0
2025 | RMPA_2_SPP_N | RMPA | SPP_N | External | Winter | B20 | 935 | 210 | 0 | 78.51 | 63.97 | 8 | 0
2025 | SPP_N_2_RMPA | SPP_N | RMPA | External | Shoulder | B11 | 25 | 210 | 0 | 77.57 | 76.45 | 5 | 0
2025 | SPP_N_2_RMPA | SPP_N | RMPA | External | Shoulder | B12 | 200 | 210 | 210 | 70.75 | 76.45 | 5 | 0.7
2025 | SPP_N_2_RMPA | SPP_N | RMPA | External | Shoulder | B13 | 600 | 210 | 210 | 70.49 | 76.45 | 5 | 0.96
2025 | SPP_N_2_RMPA | SPP_N | RMPA | External | Shoulder | B14 | 900 | 210 | 210 | 63.34 | 76.45 | 5 | 8.1
2025 | SPP_N_2_RMPA | SPP_N | RMPA | External | Shoulder | B15 | 1203 | 210 | 210 | 61.36 | 76.45 | 5 | 10.09
2025 | SPP_N_2_RMPA | SPP_N | RMPA | External | Summer | B1 | 10 | 210 | 0 | 108.83 | 112.01 | 5 | 0
2025 | SPP_N_2_RMPA | SPP_N | RMPA | External | Summer | B2 | 25 | 210 | 0 | 109.51 | 105.57 | 5 | 0
2025 | SPP_N_2_RMPA | SPP_N | RMPA | External | Summer | B3 | 75 | 210 | 0 | 109.53 | 105.57 | 5 | 0
2025 | SPP_N_2_RMPA | SPP_N | RMPA | External | Summer | B4 | 100 | 210 | 0 | 107.27 | 101.64 | 5 | 0
2025 | SPP_N_2_RMPA | SPP_N | RMPA | External | Summer | B5 | 200 | 210 | 0 | 101.06 | 95.17 | 5 | 0
2025 | SPP_N_2_RMPA | SPP_N | RMPA | External | Summer | B6 | 300 | 210 | 0 | 86.03 | 84.58 | 5 | 0
2025 | SPP_N_2_RMPA | SPP_N | RMPA | External | Summer | B7 | 400 | 210 | 0 | 77.57 | 78.84 | 5 | 0
2025 | SPP_N_2_RMPA | SPP_N | RMPA | External | Summer | B8 | 500 | 210 | 0 | 70.27 | 74.45 | 5 | 0
2025 | SPP_N_2_RMPA | SPP_N | RMPA | External | Summer | B9 | 800 | 210 | 210 | 69.09 | 74.45 | 5 | 0.36
2025 | SPP_N_2_RMPA | SPP_N | RMPA | External | Summer | B10 | 1262 | 210 | 210 | 64.15 | 74.45 | 5 | 5.31
2025 | SPP_N_2_RMPA | SPP_N | RMPA | External | Winter | B16 | 25 | 210 | 210 | 73.53 | 81.29 | 5 | 2.76
2025 | SPP_N_2_RMPA | SPP_N | RMPA | External | Winter | B17 | 100 | 210 | 210 | 71.1 | 80.18 | 5 | 4.09
2025 | SPP_N_2_RMPA | SPP_N | RMPA | External | Winter | B18 | 400 | 210 | 210 | 71.11 | 80.18 | 5 | 4.07
2025 | SPP_N_2_RMPA | SPP_N | RMPA | External | Winter | B19 | 700 | 210 | 210 | 68.56 | 80.18 | 5 | 6.63
2025 | SPP_N_2_RMPA | SPP_N | RMPA | External | Winter | B20 | 935 | 210 | 210 | 63.97 | 78.51 | 5 | 9.54
2025 | SPP_S_2_ERCOT | SPP_S | ERCOT | External | Shoulder | B11 | 25 | 800 | 0 | 77.56 | 81.97 | 5 | 0
2025 | SPP_S_2_ERCOT | SPP_S | ERCOT | External | Shoulder | B12 | 200 | 800 | 0 | 70.66 | 70.42 | 5 | 0
2025 | SPP_S_2_ERCOT | SPP_S | ERCOT | External | Shoulder | B13 | 600 | 800 | 0 | 70.5 | 70.42 | 5 | 0
2025 | SPP_S_2_ERCOT | SPP_S | ERCOT | External | Shoulder | B14 | 900 | 800 | 800 | 63.36 | 70.42 | 5 | 2.06
2025 | SPP_S_2_ERCOT | SPP_S | ERCOT | External | Shoulder | B15 | 1203 | 800 | 0 | 61.37 | 61.3 | 5 | 0
2025 | SPP_S_2_ERCOT | SPP_S | ERCOT | External | Summer | B1 | 10 | 800 | 800 | 72.32 | 110.2 | 5 | 32.89
2025 | SPP_S_2_ERCOT | SPP_S | ERCOT | External | Summer | B2 | 25 | 800 | 0 | 100.23 | 101.72 | 5 | 0
2025 | SPP_S_2_ERCOT | SPP_S | ERCOT | External | Summer | B3 | 75 | 800 | 0 | 107.44 | 101.72 | 5 | 0
2025 | SPP_S_2_ERCOT | SPP_S | ERCOT | External | Summer | B4 | 100 | 800 | 0 | 100.23 | 101.72 | 5 | 0
2025 | SPP_S_2_ERCOT | SPP_S | ERCOT | External | Summer | B5 | 200 | 800 | 0 | 100.23 | 101.72 | 5 | 0
2025 | SPP_S_2_ERCOT | SPP_S | ERCOT | External | Summer | B6 | 300 | 800 | 0 | 86.04 | 78.04 | 5 | 0
2025 | SPP_S_2_ERCOT | SPP_S | ERCOT | External | Summer | B7 | 400 | 800 | 0 | 77.59 | 75.53 | 5 | 0
2025 | SPP_S_2_ERCOT | SPP_S | ERCOT | External | Summer | B8 | 500 | 800 | 0 | 70.28 | 69.16 | 5 | 0
2025 | SPP_S_2_ERCOT | SPP_S | ERCOT | External | Summer | B9 | 800 | 800 | 0 | 69.11 | 69.16 | 5 | 0
2025 | SPP_S_2_ERCOT | SPP_S | ERCOT | External | Summer | B10 | 1262 | 800 | 178.95 | 64.16 | 69.16 | 5 | 0
2025 | SPP_S_2_ERCOT | SPP_S | ERCOT | External | Winter | B16 | 25 | 800 | 0 | 73.55 | 73.13 | 5 | 0
2025 | SPP_S_2_ERCOT | SPP_S | ERCOT | External | Winter | B17 | 100 | 800 | 0 | 71.11 | 73.13 | 5 | 0
2025 | SPP_S_2_ERCOT | SPP_S | ERCOT | External | Winter | B18 | 400 | 800 | 0 | 71.12 | 73.13 | 5 | 0
2025 | SPP_S_2_ERCOT | SPP_S | ERCOT | External | Winter | B19 | 700 | 800 | 0 | 68.57 | 73.13 | 5 | 0
2025 | SPP_S_2_ERCOT | SPP_S | ERCOT | External | Winter | B20 | 935 | 800 | 0 | 63.96 | 63.77 | 5 | 0
2030 | AZ_NM_SNV_Coal_2_SPP_S | AZ_NM_SNV_Coal | SPP_S | External | Shoulder | B11 | 25 | 400 | 0 | 92.7 | 93.65 | 8.17 | 0
2030 | AZ_NM_SNV_Coal_2_SPP_S | AZ_NM_SNV_Coal | SPP_S | External | Shoulder | B12 | 200 | 400 | 0 | 92.7 | 88.54 | 8.17 | 0
2030 | AZ_NM_SNV_Coal_2_SPP_S | AZ_NM_SNV_Coal | SPP_S | External | Shoulder | B13 | 600 | 400 | 0 | 92.7 | 85.38 | 8.17 | 0
2030 | AZ_NM_SNV_Coal_2_SPP_S | AZ_NM_SNV_Coal | SPP_S | External | Shoulder | B14 | 900 | 400 | 0 | 92.7 | 78.1 | 8.17 | 0
2030 | AZ_NM_SNV_Coal_2_SPP_S | AZ_NM_SNV_Coal | SPP_S | External | Shoulder | B15 | 1203 | 400 | 0 | 87.11 | 78.1 | 8.17 | 0
2030 | AZ_NM_SNV_Coal_2_SPP_S | AZ_NM_SNV_Coal | SPP_S | External | Summer | B1 | 10 | 400 | 0 | 130.67 | 92.84 | 8.17 | 0
2030 | AZ_NM_SNV_Coal_2_SPP_S | AZ_NM_SNV_Coal | SPP_S | External | Summer | B2 | 25 | 400 | 0 | 126.72 | 128.95 | 8.17 | 0
2030 | AZ_NM_SNV_Coal_2_SPP_S | AZ_NM_SNV_Coal | SPP_S | External | Summer | B3 | 75 | 400 | 0 | 126.72 | 130.05 | 8.17 | 0
2030 | AZ_NM_SNV_Coal_2_SPP_S | AZ_NM_SNV_Coal | SPP_S | External | Summer | B4 | 100 | 400 | 400 | 119.34 | 128.95 | 8.17 | 1.45
2030 | AZ_NM_SNV_Coal_2_SPP_S | AZ_NM_SNV_Coal | SPP_S | External | Summer | B5 | 200 | 400 | 400 | 105.49 | 128.95 | 8.17 | 15.29
2030 | AZ_NM_SNV_Coal_2_SPP_S | AZ_NM_SNV_Coal | SPP_S | External | Summer | B6 | 300 | 400 | 0 | 98.6 | 104.09 | 8.17 | 0
2030 | AZ_NM_SNV_Coal_2_SPP_S | AZ_NM_SNV_Coal | SPP_S | External | Summer | B7 | 400 | 400 | 0 | 96.7 | 95.85 | 8.17 | 0
2030 | AZ_NM_SNV_Coal_2_SPP_S | AZ_NM_SNV_Coal | SPP_S | External | Summer | B8 | 500 | 400 | 0 | 93.46 | 90.57 | 8.17 | 0
2030 | AZ_NM_SNV_Coal_2_SPP_S | AZ_NM_SNV_Coal | SPP_S | External | Summer | B9 | 800 | 400 | 0 | 90.73 | 88.49 | 8.17 | 0
2030 | AZ_NM_SNV_Coal_2_SPP_S | AZ_NM_SNV_Coal | SPP_S | External | Summer | B10 | 1262 | 400 | 0 | 90.73 | 77.4 | 8.17 | 0
2030 | AZ_NM_SNV_Coal_2_SPP_S | AZ_NM_SNV_Coal | SPP_S | External | Winter | B16 | 25 | 400 | 0 | 96.45 | 88.04 | 8.17 | 0
2030 | AZ_NM_SNV_Coal_2_SPP_S | AZ_NM_SNV_Coal | SPP_S | External | Winter | B17 | 100 | 400 | 0 | 96.45 | 85.77 | 8.17 | 0
2030 | AZ_NM_SNV_Coal_2_SPP_S | AZ_NM_SNV_Coal | SPP_S | External | Winter | B18 | 400 | 400 | 0 | 92.69 | 88.04 | 8.17 | 0
2030 | AZ_NM_SNV_Coal_2_SPP_S | AZ_NM_SNV_Coal | SPP_S | External | Winter | B19 | 700 | 400 | 0 | 92.69 | 84.51 | 8.17 | 0
2030 | AZ_NM_SNV_Coal_2_SPP_S | AZ_NM_SNV_Coal | SPP_S | External | Winter | B20 | 935 | 400 | 0 | 90.34 | 80.95 | 8.17 | 0
2030 | ERCOT_2_SPP_S | ERCOT | SPP_S | External | Shoulder | B11 | 25 | 800 | 0 | 98.43 | 93.65 | 8 | 0
2030 | ERCOT_2_SPP_S | ERCOT | SPP_S | External | Shoulder | B12 | 200 | 800 | 0 | 90.07 | 88.54 | 8 | 0
2030 | ERCOT_2_SPP_S | ERCOT | SPP_S | External | Shoulder | B13 | 600 | 800 | 0 | 90.07 | 85.38 | 8 | 0
2030 | ERCOT_2_SPP_S | ERCOT | SPP_S | External | Shoulder | B14 | 900 | 800 | 0 | 90.07 | 78.1 | 8 | 0
2030 | ERCOT_2_SPP_S | ERCOT | SPP_S | External | Shoulder | B15 | 1203 | 800 | 0 | 78.02 | 78.1 | 8 | 0
2030 | ERCOT_2_SPP_S | ERCOT | SPP_S | External | Summer | B1 | 10 | 800 | 0 | 147.98 | 92.84 | 8 | 0
2030 | ERCOT_2_SPP_S | ERCOT | SPP_S | External | Summer | B2 | 25 | 800 | 0 | 147.98 | 128.95 | 8 | 0
2030 | ERCOT_2_SPP_S | ERCOT | SPP_S | External | Summer | B3 | 75 | 800 | 0 | 130.77 | 130.05 | 8 | 0
2030 | ERCOT_2_SPP_S | ERCOT | SPP_S | External | Summer | B4 | 100 | 800 | 0 | 130.77 | 128.95 | 8 | 0
2030 | ERCOT_2_SPP_S | ERCOT | SPP_S | External | Summer | B5 | 200 | 800 | 0 | 122.57 | 128.95 | 8 | 0
2030 | ERCOT_2_SPP_S | ERCOT | SPP_S | External | Summer | B6 | 300 | 800 | 0 | 96.92 | 104.09 | 8 | 0
2030 | ERCOT_2_SPP_S | ERCOT | SPP_S | External | Summer | B7 | 400 | 800 | 0 | 88.69 | 95.85 | 8 | 0
2030 | ERCOT_2_SPP_S | ERCOT | SPP_S | External | Summer | B8 | 500 | 800 | 0 | 88.69 | 90.57 | 8 | 0
2030 | ERCOT_2_SPP_S | ERCOT | SPP_S | External | Summer | B9 | 800 | 800 | 0 | 88.69 | 88.49 | 8 | 0
2030 | ERCOT_2_SPP_S | ERCOT | SPP_S | External | Summer | B10 | 1262 | 800 | 0 | 88.69 | 77.4 | 8 | 0
2030 | ERCOT_2_SPP_S | ERCOT | SPP_S | External | Winter | B16 | 25 | 800 | 0 | 93.04 | 88.04 | 8 | 0
2030 | ERCOT_2_SPP_S | ERCOT | SPP_S | External | Winter | B17 | 100 | 800 | 0 | 93.04 | 85.77 | 8 | 0
2030 | ERCOT_2_SPP_S | ERCOT | SPP_S | External | Winter | B18 | 400 | 800 | 0 | 93.04 | 88.04 | 8 | 0
2030 | ERCOT_2_SPP_S | ERCOT | SPP_S | External | Winter | B19 | 700 | 800 | 0 | 93.04 | 84.51 | 8 | 0
2030 | ERCOT_2_SPP_S | ERCOT | SPP_S | External | Winter | B20 | 935 | 800 | 0 | 80.74 | 80.95 | 8 | 0
2030 | MAPP_US_2_RMPA | MAPP_US | RMPA | External | Shoulder | B11 | 25 | 200 | 200 | 84.38 | 97.89 | 8 | 5.51
2030 | MAPP_US_2_RMPA | MAPP_US | RMPA | External | Shoulder | B12 | 200 | 200 | 200 | 80.34 | 93.51 | 8 | 5.17
2030 | MAPP_US_2_RMPA | MAPP_US | RMPA | External | Shoulder | B13 | 600 | 200 | 200 | 78.36 | 90.36 | 8 | 4
2030 | MAPP_US_2_RMPA | MAPP_US | RMPA | External | Shoulder | B14 | 900 | 200 | 200 | 65.44 | 84.59 | 8 | 11.15
2030 | MAPP_US_2_RMPA | MAPP_US | RMPA | External | Shoulder | B15 | 1203 | 200 | 200 | 64.11 | 84.59 | 8 | 12.48
2030 | MAPP_US_2_RMPA | MAPP_US | RMPA | External | Summer | B1 | 10 | 200 | 0 | 136.91 | 138.84 | 8 | 0
2030 | MAPP_US_2_RMPA | MAPP_US | RMPA | External | Summer | B2 | 25 | 200 | 0 | 134.53 | 138.15 | 8 | 0
2030 | MAPP_US_2_RMPA | MAPP_US | RMPA | External | Summer | B3 | 75 | 200 | 0 | 134.53 | 138.25 | 8 | 0
2030 | MAPP_US_2_RMPA | MAPP_US | RMPA | External | Summer | B4 | 100 | 200 | 0 | 133.87 | 129.94 | 8 | 0
2030 | MAPP_US_2_RMPA | MAPP_US | RMPA | External | Summer | B5 | 200 | 200 | 0 | 128.36 | 113.66 | 8 | 0
2030 | MAPP_US_2_RMPA | MAPP_US | RMPA | External | Summer | B6 | 300 | 200 | 0 | 97.08 | 96.08 | 8 | 0
2030 | MAPP_US_2_RMPA | MAPP_US | RMPA | External | Summer | B7 | 400 | 200 | 200 | 83.9 | 95.67 | 8 | 3.77
2030 | MAPP_US_2_RMPA | MAPP_US | RMPA | External | Summer | B8 | 500 | 200 | 200 | 78.74 | 95.67 | 8 | 8.93
2030 | MAPP_US_2_RMPA | MAPP_US | RMPA | External | Summer | B9 | 800 | 200 | 200 | 76.32 | 95.67 | 8 | 11.35
2030 | MAPP_US_2_RMPA | MAPP_US | RMPA | External | Summer | B10 | 1262 | 200 | 200 | 63.39 | 95.67 | 8 | 24.28
2030 | MAPP_US_2_RMPA | MAPP_US | RMPA | External | Winter | B16 | 25 | 200 | 200 | 67.07 | 102.01 | 8 | 26.94
2030 | MAPP_US_2_RMPA | MAPP_US | RMPA | External | Winter | B17 | 100 | 200 | 200 | 71.75 | 102.01 | 8 | 22.26
2030 | MAPP_US_2_RMPA | MAPP_US | RMPA | External | Winter | B18 | 400 | 200 | 200 | 74.03 | 93.02 | 8 | 10.99
2030 | MAPP_US_2_RMPA | MAPP_US | RMPA | External | Winter | B19 | 700 | 200 | 200 | 74.03 | 89.5 | 8 | 7.47
2030 | MAPP_US_2_RMPA | MAPP_US | RMPA | External | Winter | B20 | 935 | 200 | 200 | 67.07 | 83.91 | 8 | 8.83
2030 | NE_2_RMPA | NE | RMPA | External | Shoulder | B11 | 25 | 310 | 0 | 93.62 | 97.89 | 5 | 0
2030 | NE_2_RMPA | NE | RMPA | External | Shoulder | B12 | 200 | 310 | 192.05 | 88.51 | 93.51 | 5 | 0
2030 | NE_2_RMPA | NE | RMPA | External | Shoulder | B13 | 600 | 310 | 8.55 | 85.36 | 90.36 | 5 | 0
2030 | NE_2_RMPA | NE | RMPA | External | Shoulder | B14 | 900 | 310 | 310 | 79.11 | 84.59 | 5 | 0.48
2030 | NE_2_RMPA | NE | RMPA | External | Shoulder | B15 | 1203 | 310 | 310 | 78.11 | 84.59 | 5 | 1.48
2030 | NE_2_RMPA | NE | RMPA | External | Summer | B1 | 10 | 310 | 0 | 143.91 | 138.84 | 5 | 0
2030 | NE_2_RMPA | NE | RMPA | External | Summer | B2 | 25 | 310 | 0 | 146.15 | 138.15 | 5 | 0
2030 | NE_2_RMPA | NE | RMPA | External | Summer | B3 | 75 | 310 | 0 | 146.25 | 138.25 | 5 | 0
2030 | NE_2_RMPA | NE | RMPA | External | Summer | B4 | 100 | 310 | 0 | 140.87 | 129.94 | 5 | 0
2030 | NE_2_RMPA | NE | RMPA | External | Summer | B5 | 200 | 310 | 0 | 135.36 | 113.66 | 5 | 0
2030 | NE_2_RMPA | NE | RMPA | External | Summer | B6 | 300 | 310 | 0 | 104.08 | 96.08 | 5 | 0
2030 | NE_2_RMPA | NE | RMPA | External | Summer | B7 | 400 | 310 | 0 | 95.85 | 95.67 | 5 | 0
2030 | NE_2_RMPA | NE | RMPA | External | Summer | B8 | 500 | 310 | 310 | 90.57 | 95.67 | 5 | 0.1
2030 | NE_2_RMPA | NE | RMPA | External | Summer | B9 | 800 | 310 | 310 | 88.46 | 95.67 | 5 | 2.21
2030 | NE_2_RMPA | NE | RMPA | External | Summer | B10 | 1262 | 310 | 310 | 77.38 | 95.67 | 5 | 13.29
2030 | NE_2_RMPA | NE | RMPA | External | Winter | B16 | 25 | 310 | 310 | 81.07 | 102.01 | 5 | 15.94
2030 | NE_2_RMPA | NE | RMPA | External | Winter | B17 | 100 | 310 | 310 | 85.75 | 102.01 | 5 | 11.26
2030 | NE_2_RMPA | NE | RMPA | External | Winter | B18 | 400 | 310 | 54.45 | 88.02 | 93.02 | 5 | 0
2030 | NE_2_RMPA | NE | RMPA | External | Winter | B19 | 700 | 310 | 310 | 84.49 | 89.5 | 5 | 0.01
2030 | NE_2_RMPA | NE | RMPA | External | Winter | B20 | 935 | 310 | 0 | 81.06 | 83.91 | 5 | 0
2030 | NWPP_Coal_2_MAPP_US | NWPP_Coal | MAPP_US | External | Shoulder | B11 | 25 | 150 | 0 | 92.75 | 84.38 | 8 | 0
2030 | NWPP_Coal_2_MAPP_US | NWPP_Coal | MAPP_US | External | Shoulder | B12 | 200 | 150 | 0 | 92.75 | 80.34 | 8 | 0
2030 | NWPP_Coal_2_MAPP_US | NWPP_Coal | MAPP_US | External | Shoulder | B13 | 600 | 150 | 0 | 92.75 | 78.36 | 8 | 0
2030 | NWPP_Coal_2_MAPP_US | NWPP_Coal | MAPP_US | External | Shoulder | B14 | 900 | 150 | 0 | 92.75 | 65.44 | 8 | 0
2030 | NWPP_Coal_2_MAPP_US | NWPP_Coal | MAPP_US | External | Shoulder | B15 | 1203 | 150 | 0 | 92.75 | 64.11 | 8 | 0
2030 | NWPP_Coal_2_MAPP_US | NWPP_Coal | MAPP_US | External | Summer | B1 | 10 | 150 | 150 | 119.34 | 136.91 | 8 | 9.58
2030 | NWPP_Coal_2_MAPP_US | NWPP_Coal | MAPP_US | External | Summer | B2 | 25 | 150 | 150 | 103.9 | 134.53 | 8 | 22.63
2030 | NWPP_Coal_2_MAPP_US | NWPP_Coal | MAPP_US | External | Summer | B3 | 75 | 150 | 150 | 98.59 | 134.53 | 8 | 27.94
2030 | NWPP_Coal_2_MAPP_US | NWPP_Coal | MAPP_US | External | Summer | B4 | 100 | 150 | 150 | 98.59 | 133.87 | 8 | 27.28
2030 | NWPP_Coal_2_MAPP_US | NWPP_Coal | MAPP_US | External | Summer | B5 | 200 | 150 | 150 | 98.59 | 128.36 | 8 | 21.76
2030 | NWPP_Coal_2_MAPP_US | NWPP_Coal | MAPP_US | External | Summer | B6 | 300 | 150 | 0 | 98.59 | 97.08 | 8 | 0
2030 | NWPP_Coal_2_MAPP_US | NWPP_Coal | MAPP_US | External | Summer | B7 | 400 | 150 | 0 | 98.59 | 83.9 | 8 | 0
2030 | NWPP_Coal_2_MAPP_US | NWPP_Coal | MAPP_US | External | Summer | B8 | 500 | 150 | 0 | 98.59 | 78.74 | 8 | 0
2030 | NWPP_Coal_2_MAPP_US | NWPP_Coal | MAPP_US | External | Summer | B9 | 800 | 150 | 0 | 98.59 | 76.32 | 8 | 0
2030 | NWPP_Coal_2_MAPP_US | NWPP_Coal | MAPP_US | External | Summer | B10 | 1262 | 150 | 0 | 98.59 | 63.39 | 8 | 0
2030 | NWPP_Coal_2_MAPP_US | NWPP_Coal | MAPP_US | External | Winter | B16 | 25 | 150 | 0 | 97.37 | 67.07 | 8 | 0
2030 | NWPP_Coal_2_MAPP_US | NWPP_Coal | MAPP_US | External | Winter | B17 | 100 | 150 | 0 | 97.37 | 71.75 | 8 | 0
2030 | NWPP_Coal_2_MAPP_US | NWPP_Coal | MAPP_US | External | Winter | B18 | 400 | 150 | 0 | 97.37 | 74.03 | 8 | 0
2030 | NWPP_Coal_2_MAPP_US | NWPP_Coal | MAPP_US | External | Winter | B19 | 700 | 150 | 0 | 97.37 | 74.03 | 8 | 0
2030 | NWPP_Coal_2_MAPP_US | NWPP_Coal | MAPP_US | External | Winter | B20 | 935 | 150 | 0 | 97.37 | 67.07 | 8 | 0
2030 | RMPA_2_MAPP_US | RMPA | MAPP_US | External | Shoulder | B11 | 25 | 200 | 0 | 97.89 | 84.38 | 8 | 0
2030 | RMPA_2_MAPP_US | RMPA | MAPP_US | External | Shoulder | B12 | 200 | 200 | 0 | 93.51 | 80.34 | 8 | 0
2030 | RMPA_2_MAPP_US | RMPA | MAPP_US | External | Shoulder | B13 | 600 | 200 | 0 | 90.36 | 78.36 | 8 | 0
2030 | RMPA_2_MAPP_US | RMPA | MAPP_US | External | Shoulder | B14 | 900 | 200 | 0 | 84.59 | 65.44 | 8 | 0
2030 | RMPA_2_MAPP_US | RMPA | MAPP_US | External | Shoulder | B15 | 1203 | 200 | 0 | 84.59 | 64.11 | 8 | 0
2030 | RMPA_2_MAPP_US | RMPA | MAPP_US | External | Summer | B1 | 10 | 200 | 0 | 138.84 | 136.91 | 8 | 0
2030 | RMPA_2_MAPP_US | RMPA | MAPP_US | External | Summer | B2 | 25 | 200 | 0 | 138.15 | 134.53 | 8 | 0
2030 | RMPA_2_MAPP_US | RMPA | MAPP_US | External | Summer | B3 | 75 | 200 | 0 | 138.25 | 134.53 | 8 | 0
2030 | RMPA_2_MAPP_US | RMPA | MAPP_US | External | Summer | B4 | 100 | 200 | 0 | 129.94 | 133.87 | 8 | 0
2030 | RMPA_2_MAPP_US | RMPA | MAPP_US | External | Summer | B5 | 200 | 200 | 200 | 113.66 | 128.36 | 8 | 6.7
2030 | RMPA_2_MAPP_US | RMPA | MAPP_US | External | Summer | B6 | 300 | 200 | 0 | 96.08 | 97.08 | 8 | 0
2030 | RMPA_2_MAPP_US | RMPA | MAPP_US | External | Summer | B7 | 400 | 200 | 0 | 95.67 | 83.9 | 8 | 0
2030 | RMPA_2_MAPP_US | RMPA | MAPP_US | External | Summer | B8 | 500 | 200 | 0 | 95.67 | 78.74 | 8 | 0
2030 | RMPA_2_MAPP_US | RMPA | MAPP_US | External | Summer | B9 | 800 | 200 | 0 | 95.67 | 76.32 | 8 | 0
2030 | RMPA_2_MAPP_US | RMPA | MAPP_US | External | Summer | B10 | 1262 | 200 | 0 | 95.67 | 63.39 | 8 | 0
2030 | RMPA_2_MAPP_US | RMPA | MAPP_US | External | Winter | B16 | 25 | 200 | 0 | 102.01 | 67.07 | 8 | 0
2030 | RMPA_2_MAPP_US | RMPA | MAPP_US | External | Winter | B17 | 100 | 200 | 0 | 102.01 | 71.75 | 8 | 0
2030 | RMPA_2_MAPP_US | RMPA | MAPP_US | External | Winter | B18 | 400 | 200 | 0 | 93.02 | 74.03 | 8 | 0
2030 | RMPA_2_MAPP_US | RMPA | MAPP_US | External | Winter | B19 | 700 | 200 | 0 | 89.5 | 74.03 | 8 | 0
2030 | RMPA_2_MAPP_US | RMPA | MAPP_US | External | Winter | B20 | 935 | 200 | 0 | 83.91 | 67.07 | 8 | 0
2030 | RMPA_2_NE | RMPA | NE | External | Shoulder | B11 | 25 | 310 | 0 | 97.89 | 93.62 | 8 | 0
2030 | RMPA_2_NE | RMPA | NE | External | Shoulder | B12 | 200 | 310 | 0 | 93.51 | 88.51 | 8 | 0
2030 | RMPA_2_NE | RMPA | NE | External | Shoulder | B13 | 600 | 310 | 0 | 90.36 | 85.36 | 8 | 0
2030 | RMPA_2_NE | RMPA | NE | External | Shoulder | B14 | 900 | 310 | 0 | 84.59 | 79.11 | 8 | 0
2030 | RMPA_2_NE | RMPA | NE | External | Shoulder | B15 | 1203 | 310 | 0 | 84.59 | 78.11 | 8 | 0
2030 | RMPA_2_NE | RMPA | NE | External | Summer | B1 | 10 | 310 | 0 | 138.84 | 143.91 | 8 | 0
2030 | RMPA_2_NE | RMPA | NE | External | Summer | B2 | 25 | 310 | 175.28 | 138.15 | 146.15 | 8 | 0
2030 | RMPA_2_NE | RMPA | NE | External | Summer | B3 | 75 | 310 | 120.99 | 138.25 | 146.25 | 8 | 0
2030 | RMPA_2_NE | RMPA | NE | External | Summer | B4 | 100 | 310 | 310 | 129.94 | 140.87 | 8 | 2.94
2030 | RMPA_2_NE | RMPA | NE | External | Summer | B5 | 200 | 310 | 310 | 113.66 | 135.36 | 8 | 13.7
2030 | RMPA_2_NE | RMPA | NE | External | Summer | B6 | 300 | 310 | 134.63 | 96.08 | 104.08 | 8 | 0
2030 | RMPA_2_NE | RMPA | NE | External | Summer | B7 | 400 | 310 | 0 | 95.67 | 95.85 | 8 | 0
2030 | RMPA_2_NE | RMPA | NE | External | Summer | B8 | 500 | 310 | 0 | 95.67 | 90.57 | 8 | 0
2030 | RMPA_2_NE | RMPA | NE | External | Summer | B9 | 800 | 310 | 0 | 95.67 | 88.46 | 8 | 0
2030 | RMPA_2_NE | RMPA | NE | External | Summer | B10 | 1262 | 310 | 0 | 95.67 | 77.38 | 8 | 0
2030 | RMPA_2_NE | RMPA | NE | External | Winter | B16 | 25 | 310 | 0 | 102.01 | 81.07 | 8 | 0
2030 | RMPA_2_NE | RMPA | NE | External | Winter | B17 | 100 | 310 | 0 | 102.01 | 85.75 | 8 | 0
2030 | RMPA_2_NE | RMPA | NE | External | Winter | B18 | 400 | 310 | 0 | 93.02 | 88.02 | 8 | 0
2030 | RMPA_2_NE | RMPA | NE | External | Winter | B19 | 700 | 310 | 0 | 89.5 | 84.49 | 8 | 0
2030 | RMPA_2_NE | RMPA | NE | External | Winter | B20 | 935 | 310 | 0 | 83.91 | 81.06 | 8 | 0
2030 | RMPA_2_SPP_N | RMPA | SPP_N | External | Shoulder | B11 | 25 | 210 | 0 | 97.89 | 93.64 | 8 | 0
2030 | RMPA_2_SPP_N | RMPA | SPP_N | External | Shoulder | B12 | 200 | 210 | 0 | 93.51 | 88.53 | 8 | 0
2030 | RMPA_2_SPP_N | RMPA | SPP_N | External | Shoulder | B13 | 600 | 210 | 0 | 90.36 | 85.37 | 8 | 0
2030 | RMPA_2_SPP_N | RMPA | SPP_N | External | Shoulder | B14 | 900 | 210 | 0 | 84.59 | 79.44 | 8 | 0
2030 | RMPA_2_SPP_N | RMPA | SPP_N | External | Shoulder | B15 | 1203 | 210 | 0 | 84.59 | 78.11 | 8 | 0
2030 | RMPA_2_SPP_N | RMPA | SPP_N | External | Summer | B1 | 10 | 210 | 0 | 138.84 | 143.93 | 8 | 0
2030 | RMPA_2_SPP_N | RMPA | SPP_N | External | Summer | B2 | 25 | 210 | 210 | 138.15 | 146.16 | 8 | 0.01
2030 | RMPA_2_SPP_N | RMPA | SPP_N | External | Summer | B3 | 75 | 210 | 210 | 138.25 | 146.63 | 8 | 0.38
2030 | RMPA_2_SPP_N | RMPA | SPP_N | External | Summer | B4 | 100 | 210 | 210 | 129.94 | 140.89 | 8 | 2.95
2030 | RMPA_2_SPP_N | RMPA | SPP_N | External | Summer | B5 | 200 | 210 | 210 | 113.66 | 135.37 | 8 | 13.71
2030 | RMPA_2_SPP_N | RMPA | SPP_N | External | Summer | B6 | 300 | 210 | 210 | 96.08 | 104.09 | 8 | 0.01
2030 | RMPA_2_SPP_N | RMPA | SPP_N | External | Summer | B7 | 400 | 210 | 0 | 95.67 | 95.86 | 8 | 0
2030 | RMPA_2_SPP_N | RMPA | SPP_N | External | Summer | B8 | 500 | 210 | 0 | 95.67 | 90.58 | 8 | 0
2030 | RMPA_2_SPP_N | RMPA | SPP_N | External | Summer | B9 | 800 | 210 | 0 | 95.67 | 88.47 | 8 | 0
2030 | RMPA_2_SPP_N | RMPA | SPP_N | External | Summer | B10 | 1262 | 210 | 0 | 95.67 | 77.39 | 8 | 0
2030 | RMPA_2_SPP_N | RMPA | SPP_N | External | Winter | B16 | 25 | 210 | 0 | 102.01 | 88.03 | 8 | 0
2030 | RMPA_2_SPP_N | RMPA | SPP_N | External | Winter | B17 | 100 | 210 | 0 | 102.01 | 85.76 | 8 | 0
2030 | RMPA_2_SPP_N | RMPA | SPP_N | External | Winter | B18 | 400 | 210 | 0 | 93.02 | 88.03 | 8 | 0
2030 | RMPA_2_SPP_N | RMPA | SPP_N | External | Winter | B19 | 700 | 210 | 0 | 89.5 | 84.5 | 8 | 0
2030 | RMPA_2_SPP_N | RMPA | SPP_N | External | Winter | B20 | 935 | 210 | 0 | 83.91 | 81.07 | 8 | 0
2030 | SPP_N_2_RMPA | SPP_N | RMPA | External | Shoulder | B11 | 25 | 210 | 0 | 93.64 | 97.89 | 5 | 0
2030 | SPP_N_2_RMPA | SPP_N | RMPA | External | Shoulder | B12 | 200 | 210 | 0 | 88.53 | 93.51 | 5 | 0
2030 | SPP_N_2_RMPA | SPP_N | RMPA | External | Shoulder | B13 | 600 | 210 | 0 | 85.37 | 90.36 | 5 | 0
2030 | SPP_N_2_RMPA | SPP_N | RMPA | External | Shoulder | B14 | 900 | 210 | 210 | 79.44 | 84.59 | 5 | 0.15
2030 | SPP_N_2_RMPA | SPP_N | RMPA | External | Shoulder | B15 | 1203 | 210 | 210 | 78.11 | 84.59 | 5 | 1.48
2030 | SPP_N_2_RMPA | SPP_N | RMPA | External | Summer | B1 | 10 | 210 | 0 | 143.93 | 138.84 | 5 | 0
2030 | SPP_N_2_RMPA | SPP_N | RMPA | External | Summer | B2 | 25 | 210 | 0 | 146.16 | 138.15 | 5 | 0
2030 | SPP_N_2_RMPA | SPP_N | RMPA | External | Summer | B3 | 75 | 210 | 0 | 146.63 | 138.25 | 5 | 0
2030 | SPP_N_2_RMPA | SPP_N | RMPA | External | Summer | B4 | 100 | 210 | 0 | 140.89 | 129.94 | 5 | 0
2030 | SPP_N_2_RMPA | SPP_N | RMPA | External | Summer | B5 | 200 | 210 | 0 | 135.37 | 113.66 | 5 | 0
2030 | SPP_N_2_RMPA | SPP_N | RMPA | External | Summer | B6 | 300 | 210 | 0 | 104.09 | 96.08 | 5 | 0
2030 | SPP_N_2_RMPA | SPP_N | RMPA | External | Summer | B7 | 400 | 210 | 0 | 95.86 | 95.67 | 5 | 0
2030 | SPP_N_2_RMPA | SPP_N | RMPA | External | Summer | B8 | 500 | 210 | 210 | 90.58 | 95.67 | 5 | 0.09
2030 | SPP_N_2_RMPA | SPP_N | RMPA | External | Summer | B9 | 800 | 210 | 210 | 88.47 | 95.67 | 5 | 2.2
2030 | SPP_N_2_RMPA | SPP_N | RMPA | External | Summer | B10 | 1262 | 210 | 210 | 77.39 | 95.67 | 5 | 13.28
2030 | SPP_N_2_RMPA | SPP_N | RMPA | External | Winter | B16 | 25 | 210 | 210 | 88.03 | 102.01 | 5 | 8.98
2030 | SPP_N_2_RMPA | SPP_N | RMPA | External | Winter | B17 | 100 | 210 | 210 | 85.76 | 102.01 | 5 | 11.25
2030 | SPP_N_2_RMPA | SPP_N | RMPA | External | Winter | B18 | 400 | 210 | 0 | 88.03 | 93.02 | 5 | 0
2030 | SPP_N_2_RMPA | SPP_N | RMPA | External | Winter | B19 | 700 | 210 | 24.99 | 84.5 | 89.5 | 5 | 0
2030 | SPP_N_2_RMPA | SPP_N | RMPA | External | Winter | B20 | 935 | 210 | 0 | 81.07 | 83.91 | 5 | 0
2030 | SPP_S_2_ERCOT | SPP_S | ERCOT | External | Shoulder | B11 | 25 | 800 | 0 | 93.65 | 98.43 | 5 | 0
2030 | SPP_S_2_ERCOT | SPP_S | ERCOT | External | Shoulder | B12 | 200 | 800 | 0 | 88.54 | 90.07 | 5 | 0
2030 | SPP_S_2_ERCOT | SPP_S | ERCOT | External | Shoulder | B13 | 600 | 800 | 0 | 85.38 | 90.07 | 5 | 0
2030 | SPP_S_2_ERCOT | SPP_S | ERCOT | External | Shoulder | B14 | 900 | 800 | 800 | 78.1 | 90.07 | 5 | 6.97
2030 | SPP_S_2_ERCOT | SPP_S | ERCOT | External | Shoulder | B15 | 1203 | 800 | 0 | 78.1 | 78.02 | 5 | 0
2030 | SPP_S_2_ERCOT | SPP_S | ERCOT | External | Summer | B1 | 10 | 800 | 800 | 92.84 | 147.98 | 5 | 50.14
2030 | SPP_S_2_ERCOT | SPP_S | ERCOT | External | Summer | B2 | 25 | 800 | 800 | 128.95 | 147.98 | 5 | 14.04
2030 | SPP_S_2_ERCOT | SPP_S | ERCOT | External | Summer | B3 | 75 | 800 | 0 | 130.05 | 130.77 | 5 | 0
2030 | SPP_S_2_ERCOT | SPP_S | ERCOT | External | Summer | B4 | 100 | 800 | 0 | 128.95 | 130.77 | 5 | 0
2030 | SPP_S_2_ERCOT | SPP_S | ERCOT | External | Summer | B5 | 200 | 800 | 0 | 128.95 | 122.57 | 5 | 0
2030 | SPP_S_2_ERCOT | SPP_S | ERCOT | External | Summer | B6 | 300 | 800 | 0 | 104.09 | 96.92 | 5 | 0
2030 | SPP_S_2_ERCOT | SPP_S | ERCOT | External | Summer | B7 | 400 | 800 | 0 | 95.85 | 88.69 | 5 | 0
2030 | SPP_S_2_ERCOT | SPP_S | ERCOT | External | Summer | B8 | 500 | 800 | 0 | 90.57 | 88.69 | 5 | 0
2030 | SPP_S_2_ERCOT | SPP_S | ERCOT | External | Summer | B9 | 800 | 800 | 0 | 88.49 | 88.69 | 5 | 0
2030 | SPP_S_2_ERCOT | SPP_S | ERCOT | External | Summer | B10 | 1262 | 800 | 800 | 77.4 | 88.69 | 5 | 6.29
2030 | SPP_S_2_ERCOT | SPP_S | ERCOT | External | Winter | B16 | 25 | 800 | 301.12 | 88.04 | 93.04 | 5 | 0
2030 | SPP_S_2_ERCOT | SPP_S | ERCOT | External | Winter | B17 | 100 | 800 | 800 | 85.77 | 93.04 | 5 | 2.27
2030 | SPP_S_2_ERCOT | SPP_S | ERCOT | External | Winter | B18 | 400 | 800 | 496.37 | 88.04 | 93.04 | 5 | 0
2030 | SPP_S_2_ERCOT | SPP_S | ERCOT | External | Winter | B19 | 700 | 800 | 800 | 84.51 | 93.04 | 5 | 3.53
2030 | SPP_S_2_ERCOT | SPP_S | ERCOT | External | Winter | B20 | 935 | 800 | 0 | 80.95 | 80.74 | 5 | 0
2035 | AZ_NM_SNV_Coal_2_SPP_S | AZ_NM_SNV_Coal | SPP_S | External | Shoulder | B11 | 25 | 400 | 400 | 126.33 | 136.15 | 8.17 | 1.65
2035 | AZ_NM_SNV_Coal_2_SPP_S | AZ_NM_SNV_Coal | SPP_S | External | Shoulder | B12 | 200 | 400 | 0 | 118.18 | 118.12 | 8.17 | 0
2035 | AZ_NM_SNV_Coal_2_SPP_S | AZ_NM_SNV_Coal | SPP_S | External | Shoulder | B13 | 600 | 400 | 0 | 116.24 | 117.21 | 8.17 | 0
2035 | AZ_NM_SNV_Coal_2_SPP_S | AZ_NM_SNV_Coal | SPP_S | External | Shoulder | B14 | 900 | 400 | 0 | 113.66 | 112.39 | 8.17 | 0
2035 | AZ_NM_SNV_Coal_2_SPP_S | AZ_NM_SNV_Coal | SPP_S | External | Shoulder | B15 | 1203 | 400 | 0 | 110 | 105.63 | 8.17 | 0
2035 | AZ_NM_SNV_Coal_2_SPP_S | AZ_NM_SNV_Coal | SPP_S | External | Summer | B1 | 10 | 400 | 0 | 193.65 | 134.62 | 8.17 | 0
2035 | AZ_NM_SNV_Coal_2_SPP_S | AZ_NM_SNV_Coal | SPP_S | External | Summer | B2 | 25 | 400 | 0 | 193.65 | 196.29 | 8.17 | 0
2035 | AZ_NM_SNV_Coal_2_SPP_S | AZ_NM_SNV_Coal | SPP_S | External | Summer | B3 | 75 | 400 | 400 | 168.42 | 196.29 | 8.17 | 19.71
2035 | AZ_NM_SNV_Coal_2_SPP_S | AZ_NM_SNV_Coal | SPP_S | External | Summer | B4 | 100 | 400 | 400 | 144.47 | 186.97 | 8.17 | 34.34
2035 | AZ_NM_SNV_Coal_2_SPP_S | AZ_NM_SNV_Coal | SPP_S | External | Summer | B5 | 200 | 400 | 400 | 136.32 | 145.78 | 8.17 | 1.3
2035 | AZ_NM_SNV_Coal_2_SPP_S | AZ_NM_SNV_Coal | SPP_S | External | Summer | B6 | 300 | 400 | 0 | 136.32 | 139.53 | 8.17 | 0
2035 | AZ_NM_SNV_Coal_2_SPP_S | AZ_NM_SNV_Coal | SPP_S | External | Summer | B7 | 400 | 400 | 0 | 136.32 | 134.62 | 8.17 | 0
2035 | AZ_NM_SNV_Coal_2_SPP_S | AZ_NM_SNV_Coal | SPP_S | External | Summer | B8 | 500 | 400 | 0 | 136.32 | 134.31 | 8.17 | 0
2035 | AZ_NM_SNV_Coal_2_SPP_S | AZ_NM_SNV_Coal | SPP_S | External | Summer | B9 | 800 | 400 | 0 | 136.32 | 116.61 | 8.17 | 0
2035 | AZ_NM_SNV_Coal_2_SPP_S | AZ_NM_SNV_Coal | SPP_S | External | Summer | B10 | 1262 | 400 | 0 | 122.5 | 112.77 | 8.17 | 0
2035 | AZ_NM_SNV_Coal_2_SPP_S | AZ_NM_SNV_Coal | SPP_S | External | Winter | B16 | 25 | 400 | 0 | 126.33 | 121.44 | 8.17 | 0
2035 | AZ_NM_SNV_Coal_2_SPP_S | AZ_NM_SNV_Coal | SPP_S | External | Winter | B17 | 100 | 400 | 0 | 118.18 | 120.41 | 8.17 | 0
2035 | AZ_NM_SNV_Coal_2_SPP_S | AZ_NM_SNV_Coal | SPP_S | External | Winter | B18 | 400 | 400 | 0 | 118.18 | 120.41 | 8.17 | 0
2035 | AZ_NM_SNV_Coal_2_SPP_S | AZ_NM_SNV_Coal | SPP_S | External | Winter | B19 | 700 | 400 | 0 | 118.18 | 115.48 | 8.17 | 0
2035 | AZ_NM_SNV_Coal_2_SPP_S | AZ_NM_SNV_Coal | SPP_S | External | Winter | B20 | 935 | 400 | 0 | 106.23 | 112.87 | 8.17 | 0
2035 | ERCOT_2_SPP_S | ERCOT | SPP_S | External | Shoulder | B11 | 25 | 800 | 0 | 136.08 | 136.15 | 8 | 0
2035 | ERCOT_2_SPP_S | ERCOT | SPP_S | External | Shoulder | B12 | 200 | 800 | 0 | 136.08 | 118.12 | 8 | 0
2035 | ERCOT_2_SPP_S | ERCOT | SPP_S | External | Shoulder | B13 | 600 | 800 | 0 | 117.14 | 117.21 | 8 | 0
2035 | ERCOT_2_SPP_S | ERCOT | SPP_S | External | Shoulder | B14 | 900 | 800 | 0 | 117.14 | 112.39 | 8 | 0
2035 | ERCOT_2_SPP_S | ERCOT | SPP_S | External | Shoulder | B15 | 1203 | 800 | 0 | 111.88 | 105.63 | 8 | 0
2035 | ERCOT_2_SPP_S | ERCOT | SPP_S | External | Summer | B1 | 10 | 800 | 0 | 222.14 | 134.62 | 8 | 0
2035 | ERCOT_2_SPP_S | ERCOT | SPP_S | External | Summer | B2 | 25 | 800 | 0 | 222.14 | 196.29 | 8 | 0
2035 | ERCOT_2_SPP_S | ERCOT | SPP_S | External | Summer | B3 | 75 | 800 | 670.77 | 188.29 | 196.29 | 8 | 0
2035 | ERCOT_2_SPP_S | ERCOT | SPP_S | External | Summer | B4 | 100 | 800 | 800 | 134.52 | 186.97 | 8 | 44.46
2035 | ERCOT_2_SPP_S | ERCOT | SPP_S | External | Summer | B5 | 200 | 800 | 800 | 134.52 | 145.78 | 8 | 3.26
2035 | ERCOT_2_SPP_S | ERCOT | SPP_S | External | Summer | B6 | 300 | 800 | 0 | 134.52 | 139.53 | 8 | 0
2035 | ERCOT_2_SPP_S | ERCOT | SPP_S | External | Summer | B7 | 400 | 800 | 0 | 134.52 | 134.62 | 8 | 0
2035 | ERCOT_2_SPP_S | ERCOT | SPP_S | External | Summer | B8 | 500 | 800 | 0 | 134.52 | 134.31 | 8 | 0
2035 | ERCOT_2_SPP_S | ERCOT | SPP_S | External | Summer | B9 | 800 | 800 | 0 | 115.82 | 116.61 | 8 | 0
2035 | ERCOT_2_SPP_S | ERCOT | SPP_S | External | Summer | B10 | 1262 | 800 | 0 | 115.82 | 112.77 | 8 | 0
2035 | ERCOT_2_SPP_S | ERCOT | SPP_S | External | Winter | B16 | 25 | 800 | 0 | 139.35 | 121.44 | 8 | 0
2035 | ERCOT_2_SPP_S | ERCOT | SPP_S | External | Winter | B17 | 100 | 800 | 0 | 139.35 | 120.41 | 8 | 0
2035 | ERCOT_2_SPP_S | ERCOT | SPP_S | External | Winter | B18 | 400 | 800 | 0 | 119.92 | 120.41 | 8 | 0
2035 | ERCOT_2_SPP_S | ERCOT | SPP_S | External | Winter | B19 | 700 | 800 | 0 | 119.92 | 115.48 | 8 | 0
2035 | ERCOT_2_SPP_S | ERCOT | SPP_S | External | Winter | B20 | 935 | 800 | 0 | 109.28 | 112.87 | 8 | 0
2035 | MAPP_US_2_RMPA | MAPP_US | RMPA | External | Shoulder | B11 | 25 | 200 | 0 | 128.07 | 120.07 | 8 | 0
2035 | MAPP_US_2_RMPA | MAPP_US | RMPA | External | Shoulder | B12 | 200 | 200 | 145.79 | 111.75 | 119.75 | 8 | 0
2035 | MAPP_US_2_RMPA | MAPP_US | RMPA | External | Shoulder | B13 | 600 | 200 | 200 | 109.28 | 118.47 | 8 | 1.19
2035 | MAPP_US_2_RMPA | MAPP_US | RMPA | External | Shoulder | B14 | 900 | 200 | 200 | 107.77 | 117.39 | 8 | 1.61
2035 | MAPP_US_2_RMPA | MAPP_US | RMPA | External | Shoulder | B15 | 1203 | 200 | 200 | 92.57 | 111.56 | 8 | 10.99
2035 | MAPP_US_2_RMPA | MAPP_US | RMPA | External | Summer | B1 | 10 | 200 | 0 | 210.26 | 211.95 | 8 | 0
2035 | MAPP_US_2_RMPA | MAPP_US | RMPA | External | Summer | B2 | 25 | 200 | 0 | 206.76 | 201.94 | 8 | 0
2035 | MAPP_US_2_RMPA | MAPP_US | RMPA | External | Summer | B3 | 75 | 200 | 0 | 206.66 | 203.29 | 8 | 0
2035 | MAPP_US_2_RMPA | MAPP_US | RMPA | External | Summer | B4 | 100 | 200 | 0 | 192.97 | 159.38 | 8 | 0
2035 | MAPP_US_2_RMPA | MAPP_US | RMPA | External | Summer | B5 | 200 | 200 | 0 | 152.48 | 144.48 | 8 | 0
2035 | MAPP_US_2_RMPA | MAPP_US | RMPA | External | Summer | B6 | 300 | 200 | 200 | 135.6 | 143.92 | 8 | 0.32
2035 | MAPP_US_2_RMPA | MAPP_US | RMPA | External | Summer | B7 | 400 | 200 | 200 | 127.23 | 143.32 | 8 | 8.09
2035 | MAPP_US_2_RMPA | MAPP_US | RMPA | External | Summer | B8 | 500 | 200 | 200 | 112.92 | 128.15 | 8 | 7.24
2035 | MAPP_US_2_RMPA | MAPP_US | RMPA | External | Summer | B9 | 800 | 200 | 200 | 106.4 | 121.59 | 8 | 7.19
2035 | MAPP_US_2_RMPA | MAPP_US | RMPA | External | Summer | B10 | 1262 | 200 | 200 | 98.76 | 117.76 | 8 | 11
2035 | MAPP_US_2_RMPA | MAPP_US | RMPA | External | Winter | B16 | 25 | 200 | 200 | 107.42 | 126.43 | 8 | 11.01
2035 | MAPP_US_2_RMPA | MAPP_US | RMPA | External | Winter | B17 | 100 | 200 | 200 | 106.39 | 123.49 | 8 | 9.1
2035 | MAPP_US_2_RMPA | MAPP_US | RMPA | External | Winter | B18 | 400 | 200 | 200 | 110.89 | 123.37 | 8 | 4.48
2035 | MAPP_US_2_RMPA | MAPP_US | RMPA | External | Winter | B19 | 700 | 200 | 200 | 110.89 | 123.37 | 8 | 4.48
2035 | MAPP_US_2_RMPA | MAPP_US | RMPA | External | Winter | B20 | 935 | 200 | 0 | 98.87 | 104.87 | 8 | 0
2035 | NE_2_RMPA | NE | RMPA | External | Shoulder | B11 | 25 | 310 | 0 | 136.13 | 120.07 | 5 | 0
2035 | NE_2_RMPA | NE | RMPA | External | Shoulder | B12 | 200 | 310 | 0 | 118.75 | 119.75 | 5 | 0
2035 | NE_2_RMPA | NE | RMPA | External | Shoulder | B13 | 600 | 310 | 0 | 117.56 | 118.47 | 5 | 0
2035 | NE_2_RMPA | NE | RMPA | External | Shoulder | B14 | 900 | 310 | 0 | 117.56 | 117.39 | 5 | 0
2035 | NE_2_RMPA | NE | RMPA | External | Shoulder | B15 | 1203 | 310 | 0 | 106.57 | 111.56 | 5 | 0
2035 | NE_2_RMPA | NE | RMPA | External | Summer | B1 | 10 | 310 | 0 | 220.32 | 211.95 | 5 | 0
2035 | NE_2_RMPA | NE | RMPA | External | Summer | B2 | 25 | 310 | 0 | 220.32 | 201.94 | 5 | 0
2035 | NE_2_RMPA | NE | RMPA | External | Summer | B3 | 75 | 310 | 0 | 220.32 | 203.29 | 5 | 0
2035 | NE_2_RMPA | NE | RMPA | External | Summer | B4 | 100 | 310 | 0 | 199.97 | 159.38 | 5 | 0
2035 | NE_2_RMPA | NE | RMPA | External | Summer | B5 | 200 | 310 | 0 | 159.48 | 144.48 | 5 | 0
2035 | NE_2_RMPA | NE | RMPA | External | Summer | B6 | 300 | 310 | 0 | 146.03 | 143.92 | 5 | 0
2035 | NE_2_RMPA | NE | RMPA | External | Summer | B7 | 400 | 310 | 173.86 | 138.32 | 143.32 | 5 | 0
2035 | NE_2_RMPA | NE | RMPA | External | Summer | B8 | 500 | 310 | 267.1 | 123.15 | 128.15 | 5 | 0
2035 | NE_2_RMPA | NE | RMPA | External | Summer | B9 | 800 | 310 | 220.16 | 116.59 | 121.59 | 5 | 0
2035 | NE_2_RMPA | NE | RMPA | External | Summer | B10 | 1262 | 310 | 55.17 | 112.76 | 117.76 | 5 | 0
2035 | NE_2_RMPA | NE | RMPA | External | Winter | B16 | 25 | 310 | 310 | 121.42 | 126.43 | 5 | 0.01
2035 | NE_2_RMPA | NE | RMPA | External | Winter | B17 | 100 | 310 | 0 | 120.39 | 123.49 | 5 | 0
2035 | NE_2_RMPA | NE | RMPA | External | Winter | B18 | 400 | 310 | 0 | 120.83 | 123.37 | 5 | 0
2035 | NE_2_RMPA | NE | RMPA | External | Winter | B19 | 700 | 310 | 0 | 120.83 | 123.37 | 5 | 0
2035 | NE_2_RMPA | NE | RMPA | External | Winter | B20 | 935 | 310 | 0 | 112.87 | 104.87 | 5 | 0
2035 | NWPP_Coal_2_MAPP_US | NWPP_Coal | MAPP_US | External | Shoulder | B11 | 25 | 150 | 150 | 118.17 | 128.07 | 8 | 1.9
2035 | NWPP_Coal_2_MAPP_US | NWPP_Coal | MAPP_US | External | Shoulder | B12 | 200 | 150 | 0 | 118.17 | 111.75 | 8 | 0
2035 | NWPP_Coal_2_MAPP_US | NWPP_Coal | MAPP_US | External | Shoulder | B13 | 600 | 150 | 0 | 118.17 | 109.28 | 8 | 0
2035 | NWPP_Coal_2_MAPP_US | NWPP_Coal | MAPP_US | External | Shoulder | B14 | 900 | 150 | 0 | 118.17 | 107.77 | 8 | 0
2035 | NWPP_Coal_2_MAPP_US | NWPP_Coal | MAPP_US | External | Shoulder | B15 | 1203 | 150 | 0 | 118.17 | 92.57 | 8 | 0
2035 | NWPP_Coal_2_MAPP_US | NWPP_Coal | MAPP_US | External | Summer | B1 | 10 | 150 | 150 | 142.58 | 210.26 | 8 | 59.67
2035 | NWPP_Coal_2_MAPP_US | NWPP_Coal | MAPP_US | External | Summer | B2 | 25 | 150 | 150 | 136.31 | 206.76 | 8 | 62.45
2035 | NWPP_Coal_2_MAPP_US | NWPP_Coal | MAPP_US | External | Summer | B3 | 75 | 150 | 150 | 136.31 | 206.66 | 8 | 62.36
2035 | NWPP_Coal_2_MAPP_US | NWPP_Coal | MAPP_US | External | Summer | B4 | 100 | 150 | 150 | 136.31 | 192.97 | 8 | 48.67
2035 | NWPP_Coal_2_MAPP_US | NWPP_Coal | MAPP_US | External | Summer | B5 | 200 | 150 | 150 | 136.31 | 152.48 | 8 | 8.18
2035 | NWPP_Coal_2_MAPP_US | NWPP_Coal | MAPP_US | External | Summer | B6 | 300 | 150 | 0 | 136.31 | 135.6 | 8 | 0
2035 | NWPP_Coal_2_MAPP_US | NWPP_Coal | MAPP_US | External | Summer | B7 | 400 | 150 | 0 | 136.31 | 127.23 | 8 | 0
2035 | NWPP_Coal_2_MAPP_US | NWPP_Coal | MAPP_US | External | Summer | B8 | 500 | 150 | 0 | 136.31 | 112.92 | 8 | 0
2035 | NWPP_Coal_2_MAPP_US | NWPP_Coal | MAPP_US | External | Summer | B9 | 800 | 150 | 0 | 136.31 | 106.4 | 8 | 0
2035 | NWPP_Coal_2_MAPP_US | NWPP_Coal | MAPP_US | External | Summer | B10 | 1262 | 150 | 0 | 136.31 | 98.76 | 8 | 0
2035 | NWPP_Coal_2_MAPP_US | NWPP_Coal | MAPP_US | External | Winter | B16 | 25 | 150 | 0 | 118.17 | 107.42 | 8 | 0
2035 | NWPP_Coal_2_MAPP_US | NWPP_Coal | MAPP_US | External | Winter | B17 | 100 | 150 | 0 | 118.17 | 106.39 | 8 | 0
2035 | NWPP_Coal_2_MAPP_US | NWPP_Coal | MAPP_US | External | Winter | B18 | 400 | 150 | 0 | 118.17 | 110.89 | 8 | 0
2035 | NWPP_Coal_2_MAPP_US | NWPP_Coal | MAPP_US | External | Winter | B19 | 700 | 150 | 0 | 118.17 | 110.89 | 8 | 0
2035 | NWPP_Coal_2_MAPP_US | NWPP_Coal | MAPP_US | External | Winter | B20 | 935 | 150 | 0 | 118.17 | 98.87 | 8 | 0
2035 | RMPA_2_MAPP_US | RMPA | MAPP_US | External | Shoulder | B11 | 25 | 200 | 168.1 | 120.07 | 128.07 | 8 | 0
2035 | RMPA_2_MAPP_US | RMPA | MAPP_US | External | Shoulder | B12 | 200 | 200 | 0 | 119.75 | 111.75 | 8 | 0
2035 | RMPA_2_MAPP_US | RMPA | MAPP_US | External | Shoulder | B13 | 600 | 200 | 0 | 118.47 | 109.28 | 8 | 0
2035 | RMPA_2_MAPP_US | RMPA | MAPP_US | External | Shoulder | B14 | 900 | 200 | 0 | 117.39 | 107.77 | 8 | 0
2035 | RMPA_2_MAPP_US | RMPA | MAPP_US | External | Shoulder | B15 | 1203 | 200 | 0 | 111.56 | 92.57 | 8 | 0
2035 | RMPA_2_MAPP_US | RMPA | MAPP_US | External | Summer | B1 | 10 | 200 | 0 | 211.95 | 210.26 | 8 | 0
2035 | RMPA_2_MAPP_US | RMPA | MAPP_US | External | Summer | B2 | 25 | 200 | 0 | 201.94 | 206.76 | 8 | 0
2035 | RMPA_2_MAPP_US | RMPA | MAPP_US | External | Summer | B3 | 75 | 200 | 0 | 203.29 | 206.66 | 8 | 0
2035 | RMPA_2_MAPP_US | RMPA | MAPP_US | External | Summer | B4 | 100 | 200 | 200 | 159.38 | 192.97 | 8 | 25.59
2035 | RMPA_2_MAPP_US | RMPA | MAPP_US | External | Summer | B5 | 200 | 200 | 79.84 | 144.48 | 152.48 | 8 | 0
2035 | RMPA_2_MAPP_US | RMPA | MAPP_US | External | Summer | B6 | 300 | 200 | 0 | 143.92 | 135.6 | 8 | 0
2035 | RMPA_2_MAPP_US | RMPA | MAPP_US | External | Summer | B7 | 400 | 200 | 0 | 143.32 | 127.23 | 8 | 0
2035 | RMPA_2_MAPP_US | RMPA | MAPP_US | External | Summer | B8 | 500 | 200 | 0 | 128.15 | 112.92 | 8 | 0
2035 | RMPA_2_MAPP_US | RMPA | MAPP_US | External | Summer | B9 | 800 | 200 | 0 | 121.59 | 106.4 | 8 | 0
2035 | RMPA_2_MAPP_US | RMPA | MAPP_US | External | Summer | B10 | 1262 | 200 | 0 | 117.76 | 98.76 | 8 | 0
2035 | RMPA_2_MAPP_US | RMPA | MAPP_US | External | Winter | B16 | 25 | 200 | 0 | 126.43 | 107.42 | 8 | 0
2035 | RMPA_2_MAPP_US | RMPA | MAPP_US | External | Winter | B17 | 100 | 200 | 0 | 123.49 | 106.39 | 8 | 0
2035 | RMPA_2_MAPP_US | RMPA | MAPP_US | External | Winter | B18 | 400 | 200 | 0 | 123.37 | 110.89 | 8 | 0
2035 | RMPA_2_MAPP_US | RMPA | MAPP_US | External | Winter | B19 | 700 | 200 | 0 | 123.37 | 110.89 | 8 | 0
2035 | RMPA_2_MAPP_US | RMPA | MAPP_US | External | Winter | B20 | 935 | 200 | 0 | 104.87 | 98.87 | 8 | 0
2035 | RMPA_2_NE | RMPA | NE | External | Shoulder | B11 | 25 | 310 | 310 | 120.07 | 136.13 | 8 | 8.06
2035 | RMPA_2_NE | RMPA | NE | External | Shoulder | B12 | 200 | 310 | 0 | 119.75 | 118.75 | 8 | 0
2035 | RMPA_2_NE | RMPA | NE | External | Shoulder | B13 | 600 | 310 | 0 | 118.47 | 117.56 | 8 | 0
2035 | RMPA_2_NE | RMPA | NE | External | Shoulder | B14 | 900 | 310 | 0 | 117.39 | 117.56 | 8 | 0
2035 | RMPA_2_NE | RMPA | NE | External | Shoulder | B15 | 1203 | 310 | 0 | 111.56 | 106.57 | 8 | 0
2035 | RMPA_2_NE | RMPA | NE | External | Summer | B1 | 10 | 310 | 310 | 211.95 | 220.32 | 8 | 0.37
2035 | RMPA_2_NE | RMPA | NE | External | Summer | B2 | 25 | 310 | 310 | 201.94 | 220.32 | 8 | 10.38
2035 | RMPA_2_NE | RMPA | NE | External | Summer | B3 | 75 | 310 | 310 | 203.29 | 220.32 | 8 | 9.03
2035 | RMPA_2_NE | RMPA | NE | External | Summer | B4 | 100 | 310 | 310 | 159.38 | 199.97 | 8 | 32.59
2035 | RMPA_2_NE | RMPA | NE | External | Summer | B5 | 200 | 310 | 310 | 144.48 | 159.48 | 8 | 7
2035 | RMPA_2_NE | RMPA | NE | External | Summer | B6 | 300 | 310 | 0 | 143.92 | 146.03 | 8 | 0
2035 | RMPA_2_NE | RMPA | NE | External | Summer | B7 | 400 | 310 | 0 | 143.32 | 138.32 | 8 | 0
2035 | RMPA_2_NE | RMPA | NE | External | Summer | B8 | 500 | 310 | 0 | 128.15 | 123.15 | 8 | 0
2035 | RMPA_2_NE | RMPA | NE | External | Summer | B9 | 800 | 310 | 0 | 121.59 | 116.59 | 8 | 0
2035 | RMPA_2_NE | RMPA | NE | External | Summer | B10 | 1262 | 310 | 0 | 117.76 | 112.76 | 8 | 0
2035 | RMPA_2_NE | RMPA | NE | External | Winter | B16 | 25 | 310 | 0 | 126.43 | 121.42 | 8 | 0
2035 | RMPA_2_NE | RMPA | NE | External | Winter | B17 | 100 | 310 | 0 | 123.49 | 120.39 | 8 | 0
2035 | RMPA_2_NE | RMPA | NE | External | Winter | B18 | 400 | 310 | 0 | 123.37 | 120.83 | 8 | 0
2035 | RMPA_2_NE | RMPA | NE | External | Winter | B19 | 700 | 310 | 0 | 123.37 | 120.83 | 8 | 0
2035 | RMPA_2_NE | RMPA | NE | External | Winter | B20 | 935 | 310 | 39.56 | 104.87 | 112.87 | 8 | 0
2035 | RMPA_2_SPP_N | RMPA | SPP_N | External | Shoulder | B11 | 25 | 210 | 210 | 120.07 | 136.14 | 8 | 8.07
2035 | RMPA_2_SPP_N | RMPA | SPP_N | External | Shoulder | B12 | 200 | 210 | 0 | 119.75 | 118.11 | 8 | 0
2035 | RMPA_2_SPP_N | RMPA | SPP_N | External | Shoulder | B13 | 600 | 210 | 0 | 118.47 | 117.19 | 8 | 0
2035 | RMPA_2_SPP_N | RMPA | SPP_N | External | Shoulder | B14 | 900 | 210 | 0 | 117.39 | 112.39 | 8 | 0
2035 | RMPA_2_SPP_N | RMPA | SPP_N | External | Shoulder | B15 | 1203 | 210 | 0 | 111.56 | 106.56 | 8 | 0
2035 | RMPA_2_SPP_N | RMPA | SPP_N | External | Summer | B1 | 10 | 210 | 0 | 211.95 | 212.26 | 8 | 0
2035 | RMPA_2_SPP_N | RMPA | SPP_N | External | Summer | B2 | 25 | 210 | 142.96 | 201.94 | 209.94 | 8 | 0
2035 | RMPA_2_SPP_N | RMPA | SPP_N | External | Summer | B3 | 75 | 210 | 88.68 | 203.29 | 211.29 | 8 | 0
2035 | RMPA_2_SPP_N | RMPA | SPP_N | External | Summer | B4 | 100 | 210 | 210 | 159.38 | 194.97 | 8 | 27.59
2035 | RMPA_2_SPP_N | RMPA | SPP_N | External | Summer | B5 | 200 | 210 | 210 | 144.48 | 154.47 | 8 | 1.99
2035 | RMPA_2_SPP_N | RMPA | SPP_N | External | Summer | B6 | 300 | 210 | 0 | 143.92 | 139.52 | 8 | 0
2035 | RMPA_2_SPP_N | RMPA | SPP_N | External | Summer | B7 | 400 | 210 | 0 | 143.32 | 134.61 | 8 | 0
2035 | RMPA_2_SPP_N | RMPA | SPP_N | External | Summer | B8 | 500 | 210 | 0 | 128.15 | 123.15 | 8 | 0
2035 | RMPA_2_SPP_N | RMPA | SPP_N | External | Summer | B9 | 800 | 210 | 0 | 121.59 | 116.6 | 8 | 0
2035 | RMPA_2_SPP_N | RMPA | SPP_N | External | Summer | B10 | 1262 | 210 | 0 | 117.76 | 112.76 | 8 | 0
2035 | RMPA_2_SPP_N | RMPA | SPP_N | External | Winter | B16 | 25 | 210 | 0 | 126.43 | 121.43 | 8 | 0
2035 | RMPA_2_SPP_N | RMPA | SPP_N | External | Winter | B17 | 100 | 210 | 0 | 123.49 | 120.39 | 8 | 0
2035 | RMPA_2_SPP_N | RMPA | SPP_N | External | Winter | B18 | 400 | 210 | 0 | 123.37 | 120.39 | 8 | 0
2035 | RMPA_2_SPP_N | RMPA | SPP_N | External | Winter | B19 | 700 | 210 | 0 | 123.37 | 115.46 | 8 | 0
2035 | RMPA_2_SPP_N | RMPA | SPP_N | External | Winter | B20 | 935 | 210 | 0 | 104.87 | 112.86 | 8 | 0
2035 | SPP_N_2_RMPA | SPP_N | RMPA | External | Shoulder | B11 | 25 | 210 | 0 | 136.14 | 120.07 | 5 | 0
2035 | SPP_N_2_RMPA | SPP_N | RMPA | External | Shoulder | B12 | 200 | 210 | 0 | 118.11 | 119.75 | 5 | 0
2035 | SPP_N_2_RMPA | SPP_N | RMPA | External | Shoulder | B13 | 600 | 210 | 0 | 117.19 | 118.47 | 5 | 0
2035 | SPP_N_2_RMPA | SPP_N | RMPA | External | Shoulder | B14 | 900 | 210 | 180.23 | 112.39 | 117.39 | 5 | 0
2035 | SPP_N_2_RMPA | SPP_N | RMPA | External | Shoulder | B15 | 1203 | 210 | 51.59 | 106.56 | 111.56 | 5 | 0
2035 | SPP_N_2_RMPA | SPP_N | RMPA | External | Summer | B1 | 10 | 210 | 0 | 212.26 | 211.95 | 5 | 0
2035 | SPP_N_2_RMPA | SPP_N | RMPA | External | Summer | B2 | 25 | 210 | 0 | 209.94 | 201.94 | 5 | 0
2035 | SPP_N_2_RMPA | SPP_N | RMPA | External | Summer | B3 | 75 | 210 | 0 | 211.29 | 203.29 | 5 | 0
2035 | SPP_N_2_RMPA | SPP_N | RMPA | External | Summer | B4 | 100 | 210 | 0 | 194.97 | 159.38 | 5 | 0
2035 | SPP_N_2_RMPA | SPP_N | RMPA | External | Summer | B5 | 200 | 210 | 0 | 154.47 | 144.48 | 5 | 0
2035 | SPP_N_2_RMPA | SPP_N | RMPA | External | Summer | B6 | 300 | 210 | 0 | 139.52 | 143.92 | 5 | 0
2035 | SPP_N_2_RMPA | SPP_N | RMPA | External | Summer | B7 | 400 | 210 | 210 | 134.61 | 143.32 | 5 | 3.71
2035 | SPP_N_2_RMPA | SPP_N | RMPA | External | Summer | B8 | 500 | 210 | 197.67 | 123.15 | 128.15 | 5 | 0
2035 | SPP_N_2_RMPA | SPP_N | RMPA | External | Summer | B9 | 800 | 210 | 0 | 116.6 | 121.59 | 5 | 0
2035 | SPP_N_2_RMPA | SPP_N | RMPA | External | Summer | B10 | 1262 | 210 | 60.11 | 112.76 | 117.76 | 5 | 0
2035 | SPP_N_2_RMPA | SPP_N | RMPA | External | Winter | B16 | 25 | 210 | 153.7 | 121.43 | 126.43 | 5 | 0
2035 | SPP_N_2_RMPA | SPP_N | RMPA | External | Winter | B17 | 100 | 210 | 0 | 120.39 | 123.49 | 5 | 0
2035 | SPP_N_2_RMPA | SPP_N | RMPA | External | Winter | B18 | 400 | 210 | 0 | 120.39 | 123.37 | 5 | 0
2035 | SPP_N_2_RMPA | SPP_N | RMPA | External | Winter | B19 | 700 | 210 | 210 | 115.46 | 123.37 | 5 | 2.9
2035 | SPP_N_2_RMPA | SPP_N | RMPA | External | Winter | B20 | 935 | 210 | 0 | 112.86 | 104.87 | 5 | 0
2035 | SPP_S_2_ERCOT | SPP_S | ERCOT | External | Shoulder | B11 | 25 | 800 | 0 | 136.15 | 136.08 | 5 | 0
2035 | SPP_S_2_ERCOT | SPP_S | ERCOT | External | Shoulder | B12 | 200 | 800 | 800 | 118.12 | 136.08 | 5 | 12.96
2035 | SPP_S_2_ERCOT | SPP_S | ERCOT | External | Shoulder | B13 | 600 | 800 | 0 | 117.21 | 117.14 | 5 | 0
2035 | SPP_S_2_ERCOT | SPP_S | ERCOT | External | Shoulder | B14 | 900 | 800 | 0 | 112.39 | 117.14 | 5 | 0
2035 | SPP_S_2_ERCOT | SPP_S | ERCOT | External | Shoulder | B15 | 1203 | 800 | 800 | 105.63 | 111.88 | 5 | 1.25
2035 | SPP_S_2_ERCOT | SPP_S | ERCOT | External | Summer | B1 | 10 | 800 | 800 | 134.62 | 222.14 | 5 | 82.52
2035 | SPP_S_2_ERCOT | SPP_S | ERCOT | External | Summer | B2 | 25 | 800 | 800 | 196.29 | 222.14 | 5 | 20.84
2035 | SPP_S_2_ERCOT | SPP_S | ERCOT | External | Summer | B3 | 75 | 800 | 0 | 196.29 | 188.29 | 5 | 0
2035 | SPP_S_2_ERCOT | SPP_S | ERCOT | External | Summer | B4 | 100 | 800 | 0 | 186.97 | 134.52 | 5 | 0
2035 | SPP_S_2_ERCOT | SPP_S | ERCOT | External | Summer | B5 | 200 | 800 | 0 | 145.78 | 134.52 | 5 | 0
2035 | SPP_S_2_ERCOT | SPP_S | ERCOT | External | Summer | B6 | 300 | 800 | 0 | 139.53 | 134.52 | 5 | 0
2035 | SPP_S_2_ERCOT | SPP_S | ERCOT | External | Summer | B7 | 400 | 800 | 0 | 134.62 | 134.52 | 5 | 0
2035 | SPP_S_2_ERCOT | SPP_S | ERCOT | External | Summer | B8 | 500 | 800 | 0 | 134.31 | 134.52 | 5 | 0
2035 | SPP_S_2_ERCOT | SPP_S | ERCOT | External | Summer | B9 | 800 | 800 | 0 | 116.61 | 115.82 | 5 | 0
2035 | SPP_S_2_ERCOT | SPP_S | ERCOT | External | Summer | B10 | 1262 | 800 | 0 | 112.77 | 115.82 | 5 | 0
2035 | SPP_S_2_ERCOT | SPP_S | ERCOT | External | Winter | B16 | 25 | 800 | 800 | 121.44 | 139.35 | 5 | 12.9
2035 | SPP_S_2_ERCOT | SPP_S | ERCOT | External | Winter | B17 | 100 | 800 | 800 | 120.41 | 139.35 | 5 | 13.94
2035 | SPP_S_2_ERCOT | SPP_S | ERCOT | External | Winter | B18 | 400 | 800 | 0 | 120.41 | 119.92 | 5 | 0
2035 | SPP_S_2_ERCOT | SPP_S | ERCOT | External | Winter | B19 | 700 | 800 | 0 | 115.48 | 119.92 | 5 | 0
2035 | SPP_S_2_ERCOT | SPP_S | ERCOT | External | Winter | B20 | 935 | 800 | 0 | 112.87 | 109.28 | 5 | 0
2040 | AZ_NM_SNV_Coal_2_SPP_S | AZ_NM_SNV_Coal | SPP_S | External | Shoulder | B11 | 25 | 400 | 400 | 142.95 | 158.22 | 8.17 | 7.11
2040 | AZ_NM_SNV_Coal_2_SPP_S | AZ_NM_SNV_Coal | SPP_S | External | Shoulder | B12 | 200 | 400 | 400 | 102.02 | 156.45 | 8.17 | 46.27
2040 | AZ_NM_SNV_Coal_2_SPP_S | AZ_NM_SNV_Coal | SPP_S | External | Shoulder | B13 | 600 | 400 | 400 | 101.5 | 151.64 | 8.17 | 41.98
2040 | AZ_NM_SNV_Coal_2_SPP_S | AZ_NM_SNV_Coal | SPP_S | External | Shoulder | B14 | 900 | 400 | 371.26 | 101.5 | 109.66 | 8.17 | 0
2040 | AZ_NM_SNV_Coal_2_SPP_S | AZ_NM_SNV_Coal | SPP_S | External | Shoulder | B15 | 1203 | 400 | 0 | 85.17 | 73.5 | 8.17 | 0
2040 | AZ_NM_SNV_Coal_2_SPP_S | AZ_NM_SNV_Coal | SPP_S | External | Summer | B1 | 10 | 400 | 0 | 260.53 | 180.71 | 8.17 | 0
2040 | AZ_NM_SNV_Coal_2_SPP_S | AZ_NM_SNV_Coal | SPP_S | External | Summer | B2 | 25 | 400 | 0 | 260.53 | 263.88 | 8.17 | 0
2040 | AZ_NM_SNV_Coal_2_SPP_S | AZ_NM_SNV_Coal | SPP_S | External | Summer | B3 | 75 | 400 | 400 | 218.64 | 277.14 | 8.17 | 50.33
2040 | AZ_NM_SNV_Coal_2_SPP_S | AZ_NM_SNV_Coal | SPP_S | External | Summer | B4 | 100 | 400 | 0 | 184.9 | 189.29 | 8.17 | 0
2040 | AZ_NM_SNV_Coal_2_SPP_S | AZ_NM_SNV_Coal | SPP_S | External | Summer | B5 | 200 | 400 | 0 | 181.94 | 187.22 | 8.17 | 0
2040 | AZ_NM_SNV_Coal_2_SPP_S | AZ_NM_SNV_Coal | SPP_S | External | Summer | B6 | 300 | 400 | 0 | 181.94 | 180.71 | 8.17 | 0
2040 | AZ_NM_SNV_Coal_2_SPP_S | AZ_NM_SNV_Coal | SPP_S | External | Summer | B7 | 400 | 400 | 0 | 181.94 | 175.49 | 8.17 | 0
2040 | AZ_NM_SNV_Coal_2_SPP_S | AZ_NM_SNV_Coal | SPP_S | External | Summer | B8 | 500 | 400 | 0 | 181.94 | 155.87 | 8.17 | 0
2040 | AZ_NM_SNV_Coal_2_SPP_S | AZ_NM_SNV_Coal | SPP_S | External | Summer | B9 | 800 | 400 | 0 | 176.49 | 154.74 | 8.17 | 0
2040 | AZ_NM_SNV_Coal_2_SPP_S | AZ_NM_SNV_Coal | SPP_S | External | Summer | B10 | 1262 | 400 | 0 | 160.16 | 92.19 | 8.17 | 0
2040 | AZ_NM_SNV_Coal_2_SPP_S | AZ_NM_SNV_Coal | SPP_S | External | Winter | B16 | 25 | 400 | 400 | 133.17 | 152.28 | 8.17 | 10.94
2040 | AZ_NM_SNV_Coal_2_SPP_S | AZ_NM_SNV_Coal | SPP_S | External | Winter | B17 | 100 | 400 | 400 | 109.65 | 125.83 | 8.17 | 8.01
2040 | AZ_NM_SNV_Coal_2_SPP_S | AZ_NM_SNV_Coal | SPP_S | External | Winter | B18 | 400 | 400 | 400 | 101.5 | 152.22 | 8.17 | 42.56
2040 | AZ_NM_SNV_Coal_2_SPP_S | AZ_NM_SNV_Coal | SPP_S | External | Winter | B19 | 700 | 400 | 400 | 101.5 | 139.8 | 8.17 | 30.14
2040 | AZ_NM_SNV_Coal_2_SPP_S | AZ_NM_SNV_Coal | SPP_S | External | Winter | B20 | 935 | 400 | 0 | 85.18 | 73.5 | 8.17 | 0
2040 | ERCOT_2_SPP_S | ERCOT | SPP_S | External | Shoulder | B11 | 25 | 800 | 0 | 182.23 | 158.22 | 8 | 0
2040 | ERCOT_2_SPP_S | ERCOT | SPP_S | External | Shoulder | B12 | 200 | 800 | 0 | 161.45 | 156.45 | 8 | 0
2040 | ERCOT_2_SPP_S | ERCOT | SPP_S | External | Shoulder | B13 | 600 | 800 | 0 | 156.39 | 151.64 | 8 | 0
2040 | ERCOT_2_SPP_S | ERCOT | SPP_S | External | Shoulder | B14 | 900 | 800 | 0 | 156.39 | 109.66 | 8 | 0
2040 | ERCOT_2_SPP_S | ERCOT | SPP_S | External | Shoulder | B15 | 1203 | 800 | 154.57 | 65.5 | 73.5 | 8 | 0
2040 | ERCOT_2_SPP_S | ERCOT | SPP_S | External | Summer | B1 | 10 | 800 | 0 | 296.53 | 180.71 | 8 | 0
2040 | ERCOT_2_SPP_S | ERCOT | SPP_S | External | Summer | B2 | 25 | 800 | 0 | 296.53 | 263.88 | 8 | 0
2040 | ERCOT_2_SPP_S | ERCOT | SPP_S | External | Summer | B3 | 75 | 800 | 703.95 | 269.14 | 277.14 | 8 | 0
2040 | ERCOT_2_SPP_S | ERCOT | SPP_S | External | Summer | B4 | 100 | 800 | 800 | 180.49 | 189.29 | 8 | 0.79
2040 | ERCOT_2_SPP_S | ERCOT | SPP_S | External | Summer | B5 | 200 | 800 | 0 | 180.49 | 187.22 | 8 | 0
2040 | ERCOT_2_SPP_S | ERCOT | SPP_S | External | Summer | B6 | 300 | 800 | 0 | 180.49 | 180.71 | 8 | 0
2040 | ERCOT_2_SPP_S | ERCOT | SPP_S | External | Summer | B7 | 400 | 800 | 0 | 180.49 | 175.49 | 8 | 0
2040 | ERCOT_2_SPP_S | ERCOT | SPP_S | External | Summer | B8 | 500 | 800 | 0 | 154.92 | 155.87 | 8 | 0
2040 | ERCOT_2_SPP_S | ERCOT | SPP_S | External | Summer | B9 | 800 | 800 | 0 | 154.92 | 154.74 | 8 | 0
2040 | ERCOT_2_SPP_S | ERCOT | SPP_S | External | Summer | B10 | 1262 | 800 | 0 | 86 | 92.19 | 8 | 0
2040 | ERCOT_2_SPP_S | ERCOT | SPP_S | External | Winter | B16 | 25 | 800 | 0 | 185.84 | 152.28 | 8 | 0
2040 | ERCOT_2_SPP_S | ERCOT | SPP_S | External | Winter | B17 | 100 | 800 | 0 | 159.46 | 125.83 | 8 | 0
2040 | ERCOT_2_SPP_S | ERCOT | SPP_S | External | Winter | B18 | 400 | 800 | 0 | 159.46 | 152.22 | 8 | 0
2040 | ERCOT_2_SPP_S | ERCOT | SPP_S | External | Winter | B19 | 700 | 800 | 0 | 159.46 | 139.8 | 8 | 0
2040 | ERCOT_2_SPP_S | ERCOT | SPP_S | External | Winter | B20 | 935 | 800 | 0 | 66.7 | 73.5 | 8 | 0
2040 | MAPP_US_2_RMPA | MAPP_US | RMPA | External | Shoulder | B11 | 25 | 200 | 0 | 148.2 | 134.78 | 8 | 0
2040 | MAPP_US_2_RMPA | MAPP_US | RMPA | External | Shoulder | B12 | 200 | 200 | 0 | 146.88 | 110.19 | 8 | 0
2040 | MAPP_US_2_RMPA | MAPP_US | RMPA | External | Shoulder | B13 | 600 | 200 | 0 | 140.1 | 109.66 | 8 | 0
2040 | MAPP_US_2_RMPA | MAPP_US | RMPA | External | Shoulder | B14 | 900 | 200 | 93.77 | 96.96 | 104.96 | 8 | 0
2040 | MAPP_US_2_RMPA | MAPP_US | RMPA | External | Shoulder | B15 | 1203 | 200 | 200 | 65.05 | 84.05 | 8 | 11
2040 | MAPP_US_2_RMPA | MAPP_US | RMPA | External | Summer | B1 | 10 | 200 | 0 | 277.48 | 281.35 | 8 | 0
2040 | MAPP_US_2_RMPA | MAPP_US | RMPA | External | Summer | B2 | 25 | 200 | 0 | 277.22 | 275.81 | 8 | 0
2040 | MAPP_US_2_RMPA | MAPP_US | RMPA | External | Summer | B3 | 75 | 200 | 0 | 277.36 | 271.36 | 8 | 0
2040 | MAPP_US_2_RMPA | MAPP_US | RMPA | External | Summer | B4 | 100 | 200 | 0 | 185.35 | 193.06 | 8 | 0
2040 | MAPP_US_2_RMPA | MAPP_US | RMPA | External | Summer | B5 | 200 | 200 | 0 | 184.47 | 190.1 | 8 | 0
2040 | MAPP_US_2_RMPA | MAPP_US | RMPA | External | Summer | B6 | 300 | 200 | 200 | 174.19 | 184.63 | 8 | 2.45
2040 | MAPP_US_2_RMPA | MAPP_US | RMPA | External | Summer | B7 | 400 | 200 | 200 | 155.23 | 174.22 | 8 | 10.99
2040 | MAPP_US_2_RMPA | MAPP_US | RMPA | External | Summer | B8 | 500 | 200 | 200 | 145.29 | 168.3 | 8 | 15.01
2040 | MAPP_US_2_RMPA | MAPP_US | RMPA | External | Summer | B9 | 800 | 200 | 200 | 145.19 | 156.72 | 8 | 3.53
2040 | MAPP_US_2_RMPA | MAPP_US | RMPA | External | Summer | B10 | 1262 | 200 | 200 | 78.18 | 156.72 | 8 | 70.54
2040 | MAPP_US_2_RMPA | MAPP_US | RMPA | External | Winter | B16 | 25 | 200 | 200 | 85.5 | 157.27 | 8 | 63.77
2040 | MAPP_US_2_RMPA | MAPP_US | RMPA | External | Winter | B17 | 100 | 200 | 0 | 111.81 | 117.81 | 8 | 0
2040 | MAPP_US_2_RMPA | MAPP_US | RMPA | External | Winter | B18 | 400 | 200 | 0 | 132.8 | 109.65 | 8 | 0
2040 | MAPP_US_2_RMPA | MAPP_US | RMPA | External | Winter | B19 | 700 | 200 | 0 | 132.8 | 109.65 | 8 | 0
2040 | MAPP_US_2_RMPA | MAPP_US | RMPA | External | Winter | B20 | 935 | 200 | 200 | 71.5 | 80.46 | 8 | 0.96
2040 | NE_2_RMPA | NE | RMPA | External | Shoulder | B11 | 25 | 310 | 0 | 158.2 | 134.78 | 5 | 0
2040 | NE_2_RMPA | NE | RMPA | External | Shoulder | B12 | 200 | 310 | 0 | 156.45 | 110.19 | 5 | 0
2040 | NE_2_RMPA | NE | RMPA | External | Shoulder | B13 | 600 | 310 | 0 | 151.64 | 109.66 | 5 | 0
2040 | NE_2_RMPA | NE | RMPA | External | Shoulder | B14 | 900 | 310 | 0 | 110.96 | 104.96 | 5 | 0
2040 | NE_2_RMPA | NE | RMPA | External | Shoulder | B15 | 1203 | 310 | 196.47 | 79.05 | 84.05 | 5 | 0
2040 | NE_2_RMPA | NE | RMPA | External | Summer | B1 | 10 | 310 | 0 | 284.48 | 281.35 | 5 | 0
2040 | NE_2_RMPA | NE | RMPA | External | Summer | B2 | 25 | 310 | 0 | 284.22 | 275.81 | 5 | 0
2040 | NE_2_RMPA | NE | RMPA | External | Summer | B3 | 75 | 310 | 0 | 284.36 | 271.36 | 5 | 0
2040 | NE_2_RMPA | NE | RMPA | External | Summer | B4 | 100 | 310 | 0 | 192.35 | 193.06 | 5 | 0
2040 | NE_2_RMPA | NE | RMPA | External | Summer | B5 | 200 | 310 | 0 | 191.47 | 190.1 | 5 | 0
2040 | NE_2_RMPA | NE | RMPA | External | Summer | B6 | 300 | 310 | 0 | 181.19 | 184.63 | 5 | 0
2040 | NE_2_RMPA | NE | RMPA | External | Summer | B7 | 400 | 310 | 109.64 | 169.22 | 174.22 | 5 | 0
2040 | NE_2_RMPA | NE | RMPA | External | Summer | B8 | 500 | 310 | 310 | 155.85 | 168.3 | 5 | 7.45
2040 | NE_2_RMPA | NE | RMPA | External | Summer | B9 | 800 | 310 | 0 | 155.25 | 156.72 | 5 | 0
2040 | NE_2_RMPA | NE | RMPA | External | Summer | B10 | 1262 | 310 | 310 | 92.18 | 156.72 | 5 | 59.54
2040 | NE_2_RMPA | NE | RMPA | External | Winter | B16 | 25 | 310 | 310 | 152.26 | 157.27 | 5 | 0.01
2040 | NE_2_RMPA | NE | RMPA | External | Winter | B17 | 100 | 310 | 0 | 125.81 | 117.81 | 5 | 0
2040 | NE_2_RMPA | NE | RMPA | External | Winter | B18 | 400 | 310 | 0 | 152.21 | 109.65 | 5 | 0
2040 | NE_2_RMPA | NE | RMPA | External | Winter | B19 | 700 | 310 | 0 | 139.8 | 109.65 | 5 | 0
2040 | NE_2_RMPA | NE | RMPA | External | Winter | B20 | 935 | 310 | 0 | 82.49 | 80.46 | 5 | 0
2040 | NWPP_Coal_2_MAPP_US | NWPP_Coal | MAPP_US | External | Shoulder | B11 | 25 | 150 | 150 | 101.48 | 148.2 | 8 | 38.71
2040 | NWPP_Coal_2_MAPP_US | NWPP_Coal | MAPP_US | External | Shoulder | B12 | 200 | 150 | 150 | 101.48 | 146.88 | 8 | 37.4
2040 | NWPP_Coal_2_MAPP_US | NWPP_Coal | MAPP_US | External | Shoulder | B13 | 600 | 150 | 150 | 101.48 | 140.1 | 8 | 30.62
2040 | NWPP_Coal_2_MAPP_US | NWPP_Coal | MAPP_US | External | Shoulder | B14 | 900 | 150 | 0 | 101.48 | 96.96 | 8 | 0
2040 | NWPP_Coal_2_MAPP_US | NWPP_Coal | MAPP_US | External | Shoulder | B15 | 1203 | 150 | 0 | 101.48 | 65.05 | 8 | 0
2040 | NWPP_Coal_2_MAPP_US | NWPP_Coal | MAPP_US | External | Summer | B1 | 10 | 150 | 150 | 218.61 | 277.48 | 8 | 50.87
2040 | NWPP_Coal_2_MAPP_US | NWPP_Coal | MAPP_US | External | Summer | B2 | 25 | 150 | 150 | 177.82 | 277.22 | 8 | 91.4
2040 | NWPP_Coal_2_MAPP_US | NWPP_Coal | MAPP_US | External | Summer | B3 | 75 | 150 | 150 | 176.47 | 277.36 | 8 | 92.89
2040 | NWPP_Coal_2_MAPP_US | NWPP_Coal | MAPP_US | External | Summer | B4 | 100 | 150 | 150 | 176.47 | 185.35 | 8 | 0.88
2040 | NWPP_Coal_2_MAPP_US | NWPP_Coal | MAPP_US | External | Summer | B5 | 200 | 150 | 52.92 | 176.47 | 184.47 | 8 | 0
2040 | NWPP_Coal_2_MAPP_US | NWPP_Coal | MAPP_US | External | Summer | B6 | 300 | 150 | 0 | 176.47 | 174.19 | 8 | 0
2040 | NWPP_Coal_2_MAPP_US | NWPP_Coal | MAPP_US | External | Summer | B7 | 400 | 150 | 0 | 176.47 | 155.23 | 8 | 0
2040 | NWPP_Coal_2_MAPP_US | NWPP_Coal | MAPP_US | External | Summer | B8 | 500 | 150 | 0 | 176.47 | 145.29 | 8 | 0
2040 | NWPP_Coal_2_MAPP_US | NWPP_Coal | MAPP_US | External | Summer | B9 | 800 | 150 | 0 | 176.47 | 145.19 | 8 | 0
2040 | NWPP_Coal_2_MAPP_US | NWPP_Coal | MAPP_US | External | Summer | B10 | 1262 | 150 | 0 | 176.47 | 78.18 | 8 | 0
2040 | NWPP_Coal_2_MAPP_US | NWPP_Coal | MAPP_US | External | Winter | B16 | 25 | 150 | 0 | 101.48 | 85.5 | 8 | 0
2040 | NWPP_Coal_2_MAPP_US | NWPP_Coal | MAPP_US | External | Winter | B17 | 100 | 150 | 150 | 101.48 | 111.81 | 8 | 2.33
2040 | NWPP_Coal_2_MAPP_US | NWPP_Coal | MAPP_US | External | Winter | B18 | 400 | 150 | 150 | 101.48 | 132.8 | 8 | 23.32
2040 | NWPP_Coal_2_MAPP_US | NWPP_Coal | MAPP_US | External | Winter | B19 | 700 | 150 | 150 | 101.48 | 132.8 | 8 | 23.32
2040 | NWPP_Coal_2_MAPP_US | NWPP_Coal | MAPP_US | External | Winter | B20 | 935 | 150 | 0 | 101.48 | 71.5 | 8 | 0
2040 | RMPA_2_MAPP_US | RMPA | MAPP_US | External | Shoulder | B11 | 25 | 200 | 200 | 134.78 | 148.2 | 8 | 5.42
2040 | RMPA_2_MAPP_US | RMPA | MAPP_US | External | Shoulder | B12 | 200 | 200 | 200 | 110.19 | 146.88 | 8 | 28.7
2040 | RMPA_2_MAPP_US | RMPA | MAPP_US | External | Shoulder | B13 | 600 | 200 | 200 | 109.66 | 140.1 | 8 | 22.44
2040 | RMPA_2_MAPP_US | RMPA | MAPP_US | External | Shoulder | B14 | 900 | 200 | 0 | 104.96 | 96.96 | 8 | 0
2040 | RMPA_2_MAPP_US | RMPA | MAPP_US | External | Shoulder | B15 | 1203 | 200 | 0 | 84.05 | 65.05 | 8 | 0
2040 | RMPA_2_MAPP_US | RMPA | MAPP_US | External | Summer | B1 | 10 | 200 | 0 | 281.35 | 277.48 | 8 | 0
2040 | RMPA_2_MAPP_US | RMPA | MAPP_US | External | Summer | B2 | 25 | 200 | 0 | 275.81 | 277.22 | 8 | 0
2040 | RMPA_2_MAPP_US | RMPA | MAPP_US | External | Summer | B3 | 75 | 200 | 0 | 271.36 | 277.36 | 8 | 0
2040 | RMPA_2_MAPP_US | RMPA | MAPP_US | External | Summer | B4 | 100 | 200 | 0 | 193.06 | 185.35 | 8 | 0
2040 | RMPA_2_MAPP_US | RMPA | MAPP_US | External | Summer | B5 | 200 | 200 | 0 | 190.1 | 184.47 | 8 | 0
2040 | RMPA_2_MAPP_US | RMPA | MAPP_US | External | Summer | B6 | 300 | 200 | 0 | 184.63 | 174.19 | 8 | 0
2040 | RMPA_2_MAPP_US | RMPA | MAPP_US | External | Summer | B7 | 400 | 200 | 0 | 174.22 | 155.23 | 8 | 0
2040 | RMPA_2_MAPP_US | RMPA | MAPP_US | External | Summer | B8 | 500 | 200 | 0 | 168.3 | 145.29 | 8 | 0
2040 | RMPA_2_MAPP_US | RMPA | MAPP_US | External | Summer | B9 | 800 | 200 | 0 | 156.72 | 145.19 | 8 | 0
2040 | RMPA_2_MAPP_US | RMPA | MAPP_US | External | Summer | B10 | 1262 | 200 | 0 | 156.72 | 78.18 | 8 | 0
2040 | RMPA_2_MAPP_US | RMPA | MAPP_US | External | Winter | B16 | 25 | 200 | 0 | 157.27 | 85.5 | 8 | 0
2040 | RMPA_2_MAPP_US | RMPA | MAPP_US | External | Winter | B17 | 100 | 200 | 0 | 117.81 | 111.81 | 8 | 0
2040 | RMPA_2_MAPP_US | RMPA | MAPP_US | External | Winter | B18 | 400 | 200 | 200 | 109.65 | 132.8 | 8 | 15.15
2040 | RMPA_2_MAPP_US | RMPA | MAPP_US | External | Winter | B19 | 700 | 200 | 200 | 109.65 | 132.8 | 8 | 15.15
2040 | RMPA_2_MAPP_US | RMPA | MAPP_US | External | Winter | B20 | 935 | 200 | 0 | 80.46 | 71.5 | 8 | 0
2040 | RMPA_2_NE | RMPA | NE | External | Shoulder | B11 | 25 | 310 | 310 | 134.78 | 158.2 | 8 | 15.42
2040 | RMPA_2_NE | RMPA | NE | External | Shoulder | B12 | 200 | 310 | 310 | 110.19 | 156.45 | 8 | 38.27
2040 | RMPA_2_NE | RMPA | NE | External | Shoulder | B13 | 600 | 310 | 310 | 109.66 | 151.64 | 8 | 33.98
2040 | RMPA_2_NE | RMPA | NE | External | Shoulder | B14 | 900 | 310 | 0 | 104.96 | 110.96 | 8 | 0
2040 | RMPA_2_NE | RMPA | NE | External | Shoulder | B15 | 1203 | 310 | 0 | 84.05 | 79.05 | 8 | 0
2040 | RMPA_2_NE | RMPA | NE | External | Summer | B1 | 10 | 310 | 0 | 281.35 | 284.48 | 8 | 0
2040 | RMPA_2_NE | RMPA | NE | External | Summer | B2 | 25 | 310 | 310 | 275.81 | 284.22 | 8 | 0.41
2040 | RMPA_2_NE | RMPA | NE | External | Summer | B3 | 75 | 310 | 310 | 271.36 | 284.36 | 8 | 5
2040 | RMPA_2_NE | RMPA | NE | External | Summer | B4 | 100 | 310 | 0 | 193.06 | 192.35 | 8 | 0
2040 | RMPA_2_NE | RMPA | NE | External | Summer | B5 | 200 | 310 | 0 | 190.1 | 191.47 | 8 | 0
2040 | RMPA_2_NE | RMPA | NE | External | Summer | B6 | 300 | 310 | 0 | 184.63 | 181.19 | 8 | 0
2040 | RMPA_2_NE | RMPA | NE | External | Summer | B7 | 400 | 310 | 0 | 174.22 | 169.22 | 8 | 0
2040 | RMPA_2_NE | RMPA | NE | External | Summer | B8 | 500 | 310 | 0 | 168.3 | 155.85 | 8 | 0
2040 | RMPA_2_NE | RMPA | NE | External | Summer | B9 | 800 | 310 | 0 | 156.72 | 155.25 | 8 | 0
2040 | RMPA_2_NE | RMPA | NE | External | Summer | B10 | 1262 | 310 | 0 | 156.72 | 92.18 | 8 | 0
2040 | RMPA_2_NE | RMPA | NE | External | Winter | B16 | 25 | 310 | 0 | 157.27 | 152.26 | 8 | 0
2040 | RMPA_2_NE | RMPA | NE | External | Winter | B17 | 100 | 310 | 71.74 | 117.81 | 125.81 | 8 | 0
2040 | RMPA_2_NE | RMPA | NE | External | Winter | B18 | 400 | 310 | 310 | 109.65 | 152.21 | 8 | 34.56
2040 | RMPA_2_NE | RMPA | NE | External | Winter | B19 | 700 | 310 | 310 | 109.65 | 139.8 | 8 | 22.15
2040 | RMPA_2_NE | RMPA | NE | External | Winter | B20 | 935 | 310 | 0 | 80.46 | 82.49 | 8 | 0
2040 | RMPA_2_SPP_N | RMPA | SPP_N | External | Shoulder | B11 | 25 | 210 | 210 | 134.78 | 158.21 | 8 | 15.43
2040 | RMPA_2_SPP_N | RMPA | SPP_N | External | Shoulder | B12 | 200 | 210 | 210 | 110.19 | 156.44 | 8 | 38.25
2040 | RMPA_2_SPP_N | RMPA | SPP_N | External | Shoulder | B13 | 600 | 210 | 210 | 109.66 | 151.63 | 8 | 33.97
2040 | RMPA_2_SPP_N | RMPA | SPP_N | External | Shoulder | B14 | 900 | 210 | 0 | 104.96 | 110.96 | 8 | 0
2040 | RMPA_2_SPP_N | RMPA | SPP_N | External | Shoulder | B15 | 1203 | 210 | 0 | 84.05 | 73.51 | 8 | 0
2040 | RMPA_2_SPP_N | RMPA | SPP_N | External | Summer | B1 | 10 | 210 | 0 | 281.35 | 279.23 | 8 | 0
2040 | RMPA_2_SPP_N | RMPA | SPP_N | External | Summer | B2 | 25 | 210 | 143.76 | 275.81 | 283.81 | 8 | 0
2040 | RMPA_2_SPP_N | RMPA | SPP_N | External | Summer | B3 | 75 | 210 | 88.36 | 271.36 | 279.36 | 8 | 0
2040 | RMPA_2_SPP_N | RMPA | SPP_N | External | Summer | B4 | 100 | 210 | 0 | 193.06 | 189.27 | 8 | 0
2040 | RMPA_2_SPP_N | RMPA | SPP_N | External | Summer | B5 | 200 | 210 | 0 | 190.1 | 187.21 | 8 | 0
2040 | RMPA_2_SPP_N | RMPA | SPP_N | External | Summer | B6 | 300 | 210 | 0 | 184.63 | 180.69 | 8 | 0
2040 | RMPA_2_SPP_N | RMPA | SPP_N | External | Summer | B7 | 400 | 210 | 0 | 174.22 | 169.23 | 8 | 0
2040 | RMPA_2_SPP_N | RMPA | SPP_N | External | Summer | B8 | 500 | 210 | 0 | 168.3 | 155.86 | 8 | 0
2040 | RMPA_2_SPP_N | RMPA | SPP_N | External | Summer | B9 | 800 | 210 | 0 | 156.72 | 154.73 | 8 | 0
2040 | RMPA_2_SPP_N | RMPA | SPP_N | External | Summer | B10 | 1262 | 210 | 0 | 156.72 | 92.18 | 8 | 0
2040 | RMPA_2_SPP_N | RMPA | SPP_N | External | Winter | B16 | 25 | 210 | 0 | 157.27 | 152.27 | 8 | 0
2040 | RMPA_2_SPP_N | RMPA | SPP_N | External | Winter | B17 | 100 | 210 | 88.5 | 117.81 | 125.81 | 8 | 0
2040 | RMPA_2_SPP_N | RMPA | SPP_N | External | Winter | B18 | 400 | 210 | 210 | 109.65 | 152.21 | 8 | 34.56
2040 | RMPA_2_SPP_N | RMPA | SPP_N | External | Winter | B19 | 700 | 210 | 210 | 109.65 | 139.79 | 8 | 22.14
2040 | RMPA_2_SPP_N | RMPA | SPP_N | External | Winter | B20 | 935 | 210 | 0 | 80.46 | 73.5 | 8 | 0
2040 | SPP_N_2_RMPA | SPP_N | RMPA | External | Shoulder | B11 | 25 | 210 | 0 | 158.21 | 134.78 | 5 | 0
2040 | SPP_N_2_RMPA | SPP_N | RMPA | External | Shoulder | B12 | 200 | 210 | 0 | 156.44 | 110.19 | 5 | 0
2040 | SPP_N_2_RMPA | SPP_N | RMPA | External | Shoulder | B13 | 600 | 210 | 0 | 151.63 | 109.66 | 5 | 0
2040 | SPP_N_2_RMPA | SPP_N | RMPA | External | Shoulder | B14 | 900 | 210 | 0 | 110.96 | 104.96 | 5 | 0
2040 | SPP_N_2_RMPA | SPP_N | RMPA | External | Shoulder | B15 | 1203 | 210 | 210 | 73.51 | 84.05 | 5 | 5.54
2040 | SPP_N_2_RMPA | SPP_N | RMPA | External | Summer | B1 | 10 | 210 | 0 | 279.23 | 281.35 | 5 | 0
2040 | SPP_N_2_RMPA | SPP_N | RMPA | External | Summer | B2 | 25 | 210 | 0 | 283.81 | 275.81 | 5 | 0
2040 | SPP_N_2_RMPA | SPP_N | RMPA | External | Summer | B3 | 75 | 210 | 0 | 279.36 | 271.36 | 5 | 0
2040 | SPP_N_2_RMPA | SPP_N | RMPA | External | Summer | B4 | 100 | 210 | 0 | 189.27 | 193.06 | 5 | 0
2040 | SPP_N_2_RMPA | SPP_N | RMPA | External | Summer | B5 | 200 | 210 | 0 | 187.21 | 190.1 | 5 | 0
2040 | SPP_N_2_RMPA | SPP_N | RMPA | External | Summer | B6 | 300 | 210 | 0 | 180.69 | 184.63 | 5 | 0
2040 | SPP_N_2_RMPA | SPP_N | RMPA | External | Summer | B7 | 400 | 210 | 0 | 169.23 | 174.22 | 5 | 0
2040 | SPP_N_2_RMPA | SPP_N | RMPA | External | Summer | B8 | 500 | 210 | 210 | 155.86 | 168.3 | 5 | 7.44
2040 | SPP_N_2_RMPA | SPP_N | RMPA | External | Summer | B9 | 800 | 210 | 0 | 154.73 | 156.72 | 5 | 0
2040 | SPP_N_2_RMPA | SPP_N | RMPA | External | Summer | B10 | 1262 | 210 | 210 | 92.18 | 156.72 | 5 | 59.54
2040 | SPP_N_2_RMPA | SPP_N | RMPA | External | Winter | B16 | 25 | 210 | 30.23 | 152.27 | 157.27 | 5 | 0
2040 | SPP_N_2_RMPA | SPP_N | RMPA | External | Winter | B17 | 100 | 210 | 0 | 125.81 | 117.81 | 5 | 0
2040 | SPP_N_2_RMPA | SPP_N | RMPA | External | Winter | B18 | 400 | 210 | 0 | 152.21 | 109.65 | 5 | 0
2040 | SPP_N_2_RMPA | SPP_N | RMPA | External | Winter | B19 | 700 | 210 | 0 | 139.79 | 109.65 | 5 | 0
2040 | SPP_N_2_RMPA | SPP_N | RMPA | External | Winter | B20 | 935 | 210 | 210 | 73.5 | 80.46 | 5 | 1.96
2040 | SPP_S_2_ERCOT | SPP_S | ERCOT | External | Shoulder | B11 | 25 | 800 | 800 | 158.22 | 182.23 | 5 | 19.01
2040 | SPP_S_2_ERCOT | SPP_S | ERCOT | External | Shoulder | B12 | 200 | 800 | 107.55 | 156.45 | 161.45 | 5 | 0
2040 | SPP_S_2_ERCOT | SPP_S | ERCOT | External | Shoulder | B13 | 600 | 800 | 0 | 151.64 | 156.39 | 5 | 0
2040 | SPP_S_2_ERCOT | SPP_S | ERCOT | External | Shoulder | B14 | 900 | 800 | 800 | 109.66 | 156.39 | 5 | 41.73
2040 | SPP_S_2_ERCOT | SPP_S | ERCOT | External | Shoulder | B15 | 1203 | 800 | 0 | 73.5 | 65.5 | 5 | 0
2040 | SPP_S_2_ERCOT | SPP_S | ERCOT | External | Summer | B1 | 10 | 800 | 800 | 180.71 | 296.53 | 5 | 110.82
2040 | SPP_S_2_ERCOT | SPP_S | ERCOT | External | Summer | B2 | 25 | 800 | 800 | 263.88 | 296.53 | 5 | 27.65
2040 | SPP_S_2_ERCOT | SPP_S | ERCOT | External | Summer | B3 | 75 | 800 | 0 | 277.14 | 269.14 | 5 | 0
2040 | SPP_S_2_ERCOT | SPP_S | ERCOT | External | Summer | B4 | 100 | 800 | 0 | 189.29 | 180.49 | 5 | 0
2040 | SPP_S_2_ERCOT | SPP_S | ERCOT | External | Summer | B5 | 200 | 800 | 0 | 187.22 | 180.49 | 5 | 0
2040 | SPP_S_2_ERCOT | SPP_S | ERCOT | External | Summer | B6 | 300 | 800 | 0 | 180.71 | 180.49 | 5 | 0
2040 | SPP_S_2_ERCOT | SPP_S | ERCOT | External | Summer | B7 | 400 | 800 | 240.49 | 175.49 | 180.49 | 5 | 0
2040 | SPP_S_2_ERCOT | SPP_S | ERCOT | External | Summer | B8 | 500 | 800 | 0 | 155.87 | 154.92 | 5 | 0
2040 | SPP_S_2_ERCOT | SPP_S | ERCOT | External | Summer | B9 | 800 | 800 | 0 | 154.74 | 154.92 | 5 | 0
2040 | SPP_S_2_ERCOT | SPP_S | ERCOT | External | Summer | B10 | 1262 | 800 | 0 | 92.19 | 86 | 5 | 0
2040 | SPP_S_2_ERCOT | SPP_S | ERCOT | External | Winter | B16 | 25 | 800 | 800 | 152.28 | 185.84 | 5 | 28.56
2040 | SPP_S_2_ERCOT | SPP_S | ERCOT | External | Winter | B17 | 100 | 800 | 800 | 125.83 | 159.46 | 5 | 28.64
2040 | SPP_S_2_ERCOT | SPP_S | ERCOT | External | Winter | B18 | 400 | 800 | 800 | 152.22 | 159.46 | 5 | 2.24
2040 | SPP_S_2_ERCOT | SPP_S | ERCOT | External | Winter | B19 | 700 | 800 | 800 | 139.8 | 159.46 | 5 | 14.66
2040 | SPP_S_2_ERCOT | SPP_S | ERCOT | External | Winter | B20 | 935 | 800 | 0 | 73.5 | 66.7 | 5 | 0