## Title
Future 4 Sensitivity 2: Aggressive EE/DR/Smart Grid, Higher PHEV Levels with Modified Load Shape
"The results presented herein use modeling assumptions developed by EIPC, EIPC stakeholders and CRA for purposes of EIPC capacity expansion modeling. As such, these results do not necessarily reflect the opinions or views of CRA or any individual EIPC stakeholder."

## Build Summary
EI New Build Summary
EI New Builds by Type
|  | Additions |  |  | Retirements
| 2010 | 2015 | 2020 | 2030 | 2015 | 2020 | 2030 | Total
Coal | 271.9155 | 8.4766 | 0 | 0 | 69.6733 | 35.7647 | 0.91798 | 174.0361
Nuclear | 99.849 | 2.7406 | 4.53 | 0 | 0 | 0.6145 | 1.4882 | 105.0169
CC | 132.682 | 25.6476 | 0.508 | 0.11623 | 10.1052 | 4.8745 | 2.1423 | 141.8319
CT | 120.329 | 4.6917 | 0.3 | 0 | 8.146 | 14.762 | 27.3068 | 75.1059
Steam Oil/Gas | 74.547 | 0 | 0 | 0 | 57.557 | 6.6359 | 6.9237 | 3.4304
Hydro | 44.6048 | 0 | 0 | 0.504 | 0 | 0 | 0 | 45.1088
On-Shore Wind | 18.707 | 22.1949 | 9.866 | 4.8094 | 0 | 0 | 0 | 55.5773
Off-Shore Wind | 0 | 0.469 | 0 | 1.1 | 0 | 0 | 0 | 1.569
Other Renewable | 3.613 | 2.3484 | 2.6274 | 3.9415 | 0 | 0 | 0 | 12.5303
New HQ/Maritimes | 0 | 0 | 0 | 0 | 0 | 0 | 0 | 0
Other | 17.054 | 0 | 0 | 0 | 0 | 0 | 0 | 17.054
Total w/o DR | 783.3012 | 66.5687 | 17.8314 | 10.4711 | 145.4815 | 62.6516 | 38.7789 | 631.2605
DR | 33.1 | -1.3177 | 55.1227 | 70.6157 | 0 | 0 | 0 | 157.5207
Total w/DR | 816.4012 | 65.2511 | 72.9541 | 81.0868 | 145.4815 | 62.6516 | 38.7789 | 788.7812
EI New Builds by Region
| EI Cumulative New Builds |  |  |  | EI Cumulative New CCs |  |  |  | EI Cumulative New On-Shore Wind |  |  |  | EI Cumulative Coal Retirements
| 2015 | 2020 | 2030 |  |  | 2015 | 2020 | 2030 |  | 2015 | 2020 | 2030 |  | 2015 | 2020 | 2030
ENT | 890.29 | 948.52 | 1083.07 |  | ENT | 0 | 0 | 0 | ENT | 0 | 0 | 0 | ENT | 892.9 | 1472.9 | 1472.9
FRCC | 4226.23 | 4427.23 | 4741.46 |  | FRCC | 1516.9 | 1717.9 | 1834.13 | FRCC | 0 | 0 | 0 | FRCC | 136 | 1005 | 1005
IESO | 5144.99 | 5144.99 | 5144.99 |  | IESO | 1263 | 1263 | 1263 | IESO | 2105.9 | 2105.9 | 2105.9 | IESO | 6416 | 6416 | 6416
MAPP_CA | 407.03 | 407.03 | 407.03 |  | MAPP_CA | 104.63 | 104.63 | 104.63 | MAPP_CA | 302.4 | 302.4 | 302.4 | MAPP_CA | 579.98 | 997.27 | 1745.9
MAPP_US | 729.6 | 1042.55 | 1114.22 |  | MAPP_US | 0 | 0 | 0 | MAPP_US | 421.3 | 734.25 | 734.25 | MAPP_US | 715.5 | 1186.5 | 1186.5
MISO_IN | 618 | 835.93 | 1034.49 |  | MISO_IN | 0 | 0 | 0 | MISO_IN | 0 | 0 | 0 | MISO_IN | 1672.88 | 2141.88 | 2141.88
MISO_MI | 2000 | 2000 | 2392.8 |  | MISO_MI | 0 | 0 | 0 | MISO_MI | 2000 | 2000 | 2232.55 | MISO_MI | 3880.98 | 5582 | 5582
MISO_MO-IL | 2090 | 2090 | 2313.33 |  | MISO_MO-IL | 0 | 0 | 0 | MISO_MO-IL | 300 | 300 | 300 | MISO_MO-IL | 2241.7 | 5513.27 | 5513.27
MISO_W | 2894.83 | 3810.69 | 6140.7 |  | MISO_W | 0 | 0 | 0 | MISO_W | 2800.5 | 3716.36 | 5974.7 | MISO_W | 2767.72 | 3190.66 | 3190.66
MISO_WUMS | 1818.9 | 1818.9 | 2043.23 |  | MISO_WUMS | 0 | 0 | 0 | MISO_WUMS | 968.9 | 968.9 | 968.9 | MISO_WUMS | 2975.1 | 3556.5 | 3556.5
NE | 434.1 | 434.1 | 505.77 |  | NE | 0 | 0 | 0 | NE | 202 | 202 | 202 | NE | 0 | 0 | 0
NEISO | 3384.16 | 6136.32 | 7582.61 |  | NEISO | 2049.5 | 2049.5 | 2049.5 | NEISO | 231.2 | 2714.65 | 4091.2 | NEISO | 2250.13 | 2570.13 | 2570.13
NonRTO_Midwest | 0 | 0 | 160.25 |  | NonRTO_Midwest | 0 | 0 | 0 | NonRTO_Midwest | 0 | 0 | 0 | NonRTO_Midwest | 1675.13 | 2422.15 | 2591.5
NYISO_A-F | 3289.7 | 3999.5 | 4067.43 |  | NYISO_A-F | 639 | 639 | 639 | NYISO_A-F | 2476.3 | 3186.1 | 3186.1 | NYISO_A-F | 2251.9 | 2251.9 | 2251.9
NYISO_G-I | 0 | 60 | 134.33 |  | NYISO_G-I | 0 | 0 | 0 | NYISO_G-I | 0 | 60 | 60 | NYISO_G-I | 124.53 | 368.2 | 368.2
NYISO_J-K | 1207.4 | 1207.4 | 1281.73 |  | NYISO_J-K | 1175.4 | 1175.4 | 1175.4 | NYISO_J-K | 0 | 0 | 0 | NYISO_J-K | 0 | 0 | 0
PJM_E | 5940.05 | 6065.99 | 7172.95 |  | PJM_E | 4634.3 | 4634.3 | 4634.3 | PJM_E | 1150 | 1150 | 1150 | PJM_E | 3285 | 3853 | 3853
PJM_ROM | 2243.7 | 3815.5 | 5426.91 |  | PJM_ROM | 1678.5 | 1678.5 | 1678.5 | PJM_ROM | 479.8 | 479.8 | 1230 | PJM_ROM | 8045.5 | 8045.5 | 8045.5
PJM_ROR | 14076.1 | 14196.1 | 15404.51 |  | PJM_ROR | 3077 | 3197 | 3197 | PJM_ROR | 8325.7 | 8325.7 | 8517.4 | PJM_ROR | 12929.84 | 25097.34 | 25097.34
SOCO | 5151.9 | 7538.9 | 7646.3 |  | SOCO | 5026.9 | 5213.9 | 5213.9 | SOCO | 0 | 0 | 0 | SOCO | 8667.3 | 11136 | 11136
SPP_N | 465.04 | 465.04 | 560.04 |  | SPP_N | 0 | 0 | 0 | SPP_N | 0 | 0 | 0 | SPP_N | 0 | 775.5 | 775.5
SPP_S | 1830.99 | 4015.86 | 4110.86 |  | SPP_S | 0 | 0 | 0 | SPP_S | 430 | 2314.87 | 2314.87 | SPP_S | 2 | 2631 | 2631
TVA | 3115.89 | 3115.89 | 3223.29 |  | TVA | 1418 | 1418 | 1418 | TVA | 0 | 0 | 0 | TVA | 5209.17 | 6746.61 | 6746.61
VACAR | 4609.83 | 10823.71 | 11178.94 |  | VACAR | 3064.47 | 3064.47 | 3064.47 | VACAR | 0.9 | 3500 | 3500 | VACAR | 2954 | 8478.68 | 8478.68
| 66568.73 | 84400.15 | 94871.24 |  |  | 25647.6 | 26155.6 | 26271.83 |  | 22194.9 | 32060.93 | 36870.27 |  | 69673.26 | 105437.99 | 106355.97

## Generation
#1 | Total Generation (GWh)
Total Generation by Reporting Type: Entergy
ReportingType | 2015 | 2020 | 2025 | 2030 | 2035 | 2040
BM | 0 | 0 | 0 | 0 | 0 | 0
CC | 57980.87 | 69357.61 | 54572.55 | 50485.97 | 46799.38 | 49327.75
CSP | 0 | 0 | 0 | 0 | 0 | 0
CT | 0 | 0 | 0 | 0 | 0 | 0
Coal | 60760.03 | 50346.18 | 55445.42 | 56122.12 | 56122.12 | 56122.12
Geo | 0 | 0 | 0 | 0 | 0 | 0
H | 153 | 153 | 153 | 153 | 153 | 153
LFG | 63.07 | 63.07 | 220.29 | 909.81 | 909.81 | 909.81
Nuc | 42234.08 | 42234.08 | 42234.08 | 42234.08 | 35675.42 | 27909.39
PS | 25.66 | 44.84 | 25.66 | 25.66 | 27.14 | 27.14
PV | 0.57 | 112.77 | 165.1 | 165.1 | 164.53 | 160.91
PeakG | 0 | 474.74 | 0 | 0 | 0 | 0
PeakO | 0 | 0 | 0 | 0 | 0 | 0
ST | 0 | 0 | 0 | 0 | 0 | 0
STOG | 812.34 | 0 | 0 | 0 | 0 | 0
STWD | 0 | 0 | 0 | 0 | 0 | 0
WT | 315.27 | 315.27 | 315.27 | 315.27 | 315.27 | 315.27
IGCC | 0 | 0 | 0 | 0 | 0 | 0
DemandResponse | 0 | 0 | 0 | 0 | 0 | 0.25
IGCC-CCS | 0 | 0 | 0 | 0 | 0 | 0
WT_off | 0 | 0 | 0 | 0 | 0 | 0
PseudoUnit | 0 | 0 | 0 | 0 | 0 | 0
FixedInterchange | 0 | 0 | 0 | 0 | 0 | 0
Total Generation by Reporting Type: FRCC
ReportingType | 2015 | 2020 | 2025 | 2030 | 2035 | 2040
BM | 0 | 0 | 0 | 0 | 0 | 0
CC | 144356.51 | 146374.99 | 144018.16 | 147586.84 | 170090.89 | 177456.18
CSP | 0 | 0 | 0 | 0 | 0 | 0
CT | 514.17 | 1297.61 | 1382.46 | 1591.09 | 0 | 0
Coal | 53003.17 | 54068.61 | 59084.71 | 60530.4 | 61870.87 | 62740.55
Geo | 0 | 0 | 0 | 0 | 0 | 0
H | 27.85 | 27.85 | 27.85 | 27.85 | 27.85 | 27.85
LFG | 3831.62 | 3831.62 | 5392.66 | 5392.66 | 5392.66 | 5392.66
Nuc | 32180.57 | 32180.57 | 32180.57 | 32180.57 | 19598.11 | 6535.31
PS | 0 | 0 | 0 | 0 | 0 | 0
PV | 134.03 | 134.03 | 134.03 | 134.03 | 134.03 | 134.03
PeakG | 544.89 | 2163.49 | 2331.61 | 2464.44 | 2896.54 | 3214.21
PeakO | 0 | 0 | 0 | 0 | 0 | 0
ST | 0 | 0 | 0 | 0 | 0 | 0
STOG | 652.9 | 0 | 0 | 0 | 0 | 0
STWD | 0 | 79.27 | 131.92 | 131.92 | 131.92 | 243.1
WT | 0 | 0 | 0 | 0 | 0 | 0
IGCC | 0 | 0 | 0 | 0 | 0 | 0
DemandResponse | 0 | 0 | 40.54 | 47.35 | 147.65 | 228.23
IGCC-CCS | 0 | 0 | 0 | 0 | 0 | 0
WT_off | 0 | 0 | 0 | 0 | 0 | 0
PseudoUnit | 0 | 0 | 0 | 0 | 0 | 0
FixedInterchange | 0 | 0 | 0 | 0 | 0 | 0
Total Generation by Reporting Type: MAPP_US
ReportingType | 2015 | 2020 | 2025 | 2030 | 2035 | 2040
BM | 0 | 0 | 0 | 0 | 0 | 0
CC | 0 | 0 | 0 | 0 | 0 | 0
CSP | 0 | 0 | 0 | 0 | 0 | 0
CT | 0 | 2.88 | 10.08 | 9.81 | 0 | 0
Coal | 19889.32 | 17658.88 | 17658.88 | 17658.88 | 17658.88 | 17658.88
Geo | 354.6 | 354.6 | 354.6 | 354.6 | 354.6 | 354.6
H | 10150.02 | 10150.02 | 10150.02 | 10150.02 | 10150.02 | 10150.02
LFG | 15.77 | 15.77 | 580.79 | 580.79 | 580.79 | 580.79
Nuc | 0 | 0 | 0 | 0 | 0 | 0.01
PS | 0 | 0 | 0 | 0 | 0 | 0
PV | 0 | 0 | 0 | 0 | 0 | 0
PeakG | 25.29 | 171.03 | 15.25 | 15.25 | 31.58 | 1.12
PeakO | 0 | 0 | 0 | 0 | 0 | 0
ST | 0 | 0 | 0 | 0 | 0 | 0
STOG | 0 | 0 | 0 | 0 | 0 | 0
STWD | 0 | 0 | 0 | 0 | 0 | 0
WT | 5908.78 | 7003.41 | 7003.41 | 7003.41 | 7003.41 | 7003.41
IGCC | 0 | 0 | 0 | 0 | 0 | 0
DemandResponse | 0 | 0 | 0 | 0 | 0 | 0
IGCC-CCS | 0 | 0 | 0 | 0 | 0 | 0
WT_off | 0 | 0 | 0 | 0 | 0 | 0
PseudoUnit | 0 | 0 | 0 | 0 | 0 | 0
FixedInterchange | 0 | 0 | 0 | 0 | 0 | 0
Total Generation by Reporting Type: MISO_IN
ReportingType | 2015 | 2020 | 2025 | 2030 | 2035 | 2040
BM | 0 | 0 | 0 | 0 | 0 | 0
CC | 3530.61 | 5966.63 | 3802.52 | 3530.61 | 3802.52 | 5008.95
CSP | 0 | 0 | 0 | 0 | 0 | 0
CT | 0 | 0 | 0 | 0 | 0 | 0
Coal | 83717.58 | 86305.09 | 88964.87 | 89497.41 | 91902.98 | 92973.32
Geo | 0 | 0 | 0 | 0 | 0 | 0
H | 417.2 | 417.2 | 417.2 | 417.2 | 417.2 | 417.2
LFG | 291.71 | 291.71 | 291.71 | 923.41 | 923.41 | 923.41
Nuc | 0 | 0 | 0 | 0 | 0.01 | 0.02
PS | 0 | 0 | 0 | 0 | 0 | 0
PV | 0 | 362.72 | 559.85 | 559.85 | 559.85 | 551.7
PeakG | 14.31 | 92.53 | 97.99 | 97.99 | 97.99 | 291.59
PeakO | 0 | 0 | 0 | 0 | 0 | 0
ST | 0 | 0 | 0 | 0 | 0 | 0
STOG | 54.68 | 113.26 | 0 | 0 | 0 | 0
STWD | 0 | 0 | 0 | 0 | 0 | 0
WT | 1553.06 | 1553.06 | 1553.06 | 1553.06 | 1553.06 | 1553.06
IGCC | 4427.31 | 4427.31 | 4427.31 | 4427.31 | 4427.31 | 4427.31
DemandResponse | 0 | 0 | 0 | 0 | 0 | 0
IGCC-CCS | 0 | 0 | 0 | 0 | 0 | 0
WT_off | 0 | 0 | 0 | 0 | 0 | 0
PseudoUnit | 0 | 0 | 0 | 0 | 0 | 0
FixedInterchange | 0 | 0 | 0 | 0 | 0 | 0
Total Generation by Reporting Type: MISO_MI
ReportingType | 2015 | 2020 | 2025 | 2030 | 2035 | 2040
BM | 0 | 0 | 0 | 0 | 0 | 0
CC | 12148.99 | 14274.35 | 8607.78 | 8251.01 | 10466.93 | 10209.61
CSP | 0 | 0 | 0 | 0 | 0 | 0
CT | 0 | 0 | 0 | 0 | 0 | 0
Coal | 44253.63 | 38389.05 | 38389.05 | 38389.05 | 38389.05 | 38389.05
Geo | 0 | 0 | 0 | 0 | 0 | 0
H | 410 | 410 | 410 | 410 | 410 | 410
LFG | 1285.09 | 1285.09 | 2548.5 | 2548.5 | 2548.5 | 2548.5
Nuc | 14714.16 | 14714.16 | 14714.16 | 14714.16 | 8654.01 | 8654.01
PS | 478.28 | 1300.12 | 1333.14 | 915.63 | 1594.69 | 1964.64
PV | 0 | 0 | 0 | 0 | 0 | 0
PeakG | 29.96 | 107.56 | 114.32 | 114.32 | 294.76 | 262
PeakO | 0 | 0 | 0 | 0 | 0 | 0
ST | 0 | 0 | 0 | 0 | 0 | 0
STOG | 440.68 | 1019.28 | 0 | 0 | 0 | 0
STWD | 80.93 | 511.48 | 100.52 | 103.23 | 103.23 | 174.48
WT | 5161.16 | 5161.16 | 5730.4 | 5786.07 | 5846.8 | 5859.79
IGCC | 0 | 0 | 0 | 0 | 0 | 0
DemandResponse | 0 | 0 | 0 | 0 | 0 | 0
IGCC-CCS | 0 | 0 | 0 | 0 | 0 | 0
WT_off | 0 | 0 | 0 | 0 | 0 | 0
PseudoUnit | 0 | 0 | 0 | 0 | 0 | 0
FixedInterchange | 0 | 0 | 0 | 0 | 0 | 0
Total Generation by Reporting Type: MISO_MO-IL
ReportingType | 2015 | 2020 | 2025 | 2030 | 2035 | 2040
BM | 0 | 0 | 0 | 0 | 0 | 0
CC | 2445.36 | 3541.7 | 2445.36 | 1870.46 | 2445.36 | 1856.32
CSP | 0 | 0 | 0 | 0 | 0 | 0
CT | 0 | 0 | 0 | 0 | 0 | 0
Coal | 91805.57 | 69459.7 | 72640.6 | 72607.46 | 75436.49 | 75436.49
Geo | 0 | 0 | 0 | 0 | 0 | 0
H | 1317.1 | 1317.1 | 1317.1 | 1317.1 | 1317.1 | 1317.1
LFG | 141.91 | 141.91 | 1902.67 | 1902.67 | 1902.67 | 1902.67
Nuc | 17393.71 | 17393.71 | 17393.71 | 17393.71 | 17393.71 | 17393.71
PS | 191.4 | 334.4 | 334.4 | 202.4 | 334.4 | 334.4
PV | 0 | 0 | 0 | 0 | 0 | 0
PeakG | 152.89 | 589.85 | 845.02 | 664.6 | 906.78 | 740.59
PeakO | 0 | 0 | 0 | 0 | 0 | 0
ST | 0 | 0 | 0 | 0 | 0 | 0
STOG | 110.53 | 215.79 | 0 | 0 | 0 | 0
STWD | 0 | 0 | 0 | 0 | 0 | 0
WT | 2075.16 | 2075.16 | 2075.16 | 2075.16 | 2075.16 | 2075.16
IGCC | 0 | 0 | 0 | 0 | 0 | 0
DemandResponse | 0 | 0 | 0 | 0 | 0 | 0
IGCC-CCS | 0 | 0 | 0 | 0 | 0 | 0
WT_off | 0 | 0 | 0 | 0 | 0 | 0
PseudoUnit | 0 | 0 | 0 | 0 | 0 | 0
FixedInterchange | 0 | 0 | 0 | 0 | 0 | 0
Total Generation by Reporting Type: MISO_W
ReportingType | 2015 | 2020 | 2025 | 2030 | 2035 | 2040
BM | 0 | 0 | 0 | 0 | 0 | 0
CC | 8930.5 | 9090.28 | 5931.83 | 3909.97 | 4628.04 | 4191.75
CSP | 0 | 0 | 0 | 0 | 0 | 0
CT | 0 | 0 | 0 | 0 | 0 | 0
Coal | 82187.01 | 79175.25 | 79175.25 | 79175.25 | 104173.42 | 118077.06
Geo | 0 | 0 | 0 | 0 | 0 | 0
H | 1643.73 | 1643.73 | 1643.73 | 1643.73 | 1643.73 | 1643.73
LFG | 1616.22 | 1616.22 | 2181.24 | 2181.24 | 2181.24 | 2181.24
Nuc | 18393.35 | 18393.35 | 18393.35 | 18393.35 | 0.78 | 0.78
PS | 0 | 0 | 0 | 0 | 0 | 0
PV | 0 | 0 | 0 | 0 | 0 | 0
PeakG | 326.84 | 388.78 | 308.27 | 260.83 | 308.27 | 256.05
PeakO | 0 | 0 | 0 | 0 | 0 | 0
ST | 0 | 0 | 0 | 0 | 0 | 0
STOG | 16.43 | 10.38 | 0 | 0 | 0 | 0
STWD | 0 | 277.86 | 92.26 | 392.6 | 92.26 | 91.66
WT | 27590.66 | 30613.82 | 37665.06 | 38068.42 | 38068.42 | 38068.42
IGCC | 0 | 0 | 0 | 0 | 0 | 0
DemandResponse | 0 | 0 | 0 | 0 | 0 | 0
IGCC-CCS | 0 | 0 | 0 | 0 | 0 | 0
WT_off | 0 | 0 | 0 | 0 | 0 | 0
PseudoUnit | 0 | 0 | 0 | 0 | 0 | 0
FixedInterchange | 0 | 0 | 0 | 0 | 0 | 0
Total Generation by Reporting Type: MISO_WUMS
ReportingType | 2015 | 2020 | 2025 | 2030 | 2035 | 2040
BM | 0 | 0 | 0 | 0 | 0 | 0
CC | 14383.09 | 15382.52 | 10182.86 | 7785.95 | 11159.24 | 10150.13
CSP | 0 | 0 | 0 | 0 | 0 | 0
CT | 0 | 0 | 0 | 0 | 0 | 0
Coal | 23905.11 | 26969.62 | 29110.17 | 30117.13 | 33565.46 | 34041.45
Geo | 0 | 0 | 0 | 0 | 0 | 0
H | 1018.41 | 1018.41 | 1018.41 | 1023.31 | 1023.31 | 1023.31
LFG | 559.76 | 559.76 | 2320.52 | 2320.52 | 2320.52 | 2320.52
Nuc | 14153.33 | 14153.33 | 14153.33 | 14153.33 | 0.78 | 0.78
PS | 0 | 0 | 0 | 0 | 0 | 0
PV | 0 | 0 | 0 | 0 | 0 | 0
PeakG | 72.63 | 97.04 | 111.8 | 103.67 | 305.93 | 296.66
PeakO | 0 | 0 | 0 | 0 | 0 | 0
ST | 0 | 0 | 0 | 0 | 0 | 0
STOG | 0 | 0 | 0 | 0 | 0 | 0
STWD | 0 | 42.68 | 0 | 0 | 0 | 0
WT | 4109.61 | 4109.61 | 4109.61 | 4109.61 | 4109.61 | 4109.61
IGCC | 0 | 0 | 0 | 0 | 0 | 0
DemandResponse | 0 | 0 | 0 | 0 | 0 | 0
IGCC-CCS | 0 | 0 | 0 | 0 | 0 | 0
WT_off | 0 | 0 | 0 | 0 | 0 | 0
PseudoUnit | 0 | 0 | 0 | 0 | 0 | 0
FixedInterchange | 0 | 0 | 0 | 0 | 0 | 0
Total Generation by Reporting Type: Nebraska
ReportingType | 2015 | 2020 | 2025 | 2030 | 2035 | 2040
BM | 0 | 0 | 0 | 0 | 0 | 0
CC | 253.02 | 454.72 | 253.02 | 277.53 | 320.25 | 276.79
CSP | 0 | 0 | 0 | 0 | 0 | 0
CT | 0 | 0 | 0 | 0 | 0 | 0
Coal | 30719.51 | 30409.42 | 30228.8 | 30161.83 | 30424.37 | 30424.37
Geo | 0 | 0 | 0 | 0 | 0 | 0
H | 591 | 591 | 591 | 591 | 591 | 591
LFG | 47.3 | 47.3 | 47.3 | 612.32 | 612.32 | 612.32
Nuc | 9752.32 | 9752.32 | 9752.32 | 9752.32 | 1.56 | 1.56
PS | 0 | 0 | 0 | 0 | 0 | 0
PV | 0 | 0 | 0 | 0 | 0 | 0
PeakG | 65.65 | 115.11 | 88.08 | 62.73 | 140.91 | 85.24
PeakO | 0 | 0 | 0 | 0 | 0 | 0
ST | 0 | 0 | 0 | 0 | 0 | 0
STOG | 0 | 0 | 0 | 0 | 0 | 0
STWD | 0 | 0 | 0 | 0 | 0 | 0
WT | 1220.72 | 1220.72 | 1220.72 | 1220.72 | 1220.72 | 1220.72
IGCC | 0 | 0 | 0 | 0 | 0 | 0
DemandResponse | 0 | 0 | 0 | 0 | 0 | 0
IGCC-CCS | 0 | 0 | 0 | 0 | 0 | 0
WT_off | 0 | 0 | 0 | 0 | 0 | 0
PseudoUnit | 0 | 0 | 0 | 0 | 0 | 0
FixedInterchange | 0 | 0 | 0 | 0 | 0 | 0
Total Generation by Reporting Type: NEISO
ReportingType | 2015 | 2020 | 2025 | 2030 | 2035 | 2040
BM | 1882.96 | 1077.86 | 54.65 | 527.9 | 1077.86 | 551.15
CC | 35630.09 | 24466.65 | 18604.97 | 18730.96 | 30342.75 | 35512.47
CSP | 0 | 0 | 0 | 0 | 0 | 0
CT | 3.12 | 10.92 | 10.92 | 9.8 | 0 | 0
Coal | 32.27 | 0 | 0 | 0 | 0 | 0
Geo | 0 | 0 | 0 | 0 | 0 | 0
H | 12289.94 | 12289.94 | 12289.94 | 12289.94 | 12289.94 | 12289.94
LFG | 4582.65 | 4582.65 | 5132.48 | 5132.48 | 5132.48 | 5132.48
Nuc | 36181.73 | 36181.73 | 36181.73 | 36181.73 | 26141.23 | 19310.53
PS | 152.7 | 185.64 | 152.22 | 166.58 | 184.14 | 232.91
PV | 5.26 | 476.04 | 476.04 | 476.04 | 476.04 | 441.91
PeakG | 32.3 | 38.51 | 38.51 | 38.51 | 38.51 | 60.74
PeakO | 0 | 0 | 0 | 0 | 0 | 0
ST | 0 | 0 | 0 | 0 | 0 | 0
STOG | 0 | 0 | 0 | 0 | 0 | 0
STWD | 2832.85 | 457.41 | 20.35 | 71.34 | 429.63 | 355.68
WT | 1283.3 | 8623.22 | 11457.5 | 12691.69 | 12944.63 | 12944.63
IGCC | 0 | 0 | 0 | 0 | 0 | 0
DemandResponse | 0 | 0 | 0 | 0 | 0 | 0
IGCC-CCS | 0 | 0 | 0 | 0 | 0 | 0
WT_off | 1870.13 | 1870.13 | 1870.13 | 1870.13 | 0 | 0
PseudoUnit | 0 | 0 | 0 | 0 | 0 | 0
FixedInterchange | 0 | 0 | 0 | 0 | 0 | 0
Total Generation by Reporting Type: NonRTO_Midwest
ReportingType | 2015 | 2020 | 2025 | 2030 | 2035 | 2040
BM | 0 | 0 | 0 | 0 | 0 | 0
CC | 0 | 0 | 0 | 0 | 0 | 0
CSP | 0 | 0 | 0 | 0 | 0 | 0
CT | 0 | 0 | 0 | 0 | 0 | 0
Coal | 58082.5 | 57244.96 | 56514.36 | 57024.36 | 59274.04 | 59274.04
Geo | 0 | 0 | 0 | 0 | 0 | 0
H | 457.8 | 457.8 | 457.8 | 457.8 | 457.8 | 457.8
LFG | 110.38 | 110.38 | 110.38 | 1373.79 | 1373.79 | 1373.79
Nuc | 0 | 0 | 0 | 0 | 0.01 | 0.04
PS | 0 | 0 | 0 | 0 | 0 | 0
PV | 0 | 0 | 0 | 0 | 0 | 0
PeakG | 166.82 | 940 | 379.88 | 309.89 | 505.3 | 288.5
PeakO | 0 | 0 | 0 | 0 | 0 | 0
ST | 0 | 0 | 0 | 0 | 0 | 0
STOG | 0 | 0 | 0 | 0 | 0 | 0
STWD | 0 | 0 | 0 | 0 | 0 | 0
WT | 151.43 | 151.43 | 151.43 | 151.43 | 151.43 | 151.43
IGCC | 0 | 0 | 0 | 0 | 0 | 0
DemandResponse | 0 | 0 | 0 | 0 | 0 | 12.28
IGCC-CCS | 0 | 0 | 0 | 0 | 0 | 0
WT_off | 0 | 0 | 0 | 0 | 0 | 0
PseudoUnit | 0 | 0 | 0 | 0 | 0 | 0
FixedInterchange | 0 | 0 | 0 | 0 | 0 | 0
Total Generation by Reporting Type: NYISO_A-F
ReportingType | 2015 | 2020 | 2025 | 2030 | 2035 | 2040
BM | 0 | 0 | 0 | 0 | 0 | 0
CC | 5918.06 | 6294.22 | 5849.51 | 5953.51 | 11706.23 | 13338.66
CSP | 0 | 0 | 0 | 0 | 0 | 0
CT | 0 | 0 | 0 | 0 | 0 | 0
Coal | 0 | 0 | 0 | 0 | 0 | 0
Geo | 0 | 0 | 0 | 0 | 0 | 0
H | 27149.99 | 27149.99 | 27149.99 | 27149.99 | 27149.99 | 27149.99
LFG | 1359.2 | 1359.2 | 1359.2 | 1894.79 | 1894.79 | 1894.79
Nuc | 26211.3 | 26211.3 | 26211.3 | 21372.53 | 16850.79 | 10212.67
PS | 53.47 | 128.49 | 92.65 | 71.75 | 116.52 | 364.74
PV | 0 | 0 | 0 | 0 | 0 | 0
PeakG | 0 | 6.73 | 6.95 | 5.19 | 7.09 | 25.89
PeakO | 0 | 0 | 0 | 0 | 0 | 0
ST | 0 | 0 | 0 | 0 | 0 | 0
STOG | 0 | 0 | 0 | 0 | 0 | 0
STWD | 0 | 0 | 0 | 0 | 0 | 0
WT | 10101.82 | 11933.66 | 11933.66 | 11933.66 | 11933.66 | 11933.66
IGCC | 0 | 0 | 0 | 0 | 0 | 0
DemandResponse | 0 | 0 | 0 | 0 | 0 | 0
IGCC-CCS | 0 | 0 | 0 | 0 | 0 | 0
WT_off | 0 | 0 | 0 | 0 | 0 | 0
PseudoUnit | 0 | 0 | 0 | 0 | 0 | 0
FixedInterchange | 0 | 0 | 0 | 0 | 0 | 0
Total Generation by Reporting Type: NYISO_G-I
ReportingType | 2015 | 2020 | 2025 | 2030 | 2035 | 2040
BM | 0 | 0 | 0 | 0 | 0 | 0
CC | 5599.72 | 6365.65 | 5581.08 | 4133.91 | 14744.04 | 31584.31
CSP | 0 | 0 | 0 | 0 | 0 | 0
CT | 0 | 0 | 0 | 0 | 0 | 0
Coal | 1839.59 | 0 | 0 | 0 | 0 | 0
Geo | 0 | 0 | 0 | 0 | 0 | 0
H | 266.56 | 266.56 | 266.56 | 266.56 | 266.56 | 266.56
LFG | 504.58 | 504.58 | 504.58 | 1090.62 | 1090.62 | 1090.62
Nuc | 15929.31 | 15929.31 | 15929.31 | 15929.31 | 7987.24 | 3.12
PS | 0 | 0 | 0 | 0 | 0 | 0
PV | 0 | 0 | 0 | 0 | 0 | 0
PeakG | 0.03 | 2.27 | 2.27 | 2.27 | 2.45 | 2.35
PeakO | 0 | 0.01 | 0.8 | 0.8 | 2.73 | 2.73
ST | 0 | 0 | 0 | 0 | 0 | 0
STOG | 0 | 0 | 0 | 0 | 0 | 0
STWD | 0 | 0 | 0 | 0 | 0 | 0
WT | 0 | 178.23 | 178.23 | 178.23 | 178.23 | 178.23
IGCC | 0 | 0 | 0 | 0 | 0 | 0
DemandResponse | 0 | 0 | 0 | 0 | 0 | 0
IGCC-CCS | 0 | 0 | 0 | 0 | 0 | 0
WT_off | 0 | 0 | 0 | 0 | 0 | 0
PseudoUnit | 0 | 0 | 0 | 0 | 0 | 0
FixedInterchange | 0 | 0 | 0 | 0 | 0 | 0
Total Generation by Reporting Type: NYISO_J-K
ReportingType | 2015 | 2020 | 2025 | 2030 | 2035 | 2040
BM | 0 | 0 | 0 | 0 | 0 | 0
CC | 21360.11 | 24801.06 | 23972.28 | 22022.72 | 26059.57 | 30498.41
CSP | 0 | 0 | 0 | 0 | 0 | 0
CT | 0 | 0 | 0 | 0 | 0 | 0
Coal | 0 | 0 | 0 | 0 | 0 | 0
Geo | 0 | 0 | 0 | 0 | 0 | 0
H | 0 | 0 | 0 | 0 | 0 | 0
LFG | 977.62 | 977.62 | 977.62 | 1563.66 | 1563.66 | 1563.66
Nuc | 0 | 0 | 0 | 0 | 0 | 0.01
PS | 0 | 0 | 0 | 0 | 0 | 0
PV | 53.26 | 53.26 | 53.26 | 53.26 | 0 | 0
PeakG | 88.81 | 363.4 | 363.4 | 361.63 | 620.88 | 669.81
PeakO | 0 | 11.46 | 64.65 | 65.39 | 67.97 | 67.97
ST | 0 | 0 | 0 | 0 | 0 | 0
STOG | 611.09 | 924.9 | 812.83 | 823.19 | 1038.37 | 1289.5
STWD | 0 | 0 | 0 | 0 | 0 | 0
WT | 0 | 0 | 0 | 0 | 0 | 0
IGCC | 0 | 0 | 0 | 0 | 0 | 0
DemandResponse | 0 | 0 | 0 | 0 | 0 | 0
IGCC-CCS | 0 | 0 | 0 | 0 | 0 | 0
WT_off | 0 | 0 | 0 | 0 | 0 | 0
PseudoUnit | 0 | 0 | 0 | 0 | 0 | 0
FixedInterchange | 0 | 0 | 0 | 0 | 0 | 0
Total Generation by Reporting Type: PJM_E
ReportingType | 2015 | 2020 | 2025 | 2030 | 2035 | 2040
BM | 0 | 223.98 | 223.98 | 223.98 | 223.98 | 223.98
CC | 19454.18 | 36551.74 | 33490.33 | 31493.71 | 57095.27 | 70596.43
CSP | 0 | 0 | 0 | 0 | 0 | 0
CT | 0.24 | 0.86 | 0.86 | 0 | 0 | 0
Coal | 216.77 | 153.93 | 174.76 | 174.76 | 207.62 | 207.62
Geo | 0 | 0 | 0 | 0 | 0 | 0
H | 1839.27 | 1839.27 | 1839.27 | 1839.27 | 1839.27 | 1839.27
LFG | 3714.15 | 4707.06 | 4761.94 | 4761.94 | 4761.94 | 4761.94
Nuc | 66287.73 | 61501.14 | 61501.14 | 61501.14 | 44177.54 | 35032.79
PS | 129.05 | 184 | 184 | 184 | 264 | 304
PV | 102.4 | 102.4 | 102.4 | 102.4 | 102.4 | 102.4
PeakG | 71.81 | 95.06 | 533.36 | 533.36 | 1096.5 | 1316.75
PeakO | 0 | 0 | 0 | 0 | 0 | 0
ST | 0 | 0 | 0 | 0 | 0 | 0
STOG | 0 | 0 | 0 | 0 | 0 | 0
STWD | 0 | 0 | 0 | 0 | 0 | 0
WT | 2143.36 | 2143.36 | 2143.36 | 2143.36 | 2143.36 | 2143.36
IGCC | 0 | 0 | 0 | 0 | 0 | 0
DemandResponse | 0 | 0 | 0 | 0 | 0 | 38.51
IGCC-CCS | 0 | 0 | 0 | 0 | 0 | 0
WT_off | 0 | 0 | 3990.52 | 3990.52 | 3990.52 | 3990.52
PseudoUnit | 0 | 0 | 0 | 0 | 0 | 0
FixedInterchange | 0 | 0 | 0 | 0 | 0 | 0
Total Generation by Reporting Type: PJM_ROM
ReportingType | 2015 | 2020 | 2025 | 2030 | 2035 | 2040
BM | 0 | 134.39 | 134.39 | 134.39 | 134.39 | 134.39
CC | 11144.34 | 19900.83 | 18808.63 | 18299.67 | 30037.9 | 37578.38
CSP | 0 | 0 | 0 | 0 | 0 | 0
CT | 0.15 | 0.52 | 2.11 | 3.14 | 0 | 0
Coal | 49840.29 | 56602.64 | 59010.83 | 62093.71 | 62700.59 | 62700.59
Geo | 0 | 0 | 0 | 0 | 0 | 0
H | 3645.46 | 3645.46 | 3645.46 | 3645.46 | 3645.46 | 3645.46
LFG | 2813.8 | 4903.85 | 4903.85 | 4903.85 | 4903.85 | 4903.85
Nuc | 39227.38 | 39227.38 | 39227.38 | 39227.38 | 25736.15 | 18733.49
PS | 620.33 | 695.98 | 695.98 | 767.92 | 998.58 | 1149.88
PV | 10.51 | 2299.84 | 3582.3 | 3808.7 | 3821.47 | 3842.35
PeakG | 11.11 | 48.51 | 48.51 | 48.51 | 581.78 | 631.45
PeakO | 0 | 0 | 0 | 0 | 0 | 0
ST | 0 | 0 | 0 | 0 | 0 | 0
STOG | 0 | 0 | 0 | 0 | 0 | 0
STWD | 0 | 490.56 | 490.56 | 490.56 | 490.56 | 490.56
WT | 3032.09 | 3032.09 | 4910.74 | 4910.74 | 12463.97 | 12813.44
IGCC | 0 | 0 | 0 | 0 | 0 | 0
DemandResponse | 0 | 0 | 0 | 0 | 0 | 0
IGCC-CCS | 0 | 0 | 0 | 0 | 0 | 0
WT_off | 0 | 0 | 0 | 0 | 0 | 0
PseudoUnit | 0 | 0 | 0 | 0 | 0 | 0
FixedInterchange | 0 | 0 | 0 | 0 | 0 | 0
Total Generation by Reporting Type: PJM_ROR
ReportingType | 2015 | 2020 | 2025 | 2030 | 2035 | 2040
BM | 0 | 196.79 | 251.72 | 393.72 | 1160.64 | 985.02
CC | 59241.92 | 64089.16 | 47006.14 | 45991.63 | 58450.22 | 61671.89
CSP | 0 | 0 | 0 | 0 | 0 | 0
CT | 5.69 | 11.11 | 5.69 | 5.69 | 0 | 0
Coal | 353083.05 | 268033.06 | 268779.99 | 269528.86 | 271112.06 | 272049.46
Geo | 0 | 0 | 0 | 0 | 0 | 0
H | 4602.26 | 4602.26 | 6925.78 | 6925.78 | 6925.78 | 6925.78
LFG | 4252.63 | 4252.63 | 8302.71 | 8302.71 | 8302.71 | 8302.71
Nuc | 156083.84 | 156083.84 | 156083.84 | 149330.43 | 116030.78 | 77993.94
PS | 1340.23 | 1759.67 | 1597.61 | 1725.36 | 2424.72 | 2835.14
PV | 63.07 | 63.07 | 63.07 | 63.07 | 63.07 | 63.07
PeakG | 1428.93 | 2301.98 | 1497.18 | 1449.23 | 2336.49 | 3756.24
PeakO | 0 | 0 | 0 | 0 | 0 | 0
ST | 0 | 0 | 0 | 0 | 0 | 0
STOG | 0 | 0 | 0 | 0 | 0 | 0
STWD | 0 | 608.76 | 836.28 | 1139.21 | 1359.55 | 1359.55
WT | 28147.97 | 28147.97 | 28147.97 | 28682.04 | 28682.04 | 28682.04
IGCC | 0 | 0 | 0 | 0 | 0 | 0
DemandResponse | 0 | 0 | 0 | 0 | 0 | 0
IGCC-CCS | 0 | 0 | 0 | 0 | 0 | 0
WT_off | 0 | 0 | 0 | 0 | 0 | 0
PseudoUnit | 0 | 0 | 0 | 0 | 0 | 0
FixedInterchange | 0 | 0 | 0 | 0 | 0 | 0
Total Generation by Reporting Type: SOCO
ReportingType | 2015 | 2020 | 2025 | 2030 | 2035 | 2040
BM | 0 | 5.58 | 23.04 | 23.04 | 38.26 | 38.26
CC | 100119.64 | 105598.9 | 86304.8 | 87497.39 | 86979.95 | 54332.62
CSP | 0 | 0 | 0 | 0 | 0 | 0
CT | 0 | 0 | 0 | 0 | 0 | 0
Coal | 102510.33 | 89854.02 | 106062.59 | 106062.59 | 106062.59 | 175439.94
Geo | 0 | 0 | 0 | 0 | 0 | 0
H | 10893.11 | 10893.11 | 10893.11 | 10893.11 | 10893.11 | 10893.11
LFG | 291.71 | 291.71 | 1138.45 | 1138.45 | 1138.45 | 1138.45
Nuc | 45497.84 | 62634.5 | 62634.5 | 62634.5 | 62634.5 | 42031.17
PS | 728.62 | 1273 | 770.5 | 770.5 | 1273 | 770.5
PV | 0 | 0 | 0 | 0 | 0 | 0
PeakG | 182.61 | 897.99 | 347.19 | 72.41 | 110.46 | 0
PeakO | 0 | 0 | 0 | 0 | 0 | 0
ST | 0 | 0 | 0 | 0 | 0 | 0
STOG | 0 | 0 | 0 | 0 | 0 | 0
STWD | 0 | 0 | 0 | 0 | 0 | 0
WT | 0 | 0 | 0 | 0 | 0 | 0
IGCC | 0 | 0 | 0 | 0 | 0 | 0
DemandResponse | 0 | 0 | 41.4 | 5.12 | 129.59 | 18.96
IGCC-CCS | 0 | 0 | 0 | 0 | 0 | 0
WT_off | 0 | 0 | 0 | 0 | 0 | 0
PseudoUnit | 0 | 0 | 0 | 0 | 0 | 0
FixedInterchange | 0 | 0 | 0 | 0 | 0 | 0
Total Generation by Reporting Type: SPP_N
ReportingType | 2015 | 2020 | 2025 | 2030 | 2035 | 2040
BM | 0 | 0 | 0 | 0 | 0 | 0
CC | 6273.93 | 3900.03 | 2339 | 2120.09 | 1527.58 | 1239.87
CSP | 0 | 0 | 0 | 0 | 0 | 0
CT | 0 | 0 | 0 | 0 | 0 | 0
Coal | 61836.51 | 56230.27 | 56230.27 | 56230.27 | 56230.27 | 56230.27
Geo | 0 | 0 | 0 | 0 | 0 | 0
H | 60 | 60 | 60 | 60 | 60 | 60
LFG | 55.19 | 55.19 | 804.17 | 804.17 | 804.17 | 804.17
Nuc | 9035.69 | 9035.69 | 9035.69 | 9035.69 | 9035.69 | 9035.69
PS | 0 | 0 | 0 | 0 | 0 | 0
PV | 0 | 0 | 0 | 0 | 0 | 0
PeakG | 130.81 | 758.06 | 613.85 | 554.59 | 310.7 | 301.18
PeakO | 0 | 0 | 0 | 0 | 0 | 0
ST | 0 | 0 | 0 | 0 | 0 | 0
STOG | 219.3 | 0 | 0 | 0 | 0 | 0
STWD | 0 | 0 | 0 | 0 | 0 | 0
WT | 4213.48 | 4213.48 | 4213.48 | 4213.48 | 28521.85 | 29619.63
IGCC | 0 | 0 | 0 | 0 | 0 | 0
DemandResponse | 0 | 0 | 0 | 0 | 0 | 0
IGCC-CCS | 0 | 0 | 0 | 0 | 0 | 0
WT_off | 0 | 0 | 0 | 0 | 0 | 0
PseudoUnit | 0 | 0 | 0 | 0 | 0 | 0
FixedInterchange | 0 | 0 | 0 | 0 | 0 | 0
Total Generation by Reporting Type: SPP_S
ReportingType | 2015 | 2020 | 2025 | 2030 | 2035 | 2040
BM | 0 | 0 | 0 | 0 | 0 | 0
CC | 24889.01 | 46656.44 | 33590.2 | 31744.25 | 14742.2 | 12906.48
CSP | 0 | 0 | 0 | 0 | 0 | 0
CT | 0 | 203.09 | 289.71 | 289.71 | 114.89 | 0
Coal | 96648.54 | 77845.77 | 83772.29 | 84285.77 | 84285.77 | 84285.77
Geo | 0 | 0 | 0 | 0 | 0 | 0
H | 10050.79 | 10050.79 | 10050.79 | 10050.79 | 10050.79 | 10050.79
LFG | 149.8 | 149.8 | 898.78 | 898.78 | 898.78 | 898.78
Nuc | 0 | 0 | 0 | 0 | 0.01 | 0.02
PS | 194.01 | 327.81 | 205.16 | 194.01 | 194.01 | 194.01
PV | 0 | 0 | 0 | 0 | 0 | 0
PeakG | 0 | 396.66 | 909.93 | 598.87 | 359.92 | 330.9
PeakO | 0 | 0 | 0 | 0 | 0 | 0
ST | 0 | 0 | 0 | 0 | 0 | 0
STOG | 995.11 | 1453.39 | 0 | 0 | 0 | 0
STWD | 0 | 0.76 | 0 | 0 | 0 | 0
WT | 9404.55 | 15904.88 | 15904.88 | 15904.88 | 31811.47 | 33509.54
IGCC | 0 | 0 | 0 | 0 | 0 | 0
DemandResponse | 0 | 0 | 0 | 0 | 0 | 0
IGCC-CCS | 0 | 0 | 0 | 0 | 0 | 0
WT_off | 0 | 0 | 0 | 0 | 0 | 0
PseudoUnit | 0 | 0 | 0 | 0 | 0 | 0
FixedInterchange | 0 | 0 | 0 | 0 | 0 | 0
Total Generation by Reporting Type: TVA
ReportingType | 2015 | 2020 | 2025 | 2030 | 2035 | 2040
BM | 0 | 0 | 0 | 0 | 0 | 0
CC | 20871.77 | 24603.23 | 18485.76 | 15997.85 | 24248.22 | 22886.19
CSP | 0 | 0 | 0 | 0 | 0 | 0
CT | 0 | 0 | 0 | 0 | 0 | 0
Coal | 73735.2 | 62096.66 | 62096.66 | 62096.66 | 62096.66 | 73923.15
Geo | 0 | 0 | 0 | 0 | 0 | 0
H | 17444.81 | 17444.8 | 17444.8 | 17444.8 | 17444.8 | 17444.8
LFG | 102.49 | 102.49 | 102.49 | 949.23 | 949.23 | 949.23
Nuc | 65391.09 | 65391.09 | 65391.09 | 65391.09 | 45821.54 | 35861.5
PS | 714.63 | 941.95 | 798.47 | 782.36 | 801.78 | 828.88
PV | 0 | 0 | 0 | 0 | 0 | 0
PeakG | 0 | 76.67 | 0 | 0 | 0 | 0
PeakO | 0 | 0 | 0 | 0 | 0 | 0
ST | 0 | 0 | 0 | 0 | 0 | 0
STOG | 0 | 0 | 0 | 0 | 0 | 0
STWD | 0 | 0 | 0 | 0 | 0 | 0
WT | 73.94 | 73.94 | 73.94 | 73.94 | 73.94 | 73.94
IGCC | 0 | 0 | 0 | 0 | 0 | 0
DemandResponse | 0 | 0 | 0 | 0 | 68.01 | 92.36
IGCC-CCS | 0 | 0 | 0 | 0 | 0 | 0
WT_off | 0 | 0 | 0 | 0 | 0 | 0
PseudoUnit | 0 | 0 | 0 | 0 | 0 | 0
FixedInterchange | 0 | 0 | 0 | 0 | 0 | 0
Total Generation by Reporting Type: TVA_Transmission
ReportingType | 2015 | 2020 | 2025 | 2030 | 2035 | 2040
BM | 0 | 0 | 0 | 0 | 0 | 0
CC | 0 | 0 | 0 | 0 | 0 | 0
CSP | 0 | 0 | 0 | 0 | 0 | 0
CT | 0 | 0 | 0 | 0 | 0 | 0
Coal | 0 | 0 | 0 | 0 | 0 | 0
Geo | 0 | 0 | 0 | 0 | 0 | 0
H | 0 | 0 | 0 | 0 | 0 | 0
LFG | 0 | 0 | 0 | 0 | 0 | 0
Nuc | 0 | 0 | 0 | 0 | 0 | 0
PS | 0 | 0 | 0 | 0 | 0 | 0
PV | 0 | 0 | 0 | 0 | 0 | 0
PeakG | 0 | 0 | 0 | 0 | 0 | 0
PeakO | 0 | 0 | 0 | 0 | 0 | 0
ST | 0 | 0 | 0 | 0 | 0 | 0
STOG | 0 | 0 | 0 | 0 | 0 | 0
STWD | 0 | 0 | 0 | 0 | 0 | 0
WT | 0 | 0 | 0 | 0 | 0 | 0
IGCC | 0 | 0 | 0 | 0 | 0 | 0
DemandResponse | 0 | 0 | 0 | 0 | 0 | 0
IGCC-CCS | 0 | 0 | 0 | 0 | 0 | 0
WT_off | 0 | 0 | 0 | 0 | 0 | 0
PseudoUnit | 0 | 0 | 0 | 0 | 0 | 0
FixedInterchange | 0 | 0 | 0 | 0 | 0 | 0
Total Generation by Reporting Type: VACAR
ReportingType | 2015 | 2020 | 2025 | 2030 | 2035 | 2040
BM | 6.84 | 1174.75 | 3482.34 | 3822.1 | 3822.1 | 3964.01
CC | 33210.7 | 31027.17 | 21434.7 | 19873.38 | 29421.79 | 39585.91
CSP | 0 | 0 | 0 | 0 | 0 | 0
CT | 73.69 | 274.67 | 140.69 | 140.69 | 0 | 0
Coal | 86230.52 | 72482.22 | 81344.89 | 85893.98 | 91986.89 | 95475.26
Geo | 0 | 0 | 0 | 0 | 0 | 0
H | 4325 | 4325 | 4325 | 4325 | 4325 | 4325
LFG | 499.37 | 1343.43 | 1343.43 | 1343.43 | 1343.43 | 1343.43
Nuc | 89032.75 | 107182.03 | 107182.03 | 107182.03 | 81882.09 | 67409.4
PS | 667.89 | 1659.13 | 1516 | 1540.23 | 2694.04 | 3391.64
PV | 42.05 | 275.82 | 275.82 | 277.08 | 279.59 | 282.34
PeakG | 145.3 | 808.28 | 660.02 | 712.6 | 2358.63 | 2849.87
PeakO | 0 | 0 | 0 | 0 | 0 | 0
ST | 0 | 0 | 0 | 0 | 0 | 0
STOG | 0 | 0 | 0 | 0 | 0 | 0
STWD | 1969.25 | 1969.25 | 1969.25 | 1650.09 | 1920.71 | 1969.25
WT | 2.34 | 7866.99 | 7866.99 | 7866.99 | 7866.99 | 7866.99
IGCC | 0 | 0 | 0 | 0 | 0 | 0
DemandResponse | 0 | 0 | 2.97 | 1.6 | 141.98 | 295.41
IGCC-CCS | 0 | 0 | 0 | 0 | 0 | 0
WT_off | 3.46 | 3.46 | 3.46 | 3.46 | 3.46 | 3.46
PseudoUnit | 0 | 0 | 0 | 0 | 0 | 0
FixedInterchange | 0 | 0 | 0 | 0 | 0 | 0
Total Generation by Reporting Type: IESO
ReportingType | 2015 | 2020 | 2025 | 2030 | 2035 | 2040
BM | 0 | 3.01 | 3.17 | 7.52 | 10.53 | 10.53
CC | 369.62 | 329.48 | 277.21 | 365.49 | 2812.05 | 6126.05
CSP | 0 | 0 | 0 | 0 | 0 | 0
CT | 0 | 3.44 | 11.78 | 8.59 | 12.03 | 39.02
Coal | 0 | 0 | 0 | 0 | 0 | 0
Geo | 0 | 0 | 0 | 0 | 0 | 0
H | 46189.03 | 46189.03 | 46189.03 | 46189.03 | 46189.03 | 46189.03
LFG | 926.37 | 926.37 | 926.37 | 926.37 | 926.37 | 930.31
Nuc | 101402.31 | 101402.31 | 101402.31 | 101402.31 | 93379.23 | 81383.57
PS | 25.83 | 13.53 | 13.53 | 13.53 | 25.38 | 81.18
PV | 78.84 | 78.84 | 78.84 | 78.84 | 78.84 | 78.84
PeakG | 0 | 0.71 | 1.78 | 1.78 | 2.49 | 2.49
PeakO | 0 | 0 | 0 | 0 | 0 | 0
ST | 0 | 0 | 0 | 0 | 0 | 0
STOG | 0 | 0 | 0 | 0 | 0 | 0
STWD | 0 | 0 | 0 | 0 | 0 | 0
WT | 8479.75 | 8479.75 | 8479.75 | 8479.75 | 3205.67 | 3205.67
IGCC | 0 | 0 | 0 | 0 | 0 | 0
DemandResponse | 0 | 0 | 0 | 0 | 0 | 0
IGCC-CCS | 0 | 0 | 0 | 0 | 0 | 0
WT_off | 0 | 0 | 0 | 0 | 0 | 0
PseudoUnit | 0 | 0 | 0 | 0 | 0 | 0
FixedInterchange | 0 | 0 | 0 | 0 | 0 | 0
Total Generation by Reporting Type: MAPP_CA
ReportingType | 2015 | 2020 | 2025 | 2030 | 2035 | 2040
BM | 0 | 0 | 0 | 0 | 0 | 0
CC | 3477.94 | 4229.32 | 2857.02 | 2627.28 | 1048.63 | 0
CSP | 0 | 0 | 0 | 0 | 0 | 0
CT | 0 | 0 | 0 | 0 | 0 | 0
Coal | 215.23 | 639.23 | 0 | 0 | 0 | 0
Geo | 0 | 0 | 0 | 0 | 0 | 0
H | 41520.42 | 41520.42 | 41520.42 | 41520.42 | 47685.72 | 56856.44
LFG | 0 | 0 | 0 | 0 | 0 | 0
Nuc | 0 | 0 | 0 | 0 | 0 | 0
PS | 0 | 0 | 0 | 0 | 0 | 0
PV | 0 | 0 | 0 | 0 | 0 | 0
PeakG | 1.05 | 11.98 | 17.94 | 17.94 | 0 | 0
PeakO | 0 | 0 | 0.13 | 0.13 | 0 | 0
ST | 0 | 0 | 0 | 0 | 0 | 0
STOG | 3.41 | 4.12 | 3.51 | 0 | 0 | 0
STWD | 0 | 0 | 0 | 0 | 0 | 0
WT | 1446.06 | 1446.06 | 1446.06 | 1446.06 | 688.72 | 688.72
IGCC | 0 | 0 | 0 | 0 | 0 | 0
DemandResponse | 0 | 0 | 0 | 0 | 0 | 0
IGCC-CCS | 0 | 0 | 0 | 0 | 0 | 0
WT_off | 0 | 0 | 0 | 0 | 0 | 0
PseudoUnit | 0 | 0 | 0 | 0 | 0 | 0
FixedInterchange | 0 | 0 | 0 | 0 | 0 | 0
Total Generation by Reporting Type: AZ_NM_SNV_Coal
ReportingType | 2015 | 2020 | 2025 | 2030 | 2035 | 2040
BM | 0 | 0 | 0 | 0 | 0 | 0
CC | 0 | 0 | 0 | 0 | 0 | 0
CSP | 0 | 0 | 0 | 0 | 0 | 0
CT | 0 | 0 | 0 | 0 | 0 | 0
Coal | 72048.5 | 75810.74 | 75810.74 | 75810.74 | 75920.48 | 109137.43
Geo | 0 | 0 | 0 | 0 | 0 | 0
H | 0 | 0 | 0 | 0 | 0 | 0
LFG | 0 | 0 | 0 | 0 | 0 | 0
Nuc | 0 | 0 | 0 | 0 | 0 | 0
PS | 0 | 0 | 0 | 0 | 0 | 0
PV | 0 | 0 | 0 | 0 | 0 | 0
PeakG | 0 | 0 | 0 | 0 | 0 | 0
PeakO | 0 | 0 | 0 | 0 | 0 | 0
ST | 0 | 0 | 0 | 0 | 0 | 0
STOG | 0 | 0 | 0 | 0 | 0 | 0
STWD | 0 | 0 | 0 | 0 | 0 | 0
WT | 0 | 0 | 0 | 0 | 0 | 0
IGCC | 0 | 0 | 0 | 0 | 0 | 0
DemandResponse | 0 | 0 | 0 | 0 | 0 | 0
IGCC-CCS | 0 | 0 | 0 | 0 | 0 | 0
WT_off | 0 | 0 | 0 | 0 | 0 | 0
PseudoUnit | 0 | 0 | 0 | 0 | 0 | 0
FixedInterchange | 0 | 0 | 0 | 0 | 0 | 0
Total Generation by Reporting Type: AZ_NM_SNV_Gas
ReportingType | 2015 | 2020 | 2025 | 2030 | 2035 | 2040
BM | 0 | 0 | 0 | 0 | 0 | 0
CC | 99922.01 | 98878.77 | 96720.42 | 99360.77 | 99922.01 | 97264.28
CSP | 0 | 0 | 0 | 0 | 0 | 0
CT | 0 | 6.87 | 24.06 | 75.62 | 0 | 0
Coal | 0 | 0 | 0 | 0 | 0 | 0
Geo | 0 | 0 | 0 | 0 | 0 | 0
H | 0 | 0 | 0 | 0 | 0 | 0
LFG | 0 | 0 | 0 | 0 | 0 | 0
Nuc | 0 | 0 | 0 | 0 | 0 | 0
PS | 0 | 0 | 0 | 0 | 0 | 0
PV | 0 | 0 | 0 | 0 | 0 | 0
PeakG | 0 | 0 | 0 | 0 | 0 | 0
PeakO | 0 | 0 | 0 | 0 | 0 | 0
ST | 0 | 0 | 0 | 0 | 0 | 0
STOG | 0 | 0 | 0 | 0 | 0 | 0
STWD | 0 | 0 | 0 | 0 | 0 | 0
WT | 0 | 0 | 0 | 0 | 0 | 0
IGCC | 0 | 0 | 0 | 0 | 0 | 0
DemandResponse | 0 | 0 | 0 | 0 | 0 | 0
IGCC-CCS | 0 | 0 | 0 | 0 | 0 | 0
WT_off | 0 | 0 | 0 | 0 | 0 | 0
PseudoUnit | 0 | 0 | 0 | 0 | 0 | 0
FixedInterchange | 0 | 0 | 0 | 0 | 0 | 0
Total Generation by Reporting Type: AZ_NM_SNV_NucRenew
ReportingType | 2015 | 2020 | 2025 | 2030 | 2035 | 2040
BM | 0 | 0 | 0 | 0 | 0 | 0
CC | 0 | 0 | 0 | 0 | 0 | 0
CSP | 0 | 0 | 0 | 0 | 0 | 0
CT | 0 | 0 | 0 | 0 | 0 | 0
Coal | 0 | 0 | 0 | 0 | 0 | 0
Geo | 0 | 0 | 12066.9 | 12066.9 | 12066.9 | 12066.9
H | 8952 | 8952 | 8952 | 8952 | 8952 | 8952
LFG | 55.19 | 533.48 | 533.48 | 533.48 | 533.48 | 533.48
Nuc | 30183.89 | 30183.89 | 30183.89 | 30183.89 | 30183.89 | 30183.89
PS | 45.36 | 23.76 | 23.76 | 23.76 | 45.36 | 45.36
PV | 365.63 | 365.63 | 365.63 | 365.63 | 365.63 | 365.63
PeakG | 0 | 0 | 0 | 0 | 0 | 0
PeakO | 0 | 0 | 0 | 0 | 0 | 0
ST | 981.12 | 2338.8 | 3084.85 | 3190.24 | 3190.24 | 3190.24
STOG | 0 | 0 | 0 | 0 | 0 | 0
STWD | 182.21 | 182.21 | 2.57 | 182.21 | 182.21 | 182.21
WT | 1407.73 | 7313.93 | 7313.93 | 7500.76 | 7500.76 | 7500.76
IGCC | 0 | 0 | 0 | 0 | 0 | 0
DemandResponse | 0 | 0 | 0 | 0 | 0 | 0
IGCC-CCS | 0 | 0 | 0 | 0 | 0 | 0
WT_off | 0 | 0 | 0 | 0 | 0 | 0
PseudoUnit | 0 | 0 | 0 | 0 | 0 | 0
FixedInterchange | 0 | 0 | 0 | 0 | 0 | 0
Total Generation by Reporting Type: ERCOT
ReportingType | 2015 | 2020 | 2025 | 2030 | 2035 | 2040
BM | 0 | 4.68 | 58.16 | 58.16 | 78.62 | 58.16
CC | 144266.84 | 136391.44 | 116894 | 114125.45 | 111103.37 | 70521.96
CSP | 0 | 0 | 0 | 0 | 0 | 0
CT | 0 | 49.04 | 101.58 | 101.58 | 0 | 0
Coal | 111710.17 | 126551.95 | 141005.36 | 141005.36 | 141005.36 | 141005.36
Geo | 0 | 0 | 0 | 0 | 0 | 0
H | 607.38 | 607.38 | 607.38 | 607.38 | 607.38 | 607.38
LFG | 591.3 | 591.3 | 3382.24 | 3382.24 | 3382.24 | 3382.24
Nuc | 39655.79 | 39655.79 | 39655.79 | 39655.79 | 39655.79 | 39655.79
PS | 0 | 0 | 0 | 0 | 0 | 0
PV | 30.84 | 30.84 | 30.84 | 30.84 | 2.63 | 2.63
PeakG | 0 | 446.88 | 847 | 902.88 | 942.26 | 743.56
PeakO | 0 | 1.6 | 0 | 0 | 0 | 0
ST | 0 | 0 | 0 | 0 | 0 | 0
STOG | 3538.81 | 4291.3 | 2648.76 | 2001.69 | 1569.72 | 0
STWD | 0 | 0 | 0 | 0 | 0 | 0
WT | 27080.39 | 27080.39 | 27080.39 | 27080.39 | 27080.39 | 68136.81
IGCC | 0 | 0 | 0 | 0 | 0 | 0
DemandResponse | 0 | 12.03 | 99.37 | 96.11 | 98.76 | 108.72
IGCC-CCS | 0 | 0 | 0 | 0 | 0 | 0
WT_off | 0 | 0 | 0 | 0 | 0 | 0
PseudoUnit | 0 | 0 | 0 | 0 | 0 | 0
FixedInterchange | 0 | 0 | 0 | 0 | 0 | 0
Total Generation by Reporting Type: NP15
ReportingType | 2015 | 2020 | 2025 | 2030 | 2035 | 2040
BM | 0 | 0 | 0 | 0 | 0 | 0
CC | 34907.42 | 8554.33 | 4553.8 | 7300.95 | 7725.53 | 3498.06
CSP | 0 | 0 | 0 | 0 | 0 | 0
CT | 0 | 0 | 0 | 0 | 0 | 0
Coal | 213.44 | 0 | 0 | 0 | 0 | 0
Geo | 9050.48 | 11551.4 | 14043.68 | 14043.68 | 14043.68 | 14043.68
H | 24182 | 24182 | 24182 | 24182 | 24182 | 24182
LFG | 670.14 | 5124.6 | 5124.6 | 5124.6 | 5124.6 | 5124.6
Nuc | 17915.6 | 17915.6 | 17915.6 | 17915.6 | 17915.6 | 17915.6
PS | 0 | 8.29 | 18.79 | 38.49 | 48.84 | 76.18
PV | 153.52 | 153.52 | 153.52 | 153.52 | 139.28 | 139.28
PeakG | 0 | 0 | 0 | 0 | 0 | 0
PeakO | 0 | 0 | 0 | 0 | 0 | 0
ST | 99.08 | 99.08 | 99.08 | 99.08 | 99.08 | 99.08
STOG | 66.62 | 14.65 | 0 | 0 | 0 | 0
STWD | 3097.54 | 3097.54 | 43.76 | 1921.1 | 53.7 | 898.09
WT | 3102.31 | 7038.72 | 7038.72 | 7038.72 | 9364.89 | 10318.9
IGCC | 0 | 0 | 0 | 0 | 0 | 0
DemandResponse | 0 | 0 | 0 | 0 | 0 | 0
IGCC-CCS | 0 | 0 | 0 | 0 | 0 | 0
WT_off | 0 | 0 | 0 | 0 | 0 | 0
PseudoUnit | 0 | 0 | 0 | 0 | 0 | 0
FixedInterchange | 0 | 0 | 0 | 0 | 0 | 0
Total Generation by Reporting Type: NWPP_Coal
ReportingType | 2015 | 2020 | 2025 | 2030 | 2035 | 2040
BM | 0 | 0 | 0 | 0 | 0 | 0
CC | 0 | 0 | 0 | 0 | 0 | 0
CSP | 0 | 0 | 0 | 0 | 0 | 0
CT | 0 | 0 | 0 | 0 | 0 | 0
Coal | 92287.15 | 92169.04 | 92169.04 | 92169.04 | 92169.04 | 92169.04
Geo | 0 | 0 | 0 | 0 | 0 | 0
H | 0 | 0 | 0 | 0 | 0 | 0
LFG | 0 | 0 | 0 | 0 | 0 | 0
Nuc | 0 | 0 | 0 | 0 | 0 | 0
PS | 0 | 0 | 0 | 0 | 0 | 0
PV | 0 | 0 | 0 | 0 | 0 | 0
PeakG | 0 | 0 | 0 | 0 | 0 | 0
PeakO | 0 | 0 | 0 | 0 | 0 | 0
ST | 0 | 0 | 0 | 0 | 0 | 0
STOG | 0 | 0 | 0 | 0 | 0 | 0
STWD | 0 | 0 | 0 | 0 | 0 | 0
WT | 0 | 0 | 0 | 0 | 0 | 0
IGCC | 0 | 0 | 0 | 0 | 0 | 0
DemandResponse | 0 | 0 | 0 | 0 | 0 | 0
IGCC-CCS | 0 | 0 | 0 | 0 | 0 | 0
WT_off | 0 | 0 | 0 | 0 | 0 | 0
PseudoUnit | 0 | 0 | 0 | 0 | 0 | 0
FixedInterchange | 0 | 0 | 0 | 0 | 0 | 0
Total Generation by Reporting Type: NWPP_Gas
ReportingType | 2015 | 2020 | 2025 | 2030 | 2035 | 2040
BM | 0 | 0 | 0 | 0 | 0 | 0
CC | 38732.67 | 38732.67 | 36816.88 | 38732.67 | 38732.67 | 34307.87
CSP | 0 | 0 | 0 | 0 | 0 | 0
CT | 0 | 0 | 0 | 0 | 0 | 0
Coal | 0 | 0 | 0 | 0 | 5590.67 | 7624.8
Geo | 0 | 0 | 0 | 0 | 0 | 0
H | 0 | 0 | 0 | 0 | 0 | 0
LFG | 0 | 0 | 0 | 0 | 0 | 0
Nuc | 0 | 0 | 0 | 0 | 0 | 0
PS | 0 | 0 | 0 | 0 | 0 | 0
PV | 0 | 0 | 0 | 0 | 0 | 0
PeakG | 0 | 0 | 0 | 0 | 0 | 0
PeakO | 0 | 0 | 0 | 0 | 0 | 0
ST | 0 | 0 | 0 | 0 | 0 | 0
STOG | 0 | 0 | 0 | 0 | 0 | 0
STWD | 0 | 0 | 0 | 0 | 0 | 0
WT | 0 | 0 | 0 | 0 | 0 | 0
IGCC | 0 | 0 | 0 | 0 | 0 | 0
DemandResponse | 0 | 0 | 0 | 0 | 0 | 0
IGCC-CCS | 0 | 0 | 0 | 0 | 0 | 0
WT_off | 0 | 0 | 0 | 0 | 0 | 0
PseudoUnit | 0 | 0 | 0 | 0 | 0 | 0
FixedInterchange | 0 | 0 | 0 | 0 | 0 | 0
Total Generation by Reporting Type: NWPP_NucRenew
ReportingType | 2015 | 2020 | 2025 | 2030 | 2035 | 2040
BM | 0 | 0 | 0 | 0 | 0 | 0
CC | 0 | 0 | 0 | 0 | 0 | 0
CSP | 0 | 0 | 0 | 0 | 0 | 0
CT | 0 | 0 | 0 | 0 | 0 | 0
Coal | 0 | 0 | 0 | 0 | 0 | 0
Geo | 3280.13 | 3280.13 | 6891.88 | 6891.88 | 6891.88 | 6891.88
H | 133486 | 133486 | 133486 | 133486 | 133486 | 133486
LFG | 1013.09 | 2940.73 | 2940.73 | 2940.73 | 2940.73 | 2940.73
Nuc | 8809.8 | 8809.8 | 8809.8 | 8809.8 | 8809.8 | 8809.8
PS | 0 | 0 | 0 | 0 | 0 | 0
PV | 7.88 | 7.88 | 7.88 | 7.88 | 7.88 | 7.88
PeakG | 0 | 0 | 0 | 0 | 0 | 0
PeakO | 0 | 0 | 0 | 0 | 0 | 0
ST | 0 | 0 | 0 | 0 | 0 | 0
STOG | 0 | 0 | 0 | 0 | 0 | 0
STWD | 0 | 0 | 0 | 0 | 0 | 0
WT | 15874.4 | 15874.4 | 15874.4 | 15874.4 | 15874.4 | 15874.4
IGCC | 0 | 0 | 0 | 0 | 0 | 0
DemandResponse | 0 | 0 | 0 | 0 | 0 | 0
IGCC-CCS | 0 | 0 | 0 | 0 | 0 | 0
WT_off | 0 | 0 | 0 | 0 | 0 | 0
PseudoUnit | 0 | 0 | 0 | 0 | 0 | 0
FixedInterchange | 0 | 0 | 0 | 0 | 0 | 0
Total Generation by Reporting Type: RMPA
ReportingType | 2015 | 2020 | 2025 | 2030 | 2035 | 2040
BM | 0 | 0 | 0 | 0 | 0 | 0
CC | 5237.96 | 4360.16 | 0 | 0 | 0 | 0
CSP | 0 | 0 | 0 | 0 | 0 | 0
CT | 0 | 0 | 1.42 | 4.97 | 0 | 0
Coal | 53568.86 | 52211.65 | 49576.78 | 49576.78 | 53481.1 | 56361.63
Geo | 0 | 2700.33 | 21078.47 | 21387.54 | 21387.54 | 21387.54
H | 4353 | 4353 | 4353 | 4353 | 4353 | 4353
LFG | 58.34 | 286.45 | 286.45 | 286.45 | 286.45 | 286.45
Nuc | 0 | 0 | 0 | 0 | 0 | 0.01
PS | 103.07 | 244.9 | 339.91 | 269.17 | 382.29 | 610.29
PV | 54.93 | 54.93 | 54.93 | 54.93 | 54.93 | 54.93
PeakG | 53.45 | 127.37 | 79.75 | 116.34 | 176.46 | 58.75
PeakO | 0 | 0 | 0 | 0 | 0 | 0
ST | 9.83 | 1131.73 | 1159.2 | 1193.38 | 1193.38 | 1193.38
STOG | 0 | 0 | 0 | 0 | 0 | 0
STWD | 0 | 0 | 0 | 0 | 0 | 0
WT | 6354.34 | 6354.34 | 6354.34 | 6354.34 | 6354.34 | 6354.34
IGCC | 0 | 0 | 0 | 0 | 0 | 0
DemandResponse | 0 | 0 | 0 | 0 | 0 | 0
IGCC-CCS | 0 | 0 | 0 | 0 | 0 | 0
WT_off | 0 | 0 | 0 | 0 | 0 | 0
PseudoUnit | 0 | 0 | 0 | 0 | 0 | 0
FixedInterchange | 0 | 0 | 0 | 0 | 0 | 0
Total Generation by Reporting Type: SP15
ReportingType | 2015 | 2020 | 2025 | 2030 | 2035 | 2040
BM | 44.8 | 44.8 | 25.39 | 44.8 | 44.8 | 32.67
CC | 22821.87 | 18245.91 | 8372.09 | 11590.2 | 14100.75 | 4282.87
CSP | 0 | 0 | 0 | 0 | 0 | 0
CT | 0 | 0 | 0 | 0 | 0 | 0
Coal | 761.6 | 0 | 0 | 0 | 0 | 0
Geo | 7774.15 | 19841.05 | 19841.05 | 19841.05 | 19841.05 | 19841.05
H | 5920 | 5920 | 5920 | 5920 | 5920 | 5920
LFG | 1759.71 | 6141.64 | 6141.64 | 6141.64 | 6141.64 | 6141.64
Nuc | 17526.13 | 17526.13 | 17526.13 | 17526.13 | 17526.13 | 17526.13
PS | 164.34 | 158.4 | 138.72 | 142.14 | 158.4 | 158.4
PV | 331.57 | 331.57 | 331.57 | 331.57 | 323.24 | 323.24
PeakG | 0 | 0 | 6.11 | 22.92 | 88.01 | 0
PeakO | 0 | 0 | 0 | 0 | 0 | 0
ST | 1569.79 | 1569.79 | 1569.79 | 1569.79 | 1569.79 | 1569.79
STOG | 179.12 | 112.23 | 48.99 | 83.5 | 150.78 | 69.12
STWD | 833.95 | 833.95 | 46.59 | 833.95 | 397.74 | 262.26
WT | 5740.26 | 5740.26 | 5740.26 | 5740.26 | 5740.26 | 5740.26
IGCC | 0 | 0 | 0 | 0 | 0 | 0
DemandResponse | 0 | 0 | 0 | 0 | 0 | 0
IGCC-CCS | 0 | 0 | 0 | 0 | 0 | 0
WT_off | 0 | 0 | 0 | 0 | 0 | 0
PseudoUnit | 0 | 0 | 0 | 0 | 0 | 0
FixedInterchange | 0 | 0 | 0 | 0 | 0 | 0
Total Generation by Reporting Type: ALB
ReportingType | 2015 | 2020 | 2025 | 2030 | 2035 | 2040
BM | 0 | 0 | 0 | 0 | 0 | 0
CC | 16252.42 | 17562.39 | 18898.18 | 20742.14 | 22313.09 | 22322.3
CSP | 0 | 0 | 0 | 0 | 0 | 0
CT | 0 | 0 | 0 | 0 | 0 | 0
Coal | 46350.59 | 46350.59 | 46350.59 | 46350.59 | 46350.59 | 46350.59
Geo | 0 | 0 | 0 | 0 | 0 | 0
H | 1979.87 | 1979.87 | 1979.87 | 1979.87 | 1979.87 | 1979.87
LFG | 78.84 | 78.84 | 78.84 | 78.84 | 78.84 | 78.84
Nuc | 0 | 0 | 0 | 0 | 0 | 0
PS | 0 | 0 | 0 | 0 | 0 | 0
PV | 0 | 0 | 0 | 0 | 0 | 0
PeakG | 0 | 0 | 0 | 0 | 0 | 0
PeakO | 0 | 0 | 0 | 0 | 0 | 0
ST | 0 | 0 | 0 | 0 | 0 | 0
STOG | 0 | 0 | 0 | 0 | 0 | 0
STWD | 0 | 0 | 0 | 0 | 0 | 0
WT | 1553.84 | 1553.84 | 1553.84 | 1553.84 | 1553.84 | 1553.84
IGCC | 0 | 0 | 0 | 0 | 0 | 0
DemandResponse | 0 | 0 | 0 | 0 | 0 | 0
IGCC-CCS | 0 | 0 | 0 | 0 | 0 | 0
WT_off | 0 | 0 | 0 | 0 | 0 | 0
PseudoUnit | 0 | 0 | 0 | 0 | 0 | 0
FixedInterchange | 0 | 0 | 0 | 0 | 0 | 0
Total Generation by Reporting Type: BC
ReportingType | 2015 | 2020 | 2025 | 2030 | 2035 | 2040
BM | 0 | 0 | 0 | 0 | 0 | 0
CC | 5341.53 | 5341.53 | 5341.53 | 5957.55 | 7638.15 | 7638.15
CSP | 0 | 0 | 0 | 0 | 0 | 0
CT | 0 | 0 | 0 | 0 | 0 | 0
Coal | 0 | 0 | 0 | 0 | 0 | 0
Geo | 0 | 0 | 0 | 0 | 0 | 0
H | 54411.22 | 54411.22 | 54411.22 | 54411.22 | 54411.22 | 54411.22
LFG | 189.22 | 189.22 | 189.22 | 189.22 | 189.22 | 189.22
Nuc | 0 | 0 | 0 | 0 | 0 | 0
PS | 0 | 0 | 0 | 0 | 0 | 0
PV | 0 | 0 | 0 | 0 | 0 | 0
PeakG | 0 | 0 | 0 | 0 | 0 | 0
PeakO | 0 | 0 | 0 | 0 | 0 | 0
ST | 0 | 0 | 0 | 0 | 0 | 0
STOG | 0 | 0 | 0 | 0 | 0 | 0
STWD | 0 | 0 | 0 | 0 | 0 | 0
WT | 568.82 | 568.82 | 568.82 | 568.82 | 568.82 | 568.82
IGCC | 0 | 0 | 0 | 0 | 0 | 0
DemandResponse | 0 | 0 | 0 | 0 | 0 | 0
IGCC-CCS | 0 | 0 | 0 | 0 | 0 | 0
WT_off | 0 | 0 | 0 | 0 | 0 | 0
PseudoUnit | 0 | 0 | 0 | 0 | 0 | 0
FixedInterchange | 0 | 0 | 0 | 0 | 0 | 0
Total Generation by Reporting Type: HQ_IESO
ReportingType | 2015 | 2020 | 2025 | 2030 | 2035 | 2040
BM | 0 | 0 | 0 | 0 | 0 | 0
CC | 0 | 0 | 0 | 0 | 0 | 0
CSP | 0 | 0 | 0 | 0 | 0 | 0
CT | 0 | 0 | 0 | 0 | 0 | 0
Coal | 0 | 0 | 0 | 0 | 0 | 0
Geo | 0 | 0 | 0 | 0 | 0 | 0
H | 0 | 0 | 0 | 0 | 0 | 0
LFG | 0 | 0 | 0 | 0 | 0 | 0
Nuc | 0 | 0 | 0 | 0 | 0 | 0
PS | 0 | 0 | 0 | 0 | 0 | 0
PV | 0 | 0 | 0 | 0 | 0 | 0
PeakG | 0 | 0 | 0 | 0 | 0 | 0
PeakO | 0 | 0 | 0 | 0 | 0 | 0
ST | 0 | 0 | 0 | 0 | 0 | 0
STOG | 0 | 0 | 0 | 0 | 0 | 0
STWD | 0 | 0 | 0 | 0 | 0 | 0
WT | 0 | 0 | 0 | 0 | 0 | 0
IGCC | 0 | 0 | 0 | 0 | 0 | 0
DemandResponse | 0 | 0 | 0 | 0 | 0 | 0
IGCC-CCS | 0 | 0 | 0 | 0 | 0 | 0
WT_off | 0 | 0 | 0 | 0 | 0 | 0
PseudoUnit | 0 | 0 | 0 | 0 | 0 | 0
FixedInterchange | 2336 | 2336 | 2336 | 2336 | 2336 | 2336
Total Generation by Reporting Type: HQ_NEISO
ReportingType | 2015 | 2020 | 2025 | 2030 | 2035 | 2040
BM | 0 | 0 | 0 | 0 | 0 | 0
CC | 0 | 0 | 0 | 0 | 0 | 0
CSP | 0 | 0 | 0 | 0 | 0 | 0
CT | 0 | 0 | 0 | 0 | 0 | 0
Coal | 0 | 0 | 0 | 0 | 0 | 0
Geo | 0 | 0 | 0 | 0 | 0 | 0
H | 0 | 0 | 0 | 0 | 0 | 0
LFG | 0 | 0 | 0 | 0 | 0 | 0
Nuc | 0 | 0 | 0 | 0 | 0 | 0
PS | 0 | 0 | 0 | 0 | 0 | 0
PV | 0 | 0 | 0 | 0 | 0 | 0
PeakG | 0 | 0 | 0 | 0 | 0 | 0
PeakO | 0 | 0 | 0 | 0 | 0 | 0
ST | 0 | 0 | 0 | 0 | 0 | 0
STOG | 0 | 0 | 0 | 0 | 0 | 0
STWD | 0 | 0 | 0 | 0 | 0 | 0
WT | 0 | 0 | 0 | 0 | 0 | 0
IGCC | 0 | 0 | 0 | 0 | 0 | 0
DemandResponse | 0 | 0 | 0 | 0 | 0 | 0
IGCC-CCS | 0 | 0 | 0 | 0 | 0 | 0
WT_off | 0 | 0 | 0 | 0 | 0 | 0
PseudoUnit | 0 | 0 | 0 | 0 | 0 | 0
FixedInterchange | 19184.4 | 19184.4 | 19184.4 | 19184.4 | 19184.4 | 19184.4
Total Generation by Reporting Type: HQ_NY
ReportingType | 2015 | 2020 | 2025 | 2030 | 2035 | 2040
BM | 0 | 0 | 0 | 0 | 0 | 0
CC | 0 | 0 | 0 | 0 | 0 | 0
CSP | 0 | 0 | 0 | 0 | 0 | 0
CT | 0 | 0 | 0 | 0 | 0 | 0
Coal | 0 | 0 | 0 | 0 | 0 | 0
Geo | 0 | 0 | 0 | 0 | 0 | 0
H | 0 | 0 | 0 | 0 | 0 | 0
LFG | 0 | 0 | 0 | 0 | 0 | 0
Nuc | 0 | 0 | 0 | 0 | 0 | 0
PS | 0 | 0 | 0 | 0 | 0 | 0
PV | 0 | 0 | 0 | 0 | 0 | 0
PeakG | 0 | 0 | 0 | 0 | 0 | 0
PeakO | 0 | 0 | 0 | 0 | 0 | 0
ST | 0 | 0 | 0 | 0 | 0 | 0
STOG | 0 | 0 | 0 | 0 | 0 | 0
STWD | 0 | 0 | 0 | 0 | 0 | 0
WT | 0 | 0 | 0 | 0 | 0 | 0
IGCC | 0 | 0 | 0 | 0 | 0 | 0
DemandResponse | 0 | 0 | 0 | 0 | 0 | 0
IGCC-CCS | 0 | 0 | 0 | 0 | 0 | 0
WT_off | 0 | 0 | 0 | 0 | 0 | 0
PseudoUnit | 0 | 0 | 0 | 0 | 0 | 0
FixedInterchange | 5840 | 5840 | 5840 | 5840 | 5840 | 5840
Total Generation by Reporting Type: MARITIMES
ReportingType | 2015 | 2020 | 2025 | 2030 | 2035 | 2040
BM | 0 | 0 | 0 | 0 | 0 | 0
CC | 0 | 0 | 0 | 0 | 0 | 0
CSP | 0 | 0 | 0 | 0 | 0 | 0
CT | 0 | 0 | 0 | 0 | 0 | 0
Coal | 0 | 0 | 0 | 0 | 0 | 0
Geo | 0 | 0 | 0 | 0 | 0 | 0
H | 0 | 0 | 0 | 0 | 0 | 0
LFG | 0 | 0 | 0 | 0 | 0 | 0
Nuc | 0 | 0 | 0 | 0 | 0 | 0
PS | 0 | 0 | 0 | 0 | 0 | 0
PV | 0 | 0 | 0 | 0 | 0 | 0
PeakG | 0 | 0 | 0 | 0 | 0 | 0
PeakO | 0 | 0 | 0 | 0 | 0 | 0
ST | 0 | 0 | 0 | 0 | 0 | 0
STOG | 0 | 0 | 0 | 0 | 0 | 0
STWD | 0 | 0 | 0 | 0 | 0 | 0
WT | 0 | 0 | 0 | 0 | 0 | 0
IGCC | 0 | 0 | 0 | 0 | 0 | 0
DemandResponse | 0 | 0 | 0 | 0 | 0 | 0
IGCC-CCS | 0 | 0 | 0 | 0 | 0 | 0
WT_off | 0 | 0 | 0 | 0 | 0 | 0
PseudoUnit | 0 | 0 | 0 | 0 | 0 | 0
FixedInterchange | 8760 | 8760 | 8760 | 8760 | 8760 | 8760
Total Generation by Reporting Type: All
ReportingType | 2015 | 2020 | 2025 | 2030 | 2035 | 2040
BM | 1934.6 | 2865.85 | 4256.85 | 5235.62 | 6591.19 | 5998.18
CC | 959072.7 | 991323.88 | 836012.62 | 828359.9 | 940464.57 | 916170.67
CSP | 0 | 0 | 0 | 0 | 0 | 0
CT | 597.06 | 1861.01 | 1981.36 | 2240.69 | 126.93 | 39.02
Coal | 1751452.04 | 1587058.52 | 1649596.93 | 1662563.01 | 1718017.36 | 1858098.23
Geo | 20459.37 | 37727.52 | 74276.58 | 74585.65 | 74585.65 | 74585.65
H | 430354.22 | 430354.22 | 432677.74 | 432682.64 | 438847.94 | 448018.67
LFG | 32608.22 | 48005.68 | 65429.32 | 71133.39 | 71133.39 | 71137.33
Nuc | 913193.71 | 943693.09 | 943693.1 | 932100.93 | 725092.44 | 571594.77
PS | 5634.88 | 9283.91 | 8240.49 | 7833.49 | 11567.29 | 13369.3
PV | 1434.35 | 4903.17 | 6435.08 | 6662.73 | 6573.43 | 6551.16
PeakG | 3545.48 | 11521.21 | 10265.99 | 9532.76 | 14520.7 | 16185.94
PeakO | 0 | 13.07 | 65.58 | 66.31 | 70.7 | 70.7
ST | 2659.82 | 5139.4 | 5912.91 | 6052.49 | 6052.49 | 6052.49
STOG | 7701.01 | 8159.3 | 3514.09 | 2908.38 | 2758.87 | 1358.62
STWD | 8996.73 | 8551.72 | 3734.05 | 6916.2 | 5161.5 | 6026.84
WT | 178096.59 | 215771.96 | 228105.38 | 230519.5 | 274896.11 | 320064.85
IGCC | 4427.31 | 4427.31 | 4427.31 | 4427.31 | 4427.31 | 4427.31
DemandResponse | 0 | 12.03 | 184.28 | 150.18 | 585.99 | 794.72
IGCC-CCS | 0 | 0 | 0 | 0 | 0 | 0
WT_off | 1873.58 | 1873.58 | 5864.11 | 5864.11 | 3993.98 | 3993.98
PseudoUnit | 0 | 0 | 0 | 0 | 0 | 0
FixedInterchange | 36120.4 | 36120.4 | 36120.4 | 36120.4 | 36120.4 | 36120.4
Total Generation by Reporting Type: EI_US
ReportingType | 2015 | 2020 | 2025 | 2030 | 2035 | 2040
BM | 1889.8 | 2813.36 | 4170.12 | 5125.14 | 6457.24 | 5896.82
CC | 587742.41 | 658697.87 | 545281.48 | 527557.4 | 635068.33 | 670209.12
CSP | 0 | 0 | 0 | 0 | 0 | 0
CT | 597.06 | 1801.66 | 1842.51 | 2049.92 | 114.89 | 0
Coal | 1374296.51 | 1193325.32 | 1244684.41 | 1257650.49 | 1303500.12 | 1405449.38
Geo | 354.6 | 354.6 | 354.6 | 354.6 | 354.6 | 354.6
H | 108753.3 | 108753.3 | 111076.82 | 111081.72 | 111081.72 | 111081.72
LFG | 27266.03 | 31193.05 | 45825.75 | 51529.82 | 51529.82 | 51529.82
Nuc | 697700.18 | 728199.56 | 728199.57 | 716607.39 | 517621.98 | 376119.96
PS | 5296.29 | 8835.03 | 7705.78 | 7346.4 | 10907.02 | 12397.89
PV | 411.15 | 3879.97 | 5411.88 | 5639.53 | 5600.99 | 5578.72
PeakG | 3490.98 | 10934.26 | 9313.4 | 8470.89 | 13311.48 | 15381.14
PeakO | 0 | 11.47 | 65.46 | 66.19 | 70.7 | 70.7
ST | 0 | 0 | 0 | 0 | 0 | 0
STOG | 3913.05 | 3737.01 | 812.83 | 823.19 | 1038.37 | 1289.5
STWD | 4883.03 | 4438.03 | 3641.13 | 3978.94 | 4527.86 | 4684.28
WT | 106488.69 | 134321.45 | 146654.87 | 148882.16 | 196964.02 | 200122.33
IGCC | 4427.31 | 4427.31 | 4427.31 | 4427.31 | 4427.31 | 4427.31
DemandResponse | 0 | 0 | 84.91 | 54.06 | 487.23 | 686
IGCC-CCS | 0 | 0 | 0 | 0 | 0 | 0
WT_off | 1873.58 | 1873.58 | 5864.11 | 5864.11 | 3993.98 | 3993.98
PseudoUnit | 0 | 0 | 0 | 0 | 0 | 0
FixedInterchange | 33784.4 | 33784.4 | 33784.4 | 33784.4 | 33784.4 | 33784.4
Total Generation by Reporting Type: EI_Canada
ReportingType | 2015 | 2020 | 2025 | 2030 | 2035 | 2040
BM | 0 | 3.01 | 3.17 | 7.52 | 10.53 | 10.53
CC | 3847.56 | 4558.81 | 3134.23 | 2992.77 | 3860.69 | 6126.05
CSP | 0 | 0 | 0 | 0 | 0 | 0
CT | 0 | 3.44 | 11.78 | 8.59 | 12.03 | 39.02
Coal | 215.23 | 639.23 | 0 | 0 | 0 | 0
Geo | 0 | 0 | 0 | 0 | 0 | 0
H | 87709.45 | 87709.45 | 87709.45 | 87709.45 | 93874.75 | 103045.47
LFG | 926.37 | 926.37 | 926.37 | 926.37 | 926.37 | 930.31
Nuc | 101402.31 | 101402.31 | 101402.31 | 101402.31 | 93379.24 | 81383.57
PS | 25.83 | 13.53 | 13.53 | 13.53 | 25.38 | 81.18
PV | 78.84 | 78.84 | 78.84 | 78.84 | 78.84 | 78.84
PeakG | 1.05 | 12.69 | 19.72 | 19.72 | 2.49 | 2.49
PeakO | 0 | 0 | 0.13 | 0.13 | 0 | 0
ST | 0 | 0 | 0 | 0 | 0 | 0
STOG | 3.41 | 4.12 | 3.51 | 0 | 0 | 0
STWD | 0 | 0 | 0 | 0 | 0 | 0
WT | 9925.81 | 9925.81 | 9925.81 | 9925.81 | 3894.39 | 3894.39
IGCC | 0 | 0 | 0 | 0 | 0 | 0
DemandResponse | 0 | 0 | 0 | 0 | 0 | 0
IGCC-CCS | 0 | 0 | 0 | 0 | 0 | 0
WT_off | 0 | 0 | 0 | 0 | 0 | 0
PseudoUnit | 0 | 0 | 0 | 0 | 0 | 0
FixedInterchange | 2336 | 2336 | 2336 | 2336 | 2336 | 2336
Total Generation by Reporting Type: EI
ReportingType | 2015 | 2020 | 2025 | 2030 | 2035 | 2040
BM | 1889.8 | 2816.37 | 4173.3 | 5132.66 | 6467.77 | 5907.35
CC | 591589.97 | 663256.68 | 548415.71 | 530550.17 | 638929.02 | 676335.17
CSP | 0 | 0 | 0 | 0 | 0 | 0
CT | 597.06 | 1805.1 | 1854.29 | 2058.52 | 126.93 | 39.02
Coal | 1374511.74 | 1193964.55 | 1244684.41 | 1257650.49 | 1303500.12 | 1405449.38
Geo | 354.6 | 354.6 | 354.6 | 354.6 | 354.6 | 354.6
H | 196462.75 | 196462.75 | 198786.27 | 198791.17 | 204956.47 | 214127.2
LFG | 28192.4 | 32119.42 | 46752.12 | 52456.19 | 52456.19 | 52460.14
Nuc | 799102.48 | 829601.86 | 829601.88 | 818009.7 | 611001.22 | 457503.54
PS | 5322.12 | 8848.56 | 7719.31 | 7359.93 | 10932.4 | 12479.07
PV | 489.99 | 3958.81 | 5490.72 | 5718.37 | 5679.83 | 5657.56
PeakG | 3492.03 | 10946.95 | 9333.12 | 8490.61 | 13313.97 | 15383.64
PeakO | 0 | 11.47 | 65.58 | 66.31 | 70.7 | 70.7
ST | 0 | 0 | 0 | 0 | 0 | 0
STOG | 3916.46 | 3741.12 | 816.34 | 823.19 | 1038.37 | 1289.5
STWD | 4883.03 | 4438.03 | 3641.13 | 3978.94 | 4527.86 | 4684.28
WT | 116414.5 | 144247.26 | 156580.68 | 158807.97 | 200858.41 | 204016.71
IGCC | 4427.31 | 4427.31 | 4427.31 | 4427.31 | 4427.31 | 4427.31
DemandResponse | 0 | 0 | 84.91 | 54.06 | 487.23 | 686
IGCC-CCS | 0 | 0 | 0 | 0 | 0 | 0
WT_off | 1873.58 | 1873.58 | 5864.11 | 5864.11 | 3993.98 | 3993.98
PseudoUnit | 0 | 0 | 0 | 0 | 0 | 0
FixedInterchange | 36120.4 | 36120.4 | 36120.4 | 36120.4 | 36120.4 | 36120.4
Total Generation by Reporting Type: Outside_EI
ReportingType | 2015 | 2020 | 2025 | 2030 | 2035 | 2040
BM | 44.8 | 49.48 | 83.55 | 102.96 | 123.42 | 90.83
CC | 367482.73 | 328067.2 | 287596.9 | 297809.73 | 301535.56 | 239835.5
CSP | 0 | 0 | 0 | 0 | 0 | 0
CT | 0 | 55.92 | 127.07 | 182.18 | 0 | 0
Coal | 376940.3 | 393093.97 | 404912.52 | 404912.52 | 414517.25 | 452648.86
Geo | 20104.76 | 37372.91 | 73921.97 | 74231.05 | 74231.05 | 74231.05
H | 233891.47 | 233891.47 | 233891.47 | 233891.47 | 233891.47 | 233891.47
LFG | 4415.83 | 15886.26 | 18677.2 | 18677.2 | 18677.2 | 18677.2
Nuc | 114091.22 | 114091.22 | 114091.23 | 114091.23 | 114091.23 | 114091.24
PS | 312.77 | 435.35 | 521.18 | 473.56 | 634.89 | 890.23
PV | 944.36 | 944.36 | 944.36 | 944.36 | 893.6 | 893.6
PeakG | 53.45 | 574.26 | 932.87 | 1042.15 | 1206.73 | 802.31
PeakO | 0 | 1.6 | 0 | 0 | 0 | 0
ST | 2659.82 | 5139.4 | 5912.91 | 6052.49 | 6052.49 | 6052.49
STOG | 3784.56 | 4418.17 | 2697.76 | 2085.19 | 1720.5 | 69.12
STWD | 4113.7 | 4113.7 | 92.92 | 2937.26 | 633.65 | 1342.56
WT | 61682.09 | 71524.7 | 71524.7 | 71711.53 | 74037.7 | 116048.14
IGCC | 0 | 0 | 0 | 0 | 0 | 0
DemandResponse | 0 | 12.03 | 99.37 | 96.11 | 98.76 | 108.72
IGCC-CCS | 0 | 0 | 0 | 0 | 0 | 0
WT_off | 0 | 0 | 0 | 0 | 0 | 0
PseudoUnit | 0 | 0 | 0 | 0 | 0 | 0
FixedInterchange | 0 | 0 | 0 | 0 | 0 | 0
#2 | Energy Demand (TWh)
Energy Demand by Pool & Region:
Pool/Region | 2015 | 2020 | 2025 | 2030 | 2035 | 2040
ENT | 161.91 | 161.97 | 157.59 | 154.96 | 152.83 | 150.92
FRCC | 238.21 | 244.01 | 249.32 | 256.2 | 263.3 | 270.76
MAPP_US | 29.33 | 29.38 | 29.09 | 28.84 | 28.61 | 28.4
MISO_IN | 96.57 | 96.91 | 95.52 | 94.48 | 93.7 | 93.11
MISO_MI | 93.63 | 92.99 | 93.07 | 93.67 | 94.28 | 95.12
MISO_MO-IL | 95.32 | 94.95 | 94.99 | 95.46 | 95.9 | 96.54
MISO_W | 136.03 | 135.18 | 134.36 | 134.03 | 133.85 | 133.92
MISO_WUMS | 65.73 | 65.93 | 63.12 | 60.31 | 59.56 | 58.92
NE | 30.62 | 31.35 | 31.07 | 30.88 | 30.74 | 30.65
NEISO | 121.94 | 116.13 | 111.38 | 108.4 | 105.59 | 103.21
NonRTO_Midwest | 59.75 | 61.25 | 59.91 | 58.95 | 58.05 | 57.25
NYISO_A-F | 58.16 | 58.32 | 57.44 | 57.23 | 57.04 | 57.01
NYISO_G-I | 17.78 | 18.04 | 18.11 | 18.35 | 18.59 | 18.86
NYISO_J-K | 66.92 | 68.97 | 69.44 | 70.4 | 71.33 | 72.41
PJM_E | 125.55 | 112.74 | 111.61 | 111.27 | 110.96 | 110.82
PJM_ROM | 140.31 | 141.29 | 140.83 | 141.9 | 143.04 | 144.53
PJM_ROR | 522.85 | 490.4 | 483.57 | 478.89 | 475.19 | 472.33
SOCO | 257.58 | 267.28 | 264.93 | 264.88 | 265.06 | 265.5
SPP_N | 75.1 | 77.38 | 77.38 | 77.54 | 77.68 | 77.91
SPP_S | 163.47 | 162.68 | 158.63 | 156.05 | 153.95 | 151.96
TVA | 177.65 | 172.08 | 168.01 | 164.8 | 161.74 | 158.9
TVA_Transmission | 0 | 0 | 0 | 0 | 0 | 0
VACAR | 239.28 | 246.92 | 247.36 | 249.42 | 251.68 | 254.16
IESO | 135.66 | 127.3 | 126.95 | 127.55 | 128.17 | 129.11
MAPP_CA | 51.42 | 52.51 | 52.04 | 51.65 | 51.25 | 50.89
AZ_NM_SNV_Coal | 127.7 | 133.63 | 137 | 141.39 | 145.71 | 150.36
AZ_NM_SNV_Gas | 0 | 0 | 0 | 0 | 0 | 0
AZ_NM_SNV_NucRenew | 0 | 0 | 0 | 0 | 0 | 0
ERCOT | 327.72 | 335.74 | 332.73 | 329.65 | 327.63 | 325.87
NP15 | 108.42 | 107.82 | 109.29 | 113.35 | 116.99 | 120.82
NWPP_Coal | 246.44 | 245.38 | 243.5 | 245.7 | 247.36 | 248.93
NWPP_Gas | 0 | 0 | 0 | 0 | 0 | 0
NWPP_NucRenew | 0 | 0 | 0 | 0 | 0 | 0
RMPA | 71.46 | 73.48 | 75.18 | 77.29 | 79.47 | 81.75
SP15 | 179.8 | 182.8 | 183.73 | 188.14 | 191.78 | 195.54
ALB | 66.23 | 67.54 | 68.87 | 70.24 | 71.63 | 73.04
BC | 64.11 | 63.95 | 63.8 | 63.64 | 63.49 | 63.34
HQ_IESO | 0 | 0 | 0 | 0 | 0 | 0
HQ_NEISO | 0 | 0 | 0 | 0 | 0 | 0
HQ_NY | 0 | 0 | 0 | 0 | 0 | 0
MARITIMES | 0 | 0 | 0 | 0 | 0 | 0
All | 4352.65 | 4336.29 | 4309.81 | 4315.51 | 4326.17 | 4342.83
EI_US | 2973.7 | 2946.15 | 2916.71 | 2906.91 | 2902.68 | 2903.19
EI_Canada | 187.08 | 179.8 | 178.99 | 179.2 | 179.42 | 180
EI | 3160.78 | 3125.96 | 3095.71 | 3086.1 | 3082.11 | 3083.18
Outside_EI | 1191.87 | 1210.33 | 1214.1 | 1229.41 | 1244.06 | 1259.65
#3 | Generation Minus Energy (TWh)
Generation Minus Energy by Pool & Region:
Pool/Region | 2015 | 2020 | 2025 | 2030 | 2035 | 2040
ENT | 0.43 | 1.13 | -4.46 | -4.55 | -12.66 | -15.99
FRCC | -2.96 | -3.86 | -4.6 | -6.12 | -3.01 | -14.79
MAPP_US | 7.02 | 5.98 | 6.68 | 6.93 | 7.17 | 7.35
MISO_IN | -2.56 | 2.62 | 4.6 | 6.52 | 9.98 | 13.04
MISO_MI | -14.62 | -15.82 | -21.12 | -22.44 | -25.97 | -26.65
MISO_MO-IL | 20.31 | 0.12 | 3.97 | 2.58 | 5.91 | 4.52
MISO_W | 4.67 | 6.03 | 11.03 | 10 | 17.25 | 30.6
MISO_WUMS | -7.53 | -3.59 | -2.12 | -0.69 | -7.08 | -6.98
NE | 12.03 | 11.24 | 11.12 | 11.8 | 2.57 | 2.56
NEISO | -25.16 | -25.87 | -25.09 | -20.21 | -16.53 | -16.38
NonRTO_Midwest | -0.78 | -2.35 | -2.29 | 0.36 | 3.71 | 4.31
NYISO_A-F | 12.63 | 14.76 | 15.17 | 11.15 | 12.61 | 7.91
NYISO_G-I | 6.36 | 5.21 | 4.35 | 3.25 | 5.69 | 14.27
NYISO_J-K | -43.83 | -41.84 | -43.2 | -45.51 | -41.98 | -38.32
PJM_E | -31.59 | -5.24 | -2.67 | -4.32 | 4.94 | 9.74
PJM_ROM | -29.97 | -10.31 | -5.37 | -3.57 | 2.47 | 2.09
PJM_ROR | 85.4 | 39.75 | 35.93 | 34.65 | 21.66 | -7.7
SOCO | 2.64 | 4.17 | 3.29 | 4.22 | 4.2 | 19.16
SPP_N | 6.73 | -3.13 | -4.08 | -4.52 | 18.81 | 19.38
SPP_S | -21.14 | -9.69 | -13.01 | -12.09 | -11.5 | -9.78
TVA | 0.68 | -1.35 | -3.61 | -2.07 | -10.24 | -6.84
TVA_Transmission | 0 | 0 | 0 | 0 | 0 | 0
VACAR | -23.07 | -16.53 | -15.81 | -14.79 | -23.63 | -25.4
IESO | 21.81 | 30.13 | 30.43 | 29.92 | 18.47 | 8.94
MAPP_CA | -4.76 | -4.66 | -6.2 | -6.03 | -1.83 | 6.66
AZ_NM_SNV_Coal | -55.65 | -57.81 | -61.19 | -65.58 | -69.79 | -41.22
AZ_NM_SNV_Gas | 99.92 | 98.89 | 96.74 | 99.44 | 99.92 | 97.26
AZ_NM_SNV_NucRenew | 42.17 | 49.89 | 62.53 | 63 | 63.02 | 63.02
ERCOT | -0.24 | -0.03 | -0.32 | -0.6 | -2.1 | -1.64
NP15 | -14.96 | -30.08 | -36.12 | -35.53 | -38.3 | -44.53
NWPP_Coal | -154.16 | -153.21 | -151.34 | -153.53 | -155.19 | -156.76
NWPP_Gas | 38.73 | 38.73 | 36.82 | 38.73 | 44.32 | 41.93
NWPP_NucRenew | 162.47 | 164.4 | 168.01 | 168.01 | 168.01 | 168.01
RMPA | -1.67 | -1.65 | 8.11 | 6.3 | 8.2 | 8.91
SP15 | -114.37 | -106.34 | -118.02 | -118.35 | -119.78 | -133.68
ALB | -0.01 | -0.01 | -0.01 | 0.47 | 0.65 | -0.76
BC | -3.6 | -3.44 | -3.29 | -2.52 | -0.68 | -0.53
HQ_IESO | 2.34 | 2.34 | 2.34 | 2.34 | 2.34 | 2.34
HQ_NEISO | 19.18 | 19.18 | 19.18 | 19.18 | 19.18 | 19.18
HQ_NY | 5.84 | 5.84 | 5.84 | 5.84 | 5.84 | 5.84
MARITIMES | 8.76 | 8.76 | 8.76 | 8.76 | 8.76 | 8.76
All | 7.51 | 12.38 | 10.99 | 10.44 | 15.42 | 17.83
EI_US | -10.53 | -14.77 | -17.51 | -15.61 | -1.84 | -0.13
EI_Canada | 19.39 | 27.81 | 26.57 | 26.22 | 18.98 | 17.93
EI | 8.86 | 13.04 | 9.06 | 10.61 | 17.14 | 17.8
Outside_EI | -1.35 | -0.66 | 1.93 | -0.17 | -1.71 | 0.02
#4 | Fuel Use (TBtu)
Total Fuel Consumption by Reporting Type: Entergy
ReportingType | 2015 | 2020 | 2025 | 2030 | 2035 | 2040
BM | 0 | 0 | 0 | 0 | 0 | 0
CC | 420.56 | 504.11 | 396.05 | 366.15 | 339.86 | 358.33
CSP | 0 | 0 | 0 | 0 | 0 | 0
CT | 0 | 0 | 0 | 0 | 0 | 0
Coal | 610.01 | 508.3 | 560.72 | 567.91 | 567.91 | 567.91
Geo | 0 | 0 | 0 | 0 | 0 | 0
H | 0 | 0 | 0 | 0 | 0 | 0
LFG | 0 | 0 | 2.15 | 11.56 | 11.56 | 11.56
Nuc | 464.87 | 464.87 | 464.87 | 464.87 | 392.68 | 307.2
PS | 0 | 0 | 0 | 0 | 0 | 0
PV | 0 | 0 | 0 | 0 | 0 | 0
PeakG | 0 | 5.59 | 0 | 0 | 0 | 0
PeakO | 0 | 0 | 0 | 0 | 0 | 0
ST | 0 | 0 | 0 | 0 | 0 | 0
STOG | 8.74 | 0 | 0 | 0 | 0 | 0
STWD | 0 | 0 | 0 | 0 | 0 | 0
WT | 0 | 0 | 0 | 0 | 0 | 0
IGCC | 0 | 0 | 0 | 0 | 0 | 0
DemandResponse | 0 | 0 | 0 | 0 | 0 | 0.02
IGCC-CCS | 0 | 0 | 0 | 0 | 0 | 0
WT_off | 0 | 0 | 0 | 0 | 0 | 0
PseudoUnit | 0 | 0 | 0 | 0 | 0 | 0
FixedInterchange | 0 | 0 | 0 | 0 | 0 | 0
Total Fuel Consumption by Reporting Type: FRCC
ReportingType | 2015 | 2020 | 2025 | 2030 | 2035 | 2040
BM | 0 | 0 | 0 | 0 | 0 | 0
CC | 1036.53 | 1049.94 | 1032.81 | 1058.09 | 1192.51 | 1243.83
CSP | 0 | 0 | 0 | 0 | 0 | 0
CT | 5.56 | 14.03 | 14.94 | 17.2 | 0 | 0
Coal | 562.81 | 576.93 | 628.97 | 645.26 | 660.75 | 670.84
Geo | 0 | 0 | 0 | 0 | 0 | 0
H | 0 | 0 | 0 | 0 | 0 | 0
LFG | 0 | 0 | 21.31 | 21.31 | 21.31 | 21.31
Nuc | 352.09 | 352.09 | 352.09 | 352.09 | 214.42 | 71.5
PS | 0 | 0 | 0 | 0 | 0 | 0
PV | 0 | 0 | 0 | 0 | 0 | 0
PeakG | 6.13 | 24.42 | 26.25 | 27.74 | 32.61 | 36.18
PeakO | 0 | 0 | 0 | 0 | 0 | 0
ST | 0 | 0 | 0 | 0 | 0 | 0
STOG | 6.74 | 0 | 0 | 0 | 0 | 0
STWD | 0 | 0.9 | 1.49 | 1.49 | 1.49 | 2.75
WT | 0 | 0 | 0 | 0 | 0 | 0
IGCC | 0 | 0 | 0 | 0 | 0 | 0
DemandResponse | 0 | 0 | 4.05 | 4.73 | 14.76 | 22.82
IGCC-CCS | 0 | 0 | 0 | 0 | 0 | 0
WT_off | 0 | 0 | 0 | 0 | 0 | 0
PseudoUnit | 0 | 0 | 0 | 0 | 0 | 0
FixedInterchange | 0 | 0 | 0 | 0 | 0 | 0
Total Fuel Consumption by Reporting Type: MAPP_US
ReportingType | 2015 | 2020 | 2025 | 2030 | 2035 | 2040
BM | 0 | 0 | 0 | 0 | 0 | 0
CC | 0 | 0 | 0 | 0 | 0 | 0
CSP | 0 | 0 | 0 | 0 | 0 | 0
CT | 0 | 0.03 | 0.11 | 0.11 | 0 | 0
Coal | 209.04 | 185.28 | 185.28 | 185.28 | 185.28 | 185.28
Geo | 0 | 0 | 0 | 0 | 0 | 0
H | 0 | 0 | 0 | 0 | 0 | 0
LFG | 0 | 0 | 7.71 | 7.71 | 7.71 | 7.71
Nuc | 0 | 0 | 0 | 0 | 0 | 0
PS | 0 | 0 | 0 | 0 | 0 | 0
PV | 0 | 0 | 0 | 0 | 0 | 0
PeakG | 0.25 | 1.7 | 0.15 | 0.15 | 0.31 | 0.01
PeakO | 0 | 0 | 0 | 0 | 0 | 0
ST | 0 | 0 | 0 | 0 | 0 | 0
STOG | 0 | 0 | 0 | 0 | 0 | 0
STWD | 0 | 0 | 0 | 0 | 0 | 0
WT | 0.01 | 0.01 | 0.01 | 0.01 | 0.01 | 0.01
IGCC | 0 | 0 | 0 | 0 | 0 | 0
DemandResponse | 0 | 0 | 0 | 0 | 0 | 0
IGCC-CCS | 0 | 0 | 0 | 0 | 0 | 0
WT_off | 0 | 0 | 0 | 0 | 0 | 0
PseudoUnit | 0 | 0 | 0 | 0 | 0 | 0
FixedInterchange | 0 | 0 | 0 | 0 | 0 | 0
Total Fuel Consumption by Reporting Type: MISO_IN
ReportingType | 2015 | 2020 | 2025 | 2030 | 2035 | 2040
BM | 0 | 0 | 0 | 0 | 0 | 0
CC | 25.55 | 43.39 | 27.63 | 25.55 | 27.63 | 36.31
CSP | 0 | 0 | 0 | 0 | 0 | 0
CT | 0 | 0 | 0 | 0 | 0 | 0
Coal | 845.6 | 880.02 | 908.55 | 915.27 | 943.05 | 955.5
Geo | 0 | 0 | 0 | 0 | 0 | 0
H | 0 | 0 | 0 | 0 | 0 | 0
LFG | 0 | 0 | 0 | 8.62 | 8.62 | 8.62
Nuc | 0 | 0 | 0 | 0 | 0 | 0
PS | 0 | 0 | 0 | 0 | 0 | 0
PV | 0 | 0 | 0 | 0 | 0 | 0
PeakG | 0.17 | 1.11 | 1.19 | 1.19 | 1.19 | 3.5
PeakO | 0 | 0 | 0 | 0 | 0 | 0
ST | 0 | 0 | 0 | 0 | 0 | 0
STOG | 0.65 | 1.34 | 0 | 0 | 0 | 0
STWD | 0 | 0 | 0 | 0 | 0 | 0
WT | 0 | 0 | 0 | 0 | 0 | 0
IGCC | 40.45 | 40.45 | 40.45 | 40.45 | 40.45 | 40.45
DemandResponse | 0 | 0 | 0 | 0 | 0 | 0
IGCC-CCS | 0 | 0 | 0 | 0 | 0 | 0
WT_off | 0 | 0 | 0 | 0 | 0 | 0
PseudoUnit | 0 | 0 | 0 | 0 | 0 | 0
FixedInterchange | 0 | 0 | 0 | 0 | 0 | 0
Total Fuel Consumption by Reporting Type: MISO_MI
ReportingType | 2015 | 2020 | 2025 | 2030 | 2035 | 2040
BM | 0 | 0 | 0 | 0 | 0 | 0
CC | 89.72 | 107.16 | 64.75 | 61.89 | 78.23 | 76.38
CSP | 0 | 0 | 0 | 0 | 0 | 0
CT | 0 | 0 | 0 | 0 | 0 | 0
Coal | 441.1 | 386.82 | 386.82 | 386.82 | 386.82 | 386.82
Geo | 0 | 0 | 0 | 0 | 0 | 0
H | 0 | 0 | 0 | 0 | 0 | 0
LFG | 0 | 0 | 17.24 | 17.24 | 17.24 | 17.24
Nuc | 174.19 | 174.19 | 174.19 | 174.19 | 102.45 | 102.45
PS | 0 | 0 | 0 | 0 | 0 | 0
PV | 0 | 0 | 0 | 0 | 0 | 0
PeakG | 0.35 | 1.28 | 1.38 | 1.38 | 3.51 | 3.12
PeakO | 0 | 0 | 0 | 0 | 0 | 0
ST | 0 | 0 | 0 | 0 | 0 | 0
STOG | 5.26 | 12.16 | 0 | 0 | 0 | 0
STWD | 0.95 | 6 | 1.18 | 1.21 | 1.21 | 2.05
WT | 0.01 | 0.01 | 0.01 | 0.01 | 0.01 | 0.01
IGCC | 0 | 0 | 0 | 0 | 0 | 0
DemandResponse | 0 | 0 | 0 | 0 | 0 | 0
IGCC-CCS | 0 | 0 | 0 | 0 | 0 | 0
WT_off | 0 | 0 | 0 | 0 | 0 | 0
PseudoUnit | 0 | 0 | 0 | 0 | 0 | 0
FixedInterchange | 0 | 0 | 0 | 0 | 0 | 0
Total Fuel Consumption by Reporting Type: MISO_MO-IL
ReportingType | 2015 | 2020 | 2025 | 2030 | 2035 | 2040
BM | 0 | 0 | 0 | 0 | 0 | 0
CC | 17.81 | 25.98 | 17.81 | 13.68 | 17.81 | 13.57
CSP | 0 | 0 | 0 | 0 | 0 | 0
CT | 0 | 0 | 0 | 0 | 0 | 0
Coal | 922.42 | 698.4 | 732.15 | 731.8 | 762.32 | 762.32
Geo | 0 | 0 | 0 | 0 | 0 | 0
H | 0 | 0 | 0 | 0 | 0 | 0
LFG | 0 | 0 | 24.03 | 24.03 | 24.03 | 24.03
Nuc | 178.81 | 178.81 | 178.81 | 178.81 | 178.81 | 178.81
PS | 0 | 0 | 0 | 0 | 0 | 0
PV | 0 | 0 | 0 | 0 | 0 | 0
PeakG | 1.72 | 6.65 | 9.55 | 7.52 | 10.24 | 8.37
PeakO | 0 | 0 | 0 | 0 | 0 | 0
ST | 0 | 0 | 0 | 0 | 0 | 0
STOG | 1.34 | 2.62 | 0 | 0 | 0 | 0
STWD | 0 | 0 | 0 | 0 | 0 | 0
WT | 0 | 0 | 0 | 0 | 0 | 0
IGCC | 0 | 0 | 0 | 0 | 0 | 0
DemandResponse | 0 | 0 | 0 | 0 | 0 | 0
IGCC-CCS | 0 | 0 | 0 | 0 | 0 | 0
WT_off | 0 | 0 | 0 | 0 | 0 | 0
PseudoUnit | 0 | 0 | 0 | 0 | 0 | 0
FixedInterchange | 0 | 0 | 0 | 0 | 0 | 0
Total Fuel Consumption by Reporting Type: MISO_W
ReportingType | 2015 | 2020 | 2025 | 2030 | 2035 | 2040
BM | 0 | 0 | 0 | 0 | 0 | 0
CC | 64.49 | 65.69 | 42.75 | 28.18 | 33.36 | 30.21
CSP | 0 | 0 | 0 | 0 | 0 | 0
CT | 0 | 0 | 0 | 0 | 0 | 0
Coal | 850.06 | 819.17 | 819.17 | 819.17 | 1049.94 | 1177.85
Geo | 0 | 0 | 0 | 0 | 0 | 0
H | 0 | 0 | 0 | 0 | 0 | 0
LFG | 0 | 0 | 7.71 | 7.71 | 7.71 | 7.71
Nuc | 190.11 | 190.11 | 190.11 | 190.11 | 0.01 | 0.01
PS | 0 | 0 | 0 | 0 | 0 | 0
PV | 0 | 0 | 0 | 0 | 0 | 0
PeakG | 3.66 | 4.37 | 3.51 | 2.98 | 3.51 | 2.86
PeakO | 0 | 0 | 0 | 0 | 0 | 0
ST | 0 | 0 | 0 | 0 | 0 | 0
STOG | 0.2 | 0.13 | 0 | 0 | 0 | 0
STWD | 0 | 3.16 | 1.05 | 4.46 | 1.05 | 1.04
WT | 0.03 | 0.03 | 0.04 | 0.04 | 0.04 | 0.04
IGCC | 0 | 0 | 0 | 0 | 0 | 0
DemandResponse | 0 | 0 | 0 | 0 | 0 | 0
IGCC-CCS | 0 | 0 | 0 | 0 | 0 | 0
WT_off | 0 | 0 | 0 | 0 | 0 | 0
PseudoUnit | 0 | 0 | 0 | 0 | 0 | 0
FixedInterchange | 0 | 0 | 0 | 0 | 0 | 0
Total Fuel Consumption by Reporting Type: MISO_WUMS
ReportingType | 2015 | 2020 | 2025 | 2030 | 2035 | 2040
BM | 0 | 0 | 0 | 0 | 0 | 0
CC | 103.65 | 111.03 | 73.38 | 56.13 | 80.47 | 73.24
CSP | 0 | 0 | 0 | 0 | 0 | 0
CT | 0 | 0 | 0 | 0 | 0 | 0
Coal | 245.09 | 279.85 | 300.44 | 309.89 | 342.79 | 347.65
Geo | 0 | 0 | 0 | 0 | 0 | 0
H | 0 | 0 | 0 | 0 | 0 | 0
LFG | 0 | 0 | 24.03 | 24.03 | 24.03 | 24.03
Nuc | 150.68 | 150.68 | 150.68 | 150.68 | 0.01 | 0.01
PS | 0 | 0 | 0 | 0 | 0 | 0
PV | 0 | 0 | 0 | 0 | 0 | 0
PeakG | 0.87 | 1.17 | 1.37 | 1.27 | 3.68 | 3.53
PeakO | 0 | 0 | 0 | 0 | 0 | 0
ST | 0 | 0 | 0 | 0 | 0 | 0
STOG | 0 | 0 | 0 | 0 | 0 | 0
STWD | 0 | 0.56 | 0 | 0 | 0 | 0
WT | 0 | 0 | 0 | 0 | 0 | 0
IGCC | 0 | 0 | 0 | 0 | 0 | 0
DemandResponse | 0 | 0 | 0 | 0 | 0 | 0
IGCC-CCS | 0 | 0 | 0 | 0 | 0 | 0
WT_off | 0 | 0 | 0 | 0 | 0 | 0
PseudoUnit | 0 | 0 | 0 | 0 | 0 | 0
FixedInterchange | 0 | 0 | 0 | 0 | 0 | 0
Total Fuel Consumption by Reporting Type: Nebraska
ReportingType | 2015 | 2020 | 2025 | 2030 | 2035 | 2040
BM | 0 | 0 | 0 | 0 | 0 | 0
CC | 1.98 | 3.56 | 1.98 | 2.17 | 2.5 | 2.16
CSP | 0 | 0 | 0 | 0 | 0 | 0
CT | 0 | 0 | 0 | 0 | 0 | 0
Coal | 332.69 | 332.21 | 330.25 | 329.52 | 332.38 | 332.38
Geo | 0 | 0 | 0 | 0 | 0 | 0
H | 0 | 0 | 0 | 0 | 0 | 0
LFG | 0 | 0 | 0 | 7.71 | 7.71 | 7.71
Nuc | 104.28 | 104.28 | 104.28 | 104.28 | 0.02 | 0.02
PS | 0 | 0 | 0 | 0 | 0 | 0
PV | 0 | 0 | 0 | 0 | 0 | 0
PeakG | 0.76 | 1.33 | 1.02 | 0.72 | 1.63 | 0.98
PeakO | 0 | 0 | 0 | 0 | 0 | 0
ST | 0 | 0 | 0 | 0 | 0 | 0
STOG | 0 | 0 | 0 | 0 | 0 | 0
STWD | 0 | 0 | 0 | 0 | 0 | 0
WT | 0 | 0 | 0 | 0 | 0 | 0
IGCC | 0 | 0 | 0 | 0 | 0 | 0
DemandResponse | 0 | 0 | 0 | 0 | 0 | 0
IGCC-CCS | 0 | 0 | 0 | 0 | 0 | 0
WT_off | 0 | 0 | 0 | 0 | 0 | 0
PseudoUnit | 0 | 0 | 0 | 0 | 0 | 0
FixedInterchange | 0 | 0 | 0 | 0 | 0 | 0
Total Fuel Consumption by Reporting Type: NEISO
ReportingType | 2015 | 2020 | 2025 | 2030 | 2035 | 2040
BM | 24.48 | 14.01 | 0.71 | 6.86 | 14.01 | 7.16
CC | 244.41 | 164.08 | 122.09 | 123.42 | 206.37 | 243.57
CSP | 0 | 0 | 0 | 0 | 0 | 0
CT | 0.03 | 0.12 | 0.12 | 0.11 | 0 | 0
Coal | 0.36 | 0 | 0 | 0 | 0 | 0
Geo | 0 | 0 | 0 | 0 | 0 | 0
H | 0 | 0 | 0 | 0 | 0 | 0
LFG | 5.3 | 5.3 | 12.81 | 12.81 | 12.81 | 12.81
Nuc | 365.51 | 365.51 | 365.51 | 365.51 | 264.08 | 195.08
PS | 0 | 0 | 0 | 0 | 0 | 0
PV | 0 | 0 | 0 | 0 | 0 | 0
PeakG | 0.33 | 0.4 | 0.4 | 0.4 | 0.4 | 0.63
PeakO | 0 | 0 | 0 | 0 | 0 | 0
ST | 0 | 0 | 0 | 0 | 0 | 0
STOG | 0 | 0 | 0 | 0 | 0 | 0
STWD | 33.8 | 5.22 | 0.23 | 0.79 | 4.88 | 4.07
WT | 0 | 0.01 | 0.01 | 0.01 | 0.01 | 0.01
IGCC | 0 | 0 | 0 | 0 | 0 | 0
DemandResponse | 0 | 0 | 0 | 0 | 0 | 0
IGCC-CCS | 0 | 0 | 0 | 0 | 0 | 0
WT_off | 0 | 0 | 0 | 0 | 0 | 0
PseudoUnit | 0 | 0 | 0 | 0 | 0 | 0
FixedInterchange | 0 | 0 | 0 | 0 | 0 | 0
Total Fuel Consumption by Reporting Type: NonRTO_Midwest
ReportingType | 2015 | 2020 | 2025 | 2030 | 2035 | 2040
BM | 0 | 0 | 0 | 0 | 0 | 0
CC | 0 | 0 | 0 | 0 | 0 | 0
CSP | 0 | 0 | 0 | 0 | 0 | 0
CT | 0 | 0 | 0 | 0 | 0 | 0
Coal | 579.83 | 570.16 | 561.74 | 566.74 | 589.32 | 589.32
Geo | 0 | 0 | 0 | 0 | 0 | 0
H | 0 | 0 | 0 | 0 | 0 | 0
LFG | 0 | 0 | 0 | 17.24 | 17.24 | 17.24
Nuc | 0 | 0 | 0 | 0 | 0 | 0
PS | 0 | 0 | 0 | 0 | 0 | 0
PV | 0 | 0 | 0 | 0 | 0 | 0
PeakG | 1.9 | 10.72 | 4.33 | 3.53 | 5.76 | 3.29
PeakO | 0 | 0 | 0 | 0 | 0 | 0
ST | 0 | 0 | 0 | 0 | 0 | 0
STOG | 0 | 0 | 0 | 0 | 0 | 0
STWD | 0 | 0 | 0 | 0 | 0 | 0
WT | 0 | 0 | 0 | 0 | 0 | 0
IGCC | 0 | 0 | 0 | 0 | 0 | 0
DemandResponse | 0 | 0 | 0 | 0 | 0 | 1.23
IGCC-CCS | 0 | 0 | 0 | 0 | 0 | 0
WT_off | 0 | 0 | 0 | 0 | 0 | 0
PseudoUnit | 0 | 0 | 0 | 0 | 0 | 0
FixedInterchange | 0 | 0 | 0 | 0 | 0 | 0
Total Fuel Consumption by Reporting Type: NYISO_A-F
ReportingType | 2015 | 2020 | 2025 | 2030 | 2035 | 2040
BM | 0 | 0 | 0 | 0 | 0 | 0
CC | 39.14 | 41.76 | 38.51 | 39.27 | 81.16 | 94.53
CSP | 0 | 0 | 0 | 0 | 0 | 0
CT | 0 | 0 | 0 | 0 | 0 | 0
Coal | 0 | 0 | 0 | 0 | 0 | 0
Geo | 0 | 0 | 0 | 0 | 0 | 0
H | 0 | 0 | 0 | 0 | 0 | 0
LFG | 0.69 | 0.69 | 0.69 | 8 | 8 | 8
Nuc | 270.5 | 270.5 | 270.5 | 220.56 | 173.9 | 105.39
PS | 0 | 0 | 0 | 0 | 0 | 0
PV | 0 | 0 | 0 | 0 | 0 | 0
PeakG | 0 | 0.07 | 0.07 | 0.05 | 0.07 | 0.26
PeakO | 0 | 0 | 0 | 0 | 0 | 0
ST | 0 | 0 | 0 | 0 | 0 | 0
STOG | 0 | 0 | 0 | 0 | 0 | 0
STWD | 0 | 0 | 0 | 0 | 0 | 0
WT | 0.01 | 0.01 | 0.01 | 0.01 | 0.01 | 0.01
IGCC | 0 | 0 | 0 | 0 | 0 | 0
DemandResponse | 0 | 0 | 0 | 0 | 0 | 0
IGCC-CCS | 0 | 0 | 0 | 0 | 0 | 0
WT_off | 0 | 0 | 0 | 0 | 0 | 0
PseudoUnit | 0 | 0 | 0 | 0 | 0 | 0
FixedInterchange | 0 | 0 | 0 | 0 | 0 | 0
Total Fuel Consumption by Reporting Type: NYISO_G-I
ReportingType | 2015 | 2020 | 2025 | 2030 | 2035 | 2040
BM | 0 | 0 | 0 | 0 | 0 | 0
CC | 40.3 | 45.82 | 40.18 | 29.76 | 101.49 | 209.78
CSP | 0 | 0 | 0 | 0 | 0 | 0
CT | 0 | 0 | 0 | 0 | 0 | 0
Coal | 18.92 | 0 | 0 | 0 | 0 | 0
Geo | 0 | 0 | 0 | 0 | 0 | 0
H | 0 | 0 | 0 | 0 | 0 | 0
LFG | 0 | 0 | 0 | 8 | 8 | 8
Nuc | 162.83 | 162.83 | 162.83 | 162.83 | 81.65 | 0.03
PS | 0 | 0 | 0 | 0 | 0 | 0
PV | 0 | 0 | 0 | 0 | 0 | 0
PeakG | 0 | 0.04 | 0.04 | 0.04 | 0.04 | 0.04
PeakO | 0 | 0 | 0.01 | 0.01 | 0.04 | 0.04
ST | 0 | 0 | 0 | 0 | 0 | 0
STOG | 0 | 0 | 0 | 0 | 0 | 0
STWD | 0 | 0 | 0 | 0 | 0 | 0
WT | 0 | 0 | 0 | 0 | 0 | 0
IGCC | 0 | 0 | 0 | 0 | 0 | 0
DemandResponse | 0 | 0 | 0 | 0 | 0 | 0
IGCC-CCS | 0 | 0 | 0 | 0 | 0 | 0
WT_off | 0 | 0 | 0 | 0 | 0 | 0
PseudoUnit | 0 | 0 | 0 | 0 | 0 | 0
FixedInterchange | 0 | 0 | 0 | 0 | 0 | 0
Total Fuel Consumption by Reporting Type: NYISO_J-K
ReportingType | 2015 | 2020 | 2025 | 2030 | 2035 | 2040
BM | 0 | 0 | 0 | 0 | 0 | 0
CC | 147.6 | 172.75 | 166.67 | 152.42 | 181.61 | 215.59
CSP | 0 | 0 | 0 | 0 | 0 | 0
CT | 0 | 0 | 0 | 0 | 0 | 0
Coal | 0 | 0 | 0 | 0 | 0 | 0
Geo | 0 | 0 | 0 | 0 | 0 | 0
H | 0 | 0 | 0 | 0 | 0 | 0
LFG | 0 | 0 | 0 | 8 | 8 | 8
Nuc | 0 | 0 | 0 | 0 | 0 | 0
PS | 0 | 0 | 0 | 0 | 0 | 0
PV | 0 | 0 | 0 | 0 | 0 | 0
PeakG | 0.91 | 3.85 | 3.85 | 3.84 | 6.41 | 6.9
PeakO | 0 | 0.15 | 0.85 | 0.86 | 0.9 | 0.9
ST | 0 | 0 | 0 | 0 | 0 | 0
STOG | 6.33 | 9.59 | 8.42 | 8.53 | 10.76 | 13.36
STWD | 0 | 0 | 0 | 0 | 0 | 0
WT | 0 | 0 | 0 | 0 | 0 | 0
IGCC | 0 | 0 | 0 | 0 | 0 | 0
DemandResponse | 0 | 0 | 0 | 0 | 0 | 0
IGCC-CCS | 0 | 0 | 0 | 0 | 0 | 0
WT_off | 0 | 0 | 0 | 0 | 0 | 0
PseudoUnit | 0 | 0 | 0 | 0 | 0 | 0
FixedInterchange | 0 | 0 | 0 | 0 | 0 | 0
Total Fuel Consumption by Reporting Type: PJM_E
ReportingType | 2015 | 2020 | 2025 | 2030 | 2035 | 2040
BM | 0 | 2.91 | 2.91 | 2.91 | 2.91 | 2.91
CC | 131.07 | 248.75 | 227.36 | 213.64 | 393.43 | 493.07
CSP | 0 | 0 | 0 | 0 | 0 | 0
CT | 0 | 0.01 | 0.01 | 0 | 0 | 0
Coal | 2.24 | 1.42 | 1.61 | 1.61 | 1.91 | 1.91
Geo | 0 | 0 | 0 | 0 | 0 | 0
H | 0 | 0 | 0 | 0 | 0 | 0
LFG | 0.98 | 14.53 | 15.28 | 15.28 | 15.28 | 15.28
Nuc | 702.72 | 651.97 | 651.97 | 651.97 | 468.33 | 371.38
PS | 0 | 0 | 0 | 0 | 0 | 0
PV | 0 | 0 | 0 | 0 | 0 | 0
PeakG | 0.78 | 1.11 | 6.07 | 6.07 | 12.19 | 14.59
PeakO | 0 | 0 | 0 | 0 | 0 | 0
ST | 0 | 0 | 0 | 0 | 0 | 0
STOG | 0 | 0 | 0 | 0 | 0 | 0
STWD | 0 | 0 | 0 | 0 | 0 | 0
WT | 0 | 0 | 0 | 0 | 0 | 0
IGCC | 0 | 0 | 0 | 0 | 0 | 0
DemandResponse | 0 | 0 | 0 | 0 | 0 | 3.85
IGCC-CCS | 0 | 0 | 0 | 0 | 0 | 0
WT_off | 0 | 0 | 0 | 0 | 0 | 0
PseudoUnit | 0 | 0 | 0 | 0 | 0 | 0
FixedInterchange | 0 | 0 | 0 | 0 | 0 | 0
Total Fuel Consumption by Reporting Type: PJM_ROM
ReportingType | 2015 | 2020 | 2025 | 2030 | 2035 | 2040
BM | 0 | 1.75 | 1.75 | 1.75 | 1.75 | 1.75
CC | 74.57 | 136.35 | 128.85 | 125.03 | 208.18 | 264.85
CSP | 0 | 0 | 0 | 0 | 0 | 0
CT | 0 | 0.01 | 0.02 | 0.03 | 0 | 0
Coal | 481.57 | 548.84 | 572.35 | 602.44 | 608.33 | 608.33
Geo | 0 | 0 | 0 | 0 | 0 | 0
H | 0 | 0 | 0 | 0 | 0 | 0
LFG | 2.04 | 30.56 | 30.56 | 30.56 | 30.56 | 30.56
Nuc | 420.79 | 420.79 | 420.79 | 420.79 | 276.07 | 200.95
PS | 0 | 0 | 0 | 0 | 0 | 0
PV | 0 | 0 | 0 | 0 | 0 | 0
PeakG | 0.13 | 0.55 | 0.55 | 0.55 | 6.66 | 7.22
PeakO | 0 | 0 | 0 | 0 | 0 | 0
ST | 0 | 0 | 0 | 0 | 0 | 0
STOG | 0 | 0 | 0 | 0 | 0 | 0
STWD | 0 | 5.38 | 5.38 | 5.38 | 5.38 | 5.38
WT | 0 | 0 | 0 | 0 | 0.01 | 0.01
IGCC | 0 | 0 | 0 | 0 | 0 | 0
DemandResponse | 0 | 0 | 0 | 0 | 0 | 0
IGCC-CCS | 0 | 0 | 0 | 0 | 0 | 0
WT_off | 0 | 0 | 0 | 0 | 0 | 0
PseudoUnit | 0 | 0 | 0 | 0 | 0 | 0
FixedInterchange | 0 | 0 | 0 | 0 | 0 | 0
Total Fuel Consumption by Reporting Type: PJM_ROR
ReportingType | 2015 | 2020 | 2025 | 2030 | 2035 | 2040
BM | 0 | 2.56 | 3.27 | 5.12 | 15.09 | 12.81
CC | 416.65 | 449.6 | 327.39 | 319.97 | 409.5 | 431.48
CSP | 0 | 0 | 0 | 0 | 0 | 0
CT | 0.06 | 0.12 | 0.06 | 0.06 | 0 | 0
Coal | 3493.76 | 2623.08 | 2630.68 | 2638.13 | 2654.02 | 2663.38
Geo | 0 | 0 | 0 | 0 | 0 | 0
H | 0 | 0 | 0 | 0 | 0 | 0
LFG | 6.18 | 6.18 | 61.46 | 61.46 | 61.46 | 61.46
Nuc | 1644.81 | 1644.81 | 1644.81 | 1573.64 | 1222.73 | 821.9
PS | 0 | 0 | 0 | 0 | 0 | 0
PV | 0 | 0 | 0 | 0 | 0 | 0
PeakG | 16.28 | 26.23 | 17.06 | 16.51 | 26.62 | 42.8
PeakO | 0 | 0 | 0 | 0 | 0 | 0
ST | 0 | 0 | 0 | 0 | 0 | 0
STOG | 0 | 0 | 0 | 0 | 0 | 0
STWD | 0 | 7.12 | 9.79 | 13.33 | 15.91 | 15.91
WT | 0.03 | 0.03 | 0.03 | 0.03 | 0.03 | 0.03
IGCC | 0 | 0 | 0 | 0 | 0 | 0
DemandResponse | 0 | 0 | 0 | 0 | 0 | 0
IGCC-CCS | 0 | 0 | 0 | 0 | 0 | 0
WT_off | 0 | 0 | 0 | 0 | 0 | 0
PseudoUnit | 0 | 0 | 0 | 0 | 0 | 0
FixedInterchange | 0 | 0 | 0 | 0 | 0 | 0
Total Fuel Consumption by Reporting Type: SOCO
ReportingType | 2015 | 2020 | 2025 | 2030 | 2035 | 2040
BM | 0 | 0.07 | 0.3 | 0.3 | 0.5 | 0.5
CC | 691.98 | 730.5 | 591.34 | 600.05 | 596.3 | 376.98
CSP | 0 | 0 | 0 | 0 | 0 | 0
CT | 0 | 0 | 0 | 0 | 0 | 0
Coal | 1048.96 | 921.67 | 1086.96 | 1086.96 | 1086.96 | 1725.23
Geo | 0 | 0 | 0 | 0 | 0 | 0
H | 0 | 0 | 0 | 0 | 0 | 0
LFG | 0 | 0 | 11.56 | 11.56 | 11.56 | 11.56
Nuc | 494.38 | 673.18 | 673.18 | 673.18 | 673.18 | 449.31
PS | 0 | 0 | 0 | 0 | 0 | 0
PV | 0 | 0 | 0 | 0 | 0 | 0
PeakG | 2.09 | 10.34 | 4.07 | 0.85 | 1.29 | 0
PeakO | 0 | 0 | 0 | 0 | 0 | 0
ST | 0 | 0 | 0 | 0 | 0 | 0
STOG | 0 | 0 | 0 | 0 | 0 | 0
STWD | 0 | 0 | 0 | 0 | 0 | 0
WT | 0 | 0 | 0 | 0 | 0 | 0
IGCC | 0 | 0 | 0 | 0 | 0 | 0
DemandResponse | 0 | 0 | 4.14 | 0.51 | 12.96 | 1.9
IGCC-CCS | 0 | 0 | 0 | 0 | 0 | 0
WT_off | 0 | 0 | 0 | 0 | 0 | 0
PseudoUnit | 0 | 0 | 0 | 0 | 0 | 0
FixedInterchange | 0 | 0 | 0 | 0 | 0 | 0
Total Fuel Consumption by Reporting Type: SPP_N
ReportingType | 2015 | 2020 | 2025 | 2030 | 2035 | 2040
BM | 0 | 0 | 0 | 0 | 0 | 0
CC | 45.97 | 28.64 | 17.2 | 15.57 | 11.22 | 9.12
CSP | 0 | 0 | 0 | 0 | 0 | 0
CT | 0 | 0 | 0 | 0 | 0 | 0
Coal | 647.03 | 586.03 | 586.03 | 586.03 | 586.03 | 586.03
Geo | 0 | 0 | 0 | 0 | 0 | 0
H | 0 | 0 | 0 | 0 | 0 | 0
LFG | 0 | 0 | 10.22 | 10.22 | 10.22 | 10.22
Nuc | 93.19 | 93.19 | 93.19 | 93.19 | 93.19 | 93.19
PS | 0 | 0 | 0 | 0 | 0 | 0
PV | 0 | 0 | 0 | 0 | 0 | 0
PeakG | 1.5 | 8.71 | 7.07 | 6.35 | 3.56 | 3.45
PeakO | 0 | 0 | 0 | 0 | 0 | 0
ST | 0 | 0 | 0 | 0 | 0 | 0
STOG | 2.51 | 0 | 0 | 0 | 0 | 0
STWD | 0 | 0 | 0 | 0 | 0 | 0
WT | 0 | 0 | 0 | 0 | 0.03 | 0.03
IGCC | 0 | 0 | 0 | 0 | 0 | 0
DemandResponse | 0 | 0 | 0 | 0 | 0 | 0
IGCC-CCS | 0 | 0 | 0 | 0 | 0 | 0
WT_off | 0 | 0 | 0 | 0 | 0 | 0
PseudoUnit | 0 | 0 | 0 | 0 | 0 | 0
FixedInterchange | 0 | 0 | 0 | 0 | 0 | 0
Total Fuel Consumption by Reporting Type: SPP_S
ReportingType | 2015 | 2020 | 2025 | 2030 | 2035 | 2040
BM | 0 | 0 | 0 | 0 | 0 | 0
CC | 180.95 | 338.77 | 243.31 | 229.94 | 107.12 | 93.64
CSP | 0 | 0 | 0 | 0 | 0 | 0
CT | 0 | 2.2 | 3.13 | 3.13 | 1.24 | 0
Coal | 980.08 | 795.95 | 861.04 | 866.86 | 866.86 | 866.86
Geo | 0 | 0 | 0 | 0 | 0 | 0
H | 0 | 0 | 0 | 0 | 0 | 0
LFG | 0 | 0 | 10.22 | 10.22 | 10.22 | 10.22
Nuc | 0 | 0 | 0 | 0 | 0 | 0
PS | 0 | 0 | 0 | 0 | 0 | 0
PV | 0 | 0 | 0 | 0 | 0 | 0
PeakG | 0 | 4.49 | 10.28 | 6.78 | 4.06 | 3.73
PeakO | 0 | 0 | 0 | 0 | 0 | 0
ST | 0 | 0 | 0 | 0 | 0 | 0
STOG | 10.53 | 15.37 | 0 | 0 | 0 | 0
STWD | 0 | 0.01 | 0 | 0 | 0 | 0
WT | 0.01 | 0.02 | 0.02 | 0.02 | 0.03 | 0.03
IGCC | 0 | 0 | 0 | 0 | 0 | 0
DemandResponse | 0 | 0 | 0 | 0 | 0 | 0
IGCC-CCS | 0 | 0 | 0 | 0 | 0 | 0
WT_off | 0 | 0 | 0 | 0 | 0 | 0
PseudoUnit | 0 | 0 | 0 | 0 | 0 | 0
FixedInterchange | 0 | 0 | 0 | 0 | 0 | 0
Total Fuel Consumption by Reporting Type: TVA
ReportingType | 2015 | 2020 | 2025 | 2030 | 2035 | 2040
BM | 0 | 0 | 0 | 0 | 0 | 0
CC | 144.58 | 171.83 | 128.73 | 110.73 | 170.19 | 160.61
CSP | 0 | 0 | 0 | 0 | 0 | 0
CT | 0 | 0 | 0 | 0 | 0 | 0
Coal | 749.01 | 635.6 | 635.6 | 635.6 | 635.6 | 744.4
Geo | 0 | 0 | 0 | 0 | 0 | 0
H | 0 | 0 | 0 | 0 | 0 | 0
LFG | 0 | 0 | 0 | 11.56 | 11.56 | 11.56
Nuc | 676.63 | 676.63 | 676.63 | 676.63 | 474.42 | 371.5
PS | 0 | 0 | 0 | 0 | 0 | 0
PV | 0 | 0 | 0 | 0 | 0 | 0
PeakG | 0 | 0.94 | 0 | 0 | 0 | 0
PeakO | 0 | 0 | 0 | 0 | 0 | 0
ST | 0 | 0 | 0 | 0 | 0 | 0
STOG | 0 | 0 | 0 | 0 | 0 | 0
STWD | 0 | 0 | 0 | 0 | 0 | 0
WT | 0 | 0 | 0 | 0 | 0 | 0
IGCC | 0 | 0 | 0 | 0 | 0 | 0
DemandResponse | 0 | 0 | 0 | 0 | 6.8 | 9.24
IGCC-CCS | 0 | 0 | 0 | 0 | 0 | 0
WT_off | 0 | 0 | 0 | 0 | 0 | 0
PseudoUnit | 0 | 0 | 0 | 0 | 0 | 0
FixedInterchange | 0 | 0 | 0 | 0 | 0 | 0
Total Fuel Consumption by Reporting Type: TVA_Transmission
ReportingType | 2015 | 2020 | 2025 | 2030 | 2035 | 2040
BM | 0 | 0 | 0 | 0 | 0 | 0
CC | 0 | 0 | 0 | 0 | 0 | 0
CSP | 0 | 0 | 0 | 0 | 0 | 0
CT | 0 | 0 | 0 | 0 | 0 | 0
Coal | 0 | 0 | 0 | 0 | 0 | 0
Geo | 0 | 0 | 0 | 0 | 0 | 0
H | 0 | 0 | 0 | 0 | 0 | 0
LFG | 0 | 0 | 0 | 0 | 0 | 0
Nuc | 0 | 0 | 0 | 0 | 0 | 0
PS | 0 | 0 | 0 | 0 | 0 | 0
PV | 0 | 0 | 0 | 0 | 0 | 0
PeakG | 0 | 0 | 0 | 0 | 0 | 0
PeakO | 0 | 0 | 0 | 0 | 0 | 0
ST | 0 | 0 | 0 | 0 | 0 | 0
STOG | 0 | 0 | 0 | 0 | 0 | 0
STWD | 0 | 0 | 0 | 0 | 0 | 0
WT | 0 | 0 | 0 | 0 | 0 | 0
IGCC | 0 | 0 | 0 | 0 | 0 | 0
DemandResponse | 0 | 0 | 0 | 0 | 0 | 0
IGCC-CCS | 0 | 0 | 0 | 0 | 0 | 0
WT_off | 0 | 0 | 0 | 0 | 0 | 0
PseudoUnit | 0 | 0 | 0 | 0 | 0 | 0
FixedInterchange | 0 | 0 | 0 | 0 | 0 | 0
Total Fuel Consumption by Reporting Type: VACAR
ReportingType | 2015 | 2020 | 2025 | 2030 | 2035 | 2040
BM | 0.09 | 15.27 | 45.27 | 49.69 | 49.69 | 51.53
CC | 223.41 | 207.73 | 142.32 | 132.14 | 198.56 | 268.63
CSP | 0 | 0 | 0 | 0 | 0 | 0
CT | 0.8 | 2.97 | 1.52 | 1.52 | 0 | 0
Coal | 856.2 | 713.72 | 804.93 | 851.97 | 915.8 | 947.89
Geo | 0 | 0 | 0 | 0 | 0 | 0
H | 0 | 0 | 0 | 0 | 0 | 0
LFG | 0.04 | 11.56 | 11.56 | 11.56 | 11.56 | 11.56
Nuc | 910.72 | 1100.09 | 1100.09 | 1100.09 | 841.29 | 693.25
PS | 0 | 0 | 0 | 0 | 0 | 0
PV | 0 | 0 | 0 | 0 | 0 | 0
PeakG | 1.64 | 9.15 | 7.46 | 8.06 | 26.67 | 32.23
PeakO | 0 | 0 | 0 | 0 | 0 | 0
ST | 0 | 0 | 0 | 0 | 0 | 0
STOG | 0 | 0 | 0 | 0 | 0 | 0
STWD | 24.47 | 24.47 | 24.47 | 20.5 | 23.86 | 24.47
WT | 0 | 0.01 | 0.01 | 0.01 | 0.01 | 0.01
IGCC | 0 | 0 | 0 | 0 | 0 | 0
DemandResponse | 0 | 0 | 0.3 | 0.16 | 14.2 | 29.54
IGCC-CCS | 0 | 0 | 0 | 0 | 0 | 0
WT_off | 0 | 0 | 0 | 0 | 0 | 0
PseudoUnit | 0 | 0 | 0 | 0 | 0 | 0
FixedInterchange | 0 | 0 | 0 | 0 | 0 | 0
Total Fuel Consumption by Reporting Type: IESO
ReportingType | 2015 | 2020 | 2025 | 2030 | 2035 | 2040
BM | 0 | 0.04 | 0.04 | 0.1 | 0.14 | 0.14
CC | 2.38 | 2.12 | 1.78 | 2.35 | 18.08 | 39.39
CSP | 0 | 0 | 0 | 0 | 0 | 0
CT | 0 | 0.04 | 0.13 | 0.09 | 0.13 | 0.42
Coal | 0 | 0 | 0 | 0 | 0 | 0
Geo | 0 | 0 | 0 | 0 | 0 | 0
H | 0 | 0 | 0 | 0 | 0 | 0
LFG | 1.56 | 1.56 | 1.56 | 1.56 | 1.56 | 1.61
Nuc | 1064.72 | 1064.72 | 1064.72 | 1064.72 | 980.48 | 854.53
PS | 0 | 0 | 0 | 0 | 0 | 0
PV | 0 | 0 | 0 | 0 | 0 | 0
PeakG | 0 | 0.01 | 0.02 | 0.02 | 0.03 | 0.03
PeakO | 0 | 0 | 0 | 0 | 0 | 0
ST | 0 | 0 | 0 | 0 | 0 | 0
STOG | 0 | 0 | 0 | 0 | 0 | 0
STWD | 0 | 0 | 0 | 0 | 0 | 0
WT | 0.01 | 0.01 | 0.01 | 0.01 | 0 | 0
IGCC | 0 | 0 | 0 | 0 | 0 | 0
DemandResponse | 0 | 0 | 0 | 0 | 0 | 0
IGCC-CCS | 0 | 0 | 0 | 0 | 0 | 0
WT_off | 0 | 0 | 0 | 0 | 0 | 0
PseudoUnit | 0 | 0 | 0 | 0 | 0 | 0
FixedInterchange | 0 | 0 | 0 | 0 | 0 | 0
Total Fuel Consumption by Reporting Type: MAPP_CA
ReportingType | 2015 | 2020 | 2025 | 2030 | 2035 | 2040
BM | 0 | 0 | 0 | 0 | 0 | 0
CC | 24.7 | 30.6 | 20.29 | 18.55 | 7.09 | 0
CSP | 0 | 0 | 0 | 0 | 0 | 0
CT | 0 | 0 | 0 | 0 | 0 | 0
Coal | 2.15 | 6.39 | 0 | 0 | 0 | 0
Geo | 0 | 0 | 0 | 0 | 0 | 0
H | 0 | 0 | 0 | 0 | 0.01 | 0.02
LFG | 0 | 0 | 0 | 0 | 0 | 0
Nuc | 0 | 0 | 0 | 0 | 0 | 0
PS | 0 | 0 | 0 | 0 | 0 | 0
PV | 0 | 0 | 0 | 0 | 0 | 0
PeakG | 0.01 | 0.14 | 0.22 | 0.22 | 0 | 0
PeakO | 0 | 0 | 0 | 0 | 0 | 0
ST | 0 | 0 | 0 | 0 | 0 | 0
STOG | 0.04 | 0.05 | 0.04 | 0 | 0 | 0
STWD | 0 | 0 | 0 | 0 | 0 | 0
WT | 0 | 0 | 0 | 0 | 0 | 0
IGCC | 0 | 0 | 0 | 0 | 0 | 0
DemandResponse | 0 | 0 | 0 | 0 | 0 | 0
IGCC-CCS | 0 | 0 | 0 | 0 | 0 | 0
WT_off | 0 | 0 | 0 | 0 | 0 | 0
PseudoUnit | 0 | 0 | 0 | 0 | 0 | 0
FixedInterchange | 0 | 0 | 0 | 0 | 0 | 0
Total Fuel Consumption by Reporting Type: AZ_NM_SNV_Coal
ReportingType | 2015 | 2020 | 2025 | 2030 | 2035 | 2040
BM | 0 | 0 | 0 | 0 | 0 | 0
CC | 0 | 0 | 0 | 0 | 0 | 0
CSP | 0 | 0 | 0 | 0 | 0 | 0
CT | 0 | 0 | 0 | 0 | 0 | 0
Coal | 721.16 | 758.56 | 758.56 | 758.56 | 759.57 | 1065.17
Geo | 0 | 0 | 0 | 0 | 0 | 0
H | 0 | 0 | 0 | 0 | 0 | 0
LFG | 0 | 0 | 0 | 0 | 0 | 0
Nuc | 0 | 0 | 0 | 0 | 0 | 0
PS | 0 | 0 | 0 | 0 | 0 | 0
PV | 0 | 0 | 0 | 0 | 0 | 0
PeakG | 0 | 0 | 0 | 0 | 0 | 0
PeakO | 0 | 0 | 0 | 0 | 0 | 0
ST | 0 | 0 | 0 | 0 | 0 | 0
STOG | 0 | 0 | 0 | 0 | 0 | 0
STWD | 0 | 0 | 0 | 0 | 0 | 0
WT | 0 | 0 | 0 | 0 | 0 | 0
IGCC | 0 | 0 | 0 | 0 | 0 | 0
DemandResponse | 0 | 0 | 0 | 0 | 0 | 0
IGCC-CCS | 0 | 0 | 0 | 0 | 0 | 0
WT_off | 0 | 0 | 0 | 0 | 0 | 0
PseudoUnit | 0 | 0 | 0 | 0 | 0 | 0
FixedInterchange | 0 | 0 | 0 | 0 | 0 | 0
Total Fuel Consumption by Reporting Type: AZ_NM_SNV_Gas
ReportingType | 2015 | 2020 | 2025 | 2030 | 2035 | 2040
BM | 0 | 0 | 0 | 0 | 0 | 0
CC | 715.13 | 707.63 | 692.1 | 711.1 | 715.13 | 696.01
CSP | 0 | 0 | 0 | 0 | 0 | 0
CT | 0 | 0.07 | 0.26 | 0.82 | 0 | 0
Coal | 0 | 0 | 0 | 0 | 0 | 0
Geo | 0 | 0 | 0 | 0 | 0 | 0
H | 0 | 0 | 0 | 0 | 0 | 0
LFG | 0 | 0 | 0 | 0 | 0 | 0
Nuc | 0 | 0 | 0 | 0 | 0 | 0
PS | 0 | 0 | 0 | 0 | 0 | 0
PV | 0 | 0 | 0 | 0 | 0 | 0
PeakG | 0 | 0 | 0 | 0 | 0 | 0
PeakO | 0 | 0 | 0 | 0 | 0 | 0
ST | 0 | 0 | 0 | 0 | 0 | 0
STOG | 0 | 0 | 0 | 0 | 0 | 0
STWD | 0 | 0 | 0 | 0 | 0 | 0
WT | 0 | 0 | 0 | 0 | 0 | 0
IGCC | 0 | 0 | 0 | 0 | 0 | 0
DemandResponse | 0 | 0 | 0 | 0 | 0 | 0
IGCC-CCS | 0 | 0 | 0 | 0 | 0 | 0
WT_off | 0 | 0 | 0 | 0 | 0 | 0
PseudoUnit | 0 | 0 | 0 | 0 | 0 | 0
FixedInterchange | 0 | 0 | 0 | 0 | 0 | 0
Total Fuel Consumption by Reporting Type: AZ_NM_SNV_NucRenew
ReportingType | 2015 | 2020 | 2025 | 2030 | 2035 | 2040
BM | 0 | 0 | 0 | 0 | 0 | 0
CC | 0 | 0 | 0 | 0 | 0 | 0
CSP | 0 | 0 | 0 | 0 | 0 | 0
CT | 0 | 0 | 0 | 0 | 0 | 0
Coal | 0 | 0 | 0 | 0 | 0 | 0
Geo | 0 | 0 | 0.01 | 0.01 | 0.01 | 0.01
H | 0 | 0 | 0 | 0 | 0 | 0
LFG | 0 | 6.53 | 6.53 | 6.53 | 6.53 | 6.53
Nuc | 317.72 | 317.72 | 317.72 | 317.72 | 317.72 | 317.72
PS | 0 | 0 | 0 | 0 | 0 | 0
PV | 0 | 0 | 0 | 0 | 0 | 0
PeakG | 0 | 0 | 0 | 0 | 0 | 0
PeakO | 0 | 0 | 0 | 0 | 0 | 0
ST | 0 | 0 | 0 | 0 | 0 | 0
STOG | 0 | 0 | 0 | 0 | 0 | 0
STWD | 1.77 | 1.77 | 0.02 | 1.77 | 1.77 | 1.77
WT | 0 | 0.01 | 0.01 | 0.01 | 0.01 | 0.01
IGCC | 0 | 0 | 0 | 0 | 0 | 0
DemandResponse | 0 | 0 | 0 | 0 | 0 | 0
IGCC-CCS | 0 | 0 | 0 | 0 | 0 | 0
WT_off | 0 | 0 | 0 | 0 | 0 | 0
PseudoUnit | 0 | 0 | 0 | 0 | 0 | 0
FixedInterchange | 0 | 0 | 0 | 0 | 0 | 0
Total Fuel Consumption by Reporting Type: ERCOT
ReportingType | 2015 | 2020 | 2025 | 2030 | 2035 | 2040
BM | 0 | 0.06 | 0.76 | 0.76 | 1.02 | 0.76
CC | 1041.3 | 984.8 | 843.89 | 823.73 | 801.8 | 507.45
CSP | 0 | 0 | 0 | 0 | 0 | 0
CT | 0 | 0.53 | 1.1 | 1.1 | 0 | 0
Coal | 1137.4 | 1311.19 | 1481.07 | 1481.07 | 1481.07 | 1481.07
Geo | 0 | 0 | 0 | 0 | 0 | 0
H | 0 | 0 | 0 | 0 | 0 | 0
LFG | 0 | 0 | 38.09 | 38.09 | 38.09 | 38.09
Nuc | 422.69 | 422.69 | 422.69 | 422.69 | 422.69 | 422.69
PS | 0 | 0 | 0 | 0 | 0 | 0
PV | 0 | 0 | 0 | 0 | 0 | 0
PeakG | 0 | 5.23 | 9.93 | 10.58 | 11.04 | 8.66
PeakO | 0 | 0.02 | 0 | 0 | 0 | 0
ST | 0 | 0 | 0 | 0 | 0 | 0
STOG | 37.88 | 45.93 | 28.35 | 21.43 | 16.8 | 0
STWD | 0 | 0 | 0 | 0 | 0 | 0
WT | 0.03 | 0.03 | 0.03 | 0.03 | 0.03 | 0.07
IGCC | 0 | 0 | 0 | 0 | 0 | 0
DemandResponse | 0 | 1.2 | 9.94 | 9.61 | 9.88 | 10.87
IGCC-CCS | 0 | 0 | 0 | 0 | 0 | 0
WT_off | 0 | 0 | 0 | 0 | 0 | 0
PseudoUnit | 0 | 0 | 0 | 0 | 0 | 0
FixedInterchange | 0 | 0 | 0 | 0 | 0 | 0
Total Fuel Consumption by Reporting Type: NP15
ReportingType | 2015 | 2020 | 2025 | 2030 | 2035 | 2040
BM | 0 | 0 | 0 | 0 | 0 | 0
CC | 245.84 | 56.13 | 30.34 | 48.1 | 51.21 | 23.59
CSP | 0 | 0 | 0 | 0 | 0 | 0
CT | 0 | 0 | 0 | 0 | 0 | 0
Coal | 2.5 | 0 | 0 | 0 | 0 | 0
Geo | 0.01 | 0.01 | 0.01 | 0.01 | 0.01 | 0.01
H | 0 | 0 | 0 | 0 | 0 | 0
LFG | 0 | 60.8 | 60.8 | 60.8 | 60.8 | 60.8
Nuc | 187.74 | 187.74 | 187.74 | 187.74 | 187.74 | 187.74
PS | 0 | 0 | 0 | 0 | 0 | 0
PV | 0 | 0 | 0 | 0 | 0 | 0
PeakG | 0 | 0 | 0 | 0 | 0 | 0
PeakO | 0 | 0 | 0 | 0 | 0 | 0
ST | 0 | 0 | 0 | 0 | 0 | 0
STOG | 0.66 | 0.14 | 0 | 0 | 0 | 0
STWD | 37.44 | 37.44 | 0.53 | 23.22 | 0.65 | 10.86
WT | 0 | 0.01 | 0.01 | 0.01 | 0.01 | 0.01
IGCC | 0 | 0 | 0 | 0 | 0 | 0
DemandResponse | 0 | 0 | 0 | 0 | 0 | 0
IGCC-CCS | 0 | 0 | 0 | 0 | 0 | 0
WT_off | 0 | 0 | 0 | 0 | 0 | 0
PseudoUnit | 0 | 0 | 0 | 0 | 0 | 0
FixedInterchange | 0 | 0 | 0 | 0 | 0 | 0
Total Fuel Consumption by Reporting Type: NWPP_Coal
ReportingType | 2015 | 2020 | 2025 | 2030 | 2035 | 2040
BM | 0 | 0 | 0 | 0 | 0 | 0
CC | 0 | 0 | 0 | 0 | 0 | 0
CSP | 0 | 0 | 0 | 0 | 0 | 0
CT | 0 | 0 | 0 | 0 | 0 | 0
Coal | 981.27 | 981.16 | 981.16 | 981.16 | 981.16 | 981.16
Geo | 0 | 0 | 0 | 0 | 0 | 0
H | 0 | 0 | 0 | 0 | 0 | 0
LFG | 0 | 0 | 0 | 0 | 0 | 0
Nuc | 0 | 0 | 0 | 0 | 0 | 0
PS | 0 | 0 | 0 | 0 | 0 | 0
PV | 0 | 0 | 0 | 0 | 0 | 0
PeakG | 0 | 0 | 0 | 0 | 0 | 0
PeakO | 0 | 0 | 0 | 0 | 0 | 0
ST | 0 | 0 | 0 | 0 | 0 | 0
STOG | 0 | 0 | 0 | 0 | 0 | 0
STWD | 0 | 0 | 0 | 0 | 0 | 0
WT | 0 | 0 | 0 | 0 | 0 | 0
IGCC | 0 | 0 | 0 | 0 | 0 | 0
DemandResponse | 0 | 0 | 0 | 0 | 0 | 0
IGCC-CCS | 0 | 0 | 0 | 0 | 0 | 0
WT_off | 0 | 0 | 0 | 0 | 0 | 0
PseudoUnit | 0 | 0 | 0 | 0 | 0 | 0
FixedInterchange | 0 | 0 | 0 | 0 | 0 | 0
Total Fuel Consumption by Reporting Type: NWPP_Gas
ReportingType | 2015 | 2020 | 2025 | 2030 | 2035 | 2040
BM | 0 | 0 | 0 | 0 | 0 | 0
CC | 276.97 | 276.97 | 263.18 | 276.97 | 276.97 | 245.13
CSP | 0 | 0 | 0 | 0 | 0 | 0
CT | 0 | 0 | 0 | 0 | 0 | 0
Coal | 0 | 0 | 0 | 0 | 51.43 | 70.15
Geo | 0 | 0 | 0 | 0 | 0 | 0
H | 0 | 0 | 0 | 0 | 0 | 0
LFG | 0 | 0 | 0 | 0 | 0 | 0
Nuc | 0 | 0 | 0 | 0 | 0 | 0
PS | 0 | 0 | 0 | 0 | 0 | 0
PV | 0 | 0 | 0 | 0 | 0 | 0
PeakG | 0 | 0 | 0 | 0 | 0 | 0
PeakO | 0 | 0 | 0 | 0 | 0 | 0
ST | 0 | 0 | 0 | 0 | 0 | 0
STOG | 0 | 0 | 0 | 0 | 0 | 0
STWD | 0 | 0 | 0 | 0 | 0 | 0
WT | 0 | 0 | 0 | 0 | 0 | 0
IGCC | 0 | 0 | 0 | 0 | 0 | 0
DemandResponse | 0 | 0 | 0 | 0 | 0 | 0
IGCC-CCS | 0 | 0 | 0 | 0 | 0 | 0
WT_off | 0 | 0 | 0 | 0 | 0 | 0
PseudoUnit | 0 | 0 | 0 | 0 | 0 | 0
FixedInterchange | 0 | 0 | 0 | 0 | 0 | 0
Total Fuel Consumption by Reporting Type: NWPP_NucRenew
ReportingType | 2015 | 2020 | 2025 | 2030 | 2035 | 2040
BM | 0 | 0 | 0 | 0 | 0 | 0
CC | 0 | 0 | 0 | 0 | 0 | 0
CSP | 0 | 0 | 0 | 0 | 0 | 0
CT | 0 | 0 | 0 | 0 | 0 | 0
Coal | 0 | 0 | 0 | 0 | 0 | 0
Geo | 0 | 0 | 0.01 | 0.01 | 0.01 | 0.01
H | 0 | 0 | 0 | 0 | 0 | 0
LFG | 2.74 | 29.05 | 29.05 | 29.05 | 29.05 | 29.05
Nuc | 88.66 | 88.66 | 88.66 | 88.66 | 88.66 | 88.66
PS | 0 | 0 | 0 | 0 | 0 | 0
PV | 0 | 0 | 0 | 0 | 0 | 0
PeakG | 0 | 0 | 0 | 0 | 0 | 0
PeakO | 0 | 0 | 0 | 0 | 0 | 0
ST | 0 | 0 | 0 | 0 | 0 | 0
STOG | 0 | 0 | 0 | 0 | 0 | 0
STWD | 0 | 0 | 0 | 0 | 0 | 0
WT | 0.02 | 0.02 | 0.02 | 0.02 | 0.02 | 0.02
IGCC | 0 | 0 | 0 | 0 | 0 | 0
DemandResponse | 0 | 0 | 0 | 0 | 0 | 0
IGCC-CCS | 0 | 0 | 0 | 0 | 0 | 0
WT_off | 0 | 0 | 0 | 0 | 0 | 0
PseudoUnit | 0 | 0 | 0 | 0 | 0 | 0
FixedInterchange | 0 | 0 | 0 | 0 | 0 | 0
Total Fuel Consumption by Reporting Type: RMPA
ReportingType | 2015 | 2020 | 2025 | 2030 | 2035 | 2040
BM | 0 | 0 | 0 | 0 | 0 | 0
CC | 39.69 | 33.04 | 0 | 0 | 0 | 0
CSP | 0 | 0 | 0 | 0 | 0 | 0
CT | 0 | 0 | 0.02 | 0.05 | 0 | 0
Coal | 557.69 | 544.7 | 518.05 | 518.05 | 553.97 | 580.48
Geo | 0 | 0 | 0.02 | 0.02 | 0.02 | 0.02
H | 0 | 0 | 0 | 0 | 0 | 0
LFG | 0.15 | 3.26 | 3.26 | 3.26 | 3.26 | 3.26
Nuc | 0 | 0 | 0 | 0 | 0 | 0
PS | 0 | 0 | 0 | 0 | 0 | 0
PV | 0 | 0 | 0 | 0 | 0 | 0
PeakG | 0.58 | 1.39 | 0.87 | 1.27 | 1.92 | 0.64
PeakO | 0 | 0 | 0 | 0 | 0 | 0
ST | 0 | 0 | 0 | 0 | 0 | 0
STOG | 0 | 0 | 0 | 0 | 0 | 0
STWD | 0 | 0 | 0 | 0 | 0 | 0
WT | 0.01 | 0.01 | 0.01 | 0.01 | 0.01 | 0.01
IGCC | 0 | 0 | 0 | 0 | 0 | 0
DemandResponse | 0 | 0 | 0 | 0 | 0 | 0
IGCC-CCS | 0 | 0 | 0 | 0 | 0 | 0
WT_off | 0 | 0 | 0 | 0 | 0 | 0
PseudoUnit | 0 | 0 | 0 | 0 | 0 | 0
FixedInterchange | 0 | 0 | 0 | 0 | 0 | 0
Total Fuel Consumption by Reporting Type: SP15
ReportingType | 2015 | 2020 | 2025 | 2030 | 2035 | 2040
BM | 0.58 | 0.58 | 0.33 | 0.58 | 0.58 | 0.42
CC | 162.84 | 129.76 | 59.97 | 82.48 | 100.38 | 30.35
CSP | 0 | 0 | 0 | 0 | 0 | 0
CT | 0 | 0 | 0 | 0 | 0 | 0
Coal | 8.42 | 0 | 0 | 0 | 0 | 0
Geo | 0.01 | 0.02 | 0.02 | 0.02 | 0.02 | 0.02
H | 0 | 0 | 0 | 0 | 0 | 0
LFG | 0.99 | 60.8 | 60.8 | 60.8 | 60.8 | 60.8
Nuc | 173.28 | 173.28 | 173.28 | 173.28 | 173.28 | 173.28
PS | 0 | 0 | 0 | 0 | 0 | 0
PV | 0 | 0 | 0 | 0 | 0 | 0
PeakG | 0 | 0 | 0.07 | 0.27 | 1.03 | 0
PeakO | 0 | 0 | 0 | 0 | 0 | 0
ST | 0 | 0 | 0 | 0 | 0 | 0
STOG | 1.87 | 1.17 | 0.51 | 0.87 | 1.58 | 0.72
STWD | 9.59 | 9.59 | 0.54 | 9.59 | 4.58 | 3.02
WT | 0.01 | 0.01 | 0.01 | 0.01 | 0.01 | 0.01
IGCC | 0 | 0 | 0 | 0 | 0 | 0
DemandResponse | 0 | 0 | 0 | 0 | 0 | 0
IGCC-CCS | 0 | 0 | 0 | 0 | 0 | 0
WT_off | 0 | 0 | 0 | 0 | 0 | 0
PseudoUnit | 0 | 0 | 0 | 0 | 0 | 0
FixedInterchange | 0 | 0 | 0 | 0 | 0 | 0
Total Fuel Consumption by Reporting Type: ALB
ReportingType | 2015 | 2020 | 2025 | 2030 | 2035 | 2040
BM | 0 | 0 | 0 | 0 | 0 | 0
CC | 123.95 | 132.3 | 140.82 | 153.25 | 164.01 | 148.7
CSP | 0 | 0 | 0 | 0 | 0 | 0
CT | 0 | 0 | 0 | 0 | 0 | 0
Coal | 470.15 | 470.15 | 470.15 | 470.15 | 470.15 | 470.15
Geo | 0 | 0 | 0 | 0 | 0 | 0
H | 0 | 0 | 0 | 0 | 0 | 0
LFG | 0 | 0 | 0 | 0 | 0 | 0
Nuc | 0 | 0 | 0 | 0 | 0 | 0
PS | 0 | 0 | 0 | 0 | 0 | 0
PV | 0 | 0 | 0 | 0 | 0 | 0
PeakG | 0 | 0 | 0 | 0 | 0 | 0
PeakO | 0 | 0 | 0 | 0 | 0 | 0
ST | 0 | 0 | 0 | 0 | 0 | 0
STOG | 0 | 0 | 0 | 0 | 0 | 0
STWD | 0 | 0 | 0 | 0 | 0 | 0
WT | 0 | 0 | 0 | 0 | 0 | 0
IGCC | 0 | 0 | 0 | 0 | 0 | 0
DemandResponse | 0 | 0 | 0 | 0 | 0 | 0
IGCC-CCS | 0 | 0 | 0 | 0 | 0 | 0
WT_off | 0 | 0 | 0 | 0 | 0 | 0
PseudoUnit | 0 | 0 | 0 | 0 | 0 | 0
FixedInterchange | 0 | 0 | 0 | 0 | 0 | 0
Total Fuel Consumption by Reporting Type: BC
ReportingType | 2015 | 2020 | 2025 | 2030 | 2035 | 2040
BM | 0 | 0 | 0 | 0 | 0 | 0
CC | 35.54 | 35.54 | 35.54 | 39.51 | 50.31 | 50.31
CSP | 0 | 0 | 0 | 0 | 0 | 0
CT | 0 | 0 | 0 | 0 | 0 | 0
Coal | 0 | 0 | 0 | 0 | 0 | 0
Geo | 0 | 0 | 0 | 0 | 0 | 0
H | 0 | 0 | 0 | 0 | 0 | 0
LFG | 0 | 0 | 0 | 0 | 0 | 0
Nuc | 0 | 0 | 0 | 0 | 0 | 0
PS | 0 | 0 | 0 | 0 | 0 | 0
PV | 0 | 0 | 0 | 0 | 0 | 0
PeakG | 0 | 0 | 0 | 0 | 0 | 0
PeakO | 0 | 0 | 0 | 0 | 0 | 0
ST | 0 | 0 | 0 | 0 | 0 | 0
STOG | 0 | 0 | 0 | 0 | 0 | 0
STWD | 0 | 0 | 0 | 0 | 0 | 0
WT | 0 | 0 | 0 | 0 | 0 | 0
IGCC | 0 | 0 | 0 | 0 | 0 | 0
DemandResponse | 0 | 0 | 0 | 0 | 0 | 0
IGCC-CCS | 0 | 0 | 0 | 0 | 0 | 0
WT_off | 0 | 0 | 0 | 0 | 0 | 0
PseudoUnit | 0 | 0 | 0 | 0 | 0 | 0
FixedInterchange | 0 | 0 | 0 | 0 | 0 | 0
Total Fuel Consumption by Reporting Type: HQ_IESO
ReportingType | 2015 | 2020 | 2025 | 2030 | 2035 | 2040
BM | 0 | 0 | 0 | 0 | 0 | 0
CC | 0 | 0 | 0 | 0 | 0 | 0
CSP | 0 | 0 | 0 | 0 | 0 | 0
CT | 0 | 0 | 0 | 0 | 0 | 0
Coal | 0 | 0 | 0 | 0 | 0 | 0
Geo | 0 | 0 | 0 | 0 | 0 | 0
H | 0 | 0 | 0 | 0 | 0 | 0
LFG | 0 | 0 | 0 | 0 | 0 | 0
Nuc | 0 | 0 | 0 | 0 | 0 | 0
PS | 0 | 0 | 0 | 0 | 0 | 0
PV | 0 | 0 | 0 | 0 | 0 | 0
PeakG | 0 | 0 | 0 | 0 | 0 | 0
PeakO | 0 | 0 | 0 | 0 | 0 | 0
ST | 0 | 0 | 0 | 0 | 0 | 0
STOG | 0 | 0 | 0 | 0 | 0 | 0
STWD | 0 | 0 | 0 | 0 | 0 | 0
WT | 0 | 0 | 0 | 0 | 0 | 0
IGCC | 0 | 0 | 0 | 0 | 0 | 0
DemandResponse | 0 | 0 | 0 | 0 | 0 | 0
IGCC-CCS | 0 | 0 | 0 | 0 | 0 | 0
WT_off | 0 | 0 | 0 | 0 | 0 | 0
PseudoUnit | 0 | 0 | 0 | 0 | 0 | 0
FixedInterchange | 0 | 0 | 0 | 0 | 0 | 0
Total Fuel Consumption by Reporting Type: HQ_NEISO
ReportingType | 2015 | 2020 | 2025 | 2030 | 2035 | 2040
BM | 0 | 0 | 0 | 0 | 0 | 0
CC | 0 | 0 | 0 | 0 | 0 | 0
CSP | 0 | 0 | 0 | 0 | 0 | 0
CT | 0 | 0 | 0 | 0 | 0 | 0
Coal | 0 | 0 | 0 | 0 | 0 | 0
Geo | 0 | 0 | 0 | 0 | 0 | 0
H | 0 | 0 | 0 | 0 | 0 | 0
LFG | 0 | 0 | 0 | 0 | 0 | 0
Nuc | 0 | 0 | 0 | 0 | 0 | 0
PS | 0 | 0 | 0 | 0 | 0 | 0
PV | 0 | 0 | 0 | 0 | 0 | 0
PeakG | 0 | 0 | 0 | 0 | 0 | 0
PeakO | 0 | 0 | 0 | 0 | 0 | 0
ST | 0 | 0 | 0 | 0 | 0 | 0
STOG | 0 | 0 | 0 | 0 | 0 | 0
STWD | 0 | 0 | 0 | 0 | 0 | 0
WT | 0 | 0 | 0 | 0 | 0 | 0
IGCC | 0 | 0 | 0 | 0 | 0 | 0
DemandResponse | 0 | 0 | 0 | 0 | 0 | 0
IGCC-CCS | 0 | 0 | 0 | 0 | 0 | 0
WT_off | 0 | 0 | 0 | 0 | 0 | 0
PseudoUnit | 0 | 0 | 0 | 0 | 0 | 0
FixedInterchange | 0.02 | 0.02 | 0.02 | 0.02 | 0.02 | 0.02
Total Fuel Consumption by Reporting Type: HQ_NY
ReportingType | 2015 | 2020 | 2025 | 2030 | 2035 | 2040
BM | 0 | 0 | 0 | 0 | 0 | 0
CC | 0 | 0 | 0 | 0 | 0 | 0
CSP | 0 | 0 | 0 | 0 | 0 | 0
CT | 0 | 0 | 0 | 0 | 0 | 0
Coal | 0 | 0 | 0 | 0 | 0 | 0
Geo | 0 | 0 | 0 | 0 | 0 | 0
H | 0 | 0 | 0 | 0 | 0 | 0
LFG | 0 | 0 | 0 | 0 | 0 | 0
Nuc | 0 | 0 | 0 | 0 | 0 | 0
PS | 0 | 0 | 0 | 0 | 0 | 0
PV | 0 | 0 | 0 | 0 | 0 | 0
PeakG | 0 | 0 | 0 | 0 | 0 | 0
PeakO | 0 | 0 | 0 | 0 | 0 | 0
ST | 0 | 0 | 0 | 0 | 0 | 0
STOG | 0 | 0 | 0 | 0 | 0 | 0
STWD | 0 | 0 | 0 | 0 | 0 | 0
WT | 0 | 0 | 0 | 0 | 0 | 0
IGCC | 0 | 0 | 0 | 0 | 0 | 0
DemandResponse | 0 | 0 | 0 | 0 | 0 | 0
IGCC-CCS | 0 | 0 | 0 | 0 | 0 | 0
WT_off | 0 | 0 | 0 | 0 | 0 | 0
PseudoUnit | 0 | 0 | 0 | 0 | 0 | 0
FixedInterchange | 0.01 | 0.01 | 0.01 | 0.01 | 0.01 | 0.01
Total Fuel Consumption by Reporting Type: MARITIMES
ReportingType | 2015 | 2020 | 2025 | 2030 | 2035 | 2040
BM | 0 | 0 | 0 | 0 | 0 | 0
CC | 0 | 0 | 0 | 0 | 0 | 0
CSP | 0 | 0 | 0 | 0 | 0 | 0
CT | 0 | 0 | 0 | 0 | 0 | 0
Coal | 0 | 0 | 0 | 0 | 0 | 0
Geo | 0 | 0 | 0 | 0 | 0 | 0
H | 0 | 0 | 0 | 0 | 0 | 0
LFG | 0 | 0 | 0 | 0 | 0 | 0
Nuc | 0 | 0 | 0 | 0 | 0 | 0
PS | 0 | 0 | 0 | 0 | 0 | 0
PV | 0 | 0 | 0 | 0 | 0 | 0
PeakG | 0 | 0 | 0 | 0 | 0 | 0
PeakO | 0 | 0 | 0 | 0 | 0 | 0
ST | 0 | 0 | 0 | 0 | 0 | 0
STOG | 0 | 0 | 0 | 0 | 0 | 0
STWD | 0 | 0 | 0 | 0 | 0 | 0
WT | 0 | 0 | 0 | 0 | 0 | 0
IGCC | 0 | 0 | 0 | 0 | 0 | 0
DemandResponse | 0 | 0 | 0 | 0 | 0 | 0
IGCC-CCS | 0 | 0 | 0 | 0 | 0 | 0
WT_off | 0 | 0 | 0 | 0 | 0 | 0
PseudoUnit | 0 | 0 | 0 | 0 | 0 | 0
FixedInterchange | 0.01 | 0.01 | 0.01 | 0.01 | 0.01 | 0.01
Total Fuel Consumption by Reporting Type: All
ReportingType | 2015 | 2020 | 2025 | 2030 | 2035 | 2040
BM | 25.15 | 37.26 | 55.34 | 68.06 | 85.69 | 77.98
CC | 6809.27 | 7036.32 | 5919.01 | 5859.79 | 6622.48 | 6436.84
CSP | 0 | 0 | 0 | 0 | 0 | 0
CT | 6.45 | 20.12 | 21.42 | 24.22 | 1.37 | 0.42
Coal | 17757.53 | 16135.62 | 16802.28 | 16936.27 | 17473.41 | 18768.06
Geo | 0.02 | 0.04 | 0.07 | 0.07 | 0.07 | 0.07
H | 0 | 0 | 0 | 0 | 0.01 | 0.02
LFG | 20.69 | 230.83 | 468.63 | 546.48 | 546.48 | 546.54
Nuc | 9611.91 | 9929.34 | 9929.34 | 9808.24 | 7627.8 | 6006.6
PS | 0 | 0 | 0 | 0 | 0 | 0
PV | 0 | 0 | 0.01 | 0.01 | 0.01 | 0.01
PeakG | 40.08 | 131 | 116.8 | 108.36 | 164.45 | 183.03
PeakO | 0 | 0.17 | 0.86 | 0.87 | 0.94 | 0.94
ST | 0 | 0.01 | 0.01 | 0.01 | 0.01 | 0.01
STOG | 82.75 | 88.51 | 37.33 | 30.83 | 29.14 | 14.09
STWD | 108.02 | 101.61 | 44.67 | 81.74 | 60.77 | 71.3
WT | 0.18 | 0.22 | 0.23 | 0.23 | 0.27 | 0.32
IGCC | 40.45 | 40.45 | 40.45 | 40.45 | 40.45 | 40.45
DemandResponse | 0 | 1.2 | 18.43 | 15.02 | 58.6 | 79.47
IGCC-CCS | 0 | 0 | 0 | 0 | 0 | 0
WT_off | 0 | 0 | 0.01 | 0.01 | 0 | 0
PseudoUnit | 0 | 0 | 0 | 0 | 0 | 0
FixedInterchange | 0.04 | 0.04 | 0.04 | 0.04 | 0.04 | 0.04
Total Fuel Consumption by Reporting Type: EI_US
ReportingType | 2015 | 2020 | 2025 | 2030 | 2035 | 2040
BM | 24.57 | 36.57 | 54.21 | 66.63 | 83.94 | 76.66
CC | 4140.93 | 4647.43 | 3831.09 | 3703.77 | 4437.51 | 4695.9
CSP | 0 | 0 | 0 | 0 | 0 | 0
CT | 6.45 | 19.48 | 19.92 | 22.16 | 1.24 | 0
Coal | 13876.79 | 12063.46 | 12593.28 | 12727.27 | 13176.05 | 14119.89
Geo | 0 | 0 | 0 | 0 | 0 | 0
H | 0 | 0 | 0 | 0 | 0 | 0
LFG | 15.24 | 68.84 | 268.54 | 346.39 | 346.39 | 346.39
Nuc | 7357.09 | 7674.53 | 7674.53 | 7553.42 | 5457.23 | 3961.99
PS | 0 | 0 | 0 | 0 | 0 | 0
PV | 0 | 0 | 0.01 | 0.01 | 0.01 | 0.01
PeakG | 39.48 | 124.24 | 105.68 | 96 | 150.43 | 173.7
PeakO | 0 | 0.15 | 0.86 | 0.87 | 0.94 | 0.94
ST | 0 | 0 | 0 | 0 | 0 | 0
STOG | 42.3 | 41.2 | 8.42 | 8.53 | 10.76 | 13.36
STWD | 59.22 | 52.81 | 43.58 | 47.16 | 53.78 | 55.65
WT | 0.11 | 0.13 | 0.15 | 0.15 | 0.2 | 0.2
IGCC | 40.45 | 40.45 | 40.45 | 40.45 | 40.45 | 40.45
DemandResponse | 0 | 0 | 8.49 | 5.41 | 48.72 | 68.6
IGCC-CCS | 0 | 0 | 0 | 0 | 0 | 0
WT_off | 0 | 0 | 0.01 | 0.01 | 0 | 0
PseudoUnit | 0 | 0 | 0 | 0 | 0 | 0
FixedInterchange | 0.03 | 0.03 | 0.03 | 0.03 | 0.03 | 0.03
Total Fuel Consumption by Reporting Type: EI_Canada
ReportingType | 2015 | 2020 | 2025 | 2030 | 2035 | 2040
BM | 0 | 0.04 | 0.04 | 0.1 | 0.14 | 0.14
CC | 27.07 | 32.72 | 22.07 | 20.9 | 25.17 | 39.39
CSP | 0 | 0 | 0 | 0 | 0 | 0
CT | 0 | 0.04 | 0.13 | 0.09 | 0.13 | 0.42
Coal | 2.15 | 6.39 | 0 | 0 | 0 | 0
Geo | 0 | 0 | 0 | 0 | 0 | 0
H | 0 | 0 | 0 | 0 | 0.01 | 0.02
LFG | 1.56 | 1.56 | 1.56 | 1.56 | 1.56 | 1.61
Nuc | 1064.72 | 1064.72 | 1064.72 | 1064.72 | 980.48 | 854.53
PS | 0 | 0 | 0 | 0 | 0 | 0
PV | 0 | 0 | 0 | 0 | 0 | 0
PeakG | 0.01 | 0.15 | 0.24 | 0.24 | 0.03 | 0.03
PeakO | 0 | 0 | 0 | 0 | 0 | 0
ST | 0 | 0 | 0 | 0 | 0 | 0
STOG | 0.04 | 0.05 | 0.04 | 0 | 0 | 0
STWD | 0 | 0 | 0 | 0 | 0 | 0
WT | 0.01 | 0.01 | 0.01 | 0.01 | 0 | 0
IGCC | 0 | 0 | 0 | 0 | 0 | 0
DemandResponse | 0 | 0 | 0 | 0 | 0 | 0
IGCC-CCS | 0 | 0 | 0 | 0 | 0 | 0
WT_off | 0 | 0 | 0 | 0 | 0 | 0
PseudoUnit | 0 | 0 | 0 | 0 | 0 | 0
FixedInterchange | 0 | 0 | 0 | 0 | 0 | 0
Total Fuel Consumption by Reporting Type: EI
ReportingType | 2015 | 2020 | 2025 | 2030 | 2035 | 2040
BM | 24.57 | 36.61 | 54.25 | 66.72 | 84.08 | 76.8
CC | 4168.01 | 4680.15 | 3853.16 | 3724.67 | 4462.68 | 4735.29
CSP | 0 | 0 | 0 | 0 | 0 | 0
CT | 6.45 | 19.51 | 20.04 | 22.25 | 1.37 | 0.42
Coal | 13878.94 | 12069.85 | 12593.28 | 12727.27 | 13176.05 | 14119.89
Geo | 0 | 0 | 0 | 0 | 0 | 0
H | 0 | 0 | 0 | 0 | 0.01 | 0.02
LFG | 16.8 | 70.4 | 270.11 | 347.95 | 347.95 | 348.01
Nuc | 8421.82 | 8739.25 | 8739.25 | 8618.15 | 6437.71 | 4816.51
PS | 0 | 0 | 0 | 0 | 0 | 0
PV | 0 | 0 | 0.01 | 0.01 | 0.01 | 0.01
PeakG | 39.5 | 124.39 | 105.92 | 96.24 | 150.46 | 173.73
PeakO | 0 | 0.15 | 0.86 | 0.87 | 0.94 | 0.94
ST | 0 | 0 | 0 | 0 | 0 | 0
STOG | 42.34 | 41.25 | 8.47 | 8.53 | 10.76 | 13.36
STWD | 59.22 | 52.81 | 43.58 | 47.16 | 53.78 | 55.65
WT | 0.12 | 0.14 | 0.16 | 0.16 | 0.2 | 0.2
IGCC | 40.45 | 40.45 | 40.45 | 40.45 | 40.45 | 40.45
DemandResponse | 0 | 0 | 8.49 | 5.41 | 48.72 | 68.6
IGCC-CCS | 0 | 0 | 0 | 0 | 0 | 0
WT_off | 0 | 0 | 0.01 | 0.01 | 0 | 0
PseudoUnit | 0 | 0 | 0 | 0 | 0 | 0
FixedInterchange | 0.04 | 0.04 | 0.04 | 0.04 | 0.04 | 0.04
Total Fuel Consumption by Reporting Type: Outside_EI
ReportingType | 2015 | 2020 | 2025 | 2030 | 2035 | 2040
BM | 0.58 | 0.64 | 1.09 | 1.34 | 1.6 | 1.18
CC | 2641.26 | 2356.17 | 2065.85 | 2135.12 | 2159.8 | 1701.55
CSP | 0 | 0 | 0 | 0 | 0 | 0
CT | 0 | 0.6 | 1.37 | 1.97 | 0 | 0
Coal | 3878.59 | 4065.77 | 4209 | 4209 | 4297.36 | 4648.17
Geo | 0.02 | 0.04 | 0.07 | 0.07 | 0.07 | 0.07
H | 0 | 0 | 0 | 0 | 0 | 0
LFG | 3.89 | 160.44 | 198.53 | 198.53 | 198.53 | 198.53
Nuc | 1190.09 | 1190.09 | 1190.09 | 1190.09 | 1190.09 | 1190.09
PS | 0 | 0 | 0 | 0 | 0 | 0
PV | 0 | 0 | 0 | 0 | 0 | 0
PeakG | 0.58 | 6.61 | 10.87 | 12.12 | 13.99 | 9.3
PeakO | 0 | 0.02 | 0 | 0 | 0 | 0
ST | 0 | 0.01 | 0.01 | 0.01 | 0.01 | 0.01
STOG | 40.41 | 47.25 | 28.86 | 22.3 | 18.38 | 0.72
STWD | 48.8 | 48.8 | 1.09 | 34.58 | 6.99 | 15.64
WT | 0.06 | 0.07 | 0.07 | 0.07 | 0.07 | 0.12
IGCC | 0 | 0 | 0 | 0 | 0 | 0
DemandResponse | 0 | 1.2 | 9.94 | 9.61 | 9.88 | 10.87
IGCC-CCS | 0 | 0 | 0 | 0 | 0 | 0
WT_off | 0 | 0 | 0 | 0 | 0 | 0
PseudoUnit | 0 | 0 | 0 | 0 | 0 | 0
FixedInterchange | 0 | 0 | 0 | 0 | 0 | 0
#5 | Annual Emmission Levels
SO2 Emissions (MMshortTons): Entergy
ReportingType | 2015 | 2020 | 2025 | 2030 | 2035 | 2040
BM | 0 | 0 | 0 | 0 | 0 | 0
CC | 0 | 0 | 0 | 0 | 0 | 0
CSP | 0 | 0 | 0 | 0 | 0 | 0
CT | 0 | 0 | 0 | 0 | 0 | 0
Coal | 0.26 | 0.07 | 0.12 | 0.12 | 0.13 | 0.13
Geo | 0 | 0 | 0 | 0 | 0 | 0
H | 0 | 0 | 0 | 0 | 0 | 0
LFG | 0 | 0 | 0 | 0 | 0 | 0
Nuc | 0 | 0 | 0 | 0 | 0 | 0
PS | 0 | 0 | 0 | 0 | 0 | 0
PV | 0 | 0 | 0 | 0 | 0 | 0
PeakG | 0 | 0 | 0 | 0 | 0 | 0
PeakO | 0 | 0 | 0 | 0 | 0 | 0
ST | 0 | 0 | 0 | 0 | 0 | 0
STOG | 0 | 0 | 0 | 0 | 0 | 0
STWD | 0 | 0 | 0 | 0 | 0 | 0
WT | 0 | 0 | 0 | 0 | 0 | 0
IGCC | 0 | 0 | 0 | 0 | 0 | 0
DemandResponse | 0 | 0 | 0 | 0 | 0 | 0
IGCC-CCS | 0 | 0 | 0 | 0 | 0 | 0
WT_off | 0 | 0 | 0 | 0 | 0 | 0
PseudoUnit | 0 | 0 | 0 | 0 | 0 | 0
FixedInterchange | 0 | 0 | 0 | 0 | 0 | 0
SO2 Emissions (MMshortTons): FRCC
ReportingType | 2015 | 2020 | 2025 | 2030 | 2035 | 2040
BM | 0 | 0 | 0 | 0 | 0 | 0
CC | 0 | 0 | 0 | 0 | 0 | 0
CSP | 0 | 0 | 0 | 0 | 0 | 0
CT | 0 | 0 | 0 | 0 | 0 | 0
Coal | 0.07 | 0.03 | 0.03 | 0.03 | 0.04 | 0.04
Geo | 0 | 0 | 0 | 0 | 0 | 0
H | 0 | 0 | 0 | 0 | 0 | 0
LFG | 0 | 0 | 0 | 0 | 0 | 0
Nuc | 0 | 0 | 0 | 0 | 0 | 0
PS | 0 | 0 | 0 | 0 | 0 | 0
PV | 0 | 0 | 0 | 0 | 0 | 0
PeakG | 0 | 0 | 0 | 0 | 0 | 0
PeakO | 0 | 0 | 0 | 0 | 0 | 0
ST | 0 | 0 | 0 | 0 | 0 | 0
STOG | 0 | 0 | 0 | 0 | 0 | 0
STWD | 0 | 0 | 0 | 0 | 0 | 0
WT | 0 | 0 | 0 | 0 | 0 | 0
IGCC | 0 | 0 | 0 | 0 | 0 | 0
DemandResponse | 0 | 0 | 0 | 0 | 0 | 0
IGCC-CCS | 0 | 0 | 0 | 0 | 0 | 0
WT_off | 0 | 0 | 0 | 0 | 0 | 0
PseudoUnit | 0 | 0 | 0 | 0 | 0 | 0
FixedInterchange | 0 | 0 | 0 | 0 | 0 | 0
SO2 Emissions (MMshortTons): MAPP_US
ReportingType | 2015 | 2020 | 2025 | 2030 | 2035 | 2040
BM | 0 | 0 | 0 | 0 | 0 | 0
CC | 0 | 0 | 0 | 0 | 0 | 0
CSP | 0 | 0 | 0 | 0 | 0 | 0
CT | 0 | 0 | 0 | 0 | 0 | 0
Coal | 0.03 | 0.01 | 0.01 | 0.01 | 0.01 | 0.01
Geo | 0 | 0 | 0 | 0 | 0 | 0
H | 0 | 0 | 0 | 0 | 0 | 0
LFG | 0 | 0 | 0 | 0 | 0 | 0
Nuc | 0 | 0 | 0 | 0 | 0 | 0
PS | 0 | 0 | 0 | 0 | 0 | 0
PV | 0 | 0 | 0 | 0 | 0 | 0
PeakG | 0 | 0 | 0 | 0 | 0 | 0
PeakO | 0 | 0 | 0 | 0 | 0 | 0
ST | 0 | 0 | 0 | 0 | 0 | 0
STOG | 0 | 0 | 0 | 0 | 0 | 0
STWD | 0 | 0 | 0 | 0 | 0 | 0
WT | 0 | 0 | 0 | 0 | 0 | 0
IGCC | 0 | 0 | 0 | 0 | 0 | 0
DemandResponse | 0 | 0 | 0 | 0 | 0 | 0
IGCC-CCS | 0 | 0 | 0 | 0 | 0 | 0
WT_off | 0 | 0 | 0 | 0 | 0 | 0
PseudoUnit | 0 | 0 | 0 | 0 | 0 | 0
FixedInterchange | 0 | 0 | 0 | 0 | 0 | 0
SO2 Emissions (MMshortTons): MISO_IN
ReportingType | 2015 | 2020 | 2025 | 2030 | 2035 | 2040
BM | 0 | 0 | 0 | 0 | 0 | 0
CC | 0 | 0 | 0 | 0 | 0 | 0
CSP | 0 | 0 | 0 | 0 | 0 | 0
CT | 0 | 0 | 0 | 0 | 0 | 0
Coal | 0.25 | 0.13 | 0.15 | 0.15 | 0.16 | 0.16
Geo | 0 | 0 | 0 | 0 | 0 | 0
H | 0 | 0 | 0 | 0 | 0 | 0
LFG | 0 | 0 | 0 | 0 | 0 | 0
Nuc | 0 | 0 | 0 | 0 | 0 | 0
PS | 0 | 0 | 0 | 0 | 0 | 0
PV | 0 | 0 | 0 | 0 | 0 | 0
PeakG | 0 | 0 | 0 | 0 | 0 | 0
PeakO | 0 | 0 | 0 | 0 | 0 | 0
ST | 0 | 0 | 0 | 0 | 0 | 0
STOG | 0 | 0 | 0 | 0 | 0 | 0
STWD | 0 | 0 | 0 | 0 | 0 | 0
WT | 0 | 0 | 0 | 0 | 0 | 0
IGCC | 0 | 0 | 0 | 0 | 0 | 0
DemandResponse | 0 | 0 | 0 | 0 | 0 | 0
IGCC-CCS | 0 | 0 | 0 | 0 | 0 | 0
WT_off | 0 | 0 | 0 | 0 | 0 | 0
PseudoUnit | 0 | 0 | 0 | 0 | 0 | 0
FixedInterchange | 0 | 0 | 0 | 0 | 0 | 0
SO2 Emissions (MMshortTons): MISO_MI
ReportingType | 2015 | 2020 | 2025 | 2030 | 2035 | 2040
BM | 0 | 0 | 0 | 0 | 0 | 0
CC | 0 | 0 | 0 | 0 | 0 | 0
CSP | 0 | 0 | 0 | 0 | 0 | 0
CT | 0 | 0 | 0 | 0 | 0 | 0
Coal | 0.18 | 0.01 | 0.01 | 0.01 | 0.01 | 0.01
Geo | 0 | 0 | 0 | 0 | 0 | 0
H | 0 | 0 | 0 | 0 | 0 | 0
LFG | 0 | 0 | 0 | 0 | 0 | 0
Nuc | 0 | 0 | 0 | 0 | 0 | 0
PS | 0 | 0 | 0 | 0 | 0 | 0
PV | 0 | 0 | 0 | 0 | 0 | 0
PeakG | 0 | 0 | 0 | 0 | 0 | 0
PeakO | 0 | 0 | 0 | 0 | 0 | 0
ST | 0 | 0 | 0 | 0 | 0 | 0
STOG | 0 | 0 | 0 | 0 | 0 | 0
STWD | 0 | 0 | 0 | 0 | 0 | 0
WT | 0 | 0 | 0 | 0 | 0 | 0
IGCC | 0 | 0 | 0 | 0 | 0 | 0
DemandResponse | 0 | 0 | 0 | 0 | 0 | 0
IGCC-CCS | 0 | 0 | 0 | 0 | 0 | 0
WT_off | 0 | 0 | 0 | 0 | 0 | 0
PseudoUnit | 0 | 0 | 0 | 0 | 0 | 0
FixedInterchange | 0 | 0 | 0 | 0 | 0 | 0
SO2 Emissions (MMshortTons): MISO_MO-IL
ReportingType | 2015 | 2020 | 2025 | 2030 | 2035 | 2040
BM | 0 | 0 | 0 | 0 | 0 | 0
CC | 0 | 0 | 0 | 0 | 0 | 0
CSP | 0 | 0 | 0 | 0 | 0 | 0
CT | 0 | 0 | 0 | 0 | 0 | 0
Coal | 0.43 | 0.07 | 0.11 | 0.1 | 0.13 | 0.14
Geo | 0 | 0 | 0 | 0 | 0 | 0
H | 0 | 0 | 0 | 0 | 0 | 0
LFG | 0 | 0 | 0 | 0 | 0 | 0
Nuc | 0 | 0 | 0 | 0 | 0 | 0
PS | 0 | 0 | 0 | 0 | 0 | 0
PV | 0 | 0 | 0 | 0 | 0 | 0
PeakG | 0 | 0 | 0 | 0 | 0 | 0
PeakO | 0 | 0 | 0 | 0 | 0 | 0
ST | 0 | 0 | 0 | 0 | 0 | 0
STOG | 0 | 0 | 0 | 0 | 0 | 0
STWD | 0 | 0 | 0 | 0 | 0 | 0
WT | 0 | 0 | 0 | 0 | 0 | 0
IGCC | 0 | 0 | 0 | 0 | 0 | 0
DemandResponse | 0 | 0 | 0 | 0 | 0 | 0
IGCC-CCS | 0 | 0 | 0 | 0 | 0 | 0
WT_off | 0 | 0 | 0 | 0 | 0 | 0
PseudoUnit | 0 | 0 | 0 | 0 | 0 | 0
FixedInterchange | 0 | 0 | 0 | 0 | 0 | 0
SO2 Emissions (MMshortTons): MISO_W
ReportingType | 2015 | 2020 | 2025 | 2030 | 2035 | 2040
BM | 0 | 0 | 0 | 0 | 0 | 0
CC | 0 | 0 | 0 | 0 | 0 | 0
CSP | 0 | 0 | 0 | 0 | 0 | 0
CT | 0 | 0 | 0 | 0 | 0 | 0
Coal | 0.21 | 0.05 | 0.05 | 0.05 | 0.06 | 0.06
Geo | 0 | 0 | 0 | 0 | 0 | 0
H | 0 | 0 | 0 | 0 | 0 | 0
LFG | 0 | 0 | 0 | 0 | 0 | 0
Nuc | 0 | 0 | 0 | 0 | 0 | 0
PS | 0 | 0 | 0 | 0 | 0 | 0
PV | 0 | 0 | 0 | 0 | 0 | 0
PeakG | 0 | 0 | 0 | 0 | 0 | 0
PeakO | 0 | 0 | 0 | 0 | 0 | 0
ST | 0 | 0 | 0 | 0 | 0 | 0
STOG | 0 | 0 | 0 | 0 | 0 | 0
STWD | 0 | 0 | 0 | 0 | 0 | 0
WT | 0 | 0 | 0 | 0 | 0 | 0
IGCC | 0 | 0 | 0 | 0 | 0 | 0
DemandResponse | 0 | 0 | 0 | 0 | 0 | 0
IGCC-CCS | 0 | 0 | 0 | 0 | 0 | 0
WT_off | 0 | 0 | 0 | 0 | 0 | 0
PseudoUnit | 0 | 0 | 0 | 0 | 0 | 0
FixedInterchange | 0 | 0 | 0 | 0 | 0 | 0
SO2 Emissions (MMshortTons): MISO_WUMS
ReportingType | 2015 | 2020 | 2025 | 2030 | 2035 | 2040
BM | 0 | 0 | 0 | 0 | 0 | 0
CC | 0 | 0 | 0 | 0 | 0 | 0
CSP | 0 | 0 | 0 | 0 | 0 | 0
CT | 0 | 0 | 0 | 0 | 0 | 0
Coal | 0.03 | 0.01 | 0.01 | 0.01 | 0.01 | 0.01
Geo | 0 | 0 | 0 | 0 | 0 | 0
H | 0 | 0 | 0 | 0 | 0 | 0
LFG | 0 | 0 | 0 | 0 | 0 | 0
Nuc | 0 | 0 | 0 | 0 | 0 | 0
PS | 0 | 0 | 0 | 0 | 0 | 0
PV | 0 | 0 | 0 | 0 | 0 | 0
PeakG | 0 | 0 | 0 | 0 | 0 | 0
PeakO | 0 | 0 | 0 | 0 | 0 | 0
ST | 0 | 0 | 0 | 0 | 0 | 0
STOG | 0 | 0 | 0 | 0 | 0 | 0
STWD | 0 | 0 | 0 | 0 | 0 | 0
WT | 0 | 0 | 0 | 0 | 0 | 0
IGCC | 0 | 0 | 0 | 0 | 0 | 0
DemandResponse | 0 | 0 | 0 | 0 | 0 | 0
IGCC-CCS | 0 | 0 | 0 | 0 | 0 | 0
WT_off | 0 | 0 | 0 | 0 | 0 | 0
PseudoUnit | 0 | 0 | 0 | 0 | 0 | 0
FixedInterchange | 0 | 0 | 0 | 0 | 0 | 0
SO2 Emissions (MMshortTons): Nebraska
ReportingType | 2015 | 2020 | 2025 | 2030 | 2035 | 2040
BM | 0 | 0 | 0 | 0 | 0 | 0
CC | 0 | 0 | 0 | 0 | 0 | 0
CSP | 0 | 0 | 0 | 0 | 0 | 0
CT | 0 | 0 | 0 | 0 | 0 | 0
Coal | 0.1 | 0.02 | 0.02 | 0.02 | 0.02 | 0.02
Geo | 0 | 0 | 0 | 0 | 0 | 0
H | 0 | 0 | 0 | 0 | 0 | 0
LFG | 0 | 0 | 0 | 0 | 0 | 0
Nuc | 0 | 0 | 0 | 0 | 0 | 0
PS | 0 | 0 | 0 | 0 | 0 | 0
PV | 0 | 0 | 0 | 0 | 0 | 0
PeakG | 0 | 0 | 0 | 0 | 0 | 0
PeakO | 0 | 0 | 0 | 0 | 0 | 0
ST | 0 | 0 | 0 | 0 | 0 | 0
STOG | 0 | 0 | 0 | 0 | 0 | 0
STWD | 0 | 0 | 0 | 0 | 0 | 0
WT | 0 | 0 | 0 | 0 | 0 | 0
IGCC | 0 | 0 | 0 | 0 | 0 | 0
DemandResponse | 0 | 0 | 0 | 0 | 0 | 0
IGCC-CCS | 0 | 0 | 0 | 0 | 0 | 0
WT_off | 0 | 0 | 0 | 0 | 0 | 0
PseudoUnit | 0 | 0 | 0 | 0 | 0 | 0
FixedInterchange | 0 | 0 | 0 | 0 | 0 | 0
SO2 Emissions (MMshortTons): NEISO
ReportingType | 2015 | 2020 | 2025 | 2030 | 2035 | 2040
BM | 0 | 0 | 0 | 0 | 0 | 0
CC | 0 | 0 | 0 | 0 | 0 | 0
CSP | 0 | 0 | 0 | 0 | 0 | 0
CT | 0 | 0 | 0 | 0 | 0 | 0
Coal | 0 | 0 | 0 | 0 | 0 | 0
Geo | 0 | 0 | 0 | 0 | 0 | 0
H | 0 | 0 | 0 | 0 | 0 | 0
LFG | 0 | 0 | 0 | 0 | 0 | 0
Nuc | 0 | 0 | 0 | 0 | 0 | 0
PS | 0 | 0 | 0 | 0 | 0 | 0
PV | 0 | 0 | 0 | 0 | 0 | 0
PeakG | 0 | 0 | 0 | 0 | 0 | 0
PeakO | 0 | 0 | 0 | 0 | 0 | 0
ST | 0 | 0 | 0 | 0 | 0 | 0
STOG | 0 | 0 | 0 | 0 | 0 | 0
STWD | 0 | 0 | 0 | 0 | 0 | 0
WT | 0 | 0 | 0 | 0 | 0 | 0
IGCC | 0 | 0 | 0 | 0 | 0 | 0
DemandResponse | 0 | 0 | 0 | 0 | 0 | 0
IGCC-CCS | 0 | 0 | 0 | 0 | 0 | 0
WT_off | 0 | 0 | 0 | 0 | 0 | 0
PseudoUnit | 0 | 0 | 0 | 0 | 0 | 0
FixedInterchange | 0 | 0 | 0 | 0 | 0 | 0
SO2 Emissions (MMshortTons): NonRTO_Midwest
ReportingType | 2015 | 2020 | 2025 | 2030 | 2035 | 2040
BM | 0 | 0 | 0 | 0 | 0 | 0
CC | 0 | 0 | 0 | 0 | 0 | 0
CSP | 0 | 0 | 0 | 0 | 0 | 0
CT | 0 | 0 | 0 | 0 | 0 | 0
Coal | 0.16 | 0.07 | 0.07 | 0.07 | 0.08 | 0.08
Geo | 0 | 0 | 0 | 0 | 0 | 0
H | 0 | 0 | 0 | 0 | 0 | 0
LFG | 0 | 0 | 0 | 0 | 0 | 0
Nuc | 0 | 0 | 0 | 0 | 0 | 0
PS | 0 | 0 | 0 | 0 | 0 | 0
PV | 0 | 0 | 0 | 0 | 0 | 0
PeakG | 0 | 0 | 0 | 0 | 0 | 0
PeakO | 0 | 0 | 0 | 0 | 0 | 0
ST | 0 | 0 | 0 | 0 | 0 | 0
STOG | 0 | 0 | 0 | 0 | 0 | 0
STWD | 0 | 0 | 0 | 0 | 0 | 0
WT | 0 | 0 | 0 | 0 | 0 | 0
IGCC | 0 | 0 | 0 | 0 | 0 | 0
DemandResponse | 0 | 0 | 0 | 0 | 0 | 0
IGCC-CCS | 0 | 0 | 0 | 0 | 0 | 0
WT_off | 0 | 0 | 0 | 0 | 0 | 0
PseudoUnit | 0 | 0 | 0 | 0 | 0 | 0
FixedInterchange | 0 | 0 | 0 | 0 | 0 | 0
SO2 Emissions (MMshortTons): NYISO_A-F
ReportingType | 2015 | 2020 | 2025 | 2030 | 2035 | 2040
BM | 0 | 0 | 0 | 0 | 0 | 0
CC | 0 | 0 | 0 | 0 | 0 | 0
CSP | 0 | 0 | 0 | 0 | 0 | 0
CT | 0 | 0 | 0 | 0 | 0 | 0
Coal | 0 | 0 | 0 | 0 | 0 | 0
Geo | 0 | 0 | 0 | 0 | 0 | 0
H | 0 | 0 | 0 | 0 | 0 | 0
LFG | 0 | 0 | 0 | 0 | 0 | 0
Nuc | 0 | 0 | 0 | 0 | 0 | 0
PS | 0 | 0 | 0 | 0 | 0 | 0
PV | 0 | 0 | 0 | 0 | 0 | 0
PeakG | 0 | 0 | 0 | 0 | 0 | 0
PeakO | 0 | 0 | 0 | 0 | 0 | 0
ST | 0 | 0 | 0 | 0 | 0 | 0
STOG | 0 | 0 | 0 | 0 | 0 | 0
STWD | 0 | 0 | 0 | 0 | 0 | 0
WT | 0 | 0 | 0 | 0 | 0 | 0
IGCC | 0 | 0 | 0 | 0 | 0 | 0
DemandResponse | 0 | 0 | 0 | 0 | 0 | 0
IGCC-CCS | 0 | 0 | 0 | 0 | 0 | 0
WT_off | 0 | 0 | 0 | 0 | 0 | 0
PseudoUnit | 0 | 0 | 0 | 0 | 0 | 0
FixedInterchange | 0 | 0 | 0 | 0 | 0 | 0
SO2 Emissions (MMshortTons): NYISO_G-I
ReportingType | 2015 | 2020 | 2025 | 2030 | 2035 | 2040
BM | 0 | 0 | 0 | 0 | 0 | 0
CC | 0 | 0 | 0 | 0 | 0 | 0
CSP | 0 | 0 | 0 | 0 | 0 | 0
CT | 0 | 0 | 0 | 0 | 0 | 0
Coal | 0.01 | 0 | 0 | 0 | 0 | 0
Geo | 0 | 0 | 0 | 0 | 0 | 0
H | 0 | 0 | 0 | 0 | 0 | 0
LFG | 0 | 0 | 0 | 0 | 0 | 0
Nuc | 0 | 0 | 0 | 0 | 0 | 0
PS | 0 | 0 | 0 | 0 | 0 | 0
PV | 0 | 0 | 0 | 0 | 0 | 0
PeakG | 0 | 0 | 0 | 0 | 0 | 0
PeakO | 0 | 0 | 0 | 0 | 0 | 0
ST | 0 | 0 | 0 | 0 | 0 | 0
STOG | 0 | 0 | 0 | 0 | 0 | 0
STWD | 0 | 0 | 0 | 0 | 0 | 0
WT | 0 | 0 | 0 | 0 | 0 | 0
IGCC | 0 | 0 | 0 | 0 | 0 | 0
DemandResponse | 0 | 0 | 0 | 0 | 0 | 0
IGCC-CCS | 0 | 0 | 0 | 0 | 0 | 0
WT_off | 0 | 0 | 0 | 0 | 0 | 0
PseudoUnit | 0 | 0 | 0 | 0 | 0 | 0
FixedInterchange | 0 | 0 | 0 | 0 | 0 | 0
SO2 Emissions (MMshortTons): NYISO_J-K
ReportingType | 2015 | 2020 | 2025 | 2030 | 2035 | 2040
BM | 0 | 0 | 0 | 0 | 0 | 0
CC | 0 | 0 | 0 | 0 | 0 | 0
CSP | 0 | 0 | 0 | 0 | 0 | 0
CT | 0 | 0 | 0 | 0 | 0 | 0
Coal | 0 | 0 | 0 | 0 | 0 | 0
Geo | 0 | 0 | 0 | 0 | 0 | 0
H | 0 | 0 | 0 | 0 | 0 | 0
LFG | 0 | 0 | 0 | 0 | 0 | 0
Nuc | 0 | 0 | 0 | 0 | 0 | 0
PS | 0 | 0 | 0 | 0 | 0 | 0
PV | 0 | 0 | 0 | 0 | 0 | 0
PeakG | 0 | 0 | 0 | 0 | 0 | 0
PeakO | 0 | 0 | 0 | 0 | 0 | 0
ST | 0 | 0 | 0 | 0 | 0 | 0
STOG | 0 | 0 | 0 | 0 | 0 | 0
STWD | 0 | 0 | 0 | 0 | 0 | 0
WT | 0 | 0 | 0 | 0 | 0 | 0
IGCC | 0 | 0 | 0 | 0 | 0 | 0
DemandResponse | 0 | 0 | 0 | 0 | 0 | 0
IGCC-CCS | 0 | 0 | 0 | 0 | 0 | 0
WT_off | 0 | 0 | 0 | 0 | 0 | 0
PseudoUnit | 0 | 0 | 0 | 0 | 0 | 0
FixedInterchange | 0 | 0 | 0 | 0 | 0 | 0
SO2 Emissions (MMshortTons): PJM_E
ReportingType | 2015 | 2020 | 2025 | 2030 | 2035 | 2040
BM | 0 | 0 | 0 | 0 | 0 | 0
CC | 0 | 0 | 0 | 0 | 0 | 0
CSP | 0 | 0 | 0 | 0 | 0 | 0
CT | 0 | 0 | 0 | 0 | 0 | 0
Coal | 0 | 0 | 0 | 0 | 0 | 0
Geo | 0 | 0 | 0 | 0 | 0 | 0
H | 0 | 0 | 0 | 0 | 0 | 0
LFG | 0 | 0 | 0 | 0 | 0 | 0
Nuc | 0 | 0 | 0 | 0 | 0 | 0
PS | 0 | 0 | 0 | 0 | 0 | 0
PV | 0 | 0 | 0 | 0 | 0 | 0
PeakG | 0 | 0 | 0 | 0 | 0 | 0
PeakO | 0 | 0 | 0 | 0 | 0 | 0
ST | 0 | 0 | 0 | 0 | 0 | 0
STOG | 0 | 0 | 0 | 0 | 0 | 0
STWD | 0 | 0 | 0 | 0 | 0 | 0
WT | 0 | 0 | 0 | 0 | 0 | 0
IGCC | 0 | 0 | 0 | 0 | 0 | 0
DemandResponse | 0 | 0 | 0 | 0 | 0 | 0
IGCC-CCS | 0 | 0 | 0 | 0 | 0 | 0
WT_off | 0 | 0 | 0 | 0 | 0 | 0
PseudoUnit | 0 | 0 | 0 | 0 | 0 | 0
FixedInterchange | 0 | 0 | 0 | 0 | 0 | 0
SO2 Emissions (MMshortTons): PJM_ROM
ReportingType | 2015 | 2020 | 2025 | 2030 | 2035 | 2040
BM | 0 | 0 | 0 | 0 | 0 | 0
CC | 0 | 0 | 0 | 0 | 0 | 0
CSP | 0 | 0 | 0 | 0 | 0 | 0
CT | 0 | 0 | 0 | 0 | 0 | 0
Coal | 0.14 | 0.05 | 0.06 | 0.06 | 0.07 | 0.06
Geo | 0 | 0 | 0 | 0 | 0 | 0
H | 0 | 0 | 0 | 0 | 0 | 0
LFG | 0 | 0 | 0 | 0 | 0 | 0
Nuc | 0 | 0 | 0 | 0 | 0 | 0
PS | 0 | 0 | 0 | 0 | 0 | 0
PV | 0 | 0 | 0 | 0 | 0 | 0
PeakG | 0 | 0 | 0 | 0 | 0 | 0
PeakO | 0 | 0 | 0 | 0 | 0 | 0
ST | 0 | 0 | 0 | 0 | 0 | 0
STOG | 0 | 0 | 0 | 0 | 0 | 0
STWD | 0 | 0 | 0 | 0 | 0 | 0
WT | 0 | 0 | 0 | 0 | 0 | 0
IGCC | 0 | 0 | 0 | 0 | 0 | 0
DemandResponse | 0 | 0 | 0 | 0 | 0 | 0
IGCC-CCS | 0 | 0 | 0 | 0 | 0 | 0
WT_off | 0 | 0 | 0 | 0 | 0 | 0
PseudoUnit | 0 | 0 | 0 | 0 | 0 | 0
FixedInterchange | 0 | 0 | 0 | 0 | 0 | 0
SO2 Emissions (MMshortTons): PJM_ROR
ReportingType | 2015 | 2020 | 2025 | 2030 | 2035 | 2040
BM | 0 | 0 | 0 | 0 | 0 | 0
CC | 0 | 0 | 0 | 0 | 0 | 0
CSP | 0 | 0 | 0 | 0 | 0 | 0
CT | 0 | 0 | 0 | 0 | 0 | 0
Coal | 1.37 | 0.23 | 0.25 | 0.25 | 0.25 | 0.25
Geo | 0 | 0 | 0 | 0 | 0 | 0
H | 0 | 0 | 0 | 0 | 0 | 0
LFG | 0 | 0 | 0 | 0 | 0 | 0
Nuc | 0 | 0 | 0 | 0 | 0 | 0
PS | 0 | 0 | 0 | 0 | 0 | 0
PV | 0 | 0 | 0 | 0 | 0 | 0
PeakG | 0 | 0 | 0 | 0 | 0 | 0
PeakO | 0 | 0 | 0 | 0 | 0 | 0
ST | 0 | 0 | 0 | 0 | 0 | 0
STOG | 0 | 0 | 0 | 0 | 0 | 0
STWD | 0 | 0 | 0 | 0 | 0 | 0
WT | 0 | 0 | 0 | 0 | 0 | 0
IGCC | 0 | 0 | 0 | 0 | 0 | 0
DemandResponse | 0 | 0 | 0 | 0 | 0 | 0
IGCC-CCS | 0 | 0 | 0 | 0 | 0 | 0
WT_off | 0 | 0 | 0 | 0 | 0 | 0
PseudoUnit | 0 | 0 | 0 | 0 | 0 | 0
FixedInterchange | 0 | 0 | 0 | 0 | 0 | 0
SO2 Emissions (MMshortTons): SOCO
ReportingType | 2015 | 2020 | 2025 | 2030 | 2035 | 2040
BM | 0 | 0 | 0 | 0 | 0 | 0
CC | 0 | 0 | 0 | 0 | 0 | 0
CSP | 0 | 0 | 0 | 0 | 0 | 0
CT | 0 | 0 | 0 | 0 | 0 | 0
Coal | 0.47 | 0.14 | 0.17 | 0.16 | 0.17 | 0.15
Geo | 0 | 0 | 0 | 0 | 0 | 0
H | 0 | 0 | 0 | 0 | 0 | 0
LFG | 0 | 0 | 0 | 0 | 0 | 0
Nuc | 0 | 0 | 0 | 0 | 0 | 0
PS | 0 | 0 | 0 | 0 | 0 | 0
PV | 0 | 0 | 0 | 0 | 0 | 0
PeakG | 0 | 0 | 0 | 0 | 0 | 0
PeakO | 0 | 0 | 0 | 0 | 0 | 0
ST | 0 | 0 | 0 | 0 | 0 | 0
STOG | 0 | 0 | 0 | 0 | 0 | 0
STWD | 0 | 0 | 0 | 0 | 0 | 0
WT | 0 | 0 | 0 | 0 | 0 | 0
IGCC | 0 | 0 | 0 | 0 | 0 | 0
DemandResponse | 0 | 0 | 0 | 0 | 0 | 0
IGCC-CCS | 0 | 0 | 0 | 0 | 0 | 0
WT_off | 0 | 0 | 0 | 0 | 0 | 0
PseudoUnit | 0 | 0 | 0 | 0 | 0 | 0
FixedInterchange | 0 | 0 | 0 | 0 | 0 | 0
SO2 Emissions (MMshortTons): SPP_N
ReportingType | 2015 | 2020 | 2025 | 2030 | 2035 | 2040
BM | 0 | 0 | 0 | 0 | 0 | 0
CC | 0 | 0 | 0 | 0 | 0 | 0
CSP | 0 | 0 | 0 | 0 | 0 | 0
CT | 0 | 0 | 0 | 0 | 0 | 0
Coal | 0.08 | 0.03 | 0.03 | 0.03 | 0.03 | 0.03
Geo | 0 | 0 | 0 | 0 | 0 | 0
H | 0 | 0 | 0 | 0 | 0 | 0
LFG | 0 | 0 | 0 | 0 | 0 | 0
Nuc | 0 | 0 | 0 | 0 | 0 | 0
PS | 0 | 0 | 0 | 0 | 0 | 0
PV | 0 | 0 | 0 | 0 | 0 | 0
PeakG | 0 | 0 | 0 | 0 | 0 | 0
PeakO | 0 | 0 | 0 | 0 | 0 | 0
ST | 0 | 0 | 0 | 0 | 0 | 0
STOG | 0 | 0 | 0 | 0 | 0 | 0
STWD | 0 | 0 | 0 | 0 | 0 | 0
WT | 0 | 0 | 0 | 0 | 0 | 0
IGCC | 0 | 0 | 0 | 0 | 0 | 0
DemandResponse | 0 | 0 | 0 | 0 | 0 | 0
IGCC-CCS | 0 | 0 | 0 | 0 | 0 | 0
WT_off | 0 | 0 | 0 | 0 | 0 | 0
PseudoUnit | 0 | 0 | 0 | 0 | 0 | 0
FixedInterchange | 0 | 0 | 0 | 0 | 0 | 0
SO2 Emissions (MMshortTons): SPP_S
ReportingType | 2015 | 2020 | 2025 | 2030 | 2035 | 2040
BM | 0 | 0 | 0 | 0 | 0 | 0
CC | 0 | 0 | 0 | 0 | 0 | 0
CSP | 0 | 0 | 0 | 0 | 0 | 0
CT | 0 | 0 | 0 | 0 | 0 | 0
Coal | 0.34 | 0.09 | 0.1 | 0.1 | 0.11 | 0.11
Geo | 0 | 0 | 0 | 0 | 0 | 0
H | 0 | 0 | 0 | 0 | 0 | 0
LFG | 0 | 0 | 0 | 0 | 0 | 0
Nuc | 0 | 0 | 0 | 0 | 0 | 0
PS | 0 | 0 | 0 | 0 | 0 | 0
PV | 0 | 0 | 0 | 0 | 0 | 0
PeakG | 0 | 0 | 0 | 0 | 0 | 0
PeakO | 0 | 0 | 0 | 0 | 0 | 0
ST | 0 | 0 | 0 | 0 | 0 | 0
STOG | 0 | 0 | 0 | 0 | 0 | 0
STWD | 0 | 0 | 0 | 0 | 0 | 0
WT | 0 | 0 | 0 | 0 | 0 | 0
IGCC | 0 | 0 | 0 | 0 | 0 | 0
DemandResponse | 0 | 0 | 0 | 0 | 0 | 0
IGCC-CCS | 0 | 0 | 0 | 0 | 0 | 0
WT_off | 0 | 0 | 0 | 0 | 0 | 0
PseudoUnit | 0 | 0 | 0 | 0 | 0 | 0
FixedInterchange | 0 | 0 | 0 | 0 | 0 | 0
SO2 Emissions (MMshortTons): TVA
ReportingType | 2015 | 2020 | 2025 | 2030 | 2035 | 2040
BM | 0 | 0 | 0 | 0 | 0 | 0
CC | 0 | 0 | 0 | 0 | 0 | 0
CSP | 0 | 0 | 0 | 0 | 0 | 0
CT | 0 | 0 | 0 | 0 | 0 | 0
Coal | 0.24 | 0.19 | 0.2 | 0.19 | 0.2 | 0.21
Geo | 0 | 0 | 0 | 0 | 0 | 0
H | 0 | 0 | 0 | 0 | 0 | 0
LFG | 0 | 0 | 0 | 0 | 0 | 0
Nuc | 0 | 0 | 0 | 0 | 0 | 0
PS | 0 | 0 | 0 | 0 | 0 | 0
PV | 0 | 0 | 0 | 0 | 0 | 0
PeakG | 0 | 0 | 0 | 0 | 0 | 0
PeakO | 0 | 0 | 0 | 0 | 0 | 0
ST | 0 | 0 | 0 | 0 | 0 | 0
STOG | 0 | 0 | 0 | 0 | 0 | 0
STWD | 0 | 0 | 0 | 0 | 0 | 0
WT | 0 | 0 | 0 | 0 | 0 | 0
IGCC | 0 | 0 | 0 | 0 | 0 | 0
DemandResponse | 0 | 0 | 0 | 0 | 0 | 0
IGCC-CCS | 0 | 0 | 0 | 0 | 0 | 0
WT_off | 0 | 0 | 0 | 0 | 0 | 0
PseudoUnit | 0 | 0 | 0 | 0 | 0 | 0
FixedInterchange | 0 | 0 | 0 | 0 | 0 | 0
SO2 Emissions (MMshortTons): TVA_Transmission
ReportingType | 2015 | 2020 | 2025 | 2030 | 2035 | 2040
BM | 0 | 0 | 0 | 0 | 0 | 0
CC | 0 | 0 | 0 | 0 | 0 | 0
CSP | 0 | 0 | 0 | 0 | 0 | 0
CT | 0 | 0 | 0 | 0 | 0 | 0
Coal | 0 | 0 | 0 | 0 | 0 | 0
Geo | 0 | 0 | 0 | 0 | 0 | 0
H | 0 | 0 | 0 | 0 | 0 | 0
LFG | 0 | 0 | 0 | 0 | 0 | 0
Nuc | 0 | 0 | 0 | 0 | 0 | 0
PS | 0 | 0 | 0 | 0 | 0 | 0
PV | 0 | 0 | 0 | 0 | 0 | 0
PeakG | 0 | 0 | 0 | 0 | 0 | 0
PeakO | 0 | 0 | 0 | 0 | 0 | 0
ST | 0 | 0 | 0 | 0 | 0 | 0
STOG | 0 | 0 | 0 | 0 | 0 | 0
STWD | 0 | 0 | 0 | 0 | 0 | 0
WT | 0 | 0 | 0 | 0 | 0 | 0
IGCC | 0 | 0 | 0 | 0 | 0 | 0
DemandResponse | 0 | 0 | 0 | 0 | 0 | 0
IGCC-CCS | 0 | 0 | 0 | 0 | 0 | 0
WT_off | 0 | 0 | 0 | 0 | 0 | 0
PseudoUnit | 0 | 0 | 0 | 0 | 0 | 0
FixedInterchange | 0 | 0 | 0 | 0 | 0 | 0
SO2 Emissions (MMshortTons): VACAR
ReportingType | 2015 | 2020 | 2025 | 2030 | 2035 | 2040
BM | 0 | 0 | 0 | 0 | 0 | 0
CC | 0 | 0 | 0 | 0 | 0 | 0
CSP | 0 | 0 | 0 | 0 | 0 | 0
CT | 0 | 0 | 0 | 0 | 0 | 0
Coal | 0.15 | 0.04 | 0.05 | 0.06 | 0.06 | 0.07
Geo | 0 | 0 | 0 | 0 | 0 | 0
H | 0 | 0 | 0 | 0 | 0 | 0
LFG | 0 | 0 | 0 | 0 | 0 | 0
Nuc | 0 | 0 | 0 | 0 | 0 | 0
PS | 0 | 0 | 0 | 0 | 0 | 0
PV | 0 | 0 | 0 | 0 | 0 | 0
PeakG | 0 | 0 | 0 | 0 | 0 | 0
PeakO | 0 | 0 | 0 | 0 | 0 | 0
ST | 0 | 0 | 0 | 0 | 0 | 0
STOG | 0 | 0 | 0 | 0 | 0 | 0
STWD | 0 | 0 | 0 | 0 | 0 | 0
WT | 0 | 0 | 0 | 0 | 0 | 0
IGCC | 0 | 0 | 0 | 0 | 0 | 0
DemandResponse | 0 | 0 | 0 | 0 | 0 | 0
IGCC-CCS | 0 | 0 | 0 | 0 | 0 | 0
WT_off | 0 | 0 | 0 | 0 | 0 | 0
PseudoUnit | 0 | 0 | 0 | 0 | 0 | 0
FixedInterchange | 0 | 0 | 0 | 0 | 0 | 0
SO2 Emissions (MMshortTons): IESO
ReportingType | 2015 | 2020 | 2025 | 2030 | 2035 | 2040
BM | 0 | 0 | 0 | 0 | 0 | 0
CC | 0 | 0 | 0 | 0 | 0 | 0
CSP | 0 | 0 | 0 | 0 | 0 | 0
CT | 0 | 0 | 0 | 0 | 0 | 0
Coal | 0 | 0 | 0 | 0 | 0 | 0
Geo | 0 | 0 | 0 | 0 | 0 | 0
H | 0 | 0 | 0 | 0 | 0 | 0
LFG | 0 | 0 | 0 | 0 | 0 | 0
Nuc | 0 | 0 | 0 | 0 | 0 | 0
PS | 0 | 0 | 0 | 0 | 0 | 0
PV | 0 | 0 | 0 | 0 | 0 | 0
PeakG | 0 | 0 | 0 | 0 | 0 | 0
PeakO | 0 | 0 | 0 | 0 | 0 | 0
ST | 0 | 0 | 0 | 0 | 0 | 0
STOG | 0 | 0 | 0 | 0 | 0 | 0
STWD | 0 | 0 | 0 | 0 | 0 | 0
WT | 0 | 0 | 0 | 0 | 0 | 0
IGCC | 0 | 0 | 0 | 0 | 0 | 0
DemandResponse | 0 | 0 | 0 | 0 | 0 | 0
IGCC-CCS | 0 | 0 | 0 | 0 | 0 | 0
WT_off | 0 | 0 | 0 | 0 | 0 | 0
PseudoUnit | 0 | 0 | 0 | 0 | 0 | 0
FixedInterchange | 0 | 0 | 0 | 0 | 0 | 0
SO2 Emissions (MMshortTons): MAPP_CA
ReportingType | 2015 | 2020 | 2025 | 2030 | 2035 | 2040
BM | 0 | 0 | 0 | 0 | 0 | 0
CC | 0 | 0 | 0 | 0 | 0 | 0
CSP | 0 | 0 | 0 | 0 | 0 | 0
CT | 0 | 0 | 0 | 0 | 0 | 0
Coal | 0 | 0.01 | 0 | 0 | 0 | 0
Geo | 0 | 0 | 0 | 0 | 0 | 0
H | 0 | 0 | 0 | 0 | 0 | 0
LFG | 0 | 0 | 0 | 0 | 0 | 0
Nuc | 0 | 0 | 0 | 0 | 0 | 0
PS | 0 | 0 | 0 | 0 | 0 | 0
PV | 0 | 0 | 0 | 0 | 0 | 0
PeakG | 0 | 0 | 0 | 0 | 0 | 0
PeakO | 0 | 0 | 0 | 0 | 0 | 0
ST | 0 | 0 | 0 | 0 | 0 | 0
STOG | 0 | 0 | 0 | 0 | 0 | 0
STWD | 0 | 0 | 0 | 0 | 0 | 0
WT | 0 | 0 | 0 | 0 | 0 | 0
IGCC | 0 | 0 | 0 | 0 | 0 | 0
DemandResponse | 0 | 0 | 0 | 0 | 0 | 0
IGCC-CCS | 0 | 0 | 0 | 0 | 0 | 0
WT_off | 0 | 0 | 0 | 0 | 0 | 0
PseudoUnit | 0 | 0 | 0 | 0 | 0 | 0
FixedInterchange | 0 | 0 | 0 | 0 | 0 | 0
SO2 Emissions (MMshortTons): AZ_NM_SNV_Coal
ReportingType | 2015 | 2020 | 2025 | 2030 | 2035 | 2040
BM | 0 | 0 | 0 | 0 | 0 | 0
CC | 0 | 0 | 0 | 0 | 0 | 0
CSP | 0 | 0 | 0 | 0 | 0 | 0
CT | 0 | 0 | 0 | 0 | 0 | 0
Coal | 0.03 | 0.02 | 0.02 | 0.02 | 0.02 | 0.02
Geo | 0 | 0 | 0 | 0 | 0 | 0
H | 0 | 0 | 0 | 0 | 0 | 0
LFG | 0 | 0 | 0 | 0 | 0 | 0
Nuc | 0 | 0 | 0 | 0 | 0 | 0
PS | 0 | 0 | 0 | 0 | 0 | 0
PV | 0 | 0 | 0 | 0 | 0 | 0
PeakG | 0 | 0 | 0 | 0 | 0 | 0
PeakO | 0 | 0 | 0 | 0 | 0 | 0
ST | 0 | 0 | 0 | 0 | 0 | 0
STOG | 0 | 0 | 0 | 0 | 0 | 0
STWD | 0 | 0 | 0 | 0 | 0 | 0
WT | 0 | 0 | 0 | 0 | 0 | 0
IGCC | 0 | 0 | 0 | 0 | 0 | 0
DemandResponse | 0 | 0 | 0 | 0 | 0 | 0
IGCC-CCS | 0 | 0 | 0 | 0 | 0 | 0
WT_off | 0 | 0 | 0 | 0 | 0 | 0
PseudoUnit | 0 | 0 | 0 | 0 | 0 | 0
FixedInterchange | 0 | 0 | 0 | 0 | 0 | 0
SO2 Emissions (MMshortTons): AZ_NM_SNV_Gas
ReportingType | 2015 | 2020 | 2025 | 2030 | 2035 | 2040
BM | 0 | 0 | 0 | 0 | 0 | 0
CC | 0 | 0 | 0 | 0 | 0 | 0
CSP | 0 | 0 | 0 | 0 | 0 | 0
CT | 0 | 0 | 0 | 0 | 0 | 0
Coal | 0 | 0 | 0 | 0 | 0 | 0
Geo | 0 | 0 | 0 | 0 | 0 | 0
H | 0 | 0 | 0 | 0 | 0 | 0
LFG | 0 | 0 | 0 | 0 | 0 | 0
Nuc | 0 | 0 | 0 | 0 | 0 | 0
PS | 0 | 0 | 0 | 0 | 0 | 0
PV | 0 | 0 | 0 | 0 | 0 | 0
PeakG | 0 | 0 | 0 | 0 | 0 | 0
PeakO | 0 | 0 | 0 | 0 | 0 | 0
ST | 0 | 0 | 0 | 0 | 0 | 0
STOG | 0 | 0 | 0 | 0 | 0 | 0
STWD | 0 | 0 | 0 | 0 | 0 | 0
WT | 0 | 0 | 0 | 0 | 0 | 0
IGCC | 0 | 0 | 0 | 0 | 0 | 0
DemandResponse | 0 | 0 | 0 | 0 | 0 | 0
IGCC-CCS | 0 | 0 | 0 | 0 | 0 | 0
WT_off | 0 | 0 | 0 | 0 | 0 | 0
PseudoUnit | 0 | 0 | 0 | 0 | 0 | 0
FixedInterchange | 0 | 0 | 0 | 0 | 0 | 0
SO2 Emissions (MMshortTons): AZ_NM_SNV_NucRenew
ReportingType | 2015 | 2020 | 2025 | 2030 | 2035 | 2040
BM | 0 | 0 | 0 | 0 | 0 | 0
CC | 0 | 0 | 0 | 0 | 0 | 0
CSP | 0 | 0 | 0 | 0 | 0 | 0
CT | 0 | 0 | 0 | 0 | 0 | 0
Coal | 0 | 0 | 0 | 0 | 0 | 0
Geo | 0 | 0 | 0 | 0 | 0 | 0
H | 0 | 0 | 0 | 0 | 0 | 0
LFG | 0 | 0 | 0 | 0 | 0 | 0
Nuc | 0 | 0 | 0 | 0 | 0 | 0
PS | 0 | 0 | 0 | 0 | 0 | 0
PV | 0 | 0 | 0 | 0 | 0 | 0
PeakG | 0 | 0 | 0 | 0 | 0 | 0
PeakO | 0 | 0 | 0 | 0 | 0 | 0
ST | 0 | 0 | 0 | 0 | 0 | 0
STOG | 0 | 0 | 0 | 0 | 0 | 0
STWD | 0 | 0 | 0 | 0 | 0 | 0
WT | 0 | 0 | 0 | 0 | 0 | 0
IGCC | 0 | 0 | 0 | 0 | 0 | 0
DemandResponse | 0 | 0 | 0 | 0 | 0 | 0
IGCC-CCS | 0 | 0 | 0 | 0 | 0 | 0
WT_off | 0 | 0 | 0 | 0 | 0 | 0
PseudoUnit | 0 | 0 | 0 | 0 | 0 | 0
FixedInterchange | 0 | 0 | 0 | 0 | 0 | 0
SO2 Emissions (MMshortTons): ERCOT
ReportingType | 2015 | 2020 | 2025 | 2030 | 2035 | 2040
BM | 0 | 0 | 0 | 0 | 0 | 0
CC | 0 | 0 | 0 | 0 | 0 | 0
CSP | 0 | 0 | 0 | 0 | 0 | 0
CT | 0 | 0 | 0 | 0 | 0 | 0
Coal | 0.2 | 0.07 | 0.09 | 0.09 | 0.09 | 0.09
Geo | 0 | 0 | 0 | 0 | 0 | 0
H | 0 | 0 | 0 | 0 | 0 | 0
LFG | 0 | 0 | 0 | 0 | 0 | 0
Nuc | 0 | 0 | 0 | 0 | 0 | 0
PS | 0 | 0 | 0 | 0 | 0 | 0
PV | 0 | 0 | 0 | 0 | 0 | 0
PeakG | 0 | 0 | 0 | 0 | 0 | 0
PeakO | 0 | 0 | 0 | 0 | 0 | 0
ST | 0 | 0 | 0 | 0 | 0 | 0
STOG | 0 | 0 | 0 | 0 | 0 | 0
STWD | 0 | 0 | 0 | 0 | 0 | 0
WT | 0 | 0 | 0 | 0 | 0 | 0
IGCC | 0 | 0 | 0 | 0 | 0 | 0
DemandResponse | 0 | 0 | 0 | 0 | 0 | 0
IGCC-CCS | 0 | 0 | 0 | 0 | 0 | 0
WT_off | 0 | 0 | 0 | 0 | 0 | 0
PseudoUnit | 0 | 0 | 0 | 0 | 0 | 0
FixedInterchange | 0 | 0 | 0 | 0 | 0 | 0
SO2 Emissions (MMshortTons): NP15
ReportingType | 2015 | 2020 | 2025 | 2030 | 2035 | 2040
BM | 0 | 0 | 0 | 0 | 0 | 0
CC | 0 | 0 | 0 | 0 | 0 | 0
CSP | 0 | 0 | 0 | 0 | 0 | 0
CT | 0 | 0 | 0 | 0 | 0 | 0
Coal | 0 | 0 | 0 | 0 | 0 | 0
Geo | 0 | 0 | 0 | 0 | 0 | 0
H | 0 | 0 | 0 | 0 | 0 | 0
LFG | 0 | 0 | 0 | 0 | 0 | 0
Nuc | 0 | 0 | 0 | 0 | 0 | 0
PS | 0 | 0 | 0 | 0 | 0 | 0
PV | 0 | 0 | 0 | 0 | 0 | 0
PeakG | 0 | 0 | 0 | 0 | 0 | 0
PeakO | 0 | 0 | 0 | 0 | 0 | 0
ST | 0 | 0 | 0 | 0 | 0 | 0
STOG | 0 | 0 | 0 | 0 | 0 | 0
STWD | 0 | 0 | 0 | 0 | 0 | 0
WT | 0 | 0 | 0 | 0 | 0 | 0
IGCC | 0 | 0 | 0 | 0 | 0 | 0
DemandResponse | 0 | 0 | 0 | 0 | 0 | 0
IGCC-CCS | 0 | 0 | 0 | 0 | 0 | 0
WT_off | 0 | 0 | 0 | 0 | 0 | 0
PseudoUnit | 0 | 0 | 0 | 0 | 0 | 0
FixedInterchange | 0 | 0 | 0 | 0 | 0 | 0
SO2 Emissions (MMshortTons): NWPP_Coal
ReportingType | 2015 | 2020 | 2025 | 2030 | 2035 | 2040
BM | 0 | 0 | 0 | 0 | 0 | 0
CC | 0 | 0 | 0 | 0 | 0 | 0
CSP | 0 | 0 | 0 | 0 | 0 | 0
CT | 0 | 0 | 0 | 0 | 0 | 0
Coal | 0.09 | 0.05 | 0.05 | 0.05 | 0.05 | 0.05
Geo | 0 | 0 | 0 | 0 | 0 | 0
H | 0 | 0 | 0 | 0 | 0 | 0
LFG | 0 | 0 | 0 | 0 | 0 | 0
Nuc | 0 | 0 | 0 | 0 | 0 | 0
PS | 0 | 0 | 0 | 0 | 0 | 0
PV | 0 | 0 | 0 | 0 | 0 | 0
PeakG | 0 | 0 | 0 | 0 | 0 | 0
PeakO | 0 | 0 | 0 | 0 | 0 | 0
ST | 0 | 0 | 0 | 0 | 0 | 0
STOG | 0 | 0 | 0 | 0 | 0 | 0
STWD | 0 | 0 | 0 | 0 | 0 | 0
WT | 0 | 0 | 0 | 0 | 0 | 0
IGCC | 0 | 0 | 0 | 0 | 0 | 0
DemandResponse | 0 | 0 | 0 | 0 | 0 | 0
IGCC-CCS | 0 | 0 | 0 | 0 | 0 | 0
WT_off | 0 | 0 | 0 | 0 | 0 | 0
PseudoUnit | 0 | 0 | 0 | 0 | 0 | 0
FixedInterchange | 0 | 0 | 0 | 0 | 0 | 0
SO2 Emissions (MMshortTons): NWPP_Gas
ReportingType | 2015 | 2020 | 2025 | 2030 | 2035 | 2040
BM | 0 | 0 | 0 | 0 | 0 | 0
CC | 0 | 0 | 0 | 0 | 0 | 0
CSP | 0 | 0 | 0 | 0 | 0 | 0
CT | 0 | 0 | 0 | 0 | 0 | 0
Coal | 0 | 0 | 0 | 0 | 0 | 0
Geo | 0 | 0 | 0 | 0 | 0 | 0
H | 0 | 0 | 0 | 0 | 0 | 0
LFG | 0 | 0 | 0 | 0 | 0 | 0
Nuc | 0 | 0 | 0 | 0 | 0 | 0
PS | 0 | 0 | 0 | 0 | 0 | 0
PV | 0 | 0 | 0 | 0 | 0 | 0
PeakG | 0 | 0 | 0 | 0 | 0 | 0
PeakO | 0 | 0 | 0 | 0 | 0 | 0
ST | 0 | 0 | 0 | 0 | 0 | 0
STOG | 0 | 0 | 0 | 0 | 0 | 0
STWD | 0 | 0 | 0 | 0 | 0 | 0
WT | 0 | 0 | 0 | 0 | 0 | 0
IGCC | 0 | 0 | 0 | 0 | 0 | 0
DemandResponse | 0 | 0 | 0 | 0 | 0 | 0
IGCC-CCS | 0 | 0 | 0 | 0 | 0 | 0
WT_off | 0 | 0 | 0 | 0 | 0 | 0
PseudoUnit | 0 | 0 | 0 | 0 | 0 | 0
FixedInterchange | 0 | 0 | 0 | 0 | 0 | 0
SO2 Emissions (MMshortTons): NWPP_NucRenew
ReportingType | 2015 | 2020 | 2025 | 2030 | 2035 | 2040
BM | 0 | 0 | 0 | 0 | 0 | 0
CC | 0 | 0 | 0 | 0 | 0 | 0
CSP | 0 | 0 | 0 | 0 | 0 | 0
CT | 0 | 0 | 0 | 0 | 0 | 0
Coal | 0 | 0 | 0 | 0 | 0 | 0
Geo | 0 | 0 | 0 | 0 | 0 | 0
H | 0 | 0 | 0 | 0 | 0 | 0
LFG | 0 | 0 | 0 | 0 | 0 | 0
Nuc | 0 | 0 | 0 | 0 | 0 | 0
PS | 0 | 0 | 0 | 0 | 0 | 0
PV | 0 | 0 | 0 | 0 | 0 | 0
PeakG | 0 | 0 | 0 | 0 | 0 | 0
PeakO | 0 | 0 | 0 | 0 | 0 | 0
ST | 0 | 0 | 0 | 0 | 0 | 0
STOG | 0 | 0 | 0 | 0 | 0 | 0
STWD | 0 | 0 | 0 | 0 | 0 | 0
WT | 0 | 0 | 0 | 0 | 0 | 0
IGCC | 0 | 0 | 0 | 0 | 0 | 0
DemandResponse | 0 | 0 | 0 | 0 | 0 | 0
IGCC-CCS | 0 | 0 | 0 | 0 | 0 | 0
WT_off | 0 | 0 | 0 | 0 | 0 | 0
PseudoUnit | 0 | 0 | 0 | 0 | 0 | 0
FixedInterchange | 0 | 0 | 0 | 0 | 0 | 0
SO2 Emissions (MMshortTons): RMPA
ReportingType | 2015 | 2020 | 2025 | 2030 | 2035 | 2040
BM | 0 | 0 | 0 | 0 | 0 | 0
CC | 0 | 0 | 0 | 0 | 0 | 0
CSP | 0 | 0 | 0 | 0 | 0 | 0
CT | 0 | 0 | 0 | 0 | 0 | 0
Coal | 0.06 | 0.03 | 0.02 | 0.02 | 0.03 | 0.03
Geo | 0 | 0 | 0 | 0 | 0 | 0
H | 0 | 0 | 0 | 0 | 0 | 0
LFG | 0 | 0 | 0 | 0 | 0 | 0
Nuc | 0 | 0 | 0 | 0 | 0 | 0
PS | 0 | 0 | 0 | 0 | 0 | 0
PV | 0 | 0 | 0 | 0 | 0 | 0
PeakG | 0 | 0 | 0 | 0 | 0 | 0
PeakO | 0 | 0 | 0 | 0 | 0 | 0
ST | 0 | 0 | 0 | 0 | 0 | 0
STOG | 0 | 0 | 0 | 0 | 0 | 0
STWD | 0 | 0 | 0 | 0 | 0 | 0
WT | 0 | 0 | 0 | 0 | 0 | 0
IGCC | 0 | 0 | 0 | 0 | 0 | 0
DemandResponse | 0 | 0 | 0 | 0 | 0 | 0
IGCC-CCS | 0 | 0 | 0 | 0 | 0 | 0
WT_off | 0 | 0 | 0 | 0 | 0 | 0
PseudoUnit | 0 | 0 | 0 | 0 | 0 | 0
FixedInterchange | 0 | 0 | 0 | 0 | 0 | 0
SO2 Emissions (MMshortTons): SP15
ReportingType | 2015 | 2020 | 2025 | 2030 | 2035 | 2040
BM | 0 | 0 | 0 | 0 | 0 | 0
CC | 0 | 0 | 0 | 0 | 0 | 0
CSP | 0 | 0 | 0 | 0 | 0 | 0
CT | 0 | 0 | 0 | 0 | 0 | 0
Coal | 0 | 0 | 0 | 0 | 0 | 0
Geo | 0 | 0 | 0 | 0 | 0 | 0
H | 0 | 0 | 0 | 0 | 0 | 0
LFG | 0 | 0 | 0 | 0 | 0 | 0
Nuc | 0 | 0 | 0 | 0 | 0 | 0
PS | 0 | 0 | 0 | 0 | 0 | 0
PV | 0 | 0 | 0 | 0 | 0 | 0
PeakG | 0 | 0 | 0 | 0 | 0 | 0
PeakO | 0 | 0 | 0 | 0 | 0 | 0
ST | 0 | 0 | 0 | 0 | 0 | 0
STOG | 0 | 0 | 0 | 0 | 0 | 0
STWD | 0 | 0 | 0 | 0 | 0 | 0
WT | 0 | 0 | 0 | 0 | 0 | 0
IGCC | 0 | 0 | 0 | 0 | 0 | 0
DemandResponse | 0 | 0 | 0 | 0 | 0 | 0
IGCC-CCS | 0 | 0 | 0 | 0 | 0 | 0
WT_off | 0 | 0 | 0 | 0 | 0 | 0
PseudoUnit | 0 | 0 | 0 | 0 | 0 | 0
FixedInterchange | 0 | 0 | 0 | 0 | 0 | 0
SO2 Emissions (MMshortTons): ALB
ReportingType | 2015 | 2020 | 2025 | 2030 | 2035 | 2040
BM | 0 | 0 | 0 | 0 | 0 | 0
CC | 0 | 0 | 0 | 0 | 0 | 0
CSP | 0 | 0 | 0 | 0 | 0 | 0
CT | 0 | 0 | 0 | 0 | 0 | 0
Coal | 0.16 | 0.14 | 0.14 | 0.14 | 0.14 | 0.14
Geo | 0 | 0 | 0 | 0 | 0 | 0
H | 0 | 0 | 0 | 0 | 0 | 0
LFG | 0 | 0 | 0 | 0 | 0 | 0
Nuc | 0 | 0 | 0 | 0 | 0 | 0
PS | 0 | 0 | 0 | 0 | 0 | 0
PV | 0 | 0 | 0 | 0 | 0 | 0
PeakG | 0 | 0 | 0 | 0 | 0 | 0
PeakO | 0 | 0 | 0 | 0 | 0 | 0
ST | 0 | 0 | 0 | 0 | 0 | 0
STOG | 0 | 0 | 0 | 0 | 0 | 0
STWD | 0 | 0 | 0 | 0 | 0 | 0
WT | 0 | 0 | 0 | 0 | 0 | 0
IGCC | 0 | 0 | 0 | 0 | 0 | 0
DemandResponse | 0 | 0 | 0 | 0 | 0 | 0
IGCC-CCS | 0 | 0 | 0 | 0 | 0 | 0
WT_off | 0 | 0 | 0 | 0 | 0 | 0
PseudoUnit | 0 | 0 | 0 | 0 | 0 | 0
FixedInterchange | 0 | 0 | 0 | 0 | 0 | 0
SO2 Emissions (MMshortTons): BC
ReportingType | 2015 | 2020 | 2025 | 2030 | 2035 | 2040
BM | 0 | 0 | 0 | 0 | 0 | 0
CC | 0 | 0 | 0 | 0 | 0 | 0
CSP | 0 | 0 | 0 | 0 | 0 | 0
CT | 0 | 0 | 0 | 0 | 0 | 0
Coal | 0 | 0 | 0 | 0 | 0 | 0
Geo | 0 | 0 | 0 | 0 | 0 | 0
H | 0 | 0 | 0 | 0 | 0 | 0
LFG | 0 | 0 | 0 | 0 | 0 | 0
Nuc | 0 | 0 | 0 | 0 | 0 | 0
PS | 0 | 0 | 0 | 0 | 0 | 0
PV | 0 | 0 | 0 | 0 | 0 | 0
PeakG | 0 | 0 | 0 | 0 | 0 | 0
PeakO | 0 | 0 | 0 | 0 | 0 | 0
ST | 0 | 0 | 0 | 0 | 0 | 0
STOG | 0 | 0 | 0 | 0 | 0 | 0
STWD | 0 | 0 | 0 | 0 | 0 | 0
WT | 0 | 0 | 0 | 0 | 0 | 0
IGCC | 0 | 0 | 0 | 0 | 0 | 0
DemandResponse | 0 | 0 | 0 | 0 | 0 | 0
IGCC-CCS | 0 | 0 | 0 | 0 | 0 | 0
WT_off | 0 | 0 | 0 | 0 | 0 | 0
PseudoUnit | 0 | 0 | 0 | 0 | 0 | 0
FixedInterchange | 0 | 0 | 0 | 0 | 0 | 0
SO2 Emissions (MMshortTons): HQ_IESO
ReportingType | 2015 | 2020 | 2025 | 2030 | 2035 | 2040
BM | 0 | 0 | 0 | 0 | 0 | 0
CC | 0 | 0 | 0 | 0 | 0 | 0
CSP | 0 | 0 | 0 | 0 | 0 | 0
CT | 0 | 0 | 0 | 0 | 0 | 0
Coal | 0 | 0 | 0 | 0 | 0 | 0
Geo | 0 | 0 | 0 | 0 | 0 | 0
H | 0 | 0 | 0 | 0 | 0 | 0
LFG | 0 | 0 | 0 | 0 | 0 | 0
Nuc | 0 | 0 | 0 | 0 | 0 | 0
PS | 0 | 0 | 0 | 0 | 0 | 0
PV | 0 | 0 | 0 | 0 | 0 | 0
PeakG | 0 | 0 | 0 | 0 | 0 | 0
PeakO | 0 | 0 | 0 | 0 | 0 | 0
ST | 0 | 0 | 0 | 0 | 0 | 0
STOG | 0 | 0 | 0 | 0 | 0 | 0
STWD | 0 | 0 | 0 | 0 | 0 | 0
WT | 0 | 0 | 0 | 0 | 0 | 0
IGCC | 0 | 0 | 0 | 0 | 0 | 0
DemandResponse | 0 | 0 | 0 | 0 | 0 | 0
IGCC-CCS | 0 | 0 | 0 | 0 | 0 | 0
WT_off | 0 | 0 | 0 | 0 | 0 | 0
PseudoUnit | 0 | 0 | 0 | 0 | 0 | 0
FixedInterchange | 0 | 0 | 0 | 0 | 0 | 0
SO2 Emissions (MMshortTons): HQ_NEISO
ReportingType | 2015 | 2020 | 2025 | 2030 | 2035 | 2040
BM | 0 | 0 | 0 | 0 | 0 | 0
CC | 0 | 0 | 0 | 0 | 0 | 0
CSP | 0 | 0 | 0 | 0 | 0 | 0
CT | 0 | 0 | 0 | 0 | 0 | 0
Coal | 0 | 0 | 0 | 0 | 0 | 0
Geo | 0 | 0 | 0 | 0 | 0 | 0
H | 0 | 0 | 0 | 0 | 0 | 0
LFG | 0 | 0 | 0 | 0 | 0 | 0
Nuc | 0 | 0 | 0 | 0 | 0 | 0
PS | 0 | 0 | 0 | 0 | 0 | 0
PV | 0 | 0 | 0 | 0 | 0 | 0
PeakG | 0 | 0 | 0 | 0 | 0 | 0
PeakO | 0 | 0 | 0 | 0 | 0 | 0
ST | 0 | 0 | 0 | 0 | 0 | 0
STOG | 0 | 0 | 0 | 0 | 0 | 0
STWD | 0 | 0 | 0 | 0 | 0 | 0
WT | 0 | 0 | 0 | 0 | 0 | 0
IGCC | 0 | 0 | 0 | 0 | 0 | 0
DemandResponse | 0 | 0 | 0 | 0 | 0 | 0
IGCC-CCS | 0 | 0 | 0 | 0 | 0 | 0
WT_off | 0 | 0 | 0 | 0 | 0 | 0
PseudoUnit | 0 | 0 | 0 | 0 | 0 | 0
FixedInterchange | 0 | 0 | 0 | 0 | 0 | 0
SO2 Emissions (MMshortTons): HQ_NY
ReportingType | 2015 | 2020 | 2025 | 2030 | 2035 | 2040
BM | 0 | 0 | 0 | 0 | 0 | 0
CC | 0 | 0 | 0 | 0 | 0 | 0
CSP | 0 | 0 | 0 | 0 | 0 | 0
CT | 0 | 0 | 0 | 0 | 0 | 0
Coal | 0 | 0 | 0 | 0 | 0 | 0
Geo | 0 | 0 | 0 | 0 | 0 | 0
H | 0 | 0 | 0 | 0 | 0 | 0
LFG | 0 | 0 | 0 | 0 | 0 | 0
Nuc | 0 | 0 | 0 | 0 | 0 | 0
PS | 0 | 0 | 0 | 0 | 0 | 0
PV | 0 | 0 | 0 | 0 | 0 | 0
PeakG | 0 | 0 | 0 | 0 | 0 | 0
PeakO | 0 | 0 | 0 | 0 | 0 | 0
ST | 0 | 0 | 0 | 0 | 0 | 0
STOG | 0 | 0 | 0 | 0 | 0 | 0
STWD | 0 | 0 | 0 | 0 | 0 | 0
WT | 0 | 0 | 0 | 0 | 0 | 0
IGCC | 0 | 0 | 0 | 0 | 0 | 0
DemandResponse | 0 | 0 | 0 | 0 | 0 | 0
IGCC-CCS | 0 | 0 | 0 | 0 | 0 | 0
WT_off | 0 | 0 | 0 | 0 | 0 | 0
PseudoUnit | 0 | 0 | 0 | 0 | 0 | 0
FixedInterchange | 0 | 0 | 0 | 0 | 0 | 0
SO2 Emissions (MMshortTons): MARITIMES
ReportingType | 2015 | 2020 | 2025 | 2030 | 2035 | 2040
BM | 0 | 0 | 0 | 0 | 0 | 0
CC | 0 | 0 | 0 | 0 | 0 | 0
CSP | 0 | 0 | 0 | 0 | 0 | 0
CT | 0 | 0 | 0 | 0 | 0 | 0
Coal | 0 | 0 | 0 | 0 | 0 | 0
Geo | 0 | 0 | 0 | 0 | 0 | 0
H | 0 | 0 | 0 | 0 | 0 | 0
LFG | 0 | 0 | 0 | 0 | 0 | 0
Nuc | 0 | 0 | 0 | 0 | 0 | 0
PS | 0 | 0 | 0 | 0 | 0 | 0
PV | 0 | 0 | 0 | 0 | 0 | 0
PeakG | 0 | 0 | 0 | 0 | 0 | 0
PeakO | 0 | 0 | 0 | 0 | 0 | 0
ST | 0 | 0 | 0 | 0 | 0 | 0
STOG | 0 | 0 | 0 | 0 | 0 | 0
STWD | 0 | 0 | 0 | 0 | 0 | 0
WT | 0 | 0 | 0 | 0 | 0 | 0
IGCC | 0 | 0 | 0 | 0 | 0 | 0
DemandResponse | 0 | 0 | 0 | 0 | 0 | 0
IGCC-CCS | 0 | 0 | 0 | 0 | 0 | 0
WT_off | 0 | 0 | 0 | 0 | 0 | 0
PseudoUnit | 0 | 0 | 0 | 0 | 0 | 0
FixedInterchange | 0 | 0 | 0 | 0 | 0 | 0
SO2 Emissions (MMshortTons): All
ReportingType | 2015 | 2020 | 2025 | 2030 | 2035 | 2040
BM | 0 | 0 | 0 | 0 | 0 | 0
CC | 0 | 0 | 0 | 0 | 0 | 0
CSP | 0 | 0 | 0 | 0 | 0 | 0
CT | 0 | 0 | 0 | 0 | 0 | 0
Coal | 5.08 | 1.57 | 1.76 | 1.76 | 1.86 | 1.87
Geo | 0 | 0 | 0 | 0 | 0 | 0
H | 0 | 0 | 0 | 0 | 0 | 0
LFG | 0 | 0 | 0 | 0 | 0 | 0
Nuc | 0 | 0 | 0 | 0 | 0 | 0
PS | 0 | 0 | 0 | 0 | 0 | 0
PV | 0 | 0 | 0 | 0 | 0 | 0
PeakG | 0 | 0 | 0 | 0 | 0 | 0
PeakO | 0 | 0 | 0 | 0 | 0 | 0
ST | 0 | 0 | 0 | 0 | 0 | 0
STOG | 0 | 0 | 0 | 0 | 0 | 0
STWD | 0 | 0 | 0 | 0 | 0 | 0
WT | 0 | 0 | 0 | 0 | 0 | 0
IGCC | 0 | 0 | 0 | 0 | 0 | 0
DemandResponse | 0 | 0 | 0 | 0 | 0 | 0
IGCC-CCS | 0 | 0 | 0 | 0 | 0 | 0
WT_off | 0 | 0 | 0 | 0 | 0 | 0
PseudoUnit | 0 | 0 | 0 | 0 | 0 | 0
FixedInterchange | 0 | 0 | 0 | 0 | 0 | 0
SO2 Emissions (MMshortTons): EI_US
ReportingType | 2015 | 2020 | 2025 | 2030 | 2035 | 2040
BM | 0 | 0 | 0 | 0 | 0 | 0
CC | 0 | 0 | 0 | 0 | 0 | 0
CSP | 0 | 0 | 0 | 0 | 0 | 0
CT | 0 | 0 | 0 | 0 | 0 | 0
Coal | 4.54 | 1.25 | 1.44 | 1.44 | 1.54 | 1.54
Geo | 0 | 0 | 0 | 0 | 0 | 0
H | 0 | 0 | 0 | 0 | 0 | 0
LFG | 0 | 0 | 0 | 0 | 0 | 0
Nuc | 0 | 0 | 0 | 0 | 0 | 0
PS | 0 | 0 | 0 | 0 | 0 | 0
PV | 0 | 0 | 0 | 0 | 0 | 0
PeakG | 0 | 0 | 0 | 0 | 0 | 0
PeakO | 0 | 0 | 0 | 0 | 0 | 0
ST | 0 | 0 | 0 | 0 | 0 | 0
STOG | 0 | 0 | 0 | 0 | 0 | 0
STWD | 0 | 0 | 0 | 0 | 0 | 0
WT | 0 | 0 | 0 | 0 | 0 | 0
IGCC | 0 | 0 | 0 | 0 | 0 | 0
DemandResponse | 0 | 0 | 0 | 0 | 0 | 0
IGCC-CCS | 0 | 0 | 0 | 0 | 0 | 0
WT_off | 0 | 0 | 0 | 0 | 0 | 0
PseudoUnit | 0 | 0 | 0 | 0 | 0 | 0
FixedInterchange | 0 | 0 | 0 | 0 | 0 | 0
SO2 Emissions (MMshortTons): EI_Canada
ReportingType | 2015 | 2020 | 2025 | 2030 | 2035 | 2040
BM | 0 | 0 | 0 | 0 | 0 | 0
CC | 0 | 0 | 0 | 0 | 0 | 0
CSP | 0 | 0 | 0 | 0 | 0 | 0
CT | 0 | 0 | 0 | 0 | 0 | 0
Coal | 0 | 0.01 | 0 | 0 | 0 | 0
Geo | 0 | 0 | 0 | 0 | 0 | 0
H | 0 | 0 | 0 | 0 | 0 | 0
LFG | 0 | 0 | 0 | 0 | 0 | 0
Nuc | 0 | 0 | 0 | 0 | 0 | 0
PS | 0 | 0 | 0 | 0 | 0 | 0
PV | 0 | 0 | 0 | 0 | 0 | 0
PeakG | 0 | 0 | 0 | 0 | 0 | 0
PeakO | 0 | 0 | 0 | 0 | 0 | 0
ST | 0 | 0 | 0 | 0 | 0 | 0
STOG | 0 | 0 | 0 | 0 | 0 | 0
STWD | 0 | 0 | 0 | 0 | 0 | 0
WT | 0 | 0 | 0 | 0 | 0 | 0
IGCC | 0 | 0 | 0 | 0 | 0 | 0
DemandResponse | 0 | 0 | 0 | 0 | 0 | 0
IGCC-CCS | 0 | 0 | 0 | 0 | 0 | 0
WT_off | 0 | 0 | 0 | 0 | 0 | 0
PseudoUnit | 0 | 0 | 0 | 0 | 0 | 0
FixedInterchange | 0 | 0 | 0 | 0 | 0 | 0
SO2 Emissions (MMshortTons): EI
ReportingType | 2015 | 2020 | 2025 | 2030 | 2035 | 2040
BM | 0 | 0 | 0 | 0 | 0 | 0
CC | 0 | 0 | 0 | 0 | 0 | 0
CSP | 0 | 0 | 0 | 0 | 0 | 0
CT | 0 | 0 | 0 | 0 | 0 | 0
Coal | 4.54 | 1.26 | 1.44 | 1.44 | 1.54 | 1.54
Geo | 0 | 0 | 0 | 0 | 0 | 0
H | 0 | 0 | 0 | 0 | 0 | 0
LFG | 0 | 0 | 0 | 0 | 0 | 0
Nuc | 0 | 0 | 0 | 0 | 0 | 0
PS | 0 | 0 | 0 | 0 | 0 | 0
PV | 0 | 0 | 0 | 0 | 0 | 0
PeakG | 0 | 0 | 0 | 0 | 0 | 0
PeakO | 0 | 0 | 0 | 0 | 0 | 0
ST | 0 | 0 | 0 | 0 | 0 | 0
STOG | 0 | 0 | 0 | 0 | 0 | 0
STWD | 0 | 0 | 0 | 0 | 0 | 0
WT | 0 | 0 | 0 | 0 | 0 | 0
IGCC | 0 | 0 | 0 | 0 | 0 | 0
DemandResponse | 0 | 0 | 0 | 0 | 0 | 0
IGCC-CCS | 0 | 0 | 0 | 0 | 0 | 0
WT_off | 0 | 0 | 0 | 0 | 0 | 0
PseudoUnit | 0 | 0 | 0 | 0 | 0 | 0
FixedInterchange | 0 | 0 | 0 | 0 | 0 | 0
SO2 Emissions (MMshortTons): Outside_EI
ReportingType | 2015 | 2020 | 2025 | 2030 | 2035 | 2040
BM | 0 | 0 | 0 | 0 | 0 | 0
CC | 0 | 0 | 0 | 0 | 0 | 0
CSP | 0 | 0 | 0 | 0 | 0 | 0
CT | 0 | 0 | 0 | 0 | 0 | 0
Coal | 0.54 | 0.31 | 0.33 | 0.33 | 0.33 | 0.33
Geo | 0 | 0 | 0 | 0 | 0 | 0
H | 0 | 0 | 0 | 0 | 0 | 0
LFG | 0 | 0 | 0 | 0 | 0 | 0
Nuc | 0 | 0 | 0 | 0 | 0 | 0
PS | 0 | 0 | 0 | 0 | 0 | 0
PV | 0 | 0 | 0 | 0 | 0 | 0
PeakG | 0 | 0 | 0 | 0 | 0 | 0
PeakO | 0 | 0 | 0 | 0 | 0 | 0
ST | 0 | 0 | 0 | 0 | 0 | 0
STOG | 0 | 0 | 0 | 0 | 0 | 0
STWD | 0 | 0 | 0 | 0 | 0 | 0
WT | 0 | 0 | 0 | 0 | 0 | 0
IGCC | 0 | 0 | 0 | 0 | 0 | 0
DemandResponse | 0 | 0 | 0 | 0 | 0 | 0
IGCC-CCS | 0 | 0 | 0 | 0 | 0 | 0
WT_off | 0 | 0 | 0 | 0 | 0 | 0
PseudoUnit | 0 | 0 | 0 | 0 | 0 | 0
FixedInterchange | 0 | 0 | 0 | 0 | 0 | 0
NOx Emissions (MMshortTons): Entergy
ReportingType | 2015 | 2020 | 2025 | 2030 | 2035 | 2040
BM | 0 | 0 | 0 | 0 | 0 | 0
CC | 0 | 0.01 | 0 | 0 | 0 | 0
CSP | 0 | 0 | 0 | 0 | 0 | 0
CT | 0 | 0 | 0 | 0 | 0 | 0
Coal | 0.05 | 0.04 | 0.05 | 0.05 | 0.05 | 0.05
Geo | 0 | 0 | 0 | 0 | 0 | 0
H | 0 | 0 | 0 | 0 | 0 | 0
LFG | 0 | 0 | 0 | 0 | 0 | 0
Nuc | 0 | 0 | 0 | 0 | 0 | 0
PS | 0 | 0 | 0 | 0 | 0 | 0
PV | 0 | 0 | 0 | 0 | 0 | 0
PeakG | 0 | 0 | 0 | 0 | 0 | 0
PeakO | 0 | 0 | 0 | 0 | 0 | 0
ST | 0 | 0 | 0 | 0 | 0 | 0
STOG | 0 | 0 | 0 | 0 | 0 | 0
STWD | 0 | 0 | 0 | 0 | 0 | 0
WT | 0 | 0 | 0 | 0 | 0 | 0
IGCC | 0 | 0 | 0 | 0 | 0 | 0
DemandResponse | 0 | 0 | 0 | 0 | 0 | 0
IGCC-CCS | 0 | 0 | 0 | 0 | 0 | 0
WT_off | 0 | 0 | 0 | 0 | 0 | 0
PseudoUnit | 0 | 0 | 0 | 0 | 0 | 0
FixedInterchange | 0 | 0 | 0 | 0 | 0 | 0
NOx Emissions (MMshortTons): FRCC
ReportingType | 2015 | 2020 | 2025 | 2030 | 2035 | 2040
BM | 0 | 0 | 0 | 0 | 0 | 0
CC | 0.01 | 0.01 | 0.01 | 0.01 | 0.01 | 0.01
CSP | 0 | 0 | 0 | 0 | 0 | 0
CT | 0 | 0 | 0 | 0 | 0 | 0
Coal | 0.04 | 0.03 | 0.04 | 0.04 | 0.04 | 0.04
Geo | 0 | 0 | 0 | 0 | 0 | 0
H | 0 | 0 | 0 | 0 | 0 | 0
LFG | 0 | 0 | 0 | 0 | 0 | 0
Nuc | 0 | 0 | 0 | 0 | 0 | 0
PS | 0 | 0 | 0 | 0 | 0 | 0
PV | 0 | 0 | 0 | 0 | 0 | 0
PeakG | 0 | 0 | 0 | 0 | 0 | 0
PeakO | 0 | 0 | 0 | 0 | 0 | 0
ST | 0 | 0 | 0 | 0 | 0 | 0
STOG | 0 | 0 | 0 | 0 | 0 | 0
STWD | 0 | 0 | 0 | 0 | 0 | 0
WT | 0 | 0 | 0 | 0 | 0 | 0
IGCC | 0 | 0 | 0 | 0 | 0 | 0
DemandResponse | 0 | 0 | 0 | 0 | 0 | 0
IGCC-CCS | 0 | 0 | 0 | 0 | 0 | 0
WT_off | 0 | 0 | 0 | 0 | 0 | 0
PseudoUnit | 0 | 0 | 0 | 0 | 0 | 0
FixedInterchange | 0 | 0 | 0 | 0 | 0 | 0
NOx Emissions (MMshortTons): MAPP_US
ReportingType | 2015 | 2020 | 2025 | 2030 | 2035 | 2040
BM | 0 | 0 | 0 | 0 | 0 | 0
CC | 0 | 0 | 0 | 0 | 0 | 0
CSP | 0 | 0 | 0 | 0 | 0 | 0
CT | 0 | 0 | 0 | 0 | 0 | 0
Coal | 0.04 | 0.03 | 0.03 | 0.03 | 0.03 | 0.03
Geo | 0 | 0 | 0 | 0 | 0 | 0
H | 0 | 0 | 0 | 0 | 0 | 0
LFG | 0 | 0 | 0 | 0 | 0 | 0
Nuc | 0 | 0 | 0 | 0 | 0 | 0
PS | 0 | 0 | 0 | 0 | 0 | 0
PV | 0 | 0 | 0 | 0 | 0 | 0
PeakG | 0 | 0 | 0 | 0 | 0 | 0
PeakO | 0 | 0 | 0 | 0 | 0 | 0
ST | 0 | 0 | 0 | 0 | 0 | 0
STOG | 0 | 0 | 0 | 0 | 0 | 0
STWD | 0 | 0 | 0 | 0 | 0 | 0
WT | 0 | 0 | 0 | 0 | 0 | 0
IGCC | 0 | 0 | 0 | 0 | 0 | 0
DemandResponse | 0 | 0 | 0 | 0 | 0 | 0
IGCC-CCS | 0 | 0 | 0 | 0 | 0 | 0
WT_off | 0 | 0 | 0 | 0 | 0 | 0
PseudoUnit | 0 | 0 | 0 | 0 | 0 | 0
FixedInterchange | 0 | 0 | 0 | 0 | 0 | 0
NOx Emissions (MMshortTons): MISO_IN
ReportingType | 2015 | 2020 | 2025 | 2030 | 2035 | 2040
BM | 0 | 0 | 0 | 0 | 0 | 0
CC | 0 | 0 | 0 | 0 | 0 | 0
CSP | 0 | 0 | 0 | 0 | 0 | 0
CT | 0 | 0 | 0 | 0 | 0 | 0
Coal | 0.07 | 0.07 | 0.07 | 0.07 | 0.07 | 0.07
Geo | 0 | 0 | 0 | 0 | 0 | 0
H | 0 | 0 | 0 | 0 | 0 | 0
LFG | 0 | 0 | 0 | 0 | 0 | 0
Nuc | 0 | 0 | 0 | 0 | 0 | 0
PS | 0 | 0 | 0 | 0 | 0 | 0
PV | 0 | 0 | 0 | 0 | 0 | 0
PeakG | 0 | 0 | 0 | 0 | 0 | 0
PeakO | 0 | 0 | 0 | 0 | 0 | 0
ST | 0 | 0 | 0 | 0 | 0 | 0
STOG | 0 | 0 | 0 | 0 | 0 | 0
STWD | 0 | 0 | 0 | 0 | 0 | 0
WT | 0 | 0 | 0 | 0 | 0 | 0
IGCC | 0 | 0 | 0 | 0 | 0 | 0
DemandResponse | 0 | 0 | 0 | 0 | 0 | 0
IGCC-CCS | 0 | 0 | 0 | 0 | 0 | 0
WT_off | 0 | 0 | 0 | 0 | 0 | 0
PseudoUnit | 0 | 0 | 0 | 0 | 0 | 0
FixedInterchange | 0 | 0 | 0 | 0 | 0 | 0
NOx Emissions (MMshortTons): MISO_MI
ReportingType | 2015 | 2020 | 2025 | 2030 | 2035 | 2040
BM | 0 | 0 | 0 | 0 | 0 | 0
CC | 0 | 0 | 0 | 0 | 0 | 0
CSP | 0 | 0 | 0 | 0 | 0 | 0
CT | 0 | 0 | 0 | 0 | 0 | 0
Coal | 0.04 | 0.03 | 0.03 | 0.03 | 0.03 | 0.03
Geo | 0 | 0 | 0 | 0 | 0 | 0
H | 0 | 0 | 0 | 0 | 0 | 0
LFG | 0 | 0 | 0 | 0 | 0 | 0
Nuc | 0 | 0 | 0 | 0 | 0 | 0
PS | 0 | 0 | 0 | 0 | 0 | 0
PV | 0 | 0 | 0 | 0 | 0 | 0
PeakG | 0 | 0 | 0 | 0 | 0 | 0
PeakO | 0 | 0 | 0 | 0 | 0 | 0
ST | 0 | 0 | 0 | 0 | 0 | 0
STOG | 0 | 0 | 0 | 0 | 0 | 0
STWD | 0 | 0 | 0 | 0 | 0 | 0
WT | 0 | 0 | 0 | 0 | 0 | 0
IGCC | 0 | 0 | 0 | 0 | 0 | 0
DemandResponse | 0 | 0 | 0 | 0 | 0 | 0
IGCC-CCS | 0 | 0 | 0 | 0 | 0 | 0
WT_off | 0 | 0 | 0 | 0 | 0 | 0
PseudoUnit | 0 | 0 | 0 | 0 | 0 | 0
FixedInterchange | 0 | 0 | 0 | 0 | 0 | 0
NOx Emissions (MMshortTons): MISO_MO-IL
ReportingType | 2015 | 2020 | 2025 | 2030 | 2035 | 2040
BM | 0 | 0 | 0 | 0 | 0 | 0
CC | 0 | 0 | 0 | 0 | 0 | 0
CSP | 0 | 0 | 0 | 0 | 0 | 0
CT | 0 | 0 | 0 | 0 | 0 | 0
Coal | 0.05 | 0.03 | 0.03 | 0.03 | 0.04 | 0.04
Geo | 0 | 0 | 0 | 0 | 0 | 0
H | 0 | 0 | 0 | 0 | 0 | 0
LFG | 0 | 0 | 0 | 0 | 0 | 0
Nuc | 0 | 0 | 0 | 0 | 0 | 0
PS | 0 | 0 | 0 | 0 | 0 | 0
PV | 0 | 0 | 0 | 0 | 0 | 0
PeakG | 0 | 0 | 0 | 0 | 0 | 0
PeakO | 0 | 0 | 0 | 0 | 0 | 0
ST | 0 | 0 | 0 | 0 | 0 | 0
STOG | 0 | 0 | 0 | 0 | 0 | 0
STWD | 0 | 0 | 0 | 0 | 0 | 0
WT | 0 | 0 | 0 | 0 | 0 | 0
IGCC | 0 | 0 | 0 | 0 | 0 | 0
DemandResponse | 0 | 0 | 0 | 0 | 0 | 0
IGCC-CCS | 0 | 0 | 0 | 0 | 0 | 0
WT_off | 0 | 0 | 0 | 0 | 0 | 0
PseudoUnit | 0 | 0 | 0 | 0 | 0 | 0
FixedInterchange | 0 | 0 | 0 | 0 | 0 | 0
NOx Emissions (MMshortTons): MISO_W
ReportingType | 2015 | 2020 | 2025 | 2030 | 2035 | 2040
BM | 0 | 0 | 0 | 0 | 0 | 0
CC | 0 | 0 | 0 | 0 | 0 | 0
CSP | 0 | 0 | 0 | 0 | 0 | 0
CT | 0 | 0 | 0 | 0 | 0 | 0
Coal | 0.09 | 0.09 | 0.09 | 0.09 | 0.1 | 0.1
Geo | 0 | 0 | 0 | 0 | 0 | 0
H | 0 | 0 | 0 | 0 | 0 | 0
LFG | 0 | 0 | 0 | 0 | 0 | 0
Nuc | 0 | 0 | 0 | 0 | 0 | 0
PS | 0 | 0 | 0 | 0 | 0 | 0
PV | 0 | 0 | 0 | 0 | 0 | 0
PeakG | 0 | 0 | 0 | 0 | 0 | 0
PeakO | 0 | 0 | 0 | 0 | 0 | 0
ST | 0 | 0 | 0 | 0 | 0 | 0
STOG | 0 | 0 | 0 | 0 | 0 | 0
STWD | 0 | 0 | 0 | 0 | 0 | 0
WT | 0 | 0 | 0 | 0 | 0 | 0
IGCC | 0 | 0 | 0 | 0 | 0 | 0
DemandResponse | 0 | 0 | 0 | 0 | 0 | 0
IGCC-CCS | 0 | 0 | 0 | 0 | 0 | 0
WT_off | 0 | 0 | 0 | 0 | 0 | 0
PseudoUnit | 0 | 0 | 0 | 0 | 0 | 0
FixedInterchange | 0 | 0 | 0 | 0 | 0 | 0
NOx Emissions (MMshortTons): MISO_WUMS
ReportingType | 2015 | 2020 | 2025 | 2030 | 2035 | 2040
BM | 0 | 0 | 0 | 0 | 0 | 0
CC | 0 | 0 | 0 | 0 | 0 | 0
CSP | 0 | 0 | 0 | 0 | 0 | 0
CT | 0 | 0 | 0 | 0 | 0 | 0
Coal | 0.01 | 0.01 | 0.01 | 0.01 | 0.01 | 0.01
Geo | 0 | 0 | 0 | 0 | 0 | 0
H | 0 | 0 | 0 | 0 | 0 | 0
LFG | 0 | 0 | 0 | 0 | 0 | 0
Nuc | 0 | 0 | 0 | 0 | 0 | 0
PS | 0 | 0 | 0 | 0 | 0 | 0
PV | 0 | 0 | 0 | 0 | 0 | 0
PeakG | 0 | 0 | 0 | 0 | 0 | 0
PeakO | 0 | 0 | 0 | 0 | 0 | 0
ST | 0 | 0 | 0 | 0 | 0 | 0
STOG | 0 | 0 | 0 | 0 | 0 | 0
STWD | 0 | 0 | 0 | 0 | 0 | 0
WT | 0 | 0 | 0 | 0 | 0 | 0
IGCC | 0 | 0 | 0 | 0 | 0 | 0
DemandResponse | 0 | 0 | 0 | 0 | 0 | 0
IGCC-CCS | 0 | 0 | 0 | 0 | 0 | 0
WT_off | 0 | 0 | 0 | 0 | 0 | 0
PseudoUnit | 0 | 0 | 0 | 0 | 0 | 0
FixedInterchange | 0 | 0 | 0 | 0 | 0 | 0
NOx Emissions (MMshortTons): Nebraska
ReportingType | 2015 | 2020 | 2025 | 2030 | 2035 | 2040
BM | 0 | 0 | 0 | 0 | 0 | 0
CC | 0 | 0 | 0 | 0 | 0 | 0
CSP | 0 | 0 | 0 | 0 | 0 | 0
CT | 0 | 0 | 0 | 0 | 0 | 0
Coal | 0.04 | 0.04 | 0.04 | 0.04 | 0.04 | 0.04
Geo | 0 | 0 | 0 | 0 | 0 | 0
H | 0 | 0 | 0 | 0 | 0 | 0
LFG | 0 | 0 | 0 | 0 | 0 | 0
Nuc | 0 | 0 | 0 | 0 | 0 | 0
PS | 0 | 0 | 0 | 0 | 0 | 0
PV | 0 | 0 | 0 | 0 | 0 | 0
PeakG | 0 | 0 | 0 | 0 | 0 | 0
PeakO | 0 | 0 | 0 | 0 | 0 | 0
ST | 0 | 0 | 0 | 0 | 0 | 0
STOG | 0 | 0 | 0 | 0 | 0 | 0
STWD | 0 | 0 | 0 | 0 | 0 | 0
WT | 0 | 0 | 0 | 0 | 0 | 0
IGCC | 0 | 0 | 0 | 0 | 0 | 0
DemandResponse | 0 | 0 | 0 | 0 | 0 | 0
IGCC-CCS | 0 | 0 | 0 | 0 | 0 | 0
WT_off | 0 | 0 | 0 | 0 | 0 | 0
PseudoUnit | 0 | 0 | 0 | 0 | 0 | 0
FixedInterchange | 0 | 0 | 0 | 0 | 0 | 0
NOx Emissions (MMshortTons): NEISO
ReportingType | 2015 | 2020 | 2025 | 2030 | 2035 | 2040
BM | 0 | 0 | 0 | 0 | 0 | 0
CC | 0 | 0 | 0 | 0 | 0 | 0
CSP | 0 | 0 | 0 | 0 | 0 | 0
CT | 0 | 0 | 0 | 0 | 0 | 0
Coal | 0 | 0 | 0 | 0 | 0 | 0
Geo | 0 | 0 | 0 | 0 | 0 | 0
H | 0 | 0 | 0 | 0 | 0 | 0
LFG | 0 | 0 | 0 | 0 | 0 | 0
Nuc | 0 | 0 | 0 | 0 | 0 | 0
PS | 0 | 0 | 0 | 0 | 0 | 0
PV | 0 | 0 | 0 | 0 | 0 | 0
PeakG | 0 | 0 | 0 | 0 | 0 | 0
PeakO | 0 | 0 | 0 | 0 | 0 | 0
ST | 0 | 0 | 0 | 0 | 0 | 0
STOG | 0 | 0 | 0 | 0 | 0 | 0
STWD | 0 | 0 | 0 | 0 | 0 | 0
WT | 0 | 0 | 0 | 0 | 0 | 0
IGCC | 0 | 0 | 0 | 0 | 0 | 0
DemandResponse | 0 | 0 | 0 | 0 | 0 | 0
IGCC-CCS | 0 | 0 | 0 | 0 | 0 | 0
WT_off | 0 | 0 | 0 | 0 | 0 | 0
PseudoUnit | 0 | 0 | 0 | 0 | 0 | 0
FixedInterchange | 0 | 0 | 0 | 0 | 0 | 0
NOx Emissions (MMshortTons): NonRTO_Midwest
ReportingType | 2015 | 2020 | 2025 | 2030 | 2035 | 2040
BM | 0 | 0 | 0 | 0 | 0 | 0
CC | 0 | 0 | 0 | 0 | 0 | 0
CSP | 0 | 0 | 0 | 0 | 0 | 0
CT | 0 | 0 | 0 | 0 | 0 | 0
Coal | 0.05 | 0.04 | 0.04 | 0.04 | 0.04 | 0.04
Geo | 0 | 0 | 0 | 0 | 0 | 0
H | 0 | 0 | 0 | 0 | 0 | 0
LFG | 0 | 0 | 0 | 0 | 0 | 0
Nuc | 0 | 0 | 0 | 0 | 0 | 0
PS | 0 | 0 | 0 | 0 | 0 | 0
PV | 0 | 0 | 0 | 0 | 0 | 0
PeakG | 0 | 0 | 0 | 0 | 0 | 0
PeakO | 0 | 0 | 0 | 0 | 0 | 0
ST | 0 | 0 | 0 | 0 | 0 | 0
STOG | 0 | 0 | 0 | 0 | 0 | 0
STWD | 0 | 0 | 0 | 0 | 0 | 0
WT | 0 | 0 | 0 | 0 | 0 | 0
IGCC | 0 | 0 | 0 | 0 | 0 | 0
DemandResponse | 0 | 0 | 0 | 0 | 0 | 0
IGCC-CCS | 0 | 0 | 0 | 0 | 0 | 0
WT_off | 0 | 0 | 0 | 0 | 0 | 0
PseudoUnit | 0 | 0 | 0 | 0 | 0 | 0
FixedInterchange | 0 | 0 | 0 | 0 | 0 | 0
NOx Emissions (MMshortTons): NYISO_A-F
ReportingType | 2015 | 2020 | 2025 | 2030 | 2035 | 2040
BM | 0 | 0 | 0 | 0 | 0 | 0
CC | 0 | 0 | 0 | 0 | 0 | 0
CSP | 0 | 0 | 0 | 0 | 0 | 0
CT | 0 | 0 | 0 | 0 | 0 | 0
Coal | 0 | 0 | 0 | 0 | 0 | 0
Geo | 0 | 0 | 0 | 0 | 0 | 0
H | 0 | 0 | 0 | 0 | 0 | 0
LFG | 0 | 0 | 0 | 0 | 0 | 0
Nuc | 0 | 0 | 0 | 0 | 0 | 0
PS | 0 | 0 | 0 | 0 | 0 | 0
PV | 0 | 0 | 0 | 0 | 0 | 0
PeakG | 0 | 0 | 0 | 0 | 0 | 0
PeakO | 0 | 0 | 0 | 0 | 0 | 0
ST | 0 | 0 | 0 | 0 | 0 | 0
STOG | 0 | 0 | 0 | 0 | 0 | 0
STWD | 0 | 0 | 0 | 0 | 0 | 0
WT | 0 | 0 | 0 | 0 | 0 | 0
IGCC | 0 | 0 | 0 | 0 | 0 | 0
DemandResponse | 0 | 0 | 0 | 0 | 0 | 0
IGCC-CCS | 0 | 0 | 0 | 0 | 0 | 0
WT_off | 0 | 0 | 0 | 0 | 0 | 0
PseudoUnit | 0 | 0 | 0 | 0 | 0 | 0
FixedInterchange | 0 | 0 | 0 | 0 | 0 | 0
NOx Emissions (MMshortTons): NYISO_G-I
ReportingType | 2015 | 2020 | 2025 | 2030 | 2035 | 2040
BM | 0 | 0 | 0 | 0 | 0 | 0
CC | 0 | 0 | 0 | 0 | 0 | 0
CSP | 0 | 0 | 0 | 0 | 0 | 0
CT | 0 | 0 | 0 | 0 | 0 | 0
Coal | 0 | 0 | 0 | 0 | 0 | 0
Geo | 0 | 0 | 0 | 0 | 0 | 0
H | 0 | 0 | 0 | 0 | 0 | 0
LFG | 0 | 0 | 0 | 0 | 0 | 0
Nuc | 0 | 0 | 0 | 0 | 0 | 0
PS | 0 | 0 | 0 | 0 | 0 | 0
PV | 0 | 0 | 0 | 0 | 0 | 0
PeakG | 0 | 0 | 0 | 0 | 0 | 0
PeakO | 0 | 0 | 0 | 0 | 0 | 0
ST | 0 | 0 | 0 | 0 | 0 | 0
STOG | 0 | 0 | 0 | 0 | 0 | 0
STWD | 0 | 0 | 0 | 0 | 0 | 0
WT | 0 | 0 | 0 | 0 | 0 | 0
IGCC | 0 | 0 | 0 | 0 | 0 | 0
DemandResponse | 0 | 0 | 0 | 0 | 0 | 0
IGCC-CCS | 0 | 0 | 0 | 0 | 0 | 0
WT_off | 0 | 0 | 0 | 0 | 0 | 0
PseudoUnit | 0 | 0 | 0 | 0 | 0 | 0
FixedInterchange | 0 | 0 | 0 | 0 | 0 | 0
NOx Emissions (MMshortTons): NYISO_J-K
ReportingType | 2015 | 2020 | 2025 | 2030 | 2035 | 2040
BM | 0 | 0 | 0 | 0 | 0 | 0
CC | 0 | 0 | 0 | 0 | 0 | 0
CSP | 0 | 0 | 0 | 0 | 0 | 0
CT | 0 | 0 | 0 | 0 | 0 | 0
Coal | 0 | 0 | 0 | 0 | 0 | 0
Geo | 0 | 0 | 0 | 0 | 0 | 0
H | 0 | 0 | 0 | 0 | 0 | 0
LFG | 0 | 0 | 0 | 0 | 0 | 0
Nuc | 0 | 0 | 0 | 0 | 0 | 0
PS | 0 | 0 | 0 | 0 | 0 | 0
PV | 0 | 0 | 0 | 0 | 0 | 0
PeakG | 0 | 0 | 0 | 0 | 0 | 0
PeakO | 0 | 0 | 0 | 0 | 0 | 0
ST | 0 | 0 | 0 | 0 | 0 | 0
STOG | 0 | 0 | 0 | 0 | 0 | 0
STWD | 0 | 0 | 0 | 0 | 0 | 0
WT | 0 | 0 | 0 | 0 | 0 | 0
IGCC | 0 | 0 | 0 | 0 | 0 | 0
DemandResponse | 0 | 0 | 0 | 0 | 0 | 0
IGCC-CCS | 0 | 0 | 0 | 0 | 0 | 0
WT_off | 0 | 0 | 0 | 0 | 0 | 0
PseudoUnit | 0 | 0 | 0 | 0 | 0 | 0
FixedInterchange | 0 | 0 | 0 | 0 | 0 | 0
NOx Emissions (MMshortTons): PJM_E
ReportingType | 2015 | 2020 | 2025 | 2030 | 2035 | 2040
BM | 0 | 0 | 0 | 0 | 0 | 0
CC | 0 | 0 | 0 | 0 | 0 | 0
CSP | 0 | 0 | 0 | 0 | 0 | 0
CT | 0 | 0 | 0 | 0 | 0 | 0
Coal | 0 | 0 | 0 | 0 | 0 | 0
Geo | 0 | 0 | 0 | 0 | 0 | 0
H | 0 | 0 | 0 | 0 | 0 | 0
LFG | 0 | 0 | 0 | 0 | 0 | 0
Nuc | 0 | 0 | 0 | 0 | 0 | 0
PS | 0 | 0 | 0 | 0 | 0 | 0
PV | 0 | 0 | 0 | 0 | 0 | 0
PeakG | 0 | 0 | 0 | 0 | 0 | 0
PeakO | 0 | 0 | 0 | 0 | 0 | 0
ST | 0 | 0 | 0 | 0 | 0 | 0
STOG | 0 | 0 | 0 | 0 | 0 | 0
STWD | 0 | 0 | 0 | 0 | 0 | 0
WT | 0 | 0 | 0 | 0 | 0 | 0
IGCC | 0 | 0 | 0 | 0 | 0 | 0
DemandResponse | 0 | 0 | 0 | 0 | 0 | 0
IGCC-CCS | 0 | 0 | 0 | 0 | 0 | 0
WT_off | 0 | 0 | 0 | 0 | 0 | 0
PseudoUnit | 0 | 0 | 0 | 0 | 0 | 0
FixedInterchange | 0 | 0 | 0 | 0 | 0 | 0
NOx Emissions (MMshortTons): PJM_ROM
ReportingType | 2015 | 2020 | 2025 | 2030 | 2035 | 2040
BM | 0 | 0 | 0 | 0 | 0 | 0
CC | 0 | 0 | 0 | 0 | 0 | 0
CSP | 0 | 0 | 0 | 0 | 0 | 0
CT | 0 | 0 | 0 | 0 | 0 | 0
Coal | 0.04 | 0.04 | 0.04 | 0.04 | 0.04 | 0.04
Geo | 0 | 0 | 0 | 0 | 0 | 0
H | 0 | 0 | 0 | 0 | 0 | 0
LFG | 0 | 0 | 0 | 0 | 0 | 0
Nuc | 0 | 0 | 0 | 0 | 0 | 0
PS | 0 | 0 | 0 | 0 | 0 | 0
PV | 0 | 0 | 0 | 0 | 0 | 0
PeakG | 0 | 0 | 0 | 0 | 0 | 0
PeakO | 0 | 0 | 0 | 0 | 0 | 0
ST | 0 | 0 | 0 | 0 | 0 | 0
STOG | 0 | 0 | 0 | 0 | 0 | 0
STWD | 0 | 0 | 0 | 0 | 0 | 0
WT | 0 | 0 | 0 | 0 | 0 | 0
IGCC | 0 | 0 | 0 | 0 | 0 | 0
DemandResponse | 0 | 0 | 0 | 0 | 0 | 0
IGCC-CCS | 0 | 0 | 0 | 0 | 0 | 0
WT_off | 0 | 0 | 0 | 0 | 0 | 0
PseudoUnit | 0 | 0 | 0 | 0 | 0 | 0
FixedInterchange | 0 | 0 | 0 | 0 | 0 | 0
NOx Emissions (MMshortTons): PJM_ROR
ReportingType | 2015 | 2020 | 2025 | 2030 | 2035 | 2040
BM | 0 | 0 | 0 | 0 | 0 | 0
CC | 0 | 0 | 0 | 0 | 0 | 0
CSP | 0 | 0 | 0 | 0 | 0 | 0
CT | 0 | 0 | 0 | 0 | 0 | 0
Coal | 0.27 | 0.16 | 0.17 | 0.17 | 0.17 | 0.17
Geo | 0 | 0 | 0 | 0 | 0 | 0
H | 0 | 0 | 0 | 0 | 0 | 0
LFG | 0 | 0 | 0 | 0 | 0 | 0
Nuc | 0 | 0 | 0 | 0 | 0 | 0
PS | 0 | 0 | 0 | 0 | 0 | 0
PV | 0 | 0 | 0 | 0 | 0 | 0
PeakG | 0 | 0 | 0 | 0 | 0 | 0
PeakO | 0 | 0 | 0 | 0 | 0 | 0
ST | 0 | 0 | 0 | 0 | 0 | 0
STOG | 0 | 0 | 0 | 0 | 0 | 0
STWD | 0 | 0 | 0 | 0 | 0 | 0
WT | 0 | 0 | 0 | 0 | 0 | 0
IGCC | 0 | 0 | 0 | 0 | 0 | 0
DemandResponse | 0 | 0 | 0 | 0 | 0 | 0
IGCC-CCS | 0 | 0 | 0 | 0 | 0 | 0
WT_off | 0 | 0 | 0 | 0 | 0 | 0
PseudoUnit | 0 | 0 | 0 | 0 | 0 | 0
FixedInterchange | 0 | 0 | 0 | 0 | 0 | 0
NOx Emissions (MMshortTons): SOCO
ReportingType | 2015 | 2020 | 2025 | 2030 | 2035 | 2040
BM | 0 | 0 | 0 | 0 | 0 | 0
CC | 0.01 | 0.01 | 0.01 | 0.01 | 0.01 | 0
CSP | 0 | 0 | 0 | 0 | 0 | 0
CT | 0 | 0 | 0 | 0 | 0 | 0
Coal | 0.08 | 0.05 | 0.06 | 0.06 | 0.06 | 0.07
Geo | 0 | 0 | 0 | 0 | 0 | 0
H | 0 | 0 | 0 | 0 | 0 | 0
LFG | 0 | 0 | 0 | 0 | 0 | 0
Nuc | 0 | 0 | 0 | 0 | 0 | 0
PS | 0 | 0 | 0 | 0 | 0 | 0
PV | 0 | 0 | 0 | 0 | 0 | 0
PeakG | 0 | 0 | 0 | 0 | 0 | 0
PeakO | 0 | 0 | 0 | 0 | 0 | 0
ST | 0 | 0 | 0 | 0 | 0 | 0
STOG | 0 | 0 | 0 | 0 | 0 | 0
STWD | 0 | 0 | 0 | 0 | 0 | 0
WT | 0 | 0 | 0 | 0 | 0 | 0
IGCC | 0 | 0 | 0 | 0 | 0 | 0
DemandResponse | 0 | 0 | 0 | 0 | 0 | 0
IGCC-CCS | 0 | 0 | 0 | 0 | 0 | 0
WT_off | 0 | 0 | 0 | 0 | 0 | 0
PseudoUnit | 0 | 0 | 0 | 0 | 0 | 0
FixedInterchange | 0 | 0 | 0 | 0 | 0 | 0
NOx Emissions (MMshortTons): SPP_N
ReportingType | 2015 | 2020 | 2025 | 2030 | 2035 | 2040
BM | 0 | 0 | 0 | 0 | 0 | 0
CC | 0 | 0 | 0 | 0 | 0 | 0
CSP | 0 | 0 | 0 | 0 | 0 | 0
CT | 0 | 0 | 0 | 0 | 0 | 0
Coal | 0.07 | 0.06 | 0.06 | 0.06 | 0.06 | 0.06
Geo | 0 | 0 | 0 | 0 | 0 | 0
H | 0 | 0 | 0 | 0 | 0 | 0
LFG | 0 | 0 | 0 | 0 | 0 | 0
Nuc | 0 | 0 | 0 | 0 | 0 | 0
PS | 0 | 0 | 0 | 0 | 0 | 0
PV | 0 | 0 | 0 | 0 | 0 | 0
PeakG | 0 | 0 | 0 | 0 | 0 | 0
PeakO | 0 | 0 | 0 | 0 | 0 | 0
ST | 0 | 0 | 0 | 0 | 0 | 0
STOG | 0 | 0 | 0 | 0 | 0 | 0
STWD | 0 | 0 | 0 | 0 | 0 | 0
WT | 0 | 0 | 0 | 0 | 0 | 0
IGCC | 0 | 0 | 0 | 0 | 0 | 0
DemandResponse | 0 | 0 | 0 | 0 | 0 | 0
IGCC-CCS | 0 | 0 | 0 | 0 | 0 | 0
WT_off | 0 | 0 | 0 | 0 | 0 | 0
PseudoUnit | 0 | 0 | 0 | 0 | 0 | 0
FixedInterchange | 0 | 0 | 0 | 0 | 0 | 0
NOx Emissions (MMshortTons): SPP_S
ReportingType | 2015 | 2020 | 2025 | 2030 | 2035 | 2040
BM | 0 | 0 | 0 | 0 | 0 | 0
CC | 0 | 0 | 0 | 0 | 0 | 0
CSP | 0 | 0 | 0 | 0 | 0 | 0
CT | 0 | 0 | 0 | 0 | 0 | 0
Coal | 0.11 | 0.09 | 0.1 | 0.1 | 0.1 | 0.1
Geo | 0 | 0 | 0 | 0 | 0 | 0
H | 0 | 0 | 0 | 0 | 0 | 0
LFG | 0 | 0 | 0 | 0 | 0 | 0
Nuc | 0 | 0 | 0 | 0 | 0 | 0
PS | 0 | 0 | 0 | 0 | 0 | 0
PV | 0 | 0 | 0 | 0 | 0 | 0
PeakG | 0 | 0 | 0 | 0 | 0 | 0
PeakO | 0 | 0 | 0 | 0 | 0 | 0
ST | 0 | 0 | 0 | 0 | 0 | 0
STOG | 0 | 0 | 0 | 0 | 0 | 0
STWD | 0 | 0 | 0 | 0 | 0 | 0
WT | 0 | 0 | 0 | 0 | 0 | 0
IGCC | 0 | 0 | 0 | 0 | 0 | 0
DemandResponse | 0 | 0 | 0 | 0 | 0 | 0
IGCC-CCS | 0 | 0 | 0 | 0 | 0 | 0
WT_off | 0 | 0 | 0 | 0 | 0 | 0
PseudoUnit | 0 | 0 | 0 | 0 | 0 | 0
FixedInterchange | 0 | 0 | 0 | 0 | 0 | 0
NOx Emissions (MMshortTons): TVA
ReportingType | 2015 | 2020 | 2025 | 2030 | 2035 | 2040
BM | 0 | 0 | 0 | 0 | 0 | 0
CC | 0 | 0 | 0 | 0 | 0 | 0
CSP | 0 | 0 | 0 | 0 | 0 | 0
CT | 0 | 0 | 0 | 0 | 0 | 0
Coal | 0.05 | 0.05 | 0.05 | 0.05 | 0.05 | 0.05
Geo | 0 | 0 | 0 | 0 | 0 | 0
H | 0 | 0 | 0 | 0 | 0 | 0
LFG | 0 | 0 | 0 | 0 | 0 | 0
Nuc | 0 | 0 | 0 | 0 | 0 | 0
PS | 0 | 0 | 0 | 0 | 0 | 0
PV | 0 | 0 | 0 | 0 | 0 | 0
PeakG | 0 | 0 | 0 | 0 | 0 | 0
PeakO | 0 | 0 | 0 | 0 | 0 | 0
ST | 0 | 0 | 0 | 0 | 0 | 0
STOG | 0 | 0 | 0 | 0 | 0 | 0
STWD | 0 | 0 | 0 | 0 | 0 | 0
WT | 0 | 0 | 0 | 0 | 0 | 0
IGCC | 0 | 0 | 0 | 0 | 0 | 0
DemandResponse | 0 | 0 | 0 | 0 | 0 | 0
IGCC-CCS | 0 | 0 | 0 | 0 | 0 | 0
WT_off | 0 | 0 | 0 | 0 | 0 | 0
PseudoUnit | 0 | 0 | 0 | 0 | 0 | 0
FixedInterchange | 0 | 0 | 0 | 0 | 0 | 0
NOx Emissions (MMshortTons): TVA_Transmission
ReportingType | 2015 | 2020 | 2025 | 2030 | 2035 | 2040
BM | 0 | 0 | 0 | 0 | 0 | 0
CC | 0 | 0 | 0 | 0 | 0 | 0
CSP | 0 | 0 | 0 | 0 | 0 | 0
CT | 0 | 0 | 0 | 0 | 0 | 0
Coal | 0 | 0 | 0 | 0 | 0 | 0
Geo | 0 | 0 | 0 | 0 | 0 | 0
H | 0 | 0 | 0 | 0 | 0 | 0
LFG | 0 | 0 | 0 | 0 | 0 | 0
Nuc | 0 | 0 | 0 | 0 | 0 | 0
PS | 0 | 0 | 0 | 0 | 0 | 0
PV | 0 | 0 | 0 | 0 | 0 | 0
PeakG | 0 | 0 | 0 | 0 | 0 | 0
PeakO | 0 | 0 | 0 | 0 | 0 | 0
ST | 0 | 0 | 0 | 0 | 0 | 0
STOG | 0 | 0 | 0 | 0 | 0 | 0
STWD | 0 | 0 | 0 | 0 | 0 | 0
WT | 0 | 0 | 0 | 0 | 0 | 0
IGCC | 0 | 0 | 0 | 0 | 0 | 0
DemandResponse | 0 | 0 | 0 | 0 | 0 | 0
IGCC-CCS | 0 | 0 | 0 | 0 | 0 | 0
WT_off | 0 | 0 | 0 | 0 | 0 | 0
PseudoUnit | 0 | 0 | 0 | 0 | 0 | 0
FixedInterchange | 0 | 0 | 0 | 0 | 0 | 0
NOx Emissions (MMshortTons): VACAR
ReportingType | 2015 | 2020 | 2025 | 2030 | 2035 | 2040
BM | 0 | 0 | 0 | 0 | 0 | 0
CC | 0 | 0 | 0 | 0 | 0 | 0
CSP | 0 | 0 | 0 | 0 | 0 | 0
CT | 0 | 0 | 0 | 0 | 0 | 0
Coal | 0.04 | 0.03 | 0.03 | 0.03 | 0.04 | 0.04
Geo | 0 | 0 | 0 | 0 | 0 | 0
H | 0 | 0 | 0 | 0 | 0 | 0
LFG | 0 | 0 | 0 | 0 | 0 | 0
Nuc | 0 | 0 | 0 | 0 | 0 | 0
PS | 0 | 0 | 0 | 0 | 0 | 0
PV | 0 | 0 | 0 | 0 | 0 | 0
PeakG | 0 | 0 | 0 | 0 | 0 | 0
PeakO | 0 | 0 | 0 | 0 | 0 | 0
ST | 0 | 0 | 0 | 0 | 0 | 0
STOG | 0 | 0 | 0 | 0 | 0 | 0
STWD | 0 | 0 | 0 | 0 | 0 | 0
WT | 0 | 0 | 0 | 0 | 0 | 0
IGCC | 0 | 0 | 0 | 0 | 0 | 0
DemandResponse | 0 | 0 | 0 | 0 | 0 | 0
IGCC-CCS | 0 | 0 | 0 | 0 | 0 | 0
WT_off | 0 | 0 | 0 | 0 | 0 | 0
PseudoUnit | 0 | 0 | 0 | 0 | 0 | 0
FixedInterchange | 0 | 0 | 0 | 0 | 0 | 0
NOx Emissions (MMshortTons): IESO
ReportingType | 2015 | 2020 | 2025 | 2030 | 2035 | 2040
BM | 0 | 0 | 0 | 0 | 0 | 0
CC | 0 | 0 | 0 | 0 | 0 | 0
CSP | 0 | 0 | 0 | 0 | 0 | 0
CT | 0 | 0 | 0 | 0 | 0 | 0
Coal | 0 | 0 | 0 | 0 | 0 | 0
Geo | 0 | 0 | 0 | 0 | 0 | 0
H | 0 | 0 | 0 | 0 | 0 | 0
LFG | 0 | 0 | 0 | 0 | 0 | 0
Nuc | 0 | 0 | 0 | 0 | 0 | 0
PS | 0 | 0 | 0 | 0 | 0 | 0
PV | 0 | 0 | 0 | 0 | 0 | 0
PeakG | 0 | 0 | 0 | 0 | 0 | 0
PeakO | 0 | 0 | 0 | 0 | 0 | 0
ST | 0 | 0 | 0 | 0 | 0 | 0
STOG | 0 | 0 | 0 | 0 | 0 | 0
STWD | 0 | 0 | 0 | 0 | 0 | 0
WT | 0 | 0 | 0 | 0 | 0 | 0
IGCC | 0 | 0 | 0 | 0 | 0 | 0
DemandResponse | 0 | 0 | 0 | 0 | 0 | 0
IGCC-CCS | 0 | 0 | 0 | 0 | 0 | 0
WT_off | 0 | 0 | 0 | 0 | 0 | 0
PseudoUnit | 0 | 0 | 0 | 0 | 0 | 0
FixedInterchange | 0 | 0 | 0 | 0 | 0 | 0
NOx Emissions (MMshortTons): MAPP_CA
ReportingType | 2015 | 2020 | 2025 | 2030 | 2035 | 2040
BM | 0 | 0 | 0 | 0 | 0 | 0
CC | 0 | 0 | 0 | 0 | 0 | 0
CSP | 0 | 0 | 0 | 0 | 0 | 0
CT | 0 | 0 | 0 | 0 | 0 | 0
Coal | 0 | 0 | 0 | 0 | 0 | 0
Geo | 0 | 0 | 0 | 0 | 0 | 0
H | 0 | 0 | 0 | 0 | 0 | 0
LFG | 0 | 0 | 0 | 0 | 0 | 0
Nuc | 0 | 0 | 0 | 0 | 0 | 0
PS | 0 | 0 | 0 | 0 | 0 | 0
PV | 0 | 0 | 0 | 0 | 0 | 0
PeakG | 0 | 0 | 0 | 0 | 0 | 0
PeakO | 0 | 0 | 0 | 0 | 0 | 0
ST | 0 | 0 | 0 | 0 | 0 | 0
STOG | 0 | 0 | 0 | 0 | 0 | 0
STWD | 0 | 0 | 0 | 0 | 0 | 0
WT | 0 | 0 | 0 | 0 | 0 | 0
IGCC | 0 | 0 | 0 | 0 | 0 | 0
DemandResponse | 0 | 0 | 0 | 0 | 0 | 0
IGCC-CCS | 0 | 0 | 0 | 0 | 0 | 0
WT_off | 0 | 0 | 0 | 0 | 0 | 0
PseudoUnit | 0 | 0 | 0 | 0 | 0 | 0
FixedInterchange | 0 | 0 | 0 | 0 | 0 | 0
NOx Emissions (MMshortTons): AZ_NM_SNV_Coal
ReportingType | 2015 | 2020 | 2025 | 2030 | 2035 | 2040
BM | 0 | 0 | 0 | 0 | 0 | 0
CC | 0 | 0 | 0 | 0 | 0 | 0
CSP | 0 | 0 | 0 | 0 | 0 | 0
CT | 0 | 0 | 0 | 0 | 0 | 0
Coal | 0.12 | 0.12 | 0.12 | 0.12 | 0.12 | 0.13
Geo | 0 | 0 | 0 | 0 | 0 | 0
H | 0 | 0 | 0 | 0 | 0 | 0
LFG | 0 | 0 | 0 | 0 | 0 | 0
Nuc | 0 | 0 | 0 | 0 | 0 | 0
PS | 0 | 0 | 0 | 0 | 0 | 0
PV | 0 | 0 | 0 | 0 | 0 | 0
PeakG | 0 | 0 | 0 | 0 | 0 | 0
PeakO | 0 | 0 | 0 | 0 | 0 | 0
ST | 0 | 0 | 0 | 0 | 0 | 0
STOG | 0 | 0 | 0 | 0 | 0 | 0
STWD | 0 | 0 | 0 | 0 | 0 | 0
WT | 0 | 0 | 0 | 0 | 0 | 0
IGCC | 0 | 0 | 0 | 0 | 0 | 0
DemandResponse | 0 | 0 | 0 | 0 | 0 | 0
IGCC-CCS | 0 | 0 | 0 | 0 | 0 | 0
WT_off | 0 | 0 | 0 | 0 | 0 | 0
PseudoUnit | 0 | 0 | 0 | 0 | 0 | 0
FixedInterchange | 0 | 0 | 0 | 0 | 0 | 0
NOx Emissions (MMshortTons): AZ_NM_SNV_Gas
ReportingType | 2015 | 2020 | 2025 | 2030 | 2035 | 2040
BM | 0 | 0 | 0 | 0 | 0 | 0
CC | 0.01 | 0.01 | 0.01 | 0.01 | 0.01 | 0.01
CSP | 0 | 0 | 0 | 0 | 0 | 0
CT | 0 | 0 | 0 | 0 | 0 | 0
Coal | 0 | 0 | 0 | 0 | 0 | 0
Geo | 0 | 0 | 0 | 0 | 0 | 0
H | 0 | 0 | 0 | 0 | 0 | 0
LFG | 0 | 0 | 0 | 0 | 0 | 0
Nuc | 0 | 0 | 0 | 0 | 0 | 0
PS | 0 | 0 | 0 | 0 | 0 | 0
PV | 0 | 0 | 0 | 0 | 0 | 0
PeakG | 0 | 0 | 0 | 0 | 0 | 0
PeakO | 0 | 0 | 0 | 0 | 0 | 0
ST | 0 | 0 | 0 | 0 | 0 | 0
STOG | 0 | 0 | 0 | 0 | 0 | 0
STWD | 0 | 0 | 0 | 0 | 0 | 0
WT | 0 | 0 | 0 | 0 | 0 | 0
IGCC | 0 | 0 | 0 | 0 | 0 | 0
DemandResponse | 0 | 0 | 0 | 0 | 0 | 0
IGCC-CCS | 0 | 0 | 0 | 0 | 0 | 0
WT_off | 0 | 0 | 0 | 0 | 0 | 0
PseudoUnit | 0 | 0 | 0 | 0 | 0 | 0
FixedInterchange | 0 | 0 | 0 | 0 | 0 | 0
NOx Emissions (MMshortTons): AZ_NM_SNV_NucRenew
ReportingType | 2015 | 2020 | 2025 | 2030 | 2035 | 2040
BM | 0 | 0 | 0 | 0 | 0 | 0
CC | 0 | 0 | 0 | 0 | 0 | 0
CSP | 0 | 0 | 0 | 0 | 0 | 0
CT | 0 | 0 | 0 | 0 | 0 | 0
Coal | 0 | 0 | 0 | 0 | 0 | 0
Geo | 0 | 0 | 0 | 0 | 0 | 0
H | 0 | 0 | 0 | 0 | 0 | 0
LFG | 0 | 0 | 0 | 0 | 0 | 0
Nuc | 0 | 0 | 0 | 0 | 0 | 0
PS | 0 | 0 | 0 | 0 | 0 | 0
PV | 0 | 0 | 0 | 0 | 0 | 0
PeakG | 0 | 0 | 0 | 0 | 0 | 0
PeakO | 0 | 0 | 0 | 0 | 0 | 0
ST | 0 | 0 | 0 | 0 | 0 | 0
STOG | 0 | 0 | 0 | 0 | 0 | 0
STWD | 0 | 0 | 0 | 0 | 0 | 0
WT | 0 | 0 | 0 | 0 | 0 | 0
IGCC | 0 | 0 | 0 | 0 | 0 | 0
DemandResponse | 0 | 0 | 0 | 0 | 0 | 0
IGCC-CCS | 0 | 0 | 0 | 0 | 0 | 0
WT_off | 0 | 0 | 0 | 0 | 0 | 0
PseudoUnit | 0 | 0 | 0 | 0 | 0 | 0
FixedInterchange | 0 | 0 | 0 | 0 | 0 | 0
NOx Emissions (MMshortTons): ERCOT
ReportingType | 2015 | 2020 | 2025 | 2030 | 2035 | 2040
BM | 0 | 0 | 0 | 0 | 0 | 0
CC | 0.01 | 0.01 | 0.01 | 0.01 | 0.01 | 0.01
CSP | 0 | 0 | 0 | 0 | 0 | 0
CT | 0 | 0 | 0 | 0 | 0 | 0
Coal | 0.07 | 0.08 | 0.09 | 0.09 | 0.09 | 0.09
Geo | 0 | 0 | 0 | 0 | 0 | 0
H | 0 | 0 | 0 | 0 | 0 | 0
LFG | 0 | 0 | 0 | 0 | 0 | 0
Nuc | 0 | 0 | 0 | 0 | 0 | 0
PS | 0 | 0 | 0 | 0 | 0 | 0
PV | 0 | 0 | 0 | 0 | 0 | 0
PeakG | 0 | 0 | 0 | 0 | 0 | 0
PeakO | 0 | 0 | 0 | 0 | 0 | 0
ST | 0 | 0 | 0 | 0 | 0 | 0
STOG | 0 | 0 | 0 | 0 | 0 | 0
STWD | 0 | 0 | 0 | 0 | 0 | 0
WT | 0 | 0 | 0 | 0 | 0 | 0
IGCC | 0 | 0 | 0 | 0 | 0 | 0
DemandResponse | 0 | 0 | 0 | 0 | 0 | 0
IGCC-CCS | 0 | 0 | 0 | 0 | 0 | 0
WT_off | 0 | 0 | 0 | 0 | 0 | 0
PseudoUnit | 0 | 0 | 0 | 0 | 0 | 0
FixedInterchange | 0 | 0 | 0 | 0 | 0 | 0
NOx Emissions (MMshortTons): NP15
ReportingType | 2015 | 2020 | 2025 | 2030 | 2035 | 2040
BM | 0 | 0 | 0 | 0 | 0 | 0
CC | 0 | 0 | 0 | 0 | 0 | 0
CSP | 0 | 0 | 0 | 0 | 0 | 0
CT | 0 | 0 | 0 | 0 | 0 | 0
Coal | 0 | 0 | 0 | 0 | 0 | 0
Geo | 0 | 0 | 0 | 0 | 0 | 0
H | 0 | 0 | 0 | 0 | 0 | 0
LFG | 0 | 0 | 0 | 0 | 0 | 0
Nuc | 0 | 0 | 0 | 0 | 0 | 0
PS | 0 | 0 | 0 | 0 | 0 | 0
PV | 0 | 0 | 0 | 0 | 0 | 0
PeakG | 0 | 0 | 0 | 0 | 0 | 0
PeakO | 0 | 0 | 0 | 0 | 0 | 0
ST | 0 | 0 | 0 | 0 | 0 | 0
STOG | 0 | 0 | 0 | 0 | 0 | 0
STWD | 0 | 0 | 0 | 0 | 0 | 0
WT | 0 | 0 | 0 | 0 | 0 | 0
IGCC | 0 | 0 | 0 | 0 | 0 | 0
DemandResponse | 0 | 0 | 0 | 0 | 0 | 0
IGCC-CCS | 0 | 0 | 0 | 0 | 0 | 0
WT_off | 0 | 0 | 0 | 0 | 0 | 0
PseudoUnit | 0 | 0 | 0 | 0 | 0 | 0
FixedInterchange | 0 | 0 | 0 | 0 | 0 | 0
NOx Emissions (MMshortTons): NWPP_Coal
ReportingType | 2015 | 2020 | 2025 | 2030 | 2035 | 2040
BM | 0 | 0 | 0 | 0 | 0 | 0
CC | 0 | 0 | 0 | 0 | 0 | 0
CSP | 0 | 0 | 0 | 0 | 0 | 0
CT | 0 | 0 | 0 | 0 | 0 | 0
Coal | 0.14 | 0.14 | 0.14 | 0.14 | 0.14 | 0.14
Geo | 0 | 0 | 0 | 0 | 0 | 0
H | 0 | 0 | 0 | 0 | 0 | 0
LFG | 0 | 0 | 0 | 0 | 0 | 0
Nuc | 0 | 0 | 0 | 0 | 0 | 0
PS | 0 | 0 | 0 | 0 | 0 | 0
PV | 0 | 0 | 0 | 0 | 0 | 0
PeakG | 0 | 0 | 0 | 0 | 0 | 0
PeakO | 0 | 0 | 0 | 0 | 0 | 0
ST | 0 | 0 | 0 | 0 | 0 | 0
STOG | 0 | 0 | 0 | 0 | 0 | 0
STWD | 0 | 0 | 0 | 0 | 0 | 0
WT | 0 | 0 | 0 | 0 | 0 | 0
IGCC | 0 | 0 | 0 | 0 | 0 | 0
DemandResponse | 0 | 0 | 0 | 0 | 0 | 0
IGCC-CCS | 0 | 0 | 0 | 0 | 0 | 0
WT_off | 0 | 0 | 0 | 0 | 0 | 0
PseudoUnit | 0 | 0 | 0 | 0 | 0 | 0
FixedInterchange | 0 | 0 | 0 | 0 | 0 | 0
NOx Emissions (MMshortTons): NWPP_Gas
ReportingType | 2015 | 2020 | 2025 | 2030 | 2035 | 2040
BM | 0 | 0 | 0 | 0 | 0 | 0
CC | 0 | 0 | 0 | 0 | 0 | 0
CSP | 0 | 0 | 0 | 0 | 0 | 0
CT | 0 | 0 | 0 | 0 | 0 | 0
Coal | 0 | 0 | 0 | 0 | 0 | 0
Geo | 0 | 0 | 0 | 0 | 0 | 0
H | 0 | 0 | 0 | 0 | 0 | 0
LFG | 0 | 0 | 0 | 0 | 0 | 0
Nuc | 0 | 0 | 0 | 0 | 0 | 0
PS | 0 | 0 | 0 | 0 | 0 | 0
PV | 0 | 0 | 0 | 0 | 0 | 0
PeakG | 0 | 0 | 0 | 0 | 0 | 0
PeakO | 0 | 0 | 0 | 0 | 0 | 0
ST | 0 | 0 | 0 | 0 | 0 | 0
STOG | 0 | 0 | 0 | 0 | 0 | 0
STWD | 0 | 0 | 0 | 0 | 0 | 0
WT | 0 | 0 | 0 | 0 | 0 | 0
IGCC | 0 | 0 | 0 | 0 | 0 | 0
DemandResponse | 0 | 0 | 0 | 0 | 0 | 0
IGCC-CCS | 0 | 0 | 0 | 0 | 0 | 0
WT_off | 0 | 0 | 0 | 0 | 0 | 0
PseudoUnit | 0 | 0 | 0 | 0 | 0 | 0
FixedInterchange | 0 | 0 | 0 | 0 | 0 | 0
NOx Emissions (MMshortTons): NWPP_NucRenew
ReportingType | 2015 | 2020 | 2025 | 2030 | 2035 | 2040
BM | 0 | 0 | 0 | 0 | 0 | 0
CC | 0 | 0 | 0 | 0 | 0 | 0
CSP | 0 | 0 | 0 | 0 | 0 | 0
CT | 0 | 0 | 0 | 0 | 0 | 0
Coal | 0 | 0 | 0 | 0 | 0 | 0
Geo | 0 | 0 | 0 | 0 | 0 | 0
H | 0 | 0 | 0 | 0 | 0 | 0
LFG | 0 | 0 | 0 | 0 | 0 | 0
Nuc | 0 | 0 | 0 | 0 | 0 | 0
PS | 0 | 0 | 0 | 0 | 0 | 0
PV | 0 | 0 | 0 | 0 | 0 | 0
PeakG | 0 | 0 | 0 | 0 | 0 | 0
PeakO | 0 | 0 | 0 | 0 | 0 | 0
ST | 0 | 0 | 0 | 0 | 0 | 0
STOG | 0 | 0 | 0 | 0 | 0 | 0
STWD | 0 | 0 | 0 | 0 | 0 | 0
WT | 0 | 0 | 0 | 0 | 0 | 0
IGCC | 0 | 0 | 0 | 0 | 0 | 0
DemandResponse | 0 | 0 | 0 | 0 | 0 | 0
IGCC-CCS | 0 | 0 | 0 | 0 | 0 | 0
WT_off | 0 | 0 | 0 | 0 | 0 | 0
PseudoUnit | 0 | 0 | 0 | 0 | 0 | 0
FixedInterchange | 0 | 0 | 0 | 0 | 0 | 0
NOx Emissions (MMshortTons): RMPA
ReportingType | 2015 | 2020 | 2025 | 2030 | 2035 | 2040
BM | 0 | 0 | 0 | 0 | 0 | 0
CC | 0 | 0 | 0 | 0 | 0 | 0
CSP | 0 | 0 | 0 | 0 | 0 | 0
CT | 0 | 0 | 0 | 0 | 0 | 0
Coal | 0.06 | 0.06 | 0.05 | 0.05 | 0.05 | 0.05
Geo | 0 | 0 | 0 | 0 | 0 | 0
H | 0 | 0 | 0 | 0 | 0 | 0
LFG | 0 | 0 | 0 | 0 | 0 | 0
Nuc | 0 | 0 | 0 | 0 | 0 | 0
PS | 0 | 0 | 0 | 0 | 0 | 0
PV | 0 | 0 | 0 | 0 | 0 | 0
PeakG | 0 | 0 | 0 | 0 | 0 | 0
PeakO | 0 | 0 | 0 | 0 | 0 | 0
ST | 0 | 0 | 0 | 0 | 0 | 0
STOG | 0 | 0 | 0 | 0 | 0 | 0
STWD | 0 | 0 | 0 | 0 | 0 | 0
WT | 0 | 0 | 0 | 0 | 0 | 0
IGCC | 0 | 0 | 0 | 0 | 0 | 0
DemandResponse | 0 | 0 | 0 | 0 | 0 | 0
IGCC-CCS | 0 | 0 | 0 | 0 | 0 | 0
WT_off | 0 | 0 | 0 | 0 | 0 | 0
PseudoUnit | 0 | 0 | 0 | 0 | 0 | 0
FixedInterchange | 0 | 0 | 0 | 0 | 0 | 0
NOx Emissions (MMshortTons): SP15
ReportingType | 2015 | 2020 | 2025 | 2030 | 2035 | 2040
BM | 0 | 0 | 0 | 0 | 0 | 0
CC | 0 | 0 | 0 | 0 | 0 | 0
CSP | 0 | 0 | 0 | 0 | 0 | 0
CT | 0 | 0 | 0 | 0 | 0 | 0
Coal | 0 | 0 | 0 | 0 | 0 | 0
Geo | 0 | 0 | 0 | 0 | 0 | 0
H | 0 | 0 | 0 | 0 | 0 | 0
LFG | 0 | 0 | 0 | 0 | 0 | 0
Nuc | 0 | 0 | 0 | 0 | 0 | 0
PS | 0 | 0 | 0 | 0 | 0 | 0
PV | 0 | 0 | 0 | 0 | 0 | 0
PeakG | 0 | 0 | 0 | 0 | 0 | 0
PeakO | 0 | 0 | 0 | 0 | 0 | 0
ST | 0 | 0 | 0 | 0 | 0 | 0
STOG | 0 | 0 | 0 | 0 | 0 | 0
STWD | 0 | 0 | 0 | 0 | 0 | 0
WT | 0 | 0 | 0 | 0 | 0 | 0
IGCC | 0 | 0 | 0 | 0 | 0 | 0
DemandResponse | 0 | 0 | 0 | 0 | 0 | 0
IGCC-CCS | 0 | 0 | 0 | 0 | 0 | 0
WT_off | 0 | 0 | 0 | 0 | 0 | 0
PseudoUnit | 0 | 0 | 0 | 0 | 0 | 0
FixedInterchange | 0 | 0 | 0 | 0 | 0 | 0
NOx Emissions (MMshortTons): ALB
ReportingType | 2015 | 2020 | 2025 | 2030 | 2035 | 2040
BM | 0 | 0 | 0 | 0 | 0 | 0
CC | 0 | 0 | 0 | 0 | 0 | 0
CSP | 0 | 0 | 0 | 0 | 0 | 0
CT | 0 | 0 | 0 | 0 | 0 | 0
Coal | 0.01 | 0.01 | 0.01 | 0.01 | 0.01 | 0.01
Geo | 0 | 0 | 0 | 0 | 0 | 0
H | 0 | 0 | 0 | 0 | 0 | 0
LFG | 0 | 0 | 0 | 0 | 0 | 0
Nuc | 0 | 0 | 0 | 0 | 0 | 0
PS | 0 | 0 | 0 | 0 | 0 | 0
PV | 0 | 0 | 0 | 0 | 0 | 0
PeakG | 0 | 0 | 0 | 0 | 0 | 0
PeakO | 0 | 0 | 0 | 0 | 0 | 0
ST | 0 | 0 | 0 | 0 | 0 | 0
STOG | 0 | 0 | 0 | 0 | 0 | 0
STWD | 0 | 0 | 0 | 0 | 0 | 0
WT | 0 | 0 | 0 | 0 | 0 | 0
IGCC | 0 | 0 | 0 | 0 | 0 | 0
DemandResponse | 0 | 0 | 0 | 0 | 0 | 0
IGCC-CCS | 0 | 0 | 0 | 0 | 0 | 0
WT_off | 0 | 0 | 0 | 0 | 0 | 0
PseudoUnit | 0 | 0 | 0 | 0 | 0 | 0
FixedInterchange | 0 | 0 | 0 | 0 | 0 | 0
NOx Emissions (MMshortTons): BC
ReportingType | 2015 | 2020 | 2025 | 2030 | 2035 | 2040
BM | 0 | 0 | 0 | 0 | 0 | 0
CC | 0 | 0 | 0 | 0 | 0 | 0
CSP | 0 | 0 | 0 | 0 | 0 | 0
CT | 0 | 0 | 0 | 0 | 0 | 0
Coal | 0 | 0 | 0 | 0 | 0 | 0
Geo | 0 | 0 | 0 | 0 | 0 | 0
H | 0 | 0 | 0 | 0 | 0 | 0
LFG | 0 | 0 | 0 | 0 | 0 | 0
Nuc | 0 | 0 | 0 | 0 | 0 | 0
PS | 0 | 0 | 0 | 0 | 0 | 0
PV | 0 | 0 | 0 | 0 | 0 | 0
PeakG | 0 | 0 | 0 | 0 | 0 | 0
PeakO | 0 | 0 | 0 | 0 | 0 | 0
ST | 0 | 0 | 0 | 0 | 0 | 0
STOG | 0 | 0 | 0 | 0 | 0 | 0
STWD | 0 | 0 | 0 | 0 | 0 | 0
WT | 0 | 0 | 0 | 0 | 0 | 0
IGCC | 0 | 0 | 0 | 0 | 0 | 0
DemandResponse | 0 | 0 | 0 | 0 | 0 | 0
IGCC-CCS | 0 | 0 | 0 | 0 | 0 | 0
WT_off | 0 | 0 | 0 | 0 | 0 | 0
PseudoUnit | 0 | 0 | 0 | 0 | 0 | 0
FixedInterchange | 0 | 0 | 0 | 0 | 0 | 0
NOx Emissions (MMshortTons): HQ_IESO
ReportingType | 2015 | 2020 | 2025 | 2030 | 2035 | 2040
BM | 0 | 0 | 0 | 0 | 0 | 0
CC | 0 | 0 | 0 | 0 | 0 | 0
CSP | 0 | 0 | 0 | 0 | 0 | 0
CT | 0 | 0 | 0 | 0 | 0 | 0
Coal | 0 | 0 | 0 | 0 | 0 | 0
Geo | 0 | 0 | 0 | 0 | 0 | 0
H | 0 | 0 | 0 | 0 | 0 | 0
LFG | 0 | 0 | 0 | 0 | 0 | 0
Nuc | 0 | 0 | 0 | 0 | 0 | 0
PS | 0 | 0 | 0 | 0 | 0 | 0
PV | 0 | 0 | 0 | 0 | 0 | 0
PeakG | 0 | 0 | 0 | 0 | 0 | 0
PeakO | 0 | 0 | 0 | 0 | 0 | 0
ST | 0 | 0 | 0 | 0 | 0 | 0
STOG | 0 | 0 | 0 | 0 | 0 | 0
STWD | 0 | 0 | 0 | 0 | 0 | 0
WT | 0 | 0 | 0 | 0 | 0 | 0
IGCC | 0 | 0 | 0 | 0 | 0 | 0
DemandResponse | 0 | 0 | 0 | 0 | 0 | 0
IGCC-CCS | 0 | 0 | 0 | 0 | 0 | 0
WT_off | 0 | 0 | 0 | 0 | 0 | 0
PseudoUnit | 0 | 0 | 0 | 0 | 0 | 0
FixedInterchange | 0 | 0 | 0 | 0 | 0 | 0
NOx Emissions (MMshortTons): HQ_NEISO
ReportingType | 2015 | 2020 | 2025 | 2030 | 2035 | 2040
BM | 0 | 0 | 0 | 0 | 0 | 0
CC | 0 | 0 | 0 | 0 | 0 | 0
CSP | 0 | 0 | 0 | 0 | 0 | 0
CT | 0 | 0 | 0 | 0 | 0 | 0
Coal | 0 | 0 | 0 | 0 | 0 | 0
Geo | 0 | 0 | 0 | 0 | 0 | 0
H | 0 | 0 | 0 | 0 | 0 | 0
LFG | 0 | 0 | 0 | 0 | 0 | 0
Nuc | 0 | 0 | 0 | 0 | 0 | 0
PS | 0 | 0 | 0 | 0 | 0 | 0
PV | 0 | 0 | 0 | 0 | 0 | 0
PeakG | 0 | 0 | 0 | 0 | 0 | 0
PeakO | 0 | 0 | 0 | 0 | 0 | 0
ST | 0 | 0 | 0 | 0 | 0 | 0
STOG | 0 | 0 | 0 | 0 | 0 | 0
STWD | 0 | 0 | 0 | 0 | 0 | 0
WT | 0 | 0 | 0 | 0 | 0 | 0
IGCC | 0 | 0 | 0 | 0 | 0 | 0
DemandResponse | 0 | 0 | 0 | 0 | 0 | 0
IGCC-CCS | 0 | 0 | 0 | 0 | 0 | 0
WT_off | 0 | 0 | 0 | 0 | 0 | 0
PseudoUnit | 0 | 0 | 0 | 0 | 0 | 0
FixedInterchange | 0 | 0 | 0 | 0 | 0 | 0
NOx Emissions (MMshortTons): HQ_NY
ReportingType | 2015 | 2020 | 2025 | 2030 | 2035 | 2040
BM | 0 | 0 | 0 | 0 | 0 | 0
CC | 0 | 0 | 0 | 0 | 0 | 0
CSP | 0 | 0 | 0 | 0 | 0 | 0
CT | 0 | 0 | 0 | 0 | 0 | 0
Coal | 0 | 0 | 0 | 0 | 0 | 0
Geo | 0 | 0 | 0 | 0 | 0 | 0
H | 0 | 0 | 0 | 0 | 0 | 0
LFG | 0 | 0 | 0 | 0 | 0 | 0
Nuc | 0 | 0 | 0 | 0 | 0 | 0
PS | 0 | 0 | 0 | 0 | 0 | 0
PV | 0 | 0 | 0 | 0 | 0 | 0
PeakG | 0 | 0 | 0 | 0 | 0 | 0
PeakO | 0 | 0 | 0 | 0 | 0 | 0
ST | 0 | 0 | 0 | 0 | 0 | 0
STOG | 0 | 0 | 0 | 0 | 0 | 0
STWD | 0 | 0 | 0 | 0 | 0 | 0
WT | 0 | 0 | 0 | 0 | 0 | 0
IGCC | 0 | 0 | 0 | 0 | 0 | 0
DemandResponse | 0 | 0 | 0 | 0 | 0 | 0
IGCC-CCS | 0 | 0 | 0 | 0 | 0 | 0
WT_off | 0 | 0 | 0 | 0 | 0 | 0
PseudoUnit | 0 | 0 | 0 | 0 | 0 | 0
FixedInterchange | 0 | 0 | 0 | 0 | 0 | 0
NOx Emissions (MMshortTons): MARITIMES
ReportingType | 2015 | 2020 | 2025 | 2030 | 2035 | 2040
BM | 0 | 0 | 0 | 0 | 0 | 0
CC | 0 | 0 | 0 | 0 | 0 | 0
CSP | 0 | 0 | 0 | 0 | 0 | 0
CT | 0 | 0 | 0 | 0 | 0 | 0
Coal | 0 | 0 | 0 | 0 | 0 | 0
Geo | 0 | 0 | 0 | 0 | 0 | 0
H | 0 | 0 | 0 | 0 | 0 | 0
LFG | 0 | 0 | 0 | 0 | 0 | 0
Nuc | 0 | 0 | 0 | 0 | 0 | 0
PS | 0 | 0 | 0 | 0 | 0 | 0
PV | 0 | 0 | 0 | 0 | 0 | 0
PeakG | 0 | 0 | 0 | 0 | 0 | 0
PeakO | 0 | 0 | 0 | 0 | 0 | 0
ST | 0 | 0 | 0 | 0 | 0 | 0
STOG | 0 | 0 | 0 | 0 | 0 | 0
STWD | 0 | 0 | 0 | 0 | 0 | 0
WT | 0 | 0 | 0 | 0 | 0 | 0
IGCC | 0 | 0 | 0 | 0 | 0 | 0
DemandResponse | 0 | 0 | 0 | 0 | 0 | 0
IGCC-CCS | 0 | 0 | 0 | 0 | 0 | 0
WT_off | 0 | 0 | 0 | 0 | 0 | 0
PseudoUnit | 0 | 0 | 0 | 0 | 0 | 0
FixedInterchange | 0 | 0 | 0 | 0 | 0 | 0
NOx Emissions (MMshortTons): All
ReportingType | 2015 | 2020 | 2025 | 2030 | 2035 | 2040
BM | 0 | 0 | 0 | 0 | 0 | 0
CC | 0.07 | 0.07 | 0.06 | 0.06 | 0.07 | 0.06
CSP | 0 | 0 | 0 | 0 | 0 | 0
CT | 0 | 0 | 0 | 0 | 0 | 0
Coal | 1.53 | 1.32 | 1.36 | 1.36 | 1.39 | 1.43
Geo | 0 | 0 | 0 | 0 | 0 | 0
H | 0 | 0 | 0 | 0 | 0 | 0
LFG | 0 | 0 | 0 | 0 | 0 | 0
Nuc | 0 | 0 | 0 | 0 | 0 | 0
PS | 0 | 0 | 0 | 0 | 0 | 0
PV | 0 | 0 | 0 | 0 | 0 | 0
PeakG | 0 | 0.01 | 0.01 | 0.01 | 0.01 | 0.01
PeakO | 0 | 0 | 0 | 0 | 0 | 0
ST | 0 | 0 | 0 | 0 | 0 | 0
STOG | 0.01 | 0.01 | 0 | 0 | 0 | 0
STWD | 0 | 0 | 0 | 0 | 0 | 0
WT | 0 | 0 | 0 | 0 | 0 | 0
IGCC | 0 | 0 | 0 | 0 | 0 | 0
DemandResponse | 0 | 0 | 0 | 0 | 0 | 0
IGCC-CCS | 0 | 0 | 0 | 0 | 0 | 0
WT_off | 0 | 0 | 0 | 0 | 0 | 0
PseudoUnit | 0 | 0 | 0 | 0 | 0 | 0
FixedInterchange | 0 | 0 | 0 | 0 | 0 | 0
NOx Emissions (MMshortTons): EI_US
ReportingType | 2015 | 2020 | 2025 | 2030 | 2035 | 2040
BM | 0 | 0 | 0 | 0 | 0 | 0
CC | 0.04 | 0.05 | 0.04 | 0.04 | 0.04 | 0.05
CSP | 0 | 0 | 0 | 0 | 0 | 0
CT | 0 | 0 | 0 | 0 | 0 | 0
Coal | 1.14 | 0.92 | 0.95 | 0.96 | 0.98 | 1.01
Geo | 0 | 0 | 0 | 0 | 0 | 0
H | 0 | 0 | 0 | 0 | 0 | 0
LFG | 0 | 0 | 0 | 0 | 0 | 0
Nuc | 0 | 0 | 0 | 0 | 0 | 0
PS | 0 | 0 | 0 | 0 | 0 | 0
PV | 0 | 0 | 0 | 0 | 0 | 0
PeakG | 0 | 0.01 | 0.01 | 0 | 0.01 | 0.01
PeakO | 0 | 0 | 0 | 0 | 0 | 0
ST | 0 | 0 | 0 | 0 | 0 | 0
STOG | 0 | 0 | 0 | 0 | 0 | 0
STWD | 0 | 0 | 0 | 0 | 0 | 0
WT | 0 | 0 | 0 | 0 | 0 | 0
IGCC | 0 | 0 | 0 | 0 | 0 | 0
DemandResponse | 0 | 0 | 0 | 0 | 0 | 0
IGCC-CCS | 0 | 0 | 0 | 0 | 0 | 0
WT_off | 0 | 0 | 0 | 0 | 0 | 0
PseudoUnit | 0 | 0 | 0 | 0 | 0 | 0
FixedInterchange | 0 | 0 | 0 | 0 | 0 | 0
NOx Emissions (MMshortTons): EI_Canada
ReportingType | 2015 | 2020 | 2025 | 2030 | 2035 | 2040
BM | 0 | 0 | 0 | 0 | 0 | 0
CC | 0 | 0 | 0 | 0 | 0 | 0
CSP | 0 | 0 | 0 | 0 | 0 | 0
CT | 0 | 0 | 0 | 0 | 0 | 0
Coal | 0 | 0 | 0 | 0 | 0 | 0
Geo | 0 | 0 | 0 | 0 | 0 | 0
H | 0 | 0 | 0 | 0 | 0 | 0
LFG | 0 | 0 | 0 | 0 | 0 | 0
Nuc | 0 | 0 | 0 | 0 | 0 | 0
PS | 0 | 0 | 0 | 0 | 0 | 0
PV | 0 | 0 | 0 | 0 | 0 | 0
PeakG | 0 | 0 | 0 | 0 | 0 | 0
PeakO | 0 | 0 | 0 | 0 | 0 | 0
ST | 0 | 0 | 0 | 0 | 0 | 0
STOG | 0 | 0 | 0 | 0 | 0 | 0
STWD | 0 | 0 | 0 | 0 | 0 | 0
WT | 0 | 0 | 0 | 0 | 0 | 0
IGCC | 0 | 0 | 0 | 0 | 0 | 0
DemandResponse | 0 | 0 | 0 | 0 | 0 | 0
IGCC-CCS | 0 | 0 | 0 | 0 | 0 | 0
WT_off | 0 | 0 | 0 | 0 | 0 | 0
PseudoUnit | 0 | 0 | 0 | 0 | 0 | 0
FixedInterchange | 0 | 0 | 0 | 0 | 0 | 0
NOx Emissions (MMshortTons): EI
ReportingType | 2015 | 2020 | 2025 | 2030 | 2035 | 2040
BM | 0 | 0 | 0 | 0 | 0 | 0
CC | 0.04 | 0.05 | 0.04 | 0.04 | 0.04 | 0.05
CSP | 0 | 0 | 0 | 0 | 0 | 0
CT | 0 | 0 | 0 | 0 | 0 | 0
Coal | 1.14 | 0.92 | 0.95 | 0.96 | 0.98 | 1.01
Geo | 0 | 0 | 0 | 0 | 0 | 0
H | 0 | 0 | 0 | 0 | 0 | 0
LFG | 0 | 0 | 0 | 0 | 0 | 0
Nuc | 0 | 0 | 0 | 0 | 0 | 0
PS | 0 | 0 | 0 | 0 | 0 | 0
PV | 0 | 0 | 0 | 0 | 0 | 0
PeakG | 0 | 0.01 | 0.01 | 0 | 0.01 | 0.01
PeakO | 0 | 0 | 0 | 0 | 0 | 0
ST | 0 | 0 | 0 | 0 | 0 | 0
STOG | 0 | 0 | 0 | 0 | 0 | 0
STWD | 0 | 0 | 0 | 0 | 0 | 0
WT | 0 | 0 | 0 | 0 | 0 | 0
IGCC | 0 | 0 | 0 | 0 | 0 | 0
DemandResponse | 0 | 0 | 0 | 0 | 0 | 0
IGCC-CCS | 0 | 0 | 0 | 0 | 0 | 0
WT_off | 0 | 0 | 0 | 0 | 0 | 0
PseudoUnit | 0 | 0 | 0 | 0 | 0 | 0
FixedInterchange | 0 | 0 | 0 | 0 | 0 | 0
NOx Emissions (MMshortTons): Outside_EI
ReportingType | 2015 | 2020 | 2025 | 2030 | 2035 | 2040
BM | 0 | 0 | 0 | 0 | 0 | 0
CC | 0.03 | 0.02 | 0.02 | 0.02 | 0.02 | 0.02
CSP | 0 | 0 | 0 | 0 | 0 | 0
CT | 0 | 0 | 0 | 0 | 0 | 0
Coal | 0.39 | 0.4 | 0.41 | 0.41 | 0.41 | 0.42
Geo | 0 | 0 | 0 | 0 | 0 | 0
H | 0 | 0 | 0 | 0 | 0 | 0
LFG | 0 | 0 | 0 | 0 | 0 | 0
Nuc | 0 | 0 | 0 | 0 | 0 | 0
PS | 0 | 0 | 0 | 0 | 0 | 0
PV | 0 | 0 | 0 | 0 | 0 | 0
PeakG | 0 | 0 | 0 | 0 | 0 | 0
PeakO | 0 | 0 | 0 | 0 | 0 | 0
ST | 0 | 0 | 0 | 0 | 0 | 0
STOG | 0 | 0 | 0 | 0 | 0 | 0
STWD | 0 | 0 | 0 | 0 | 0 | 0
WT | 0 | 0 | 0 | 0 | 0 | 0
IGCC | 0 | 0 | 0 | 0 | 0 | 0
DemandResponse | 0 | 0 | 0 | 0 | 0 | 0
IGCC-CCS | 0 | 0 | 0 | 0 | 0 | 0
WT_off | 0 | 0 | 0 | 0 | 0 | 0
PseudoUnit | 0 | 0 | 0 | 0 | 0 | 0
FixedInterchange | 0 | 0 | 0 | 0 | 0 | 0
CO2 Emissions (MMshortTons): Entergy
ReportingType | 2015 | 2020 | 2025 | 2030 | 2035 | 2040
BM | 0 | 0 | 0 | 0 | 0 | 0
CC | 24.54 | 29.41 | 23.11 | 21.36 | 19.83 | 20.91
CSP | 0 | 0 | 0 | 0 | 0 | 0
CT | 0 | 0 | 0 | 0 | 0 | 0
Coal | 64.7 | 53.86 | 59.27 | 60.01 | 60.01 | 60.01
Geo | 0 | 0 | 0 | 0 | 0 | 0
H | 0 | 0 | 0 | 0 | 0 | 0
LFG | 0 | 0 | 0 | 0 | 0 | 0
Nuc | 0 | 0 | 0 | 0 | 0 | 0
PS | 0 | 0 | 0 | 0 | 0 | 0
PV | 0 | 0 | 0 | 0 | 0 | 0
PeakG | 0 | 0.33 | 0 | 0 | 0 | 0
PeakO | 0 | 0 | 0 | 0 | 0 | 0
ST | 0 | 0 | 0 | 0 | 0 | 0
STOG | 0.51 | 0 | 0 | 0 | 0 | 0
STWD | 0 | 0 | 0 | 0 | 0 | 0
WT | 0 | 0 | 0 | 0 | 0 | 0
IGCC | 0 | 0 | 0 | 0 | 0 | 0
DemandResponse | 0 | 0 | 0 | 0 | 0 | 0
IGCC-CCS | 0 | 0 | 0 | 0 | 0 | 0
WT_off | 0 | 0 | 0 | 0 | 0 | 0
PseudoUnit | 0 | 0 | 0 | 0 | 0 | 0
FixedInterchange | 0 | 0 | 0 | 0 | 0 | 0
CO2 Emissions (MMshortTons): FRCC
ReportingType | 2015 | 2020 | 2025 | 2030 | 2035 | 2040
BM | 0 | 0 | 0 | 0 | 0 | 0
CC | 60.48 | 61.26 | 60.26 | 61.74 | 69.58 | 72.58
CSP | 0 | 0 | 0 | 0 | 0 | 0
CT | 0.32 | 0.82 | 0.87 | 1 | 0 | 0
Coal | 57.77 | 59.22 | 64.56 | 66.24 | 67.83 | 68.86
Geo | 0 | 0 | 0 | 0 | 0 | 0
H | 0 | 0 | 0 | 0 | 0 | 0
LFG | 0 | 0 | 0 | 0 | 0 | 0
Nuc | 0 | 0 | 0 | 0 | 0 | 0
PS | 0 | 0 | 0 | 0 | 0 | 0
PV | 0 | 0 | 0 | 0 | 0 | 0
PeakG | 0.36 | 1.42 | 1.53 | 1.62 | 1.9 | 2.11
PeakO | 0 | 0 | 0 | 0 | 0 | 0
ST | 0 | 0 | 0 | 0 | 0 | 0
STOG | 0.39 | 0 | 0 | 0 | 0 | 0
STWD | 0 | 0 | 0 | 0 | 0 | 0
WT | 0 | 0 | 0 | 0 | 0 | 0
IGCC | 0 | 0 | 0 | 0 | 0 | 0
DemandResponse | 0 | 0 | 0 | 0 | 0 | 0
IGCC-CCS | 0 | 0 | 0 | 0 | 0 | 0
WT_off | 0 | 0 | 0 | 0 | 0 | 0
PseudoUnit | 0 | 0 | 0 | 0 | 0 | 0
FixedInterchange | 0 | 0 | 0 | 0 | 0 | 0
CO2 Emissions (MMshortTons): MAPP_US
ReportingType | 2015 | 2020 | 2025 | 2030 | 2035 | 2040
BM | 0 | 0 | 0 | 0 | 0 | 0
CC | 0 | 0 | 0 | 0 | 0 | 0
CSP | 0 | 0 | 0 | 0 | 0 | 0
CT | 0 | 0 | 0.01 | 0.01 | 0 | 0
Coal | 22.4 | 19.85 | 19.85 | 19.85 | 19.85 | 19.85
Geo | 0 | 0 | 0 | 0 | 0 | 0
H | 0 | 0 | 0 | 0 | 0 | 0
LFG | 0 | 0 | 0 | 0 | 0 | 0
Nuc | 0 | 0 | 0 | 0 | 0 | 0
PS | 0 | 0 | 0 | 0 | 0 | 0
PV | 0 | 0 | 0 | 0 | 0 | 0
PeakG | 0.01 | 0.1 | 0.01 | 0.01 | 0.02 | 0
PeakO | 0 | 0 | 0 | 0 | 0 | 0
ST | 0 | 0 | 0 | 0 | 0 | 0
STOG | 0 | 0 | 0 | 0 | 0 | 0
STWD | 0 | 0 | 0 | 0 | 0 | 0
WT | 0 | 0 | 0 | 0 | 0 | 0
IGCC | 0 | 0 | 0 | 0 | 0 | 0
DemandResponse | 0 | 0 | 0 | 0 | 0 | 0
IGCC-CCS | 0 | 0 | 0 | 0 | 0 | 0
WT_off | 0 | 0 | 0 | 0 | 0 | 0
PseudoUnit | 0 | 0 | 0 | 0 | 0 | 0
FixedInterchange | 0 | 0 | 0 | 0 | 0 | 0
CO2 Emissions (MMshortTons): MISO_IN
ReportingType | 2015 | 2020 | 2025 | 2030 | 2035 | 2040
BM | 0 | 0 | 0 | 0 | 0 | 0
CC | 1.49 | 2.53 | 1.61 | 1.49 | 1.61 | 2.12
CSP | 0 | 0 | 0 | 0 | 0 | 0
CT | 0 | 0 | 0 | 0 | 0 | 0
Coal | 87.26 | 90.84 | 93.79 | 94.48 | 97.36 | 98.66
Geo | 0 | 0 | 0 | 0 | 0 | 0
H | 0 | 0 | 0 | 0 | 0 | 0
LFG | 0 | 0 | 0 | 0 | 0 | 0
Nuc | 0 | 0 | 0 | 0 | 0 | 0
PS | 0 | 0 | 0 | 0 | 0 | 0
PV | 0 | 0 | 0 | 0 | 0 | 0
PeakG | 0.01 | 0.06 | 0.07 | 0.07 | 0.07 | 0.2
PeakO | 0 | 0 | 0 | 0 | 0 | 0
ST | 0 | 0 | 0 | 0 | 0 | 0
STOG | 0.04 | 0.08 | 0 | 0 | 0 | 0
STWD | 0 | 0 | 0 | 0 | 0 | 0
WT | 0 | 0 | 0 | 0 | 0 | 0
IGCC | 4.15 | 4.15 | 4.15 | 4.15 | 4.15 | 4.15
DemandResponse | 0 | 0 | 0 | 0 | 0 | 0
IGCC-CCS | 0 | 0 | 0 | 0 | 0 | 0
WT_off | 0 | 0 | 0 | 0 | 0 | 0
PseudoUnit | 0 | 0 | 0 | 0 | 0 | 0
FixedInterchange | 0 | 0 | 0 | 0 | 0 | 0
CO2 Emissions (MMshortTons): MISO_MI
ReportingType | 2015 | 2020 | 2025 | 2030 | 2035 | 2040
BM | 0 | 0 | 0 | 0 | 0 | 0
CC | 5.24 | 6.25 | 3.78 | 3.61 | 4.56 | 4.46
CSP | 0 | 0 | 0 | 0 | 0 | 0
CT | 0 | 0 | 0 | 0 | 0 | 0
Coal | 46.91 | 41.14 | 41.14 | 41.14 | 41.14 | 41.14
Geo | 0 | 0 | 0 | 0 | 0 | 0
H | 0 | 0 | 0 | 0 | 0 | 0
LFG | 0 | 0 | 0 | 0 | 0 | 0
Nuc | 0 | 0 | 0 | 0 | 0 | 0
PS | 0 | 0 | 0 | 0 | 0 | 0
PV | 0 | 0 | 0 | 0 | 0 | 0
PeakG | 0.02 | 0.07 | 0.08 | 0.08 | 0.2 | 0.18
PeakO | 0 | 0 | 0 | 0 | 0 | 0
ST | 0 | 0 | 0 | 0 | 0 | 0
STOG | 0.31 | 0.71 | 0 | 0 | 0 | 0
STWD | 0 | 0 | 0 | 0 | 0 | 0
WT | 0 | 0 | 0 | 0 | 0 | 0
IGCC | 0 | 0 | 0 | 0 | 0 | 0
DemandResponse | 0 | 0 | 0 | 0 | 0 | 0
IGCC-CCS | 0 | 0 | 0 | 0 | 0 | 0
WT_off | 0 | 0 | 0 | 0 | 0 | 0
PseudoUnit | 0 | 0 | 0 | 0 | 0 | 0
FixedInterchange | 0 | 0 | 0 | 0 | 0 | 0
CO2 Emissions (MMshortTons): MISO_MO-IL
ReportingType | 2015 | 2020 | 2025 | 2030 | 2035 | 2040
BM | 0 | 0 | 0 | 0 | 0 | 0
CC | 1.04 | 1.52 | 1.04 | 0.8 | 1.04 | 0.79
CSP | 0 | 0 | 0 | 0 | 0 | 0
CT | 0 | 0 | 0 | 0 | 0 | 0
Coal | 97.25 | 73.63 | 76.93 | 76.9 | 80.03 | 80.03
Geo | 0 | 0 | 0 | 0 | 0 | 0
H | 0 | 0 | 0 | 0 | 0 | 0
LFG | 0 | 0 | 0 | 0 | 0 | 0
Nuc | 0 | 0 | 0 | 0 | 0 | 0
PS | 0 | 0 | 0 | 0 | 0 | 0
PV | 0 | 0 | 0 | 0 | 0 | 0
PeakG | 0.1 | 0.39 | 0.56 | 0.44 | 0.6 | 0.49
PeakO | 0 | 0 | 0 | 0 | 0 | 0
ST | 0 | 0 | 0 | 0 | 0 | 0
STOG | 0.08 | 0.15 | 0 | 0 | 0 | 0
STWD | 0 | 0 | 0 | 0 | 0 | 0
WT | 0 | 0 | 0 | 0 | 0 | 0
IGCC | 0 | 0 | 0 | 0 | 0 | 0
DemandResponse | 0 | 0 | 0 | 0 | 0 | 0
IGCC-CCS | 0 | 0 | 0 | 0 | 0 | 0
WT_off | 0 | 0 | 0 | 0 | 0 | 0
PseudoUnit | 0 | 0 | 0 | 0 | 0 | 0
FixedInterchange | 0 | 0 | 0 | 0 | 0 | 0
CO2 Emissions (MMshortTons): MISO_W
ReportingType | 2015 | 2020 | 2025 | 2030 | 2035 | 2040
BM | 0 | 0 | 0 | 0 | 0 | 0
CC | 3.76 | 3.83 | 2.49 | 1.64 | 1.95 | 1.76
CSP | 0 | 0 | 0 | 0 | 0 | 0
CT | 0 | 0 | 0 | 0 | 0 | 0
Coal | 90.53 | 87.24 | 87.24 | 87.24 | 111.76 | 125.35
Geo | 0 | 0 | 0 | 0 | 0 | 0
H | 0 | 0 | 0 | 0 | 0 | 0
LFG | 0 | 0 | 0 | 0 | 0 | 0
Nuc | 0 | 0 | 0 | 0 | 0 | 0
PS | 0 | 0 | 0 | 0 | 0 | 0
PV | 0 | 0 | 0 | 0 | 0 | 0
PeakG | 0.21 | 0.26 | 0.21 | 0.17 | 0.21 | 0.17
PeakO | 0 | 0 | 0 | 0 | 0 | 0
ST | 0 | 0 | 0 | 0 | 0 | 0
STOG | 0.01 | 0.01 | 0 | 0 | 0 | 0
STWD | 0 | 0 | 0 | 0 | 0 | 0
WT | 0 | 0 | 0 | 0 | 0 | 0
IGCC | 0 | 0 | 0 | 0 | 0 | 0
DemandResponse | 0 | 0 | 0 | 0 | 0 | 0
IGCC-CCS | 0 | 0 | 0 | 0 | 0 | 0
WT_off | 0 | 0 | 0 | 0 | 0 | 0
PseudoUnit | 0 | 0 | 0 | 0 | 0 | 0
FixedInterchange | 0 | 0 | 0 | 0 | 0 | 0
CO2 Emissions (MMshortTons): MISO_WUMS
ReportingType | 2015 | 2020 | 2025 | 2030 | 2035 | 2040
BM | 0 | 0 | 0 | 0 | 0 | 0
CC | 6.05 | 6.48 | 4.28 | 3.28 | 4.7 | 4.27
CSP | 0 | 0 | 0 | 0 | 0 | 0
CT | 0 | 0 | 0 | 0 | 0 | 0
Coal | 26.05 | 29.71 | 31.88 | 32.85 | 36.29 | 36.81
Geo | 0 | 0 | 0 | 0 | 0 | 0
H | 0 | 0 | 0 | 0 | 0 | 0
LFG | 0 | 0 | 0 | 0 | 0 | 0
Nuc | 0 | 0 | 0 | 0 | 0 | 0
PS | 0 | 0 | 0 | 0 | 0 | 0
PV | 0 | 0 | 0 | 0 | 0 | 0
PeakG | 0.05 | 0.07 | 0.08 | 0.07 | 0.21 | 0.21
PeakO | 0 | 0 | 0 | 0 | 0 | 0
ST | 0 | 0 | 0 | 0 | 0 | 0
STOG | 0 | 0 | 0 | 0 | 0 | 0
STWD | 0 | 0 | 0 | 0 | 0 | 0
WT | 0 | 0 | 0 | 0 | 0 | 0
IGCC | 0 | 0 | 0 | 0 | 0 | 0
DemandResponse | 0 | 0 | 0 | 0 | 0 | 0
IGCC-CCS | 0 | 0 | 0 | 0 | 0 | 0
WT_off | 0 | 0 | 0 | 0 | 0 | 0
PseudoUnit | 0 | 0 | 0 | 0 | 0 | 0
FixedInterchange | 0 | 0 | 0 | 0 | 0 | 0
CO2 Emissions (MMshortTons): Nebraska
ReportingType | 2015 | 2020 | 2025 | 2030 | 2035 | 2040
BM | 0 | 0 | 0 | 0 | 0 | 0
CC | 0.12 | 0.21 | 0.12 | 0.13 | 0.15 | 0.13
CSP | 0 | 0 | 0 | 0 | 0 | 0
CT | 0 | 0 | 0 | 0 | 0 | 0
Coal | 35.38 | 35.33 | 35.12 | 35.04 | 35.35 | 35.35
Geo | 0 | 0 | 0 | 0 | 0 | 0
H | 0 | 0 | 0 | 0 | 0 | 0
LFG | 0 | 0 | 0 | 0 | 0 | 0
Nuc | 0 | 0 | 0 | 0 | 0 | 0
PS | 0 | 0 | 0 | 0 | 0 | 0
PV | 0 | 0 | 0 | 0 | 0 | 0
PeakG | 0.04 | 0.08 | 0.06 | 0.04 | 0.09 | 0.06
PeakO | 0 | 0 | 0 | 0 | 0 | 0
ST | 0 | 0 | 0 | 0 | 0 | 0
STOG | 0 | 0 | 0 | 0 | 0 | 0
STWD | 0 | 0 | 0 | 0 | 0 | 0
WT | 0 | 0 | 0 | 0 | 0 | 0
IGCC | 0 | 0 | 0 | 0 | 0 | 0
DemandResponse | 0 | 0 | 0 | 0 | 0 | 0
IGCC-CCS | 0 | 0 | 0 | 0 | 0 | 0
WT_off | 0 | 0 | 0 | 0 | 0 | 0
PseudoUnit | 0 | 0 | 0 | 0 | 0 | 0
FixedInterchange | 0 | 0 | 0 | 0 | 0 | 0
CO2 Emissions (MMshortTons): NEISO
ReportingType | 2015 | 2020 | 2025 | 2030 | 2035 | 2040
BM | 0 | 0 | 0 | 0 | 0 | 0
CC | 14.26 | 9.57 | 7.12 | 7.2 | 12.04 | 14.21
CSP | 0 | 0 | 0 | 0 | 0 | 0
CT | 0 | 0.01 | 0.01 | 0.01 | 0 | 0
Coal | 0.04 | 0 | 0 | 0 | 0 | 0
Geo | 0 | 0 | 0 | 0 | 0 | 0
H | 0 | 0 | 0 | 0 | 0 | 0
LFG | 0 | 0 | 0 | 0 | 0 | 0
Nuc | 0 | 0 | 0 | 0 | 0 | 0
PS | 0 | 0 | 0 | 0 | 0 | 0
PV | 0 | 0 | 0 | 0 | 0 | 0
PeakG | 0.02 | 0.02 | 0.02 | 0.02 | 0.02 | 0.04
PeakO | 0 | 0 | 0 | 0 | 0 | 0
ST | 0 | 0 | 0 | 0 | 0 | 0
STOG | 0 | 0 | 0 | 0 | 0 | 0
STWD | 0 | 0 | 0 | 0 | 0 | 0
WT | 0 | 0 | 0 | 0 | 0 | 0
IGCC | 0 | 0 | 0 | 0 | 0 | 0
DemandResponse | 0 | 0 | 0 | 0 | 0 | 0
IGCC-CCS | 0 | 0 | 0 | 0 | 0 | 0
WT_off | 0 | 0 | 0 | 0 | 0 | 0
PseudoUnit | 0 | 0 | 0 | 0 | 0 | 0
FixedInterchange | 0 | 0 | 0 | 0 | 0 | 0
CO2 Emissions (MMshortTons): NonRTO_Midwest
ReportingType | 2015 | 2020 | 2025 | 2030 | 2035 | 2040
BM | 0 | 0 | 0 | 0 | 0 | 0
CC | 0 | 0 | 0 | 0 | 0 | 0
CSP | 0 | 0 | 0 | 0 | 0 | 0
CT | 0 | 0 | 0 | 0 | 0 | 0
Coal | 59.52 | 58.53 | 57.74 | 58.18 | 60.49 | 60.49
Geo | 0 | 0 | 0 | 0 | 0 | 0
H | 0 | 0 | 0 | 0 | 0 | 0
LFG | 0 | 0 | 0 | 0 | 0 | 0
Nuc | 0 | 0 | 0 | 0 | 0 | 0
PS | 0 | 0 | 0 | 0 | 0 | 0
PV | 0 | 0 | 0 | 0 | 0 | 0
PeakG | 0.11 | 0.63 | 0.25 | 0.21 | 0.34 | 0.19
PeakO | 0 | 0 | 0 | 0 | 0 | 0
ST | 0 | 0 | 0 | 0 | 0 | 0
STOG | 0 | 0 | 0 | 0 | 0 | 0
STWD | 0 | 0 | 0 | 0 | 0 | 0
WT | 0 | 0 | 0 | 0 | 0 | 0
IGCC | 0 | 0 | 0 | 0 | 0 | 0
DemandResponse | 0 | 0 | 0 | 0 | 0 | 0
IGCC-CCS | 0 | 0 | 0 | 0 | 0 | 0
WT_off | 0 | 0 | 0 | 0 | 0 | 0
PseudoUnit | 0 | 0 | 0 | 0 | 0 | 0
FixedInterchange | 0 | 0 | 0 | 0 | 0 | 0
CO2 Emissions (MMshortTons): NYISO_A-F
ReportingType | 2015 | 2020 | 2025 | 2030 | 2035 | 2040
BM | 0 | 0 | 0 | 0 | 0 | 0
CC | 2.28 | 2.44 | 2.25 | 2.29 | 4.74 | 5.52
CSP | 0 | 0 | 0 | 0 | 0 | 0
CT | 0 | 0 | 0 | 0 | 0 | 0
Coal | 0 | 0 | 0 | 0 | 0 | 0
Geo | 0 | 0 | 0 | 0 | 0 | 0
H | 0 | 0 | 0 | 0 | 0 | 0
LFG | 0 | 0 | 0 | 0 | 0 | 0
Nuc | 0 | 0 | 0 | 0 | 0 | 0
PS | 0 | 0 | 0 | 0 | 0 | 0
PV | 0 | 0 | 0 | 0 | 0 | 0
PeakG | 0 | 0 | 0 | 0 | 0 | 0.02
PeakO | 0 | 0 | 0 | 0 | 0 | 0
ST | 0 | 0 | 0 | 0 | 0 | 0
STOG | 0 | 0 | 0 | 0 | 0 | 0
STWD | 0 | 0 | 0 | 0 | 0 | 0
WT | 0 | 0 | 0 | 0 | 0 | 0
IGCC | 0 | 0 | 0 | 0 | 0 | 0
DemandResponse | 0 | 0 | 0 | 0 | 0 | 0
IGCC-CCS | 0 | 0 | 0 | 0 | 0 | 0
WT_off | 0 | 0 | 0 | 0 | 0 | 0
PseudoUnit | 0 | 0 | 0 | 0 | 0 | 0
FixedInterchange | 0 | 0 | 0 | 0 | 0 | 0
CO2 Emissions (MMshortTons): NYISO_G-I
ReportingType | 2015 | 2020 | 2025 | 2030 | 2035 | 2040
BM | 0 | 0 | 0 | 0 | 0 | 0
CC | 2.35 | 2.67 | 2.34 | 1.74 | 5.92 | 12.24
CSP | 0 | 0 | 0 | 0 | 0 | 0
CT | 0 | 0 | 0 | 0 | 0 | 0
Coal | 1.94 | 0 | 0 | 0 | 0 | 0
Geo | 0 | 0 | 0 | 0 | 0 | 0
H | 0 | 0 | 0 | 0 | 0 | 0
LFG | 0 | 0 | 0 | 0 | 0 | 0
Nuc | 0 | 0 | 0 | 0 | 0 | 0
PS | 0 | 0 | 0 | 0 | 0 | 0
PV | 0 | 0 | 0 | 0 | 0 | 0
PeakG | 0 | 0 | 0 | 0 | 0 | 0
PeakO | 0 | 0 | 0 | 0 | 0 | 0
ST | 0 | 0 | 0 | 0 | 0 | 0
STOG | 0 | 0 | 0 | 0 | 0 | 0
STWD | 0 | 0 | 0 | 0 | 0 | 0
WT | 0 | 0 | 0 | 0 | 0 | 0
IGCC | 0 | 0 | 0 | 0 | 0 | 0
DemandResponse | 0 | 0 | 0 | 0 | 0 | 0
IGCC-CCS | 0 | 0 | 0 | 0 | 0 | 0
WT_off | 0 | 0 | 0 | 0 | 0 | 0
PseudoUnit | 0 | 0 | 0 | 0 | 0 | 0
FixedInterchange | 0 | 0 | 0 | 0 | 0 | 0
CO2 Emissions (MMshortTons): NYISO_J-K
ReportingType | 2015 | 2020 | 2025 | 2030 | 2035 | 2040
BM | 0 | 0 | 0 | 0 | 0 | 0
CC | 8.61 | 10.08 | 9.72 | 8.89 | 10.6 | 12.58
CSP | 0 | 0 | 0 | 0 | 0 | 0
CT | 0 | 0 | 0 | 0 | 0 | 0
Coal | 0 | 0 | 0 | 0 | 0 | 0
Geo | 0 | 0 | 0 | 0 | 0 | 0
H | 0 | 0 | 0 | 0 | 0 | 0
LFG | 0 | 0 | 0 | 0 | 0 | 0
Nuc | 0 | 0 | 0 | 0 | 0 | 0
PS | 0 | 0 | 0 | 0 | 0 | 0
PV | 0 | 0 | 0 | 0 | 0 | 0
PeakG | 0.05 | 0.22 | 0.22 | 0.22 | 0.37 | 0.4
PeakO | 0 | 0.01 | 0.07 | 0.07 | 0.08 | 0.08
ST | 0 | 0 | 0 | 0 | 0 | 0
STOG | 0.37 | 0.56 | 0.49 | 0.5 | 0.63 | 0.78
STWD | 0 | 0 | 0 | 0 | 0 | 0
WT | 0 | 0 | 0 | 0 | 0 | 0
IGCC | 0 | 0 | 0 | 0 | 0 | 0
DemandResponse | 0 | 0 | 0 | 0 | 0 | 0
IGCC-CCS | 0 | 0 | 0 | 0 | 0 | 0
WT_off | 0 | 0 | 0 | 0 | 0 | 0
PseudoUnit | 0 | 0 | 0 | 0 | 0 | 0
FixedInterchange | 0 | 0 | 0 | 0 | 0 | 0
CO2 Emissions (MMshortTons): PJM_E
ReportingType | 2015 | 2020 | 2025 | 2030 | 2035 | 2040
BM | 0 | 0 | 0 | 0 | 0 | 0
CC | 7.65 | 14.51 | 13.27 | 12.47 | 22.96 | 28.77
CSP | 0 | 0 | 0 | 0 | 0 | 0
CT | 0 | 0 | 0 | 0 | 0 | 0
Coal | 0.23 | 0.15 | 0.16 | 0.16 | 0.2 | 0.2
Geo | 0 | 0 | 0 | 0 | 0 | 0
H | 0 | 0 | 0 | 0 | 0 | 0
LFG | 0 | 0 | 0 | 0 | 0 | 0
Nuc | 0 | 0 | 0 | 0 | 0 | 0
PS | 0 | 0 | 0 | 0 | 0 | 0
PV | 0 | 0 | 0 | 0 | 0 | 0
PeakG | 0.05 | 0.06 | 0.35 | 0.35 | 0.71 | 0.85
PeakO | 0 | 0 | 0 | 0 | 0 | 0
ST | 0 | 0 | 0 | 0 | 0 | 0
STOG | 0 | 0 | 0 | 0 | 0 | 0
STWD | 0 | 0 | 0 | 0 | 0 | 0
WT | 0 | 0 | 0 | 0 | 0 | 0
IGCC | 0 | 0 | 0 | 0 | 0 | 0
DemandResponse | 0 | 0 | 0 | 0 | 0 | 0
IGCC-CCS | 0 | 0 | 0 | 0 | 0 | 0
WT_off | 0 | 0 | 0 | 0 | 0 | 0
PseudoUnit | 0 | 0 | 0 | 0 | 0 | 0
FixedInterchange | 0 | 0 | 0 | 0 | 0 | 0
CO2 Emissions (MMshortTons): PJM_ROM
ReportingType | 2015 | 2020 | 2025 | 2030 | 2035 | 2040
BM | 0 | 0 | 0 | 0 | 0 | 0
CC | 4.35 | 7.96 | 7.52 | 7.3 | 12.15 | 15.45
CSP | 0 | 0 | 0 | 0 | 0 | 0
CT | 0 | 0 | 0 | 0 | 0 | 0
Coal | 49.43 | 56.34 | 58.75 | 61.84 | 62.44 | 62.44
Geo | 0 | 0 | 0 | 0 | 0 | 0
H | 0 | 0 | 0 | 0 | 0 | 0
LFG | 0 | 0 | 0 | 0 | 0 | 0
Nuc | 0 | 0 | 0 | 0 | 0 | 0
PS | 0 | 0 | 0 | 0 | 0 | 0
PV | 0 | 0 | 0 | 0 | 0 | 0
PeakG | 0.01 | 0.03 | 0.03 | 0.03 | 0.39 | 0.42
PeakO | 0 | 0 | 0 | 0 | 0 | 0
ST | 0 | 0 | 0 | 0 | 0 | 0
STOG | 0 | 0 | 0 | 0 | 0 | 0
STWD | 0 | 0 | 0 | 0 | 0 | 0
WT | 0 | 0 | 0 | 0 | 0 | 0
IGCC | 0 | 0 | 0 | 0 | 0 | 0
DemandResponse | 0 | 0 | 0 | 0 | 0 | 0
IGCC-CCS | 0 | 0 | 0 | 0 | 0 | 0
WT_off | 0 | 0 | 0 | 0 | 0 | 0
PseudoUnit | 0 | 0 | 0 | 0 | 0 | 0
FixedInterchange | 0 | 0 | 0 | 0 | 0 | 0
CO2 Emissions (MMshortTons): PJM_ROR
ReportingType | 2015 | 2020 | 2025 | 2030 | 2035 | 2040
BM | 0 | 0 | 0 | 0 | 0 | 0
CC | 24.31 | 26.23 | 19.1 | 18.67 | 23.89 | 25.18
CSP | 0 | 0 | 0 | 0 | 0 | 0
CT | 0 | 0.01 | 0 | 0 | 0 | 0
Coal | 360.51 | 269.7 | 270.48 | 271.24 | 272.87 | 273.83
Geo | 0 | 0 | 0 | 0 | 0 | 0
H | 0 | 0 | 0 | 0 | 0 | 0
LFG | 0 | 0 | 0 | 0 | 0 | 0
Nuc | 0 | 0 | 0 | 0 | 0 | 0
PS | 0 | 0 | 0 | 0 | 0 | 0
PV | 0 | 0 | 0 | 0 | 0 | 0
PeakG | 0.95 | 1.53 | 1 | 0.96 | 1.55 | 2.5
PeakO | 0 | 0 | 0 | 0 | 0 | 0
ST | 0 | 0 | 0 | 0 | 0 | 0
STOG | 0 | 0 | 0 | 0 | 0 | 0
STWD | 0 | 0 | 0 | 0 | 0 | 0
WT | 0 | 0 | 0 | 0 | 0 | 0
IGCC | 0 | 0 | 0 | 0 | 0 | 0
DemandResponse | 0 | 0 | 0 | 0 | 0 | 0
IGCC-CCS | 0 | 0 | 0 | 0 | 0 | 0
WT_off | 0 | 0 | 0 | 0 | 0 | 0
PseudoUnit | 0 | 0 | 0 | 0 | 0 | 0
FixedInterchange | 0 | 0 | 0 | 0 | 0 | 0
CO2 Emissions (MMshortTons): SOCO
ReportingType | 2015 | 2020 | 2025 | 2030 | 2035 | 2040
BM | 0 | 0 | 0 | 0 | 0 | 0
CC | 40.38 | 42.62 | 34.5 | 35.01 | 34.79 | 22
CSP | 0 | 0 | 0 | 0 | 0 | 0
CT | 0 | 0 | 0 | 0 | 0 | 0
Coal | 107.95 | 94.61 | 111.58 | 111.58 | 111.58 | 179.39
Geo | 0 | 0 | 0 | 0 | 0 | 0
H | 0 | 0 | 0 | 0 | 0 | 0
LFG | 0 | 0 | 0 | 0 | 0 | 0
Nuc | 0 | 0 | 0 | 0 | 0 | 0
PS | 0 | 0 | 0 | 0 | 0 | 0
PV | 0 | 0 | 0 | 0 | 0 | 0
PeakG | 0.12 | 0.6 | 0.24 | 0.05 | 0.08 | 0
PeakO | 0 | 0 | 0 | 0 | 0 | 0
ST | 0 | 0 | 0 | 0 | 0 | 0
STOG | 0 | 0 | 0 | 0 | 0 | 0
STWD | 0 | 0 | 0 | 0 | 0 | 0
WT | 0 | 0 | 0 | 0 | 0 | 0
IGCC | 0 | 0 | 0 | 0 | 0 | 0
DemandResponse | 0 | 0 | 0 | 0 | 0 | 0
IGCC-CCS | 0 | 0 | 0 | 0 | 0 | 0
WT_off | 0 | 0 | 0 | 0 | 0 | 0
PseudoUnit | 0 | 0 | 0 | 0 | 0 | 0
FixedInterchange | 0 | 0 | 0 | 0 | 0 | 0
CO2 Emissions (MMshortTons): SPP_N
ReportingType | 2015 | 2020 | 2025 | 2030 | 2035 | 2040
BM | 0 | 0 | 0 | 0 | 0 | 0
CC | 2.68 | 1.67 | 1 | 0.91 | 0.65 | 0.53
CSP | 0 | 0 | 0 | 0 | 0 | 0
CT | 0 | 0 | 0 | 0 | 0 | 0
Coal | 68.81 | 62.32 | 62.32 | 62.32 | 62.32 | 62.32
Geo | 0 | 0 | 0 | 0 | 0 | 0
H | 0 | 0 | 0 | 0 | 0 | 0
LFG | 0 | 0 | 0 | 0 | 0 | 0
Nuc | 0 | 0 | 0 | 0 | 0 | 0
PS | 0 | 0 | 0 | 0 | 0 | 0
PV | 0 | 0 | 0 | 0 | 0 | 0
PeakG | 0.09 | 0.51 | 0.41 | 0.37 | 0.21 | 0.2
PeakO | 0 | 0 | 0 | 0 | 0 | 0
ST | 0 | 0 | 0 | 0 | 0 | 0
STOG | 0.15 | 0 | 0 | 0 | 0 | 0
STWD | 0 | 0 | 0 | 0 | 0 | 0
WT | 0 | 0 | 0 | 0 | 0 | 0
IGCC | 0 | 0 | 0 | 0 | 0 | 0
DemandResponse | 0 | 0 | 0 | 0 | 0 | 0
IGCC-CCS | 0 | 0 | 0 | 0 | 0 | 0
WT_off | 0 | 0 | 0 | 0 | 0 | 0
PseudoUnit | 0 | 0 | 0 | 0 | 0 | 0
FixedInterchange | 0 | 0 | 0 | 0 | 0 | 0
CO2 Emissions (MMshortTons): SPP_S
ReportingType | 2015 | 2020 | 2025 | 2030 | 2035 | 2040
BM | 0 | 0 | 0 | 0 | 0 | 0
CC | 10.56 | 19.77 | 14.2 | 13.42 | 6.25 | 5.46
CSP | 0 | 0 | 0 | 0 | 0 | 0
CT | 0 | 0.13 | 0.18 | 0.18 | 0.07 | 0
Coal | 104.22 | 84.79 | 91.55 | 92.15 | 92.15 | 92.15
Geo | 0 | 0 | 0 | 0 | 0 | 0
H | 0 | 0 | 0 | 0 | 0 | 0
LFG | 0 | 0 | 0 | 0 | 0 | 0
Nuc | 0 | 0 | 0 | 0 | 0 | 0
PS | 0 | 0 | 0 | 0 | 0 | 0
PV | 0 | 0 | 0 | 0 | 0 | 0
PeakG | 0 | 0.26 | 0.6 | 0.4 | 0.24 | 0.22
PeakO | 0 | 0 | 0 | 0 | 0 | 0
ST | 0 | 0 | 0 | 0 | 0 | 0
STOG | 0.61 | 0.9 | 0 | 0 | 0 | 0
STWD | 0 | 0 | 0 | 0 | 0 | 0
WT | 0 | 0 | 0 | 0 | 0 | 0
IGCC | 0 | 0 | 0 | 0 | 0 | 0
DemandResponse | 0 | 0 | 0 | 0 | 0 | 0
IGCC-CCS | 0 | 0 | 0 | 0 | 0 | 0
WT_off | 0 | 0 | 0 | 0 | 0 | 0
PseudoUnit | 0 | 0 | 0 | 0 | 0 | 0
FixedInterchange | 0 | 0 | 0 | 0 | 0 | 0
CO2 Emissions (MMshortTons): TVA
ReportingType | 2015 | 2020 | 2025 | 2030 | 2035 | 2040
BM | 0 | 0 | 0 | 0 | 0 | 0
CC | 8.44 | 10.03 | 7.51 | 6.46 | 9.93 | 9.37
CSP | 0 | 0 | 0 | 0 | 0 | 0
CT | 0 | 0 | 0 | 0 | 0 | 0
Coal | 78.11 | 65.44 | 65.44 | 65.44 | 65.44 | 76.6
Geo | 0 | 0 | 0 | 0 | 0 | 0
H | 0 | 0 | 0 | 0 | 0 | 0
LFG | 0 | 0 | 0 | 0 | 0 | 0
Nuc | 0 | 0 | 0 | 0 | 0 | 0
PS | 0 | 0 | 0 | 0 | 0 | 0
PV | 0 | 0 | 0 | 0 | 0 | 0
PeakG | 0 | 0.06 | 0 | 0 | 0 | 0
PeakO | 0 | 0 | 0 | 0 | 0 | 0
ST | 0 | 0 | 0 | 0 | 0 | 0
STOG | 0 | 0 | 0 | 0 | 0 | 0
STWD | 0 | 0 | 0 | 0 | 0 | 0
WT | 0 | 0 | 0 | 0 | 0 | 0
IGCC | 0 | 0 | 0 | 0 | 0 | 0
DemandResponse | 0 | 0 | 0 | 0 | 0 | 0
IGCC-CCS | 0 | 0 | 0 | 0 | 0 | 0
WT_off | 0 | 0 | 0 | 0 | 0 | 0
PseudoUnit | 0 | 0 | 0 | 0 | 0 | 0
FixedInterchange | 0 | 0 | 0 | 0 | 0 | 0
CO2 Emissions (MMshortTons): TVA_Transmission
ReportingType | 2015 | 2020 | 2025 | 2030 | 2035 | 2040
BM | 0 | 0 | 0 | 0 | 0 | 0
CC | 0 | 0 | 0 | 0 | 0 | 0
CSP | 0 | 0 | 0 | 0 | 0 | 0
CT | 0 | 0 | 0 | 0 | 0 | 0
Coal | 0 | 0 | 0 | 0 | 0 | 0
Geo | 0 | 0 | 0 | 0 | 0 | 0
H | 0 | 0 | 0 | 0 | 0 | 0
LFG | 0 | 0 | 0 | 0 | 0 | 0
Nuc | 0 | 0 | 0 | 0 | 0 | 0
PS | 0 | 0 | 0 | 0 | 0 | 0
PV | 0 | 0 | 0 | 0 | 0 | 0
PeakG | 0 | 0 | 0 | 0 | 0 | 0
PeakO | 0 | 0 | 0 | 0 | 0 | 0
ST | 0 | 0 | 0 | 0 | 0 | 0
STOG | 0 | 0 | 0 | 0 | 0 | 0
STWD | 0 | 0 | 0 | 0 | 0 | 0
WT | 0 | 0 | 0 | 0 | 0 | 0
IGCC | 0 | 0 | 0 | 0 | 0 | 0
DemandResponse | 0 | 0 | 0 | 0 | 0 | 0
IGCC-CCS | 0 | 0 | 0 | 0 | 0 | 0
WT_off | 0 | 0 | 0 | 0 | 0 | 0
PseudoUnit | 0 | 0 | 0 | 0 | 0 | 0
FixedInterchange | 0 | 0 | 0 | 0 | 0 | 0
CO2 Emissions (MMshortTons): VACAR
ReportingType | 2015 | 2020 | 2025 | 2030 | 2035 | 2040
BM | 0 | 0 | 0 | 0 | 0 | 0
CC | 13.04 | 12.12 | 8.3 | 7.71 | 11.59 | 15.67
CSP | 0 | 0 | 0 | 0 | 0 | 0
CT | 0.05 | 0.17 | 0.09 | 0.09 | 0 | 0
Coal | 87.88 | 73.26 | 82.62 | 87.45 | 94 | 97.29
Geo | 0 | 0 | 0 | 0 | 0 | 0
H | 0 | 0 | 0 | 0 | 0 | 0
LFG | 0 | 0 | 0 | 0 | 0 | 0
Nuc | 0 | 0 | 0 | 0 | 0 | 0
PS | 0 | 0 | 0 | 0 | 0 | 0
PV | 0 | 0 | 0 | 0 | 0 | 0
PeakG | 0.1 | 0.53 | 0.44 | 0.47 | 1.56 | 1.88
PeakO | 0 | 0 | 0 | 0 | 0 | 0
ST | 0 | 0 | 0 | 0 | 0 | 0
STOG | 0 | 0 | 0 | 0 | 0 | 0
STWD | 0 | 0 | 0 | 0 | 0 | 0
WT | 0 | 0 | 0 | 0 | 0 | 0
IGCC | 0 | 0 | 0 | 0 | 0 | 0
DemandResponse | 0 | 0 | 0 | 0 | 0 | 0
IGCC-CCS | 0 | 0 | 0 | 0 | 0 | 0
WT_off | 0 | 0 | 0 | 0 | 0 | 0
PseudoUnit | 0 | 0 | 0 | 0 | 0 | 0
FixedInterchange | 0 | 0 | 0 | 0 | 0 | 0
CO2 Emissions (MMshortTons): IESO
ReportingType | 2015 | 2020 | 2025 | 2030 | 2035 | 2040
BM | 0 | 0 | 0 | 0 | 0 | 0
CC | 0.14 | 0.12 | 0.1 | 0.14 | 1.06 | 2.3
CSP | 0 | 0 | 0 | 0 | 0 | 0
CT | 0 | 0 | 0.01 | 0.01 | 0.01 | 0.02
Coal | 0 | 0 | 0 | 0 | 0 | 0
Geo | 0 | 0 | 0 | 0 | 0 | 0
H | 0 | 0 | 0 | 0 | 0 | 0
LFG | 0 | 0 | 0 | 0 | 0 | 0
Nuc | 0 | 0 | 0 | 0 | 0 | 0
PS | 0 | 0 | 0 | 0 | 0 | 0
PV | 0 | 0 | 0 | 0 | 0 | 0
PeakG | 0 | 0 | 0 | 0 | 0 | 0
PeakO | 0 | 0 | 0 | 0 | 0 | 0
ST | 0 | 0 | 0 | 0 | 0 | 0
STOG | 0 | 0 | 0 | 0 | 0 | 0
STWD | 0 | 0 | 0 | 0 | 0 | 0
WT | 0 | 0 | 0 | 0 | 0 | 0
IGCC | 0 | 0 | 0 | 0 | 0 | 0
DemandResponse | 0 | 0 | 0 | 0 | 0 | 0
IGCC-CCS | 0 | 0 | 0 | 0 | 0 | 0
WT_off | 0 | 0 | 0 | 0 | 0 | 0
PseudoUnit | 0 | 0 | 0 | 0 | 0 | 0
FixedInterchange | 0 | 0 | 0 | 0 | 0 | 0
CO2 Emissions (MMshortTons): MAPP_CA
ReportingType | 2015 | 2020 | 2025 | 2030 | 2035 | 2040
BM | 0 | 0 | 0 | 0 | 0 | 0
CC | 1.44 | 1.79 | 1.18 | 1.08 | 0.41 | 0
CSP | 0 | 0 | 0 | 0 | 0 | 0
CT | 0 | 0 | 0 | 0 | 0 | 0
Coal | 0.22 | 0.66 | 0 | 0 | 0 | 0
Geo | 0 | 0 | 0 | 0 | 0 | 0
H | 0 | 0 | 0 | 0 | 0 | 0
LFG | 0 | 0 | 0 | 0 | 0 | 0
Nuc | 0 | 0 | 0 | 0 | 0 | 0
PS | 0 | 0 | 0 | 0 | 0 | 0
PV | 0 | 0 | 0 | 0 | 0 | 0
PeakG | 0 | 0.01 | 0.01 | 0.01 | 0 | 0
PeakO | 0 | 0 | 0 | 0 | 0 | 0
ST | 0 | 0 | 0 | 0 | 0 | 0
STOG | 0 | 0 | 0 | 0 | 0 | 0
STWD | 0 | 0 | 0 | 0 | 0 | 0
WT | 0 | 0 | 0 | 0 | 0 | 0
IGCC | 0 | 0 | 0 | 0 | 0 | 0
DemandResponse | 0 | 0 | 0 | 0 | 0 | 0
IGCC-CCS | 0 | 0 | 0 | 0 | 0 | 0
WT_off | 0 | 0 | 0 | 0 | 0 | 0
PseudoUnit | 0 | 0 | 0 | 0 | 0 | 0
FixedInterchange | 0 | 0 | 0 | 0 | 0 | 0
CO2 Emissions (MMshortTons): AZ_NM_SNV_Coal
ReportingType | 2015 | 2020 | 2025 | 2030 | 2035 | 2040
BM | 0 | 0 | 0 | 0 | 0 | 0
CC | 0 | 0 | 0 | 0 | 0 | 0
CSP | 0 | 0 | 0 | 0 | 0 | 0
CT | 0 | 0 | 0 | 0 | 0 | 0
Coal | 74.48 | 78.78 | 78.78 | 78.78 | 78.89 | 111.36
Geo | 0 | 0 | 0 | 0 | 0 | 0
H | 0 | 0 | 0 | 0 | 0 | 0
LFG | 0 | 0 | 0 | 0 | 0 | 0
Nuc | 0 | 0 | 0 | 0 | 0 | 0
PS | 0 | 0 | 0 | 0 | 0 | 0
PV | 0 | 0 | 0 | 0 | 0 | 0
PeakG | 0 | 0 | 0 | 0 | 0 | 0
PeakO | 0 | 0 | 0 | 0 | 0 | 0
ST | 0 | 0 | 0 | 0 | 0 | 0
STOG | 0 | 0 | 0 | 0 | 0 | 0
STWD | 0 | 0 | 0 | 0 | 0 | 0
WT | 0 | 0 | 0 | 0 | 0 | 0
IGCC | 0 | 0 | 0 | 0 | 0 | 0
DemandResponse | 0 | 0 | 0 | 0 | 0 | 0
IGCC-CCS | 0 | 0 | 0 | 0 | 0 | 0
WT_off | 0 | 0 | 0 | 0 | 0 | 0
PseudoUnit | 0 | 0 | 0 | 0 | 0 | 0
FixedInterchange | 0 | 0 | 0 | 0 | 0 | 0
CO2 Emissions (MMshortTons): AZ_NM_SNV_Gas
ReportingType | 2015 | 2020 | 2025 | 2030 | 2035 | 2040
BM | 0 | 0 | 0 | 0 | 0 | 0
CC | 41.73 | 41.29 | 40.38 | 41.49 | 41.73 | 40.61
CSP | 0 | 0 | 0 | 0 | 0 | 0
CT | 0 | 0 | 0.02 | 0.05 | 0 | 0
Coal | 0 | 0 | 0 | 0 | 0 | 0
Geo | 0 | 0 | 0 | 0 | 0 | 0
H | 0 | 0 | 0 | 0 | 0 | 0
LFG | 0 | 0 | 0 | 0 | 0 | 0
Nuc | 0 | 0 | 0 | 0 | 0 | 0
PS | 0 | 0 | 0 | 0 | 0 | 0
PV | 0 | 0 | 0 | 0 | 0 | 0
PeakG | 0 | 0 | 0 | 0 | 0 | 0
PeakO | 0 | 0 | 0 | 0 | 0 | 0
ST | 0 | 0 | 0 | 0 | 0 | 0
STOG | 0 | 0 | 0 | 0 | 0 | 0
STWD | 0 | 0 | 0 | 0 | 0 | 0
WT | 0 | 0 | 0 | 0 | 0 | 0
IGCC | 0 | 0 | 0 | 0 | 0 | 0
DemandResponse | 0 | 0 | 0 | 0 | 0 | 0
IGCC-CCS | 0 | 0 | 0 | 0 | 0 | 0
WT_off | 0 | 0 | 0 | 0 | 0 | 0
PseudoUnit | 0 | 0 | 0 | 0 | 0 | 0
FixedInterchange | 0 | 0 | 0 | 0 | 0 | 0
CO2 Emissions (MMshortTons): AZ_NM_SNV_NucRenew
ReportingType | 2015 | 2020 | 2025 | 2030 | 2035 | 2040
BM | 0 | 0 | 0 | 0 | 0 | 0
CC | 0 | 0 | 0 | 0 | 0 | 0
CSP | 0 | 0 | 0 | 0 | 0 | 0
CT | 0 | 0 | 0 | 0 | 0 | 0
Coal | 0 | 0 | 0 | 0 | 0 | 0
Geo | 0 | 0 | 0 | 0 | 0 | 0
H | 0 | 0 | 0 | 0 | 0 | 0
LFG | 0 | 0 | 0 | 0 | 0 | 0
Nuc | 0 | 0 | 0 | 0 | 0 | 0
PS | 0 | 0 | 0 | 0 | 0 | 0
PV | 0 | 0 | 0 | 0 | 0 | 0
PeakG | 0 | 0 | 0 | 0 | 0 | 0
PeakO | 0 | 0 | 0 | 0 | 0 | 0
ST | 0 | 0 | 0 | 0 | 0 | 0
STOG | 0 | 0 | 0 | 0 | 0 | 0
STWD | 0 | 0 | 0 | 0 | 0 | 0
WT | 0 | 0 | 0 | 0 | 0 | 0
IGCC | 0 | 0 | 0 | 0 | 0 | 0
DemandResponse | 0 | 0 | 0 | 0 | 0 | 0
IGCC-CCS | 0 | 0 | 0 | 0 | 0 | 0
WT_off | 0 | 0 | 0 | 0 | 0 | 0
PseudoUnit | 0 | 0 | 0 | 0 | 0 | 0
FixedInterchange | 0 | 0 | 0 | 0 | 0 | 0
CO2 Emissions (MMshortTons): ERCOT
ReportingType | 2015 | 2020 | 2025 | 2030 | 2035 | 2040
BM | 0 | 0 | 0 | 0 | 0 | 0
CC | 60.76 | 57.46 | 49.24 | 48.06 | 46.78 | 29.61
CSP | 0 | 0 | 0 | 0 | 0 | 0
CT | 0 | 0.03 | 0.06 | 0.06 | 0 | 0
Coal | 121.24 | 139.75 | 157.9 | 157.9 | 157.9 | 157.9
Geo | 0 | 0 | 0 | 0 | 0 | 0
H | 0 | 0 | 0 | 0 | 0 | 0
LFG | 0 | 0 | 0 | 0 | 0 | 0
Nuc | 0 | 0 | 0 | 0 | 0 | 0
PS | 0 | 0 | 0 | 0 | 0 | 0
PV | 0 | 0 | 0 | 0 | 0 | 0
PeakG | 0 | 0.3 | 0.58 | 0.62 | 0.64 | 0.51
PeakO | 0 | 0 | 0 | 0 | 0 | 0
ST | 0 | 0 | 0 | 0 | 0 | 0
STOG | 2.21 | 2.68 | 1.65 | 1.25 | 0.98 | 0
STWD | 0 | 0 | 0 | 0 | 0 | 0
WT | 0 | 0 | 0 | 0 | 0 | 0
IGCC | 0 | 0 | 0 | 0 | 0 | 0
DemandResponse | 0 | 0 | 0 | 0 | 0 | 0
IGCC-CCS | 0 | 0 | 0 | 0 | 0 | 0
WT_off | 0 | 0 | 0 | 0 | 0 | 0
PseudoUnit | 0 | 0 | 0 | 0 | 0 | 0
FixedInterchange | 0 | 0 | 0 | 0 | 0 | 0
CO2 Emissions (MMshortTons): NP15
ReportingType | 2015 | 2020 | 2025 | 2030 | 2035 | 2040
BM | 0 | 0 | 0 | 0 | 0 | 0
CC | 14.34 | 3.28 | 1.77 | 2.81 | 2.99 | 1.38
CSP | 0 | 0 | 0 | 0 | 0 | 0
CT | 0 | 0 | 0 | 0 | 0 | 0
Coal | 0.27 | 0 | 0 | 0 | 0 | 0
Geo | 0 | 0 | 0 | 0 | 0 | 0
H | 0 | 0 | 0 | 0 | 0 | 0
LFG | 0 | 0 | 0 | 0 | 0 | 0
Nuc | 0 | 0 | 0 | 0 | 0 | 0
PS | 0 | 0 | 0 | 0 | 0 | 0
PV | 0 | 0 | 0 | 0 | 0 | 0
PeakG | 0 | 0 | 0 | 0 | 0 | 0
PeakO | 0 | 0 | 0 | 0 | 0 | 0
ST | 0 | 0 | 0 | 0 | 0 | 0
STOG | 0.04 | 0.01 | 0 | 0 | 0 | 0
STWD | 0 | 0 | 0 | 0 | 0 | 0
WT | 0 | 0 | 0 | 0 | 0 | 0
IGCC | 0 | 0 | 0 | 0 | 0 | 0
DemandResponse | 0 | 0 | 0 | 0 | 0 | 0
IGCC-CCS | 0 | 0 | 0 | 0 | 0 | 0
WT_off | 0 | 0 | 0 | 0 | 0 | 0
PseudoUnit | 0 | 0 | 0 | 0 | 0 | 0
FixedInterchange | 0 | 0 | 0 | 0 | 0 | 0
CO2 Emissions (MMshortTons): NWPP_Coal
ReportingType | 2015 | 2020 | 2025 | 2030 | 2035 | 2040
BM | 0 | 0 | 0 | 0 | 0 | 0
CC | 0 | 0 | 0 | 0 | 0 | 0
CSP | 0 | 0 | 0 | 0 | 0 | 0
CT | 0 | 0 | 0 | 0 | 0 | 0
Coal | 103.62 | 103.61 | 103.61 | 103.61 | 103.1 | 102.98
Geo | 0 | 0 | 0 | 0 | 0 | 0
H | 0 | 0 | 0 | 0 | 0 | 0
LFG | 0 | 0 | 0 | 0 | 0 | 0
Nuc | 0 | 0 | 0 | 0 | 0 | 0
PS | 0 | 0 | 0 | 0 | 0 | 0
PV | 0 | 0 | 0 | 0 | 0 | 0
PeakG | 0 | 0 | 0 | 0 | 0 | 0
PeakO | 0 | 0 | 0 | 0 | 0 | 0
ST | 0 | 0 | 0 | 0 | 0 | 0
STOG | 0 | 0 | 0 | 0 | 0 | 0
STWD | 0 | 0 | 0 | 0 | 0 | 0
WT | 0 | 0 | 0 | 0 | 0 | 0
IGCC | 0 | 0 | 0 | 0 | 0 | 0
DemandResponse | 0 | 0 | 0 | 0 | 0 | 0
IGCC-CCS | 0 | 0 | 0 | 0 | 0 | 0
WT_off | 0 | 0 | 0 | 0 | 0 | 0
PseudoUnit | 0 | 0 | 0 | 0 | 0 | 0
FixedInterchange | 0 | 0 | 0 | 0 | 0 | 0
CO2 Emissions (MMshortTons): NWPP_Gas
ReportingType | 2015 | 2020 | 2025 | 2030 | 2035 | 2040
BM | 0 | 0 | 0 | 0 | 0 | 0
CC | 16.16 | 16.16 | 15.36 | 16.16 | 16.16 | 14.3
CSP | 0 | 0 | 0 | 0 | 0 | 0
CT | 0 | 0 | 0 | 0 | 0 | 0
Coal | 0 | 0 | 0 | 0 | 5.46 | 7.45
Geo | 0 | 0 | 0 | 0 | 0 | 0
H | 0 | 0 | 0 | 0 | 0 | 0
LFG | 0 | 0 | 0 | 0 | 0 | 0
Nuc | 0 | 0 | 0 | 0 | 0 | 0
PS | 0 | 0 | 0 | 0 | 0 | 0
PV | 0 | 0 | 0 | 0 | 0 | 0
PeakG | 0 | 0 | 0 | 0 | 0 | 0
PeakO | 0 | 0 | 0 | 0 | 0 | 0
ST | 0 | 0 | 0 | 0 | 0 | 0
STOG | 0 | 0 | 0 | 0 | 0 | 0
STWD | 0 | 0 | 0 | 0 | 0 | 0
WT | 0 | 0 | 0 | 0 | 0 | 0
IGCC | 0 | 0 | 0 | 0 | 0 | 0
DemandResponse | 0 | 0 | 0 | 0 | 0 | 0
IGCC-CCS | 0 | 0 | 0 | 0 | 0 | 0
WT_off | 0 | 0 | 0 | 0 | 0 | 0
PseudoUnit | 0 | 0 | 0 | 0 | 0 | 0
FixedInterchange | 0 | 0 | 0 | 0 | 0 | 0
CO2 Emissions (MMshortTons): NWPP_NucRenew
ReportingType | 2015 | 2020 | 2025 | 2030 | 2035 | 2040
BM | 0 | 0 | 0 | 0 | 0 | 0
CC | 0 | 0 | 0 | 0 | 0 | 0
CSP | 0 | 0 | 0 | 0 | 0 | 0
CT | 0 | 0 | 0 | 0 | 0 | 0
Coal | 0 | 0 | 0 | 0 | 0 | 0
Geo | 0 | 0 | 0 | 0 | 0 | 0
H | 0 | 0 | 0 | 0 | 0 | 0
LFG | 0 | 0 | 0 | 0 | 0 | 0
Nuc | 0 | 0 | 0 | 0 | 0 | 0
PS | 0 | 0 | 0 | 0 | 0 | 0
PV | 0 | 0 | 0 | 0 | 0 | 0
PeakG | 0 | 0 | 0 | 0 | 0 | 0
PeakO | 0 | 0 | 0 | 0 | 0 | 0
ST | 0 | 0 | 0 | 0 | 0 | 0
STOG | 0 | 0 | 0 | 0 | 0 | 0
STWD | 0 | 0 | 0 | 0 | 0 | 0
WT | 0 | 0 | 0 | 0 | 0 | 0
IGCC | 0 | 0 | 0 | 0 | 0 | 0
DemandResponse | 0 | 0 | 0 | 0 | 0 | 0
IGCC-CCS | 0 | 0 | 0 | 0 | 0 | 0
WT_off | 0 | 0 | 0 | 0 | 0 | 0
PseudoUnit | 0 | 0 | 0 | 0 | 0 | 0
FixedInterchange | 0 | 0 | 0 | 0 | 0 | 0
CO2 Emissions (MMshortTons): RMPA
ReportingType | 2015 | 2020 | 2025 | 2030 | 2035 | 2040
BM | 0 | 0 | 0 | 0 | 0 | 0
CC | 2.32 | 1.93 | 0 | 0 | 0 | 0
CSP | 0 | 0 | 0 | 0 | 0 | 0
CT | 0 | 0 | 0 | 0 | 0 | 0
Coal | 59.23 | 57.85 | 55.02 | 55.02 | 58.83 | 61.65
Geo | 0 | 0 | 0 | 0 | 0 | 0
H | 0 | 0 | 0 | 0 | 0 | 0
LFG | 0 | 0 | 0 | 0 | 0 | 0
Nuc | 0 | 0 | 0 | 0 | 0 | 0
PS | 0 | 0 | 0 | 0 | 0 | 0
PV | 0 | 0 | 0 | 0 | 0 | 0
PeakG | 0.03 | 0.08 | 0.05 | 0.07 | 0.11 | 0.04
PeakO | 0 | 0 | 0 | 0 | 0 | 0
ST | 0 | 0 | 0 | 0 | 0 | 0
STOG | 0 | 0 | 0 | 0 | 0 | 0
STWD | 0 | 0 | 0 | 0 | 0 | 0
WT | 0 | 0 | 0 | 0 | 0 | 0
IGCC | 0 | 0 | 0 | 0 | 0 | 0
DemandResponse | 0 | 0 | 0 | 0 | 0 | 0
IGCC-CCS | 0 | 0 | 0 | 0 | 0 | 0
WT_off | 0 | 0 | 0 | 0 | 0 | 0
PseudoUnit | 0 | 0 | 0 | 0 | 0 | 0
FixedInterchange | 0 | 0 | 0 | 0 | 0 | 0
CO2 Emissions (MMshortTons): SP15
ReportingType | 2015 | 2020 | 2025 | 2030 | 2035 | 2040
BM | 0 | 0 | 0 | 0 | 0 | 0
CC | 9.5 | 7.57 | 3.5 | 4.81 | 5.86 | 1.77
CSP | 0 | 0 | 0 | 0 | 0 | 0
CT | 0 | 0 | 0 | 0 | 0 | 0
Coal | 0.9 | 0 | 0 | 0 | 0 | 0
Geo | 0 | 0 | 0 | 0 | 0 | 0
H | 0 | 0 | 0 | 0 | 0 | 0
LFG | 0 | 0 | 0 | 0 | 0 | 0
Nuc | 0 | 0 | 0 | 0 | 0 | 0
PS | 0 | 0 | 0 | 0 | 0 | 0
PV | 0 | 0 | 0 | 0 | 0 | 0
PeakG | 0 | 0 | 0 | 0.02 | 0.06 | 0
PeakO | 0 | 0 | 0 | 0 | 0 | 0
ST | 0 | 0 | 0 | 0 | 0 | 0
STOG | 0.11 | 0.07 | 0.03 | 0.05 | 0.09 | 0.04
STWD | 0 | 0 | 0 | 0 | 0 | 0
WT | 0 | 0 | 0 | 0 | 0 | 0
IGCC | 0 | 0 | 0 | 0 | 0 | 0
DemandResponse | 0 | 0 | 0 | 0 | 0 | 0
IGCC-CCS | 0 | 0 | 0 | 0 | 0 | 0
WT_off | 0 | 0 | 0 | 0 | 0 | 0
PseudoUnit | 0 | 0 | 0 | 0 | 0 | 0
FixedInterchange | 0 | 0 | 0 | 0 | 0 | 0
CO2 Emissions (MMshortTons): ALB
ReportingType | 2015 | 2020 | 2025 | 2030 | 2035 | 2040
BM | 0 | 0 | 0 | 0 | 0 | 0
CC | 7.23 | 7.72 | 8.22 | 8.94 | 9.57 | 8.68
CSP | 0 | 0 | 0 | 0 | 0 | 0
CT | 0 | 0 | 0 | 0 | 0 | 0
Coal | 50 | 50 | 50 | 50 | 50 | 50
Geo | 0 | 0 | 0 | 0 | 0 | 0
H | 0 | 0 | 0 | 0 | 0 | 0
LFG | 0 | 0 | 0 | 0 | 0 | 0
Nuc | 0 | 0 | 0 | 0 | 0 | 0
PS | 0 | 0 | 0 | 0 | 0 | 0
PV | 0 | 0 | 0 | 0 | 0 | 0
PeakG | 0 | 0 | 0 | 0 | 0 | 0
PeakO | 0 | 0 | 0 | 0 | 0 | 0
ST | 0 | 0 | 0 | 0 | 0 | 0
STOG | 0 | 0 | 0 | 0 | 0 | 0
STWD | 0 | 0 | 0 | 0 | 0 | 0
WT | 0 | 0 | 0 | 0 | 0 | 0
IGCC | 0 | 0 | 0 | 0 | 0 | 0
DemandResponse | 0 | 0 | 0 | 0 | 0 | 0
IGCC-CCS | 0 | 0 | 0 | 0 | 0 | 0
WT_off | 0 | 0 | 0 | 0 | 0 | 0
PseudoUnit | 0 | 0 | 0 | 0 | 0 | 0
FixedInterchange | 0 | 0 | 0 | 0 | 0 | 0
CO2 Emissions (MMshortTons): BC
ReportingType | 2015 | 2020 | 2025 | 2030 | 2035 | 2040
BM | 0 | 0 | 0 | 0 | 0 | 0
CC | 2.07 | 2.07 | 2.07 | 2.31 | 2.94 | 2.94
CSP | 0 | 0 | 0 | 0 | 0 | 0
CT | 0 | 0 | 0 | 0 | 0 | 0
Coal | 0 | 0 | 0 | 0 | 0 | 0
Geo | 0 | 0 | 0 | 0 | 0 | 0
H | 0 | 0 | 0 | 0 | 0 | 0
LFG | 0 | 0 | 0 | 0 | 0 | 0
Nuc | 0 | 0 | 0 | 0 | 0 | 0
PS | 0 | 0 | 0 | 0 | 0 | 0
PV | 0 | 0 | 0 | 0 | 0 | 0
PeakG | 0 | 0 | 0 | 0 | 0 | 0
PeakO | 0 | 0 | 0 | 0 | 0 | 0
ST | 0 | 0 | 0 | 0 | 0 | 0
STOG | 0 | 0 | 0 | 0 | 0 | 0
STWD | 0 | 0 | 0 | 0 | 0 | 0
WT | 0 | 0 | 0 | 0 | 0 | 0
IGCC | 0 | 0 | 0 | 0 | 0 | 0
DemandResponse | 0 | 0 | 0 | 0 | 0 | 0
IGCC-CCS | 0 | 0 | 0 | 0 | 0 | 0
WT_off | 0 | 0 | 0 | 0 | 0 | 0
PseudoUnit | 0 | 0 | 0 | 0 | 0 | 0
FixedInterchange | 0 | 0 | 0 | 0 | 0 | 0
CO2 Emissions (MMshortTons): HQ_IESO
ReportingType | 2015 | 2020 | 2025 | 2030 | 2035 | 2040
BM | 0 | 0 | 0 | 0 | 0 | 0
CC | 0 | 0 | 0 | 0 | 0 | 0
CSP | 0 | 0 | 0 | 0 | 0 | 0
CT | 0 | 0 | 0 | 0 | 0 | 0
Coal | 0 | 0 | 0 | 0 | 0 | 0
Geo | 0 | 0 | 0 | 0 | 0 | 0
H | 0 | 0 | 0 | 0 | 0 | 0
LFG | 0 | 0 | 0 | 0 | 0 | 0
Nuc | 0 | 0 | 0 | 0 | 0 | 0
PS | 0 | 0 | 0 | 0 | 0 | 0
PV | 0 | 0 | 0 | 0 | 0 | 0
PeakG | 0 | 0 | 0 | 0 | 0 | 0
PeakO | 0 | 0 | 0 | 0 | 0 | 0
ST | 0 | 0 | 0 | 0 | 0 | 0
STOG | 0 | 0 | 0 | 0 | 0 | 0
STWD | 0 | 0 | 0 | 0 | 0 | 0
WT | 0 | 0 | 0 | 0 | 0 | 0
IGCC | 0 | 0 | 0 | 0 | 0 | 0
DemandResponse | 0 | 0 | 0 | 0 | 0 | 0
IGCC-CCS | 0 | 0 | 0 | 0 | 0 | 0
WT_off | 0 | 0 | 0 | 0 | 0 | 0
PseudoUnit | 0 | 0 | 0 | 0 | 0 | 0
FixedInterchange | 0 | 0 | 0 | 0 | 0 | 0
CO2 Emissions (MMshortTons): HQ_NEISO
ReportingType | 2015 | 2020 | 2025 | 2030 | 2035 | 2040
BM | 0 | 0 | 0 | 0 | 0 | 0
CC | 0 | 0 | 0 | 0 | 0 | 0
CSP | 0 | 0 | 0 | 0 | 0 | 0
CT | 0 | 0 | 0 | 0 | 0 | 0
Coal | 0 | 0 | 0 | 0 | 0 | 0
Geo | 0 | 0 | 0 | 0 | 0 | 0
H | 0 | 0 | 0 | 0 | 0 | 0
LFG | 0 | 0 | 0 | 0 | 0 | 0
Nuc | 0 | 0 | 0 | 0 | 0 | 0
PS | 0 | 0 | 0 | 0 | 0 | 0
PV | 0 | 0 | 0 | 0 | 0 | 0
PeakG | 0 | 0 | 0 | 0 | 0 | 0
PeakO | 0 | 0 | 0 | 0 | 0 | 0
ST | 0 | 0 | 0 | 0 | 0 | 0
STOG | 0 | 0 | 0 | 0 | 0 | 0
STWD | 0 | 0 | 0 | 0 | 0 | 0
WT | 0 | 0 | 0 | 0 | 0 | 0
IGCC | 0 | 0 | 0 | 0 | 0 | 0
DemandResponse | 0 | 0 | 0 | 0 | 0 | 0
IGCC-CCS | 0 | 0 | 0 | 0 | 0 | 0
WT_off | 0 | 0 | 0 | 0 | 0 | 0
PseudoUnit | 0 | 0 | 0 | 0 | 0 | 0
FixedInterchange | 0 | 0 | 0 | 0 | 0 | 0
CO2 Emissions (MMshortTons): HQ_NY
ReportingType | 2015 | 2020 | 2025 | 2030 | 2035 | 2040
BM | 0 | 0 | 0 | 0 | 0 | 0
CC | 0 | 0 | 0 | 0 | 0 | 0
CSP | 0 | 0 | 0 | 0 | 0 | 0
CT | 0 | 0 | 0 | 0 | 0 | 0
Coal | 0 | 0 | 0 | 0 | 0 | 0
Geo | 0 | 0 | 0 | 0 | 0 | 0
H | 0 | 0 | 0 | 0 | 0 | 0
LFG | 0 | 0 | 0 | 0 | 0 | 0
Nuc | 0 | 0 | 0 | 0 | 0 | 0
PS | 0 | 0 | 0 | 0 | 0 | 0
PV | 0 | 0 | 0 | 0 | 0 | 0
PeakG | 0 | 0 | 0 | 0 | 0 | 0
PeakO | 0 | 0 | 0 | 0 | 0 | 0
ST | 0 | 0 | 0 | 0 | 0 | 0
STOG | 0 | 0 | 0 | 0 | 0 | 0
STWD | 0 | 0 | 0 | 0 | 0 | 0
WT | 0 | 0 | 0 | 0 | 0 | 0
IGCC | 0 | 0 | 0 | 0 | 0 | 0
DemandResponse | 0 | 0 | 0 | 0 | 0 | 0
IGCC-CCS | 0 | 0 | 0 | 0 | 0 | 0
WT_off | 0 | 0 | 0 | 0 | 0 | 0
PseudoUnit | 0 | 0 | 0 | 0 | 0 | 0
FixedInterchange | 0 | 0 | 0 | 0 | 0 | 0
CO2 Emissions (MMshortTons): MARITIMES
ReportingType | 2015 | 2020 | 2025 | 2030 | 2035 | 2040
BM | 0 | 0 | 0 | 0 | 0 | 0
CC | 0 | 0 | 0 | 0 | 0 | 0
CSP | 0 | 0 | 0 | 0 | 0 | 0
CT | 0 | 0 | 0 | 0 | 0 | 0
Coal | 0 | 0 | 0 | 0 | 0 | 0
Geo | 0 | 0 | 0 | 0 | 0 | 0
H | 0 | 0 | 0 | 0 | 0 | 0
LFG | 0 | 0 | 0 | 0 | 0 | 0
Nuc | 0 | 0 | 0 | 0 | 0 | 0
PS | 0 | 0 | 0 | 0 | 0 | 0
PV | 0 | 0 | 0 | 0 | 0 | 0
PeakG | 0 | 0 | 0 | 0 | 0 | 0
PeakO | 0 | 0 | 0 | 0 | 0 | 0
ST | 0 | 0 | 0 | 0 | 0 | 0
STOG | 0 | 0 | 0 | 0 | 0 | 0
STWD | 0 | 0 | 0 | 0 | 0 | 0
WT | 0 | 0 | 0 | 0 | 0 | 0
IGCC | 0 | 0 | 0 | 0 | 0 | 0
DemandResponse | 0 | 0 | 0 | 0 | 0 | 0
IGCC-CCS | 0 | 0 | 0 | 0 | 0 | 0
WT_off | 0 | 0 | 0 | 0 | 0 | 0
PseudoUnit | 0 | 0 | 0 | 0 | 0 | 0
FixedInterchange | 0 | 0 | 0 | 0 | 0 | 0
CO2 Emissions (MMshortTons): All
ReportingType | 2015 | 2020 | 2025 | 2030 | 2035 | 2040
BM | 0 | 0 | 0 | 0 | 0 | 0
CC | 397.32 | 410.56 | 345.37 | 341.91 | 386.42 | 375.58
CSP | 0 | 0 | 0 | 0 | 0 | 0
CT | 0.38 | 1.17 | 1.25 | 1.41 | 0.08 | 0.02
Coal | 1856.85 | 1686.6 | 1755.73 | 1769.41 | 1825.29 | 1962.1
Geo | 0 | 0 | 0 | 0 | 0 | 0
H | 0 | 0 | 0 | 0 | 0 | 0
LFG | 0 | 0 | 0 | 0 | 0 | 0
Nuc | 0 | 0 | 0 | 0 | 0 | 0
PS | 0 | 0 | 0 | 0 | 0 | 0
PV | 0 | 0 | 0 | 0 | 0 | 0
PeakG | 2.34 | 7.64 | 6.81 | 6.32 | 9.6 | 10.68
PeakO | 0 | 0.01 | 0.07 | 0.07 | 0.08 | 0.08
ST | 0 | 0 | 0 | 0 | 0 | 0
STOG | 4.83 | 5.16 | 2.18 | 1.8 | 1.7 | 0.82
STWD | 0 | 0 | 0 | 0 | 0 | 0
WT | 0 | 0 | 0 | 0 | 0 | 0
IGCC | 4.15 | 4.15 | 4.15 | 4.15 | 4.15 | 4.15
DemandResponse | 0 | 0 | 0 | 0 | 0 | 0
IGCC-CCS | 0 | 0 | 0 | 0 | 0 | 0
WT_off | 0 | 0 | 0 | 0 | 0 | 0
PseudoUnit | 0 | 0 | 0 | 0 | 0 | 0
FixedInterchange | 0 | 0 | 0 | 0 | 0 | 0
CO2 Emissions (MMshortTons): EI_US
ReportingType | 2015 | 2020 | 2025 | 2030 | 2035 | 2040
BM | 0 | 0 | 0 | 0 | 0 | 0
CC | 241.62 | 271.17 | 223.54 | 216.11 | 258.93 | 274
CSP | 0 | 0 | 0 | 0 | 0 | 0
CT | 0.38 | 1.14 | 1.16 | 1.29 | 0.07 | 0
Coal | 1446.9 | 1255.95 | 1310.42 | 1324.11 | 1371.1 | 1470.76
Geo | 0 | 0 | 0 | 0 | 0 | 0
H | 0 | 0 | 0 | 0 | 0 | 0
LFG | 0 | 0 | 0 | 0 | 0 | 0
Nuc | 0 | 0 | 0 | 0 | 0 | 0
PS | 0 | 0 | 0 | 0 | 0 | 0
PV | 0 | 0 | 0 | 0 | 0 | 0
PeakG | 2.3 | 7.25 | 6.17 | 5.6 | 8.78 | 10.14
PeakO | 0 | 0.01 | 0.07 | 0.07 | 0.08 | 0.08
ST | 0 | 0 | 0 | 0 | 0 | 0
STOG | 2.47 | 2.4 | 0.49 | 0.5 | 0.63 | 0.78
STWD | 0 | 0 | 0 | 0 | 0 | 0
WT | 0 | 0 | 0 | 0 | 0 | 0
IGCC | 4.15 | 4.15 | 4.15 | 4.15 | 4.15 | 4.15
DemandResponse | 0 | 0 | 0 | 0 | 0 | 0
IGCC-CCS | 0 | 0 | 0 | 0 | 0 | 0
WT_off | 0 | 0 | 0 | 0 | 0 | 0
PseudoUnit | 0 | 0 | 0 | 0 | 0 | 0
FixedInterchange | 0 | 0 | 0 | 0 | 0 | 0
CO2 Emissions (MMshortTons): EI_Canada
ReportingType | 2015 | 2020 | 2025 | 2030 | 2035 | 2040
BM | 0 | 0 | 0 | 0 | 0 | 0
CC | 1.58 | 1.91 | 1.29 | 1.22 | 1.47 | 2.3
CSP | 0 | 0 | 0 | 0 | 0 | 0
CT | 0 | 0 | 0.01 | 0.01 | 0.01 | 0.02
Coal | 0.22 | 0.66 | 0 | 0 | 0 | 0
Geo | 0 | 0 | 0 | 0 | 0 | 0
H | 0 | 0 | 0 | 0 | 0 | 0
LFG | 0 | 0 | 0 | 0 | 0 | 0
Nuc | 0 | 0 | 0 | 0 | 0 | 0
PS | 0 | 0 | 0 | 0 | 0 | 0
PV | 0 | 0 | 0 | 0 | 0 | 0
PeakG | 0 | 0.01 | 0.01 | 0.01 | 0 | 0
PeakO | 0 | 0 | 0 | 0 | 0 | 0
ST | 0 | 0 | 0 | 0 | 0 | 0
STOG | 0 | 0 | 0 | 0 | 0 | 0
STWD | 0 | 0 | 0 | 0 | 0 | 0
WT | 0 | 0 | 0 | 0 | 0 | 0
IGCC | 0 | 0 | 0 | 0 | 0 | 0
DemandResponse | 0 | 0 | 0 | 0 | 0 | 0
IGCC-CCS | 0 | 0 | 0 | 0 | 0 | 0
WT_off | 0 | 0 | 0 | 0 | 0 | 0
PseudoUnit | 0 | 0 | 0 | 0 | 0 | 0
FixedInterchange | 0 | 0 | 0 | 0 | 0 | 0
CO2 Emissions (MMshortTons): EI
ReportingType | 2015 | 2020 | 2025 | 2030 | 2035 | 2040
BM | 0 | 0 | 0 | 0 | 0 | 0
CC | 243.2 | 273.08 | 224.83 | 217.33 | 260.39 | 276.3
CSP | 0 | 0 | 0 | 0 | 0 | 0
CT | 0.38 | 1.14 | 1.17 | 1.3 | 0.08 | 0.02
Coal | 1447.12 | 1256.6 | 1310.42 | 1324.11 | 1371.1 | 1470.76
Geo | 0 | 0 | 0 | 0 | 0 | 0
H | 0 | 0 | 0 | 0 | 0 | 0
LFG | 0 | 0 | 0 | 0 | 0 | 0
Nuc | 0 | 0 | 0 | 0 | 0 | 0
PS | 0 | 0 | 0 | 0 | 0 | 0
PV | 0 | 0 | 0 | 0 | 0 | 0
PeakG | 2.3 | 7.26 | 6.18 | 5.62 | 8.78 | 10.14
PeakO | 0 | 0.01 | 0.07 | 0.07 | 0.08 | 0.08
ST | 0 | 0 | 0 | 0 | 0 | 0
STOG | 2.47 | 2.41 | 0.49 | 0.5 | 0.63 | 0.78
STWD | 0 | 0 | 0 | 0 | 0 | 0
WT | 0 | 0 | 0 | 0 | 0 | 0
IGCC | 4.15 | 4.15 | 4.15 | 4.15 | 4.15 | 4.15
DemandResponse | 0 | 0 | 0 | 0 | 0 | 0
IGCC-CCS | 0 | 0 | 0 | 0 | 0 | 0
WT_off | 0 | 0 | 0 | 0 | 0 | 0
PseudoUnit | 0 | 0 | 0 | 0 | 0 | 0
FixedInterchange | 0 | 0 | 0 | 0 | 0 | 0
CO2 Emissions (MMshortTons): Outside_EI
ReportingType | 2015 | 2020 | 2025 | 2030 | 2035 | 2040
BM | 0 | 0 | 0 | 0 | 0 | 0
CC | 154.12 | 137.48 | 120.54 | 124.58 | 126.02 | 99.28
CSP | 0 | 0 | 0 | 0 | 0 | 0
CT | 0 | 0.04 | 0.08 | 0.11 | 0 | 0
Coal | 409.73 | 429.99 | 445.31 | 445.31 | 454.19 | 491.34
Geo | 0 | 0 | 0 | 0 | 0 | 0
H | 0 | 0 | 0 | 0 | 0 | 0
LFG | 0 | 0 | 0 | 0 | 0 | 0
Nuc | 0 | 0 | 0 | 0 | 0 | 0
PS | 0 | 0 | 0 | 0 | 0 | 0
PV | 0 | 0 | 0 | 0 | 0 | 0
PeakG | 0.03 | 0.39 | 0.63 | 0.71 | 0.82 | 0.54
PeakO | 0 | 0 | 0 | 0 | 0 | 0
ST | 0 | 0 | 0 | 0 | 0 | 0
STOG | 2.36 | 2.76 | 1.68 | 1.3 | 1.07 | 0.04
STWD | 0 | 0 | 0 | 0 | 0 | 0
WT | 0 | 0 | 0 | 0 | 0 | 0
IGCC | 0 | 0 | 0 | 0 | 0 | 0
DemandResponse | 0 | 0 | 0 | 0 | 0 | 0
IGCC-CCS | 0 | 0 | 0 | 0 | 0 | 0
WT_off | 0 | 0 | 0 | 0 | 0 | 0
PseudoUnit | 0 | 0 | 0 | 0 | 0 | 0
FixedInterchange | 0 | 0 | 0 | 0 | 0 | 0
CO2 Emissions (MMmetricTons): Entergy
ReportingType | 2015 | 2020 | 2025 | 2030 | 2035 | 2040
BM | 0 | 0 | 0 | 0 | 0 | 0
CC | 22.26 | 26.68 | 20.96 | 19.38 | 17.99 | 18.97
CSP | 0 | 0 | 0 | 0 | 0 | 0
CT | 0 | 0 | 0 | 0 | 0 | 0
Coal | 58.7 | 48.86 | 53.77 | 54.44 | 54.44 | 54.44
Geo | 0 | 0 | 0 | 0 | 0 | 0
H | 0 | 0 | 0 | 0 | 0 | 0
LFG | 0 | 0 | 0 | 0 | 0 | 0
Nuc | 0 | 0 | 0 | 0 | 0 | 0
PS | 0 | 0 | 0 | 0 | 0 | 0
PV | 0 | 0 | 0 | 0 | 0 | 0
PeakG | 0 | 0.3 | 0 | 0 | 0 | 0
PeakO | 0 | 0 | 0 | 0 | 0 | 0
ST | 0 | 0 | 0 | 0 | 0 | 0
STOG | 0.46 | 0 | 0 | 0 | 0 | 0
STWD | 0 | 0 | 0 | 0 | 0 | 0
WT | 0 | 0 | 0 | 0 | 0 | 0
IGCC | 0 | 0 | 0 | 0 | 0 | 0
DemandResponse | 0 | 0 | 0 | 0 | 0 | 0
IGCC-CCS | 0 | 0 | 0 | 0 | 0 | 0
WT_off | 0 | 0 | 0 | 0 | 0 | 0
PseudoUnit | 0 | 0 | 0 | 0 | 0 | 0
FixedInterchange | 0 | 0 | 0 | 0 | 0 | 0
CO2 Emissions (MMmetricTons): FRCC
ReportingType | 2015 | 2020 | 2025 | 2030 | 2035 | 2040
BM | 0 | 0 | 0 | 0 | 0 | 0
CC | 54.87 | 55.58 | 54.67 | 56.01 | 63.12 | 65.84
CSP | 0 | 0 | 0 | 0 | 0 | 0
CT | 0.29 | 0.74 | 0.79 | 0.91 | 0 | 0
Coal | 52.41 | 53.73 | 58.57 | 60.09 | 61.53 | 62.47
Geo | 0 | 0 | 0 | 0 | 0 | 0
H | 0 | 0 | 0 | 0 | 0 | 0
LFG | 0 | 0 | 0 | 0 | 0 | 0
Nuc | 0 | 0 | 0 | 0 | 0 | 0
PS | 0 | 0 | 0 | 0 | 0 | 0
PV | 0 | 0 | 0 | 0 | 0 | 0
PeakG | 0.32 | 1.29 | 1.39 | 1.47 | 1.73 | 1.92
PeakO | 0 | 0 | 0 | 0 | 0 | 0
ST | 0 | 0 | 0 | 0 | 0 | 0
STOG | 0.36 | 0 | 0 | 0 | 0 | 0
STWD | 0 | 0 | 0 | 0 | 0 | 0
WT | 0 | 0 | 0 | 0 | 0 | 0
IGCC | 0 | 0 | 0 | 0 | 0 | 0
DemandResponse | 0 | 0 | 0 | 0 | 0 | 0
IGCC-CCS | 0 | 0 | 0 | 0 | 0 | 0
WT_off | 0 | 0 | 0 | 0 | 0 | 0
PseudoUnit | 0 | 0 | 0 | 0 | 0 | 0
FixedInterchange | 0 | 0 | 0 | 0 | 0 | 0
CO2 Emissions (MMmetricTons): MAPP_US
ReportingType | 2015 | 2020 | 2025 | 2030 | 2035 | 2040
BM | 0 | 0 | 0 | 0 | 0 | 0
CC | 0 | 0 | 0 | 0 | 0 | 0
CSP | 0 | 0 | 0 | 0 | 0 | 0
CT | 0 | 0 | 0.01 | 0.01 | 0 | 0
Coal | 20.32 | 18.01 | 18.01 | 18.01 | 18.01 | 18.01
Geo | 0 | 0 | 0 | 0 | 0 | 0
H | 0 | 0 | 0 | 0 | 0 | 0
LFG | 0 | 0 | 0 | 0 | 0 | 0
Nuc | 0 | 0 | 0 | 0 | 0 | 0
PS | 0 | 0 | 0 | 0 | 0 | 0
PV | 0 | 0 | 0 | 0 | 0 | 0
PeakG | 0.01 | 0.09 | 0.01 | 0.01 | 0.02 | 0
PeakO | 0 | 0 | 0 | 0 | 0 | 0
ST | 0 | 0 | 0 | 0 | 0 | 0
STOG | 0 | 0 | 0 | 0 | 0 | 0
STWD | 0 | 0 | 0 | 0 | 0 | 0
WT | 0 | 0 | 0 | 0 | 0 | 0
IGCC | 0 | 0 | 0 | 0 | 0 | 0
DemandResponse | 0 | 0 | 0 | 0 | 0 | 0
IGCC-CCS | 0 | 0 | 0 | 0 | 0 | 0
WT_off | 0 | 0 | 0 | 0 | 0 | 0
PseudoUnit | 0 | 0 | 0 | 0 | 0 | 0
FixedInterchange | 0 | 0 | 0 | 0 | 0 | 0
CO2 Emissions (MMmetricTons): MISO_IN
ReportingType | 2015 | 2020 | 2025 | 2030 | 2035 | 2040
BM | 0 | 0 | 0 | 0 | 0 | 0
CC | 1.35 | 2.3 | 1.46 | 1.35 | 1.46 | 1.92
CSP | 0 | 0 | 0 | 0 | 0 | 0
CT | 0 | 0 | 0 | 0 | 0 | 0
Coal | 79.16 | 82.41 | 85.08 | 85.71 | 88.33 | 89.5
Geo | 0 | 0 | 0 | 0 | 0 | 0
H | 0 | 0 | 0 | 0 | 0 | 0
LFG | 0 | 0 | 0 | 0 | 0 | 0
Nuc | 0 | 0 | 0 | 0 | 0 | 0
PS | 0 | 0 | 0 | 0 | 0 | 0
PV | 0 | 0 | 0 | 0 | 0 | 0
PeakG | 0.01 | 0.06 | 0.06 | 0.06 | 0.06 | 0.19
PeakO | 0 | 0 | 0 | 0 | 0 | 0
ST | 0 | 0 | 0 | 0 | 0 | 0
STOG | 0.03 | 0.07 | 0 | 0 | 0 | 0
STWD | 0 | 0 | 0 | 0 | 0 | 0
WT | 0 | 0 | 0 | 0 | 0 | 0
IGCC | 3.76 | 3.76 | 3.76 | 3.76 | 3.76 | 3.76
DemandResponse | 0 | 0 | 0 | 0 | 0 | 0
IGCC-CCS | 0 | 0 | 0 | 0 | 0 | 0
WT_off | 0 | 0 | 0 | 0 | 0 | 0
PseudoUnit | 0 | 0 | 0 | 0 | 0 | 0
FixedInterchange | 0 | 0 | 0 | 0 | 0 | 0
CO2 Emissions (MMmetricTons): MISO_MI
ReportingType | 2015 | 2020 | 2025 | 2030 | 2035 | 2040
BM | 0 | 0 | 0 | 0 | 0 | 0
CC | 4.75 | 5.67 | 3.43 | 3.28 | 4.14 | 4.04
CSP | 0 | 0 | 0 | 0 | 0 | 0
CT | 0 | 0 | 0 | 0 | 0 | 0
Coal | 42.56 | 37.32 | 37.32 | 37.32 | 37.32 | 37.32
Geo | 0 | 0 | 0 | 0 | 0 | 0
H | 0 | 0 | 0 | 0 | 0 | 0
LFG | 0 | 0 | 0 | 0 | 0 | 0
Nuc | 0 | 0 | 0 | 0 | 0 | 0
PS | 0 | 0 | 0 | 0 | 0 | 0
PV | 0 | 0 | 0 | 0 | 0 | 0
PeakG | 0.02 | 0.07 | 0.07 | 0.07 | 0.19 | 0.17
PeakO | 0 | 0 | 0 | 0 | 0 | 0
ST | 0 | 0 | 0 | 0 | 0 | 0
STOG | 0.28 | 0.64 | 0 | 0 | 0 | 0
STWD | 0 | 0 | 0 | 0 | 0 | 0
WT | 0 | 0 | 0 | 0 | 0 | 0
IGCC | 0 | 0 | 0 | 0 | 0 | 0
DemandResponse | 0 | 0 | 0 | 0 | 0 | 0
IGCC-CCS | 0 | 0 | 0 | 0 | 0 | 0
WT_off | 0 | 0 | 0 | 0 | 0 | 0
PseudoUnit | 0 | 0 | 0 | 0 | 0 | 0
FixedInterchange | 0 | 0 | 0 | 0 | 0 | 0
CO2 Emissions (MMmetricTons): MISO_MO-IL
ReportingType | 2015 | 2020 | 2025 | 2030 | 2035 | 2040
BM | 0 | 0 | 0 | 0 | 0 | 0
CC | 0.94 | 1.38 | 0.94 | 0.72 | 0.94 | 0.72
CSP | 0 | 0 | 0 | 0 | 0 | 0
CT | 0 | 0 | 0 | 0 | 0 | 0
Coal | 88.23 | 66.8 | 69.79 | 69.76 | 72.6 | 72.6
Geo | 0 | 0 | 0 | 0 | 0 | 0
H | 0 | 0 | 0 | 0 | 0 | 0
LFG | 0 | 0 | 0 | 0 | 0 | 0
Nuc | 0 | 0 | 0 | 0 | 0 | 0
PS | 0 | 0 | 0 | 0 | 0 | 0
PV | 0 | 0 | 0 | 0 | 0 | 0
PeakG | 0.09 | 0.35 | 0.51 | 0.4 | 0.54 | 0.44
PeakO | 0 | 0 | 0 | 0 | 0 | 0
ST | 0 | 0 | 0 | 0 | 0 | 0
STOG | 0.07 | 0.14 | 0 | 0 | 0 | 0
STWD | 0 | 0 | 0 | 0 | 0 | 0
WT | 0 | 0 | 0 | 0 | 0 | 0
IGCC | 0 | 0 | 0 | 0 | 0 | 0
DemandResponse | 0 | 0 | 0 | 0 | 0 | 0
IGCC-CCS | 0 | 0 | 0 | 0 | 0 | 0
WT_off | 0 | 0 | 0 | 0 | 0 | 0
PseudoUnit | 0 | 0 | 0 | 0 | 0 | 0
FixedInterchange | 0 | 0 | 0 | 0 | 0 | 0
CO2 Emissions (MMmetricTons): MISO_W
ReportingType | 2015 | 2020 | 2025 | 2030 | 2035 | 2040
BM | 0 | 0 | 0 | 0 | 0 | 0
CC | 3.41 | 3.48 | 2.26 | 1.49 | 1.77 | 1.6
CSP | 0 | 0 | 0 | 0 | 0 | 0
CT | 0 | 0 | 0 | 0 | 0 | 0
Coal | 82.13 | 79.15 | 79.15 | 79.15 | 101.39 | 113.72
Geo | 0 | 0 | 0 | 0 | 0 | 0
H | 0 | 0 | 0 | 0 | 0 | 0
LFG | 0 | 0 | 0 | 0 | 0 | 0
Nuc | 0 | 0 | 0 | 0 | 0 | 0
PS | 0 | 0 | 0 | 0 | 0 | 0
PV | 0 | 0 | 0 | 0 | 0 | 0
PeakG | 0.19 | 0.23 | 0.19 | 0.16 | 0.19 | 0.15
PeakO | 0 | 0 | 0 | 0 | 0 | 0
ST | 0 | 0 | 0 | 0 | 0 | 0
STOG | 0.01 | 0.01 | 0 | 0 | 0 | 0
STWD | 0 | 0 | 0 | 0 | 0 | 0
WT | 0 | 0 | 0 | 0 | 0 | 0
IGCC | 0 | 0 | 0 | 0 | 0 | 0
DemandResponse | 0 | 0 | 0 | 0 | 0 | 0
IGCC-CCS | 0 | 0 | 0 | 0 | 0 | 0
WT_off | 0 | 0 | 0 | 0 | 0 | 0
PseudoUnit | 0 | 0 | 0 | 0 | 0 | 0
FixedInterchange | 0 | 0 | 0 | 0 | 0 | 0
CO2 Emissions (MMmetricTons): MISO_WUMS
ReportingType | 2015 | 2020 | 2025 | 2030 | 2035 | 2040
BM | 0 | 0 | 0 | 0 | 0 | 0
CC | 5.49 | 5.88 | 3.88 | 2.97 | 4.26 | 3.88
CSP | 0 | 0 | 0 | 0 | 0 | 0
CT | 0 | 0 | 0 | 0 | 0 | 0
Coal | 23.64 | 26.95 | 28.92 | 29.8 | 32.92 | 33.39
Geo | 0 | 0 | 0 | 0 | 0 | 0
H | 0 | 0 | 0 | 0 | 0 | 0
LFG | 0 | 0 | 0 | 0 | 0 | 0
Nuc | 0 | 0 | 0 | 0 | 0 | 0
PS | 0 | 0 | 0 | 0 | 0 | 0
PV | 0 | 0 | 0 | 0 | 0 | 0
PeakG | 0.05 | 0.06 | 0.07 | 0.07 | 0.19 | 0.19
PeakO | 0 | 0 | 0 | 0 | 0 | 0
ST | 0 | 0 | 0 | 0 | 0 | 0
STOG | 0 | 0 | 0 | 0 | 0 | 0
STWD | 0 | 0 | 0 | 0 | 0 | 0
WT | 0 | 0 | 0 | 0 | 0 | 0
IGCC | 0 | 0 | 0 | 0 | 0 | 0
DemandResponse | 0 | 0 | 0 | 0 | 0 | 0
IGCC-CCS | 0 | 0 | 0 | 0 | 0 | 0
WT_off | 0 | 0 | 0 | 0 | 0 | 0
PseudoUnit | 0 | 0 | 0 | 0 | 0 | 0
FixedInterchange | 0 | 0 | 0 | 0 | 0 | 0
CO2 Emissions (MMmetricTons): Nebraska
ReportingType | 2015 | 2020 | 2025 | 2030 | 2035 | 2040
BM | 0 | 0 | 0 | 0 | 0 | 0
CC | 0.1 | 0.19 | 0.1 | 0.11 | 0.13 | 0.11
CSP | 0 | 0 | 0 | 0 | 0 | 0
CT | 0 | 0 | 0 | 0 | 0 | 0
Coal | 32.1 | 32.05 | 31.86 | 31.79 | 32.07 | 32.07
Geo | 0 | 0 | 0 | 0 | 0 | 0
H | 0 | 0 | 0 | 0 | 0 | 0
LFG | 0 | 0 | 0 | 0 | 0 | 0
Nuc | 0 | 0 | 0 | 0 | 0 | 0
PS | 0 | 0 | 0 | 0 | 0 | 0
PV | 0 | 0 | 0 | 0 | 0 | 0
PeakG | 0.04 | 0.07 | 0.05 | 0.04 | 0.09 | 0.05
PeakO | 0 | 0 | 0 | 0 | 0 | 0
ST | 0 | 0 | 0 | 0 | 0 | 0
STOG | 0 | 0 | 0 | 0 | 0 | 0
STWD | 0 | 0 | 0 | 0 | 0 | 0
WT | 0 | 0 | 0 | 0 | 0 | 0
IGCC | 0 | 0 | 0 | 0 | 0 | 0
DemandResponse | 0 | 0 | 0 | 0 | 0 | 0
IGCC-CCS | 0 | 0 | 0 | 0 | 0 | 0
WT_off | 0 | 0 | 0 | 0 | 0 | 0
PseudoUnit | 0 | 0 | 0 | 0 | 0 | 0
FixedInterchange | 0 | 0 | 0 | 0 | 0 | 0
CO2 Emissions (MMmetricTons): NEISO
ReportingType | 2015 | 2020 | 2025 | 2030 | 2035 | 2040
BM | 0 | 0 | 0 | 0 | 0 | 0
CC | 12.94 | 8.69 | 6.46 | 6.53 | 10.92 | 12.89
CSP | 0 | 0 | 0 | 0 | 0 | 0
CT | 0 | 0.01 | 0.01 | 0.01 | 0 | 0
Coal | 0.03 | 0 | 0 | 0 | 0 | 0
Geo | 0 | 0 | 0 | 0 | 0 | 0
H | 0 | 0 | 0 | 0 | 0 | 0
LFG | 0 | 0 | 0 | 0 | 0 | 0
Nuc | 0 | 0 | 0 | 0 | 0 | 0
PS | 0 | 0 | 0 | 0 | 0 | 0
PV | 0 | 0 | 0 | 0 | 0 | 0
PeakG | 0.02 | 0.02 | 0.02 | 0.02 | 0.02 | 0.03
PeakO | 0 | 0 | 0 | 0 | 0 | 0
ST | 0 | 0 | 0 | 0 | 0 | 0
STOG | 0 | 0 | 0 | 0 | 0 | 0
STWD | 0 | 0 | 0 | 0 | 0 | 0
WT | 0 | 0 | 0 | 0 | 0 | 0
IGCC | 0 | 0 | 0 | 0 | 0 | 0
DemandResponse | 0 | 0 | 0 | 0 | 0 | 0
IGCC-CCS | 0 | 0 | 0 | 0 | 0 | 0
WT_off | 0 | 0 | 0 | 0 | 0 | 0
PseudoUnit | 0 | 0 | 0 | 0 | 0 | 0
FixedInterchange | 0 | 0 | 0 | 0 | 0 | 0
CO2 Emissions (MMmetricTons): NonRTO_Midwest
ReportingType | 2015 | 2020 | 2025 | 2030 | 2035 | 2040
BM | 0 | 0 | 0 | 0 | 0 | 0
CC | 0 | 0 | 0 | 0 | 0 | 0
CSP | 0 | 0 | 0 | 0 | 0 | 0
CT | 0 | 0 | 0 | 0 | 0 | 0
Coal | 54 | 53.09 | 52.38 | 52.78 | 54.88 | 54.88
Geo | 0 | 0 | 0 | 0 | 0 | 0
H | 0 | 0 | 0 | 0 | 0 | 0
LFG | 0 | 0 | 0 | 0 | 0 | 0
Nuc | 0 | 0 | 0 | 0 | 0 | 0
PS | 0 | 0 | 0 | 0 | 0 | 0
PV | 0 | 0 | 0 | 0 | 0 | 0
PeakG | 0.1 | 0.57 | 0.23 | 0.19 | 0.3 | 0.17
PeakO | 0 | 0 | 0 | 0 | 0 | 0
ST | 0 | 0 | 0 | 0 | 0 | 0
STOG | 0 | 0 | 0 | 0 | 0 | 0
STWD | 0 | 0 | 0 | 0 | 0 | 0
WT | 0 | 0 | 0 | 0 | 0 | 0
IGCC | 0 | 0 | 0 | 0 | 0 | 0
DemandResponse | 0 | 0 | 0 | 0 | 0 | 0
IGCC-CCS | 0 | 0 | 0 | 0 | 0 | 0
WT_off | 0 | 0 | 0 | 0 | 0 | 0
PseudoUnit | 0 | 0 | 0 | 0 | 0 | 0
FixedInterchange | 0 | 0 | 0 | 0 | 0 | 0
CO2 Emissions (MMmetricTons): NYISO_A-F
ReportingType | 2015 | 2020 | 2025 | 2030 | 2035 | 2040
BM | 0 | 0 | 0 | 0 | 0 | 0
CC | 2.07 | 2.21 | 2.04 | 2.08 | 4.3 | 5
CSP | 0 | 0 | 0 | 0 | 0 | 0
CT | 0 | 0 | 0 | 0 | 0 | 0
Coal | 0 | 0 | 0 | 0 | 0 | 0
Geo | 0 | 0 | 0 | 0 | 0 | 0
H | 0 | 0 | 0 | 0 | 0 | 0
LFG | 0 | 0 | 0 | 0 | 0 | 0
Nuc | 0 | 0 | 0 | 0 | 0 | 0
PS | 0 | 0 | 0 | 0 | 0 | 0
PV | 0 | 0 | 0 | 0 | 0 | 0
PeakG | 0 | 0 | 0 | 0 | 0 | 0.01
PeakO | 0 | 0 | 0 | 0 | 0 | 0
ST | 0 | 0 | 0 | 0 | 0 | 0
STOG | 0 | 0 | 0 | 0 | 0 | 0
STWD | 0 | 0 | 0 | 0 | 0 | 0
WT | 0 | 0 | 0 | 0 | 0 | 0
IGCC | 0 | 0 | 0 | 0 | 0 | 0
DemandResponse | 0 | 0 | 0 | 0 | 0 | 0
IGCC-CCS | 0 | 0 | 0 | 0 | 0 | 0
WT_off | 0 | 0 | 0 | 0 | 0 | 0
PseudoUnit | 0 | 0 | 0 | 0 | 0 | 0
FixedInterchange | 0 | 0 | 0 | 0 | 0 | 0
CO2 Emissions (MMmetricTons): NYISO_G-I
ReportingType | 2015 | 2020 | 2025 | 2030 | 2035 | 2040
BM | 0 | 0 | 0 | 0 | 0 | 0
CC | 2.13 | 2.43 | 2.13 | 1.58 | 5.37 | 11.1
CSP | 0 | 0 | 0 | 0 | 0 | 0
CT | 0 | 0 | 0 | 0 | 0 | 0
Coal | 1.76 | 0 | 0 | 0 | 0 | 0
Geo | 0 | 0 | 0 | 0 | 0 | 0
H | 0 | 0 | 0 | 0 | 0 | 0
LFG | 0 | 0 | 0 | 0 | 0 | 0
Nuc | 0 | 0 | 0 | 0 | 0 | 0
PS | 0 | 0 | 0 | 0 | 0 | 0
PV | 0 | 0 | 0 | 0 | 0 | 0
PeakG | 0 | 0 | 0 | 0 | 0 | 0
PeakO | 0 | 0 | 0 | 0 | 0 | 0
ST | 0 | 0 | 0 | 0 | 0 | 0
STOG | 0 | 0 | 0 | 0 | 0 | 0
STWD | 0 | 0 | 0 | 0 | 0 | 0
WT | 0 | 0 | 0 | 0 | 0 | 0
IGCC | 0 | 0 | 0 | 0 | 0 | 0
DemandResponse | 0 | 0 | 0 | 0 | 0 | 0
IGCC-CCS | 0 | 0 | 0 | 0 | 0 | 0
WT_off | 0 | 0 | 0 | 0 | 0 | 0
PseudoUnit | 0 | 0 | 0 | 0 | 0 | 0
FixedInterchange | 0 | 0 | 0 | 0 | 0 | 0
CO2 Emissions (MMmetricTons): NYISO_J-K
ReportingType | 2015 | 2020 | 2025 | 2030 | 2035 | 2040
BM | 0 | 0 | 0 | 0 | 0 | 0
CC | 7.81 | 9.14 | 8.82 | 8.07 | 9.61 | 11.41
CSP | 0 | 0 | 0 | 0 | 0 | 0
CT | 0 | 0 | 0 | 0 | 0 | 0
Coal | 0 | 0 | 0 | 0 | 0 | 0
Geo | 0 | 0 | 0 | 0 | 0 | 0
H | 0 | 0 | 0 | 0 | 0 | 0
LFG | 0 | 0 | 0 | 0 | 0 | 0
Nuc | 0 | 0 | 0 | 0 | 0 | 0
PS | 0 | 0 | 0 | 0 | 0 | 0
PV | 0 | 0 | 0 | 0 | 0 | 0
PeakG | 0.05 | 0.2 | 0.2 | 0.2 | 0.34 | 0.37
PeakO | 0 | 0.01 | 0.07 | 0.07 | 0.07 | 0.07
ST | 0 | 0 | 0 | 0 | 0 | 0
STOG | 0.34 | 0.51 | 0.45 | 0.45 | 0.57 | 0.71
STWD | 0 | 0 | 0 | 0 | 0 | 0
WT | 0 | 0 | 0 | 0 | 0 | 0
IGCC | 0 | 0 | 0 | 0 | 0 | 0
DemandResponse | 0 | 0 | 0 | 0 | 0 | 0
IGCC-CCS | 0 | 0 | 0 | 0 | 0 | 0
WT_off | 0 | 0 | 0 | 0 | 0 | 0
PseudoUnit | 0 | 0 | 0 | 0 | 0 | 0
FixedInterchange | 0 | 0 | 0 | 0 | 0 | 0
CO2 Emissions (MMmetricTons): PJM_E
ReportingType | 2015 | 2020 | 2025 | 2030 | 2035 | 2040
BM | 0 | 0 | 0 | 0 | 0 | 0
CC | 6.94 | 13.17 | 12.03 | 11.31 | 20.83 | 26.1
CSP | 0 | 0 | 0 | 0 | 0 | 0
CT | 0 | 0 | 0 | 0 | 0 | 0
Coal | 0.21 | 0.13 | 0.15 | 0.15 | 0.18 | 0.18
Geo | 0 | 0 | 0 | 0 | 0 | 0
H | 0 | 0 | 0 | 0 | 0 | 0
LFG | 0 | 0 | 0 | 0 | 0 | 0
Nuc | 0 | 0 | 0 | 0 | 0 | 0
PS | 0 | 0 | 0 | 0 | 0 | 0
PV | 0 | 0 | 0 | 0 | 0 | 0
PeakG | 0.04 | 0.06 | 0.32 | 0.32 | 0.65 | 0.77
PeakO | 0 | 0 | 0 | 0 | 0 | 0
ST | 0 | 0 | 0 | 0 | 0 | 0
STOG | 0 | 0 | 0 | 0 | 0 | 0
STWD | 0 | 0 | 0 | 0 | 0 | 0
WT | 0 | 0 | 0 | 0 | 0 | 0
IGCC | 0 | 0 | 0 | 0 | 0 | 0
DemandResponse | 0 | 0 | 0 | 0 | 0 | 0
IGCC-CCS | 0 | 0 | 0 | 0 | 0 | 0
WT_off | 0 | 0 | 0 | 0 | 0 | 0
PseudoUnit | 0 | 0 | 0 | 0 | 0 | 0
FixedInterchange | 0 | 0 | 0 | 0 | 0 | 0
CO2 Emissions (MMmetricTons): PJM_ROM
ReportingType | 2015 | 2020 | 2025 | 2030 | 2035 | 2040
BM | 0 | 0 | 0 | 0 | 0 | 0
CC | 3.95 | 7.22 | 6.82 | 6.62 | 11.02 | 14.02
CSP | 0 | 0 | 0 | 0 | 0 | 0
CT | 0 | 0 | 0 | 0 | 0 | 0
Coal | 44.85 | 51.11 | 53.3 | 56.1 | 56.65 | 56.65
Geo | 0 | 0 | 0 | 0 | 0 | 0
H | 0 | 0 | 0 | 0 | 0 | 0
LFG | 0 | 0 | 0 | 0 | 0 | 0
Nuc | 0 | 0 | 0 | 0 | 0 | 0
PS | 0 | 0 | 0 | 0 | 0 | 0
PV | 0 | 0 | 0 | 0 | 0 | 0
PeakG | 0.01 | 0.03 | 0.03 | 0.03 | 0.35 | 0.38
PeakO | 0 | 0 | 0 | 0 | 0 | 0
ST | 0 | 0 | 0 | 0 | 0 | 0
STOG | 0 | 0 | 0 | 0 | 0 | 0
STWD | 0 | 0 | 0 | 0 | 0 | 0
WT | 0 | 0 | 0 | 0 | 0 | 0
IGCC | 0 | 0 | 0 | 0 | 0 | 0
DemandResponse | 0 | 0 | 0 | 0 | 0 | 0
IGCC-CCS | 0 | 0 | 0 | 0 | 0 | 0
WT_off | 0 | 0 | 0 | 0 | 0 | 0
PseudoUnit | 0 | 0 | 0 | 0 | 0 | 0
FixedInterchange | 0 | 0 | 0 | 0 | 0 | 0
CO2 Emissions (MMmetricTons): PJM_ROR
ReportingType | 2015 | 2020 | 2025 | 2030 | 2035 | 2040
BM | 0 | 0 | 0 | 0 | 0 | 0
CC | 22.06 | 23.8 | 17.33 | 16.94 | 21.68 | 22.84
CSP | 0 | 0 | 0 | 0 | 0 | 0
CT | 0 | 0.01 | 0 | 0 | 0 | 0
Coal | 327.05 | 244.67 | 245.38 | 246.07 | 247.55 | 248.42
Geo | 0 | 0 | 0 | 0 | 0 | 0
H | 0 | 0 | 0 | 0 | 0 | 0
LFG | 0 | 0 | 0 | 0 | 0 | 0
Nuc | 0 | 0 | 0 | 0 | 0 | 0
PS | 0 | 0 | 0 | 0 | 0 | 0
PV | 0 | 0 | 0 | 0 | 0 | 0
PeakG | 0.86 | 1.39 | 0.9 | 0.87 | 1.41 | 2.27
PeakO | 0 | 0 | 0 | 0 | 0 | 0
ST | 0 | 0 | 0 | 0 | 0 | 0
STOG | 0 | 0 | 0 | 0 | 0 | 0
STWD | 0 | 0 | 0 | 0 | 0 | 0
WT | 0 | 0 | 0 | 0 | 0 | 0
IGCC | 0 | 0 | 0 | 0 | 0 | 0
DemandResponse | 0 | 0 | 0 | 0 | 0 | 0
IGCC-CCS | 0 | 0 | 0 | 0 | 0 | 0
WT_off | 0 | 0 | 0 | 0 | 0 | 0
PseudoUnit | 0 | 0 | 0 | 0 | 0 | 0
FixedInterchange | 0 | 0 | 0 | 0 | 0 | 0
CO2 Emissions (MMmetricTons): SOCO
ReportingType | 2015 | 2020 | 2025 | 2030 | 2035 | 2040
BM | 0 | 0 | 0 | 0 | 0 | 0
CC | 36.63 | 38.67 | 31.3 | 31.76 | 31.56 | 19.96
CSP | 0 | 0 | 0 | 0 | 0 | 0
CT | 0 | 0 | 0 | 0 | 0 | 0
Coal | 97.93 | 85.83 | 101.22 | 101.22 | 101.22 | 162.74
Geo | 0 | 0 | 0 | 0 | 0 | 0
H | 0 | 0 | 0 | 0 | 0 | 0
LFG | 0 | 0 | 0 | 0 | 0 | 0
Nuc | 0 | 0 | 0 | 0 | 0 | 0
PS | 0 | 0 | 0 | 0 | 0 | 0
PV | 0 | 0 | 0 | 0 | 0 | 0
PeakG | 0.11 | 0.55 | 0.22 | 0.04 | 0.07 | 0
PeakO | 0 | 0 | 0 | 0 | 0 | 0
ST | 0 | 0 | 0 | 0 | 0 | 0
STOG | 0 | 0 | 0 | 0 | 0 | 0
STWD | 0 | 0 | 0 | 0 | 0 | 0
WT | 0 | 0 | 0 | 0 | 0 | 0
IGCC | 0 | 0 | 0 | 0 | 0 | 0
DemandResponse | 0 | 0 | 0 | 0 | 0 | 0
IGCC-CCS | 0 | 0 | 0 | 0 | 0 | 0
WT_off | 0 | 0 | 0 | 0 | 0 | 0
PseudoUnit | 0 | 0 | 0 | 0 | 0 | 0
FixedInterchange | 0 | 0 | 0 | 0 | 0 | 0
CO2 Emissions (MMmetricTons): SPP_N
ReportingType | 2015 | 2020 | 2025 | 2030 | 2035 | 2040
BM | 0 | 0 | 0 | 0 | 0 | 0
CC | 2.43 | 1.52 | 0.91 | 0.82 | 0.59 | 0.48
CSP | 0 | 0 | 0 | 0 | 0 | 0
CT | 0 | 0 | 0 | 0 | 0 | 0
Coal | 62.42 | 56.54 | 56.54 | 56.54 | 56.54 | 56.54
Geo | 0 | 0 | 0 | 0 | 0 | 0
H | 0 | 0 | 0 | 0 | 0 | 0
LFG | 0 | 0 | 0 | 0 | 0 | 0
Nuc | 0 | 0 | 0 | 0 | 0 | 0
PS | 0 | 0 | 0 | 0 | 0 | 0
PV | 0 | 0 | 0 | 0 | 0 | 0
PeakG | 0.08 | 0.46 | 0.37 | 0.34 | 0.19 | 0.18
PeakO | 0 | 0 | 0 | 0 | 0 | 0
ST | 0 | 0 | 0 | 0 | 0 | 0
STOG | 0.13 | 0 | 0 | 0 | 0 | 0
STWD | 0 | 0 | 0 | 0 | 0 | 0
WT | 0 | 0 | 0 | 0 | 0 | 0
IGCC | 0 | 0 | 0 | 0 | 0 | 0
DemandResponse | 0 | 0 | 0 | 0 | 0 | 0
IGCC-CCS | 0 | 0 | 0 | 0 | 0 | 0
WT_off | 0 | 0 | 0 | 0 | 0 | 0
PseudoUnit | 0 | 0 | 0 | 0 | 0 | 0
FixedInterchange | 0 | 0 | 0 | 0 | 0 | 0
CO2 Emissions (MMmetricTons): SPP_S
ReportingType | 2015 | 2020 | 2025 | 2030 | 2035 | 2040
BM | 0 | 0 | 0 | 0 | 0 | 0
CC | 9.58 | 17.93 | 12.88 | 12.17 | 5.67 | 4.96
CSP | 0 | 0 | 0 | 0 | 0 | 0
CT | 0 | 0.12 | 0.17 | 0.17 | 0.07 | 0
Coal | 94.55 | 76.92 | 83.05 | 83.6 | 83.6 | 83.6
Geo | 0 | 0 | 0 | 0 | 0 | 0
H | 0 | 0 | 0 | 0 | 0 | 0
LFG | 0 | 0 | 0 | 0 | 0 | 0
Nuc | 0 | 0 | 0 | 0 | 0 | 0
PS | 0 | 0 | 0 | 0 | 0 | 0
PV | 0 | 0 | 0 | 0 | 0 | 0
PeakG | 0 | 0.24 | 0.54 | 0.36 | 0.22 | 0.2
PeakO | 0 | 0 | 0 | 0 | 0 | 0
ST | 0 | 0 | 0 | 0 | 0 | 0
STOG | 0.56 | 0.81 | 0 | 0 | 0 | 0
STWD | 0 | 0 | 0 | 0 | 0 | 0
WT | 0 | 0 | 0 | 0 | 0 | 0
IGCC | 0 | 0 | 0 | 0 | 0 | 0
DemandResponse | 0 | 0 | 0 | 0 | 0 | 0
IGCC-CCS | 0 | 0 | 0 | 0 | 0 | 0
WT_off | 0 | 0 | 0 | 0 | 0 | 0
PseudoUnit | 0 | 0 | 0 | 0 | 0 | 0
FixedInterchange | 0 | 0 | 0 | 0 | 0 | 0
CO2 Emissions (MMmetricTons): TVA
ReportingType | 2015 | 2020 | 2025 | 2030 | 2035 | 2040
BM | 0 | 0 | 0 | 0 | 0 | 0
CC | 7.65 | 9.1 | 6.81 | 5.86 | 9.01 | 8.5
CSP | 0 | 0 | 0 | 0 | 0 | 0
CT | 0 | 0 | 0 | 0 | 0 | 0
Coal | 70.86 | 59.37 | 59.37 | 59.37 | 59.37 | 69.49
Geo | 0 | 0 | 0 | 0 | 0 | 0
H | 0 | 0 | 0 | 0 | 0 | 0
LFG | 0 | 0 | 0 | 0 | 0 | 0
Nuc | 0 | 0 | 0 | 0 | 0 | 0
PS | 0 | 0 | 0 | 0 | 0 | 0
PV | 0 | 0 | 0 | 0 | 0 | 0
PeakG | 0 | 0.05 | 0 | 0 | 0 | 0
PeakO | 0 | 0 | 0 | 0 | 0 | 0
ST | 0 | 0 | 0 | 0 | 0 | 0
STOG | 0 | 0 | 0 | 0 | 0 | 0
STWD | 0 | 0 | 0 | 0 | 0 | 0
WT | 0 | 0 | 0 | 0 | 0 | 0
IGCC | 0 | 0 | 0 | 0 | 0 | 0
DemandResponse | 0 | 0 | 0 | 0 | 0 | 0
IGCC-CCS | 0 | 0 | 0 | 0 | 0 | 0
WT_off | 0 | 0 | 0 | 0 | 0 | 0
PseudoUnit | 0 | 0 | 0 | 0 | 0 | 0
FixedInterchange | 0 | 0 | 0 | 0 | 0 | 0
CO2 Emissions (MMmetricTons): TVA_Transmission
ReportingType | 2015 | 2020 | 2025 | 2030 | 2035 | 2040
BM | 0 | 0 | 0 | 0 | 0 | 0
CC | 0 | 0 | 0 | 0 | 0 | 0
CSP | 0 | 0 | 0 | 0 | 0 | 0
CT | 0 | 0 | 0 | 0 | 0 | 0
Coal | 0 | 0 | 0 | 0 | 0 | 0
Geo | 0 | 0 | 0 | 0 | 0 | 0
H | 0 | 0 | 0 | 0 | 0 | 0
LFG | 0 | 0 | 0 | 0 | 0 | 0
Nuc | 0 | 0 | 0 | 0 | 0 | 0
PS | 0 | 0 | 0 | 0 | 0 | 0
PV | 0 | 0 | 0 | 0 | 0 | 0
PeakG | 0 | 0 | 0 | 0 | 0 | 0
PeakO | 0 | 0 | 0 | 0 | 0 | 0
ST | 0 | 0 | 0 | 0 | 0 | 0
STOG | 0 | 0 | 0 | 0 | 0 | 0
STWD | 0 | 0 | 0 | 0 | 0 | 0
WT | 0 | 0 | 0 | 0 | 0 | 0
IGCC | 0 | 0 | 0 | 0 | 0 | 0
DemandResponse | 0 | 0 | 0 | 0 | 0 | 0
IGCC-CCS | 0 | 0 | 0 | 0 | 0 | 0
WT_off | 0 | 0 | 0 | 0 | 0 | 0
PseudoUnit | 0 | 0 | 0 | 0 | 0 | 0
FixedInterchange | 0 | 0 | 0 | 0 | 0 | 0
CO2 Emissions (MMmetricTons): VACAR
ReportingType | 2015 | 2020 | 2025 | 2030 | 2035 | 2040
BM | 0 | 0 | 0 | 0 | 0 | 0
CC | 11.83 | 11 | 7.53 | 6.99 | 10.51 | 14.22
CSP | 0 | 0 | 0 | 0 | 0 | 0
CT | 0.04 | 0.16 | 0.08 | 0.08 | 0 | 0
Coal | 79.73 | 66.46 | 74.95 | 79.33 | 85.28 | 88.26
Geo | 0 | 0 | 0 | 0 | 0 | 0
H | 0 | 0 | 0 | 0 | 0 | 0
LFG | 0 | 0 | 0 | 0 | 0 | 0
Nuc | 0 | 0 | 0 | 0 | 0 | 0
PS | 0 | 0 | 0 | 0 | 0 | 0
PV | 0 | 0 | 0 | 0 | 0 | 0
PeakG | 0.09 | 0.48 | 0.4 | 0.43 | 1.41 | 1.71
PeakO | 0 | 0 | 0 | 0 | 0 | 0
ST | 0 | 0 | 0 | 0 | 0 | 0
STOG | 0 | 0 | 0 | 0 | 0 | 0
STWD | 0 | 0 | 0 | 0 | 0 | 0
WT | 0 | 0 | 0 | 0 | 0 | 0
IGCC | 0 | 0 | 0 | 0 | 0 | 0
DemandResponse | 0 | 0 | 0 | 0 | 0 | 0
IGCC-CCS | 0 | 0 | 0 | 0 | 0 | 0
WT_off | 0 | 0 | 0 | 0 | 0 | 0
PseudoUnit | 0 | 0 | 0 | 0 | 0 | 0
FixedInterchange | 0 | 0 | 0 | 0 | 0 | 0
CO2 Emissions (MMmetricTons): IESO
ReportingType | 2015 | 2020 | 2025 | 2030 | 2035 | 2040
BM | 0 | 0 | 0 | 0 | 0 | 0
CC | 0.13 | 0.11 | 0.09 | 0.12 | 0.96 | 2.09
CSP | 0 | 0 | 0 | 0 | 0 | 0
CT | 0 | 0 | 0.01 | 0 | 0.01 | 0.02
Coal | 0 | 0 | 0 | 0 | 0 | 0
Geo | 0 | 0 | 0 | 0 | 0 | 0
H | 0 | 0 | 0 | 0 | 0 | 0
LFG | 0 | 0 | 0 | 0 | 0 | 0
Nuc | 0 | 0 | 0 | 0 | 0 | 0
PS | 0 | 0 | 0 | 0 | 0 | 0
PV | 0 | 0 | 0 | 0 | 0 | 0
PeakG | 0 | 0 | 0 | 0 | 0 | 0
PeakO | 0 | 0 | 0 | 0 | 0 | 0
ST | 0 | 0 | 0 | 0 | 0 | 0
STOG | 0 | 0 | 0 | 0 | 0 | 0
STWD | 0 | 0 | 0 | 0 | 0 | 0
WT | 0 | 0 | 0 | 0 | 0 | 0
IGCC | 0 | 0 | 0 | 0 | 0 | 0
DemandResponse | 0 | 0 | 0 | 0 | 0 | 0
IGCC-CCS | 0 | 0 | 0 | 0 | 0 | 0
WT_off | 0 | 0 | 0 | 0 | 0 | 0
PseudoUnit | 0 | 0 | 0 | 0 | 0 | 0
FixedInterchange | 0 | 0 | 0 | 0 | 0 | 0
CO2 Emissions (MMmetricTons): MAPP_CA
ReportingType | 2015 | 2020 | 2025 | 2030 | 2035 | 2040
BM | 0 | 0 | 0 | 0 | 0 | 0
CC | 1.31 | 1.62 | 1.07 | 0.98 | 0.38 | 0
CSP | 0 | 0 | 0 | 0 | 0 | 0
CT | 0 | 0 | 0 | 0 | 0 | 0
Coal | 0.2 | 0.6 | 0 | 0 | 0 | 0
Geo | 0 | 0 | 0 | 0 | 0 | 0
H | 0 | 0 | 0 | 0 | 0 | 0
LFG | 0 | 0 | 0 | 0 | 0 | 0
Nuc | 0 | 0 | 0 | 0 | 0 | 0
PS | 0 | 0 | 0 | 0 | 0 | 0
PV | 0 | 0 | 0 | 0 | 0 | 0
PeakG | 0 | 0.01 | 0.01 | 0.01 | 0 | 0
PeakO | 0 | 0 | 0 | 0 | 0 | 0
ST | 0 | 0 | 0 | 0 | 0 | 0
STOG | 0 | 0 | 0 | 0 | 0 | 0
STWD | 0 | 0 | 0 | 0 | 0 | 0
WT | 0 | 0 | 0 | 0 | 0 | 0
IGCC | 0 | 0 | 0 | 0 | 0 | 0
DemandResponse | 0 | 0 | 0 | 0 | 0 | 0
IGCC-CCS | 0 | 0 | 0 | 0 | 0 | 0
WT_off | 0 | 0 | 0 | 0 | 0 | 0
PseudoUnit | 0 | 0 | 0 | 0 | 0 | 0
FixedInterchange | 0 | 0 | 0 | 0 | 0 | 0
CO2 Emissions (MMmetricTons): AZ_NM_SNV_Coal
ReportingType | 2015 | 2020 | 2025 | 2030 | 2035 | 2040
BM | 0 | 0 | 0 | 0 | 0 | 0
CC | 0 | 0 | 0 | 0 | 0 | 0
CSP | 0 | 0 | 0 | 0 | 0 | 0
CT | 0 | 0 | 0 | 0 | 0 | 0
Coal | 67.57 | 71.47 | 71.47 | 71.47 | 71.57 | 101.02
Geo | 0 | 0 | 0 | 0 | 0 | 0
H | 0 | 0 | 0 | 0 | 0 | 0
LFG | 0 | 0 | 0 | 0 | 0 | 0
Nuc | 0 | 0 | 0 | 0 | 0 | 0
PS | 0 | 0 | 0 | 0 | 0 | 0
PV | 0 | 0 | 0 | 0 | 0 | 0
PeakG | 0 | 0 | 0 | 0 | 0 | 0
PeakO | 0 | 0 | 0 | 0 | 0 | 0
ST | 0 | 0 | 0 | 0 | 0 | 0
STOG | 0 | 0 | 0 | 0 | 0 | 0
STWD | 0 | 0 | 0 | 0 | 0 | 0
WT | 0 | 0 | 0 | 0 | 0 | 0
IGCC | 0 | 0 | 0 | 0 | 0 | 0
DemandResponse | 0 | 0 | 0 | 0 | 0 | 0
IGCC-CCS | 0 | 0 | 0 | 0 | 0 | 0
WT_off | 0 | 0 | 0 | 0 | 0 | 0
PseudoUnit | 0 | 0 | 0 | 0 | 0 | 0
FixedInterchange | 0 | 0 | 0 | 0 | 0 | 0
CO2 Emissions (MMmetricTons): AZ_NM_SNV_Gas
ReportingType | 2015 | 2020 | 2025 | 2030 | 2035 | 2040
BM | 0 | 0 | 0 | 0 | 0 | 0
CC | 37.85 | 37.46 | 36.64 | 37.64 | 37.85 | 36.84
CSP | 0 | 0 | 0 | 0 | 0 | 0
CT | 0 | 0 | 0.01 | 0.04 | 0 | 0
Coal | 0 | 0 | 0 | 0 | 0 | 0
Geo | 0 | 0 | 0 | 0 | 0 | 0
H | 0 | 0 | 0 | 0 | 0 | 0
LFG | 0 | 0 | 0 | 0 | 0 | 0
Nuc | 0 | 0 | 0 | 0 | 0 | 0
PS | 0 | 0 | 0 | 0 | 0 | 0
PV | 0 | 0 | 0 | 0 | 0 | 0
PeakG | 0 | 0 | 0 | 0 | 0 | 0
PeakO | 0 | 0 | 0 | 0 | 0 | 0
ST | 0 | 0 | 0 | 0 | 0 | 0
STOG | 0 | 0 | 0 | 0 | 0 | 0
STWD | 0 | 0 | 0 | 0 | 0 | 0
WT | 0 | 0 | 0 | 0 | 0 | 0
IGCC | 0 | 0 | 0 | 0 | 0 | 0
DemandResponse | 0 | 0 | 0 | 0 | 0 | 0
IGCC-CCS | 0 | 0 | 0 | 0 | 0 | 0
WT_off | 0 | 0 | 0 | 0 | 0 | 0
PseudoUnit | 0 | 0 | 0 | 0 | 0 | 0
FixedInterchange | 0 | 0 | 0 | 0 | 0 | 0
CO2 Emissions (MMmetricTons): AZ_NM_SNV_NucRenew
ReportingType | 2015 | 2020 | 2025 | 2030 | 2035 | 2040
BM | 0 | 0 | 0 | 0 | 0 | 0
CC | 0 | 0 | 0 | 0 | 0 | 0
CSP | 0 | 0 | 0 | 0 | 0 | 0
CT | 0 | 0 | 0 | 0 | 0 | 0
Coal | 0 | 0 | 0 | 0 | 0 | 0
Geo | 0 | 0 | 0 | 0 | 0 | 0
H | 0 | 0 | 0 | 0 | 0 | 0
LFG | 0 | 0 | 0 | 0 | 0 | 0
Nuc | 0 | 0 | 0 | 0 | 0 | 0
PS | 0 | 0 | 0 | 0 | 0 | 0
PV | 0 | 0 | 0 | 0 | 0 | 0
PeakG | 0 | 0 | 0 | 0 | 0 | 0
PeakO | 0 | 0 | 0 | 0 | 0 | 0
ST | 0 | 0 | 0 | 0 | 0 | 0
STOG | 0 | 0 | 0 | 0 | 0 | 0
STWD | 0 | 0 | 0 | 0 | 0 | 0
WT | 0 | 0 | 0 | 0 | 0 | 0
IGCC | 0 | 0 | 0 | 0 | 0 | 0
DemandResponse | 0 | 0 | 0 | 0 | 0 | 0
IGCC-CCS | 0 | 0 | 0 | 0 | 0 | 0
WT_off | 0 | 0 | 0 | 0 | 0 | 0
PseudoUnit | 0 | 0 | 0 | 0 | 0 | 0
FixedInterchange | 0 | 0 | 0 | 0 | 0 | 0
CO2 Emissions (MMmetricTons): ERCOT
ReportingType | 2015 | 2020 | 2025 | 2030 | 2035 | 2040
BM | 0 | 0 | 0 | 0 | 0 | 0
CC | 55.12 | 52.13 | 44.67 | 43.6 | 42.44 | 26.86
CSP | 0 | 0 | 0 | 0 | 0 | 0
CT | 0 | 0.03 | 0.06 | 0.06 | 0 | 0
Coal | 109.99 | 126.78 | 143.25 | 143.25 | 143.25 | 143.25
Geo | 0 | 0 | 0 | 0 | 0 | 0
H | 0 | 0 | 0 | 0 | 0 | 0
LFG | 0 | 0 | 0 | 0 | 0 | 0
Nuc | 0 | 0 | 0 | 0 | 0 | 0
PS | 0 | 0 | 0 | 0 | 0 | 0
PV | 0 | 0 | 0 | 0 | 0 | 0
PeakG | 0 | 0.28 | 0.53 | 0.56 | 0.58 | 0.46
PeakO | 0 | 0 | 0 | 0 | 0 | 0
ST | 0 | 0 | 0 | 0 | 0 | 0
STOG | 2.01 | 2.43 | 1.5 | 1.13 | 0.89 | 0
STWD | 0 | 0 | 0 | 0 | 0 | 0
WT | 0 | 0 | 0 | 0 | 0 | 0
IGCC | 0 | 0 | 0 | 0 | 0 | 0
DemandResponse | 0 | 0 | 0 | 0 | 0 | 0
IGCC-CCS | 0 | 0 | 0 | 0 | 0 | 0
WT_off | 0 | 0 | 0 | 0 | 0 | 0
PseudoUnit | 0 | 0 | 0 | 0 | 0 | 0
FixedInterchange | 0 | 0 | 0 | 0 | 0 | 0
CO2 Emissions (MMmetricTons): NP15
ReportingType | 2015 | 2020 | 2025 | 2030 | 2035 | 2040
BM | 0 | 0 | 0 | 0 | 0 | 0
CC | 13.01 | 2.97 | 1.61 | 2.55 | 2.71 | 1.25
CSP | 0 | 0 | 0 | 0 | 0 | 0
CT | 0 | 0 | 0 | 0 | 0 | 0
Coal | 0.24 | 0 | 0 | 0 | 0 | 0
Geo | 0 | 0 | 0 | 0 | 0 | 0
H | 0 | 0 | 0 | 0 | 0 | 0
LFG | 0 | 0 | 0 | 0 | 0 | 0
Nuc | 0 | 0 | 0 | 0 | 0 | 0
PS | 0 | 0 | 0 | 0 | 0 | 0
PV | 0 | 0 | 0 | 0 | 0 | 0
PeakG | 0 | 0 | 0 | 0 | 0 | 0
PeakO | 0 | 0 | 0 | 0 | 0 | 0
ST | 0 | 0 | 0 | 0 | 0 | 0
STOG | 0.03 | 0.01 | 0 | 0 | 0 | 0
STWD | 0 | 0 | 0 | 0 | 0 | 0
WT | 0 | 0 | 0 | 0 | 0 | 0
IGCC | 0 | 0 | 0 | 0 | 0 | 0
DemandResponse | 0 | 0 | 0 | 0 | 0 | 0
IGCC-CCS | 0 | 0 | 0 | 0 | 0 | 0
WT_off | 0 | 0 | 0 | 0 | 0 | 0
PseudoUnit | 0 | 0 | 0 | 0 | 0 | 0
FixedInterchange | 0 | 0 | 0 | 0 | 0 | 0
CO2 Emissions (MMmetricTons): NWPP_Coal
ReportingType | 2015 | 2020 | 2025 | 2030 | 2035 | 2040
BM | 0 | 0 | 0 | 0 | 0 | 0
CC | 0 | 0 | 0 | 0 | 0 | 0
CSP | 0 | 0 | 0 | 0 | 0 | 0
CT | 0 | 0 | 0 | 0 | 0 | 0
Coal | 94 | 93.99 | 93.99 | 93.99 | 93.53 | 93.42
Geo | 0 | 0 | 0 | 0 | 0 | 0
H | 0 | 0 | 0 | 0 | 0 | 0
LFG | 0 | 0 | 0 | 0 | 0 | 0
Nuc | 0 | 0 | 0 | 0 | 0 | 0
PS | 0 | 0 | 0 | 0 | 0 | 0
PV | 0 | 0 | 0 | 0 | 0 | 0
PeakG | 0 | 0 | 0 | 0 | 0 | 0
PeakO | 0 | 0 | 0 | 0 | 0 | 0
ST | 0 | 0 | 0 | 0 | 0 | 0
STOG | 0 | 0 | 0 | 0 | 0 | 0
STWD | 0 | 0 | 0 | 0 | 0 | 0
WT | 0 | 0 | 0 | 0 | 0 | 0
IGCC | 0 | 0 | 0 | 0 | 0 | 0
DemandResponse | 0 | 0 | 0 | 0 | 0 | 0
IGCC-CCS | 0 | 0 | 0 | 0 | 0 | 0
WT_off | 0 | 0 | 0 | 0 | 0 | 0
PseudoUnit | 0 | 0 | 0 | 0 | 0 | 0
FixedInterchange | 0 | 0 | 0 | 0 | 0 | 0
CO2 Emissions (MMmetricTons): NWPP_Gas
ReportingType | 2015 | 2020 | 2025 | 2030 | 2035 | 2040
BM | 0 | 0 | 0 | 0 | 0 | 0
CC | 14.66 | 14.66 | 13.93 | 14.66 | 14.66 | 12.98
CSP | 0 | 0 | 0 | 0 | 0 | 0
CT | 0 | 0 | 0 | 0 | 0 | 0
Coal | 0 | 0 | 0 | 0 | 4.96 | 6.76
Geo | 0 | 0 | 0 | 0 | 0 | 0
H | 0 | 0 | 0 | 0 | 0 | 0
LFG | 0 | 0 | 0 | 0 | 0 | 0
Nuc | 0 | 0 | 0 | 0 | 0 | 0
PS | 0 | 0 | 0 | 0 | 0 | 0
PV | 0 | 0 | 0 | 0 | 0 | 0
PeakG | 0 | 0 | 0 | 0 | 0 | 0
PeakO | 0 | 0 | 0 | 0 | 0 | 0
ST | 0 | 0 | 0 | 0 | 0 | 0
STOG | 0 | 0 | 0 | 0 | 0 | 0
STWD | 0 | 0 | 0 | 0 | 0 | 0
WT | 0 | 0 | 0 | 0 | 0 | 0
IGCC | 0 | 0 | 0 | 0 | 0 | 0
DemandResponse | 0 | 0 | 0 | 0 | 0 | 0
IGCC-CCS | 0 | 0 | 0 | 0 | 0 | 0
WT_off | 0 | 0 | 0 | 0 | 0 | 0
PseudoUnit | 0 | 0 | 0 | 0 | 0 | 0
FixedInterchange | 0 | 0 | 0 | 0 | 0 | 0
CO2 Emissions (MMmetricTons): NWPP_NucRenew
ReportingType | 2015 | 2020 | 2025 | 2030 | 2035 | 2040
BM | 0 | 0 | 0 | 0 | 0 | 0
CC | 0 | 0 | 0 | 0 | 0 | 0
CSP | 0 | 0 | 0 | 0 | 0 | 0
CT | 0 | 0 | 0 | 0 | 0 | 0
Coal | 0 | 0 | 0 | 0 | 0 | 0
Geo | 0 | 0 | 0 | 0 | 0 | 0
H | 0 | 0 | 0 | 0 | 0 | 0
LFG | 0 | 0 | 0 | 0 | 0 | 0
Nuc | 0 | 0 | 0 | 0 | 0 | 0
PS | 0 | 0 | 0 | 0 | 0 | 0
PV | 0 | 0 | 0 | 0 | 0 | 0
PeakG | 0 | 0 | 0 | 0 | 0 | 0
PeakO | 0 | 0 | 0 | 0 | 0 | 0
ST | 0 | 0 | 0 | 0 | 0 | 0
STOG | 0 | 0 | 0 | 0 | 0 | 0
STWD | 0 | 0 | 0 | 0 | 0 | 0
WT | 0 | 0 | 0 | 0 | 0 | 0
IGCC | 0 | 0 | 0 | 0 | 0 | 0
DemandResponse | 0 | 0 | 0 | 0 | 0 | 0
IGCC-CCS | 0 | 0 | 0 | 0 | 0 | 0
WT_off | 0 | 0 | 0 | 0 | 0 | 0
PseudoUnit | 0 | 0 | 0 | 0 | 0 | 0
FixedInterchange | 0 | 0 | 0 | 0 | 0 | 0
CO2 Emissions (MMmetricTons): RMPA
ReportingType | 2015 | 2020 | 2025 | 2030 | 2035 | 2040
BM | 0 | 0 | 0 | 0 | 0 | 0
CC | 2.1 | 1.75 | 0 | 0 | 0 | 0
CSP | 0 | 0 | 0 | 0 | 0 | 0
CT | 0 | 0 | 0 | 0 | 0 | 0
Coal | 53.74 | 52.48 | 49.91 | 49.91 | 53.37 | 55.93
Geo | 0 | 0 | 0 | 0 | 0 | 0
H | 0 | 0 | 0 | 0 | 0 | 0
LFG | 0 | 0 | 0 | 0 | 0 | 0
Nuc | 0 | 0 | 0 | 0 | 0 | 0
PS | 0 | 0 | 0 | 0 | 0 | 0
PV | 0 | 0 | 0 | 0 | 0 | 0
PeakG | 0.03 | 0.07 | 0.05 | 0.07 | 0.1 | 0.03
PeakO | 0 | 0 | 0 | 0 | 0 | 0
ST | 0 | 0 | 0 | 0 | 0 | 0
STOG | 0 | 0 | 0 | 0 | 0 | 0
STWD | 0 | 0 | 0 | 0 | 0 | 0
WT | 0 | 0 | 0 | 0 | 0 | 0
IGCC | 0 | 0 | 0 | 0 | 0 | 0
DemandResponse | 0 | 0 | 0 | 0 | 0 | 0
IGCC-CCS | 0 | 0 | 0 | 0 | 0 | 0
WT_off | 0 | 0 | 0 | 0 | 0 | 0
PseudoUnit | 0 | 0 | 0 | 0 | 0 | 0
FixedInterchange | 0 | 0 | 0 | 0 | 0 | 0
CO2 Emissions (MMmetricTons): SP15
ReportingType | 2015 | 2020 | 2025 | 2030 | 2035 | 2040
BM | 0 | 0 | 0 | 0 | 0 | 0
CC | 8.62 | 6.87 | 3.17 | 4.37 | 5.31 | 1.61
CSP | 0 | 0 | 0 | 0 | 0 | 0
CT | 0 | 0 | 0 | 0 | 0 | 0
Coal | 0.81 | 0 | 0 | 0 | 0 | 0
Geo | 0 | 0 | 0 | 0 | 0 | 0
H | 0 | 0 | 0 | 0 | 0 | 0
LFG | 0 | 0 | 0 | 0 | 0 | 0
Nuc | 0 | 0 | 0 | 0 | 0 | 0
PS | 0 | 0 | 0 | 0 | 0 | 0
PV | 0 | 0 | 0 | 0 | 0 | 0
PeakG | 0 | 0 | 0 | 0.01 | 0.05 | 0
PeakO | 0 | 0 | 0 | 0 | 0 | 0
ST | 0 | 0 | 0 | 0 | 0 | 0
STOG | 0.1 | 0.06 | 0.03 | 0.05 | 0.08 | 0.04
STWD | 0 | 0 | 0 | 0 | 0 | 0
WT | 0 | 0 | 0 | 0 | 0 | 0
IGCC | 0 | 0 | 0 | 0 | 0 | 0
DemandResponse | 0 | 0 | 0 | 0 | 0 | 0
IGCC-CCS | 0 | 0 | 0 | 0 | 0 | 0
WT_off | 0 | 0 | 0 | 0 | 0 | 0
PseudoUnit | 0 | 0 | 0 | 0 | 0 | 0
FixedInterchange | 0 | 0 | 0 | 0 | 0 | 0
CO2 Emissions (MMmetricTons): ALB
ReportingType | 2015 | 2020 | 2025 | 2030 | 2035 | 2040
BM | 0 | 0 | 0 | 0 | 0 | 0
CC | 6.56 | 7 | 7.45 | 8.11 | 8.68 | 7.87
CSP | 0 | 0 | 0 | 0 | 0 | 0
CT | 0 | 0 | 0 | 0 | 0 | 0
Coal | 45.36 | 45.36 | 45.36 | 45.36 | 45.36 | 45.36
Geo | 0 | 0 | 0 | 0 | 0 | 0
H | 0 | 0 | 0 | 0 | 0 | 0
LFG | 0 | 0 | 0 | 0 | 0 | 0
Nuc | 0 | 0 | 0 | 0 | 0 | 0
PS | 0 | 0 | 0 | 0 | 0 | 0
PV | 0 | 0 | 0 | 0 | 0 | 0
PeakG | 0 | 0 | 0 | 0 | 0 | 0
PeakO | 0 | 0 | 0 | 0 | 0 | 0
ST | 0 | 0 | 0 | 0 | 0 | 0
STOG | 0 | 0 | 0 | 0 | 0 | 0
STWD | 0 | 0 | 0 | 0 | 0 | 0
WT | 0 | 0 | 0 | 0 | 0 | 0
IGCC | 0 | 0 | 0 | 0 | 0 | 0
DemandResponse | 0 | 0 | 0 | 0 | 0 | 0
IGCC-CCS | 0 | 0 | 0 | 0 | 0 | 0
WT_off | 0 | 0 | 0 | 0 | 0 | 0
PseudoUnit | 0 | 0 | 0 | 0 | 0 | 0
FixedInterchange | 0 | 0 | 0 | 0 | 0 | 0
CO2 Emissions (MMmetricTons): BC
ReportingType | 2015 | 2020 | 2025 | 2030 | 2035 | 2040
BM | 0 | 0 | 0 | 0 | 0 | 0
CC | 1.88 | 1.88 | 1.88 | 2.09 | 2.66 | 2.66
CSP | 0 | 0 | 0 | 0 | 0 | 0
CT | 0 | 0 | 0 | 0 | 0 | 0
Coal | 0 | 0 | 0 | 0 | 0 | 0
Geo | 0 | 0 | 0 | 0 | 0 | 0
H | 0 | 0 | 0 | 0 | 0 | 0
LFG | 0 | 0 | 0 | 0 | 0 | 0
Nuc | 0 | 0 | 0 | 0 | 0 | 0
PS | 0 | 0 | 0 | 0 | 0 | 0
PV | 0 | 0 | 0 | 0 | 0 | 0
PeakG | 0 | 0 | 0 | 0 | 0 | 0
PeakO | 0 | 0 | 0 | 0 | 0 | 0
ST | 0 | 0 | 0 | 0 | 0 | 0
STOG | 0 | 0 | 0 | 0 | 0 | 0
STWD | 0 | 0 | 0 | 0 | 0 | 0
WT | 0 | 0 | 0 | 0 | 0 | 0
IGCC | 0 | 0 | 0 | 0 | 0 | 0
DemandResponse | 0 | 0 | 0 | 0 | 0 | 0
IGCC-CCS | 0 | 0 | 0 | 0 | 0 | 0
WT_off | 0 | 0 | 0 | 0 | 0 | 0
PseudoUnit | 0 | 0 | 0 | 0 | 0 | 0
FixedInterchange | 0 | 0 | 0 | 0 | 0 | 0
CO2 Emissions (MMmetricTons): HQ_IESO
ReportingType | 2015 | 2020 | 2025 | 2030 | 2035 | 2040
BM | 0 | 0 | 0 | 0 | 0 | 0
CC | 0 | 0 | 0 | 0 | 0 | 0
CSP | 0 | 0 | 0 | 0 | 0 | 0
CT | 0 | 0 | 0 | 0 | 0 | 0
Coal | 0 | 0 | 0 | 0 | 0 | 0
Geo | 0 | 0 | 0 | 0 | 0 | 0
H | 0 | 0 | 0 | 0 | 0 | 0
LFG | 0 | 0 | 0 | 0 | 0 | 0
Nuc | 0 | 0 | 0 | 0 | 0 | 0
PS | 0 | 0 | 0 | 0 | 0 | 0
PV | 0 | 0 | 0 | 0 | 0 | 0
PeakG | 0 | 0 | 0 | 0 | 0 | 0
PeakO | 0 | 0 | 0 | 0 | 0 | 0
ST | 0 | 0 | 0 | 0 | 0 | 0
STOG | 0 | 0 | 0 | 0 | 0 | 0
STWD | 0 | 0 | 0 | 0 | 0 | 0
WT | 0 | 0 | 0 | 0 | 0 | 0
IGCC | 0 | 0 | 0 | 0 | 0 | 0
DemandResponse | 0 | 0 | 0 | 0 | 0 | 0
IGCC-CCS | 0 | 0 | 0 | 0 | 0 | 0
WT_off | 0 | 0 | 0 | 0 | 0 | 0
PseudoUnit | 0 | 0 | 0 | 0 | 0 | 0
FixedInterchange | 0 | 0 | 0 | 0 | 0 | 0
CO2 Emissions (MMmetricTons): HQ_NEISO
ReportingType | 2015 | 2020 | 2025 | 2030 | 2035 | 2040
BM | 0 | 0 | 0 | 0 | 0 | 0
CC | 0 | 0 | 0 | 0 | 0 | 0
CSP | 0 | 0 | 0 | 0 | 0 | 0
CT | 0 | 0 | 0 | 0 | 0 | 0
Coal | 0 | 0 | 0 | 0 | 0 | 0
Geo | 0 | 0 | 0 | 0 | 0 | 0
H | 0 | 0 | 0 | 0 | 0 | 0
LFG | 0 | 0 | 0 | 0 | 0 | 0
Nuc | 0 | 0 | 0 | 0 | 0 | 0
PS | 0 | 0 | 0 | 0 | 0 | 0
PV | 0 | 0 | 0 | 0 | 0 | 0
PeakG | 0 | 0 | 0 | 0 | 0 | 0
PeakO | 0 | 0 | 0 | 0 | 0 | 0
ST | 0 | 0 | 0 | 0 | 0 | 0
STOG | 0 | 0 | 0 | 0 | 0 | 0
STWD | 0 | 0 | 0 | 0 | 0 | 0
WT | 0 | 0 | 0 | 0 | 0 | 0
IGCC | 0 | 0 | 0 | 0 | 0 | 0
DemandResponse | 0 | 0 | 0 | 0 | 0 | 0
IGCC-CCS | 0 | 0 | 0 | 0 | 0 | 0
WT_off | 0 | 0 | 0 | 0 | 0 | 0
PseudoUnit | 0 | 0 | 0 | 0 | 0 | 0
FixedInterchange | 0 | 0 | 0 | 0 | 0 | 0
CO2 Emissions (MMmetricTons): HQ_NY
ReportingType | 2015 | 2020 | 2025 | 2030 | 2035 | 2040
BM | 0 | 0 | 0 | 0 | 0 | 0
CC | 0 | 0 | 0 | 0 | 0 | 0
CSP | 0 | 0 | 0 | 0 | 0 | 0
CT | 0 | 0 | 0 | 0 | 0 | 0
Coal | 0 | 0 | 0 | 0 | 0 | 0
Geo | 0 | 0 | 0 | 0 | 0 | 0
H | 0 | 0 | 0 | 0 | 0 | 0
LFG | 0 | 0 | 0 | 0 | 0 | 0
Nuc | 0 | 0 | 0 | 0 | 0 | 0
PS | 0 | 0 | 0 | 0 | 0 | 0
PV | 0 | 0 | 0 | 0 | 0 | 0
PeakG | 0 | 0 | 0 | 0 | 0 | 0
PeakO | 0 | 0 | 0 | 0 | 0 | 0
ST | 0 | 0 | 0 | 0 | 0 | 0
STOG | 0 | 0 | 0 | 0 | 0 | 0
STWD | 0 | 0 | 0 | 0 | 0 | 0
WT | 0 | 0 | 0 | 0 | 0 | 0
IGCC | 0 | 0 | 0 | 0 | 0 | 0
DemandResponse | 0 | 0 | 0 | 0 | 0 | 0
IGCC-CCS | 0 | 0 | 0 | 0 | 0 | 0
WT_off | 0 | 0 | 0 | 0 | 0 | 0
PseudoUnit | 0 | 0 | 0 | 0 | 0 | 0
FixedInterchange | 0 | 0 | 0 | 0 | 0 | 0
CO2 Emissions (MMmetricTons): MARITIMES
ReportingType | 2015 | 2020 | 2025 | 2030 | 2035 | 2040
BM | 0 | 0 | 0 | 0 | 0 | 0
CC | 0 | 0 | 0 | 0 | 0 | 0
CSP | 0 | 0 | 0 | 0 | 0 | 0
CT | 0 | 0 | 0 | 0 | 0 | 0
Coal | 0 | 0 | 0 | 0 | 0 | 0
Geo | 0 | 0 | 0 | 0 | 0 | 0
H | 0 | 0 | 0 | 0 | 0 | 0
LFG | 0 | 0 | 0 | 0 | 0 | 0
Nuc | 0 | 0 | 0 | 0 | 0 | 0
PS | 0 | 0 | 0 | 0 | 0 | 0
PV | 0 | 0 | 0 | 0 | 0 | 0
PeakG | 0 | 0 | 0 | 0 | 0 | 0
PeakO | 0 | 0 | 0 | 0 | 0 | 0
ST | 0 | 0 | 0 | 0 | 0 | 0
STOG | 0 | 0 | 0 | 0 | 0 | 0
STWD | 0 | 0 | 0 | 0 | 0 | 0
WT | 0 | 0 | 0 | 0 | 0 | 0
IGCC | 0 | 0 | 0 | 0 | 0 | 0
DemandResponse | 0 | 0 | 0 | 0 | 0 | 0
IGCC-CCS | 0 | 0 | 0 | 0 | 0 | 0
WT_off | 0 | 0 | 0 | 0 | 0 | 0
PseudoUnit | 0 | 0 | 0 | 0 | 0 | 0
FixedInterchange | 0 | 0 | 0 | 0 | 0 | 0
CO2 Emissions (MMmetricTons): All
ReportingType | 2015 | 2020 | 2025 | 2030 | 2035 | 2040
BM | 0 | 0 | 0 | 0 | 0 | 0
CC | 360.44 | 372.46 | 313.32 | 310.18 | 350.55 | 340.73
CSP | 0 | 0 | 0 | 0 | 0 | 0
CT | 0.34 | 1.06 | 1.13 | 1.28 | 0.07 | 0.02
Coal | 1684.52 | 1530.06 | 1592.78 | 1605.19 | 1655.89 | 1780
Geo | 0 | 0 | 0 | 0 | 0 | 0
H | 0 | 0 | 0 | 0 | 0 | 0
LFG | 0 | 0 | 0 | 0 | 0 | 0
Nuc | 0 | 0 | 0 | 0 | 0 | 0
PS | 0 | 0 | 0 | 0 | 0 | 0
PV | 0 | 0 | 0 | 0 | 0 | 0
PeakG | 2.12 | 6.93 | 6.18 | 5.74 | 8.7 | 9.69
PeakO | 0 | 0.01 | 0.07 | 0.07 | 0.07 | 0.07
ST | 0 | 0 | 0 | 0 | 0 | 0
STOG | 4.38 | 4.68 | 1.98 | 1.63 | 1.54 | 0.75
STWD | 0 | 0 | 0 | 0 | 0 | 0
WT | 0 | 0 | 0 | 0 | 0 | 0
IGCC | 3.76 | 3.76 | 3.76 | 3.76 | 3.76 | 3.76
DemandResponse | 0 | 0 | 0 | 0 | 0 | 0
IGCC-CCS | 0 | 0 | 0 | 0 | 0 | 0
WT_off | 0 | 0 | 0 | 0 | 0 | 0
PseudoUnit | 0 | 0 | 0 | 0 | 0 | 0
FixedInterchange | 0 | 0 | 0 | 0 | 0 | 0
CO2 Emissions (MMmetricTons): EI_US
ReportingType | 2015 | 2020 | 2025 | 2030 | 2035 | 2040
BM | 0 | 0 | 0 | 0 | 0 | 0
CC | 219.2 | 246.01 | 202.79 | 196.05 | 234.89 | 248.57
CSP | 0 | 0 | 0 | 0 | 0 | 0
CT | 0.34 | 1.03 | 1.05 | 1.17 | 0.07 | 0
Coal | 1312.61 | 1139.38 | 1188.8 | 1201.21 | 1243.85 | 1334.26
Geo | 0 | 0 | 0 | 0 | 0 | 0
H | 0 | 0 | 0 | 0 | 0 | 0
LFG | 0 | 0 | 0 | 0 | 0 | 0
Nuc | 0 | 0 | 0 | 0 | 0 | 0
PS | 0 | 0 | 0 | 0 | 0 | 0
PV | 0 | 0 | 0 | 0 | 0 | 0
PeakG | 2.09 | 6.58 | 5.59 | 5.08 | 7.96 | 9.19
PeakO | 0 | 0.01 | 0.07 | 0.07 | 0.07 | 0.07
ST | 0 | 0 | 0 | 0 | 0 | 0
STOG | 2.24 | 2.18 | 0.45 | 0.45 | 0.57 | 0.71
STWD | 0 | 0 | 0 | 0 | 0 | 0
WT | 0 | 0 | 0 | 0 | 0 | 0
IGCC | 3.76 | 3.76 | 3.76 | 3.76 | 3.76 | 3.76
DemandResponse | 0 | 0 | 0 | 0 | 0 | 0
IGCC-CCS | 0 | 0 | 0 | 0 | 0 | 0
WT_off | 0 | 0 | 0 | 0 | 0 | 0
PseudoUnit | 0 | 0 | 0 | 0 | 0 | 0
FixedInterchange | 0 | 0 | 0 | 0 | 0 | 0
CO2 Emissions (MMmetricTons): EI_Canada
ReportingType | 2015 | 2020 | 2025 | 2030 | 2035 | 2040
BM | 0 | 0 | 0 | 0 | 0 | 0
CC | 1.43 | 1.73 | 1.17 | 1.11 | 1.33 | 2.09
CSP | 0 | 0 | 0 | 0 | 0 | 0
CT | 0 | 0 | 0.01 | 0 | 0.01 | 0.02
Coal | 0.2 | 0.6 | 0 | 0 | 0 | 0
Geo | 0 | 0 | 0 | 0 | 0 | 0
H | 0 | 0 | 0 | 0 | 0 | 0
LFG | 0 | 0 | 0 | 0 | 0 | 0
Nuc | 0 | 0 | 0 | 0 | 0 | 0
PS | 0 | 0 | 0 | 0 | 0 | 0
PV | 0 | 0 | 0 | 0 | 0 | 0
PeakG | 0 | 0.01 | 0.01 | 0.01 | 0 | 0
PeakO | 0 | 0 | 0 | 0 | 0 | 0
ST | 0 | 0 | 0 | 0 | 0 | 0
STOG | 0 | 0 | 0 | 0 | 0 | 0
STWD | 0 | 0 | 0 | 0 | 0 | 0
WT | 0 | 0 | 0 | 0 | 0 | 0
IGCC | 0 | 0 | 0 | 0 | 0 | 0
DemandResponse | 0 | 0 | 0 | 0 | 0 | 0
IGCC-CCS | 0 | 0 | 0 | 0 | 0 | 0
WT_off | 0 | 0 | 0 | 0 | 0 | 0
PseudoUnit | 0 | 0 | 0 | 0 | 0 | 0
FixedInterchange | 0 | 0 | 0 | 0 | 0 | 0
CO2 Emissions (MMmetricTons): EI
ReportingType | 2015 | 2020 | 2025 | 2030 | 2035 | 2040
BM | 0 | 0 | 0 | 0 | 0 | 0
CC | 220.63 | 247.74 | 203.96 | 197.16 | 236.23 | 250.66
CSP | 0 | 0 | 0 | 0 | 0 | 0
CT | 0.34 | 1.03 | 1.06 | 1.18 | 0.07 | 0.02
Coal | 1312.81 | 1139.98 | 1188.8 | 1201.21 | 1243.85 | 1334.26
Geo | 0 | 0 | 0 | 0 | 0 | 0
H | 0 | 0 | 0 | 0 | 0 | 0
LFG | 0 | 0 | 0 | 0 | 0 | 0
Nuc | 0 | 0 | 0 | 0 | 0 | 0
PS | 0 | 0 | 0 | 0 | 0 | 0
PV | 0 | 0 | 0 | 0 | 0 | 0
PeakG | 2.09 | 6.58 | 5.61 | 5.09 | 7.96 | 9.2
PeakO | 0 | 0.01 | 0.07 | 0.07 | 0.07 | 0.07
ST | 0 | 0 | 0 | 0 | 0 | 0
STOG | 2.24 | 2.18 | 0.45 | 0.45 | 0.57 | 0.71
STWD | 0 | 0 | 0 | 0 | 0 | 0
WT | 0 | 0 | 0 | 0 | 0 | 0
IGCC | 3.76 | 3.76 | 3.76 | 3.76 | 3.76 | 3.76
DemandResponse | 0 | 0 | 0 | 0 | 0 | 0
IGCC-CCS | 0 | 0 | 0 | 0 | 0 | 0
WT_off | 0 | 0 | 0 | 0 | 0 | 0
PseudoUnit | 0 | 0 | 0 | 0 | 0 | 0
FixedInterchange | 0 | 0 | 0 | 0 | 0 | 0
CO2 Emissions (MMmetricTons): Outside_EI
ReportingType | 2015 | 2020 | 2025 | 2030 | 2035 | 2040
BM | 0 | 0 | 0 | 0 | 0 | 0
CC | 139.81 | 124.72 | 109.35 | 113.02 | 114.33 | 90.07
CSP | 0 | 0 | 0 | 0 | 0 | 0
CT | 0 | 0.03 | 0.07 | 0.1 | 0 | 0
Coal | 371.7 | 390.08 | 403.98 | 403.98 | 412.03 | 445.74
Geo | 0 | 0 | 0 | 0 | 0 | 0
H | 0 | 0 | 0 | 0 | 0 | 0
LFG | 0 | 0 | 0 | 0 | 0 | 0
Nuc | 0 | 0 | 0 | 0 | 0 | 0
PS | 0 | 0 | 0 | 0 | 0 | 0
PV | 0 | 0 | 0 | 0 | 0 | 0
PeakG | 0.03 | 0.35 | 0.58 | 0.64 | 0.74 | 0.49
PeakO | 0 | 0 | 0 | 0 | 0 | 0
ST | 0 | 0 | 0 | 0 | 0 | 0
STOG | 2.14 | 2.5 | 1.53 | 1.18 | 0.97 | 0.04
STWD | 0 | 0 | 0 | 0 | 0 | 0
WT | 0 | 0 | 0 | 0 | 0 | 0
IGCC | 0 | 0 | 0 | 0 | 0 | 0
DemandResponse | 0 | 0 | 0 | 0 | 0 | 0
IGCC-CCS | 0 | 0 | 0 | 0 | 0 | 0
WT_off | 0 | 0 | 0 | 0 | 0 | 0
PseudoUnit | 0 | 0 | 0 | 0 | 0 | 0
FixedInterchange | 0 | 0 | 0 | 0 | 0 | 0
#6 | Fuel Cost [includes coal shadow price] ($million)
Fuel Cost by Reporting Type: Entergy
ReportingType | 2015 | 2020 | 2025 | 2030 | 2035 | 2040
BM | 0 | 0 | 0 | 0 | 0 | 0
CC | 1983.45 | 2635.9 | 2324.67 | 2308.26 | 2402.22 | 2825.68
CSP | 0 | 0 | 0 | 0 | 0 | 0
CT | 0 | 0 | 0 | 0 | 0 | 0
Coal | 1428.05 | 1091.1 | 1211.26 | 1231.65 | 1325.53 | 1413.98
Geo | 0 | 0 | 0 | 0 | 0 | 0
H | 0 | 0 | 0 | 0 | 0 | 0
LFG | 0 | 0 | 0.03 | 0.14 | 0.14 | 0.14
Nuc | 372.97 | 380.57 | 404.36 | 412.26 | 348.24 | 272.43
PS | 0 | 0 | 0 | 0 | 0 | 0
PV | 0 | 0 | 0 | 0 | 0 | 0
PeakG | 0 | 28.47 | 0 | 0 | 0 | 0
PeakO | 0 | 0 | 0 | 0 | 0 | 0
ST | 0 | 0 | 0 | 0 | 0 | 0
STOG | 40.18 | 0 | 0 | 0 | 0 | 0
STWD | 0 | 0 | 0 | 0 | 0 | 0
WT | 0 | 0 | 0 | 0 | 0 | 0
IGCC | 0 | 0 | 0 | 0 | 0 | 0
DemandResponse | 0 | 0 | 0 | 0 | 0 | 0
IGCC-CCS | 0 | 0 | 0 | 0 | 0 | 0
WT_off | 0 | 0 | 0 | 0 | 0 | 0
PseudoUnit | 0 | 0 | 0 | 0 | 0 | 0
FixedInterchange | 0 | 0 | 0 | 0 | 0 | 0
Fuel Cost by Reporting Type: FRCC
ReportingType | 2015 | 2020 | 2025 | 2030 | 2035 | 2040
BM | 0 | 0 | 0 | 0 | 0 | 0
CC | 5891.32 | 6495.49 | 7151.15 | 7798.67 | 9724.98 | 11156.4
CSP | 0 | 0 | 0 | 0 | 0 | 0
CT | 31.05 | 85.49 | 101.94 | 124.85 | 0 | 0
Coal | 1633.77 | 1691.1 | 1898.87 | 1961.74 | 2063.17 | 2121.84
Geo | 0 | 0 | 0 | 0 | 0 | 0
H | 0 | 0 | 0 | 0 | 0 | 0
LFG | 0 | 0 | 0.25 | 0.25 | 0.25 | 0.25
Nuc | 282.48 | 288.24 | 306.26 | 312.24 | 190.15 | 63.41
PS | 0 | 0 | 0 | 0 | 0 | 0
PV | 0 | 0 | 0 | 0 | 0 | 0
PeakG | 34.27 | 148.61 | 178.71 | 201.06 | 262.04 | 319.53
PeakO | 0 | 0 | 0 | 0 | 0 | 0
ST | 0 | 0 | 0 | 0 | 0 | 0
STOG | 37.78 | 0 | 0 | 0 | 0 | 0
STWD | 0 | 5.85 | 9.73 | 9.73 | 9.73 | 17.94
WT | 0 | 0 | 0 | 0 | 0 | 0
IGCC | 0 | 0 | 0 | 0 | 0 | 0
DemandResponse | 0 | 0 | 0.05 | 0.06 | 0.18 | 0.27
IGCC-CCS | 0 | 0 | 0 | 0 | 0 | 0
WT_off | 0 | 0 | 0 | 0 | 0 | 0
PseudoUnit | 0 | 0 | 0 | 0 | 0 | 0
FixedInterchange | 0 | 0 | 0 | 0 | 0 | 0
Fuel Cost by Reporting Type: MAPP_US
ReportingType | 2015 | 2020 | 2025 | 2030 | 2035 | 2040
BM | 0 | 0 | 0 | 0 | 0 | 0
CC | 0 | 0 | 0 | 0 | 0 | 0
CSP | 0 | 0 | 0 | 0 | 0 | 0
CT | 0 | 0.15 | 0.6 | 0.64 | 0 | 0
Coal | 263.1 | 225.45 | 225.45 | 225.45 | 225.45 | 265.47
Geo | 0 | 0 | 0 | 0 | 0 | 0
H | 0 | 0 | 0 | 0 | 0 | 0
LFG | 0 | 0 | 0.09 | 0.09 | 0.09 | 0.09
Nuc | 0 | 0 | 0 | 0 | 0 | 0
PS | 0 | 0 | 0 | 0 | 0 | 0
PV | 0 | 0 | 0 | 0 | 0 | 0
PeakG | 1.06 | 8.25 | 0.83 | 0.91 | 2.12 | 0.08
PeakO | 0 | 0 | 0 | 0 | 0 | 0
ST | 0 | 0 | 0 | 0 | 0 | 0
STOG | 0 | 0 | 0 | 0 | 0 | 0
STWD | 0 | 0 | 0 | 0 | 0 | 0
WT | 0 | 0 | 0 | 0 | 0 | 0
IGCC | 0 | 0 | 0 | 0 | 0 | 0
DemandResponse | 0 | 0 | 0 | 0 | 0 | 0
IGCC-CCS | 0 | 0 | 0 | 0 | 0 | 0
WT_off | 0 | 0 | 0 | 0 | 0 | 0
PseudoUnit | 0 | 0 | 0 | 0 | 0 | 0
FixedInterchange | 0 | 0 | 0 | 0 | 0 | 0
Fuel Cost by Reporting Type: MISO_IN
ReportingType | 2015 | 2020 | 2025 | 2030 | 2035 | 2040
BM | 0 | 0 | 0 | 0 | 0 | 0
CC | 113.13 | 209.39 | 151.55 | 152.38 | 185.09 | 271.73
CSP | 0 | 0 | 0 | 0 | 0 | 0
CT | 0 | 0 | 0 | 0 | 0 | 0
Coal | 1709.56 | 1777.23 | 1836.46 | 1869.55 | 2063.53 | 2150.46
Geo | 0 | 0 | 0 | 0 | 0 | 0
H | 0 | 0 | 0 | 0 | 0 | 0
LFG | 0 | 0 | 0 | 0.1 | 0.1 | 0.1
Nuc | 0 | 0 | 0 | 0 | 0 | 0
PS | 0 | 0 | 0 | 0 | 0 | 0
PV | 0 | 0 | 0 | 0 | 0 | 0
PeakG | 0.73 | 5.19 | 6.34 | 6.91 | 7.75 | 25.34
PeakO | 0 | 0 | 0 | 0 | 0 | 0
ST | 0 | 0 | 0 | 0 | 0 | 0
STOG | 2.78 | 6.28 | 0 | 0 | 0 | 0
STWD | 0 | 0 | 0 | 0 | 0 | 0
WT | 0 | 0 | 0 | 0 | 0 | 0
IGCC | 89.89 | 91.06 | 90.99 | 92.46 | 97.42 | 100.02
DemandResponse | 0 | 0 | 0 | 0 | 0 | 0
IGCC-CCS | 0 | 0 | 0 | 0 | 0 | 0
WT_off | 0 | 0 | 0 | 0 | 0 | 0
PseudoUnit | 0 | 0 | 0 | 0 | 0 | 0
FixedInterchange | 0 | 0 | 0 | 0 | 0 | 0
Fuel Cost by Reporting Type: MISO_MI
ReportingType | 2015 | 2020 | 2025 | 2030 | 2035 | 2040
BM | 0 | 0 | 0 | 0 | 0 | 0
CC | 380.58 | 512.45 | 352.87 | 368.89 | 524.71 | 573.32
CSP | 0 | 0 | 0 | 0 | 0 | 0
CT | 0 | 0 | 0 | 0 | 0 | 0
Coal | 1077.31 | 911.82 | 918.25 | 924.69 | 996.47 | 1020.76
Geo | 0 | 0 | 0 | 0 | 0 | 0
H | 0 | 0 | 0 | 0 | 0 | 0
LFG | 0 | 0 | 0.2 | 0.2 | 0.2 | 0.2
Nuc | 139.75 | 142.6 | 151.51 | 154.47 | 90.85 | 90.85
PS | 0 | 0 | 0 | 0 | 0 | 0
PV | 0 | 0 | 0 | 0 | 0 | 0
PeakG | 1.47 | 5.98 | 7.32 | 8.01 | 22.92 | 22.85
PeakO | 0 | 0 | 0 | 0 | 0 | 0
ST | 0 | 0 | 0 | 0 | 0 | 0
STOG | 21.86 | 56.94 | 0 | 0 | 0 | 0
STWD | 6.19 | 39.15 | 7.69 | 7.9 | 7.9 | 13.35
WT | 0 | 0 | 0 | 0 | 0 | 0
IGCC | 0 | 0 | 0 | 0 | 0 | 0
DemandResponse | 0 | 0 | 0 | 0 | 0 | 0
IGCC-CCS | 0 | 0 | 0 | 0 | 0 | 0
WT_off | 0 | 0 | 0 | 0 | 0 | 0
PseudoUnit | 0 | 0 | 0 | 0 | 0 | 0
FixedInterchange | 0 | 0 | 0 | 0 | 0 | 0
Fuel Cost by Reporting Type: MISO_MO-IL
ReportingType | 2015 | 2020 | 2025 | 2030 | 2035 | 2040
BM | 0 | 0 | 0 | 0 | 0 | 0
CC | 78.49 | 126.59 | 98.94 | 83.74 | 122.52 | 104.13
CSP | 0 | 0 | 0 | 0 | 0 | 0
CT | 0 | 0 | 0 | 0 | 0 | 0
Coal | 1899.37 | 1339.5 | 1411.24 | 1419.34 | 1632.83 | 1672.4
Geo | 0 | 0 | 0 | 0 | 0 | 0
H | 0 | 0 | 0 | 0 | 0 | 0
LFG | 0 | 0 | 0.29 | 0.29 | 0.29 | 0.29
Nuc | 143.46 | 146.38 | 155.53 | 158.57 | 158.57 | 158.57
PS | 0 | 0 | 0 | 0 | 0 | 0
PV | 0 | 0 | 0 | 0 | 0 | 0
PeakG | 7.35 | 31.22 | 51.43 | 44.58 | 68.39 | 62.3
PeakO | 0 | 0 | 0 | 0 | 0 | 0
ST | 0 | 0 | 0 | 0 | 0 | 0
STOG | 5.74 | 12.31 | 0 | 0 | 0 | 0
STWD | 0 | 0 | 0 | 0 | 0 | 0
WT | 0 | 0 | 0 | 0 | 0 | 0
IGCC | 0 | 0 | 0 | 0 | 0 | 0
DemandResponse | 0 | 0 | 0 | 0 | 0 | 0
IGCC-CCS | 0 | 0 | 0 | 0 | 0 | 0
WT_off | 0 | 0 | 0 | 0 | 0 | 0
PseudoUnit | 0 | 0 | 0 | 0 | 0 | 0
FixedInterchange | 0 | 0 | 0 | 0 | 0 | 0
Fuel Cost by Reporting Type: MISO_W
ReportingType | 2015 | 2020 | 2025 | 2030 | 2035 | 2040
BM | 0 | 0 | 0 | 0 | 0 | 0
CC | 283.3 | 330.36 | 246.69 | 175.33 | 235.63 | 236.96
CSP | 0 | 0 | 0 | 0 | 0 | 0
CT | 0 | 0 | 0 | 0 | 0 | 0
Coal | 1438.75 | 1334.08 | 1350.1 | 1366.14 | 1711.79 | 2167.62
Geo | 0 | 0 | 0 | 0 | 0 | 0
H | 0 | 0 | 0 | 0 | 0 | 0
LFG | 0 | 0 | 0.09 | 0.09 | 0.09 | 0.09
Nuc | 152.53 | 155.64 | 165.37 | 168.6 | 0.01 | 0.01
PS | 0 | 0 | 0 | 0 | 0 | 0
PV | 0 | 0 | 0 | 0 | 0 | 0
PeakG | 15.54 | 21.24 | 19.48 | 18.09 | 23.99 | 21.85
PeakO | 0 | 0 | 0 | 0 | 0 | 0
ST | 0 | 0 | 0 | 0 | 0 | 0
STOG | 0.87 | 0.62 | 0 | 0 | 0 | 0
STWD | 0 | 20.63 | 6.85 | 29.14 | 6.85 | 6.8
WT | 0 | 0 | 0 | 0 | 0 | 0
IGCC | 0 | 0 | 0 | 0 | 0 | 0
DemandResponse | 0 | 0 | 0 | 0 | 0 | 0
IGCC-CCS | 0 | 0 | 0 | 0 | 0 | 0
WT_off | 0 | 0 | 0 | 0 | 0 | 0
PseudoUnit | 0 | 0 | 0 | 0 | 0 | 0
FixedInterchange | 0 | 0 | 0 | 0 | 0 | 0
Fuel Cost by Reporting Type: MISO_WUMS
ReportingType | 2015 | 2020 | 2025 | 2030 | 2035 | 2040
BM | 0 | 0 | 0 | 0 | 0 | 0
CC | 439.25 | 530.41 | 398.92 | 332.4 | 536.39 | 547.13
CSP | 0 | 0 | 0 | 0 | 0 | 0
CT | 0 | 0 | 0 | 0 | 0 | 0
Coal | 567.09 | 611.35 | 668.78 | 702.92 | 882.7 | 910.51
Geo | 0 | 0 | 0 | 0 | 0 | 0
H | 0 | 0 | 0 | 0 | 0 | 0
LFG | 0 | 0 | 0.29 | 0.29 | 0.29 | 0.29
Nuc | 120.89 | 123.35 | 131.06 | 133.62 | 0.01 | 0.01
PS | 0 | 0 | 0 | 0 | 0 | 0
PV | 0 | 0 | 0 | 0 | 0 | 0
PeakG | 3.56 | 5.39 | 7.18 | 7.3 | 23.76 | 25.53
PeakO | 0 | 0 | 0 | 0 | 0 | 0
ST | 0 | 0 | 0 | 0 | 0 | 0
STOG | 0 | 0 | 0 | 0 | 0 | 0
STWD | 0 | 3.67 | 0 | 0 | 0 | 0
WT | 0 | 0 | 0 | 0 | 0 | 0
IGCC | 0 | 0 | 0 | 0 | 0 | 0
DemandResponse | 0 | 0 | 0 | 0 | 0 | 0
IGCC-CCS | 0 | 0 | 0 | 0 | 0 | 0
WT_off | 0 | 0 | 0 | 0 | 0 | 0
PseudoUnit | 0 | 0 | 0 | 0 | 0 | 0
FixedInterchange | 0 | 0 | 0 | 0 | 0 | 0
Fuel Cost by Reporting Type: Nebraska
ReportingType | 2015 | 2020 | 2025 | 2030 | 2035 | 2040
BM | 0 | 0 | 0 | 0 | 0 | 0
CC | 8.44 | 17.45 | 11.04 | 13.28 | 17.39 | 16.87
CSP | 0 | 0 | 0 | 0 | 0 | 0
CT | 0 | 0 | 0 | 0 | 0 | 0
Coal | 449.48 | 414.3 | 411.67 | 410.69 | 441.28 | 562.65
Geo | 0 | 0 | 0 | 0 | 0 | 0
H | 0 | 0 | 0 | 0 | 0 | 0
LFG | 0 | 0 | 0 | 0.09 | 0.09 | 0.09
Nuc | 83.67 | 85.37 | 90.71 | 92.48 | 0.01 | 0.01
PS | 0 | 0 | 0 | 0 | 0 | 0
PV | 0 | 0 | 0 | 0 | 0 | 0
PeakG | 3.22 | 6.47 | 5.65 | 4.4 | 11.16 | 7.57
PeakO | 0 | 0 | 0 | 0 | 0 | 0
ST | 0 | 0 | 0 | 0 | 0 | 0
STOG | 0 | 0 | 0 | 0 | 0 | 0
STWD | 0 | 0 | 0 | 0 | 0 | 0
WT | 0 | 0 | 0 | 0 | 0 | 0
IGCC | 0 | 0 | 0 | 0 | 0 | 0
DemandResponse | 0 | 0 | 0 | 0 | 0 | 0
IGCC-CCS | 0 | 0 | 0 | 0 | 0 | 0
WT_off | 0 | 0 | 0 | 0 | 0 | 0
PseudoUnit | 0 | 0 | 0 | 0 | 0 | 0
FixedInterchange | 0 | 0 | 0 | 0 | 0 | 0
Fuel Cost by Reporting Type: NEISO
ReportingType | 2015 | 2020 | 2025 | 2030 | 2035 | 2040
BM | 128.98 | 73.83 | 3.74 | 36.16 | 73.83 | 37.75
CC | 1142.36 | 777.12 | 631.63 | 688.99 | 1221.19 | 1527.99
CSP | 0 | 0 | 0 | 0 | 0 | 0
CT | 0.14 | 0.52 | 0.57 | 0.55 | 0 | 0
Coal | 1.13 | 0 | 0 | 0 | 0 | 0
Geo | 0 | 0 | 0 | 0 | 0 | 0
H | 0 | 0 | 0 | 0 | 0 | 0
LFG | 0.06 | 0.06 | 0.15 | 0.15 | 0.15 | 0.15
Nuc | 293.25 | 299.23 | 317.93 | 324.14 | 234.19 | 173
PS | 0 | 0 | 0 | 0 | 0 | 0
PV | 0 | 0 | 0 | 0 | 0 | 0
PeakG | 1.44 | 1.78 | 1.94 | 2.11 | 2.22 | 3.69
PeakO | 0 | 0 | 0 | 0 | 0 | 0
ST | 0 | 0 | 0 | 0 | 0 | 0
STOG | 0 | 0 | 0 | 0 | 0 | 0
STWD | 220.7 | 34.05 | 1.51 | 5.13 | 31.87 | 26.55
WT | 0 | 0 | 0 | 0 | 0 | 0
IGCC | 0 | 0 | 0 | 0 | 0 | 0
DemandResponse | 0 | 0 | 0 | 0 | 0 | 0
IGCC-CCS | 0 | 0 | 0 | 0 | 0 | 0
WT_off | 0 | 0 | 0 | 0 | 0 | 0
PseudoUnit | 0 | 0 | 0 | 0 | 0 | 0
FixedInterchange | 0 | 0 | 0 | 0 | 0 | 0
Fuel Cost by Reporting Type: NonRTO_Midwest
ReportingType | 2015 | 2020 | 2025 | 2030 | 2035 | 2040
BM | 0 | 0 | 0 | 0 | 0 | 0
CC | 0 | 0 | 0 | 0 | 0 | 0
CSP | 0 | 0 | 0 | 0 | 0 | 0
CT | 0 | 0 | 0 | 0 | 0 | 0
Coal | 1301.88 | 1283.94 | 1266.5 | 1313.61 | 1437.28 | 1485.99
Geo | 0 | 0 | 0 | 0 | 0 | 0
H | 0 | 0 | 0 | 0 | 0 | 0
LFG | 0 | 0 | 0 | 0.2 | 0.2 | 0.2
Nuc | 0 | 0 | 0 | 0 | 0 | 0
PS | 0 | 0 | 0 | 0 | 0 | 0
PV | 0 | 0 | 0 | 0 | 0 | 0
PeakG | 9.18 | 56.62 | 25.65 | 22.37 | 41.12 | 26.18
PeakO | 0 | 0 | 0 | 0 | 0 | 0
ST | 0 | 0 | 0 | 0 | 0 | 0
STOG | 0 | 0 | 0 | 0 | 0 | 0
STWD | 0 | 0 | 0 | 0 | 0 | 0
WT | 0 | 0 | 0 | 0 | 0 | 0
IGCC | 0 | 0 | 0 | 0 | 0 | 0
DemandResponse | 0 | 0 | 0 | 0 | 0 | 0.01
IGCC-CCS | 0 | 0 | 0 | 0 | 0 | 0
WT_off | 0 | 0 | 0 | 0 | 0 | 0
PseudoUnit | 0 | 0 | 0 | 0 | 0 | 0
FixedInterchange | 0 | 0 | 0 | 0 | 0 | 0
Fuel Cost by Reporting Type: NYISO_A-F
ReportingType | 2015 | 2020 | 2025 | 2030 | 2035 | 2040
BM | 0 | 0 | 0 | 0 | 0 | 0
CC | 201.18 | 210.44 | 213.77 | 237.45 | 529.29 | 659.27
CSP | 0 | 0 | 0 | 0 | 0 | 0
CT | 0 | 0 | 0 | 0 | 0 | 0
Coal | 0 | 0 | 0 | 0 | 0 | 0
Geo | 0 | 0 | 0 | 0 | 0 | 0
H | 0 | 0 | 0 | 0 | 0 | 0
LFG | 0.01 | 0.01 | 0.01 | 0.09 | 0.09 | 0.09
Nuc | 217.02 | 221.45 | 235.29 | 195.6 | 154.22 | 93.47
PS | 0 | 0 | 0 | 0 | 0 | 0
PV | 0 | 0 | 0 | 0 | 0 | 0
PeakG | 0 | 0.34 | 0.39 | 0.32 | 0.46 | 1.78
PeakO | 0 | 0 | 0 | 0 | 0 | 0
ST | 0 | 0 | 0 | 0 | 0 | 0
STOG | 0 | 0 | 0 | 0 | 0 | 0
STWD | 0 | 0 | 0 | 0 | 0 | 0
WT | 0 | 0 | 0 | 0 | 0 | 0
IGCC | 0 | 0 | 0 | 0 | 0 | 0
DemandResponse | 0 | 0 | 0 | 0 | 0 | 0
IGCC-CCS | 0 | 0 | 0 | 0 | 0 | 0
WT_off | 0 | 0 | 0 | 0 | 0 | 0
PseudoUnit | 0 | 0 | 0 | 0 | 0 | 0
FixedInterchange | 0 | 0 | 0 | 0 | 0 | 0
Fuel Cost by Reporting Type: NYISO_G-I
ReportingType | 2015 | 2020 | 2025 | 2030 | 2035 | 2040
BM | 0 | 0 | 0 | 0 | 0 | 0
CC | 202.59 | 225.58 | 216.85 | 179.57 | 646.95 | 1417.03
CSP | 0 | 0 | 0 | 0 | 0 | 0
CT | 0 | 0 | 0 | 0 | 0 | 0
Coal | 53.66 | 0 | 0 | 0 | 0 | 0
Geo | 0 | 0 | 0 | 0 | 0 | 0
H | 0 | 0 | 0 | 0 | 0 | 0
LFG | 0 | 0 | 0 | 0.09 | 0.09 | 0.09
Nuc | 130.64 | 133.3 | 141.63 | 144.4 | 72.41 | 0.03
PS | 0 | 0 | 0 | 0 | 0 | 0
PV | 0 | 0 | 0 | 0 | 0 | 0
PeakG | 0 | 0.16 | 0.18 | 0.19 | 0.22 | 0.22
PeakO | 0 | 0 | 0.31 | 0.32 | 1.13 | 1.15
ST | 0 | 0 | 0 | 0 | 0 | 0
STOG | 0 | 0 | 0 | 0 | 0 | 0
STWD | 0 | 0 | 0 | 0 | 0 | 0
WT | 0 | 0 | 0 | 0 | 0 | 0
IGCC | 0 | 0 | 0 | 0 | 0 | 0
DemandResponse | 0 | 0 | 0 | 0 | 0 | 0
IGCC-CCS | 0 | 0 | 0 | 0 | 0 | 0
WT_off | 0 | 0 | 0 | 0 | 0 | 0
PseudoUnit | 0 | 0 | 0 | 0 | 0 | 0
FixedInterchange | 0 | 0 | 0 | 0 | 0 | 0
Fuel Cost by Reporting Type: NYISO_J-K
ReportingType | 2015 | 2020 | 2025 | 2030 | 2035 | 2040
BM | 0 | 0 | 0 | 0 | 0 | 0
CC | 703.21 | 820.04 | 864.72 | 864.36 | 1100.19 | 1377.47
CSP | 0 | 0 | 0 | 0 | 0 | 0
CT | 0 | 0 | 0 | 0 | 0 | 0
Coal | 0 | 0 | 0 | 0 | 0 | 0
Geo | 0 | 0 | 0 | 0 | 0 | 0
H | 0 | 0 | 0 | 0 | 0 | 0
LFG | 0 | 0 | 0 | 0.09 | 0.09 | 0.09
Nuc | 0 | 0 | 0 | 0 | 0 | 0
PS | 0 | 0 | 0 | 0 | 0 | 0
PV | 0 | 0 | 0 | 0 | 0 | 0
PeakG | 4.1 | 16.98 | 18.66 | 20.29 | 35.78 | 41.03
PeakO | 0 | 3.7 | 22.92 | 24.04 | 25.45 | 25.93
ST | 0 | 0 | 0 | 0 | 0 | 0
STOG | 28.5 | 42.24 | 40.79 | 45.18 | 60.51 | 82.7
STWD | 0 | 0 | 0 | 0 | 0 | 0
WT | 0 | 0 | 0 | 0 | 0 | 0
IGCC | 0 | 0 | 0 | 0 | 0 | 0
DemandResponse | 0 | 0 | 0 | 0 | 0 | 0
IGCC-CCS | 0 | 0 | 0 | 0 | 0 | 0
WT_off | 0 | 0 | 0 | 0 | 0 | 0
PseudoUnit | 0 | 0 | 0 | 0 | 0 | 0
FixedInterchange | 0 | 0 | 0 | 0 | 0 | 0
Fuel Cost by Reporting Type: PJM_E
ReportingType | 2015 | 2020 | 2025 | 2030 | 2035 | 2040
BM | 0 | 15.34 | 15.34 | 15.34 | 15.34 | 15.34
CC | 651.89 | 1253.45 | 1261.51 | 1290.67 | 2514.84 | 3386.25
CSP | 0 | 0 | 0 | 0 | 0 | 0
CT | 0.01 | 0.04 | 0.05 | 0 | 0 | 0
Coal | 6.91 | 4.45 | 5.02 | 5.34 | 6.48 | 6.77
Geo | 0 | 0 | 0 | 0 | 0 | 0
H | 0 | 0 | 0 | 0 | 0 | 0
LFG | 0.01 | 0.17 | 0.18 | 0.18 | 0.18 | 0.18
Nuc | 563.79 | 533.75 | 567.11 | 578.18 | 415.32 | 329.35
PS | 0 | 0 | 0 | 0 | 0 | 0
PV | 0 | 0 | 0 | 0 | 0 | 0
PeakG | 3.77 | 5.36 | 32.29 | 35.16 | 75.43 | 96.73
PeakO | 0 | 0 | 0 | 0 | 0 | 0
ST | 0 | 0 | 0 | 0 | 0 | 0
STOG | 0 | 0 | 0 | 0 | 0 | 0
STWD | 0 | 0 | 0 | 0 | 0 | 0
WT | 0 | 0 | 0 | 0 | 0 | 0
IGCC | 0 | 0 | 0 | 0 | 0 | 0
DemandResponse | 0 | 0 | 0 | 0 | 0 | 0.05
IGCC-CCS | 0 | 0 | 0 | 0 | 0 | 0
WT_off | 0 | 0 | 0 | 0 | 0 | 0
PseudoUnit | 0 | 0 | 0 | 0 | 0 | 0
FixedInterchange | 0 | 0 | 0 | 0 | 0 | 0
Fuel Cost by Reporting Type: PJM_ROM
ReportingType | 2015 | 2020 | 2025 | 2030 | 2035 | 2040
BM | 0 | 9.21 | 9.21 | 9.21 | 9.21 | 9.21
CC | 379.93 | 690.38 | 722.67 | 764.16 | 1346.14 | 1820.91
CSP | 0 | 0 | 0 | 0 | 0 | 0
CT | 0.01 | 0.03 | 0.12 | 0.2 | 0 | 0
Coal | 1192.61 | 1354.75 | 1412.18 | 1527.96 | 1574.19 | 1660.33
Geo | 0 | 0 | 0 | 0 | 0 | 0
H | 0 | 0 | 0 | 0 | 0 | 0
LFG | 0.02 | 0.36 | 0.36 | 0.36 | 0.36 | 0.36
Nuc | 337.6 | 344.49 | 366.02 | 373.17 | 244.83 | 178.21
PS | 0 | 0 | 0 | 0 | 0 | 0
PV | 0 | 0 | 0 | 0 | 0 | 0
PeakG | 0.62 | 2.7 | 2.97 | 3.24 | 41.07 | 47.73
PeakO | 0 | 0 | 0 | 0 | 0 | 0
ST | 0 | 0 | 0 | 0 | 0 | 0
STOG | 0 | 0 | 0 | 0 | 0 | 0
STWD | 0 | 35.1 | 35.1 | 35.1 | 35.1 | 35.1
WT | 0 | 0 | 0 | 0 | 0 | 0
IGCC | 0 | 0 | 0 | 0 | 0 | 0
DemandResponse | 0 | 0 | 0 | 0 | 0 | 0
IGCC-CCS | 0 | 0 | 0 | 0 | 0 | 0
WT_off | 0 | 0 | 0 | 0 | 0 | 0
PseudoUnit | 0 | 0 | 0 | 0 | 0 | 0
FixedInterchange | 0 | 0 | 0 | 0 | 0 | 0
Fuel Cost by Reporting Type: PJM_ROR
ReportingType | 2015 | 2020 | 2025 | 2030 | 2035 | 2040
BM | 0 | 13.48 | 17.24 | 26.97 | 79.5 | 67.47
CC | 1836.79 | 2161.33 | 1796.5 | 1910.61 | 2752.59 | 3233.15
CSP | 0 | 0 | 0 | 0 | 0 | 0
CT | 0.26 | 0.56 | 0.32 | 0.35 | 0 | 0
Coal | 7617.62 | 5622.73 | 5691.65 | 5990.05 | 6388.41 | 6720.97
Geo | 0 | 0 | 0 | 0 | 0 | 0
H | 0 | 0 | 0 | 0 | 0 | 0
LFG | 0.07 | 0.07 | 0.73 | 0.73 | 0.73 | 0.73
Nuc | 1319.64 | 1346.55 | 1430.71 | 1395.54 | 1084.35 | 728.88
PS | 0 | 0 | 0 | 0 | 0 | 0
PV | 0 | 0 | 0 | 0 | 0 | 0
PeakG | 69.49 | 121.94 | 90.01 | 94.91 | 171.8 | 310.02
PeakO | 0 | 0 | 0 | 0 | 0 | 0
ST | 0 | 0 | 0 | 0 | 0 | 0
STOG | 0 | 0 | 0 | 0 | 0 | 0
STWD | 0 | 46.51 | 63.89 | 87.03 | 103.87 | 103.87
WT | 0 | 0 | 0 | 0 | 0 | 0
IGCC | 0 | 0 | 0 | 0 | 0 | 0
DemandResponse | 0 | 0 | 0 | 0 | 0 | 0
IGCC-CCS | 0 | 0 | 0 | 0 | 0 | 0
WT_off | 0 | 0 | 0 | 0 | 0 | 0
PseudoUnit | 0 | 0 | 0 | 0 | 0 | 0
FixedInterchange | 0 | 0 | 0 | 0 | 0 | 0
Fuel Cost by Reporting Type: SOCO
ReportingType | 2015 | 2020 | 2025 | 2030 | 2035 | 2040
BM | 0 | 0.38 | 1.58 | 1.58 | 2.62 | 2.62
CC | 3506.37 | 3999.91 | 3631.65 | 3953.07 | 4392.71 | 3085.29
CSP | 0 | 0 | 0 | 0 | 0 | 0
CT | 0 | 0 | 0 | 0 | 0 | 0
Coal | 2674.9 | 2424.64 | 2957.93 | 3007.23 | 3130.3 | 4901.36
Geo | 0 | 0 | 0 | 0 | 0 | 0
H | 0 | 0 | 0 | 0 | 0 | 0
LFG | 0 | 0 | 0.14 | 0.14 | 0.14 | 0.14
Nuc | 396.64 | 551.11 | 585.56 | 596.99 | 596.99 | 398.46
PS | 0 | 0 | 0 | 0 | 0 | 0
PV | 0 | 0 | 0 | 0 | 0 | 0
PeakG | 10.34 | 55.34 | 24.41 | 5.46 | 9.34 | 0
PeakO | 0 | 0 | 0 | 0 | 0 | 0
ST | 0 | 0 | 0 | 0 | 0 | 0
STOG | 0 | 0 | 0 | 0 | 0 | 0
STWD | 0 | 0 | 0 | 0 | 0 | 0
WT | 0 | 0 | 0 | 0 | 0 | 0
IGCC | 0 | 0 | 0 | 0 | 0 | 0
DemandResponse | 0 | 0 | 0.05 | 0.01 | 0.15 | 0.02
IGCC-CCS | 0 | 0 | 0 | 0 | 0 | 0
WT_off | 0 | 0 | 0 | 0 | 0 | 0
PseudoUnit | 0 | 0 | 0 | 0 | 0 | 0
FixedInterchange | 0 | 0 | 0 | 0 | 0 | 0
Fuel Cost by Reporting Type: SPP_N
ReportingType | 2015 | 2020 | 2025 | 2030 | 2035 | 2040
BM | 0 | 0 | 0 | 0 | 0 | 0
CC | 208.12 | 146.41 | 98.64 | 97.33 | 79.07 | 71.86
CSP | 0 | 0 | 0 | 0 | 0 | 0
CT | 0 | 0 | 0 | 0 | 0 | 0
Coal | 1102.9 | 915.68 | 915.68 | 915.68 | 979.07 | 1160.9
Geo | 0 | 0 | 0 | 0 | 0 | 0
H | 0 | 0 | 0 | 0 | 0 | 0
LFG | 0 | 0 | 0.12 | 0.12 | 0.12 | 0.12
Nuc | 74.76 | 76.29 | 81.06 | 82.64 | 82.64 | 82.64
PS | 0 | 0 | 0 | 0 | 0 | 0
PV | 0 | 0 | 0 | 0 | 0 | 0
PeakG | 6.6 | 43.95 | 40.3 | 39.43 | 24.86 | 26.91
PeakO | 0 | 0 | 0 | 0 | 0 | 0
ST | 0 | 0 | 0 | 0 | 0 | 0
STOG | 11.06 | 0 | 0 | 0 | 0 | 0
STWD | 0 | 0 | 0 | 0 | 0 | 0
WT | 0 | 0 | 0 | 0 | 0 | 0
IGCC | 0 | 0 | 0 | 0 | 0 | 0
DemandResponse | 0 | 0 | 0 | 0 | 0 | 0
IGCC-CCS | 0 | 0 | 0 | 0 | 0 | 0
WT_off | 0 | 0 | 0 | 0 | 0 | 0
PseudoUnit | 0 | 0 | 0 | 0 | 0 | 0
FixedInterchange | 0 | 0 | 0 | 0 | 0 | 0
Fuel Cost by Reporting Type: SPP_S
ReportingType | 2015 | 2020 | 2025 | 2030 | 2035 | 2040
BM | 0 | 0 | 0 | 0 | 0 | 0
CC | 835.27 | 1753.96 | 1414.1 | 1436.9 | 741.05 | 720.84
CSP | 0 | 0 | 0 | 0 | 0 | 0
CT | 0 | 11.11 | 17.84 | 19.18 | 8.5 | 0
Coal | 2088.97 | 1547.87 | 1724.38 | 1741.01 | 1865.69 | 2006.17
Geo | 0 | 0 | 0 | 0 | 0 | 0
H | 0 | 0 | 0 | 0 | 0 | 0
LFG | 0 | 0 | 0.12 | 0.12 | 0.12 | 0.12
Nuc | 0 | 0 | 0 | 0 | 0 | 0
PS | 0 | 0 | 0 | 0 | 0 | 0
PV | 0 | 0 | 0 | 0 | 0 | 0
PeakG | 0 | 22.73 | 58.46 | 41.48 | 27.8 | 28.5
PeakO | 0 | 0 | 0 | 0 | 0 | 0
ST | 0 | 0 | 0 | 0 | 0 | 0
STOG | 47.8 | 77.89 | 0 | 0 | 0 | 0
STWD | 0 | 0.06 | 0 | 0 | 0 | 0
WT | 0 | 0 | 0 | 0 | 0 | 0
IGCC | 0 | 0 | 0 | 0 | 0 | 0
DemandResponse | 0 | 0 | 0 | 0 | 0 | 0
IGCC-CCS | 0 | 0 | 0 | 0 | 0 | 0
WT_off | 0 | 0 | 0 | 0 | 0 | 0
PseudoUnit | 0 | 0 | 0 | 0 | 0 | 0
FixedInterchange | 0 | 0 | 0 | 0 | 0 | 0
Fuel Cost by Reporting Type: TVA
ReportingType | 2015 | 2020 | 2025 | 2030 | 2035 | 2040
BM | 0 | 0 | 0 | 0 | 0 | 0
CC | 716.06 | 933.28 | 785.16 | 720.74 | 1245.03 | 1303.96
CSP | 0 | 0 | 0 | 0 | 0 | 0
CT | 0 | 0 | 0 | 0 | 0 | 0
Coal | 1693.37 | 1401.32 | 1413.06 | 1435.56 | 1510.53 | 1836.63
Geo | 0 | 0 | 0 | 0 | 0 | 0
H | 0 | 0 | 0 | 0 | 0 | 0
LFG | 0 | 0 | 0 | 0.14 | 0.14 | 0.14
Nuc | 542.87 | 553.94 | 588.56 | 600.05 | 420.73 | 329.46
PS | 0 | 0 | 0 | 0 | 0 | 0
PV | 0 | 0 | 0 | 0 | 0 | 0
PeakG | 0 | 4.99 | 0 | 0 | 0 | 0
PeakO | 0 | 0 | 0 | 0 | 0 | 0
ST | 0 | 0 | 0 | 0 | 0 | 0
STOG | 0 | 0 | 0 | 0 | 0 | 0
STWD | 0 | 0 | 0 | 0 | 0 | 0
WT | 0 | 0 | 0 | 0 | 0 | 0
IGCC | 0 | 0 | 0 | 0 | 0 | 0
DemandResponse | 0 | 0 | 0 | 0 | 0.08 | 0.11
IGCC-CCS | 0 | 0 | 0 | 0 | 0 | 0
WT_off | 0 | 0 | 0 | 0 | 0 | 0
PseudoUnit | 0 | 0 | 0 | 0 | 0 | 0
FixedInterchange | 0 | 0 | 0 | 0 | 0 | 0
Fuel Cost by Reporting Type: TVA_Transmission
ReportingType | 2015 | 2020 | 2025 | 2030 | 2035 | 2040
BM | 0 | 0 | 0 | 0 | 0 | 0
CC | 0 | 0 | 0 | 0 | 0 | 0
CSP | 0 | 0 | 0 | 0 | 0 | 0
CT | 0 | 0 | 0 | 0 | 0 | 0
Coal | 0 | 0 | 0 | 0 | 0 | 0
Geo | 0 | 0 | 0 | 0 | 0 | 0
H | 0 | 0 | 0 | 0 | 0 | 0
LFG | 0 | 0 | 0 | 0 | 0 | 0
Nuc | 0 | 0 | 0 | 0 | 0 | 0
PS | 0 | 0 | 0 | 0 | 0 | 0
PV | 0 | 0 | 0 | 0 | 0 | 0
PeakG | 0 | 0 | 0 | 0 | 0 | 0
PeakO | 0 | 0 | 0 | 0 | 0 | 0
ST | 0 | 0 | 0 | 0 | 0 | 0
STOG | 0 | 0 | 0 | 0 | 0 | 0
STWD | 0 | 0 | 0 | 0 | 0 | 0
WT | 0 | 0 | 0 | 0 | 0 | 0
IGCC | 0 | 0 | 0 | 0 | 0 | 0
DemandResponse | 0 | 0 | 0 | 0 | 0 | 0
IGCC-CCS | 0 | 0 | 0 | 0 | 0 | 0
WT_off | 0 | 0 | 0 | 0 | 0 | 0
PseudoUnit | 0 | 0 | 0 | 0 | 0 | 0
FixedInterchange | 0 | 0 | 0 | 0 | 0 | 0
Fuel Cost by Reporting Type: VACAR
ReportingType | 2015 | 2020 | 2025 | 2030 | 2035 | 2040
BM | 0.47 | 80.47 | 238.54 | 261.81 | 261.81 | 271.53
CC | 1216.01 | 1228.21 | 942.94 | 940.14 | 1533.74 | 2260.18
CSP | 0 | 0 | 0 | 0 | 0 | 0
CT | 4.22 | 17 | 9.72 | 10.41 | 0 | 0
Coal | 2607.44 | 2145.74 | 2594.81 | 2764.49 | 3160.98 | 3336.26
Geo | 0 | 0 | 0 | 0 | 0 | 0
H | 0 | 0 | 0 | 0 | 0 | 0
LFG | 0 | 0.14 | 0.14 | 0.14 | 0.14 | 0.14
Nuc | 730.67 | 900.6 | 956.89 | 975.58 | 746.08 | 614.79
PS | 0 | 0 | 0 | 0 | 0 | 0
PV | 0 | 0 | 0 | 0 | 0 | 0
PeakG | 8.7 | 52.41 | 47.71 | 55.18 | 200.3 | 262.52
PeakO | 0 | 0 | 0 | 0 | 0 | 0
ST | 0 | 0 | 0 | 0 | 0 | 0
STOG | 0 | 0 | 0 | 0 | 0 | 0
STWD | 159.73 | 159.73 | 159.73 | 133.84 | 155.79 | 159.73
WT | 0 | 0 | 0 | 0 | 0 | 0
IGCC | 0 | 0 | 0 | 0 | 0 | 0
DemandResponse | 0 | 0 | 0 | 0 | 0.17 | 0.35
IGCC-CCS | 0 | 0 | 0 | 0 | 0 | 0
WT_off | 0 | 0 | 0 | 0 | 0 | 0
PseudoUnit | 0 | 0 | 0 | 0 | 0 | 0
FixedInterchange | 0 | 0 | 0 | 0 | 0 | 0
Fuel Cost by Reporting Type: IESO
ReportingType | 2015 | 2020 | 2025 | 2030 | 2035 | 2040
BM | 0 | 0.26 | 0.27 | 0.64 | 0.89 | 0.89
CC | 11.86 | 10.41 | 9.67 | 13.98 | 117.61 | 273.73
CSP | 0 | 0 | 0 | 0 | 0 | 0
CT | 0 | 0.18 | 0.69 | 0.55 | 0.82 | 2.86
Coal | 0 | 0 | 0 | 0 | 0 | 0
Geo | 0 | 0 | 0 | 0 | 0 | 0
H | 0 | 0 | 0 | 0 | 0 | 0
LFG | 0.02 | 0.02 | 0.02 | 0.02 | 0.02 | 0.02
Nuc | 854.23 | 871.65 | 926.13 | 944.22 | 869.51 | 757.81
PS | 0 | 0 | 0 | 0 | 0 | 0
PV | 0 | 0 | 0 | 0 | 0 | 0
PeakG | 0 | 0.04 | 0.11 | 0.12 | 0.18 | 0.19
PeakO | 0 | 0 | 0 | 0 | 0 | 0
ST | 0 | 0 | 0 | 0 | 0 | 0
STOG | 0 | 0 | 0 | 0 | 0 | 0
STWD | 0 | 0 | 0 | 0 | 0 | 0
WT | 0 | 0 | 0 | 0 | 0 | 0
IGCC | 0 | 0 | 0 | 0 | 0 | 0
DemandResponse | 0 | 0 | 0 | 0 | 0 | 0
IGCC-CCS | 0 | 0 | 0 | 0 | 0 | 0
WT_off | 0 | 0 | 0 | 0 | 0 | 0
PseudoUnit | 0 | 0 | 0 | 0 | 0 | 0
FixedInterchange | 0 | 0 | 0 | 0 | 0 | 0
Fuel Cost by Reporting Type: MAPP_CA
ReportingType | 2015 | 2020 | 2025 | 2030 | 2035 | 2040
BM | 0 | 0 | 0 | 0 | 0 | 0
CC | 108.99 | 155.56 | 118.55 | 118.5 | 50.42 | 0
CSP | 0 | 0 | 0 | 0 | 0 | 0
CT | 0 | 0 | 0 | 0 | 0 | 0
Coal | 9.35 | 27.77 | 0 | 0 | 0 | 0
Geo | 0 | 0 | 0 | 0 | 0 | 0
H | 0 | 0 | 0 | 0 | 0 | 0
LFG | 0 | 0 | 0 | 0 | 0 | 0
Nuc | 0 | 0 | 0 | 0 | 0 | 0
PS | 0 | 0 | 0 | 0 | 0 | 0
PV | 0 | 0 | 0 | 0 | 0 | 0
PeakG | 0.05 | 0.68 | 1.2 | 1.32 | 0 | 0
PeakO | 0 | 0 | 0.04 | 0.04 | 0 | 0
ST | 0 | 0 | 0 | 0 | 0 | 0
STOG | 0.18 | 0.25 | 0.24 | 0 | 0 | 0
STWD | 0 | 0 | 0 | 0 | 0 | 0
WT | 0 | 0 | 0 | 0 | 0 | 0
IGCC | 0 | 0 | 0 | 0 | 0 | 0
DemandResponse | 0 | 0 | 0 | 0 | 0 | 0
IGCC-CCS | 0 | 0 | 0 | 0 | 0 | 0
WT_off | 0 | 0 | 0 | 0 | 0 | 0
PseudoUnit | 0 | 0 | 0 | 0 | 0 | 0
FixedInterchange | 0 | 0 | 0 | 0 | 0 | 0
Fuel Cost by Reporting Type: AZ_NM_SNV_Coal
ReportingType | 2015 | 2020 | 2025 | 2030 | 2035 | 2040
BM | 0 | 0 | 0 | 0 | 0 | 0
CC | 0 | 0 | 0 | 0 | 0 | 0
CSP | 0 | 0 | 0 | 0 | 0 | 0
CT | 0 | 0 | 0 | 0 | 0 | 0
Coal | 1213.44 | 1294.74 | 1294.74 | 1294.74 | 1426.59 | 2272.14
Geo | 0 | 0 | 0 | 0 | 0 | 0
H | 0 | 0 | 0 | 0 | 0 | 0
LFG | 0 | 0 | 0 | 0 | 0 | 0
Nuc | 0 | 0 | 0 | 0 | 0 | 0
PS | 0 | 0 | 0 | 0 | 0 | 0
PV | 0 | 0 | 0 | 0 | 0 | 0
PeakG | 0 | 0 | 0 | 0 | 0 | 0
PeakO | 0 | 0 | 0 | 0 | 0 | 0
ST | 0 | 0 | 0 | 0 | 0 | 0
STOG | 0 | 0 | 0 | 0 | 0 | 0
STWD | 0 | 0 | 0 | 0 | 0 | 0
WT | 0 | 0 | 0 | 0 | 0 | 0
IGCC | 0 | 0 | 0 | 0 | 0 | 0
DemandResponse | 0 | 0 | 0 | 0 | 0 | 0
IGCC-CCS | 0 | 0 | 0 | 0 | 0 | 0
WT_off | 0 | 0 | 0 | 0 | 0 | 0
PseudoUnit | 0 | 0 | 0 | 0 | 0 | 0
FixedInterchange | 0 | 0 | 0 | 0 | 0 | 0
Fuel Cost by Reporting Type: AZ_NM_SNV_Gas
ReportingType | 2015 | 2020 | 2025 | 2030 | 2035 | 2040
BM | 0 | 0 | 0 | 0 | 0 | 0
CC | 3340.62 | 3833.25 | 4211.36 | 4740.44 | 5293.8 | 5679.9
CSP | 0 | 0 | 0 | 0 | 0 | 0
CT | 0 | 0.39 | 1.53 | 5.26 | 0 | 0
Coal | 0 | 0 | 0 | 0 | 0 | 0
Geo | 0 | 0 | 0 | 0 | 0 | 0
H | 0 | 0 | 0 | 0 | 0 | 0
LFG | 0 | 0 | 0 | 0 | 0 | 0
Nuc | 0 | 0 | 0 | 0 | 0 | 0
PS | 0 | 0 | 0 | 0 | 0 | 0
PV | 0 | 0 | 0 | 0 | 0 | 0
PeakG | 0 | 0 | 0 | 0 | 0 | 0
PeakO | 0 | 0 | 0 | 0 | 0 | 0
ST | 0 | 0 | 0 | 0 | 0 | 0
STOG | 0 | 0 | 0 | 0 | 0 | 0
STWD | 0 | 0 | 0 | 0 | 0 | 0
WT | 0 | 0 | 0 | 0 | 0 | 0
IGCC | 0 | 0 | 0 | 0 | 0 | 0
DemandResponse | 0 | 0 | 0 | 0 | 0 | 0
IGCC-CCS | 0 | 0 | 0 | 0 | 0 | 0
WT_off | 0 | 0 | 0 | 0 | 0 | 0
PseudoUnit | 0 | 0 | 0 | 0 | 0 | 0
FixedInterchange | 0 | 0 | 0 | 0 | 0 | 0
Fuel Cost by Reporting Type: AZ_NM_SNV_NucRenew
ReportingType | 2015 | 2020 | 2025 | 2030 | 2035 | 2040
BM | 0 | 0 | 0 | 0 | 0 | 0
CC | 0 | 0 | 0 | 0 | 0 | 0
CSP | 0 | 0 | 0 | 0 | 0 | 0
CT | 0 | 0 | 0 | 0 | 0 | 0
Coal | 0 | 0 | 0 | 0 | 0 | 0
Geo | 0 | 0 | 0 | 0 | 0 | 0
H | 0 | 0 | 0 | 0 | 0 | 0
LFG | 0 | 0.08 | 0.08 | 0.08 | 0.08 | 0.08
Nuc | 254.91 | 260.1 | 276.36 | 281.76 | 281.76 | 281.76
PS | 0 | 0 | 0 | 0 | 0 | 0
PV | 0 | 0 | 0 | 0 | 0 | 0
PeakG | 0 | 0 | 0 | 0 | 0 | 0
PeakO | 0 | 0 | 0 | 0 | 0 | 0
ST | 0 | 0 | 0 | 0 | 0 | 0
STOG | 0 | 0 | 0 | 0 | 0 | 0
STWD | 11.54 | 11.54 | 0.16 | 11.54 | 11.54 | 11.54
WT | 0 | 0 | 0 | 0 | 0 | 0
IGCC | 0 | 0 | 0 | 0 | 0 | 0
DemandResponse | 0 | 0 | 0 | 0 | 0 | 0
IGCC-CCS | 0 | 0 | 0 | 0 | 0 | 0
WT_off | 0 | 0 | 0 | 0 | 0 | 0
PseudoUnit | 0 | 0 | 0 | 0 | 0 | 0
FixedInterchange | 0 | 0 | 0 | 0 | 0 | 0
Fuel Cost by Reporting Type: ERCOT
ReportingType | 2015 | 2020 | 2025 | 2030 | 2035 | 2040
BM | 0 | 0.32 | 3.98 | 3.98 | 5.39 | 3.98
CC | 4868.46 | 5114.57 | 4926.78 | 5166.6 | 5628.33 | 3958.83
CSP | 0 | 0 | 0 | 0 | 0 | 0
CT | 0 | 2.69 | 6.28 | 6.75 | 0 | 0
Coal | 2733.52 | 3146.15 | 3623.37 | 3623.37 | 3635.03 | 4231.55
Geo | 0 | 0 | 0 | 0 | 0 | 0
H | 0 | 0 | 0 | 0 | 0 | 0
LFG | 0 | 0 | 0.45 | 0.45 | 0.45 | 0.45
Nuc | 339.13 | 346.04 | 367.67 | 374.85 | 374.85 | 374.85
PS | 0 | 0 | 0 | 0 | 0 | 0
PV | 0 | 0 | 0 | 0 | 0 | 0
PeakG | 0 | 26.56 | 56.83 | 65.11 | 76.03 | 66.43
PeakO | 0 | 0.44 | 0 | 0 | 0 | 0
ST | 0 | 0 | 0 | 0 | 0 | 0
STOG | 173.37 | 233.75 | 162.22 | 131.76 | 115.67 | 0
STWD | 0 | 0 | 0 | 0 | 0 | 0
WT | 0 | 0 | 0 | 0 | 0 | 0
IGCC | 0 | 0 | 0 | 0 | 0 | 0
DemandResponse | 0 | 0.01 | 0.12 | 0.11 | 0.12 | 0.13
IGCC-CCS | 0 | 0 | 0 | 0 | 0 | 0
WT_off | 0 | 0 | 0 | 0 | 0 | 0
PseudoUnit | 0 | 0 | 0 | 0 | 0 | 0
FixedInterchange | 0 | 0 | 0 | 0 | 0 | 0
Fuel Cost by Reporting Type: NP15
ReportingType | 2015 | 2020 | 2025 | 2030 | 2035 | 2040
BM | 0 | 0 | 0 | 0 | 0 | 0
CC | 1215.1 | 320.23 | 191 | 332.39 | 393.9 | 198.84
CSP | 0 | 0 | 0 | 0 | 0 | 0
CT | 0 | 0 | 0 | 0 | 0 | 0
Coal | 1.66 | 0 | 0 | 0 | 0 | 0
Geo | 0 | 0 | 0 | 0 | 0 | 0
H | 0 | 0 | 0 | 0 | 0 | 0
LFG | 0 | 0.72 | 0.72 | 0.72 | 0.72 | 0.72
Nuc | 150.62 | 153.69 | 163.3 | 166.49 | 166.49 | 166.49
PS | 0 | 0 | 0 | 0 | 0 | 0
PV | 0 | 0 | 0 | 0 | 0 | 0
PeakG | 0 | 0 | 0 | 0 | 0 | 0
PeakO | 0 | 0 | 0 | 0 | 0 | 0
ST | 0 | 0 | 0 | 0 | 0 | 0
STOG | 3.16 | 0.81 | 0 | 0 | 0 | 0
STWD | 244.45 | 244.45 | 3.45 | 151.61 | 4.24 | 70.87
WT | 0 | 0 | 0 | 0 | 0 | 0
IGCC | 0 | 0 | 0 | 0 | 0 | 0
DemandResponse | 0 | 0 | 0 | 0 | 0 | 0
IGCC-CCS | 0 | 0 | 0 | 0 | 0 | 0
WT_off | 0 | 0 | 0 | 0 | 0 | 0
PseudoUnit | 0 | 0 | 0 | 0 | 0 | 0
FixedInterchange | 0 | 0 | 0 | 0 | 0 | 0
Fuel Cost by Reporting Type: NWPP_Coal
ReportingType | 2015 | 2020 | 2025 | 2030 | 2035 | 2040
BM | 0 | 0 | 0 | 0 | 0 | 0
CC | 0 | 0 | 0 | 0 | 0 | 0
CSP | 0 | 0 | 0 | 0 | 0 | 0
CT | 0 | 0 | 0 | 0 | 0 | 0
Coal | 1335.1 | 1275.97 | 1288.23 | 1309.01 | 1430.03 | 1722.7
Geo | 0 | 0 | 0 | 0 | 0 | 0
H | 0 | 0 | 0 | 0 | 0 | 0
LFG | 0 | 0 | 0 | 0 | 0 | 0
Nuc | 0 | 0 | 0 | 0 | 0 | 0
PS | 0 | 0 | 0 | 0 | 0 | 0
PV | 0 | 0 | 0 | 0 | 0 | 0
PeakG | 0 | 0 | 0 | 0 | 0 | 0
PeakO | 0 | 0 | 0 | 0 | 0 | 0
ST | 0 | 0 | 0 | 0 | 0 | 0
STOG | 0 | 0 | 0 | 0 | 0 | 0
STWD | 0 | 0 | 0 | 0 | 0 | 0
WT | 0 | 0 | 0 | 0 | 0 | 0
IGCC | 0 | 0 | 0 | 0 | 0 | 0
DemandResponse | 0 | 0 | 0 | 0 | 0 | 0
IGCC-CCS | 0 | 0 | 0 | 0 | 0 | 0
WT_off | 0 | 0 | 0 | 0 | 0 | 0
PseudoUnit | 0 | 0 | 0 | 0 | 0 | 0
FixedInterchange | 0 | 0 | 0 | 0 | 0 | 0
Fuel Cost by Reporting Type: NWPP_Gas
ReportingType | 2015 | 2020 | 2025 | 2030 | 2035 | 2040
BM | 0 | 0 | 0 | 0 | 0 | 0
CC | 1247.72 | 1465.87 | 1567.27 | 1823.82 | 2069.46 | 2034.51
CSP | 0 | 0 | 0 | 0 | 0 | 0
CT | 0 | 0 | 0 | 0 | 0 | 0
Coal | 0 | 0 | 0 | 0 | 61.43 | 175.87
Geo | 0 | 0 | 0 | 0 | 0 | 0
H | 0 | 0 | 0 | 0 | 0 | 0
LFG | 0 | 0 | 0 | 0 | 0 | 0
Nuc | 0 | 0 | 0 | 0 | 0 | 0
PS | 0 | 0 | 0 | 0 | 0 | 0
PV | 0 | 0 | 0 | 0 | 0 | 0
PeakG | 0 | 0 | 0 | 0 | 0 | 0
PeakO | 0 | 0 | 0 | 0 | 0 | 0
ST | 0 | 0 | 0 | 0 | 0 | 0
STOG | 0 | 0 | 0 | 0 | 0 | 0
STWD | 0 | 0 | 0 | 0 | 0 | 0
WT | 0 | 0 | 0 | 0 | 0 | 0
IGCC | 0 | 0 | 0 | 0 | 0 | 0
DemandResponse | 0 | 0 | 0 | 0 | 0 | 0
IGCC-CCS | 0 | 0 | 0 | 0 | 0 | 0
WT_off | 0 | 0 | 0 | 0 | 0 | 0
PseudoUnit | 0 | 0 | 0 | 0 | 0 | 0
FixedInterchange | 0 | 0 | 0 | 0 | 0 | 0
Fuel Cost by Reporting Type: NWPP_NucRenew
ReportingType | 2015 | 2020 | 2025 | 2030 | 2035 | 2040
BM | 0 | 0 | 0 | 0 | 0 | 0
CC | 0 | 0 | 0 | 0 | 0 | 0
CSP | 0 | 0 | 0 | 0 | 0 | 0
CT | 0 | 0 | 0 | 0 | 0 | 0
Coal | 0 | 0 | 0 | 0 | 0 | 0
Geo | 0 | 0 | 0 | 0 | 0 | 0
H | 0 | 0 | 0 | 0 | 0 | 0
LFG | 0.03 | 0.34 | 0.34 | 0.34 | 0.34 | 0.34
Nuc | 71.13 | 72.58 | 77.12 | 78.63 | 78.63 | 78.63
PS | 0 | 0 | 0 | 0 | 0 | 0
PV | 0 | 0 | 0 | 0 | 0 | 0
PeakG | 0 | 0 | 0 | 0 | 0 | 0
PeakO | 0 | 0 | 0 | 0 | 0 | 0
ST | 0 | 0 | 0 | 0 | 0 | 0
STOG | 0 | 0 | 0 | 0 | 0 | 0
STWD | 0 | 0 | 0 | 0 | 0 | 0
WT | 0 | 0 | 0 | 0 | 0 | 0
IGCC | 0 | 0 | 0 | 0 | 0 | 0
DemandResponse | 0 | 0 | 0 | 0 | 0 | 0
IGCC-CCS | 0 | 0 | 0 | 0 | 0 | 0
WT_off | 0 | 0 | 0 | 0 | 0 | 0
PseudoUnit | 0 | 0 | 0 | 0 | 0 | 0
FixedInterchange | 0 | 0 | 0 | 0 | 0 | 0
Fuel Cost by Reporting Type: RMPA
ReportingType | 2015 | 2020 | 2025 | 2030 | 2035 | 2040
BM | 0 | 0 | 0 | 0 | 0 | 0
CC | 188 | 180.44 | 0 | 0 | 0 | 0
CSP | 0 | 0 | 0 | 0 | 0 | 0
CT | 0 | 0 | 0.09 | 0.35 | 0 | 0
Coal | 677.09 | 593.25 | 567.7 | 567.7 | 674.57 | 863.71
Geo | 0 | 0 | 0 | 0 | 0 | 0
H | 0 | 0 | 0 | 0 | 0 | 0
LFG | 0 | 0.04 | 0.04 | 0.04 | 0.04 | 0.04
Nuc | 0 | 0 | 0 | 0 | 0 | 0
PS | 0 | 0 | 0 | 0 | 0 | 0
PV | 0 | 0 | 0 | 0 | 0 | 0
PeakG | 2.64 | 7.25 | 5.12 | 8.19 | 13.84 | 5.1
PeakO | 0 | 0 | 0 | 0 | 0 | 0
ST | 0 | 0 | 0 | 0 | 0 | 0
STOG | 0 | 0 | 0 | 0 | 0 | 0
STWD | 0 | 0 | 0 | 0 | 0 | 0
WT | 0 | 0 | 0 | 0 | 0 | 0
IGCC | 0 | 0 | 0 | 0 | 0 | 0
DemandResponse | 0 | 0 | 0 | 0 | 0 | 0
IGCC-CCS | 0 | 0 | 0 | 0 | 0 | 0
WT_off | 0 | 0 | 0 | 0 | 0 | 0
PseudoUnit | 0 | 0 | 0 | 0 | 0 | 0
FixedInterchange | 0 | 0 | 0 | 0 | 0 | 0
Fuel Cost by Reporting Type: SP15
ReportingType | 2015 | 2020 | 2025 | 2030 | 2035 | 2040
BM | 3.07 | 3.07 | 1.74 | 3.07 | 3.07 | 2.24
CC | 781.66 | 724.92 | 375.7 | 562.7 | 763.83 | 254.88
CSP | 0 | 0 | 0 | 0 | 0 | 0
CT | 0 | 0 | 0 | 0 | 0 | 0
Coal | 5.6 | 0 | 0 | 0 | 0 | 0
Geo | 0 | 0 | 0 | 0 | 0 | 0
H | 0 | 0 | 0 | 0 | 0 | 0
LFG | 0.01 | 0.72 | 0.72 | 0.72 | 0.72 | 0.72
Nuc | 139.02 | 141.86 | 150.73 | 153.67 | 153.67 | 153.67
PS | 0 | 0 | 0 | 0 | 0 | 0
PV | 0 | 0 | 0 | 0 | 0 | 0
PeakG | 0 | 0 | 0.45 | 1.82 | 7.79 | 0
PeakO | 0 | 0 | 0 | 0 | 0 | 0
ST | 0 | 0 | 0 | 0 | 0 | 0
STOG | 8.94 | 6.52 | 3.21 | 5.94 | 11.96 | 6.06
STWD | 62.63 | 62.63 | 3.5 | 62.63 | 29.87 | 19.7
WT | 0 | 0 | 0 | 0 | 0 | 0
IGCC | 0 | 0 | 0 | 0 | 0 | 0
DemandResponse | 0 | 0 | 0 | 0 | 0 | 0
IGCC-CCS | 0 | 0 | 0 | 0 | 0 | 0
WT_off | 0 | 0 | 0 | 0 | 0 | 0
PseudoUnit | 0 | 0 | 0 | 0 | 0 | 0
FixedInterchange | 0 | 0 | 0 | 0 | 0 | 0
Fuel Cost by Reporting Type: ALB
ReportingType | 2015 | 2020 | 2025 | 2030 | 2035 | 2040
BM | 0 | 0 | 0 | 0 | 0 | 0
CC | 560.93 | 704 | 847.4 | 1014.71 | 1234.52 | 1259.19
CSP | 0 | 0 | 0 | 0 | 0 | 0
CT | 0 | 0 | 0 | 0 | 0 | 0
Coal | 267.9 | 217.7 | 217.7 | 217.7 | 331.38 | 352.59
Geo | 0 | 0 | 0 | 0 | 0 | 0
H | 0 | 0 | 0 | 0 | 0 | 0
LFG | 0 | 0 | 0 | 0 | 0 | 0
Nuc | 0 | 0 | 0 | 0 | 0 | 0
PS | 0 | 0 | 0 | 0 | 0 | 0
PV | 0 | 0 | 0 | 0 | 0 | 0
PeakG | 0 | 0 | 0 | 0 | 0 | 0
PeakO | 0 | 0 | 0 | 0 | 0 | 0
ST | 0 | 0 | 0 | 0 | 0 | 0
STOG | 0 | 0 | 0 | 0 | 0 | 0
STWD | 0 | 0 | 0 | 0 | 0 | 0
WT | 0 | 0 | 0 | 0 | 0 | 0
IGCC | 0 | 0 | 0 | 0 | 0 | 0
DemandResponse | 0 | 0 | 0 | 0 | 0 | 0
IGCC-CCS | 0 | 0 | 0 | 0 | 0 | 0
WT_off | 0 | 0 | 0 | 0 | 0 | 0
PseudoUnit | 0 | 0 | 0 | 0 | 0 | 0
FixedInterchange | 0 | 0 | 0 | 0 | 0 | 0
Fuel Cost by Reporting Type: BC
ReportingType | 2015 | 2020 | 2025 | 2030 | 2035 | 2040
BM | 0 | 0 | 0 | 0 | 0 | 0
CC | 159.94 | 188.33 | 213.3 | 263.14 | 380.27 | 428.06
CSP | 0 | 0 | 0 | 0 | 0 | 0
CT | 0 | 0 | 0 | 0 | 0 | 0
Coal | 0 | 0 | 0 | 0 | 0 | 0
Geo | 0 | 0 | 0 | 0 | 0 | 0
H | 0 | 0 | 0 | 0 | 0 | 0
LFG | 0 | 0 | 0 | 0 | 0 | 0
Nuc | 0 | 0 | 0 | 0 | 0 | 0
PS | 0 | 0 | 0 | 0 | 0 | 0
PV | 0 | 0 | 0 | 0 | 0 | 0
PeakG | 0 | 0 | 0 | 0 | 0 | 0
PeakO | 0 | 0 | 0 | 0 | 0 | 0
ST | 0 | 0 | 0 | 0 | 0 | 0
STOG | 0 | 0 | 0 | 0 | 0 | 0
STWD | 0 | 0 | 0 | 0 | 0 | 0
WT | 0 | 0 | 0 | 0 | 0 | 0
IGCC | 0 | 0 | 0 | 0 | 0 | 0
DemandResponse | 0 | 0 | 0 | 0 | 0 | 0
IGCC-CCS | 0 | 0 | 0 | 0 | 0 | 0
WT_off | 0 | 0 | 0 | 0 | 0 | 0
PseudoUnit | 0 | 0 | 0 | 0 | 0 | 0
FixedInterchange | 0 | 0 | 0 | 0 | 0 | 0
Fuel Cost by Reporting Type: HQ_IESO
ReportingType | 2015 | 2020 | 2025 | 2030 | 2035 | 2040
BM | 0 | 0 | 0 | 0 | 0 | 0
CC | 0 | 0 | 0 | 0 | 0 | 0
CSP | 0 | 0 | 0 | 0 | 0 | 0
CT | 0 | 0 | 0 | 0 | 0 | 0
Coal | 0 | 0 | 0 | 0 | 0 | 0
Geo | 0 | 0 | 0 | 0 | 0 | 0
H | 0 | 0 | 0 | 0 | 0 | 0
LFG | 0 | 0 | 0 | 0 | 0 | 0
Nuc | 0 | 0 | 0 | 0 | 0 | 0
PS | 0 | 0 | 0 | 0 | 0 | 0
PV | 0 | 0 | 0 | 0 | 0 | 0
PeakG | 0 | 0 | 0 | 0 | 0 | 0
PeakO | 0 | 0 | 0 | 0 | 0 | 0
ST | 0 | 0 | 0 | 0 | 0 | 0
STOG | 0 | 0 | 0 | 0 | 0 | 0
STWD | 0 | 0 | 0 | 0 | 0 | 0
WT | 0 | 0 | 0 | 0 | 0 | 0
IGCC | 0 | 0 | 0 | 0 | 0 | 0
DemandResponse | 0 | 0 | 0 | 0 | 0 | 0
IGCC-CCS | 0 | 0 | 0 | 0 | 0 | 0
WT_off | 0 | 0 | 0 | 0 | 0 | 0
PseudoUnit | 0 | 0 | 0 | 0 | 0 | 0
FixedInterchange | 0 | 0 | 0 | 0 | 0 | 0
Fuel Cost by Reporting Type: HQ_NEISO
ReportingType | 2015 | 2020 | 2025 | 2030 | 2035 | 2040
BM | 0 | 0 | 0 | 0 | 0 | 0
CC | 0 | 0 | 0 | 0 | 0 | 0
CSP | 0 | 0 | 0 | 0 | 0 | 0
CT | 0 | 0 | 0 | 0 | 0 | 0
Coal | 0 | 0 | 0 | 0 | 0 | 0
Geo | 0 | 0 | 0 | 0 | 0 | 0
H | 0 | 0 | 0 | 0 | 0 | 0
LFG | 0 | 0 | 0 | 0 | 0 | 0
Nuc | 0 | 0 | 0 | 0 | 0 | 0
PS | 0 | 0 | 0 | 0 | 0 | 0
PV | 0 | 0 | 0 | 0 | 0 | 0
PeakG | 0 | 0 | 0 | 0 | 0 | 0
PeakO | 0 | 0 | 0 | 0 | 0 | 0
ST | 0 | 0 | 0 | 0 | 0 | 0
STOG | 0 | 0 | 0 | 0 | 0 | 0
STWD | 0 | 0 | 0 | 0 | 0 | 0
WT | 0 | 0 | 0 | 0 | 0 | 0
IGCC | 0 | 0 | 0 | 0 | 0 | 0
DemandResponse | 0 | 0 | 0 | 0 | 0 | 0
IGCC-CCS | 0 | 0 | 0 | 0 | 0 | 0
WT_off | 0 | 0 | 0 | 0 | 0 | 0
PseudoUnit | 0 | 0 | 0 | 0 | 0 | 0
FixedInterchange | 0 | 0 | 0 | 0 | 0 | 0
Fuel Cost by Reporting Type: HQ_NY
ReportingType | 2015 | 2020 | 2025 | 2030 | 2035 | 2040
BM | 0 | 0 | 0 | 0 | 0 | 0
CC | 0 | 0 | 0 | 0 | 0 | 0
CSP | 0 | 0 | 0 | 0 | 0 | 0
CT | 0 | 0 | 0 | 0 | 0 | 0
Coal | 0 | 0 | 0 | 0 | 0 | 0
Geo | 0 | 0 | 0 | 0 | 0 | 0
H | 0 | 0 | 0 | 0 | 0 | 0
LFG | 0 | 0 | 0 | 0 | 0 | 0
Nuc | 0 | 0 | 0 | 0 | 0 | 0
PS | 0 | 0 | 0 | 0 | 0 | 0
PV | 0 | 0 | 0 | 0 | 0 | 0
PeakG | 0 | 0 | 0 | 0 | 0 | 0
PeakO | 0 | 0 | 0 | 0 | 0 | 0
ST | 0 | 0 | 0 | 0 | 0 | 0
STOG | 0 | 0 | 0 | 0 | 0 | 0
STWD | 0 | 0 | 0 | 0 | 0 | 0
WT | 0 | 0 | 0 | 0 | 0 | 0
IGCC | 0 | 0 | 0 | 0 | 0 | 0
DemandResponse | 0 | 0 | 0 | 0 | 0 | 0
IGCC-CCS | 0 | 0 | 0 | 0 | 0 | 0
WT_off | 0 | 0 | 0 | 0 | 0 | 0
PseudoUnit | 0 | 0 | 0 | 0 | 0 | 0
FixedInterchange | 0 | 0 | 0 | 0 | 0 | 0
Fuel Cost by Reporting Type: MARITIMES
ReportingType | 2015 | 2020 | 2025 | 2030 | 2035 | 2040
BM | 0 | 0 | 0 | 0 | 0 | 0
CC | 0 | 0 | 0 | 0 | 0 | 0
CSP | 0 | 0 | 0 | 0 | 0 | 0
CT | 0 | 0 | 0 | 0 | 0 | 0
Coal | 0 | 0 | 0 | 0 | 0 | 0
Geo | 0 | 0 | 0 | 0 | 0 | 0
H | 0 | 0 | 0 | 0 | 0 | 0
LFG | 0 | 0 | 0 | 0 | 0 | 0
Nuc | 0 | 0 | 0 | 0 | 0 | 0
PS | 0 | 0 | 0 | 0 | 0 | 0
PV | 0 | 0 | 0 | 0 | 0 | 0
PeakG | 0 | 0 | 0 | 0 | 0 | 0
PeakO | 0 | 0 | 0 | 0 | 0 | 0
ST | 0 | 0 | 0 | 0 | 0 | 0
STOG | 0 | 0 | 0 | 0 | 0 | 0
STWD | 0 | 0 | 0 | 0 | 0 | 0
WT | 0 | 0 | 0 | 0 | 0 | 0
IGCC | 0 | 0 | 0 | 0 | 0 | 0
DemandResponse | 0 | 0 | 0 | 0 | 0 | 0
IGCC-CCS | 0 | 0 | 0 | 0 | 0 | 0
WT_off | 0 | 0 | 0 | 0 | 0 | 0
PseudoUnit | 0 | 0 | 0 | 0 | 0 | 0
FixedInterchange | 0 | 0 | 0 | 0 | 0 | 0
Fuel Cost by Reporting Type: All
ReportingType | 2015 | 2020 | 2025 | 2030 | 2035 | 2040
BM | 132.52 | 196.36 | 291.64 | 358.76 | 451.67 | 411.04
CC | 33261.03 | 37755.71 | 35776.99 | 38353.21 | 47783.84 | 50684.38
CSP | 0 | 0 | 0 | 0 | 0 | 0
CT | 35.7 | 118.16 | 139.75 | 169.1 | 9.32 | 2.86
Coal | 37051.53 | 32652.61 | 34905.02 | 35825.63 | 38954.72 | 45019.63
Geo | 0 | 0 | 0 | 0 | 0 | 0
H | 0 | 0 | 0 | 0 | 0 | 0
LFG | 0.25 | 2.74 | 5.56 | 6.49 | 6.49 | 6.49
Nuc | 7711.69 | 8128.82 | 8636.85 | 8698.16 | 6764.5 | 5326.79
PS | 0 | 0 | 0 | 0 | 0 | 0
PV | 0 | 0 | 0 | 0 | 0 | 0
PeakG | 184.12 | 680.64 | 683.62 | 687.93 | 1150.38 | 1402.09
PeakO | 0 | 4.14 | 23.27 | 24.4 | 26.58 | 27.08
ST | 0 | 0 | 0 | 0 | 0 | 0
STOG | 382.21 | 437.61 | 206.46 | 182.88 | 188.13 | 88.76
STWD | 705.24 | 663.37 | 291.62 | 533.66 | 396.76 | 465.45
WT | 0 | 0 | 0 | 0 | 0 | 0
IGCC | 89.89 | 91.06 | 90.99 | 92.46 | 97.42 | 100.02
DemandResponse | 0 | 0.01 | 0.22 | 0.18 | 0.7 | 0.94
IGCC-CCS | 0 | 0 | 0 | 0 | 0 | 0
WT_off | 0 | 0 | 0 | 0 | 0 | 0
PseudoUnit | 0 | 0 | 0 | 0 | 0 | 0
FixedInterchange | 0 | 0 | 0 | 0 | 0 | 0
Fuel Cost by Reporting Type: EI_US
ReportingType | 2015 | 2020 | 2025 | 2030 | 2035 | 2040
BM | 129.45 | 192.71 | 285.65 | 351.07 | 442.32 | 403.93
CC | 20777.75 | 25058.14 | 23315.97 | 24316.94 | 31851.7 | 36596.43
CSP | 0 | 0 | 0 | 0 | 0 | 0
CT | 35.7 | 114.9 | 131.16 | 156.19 | 8.5 | 0
Coal | 30807.88 | 26097.04 | 27913.28 | 28813.11 | 31395.69 | 35401.07
Geo | 0 | 0 | 0 | 0 | 0 | 0
H | 0 | 0 | 0 | 0 | 0 | 0
LFG | 0.18 | 0.82 | 3.19 | 4.11 | 4.11 | 4.11
Nuc | 5902.64 | 6282.88 | 6675.55 | 6698.54 | 4839.59 | 3513.58
PS | 0 | 0 | 0 | 0 | 0 | 0
PV | 0 | 0 | 0 | 0 | 0 | 0
PeakG | 181.43 | 646.11 | 619.9 | 611.39 | 1052.54 | 1330.36
PeakO | 0 | 3.7 | 23.23 | 24.36 | 26.58 | 27.08
ST | 0 | 0 | 0 | 0 | 0 | 0
STOG | 196.55 | 196.27 | 40.79 | 45.18 | 60.51 | 82.7
STWD | 386.62 | 344.74 | 284.5 | 307.88 | 351.11 | 363.34
WT | 0 | 0 | 0 | 0 | 0 | 0
IGCC | 89.89 | 91.06 | 90.99 | 92.46 | 97.42 | 100.02
DemandResponse | 0 | 0 | 0.1 | 0.06 | 0.58 | 0.81
IGCC-CCS | 0 | 0 | 0 | 0 | 0 | 0
WT_off | 0 | 0 | 0 | 0 | 0 | 0
PseudoUnit | 0 | 0 | 0 | 0 | 0 | 0
FixedInterchange | 0 | 0 | 0 | 0 | 0 | 0
Fuel Cost by Reporting Type: EI_Canada
ReportingType | 2015 | 2020 | 2025 | 2030 | 2035 | 2040
BM | 0 | 0.26 | 0.27 | 0.64 | 0.89 | 0.89
CC | 120.85 | 165.97 | 128.22 | 132.47 | 168.03 | 273.73
CSP | 0 | 0 | 0 | 0 | 0 | 0
CT | 0 | 0.18 | 0.69 | 0.55 | 0.82 | 2.86
Coal | 9.35 | 27.77 | 0 | 0 | 0 | 0
Geo | 0 | 0 | 0 | 0 | 0 | 0
H | 0 | 0 | 0 | 0 | 0 | 0
LFG | 0.02 | 0.02 | 0.02 | 0.02 | 0.02 | 0.02
Nuc | 854.23 | 871.65 | 926.13 | 944.22 | 869.51 | 757.81
PS | 0 | 0 | 0 | 0 | 0 | 0
PV | 0 | 0 | 0 | 0 | 0 | 0
PeakG | 0.05 | 0.72 | 1.31 | 1.44 | 0.18 | 0.19
PeakO | 0 | 0 | 0.04 | 0.04 | 0 | 0
ST | 0 | 0 | 0 | 0 | 0 | 0
STOG | 0.18 | 0.25 | 0.24 | 0 | 0 | 0
STWD | 0 | 0 | 0 | 0 | 0 | 0
WT | 0 | 0 | 0 | 0 | 0 | 0
IGCC | 0 | 0 | 0 | 0 | 0 | 0
DemandResponse | 0 | 0 | 0 | 0 | 0 | 0
IGCC-CCS | 0 | 0 | 0 | 0 | 0 | 0
WT_off | 0 | 0 | 0 | 0 | 0 | 0
PseudoUnit | 0 | 0 | 0 | 0 | 0 | 0
FixedInterchange | 0 | 0 | 0 | 0 | 0 | 0
Fuel Cost by Reporting Type: EI
ReportingType | 2015 | 2020 | 2025 | 2030 | 2035 | 2040
BM | 129.45 | 192.97 | 285.92 | 351.71 | 443.21 | 404.82
CC | 20898.6 | 25224.11 | 23444.19 | 24449.41 | 32019.72 | 36870.17
CSP | 0 | 0 | 0 | 0 | 0 | 0
CT | 35.7 | 115.08 | 131.85 | 156.74 | 9.32 | 2.86
Coal | 30817.22 | 26124.81 | 27913.28 | 28813.11 | 31395.69 | 35401.07
Geo | 0 | 0 | 0 | 0 | 0 | 0
H | 0 | 0 | 0 | 0 | 0 | 0
LFG | 0.2 | 0.84 | 3.21 | 4.13 | 4.13 | 4.13
Nuc | 6756.88 | 7154.54 | 7601.68 | 7642.76 | 5709.1 | 4271.39
PS | 0 | 0 | 0 | 0 | 0 | 0
PV | 0 | 0 | 0 | 0 | 0 | 0
PeakG | 181.48 | 646.83 | 621.22 | 612.82 | 1052.72 | 1330.56
PeakO | 0 | 3.7 | 23.27 | 24.4 | 26.58 | 27.08
ST | 0 | 0 | 0 | 0 | 0 | 0
STOG | 196.74 | 196.53 | 41.04 | 45.18 | 60.51 | 82.7
STWD | 386.62 | 344.74 | 284.5 | 307.88 | 351.11 | 363.34
WT | 0 | 0 | 0 | 0 | 0 | 0
IGCC | 89.89 | 91.06 | 90.99 | 92.46 | 97.42 | 100.02
DemandResponse | 0 | 0 | 0.1 | 0.06 | 0.58 | 0.81
IGCC-CCS | 0 | 0 | 0 | 0 | 0 | 0
WT_off | 0 | 0 | 0 | 0 | 0 | 0
PseudoUnit | 0 | 0 | 0 | 0 | 0 | 0
FixedInterchange | 0 | 0 | 0 | 0 | 0 | 0
Fuel Cost by Reporting Type: Outside_EI
ReportingType | 2015 | 2020 | 2025 | 2030 | 2035 | 2040
BM | 3.07 | 3.39 | 5.72 | 7.05 | 8.45 | 6.22
CC | 12362.42 | 12531.6 | 12332.8 | 13903.81 | 15764.11 | 13814.21
CSP | 0 | 0 | 0 | 0 | 0 | 0
CT | 0 | 3.08 | 7.9 | 12.36 | 0 | 0
Coal | 6234.31 | 6527.81 | 6991.74 | 7012.52 | 7559.03 | 9618.56
Geo | 0 | 0 | 0 | 0 | 0 | 0
H | 0 | 0 | 0 | 0 | 0 | 0
LFG | 0.05 | 1.9 | 2.36 | 2.36 | 2.36 | 2.36
Nuc | 954.81 | 974.28 | 1035.18 | 1055.4 | 1055.4 | 1055.4
PS | 0 | 0 | 0 | 0 | 0 | 0
PV | 0 | 0 | 0 | 0 | 0 | 0
PeakG | 2.64 | 33.81 | 62.41 | 75.11 | 97.66 | 71.53
PeakO | 0 | 0.44 | 0 | 0 | 0 | 0
ST | 0 | 0 | 0 | 0 | 0 | 0
STOG | 185.47 | 241.08 | 165.42 | 137.7 | 127.62 | 6.06
STWD | 318.62 | 318.62 | 7.12 | 225.78 | 45.65 | 102.11
WT | 0 | 0 | 0 | 0 | 0 | 0
IGCC | 0 | 0 | 0 | 0 | 0 | 0
DemandResponse | 0 | 0.01 | 0.12 | 0.11 | 0.12 | 0.13
IGCC-CCS | 0 | 0 | 0 | 0 | 0 | 0
WT_off | 0 | 0 | 0 | 0 | 0 | 0
PseudoUnit | 0 | 0 | 0 | 0 | 0 | 0
FixedInterchange | 0 | 0 | 0 | 0 | 0 | 0
#7 | Emission Cost ($million)
==== Emission Program: TitleIV_CAIRSO2 : (SO2) ====
Emission Cost by Reporting Type: Entergy
ReportingType | 2015 | 2020 | 2025 | 2030 | 2035 | 2040
BM | 0 | 0 | 0 | 0 | 0 | 0
CC | 0 | 0 | 0 | 0 | 0 | 0
CSP | 0 | 0 | 0 | 0 | 0 | 0
CT | 0 | 0 | 0 | 0 | 0 | 0
Coal | 27.51 | 0 | 0 | 0 | 0 | 0
Geo | 0 | 0 | 0 | 0 | 0 | 0
H | 0 | 0 | 0 | 0 | 0 | 0
LFG | 0 | 0 | 0 | 0 | 0 | 0
Nuc | 0 | 0 | 0 | 0 | 0 | 0
PS | 0 | 0 | 0 | 0 | 0 | 0
PV | 0 | 0 | 0 | 0 | 0 | 0
PeakG | 0 | 0 | 0 | 0 | 0 | 0
PeakO | 0 | 0 | 0 | 0 | 0 | 0
ST | 0 | 0 | 0 | 0 | 0 | 0
STOG | 0 | 0 | 0 | 0 | 0 | 0
STWD | 0 | 0 | 0 | 0 | 0 | 0
WT | 0 | 0 | 0 | 0 | 0 | 0
IGCC | 0 | 0 | 0 | 0 | 0 | 0
DemandResponse | 0 | 0 | 0 | 0 | 0 | 0
IGCC-CCS | 0 | 0 | 0 | 0 | 0 | 0
WT_off | 0 | 0 | 0 | 0 | 0 | 0
PseudoUnit | 0 | 0 | 0 | 0 | 0 | 0
FixedInterchange | 0 | 0 | 0 | 0 | 0 | 0
Emission Cost by Reporting Type: FRCC
ReportingType | 2015 | 2020 | 2025 | 2030 | 2035 | 2040
BM | 0 | 0 | 0 | 0 | 0 | 0
CC | 0 | 0 | 0 | 0 | 0 | 0
CSP | 0 | 0 | 0 | 0 | 0 | 0
CT | 0 | 0 | 0 | 0 | 0 | 0
Coal | 9.54 | 0 | 0 | 0 | 0 | 0
Geo | 0 | 0 | 0 | 0 | 0 | 0
H | 0 | 0 | 0 | 0 | 0 | 0
LFG | 0 | 0 | 0 | 0 | 0 | 0
Nuc | 0 | 0 | 0 | 0 | 0 | 0
PS | 0 | 0 | 0 | 0 | 0 | 0
PV | 0 | 0 | 0 | 0 | 0 | 0
PeakG | 0 | 0 | 0 | 0 | 0 | 0
PeakO | 0 | 0 | 0 | 0 | 0 | 0
ST | 0 | 0 | 0 | 0 | 0 | 0
STOG | 0 | 0 | 0 | 0 | 0 | 0
STWD | 0 | 0 | 0 | 0 | 0 | 0
WT | 0 | 0 | 0 | 0 | 0 | 0
IGCC | 0 | 0 | 0 | 0 | 0 | 0
DemandResponse | 0 | 0 | 0 | 0 | 0 | 0
IGCC-CCS | 0 | 0 | 0 | 0 | 0 | 0
WT_off | 0 | 0 | 0 | 0 | 0 | 0
PseudoUnit | 0 | 0 | 0 | 0 | 0 | 0
FixedInterchange | 0 | 0 | 0 | 0 | 0 | 0
Emission Cost by Reporting Type: MAPP_US
ReportingType | 2015 | 2020 | 2025 | 2030 | 2035 | 2040
BM | 0 | 0 | 0 | 0 | 0 | 0
CC | 0 | 0 | 0 | 0 | 0 | 0
CSP | 0 | 0 | 0 | 0 | 0 | 0
CT | 0 | 0 | 0 | 0 | 0 | 0
Coal | 1.75 | 0 | 0 | 0 | 0 | 0
Geo | 0 | 0 | 0 | 0 | 0 | 0
H | 0 | 0 | 0 | 0 | 0 | 0
LFG | 0 | 0 | 0 | 0 | 0 | 0
Nuc | 0 | 0 | 0 | 0 | 0 | 0
PS | 0 | 0 | 0 | 0 | 0 | 0
PV | 0 | 0 | 0 | 0 | 0 | 0
PeakG | 0 | 0 | 0 | 0 | 0 | 0
PeakO | 0 | 0 | 0 | 0 | 0 | 0
ST | 0 | 0 | 0 | 0 | 0 | 0
STOG | 0 | 0 | 0 | 0 | 0 | 0
STWD | 0 | 0 | 0 | 0 | 0 | 0
WT | 0 | 0 | 0 | 0 | 0 | 0
IGCC | 0 | 0 | 0 | 0 | 0 | 0
DemandResponse | 0 | 0 | 0 | 0 | 0 | 0
IGCC-CCS | 0 | 0 | 0 | 0 | 0 | 0
WT_off | 0 | 0 | 0 | 0 | 0 | 0
PseudoUnit | 0 | 0 | 0 | 0 | 0 | 0
FixedInterchange | 0 | 0 | 0 | 0 | 0 | 0
Emission Cost by Reporting Type: MISO_IN
ReportingType | 2015 | 2020 | 2025 | 2030 | 2035 | 2040
BM | 0 | 0 | 0 | 0 | 0 | 0
CC | 0 | 0 | 0 | 0 | 0 | 0
CSP | 0 | 0 | 0 | 0 | 0 | 0
CT | 0 | 0 | 0 | 0 | 0 | 0
Coal | 36.42 | 0 | 0 | 0 | 0 | 0
Geo | 0 | 0 | 0 | 0 | 0 | 0
H | 0 | 0 | 0 | 0 | 0 | 0
LFG | 0 | 0 | 0 | 0 | 0 | 0
Nuc | 0 | 0 | 0 | 0 | 0 | 0
PS | 0 | 0 | 0 | 0 | 0 | 0
PV | 0 | 0 | 0 | 0 | 0 | 0
PeakG | 0 | 0 | 0 | 0 | 0 | 0
PeakO | 0 | 0 | 0 | 0 | 0 | 0
ST | 0 | 0 | 0 | 0 | 0 | 0
STOG | 0 | 0 | 0 | 0 | 0 | 0
STWD | 0 | 0 | 0 | 0 | 0 | 0
WT | 0 | 0 | 0 | 0 | 0 | 0
IGCC | 0.29 | 0 | 0 | 0 | 0 | 0
DemandResponse | 0 | 0 | 0 | 0 | 0 | 0
IGCC-CCS | 0 | 0 | 0 | 0 | 0 | 0
WT_off | 0 | 0 | 0 | 0 | 0 | 0
PseudoUnit | 0 | 0 | 0 | 0 | 0 | 0
FixedInterchange | 0 | 0 | 0 | 0 | 0 | 0
Emission Cost by Reporting Type: MISO_MI
ReportingType | 2015 | 2020 | 2025 | 2030 | 2035 | 2040
BM | 0 | 0 | 0 | 0 | 0 | 0
CC | 0 | 0 | 0 | 0 | 0 | 0
CSP | 0 | 0 | 0 | 0 | 0 | 0
CT | 0 | 0 | 0 | 0 | 0 | 0
Coal | 26.22 | 0 | 0 | 0 | 0 | 0
Geo | 0 | 0 | 0 | 0 | 0 | 0
H | 0 | 0 | 0 | 0 | 0 | 0
LFG | 0 | 0 | 0 | 0 | 0 | 0
Nuc | 0 | 0 | 0 | 0 | 0 | 0
PS | 0 | 0 | 0 | 0 | 0 | 0
PV | 0 | 0 | 0 | 0 | 0 | 0
PeakG | 0 | 0 | 0 | 0 | 0 | 0
PeakO | 0 | 0 | 0 | 0 | 0 | 0
ST | 0 | 0 | 0 | 0 | 0 | 0
STOG | 0 | 0 | 0 | 0 | 0 | 0
STWD | 0 | 0 | 0 | 0 | 0 | 0
WT | 0 | 0 | 0 | 0 | 0 | 0
IGCC | 0 | 0 | 0 | 0 | 0 | 0
DemandResponse | 0 | 0 | 0 | 0 | 0 | 0
IGCC-CCS | 0 | 0 | 0 | 0 | 0 | 0
WT_off | 0 | 0 | 0 | 0 | 0 | 0
PseudoUnit | 0 | 0 | 0 | 0 | 0 | 0
FixedInterchange | 0 | 0 | 0 | 0 | 0 | 0
Emission Cost by Reporting Type: MISO_MO-IL
ReportingType | 2015 | 2020 | 2025 | 2030 | 2035 | 2040
BM | 0 | 0 | 0 | 0 | 0 | 0
CC | 0 | 0 | 0 | 0 | 0 | 0
CSP | 0 | 0 | 0 | 0 | 0 | 0
CT | 0 | 0 | 0 | 0 | 0 | 0
Coal | 62.38 | 0 | 0 | 0 | 0 | 0
Geo | 0 | 0 | 0 | 0 | 0 | 0
H | 0 | 0 | 0 | 0 | 0 | 0
LFG | 0 | 0 | 0 | 0 | 0 | 0
Nuc | 0 | 0 | 0 | 0 | 0 | 0
PS | 0 | 0 | 0 | 0 | 0 | 0
PV | 0 | 0 | 0 | 0 | 0 | 0
PeakG | 0 | 0 | 0 | 0 | 0 | 0
PeakO | 0 | 0 | 0 | 0 | 0 | 0
ST | 0 | 0 | 0 | 0 | 0 | 0
STOG | 0 | 0 | 0 | 0 | 0 | 0
STWD | 0 | 0 | 0 | 0 | 0 | 0
WT | 0 | 0 | 0 | 0 | 0 | 0
IGCC | 0 | 0 | 0 | 0 | 0 | 0
DemandResponse | 0 | 0 | 0 | 0 | 0 | 0
IGCC-CCS | 0 | 0 | 0 | 0 | 0 | 0
WT_off | 0 | 0 | 0 | 0 | 0 | 0
PseudoUnit | 0 | 0 | 0 | 0 | 0 | 0
FixedInterchange | 0 | 0 | 0 | 0 | 0 | 0
Emission Cost by Reporting Type: MISO_W
ReportingType | 2015 | 2020 | 2025 | 2030 | 2035 | 2040
BM | 0 | 0 | 0 | 0 | 0 | 0
CC | 0 | 0 | 0 | 0 | 0 | 0
CSP | 0 | 0 | 0 | 0 | 0 | 0
CT | 0 | 0 | 0 | 0 | 0 | 0
Coal | 30.98 | 0 | 0 | 0 | 0 | 0
Geo | 0 | 0 | 0 | 0 | 0 | 0
H | 0 | 0 | 0 | 0 | 0 | 0
LFG | 0 | 0 | 0 | 0 | 0 | 0
Nuc | 0 | 0 | 0 | 0 | 0 | 0
PS | 0 | 0 | 0 | 0 | 0 | 0
PV | 0 | 0 | 0 | 0 | 0 | 0
PeakG | 0 | 0 | 0 | 0 | 0 | 0
PeakO | 0 | 0 | 0 | 0 | 0 | 0
ST | 0 | 0 | 0 | 0 | 0 | 0
STOG | 0 | 0 | 0 | 0 | 0 | 0
STWD | 0 | 0 | 0 | 0 | 0 | 0
WT | 0 | 0 | 0 | 0 | 0 | 0
IGCC | 0 | 0 | 0 | 0 | 0 | 0
DemandResponse | 0 | 0 | 0 | 0 | 0 | 0
IGCC-CCS | 0 | 0 | 0 | 0 | 0 | 0
WT_off | 0 | 0 | 0 | 0 | 0 | 0
PseudoUnit | 0 | 0 | 0 | 0 | 0 | 0
FixedInterchange | 0 | 0 | 0 | 0 | 0 | 0
Emission Cost by Reporting Type: MISO_WUMS
ReportingType | 2015 | 2020 | 2025 | 2030 | 2035 | 2040
BM | 0 | 0 | 0 | 0 | 0 | 0
CC | 0 | 0 | 0 | 0 | 0 | 0
CSP | 0 | 0 | 0 | 0 | 0 | 0
CT | 0 | 0 | 0 | 0 | 0 | 0
Coal | 4.37 | 0 | 0 | 0 | 0 | 0
Geo | 0 | 0 | 0 | 0 | 0 | 0
H | 0 | 0 | 0 | 0 | 0 | 0
LFG | 0 | 0 | 0 | 0 | 0 | 0
Nuc | 0 | 0 | 0 | 0 | 0 | 0
PS | 0 | 0 | 0 | 0 | 0 | 0
PV | 0 | 0 | 0 | 0 | 0 | 0
PeakG | 0 | 0 | 0 | 0 | 0 | 0
PeakO | 0 | 0 | 0 | 0 | 0 | 0
ST | 0 | 0 | 0 | 0 | 0 | 0
STOG | 0 | 0 | 0 | 0 | 0 | 0
STWD | 0 | 0 | 0 | 0 | 0 | 0
WT | 0 | 0 | 0 | 0 | 0 | 0
IGCC | 0 | 0 | 0 | 0 | 0 | 0
DemandResponse | 0 | 0 | 0 | 0 | 0 | 0
IGCC-CCS | 0 | 0 | 0 | 0 | 0 | 0
WT_off | 0 | 0 | 0 | 0 | 0 | 0
PseudoUnit | 0 | 0 | 0 | 0 | 0 | 0
FixedInterchange | 0 | 0 | 0 | 0 | 0 | 0
Emission Cost by Reporting Type: Nebraska
ReportingType | 2015 | 2020 | 2025 | 2030 | 2035 | 2040
BM | 0 | 0 | 0 | 0 | 0 | 0
CC | 0 | 0 | 0 | 0 | 0 | 0
CSP | 0 | 0 | 0 | 0 | 0 | 0
CT | 0 | 0 | 0 | 0 | 0 | 0
Coal | 5.28 | 0 | 0 | 0 | 0 | 0
Geo | 0 | 0 | 0 | 0 | 0 | 0
H | 0 | 0 | 0 | 0 | 0 | 0
LFG | 0 | 0 | 0 | 0 | 0 | 0
Nuc | 0 | 0 | 0 | 0 | 0 | 0
PS | 0 | 0 | 0 | 0 | 0 | 0
PV | 0 | 0 | 0 | 0 | 0 | 0
PeakG | 0 | 0 | 0 | 0 | 0 | 0
PeakO | 0 | 0 | 0 | 0 | 0 | 0
ST | 0 | 0 | 0 | 0 | 0 | 0
STOG | 0 | 0 | 0 | 0 | 0 | 0
STWD | 0 | 0 | 0 | 0 | 0 | 0
WT | 0 | 0 | 0 | 0 | 0 | 0
IGCC | 0 | 0 | 0 | 0 | 0 | 0
DemandResponse | 0 | 0 | 0 | 0 | 0 | 0
IGCC-CCS | 0 | 0 | 0 | 0 | 0 | 0
WT_off | 0 | 0 | 0 | 0 | 0 | 0
PseudoUnit | 0 | 0 | 0 | 0 | 0 | 0
FixedInterchange | 0 | 0 | 0 | 0 | 0 | 0
Emission Cost by Reporting Type: NEISO
ReportingType | 2015 | 2020 | 2025 | 2030 | 2035 | 2040
BM | 0 | 0 | 0 | 0 | 0 | 0
CC | 0 | 0 | 0 | 0 | 0 | 0
CSP | 0 | 0 | 0 | 0 | 0 | 0
CT | 0 | 0 | 0 | 0 | 0 | 0
Coal | 0 | 0 | 0 | 0 | 0 | 0
Geo | 0 | 0 | 0 | 0 | 0 | 0
H | 0 | 0 | 0 | 0 | 0 | 0
LFG | 0 | 0 | 0 | 0 | 0 | 0
Nuc | 0 | 0 | 0 | 0 | 0 | 0
PS | 0 | 0 | 0 | 0 | 0 | 0
PV | 0 | 0 | 0 | 0 | 0 | 0
PeakG | 0 | 0 | 0 | 0 | 0 | 0
PeakO | 0 | 0 | 0 | 0 | 0 | 0
ST | 0 | 0 | 0 | 0 | 0 | 0
STOG | 0 | 0 | 0 | 0 | 0 | 0
STWD | 0 | 0 | 0 | 0 | 0 | 0
WT | 0 | 0 | 0 | 0 | 0 | 0
IGCC | 0 | 0 | 0 | 0 | 0 | 0
DemandResponse | 0 | 0 | 0 | 0 | 0 | 0
IGCC-CCS | 0 | 0 | 0 | 0 | 0 | 0
WT_off | 0 | 0 | 0 | 0 | 0 | 0
PseudoUnit | 0 | 0 | 0 | 0 | 0 | 0
FixedInterchange | 0 | 0 | 0 | 0 | 0 | 0
Emission Cost by Reporting Type: NonRTO_Midwest
ReportingType | 2015 | 2020 | 2025 | 2030 | 2035 | 2040
BM | 0 | 0 | 0 | 0 | 0 | 0
CC | 0 | 0 | 0 | 0 | 0 | 0
CSP | 0 | 0 | 0 | 0 | 0 | 0
CT | 0 | 0 | 0 | 0 | 0 | 0
Coal | 22.7 | 0 | 0 | 0 | 0 | 0
Geo | 0 | 0 | 0 | 0 | 0 | 0
H | 0 | 0 | 0 | 0 | 0 | 0
LFG | 0 | 0 | 0 | 0 | 0 | 0
Nuc | 0 | 0 | 0 | 0 | 0 | 0
PS | 0 | 0 | 0 | 0 | 0 | 0
PV | 0 | 0 | 0 | 0 | 0 | 0
PeakG | 0 | 0 | 0 | 0 | 0 | 0
PeakO | 0 | 0 | 0 | 0 | 0 | 0
ST | 0 | 0 | 0 | 0 | 0 | 0
STOG | 0 | 0 | 0 | 0 | 0 | 0
STWD | 0 | 0 | 0 | 0 | 0 | 0
WT | 0 | 0 | 0 | 0 | 0 | 0
IGCC | 0 | 0 | 0 | 0 | 0 | 0
DemandResponse | 0 | 0 | 0 | 0 | 0 | 0
IGCC-CCS | 0 | 0 | 0 | 0 | 0 | 0
WT_off | 0 | 0 | 0 | 0 | 0 | 0
PseudoUnit | 0 | 0 | 0 | 0 | 0 | 0
FixedInterchange | 0 | 0 | 0 | 0 | 0 | 0
Emission Cost by Reporting Type: NYISO_A-F
ReportingType | 2015 | 2020 | 2025 | 2030 | 2035 | 2040
BM | 0 | 0 | 0 | 0 | 0 | 0
CC | 0 | 0 | 0 | 0 | 0 | 0
CSP | 0 | 0 | 0 | 0 | 0 | 0
CT | 0 | 0 | 0 | 0 | 0 | 0
Coal | 0 | 0 | 0 | 0 | 0 | 0
Geo | 0 | 0 | 0 | 0 | 0 | 0
H | 0 | 0 | 0 | 0 | 0 | 0
LFG | 0 | 0 | 0 | 0 | 0 | 0
Nuc | 0 | 0 | 0 | 0 | 0 | 0
PS | 0 | 0 | 0 | 0 | 0 | 0
PV | 0 | 0 | 0 | 0 | 0 | 0
PeakG | 0 | 0 | 0 | 0 | 0 | 0
PeakO | 0 | 0 | 0 | 0 | 0 | 0
ST | 0 | 0 | 0 | 0 | 0 | 0
STOG | 0 | 0 | 0 | 0 | 0 | 0
STWD | 0 | 0 | 0 | 0 | 0 | 0
WT | 0 | 0 | 0 | 0 | 0 | 0
IGCC | 0 | 0 | 0 | 0 | 0 | 0
DemandResponse | 0 | 0 | 0 | 0 | 0 | 0
IGCC-CCS | 0 | 0 | 0 | 0 | 0 | 0
WT_off | 0 | 0 | 0 | 0 | 0 | 0
PseudoUnit | 0 | 0 | 0 | 0 | 0 | 0
FixedInterchange | 0 | 0 | 0 | 0 | 0 | 0
Emission Cost by Reporting Type: NYISO_G-I
ReportingType | 2015 | 2020 | 2025 | 2030 | 2035 | 2040
BM | 0 | 0 | 0 | 0 | 0 | 0
CC | 0 | 0 | 0 | 0 | 0 | 0
CSP | 0 | 0 | 0 | 0 | 0 | 0
CT | 0 | 0 | 0 | 0 | 0 | 0
Coal | 1.37 | 0 | 0 | 0 | 0 | 0
Geo | 0 | 0 | 0 | 0 | 0 | 0
H | 0 | 0 | 0 | 0 | 0 | 0
LFG | 0 | 0 | 0 | 0 | 0 | 0
Nuc | 0 | 0 | 0 | 0 | 0 | 0
PS | 0 | 0 | 0 | 0 | 0 | 0
PV | 0 | 0 | 0 | 0 | 0 | 0
PeakG | 0 | 0 | 0 | 0 | 0 | 0
PeakO | 0 | 0 | 0 | 0 | 0 | 0
ST | 0 | 0 | 0 | 0 | 0 | 0
STOG | 0 | 0 | 0 | 0 | 0 | 0
STWD | 0 | 0 | 0 | 0 | 0 | 0
WT | 0 | 0 | 0 | 0 | 0 | 0
IGCC | 0 | 0 | 0 | 0 | 0 | 0
DemandResponse | 0 | 0 | 0 | 0 | 0 | 0
IGCC-CCS | 0 | 0 | 0 | 0 | 0 | 0
WT_off | 0 | 0 | 0 | 0 | 0 | 0
PseudoUnit | 0 | 0 | 0 | 0 | 0 | 0
FixedInterchange | 0 | 0 | 0 | 0 | 0 | 0
Emission Cost by Reporting Type: NYISO_J-K
ReportingType | 2015 | 2020 | 2025 | 2030 | 2035 | 2040
BM | 0 | 0 | 0 | 0 | 0 | 0
CC | 0 | 0 | 0 | 0 | 0 | 0
CSP | 0 | 0 | 0 | 0 | 0 | 0
CT | 0 | 0 | 0 | 0 | 0 | 0
Coal | 0 | 0 | 0 | 0 | 0 | 0
Geo | 0 | 0 | 0 | 0 | 0 | 0
H | 0 | 0 | 0 | 0 | 0 | 0
LFG | 0 | 0 | 0 | 0 | 0 | 0
Nuc | 0 | 0 | 0 | 0 | 0 | 0
PS | 0 | 0 | 0 | 0 | 0 | 0
PV | 0 | 0 | 0 | 0 | 0 | 0
PeakG | 0 | 0 | 0 | 0 | 0 | 0
PeakO | 0 | 0 | 0 | 0 | 0 | 0
ST | 0 | 0 | 0 | 0 | 0 | 0
STOG | 0 | 0 | 0 | 0 | 0 | 0
STWD | 0 | 0 | 0 | 0 | 0 | 0
WT | 0 | 0 | 0 | 0 | 0 | 0
IGCC | 0 | 0 | 0 | 0 | 0 | 0
DemandResponse | 0 | 0 | 0 | 0 | 0 | 0
IGCC-CCS | 0 | 0 | 0 | 0 | 0 | 0
WT_off | 0 | 0 | 0 | 0 | 0 | 0
PseudoUnit | 0 | 0 | 0 | 0 | 0 | 0
FixedInterchange | 0 | 0 | 0 | 0 | 0 | 0
Emission Cost by Reporting Type: PJM_E
ReportingType | 2015 | 2020 | 2025 | 2030 | 2035 | 2040
BM | 0 | 0 | 0 | 0 | 0 | 0
CC | 0 | 0 | 0 | 0 | 0 | 0
CSP | 0 | 0 | 0 | 0 | 0 | 0
CT | 0 | 0 | 0 | 0 | 0 | 0
Coal | 0.01 | 0 | 0 | 0 | 0 | 0
Geo | 0 | 0 | 0 | 0 | 0 | 0
H | 0 | 0 | 0 | 0 | 0 | 0
LFG | 0 | 0 | 0 | 0 | 0 | 0
Nuc | 0 | 0 | 0 | 0 | 0 | 0
PS | 0 | 0 | 0 | 0 | 0 | 0
PV | 0 | 0 | 0 | 0 | 0 | 0
PeakG | 0 | 0 | 0 | 0 | 0 | 0
PeakO | 0 | 0 | 0 | 0 | 0 | 0
ST | 0 | 0 | 0 | 0 | 0 | 0
STOG | 0 | 0 | 0 | 0 | 0 | 0
STWD | 0 | 0 | 0 | 0 | 0 | 0
WT | 0 | 0 | 0 | 0 | 0 | 0
IGCC | 0 | 0 | 0 | 0 | 0 | 0
DemandResponse | 0 | 0 | 0 | 0 | 0 | 0
IGCC-CCS | 0 | 0 | 0 | 0 | 0 | 0
WT_off | 0 | 0 | 0 | 0 | 0 | 0
PseudoUnit | 0 | 0 | 0 | 0 | 0 | 0
FixedInterchange | 0 | 0 | 0 | 0 | 0 | 0
Emission Cost by Reporting Type: PJM_ROM
ReportingType | 2015 | 2020 | 2025 | 2030 | 2035 | 2040
BM | 0 | 0 | 0 | 0 | 0 | 0
CC | 0 | 0 | 0 | 0 | 0 | 0
CSP | 0 | 0 | 0 | 0 | 0 | 0
CT | 0 | 0 | 0 | 0 | 0 | 0
Coal | 19.67 | 0 | 0 | 0 | 0 | 0
Geo | 0 | 0 | 0 | 0 | 0 | 0
H | 0 | 0 | 0 | 0 | 0 | 0
LFG | 0 | 0 | 0 | 0 | 0 | 0
Nuc | 0 | 0 | 0 | 0 | 0 | 0
PS | 0 | 0 | 0 | 0 | 0 | 0
PV | 0 | 0 | 0 | 0 | 0 | 0
PeakG | 0 | 0 | 0 | 0 | 0 | 0
PeakO | 0 | 0 | 0 | 0 | 0 | 0
ST | 0 | 0 | 0 | 0 | 0 | 0
STOG | 0 | 0 | 0 | 0 | 0 | 0
STWD | 0 | 0 | 0 | 0 | 0 | 0
WT | 0 | 0 | 0 | 0 | 0 | 0
IGCC | 0 | 0 | 0 | 0 | 0 | 0
DemandResponse | 0 | 0 | 0 | 0 | 0 | 0
IGCC-CCS | 0 | 0 | 0 | 0 | 0 | 0
WT_off | 0 | 0 | 0 | 0 | 0 | 0
PseudoUnit | 0 | 0 | 0 | 0 | 0 | 0
FixedInterchange | 0 | 0 | 0 | 0 | 0 | 0
Emission Cost by Reporting Type: PJM_ROR
ReportingType | 2015 | 2020 | 2025 | 2030 | 2035 | 2040
BM | 0 | 0 | 0 | 0 | 0 | 0
CC | 0 | 0 | 0 | 0 | 0 | 0
CSP | 0 | 0 | 0 | 0 | 0 | 0
CT | 0 | 0 | 0 | 0 | 0 | 0
Coal | 198.9 | 0 | 0 | 0 | 0 | 0
Geo | 0 | 0 | 0 | 0 | 0 | 0
H | 0 | 0 | 0 | 0 | 0 | 0
LFG | 0 | 0 | 0 | 0 | 0 | 0
Nuc | 0 | 0 | 0 | 0 | 0 | 0
PS | 0 | 0 | 0 | 0 | 0 | 0
PV | 0 | 0 | 0 | 0 | 0 | 0
PeakG | 0 | 0 | 0 | 0 | 0 | 0
PeakO | 0 | 0 | 0 | 0 | 0 | 0
ST | 0 | 0 | 0 | 0 | 0 | 0
STOG | 0 | 0 | 0 | 0 | 0 | 0
STWD | 0 | 0 | 0 | 0 | 0 | 0
WT | 0 | 0 | 0 | 0 | 0 | 0
IGCC | 0 | 0 | 0 | 0 | 0 | 0
DemandResponse | 0 | 0 | 0 | 0 | 0 | 0
IGCC-CCS | 0 | 0 | 0 | 0 | 0 | 0
WT_off | 0 | 0 | 0 | 0 | 0 | 0
PseudoUnit | 0 | 0 | 0 | 0 | 0 | 0
FixedInterchange | 0 | 0 | 0 | 0 | 0 | 0
Emission Cost by Reporting Type: SOCO
ReportingType | 2015 | 2020 | 2025 | 2030 | 2035 | 2040
BM | 0 | 0 | 0 | 0 | 0 | 0
CC | 0 | 0 | 0 | 0 | 0 | 0
CSP | 0 | 0 | 0 | 0 | 0 | 0
CT | 0 | 0 | 0 | 0 | 0 | 0
Coal | 68.46 | 0 | 0 | 0 | 0 | 0
Geo | 0 | 0 | 0 | 0 | 0 | 0
H | 0 | 0 | 0 | 0 | 0 | 0
LFG | 0 | 0 | 0 | 0 | 0 | 0
Nuc | 0 | 0 | 0 | 0 | 0 | 0
PS | 0 | 0 | 0 | 0 | 0 | 0
PV | 0 | 0 | 0 | 0 | 0 | 0
PeakG | 0 | 0 | 0 | 0 | 0 | 0
PeakO | 0 | 0 | 0 | 0 | 0 | 0
ST | 0 | 0 | 0 | 0 | 0 | 0
STOG | 0 | 0 | 0 | 0 | 0 | 0
STWD | 0 | 0 | 0 | 0 | 0 | 0
WT | 0 | 0 | 0 | 0 | 0 | 0
IGCC | 0 | 0 | 0 | 0 | 0 | 0
DemandResponse | 0 | 0 | 0 | 0 | 0 | 0
IGCC-CCS | 0 | 0 | 0 | 0 | 0 | 0
WT_off | 0 | 0 | 0 | 0 | 0 | 0
PseudoUnit | 0 | 0 | 0 | 0 | 0 | 0
FixedInterchange | 0 | 0 | 0 | 0 | 0 | 0
Emission Cost by Reporting Type: SPP_N
ReportingType | 2015 | 2020 | 2025 | 2030 | 2035 | 2040
BM | 0 | 0 | 0 | 0 | 0 | 0
CC | 0 | 0 | 0 | 0 | 0 | 0
CSP | 0 | 0 | 0 | 0 | 0 | 0
CT | 0 | 0 | 0 | 0 | 0 | 0
Coal | 7.56 | 0 | 0 | 0 | 0 | 0
Geo | 0 | 0 | 0 | 0 | 0 | 0
H | 0 | 0 | 0 | 0 | 0 | 0
LFG | 0 | 0 | 0 | 0 | 0 | 0
Nuc | 0 | 0 | 0 | 0 | 0 | 0
PS | 0 | 0 | 0 | 0 | 0 | 0
PV | 0 | 0 | 0 | 0 | 0 | 0
PeakG | 0 | 0 | 0 | 0 | 0 | 0
PeakO | 0 | 0 | 0 | 0 | 0 | 0
ST | 0 | 0 | 0 | 0 | 0 | 0
STOG | 0 | 0 | 0 | 0 | 0 | 0
STWD | 0 | 0 | 0 | 0 | 0 | 0
WT | 0 | 0 | 0 | 0 | 0 | 0
IGCC | 0 | 0 | 0 | 0 | 0 | 0
DemandResponse | 0 | 0 | 0 | 0 | 0 | 0
IGCC-CCS | 0 | 0 | 0 | 0 | 0 | 0
WT_off | 0 | 0 | 0 | 0 | 0 | 0
PseudoUnit | 0 | 0 | 0 | 0 | 0 | 0
FixedInterchange | 0 | 0 | 0 | 0 | 0 | 0
Emission Cost by Reporting Type: SPP_S
ReportingType | 2015 | 2020 | 2025 | 2030 | 2035 | 2040
BM | 0 | 0 | 0 | 0 | 0 | 0
CC | 0 | 0 | 0 | 0 | 0 | 0
CSP | 0 | 0 | 0 | 0 | 0 | 0
CT | 0 | 0 | 0 | 0 | 0 | 0
Coal | 27.29 | 0 | 0 | 0 | 0 | 0
Geo | 0 | 0 | 0 | 0 | 0 | 0
H | 0 | 0 | 0 | 0 | 0 | 0
LFG | 0 | 0 | 0 | 0 | 0 | 0
Nuc | 0 | 0 | 0 | 0 | 0 | 0
PS | 0 | 0 | 0 | 0 | 0 | 0
PV | 0 | 0 | 0 | 0 | 0 | 0
PeakG | 0 | 0 | 0 | 0 | 0 | 0
PeakO | 0 | 0 | 0 | 0 | 0 | 0
ST | 0 | 0 | 0 | 0 | 0 | 0
STOG | 0 | 0 | 0 | 0 | 0 | 0
STWD | 0 | 0 | 0 | 0 | 0 | 0
WT | 0 | 0 | 0 | 0 | 0 | 0
IGCC | 0 | 0 | 0 | 0 | 0 | 0
DemandResponse | 0 | 0 | 0 | 0 | 0 | 0
IGCC-CCS | 0 | 0 | 0 | 0 | 0 | 0
WT_off | 0 | 0 | 0 | 0 | 0 | 0
PseudoUnit | 0 | 0 | 0 | 0 | 0 | 0
FixedInterchange | 0 | 0 | 0 | 0 | 0 | 0
Emission Cost by Reporting Type: TVA
ReportingType | 2015 | 2020 | 2025 | 2030 | 2035 | 2040
BM | 0 | 0 | 0 | 0 | 0 | 0
CC | 0 | 0 | 0 | 0 | 0 | 0
CSP | 0 | 0 | 0 | 0 | 0 | 0
CT | 0 | 0 | 0 | 0 | 0 | 0
Coal | 35.31 | 0 | 0 | 0 | 0 | 0
Geo | 0 | 0 | 0 | 0 | 0 | 0
H | 0 | 0 | 0 | 0 | 0 | 0
LFG | 0 | 0 | 0 | 0 | 0 | 0
Nuc | 0 | 0 | 0 | 0 | 0 | 0
PS | 0 | 0 | 0 | 0 | 0 | 0
PV | 0 | 0 | 0 | 0 | 0 | 0
PeakG | 0 | 0 | 0 | 0 | 0 | 0
PeakO | 0 | 0 | 0 | 0 | 0 | 0
ST | 0 | 0 | 0 | 0 | 0 | 0
STOG | 0 | 0 | 0 | 0 | 0 | 0
STWD | 0 | 0 | 0 | 0 | 0 | 0
WT | 0 | 0 | 0 | 0 | 0 | 0
IGCC | 0 | 0 | 0 | 0 | 0 | 0
DemandResponse | 0 | 0 | 0 | 0 | 0 | 0
IGCC-CCS | 0 | 0 | 0 | 0 | 0 | 0
WT_off | 0 | 0 | 0 | 0 | 0 | 0
PseudoUnit | 0 | 0 | 0 | 0 | 0 | 0
FixedInterchange | 0 | 0 | 0 | 0 | 0 | 0
Emission Cost by Reporting Type: TVA_Transmission
ReportingType | 2015 | 2020 | 2025 | 2030 | 2035 | 2040
BM | 0 | 0 | 0 | 0 | 0 | 0
CC | 0 | 0 | 0 | 0 | 0 | 0
CSP | 0 | 0 | 0 | 0 | 0 | 0
CT | 0 | 0 | 0 | 0 | 0 | 0
Coal | 0 | 0 | 0 | 0 | 0 | 0
Geo | 0 | 0 | 0 | 0 | 0 | 0
H | 0 | 0 | 0 | 0 | 0 | 0
LFG | 0 | 0 | 0 | 0 | 0 | 0
Nuc | 0 | 0 | 0 | 0 | 0 | 0
PS | 0 | 0 | 0 | 0 | 0 | 0
PV | 0 | 0 | 0 | 0 | 0 | 0
PeakG | 0 | 0 | 0 | 0 | 0 | 0
PeakO | 0 | 0 | 0 | 0 | 0 | 0
ST | 0 | 0 | 0 | 0 | 0 | 0
STOG | 0 | 0 | 0 | 0 | 0 | 0
STWD | 0 | 0 | 0 | 0 | 0 | 0
WT | 0 | 0 | 0 | 0 | 0 | 0
IGCC | 0 | 0 | 0 | 0 | 0 | 0
DemandResponse | 0 | 0 | 0 | 0 | 0 | 0
IGCC-CCS | 0 | 0 | 0 | 0 | 0 | 0
WT_off | 0 | 0 | 0 | 0 | 0 | 0
PseudoUnit | 0 | 0 | 0 | 0 | 0 | 0
FixedInterchange | 0 | 0 | 0 | 0 | 0 | 0
Emission Cost by Reporting Type: VACAR
ReportingType | 2015 | 2020 | 2025 | 2030 | 2035 | 2040
BM | 0 | 0 | 0 | 0 | 0 | 0
CC | 0 | 0 | 0 | 0 | 0 | 0
CSP | 0 | 0 | 0 | 0 | 0 | 0
CT | 0 | 0 | 0 | 0 | 0 | 0
Coal | 22.27 | 0 | 0 | 0 | 0 | 0
Geo | 0 | 0 | 0 | 0 | 0 | 0
H | 0 | 0 | 0 | 0 | 0 | 0
LFG | 0 | 0 | 0 | 0 | 0 | 0
Nuc | 0 | 0 | 0 | 0 | 0 | 0
PS | 0 | 0 | 0 | 0 | 0 | 0
PV | 0 | 0 | 0 | 0 | 0 | 0
PeakG | 0 | 0 | 0 | 0 | 0 | 0
PeakO | 0 | 0 | 0 | 0 | 0 | 0
ST | 0 | 0 | 0 | 0 | 0 | 0
STOG | 0 | 0 | 0 | 0 | 0 | 0
STWD | 0 | 0 | 0 | 0 | 0 | 0
WT | 0 | 0 | 0 | 0 | 0 | 0
IGCC | 0 | 0 | 0 | 0 | 0 | 0
DemandResponse | 0 | 0 | 0 | 0 | 0 | 0
IGCC-CCS | 0 | 0 | 0 | 0 | 0 | 0
WT_off | 0 | 0 | 0 | 0 | 0 | 0
PseudoUnit | 0 | 0 | 0 | 0 | 0 | 0
FixedInterchange | 0 | 0 | 0 | 0 | 0 | 0
Emission Cost by Reporting Type: IESO
ReportingType | 2015 | 2020 | 2025 | 2030 | 2035 | 2040
BM | 0 | 0 | 0 | 0 | 0 | 0
CC | 0 | 0 | 0 | 0 | 0 | 0
CSP | 0 | 0 | 0 | 0 | 0 | 0
CT | 0 | 0 | 0 | 0 | 0 | 0
Coal | 0 | 0 | 0 | 0 | 0 | 0
Geo | 0 | 0 | 0 | 0 | 0 | 0
H | 0 | 0 | 0 | 0 | 0 | 0
LFG | 0 | 0 | 0 | 0 | 0 | 0
Nuc | 0 | 0 | 0 | 0 | 0 | 0
PS | 0 | 0 | 0 | 0 | 0 | 0
PV | 0 | 0 | 0 | 0 | 0 | 0
PeakG | 0 | 0 | 0 | 0 | 0 | 0
PeakO | 0 | 0 | 0 | 0 | 0 | 0
ST | 0 | 0 | 0 | 0 | 0 | 0
STOG | 0 | 0 | 0 | 0 | 0 | 0
STWD | 0 | 0 | 0 | 0 | 0 | 0
WT | 0 | 0 | 0 | 0 | 0 | 0
IGCC | 0 | 0 | 0 | 0 | 0 | 0
DemandResponse | 0 | 0 | 0 | 0 | 0 | 0
IGCC-CCS | 0 | 0 | 0 | 0 | 0 | 0
WT_off | 0 | 0 | 0 | 0 | 0 | 0
PseudoUnit | 0 | 0 | 0 | 0 | 0 | 0
FixedInterchange | 0 | 0 | 0 | 0 | 0 | 0
Emission Cost by Reporting Type: MAPP_CA
ReportingType | 2015 | 2020 | 2025 | 2030 | 2035 | 2040
BM | 0 | 0 | 0 | 0 | 0 | 0
CC | 0 | 0 | 0 | 0 | 0 | 0
CSP | 0 | 0 | 0 | 0 | 0 | 0
CT | 0 | 0 | 0 | 0 | 0 | 0
Coal | 0 | 0 | 0 | 0 | 0 | 0
Geo | 0 | 0 | 0 | 0 | 0 | 0
H | 0 | 0 | 0 | 0 | 0 | 0
LFG | 0 | 0 | 0 | 0 | 0 | 0
Nuc | 0 | 0 | 0 | 0 | 0 | 0
PS | 0 | 0 | 0 | 0 | 0 | 0
PV | 0 | 0 | 0 | 0 | 0 | 0
PeakG | 0 | 0 | 0 | 0 | 0 | 0
PeakO | 0 | 0 | 0 | 0 | 0 | 0
ST | 0 | 0 | 0 | 0 | 0 | 0
STOG | 0 | 0 | 0 | 0 | 0 | 0
STWD | 0 | 0 | 0 | 0 | 0 | 0
WT | 0 | 0 | 0 | 0 | 0 | 0
IGCC | 0 | 0 | 0 | 0 | 0 | 0
DemandResponse | 0 | 0 | 0 | 0 | 0 | 0
IGCC-CCS | 0 | 0 | 0 | 0 | 0 | 0
WT_off | 0 | 0 | 0 | 0 | 0 | 0
PseudoUnit | 0 | 0 | 0 | 0 | 0 | 0
FixedInterchange | 0 | 0 | 0 | 0 | 0 | 0
Emission Cost by Reporting Type: AZ_NM_SNV_Coal
ReportingType | 2015 | 2020 | 2025 | 2030 | 2035 | 2040
BM | 0 | 0 | 0 | 0 | 0 | 0
CC | 0 | 0 | 0 | 0 | 0 | 0
CSP | 0 | 0 | 0 | 0 | 0 | 0
CT | 0 | 0 | 0 | 0 | 0 | 0
Coal | 1.39 | 0 | 0 | 0 | 0 | 0
Geo | 0 | 0 | 0 | 0 | 0 | 0
H | 0 | 0 | 0 | 0 | 0 | 0
LFG | 0 | 0 | 0 | 0 | 0 | 0
Nuc | 0 | 0 | 0 | 0 | 0 | 0
PS | 0 | 0 | 0 | 0 | 0 | 0
PV | 0 | 0 | 0 | 0 | 0 | 0
PeakG | 0 | 0 | 0 | 0 | 0 | 0
PeakO | 0 | 0 | 0 | 0 | 0 | 0
ST | 0 | 0 | 0 | 0 | 0 | 0
STOG | 0 | 0 | 0 | 0 | 0 | 0
STWD | 0 | 0 | 0 | 0 | 0 | 0
WT | 0 | 0 | 0 | 0 | 0 | 0
IGCC | 0 | 0 | 0 | 0 | 0 | 0
DemandResponse | 0 | 0 | 0 | 0 | 0 | 0
IGCC-CCS | 0 | 0 | 0 | 0 | 0 | 0
WT_off | 0 | 0 | 0 | 0 | 0 | 0
PseudoUnit | 0 | 0 | 0 | 0 | 0 | 0
FixedInterchange | 0 | 0 | 0 | 0 | 0 | 0
Emission Cost by Reporting Type: AZ_NM_SNV_Gas
ReportingType | 2015 | 2020 | 2025 | 2030 | 2035 | 2040
BM | 0 | 0 | 0 | 0 | 0 | 0
CC | 0 | 0 | 0 | 0 | 0 | 0
CSP | 0 | 0 | 0 | 0 | 0 | 0
CT | 0 | 0 | 0 | 0 | 0 | 0
Coal | 0 | 0 | 0 | 0 | 0 | 0
Geo | 0 | 0 | 0 | 0 | 0 | 0
H | 0 | 0 | 0 | 0 | 0 | 0
LFG | 0 | 0 | 0 | 0 | 0 | 0
Nuc | 0 | 0 | 0 | 0 | 0 | 0
PS | 0 | 0 | 0 | 0 | 0 | 0
PV | 0 | 0 | 0 | 0 | 0 | 0
PeakG | 0 | 0 | 0 | 0 | 0 | 0
PeakO | 0 | 0 | 0 | 0 | 0 | 0
ST | 0 | 0 | 0 | 0 | 0 | 0
STOG | 0 | 0 | 0 | 0 | 0 | 0
STWD | 0 | 0 | 0 | 0 | 0 | 0
WT | 0 | 0 | 0 | 0 | 0 | 0
IGCC | 0 | 0 | 0 | 0 | 0 | 0
DemandResponse | 0 | 0 | 0 | 0 | 0 | 0
IGCC-CCS | 0 | 0 | 0 | 0 | 0 | 0
WT_off | 0 | 0 | 0 | 0 | 0 | 0
PseudoUnit | 0 | 0 | 0 | 0 | 0 | 0
FixedInterchange | 0 | 0 | 0 | 0 | 0 | 0
Emission Cost by Reporting Type: AZ_NM_SNV_NucRenew
ReportingType | 2015 | 2020 | 2025 | 2030 | 2035 | 2040
BM | 0 | 0 | 0 | 0 | 0 | 0
CC | 0 | 0 | 0 | 0 | 0 | 0
CSP | 0 | 0 | 0 | 0 | 0 | 0
CT | 0 | 0 | 0 | 0 | 0 | 0
Coal | 0 | 0 | 0 | 0 | 0 | 0
Geo | 0 | 0 | 0 | 0 | 0 | 0
H | 0 | 0 | 0 | 0 | 0 | 0
LFG | 0 | 0 | 0 | 0 | 0 | 0
Nuc | 0 | 0 | 0 | 0 | 0 | 0
PS | 0 | 0 | 0 | 0 | 0 | 0
PV | 0 | 0 | 0 | 0 | 0 | 0
PeakG | 0 | 0 | 0 | 0 | 0 | 0
PeakO | 0 | 0 | 0 | 0 | 0 | 0
ST | 0 | 0 | 0 | 0 | 0 | 0
STOG | 0 | 0 | 0 | 0 | 0 | 0
STWD | 0 | 0 | 0 | 0 | 0 | 0
WT | 0 | 0 | 0 | 0 | 0 | 0
IGCC | 0 | 0 | 0 | 0 | 0 | 0
DemandResponse | 0 | 0 | 0 | 0 | 0 | 0
IGCC-CCS | 0 | 0 | 0 | 0 | 0 | 0
WT_off | 0 | 0 | 0 | 0 | 0 | 0
PseudoUnit | 0 | 0 | 0 | 0 | 0 | 0
FixedInterchange | 0 | 0 | 0 | 0 | 0 | 0
Emission Cost by Reporting Type: ERCOT
ReportingType | 2015 | 2020 | 2025 | 2030 | 2035 | 2040
BM | 0 | 0 | 0 | 0 | 0 | 0
CC | 0 | 0 | 0 | 0 | 0 | 0
CSP | 0 | 0 | 0 | 0 | 0 | 0
CT | 0 | 0 | 0 | 0 | 0 | 0
Coal | 29.15 | 0 | 0 | 0 | 0 | 0
Geo | 0 | 0 | 0 | 0 | 0 | 0
H | 0 | 0 | 0 | 0 | 0 | 0
LFG | 0 | 0 | 0 | 0 | 0 | 0
Nuc | 0 | 0 | 0 | 0 | 0 | 0
PS | 0 | 0 | 0 | 0 | 0 | 0
PV | 0 | 0 | 0 | 0 | 0 | 0
PeakG | 0 | 0 | 0 | 0 | 0 | 0
PeakO | 0 | 0 | 0 | 0 | 0 | 0
ST | 0 | 0 | 0 | 0 | 0 | 0
STOG | 0 | 0 | 0 | 0 | 0 | 0
STWD | 0 | 0 | 0 | 0 | 0 | 0
WT | 0 | 0 | 0 | 0 | 0 | 0
IGCC | 0 | 0 | 0 | 0 | 0 | 0
DemandResponse | 0 | 0 | 0 | 0 | 0 | 0
IGCC-CCS | 0 | 0 | 0 | 0 | 0 | 0
WT_off | 0 | 0 | 0 | 0 | 0 | 0
PseudoUnit | 0 | 0 | 0 | 0 | 0 | 0
FixedInterchange | 0 | 0 | 0 | 0 | 0 | 0
Emission Cost by Reporting Type: NP15
ReportingType | 2015 | 2020 | 2025 | 2030 | 2035 | 2040
BM | 0 | 0 | 0 | 0 | 0 | 0
CC | 0 | 0 | 0 | 0 | 0 | 0
CSP | 0 | 0 | 0 | 0 | 0 | 0
CT | 0 | 0 | 0 | 0 | 0 | 0
Coal | 0 | 0 | 0 | 0 | 0 | 0
Geo | 0 | 0 | 0 | 0 | 0 | 0
H | 0 | 0 | 0 | 0 | 0 | 0
LFG | 0 | 0 | 0 | 0 | 0 | 0
Nuc | 0 | 0 | 0 | 0 | 0 | 0
PS | 0 | 0 | 0 | 0 | 0 | 0
PV | 0 | 0 | 0 | 0 | 0 | 0
PeakG | 0 | 0 | 0 | 0 | 0 | 0
PeakO | 0 | 0 | 0 | 0 | 0 | 0
ST | 0 | 0 | 0 | 0 | 0 | 0
STOG | 0 | 0 | 0 | 0 | 0 | 0
STWD | 0 | 0 | 0 | 0 | 0 | 0
WT | 0 | 0 | 0 | 0 | 0 | 0
IGCC | 0 | 0 | 0 | 0 | 0 | 0
DemandResponse | 0 | 0 | 0 | 0 | 0 | 0
IGCC-CCS | 0 | 0 | 0 | 0 | 0 | 0
WT_off | 0 | 0 | 0 | 0 | 0 | 0
PseudoUnit | 0 | 0 | 0 | 0 | 0 | 0
FixedInterchange | 0 | 0 | 0 | 0 | 0 | 0
Emission Cost by Reporting Type: NWPP_Coal
ReportingType | 2015 | 2020 | 2025 | 2030 | 2035 | 2040
BM | 0 | 0 | 0 | 0 | 0 | 0
CC | 0 | 0 | 0 | 0 | 0 | 0
CSP | 0 | 0 | 0 | 0 | 0 | 0
CT | 0 | 0 | 0 | 0 | 0 | 0
Coal | 4.64 | 0 | 0 | 0 | 0 | 0
Geo | 0 | 0 | 0 | 0 | 0 | 0
H | 0 | 0 | 0 | 0 | 0 | 0
LFG | 0 | 0 | 0 | 0 | 0 | 0
Nuc | 0 | 0 | 0 | 0 | 0 | 0
PS | 0 | 0 | 0 | 0 | 0 | 0
PV | 0 | 0 | 0 | 0 | 0 | 0
PeakG | 0 | 0 | 0 | 0 | 0 | 0
PeakO | 0 | 0 | 0 | 0 | 0 | 0
ST | 0 | 0 | 0 | 0 | 0 | 0
STOG | 0 | 0 | 0 | 0 | 0 | 0
STWD | 0 | 0 | 0 | 0 | 0 | 0
WT | 0 | 0 | 0 | 0 | 0 | 0
IGCC | 0 | 0 | 0 | 0 | 0 | 0
DemandResponse | 0 | 0 | 0 | 0 | 0 | 0
IGCC-CCS | 0 | 0 | 0 | 0 | 0 | 0
WT_off | 0 | 0 | 0 | 0 | 0 | 0
PseudoUnit | 0 | 0 | 0 | 0 | 0 | 0
FixedInterchange | 0 | 0 | 0 | 0 | 0 | 0
Emission Cost by Reporting Type: NWPP_Gas
ReportingType | 2015 | 2020 | 2025 | 2030 | 2035 | 2040
BM | 0 | 0 | 0 | 0 | 0 | 0
CC | 0 | 0 | 0 | 0 | 0 | 0
CSP | 0 | 0 | 0 | 0 | 0 | 0
CT | 0 | 0 | 0 | 0 | 0 | 0
Coal | 0 | 0 | 0 | 0 | 0 | 0
Geo | 0 | 0 | 0 | 0 | 0 | 0
H | 0 | 0 | 0 | 0 | 0 | 0
LFG | 0 | 0 | 0 | 0 | 0 | 0
Nuc | 0 | 0 | 0 | 0 | 0 | 0
PS | 0 | 0 | 0 | 0 | 0 | 0
PV | 0 | 0 | 0 | 0 | 0 | 0
PeakG | 0 | 0 | 0 | 0 | 0 | 0
PeakO | 0 | 0 | 0 | 0 | 0 | 0
ST | 0 | 0 | 0 | 0 | 0 | 0
STOG | 0 | 0 | 0 | 0 | 0 | 0
STWD | 0 | 0 | 0 | 0 | 0 | 0
WT | 0 | 0 | 0 | 0 | 0 | 0
IGCC | 0 | 0 | 0 | 0 | 0 | 0
DemandResponse | 0 | 0 | 0 | 0 | 0 | 0
IGCC-CCS | 0 | 0 | 0 | 0 | 0 | 0
WT_off | 0 | 0 | 0 | 0 | 0 | 0
PseudoUnit | 0 | 0 | 0 | 0 | 0 | 0
FixedInterchange | 0 | 0 | 0 | 0 | 0 | 0
Emission Cost by Reporting Type: NWPP_NucRenew
ReportingType | 2015 | 2020 | 2025 | 2030 | 2035 | 2040
BM | 0 | 0 | 0 | 0 | 0 | 0
CC | 0 | 0 | 0 | 0 | 0 | 0
CSP | 0 | 0 | 0 | 0 | 0 | 0
CT | 0 | 0 | 0 | 0 | 0 | 0
Coal | 0 | 0 | 0 | 0 | 0 | 0
Geo | 0 | 0 | 0 | 0 | 0 | 0
H | 0 | 0 | 0 | 0 | 0 | 0
LFG | 0 | 0 | 0 | 0 | 0 | 0
Nuc | 0 | 0 | 0 | 0 | 0 | 0
PS | 0 | 0 | 0 | 0 | 0 | 0
PV | 0 | 0 | 0 | 0 | 0 | 0
PeakG | 0 | 0 | 0 | 0 | 0 | 0
PeakO | 0 | 0 | 0 | 0 | 0 | 0
ST | 0 | 0 | 0 | 0 | 0 | 0
STOG | 0 | 0 | 0 | 0 | 0 | 0
STWD | 0 | 0 | 0 | 0 | 0 | 0
WT | 0 | 0 | 0 | 0 | 0 | 0
IGCC | 0 | 0 | 0 | 0 | 0 | 0
DemandResponse | 0 | 0 | 0 | 0 | 0 | 0
IGCC-CCS | 0 | 0 | 0 | 0 | 0 | 0
WT_off | 0 | 0 | 0 | 0 | 0 | 0
PseudoUnit | 0 | 0 | 0 | 0 | 0 | 0
FixedInterchange | 0 | 0 | 0 | 0 | 0 | 0
Emission Cost by Reporting Type: RMPA
ReportingType | 2015 | 2020 | 2025 | 2030 | 2035 | 2040
BM | 0 | 0 | 0 | 0 | 0 | 0
CC | 0 | 0 | 0 | 0 | 0 | 0
CSP | 0 | 0 | 0 | 0 | 0 | 0
CT | 0 | 0 | 0 | 0 | 0 | 0
Coal | 2.87 | 0 | 0 | 0 | 0 | 0
Geo | 0 | 0 | 0 | 0 | 0 | 0
H | 0 | 0 | 0 | 0 | 0 | 0
LFG | 0 | 0 | 0 | 0 | 0 | 0
Nuc | 0 | 0 | 0 | 0 | 0 | 0
PS | 0 | 0 | 0 | 0 | 0 | 0
PV | 0 | 0 | 0 | 0 | 0 | 0
PeakG | 0 | 0 | 0 | 0 | 0 | 0
PeakO | 0 | 0 | 0 | 0 | 0 | 0
ST | 0 | 0 | 0 | 0 | 0 | 0
STOG | 0 | 0 | 0 | 0 | 0 | 0
STWD | 0 | 0 | 0 | 0 | 0 | 0
WT | 0 | 0 | 0 | 0 | 0 | 0
IGCC | 0 | 0 | 0 | 0 | 0 | 0
DemandResponse | 0 | 0 | 0 | 0 | 0 | 0
IGCC-CCS | 0 | 0 | 0 | 0 | 0 | 0
WT_off | 0 | 0 | 0 | 0 | 0 | 0
PseudoUnit | 0 | 0 | 0 | 0 | 0 | 0
FixedInterchange | 0 | 0 | 0 | 0 | 0 | 0
Emission Cost by Reporting Type: SP15
ReportingType | 2015 | 2020 | 2025 | 2030 | 2035 | 2040
BM | 0 | 0 | 0 | 0 | 0 | 0
CC | 0 | 0 | 0 | 0 | 0 | 0
CSP | 0 | 0 | 0 | 0 | 0 | 0
CT | 0 | 0 | 0 | 0 | 0 | 0
Coal | 0.01 | 0 | 0 | 0 | 0 | 0
Geo | 0 | 0 | 0 | 0 | 0 | 0
H | 0 | 0 | 0 | 0 | 0 | 0
LFG | 0 | 0 | 0 | 0 | 0 | 0
Nuc | 0 | 0 | 0 | 0 | 0 | 0
PS | 0 | 0 | 0 | 0 | 0 | 0
PV | 0 | 0 | 0 | 0 | 0 | 0
PeakG | 0 | 0 | 0 | 0 | 0 | 0
PeakO | 0 | 0 | 0 | 0 | 0 | 0
ST | 0 | 0 | 0 | 0 | 0 | 0
STOG | 0 | 0 | 0 | 0 | 0 | 0
STWD | 0 | 0 | 0 | 0 | 0 | 0
WT | 0 | 0 | 0 | 0 | 0 | 0
IGCC | 0 | 0 | 0 | 0 | 0 | 0
DemandResponse | 0 | 0 | 0 | 0 | 0 | 0
IGCC-CCS | 0 | 0 | 0 | 0 | 0 | 0
WT_off | 0 | 0 | 0 | 0 | 0 | 0
PseudoUnit | 0 | 0 | 0 | 0 | 0 | 0
FixedInterchange | 0 | 0 | 0 | 0 | 0 | 0
Emission Cost by Reporting Type: ALB
ReportingType | 2015 | 2020 | 2025 | 2030 | 2035 | 2040
BM | 0 | 0 | 0 | 0 | 0 | 0
CC | 0 | 0 | 0 | 0 | 0 | 0
CSP | 0 | 0 | 0 | 0 | 0 | 0
CT | 0 | 0 | 0 | 0 | 0 | 0
Coal | 0 | 0 | 0 | 0 | 0 | 0
Geo | 0 | 0 | 0 | 0 | 0 | 0
H | 0 | 0 | 0 | 0 | 0 | 0
LFG | 0 | 0 | 0 | 0 | 0 | 0
Nuc | 0 | 0 | 0 | 0 | 0 | 0
PS | 0 | 0 | 0 | 0 | 0 | 0
PV | 0 | 0 | 0 | 0 | 0 | 0
PeakG | 0 | 0 | 0 | 0 | 0 | 0
PeakO | 0 | 0 | 0 | 0 | 0 | 0
ST | 0 | 0 | 0 | 0 | 0 | 0
STOG | 0 | 0 | 0 | 0 | 0 | 0
STWD | 0 | 0 | 0 | 0 | 0 | 0
WT | 0 | 0 | 0 | 0 | 0 | 0
IGCC | 0 | 0 | 0 | 0 | 0 | 0
DemandResponse | 0 | 0 | 0 | 0 | 0 | 0
IGCC-CCS | 0 | 0 | 0 | 0 | 0 | 0
WT_off | 0 | 0 | 0 | 0 | 0 | 0
PseudoUnit | 0 | 0 | 0 | 0 | 0 | 0
FixedInterchange | 0 | 0 | 0 | 0 | 0 | 0
Emission Cost by Reporting Type: BC
ReportingType | 2015 | 2020 | 2025 | 2030 | 2035 | 2040
BM | 0 | 0 | 0 | 0 | 0 | 0
CC | 0 | 0 | 0 | 0 | 0 | 0
CSP | 0 | 0 | 0 | 0 | 0 | 0
CT | 0 | 0 | 0 | 0 | 0 | 0
Coal | 0 | 0 | 0 | 0 | 0 | 0
Geo | 0 | 0 | 0 | 0 | 0 | 0
H | 0 | 0 | 0 | 0 | 0 | 0
LFG | 0 | 0 | 0 | 0 | 0 | 0
Nuc | 0 | 0 | 0 | 0 | 0 | 0
PS | 0 | 0 | 0 | 0 | 0 | 0
PV | 0 | 0 | 0 | 0 | 0 | 0
PeakG | 0 | 0 | 0 | 0 | 0 | 0
PeakO | 0 | 0 | 0 | 0 | 0 | 0
ST | 0 | 0 | 0 | 0 | 0 | 0
STOG | 0 | 0 | 0 | 0 | 0 | 0
STWD | 0 | 0 | 0 | 0 | 0 | 0
WT | 0 | 0 | 0 | 0 | 0 | 0
IGCC | 0 | 0 | 0 | 0 | 0 | 0
DemandResponse | 0 | 0 | 0 | 0 | 0 | 0
IGCC-CCS | 0 | 0 | 0 | 0 | 0 | 0
WT_off | 0 | 0 | 0 | 0 | 0 | 0
PseudoUnit | 0 | 0 | 0 | 0 | 0 | 0
FixedInterchange | 0 | 0 | 0 | 0 | 0 | 0
Emission Cost by Reporting Type: HQ_IESO
ReportingType | 2015 | 2020 | 2025 | 2030 | 2035 | 2040
BM | 0 | 0 | 0 | 0 | 0 | 0
CC | 0 | 0 | 0 | 0 | 0 | 0
CSP | 0 | 0 | 0 | 0 | 0 | 0
CT | 0 | 0 | 0 | 0 | 0 | 0
Coal | 0 | 0 | 0 | 0 | 0 | 0
Geo | 0 | 0 | 0 | 0 | 0 | 0
H | 0 | 0 | 0 | 0 | 0 | 0
LFG | 0 | 0 | 0 | 0 | 0 | 0
Nuc | 0 | 0 | 0 | 0 | 0 | 0
PS | 0 | 0 | 0 | 0 | 0 | 0
PV | 0 | 0 | 0 | 0 | 0 | 0
PeakG | 0 | 0 | 0 | 0 | 0 | 0
PeakO | 0 | 0 | 0 | 0 | 0 | 0
ST | 0 | 0 | 0 | 0 | 0 | 0
STOG | 0 | 0 | 0 | 0 | 0 | 0
STWD | 0 | 0 | 0 | 0 | 0 | 0
WT | 0 | 0 | 0 | 0 | 0 | 0
IGCC | 0 | 0 | 0 | 0 | 0 | 0
DemandResponse | 0 | 0 | 0 | 0 | 0 | 0
IGCC-CCS | 0 | 0 | 0 | 0 | 0 | 0
WT_off | 0 | 0 | 0 | 0 | 0 | 0
PseudoUnit | 0 | 0 | 0 | 0 | 0 | 0
FixedInterchange | 0 | 0 | 0 | 0 | 0 | 0
Emission Cost by Reporting Type: HQ_NEISO
ReportingType | 2015 | 2020 | 2025 | 2030 | 2035 | 2040
BM | 0 | 0 | 0 | 0 | 0 | 0
CC | 0 | 0 | 0 | 0 | 0 | 0
CSP | 0 | 0 | 0 | 0 | 0 | 0
CT | 0 | 0 | 0 | 0 | 0 | 0
Coal | 0 | 0 | 0 | 0 | 0 | 0
Geo | 0 | 0 | 0 | 0 | 0 | 0
H | 0 | 0 | 0 | 0 | 0 | 0
LFG | 0 | 0 | 0 | 0 | 0 | 0
Nuc | 0 | 0 | 0 | 0 | 0 | 0
PS | 0 | 0 | 0 | 0 | 0 | 0
PV | 0 | 0 | 0 | 0 | 0 | 0
PeakG | 0 | 0 | 0 | 0 | 0 | 0
PeakO | 0 | 0 | 0 | 0 | 0 | 0
ST | 0 | 0 | 0 | 0 | 0 | 0
STOG | 0 | 0 | 0 | 0 | 0 | 0
STWD | 0 | 0 | 0 | 0 | 0 | 0
WT | 0 | 0 | 0 | 0 | 0 | 0
IGCC | 0 | 0 | 0 | 0 | 0 | 0
DemandResponse | 0 | 0 | 0 | 0 | 0 | 0
IGCC-CCS | 0 | 0 | 0 | 0 | 0 | 0
WT_off | 0 | 0 | 0 | 0 | 0 | 0
PseudoUnit | 0 | 0 | 0 | 0 | 0 | 0
FixedInterchange | 0 | 0 | 0 | 0 | 0 | 0
Emission Cost by Reporting Type: HQ_NY
ReportingType | 2015 | 2020 | 2025 | 2030 | 2035 | 2040
BM | 0 | 0 | 0 | 0 | 0 | 0
CC | 0 | 0 | 0 | 0 | 0 | 0
CSP | 0 | 0 | 0 | 0 | 0 | 0
CT | 0 | 0 | 0 | 0 | 0 | 0
Coal | 0 | 0 | 0 | 0 | 0 | 0
Geo | 0 | 0 | 0 | 0 | 0 | 0
H | 0 | 0 | 0 | 0 | 0 | 0
LFG | 0 | 0 | 0 | 0 | 0 | 0
Nuc | 0 | 0 | 0 | 0 | 0 | 0
PS | 0 | 0 | 0 | 0 | 0 | 0
PV | 0 | 0 | 0 | 0 | 0 | 0
PeakG | 0 | 0 | 0 | 0 | 0 | 0
PeakO | 0 | 0 | 0 | 0 | 0 | 0
ST | 0 | 0 | 0 | 0 | 0 | 0
STOG | 0 | 0 | 0 | 0 | 0 | 0
STWD | 0 | 0 | 0 | 0 | 0 | 0
WT | 0 | 0 | 0 | 0 | 0 | 0
IGCC | 0 | 0 | 0 | 0 | 0 | 0
DemandResponse | 0 | 0 | 0 | 0 | 0 | 0
IGCC-CCS | 0 | 0 | 0 | 0 | 0 | 0
WT_off | 0 | 0 | 0 | 0 | 0 | 0
PseudoUnit | 0 | 0 | 0 | 0 | 0 | 0
FixedInterchange | 0 | 0 | 0 | 0 | 0 | 0
Emission Cost by Reporting Type: MARITIMES
ReportingType | 2015 | 2020 | 2025 | 2030 | 2035 | 2040
BM | 0 | 0 | 0 | 0 | 0 | 0
CC | 0 | 0 | 0 | 0 | 0 | 0
CSP | 0 | 0 | 0 | 0 | 0 | 0
CT | 0 | 0 | 0 | 0 | 0 | 0
Coal | 0 | 0 | 0 | 0 | 0 | 0
Geo | 0 | 0 | 0 | 0 | 0 | 0
H | 0 | 0 | 0 | 0 | 0 | 0
LFG | 0 | 0 | 0 | 0 | 0 | 0
Nuc | 0 | 0 | 0 | 0 | 0 | 0
PS | 0 | 0 | 0 | 0 | 0 | 0
PV | 0 | 0 | 0 | 0 | 0 | 0
PeakG | 0 | 0 | 0 | 0 | 0 | 0
PeakO | 0 | 0 | 0 | 0 | 0 | 0
ST | 0 | 0 | 0 | 0 | 0 | 0
STOG | 0 | 0 | 0 | 0 | 0 | 0
STWD | 0 | 0 | 0 | 0 | 0 | 0
WT | 0 | 0 | 0 | 0 | 0 | 0
IGCC | 0 | 0 | 0 | 0 | 0 | 0
DemandResponse | 0 | 0 | 0 | 0 | 0 | 0
IGCC-CCS | 0 | 0 | 0 | 0 | 0 | 0
WT_off | 0 | 0 | 0 | 0 | 0 | 0
PseudoUnit | 0 | 0 | 0 | 0 | 0 | 0
FixedInterchange | 0 | 0 | 0 | 0 | 0 | 0
Emission Cost by Reporting Type: All
ReportingType | 2015 | 2020 | 2025 | 2030 | 2035 | 2040
BM | 0 | 0 | 0 | 0 | 0 | 0
CC | 0 | 0 | 0 | 0 | 0 | 0
CSP | 0 | 0 | 0 | 0 | 0 | 0
CT | 0 | 0 | 0 | 0 | 0 | 0
Coal | 646.08 | 0 | 0 | 0 | 0 | 0
Geo | 0 | 0 | 0 | 0 | 0 | 0
H | 0 | 0 | 0 | 0 | 0 | 0
LFG | 0 | 0 | 0 | 0 | 0 | 0
Nuc | 0 | 0 | 0 | 0 | 0 | 0
PS | 0 | 0 | 0 | 0 | 0 | 0
PV | 0 | 0 | 0 | 0 | 0 | 0
PeakG | 0 | 0 | 0 | 0 | 0 | 0
PeakO | 0 | 0 | 0 | 0 | 0 | 0
ST | 0 | 0 | 0 | 0 | 0 | 0
STOG | 0 | 0 | 0 | 0 | 0 | 0
STWD | 0 | 0 | 0 | 0 | 0 | 0
WT | 0 | 0 | 0 | 0 | 0 | 0
IGCC | 0.29 | 0 | 0 | 0 | 0 | 0
DemandResponse | 0 | 0 | 0 | 0 | 0 | 0
IGCC-CCS | 0 | 0 | 0 | 0 | 0 | 0
WT_off | 0 | 0 | 0 | 0 | 0 | 0
PseudoUnit | 0 | 0 | 0 | 0 | 0 | 0
FixedInterchange | 0 | 0 | 0 | 0 | 0 | 0
Emission Cost by Reporting Type: EI_US
ReportingType | 2015 | 2020 | 2025 | 2030 | 2035 | 2040
BM | 0 | 0 | 0 | 0 | 0 | 0
CC | 0 | 0 | 0 | 0 | 0 | 0
CSP | 0 | 0 | 0 | 0 | 0 | 0
CT | 0 | 0 | 0 | 0 | 0 | 0
Coal | 608.01 | 0 | 0 | 0 | 0 | 0
Geo | 0 | 0 | 0 | 0 | 0 | 0
H | 0 | 0 | 0 | 0 | 0 | 0
LFG | 0 | 0 | 0 | 0 | 0 | 0
Nuc | 0 | 0 | 0 | 0 | 0 | 0
PS | 0 | 0 | 0 | 0 | 0 | 0
PV | 0 | 0 | 0 | 0 | 0 | 0
PeakG | 0 | 0 | 0 | 0 | 0 | 0
PeakO | 0 | 0 | 0 | 0 | 0 | 0
ST | 0 | 0 | 0 | 0 | 0 | 0
STOG | 0 | 0 | 0 | 0 | 0 | 0
STWD | 0 | 0 | 0 | 0 | 0 | 0
WT | 0 | 0 | 0 | 0 | 0 | 0
IGCC | 0.29 | 0 | 0 | 0 | 0 | 0
DemandResponse | 0 | 0 | 0 | 0 | 0 | 0
IGCC-CCS | 0 | 0 | 0 | 0 | 0 | 0
WT_off | 0 | 0 | 0 | 0 | 0 | 0
PseudoUnit | 0 | 0 | 0 | 0 | 0 | 0
FixedInterchange | 0 | 0 | 0 | 0 | 0 | 0
Emission Cost by Reporting Type: EI_Canada
ReportingType | 2015 | 2020 | 2025 | 2030 | 2035 | 2040
BM | 0 | 0 | 0 | 0 | 0 | 0
CC | 0 | 0 | 0 | 0 | 0 | 0
CSP | 0 | 0 | 0 | 0 | 0 | 0
CT | 0 | 0 | 0 | 0 | 0 | 0
Coal | 0 | 0 | 0 | 0 | 0 | 0
Geo | 0 | 0 | 0 | 0 | 0 | 0
H | 0 | 0 | 0 | 0 | 0 | 0
LFG | 0 | 0 | 0 | 0 | 0 | 0
Nuc | 0 | 0 | 0 | 0 | 0 | 0
PS | 0 | 0 | 0 | 0 | 0 | 0
PV | 0 | 0 | 0 | 0 | 0 | 0
PeakG | 0 | 0 | 0 | 0 | 0 | 0
PeakO | 0 | 0 | 0 | 0 | 0 | 0
ST | 0 | 0 | 0 | 0 | 0 | 0
STOG | 0 | 0 | 0 | 0 | 0 | 0
STWD | 0 | 0 | 0 | 0 | 0 | 0
WT | 0 | 0 | 0 | 0 | 0 | 0
IGCC | 0 | 0 | 0 | 0 | 0 | 0
DemandResponse | 0 | 0 | 0 | 0 | 0 | 0
IGCC-CCS | 0 | 0 | 0 | 0 | 0 | 0
WT_off | 0 | 0 | 0 | 0 | 0 | 0
PseudoUnit | 0 | 0 | 0 | 0 | 0 | 0
FixedInterchange | 0 | 0 | 0 | 0 | 0 | 0
Emission Cost by Reporting Type: EI
ReportingType | 2015 | 2020 | 2025 | 2030 | 2035 | 2040
BM | 0 | 0 | 0 | 0 | 0 | 0
CC | 0 | 0 | 0 | 0 | 0 | 0
CSP | 0 | 0 | 0 | 0 | 0 | 0
CT | 0 | 0 | 0 | 0 | 0 | 0
Coal | 608.01 | 0 | 0 | 0 | 0 | 0
Geo | 0 | 0 | 0 | 0 | 0 | 0
H | 0 | 0 | 0 | 0 | 0 | 0
LFG | 0 | 0 | 0 | 0 | 0 | 0
Nuc | 0 | 0 | 0 | 0 | 0 | 0
PS | 0 | 0 | 0 | 0 | 0 | 0
PV | 0 | 0 | 0 | 0 | 0 | 0
PeakG | 0 | 0 | 0 | 0 | 0 | 0
PeakO | 0 | 0 | 0 | 0 | 0 | 0
ST | 0 | 0 | 0 | 0 | 0 | 0
STOG | 0 | 0 | 0 | 0 | 0 | 0
STWD | 0 | 0 | 0 | 0 | 0 | 0
WT | 0 | 0 | 0 | 0 | 0 | 0
IGCC | 0.29 | 0 | 0 | 0 | 0 | 0
DemandResponse | 0 | 0 | 0 | 0 | 0 | 0
IGCC-CCS | 0 | 0 | 0 | 0 | 0 | 0
WT_off | 0 | 0 | 0 | 0 | 0 | 0
PseudoUnit | 0 | 0 | 0 | 0 | 0 | 0
FixedInterchange | 0 | 0 | 0 | 0 | 0 | 0
Emission Cost by Reporting Type: Outside_EI
ReportingType | 2015 | 2020 | 2025 | 2030 | 2035 | 2040
BM | 0 | 0 | 0 | 0 | 0 | 0
CC | 0 | 0 | 0 | 0 | 0 | 0
CSP | 0 | 0 | 0 | 0 | 0 | 0
CT | 0 | 0 | 0 | 0 | 0 | 0
Coal | 38.07 | 0 | 0 | 0 | 0 | 0
Geo | 0 | 0 | 0 | 0 | 0 | 0
H | 0 | 0 | 0 | 0 | 0 | 0
LFG | 0 | 0 | 0 | 0 | 0 | 0
Nuc | 0 | 0 | 0 | 0 | 0 | 0
PS | 0 | 0 | 0 | 0 | 0 | 0
PV | 0 | 0 | 0 | 0 | 0 | 0
PeakG | 0 | 0 | 0 | 0 | 0 | 0
PeakO | 0 | 0 | 0 | 0 | 0 | 0
ST | 0 | 0 | 0 | 0 | 0 | 0
STOG | 0 | 0 | 0 | 0 | 0 | 0
STWD | 0 | 0 | 0 | 0 | 0 | 0
WT | 0 | 0 | 0 | 0 | 0 | 0
IGCC | 0 | 0 | 0 | 0 | 0 | 0
DemandResponse | 0 | 0 | 0 | 0 | 0 | 0
IGCC-CCS | 0 | 0 | 0 | 0 | 0 | 0
WT_off | 0 | 0 | 0 | 0 | 0 | 0
PseudoUnit | 0 | 0 | 0 | 0 | 0 | 0
FixedInterchange | 0 | 0 | 0 | 0 | 0 | 0
==== Emission Program: CAIRNoxSeasonal : (NOx) ====
Emission Cost by Reporting Type: Entergy
ReportingType | 2015 | 2020 | 2025 | 2030 | 2035 | 2040
BM | 0 | 0 | 0 | 0 | 0 | 0
CC | 0 | 0 | 0 | 0 | 0 | 0
CSP | 0 | 0 | 0 | 0 | 0 | 0
CT | 0 | 0 | 0 | 0 | 0 | 0
Coal | 0 | 0 | 0 | 0 | 0 | 0
Geo | 0 | 0 | 0 | 0 | 0 | 0
H | 0 | 0 | 0 | 0 | 0 | 0
LFG | 0 | 0 | 0 | 0 | 0 | 0
Nuc | 0 | 0 | 0 | 0 | 0 | 0
PS | 0 | 0 | 0 | 0 | 0 | 0
PV | 0 | 0 | 0 | 0 | 0 | 0
PeakG | 0 | 0 | 0 | 0 | 0 | 0
PeakO | 0 | 0 | 0 | 0 | 0 | 0
ST | 0 | 0 | 0 | 0 | 0 | 0
STOG | 0 | 0 | 0 | 0 | 0 | 0
STWD | 0 | 0 | 0 | 0 | 0 | 0
WT | 0 | 0 | 0 | 0 | 0 | 0
IGCC | 0 | 0 | 0 | 0 | 0 | 0
DemandResponse | 0 | 0 | 0 | 0 | 0 | 0
IGCC-CCS | 0 | 0 | 0 | 0 | 0 | 0
WT_off | 0 | 0 | 0 | 0 | 0 | 0
PseudoUnit | 0 | 0 | 0 | 0 | 0 | 0
FixedInterchange | 0 | 0 | 0 | 0 | 0 | 0
Emission Cost by Reporting Type: FRCC
ReportingType | 2015 | 2020 | 2025 | 2030 | 2035 | 2040
BM | 0 | 0 | 0 | 0 | 0 | 0
CC | 0 | 0 | 0 | 0 | 0 | 0
CSP | 0 | 0 | 0 | 0 | 0 | 0
CT | 0 | 0 | 0 | 0 | 0 | 0
Coal | 0 | 0 | 0 | 0 | 0 | 0
Geo | 0 | 0 | 0 | 0 | 0 | 0
H | 0 | 0 | 0 | 0 | 0 | 0
LFG | 0 | 0 | 0 | 0 | 0 | 0
Nuc | 0 | 0 | 0 | 0 | 0 | 0
PS | 0 | 0 | 0 | 0 | 0 | 0
PV | 0 | 0 | 0 | 0 | 0 | 0
PeakG | 0 | 0 | 0 | 0 | 0 | 0
PeakO | 0 | 0 | 0 | 0 | 0 | 0
ST | 0 | 0 | 0 | 0 | 0 | 0
STOG | 0 | 0 | 0 | 0 | 0 | 0
STWD | 0 | 0 | 0 | 0 | 0 | 0
WT | 0 | 0 | 0 | 0 | 0 | 0
IGCC | 0 | 0 | 0 | 0 | 0 | 0
DemandResponse | 0 | 0 | 0 | 0 | 0 | 0
IGCC-CCS | 0 | 0 | 0 | 0 | 0 | 0
WT_off | 0 | 0 | 0 | 0 | 0 | 0
PseudoUnit | 0 | 0 | 0 | 0 | 0 | 0
FixedInterchange | 0 | 0 | 0 | 0 | 0 | 0
Emission Cost by Reporting Type: MAPP_US
ReportingType | 2015 | 2020 | 2025 | 2030 | 2035 | 2040
BM | 0 | 0 | 0 | 0 | 0 | 0
CC | 0 | 0 | 0 | 0 | 0 | 0
CSP | 0 | 0 | 0 | 0 | 0 | 0
CT | 0 | 0 | 0 | 0 | 0 | 0
Coal | 0 | 0 | 0 | 0 | 0 | 0
Geo | 0 | 0 | 0 | 0 | 0 | 0
H | 0 | 0 | 0 | 0 | 0 | 0
LFG | 0 | 0 | 0 | 0 | 0 | 0
Nuc | 0 | 0 | 0 | 0 | 0 | 0
PS | 0 | 0 | 0 | 0 | 0 | 0
PV | 0 | 0 | 0 | 0 | 0 | 0
PeakG | 0 | 0 | 0 | 0 | 0 | 0
PeakO | 0 | 0 | 0 | 0 | 0 | 0
ST | 0 | 0 | 0 | 0 | 0 | 0
STOG | 0 | 0 | 0 | 0 | 0 | 0
STWD | 0 | 0 | 0 | 0 | 0 | 0
WT | 0 | 0 | 0 | 0 | 0 | 0
IGCC | 0 | 0 | 0 | 0 | 0 | 0
DemandResponse | 0 | 0 | 0 | 0 | 0 | 0
IGCC-CCS | 0 | 0 | 0 | 0 | 0 | 0
WT_off | 0 | 0 | 0 | 0 | 0 | 0
PseudoUnit | 0 | 0 | 0 | 0 | 0 | 0
FixedInterchange | 0 | 0 | 0 | 0 | 0 | 0
Emission Cost by Reporting Type: MISO_IN
ReportingType | 2015 | 2020 | 2025 | 2030 | 2035 | 2040
BM | 0 | 0 | 0 | 0 | 0 | 0
CC | 0 | 0 | 0 | 0 | 0 | 0
CSP | 0 | 0 | 0 | 0 | 0 | 0
CT | 0 | 0 | 0 | 0 | 0 | 0
Coal | 0 | 0 | 0 | 0 | 0 | 0
Geo | 0 | 0 | 0 | 0 | 0 | 0
H | 0 | 0 | 0 | 0 | 0 | 0
LFG | 0 | 0 | 0 | 0 | 0 | 0
Nuc | 0 | 0 | 0 | 0 | 0 | 0
PS | 0 | 0 | 0 | 0 | 0 | 0
PV | 0 | 0 | 0 | 0 | 0 | 0
PeakG | 0 | 0 | 0 | 0 | 0 | 0
PeakO | 0 | 0 | 0 | 0 | 0 | 0
ST | 0 | 0 | 0 | 0 | 0 | 0
STOG | 0 | 0 | 0 | 0 | 0 | 0
STWD | 0 | 0 | 0 | 0 | 0 | 0
WT | 0 | 0 | 0 | 0 | 0 | 0
IGCC | 0 | 0 | 0 | 0 | 0 | 0
DemandResponse | 0 | 0 | 0 | 0 | 0 | 0
IGCC-CCS | 0 | 0 | 0 | 0 | 0 | 0
WT_off | 0 | 0 | 0 | 0 | 0 | 0
PseudoUnit | 0 | 0 | 0 | 0 | 0 | 0
FixedInterchange | 0 | 0 | 0 | 0 | 0 | 0
Emission Cost by Reporting Type: MISO_MI
ReportingType | 2015 | 2020 | 2025 | 2030 | 2035 | 2040
BM | 0 | 0 | 0 | 0 | 0 | 0
CC | 0 | 0 | 0 | 0 | 0 | 0
CSP | 0 | 0 | 0 | 0 | 0 | 0
CT | 0 | 0 | 0 | 0 | 0 | 0
Coal | 0 | 0 | 0 | 0 | 0 | 0
Geo | 0 | 0 | 0 | 0 | 0 | 0
H | 0 | 0 | 0 | 0 | 0 | 0
LFG | 0 | 0 | 0 | 0 | 0 | 0
Nuc | 0 | 0 | 0 | 0 | 0 | 0
PS | 0 | 0 | 0 | 0 | 0 | 0
PV | 0 | 0 | 0 | 0 | 0 | 0
PeakG | 0 | 0 | 0 | 0 | 0 | 0
PeakO | 0 | 0 | 0 | 0 | 0 | 0
ST | 0 | 0 | 0 | 0 | 0 | 0
STOG | 0 | 0 | 0 | 0 | 0 | 0
STWD | 0 | 0 | 0 | 0 | 0 | 0
WT | 0 | 0 | 0 | 0 | 0 | 0
IGCC | 0 | 0 | 0 | 0 | 0 | 0
DemandResponse | 0 | 0 | 0 | 0 | 0 | 0
IGCC-CCS | 0 | 0 | 0 | 0 | 0 | 0
WT_off | 0 | 0 | 0 | 0 | 0 | 0
PseudoUnit | 0 | 0 | 0 | 0 | 0 | 0
FixedInterchange | 0 | 0 | 0 | 0 | 0 | 0
Emission Cost by Reporting Type: MISO_MO-IL
ReportingType | 2015 | 2020 | 2025 | 2030 | 2035 | 2040
BM | 0 | 0 | 0 | 0 | 0 | 0
CC | 0 | 0 | 0 | 0 | 0 | 0
CSP | 0 | 0 | 0 | 0 | 0 | 0
CT | 0 | 0 | 0 | 0 | 0 | 0
Coal | 0 | 0 | 0 | 0 | 0 | 0
Geo | 0 | 0 | 0 | 0 | 0 | 0
H | 0 | 0 | 0 | 0 | 0 | 0
LFG | 0 | 0 | 0 | 0 | 0 | 0
Nuc | 0 | 0 | 0 | 0 | 0 | 0
PS | 0 | 0 | 0 | 0 | 0 | 0
PV | 0 | 0 | 0 | 0 | 0 | 0
PeakG | 0 | 0 | 0 | 0 | 0 | 0
PeakO | 0 | 0 | 0 | 0 | 0 | 0
ST | 0 | 0 | 0 | 0 | 0 | 0
STOG | 0 | 0 | 0 | 0 | 0 | 0
STWD | 0 | 0 | 0 | 0 | 0 | 0
WT | 0 | 0 | 0 | 0 | 0 | 0
IGCC | 0 | 0 | 0 | 0 | 0 | 0
DemandResponse | 0 | 0 | 0 | 0 | 0 | 0
IGCC-CCS | 0 | 0 | 0 | 0 | 0 | 0
WT_off | 0 | 0 | 0 | 0 | 0 | 0
PseudoUnit | 0 | 0 | 0 | 0 | 0 | 0
FixedInterchange | 0 | 0 | 0 | 0 | 0 | 0
Emission Cost by Reporting Type: MISO_W
ReportingType | 2015 | 2020 | 2025 | 2030 | 2035 | 2040
BM | 0 | 0 | 0 | 0 | 0 | 0
CC | 0 | 0 | 0 | 0 | 0 | 0
CSP | 0 | 0 | 0 | 0 | 0 | 0
CT | 0 | 0 | 0 | 0 | 0 | 0
Coal | 0 | 0 | 0 | 0 | 0 | 0
Geo | 0 | 0 | 0 | 0 | 0 | 0
H | 0 | 0 | 0 | 0 | 0 | 0
LFG | 0 | 0 | 0 | 0 | 0 | 0
Nuc | 0 | 0 | 0 | 0 | 0 | 0
PS | 0 | 0 | 0 | 0 | 0 | 0
PV | 0 | 0 | 0 | 0 | 0 | 0
PeakG | 0 | 0 | 0 | 0 | 0 | 0
PeakO | 0 | 0 | 0 | 0 | 0 | 0
ST | 0 | 0 | 0 | 0 | 0 | 0
STOG | 0 | 0 | 0 | 0 | 0 | 0
STWD | 0 | 0 | 0 | 0 | 0 | 0
WT | 0 | 0 | 0 | 0 | 0 | 0
IGCC | 0 | 0 | 0 | 0 | 0 | 0
DemandResponse | 0 | 0 | 0 | 0 | 0 | 0
IGCC-CCS | 0 | 0 | 0 | 0 | 0 | 0
WT_off | 0 | 0 | 0 | 0 | 0 | 0
PseudoUnit | 0 | 0 | 0 | 0 | 0 | 0
FixedInterchange | 0 | 0 | 0 | 0 | 0 | 0
Emission Cost by Reporting Type: MISO_WUMS
ReportingType | 2015 | 2020 | 2025 | 2030 | 2035 | 2040
BM | 0 | 0 | 0 | 0 | 0 | 0
CC | 0 | 0 | 0 | 0 | 0 | 0
CSP | 0 | 0 | 0 | 0 | 0 | 0
CT | 0 | 0 | 0 | 0 | 0 | 0
Coal | 0 | 0 | 0 | 0 | 0 | 0
Geo | 0 | 0 | 0 | 0 | 0 | 0
H | 0 | 0 | 0 | 0 | 0 | 0
LFG | 0 | 0 | 0 | 0 | 0 | 0
Nuc | 0 | 0 | 0 | 0 | 0 | 0
PS | 0 | 0 | 0 | 0 | 0 | 0
PV | 0 | 0 | 0 | 0 | 0 | 0
PeakG | 0 | 0 | 0 | 0 | 0 | 0
PeakO | 0 | 0 | 0 | 0 | 0 | 0
ST | 0 | 0 | 0 | 0 | 0 | 0
STOG | 0 | 0 | 0 | 0 | 0 | 0
STWD | 0 | 0 | 0 | 0 | 0 | 0
WT | 0 | 0 | 0 | 0 | 0 | 0
IGCC | 0 | 0 | 0 | 0 | 0 | 0
DemandResponse | 0 | 0 | 0 | 0 | 0 | 0
IGCC-CCS | 0 | 0 | 0 | 0 | 0 | 0
WT_off | 0 | 0 | 0 | 0 | 0 | 0
PseudoUnit | 0 | 0 | 0 | 0 | 0 | 0
FixedInterchange | 0 | 0 | 0 | 0 | 0 | 0
Emission Cost by Reporting Type: Nebraska
ReportingType | 2015 | 2020 | 2025 | 2030 | 2035 | 2040
BM | 0 | 0 | 0 | 0 | 0 | 0
CC | 0 | 0 | 0 | 0 | 0 | 0
CSP | 0 | 0 | 0 | 0 | 0 | 0
CT | 0 | 0 | 0 | 0 | 0 | 0
Coal | 0 | 0 | 0 | 0 | 0 | 0
Geo | 0 | 0 | 0 | 0 | 0 | 0
H | 0 | 0 | 0 | 0 | 0 | 0
LFG | 0 | 0 | 0 | 0 | 0 | 0
Nuc | 0 | 0 | 0 | 0 | 0 | 0
PS | 0 | 0 | 0 | 0 | 0 | 0
PV | 0 | 0 | 0 | 0 | 0 | 0
PeakG | 0 | 0 | 0 | 0 | 0 | 0
PeakO | 0 | 0 | 0 | 0 | 0 | 0
ST | 0 | 0 | 0 | 0 | 0 | 0
STOG | 0 | 0 | 0 | 0 | 0 | 0
STWD | 0 | 0 | 0 | 0 | 0 | 0
WT | 0 | 0 | 0 | 0 | 0 | 0
IGCC | 0 | 0 | 0 | 0 | 0 | 0
DemandResponse | 0 | 0 | 0 | 0 | 0 | 0
IGCC-CCS | 0 | 0 | 0 | 0 | 0 | 0
WT_off | 0 | 0 | 0 | 0 | 0 | 0
PseudoUnit | 0 | 0 | 0 | 0 | 0 | 0
FixedInterchange | 0 | 0 | 0 | 0 | 0 | 0
Emission Cost by Reporting Type: NEISO
ReportingType | 2015 | 2020 | 2025 | 2030 | 2035 | 2040
BM | 0 | 0 | 0 | 0 | 0 | 0
CC | 0 | 0 | 0 | 0 | 0 | 0
CSP | 0 | 0 | 0 | 0 | 0 | 0
CT | 0 | 0 | 0 | 0 | 0 | 0
Coal | 0 | 0 | 0 | 0 | 0 | 0
Geo | 0 | 0 | 0 | 0 | 0 | 0
H | 0 | 0 | 0 | 0 | 0 | 0
LFG | 0 | 0 | 0 | 0 | 0 | 0
Nuc | 0 | 0 | 0 | 0 | 0 | 0
PS | 0 | 0 | 0 | 0 | 0 | 0
PV | 0 | 0 | 0 | 0 | 0 | 0
PeakG | 0 | 0 | 0 | 0 | 0 | 0
PeakO | 0 | 0 | 0 | 0 | 0 | 0
ST | 0 | 0 | 0 | 0 | 0 | 0
STOG | 0 | 0 | 0 | 0 | 0 | 0
STWD | 0 | 0 | 0 | 0 | 0 | 0
WT | 0 | 0 | 0 | 0 | 0 | 0
IGCC | 0 | 0 | 0 | 0 | 0 | 0
DemandResponse | 0 | 0 | 0 | 0 | 0 | 0
IGCC-CCS | 0 | 0 | 0 | 0 | 0 | 0
WT_off | 0 | 0 | 0 | 0 | 0 | 0
PseudoUnit | 0 | 0 | 0 | 0 | 0 | 0
FixedInterchange | 0 | 0 | 0 | 0 | 0 | 0
Emission Cost by Reporting Type: NonRTO_Midwest
ReportingType | 2015 | 2020 | 2025 | 2030 | 2035 | 2040
BM | 0 | 0 | 0 | 0 | 0 | 0
CC | 0 | 0 | 0 | 0 | 0 | 0
CSP | 0 | 0 | 0 | 0 | 0 | 0
CT | 0 | 0 | 0 | 0 | 0 | 0
Coal | 0 | 0 | 0 | 0 | 0 | 0
Geo | 0 | 0 | 0 | 0 | 0 | 0
H | 0 | 0 | 0 | 0 | 0 | 0
LFG | 0 | 0 | 0 | 0 | 0 | 0
Nuc | 0 | 0 | 0 | 0 | 0 | 0
PS | 0 | 0 | 0 | 0 | 0 | 0
PV | 0 | 0 | 0 | 0 | 0 | 0
PeakG | 0 | 0 | 0 | 0 | 0 | 0
PeakO | 0 | 0 | 0 | 0 | 0 | 0
ST | 0 | 0 | 0 | 0 | 0 | 0
STOG | 0 | 0 | 0 | 0 | 0 | 0
STWD | 0 | 0 | 0 | 0 | 0 | 0
WT | 0 | 0 | 0 | 0 | 0 | 0
IGCC | 0 | 0 | 0 | 0 | 0 | 0
DemandResponse | 0 | 0 | 0 | 0 | 0 | 0
IGCC-CCS | 0 | 0 | 0 | 0 | 0 | 0
WT_off | 0 | 0 | 0 | 0 | 0 | 0
PseudoUnit | 0 | 0 | 0 | 0 | 0 | 0
FixedInterchange | 0 | 0 | 0 | 0 | 0 | 0
Emission Cost by Reporting Type: NYISO_A-F
ReportingType | 2015 | 2020 | 2025 | 2030 | 2035 | 2040
BM | 0 | 0 | 0 | 0 | 0 | 0
CC | 0 | 0 | 0 | 0 | 0 | 0
CSP | 0 | 0 | 0 | 0 | 0 | 0
CT | 0 | 0 | 0 | 0 | 0 | 0
Coal | 0 | 0 | 0 | 0 | 0 | 0
Geo | 0 | 0 | 0 | 0 | 0 | 0
H | 0 | 0 | 0 | 0 | 0 | 0
LFG | 0 | 0 | 0 | 0 | 0 | 0
Nuc | 0 | 0 | 0 | 0 | 0 | 0
PS | 0 | 0 | 0 | 0 | 0 | 0
PV | 0 | 0 | 0 | 0 | 0 | 0
PeakG | 0 | 0 | 0 | 0 | 0 | 0
PeakO | 0 | 0 | 0 | 0 | 0 | 0
ST | 0 | 0 | 0 | 0 | 0 | 0
STOG | 0 | 0 | 0 | 0 | 0 | 0
STWD | 0 | 0 | 0 | 0 | 0 | 0
WT | 0 | 0 | 0 | 0 | 0 | 0
IGCC | 0 | 0 | 0 | 0 | 0 | 0
DemandResponse | 0 | 0 | 0 | 0 | 0 | 0
IGCC-CCS | 0 | 0 | 0 | 0 | 0 | 0
WT_off | 0 | 0 | 0 | 0 | 0 | 0
PseudoUnit | 0 | 0 | 0 | 0 | 0 | 0
FixedInterchange | 0 | 0 | 0 | 0 | 0 | 0
Emission Cost by Reporting Type: NYISO_G-I
ReportingType | 2015 | 2020 | 2025 | 2030 | 2035 | 2040
BM | 0 | 0 | 0 | 0 | 0 | 0
CC | 0 | 0 | 0 | 0 | 0 | 0
CSP | 0 | 0 | 0 | 0 | 0 | 0
CT | 0 | 0 | 0 | 0 | 0 | 0
Coal | 0 | 0 | 0 | 0 | 0 | 0
Geo | 0 | 0 | 0 | 0 | 0 | 0
H | 0 | 0 | 0 | 0 | 0 | 0
LFG | 0 | 0 | 0 | 0 | 0 | 0
Nuc | 0 | 0 | 0 | 0 | 0 | 0
PS | 0 | 0 | 0 | 0 | 0 | 0
PV | 0 | 0 | 0 | 0 | 0 | 0
PeakG | 0 | 0 | 0 | 0 | 0 | 0
PeakO | 0 | 0 | 0 | 0 | 0 | 0
ST | 0 | 0 | 0 | 0 | 0 | 0
STOG | 0 | 0 | 0 | 0 | 0 | 0
STWD | 0 | 0 | 0 | 0 | 0 | 0
WT | 0 | 0 | 0 | 0 | 0 | 0
IGCC | 0 | 0 | 0 | 0 | 0 | 0
DemandResponse | 0 | 0 | 0 | 0 | 0 | 0
IGCC-CCS | 0 | 0 | 0 | 0 | 0 | 0
WT_off | 0 | 0 | 0 | 0 | 0 | 0
PseudoUnit | 0 | 0 | 0 | 0 | 0 | 0
FixedInterchange | 0 | 0 | 0 | 0 | 0 | 0
Emission Cost by Reporting Type: NYISO_J-K
ReportingType | 2015 | 2020 | 2025 | 2030 | 2035 | 2040
BM | 0 | 0 | 0 | 0 | 0 | 0
CC | 0 | 0 | 0 | 0 | 0 | 0
CSP | 0 | 0 | 0 | 0 | 0 | 0
CT | 0 | 0 | 0 | 0 | 0 | 0
Coal | 0 | 0 | 0 | 0 | 0 | 0
Geo | 0 | 0 | 0 | 0 | 0 | 0
H | 0 | 0 | 0 | 0 | 0 | 0
LFG | 0 | 0 | 0 | 0 | 0 | 0
Nuc | 0 | 0 | 0 | 0 | 0 | 0
PS | 0 | 0 | 0 | 0 | 0 | 0
PV | 0 | 0 | 0 | 0 | 0 | 0
PeakG | 0 | 0 | 0 | 0 | 0 | 0
PeakO | 0 | 0 | 0 | 0 | 0 | 0
ST | 0 | 0 | 0 | 0 | 0 | 0
STOG | 0 | 0 | 0 | 0 | 0 | 0
STWD | 0 | 0 | 0 | 0 | 0 | 0
WT | 0 | 0 | 0 | 0 | 0 | 0
IGCC | 0 | 0 | 0 | 0 | 0 | 0
DemandResponse | 0 | 0 | 0 | 0 | 0 | 0
IGCC-CCS | 0 | 0 | 0 | 0 | 0 | 0
WT_off | 0 | 0 | 0 | 0 | 0 | 0
PseudoUnit | 0 | 0 | 0 | 0 | 0 | 0
FixedInterchange | 0 | 0 | 0 | 0 | 0 | 0
Emission Cost by Reporting Type: PJM_E
ReportingType | 2015 | 2020 | 2025 | 2030 | 2035 | 2040
BM | 0 | 0 | 0 | 0 | 0 | 0
CC | 0 | 0 | 0 | 0 | 0 | 0
CSP | 0 | 0 | 0 | 0 | 0 | 0
CT | 0 | 0 | 0 | 0 | 0 | 0
Coal | 0 | 0 | 0 | 0 | 0 | 0
Geo | 0 | 0 | 0 | 0 | 0 | 0
H | 0 | 0 | 0 | 0 | 0 | 0
LFG | 0 | 0 | 0 | 0 | 0 | 0
Nuc | 0 | 0 | 0 | 0 | 0 | 0
PS | 0 | 0 | 0 | 0 | 0 | 0
PV | 0 | 0 | 0 | 0 | 0 | 0
PeakG | 0 | 0 | 0 | 0 | 0 | 0
PeakO | 0 | 0 | 0 | 0 | 0 | 0
ST | 0 | 0 | 0 | 0 | 0 | 0
STOG | 0 | 0 | 0 | 0 | 0 | 0
STWD | 0 | 0 | 0 | 0 | 0 | 0
WT | 0 | 0 | 0 | 0 | 0 | 0
IGCC | 0 | 0 | 0 | 0 | 0 | 0
DemandResponse | 0 | 0 | 0 | 0 | 0 | 0
IGCC-CCS | 0 | 0 | 0 | 0 | 0 | 0
WT_off | 0 | 0 | 0 | 0 | 0 | 0
PseudoUnit | 0 | 0 | 0 | 0 | 0 | 0
FixedInterchange | 0 | 0 | 0 | 0 | 0 | 0
Emission Cost by Reporting Type: PJM_ROM
ReportingType | 2015 | 2020 | 2025 | 2030 | 2035 | 2040
BM | 0 | 0 | 0 | 0 | 0 | 0
CC | 0 | 0 | 0 | 0 | 0 | 0
CSP | 0 | 0 | 0 | 0 | 0 | 0
CT | 0 | 0 | 0 | 0 | 0 | 0
Coal | 0 | 0 | 0 | 0 | 0 | 0
Geo | 0 | 0 | 0 | 0 | 0 | 0
H | 0 | 0 | 0 | 0 | 0 | 0
LFG | 0 | 0 | 0 | 0 | 0 | 0
Nuc | 0 | 0 | 0 | 0 | 0 | 0
PS | 0 | 0 | 0 | 0 | 0 | 0
PV | 0 | 0 | 0 | 0 | 0 | 0
PeakG | 0 | 0 | 0 | 0 | 0 | 0
PeakO | 0 | 0 | 0 | 0 | 0 | 0
ST | 0 | 0 | 0 | 0 | 0 | 0
STOG | 0 | 0 | 0 | 0 | 0 | 0
STWD | 0 | 0 | 0 | 0 | 0 | 0
WT | 0 | 0 | 0 | 0 | 0 | 0
IGCC | 0 | 0 | 0 | 0 | 0 | 0
DemandResponse | 0 | 0 | 0 | 0 | 0 | 0
IGCC-CCS | 0 | 0 | 0 | 0 | 0 | 0
WT_off | 0 | 0 | 0 | 0 | 0 | 0
PseudoUnit | 0 | 0 | 0 | 0 | 0 | 0
FixedInterchange | 0 | 0 | 0 | 0 | 0 | 0
Emission Cost by Reporting Type: PJM_ROR
ReportingType | 2015 | 2020 | 2025 | 2030 | 2035 | 2040
BM | 0 | 0 | 0 | 0 | 0 | 0
CC | 0 | 0 | 0 | 0 | 0 | 0
CSP | 0 | 0 | 0 | 0 | 0 | 0
CT | 0 | 0 | 0 | 0 | 0 | 0
Coal | 0 | 0 | 0 | 0 | 0 | 0
Geo | 0 | 0 | 0 | 0 | 0 | 0
H | 0 | 0 | 0 | 0 | 0 | 0
LFG | 0 | 0 | 0 | 0 | 0 | 0
Nuc | 0 | 0 | 0 | 0 | 0 | 0
PS | 0 | 0 | 0 | 0 | 0 | 0
PV | 0 | 0 | 0 | 0 | 0 | 0
PeakG | 0 | 0 | 0 | 0 | 0 | 0
PeakO | 0 | 0 | 0 | 0 | 0 | 0
ST | 0 | 0 | 0 | 0 | 0 | 0
STOG | 0 | 0 | 0 | 0 | 0 | 0
STWD | 0 | 0 | 0 | 0 | 0 | 0
WT | 0 | 0 | 0 | 0 | 0 | 0
IGCC | 0 | 0 | 0 | 0 | 0 | 0
DemandResponse | 0 | 0 | 0 | 0 | 0 | 0
IGCC-CCS | 0 | 0 | 0 | 0 | 0 | 0
WT_off | 0 | 0 | 0 | 0 | 0 | 0
PseudoUnit | 0 | 0 | 0 | 0 | 0 | 0
FixedInterchange | 0 | 0 | 0 | 0 | 0 | 0
Emission Cost by Reporting Type: SOCO
ReportingType | 2015 | 2020 | 2025 | 2030 | 2035 | 2040
BM | 0 | 0 | 0 | 0 | 0 | 0
CC | 0 | 0 | 0 | 0 | 0 | 0
CSP | 0 | 0 | 0 | 0 | 0 | 0
CT | 0 | 0 | 0 | 0 | 0 | 0
Coal | 0 | 0 | 0 | 0 | 0 | 0
Geo | 0 | 0 | 0 | 0 | 0 | 0
H | 0 | 0 | 0 | 0 | 0 | 0
LFG | 0 | 0 | 0 | 0 | 0 | 0
Nuc | 0 | 0 | 0 | 0 | 0 | 0
PS | 0 | 0 | 0 | 0 | 0 | 0
PV | 0 | 0 | 0 | 0 | 0 | 0
PeakG | 0 | 0 | 0 | 0 | 0 | 0
PeakO | 0 | 0 | 0 | 0 | 0 | 0
ST | 0 | 0 | 0 | 0 | 0 | 0
STOG | 0 | 0 | 0 | 0 | 0 | 0
STWD | 0 | 0 | 0 | 0 | 0 | 0
WT | 0 | 0 | 0 | 0 | 0 | 0
IGCC | 0 | 0 | 0 | 0 | 0 | 0
DemandResponse | 0 | 0 | 0 | 0 | 0 | 0
IGCC-CCS | 0 | 0 | 0 | 0 | 0 | 0
WT_off | 0 | 0 | 0 | 0 | 0 | 0
PseudoUnit | 0 | 0 | 0 | 0 | 0 | 0
FixedInterchange | 0 | 0 | 0 | 0 | 0 | 0
Emission Cost by Reporting Type: SPP_N
ReportingType | 2015 | 2020 | 2025 | 2030 | 2035 | 2040
BM | 0 | 0 | 0 | 0 | 0 | 0
CC | 0 | 0 | 0 | 0 | 0 | 0
CSP | 0 | 0 | 0 | 0 | 0 | 0
CT | 0 | 0 | 0 | 0 | 0 | 0
Coal | 0 | 0 | 0 | 0 | 0 | 0
Geo | 0 | 0 | 0 | 0 | 0 | 0
H | 0 | 0 | 0 | 0 | 0 | 0
LFG | 0 | 0 | 0 | 0 | 0 | 0
Nuc | 0 | 0 | 0 | 0 | 0 | 0
PS | 0 | 0 | 0 | 0 | 0 | 0
PV | 0 | 0 | 0 | 0 | 0 | 0
PeakG | 0 | 0 | 0 | 0 | 0 | 0
PeakO | 0 | 0 | 0 | 0 | 0 | 0
ST | 0 | 0 | 0 | 0 | 0 | 0
STOG | 0 | 0 | 0 | 0 | 0 | 0
STWD | 0 | 0 | 0 | 0 | 0 | 0
WT | 0 | 0 | 0 | 0 | 0 | 0
IGCC | 0 | 0 | 0 | 0 | 0 | 0
DemandResponse | 0 | 0 | 0 | 0 | 0 | 0
IGCC-CCS | 0 | 0 | 0 | 0 | 0 | 0
WT_off | 0 | 0 | 0 | 0 | 0 | 0
PseudoUnit | 0 | 0 | 0 | 0 | 0 | 0
FixedInterchange | 0 | 0 | 0 | 0 | 0 | 0
Emission Cost by Reporting Type: SPP_S
ReportingType | 2015 | 2020 | 2025 | 2030 | 2035 | 2040
BM | 0 | 0 | 0 | 0 | 0 | 0
CC | 0 | 0 | 0 | 0 | 0 | 0
CSP | 0 | 0 | 0 | 0 | 0 | 0
CT | 0 | 0 | 0 | 0 | 0 | 0
Coal | 0 | 0 | 0 | 0 | 0 | 0
Geo | 0 | 0 | 0 | 0 | 0 | 0
H | 0 | 0 | 0 | 0 | 0 | 0
LFG | 0 | 0 | 0 | 0 | 0 | 0
Nuc | 0 | 0 | 0 | 0 | 0 | 0
PS | 0 | 0 | 0 | 0 | 0 | 0
PV | 0 | 0 | 0 | 0 | 0 | 0
PeakG | 0 | 0 | 0 | 0 | 0 | 0
PeakO | 0 | 0 | 0 | 0 | 0 | 0
ST | 0 | 0 | 0 | 0 | 0 | 0
STOG | 0 | 0 | 0 | 0 | 0 | 0
STWD | 0 | 0 | 0 | 0 | 0 | 0
WT | 0 | 0 | 0 | 0 | 0 | 0
IGCC | 0 | 0 | 0 | 0 | 0 | 0
DemandResponse | 0 | 0 | 0 | 0 | 0 | 0
IGCC-CCS | 0 | 0 | 0 | 0 | 0 | 0
WT_off | 0 | 0 | 0 | 0 | 0 | 0
PseudoUnit | 0 | 0 | 0 | 0 | 0 | 0
FixedInterchange | 0 | 0 | 0 | 0 | 0 | 0
Emission Cost by Reporting Type: TVA
ReportingType | 2015 | 2020 | 2025 | 2030 | 2035 | 2040
BM | 0 | 0 | 0 | 0 | 0 | 0
CC | 0 | 0 | 0 | 0 | 0 | 0
CSP | 0 | 0 | 0 | 0 | 0 | 0
CT | 0 | 0 | 0 | 0 | 0 | 0
Coal | 0 | 0 | 0 | 0 | 0 | 0
Geo | 0 | 0 | 0 | 0 | 0 | 0
H | 0 | 0 | 0 | 0 | 0 | 0
LFG | 0 | 0 | 0 | 0 | 0 | 0
Nuc | 0 | 0 | 0 | 0 | 0 | 0
PS | 0 | 0 | 0 | 0 | 0 | 0
PV | 0 | 0 | 0 | 0 | 0 | 0
PeakG | 0 | 0 | 0 | 0 | 0 | 0
PeakO | 0 | 0 | 0 | 0 | 0 | 0
ST | 0 | 0 | 0 | 0 | 0 | 0
STOG | 0 | 0 | 0 | 0 | 0 | 0
STWD | 0 | 0 | 0 | 0 | 0 | 0
WT | 0 | 0 | 0 | 0 | 0 | 0
IGCC | 0 | 0 | 0 | 0 | 0 | 0
DemandResponse | 0 | 0 | 0 | 0 | 0 | 0
IGCC-CCS | 0 | 0 | 0 | 0 | 0 | 0
WT_off | 0 | 0 | 0 | 0 | 0 | 0
PseudoUnit | 0 | 0 | 0 | 0 | 0 | 0
FixedInterchange | 0 | 0 | 0 | 0 | 0 | 0
Emission Cost by Reporting Type: TVA_Transmission
ReportingType | 2015 | 2020 | 2025 | 2030 | 2035 | 2040
BM | 0 | 0 | 0 | 0 | 0 | 0
CC | 0 | 0 | 0 | 0 | 0 | 0
CSP | 0 | 0 | 0 | 0 | 0 | 0
CT | 0 | 0 | 0 | 0 | 0 | 0
Coal | 0 | 0 | 0 | 0 | 0 | 0
Geo | 0 | 0 | 0 | 0 | 0 | 0
H | 0 | 0 | 0 | 0 | 0 | 0
LFG | 0 | 0 | 0 | 0 | 0 | 0
Nuc | 0 | 0 | 0 | 0 | 0 | 0
PS | 0 | 0 | 0 | 0 | 0 | 0
PV | 0 | 0 | 0 | 0 | 0 | 0
PeakG | 0 | 0 | 0 | 0 | 0 | 0
PeakO | 0 | 0 | 0 | 0 | 0 | 0
ST | 0 | 0 | 0 | 0 | 0 | 0
STOG | 0 | 0 | 0 | 0 | 0 | 0
STWD | 0 | 0 | 0 | 0 | 0 | 0
WT | 0 | 0 | 0 | 0 | 0 | 0
IGCC | 0 | 0 | 0 | 0 | 0 | 0
DemandResponse | 0 | 0 | 0 | 0 | 0 | 0
IGCC-CCS | 0 | 0 | 0 | 0 | 0 | 0
WT_off | 0 | 0 | 0 | 0 | 0 | 0
PseudoUnit | 0 | 0 | 0 | 0 | 0 | 0
FixedInterchange | 0 | 0 | 0 | 0 | 0 | 0
Emission Cost by Reporting Type: VACAR
ReportingType | 2015 | 2020 | 2025 | 2030 | 2035 | 2040
BM | 0 | 0 | 0 | 0 | 0 | 0
CC | 0 | 0 | 0 | 0 | 0 | 0
CSP | 0 | 0 | 0 | 0 | 0 | 0
CT | 0 | 0 | 0 | 0 | 0 | 0
Coal | 0 | 0 | 0 | 0 | 0 | 0
Geo | 0 | 0 | 0 | 0 | 0 | 0
H | 0 | 0 | 0 | 0 | 0 | 0
LFG | 0 | 0 | 0 | 0 | 0 | 0
Nuc | 0 | 0 | 0 | 0 | 0 | 0
PS | 0 | 0 | 0 | 0 | 0 | 0
PV | 0 | 0 | 0 | 0 | 0 | 0
PeakG | 0 | 0 | 0 | 0 | 0 | 0
PeakO | 0 | 0 | 0 | 0 | 0 | 0
ST | 0 | 0 | 0 | 0 | 0 | 0
STOG | 0 | 0 | 0 | 0 | 0 | 0
STWD | 0 | 0 | 0 | 0 | 0 | 0
WT | 0 | 0 | 0 | 0 | 0 | 0
IGCC | 0 | 0 | 0 | 0 | 0 | 0
DemandResponse | 0 | 0 | 0 | 0 | 0 | 0
IGCC-CCS | 0 | 0 | 0 | 0 | 0 | 0
WT_off | 0 | 0 | 0 | 0 | 0 | 0
PseudoUnit | 0 | 0 | 0 | 0 | 0 | 0
FixedInterchange | 0 | 0 | 0 | 0 | 0 | 0
Emission Cost by Reporting Type: IESO
ReportingType | 2015 | 2020 | 2025 | 2030 | 2035 | 2040
BM | 0 | 0 | 0 | 0 | 0 | 0
CC | 0 | 0 | 0 | 0 | 0 | 0
CSP | 0 | 0 | 0 | 0 | 0 | 0
CT | 0 | 0 | 0 | 0 | 0 | 0
Coal | 0 | 0 | 0 | 0 | 0 | 0
Geo | 0 | 0 | 0 | 0 | 0 | 0
H | 0 | 0 | 0 | 0 | 0 | 0
LFG | 0 | 0 | 0 | 0 | 0 | 0
Nuc | 0 | 0 | 0 | 0 | 0 | 0
PS | 0 | 0 | 0 | 0 | 0 | 0
PV | 0 | 0 | 0 | 0 | 0 | 0
PeakG | 0 | 0 | 0 | 0 | 0 | 0
PeakO | 0 | 0 | 0 | 0 | 0 | 0
ST | 0 | 0 | 0 | 0 | 0 | 0
STOG | 0 | 0 | 0 | 0 | 0 | 0
STWD | 0 | 0 | 0 | 0 | 0 | 0
WT | 0 | 0 | 0 | 0 | 0 | 0
IGCC | 0 | 0 | 0 | 0 | 0 | 0
DemandResponse | 0 | 0 | 0 | 0 | 0 | 0
IGCC-CCS | 0 | 0 | 0 | 0 | 0 | 0
WT_off | 0 | 0 | 0 | 0 | 0 | 0
PseudoUnit | 0 | 0 | 0 | 0 | 0 | 0
FixedInterchange | 0 | 0 | 0 | 0 | 0 | 0
Emission Cost by Reporting Type: MAPP_CA
ReportingType | 2015 | 2020 | 2025 | 2030 | 2035 | 2040
BM | 0 | 0 | 0 | 0 | 0 | 0
CC | 0 | 0 | 0 | 0 | 0 | 0
CSP | 0 | 0 | 0 | 0 | 0 | 0
CT | 0 | 0 | 0 | 0 | 0 | 0
Coal | 0 | 0 | 0 | 0 | 0 | 0
Geo | 0 | 0 | 0 | 0 | 0 | 0
H | 0 | 0 | 0 | 0 | 0 | 0
LFG | 0 | 0 | 0 | 0 | 0 | 0
Nuc | 0 | 0 | 0 | 0 | 0 | 0
PS | 0 | 0 | 0 | 0 | 0 | 0
PV | 0 | 0 | 0 | 0 | 0 | 0
PeakG | 0 | 0 | 0 | 0 | 0 | 0
PeakO | 0 | 0 | 0 | 0 | 0 | 0
ST | 0 | 0 | 0 | 0 | 0 | 0
STOG | 0 | 0 | 0 | 0 | 0 | 0
STWD | 0 | 0 | 0 | 0 | 0 | 0
WT | 0 | 0 | 0 | 0 | 0 | 0
IGCC | 0 | 0 | 0 | 0 | 0 | 0
DemandResponse | 0 | 0 | 0 | 0 | 0 | 0
IGCC-CCS | 0 | 0 | 0 | 0 | 0 | 0
WT_off | 0 | 0 | 0 | 0 | 0 | 0
PseudoUnit | 0 | 0 | 0 | 0 | 0 | 0
FixedInterchange | 0 | 0 | 0 | 0 | 0 | 0
Emission Cost by Reporting Type: AZ_NM_SNV_Coal
ReportingType | 2015 | 2020 | 2025 | 2030 | 2035 | 2040
BM | 0 | 0 | 0 | 0 | 0 | 0
CC | 0 | 0 | 0 | 0 | 0 | 0
CSP | 0 | 0 | 0 | 0 | 0 | 0
CT | 0 | 0 | 0 | 0 | 0 | 0
Coal | 0 | 0 | 0 | 0 | 0 | 0
Geo | 0 | 0 | 0 | 0 | 0 | 0
H | 0 | 0 | 0 | 0 | 0 | 0
LFG | 0 | 0 | 0 | 0 | 0 | 0
Nuc | 0 | 0 | 0 | 0 | 0 | 0
PS | 0 | 0 | 0 | 0 | 0 | 0
PV | 0 | 0 | 0 | 0 | 0 | 0
PeakG | 0 | 0 | 0 | 0 | 0 | 0
PeakO | 0 | 0 | 0 | 0 | 0 | 0
ST | 0 | 0 | 0 | 0 | 0 | 0
STOG | 0 | 0 | 0 | 0 | 0 | 0
STWD | 0 | 0 | 0 | 0 | 0 | 0
WT | 0 | 0 | 0 | 0 | 0 | 0
IGCC | 0 | 0 | 0 | 0 | 0 | 0
DemandResponse | 0 | 0 | 0 | 0 | 0 | 0
IGCC-CCS | 0 | 0 | 0 | 0 | 0 | 0
WT_off | 0 | 0 | 0 | 0 | 0 | 0
PseudoUnit | 0 | 0 | 0 | 0 | 0 | 0
FixedInterchange | 0 | 0 | 0 | 0 | 0 | 0
Emission Cost by Reporting Type: AZ_NM_SNV_Gas
ReportingType | 2015 | 2020 | 2025 | 2030 | 2035 | 2040
BM | 0 | 0 | 0 | 0 | 0 | 0
CC | 0 | 0 | 0 | 0 | 0 | 0
CSP | 0 | 0 | 0 | 0 | 0 | 0
CT | 0 | 0 | 0 | 0 | 0 | 0
Coal | 0 | 0 | 0 | 0 | 0 | 0
Geo | 0 | 0 | 0 | 0 | 0 | 0
H | 0 | 0 | 0 | 0 | 0 | 0
LFG | 0 | 0 | 0 | 0 | 0 | 0
Nuc | 0 | 0 | 0 | 0 | 0 | 0
PS | 0 | 0 | 0 | 0 | 0 | 0
PV | 0 | 0 | 0 | 0 | 0 | 0
PeakG | 0 | 0 | 0 | 0 | 0 | 0
PeakO | 0 | 0 | 0 | 0 | 0 | 0
ST | 0 | 0 | 0 | 0 | 0 | 0
STOG | 0 | 0 | 0 | 0 | 0 | 0
STWD | 0 | 0 | 0 | 0 | 0 | 0
WT | 0 | 0 | 0 | 0 | 0 | 0
IGCC | 0 | 0 | 0 | 0 | 0 | 0
DemandResponse | 0 | 0 | 0 | 0 | 0 | 0
IGCC-CCS | 0 | 0 | 0 | 0 | 0 | 0
WT_off | 0 | 0 | 0 | 0 | 0 | 0
PseudoUnit | 0 | 0 | 0 | 0 | 0 | 0
FixedInterchange | 0 | 0 | 0 | 0 | 0 | 0
Emission Cost by Reporting Type: AZ_NM_SNV_NucRenew
ReportingType | 2015 | 2020 | 2025 | 2030 | 2035 | 2040
BM | 0 | 0 | 0 | 0 | 0 | 0
CC | 0 | 0 | 0 | 0 | 0 | 0
CSP | 0 | 0 | 0 | 0 | 0 | 0
CT | 0 | 0 | 0 | 0 | 0 | 0
Coal | 0 | 0 | 0 | 0 | 0 | 0
Geo | 0 | 0 | 0 | 0 | 0 | 0
H | 0 | 0 | 0 | 0 | 0 | 0
LFG | 0 | 0 | 0 | 0 | 0 | 0
Nuc | 0 | 0 | 0 | 0 | 0 | 0
PS | 0 | 0 | 0 | 0 | 0 | 0
PV | 0 | 0 | 0 | 0 | 0 | 0
PeakG | 0 | 0 | 0 | 0 | 0 | 0
PeakO | 0 | 0 | 0 | 0 | 0 | 0
ST | 0 | 0 | 0 | 0 | 0 | 0
STOG | 0 | 0 | 0 | 0 | 0 | 0
STWD | 0 | 0 | 0 | 0 | 0 | 0
WT | 0 | 0 | 0 | 0 | 0 | 0
IGCC | 0 | 0 | 0 | 0 | 0 | 0
DemandResponse | 0 | 0 | 0 | 0 | 0 | 0
IGCC-CCS | 0 | 0 | 0 | 0 | 0 | 0
WT_off | 0 | 0 | 0 | 0 | 0 | 0
PseudoUnit | 0 | 0 | 0 | 0 | 0 | 0
FixedInterchange | 0 | 0 | 0 | 0 | 0 | 0
Emission Cost by Reporting Type: ERCOT
ReportingType | 2015 | 2020 | 2025 | 2030 | 2035 | 2040
BM | 0 | 0 | 0 | 0 | 0 | 0
CC | 0 | 0 | 0 | 0 | 0 | 0
CSP | 0 | 0 | 0 | 0 | 0 | 0
CT | 0 | 0 | 0 | 0 | 0 | 0
Coal | 0 | 0 | 0 | 0 | 0 | 0
Geo | 0 | 0 | 0 | 0 | 0 | 0
H | 0 | 0 | 0 | 0 | 0 | 0
LFG | 0 | 0 | 0 | 0 | 0 | 0
Nuc | 0 | 0 | 0 | 0 | 0 | 0
PS | 0 | 0 | 0 | 0 | 0 | 0
PV | 0 | 0 | 0 | 0 | 0 | 0
PeakG | 0 | 0 | 0 | 0 | 0 | 0
PeakO | 0 | 0 | 0 | 0 | 0 | 0
ST | 0 | 0 | 0 | 0 | 0 | 0
STOG | 0 | 0 | 0 | 0 | 0 | 0
STWD | 0 | 0 | 0 | 0 | 0 | 0
WT | 0 | 0 | 0 | 0 | 0 | 0
IGCC | 0 | 0 | 0 | 0 | 0 | 0
DemandResponse | 0 | 0 | 0 | 0 | 0 | 0
IGCC-CCS | 0 | 0 | 0 | 0 | 0 | 0
WT_off | 0 | 0 | 0 | 0 | 0 | 0
PseudoUnit | 0 | 0 | 0 | 0 | 0 | 0
FixedInterchange | 0 | 0 | 0 | 0 | 0 | 0
Emission Cost by Reporting Type: NP15
ReportingType | 2015 | 2020 | 2025 | 2030 | 2035 | 2040
BM | 0 | 0 | 0 | 0 | 0 | 0
CC | 0 | 0 | 0 | 0 | 0 | 0
CSP | 0 | 0 | 0 | 0 | 0 | 0
CT | 0 | 0 | 0 | 0 | 0 | 0
Coal | 0 | 0 | 0 | 0 | 0 | 0
Geo | 0 | 0 | 0 | 0 | 0 | 0
H | 0 | 0 | 0 | 0 | 0 | 0
LFG | 0 | 0 | 0 | 0 | 0 | 0
Nuc | 0 | 0 | 0 | 0 | 0 | 0
PS | 0 | 0 | 0 | 0 | 0 | 0
PV | 0 | 0 | 0 | 0 | 0 | 0
PeakG | 0 | 0 | 0 | 0 | 0 | 0
PeakO | 0 | 0 | 0 | 0 | 0 | 0
ST | 0 | 0 | 0 | 0 | 0 | 0
STOG | 0 | 0 | 0 | 0 | 0 | 0
STWD | 0 | 0 | 0 | 0 | 0 | 0
WT | 0 | 0 | 0 | 0 | 0 | 0
IGCC | 0 | 0 | 0 | 0 | 0 | 0
DemandResponse | 0 | 0 | 0 | 0 | 0 | 0
IGCC-CCS | 0 | 0 | 0 | 0 | 0 | 0
WT_off | 0 | 0 | 0 | 0 | 0 | 0
PseudoUnit | 0 | 0 | 0 | 0 | 0 | 0
FixedInterchange | 0 | 0 | 0 | 0 | 0 | 0
Emission Cost by Reporting Type: NWPP_Coal
ReportingType | 2015 | 2020 | 2025 | 2030 | 2035 | 2040
BM | 0 | 0 | 0 | 0 | 0 | 0
CC | 0 | 0 | 0 | 0 | 0 | 0
CSP | 0 | 0 | 0 | 0 | 0 | 0
CT | 0 | 0 | 0 | 0 | 0 | 0
Coal | 0 | 0 | 0 | 0 | 0 | 0
Geo | 0 | 0 | 0 | 0 | 0 | 0
H | 0 | 0 | 0 | 0 | 0 | 0
LFG | 0 | 0 | 0 | 0 | 0 | 0
Nuc | 0 | 0 | 0 | 0 | 0 | 0
PS | 0 | 0 | 0 | 0 | 0 | 0
PV | 0 | 0 | 0 | 0 | 0 | 0
PeakG | 0 | 0 | 0 | 0 | 0 | 0
PeakO | 0 | 0 | 0 | 0 | 0 | 0
ST | 0 | 0 | 0 | 0 | 0 | 0
STOG | 0 | 0 | 0 | 0 | 0 | 0
STWD | 0 | 0 | 0 | 0 | 0 | 0
WT | 0 | 0 | 0 | 0 | 0 | 0
IGCC | 0 | 0 | 0 | 0 | 0 | 0
DemandResponse | 0 | 0 | 0 | 0 | 0 | 0
IGCC-CCS | 0 | 0 | 0 | 0 | 0 | 0
WT_off | 0 | 0 | 0 | 0 | 0 | 0
PseudoUnit | 0 | 0 | 0 | 0 | 0 | 0
FixedInterchange | 0 | 0 | 0 | 0 | 0 | 0
Emission Cost by Reporting Type: NWPP_Gas
ReportingType | 2015 | 2020 | 2025 | 2030 | 2035 | 2040
BM | 0 | 0 | 0 | 0 | 0 | 0
CC | 0 | 0 | 0 | 0 | 0 | 0
CSP | 0 | 0 | 0 | 0 | 0 | 0
CT | 0 | 0 | 0 | 0 | 0 | 0
Coal | 0 | 0 | 0 | 0 | 0 | 0
Geo | 0 | 0 | 0 | 0 | 0 | 0
H | 0 | 0 | 0 | 0 | 0 | 0
LFG | 0 | 0 | 0 | 0 | 0 | 0
Nuc | 0 | 0 | 0 | 0 | 0 | 0
PS | 0 | 0 | 0 | 0 | 0 | 0
PV | 0 | 0 | 0 | 0 | 0 | 0
PeakG | 0 | 0 | 0 | 0 | 0 | 0
PeakO | 0 | 0 | 0 | 0 | 0 | 0
ST | 0 | 0 | 0 | 0 | 0 | 0
STOG | 0 | 0 | 0 | 0 | 0 | 0
STWD | 0 | 0 | 0 | 0 | 0 | 0
WT | 0 | 0 | 0 | 0 | 0 | 0
IGCC | 0 | 0 | 0 | 0 | 0 | 0
DemandResponse | 0 | 0 | 0 | 0 | 0 | 0
IGCC-CCS | 0 | 0 | 0 | 0 | 0 | 0
WT_off | 0 | 0 | 0 | 0 | 0 | 0
PseudoUnit | 0 | 0 | 0 | 0 | 0 | 0
FixedInterchange | 0 | 0 | 0 | 0 | 0 | 0
Emission Cost by Reporting Type: NWPP_NucRenew
ReportingType | 2015 | 2020 | 2025 | 2030 | 2035 | 2040
BM | 0 | 0 | 0 | 0 | 0 | 0
CC | 0 | 0 | 0 | 0 | 0 | 0
CSP | 0 | 0 | 0 | 0 | 0 | 0
CT | 0 | 0 | 0 | 0 | 0 | 0
Coal | 0 | 0 | 0 | 0 | 0 | 0
Geo | 0 | 0 | 0 | 0 | 0 | 0
H | 0 | 0 | 0 | 0 | 0 | 0
LFG | 0 | 0 | 0 | 0 | 0 | 0
Nuc | 0 | 0 | 0 | 0 | 0 | 0
PS | 0 | 0 | 0 | 0 | 0 | 0
PV | 0 | 0 | 0 | 0 | 0 | 0
PeakG | 0 | 0 | 0 | 0 | 0 | 0
PeakO | 0 | 0 | 0 | 0 | 0 | 0
ST | 0 | 0 | 0 | 0 | 0 | 0
STOG | 0 | 0 | 0 | 0 | 0 | 0
STWD | 0 | 0 | 0 | 0 | 0 | 0
WT | 0 | 0 | 0 | 0 | 0 | 0
IGCC | 0 | 0 | 0 | 0 | 0 | 0
DemandResponse | 0 | 0 | 0 | 0 | 0 | 0
IGCC-CCS | 0 | 0 | 0 | 0 | 0 | 0
WT_off | 0 | 0 | 0 | 0 | 0 | 0
PseudoUnit | 0 | 0 | 0 | 0 | 0 | 0
FixedInterchange | 0 | 0 | 0 | 0 | 0 | 0
Emission Cost by Reporting Type: RMPA
ReportingType | 2015 | 2020 | 2025 | 2030 | 2035 | 2040
BM | 0 | 0 | 0 | 0 | 0 | 0
CC | 0 | 0 | 0 | 0 | 0 | 0
CSP | 0 | 0 | 0 | 0 | 0 | 0
CT | 0 | 0 | 0 | 0 | 0 | 0
Coal | 0 | 0 | 0 | 0 | 0 | 0
Geo | 0 | 0 | 0 | 0 | 0 | 0
H | 0 | 0 | 0 | 0 | 0 | 0
LFG | 0 | 0 | 0 | 0 | 0 | 0
Nuc | 0 | 0 | 0 | 0 | 0 | 0
PS | 0 | 0 | 0 | 0 | 0 | 0
PV | 0 | 0 | 0 | 0 | 0 | 0
PeakG | 0 | 0 | 0 | 0 | 0 | 0
PeakO | 0 | 0 | 0 | 0 | 0 | 0
ST | 0 | 0 | 0 | 0 | 0 | 0
STOG | 0 | 0 | 0 | 0 | 0 | 0
STWD | 0 | 0 | 0 | 0 | 0 | 0
WT | 0 | 0 | 0 | 0 | 0 | 0
IGCC | 0 | 0 | 0 | 0 | 0 | 0
DemandResponse | 0 | 0 | 0 | 0 | 0 | 0
IGCC-CCS | 0 | 0 | 0 | 0 | 0 | 0
WT_off | 0 | 0 | 0 | 0 | 0 | 0
PseudoUnit | 0 | 0 | 0 | 0 | 0 | 0
FixedInterchange | 0 | 0 | 0 | 0 | 0 | 0
Emission Cost by Reporting Type: SP15
ReportingType | 2015 | 2020 | 2025 | 2030 | 2035 | 2040
BM | 0 | 0 | 0 | 0 | 0 | 0
CC | 0 | 0 | 0 | 0 | 0 | 0
CSP | 0 | 0 | 0 | 0 | 0 | 0
CT | 0 | 0 | 0 | 0 | 0 | 0
Coal | 0 | 0 | 0 | 0 | 0 | 0
Geo | 0 | 0 | 0 | 0 | 0 | 0
H | 0 | 0 | 0 | 0 | 0 | 0
LFG | 0 | 0 | 0 | 0 | 0 | 0
Nuc | 0 | 0 | 0 | 0 | 0 | 0
PS | 0 | 0 | 0 | 0 | 0 | 0
PV | 0 | 0 | 0 | 0 | 0 | 0
PeakG | 0 | 0 | 0 | 0 | 0 | 0
PeakO | 0 | 0 | 0 | 0 | 0 | 0
ST | 0 | 0 | 0 | 0 | 0 | 0
STOG | 0 | 0 | 0 | 0 | 0 | 0
STWD | 0 | 0 | 0 | 0 | 0 | 0
WT | 0 | 0 | 0 | 0 | 0 | 0
IGCC | 0 | 0 | 0 | 0 | 0 | 0
DemandResponse | 0 | 0 | 0 | 0 | 0 | 0
IGCC-CCS | 0 | 0 | 0 | 0 | 0 | 0
WT_off | 0 | 0 | 0 | 0 | 0 | 0
PseudoUnit | 0 | 0 | 0 | 0 | 0 | 0
FixedInterchange | 0 | 0 | 0 | 0 | 0 | 0
Emission Cost by Reporting Type: ALB
ReportingType | 2015 | 2020 | 2025 | 2030 | 2035 | 2040
BM | 0 | 0 | 0 | 0 | 0 | 0
CC | 0 | 0 | 0 | 0 | 0 | 0
CSP | 0 | 0 | 0 | 0 | 0 | 0
CT | 0 | 0 | 0 | 0 | 0 | 0
Coal | 0 | 0 | 0 | 0 | 0 | 0
Geo | 0 | 0 | 0 | 0 | 0 | 0
H | 0 | 0 | 0 | 0 | 0 | 0
LFG | 0 | 0 | 0 | 0 | 0 | 0
Nuc | 0 | 0 | 0 | 0 | 0 | 0
PS | 0 | 0 | 0 | 0 | 0 | 0
PV | 0 | 0 | 0 | 0 | 0 | 0
PeakG | 0 | 0 | 0 | 0 | 0 | 0
PeakO | 0 | 0 | 0 | 0 | 0 | 0
ST | 0 | 0 | 0 | 0 | 0 | 0
STOG | 0 | 0 | 0 | 0 | 0 | 0
STWD | 0 | 0 | 0 | 0 | 0 | 0
WT | 0 | 0 | 0 | 0 | 0 | 0
IGCC | 0 | 0 | 0 | 0 | 0 | 0
DemandResponse | 0 | 0 | 0 | 0 | 0 | 0
IGCC-CCS | 0 | 0 | 0 | 0 | 0 | 0
WT_off | 0 | 0 | 0 | 0 | 0 | 0
PseudoUnit | 0 | 0 | 0 | 0 | 0 | 0
FixedInterchange | 0 | 0 | 0 | 0 | 0 | 0
Emission Cost by Reporting Type: BC
ReportingType | 2015 | 2020 | 2025 | 2030 | 2035 | 2040
BM | 0 | 0 | 0 | 0 | 0 | 0
CC | 0 | 0 | 0 | 0 | 0 | 0
CSP | 0 | 0 | 0 | 0 | 0 | 0
CT | 0 | 0 | 0 | 0 | 0 | 0
Coal | 0 | 0 | 0 | 0 | 0 | 0
Geo | 0 | 0 | 0 | 0 | 0 | 0
H | 0 | 0 | 0 | 0 | 0 | 0
LFG | 0 | 0 | 0 | 0 | 0 | 0
Nuc | 0 | 0 | 0 | 0 | 0 | 0
PS | 0 | 0 | 0 | 0 | 0 | 0
PV | 0 | 0 | 0 | 0 | 0 | 0
PeakG | 0 | 0 | 0 | 0 | 0 | 0
PeakO | 0 | 0 | 0 | 0 | 0 | 0
ST | 0 | 0 | 0 | 0 | 0 | 0
STOG | 0 | 0 | 0 | 0 | 0 | 0
STWD | 0 | 0 | 0 | 0 | 0 | 0
WT | 0 | 0 | 0 | 0 | 0 | 0
IGCC | 0 | 0 | 0 | 0 | 0 | 0
DemandResponse | 0 | 0 | 0 | 0 | 0 | 0
IGCC-CCS | 0 | 0 | 0 | 0 | 0 | 0
WT_off | 0 | 0 | 0 | 0 | 0 | 0
PseudoUnit | 0 | 0 | 0 | 0 | 0 | 0
FixedInterchange | 0 | 0 | 0 | 0 | 0 | 0
Emission Cost by Reporting Type: HQ_IESO
ReportingType | 2015 | 2020 | 2025 | 2030 | 2035 | 2040
BM | 0 | 0 | 0 | 0 | 0 | 0
CC | 0 | 0 | 0 | 0 | 0 | 0
CSP | 0 | 0 | 0 | 0 | 0 | 0
CT | 0 | 0 | 0 | 0 | 0 | 0
Coal | 0 | 0 | 0 | 0 | 0 | 0
Geo | 0 | 0 | 0 | 0 | 0 | 0
H | 0 | 0 | 0 | 0 | 0 | 0
LFG | 0 | 0 | 0 | 0 | 0 | 0
Nuc | 0 | 0 | 0 | 0 | 0 | 0
PS | 0 | 0 | 0 | 0 | 0 | 0
PV | 0 | 0 | 0 | 0 | 0 | 0
PeakG | 0 | 0 | 0 | 0 | 0 | 0
PeakO | 0 | 0 | 0 | 0 | 0 | 0
ST | 0 | 0 | 0 | 0 | 0 | 0
STOG | 0 | 0 | 0 | 0 | 0 | 0
STWD | 0 | 0 | 0 | 0 | 0 | 0
WT | 0 | 0 | 0 | 0 | 0 | 0
IGCC | 0 | 0 | 0 | 0 | 0 | 0
DemandResponse | 0 | 0 | 0 | 0 | 0 | 0
IGCC-CCS | 0 | 0 | 0 | 0 | 0 | 0
WT_off | 0 | 0 | 0 | 0 | 0 | 0
PseudoUnit | 0 | 0 | 0 | 0 | 0 | 0
FixedInterchange | 0 | 0 | 0 | 0 | 0 | 0
Emission Cost by Reporting Type: HQ_NEISO
ReportingType | 2015 | 2020 | 2025 | 2030 | 2035 | 2040
BM | 0 | 0 | 0 | 0 | 0 | 0
CC | 0 | 0 | 0 | 0 | 0 | 0
CSP | 0 | 0 | 0 | 0 | 0 | 0
CT | 0 | 0 | 0 | 0 | 0 | 0
Coal | 0 | 0 | 0 | 0 | 0 | 0
Geo | 0 | 0 | 0 | 0 | 0 | 0
H | 0 | 0 | 0 | 0 | 0 | 0
LFG | 0 | 0 | 0 | 0 | 0 | 0
Nuc | 0 | 0 | 0 | 0 | 0 | 0
PS | 0 | 0 | 0 | 0 | 0 | 0
PV | 0 | 0 | 0 | 0 | 0 | 0
PeakG | 0 | 0 | 0 | 0 | 0 | 0
PeakO | 0 | 0 | 0 | 0 | 0 | 0
ST | 0 | 0 | 0 | 0 | 0 | 0
STOG | 0 | 0 | 0 | 0 | 0 | 0
STWD | 0 | 0 | 0 | 0 | 0 | 0
WT | 0 | 0 | 0 | 0 | 0 | 0
IGCC | 0 | 0 | 0 | 0 | 0 | 0
DemandResponse | 0 | 0 | 0 | 0 | 0 | 0
IGCC-CCS | 0 | 0 | 0 | 0 | 0 | 0
WT_off | 0 | 0 | 0 | 0 | 0 | 0
PseudoUnit | 0 | 0 | 0 | 0 | 0 | 0
FixedInterchange | 0 | 0 | 0 | 0 | 0 | 0
Emission Cost by Reporting Type: HQ_NY
ReportingType | 2015 | 2020 | 2025 | 2030 | 2035 | 2040
BM | 0 | 0 | 0 | 0 | 0 | 0
CC | 0 | 0 | 0 | 0 | 0 | 0
CSP | 0 | 0 | 0 | 0 | 0 | 0
CT | 0 | 0 | 0 | 0 | 0 | 0
Coal | 0 | 0 | 0 | 0 | 0 | 0
Geo | 0 | 0 | 0 | 0 | 0 | 0
H | 0 | 0 | 0 | 0 | 0 | 0
LFG | 0 | 0 | 0 | 0 | 0 | 0
Nuc | 0 | 0 | 0 | 0 | 0 | 0
PS | 0 | 0 | 0 | 0 | 0 | 0
PV | 0 | 0 | 0 | 0 | 0 | 0
PeakG | 0 | 0 | 0 | 0 | 0 | 0
PeakO | 0 | 0 | 0 | 0 | 0 | 0
ST | 0 | 0 | 0 | 0 | 0 | 0
STOG | 0 | 0 | 0 | 0 | 0 | 0
STWD | 0 | 0 | 0 | 0 | 0 | 0
WT | 0 | 0 | 0 | 0 | 0 | 0
IGCC | 0 | 0 | 0 | 0 | 0 | 0
DemandResponse | 0 | 0 | 0 | 0 | 0 | 0
IGCC-CCS | 0 | 0 | 0 | 0 | 0 | 0
WT_off | 0 | 0 | 0 | 0 | 0 | 0
PseudoUnit | 0 | 0 | 0 | 0 | 0 | 0
FixedInterchange | 0 | 0 | 0 | 0 | 0 | 0
Emission Cost by Reporting Type: MARITIMES
ReportingType | 2015 | 2020 | 2025 | 2030 | 2035 | 2040
BM | 0 | 0 | 0 | 0 | 0 | 0
CC | 0 | 0 | 0 | 0 | 0 | 0
CSP | 0 | 0 | 0 | 0 | 0 | 0
CT | 0 | 0 | 0 | 0 | 0 | 0
Coal | 0 | 0 | 0 | 0 | 0 | 0
Geo | 0 | 0 | 0 | 0 | 0 | 0
H | 0 | 0 | 0 | 0 | 0 | 0
LFG | 0 | 0 | 0 | 0 | 0 | 0
Nuc | 0 | 0 | 0 | 0 | 0 | 0
PS | 0 | 0 | 0 | 0 | 0 | 0
PV | 0 | 0 | 0 | 0 | 0 | 0
PeakG | 0 | 0 | 0 | 0 | 0 | 0
PeakO | 0 | 0 | 0 | 0 | 0 | 0
ST | 0 | 0 | 0 | 0 | 0 | 0
STOG | 0 | 0 | 0 | 0 | 0 | 0
STWD | 0 | 0 | 0 | 0 | 0 | 0
WT | 0 | 0 | 0 | 0 | 0 | 0
IGCC | 0 | 0 | 0 | 0 | 0 | 0
DemandResponse | 0 | 0 | 0 | 0 | 0 | 0
IGCC-CCS | 0 | 0 | 0 | 0 | 0 | 0
WT_off | 0 | 0 | 0 | 0 | 0 | 0
PseudoUnit | 0 | 0 | 0 | 0 | 0 | 0
FixedInterchange | 0 | 0 | 0 | 0 | 0 | 0
Emission Cost by Reporting Type: All
ReportingType | 2015 | 2020 | 2025 | 2030 | 2035 | 2040
BM | 0 | 0 | 0 | 0 | 0 | 0
CC | 0 | 0 | 0 | 0 | 0 | 0
CSP | 0 | 0 | 0 | 0 | 0 | 0
CT | 0 | 0 | 0 | 0 | 0 | 0
Coal | 0 | 0 | 0 | 0 | 0 | 0
Geo | 0 | 0 | 0 | 0 | 0 | 0
H | 0 | 0 | 0 | 0 | 0 | 0
LFG | 0 | 0 | 0 | 0 | 0 | 0
Nuc | 0 | 0 | 0 | 0 | 0 | 0
PS | 0 | 0 | 0 | 0 | 0 | 0
PV | 0 | 0 | 0 | 0 | 0 | 0
PeakG | 0 | 0 | 0 | 0 | 0 | 0
PeakO | 0 | 0 | 0 | 0 | 0 | 0
ST | 0 | 0 | 0 | 0 | 0 | 0
STOG | 0 | 0 | 0 | 0 | 0 | 0
STWD | 0 | 0 | 0 | 0 | 0 | 0
WT | 0 | 0 | 0 | 0 | 0 | 0
IGCC | 0 | 0 | 0 | 0 | 0 | 0
DemandResponse | 0 | 0 | 0 | 0 | 0 | 0
IGCC-CCS | 0 | 0 | 0 | 0 | 0 | 0
WT_off | 0 | 0 | 0 | 0 | 0 | 0
PseudoUnit | 0 | 0 | 0 | 0 | 0 | 0
FixedInterchange | 0 | 0 | 0 | 0 | 0 | 0
Emission Cost by Reporting Type: EI_US
ReportingType | 2015 | 2020 | 2025 | 2030 | 2035 | 2040
BM | 0 | 0 | 0 | 0 | 0 | 0
CC | 0 | 0 | 0 | 0 | 0 | 0
CSP | 0 | 0 | 0 | 0 | 0 | 0
CT | 0 | 0 | 0 | 0 | 0 | 0
Coal | 0 | 0 | 0 | 0 | 0 | 0
Geo | 0 | 0 | 0 | 0 | 0 | 0
H | 0 | 0 | 0 | 0 | 0 | 0
LFG | 0 | 0 | 0 | 0 | 0 | 0
Nuc | 0 | 0 | 0 | 0 | 0 | 0
PS | 0 | 0 | 0 | 0 | 0 | 0
PV | 0 | 0 | 0 | 0 | 0 | 0
PeakG | 0 | 0 | 0 | 0 | 0 | 0
PeakO | 0 | 0 | 0 | 0 | 0 | 0
ST | 0 | 0 | 0 | 0 | 0 | 0
STOG | 0 | 0 | 0 | 0 | 0 | 0
STWD | 0 | 0 | 0 | 0 | 0 | 0
WT | 0 | 0 | 0 | 0 | 0 | 0
IGCC | 0 | 0 | 0 | 0 | 0 | 0
DemandResponse | 0 | 0 | 0 | 0 | 0 | 0
IGCC-CCS | 0 | 0 | 0 | 0 | 0 | 0
WT_off | 0 | 0 | 0 | 0 | 0 | 0
PseudoUnit | 0 | 0 | 0 | 0 | 0 | 0
FixedInterchange | 0 | 0 | 0 | 0 | 0 | 0
Emission Cost by Reporting Type: EI_Canada
ReportingType | 2015 | 2020 | 2025 | 2030 | 2035 | 2040
BM | 0 | 0 | 0 | 0 | 0 | 0
CC | 0 | 0 | 0 | 0 | 0 | 0
CSP | 0 | 0 | 0 | 0 | 0 | 0
CT | 0 | 0 | 0 | 0 | 0 | 0
Coal | 0 | 0 | 0 | 0 | 0 | 0
Geo | 0 | 0 | 0 | 0 | 0 | 0
H | 0 | 0 | 0 | 0 | 0 | 0
LFG | 0 | 0 | 0 | 0 | 0 | 0
Nuc | 0 | 0 | 0 | 0 | 0 | 0
PS | 0 | 0 | 0 | 0 | 0 | 0
PV | 0 | 0 | 0 | 0 | 0 | 0
PeakG | 0 | 0 | 0 | 0 | 0 | 0
PeakO | 0 | 0 | 0 | 0 | 0 | 0
ST | 0 | 0 | 0 | 0 | 0 | 0
STOG | 0 | 0 | 0 | 0 | 0 | 0
STWD | 0 | 0 | 0 | 0 | 0 | 0
WT | 0 | 0 | 0 | 0 | 0 | 0
IGCC | 0 | 0 | 0 | 0 | 0 | 0
DemandResponse | 0 | 0 | 0 | 0 | 0 | 0
IGCC-CCS | 0 | 0 | 0 | 0 | 0 | 0
WT_off | 0 | 0 | 0 | 0 | 0 | 0
PseudoUnit | 0 | 0 | 0 | 0 | 0 | 0
FixedInterchange | 0 | 0 | 0 | 0 | 0 | 0
Emission Cost by Reporting Type: EI
ReportingType | 2015 | 2020 | 2025 | 2030 | 2035 | 2040
BM | 0 | 0 | 0 | 0 | 0 | 0
CC | 0 | 0 | 0 | 0 | 0 | 0
CSP | 0 | 0 | 0 | 0 | 0 | 0
CT | 0 | 0 | 0 | 0 | 0 | 0
Coal | 0 | 0 | 0 | 0 | 0 | 0
Geo | 0 | 0 | 0 | 0 | 0 | 0
H | 0 | 0 | 0 | 0 | 0 | 0
LFG | 0 | 0 | 0 | 0 | 0 | 0
Nuc | 0 | 0 | 0 | 0 | 0 | 0
PS | 0 | 0 | 0 | 0 | 0 | 0
PV | 0 | 0 | 0 | 0 | 0 | 0
PeakG | 0 | 0 | 0 | 0 | 0 | 0
PeakO | 0 | 0 | 0 | 0 | 0 | 0
ST | 0 | 0 | 0 | 0 | 0 | 0
STOG | 0 | 0 | 0 | 0 | 0 | 0
STWD | 0 | 0 | 0 | 0 | 0 | 0
WT | 0 | 0 | 0 | 0 | 0 | 0
IGCC | 0 | 0 | 0 | 0 | 0 | 0
DemandResponse | 0 | 0 | 0 | 0 | 0 | 0
IGCC-CCS | 0 | 0 | 0 | 0 | 0 | 0
WT_off | 0 | 0 | 0 | 0 | 0 | 0
PseudoUnit | 0 | 0 | 0 | 0 | 0 | 0
FixedInterchange | 0 | 0 | 0 | 0 | 0 | 0
Emission Cost by Reporting Type: Outside_EI
ReportingType | 2015 | 2020 | 2025 | 2030 | 2035 | 2040
BM | 0 | 0 | 0 | 0 | 0 | 0
CC | 0 | 0 | 0 | 0 | 0 | 0
CSP | 0 | 0 | 0 | 0 | 0 | 0
CT | 0 | 0 | 0 | 0 | 0 | 0
Coal | 0 | 0 | 0 | 0 | 0 | 0
Geo | 0 | 0 | 0 | 0 | 0 | 0
H | 0 | 0 | 0 | 0 | 0 | 0
LFG | 0 | 0 | 0 | 0 | 0 | 0
Nuc | 0 | 0 | 0 | 0 | 0 | 0
PS | 0 | 0 | 0 | 0 | 0 | 0
PV | 0 | 0 | 0 | 0 | 0 | 0
PeakG | 0 | 0 | 0 | 0 | 0 | 0
PeakO | 0 | 0 | 0 | 0 | 0 | 0
ST | 0 | 0 | 0 | 0 | 0 | 0
STOG | 0 | 0 | 0 | 0 | 0 | 0
STWD | 0 | 0 | 0 | 0 | 0 | 0
WT | 0 | 0 | 0 | 0 | 0 | 0
IGCC | 0 | 0 | 0 | 0 | 0 | 0
DemandResponse | 0 | 0 | 0 | 0 | 0 | 0
IGCC-CCS | 0 | 0 | 0 | 0 | 0 | 0
WT_off | 0 | 0 | 0 | 0 | 0 | 0
PseudoUnit | 0 | 0 | 0 | 0 | 0 | 0
FixedInterchange | 0 | 0 | 0 | 0 | 0 | 0
==== Emission Program: CAMR : (Hg) ====
Emission Cost by Reporting Type: Entergy
ReportingType | 2015 | 2020 | 2025 | 2030 | 2035 | 2040
BM | 0 | 0 | 0 | 0 | 0 | 0
CC | 0 | 0 | 0 | 0 | 0 | 0
CSP | 0 | 0 | 0 | 0 | 0 | 0
CT | 0 | 0 | 0 | 0 | 0 | 0
Coal | 0 | 0 | 0 | 0 | 0 | 0
Geo | 0 | 0 | 0 | 0 | 0 | 0
H | 0 | 0 | 0 | 0 | 0 | 0
LFG | 0 | 0 | 0 | 0 | 0 | 0
Nuc | 0 | 0 | 0 | 0 | 0 | 0
PS | 0 | 0 | 0 | 0 | 0 | 0
PV | 0 | 0 | 0 | 0 | 0 | 0
PeakG | 0 | 0 | 0 | 0 | 0 | 0
PeakO | 0 | 0 | 0 | 0 | 0 | 0
ST | 0 | 0 | 0 | 0 | 0 | 0
STOG | 0 | 0 | 0 | 0 | 0 | 0
STWD | 0 | 0 | 0 | 0 | 0 | 0
WT | 0 | 0 | 0 | 0 | 0 | 0
IGCC | 0 | 0 | 0 | 0 | 0 | 0
DemandResponse | 0 | 0 | 0 | 0 | 0 | 0
IGCC-CCS | 0 | 0 | 0 | 0 | 0 | 0
WT_off | 0 | 0 | 0 | 0 | 0 | 0
PseudoUnit | 0 | 0 | 0 | 0 | 0 | 0
FixedInterchange | 0 | 0 | 0 | 0 | 0 | 0
Emission Cost by Reporting Type: FRCC
ReportingType | 2015 | 2020 | 2025 | 2030 | 2035 | 2040
BM | 0 | 0 | 0 | 0 | 0 | 0
CC | 0 | 0 | 0 | 0 | 0 | 0
CSP | 0 | 0 | 0 | 0 | 0 | 0
CT | 0 | 0 | 0 | 0 | 0 | 0
Coal | 0 | 0 | 0 | 0 | 0 | 0
Geo | 0 | 0 | 0 | 0 | 0 | 0
H | 0 | 0 | 0 | 0 | 0 | 0
LFG | 0 | 0 | 0 | 0 | 0 | 0
Nuc | 0 | 0 | 0 | 0 | 0 | 0
PS | 0 | 0 | 0 | 0 | 0 | 0
PV | 0 | 0 | 0 | 0 | 0 | 0
PeakG | 0 | 0 | 0 | 0 | 0 | 0
PeakO | 0 | 0 | 0 | 0 | 0 | 0
ST | 0 | 0 | 0 | 0 | 0 | 0
STOG | 0 | 0 | 0 | 0 | 0 | 0
STWD | 0 | 0 | 0 | 0 | 0 | 0
WT | 0 | 0 | 0 | 0 | 0 | 0
IGCC | 0 | 0 | 0 | 0 | 0 | 0
DemandResponse | 0 | 0 | 0 | 0 | 0 | 0
IGCC-CCS | 0 | 0 | 0 | 0 | 0 | 0
WT_off | 0 | 0 | 0 | 0 | 0 | 0
PseudoUnit | 0 | 0 | 0 | 0 | 0 | 0
FixedInterchange | 0 | 0 | 0 | 0 | 0 | 0
Emission Cost by Reporting Type: MAPP_US
ReportingType | 2015 | 2020 | 2025 | 2030 | 2035 | 2040
BM | 0 | 0 | 0 | 0 | 0 | 0
CC | 0 | 0 | 0 | 0 | 0 | 0
CSP | 0 | 0 | 0 | 0 | 0 | 0
CT | 0 | 0 | 0 | 0 | 0 | 0
Coal | 0 | 0 | 0 | 0 | 0 | 0
Geo | 0 | 0 | 0 | 0 | 0 | 0
H | 0 | 0 | 0 | 0 | 0 | 0
LFG | 0 | 0 | 0 | 0 | 0 | 0
Nuc | 0 | 0 | 0 | 0 | 0 | 0
PS | 0 | 0 | 0 | 0 | 0 | 0
PV | 0 | 0 | 0 | 0 | 0 | 0
PeakG | 0 | 0 | 0 | 0 | 0 | 0
PeakO | 0 | 0 | 0 | 0 | 0 | 0
ST | 0 | 0 | 0 | 0 | 0 | 0
STOG | 0 | 0 | 0 | 0 | 0 | 0
STWD | 0 | 0 | 0 | 0 | 0 | 0
WT | 0 | 0 | 0 | 0 | 0 | 0
IGCC | 0 | 0 | 0 | 0 | 0 | 0
DemandResponse | 0 | 0 | 0 | 0 | 0 | 0
IGCC-CCS | 0 | 0 | 0 | 0 | 0 | 0
WT_off | 0 | 0 | 0 | 0 | 0 | 0
PseudoUnit | 0 | 0 | 0 | 0 | 0 | 0
FixedInterchange | 0 | 0 | 0 | 0 | 0 | 0
Emission Cost by Reporting Type: MISO_IN
ReportingType | 2015 | 2020 | 2025 | 2030 | 2035 | 2040
BM | 0 | 0 | 0 | 0 | 0 | 0
CC | 0 | 0 | 0 | 0 | 0 | 0
CSP | 0 | 0 | 0 | 0 | 0 | 0
CT | 0 | 0 | 0 | 0 | 0 | 0
Coal | 0 | 0 | 0 | 0 | 0 | 0
Geo | 0 | 0 | 0 | 0 | 0 | 0
H | 0 | 0 | 0 | 0 | 0 | 0
LFG | 0 | 0 | 0 | 0 | 0 | 0
Nuc | 0 | 0 | 0 | 0 | 0 | 0
PS | 0 | 0 | 0 | 0 | 0 | 0
PV | 0 | 0 | 0 | 0 | 0 | 0
PeakG | 0 | 0 | 0 | 0 | 0 | 0
PeakO | 0 | 0 | 0 | 0 | 0 | 0
ST | 0 | 0 | 0 | 0 | 0 | 0
STOG | 0 | 0 | 0 | 0 | 0 | 0
STWD | 0 | 0 | 0 | 0 | 0 | 0
WT | 0 | 0 | 0 | 0 | 0 | 0
IGCC | 0 | 0 | 0 | 0 | 0 | 0
DemandResponse | 0 | 0 | 0 | 0 | 0 | 0
IGCC-CCS | 0 | 0 | 0 | 0 | 0 | 0
WT_off | 0 | 0 | 0 | 0 | 0 | 0
PseudoUnit | 0 | 0 | 0 | 0 | 0 | 0
FixedInterchange | 0 | 0 | 0 | 0 | 0 | 0
Emission Cost by Reporting Type: MISO_MI
ReportingType | 2015 | 2020 | 2025 | 2030 | 2035 | 2040
BM | 0 | 0 | 0 | 0 | 0 | 0
CC | 0 | 0 | 0 | 0 | 0 | 0
CSP | 0 | 0 | 0 | 0 | 0 | 0
CT | 0 | 0 | 0 | 0 | 0 | 0
Coal | 0 | 0 | 0 | 0 | 0 | 0
Geo | 0 | 0 | 0 | 0 | 0 | 0
H | 0 | 0 | 0 | 0 | 0 | 0
LFG | 0 | 0 | 0 | 0 | 0 | 0
Nuc | 0 | 0 | 0 | 0 | 0 | 0
PS | 0 | 0 | 0 | 0 | 0 | 0
PV | 0 | 0 | 0 | 0 | 0 | 0
PeakG | 0 | 0 | 0 | 0 | 0 | 0
PeakO | 0 | 0 | 0 | 0 | 0 | 0
ST | 0 | 0 | 0 | 0 | 0 | 0
STOG | 0 | 0 | 0 | 0 | 0 | 0
STWD | 0 | 0 | 0 | 0 | 0 | 0
WT | 0 | 0 | 0 | 0 | 0 | 0
IGCC | 0 | 0 | 0 | 0 | 0 | 0
DemandResponse | 0 | 0 | 0 | 0 | 0 | 0
IGCC-CCS | 0 | 0 | 0 | 0 | 0 | 0
WT_off | 0 | 0 | 0 | 0 | 0 | 0
PseudoUnit | 0 | 0 | 0 | 0 | 0 | 0
FixedInterchange | 0 | 0 | 0 | 0 | 0 | 0
Emission Cost by Reporting Type: MISO_MO-IL
ReportingType | 2015 | 2020 | 2025 | 2030 | 2035 | 2040
BM | 0 | 0 | 0 | 0 | 0 | 0
CC | 0 | 0 | 0 | 0 | 0 | 0
CSP | 0 | 0 | 0 | 0 | 0 | 0
CT | 0 | 0 | 0 | 0 | 0 | 0
Coal | 0 | 0 | 0 | 0 | 0 | 0
Geo | 0 | 0 | 0 | 0 | 0 | 0
H | 0 | 0 | 0 | 0 | 0 | 0
LFG | 0 | 0 | 0 | 0 | 0 | 0
Nuc | 0 | 0 | 0 | 0 | 0 | 0
PS | 0 | 0 | 0 | 0 | 0 | 0
PV | 0 | 0 | 0 | 0 | 0 | 0
PeakG | 0 | 0 | 0 | 0 | 0 | 0
PeakO | 0 | 0 | 0 | 0 | 0 | 0
ST | 0 | 0 | 0 | 0 | 0 | 0
STOG | 0 | 0 | 0 | 0 | 0 | 0
STWD | 0 | 0 | 0 | 0 | 0 | 0
WT | 0 | 0 | 0 | 0 | 0 | 0
IGCC | 0 | 0 | 0 | 0 | 0 | 0
DemandResponse | 0 | 0 | 0 | 0 | 0 | 0
IGCC-CCS | 0 | 0 | 0 | 0 | 0 | 0
WT_off | 0 | 0 | 0 | 0 | 0 | 0
PseudoUnit | 0 | 0 | 0 | 0 | 0 | 0
FixedInterchange | 0 | 0 | 0 | 0 | 0 | 0
Emission Cost by Reporting Type: MISO_W
ReportingType | 2015 | 2020 | 2025 | 2030 | 2035 | 2040
BM | 0 | 0 | 0 | 0 | 0 | 0
CC | 0 | 0 | 0 | 0 | 0 | 0
CSP | 0 | 0 | 0 | 0 | 0 | 0
CT | 0 | 0 | 0 | 0 | 0 | 0
Coal | 0 | 0 | 0 | 0 | 0 | 0
Geo | 0 | 0 | 0 | 0 | 0 | 0
H | 0 | 0 | 0 | 0 | 0 | 0
LFG | 0 | 0 | 0 | 0 | 0 | 0
Nuc | 0 | 0 | 0 | 0 | 0 | 0
PS | 0 | 0 | 0 | 0 | 0 | 0
PV | 0 | 0 | 0 | 0 | 0 | 0
PeakG | 0 | 0 | 0 | 0 | 0 | 0
PeakO | 0 | 0 | 0 | 0 | 0 | 0
ST | 0 | 0 | 0 | 0 | 0 | 0
STOG | 0 | 0 | 0 | 0 | 0 | 0
STWD | 0 | 0 | 0 | 0 | 0 | 0
WT | 0 | 0 | 0 | 0 | 0 | 0
IGCC | 0 | 0 | 0 | 0 | 0 | 0
DemandResponse | 0 | 0 | 0 | 0 | 0 | 0
IGCC-CCS | 0 | 0 | 0 | 0 | 0 | 0
WT_off | 0 | 0 | 0 | 0 | 0 | 0
PseudoUnit | 0 | 0 | 0 | 0 | 0 | 0
FixedInterchange | 0 | 0 | 0 | 0 | 0 | 0
Emission Cost by Reporting Type: MISO_WUMS
ReportingType | 2015 | 2020 | 2025 | 2030 | 2035 | 2040
BM | 0 | 0 | 0 | 0 | 0 | 0
CC | 0 | 0 | 0 | 0 | 0 | 0
CSP | 0 | 0 | 0 | 0 | 0 | 0
CT | 0 | 0 | 0 | 0 | 0 | 0
Coal | 0 | 0 | 0 | 0 | 0 | 0
Geo | 0 | 0 | 0 | 0 | 0 | 0
H | 0 | 0 | 0 | 0 | 0 | 0
LFG | 0 | 0 | 0 | 0 | 0 | 0
Nuc | 0 | 0 | 0 | 0 | 0 | 0
PS | 0 | 0 | 0 | 0 | 0 | 0
PV | 0 | 0 | 0 | 0 | 0 | 0
PeakG | 0 | 0 | 0 | 0 | 0 | 0
PeakO | 0 | 0 | 0 | 0 | 0 | 0
ST | 0 | 0 | 0 | 0 | 0 | 0
STOG | 0 | 0 | 0 | 0 | 0 | 0
STWD | 0 | 0 | 0 | 0 | 0 | 0
WT | 0 | 0 | 0 | 0 | 0 | 0
IGCC | 0 | 0 | 0 | 0 | 0 | 0
DemandResponse | 0 | 0 | 0 | 0 | 0 | 0
IGCC-CCS | 0 | 0 | 0 | 0 | 0 | 0
WT_off | 0 | 0 | 0 | 0 | 0 | 0
PseudoUnit | 0 | 0 | 0 | 0 | 0 | 0
FixedInterchange | 0 | 0 | 0 | 0 | 0 | 0
Emission Cost by Reporting Type: Nebraska
ReportingType | 2015 | 2020 | 2025 | 2030 | 2035 | 2040
BM | 0 | 0 | 0 | 0 | 0 | 0
CC | 0 | 0 | 0 | 0 | 0 | 0
CSP | 0 | 0 | 0 | 0 | 0 | 0
CT | 0 | 0 | 0 | 0 | 0 | 0
Coal | 0 | 0 | 0 | 0 | 0 | 0
Geo | 0 | 0 | 0 | 0 | 0 | 0
H | 0 | 0 | 0 | 0 | 0 | 0
LFG | 0 | 0 | 0 | 0 | 0 | 0
Nuc | 0 | 0 | 0 | 0 | 0 | 0
PS | 0 | 0 | 0 | 0 | 0 | 0
PV | 0 | 0 | 0 | 0 | 0 | 0
PeakG | 0 | 0 | 0 | 0 | 0 | 0
PeakO | 0 | 0 | 0 | 0 | 0 | 0
ST | 0 | 0 | 0 | 0 | 0 | 0
STOG | 0 | 0 | 0 | 0 | 0 | 0
STWD | 0 | 0 | 0 | 0 | 0 | 0
WT | 0 | 0 | 0 | 0 | 0 | 0
IGCC | 0 | 0 | 0 | 0 | 0 | 0
DemandResponse | 0 | 0 | 0 | 0 | 0 | 0
IGCC-CCS | 0 | 0 | 0 | 0 | 0 | 0
WT_off | 0 | 0 | 0 | 0 | 0 | 0
PseudoUnit | 0 | 0 | 0 | 0 | 0 | 0
FixedInterchange | 0 | 0 | 0 | 0 | 0 | 0
Emission Cost by Reporting Type: NEISO
ReportingType | 2015 | 2020 | 2025 | 2030 | 2035 | 2040
BM | 0 | 0 | 0 | 0 | 0 | 0
CC | 0 | 0 | 0 | 0 | 0 | 0
CSP | 0 | 0 | 0 | 0 | 0 | 0
CT | 0 | 0 | 0 | 0 | 0 | 0
Coal | 0 | 0 | 0 | 0 | 0 | 0
Geo | 0 | 0 | 0 | 0 | 0 | 0
H | 0 | 0 | 0 | 0 | 0 | 0
LFG | 0 | 0 | 0 | 0 | 0 | 0
Nuc | 0 | 0 | 0 | 0 | 0 | 0
PS | 0 | 0 | 0 | 0 | 0 | 0
PV | 0 | 0 | 0 | 0 | 0 | 0
PeakG | 0 | 0 | 0 | 0 | 0 | 0
PeakO | 0 | 0 | 0 | 0 | 0 | 0
ST | 0 | 0 | 0 | 0 | 0 | 0
STOG | 0 | 0 | 0 | 0 | 0 | 0
STWD | 0 | 0 | 0 | 0 | 0 | 0
WT | 0 | 0 | 0 | 0 | 0 | 0
IGCC | 0 | 0 | 0 | 0 | 0 | 0
DemandResponse | 0 | 0 | 0 | 0 | 0 | 0
IGCC-CCS | 0 | 0 | 0 | 0 | 0 | 0
WT_off | 0 | 0 | 0 | 0 | 0 | 0
PseudoUnit | 0 | 0 | 0 | 0 | 0 | 0
FixedInterchange | 0 | 0 | 0 | 0 | 0 | 0
Emission Cost by Reporting Type: NonRTO_Midwest
ReportingType | 2015 | 2020 | 2025 | 2030 | 2035 | 2040
BM | 0 | 0 | 0 | 0 | 0 | 0
CC | 0 | 0 | 0 | 0 | 0 | 0
CSP | 0 | 0 | 0 | 0 | 0 | 0
CT | 0 | 0 | 0 | 0 | 0 | 0
Coal | 0 | 0 | 0 | 0 | 0 | 0
Geo | 0 | 0 | 0 | 0 | 0 | 0
H | 0 | 0 | 0 | 0 | 0 | 0
LFG | 0 | 0 | 0 | 0 | 0 | 0
Nuc | 0 | 0 | 0 | 0 | 0 | 0
PS | 0 | 0 | 0 | 0 | 0 | 0
PV | 0 | 0 | 0 | 0 | 0 | 0
PeakG | 0 | 0 | 0 | 0 | 0 | 0
PeakO | 0 | 0 | 0 | 0 | 0 | 0
ST | 0 | 0 | 0 | 0 | 0 | 0
STOG | 0 | 0 | 0 | 0 | 0 | 0
STWD | 0 | 0 | 0 | 0 | 0 | 0
WT | 0 | 0 | 0 | 0 | 0 | 0
IGCC | 0 | 0 | 0 | 0 | 0 | 0
DemandResponse | 0 | 0 | 0 | 0 | 0 | 0
IGCC-CCS | 0 | 0 | 0 | 0 | 0 | 0
WT_off | 0 | 0 | 0 | 0 | 0 | 0
PseudoUnit | 0 | 0 | 0 | 0 | 0 | 0
FixedInterchange | 0 | 0 | 0 | 0 | 0 | 0
Emission Cost by Reporting Type: NYISO_A-F
ReportingType | 2015 | 2020 | 2025 | 2030 | 2035 | 2040
BM | 0 | 0 | 0 | 0 | 0 | 0
CC | 0 | 0 | 0 | 0 | 0 | 0
CSP | 0 | 0 | 0 | 0 | 0 | 0
CT | 0 | 0 | 0 | 0 | 0 | 0
Coal | 0 | 0 | 0 | 0 | 0 | 0
Geo | 0 | 0 | 0 | 0 | 0 | 0
H | 0 | 0 | 0 | 0 | 0 | 0
LFG | 0 | 0 | 0 | 0 | 0 | 0
Nuc | 0 | 0 | 0 | 0 | 0 | 0
PS | 0 | 0 | 0 | 0 | 0 | 0
PV | 0 | 0 | 0 | 0 | 0 | 0
PeakG | 0 | 0 | 0 | 0 | 0 | 0
PeakO | 0 | 0 | 0 | 0 | 0 | 0
ST | 0 | 0 | 0 | 0 | 0 | 0
STOG | 0 | 0 | 0 | 0 | 0 | 0
STWD | 0 | 0 | 0 | 0 | 0 | 0
WT | 0 | 0 | 0 | 0 | 0 | 0
IGCC | 0 | 0 | 0 | 0 | 0 | 0
DemandResponse | 0 | 0 | 0 | 0 | 0 | 0
IGCC-CCS | 0 | 0 | 0 | 0 | 0 | 0
WT_off | 0 | 0 | 0 | 0 | 0 | 0
PseudoUnit | 0 | 0 | 0 | 0 | 0 | 0
FixedInterchange | 0 | 0 | 0 | 0 | 0 | 0
Emission Cost by Reporting Type: NYISO_G-I
ReportingType | 2015 | 2020 | 2025 | 2030 | 2035 | 2040
BM | 0 | 0 | 0 | 0 | 0 | 0
CC | 0 | 0 | 0 | 0 | 0 | 0
CSP | 0 | 0 | 0 | 0 | 0 | 0
CT | 0 | 0 | 0 | 0 | 0 | 0
Coal | 0 | 0 | 0 | 0 | 0 | 0
Geo | 0 | 0 | 0 | 0 | 0 | 0
H | 0 | 0 | 0 | 0 | 0 | 0
LFG | 0 | 0 | 0 | 0 | 0 | 0
Nuc | 0 | 0 | 0 | 0 | 0 | 0
PS | 0 | 0 | 0 | 0 | 0 | 0
PV | 0 | 0 | 0 | 0 | 0 | 0
PeakG | 0 | 0 | 0 | 0 | 0 | 0
PeakO | 0 | 0 | 0 | 0 | 0 | 0
ST | 0 | 0 | 0 | 0 | 0 | 0
STOG | 0 | 0 | 0 | 0 | 0 | 0
STWD | 0 | 0 | 0 | 0 | 0 | 0
WT | 0 | 0 | 0 | 0 | 0 | 0
IGCC | 0 | 0 | 0 | 0 | 0 | 0
DemandResponse | 0 | 0 | 0 | 0 | 0 | 0
IGCC-CCS | 0 | 0 | 0 | 0 | 0 | 0
WT_off | 0 | 0 | 0 | 0 | 0 | 0
PseudoUnit | 0 | 0 | 0 | 0 | 0 | 0
FixedInterchange | 0 | 0 | 0 | 0 | 0 | 0
Emission Cost by Reporting Type: NYISO_J-K
ReportingType | 2015 | 2020 | 2025 | 2030 | 2035 | 2040
BM | 0 | 0 | 0 | 0 | 0 | 0
CC | 0 | 0 | 0 | 0 | 0 | 0
CSP | 0 | 0 | 0 | 0 | 0 | 0
CT | 0 | 0 | 0 | 0 | 0 | 0
Coal | 0 | 0 | 0 | 0 | 0 | 0
Geo | 0 | 0 | 0 | 0 | 0 | 0
H | 0 | 0 | 0 | 0 | 0 | 0
LFG | 0 | 0 | 0 | 0 | 0 | 0
Nuc | 0 | 0 | 0 | 0 | 0 | 0
PS | 0 | 0 | 0 | 0 | 0 | 0
PV | 0 | 0 | 0 | 0 | 0 | 0
PeakG | 0 | 0 | 0 | 0 | 0 | 0
PeakO | 0 | 0 | 0 | 0 | 0 | 0
ST | 0 | 0 | 0 | 0 | 0 | 0
STOG | 0 | 0 | 0 | 0 | 0 | 0
STWD | 0 | 0 | 0 | 0 | 0 | 0
WT | 0 | 0 | 0 | 0 | 0 | 0
IGCC | 0 | 0 | 0 | 0 | 0 | 0
DemandResponse | 0 | 0 | 0 | 0 | 0 | 0
IGCC-CCS | 0 | 0 | 0 | 0 | 0 | 0
WT_off | 0 | 0 | 0 | 0 | 0 | 0
PseudoUnit | 0 | 0 | 0 | 0 | 0 | 0
FixedInterchange | 0 | 0 | 0 | 0 | 0 | 0
Emission Cost by Reporting Type: PJM_E
ReportingType | 2015 | 2020 | 2025 | 2030 | 2035 | 2040
BM | 0 | 0 | 0 | 0 | 0 | 0
CC | 0 | 0 | 0 | 0 | 0 | 0
CSP | 0 | 0 | 0 | 0 | 0 | 0
CT | 0 | 0 | 0 | 0 | 0 | 0
Coal | 0 | 0 | 0 | 0 | 0 | 0
Geo | 0 | 0 | 0 | 0 | 0 | 0
H | 0 | 0 | 0 | 0 | 0 | 0
LFG | 0 | 0 | 0 | 0 | 0 | 0
Nuc | 0 | 0 | 0 | 0 | 0 | 0
PS | 0 | 0 | 0 | 0 | 0 | 0
PV | 0 | 0 | 0 | 0 | 0 | 0
PeakG | 0 | 0 | 0 | 0 | 0 | 0
PeakO | 0 | 0 | 0 | 0 | 0 | 0
ST | 0 | 0 | 0 | 0 | 0 | 0
STOG | 0 | 0 | 0 | 0 | 0 | 0
STWD | 0 | 0 | 0 | 0 | 0 | 0
WT | 0 | 0 | 0 | 0 | 0 | 0
IGCC | 0 | 0 | 0 | 0 | 0 | 0
DemandResponse | 0 | 0 | 0 | 0 | 0 | 0
IGCC-CCS | 0 | 0 | 0 | 0 | 0 | 0
WT_off | 0 | 0 | 0 | 0 | 0 | 0
PseudoUnit | 0 | 0 | 0 | 0 | 0 | 0
FixedInterchange | 0 | 0 | 0 | 0 | 0 | 0
Emission Cost by Reporting Type: PJM_ROM
ReportingType | 2015 | 2020 | 2025 | 2030 | 2035 | 2040
BM | 0 | 0 | 0 | 0 | 0 | 0
CC | 0 | 0 | 0 | 0 | 0 | 0
CSP | 0 | 0 | 0 | 0 | 0 | 0
CT | 0 | 0 | 0 | 0 | 0 | 0
Coal | 0 | 0 | 0 | 0 | 0 | 0
Geo | 0 | 0 | 0 | 0 | 0 | 0
H | 0 | 0 | 0 | 0 | 0 | 0
LFG | 0 | 0 | 0 | 0 | 0 | 0
Nuc | 0 | 0 | 0 | 0 | 0 | 0
PS | 0 | 0 | 0 | 0 | 0 | 0
PV | 0 | 0 | 0 | 0 | 0 | 0
PeakG | 0 | 0 | 0 | 0 | 0 | 0
PeakO | 0 | 0 | 0 | 0 | 0 | 0
ST | 0 | 0 | 0 | 0 | 0 | 0
STOG | 0 | 0 | 0 | 0 | 0 | 0
STWD | 0 | 0 | 0 | 0 | 0 | 0
WT | 0 | 0 | 0 | 0 | 0 | 0
IGCC | 0 | 0 | 0 | 0 | 0 | 0
DemandResponse | 0 | 0 | 0 | 0 | 0 | 0
IGCC-CCS | 0 | 0 | 0 | 0 | 0 | 0
WT_off | 0 | 0 | 0 | 0 | 0 | 0
PseudoUnit | 0 | 0 | 0 | 0 | 0 | 0
FixedInterchange | 0 | 0 | 0 | 0 | 0 | 0
Emission Cost by Reporting Type: PJM_ROR
ReportingType | 2015 | 2020 | 2025 | 2030 | 2035 | 2040
BM | 0 | 0 | 0 | 0 | 0 | 0
CC | 0 | 0 | 0 | 0 | 0 | 0
CSP | 0 | 0 | 0 | 0 | 0 | 0
CT | 0 | 0 | 0 | 0 | 0 | 0
Coal | 0 | 0 | 0 | 0 | 0 | 0
Geo | 0 | 0 | 0 | 0 | 0 | 0
H | 0 | 0 | 0 | 0 | 0 | 0
LFG | 0 | 0 | 0 | 0 | 0 | 0
Nuc | 0 | 0 | 0 | 0 | 0 | 0
PS | 0 | 0 | 0 | 0 | 0 | 0
PV | 0 | 0 | 0 | 0 | 0 | 0
PeakG | 0 | 0 | 0 | 0 | 0 | 0
PeakO | 0 | 0 | 0 | 0 | 0 | 0
ST | 0 | 0 | 0 | 0 | 0 | 0
STOG | 0 | 0 | 0 | 0 | 0 | 0
STWD | 0 | 0 | 0 | 0 | 0 | 0
WT | 0 | 0 | 0 | 0 | 0 | 0
IGCC | 0 | 0 | 0 | 0 | 0 | 0
DemandResponse | 0 | 0 | 0 | 0 | 0 | 0
IGCC-CCS | 0 | 0 | 0 | 0 | 0 | 0
WT_off | 0 | 0 | 0 | 0 | 0 | 0
PseudoUnit | 0 | 0 | 0 | 0 | 0 | 0
FixedInterchange | 0 | 0 | 0 | 0 | 0 | 0
Emission Cost by Reporting Type: SOCO
ReportingType | 2015 | 2020 | 2025 | 2030 | 2035 | 2040
BM | 0 | 0 | 0 | 0 | 0 | 0
CC | 0 | 0 | 0 | 0 | 0 | 0
CSP | 0 | 0 | 0 | 0 | 0 | 0
CT | 0 | 0 | 0 | 0 | 0 | 0
Coal | 0 | 0 | 0 | 0 | 0 | 0
Geo | 0 | 0 | 0 | 0 | 0 | 0
H | 0 | 0 | 0 | 0 | 0 | 0
LFG | 0 | 0 | 0 | 0 | 0 | 0
Nuc | 0 | 0 | 0 | 0 | 0 | 0
PS | 0 | 0 | 0 | 0 | 0 | 0
PV | 0 | 0 | 0 | 0 | 0 | 0
PeakG | 0 | 0 | 0 | 0 | 0 | 0
PeakO | 0 | 0 | 0 | 0 | 0 | 0
ST | 0 | 0 | 0 | 0 | 0 | 0
STOG | 0 | 0 | 0 | 0 | 0 | 0
STWD | 0 | 0 | 0 | 0 | 0 | 0
WT | 0 | 0 | 0 | 0 | 0 | 0
IGCC | 0 | 0 | 0 | 0 | 0 | 0
DemandResponse | 0 | 0 | 0 | 0 | 0 | 0
IGCC-CCS | 0 | 0 | 0 | 0 | 0 | 0
WT_off | 0 | 0 | 0 | 0 | 0 | 0
PseudoUnit | 0 | 0 | 0 | 0 | 0 | 0
FixedInterchange | 0 | 0 | 0 | 0 | 0 | 0
Emission Cost by Reporting Type: SPP_N
ReportingType | 2015 | 2020 | 2025 | 2030 | 2035 | 2040
BM | 0 | 0 | 0 | 0 | 0 | 0
CC | 0 | 0 | 0 | 0 | 0 | 0
CSP | 0 | 0 | 0 | 0 | 0 | 0
CT | 0 | 0 | 0 | 0 | 0 | 0
Coal | 0 | 0 | 0 | 0 | 0 | 0
Geo | 0 | 0 | 0 | 0 | 0 | 0
H | 0 | 0 | 0 | 0 | 0 | 0
LFG | 0 | 0 | 0 | 0 | 0 | 0
Nuc | 0 | 0 | 0 | 0 | 0 | 0
PS | 0 | 0 | 0 | 0 | 0 | 0
PV | 0 | 0 | 0 | 0 | 0 | 0
PeakG | 0 | 0 | 0 | 0 | 0 | 0
PeakO | 0 | 0 | 0 | 0 | 0 | 0
ST | 0 | 0 | 0 | 0 | 0 | 0
STOG | 0 | 0 | 0 | 0 | 0 | 0
STWD | 0 | 0 | 0 | 0 | 0 | 0
WT | 0 | 0 | 0 | 0 | 0 | 0
IGCC | 0 | 0 | 0 | 0 | 0 | 0
DemandResponse | 0 | 0 | 0 | 0 | 0 | 0
IGCC-CCS | 0 | 0 | 0 | 0 | 0 | 0
WT_off | 0 | 0 | 0 | 0 | 0 | 0
PseudoUnit | 0 | 0 | 0 | 0 | 0 | 0
FixedInterchange | 0 | 0 | 0 | 0 | 0 | 0
Emission Cost by Reporting Type: SPP_S
ReportingType | 2015 | 2020 | 2025 | 2030 | 2035 | 2040
BM | 0 | 0 | 0 | 0 | 0 | 0
CC | 0 | 0 | 0 | 0 | 0 | 0
CSP | 0 | 0 | 0 | 0 | 0 | 0
CT | 0 | 0 | 0 | 0 | 0 | 0
Coal | 0 | 0 | 0 | 0 | 0 | 0
Geo | 0 | 0 | 0 | 0 | 0 | 0
H | 0 | 0 | 0 | 0 | 0 | 0
LFG | 0 | 0 | 0 | 0 | 0 | 0
Nuc | 0 | 0 | 0 | 0 | 0 | 0
PS | 0 | 0 | 0 | 0 | 0 | 0
PV | 0 | 0 | 0 | 0 | 0 | 0
PeakG | 0 | 0 | 0 | 0 | 0 | 0
PeakO | 0 | 0 | 0 | 0 | 0 | 0
ST | 0 | 0 | 0 | 0 | 0 | 0
STOG | 0 | 0 | 0 | 0 | 0 | 0
STWD | 0 | 0 | 0 | 0 | 0 | 0
WT | 0 | 0 | 0 | 0 | 0 | 0
IGCC | 0 | 0 | 0 | 0 | 0 | 0
DemandResponse | 0 | 0 | 0 | 0 | 0 | 0
IGCC-CCS | 0 | 0 | 0 | 0 | 0 | 0
WT_off | 0 | 0 | 0 | 0 | 0 | 0
PseudoUnit | 0 | 0 | 0 | 0 | 0 | 0
FixedInterchange | 0 | 0 | 0 | 0 | 0 | 0
Emission Cost by Reporting Type: TVA
ReportingType | 2015 | 2020 | 2025 | 2030 | 2035 | 2040
BM | 0 | 0 | 0 | 0 | 0 | 0
CC | 0 | 0 | 0 | 0 | 0 | 0
CSP | 0 | 0 | 0 | 0 | 0 | 0
CT | 0 | 0 | 0 | 0 | 0 | 0
Coal | 0 | 0 | 0 | 0 | 0 | 0
Geo | 0 | 0 | 0 | 0 | 0 | 0
H | 0 | 0 | 0 | 0 | 0 | 0
LFG | 0 | 0 | 0 | 0 | 0 | 0
Nuc | 0 | 0 | 0 | 0 | 0 | 0
PS | 0 | 0 | 0 | 0 | 0 | 0
PV | 0 | 0 | 0 | 0 | 0 | 0
PeakG | 0 | 0 | 0 | 0 | 0 | 0
PeakO | 0 | 0 | 0 | 0 | 0 | 0
ST | 0 | 0 | 0 | 0 | 0 | 0
STOG | 0 | 0 | 0 | 0 | 0 | 0
STWD | 0 | 0 | 0 | 0 | 0 | 0
WT | 0 | 0 | 0 | 0 | 0 | 0
IGCC | 0 | 0 | 0 | 0 | 0 | 0
DemandResponse | 0 | 0 | 0 | 0 | 0 | 0
IGCC-CCS | 0 | 0 | 0 | 0 | 0 | 0
WT_off | 0 | 0 | 0 | 0 | 0 | 0
PseudoUnit | 0 | 0 | 0 | 0 | 0 | 0
FixedInterchange | 0 | 0 | 0 | 0 | 0 | 0
Emission Cost by Reporting Type: TVA_Transmission
ReportingType | 2015 | 2020 | 2025 | 2030 | 2035 | 2040
BM | 0 | 0 | 0 | 0 | 0 | 0
CC | 0 | 0 | 0 | 0 | 0 | 0
CSP | 0 | 0 | 0 | 0 | 0 | 0
CT | 0 | 0 | 0 | 0 | 0 | 0
Coal | 0 | 0 | 0 | 0 | 0 | 0
Geo | 0 | 0 | 0 | 0 | 0 | 0
H | 0 | 0 | 0 | 0 | 0 | 0
LFG | 0 | 0 | 0 | 0 | 0 | 0
Nuc | 0 | 0 | 0 | 0 | 0 | 0
PS | 0 | 0 | 0 | 0 | 0 | 0
PV | 0 | 0 | 0 | 0 | 0 | 0
PeakG | 0 | 0 | 0 | 0 | 0 | 0
PeakO | 0 | 0 | 0 | 0 | 0 | 0
ST | 0 | 0 | 0 | 0 | 0 | 0
STOG | 0 | 0 | 0 | 0 | 0 | 0
STWD | 0 | 0 | 0 | 0 | 0 | 0
WT | 0 | 0 | 0 | 0 | 0 | 0
IGCC | 0 | 0 | 0 | 0 | 0 | 0
DemandResponse | 0 | 0 | 0 | 0 | 0 | 0
IGCC-CCS | 0 | 0 | 0 | 0 | 0 | 0
WT_off | 0 | 0 | 0 | 0 | 0 | 0
PseudoUnit | 0 | 0 | 0 | 0 | 0 | 0
FixedInterchange | 0 | 0 | 0 | 0 | 0 | 0
Emission Cost by Reporting Type: VACAR
ReportingType | 2015 | 2020 | 2025 | 2030 | 2035 | 2040
BM | 0 | 0 | 0 | 0 | 0 | 0
CC | 0 | 0 | 0 | 0 | 0 | 0
CSP | 0 | 0 | 0 | 0 | 0 | 0
CT | 0 | 0 | 0 | 0 | 0 | 0
Coal | 0 | 0 | 0 | 0 | 0 | 0
Geo | 0 | 0 | 0 | 0 | 0 | 0
H | 0 | 0 | 0 | 0 | 0 | 0
LFG | 0 | 0 | 0 | 0 | 0 | 0
Nuc | 0 | 0 | 0 | 0 | 0 | 0
PS | 0 | 0 | 0 | 0 | 0 | 0
PV | 0 | 0 | 0 | 0 | 0 | 0
PeakG | 0 | 0 | 0 | 0 | 0 | 0
PeakO | 0 | 0 | 0 | 0 | 0 | 0
ST | 0 | 0 | 0 | 0 | 0 | 0
STOG | 0 | 0 | 0 | 0 | 0 | 0
STWD | 0 | 0 | 0 | 0 | 0 | 0
WT | 0 | 0 | 0 | 0 | 0 | 0
IGCC | 0 | 0 | 0 | 0 | 0 | 0
DemandResponse | 0 | 0 | 0 | 0 | 0 | 0
IGCC-CCS | 0 | 0 | 0 | 0 | 0 | 0
WT_off | 0 | 0 | 0 | 0 | 0 | 0
PseudoUnit | 0 | 0 | 0 | 0 | 0 | 0
FixedInterchange | 0 | 0 | 0 | 0 | 0 | 0
Emission Cost by Reporting Type: IESO
ReportingType | 2015 | 2020 | 2025 | 2030 | 2035 | 2040
BM | 0 | 0 | 0 | 0 | 0 | 0
CC | 0 | 0 | 0 | 0 | 0 | 0
CSP | 0 | 0 | 0 | 0 | 0 | 0
CT | 0 | 0 | 0 | 0 | 0 | 0
Coal | 0 | 0 | 0 | 0 | 0 | 0
Geo | 0 | 0 | 0 | 0 | 0 | 0
H | 0 | 0 | 0 | 0 | 0 | 0
LFG | 0 | 0 | 0 | 0 | 0 | 0
Nuc | 0 | 0 | 0 | 0 | 0 | 0
PS | 0 | 0 | 0 | 0 | 0 | 0
PV | 0 | 0 | 0 | 0 | 0 | 0
PeakG | 0 | 0 | 0 | 0 | 0 | 0
PeakO | 0 | 0 | 0 | 0 | 0 | 0
ST | 0 | 0 | 0 | 0 | 0 | 0
STOG | 0 | 0 | 0 | 0 | 0 | 0
STWD | 0 | 0 | 0 | 0 | 0 | 0
WT | 0 | 0 | 0 | 0 | 0 | 0
IGCC | 0 | 0 | 0 | 0 | 0 | 0
DemandResponse | 0 | 0 | 0 | 0 | 0 | 0
IGCC-CCS | 0 | 0 | 0 | 0 | 0 | 0
WT_off | 0 | 0 | 0 | 0 | 0 | 0
PseudoUnit | 0 | 0 | 0 | 0 | 0 | 0
FixedInterchange | 0 | 0 | 0 | 0 | 0 | 0
Emission Cost by Reporting Type: MAPP_CA
ReportingType | 2015 | 2020 | 2025 | 2030 | 2035 | 2040
BM | 0 | 0 | 0 | 0 | 0 | 0
CC | 0 | 0 | 0 | 0 | 0 | 0
CSP | 0 | 0 | 0 | 0 | 0 | 0
CT | 0 | 0 | 0 | 0 | 0 | 0
Coal | 0 | 0 | 0 | 0 | 0 | 0
Geo | 0 | 0 | 0 | 0 | 0 | 0
H | 0 | 0 | 0 | 0 | 0 | 0
LFG | 0 | 0 | 0 | 0 | 0 | 0
Nuc | 0 | 0 | 0 | 0 | 0 | 0
PS | 0 | 0 | 0 | 0 | 0 | 0
PV | 0 | 0 | 0 | 0 | 0 | 0
PeakG | 0 | 0 | 0 | 0 | 0 | 0
PeakO | 0 | 0 | 0 | 0 | 0 | 0
ST | 0 | 0 | 0 | 0 | 0 | 0
STOG | 0 | 0 | 0 | 0 | 0 | 0
STWD | 0 | 0 | 0 | 0 | 0 | 0
WT | 0 | 0 | 0 | 0 | 0 | 0
IGCC | 0 | 0 | 0 | 0 | 0 | 0
DemandResponse | 0 | 0 | 0 | 0 | 0 | 0
IGCC-CCS | 0 | 0 | 0 | 0 | 0 | 0
WT_off | 0 | 0 | 0 | 0 | 0 | 0
PseudoUnit | 0 | 0 | 0 | 0 | 0 | 0
FixedInterchange | 0 | 0 | 0 | 0 | 0 | 0
Emission Cost by Reporting Type: AZ_NM_SNV_Coal
ReportingType | 2015 | 2020 | 2025 | 2030 | 2035 | 2040
BM | 0 | 0 | 0 | 0 | 0 | 0
CC | 0 | 0 | 0 | 0 | 0 | 0
CSP | 0 | 0 | 0 | 0 | 0 | 0
CT | 0 | 0 | 0 | 0 | 0 | 0
Coal | 0 | 0 | 0 | 0 | 0 | 0
Geo | 0 | 0 | 0 | 0 | 0 | 0
H | 0 | 0 | 0 | 0 | 0 | 0
LFG | 0 | 0 | 0 | 0 | 0 | 0
Nuc | 0 | 0 | 0 | 0 | 0 | 0
PS | 0 | 0 | 0 | 0 | 0 | 0
PV | 0 | 0 | 0 | 0 | 0 | 0
PeakG | 0 | 0 | 0 | 0 | 0 | 0
PeakO | 0 | 0 | 0 | 0 | 0 | 0
ST | 0 | 0 | 0 | 0 | 0 | 0
STOG | 0 | 0 | 0 | 0 | 0 | 0
STWD | 0 | 0 | 0 | 0 | 0 | 0
WT | 0 | 0 | 0 | 0 | 0 | 0
IGCC | 0 | 0 | 0 | 0 | 0 | 0
DemandResponse | 0 | 0 | 0 | 0 | 0 | 0
IGCC-CCS | 0 | 0 | 0 | 0 | 0 | 0
WT_off | 0 | 0 | 0 | 0 | 0 | 0
PseudoUnit | 0 | 0 | 0 | 0 | 0 | 0
FixedInterchange | 0 | 0 | 0 | 0 | 0 | 0
Emission Cost by Reporting Type: AZ_NM_SNV_Gas
ReportingType | 2015 | 2020 | 2025 | 2030 | 2035 | 2040
BM | 0 | 0 | 0 | 0 | 0 | 0
CC | 0 | 0 | 0 | 0 | 0 | 0
CSP | 0 | 0 | 0 | 0 | 0 | 0
CT | 0 | 0 | 0 | 0 | 0 | 0
Coal | 0 | 0 | 0 | 0 | 0 | 0
Geo | 0 | 0 | 0 | 0 | 0 | 0
H | 0 | 0 | 0 | 0 | 0 | 0
LFG | 0 | 0 | 0 | 0 | 0 | 0
Nuc | 0 | 0 | 0 | 0 | 0 | 0
PS | 0 | 0 | 0 | 0 | 0 | 0
PV | 0 | 0 | 0 | 0 | 0 | 0
PeakG | 0 | 0 | 0 | 0 | 0 | 0
PeakO | 0 | 0 | 0 | 0 | 0 | 0
ST | 0 | 0 | 0 | 0 | 0 | 0
STOG | 0 | 0 | 0 | 0 | 0 | 0
STWD | 0 | 0 | 0 | 0 | 0 | 0
WT | 0 | 0 | 0 | 0 | 0 | 0
IGCC | 0 | 0 | 0 | 0 | 0 | 0
DemandResponse | 0 | 0 | 0 | 0 | 0 | 0
IGCC-CCS | 0 | 0 | 0 | 0 | 0 | 0
WT_off | 0 | 0 | 0 | 0 | 0 | 0
PseudoUnit | 0 | 0 | 0 | 0 | 0 | 0
FixedInterchange | 0 | 0 | 0 | 0 | 0 | 0
Emission Cost by Reporting Type: AZ_NM_SNV_NucRenew
ReportingType | 2015 | 2020 | 2025 | 2030 | 2035 | 2040
BM | 0 | 0 | 0 | 0 | 0 | 0
CC | 0 | 0 | 0 | 0 | 0 | 0
CSP | 0 | 0 | 0 | 0 | 0 | 0
CT | 0 | 0 | 0 | 0 | 0 | 0
Coal | 0 | 0 | 0 | 0 | 0 | 0
Geo | 0 | 0 | 0 | 0 | 0 | 0
H | 0 | 0 | 0 | 0 | 0 | 0
LFG | 0 | 0 | 0 | 0 | 0 | 0
Nuc | 0 | 0 | 0 | 0 | 0 | 0
PS | 0 | 0 | 0 | 0 | 0 | 0
PV | 0 | 0 | 0 | 0 | 0 | 0
PeakG | 0 | 0 | 0 | 0 | 0 | 0
PeakO | 0 | 0 | 0 | 0 | 0 | 0
ST | 0 | 0 | 0 | 0 | 0 | 0
STOG | 0 | 0 | 0 | 0 | 0 | 0
STWD | 0 | 0 | 0 | 0 | 0 | 0
WT | 0 | 0 | 0 | 0 | 0 | 0
IGCC | 0 | 0 | 0 | 0 | 0 | 0
DemandResponse | 0 | 0 | 0 | 0 | 0 | 0
IGCC-CCS | 0 | 0 | 0 | 0 | 0 | 0
WT_off | 0 | 0 | 0 | 0 | 0 | 0
PseudoUnit | 0 | 0 | 0 | 0 | 0 | 0
FixedInterchange | 0 | 0 | 0 | 0 | 0 | 0
Emission Cost by Reporting Type: ERCOT
ReportingType | 2015 | 2020 | 2025 | 2030 | 2035 | 2040
BM | 0 | 0 | 0 | 0 | 0 | 0
CC | 0 | 0 | 0 | 0 | 0 | 0
CSP | 0 | 0 | 0 | 0 | 0 | 0
CT | 0 | 0 | 0 | 0 | 0 | 0
Coal | 0 | 0 | 0 | 0 | 0 | 0
Geo | 0 | 0 | 0 | 0 | 0 | 0
H | 0 | 0 | 0 | 0 | 0 | 0
LFG | 0 | 0 | 0 | 0 | 0 | 0
Nuc | 0 | 0 | 0 | 0 | 0 | 0
PS | 0 | 0 | 0 | 0 | 0 | 0
PV | 0 | 0 | 0 | 0 | 0 | 0
PeakG | 0 | 0 | 0 | 0 | 0 | 0
PeakO | 0 | 0 | 0 | 0 | 0 | 0
ST | 0 | 0 | 0 | 0 | 0 | 0
STOG | 0 | 0 | 0 | 0 | 0 | 0
STWD | 0 | 0 | 0 | 0 | 0 | 0
WT | 0 | 0 | 0 | 0 | 0 | 0
IGCC | 0 | 0 | 0 | 0 | 0 | 0
DemandResponse | 0 | 0 | 0 | 0 | 0 | 0
IGCC-CCS | 0 | 0 | 0 | 0 | 0 | 0
WT_off | 0 | 0 | 0 | 0 | 0 | 0
PseudoUnit | 0 | 0 | 0 | 0 | 0 | 0
FixedInterchange | 0 | 0 | 0 | 0 | 0 | 0
Emission Cost by Reporting Type: NP15
ReportingType | 2015 | 2020 | 2025 | 2030 | 2035 | 2040
BM | 0 | 0 | 0 | 0 | 0 | 0
CC | 0 | 0 | 0 | 0 | 0 | 0
CSP | 0 | 0 | 0 | 0 | 0 | 0
CT | 0 | 0 | 0 | 0 | 0 | 0
Coal | 0 | 0 | 0 | 0 | 0 | 0
Geo | 0 | 0 | 0 | 0 | 0 | 0
H | 0 | 0 | 0 | 0 | 0 | 0
LFG | 0 | 0 | 0 | 0 | 0 | 0
Nuc | 0 | 0 | 0 | 0 | 0 | 0
PS | 0 | 0 | 0 | 0 | 0 | 0
PV | 0 | 0 | 0 | 0 | 0 | 0
PeakG | 0 | 0 | 0 | 0 | 0 | 0
PeakO | 0 | 0 | 0 | 0 | 0 | 0
ST | 0 | 0 | 0 | 0 | 0 | 0
STOG | 0 | 0 | 0 | 0 | 0 | 0
STWD | 0 | 0 | 0 | 0 | 0 | 0
WT | 0 | 0 | 0 | 0 | 0 | 0
IGCC | 0 | 0 | 0 | 0 | 0 | 0
DemandResponse | 0 | 0 | 0 | 0 | 0 | 0
IGCC-CCS | 0 | 0 | 0 | 0 | 0 | 0
WT_off | 0 | 0 | 0 | 0 | 0 | 0
PseudoUnit | 0 | 0 | 0 | 0 | 0 | 0
FixedInterchange | 0 | 0 | 0 | 0 | 0 | 0
Emission Cost by Reporting Type: NWPP_Coal
ReportingType | 2015 | 2020 | 2025 | 2030 | 2035 | 2040
BM | 0 | 0 | 0 | 0 | 0 | 0
CC | 0 | 0 | 0 | 0 | 0 | 0
CSP | 0 | 0 | 0 | 0 | 0 | 0
CT | 0 | 0 | 0 | 0 | 0 | 0
Coal | 0 | 0 | 0 | 0 | 0 | 0
Geo | 0 | 0 | 0 | 0 | 0 | 0
H | 0 | 0 | 0 | 0 | 0 | 0
LFG | 0 | 0 | 0 | 0 | 0 | 0
Nuc | 0 | 0 | 0 | 0 | 0 | 0
PS | 0 | 0 | 0 | 0 | 0 | 0
PV | 0 | 0 | 0 | 0 | 0 | 0
PeakG | 0 | 0 | 0 | 0 | 0 | 0
PeakO | 0 | 0 | 0 | 0 | 0 | 0
ST | 0 | 0 | 0 | 0 | 0 | 0
STOG | 0 | 0 | 0 | 0 | 0 | 0
STWD | 0 | 0 | 0 | 0 | 0 | 0
WT | 0 | 0 | 0 | 0 | 0 | 0
IGCC | 0 | 0 | 0 | 0 | 0 | 0
DemandResponse | 0 | 0 | 0 | 0 | 0 | 0
IGCC-CCS | 0 | 0 | 0 | 0 | 0 | 0
WT_off | 0 | 0 | 0 | 0 | 0 | 0
PseudoUnit | 0 | 0 | 0 | 0 | 0 | 0
FixedInterchange | 0 | 0 | 0 | 0 | 0 | 0
Emission Cost by Reporting Type: NWPP_Gas
ReportingType | 2015 | 2020 | 2025 | 2030 | 2035 | 2040
BM | 0 | 0 | 0 | 0 | 0 | 0
CC | 0 | 0 | 0 | 0 | 0 | 0
CSP | 0 | 0 | 0 | 0 | 0 | 0
CT | 0 | 0 | 0 | 0 | 0 | 0
Coal | 0 | 0 | 0 | 0 | 0 | 0
Geo | 0 | 0 | 0 | 0 | 0 | 0
H | 0 | 0 | 0 | 0 | 0 | 0
LFG | 0 | 0 | 0 | 0 | 0 | 0
Nuc | 0 | 0 | 0 | 0 | 0 | 0
PS | 0 | 0 | 0 | 0 | 0 | 0
PV | 0 | 0 | 0 | 0 | 0 | 0
PeakG | 0 | 0 | 0 | 0 | 0 | 0
PeakO | 0 | 0 | 0 | 0 | 0 | 0
ST | 0 | 0 | 0 | 0 | 0 | 0
STOG | 0 | 0 | 0 | 0 | 0 | 0
STWD | 0 | 0 | 0 | 0 | 0 | 0
WT | 0 | 0 | 0 | 0 | 0 | 0
IGCC | 0 | 0 | 0 | 0 | 0 | 0
DemandResponse | 0 | 0 | 0 | 0 | 0 | 0
IGCC-CCS | 0 | 0 | 0 | 0 | 0 | 0
WT_off | 0 | 0 | 0 | 0 | 0 | 0
PseudoUnit | 0 | 0 | 0 | 0 | 0 | 0
FixedInterchange | 0 | 0 | 0 | 0 | 0 | 0
Emission Cost by Reporting Type: NWPP_NucRenew
ReportingType | 2015 | 2020 | 2025 | 2030 | 2035 | 2040
BM | 0 | 0 | 0 | 0 | 0 | 0
CC | 0 | 0 | 0 | 0 | 0 | 0
CSP | 0 | 0 | 0 | 0 | 0 | 0
CT | 0 | 0 | 0 | 0 | 0 | 0
Coal | 0 | 0 | 0 | 0 | 0 | 0
Geo | 0 | 0 | 0 | 0 | 0 | 0
H | 0 | 0 | 0 | 0 | 0 | 0
LFG | 0 | 0 | 0 | 0 | 0 | 0
Nuc | 0 | 0 | 0 | 0 | 0 | 0
PS | 0 | 0 | 0 | 0 | 0 | 0
PV | 0 | 0 | 0 | 0 | 0 | 0
PeakG | 0 | 0 | 0 | 0 | 0 | 0
PeakO | 0 | 0 | 0 | 0 | 0 | 0
ST | 0 | 0 | 0 | 0 | 0 | 0
STOG | 0 | 0 | 0 | 0 | 0 | 0
STWD | 0 | 0 | 0 | 0 | 0 | 0
WT | 0 | 0 | 0 | 0 | 0 | 0
IGCC | 0 | 0 | 0 | 0 | 0 | 0
DemandResponse | 0 | 0 | 0 | 0 | 0 | 0
IGCC-CCS | 0 | 0 | 0 | 0 | 0 | 0
WT_off | 0 | 0 | 0 | 0 | 0 | 0
PseudoUnit | 0 | 0 | 0 | 0 | 0 | 0
FixedInterchange | 0 | 0 | 0 | 0 | 0 | 0
Emission Cost by Reporting Type: RMPA
ReportingType | 2015 | 2020 | 2025 | 2030 | 2035 | 2040
BM | 0 | 0 | 0 | 0 | 0 | 0
CC | 0 | 0 | 0 | 0 | 0 | 0
CSP | 0 | 0 | 0 | 0 | 0 | 0
CT | 0 | 0 | 0 | 0 | 0 | 0
Coal | 0 | 0 | 0 | 0 | 0 | 0
Geo | 0 | 0 | 0 | 0 | 0 | 0
H | 0 | 0 | 0 | 0 | 0 | 0
LFG | 0 | 0 | 0 | 0 | 0 | 0
Nuc | 0 | 0 | 0 | 0 | 0 | 0
PS | 0 | 0 | 0 | 0 | 0 | 0
PV | 0 | 0 | 0 | 0 | 0 | 0
PeakG | 0 | 0 | 0 | 0 | 0 | 0
PeakO | 0 | 0 | 0 | 0 | 0 | 0
ST | 0 | 0 | 0 | 0 | 0 | 0
STOG | 0 | 0 | 0 | 0 | 0 | 0
STWD | 0 | 0 | 0 | 0 | 0 | 0
WT | 0 | 0 | 0 | 0 | 0 | 0
IGCC | 0 | 0 | 0 | 0 | 0 | 0
DemandResponse | 0 | 0 | 0 | 0 | 0 | 0
IGCC-CCS | 0 | 0 | 0 | 0 | 0 | 0
WT_off | 0 | 0 | 0 | 0 | 0 | 0
PseudoUnit | 0 | 0 | 0 | 0 | 0 | 0
FixedInterchange | 0 | 0 | 0 | 0 | 0 | 0
Emission Cost by Reporting Type: SP15
ReportingType | 2015 | 2020 | 2025 | 2030 | 2035 | 2040
BM | 0 | 0 | 0 | 0 | 0 | 0
CC | 0 | 0 | 0 | 0 | 0 | 0
CSP | 0 | 0 | 0 | 0 | 0 | 0
CT | 0 | 0 | 0 | 0 | 0 | 0
Coal | 0 | 0 | 0 | 0 | 0 | 0
Geo | 0 | 0 | 0 | 0 | 0 | 0
H | 0 | 0 | 0 | 0 | 0 | 0
LFG | 0 | 0 | 0 | 0 | 0 | 0
Nuc | 0 | 0 | 0 | 0 | 0 | 0
PS | 0 | 0 | 0 | 0 | 0 | 0
PV | 0 | 0 | 0 | 0 | 0 | 0
PeakG | 0 | 0 | 0 | 0 | 0 | 0
PeakO | 0 | 0 | 0 | 0 | 0 | 0
ST | 0 | 0 | 0 | 0 | 0 | 0
STOG | 0 | 0 | 0 | 0 | 0 | 0
STWD | 0 | 0 | 0 | 0 | 0 | 0
WT | 0 | 0 | 0 | 0 | 0 | 0
IGCC | 0 | 0 | 0 | 0 | 0 | 0
DemandResponse | 0 | 0 | 0 | 0 | 0 | 0
IGCC-CCS | 0 | 0 | 0 | 0 | 0 | 0
WT_off | 0 | 0 | 0 | 0 | 0 | 0
PseudoUnit | 0 | 0 | 0 | 0 | 0 | 0
FixedInterchange | 0 | 0 | 0 | 0 | 0 | 0
Emission Cost by Reporting Type: ALB
ReportingType | 2015 | 2020 | 2025 | 2030 | 2035 | 2040
BM | 0 | 0 | 0 | 0 | 0 | 0
CC | 0 | 0 | 0 | 0 | 0 | 0
CSP | 0 | 0 | 0 | 0 | 0 | 0
CT | 0 | 0 | 0 | 0 | 0 | 0
Coal | 0 | 0 | 0 | 0 | 0 | 0
Geo | 0 | 0 | 0 | 0 | 0 | 0
H | 0 | 0 | 0 | 0 | 0 | 0
LFG | 0 | 0 | 0 | 0 | 0 | 0
Nuc | 0 | 0 | 0 | 0 | 0 | 0
PS | 0 | 0 | 0 | 0 | 0 | 0
PV | 0 | 0 | 0 | 0 | 0 | 0
PeakG | 0 | 0 | 0 | 0 | 0 | 0
PeakO | 0 | 0 | 0 | 0 | 0 | 0
ST | 0 | 0 | 0 | 0 | 0 | 0
STOG | 0 | 0 | 0 | 0 | 0 | 0
STWD | 0 | 0 | 0 | 0 | 0 | 0
WT | 0 | 0 | 0 | 0 | 0 | 0
IGCC | 0 | 0 | 0 | 0 | 0 | 0
DemandResponse | 0 | 0 | 0 | 0 | 0 | 0
IGCC-CCS | 0 | 0 | 0 | 0 | 0 | 0
WT_off | 0 | 0 | 0 | 0 | 0 | 0
PseudoUnit | 0 | 0 | 0 | 0 | 0 | 0
FixedInterchange | 0 | 0 | 0 | 0 | 0 | 0
Emission Cost by Reporting Type: BC
ReportingType | 2015 | 2020 | 2025 | 2030 | 2035 | 2040
BM | 0 | 0 | 0 | 0 | 0 | 0
CC | 0 | 0 | 0 | 0 | 0 | 0
CSP | 0 | 0 | 0 | 0 | 0 | 0
CT | 0 | 0 | 0 | 0 | 0 | 0
Coal | 0 | 0 | 0 | 0 | 0 | 0
Geo | 0 | 0 | 0 | 0 | 0 | 0
H | 0 | 0 | 0 | 0 | 0 | 0
LFG | 0 | 0 | 0 | 0 | 0 | 0
Nuc | 0 | 0 | 0 | 0 | 0 | 0
PS | 0 | 0 | 0 | 0 | 0 | 0
PV | 0 | 0 | 0 | 0 | 0 | 0
PeakG | 0 | 0 | 0 | 0 | 0 | 0
PeakO | 0 | 0 | 0 | 0 | 0 | 0
ST | 0 | 0 | 0 | 0 | 0 | 0
STOG | 0 | 0 | 0 | 0 | 0 | 0
STWD | 0 | 0 | 0 | 0 | 0 | 0
WT | 0 | 0 | 0 | 0 | 0 | 0
IGCC | 0 | 0 | 0 | 0 | 0 | 0
DemandResponse | 0 | 0 | 0 | 0 | 0 | 0
IGCC-CCS | 0 | 0 | 0 | 0 | 0 | 0
WT_off | 0 | 0 | 0 | 0 | 0 | 0
PseudoUnit | 0 | 0 | 0 | 0 | 0 | 0
FixedInterchange | 0 | 0 | 0 | 0 | 0 | 0
Emission Cost by Reporting Type: HQ_IESO
ReportingType | 2015 | 2020 | 2025 | 2030 | 2035 | 2040
BM | 0 | 0 | 0 | 0 | 0 | 0
CC | 0 | 0 | 0 | 0 | 0 | 0
CSP | 0 | 0 | 0 | 0 | 0 | 0
CT | 0 | 0 | 0 | 0 | 0 | 0
Coal | 0 | 0 | 0 | 0 | 0 | 0
Geo | 0 | 0 | 0 | 0 | 0 | 0
H | 0 | 0 | 0 | 0 | 0 | 0
LFG | 0 | 0 | 0 | 0 | 0 | 0
Nuc | 0 | 0 | 0 | 0 | 0 | 0
PS | 0 | 0 | 0 | 0 | 0 | 0
PV | 0 | 0 | 0 | 0 | 0 | 0
PeakG | 0 | 0 | 0 | 0 | 0 | 0
PeakO | 0 | 0 | 0 | 0 | 0 | 0
ST | 0 | 0 | 0 | 0 | 0 | 0
STOG | 0 | 0 | 0 | 0 | 0 | 0
STWD | 0 | 0 | 0 | 0 | 0 | 0
WT | 0 | 0 | 0 | 0 | 0 | 0
IGCC | 0 | 0 | 0 | 0 | 0 | 0
DemandResponse | 0 | 0 | 0 | 0 | 0 | 0
IGCC-CCS | 0 | 0 | 0 | 0 | 0 | 0
WT_off | 0 | 0 | 0 | 0 | 0 | 0
PseudoUnit | 0 | 0 | 0 | 0 | 0 | 0
FixedInterchange | 0 | 0 | 0 | 0 | 0 | 0
Emission Cost by Reporting Type: HQ_NEISO
ReportingType | 2015 | 2020 | 2025 | 2030 | 2035 | 2040
BM | 0 | 0 | 0 | 0 | 0 | 0
CC | 0 | 0 | 0 | 0 | 0 | 0
CSP | 0 | 0 | 0 | 0 | 0 | 0
CT | 0 | 0 | 0 | 0 | 0 | 0
Coal | 0 | 0 | 0 | 0 | 0 | 0
Geo | 0 | 0 | 0 | 0 | 0 | 0
H | 0 | 0 | 0 | 0 | 0 | 0
LFG | 0 | 0 | 0 | 0 | 0 | 0
Nuc | 0 | 0 | 0 | 0 | 0 | 0
PS | 0 | 0 | 0 | 0 | 0 | 0
PV | 0 | 0 | 0 | 0 | 0 | 0
PeakG | 0 | 0 | 0 | 0 | 0 | 0
PeakO | 0 | 0 | 0 | 0 | 0 | 0
ST | 0 | 0 | 0 | 0 | 0 | 0
STOG | 0 | 0 | 0 | 0 | 0 | 0
STWD | 0 | 0 | 0 | 0 | 0 | 0
WT | 0 | 0 | 0 | 0 | 0 | 0
IGCC | 0 | 0 | 0 | 0 | 0 | 0
DemandResponse | 0 | 0 | 0 | 0 | 0 | 0
IGCC-CCS | 0 | 0 | 0 | 0 | 0 | 0
WT_off | 0 | 0 | 0 | 0 | 0 | 0
PseudoUnit | 0 | 0 | 0 | 0 | 0 | 0
FixedInterchange | 0 | 0 | 0 | 0 | 0 | 0
Emission Cost by Reporting Type: HQ_NY
ReportingType | 2015 | 2020 | 2025 | 2030 | 2035 | 2040
BM | 0 | 0 | 0 | 0 | 0 | 0
CC | 0 | 0 | 0 | 0 | 0 | 0
CSP | 0 | 0 | 0 | 0 | 0 | 0
CT | 0 | 0 | 0 | 0 | 0 | 0
Coal | 0 | 0 | 0 | 0 | 0 | 0
Geo | 0 | 0 | 0 | 0 | 0 | 0
H | 0 | 0 | 0 | 0 | 0 | 0
LFG | 0 | 0 | 0 | 0 | 0 | 0
Nuc | 0 | 0 | 0 | 0 | 0 | 0
PS | 0 | 0 | 0 | 0 | 0 | 0
PV | 0 | 0 | 0 | 0 | 0 | 0
PeakG | 0 | 0 | 0 | 0 | 0 | 0
PeakO | 0 | 0 | 0 | 0 | 0 | 0
ST | 0 | 0 | 0 | 0 | 0 | 0
STOG | 0 | 0 | 0 | 0 | 0 | 0
STWD | 0 | 0 | 0 | 0 | 0 | 0
WT | 0 | 0 | 0 | 0 | 0 | 0
IGCC | 0 | 0 | 0 | 0 | 0 | 0
DemandResponse | 0 | 0 | 0 | 0 | 0 | 0
IGCC-CCS | 0 | 0 | 0 | 0 | 0 | 0
WT_off | 0 | 0 | 0 | 0 | 0 | 0
PseudoUnit | 0 | 0 | 0 | 0 | 0 | 0
FixedInterchange | 0 | 0 | 0 | 0 | 0 | 0
Emission Cost by Reporting Type: MARITIMES
ReportingType | 2015 | 2020 | 2025 | 2030 | 2035 | 2040
BM | 0 | 0 | 0 | 0 | 0 | 0
CC | 0 | 0 | 0 | 0 | 0 | 0
CSP | 0 | 0 | 0 | 0 | 0 | 0
CT | 0 | 0 | 0 | 0 | 0 | 0
Coal | 0 | 0 | 0 | 0 | 0 | 0
Geo | 0 | 0 | 0 | 0 | 0 | 0
H | 0 | 0 | 0 | 0 | 0 | 0
LFG | 0 | 0 | 0 | 0 | 0 | 0
Nuc | 0 | 0 | 0 | 0 | 0 | 0
PS | 0 | 0 | 0 | 0 | 0 | 0
PV | 0 | 0 | 0 | 0 | 0 | 0
PeakG | 0 | 0 | 0 | 0 | 0 | 0
PeakO | 0 | 0 | 0 | 0 | 0 | 0
ST | 0 | 0 | 0 | 0 | 0 | 0
STOG | 0 | 0 | 0 | 0 | 0 | 0
STWD | 0 | 0 | 0 | 0 | 0 | 0
WT | 0 | 0 | 0 | 0 | 0 | 0
IGCC | 0 | 0 | 0 | 0 | 0 | 0
DemandResponse | 0 | 0 | 0 | 0 | 0 | 0
IGCC-CCS | 0 | 0 | 0 | 0 | 0 | 0
WT_off | 0 | 0 | 0 | 0 | 0 | 0
PseudoUnit | 0 | 0 | 0 | 0 | 0 | 0
FixedInterchange | 0 | 0 | 0 | 0 | 0 | 0
Emission Cost by Reporting Type: All
ReportingType | 2015 | 2020 | 2025 | 2030 | 2035 | 2040
BM | 0 | 0 | 0 | 0 | 0 | 0
CC | 0 | 0 | 0 | 0 | 0 | 0
CSP | 0 | 0 | 0 | 0 | 0 | 0
CT | 0 | 0 | 0 | 0 | 0 | 0
Coal | 0 | 0 | 0 | 0 | 0 | 0
Geo | 0 | 0 | 0 | 0 | 0 | 0
H | 0 | 0 | 0 | 0 | 0 | 0
LFG | 0 | 0 | 0 | 0 | 0 | 0
Nuc | 0 | 0 | 0 | 0 | 0 | 0
PS | 0 | 0 | 0 | 0 | 0 | 0
PV | 0 | 0 | 0 | 0 | 0 | 0
PeakG | 0 | 0 | 0 | 0 | 0 | 0
PeakO | 0 | 0 | 0 | 0 | 0 | 0
ST | 0 | 0 | 0 | 0 | 0 | 0
STOG | 0 | 0 | 0 | 0 | 0 | 0
STWD | 0 | 0 | 0 | 0 | 0 | 0
WT | 0 | 0 | 0 | 0 | 0 | 0
IGCC | 0 | 0 | 0 | 0 | 0 | 0
DemandResponse | 0 | 0 | 0 | 0 | 0 | 0
IGCC-CCS | 0 | 0 | 0 | 0 | 0 | 0
WT_off | 0 | 0 | 0 | 0 | 0 | 0
PseudoUnit | 0 | 0 | 0 | 0 | 0 | 0
FixedInterchange | 0 | 0 | 0 | 0 | 0 | 0
Emission Cost by Reporting Type: EI_US
ReportingType | 2015 | 2020 | 2025 | 2030 | 2035 | 2040
BM | 0 | 0 | 0 | 0 | 0 | 0
CC | 0 | 0 | 0 | 0 | 0 | 0
CSP | 0 | 0 | 0 | 0 | 0 | 0
CT | 0 | 0 | 0 | 0 | 0 | 0
Coal | 0 | 0 | 0 | 0 | 0 | 0
Geo | 0 | 0 | 0 | 0 | 0 | 0
H | 0 | 0 | 0 | 0 | 0 | 0
LFG | 0 | 0 | 0 | 0 | 0 | 0
Nuc | 0 | 0 | 0 | 0 | 0 | 0
PS | 0 | 0 | 0 | 0 | 0 | 0
PV | 0 | 0 | 0 | 0 | 0 | 0
PeakG | 0 | 0 | 0 | 0 | 0 | 0
PeakO | 0 | 0 | 0 | 0 | 0 | 0
ST | 0 | 0 | 0 | 0 | 0 | 0
STOG | 0 | 0 | 0 | 0 | 0 | 0
STWD | 0 | 0 | 0 | 0 | 0 | 0
WT | 0 | 0 | 0 | 0 | 0 | 0
IGCC | 0 | 0 | 0 | 0 | 0 | 0
DemandResponse | 0 | 0 | 0 | 0 | 0 | 0
IGCC-CCS | 0 | 0 | 0 | 0 | 0 | 0
WT_off | 0 | 0 | 0 | 0 | 0 | 0
PseudoUnit | 0 | 0 | 0 | 0 | 0 | 0
FixedInterchange | 0 | 0 | 0 | 0 | 0 | 0
Emission Cost by Reporting Type: EI_Canada
ReportingType | 2015 | 2020 | 2025 | 2030 | 2035 | 2040
BM | 0 | 0 | 0 | 0 | 0 | 0
CC | 0 | 0 | 0 | 0 | 0 | 0
CSP | 0 | 0 | 0 | 0 | 0 | 0
CT | 0 | 0 | 0 | 0 | 0 | 0
Coal | 0 | 0 | 0 | 0 | 0 | 0
Geo | 0 | 0 | 0 | 0 | 0 | 0
H | 0 | 0 | 0 | 0 | 0 | 0
LFG | 0 | 0 | 0 | 0 | 0 | 0
Nuc | 0 | 0 | 0 | 0 | 0 | 0
PS | 0 | 0 | 0 | 0 | 0 | 0
PV | 0 | 0 | 0 | 0 | 0 | 0
PeakG | 0 | 0 | 0 | 0 | 0 | 0
PeakO | 0 | 0 | 0 | 0 | 0 | 0
ST | 0 | 0 | 0 | 0 | 0 | 0
STOG | 0 | 0 | 0 | 0 | 0 | 0
STWD | 0 | 0 | 0 | 0 | 0 | 0
WT | 0 | 0 | 0 | 0 | 0 | 0
IGCC | 0 | 0 | 0 | 0 | 0 | 0
DemandResponse | 0 | 0 | 0 | 0 | 0 | 0
IGCC-CCS | 0 | 0 | 0 | 0 | 0 | 0
WT_off | 0 | 0 | 0 | 0 | 0 | 0
PseudoUnit | 0 | 0 | 0 | 0 | 0 | 0
FixedInterchange | 0 | 0 | 0 | 0 | 0 | 0
Emission Cost by Reporting Type: EI
ReportingType | 2015 | 2020 | 2025 | 2030 | 2035 | 2040
BM | 0 | 0 | 0 | 0 | 0 | 0
CC | 0 | 0 | 0 | 0 | 0 | 0
CSP | 0 | 0 | 0 | 0 | 0 | 0
CT | 0 | 0 | 0 | 0 | 0 | 0
Coal | 0 | 0 | 0 | 0 | 0 | 0
Geo | 0 | 0 | 0 | 0 | 0 | 0
H | 0 | 0 | 0 | 0 | 0 | 0
LFG | 0 | 0 | 0 | 0 | 0 | 0
Nuc | 0 | 0 | 0 | 0 | 0 | 0
PS | 0 | 0 | 0 | 0 | 0 | 0
PV | 0 | 0 | 0 | 0 | 0 | 0
PeakG | 0 | 0 | 0 | 0 | 0 | 0
PeakO | 0 | 0 | 0 | 0 | 0 | 0
ST | 0 | 0 | 0 | 0 | 0 | 0
STOG | 0 | 0 | 0 | 0 | 0 | 0
STWD | 0 | 0 | 0 | 0 | 0 | 0
WT | 0 | 0 | 0 | 0 | 0 | 0
IGCC | 0 | 0 | 0 | 0 | 0 | 0
DemandResponse | 0 | 0 | 0 | 0 | 0 | 0
IGCC-CCS | 0 | 0 | 0 | 0 | 0 | 0
WT_off | 0 | 0 | 0 | 0 | 0 | 0
PseudoUnit | 0 | 0 | 0 | 0 | 0 | 0
FixedInterchange | 0 | 0 | 0 | 0 | 0 | 0
Emission Cost by Reporting Type: Outside_EI
ReportingType | 2015 | 2020 | 2025 | 2030 | 2035 | 2040
BM | 0 | 0 | 0 | 0 | 0 | 0
CC | 0 | 0 | 0 | 0 | 0 | 0
CSP | 0 | 0 | 0 | 0 | 0 | 0
CT | 0 | 0 | 0 | 0 | 0 | 0
Coal | 0 | 0 | 0 | 0 | 0 | 0
Geo | 0 | 0 | 0 | 0 | 0 | 0
H | 0 | 0 | 0 | 0 | 0 | 0
LFG | 0 | 0 | 0 | 0 | 0 | 0
Nuc | 0 | 0 | 0 | 0 | 0 | 0
PS | 0 | 0 | 0 | 0 | 0 | 0
PV | 0 | 0 | 0 | 0 | 0 | 0
PeakG | 0 | 0 | 0 | 0 | 0 | 0
PeakO | 0 | 0 | 0 | 0 | 0 | 0
ST | 0 | 0 | 0 | 0 | 0 | 0
STOG | 0 | 0 | 0 | 0 | 0 | 0
STWD | 0 | 0 | 0 | 0 | 0 | 0
WT | 0 | 0 | 0 | 0 | 0 | 0
IGCC | 0 | 0 | 0 | 0 | 0 | 0
DemandResponse | 0 | 0 | 0 | 0 | 0 | 0
IGCC-CCS | 0 | 0 | 0 | 0 | 0 | 0
WT_off | 0 | 0 | 0 | 0 | 0 | 0
PseudoUnit | 0 | 0 | 0 | 0 | 0 | 0
FixedInterchange | 0 | 0 | 0 | 0 | 0 | 0
==== Emission Program: CAIRNOxAnnual : (NOx) ====
Emission Cost by Reporting Type: Entergy
ReportingType | 2015 | 2020 | 2025 | 2030 | 2035 | 2040
BM | 0 | 0 | 0 | 0 | 0 | 0
CC | 0 | 0 | 0 | 0 | 0 | 0
CSP | 0 | 0 | 0 | 0 | 0 | 0
CT | 0 | 0 | 0 | 0 | 0 | 0
Coal | 0 | 0 | 0 | 0 | 0 | 0
Geo | 0 | 0 | 0 | 0 | 0 | 0
H | 0 | 0 | 0 | 0 | 0 | 0
LFG | 0 | 0 | 0 | 0 | 0 | 0
Nuc | 0 | 0 | 0 | 0 | 0 | 0
PS | 0 | 0 | 0 | 0 | 0 | 0
PV | 0 | 0 | 0 | 0 | 0 | 0
PeakG | 0 | 0 | 0 | 0 | 0 | 0
PeakO | 0 | 0 | 0 | 0 | 0 | 0
ST | 0 | 0 | 0 | 0 | 0 | 0
STOG | 0 | 0 | 0 | 0 | 0 | 0
STWD | 0 | 0 | 0 | 0 | 0 | 0
WT | 0 | 0 | 0 | 0 | 0 | 0
IGCC | 0 | 0 | 0 | 0 | 0 | 0
DemandResponse | 0 | 0 | 0 | 0 | 0 | 0
IGCC-CCS | 0 | 0 | 0 | 0 | 0 | 0
WT_off | 0 | 0 | 0 | 0 | 0 | 0
PseudoUnit | 0 | 0 | 0 | 0 | 0 | 0
FixedInterchange | 0 | 0 | 0 | 0 | 0 | 0
Emission Cost by Reporting Type: FRCC
ReportingType | 2015 | 2020 | 2025 | 2030 | 2035 | 2040
BM | 0 | 0 | 0 | 0 | 0 | 0
CC | 0 | 0 | 0 | 0 | 0 | 0
CSP | 0 | 0 | 0 | 0 | 0 | 0
CT | 0 | 0 | 0 | 0 | 0 | 0
Coal | 0 | 0 | 0 | 0 | 0 | 0
Geo | 0 | 0 | 0 | 0 | 0 | 0
H | 0 | 0 | 0 | 0 | 0 | 0
LFG | 0 | 0 | 0 | 0 | 0 | 0
Nuc | 0 | 0 | 0 | 0 | 0 | 0
PS | 0 | 0 | 0 | 0 | 0 | 0
PV | 0 | 0 | 0 | 0 | 0 | 0
PeakG | 0 | 0 | 0 | 0 | 0 | 0
PeakO | 0 | 0 | 0 | 0 | 0 | 0
ST | 0 | 0 | 0 | 0 | 0 | 0
STOG | 0 | 0 | 0 | 0 | 0 | 0
STWD | 0 | 0 | 0 | 0 | 0 | 0
WT | 0 | 0 | 0 | 0 | 0 | 0
IGCC | 0 | 0 | 0 | 0 | 0 | 0
DemandResponse | 0 | 0 | 0 | 0 | 0 | 0
IGCC-CCS | 0 | 0 | 0 | 0 | 0 | 0
WT_off | 0 | 0 | 0 | 0 | 0 | 0
PseudoUnit | 0 | 0 | 0 | 0 | 0 | 0
FixedInterchange | 0 | 0 | 0 | 0 | 0 | 0
Emission Cost by Reporting Type: MAPP_US
ReportingType | 2015 | 2020 | 2025 | 2030 | 2035 | 2040
BM | 0 | 0 | 0 | 0 | 0 | 0
CC | 0 | 0 | 0 | 0 | 0 | 0
CSP | 0 | 0 | 0 | 0 | 0 | 0
CT | 0 | 0 | 0 | 0 | 0 | 0
Coal | 0 | 0 | 0 | 0 | 0 | 0
Geo | 0 | 0 | 0 | 0 | 0 | 0
H | 0 | 0 | 0 | 0 | 0 | 0
LFG | 0 | 0 | 0 | 0 | 0 | 0
Nuc | 0 | 0 | 0 | 0 | 0 | 0
PS | 0 | 0 | 0 | 0 | 0 | 0
PV | 0 | 0 | 0 | 0 | 0 | 0
PeakG | 0 | 0 | 0 | 0 | 0 | 0
PeakO | 0 | 0 | 0 | 0 | 0 | 0
ST | 0 | 0 | 0 | 0 | 0 | 0
STOG | 0 | 0 | 0 | 0 | 0 | 0
STWD | 0 | 0 | 0 | 0 | 0 | 0
WT | 0 | 0 | 0 | 0 | 0 | 0
IGCC | 0 | 0 | 0 | 0 | 0 | 0
DemandResponse | 0 | 0 | 0 | 0 | 0 | 0
IGCC-CCS | 0 | 0 | 0 | 0 | 0 | 0
WT_off | 0 | 0 | 0 | 0 | 0 | 0
PseudoUnit | 0 | 0 | 0 | 0 | 0 | 0
FixedInterchange | 0 | 0 | 0 | 0 | 0 | 0
Emission Cost by Reporting Type: MISO_IN
ReportingType | 2015 | 2020 | 2025 | 2030 | 2035 | 2040
BM | 0 | 0 | 0 | 0 | 0 | 0
CC | 0 | 0 | 0 | 0 | 0 | 0
CSP | 0 | 0 | 0 | 0 | 0 | 0
CT | 0 | 0 | 0 | 0 | 0 | 0
Coal | 0 | 0 | 0 | 0 | 0 | 0
Geo | 0 | 0 | 0 | 0 | 0 | 0
H | 0 | 0 | 0 | 0 | 0 | 0
LFG | 0 | 0 | 0 | 0 | 0 | 0
Nuc | 0 | 0 | 0 | 0 | 0 | 0
PS | 0 | 0 | 0 | 0 | 0 | 0
PV | 0 | 0 | 0 | 0 | 0 | 0
PeakG | 0 | 0 | 0 | 0 | 0 | 0
PeakO | 0 | 0 | 0 | 0 | 0 | 0
ST | 0 | 0 | 0 | 0 | 0 | 0
STOG | 0 | 0 | 0 | 0 | 0 | 0
STWD | 0 | 0 | 0 | 0 | 0 | 0
WT | 0 | 0 | 0 | 0 | 0 | 0
IGCC | 0 | 0 | 0 | 0 | 0 | 0
DemandResponse | 0 | 0 | 0 | 0 | 0 | 0
IGCC-CCS | 0 | 0 | 0 | 0 | 0 | 0
WT_off | 0 | 0 | 0 | 0 | 0 | 0
PseudoUnit | 0 | 0 | 0 | 0 | 0 | 0
FixedInterchange | 0 | 0 | 0 | 0 | 0 | 0
Emission Cost by Reporting Type: MISO_MI
ReportingType | 2015 | 2020 | 2025 | 2030 | 2035 | 2040
BM | 0 | 0 | 0 | 0 | 0 | 0
CC | 0 | 0 | 0 | 0 | 0 | 0
CSP | 0 | 0 | 0 | 0 | 0 | 0
CT | 0 | 0 | 0 | 0 | 0 | 0
Coal | 0 | 0 | 0 | 0 | 0 | 0
Geo | 0 | 0 | 0 | 0 | 0 | 0
H | 0 | 0 | 0 | 0 | 0 | 0
LFG | 0 | 0 | 0 | 0 | 0 | 0
Nuc | 0 | 0 | 0 | 0 | 0 | 0
PS | 0 | 0 | 0 | 0 | 0 | 0
PV | 0 | 0 | 0 | 0 | 0 | 0
PeakG | 0 | 0 | 0 | 0 | 0 | 0
PeakO | 0 | 0 | 0 | 0 | 0 | 0
ST | 0 | 0 | 0 | 0 | 0 | 0
STOG | 0 | 0 | 0 | 0 | 0 | 0
STWD | 0 | 0 | 0 | 0 | 0 | 0
WT | 0 | 0 | 0 | 0 | 0 | 0
IGCC | 0 | 0 | 0 | 0 | 0 | 0
DemandResponse | 0 | 0 | 0 | 0 | 0 | 0
IGCC-CCS | 0 | 0 | 0 | 0 | 0 | 0
WT_off | 0 | 0 | 0 | 0 | 0 | 0
PseudoUnit | 0 | 0 | 0 | 0 | 0 | 0
FixedInterchange | 0 | 0 | 0 | 0 | 0 | 0
Emission Cost by Reporting Type: MISO_MO-IL
ReportingType | 2015 | 2020 | 2025 | 2030 | 2035 | 2040
BM | 0 | 0 | 0 | 0 | 0 | 0
CC | 0 | 0 | 0 | 0 | 0 | 0
CSP | 0 | 0 | 0 | 0 | 0 | 0
CT | 0 | 0 | 0 | 0 | 0 | 0
Coal | 0 | 0 | 0 | 0 | 0 | 0
Geo | 0 | 0 | 0 | 0 | 0 | 0
H | 0 | 0 | 0 | 0 | 0 | 0
LFG | 0 | 0 | 0 | 0 | 0 | 0
Nuc | 0 | 0 | 0 | 0 | 0 | 0
PS | 0 | 0 | 0 | 0 | 0 | 0
PV | 0 | 0 | 0 | 0 | 0 | 0
PeakG | 0 | 0 | 0 | 0 | 0 | 0
PeakO | 0 | 0 | 0 | 0 | 0 | 0
ST | 0 | 0 | 0 | 0 | 0 | 0
STOG | 0 | 0 | 0 | 0 | 0 | 0
STWD | 0 | 0 | 0 | 0 | 0 | 0
WT | 0 | 0 | 0 | 0 | 0 | 0
IGCC | 0 | 0 | 0 | 0 | 0 | 0
DemandResponse | 0 | 0 | 0 | 0 | 0 | 0
IGCC-CCS | 0 | 0 | 0 | 0 | 0 | 0
WT_off | 0 | 0 | 0 | 0 | 0 | 0
PseudoUnit | 0 | 0 | 0 | 0 | 0 | 0
FixedInterchange | 0 | 0 | 0 | 0 | 0 | 0
Emission Cost by Reporting Type: MISO_W
ReportingType | 2015 | 2020 | 2025 | 2030 | 2035 | 2040
BM | 0 | 0 | 0 | 0 | 0 | 0
CC | 0 | 0 | 0 | 0 | 0 | 0
CSP | 0 | 0 | 0 | 0 | 0 | 0
CT | 0 | 0 | 0 | 0 | 0 | 0
Coal | 0 | 0 | 0 | 0 | 0 | 0
Geo | 0 | 0 | 0 | 0 | 0 | 0
H | 0 | 0 | 0 | 0 | 0 | 0
LFG | 0 | 0 | 0 | 0 | 0 | 0
Nuc | 0 | 0 | 0 | 0 | 0 | 0
PS | 0 | 0 | 0 | 0 | 0 | 0
PV | 0 | 0 | 0 | 0 | 0 | 0
PeakG | 0 | 0 | 0 | 0 | 0 | 0
PeakO | 0 | 0 | 0 | 0 | 0 | 0
ST | 0 | 0 | 0 | 0 | 0 | 0
STOG | 0 | 0 | 0 | 0 | 0 | 0
STWD | 0 | 0 | 0 | 0 | 0 | 0
WT | 0 | 0 | 0 | 0 | 0 | 0
IGCC | 0 | 0 | 0 | 0 | 0 | 0
DemandResponse | 0 | 0 | 0 | 0 | 0 | 0
IGCC-CCS | 0 | 0 | 0 | 0 | 0 | 0
WT_off | 0 | 0 | 0 | 0 | 0 | 0
PseudoUnit | 0 | 0 | 0 | 0 | 0 | 0
FixedInterchange | 0 | 0 | 0 | 0 | 0 | 0
Emission Cost by Reporting Type: MISO_WUMS
ReportingType | 2015 | 2020 | 2025 | 2030 | 2035 | 2040
BM | 0 | 0 | 0 | 0 | 0 | 0
CC | 0 | 0 | 0 | 0 | 0 | 0
CSP | 0 | 0 | 0 | 0 | 0 | 0
CT | 0 | 0 | 0 | 0 | 0 | 0
Coal | 0 | 0 | 0 | 0 | 0 | 0
Geo | 0 | 0 | 0 | 0 | 0 | 0
H | 0 | 0 | 0 | 0 | 0 | 0
LFG | 0 | 0 | 0 | 0 | 0 | 0
Nuc | 0 | 0 | 0 | 0 | 0 | 0
PS | 0 | 0 | 0 | 0 | 0 | 0
PV | 0 | 0 | 0 | 0 | 0 | 0
PeakG | 0 | 0 | 0 | 0 | 0 | 0
PeakO | 0 | 0 | 0 | 0 | 0 | 0
ST | 0 | 0 | 0 | 0 | 0 | 0
STOG | 0 | 0 | 0 | 0 | 0 | 0
STWD | 0 | 0 | 0 | 0 | 0 | 0
WT | 0 | 0 | 0 | 0 | 0 | 0
IGCC | 0 | 0 | 0 | 0 | 0 | 0
DemandResponse | 0 | 0 | 0 | 0 | 0 | 0
IGCC-CCS | 0 | 0 | 0 | 0 | 0 | 0
WT_off | 0 | 0 | 0 | 0 | 0 | 0
PseudoUnit | 0 | 0 | 0 | 0 | 0 | 0
FixedInterchange | 0 | 0 | 0 | 0 | 0 | 0
Emission Cost by Reporting Type: Nebraska
ReportingType | 2015 | 2020 | 2025 | 2030 | 2035 | 2040
BM | 0 | 0 | 0 | 0 | 0 | 0
CC | 0 | 0 | 0 | 0 | 0 | 0
CSP | 0 | 0 | 0 | 0 | 0 | 0
CT | 0 | 0 | 0 | 0 | 0 | 0
Coal | 0 | 0 | 0 | 0 | 0 | 0
Geo | 0 | 0 | 0 | 0 | 0 | 0
H | 0 | 0 | 0 | 0 | 0 | 0
LFG | 0 | 0 | 0 | 0 | 0 | 0
Nuc | 0 | 0 | 0 | 0 | 0 | 0
PS | 0 | 0 | 0 | 0 | 0 | 0
PV | 0 | 0 | 0 | 0 | 0 | 0
PeakG | 0 | 0 | 0 | 0 | 0 | 0
PeakO | 0 | 0 | 0 | 0 | 0 | 0
ST | 0 | 0 | 0 | 0 | 0 | 0
STOG | 0 | 0 | 0 | 0 | 0 | 0
STWD | 0 | 0 | 0 | 0 | 0 | 0
WT | 0 | 0 | 0 | 0 | 0 | 0
IGCC | 0 | 0 | 0 | 0 | 0 | 0
DemandResponse | 0 | 0 | 0 | 0 | 0 | 0
IGCC-CCS | 0 | 0 | 0 | 0 | 0 | 0
WT_off | 0 | 0 | 0 | 0 | 0 | 0
PseudoUnit | 0 | 0 | 0 | 0 | 0 | 0
FixedInterchange | 0 | 0 | 0 | 0 | 0 | 0
Emission Cost by Reporting Type: NEISO
ReportingType | 2015 | 2020 | 2025 | 2030 | 2035 | 2040
BM | 0 | 0 | 0 | 0 | 0 | 0
CC | 0 | 0 | 0 | 0 | 0 | 0
CSP | 0 | 0 | 0 | 0 | 0 | 0
CT | 0 | 0 | 0 | 0 | 0 | 0
Coal | 0 | 0 | 0 | 0 | 0 | 0
Geo | 0 | 0 | 0 | 0 | 0 | 0
H | 0 | 0 | 0 | 0 | 0 | 0
LFG | 0 | 0 | 0 | 0 | 0 | 0
Nuc | 0 | 0 | 0 | 0 | 0 | 0
PS | 0 | 0 | 0 | 0 | 0 | 0
PV | 0 | 0 | 0 | 0 | 0 | 0
PeakG | 0 | 0 | 0 | 0 | 0 | 0
PeakO | 0 | 0 | 0 | 0 | 0 | 0
ST | 0 | 0 | 0 | 0 | 0 | 0
STOG | 0 | 0 | 0 | 0 | 0 | 0
STWD | 0 | 0 | 0 | 0 | 0 | 0
WT | 0 | 0 | 0 | 0 | 0 | 0
IGCC | 0 | 0 | 0 | 0 | 0 | 0
DemandResponse | 0 | 0 | 0 | 0 | 0 | 0
IGCC-CCS | 0 | 0 | 0 | 0 | 0 | 0
WT_off | 0 | 0 | 0 | 0 | 0 | 0
PseudoUnit | 0 | 0 | 0 | 0 | 0 | 0
FixedInterchange | 0 | 0 | 0 | 0 | 0 | 0
Emission Cost by Reporting Type: NonRTO_Midwest
ReportingType | 2015 | 2020 | 2025 | 2030 | 2035 | 2040
BM | 0 | 0 | 0 | 0 | 0 | 0
CC | 0 | 0 | 0 | 0 | 0 | 0
CSP | 0 | 0 | 0 | 0 | 0 | 0
CT | 0 | 0 | 0 | 0 | 0 | 0
Coal | 0 | 0 | 0 | 0 | 0 | 0
Geo | 0 | 0 | 0 | 0 | 0 | 0
H | 0 | 0 | 0 | 0 | 0 | 0
LFG | 0 | 0 | 0 | 0 | 0 | 0
Nuc | 0 | 0 | 0 | 0 | 0 | 0
PS | 0 | 0 | 0 | 0 | 0 | 0
PV | 0 | 0 | 0 | 0 | 0 | 0
PeakG | 0 | 0 | 0 | 0 | 0 | 0
PeakO | 0 | 0 | 0 | 0 | 0 | 0
ST | 0 | 0 | 0 | 0 | 0 | 0
STOG | 0 | 0 | 0 | 0 | 0 | 0
STWD | 0 | 0 | 0 | 0 | 0 | 0
WT | 0 | 0 | 0 | 0 | 0 | 0
IGCC | 0 | 0 | 0 | 0 | 0 | 0
DemandResponse | 0 | 0 | 0 | 0 | 0 | 0
IGCC-CCS | 0 | 0 | 0 | 0 | 0 | 0
WT_off | 0 | 0 | 0 | 0 | 0 | 0
PseudoUnit | 0 | 0 | 0 | 0 | 0 | 0
FixedInterchange | 0 | 0 | 0 | 0 | 0 | 0
Emission Cost by Reporting Type: NYISO_A-F
ReportingType | 2015 | 2020 | 2025 | 2030 | 2035 | 2040
BM | 0 | 0 | 0 | 0 | 0 | 0
CC | 0 | 0 | 0 | 0 | 0 | 0
CSP | 0 | 0 | 0 | 0 | 0 | 0
CT | 0 | 0 | 0 | 0 | 0 | 0
Coal | 0 | 0 | 0 | 0 | 0 | 0
Geo | 0 | 0 | 0 | 0 | 0 | 0
H | 0 | 0 | 0 | 0 | 0 | 0
LFG | 0 | 0 | 0 | 0 | 0 | 0
Nuc | 0 | 0 | 0 | 0 | 0 | 0
PS | 0 | 0 | 0 | 0 | 0 | 0
PV | 0 | 0 | 0 | 0 | 0 | 0
PeakG | 0 | 0 | 0 | 0 | 0 | 0
PeakO | 0 | 0 | 0 | 0 | 0 | 0
ST | 0 | 0 | 0 | 0 | 0 | 0
STOG | 0 | 0 | 0 | 0 | 0 | 0
STWD | 0 | 0 | 0 | 0 | 0 | 0
WT | 0 | 0 | 0 | 0 | 0 | 0
IGCC | 0 | 0 | 0 | 0 | 0 | 0
DemandResponse | 0 | 0 | 0 | 0 | 0 | 0
IGCC-CCS | 0 | 0 | 0 | 0 | 0 | 0
WT_off | 0 | 0 | 0 | 0 | 0 | 0
PseudoUnit | 0 | 0 | 0 | 0 | 0 | 0
FixedInterchange | 0 | 0 | 0 | 0 | 0 | 0
Emission Cost by Reporting Type: NYISO_G-I
ReportingType | 2015 | 2020 | 2025 | 2030 | 2035 | 2040
BM | 0 | 0 | 0 | 0 | 0 | 0
CC | 0 | 0 | 0 | 0 | 0 | 0
CSP | 0 | 0 | 0 | 0 | 0 | 0
CT | 0 | 0 | 0 | 0 | 0 | 0
Coal | 0 | 0 | 0 | 0 | 0 | 0
Geo | 0 | 0 | 0 | 0 | 0 | 0
H | 0 | 0 | 0 | 0 | 0 | 0
LFG | 0 | 0 | 0 | 0 | 0 | 0
Nuc | 0 | 0 | 0 | 0 | 0 | 0
PS | 0 | 0 | 0 | 0 | 0 | 0
PV | 0 | 0 | 0 | 0 | 0 | 0
PeakG | 0 | 0 | 0 | 0 | 0 | 0
PeakO | 0 | 0 | 0 | 0 | 0 | 0
ST | 0 | 0 | 0 | 0 | 0 | 0
STOG | 0 | 0 | 0 | 0 | 0 | 0
STWD | 0 | 0 | 0 | 0 | 0 | 0
WT | 0 | 0 | 0 | 0 | 0 | 0
IGCC | 0 | 0 | 0 | 0 | 0 | 0
DemandResponse | 0 | 0 | 0 | 0 | 0 | 0
IGCC-CCS | 0 | 0 | 0 | 0 | 0 | 0
WT_off | 0 | 0 | 0 | 0 | 0 | 0
PseudoUnit | 0 | 0 | 0 | 0 | 0 | 0
FixedInterchange | 0 | 0 | 0 | 0 | 0 | 0
Emission Cost by Reporting Type: NYISO_J-K
ReportingType | 2015 | 2020 | 2025 | 2030 | 2035 | 2040
BM | 0 | 0 | 0 | 0 | 0 | 0
CC | 0 | 0 | 0 | 0 | 0 | 0
CSP | 0 | 0 | 0 | 0 | 0 | 0
CT | 0 | 0 | 0 | 0 | 0 | 0
Coal | 0 | 0 | 0 | 0 | 0 | 0
Geo | 0 | 0 | 0 | 0 | 0 | 0
H | 0 | 0 | 0 | 0 | 0 | 0
LFG | 0 | 0 | 0 | 0 | 0 | 0
Nuc | 0 | 0 | 0 | 0 | 0 | 0
PS | 0 | 0 | 0 | 0 | 0 | 0
PV | 0 | 0 | 0 | 0 | 0 | 0
PeakG | 0 | 0 | 0 | 0 | 0 | 0
PeakO | 0 | 0 | 0 | 0 | 0 | 0
ST | 0 | 0 | 0 | 0 | 0 | 0
STOG | 0 | 0 | 0 | 0 | 0 | 0
STWD | 0 | 0 | 0 | 0 | 0 | 0
WT | 0 | 0 | 0 | 0 | 0 | 0
IGCC | 0 | 0 | 0 | 0 | 0 | 0
DemandResponse | 0 | 0 | 0 | 0 | 0 | 0
IGCC-CCS | 0 | 0 | 0 | 0 | 0 | 0
WT_off | 0 | 0 | 0 | 0 | 0 | 0
PseudoUnit | 0 | 0 | 0 | 0 | 0 | 0
FixedInterchange | 0 | 0 | 0 | 0 | 0 | 0
Emission Cost by Reporting Type: PJM_E
ReportingType | 2015 | 2020 | 2025 | 2030 | 2035 | 2040
BM | 0 | 0 | 0 | 0 | 0 | 0
CC | 0 | 0 | 0 | 0 | 0 | 0
CSP | 0 | 0 | 0 | 0 | 0 | 0
CT | 0 | 0 | 0 | 0 | 0 | 0
Coal | 0 | 0 | 0 | 0 | 0 | 0
Geo | 0 | 0 | 0 | 0 | 0 | 0
H | 0 | 0 | 0 | 0 | 0 | 0
LFG | 0 | 0 | 0 | 0 | 0 | 0
Nuc | 0 | 0 | 0 | 0 | 0 | 0
PS | 0 | 0 | 0 | 0 | 0 | 0
PV | 0 | 0 | 0 | 0 | 0 | 0
PeakG | 0 | 0 | 0 | 0 | 0 | 0
PeakO | 0 | 0 | 0 | 0 | 0 | 0
ST | 0 | 0 | 0 | 0 | 0 | 0
STOG | 0 | 0 | 0 | 0 | 0 | 0
STWD | 0 | 0 | 0 | 0 | 0 | 0
WT | 0 | 0 | 0 | 0 | 0 | 0
IGCC | 0 | 0 | 0 | 0 | 0 | 0
DemandResponse | 0 | 0 | 0 | 0 | 0 | 0
IGCC-CCS | 0 | 0 | 0 | 0 | 0 | 0
WT_off | 0 | 0 | 0 | 0 | 0 | 0
PseudoUnit | 0 | 0 | 0 | 0 | 0 | 0
FixedInterchange | 0 | 0 | 0 | 0 | 0 | 0
Emission Cost by Reporting Type: PJM_ROM
ReportingType | 2015 | 2020 | 2025 | 2030 | 2035 | 2040
BM | 0 | 0 | 0 | 0 | 0 | 0
CC | 0 | 0 | 0 | 0 | 0 | 0
CSP | 0 | 0 | 0 | 0 | 0 | 0
CT | 0 | 0 | 0 | 0 | 0 | 0
Coal | 0 | 0 | 0 | 0 | 0 | 0
Geo | 0 | 0 | 0 | 0 | 0 | 0
H | 0 | 0 | 0 | 0 | 0 | 0
LFG | 0 | 0 | 0 | 0 | 0 | 0
Nuc | 0 | 0 | 0 | 0 | 0 | 0
PS | 0 | 0 | 0 | 0 | 0 | 0
PV | 0 | 0 | 0 | 0 | 0 | 0
PeakG | 0 | 0 | 0 | 0 | 0 | 0
PeakO | 0 | 0 | 0 | 0 | 0 | 0
ST | 0 | 0 | 0 | 0 | 0 | 0
STOG | 0 | 0 | 0 | 0 | 0 | 0
STWD | 0 | 0 | 0 | 0 | 0 | 0
WT | 0 | 0 | 0 | 0 | 0 | 0
IGCC | 0 | 0 | 0 | 0 | 0 | 0
DemandResponse | 0 | 0 | 0 | 0 | 0 | 0
IGCC-CCS | 0 | 0 | 0 | 0 | 0 | 0
WT_off | 0 | 0 | 0 | 0 | 0 | 0
PseudoUnit | 0 | 0 | 0 | 0 | 0 | 0
FixedInterchange | 0 | 0 | 0 | 0 | 0 | 0
Emission Cost by Reporting Type: PJM_ROR
ReportingType | 2015 | 2020 | 2025 | 2030 | 2035 | 2040
BM | 0 | 0 | 0 | 0 | 0 | 0
CC | 0 | 0 | 0 | 0 | 0 | 0
CSP | 0 | 0 | 0 | 0 | 0 | 0
CT | 0 | 0 | 0 | 0 | 0 | 0
Coal | 0 | 0 | 0 | 0 | 0 | 0
Geo | 0 | 0 | 0 | 0 | 0 | 0
H | 0 | 0 | 0 | 0 | 0 | 0
LFG | 0 | 0 | 0 | 0 | 0 | 0
Nuc | 0 | 0 | 0 | 0 | 0 | 0
PS | 0 | 0 | 0 | 0 | 0 | 0
PV | 0 | 0 | 0 | 0 | 0 | 0
PeakG | 0 | 0 | 0 | 0 | 0 | 0
PeakO | 0 | 0 | 0 | 0 | 0 | 0
ST | 0 | 0 | 0 | 0 | 0 | 0
STOG | 0 | 0 | 0 | 0 | 0 | 0
STWD | 0 | 0 | 0 | 0 | 0 | 0
WT | 0 | 0 | 0 | 0 | 0 | 0
IGCC | 0 | 0 | 0 | 0 | 0 | 0
DemandResponse | 0 | 0 | 0 | 0 | 0 | 0
IGCC-CCS | 0 | 0 | 0 | 0 | 0 | 0
WT_off | 0 | 0 | 0 | 0 | 0 | 0
PseudoUnit | 0 | 0 | 0 | 0 | 0 | 0
FixedInterchange | 0 | 0 | 0 | 0 | 0 | 0
Emission Cost by Reporting Type: SOCO
ReportingType | 2015 | 2020 | 2025 | 2030 | 2035 | 2040
BM | 0 | 0 | 0 | 0 | 0 | 0
CC | 0 | 0 | 0 | 0 | 0 | 0
CSP | 0 | 0 | 0 | 0 | 0 | 0
CT | 0 | 0 | 0 | 0 | 0 | 0
Coal | 0 | 0 | 0 | 0 | 0 | 0
Geo | 0 | 0 | 0 | 0 | 0 | 0
H | 0 | 0 | 0 | 0 | 0 | 0
LFG | 0 | 0 | 0 | 0 | 0 | 0
Nuc | 0 | 0 | 0 | 0 | 0 | 0
PS | 0 | 0 | 0 | 0 | 0 | 0
PV | 0 | 0 | 0 | 0 | 0 | 0
PeakG | 0 | 0 | 0 | 0 | 0 | 0
PeakO | 0 | 0 | 0 | 0 | 0 | 0
ST | 0 | 0 | 0 | 0 | 0 | 0
STOG | 0 | 0 | 0 | 0 | 0 | 0
STWD | 0 | 0 | 0 | 0 | 0 | 0
WT | 0 | 0 | 0 | 0 | 0 | 0
IGCC | 0 | 0 | 0 | 0 | 0 | 0
DemandResponse | 0 | 0 | 0 | 0 | 0 | 0
IGCC-CCS | 0 | 0 | 0 | 0 | 0 | 0
WT_off | 0 | 0 | 0 | 0 | 0 | 0
PseudoUnit | 0 | 0 | 0 | 0 | 0 | 0
FixedInterchange | 0 | 0 | 0 | 0 | 0 | 0
Emission Cost by Reporting Type: SPP_N
ReportingType | 2015 | 2020 | 2025 | 2030 | 2035 | 2040
BM | 0 | 0 | 0 | 0 | 0 | 0
CC | 0 | 0 | 0 | 0 | 0 | 0
CSP | 0 | 0 | 0 | 0 | 0 | 0
CT | 0 | 0 | 0 | 0 | 0 | 0
Coal | 0 | 0 | 0 | 0 | 0 | 0
Geo | 0 | 0 | 0 | 0 | 0 | 0
H | 0 | 0 | 0 | 0 | 0 | 0
LFG | 0 | 0 | 0 | 0 | 0 | 0
Nuc | 0 | 0 | 0 | 0 | 0 | 0
PS | 0 | 0 | 0 | 0 | 0 | 0
PV | 0 | 0 | 0 | 0 | 0 | 0
PeakG | 0 | 0 | 0 | 0 | 0 | 0
PeakO | 0 | 0 | 0 | 0 | 0 | 0
ST | 0 | 0 | 0 | 0 | 0 | 0
STOG | 0 | 0 | 0 | 0 | 0 | 0
STWD | 0 | 0 | 0 | 0 | 0 | 0
WT | 0 | 0 | 0 | 0 | 0 | 0
IGCC | 0 | 0 | 0 | 0 | 0 | 0
DemandResponse | 0 | 0 | 0 | 0 | 0 | 0
IGCC-CCS | 0 | 0 | 0 | 0 | 0 | 0
WT_off | 0 | 0 | 0 | 0 | 0 | 0
PseudoUnit | 0 | 0 | 0 | 0 | 0 | 0
FixedInterchange | 0 | 0 | 0 | 0 | 0 | 0
Emission Cost by Reporting Type: SPP_S
ReportingType | 2015 | 2020 | 2025 | 2030 | 2035 | 2040
BM | 0 | 0 | 0 | 0 | 0 | 0
CC | 0 | 0 | 0 | 0 | 0 | 0
CSP | 0 | 0 | 0 | 0 | 0 | 0
CT | 0 | 0 | 0 | 0 | 0 | 0
Coal | 0 | 0 | 0 | 0 | 0 | 0
Geo | 0 | 0 | 0 | 0 | 0 | 0
H | 0 | 0 | 0 | 0 | 0 | 0
LFG | 0 | 0 | 0 | 0 | 0 | 0
Nuc | 0 | 0 | 0 | 0 | 0 | 0
PS | 0 | 0 | 0 | 0 | 0 | 0
PV | 0 | 0 | 0 | 0 | 0 | 0
PeakG | 0 | 0 | 0 | 0 | 0 | 0
PeakO | 0 | 0 | 0 | 0 | 0 | 0
ST | 0 | 0 | 0 | 0 | 0 | 0
STOG | 0 | 0 | 0 | 0 | 0 | 0
STWD | 0 | 0 | 0 | 0 | 0 | 0
WT | 0 | 0 | 0 | 0 | 0 | 0
IGCC | 0 | 0 | 0 | 0 | 0 | 0
DemandResponse | 0 | 0 | 0 | 0 | 0 | 0
IGCC-CCS | 0 | 0 | 0 | 0 | 0 | 0
WT_off | 0 | 0 | 0 | 0 | 0 | 0
PseudoUnit | 0 | 0 | 0 | 0 | 0 | 0
FixedInterchange | 0 | 0 | 0 | 0 | 0 | 0
Emission Cost by Reporting Type: TVA
ReportingType | 2015 | 2020 | 2025 | 2030 | 2035 | 2040
BM | 0 | 0 | 0 | 0 | 0 | 0
CC | 0 | 0 | 0 | 0 | 0 | 0
CSP | 0 | 0 | 0 | 0 | 0 | 0
CT | 0 | 0 | 0 | 0 | 0 | 0
Coal | 0 | 0 | 0 | 0 | 0 | 0
Geo | 0 | 0 | 0 | 0 | 0 | 0
H | 0 | 0 | 0 | 0 | 0 | 0
LFG | 0 | 0 | 0 | 0 | 0 | 0
Nuc | 0 | 0 | 0 | 0 | 0 | 0
PS | 0 | 0 | 0 | 0 | 0 | 0
PV | 0 | 0 | 0 | 0 | 0 | 0
PeakG | 0 | 0 | 0 | 0 | 0 | 0
PeakO | 0 | 0 | 0 | 0 | 0 | 0
ST | 0 | 0 | 0 | 0 | 0 | 0
STOG | 0 | 0 | 0 | 0 | 0 | 0
STWD | 0 | 0 | 0 | 0 | 0 | 0
WT | 0 | 0 | 0 | 0 | 0 | 0
IGCC | 0 | 0 | 0 | 0 | 0 | 0
DemandResponse | 0 | 0 | 0 | 0 | 0 | 0
IGCC-CCS | 0 | 0 | 0 | 0 | 0 | 0
WT_off | 0 | 0 | 0 | 0 | 0 | 0
PseudoUnit | 0 | 0 | 0 | 0 | 0 | 0
FixedInterchange | 0 | 0 | 0 | 0 | 0 | 0
Emission Cost by Reporting Type: TVA_Transmission
ReportingType | 2015 | 2020 | 2025 | 2030 | 2035 | 2040
BM | 0 | 0 | 0 | 0 | 0 | 0
CC | 0 | 0 | 0 | 0 | 0 | 0
CSP | 0 | 0 | 0 | 0 | 0 | 0
CT | 0 | 0 | 0 | 0 | 0 | 0
Coal | 0 | 0 | 0 | 0 | 0 | 0
Geo | 0 | 0 | 0 | 0 | 0 | 0
H | 0 | 0 | 0 | 0 | 0 | 0
LFG | 0 | 0 | 0 | 0 | 0 | 0
Nuc | 0 | 0 | 0 | 0 | 0 | 0
PS | 0 | 0 | 0 | 0 | 0 | 0
PV | 0 | 0 | 0 | 0 | 0 | 0
PeakG | 0 | 0 | 0 | 0 | 0 | 0
PeakO | 0 | 0 | 0 | 0 | 0 | 0
ST | 0 | 0 | 0 | 0 | 0 | 0
STOG | 0 | 0 | 0 | 0 | 0 | 0
STWD | 0 | 0 | 0 | 0 | 0 | 0
WT | 0 | 0 | 0 | 0 | 0 | 0
IGCC | 0 | 0 | 0 | 0 | 0 | 0
DemandResponse | 0 | 0 | 0 | 0 | 0 | 0
IGCC-CCS | 0 | 0 | 0 | 0 | 0 | 0
WT_off | 0 | 0 | 0 | 0 | 0 | 0
PseudoUnit | 0 | 0 | 0 | 0 | 0 | 0
FixedInterchange | 0 | 0 | 0 | 0 | 0 | 0
Emission Cost by Reporting Type: VACAR
ReportingType | 2015 | 2020 | 2025 | 2030 | 2035 | 2040
BM | 0 | 0 | 0 | 0 | 0 | 0
CC | 0 | 0 | 0 | 0 | 0 | 0
CSP | 0 | 0 | 0 | 0 | 0 | 0
CT | 0 | 0 | 0 | 0 | 0 | 0
Coal | 0 | 0 | 0 | 0 | 0 | 0
Geo | 0 | 0 | 0 | 0 | 0 | 0
H | 0 | 0 | 0 | 0 | 0 | 0
LFG | 0 | 0 | 0 | 0 | 0 | 0
Nuc | 0 | 0 | 0 | 0 | 0 | 0
PS | 0 | 0 | 0 | 0 | 0 | 0
PV | 0 | 0 | 0 | 0 | 0 | 0
PeakG | 0 | 0 | 0 | 0 | 0 | 0
PeakO | 0 | 0 | 0 | 0 | 0 | 0
ST | 0 | 0 | 0 | 0 | 0 | 0
STOG | 0 | 0 | 0 | 0 | 0 | 0
STWD | 0 | 0 | 0 | 0 | 0 | 0
WT | 0 | 0 | 0 | 0 | 0 | 0
IGCC | 0 | 0 | 0 | 0 | 0 | 0
DemandResponse | 0 | 0 | 0 | 0 | 0 | 0
IGCC-CCS | 0 | 0 | 0 | 0 | 0 | 0
WT_off | 0 | 0 | 0 | 0 | 0 | 0
PseudoUnit | 0 | 0 | 0 | 0 | 0 | 0
FixedInterchange | 0 | 0 | 0 | 0 | 0 | 0
Emission Cost by Reporting Type: IESO
ReportingType | 2015 | 2020 | 2025 | 2030 | 2035 | 2040
BM | 0 | 0 | 0 | 0 | 0 | 0
CC | 0 | 0 | 0 | 0 | 0 | 0
CSP | 0 | 0 | 0 | 0 | 0 | 0
CT | 0 | 0 | 0 | 0 | 0 | 0
Coal | 0 | 0 | 0 | 0 | 0 | 0
Geo | 0 | 0 | 0 | 0 | 0 | 0
H | 0 | 0 | 0 | 0 | 0 | 0
LFG | 0 | 0 | 0 | 0 | 0 | 0
Nuc | 0 | 0 | 0 | 0 | 0 | 0
PS | 0 | 0 | 0 | 0 | 0 | 0
PV | 0 | 0 | 0 | 0 | 0 | 0
PeakG | 0 | 0 | 0 | 0 | 0 | 0
PeakO | 0 | 0 | 0 | 0 | 0 | 0
ST | 0 | 0 | 0 | 0 | 0 | 0
STOG | 0 | 0 | 0 | 0 | 0 | 0
STWD | 0 | 0 | 0 | 0 | 0 | 0
WT | 0 | 0 | 0 | 0 | 0 | 0
IGCC | 0 | 0 | 0 | 0 | 0 | 0
DemandResponse | 0 | 0 | 0 | 0 | 0 | 0
IGCC-CCS | 0 | 0 | 0 | 0 | 0 | 0
WT_off | 0 | 0 | 0 | 0 | 0 | 0
PseudoUnit | 0 | 0 | 0 | 0 | 0 | 0
FixedInterchange | 0 | 0 | 0 | 0 | 0 | 0
Emission Cost by Reporting Type: MAPP_CA
ReportingType | 2015 | 2020 | 2025 | 2030 | 2035 | 2040
BM | 0 | 0 | 0 | 0 | 0 | 0
CC | 0 | 0 | 0 | 0 | 0 | 0
CSP | 0 | 0 | 0 | 0 | 0 | 0
CT | 0 | 0 | 0 | 0 | 0 | 0
Coal | 0 | 0 | 0 | 0 | 0 | 0
Geo | 0 | 0 | 0 | 0 | 0 | 0
H | 0 | 0 | 0 | 0 | 0 | 0
LFG | 0 | 0 | 0 | 0 | 0 | 0
Nuc | 0 | 0 | 0 | 0 | 0 | 0
PS | 0 | 0 | 0 | 0 | 0 | 0
PV | 0 | 0 | 0 | 0 | 0 | 0
PeakG | 0 | 0 | 0 | 0 | 0 | 0
PeakO | 0 | 0 | 0 | 0 | 0 | 0
ST | 0 | 0 | 0 | 0 | 0 | 0
STOG | 0 | 0 | 0 | 0 | 0 | 0
STWD | 0 | 0 | 0 | 0 | 0 | 0
WT | 0 | 0 | 0 | 0 | 0 | 0
IGCC | 0 | 0 | 0 | 0 | 0 | 0
DemandResponse | 0 | 0 | 0 | 0 | 0 | 0
IGCC-CCS | 0 | 0 | 0 | 0 | 0 | 0
WT_off | 0 | 0 | 0 | 0 | 0 | 0
PseudoUnit | 0 | 0 | 0 | 0 | 0 | 0
FixedInterchange | 0 | 0 | 0 | 0 | 0 | 0
Emission Cost by Reporting Type: AZ_NM_SNV_Coal
ReportingType | 2015 | 2020 | 2025 | 2030 | 2035 | 2040
BM | 0 | 0 | 0 | 0 | 0 | 0
CC | 0 | 0 | 0 | 0 | 0 | 0
CSP | 0 | 0 | 0 | 0 | 0 | 0
CT | 0 | 0 | 0 | 0 | 0 | 0
Coal | 0 | 0 | 0 | 0 | 0 | 0
Geo | 0 | 0 | 0 | 0 | 0 | 0
H | 0 | 0 | 0 | 0 | 0 | 0
LFG | 0 | 0 | 0 | 0 | 0 | 0
Nuc | 0 | 0 | 0 | 0 | 0 | 0
PS | 0 | 0 | 0 | 0 | 0 | 0
PV | 0 | 0 | 0 | 0 | 0 | 0
PeakG | 0 | 0 | 0 | 0 | 0 | 0
PeakO | 0 | 0 | 0 | 0 | 0 | 0
ST | 0 | 0 | 0 | 0 | 0 | 0
STOG | 0 | 0 | 0 | 0 | 0 | 0
STWD | 0 | 0 | 0 | 0 | 0 | 0
WT | 0 | 0 | 0 | 0 | 0 | 0
IGCC | 0 | 0 | 0 | 0 | 0 | 0
DemandResponse | 0 | 0 | 0 | 0 | 0 | 0
IGCC-CCS | 0 | 0 | 0 | 0 | 0 | 0
WT_off | 0 | 0 | 0 | 0 | 0 | 0
PseudoUnit | 0 | 0 | 0 | 0 | 0 | 0
FixedInterchange | 0 | 0 | 0 | 0 | 0 | 0
Emission Cost by Reporting Type: AZ_NM_SNV_Gas
ReportingType | 2015 | 2020 | 2025 | 2030 | 2035 | 2040
BM | 0 | 0 | 0 | 0 | 0 | 0
CC | 0 | 0 | 0 | 0 | 0 | 0
CSP | 0 | 0 | 0 | 0 | 0 | 0
CT | 0 | 0 | 0 | 0 | 0 | 0
Coal | 0 | 0 | 0 | 0 | 0 | 0
Geo | 0 | 0 | 0 | 0 | 0 | 0
H | 0 | 0 | 0 | 0 | 0 | 0
LFG | 0 | 0 | 0 | 0 | 0 | 0
Nuc | 0 | 0 | 0 | 0 | 0 | 0
PS | 0 | 0 | 0 | 0 | 0 | 0
PV | 0 | 0 | 0 | 0 | 0 | 0
PeakG | 0 | 0 | 0 | 0 | 0 | 0
PeakO | 0 | 0 | 0 | 0 | 0 | 0
ST | 0 | 0 | 0 | 0 | 0 | 0
STOG | 0 | 0 | 0 | 0 | 0 | 0
STWD | 0 | 0 | 0 | 0 | 0 | 0
WT | 0 | 0 | 0 | 0 | 0 | 0
IGCC | 0 | 0 | 0 | 0 | 0 | 0
DemandResponse | 0 | 0 | 0 | 0 | 0 | 0
IGCC-CCS | 0 | 0 | 0 | 0 | 0 | 0
WT_off | 0 | 0 | 0 | 0 | 0 | 0
PseudoUnit | 0 | 0 | 0 | 0 | 0 | 0
FixedInterchange | 0 | 0 | 0 | 0 | 0 | 0
Emission Cost by Reporting Type: AZ_NM_SNV_NucRenew
ReportingType | 2015 | 2020 | 2025 | 2030 | 2035 | 2040
BM | 0 | 0 | 0 | 0 | 0 | 0
CC | 0 | 0 | 0 | 0 | 0 | 0
CSP | 0 | 0 | 0 | 0 | 0 | 0
CT | 0 | 0 | 0 | 0 | 0 | 0
Coal | 0 | 0 | 0 | 0 | 0 | 0
Geo | 0 | 0 | 0 | 0 | 0 | 0
H | 0 | 0 | 0 | 0 | 0 | 0
LFG | 0 | 0 | 0 | 0 | 0 | 0
Nuc | 0 | 0 | 0 | 0 | 0 | 0
PS | 0 | 0 | 0 | 0 | 0 | 0
PV | 0 | 0 | 0 | 0 | 0 | 0
PeakG | 0 | 0 | 0 | 0 | 0 | 0
PeakO | 0 | 0 | 0 | 0 | 0 | 0
ST | 0 | 0 | 0 | 0 | 0 | 0
STOG | 0 | 0 | 0 | 0 | 0 | 0
STWD | 0 | 0 | 0 | 0 | 0 | 0
WT | 0 | 0 | 0 | 0 | 0 | 0
IGCC | 0 | 0 | 0 | 0 | 0 | 0
DemandResponse | 0 | 0 | 0 | 0 | 0 | 0
IGCC-CCS | 0 | 0 | 0 | 0 | 0 | 0
WT_off | 0 | 0 | 0 | 0 | 0 | 0
PseudoUnit | 0 | 0 | 0 | 0 | 0 | 0
FixedInterchange | 0 | 0 | 0 | 0 | 0 | 0
Emission Cost by Reporting Type: ERCOT
ReportingType | 2015 | 2020 | 2025 | 2030 | 2035 | 2040
BM | 0 | 0 | 0 | 0 | 0 | 0
CC | 0 | 0 | 0 | 0 | 0 | 0
CSP | 0 | 0 | 0 | 0 | 0 | 0
CT | 0 | 0 | 0 | 0 | 0 | 0
Coal | 0 | 0 | 0 | 0 | 0 | 0
Geo | 0 | 0 | 0 | 0 | 0 | 0
H | 0 | 0 | 0 | 0 | 0 | 0
LFG | 0 | 0 | 0 | 0 | 0 | 0
Nuc | 0 | 0 | 0 | 0 | 0 | 0
PS | 0 | 0 | 0 | 0 | 0 | 0
PV | 0 | 0 | 0 | 0 | 0 | 0
PeakG | 0 | 0 | 0 | 0 | 0 | 0
PeakO | 0 | 0 | 0 | 0 | 0 | 0
ST | 0 | 0 | 0 | 0 | 0 | 0
STOG | 0 | 0 | 0 | 0 | 0 | 0
STWD | 0 | 0 | 0 | 0 | 0 | 0
WT | 0 | 0 | 0 | 0 | 0 | 0
IGCC | 0 | 0 | 0 | 0 | 0 | 0
DemandResponse | 0 | 0 | 0 | 0 | 0 | 0
IGCC-CCS | 0 | 0 | 0 | 0 | 0 | 0
WT_off | 0 | 0 | 0 | 0 | 0 | 0
PseudoUnit | 0 | 0 | 0 | 0 | 0 | 0
FixedInterchange | 0 | 0 | 0 | 0 | 0 | 0
Emission Cost by Reporting Type: NP15
ReportingType | 2015 | 2020 | 2025 | 2030 | 2035 | 2040
BM | 0 | 0 | 0 | 0 | 0 | 0
CC | 0 | 0 | 0 | 0 | 0 | 0
CSP | 0 | 0 | 0 | 0 | 0 | 0
CT | 0 | 0 | 0 | 0 | 0 | 0
Coal | 0 | 0 | 0 | 0 | 0 | 0
Geo | 0 | 0 | 0 | 0 | 0 | 0
H | 0 | 0 | 0 | 0 | 0 | 0
LFG | 0 | 0 | 0 | 0 | 0 | 0
Nuc | 0 | 0 | 0 | 0 | 0 | 0
PS | 0 | 0 | 0 | 0 | 0 | 0
PV | 0 | 0 | 0 | 0 | 0 | 0
PeakG | 0 | 0 | 0 | 0 | 0 | 0
PeakO | 0 | 0 | 0 | 0 | 0 | 0
ST | 0 | 0 | 0 | 0 | 0 | 0
STOG | 0 | 0 | 0 | 0 | 0 | 0
STWD | 0 | 0 | 0 | 0 | 0 | 0
WT | 0 | 0 | 0 | 0 | 0 | 0
IGCC | 0 | 0 | 0 | 0 | 0 | 0
DemandResponse | 0 | 0 | 0 | 0 | 0 | 0
IGCC-CCS | 0 | 0 | 0 | 0 | 0 | 0
WT_off | 0 | 0 | 0 | 0 | 0 | 0
PseudoUnit | 0 | 0 | 0 | 0 | 0 | 0
FixedInterchange | 0 | 0 | 0 | 0 | 0 | 0
Emission Cost by Reporting Type: NWPP_Coal
ReportingType | 2015 | 2020 | 2025 | 2030 | 2035 | 2040
BM | 0 | 0 | 0 | 0 | 0 | 0
CC | 0 | 0 | 0 | 0 | 0 | 0
CSP | 0 | 0 | 0 | 0 | 0 | 0
CT | 0 | 0 | 0 | 0 | 0 | 0
Coal | 0 | 0 | 0 | 0 | 0 | 0
Geo | 0 | 0 | 0 | 0 | 0 | 0
H | 0 | 0 | 0 | 0 | 0 | 0
LFG | 0 | 0 | 0 | 0 | 0 | 0
Nuc | 0 | 0 | 0 | 0 | 0 | 0
PS | 0 | 0 | 0 | 0 | 0 | 0
PV | 0 | 0 | 0 | 0 | 0 | 0
PeakG | 0 | 0 | 0 | 0 | 0 | 0
PeakO | 0 | 0 | 0 | 0 | 0 | 0
ST | 0 | 0 | 0 | 0 | 0 | 0
STOG | 0 | 0 | 0 | 0 | 0 | 0
STWD | 0 | 0 | 0 | 0 | 0 | 0
WT | 0 | 0 | 0 | 0 | 0 | 0
IGCC | 0 | 0 | 0 | 0 | 0 | 0
DemandResponse | 0 | 0 | 0 | 0 | 0 | 0
IGCC-CCS | 0 | 0 | 0 | 0 | 0 | 0
WT_off | 0 | 0 | 0 | 0 | 0 | 0
PseudoUnit | 0 | 0 | 0 | 0 | 0 | 0
FixedInterchange | 0 | 0 | 0 | 0 | 0 | 0
Emission Cost by Reporting Type: NWPP_Gas
ReportingType | 2015 | 2020 | 2025 | 2030 | 2035 | 2040
BM | 0 | 0 | 0 | 0 | 0 | 0
CC | 0 | 0 | 0 | 0 | 0 | 0
CSP | 0 | 0 | 0 | 0 | 0 | 0
CT | 0 | 0 | 0 | 0 | 0 | 0
Coal | 0 | 0 | 0 | 0 | 0 | 0
Geo | 0 | 0 | 0 | 0 | 0 | 0
H | 0 | 0 | 0 | 0 | 0 | 0
LFG | 0 | 0 | 0 | 0 | 0 | 0
Nuc | 0 | 0 | 0 | 0 | 0 | 0
PS | 0 | 0 | 0 | 0 | 0 | 0
PV | 0 | 0 | 0 | 0 | 0 | 0
PeakG | 0 | 0 | 0 | 0 | 0 | 0
PeakO | 0 | 0 | 0 | 0 | 0 | 0
ST | 0 | 0 | 0 | 0 | 0 | 0
STOG | 0 | 0 | 0 | 0 | 0 | 0
STWD | 0 | 0 | 0 | 0 | 0 | 0
WT | 0 | 0 | 0 | 0 | 0 | 0
IGCC | 0 | 0 | 0 | 0 | 0 | 0
DemandResponse | 0 | 0 | 0 | 0 | 0 | 0
IGCC-CCS | 0 | 0 | 0 | 0 | 0 | 0
WT_off | 0 | 0 | 0 | 0 | 0 | 0
PseudoUnit | 0 | 0 | 0 | 0 | 0 | 0
FixedInterchange | 0 | 0 | 0 | 0 | 0 | 0
Emission Cost by Reporting Type: NWPP_NucRenew
ReportingType | 2015 | 2020 | 2025 | 2030 | 2035 | 2040
BM | 0 | 0 | 0 | 0 | 0 | 0
CC | 0 | 0 | 0 | 0 | 0 | 0
CSP | 0 | 0 | 0 | 0 | 0 | 0
CT | 0 | 0 | 0 | 0 | 0 | 0
Coal | 0 | 0 | 0 | 0 | 0 | 0
Geo | 0 | 0 | 0 | 0 | 0 | 0
H | 0 | 0 | 0 | 0 | 0 | 0
LFG | 0 | 0 | 0 | 0 | 0 | 0
Nuc | 0 | 0 | 0 | 0 | 0 | 0
PS | 0 | 0 | 0 | 0 | 0 | 0
PV | 0 | 0 | 0 | 0 | 0 | 0
PeakG | 0 | 0 | 0 | 0 | 0 | 0
PeakO | 0 | 0 | 0 | 0 | 0 | 0
ST | 0 | 0 | 0 | 0 | 0 | 0
STOG | 0 | 0 | 0 | 0 | 0 | 0
STWD | 0 | 0 | 0 | 0 | 0 | 0
WT | 0 | 0 | 0 | 0 | 0 | 0
IGCC | 0 | 0 | 0 | 0 | 0 | 0
DemandResponse | 0 | 0 | 0 | 0 | 0 | 0
IGCC-CCS | 0 | 0 | 0 | 0 | 0 | 0
WT_off | 0 | 0 | 0 | 0 | 0 | 0
PseudoUnit | 0 | 0 | 0 | 0 | 0 | 0
FixedInterchange | 0 | 0 | 0 | 0 | 0 | 0
Emission Cost by Reporting Type: RMPA
ReportingType | 2015 | 2020 | 2025 | 2030 | 2035 | 2040
BM | 0 | 0 | 0 | 0 | 0 | 0
CC | 0 | 0 | 0 | 0 | 0 | 0
CSP | 0 | 0 | 0 | 0 | 0 | 0
CT | 0 | 0 | 0 | 0 | 0 | 0
Coal | 0 | 0 | 0 | 0 | 0 | 0
Geo | 0 | 0 | 0 | 0 | 0 | 0
H | 0 | 0 | 0 | 0 | 0 | 0
LFG | 0 | 0 | 0 | 0 | 0 | 0
Nuc | 0 | 0 | 0 | 0 | 0 | 0
PS | 0 | 0 | 0 | 0 | 0 | 0
PV | 0 | 0 | 0 | 0 | 0 | 0
PeakG | 0 | 0 | 0 | 0 | 0 | 0
PeakO | 0 | 0 | 0 | 0 | 0 | 0
ST | 0 | 0 | 0 | 0 | 0 | 0
STOG | 0 | 0 | 0 | 0 | 0 | 0
STWD | 0 | 0 | 0 | 0 | 0 | 0
WT | 0 | 0 | 0 | 0 | 0 | 0
IGCC | 0 | 0 | 0 | 0 | 0 | 0
DemandResponse | 0 | 0 | 0 | 0 | 0 | 0
IGCC-CCS | 0 | 0 | 0 | 0 | 0 | 0
WT_off | 0 | 0 | 0 | 0 | 0 | 0
PseudoUnit | 0 | 0 | 0 | 0 | 0 | 0
FixedInterchange | 0 | 0 | 0 | 0 | 0 | 0
Emission Cost by Reporting Type: SP15
ReportingType | 2015 | 2020 | 2025 | 2030 | 2035 | 2040
BM | 0 | 0 | 0 | 0 | 0 | 0
CC | 0 | 0 | 0 | 0 | 0 | 0
CSP | 0 | 0 | 0 | 0 | 0 | 0
CT | 0 | 0 | 0 | 0 | 0 | 0
Coal | 0 | 0 | 0 | 0 | 0 | 0
Geo | 0 | 0 | 0 | 0 | 0 | 0
H | 0 | 0 | 0 | 0 | 0 | 0
LFG | 0 | 0 | 0 | 0 | 0 | 0
Nuc | 0 | 0 | 0 | 0 | 0 | 0
PS | 0 | 0 | 0 | 0 | 0 | 0
PV | 0 | 0 | 0 | 0 | 0 | 0
PeakG | 0 | 0 | 0 | 0 | 0 | 0
PeakO | 0 | 0 | 0 | 0 | 0 | 0
ST | 0 | 0 | 0 | 0 | 0 | 0
STOG | 0 | 0 | 0 | 0 | 0 | 0
STWD | 0 | 0 | 0 | 0 | 0 | 0
WT | 0 | 0 | 0 | 0 | 0 | 0
IGCC | 0 | 0 | 0 | 0 | 0 | 0
DemandResponse | 0 | 0 | 0 | 0 | 0 | 0
IGCC-CCS | 0 | 0 | 0 | 0 | 0 | 0
WT_off | 0 | 0 | 0 | 0 | 0 | 0
PseudoUnit | 0 | 0 | 0 | 0 | 0 | 0
FixedInterchange | 0 | 0 | 0 | 0 | 0 | 0
Emission Cost by Reporting Type: ALB
ReportingType | 2015 | 2020 | 2025 | 2030 | 2035 | 2040
BM | 0 | 0 | 0 | 0 | 0 | 0
CC | 0 | 0 | 0 | 0 | 0 | 0
CSP | 0 | 0 | 0 | 0 | 0 | 0
CT | 0 | 0 | 0 | 0 | 0 | 0
Coal | 0 | 0 | 0 | 0 | 0 | 0
Geo | 0 | 0 | 0 | 0 | 0 | 0
H | 0 | 0 | 0 | 0 | 0 | 0
LFG | 0 | 0 | 0 | 0 | 0 | 0
Nuc | 0 | 0 | 0 | 0 | 0 | 0
PS | 0 | 0 | 0 | 0 | 0 | 0
PV | 0 | 0 | 0 | 0 | 0 | 0
PeakG | 0 | 0 | 0 | 0 | 0 | 0
PeakO | 0 | 0 | 0 | 0 | 0 | 0
ST | 0 | 0 | 0 | 0 | 0 | 0
STOG | 0 | 0 | 0 | 0 | 0 | 0
STWD | 0 | 0 | 0 | 0 | 0 | 0
WT | 0 | 0 | 0 | 0 | 0 | 0
IGCC | 0 | 0 | 0 | 0 | 0 | 0
DemandResponse | 0 | 0 | 0 | 0 | 0 | 0
IGCC-CCS | 0 | 0 | 0 | 0 | 0 | 0
WT_off | 0 | 0 | 0 | 0 | 0 | 0
PseudoUnit | 0 | 0 | 0 | 0 | 0 | 0
FixedInterchange | 0 | 0 | 0 | 0 | 0 | 0
Emission Cost by Reporting Type: BC
ReportingType | 2015 | 2020 | 2025 | 2030 | 2035 | 2040
BM | 0 | 0 | 0 | 0 | 0 | 0
CC | 0 | 0 | 0 | 0 | 0 | 0
CSP | 0 | 0 | 0 | 0 | 0 | 0
CT | 0 | 0 | 0 | 0 | 0 | 0
Coal | 0 | 0 | 0 | 0 | 0 | 0
Geo | 0 | 0 | 0 | 0 | 0 | 0
H | 0 | 0 | 0 | 0 | 0 | 0
LFG | 0 | 0 | 0 | 0 | 0 | 0
Nuc | 0 | 0 | 0 | 0 | 0 | 0
PS | 0 | 0 | 0 | 0 | 0 | 0
PV | 0 | 0 | 0 | 0 | 0 | 0
PeakG | 0 | 0 | 0 | 0 | 0 | 0
PeakO | 0 | 0 | 0 | 0 | 0 | 0
ST | 0 | 0 | 0 | 0 | 0 | 0
STOG | 0 | 0 | 0 | 0 | 0 | 0
STWD | 0 | 0 | 0 | 0 | 0 | 0
WT | 0 | 0 | 0 | 0 | 0 | 0
IGCC | 0 | 0 | 0 | 0 | 0 | 0
DemandResponse | 0 | 0 | 0 | 0 | 0 | 0
IGCC-CCS | 0 | 0 | 0 | 0 | 0 | 0
WT_off | 0 | 0 | 0 | 0 | 0 | 0
PseudoUnit | 0 | 0 | 0 | 0 | 0 | 0
FixedInterchange | 0 | 0 | 0 | 0 | 0 | 0
Emission Cost by Reporting Type: HQ_IESO
ReportingType | 2015 | 2020 | 2025 | 2030 | 2035 | 2040
BM | 0 | 0 | 0 | 0 | 0 | 0
CC | 0 | 0 | 0 | 0 | 0 | 0
CSP | 0 | 0 | 0 | 0 | 0 | 0
CT | 0 | 0 | 0 | 0 | 0 | 0
Coal | 0 | 0 | 0 | 0 | 0 | 0
Geo | 0 | 0 | 0 | 0 | 0 | 0
H | 0 | 0 | 0 | 0 | 0 | 0
LFG | 0 | 0 | 0 | 0 | 0 | 0
Nuc | 0 | 0 | 0 | 0 | 0 | 0
PS | 0 | 0 | 0 | 0 | 0 | 0
PV | 0 | 0 | 0 | 0 | 0 | 0
PeakG | 0 | 0 | 0 | 0 | 0 | 0
PeakO | 0 | 0 | 0 | 0 | 0 | 0
ST | 0 | 0 | 0 | 0 | 0 | 0
STOG | 0 | 0 | 0 | 0 | 0 | 0
STWD | 0 | 0 | 0 | 0 | 0 | 0
WT | 0 | 0 | 0 | 0 | 0 | 0
IGCC | 0 | 0 | 0 | 0 | 0 | 0
DemandResponse | 0 | 0 | 0 | 0 | 0 | 0
IGCC-CCS | 0 | 0 | 0 | 0 | 0 | 0
WT_off | 0 | 0 | 0 | 0 | 0 | 0
PseudoUnit | 0 | 0 | 0 | 0 | 0 | 0
FixedInterchange | 0 | 0 | 0 | 0 | 0 | 0
Emission Cost by Reporting Type: HQ_NEISO
ReportingType | 2015 | 2020 | 2025 | 2030 | 2035 | 2040
BM | 0 | 0 | 0 | 0 | 0 | 0
CC | 0 | 0 | 0 | 0 | 0 | 0
CSP | 0 | 0 | 0 | 0 | 0 | 0
CT | 0 | 0 | 0 | 0 | 0 | 0
Coal | 0 | 0 | 0 | 0 | 0 | 0
Geo | 0 | 0 | 0 | 0 | 0 | 0
H | 0 | 0 | 0 | 0 | 0 | 0
LFG | 0 | 0 | 0 | 0 | 0 | 0
Nuc | 0 | 0 | 0 | 0 | 0 | 0
PS | 0 | 0 | 0 | 0 | 0 | 0
PV | 0 | 0 | 0 | 0 | 0 | 0
PeakG | 0 | 0 | 0 | 0 | 0 | 0
PeakO | 0 | 0 | 0 | 0 | 0 | 0
ST | 0 | 0 | 0 | 0 | 0 | 0
STOG | 0 | 0 | 0 | 0 | 0 | 0
STWD | 0 | 0 | 0 | 0 | 0 | 0
WT | 0 | 0 | 0 | 0 | 0 | 0
IGCC | 0 | 0 | 0 | 0 | 0 | 0
DemandResponse | 0 | 0 | 0 | 0 | 0 | 0
IGCC-CCS | 0 | 0 | 0 | 0 | 0 | 0
WT_off | 0 | 0 | 0 | 0 | 0 | 0
PseudoUnit | 0 | 0 | 0 | 0 | 0 | 0
FixedInterchange | 0 | 0 | 0 | 0 | 0 | 0
Emission Cost by Reporting Type: HQ_NY
ReportingType | 2015 | 2020 | 2025 | 2030 | 2035 | 2040
BM | 0 | 0 | 0 | 0 | 0 | 0
CC | 0 | 0 | 0 | 0 | 0 | 0
CSP | 0 | 0 | 0 | 0 | 0 | 0
CT | 0 | 0 | 0 | 0 | 0 | 0
Coal | 0 | 0 | 0 | 0 | 0 | 0
Geo | 0 | 0 | 0 | 0 | 0 | 0
H | 0 | 0 | 0 | 0 | 0 | 0
LFG | 0 | 0 | 0 | 0 | 0 | 0
Nuc | 0 | 0 | 0 | 0 | 0 | 0
PS | 0 | 0 | 0 | 0 | 0 | 0
PV | 0 | 0 | 0 | 0 | 0 | 0
PeakG | 0 | 0 | 0 | 0 | 0 | 0
PeakO | 0 | 0 | 0 | 0 | 0 | 0
ST | 0 | 0 | 0 | 0 | 0 | 0
STOG | 0 | 0 | 0 | 0 | 0 | 0
STWD | 0 | 0 | 0 | 0 | 0 | 0
WT | 0 | 0 | 0 | 0 | 0 | 0
IGCC | 0 | 0 | 0 | 0 | 0 | 0
DemandResponse | 0 | 0 | 0 | 0 | 0 | 0
IGCC-CCS | 0 | 0 | 0 | 0 | 0 | 0
WT_off | 0 | 0 | 0 | 0 | 0 | 0
PseudoUnit | 0 | 0 | 0 | 0 | 0 | 0
FixedInterchange | 0 | 0 | 0 | 0 | 0 | 0
Emission Cost by Reporting Type: MARITIMES
ReportingType | 2015 | 2020 | 2025 | 2030 | 2035 | 2040
BM | 0 | 0 | 0 | 0 | 0 | 0
CC | 0 | 0 | 0 | 0 | 0 | 0
CSP | 0 | 0 | 0 | 0 | 0 | 0
CT | 0 | 0 | 0 | 0 | 0 | 0
Coal | 0 | 0 | 0 | 0 | 0 | 0
Geo | 0 | 0 | 0 | 0 | 0 | 0
H | 0 | 0 | 0 | 0 | 0 | 0
LFG | 0 | 0 | 0 | 0 | 0 | 0
Nuc | 0 | 0 | 0 | 0 | 0 | 0
PS | 0 | 0 | 0 | 0 | 0 | 0
PV | 0 | 0 | 0 | 0 | 0 | 0
PeakG | 0 | 0 | 0 | 0 | 0 | 0
PeakO | 0 | 0 | 0 | 0 | 0 | 0
ST | 0 | 0 | 0 | 0 | 0 | 0
STOG | 0 | 0 | 0 | 0 | 0 | 0
STWD | 0 | 0 | 0 | 0 | 0 | 0
WT | 0 | 0 | 0 | 0 | 0 | 0
IGCC | 0 | 0 | 0 | 0 | 0 | 0
DemandResponse | 0 | 0 | 0 | 0 | 0 | 0
IGCC-CCS | 0 | 0 | 0 | 0 | 0 | 0
WT_off | 0 | 0 | 0 | 0 | 0 | 0
PseudoUnit | 0 | 0 | 0 | 0 | 0 | 0
FixedInterchange | 0 | 0 | 0 | 0 | 0 | 0
Emission Cost by Reporting Type: All
ReportingType | 2015 | 2020 | 2025 | 2030 | 2035 | 2040
BM | 0 | 0 | 0 | 0 | 0 | 0
CC | 0 | 0 | 0 | 0 | 0 | 0
CSP | 0 | 0 | 0 | 0 | 0 | 0
CT | 0 | 0 | 0 | 0 | 0 | 0
Coal | 0 | 0 | 0 | 0 | 0 | 0
Geo | 0 | 0 | 0 | 0 | 0 | 0
H | 0 | 0 | 0 | 0 | 0 | 0
LFG | 0 | 0 | 0 | 0 | 0 | 0
Nuc | 0 | 0 | 0 | 0 | 0 | 0
PS | 0 | 0 | 0 | 0 | 0 | 0
PV | 0 | 0 | 0 | 0 | 0 | 0
PeakG | 0 | 0 | 0 | 0 | 0 | 0
PeakO | 0 | 0 | 0 | 0 | 0 | 0
ST | 0 | 0 | 0 | 0 | 0 | 0
STOG | 0 | 0 | 0 | 0 | 0 | 0
STWD | 0 | 0 | 0 | 0 | 0 | 0
WT | 0 | 0 | 0 | 0 | 0 | 0
IGCC | 0 | 0 | 0 | 0 | 0 | 0
DemandResponse | 0 | 0 | 0 | 0 | 0 | 0
IGCC-CCS | 0 | 0 | 0 | 0 | 0 | 0
WT_off | 0 | 0 | 0 | 0 | 0 | 0
PseudoUnit | 0 | 0 | 0 | 0 | 0 | 0
FixedInterchange | 0 | 0 | 0 | 0 | 0 | 0
Emission Cost by Reporting Type: EI_US
ReportingType | 2015 | 2020 | 2025 | 2030 | 2035 | 2040
BM | 0 | 0 | 0 | 0 | 0 | 0
CC | 0 | 0 | 0 | 0 | 0 | 0
CSP | 0 | 0 | 0 | 0 | 0 | 0
CT | 0 | 0 | 0 | 0 | 0 | 0
Coal | 0 | 0 | 0 | 0 | 0 | 0
Geo | 0 | 0 | 0 | 0 | 0 | 0
H | 0 | 0 | 0 | 0 | 0 | 0
LFG | 0 | 0 | 0 | 0 | 0 | 0
Nuc | 0 | 0 | 0 | 0 | 0 | 0
PS | 0 | 0 | 0 | 0 | 0 | 0
PV | 0 | 0 | 0 | 0 | 0 | 0
PeakG | 0 | 0 | 0 | 0 | 0 | 0
PeakO | 0 | 0 | 0 | 0 | 0 | 0
ST | 0 | 0 | 0 | 0 | 0 | 0
STOG | 0 | 0 | 0 | 0 | 0 | 0
STWD | 0 | 0 | 0 | 0 | 0 | 0
WT | 0 | 0 | 0 | 0 | 0 | 0
IGCC | 0 | 0 | 0 | 0 | 0 | 0
DemandResponse | 0 | 0 | 0 | 0 | 0 | 0
IGCC-CCS | 0 | 0 | 0 | 0 | 0 | 0
WT_off | 0 | 0 | 0 | 0 | 0 | 0
PseudoUnit | 0 | 0 | 0 | 0 | 0 | 0
FixedInterchange | 0 | 0 | 0 | 0 | 0 | 0
Emission Cost by Reporting Type: EI_Canada
ReportingType | 2015 | 2020 | 2025 | 2030 | 2035 | 2040
BM | 0 | 0 | 0 | 0 | 0 | 0
CC | 0 | 0 | 0 | 0 | 0 | 0
CSP | 0 | 0 | 0 | 0 | 0 | 0
CT | 0 | 0 | 0 | 0 | 0 | 0
Coal | 0 | 0 | 0 | 0 | 0 | 0
Geo | 0 | 0 | 0 | 0 | 0 | 0
H | 0 | 0 | 0 | 0 | 0 | 0
LFG | 0 | 0 | 0 | 0 | 0 | 0
Nuc | 0 | 0 | 0 | 0 | 0 | 0
PS | 0 | 0 | 0 | 0 | 0 | 0
PV | 0 | 0 | 0 | 0 | 0 | 0
PeakG | 0 | 0 | 0 | 0 | 0 | 0
PeakO | 0 | 0 | 0 | 0 | 0 | 0
ST | 0 | 0 | 0 | 0 | 0 | 0
STOG | 0 | 0 | 0 | 0 | 0 | 0
STWD | 0 | 0 | 0 | 0 | 0 | 0
WT | 0 | 0 | 0 | 0 | 0 | 0
IGCC | 0 | 0 | 0 | 0 | 0 | 0
DemandResponse | 0 | 0 | 0 | 0 | 0 | 0
IGCC-CCS | 0 | 0 | 0 | 0 | 0 | 0
WT_off | 0 | 0 | 0 | 0 | 0 | 0
PseudoUnit | 0 | 0 | 0 | 0 | 0 | 0
FixedInterchange | 0 | 0 | 0 | 0 | 0 | 0
Emission Cost by Reporting Type: EI
ReportingType | 2015 | 2020 | 2025 | 2030 | 2035 | 2040
BM | 0 | 0 | 0 | 0 | 0 | 0
CC | 0 | 0 | 0 | 0 | 0 | 0
CSP | 0 | 0 | 0 | 0 | 0 | 0
CT | 0 | 0 | 0 | 0 | 0 | 0
Coal | 0 | 0 | 0 | 0 | 0 | 0
Geo | 0 | 0 | 0 | 0 | 0 | 0
H | 0 | 0 | 0 | 0 | 0 | 0
LFG | 0 | 0 | 0 | 0 | 0 | 0
Nuc | 0 | 0 | 0 | 0 | 0 | 0
PS | 0 | 0 | 0 | 0 | 0 | 0
PV | 0 | 0 | 0 | 0 | 0 | 0
PeakG | 0 | 0 | 0 | 0 | 0 | 0
PeakO | 0 | 0 | 0 | 0 | 0 | 0
ST | 0 | 0 | 0 | 0 | 0 | 0
STOG | 0 | 0 | 0 | 0 | 0 | 0
STWD | 0 | 0 | 0 | 0 | 0 | 0
WT | 0 | 0 | 0 | 0 | 0 | 0
IGCC | 0 | 0 | 0 | 0 | 0 | 0
DemandResponse | 0 | 0 | 0 | 0 | 0 | 0
IGCC-CCS | 0 | 0 | 0 | 0 | 0 | 0
WT_off | 0 | 0 | 0 | 0 | 0 | 0
PseudoUnit | 0 | 0 | 0 | 0 | 0 | 0
FixedInterchange | 0 | 0 | 0 | 0 | 0 | 0
Emission Cost by Reporting Type: Outside_EI
ReportingType | 2015 | 2020 | 2025 | 2030 | 2035 | 2040
BM | 0 | 0 | 0 | 0 | 0 | 0
CC | 0 | 0 | 0 | 0 | 0 | 0
CSP | 0 | 0 | 0 | 0 | 0 | 0
CT | 0 | 0 | 0 | 0 | 0 | 0
Coal | 0 | 0 | 0 | 0 | 0 | 0
Geo | 0 | 0 | 0 | 0 | 0 | 0
H | 0 | 0 | 0 | 0 | 0 | 0
LFG | 0 | 0 | 0 | 0 | 0 | 0
Nuc | 0 | 0 | 0 | 0 | 0 | 0
PS | 0 | 0 | 0 | 0 | 0 | 0
PV | 0 | 0 | 0 | 0 | 0 | 0
PeakG | 0 | 0 | 0 | 0 | 0 | 0
PeakO | 0 | 0 | 0 | 0 | 0 | 0
ST | 0 | 0 | 0 | 0 | 0 | 0
STOG | 0 | 0 | 0 | 0 | 0 | 0
STWD | 0 | 0 | 0 | 0 | 0 | 0
WT | 0 | 0 | 0 | 0 | 0 | 0
IGCC | 0 | 0 | 0 | 0 | 0 | 0
DemandResponse | 0 | 0 | 0 | 0 | 0 | 0
IGCC-CCS | 0 | 0 | 0 | 0 | 0 | 0
WT_off | 0 | 0 | 0 | 0 | 0 | 0
PseudoUnit | 0 | 0 | 0 | 0 | 0 | 0
FixedInterchange | 0 | 0 | 0 | 0 | 0 | 0
==== Emission Program: Carbon_CA : (CO2) ====
Emission Cost by Reporting Type: Entergy
ReportingType | 2015 | 2020 | 2025 | 2030 | 2035 | 2040
BM | 0 | 0 | 0 | 0 | 0 | 0
CC | 0 | 0 | 0 | 0 | 0 | 0
CSP | 0 | 0 | 0 | 0 | 0 | 0
CT | 0 | 0 | 0 | 0 | 0 | 0
Coal | 0 | 0 | 0 | 0 | 0 | 0
Geo | 0 | 0 | 0 | 0 | 0 | 0
H | 0 | 0 | 0 | 0 | 0 | 0
LFG | 0 | 0 | 0 | 0 | 0 | 0
Nuc | 0 | 0 | 0 | 0 | 0 | 0
PS | 0 | 0 | 0 | 0 | 0 | 0
PV | 0 | 0 | 0 | 0 | 0 | 0
PeakG | 0 | 0 | 0 | 0 | 0 | 0
PeakO | 0 | 0 | 0 | 0 | 0 | 0
ST | 0 | 0 | 0 | 0 | 0 | 0
STOG | 0 | 0 | 0 | 0 | 0 | 0
STWD | 0 | 0 | 0 | 0 | 0 | 0
WT | 0 | 0 | 0 | 0 | 0 | 0
IGCC | 0 | 0 | 0 | 0 | 0 | 0
DemandResponse | 0 | 0 | 0 | 0 | 0 | 0
IGCC-CCS | 0 | 0 | 0 | 0 | 0 | 0
WT_off | 0 | 0 | 0 | 0 | 0 | 0
PseudoUnit | 0 | 0 | 0 | 0 | 0 | 0
FixedInterchange | 0 | 0 | 0 | 0 | 0 | 0
Emission Cost by Reporting Type: FRCC
ReportingType | 2015 | 2020 | 2025 | 2030 | 2035 | 2040
BM | 0 | 0 | 0 | 0 | 0 | 0
CC | 0 | 0 | 0 | 0 | 0 | 0
CSP | 0 | 0 | 0 | 0 | 0 | 0
CT | 0 | 0 | 0 | 0 | 0 | 0
Coal | 0 | 0 | 0 | 0 | 0 | 0
Geo | 0 | 0 | 0 | 0 | 0 | 0
H | 0 | 0 | 0 | 0 | 0 | 0
LFG | 0 | 0 | 0 | 0 | 0 | 0
Nuc | 0 | 0 | 0 | 0 | 0 | 0
PS | 0 | 0 | 0 | 0 | 0 | 0
PV | 0 | 0 | 0 | 0 | 0 | 0
PeakG | 0 | 0 | 0 | 0 | 0 | 0
PeakO | 0 | 0 | 0 | 0 | 0 | 0
ST | 0 | 0 | 0 | 0 | 0 | 0
STOG | 0 | 0 | 0 | 0 | 0 | 0
STWD | 0 | 0 | 0 | 0 | 0 | 0
WT | 0 | 0 | 0 | 0 | 0 | 0
IGCC | 0 | 0 | 0 | 0 | 0 | 0
DemandResponse | 0 | 0 | 0 | 0 | 0 | 0
IGCC-CCS | 0 | 0 | 0 | 0 | 0 | 0
WT_off | 0 | 0 | 0 | 0 | 0 | 0
PseudoUnit | 0 | 0 | 0 | 0 | 0 | 0
FixedInterchange | 0 | 0 | 0 | 0 | 0 | 0
Emission Cost by Reporting Type: MAPP_US
ReportingType | 2015 | 2020 | 2025 | 2030 | 2035 | 2040
BM | 0 | 0 | 0 | 0 | 0 | 0
CC | 0 | 0 | 0 | 0 | 0 | 0
CSP | 0 | 0 | 0 | 0 | 0 | 0
CT | 0 | 0 | 0 | 0 | 0 | 0
Coal | 0 | 0 | 0 | 0 | 0 | 0
Geo | 0 | 0 | 0 | 0 | 0 | 0
H | 0 | 0 | 0 | 0 | 0 | 0
LFG | 0 | 0 | 0 | 0 | 0 | 0
Nuc | 0 | 0 | 0 | 0 | 0 | 0
PS | 0 | 0 | 0 | 0 | 0 | 0
PV | 0 | 0 | 0 | 0 | 0 | 0
PeakG | 0 | 0 | 0 | 0 | 0 | 0
PeakO | 0 | 0 | 0 | 0 | 0 | 0
ST | 0 | 0 | 0 | 0 | 0 | 0
STOG | 0 | 0 | 0 | 0 | 0 | 0
STWD | 0 | 0 | 0 | 0 | 0 | 0
WT | 0 | 0 | 0 | 0 | 0 | 0
IGCC | 0 | 0 | 0 | 0 | 0 | 0
DemandResponse | 0 | 0 | 0 | 0 | 0 | 0
IGCC-CCS | 0 | 0 | 0 | 0 | 0 | 0
WT_off | 0 | 0 | 0 | 0 | 0 | 0
PseudoUnit | 0 | 0 | 0 | 0 | 0 | 0
FixedInterchange | 0 | 0 | 0 | 0 | 0 | 0
Emission Cost by Reporting Type: MISO_IN
ReportingType | 2015 | 2020 | 2025 | 2030 | 2035 | 2040
BM | 0 | 0 | 0 | 0 | 0 | 0
CC | 0 | 0 | 0 | 0 | 0 | 0
CSP | 0 | 0 | 0 | 0 | 0 | 0
CT | 0 | 0 | 0 | 0 | 0 | 0
Coal | 0 | 0 | 0 | 0 | 0 | 0
Geo | 0 | 0 | 0 | 0 | 0 | 0
H | 0 | 0 | 0 | 0 | 0 | 0
LFG | 0 | 0 | 0 | 0 | 0 | 0
Nuc | 0 | 0 | 0 | 0 | 0 | 0
PS | 0 | 0 | 0 | 0 | 0 | 0
PV | 0 | 0 | 0 | 0 | 0 | 0
PeakG | 0 | 0 | 0 | 0 | 0 | 0
PeakO | 0 | 0 | 0 | 0 | 0 | 0
ST | 0 | 0 | 0 | 0 | 0 | 0
STOG | 0 | 0 | 0 | 0 | 0 | 0
STWD | 0 | 0 | 0 | 0 | 0 | 0
WT | 0 | 0 | 0 | 0 | 0 | 0
IGCC | 0 | 0 | 0 | 0 | 0 | 0
DemandResponse | 0 | 0 | 0 | 0 | 0 | 0
IGCC-CCS | 0 | 0 | 0 | 0 | 0 | 0
WT_off | 0 | 0 | 0 | 0 | 0 | 0
PseudoUnit | 0 | 0 | 0 | 0 | 0 | 0
FixedInterchange | 0 | 0 | 0 | 0 | 0 | 0
Emission Cost by Reporting Type: MISO_MI
ReportingType | 2015 | 2020 | 2025 | 2030 | 2035 | 2040
BM | 0 | 0 | 0 | 0 | 0 | 0
CC | 0 | 0 | 0 | 0 | 0 | 0
CSP | 0 | 0 | 0 | 0 | 0 | 0
CT | 0 | 0 | 0 | 0 | 0 | 0
Coal | 0 | 0 | 0 | 0 | 0 | 0
Geo | 0 | 0 | 0 | 0 | 0 | 0
H | 0 | 0 | 0 | 0 | 0 | 0
LFG | 0 | 0 | 0 | 0 | 0 | 0
Nuc | 0 | 0 | 0 | 0 | 0 | 0
PS | 0 | 0 | 0 | 0 | 0 | 0
PV | 0 | 0 | 0 | 0 | 0 | 0
PeakG | 0 | 0 | 0 | 0 | 0 | 0
PeakO | 0 | 0 | 0 | 0 | 0 | 0
ST | 0 | 0 | 0 | 0 | 0 | 0
STOG | 0 | 0 | 0 | 0 | 0 | 0
STWD | 0 | 0 | 0 | 0 | 0 | 0
WT | 0 | 0 | 0 | 0 | 0 | 0
IGCC | 0 | 0 | 0 | 0 | 0 | 0
DemandResponse | 0 | 0 | 0 | 0 | 0 | 0
IGCC-CCS | 0 | 0 | 0 | 0 | 0 | 0
WT_off | 0 | 0 | 0 | 0 | 0 | 0
PseudoUnit | 0 | 0 | 0 | 0 | 0 | 0
FixedInterchange | 0 | 0 | 0 | 0 | 0 | 0
Emission Cost by Reporting Type: MISO_MO-IL
ReportingType | 2015 | 2020 | 2025 | 2030 | 2035 | 2040
BM | 0 | 0 | 0 | 0 | 0 | 0
CC | 0 | 0 | 0 | 0 | 0 | 0
CSP | 0 | 0 | 0 | 0 | 0 | 0
CT | 0 | 0 | 0 | 0 | 0 | 0
Coal | 0 | 0 | 0 | 0 | 0 | 0
Geo | 0 | 0 | 0 | 0 | 0 | 0
H | 0 | 0 | 0 | 0 | 0 | 0
LFG | 0 | 0 | 0 | 0 | 0 | 0
Nuc | 0 | 0 | 0 | 0 | 0 | 0
PS | 0 | 0 | 0 | 0 | 0 | 0
PV | 0 | 0 | 0 | 0 | 0 | 0
PeakG | 0 | 0 | 0 | 0 | 0 | 0
PeakO | 0 | 0 | 0 | 0 | 0 | 0
ST | 0 | 0 | 0 | 0 | 0 | 0
STOG | 0 | 0 | 0 | 0 | 0 | 0
STWD | 0 | 0 | 0 | 0 | 0 | 0
WT | 0 | 0 | 0 | 0 | 0 | 0
IGCC | 0 | 0 | 0 | 0 | 0 | 0
DemandResponse | 0 | 0 | 0 | 0 | 0 | 0
IGCC-CCS | 0 | 0 | 0 | 0 | 0 | 0
WT_off | 0 | 0 | 0 | 0 | 0 | 0
PseudoUnit | 0 | 0 | 0 | 0 | 0 | 0
FixedInterchange | 0 | 0 | 0 | 0 | 0 | 0
Emission Cost by Reporting Type: MISO_W
ReportingType | 2015 | 2020 | 2025 | 2030 | 2035 | 2040
BM | 0 | 0 | 0 | 0 | 0 | 0
CC | 0 | 0 | 0 | 0 | 0 | 0
CSP | 0 | 0 | 0 | 0 | 0 | 0
CT | 0 | 0 | 0 | 0 | 0 | 0
Coal | 0 | 0 | 0 | 0 | 0 | 0
Geo | 0 | 0 | 0 | 0 | 0 | 0
H | 0 | 0 | 0 | 0 | 0 | 0
LFG | 0 | 0 | 0 | 0 | 0 | 0
Nuc | 0 | 0 | 0 | 0 | 0 | 0
PS | 0 | 0 | 0 | 0 | 0 | 0
PV | 0 | 0 | 0 | 0 | 0 | 0
PeakG | 0 | 0 | 0 | 0 | 0 | 0
PeakO | 0 | 0 | 0 | 0 | 0 | 0
ST | 0 | 0 | 0 | 0 | 0 | 0
STOG | 0 | 0 | 0 | 0 | 0 | 0
STWD | 0 | 0 | 0 | 0 | 0 | 0
WT | 0 | 0 | 0 | 0 | 0 | 0
IGCC | 0 | 0 | 0 | 0 | 0 | 0
DemandResponse | 0 | 0 | 0 | 0 | 0 | 0
IGCC-CCS | 0 | 0 | 0 | 0 | 0 | 0
WT_off | 0 | 0 | 0 | 0 | 0 | 0
PseudoUnit | 0 | 0 | 0 | 0 | 0 | 0
FixedInterchange | 0 | 0 | 0 | 0 | 0 | 0
Emission Cost by Reporting Type: MISO_WUMS
ReportingType | 2015 | 2020 | 2025 | 2030 | 2035 | 2040
BM | 0 | 0 | 0 | 0 | 0 | 0
CC | 0 | 0 | 0 | 0 | 0 | 0
CSP | 0 | 0 | 0 | 0 | 0 | 0
CT | 0 | 0 | 0 | 0 | 0 | 0
Coal | 0 | 0 | 0 | 0 | 0 | 0
Geo | 0 | 0 | 0 | 0 | 0 | 0
H | 0 | 0 | 0 | 0 | 0 | 0
LFG | 0 | 0 | 0 | 0 | 0 | 0
Nuc | 0 | 0 | 0 | 0 | 0 | 0
PS | 0 | 0 | 0 | 0 | 0 | 0
PV | 0 | 0 | 0 | 0 | 0 | 0
PeakG | 0 | 0 | 0 | 0 | 0 | 0
PeakO | 0 | 0 | 0 | 0 | 0 | 0
ST | 0 | 0 | 0 | 0 | 0 | 0
STOG | 0 | 0 | 0 | 0 | 0 | 0
STWD | 0 | 0 | 0 | 0 | 0 | 0
WT | 0 | 0 | 0 | 0 | 0 | 0
IGCC | 0 | 0 | 0 | 0 | 0 | 0
DemandResponse | 0 | 0 | 0 | 0 | 0 | 0
IGCC-CCS | 0 | 0 | 0 | 0 | 0 | 0
WT_off | 0 | 0 | 0 | 0 | 0 | 0
PseudoUnit | 0 | 0 | 0 | 0 | 0 | 0
FixedInterchange | 0 | 0 | 0 | 0 | 0 | 0
Emission Cost by Reporting Type: Nebraska
ReportingType | 2015 | 2020 | 2025 | 2030 | 2035 | 2040
BM | 0 | 0 | 0 | 0 | 0 | 0
CC | 0 | 0 | 0 | 0 | 0 | 0
CSP | 0 | 0 | 0 | 0 | 0 | 0
CT | 0 | 0 | 0 | 0 | 0 | 0
Coal | 0 | 0 | 0 | 0 | 0 | 0
Geo | 0 | 0 | 0 | 0 | 0 | 0
H | 0 | 0 | 0 | 0 | 0 | 0
LFG | 0 | 0 | 0 | 0 | 0 | 0
Nuc | 0 | 0 | 0 | 0 | 0 | 0
PS | 0 | 0 | 0 | 0 | 0 | 0
PV | 0 | 0 | 0 | 0 | 0 | 0
PeakG | 0 | 0 | 0 | 0 | 0 | 0
PeakO | 0 | 0 | 0 | 0 | 0 | 0
ST | 0 | 0 | 0 | 0 | 0 | 0
STOG | 0 | 0 | 0 | 0 | 0 | 0
STWD | 0 | 0 | 0 | 0 | 0 | 0
WT | 0 | 0 | 0 | 0 | 0 | 0
IGCC | 0 | 0 | 0 | 0 | 0 | 0
DemandResponse | 0 | 0 | 0 | 0 | 0 | 0
IGCC-CCS | 0 | 0 | 0 | 0 | 0 | 0
WT_off | 0 | 0 | 0 | 0 | 0 | 0
PseudoUnit | 0 | 0 | 0 | 0 | 0 | 0
FixedInterchange | 0 | 0 | 0 | 0 | 0 | 0
Emission Cost by Reporting Type: NEISO
ReportingType | 2015 | 2020 | 2025 | 2030 | 2035 | 2040
BM | 0 | 0 | 0 | 0 | 0 | 0
CC | 0 | 0 | 0 | 0 | 0 | 0
CSP | 0 | 0 | 0 | 0 | 0 | 0
CT | 0 | 0 | 0 | 0 | 0 | 0
Coal | 0 | 0 | 0 | 0 | 0 | 0
Geo | 0 | 0 | 0 | 0 | 0 | 0
H | 0 | 0 | 0 | 0 | 0 | 0
LFG | 0 | 0 | 0 | 0 | 0 | 0
Nuc | 0 | 0 | 0 | 0 | 0 | 0
PS | 0 | 0 | 0 | 0 | 0 | 0
PV | 0 | 0 | 0 | 0 | 0 | 0
PeakG | 0 | 0 | 0 | 0 | 0 | 0
PeakO | 0 | 0 | 0 | 0 | 0 | 0
ST | 0 | 0 | 0 | 0 | 0 | 0
STOG | 0 | 0 | 0 | 0 | 0 | 0
STWD | 0 | 0 | 0 | 0 | 0 | 0
WT | 0 | 0 | 0 | 0 | 0 | 0
IGCC | 0 | 0 | 0 | 0 | 0 | 0
DemandResponse | 0 | 0 | 0 | 0 | 0 | 0
IGCC-CCS | 0 | 0 | 0 | 0 | 0 | 0
WT_off | 0 | 0 | 0 | 0 | 0 | 0
PseudoUnit | 0 | 0 | 0 | 0 | 0 | 0
FixedInterchange | 0 | 0 | 0 | 0 | 0 | 0
Emission Cost by Reporting Type: NonRTO_Midwest
ReportingType | 2015 | 2020 | 2025 | 2030 | 2035 | 2040
BM | 0 | 0 | 0 | 0 | 0 | 0
CC | 0 | 0 | 0 | 0 | 0 | 0
CSP | 0 | 0 | 0 | 0 | 0 | 0
CT | 0 | 0 | 0 | 0 | 0 | 0
Coal | 0 | 0 | 0 | 0 | 0 | 0
Geo | 0 | 0 | 0 | 0 | 0 | 0
H | 0 | 0 | 0 | 0 | 0 | 0
LFG | 0 | 0 | 0 | 0 | 0 | 0
Nuc | 0 | 0 | 0 | 0 | 0 | 0
PS | 0 | 0 | 0 | 0 | 0 | 0
PV | 0 | 0 | 0 | 0 | 0 | 0
PeakG | 0 | 0 | 0 | 0 | 0 | 0
PeakO | 0 | 0 | 0 | 0 | 0 | 0
ST | 0 | 0 | 0 | 0 | 0 | 0
STOG | 0 | 0 | 0 | 0 | 0 | 0
STWD | 0 | 0 | 0 | 0 | 0 | 0
WT | 0 | 0 | 0 | 0 | 0 | 0
IGCC | 0 | 0 | 0 | 0 | 0 | 0
DemandResponse | 0 | 0 | 0 | 0 | 0 | 0
IGCC-CCS | 0 | 0 | 0 | 0 | 0 | 0
WT_off | 0 | 0 | 0 | 0 | 0 | 0
PseudoUnit | 0 | 0 | 0 | 0 | 0 | 0
FixedInterchange | 0 | 0 | 0 | 0 | 0 | 0
Emission Cost by Reporting Type: NYISO_A-F
ReportingType | 2015 | 2020 | 2025 | 2030 | 2035 | 2040
BM | 0 | 0 | 0 | 0 | 0 | 0
CC | 0 | 0 | 0 | 0 | 0 | 0
CSP | 0 | 0 | 0 | 0 | 0 | 0
CT | 0 | 0 | 0 | 0 | 0 | 0
Coal | 0 | 0 | 0 | 0 | 0 | 0
Geo | 0 | 0 | 0 | 0 | 0 | 0
H | 0 | 0 | 0 | 0 | 0 | 0
LFG | 0 | 0 | 0 | 0 | 0 | 0
Nuc | 0 | 0 | 0 | 0 | 0 | 0
PS | 0 | 0 | 0 | 0 | 0 | 0
PV | 0 | 0 | 0 | 0 | 0 | 0
PeakG | 0 | 0 | 0 | 0 | 0 | 0
PeakO | 0 | 0 | 0 | 0 | 0 | 0
ST | 0 | 0 | 0 | 0 | 0 | 0
STOG | 0 | 0 | 0 | 0 | 0 | 0
STWD | 0 | 0 | 0 | 0 | 0 | 0
WT | 0 | 0 | 0 | 0 | 0 | 0
IGCC | 0 | 0 | 0 | 0 | 0 | 0
DemandResponse | 0 | 0 | 0 | 0 | 0 | 0
IGCC-CCS | 0 | 0 | 0 | 0 | 0 | 0
WT_off | 0 | 0 | 0 | 0 | 0 | 0
PseudoUnit | 0 | 0 | 0 | 0 | 0 | 0
FixedInterchange | 0 | 0 | 0 | 0 | 0 | 0
Emission Cost by Reporting Type: NYISO_G-I
ReportingType | 2015 | 2020 | 2025 | 2030 | 2035 | 2040
BM | 0 | 0 | 0 | 0 | 0 | 0
CC | 0 | 0 | 0 | 0 | 0 | 0
CSP | 0 | 0 | 0 | 0 | 0 | 0
CT | 0 | 0 | 0 | 0 | 0 | 0
Coal | 0 | 0 | 0 | 0 | 0 | 0
Geo | 0 | 0 | 0 | 0 | 0 | 0
H | 0 | 0 | 0 | 0 | 0 | 0
LFG | 0 | 0 | 0 | 0 | 0 | 0
Nuc | 0 | 0 | 0 | 0 | 0 | 0
PS | 0 | 0 | 0 | 0 | 0 | 0
PV | 0 | 0 | 0 | 0 | 0 | 0
PeakG | 0 | 0 | 0 | 0 | 0 | 0
PeakO | 0 | 0 | 0 | 0 | 0 | 0
ST | 0 | 0 | 0 | 0 | 0 | 0
STOG | 0 | 0 | 0 | 0 | 0 | 0
STWD | 0 | 0 | 0 | 0 | 0 | 0
WT | 0 | 0 | 0 | 0 | 0 | 0
IGCC | 0 | 0 | 0 | 0 | 0 | 0
DemandResponse | 0 | 0 | 0 | 0 | 0 | 0
IGCC-CCS | 0 | 0 | 0 | 0 | 0 | 0
WT_off | 0 | 0 | 0 | 0 | 0 | 0
PseudoUnit | 0 | 0 | 0 | 0 | 0 | 0
FixedInterchange | 0 | 0 | 0 | 0 | 0 | 0
Emission Cost by Reporting Type: NYISO_J-K
ReportingType | 2015 | 2020 | 2025 | 2030 | 2035 | 2040
BM | 0 | 0 | 0 | 0 | 0 | 0
CC | 0 | 0 | 0 | 0 | 0 | 0
CSP | 0 | 0 | 0 | 0 | 0 | 0
CT | 0 | 0 | 0 | 0 | 0 | 0
Coal | 0 | 0 | 0 | 0 | 0 | 0
Geo | 0 | 0 | 0 | 0 | 0 | 0
H | 0 | 0 | 0 | 0 | 0 | 0
LFG | 0 | 0 | 0 | 0 | 0 | 0
Nuc | 0 | 0 | 0 | 0 | 0 | 0
PS | 0 | 0 | 0 | 0 | 0 | 0
PV | 0 | 0 | 0 | 0 | 0 | 0
PeakG | 0 | 0 | 0 | 0 | 0 | 0
PeakO | 0 | 0 | 0 | 0 | 0 | 0
ST | 0 | 0 | 0 | 0 | 0 | 0
STOG | 0 | 0 | 0 | 0 | 0 | 0
STWD | 0 | 0 | 0 | 0 | 0 | 0
WT | 0 | 0 | 0 | 0 | 0 | 0
IGCC | 0 | 0 | 0 | 0 | 0 | 0
DemandResponse | 0 | 0 | 0 | 0 | 0 | 0
IGCC-CCS | 0 | 0 | 0 | 0 | 0 | 0
WT_off | 0 | 0 | 0 | 0 | 0 | 0
PseudoUnit | 0 | 0 | 0 | 0 | 0 | 0
FixedInterchange | 0 | 0 | 0 | 0 | 0 | 0
Emission Cost by Reporting Type: PJM_E
ReportingType | 2015 | 2020 | 2025 | 2030 | 2035 | 2040
BM | 0 | 0 | 0 | 0 | 0 | 0
CC | 0 | 0 | 0 | 0 | 0 | 0
CSP | 0 | 0 | 0 | 0 | 0 | 0
CT | 0 | 0 | 0 | 0 | 0 | 0
Coal | 0 | 0 | 0 | 0 | 0 | 0
Geo | 0 | 0 | 0 | 0 | 0 | 0
H | 0 | 0 | 0 | 0 | 0 | 0
LFG | 0 | 0 | 0 | 0 | 0 | 0
Nuc | 0 | 0 | 0 | 0 | 0 | 0
PS | 0 | 0 | 0 | 0 | 0 | 0
PV | 0 | 0 | 0 | 0 | 0 | 0
PeakG | 0 | 0 | 0 | 0 | 0 | 0
PeakO | 0 | 0 | 0 | 0 | 0 | 0
ST | 0 | 0 | 0 | 0 | 0 | 0
STOG | 0 | 0 | 0 | 0 | 0 | 0
STWD | 0 | 0 | 0 | 0 | 0 | 0
WT | 0 | 0 | 0 | 0 | 0 | 0
IGCC | 0 | 0 | 0 | 0 | 0 | 0
DemandResponse | 0 | 0 | 0 | 0 | 0 | 0
IGCC-CCS | 0 | 0 | 0 | 0 | 0 | 0
WT_off | 0 | 0 | 0 | 0 | 0 | 0
PseudoUnit | 0 | 0 | 0 | 0 | 0 | 0
FixedInterchange | 0 | 0 | 0 | 0 | 0 | 0
Emission Cost by Reporting Type: PJM_ROM
ReportingType | 2015 | 2020 | 2025 | 2030 | 2035 | 2040
BM | 0 | 0 | 0 | 0 | 0 | 0
CC | 0 | 0 | 0 | 0 | 0 | 0
CSP | 0 | 0 | 0 | 0 | 0 | 0
CT | 0 | 0 | 0 | 0 | 0 | 0
Coal | 0 | 0 | 0 | 0 | 0 | 0
Geo | 0 | 0 | 0 | 0 | 0 | 0
H | 0 | 0 | 0 | 0 | 0 | 0
LFG | 0 | 0 | 0 | 0 | 0 | 0
Nuc | 0 | 0 | 0 | 0 | 0 | 0
PS | 0 | 0 | 0 | 0 | 0 | 0
PV | 0 | 0 | 0 | 0 | 0 | 0
PeakG | 0 | 0 | 0 | 0 | 0 | 0
PeakO | 0 | 0 | 0 | 0 | 0 | 0
ST | 0 | 0 | 0 | 0 | 0 | 0
STOG | 0 | 0 | 0 | 0 | 0 | 0
STWD | 0 | 0 | 0 | 0 | 0 | 0
WT | 0 | 0 | 0 | 0 | 0 | 0
IGCC | 0 | 0 | 0 | 0 | 0 | 0
DemandResponse | 0 | 0 | 0 | 0 | 0 | 0
IGCC-CCS | 0 | 0 | 0 | 0 | 0 | 0
WT_off | 0 | 0 | 0 | 0 | 0 | 0
PseudoUnit | 0 | 0 | 0 | 0 | 0 | 0
FixedInterchange | 0 | 0 | 0 | 0 | 0 | 0
Emission Cost by Reporting Type: PJM_ROR
ReportingType | 2015 | 2020 | 2025 | 2030 | 2035 | 2040
BM | 0 | 0 | 0 | 0 | 0 | 0
CC | 0 | 0 | 0 | 0 | 0 | 0
CSP | 0 | 0 | 0 | 0 | 0 | 0
CT | 0 | 0 | 0 | 0 | 0 | 0
Coal | 0 | 0 | 0 | 0 | 0 | 0
Geo | 0 | 0 | 0 | 0 | 0 | 0
H | 0 | 0 | 0 | 0 | 0 | 0
LFG | 0 | 0 | 0 | 0 | 0 | 0
Nuc | 0 | 0 | 0 | 0 | 0 | 0
PS | 0 | 0 | 0 | 0 | 0 | 0
PV | 0 | 0 | 0 | 0 | 0 | 0
PeakG | 0 | 0 | 0 | 0 | 0 | 0
PeakO | 0 | 0 | 0 | 0 | 0 | 0
ST | 0 | 0 | 0 | 0 | 0 | 0
STOG | 0 | 0 | 0 | 0 | 0 | 0
STWD | 0 | 0 | 0 | 0 | 0 | 0
WT | 0 | 0 | 0 | 0 | 0 | 0
IGCC | 0 | 0 | 0 | 0 | 0 | 0
DemandResponse | 0 | 0 | 0 | 0 | 0 | 0
IGCC-CCS | 0 | 0 | 0 | 0 | 0 | 0
WT_off | 0 | 0 | 0 | 0 | 0 | 0
PseudoUnit | 0 | 0 | 0 | 0 | 0 | 0
FixedInterchange | 0 | 0 | 0 | 0 | 0 | 0
Emission Cost by Reporting Type: SOCO
ReportingType | 2015 | 2020 | 2025 | 2030 | 2035 | 2040
BM | 0 | 0 | 0 | 0 | 0 | 0
CC | 0 | 0 | 0 | 0 | 0 | 0
CSP | 0 | 0 | 0 | 0 | 0 | 0
CT | 0 | 0 | 0 | 0 | 0 | 0
Coal | 0 | 0 | 0 | 0 | 0 | 0
Geo | 0 | 0 | 0 | 0 | 0 | 0
H | 0 | 0 | 0 | 0 | 0 | 0
LFG | 0 | 0 | 0 | 0 | 0 | 0
Nuc | 0 | 0 | 0 | 0 | 0 | 0
PS | 0 | 0 | 0 | 0 | 0 | 0
PV | 0 | 0 | 0 | 0 | 0 | 0
PeakG | 0 | 0 | 0 | 0 | 0 | 0
PeakO | 0 | 0 | 0 | 0 | 0 | 0
ST | 0 | 0 | 0 | 0 | 0 | 0
STOG | 0 | 0 | 0 | 0 | 0 | 0
STWD | 0 | 0 | 0 | 0 | 0 | 0
WT | 0 | 0 | 0 | 0 | 0 | 0
IGCC | 0 | 0 | 0 | 0 | 0 | 0
DemandResponse | 0 | 0 | 0 | 0 | 0 | 0
IGCC-CCS | 0 | 0 | 0 | 0 | 0 | 0
WT_off | 0 | 0 | 0 | 0 | 0 | 0
PseudoUnit | 0 | 0 | 0 | 0 | 0 | 0
FixedInterchange | 0 | 0 | 0 | 0 | 0 | 0
Emission Cost by Reporting Type: SPP_N
ReportingType | 2015 | 2020 | 2025 | 2030 | 2035 | 2040
BM | 0 | 0 | 0 | 0 | 0 | 0
CC | 0 | 0 | 0 | 0 | 0 | 0
CSP | 0 | 0 | 0 | 0 | 0 | 0
CT | 0 | 0 | 0 | 0 | 0 | 0
Coal | 0 | 0 | 0 | 0 | 0 | 0
Geo | 0 | 0 | 0 | 0 | 0 | 0
H | 0 | 0 | 0 | 0 | 0 | 0
LFG | 0 | 0 | 0 | 0 | 0 | 0
Nuc | 0 | 0 | 0 | 0 | 0 | 0
PS | 0 | 0 | 0 | 0 | 0 | 0
PV | 0 | 0 | 0 | 0 | 0 | 0
PeakG | 0 | 0 | 0 | 0 | 0 | 0
PeakO | 0 | 0 | 0 | 0 | 0 | 0
ST | 0 | 0 | 0 | 0 | 0 | 0
STOG | 0 | 0 | 0 | 0 | 0 | 0
STWD | 0 | 0 | 0 | 0 | 0 | 0
WT | 0 | 0 | 0 | 0 | 0 | 0
IGCC | 0 | 0 | 0 | 0 | 0 | 0
DemandResponse | 0 | 0 | 0 | 0 | 0 | 0
IGCC-CCS | 0 | 0 | 0 | 0 | 0 | 0
WT_off | 0 | 0 | 0 | 0 | 0 | 0
PseudoUnit | 0 | 0 | 0 | 0 | 0 | 0
FixedInterchange | 0 | 0 | 0 | 0 | 0 | 0
Emission Cost by Reporting Type: SPP_S
ReportingType | 2015 | 2020 | 2025 | 2030 | 2035 | 2040
BM | 0 | 0 | 0 | 0 | 0 | 0
CC | 0 | 0 | 0 | 0 | 0 | 0
CSP | 0 | 0 | 0 | 0 | 0 | 0
CT | 0 | 0 | 0 | 0 | 0 | 0
Coal | 0 | 0 | 0 | 0 | 0 | 0
Geo | 0 | 0 | 0 | 0 | 0 | 0
H | 0 | 0 | 0 | 0 | 0 | 0
LFG | 0 | 0 | 0 | 0 | 0 | 0
Nuc | 0 | 0 | 0 | 0 | 0 | 0
PS | 0 | 0 | 0 | 0 | 0 | 0
PV | 0 | 0 | 0 | 0 | 0 | 0
PeakG | 0 | 0 | 0 | 0 | 0 | 0
PeakO | 0 | 0 | 0 | 0 | 0 | 0
ST | 0 | 0 | 0 | 0 | 0 | 0
STOG | 0 | 0 | 0 | 0 | 0 | 0
STWD | 0 | 0 | 0 | 0 | 0 | 0
WT | 0 | 0 | 0 | 0 | 0 | 0
IGCC | 0 | 0 | 0 | 0 | 0 | 0
DemandResponse | 0 | 0 | 0 | 0 | 0 | 0
IGCC-CCS | 0 | 0 | 0 | 0 | 0 | 0
WT_off | 0 | 0 | 0 | 0 | 0 | 0
PseudoUnit | 0 | 0 | 0 | 0 | 0 | 0
FixedInterchange | 0 | 0 | 0 | 0 | 0 | 0
Emission Cost by Reporting Type: TVA
ReportingType | 2015 | 2020 | 2025 | 2030 | 2035 | 2040
BM | 0 | 0 | 0 | 0 | 0 | 0
CC | 0 | 0 | 0 | 0 | 0 | 0
CSP | 0 | 0 | 0 | 0 | 0 | 0
CT | 0 | 0 | 0 | 0 | 0 | 0
Coal | 0 | 0 | 0 | 0 | 0 | 0
Geo | 0 | 0 | 0 | 0 | 0 | 0
H | 0 | 0 | 0 | 0 | 0 | 0
LFG | 0 | 0 | 0 | 0 | 0 | 0
Nuc | 0 | 0 | 0 | 0 | 0 | 0
PS | 0 | 0 | 0 | 0 | 0 | 0
PV | 0 | 0 | 0 | 0 | 0 | 0
PeakG | 0 | 0 | 0 | 0 | 0 | 0
PeakO | 0 | 0 | 0 | 0 | 0 | 0
ST | 0 | 0 | 0 | 0 | 0 | 0
STOG | 0 | 0 | 0 | 0 | 0 | 0
STWD | 0 | 0 | 0 | 0 | 0 | 0
WT | 0 | 0 | 0 | 0 | 0 | 0
IGCC | 0 | 0 | 0 | 0 | 0 | 0
DemandResponse | 0 | 0 | 0 | 0 | 0 | 0
IGCC-CCS | 0 | 0 | 0 | 0 | 0 | 0
WT_off | 0 | 0 | 0 | 0 | 0 | 0
PseudoUnit | 0 | 0 | 0 | 0 | 0 | 0
FixedInterchange | 0 | 0 | 0 | 0 | 0 | 0
Emission Cost by Reporting Type: TVA_Transmission
ReportingType | 2015 | 2020 | 2025 | 2030 | 2035 | 2040
BM | 0 | 0 | 0 | 0 | 0 | 0
CC | 0 | 0 | 0 | 0 | 0 | 0
CSP | 0 | 0 | 0 | 0 | 0 | 0
CT | 0 | 0 | 0 | 0 | 0 | 0
Coal | 0 | 0 | 0 | 0 | 0 | 0
Geo | 0 | 0 | 0 | 0 | 0 | 0
H | 0 | 0 | 0 | 0 | 0 | 0
LFG | 0 | 0 | 0 | 0 | 0 | 0
Nuc | 0 | 0 | 0 | 0 | 0 | 0
PS | 0 | 0 | 0 | 0 | 0 | 0
PV | 0 | 0 | 0 | 0 | 0 | 0
PeakG | 0 | 0 | 0 | 0 | 0 | 0
PeakO | 0 | 0 | 0 | 0 | 0 | 0
ST | 0 | 0 | 0 | 0 | 0 | 0
STOG | 0 | 0 | 0 | 0 | 0 | 0
STWD | 0 | 0 | 0 | 0 | 0 | 0
WT | 0 | 0 | 0 | 0 | 0 | 0
IGCC | 0 | 0 | 0 | 0 | 0 | 0
DemandResponse | 0 | 0 | 0 | 0 | 0 | 0
IGCC-CCS | 0 | 0 | 0 | 0 | 0 | 0
WT_off | 0 | 0 | 0 | 0 | 0 | 0
PseudoUnit | 0 | 0 | 0 | 0 | 0 | 0
FixedInterchange | 0 | 0 | 0 | 0 | 0 | 0
Emission Cost by Reporting Type: VACAR
ReportingType | 2015 | 2020 | 2025 | 2030 | 2035 | 2040
BM | 0 | 0 | 0 | 0 | 0 | 0
CC | 0 | 0 | 0 | 0 | 0 | 0
CSP | 0 | 0 | 0 | 0 | 0 | 0
CT | 0 | 0 | 0 | 0 | 0 | 0
Coal | 0 | 0 | 0 | 0 | 0 | 0
Geo | 0 | 0 | 0 | 0 | 0 | 0
H | 0 | 0 | 0 | 0 | 0 | 0
LFG | 0 | 0 | 0 | 0 | 0 | 0
Nuc | 0 | 0 | 0 | 0 | 0 | 0
PS | 0 | 0 | 0 | 0 | 0 | 0
PV | 0 | 0 | 0 | 0 | 0 | 0
PeakG | 0 | 0 | 0 | 0 | 0 | 0
PeakO | 0 | 0 | 0 | 0 | 0 | 0
ST | 0 | 0 | 0 | 0 | 0 | 0
STOG | 0 | 0 | 0 | 0 | 0 | 0
STWD | 0 | 0 | 0 | 0 | 0 | 0
WT | 0 | 0 | 0 | 0 | 0 | 0
IGCC | 0 | 0 | 0 | 0 | 0 | 0
DemandResponse | 0 | 0 | 0 | 0 | 0 | 0
IGCC-CCS | 0 | 0 | 0 | 0 | 0 | 0
WT_off | 0 | 0 | 0 | 0 | 0 | 0
PseudoUnit | 0 | 0 | 0 | 0 | 0 | 0
FixedInterchange | 0 | 0 | 0 | 0 | 0 | 0
Emission Cost by Reporting Type: IESO
ReportingType | 2015 | 2020 | 2025 | 2030 | 2035 | 2040
BM | 0 | 0 | 0 | 0 | 0 | 0
CC | 0 | 0 | 0 | 0 | 0 | 0
CSP | 0 | 0 | 0 | 0 | 0 | 0
CT | 0 | 0 | 0 | 0 | 0 | 0
Coal | 0 | 0 | 0 | 0 | 0 | 0
Geo | 0 | 0 | 0 | 0 | 0 | 0
H | 0 | 0 | 0 | 0 | 0 | 0
LFG | 0 | 0 | 0 | 0 | 0 | 0
Nuc | 0 | 0 | 0 | 0 | 0 | 0
PS | 0 | 0 | 0 | 0 | 0 | 0
PV | 0 | 0 | 0 | 0 | 0 | 0
PeakG | 0 | 0 | 0 | 0 | 0 | 0
PeakO | 0 | 0 | 0 | 0 | 0 | 0
ST | 0 | 0 | 0 | 0 | 0 | 0
STOG | 0 | 0 | 0 | 0 | 0 | 0
STWD | 0 | 0 | 0 | 0 | 0 | 0
WT | 0 | 0 | 0 | 0 | 0 | 0
IGCC | 0 | 0 | 0 | 0 | 0 | 0
DemandResponse | 0 | 0 | 0 | 0 | 0 | 0
IGCC-CCS | 0 | 0 | 0 | 0 | 0 | 0
WT_off | 0 | 0 | 0 | 0 | 0 | 0
PseudoUnit | 0 | 0 | 0 | 0 | 0 | 0
FixedInterchange | 0 | 0 | 0 | 0 | 0 | 0
Emission Cost by Reporting Type: MAPP_CA
ReportingType | 2015 | 2020 | 2025 | 2030 | 2035 | 2040
BM | 0 | 0 | 0 | 0 | 0 | 0
CC | 0 | 0 | 0 | 0 | 0 | 0
CSP | 0 | 0 | 0 | 0 | 0 | 0
CT | 0 | 0 | 0 | 0 | 0 | 0
Coal | 0 | 0 | 0 | 0 | 0 | 0
Geo | 0 | 0 | 0 | 0 | 0 | 0
H | 0 | 0 | 0 | 0 | 0 | 0
LFG | 0 | 0 | 0 | 0 | 0 | 0
Nuc | 0 | 0 | 0 | 0 | 0 | 0
PS | 0 | 0 | 0 | 0 | 0 | 0
PV | 0 | 0 | 0 | 0 | 0 | 0
PeakG | 0 | 0 | 0 | 0 | 0 | 0
PeakO | 0 | 0 | 0 | 0 | 0 | 0
ST | 0 | 0 | 0 | 0 | 0 | 0
STOG | 0 | 0 | 0 | 0 | 0 | 0
STWD | 0 | 0 | 0 | 0 | 0 | 0
WT | 0 | 0 | 0 | 0 | 0 | 0
IGCC | 0 | 0 | 0 | 0 | 0 | 0
DemandResponse | 0 | 0 | 0 | 0 | 0 | 0
IGCC-CCS | 0 | 0 | 0 | 0 | 0 | 0
WT_off | 0 | 0 | 0 | 0 | 0 | 0
PseudoUnit | 0 | 0 | 0 | 0 | 0 | 0
FixedInterchange | 0 | 0 | 0 | 0 | 0 | 0
Emission Cost by Reporting Type: AZ_NM_SNV_Coal
ReportingType | 2015 | 2020 | 2025 | 2030 | 2035 | 2040
BM | 0 | 0 | 0 | 0 | 0 | 0
CC | 0 | 0 | 0 | 0 | 0 | 0
CSP | 0 | 0 | 0 | 0 | 0 | 0
CT | 0 | 0 | 0 | 0 | 0 | 0
Coal | 0 | 0 | 0 | 0 | 0 | 0
Geo | 0 | 0 | 0 | 0 | 0 | 0
H | 0 | 0 | 0 | 0 | 0 | 0
LFG | 0 | 0 | 0 | 0 | 0 | 0
Nuc | 0 | 0 | 0 | 0 | 0 | 0
PS | 0 | 0 | 0 | 0 | 0 | 0
PV | 0 | 0 | 0 | 0 | 0 | 0
PeakG | 0 | 0 | 0 | 0 | 0 | 0
PeakO | 0 | 0 | 0 | 0 | 0 | 0
ST | 0 | 0 | 0 | 0 | 0 | 0
STOG | 0 | 0 | 0 | 0 | 0 | 0
STWD | 0 | 0 | 0 | 0 | 0 | 0
WT | 0 | 0 | 0 | 0 | 0 | 0
IGCC | 0 | 0 | 0 | 0 | 0 | 0
DemandResponse | 0 | 0 | 0 | 0 | 0 | 0
IGCC-CCS | 0 | 0 | 0 | 0 | 0 | 0
WT_off | 0 | 0 | 0 | 0 | 0 | 0
PseudoUnit | 0 | 0 | 0 | 0 | 0 | 0
FixedInterchange | 0 | 0 | 0 | 0 | 0 | 0
Emission Cost by Reporting Type: AZ_NM_SNV_Gas
ReportingType | 2015 | 2020 | 2025 | 2030 | 2035 | 2040
BM | 0 | 0 | 0 | 0 | 0 | 0
CC | 0 | 0 | 0 | 0 | 0 | 0
CSP | 0 | 0 | 0 | 0 | 0 | 0
CT | 0 | 0 | 0 | 0 | 0 | 0
Coal | 0 | 0 | 0 | 0 | 0 | 0
Geo | 0 | 0 | 0 | 0 | 0 | 0
H | 0 | 0 | 0 | 0 | 0 | 0
LFG | 0 | 0 | 0 | 0 | 0 | 0
Nuc | 0 | 0 | 0 | 0 | 0 | 0
PS | 0 | 0 | 0 | 0 | 0 | 0
PV | 0 | 0 | 0 | 0 | 0 | 0
PeakG | 0 | 0 | 0 | 0 | 0 | 0
PeakO | 0 | 0 | 0 | 0 | 0 | 0
ST | 0 | 0 | 0 | 0 | 0 | 0
STOG | 0 | 0 | 0 | 0 | 0 | 0
STWD | 0 | 0 | 0 | 0 | 0 | 0
WT | 0 | 0 | 0 | 0 | 0 | 0
IGCC | 0 | 0 | 0 | 0 | 0 | 0
DemandResponse | 0 | 0 | 0 | 0 | 0 | 0
IGCC-CCS | 0 | 0 | 0 | 0 | 0 | 0
WT_off | 0 | 0 | 0 | 0 | 0 | 0
PseudoUnit | 0 | 0 | 0 | 0 | 0 | 0
FixedInterchange | 0 | 0 | 0 | 0 | 0 | 0
Emission Cost by Reporting Type: AZ_NM_SNV_NucRenew
ReportingType | 2015 | 2020 | 2025 | 2030 | 2035 | 2040
BM | 0 | 0 | 0 | 0 | 0 | 0
CC | 0 | 0 | 0 | 0 | 0 | 0
CSP | 0 | 0 | 0 | 0 | 0 | 0
CT | 0 | 0 | 0 | 0 | 0 | 0
Coal | 0 | 0 | 0 | 0 | 0 | 0
Geo | 0 | 0 | 0 | 0 | 0 | 0
H | 0 | 0 | 0 | 0 | 0 | 0
LFG | 0 | 0 | 0 | 0 | 0 | 0
Nuc | 0 | 0 | 0 | 0 | 0 | 0
PS | 0 | 0 | 0 | 0 | 0 | 0
PV | 0 | 0 | 0 | 0 | 0 | 0
PeakG | 0 | 0 | 0 | 0 | 0 | 0
PeakO | 0 | 0 | 0 | 0 | 0 | 0
ST | 0 | 0 | 0 | 0 | 0 | 0
STOG | 0 | 0 | 0 | 0 | 0 | 0
STWD | 0 | 0 | 0 | 0 | 0 | 0
WT | 0 | 0 | 0 | 0 | 0 | 0
IGCC | 0 | 0 | 0 | 0 | 0 | 0
DemandResponse | 0 | 0 | 0 | 0 | 0 | 0
IGCC-CCS | 0 | 0 | 0 | 0 | 0 | 0
WT_off | 0 | 0 | 0 | 0 | 0 | 0
PseudoUnit | 0 | 0 | 0 | 0 | 0 | 0
FixedInterchange | 0 | 0 | 0 | 0 | 0 | 0
Emission Cost by Reporting Type: ERCOT
ReportingType | 2015 | 2020 | 2025 | 2030 | 2035 | 2040
BM | 0 | 0 | 0 | 0 | 0 | 0
CC | 0 | 0 | 0 | 0 | 0 | 0
CSP | 0 | 0 | 0 | 0 | 0 | 0
CT | 0 | 0 | 0 | 0 | 0 | 0
Coal | 0 | 0 | 0 | 0 | 0 | 0
Geo | 0 | 0 | 0 | 0 | 0 | 0
H | 0 | 0 | 0 | 0 | 0 | 0
LFG | 0 | 0 | 0 | 0 | 0 | 0
Nuc | 0 | 0 | 0 | 0 | 0 | 0
PS | 0 | 0 | 0 | 0 | 0 | 0
PV | 0 | 0 | 0 | 0 | 0 | 0
PeakG | 0 | 0 | 0 | 0 | 0 | 0
PeakO | 0 | 0 | 0 | 0 | 0 | 0
ST | 0 | 0 | 0 | 0 | 0 | 0
STOG | 0 | 0 | 0 | 0 | 0 | 0
STWD | 0 | 0 | 0 | 0 | 0 | 0
WT | 0 | 0 | 0 | 0 | 0 | 0
IGCC | 0 | 0 | 0 | 0 | 0 | 0
DemandResponse | 0 | 0 | 0 | 0 | 0 | 0
IGCC-CCS | 0 | 0 | 0 | 0 | 0 | 0
WT_off | 0 | 0 | 0 | 0 | 0 | 0
PseudoUnit | 0 | 0 | 0 | 0 | 0 | 0
FixedInterchange | 0 | 0 | 0 | 0 | 0 | 0
Emission Cost by Reporting Type: NP15
ReportingType | 2015 | 2020 | 2025 | 2030 | 2035 | 2040
BM | 0 | 0 | 0 | 0 | 0 | 0
CC | 248.53 | 72.42 | 49.96 | 101.09 | 137.35 | 80.77
CSP | 0 | 0 | 0 | 0 | 0 | 0
CT | 0 | 0 | 0 | 0 | 0 | 0
Coal | 4.6 | 0 | 0 | 0 | 0 | 0
Geo | 0 | 0 | 0 | 0 | 0 | 0
H | 0 | 0 | 0 | 0 | 0 | 0
LFG | 0 | 0 | 0 | 0 | 0 | 0
Nuc | 0 | 0 | 0 | 0 | 0 | 0
PS | 0 | 0 | 0 | 0 | 0 | 0
PV | 0 | 0 | 0 | 0 | 0 | 0
PeakG | 0 | 0 | 0 | 0 | 0 | 0
PeakO | 0 | 0 | 0 | 0 | 0 | 0
ST | 0 | 0 | 0 | 0 | 0 | 0
STOG | 0.66 | 0.19 | 0 | 0 | 0 | 0
STWD | 0 | 0 | 0 | 0 | 0 | 0
WT | 0 | 0 | 0 | 0 | 0 | 0
IGCC | 0 | 0 | 0 | 0 | 0 | 0
DemandResponse | 0 | 0 | 0 | 0 | 0 | 0
IGCC-CCS | 0 | 0 | 0 | 0 | 0 | 0
WT_off | 0 | 0 | 0 | 0 | 0 | 0
PseudoUnit | 0 | 0 | 0 | 0 | 0 | 0
FixedInterchange | 0 | 0 | 0 | 0 | 0 | 0
Emission Cost by Reporting Type: NWPP_Coal
ReportingType | 2015 | 2020 | 2025 | 2030 | 2035 | 2040
BM | 0 | 0 | 0 | 0 | 0 | 0
CC | 0 | 0 | 0 | 0 | 0 | 0
CSP | 0 | 0 | 0 | 0 | 0 | 0
CT | 0 | 0 | 0 | 0 | 0 | 0
Coal | 0 | 0 | 0 | 0 | 0 | 0
Geo | 0 | 0 | 0 | 0 | 0 | 0
H | 0 | 0 | 0 | 0 | 0 | 0
LFG | 0 | 0 | 0 | 0 | 0 | 0
Nuc | 0 | 0 | 0 | 0 | 0 | 0
PS | 0 | 0 | 0 | 0 | 0 | 0
PV | 0 | 0 | 0 | 0 | 0 | 0
PeakG | 0 | 0 | 0 | 0 | 0 | 0
PeakO | 0 | 0 | 0 | 0 | 0 | 0
ST | 0 | 0 | 0 | 0 | 0 | 0
STOG | 0 | 0 | 0 | 0 | 0 | 0
STWD | 0 | 0 | 0 | 0 | 0 | 0
WT | 0 | 0 | 0 | 0 | 0 | 0
IGCC | 0 | 0 | 0 | 0 | 0 | 0
DemandResponse | 0 | 0 | 0 | 0 | 0 | 0
IGCC-CCS | 0 | 0 | 0 | 0 | 0 | 0
WT_off | 0 | 0 | 0 | 0 | 0 | 0
PseudoUnit | 0 | 0 | 0 | 0 | 0 | 0
FixedInterchange | 0 | 0 | 0 | 0 | 0 | 0
Emission Cost by Reporting Type: NWPP_Gas
ReportingType | 2015 | 2020 | 2025 | 2030 | 2035 | 2040
BM | 0 | 0 | 0 | 0 | 0 | 0
CC | 0 | 0 | 0 | 0 | 0 | 0
CSP | 0 | 0 | 0 | 0 | 0 | 0
CT | 0 | 0 | 0 | 0 | 0 | 0
Coal | 0 | 0 | 0 | 0 | 0 | 0
Geo | 0 | 0 | 0 | 0 | 0 | 0
H | 0 | 0 | 0 | 0 | 0 | 0
LFG | 0 | 0 | 0 | 0 | 0 | 0
Nuc | 0 | 0 | 0 | 0 | 0 | 0
PS | 0 | 0 | 0 | 0 | 0 | 0
PV | 0 | 0 | 0 | 0 | 0 | 0
PeakG | 0 | 0 | 0 | 0 | 0 | 0
PeakO | 0 | 0 | 0 | 0 | 0 | 0
ST | 0 | 0 | 0 | 0 | 0 | 0
STOG | 0 | 0 | 0 | 0 | 0 | 0
STWD | 0 | 0 | 0 | 0 | 0 | 0
WT | 0 | 0 | 0 | 0 | 0 | 0
IGCC | 0 | 0 | 0 | 0 | 0 | 0
DemandResponse | 0 | 0 | 0 | 0 | 0 | 0
IGCC-CCS | 0 | 0 | 0 | 0 | 0 | 0
WT_off | 0 | 0 | 0 | 0 | 0 | 0
PseudoUnit | 0 | 0 | 0 | 0 | 0 | 0
FixedInterchange | 0 | 0 | 0 | 0 | 0 | 0
Emission Cost by Reporting Type: NWPP_NucRenew
ReportingType | 2015 | 2020 | 2025 | 2030 | 2035 | 2040
BM | 0 | 0 | 0 | 0 | 0 | 0
CC | 0 | 0 | 0 | 0 | 0 | 0
CSP | 0 | 0 | 0 | 0 | 0 | 0
CT | 0 | 0 | 0 | 0 | 0 | 0
Coal | 0 | 0 | 0 | 0 | 0 | 0
Geo | 0 | 0 | 0 | 0 | 0 | 0
H | 0 | 0 | 0 | 0 | 0 | 0
LFG | 0 | 0 | 0 | 0 | 0 | 0
Nuc | 0 | 0 | 0 | 0 | 0 | 0
PS | 0 | 0 | 0 | 0 | 0 | 0
PV | 0 | 0 | 0 | 0 | 0 | 0
PeakG | 0 | 0 | 0 | 0 | 0 | 0
PeakO | 0 | 0 | 0 | 0 | 0 | 0
ST | 0 | 0 | 0 | 0 | 0 | 0
STOG | 0 | 0 | 0 | 0 | 0 | 0
STWD | 0 | 0 | 0 | 0 | 0 | 0
WT | 0 | 0 | 0 | 0 | 0 | 0
IGCC | 0 | 0 | 0 | 0 | 0 | 0
DemandResponse | 0 | 0 | 0 | 0 | 0 | 0
IGCC-CCS | 0 | 0 | 0 | 0 | 0 | 0
WT_off | 0 | 0 | 0 | 0 | 0 | 0
PseudoUnit | 0 | 0 | 0 | 0 | 0 | 0
FixedInterchange | 0 | 0 | 0 | 0 | 0 | 0
Emission Cost by Reporting Type: RMPA
ReportingType | 2015 | 2020 | 2025 | 2030 | 2035 | 2040
BM | 0 | 0 | 0 | 0 | 0 | 0
CC | 0 | 0 | 0 | 0 | 0 | 0
CSP | 0 | 0 | 0 | 0 | 0 | 0
CT | 0 | 0 | 0 | 0 | 0 | 0
Coal | 0 | 0 | 0 | 0 | 0 | 0
Geo | 0 | 0 | 0 | 0 | 0 | 0
H | 0 | 0 | 0 | 0 | 0 | 0
LFG | 0 | 0 | 0 | 0 | 0 | 0
Nuc | 0 | 0 | 0 | 0 | 0 | 0
PS | 0 | 0 | 0 | 0 | 0 | 0
PV | 0 | 0 | 0 | 0 | 0 | 0
PeakG | 0 | 0 | 0 | 0 | 0 | 0
PeakO | 0 | 0 | 0 | 0 | 0 | 0
ST | 0 | 0 | 0 | 0 | 0 | 0
STOG | 0 | 0 | 0 | 0 | 0 | 0
STWD | 0 | 0 | 0 | 0 | 0 | 0
WT | 0 | 0 | 0 | 0 | 0 | 0
IGCC | 0 | 0 | 0 | 0 | 0 | 0
DemandResponse | 0 | 0 | 0 | 0 | 0 | 0
IGCC-CCS | 0 | 0 | 0 | 0 | 0 | 0
WT_off | 0 | 0 | 0 | 0 | 0 | 0
PseudoUnit | 0 | 0 | 0 | 0 | 0 | 0
FixedInterchange | 0 | 0 | 0 | 0 | 0 | 0
Emission Cost by Reporting Type: SP15
ReportingType | 2015 | 2020 | 2025 | 2030 | 2035 | 2040
BM | 0 | 0 | 0 | 0 | 0 | 0
CC | 164.62 | 167.43 | 98.76 | 173.34 | 269.25 | 103.9
CSP | 0 | 0 | 0 | 0 | 0 | 0
CT | 0 | 0 | 0 | 0 | 0 | 0
Coal | 15.51 | 0 | 0 | 0 | 0 | 0
Geo | 0 | 0 | 0 | 0 | 0 | 0
H | 0 | 0 | 0 | 0 | 0 | 0
LFG | 0 | 0 | 0 | 0 | 0 | 0
Nuc | 0 | 0 | 0 | 0 | 0 | 0
PS | 0 | 0 | 0 | 0 | 0 | 0
PV | 0 | 0 | 0 | 0 | 0 | 0
PeakG | 0 | 0 | 0.12 | 0.56 | 2.75 | 0
PeakO | 0 | 0 | 0 | 0 | 0 | 0
ST | 0 | 0 | 0 | 0 | 0 | 0
STOG | 1.89 | 1.51 | 0.84 | 1.83 | 4.23 | 2.47
STWD | 0 | 0 | 0 | 0 | 0 | 0
WT | 0 | 0 | 0 | 0 | 0 | 0
IGCC | 0 | 0 | 0 | 0 | 0 | 0
DemandResponse | 0 | 0 | 0 | 0 | 0 | 0
IGCC-CCS | 0 | 0 | 0 | 0 | 0 | 0
WT_off | 0 | 0 | 0 | 0 | 0 | 0
PseudoUnit | 0 | 0 | 0 | 0 | 0 | 0
FixedInterchange | 0 | 0 | 0 | 0 | 0 | 0
Emission Cost by Reporting Type: ALB
ReportingType | 2015 | 2020 | 2025 | 2030 | 2035 | 2040
BM | 0 | 0 | 0 | 0 | 0 | 0
CC | 0 | 0 | 0 | 0 | 0 | 0
CSP | 0 | 0 | 0 | 0 | 0 | 0
CT | 0 | 0 | 0 | 0 | 0 | 0
Coal | 0 | 0 | 0 | 0 | 0 | 0
Geo | 0 | 0 | 0 | 0 | 0 | 0
H | 0 | 0 | 0 | 0 | 0 | 0
LFG | 0 | 0 | 0 | 0 | 0 | 0
Nuc | 0 | 0 | 0 | 0 | 0 | 0
PS | 0 | 0 | 0 | 0 | 0 | 0
PV | 0 | 0 | 0 | 0 | 0 | 0
PeakG | 0 | 0 | 0 | 0 | 0 | 0
PeakO | 0 | 0 | 0 | 0 | 0 | 0
ST | 0 | 0 | 0 | 0 | 0 | 0
STOG | 0 | 0 | 0 | 0 | 0 | 0
STWD | 0 | 0 | 0 | 0 | 0 | 0
WT | 0 | 0 | 0 | 0 | 0 | 0
IGCC | 0 | 0 | 0 | 0 | 0 | 0
DemandResponse | 0 | 0 | 0 | 0 | 0 | 0
IGCC-CCS | 0 | 0 | 0 | 0 | 0 | 0
WT_off | 0 | 0 | 0 | 0 | 0 | 0
PseudoUnit | 0 | 0 | 0 | 0 | 0 | 0
FixedInterchange | 0 | 0 | 0 | 0 | 0 | 0
Emission Cost by Reporting Type: BC
ReportingType | 2015 | 2020 | 2025 | 2030 | 2035 | 2040
BM | 0 | 0 | 0 | 0 | 0 | 0
CC | 0 | 0 | 0 | 0 | 0 | 0
CSP | 0 | 0 | 0 | 0 | 0 | 0
CT | 0 | 0 | 0 | 0 | 0 | 0
Coal | 0 | 0 | 0 | 0 | 0 | 0
Geo | 0 | 0 | 0 | 0 | 0 | 0
H | 0 | 0 | 0 | 0 | 0 | 0
LFG | 0 | 0 | 0 | 0 | 0 | 0
Nuc | 0 | 0 | 0 | 0 | 0 | 0
PS | 0 | 0 | 0 | 0 | 0 | 0
PV | 0 | 0 | 0 | 0 | 0 | 0
PeakG | 0 | 0 | 0 | 0 | 0 | 0
PeakO | 0 | 0 | 0 | 0 | 0 | 0
ST | 0 | 0 | 0 | 0 | 0 | 0
STOG | 0 | 0 | 0 | 0 | 0 | 0
STWD | 0 | 0 | 0 | 0 | 0 | 0
WT | 0 | 0 | 0 | 0 | 0 | 0
IGCC | 0 | 0 | 0 | 0 | 0 | 0
DemandResponse | 0 | 0 | 0 | 0 | 0 | 0
IGCC-CCS | 0 | 0 | 0 | 0 | 0 | 0
WT_off | 0 | 0 | 0 | 0 | 0 | 0
PseudoUnit | 0 | 0 | 0 | 0 | 0 | 0
FixedInterchange | 0 | 0 | 0 | 0 | 0 | 0
Emission Cost by Reporting Type: HQ_IESO
ReportingType | 2015 | 2020 | 2025 | 2030 | 2035 | 2040
BM | 0 | 0 | 0 | 0 | 0 | 0
CC | 0 | 0 | 0 | 0 | 0 | 0
CSP | 0 | 0 | 0 | 0 | 0 | 0
CT | 0 | 0 | 0 | 0 | 0 | 0
Coal | 0 | 0 | 0 | 0 | 0 | 0
Geo | 0 | 0 | 0 | 0 | 0 | 0
H | 0 | 0 | 0 | 0 | 0 | 0
LFG | 0 | 0 | 0 | 0 | 0 | 0
Nuc | 0 | 0 | 0 | 0 | 0 | 0
PS | 0 | 0 | 0 | 0 | 0 | 0
PV | 0 | 0 | 0 | 0 | 0 | 0
PeakG | 0 | 0 | 0 | 0 | 0 | 0
PeakO | 0 | 0 | 0 | 0 | 0 | 0
ST | 0 | 0 | 0 | 0 | 0 | 0
STOG | 0 | 0 | 0 | 0 | 0 | 0
STWD | 0 | 0 | 0 | 0 | 0 | 0
WT | 0 | 0 | 0 | 0 | 0 | 0
IGCC | 0 | 0 | 0 | 0 | 0 | 0
DemandResponse | 0 | 0 | 0 | 0 | 0 | 0
IGCC-CCS | 0 | 0 | 0 | 0 | 0 | 0
WT_off | 0 | 0 | 0 | 0 | 0 | 0
PseudoUnit | 0 | 0 | 0 | 0 | 0 | 0
FixedInterchange | 0 | 0 | 0 | 0 | 0 | 0
Emission Cost by Reporting Type: HQ_NEISO
ReportingType | 2015 | 2020 | 2025 | 2030 | 2035 | 2040
BM | 0 | 0 | 0 | 0 | 0 | 0
CC | 0 | 0 | 0 | 0 | 0 | 0
CSP | 0 | 0 | 0 | 0 | 0 | 0
CT | 0 | 0 | 0 | 0 | 0 | 0
Coal | 0 | 0 | 0 | 0 | 0 | 0
Geo | 0 | 0 | 0 | 0 | 0 | 0
H | 0 | 0 | 0 | 0 | 0 | 0
LFG | 0 | 0 | 0 | 0 | 0 | 0
Nuc | 0 | 0 | 0 | 0 | 0 | 0
PS | 0 | 0 | 0 | 0 | 0 | 0
PV | 0 | 0 | 0 | 0 | 0 | 0
PeakG | 0 | 0 | 0 | 0 | 0 | 0
PeakO | 0 | 0 | 0 | 0 | 0 | 0
ST | 0 | 0 | 0 | 0 | 0 | 0
STOG | 0 | 0 | 0 | 0 | 0 | 0
STWD | 0 | 0 | 0 | 0 | 0 | 0
WT | 0 | 0 | 0 | 0 | 0 | 0
IGCC | 0 | 0 | 0 | 0 | 0 | 0
DemandResponse | 0 | 0 | 0 | 0 | 0 | 0
IGCC-CCS | 0 | 0 | 0 | 0 | 0 | 0
WT_off | 0 | 0 | 0 | 0 | 0 | 0
PseudoUnit | 0 | 0 | 0 | 0 | 0 | 0
FixedInterchange | 0 | 0 | 0 | 0 | 0 | 0
Emission Cost by Reporting Type: HQ_NY
ReportingType | 2015 | 2020 | 2025 | 2030 | 2035 | 2040
BM | 0 | 0 | 0 | 0 | 0 | 0
CC | 0 | 0 | 0 | 0 | 0 | 0
CSP | 0 | 0 | 0 | 0 | 0 | 0
CT | 0 | 0 | 0 | 0 | 0 | 0
Coal | 0 | 0 | 0 | 0 | 0 | 0
Geo | 0 | 0 | 0 | 0 | 0 | 0
H | 0 | 0 | 0 | 0 | 0 | 0
LFG | 0 | 0 | 0 | 0 | 0 | 0
Nuc | 0 | 0 | 0 | 0 | 0 | 0
PS | 0 | 0 | 0 | 0 | 0 | 0
PV | 0 | 0 | 0 | 0 | 0 | 0
PeakG | 0 | 0 | 0 | 0 | 0 | 0
PeakO | 0 | 0 | 0 | 0 | 0 | 0
ST | 0 | 0 | 0 | 0 | 0 | 0
STOG | 0 | 0 | 0 | 0 | 0 | 0
STWD | 0 | 0 | 0 | 0 | 0 | 0
WT | 0 | 0 | 0 | 0 | 0 | 0
IGCC | 0 | 0 | 0 | 0 | 0 | 0
DemandResponse | 0 | 0 | 0 | 0 | 0 | 0
IGCC-CCS | 0 | 0 | 0 | 0 | 0 | 0
WT_off | 0 | 0 | 0 | 0 | 0 | 0
PseudoUnit | 0 | 0 | 0 | 0 | 0 | 0
FixedInterchange | 0 | 0 | 0 | 0 | 0 | 0
Emission Cost by Reporting Type: MARITIMES
ReportingType | 2015 | 2020 | 2025 | 2030 | 2035 | 2040
BM | 0 | 0 | 0 | 0 | 0 | 0
CC | 0 | 0 | 0 | 0 | 0 | 0
CSP | 0 | 0 | 0 | 0 | 0 | 0
CT | 0 | 0 | 0 | 0 | 0 | 0
Coal | 0 | 0 | 0 | 0 | 0 | 0
Geo | 0 | 0 | 0 | 0 | 0 | 0
H | 0 | 0 | 0 | 0 | 0 | 0
LFG | 0 | 0 | 0 | 0 | 0 | 0
Nuc | 0 | 0 | 0 | 0 | 0 | 0
PS | 0 | 0 | 0 | 0 | 0 | 0
PV | 0 | 0 | 0 | 0 | 0 | 0
PeakG | 0 | 0 | 0 | 0 | 0 | 0
PeakO | 0 | 0 | 0 | 0 | 0 | 0
ST | 0 | 0 | 0 | 0 | 0 | 0
STOG | 0 | 0 | 0 | 0 | 0 | 0
STWD | 0 | 0 | 0 | 0 | 0 | 0
WT | 0 | 0 | 0 | 0 | 0 | 0
IGCC | 0 | 0 | 0 | 0 | 0 | 0
DemandResponse | 0 | 0 | 0 | 0 | 0 | 0
IGCC-CCS | 0 | 0 | 0 | 0 | 0 | 0
WT_off | 0 | 0 | 0 | 0 | 0 | 0
PseudoUnit | 0 | 0 | 0 | 0 | 0 | 0
FixedInterchange | 0 | 0 | 0 | 0 | 0 | 0
Emission Cost by Reporting Type: All
ReportingType | 2015 | 2020 | 2025 | 2030 | 2035 | 2040
BM | 0 | 0 | 0 | 0 | 0 | 0
CC | 413.15 | 239.85 | 148.72 | 274.43 | 406.6 | 184.68
CSP | 0 | 0 | 0 | 0 | 0 | 0
CT | 0 | 0 | 0 | 0 | 0 | 0
Coal | 20.1 | 0 | 0 | 0 | 0 | 0
Geo | 0 | 0 | 0 | 0 | 0 | 0
H | 0 | 0 | 0 | 0 | 0 | 0
LFG | 0 | 0 | 0 | 0 | 0 | 0
Nuc | 0 | 0 | 0 | 0 | 0 | 0
PS | 0 | 0 | 0 | 0 | 0 | 0
PV | 0 | 0 | 0 | 0 | 0 | 0
PeakG | 0 | 0 | 0.12 | 0.56 | 2.75 | 0
PeakO | 0 | 0 | 0 | 0 | 0 | 0
ST | 0 | 0 | 0 | 0 | 0 | 0
STOG | 2.56 | 1.7 | 0.84 | 1.83 | 4.23 | 2.47
STWD | 0 | 0 | 0 | 0 | 0 | 0
WT | 0 | 0 | 0 | 0 | 0 | 0
IGCC | 0 | 0 | 0 | 0 | 0 | 0
DemandResponse | 0 | 0 | 0 | 0 | 0 | 0
IGCC-CCS | 0 | 0 | 0 | 0 | 0 | 0
WT_off | 0 | 0 | 0 | 0 | 0 | 0
PseudoUnit | 0 | 0 | 0 | 0 | 0 | 0
FixedInterchange | 0 | 0 | 0 | 0 | 0 | 0
Emission Cost by Reporting Type: EI_US
ReportingType | 2015 | 2020 | 2025 | 2030 | 2035 | 2040
BM | 0 | 0 | 0 | 0 | 0 | 0
CC | 0 | 0 | 0 | 0 | 0 | 0
CSP | 0 | 0 | 0 | 0 | 0 | 0
CT | 0 | 0 | 0 | 0 | 0 | 0
Coal | 0 | 0 | 0 | 0 | 0 | 0
Geo | 0 | 0 | 0 | 0 | 0 | 0
H | 0 | 0 | 0 | 0 | 0 | 0
LFG | 0 | 0 | 0 | 0 | 0 | 0
Nuc | 0 | 0 | 0 | 0 | 0 | 0
PS | 0 | 0 | 0 | 0 | 0 | 0
PV | 0 | 0 | 0 | 0 | 0 | 0
PeakG | 0 | 0 | 0 | 0 | 0 | 0
PeakO | 0 | 0 | 0 | 0 | 0 | 0
ST | 0 | 0 | 0 | 0 | 0 | 0
STOG | 0 | 0 | 0 | 0 | 0 | 0
STWD | 0 | 0 | 0 | 0 | 0 | 0
WT | 0 | 0 | 0 | 0 | 0 | 0
IGCC | 0 | 0 | 0 | 0 | 0 | 0
DemandResponse | 0 | 0 | 0 | 0 | 0 | 0
IGCC-CCS | 0 | 0 | 0 | 0 | 0 | 0
WT_off | 0 | 0 | 0 | 0 | 0 | 0
PseudoUnit | 0 | 0 | 0 | 0 | 0 | 0
FixedInterchange | 0 | 0 | 0 | 0 | 0 | 0
Emission Cost by Reporting Type: EI_Canada
ReportingType | 2015 | 2020 | 2025 | 2030 | 2035 | 2040
BM | 0 | 0 | 0 | 0 | 0 | 0
CC | 0 | 0 | 0 | 0 | 0 | 0
CSP | 0 | 0 | 0 | 0 | 0 | 0
CT | 0 | 0 | 0 | 0 | 0 | 0
Coal | 0 | 0 | 0 | 0 | 0 | 0
Geo | 0 | 0 | 0 | 0 | 0 | 0
H | 0 | 0 | 0 | 0 | 0 | 0
LFG | 0 | 0 | 0 | 0 | 0 | 0
Nuc | 0 | 0 | 0 | 0 | 0 | 0
PS | 0 | 0 | 0 | 0 | 0 | 0
PV | 0 | 0 | 0 | 0 | 0 | 0
PeakG | 0 | 0 | 0 | 0 | 0 | 0
PeakO | 0 | 0 | 0 | 0 | 0 | 0
ST | 0 | 0 | 0 | 0 | 0 | 0
STOG | 0 | 0 | 0 | 0 | 0 | 0
STWD | 0 | 0 | 0 | 0 | 0 | 0
WT | 0 | 0 | 0 | 0 | 0 | 0
IGCC | 0 | 0 | 0 | 0 | 0 | 0
DemandResponse | 0 | 0 | 0 | 0 | 0 | 0
IGCC-CCS | 0 | 0 | 0 | 0 | 0 | 0
WT_off | 0 | 0 | 0 | 0 | 0 | 0
PseudoUnit | 0 | 0 | 0 | 0 | 0 | 0
FixedInterchange | 0 | 0 | 0 | 0 | 0 | 0
Emission Cost by Reporting Type: EI
ReportingType | 2015 | 2020 | 2025 | 2030 | 2035 | 2040
BM | 0 | 0 | 0 | 0 | 0 | 0
CC | 0 | 0 | 0 | 0 | 0 | 0
CSP | 0 | 0 | 0 | 0 | 0 | 0
CT | 0 | 0 | 0 | 0 | 0 | 0
Coal | 0 | 0 | 0 | 0 | 0 | 0
Geo | 0 | 0 | 0 | 0 | 0 | 0
H | 0 | 0 | 0 | 0 | 0 | 0
LFG | 0 | 0 | 0 | 0 | 0 | 0
Nuc | 0 | 0 | 0 | 0 | 0 | 0
PS | 0 | 0 | 0 | 0 | 0 | 0
PV | 0 | 0 | 0 | 0 | 0 | 0
PeakG | 0 | 0 | 0 | 0 | 0 | 0
PeakO | 0 | 0 | 0 | 0 | 0 | 0
ST | 0 | 0 | 0 | 0 | 0 | 0
STOG | 0 | 0 | 0 | 0 | 0 | 0
STWD | 0 | 0 | 0 | 0 | 0 | 0
WT | 0 | 0 | 0 | 0 | 0 | 0
IGCC | 0 | 0 | 0 | 0 | 0 | 0
DemandResponse | 0 | 0 | 0 | 0 | 0 | 0
IGCC-CCS | 0 | 0 | 0 | 0 | 0 | 0
WT_off | 0 | 0 | 0 | 0 | 0 | 0
PseudoUnit | 0 | 0 | 0 | 0 | 0 | 0
FixedInterchange | 0 | 0 | 0 | 0 | 0 | 0
Emission Cost by Reporting Type: Outside_EI
ReportingType | 2015 | 2020 | 2025 | 2030 | 2035 | 2040
BM | 0 | 0 | 0 | 0 | 0 | 0
CC | 413.15 | 239.85 | 148.72 | 274.43 | 406.6 | 184.68
CSP | 0 | 0 | 0 | 0 | 0 | 0
CT | 0 | 0 | 0 | 0 | 0 | 0
Coal | 20.1 | 0 | 0 | 0 | 0 | 0
Geo | 0 | 0 | 0 | 0 | 0 | 0
H | 0 | 0 | 0 | 0 | 0 | 0
LFG | 0 | 0 | 0 | 0 | 0 | 0
Nuc | 0 | 0 | 0 | 0 | 0 | 0
PS | 0 | 0 | 0 | 0 | 0 | 0
PV | 0 | 0 | 0 | 0 | 0 | 0
PeakG | 0 | 0 | 0.12 | 0.56 | 2.75 | 0
PeakO | 0 | 0 | 0 | 0 | 0 | 0
ST | 0 | 0 | 0 | 0 | 0 | 0
STOG | 2.56 | 1.7 | 0.84 | 1.83 | 4.23 | 2.47
STWD | 0 | 0 | 0 | 0 | 0 | 0
WT | 0 | 0 | 0 | 0 | 0 | 0
IGCC | 0 | 0 | 0 | 0 | 0 | 0
DemandResponse | 0 | 0 | 0 | 0 | 0 | 0
IGCC-CCS | 0 | 0 | 0 | 0 | 0 | 0
WT_off | 0 | 0 | 0 | 0 | 0 | 0
PseudoUnit | 0 | 0 | 0 | 0 | 0 | 0
FixedInterchange | 0 | 0 | 0 | 0 | 0 | 0
==== Emission Program: RGGI : (CO2) ====
Emission Cost by Reporting Type: Entergy
ReportingType | 2015 | 2020 | 2025 | 2030 | 2035 | 2040
BM | 0 | 0 | 0 | 0 | 0 | 0
CC | 0 | 0 | 0 | 0 | 0 | 0
CSP | 0 | 0 | 0 | 0 | 0 | 0
CT | 0 | 0 | 0 | 0 | 0 | 0
Coal | 0 | 0 | 0 | 0 | 0 | 0
Geo | 0 | 0 | 0 | 0 | 0 | 0
H | 0 | 0 | 0 | 0 | 0 | 0
LFG | 0 | 0 | 0 | 0 | 0 | 0
Nuc | 0 | 0 | 0 | 0 | 0 | 0
PS | 0 | 0 | 0 | 0 | 0 | 0
PV | 0 | 0 | 0 | 0 | 0 | 0
PeakG | 0 | 0 | 0 | 0 | 0 | 0
PeakO | 0 | 0 | 0 | 0 | 0 | 0
ST | 0 | 0 | 0 | 0 | 0 | 0
STOG | 0 | 0 | 0 | 0 | 0 | 0
STWD | 0 | 0 | 0 | 0 | 0 | 0
WT | 0 | 0 | 0 | 0 | 0 | 0
IGCC | 0 | 0 | 0 | 0 | 0 | 0
DemandResponse | 0 | 0 | 0 | 0 | 0 | 0
IGCC-CCS | 0 | 0 | 0 | 0 | 0 | 0
WT_off | 0 | 0 | 0 | 0 | 0 | 0
PseudoUnit | 0 | 0 | 0 | 0 | 0 | 0
FixedInterchange | 0 | 0 | 0 | 0 | 0 | 0
Emission Cost by Reporting Type: FRCC
ReportingType | 2015 | 2020 | 2025 | 2030 | 2035 | 2040
BM | 0 | 0 | 0 | 0 | 0 | 0
CC | 0 | 0 | 0 | 0 | 0 | 0
CSP | 0 | 0 | 0 | 0 | 0 | 0
CT | 0 | 0 | 0 | 0 | 0 | 0
Coal | 0 | 0 | 0 | 0 | 0 | 0
Geo | 0 | 0 | 0 | 0 | 0 | 0
H | 0 | 0 | 0 | 0 | 0 | 0
LFG | 0 | 0 | 0 | 0 | 0 | 0
Nuc | 0 | 0 | 0 | 0 | 0 | 0
PS | 0 | 0 | 0 | 0 | 0 | 0
PV | 0 | 0 | 0 | 0 | 0 | 0
PeakG | 0 | 0 | 0 | 0 | 0 | 0
PeakO | 0 | 0 | 0 | 0 | 0 | 0
ST | 0 | 0 | 0 | 0 | 0 | 0
STOG | 0 | 0 | 0 | 0 | 0 | 0
STWD | 0 | 0 | 0 | 0 | 0 | 0
WT | 0 | 0 | 0 | 0 | 0 | 0
IGCC | 0 | 0 | 0 | 0 | 0 | 0
DemandResponse | 0 | 0 | 0 | 0 | 0 | 0
IGCC-CCS | 0 | 0 | 0 | 0 | 0 | 0
WT_off | 0 | 0 | 0 | 0 | 0 | 0
PseudoUnit | 0 | 0 | 0 | 0 | 0 | 0
FixedInterchange | 0 | 0 | 0 | 0 | 0 | 0
Emission Cost by Reporting Type: MAPP_US
ReportingType | 2015 | 2020 | 2025 | 2030 | 2035 | 2040
BM | 0 | 0 | 0 | 0 | 0 | 0
CC | 0 | 0 | 0 | 0 | 0 | 0
CSP | 0 | 0 | 0 | 0 | 0 | 0
CT | 0 | 0 | 0 | 0 | 0 | 0
Coal | 0 | 0 | 0 | 0 | 0 | 0
Geo | 0 | 0 | 0 | 0 | 0 | 0
H | 0 | 0 | 0 | 0 | 0 | 0
LFG | 0 | 0 | 0 | 0 | 0 | 0
Nuc | 0 | 0 | 0 | 0 | 0 | 0
PS | 0 | 0 | 0 | 0 | 0 | 0
PV | 0 | 0 | 0 | 0 | 0 | 0
PeakG | 0 | 0 | 0 | 0 | 0 | 0
PeakO | 0 | 0 | 0 | 0 | 0 | 0
ST | 0 | 0 | 0 | 0 | 0 | 0
STOG | 0 | 0 | 0 | 0 | 0 | 0
STWD | 0 | 0 | 0 | 0 | 0 | 0
WT | 0 | 0 | 0 | 0 | 0 | 0
IGCC | 0 | 0 | 0 | 0 | 0 | 0
DemandResponse | 0 | 0 | 0 | 0 | 0 | 0
IGCC-CCS | 0 | 0 | 0 | 0 | 0 | 0
WT_off | 0 | 0 | 0 | 0 | 0 | 0
PseudoUnit | 0 | 0 | 0 | 0 | 0 | 0
FixedInterchange | 0 | 0 | 0 | 0 | 0 | 0
Emission Cost by Reporting Type: MISO_IN
ReportingType | 2015 | 2020 | 2025 | 2030 | 2035 | 2040
BM | 0 | 0 | 0 | 0 | 0 | 0
CC | 0 | 0 | 0 | 0 | 0 | 0
CSP | 0 | 0 | 0 | 0 | 0 | 0
CT | 0 | 0 | 0 | 0 | 0 | 0
Coal | 0 | 0 | 0 | 0 | 0 | 0
Geo | 0 | 0 | 0 | 0 | 0 | 0
H | 0 | 0 | 0 | 0 | 0 | 0
LFG | 0 | 0 | 0 | 0 | 0 | 0
Nuc | 0 | 0 | 0 | 0 | 0 | 0
PS | 0 | 0 | 0 | 0 | 0 | 0
PV | 0 | 0 | 0 | 0 | 0 | 0
PeakG | 0 | 0 | 0 | 0 | 0 | 0
PeakO | 0 | 0 | 0 | 0 | 0 | 0
ST | 0 | 0 | 0 | 0 | 0 | 0
STOG | 0 | 0 | 0 | 0 | 0 | 0
STWD | 0 | 0 | 0 | 0 | 0 | 0
WT | 0 | 0 | 0 | 0 | 0 | 0
IGCC | 0 | 0 | 0 | 0 | 0 | 0
DemandResponse | 0 | 0 | 0 | 0 | 0 | 0
IGCC-CCS | 0 | 0 | 0 | 0 | 0 | 0
WT_off | 0 | 0 | 0 | 0 | 0 | 0
PseudoUnit | 0 | 0 | 0 | 0 | 0 | 0
FixedInterchange | 0 | 0 | 0 | 0 | 0 | 0
Emission Cost by Reporting Type: MISO_MI
ReportingType | 2015 | 2020 | 2025 | 2030 | 2035 | 2040
BM | 0 | 0 | 0 | 0 | 0 | 0
CC | 0 | 0 | 0 | 0 | 0 | 0
CSP | 0 | 0 | 0 | 0 | 0 | 0
CT | 0 | 0 | 0 | 0 | 0 | 0
Coal | 0 | 0 | 0 | 0 | 0 | 0
Geo | 0 | 0 | 0 | 0 | 0 | 0
H | 0 | 0 | 0 | 0 | 0 | 0
LFG | 0 | 0 | 0 | 0 | 0 | 0
Nuc | 0 | 0 | 0 | 0 | 0 | 0
PS | 0 | 0 | 0 | 0 | 0 | 0
PV | 0 | 0 | 0 | 0 | 0 | 0
PeakG | 0 | 0 | 0 | 0 | 0 | 0
PeakO | 0 | 0 | 0 | 0 | 0 | 0
ST | 0 | 0 | 0 | 0 | 0 | 0
STOG | 0 | 0 | 0 | 0 | 0 | 0
STWD | 0 | 0 | 0 | 0 | 0 | 0
WT | 0 | 0 | 0 | 0 | 0 | 0
IGCC | 0 | 0 | 0 | 0 | 0 | 0
DemandResponse | 0 | 0 | 0 | 0 | 0 | 0
IGCC-CCS | 0 | 0 | 0 | 0 | 0 | 0
WT_off | 0 | 0 | 0 | 0 | 0 | 0
PseudoUnit | 0 | 0 | 0 | 0 | 0 | 0
FixedInterchange | 0 | 0 | 0 | 0 | 0 | 0
Emission Cost by Reporting Type: MISO_MO-IL
ReportingType | 2015 | 2020 | 2025 | 2030 | 2035 | 2040
BM | 0 | 0 | 0 | 0 | 0 | 0
CC | 0 | 0 | 0 | 0 | 0 | 0
CSP | 0 | 0 | 0 | 0 | 0 | 0
CT | 0 | 0 | 0 | 0 | 0 | 0
Coal | 0 | 0 | 0 | 0 | 0 | 0
Geo | 0 | 0 | 0 | 0 | 0 | 0
H | 0 | 0 | 0 | 0 | 0 | 0
LFG | 0 | 0 | 0 | 0 | 0 | 0
Nuc | 0 | 0 | 0 | 0 | 0 | 0
PS | 0 | 0 | 0 | 0 | 0 | 0
PV | 0 | 0 | 0 | 0 | 0 | 0
PeakG | 0 | 0 | 0 | 0 | 0 | 0
PeakO | 0 | 0 | 0 | 0 | 0 | 0
ST | 0 | 0 | 0 | 0 | 0 | 0
STOG | 0 | 0 | 0 | 0 | 0 | 0
STWD | 0 | 0 | 0 | 0 | 0 | 0
WT | 0 | 0 | 0 | 0 | 0 | 0
IGCC | 0 | 0 | 0 | 0 | 0 | 0
DemandResponse | 0 | 0 | 0 | 0 | 0 | 0
IGCC-CCS | 0 | 0 | 0 | 0 | 0 | 0
WT_off | 0 | 0 | 0 | 0 | 0 | 0
PseudoUnit | 0 | 0 | 0 | 0 | 0 | 0
FixedInterchange | 0 | 0 | 0 | 0 | 0 | 0
Emission Cost by Reporting Type: MISO_W
ReportingType | 2015 | 2020 | 2025 | 2030 | 2035 | 2040
BM | 0 | 0 | 0 | 0 | 0 | 0
CC | 0 | 0 | 0 | 0 | 0 | 0
CSP | 0 | 0 | 0 | 0 | 0 | 0
CT | 0 | 0 | 0 | 0 | 0 | 0
Coal | 0 | 0 | 0 | 0 | 0 | 0
Geo | 0 | 0 | 0 | 0 | 0 | 0
H | 0 | 0 | 0 | 0 | 0 | 0
LFG | 0 | 0 | 0 | 0 | 0 | 0
Nuc | 0 | 0 | 0 | 0 | 0 | 0
PS | 0 | 0 | 0 | 0 | 0 | 0
PV | 0 | 0 | 0 | 0 | 0 | 0
PeakG | 0 | 0 | 0 | 0 | 0 | 0
PeakO | 0 | 0 | 0 | 0 | 0 | 0
ST | 0 | 0 | 0 | 0 | 0 | 0
STOG | 0 | 0 | 0 | 0 | 0 | 0
STWD | 0 | 0 | 0 | 0 | 0 | 0
WT | 0 | 0 | 0 | 0 | 0 | 0
IGCC | 0 | 0 | 0 | 0 | 0 | 0
DemandResponse | 0 | 0 | 0 | 0 | 0 | 0
IGCC-CCS | 0 | 0 | 0 | 0 | 0 | 0
WT_off | 0 | 0 | 0 | 0 | 0 | 0
PseudoUnit | 0 | 0 | 0 | 0 | 0 | 0
FixedInterchange | 0 | 0 | 0 | 0 | 0 | 0
Emission Cost by Reporting Type: MISO_WUMS
ReportingType | 2015 | 2020 | 2025 | 2030 | 2035 | 2040
BM | 0 | 0 | 0 | 0 | 0 | 0
CC | 0 | 0 | 0 | 0 | 0 | 0
CSP | 0 | 0 | 0 | 0 | 0 | 0
CT | 0 | 0 | 0 | 0 | 0 | 0
Coal | 0 | 0 | 0 | 0 | 0 | 0
Geo | 0 | 0 | 0 | 0 | 0 | 0
H | 0 | 0 | 0 | 0 | 0 | 0
LFG | 0 | 0 | 0 | 0 | 0 | 0
Nuc | 0 | 0 | 0 | 0 | 0 | 0
PS | 0 | 0 | 0 | 0 | 0 | 0
PV | 0 | 0 | 0 | 0 | 0 | 0
PeakG | 0 | 0 | 0 | 0 | 0 | 0
PeakO | 0 | 0 | 0 | 0 | 0 | 0
ST | 0 | 0 | 0 | 0 | 0 | 0
STOG | 0 | 0 | 0 | 0 | 0 | 0
STWD | 0 | 0 | 0 | 0 | 0 | 0
WT | 0 | 0 | 0 | 0 | 0 | 0
IGCC | 0 | 0 | 0 | 0 | 0 | 0
DemandResponse | 0 | 0 | 0 | 0 | 0 | 0
IGCC-CCS | 0 | 0 | 0 | 0 | 0 | 0
WT_off | 0 | 0 | 0 | 0 | 0 | 0
PseudoUnit | 0 | 0 | 0 | 0 | 0 | 0
FixedInterchange | 0 | 0 | 0 | 0 | 0 | 0
Emission Cost by Reporting Type: Nebraska
ReportingType | 2015 | 2020 | 2025 | 2030 | 2035 | 2040
BM | 0 | 0 | 0 | 0 | 0 | 0
CC | 0 | 0 | 0 | 0 | 0 | 0
CSP | 0 | 0 | 0 | 0 | 0 | 0
CT | 0 | 0 | 0 | 0 | 0 | 0
Coal | 0 | 0 | 0 | 0 | 0 | 0
Geo | 0 | 0 | 0 | 0 | 0 | 0
H | 0 | 0 | 0 | 0 | 0 | 0
LFG | 0 | 0 | 0 | 0 | 0 | 0
Nuc | 0 | 0 | 0 | 0 | 0 | 0
PS | 0 | 0 | 0 | 0 | 0 | 0
PV | 0 | 0 | 0 | 0 | 0 | 0
PeakG | 0 | 0 | 0 | 0 | 0 | 0
PeakO | 0 | 0 | 0 | 0 | 0 | 0
ST | 0 | 0 | 0 | 0 | 0 | 0
STOG | 0 | 0 | 0 | 0 | 0 | 0
STWD | 0 | 0 | 0 | 0 | 0 | 0
WT | 0 | 0 | 0 | 0 | 0 | 0
IGCC | 0 | 0 | 0 | 0 | 0 | 0
DemandResponse | 0 | 0 | 0 | 0 | 0 | 0
IGCC-CCS | 0 | 0 | 0 | 0 | 0 | 0
WT_off | 0 | 0 | 0 | 0 | 0 | 0
PseudoUnit | 0 | 0 | 0 | 0 | 0 | 0
FixedInterchange | 0 | 0 | 0 | 0 | 0 | 0
Emission Cost by Reporting Type: NEISO
ReportingType | 2015 | 2020 | 2025 | 2030 | 2035 | 2040
BM | 0 | 0 | 0 | 0 | 0 | 0
CC | 26.95 | 18.09 | 13.46 | 13.61 | 22.76 | 26.86
CSP | 0 | 0 | 0 | 0 | 0 | 0
CT | 0 | 0.01 | 0.01 | 0.01 | 0 | 0
Coal | 0.07 | 0 | 0 | 0 | 0 | 0
Geo | 0 | 0 | 0 | 0 | 0 | 0
H | 0 | 0 | 0 | 0 | 0 | 0
LFG | 0 | 0 | 0 | 0 | 0 | 0
Nuc | 0 | 0 | 0 | 0 | 0 | 0
PS | 0 | 0 | 0 | 0 | 0 | 0
PV | 0 | 0 | 0 | 0 | 0 | 0
PeakG | 0.04 | 0.04 | 0.04 | 0.04 | 0.04 | 0.07
PeakO | 0 | 0 | 0 | 0 | 0 | 0
ST | 0 | 0 | 0 | 0 | 0 | 0
STOG | 0 | 0 | 0 | 0 | 0 | 0
STWD | 0 | 0 | 0 | 0 | 0 | 0
WT | 0 | 0 | 0 | 0 | 0 | 0
IGCC | 0 | 0 | 0 | 0 | 0 | 0
DemandResponse | 0 | 0 | 0 | 0 | 0 | 0
IGCC-CCS | 0 | 0 | 0 | 0 | 0 | 0
WT_off | 0 | 0 | 0 | 0 | 0 | 0
PseudoUnit | 0 | 0 | 0 | 0 | 0 | 0
FixedInterchange | 0 | 0 | 0 | 0 | 0 | 0
Emission Cost by Reporting Type: NonRTO_Midwest
ReportingType | 2015 | 2020 | 2025 | 2030 | 2035 | 2040
BM | 0 | 0 | 0 | 0 | 0 | 0
CC | 0 | 0 | 0 | 0 | 0 | 0
CSP | 0 | 0 | 0 | 0 | 0 | 0
CT | 0 | 0 | 0 | 0 | 0 | 0
Coal | 0 | 0 | 0 | 0 | 0 | 0
Geo | 0 | 0 | 0 | 0 | 0 | 0
H | 0 | 0 | 0 | 0 | 0 | 0
LFG | 0 | 0 | 0 | 0 | 0 | 0
Nuc | 0 | 0 | 0 | 0 | 0 | 0
PS | 0 | 0 | 0 | 0 | 0 | 0
PV | 0 | 0 | 0 | 0 | 0 | 0
PeakG | 0 | 0 | 0 | 0 | 0 | 0
PeakO | 0 | 0 | 0 | 0 | 0 | 0
ST | 0 | 0 | 0 | 0 | 0 | 0
STOG | 0 | 0 | 0 | 0 | 0 | 0
STWD | 0 | 0 | 0 | 0 | 0 | 0
WT | 0 | 0 | 0 | 0 | 0 | 0
IGCC | 0 | 0 | 0 | 0 | 0 | 0
DemandResponse | 0 | 0 | 0 | 0 | 0 | 0
IGCC-CCS | 0 | 0 | 0 | 0 | 0 | 0
WT_off | 0 | 0 | 0 | 0 | 0 | 0
PseudoUnit | 0 | 0 | 0 | 0 | 0 | 0
FixedInterchange | 0 | 0 | 0 | 0 | 0 | 0
Emission Cost by Reporting Type: NYISO_A-F
ReportingType | 2015 | 2020 | 2025 | 2030 | 2035 | 2040
BM | 0 | 0 | 0 | 0 | 0 | 0
CC | 4.32 | 4.6 | 4.25 | 4.33 | 8.95 | 10.42
CSP | 0 | 0 | 0 | 0 | 0 | 0
CT | 0 | 0 | 0 | 0 | 0 | 0
Coal | 0 | 0 | 0 | 0 | 0 | 0
Geo | 0 | 0 | 0 | 0 | 0 | 0
H | 0 | 0 | 0 | 0 | 0 | 0
LFG | 0 | 0 | 0 | 0 | 0 | 0
Nuc | 0 | 0 | 0 | 0 | 0 | 0
PS | 0 | 0 | 0 | 0 | 0 | 0
PV | 0 | 0 | 0 | 0 | 0 | 0
PeakG | 0 | 0.01 | 0.01 | 0.01 | 0.01 | 0.03
PeakO | 0 | 0 | 0 | 0 | 0 | 0
ST | 0 | 0 | 0 | 0 | 0 | 0
STOG | 0 | 0 | 0 | 0 | 0 | 0
STWD | 0 | 0 | 0 | 0 | 0 | 0
WT | 0 | 0 | 0 | 0 | 0 | 0
IGCC | 0 | 0 | 0 | 0 | 0 | 0
DemandResponse | 0 | 0 | 0 | 0 | 0 | 0
IGCC-CCS | 0 | 0 | 0 | 0 | 0 | 0
WT_off | 0 | 0 | 0 | 0 | 0 | 0
PseudoUnit | 0 | 0 | 0 | 0 | 0 | 0
FixedInterchange | 0 | 0 | 0 | 0 | 0 | 0
Emission Cost by Reporting Type: NYISO_G-I
ReportingType | 2015 | 2020 | 2025 | 2030 | 2035 | 2040
BM | 0 | 0 | 0 | 0 | 0 | 0
CC | 4.44 | 5.05 | 4.43 | 3.28 | 11.19 | 23.13
CSP | 0 | 0 | 0 | 0 | 0 | 0
CT | 0 | 0 | 0 | 0 | 0 | 0
Coal | 3.67 | 0 | 0 | 0 | 0 | 0
Geo | 0 | 0 | 0 | 0 | 0 | 0
H | 0 | 0 | 0 | 0 | 0 | 0
LFG | 0 | 0 | 0 | 0 | 0 | 0
Nuc | 0 | 0 | 0 | 0 | 0 | 0
PS | 0 | 0 | 0 | 0 | 0 | 0
PV | 0 | 0 | 0 | 0 | 0 | 0
PeakG | 0 | 0 | 0 | 0 | 0 | 0
PeakO | 0 | 0 | 0 | 0 | 0.01 | 0.01
ST | 0 | 0 | 0 | 0 | 0 | 0
STOG | 0 | 0 | 0 | 0 | 0 | 0
STWD | 0 | 0 | 0 | 0 | 0 | 0
WT | 0 | 0 | 0 | 0 | 0 | 0
IGCC | 0 | 0 | 0 | 0 | 0 | 0
DemandResponse | 0 | 0 | 0 | 0 | 0 | 0
IGCC-CCS | 0 | 0 | 0 | 0 | 0 | 0
WT_off | 0 | 0 | 0 | 0 | 0 | 0
PseudoUnit | 0 | 0 | 0 | 0 | 0 | 0
FixedInterchange | 0 | 0 | 0 | 0 | 0 | 0
Emission Cost by Reporting Type: NYISO_J-K
ReportingType | 2015 | 2020 | 2025 | 2030 | 2035 | 2040
BM | 0 | 0 | 0 | 0 | 0 | 0
CC | 16.28 | 19.05 | 18.38 | 16.81 | 20.03 | 23.77
CSP | 0 | 0 | 0 | 0 | 0 | 0
CT | 0 | 0 | 0 | 0 | 0 | 0
Coal | 0 | 0 | 0 | 0 | 0 | 0
Geo | 0 | 0 | 0 | 0 | 0 | 0
H | 0 | 0 | 0 | 0 | 0 | 0
LFG | 0 | 0 | 0 | 0 | 0 | 0
Nuc | 0 | 0 | 0 | 0 | 0 | 0
PS | 0 | 0 | 0 | 0 | 0 | 0
PV | 0 | 0 | 0 | 0 | 0 | 0
PeakG | 0.1 | 0.42 | 0.42 | 0.42 | 0.71 | 0.76
PeakO | 0 | 0.02 | 0.14 | 0.14 | 0.14 | 0.14
ST | 0 | 0 | 0 | 0 | 0 | 0
STOG | 0.7 | 1.06 | 0.93 | 0.94 | 1.19 | 1.47
STWD | 0 | 0 | 0 | 0 | 0 | 0
WT | 0 | 0 | 0 | 0 | 0 | 0
IGCC | 0 | 0 | 0 | 0 | 0 | 0
DemandResponse | 0 | 0 | 0 | 0 | 0 | 0
IGCC-CCS | 0 | 0 | 0 | 0 | 0 | 0
WT_off | 0 | 0 | 0 | 0 | 0 | 0
PseudoUnit | 0 | 0 | 0 | 0 | 0 | 0
FixedInterchange | 0 | 0 | 0 | 0 | 0 | 0
Emission Cost by Reporting Type: PJM_E
ReportingType | 2015 | 2020 | 2025 | 2030 | 2035 | 2040
BM | 0 | 0 | 0 | 0 | 0 | 0
CC | 14.45 | 27.43 | 25.07 | 23.56 | 43.39 | 54.37
CSP | 0 | 0 | 0 | 0 | 0 | 0
CT | 0 | 0 | 0 | 0 | 0 | 0
Coal | 0.43 | 0.27 | 0.31 | 0.31 | 0.37 | 0.37
Geo | 0 | 0 | 0 | 0 | 0 | 0
H | 0 | 0 | 0 | 0 | 0 | 0
LFG | 0 | 0 | 0 | 0 | 0 | 0
Nuc | 0 | 0 | 0 | 0 | 0 | 0
PS | 0 | 0 | 0 | 0 | 0 | 0
PV | 0 | 0 | 0 | 0 | 0 | 0
PeakG | 0.09 | 0.12 | 0.67 | 0.67 | 1.34 | 1.61
PeakO | 0 | 0 | 0 | 0 | 0 | 0
ST | 0 | 0 | 0 | 0 | 0 | 0
STOG | 0 | 0 | 0 | 0 | 0 | 0
STWD | 0 | 0 | 0 | 0 | 0 | 0
WT | 0 | 0 | 0 | 0 | 0 | 0
IGCC | 0 | 0 | 0 | 0 | 0 | 0
DemandResponse | 0 | 0 | 0 | 0 | 0 | 0
IGCC-CCS | 0 | 0 | 0 | 0 | 0 | 0
WT_off | 0 | 0 | 0 | 0 | 0 | 0
PseudoUnit | 0 | 0 | 0 | 0 | 0 | 0
FixedInterchange | 0 | 0 | 0 | 0 | 0 | 0
Emission Cost by Reporting Type: PJM_ROM
ReportingType | 2015 | 2020 | 2025 | 2030 | 2035 | 2040
BM | 0 | 0 | 0 | 0 | 0 | 0
CC | 0.08 | 0.18 | 0.18 | 0.13 | 0.26 | 0.45
CSP | 0 | 0 | 0 | 0 | 0 | 0
CT | 0 | 0 | 0 | 0 | 0 | 0
Coal | 15.71 | 27.48 | 29.81 | 35.48 | 35.48 | 35.48
Geo | 0 | 0 | 0 | 0 | 0 | 0
H | 0 | 0 | 0 | 0 | 0 | 0
LFG | 0 | 0 | 0 | 0 | 0 | 0
Nuc | 0 | 0 | 0 | 0 | 0 | 0
PS | 0 | 0 | 0 | 0 | 0 | 0
PV | 0 | 0 | 0 | 0 | 0 | 0
PeakG | 0.01 | 0.06 | 0.06 | 0.06 | 0.73 | 0.8
PeakO | 0 | 0 | 0 | 0 | 0 | 0
ST | 0 | 0 | 0 | 0 | 0 | 0
STOG | 0 | 0 | 0 | 0 | 0 | 0
STWD | 0 | 0 | 0 | 0 | 0 | 0
WT | 0 | 0 | 0 | 0 | 0 | 0
IGCC | 0 | 0 | 0 | 0 | 0 | 0
DemandResponse | 0 | 0 | 0 | 0 | 0 | 0
IGCC-CCS | 0 | 0 | 0 | 0 | 0 | 0
WT_off | 0 | 0 | 0 | 0 | 0 | 0
PseudoUnit | 0 | 0 | 0 | 0 | 0 | 0
FixedInterchange | 0 | 0 | 0 | 0 | 0 | 0
Emission Cost by Reporting Type: PJM_ROR
ReportingType | 2015 | 2020 | 2025 | 2030 | 2035 | 2040
BM | 0 | 0 | 0 | 0 | 0 | 0
CC | 0 | 0 | 0 | 0 | 0 | 0
CSP | 0 | 0 | 0 | 0 | 0 | 0
CT | 0 | 0 | 0 | 0 | 0 | 0
Coal | 0 | 0 | 0 | 0 | 0 | 0
Geo | 0 | 0 | 0 | 0 | 0 | 0
H | 0 | 0 | 0 | 0 | 0 | 0
LFG | 0 | 0 | 0 | 0 | 0 | 0
Nuc | 0 | 0 | 0 | 0 | 0 | 0
PS | 0 | 0 | 0 | 0 | 0 | 0
PV | 0 | 0 | 0 | 0 | 0 | 0
PeakG | 0 | 0 | 0 | 0 | 0 | 0
PeakO | 0 | 0 | 0 | 0 | 0 | 0
ST | 0 | 0 | 0 | 0 | 0 | 0
STOG | 0 | 0 | 0 | 0 | 0 | 0
STWD | 0 | 0 | 0 | 0 | 0 | 0
WT | 0 | 0 | 0 | 0 | 0 | 0
IGCC | 0 | 0 | 0 | 0 | 0 | 0
DemandResponse | 0 | 0 | 0 | 0 | 0 | 0
IGCC-CCS | 0 | 0 | 0 | 0 | 0 | 0
WT_off | 0 | 0 | 0 | 0 | 0 | 0
PseudoUnit | 0 | 0 | 0 | 0 | 0 | 0
FixedInterchange | 0 | 0 | 0 | 0 | 0 | 0
Emission Cost by Reporting Type: SOCO
ReportingType | 2015 | 2020 | 2025 | 2030 | 2035 | 2040
BM | 0 | 0 | 0 | 0 | 0 | 0
CC | 0 | 0 | 0 | 0 | 0 | 0
CSP | 0 | 0 | 0 | 0 | 0 | 0
CT | 0 | 0 | 0 | 0 | 0 | 0
Coal | 0 | 0 | 0 | 0 | 0 | 0
Geo | 0 | 0 | 0 | 0 | 0 | 0
H | 0 | 0 | 0 | 0 | 0 | 0
LFG | 0 | 0 | 0 | 0 | 0 | 0
Nuc | 0 | 0 | 0 | 0 | 0 | 0
PS | 0 | 0 | 0 | 0 | 0 | 0
PV | 0 | 0 | 0 | 0 | 0 | 0
PeakG | 0 | 0 | 0 | 0 | 0 | 0
PeakO | 0 | 0 | 0 | 0 | 0 | 0
ST | 0 | 0 | 0 | 0 | 0 | 0
STOG | 0 | 0 | 0 | 0 | 0 | 0
STWD | 0 | 0 | 0 | 0 | 0 | 0
WT | 0 | 0 | 0 | 0 | 0 | 0
IGCC | 0 | 0 | 0 | 0 | 0 | 0
DemandResponse | 0 | 0 | 0 | 0 | 0 | 0
IGCC-CCS | 0 | 0 | 0 | 0 | 0 | 0
WT_off | 0 | 0 | 0 | 0 | 0 | 0
PseudoUnit | 0 | 0 | 0 | 0 | 0 | 0
FixedInterchange | 0 | 0 | 0 | 0 | 0 | 0
Emission Cost by Reporting Type: SPP_N
ReportingType | 2015 | 2020 | 2025 | 2030 | 2035 | 2040
BM | 0 | 0 | 0 | 0 | 0 | 0
CC | 0 | 0 | 0 | 0 | 0 | 0
CSP | 0 | 0 | 0 | 0 | 0 | 0
CT | 0 | 0 | 0 | 0 | 0 | 0
Coal | 0 | 0 | 0 | 0 | 0 | 0
Geo | 0 | 0 | 0 | 0 | 0 | 0
H | 0 | 0 | 0 | 0 | 0 | 0
LFG | 0 | 0 | 0 | 0 | 0 | 0
Nuc | 0 | 0 | 0 | 0 | 0 | 0
PS | 0 | 0 | 0 | 0 | 0 | 0
PV | 0 | 0 | 0 | 0 | 0 | 0
PeakG | 0 | 0 | 0 | 0 | 0 | 0
PeakO | 0 | 0 | 0 | 0 | 0 | 0
ST | 0 | 0 | 0 | 0 | 0 | 0
STOG | 0 | 0 | 0 | 0 | 0 | 0
STWD | 0 | 0 | 0 | 0 | 0 | 0
WT | 0 | 0 | 0 | 0 | 0 | 0
IGCC | 0 | 0 | 0 | 0 | 0 | 0
DemandResponse | 0 | 0 | 0 | 0 | 0 | 0
IGCC-CCS | 0 | 0 | 0 | 0 | 0 | 0
WT_off | 0 | 0 | 0 | 0 | 0 | 0
PseudoUnit | 0 | 0 | 0 | 0 | 0 | 0
FixedInterchange | 0 | 0 | 0 | 0 | 0 | 0
Emission Cost by Reporting Type: SPP_S
ReportingType | 2015 | 2020 | 2025 | 2030 | 2035 | 2040
BM | 0 | 0 | 0 | 0 | 0 | 0
CC | 0 | 0 | 0 | 0 | 0 | 0
CSP | 0 | 0 | 0 | 0 | 0 | 0
CT | 0 | 0 | 0 | 0 | 0 | 0
Coal | 0 | 0 | 0 | 0 | 0 | 0
Geo | 0 | 0 | 0 | 0 | 0 | 0
H | 0 | 0 | 0 | 0 | 0 | 0
LFG | 0 | 0 | 0 | 0 | 0 | 0
Nuc | 0 | 0 | 0 | 0 | 0 | 0
PS | 0 | 0 | 0 | 0 | 0 | 0
PV | 0 | 0 | 0 | 0 | 0 | 0
PeakG | 0 | 0 | 0 | 0 | 0 | 0
PeakO | 0 | 0 | 0 | 0 | 0 | 0
ST | 0 | 0 | 0 | 0 | 0 | 0
STOG | 0 | 0 | 0 | 0 | 0 | 0
STWD | 0 | 0 | 0 | 0 | 0 | 0
WT | 0 | 0 | 0 | 0 | 0 | 0
IGCC | 0 | 0 | 0 | 0 | 0 | 0
DemandResponse | 0 | 0 | 0 | 0 | 0 | 0
IGCC-CCS | 0 | 0 | 0 | 0 | 0 | 0
WT_off | 0 | 0 | 0 | 0 | 0 | 0
PseudoUnit | 0 | 0 | 0 | 0 | 0 | 0
FixedInterchange | 0 | 0 | 0 | 0 | 0 | 0
Emission Cost by Reporting Type: TVA
ReportingType | 2015 | 2020 | 2025 | 2030 | 2035 | 2040
BM | 0 | 0 | 0 | 0 | 0 | 0
CC | 0 | 0 | 0 | 0 | 0 | 0
CSP | 0 | 0 | 0 | 0 | 0 | 0
CT | 0 | 0 | 0 | 0 | 0 | 0
Coal | 0 | 0 | 0 | 0 | 0 | 0
Geo | 0 | 0 | 0 | 0 | 0 | 0
H | 0 | 0 | 0 | 0 | 0 | 0
LFG | 0 | 0 | 0 | 0 | 0 | 0
Nuc | 0 | 0 | 0 | 0 | 0 | 0
PS | 0 | 0 | 0 | 0 | 0 | 0
PV | 0 | 0 | 0 | 0 | 0 | 0
PeakG | 0 | 0 | 0 | 0 | 0 | 0
PeakO | 0 | 0 | 0 | 0 | 0 | 0
ST | 0 | 0 | 0 | 0 | 0 | 0
STOG | 0 | 0 | 0 | 0 | 0 | 0
STWD | 0 | 0 | 0 | 0 | 0 | 0
WT | 0 | 0 | 0 | 0 | 0 | 0
IGCC | 0 | 0 | 0 | 0 | 0 | 0
DemandResponse | 0 | 0 | 0 | 0 | 0 | 0
IGCC-CCS | 0 | 0 | 0 | 0 | 0 | 0
WT_off | 0 | 0 | 0 | 0 | 0 | 0
PseudoUnit | 0 | 0 | 0 | 0 | 0 | 0
FixedInterchange | 0 | 0 | 0 | 0 | 0 | 0
Emission Cost by Reporting Type: TVA_Transmission
ReportingType | 2015 | 2020 | 2025 | 2030 | 2035 | 2040
BM | 0 | 0 | 0 | 0 | 0 | 0
CC | 0 | 0 | 0 | 0 | 0 | 0
CSP | 0 | 0 | 0 | 0 | 0 | 0
CT | 0 | 0 | 0 | 0 | 0 | 0
Coal | 0 | 0 | 0 | 0 | 0 | 0
Geo | 0 | 0 | 0 | 0 | 0 | 0
H | 0 | 0 | 0 | 0 | 0 | 0
LFG | 0 | 0 | 0 | 0 | 0 | 0
Nuc | 0 | 0 | 0 | 0 | 0 | 0
PS | 0 | 0 | 0 | 0 | 0 | 0
PV | 0 | 0 | 0 | 0 | 0 | 0
PeakG | 0 | 0 | 0 | 0 | 0 | 0
PeakO | 0 | 0 | 0 | 0 | 0 | 0
ST | 0 | 0 | 0 | 0 | 0 | 0
STOG | 0 | 0 | 0 | 0 | 0 | 0
STWD | 0 | 0 | 0 | 0 | 0 | 0
WT | 0 | 0 | 0 | 0 | 0 | 0
IGCC | 0 | 0 | 0 | 0 | 0 | 0
DemandResponse | 0 | 0 | 0 | 0 | 0 | 0
IGCC-CCS | 0 | 0 | 0 | 0 | 0 | 0
WT_off | 0 | 0 | 0 | 0 | 0 | 0
PseudoUnit | 0 | 0 | 0 | 0 | 0 | 0
FixedInterchange | 0 | 0 | 0 | 0 | 0 | 0
Emission Cost by Reporting Type: VACAR
ReportingType | 2015 | 2020 | 2025 | 2030 | 2035 | 2040
BM | 0 | 0 | 0 | 0 | 0 | 0
CC | 0 | 0 | 0 | 0 | 0 | 0
CSP | 0 | 0 | 0 | 0 | 0 | 0
CT | 0 | 0 | 0 | 0 | 0 | 0
Coal | 0 | 0 | 0 | 0 | 0 | 0
Geo | 0 | 0 | 0 | 0 | 0 | 0
H | 0 | 0 | 0 | 0 | 0 | 0
LFG | 0 | 0 | 0 | 0 | 0 | 0
Nuc | 0 | 0 | 0 | 0 | 0 | 0
PS | 0 | 0 | 0 | 0 | 0 | 0
PV | 0 | 0 | 0 | 0 | 0 | 0
PeakG | 0 | 0 | 0 | 0 | 0 | 0
PeakO | 0 | 0 | 0 | 0 | 0 | 0
ST | 0 | 0 | 0 | 0 | 0 | 0
STOG | 0 | 0 | 0 | 0 | 0 | 0
STWD | 0 | 0 | 0 | 0 | 0 | 0
WT | 0 | 0 | 0 | 0 | 0 | 0
IGCC | 0 | 0 | 0 | 0 | 0 | 0
DemandResponse | 0 | 0 | 0 | 0 | 0 | 0
IGCC-CCS | 0 | 0 | 0 | 0 | 0 | 0
WT_off | 0 | 0 | 0 | 0 | 0 | 0
PseudoUnit | 0 | 0 | 0 | 0 | 0 | 0
FixedInterchange | 0 | 0 | 0 | 0 | 0 | 0
Emission Cost by Reporting Type: IESO
ReportingType | 2015 | 2020 | 2025 | 2030 | 2035 | 2040
BM | 0 | 0 | 0 | 0 | 0 | 0
CC | 0 | 0 | 0 | 0 | 0 | 0
CSP | 0 | 0 | 0 | 0 | 0 | 0
CT | 0 | 0 | 0 | 0 | 0 | 0
Coal | 0 | 0 | 0 | 0 | 0 | 0
Geo | 0 | 0 | 0 | 0 | 0 | 0
H | 0 | 0 | 0 | 0 | 0 | 0
LFG | 0 | 0 | 0 | 0 | 0 | 0
Nuc | 0 | 0 | 0 | 0 | 0 | 0
PS | 0 | 0 | 0 | 0 | 0 | 0
PV | 0 | 0 | 0 | 0 | 0 | 0
PeakG | 0 | 0 | 0 | 0 | 0 | 0
PeakO | 0 | 0 | 0 | 0 | 0 | 0
ST | 0 | 0 | 0 | 0 | 0 | 0
STOG | 0 | 0 | 0 | 0 | 0 | 0
STWD | 0 | 0 | 0 | 0 | 0 | 0
WT | 0 | 0 | 0 | 0 | 0 | 0
IGCC | 0 | 0 | 0 | 0 | 0 | 0
DemandResponse | 0 | 0 | 0 | 0 | 0 | 0
IGCC-CCS | 0 | 0 | 0 | 0 | 0 | 0
WT_off | 0 | 0 | 0 | 0 | 0 | 0
PseudoUnit | 0 | 0 | 0 | 0 | 0 | 0
FixedInterchange | 0 | 0 | 0 | 0 | 0 | 0
Emission Cost by Reporting Type: MAPP_CA
ReportingType | 2015 | 2020 | 2025 | 2030 | 2035 | 2040
BM | 0 | 0 | 0 | 0 | 0 | 0
CC | 0 | 0 | 0 | 0 | 0 | 0
CSP | 0 | 0 | 0 | 0 | 0 | 0
CT | 0 | 0 | 0 | 0 | 0 | 0
Coal | 0 | 0 | 0 | 0 | 0 | 0
Geo | 0 | 0 | 0 | 0 | 0 | 0
H | 0 | 0 | 0 | 0 | 0 | 0
LFG | 0 | 0 | 0 | 0 | 0 | 0
Nuc | 0 | 0 | 0 | 0 | 0 | 0
PS | 0 | 0 | 0 | 0 | 0 | 0
PV | 0 | 0 | 0 | 0 | 0 | 0
PeakG | 0 | 0 | 0 | 0 | 0 | 0
PeakO | 0 | 0 | 0 | 0 | 0 | 0
ST | 0 | 0 | 0 | 0 | 0 | 0
STOG | 0 | 0 | 0 | 0 | 0 | 0
STWD | 0 | 0 | 0 | 0 | 0 | 0
WT | 0 | 0 | 0 | 0 | 0 | 0
IGCC | 0 | 0 | 0 | 0 | 0 | 0
DemandResponse | 0 | 0 | 0 | 0 | 0 | 0
IGCC-CCS | 0 | 0 | 0 | 0 | 0 | 0
WT_off | 0 | 0 | 0 | 0 | 0 | 0
PseudoUnit | 0 | 0 | 0 | 0 | 0 | 0
FixedInterchange | 0 | 0 | 0 | 0 | 0 | 0
Emission Cost by Reporting Type: AZ_NM_SNV_Coal
ReportingType | 2015 | 2020 | 2025 | 2030 | 2035 | 2040
BM | 0 | 0 | 0 | 0 | 0 | 0
CC | 0 | 0 | 0 | 0 | 0 | 0
CSP | 0 | 0 | 0 | 0 | 0 | 0
CT | 0 | 0 | 0 | 0 | 0 | 0
Coal | 0 | 0 | 0 | 0 | 0 | 0
Geo | 0 | 0 | 0 | 0 | 0 | 0
H | 0 | 0 | 0 | 0 | 0 | 0
LFG | 0 | 0 | 0 | 0 | 0 | 0
Nuc | 0 | 0 | 0 | 0 | 0 | 0
PS | 0 | 0 | 0 | 0 | 0 | 0
PV | 0 | 0 | 0 | 0 | 0 | 0
PeakG | 0 | 0 | 0 | 0 | 0 | 0
PeakO | 0 | 0 | 0 | 0 | 0 | 0
ST | 0 | 0 | 0 | 0 | 0 | 0
STOG | 0 | 0 | 0 | 0 | 0 | 0
STWD | 0 | 0 | 0 | 0 | 0 | 0
WT | 0 | 0 | 0 | 0 | 0 | 0
IGCC | 0 | 0 | 0 | 0 | 0 | 0
DemandResponse | 0 | 0 | 0 | 0 | 0 | 0
IGCC-CCS | 0 | 0 | 0 | 0 | 0 | 0
WT_off | 0 | 0 | 0 | 0 | 0 | 0
PseudoUnit | 0 | 0 | 0 | 0 | 0 | 0
FixedInterchange | 0 | 0 | 0 | 0 | 0 | 0
Emission Cost by Reporting Type: AZ_NM_SNV_Gas
ReportingType | 2015 | 2020 | 2025 | 2030 | 2035 | 2040
BM | 0 | 0 | 0 | 0 | 0 | 0
CC | 0 | 0 | 0 | 0 | 0 | 0
CSP | 0 | 0 | 0 | 0 | 0 | 0
CT | 0 | 0 | 0 | 0 | 0 | 0
Coal | 0 | 0 | 0 | 0 | 0 | 0
Geo | 0 | 0 | 0 | 0 | 0 | 0
H | 0 | 0 | 0 | 0 | 0 | 0
LFG | 0 | 0 | 0 | 0 | 0 | 0
Nuc | 0 | 0 | 0 | 0 | 0 | 0
PS | 0 | 0 | 0 | 0 | 0 | 0
PV | 0 | 0 | 0 | 0 | 0 | 0
PeakG | 0 | 0 | 0 | 0 | 0 | 0
PeakO | 0 | 0 | 0 | 0 | 0 | 0
ST | 0 | 0 | 0 | 0 | 0 | 0
STOG | 0 | 0 | 0 | 0 | 0 | 0
STWD | 0 | 0 | 0 | 0 | 0 | 0
WT | 0 | 0 | 0 | 0 | 0 | 0
IGCC | 0 | 0 | 0 | 0 | 0 | 0
DemandResponse | 0 | 0 | 0 | 0 | 0 | 0
IGCC-CCS | 0 | 0 | 0 | 0 | 0 | 0
WT_off | 0 | 0 | 0 | 0 | 0 | 0
PseudoUnit | 0 | 0 | 0 | 0 | 0 | 0
FixedInterchange | 0 | 0 | 0 | 0 | 0 | 0
Emission Cost by Reporting Type: AZ_NM_SNV_NucRenew
ReportingType | 2015 | 2020 | 2025 | 2030 | 2035 | 2040
BM | 0 | 0 | 0 | 0 | 0 | 0
CC | 0 | 0 | 0 | 0 | 0 | 0
CSP | 0 | 0 | 0 | 0 | 0 | 0
CT | 0 | 0 | 0 | 0 | 0 | 0
Coal | 0 | 0 | 0 | 0 | 0 | 0
Geo | 0 | 0 | 0 | 0 | 0 | 0
H | 0 | 0 | 0 | 0 | 0 | 0
LFG | 0 | 0 | 0 | 0 | 0 | 0
Nuc | 0 | 0 | 0 | 0 | 0 | 0
PS | 0 | 0 | 0 | 0 | 0 | 0
PV | 0 | 0 | 0 | 0 | 0 | 0
PeakG | 0 | 0 | 0 | 0 | 0 | 0
PeakO | 0 | 0 | 0 | 0 | 0 | 0
ST | 0 | 0 | 0 | 0 | 0 | 0
STOG | 0 | 0 | 0 | 0 | 0 | 0
STWD | 0 | 0 | 0 | 0 | 0 | 0
WT | 0 | 0 | 0 | 0 | 0 | 0
IGCC | 0 | 0 | 0 | 0 | 0 | 0
DemandResponse | 0 | 0 | 0 | 0 | 0 | 0
IGCC-CCS | 0 | 0 | 0 | 0 | 0 | 0
WT_off | 0 | 0 | 0 | 0 | 0 | 0
PseudoUnit | 0 | 0 | 0 | 0 | 0 | 0
FixedInterchange | 0 | 0 | 0 | 0 | 0 | 0
Emission Cost by Reporting Type: ERCOT
ReportingType | 2015 | 2020 | 2025 | 2030 | 2035 | 2040
BM | 0 | 0 | 0 | 0 | 0 | 0
CC | 0 | 0 | 0 | 0 | 0 | 0
CSP | 0 | 0 | 0 | 0 | 0 | 0
CT | 0 | 0 | 0 | 0 | 0 | 0
Coal | 0 | 0 | 0 | 0 | 0 | 0
Geo | 0 | 0 | 0 | 0 | 0 | 0
H | 0 | 0 | 0 | 0 | 0 | 0
LFG | 0 | 0 | 0 | 0 | 0 | 0
Nuc | 0 | 0 | 0 | 0 | 0 | 0
PS | 0 | 0 | 0 | 0 | 0 | 0
PV | 0 | 0 | 0 | 0 | 0 | 0
PeakG | 0 | 0 | 0 | 0 | 0 | 0
PeakO | 0 | 0 | 0 | 0 | 0 | 0
ST | 0 | 0 | 0 | 0 | 0 | 0
STOG | 0 | 0 | 0 | 0 | 0 | 0
STWD | 0 | 0 | 0 | 0 | 0 | 0
WT | 0 | 0 | 0 | 0 | 0 | 0
IGCC | 0 | 0 | 0 | 0 | 0 | 0
DemandResponse | 0 | 0 | 0 | 0 | 0 | 0
IGCC-CCS | 0 | 0 | 0 | 0 | 0 | 0
WT_off | 0 | 0 | 0 | 0 | 0 | 0
PseudoUnit | 0 | 0 | 0 | 0 | 0 | 0
FixedInterchange | 0 | 0 | 0 | 0 | 0 | 0
Emission Cost by Reporting Type: NP15
ReportingType | 2015 | 2020 | 2025 | 2030 | 2035 | 2040
BM | 0 | 0 | 0 | 0 | 0 | 0
CC | 0 | 0 | 0 | 0 | 0 | 0
CSP | 0 | 0 | 0 | 0 | 0 | 0
CT | 0 | 0 | 0 | 0 | 0 | 0
Coal | 0 | 0 | 0 | 0 | 0 | 0
Geo | 0 | 0 | 0 | 0 | 0 | 0
H | 0 | 0 | 0 | 0 | 0 | 0
LFG | 0 | 0 | 0 | 0 | 0 | 0
Nuc | 0 | 0 | 0 | 0 | 0 | 0
PS | 0 | 0 | 0 | 0 | 0 | 0
PV | 0 | 0 | 0 | 0 | 0 | 0
PeakG | 0 | 0 | 0 | 0 | 0 | 0
PeakO | 0 | 0 | 0 | 0 | 0 | 0
ST | 0 | 0 | 0 | 0 | 0 | 0
STOG | 0 | 0 | 0 | 0 | 0 | 0
STWD | 0 | 0 | 0 | 0 | 0 | 0
WT | 0 | 0 | 0 | 0 | 0 | 0
IGCC | 0 | 0 | 0 | 0 | 0 | 0
DemandResponse | 0 | 0 | 0 | 0 | 0 | 0
IGCC-CCS | 0 | 0 | 0 | 0 | 0 | 0
WT_off | 0 | 0 | 0 | 0 | 0 | 0
PseudoUnit | 0 | 0 | 0 | 0 | 0 | 0
FixedInterchange | 0 | 0 | 0 | 0 | 0 | 0
Emission Cost by Reporting Type: NWPP_Coal
ReportingType | 2015 | 2020 | 2025 | 2030 | 2035 | 2040
BM | 0 | 0 | 0 | 0 | 0 | 0
CC | 0 | 0 | 0 | 0 | 0 | 0
CSP | 0 | 0 | 0 | 0 | 0 | 0
CT | 0 | 0 | 0 | 0 | 0 | 0
Coal | 0 | 0 | 0 | 0 | 0 | 0
Geo | 0 | 0 | 0 | 0 | 0 | 0
H | 0 | 0 | 0 | 0 | 0 | 0
LFG | 0 | 0 | 0 | 0 | 0 | 0
Nuc | 0 | 0 | 0 | 0 | 0 | 0
PS | 0 | 0 | 0 | 0 | 0 | 0
PV | 0 | 0 | 0 | 0 | 0 | 0
PeakG | 0 | 0 | 0 | 0 | 0 | 0
PeakO | 0 | 0 | 0 | 0 | 0 | 0
ST | 0 | 0 | 0 | 0 | 0 | 0
STOG | 0 | 0 | 0 | 0 | 0 | 0
STWD | 0 | 0 | 0 | 0 | 0 | 0
WT | 0 | 0 | 0 | 0 | 0 | 0
IGCC | 0 | 0 | 0 | 0 | 0 | 0
DemandResponse | 0 | 0 | 0 | 0 | 0 | 0
IGCC-CCS | 0 | 0 | 0 | 0 | 0 | 0
WT_off | 0 | 0 | 0 | 0 | 0 | 0
PseudoUnit | 0 | 0 | 0 | 0 | 0 | 0
FixedInterchange | 0 | 0 | 0 | 0 | 0 | 0
Emission Cost by Reporting Type: NWPP_Gas
ReportingType | 2015 | 2020 | 2025 | 2030 | 2035 | 2040
BM | 0 | 0 | 0 | 0 | 0 | 0
CC | 0 | 0 | 0 | 0 | 0 | 0
CSP | 0 | 0 | 0 | 0 | 0 | 0
CT | 0 | 0 | 0 | 0 | 0 | 0
Coal | 0 | 0 | 0 | 0 | 0 | 0
Geo | 0 | 0 | 0 | 0 | 0 | 0
H | 0 | 0 | 0 | 0 | 0 | 0
LFG | 0 | 0 | 0 | 0 | 0 | 0
Nuc | 0 | 0 | 0 | 0 | 0 | 0
PS | 0 | 0 | 0 | 0 | 0 | 0
PV | 0 | 0 | 0 | 0 | 0 | 0
PeakG | 0 | 0 | 0 | 0 | 0 | 0
PeakO | 0 | 0 | 0 | 0 | 0 | 0
ST | 0 | 0 | 0 | 0 | 0 | 0
STOG | 0 | 0 | 0 | 0 | 0 | 0
STWD | 0 | 0 | 0 | 0 | 0 | 0
WT | 0 | 0 | 0 | 0 | 0 | 0
IGCC | 0 | 0 | 0 | 0 | 0 | 0
DemandResponse | 0 | 0 | 0 | 0 | 0 | 0
IGCC-CCS | 0 | 0 | 0 | 0 | 0 | 0
WT_off | 0 | 0 | 0 | 0 | 0 | 0
PseudoUnit | 0 | 0 | 0 | 0 | 0 | 0
FixedInterchange | 0 | 0 | 0 | 0 | 0 | 0
Emission Cost by Reporting Type: NWPP_NucRenew
ReportingType | 2015 | 2020 | 2025 | 2030 | 2035 | 2040
BM | 0 | 0 | 0 | 0 | 0 | 0
CC | 0 | 0 | 0 | 0 | 0 | 0
CSP | 0 | 0 | 0 | 0 | 0 | 0
CT | 0 | 0 | 0 | 0 | 0 | 0
Coal | 0 | 0 | 0 | 0 | 0 | 0
Geo | 0 | 0 | 0 | 0 | 0 | 0
H | 0 | 0 | 0 | 0 | 0 | 0
LFG | 0 | 0 | 0 | 0 | 0 | 0
Nuc | 0 | 0 | 0 | 0 | 0 | 0
PS | 0 | 0 | 0 | 0 | 0 | 0
PV | 0 | 0 | 0 | 0 | 0 | 0
PeakG | 0 | 0 | 0 | 0 | 0 | 0
PeakO | 0 | 0 | 0 | 0 | 0 | 0
ST | 0 | 0 | 0 | 0 | 0 | 0
STOG | 0 | 0 | 0 | 0 | 0 | 0
STWD | 0 | 0 | 0 | 0 | 0 | 0
WT | 0 | 0 | 0 | 0 | 0 | 0
IGCC | 0 | 0 | 0 | 0 | 0 | 0
DemandResponse | 0 | 0 | 0 | 0 | 0 | 0
IGCC-CCS | 0 | 0 | 0 | 0 | 0 | 0
WT_off | 0 | 0 | 0 | 0 | 0 | 0
PseudoUnit | 0 | 0 | 0 | 0 | 0 | 0
FixedInterchange | 0 | 0 | 0 | 0 | 0 | 0
Emission Cost by Reporting Type: RMPA
ReportingType | 2015 | 2020 | 2025 | 2030 | 2035 | 2040
BM | 0 | 0 | 0 | 0 | 0 | 0
CC | 0 | 0 | 0 | 0 | 0 | 0
CSP | 0 | 0 | 0 | 0 | 0 | 0
CT | 0 | 0 | 0 | 0 | 0 | 0
Coal | 0 | 0 | 0 | 0 | 0 | 0
Geo | 0 | 0 | 0 | 0 | 0 | 0
H | 0 | 0 | 0 | 0 | 0 | 0
LFG | 0 | 0 | 0 | 0 | 0 | 0
Nuc | 0 | 0 | 0 | 0 | 0 | 0
PS | 0 | 0 | 0 | 0 | 0 | 0
PV | 0 | 0 | 0 | 0 | 0 | 0
PeakG | 0 | 0 | 0 | 0 | 0 | 0
PeakO | 0 | 0 | 0 | 0 | 0 | 0
ST | 0 | 0 | 0 | 0 | 0 | 0
STOG | 0 | 0 | 0 | 0 | 0 | 0
STWD | 0 | 0 | 0 | 0 | 0 | 0
WT | 0 | 0 | 0 | 0 | 0 | 0
IGCC | 0 | 0 | 0 | 0 | 0 | 0
DemandResponse | 0 | 0 | 0 | 0 | 0 | 0
IGCC-CCS | 0 | 0 | 0 | 0 | 0 | 0
WT_off | 0 | 0 | 0 | 0 | 0 | 0
PseudoUnit | 0 | 0 | 0 | 0 | 0 | 0
FixedInterchange | 0 | 0 | 0 | 0 | 0 | 0
Emission Cost by Reporting Type: SP15
ReportingType | 2015 | 2020 | 2025 | 2030 | 2035 | 2040
BM | 0 | 0 | 0 | 0 | 0 | 0
CC | 0 | 0 | 0 | 0 | 0 | 0
CSP | 0 | 0 | 0 | 0 | 0 | 0
CT | 0 | 0 | 0 | 0 | 0 | 0
Coal | 0 | 0 | 0 | 0 | 0 | 0
Geo | 0 | 0 | 0 | 0 | 0 | 0
H | 0 | 0 | 0 | 0 | 0 | 0
LFG | 0 | 0 | 0 | 0 | 0 | 0
Nuc | 0 | 0 | 0 | 0 | 0 | 0
PS | 0 | 0 | 0 | 0 | 0 | 0
PV | 0 | 0 | 0 | 0 | 0 | 0
PeakG | 0 | 0 | 0 | 0 | 0 | 0
PeakO | 0 | 0 | 0 | 0 | 0 | 0
ST | 0 | 0 | 0 | 0 | 0 | 0
STOG | 0 | 0 | 0 | 0 | 0 | 0
STWD | 0 | 0 | 0 | 0 | 0 | 0
WT | 0 | 0 | 0 | 0 | 0 | 0
IGCC | 0 | 0 | 0 | 0 | 0 | 0
DemandResponse | 0 | 0 | 0 | 0 | 0 | 0
IGCC-CCS | 0 | 0 | 0 | 0 | 0 | 0
WT_off | 0 | 0 | 0 | 0 | 0 | 0
PseudoUnit | 0 | 0 | 0 | 0 | 0 | 0
FixedInterchange | 0 | 0 | 0 | 0 | 0 | 0
Emission Cost by Reporting Type: ALB
ReportingType | 2015 | 2020 | 2025 | 2030 | 2035 | 2040
BM | 0 | 0 | 0 | 0 | 0 | 0
CC | 0 | 0 | 0 | 0 | 0 | 0
CSP | 0 | 0 | 0 | 0 | 0 | 0
CT | 0 | 0 | 0 | 0 | 0 | 0
Coal | 0 | 0 | 0 | 0 | 0 | 0
Geo | 0 | 0 | 0 | 0 | 0 | 0
H | 0 | 0 | 0 | 0 | 0 | 0
LFG | 0 | 0 | 0 | 0 | 0 | 0
Nuc | 0 | 0 | 0 | 0 | 0 | 0
PS | 0 | 0 | 0 | 0 | 0 | 0
PV | 0 | 0 | 0 | 0 | 0 | 0
PeakG | 0 | 0 | 0 | 0 | 0 | 0
PeakO | 0 | 0 | 0 | 0 | 0 | 0
ST | 0 | 0 | 0 | 0 | 0 | 0
STOG | 0 | 0 | 0 | 0 | 0 | 0
STWD | 0 | 0 | 0 | 0 | 0 | 0
WT | 0 | 0 | 0 | 0 | 0 | 0
IGCC | 0 | 0 | 0 | 0 | 0 | 0
DemandResponse | 0 | 0 | 0 | 0 | 0 | 0
IGCC-CCS | 0 | 0 | 0 | 0 | 0 | 0
WT_off | 0 | 0 | 0 | 0 | 0 | 0
PseudoUnit | 0 | 0 | 0 | 0 | 0 | 0
FixedInterchange | 0 | 0 | 0 | 0 | 0 | 0
Emission Cost by Reporting Type: BC
ReportingType | 2015 | 2020 | 2025 | 2030 | 2035 | 2040
BM | 0 | 0 | 0 | 0 | 0 | 0
CC | 0 | 0 | 0 | 0 | 0 | 0
CSP | 0 | 0 | 0 | 0 | 0 | 0
CT | 0 | 0 | 0 | 0 | 0 | 0
Coal | 0 | 0 | 0 | 0 | 0 | 0
Geo | 0 | 0 | 0 | 0 | 0 | 0
H | 0 | 0 | 0 | 0 | 0 | 0
LFG | 0 | 0 | 0 | 0 | 0 | 0
Nuc | 0 | 0 | 0 | 0 | 0 | 0
PS | 0 | 0 | 0 | 0 | 0 | 0
PV | 0 | 0 | 0 | 0 | 0 | 0
PeakG | 0 | 0 | 0 | 0 | 0 | 0
PeakO | 0 | 0 | 0 | 0 | 0 | 0
ST | 0 | 0 | 0 | 0 | 0 | 0
STOG | 0 | 0 | 0 | 0 | 0 | 0
STWD | 0 | 0 | 0 | 0 | 0 | 0
WT | 0 | 0 | 0 | 0 | 0 | 0
IGCC | 0 | 0 | 0 | 0 | 0 | 0
DemandResponse | 0 | 0 | 0 | 0 | 0 | 0
IGCC-CCS | 0 | 0 | 0 | 0 | 0 | 0
WT_off | 0 | 0 | 0 | 0 | 0 | 0
PseudoUnit | 0 | 0 | 0 | 0 | 0 | 0
FixedInterchange | 0 | 0 | 0 | 0 | 0 | 0
Emission Cost by Reporting Type: HQ_IESO
ReportingType | 2015 | 2020 | 2025 | 2030 | 2035 | 2040
BM | 0 | 0 | 0 | 0 | 0 | 0
CC | 0 | 0 | 0 | 0 | 0 | 0
CSP | 0 | 0 | 0 | 0 | 0 | 0
CT | 0 | 0 | 0 | 0 | 0 | 0
Coal | 0 | 0 | 0 | 0 | 0 | 0
Geo | 0 | 0 | 0 | 0 | 0 | 0
H | 0 | 0 | 0 | 0 | 0 | 0
LFG | 0 | 0 | 0 | 0 | 0 | 0
Nuc | 0 | 0 | 0 | 0 | 0 | 0
PS | 0 | 0 | 0 | 0 | 0 | 0
PV | 0 | 0 | 0 | 0 | 0 | 0
PeakG | 0 | 0 | 0 | 0 | 0 | 0
PeakO | 0 | 0 | 0 | 0 | 0 | 0
ST | 0 | 0 | 0 | 0 | 0 | 0
STOG | 0 | 0 | 0 | 0 | 0 | 0
STWD | 0 | 0 | 0 | 0 | 0 | 0
WT | 0 | 0 | 0 | 0 | 0 | 0
IGCC | 0 | 0 | 0 | 0 | 0 | 0
DemandResponse | 0 | 0 | 0 | 0 | 0 | 0
IGCC-CCS | 0 | 0 | 0 | 0 | 0 | 0
WT_off | 0 | 0 | 0 | 0 | 0 | 0
PseudoUnit | 0 | 0 | 0 | 0 | 0 | 0
FixedInterchange | 0 | 0 | 0 | 0 | 0 | 0
Emission Cost by Reporting Type: HQ_NEISO
ReportingType | 2015 | 2020 | 2025 | 2030 | 2035 | 2040
BM | 0 | 0 | 0 | 0 | 0 | 0
CC | 0 | 0 | 0 | 0 | 0 | 0
CSP | 0 | 0 | 0 | 0 | 0 | 0
CT | 0 | 0 | 0 | 0 | 0 | 0
Coal | 0 | 0 | 0 | 0 | 0 | 0
Geo | 0 | 0 | 0 | 0 | 0 | 0
H | 0 | 0 | 0 | 0 | 0 | 0
LFG | 0 | 0 | 0 | 0 | 0 | 0
Nuc | 0 | 0 | 0 | 0 | 0 | 0
PS | 0 | 0 | 0 | 0 | 0 | 0
PV | 0 | 0 | 0 | 0 | 0 | 0
PeakG | 0 | 0 | 0 | 0 | 0 | 0
PeakO | 0 | 0 | 0 | 0 | 0 | 0
ST | 0 | 0 | 0 | 0 | 0 | 0
STOG | 0 | 0 | 0 | 0 | 0 | 0
STWD | 0 | 0 | 0 | 0 | 0 | 0
WT | 0 | 0 | 0 | 0 | 0 | 0
IGCC | 0 | 0 | 0 | 0 | 0 | 0
DemandResponse | 0 | 0 | 0 | 0 | 0 | 0
IGCC-CCS | 0 | 0 | 0 | 0 | 0 | 0
WT_off | 0 | 0 | 0 | 0 | 0 | 0
PseudoUnit | 0 | 0 | 0 | 0 | 0 | 0
FixedInterchange | 0 | 0 | 0 | 0 | 0 | 0
Emission Cost by Reporting Type: HQ_NY
ReportingType | 2015 | 2020 | 2025 | 2030 | 2035 | 2040
BM | 0 | 0 | 0 | 0 | 0 | 0
CC | 0 | 0 | 0 | 0 | 0 | 0
CSP | 0 | 0 | 0 | 0 | 0 | 0
CT | 0 | 0 | 0 | 0 | 0 | 0
Coal | 0 | 0 | 0 | 0 | 0 | 0
Geo | 0 | 0 | 0 | 0 | 0 | 0
H | 0 | 0 | 0 | 0 | 0 | 0
LFG | 0 | 0 | 0 | 0 | 0 | 0
Nuc | 0 | 0 | 0 | 0 | 0 | 0
PS | 0 | 0 | 0 | 0 | 0 | 0
PV | 0 | 0 | 0 | 0 | 0 | 0
PeakG | 0 | 0 | 0 | 0 | 0 | 0
PeakO | 0 | 0 | 0 | 0 | 0 | 0
ST | 0 | 0 | 0 | 0 | 0 | 0
STOG | 0 | 0 | 0 | 0 | 0 | 0
STWD | 0 | 0 | 0 | 0 | 0 | 0
WT | 0 | 0 | 0 | 0 | 0 | 0
IGCC | 0 | 0 | 0 | 0 | 0 | 0
DemandResponse | 0 | 0 | 0 | 0 | 0 | 0
IGCC-CCS | 0 | 0 | 0 | 0 | 0 | 0
WT_off | 0 | 0 | 0 | 0 | 0 | 0
PseudoUnit | 0 | 0 | 0 | 0 | 0 | 0
FixedInterchange | 0 | 0 | 0 | 0 | 0 | 0
Emission Cost by Reporting Type: MARITIMES
ReportingType | 2015 | 2020 | 2025 | 2030 | 2035 | 2040
BM | 0 | 0 | 0 | 0 | 0 | 0
CC | 0 | 0 | 0 | 0 | 0 | 0
CSP | 0 | 0 | 0 | 0 | 0 | 0
CT | 0 | 0 | 0 | 0 | 0 | 0
Coal | 0 | 0 | 0 | 0 | 0 | 0
Geo | 0 | 0 | 0 | 0 | 0 | 0
H | 0 | 0 | 0 | 0 | 0 | 0
LFG | 0 | 0 | 0 | 0 | 0 | 0
Nuc | 0 | 0 | 0 | 0 | 0 | 0
PS | 0 | 0 | 0 | 0 | 0 | 0
PV | 0 | 0 | 0 | 0 | 0 | 0
PeakG | 0 | 0 | 0 | 0 | 0 | 0
PeakO | 0 | 0 | 0 | 0 | 0 | 0
ST | 0 | 0 | 0 | 0 | 0 | 0
STOG | 0 | 0 | 0 | 0 | 0 | 0
STWD | 0 | 0 | 0 | 0 | 0 | 0
WT | 0 | 0 | 0 | 0 | 0 | 0
IGCC | 0 | 0 | 0 | 0 | 0 | 0
DemandResponse | 0 | 0 | 0 | 0 | 0 | 0
IGCC-CCS | 0 | 0 | 0 | 0 | 0 | 0
WT_off | 0 | 0 | 0 | 0 | 0 | 0
PseudoUnit | 0 | 0 | 0 | 0 | 0 | 0
FixedInterchange | 0 | 0 | 0 | 0 | 0 | 0
Emission Cost by Reporting Type: All
ReportingType | 2015 | 2020 | 2025 | 2030 | 2035 | 2040
BM | 0 | 0 | 0 | 0 | 0 | 0
CC | 66.52 | 74.42 | 65.78 | 61.72 | 106.57 | 139.01
CSP | 0 | 0 | 0 | 0 | 0 | 0
CT | 0 | 0.01 | 0.01 | 0.01 | 0 | 0
Coal | 19.89 | 27.75 | 30.12 | 35.79 | 35.85 | 35.85
Geo | 0 | 0 | 0 | 0 | 0 | 0
H | 0 | 0 | 0 | 0 | 0 | 0
LFG | 0 | 0 | 0 | 0 | 0 | 0
Nuc | 0 | 0 | 0 | 0 | 0 | 0
PS | 0 | 0 | 0 | 0 | 0 | 0
PV | 0 | 0 | 0 | 0 | 0 | 0
PeakG | 0.24 | 0.66 | 1.21 | 1.21 | 2.84 | 3.27
PeakO | 0 | 0.02 | 0.14 | 0.14 | 0.15 | 0.15
ST | 0 | 0 | 0 | 0 | 0 | 0
STOG | 0.7 | 1.06 | 0.93 | 0.94 | 1.19 | 1.47
STWD | 0 | 0 | 0 | 0 | 0 | 0
WT | 0 | 0 | 0 | 0 | 0 | 0
IGCC | 0 | 0 | 0 | 0 | 0 | 0
DemandResponse | 0 | 0 | 0 | 0 | 0 | 0
IGCC-CCS | 0 | 0 | 0 | 0 | 0 | 0
WT_off | 0 | 0 | 0 | 0 | 0 | 0
PseudoUnit | 0 | 0 | 0 | 0 | 0 | 0
FixedInterchange | 0 | 0 | 0 | 0 | 0 | 0
Emission Cost by Reporting Type: EI_US
ReportingType | 2015 | 2020 | 2025 | 2030 | 2035 | 2040
BM | 0 | 0 | 0 | 0 | 0 | 0
CC | 66.52 | 74.42 | 65.78 | 61.72 | 106.57 | 139.01
CSP | 0 | 0 | 0 | 0 | 0 | 0
CT | 0 | 0.01 | 0.01 | 0.01 | 0 | 0
Coal | 19.89 | 27.75 | 30.12 | 35.79 | 35.85 | 35.85
Geo | 0 | 0 | 0 | 0 | 0 | 0
H | 0 | 0 | 0 | 0 | 0 | 0
LFG | 0 | 0 | 0 | 0 | 0 | 0
Nuc | 0 | 0 | 0 | 0 | 0 | 0
PS | 0 | 0 | 0 | 0 | 0 | 0
PV | 0 | 0 | 0 | 0 | 0 | 0
PeakG | 0.24 | 0.66 | 1.21 | 1.21 | 2.84 | 3.27
PeakO | 0 | 0.02 | 0.14 | 0.14 | 0.15 | 0.15
ST | 0 | 0 | 0 | 0 | 0 | 0
STOG | 0.7 | 1.06 | 0.93 | 0.94 | 1.19 | 1.47
STWD | 0 | 0 | 0 | 0 | 0 | 0
WT | 0 | 0 | 0 | 0 | 0 | 0
IGCC | 0 | 0 | 0 | 0 | 0 | 0
DemandResponse | 0 | 0 | 0 | 0 | 0 | 0
IGCC-CCS | 0 | 0 | 0 | 0 | 0 | 0
WT_off | 0 | 0 | 0 | 0 | 0 | 0
PseudoUnit | 0 | 0 | 0 | 0 | 0 | 0
FixedInterchange | 0 | 0 | 0 | 0 | 0 | 0
Emission Cost by Reporting Type: EI_Canada
ReportingType | 2015 | 2020 | 2025 | 2030 | 2035 | 2040
BM | 0 | 0 | 0 | 0 | 0 | 0
CC | 0 | 0 | 0 | 0 | 0 | 0
CSP | 0 | 0 | 0 | 0 | 0 | 0
CT | 0 | 0 | 0 | 0 | 0 | 0
Coal | 0 | 0 | 0 | 0 | 0 | 0
Geo | 0 | 0 | 0 | 0 | 0 | 0
H | 0 | 0 | 0 | 0 | 0 | 0
LFG | 0 | 0 | 0 | 0 | 0 | 0
Nuc | 0 | 0 | 0 | 0 | 0 | 0
PS | 0 | 0 | 0 | 0 | 0 | 0
PV | 0 | 0 | 0 | 0 | 0 | 0
PeakG | 0 | 0 | 0 | 0 | 0 | 0
PeakO | 0 | 0 | 0 | 0 | 0 | 0
ST | 0 | 0 | 0 | 0 | 0 | 0
STOG | 0 | 0 | 0 | 0 | 0 | 0
STWD | 0 | 0 | 0 | 0 | 0 | 0
WT | 0 | 0 | 0 | 0 | 0 | 0
IGCC | 0 | 0 | 0 | 0 | 0 | 0
DemandResponse | 0 | 0 | 0 | 0 | 0 | 0
IGCC-CCS | 0 | 0 | 0 | 0 | 0 | 0
WT_off | 0 | 0 | 0 | 0 | 0 | 0
PseudoUnit | 0 | 0 | 0 | 0 | 0 | 0
FixedInterchange | 0 | 0 | 0 | 0 | 0 | 0
Emission Cost by Reporting Type: EI
ReportingType | 2015 | 2020 | 2025 | 2030 | 2035 | 2040
BM | 0 | 0 | 0 | 0 | 0 | 0
CC | 66.52 | 74.42 | 65.78 | 61.72 | 106.57 | 139.01
CSP | 0 | 0 | 0 | 0 | 0 | 0
CT | 0 | 0.01 | 0.01 | 0.01 | 0 | 0
Coal | 19.89 | 27.75 | 30.12 | 35.79 | 35.85 | 35.85
Geo | 0 | 0 | 0 | 0 | 0 | 0
H | 0 | 0 | 0 | 0 | 0 | 0
LFG | 0 | 0 | 0 | 0 | 0 | 0
Nuc | 0 | 0 | 0 | 0 | 0 | 0
PS | 0 | 0 | 0 | 0 | 0 | 0
PV | 0 | 0 | 0 | 0 | 0 | 0
PeakG | 0.24 | 0.66 | 1.21 | 1.21 | 2.84 | 3.27
PeakO | 0 | 0.02 | 0.14 | 0.14 | 0.15 | 0.15
ST | 0 | 0 | 0 | 0 | 0 | 0
STOG | 0.7 | 1.06 | 0.93 | 0.94 | 1.19 | 1.47
STWD | 0 | 0 | 0 | 0 | 0 | 0
WT | 0 | 0 | 0 | 0 | 0 | 0
IGCC | 0 | 0 | 0 | 0 | 0 | 0
DemandResponse | 0 | 0 | 0 | 0 | 0 | 0
IGCC-CCS | 0 | 0 | 0 | 0 | 0 | 0
WT_off | 0 | 0 | 0 | 0 | 0 | 0
PseudoUnit | 0 | 0 | 0 | 0 | 0 | 0
FixedInterchange | 0 | 0 | 0 | 0 | 0 | 0
Emission Cost by Reporting Type: Outside_EI
ReportingType | 2015 | 2020 | 2025 | 2030 | 2035 | 2040
BM | 0 | 0 | 0 | 0 | 0 | 0
CC | 0 | 0 | 0 | 0 | 0 | 0
CSP | 0 | 0 | 0 | 0 | 0 | 0
CT | 0 | 0 | 0 | 0 | 0 | 0
Coal | 0 | 0 | 0 | 0 | 0 | 0
Geo | 0 | 0 | 0 | 0 | 0 | 0
H | 0 | 0 | 0 | 0 | 0 | 0
LFG | 0 | 0 | 0 | 0 | 0 | 0
Nuc | 0 | 0 | 0 | 0 | 0 | 0
PS | 0 | 0 | 0 | 0 | 0 | 0
PV | 0 | 0 | 0 | 0 | 0 | 0
PeakG | 0 | 0 | 0 | 0 | 0 | 0
PeakO | 0 | 0 | 0 | 0 | 0 | 0
ST | 0 | 0 | 0 | 0 | 0 | 0
STOG | 0 | 0 | 0 | 0 | 0 | 0
STWD | 0 | 0 | 0 | 0 | 0 | 0
WT | 0 | 0 | 0 | 0 | 0 | 0
IGCC | 0 | 0 | 0 | 0 | 0 | 0
DemandResponse | 0 | 0 | 0 | 0 | 0 | 0
IGCC-CCS | 0 | 0 | 0 | 0 | 0 | 0
WT_off | 0 | 0 | 0 | 0 | 0 | 0
PseudoUnit | 0 | 0 | 0 | 0 | 0 | 0
FixedInterchange | 0 | 0 | 0 | 0 | 0 | 0
#8 | Base VOM Costs ($million)
Base VOM Costs by Reporting Type: Entergy
ReportingType | 2015 | 2020 | 2025 | 2030 | 2035 | 2040
BM | 0 | 0 | 0 | 0 | 0 | 0
CC | 137.65 | 164.65 | 129.56 | 119.85 | 111.1 | 117.1
CSP | 0 | 0 | 0 | 0 | 0 | 0
CT | 0 | 0 | 0 | 0 | 0 | 0
Coal | 233.08 | 211.32 | 232.69 | 235.53 | 235.53 | 235.53
Geo | 0 | 0 | 0 | 0 | 0 | 0
H | 0 | 0 | 0 | 0 | 0 | 0
LFG | 0 | 0 | 0 | 0.01 | 0.01 | 0.01
Nuc | 100.26 | 100.26 | 100.26 | 100.26 | 84.69 | 66.26
PS | 0 | 0 | 0 | 0 | 0 | 0
PV | 0 | 0 | 0 | 0 | 0 | 0
PeakG | 0 | 3.94 | 0 | 0 | 0 | 0
PeakO | 0 | 0 | 0 | 0 | 0 | 0
ST | 0 | 0 | 0 | 0 | 0 | 0
STOG | 1.93 | 0 | 0 | 0 | 0 | 0
STWD | 0 | 0 | 0 | 0 | 0 | 0
WT | 0 | 0 | 0 | 0 | 0 | 0
IGCC | 0 | 0 | 0 | 0 | 0 | 0
DemandResponse | 0 | 0 | 0 | 0 | 0 | 0.19
IGCC-CCS | 0 | 0 | 0 | 0 | 0 | 0
WT_off | 0 | 0 | 0 | 0 | 0 | 0
PseudoUnit | 0 | 0 | 0 | 0 | 0 | 0
FixedInterchange | 0 | 0 | 0 | 0 | 0 | 0
Base VOM Costs by Reporting Type: FRCC
ReportingType | 2015 | 2020 | 2025 | 2030 | 2035 | 2040
BM | 0 | 0 | 0 | 0 | 0 | 0
CC | 354.93 | 361.34 | 355.75 | 365.16 | 454.12 | 475.59
CSP | 0 | 0 | 0 | 0 | 0 | 0
CT | 5.08 | 12.81 | 13.65 | 15.71 | 0 | 0
Coal | 201.13 | 226.6 | 247.62 | 253.68 | 259.3 | 262.94
Geo | 0 | 0 | 0 | 0 | 0 | 0
H | 0 | 0 | 0 | 0 | 0 | 0
LFG | 0.04 | 0.04 | 0.06 | 0.06 | 0.06 | 0.06
Nuc | 76.4 | 76.4 | 76.4 | 76.4 | 46.53 | 15.51
PS | 0 | 0 | 0 | 0 | 0 | 0
PV | 0 | 0 | 0 | 0 | 0 | 0
PeakG | 4.53 | 17.98 | 19.37 | 20.48 | 24.07 | 26.71
PeakO | 0 | 0 | 0 | 0 | 0 | 0
ST | 0 | 0 | 0 | 0 | 0 | 0
STOG | 1.55 | 0 | 0 | 0 | 0 | 0
STWD | 0 | 0.19 | 0.31 | 0.31 | 0.31 | 0.58
WT | 0 | 0 | 0 | 0 | 0 | 0
IGCC | 0 | 0 | 0 | 0 | 0 | 0
DemandResponse | 0 | 0 | 30.4 | 35.51 | 110.74 | 171.17
IGCC-CCS | 0 | 0 | 0 | 0 | 0 | 0
WT_off | 0 | 0 | 0 | 0 | 0 | 0
PseudoUnit | 0 | 0 | 0 | 0 | 0 | 0
FixedInterchange | 0 | 0 | 0 | 0 | 0 | 0
Base VOM Costs by Reporting Type: MAPP_US
ReportingType | 2015 | 2020 | 2025 | 2030 | 2035 | 2040
BM | 0 | 0 | 0 | 0 | 0 | 0
CC | 0 | 0 | 0 | 0 | 0 | 0
CSP | 0 | 0 | 0 | 0 | 0 | 0
CT | 0 | 0.03 | 0.1 | 0.1 | 0 | 0
Coal | 75.47 | 74.01 | 74.01 | 74.01 | 74.01 | 74.01
Geo | 0 | 0 | 0 | 0 | 0 | 0
H | 0 | 0 | 0 | 0 | 0 | 0
LFG | 0 | 0 | 0.01 | 0.01 | 0.01 | 0.01
Nuc | 0 | 0 | 0 | 0 | 0 | 0
PS | 0 | 0 | 0 | 0 | 0 | 0
PV | 0 | 0 | 0 | 0 | 0 | 0
PeakG | 0.21 | 1.42 | 0.13 | 0.13 | 0.26 | 0.01
PeakO | 0 | 0 | 0 | 0 | 0 | 0
ST | 0 | 0 | 0 | 0 | 0 | 0
STOG | 0 | 0 | 0 | 0 | 0 | 0
STWD | 0 | 0 | 0 | 0 | 0 | 0
WT | 0.07 | 0.08 | 0.08 | 0.08 | 0.08 | 0.08
IGCC | 0 | 0 | 0 | 0 | 0 | 0
DemandResponse | 0 | 0 | 0 | 0 | 0 | 0
IGCC-CCS | 0 | 0 | 0 | 0 | 0 | 0
WT_off | 0 | 0 | 0 | 0 | 0 | 0
PseudoUnit | 0 | 0 | 0 | 0 | 0 | 0
FixedInterchange | 0 | 0 | 0 | 0 | 0 | 0
Base VOM Costs by Reporting Type: MISO_IN
ReportingType | 2015 | 2020 | 2025 | 2030 | 2035 | 2040
BM | 0 | 0 | 0 | 0 | 0 | 0
CC | 8.38 | 14.16 | 9.03 | 8.38 | 9.03 | 11.89
CSP | 0 | 0 | 0 | 0 | 0 | 0
CT | 0 | 0 | 0 | 0 | 0 | 0
Coal | 317.68 | 361.7 | 372.85 | 375.08 | 385.16 | 389.65
Geo | 0 | 0 | 0 | 0 | 0 | 0
H | 0 | 0 | 0 | 0 | 0 | 0
LFG | 0 | 0 | 0 | 0.01 | 0.01 | 0.01
Nuc | 0 | 0 | 0 | 0 | 0 | 0
PS | 0 | 0 | 0 | 0 | 0 | 0
PV | 0 | 0 | 0.01 | 0.01 | 0.01 | 0.01
PeakG | 0.12 | 0.77 | 0.81 | 0.81 | 0.81 | 2.42
PeakO | 0 | 0 | 0 | 0 | 0 | 0
ST | 0 | 0 | 0 | 0 | 0 | 0
STOG | 0.13 | 0.27 | 0 | 0 | 0 | 0
STWD | 0 | 0 | 0 | 0 | 0 | 0
WT | 0.02 | 0.02 | 0.02 | 0.02 | 0.02 | 0.02
IGCC | 30.43 | 30.43 | 30.43 | 30.43 | 30.43 | 30.43
DemandResponse | 0 | 0 | 0 | 0 | 0 | 0
IGCC-CCS | 0 | 0 | 0 | 0 | 0 | 0
WT_off | 0 | 0 | 0 | 0 | 0 | 0
PseudoUnit | 0 | 0 | 0 | 0 | 0 | 0
FixedInterchange | 0 | 0 | 0 | 0 | 0 | 0
Base VOM Costs by Reporting Type: MISO_MI
ReportingType | 2015 | 2020 | 2025 | 2030 | 2035 | 2040
BM | 0 | 0 | 0 | 0 | 0 | 0
CC | 28.84 | 33.89 | 20.43 | 19.59 | 24.85 | 24.24
CSP | 0 | 0 | 0 | 0 | 0 | 0
CT | 0 | 0 | 0 | 0 | 0 | 0
Coal | 167.93 | 160.89 | 160.89 | 160.89 | 160.89 | 160.89
Geo | 0 | 0 | 0 | 0 | 0 | 0
H | 0 | 0 | 0 | 0 | 0 | 0
LFG | 0.01 | 0.01 | 0.03 | 0.03 | 0.03 | 0.03
Nuc | 34.93 | 34.93 | 34.93 | 34.93 | 20.54 | 20.54
PS | 0 | 0 | 0 | 0 | 0 | 0
PV | 0 | 0 | 0 | 0 | 0 | 0
PeakG | 0.25 | 0.89 | 0.95 | 0.95 | 2.45 | 2.18
PeakO | 0 | 0 | 0 | 0 | 0 | 0
ST | 0 | 0 | 0 | 0 | 0 | 0
STOG | 1.05 | 2.42 | 0 | 0 | 0 | 0
STWD | 0.19 | 1.21 | 0.24 | 0.25 | 0.25 | 0.41
WT | 0.06 | 0.06 | 0.06 | 0.06 | 0.06 | 0.06
IGCC | 0 | 0 | 0 | 0 | 0 | 0
DemandResponse | 0 | 0 | 0 | 0 | 0 | 0
IGCC-CCS | 0 | 0 | 0 | 0 | 0 | 0
WT_off | 0 | 0 | 0 | 0 | 0 | 0
PseudoUnit | 0 | 0 | 0 | 0 | 0 | 0
FixedInterchange | 0 | 0 | 0 | 0 | 0 | 0
Base VOM Costs by Reporting Type: MISO_MO-IL
ReportingType | 2015 | 2020 | 2025 | 2030 | 2035 | 2040
BM | 0 | 0 | 0 | 0 | 0 | 0
CC | 5.81 | 8.41 | 5.81 | 4.44 | 5.81 | 4.41
CSP | 0 | 0 | 0 | 0 | 0 | 0
CT | 0 | 0 | 0 | 0 | 0 | 0
Coal | 354.64 | 291.91 | 305.24 | 305.1 | 316.96 | 316.96
Geo | 0 | 0 | 0 | 0 | 0 | 0
H | 0 | 0 | 0 | 0 | 0 | 0
LFG | 0 | 0 | 0.02 | 0.02 | 0.02 | 0.02
Nuc | 41.29 | 41.29 | 41.29 | 41.29 | 41.29 | 41.29
PS | 0 | 0 | 0 | 0 | 0 | 0
PV | 0 | 0 | 0 | 0 | 0 | 0
PeakG | 1.27 | 4.9 | 7.02 | 5.52 | 7.53 | 6.15
PeakO | 0 | 0 | 0 | 0 | 0 | 0
ST | 0 | 0 | 0 | 0 | 0 | 0
STOG | 0.26 | 0.51 | 0 | 0 | 0 | 0
STWD | 0 | 0 | 0 | 0 | 0 | 0
WT | 0.02 | 0.02 | 0.02 | 0.02 | 0.02 | 0.02
IGCC | 0 | 0 | 0 | 0 | 0 | 0
DemandResponse | 0 | 0 | 0 | 0 | 0 | 0
IGCC-CCS | 0 | 0 | 0 | 0 | 0 | 0
WT_off | 0 | 0 | 0 | 0 | 0 | 0
PseudoUnit | 0 | 0 | 0 | 0 | 0 | 0
FixedInterchange | 0 | 0 | 0 | 0 | 0 | 0
Base VOM Costs by Reporting Type: MISO_W
ReportingType | 2015 | 2020 | 2025 | 2030 | 2035 | 2040
BM | 0 | 0 | 0 | 0 | 0 | 0
CC | 21.2 | 21.58 | 14.08 | 9.28 | 10.99 | 9.95
CSP | 0 | 0 | 0 | 0 | 0 | 0
CT | 0 | 0 | 0 | 0 | 0 | 0
Coal | 311.88 | 331.82 | 331.82 | 331.82 | 438.02 | 497.1
Geo | 0 | 0 | 0 | 0 | 0 | 0
H | 0 | 0 | 0 | 0 | 0 | 0
LFG | 0.02 | 0.02 | 0.02 | 0.02 | 0.02 | 0.02
Nuc | 43.67 | 43.67 | 43.67 | 43.67 | 0 | 0
PS | 0 | 0 | 0 | 0 | 0 | 0
PV | 0 | 0 | 0 | 0 | 0 | 0
PeakG | 2.72 | 3.23 | 2.56 | 2.17 | 2.56 | 2.13
PeakO | 0 | 0 | 0 | 0 | 0 | 0
ST | 0 | 0 | 0 | 0 | 0 | 0
STOG | 0.04 | 0.02 | 0 | 0 | 0 | 0
STWD | 0 | 0.66 | 0.22 | 0.93 | 0.22 | 0.22
WT | 0.32 | 0.35 | 0.42 | 0.43 | 0.43 | 0.43
IGCC | 0 | 0 | 0 | 0 | 0 | 0
DemandResponse | 0 | 0 | 0 | 0 | 0 | 0
IGCC-CCS | 0 | 0 | 0 | 0 | 0 | 0
WT_off | 0 | 0 | 0 | 0 | 0 | 0
PseudoUnit | 0 | 0 | 0 | 0 | 0 | 0
FixedInterchange | 0 | 0 | 0 | 0 | 0 | 0
Base VOM Costs by Reporting Type: MISO_WUMS
ReportingType | 2015 | 2020 | 2025 | 2030 | 2035 | 2040
BM | 0 | 0 | 0 | 0 | 0 | 0
CC | 34.15 | 36.52 | 24.17 | 18.48 | 26.49 | 24.1
CSP | 0 | 0 | 0 | 0 | 0 | 0
CT | 0 | 0 | 0 | 0 | 0 | 0
Coal | 90.86 | 113.12 | 122.12 | 126.39 | 140.95 | 142.94
Geo | 0 | 0 | 0 | 0 | 0 | 0
H | 0 | 0 | 0 | 0 | 0 | 0
LFG | 0.01 | 0.01 | 0.03 | 0.03 | 0.03 | 0.03
Nuc | 33.6 | 33.6 | 33.6 | 33.6 | 0 | 0
PS | 0 | 0 | 0 | 0 | 0 | 0
PV | 0 | 0 | 0 | 0 | 0 | 0
PeakG | 0.6 | 0.81 | 0.93 | 0.86 | 2.54 | 2.46
PeakO | 0 | 0 | 0 | 0 | 0 | 0
ST | 0 | 0 | 0 | 0 | 0 | 0
STOG | 0 | 0 | 0 | 0 | 0 | 0
STWD | 0 | 0.1 | 0 | 0 | 0 | 0
WT | 0.05 | 0.05 | 0.05 | 0.05 | 0.05 | 0.05
IGCC | 0 | 0 | 0 | 0 | 0 | 0
DemandResponse | 0 | 0 | 0 | 0 | 0 | 0
IGCC-CCS | 0 | 0 | 0 | 0 | 0 | 0
WT_off | 0 | 0 | 0 | 0 | 0 | 0
PseudoUnit | 0 | 0 | 0 | 0 | 0 | 0
FixedInterchange | 0 | 0 | 0 | 0 | 0 | 0
Base VOM Costs by Reporting Type: Nebraska
ReportingType | 2015 | 2020 | 2025 | 2030 | 2035 | 2040
BM | 0 | 0 | 0 | 0 | 0 | 0
CC | 0.6 | 1.08 | 0.6 | 0.66 | 0.76 | 0.66
CSP | 0 | 0 | 0 | 0 | 0 | 0
CT | 0 | 0 | 0 | 0 | 0 | 0
Coal | 117.38 | 127.55 | 126.79 | 126.51 | 127.61 | 127.61
Geo | 0 | 0 | 0 | 0 | 0 | 0
H | 0 | 0 | 0 | 0 | 0 | 0
LFG | 0 | 0 | 0 | 0.01 | 0.01 | 0.01
Nuc | 23.15 | 23.15 | 23.15 | 23.15 | 0 | 0
PS | 0 | 0 | 0 | 0 | 0 | 0
PV | 0 | 0 | 0 | 0 | 0 | 0
PeakG | 0.55 | 0.96 | 0.73 | 0.52 | 1.17 | 0.71
PeakO | 0 | 0 | 0 | 0 | 0 | 0
ST | 0 | 0 | 0 | 0 | 0 | 0
STOG | 0 | 0 | 0 | 0 | 0 | 0
STWD | 0 | 0 | 0 | 0 | 0 | 0
WT | 0.01 | 0.01 | 0.01 | 0.01 | 0.01 | 0.01
IGCC | 0 | 0 | 0 | 0 | 0 | 0
DemandResponse | 0 | 0 | 0 | 0 | 0 | 0
IGCC-CCS | 0 | 0 | 0 | 0 | 0 | 0
WT_off | 0 | 0 | 0 | 0 | 0 | 0
PseudoUnit | 0 | 0 | 0 | 0 | 0 | 0
FixedInterchange | 0 | 0 | 0 | 0 | 0 | 0
Base VOM Costs by Reporting Type: NEISO
ReportingType | 2015 | 2020 | 2025 | 2030 | 2035 | 2040
BM | 9.41 | 5.39 | 0.27 | 2.64 | 5.39 | 2.75
CC | 101.11 | 74.61 | 60.43 | 60.15 | 88.56 | 100.83
CSP | 0 | 0 | 0 | 0 | 0 | 0
CT | 0.03 | 0.11 | 0.11 | 0.1 | 0 | 0
Coal | 0.12 | 0 | 0 | 0 | 0 | 0
Geo | 0 | 0 | 0 | 0 | 0 | 0
H | 0 | 0 | 0 | 0 | 0 | 0
LFG | 0.05 | 0.05 | 0.06 | 0.06 | 0.06 | 0.06
Nuc | 85.9 | 85.9 | 85.9 | 85.9 | 62.06 | 45.84
PS | 0 | 0 | 0 | 0 | 0 | 0
PV | 0 | 0.01 | 0.01 | 0.01 | 0.01 | 0
PeakG | 0.27 | 0.32 | 0.32 | 0.32 | 0.32 | 0.5
PeakO | 0 | 0 | 0 | 0 | 0 | 0
ST | 0 | 0 | 0 | 0 | 0 | 0
STOG | 0 | 0 | 0 | 0 | 0 | 0
STWD | 6.73 | 1.09 | 0.05 | 0.17 | 1.02 | 0.84
WT | 0.01 | 0.09 | 0.12 | 0.14 | 0.14 | 0.14
IGCC | 0 | 0 | 0 | 0 | 0 | 0
DemandResponse | 0 | 0 | 0 | 0 | 0 | 0
IGCC-CCS | 0 | 0 | 0 | 0 | 0 | 0
WT_off | 0.02 | 0.02 | 0.02 | 0.02 | 0 | 0
PseudoUnit | 0 | 0 | 0 | 0 | 0 | 0
FixedInterchange | 0 | 0 | 0 | 0 | 0 | 0
Base VOM Costs by Reporting Type: NonRTO_Midwest
ReportingType | 2015 | 2020 | 2025 | 2030 | 2035 | 2040
BM | 0 | 0 | 0 | 0 | 0 | 0
CC | 0 | 0 | 0 | 0 | 0 | 0
CSP | 0 | 0 | 0 | 0 | 0 | 0
CT | 0 | 0 | 0 | 0 | 0 | 0
Coal | 220.41 | 239.91 | 236.85 | 238.99 | 248.42 | 248.42
Geo | 0 | 0 | 0 | 0 | 0 | 0
H | 0 | 0 | 0 | 0 | 0 | 0
LFG | 0 | 0 | 0 | 0.01 | 0.01 | 0.01
Nuc | 0 | 0 | 0 | 0 | 0 | 0
PS | 0 | 0 | 0 | 0 | 0 | 0
PV | 0 | 0 | 0 | 0 | 0 | 0
PeakG | 1.39 | 7.81 | 3.16 | 2.57 | 4.2 | 2.4
PeakO | 0 | 0 | 0 | 0 | 0 | 0
ST | 0 | 0 | 0 | 0 | 0 | 0
STOG | 0 | 0 | 0 | 0 | 0 | 0
STWD | 0 | 0 | 0 | 0 | 0 | 0
WT | 0 | 0 | 0 | 0 | 0 | 0
IGCC | 0 | 0 | 0 | 0 | 0 | 0
DemandResponse | 0 | 0 | 0 | 0 | 0 | 9.21
IGCC-CCS | 0 | 0 | 0 | 0 | 0 | 0
WT_off | 0 | 0 | 0 | 0 | 0 | 0
PseudoUnit | 0 | 0 | 0 | 0 | 0 | 0
FixedInterchange | 0 | 0 | 0 | 0 | 0 | 0
Base VOM Costs by Reporting Type: NYISO_A-F
ReportingType | 2015 | 2020 | 2025 | 2030 | 2035 | 2040
BM | 0 | 0 | 0 | 0 | 0 | 0
CC | 19.2 | 20.09 | 19.04 | 19.29 | 32.94 | 36.82
CSP | 0 | 0 | 0 | 0 | 0 | 0
CT | 0 | 0 | 0 | 0 | 0 | 0
Coal | 0 | 0 | 0 | 0 | 0 | 0
Geo | 0 | 0 | 0 | 0 | 0 | 0
H | 0 | 0 | 0 | 0 | 0 | 0
LFG | 0.02 | 0.02 | 0.02 | 0.02 | 0.02 | 0.02
Nuc | 62.23 | 62.23 | 62.23 | 50.74 | 40 | 24.24
PS | 0 | 0 | 0 | 0 | 0 | 0
PV | 0 | 0 | 0 | 0 | 0 | 0
PeakG | 0 | 0.06 | 0.06 | 0.04 | 0.06 | 0.22
PeakO | 0 | 0 | 0 | 0 | 0 | 0
ST | 0 | 0 | 0 | 0 | 0 | 0
STOG | 0 | 0 | 0 | 0 | 0 | 0
STWD | 0 | 0 | 0 | 0 | 0 | 0
WT | 0.11 | 0.13 | 0.13 | 0.13 | 0.13 | 0.13
IGCC | 0 | 0 | 0 | 0 | 0 | 0
DemandResponse | 0 | 0 | 0 | 0 | 0 | 0
IGCC-CCS | 0 | 0 | 0 | 0 | 0 | 0
WT_off | 0 | 0 | 0 | 0 | 0 | 0
PseudoUnit | 0 | 0 | 0 | 0 | 0 | 0
FixedInterchange | 0 | 0 | 0 | 0 | 0 | 0
Base VOM Costs by Reporting Type: NYISO_G-I
ReportingType | 2015 | 2020 | 2025 | 2030 | 2035 | 2040
BM | 0 | 0 | 0 | 0 | 0 | 0
CC | 13.29 | 15.11 | 13.25 | 9.81 | 41.38 | 99.14
CSP | 0 | 0 | 0 | 0 | 0 | 0
CT | 0 | 0 | 0 | 0 | 0 | 0
Coal | 6.98 | 0 | 0 | 0 | 0 | 0
Geo | 0 | 0 | 0 | 0 | 0 | 0
H | 0 | 0 | 0 | 0 | 0 | 0
LFG | 0.01 | 0.01 | 0.01 | 0.01 | 0.01 | 0.01
Nuc | 37.82 | 37.82 | 37.82 | 37.82 | 18.96 | 0.01
PS | 0 | 0 | 0 | 0 | 0 | 0
PV | 0 | 0 | 0 | 0 | 0 | 0
PeakG | 0 | 0.02 | 0.02 | 0.02 | 0.02 | 0.02
PeakO | 0 | 0 | 0.01 | 0.01 | 0.02 | 0.02
ST | 0 | 0 | 0 | 0 | 0 | 0
STOG | 0 | 0 | 0 | 0 | 0 | 0
STWD | 0 | 0 | 0 | 0 | 0 | 0
WT | 0 | 0 | 0 | 0 | 0 | 0
IGCC | 0 | 0 | 0 | 0 | 0 | 0
DemandResponse | 0 | 0 | 0 | 0 | 0 | 0
IGCC-CCS | 0 | 0 | 0 | 0 | 0 | 0
WT_off | 0 | 0 | 0 | 0 | 0 | 0
PseudoUnit | 0 | 0 | 0 | 0 | 0 | 0
FixedInterchange | 0 | 0 | 0 | 0 | 0 | 0
Base VOM Costs by Reporting Type: NYISO_J-K
ReportingType | 2015 | 2020 | 2025 | 2030 | 2035 | 2040
BM | 0 | 0 | 0 | 0 | 0 | 0
CC | 59.84 | 68.35 | 66.39 | 61.76 | 71.34 | 81.88
CSP | 0 | 0 | 0 | 0 | 0 | 0
CT | 0 | 0 | 0 | 0 | 0 | 0
Coal | 0 | 0 | 0 | 0 | 0 | 0
Geo | 0 | 0 | 0 | 0 | 0 | 0
H | 0 | 0 | 0 | 0 | 0 | 0
LFG | 0.01 | 0.01 | 0.01 | 0.02 | 0.02 | 0.02
Nuc | 0 | 0 | 0 | 0 | 0 | 0
PS | 0 | 0 | 0 | 0 | 0 | 0
PV | 0 | 0 | 0 | 0 | 0 | 0
PeakG | 0.74 | 3.02 | 3.02 | 3 | 5.16 | 5.57
PeakO | 0 | 0.1 | 0.54 | 0.54 | 0.56 | 0.56
ST | 0 | 0 | 0 | 0 | 0 | 0
STOG | 1.45 | 2.2 | 1.93 | 1.95 | 2.47 | 3.06
STWD | 0 | 0 | 0 | 0 | 0 | 0
WT | 0 | 0 | 0 | 0 | 0 | 0
IGCC | 0 | 0 | 0 | 0 | 0 | 0
DemandResponse | 0 | 0 | 0 | 0 | 0 | 0
IGCC-CCS | 0 | 0 | 0 | 0 | 0 | 0
WT_off | 0 | 0 | 0 | 0 | 0 | 0
PseudoUnit | 0 | 0 | 0 | 0 | 0 | 0
FixedInterchange | 0 | 0 | 0 | 0 | 0 | 0
Base VOM Costs by Reporting Type: PJM_E
ReportingType | 2015 | 2020 | 2025 | 2030 | 2035 | 2040
BM | 0 | 1.12 | 1.12 | 1.12 | 1.12 | 1.12
CC | 61.19 | 110.97 | 101.43 | 95.65 | 167.73 | 203.78
CSP | 0 | 0 | 0 | 0 | 0 | 0
CT | 0 | 0.01 | 0.01 | 0 | 0 | 0
Coal | 0.87 | 0.65 | 0.74 | 0.74 | 0.88 | 0.88
Geo | 0 | 0 | 0 | 0 | 0 | 0
H | 0 | 0 | 0 | 0 | 0 | 0
LFG | 0.04 | 0.05 | 0.05 | 0.05 | 0.05 | 0.05
Nuc | 157.37 | 146 | 146 | 146 | 104.88 | 83.17
PS | 0 | 0 | 0 | 0 | 0 | 0
PV | 0 | 0 | 0 | 0 | 0 | 0
PeakG | 0.6 | 0.79 | 4.43 | 4.43 | 9.11 | 10.94
PeakO | 0 | 0 | 0 | 0 | 0 | 0
ST | 0 | 0 | 0 | 0 | 0 | 0
STOG | 0 | 0 | 0 | 0 | 0 | 0
STWD | 0 | 0 | 0 | 0 | 0 | 0
WT | 0.02 | 0.02 | 0.02 | 0.02 | 0.02 | 0.02
IGCC | 0 | 0 | 0 | 0 | 0 | 0
DemandResponse | 0 | 0 | 0 | 0 | 0 | 28.88
IGCC-CCS | 0 | 0 | 0 | 0 | 0 | 0
WT_off | 0 | 0 | 0.04 | 0.04 | 0.04 | 0.04
PseudoUnit | 0 | 0 | 0 | 0 | 0 | 0
FixedInterchange | 0 | 0 | 0 | 0 | 0 | 0
Base VOM Costs by Reporting Type: PJM_ROM
ReportingType | 2015 | 2020 | 2025 | 2030 | 2035 | 2040
BM | 0 | 0.67 | 0.67 | 0.67 | 0.67 | 0.67
CC | 34.77 | 58.06 | 54.98 | 53.77 | 84.84 | 102.74
CSP | 0 | 0 | 0 | 0 | 0 | 0
CT | 0 | 0.01 | 0.02 | 0.03 | 0 | 0
Coal | 189.23 | 237.23 | 247.33 | 260.25 | 262.79 | 262.79
Geo | 0 | 0 | 0 | 0 | 0 | 0
H | 0 | 0 | 0 | 0 | 0 | 0
LFG | 0.03 | 0.05 | 0.05 | 0.05 | 0.05 | 0.05
Nuc | 93.13 | 93.13 | 93.13 | 93.13 | 61.1 | 44.47
PS | 0 | 0 | 0 | 0 | 0 | 0
PV | 0 | 0.02 | 0.04 | 0.04 | 0.04 | 0.04
PeakG | 0.09 | 0.4 | 0.4 | 0.4 | 4.83 | 5.25
PeakO | 0 | 0 | 0 | 0 | 0 | 0
ST | 0 | 0 | 0 | 0 | 0 | 0
STOG | 0 | 0 | 0 | 0 | 0 | 0
STWD | 0 | 1.16 | 1.16 | 1.16 | 1.16 | 1.16
WT | 0.03 | 0.03 | 0.05 | 0.05 | 0.13 | 0.14
IGCC | 0 | 0 | 0 | 0 | 0 | 0
DemandResponse | 0 | 0 | 0 | 0 | 0 | 0
IGCC-CCS | 0 | 0 | 0 | 0 | 0 | 0
WT_off | 0 | 0 | 0 | 0 | 0 | 0
PseudoUnit | 0 | 0 | 0 | 0 | 0 | 0
FixedInterchange | 0 | 0 | 0 | 0 | 0 | 0
Base VOM Costs by Reporting Type: PJM_ROR
ReportingType | 2015 | 2020 | 2025 | 2030 | 2035 | 2040
BM | 0 | 0.98 | 1.26 | 1.97 | 5.8 | 4.92
CC | 162.78 | 175.43 | 130.75 | 128.34 | 159.99 | 169.96
CSP | 0 | 0 | 0 | 0 | 0 | 0
CT | 0.06 | 0.11 | 0.06 | 0.06 | 0 | 0
Coal | 1347.42 | 1124.29 | 1127.42 | 1130.56 | 1137.2 | 1141.13
Geo | 0 | 0 | 0 | 0 | 0 | 0
H | 0 | 0 | 0.03 | 0.03 | 0.03 | 0.03
LFG | 0.05 | 0.05 | 0.09 | 0.09 | 0.09 | 0.09
Nuc | 370.54 | 370.54 | 370.54 | 354.51 | 275.46 | 185.16
PS | 0 | 0 | 0 | 0 | 0 | 0
PV | 0 | 0 | 0 | 0 | 0 | 0
PeakG | 11.87 | 19.13 | 12.44 | 12.04 | 19.41 | 31.21
PeakO | 0 | 0 | 0 | 0 | 0 | 0
ST | 0 | 0 | 0 | 0 | 0 | 0
STOG | 0 | 0 | 0 | 0 | 0 | 0
STWD | 0 | 1.45 | 1.99 | 2.7 | 3.23 | 3.23
WT | 0.31 | 0.31 | 0.31 | 0.31 | 0.31 | 0.31
IGCC | 0 | 0 | 0 | 0 | 0 | 0
DemandResponse | 0 | 0 | 0 | 0 | 0 | 0
IGCC-CCS | 0 | 0 | 0 | 0 | 0 | 0
WT_off | 0 | 0 | 0 | 0 | 0 | 0
PseudoUnit | 0 | 0 | 0 | 0 | 0 | 0
FixedInterchange | 0 | 0 | 0 | 0 | 0 | 0
Base VOM Costs by Reporting Type: SOCO
ReportingType | 2015 | 2020 | 2025 | 2030 | 2035 | 2040
BM | 0 | 0.03 | 0.12 | 0.12 | 0.19 | 0.19
CC | 278.21 | 292.73 | 246.92 | 249.76 | 248.53 | 149.4
CSP | 0 | 0 | 0 | 0 | 0 | 0
CT | 0 | 0 | 0 | 0 | 0 | 0
Coal | 389 | 376.58 | 444.51 | 444.51 | 444.51 | 739.32
Geo | 0 | 0 | 0 | 0 | 0 | 0
H | 0 | 0 | 0 | 0 | 0 | 0
LFG | 0 | 0 | 0.01 | 0.01 | 0.01 | 0.01
Nuc | 108.01 | 143 | 143 | 143 | 143 | 94.09
PS | 0 | 0 | 0 | 0 | 0 | 0
PV | 0 | 0 | 0 | 0 | 0 | 0
PeakG | 1.52 | 7.46 | 2.88 | 0.6 | 0.92 | 0
PeakO | 0 | 0 | 0 | 0 | 0 | 0
ST | 0 | 0 | 0 | 0 | 0 | 0
STOG | 0 | 0 | 0 | 0 | 0 | 0
STWD | 0 | 0 | 0 | 0 | 0 | 0
WT | 0 | 0 | 0 | 0 | 0 | 0
IGCC | 0 | 0 | 0 | 0 | 0 | 0
DemandResponse | 0 | 0 | 31.05 | 3.84 | 97.19 | 14.22
IGCC-CCS | 0 | 0 | 0 | 0 | 0 | 0
WT_off | 0 | 0 | 0 | 0 | 0 | 0
PseudoUnit | 0 | 0 | 0 | 0 | 0 | 0
FixedInterchange | 0 | 0 | 0 | 0 | 0 | 0
Base VOM Costs by Reporting Type: SPP_N
ReportingType | 2015 | 2020 | 2025 | 2030 | 2035 | 2040
BM | 0 | 0 | 0 | 0 | 0 | 0
CC | 14.89 | 9.26 | 5.55 | 5.03 | 3.63 | 2.94
CSP | 0 | 0 | 0 | 0 | 0 | 0
CT | 0 | 0 | 0 | 0 | 0 | 0
Coal | 236.28 | 235.87 | 235.87 | 235.87 | 235.87 | 235.87
Geo | 0 | 0 | 0 | 0 | 0 | 0
H | 0 | 0 | 0 | 0 | 0 | 0
LFG | 0 | 0 | 0.01 | 0.01 | 0.01 | 0.01
Nuc | 21.45 | 21.45 | 21.45 | 21.45 | 21.45 | 21.45
PS | 0 | 0 | 0 | 0 | 0 | 0
PV | 0 | 0 | 0 | 0 | 0 | 0
PeakG | 1.09 | 6.3 | 5.1 | 4.61 | 2.58 | 2.5
PeakO | 0 | 0 | 0 | 0 | 0 | 0
ST | 0 | 0 | 0 | 0 | 0 | 0
STOG | 0.52 | 0 | 0 | 0 | 0 | 0
STWD | 0 | 0 | 0 | 0 | 0 | 0
WT | 0.05 | 0.05 | 0.05 | 0.05 | 0.31 | 0.32
IGCC | 0 | 0 | 0 | 0 | 0 | 0
DemandResponse | 0 | 0 | 0 | 0 | 0 | 0
IGCC-CCS | 0 | 0 | 0 | 0 | 0 | 0
WT_off | 0 | 0 | 0 | 0 | 0 | 0
PseudoUnit | 0 | 0 | 0 | 0 | 0 | 0
FixedInterchange | 0 | 0 | 0 | 0 | 0 | 0
Base VOM Costs by Reporting Type: SPP_S
ReportingType | 2015 | 2020 | 2025 | 2030 | 2035 | 2040
BM | 0 | 0 | 0 | 0 | 0 | 0
CC | 59.09 | 110.76 | 79.74 | 75.36 | 35 | 30.64
CSP | 0 | 0 | 0 | 0 | 0 | 0
CT | 0 | 2.01 | 2.86 | 2.86 | 1.13 | 0
Coal | 370.21 | 326.69 | 351.53 | 353.68 | 353.68 | 353.68
Geo | 0 | 0 | 0 | 0 | 0 | 0
H | 0 | 0 | 0 | 0 | 0 | 0
LFG | 0 | 0 | 0.01 | 0.01 | 0.01 | 0.01
Nuc | 0 | 0 | 0 | 0 | 0 | 0
PS | 0 | 0 | 0 | 0 | 0 | 0
PV | 0 | 0 | 0 | 0 | 0 | 0
PeakG | 0 | 3.3 | 7.56 | 4.98 | 2.99 | 2.75
PeakO | 0 | 0 | 0 | 0 | 0 | 0
ST | 0 | 0 | 0 | 0 | 0 | 0
STOG | 2.36 | 3.45 | 0 | 0 | 0 | 0
STWD | 0 | 0 | 0 | 0 | 0 | 0
WT | 0.11 | 0.18 | 0.18 | 0.18 | 0.35 | 0.37
IGCC | 0 | 0 | 0 | 0 | 0 | 0
DemandResponse | 0 | 0 | 0 | 0 | 0 | 0
IGCC-CCS | 0 | 0 | 0 | 0 | 0 | 0
WT_off | 0 | 0 | 0 | 0 | 0 | 0
PseudoUnit | 0 | 0 | 0 | 0 | 0 | 0
FixedInterchange | 0 | 0 | 0 | 0 | 0 | 0
Base VOM Costs by Reporting Type: TVA
ReportingType | 2015 | 2020 | 2025 | 2030 | 2035 | 2040
BM | 0 | 0 | 0 | 0 | 0 | 0
CC | 58.35 | 68.49 | 51.44 | 45.06 | 66.71 | 62.78
CSP | 0 | 0 | 0 | 0 | 0 | 0
CT | 0 | 0 | 0 | 0 | 0 | 0
Coal | 279.8 | 260.25 | 260.25 | 260.25 | 260.25 | 310.5
Geo | 0 | 0 | 0 | 0 | 0 | 0
H | 0 | 0 | 0 | 0 | 0 | 0
LFG | 0 | 0 | 0 | 0.01 | 0.01 | 0.01
Nuc | 152.12 | 152.12 | 152.12 | 152.12 | 105.66 | 82.02
PS | 0 | 0 | 0 | 0 | 0 | 0
PV | 0 | 0 | 0 | 0 | 0 | 0
PeakG | 0 | 0.64 | 0 | 0 | 0 | 0
PeakO | 0 | 0 | 0 | 0 | 0 | 0
ST | 0 | 0 | 0 | 0 | 0 | 0
STOG | 0 | 0 | 0 | 0 | 0 | 0
STWD | 0 | 0 | 0 | 0 | 0 | 0
WT | 0 | 0 | 0 | 0 | 0 | 0
IGCC | 0 | 0 | 0 | 0 | 0 | 0
DemandResponse | 0 | 0 | 0 | 0 | 51.01 | 69.27
IGCC-CCS | 0 | 0 | 0 | 0 | 0 | 0
WT_off | 0 | 0 | 0 | 0 | 0 | 0
PseudoUnit | 0 | 0 | 0 | 0 | 0 | 0
FixedInterchange | 0 | 0 | 0 | 0 | 0 | 0
Base VOM Costs by Reporting Type: TVA_Transmission
ReportingType | 2015 | 2020 | 2025 | 2030 | 2035 | 2040
BM | 0 | 0 | 0 | 0 | 0 | 0
CC | 0 | 0 | 0 | 0 | 0 | 0
CSP | 0 | 0 | 0 | 0 | 0 | 0
CT | 0 | 0 | 0 | 0 | 0 | 0
Coal | 0 | 0 | 0 | 0 | 0 | 0
Geo | 0 | 0 | 0 | 0 | 0 | 0
H | 0 | 0 | 0 | 0 | 0 | 0
LFG | 0 | 0 | 0 | 0 | 0 | 0
Nuc | 0 | 0 | 0 | 0 | 0 | 0
PS | 0 | 0 | 0 | 0 | 0 | 0
PV | 0 | 0 | 0 | 0 | 0 | 0
PeakG | 0 | 0 | 0 | 0 | 0 | 0
PeakO | 0 | 0 | 0 | 0 | 0 | 0
ST | 0 | 0 | 0 | 0 | 0 | 0
STOG | 0 | 0 | 0 | 0 | 0 | 0
STWD | 0 | 0 | 0 | 0 | 0 | 0
WT | 0 | 0 | 0 | 0 | 0 | 0
IGCC | 0 | 0 | 0 | 0 | 0 | 0
DemandResponse | 0 | 0 | 0 | 0 | 0 | 0
IGCC-CCS | 0 | 0 | 0 | 0 | 0 | 0
WT_off | 0 | 0 | 0 | 0 | 0 | 0
PseudoUnit | 0 | 0 | 0 | 0 | 0 | 0
FixedInterchange | 0 | 0 | 0 | 0 | 0 | 0
Base VOM Costs by Reporting Type: VACAR
ReportingType | 2015 | 2020 | 2025 | 2030 | 2035 | 2040
BM | 0.03 | 5.87 | 17.4 | 19.1 | 19.1 | 19.81
CC | 101.54 | 96.36 | 68.07 | 62.93 | 89.71 | 118.68
CSP | 0 | 0 | 0 | 0 | 0 | 0
CT | 0.73 | 2.71 | 1.39 | 1.39 | 0 | 0
Coal | 330.11 | 304.14 | 341.29 | 360.35 | 385.89 | 400.71
Geo | 0 | 0 | 0 | 0 | 0 | 0
H | 0 | 0 | 0 | 0 | 0 | 0
LFG | 0.01 | 0.01 | 0.01 | 0.01 | 0.01 | 0.01
Nuc | 211.36 | 248.42 | 248.42 | 248.42 | 188.36 | 154
PS | 0 | 0 | 0 | 0 | 0 | 0
PV | 0 | 0 | 0 | 0 | 0 | 0
PeakG | 1.21 | 6.72 | 5.48 | 5.92 | 19.6 | 23.68
PeakO | 0 | 0 | 0 | 0 | 0 | 0
ST | 0 | 0 | 0 | 0 | 0 | 0
STOG | 0 | 0 | 0 | 0 | 0 | 0
STWD | 4.67 | 4.67 | 4.67 | 3.92 | 4.56 | 4.67
WT | 0 | 0.08 | 0.08 | 0.08 | 0.08 | 0.08
IGCC | 0 | 0 | 0 | 0 | 0 | 0
DemandResponse | 0 | 0 | 2.23 | 1.2 | 106.48 | 221.56
IGCC-CCS | 0 | 0 | 0 | 0 | 0 | 0
WT_off | 0 | 0 | 0 | 0 | 0 | 0
PseudoUnit | 0 | 0 | 0 | 0 | 0 | 0
FixedInterchange | 0 | 0 | 0 | 0 | 0 | 0
Base VOM Costs by Reporting Type: IESO
ReportingType | 2015 | 2020 | 2025 | 2030 | 2035 | 2040
BM | 0 | 0.02 | 0.02 | 0.04 | 0.05 | 0.05
CC | 1.27 | 1.13 | 0.95 | 1.25 | 9.65 | 21.01
CSP | 0 | 0 | 0 | 0 | 0 | 0
CT | 0 | 0.03 | 0.12 | 0.08 | 0.12 | 0.39
Coal | 0 | 0 | 0 | 0 | 0 | 0
Geo | 0 | 0 | 0 | 0 | 0 | 0
H | 0 | 0 | 0 | 0 | 0 | 0
LFG | 0.01 | 0.01 | 0.01 | 0.01 | 0.01 | 0.01
Nuc | 240.73 | 240.73 | 240.73 | 240.73 | 221.68 | 193.2
PS | 0 | 0 | 0 | 0 | 0 | 0
PV | 0 | 0 | 0 | 0 | 0 | 0
PeakG | 0 | 0.01 | 0.01 | 0.01 | 0.02 | 0.02
PeakO | 0 | 0 | 0 | 0 | 0 | 0
ST | 0 | 0 | 0 | 0 | 0 | 0
STOG | 0 | 0 | 0 | 0 | 0 | 0
STWD | 0 | 0 | 0 | 0 | 0 | 0
WT | 0.09 | 0.09 | 0.09 | 0.09 | 0.04 | 0.04
IGCC | 0 | 0 | 0 | 0 | 0 | 0
DemandResponse | 0 | 0 | 0 | 0 | 0 | 0
IGCC-CCS | 0 | 0 | 0 | 0 | 0 | 0
WT_off | 0 | 0 | 0 | 0 | 0 | 0
PseudoUnit | 0 | 0 | 0 | 0 | 0 | 0
FixedInterchange | 0 | 0 | 0 | 0 | 0 | 0
Base VOM Costs by Reporting Type: MAPP_CA
ReportingType | 2015 | 2020 | 2025 | 2030 | 2035 | 2040
BM | 0 | 0 | 0 | 0 | 0 | 0
CC | 9.1 | 10.88 | 7.63 | 7.08 | 3.12 | 0
CSP | 0 | 0 | 0 | 0 | 0 | 0
CT | 0 | 0 | 0 | 0 | 0 | 0
Coal | 0.77 | 2.28 | 0 | 0 | 0 | 0
Geo | 0 | 0 | 0 | 0 | 0 | 0
H | 0 | 0 | 0 | 0 | 0.07 | 0.18
LFG | 0 | 0 | 0 | 0 | 0 | 0
Nuc | 0 | 0 | 0 | 0 | 0 | 0
PS | 0 | 0 | 0 | 0 | 0 | 0
PV | 0 | 0 | 0 | 0 | 0 | 0
PeakG | 0.01 | 0.1 | 0.15 | 0.15 | 0 | 0
PeakO | 0 | 0 | 0 | 0 | 0 | 0
ST | 0 | 0 | 0 | 0 | 0 | 0
STOG | 0.01 | 0.01 | 0.01 | 0 | 0 | 0
STWD | 0 | 0 | 0 | 0 | 0 | 0
WT | 0.02 | 0.02 | 0.02 | 0.02 | 0.01 | 0.01
IGCC | 0 | 0 | 0 | 0 | 0 | 0
DemandResponse | 0 | 0 | 0 | 0 | 0 | 0
IGCC-CCS | 0 | 0 | 0 | 0 | 0 | 0
WT_off | 0 | 0 | 0 | 0 | 0 | 0
PseudoUnit | 0 | 0 | 0 | 0 | 0 | 0
FixedInterchange | 0 | 0 | 0 | 0 | 0 | 0
Base VOM Costs by Reporting Type: AZ_NM_SNV_Coal
ReportingType | 2015 | 2020 | 2025 | 2030 | 2035 | 2040
BM | 0 | 0 | 0 | 0 | 0 | 0
CC | 0 | 0 | 0 | 0 | 0 | 0
CSP | 0 | 0 | 0 | 0 | 0 | 0
CT | 0 | 0 | 0 | 0 | 0 | 0
Coal | 273.4 | 317.72 | 317.72 | 317.72 | 318.19 | 459.34
Geo | 0 | 0 | 0 | 0 | 0 | 0
H | 0 | 0 | 0 | 0 | 0 | 0
LFG | 0 | 0 | 0 | 0 | 0 | 0
Nuc | 0 | 0 | 0 | 0 | 0 | 0
PS | 0 | 0 | 0 | 0 | 0 | 0
PV | 0 | 0 | 0 | 0 | 0 | 0
PeakG | 0 | 0 | 0 | 0 | 0 | 0
PeakO | 0 | 0 | 0 | 0 | 0 | 0
ST | 0 | 0 | 0 | 0 | 0 | 0
STOG | 0 | 0 | 0 | 0 | 0 | 0
STWD | 0 | 0 | 0 | 0 | 0 | 0
WT | 0 | 0 | 0 | 0 | 0 | 0
IGCC | 0 | 0 | 0 | 0 | 0 | 0
DemandResponse | 0 | 0 | 0 | 0 | 0 | 0
IGCC-CCS | 0 | 0 | 0 | 0 | 0 | 0
WT_off | 0 | 0 | 0 | 0 | 0 | 0
PseudoUnit | 0 | 0 | 0 | 0 | 0 | 0
FixedInterchange | 0 | 0 | 0 | 0 | 0 | 0
Base VOM Costs by Reporting Type: AZ_NM_SNV_Gas
ReportingType | 2015 | 2020 | 2025 | 2030 | 2035 | 2040
BM | 0 | 0 | 0 | 0 | 0 | 0
CC | 242.6 | 240.12 | 235 | 241.27 | 242.6 | 236.29
CSP | 0 | 0 | 0 | 0 | 0 | 0
CT | 0 | 0.07 | 0.24 | 0.75 | 0 | 0
Coal | 0 | 0 | 0 | 0 | 0 | 0
Geo | 0 | 0 | 0 | 0 | 0 | 0
H | 0 | 0 | 0 | 0 | 0 | 0
LFG | 0 | 0 | 0 | 0 | 0 | 0
Nuc | 0 | 0 | 0 | 0 | 0 | 0
PS | 0 | 0 | 0 | 0 | 0 | 0
PV | 0 | 0 | 0 | 0 | 0 | 0
PeakG | 0 | 0 | 0 | 0 | 0 | 0
PeakO | 0 | 0 | 0 | 0 | 0 | 0
ST | 0 | 0 | 0 | 0 | 0 | 0
STOG | 0 | 0 | 0 | 0 | 0 | 0
STWD | 0 | 0 | 0 | 0 | 0 | 0
WT | 0 | 0 | 0 | 0 | 0 | 0
IGCC | 0 | 0 | 0 | 0 | 0 | 0
DemandResponse | 0 | 0 | 0 | 0 | 0 | 0
IGCC-CCS | 0 | 0 | 0 | 0 | 0 | 0
WT_off | 0 | 0 | 0 | 0 | 0 | 0
PseudoUnit | 0 | 0 | 0 | 0 | 0 | 0
FixedInterchange | 0 | 0 | 0 | 0 | 0 | 0
Base VOM Costs by Reporting Type: AZ_NM_SNV_NucRenew
ReportingType | 2015 | 2020 | 2025 | 2030 | 2035 | 2040
BM | 0 | 0 | 0 | 0 | 0 | 0
CC | 0 | 0 | 0 | 0 | 0 | 0
CSP | 0 | 0 | 0 | 0 | 0 | 0
CT | 0 | 0 | 0 | 0 | 0 | 0
Coal | 0 | 0 | 0 | 0 | 0 | 0
Geo | 0 | 0 | 116.31 | 116.31 | 116.31 | 116.31
H | 0 | 0 | 0 | 0 | 0 | 0
LFG | 0 | 0.01 | 0.01 | 0.01 | 0.01 | 0.01
Nuc | 71.66 | 71.66 | 71.66 | 71.66 | 71.66 | 71.66
PS | 0 | 0 | 0 | 0 | 0 | 0
PV | 0 | 0 | 0 | 0 | 0 | 0
PeakG | 0 | 0 | 0 | 0 | 0 | 0
PeakO | 0 | 0 | 0 | 0 | 0 | 0
ST | 0.01 | 0.02 | 0.03 | 0.03 | 0.03 | 0.03
STOG | 0 | 0 | 0 | 0 | 0 | 0
STWD | 0.43 | 0.43 | 0.01 | 0.43 | 0.43 | 0.43
WT | 0.02 | 0.08 | 0.08 | 0.08 | 0.08 | 0.08
IGCC | 0 | 0 | 0 | 0 | 0 | 0
DemandResponse | 0 | 0 | 0 | 0 | 0 | 0
IGCC-CCS | 0 | 0 | 0 | 0 | 0 | 0
WT_off | 0 | 0 | 0 | 0 | 0 | 0
PseudoUnit | 0 | 0 | 0 | 0 | 0 | 0
FixedInterchange | 0 | 0 | 0 | 0 | 0 | 0
Base VOM Costs by Reporting Type: ERCOT
ReportingType | 2015 | 2020 | 2025 | 2030 | 2035 | 2040
BM | 0 | 0.02 | 0.29 | 0.29 | 0.39 | 0.29
CC | 344.71 | 326.01 | 279.72 | 273.15 | 265.98 | 169.46
CSP | 0 | 0 | 0 | 0 | 0 | 0
CT | 0 | 0.48 | 1 | 1 | 0 | 0
Coal | 430.97 | 531.28 | 591.86 | 591.86 | 591.86 | 591.86
Geo | 0 | 0 | 0 | 0 | 0 | 0
H | 0 | 0 | 0 | 0 | 0 | 0
LFG | 0.01 | 0.01 | 0.04 | 0.04 | 0.04 | 0.04
Nuc | 94.14 | 94.14 | 94.14 | 94.14 | 94.14 | 94.14
PS | 0 | 0 | 0 | 0 | 0 | 0
PV | 0 | 0 | 0 | 0 | 0 | 0
PeakG | 0 | 3.71 | 7.04 | 7.5 | 7.83 | 6.18
PeakO | 0 | 0.01 | 0 | 0 | 0 | 0
ST | 0 | 0 | 0 | 0 | 0 | 0
STOG | 8.4 | 10.19 | 6.29 | 4.75 | 3.73 | 0
STWD | 0 | 0 | 0 | 0 | 0 | 0
WT | 0.32 | 0.32 | 0.32 | 0.32 | 0.32 | 0.76
IGCC | 0 | 0 | 0 | 0 | 0 | 0
DemandResponse | 0 | 9.03 | 74.53 | 72.09 | 74.07 | 81.54
IGCC-CCS | 0 | 0 | 0 | 0 | 0 | 0
WT_off | 0 | 0 | 0 | 0 | 0 | 0
PseudoUnit | 0 | 0 | 0 | 0 | 0 | 0
FixedInterchange | 0 | 0 | 0 | 0 | 0 | 0
Base VOM Costs by Reporting Type: NP15
ReportingType | 2015 | 2020 | 2025 | 2030 | 2035 | 2040
BM | 0 | 0 | 0 | 0 | 0 | 0
CC | 90.45 | 27.89 | 14.24 | 23.57 | 24.51 | 10.59
CSP | 0 | 0 | 0 | 0 | 0 | 0
CT | 0 | 0 | 0 | 0 | 0 | 0
Coal | 0.81 | 0 | 0 | 0 | 0 | 0
Geo | 0.11 | 24.21 | 48.23 | 48.23 | 48.23 | 48.23
H | 0 | 0 | 0 | 0 | 0 | 0
LFG | 0.01 | 0.06 | 0.06 | 0.06 | 0.06 | 0.06
Nuc | 42.53 | 42.53 | 42.53 | 42.53 | 42.53 | 42.53
PS | 0 | 0 | 0 | 0 | 0 | 0
PV | 0 | 0 | 0 | 0 | 0 | 0
PeakG | 0 | 0 | 0 | 0 | 0 | 0
PeakO | 0 | 0 | 0 | 0 | 0 | 0
ST | 0 | 0 | 0 | 0 | 0 | 0
STOG | 0.16 | 0.03 | 0 | 0 | 0 | 0
STWD | 7.35 | 7.35 | 0.1 | 4.56 | 0.13 | 2.13
WT | 0.04 | 0.08 | 0.08 | 0.08 | 0.1 | 0.11
IGCC | 0 | 0 | 0 | 0 | 0 | 0
DemandResponse | 0 | 0 | 0 | 0 | 0 | 0
IGCC-CCS | 0 | 0 | 0 | 0 | 0 | 0
WT_off | 0 | 0 | 0 | 0 | 0 | 0
PseudoUnit | 0 | 0 | 0 | 0 | 0 | 0
FixedInterchange | 0 | 0 | 0 | 0 | 0 | 0
Base VOM Costs by Reporting Type: NWPP_Coal
ReportingType | 2015 | 2020 | 2025 | 2030 | 2035 | 2040
BM | 0 | 0 | 0 | 0 | 0 | 0
CC | 0 | 0 | 0 | 0 | 0 | 0
CSP | 0 | 0 | 0 | 0 | 0 | 0
CT | 0 | 0 | 0 | 0 | 0 | 0
Coal | 350.2 | 386.28 | 386.28 | 386.28 | 386.28 | 386.28
Geo | 0 | 0 | 0 | 0 | 0 | 0
H | 0 | 0 | 0 | 0 | 0 | 0
LFG | 0 | 0 | 0 | 0 | 0 | 0
Nuc | 0 | 0 | 0 | 0 | 0 | 0
PS | 0 | 0 | 0 | 0 | 0 | 0
PV | 0 | 0 | 0 | 0 | 0 | 0
PeakG | 0 | 0 | 0 | 0 | 0 | 0
PeakO | 0 | 0 | 0 | 0 | 0 | 0
ST | 0 | 0 | 0 | 0 | 0 | 0
STOG | 0 | 0 | 0 | 0 | 0 | 0
STWD | 0 | 0 | 0 | 0 | 0 | 0
WT | 0 | 0 | 0 | 0 | 0 | 0
IGCC | 0 | 0 | 0 | 0 | 0 | 0
DemandResponse | 0 | 0 | 0 | 0 | 0 | 0
IGCC-CCS | 0 | 0 | 0 | 0 | 0 | 0
WT_off | 0 | 0 | 0 | 0 | 0 | 0
PseudoUnit | 0 | 0 | 0 | 0 | 0 | 0
FixedInterchange | 0 | 0 | 0 | 0 | 0 | 0
Base VOM Costs by Reporting Type: NWPP_Gas
ReportingType | 2015 | 2020 | 2025 | 2030 | 2035 | 2040
BM | 0 | 0 | 0 | 0 | 0 | 0
CC | 94.37 | 94.37 | 89.82 | 94.37 | 94.37 | 83.87
CSP | 0 | 0 | 0 | 0 | 0 | 0
CT | 0 | 0 | 0 | 0 | 0 | 0
Coal | 0 | 0 | 0 | 0 | 23.76 | 32.4
Geo | 0 | 0 | 0 | 0 | 0 | 0
H | 0 | 0 | 0 | 0 | 0 | 0
LFG | 0 | 0 | 0 | 0 | 0 | 0
Nuc | 0 | 0 | 0 | 0 | 0 | 0
PS | 0 | 0 | 0 | 0 | 0 | 0
PV | 0 | 0 | 0 | 0 | 0 | 0
PeakG | 0 | 0 | 0 | 0 | 0 | 0
PeakO | 0 | 0 | 0 | 0 | 0 | 0
ST | 0 | 0 | 0 | 0 | 0 | 0
STOG | 0 | 0 | 0 | 0 | 0 | 0
STWD | 0 | 0 | 0 | 0 | 0 | 0
WT | 0 | 0 | 0 | 0 | 0 | 0
IGCC | 0 | 0 | 0 | 0 | 0 | 0
DemandResponse | 0 | 0 | 0 | 0 | 0 | 0
IGCC-CCS | 0 | 0 | 0 | 0 | 0 | 0
WT_off | 0 | 0 | 0 | 0 | 0 | 0
PseudoUnit | 0 | 0 | 0 | 0 | 0 | 0
FixedInterchange | 0 | 0 | 0 | 0 | 0 | 0
Base VOM Costs by Reporting Type: NWPP_NucRenew
ReportingType | 2015 | 2020 | 2025 | 2030 | 2035 | 2040
BM | 0 | 0 | 0 | 0 | 0 | 0
CC | 0 | 0 | 0 | 0 | 0 | 0
CSP | 0 | 0 | 0 | 0 | 0 | 0
CT | 0 | 0 | 0 | 0 | 0 | 0
Coal | 0 | 0 | 0 | 0 | 0 | 0
Geo | 6.93 | 6.93 | 41.74 | 41.74 | 41.74 | 41.74
H | 0 | 0 | 0 | 0 | 0 | 0
LFG | 0.01 | 0.03 | 0.03 | 0.03 | 0.03 | 0.03
Nuc | 20.91 | 20.91 | 20.91 | 20.91 | 20.91 | 20.91
PS | 0 | 0 | 0 | 0 | 0 | 0
PV | 0 | 0 | 0 | 0 | 0 | 0
PeakG | 0 | 0 | 0 | 0 | 0 | 0
PeakO | 0 | 0 | 0 | 0 | 0 | 0
ST | 0 | 0 | 0 | 0 | 0 | 0
STOG | 0 | 0 | 0 | 0 | 0 | 0
STWD | 0 | 0 | 0 | 0 | 0 | 0
WT | 0.19 | 0.19 | 0.19 | 0.19 | 0.19 | 0.19
IGCC | 0 | 0 | 0 | 0 | 0 | 0
DemandResponse | 0 | 0 | 0 | 0 | 0 | 0
IGCC-CCS | 0 | 0 | 0 | 0 | 0 | 0
WT_off | 0 | 0 | 0 | 0 | 0 | 0
PseudoUnit | 0 | 0 | 0 | 0 | 0 | 0
FixedInterchange | 0 | 0 | 0 | 0 | 0 | 0
Base VOM Costs by Reporting Type: RMPA
ReportingType | 2015 | 2020 | 2025 | 2030 | 2035 | 2040
BM | 0 | 0 | 0 | 0 | 0 | 0
CC | 12.43 | 10.35 | 0 | 0 | 0 | 0
CSP | 0 | 0 | 0 | 0 | 0 | 0
CT | 0 | 0 | 0.01 | 0.05 | 0 | 0
Coal | 204.64 | 218.99 | 207.95 | 207.95 | 224.54 | 236.78
Geo | 0 | 26.03 | 203.16 | 206.14 | 206.14 | 206.14
H | 0 | 0 | 0 | 0 | 0 | 0
LFG | 0 | 0 | 0 | 0 | 0 | 0
Nuc | 0 | 0 | 0 | 0 | 0 | 0
PS | 0 | 0 | 0 | 0 | 0 | 0
PV | 0 | 0 | 0 | 0 | 0 | 0
PeakG | 0.44 | 1.06 | 0.66 | 0.97 | 1.47 | 0.49
PeakO | 0 | 0 | 0 | 0 | 0 | 0
ST | 0 | 0.01 | 0.01 | 0.01 | 0.01 | 0.01
STOG | 0 | 0 | 0 | 0 | 0 | 0
STWD | 0 | 0 | 0 | 0 | 0 | 0
WT | 0.07 | 0.07 | 0.07 | 0.07 | 0.07 | 0.07
IGCC | 0 | 0 | 0 | 0 | 0 | 0
DemandResponse | 0 | 0 | 0 | 0 | 0 | 0
IGCC-CCS | 0 | 0 | 0 | 0 | 0 | 0
WT_off | 0 | 0 | 0 | 0 | 0 | 0
PseudoUnit | 0 | 0 | 0 | 0 | 0 | 0
FixedInterchange | 0 | 0 | 0 | 0 | 0 | 0
Base VOM Costs by Reporting Type: SP15
ReportingType | 2015 | 2020 | 2025 | 2030 | 2035 | 2040
BM | 0.22 | 0.22 | 0.13 | 0.22 | 0.22 | 0.16
CC | 57.48 | 46.62 | 20.86 | 29.92 | 36.16 | 11.16
CSP | 0 | 0 | 0 | 0 | 0 | 0
CT | 0 | 0 | 0 | 0 | 0 | 0
Coal | 2.89 | 0 | 0 | 0 | 0 | 0
Geo | 4.1 | 120.4 | 120.4 | 120.4 | 120.4 | 120.4
H | 0 | 0 | 0 | 0 | 0 | 0
LFG | 0.02 | 0.07 | 0.07 | 0.07 | 0.07 | 0.07
Nuc | 41.61 | 41.61 | 41.61 | 41.61 | 41.61 | 41.61
PS | 0 | 0 | 0 | 0 | 0 | 0
PV | 0 | 0 | 0 | 0 | 0 | 0
PeakG | 0 | 0 | 0.05 | 0.19 | 0.73 | 0
PeakO | 0 | 0 | 0 | 0 | 0 | 0
ST | 0.02 | 0.02 | 0.02 | 0.02 | 0.02 | 0.02
STOG | 0.43 | 0.27 | 0.12 | 0.2 | 0.36 | 0.16
STWD | 1.98 | 1.98 | 0.11 | 1.98 | 0.94 | 0.62
WT | 0.07 | 0.07 | 0.07 | 0.07 | 0.07 | 0.07
IGCC | 0 | 0 | 0 | 0 | 0 | 0
DemandResponse | 0 | 0 | 0 | 0 | 0 | 0
IGCC-CCS | 0 | 0 | 0 | 0 | 0 | 0
WT_off | 0 | 0 | 0 | 0 | 0 | 0
PseudoUnit | 0 | 0 | 0 | 0 | 0 | 0
FixedInterchange | 0 | 0 | 0 | 0 | 0 | 0
Base VOM Costs by Reporting Type: ALB
ReportingType | 2015 | 2020 | 2025 | 2030 | 2035 | 2040
BM | 0 | 0 | 0 | 0 | 0 | 0
CC | 39.48 | 44.03 | 48.67 | 54.55 | 59.41 | 71.62
CSP | 0 | 0 | 0 | 0 | 0 | 0
CT | 0 | 0 | 0 | 0 | 0 | 0
Coal | 167.67 | 167.67 | 167.67 | 167.67 | 167.67 | 167.67
Geo | 0 | 0 | 0 | 0 | 0 | 0
H | 0 | 0 | 0 | 0 | 0 | 0
LFG | 0 | 0 | 0 | 0 | 0 | 0
Nuc | 0 | 0 | 0 | 0 | 0 | 0
PS | 0 | 0 | 0 | 0 | 0 | 0
PV | 0 | 0 | 0 | 0 | 0 | 0
PeakG | 0 | 0 | 0 | 0 | 0 | 0
PeakO | 0 | 0 | 0 | 0 | 0 | 0
ST | 0 | 0 | 0 | 0 | 0 | 0
STOG | 0 | 0 | 0 | 0 | 0 | 0
STWD | 0 | 0 | 0 | 0 | 0 | 0
WT | 0.02 | 0.02 | 0.02 | 0.02 | 0.02 | 0.02
IGCC | 0 | 0 | 0 | 0 | 0 | 0
DemandResponse | 0 | 0 | 0 | 0 | 0 | 0
IGCC-CCS | 0 | 0 | 0 | 0 | 0 | 0
WT_off | 0 | 0 | 0 | 0 | 0 | 0
PseudoUnit | 0 | 0 | 0 | 0 | 0 | 0
FixedInterchange | 0 | 0 | 0 | 0 | 0 | 0
Base VOM Costs by Reporting Type: BC
ReportingType | 2015 | 2020 | 2025 | 2030 | 2035 | 2040
BM | 0 | 0 | 0 | 0 | 0 | 0
CC | 16.67 | 16.67 | 16.67 | 18.78 | 24.55 | 24.55
CSP | 0 | 0 | 0 | 0 | 0 | 0
CT | 0 | 0 | 0 | 0 | 0 | 0
Coal | 0 | 0 | 0 | 0 | 0 | 0
Geo | 0 | 0 | 0 | 0 | 0 | 0
H | 0 | 0 | 0 | 0 | 0 | 0
LFG | 0 | 0 | 0 | 0 | 0 | 0
Nuc | 0 | 0 | 0 | 0 | 0 | 0
PS | 0 | 0 | 0 | 0 | 0 | 0
PV | 0 | 0 | 0 | 0 | 0 | 0
PeakG | 0 | 0 | 0 | 0 | 0 | 0
PeakO | 0 | 0 | 0 | 0 | 0 | 0
ST | 0 | 0 | 0 | 0 | 0 | 0
STOG | 0 | 0 | 0 | 0 | 0 | 0
STWD | 0 | 0 | 0 | 0 | 0 | 0
WT | 0.01 | 0.01 | 0.01 | 0.01 | 0.01 | 0.01
IGCC | 0 | 0 | 0 | 0 | 0 | 0
DemandResponse | 0 | 0 | 0 | 0 | 0 | 0
IGCC-CCS | 0 | 0 | 0 | 0 | 0 | 0
WT_off | 0 | 0 | 0 | 0 | 0 | 0
PseudoUnit | 0 | 0 | 0 | 0 | 0 | 0
FixedInterchange | 0 | 0 | 0 | 0 | 0 | 0
Base VOM Costs by Reporting Type: HQ_IESO
ReportingType | 2015 | 2020 | 2025 | 2030 | 2035 | 2040
BM | 0 | 0 | 0 | 0 | 0 | 0
CC | 0 | 0 | 0 | 0 | 0 | 0
CSP | 0 | 0 | 0 | 0 | 0 | 0
CT | 0 | 0 | 0 | 0 | 0 | 0
Coal | 0 | 0 | 0 | 0 | 0 | 0
Geo | 0 | 0 | 0 | 0 | 0 | 0
H | 0 | 0 | 0 | 0 | 0 | 0
LFG | 0 | 0 | 0 | 0 | 0 | 0
Nuc | 0 | 0 | 0 | 0 | 0 | 0
PS | 0 | 0 | 0 | 0 | 0 | 0
PV | 0 | 0 | 0 | 0 | 0 | 0
PeakG | 0 | 0 | 0 | 0 | 0 | 0
PeakO | 0 | 0 | 0 | 0 | 0 | 0
ST | 0 | 0 | 0 | 0 | 0 | 0
STOG | 0 | 0 | 0 | 0 | 0 | 0
STWD | 0 | 0 | 0 | 0 | 0 | 0
WT | 0 | 0 | 0 | 0 | 0 | 0
IGCC | 0 | 0 | 0 | 0 | 0 | 0
DemandResponse | 0 | 0 | 0 | 0 | 0 | 0
IGCC-CCS | 0 | 0 | 0 | 0 | 0 | 0
WT_off | 0 | 0 | 0 | 0 | 0 | 0
PseudoUnit | 0 | 0 | 0 | 0 | 0 | 0
FixedInterchange | 0 | 0 | 0 | 0 | 0 | 0
Base VOM Costs by Reporting Type: HQ_NEISO
ReportingType | 2015 | 2020 | 2025 | 2030 | 2035 | 2040
BM | 0 | 0 | 0 | 0 | 0 | 0
CC | 0 | 0 | 0 | 0 | 0 | 0
CSP | 0 | 0 | 0 | 0 | 0 | 0
CT | 0 | 0 | 0 | 0 | 0 | 0
Coal | 0 | 0 | 0 | 0 | 0 | 0
Geo | 0 | 0 | 0 | 0 | 0 | 0
H | 0 | 0 | 0 | 0 | 0 | 0
LFG | 0 | 0 | 0 | 0 | 0 | 0
Nuc | 0 | 0 | 0 | 0 | 0 | 0
PS | 0 | 0 | 0 | 0 | 0 | 0
PV | 0 | 0 | 0 | 0 | 0 | 0
PeakG | 0 | 0 | 0 | 0 | 0 | 0
PeakO | 0 | 0 | 0 | 0 | 0 | 0
ST | 0 | 0 | 0 | 0 | 0 | 0
STOG | 0 | 0 | 0 | 0 | 0 | 0
STWD | 0 | 0 | 0 | 0 | 0 | 0
WT | 0 | 0 | 0 | 0 | 0 | 0
IGCC | 0 | 0 | 0 | 0 | 0 | 0
DemandResponse | 0 | 0 | 0 | 0 | 0 | 0
IGCC-CCS | 0 | 0 | 0 | 0 | 0 | 0
WT_off | 0 | 0 | 0 | 0 | 0 | 0
PseudoUnit | 0 | 0 | 0 | 0 | 0 | 0
FixedInterchange | 0 | 0 | 0 | 0 | 0 | 0
Base VOM Costs by Reporting Type: HQ_NY
ReportingType | 2015 | 2020 | 2025 | 2030 | 2035 | 2040
BM | 0 | 0 | 0 | 0 | 0 | 0
CC | 0 | 0 | 0 | 0 | 0 | 0
CSP | 0 | 0 | 0 | 0 | 0 | 0
CT | 0 | 0 | 0 | 0 | 0 | 0
Coal | 0 | 0 | 0 | 0 | 0 | 0
Geo | 0 | 0 | 0 | 0 | 0 | 0
H | 0 | 0 | 0 | 0 | 0 | 0
LFG | 0 | 0 | 0 | 0 | 0 | 0
Nuc | 0 | 0 | 0 | 0 | 0 | 0
PS | 0 | 0 | 0 | 0 | 0 | 0
PV | 0 | 0 | 0 | 0 | 0 | 0
PeakG | 0 | 0 | 0 | 0 | 0 | 0
PeakO | 0 | 0 | 0 | 0 | 0 | 0
ST | 0 | 0 | 0 | 0 | 0 | 0
STOG | 0 | 0 | 0 | 0 | 0 | 0
STWD | 0 | 0 | 0 | 0 | 0 | 0
WT | 0 | 0 | 0 | 0 | 0 | 0
IGCC | 0 | 0 | 0 | 0 | 0 | 0
DemandResponse | 0 | 0 | 0 | 0 | 0 | 0
IGCC-CCS | 0 | 0 | 0 | 0 | 0 | 0
WT_off | 0 | 0 | 0 | 0 | 0 | 0
PseudoUnit | 0 | 0 | 0 | 0 | 0 | 0
FixedInterchange | 0 | 0 | 0 | 0 | 0 | 0
Base VOM Costs by Reporting Type: MARITIMES
ReportingType | 2015 | 2020 | 2025 | 2030 | 2035 | 2040
BM | 0 | 0 | 0 | 0 | 0 | 0
CC | 0 | 0 | 0 | 0 | 0 | 0
CSP | 0 | 0 | 0 | 0 | 0 | 0
CT | 0 | 0 | 0 | 0 | 0 | 0
Coal | 0 | 0 | 0 | 0 | 0 | 0
Geo | 0 | 0 | 0 | 0 | 0 | 0
H | 0 | 0 | 0 | 0 | 0 | 0
LFG | 0 | 0 | 0 | 0 | 0 | 0
Nuc | 0 | 0 | 0 | 0 | 0 | 0
PS | 0 | 0 | 0 | 0 | 0 | 0
PV | 0 | 0 | 0 | 0 | 0 | 0
PeakG | 0 | 0 | 0 | 0 | 0 | 0
PeakO | 0 | 0 | 0 | 0 | 0 | 0
ST | 0 | 0 | 0 | 0 | 0 | 0
STOG | 0 | 0 | 0 | 0 | 0 | 0
STWD | 0 | 0 | 0 | 0 | 0 | 0
WT | 0 | 0 | 0 | 0 | 0 | 0
IGCC | 0 | 0 | 0 | 0 | 0 | 0
DemandResponse | 0 | 0 | 0 | 0 | 0 | 0
IGCC-CCS | 0 | 0 | 0 | 0 | 0 | 0
WT_off | 0 | 0 | 0 | 0 | 0 | 0
PseudoUnit | 0 | 0 | 0 | 0 | 0 | 0
FixedInterchange | 0 | 0 | 0 | 0 | 0 | 0
Base VOM Costs by Reporting Type: All
ReportingType | 2015 | 2020 | 2025 | 2030 | 2035 | 2040
BM | 9.67 | 14.32 | 21.27 | 26.16 | 32.94 | 29.97
CC | 2464.39 | 2559.94 | 2171 | 2156.7 | 2493.85 | 2456.1
CSP | 0 | 0 | 0 | 0 | 0 | 0
CT | 5.9 | 18.38 | 19.57 | 22.13 | 1.25 | 0.39
Coal | 6671.85 | 6628.77 | 6891.3 | 6945.69 | 7180.2 | 7775.27
Geo | 11.14 | 177.58 | 529.85 | 532.83 | 532.83 | 532.83
H | 0 | 0 | 0.03 | 0.03 | 0.1 | 0.21
LFG | 0.38 | 0.54 | 0.73 | 0.79 | 0.79 | 0.79
Nuc | 2164.81 | 2225.48 | 2225.48 | 2197.96 | 1706.53 | 1342.12
PS | 0 | 0 | 0 | 0 | 0 | 0
PV | 0.02 | 0.05 | 0.07 | 0.07 | 0.07 | 0.07
PeakG | 29.46 | 95.73 | 85.3 | 79.21 | 120.65 | 134.49
PeakO | 0 | 0.11 | 0.54 | 0.55 | 0.59 | 0.59
ST | 0.03 | 0.05 | 0.06 | 0.06 | 0.06 | 0.06
STOG | 18.28 | 19.37 | 8.34 | 6.9 | 6.55 | 3.23
STWD | 21.36 | 20.3 | 8.86 | 16.42 | 12.25 | 14.31
WT | 2.03 | 2.43 | 2.56 | 2.59 | 3.06 | 3.54
IGCC | 30.43 | 30.43 | 30.43 | 30.43 | 30.43 | 30.43
DemandResponse | 0 | 9.03 | 138.21 | 112.63 | 439.49 | 596.04
IGCC-CCS | 0 | 0 | 0 | 0 | 0 | 0
WT_off | 0.02 | 0.02 | 0.06 | 0.06 | 0.04 | 0.04
PseudoUnit | 0 | 0 | 0 | 0 | 0 | 0
FixedInterchange | 0 | 0 | 0 | 0 | 0 | 0
Base VOM Costs by Reporting Type: EI_US
ReportingType | 2015 | 2020 | 2025 | 2030 | 2035 | 2040
BM | 9.44 | 14.06 | 20.84 | 25.61 | 32.27 | 29.47
CC | 1555.82 | 1741.86 | 1457.43 | 1412.76 | 1733.5 | 1827.54
CSP | 0 | 0 | 0 | 0 | 0 | 0
CT | 5.9 | 17.79 | 18.2 | 20.24 | 1.13 | 0
Coal | 5240.48 | 5004.54 | 5219.82 | 5274.21 | 5467.9 | 5900.93
Geo | 0 | 0 | 0 | 0 | 0 | 0
H | 0 | 0 | 0.03 | 0.03 | 0.03 | 0.03
LFG | 0.32 | 0.36 | 0.51 | 0.57 | 0.57 | 0.57
Nuc | 1653.22 | 1713.9 | 1713.9 | 1686.38 | 1213.99 | 878.06
PS | 0 | 0 | 0 | 0 | 0 | 0
PV | 0 | 0.04 | 0.06 | 0.06 | 0.06 | 0.06
PeakG | 29.01 | 90.85 | 77.39 | 70.38 | 110.61 | 127.8
PeakO | 0 | 0.1 | 0.54 | 0.55 | 0.59 | 0.59
ST | 0 | 0 | 0 | 0 | 0 | 0
STOG | 9.29 | 8.87 | 1.93 | 1.95 | 2.47 | 3.06
STWD | 11.59 | 10.54 | 8.64 | 9.45 | 10.75 | 11.12
WT | 1.2 | 1.49 | 1.63 | 1.65 | 2.16 | 2.19
IGCC | 30.43 | 30.43 | 30.43 | 30.43 | 30.43 | 30.43
DemandResponse | 0 | 0 | 63.68 | 40.55 | 365.42 | 514.5
IGCC-CCS | 0 | 0 | 0 | 0 | 0 | 0
WT_off | 0.02 | 0.02 | 0.06 | 0.06 | 0.04 | 0.04
PseudoUnit | 0 | 0 | 0 | 0 | 0 | 0
FixedInterchange | 0 | 0 | 0 | 0 | 0 | 0
Base VOM Costs by Reporting Type: EI_Canada
ReportingType | 2015 | 2020 | 2025 | 2030 | 2035 | 2040
BM | 0 | 0.02 | 0.02 | 0.04 | 0.05 | 0.05
CC | 10.37 | 12.01 | 8.58 | 8.33 | 12.77 | 21.01
CSP | 0 | 0 | 0 | 0 | 0 | 0
CT | 0 | 0.03 | 0.12 | 0.08 | 0.12 | 0.39
Coal | 0.77 | 2.28 | 0 | 0 | 0 | 0
Geo | 0 | 0 | 0 | 0 | 0 | 0
H | 0 | 0 | 0 | 0 | 0.07 | 0.18
LFG | 0.01 | 0.01 | 0.01 | 0.01 | 0.01 | 0.01
Nuc | 240.73 | 240.73 | 240.73 | 240.73 | 221.68 | 193.2
PS | 0 | 0 | 0 | 0 | 0 | 0
PV | 0 | 0 | 0 | 0 | 0 | 0
PeakG | 0.01 | 0.11 | 0.16 | 0.16 | 0.02 | 0.02
PeakO | 0 | 0 | 0 | 0 | 0 | 0
ST | 0 | 0 | 0 | 0 | 0 | 0
STOG | 0.01 | 0.01 | 0.01 | 0 | 0 | 0
STWD | 0 | 0 | 0 | 0 | 0 | 0
WT | 0.11 | 0.11 | 0.11 | 0.11 | 0.05 | 0.05
IGCC | 0 | 0 | 0 | 0 | 0 | 0
DemandResponse | 0 | 0 | 0 | 0 | 0 | 0
IGCC-CCS | 0 | 0 | 0 | 0 | 0 | 0
WT_off | 0 | 0 | 0 | 0 | 0 | 0
PseudoUnit | 0 | 0 | 0 | 0 | 0 | 0
FixedInterchange | 0 | 0 | 0 | 0 | 0 | 0
Base VOM Costs by Reporting Type: EI
ReportingType | 2015 | 2020 | 2025 | 2030 | 2035 | 2040
BM | 9.44 | 14.07 | 20.86 | 25.65 | 32.32 | 29.52
CC | 1566.19 | 1753.88 | 1466.01 | 1421.1 | 1746.26 | 1848.56
CSP | 0 | 0 | 0 | 0 | 0 | 0
CT | 5.9 | 17.83 | 18.31 | 20.33 | 1.25 | 0.39
Coal | 5241.25 | 5006.81 | 5219.82 | 5274.21 | 5467.9 | 5900.93
Geo | 0 | 0 | 0 | 0 | 0 | 0
H | 0 | 0 | 0.03 | 0.03 | 0.1 | 0.21
LFG | 0.33 | 0.37 | 0.52 | 0.58 | 0.58 | 0.58
Nuc | 1893.95 | 1954.63 | 1954.63 | 1927.11 | 1435.67 | 1071.27
PS | 0 | 0 | 0 | 0 | 0 | 0
PV | 0.01 | 0.04 | 0.06 | 0.06 | 0.06 | 0.06
PeakG | 29.02 | 90.96 | 77.55 | 70.55 | 110.63 | 127.82
PeakO | 0 | 0.1 | 0.54 | 0.55 | 0.59 | 0.59
ST | 0 | 0 | 0 | 0 | 0 | 0
STOG | 9.3 | 8.88 | 1.94 | 1.95 | 2.47 | 3.06
STWD | 11.59 | 10.54 | 8.64 | 9.45 | 10.75 | 11.12
WT | 1.31 | 1.6 | 1.74 | 1.76 | 2.21 | 2.24
IGCC | 30.43 | 30.43 | 30.43 | 30.43 | 30.43 | 30.43
DemandResponse | 0 | 0 | 63.68 | 40.55 | 365.42 | 514.5
IGCC-CCS | 0 | 0 | 0 | 0 | 0 | 0
WT_off | 0.02 | 0.02 | 0.06 | 0.06 | 0.04 | 0.04
PseudoUnit | 0 | 0 | 0 | 0 | 0 | 0
FixedInterchange | 0 | 0 | 0 | 0 | 0 | 0
Base VOM Costs by Reporting Type: Outside_EI
ReportingType | 2015 | 2020 | 2025 | 2030 | 2035 | 2040
BM | 0.22 | 0.25 | 0.42 | 0.51 | 0.62 | 0.45
CC | 898.2 | 806.06 | 704.99 | 735.61 | 747.59 | 607.54
CSP | 0 | 0 | 0 | 0 | 0 | 0
CT | 0 | 0.55 | 1.25 | 1.8 | 0 | 0
Coal | 1430.6 | 1621.95 | 1671.48 | 1671.48 | 1712.3 | 1874.34
Geo | 11.13 | 177.57 | 529.85 | 532.83 | 532.83 | 532.83
H | 0 | 0 | 0 | 0 | 0 | 0
LFG | 0.05 | 0.17 | 0.2 | 0.2 | 0.2 | 0.2
Nuc | 270.85 | 270.85 | 270.85 | 270.85 | 270.85 | 270.85
PS | 0 | 0 | 0 | 0 | 0 | 0
PV | 0.01 | 0.01 | 0.01 | 0.01 | 0.01 | 0.01
PeakG | 0.44 | 4.77 | 7.75 | 8.66 | 10.03 | 6.67
PeakO | 0 | 0.01 | 0 | 0 | 0 | 0
ST | 0.03 | 0.05 | 0.06 | 0.06 | 0.06 | 0.06
STOG | 8.98 | 10.49 | 6.4 | 4.95 | 4.08 | 0.16
STWD | 9.77 | 9.77 | 0.22 | 6.97 | 1.5 | 3.19
WT | 0.72 | 0.83 | 0.83 | 0.83 | 0.85 | 1.3
IGCC | 0 | 0 | 0 | 0 | 0 | 0
DemandResponse | 0 | 9.03 | 74.53 | 72.09 | 74.07 | 81.54
IGCC-CCS | 0 | 0 | 0 | 0 | 0 | 0
WT_off | 0 | 0 | 0 | 0 | 0 | 0
PseudoUnit | 0 | 0 | 0 | 0 | 0 | 0
FixedInterchange | 0 | 0 | 0 | 0 | 0 | 0
#9 | Retrofit VOM Costs ($million)
Retrofit VOM Costs by Reporting Type: Entergy
ReportingType | 2015 | 2020 | 2025 | 2030 | 2035 | 2040
BM | 0 | 0 | 0 | 0 | 0 | 0
CC | 0 | 0 | 0 | 0 | 0 | 0
CSP | 0 | 0 | 0 | 0 | 0 | 0
CT | 0 | 0 | 0 | 0 | 0 | 0
Coal | 14.23 | 287.64 | 355.88 | 364.86 | 364.86 | 364.86
Geo | 0 | 0 | 0 | 0 | 0 | 0
H | 0 | 0 | 0 | 0 | 0 | 0
LFG | 0 | 0 | 0 | 0 | 0 | 0
Nuc | 0 | 0 | 0 | 0 | 0 | 0
PS | 0 | 0 | 0 | 0 | 0 | 0
PV | 0 | 0 | 0 | 0 | 0 | 0
PeakG | 0 | 0 | 0 | 0 | 0 | 0
PeakO | 0 | 0 | 0 | 0 | 0 | 0
ST | 0 | 0 | 0 | 0 | 0 | 0
STOG | 0 | 0 | 0 | 0 | 0 | 0
STWD | 0 | 0 | 0 | 0 | 0 | 0
WT | 0 | 0 | 0 | 0 | 0 | 0
IGCC | 0 | 0 | 0 | 0 | 0 | 0
DemandResponse | 0 | 0 | 0 | 0 | 0 | 0
IGCC-CCS | 0 | 0 | 0 | 0 | 0 | 0
WT_off | 0 | 0 | 0 | 0 | 0 | 0
PseudoUnit | 0 | 0 | 0 | 0 | 0 | 0
FixedInterchange | 0 | 0 | 0 | 0 | 0 | 0
Retrofit VOM Costs by Reporting Type: FRCC
ReportingType | 2015 | 2020 | 2025 | 2030 | 2035 | 2040
BM | 0 | 0 | 0 | 0 | 0 | 0
CC | 0 | 0 | 0 | 0 | 0 | 0
CSP | 0 | 0 | 0 | 0 | 0 | 0
CT | 0 | 0 | 0 | 0 | 0 | 0
Coal | 213.44 | 272.73 | 299.17 | 310.93 | 321.4 | 328.01
Geo | 0 | 0 | 0 | 0 | 0 | 0
H | 0 | 0 | 0 | 0 | 0 | 0
LFG | 0 | 0 | 0 | 0 | 0 | 0
Nuc | 0 | 0 | 0 | 0 | 0 | 0
PS | 0 | 0 | 0 | 0 | 0 | 0
PV | 0 | 0 | 0 | 0 | 0 | 0
PeakG | 0 | 0 | 0 | 0 | 0 | 0
PeakO | 0 | 0 | 0 | 0 | 0 | 0
ST | 0 | 0 | 0 | 0 | 0 | 0
STOG | 0 | 0 | 0 | 0 | 0 | 0
STWD | 0 | 0 | 0 | 0 | 0 | 0
WT | 0 | 0 | 0 | 0 | 0 | 0
IGCC | 0 | 0 | 0 | 0 | 0 | 0
DemandResponse | 0 | 0 | 0 | 0 | 0 | 0
IGCC-CCS | 0 | 0 | 0 | 0 | 0 | 0
WT_off | 0 | 0 | 0 | 0 | 0 | 0
PseudoUnit | 0 | 0 | 0 | 0 | 0 | 0
FixedInterchange | 0 | 0 | 0 | 0 | 0 | 0
Retrofit VOM Costs by Reporting Type: MAPP_US
ReportingType | 2015 | 2020 | 2025 | 2030 | 2035 | 2040
BM | 0 | 0 | 0 | 0 | 0 | 0
CC | 0 | 0 | 0 | 0 | 0 | 0
CSP | 0 | 0 | 0 | 0 | 0 | 0
CT | 0 | 0 | 0 | 0 | 0 | 0
Coal | 87.29 | 98.64 | 98.64 | 98.64 | 98.64 | 98.64
Geo | 0 | 0 | 0 | 0 | 0 | 0
H | 0 | 0 | 0 | 0 | 0 | 0
LFG | 0 | 0 | 0 | 0 | 0 | 0
Nuc | 0 | 0 | 0 | 0 | 0 | 0
PS | 0 | 0 | 0 | 0 | 0 | 0
PV | 0 | 0 | 0 | 0 | 0 | 0
PeakG | 0 | 0 | 0 | 0 | 0 | 0
PeakO | 0 | 0 | 0 | 0 | 0 | 0
ST | 0 | 0 | 0 | 0 | 0 | 0
STOG | 0 | 0 | 0 | 0 | 0 | 0
STWD | 0 | 0 | 0 | 0 | 0 | 0
WT | 0 | 0 | 0 | 0 | 0 | 0
IGCC | 0 | 0 | 0 | 0 | 0 | 0
DemandResponse | 0 | 0 | 0 | 0 | 0 | 0
IGCC-CCS | 0 | 0 | 0 | 0 | 0 | 0
WT_off | 0 | 0 | 0 | 0 | 0 | 0
PseudoUnit | 0 | 0 | 0 | 0 | 0 | 0
FixedInterchange | 0 | 0 | 0 | 0 | 0 | 0
Retrofit VOM Costs by Reporting Type: MISO_IN
ReportingType | 2015 | 2020 | 2025 | 2030 | 2035 | 2040
BM | 0 | 0 | 0 | 0 | 0 | 0
CC | 0 | 0 | 0 | 0 | 0 | 0
CSP | 0 | 0 | 0 | 0 | 0 | 0
CT | 0 | 0 | 0 | 0 | 0 | 0
Coal | 301.34 | 459.34 | 485.1 | 490.03 | 517.04 | 529.58
Geo | 0 | 0 | 0 | 0 | 0 | 0
H | 0 | 0 | 0 | 0 | 0 | 0
LFG | 0 | 0 | 0 | 0 | 0 | 0
Nuc | 0 | 0 | 0 | 0 | 0 | 0
PS | 0 | 0 | 0 | 0 | 0 | 0
PV | 0 | 0 | 0 | 0 | 0 | 0
PeakG | 0 | 0 | 0 | 0 | 0 | 0
PeakO | 0 | 0 | 0 | 0 | 0 | 0
ST | 0 | 0 | 0 | 0 | 0 | 0
STOG | 0 | 0 | 0 | 0 | 0 | 0
STWD | 0 | 0 | 0 | 0 | 0 | 0
WT | 0 | 0 | 0 | 0 | 0 | 0
IGCC | 0 | 0 | 0 | 0 | 0 | 0
DemandResponse | 0 | 0 | 0 | 0 | 0 | 0
IGCC-CCS | 0 | 0 | 0 | 0 | 0 | 0
WT_off | 0 | 0 | 0 | 0 | 0 | 0
PseudoUnit | 0 | 0 | 0 | 0 | 0 | 0
FixedInterchange | 0 | 0 | 0 | 0 | 0 | 0
Retrofit VOM Costs by Reporting Type: MISO_MI
ReportingType | 2015 | 2020 | 2025 | 2030 | 2035 | 2040
BM | 0 | 0 | 0 | 0 | 0 | 0
CC | 0 | 0 | 0 | 0 | 0 | 0
CSP | 0 | 0 | 0 | 0 | 0 | 0
CT | 0 | 0 | 0 | 0 | 0 | 0
Coal | 35.48 | 140.68 | 140.68 | 140.68 | 140.68 | 140.68
Geo | 0 | 0 | 0 | 0 | 0 | 0
H | 0 | 0 | 0 | 0 | 0 | 0
LFG | 0 | 0 | 0 | 0 | 0 | 0
Nuc | 0 | 0 | 0 | 0 | 0 | 0
PS | 0 | 0 | 0 | 0 | 0 | 0
PV | 0 | 0 | 0 | 0 | 0 | 0
PeakG | 0 | 0 | 0 | 0 | 0 | 0
PeakO | 0 | 0 | 0 | 0 | 0 | 0
ST | 0 | 0 | 0 | 0 | 0 | 0
STOG | 0 | 0 | 0 | 0 | 0 | 0
STWD | 0 | 0 | 0 | 0 | 0 | 0
WT | 0 | 0 | 0 | 0 | 0 | 0
IGCC | 0 | 0 | 0 | 0 | 0 | 0
DemandResponse | 0 | 0 | 0 | 0 | 0 | 0
IGCC-CCS | 0 | 0 | 0 | 0 | 0 | 0
WT_off | 0 | 0 | 0 | 0 | 0 | 0
PseudoUnit | 0 | 0 | 0 | 0 | 0 | 0
FixedInterchange | 0 | 0 | 0 | 0 | 0 | 0
Retrofit VOM Costs by Reporting Type: MISO_MO-IL
ReportingType | 2015 | 2020 | 2025 | 2030 | 2035 | 2040
BM | 0 | 0 | 0 | 0 | 0 | 0
CC | 0 | 0 | 0 | 0 | 0 | 0
CSP | 0 | 0 | 0 | 0 | 0 | 0
CT | 0 | 0 | 0 | 0 | 0 | 0
Coal | 108.54 | 280.44 | 318.58 | 318.14 | 352.33 | 352.33
Geo | 0 | 0 | 0 | 0 | 0 | 0
H | 0 | 0 | 0 | 0 | 0 | 0
LFG | 0 | 0 | 0 | 0 | 0 | 0
Nuc | 0 | 0 | 0 | 0 | 0 | 0
PS | 0 | 0 | 0 | 0 | 0 | 0
PV | 0 | 0 | 0 | 0 | 0 | 0
PeakG | 0 | 0 | 0 | 0 | 0 | 0
PeakO | 0 | 0 | 0 | 0 | 0 | 0
ST | 0 | 0 | 0 | 0 | 0 | 0
STOG | 0 | 0 | 0 | 0 | 0 | 0
STWD | 0 | 0 | 0 | 0 | 0 | 0
WT | 0 | 0 | 0 | 0 | 0 | 0
IGCC | 0 | 0 | 0 | 0 | 0 | 0
DemandResponse | 0 | 0 | 0 | 0 | 0 | 0
IGCC-CCS | 0 | 0 | 0 | 0 | 0 | 0
WT_off | 0 | 0 | 0 | 0 | 0 | 0
PseudoUnit | 0 | 0 | 0 | 0 | 0 | 0
FixedInterchange | 0 | 0 | 0 | 0 | 0 | 0
Retrofit VOM Costs by Reporting Type: MISO_W
ReportingType | 2015 | 2020 | 2025 | 2030 | 2035 | 2040
BM | 0 | 0 | 0 | 0 | 0 | 0
CC | 0 | 0 | 0 | 0 | 0 | 0
CSP | 0 | 0 | 0 | 0 | 0 | 0
CT | 0 | 0 | 0 | 0 | 0 | 0
Coal | 140.85 | 390.26 | 390.26 | 390.26 | 398.13 | 398.13
Geo | 0 | 0 | 0 | 0 | 0 | 0
H | 0 | 0 | 0 | 0 | 0 | 0
LFG | 0 | 0 | 0 | 0 | 0 | 0
Nuc | 0 | 0 | 0 | 0 | 0 | 0
PS | 0 | 0 | 0 | 0 | 0 | 0
PV | 0 | 0 | 0 | 0 | 0 | 0
PeakG | 0 | 0 | 0 | 0 | 0 | 0
PeakO | 0 | 0 | 0 | 0 | 0 | 0
ST | 0 | 0 | 0 | 0 | 0 | 0
STOG | 0 | 0 | 0 | 0 | 0 | 0
STWD | 0 | 0 | 0 | 0 | 0 | 0
WT | 0 | 0 | 0 | 0 | 0 | 0
IGCC | 0 | 0 | 0 | 0 | 0 | 0
DemandResponse | 0 | 0 | 0 | 0 | 0 | 0
IGCC-CCS | 0 | 0 | 0 | 0 | 0 | 0
WT_off | 0 | 0 | 0 | 0 | 0 | 0
PseudoUnit | 0 | 0 | 0 | 0 | 0 | 0
FixedInterchange | 0 | 0 | 0 | 0 | 0 | 0
Retrofit VOM Costs by Reporting Type: MISO_WUMS
ReportingType | 2015 | 2020 | 2025 | 2030 | 2035 | 2040
BM | 0 | 0 | 0 | 0 | 0 | 0
CC | 0 | 0 | 0 | 0 | 0 | 0
CSP | 0 | 0 | 0 | 0 | 0 | 0
CT | 0 | 0 | 0 | 0 | 0 | 0
Coal | 79.83 | 142.36 | 155.42 | 157.95 | 174.16 | 180.55
Geo | 0 | 0 | 0 | 0 | 0 | 0
H | 0 | 0 | 0 | 0 | 0 | 0
LFG | 0 | 0 | 0 | 0 | 0 | 0
Nuc | 0 | 0 | 0 | 0 | 0 | 0
PS | 0 | 0 | 0 | 0 | 0 | 0
PV | 0 | 0 | 0 | 0 | 0 | 0
PeakG | 0 | 0 | 0 | 0 | 0 | 0
PeakO | 0 | 0 | 0 | 0 | 0 | 0
ST | 0 | 0 | 0 | 0 | 0 | 0
STOG | 0 | 0 | 0 | 0 | 0 | 0
STWD | 0 | 0 | 0 | 0 | 0 | 0
WT | 0 | 0 | 0 | 0 | 0 | 0
IGCC | 0 | 0 | 0 | 0 | 0 | 0
DemandResponse | 0 | 0 | 0 | 0 | 0 | 0
IGCC-CCS | 0 | 0 | 0 | 0 | 0 | 0
WT_off | 0 | 0 | 0 | 0 | 0 | 0
PseudoUnit | 0 | 0 | 0 | 0 | 0 | 0
FixedInterchange | 0 | 0 | 0 | 0 | 0 | 0
Retrofit VOM Costs by Reporting Type: Nebraska
ReportingType | 2015 | 2020 | 2025 | 2030 | 2035 | 2040
BM | 0 | 0 | 0 | 0 | 0 | 0
CC | 0 | 0 | 0 | 0 | 0 | 0
CSP | 0 | 0 | 0 | 0 | 0 | 0
CT | 0 | 0 | 0 | 0 | 0 | 0
Coal | 16.57 | 135.46 | 133.06 | 132.17 | 135.66 | 135.66
Geo | 0 | 0 | 0 | 0 | 0 | 0
H | 0 | 0 | 0 | 0 | 0 | 0
LFG | 0 | 0 | 0 | 0 | 0 | 0
Nuc | 0 | 0 | 0 | 0 | 0 | 0
PS | 0 | 0 | 0 | 0 | 0 | 0
PV | 0 | 0 | 0 | 0 | 0 | 0
PeakG | 0 | 0 | 0 | 0 | 0 | 0
PeakO | 0 | 0 | 0 | 0 | 0 | 0
ST | 0 | 0 | 0 | 0 | 0 | 0
STOG | 0 | 0 | 0 | 0 | 0 | 0
STWD | 0 | 0 | 0 | 0 | 0 | 0
WT | 0 | 0 | 0 | 0 | 0 | 0
IGCC | 0 | 0 | 0 | 0 | 0 | 0
DemandResponse | 0 | 0 | 0 | 0 | 0 | 0
IGCC-CCS | 0 | 0 | 0 | 0 | 0 | 0
WT_off | 0 | 0 | 0 | 0 | 0 | 0
PseudoUnit | 0 | 0 | 0 | 0 | 0 | 0
FixedInterchange | 0 | 0 | 0 | 0 | 0 | 0
Retrofit VOM Costs by Reporting Type: NEISO
ReportingType | 2015 | 2020 | 2025 | 2030 | 2035 | 2040
BM | 0 | 0 | 0 | 0 | 0 | 0
CC | 0 | 0 | 0 | 0 | 0 | 0
CSP | 0 | 0 | 0 | 0 | 0 | 0
CT | 0 | 0 | 0 | 0 | 0 | 0
Coal | 0.16 | 0 | 0 | 0 | 0 | 0
Geo | 0 | 0 | 0 | 0 | 0 | 0
H | 0 | 0 | 0 | 0 | 0 | 0
LFG | 0 | 0 | 0 | 0 | 0 | 0
Nuc | 0 | 0 | 0 | 0 | 0 | 0
PS | 0 | 0 | 0 | 0 | 0 | 0
PV | 0 | 0 | 0 | 0 | 0 | 0
PeakG | 0 | 0 | 0 | 0 | 0 | 0
PeakO | 0 | 0 | 0 | 0 | 0 | 0
ST | 0 | 0 | 0 | 0 | 0 | 0
STOG | 0 | 0 | 0 | 0 | 0 | 0
STWD | 0 | 0 | 0 | 0 | 0 | 0
WT | 0 | 0 | 0 | 0 | 0 | 0
IGCC | 0 | 0 | 0 | 0 | 0 | 0
DemandResponse | 0 | 0 | 0 | 0 | 0 | 0
IGCC-CCS | 0 | 0 | 0 | 0 | 0 | 0
WT_off | 0 | 0 | 0 | 0 | 0 | 0
PseudoUnit | 0 | 0 | 0 | 0 | 0 | 0
FixedInterchange | 0 | 0 | 0 | 0 | 0 | 0
Retrofit VOM Costs by Reporting Type: NonRTO_Midwest
ReportingType | 2015 | 2020 | 2025 | 2030 | 2035 | 2040
BM | 0 | 0 | 0 | 0 | 0 | 0
CC | 0 | 0 | 0 | 0 | 0 | 0
CSP | 0 | 0 | 0 | 0 | 0 | 0
CT | 0 | 0 | 0 | 0 | 0 | 0
Coal | 225.72 | 278.44 | 271.2 | 273.38 | 287.25 | 287.25
Geo | 0 | 0 | 0 | 0 | 0 | 0
H | 0 | 0 | 0 | 0 | 0 | 0
LFG | 0 | 0 | 0 | 0 | 0 | 0
Nuc | 0 | 0 | 0 | 0 | 0 | 0
PS | 0 | 0 | 0 | 0 | 0 | 0
PV | 0 | 0 | 0 | 0 | 0 | 0
PeakG | 0 | 0 | 0 | 0 | 0 | 0
PeakO | 0 | 0 | 0 | 0 | 0 | 0
ST | 0 | 0 | 0 | 0 | 0 | 0
STOG | 0 | 0 | 0 | 0 | 0 | 0
STWD | 0 | 0 | 0 | 0 | 0 | 0
WT | 0 | 0 | 0 | 0 | 0 | 0
IGCC | 0 | 0 | 0 | 0 | 0 | 0
DemandResponse | 0 | 0 | 0 | 0 | 0 | 0
IGCC-CCS | 0 | 0 | 0 | 0 | 0 | 0
WT_off | 0 | 0 | 0 | 0 | 0 | 0
PseudoUnit | 0 | 0 | 0 | 0 | 0 | 0
FixedInterchange | 0 | 0 | 0 | 0 | 0 | 0
Retrofit VOM Costs by Reporting Type: NYISO_A-F
ReportingType | 2015 | 2020 | 2025 | 2030 | 2035 | 2040
BM | 0 | 0 | 0 | 0 | 0 | 0
CC | 0 | 0 | 0 | 0 | 0 | 0
CSP | 0 | 0 | 0 | 0 | 0 | 0
CT | 0 | 0 | 0 | 0 | 0 | 0
Coal | 0 | 0 | 0 | 0 | 0 | 0
Geo | 0 | 0 | 0 | 0 | 0 | 0
H | 0 | 0 | 0 | 0 | 0 | 0
LFG | 0 | 0 | 0 | 0 | 0 | 0
Nuc | 0 | 0 | 0 | 0 | 0 | 0
PS | 0 | 0 | 0 | 0 | 0 | 0
PV | 0 | 0 | 0 | 0 | 0 | 0
PeakG | 0 | 0 | 0 | 0 | 0 | 0
PeakO | 0 | 0 | 0 | 0 | 0 | 0
ST | 0 | 0 | 0 | 0 | 0 | 0
STOG | 0 | 0 | 0 | 0 | 0 | 0
STWD | 0 | 0 | 0 | 0 | 0 | 0
WT | 0 | 0 | 0 | 0 | 0 | 0
IGCC | 0 | 0 | 0 | 0 | 0 | 0
DemandResponse | 0 | 0 | 0 | 0 | 0 | 0
IGCC-CCS | 0 | 0 | 0 | 0 | 0 | 0
WT_off | 0 | 0 | 0 | 0 | 0 | 0
PseudoUnit | 0 | 0 | 0 | 0 | 0 | 0
FixedInterchange | 0 | 0 | 0 | 0 | 0 | 0
Retrofit VOM Costs by Reporting Type: NYISO_G-I
ReportingType | 2015 | 2020 | 2025 | 2030 | 2035 | 2040
BM | 0 | 0 | 0 | 0 | 0 | 0
CC | 0 | 0 | 0 | 0 | 0 | 0
CSP | 0 | 0 | 0 | 0 | 0 | 0
CT | 0 | 0 | 0 | 0 | 0 | 0
Coal | 0 | 0 | 0 | 0 | 0 | 0
Geo | 0 | 0 | 0 | 0 | 0 | 0
H | 0 | 0 | 0 | 0 | 0 | 0
LFG | 0 | 0 | 0 | 0 | 0 | 0
Nuc | 0 | 0 | 0 | 0 | 0 | 0
PS | 0 | 0 | 0 | 0 | 0 | 0
PV | 0 | 0 | 0 | 0 | 0 | 0
PeakG | 0 | 0 | 0 | 0 | 0 | 0
PeakO | 0 | 0 | 0 | 0 | 0 | 0
ST | 0 | 0 | 0 | 0 | 0 | 0
STOG | 0 | 0 | 0 | 0 | 0 | 0
STWD | 0 | 0 | 0 | 0 | 0 | 0
WT | 0 | 0 | 0 | 0 | 0 | 0
IGCC | 0 | 0 | 0 | 0 | 0 | 0
DemandResponse | 0 | 0 | 0 | 0 | 0 | 0
IGCC-CCS | 0 | 0 | 0 | 0 | 0 | 0
WT_off | 0 | 0 | 0 | 0 | 0 | 0
PseudoUnit | 0 | 0 | 0 | 0 | 0 | 0
FixedInterchange | 0 | 0 | 0 | 0 | 0 | 0
Retrofit VOM Costs by Reporting Type: NYISO_J-K
ReportingType | 2015 | 2020 | 2025 | 2030 | 2035 | 2040
BM | 0 | 0 | 0 | 0 | 0 | 0
CC | 0 | 0 | 0 | 0 | 0 | 0
CSP | 0 | 0 | 0 | 0 | 0 | 0
CT | 0 | 0 | 0 | 0 | 0 | 0
Coal | 0 | 0 | 0 | 0 | 0 | 0
Geo | 0 | 0 | 0 | 0 | 0 | 0
H | 0 | 0 | 0 | 0 | 0 | 0
LFG | 0 | 0 | 0 | 0 | 0 | 0
Nuc | 0 | 0 | 0 | 0 | 0 | 0
PS | 0 | 0 | 0 | 0 | 0 | 0
PV | 0 | 0 | 0 | 0 | 0 | 0
PeakG | 0 | 0 | 0 | 0 | 0 | 0
PeakO | 0 | 0 | 0 | 0 | 0 | 0
ST | 0 | 0 | 0 | 0 | 0 | 0
STOG | 0 | 0 | 0 | 0 | 0 | 0
STWD | 0 | 0 | 0 | 0 | 0 | 0
WT | 0 | 0 | 0 | 0 | 0 | 0
IGCC | 0 | 0 | 0 | 0 | 0 | 0
DemandResponse | 0 | 0 | 0 | 0 | 0 | 0
IGCC-CCS | 0 | 0 | 0 | 0 | 0 | 0
WT_off | 0 | 0 | 0 | 0 | 0 | 0
PseudoUnit | 0 | 0 | 0 | 0 | 0 | 0
FixedInterchange | 0 | 0 | 0 | 0 | 0 | 0
Retrofit VOM Costs by Reporting Type: PJM_E
ReportingType | 2015 | 2020 | 2025 | 2030 | 2035 | 2040
BM | 0 | 0 | 0 | 0 | 0 | 0
CC | 0 | 0 | 0 | 0 | 0 | 0
CSP | 0 | 0 | 0 | 0 | 0 | 0
CT | 0 | 0 | 0 | 0 | 0 | 0
Coal | 0.84 | 0 | 0 | 0 | 0 | 0
Geo | 0 | 0 | 0 | 0 | 0 | 0
H | 0 | 0 | 0 | 0 | 0 | 0
LFG | 0 | 0 | 0 | 0 | 0 | 0
Nuc | 0 | 0 | 0 | 0 | 0 | 0
PS | 0 | 0 | 0 | 0 | 0 | 0
PV | 0 | 0 | 0 | 0 | 0 | 0
PeakG | 0 | 0 | 0 | 0 | 0 | 0
PeakO | 0 | 0 | 0 | 0 | 0 | 0
ST | 0 | 0 | 0 | 0 | 0 | 0
STOG | 0 | 0 | 0 | 0 | 0 | 0
STWD | 0 | 0 | 0 | 0 | 0 | 0
WT | 0 | 0 | 0 | 0 | 0 | 0
IGCC | 0 | 0 | 0 | 0 | 0 | 0
DemandResponse | 0 | 0 | 0 | 0 | 0 | 0
IGCC-CCS | 0 | 0 | 0 | 0 | 0 | 0
WT_off | 0 | 0 | 0 | 0 | 0 | 0
PseudoUnit | 0 | 0 | 0 | 0 | 0 | 0
FixedInterchange | 0 | 0 | 0 | 0 | 0 | 0
Retrofit VOM Costs by Reporting Type: PJM_ROM
ReportingType | 2015 | 2020 | 2025 | 2030 | 2035 | 2040
BM | 0 | 0 | 0 | 0 | 0 | 0
CC | 0 | 0 | 0 | 0 | 0 | 0
CSP | 0 | 0 | 0 | 0 | 0 | 0
CT | 0 | 0 | 0 | 0 | 0 | 0
Coal | 181.45 | 248.33 | 264.16 | 277.63 | 282.84 | 282.84
Geo | 0 | 0 | 0 | 0 | 0 | 0
H | 0 | 0 | 0 | 0 | 0 | 0
LFG | 0 | 0 | 0 | 0 | 0 | 0
Nuc | 0 | 0 | 0 | 0 | 0 | 0
PS | 0 | 0 | 0 | 0 | 0 | 0
PV | 0 | 0 | 0 | 0 | 0 | 0
PeakG | 0 | 0 | 0 | 0 | 0 | 0
PeakO | 0 | 0 | 0 | 0 | 0 | 0
ST | 0 | 0 | 0 | 0 | 0 | 0
STOG | 0 | 0 | 0 | 0 | 0 | 0
STWD | 0 | 0 | 0 | 0 | 0 | 0
WT | 0 | 0 | 0 | 0 | 0 | 0
IGCC | 0 | 0 | 0 | 0 | 0 | 0
DemandResponse | 0 | 0 | 0 | 0 | 0 | 0
IGCC-CCS | 0 | 0 | 0 | 0 | 0 | 0
WT_off | 0 | 0 | 0 | 0 | 0 | 0
PseudoUnit | 0 | 0 | 0 | 0 | 0 | 0
FixedInterchange | 0 | 0 | 0 | 0 | 0 | 0
Retrofit VOM Costs by Reporting Type: PJM_ROR
ReportingType | 2015 | 2020 | 2025 | 2030 | 2035 | 2040
BM | 0 | 0 | 0 | 0 | 0 | 0
CC | 0 | 0 | 0 | 0 | 0 | 0
CSP | 0 | 0 | 0 | 0 | 0 | 0
CT | 0 | 0 | 0 | 0 | 0 | 0
Coal | 925.05 | 1059.59 | 1063.94 | 1068.94 | 1079.02 | 1085.19
Geo | 0 | 0 | 0 | 0 | 0 | 0
H | 0 | 0 | 0 | 0 | 0 | 0
LFG | 0 | 0 | 0 | 0 | 0 | 0
Nuc | 0 | 0 | 0 | 0 | 0 | 0
PS | 0 | 0 | 0 | 0 | 0 | 0
PV | 0 | 0 | 0 | 0 | 0 | 0
PeakG | 0 | 0 | 0 | 0 | 0 | 0
PeakO | 0 | 0 | 0 | 0 | 0 | 0
ST | 0 | 0 | 0 | 0 | 0 | 0
STOG | 0 | 0 | 0 | 0 | 0 | 0
STWD | 0 | 0 | 0 | 0 | 0 | 0
WT | 0 | 0 | 0 | 0 | 0 | 0
IGCC | 0 | 0 | 0 | 0 | 0 | 0
DemandResponse | 0 | 0 | 0 | 0 | 0 | 0
IGCC-CCS | 0 | 0 | 0 | 0 | 0 | 0
WT_off | 0 | 0 | 0 | 0 | 0 | 0
PseudoUnit | 0 | 0 | 0 | 0 | 0 | 0
FixedInterchange | 0 | 0 | 0 | 0 | 0 | 0
Retrofit VOM Costs by Reporting Type: SOCO
ReportingType | 2015 | 2020 | 2025 | 2030 | 2035 | 2040
BM | 0 | 0 | 0 | 0 | 0 | 0
CC | 0 | 0 | 0 | 0 | 0 | 0
CSP | 0 | 0 | 0 | 0 | 0 | 0
CT | 0 | 0 | 0 | 0 | 0 | 0
Coal | 339.18 | 454.21 | 542.41 | 542.41 | 542.41 | 542.41
Geo | 0 | 0 | 0 | 0 | 0 | 0
H | 0 | 0 | 0 | 0 | 0 | 0
LFG | 0 | 0 | 0 | 0 | 0 | 0
Nuc | 0 | 0 | 0 | 0 | 0 | 0
PS | 0 | 0 | 0 | 0 | 0 | 0
PV | 0 | 0 | 0 | 0 | 0 | 0
PeakG | 0 | 0 | 0 | 0 | 0 | 0
PeakO | 0 | 0 | 0 | 0 | 0 | 0
ST | 0 | 0 | 0 | 0 | 0 | 0
STOG | 0 | 0 | 0 | 0 | 0 | 0
STWD | 0 | 0 | 0 | 0 | 0 | 0
WT | 0 | 0 | 0 | 0 | 0 | 0
IGCC | 0 | 0 | 0 | 0 | 0 | 0
DemandResponse | 0 | 0 | 0 | 0 | 0 | 0
IGCC-CCS | 0 | 0 | 0 | 0 | 0 | 0
WT_off | 0 | 0 | 0 | 0 | 0 | 0
PseudoUnit | 0 | 0 | 0 | 0 | 0 | 0
FixedInterchange | 0 | 0 | 0 | 0 | 0 | 0
Retrofit VOM Costs by Reporting Type: SPP_N
ReportingType | 2015 | 2020 | 2025 | 2030 | 2035 | 2040
BM | 0 | 0 | 0 | 0 | 0 | 0
CC | 0 | 0 | 0 | 0 | 0 | 0
CSP | 0 | 0 | 0 | 0 | 0 | 0
CT | 0 | 0 | 0 | 0 | 0 | 0
Coal | 190.31 | 303.58 | 303.58 | 303.58 | 303.58 | 303.58
Geo | 0 | 0 | 0 | 0 | 0 | 0
H | 0 | 0 | 0 | 0 | 0 | 0
LFG | 0 | 0 | 0 | 0 | 0 | 0
Nuc | 0 | 0 | 0 | 0 | 0 | 0
PS | 0 | 0 | 0 | 0 | 0 | 0
PV | 0 | 0 | 0 | 0 | 0 | 0
PeakG | 0 | 0 | 0 | 0 | 0 | 0
PeakO | 0 | 0 | 0 | 0 | 0 | 0
ST | 0 | 0 | 0 | 0 | 0 | 0
STOG | 0 | 0 | 0 | 0 | 0 | 0
STWD | 0 | 0 | 0 | 0 | 0 | 0
WT | 0 | 0 | 0 | 0 | 0 | 0
IGCC | 0 | 0 | 0 | 0 | 0 | 0
DemandResponse | 0 | 0 | 0 | 0 | 0 | 0
IGCC-CCS | 0 | 0 | 0 | 0 | 0 | 0
WT_off | 0 | 0 | 0 | 0 | 0 | 0
PseudoUnit | 0 | 0 | 0 | 0 | 0 | 0
FixedInterchange | 0 | 0 | 0 | 0 | 0 | 0
Retrofit VOM Costs by Reporting Type: SPP_S
ReportingType | 2015 | 2020 | 2025 | 2030 | 2035 | 2040
BM | 0 | 0 | 0 | 0 | 0 | 0
CC | 0 | 0 | 0 | 0 | 0 | 0
CSP | 0 | 0 | 0 | 0 | 0 | 0
CT | 0 | 0 | 0 | 0 | 0 | 0
Coal | 79.83 | 664.37 | 728.4 | 732.81 | 732.81 | 732.81
Geo | 0 | 0 | 0 | 0 | 0 | 0
H | 0 | 0 | 0 | 0 | 0 | 0
LFG | 0 | 0 | 0 | 0 | 0 | 0
Nuc | 0 | 0 | 0 | 0 | 0 | 0
PS | 0 | 0 | 0 | 0 | 0 | 0
PV | 0 | 0 | 0 | 0 | 0 | 0
PeakG | 0 | 0 | 0 | 0 | 0 | 0
PeakO | 0 | 0 | 0 | 0 | 0 | 0
ST | 0 | 0 | 0 | 0 | 0 | 0
STOG | 0 | 0 | 0 | 0 | 0 | 0
STWD | 0 | 0 | 0 | 0 | 0 | 0
WT | 0 | 0 | 0 | 0 | 0 | 0
IGCC | 0 | 0 | 0 | 0 | 0 | 0
DemandResponse | 0 | 0 | 0 | 0 | 0 | 0
IGCC-CCS | 0 | 0 | 0 | 0 | 0 | 0
WT_off | 0 | 0 | 0 | 0 | 0 | 0
PseudoUnit | 0 | 0 | 0 | 0 | 0 | 0
FixedInterchange | 0 | 0 | 0 | 0 | 0 | 0
Retrofit VOM Costs by Reporting Type: TVA
ReportingType | 2015 | 2020 | 2025 | 2030 | 2035 | 2040
BM | 0 | 0 | 0 | 0 | 0 | 0
CC | 0 | 0 | 0 | 0 | 0 | 0
CSP | 0 | 0 | 0 | 0 | 0 | 0
CT | 0 | 0 | 0 | 0 | 0 | 0
Coal | 199.31 | 349.32 | 349.32 | 349.32 | 349.32 | 349.32
Geo | 0 | 0 | 0 | 0 | 0 | 0
H | 0 | 0 | 0 | 0 | 0 | 0
LFG | 0 | 0 | 0 | 0 | 0 | 0
Nuc | 0 | 0 | 0 | 0 | 0 | 0
PS | 0 | 0 | 0 | 0 | 0 | 0
PV | 0 | 0 | 0 | 0 | 0 | 0
PeakG | 0 | 0 | 0 | 0 | 0 | 0
PeakO | 0 | 0 | 0 | 0 | 0 | 0
ST | 0 | 0 | 0 | 0 | 0 | 0
STOG | 0 | 0 | 0 | 0 | 0 | 0
STWD | 0 | 0 | 0 | 0 | 0 | 0
WT | 0 | 0 | 0 | 0 | 0 | 0
IGCC | 0 | 0 | 0 | 0 | 0 | 0
DemandResponse | 0 | 0 | 0 | 0 | 0 | 0
IGCC-CCS | 0 | 0 | 0 | 0 | 0 | 0
WT_off | 0 | 0 | 0 | 0 | 0 | 0
PseudoUnit | 0 | 0 | 0 | 0 | 0 | 0
FixedInterchange | 0 | 0 | 0 | 0 | 0 | 0
Retrofit VOM Costs by Reporting Type: TVA_Transmission
ReportingType | 2015 | 2020 | 2025 | 2030 | 2035 | 2040
BM | 0 | 0 | 0 | 0 | 0 | 0
CC | 0 | 0 | 0 | 0 | 0 | 0
CSP | 0 | 0 | 0 | 0 | 0 | 0
CT | 0 | 0 | 0 | 0 | 0 | 0
Coal | 0 | 0 | 0 | 0 | 0 | 0
Geo | 0 | 0 | 0 | 0 | 0 | 0
H | 0 | 0 | 0 | 0 | 0 | 0
LFG | 0 | 0 | 0 | 0 | 0 | 0
Nuc | 0 | 0 | 0 | 0 | 0 | 0
PS | 0 | 0 | 0 | 0 | 0 | 0
PV | 0 | 0 | 0 | 0 | 0 | 0
PeakG | 0 | 0 | 0 | 0 | 0 | 0
PeakO | 0 | 0 | 0 | 0 | 0 | 0
ST | 0 | 0 | 0 | 0 | 0 | 0
STOG | 0 | 0 | 0 | 0 | 0 | 0
STWD | 0 | 0 | 0 | 0 | 0 | 0
WT | 0 | 0 | 0 | 0 | 0 | 0
IGCC | 0 | 0 | 0 | 0 | 0 | 0
DemandResponse | 0 | 0 | 0 | 0 | 0 | 0
IGCC-CCS | 0 | 0 | 0 | 0 | 0 | 0
WT_off | 0 | 0 | 0 | 0 | 0 | 0
PseudoUnit | 0 | 0 | 0 | 0 | 0 | 0
FixedInterchange | 0 | 0 | 0 | 0 | 0 | 0
Retrofit VOM Costs by Reporting Type: VACAR
ReportingType | 2015 | 2020 | 2025 | 2030 | 2035 | 2040
BM | 0 | 0 | 0 | 0 | 0 | 0
CC | 0 | 0 | 0 | 0 | 0 | 0
CSP | 0 | 0 | 0 | 0 | 0 | 0
CT | 0 | 0 | 0 | 0 | 0 | 0
Coal | 311.3 | 306.78 | 349.8 | 373.33 | 403.81 | 403.81
Geo | 0 | 0 | 0 | 0 | 0 | 0
H | 0 | 0 | 0 | 0 | 0 | 0
LFG | 0 | 0 | 0 | 0 | 0 | 0
Nuc | 0 | 0 | 0 | 0 | 0 | 0
PS | 0 | 0 | 0 | 0 | 0 | 0
PV | 0 | 0 | 0 | 0 | 0 | 0
PeakG | 0 | 0 | 0 | 0 | 0 | 0
PeakO | 0 | 0 | 0 | 0 | 0 | 0
ST | 0 | 0 | 0 | 0 | 0 | 0
STOG | 0 | 0 | 0 | 0 | 0 | 0
STWD | 0 | 0 | 0 | 0 | 0 | 0
WT | 0 | 0 | 0 | 0 | 0 | 0
IGCC | 0 | 0 | 0 | 0 | 0 | 0
DemandResponse | 0 | 0 | 0 | 0 | 0 | 0
IGCC-CCS | 0 | 0 | 0 | 0 | 0 | 0
WT_off | 0 | 0 | 0 | 0 | 0 | 0
PseudoUnit | 0 | 0 | 0 | 0 | 0 | 0
FixedInterchange | 0 | 0 | 0 | 0 | 0 | 0
Retrofit VOM Costs by Reporting Type: IESO
ReportingType | 2015 | 2020 | 2025 | 2030 | 2035 | 2040
BM | 0 | 0 | 0 | 0 | 0 | 0
CC | 0 | 0 | 0 | 0 | 0 | 0
CSP | 0 | 0 | 0 | 0 | 0 | 0
CT | 0 | 0 | 0 | 0 | 0 | 0
Coal | 0 | 0 | 0 | 0 | 0 | 0
Geo | 0 | 0 | 0 | 0 | 0 | 0
H | 0 | 0 | 0 | 0 | 0 | 0
LFG | 0 | 0 | 0 | 0 | 0 | 0
Nuc | 0 | 0 | 0 | 0 | 0 | 0
PS | 0 | 0 | 0 | 0 | 0 | 0
PV | 0 | 0 | 0 | 0 | 0 | 0
PeakG | 0 | 0 | 0 | 0 | 0 | 0
PeakO | 0 | 0 | 0 | 0 | 0 | 0
ST | 0 | 0 | 0 | 0 | 0 | 0
STOG | 0 | 0 | 0 | 0 | 0 | 0
STWD | 0 | 0 | 0 | 0 | 0 | 0
WT | 0 | 0 | 0 | 0 | 0 | 0
IGCC | 0 | 0 | 0 | 0 | 0 | 0
DemandResponse | 0 | 0 | 0 | 0 | 0 | 0
IGCC-CCS | 0 | 0 | 0 | 0 | 0 | 0
WT_off | 0 | 0 | 0 | 0 | 0 | 0
PseudoUnit | 0 | 0 | 0 | 0 | 0 | 0
FixedInterchange | 0 | 0 | 0 | 0 | 0 | 0
Retrofit VOM Costs by Reporting Type: MAPP_CA
ReportingType | 2015 | 2020 | 2025 | 2030 | 2035 | 2040
BM | 0 | 0 | 0 | 0 | 0 | 0
CC | 0 | 0 | 0 | 0 | 0 | 0
CSP | 0 | 0 | 0 | 0 | 0 | 0
CT | 0 | 0 | 0 | 0 | 0 | 0
Coal | 0 | 0 | 0 | 0 | 0 | 0
Geo | 0 | 0 | 0 | 0 | 0 | 0
H | 0 | 0 | 0 | 0 | 0 | 0
LFG | 0 | 0 | 0 | 0 | 0 | 0
Nuc | 0 | 0 | 0 | 0 | 0 | 0
PS | 0 | 0 | 0 | 0 | 0 | 0
PV | 0 | 0 | 0 | 0 | 0 | 0
PeakG | 0 | 0 | 0 | 0 | 0 | 0
PeakO | 0 | 0 | 0 | 0 | 0 | 0
ST | 0 | 0 | 0 | 0 | 0 | 0
STOG | 0 | 0 | 0 | 0 | 0 | 0
STWD | 0 | 0 | 0 | 0 | 0 | 0
WT | 0 | 0 | 0 | 0 | 0 | 0
IGCC | 0 | 0 | 0 | 0 | 0 | 0
DemandResponse | 0 | 0 | 0 | 0 | 0 | 0
IGCC-CCS | 0 | 0 | 0 | 0 | 0 | 0
WT_off | 0 | 0 | 0 | 0 | 0 | 0
PseudoUnit | 0 | 0 | 0 | 0 | 0 | 0
FixedInterchange | 0 | 0 | 0 | 0 | 0 | 0
Retrofit VOM Costs by Reporting Type: AZ_NM_SNV_Coal
ReportingType | 2015 | 2020 | 2025 | 2030 | 2035 | 2040
BM | 0 | 0 | 0 | 0 | 0 | 0
CC | 0 | 0 | 0 | 0 | 0 | 0
CSP | 0 | 0 | 0 | 0 | 0 | 0
CT | 0 | 0 | 0 | 0 | 0 | 0
Coal | 323.11 | 397.4 | 397.4 | 397.4 | 397.4 | 397.4
Geo | 0 | 0 | 0 | 0 | 0 | 0
H | 0 | 0 | 0 | 0 | 0 | 0
LFG | 0 | 0 | 0 | 0 | 0 | 0
Nuc | 0 | 0 | 0 | 0 | 0 | 0
PS | 0 | 0 | 0 | 0 | 0 | 0
PV | 0 | 0 | 0 | 0 | 0 | 0
PeakG | 0 | 0 | 0 | 0 | 0 | 0
PeakO | 0 | 0 | 0 | 0 | 0 | 0
ST | 0 | 0 | 0 | 0 | 0 | 0
STOG | 0 | 0 | 0 | 0 | 0 | 0
STWD | 0 | 0 | 0 | 0 | 0 | 0
WT | 0 | 0 | 0 | 0 | 0 | 0
IGCC | 0 | 0 | 0 | 0 | 0 | 0
DemandResponse | 0 | 0 | 0 | 0 | 0 | 0
IGCC-CCS | 0 | 0 | 0 | 0 | 0 | 0
WT_off | 0 | 0 | 0 | 0 | 0 | 0
PseudoUnit | 0 | 0 | 0 | 0 | 0 | 0
FixedInterchange | 0 | 0 | 0 | 0 | 0 | 0
Retrofit VOM Costs by Reporting Type: AZ_NM_SNV_Gas
ReportingType | 2015 | 2020 | 2025 | 2030 | 2035 | 2040
BM | 0 | 0 | 0 | 0 | 0 | 0
CC | 0 | 0 | 0 | 0 | 0 | 0
CSP | 0 | 0 | 0 | 0 | 0 | 0
CT | 0 | 0 | 0 | 0 | 0 | 0
Coal | 0 | 0 | 0 | 0 | 0 | 0
Geo | 0 | 0 | 0 | 0 | 0 | 0
H | 0 | 0 | 0 | 0 | 0 | 0
LFG | 0 | 0 | 0 | 0 | 0 | 0
Nuc | 0 | 0 | 0 | 0 | 0 | 0
PS | 0 | 0 | 0 | 0 | 0 | 0
PV | 0 | 0 | 0 | 0 | 0 | 0
PeakG | 0 | 0 | 0 | 0 | 0 | 0
PeakO | 0 | 0 | 0 | 0 | 0 | 0
ST | 0 | 0 | 0 | 0 | 0 | 0
STOG | 0 | 0 | 0 | 0 | 0 | 0
STWD | 0 | 0 | 0 | 0 | 0 | 0
WT | 0 | 0 | 0 | 0 | 0 | 0
IGCC | 0 | 0 | 0 | 0 | 0 | 0
DemandResponse | 0 | 0 | 0 | 0 | 0 | 0
IGCC-CCS | 0 | 0 | 0 | 0 | 0 | 0
WT_off | 0 | 0 | 0 | 0 | 0 | 0
PseudoUnit | 0 | 0 | 0 | 0 | 0 | 0
FixedInterchange | 0 | 0 | 0 | 0 | 0 | 0
Retrofit VOM Costs by Reporting Type: AZ_NM_SNV_NucRenew
ReportingType | 2015 | 2020 | 2025 | 2030 | 2035 | 2040
BM | 0 | 0 | 0 | 0 | 0 | 0
CC | 0 | 0 | 0 | 0 | 0 | 0
CSP | 0 | 0 | 0 | 0 | 0 | 0
CT | 0 | 0 | 0 | 0 | 0 | 0
Coal | 0 | 0 | 0 | 0 | 0 | 0
Geo | 0 | 0 | 0 | 0 | 0 | 0
H | 0 | 0 | 0 | 0 | 0 | 0
LFG | 0 | 0 | 0 | 0 | 0 | 0
Nuc | 0 | 0 | 0 | 0 | 0 | 0
PS | 0 | 0 | 0 | 0 | 0 | 0
PV | 0 | 0 | 0 | 0 | 0 | 0
PeakG | 0 | 0 | 0 | 0 | 0 | 0
PeakO | 0 | 0 | 0 | 0 | 0 | 0
ST | 0 | 0 | 0 | 0 | 0 | 0
STOG | 0 | 0 | 0 | 0 | 0 | 0
STWD | 0 | 0 | 0 | 0 | 0 | 0
WT | 0 | 0 | 0 | 0 | 0 | 0
IGCC | 0 | 0 | 0 | 0 | 0 | 0
DemandResponse | 0 | 0 | 0 | 0 | 0 | 0
IGCC-CCS | 0 | 0 | 0 | 0 | 0 | 0
WT_off | 0 | 0 | 0 | 0 | 0 | 0
PseudoUnit | 0 | 0 | 0 | 0 | 0 | 0
FixedInterchange | 0 | 0 | 0 | 0 | 0 | 0
Retrofit VOM Costs by Reporting Type: ERCOT
ReportingType | 2015 | 2020 | 2025 | 2030 | 2035 | 2040
BM | 0 | 0 | 0 | 0 | 0 | 0
CC | 0 | 0 | 0 | 0 | 0 | 0
CSP | 0 | 0 | 0 | 0 | 0 | 0
CT | 0 | 0 | 0 | 0 | 0 | 0
Coal | 293.28 | 537.88 | 639.14 | 639.14 | 639.14 | 639.14
Geo | 0 | 0 | 0 | 0 | 0 | 0
H | 0 | 0 | 0 | 0 | 0 | 0
LFG | 0 | 0 | 0 | 0 | 0 | 0
Nuc | 0 | 0 | 0 | 0 | 0 | 0
PS | 0 | 0 | 0 | 0 | 0 | 0
PV | 0 | 0 | 0 | 0 | 0 | 0
PeakG | 0 | 0 | 0 | 0 | 0 | 0
PeakO | 0 | 0 | 0 | 0 | 0 | 0
ST | 0 | 0 | 0 | 0 | 0 | 0
STOG | 0 | 0 | 0 | 0 | 0 | 0
STWD | 0 | 0 | 0 | 0 | 0 | 0
WT | 0 | 0 | 0 | 0 | 0 | 0
IGCC | 0 | 0 | 0 | 0 | 0 | 0
DemandResponse | 0 | 0 | 0 | 0 | 0 | 0
IGCC-CCS | 0 | 0 | 0 | 0 | 0 | 0
WT_off | 0 | 0 | 0 | 0 | 0 | 0
PseudoUnit | 0 | 0 | 0 | 0 | 0 | 0
FixedInterchange | 0 | 0 | 0 | 0 | 0 | 0
Retrofit VOM Costs by Reporting Type: NP15
ReportingType | 2015 | 2020 | 2025 | 2030 | 2035 | 2040
BM | 0 | 0 | 0 | 0 | 0 | 0
CC | 0 | 0 | 0 | 0 | 0 | 0
CSP | 0 | 0 | 0 | 0 | 0 | 0
CT | 0 | 0 | 0 | 0 | 0 | 0
Coal | 1.46 | 0 | 0 | 0 | 0 | 0
Geo | 0 | 0 | 0 | 0 | 0 | 0
H | 0 | 0 | 0 | 0 | 0 | 0
LFG | 0 | 0 | 0 | 0 | 0 | 0
Nuc | 0 | 0 | 0 | 0 | 0 | 0
PS | 0 | 0 | 0 | 0 | 0 | 0
PV | 0 | 0 | 0 | 0 | 0 | 0
PeakG | 0 | 0 | 0 | 0 | 0 | 0
PeakO | 0 | 0 | 0 | 0 | 0 | 0
ST | 0 | 0 | 0 | 0 | 0 | 0
STOG | 0 | 0 | 0 | 0 | 0 | 0
STWD | 0 | 0 | 0 | 0 | 0 | 0
WT | 0 | 0 | 0 | 0 | 0 | 0
IGCC | 0 | 0 | 0 | 0 | 0 | 0
DemandResponse | 0 | 0 | 0 | 0 | 0 | 0
IGCC-CCS | 0 | 0 | 0 | 0 | 0 | 0
WT_off | 0 | 0 | 0 | 0 | 0 | 0
PseudoUnit | 0 | 0 | 0 | 0 | 0 | 0
FixedInterchange | 0 | 0 | 0 | 0 | 0 | 0
Retrofit VOM Costs by Reporting Type: NWPP_Coal
ReportingType | 2015 | 2020 | 2025 | 2030 | 2035 | 2040
BM | 0 | 0 | 0 | 0 | 0 | 0
CC | 0 | 0 | 0 | 0 | 0 | 0
CSP | 0 | 0 | 0 | 0 | 0 | 0
CT | 0 | 0 | 0 | 0 | 0 | 0
Coal | 474.65 | 628.58 | 628.58 | 628.58 | 628.58 | 628.58
Geo | 0 | 0 | 0 | 0 | 0 | 0
H | 0 | 0 | 0 | 0 | 0 | 0
LFG | 0 | 0 | 0 | 0 | 0 | 0
Nuc | 0 | 0 | 0 | 0 | 0 | 0
PS | 0 | 0 | 0 | 0 | 0 | 0
PV | 0 | 0 | 0 | 0 | 0 | 0
PeakG | 0 | 0 | 0 | 0 | 0 | 0
PeakO | 0 | 0 | 0 | 0 | 0 | 0
ST | 0 | 0 | 0 | 0 | 0 | 0
STOG | 0 | 0 | 0 | 0 | 0 | 0
STWD | 0 | 0 | 0 | 0 | 0 | 0
WT | 0 | 0 | 0 | 0 | 0 | 0
IGCC | 0 | 0 | 0 | 0 | 0 | 0
DemandResponse | 0 | 0 | 0 | 0 | 0 | 0
IGCC-CCS | 0 | 0 | 0 | 0 | 0 | 0
WT_off | 0 | 0 | 0 | 0 | 0 | 0
PseudoUnit | 0 | 0 | 0 | 0 | 0 | 0
FixedInterchange | 0 | 0 | 0 | 0 | 0 | 0
Retrofit VOM Costs by Reporting Type: NWPP_Gas
ReportingType | 2015 | 2020 | 2025 | 2030 | 2035 | 2040
BM | 0 | 0 | 0 | 0 | 0 | 0
CC | 0 | 0 | 0 | 0 | 0 | 0
CSP | 0 | 0 | 0 | 0 | 0 | 0
CT | 0 | 0 | 0 | 0 | 0 | 0
Coal | 0 | 0 | 0 | 0 | 0 | 0
Geo | 0 | 0 | 0 | 0 | 0 | 0
H | 0 | 0 | 0 | 0 | 0 | 0
LFG | 0 | 0 | 0 | 0 | 0 | 0
Nuc | 0 | 0 | 0 | 0 | 0 | 0
PS | 0 | 0 | 0 | 0 | 0 | 0
PV | 0 | 0 | 0 | 0 | 0 | 0
PeakG | 0 | 0 | 0 | 0 | 0 | 0
PeakO | 0 | 0 | 0 | 0 | 0 | 0
ST | 0 | 0 | 0 | 0 | 0 | 0
STOG | 0 | 0 | 0 | 0 | 0 | 0
STWD | 0 | 0 | 0 | 0 | 0 | 0
WT | 0 | 0 | 0 | 0 | 0 | 0
IGCC | 0 | 0 | 0 | 0 | 0 | 0
DemandResponse | 0 | 0 | 0 | 0 | 0 | 0
IGCC-CCS | 0 | 0 | 0 | 0 | 0 | 0
WT_off | 0 | 0 | 0 | 0 | 0 | 0
PseudoUnit | 0 | 0 | 0 | 0 | 0 | 0
FixedInterchange | 0 | 0 | 0 | 0 | 0 | 0
Retrofit VOM Costs by Reporting Type: NWPP_NucRenew
ReportingType | 2015 | 2020 | 2025 | 2030 | 2035 | 2040
BM | 0 | 0 | 0 | 0 | 0 | 0
CC | 0 | 0 | 0 | 0 | 0 | 0
CSP | 0 | 0 | 0 | 0 | 0 | 0
CT | 0 | 0 | 0 | 0 | 0 | 0
Coal | 0 | 0 | 0 | 0 | 0 | 0
Geo | 0 | 0 | 0 | 0 | 0 | 0
H | 0 | 0 | 0 | 0 | 0 | 0
LFG | 0 | 0 | 0 | 0 | 0 | 0
Nuc | 0 | 0 | 0 | 0 | 0 | 0
PS | 0 | 0 | 0 | 0 | 0 | 0
PV | 0 | 0 | 0 | 0 | 0 | 0
PeakG | 0 | 0 | 0 | 0 | 0 | 0
PeakO | 0 | 0 | 0 | 0 | 0 | 0
ST | 0 | 0 | 0 | 0 | 0 | 0
STOG | 0 | 0 | 0 | 0 | 0 | 0
STWD | 0 | 0 | 0 | 0 | 0 | 0
WT | 0 | 0 | 0 | 0 | 0 | 0
IGCC | 0 | 0 | 0 | 0 | 0 | 0
DemandResponse | 0 | 0 | 0 | 0 | 0 | 0
IGCC-CCS | 0 | 0 | 0 | 0 | 0 | 0
WT_off | 0 | 0 | 0 | 0 | 0 | 0
PseudoUnit | 0 | 0 | 0 | 0 | 0 | 0
FixedInterchange | 0 | 0 | 0 | 0 | 0 | 0
Retrofit VOM Costs by Reporting Type: RMPA
ReportingType | 2015 | 2020 | 2025 | 2030 | 2035 | 2040
BM | 0 | 0 | 0 | 0 | 0 | 0
CC | 0 | 0 | 0 | 0 | 0 | 0
CSP | 0 | 0 | 0 | 0 | 0 | 0
CT | 0 | 0 | 0 | 0 | 0 | 0
Coal | 251.95 | 331.4 | 311.8 | 311.8 | 311.8 | 311.8
Geo | 0 | 0 | 0 | 0 | 0 | 0
H | 0 | 0 | 0 | 0 | 0 | 0
LFG | 0 | 0 | 0 | 0 | 0 | 0
Nuc | 0 | 0 | 0 | 0 | 0 | 0
PS | 0 | 0 | 0 | 0 | 0 | 0
PV | 0 | 0 | 0 | 0 | 0 | 0
PeakG | 0 | 0 | 0 | 0 | 0 | 0
PeakO | 0 | 0 | 0 | 0 | 0 | 0
ST | 0 | 0 | 0 | 0 | 0 | 0
STOG | 0 | 0 | 0 | 0 | 0 | 0
STWD | 0 | 0 | 0 | 0 | 0 | 0
WT | 0 | 0 | 0 | 0 | 0 | 0
IGCC | 0 | 0 | 0 | 0 | 0 | 0
DemandResponse | 0 | 0 | 0 | 0 | 0 | 0
IGCC-CCS | 0 | 0 | 0 | 0 | 0 | 0
WT_off | 0 | 0 | 0 | 0 | 0 | 0
PseudoUnit | 0 | 0 | 0 | 0 | 0 | 0
FixedInterchange | 0 | 0 | 0 | 0 | 0 | 0
Retrofit VOM Costs by Reporting Type: SP15
ReportingType | 2015 | 2020 | 2025 | 2030 | 2035 | 2040
BM | 0 | 0 | 0 | 0 | 0 | 0
CC | 0 | 0 | 0 | 0 | 0 | 0
CSP | 0 | 0 | 0 | 0 | 0 | 0
CT | 0 | 0 | 0 | 0 | 0 | 0
Coal | 5.19 | 0 | 0 | 0 | 0 | 0
Geo | 0 | 0 | 0 | 0 | 0 | 0
H | 0 | 0 | 0 | 0 | 0 | 0
LFG | 0 | 0 | 0 | 0 | 0 | 0
Nuc | 0 | 0 | 0 | 0 | 0 | 0
PS | 0 | 0 | 0 | 0 | 0 | 0
PV | 0 | 0 | 0 | 0 | 0 | 0
PeakG | 0 | 0 | 0 | 0 | 0 | 0
PeakO | 0 | 0 | 0 | 0 | 0 | 0
ST | 0 | 0 | 0 | 0 | 0 | 0
STOG | 0 | 0 | 0 | 0 | 0 | 0
STWD | 0 | 0 | 0 | 0 | 0 | 0
WT | 0 | 0 | 0 | 0 | 0 | 0
IGCC | 0 | 0 | 0 | 0 | 0 | 0
DemandResponse | 0 | 0 | 0 | 0 | 0 | 0
IGCC-CCS | 0 | 0 | 0 | 0 | 0 | 0
WT_off | 0 | 0 | 0 | 0 | 0 | 0
PseudoUnit | 0 | 0 | 0 | 0 | 0 | 0
FixedInterchange | 0 | 0 | 0 | 0 | 0 | 0
Retrofit VOM Costs by Reporting Type: ALB
ReportingType | 2015 | 2020 | 2025 | 2030 | 2035 | 2040
BM | 0 | 0 | 0 | 0 | 0 | 0
CC | 0 | 0 | 0 | 0 | 0 | 0
CSP | 0 | 0 | 0 | 0 | 0 | 0
CT | 0 | 0 | 0 | 0 | 0 | 0
Coal | 21.2 | 21.2 | 21.2 | 21.2 | 21.2 | 21.2
Geo | 0 | 0 | 0 | 0 | 0 | 0
H | 0 | 0 | 0 | 0 | 0 | 0
LFG | 0 | 0 | 0 | 0 | 0 | 0
Nuc | 0 | 0 | 0 | 0 | 0 | 0
PS | 0 | 0 | 0 | 0 | 0 | 0
PV | 0 | 0 | 0 | 0 | 0 | 0
PeakG | 0 | 0 | 0 | 0 | 0 | 0
PeakO | 0 | 0 | 0 | 0 | 0 | 0
ST | 0 | 0 | 0 | 0 | 0 | 0
STOG | 0 | 0 | 0 | 0 | 0 | 0
STWD | 0 | 0 | 0 | 0 | 0 | 0
WT | 0 | 0 | 0 | 0 | 0 | 0
IGCC | 0 | 0 | 0 | 0 | 0 | 0
DemandResponse | 0 | 0 | 0 | 0 | 0 | 0
IGCC-CCS | 0 | 0 | 0 | 0 | 0 | 0
WT_off | 0 | 0 | 0 | 0 | 0 | 0
PseudoUnit | 0 | 0 | 0 | 0 | 0 | 0
FixedInterchange | 0 | 0 | 0 | 0 | 0 | 0
Retrofit VOM Costs by Reporting Type: BC
ReportingType | 2015 | 2020 | 2025 | 2030 | 2035 | 2040
BM | 0 | 0 | 0 | 0 | 0 | 0
CC | 0 | 0 | 0 | 0 | 0 | 0
CSP | 0 | 0 | 0 | 0 | 0 | 0
CT | 0 | 0 | 0 | 0 | 0 | 0
Coal | 0 | 0 | 0 | 0 | 0 | 0
Geo | 0 | 0 | 0 | 0 | 0 | 0
H | 0 | 0 | 0 | 0 | 0 | 0
LFG | 0 | 0 | 0 | 0 | 0 | 0
Nuc | 0 | 0 | 0 | 0 | 0 | 0
PS | 0 | 0 | 0 | 0 | 0 | 0
PV | 0 | 0 | 0 | 0 | 0 | 0
PeakG | 0 | 0 | 0 | 0 | 0 | 0
PeakO | 0 | 0 | 0 | 0 | 0 | 0
ST | 0 | 0 | 0 | 0 | 0 | 0
STOG | 0 | 0 | 0 | 0 | 0 | 0
STWD | 0 | 0 | 0 | 0 | 0 | 0
WT | 0 | 0 | 0 | 0 | 0 | 0
IGCC | 0 | 0 | 0 | 0 | 0 | 0
DemandResponse | 0 | 0 | 0 | 0 | 0 | 0
IGCC-CCS | 0 | 0 | 0 | 0 | 0 | 0
WT_off | 0 | 0 | 0 | 0 | 0 | 0
PseudoUnit | 0 | 0 | 0 | 0 | 0 | 0
FixedInterchange | 0 | 0 | 0 | 0 | 0 | 0
Retrofit VOM Costs by Reporting Type: HQ_IESO
ReportingType | 2015 | 2020 | 2025 | 2030 | 2035 | 2040
BM | 0 | 0 | 0 | 0 | 0 | 0
CC | 0 | 0 | 0 | 0 | 0 | 0
CSP | 0 | 0 | 0 | 0 | 0 | 0
CT | 0 | 0 | 0 | 0 | 0 | 0
Coal | 0 | 0 | 0 | 0 | 0 | 0
Geo | 0 | 0 | 0 | 0 | 0 | 0
H | 0 | 0 | 0 | 0 | 0 | 0
LFG | 0 | 0 | 0 | 0 | 0 | 0
Nuc | 0 | 0 | 0 | 0 | 0 | 0
PS | 0 | 0 | 0 | 0 | 0 | 0
PV | 0 | 0 | 0 | 0 | 0 | 0
PeakG | 0 | 0 | 0 | 0 | 0 | 0
PeakO | 0 | 0 | 0 | 0 | 0 | 0
ST | 0 | 0 | 0 | 0 | 0 | 0
STOG | 0 | 0 | 0 | 0 | 0 | 0
STWD | 0 | 0 | 0 | 0 | 0 | 0
WT | 0 | 0 | 0 | 0 | 0 | 0
IGCC | 0 | 0 | 0 | 0 | 0 | 0
DemandResponse | 0 | 0 | 0 | 0 | 0 | 0
IGCC-CCS | 0 | 0 | 0 | 0 | 0 | 0
WT_off | 0 | 0 | 0 | 0 | 0 | 0
PseudoUnit | 0 | 0 | 0 | 0 | 0 | 0
FixedInterchange | 0 | 0 | 0 | 0 | 0 | 0
Retrofit VOM Costs by Reporting Type: HQ_NEISO
ReportingType | 2015 | 2020 | 2025 | 2030 | 2035 | 2040
BM | 0 | 0 | 0 | 0 | 0 | 0
CC | 0 | 0 | 0 | 0 | 0 | 0
CSP | 0 | 0 | 0 | 0 | 0 | 0
CT | 0 | 0 | 0 | 0 | 0 | 0
Coal | 0 | 0 | 0 | 0 | 0 | 0
Geo | 0 | 0 | 0 | 0 | 0 | 0
H | 0 | 0 | 0 | 0 | 0 | 0
LFG | 0 | 0 | 0 | 0 | 0 | 0
Nuc | 0 | 0 | 0 | 0 | 0 | 0
PS | 0 | 0 | 0 | 0 | 0 | 0
PV | 0 | 0 | 0 | 0 | 0 | 0
PeakG | 0 | 0 | 0 | 0 | 0 | 0
PeakO | 0 | 0 | 0 | 0 | 0 | 0
ST | 0 | 0 | 0 | 0 | 0 | 0
STOG | 0 | 0 | 0 | 0 | 0 | 0
STWD | 0 | 0 | 0 | 0 | 0 | 0
WT | 0 | 0 | 0 | 0 | 0 | 0
IGCC | 0 | 0 | 0 | 0 | 0 | 0
DemandResponse | 0 | 0 | 0 | 0 | 0 | 0
IGCC-CCS | 0 | 0 | 0 | 0 | 0 | 0
WT_off | 0 | 0 | 0 | 0 | 0 | 0
PseudoUnit | 0 | 0 | 0 | 0 | 0 | 0
FixedInterchange | 0 | 0 | 0 | 0 | 0 | 0
Retrofit VOM Costs by Reporting Type: HQ_NY
ReportingType | 2015 | 2020 | 2025 | 2030 | 2035 | 2040
BM | 0 | 0 | 0 | 0 | 0 | 0
CC | 0 | 0 | 0 | 0 | 0 | 0
CSP | 0 | 0 | 0 | 0 | 0 | 0
CT | 0 | 0 | 0 | 0 | 0 | 0
Coal | 0 | 0 | 0 | 0 | 0 | 0
Geo | 0 | 0 | 0 | 0 | 0 | 0
H | 0 | 0 | 0 | 0 | 0 | 0
LFG | 0 | 0 | 0 | 0 | 0 | 0
Nuc | 0 | 0 | 0 | 0 | 0 | 0
PS | 0 | 0 | 0 | 0 | 0 | 0
PV | 0 | 0 | 0 | 0 | 0 | 0
PeakG | 0 | 0 | 0 | 0 | 0 | 0
PeakO | 0 | 0 | 0 | 0 | 0 | 0
ST | 0 | 0 | 0 | 0 | 0 | 0
STOG | 0 | 0 | 0 | 0 | 0 | 0
STWD | 0 | 0 | 0 | 0 | 0 | 0
WT | 0 | 0 | 0 | 0 | 0 | 0
IGCC | 0 | 0 | 0 | 0 | 0 | 0
DemandResponse | 0 | 0 | 0 | 0 | 0 | 0
IGCC-CCS | 0 | 0 | 0 | 0 | 0 | 0
WT_off | 0 | 0 | 0 | 0 | 0 | 0
PseudoUnit | 0 | 0 | 0 | 0 | 0 | 0
FixedInterchange | 0 | 0 | 0 | 0 | 0 | 0
Retrofit VOM Costs by Reporting Type: MARITIMES
ReportingType | 2015 | 2020 | 2025 | 2030 | 2035 | 2040
BM | 0 | 0 | 0 | 0 | 0 | 0
CC | 0 | 0 | 0 | 0 | 0 | 0
CSP | 0 | 0 | 0 | 0 | 0 | 0
CT | 0 | 0 | 0 | 0 | 0 | 0
Coal | 0 | 0 | 0 | 0 | 0 | 0
Geo | 0 | 0 | 0 | 0 | 0 | 0
H | 0 | 0 | 0 | 0 | 0 | 0
LFG | 0 | 0 | 0 | 0 | 0 | 0
Nuc | 0 | 0 | 0 | 0 | 0 | 0
PS | 0 | 0 | 0 | 0 | 0 | 0
PV | 0 | 0 | 0 | 0 | 0 | 0
PeakG | 0 | 0 | 0 | 0 | 0 | 0
PeakO | 0 | 0 | 0 | 0 | 0 | 0
ST | 0 | 0 | 0 | 0 | 0 | 0
STOG | 0 | 0 | 0 | 0 | 0 | 0
STWD | 0 | 0 | 0 | 0 | 0 | 0
WT | 0 | 0 | 0 | 0 | 0 | 0
IGCC | 0 | 0 | 0 | 0 | 0 | 0
DemandResponse | 0 | 0 | 0 | 0 | 0 | 0
IGCC-CCS | 0 | 0 | 0 | 0 | 0 | 0
WT_off | 0 | 0 | 0 | 0 | 0 | 0
PseudoUnit | 0 | 0 | 0 | 0 | 0 | 0
FixedInterchange | 0 | 0 | 0 | 0 | 0 | 0
retrofit VOM Costs by Reporting Type: All
ReportingType | 2015 | 2020 | 2025 | 2030 | 2035 | 2040
BM | 0 | 0 | 0 | 0 | 0 | 0
CC | 0 | 0 | 0 | 0 | 0 | 0
CSP | 0 | 0 | 0 | 0 | 0 | 0
CT | 0 | 0 | 0 | 0 | 0 | 0
Coal | 4821.55 | 7788.61 | 8247.73 | 8323.18 | 8482.06 | 8513.76
Geo | 0 | 0 | 0 | 0 | 0 | 0
H | 0 | 0 | 0 | 0 | 0 | 0
LFG | 0 | 0 | 0 | 0 | 0 | 0
Nuc | 0 | 0 | 0 | 0 | 0 | 0
PS | 0 | 0 | 0 | 0 | 0 | 0
PV | 0 | 0 | 0 | 0 | 0 | 0
PeakG | 0 | 0 | 0 | 0 | 0 | 0
PeakO | 0 | 0 | 0 | 0 | 0 | 0
ST | 0 | 0 | 0 | 0 | 0 | 0
STOG | 0 | 0 | 0 | 0 | 0 | 0
STWD | 0 | 0 | 0 | 0 | 0 | 0
WT | 0 | 0 | 0 | 0 | 0 | 0
IGCC | 0 | 0 | 0 | 0 | 0 | 0
DemandResponse | 0 | 0 | 0 | 0 | 0 | 0
IGCC-CCS | 0 | 0 | 0 | 0 | 0 | 0
WT_off | 0 | 0 | 0 | 0 | 0 | 0
PseudoUnit | 0 | 0 | 0 | 0 | 0 | 0
FixedInterchange | 0 | 0 | 0 | 0 | 0 | 0
retrofit VOM Costs by Reporting Type: EI_US
ReportingType | 2015 | 2020 | 2025 | 2030 | 2035 | 2040
BM | 0 | 0 | 0 | 0 | 0 | 0
CC | 0 | 0 | 0 | 0 | 0 | 0
CSP | 0 | 0 | 0 | 0 | 0 | 0
CT | 0 | 0 | 0 | 0 | 0 | 0
Coal | 3450.71 | 5872.15 | 6249.61 | 6325.07 | 6483.94 | 6515.65
Geo | 0 | 0 | 0 | 0 | 0 | 0
H | 0 | 0 | 0 | 0 | 0 | 0
LFG | 0 | 0 | 0 | 0 | 0 | 0
Nuc | 0 | 0 | 0 | 0 | 0 | 0
PS | 0 | 0 | 0 | 0 | 0 | 0
PV | 0 | 0 | 0 | 0 | 0 | 0
PeakG | 0 | 0 | 0 | 0 | 0 | 0
PeakO | 0 | 0 | 0 | 0 | 0 | 0
ST | 0 | 0 | 0 | 0 | 0 | 0
STOG | 0 | 0 | 0 | 0 | 0 | 0
STWD | 0 | 0 | 0 | 0 | 0 | 0
WT | 0 | 0 | 0 | 0 | 0 | 0
IGCC | 0 | 0 | 0 | 0 | 0 | 0
DemandResponse | 0 | 0 | 0 | 0 | 0 | 0
IGCC-CCS | 0 | 0 | 0 | 0 | 0 | 0
WT_off | 0 | 0 | 0 | 0 | 0 | 0
PseudoUnit | 0 | 0 | 0 | 0 | 0 | 0
FixedInterchange | 0 | 0 | 0 | 0 | 0 | 0
retrofit VOM Costs by Reporting Type: EI_Canada
ReportingType | 2015 | 2020 | 2025 | 2030 | 2035 | 2040
BM | 0 | 0 | 0 | 0 | 0 | 0
CC | 0 | 0 | 0 | 0 | 0 | 0
CSP | 0 | 0 | 0 | 0 | 0 | 0
CT | 0 | 0 | 0 | 0 | 0 | 0
Coal | 0 | 0 | 0 | 0 | 0 | 0
Geo | 0 | 0 | 0 | 0 | 0 | 0
H | 0 | 0 | 0 | 0 | 0 | 0
LFG | 0 | 0 | 0 | 0 | 0 | 0
Nuc | 0 | 0 | 0 | 0 | 0 | 0
PS | 0 | 0 | 0 | 0 | 0 | 0
PV | 0 | 0 | 0 | 0 | 0 | 0
PeakG | 0 | 0 | 0 | 0 | 0 | 0
PeakO | 0 | 0 | 0 | 0 | 0 | 0
ST | 0 | 0 | 0 | 0 | 0 | 0
STOG | 0 | 0 | 0 | 0 | 0 | 0
STWD | 0 | 0 | 0 | 0 | 0 | 0
WT | 0 | 0 | 0 | 0 | 0 | 0
IGCC | 0 | 0 | 0 | 0 | 0 | 0
DemandResponse | 0 | 0 | 0 | 0 | 0 | 0
IGCC-CCS | 0 | 0 | 0 | 0 | 0 | 0
WT_off | 0 | 0 | 0 | 0 | 0 | 0
PseudoUnit | 0 | 0 | 0 | 0 | 0 | 0
FixedInterchange | 0 | 0 | 0 | 0 | 0 | 0
retrofit VOM Costs by Reporting Type: EI
ReportingType | 2015 | 2020 | 2025 | 2030 | 2035 | 2040
BM | 0 | 0 | 0 | 0 | 0 | 0
CC | 0 | 0 | 0 | 0 | 0 | 0
CSP | 0 | 0 | 0 | 0 | 0 | 0
CT | 0 | 0 | 0 | 0 | 0 | 0
Coal | 3450.71 | 5872.15 | 6249.61 | 6325.07 | 6483.94 | 6515.65
Geo | 0 | 0 | 0 | 0 | 0 | 0
H | 0 | 0 | 0 | 0 | 0 | 0
LFG | 0 | 0 | 0 | 0 | 0 | 0
Nuc | 0 | 0 | 0 | 0 | 0 | 0
PS | 0 | 0 | 0 | 0 | 0 | 0
PV | 0 | 0 | 0 | 0 | 0 | 0
PeakG | 0 | 0 | 0 | 0 | 0 | 0
PeakO | 0 | 0 | 0 | 0 | 0 | 0
ST | 0 | 0 | 0 | 0 | 0 | 0
STOG | 0 | 0 | 0 | 0 | 0 | 0
STWD | 0 | 0 | 0 | 0 | 0 | 0
WT | 0 | 0 | 0 | 0 | 0 | 0
IGCC | 0 | 0 | 0 | 0 | 0 | 0
DemandResponse | 0 | 0 | 0 | 0 | 0 | 0
IGCC-CCS | 0 | 0 | 0 | 0 | 0 | 0
WT_off | 0 | 0 | 0 | 0 | 0 | 0
PseudoUnit | 0 | 0 | 0 | 0 | 0 | 0
FixedInterchange | 0 | 0 | 0 | 0 | 0 | 0
retrofit VOM Costs by Reporting Type: Outside_EI
ReportingType | 2015 | 2020 | 2025 | 2030 | 2035 | 2040
BM | 0 | 0 | 0 | 0 | 0 | 0
CC | 0 | 0 | 0 | 0 | 0 | 0
CSP | 0 | 0 | 0 | 0 | 0 | 0
CT | 0 | 0 | 0 | 0 | 0 | 0
Coal | 1370.84 | 1916.46 | 1998.12 | 1998.12 | 1998.12 | 1998.12
Geo | 0 | 0 | 0 | 0 | 0 | 0
H | 0 | 0 | 0 | 0 | 0 | 0
LFG | 0 | 0 | 0 | 0 | 0 | 0
Nuc | 0 | 0 | 0 | 0 | 0 | 0
PS | 0 | 0 | 0 | 0 | 0 | 0
PV | 0 | 0 | 0 | 0 | 0 | 0
PeakG | 0 | 0 | 0 | 0 | 0 | 0
PeakO | 0 | 0 | 0 | 0 | 0 | 0
ST | 0 | 0 | 0 | 0 | 0 | 0
STOG | 0 | 0 | 0 | 0 | 0 | 0
STWD | 0 | 0 | 0 | 0 | 0 | 0
WT | 0 | 0 | 0 | 0 | 0 | 0
IGCC | 0 | 0 | 0 | 0 | 0 | 0
DemandResponse | 0 | 0 | 0 | 0 | 0 | 0
IGCC-CCS | 0 | 0 | 0 | 0 | 0 | 0
WT_off | 0 | 0 | 0 | 0 | 0 | 0
PseudoUnit | 0 | 0 | 0 | 0 | 0 | 0
FixedInterchange | 0 | 0 | 0 | 0 | 0 | 0
#10 | Base FOM Costs ($million)
Base FOM Costs by Reporting Type: Entergy
ReportingType | 2015 | 2020 | 2025 | 2030 | 2035 | 2040
BM | 0 | 0 | 0 | 0 | 0 | 0
CC | 413.46 | 525.29 | 414.45 | 439.49 | 504.12 | 504.12
CSP | 0 | 0 | 0 | 0 | 0 | 0
CT | 0 | 0 | 0 | 0 | 0 | 0
Coal | 517.35 | 516.91 | 521 | 547.68 | 573.88 | 713.45
Geo | 0 | 0 | 0 | 0 | 0 | 0
H | 10.6 | 10.6 | 10.6 | 10.6 | 10.6 | 10.6
LFG | 0.97 | 0.97 | 3.36 | 13.89 | 13.89 | 13.89
Nuc | 789.41 | 804.93 | 789.41 | 789.41 | 666.82 | 1125.48
PS | 1.4 | 1.4 | 1.4 | 1.4 | 1.4 | 1.4
PV | 0 | 0.98 | 1.43 | 1.43 | 1.43 | 1.39
PeakG | 47.54 | 69.98 | 0 | 0 | 0 | 0
PeakO | 4.42 | 5.15 | 0 | 0 | 0 | 0
ST | 0 | 0 | 0 | 0 | 0 | 0
STOG | 97.85 | 0 | 0 | 0 | 0 | 0
STWD | 6.6 | 0 | 0 | 0 | 0 | 0
WT | 3.66 | 3.66 | 3.66 | 3.66 | 3.66 | 3.66
IGCC | 0 | 0 | 0 | 0 | 0 | 0
DemandResponse | 0 | 0 | 0 | 0 | 0 | 0
IGCC-CCS | 0 | 0 | 0 | 0 | 0 | 0
WT_off | 0 | 0 | 0 | 0 | 0 | 0
PseudoUnit | 0 | 0 | 0 | 0 | 0 | 0
FixedInterchange | 0 | 0 | 0 | 0 | 0 | 0
Base FOM Costs by Reporting Type: FRCC
ReportingType | 2015 | 2020 | 2025 | 2030 | 2035 | 2040
BM | 0 | 0 | 0 | 0 | 0 | 0
CC | 674.93 | 853.27 | 691.55 | 720.95 | 872.93 | 905.04
CSP | 0 | 0 | 0 | 0 | 0 | 0
CT | 16.6 | 16.6 | 16.6 | 16.6 | 0 | 0
Coal | 599.03 | 576.82 | 600.44 | 646.41 | 680.62 | 733.65
Geo | 0 | 0 | 0 | 0 | 0 | 0
H | 0.78 | 0.78 | 0.78 | 0.78 | 0.78 | 0.78
LFG | 58.63 | 58.63 | 82.46 | 82.46 | 82.46 | 82.46
Nuc | 601.49 | 635.55 | 601.49 | 601.49 | 946.02 | 369.98
PS | 0 | 0 | 0 | 0 | 0 | 0
PV | 0.75 | 0.75 | 0.75 | 0.75 | 0.75 | 0.75
PeakG | 149.81 | 217.71 | 120.77 | 168.33 | 168.33 | 168.33
PeakO | 64.61 | 24.21 | 0 | 0 | 0 | 0
ST | 0 | 0 | 0 | 0 | 0 | 0
STOG | 68.26 | 0 | 0 | 0 | 0 | 0
STWD | 6.25 | 7.82 | 6.37 | 6.37 | 6.37 | 6.37
WT | 0 | 0 | 0 | 0 | 0 | 0
IGCC | 0 | 0 | 0 | 0 | 0 | 0
DemandResponse | 0 | 0 | 0 | 0 | 0 | 0
IGCC-CCS | 0 | 0 | 0 | 0 | 0 | 0
WT_off | 0 | 0 | 0 | 0 | 0 | 0
PseudoUnit | 0 | 0 | 0 | 0 | 0 | 0
FixedInterchange | 0 | 0 | 0 | 0 | 0 | 0
Base FOM Costs by Reporting Type: MAPP_US
ReportingType | 2015 | 2020 | 2025 | 2030 | 2035 | 2040
BM | 0 | 0 | 0 | 0 | 0 | 0
CC | 0 | 0 | 0 | 0 | 0 | 0
CSP | 0 | 0 | 0 | 0 | 0 | 0
CT | 2.06 | 2.06 | 2.06 | 2.01 | 0 | 0
Coal | 193.31 | 173.05 | 172.13 | 173.29 | 204.74 | 236.69
Geo | 3.95 | 3.95 | 3.95 | 3.95 | 3.95 | 3.95
H | 31.14 | 31.14 | 31.14 | 31.14 | 31.14 | 31.14
LFG | 0.24 | 0.24 | 8.86 | 8.86 | 8.86 | 8.86
Nuc | 0.01 | 0.01 | 0.01 | 0.01 | 0.01 | 0.01
PS | 0 | 0 | 0 | 0 | 0 | 0
PV | 0 | 0 | 0 | 0 | 0 | 0
PeakG | 8.59 | 12.98 | 1.37 | 1.57 | 1.9 | 0.13
PeakO | 0 | 0 | 0 | 0 | 0 | 0
ST | 0 | 0 | 0 | 0 | 0 | 0
STOG | 0 | 0 | 0 | 0 | 0 | 0
STWD | 0 | 0 | 0 | 0 | 0 | 0
WT | 55.22 | 64 | 64 | 64 | 64 | 64
IGCC | 0 | 0 | 0 | 0 | 0 | 0
DemandResponse | 0 | 0 | 0 | 0 | 0 | 0
IGCC-CCS | 0 | 0 | 0 | 0 | 0 | 0
WT_off | 0 | 0 | 0 | 0 | 0 | 0
PseudoUnit | 0 | 0 | 0 | 0 | 0 | 0
FixedInterchange | 0 | 0 | 0 | 0 | 0 | 0
Base FOM Costs by Reporting Type: MISO_IN
ReportingType | 2015 | 2020 | 2025 | 2030 | 2035 | 2040
BM | 0 | 0 | 0 | 0 | 0 | 0
CC | 41.43 | 52.67 | 42.31 | 45.82 | 51.79 | 51.79
CSP | 0 | 0 | 0 | 0 | 0 | 0
CT | 0 | 0 | 0 | 0 | 0 | 0
Coal | 908.22 | 992.38 | 982.21 | 1098.83 | 1219.97 | 1365.23
Geo | 0 | 0 | 0 | 0 | 0 | 0
H | 1.07 | 1.07 | 1.07 | 1.07 | 1.07 | 1.07
LFG | 4.46 | 4.46 | 4.46 | 14.11 | 14.11 | 14.11
Nuc | 0.01 | 0.01 | 0.01 | 0.01 | 0.01 | 0.01
PS | 0 | 0 | 0 | 0 | 0 | 0
PV | 0 | 3.64 | 5.62 | 5.62 | 5.62 | 5.54
PeakG | 52.35 | 76.94 | 54.27 | 73.39 | 73.39 | 73.39
PeakO | 10.59 | 13.5 | 0 | 0 | 0 | 0
ST | 0 | 0 | 0 | 0 | 0 | 0
STOG | 12.26 | 14.51 | 0 | 0 | 0 | 0
STWD | 0 | 0 | 0 | 0 | 0 | 0
WT | 18.31 | 18.31 | 18.31 | 18.31 | 18.31 | 18.31
IGCC | 30.22 | 30.22 | 30.22 | 30.22 | 30.22 | 30.22
DemandResponse | 0 | 0 | 0 | 0 | 0 | 0
IGCC-CCS | 0 | 0 | 0 | 0 | 0 | 0
WT_off | 0 | 0 | 0 | 0 | 0 | 0
PseudoUnit | 0 | 0 | 0 | 0 | 0 | 0
FixedInterchange | 0 | 0 | 0 | 0 | 0 | 0
Base FOM Costs by Reporting Type: MISO_MI
ReportingType | 2015 | 2020 | 2025 | 2030 | 2035 | 2040
BM | 0 | 0 | 0 | 0 | 0 | 0
CC | 128.88 | 172.17 | 141.51 | 147.9 | 160.11 | 160.11
CSP | 0 | 0 | 0 | 0 | 0 | 0
CT | 0 | 0 | 0 | 0 | 0 | 0
Coal | 488.2 | 423 | 378.59 | 438.63 | 518.77 | 560.82
Geo | 0 | 0 | 0 | 0 | 0 | 0
H | 2.01 | 2.01 | 2.01 | 2.01 | 2.01 | 2.01
LFG | 19.67 | 19.67 | 38.95 | 38.95 | 38.95 | 38.95
Nuc | 275.03 | 275.03 | 275.03 | 275.03 | 161.75 | 417.74
PS | 44.44 | 44.44 | 44.44 | 44.44 | 44.44 | 44.44
PV | 0 | 0 | 0 | 0 | 0 | 0
PeakG | 61.2 | 89.88 | 71.67 | 85.63 | 85.63 | 85.63
PeakO | 15.67 | 19.97 | 0 | 0 | 0 | 0
ST | 0 | 0 | 0 | 0 | 0 | 0
STOG | 121.2 | 143.41 | 0 | 0 | 0 | 0
STWD | 5.22 | 6.54 | 5.33 | 5.33 | 5.33 | 5.33
WT | 61.65 | 61.65 | 67.6 | 68.18 | 68.82 | 68.95
IGCC | 0 | 0 | 0 | 0 | 0 | 0
DemandResponse | 0 | 0 | 0 | 0 | 0 | 0
IGCC-CCS | 0 | 0 | 0 | 0 | 0 | 0
WT_off | 0 | 0 | 0 | 0 | 0 | 0
PseudoUnit | 0 | 0 | 0 | 0 | 0 | 0
FixedInterchange | 0 | 0 | 0 | 0 | 0 | 0
Base FOM Costs by Reporting Type: MISO_MO-IL
ReportingType | 2015 | 2020 | 2025 | 2030 | 2035 | 2040
BM | 0 | 0 | 0 | 0 | 0 | 0
CC | 31.4 | 39.92 | 32.06 | 35.22 | 39.25 | 39.25
CSP | 0 | 0 | 0 | 0 | 0 | 0
CT | 0 | 0 | 0 | 0 | 0 | 0
Coal | 897.81 | 757.81 | 716.72 | 834.4 | 963.72 | 1024.97
Geo | 0 | 0 | 0 | 0 | 0 | 0
H | 5.01 | 5.01 | 5.01 | 5.01 | 5.01 | 5.01
LFG | 2.17 | 2.17 | 29.04 | 29.04 | 29.04 | 29.04
Nuc | 308.98 | 325.11 | 325.11 | 325.11 | 325.11 | 325.11
PS | 10.45 | 10.45 | 10.45 | 10.45 | 10.45 | 10.45
PV | 0 | 0 | 0 | 0 | 0 | 0
PeakG | 77.83 | 114.84 | 80.73 | 103.92 | 110.46 | 110.46
PeakO | 21.48 | 28.65 | 0 | 0 | 0 | 0
ST | 0 | 0 | 0 | 0 | 0 | 0
STOG | 24.79 | 29.33 | 0 | 0 | 0 | 0
STWD | 0 | 0 | 0 | 0 | 0 | 0
WT | 21.36 | 21.36 | 21.36 | 21.36 | 21.36 | 21.36
IGCC | 0 | 0 | 0 | 0 | 0 | 0
DemandResponse | 0 | 0 | 0 | 0 | 0 | 0
IGCC-CCS | 0 | 0 | 0 | 0 | 0 | 0
WT_off | 0 | 0 | 0 | 0 | 0 | 0
PseudoUnit | 0 | 0 | 0 | 0 | 0 | 0
FixedInterchange | 0 | 0 | 0 | 0 | 0 | 0
Base FOM Costs by Reporting Type: MISO_W
ReportingType | 2015 | 2020 | 2025 | 2030 | 2035 | 2040
BM | 0 | 0 | 0 | 0 | 0 | 0
CC | 90.43 | 114.8 | 87.22 | 87.22 | 104.02 | 106.69
CSP | 0 | 0 | 0 | 0 | 0 | 0
CT | 0 | 0 | 0 | 0 | 0 | 0
Coal | 731.3 | 782.94 | 787.46 | 818 | 1041.44 | 1284.62
Geo | 0 | 0 | 0 | 0 | 0 | 0
H | 7.08 | 7.08 | 7.08 | 7.08 | 7.08 | 7.08
LFG | 24.73 | 24.73 | 33.36 | 33.36 | 33.36 | 33.36
Nuc | 343.79 | 343.79 | 343.79 | 602.57 | 0.04 | 0.04
PS | 0 | 0 | 0 | 0 | 0 | 0
PV | 0 | 0 | 0 | 0 | 0 | 0
PeakG | 87.12 | 123.54 | 89.97 | 105.17 | 108.71 | 69.6
PeakO | 56.38 | 79.08 | 0 | 0 | 0 | 0
ST | 0 | 0 | 0 | 0 | 0 | 0
STOG | 3.68 | 4.36 | 0 | 0 | 0 | 0
STWD | 10.03 | 12.55 | 7.42 | 7.42 | 7.42 | 7.42
WT | 268.82 | 294.53 | 354.5 | 357.93 | 357.93 | 357.93
IGCC | 0 | 0 | 0 | 0 | 0 | 0
DemandResponse | 0 | 0 | 0 | 0 | 0 | 0
IGCC-CCS | 0 | 0 | 0 | 0 | 0 | 0
WT_off | 0 | 0 | 0 | 0 | 0 | 0
PseudoUnit | 0 | 0 | 0 | 0 | 0 | 0
FixedInterchange | 0 | 0 | 0 | 0 | 0 | 0
Base FOM Costs by Reporting Type: MISO_WUMS
ReportingType | 2015 | 2020 | 2025 | 2030 | 2035 | 2040
BM | 0 | 0 | 0 | 0 | 0 | 0
CC | 80.83 | 102.77 | 82.55 | 82.55 | 97.24 | 101.05
CSP | 0 | 0 | 0 | 0 | 0 | 0
CT | 0 | 0 | 0 | 0 | 0 | 0
Coal | 316.36 | 305.29 | 319.41 | 328.69 | 330.08 | 379.18
Geo | 0 | 0 | 0 | 0 | 0 | 0
H | 4.79 | 4.79 | 4.79 | 4.8 | 4.8 | 4.8
LFG | 8.57 | 8.57 | 35.44 | 35.44 | 35.44 | 35.44
Nuc | 264.54 | 287.77 | 264.54 | 570.75 | 0.04 | 0.04
PS | 0 | 0 | 0 | 0 | 0 | 0
PV | 0 | 0 | 0 | 0 | 0 | 0
PeakG | 55.64 | 81.65 | 65.08 | 77.65 | 77.65 | 70.7
PeakO | 13.52 | 17.78 | 0 | 0 | 0 | 0
ST | 0 | 0 | 0 | 0 | 0 | 0
STOG | 0 | 0 | 0 | 0 | 0 | 0
STWD | 3.37 | 4.21 | 0 | 0 | 0 | 0
WT | 46.36 | 46.36 | 46.36 | 46.36 | 46.36 | 46.36
IGCC | 0 | 0 | 0 | 0 | 0 | 0
DemandResponse | 0 | 0 | 0 | 0 | 0 | 0
IGCC-CCS | 0 | 0 | 0 | 0 | 0 | 0
WT_off | 0 | 0 | 0 | 0 | 0 | 0
PseudoUnit | 0 | 0 | 0 | 0 | 0 | 0
FixedInterchange | 0 | 0 | 0 | 0 | 0 | 0
Base FOM Costs by Reporting Type: Nebraska
ReportingType | 2015 | 2020 | 2025 | 2030 | 2035 | 2040
BM | 0 | 0 | 0 | 0 | 0 | 0
CC | 10.62 | 13.51 | 10.85 | 10.85 | 12.75 | 13.28
CSP | 0 | 0 | 0 | 0 | 0 | 0
CT | 0 | 0 | 0 | 0 | 0 | 0
Coal | 257.61 | 296.53 | 307.03 | 324.87 | 335.48 | 409.14
Geo | 0 | 0 | 0 | 0 | 0 | 0
H | 2.38 | 2.38 | 2.38 | 2.38 | 2.38 | 2.38
LFG | 0.72 | 0.72 | 0.72 | 9.35 | 9.35 | 9.35
Nuc | 182.28 | 198.29 | 182.28 | 249.21 | 0.09 | 0.09
PS | 0 | 0 | 0 | 0 | 0 | 0
PV | 0 | 0 | 0 | 0 | 0 | 0
PeakG | 21.82 | 37.31 | 17.59 | 17.59 | 17.59 | 17.59
PeakO | 9.57 | 12.19 | 0 | 0 | 0 | 0
ST | 0 | 0 | 0 | 0 | 0 | 0
STOG | 0 | 0 | 0 | 0 | 0 | 0
STWD | 0 | 0 | 0 | 0 | 0 | 0
WT | 10.53 | 10.53 | 10.53 | 10.53 | 10.53 | 10.53
IGCC | 0 | 0 | 0 | 0 | 0 | 0
DemandResponse | 0 | 0 | 0 | 0 | 0 | 0
IGCC-CCS | 0 | 0 | 0 | 0 | 0 | 0
WT_off | 0 | 0 | 0 | 0 | 0 | 0
PseudoUnit | 0 | 0 | 0 | 0 | 0 | 0
FixedInterchange | 0 | 0 | 0 | 0 | 0 | 0
Base FOM Costs by Reporting Type: NEISO
ReportingType | 2015 | 2020 | 2025 | 2030 | 2035 | 2040
BM | 25.35 | 25.35 | 25.35 | 25.35 | 25.35 | 25.35
CC | 272.83 | 251.11 | 172.1 | 183.96 | 204.07 | 204.07
CSP | 0 | 0 | 0 | 0 | 0 | 0
CT | 2.24 | 2.24 | 2.24 | 2.17 | 0 | 0
Coal | 22.84 | 0 | 0 | 0 | 0 | 0
Geo | 0 | 0 | 0 | 0 | 0 | 0
H | 46.4 | 46.4 | 46.4 | 46.4 | 46.4 | 46.4
LFG | 70.11 | 70.11 | 78.5 | 78.5 | 78.5 | 78.5
Nuc | 676.28 | 735.67 | 676.28 | 676.28 | 488.61 | 932.14
PS | 39.74 | 39.74 | 39.74 | 39.74 | 39.74 | 39.74
PV | 0.03 | 4.52 | 4.52 | 4.52 | 4.52 | 4.19
PeakG | 19.94 | 29.61 | 20.7 | 22.52 | 28.85 | 28.85
PeakO | 0 | 0 | 0 | 0 | 0 | 0
ST | 0 | 0 | 0 | 0 | 0 | 0
STOG | 0 | 0 | 0 | 0 | 0 | 0
STWD | 19.55 | 7.74 | 5.75 | 5.75 | 5.75 | 5.75
WT | 13.44 | 83.15 | 110.07 | 121.8 | 124.2 | 124.2
IGCC | 0 | 0 | 0 | 0 | 0 | 0
DemandResponse | 0 | 0 | 0 | 0 | 0 | 0
IGCC-CCS | 0 | 0 | 0 | 0 | 0 | 0
WT_off | 24.96 | 24.96 | 24.96 | 24.96 | 0 | 0
PseudoUnit | 0 | 0 | 0 | 0 | 0 | 0
FixedInterchange | 0 | 0 | 0 | 0 | 0 | 0
Base FOM Costs by Reporting Type: NonRTO_Midwest
ReportingType | 2015 | 2020 | 2025 | 2030 | 2035 | 2040
BM | 0 | 0 | 0 | 0 | 0 | 0
CC | 0 | 0 | 0 | 0 | 0 | 0
CSP | 0 | 0 | 0 | 0 | 0 | 0
CT | 0 | 0 | 0 | 0 | 0 | 0
Coal | 659.91 | 641.69 | 629.81 | 670.16 | 731.34 | 818.84
Geo | 0 | 0 | 0 | 0 | 0 | 0
H | 2.04 | 2.04 | 2.04 | 2.04 | 2.04 | 2.04
LFG | 1.69 | 1.69 | 1.69 | 20.97 | 20.97 | 20.97
Nuc | 0.01 | 0.01 | 0.01 | 0.01 | 0.01 | 0.01
PS | 0 | 0 | 0 | 0 | 0 | 0
PV | 0 | 0 | 0 | 0 | 0 | 0
PeakG | 56.39 | 83.4 | 37.21 | 37.69 | 38.01 | 33.69
PeakO | 0.35 | 0.45 | 0 | 0 | 0 | 0
ST | 0 | 0 | 0 | 0 | 0 | 0
STOG | 0 | 0 | 0 | 0 | 0 | 0
STWD | 0 | 0 | 0 | 0 | 0 | 0
WT | 2.26 | 2.26 | 2.26 | 2.26 | 2.26 | 2.26
IGCC | 0 | 0 | 0 | 0 | 0 | 0
DemandResponse | 0 | 0 | 0 | 0 | 0 | 0
IGCC-CCS | 0 | 0 | 0 | 0 | 0 | 0
WT_off | 0 | 0 | 0 | 0 | 0 | 0
PseudoUnit | 0 | 0 | 0 | 0 | 0 | 0
FixedInterchange | 0 | 0 | 0 | 0 | 0 | 0
Base FOM Costs by Reporting Type: NYISO_A-F
ReportingType | 2015 | 2020 | 2025 | 2030 | 2035 | 2040
BM | 0 | 0 | 0 | 0 | 0 | 0
CC | 103.24 | 109.59 | 95.35 | 106.76 | 106.76 | 106.76
CSP | 0 | 0 | 0 | 0 | 0 | 0
CT | 0 | 0 | 0 | 0 | 0 | 0
Coal | 0 | 0 | 0 | 0 | 0 | 0
Geo | 0 | 0 | 0 | 0 | 0 | 0
H | 62.6 | 62.6 | 62.6 | 62.6 | 62.6 | 62.6
LFG | 20.8 | 20.8 | 20.8 | 28.97 | 28.97 | 28.97
Nuc | 489.92 | 509.2 | 489.92 | 399.48 | 552.03 | 578.17
PS | 33.52 | 33.52 | 33.52 | 33.52 | 33.52 | 33.52
PV | 0 | 0 | 0 | 0 | 0 | 0
PeakG | 3.78 | 5.56 | 5.31 | 5.31 | 5.31 | 5.31
PeakO | 0 | 0 | 0 | 0 | 0 | 0
ST | 0 | 0 | 0 | 0 | 0 | 0
STOG | 0 | 0 | 0 | 0 | 0 | 0
STWD | 0 | 0 | 0 | 0 | 0 | 0
WT | 113.42 | 133.35 | 133.35 | 133.35 | 133.35 | 133.35
IGCC | 0 | 0 | 0 | 0 | 0 | 0
DemandResponse | 0 | 0 | 0 | 0 | 0 | 0
IGCC-CCS | 0 | 0 | 0 | 0 | 0 | 0
WT_off | 0 | 0 | 0 | 0 | 0 | 0
PseudoUnit | 0 | 0 | 0 | 0 | 0 | 0
FixedInterchange | 0 | 0 | 0 | 0 | 0 | 0
Base FOM Costs by Reporting Type: NYISO_G-I
ReportingType | 2015 | 2020 | 2025 | 2030 | 2035 | 2040
BM | 0 | 0 | 0 | 0 | 0 | 0
CC | 34.33 | 43.65 | 35.09 | 35.19 | 54.3 | 86.03
CSP | 0 | 0 | 0 | 0 | 0 | 0
CT | 0 | 0 | 0 | 0 | 0 | 0
Coal | 17.67 | 0 | 0 | 0 | 0 | 0
Geo | 0 | 0 | 0 | 0 | 0 | 0
H | 0.46 | 0.46 | 0.46 | 0.46 | 0.46 | 0.46
LFG | 7.72 | 7.72 | 7.72 | 16.67 | 16.67 | 16.67
Nuc | 297.74 | 323.88 | 297.74 | 297.74 | 452.18 | 0.18
PS | 0 | 0 | 0 | 0 | 0 | 0
PV | 0 | 0 | 0 | 0 | 0 | 0
PeakG | 1.51 | 2.04 | 1.56 | 1.56 | 1.56 | 1.56
PeakO | 2.55 | 3.25 | 2.61 | 2.61 | 2.61 | 2.61
ST | 0 | 0 | 0 | 0 | 0 | 0
STOG | 0 | 0 | 0 | 0 | 0 | 0
STWD | 0 | 0 | 0 | 0 | 0 | 0
WT | 0 | 1.68 | 1.68 | 1.68 | 1.68 | 1.68
IGCC | 0 | 0 | 0 | 0 | 0 | 0
DemandResponse | 0 | 0 | 0 | 0 | 0 | 0
IGCC-CCS | 0 | 0 | 0 | 0 | 0 | 0
WT_off | 0 | 0 | 0 | 0 | 0 | 0
PseudoUnit | 0 | 0 | 0 | 0 | 0 | 0
FixedInterchange | 0 | 0 | 0 | 0 | 0 | 0
Base FOM Costs by Reporting Type: NYISO_J-K
ReportingType | 2015 | 2020 | 2025 | 2030 | 2035 | 2040
BM | 0 | 0 | 0 | 0 | 0 | 0
CC | 125.46 | 154.92 | 127.77 | 138.94 | 152.61 | 152.61
CSP | 0 | 0 | 0 | 0 | 0 | 0
CT | 0 | 0 | 0 | 0 | 0 | 0
Coal | 0 | 0 | 0 | 0 | 0 | 0
Geo | 0 | 0 | 0 | 0 | 0 | 0
H | 0 | 0 | 0 | 0 | 0 | 0
LFG | 14.96 | 14.96 | 14.96 | 23.9 | 23.9 | 23.9
Nuc | 0.01 | 0.01 | 0.01 | 0.01 | 0.01 | 0.01
PS | 0 | 0 | 0 | 0 | 0 | 0
PV | 0.53 | 0.53 | 0.53 | 0.53 | 0 | 0
PeakG | 54.7 | 77.08 | 56.45 | 62.35 | 66.78 | 66.78
PeakO | 61.69 | 79.16 | 63.78 | 65.02 | 65.02 | 65.02
ST | 0 | 0 | 0 | 0 | 0 | 0
STOG | 117.32 | 110.47 | 94.7 | 94.7 | 94.7 | 94.7
STWD | 0 | 0 | 0 | 0 | 0 | 0
WT | 0 | 0 | 0 | 0 | 0 | 0
IGCC | 0 | 0 | 0 | 0 | 0 | 0
DemandResponse | 0 | 0 | 0 | 0 | 0 | 0
IGCC-CCS | 0 | 0 | 0 | 0 | 0 | 0
WT_off | 0 | 0 | 0 | 0 | 0 | 0
PseudoUnit | 0 | 0 | 0 | 0 | 0 | 0
FixedInterchange | 0 | 0 | 0 | 0 | 0 | 0
Base FOM Costs by Reporting Type: PJM_E
ReportingType | 2015 | 2020 | 2025 | 2030 | 2035 | 2040
BM | 3.02 | 3.02 | 3.02 | 3.02 | 3.02 | 3.02
CC | 297.21 | 336.12 | 293.47 | 310.79 | 331.02 | 331.02
CSP | 0 | 0 | 0 | 0 | 0 | 0
CT | 0.18 | 0.18 | 0.18 | 0 | 0 | 0
Coal | 41.72 | 0.8 | 0.8 | 0.8 | 0.8 | 0.8
Geo | 0 | 0 | 0 | 0 | 0 | 0
H | 3.85 | 3.85 | 3.85 | 3.85 | 3.85 | 3.85
LFG | 56.83 | 71.99 | 72.83 | 72.83 | 72.83 | 72.83
Nuc | 1239 | 1184.31 | 1149.53 | 1149.53 | 825.73 | 1983.3
PS | 9.5 | 9.5 | 9.5 | 9.5 | 9.5 | 9.5
PV | 0.75 | 0.75 | 0.75 | 0.75 | 0.75 | 0.75
PeakG | 75.2 | 103.17 | 75.15 | 87.3 | 90.72 | 90.72
PeakO | 75.92 | 0 | 0 | 0 | 0 | 0
ST | 0 | 0 | 0 | 0 | 0 | 0
STOG | 0 | 0 | 0 | 0 | 0 | 0
STWD | 0 | 0 | 0 | 0 | 0 | 0
WT | 32.63 | 32.63 | 32.63 | 32.63 | 32.63 | 32.63
IGCC | 0 | 0 | 0 | 0 | 0 | 0
DemandResponse | 0 | 0 | 0 | 0 | 0 | 0
IGCC-CCS | 0 | 0 | 0 | 0 | 0 | 0
WT_off | 0 | 0 | 58.67 | 58.67 | 58.67 | 58.67
PseudoUnit | 0 | 0 | 0 | 0 | 0 | 0
FixedInterchange | 0 | 0 | 0 | 0 | 0 | 0
Base FOM Costs by Reporting Type: PJM_ROM
ReportingType | 2015 | 2020 | 2025 | 2030 | 2035 | 2040
BM | 1.81 | 1.81 | 1.81 | 1.81 | 1.81 | 1.81
CC | 142.43 | 174.53 | 145.82 | 151.1 | 172.02 | 172.02
CSP | 0 | 0 | 0 | 0 | 0 | 0
CT | 0.11 | 0.11 | 0.11 | 0.11 | 0 | 0
Coal | 592.25 | 612.74 | 652.83 | 866.09 | 896.42 | 914.11
Geo | 0 | 0 | 0 | 0 | 0 | 0
H | 19.83 | 19.83 | 19.83 | 19.83 | 19.83 | 19.83
LFG | 43.05 | 74.95 | 74.95 | 74.95 | 74.95 | 74.95
Nuc | 733.21 | 756.8 | 733.21 | 733.21 | 657.66 | 1060.55
PS | 35.92 | 35.92 | 35.92 | 35.92 | 35.92 | 35.92
PV | 0.06 | 21.88 | 34.11 | 36.27 | 36.39 | 36.59
PeakG | 30.83 | 34.2 | 33.32 | 33.32 | 33.32 | 33.32
PeakO | 45.95 | 0 | 0 | 0 | 0 | 0
ST | 0 | 0 | 0 | 0 | 0 | 0
STOG | 0 | 0 | 0 | 0 | 0 | 0
STWD | 2.24 | 2.81 | 2.29 | 2.29 | 2.29 | 2.29
WT | 38.48 | 38.48 | 59.54 | 59.54 | 159.58 | 164.21
IGCC | 0 | 0 | 0 | 0 | 0 | 0
DemandResponse | 0 | 0 | 0 | 0 | 0 | 0
IGCC-CCS | 0 | 0 | 0 | 0 | 0 | 0
WT_off | 0 | 0 | 0 | 0 | 0 | 0
PseudoUnit | 0 | 0 | 0 | 0 | 0 | 0
FixedInterchange | 0 | 0 | 0 | 0 | 0 | 0
Base FOM Costs by Reporting Type: PJM_ROR
ReportingType | 2015 | 2020 | 2025 | 2030 | 2035 | 2040
BM | 38.69 | 38.69 | 38.69 | 38.69 | 38.69 | 19.4
CC | 357.07 | 394.61 | 326.01 | 352.18 | 388.77 | 388.77
CSP | 0 | 0 | 0 | 0 | 0 | 0
CT | 0.19 | 0.19 | 0.19 | 0.19 | 0 | 0
Coal | 3498.51 | 2660.19 | 2753.12 | 3263.02 | 3743.02 | 3990.39
Geo | 0 | 0 | 0 | 0 | 0 | 0
H | 26.17 | 26.17 | 33.33 | 33.33 | 33.33 | 33.33
LFG | 65.06 | 65.06 | 126.87 | 126.87 | 126.87 | 126.87
Nuc | 2917.4 | 3014.07 | 2917.4 | 2791.17 | 2168.76 | 4415.45
PS | 73.14 | 73.14 | 73.14 | 73.14 | 73.14 | 73.14
PV | 0.35 | 0.35 | 0.35 | 0.35 | 0.35 | 0.35
PeakG | 325.76 | 458.82 | 286.37 | 374.34 | 399.15 | 399.15
PeakO | 48.69 | 0 | 0 | 0 | 0 | 0
ST | 0 | 0 | 0 | 0 | 0 | 0
STOG | 0 | 0 | 0 | 0 | 0 | 0
STWD | 6.22 | 7.78 | 6.34 | 6.34 | 6.34 | 6.34
WT | 322.6 | 322.6 | 322.6 | 327.98 | 327.98 | 327.98
IGCC | 0 | 0 | 0 | 0 | 0 | 0
DemandResponse | 0 | 0 | 0 | 0 | 0 | 0
IGCC-CCS | 0 | 0 | 0 | 0 | 0 | 0
WT_off | 0 | 0 | 0 | 0 | 0 | 0
PseudoUnit | 0 | 0 | 0 | 0 | 0 | 0
FixedInterchange | 0 | 0 | 0 | 0 | 0 | 0
Base FOM Costs by Reporting Type: SOCO
ReportingType | 2015 | 2020 | 2025 | 2030 | 2035 | 2040
BM | 5.53 | 5.53 | 5.53 | 5.53 | 5.53 | 5.53
CC | 506.35 | 626.83 | 518.25 | 538.67 | 617.59 | 579.01
CSP | 0 | 0 | 0 | 0 | 0 | 0
CT | 0 | 0 | 0 | 0 | 0 | 0
Coal | 1166.15 | 1046.39 | 1060.23 | 1203.41 | 1397.82 | 1730.12
Geo | 0 | 0 | 0 | 0 | 0 | 0
H | 59.74 | 59.74 | 59.74 | 59.74 | 59.74 | 59.74
LFG | 4.46 | 4.46 | 17.39 | 17.39 | 17.39 | 17.39
Nuc | 850.41 | 1045.67 | 1045.67 | 1045.67 | 1045.67 | 1199.16
PS | 39.76 | 39.76 | 39.76 | 39.76 | 39.76 | 39.76
PV | 0 | 0 | 0 | 0 | 0 | 0
PeakG | 120.75 | 95.98 | 20.83 | 7.77 | 8.29 | 0
PeakO | 0 | 0 | 0 | 0 | 0 | 0
ST | 0 | 0 | 0 | 0 | 0 | 0
STOG | 0 | 0 | 0 | 0 | 0 | 0
STWD | 0 | 0 | 0 | 0 | 0 | 0
WT | 0 | 0 | 0 | 0 | 0 | 0
IGCC | 0 | 0 | 0 | 0 | 0 | 0
DemandResponse | 0 | 0 | 0 | 0 | 0 | 0
IGCC-CCS | 0 | 0 | 0 | 0 | 0 | 0
WT_off | 0 | 0 | 0 | 0 | 0 | 0
PseudoUnit | 0 | 0 | 0 | 0 | 0 | 0
FixedInterchange | 0 | 0 | 0 | 0 | 0 | 0
Base FOM Costs by Reporting Type: SPP_N
ReportingType | 2015 | 2020 | 2025 | 2030 | 2035 | 2040
BM | 0 | 0 | 0 | 0 | 0 | 0
CC | 41.13 | 52.29 | 42 | 46.53 | 51.42 | 51.42
CSP | 0 | 0 | 0 | 0 | 0 | 0
CT | 0 | 0 | 0 | 0 | 0 | 0
Coal | 578.25 | 591.77 | 593.5 | 646.45 | 700.18 | 821.27
Geo | 0 | 0 | 0 | 0 | 0 | 0
H | 0.3 | 0.3 | 0.3 | 0.3 | 0.3 | 0.3
LFG | 0.84 | 0.84 | 12.28 | 12.28 | 12.28 | 12.28
Nuc | 160.51 | 168.89 | 168.89 | 168.89 | 168.89 | 168.89
PS | 0 | 0 | 0 | 0 | 0 | 0
PV | 0 | 0 | 0 | 0 | 0 | 0
PeakG | 74.97 | 117.69 | 84.58 | 65.82 | 65.82 | 65.82
PeakO | 34.89 | 44.84 | 0 | 0 | 0 | 0
ST | 0 | 0 | 0 | 0 | 0 | 0
STOG | 45.4 | 0 | 0 | 0 | 0 | 0
STWD | 0 | 0 | 0 | 0 | 0 | 0
WT | 41.99 | 41.99 | 41.99 | 41.99 | 240.71 | 249.68
IGCC | 0 | 0 | 0 | 0 | 0 | 0
DemandResponse | 0 | 0 | 0 | 0 | 0 | 0
IGCC-CCS | 0 | 0 | 0 | 0 | 0 | 0
WT_off | 0 | 0 | 0 | 0 | 0 | 0
PseudoUnit | 0 | 0 | 0 | 0 | 0 | 0
FixedInterchange | 0 | 0 | 0 | 0 | 0 | 0
Base FOM Costs by Reporting Type: SPP_S
ReportingType | 2015 | 2020 | 2025 | 2030 | 2035 | 2040
BM | 0 | 0 | 0 | 0 | 0 | 0
CC | 327.42 | 415.34 | 317.88 | 346.41 | 382.47 | 366.22
CSP | 0 | 0 | 0 | 0 | 0 | 0
CT | 2.76 | 4.77 | 4.77 | 4.77 | 2.01 | 0
Coal | 889.04 | 783.54 | 785.43 | 793.38 | 847.72 | 1042.04
Geo | 0 | 0 | 0 | 0 | 0 | 0
H | 30.03 | 30.03 | 30.03 | 30.03 | 30.03 | 30.03
LFG | 2.29 | 2.29 | 13.72 | 13.72 | 13.72 | 13.72
Nuc | 0.01 | 0.01 | 0.01 | 0.01 | 0.01 | 0.01
PS | 10.59 | 10.59 | 10.59 | 10.59 | 10.59 | 10.59
PV | 0 | 0 | 0 | 0 | 0 | 0
PeakG | 60.2 | 87.93 | 51.8 | 61.55 | 44.93 | 42.72
PeakO | 3.36 | 4.54 | 0 | 0 | 0 | 0
ST | 0 | 0 | 0 | 0 | 0 | 0
STOG | 148.69 | 146.68 | 0 | 0 | 0 | 0
STWD | 2.69 | 3.37 | 0 | 0 | 0 | 0
WT | 90.68 | 143.59 | 143.59 | 143.59 | 273.07 | 286.89
IGCC | 0 | 0 | 0 | 0 | 0 | 0
DemandResponse | 0 | 0 | 0 | 0 | 0 | 0
IGCC-CCS | 0 | 0 | 0 | 0 | 0 | 0
WT_off | 0 | 0 | 0 | 0 | 0 | 0
PseudoUnit | 0 | 0 | 0 | 0 | 0 | 0
FixedInterchange | 0 | 0 | 0 | 0 | 0 | 0
Base FOM Costs by Reporting Type: TVA
ReportingType | 2015 | 2020 | 2025 | 2030 | 2035 | 2040
BM | 0 | 0 | 0 | 0 | 0 | 0
CC | 152.84 | 188.78 | 155.65 | 161.51 | 184.41 | 184.41
CSP | 0 | 0 | 0 | 0 | 0 | 0
CT | 0 | 0 | 0 | 0 | 0 | 0
Coal | 860.63 | 808.01 | 820.83 | 907.27 | 980.17 | 1026.79
Geo | 0 | 0 | 0 | 0 | 0 | 0
H | 72.8 | 72.8 | 72.8 | 72.8 | 72.8 | 72.8
LFG | 1.57 | 1.57 | 1.57 | 14.49 | 14.49 | 14.49
Nuc | 1153.81 | 1199.07 | 1153.81 | 1153.81 | 788.03 | 1385.25
PS | 41.38 | 41.38 | 41.38 | 41.38 | 41.38 | 41.38
PV | 0 | 0 | 0 | 0 | 0 | 0
PeakG | 93.11 | 118.7 | 0 | 0 | 0 | 0
PeakO | 0 | 0 | 0 | 0 | 0 | 0
ST | 0 | 0 | 0 | 0 | 0 | 0
STOG | 0 | 0 | 0 | 0 | 0 | 0
STWD | 0 | 0 | 0 | 0 | 0 | 0
WT | 0.99 | 0.99 | 0.99 | 0.99 | 0.99 | 0.99
IGCC | 0 | 0 | 0 | 0 | 0 | 0
DemandResponse | 0 | 0 | 0 | 0 | 0 | 0
IGCC-CCS | 0 | 0 | 0 | 0 | 0 | 0
WT_off | 0 | 0 | 0 | 0 | 0 | 0
PseudoUnit | 0 | 0 | 0 | 0 | 0 | 0
FixedInterchange | 0 | 0 | 0 | 0 | 0 | 0
Base FOM Costs by Reporting Type: TVA_Transmission
ReportingType | 2015 | 2020 | 2025 | 2030 | 2035 | 2040
BM | 0 | 0 | 0 | 0 | 0 | 0
CC | 0 | 0 | 0 | 0 | 0 | 0
CSP | 0 | 0 | 0 | 0 | 0 | 0
CT | 0 | 0 | 0 | 0 | 0 | 0
Coal | 0 | 0 | 0 | 0 | 0 | 0
Geo | 0 | 0 | 0 | 0 | 0 | 0
H | 0 | 0 | 0 | 0 | 0 | 0
LFG | 0 | 0 | 0 | 0 | 0 | 0
Nuc | 0 | 0 | 0 | 0 | 0 | 0
PS | 0 | 0 | 0 | 0 | 0 | 0
PV | 0 | 0 | 0 | 0 | 0 | 0
PeakG | 0 | 0 | 0 | 0 | 0 | 0
PeakO | 0 | 0 | 0 | 0 | 0 | 0
ST | 0 | 0 | 0 | 0 | 0 | 0
STOG | 0 | 0 | 0 | 0 | 0 | 0
STWD | 0 | 0 | 0 | 0 | 0 | 0
WT | 0 | 0 | 0 | 0 | 0 | 0
IGCC | 0 | 0 | 0 | 0 | 0 | 0
DemandResponse | 0 | 0 | 0 | 0 | 0 | 0
IGCC-CCS | 0 | 0 | 0 | 0 | 0 | 0
WT_off | 0 | 0 | 0 | 0 | 0 | 0
PseudoUnit | 0 | 0 | 0 | 0 | 0 | 0
FixedInterchange | 0 | 0 | 0 | 0 | 0 | 0
Base FOM Costs by Reporting Type: VACAR
ReportingType | 2015 | 2020 | 2025 | 2030 | 2035 | 2040
BM | 0.09 | 15.81 | 46.88 | 51.45 | 51.45 | 53.36
CC | 148.92 | 170.1 | 145.31 | 153.96 | 167.99 | 167.99
CSP | 0 | 0 | 0 | 0 | 0 | 0
CT | 4.8 | 4.8 | 4.8 | 4.8 | 0 | 0
Coal | 1258.66 | 881.93 | 896.06 | 1053.97 | 1205.48 | 1278.41
Geo | 0 | 0 | 0 | 0 | 0 | 0
H | 30.23 | 30.23 | 30.23 | 30.23 | 30.23 | 30.23
LFG | 7.64 | 20.52 | 20.52 | 20.52 | 20.52 | 20.52
Nuc | 1664.13 | 1955.26 | 1870.92 | 1870.92 | 1398.04 | 2995.54
PS | 62.1 | 62.1 | 62.1 | 62.1 | 62.1 | 62.1
PV | 0.23 | 2.26 | 2.26 | 2.27 | 2.29 | 2.32
PeakG | 142.93 | 195.8 | 116.98 | 152.92 | 163.05 | 163.05
PeakO | 36.13 | 4.87 | 0 | 0 | 0 | 0
ST | 0 | 0 | 0 | 0 | 0 | 0
STOG | 4.04 | 0 | 0 | 0 | 0 | 0
STWD | 9.01 | 11.27 | 9.18 | 9.18 | 9.18 | 9.18
WT | 0.03 | 98.25 | 98.25 | 98.25 | 98.25 | 98.25
IGCC | 0 | 0 | 0 | 0 | 0 | 0
DemandResponse | 0 | 0 | 0 | 0 | 0 | 0
IGCC-CCS | 0 | 0 | 0 | 0 | 0 | 0
WT_off | 0.05 | 0.05 | 0.05 | 0.05 | 0.05 | 0.05
PseudoUnit | 0 | 0 | 0 | 0 | 0 | 0
FixedInterchange | 0 | 0 | 0 | 0 | 0 | 0
Base FOM Costs by Reporting Type: IESO
ReportingType | 2015 | 2020 | 2025 | 2030 | 2035 | 2040
BM | 32.8 | 32.8 | 32.8 | 32.8 | 32.8 | 32.8
CC | 18.17 | 18.17 | 18.17 | 18.17 | 18.17 | 18.17
CSP | 0 | 0 | 0 | 0 | 0 | 0
CT | 2.46 | 2.46 | 2.46 | 2.46 | 2.46 | 2.46
Coal | 0 | 0 | 0 | 0 | 0 | 0
Geo | 0 | 0 | 0 | 0 | 0 | 0
H | 123.83 | 123.83 | 123.83 | 123.83 | 123.83 | 123.83
LFG | 14.17 | 14.17 | 14.17 | 14.17 | 14.17 | 14.23
Nuc | 1895.33 | 1895.33 | 1895.33 | 1895.33 | 1745.37 | 2079.68
PS | 2.92 | 2.92 | 2.92 | 2.92 | 2.92 | 2.92
PV | 18.26 | 18.26 | 18.26 | 18.26 | 0.44 | 0.44
PeakG | 1.49 | 1.82 | 1.82 | 1.82 | 1.82 | 1.82
PeakO | 0 | 0 | 0 | 0 | 0 | 0
ST | 0 | 0 | 0 | 0 | 0 | 0
STOG | 0 | 0 | 0 | 0 | 0 | 0
STWD | 0 | 0 | 0 | 0 | 0 | 0
WT | 102.92 | 102.92 | 102.92 | 102.92 | 43.8 | 43.8
IGCC | 0 | 0 | 0 | 0 | 0 | 0
DemandResponse | 0 | 0 | 0 | 0 | 0 | 0
IGCC-CCS | 0 | 0 | 0 | 0 | 0 | 0
WT_off | 0 | 0 | 0 | 0 | 0 | 0
PseudoUnit | 0 | 0 | 0 | 0 | 0 | 0
FixedInterchange | 0 | 0 | 0 | 0 | 0 | 0
Base FOM Costs by Reporting Type: MAPP_CA
ReportingType | 2015 | 2020 | 2025 | 2030 | 2035 | 2040
BM | 0 | 0 | 0 | 0 | 0 | 0
CC | 23.2 | 23.2 | 23.2 | 25.63 | 12.34 | 0
CSP | 0 | 0 | 0 | 0 | 0 | 0
CT | 0 | 0 | 0 | 0 | 0 | 0
Coal | 77.44 | 50.33 | 0 | 0 | 0 | 0
Geo | 0 | 0 | 0 | 0 | 0 | 0
H | 92.24 | 92.24 | 92.24 | 92.24 | 107.2 | 129.47
LFG | 0 | 0 | 0 | 0 | 0 | 0
Nuc | 0.01 | 0.01 | 0.01 | 0.01 | 0.01 | 0.01
PS | 0 | 0 | 0 | 0 | 0 | 0
PV | 0 | 0 | 0 | 0 | 0 | 0
PeakG | 9.88 | 9.88 | 9.88 | 9.88 | 0 | 0
PeakO | 0.09 | 0.09 | 0.09 | 0.12 | 0 | 0
ST | 0 | 0 | 0 | 0 | 0 | 0
STOG | 5.54 | 5.54 | 4.72 | 0 | 0 | 0
STWD | 0 | 0 | 0 | 0 | 0 | 0
WT | 17.9 | 17.9 | 17.9 | 17.9 | 9.41 | 9.41
IGCC | 0 | 0 | 0 | 0 | 0 | 0
DemandResponse | 0 | 0 | 0 | 0 | 0 | 0
IGCC-CCS | 0 | 0 | 0 | 0 | 0 | 0
WT_off | 0 | 0 | 0 | 0 | 0 | 0
PseudoUnit | 0 | 0 | 0 | 0 | 0 | 0
FixedInterchange | 0 | 0 | 0 | 0 | 0 | 0
Base FOM Costs by Reporting Type: AZ_NM_SNV_Coal
ReportingType | 2015 | 2020 | 2025 | 2030 | 2035 | 2040
BM | 0 | 0 | 0 | 0 | 0 | 0
CC | 0 | 0 | 0 | 0 | 0 | 0
CSP | 0 | 0 | 0 | 0 | 0 | 0
CT | 0 | 0 | 0 | 0 | 0 | 0
Coal | 716.59 | 762.9 | 764.22 | 879.7 | 1009.01 | 1254.02
Geo | 0 | 0 | 0 | 0 | 0 | 0
H | 0 | 0 | 0 | 0 | 0 | 0
LFG | 0 | 0 | 0 | 0 | 0 | 0
Nuc | 0 | 0 | 0 | 0 | 0 | 0
PS | 0 | 0 | 0 | 0 | 0 | 0
PV | 0 | 0 | 0 | 0 | 0 | 0
PeakG | 0 | 0 | 0 | 0 | 0 | 0
PeakO | 0 | 0 | 0 | 0 | 0 | 0
ST | 0 | 0 | 0 | 0 | 0 | 0
STOG | 0 | 0 | 0 | 0 | 0 | 0
STWD | 0 | 0 | 0 | 0 | 0 | 0
WT | 0 | 0 | 0 | 0 | 0 | 0
IGCC | 0 | 0 | 0 | 0 | 0 | 0
DemandResponse | 0 | 0 | 0 | 0 | 0 | 0
IGCC-CCS | 0 | 0 | 0 | 0 | 0 | 0
WT_off | 0 | 0 | 0 | 0 | 0 | 0
PseudoUnit | 0 | 0 | 0 | 0 | 0 | 0
FixedInterchange | 0 | 0 | 0 | 0 | 0 | 0
Base FOM Costs by Reporting Type: AZ_NM_SNV_Gas
ReportingType | 2015 | 2020 | 2025 | 2030 | 2035 | 2040
BM | 0 | 0 | 0 | 0 | 0 | 0
CC | 378.32 | 478.39 | 386.15 | 401.42 | 470.54 | 470.54
CSP | 0 | 0 | 0 | 0 | 0 | 0
CT | 4.93 | 4.93 | 4.93 | 4.93 | 0 | 0
Coal | 0 | 0 | 0 | 0 | 0 | 0
Geo | 0 | 0 | 0 | 0 | 0 | 0
H | 0 | 0 | 0 | 0 | 0 | 0
LFG | 0 | 0 | 0 | 0 | 0 | 0
Nuc | 0 | 0 | 0 | 0 | 0 | 0
PS | 0 | 0 | 0 | 0 | 0 | 0
PV | 0 | 0 | 0 | 0 | 0 | 0
PeakG | 48.58 | 0 | 0 | 0 | 0 | 0
PeakO | 0 | 0 | 0 | 0 | 0 | 0
ST | 0 | 0 | 0 | 0 | 0 | 0
STOG | 0 | 0 | 0 | 0 | 0 | 0
STWD | 0 | 0 | 0 | 0 | 0 | 0
WT | 0 | 0 | 0 | 0 | 0 | 0
IGCC | 0 | 0 | 0 | 0 | 0 | 0
DemandResponse | 0 | 0 | 0 | 0 | 0 | 0
IGCC-CCS | 0 | 0 | 0 | 0 | 0 | 0
WT_off | 0 | 0 | 0 | 0 | 0 | 0
PseudoUnit | 0 | 0 | 0 | 0 | 0 | 0
FixedInterchange | 0 | 0 | 0 | 0 | 0 | 0
Base FOM Costs by Reporting Type: AZ_NM_SNV_NucRenew
ReportingType | 2015 | 2020 | 2025 | 2030 | 2035 | 2040
BM | 0 | 0 | 0 | 0 | 0 | 0
CC | 0 | 0 | 0 | 0 | 0 | 0
CSP | 0 | 0 | 0 | 0 | 0 | 0
CT | 0 | 0 | 0 | 0 | 0 | 0
Coal | 0 | 0 | 0 | 0 | 0 | 0
Geo | 0 | 0 | 122.18 | 122.18 | 122.18 | 122.18
H | 44.6 | 44.6 | 44.6 | 44.6 | 44.6 | 44.6
LFG | 0.84 | 8.14 | 8.14 | 8.14 | 8.14 | 8.14
Nuc | 484.16 | 564.17 | 564.17 | 564.17 | 564.17 | 564.17
PS | 5.13 | 5.13 | 5.13 | 5.13 | 5.13 | 5.13
PV | 2.38 | 2.38 | 2.38 | 2.38 | 2.38 | 2.38
PeakG | 0 | 0 | 0 | 0 | 0 | 0
PeakO | 0 | 0 | 0 | 0 | 0 | 0
ST | 17.92 | 42.72 | 56.35 | 58.27 | 58.27 | 58.27
STOG | 0 | 0 | 0 | 0 | 0 | 0
STWD | 0.83 | 1.04 | 0.85 | 0.85 | 0.85 | 0.85
WT | 17.57 | 79.42 | 79.42 | 81.37 | 81.37 | 81.37
IGCC | 0 | 0 | 0 | 0 | 0 | 0
DemandResponse | 0 | 0 | 0 | 0 | 0 | 0
IGCC-CCS | 0 | 0 | 0 | 0 | 0 | 0
WT_off | 0 | 0 | 0 | 0 | 0 | 0
PseudoUnit | 0 | 0 | 0 | 0 | 0 | 0
FixedInterchange | 0 | 0 | 0 | 0 | 0 | 0
Base FOM Costs by Reporting Type: ERCOT
ReportingType | 2015 | 2020 | 2025 | 2030 | 2035 | 2040
BM | 14.57 | 14.57 | 14.57 | 14.57 | 14.57 | 14.57
CC | 862.73 | 1102.12 | 912.43 | 942.02 | 1075.13 | 1054.47
CSP | 0 | 0 | 0 | 0 | 0 | 0
CT | 1.67 | 1.67 | 1.67 | 1.67 | 0 | 0
Coal | 1175.78 | 1362.67 | 1256.35 | 1310.78 | 1466.71 | 1773.28
Geo | 0 | 0 | 0 | 0 | 0 | 0
H | 8.05 | 8.05 | 8.05 | 8.05 | 8.05 | 8.05
LFG | 9.05 | 9.05 | 51.64 | 51.64 | 51.64 | 51.64
Nuc | 574.09 | 734.71 | 741.22 | 741.22 | 741.22 | 741.22
PS | 0 | 0 | 0 | 0 | 0 | 0
PV | 0.25 | 0.25 | 0.25 | 0.25 | 0.01 | 0.01
PeakG | 80.63 | 119.03 | 114.62 | 114.62 | 114.62 | 105.64
PeakO | 1.29 | 1.86 | 0 | 0 | 0 | 0
ST | 0 | 0 | 0 | 0 | 0 | 0
STOG | 673.12 | 467.94 | 239.38 | 195.68 | 172.37 | 0
STWD | 0 | 0 | 0 | 0 | 0 | 0
WT | 315.42 | 315.42 | 315.42 | 315.42 | 315.42 | 710.39
IGCC | 0 | 0 | 0 | 0 | 0 | 0
DemandResponse | 0 | 0 | 0 | 0 | 0 | 0
IGCC-CCS | 0 | 0 | 0 | 0 | 0 | 0
WT_off | 0 | 0 | 0 | 0 | 0 | 0
PseudoUnit | 0 | 0 | 0 | 0 | 0 | 0
FixedInterchange | 0 | 0 | 0 | 0 | 0 | 0
Base FOM Costs by Reporting Type: NP15
ReportingType | 2015 | 2020 | 2025 | 2030 | 2035 | 2040
BM | 0 | 0 | 0 | 0 | 0 | 0
CC | 205.4 | 258.04 | 212.25 | 226.85 | 253.32 | 253.32
CSP | 0 | 0 | 0 | 0 | 0 | 0
CT | 1.42 | 1.42 | 1.42 | 1.42 | 10.07 | 20.14
Coal | 1.65 | 0 | 0 | 0 | 0 | 0
Geo | 100.8 | 126.12 | 151.36 | 151.36 | 151.36 | 151.36
H | 125.7 | 125.7 | 125.7 | 125.7 | 125.7 | 125.7
LFG | 10.26 | 78.24 | 78.24 | 78.24 | 78.24 | 78.24
Nuc | 302.44 | 364.27 | 334.86 | 334.86 | 334.86 | 334.86
PS | 53.58 | 53.58 | 53.58 | 53.58 | 53.58 | 53.58
PV | 0.89 | 0.89 | 0.89 | 0.89 | 0.78 | 0.78
PeakG | 56.04 | 82.34 | 58.1 | 74.01 | 78.49 | 78.49
PeakO | 10.26 | 13.08 | 10.48 | 10.49 | 10.49 | 10.49
ST | 1.86 | 1.86 | 1.86 | 1.86 | 1.86 | 1.86
STOG | 142.95 | 33 | 0 | 0 | 0 | 0
STWD | 14.17 | 17.73 | 14.44 | 14.44 | 14.44 | 14.44
WT | 40.21 | 82.71 | 82.71 | 82.71 | 107.83 | 118.13
IGCC | 0 | 0 | 0 | 0 | 0 | 0
DemandResponse | 0 | 0 | 0 | 0 | 0 | 0
IGCC-CCS | 0 | 0 | 0 | 0 | 0 | 0
WT_off | 0 | 0 | 0 | 0 | 0 | 0
PseudoUnit | 0 | 0 | 0 | 0 | 0 | 0
FixedInterchange | 0 | 0 | 0 | 0 | 0 | 0
Base FOM Costs by Reporting Type: NWPP_Coal
ReportingType | 2015 | 2020 | 2025 | 2030 | 2035 | 2040
BM | 0 | 0 | 0 | 0 | 0 | 0
CC | 0 | 0 | 0 | 0 | 0 | 0
CSP | 0 | 0 | 0 | 0 | 0 | 0
CT | 0 | 0 | 0 | 0 | 0 | 0
Coal | 852.82 | 906.36 | 945.06 | 1013.5 | 1160.44 | 1260.11
Geo | 0 | 0 | 0 | 0 | 0 | 0
H | 0 | 0 | 0 | 0 | 0 | 0
LFG | 0 | 0 | 0 | 0 | 0 | 0
Nuc | 0 | 0 | 0 | 0 | 0 | 0
PS | 0 | 0 | 0 | 0 | 0 | 0
PV | 0 | 0 | 0 | 0 | 0 | 0
PeakG | 0 | 0 | 0 | 0 | 0 | 0
PeakO | 0 | 0 | 0 | 0 | 0 | 0
ST | 0 | 0 | 0 | 0 | 0 | 0
STOG | 0 | 0 | 0 | 0 | 0 | 0
STWD | 0 | 0 | 0 | 0 | 0 | 0
WT | 0 | 0 | 0 | 0 | 0 | 0
IGCC | 0 | 0 | 0 | 0 | 0 | 0
DemandResponse | 0 | 0 | 0 | 0 | 0 | 0
IGCC-CCS | 0 | 0 | 0 | 0 | 0 | 0
WT_off | 0 | 0 | 0 | 0 | 0 | 0
PseudoUnit | 0 | 0 | 0 | 0 | 0 | 0
FixedInterchange | 0 | 0 | 0 | 0 | 0 | 0
Base FOM Costs by Reporting Type: NWPP_Gas
ReportingType | 2015 | 2020 | 2025 | 2030 | 2035 | 2040
BM | 0 | 0 | 0 | 0 | 0 | 0
CC | 146.02 | 184.48 | 149.03 | 149.03 | 181.46 | 181.46
CSP | 0 | 0 | 0 | 0 | 0 | 0
CT | 1 | 1 | 1 | 1 | 0 | 0
Coal | 0 | 0 | 0 | 0 | 21.58 | 29.43
Geo | 0 | 0 | 0 | 0 | 0 | 0
H | 0 | 0 | 0 | 0 | 0 | 0
LFG | 0 | 0 | 0 | 0 | 0 | 0
Nuc | 0 | 0 | 0 | 0 | 0 | 0
PS | 0 | 0 | 0 | 0 | 0 | 0
PV | 0 | 0 | 0 | 0 | 0 | 0
PeakG | 0 | 0 | 0 | 0 | 0 | 0
PeakO | 0 | 0 | 0 | 0 | 0 | 0
ST | 0 | 0 | 0 | 0 | 0 | 0
STOG | 0 | 0 | 0 | 0 | 0 | 0
STWD | 0 | 0 | 0 | 0 | 0 | 0
WT | 0 | 0 | 0 | 0 | 0 | 0
IGCC | 0 | 0 | 0 | 0 | 0 | 0
DemandResponse | 0 | 0 | 0 | 0 | 0 | 0
IGCC-CCS | 0 | 0 | 0 | 0 | 0 | 0
WT_off | 0 | 0 | 0 | 0 | 0 | 0
PseudoUnit | 0 | 0 | 0 | 0 | 0 | 0
FixedInterchange | 0 | 0 | 0 | 0 | 0 | 0
Base FOM Costs by Reporting Type: NWPP_NucRenew
ReportingType | 2015 | 2020 | 2025 | 2030 | 2035 | 2040
BM | 3.27 | 3.27 | 3.27 | 3.27 | 3.27 | 3.27
CC | 0 | 0 | 0 | 0 | 0 | 0
CSP | 0 | 0 | 0 | 0 | 0 | 0
CT | 0 | 0 | 0 | 0 | 0 | 0
Coal | 0 | 0 | 0 | 0 | 0 | 0
Geo | 35.81 | 35.81 | 72.38 | 72.38 | 72.38 | 72.38
H | 480.54 | 480.54 | 480.54 | 480.54 | 480.54 | 480.54
LFG | 15.5 | 44.91 | 44.91 | 44.91 | 44.91 | 44.91
Nuc | 164.67 | 164.67 | 164.67 | 164.67 | 164.67 | 225.13
PS | 6.12 | 6.12 | 6.12 | 6.12 | 6.12 | 6.12
PV | 0.04 | 0.04 | 0.04 | 0.04 | 0.04 | 0.04
PeakG | 0 | 0 | 0 | 0 | 0 | 0
PeakO | 0 | 0 | 0 | 0 | 0 | 0
ST | 0 | 0 | 0 | 0 | 0 | 0
STOG | 0 | 0 | 0 | 0 | 0 | 0
STWD | 0 | 0 | 0 | 0 | 0 | 0
WT | 228.93 | 228.93 | 228.93 | 228.93 | 228.93 | 228.93
IGCC | 0 | 0 | 0 | 0 | 0 | 0
DemandResponse | 0 | 0 | 0 | 0 | 0 | 0
IGCC-CCS | 0 | 0 | 0 | 0 | 0 | 0
WT_off | 0 | 0 | 0 | 0 | 0 | 0
PseudoUnit | 0 | 0 | 0 | 0 | 0 | 0
FixedInterchange | 0 | 0 | 0 | 0 | 0 | 0
Base FOM Costs by Reporting Type: RMPA
ReportingType | 2015 | 2020 | 2025 | 2030 | 2035 | 2040
BM | 0 | 0 | 0 | 0 | 0 | 0
CC | 50.67 | 46.48 | 0 | 0 | 0 | 0
CSP | 0 | 0 | 0 | 0 | 0 | 0
CT | 1.02 | 1.02 | 1.02 | 1.02 | 0 | 0
Coal | 467.11 | 484.87 | 488.49 | 496.31 | 550.66 | 673.76
Geo | 0 | 27.34 | 213.43 | 216.56 | 216.56 | 216.56
H | 13.99 | 13.99 | 13.99 | 13.99 | 13.99 | 13.99
LFG | 0.89 | 4.37 | 4.37 | 4.37 | 4.37 | 4.37
Nuc | 0.01 | 0.01 | 0.01 | 0.01 | 0.01 | 0.01
PS | 13.37 | 13.37 | 13.37 | 13.37 | 13.37 | 13.37
PV | 0.31 | 0.31 | 0.31 | 0.31 | 0.31 | 0.31
PeakG | 48.54 | 60.78 | 23.03 | 28.2 | 32.1 | 32.1
PeakO | 0 | 0 | 0 | 0 | 0 | 0
ST | 0.19 | 22.11 | 22.65 | 23.31 | 23.31 | 23.31
STOG | 0 | 0 | 0 | 0 | 0 | 0
STWD | 0 | 0 | 0 | 0 | 0 | 0
WT | 67.62 | 67.62 | 67.62 | 67.62 | 67.62 | 67.62
IGCC | 0 | 0 | 0 | 0 | 0 | 0
DemandResponse | 0 | 0 | 0 | 0 | 0 | 0
IGCC-CCS | 0 | 0 | 0 | 0 | 0 | 0
WT_off | 0 | 0 | 0 | 0 | 0 | 0
PseudoUnit | 0 | 0 | 0 | 0 | 0 | 0
FixedInterchange | 0 | 0 | 0 | 0 | 0 | 0
Base FOM Costs by Reporting Type: SP15
ReportingType | 2015 | 2020 | 2025 | 2030 | 2035 | 2040
BM | 0.6 | 0.6 | 0.6 | 0.6 | 0.6 | 0.6
CC | 299.75 | 377.64 | 311.5 | 321.09 | 355.07 | 364.66
CSP | 0 | 0 | 0 | 0 | 0 | 0
CT | 0 | 0 | 0 | 0 | 0 | 0
Coal | 6.4 | 0 | 0 | 0 | 0 | 0
Geo | 86.16 | 208.35 | 208.35 | 208.35 | 208.35 | 208.35
H | 16.57 | 16.57 | 16.57 | 16.57 | 16.57 | 16.57
LFG | 26.93 | 93.8 | 93.8 | 93.8 | 93.8 | 93.8
Nuc | 327.58 | 356.35 | 327.58 | 327.58 | 327.58 | 447.86
PS | 34.19 | 34.19 | 34.19 | 34.19 | 34.19 | 34.19
PV | 1.87 | 1.87 | 1.87 | 1.87 | 1.8 | 1.8
PeakG | 76.73 | 111.44 | 93.22 | 103.59 | 103.59 | 103.59
PeakO | 1.47 | 1.91 | 1.53 | 1.53 | 1.53 | 1.53
ST | 28.67 | 28.67 | 28.67 | 28.67 | 28.67 | 28.67
STOG | 328.95 | 217.77 | 113.96 | 113.96 | 113.96 | 113.96
STWD | 3.81 | 4.77 | 3.89 | 3.89 | 3.89 | 3.89
WT | 71.03 | 71.03 | 71.03 | 71.03 | 71.03 | 71.03
IGCC | 0 | 0 | 0 | 0 | 0 | 0
DemandResponse | 0 | 0 | 0 | 0 | 0 | 0
IGCC-CCS | 0 | 0 | 0 | 0 | 0 | 0
WT_off | 0 | 0 | 0 | 0 | 0 | 0
PseudoUnit | 0 | 0 | 0 | 0 | 0 | 0
FixedInterchange | 0 | 0 | 0 | 0 | 0 | 0
Base FOM Costs by Reporting Type: ALB
ReportingType | 2015 | 2020 | 2025 | 2030 | 2035 | 2040
BM | 0 | 0 | 0 | 0 | 0 | 0
CC | 66.95 | 69.52 | 74.54 | 88.38 | 91.8 | 61.8
CSP | 0 | 0 | 0 | 0 | 0 | 0
CT | 1.35 | 1.35 | 1.35 | 1.35 | 0 | 0
Coal | 380.9 | 399.22 | 412.86 | 439.17 | 499.16 | 562.47
Geo | 0 | 0 | 0 | 0 | 0 | 0
H | 12.99 | 12.99 | 12.99 | 12.99 | 12.99 | 12.99
LFG | 1.21 | 1.21 | 1.21 | 1.21 | 1.21 | 1.21
Nuc | 0.01 | 0.01 | 0.01 | 0.01 | 0.01 | 0.01
PS | 0 | 0 | 0 | 0 | 0 | 0
PV | 0 | 0 | 0 | 0 | 0 | 0
PeakG | 21.56 | 9.75 | 0 | 0 | 0 | 0
PeakO | 0 | 0 | 0 | 0 | 0 | 0
ST | 0 | 0 | 0 | 0 | 0 | 0
STOG | 0 | 0 | 0 | 0 | 0 | 0
STWD | 0 | 0 | 0 | 0 | 0 | 0
WT | 22.94 | 22.94 | 22.94 | 22.94 | 22.94 | 22.94
IGCC | 0 | 0 | 0 | 0 | 0 | 0
DemandResponse | 0 | 0 | 0 | 0 | 0 | 0
IGCC-CCS | 0 | 0 | 0 | 0 | 0 | 0
WT_off | 0 | 0 | 0 | 0 | 0 | 0
PseudoUnit | 0 | 0 | 0 | 0 | 0 | 0
FixedInterchange | 0 | 0 | 0 | 0 | 0 | 0
Base FOM Costs by Reporting Type: BC
ReportingType | 2015 | 2020 | 2025 | 2030 | 2035 | 2040
BM | 0 | 0 | 0 | 0 | 0 | 0
CC | 13.2 | 13.2 | 13.2 | 14.88 | 18.93 | 18.93
CSP | 0 | 0 | 0 | 0 | 0 | 0
CT | 0 | 0 | 0 | 0 | 0 | 0
Coal | 0 | 0 | 0 | 0 | 0 | 0
Geo | 0 | 0 | 0 | 0 | 0 | 0
H | 173.22 | 173.22 | 173.22 | 173.22 | 173.22 | 173.22
LFG | 2.9 | 2.9 | 2.9 | 2.9 | 2.9 | 2.9
Nuc | 0.01 | 0.01 | 0.01 | 0.01 | 0.01 | 0.01
PS | 0 | 0 | 0 | 0 | 0 | 0
PV | 0 | 0 | 0 | 0 | 0 | 0
PeakG | 2.66 | 0 | 0 | 0 | 0 | 0
PeakO | 1.16 | 0 | 0 | 0 | 0 | 0
ST | 0 | 0 | 0 | 0 | 0 | 0
STOG | 3.65 | 0 | 0 | 0 | 0 | 0
STWD | 16.34 | 0 | 0 | 0 | 0 | 0
WT | 7.53 | 7.53 | 7.53 | 7.53 | 7.53 | 7.53
IGCC | 0 | 0 | 0 | 0 | 0 | 0
DemandResponse | 0 | 0 | 0 | 0 | 0 | 0
IGCC-CCS | 0 | 0 | 0 | 0 | 0 | 0
WT_off | 0 | 0 | 0 | 0 | 0 | 0
PseudoUnit | 0 | 0 | 0 | 0 | 0 | 0
FixedInterchange | 0 | 0 | 0 | 0 | 0 | 0
Base FOM Costs by Reporting Type: HQ_IESO
ReportingType | 2015 | 2020 | 2025 | 2030 | 2035 | 2040
BM | 0 | 0 | 0 | 0 | 0 | 0
CC | 0 | 0 | 0 | 0 | 0 | 0
CSP | 0 | 0 | 0 | 0 | 0 | 0
CT | 0 | 0 | 0 | 0 | 0 | 0
Coal | 0 | 0 | 0 | 0 | 0 | 0
Geo | 0 | 0 | 0 | 0 | 0 | 0
H | 0 | 0 | 0 | 0 | 0 | 0
LFG | 0 | 0 | 0 | 0 | 0 | 0
Nuc | 0.01 | 0.01 | 0.01 | 0.01 | 0.01 | 0.01
PS | 0 | 0 | 0 | 0 | 0 | 0
PV | 0 | 0 | 0 | 0 | 0 | 0
PeakG | 0 | 0 | 0 | 0 | 0 | 0
PeakO | 0 | 0 | 0 | 0 | 0 | 0
ST | 0 | 0 | 0 | 0 | 0 | 0
STOG | 0 | 0 | 0 | 0 | 0 | 0
STWD | 0 | 0 | 0 | 0 | 0 | 0
WT | 0 | 0 | 0 | 0 | 0 | 0
IGCC | 0 | 0 | 0 | 0 | 0 | 0
DemandResponse | 0 | 0 | 0 | 0 | 0 | 0
IGCC-CCS | 0 | 0 | 0 | 0 | 0 | 0
WT_off | 0 | 0 | 0 | 0 | 0 | 0
PseudoUnit | 0 | 0 | 0 | 0 | 0 | 0
FixedInterchange | 0 | 0 | 0 | 0 | 0 | 0
Base FOM Costs by Reporting Type: HQ_NEISO
ReportingType | 2015 | 2020 | 2025 | 2030 | 2035 | 2040
BM | 0 | 0 | 0 | 0 | 0 | 0
CC | 0 | 0 | 0 | 0 | 0 | 0
CSP | 0 | 0 | 0 | 0 | 0 | 0
CT | 0 | 0 | 0 | 0 | 0 | 0
Coal | 0 | 0 | 0 | 0 | 0 | 0
Geo | 0 | 0 | 0 | 0 | 0 | 0
H | 0 | 0 | 0 | 0 | 0 | 0
LFG | 0 | 0 | 0 | 0 | 0 | 0
Nuc | 0.01 | 0.01 | 0.01 | 0.01 | 0.01 | 0.01
PS | 0 | 0 | 0 | 0 | 0 | 0
PV | 0 | 0 | 0 | 0 | 0 | 0
PeakG | 0 | 0 | 0 | 0 | 0 | 0
PeakO | 0 | 0 | 0 | 0 | 0 | 0
ST | 0 | 0 | 0 | 0 | 0 | 0
STOG | 0 | 0 | 0 | 0 | 0 | 0
STWD | 0 | 0 | 0 | 0 | 0 | 0
WT | 0 | 0 | 0 | 0 | 0 | 0
IGCC | 0 | 0 | 0 | 0 | 0 | 0
DemandResponse | 0 | 0 | 0 | 0 | 0 | 0
IGCC-CCS | 0 | 0 | 0 | 0 | 0 | 0
WT_off | 0 | 0 | 0 | 0 | 0 | 0
PseudoUnit | 0 | 0 | 0 | 0 | 0 | 0
FixedInterchange | 0 | 0 | 0 | 0 | 0 | 0
Base FOM Costs by Reporting Type: HQ_NY
ReportingType | 2015 | 2020 | 2025 | 2030 | 2035 | 2040
BM | 0 | 0 | 0 | 0 | 0 | 0
CC | 0 | 0 | 0 | 0 | 0 | 0
CSP | 0 | 0 | 0 | 0 | 0 | 0
CT | 0 | 0 | 0 | 0 | 0 | 0
Coal | 0 | 0 | 0 | 0 | 0 | 0
Geo | 0 | 0 | 0 | 0 | 0 | 0
H | 0 | 0 | 0 | 0 | 0 | 0
LFG | 0 | 0 | 0 | 0 | 0 | 0
Nuc | 0.01 | 0.01 | 0.01 | 0.01 | 0.01 | 0.01
PS | 0 | 0 | 0 | 0 | 0 | 0
PV | 0 | 0 | 0 | 0 | 0 | 0
PeakG | 0 | 0 | 0 | 0 | 0 | 0
PeakO | 0 | 0 | 0 | 0 | 0 | 0
ST | 0 | 0 | 0 | 0 | 0 | 0
STOG | 0 | 0 | 0 | 0 | 0 | 0
STWD | 0 | 0 | 0 | 0 | 0 | 0
WT | 0 | 0 | 0 | 0 | 0 | 0
IGCC | 0 | 0 | 0 | 0 | 0 | 0
DemandResponse | 0 | 0 | 0 | 0 | 0 | 0
IGCC-CCS | 0 | 0 | 0 | 0 | 0 | 0
WT_off | 0 | 0 | 0 | 0 | 0 | 0
PseudoUnit | 0 | 0 | 0 | 0 | 0 | 0
FixedInterchange | 0 | 0 | 0 | 0 | 0 | 0
Base FOM Costs by Reporting Type: MARITIMES
ReportingType | 2015 | 2020 | 2025 | 2030 | 2035 | 2040
BM | 0 | 0 | 0 | 0 | 0 | 0
CC | 0 | 0 | 0 | 0 | 0 | 0
CSP | 0 | 0 | 0 | 0 | 0 | 0
CT | 0 | 0 | 0 | 0 | 0 | 0
Coal | 0 | 0 | 0 | 0 | 0 | 0
Geo | 0 | 0 | 0 | 0 | 0 | 0
H | 0 | 0 | 0 | 0 | 0 | 0
LFG | 0 | 0 | 0 | 0 | 0 | 0
Nuc | 0.01 | 0.01 | 0.01 | 0.01 | 0.01 | 0.01
PS | 0 | 0 | 0 | 0 | 0 | 0
PV | 0 | 0 | 0 | 0 | 0 | 0
PeakG | 0 | 0 | 0 | 0 | 0 | 0
PeakO | 0 | 0 | 0 | 0 | 0 | 0
ST | 0 | 0 | 0 | 0 | 0 | 0
STOG | 0 | 0 | 0 | 0 | 0 | 0
STWD | 0 | 0 | 0 | 0 | 0 | 0
WT | 0 | 0 | 0 | 0 | 0 | 0
IGCC | 0 | 0 | 0 | 0 | 0 | 0
DemandResponse | 0 | 0 | 0 | 0 | 0 | 0
IGCC-CCS | 0 | 0 | 0 | 0 | 0 | 0
WT_off | 0 | 0 | 0 | 0 | 0 | 0
PseudoUnit | 0 | 0 | 0 | 0 | 0 | 0
FixedInterchange | 0 | 0 | 0 | 0 | 0 | 0
Base FOM Costs by Reporting Type: All
ReportingType | 2015 | 2020 | 2025 | 2030 | 2035 | 2040
BM | 125.73 | 141.45 | 172.51 | 177.09 | 177.09 | 159.7
CC | 6045.64 | 7363.53 | 5977.65 | 6283.48 | 7132.39 | 7095.01
CSP | 0 | 0 | 0 | 0 | 0 | 0
CT | 42.8 | 44.81 | 44.81 | 44.52 | 14.54 | 22.6
Coal | 18173.52 | 16818.14 | 16844.58 | 18754.8 | 21079.22 | 23883.58
Geo | 226.72 | 401.57 | 771.66 | 774.79 | 774.79 | 774.79
H | 1511 | 1511 | 1518.16 | 1518.18 | 1533.15 | 1555.41
LFG | 498.94 | 733.94 | 999.86 | 1086.91 | 1086.91 | 1086.97
Nuc | 16696.36 | 17842.96 | 17313.01 | 17728.25 | 14523.5 | 21350.19
PS | 517.25 | 517.25 | 517.25 | 517.25 | 517.25 | 517.25
PV | 26.7 | 59.65 | 74.31 | 76.48 | 57.85 | 57.64
PeakG | 1968.09 | 2629.85 | 1592.4 | 1877.82 | 1920.08 | 1848.45
PeakO | 520.04 | 354.56 | 78.49 | 79.76 | 79.64 | 79.64
ST | 48.64 | 95.36 | 109.52 | 112.11 | 112.11 | 112.11
STOG | 1797.69 | 1173 | 452.76 | 404.33 | 381.02 | 208.66
STWD | 106.34 | 87.62 | 61.86 | 61.86 | 61.86 | 61.86
WT | 2034.5 | 2415.81 | 2529.71 | 2552.78 | 2941.56 | 3374.39
IGCC | 30.22 | 30.22 | 30.22 | 30.22 | 30.22 | 30.22
DemandResponse | 0 | 0 | 0 | 0 | 0 | 0
IGCC-CCS | 0 | 0 | 0 | 0 | 0 | 0
WT_off | 25.01 | 25.01 | 83.68 | 83.68 | 58.72 | 58.72
PseudoUnit | 0 | 0 | 0 | 0 | 0 | 0
FixedInterchange | 0 | 0 | 0 | 0 | 0 | 0
Base FOM Costs by Reporting Type: EI_US
ReportingType | 2015 | 2020 | 2025 | 2030 | 2035 | 2040
BM | 74.48 | 90.21 | 121.27 | 125.84 | 125.84 | 108.46
CC | 3981.22 | 4792.28 | 3877.19 | 4096 | 4655.63 | 4671.66
CSP | 0 | 0 | 0 | 0 | 0 | 0
CT | 28.95 | 30.95 | 30.95 | 30.66 | 2.01 | 0
Coal | 14494.83 | 12851.79 | 12977.61 | 14615.35 | 16371.66 | 18330.52
Geo | 3.95 | 3.95 | 3.95 | 3.95 | 3.95 | 3.95
H | 419.29 | 419.29 | 426.45 | 426.46 | 426.46 | 426.46
LFG | 417.2 | 477.14 | 700.46 | 787.52 | 787.52 | 787.52
Nuc | 12948.03 | 13763.39 | 13285.11 | 13700.35 | 10645.57 | 16957.2
PS | 401.94 | 401.94 | 401.94 | 401.94 | 401.94 | 401.94
PV | 2.71 | 35.66 | 50.31 | 52.48 | 52.09 | 51.87
PeakG | 1621.98 | 2234.81 | 1291.72 | 1545.71 | 1589.46 | 1526.82
PeakO | 505.76 | 337.62 | 66.39 | 67.62 | 67.62 | 67.62
ST | 0 | 0 | 0 | 0 | 0 | 0
STOG | 643.49 | 448.76 | 94.7 | 94.7 | 94.7 | 94.7
STWD | 71.18 | 64.08 | 42.68 | 42.68 | 42.68 | 42.68
WT | 1142.42 | 1419.39 | 1533.28 | 1554.4 | 1985.67 | 2013.23
IGCC | 30.22 | 30.22 | 30.22 | 30.22 | 30.22 | 30.22
DemandResponse | 0 | 0 | 0 | 0 | 0 | 0
IGCC-CCS | 0 | 0 | 0 | 0 | 0 | 0
WT_off | 25.01 | 25.01 | 83.68 | 83.68 | 58.72 | 58.72
PseudoUnit | 0 | 0 | 0 | 0 | 0 | 0
FixedInterchange | 0 | 0 | 0 | 0 | 0 | 0
Base FOM Costs by Reporting Type: EI_Canada
ReportingType | 2015 | 2020 | 2025 | 2030 | 2035 | 2040
BM | 32.8 | 32.8 | 32.8 | 32.8 | 32.8 | 32.8
CC | 41.37 | 41.37 | 41.37 | 43.8 | 30.51 | 18.17
CSP | 0 | 0 | 0 | 0 | 0 | 0
CT | 2.46 | 2.46 | 2.46 | 2.46 | 2.46 | 2.46
Coal | 77.44 | 50.33 | 0 | 0 | 0 | 0
Geo | 0 | 0 | 0 | 0 | 0 | 0
H | 216.06 | 216.06 | 216.06 | 216.06 | 231.03 | 253.29
LFG | 14.17 | 14.17 | 14.17 | 14.17 | 14.17 | 14.23
Nuc | 1895.36 | 1895.36 | 1895.36 | 1895.36 | 1745.4 | 2079.7
PS | 2.92 | 2.92 | 2.92 | 2.92 | 2.92 | 2.92
PV | 18.26 | 18.26 | 18.26 | 18.26 | 0.44 | 0.44
PeakG | 11.37 | 11.7 | 11.7 | 11.7 | 1.82 | 1.82
PeakO | 0.09 | 0.09 | 0.09 | 0.12 | 0 | 0
ST | 0 | 0 | 0 | 0 | 0 | 0
STOG | 5.54 | 5.54 | 4.72 | 0 | 0 | 0
STWD | 0 | 0 | 0 | 0 | 0 | 0
WT | 120.82 | 120.82 | 120.82 | 120.82 | 53.21 | 53.21
IGCC | 0 | 0 | 0 | 0 | 0 | 0
DemandResponse | 0 | 0 | 0 | 0 | 0 | 0
IGCC-CCS | 0 | 0 | 0 | 0 | 0 | 0
WT_off | 0 | 0 | 0 | 0 | 0 | 0
PseudoUnit | 0 | 0 | 0 | 0 | 0 | 0
FixedInterchange | 0 | 0 | 0 | 0 | 0 | 0
Base FOM Costs by Reporting Type: EI
ReportingType | 2015 | 2020 | 2025 | 2030 | 2035 | 2040
BM | 107.28 | 123 | 154.07 | 158.64 | 158.64 | 141.25
CC | 4022.59 | 4833.65 | 3918.56 | 4139.8 | 4686.14 | 4689.83
CSP | 0 | 0 | 0 | 0 | 0 | 0
CT | 31.41 | 33.42 | 33.42 | 33.12 | 4.47 | 2.46
Coal | 14572.27 | 12902.12 | 12977.61 | 14615.35 | 16371.66 | 18330.52
Geo | 3.95 | 3.95 | 3.95 | 3.95 | 3.95 | 3.95
H | 635.35 | 635.35 | 642.51 | 642.53 | 657.5 | 679.76
LFG | 431.38 | 491.31 | 714.64 | 801.69 | 801.69 | 801.75
Nuc | 14843.39 | 15658.74 | 15180.47 | 15595.71 | 12390.96 | 19036.91
PS | 404.86 | 404.86 | 404.86 | 404.86 | 404.86 | 404.86
PV | 20.97 | 53.92 | 68.58 | 70.75 | 52.53 | 52.31
PeakG | 1633.35 | 2246.51 | 1303.42 | 1557.4 | 1591.28 | 1528.64
PeakO | 505.85 | 337.71 | 66.48 | 67.74 | 67.62 | 67.62
ST | 0 | 0 | 0 | 0 | 0 | 0
STOG | 649.03 | 454.29 | 99.42 | 94.7 | 94.7 | 94.7
STWD | 71.18 | 64.08 | 42.68 | 42.68 | 42.68 | 42.68
WT | 1263.24 | 1540.21 | 1654.1 | 1675.22 | 2038.88 | 2066.44
IGCC | 30.22 | 30.22 | 30.22 | 30.22 | 30.22 | 30.22
DemandResponse | 0 | 0 | 0 | 0 | 0 | 0
IGCC-CCS | 0 | 0 | 0 | 0 | 0 | 0
WT_off | 25.01 | 25.01 | 83.68 | 83.68 | 58.72 | 58.72
PseudoUnit | 0 | 0 | 0 | 0 | 0 | 0
FixedInterchange | 0 | 0 | 0 | 0 | 0 | 0
Base FOM Costs by Reporting Type: Outside_EI
ReportingType | 2015 | 2020 | 2025 | 2030 | 2035 | 2040
BM | 18.45 | 18.45 | 18.45 | 18.45 | 18.45 | 18.45
CC | 2023.05 | 2529.88 | 2059.09 | 2143.68 | 2446.25 | 2405.18
CSP | 0 | 0 | 0 | 0 | 0 | 0
CT | 11.39 | 11.39 | 11.39 | 11.39 | 10.07 | 20.14
Coal | 3601.25 | 3916.03 | 3866.97 | 4139.45 | 4707.56 | 5553.06
Geo | 222.78 | 397.63 | 767.71 | 770.84 | 770.84 | 770.84
H | 875.65 | 875.65 | 875.65 | 875.65 | 875.65 | 875.65
LFG | 67.56 | 242.63 | 285.22 | 285.22 | 285.22 | 285.22
Nuc | 1852.97 | 2184.21 | 2132.54 | 2132.54 | 2132.54 | 2313.28
PS | 112.39 | 112.39 | 112.39 | 112.39 | 112.39 | 112.39
PV | 5.73 | 5.73 | 5.73 | 5.73 | 5.32 | 5.32
PeakG | 334.74 | 383.33 | 288.97 | 320.42 | 328.8 | 319.81
PeakO | 14.18 | 16.85 | 12.01 | 12.02 | 12.02 | 12.02
ST | 48.64 | 95.36 | 109.52 | 112.11 | 112.11 | 112.11
STOG | 1148.66 | 718.71 | 353.34 | 309.64 | 286.33 | 113.96
STWD | 35.16 | 23.54 | 19.18 | 19.18 | 19.18 | 19.18
WT | 771.26 | 875.61 | 875.61 | 877.56 | 902.68 | 1307.95
IGCC | 0 | 0 | 0 | 0 | 0 | 0
DemandResponse | 0 | 0 | 0 | 0 | 0 | 0
IGCC-CCS | 0 | 0 | 0 | 0 | 0 | 0
WT_off | 0 | 0 | 0 | 0 | 0 | 0
PseudoUnit | 0 | 0 | 0 | 0 | 0 | 0
FixedInterchange | 0 | 0 | 0 | 0 | 0 | 0
#11 | Retrofit FOM Costs ($million)
Retrofit FOM Costs by Reporting Type: Entergy
ReportingType | 2015 | 2020 | 2025 | 2030 | 2035 | 2040
BM | 0 | 0 | 0 | 0 | 0 | 0
CC | 0 | 0 | 0 | 0 | 0 | 0
CSP | 0 | 0 | 0 | 0 | 0 | 0
CT | 0 | 0 | 0 | 0 | 0 | 0
Coal | 3.38 | 30.64 | 30.64 | 30.64 | 30.64 | 30.64
Geo | 0 | 0 | 0 | 0 | 0 | 0
H | 0 | 0 | 0 | 0 | 0 | 0
LFG | 0 | 0 | 0 | 0 | 0 | 0
Nuc | 0 | 0 | 0 | 0 | 0 | 0
PS | 0 | 0 | 0 | 0 | 0 | 0
PV | 0 | 0 | 0 | 0 | 0 | 0
PeakG | 0 | 0 | 0 | 0 | 0 | 0
PeakO | 0 | 0 | 0 | 0 | 0 | 0
ST | 0 | 0 | 0 | 0 | 0 | 0
STOG | 0 | 0 | 0 | 0 | 0 | 0
STWD | 0 | 0 | 0 | 0 | 0 | 0
WT | 0 | 0 | 0 | 0 | 0 | 0
IGCC | 0 | 0 | 0 | 0 | 0 | 0
DemandResponse | 0 | 0 | 0 | 0 | 0 | 0
IGCC-CCS | 0 | 0 | 0 | 0 | 0 | 0
WT_off | 0 | 0 | 0 | 0 | 0 | 0
PseudoUnit | 0 | 0 | 0 | 0 | 0 | 0
FixedInterchange | 0 | 0 | 0 | 0 | 0 | 0
Retrofit FOM Costs by Reporting Type: FRCC
ReportingType | 2015 | 2020 | 2025 | 2030 | 2035 | 2040
BM | 0 | 0 | 0 | 0 | 0 | 0
CC | 0 | 0 | 0 | 0 | 0 | 0
CSP | 0 | 0 | 0 | 0 | 0 | 0
CT | 0 | 0 | 0 | 0 | 0 | 0
Coal | 68.12 | 71.17 | 71.17 | 71.17 | 71.17 | 71.17
Geo | 0 | 0 | 0 | 0 | 0 | 0
H | 0 | 0 | 0 | 0 | 0 | 0
LFG | 0 | 0 | 0 | 0 | 0 | 0
Nuc | 0 | 0 | 0 | 0 | 0 | 0
PS | 0 | 0 | 0 | 0 | 0 | 0
PV | 0 | 0 | 0 | 0 | 0 | 0
PeakG | 0 | 0 | 0 | 0 | 0 | 0
PeakO | 0 | 0 | 0 | 0 | 0 | 0
ST | 0 | 0 | 0 | 0 | 0 | 0
STOG | 0 | 0 | 0 | 0 | 0 | 0
STWD | 0 | 0 | 0 | 0 | 0 | 0
WT | 0 | 0 | 0 | 0 | 0 | 0
IGCC | 0 | 0 | 0 | 0 | 0 | 0
DemandResponse | 0 | 0 | 0 | 0 | 0 | 0
IGCC-CCS | 0 | 0 | 0 | 0 | 0 | 0
WT_off | 0 | 0 | 0 | 0 | 0 | 0
PseudoUnit | 0 | 0 | 0 | 0 | 0 | 0
FixedInterchange | 0 | 0 | 0 | 0 | 0 | 0
Retrofit FOM Costs by Reporting Type: MAPP_US
ReportingType | 2015 | 2020 | 2025 | 2030 | 2035 | 2040
BM | 0 | 0 | 0 | 0 | 0 | 0
CC | 0 | 0 | 0 | 0 | 0 | 0
CSP | 0 | 0 | 0 | 0 | 0 | 0
CT | 0 | 0 | 0 | 0 | 0 | 0
Coal | 16.92 | 14.86 | 14.86 | 14.86 | 14.86 | 14.86
Geo | 0 | 0 | 0 | 0 | 0 | 0
H | 0 | 0 | 0 | 0 | 0 | 0
LFG | 0 | 0 | 0 | 0 | 0 | 0
Nuc | 0 | 0 | 0 | 0 | 0 | 0
PS | 0 | 0 | 0 | 0 | 0 | 0
PV | 0 | 0 | 0 | 0 | 0 | 0
PeakG | 0 | 0 | 0 | 0 | 0 | 0
PeakO | 0 | 0 | 0 | 0 | 0 | 0
ST | 0 | 0 | 0 | 0 | 0 | 0
STOG | 0 | 0 | 0 | 0 | 0 | 0
STWD | 0 | 0 | 0 | 0 | 0 | 0
WT | 0 | 0 | 0 | 0 | 0 | 0
IGCC | 0 | 0 | 0 | 0 | 0 | 0
DemandResponse | 0 | 0 | 0 | 0 | 0 | 0
IGCC-CCS | 0 | 0 | 0 | 0 | 0 | 0
WT_off | 0 | 0 | 0 | 0 | 0 | 0
PseudoUnit | 0 | 0 | 0 | 0 | 0 | 0
FixedInterchange | 0 | 0 | 0 | 0 | 0 | 0
Retrofit FOM Costs by Reporting Type: MISO_IN
ReportingType | 2015 | 2020 | 2025 | 2030 | 2035 | 2040
BM | 0 | 0 | 0 | 0 | 0 | 0
CC | 0 | 0 | 0 | 0 | 0 | 0
CSP | 0 | 0 | 0 | 0 | 0 | 0
CT | 0 | 0 | 0 | 0 | 0 | 0
Coal | 99.08 | 107.74 | 107.74 | 107.74 | 107.74 | 107.74
Geo | 0 | 0 | 0 | 0 | 0 | 0
H | 0 | 0 | 0 | 0 | 0 | 0
LFG | 0 | 0 | 0 | 0 | 0 | 0
Nuc | 0 | 0 | 0 | 0 | 0 | 0
PS | 0 | 0 | 0 | 0 | 0 | 0
PV | 0 | 0 | 0 | 0 | 0 | 0
PeakG | 0 | 0 | 0 | 0 | 0 | 0
PeakO | 0 | 0 | 0 | 0 | 0 | 0
ST | 0 | 0 | 0 | 0 | 0 | 0
STOG | 0 | 0 | 0 | 0 | 0 | 0
STWD | 0 | 0 | 0 | 0 | 0 | 0
WT | 0 | 0 | 0 | 0 | 0 | 0
IGCC | 0 | 0 | 0 | 0 | 0 | 0
DemandResponse | 0 | 0 | 0 | 0 | 0 | 0
IGCC-CCS | 0 | 0 | 0 | 0 | 0 | 0
WT_off | 0 | 0 | 0 | 0 | 0 | 0
PseudoUnit | 0 | 0 | 0 | 0 | 0 | 0
FixedInterchange | 0 | 0 | 0 | 0 | 0 | 0
Retrofit FOM Costs by Reporting Type: MISO_MI
ReportingType | 2015 | 2020 | 2025 | 2030 | 2035 | 2040
BM | 0 | 0 | 0 | 0 | 0 | 0
CC | 0 | 0 | 0 | 0 | 0 | 0
CSP | 0 | 0 | 0 | 0 | 0 | 0
CT | 0 | 0 | 0 | 0 | 0 | 0
Coal | 16.55 | 38.02 | 38.02 | 38.02 | 38.02 | 38.02
Geo | 0 | 0 | 0 | 0 | 0 | 0
H | 0 | 0 | 0 | 0 | 0 | 0
LFG | 0 | 0 | 0 | 0 | 0 | 0
Nuc | 0 | 0 | 0 | 0 | 0 | 0
PS | 0 | 0 | 0 | 0 | 0 | 0
PV | 0 | 0 | 0 | 0 | 0 | 0
PeakG | 0 | 0 | 0 | 0 | 0 | 0
PeakO | 0 | 0 | 0 | 0 | 0 | 0
ST | 0 | 0 | 0 | 0 | 0 | 0
STOG | 0 | 0 | 0 | 0 | 0 | 0
STWD | 0 | 0 | 0 | 0 | 0 | 0
WT | 0 | 0 | 0 | 0 | 0 | 0
IGCC | 0 | 0 | 0 | 0 | 0 | 0
DemandResponse | 0 | 0 | 0 | 0 | 0 | 0
IGCC-CCS | 0 | 0 | 0 | 0 | 0 | 0
WT_off | 0 | 0 | 0 | 0 | 0 | 0
PseudoUnit | 0 | 0 | 0 | 0 | 0 | 0
FixedInterchange | 0 | 0 | 0 | 0 | 0 | 0
Retrofit FOM Costs by Reporting Type: MISO_MO-IL
ReportingType | 2015 | 2020 | 2025 | 2030 | 2035 | 2040
BM | 0 | 0 | 0 | 0 | 0 | 0
CC | 0 | 0 | 0 | 0 | 0 | 0
CSP | 0 | 0 | 0 | 0 | 0 | 0
CT | 0 | 0 | 0 | 0 | 0 | 0
Coal | 30.23 | 52 | 52 | 52 | 52 | 52
Geo | 0 | 0 | 0 | 0 | 0 | 0
H | 0 | 0 | 0 | 0 | 0 | 0
LFG | 0 | 0 | 0 | 0 | 0 | 0
Nuc | 0 | 0 | 0 | 0 | 0 | 0
PS | 0 | 0 | 0 | 0 | 0 | 0
PV | 0 | 0 | 0 | 0 | 0 | 0
PeakG | 0 | 0 | 0 | 0 | 0 | 0
PeakO | 0 | 0 | 0 | 0 | 0 | 0
ST | 0 | 0 | 0 | 0 | 0 | 0
STOG | 0 | 0 | 0 | 0 | 0 | 0
STWD | 0 | 0 | 0 | 0 | 0 | 0
WT | 0 | 0 | 0 | 0 | 0 | 0
IGCC | 0 | 0 | 0 | 0 | 0 | 0
DemandResponse | 0 | 0 | 0 | 0 | 0 | 0
IGCC-CCS | 0 | 0 | 0 | 0 | 0 | 0
WT_off | 0 | 0 | 0 | 0 | 0 | 0
PseudoUnit | 0 | 0 | 0 | 0 | 0 | 0
FixedInterchange | 0 | 0 | 0 | 0 | 0 | 0
Retrofit FOM Costs by Reporting Type: MISO_W
ReportingType | 2015 | 2020 | 2025 | 2030 | 2035 | 2040
BM | 0 | 0 | 0 | 0 | 0 | 0
CC | 0 | 0 | 0 | 0 | 0 | 0
CSP | 0 | 0 | 0 | 0 | 0 | 0
CT | 0 | 0 | 0 | 0 | 0 | 0
Coal | 37.95 | 61.12 | 61.12 | 61.12 | 61.12 | 61.12
Geo | 0 | 0 | 0 | 0 | 0 | 0
H | 0 | 0 | 0 | 0 | 0 | 0
LFG | 0 | 0 | 0 | 0 | 0 | 0
Nuc | 0 | 0 | 0 | 0 | 0 | 0
PS | 0 | 0 | 0 | 0 | 0 | 0
PV | 0 | 0 | 0 | 0 | 0 | 0
PeakG | 0 | 0 | 0 | 0 | 0 | 0
PeakO | 0 | 0 | 0 | 0 | 0 | 0
ST | 0 | 0 | 0 | 0 | 0 | 0
STOG | 0 | 0 | 0 | 0 | 0 | 0
STWD | 0 | 0 | 0 | 0 | 0 | 0
WT | 0 | 0 | 0 | 0 | 0 | 0
IGCC | 0 | 0 | 0 | 0 | 0 | 0
DemandResponse | 0 | 0 | 0 | 0 | 0 | 0
IGCC-CCS | 0 | 0 | 0 | 0 | 0 | 0
WT_off | 0 | 0 | 0 | 0 | 0 | 0
PseudoUnit | 0 | 0 | 0 | 0 | 0 | 0
FixedInterchange | 0 | 0 | 0 | 0 | 0 | 0
Retrofit FOM Costs by Reporting Type: MISO_WUMS
ReportingType | 2015 | 2020 | 2025 | 2030 | 2035 | 2040
BM | 0 | 0 | 0 | 0 | 0 | 0
CC | 0 | 0 | 0 | 0 | 0 | 0
CSP | 0 | 0 | 0 | 0 | 0 | 0
CT | 0 | 0 | 0 | 0 | 0 | 0
Coal | 35.36 | 32.76 | 32.76 | 32.76 | 32.76 | 32.76
Geo | 0 | 0 | 0 | 0 | 0 | 0
H | 0 | 0 | 0 | 0 | 0 | 0
LFG | 0 | 0 | 0 | 0 | 0 | 0
Nuc | 0 | 0 | 0 | 0 | 0 | 0
PS | 0 | 0 | 0 | 0 | 0 | 0
PV | 0 | 0 | 0 | 0 | 0 | 0
PeakG | 0 | 0 | 0 | 0 | 0 | 0
PeakO | 0 | 0 | 0 | 0 | 0 | 0
ST | 0 | 0 | 0 | 0 | 0 | 0
STOG | 0 | 0 | 0 | 0 | 0 | 0
STWD | 0 | 0 | 0 | 0 | 0 | 0
WT | 0 | 0 | 0 | 0 | 0 | 0
IGCC | 0 | 0 | 0 | 0 | 0 | 0
DemandResponse | 0 | 0 | 0 | 0 | 0 | 0
IGCC-CCS | 0 | 0 | 0 | 0 | 0 | 0
WT_off | 0 | 0 | 0 | 0 | 0 | 0
PseudoUnit | 0 | 0 | 0 | 0 | 0 | 0
FixedInterchange | 0 | 0 | 0 | 0 | 0 | 0
Retrofit FOM Costs by Reporting Type: Nebraska
ReportingType | 2015 | 2020 | 2025 | 2030 | 2035 | 2040
BM | 0 | 0 | 0 | 0 | 0 | 0
CC | 0 | 0 | 0 | 0 | 0 | 0
CSP | 0 | 0 | 0 | 0 | 0 | 0
CT | 0 | 0 | 0 | 0 | 0 | 0
Coal | 4.88 | 22.22 | 22.22 | 22.22 | 22.22 | 22.22
Geo | 0 | 0 | 0 | 0 | 0 | 0
H | 0 | 0 | 0 | 0 | 0 | 0
LFG | 0 | 0 | 0 | 0 | 0 | 0
Nuc | 0 | 0 | 0 | 0 | 0 | 0
PS | 0 | 0 | 0 | 0 | 0 | 0
PV | 0 | 0 | 0 | 0 | 0 | 0
PeakG | 0 | 0 | 0 | 0 | 0 | 0
PeakO | 0 | 0 | 0 | 0 | 0 | 0
ST | 0 | 0 | 0 | 0 | 0 | 0
STOG | 0 | 0 | 0 | 0 | 0 | 0
STWD | 0 | 0 | 0 | 0 | 0 | 0
WT | 0 | 0 | 0 | 0 | 0 | 0
IGCC | 0 | 0 | 0 | 0 | 0 | 0
DemandResponse | 0 | 0 | 0 | 0 | 0 | 0
IGCC-CCS | 0 | 0 | 0 | 0 | 0 | 0
WT_off | 0 | 0 | 0 | 0 | 0 | 0
PseudoUnit | 0 | 0 | 0 | 0 | 0 | 0
FixedInterchange | 0 | 0 | 0 | 0 | 0 | 0
Retrofit FOM Costs by Reporting Type: NEISO
ReportingType | 2015 | 2020 | 2025 | 2030 | 2035 | 2040
BM | 0 | 0 | 0 | 0 | 0 | 0
CC | 0 | 0 | 0 | 0 | 0 | 0
CSP | 0 | 0 | 0 | 0 | 0 | 0
CT | 0 | 0 | 0 | 0 | 0 | 0
Coal | 4.08 | 0 | 0 | 0 | 0 | 0
Geo | 0 | 0 | 0 | 0 | 0 | 0
H | 0 | 0 | 0 | 0 | 0 | 0
LFG | 0 | 0 | 0 | 0 | 0 | 0
Nuc | 0 | 0 | 0 | 0 | 0 | 0
PS | 0 | 0 | 0 | 0 | 0 | 0
PV | 0 | 0 | 0 | 0 | 0 | 0
PeakG | 0 | 0 | 0 | 0 | 0 | 0
PeakO | 0 | 0 | 0 | 0 | 0 | 0
ST | 0 | 0 | 0 | 0 | 0 | 0
STOG | 0 | 0 | 0 | 0 | 0 | 0
STWD | 0 | 0 | 0 | 0 | 0 | 0
WT | 0 | 0 | 0 | 0 | 0 | 0
IGCC | 0 | 0 | 0 | 0 | 0 | 0
DemandResponse | 0 | 0 | 0 | 0 | 0 | 0
IGCC-CCS | 0 | 0 | 0 | 0 | 0 | 0
WT_off | 0 | 0 | 0 | 0 | 0 | 0
PseudoUnit | 0 | 0 | 0 | 0 | 0 | 0
FixedInterchange | 0 | 0 | 0 | 0 | 0 | 0
Retrofit FOM Costs by Reporting Type: NonRTO_Midwest
ReportingType | 2015 | 2020 | 2025 | 2030 | 2035 | 2040
BM | 0 | 0 | 0 | 0 | 0 | 0
CC | 0 | 0 | 0 | 0 | 0 | 0
CSP | 0 | 0 | 0 | 0 | 0 | 0
CT | 0 | 0 | 0 | 0 | 0 | 0
Coal | 86.24 | 89.6 | 89.14 | 89.14 | 89.14 | 89.14
Geo | 0 | 0 | 0 | 0 | 0 | 0
H | 0 | 0 | 0 | 0 | 0 | 0
LFG | 0 | 0 | 0 | 0 | 0 | 0
Nuc | 0 | 0 | 0 | 0 | 0 | 0
PS | 0 | 0 | 0 | 0 | 0 | 0
PV | 0 | 0 | 0 | 0 | 0 | 0
PeakG | 0 | 0 | 0 | 0 | 0 | 0
PeakO | 0 | 0 | 0 | 0 | 0 | 0
ST | 0 | 0 | 0 | 0 | 0 | 0
STOG | 0 | 0 | 0 | 0 | 0 | 0
STWD | 0 | 0 | 0 | 0 | 0 | 0
WT | 0 | 0 | 0 | 0 | 0 | 0
IGCC | 0 | 0 | 0 | 0 | 0 | 0
DemandResponse | 0 | 0 | 0 | 0 | 0 | 0
IGCC-CCS | 0 | 0 | 0 | 0 | 0 | 0
WT_off | 0 | 0 | 0 | 0 | 0 | 0
PseudoUnit | 0 | 0 | 0 | 0 | 0 | 0
FixedInterchange | 0 | 0 | 0 | 0 | 0 | 0
Retrofit FOM Costs by Reporting Type: NYISO_A-F
ReportingType | 2015 | 2020 | 2025 | 2030 | 2035 | 2040
BM | 0 | 0 | 0 | 0 | 0 | 0
CC | 0 | 0 | 0 | 0 | 0 | 0
CSP | 0 | 0 | 0 | 0 | 0 | 0
CT | 0 | 0 | 0 | 0 | 0 | 0
Coal | 0 | 0 | 0 | 0 | 0 | 0
Geo | 0 | 0 | 0 | 0 | 0 | 0
H | 0 | 0 | 0 | 0 | 0 | 0
LFG | 0 | 0 | 0 | 0 | 0 | 0
Nuc | 0 | 0 | 0 | 0 | 0 | 0
PS | 0 | 0 | 0 | 0 | 0 | 0
PV | 0 | 0 | 0 | 0 | 0 | 0
PeakG | 0 | 0 | 0 | 0 | 0 | 0
PeakO | 0 | 0 | 0 | 0 | 0 | 0
ST | 0 | 0 | 0 | 0 | 0 | 0
STOG | 0 | 0 | 0 | 0 | 0 | 0
STWD | 0 | 0 | 0 | 0 | 0 | 0
WT | 0 | 0 | 0 | 0 | 0 | 0
IGCC | 0 | 0 | 0 | 0 | 0 | 0
DemandResponse | 0 | 0 | 0 | 0 | 0 | 0
IGCC-CCS | 0 | 0 | 0 | 0 | 0 | 0
WT_off | 0 | 0 | 0 | 0 | 0 | 0
PseudoUnit | 0 | 0 | 0 | 0 | 0 | 0
FixedInterchange | 0 | 0 | 0 | 0 | 0 | 0
Retrofit FOM Costs by Reporting Type: NYISO_G-I
ReportingType | 2015 | 2020 | 2025 | 2030 | 2035 | 2040
BM | 0 | 0 | 0 | 0 | 0 | 0
CC | 0 | 0 | 0 | 0 | 0 | 0
CSP | 0 | 0 | 0 | 0 | 0 | 0
CT | 0 | 0 | 0 | 0 | 0 | 0
Coal | 0 | 0 | 0 | 0 | 0 | 0
Geo | 0 | 0 | 0 | 0 | 0 | 0
H | 0 | 0 | 0 | 0 | 0 | 0
LFG | 0 | 0 | 0 | 0 | 0 | 0
Nuc | 0 | 0 | 0 | 0 | 0 | 0
PS | 0 | 0 | 0 | 0 | 0 | 0
PV | 0 | 0 | 0 | 0 | 0 | 0
PeakG | 0 | 0 | 0 | 0 | 0 | 0
PeakO | 0 | 0 | 0 | 0 | 0 | 0
ST | 0 | 0 | 0 | 0 | 0 | 0
STOG | 0 | 0 | 0 | 0 | 0 | 0
STWD | 0 | 0 | 0 | 0 | 0 | 0
WT | 0 | 0 | 0 | 0 | 0 | 0
IGCC | 0 | 0 | 0 | 0 | 0 | 0
DemandResponse | 0 | 0 | 0 | 0 | 0 | 0
IGCC-CCS | 0 | 0 | 0 | 0 | 0 | 0
WT_off | 0 | 0 | 0 | 0 | 0 | 0
PseudoUnit | 0 | 0 | 0 | 0 | 0 | 0
FixedInterchange | 0 | 0 | 0 | 0 | 0 | 0
Retrofit FOM Costs by Reporting Type: NYISO_J-K
ReportingType | 2015 | 2020 | 2025 | 2030 | 2035 | 2040
BM | 0 | 0 | 0 | 0 | 0 | 0
CC | 0 | 0 | 0 | 0 | 0 | 0
CSP | 0 | 0 | 0 | 0 | 0 | 0
CT | 0 | 0 | 0 | 0 | 0 | 0
Coal | 0 | 0 | 0 | 0 | 0 | 0
Geo | 0 | 0 | 0 | 0 | 0 | 0
H | 0 | 0 | 0 | 0 | 0 | 0
LFG | 0 | 0 | 0 | 0 | 0 | 0
Nuc | 0 | 0 | 0 | 0 | 0 | 0
PS | 0 | 0 | 0 | 0 | 0 | 0
PV | 0 | 0 | 0 | 0 | 0 | 0
PeakG | 0 | 0 | 0 | 0 | 0 | 0
PeakO | 0 | 0 | 0 | 0 | 0 | 0
ST | 0 | 0 | 0 | 0 | 0 | 0
STOG | 0 | 0 | 0 | 0 | 0 | 0
STWD | 0 | 0 | 0 | 0 | 0 | 0
WT | 0 | 0 | 0 | 0 | 0 | 0
IGCC | 0 | 0 | 0 | 0 | 0 | 0
DemandResponse | 0 | 0 | 0 | 0 | 0 | 0
IGCC-CCS | 0 | 0 | 0 | 0 | 0 | 0
WT_off | 0 | 0 | 0 | 0 | 0 | 0
PseudoUnit | 0 | 0 | 0 | 0 | 0 | 0
FixedInterchange | 0 | 0 | 0 | 0 | 0 | 0
Retrofit FOM Costs by Reporting Type: PJM_E
ReportingType | 2015 | 2020 | 2025 | 2030 | 2035 | 2040
BM | 0 | 0 | 0 | 0 | 0 | 0
CC | 0 | 0 | 0 | 0 | 0 | 0
CSP | 0 | 0 | 0 | 0 | 0 | 0
CT | 0 | 0 | 0 | 0 | 0 | 0
Coal | 1.07 | 0 | 0 | 0 | 0 | 0
Geo | 0 | 0 | 0 | 0 | 0 | 0
H | 0 | 0 | 0 | 0 | 0 | 0
LFG | 0 | 0 | 0 | 0 | 0 | 0
Nuc | 0 | 0 | 0 | 0 | 0 | 0
PS | 0 | 0 | 0 | 0 | 0 | 0
PV | 0 | 0 | 0 | 0 | 0 | 0
PeakG | 0 | 0 | 0 | 0 | 0 | 0
PeakO | 0 | 0 | 0 | 0 | 0 | 0
ST | 0 | 0 | 0 | 0 | 0 | 0
STOG | 0 | 0 | 0 | 0 | 0 | 0
STWD | 0 | 0 | 0 | 0 | 0 | 0
WT | 0 | 0 | 0 | 0 | 0 | 0
IGCC | 0 | 0 | 0 | 0 | 0 | 0
DemandResponse | 0 | 0 | 0 | 0 | 0 | 0
IGCC-CCS | 0 | 0 | 0 | 0 | 0 | 0
WT_off | 0 | 0 | 0 | 0 | 0 | 0
PseudoUnit | 0 | 0 | 0 | 0 | 0 | 0
FixedInterchange | 0 | 0 | 0 | 0 | 0 | 0
Retrofit FOM Costs by Reporting Type: PJM_ROM
ReportingType | 2015 | 2020 | 2025 | 2030 | 2035 | 2040
BM | 0 | 0 | 0 | 0 | 0 | 0
CC | 0 | 0 | 0 | 0 | 0 | 0
CSP | 0 | 0 | 0 | 0 | 0 | 0
CT | 0 | 0 | 0 | 0 | 0 | 0
Coal | 58.52 | 68.08 | 68.08 | 68.08 | 68.08 | 68.08
Geo | 0 | 0 | 0 | 0 | 0 | 0
H | 0 | 0 | 0 | 0 | 0 | 0
LFG | 0 | 0 | 0 | 0 | 0 | 0
Nuc | 0 | 0 | 0 | 0 | 0 | 0
PS | 0 | 0 | 0 | 0 | 0 | 0
PV | 0 | 0 | 0 | 0 | 0 | 0
PeakG | 0 | 0 | 0 | 0 | 0 | 0
PeakO | 0 | 0 | 0 | 0 | 0 | 0
ST | 0 | 0 | 0 | 0 | 0 | 0
STOG | 0 | 0 | 0 | 0 | 0 | 0
STWD | 0 | 0 | 0 | 0 | 0 | 0
WT | 0 | 0 | 0 | 0 | 0 | 0
IGCC | 0 | 0 | 0 | 0 | 0 | 0
DemandResponse | 0 | 0 | 0 | 0 | 0 | 0
IGCC-CCS | 0 | 0 | 0 | 0 | 0 | 0
WT_off | 0 | 0 | 0 | 0 | 0 | 0
PseudoUnit | 0 | 0 | 0 | 0 | 0 | 0
FixedInterchange | 0 | 0 | 0 | 0 | 0 | 0
Retrofit FOM Costs by Reporting Type: PJM_ROR
ReportingType | 2015 | 2020 | 2025 | 2030 | 2035 | 2040
BM | 0 | 0 | 0 | 0 | 0 | 0
CC | 0 | 0 | 0 | 0 | 0 | 0
CSP | 0 | 0 | 0 | 0 | 0 | 0
CT | 0 | 0 | 0 | 0 | 0 | 0
Coal | 261.62 | 295.89 | 295.89 | 295.89 | 295.89 | 295.89
Geo | 0 | 0 | 0 | 0 | 0 | 0
H | 0 | 0 | 0 | 0 | 0 | 0
LFG | 0 | 0 | 0 | 0 | 0 | 0
Nuc | 0 | 0 | 0 | 0 | 0 | 0
PS | 0 | 0 | 0 | 0 | 0 | 0
PV | 0 | 0 | 0 | 0 | 0 | 0
PeakG | 0 | 0 | 0 | 0 | 0 | 0
PeakO | 0 | 0 | 0 | 0 | 0 | 0
ST | 0 | 0 | 0 | 0 | 0 | 0
STOG | 0 | 0 | 0 | 0 | 0 | 0
STWD | 0 | 0 | 0 | 0 | 0 | 0
WT | 0 | 0 | 0 | 0 | 0 | 0
IGCC | 0 | 0 | 0 | 0 | 0 | 0
DemandResponse | 0 | 0 | 0 | 0 | 0 | 0
IGCC-CCS | 0 | 0 | 0 | 0 | 0 | 0
WT_off | 0 | 0 | 0 | 0 | 0 | 0
PseudoUnit | 0 | 0 | 0 | 0 | 0 | 0
FixedInterchange | 0 | 0 | 0 | 0 | 0 | 0
Retrofit FOM Costs by Reporting Type: SOCO
ReportingType | 2015 | 2020 | 2025 | 2030 | 2035 | 2040
BM | 0 | 0 | 0 | 0 | 0 | 0
CC | 0 | 0 | 0 | 0 | 0 | 0
CSP | 0 | 0 | 0 | 0 | 0 | 0
CT | 0 | 0 | 0 | 0 | 0 | 0
Coal | 114.6 | 120.32 | 120.32 | 120.32 | 120.32 | 120.32
Geo | 0 | 0 | 0 | 0 | 0 | 0
H | 0 | 0 | 0 | 0 | 0 | 0
LFG | 0 | 0 | 0 | 0 | 0 | 0
Nuc | 0 | 0 | 0 | 0 | 0 | 0
PS | 0 | 0 | 0 | 0 | 0 | 0
PV | 0 | 0 | 0 | 0 | 0 | 0
PeakG | 0 | 0 | 0 | 0 | 0 | 0
PeakO | 0 | 0 | 0 | 0 | 0 | 0
ST | 0 | 0 | 0 | 0 | 0 | 0
STOG | 0 | 0 | 0 | 0 | 0 | 0
STWD | 0 | 0 | 0 | 0 | 0 | 0
WT | 0 | 0 | 0 | 0 | 0 | 0
IGCC | 0 | 0 | 0 | 0 | 0 | 0
DemandResponse | 0 | 0 | 0 | 0 | 0 | 0
IGCC-CCS | 0 | 0 | 0 | 0 | 0 | 0
WT_off | 0 | 0 | 0 | 0 | 0 | 0
PseudoUnit | 0 | 0 | 0 | 0 | 0 | 0
FixedInterchange | 0 | 0 | 0 | 0 | 0 | 0
Retrofit FOM Costs by Reporting Type: SPP_N
ReportingType | 2015 | 2020 | 2025 | 2030 | 2035 | 2040
BM | 0 | 0 | 0 | 0 | 0 | 0
CC | 0 | 0 | 0 | 0 | 0 | 0
CSP | 0 | 0 | 0 | 0 | 0 | 0
CT | 0 | 0 | 0 | 0 | 0 | 0
Coal | 36.22 | 42.9 | 42.9 | 42.9 | 42.9 | 42.9
Geo | 0 | 0 | 0 | 0 | 0 | 0
H | 0 | 0 | 0 | 0 | 0 | 0
LFG | 0 | 0 | 0 | 0 | 0 | 0
Nuc | 0 | 0 | 0 | 0 | 0 | 0
PS | 0 | 0 | 0 | 0 | 0 | 0
PV | 0 | 0 | 0 | 0 | 0 | 0
PeakG | 0 | 0 | 0 | 0 | 0 | 0
PeakO | 0 | 0 | 0 | 0 | 0 | 0
ST | 0 | 0 | 0 | 0 | 0 | 0
STOG | 0 | 0 | 0 | 0 | 0 | 0
STWD | 0 | 0 | 0 | 0 | 0 | 0
WT | 0 | 0 | 0 | 0 | 0 | 0
IGCC | 0 | 0 | 0 | 0 | 0 | 0
DemandResponse | 0 | 0 | 0 | 0 | 0 | 0
IGCC-CCS | 0 | 0 | 0 | 0 | 0 | 0
WT_off | 0 | 0 | 0 | 0 | 0 | 0
PseudoUnit | 0 | 0 | 0 | 0 | 0 | 0
FixedInterchange | 0 | 0 | 0 | 0 | 0 | 0
Retrofit FOM Costs by Reporting Type: SPP_S
ReportingType | 2015 | 2020 | 2025 | 2030 | 2035 | 2040
BM | 0 | 0 | 0 | 0 | 0 | 0
CC | 0 | 0 | 0 | 0 | 0 | 0
CSP | 0 | 0 | 0 | 0 | 0 | 0
CT | 0 | 0 | 0 | 0 | 0 | 0
Coal | 20.12 | 32.45 | 32.45 | 32.45 | 32.45 | 32.45
Geo | 0 | 0 | 0 | 0 | 0 | 0
H | 0 | 0 | 0 | 0 | 0 | 0
LFG | 0 | 0 | 0 | 0 | 0 | 0
Nuc | 0 | 0 | 0 | 0 | 0 | 0
PS | 0 | 0 | 0 | 0 | 0 | 0
PV | 0 | 0 | 0 | 0 | 0 | 0
PeakG | 0 | 0 | 0 | 0 | 0 | 0
PeakO | 0 | 0 | 0 | 0 | 0 | 0
ST | 0 | 0 | 0 | 0 | 0 | 0
STOG | 0 | 0 | 0 | 0 | 0 | 0
STWD | 0 | 0 | 0 | 0 | 0 | 0
WT | 0 | 0 | 0 | 0 | 0 | 0
IGCC | 0 | 0 | 0 | 0 | 0 | 0
DemandResponse | 0 | 0 | 0 | 0 | 0 | 0
IGCC-CCS | 0 | 0 | 0 | 0 | 0 | 0
WT_off | 0 | 0 | 0 | 0 | 0 | 0
PseudoUnit | 0 | 0 | 0 | 0 | 0 | 0
FixedInterchange | 0 | 0 | 0 | 0 | 0 | 0
Retrofit FOM Costs by Reporting Type: TVA
ReportingType | 2015 | 2020 | 2025 | 2030 | 2035 | 2040
BM | 0 | 0 | 0 | 0 | 0 | 0
CC | 0 | 0 | 0 | 0 | 0 | 0
CSP | 0 | 0 | 0 | 0 | 0 | 0
CT | 0 | 0 | 0 | 0 | 0 | 0
Coal | 43.86 | 53.11 | 53.11 | 53.11 | 53.11 | 53.11
Geo | 0 | 0 | 0 | 0 | 0 | 0
H | 0 | 0 | 0 | 0 | 0 | 0
LFG | 0 | 0 | 0 | 0 | 0 | 0
Nuc | 0 | 0 | 0 | 0 | 0 | 0
PS | 0 | 0 | 0 | 0 | 0 | 0
PV | 0 | 0 | 0 | 0 | 0 | 0
PeakG | 0 | 0 | 0 | 0 | 0 | 0
PeakO | 0 | 0 | 0 | 0 | 0 | 0
ST | 0 | 0 | 0 | 0 | 0 | 0
STOG | 0 | 0 | 0 | 0 | 0 | 0
STWD | 0 | 0 | 0 | 0 | 0 | 0
WT | 0 | 0 | 0 | 0 | 0 | 0
IGCC | 0 | 0 | 0 | 0 | 0 | 0
DemandResponse | 0 | 0 | 0 | 0 | 0 | 0
IGCC-CCS | 0 | 0 | 0 | 0 | 0 | 0
WT_off | 0 | 0 | 0 | 0 | 0 | 0
PseudoUnit | 0 | 0 | 0 | 0 | 0 | 0
FixedInterchange | 0 | 0 | 0 | 0 | 0 | 0
Retrofit FOM Costs by Reporting Type: TVA_Transmission
ReportingType | 2015 | 2020 | 2025 | 2030 | 2035 | 2040
BM | 0 | 0 | 0 | 0 | 0 | 0
CC | 0 | 0 | 0 | 0 | 0 | 0
CSP | 0 | 0 | 0 | 0 | 0 | 0
CT | 0 | 0 | 0 | 0 | 0 | 0
Coal | 0 | 0 | 0 | 0 | 0 | 0
Geo | 0 | 0 | 0 | 0 | 0 | 0
H | 0 | 0 | 0 | 0 | 0 | 0
LFG | 0 | 0 | 0 | 0 | 0 | 0
Nuc | 0 | 0 | 0 | 0 | 0 | 0
PS | 0 | 0 | 0 | 0 | 0 | 0
PV | 0 | 0 | 0 | 0 | 0 | 0
PeakG | 0 | 0 | 0 | 0 | 0 | 0
PeakO | 0 | 0 | 0 | 0 | 0 | 0
ST | 0 | 0 | 0 | 0 | 0 | 0
STOG | 0 | 0 | 0 | 0 | 0 | 0
STWD | 0 | 0 | 0 | 0 | 0 | 0
WT | 0 | 0 | 0 | 0 | 0 | 0
IGCC | 0 | 0 | 0 | 0 | 0 | 0
DemandResponse | 0 | 0 | 0 | 0 | 0 | 0
IGCC-CCS | 0 | 0 | 0 | 0 | 0 | 0
WT_off | 0 | 0 | 0 | 0 | 0 | 0
PseudoUnit | 0 | 0 | 0 | 0 | 0 | 0
FixedInterchange | 0 | 0 | 0 | 0 | 0 | 0
Retrofit FOM Costs by Reporting Type: VACAR
ReportingType | 2015 | 2020 | 2025 | 2030 | 2035 | 2040
BM | 0 | 0 | 0 | 0 | 0 | 0
CC | 0 | 0 | 0 | 0 | 0 | 0
CSP | 0 | 0 | 0 | 0 | 0 | 0
CT | 0 | 0 | 0 | 0 | 0 | 0
Coal | 139.43 | 107.88 | 107.88 | 107.88 | 107.88 | 107.88
Geo | 0 | 0 | 0 | 0 | 0 | 0
H | 0 | 0 | 0 | 0 | 0 | 0
LFG | 0 | 0 | 0 | 0 | 0 | 0
Nuc | 0 | 0 | 0 | 0 | 0 | 0
PS | 0 | 0 | 0 | 0 | 0 | 0
PV | 0 | 0 | 0 | 0 | 0 | 0
PeakG | 0 | 0 | 0 | 0 | 0 | 0
PeakO | 0 | 0 | 0 | 0 | 0 | 0
ST | 0 | 0 | 0 | 0 | 0 | 0
STOG | 0 | 0 | 0 | 0 | 0 | 0
STWD | 0 | 0 | 0 | 0 | 0 | 0
WT | 0 | 0 | 0 | 0 | 0 | 0
IGCC | 0 | 0 | 0 | 0 | 0 | 0
DemandResponse | 0 | 0 | 0 | 0 | 0 | 0
IGCC-CCS | 0 | 0 | 0 | 0 | 0 | 0
WT_off | 0 | 0 | 0 | 0 | 0 | 0
PseudoUnit | 0 | 0 | 0 | 0 | 0 | 0
FixedInterchange | 0 | 0 | 0 | 0 | 0 | 0
Retrofit FOM Costs by Reporting Type: IESO
ReportingType | 2015 | 2020 | 2025 | 2030 | 2035 | 2040
BM | 0 | 0 | 0 | 0 | 0 | 0
CC | 0 | 0 | 0 | 0 | 0 | 0
CSP | 0 | 0 | 0 | 0 | 0 | 0
CT | 0 | 0 | 0 | 0 | 0 | 0
Coal | 0 | 0 | 0 | 0 | 0 | 0
Geo | 0 | 0 | 0 | 0 | 0 | 0
H | 0 | 0 | 0 | 0 | 0 | 0
LFG | 0 | 0 | 0 | 0 | 0 | 0
Nuc | 0 | 0 | 0 | 0 | 0 | 0
PS | 0 | 0 | 0 | 0 | 0 | 0
PV | 0 | 0 | 0 | 0 | 0 | 0
PeakG | 0 | 0 | 0 | 0 | 0 | 0
PeakO | 0 | 0 | 0 | 0 | 0 | 0
ST | 0 | 0 | 0 | 0 | 0 | 0
STOG | 0 | 0 | 0 | 0 | 0 | 0
STWD | 0 | 0 | 0 | 0 | 0 | 0
WT | 0 | 0 | 0 | 0 | 0 | 0
IGCC | 0 | 0 | 0 | 0 | 0 | 0
DemandResponse | 0 | 0 | 0 | 0 | 0 | 0
IGCC-CCS | 0 | 0 | 0 | 0 | 0 | 0
WT_off | 0 | 0 | 0 | 0 | 0 | 0
PseudoUnit | 0 | 0 | 0 | 0 | 0 | 0
FixedInterchange | 0 | 0 | 0 | 0 | 0 | 0
Retrofit FOM Costs by Reporting Type: MAPP_CA
ReportingType | 2015 | 2020 | 2025 | 2030 | 2035 | 2040
BM | 0 | 0 | 0 | 0 | 0 | 0
CC | 0 | 0 | 0 | 0 | 0 | 0
CSP | 0 | 0 | 0 | 0 | 0 | 0
CT | 0 | 0 | 0 | 0 | 0 | 0
Coal | 0 | 0 | 0 | 0 | 0 | 0
Geo | 0 | 0 | 0 | 0 | 0 | 0
H | 0 | 0 | 0 | 0 | 0 | 0
LFG | 0 | 0 | 0 | 0 | 0 | 0
Nuc | 0 | 0 | 0 | 0 | 0 | 0
PS | 0 | 0 | 0 | 0 | 0 | 0
PV | 0 | 0 | 0 | 0 | 0 | 0
PeakG | 0 | 0 | 0 | 0 | 0 | 0
PeakO | 0 | 0 | 0 | 0 | 0 | 0
ST | 0 | 0 | 0 | 0 | 0 | 0
STOG | 0 | 0 | 0 | 0 | 0 | 0
STWD | 0 | 0 | 0 | 0 | 0 | 0
WT | 0 | 0 | 0 | 0 | 0 | 0
IGCC | 0 | 0 | 0 | 0 | 0 | 0
DemandResponse | 0 | 0 | 0 | 0 | 0 | 0
IGCC-CCS | 0 | 0 | 0 | 0 | 0 | 0
WT_off | 0 | 0 | 0 | 0 | 0 | 0
PseudoUnit | 0 | 0 | 0 | 0 | 0 | 0
FixedInterchange | 0 | 0 | 0 | 0 | 0 | 0
Retrofit FOM Costs by Reporting Type: AZ_NM_SNV_Coal
ReportingType | 2015 | 2020 | 2025 | 2030 | 2035 | 2040
BM | 0 | 0 | 0 | 0 | 0 | 0
CC | 0 | 0 | 0 | 0 | 0 | 0
CSP | 0 | 0 | 0 | 0 | 0 | 0
CT | 0 | 0 | 0 | 0 | 0 | 0
Coal | 67 | 71.99 | 71.99 | 71.99 | 71.99 | 71.99
Geo | 0 | 0 | 0 | 0 | 0 | 0
H | 0 | 0 | 0 | 0 | 0 | 0
LFG | 0 | 0 | 0 | 0 | 0 | 0
Nuc | 0 | 0 | 0 | 0 | 0 | 0
PS | 0 | 0 | 0 | 0 | 0 | 0
PV | 0 | 0 | 0 | 0 | 0 | 0
PeakG | 0 | 0 | 0 | 0 | 0 | 0
PeakO | 0 | 0 | 0 | 0 | 0 | 0
ST | 0 | 0 | 0 | 0 | 0 | 0
STOG | 0 | 0 | 0 | 0 | 0 | 0
STWD | 0 | 0 | 0 | 0 | 0 | 0
WT | 0 | 0 | 0 | 0 | 0 | 0
IGCC | 0 | 0 | 0 | 0 | 0 | 0
DemandResponse | 0 | 0 | 0 | 0 | 0 | 0
IGCC-CCS | 0 | 0 | 0 | 0 | 0 | 0
WT_off | 0 | 0 | 0 | 0 | 0 | 0
PseudoUnit | 0 | 0 | 0 | 0 | 0 | 0
FixedInterchange | 0 | 0 | 0 | 0 | 0 | 0
Retrofit FOM Costs by Reporting Type: AZ_NM_SNV_Gas
ReportingType | 2015 | 2020 | 2025 | 2030 | 2035 | 2040
BM | 0 | 0 | 0 | 0 | 0 | 0
CC | 0 | 0 | 0 | 0 | 0 | 0
CSP | 0 | 0 | 0 | 0 | 0 | 0
CT | 0 | 0 | 0 | 0 | 0 | 0
Coal | 0 | 0 | 0 | 0 | 0 | 0
Geo | 0 | 0 | 0 | 0 | 0 | 0
H | 0 | 0 | 0 | 0 | 0 | 0
LFG | 0 | 0 | 0 | 0 | 0 | 0
Nuc | 0 | 0 | 0 | 0 | 0 | 0
PS | 0 | 0 | 0 | 0 | 0 | 0
PV | 0 | 0 | 0 | 0 | 0 | 0
PeakG | 0 | 0 | 0 | 0 | 0 | 0
PeakO | 0 | 0 | 0 | 0 | 0 | 0
ST | 0 | 0 | 0 | 0 | 0 | 0
STOG | 0 | 0 | 0 | 0 | 0 | 0
STWD | 0 | 0 | 0 | 0 | 0 | 0
WT | 0 | 0 | 0 | 0 | 0 | 0
IGCC | 0 | 0 | 0 | 0 | 0 | 0
DemandResponse | 0 | 0 | 0 | 0 | 0 | 0
IGCC-CCS | 0 | 0 | 0 | 0 | 0 | 0
WT_off | 0 | 0 | 0 | 0 | 0 | 0
PseudoUnit | 0 | 0 | 0 | 0 | 0 | 0
FixedInterchange | 0 | 0 | 0 | 0 | 0 | 0
Retrofit FOM Costs by Reporting Type: AZ_NM_SNV_NucRenew
ReportingType | 2015 | 2020 | 2025 | 2030 | 2035 | 2040
BM | 0 | 0 | 0 | 0 | 0 | 0
CC | 0 | 0 | 0 | 0 | 0 | 0
CSP | 0 | 0 | 0 | 0 | 0 | 0
CT | 0 | 0 | 0 | 0 | 0 | 0
Coal | 0 | 0 | 0 | 0 | 0 | 0
Geo | 0 | 0 | 0 | 0 | 0 | 0
H | 0 | 0 | 0 | 0 | 0 | 0
LFG | 0 | 0 | 0 | 0 | 0 | 0
Nuc | 0 | 0 | 0 | 0 | 0 | 0
PS | 0 | 0 | 0 | 0 | 0 | 0
PV | 0 | 0 | 0 | 0 | 0 | 0
PeakG | 0 | 0 | 0 | 0 | 0 | 0
PeakO | 0 | 0 | 0 | 0 | 0 | 0
ST | 0 | 0 | 0 | 0 | 0 | 0
STOG | 0 | 0 | 0 | 0 | 0 | 0
STWD | 0 | 0 | 0 | 0 | 0 | 0
WT | 0 | 0 | 0 | 0 | 0 | 0
IGCC | 0 | 0 | 0 | 0 | 0 | 0
DemandResponse | 0 | 0 | 0 | 0 | 0 | 0
IGCC-CCS | 0 | 0 | 0 | 0 | 0 | 0
WT_off | 0 | 0 | 0 | 0 | 0 | 0
PseudoUnit | 0 | 0 | 0 | 0 | 0 | 0
FixedInterchange | 0 | 0 | 0 | 0 | 0 | 0
Retrofit FOM Costs by Reporting Type: ERCOT
ReportingType | 2015 | 2020 | 2025 | 2030 | 2035 | 2040
BM | 0 | 0 | 0 | 0 | 0 | 0
CC | 0 | 0 | 0 | 0 | 0 | 0
CSP | 0 | 0 | 0 | 0 | 0 | 0
CT | 0 | 0 | 0 | 0 | 0 | 0
Coal | 95.78 | 116.56 | 116.56 | 116.56 | 116.56 | 116.56
Geo | 0 | 0 | 0 | 0 | 0 | 0
H | 0 | 0 | 0 | 0 | 0 | 0
LFG | 0 | 0 | 0 | 0 | 0 | 0
Nuc | 0 | 0 | 0 | 0 | 0 | 0
PS | 0 | 0 | 0 | 0 | 0 | 0
PV | 0 | 0 | 0 | 0 | 0 | 0
PeakG | 0 | 0 | 0 | 0 | 0 | 0
PeakO | 0 | 0 | 0 | 0 | 0 | 0
ST | 0 | 0 | 0 | 0 | 0 | 0
STOG | 0 | 0 | 0 | 0 | 0 | 0
STWD | 0 | 0 | 0 | 0 | 0 | 0
WT | 0 | 0 | 0 | 0 | 0 | 0
IGCC | 0 | 0 | 0 | 0 | 0 | 0
DemandResponse | 0 | 0 | 0 | 0 | 0 | 0
IGCC-CCS | 0 | 0 | 0 | 0 | 0 | 0
WT_off | 0 | 0 | 0 | 0 | 0 | 0
PseudoUnit | 0 | 0 | 0 | 0 | 0 | 0
FixedInterchange | 0 | 0 | 0 | 0 | 0 | 0
Retrofit FOM Costs by Reporting Type: NP15
ReportingType | 2015 | 2020 | 2025 | 2030 | 2035 | 2040
BM | 0 | 0 | 0 | 0 | 0 | 0
CC | 0 | 0 | 0 | 0 | 0 | 0
CSP | 0 | 0 | 0 | 0 | 0 | 0
CT | 0 | 0 | 0 | 0 | 0 | 0
Coal | 0.19 | 0 | 0 | 0 | 0 | 0
Geo | 0 | 0 | 0 | 0 | 0 | 0
H | 0 | 0 | 0 | 0 | 0 | 0
LFG | 0 | 0 | 0 | 0 | 0 | 0
Nuc | 0 | 0 | 0 | 0 | 0 | 0
PS | 0 | 0 | 0 | 0 | 0 | 0
PV | 0 | 0 | 0 | 0 | 0 | 0
PeakG | 0 | 0 | 0 | 0 | 0 | 0
PeakO | 0 | 0 | 0 | 0 | 0 | 0
ST | 0 | 0 | 0 | 0 | 0 | 0
STOG | 0 | 0 | 0 | 0 | 0 | 0
STWD | 0 | 0 | 0 | 0 | 0 | 0
WT | 0 | 0 | 0 | 0 | 0 | 0
IGCC | 0 | 0 | 0 | 0 | 0 | 0
DemandResponse | 0 | 0 | 0 | 0 | 0 | 0
IGCC-CCS | 0 | 0 | 0 | 0 | 0 | 0
WT_off | 0 | 0 | 0 | 0 | 0 | 0
PseudoUnit | 0 | 0 | 0 | 0 | 0 | 0
FixedInterchange | 0 | 0 | 0 | 0 | 0 | 0
Retrofit FOM Costs by Reporting Type: NWPP_Coal
ReportingType | 2015 | 2020 | 2025 | 2030 | 2035 | 2040
BM | 0 | 0 | 0 | 0 | 0 | 0
CC | 0 | 0 | 0 | 0 | 0 | 0
CSP | 0 | 0 | 0 | 0 | 0 | 0
CT | 0 | 0 | 0 | 0 | 0 | 0
Coal | 66.62 | 76.08 | 76.08 | 76.08 | 76.08 | 76.08
Geo | 0 | 0 | 0 | 0 | 0 | 0
H | 0 | 0 | 0 | 0 | 0 | 0
LFG | 0 | 0 | 0 | 0 | 0 | 0
Nuc | 0 | 0 | 0 | 0 | 0 | 0
PS | 0 | 0 | 0 | 0 | 0 | 0
PV | 0 | 0 | 0 | 0 | 0 | 0
PeakG | 0 | 0 | 0 | 0 | 0 | 0
PeakO | 0 | 0 | 0 | 0 | 0 | 0
ST | 0 | 0 | 0 | 0 | 0 | 0
STOG | 0 | 0 | 0 | 0 | 0 | 0
STWD | 0 | 0 | 0 | 0 | 0 | 0
WT | 0 | 0 | 0 | 0 | 0 | 0
IGCC | 0 | 0 | 0 | 0 | 0 | 0
DemandResponse | 0 | 0 | 0 | 0 | 0 | 0
IGCC-CCS | 0 | 0 | 0 | 0 | 0 | 0
WT_off | 0 | 0 | 0 | 0 | 0 | 0
PseudoUnit | 0 | 0 | 0 | 0 | 0 | 0
FixedInterchange | 0 | 0 | 0 | 0 | 0 | 0
Retrofit FOM Costs by Reporting Type: NWPP_Gas
ReportingType | 2015 | 2020 | 2025 | 2030 | 2035 | 2040
BM | 0 | 0 | 0 | 0 | 0 | 0
CC | 0 | 0 | 0 | 0 | 0 | 0
CSP | 0 | 0 | 0 | 0 | 0 | 0
CT | 0 | 0 | 0 | 0 | 0 | 0
Coal | 0 | 0 | 0 | 0 | 0 | 0
Geo | 0 | 0 | 0 | 0 | 0 | 0
H | 0 | 0 | 0 | 0 | 0 | 0
LFG | 0 | 0 | 0 | 0 | 0 | 0
Nuc | 0 | 0 | 0 | 0 | 0 | 0
PS | 0 | 0 | 0 | 0 | 0 | 0
PV | 0 | 0 | 0 | 0 | 0 | 0
PeakG | 0 | 0 | 0 | 0 | 0 | 0
PeakO | 0 | 0 | 0 | 0 | 0 | 0
ST | 0 | 0 | 0 | 0 | 0 | 0
STOG | 0 | 0 | 0 | 0 | 0 | 0
STWD | 0 | 0 | 0 | 0 | 0 | 0
WT | 0 | 0 | 0 | 0 | 0 | 0
IGCC | 0 | 0 | 0 | 0 | 0 | 0
DemandResponse | 0 | 0 | 0 | 0 | 0 | 0
IGCC-CCS | 0 | 0 | 0 | 0 | 0 | 0
WT_off | 0 | 0 | 0 | 0 | 0 | 0
PseudoUnit | 0 | 0 | 0 | 0 | 0 | 0
FixedInterchange | 0 | 0 | 0 | 0 | 0 | 0
Retrofit FOM Costs by Reporting Type: NWPP_NucRenew
ReportingType | 2015 | 2020 | 2025 | 2030 | 2035 | 2040
BM | 0 | 0 | 0 | 0 | 0 | 0
CC | 0 | 0 | 0 | 0 | 0 | 0
CSP | 0 | 0 | 0 | 0 | 0 | 0
CT | 0 | 0 | 0 | 0 | 0 | 0
Coal | 0 | 0 | 0 | 0 | 0 | 0
Geo | 0 | 0 | 0 | 0 | 0 | 0
H | 0 | 0 | 0 | 0 | 0 | 0
LFG | 0 | 0 | 0 | 0 | 0 | 0
Nuc | 0 | 0 | 0 | 0 | 0 | 0
PS | 0 | 0 | 0 | 0 | 0 | 0
PV | 0 | 0 | 0 | 0 | 0 | 0
PeakG | 0 | 0 | 0 | 0 | 0 | 0
PeakO | 0 | 0 | 0 | 0 | 0 | 0
ST | 0 | 0 | 0 | 0 | 0 | 0
STOG | 0 | 0 | 0 | 0 | 0 | 0
STWD | 0 | 0 | 0 | 0 | 0 | 0
WT | 0 | 0 | 0 | 0 | 0 | 0
IGCC | 0 | 0 | 0 | 0 | 0 | 0
DemandResponse | 0 | 0 | 0 | 0 | 0 | 0
IGCC-CCS | 0 | 0 | 0 | 0 | 0 | 0
WT_off | 0 | 0 | 0 | 0 | 0 | 0
PseudoUnit | 0 | 0 | 0 | 0 | 0 | 0
FixedInterchange | 0 | 0 | 0 | 0 | 0 | 0
Retrofit FOM Costs by Reporting Type: RMPA
ReportingType | 2015 | 2020 | 2025 | 2030 | 2035 | 2040
BM | 0 | 0 | 0 | 0 | 0 | 0
CC | 0 | 0 | 0 | 0 | 0 | 0
CSP | 0 | 0 | 0 | 0 | 0 | 0
CT | 0 | 0 | 0 | 0 | 0 | 0
Coal | 22.96 | 31.63 | 31.21 | 31.21 | 31.21 | 31.21
Geo | 0 | 0 | 0 | 0 | 0 | 0
H | 0 | 0 | 0 | 0 | 0 | 0
LFG | 0 | 0 | 0 | 0 | 0 | 0
Nuc | 0 | 0 | 0 | 0 | 0 | 0
PS | 0 | 0 | 0 | 0 | 0 | 0
PV | 0 | 0 | 0 | 0 | 0 | 0
PeakG | 0 | 0 | 0 | 0 | 0 | 0
PeakO | 0 | 0 | 0 | 0 | 0 | 0
ST | 0 | 0 | 0 | 0 | 0 | 0
STOG | 0 | 0 | 0 | 0 | 0 | 0
STWD | 0 | 0 | 0 | 0 | 0 | 0
WT | 0 | 0 | 0 | 0 | 0 | 0
IGCC | 0 | 0 | 0 | 0 | 0 | 0
DemandResponse | 0 | 0 | 0 | 0 | 0 | 0
IGCC-CCS | 0 | 0 | 0 | 0 | 0 | 0
WT_off | 0 | 0 | 0 | 0 | 0 | 0
PseudoUnit | 0 | 0 | 0 | 0 | 0 | 0
FixedInterchange | 0 | 0 | 0 | 0 | 0 | 0
Retrofit FOM Costs by Reporting Type: SP15
ReportingType | 2015 | 2020 | 2025 | 2030 | 2035 | 2040
BM | 0 | 0 | 0 | 0 | 0 | 0
CC | 0 | 0 | 0 | 0 | 0 | 0
CSP | 0 | 0 | 0 | 0 | 0 | 0
CT | 0 | 0 | 0 | 0 | 0 | 0
Coal | 0.23 | 0 | 0 | 0 | 0 | 0
Geo | 0 | 0 | 0 | 0 | 0 | 0
H | 0 | 0 | 0 | 0 | 0 | 0
LFG | 0 | 0 | 0 | 0 | 0 | 0
Nuc | 0 | 0 | 0 | 0 | 0 | 0
PS | 0 | 0 | 0 | 0 | 0 | 0
PV | 0 | 0 | 0 | 0 | 0 | 0
PeakG | 0 | 0 | 0 | 0 | 0 | 0
PeakO | 0 | 0 | 0 | 0 | 0 | 0
ST | 0 | 0 | 0 | 0 | 0 | 0
STOG | 0 | 0 | 0 | 0 | 0 | 0
STWD | 0 | 0 | 0 | 0 | 0 | 0
WT | 0 | 0 | 0 | 0 | 0 | 0
IGCC | 0 | 0 | 0 | 0 | 0 | 0
DemandResponse | 0 | 0 | 0 | 0 | 0 | 0
IGCC-CCS | 0 | 0 | 0 | 0 | 0 | 0
WT_off | 0 | 0 | 0 | 0 | 0 | 0
PseudoUnit | 0 | 0 | 0 | 0 | 0 | 0
FixedInterchange | 0 | 0 | 0 | 0 | 0 | 0
Retrofit FOM Costs by Reporting Type: ALB
ReportingType | 2015 | 2020 | 2025 | 2030 | 2035 | 2040
BM | 0 | 0 | 0 | 0 | 0 | 0
CC | 0 | 0 | 0 | 0 | 0 | 0
CSP | 0 | 0 | 0 | 0 | 0 | 0
CT | 0 | 0 | 0 | 0 | 0 | 0
Coal | 0.29 | 0.29 | 0.29 | 0.29 | 0.29 | 0.29
Geo | 0 | 0 | 0 | 0 | 0 | 0
H | 0 | 0 | 0 | 0 | 0 | 0
LFG | 0 | 0 | 0 | 0 | 0 | 0
Nuc | 0 | 0 | 0 | 0 | 0 | 0
PS | 0 | 0 | 0 | 0 | 0 | 0
PV | 0 | 0 | 0 | 0 | 0 | 0
PeakG | 0 | 0 | 0 | 0 | 0 | 0
PeakO | 0 | 0 | 0 | 0 | 0 | 0
ST | 0 | 0 | 0 | 0 | 0 | 0
STOG | 0 | 0 | 0 | 0 | 0 | 0
STWD | 0 | 0 | 0 | 0 | 0 | 0
WT | 0 | 0 | 0 | 0 | 0 | 0
IGCC | 0 | 0 | 0 | 0 | 0 | 0
DemandResponse | 0 | 0 | 0 | 0 | 0 | 0
IGCC-CCS | 0 | 0 | 0 | 0 | 0 | 0
WT_off | 0 | 0 | 0 | 0 | 0 | 0
PseudoUnit | 0 | 0 | 0 | 0 | 0 | 0
FixedInterchange | 0 | 0 | 0 | 0 | 0 | 0
Retrofit FOM Costs by Reporting Type: BC
ReportingType | 2015 | 2020 | 2025 | 2030 | 2035 | 2040
BM | 0 | 0 | 0 | 0 | 0 | 0
CC | 0 | 0 | 0 | 0 | 0 | 0
CSP | 0 | 0 | 0 | 0 | 0 | 0
CT | 0 | 0 | 0 | 0 | 0 | 0
Coal | 0 | 0 | 0 | 0 | 0 | 0
Geo | 0 | 0 | 0 | 0 | 0 | 0
H | 0 | 0 | 0 | 0 | 0 | 0
LFG | 0 | 0 | 0 | 0 | 0 | 0
Nuc | 0 | 0 | 0 | 0 | 0 | 0
PS | 0 | 0 | 0 | 0 | 0 | 0
PV | 0 | 0 | 0 | 0 | 0 | 0
PeakG | 0 | 0 | 0 | 0 | 0 | 0
PeakO | 0 | 0 | 0 | 0 | 0 | 0
ST | 0 | 0 | 0 | 0 | 0 | 0
STOG | 0 | 0 | 0 | 0 | 0 | 0
STWD | 0 | 0 | 0 | 0 | 0 | 0
WT | 0 | 0 | 0 | 0 | 0 | 0
IGCC | 0 | 0 | 0 | 0 | 0 | 0
DemandResponse | 0 | 0 | 0 | 0 | 0 | 0
IGCC-CCS | 0 | 0 | 0 | 0 | 0 | 0
WT_off | 0 | 0 | 0 | 0 | 0 | 0
PseudoUnit | 0 | 0 | 0 | 0 | 0 | 0
FixedInterchange | 0 | 0 | 0 | 0 | 0 | 0
Retrofit FOM Costs by Reporting Type: HQ_IESO
ReportingType | 2015 | 2020 | 2025 | 2030 | 2035 | 2040
BM | 0 | 0 | 0 | 0 | 0 | 0
CC | 0 | 0 | 0 | 0 | 0 | 0
CSP | 0 | 0 | 0 | 0 | 0 | 0
CT | 0 | 0 | 0 | 0 | 0 | 0
Coal | 0 | 0 | 0 | 0 | 0 | 0
Geo | 0 | 0 | 0 | 0 | 0 | 0
H | 0 | 0 | 0 | 0 | 0 | 0
LFG | 0 | 0 | 0 | 0 | 0 | 0
Nuc | 0 | 0 | 0 | 0 | 0 | 0
PS | 0 | 0 | 0 | 0 | 0 | 0
PV | 0 | 0 | 0 | 0 | 0 | 0
PeakG | 0 | 0 | 0 | 0 | 0 | 0
PeakO | 0 | 0 | 0 | 0 | 0 | 0
ST | 0 | 0 | 0 | 0 | 0 | 0
STOG | 0 | 0 | 0 | 0 | 0 | 0
STWD | 0 | 0 | 0 | 0 | 0 | 0
WT | 0 | 0 | 0 | 0 | 0 | 0
IGCC | 0 | 0 | 0 | 0 | 0 | 0
DemandResponse | 0 | 0 | 0 | 0 | 0 | 0
IGCC-CCS | 0 | 0 | 0 | 0 | 0 | 0
WT_off | 0 | 0 | 0 | 0 | 0 | 0
PseudoUnit | 0 | 0 | 0 | 0 | 0 | 0
FixedInterchange | 0 | 0 | 0 | 0 | 0 | 0
Retrofit FOM Costs by Reporting Type: HQ_NEISO
ReportingType | 2015 | 2020 | 2025 | 2030 | 2035 | 2040
BM | 0 | 0 | 0 | 0 | 0 | 0
CC | 0 | 0 | 0 | 0 | 0 | 0
CSP | 0 | 0 | 0 | 0 | 0 | 0
CT | 0 | 0 | 0 | 0 | 0 | 0
Coal | 0 | 0 | 0 | 0 | 0 | 0
Geo | 0 | 0 | 0 | 0 | 0 | 0
H | 0 | 0 | 0 | 0 | 0 | 0
LFG | 0 | 0 | 0 | 0 | 0 | 0
Nuc | 0 | 0 | 0 | 0 | 0 | 0
PS | 0 | 0 | 0 | 0 | 0 | 0
PV | 0 | 0 | 0 | 0 | 0 | 0
PeakG | 0 | 0 | 0 | 0 | 0 | 0
PeakO | 0 | 0 | 0 | 0 | 0 | 0
ST | 0 | 0 | 0 | 0 | 0 | 0
STOG | 0 | 0 | 0 | 0 | 0 | 0
STWD | 0 | 0 | 0 | 0 | 0 | 0
WT | 0 | 0 | 0 | 0 | 0 | 0
IGCC | 0 | 0 | 0 | 0 | 0 | 0
DemandResponse | 0 | 0 | 0 | 0 | 0 | 0
IGCC-CCS | 0 | 0 | 0 | 0 | 0 | 0
WT_off | 0 | 0 | 0 | 0 | 0 | 0
PseudoUnit | 0 | 0 | 0 | 0 | 0 | 0
FixedInterchange | 0 | 0 | 0 | 0 | 0 | 0
Retrofit FOM Costs by Reporting Type: HQ_NY
ReportingType | 2015 | 2020 | 2025 | 2030 | 2035 | 2040
BM | 0 | 0 | 0 | 0 | 0 | 0
CC | 0 | 0 | 0 | 0 | 0 | 0
CSP | 0 | 0 | 0 | 0 | 0 | 0
CT | 0 | 0 | 0 | 0 | 0 | 0
Coal | 0 | 0 | 0 | 0 | 0 | 0
Geo | 0 | 0 | 0 | 0 | 0 | 0
H | 0 | 0 | 0 | 0 | 0 | 0
LFG | 0 | 0 | 0 | 0 | 0 | 0
Nuc | 0 | 0 | 0 | 0 | 0 | 0
PS | 0 | 0 | 0 | 0 | 0 | 0
PV | 0 | 0 | 0 | 0 | 0 | 0
PeakG | 0 | 0 | 0 | 0 | 0 | 0
PeakO | 0 | 0 | 0 | 0 | 0 | 0
ST | 0 | 0 | 0 | 0 | 0 | 0
STOG | 0 | 0 | 0 | 0 | 0 | 0
STWD | 0 | 0 | 0 | 0 | 0 | 0
WT | 0 | 0 | 0 | 0 | 0 | 0
IGCC | 0 | 0 | 0 | 0 | 0 | 0
DemandResponse | 0 | 0 | 0 | 0 | 0 | 0
IGCC-CCS | 0 | 0 | 0 | 0 | 0 | 0
WT_off | 0 | 0 | 0 | 0 | 0 | 0
PseudoUnit | 0 | 0 | 0 | 0 | 0 | 0
FixedInterchange | 0 | 0 | 0 | 0 | 0 | 0
Retrofit FOM Costs by Reporting Type: MARITIMES
ReportingType | 2015 | 2020 | 2025 | 2030 | 2035 | 2040
BM | 0 | 0 | 0 | 0 | 0 | 0
CC | 0 | 0 | 0 | 0 | 0 | 0
CSP | 0 | 0 | 0 | 0 | 0 | 0
CT | 0 | 0 | 0 | 0 | 0 | 0
Coal | 0 | 0 | 0 | 0 | 0 | 0
Geo | 0 | 0 | 0 | 0 | 0 | 0
H | 0 | 0 | 0 | 0 | 0 | 0
LFG | 0 | 0 | 0 | 0 | 0 | 0
Nuc | 0 | 0 | 0 | 0 | 0 | 0
PS | 0 | 0 | 0 | 0 | 0 | 0
PV | 0 | 0 | 0 | 0 | 0 | 0
PeakG | 0 | 0 | 0 | 0 | 0 | 0
PeakO | 0 | 0 | 0 | 0 | 0 | 0
ST | 0 | 0 | 0 | 0 | 0 | 0
STOG | 0 | 0 | 0 | 0 | 0 | 0
STWD | 0 | 0 | 0 | 0 | 0 | 0
WT | 0 | 0 | 0 | 0 | 0 | 0
IGCC | 0 | 0 | 0 | 0 | 0 | 0
DemandResponse | 0 | 0 | 0 | 0 | 0 | 0
IGCC-CCS | 0 | 0 | 0 | 0 | 0 | 0
WT_off | 0 | 0 | 0 | 0 | 0 | 0
PseudoUnit | 0 | 0 | 0 | 0 | 0 | 0
FixedInterchange | 0 | 0 | 0 | 0 | 0 | 0
Retrofit FOM Costs by Reporting Type: All
ReportingType | 2015 | 2020 | 2025 | 2030 | 2035 | 2040
BM | 0 | 0 | 0 | 0 | 0 | 0
CC | 0 | 0 | 0 | 0 | 0 | 0
CSP | 0 | 0 | 0 | 0 | 0 | 0
CT | 0 | 0 | 0 | 0 | 0 | 0
Coal | 1331.31 | 1537.29 | 1536.41 | 1536.41 | 1536.41 | 1536.41
Geo | 0 | 0 | 0 | 0 | 0 | 0
H | 0 | 0 | 0 | 0 | 0 | 0
LFG | 0 | 0 | 0 | 0 | 0 | 0
Nuc | 0 | 0 | 0 | 0 | 0 | 0
PS | 0 | 0 | 0 | 0 | 0 | 0
PV | 0 | 0 | 0 | 0 | 0 | 0
PeakG | 0 | 0 | 0 | 0 | 0 | 0
PeakO | 0 | 0 | 0 | 0 | 0 | 0
ST | 0 | 0 | 0 | 0 | 0 | 0
STOG | 0 | 0 | 0 | 0 | 0 | 0
STWD | 0 | 0 | 0 | 0 | 0 | 0
WT | 0 | 0 | 0 | 0 | 0 | 0
IGCC | 0 | 0 | 0 | 0 | 0 | 0
DemandResponse | 0 | 0 | 0 | 0 | 0 | 0
IGCC-CCS | 0 | 0 | 0 | 0 | 0 | 0
WT_off | 0 | 0 | 0 | 0 | 0 | 0
PseudoUnit | 0 | 0 | 0 | 0 | 0 | 0
FixedInterchange | 0 | 0 | 0 | 0 | 0 | 0
Retrofit FOM Costs by Reporting Type: EI_US
ReportingType | 2015 | 2020 | 2025 | 2030 | 2035 | 2040
BM | 0 | 0 | 0 | 0 | 0 | 0
CC | 0 | 0 | 0 | 0 | 0 | 0
CSP | 0 | 0 | 0 | 0 | 0 | 0
CT | 0 | 0 | 0 | 0 | 0 | 0
Coal | 1078.24 | 1240.75 | 1240.29 | 1240.29 | 1240.29 | 1240.29
Geo | 0 | 0 | 0 | 0 | 0 | 0
H | 0 | 0 | 0 | 0 | 0 | 0
LFG | 0 | 0 | 0 | 0 | 0 | 0
Nuc | 0 | 0 | 0 | 0 | 0 | 0
PS | 0 | 0 | 0 | 0 | 0 | 0
PV | 0 | 0 | 0 | 0 | 0 | 0
PeakG | 0 | 0 | 0 | 0 | 0 | 0
PeakO | 0 | 0 | 0 | 0 | 0 | 0
ST | 0 | 0 | 0 | 0 | 0 | 0
STOG | 0 | 0 | 0 | 0 | 0 | 0
STWD | 0 | 0 | 0 | 0 | 0 | 0
WT | 0 | 0 | 0 | 0 | 0 | 0
IGCC | 0 | 0 | 0 | 0 | 0 | 0
DemandResponse | 0 | 0 | 0 | 0 | 0 | 0
IGCC-CCS | 0 | 0 | 0 | 0 | 0 | 0
WT_off | 0 | 0 | 0 | 0 | 0 | 0
PseudoUnit | 0 | 0 | 0 | 0 | 0 | 0
FixedInterchange | 0 | 0 | 0 | 0 | 0 | 0
Retrofit FOM Costs by Reporting Type: EI_Canada
ReportingType | 2015 | 2020 | 2025 | 2030 | 2035 | 2040
BM | 0 | 0 | 0 | 0 | 0 | 0
CC | 0 | 0 | 0 | 0 | 0 | 0
CSP | 0 | 0 | 0 | 0 | 0 | 0
CT | 0 | 0 | 0 | 0 | 0 | 0
Coal | 0 | 0 | 0 | 0 | 0 | 0
Geo | 0 | 0 | 0 | 0 | 0 | 0
H | 0 | 0 | 0 | 0 | 0 | 0
LFG | 0 | 0 | 0 | 0 | 0 | 0
Nuc | 0 | 0 | 0 | 0 | 0 | 0
PS | 0 | 0 | 0 | 0 | 0 | 0
PV | 0 | 0 | 0 | 0 | 0 | 0
PeakG | 0 | 0 | 0 | 0 | 0 | 0
PeakO | 0 | 0 | 0 | 0 | 0 | 0
ST | 0 | 0 | 0 | 0 | 0 | 0
STOG | 0 | 0 | 0 | 0 | 0 | 0
STWD | 0 | 0 | 0 | 0 | 0 | 0
WT | 0 | 0 | 0 | 0 | 0 | 0
IGCC | 0 | 0 | 0 | 0 | 0 | 0
DemandResponse | 0 | 0 | 0 | 0 | 0 | 0
IGCC-CCS | 0 | 0 | 0 | 0 | 0 | 0
WT_off | 0 | 0 | 0 | 0 | 0 | 0
PseudoUnit | 0 | 0 | 0 | 0 | 0 | 0
FixedInterchange | 0 | 0 | 0 | 0 | 0 | 0
Retrofit FOM Costs by Reporting Type: EI
ReportingType | 2015 | 2020 | 2025 | 2030 | 2035 | 2040
BM | 0 | 0 | 0 | 0 | 0 | 0
CC | 0 | 0 | 0 | 0 | 0 | 0
CSP | 0 | 0 | 0 | 0 | 0 | 0
CT | 0 | 0 | 0 | 0 | 0 | 0
Coal | 1078.24 | 1240.75 | 1240.29 | 1240.29 | 1240.29 | 1240.29
Geo | 0 | 0 | 0 | 0 | 0 | 0
H | 0 | 0 | 0 | 0 | 0 | 0
LFG | 0 | 0 | 0 | 0 | 0 | 0
Nuc | 0 | 0 | 0 | 0 | 0 | 0
PS | 0 | 0 | 0 | 0 | 0 | 0
PV | 0 | 0 | 0 | 0 | 0 | 0
PeakG | 0 | 0 | 0 | 0 | 0 | 0
PeakO | 0 | 0 | 0 | 0 | 0 | 0
ST | 0 | 0 | 0 | 0 | 0 | 0
STOG | 0 | 0 | 0 | 0 | 0 | 0
STWD | 0 | 0 | 0 | 0 | 0 | 0
WT | 0 | 0 | 0 | 0 | 0 | 0
IGCC | 0 | 0 | 0 | 0 | 0 | 0
DemandResponse | 0 | 0 | 0 | 0 | 0 | 0
IGCC-CCS | 0 | 0 | 0 | 0 | 0 | 0
WT_off | 0 | 0 | 0 | 0 | 0 | 0
PseudoUnit | 0 | 0 | 0 | 0 | 0 | 0
FixedInterchange | 0 | 0 | 0 | 0 | 0 | 0
Retrofit FOM Costs by Reporting Type: Outside_EI
ReportingType | 2015 | 2020 | 2025 | 2030 | 2035 | 2040
BM | 0 | 0 | 0 | 0 | 0 | 0
CC | 0 | 0 | 0 | 0 | 0 | 0
CSP | 0 | 0 | 0 | 0 | 0 | 0
CT | 0 | 0 | 0 | 0 | 0 | 0
Coal | 253.08 | 296.54 | 296.12 | 296.12 | 296.12 | 296.12
Geo | 0 | 0 | 0 | 0 | 0 | 0
H | 0 | 0 | 0 | 0 | 0 | 0
LFG | 0 | 0 | 0 | 0 | 0 | 0
Nuc | 0 | 0 | 0 | 0 | 0 | 0
PS | 0 | 0 | 0 | 0 | 0 | 0
PV | 0 | 0 | 0 | 0 | 0 | 0
PeakG | 0 | 0 | 0 | 0 | 0 | 0
PeakO | 0 | 0 | 0 | 0 | 0 | 0
ST | 0 | 0 | 0 | 0 | 0 | 0
STOG | 0 | 0 | 0 | 0 | 0 | 0
STWD | 0 | 0 | 0 | 0 | 0 | 0
WT | 0 | 0 | 0 | 0 | 0 | 0
IGCC | 0 | 0 | 0 | 0 | 0 | 0
DemandResponse | 0 | 0 | 0 | 0 | 0 | 0
IGCC-CCS | 0 | 0 | 0 | 0 | 0 | 0
WT_off | 0 | 0 | 0 | 0 | 0 | 0
PseudoUnit | 0 | 0 | 0 | 0 | 0 | 0
FixedInterchange | 0 | 0 | 0 | 0 | 0 | 0
#12 | Levelized Capital Costs ($million)
Levelized Capital Costs by Reporting Type: Entergy
ReportingType | 2015 | 2020 | 2025 | 2030 | 2035 | 2040
BM | 0 | 0 | 0 | 0 | 0 | 0
CC | 0 | 0 | 0 | 0 | 0 | 0
CSP | 0 | 0 | 0 | 0 | 0 | 0
CT | 0 | 0 | 0 | 0 | 0 | 0
Coal | 202.06 | 202.06 | 202.06 | 202.06 | 202.06 | 202.06
Geo | 0 | 0 | 0 | 0 | 0 | 0
H | 0 | 0 | 0 | 0 | 0 | 0
LFG | 0 | 0 | 3.74 | 20.14 | 20.14 | 20.14
Nuc | 0 | 0 | 0 | 0 | 0 | 0
PS | 0 | 0 | 0 | 0 | 0 | 0
PV | 0.11 | 19.67 | 28.05 | 28.05 | 27.94 | 8.38
PeakG | 0 | 0 | 0 | 0 | 0 | 0
PeakO | 0 | 0 | 0 | 0 | 0 | 0
ST | 0 | 0 | 0 | 0 | 0 | 0
STOG | 0 | 0 | 0 | 0 | 0 | 0
STWD | 0 | 0 | 0 | 0 | 0 | 0
WT | 0 | 0 | 0 | 0 | 0 | 0
IGCC | 0 | 0 | 0 | 0 | 0 | 0
DemandResponse | 0 | 0 | 0 | 0 | 0 | 0
IGCC-CCS | 0 | 0 | 0 | 0 | 0 | 0
WT_off | 0 | 0 | 0 | 0 | 0 | 0
PseudoUnit | 0 | 0 | 0 | 0 | 0 | 0
FixedInterchange | 0 | 0 | 0 | 0 | 0 | 0
Levelized Capital Costs by Reporting Type: FRCC
ReportingType | 2015 | 2020 | 2025 | 2030 | 2035 | 2040
BM | 0 | 0 | 0 | 0 | 0 | 0
CC | 165.38 | 186.91 | 186.91 | 199.13 | 662.65 | 549.34
CSP | 0 | 0 | 0 | 0 | 0 | 0
CT | 196.14 | 196.14 | 196.14 | 196.14 | 0 | 0
Coal | 0 | 0 | 0 | 0 | 0 | 0
Geo | 0 | 0 | 0 | 0 | 0 | 0
H | 0 | 0 | 0 | 0 | 0 | 0
LFG | 0 | 0 | 37.91 | 37.91 | 37.91 | 37.91
Nuc | 0 | 0 | 0 | 0 | 0 | 0
PS | 0 | 0 | 0 | 0 | 0 | 0
PV | 0 | 0 | 0 | 0 | 0 | 0
PeakG | 0 | 0 | 0 | 0 | 0 | 0
PeakO | 0 | 0 | 0 | 0 | 0 | 0
ST | 0 | 0 | 0 | 0 | 0 | 0
STOG | 0 | 0 | 0 | 0 | 0 | 0
STWD | 0 | 0 | 0 | 0 | 0 | 0
WT | 0 | 0 | 0 | 0 | 0 | 0
IGCC | 0 | 0 | 0 | 0 | 0 | 0
DemandResponse | 0 | 0 | 0 | 0 | 0 | 0
IGCC-CCS | 0 | 0 | 0 | 0 | 0 | 0
WT_off | 0 | 0 | 0 | 0 | 0 | 0
PseudoUnit | 0 | 0 | 0 | 0 | 0 | 0
FixedInterchange | 0 | 0 | 0 | 0 | 0 | 0
Levelized Capital Costs by Reporting Type: MAPP_US
ReportingType | 2015 | 2020 | 2025 | 2030 | 2035 | 2040
BM | 0 | 0 | 0 | 0 | 0 | 0
CC | 0 | 0 | 0 | 0 | 0 | 0
CSP | 0 | 0 | 0 | 0 | 0 | 0
CT | 25.9 | 25.9 | 25.9 | 25.19 | 0 | 0
Coal | 0 | 0 | 0 | 0 | 0 | 0
Geo | 0 | 0 | 0 | 0 | 0 | 0
H | 0 | 0 | 0 | 0 | 0 | 0
LFG | 0 | 0 | 13.26 | 13.26 | 13.26 | 13.26
Nuc | 0 | 0 | 0 | 0 | 0 | 0
PS | 0 | 0 | 0 | 0 | 0 | 0
PV | 0 | 0 | 0 | 0 | 0 | 0
PeakG | 0 | 0 | 0 | 0 | 0 | 0
PeakO | 0 | 0 | 0 | 0 | 0 | 0
ST | 0 | 0 | 0 | 0 | 0 | 0
STOG | 0 | 0 | 0 | 0 | 0 | 0
STWD | 0 | 0 | 0 | 0 | 0 | 0
WT | 91.97 | 155.93 | 155.93 | 118.55 | 63.96 | 0
IGCC | 0 | 0 | 0 | 0 | 0 | 0
DemandResponse | 0 | 0 | 0 | 0 | 0 | 0
IGCC-CCS | 0 | 0 | 0 | 0 | 0 | 0
WT_off | 0 | 0 | 0 | 0 | 0 | 0
PseudoUnit | 0 | 0 | 0 | 0 | 0 | 0
FixedInterchange | 0 | 0 | 0 | 0 | 0 | 0
Levelized Capital Costs by Reporting Type: MISO_IN
ReportingType | 2015 | 2020 | 2025 | 2030 | 2035 | 2040
BM | 0 | 0 | 0 | 0 | 0 | 0
CC | 0 | 0 | 0 | 0 | 0 | 0
CSP | 0 | 0 | 0 | 0 | 0 | 0
CT | 0 | 0 | 0 | 0 | 0 | 0
Coal | 0 | 0 | 0 | 0 | 0 | 0
Geo | 0 | 0 | 0 | 0 | 0 | 0
H | 0 | 0 | 0 | 0 | 0 | 0
LFG | 0 | 0 | 0 | 15.89 | 15.89 | 15.89
Nuc | 0 | 0 | 0 | 0 | 0 | 0
PS | 0 | 0 | 0 | 0 | 0 | 0
PV | 0 | 77.37 | 115.99 | 115.99 | 115.99 | 38.62
PeakG | 0 | 0 | 0 | 0 | 0 | 0
PeakO | 0 | 0 | 0 | 0 | 0 | 0
ST | 0 | 0 | 0 | 0 | 0 | 0
STOG | 0 | 0 | 0 | 0 | 0 | 0
STWD | 0 | 0 | 0 | 0 | 0 | 0
WT | 0 | 0 | 0 | 0 | 0 | 0
IGCC | 215.26 | 215.26 | 215.26 | 215.26 | 215.26 | 215.26
DemandResponse | 0 | 0 | 0 | 0 | 0 | 0
IGCC-CCS | 0 | 0 | 0 | 0 | 0 | 0
WT_off | 0 | 0 | 0 | 0 | 0 | 0
PseudoUnit | 0 | 0 | 0 | 0 | 0 | 0
FixedInterchange | 0 | 0 | 0 | 0 | 0 | 0
Levelized Capital Costs by Reporting Type: MISO_MI
ReportingType | 2015 | 2020 | 2025 | 2030 | 2035 | 2040
BM | 0 | 0 | 0 | 0 | 0 | 0
CC | 0 | 0 | 0 | 0 | 0 | 0
CSP | 0 | 0 | 0 | 0 | 0 | 0
CT | 0 | 0 | 0 | 0 | 0 | 0
Coal | 0 | 0 | 0 | 0 | 0 | 0
Geo | 0 | 0 | 0 | 0 | 0 | 0
H | 0 | 0 | 0 | 0 | 0 | 0
LFG | 0 | 0 | 33.41 | 33.41 | 33.41 | 33.41
Nuc | 0 | 0 | 0 | 0 | 0 | 0
PS | 0 | 0 | 0 | 0 | 0 | 0
PV | 0 | 0 | 0 | 0 | 0 | 0
PeakG | 0 | 0 | 0 | 0 | 0 | 0
PeakO | 0 | 0 | 0 | 0 | 0 | 0
ST | 0 | 0 | 0 | 0 | 0 | 0
STOG | 0 | 0 | 0 | 0 | 0 | 0
STWD | 0 | 0 | 0 | 0 | 0 | 0
WT | 480.98 | 480.98 | 526 | 530.4 | 54.23 | 55.25
IGCC | 0 | 0 | 0 | 0 | 0 | 0
DemandResponse | 0 | 0 | 0 | 0 | 0 | 0
IGCC-CCS | 0 | 0 | 0 | 0 | 0 | 0
WT_off | 0 | 0 | 0 | 0 | 0 | 0
PseudoUnit | 0 | 0 | 0 | 0 | 0 | 0
FixedInterchange | 0 | 0 | 0 | 0 | 0 | 0
Levelized Capital Costs by Reporting Type: MISO_MO-IL
ReportingType | 2015 | 2020 | 2025 | 2030 | 2035 | 2040
BM | 0 | 0 | 0 | 0 | 0 | 0
CC | 0 | 0 | 0 | 0 | 0 | 0
CSP | 0 | 0 | 0 | 0 | 0 | 0
CT | 0 | 0 | 0 | 0 | 0 | 0
Coal | 574.94 | 574.94 | 574.94 | 574.94 | 574.94 | 574.94
Geo | 0 | 0 | 0 | 0 | 0 | 0
H | 0 | 0 | 0 | 0 | 0 | 0
LFG | 0 | 0 | 46.76 | 46.76 | 46.76 | 46.76
Nuc | 0 | 0 | 0 | 0 | 0 | 0
PS | 0 | 0 | 0 | 0 | 0 | 0
PV | 0 | 0 | 0 | 0 | 0 | 0
PeakG | 0 | 0 | 0 | 0 | 0 | 0
PeakO | 0 | 0 | 0 | 0 | 0 | 0
ST | 0 | 0 | 0 | 0 | 0 | 0
STOG | 0 | 0 | 0 | 0 | 0 | 0
STWD | 0 | 0 | 0 | 0 | 0 | 0
WT | 68.52 | 68.52 | 68.52 | 68.52 | 0 | 0
IGCC | 0 | 0 | 0 | 0 | 0 | 0
DemandResponse | 0 | 0 | 0 | 0 | 0 | 0
IGCC-CCS | 0 | 0 | 0 | 0 | 0 | 0
WT_off | 0 | 0 | 0 | 0 | 0 | 0
PseudoUnit | 0 | 0 | 0 | 0 | 0 | 0
FixedInterchange | 0 | 0 | 0 | 0 | 0 | 0
Levelized Capital Costs by Reporting Type: MISO_W
ReportingType | 2015 | 2020 | 2025 | 2030 | 2035 | 2040
BM | 0 | 0 | 0 | 0 | 0 | 0
CC | 0 | 0 | 0 | 0 | 0 | 0
CSP | 0 | 0 | 0 | 0 | 0 | 0
CT | 0 | 0 | 0 | 0 | 0 | 0
Coal | 0 | 0 | 0 | 0 | 950.24 | 1491.58
Geo | 0 | 0 | 0 | 0 | 0 | 0
H | 0 | 0 | 0 | 0 | 0 | 0
LFG | 0 | 0 | 14.86 | 14.86 | 14.86 | 14.86
Nuc | 0 | 0 | 0 | 0 | 0 | 0
PS | 0 | 0 | 0 | 0 | 0 | 0
PV | 0 | 0 | 0 | 0 | 0 | 0
PeakG | 0 | 0 | 0 | 0 | 0 | 0
PeakO | 0 | 0 | 0 | 0 | 0 | 0
ST | 0 | 0 | 0 | 0 | 0 | 0
STOG | 0 | 0 | 0 | 0 | 0 | 0
STWD | 0 | 0 | 0 | 0 | 0 | 0
WT | 658.73 | 863.17 | 1316.48 | 1277.08 | 683.68 | 479.25
IGCC | 0 | 0 | 0 | 0 | 0 | 0
DemandResponse | 0 | 0 | 0 | 0 | 0 | 0
IGCC-CCS | 0 | 0 | 0 | 0 | 0 | 0
WT_off | 0 | 0 | 0 | 0 | 0 | 0
PseudoUnit | 0 | 0 | 0 | 0 | 0 | 0
FixedInterchange | 0 | 0 | 0 | 0 | 0 | 0
Levelized Capital Costs by Reporting Type: MISO_WUMS
ReportingType | 2015 | 2020 | 2025 | 2030 | 2035 | 2040
BM | 0 | 0 | 0 | 0 | 0 | 0
CC | 0 | 0 | 0 | 0 | 0 | 0
CSP | 0 | 0 | 0 | 0 | 0 | 0
CT | 0 | 0 | 0 | 0 | 0 | 0
Coal | 184.51 | 184.51 | 184.51 | 184.51 | 184.51 | 184.51
Geo | 0 | 0 | 0 | 0 | 0 | 0
H | 0 | 0 | 0 | 0.33 | 0.33 | 0.33
LFG | 0 | 0 | 43.4 | 43.4 | 43.4 | 43.4
Nuc | 0 | 0 | 0 | 0 | 0 | 0
PS | 0 | 0 | 0 | 0 | 0 | 0
PV | 0 | 0 | 0 | 0 | 0 | 0
PeakG | 0 | 0 | 0 | 0 | 0 | 0
PeakO | 0 | 0 | 0 | 0 | 0 | 0
ST | 0 | 0 | 0 | 0 | 0 | 0
STOG | 0 | 0 | 0 | 0 | 0 | 0
STWD | 0 | 0 | 0 | 0 | 0 | 0
WT | 218.37 | 218.37 | 218.37 | 218.37 | 0 | 0
IGCC | 0 | 0 | 0 | 0 | 0 | 0
DemandResponse | 0 | 0 | 0 | 0 | 0 | 0
IGCC-CCS | 0 | 0 | 0 | 0 | 0 | 0
WT_off | 0 | 0 | 0 | 0 | 0 | 0
PseudoUnit | 0 | 0 | 0 | 0 | 0 | 0
FixedInterchange | 0 | 0 | 0 | 0 | 0 | 0
Levelized Capital Costs by Reporting Type: Nebraska
ReportingType | 2015 | 2020 | 2025 | 2030 | 2035 | 2040
BM | 0 | 0 | 0 | 0 | 0 | 0
CC | 0 | 0 | 0 | 0 | 0 | 0
CSP | 0 | 0 | 0 | 0 | 0 | 0
CT | 0 | 0 | 0 | 0 | 0 | 0
Coal | 66.52 | 66.52 | 66.52 | 66.52 | 66.52 | 66.52
Geo | 0 | 0 | 0 | 0 | 0 | 0
H | 0 | 0 | 0 | 0 | 0 | 0
LFG | 0 | 0 | 0 | 13.78 | 13.78 | 13.78
Nuc | 0 | 0 | 0 | 0 | 0 | 0
PS | 0 | 0 | 0 | 0 | 0 | 0
PV | 0 | 0 | 0 | 0 | 0 | 0
PeakG | 0 | 0 | 0 | 0 | 0 | 0
PeakO | 0 | 0 | 0 | 0 | 0 | 0
ST | 0 | 0 | 0 | 0 | 0 | 0
STOG | 0 | 0 | 0 | 0 | 0 | 0
STWD | 0 | 0 | 0 | 0 | 0 | 0
WT | 44.36 | 44.36 | 44.36 | 34.86 | 0 | 0
IGCC | 0 | 0 | 0 | 0 | 0 | 0
DemandResponse | 0 | 0 | 0 | 0 | 0 | 0
IGCC-CCS | 0 | 0 | 0 | 0 | 0 | 0
WT_off | 0 | 0 | 0 | 0 | 0 | 0
PseudoUnit | 0 | 0 | 0 | 0 | 0 | 0
FixedInterchange | 0 | 0 | 0 | 0 | 0 | 0
Levelized Capital Costs by Reporting Type: NEISO
ReportingType | 2015 | 2020 | 2025 | 2030 | 2035 | 2040
BM | 115.57 | 115.57 | 115.57 | 115.57 | 115.57 | 115.57
CC | 273.49 | 273.49 | 273.49 | 273.49 | 273.49 | 0
CSP | 0 | 0 | 0 | 0 | 0 | 0
CT | 30 | 30 | 30 | 29.13 | 0 | 0
Coal | 0 | 0 | 0 | 0 | 0 | 0
Geo | 0 | 0 | 0 | 0 | 0 | 0
H | 0 | 0 | 0 | 0 | 0 | 0
LFG | 10.64 | 10.64 | 24.97 | 24.97 | 14.32 | 14.32
Nuc | 0 | 0 | 0 | 0 | 0 | 0
PS | 0 | 0 | 0 | 0 | 0 | 0
PV | 0 | 99.65 | 99.65 | 99.65 | 99.65 | 0
PeakG | 0 | 0 | 0 | 0 | 0 | 0
PeakO | 0 | 0 | 0 | 0 | 0 | 0
ST | 0 | 0 | 0 | 0 | 0 | 0
STOG | 0 | 0 | 0 | 0 | 0 | 0
STWD | 0 | 0 | 0 | 0 | 0 | 0
WT | 54.49 | 609.96 | 814.14 | 895.76 | 866.79 | 311.31
IGCC | 0 | 0 | 0 | 0 | 0 | 0
DemandResponse | 0 | 0 | 0 | 0 | 0 | 0
IGCC-CCS | 0 | 0 | 0 | 0 | 0 | 0
WT_off | 283.24 | 283.24 | 283.24 | 283.24 | 0 | 0
PseudoUnit | 0 | 0 | 0 | 0 | 0 | 0
FixedInterchange | 0 | 0 | 0 | 0 | 0 | 0
Levelized Capital Costs by Reporting Type: NonRTO_Midwest
ReportingType | 2015 | 2020 | 2025 | 2030 | 2035 | 2040
BM | 0 | 0 | 0 | 0 | 0 | 0
CC | 0 | 0 | 0 | 0 | 0 | 0
CSP | 0 | 0 | 0 | 0 | 0 | 0
CT | 0 | 0 | 0 | 0 | 0 | 0
Coal | 0 | 0 | 0 | 0 | 0 | 0
Geo | 0 | 0 | 0 | 0 | 0 | 0
H | 0 | 0 | 0 | 0 | 0 | 0
LFG | 0 | 0 | 0 | 30 | 30 | 30
Nuc | 0 | 0 | 0 | 0 | 0 | 0
PS | 0 | 0 | 0 | 0 | 0 | 0
PV | 0 | 0 | 0 | 0 | 0 | 0
PeakG | 0 | 0 | 0 | 0 | 0 | 0
PeakO | 0 | 0 | 0 | 0 | 0 | 0
ST | 0 | 0 | 0 | 0 | 0 | 0
STOG | 0 | 0 | 0 | 0 | 0 | 0
STWD | 0 | 0 | 0 | 0 | 0 | 0
WT | 0 | 0 | 0 | 0 | 0 | 0
IGCC | 0 | 0 | 0 | 0 | 0 | 0
DemandResponse | 0 | 0 | 0 | 0 | 0 | 0
IGCC-CCS | 0 | 0 | 0 | 0 | 0 | 0
WT_off | 0 | 0 | 0 | 0 | 0 | 0
PseudoUnit | 0 | 0 | 0 | 0 | 0 | 0
FixedInterchange | 0 | 0 | 0 | 0 | 0 | 0
Levelized Capital Costs by Reporting Type: NYISO_A-F
ReportingType | 2015 | 2020 | 2025 | 2030 | 2035 | 2040
BM | 0 | 0 | 0 | 0 | 0 | 0
CC | 85.71 | 85.71 | 85.71 | 85.71 | 85.71 | 0
CSP | 0 | 0 | 0 | 0 | 0 | 0
CT | 0 | 0 | 0 | 0 | 0 | 0
Coal | 0 | 0 | 0 | 0 | 0 | 0
Geo | 0 | 0 | 0 | 0 | 0 | 0
H | 0 | 0 | 0 | 0 | 0 | 0
LFG | 1.35 | 1.35 | 1.35 | 14.91 | 13.57 | 13.57
Nuc | 0 | 0 | 0 | 0 | 0 | 0
PS | 0 | 0 | 0 | 0 | 0 | 0
PV | 0 | 0 | 0 | 0 | 0 | 0
PeakG | 0 | 0 | 0 | 0 | 0 | 0
PeakO | 0 | 0 | 0 | 0 | 0 | 0
ST | 0 | 0 | 0 | 0 | 0 | 0
STOG | 0 | 0 | 0 | 0 | 0 | 0
STWD | 0 | 0 | 0 | 0 | 0 | 0
WT | 571.17 | 727.41 | 727.41 | 727.41 | 156.23 | 0
IGCC | 0 | 0 | 0 | 0 | 0 | 0
DemandResponse | 0 | 0 | 0 | 0 | 0 | 0
IGCC-CCS | 0 | 0 | 0 | 0 | 0 | 0
WT_off | 0 | 0 | 0 | 0 | 0 | 0
PseudoUnit | 0 | 0 | 0 | 0 | 0 | 0
FixedInterchange | 0 | 0 | 0 | 0 | 0 | 0
Levelized Capital Costs by Reporting Type: NYISO_G-I
ReportingType | 2015 | 2020 | 2025 | 2030 | 2035 | 2040
BM | 0 | 0 | 0 | 0 | 0 | 0
CC | 0 | 0 | 0 | 0 | 102.34 | 387.78
CSP | 0 | 0 | 0 | 0 | 0 | 0
CT | 0 | 0 | 0 | 0 | 0 | 0
Coal | 0 | 0 | 0 | 0 | 0 | 0
Geo | 0 | 0 | 0 | 0 | 0 | 0
H | 0 | 0 | 0 | 0 | 0 | 0
LFG | 0 | 0 | 0 | 14.85 | 14.85 | 14.85
Nuc | 0 | 0 | 0 | 0 | 0 | 0
PS | 0 | 0 | 0 | 0 | 0 | 0
PV | 0 | 0 | 0 | 0 | 0 | 0
PeakG | 0 | 0 | 0 | 0 | 0 | 0
PeakO | 0 | 0 | 0 | 0 | 0 | 0
ST | 0 | 0 | 0 | 0 | 0 | 0
STOG | 0 | 0 | 0 | 0 | 0 | 0
STWD | 0 | 0 | 0 | 0 | 0 | 0
WT | 0 | 12.72 | 12.72 | 12.72 | 12.72 | 0
IGCC | 0 | 0 | 0 | 0 | 0 | 0
DemandResponse | 0 | 0 | 0 | 0 | 0 | 0
IGCC-CCS | 0 | 0 | 0 | 0 | 0 | 0
WT_off | 0 | 0 | 0 | 0 | 0 | 0
PseudoUnit | 0 | 0 | 0 | 0 | 0 | 0
FixedInterchange | 0 | 0 | 0 | 0 | 0 | 0
Levelized Capital Costs by Reporting Type: NYISO_J-K
ReportingType | 2015 | 2020 | 2025 | 2030 | 2035 | 2040
BM | 0 | 0 | 0 | 0 | 0 | 0
CC | 226.37 | 226.37 | 226.37 | 226.37 | 226.37 | 0
CSP | 0 | 0 | 0 | 0 | 0 | 0
CT | 0 | 0 | 0 | 0 | 0 | 0
Coal | 0 | 0 | 0 | 0 | 0 | 0
Geo | 0 | 0 | 0 | 0 | 0 | 0
H | 0 | 0 | 0 | 0 | 0 | 0
LFG | 0 | 0 | 0 | 20.47 | 20.47 | 20.47
Nuc | 0 | 0 | 0 | 0 | 0 | 0
PS | 0 | 0 | 0 | 0 | 0 | 0
PV | 16.99 | 16.99 | 16.99 | 16.99 | 0 | 0
PeakG | 0 | 0 | 0 | 0 | 0 | 0
PeakO | 0 | 0 | 0 | 0 | 0 | 0
ST | 0 | 0 | 0 | 0 | 0 | 0
STOG | 0 | 0 | 0 | 0 | 0 | 0
STWD | 0 | 0 | 0 | 0 | 0 | 0
WT | 0 | 0 | 0 | 0 | 0 | 0
IGCC | 0 | 0 | 0 | 0 | 0 | 0
DemandResponse | 0 | 0 | 0 | 0 | 0 | 0
IGCC-CCS | 0 | 0 | 0 | 0 | 0 | 0
WT_off | 0 | 0 | 0 | 0 | 0 | 0
PseudoUnit | 0 | 0 | 0 | 0 | 0 | 0
FixedInterchange | 0 | 0 | 0 | 0 | 0 | 0
Levelized Capital Costs by Reporting Type: PJM_E
ReportingType | 2015 | 2020 | 2025 | 2030 | 2035 | 2040
BM | 14.48 | 14.48 | 14.48 | 14.48 | 14.48 | 14.48
CC | 673.31 | 673.31 | 673.31 | 673.31 | 582.39 | 0
CSP | 0 | 0 | 0 | 0 | 0 | 0
CT | 2.28 | 2.28 | 2.28 | 0 | 0 | 0
Coal | 9.09 | 9.09 | 9.09 | 9.09 | 9.09 | 9.09
Geo | 0 | 0 | 0 | 0 | 0 | 0
H | 0 | 0 | 0 | 0 | 0 | 0
LFG | 2.19 | 31.25 | 32.82 | 30.63 | 30.63 | 1.57
Nuc | 0 | 0 | 0 | 0 | 0 | 0
PS | 0 | 0 | 0 | 0 | 0 | 0
PV | 11.04 | 11.04 | 11.04 | 11.04 | 0 | 0
PeakG | 0 | 0 | 0 | 0 | 0 | 0
PeakO | 0 | 0 | 0 | 0 | 0 | 0
ST | 0 | 0 | 0 | 0 | 0 | 0
STOG | 0 | 0 | 0 | 0 | 0 | 0
STWD | 0 | 0 | 0 | 0 | 0 | 0
WT | 300.12 | 300.12 | 300.12 | 300.12 | 0 | 0
IGCC | 0 | 0 | 0 | 0 | 0 | 0
DemandResponse | 0 | 0 | 0 | 0 | 0 | 0
IGCC-CCS | 0 | 0 | 0 | 0 | 0 | 0
WT_off | 0 | 0 | 540.35 | 540.35 | 540.35 | 540.35
PseudoUnit | 0 | 0 | 0 | 0 | 0 | 0
FixedInterchange | 0 | 0 | 0 | 0 | 0 | 0
Levelized Capital Costs by Reporting Type: PJM_ROM
ReportingType | 2015 | 2020 | 2025 | 2030 | 2035 | 2040
BM | 7.8 | 7.8 | 7.8 | 7.8 | 7.8 | 7.8
CC | 232.92 | 232.92 | 232.92 | 232.92 | 232.92 | 0
CSP | 0 | 0 | 0 | 0 | 0 | 0
CT | 1.4 | 1.4 | 1.4 | 1.4 | 0 | 0
Coal | 10.21 | 10.21 | 10.21 | 10.21 | 10.21 | 10.21
Geo | 0 | 0 | 0 | 0 | 0 | 0
H | 0 | 0 | 0 | 0 | 0 | 0
LFG | 3.93 | 57.29 | 57.29 | 55.71 | 53.36 | 0
Nuc | 0 | 0 | 0 | 0 | 0 | 0
PS | 0 | 0 | 0 | 0 | 0 | 0
PV | 0 | 457.32 | 692.63 | 734.17 | 736.51 | 283.02
PeakG | 0 | 0 | 0 | 0 | 0 | 0
PeakO | 0 | 0 | 0 | 0 | 0 | 0
ST | 0 | 0 | 0 | 0 | 0 | 0
STOG | 0 | 0 | 0 | 0 | 0 | 0
STWD | 0 | 0 | 0 | 0 | 0 | 0
WT | 113.55 | 113.55 | 273.91 | 246.5 | 950.82 | 987.39
IGCC | 0 | 0 | 0 | 0 | 0 | 0
DemandResponse | 0 | 0 | 0 | 0 | 0 | 0
IGCC-CCS | 0 | 0 | 0 | 0 | 0 | 0
WT_off | 0 | 0 | 0 | 0 | 0 | 0
PseudoUnit | 0 | 0 | 0 | 0 | 0 | 0
FixedInterchange | 0 | 0 | 0 | 0 | 0 | 0
Levelized Capital Costs by Reporting Type: PJM_ROR
ReportingType | 2015 | 2020 | 2025 | 2030 | 2035 | 2040
BM | 165.77 | 165.77 | 165.77 | 165.77 | 165.77 | 80.7
CC | 350.7 | 364.13 | 364.13 | 364.13 | 344.04 | 13.43
CSP | 0 | 0 | 0 | 0 | 0 | 0
CT | 2.4 | 2.4 | 2.4 | 2.4 | 0 | 0
Coal | 648.6 | 648.6 | 648.6 | 648.6 | 648.6 | 648.6
Geo | 0 | 0 | 0 | 0 | 0 | 0
H | 0 | 0 | 165.8 | 165.8 | 165.8 | 165.8
LFG | 11.72 | 11.72 | 110.38 | 104.73 | 98.66 | 98.66
Nuc | 0 | 0 | 0 | 0 | 0 | 0
PS | 0 | 0 | 0 | 0 | 0 | 0
PV | 0 | 0 | 0 | 0 | 0 | 0
PeakG | 0 | 0 | 0 | 0 | 0 | 0
PeakO | 0 | 0 | 0 | 0 | 0 | 0
ST | 0 | 0 | 0 | 0 | 0 | 0
STOG | 0 | 0 | 0 | 0 | 0 | 0
STWD | 0 | 0 | 0 | 0 | 0 | 0
WT | 1894.89 | 1894.89 | 1894.89 | 1146.08 | 38.03 | 38.03
IGCC | 0 | 0 | 0 | 0 | 0 | 0
DemandResponse | 0 | 0 | 0 | 0 | 0 | 0
IGCC-CCS | 0 | 0 | 0 | 0 | 0 | 0
WT_off | 0 | 0 | 0 | 0 | 0 | 0
PseudoUnit | 0 | 0 | 0 | 0 | 0 | 0
FixedInterchange | 0 | 0 | 0 | 0 | 0 | 0
Levelized Capital Costs by Reporting Type: SOCO
ReportingType | 2015 | 2020 | 2025 | 2030 | 2035 | 2040
BM | 21 | 21 | 21 | 21 | 21 | 21
CC | 545.14 | 565.07 | 565.07 | 565.07 | 565.07 | 19.93
CSP | 0 | 0 | 0 | 0 | 0 | 0
CT | 0 | 0 | 0 | 0 | 0 | 0
Coal | 0 | 0 | 0 | 0 | 0 | 2363.9
Geo | 0 | 0 | 0 | 0 | 0 | 0
H | 0 | 0 | 0 | 0 | 0 | 0
LFG | 0 | 0 | 19.65 | 19.65 | 19.65 | 19.65
Nuc | 0 | 1254.21 | 1254.21 | 1254.21 | 1254.21 | 1254.21
PS | 0 | 0 | 0 | 0 | 0 | 0
PV | 0 | 0 | 0 | 0 | 0 | 0
PeakG | 0 | 0 | 0 | 0 | 0 | 0
PeakO | 0 | 0 | 0 | 0 | 0 | 0
ST | 0 | 0 | 0 | 0 | 0 | 0
STOG | 0 | 0 | 0 | 0 | 0 | 0
STWD | 0 | 0 | 0 | 0 | 0 | 0
WT | 0 | 0 | 0 | 0 | 0 | 0
IGCC | 0 | 0 | 0 | 0 | 0 | 0
DemandResponse | 0 | 0 | 0 | 0 | 0 | 0
IGCC-CCS | 0 | 0 | 0 | 0 | 0 | 0
WT_off | 0 | 0 | 0 | 0 | 0 | 0
PseudoUnit | 0 | 0 | 0 | 0 | 0 | 0
FixedInterchange | 0 | 0 | 0 | 0 | 0 | 0
Levelized Capital Costs by Reporting Type: SPP_N
ReportingType | 2015 | 2020 | 2025 | 2030 | 2035 | 2040
BM | 0 | 0 | 0 | 0 | 0 | 0
CC | 0 | 0 | 0 | 0 | 0 | 0
CSP | 0 | 0 | 0 | 0 | 0 | 0
CT | 0 | 0 | 0 | 0 | 0 | 0
Coal | 128.56 | 128.56 | 128.56 | 128.56 | 128.56 | 128.56
Geo | 0 | 0 | 0 | 0 | 0 | 0
H | 0 | 0 | 0 | 0 | 0 | 0
LFG | 0 | 0 | 17.63 | 17.63 | 17.63 | 17.63
Nuc | 0 | 0 | 0 | 0 | 0 | 0
PS | 0 | 0 | 0 | 0 | 0 | 0
PV | 0 | 0 | 0 | 0 | 0 | 0
PeakG | 0 | 0 | 0 | 0 | 0 | 0
PeakO | 0 | 0 | 0 | 0 | 0 | 0
ST | 0 | 0 | 0 | 0 | 0 | 0
STOG | 0 | 0 | 0 | 0 | 0 | 0
STWD | 0 | 0 | 0 | 0 | 0 | 0
WT | 0 | 0 | 0 | 0 | 1378.6 | 1440.86
IGCC | 0 | 0 | 0 | 0 | 0 | 0
DemandResponse | 0 | 0 | 0 | 0 | 0 | 0
IGCC-CCS | 0 | 0 | 0 | 0 | 0 | 0
WT_off | 0 | 0 | 0 | 0 | 0 | 0
PseudoUnit | 0 | 0 | 0 | 0 | 0 | 0
FixedInterchange | 0 | 0 | 0 | 0 | 0 | 0
Levelized Capital Costs by Reporting Type: SPP_S
ReportingType | 2015 | 2020 | 2025 | 2030 | 2035 | 2040
BM | 0 | 0 | 0 | 0 | 0 | 0
CC | 0 | 0 | 0 | 0 | 0 | 0
CSP | 0 | 0 | 0 | 0 | 0 | 0
CT | 33.21 | 56.93 | 56.93 | 56.93 | 23.72 | 0
Coal | 273.14 | 273.14 | 273.14 | 273.14 | 273.14 | 273.14
Geo | 0 | 0 | 0 | 0 | 0 | 0
H | 0 | 0 | 0 | 0 | 0 | 0
LFG | 0 | 0 | 17.63 | 17.63 | 17.63 | 17.63
Nuc | 0 | 0 | 0 | 0 | 0 | 0
PS | 0 | 0 | 0 | 0 | 0 | 0
PV | 0 | 0 | 0 | 0 | 0 | 0
PeakG | 0 | 0 | 0 | 0 | 0 | 0
PeakO | 0 | 0 | 0 | 0 | 0 | 0
ST | 0 | 0 | 0 | 0 | 0 | 0
STOG | 0 | 0 | 0 | 0 | 0 | 0
STWD | 0 | 0 | 0 | 0 | 0 | 0
WT | 92.65 | 478.81 | 478.81 | 478.81 | 1283.01 | 992.58
IGCC | 0 | 0 | 0 | 0 | 0 | 0
DemandResponse | 0 | 0 | 0 | 0 | 0 | 0
IGCC-CCS | 0 | 0 | 0 | 0 | 0 | 0
WT_off | 0 | 0 | 0 | 0 | 0 | 0
PseudoUnit | 0 | 0 | 0 | 0 | 0 | 0
FixedInterchange | 0 | 0 | 0 | 0 | 0 | 0
Levelized Capital Costs by Reporting Type: TVA
ReportingType | 2015 | 2020 | 2025 | 2030 | 2035 | 2040
BM | 0 | 0 | 0 | 0 | 0 | 0
CC | 151.13 | 151.13 | 151.13 | 151.13 | 116.66 | 0
CSP | 0 | 0 | 0 | 0 | 0 | 0
CT | 0 | 0 | 0 | 0 | 0 | 0
Coal | 0 | 0 | 0 | 0 | 0 | 399.43
Geo | 0 | 0 | 0 | 0 | 0 | 0
H | 0 | 0 | 0 | 0 | 0 | 0
LFG | 0 | 0 | 0 | 19.35 | 19.35 | 19.35
Nuc | 684.91 | 684.91 | 684.91 | 684.91 | 684.91 | 684.91
PS | 0 | 0 | 0 | 0 | 0 | 0
PV | 0 | 0 | 0 | 0 | 0 | 0
PeakG | 0 | 0 | 0 | 0 | 0 | 0
PeakO | 0 | 0 | 0 | 0 | 0 | 0
ST | 0 | 0 | 0 | 0 | 0 | 0
STOG | 0 | 0 | 0 | 0 | 0 | 0
STWD | 0 | 0 | 0 | 0 | 0 | 0
WT | 0 | 0 | 0 | 0 | 0 | 0
IGCC | 0 | 0 | 0 | 0 | 0 | 0
DemandResponse | 0 | 0 | 0 | 0 | 0 | 0
IGCC-CCS | 0 | 0 | 0 | 0 | 0 | 0
WT_off | 0 | 0 | 0 | 0 | 0 | 0
PseudoUnit | 0 | 0 | 0 | 0 | 0 | 0
FixedInterchange | 0 | 0 | 0 | 0 | 0 | 0
Levelized Capital Costs by Reporting Type: TVA_Transmission
ReportingType | 2015 | 2020 | 2025 | 2030 | 2035 | 2040
BM | 0 | 0 | 0 | 0 | 0 | 0
CC | 0 | 0 | 0 | 0 | 0 | 0
CSP | 0 | 0 | 0 | 0 | 0 | 0
CT | 0 | 0 | 0 | 0 | 0 | 0
Coal | 0 | 0 | 0 | 0 | 0 | 0
Geo | 0 | 0 | 0 | 0 | 0 | 0
H | 0 | 0 | 0 | 0 | 0 | 0
LFG | 0 | 0 | 0 | 0 | 0 | 0
Nuc | 0 | 0 | 0 | 0 | 0 | 0
PS | 0 | 0 | 0 | 0 | 0 | 0
PV | 0 | 0 | 0 | 0 | 0 | 0
PeakG | 0 | 0 | 0 | 0 | 0 | 0
PeakO | 0 | 0 | 0 | 0 | 0 | 0
ST | 0 | 0 | 0 | 0 | 0 | 0
STOG | 0 | 0 | 0 | 0 | 0 | 0
STWD | 0 | 0 | 0 | 0 | 0 | 0
WT | 0 | 0 | 0 | 0 | 0 | 0
IGCC | 0 | 0 | 0 | 0 | 0 | 0
DemandResponse | 0 | 0 | 0 | 0 | 0 | 0
IGCC-CCS | 0 | 0 | 0 | 0 | 0 | 0
WT_off | 0 | 0 | 0 | 0 | 0 | 0
PseudoUnit | 0 | 0 | 0 | 0 | 0 | 0
FixedInterchange | 0 | 0 | 0 | 0 | 0 | 0
Levelized Capital Costs by Reporting Type: VACAR
ReportingType | 2015 | 2020 | 2025 | 2030 | 2035 | 2040
BM | 0.34 | 53.79 | 150.87 | 165.16 | 165.16 | 171.13
CC | 322.4 | 322.4 | 322.4 | 322.4 | 322.4 | 0
CSP | 0 | 0 | 0 | 0 | 0 | 0
CT | 60.17 | 60.17 | 60.17 | 60.17 | 0 | 0
Coal | 220.45 | 220.45 | 220.45 | 220.45 | 220.45 | 337.35
Geo | 0 | 0 | 0 | 0 | 0 | 0
H | 0 | 0 | 0 | 0 | 0 | 0
LFG | 0.06 | 19.57 | 19.57 | 19.57 | 19.51 | 0
Nuc | 0 | 1320.06 | 1320.06 | 1320.06 | 1320.06 | 1320.06
PS | 0 | 0 | 0 | 0 | 0 | 0
PV | 0 | 38.53 | 38.53 | 38.72 | 39.1 | 0.99
PeakG | 0 | 0 | 0 | 0 | 0 | 0
PeakO | 0 | 0 | 0 | 0 | 0 | 0
ST | 0 | 0 | 0 | 0 | 0 | 0
STOG | 0 | 0 | 0 | 0 | 0 | 0
STWD | 0 | 0 | 0 | 0 | 0 | 0
WT | 0.19 | 740.59 | 740.59 | 740.59 | 740.4 | 0
IGCC | 0 | 0 | 0 | 0 | 0 | 0
DemandResponse | 0 | 0 | 0 | 0 | 0 | 0
IGCC-CCS | 0 | 0 | 0 | 0 | 0 | 0
WT_off | 0.53 | 0.53 | 0.53 | 0.53 | 0 | 0
PseudoUnit | 0 | 0 | 0 | 0 | 0 | 0
FixedInterchange | 0 | 0 | 0 | 0 | 0 | 0
Levelized Capital Costs by Reporting Type: IESO
ReportingType | 2015 | 2020 | 2025 | 2030 | 2035 | 2040
BM | 144.8 | 144.8 | 144.8 | 144.8 | 144.8 | 144.8
CC | 175.41 | 175.41 | 175.41 | 175.41 | 175.41 | 0
CSP | 0 | 0 | 0 | 0 | 0 | 0
CT | 41.8 | 41.8 | 41.8 | 41.8 | 0 | 0
Coal | 0 | 0 | 0 | 0 | 0 | 0
Geo | 0 | 0 | 0 | 0 | 0 | 0
H | 0 | 0 | 0 | 0 | 0 | 0
LFG | 5.12 | 5.12 | 5.12 | 5.12 | 0 | 0.17
Nuc | 0 | 0 | 0 | 0 | 0 | 0
PS | 0 | 0 | 0 | 0 | 0 | 0
PV | 539.74 | 539.74 | 539.74 | 539.74 | 0 | 0
PeakG | 0 | 0 | 0 | 0 | 0 | 0
PeakO | 0 | 0 | 0 | 0 | 0 | 0
ST | 0 | 0 | 0 | 0 | 0 | 0
STOG | 0 | 0 | 0 | 0 | 0 | 0
STWD | 0 | 0 | 0 | 0 | 0 | 0
WT | 660.4 | 660.4 | 660.4 | 660.4 | 0 | 0
IGCC | 0 | 0 | 0 | 0 | 0 | 0
DemandResponse | 0 | 0 | 0 | 0 | 0 | 0
IGCC-CCS | 0 | 0 | 0 | 0 | 0 | 0
WT_off | 0 | 0 | 0 | 0 | 0 | 0
PseudoUnit | 0 | 0 | 0 | 0 | 0 | 0
FixedInterchange | 0 | 0 | 0 | 0 | 0 | 0
Levelized Capital Costs by Reporting Type: MAPP_CA
ReportingType | 2015 | 2020 | 2025 | 2030 | 2035 | 2040
BM | 0 | 0 | 0 | 0 | 0 | 0
CC | 11.48 | 11.48 | 11.48 | 11.48 | 11.48 | 0
CSP | 0 | 0 | 0 | 0 | 0 | 0
CT | 0 | 0 | 0 | 0 | 0 | 0
Coal | 0 | 0 | 0 | 0 | 0 | 0
Geo | 0 | 0 | 0 | 0 | 0 | 0
H | 0 | 0 | 0 | 0 | 346.46 | 861.81
LFG | 0 | 0 | 0 | 0 | 0 | 0
Nuc | 0 | 0 | 0 | 0 | 0 | 0
PS | 0 | 0 | 0 | 0 | 0 | 0
PV | 0 | 0 | 0 | 0 | 0 | 0
PeakG | 0 | 0 | 0 | 0 | 0 | 0
PeakO | 0 | 0 | 0 | 0 | 0 | 0
ST | 0 | 0 | 0 | 0 | 0 | 0
STOG | 0 | 0 | 0 | 0 | 0 | 0
STWD | 0 | 0 | 0 | 0 | 0 | 0
WT | 87.23 | 87.23 | 87.23 | 87.23 | 0 | 0
IGCC | 0 | 0 | 0 | 0 | 0 | 0
DemandResponse | 0 | 0 | 0 | 0 | 0 | 0
IGCC-CCS | 0 | 0 | 0 | 0 | 0 | 0
WT_off | 0 | 0 | 0 | 0 | 0 | 0
PseudoUnit | 0 | 0 | 0 | 0 | 0 | 0
FixedInterchange | 0 | 0 | 0 | 0 | 0 | 0
Levelized Capital Costs by Reporting Type: AZ_NM_SNV_Coal
ReportingType | 2015 | 2020 | 2025 | 2030 | 2035 | 2040
BM | 0 | 0 | 0 | 0 | 0 | 0
CC | 0 | 0 | 0 | 0 | 0 | 0
CSP | 0 | 0 | 0 | 0 | 0 | 0
CT | 0 | 0 | 0 | 0 | 0 | 0
Coal | 0 | 0 | 0 | 0 | 3.87 | 1175.43
Geo | 0 | 0 | 0 | 0 | 0 | 0
H | 0 | 0 | 0 | 0 | 0 | 0
LFG | 0 | 0 | 0 | 0 | 0 | 0
Nuc | 0 | 0 | 0 | 0 | 0 | 0
PS | 0 | 0 | 0 | 0 | 0 | 0
PV | 0 | 0 | 0 | 0 | 0 | 0
PeakG | 0 | 0 | 0 | 0 | 0 | 0
PeakO | 0 | 0 | 0 | 0 | 0 | 0
ST | 0 | 0 | 0 | 0 | 0 | 0
STOG | 0 | 0 | 0 | 0 | 0 | 0
STWD | 0 | 0 | 0 | 0 | 0 | 0
WT | 0 | 0 | 0 | 0 | 0 | 0
IGCC | 0 | 0 | 0 | 0 | 0 | 0
DemandResponse | 0 | 0 | 0 | 0 | 0 | 0
IGCC-CCS | 0 | 0 | 0 | 0 | 0 | 0
WT_off | 0 | 0 | 0 | 0 | 0 | 0
PseudoUnit | 0 | 0 | 0 | 0 | 0 | 0
FixedInterchange | 0 | 0 | 0 | 0 | 0 | 0
Levelized Capital Costs by Reporting Type: AZ_NM_SNV_Gas
ReportingType | 2015 | 2020 | 2025 | 2030 | 2035 | 2040
BM | 0 | 0 | 0 | 0 | 0 | 0
CC | 79.32 | 79.32 | 79.32 | 79.32 | 79.32 | 0
CSP | 0 | 0 | 0 | 0 | 0 | 0
CT | 63.7 | 63.7 | 63.7 | 63.7 | 0 | 0
Coal | 0 | 0 | 0 | 0 | 0 | 0
Geo | 0 | 0 | 0 | 0 | 0 | 0
H | 0 | 0 | 0 | 0 | 0 | 0
LFG | 0 | 0 | 0 | 0 | 0 | 0
Nuc | 0 | 0 | 0 | 0 | 0 | 0
PS | 0 | 0 | 0 | 0 | 0 | 0
PV | 0 | 0 | 0 | 0 | 0 | 0
PeakG | 0 | 0 | 0 | 0 | 0 | 0
PeakO | 0 | 0 | 0 | 0 | 0 | 0
ST | 0 | 0 | 0 | 0 | 0 | 0
STOG | 0 | 0 | 0 | 0 | 0 | 0
STWD | 0 | 0 | 0 | 0 | 0 | 0
WT | 0 | 0 | 0 | 0 | 0 | 0
IGCC | 0 | 0 | 0 | 0 | 0 | 0
DemandResponse | 0 | 0 | 0 | 0 | 0 | 0
IGCC-CCS | 0 | 0 | 0 | 0 | 0 | 0
WT_off | 0 | 0 | 0 | 0 | 0 | 0
PseudoUnit | 0 | 0 | 0 | 0 | 0 | 0
FixedInterchange | 0 | 0 | 0 | 0 | 0 | 0
Levelized Capital Costs by Reporting Type: AZ_NM_SNV_NucRenew
ReportingType | 2015 | 2020 | 2025 | 2030 | 2035 | 2040
BM | 0 | 0 | 0 | 0 | 0 | 0
CC | 0 | 0 | 0 | 0 | 0 | 0
CSP | 0 | 0 | 0 | 0 | 0 | 0
CT | 0 | 0 | 0 | 0 | 0 | 0
Coal | 0 | 0 | 0 | 0 | 0 | 0
Geo | 0 | 0 | 369.64 | 369.64 | 369.64 | 369.64
H | 0 | 0 | 0 | 0 | 0 | 0
LFG | 0 | 11.72 | 11.72 | 11.72 | 11.72 | 0
Nuc | 0 | 0 | 0 | 0 | 0 | 0
PS | 0 | 0 | 0 | 0 | 0 | 0
PV | 34.88 | 34.88 | 34.88 | 34.88 | 0 | 0
PeakG | 0 | 0 | 0 | 0 | 0 | 0
PeakO | 0 | 0 | 0 | 0 | 0 | 0
ST | 101.53 | 226.7 | 289.88 | 233.67 | 197.28 | 72.11
STOG | 0 | 0 | 0 | 0 | 0 | 0
STWD | 0 | 0 | 0 | 0 | 0 | 0
WT | 14.28 | 475.39 | 475.39 | 489.28 | 474.99 | 13.89
IGCC | 0 | 0 | 0 | 0 | 0 | 0
DemandResponse | 0 | 0 | 0 | 0 | 0 | 0
IGCC-CCS | 0 | 0 | 0 | 0 | 0 | 0
WT_off | 0 | 0 | 0 | 0 | 0 | 0
PseudoUnit | 0 | 0 | 0 | 0 | 0 | 0
FixedInterchange | 0 | 0 | 0 | 0 | 0 | 0
Levelized Capital Costs by Reporting Type: ERCOT
ReportingType | 2015 | 2020 | 2025 | 2030 | 2035 | 2040
BM | 54.69 | 54.69 | 54.69 | 54.69 | 54.69 | 54.69
CC | 29.12 | 29.12 | 29.12 | 29.12 | 29.12 | 0
CSP | 0 | 0 | 0 | 0 | 0 | 0
CT | 20.97 | 20.97 | 20.97 | 20.97 | 0 | 0
Coal | 540.38 | 540.38 | 540.38 | 540.38 | 540.38 | 540.38
Geo | 0 | 0 | 0 | 0 | 0 | 0
H | 0 | 0 | 0 | 0 | 0 | 0
LFG | 0 | 0 | 63.77 | 63.77 | 63.77 | 63.77
Nuc | 0 | 0 | 0 | 0 | 0 | 0
PS | 0 | 0 | 0 | 0 | 0 | 0
PV | 4.89 | 4.89 | 4.89 | 4.89 | 0 | 0
PeakG | 0 | 0 | 0 | 0 | 0 | 0
PeakO | 0 | 0 | 0 | 0 | 0 | 0
ST | 0 | 0 | 0 | 0 | 0 | 0
STOG | 0 | 0 | 0 | 0 | 0 | 0
STWD | 0 | 0 | 0 | 0 | 0 | 0
WT | 72.7 | 72.7 | 72.7 | 72.7 | 0 | 2645.6
IGCC | 0 | 0 | 0 | 0 | 0 | 0
DemandResponse | 0 | 0 | 0 | 0 | 0 | 0
IGCC-CCS | 0 | 0 | 0 | 0 | 0 | 0
WT_off | 0 | 0 | 0 | 0 | 0 | 0
PseudoUnit | 0 | 0 | 0 | 0 | 0 | 0
FixedInterchange | 0 | 0 | 0 | 0 | 0 | 0
Levelized Capital Costs by Reporting Type: NP15
ReportingType | 2015 | 2020 | 2025 | 2030 | 2035 | 2040
BM | 0 | 0 | 0 | 0 | 0 | 0
CC | 130.44 | 130.44 | 130.44 | 130.44 | 130.44 | 0
CSP | 0 | 0 | 0 | 0 | 0 | 0
CT | 17.85 | 17.85 | 17.85 | 17.85 | 104.74 | 226.81
Coal | 0 | 0 | 0 | 0 | 0 | 0
Geo | 0 | 93.35 | 180.83 | 180.83 | 180.83 | 87.49
H | 0 | 0 | 0 | 0 | 0 | 0
LFG | 0 | 125.8 | 125.8 | 125.8 | 125.8 | 0
Nuc | 0 | 0 | 0 | 0 | 0 | 0
PS | 0 | 0 | 0 | 0 | 0 | 0
PV | 2.79 | 2.79 | 2.79 | 2.79 | 0 | 0
PeakG | 0 | 0 | 0 | 0 | 0 | 0
PeakO | 0 | 0 | 0 | 0 | 0 | 0
ST | 12.6 | 12.6 | 12.6 | 12.6 | 0 | 0
STOG | 0 | 0 | 0 | 0 | 0 | 0
STWD | 0 | 0 | 0 | 0 | 0 | 0
WT | 26.07 | 398.67 | 398.67 | 398.67 | 582.67 | 296.21
IGCC | 0 | 0 | 0 | 0 | 0 | 0
DemandResponse | 0 | 0 | 0 | 0 | 0 | 0
IGCC-CCS | 0 | 0 | 0 | 0 | 0 | 0
WT_off | 0 | 0 | 0 | 0 | 0 | 0
PseudoUnit | 0 | 0 | 0 | 0 | 0 | 0
FixedInterchange | 0 | 0 | 0 | 0 | 0 | 0
Levelized Capital Costs by Reporting Type: NWPP_Coal
ReportingType | 2015 | 2020 | 2025 | 2030 | 2035 | 2040
BM | 0 | 0 | 0 | 0 | 0 | 0
CC | 0 | 0 | 0 | 0 | 0 | 0
CSP | 0 | 0 | 0 | 0 | 0 | 0
CT | 0 | 0 | 0 | 0 | 0 | 0
Coal | 0 | 0 | 0 | 0 | 0 | 0
Geo | 0 | 0 | 0 | 0 | 0 | 0
H | 0 | 0 | 0 | 0 | 0 | 0
LFG | 0 | 0 | 0 | 0 | 0 | 0
Nuc | 0 | 0 | 0 | 0 | 0 | 0
PS | 0 | 0 | 0 | 0 | 0 | 0
PV | 0 | 0 | 0 | 0 | 0 | 0
PeakG | 0 | 0 | 0 | 0 | 0 | 0
PeakO | 0 | 0 | 0 | 0 | 0 | 0
ST | 0 | 0 | 0 | 0 | 0 | 0
STOG | 0 | 0 | 0 | 0 | 0 | 0
STWD | 0 | 0 | 0 | 0 | 0 | 0
WT | 0 | 0 | 0 | 0 | 0 | 0
IGCC | 0 | 0 | 0 | 0 | 0 | 0
DemandResponse | 0 | 0 | 0 | 0 | 0 | 0
IGCC-CCS | 0 | 0 | 0 | 0 | 0 | 0
WT_off | 0 | 0 | 0 | 0 | 0 | 0
PseudoUnit | 0 | 0 | 0 | 0 | 0 | 0
FixedInterchange | 0 | 0 | 0 | 0 | 0 | 0
Levelized Capital Costs by Reporting Type: NWPP_Gas
ReportingType | 2015 | 2020 | 2025 | 2030 | 2035 | 2040
BM | 0 | 0 | 0 | 0 | 0 | 0
CC | 33.4 | 33.4 | 33.4 | 33.4 | 33.4 | 0
CSP | 0 | 0 | 0 | 0 | 0 | 0
CT | 13.02 | 13.02 | 13.02 | 13.02 | 0 | 0
Coal | 0 | 0 | 0 | 0 | 202.2 | 275.77
Geo | 0 | 0 | 0 | 0 | 0 | 0
H | 0 | 0 | 0 | 0 | 0 | 0
LFG | 0 | 0 | 0 | 0 | 0 | 0
Nuc | 0 | 0 | 0 | 0 | 0 | 0
PS | 0 | 0 | 0 | 0 | 0 | 0
PV | 0 | 0 | 0 | 0 | 0 | 0
PeakG | 0 | 0 | 0 | 0 | 0 | 0
PeakO | 0 | 0 | 0 | 0 | 0 | 0
ST | 0 | 0 | 0 | 0 | 0 | 0
STOG | 0 | 0 | 0 | 0 | 0 | 0
STWD | 0 | 0 | 0 | 0 | 0 | 0
WT | 0 | 0 | 0 | 0 | 0 | 0
IGCC | 0 | 0 | 0 | 0 | 0 | 0
DemandResponse | 0 | 0 | 0 | 0 | 0 | 0
IGCC-CCS | 0 | 0 | 0 | 0 | 0 | 0
WT_off | 0 | 0 | 0 | 0 | 0 | 0
PseudoUnit | 0 | 0 | 0 | 0 | 0 | 0
FixedInterchange | 0 | 0 | 0 | 0 | 0 | 0
Levelized Capital Costs by Reporting Type: NWPP_NucRenew
ReportingType | 2015 | 2020 | 2025 | 2030 | 2035 | 2040
BM | 13.89 | 13.89 | 13.89 | 13.89 | 13.89 | 13.89
CC | 0 | 0 | 0 | 0 | 0 | 0
CSP | 0 | 0 | 0 | 0 | 0 | 0
CT | 0 | 0 | 0 | 0 | 0 | 0
Coal | 0 | 0 | 0 | 0 | 0 | 0
Geo | 24.88 | 24.88 | 135.71 | 135.71 | 110.83 | 110.83
H | 0 | 0 | 0 | 0 | 0 | 0
LFG | 5.02 | 51.97 | 51.97 | 51.97 | 46.95 | 0
Nuc | 0 | 0 | 0 | 0 | 0 | 0
PS | 0 | 0 | 0 | 0 | 0 | 0
PV | 0 | 0 | 0 | 0 | 0 | 0
PeakG | 0 | 0 | 0 | 0 | 0 | 0
PeakO | 0 | 0 | 0 | 0 | 0 | 0
ST | 0 | 0 | 0 | 0 | 0 | 0
STOG | 0 | 0 | 0 | 0 | 0 | 0
STWD | 0 | 0 | 0 | 0 | 0 | 0
WT | 238.86 | 238.86 | 238.86 | 238.86 | 0 | 0
IGCC | 0 | 0 | 0 | 0 | 0 | 0
DemandResponse | 0 | 0 | 0 | 0 | 0 | 0
IGCC-CCS | 0 | 0 | 0 | 0 | 0 | 0
WT_off | 0 | 0 | 0 | 0 | 0 | 0
PseudoUnit | 0 | 0 | 0 | 0 | 0 | 0
FixedInterchange | 0 | 0 | 0 | 0 | 0 | 0
Levelized Capital Costs by Reporting Type: RMPA
ReportingType | 2015 | 2020 | 2025 | 2030 | 2035 | 2040
BM | 0 | 0 | 0 | 0 | 0 | 0
CC | 0 | 0 | 0 | 0 | 0 | 0
CSP | 0 | 0 | 0 | 0 | 0 | 0
CT | 15.2 | 15.2 | 15.2 | 15.2 | 0 | 0
Coal | 108.63 | 108.63 | 108.63 | 108.63 | 245.02 | 345.65
Geo | 0 | 88.68 | 654.59 | 664.1 | 664.1 | 575.42
H | 0 | 0 | 0 | 0 | 0 | 0
LFG | 0.28 | 5.85 | 5.85 | 5.85 | 5.57 | 0
Nuc | 0 | 0 | 0 | 0 | 0 | 0
PS | 0 | 0 | 0 | 0 | 0 | 0
PV | 0.37 | 0.37 | 0.37 | 0.37 | 0 | 0
PeakG | 0 | 0 | 0 | 0 | 0 | 0
PeakO | 0 | 0 | 0 | 0 | 0 | 0
ST | 1.07 | 113.64 | 116.17 | 119.32 | 118.25 | 5.68
STOG | 0 | 0 | 0 | 0 | 0 | 0
STWD | 0 | 0 | 0 | 0 | 0 | 0
WT | 172.66 | 172.66 | 172.66 | 172.66 | 0 | 0
IGCC | 0 | 0 | 0 | 0 | 0 | 0
DemandResponse | 0 | 0 | 0 | 0 | 0 | 0
IGCC-CCS | 0 | 0 | 0 | 0 | 0 | 0
WT_off | 0 | 0 | 0 | 0 | 0 | 0
PseudoUnit | 0 | 0 | 0 | 0 | 0 | 0
FixedInterchange | 0 | 0 | 0 | 0 | 0 | 0
Levelized Capital Costs by Reporting Type: SP15
ReportingType | 2015 | 2020 | 2025 | 2030 | 2035 | 2040
BM | 2.9 | 2.9 | 2.9 | 2.9 | 2.9 | 2.9
CC | 60.76 | 60.76 | 60.76 | 60.76 | 60.76 | 0
CSP | 0 | 0 | 0 | 0 | 0 | 0
CT | 0 | 0 | 0 | 0 | 0 | 0
Coal | 0 | 0 | 0 | 0 | 0 | 0
Geo | 14.26 | 385.19 | 385.19 | 370.93 | 370.93 | 0
H | 0 | 0 | 0 | 0 | 0 | 0
LFG | 2.09 | 125.04 | 125.04 | 124.8 | 122.95 | 0
Nuc | 0 | 0 | 0 | 0 | 0 | 0
PS | 0 | 0 | 0 | 0 | 0 | 0
PV | 1.62 | 1.62 | 1.62 | 1.62 | 0 | 0
PeakG | 0 | 0 | 0 | 0 | 0 | 0
PeakO | 0 | 0 | 0 | 0 | 0 | 0
ST | 191.39 | 191.39 | 191.39 | 191.39 | 0 | 0
STOG | 0 | 0 | 0 | 0 | 0 | 0
STWD | 0 | 0 | 0 | 0 | 0 | 0
WT | 193.26 | 193.26 | 193.26 | 193.26 | 0 | 0
IGCC | 0 | 0 | 0 | 0 | 0 | 0
DemandResponse | 0 | 0 | 0 | 0 | 0 | 0
IGCC-CCS | 0 | 0 | 0 | 0 | 0 | 0
WT_off | 0 | 0 | 0 | 0 | 0 | 0
PseudoUnit | 0 | 0 | 0 | 0 | 0 | 0
FixedInterchange | 0 | 0 | 0 | 0 | 0 | 0
Levelized Capital Costs by Reporting Type: ALB
ReportingType | 2015 | 2020 | 2025 | 2030 | 2035 | 2040
BM | 0 | 0 | 0 | 0 | 0 | 0
CC | 12.94 | 33.24 | 53.56 | 74.28 | 90.05 | 245.85
CSP | 0 | 0 | 0 | 0 | 0 | 0
CT | 16.7 | 16.7 | 16.7 | 16.7 | 0 | 0
Coal | 147.62 | 147.62 | 147.62 | 147.62 | 147.62 | 147.62
Geo | 0 | 0 | 0 | 0 | 0 | 0
H | 0 | 0 | 0 | 0 | 0 | 0
LFG | 0 | 0 | 0 | 0 | 0 | 0
Nuc | 0 | 0 | 0 | 0 | 0 | 0
PS | 0 | 0 | 0 | 0 | 0 | 0
PV | 0 | 0 | 0 | 0 | 0 | 0
PeakG | 0 | 0 | 0 | 0 | 0 | 0
PeakO | 0 | 0 | 0 | 0 | 0 | 0
ST | 0 | 0 | 0 | 0 | 0 | 0
STOG | 0 | 0 | 0 | 0 | 0 | 0
STWD | 0 | 0 | 0 | 0 | 0 | 0
WT | 2.54 | 2.54 | 2.54 | 2.54 | 0 | 0
IGCC | 0 | 0 | 0 | 0 | 0 | 0
DemandResponse | 0 | 0 | 0 | 0 | 0 | 0
IGCC-CCS | 0 | 0 | 0 | 0 | 0 | 0
WT_off | 0 | 0 | 0 | 0 | 0 | 0
PseudoUnit | 0 | 0 | 0 | 0 | 0 | 0
FixedInterchange | 0 | 0 | 0 | 0 | 0 | 0
Levelized Capital Costs by Reporting Type: BC
ReportingType | 2015 | 2020 | 2025 | 2030 | 2035 | 2040
BM | 0 | 0 | 0 | 0 | 0 | 0
CC | 57.28 | 57.28 | 57.28 | 66.29 | 90.88 | 33.6
CSP | 0 | 0 | 0 | 0 | 0 | 0
CT | 0 | 0 | 0 | 0 | 0 | 0
Coal | 0 | 0 | 0 | 0 | 0 | 0
Geo | 0 | 0 | 0 | 0 | 0 | 0
H | 0 | 0 | 0 | 0 | 0 | 0
LFG | 0 | 0 | 0 | 0 | 0 | 0
Nuc | 0 | 0 | 0 | 0 | 0 | 0
PS | 0 | 0 | 0 | 0 | 0 | 0
PV | 0 | 0 | 0 | 0 | 0 | 0
PeakG | 0 | 0 | 0 | 0 | 0 | 0
PeakO | 0 | 0 | 0 | 0 | 0 | 0
ST | 0 | 0 | 0 | 0 | 0 | 0
STOG | 0 | 0 | 0 | 0 | 0 | 0
STWD | 0 | 0 | 0 | 0 | 0 | 0
WT | 40.68 | 40.68 | 40.68 | 40.68 | 0 | 0
IGCC | 0 | 0 | 0 | 0 | 0 | 0
DemandResponse | 0 | 0 | 0 | 0 | 0 | 0
IGCC-CCS | 0 | 0 | 0 | 0 | 0 | 0
WT_off | 0 | 0 | 0 | 0 | 0 | 0
PseudoUnit | 0 | 0 | 0 | 0 | 0 | 0
FixedInterchange | 0 | 0 | 0 | 0 | 0 | 0
Levelized Capital Costs by Reporting Type: HQ_IESO
ReportingType | 2015 | 2020 | 2025 | 2030 | 2035 | 2040
BM | 0 | 0 | 0 | 0 | 0 | 0
CC | 0 | 0 | 0 | 0 | 0 | 0
CSP | 0 | 0 | 0 | 0 | 0 | 0
CT | 0 | 0 | 0 | 0 | 0 | 0
Coal | 0 | 0 | 0 | 0 | 0 | 0
Geo | 0 | 0 | 0 | 0 | 0 | 0
H | 0 | 0 | 0 | 0 | 0 | 0
LFG | 0 | 0 | 0 | 0 | 0 | 0
Nuc | 0 | 0 | 0 | 0 | 0 | 0
PS | 0 | 0 | 0 | 0 | 0 | 0
PV | 0 | 0 | 0 | 0 | 0 | 0
PeakG | 0 | 0 | 0 | 0 | 0 | 0
PeakO | 0 | 0 | 0 | 0 | 0 | 0
ST | 0 | 0 | 0 | 0 | 0 | 0
STOG | 0 | 0 | 0 | 0 | 0 | 0
STWD | 0 | 0 | 0 | 0 | 0 | 0
WT | 0 | 0 | 0 | 0 | 0 | 0
IGCC | 0 | 0 | 0 | 0 | 0 | 0
DemandResponse | 0 | 0 | 0 | 0 | 0 | 0
IGCC-CCS | 0 | 0 | 0 | 0 | 0 | 0
WT_off | 0 | 0 | 0 | 0 | 0 | 0
PseudoUnit | 0 | 0 | 0 | 0 | 0 | 0
FixedInterchange | 0 | 0 | 0 | 0 | 0 | 0
Levelized Capital Costs by Reporting Type: HQ_NEISO
ReportingType | 2015 | 2020 | 2025 | 2030 | 2035 | 2040
BM | 0 | 0 | 0 | 0 | 0 | 0
CC | 0 | 0 | 0 | 0 | 0 | 0
CSP | 0 | 0 | 0 | 0 | 0 | 0
CT | 0 | 0 | 0 | 0 | 0 | 0
Coal | 0 | 0 | 0 | 0 | 0 | 0
Geo | 0 | 0 | 0 | 0 | 0 | 0
H | 0 | 0 | 0 | 0 | 0 | 0
LFG | 0 | 0 | 0 | 0 | 0 | 0
Nuc | 0 | 0 | 0 | 0 | 0 | 0
PS | 0 | 0 | 0 | 0 | 0 | 0
PV | 0 | 0 | 0 | 0 | 0 | 0
PeakG | 0 | 0 | 0 | 0 | 0 | 0
PeakO | 0 | 0 | 0 | 0 | 0 | 0
ST | 0 | 0 | 0 | 0 | 0 | 0
STOG | 0 | 0 | 0 | 0 | 0 | 0
STWD | 0 | 0 | 0 | 0 | 0 | 0
WT | 0 | 0 | 0 | 0 | 0 | 0
IGCC | 0 | 0 | 0 | 0 | 0 | 0
DemandResponse | 0 | 0 | 0 | 0 | 0 | 0
IGCC-CCS | 0 | 0 | 0 | 0 | 0 | 0
WT_off | 0 | 0 | 0 | 0 | 0 | 0
PseudoUnit | 0 | 0 | 0 | 0 | 0 | 0
FixedInterchange | 0 | 0 | 0 | 0 | 0 | 0
Levelized Capital Costs by Reporting Type: HQ_NY
ReportingType | 2015 | 2020 | 2025 | 2030 | 2035 | 2040
BM | 0 | 0 | 0 | 0 | 0 | 0
CC | 0 | 0 | 0 | 0 | 0 | 0
CSP | 0 | 0 | 0 | 0 | 0 | 0
CT | 0 | 0 | 0 | 0 | 0 | 0
Coal | 0 | 0 | 0 | 0 | 0 | 0
Geo | 0 | 0 | 0 | 0 | 0 | 0
H | 0 | 0 | 0 | 0 | 0 | 0
LFG | 0 | 0 | 0 | 0 | 0 | 0
Nuc | 0 | 0 | 0 | 0 | 0 | 0
PS | 0 | 0 | 0 | 0 | 0 | 0
PV | 0 | 0 | 0 | 0 | 0 | 0
PeakG | 0 | 0 | 0 | 0 | 0 | 0
PeakO | 0 | 0 | 0 | 0 | 0 | 0
ST | 0 | 0 | 0 | 0 | 0 | 0
STOG | 0 | 0 | 0 | 0 | 0 | 0
STWD | 0 | 0 | 0 | 0 | 0 | 0
WT | 0 | 0 | 0 | 0 | 0 | 0
IGCC | 0 | 0 | 0 | 0 | 0 | 0
DemandResponse | 0 | 0 | 0 | 0 | 0 | 0
IGCC-CCS | 0 | 0 | 0 | 0 | 0 | 0
WT_off | 0 | 0 | 0 | 0 | 0 | 0
PseudoUnit | 0 | 0 | 0 | 0 | 0 | 0
FixedInterchange | 0 | 0 | 0 | 0 | 0 | 0
Levelized Capital Costs by Reporting Type: MARITIMES
ReportingType | 2015 | 2020 | 2025 | 2030 | 2035 | 2040
BM | 0 | 0 | 0 | 0 | 0 | 0
CC | 0 | 0 | 0 | 0 | 0 | 0
CSP | 0 | 0 | 0 | 0 | 0 | 0
CT | 0 | 0 | 0 | 0 | 0 | 0
Coal | 0 | 0 | 0 | 0 | 0 | 0
Geo | 0 | 0 | 0 | 0 | 0 | 0
H | 0 | 0 | 0 | 0 | 0 | 0
LFG | 0 | 0 | 0 | 0 | 0 | 0
Nuc | 0 | 0 | 0 | 0 | 0 | 0
PS | 0 | 0 | 0 | 0 | 0 | 0
PV | 0 | 0 | 0 | 0 | 0 | 0
PeakG | 0 | 0 | 0 | 0 | 0 | 0
PeakO | 0 | 0 | 0 | 0 | 0 | 0
ST | 0 | 0 | 0 | 0 | 0 | 0
STOG | 0 | 0 | 0 | 0 | 0 | 0
STWD | 0 | 0 | 0 | 0 | 0 | 0
WT | 0 | 0 | 0 | 0 | 0 | 0
IGCC | 0 | 0 | 0 | 0 | 0 | 0
DemandResponse | 0 | 0 | 0 | 0 | 0 | 0
IGCC-CCS | 0 | 0 | 0 | 0 | 0 | 0
WT_off | 0 | 0 | 0 | 0 | 0 | 0
PseudoUnit | 0 | 0 | 0 | 0 | 0 | 0
FixedInterchange | 0 | 0 | 0 | 0 | 0 | 0
Levelized Capital Costs by Reporting Type: All
ReportingType | 2015 | 2020 | 2025 | 2030 | 2035 | 2040
BM | 541.24 | 594.7 | 691.77 | 706.07 | 706.07 | 626.96
CC | 3616.71 | 3691.9 | 3712.22 | 3754.18 | 4214.9 | 1249.92
CSP | 0 | 0 | 0 | 0 | 0 | 0
CT | 540.76 | 564.47 | 564.47 | 560.62 | 128.46 | 226.81
Coal | 3114.71 | 3114.71 | 3114.71 | 3114.71 | 4407.41 | 9174.75
Geo | 39.14 | 592.1 | 1725.95 | 1721.21 | 1696.33 | 1143.37
H | 0 | 0 | 165.8 | 166.13 | 512.59 | 1027.94
LFG | 42.41 | 457.31 | 883.87 | 1018.53 | 985.78 | 571.04
Nuc | 684.91 | 3259.17 | 3259.17 | 3259.17 | 3259.17 | 3259.17
PS | 0 | 0 | 0 | 0 | 0 | 0
PV | 612.43 | 1304.86 | 1587.17 | 1628.9 | 1019.19 | 331.01
PeakG | 0 | 0 | 0 | 0 | 0 | 0
PeakO | 0 | 0 | 0 | 0 | 0 | 0
ST | 306.59 | 544.33 | 610.04 | 556.98 | 315.53 | 77.79
STOG | 0 | 0 | 0 | 0 | 0 | 0
STWD | 0 | 0 | 0 | 0 | 0 | 0
WT | 6098.68 | 9051.77 | 9914.65 | 9152.06 | 7286.13 | 7260.39
IGCC | 215.26 | 215.26 | 215.26 | 215.26 | 215.26 | 215.26
DemandResponse | 0 | 0 | 0 | 0 | 0 | 0
IGCC-CCS | 0 | 0 | 0 | 0 | 0 | 0
WT_off | 283.77 | 283.77 | 824.12 | 824.12 | 540.35 | 540.35
PseudoUnit | 0 | 0 | 0 | 0 | 0 | 0
FixedInterchange | 0 | 0 | 0 | 0 | 0 | 0
Levelized Capital Costs by Reporting Type: EI_US
ReportingType | 2015 | 2020 | 2025 | 2030 | 2035 | 2040
BM | 324.96 | 378.41 | 475.49 | 489.78 | 489.78 | 410.68
CC | 3026.56 | 3081.44 | 3081.44 | 3093.67 | 3514.04 | 970.48
CSP | 0 | 0 | 0 | 0 | 0 | 0
CT | 351.51 | 375.23 | 375.23 | 371.37 | 23.72 | 0
Coal | 2318.08 | 2318.08 | 2318.08 | 2318.08 | 3268.31 | 6689.89
Geo | 0 | 0 | 0 | 0 | 0 | 0
H | 0 | 0 | 165.8 | 166.13 | 166.13 | 166.13
LFG | 29.9 | 131.82 | 494.61 | 629.5 | 609.02 | 507.1
Nuc | 684.91 | 3259.17 | 3259.17 | 3259.17 | 3259.17 | 3259.17
PS | 0 | 0 | 0 | 0 | 0 | 0
PV | 28.13 | 720.56 | 1002.87 | 1044.6 | 1019.19 | 331.01
PeakG | 0 | 0 | 0 | 0 | 0 | 0
PeakO | 0 | 0 | 0 | 0 | 0 | 0
ST | 0 | 0 | 0 | 0 | 0 | 0
STOG | 0 | 0 | 0 | 0 | 0 | 0
STWD | 0 | 0 | 0 | 0 | 0 | 0
WT | 4589.99 | 6709.38 | 7572.26 | 6795.77 | 6228.47 | 4304.68
IGCC | 215.26 | 215.26 | 215.26 | 215.26 | 215.26 | 215.26
DemandResponse | 0 | 0 | 0 | 0 | 0 | 0
IGCC-CCS | 0 | 0 | 0 | 0 | 0 | 0
WT_off | 283.77 | 283.77 | 824.12 | 824.12 | 540.35 | 540.35
PseudoUnit | 0 | 0 | 0 | 0 | 0 | 0
FixedInterchange | 0 | 0 | 0 | 0 | 0 | 0
Levelized Capital Costs by Reporting Type: EI_Canada
ReportingType | 2015 | 2020 | 2025 | 2030 | 2035 | 2040
BM | 144.8 | 144.8 | 144.8 | 144.8 | 144.8 | 144.8
CC | 186.89 | 186.89 | 186.89 | 186.89 | 186.89 | 0
CSP | 0 | 0 | 0 | 0 | 0 | 0
CT | 41.8 | 41.8 | 41.8 | 41.8 | 0 | 0
Coal | 0 | 0 | 0 | 0 | 0 | 0
Geo | 0 | 0 | 0 | 0 | 0 | 0
H | 0 | 0 | 0 | 0 | 346.46 | 861.81
LFG | 5.12 | 5.12 | 5.12 | 5.12 | 0 | 0.17
Nuc | 0 | 0 | 0 | 0 | 0 | 0
PS | 0 | 0 | 0 | 0 | 0 | 0
PV | 539.74 | 539.74 | 539.74 | 539.74 | 0 | 0
PeakG | 0 | 0 | 0 | 0 | 0 | 0
PeakO | 0 | 0 | 0 | 0 | 0 | 0
ST | 0 | 0 | 0 | 0 | 0 | 0
STOG | 0 | 0 | 0 | 0 | 0 | 0
STWD | 0 | 0 | 0 | 0 | 0 | 0
WT | 747.62 | 747.62 | 747.62 | 747.62 | 0 | 0
IGCC | 0 | 0 | 0 | 0 | 0 | 0
DemandResponse | 0 | 0 | 0 | 0 | 0 | 0
IGCC-CCS | 0 | 0 | 0 | 0 | 0 | 0
WT_off | 0 | 0 | 0 | 0 | 0 | 0
PseudoUnit | 0 | 0 | 0 | 0 | 0 | 0
FixedInterchange | 0 | 0 | 0 | 0 | 0 | 0
Levelized Capital Costs by Reporting Type: EI
ReportingType | 2015 | 2020 | 2025 | 2030 | 2035 | 2040
BM | 469.76 | 523.22 | 620.29 | 634.58 | 634.58 | 555.48
CC | 3213.45 | 3268.33 | 3268.33 | 3280.56 | 3700.93 | 970.48
CSP | 0 | 0 | 0 | 0 | 0 | 0
CT | 393.3 | 417.02 | 417.02 | 413.17 | 23.72 | 0
Coal | 2318.08 | 2318.08 | 2318.08 | 2318.08 | 3268.31 | 6689.89
Geo | 0 | 0 | 0 | 0 | 0 | 0
H | 0 | 0 | 165.8 | 166.13 | 512.59 | 1027.94
LFG | 35.02 | 136.94 | 499.73 | 634.62 | 609.02 | 507.27
Nuc | 684.91 | 3259.17 | 3259.17 | 3259.17 | 3259.17 | 3259.17
PS | 0 | 0 | 0 | 0 | 0 | 0
PV | 567.88 | 1260.31 | 1542.61 | 1584.34 | 1019.19 | 331.01
PeakG | 0 | 0 | 0 | 0 | 0 | 0
PeakO | 0 | 0 | 0 | 0 | 0 | 0
ST | 0 | 0 | 0 | 0 | 0 | 0
STOG | 0 | 0 | 0 | 0 | 0 | 0
STWD | 0 | 0 | 0 | 0 | 0 | 0
WT | 5337.61 | 7457 | 8319.88 | 7543.4 | 6228.47 | 4304.68
IGCC | 215.26 | 215.26 | 215.26 | 215.26 | 215.26 | 215.26
DemandResponse | 0 | 0 | 0 | 0 | 0 | 0
IGCC-CCS | 0 | 0 | 0 | 0 | 0 | 0
WT_off | 283.77 | 283.77 | 824.12 | 824.12 | 540.35 | 540.35
PseudoUnit | 0 | 0 | 0 | 0 | 0 | 0
FixedInterchange | 0 | 0 | 0 | 0 | 0 | 0
Levelized Capital Costs by Reporting Type: Outside_EI
ReportingType | 2015 | 2020 | 2025 | 2030 | 2035 | 2040
BM | 71.48 | 71.48 | 71.48 | 71.48 | 71.48 | 71.48
CC | 403.26 | 423.56 | 443.89 | 473.62 | 513.97 | 279.45
CSP | 0 | 0 | 0 | 0 | 0 | 0
CT | 147.45 | 147.45 | 147.45 | 147.45 | 104.74 | 226.81
Coal | 796.63 | 796.63 | 796.63 | 796.63 | 1139.1 | 2484.85
Geo | 39.14 | 592.1 | 1725.95 | 1721.21 | 1696.33 | 1143.37
H | 0 | 0 | 0 | 0 | 0 | 0
LFG | 7.39 | 320.37 | 384.14 | 383.91 | 376.75 | 63.77
Nuc | 0 | 0 | 0 | 0 | 0 | 0
PS | 0 | 0 | 0 | 0 | 0 | 0
PV | 44.56 | 44.56 | 44.56 | 44.56 | 0 | 0
PeakG | 0 | 0 | 0 | 0 | 0 | 0
PeakO | 0 | 0 | 0 | 0 | 0 | 0
ST | 306.59 | 544.33 | 610.04 | 556.98 | 315.53 | 77.79
STOG | 0 | 0 | 0 | 0 | 0 | 0
STWD | 0 | 0 | 0 | 0 | 0 | 0
WT | 761.07 | 1594.77 | 1594.77 | 1608.66 | 1057.66 | 2955.7
IGCC | 0 | 0 | 0 | 0 | 0 | 0
DemandResponse | 0 | 0 | 0 | 0 | 0 | 0
IGCC-CCS | 0 | 0 | 0 | 0 | 0 | 0
WT_off | 0 | 0 | 0 | 0 | 0 | 0
PseudoUnit | 0 | 0 | 0 | 0 | 0 | 0
FixedInterchange | 0 | 0 | 0 | 0 | 0 | 0
#13 | Levelized Retrofit Capital Costs ($million)
Levelized Retrofit Capital Costs by Reporting Type: Entergy
ReportingType | 2015 | 2020 | 2025 | 2030 | 2035 | 2040
BM | 0 | 0 | 0 | 0 | 0 | 0
CC | 0 | 0 | 0 | 0 | 0 | 0
CSP | 0 | 0 | 0 | 0 | 0 | 0
CT | 0 | 0 | 0 | 0 | 0 | 0
Coal | 0 | 342.34 | 342.34 | 0 | 0 | 0
Geo | 0 | 0 | 0 | 0 | 0 | 0
H | 0 | 0 | 0 | 0 | 0 | 0
LFG | 0 | 0 | 0 | 0 | 0 | 0
Nuc | 0 | 0 | 0 | 0 | 0 | 0
PS | 0 | 0 | 0 | 0 | 0 | 0
PV | 0 | 0 | 0 | 0 | 0 | 0
PeakG | 0 | 0 | 0 | 0 | 0 | 0
PeakO | 0 | 0 | 0 | 0 | 0 | 0
ST | 0 | 0 | 0 | 0 | 0 | 0
STOG | 0 | 0 | 0 | 0 | 0 | 0
STWD | 0 | 0 | 0 | 0 | 0 | 0
WT | 0 | 0 | 0 | 0 | 0 | 0
IGCC | 0 | 0 | 0 | 0 | 0 | 0
DemandResponse | 0 | 0 | 0 | 0 | 0 | 0
IGCC-CCS | 0 | 0 | 0 | 0 | 0 | 0
WT_off | 0 | 0 | 0 | 0 | 0 | 0
PseudoUnit | 0 | 0 | 0 | 0 | 0 | 0
FixedInterchange | 0 | 0 | 0 | 0 | 0 | 0
Levelized Retrofit Capital Costs by Reporting Type: FRCC
ReportingType | 2015 | 2020 | 2025 | 2030 | 2035 | 2040
BM | 0 | 0 | 0 | 0 | 0 | 0
CC | 0 | 0 | 0 | 0 | 0 | 0
CSP | 0 | 0 | 0 | 0 | 0 | 0
CT | 0 | 0 | 0 | 0 | 0 | 0
Coal | 73.1 | 90.37 | 90.37 | 0 | 0 | 0
Geo | 0 | 0 | 0 | 0 | 0 | 0
H | 0 | 0 | 0 | 0 | 0 | 0
LFG | 0 | 0 | 0 | 0 | 0 | 0
Nuc | 0 | 0 | 0 | 0 | 0 | 0
PS | 0 | 0 | 0 | 0 | 0 | 0
PV | 0 | 0 | 0 | 0 | 0 | 0
PeakG | 0 | 0 | 0 | 0 | 0 | 0
PeakO | 0 | 0 | 0 | 0 | 0 | 0
ST | 0 | 0 | 0 | 0 | 0 | 0
STOG | 0 | 0 | 0 | 0 | 0 | 0
STWD | 0 | 0 | 0 | 0 | 0 | 0
WT | 0 | 0 | 0 | 0 | 0 | 0
IGCC | 0 | 0 | 0 | 0 | 0 | 0
DemandResponse | 0 | 0 | 0 | 0 | 0 | 0
IGCC-CCS | 0 | 0 | 0 | 0 | 0 | 0
WT_off | 0 | 0 | 0 | 0 | 0 | 0
PseudoUnit | 0 | 0 | 0 | 0 | 0 | 0
FixedInterchange | 0 | 0 | 0 | 0 | 0 | 0
Levelized Retrofit Capital Costs by Reporting Type: MAPP_US
ReportingType | 2015 | 2020 | 2025 | 2030 | 2035 | 2040
BM | 0 | 0 | 0 | 0 | 0 | 0
CC | 0 | 0 | 0 | 0 | 0 | 0
CSP | 0 | 0 | 0 | 0 | 0 | 0
CT | 0 | 0 | 0 | 0 | 0 | 0
Coal | 22.36 | 41.43 | 19.07 | 0 | 0 | 0
Geo | 0 | 0 | 0 | 0 | 0 | 0
H | 0 | 0 | 0 | 0 | 0 | 0
LFG | 0 | 0 | 0 | 0 | 0 | 0
Nuc | 0 | 0 | 0 | 0 | 0 | 0
PS | 0 | 0 | 0 | 0 | 0 | 0
PV | 0 | 0 | 0 | 0 | 0 | 0
PeakG | 0 | 0 | 0 | 0 | 0 | 0
PeakO | 0 | 0 | 0 | 0 | 0 | 0
ST | 0 | 0 | 0 | 0 | 0 | 0
STOG | 0 | 0 | 0 | 0 | 0 | 0
STWD | 0 | 0 | 0 | 0 | 0 | 0
WT | 0 | 0 | 0 | 0 | 0 | 0
IGCC | 0 | 0 | 0 | 0 | 0 | 0
DemandResponse | 0 | 0 | 0 | 0 | 0 | 0
IGCC-CCS | 0 | 0 | 0 | 0 | 0 | 0
WT_off | 0 | 0 | 0 | 0 | 0 | 0
PseudoUnit | 0 | 0 | 0 | 0 | 0 | 0
FixedInterchange | 0 | 0 | 0 | 0 | 0 | 0
Levelized Retrofit Capital Costs by Reporting Type: MISO_IN
ReportingType | 2015 | 2020 | 2025 | 2030 | 2035 | 2040
BM | 0 | 0 | 0 | 0 | 0 | 0
CC | 0 | 0 | 0 | 0 | 0 | 0
CSP | 0 | 0 | 0 | 0 | 0 | 0
CT | 0 | 0 | 0 | 0 | 0 | 0
Coal | 0 | 209.54 | 209.54 | 0 | 0 | 0
Geo | 0 | 0 | 0 | 0 | 0 | 0
H | 0 | 0 | 0 | 0 | 0 | 0
LFG | 0 | 0 | 0 | 0 | 0 | 0
Nuc | 0 | 0 | 0 | 0 | 0 | 0
PS | 0 | 0 | 0 | 0 | 0 | 0
PV | 0 | 0 | 0 | 0 | 0 | 0
PeakG | 0 | 0 | 0 | 0 | 0 | 0
PeakO | 0 | 0 | 0 | 0 | 0 | 0
ST | 0 | 0 | 0 | 0 | 0 | 0
STOG | 0 | 0 | 0 | 0 | 0 | 0
STWD | 0 | 0 | 0 | 0 | 0 | 0
WT | 0 | 0 | 0 | 0 | 0 | 0
IGCC | 0 | 0 | 0 | 0 | 0 | 0
DemandResponse | 0 | 0 | 0 | 0 | 0 | 0
IGCC-CCS | 0 | 0 | 0 | 0 | 0 | 0
WT_off | 0 | 0 | 0 | 0 | 0 | 0
PseudoUnit | 0 | 0 | 0 | 0 | 0 | 0
FixedInterchange | 0 | 0 | 0 | 0 | 0 | 0
Levelized Retrofit Capital Costs by Reporting Type: MISO_MI
ReportingType | 2015 | 2020 | 2025 | 2030 | 2035 | 2040
BM | 0 | 0 | 0 | 0 | 0 | 0
CC | 0 | 0 | 0 | 0 | 0 | 0
CSP | 0 | 0 | 0 | 0 | 0 | 0
CT | 0 | 0 | 0 | 0 | 0 | 0
Coal | 15.14 | 292.14 | 277 | 0 | 0 | 0
Geo | 0 | 0 | 0 | 0 | 0 | 0
H | 0 | 0 | 0 | 0 | 0 | 0
LFG | 0 | 0 | 0 | 0 | 0 | 0
Nuc | 0 | 0 | 0 | 0 | 0 | 0
PS | 0 | 0 | 0 | 0 | 0 | 0
PV | 0 | 0 | 0 | 0 | 0 | 0
PeakG | 0 | 0 | 0 | 0 | 0 | 0
PeakO | 0 | 0 | 0 | 0 | 0 | 0
ST | 0 | 0 | 0 | 0 | 0 | 0
STOG | 0 | 0 | 0 | 0 | 0 | 0
STWD | 0 | 0 | 0 | 0 | 0 | 0
WT | 0 | 0 | 0 | 0 | 0 | 0
IGCC | 0 | 0 | 0 | 0 | 0 | 0
DemandResponse | 0 | 0 | 0 | 0 | 0 | 0
IGCC-CCS | 0 | 0 | 0 | 0 | 0 | 0
WT_off | 0 | 0 | 0 | 0 | 0 | 0
PseudoUnit | 0 | 0 | 0 | 0 | 0 | 0
FixedInterchange | 0 | 0 | 0 | 0 | 0 | 0
Levelized Retrofit Capital Costs by Reporting Type: MISO_MO-IL
ReportingType | 2015 | 2020 | 2025 | 2030 | 2035 | 2040
BM | 0 | 0 | 0 | 0 | 0 | 0
CC | 0 | 0 | 0 | 0 | 0 | 0
CSP | 0 | 0 | 0 | 0 | 0 | 0
CT | 0 | 0 | 0 | 0 | 0 | 0
Coal | 9.29 | 292.42 | 292.42 | 0 | 0 | 0
Geo | 0 | 0 | 0 | 0 | 0 | 0
H | 0 | 0 | 0 | 0 | 0 | 0
LFG | 0 | 0 | 0 | 0 | 0 | 0
Nuc | 0 | 0 | 0 | 0 | 0 | 0
PS | 0 | 0 | 0 | 0 | 0 | 0
PV | 0 | 0 | 0 | 0 | 0 | 0
PeakG | 0 | 0 | 0 | 0 | 0 | 0
PeakO | 0 | 0 | 0 | 0 | 0 | 0
ST | 0 | 0 | 0 | 0 | 0 | 0
STOG | 0 | 0 | 0 | 0 | 0 | 0
STWD | 0 | 0 | 0 | 0 | 0 | 0
WT | 0 | 0 | 0 | 0 | 0 | 0
IGCC | 0 | 0 | 0 | 0 | 0 | 0
DemandResponse | 0 | 0 | 0 | 0 | 0 | 0
IGCC-CCS | 0 | 0 | 0 | 0 | 0 | 0
WT_off | 0 | 0 | 0 | 0 | 0 | 0
PseudoUnit | 0 | 0 | 0 | 0 | 0 | 0
FixedInterchange | 0 | 0 | 0 | 0 | 0 | 0
Levelized Retrofit Capital Costs by Reporting Type: MISO_W
ReportingType | 2015 | 2020 | 2025 | 2030 | 2035 | 2040
BM | 0 | 0 | 0 | 0 | 0 | 0
CC | 0 | 0 | 0 | 0 | 0 | 0
CSP | 0 | 0 | 0 | 0 | 0 | 0
CT | 0 | 0 | 0 | 0 | 0 | 0
Coal | 26.68 | 276.64 | 276.64 | 0 | 0 | 0
Geo | 0 | 0 | 0 | 0 | 0 | 0
H | 0 | 0 | 0 | 0 | 0 | 0
LFG | 0 | 0 | 0 | 0 | 0 | 0
Nuc | 0 | 0 | 0 | 0 | 0 | 0
PS | 0 | 0 | 0 | 0 | 0 | 0
PV | 0 | 0 | 0 | 0 | 0 | 0
PeakG | 0 | 0 | 0 | 0 | 0 | 0
PeakO | 0 | 0 | 0 | 0 | 0 | 0
ST | 0 | 0 | 0 | 0 | 0 | 0
STOG | 0 | 0 | 0 | 0 | 0 | 0
STWD | 0 | 0 | 0 | 0 | 0 | 0
WT | 0 | 0 | 0 | 0 | 0 | 0
IGCC | 0 | 0 | 0 | 0 | 0 | 0
DemandResponse | 0 | 0 | 0 | 0 | 0 | 0
IGCC-CCS | 0 | 0 | 0 | 0 | 0 | 0
WT_off | 0 | 0 | 0 | 0 | 0 | 0
PseudoUnit | 0 | 0 | 0 | 0 | 0 | 0
FixedInterchange | 0 | 0 | 0 | 0 | 0 | 0
Levelized Retrofit Capital Costs by Reporting Type: MISO_WUMS
ReportingType | 2015 | 2020 | 2025 | 2030 | 2035 | 2040
BM | 0 | 0 | 0 | 0 | 0 | 0
CC | 0 | 0 | 0 | 0 | 0 | 0
CSP | 0 | 0 | 0 | 0 | 0 | 0
CT | 0 | 0 | 0 | 0 | 0 | 0
Coal | 197.26 | 209.85 | 36.58 | 0 | 0 | 0
Geo | 0 | 0 | 0 | 0 | 0 | 0
H | 0 | 0 | 0 | 0 | 0 | 0
LFG | 0 | 0 | 0 | 0 | 0 | 0
Nuc | 0 | 0 | 0 | 0 | 0 | 0
PS | 0 | 0 | 0 | 0 | 0 | 0
PV | 0 | 0 | 0 | 0 | 0 | 0
PeakG | 0 | 0 | 0 | 0 | 0 | 0
PeakO | 0 | 0 | 0 | 0 | 0 | 0
ST | 0 | 0 | 0 | 0 | 0 | 0
STOG | 0 | 0 | 0 | 0 | 0 | 0
STWD | 0 | 0 | 0 | 0 | 0 | 0
WT | 0 | 0 | 0 | 0 | 0 | 0
IGCC | 0 | 0 | 0 | 0 | 0 | 0
DemandResponse | 0 | 0 | 0 | 0 | 0 | 0
IGCC-CCS | 0 | 0 | 0 | 0 | 0 | 0
WT_off | 0 | 0 | 0 | 0 | 0 | 0
PseudoUnit | 0 | 0 | 0 | 0 | 0 | 0
FixedInterchange | 0 | 0 | 0 | 0 | 0 | 0
Levelized Retrofit Capital Costs by Reporting Type: Nebraska
ReportingType | 2015 | 2020 | 2025 | 2030 | 2035 | 2040
BM | 0 | 0 | 0 | 0 | 0 | 0
CC | 0 | 0 | 0 | 0 | 0 | 0
CSP | 0 | 0 | 0 | 0 | 0 | 0
CT | 0 | 0 | 0 | 0 | 0 | 0
Coal | 0 | 187.72 | 187.72 | 0 | 0 | 0
Geo | 0 | 0 | 0 | 0 | 0 | 0
H | 0 | 0 | 0 | 0 | 0 | 0
LFG | 0 | 0 | 0 | 0 | 0 | 0
Nuc | 0 | 0 | 0 | 0 | 0 | 0
PS | 0 | 0 | 0 | 0 | 0 | 0
PV | 0 | 0 | 0 | 0 | 0 | 0
PeakG | 0 | 0 | 0 | 0 | 0 | 0
PeakO | 0 | 0 | 0 | 0 | 0 | 0
ST | 0 | 0 | 0 | 0 | 0 | 0
STOG | 0 | 0 | 0 | 0 | 0 | 0
STWD | 0 | 0 | 0 | 0 | 0 | 0
WT | 0 | 0 | 0 | 0 | 0 | 0
IGCC | 0 | 0 | 0 | 0 | 0 | 0
DemandResponse | 0 | 0 | 0 | 0 | 0 | 0
IGCC-CCS | 0 | 0 | 0 | 0 | 0 | 0
WT_off | 0 | 0 | 0 | 0 | 0 | 0
PseudoUnit | 0 | 0 | 0 | 0 | 0 | 0
FixedInterchange | 0 | 0 | 0 | 0 | 0 | 0
Levelized Retrofit Capital Costs by Reporting Type: NEISO
ReportingType | 2015 | 2020 | 2025 | 2030 | 2035 | 2040
BM | 0 | 0 | 0 | 0 | 0 | 0
CC | 0 | 0 | 0 | 0 | 0 | 0
CSP | 0 | 0 | 0 | 0 | 0 | 0
CT | 0 | 0 | 0 | 0 | 0 | 0
Coal | 29.15 | 29.15 | 0 | 0 | 0 | 0
Geo | 0 | 0 | 0 | 0 | 0 | 0
H | 0 | 0 | 0 | 0 | 0 | 0
LFG | 0 | 0 | 0 | 0 | 0 | 0
Nuc | 0 | 0 | 0 | 0 | 0 | 0
PS | 0 | 0 | 0 | 0 | 0 | 0
PV | 0 | 0 | 0 | 0 | 0 | 0
PeakG | 0 | 0 | 0 | 0 | 0 | 0
PeakO | 0 | 0 | 0 | 0 | 0 | 0
ST | 0 | 0 | 0 | 0 | 0 | 0
STOG | 0 | 0 | 0 | 0 | 0 | 0
STWD | 0 | 0 | 0 | 0 | 0 | 0
WT | 0 | 0 | 0 | 0 | 0 | 0
IGCC | 0 | 0 | 0 | 0 | 0 | 0
DemandResponse | 0 | 0 | 0 | 0 | 0 | 0
IGCC-CCS | 0 | 0 | 0 | 0 | 0 | 0
WT_off | 0 | 0 | 0 | 0 | 0 | 0
PseudoUnit | 0 | 0 | 0 | 0 | 0 | 0
FixedInterchange | 0 | 0 | 0 | 0 | 0 | 0
Levelized Retrofit Capital Costs by Reporting Type: NonRTO_Midwest
ReportingType | 2015 | 2020 | 2025 | 2030 | 2035 | 2040
BM | 0 | 0 | 0 | 0 | 0 | 0
CC | 0 | 0 | 0 | 0 | 0 | 0
CSP | 0 | 0 | 0 | 0 | 0 | 0
CT | 0 | 0 | 0 | 0 | 0 | 0
Coal | 165.72 | 240.71 | 102.69 | 0 | 0 | 0
Geo | 0 | 0 | 0 | 0 | 0 | 0
H | 0 | 0 | 0 | 0 | 0 | 0
LFG | 0 | 0 | 0 | 0 | 0 | 0
Nuc | 0 | 0 | 0 | 0 | 0 | 0
PS | 0 | 0 | 0 | 0 | 0 | 0
PV | 0 | 0 | 0 | 0 | 0 | 0
PeakG | 0 | 0 | 0 | 0 | 0 | 0
PeakO | 0 | 0 | 0 | 0 | 0 | 0
ST | 0 | 0 | 0 | 0 | 0 | 0
STOG | 0 | 0 | 0 | 0 | 0 | 0
STWD | 0 | 0 | 0 | 0 | 0 | 0
WT | 0 | 0 | 0 | 0 | 0 | 0
IGCC | 0 | 0 | 0 | 0 | 0 | 0
DemandResponse | 0 | 0 | 0 | 0 | 0 | 0
IGCC-CCS | 0 | 0 | 0 | 0 | 0 | 0
WT_off | 0 | 0 | 0 | 0 | 0 | 0
PseudoUnit | 0 | 0 | 0 | 0 | 0 | 0
FixedInterchange | 0 | 0 | 0 | 0 | 0 | 0
Levelized Retrofit Capital Costs by Reporting Type: NYISO_A-F
ReportingType | 2015 | 2020 | 2025 | 2030 | 2035 | 2040
BM | 0 | 0 | 0 | 0 | 0 | 0
CC | 0 | 0 | 0 | 0 | 0 | 0
CSP | 0 | 0 | 0 | 0 | 0 | 0
CT | 0 | 0 | 0 | 0 | 0 | 0
Coal | 0 | 0 | 0 | 0 | 0 | 0
Geo | 0 | 0 | 0 | 0 | 0 | 0
H | 0 | 0 | 0 | 0 | 0 | 0
LFG | 0 | 0 | 0 | 0 | 0 | 0
Nuc | 0 | 0 | 0 | 0 | 0 | 0
PS | 0 | 0 | 0 | 0 | 0 | 0
PV | 0 | 0 | 0 | 0 | 0 | 0
PeakG | 0 | 0 | 0 | 0 | 0 | 0
PeakO | 0 | 0 | 0 | 0 | 0 | 0
ST | 0 | 0 | 0 | 0 | 0 | 0
STOG | 0 | 0 | 0 | 0 | 0 | 0
STWD | 0 | 0 | 0 | 0 | 0 | 0
WT | 0 | 0 | 0 | 0 | 0 | 0
IGCC | 0 | 0 | 0 | 0 | 0 | 0
DemandResponse | 0 | 0 | 0 | 0 | 0 | 0
IGCC-CCS | 0 | 0 | 0 | 0 | 0 | 0
WT_off | 0 | 0 | 0 | 0 | 0 | 0
PseudoUnit | 0 | 0 | 0 | 0 | 0 | 0
FixedInterchange | 0 | 0 | 0 | 0 | 0 | 0
Levelized Retrofit Capital Costs by Reporting Type: NYISO_G-I
ReportingType | 2015 | 2020 | 2025 | 2030 | 2035 | 2040
BM | 0 | 0 | 0 | 0 | 0 | 0
CC | 0 | 0 | 0 | 0 | 0 | 0
CSP | 0 | 0 | 0 | 0 | 0 | 0
CT | 0 | 0 | 0 | 0 | 0 | 0
Coal | 0 | 0 | 0 | 0 | 0 | 0
Geo | 0 | 0 | 0 | 0 | 0 | 0
H | 0 | 0 | 0 | 0 | 0 | 0
LFG | 0 | 0 | 0 | 0 | 0 | 0
Nuc | 0 | 0 | 0 | 0 | 0 | 0
PS | 0 | 0 | 0 | 0 | 0 | 0
PV | 0 | 0 | 0 | 0 | 0 | 0
PeakG | 0 | 0 | 0 | 0 | 0 | 0
PeakO | 0 | 0 | 0 | 0 | 0 | 0
ST | 0 | 0 | 0 | 0 | 0 | 0
STOG | 0 | 0 | 0 | 0 | 0 | 0
STWD | 0 | 0 | 0 | 0 | 0 | 0
WT | 0 | 0 | 0 | 0 | 0 | 0
IGCC | 0 | 0 | 0 | 0 | 0 | 0
DemandResponse | 0 | 0 | 0 | 0 | 0 | 0
IGCC-CCS | 0 | 0 | 0 | 0 | 0 | 0
WT_off | 0 | 0 | 0 | 0 | 0 | 0
PseudoUnit | 0 | 0 | 0 | 0 | 0 | 0
FixedInterchange | 0 | 0 | 0 | 0 | 0 | 0
Levelized Retrofit Capital Costs by Reporting Type: NYISO_J-K
ReportingType | 2015 | 2020 | 2025 | 2030 | 2035 | 2040
BM | 0 | 0 | 0 | 0 | 0 | 0
CC | 0 | 0 | 0 | 0 | 0 | 0
CSP | 0 | 0 | 0 | 0 | 0 | 0
CT | 0 | 0 | 0 | 0 | 0 | 0
Coal | 0 | 0 | 0 | 0 | 0 | 0
Geo | 0 | 0 | 0 | 0 | 0 | 0
H | 0 | 0 | 0 | 0 | 0 | 0
LFG | 0 | 0 | 0 | 0 | 0 | 0
Nuc | 0 | 0 | 0 | 0 | 0 | 0
PS | 0 | 0 | 0 | 0 | 0 | 0
PV | 0 | 0 | 0 | 0 | 0 | 0
PeakG | 0 | 0 | 0 | 0 | 0 | 0
PeakO | 0 | 0 | 0 | 0 | 0 | 0
ST | 0 | 0 | 0 | 0 | 0 | 0
STOG | 0 | 0 | 0 | 0 | 0 | 0
STWD | 0 | 0 | 0 | 0 | 0 | 0
WT | 0 | 0 | 0 | 0 | 0 | 0
IGCC | 0 | 0 | 0 | 0 | 0 | 0
DemandResponse | 0 | 0 | 0 | 0 | 0 | 0
IGCC-CCS | 0 | 0 | 0 | 0 | 0 | 0
WT_off | 0 | 0 | 0 | 0 | 0 | 0
PseudoUnit | 0 | 0 | 0 | 0 | 0 | 0
FixedInterchange | 0 | 0 | 0 | 0 | 0 | 0
Levelized Retrofit Capital Costs by Reporting Type: PJM_E
ReportingType | 2015 | 2020 | 2025 | 2030 | 2035 | 2040
BM | 0 | 0 | 0 | 0 | 0 | 0
CC | 0 | 0 | 0 | 0 | 0 | 0
CSP | 0 | 0 | 0 | 0 | 0 | 0
CT | 0 | 0 | 0 | 0 | 0 | 0
Coal | 22.45 | 22.45 | 0 | 0 | 0 | 0
Geo | 0 | 0 | 0 | 0 | 0 | 0
H | 0 | 0 | 0 | 0 | 0 | 0
LFG | 0 | 0 | 0 | 0 | 0 | 0
Nuc | 0 | 0 | 0 | 0 | 0 | 0
PS | 0 | 0 | 0 | 0 | 0 | 0
PV | 0 | 0 | 0 | 0 | 0 | 0
PeakG | 0 | 0 | 0 | 0 | 0 | 0
PeakO | 0 | 0 | 0 | 0 | 0 | 0
ST | 0 | 0 | 0 | 0 | 0 | 0
STOG | 0 | 0 | 0 | 0 | 0 | 0
STWD | 0 | 0 | 0 | 0 | 0 | 0
WT | 0 | 0 | 0 | 0 | 0 | 0
IGCC | 0 | 0 | 0 | 0 | 0 | 0
DemandResponse | 0 | 0 | 0 | 0 | 0 | 0
IGCC-CCS | 0 | 0 | 0 | 0 | 0 | 0
WT_off | 0 | 0 | 0 | 0 | 0 | 0
PseudoUnit | 0 | 0 | 0 | 0 | 0 | 0
FixedInterchange | 0 | 0 | 0 | 0 | 0 | 0
Levelized Retrofit Capital Costs by Reporting Type: PJM_ROM
ReportingType | 2015 | 2020 | 2025 | 2030 | 2035 | 2040
BM | 0 | 0 | 0 | 0 | 0 | 0
CC | 0 | 0 | 0 | 0 | 0 | 0
CSP | 0 | 0 | 0 | 0 | 0 | 0
CT | 0 | 0 | 0 | 0 | 0 | 0
Coal | 14.63 | 146.45 | 146.45 | 0 | 0 | 0
Geo | 0 | 0 | 0 | 0 | 0 | 0
H | 0 | 0 | 0 | 0 | 0 | 0
LFG | 0 | 0 | 0 | 0 | 0 | 0
Nuc | 0 | 0 | 0 | 0 | 0 | 0
PS | 0 | 0 | 0 | 0 | 0 | 0
PV | 0 | 0 | 0 | 0 | 0 | 0
PeakG | 0 | 0 | 0 | 0 | 0 | 0
PeakO | 0 | 0 | 0 | 0 | 0 | 0
ST | 0 | 0 | 0 | 0 | 0 | 0
STOG | 0 | 0 | 0 | 0 | 0 | 0
STWD | 0 | 0 | 0 | 0 | 0 | 0
WT | 0 | 0 | 0 | 0 | 0 | 0
IGCC | 0 | 0 | 0 | 0 | 0 | 0
DemandResponse | 0 | 0 | 0 | 0 | 0 | 0
IGCC-CCS | 0 | 0 | 0 | 0 | 0 | 0
WT_off | 0 | 0 | 0 | 0 | 0 | 0
PseudoUnit | 0 | 0 | 0 | 0 | 0 | 0
FixedInterchange | 0 | 0 | 0 | 0 | 0 | 0
Levelized Retrofit Capital Costs by Reporting Type: PJM_ROR
ReportingType | 2015 | 2020 | 2025 | 2030 | 2035 | 2040
BM | 0 | 0 | 0 | 0 | 0 | 0
CC | 0 | 0 | 0 | 0 | 0 | 0
CSP | 0 | 0 | 0 | 0 | 0 | 0
CT | 0 | 0 | 0 | 0 | 0 | 0
Coal | 46.99 | 706.98 | 706.98 | 0 | 0 | 0
Geo | 0 | 0 | 0 | 0 | 0 | 0
H | 0 | 0 | 0 | 0 | 0 | 0
LFG | 0 | 0 | 0 | 0 | 0 | 0
Nuc | 0 | 0 | 0 | 0 | 0 | 0
PS | 0 | 0 | 0 | 0 | 0 | 0
PV | 0 | 0 | 0 | 0 | 0 | 0
PeakG | 0 | 0 | 0 | 0 | 0 | 0
PeakO | 0 | 0 | 0 | 0 | 0 | 0
ST | 0 | 0 | 0 | 0 | 0 | 0
STOG | 0 | 0 | 0 | 0 | 0 | 0
STWD | 0 | 0 | 0 | 0 | 0 | 0
WT | 0 | 0 | 0 | 0 | 0 | 0
IGCC | 0 | 0 | 0 | 0 | 0 | 0
DemandResponse | 0 | 0 | 0 | 0 | 0 | 0
IGCC-CCS | 0 | 0 | 0 | 0 | 0 | 0
WT_off | 0 | 0 | 0 | 0 | 0 | 0
PseudoUnit | 0 | 0 | 0 | 0 | 0 | 0
FixedInterchange | 0 | 0 | 0 | 0 | 0 | 0
Levelized Retrofit Capital Costs by Reporting Type: SOCO
ReportingType | 2015 | 2020 | 2025 | 2030 | 2035 | 2040
BM | 0 | 0 | 0 | 0 | 0 | 0
CC | 0 | 0 | 0 | 0 | 0 | 0
CSP | 0 | 0 | 0 | 0 | 0 | 0
CT | 0 | 0 | 0 | 0 | 0 | 0
Coal | 400.34 | 550.7 | 150.36 | 0 | 0 | 0
Geo | 0 | 0 | 0 | 0 | 0 | 0
H | 0 | 0 | 0 | 0 | 0 | 0
LFG | 0 | 0 | 0 | 0 | 0 | 0
Nuc | 0 | 0 | 0 | 0 | 0 | 0
PS | 0 | 0 | 0 | 0 | 0 | 0
PV | 0 | 0 | 0 | 0 | 0 | 0
PeakG | 0 | 0 | 0 | 0 | 0 | 0
PeakO | 0 | 0 | 0 | 0 | 0 | 0
ST | 0 | 0 | 0 | 0 | 0 | 0
STOG | 0 | 0 | 0 | 0 | 0 | 0
STWD | 0 | 0 | 0 | 0 | 0 | 0
WT | 0 | 0 | 0 | 0 | 0 | 0
IGCC | 0 | 0 | 0 | 0 | 0 | 0
DemandResponse | 0 | 0 | 0 | 0 | 0 | 0
IGCC-CCS | 0 | 0 | 0 | 0 | 0 | 0
WT_off | 0 | 0 | 0 | 0 | 0 | 0
PseudoUnit | 0 | 0 | 0 | 0 | 0 | 0
FixedInterchange | 0 | 0 | 0 | 0 | 0 | 0
Levelized Retrofit Capital Costs by Reporting Type: SPP_N
ReportingType | 2015 | 2020 | 2025 | 2030 | 2035 | 2040
BM | 0 | 0 | 0 | 0 | 0 | 0
CC | 0 | 0 | 0 | 0 | 0 | 0
CSP | 0 | 0 | 0 | 0 | 0 | 0
CT | 0 | 0 | 0 | 0 | 0 | 0
Coal | 0 | 120.71 | 120.71 | 0 | 0 | 0
Geo | 0 | 0 | 0 | 0 | 0 | 0
H | 0 | 0 | 0 | 0 | 0 | 0
LFG | 0 | 0 | 0 | 0 | 0 | 0
Nuc | 0 | 0 | 0 | 0 | 0 | 0
PS | 0 | 0 | 0 | 0 | 0 | 0
PV | 0 | 0 | 0 | 0 | 0 | 0
PeakG | 0 | 0 | 0 | 0 | 0 | 0
PeakO | 0 | 0 | 0 | 0 | 0 | 0
ST | 0 | 0 | 0 | 0 | 0 | 0
STOG | 0 | 0 | 0 | 0 | 0 | 0
STWD | 0 | 0 | 0 | 0 | 0 | 0
WT | 0 | 0 | 0 | 0 | 0 | 0
IGCC | 0 | 0 | 0 | 0 | 0 | 0
DemandResponse | 0 | 0 | 0 | 0 | 0 | 0
IGCC-CCS | 0 | 0 | 0 | 0 | 0 | 0
WT_off | 0 | 0 | 0 | 0 | 0 | 0
PseudoUnit | 0 | 0 | 0 | 0 | 0 | 0
FixedInterchange | 0 | 0 | 0 | 0 | 0 | 0
Levelized Retrofit Capital Costs by Reporting Type: SPP_S
ReportingType | 2015 | 2020 | 2025 | 2030 | 2035 | 2040
BM | 0 | 0 | 0 | 0 | 0 | 0
CC | 0 | 0 | 0 | 0 | 0 | 0
CSP | 0 | 0 | 0 | 0 | 0 | 0
CT | 0 | 0 | 0 | 0 | 0 | 0
Coal | 0 | 182.27 | 182.27 | 0 | 0 | 0
Geo | 0 | 0 | 0 | 0 | 0 | 0
H | 0 | 0 | 0 | 0 | 0 | 0
LFG | 0 | 0 | 0 | 0 | 0 | 0
Nuc | 0 | 0 | 0 | 0 | 0 | 0
PS | 0 | 0 | 0 | 0 | 0 | 0
PV | 0 | 0 | 0 | 0 | 0 | 0
PeakG | 0 | 0 | 0 | 0 | 0 | 0
PeakO | 0 | 0 | 0 | 0 | 0 | 0
ST | 0 | 0 | 0 | 0 | 0 | 0
STOG | 0 | 0 | 0 | 0 | 0 | 0
STWD | 0 | 0 | 0 | 0 | 0 | 0
WT | 0 | 0 | 0 | 0 | 0 | 0
IGCC | 0 | 0 | 0 | 0 | 0 | 0
DemandResponse | 0 | 0 | 0 | 0 | 0 | 0
IGCC-CCS | 0 | 0 | 0 | 0 | 0 | 0
WT_off | 0 | 0 | 0 | 0 | 0 | 0
PseudoUnit | 0 | 0 | 0 | 0 | 0 | 0
FixedInterchange | 0 | 0 | 0 | 0 | 0 | 0
Levelized Retrofit Capital Costs by Reporting Type: TVA
ReportingType | 2015 | 2020 | 2025 | 2030 | 2035 | 2040
BM | 0 | 0 | 0 | 0 | 0 | 0
CC | 0 | 0 | 0 | 0 | 0 | 0
CSP | 0 | 0 | 0 | 0 | 0 | 0
CT | 0 | 0 | 0 | 0 | 0 | 0
Coal | 0 | 188.6 | 188.6 | 0 | 0 | 0
Geo | 0 | 0 | 0 | 0 | 0 | 0
H | 0 | 0 | 0 | 0 | 0 | 0
LFG | 0 | 0 | 0 | 0 | 0 | 0
Nuc | 0 | 0 | 0 | 0 | 0 | 0
PS | 0 | 0 | 0 | 0 | 0 | 0
PV | 0 | 0 | 0 | 0 | 0 | 0
PeakG | 0 | 0 | 0 | 0 | 0 | 0
PeakO | 0 | 0 | 0 | 0 | 0 | 0
ST | 0 | 0 | 0 | 0 | 0 | 0
STOG | 0 | 0 | 0 | 0 | 0 | 0
STWD | 0 | 0 | 0 | 0 | 0 | 0
WT | 0 | 0 | 0 | 0 | 0 | 0
IGCC | 0 | 0 | 0 | 0 | 0 | 0
DemandResponse | 0 | 0 | 0 | 0 | 0 | 0
IGCC-CCS | 0 | 0 | 0 | 0 | 0 | 0
WT_off | 0 | 0 | 0 | 0 | 0 | 0
PseudoUnit | 0 | 0 | 0 | 0 | 0 | 0
FixedInterchange | 0 | 0 | 0 | 0 | 0 | 0
Levelized Retrofit Capital Costs by Reporting Type: TVA_Transmission
ReportingType | 2015 | 2020 | 2025 | 2030 | 2035 | 2040
BM | 0 | 0 | 0 | 0 | 0 | 0
CC | 0 | 0 | 0 | 0 | 0 | 0
CSP | 0 | 0 | 0 | 0 | 0 | 0
CT | 0 | 0 | 0 | 0 | 0 | 0
Coal | 0 | 0 | 0 | 0 | 0 | 0
Geo | 0 | 0 | 0 | 0 | 0 | 0
H | 0 | 0 | 0 | 0 | 0 | 0
LFG | 0 | 0 | 0 | 0 | 0 | 0
Nuc | 0 | 0 | 0 | 0 | 0 | 0
PS | 0 | 0 | 0 | 0 | 0 | 0
PV | 0 | 0 | 0 | 0 | 0 | 0
PeakG | 0 | 0 | 0 | 0 | 0 | 0
PeakO | 0 | 0 | 0 | 0 | 0 | 0
ST | 0 | 0 | 0 | 0 | 0 | 0
STOG | 0 | 0 | 0 | 0 | 0 | 0
STWD | 0 | 0 | 0 | 0 | 0 | 0
WT | 0 | 0 | 0 | 0 | 0 | 0
IGCC | 0 | 0 | 0 | 0 | 0 | 0
DemandResponse | 0 | 0 | 0 | 0 | 0 | 0
IGCC-CCS | 0 | 0 | 0 | 0 | 0 | 0
WT_off | 0 | 0 | 0 | 0 | 0 | 0
PseudoUnit | 0 | 0 | 0 | 0 | 0 | 0
FixedInterchange | 0 | 0 | 0 | 0 | 0 | 0
Levelized Retrofit Capital Costs by Reporting Type: VACAR
ReportingType | 2015 | 2020 | 2025 | 2030 | 2035 | 2040
BM | 0 | 0 | 0 | 0 | 0 | 0
CC | 0 | 0 | 0 | 0 | 0 | 0
CSP | 0 | 0 | 0 | 0 | 0 | 0
CT | 0 | 0 | 0 | 0 | 0 | 0
Coal | 0 | 110.63 | 110.63 | 0 | 0 | 0
Geo | 0 | 0 | 0 | 0 | 0 | 0
H | 0 | 0 | 0 | 0 | 0 | 0
LFG | 0 | 0 | 0 | 0 | 0 | 0
Nuc | 0 | 0 | 0 | 0 | 0 | 0
PS | 0 | 0 | 0 | 0 | 0 | 0
PV | 0 | 0 | 0 | 0 | 0 | 0
PeakG | 0 | 0 | 0 | 0 | 0 | 0
PeakO | 0 | 0 | 0 | 0 | 0 | 0
ST | 0 | 0 | 0 | 0 | 0 | 0
STOG | 0 | 0 | 0 | 0 | 0 | 0
STWD | 0 | 0 | 0 | 0 | 0 | 0
WT | 0 | 0 | 0 | 0 | 0 | 0
IGCC | 0 | 0 | 0 | 0 | 0 | 0
DemandResponse | 0 | 0 | 0 | 0 | 0 | 0
IGCC-CCS | 0 | 0 | 0 | 0 | 0 | 0
WT_off | 0 | 0 | 0 | 0 | 0 | 0
PseudoUnit | 0 | 0 | 0 | 0 | 0 | 0
FixedInterchange | 0 | 0 | 0 | 0 | 0 | 0
Levelized Retrofit Capital Costs by Reporting Type: IESO
ReportingType | 2015 | 2020 | 2025 | 2030 | 2035 | 2040
BM | 0 | 0 | 0 | 0 | 0 | 0
CC | 0 | 0 | 0 | 0 | 0 | 0
CSP | 0 | 0 | 0 | 0 | 0 | 0
CT | 0 | 0 | 0 | 0 | 0 | 0
Coal | 0 | 0 | 0 | 0 | 0 | 0
Geo | 0 | 0 | 0 | 0 | 0 | 0
H | 0 | 0 | 0 | 0 | 0 | 0
LFG | 0 | 0 | 0 | 0 | 0 | 0
Nuc | 0 | 0 | 0 | 0 | 0 | 0
PS | 0 | 0 | 0 | 0 | 0 | 0
PV | 0 | 0 | 0 | 0 | 0 | 0
PeakG | 0 | 0 | 0 | 0 | 0 | 0
PeakO | 0 | 0 | 0 | 0 | 0 | 0
ST | 0 | 0 | 0 | 0 | 0 | 0
STOG | 0 | 0 | 0 | 0 | 0 | 0
STWD | 0 | 0 | 0 | 0 | 0 | 0
WT | 0 | 0 | 0 | 0 | 0 | 0
IGCC | 0 | 0 | 0 | 0 | 0 | 0
DemandResponse | 0 | 0 | 0 | 0 | 0 | 0
IGCC-CCS | 0 | 0 | 0 | 0 | 0 | 0
WT_off | 0 | 0 | 0 | 0 | 0 | 0
PseudoUnit | 0 | 0 | 0 | 0 | 0 | 0
FixedInterchange | 0 | 0 | 0 | 0 | 0 | 0
Levelized Retrofit Capital Costs by Reporting Type: MAPP_CA
ReportingType | 2015 | 2020 | 2025 | 2030 | 2035 | 2040
BM | 0 | 0 | 0 | 0 | 0 | 0
CC | 0 | 0 | 0 | 0 | 0 | 0
CSP | 0 | 0 | 0 | 0 | 0 | 0
CT | 0 | 0 | 0 | 0 | 0 | 0
Coal | 0 | 0 | 0 | 0 | 0 | 0
Geo | 0 | 0 | 0 | 0 | 0 | 0
H | 0 | 0 | 0 | 0 | 0 | 0
LFG | 0 | 0 | 0 | 0 | 0 | 0
Nuc | 0 | 0 | 0 | 0 | 0 | 0
PS | 0 | 0 | 0 | 0 | 0 | 0
PV | 0 | 0 | 0 | 0 | 0 | 0
PeakG | 0 | 0 | 0 | 0 | 0 | 0
PeakO | 0 | 0 | 0 | 0 | 0 | 0
ST | 0 | 0 | 0 | 0 | 0 | 0
STOG | 0 | 0 | 0 | 0 | 0 | 0
STWD | 0 | 0 | 0 | 0 | 0 | 0
WT | 0 | 0 | 0 | 0 | 0 | 0
IGCC | 0 | 0 | 0 | 0 | 0 | 0
DemandResponse | 0 | 0 | 0 | 0 | 0 | 0
IGCC-CCS | 0 | 0 | 0 | 0 | 0 | 0
WT_off | 0 | 0 | 0 | 0 | 0 | 0
PseudoUnit | 0 | 0 | 0 | 0 | 0 | 0
FixedInterchange | 0 | 0 | 0 | 0 | 0 | 0
Levelized Retrofit Capital Costs by Reporting Type: AZ_NM_SNV_Coal
ReportingType | 2015 | 2020 | 2025 | 2030 | 2035 | 2040
BM | 0 | 0 | 0 | 0 | 0 | 0
CC | 0 | 0 | 0 | 0 | 0 | 0
CSP | 0 | 0 | 0 | 0 | 0 | 0
CT | 0 | 0 | 0 | 0 | 0 | 0
Coal | 49.67 | 114.14 | 81.21 | 0 | 0 | 0
Geo | 0 | 0 | 0 | 0 | 0 | 0
H | 0 | 0 | 0 | 0 | 0 | 0
LFG | 0 | 0 | 0 | 0 | 0 | 0
Nuc | 0 | 0 | 0 | 0 | 0 | 0
PS | 0 | 0 | 0 | 0 | 0 | 0
PV | 0 | 0 | 0 | 0 | 0 | 0
PeakG | 0 | 0 | 0 | 0 | 0 | 0
PeakO | 0 | 0 | 0 | 0 | 0 | 0
ST | 0 | 0 | 0 | 0 | 0 | 0
STOG | 0 | 0 | 0 | 0 | 0 | 0
STWD | 0 | 0 | 0 | 0 | 0 | 0
WT | 0 | 0 | 0 | 0 | 0 | 0
IGCC | 0 | 0 | 0 | 0 | 0 | 0
DemandResponse | 0 | 0 | 0 | 0 | 0 | 0
IGCC-CCS | 0 | 0 | 0 | 0 | 0 | 0
WT_off | 0 | 0 | 0 | 0 | 0 | 0
PseudoUnit | 0 | 0 | 0 | 0 | 0 | 0
FixedInterchange | 0 | 0 | 0 | 0 | 0 | 0
Levelized Retrofit Capital Costs by Reporting Type: AZ_NM_SNV_Gas
ReportingType | 2015 | 2020 | 2025 | 2030 | 2035 | 2040
BM | 0 | 0 | 0 | 0 | 0 | 0
CC | 0 | 0 | 0 | 0 | 0 | 0
CSP | 0 | 0 | 0 | 0 | 0 | 0
CT | 0 | 0 | 0 | 0 | 0 | 0
Coal | 0 | 0 | 0 | 0 | 0 | 0
Geo | 0 | 0 | 0 | 0 | 0 | 0
H | 0 | 0 | 0 | 0 | 0 | 0
LFG | 0 | 0 | 0 | 0 | 0 | 0
Nuc | 0 | 0 | 0 | 0 | 0 | 0
PS | 0 | 0 | 0 | 0 | 0 | 0
PV | 0 | 0 | 0 | 0 | 0 | 0
PeakG | 0 | 0 | 0 | 0 | 0 | 0
PeakO | 0 | 0 | 0 | 0 | 0 | 0
ST | 0 | 0 | 0 | 0 | 0 | 0
STOG | 0 | 0 | 0 | 0 | 0 | 0
STWD | 0 | 0 | 0 | 0 | 0 | 0
WT | 0 | 0 | 0 | 0 | 0 | 0
IGCC | 0 | 0 | 0 | 0 | 0 | 0
DemandResponse | 0 | 0 | 0 | 0 | 0 | 0
IGCC-CCS | 0 | 0 | 0 | 0 | 0 | 0
WT_off | 0 | 0 | 0 | 0 | 0 | 0
PseudoUnit | 0 | 0 | 0 | 0 | 0 | 0
FixedInterchange | 0 | 0 | 0 | 0 | 0 | 0
Levelized Retrofit Capital Costs by Reporting Type: AZ_NM_SNV_NucRenew
ReportingType | 2015 | 2020 | 2025 | 2030 | 2035 | 2040
BM | 0 | 0 | 0 | 0 | 0 | 0
CC | 0 | 0 | 0 | 0 | 0 | 0
CSP | 0 | 0 | 0 | 0 | 0 | 0
CT | 0 | 0 | 0 | 0 | 0 | 0
Coal | 0 | 0 | 0 | 0 | 0 | 0
Geo | 0 | 0 | 0 | 0 | 0 | 0
H | 0 | 0 | 0 | 0 | 0 | 0
LFG | 0 | 0 | 0 | 0 | 0 | 0
Nuc | 0 | 0 | 0 | 0 | 0 | 0
PS | 0 | 0 | 0 | 0 | 0 | 0
PV | 0 | 0 | 0 | 0 | 0 | 0
PeakG | 0 | 0 | 0 | 0 | 0 | 0
PeakO | 0 | 0 | 0 | 0 | 0 | 0
ST | 0 | 0 | 0 | 0 | 0 | 0
STOG | 0 | 0 | 0 | 0 | 0 | 0
STWD | 0 | 0 | 0 | 0 | 0 | 0
WT | 0 | 0 | 0 | 0 | 0 | 0
IGCC | 0 | 0 | 0 | 0 | 0 | 0
DemandResponse | 0 | 0 | 0 | 0 | 0 | 0
IGCC-CCS | 0 | 0 | 0 | 0 | 0 | 0
WT_off | 0 | 0 | 0 | 0 | 0 | 0
PseudoUnit | 0 | 0 | 0 | 0 | 0 | 0
FixedInterchange | 0 | 0 | 0 | 0 | 0 | 0
Levelized Retrofit Capital Costs by Reporting Type: ERCOT
ReportingType | 2015 | 2020 | 2025 | 2030 | 2035 | 2040
BM | 0 | 0 | 0 | 0 | 0 | 0
CC | 0 | 0 | 0 | 0 | 0 | 0
CSP | 0 | 0 | 0 | 0 | 0 | 0
CT | 0 | 0 | 0 | 0 | 0 | 0
Coal | 82.51 | 271.76 | 271.76 | 0 | 0 | 0
Geo | 0 | 0 | 0 | 0 | 0 | 0
H | 0 | 0 | 0 | 0 | 0 | 0
LFG | 0 | 0 | 0 | 0 | 0 | 0
Nuc | 0 | 0 | 0 | 0 | 0 | 0
PS | 0 | 0 | 0 | 0 | 0 | 0
PV | 0 | 0 | 0 | 0 | 0 | 0
PeakG | 0 | 0 | 0 | 0 | 0 | 0
PeakO | 0 | 0 | 0 | 0 | 0 | 0
ST | 0 | 0 | 0 | 0 | 0 | 0
STOG | 0 | 0 | 0 | 0 | 0 | 0
STWD | 0 | 0 | 0 | 0 | 0 | 0
WT | 0 | 0 | 0 | 0 | 0 | 0
IGCC | 0 | 0 | 0 | 0 | 0 | 0
DemandResponse | 0 | 0 | 0 | 0 | 0 | 0
IGCC-CCS | 0 | 0 | 0 | 0 | 0 | 0
WT_off | 0 | 0 | 0 | 0 | 0 | 0
PseudoUnit | 0 | 0 | 0 | 0 | 0 | 0
FixedInterchange | 0 | 0 | 0 | 0 | 0 | 0
Levelized Retrofit Capital Costs by Reporting Type: NP15
ReportingType | 2015 | 2020 | 2025 | 2030 | 2035 | 2040
BM | 0 | 0 | 0 | 0 | 0 | 0
CC | 0 | 0 | 0 | 0 | 0 | 0
CSP | 0 | 0 | 0 | 0 | 0 | 0
CT | 0 | 0 | 0 | 0 | 0 | 0
Coal | 0 | 0 | 0 | 0 | 0 | 0
Geo | 0 | 0 | 0 | 0 | 0 | 0
H | 0 | 0 | 0 | 0 | 0 | 0
LFG | 0 | 0 | 0 | 0 | 0 | 0
Nuc | 0 | 0 | 0 | 0 | 0 | 0
PS | 0 | 0 | 0 | 0 | 0 | 0
PV | 0 | 0 | 0 | 0 | 0 | 0
PeakG | 0 | 0 | 0 | 0 | 0 | 0
PeakO | 0 | 0 | 0 | 0 | 0 | 0
ST | 0 | 0 | 0 | 0 | 0 | 0
STOG | 0 | 0 | 0 | 0 | 0 | 0
STWD | 0 | 0 | 0 | 0 | 0 | 0
WT | 0 | 0 | 0 | 0 | 0 | 0
IGCC | 0 | 0 | 0 | 0 | 0 | 0
DemandResponse | 0 | 0 | 0 | 0 | 0 | 0
IGCC-CCS | 0 | 0 | 0 | 0 | 0 | 0
WT_off | 0 | 0 | 0 | 0 | 0 | 0
PseudoUnit | 0 | 0 | 0 | 0 | 0 | 0
FixedInterchange | 0 | 0 | 0 | 0 | 0 | 0
Levelized Retrofit Capital Costs by Reporting Type: NWPP_Coal
ReportingType | 2015 | 2020 | 2025 | 2030 | 2035 | 2040
BM | 0 | 0 | 0 | 0 | 0 | 0
CC | 0 | 0 | 0 | 0 | 0 | 0
CSP | 0 | 0 | 0 | 0 | 0 | 0
CT | 0 | 0 | 0 | 0 | 0 | 0
Coal | 0 | 165.88 | 165.88 | 0 | 0 | 0
Geo | 0 | 0 | 0 | 0 | 0 | 0
H | 0 | 0 | 0 | 0 | 0 | 0
LFG | 0 | 0 | 0 | 0 | 0 | 0
Nuc | 0 | 0 | 0 | 0 | 0 | 0
PS | 0 | 0 | 0 | 0 | 0 | 0
PV | 0 | 0 | 0 | 0 | 0 | 0
PeakG | 0 | 0 | 0 | 0 | 0 | 0
PeakO | 0 | 0 | 0 | 0 | 0 | 0
ST | 0 | 0 | 0 | 0 | 0 | 0
STOG | 0 | 0 | 0 | 0 | 0 | 0
STWD | 0 | 0 | 0 | 0 | 0 | 0
WT | 0 | 0 | 0 | 0 | 0 | 0
IGCC | 0 | 0 | 0 | 0 | 0 | 0
DemandResponse | 0 | 0 | 0 | 0 | 0 | 0
IGCC-CCS | 0 | 0 | 0 | 0 | 0 | 0
WT_off | 0 | 0 | 0 | 0 | 0 | 0
PseudoUnit | 0 | 0 | 0 | 0 | 0 | 0
FixedInterchange | 0 | 0 | 0 | 0 | 0 | 0
Levelized Retrofit Capital Costs by Reporting Type: NWPP_Gas
ReportingType | 2015 | 2020 | 2025 | 2030 | 2035 | 2040
BM | 0 | 0 | 0 | 0 | 0 | 0
CC | 0 | 0 | 0 | 0 | 0 | 0
CSP | 0 | 0 | 0 | 0 | 0 | 0
CT | 0 | 0 | 0 | 0 | 0 | 0
Coal | 0 | 0 | 0 | 0 | 0 | 0
Geo | 0 | 0 | 0 | 0 | 0 | 0
H | 0 | 0 | 0 | 0 | 0 | 0
LFG | 0 | 0 | 0 | 0 | 0 | 0
Nuc | 0 | 0 | 0 | 0 | 0 | 0
PS | 0 | 0 | 0 | 0 | 0 | 0
PV | 0 | 0 | 0 | 0 | 0 | 0
PeakG | 0 | 0 | 0 | 0 | 0 | 0
PeakO | 0 | 0 | 0 | 0 | 0 | 0
ST | 0 | 0 | 0 | 0 | 0 | 0
STOG | 0 | 0 | 0 | 0 | 0 | 0
STWD | 0 | 0 | 0 | 0 | 0 | 0
WT | 0 | 0 | 0 | 0 | 0 | 0
IGCC | 0 | 0 | 0 | 0 | 0 | 0
DemandResponse | 0 | 0 | 0 | 0 | 0 | 0
IGCC-CCS | 0 | 0 | 0 | 0 | 0 | 0
WT_off | 0 | 0 | 0 | 0 | 0 | 0
PseudoUnit | 0 | 0 | 0 | 0 | 0 | 0
FixedInterchange | 0 | 0 | 0 | 0 | 0 | 0
Levelized Retrofit Capital Costs by Reporting Type: NWPP_NucRenew
ReportingType | 2015 | 2020 | 2025 | 2030 | 2035 | 2040
BM | 0 | 0 | 0 | 0 | 0 | 0
CC | 0 | 0 | 0 | 0 | 0 | 0
CSP | 0 | 0 | 0 | 0 | 0 | 0
CT | 0 | 0 | 0 | 0 | 0 | 0
Coal | 0 | 0 | 0 | 0 | 0 | 0
Geo | 0 | 0 | 0 | 0 | 0 | 0
H | 0 | 0 | 0 | 0 | 0 | 0
LFG | 0 | 0 | 0 | 0 | 0 | 0
Nuc | 0 | 0 | 0 | 0 | 0 | 0
PS | 0 | 0 | 0 | 0 | 0 | 0
PV | 0 | 0 | 0 | 0 | 0 | 0
PeakG | 0 | 0 | 0 | 0 | 0 | 0
PeakO | 0 | 0 | 0 | 0 | 0 | 0
ST | 0 | 0 | 0 | 0 | 0 | 0
STOG | 0 | 0 | 0 | 0 | 0 | 0
STWD | 0 | 0 | 0 | 0 | 0 | 0
WT | 0 | 0 | 0 | 0 | 0 | 0
IGCC | 0 | 0 | 0 | 0 | 0 | 0
DemandResponse | 0 | 0 | 0 | 0 | 0 | 0
IGCC-CCS | 0 | 0 | 0 | 0 | 0 | 0
WT_off | 0 | 0 | 0 | 0 | 0 | 0
PseudoUnit | 0 | 0 | 0 | 0 | 0 | 0
FixedInterchange | 0 | 0 | 0 | 0 | 0 | 0
Levelized Retrofit Capital Costs by Reporting Type: RMPA
ReportingType | 2015 | 2020 | 2025 | 2030 | 2035 | 2040
BM | 0 | 0 | 0 | 0 | 0 | 0
CC | 0 | 0 | 0 | 0 | 0 | 0
CSP | 0 | 0 | 0 | 0 | 0 | 0
CT | 0 | 0 | 0 | 0 | 0 | 0
Coal | 29.1 | 91.07 | 91.07 | 0 | 0 | 0
Geo | 0 | 0 | 0 | 0 | 0 | 0
H | 0 | 0 | 0 | 0 | 0 | 0
LFG | 0 | 0 | 0 | 0 | 0 | 0
Nuc | 0 | 0 | 0 | 0 | 0 | 0
PS | 0 | 0 | 0 | 0 | 0 | 0
PV | 0 | 0 | 0 | 0 | 0 | 0
PeakG | 0 | 0 | 0 | 0 | 0 | 0
PeakO | 0 | 0 | 0 | 0 | 0 | 0
ST | 0 | 0 | 0 | 0 | 0 | 0
STOG | 0 | 0 | 0 | 0 | 0 | 0
STWD | 0 | 0 | 0 | 0 | 0 | 0
WT | 0 | 0 | 0 | 0 | 0 | 0
IGCC | 0 | 0 | 0 | 0 | 0 | 0
DemandResponse | 0 | 0 | 0 | 0 | 0 | 0
IGCC-CCS | 0 | 0 | 0 | 0 | 0 | 0
WT_off | 0 | 0 | 0 | 0 | 0 | 0
PseudoUnit | 0 | 0 | 0 | 0 | 0 | 0
FixedInterchange | 0 | 0 | 0 | 0 | 0 | 0
Levelized Retrofit Capital Costs by Reporting Type: SP15
ReportingType | 2015 | 2020 | 2025 | 2030 | 2035 | 2040
BM | 0 | 0 | 0 | 0 | 0 | 0
CC | 0 | 0 | 0 | 0 | 0 | 0
CSP | 0 | 0 | 0 | 0 | 0 | 0
CT | 0 | 0 | 0 | 0 | 0 | 0
Coal | 0 | 0 | 0 | 0 | 0 | 0
Geo | 0 | 0 | 0 | 0 | 0 | 0
H | 0 | 0 | 0 | 0 | 0 | 0
LFG | 0 | 0 | 0 | 0 | 0 | 0
Nuc | 0 | 0 | 0 | 0 | 0 | 0
PS | 0 | 0 | 0 | 0 | 0 | 0
PV | 0 | 0 | 0 | 0 | 0 | 0
PeakG | 0 | 0 | 0 | 0 | 0 | 0
PeakO | 0 | 0 | 0 | 0 | 0 | 0
ST | 0 | 0 | 0 | 0 | 0 | 0
STOG | 0 | 0 | 0 | 0 | 0 | 0
STWD | 0 | 0 | 0 | 0 | 0 | 0
WT | 0 | 0 | 0 | 0 | 0 | 0
IGCC | 0 | 0 | 0 | 0 | 0 | 0
DemandResponse | 0 | 0 | 0 | 0 | 0 | 0
IGCC-CCS | 0 | 0 | 0 | 0 | 0 | 0
WT_off | 0 | 0 | 0 | 0 | 0 | 0
PseudoUnit | 0 | 0 | 0 | 0 | 0 | 0
FixedInterchange | 0 | 0 | 0 | 0 | 0 | 0
Levelized Retrofit Capital Costs by Reporting Type: ALB
ReportingType | 2015 | 2020 | 2025 | 2030 | 2035 | 2040
BM | 0 | 0 | 0 | 0 | 0 | 0
CC | 0 | 0 | 0 | 0 | 0 | 0
CSP | 0 | 0 | 0 | 0 | 0 | 0
CT | 0 | 0 | 0 | 0 | 0 | 0
Coal | 0 | 0 | 0 | 0 | 0 | 0
Geo | 0 | 0 | 0 | 0 | 0 | 0
H | 0 | 0 | 0 | 0 | 0 | 0
LFG | 0 | 0 | 0 | 0 | 0 | 0
Nuc | 0 | 0 | 0 | 0 | 0 | 0
PS | 0 | 0 | 0 | 0 | 0 | 0
PV | 0 | 0 | 0 | 0 | 0 | 0
PeakG | 0 | 0 | 0 | 0 | 0 | 0
PeakO | 0 | 0 | 0 | 0 | 0 | 0
ST | 0 | 0 | 0 | 0 | 0 | 0
STOG | 0 | 0 | 0 | 0 | 0 | 0
STWD | 0 | 0 | 0 | 0 | 0 | 0
WT | 0 | 0 | 0 | 0 | 0 | 0
IGCC | 0 | 0 | 0 | 0 | 0 | 0
DemandResponse | 0 | 0 | 0 | 0 | 0 | 0
IGCC-CCS | 0 | 0 | 0 | 0 | 0 | 0
WT_off | 0 | 0 | 0 | 0 | 0 | 0
PseudoUnit | 0 | 0 | 0 | 0 | 0 | 0
FixedInterchange | 0 | 0 | 0 | 0 | 0 | 0
Levelized Retrofit Capital Costs by Reporting Type: BC
ReportingType | 2015 | 2020 | 2025 | 2030 | 2035 | 2040
BM | 0 | 0 | 0 | 0 | 0 | 0
CC | 0 | 0 | 0 | 0 | 0 | 0
CSP | 0 | 0 | 0 | 0 | 0 | 0
CT | 0 | 0 | 0 | 0 | 0 | 0
Coal | 0 | 0 | 0 | 0 | 0 | 0
Geo | 0 | 0 | 0 | 0 | 0 | 0
H | 0 | 0 | 0 | 0 | 0 | 0
LFG | 0 | 0 | 0 | 0 | 0 | 0
Nuc | 0 | 0 | 0 | 0 | 0 | 0
PS | 0 | 0 | 0 | 0 | 0 | 0
PV | 0 | 0 | 0 | 0 | 0 | 0
PeakG | 0 | 0 | 0 | 0 | 0 | 0
PeakO | 0 | 0 | 0 | 0 | 0 | 0
ST | 0 | 0 | 0 | 0 | 0 | 0
STOG | 0 | 0 | 0 | 0 | 0 | 0
STWD | 0 | 0 | 0 | 0 | 0 | 0
WT | 0 | 0 | 0 | 0 | 0 | 0
IGCC | 0 | 0 | 0 | 0 | 0 | 0
DemandResponse | 0 | 0 | 0 | 0 | 0 | 0
IGCC-CCS | 0 | 0 | 0 | 0 | 0 | 0
WT_off | 0 | 0 | 0 | 0 | 0 | 0
PseudoUnit | 0 | 0 | 0 | 0 | 0 | 0
FixedInterchange | 0 | 0 | 0 | 0 | 0 | 0
Levelized Retrofit Capital Costs by Reporting Type: HQ_IESO
ReportingType | 2015 | 2020 | 2025 | 2030 | 2035 | 2040
BM | 0 | 0 | 0 | 0 | 0 | 0
CC | 0 | 0 | 0 | 0 | 0 | 0
CSP | 0 | 0 | 0 | 0 | 0 | 0
CT | 0 | 0 | 0 | 0 | 0 | 0
Coal | 0 | 0 | 0 | 0 | 0 | 0
Geo | 0 | 0 | 0 | 0 | 0 | 0
H | 0 | 0 | 0 | 0 | 0 | 0
LFG | 0 | 0 | 0 | 0 | 0 | 0
Nuc | 0 | 0 | 0 | 0 | 0 | 0
PS | 0 | 0 | 0 | 0 | 0 | 0
PV | 0 | 0 | 0 | 0 | 0 | 0
PeakG | 0 | 0 | 0 | 0 | 0 | 0
PeakO | 0 | 0 | 0 | 0 | 0 | 0
ST | 0 | 0 | 0 | 0 | 0 | 0
STOG | 0 | 0 | 0 | 0 | 0 | 0
STWD | 0 | 0 | 0 | 0 | 0 | 0
WT | 0 | 0 | 0 | 0 | 0 | 0
IGCC | 0 | 0 | 0 | 0 | 0 | 0
DemandResponse | 0 | 0 | 0 | 0 | 0 | 0
IGCC-CCS | 0 | 0 | 0 | 0 | 0 | 0
WT_off | 0 | 0 | 0 | 0 | 0 | 0
PseudoUnit | 0 | 0 | 0 | 0 | 0 | 0
FixedInterchange | 0 | 0 | 0 | 0 | 0 | 0
Levelized Retrofit Capital Costs by Reporting Type: HQ_NEISO
ReportingType | 2015 | 2020 | 2025 | 2030 | 2035 | 2040
BM | 0 | 0 | 0 | 0 | 0 | 0
CC | 0 | 0 | 0 | 0 | 0 | 0
CSP | 0 | 0 | 0 | 0 | 0 | 0
CT | 0 | 0 | 0 | 0 | 0 | 0
Coal | 0 | 0 | 0 | 0 | 0 | 0
Geo | 0 | 0 | 0 | 0 | 0 | 0
H | 0 | 0 | 0 | 0 | 0 | 0
LFG | 0 | 0 | 0 | 0 | 0 | 0
Nuc | 0 | 0 | 0 | 0 | 0 | 0
PS | 0 | 0 | 0 | 0 | 0 | 0
PV | 0 | 0 | 0 | 0 | 0 | 0
PeakG | 0 | 0 | 0 | 0 | 0 | 0
PeakO | 0 | 0 | 0 | 0 | 0 | 0
ST | 0 | 0 | 0 | 0 | 0 | 0
STOG | 0 | 0 | 0 | 0 | 0 | 0
STWD | 0 | 0 | 0 | 0 | 0 | 0
WT | 0 | 0 | 0 | 0 | 0 | 0
IGCC | 0 | 0 | 0 | 0 | 0 | 0
DemandResponse | 0 | 0 | 0 | 0 | 0 | 0
IGCC-CCS | 0 | 0 | 0 | 0 | 0 | 0
WT_off | 0 | 0 | 0 | 0 | 0 | 0
PseudoUnit | 0 | 0 | 0 | 0 | 0 | 0
FixedInterchange | 0 | 0 | 0 | 0 | 0 | 0
Levelized Retrofit Capital Costs by Reporting Type: HQ_NY
ReportingType | 2015 | 2020 | 2025 | 2030 | 2035 | 2040
BM | 0 | 0 | 0 | 0 | 0 | 0
CC | 0 | 0 | 0 | 0 | 0 | 0
CSP | 0 | 0 | 0 | 0 | 0 | 0
CT | 0 | 0 | 0 | 0 | 0 | 0
Coal | 0 | 0 | 0 | 0 | 0 | 0
Geo | 0 | 0 | 0 | 0 | 0 | 0
H | 0 | 0 | 0 | 0 | 0 | 0
LFG | 0 | 0 | 0 | 0 | 0 | 0
Nuc | 0 | 0 | 0 | 0 | 0 | 0
PS | 0 | 0 | 0 | 0 | 0 | 0
PV | 0 | 0 | 0 | 0 | 0 | 0
PeakG | 0 | 0 | 0 | 0 | 0 | 0
PeakO | 0 | 0 | 0 | 0 | 0 | 0
ST | 0 | 0 | 0 | 0 | 0 | 0
STOG | 0 | 0 | 0 | 0 | 0 | 0
STWD | 0 | 0 | 0 | 0 | 0 | 0
WT | 0 | 0 | 0 | 0 | 0 | 0
IGCC | 0 | 0 | 0 | 0 | 0 | 0
DemandResponse | 0 | 0 | 0 | 0 | 0 | 0
IGCC-CCS | 0 | 0 | 0 | 0 | 0 | 0
WT_off | 0 | 0 | 0 | 0 | 0 | 0
PseudoUnit | 0 | 0 | 0 | 0 | 0 | 0
FixedInterchange | 0 | 0 | 0 | 0 | 0 | 0
Levelized Retrofit Capital Costs by Reporting Type: MARITIMES
ReportingType | 2015 | 2020 | 2025 | 2030 | 2035 | 2040
BM | 0 | 0 | 0 | 0 | 0 | 0
CC | 0 | 0 | 0 | 0 | 0 | 0
CSP | 0 | 0 | 0 | 0 | 0 | 0
CT | 0 | 0 | 0 | 0 | 0 | 0
Coal | 0 | 0 | 0 | 0 | 0 | 0
Geo | 0 | 0 | 0 | 0 | 0 | 0
H | 0 | 0 | 0 | 0 | 0 | 0
LFG | 0 | 0 | 0 | 0 | 0 | 0
Nuc | 0 | 0 | 0 | 0 | 0 | 0
PS | 0 | 0 | 0 | 0 | 0 | 0
PV | 0 | 0 | 0 | 0 | 0 | 0
PeakG | 0 | 0 | 0 | 0 | 0 | 0
PeakO | 0 | 0 | 0 | 0 | 0 | 0
ST | 0 | 0 | 0 | 0 | 0 | 0
STOG | 0 | 0 | 0 | 0 | 0 | 0
STWD | 0 | 0 | 0 | 0 | 0 | 0
WT | 0 | 0 | 0 | 0 | 0 | 0
IGCC | 0 | 0 | 0 | 0 | 0 | 0
DemandResponse | 0 | 0 | 0 | 0 | 0 | 0
IGCC-CCS | 0 | 0 | 0 | 0 | 0 | 0
WT_off | 0 | 0 | 0 | 0 | 0 | 0
PseudoUnit | 0 | 0 | 0 | 0 | 0 | 0
FixedInterchange | 0 | 0 | 0 | 0 | 0 | 0
Levelized Retrofit Capital Costs by Reporting Type: All
ReportingType | 2015 | 2020 | 2025 | 2030 | 2035 | 2040
BM | 0 | 0 | 0 | 0 | 0 | 0
CC | 0 | 0 | 0 | 0 | 0 | 0
CSP | 0 | 0 | 0 | 0 | 0 | 0
CT | 0 | 0 | 0 | 0 | 0 | 0
Coal | 1184.41 | 4883.96 | 4050.29 | 0 | 0 | 0
Geo | 0 | 0 | 0 | 0 | 0 | 0
H | 0 | 0 | 0 | 0 | 0 | 0
LFG | 0 | 0 | 0 | 0 | 0 | 0
Nuc | 0 | 0 | 0 | 0 | 0 | 0
PS | 0 | 0 | 0 | 0 | 0 | 0
PV | 0 | 0 | 0 | 0 | 0 | 0
PeakG | 0 | 0 | 0 | 0 | 0 | 0
PeakO | 0 | 0 | 0 | 0 | 0 | 0
ST | 0 | 0 | 0 | 0 | 0 | 0
STOG | 0 | 0 | 0 | 0 | 0 | 0
STWD | 0 | 0 | 0 | 0 | 0 | 0
WT | 0 | 0 | 0 | 0 | 0 | 0
IGCC | 0 | 0 | 0 | 0 | 0 | 0
DemandResponse | 0 | 0 | 0 | 0 | 0 | 0
IGCC-CCS | 0 | 0 | 0 | 0 | 0 | 0
WT_off | 0 | 0 | 0 | 0 | 0 | 0
PseudoUnit | 0 | 0 | 0 | 0 | 0 | 0
FixedInterchange | 0 | 0 | 0 | 0 | 0 | 0
Levelized Retrofit Capital Costs by Reporting Type: EI_US
ReportingType | 2015 | 2020 | 2025 | 2030 | 2035 | 2040
BM | 0 | 0 | 0 | 0 | 0 | 0
CC | 0 | 0 | 0 | 0 | 0 | 0
CSP | 0 | 0 | 0 | 0 | 0 | 0
CT | 0 | 0 | 0 | 0 | 0 | 0
Coal | 1023.13 | 4241.11 | 3440.37 | 0 | 0 | 0
Geo | 0 | 0 | 0 | 0 | 0 | 0
H | 0 | 0 | 0 | 0 | 0 | 0
LFG | 0 | 0 | 0 | 0 | 0 | 0
Nuc | 0 | 0 | 0 | 0 | 0 | 0
PS | 0 | 0 | 0 | 0 | 0 | 0
PV | 0 | 0 | 0 | 0 | 0 | 0
PeakG | 0 | 0 | 0 | 0 | 0 | 0
PeakO | 0 | 0 | 0 | 0 | 0 | 0
ST | 0 | 0 | 0 | 0 | 0 | 0
STOG | 0 | 0 | 0 | 0 | 0 | 0
STWD | 0 | 0 | 0 | 0 | 0 | 0
WT | 0 | 0 | 0 | 0 | 0 | 0
IGCC | 0 | 0 | 0 | 0 | 0 | 0
DemandResponse | 0 | 0 | 0 | 0 | 0 | 0
IGCC-CCS | 0 | 0 | 0 | 0 | 0 | 0
WT_off | 0 | 0 | 0 | 0 | 0 | 0
PseudoUnit | 0 | 0 | 0 | 0 | 0 | 0
FixedInterchange | 0 | 0 | 0 | 0 | 0 | 0
Levelized Retrofit Capital Costs by Reporting Type: EI_Canada
ReportingType | 2015 | 2020 | 2025 | 2030 | 2035 | 2040
BM | 0 | 0 | 0 | 0 | 0 | 0
CC | 0 | 0 | 0 | 0 | 0 | 0
CSP | 0 | 0 | 0 | 0 | 0 | 0
CT | 0 | 0 | 0 | 0 | 0 | 0
Coal | 0 | 0 | 0 | 0 | 0 | 0
Geo | 0 | 0 | 0 | 0 | 0 | 0
H | 0 | 0 | 0 | 0 | 0 | 0
LFG | 0 | 0 | 0 | 0 | 0 | 0
Nuc | 0 | 0 | 0 | 0 | 0 | 0
PS | 0 | 0 | 0 | 0 | 0 | 0
PV | 0 | 0 | 0 | 0 | 0 | 0
PeakG | 0 | 0 | 0 | 0 | 0 | 0
PeakO | 0 | 0 | 0 | 0 | 0 | 0
ST | 0 | 0 | 0 | 0 | 0 | 0
STOG | 0 | 0 | 0 | 0 | 0 | 0
STWD | 0 | 0 | 0 | 0 | 0 | 0
WT | 0 | 0 | 0 | 0 | 0 | 0
IGCC | 0 | 0 | 0 | 0 | 0 | 0
DemandResponse | 0 | 0 | 0 | 0 | 0 | 0
IGCC-CCS | 0 | 0 | 0 | 0 | 0 | 0
WT_off | 0 | 0 | 0 | 0 | 0 | 0
PseudoUnit | 0 | 0 | 0 | 0 | 0 | 0
FixedInterchange | 0 | 0 | 0 | 0 | 0 | 0
Levelized Retrofit Capital Costs by Reporting Type: EI
ReportingType | 2015 | 2020 | 2025 | 2030 | 2035 | 2040
BM | 0 | 0 | 0 | 0 | 0 | 0
CC | 0 | 0 | 0 | 0 | 0 | 0
CSP | 0 | 0 | 0 | 0 | 0 | 0
CT | 0 | 0 | 0 | 0 | 0 | 0
Coal | 1023.13 | 4241.11 | 3440.37 | 0 | 0 | 0
Geo | 0 | 0 | 0 | 0 | 0 | 0
H | 0 | 0 | 0 | 0 | 0 | 0
LFG | 0 | 0 | 0 | 0 | 0 | 0
Nuc | 0 | 0 | 0 | 0 | 0 | 0
PS | 0 | 0 | 0 | 0 | 0 | 0
PV | 0 | 0 | 0 | 0 | 0 | 0
PeakG | 0 | 0 | 0 | 0 | 0 | 0
PeakO | 0 | 0 | 0 | 0 | 0 | 0
ST | 0 | 0 | 0 | 0 | 0 | 0
STOG | 0 | 0 | 0 | 0 | 0 | 0
STWD | 0 | 0 | 0 | 0 | 0 | 0
WT | 0 | 0 | 0 | 0 | 0 | 0
IGCC | 0 | 0 | 0 | 0 | 0 | 0
DemandResponse | 0 | 0 | 0 | 0 | 0 | 0
IGCC-CCS | 0 | 0 | 0 | 0 | 0 | 0
WT_off | 0 | 0 | 0 | 0 | 0 | 0
PseudoUnit | 0 | 0 | 0 | 0 | 0 | 0
FixedInterchange | 0 | 0 | 0 | 0 | 0 | 0
Levelized Retrofit Capital Costs by Reporting Type: Outside_EI
ReportingType | 2015 | 2020 | 2025 | 2030 | 2035 | 2040
BM | 0 | 0 | 0 | 0 | 0 | 0
CC | 0 | 0 | 0 | 0 | 0 | 0
CSP | 0 | 0 | 0 | 0 | 0 | 0
CT | 0 | 0 | 0 | 0 | 0 | 0
Coal | 161.28 | 642.85 | 609.92 | 0 | 0 | 0
Geo | 0 | 0 | 0 | 0 | 0 | 0
H | 0 | 0 | 0 | 0 | 0 | 0
LFG | 0 | 0 | 0 | 0 | 0 | 0
Nuc | 0 | 0 | 0 | 0 | 0 | 0
PS | 0 | 0 | 0 | 0 | 0 | 0
PV | 0 | 0 | 0 | 0 | 0 | 0
PeakG | 0 | 0 | 0 | 0 | 0 | 0
PeakO | 0 | 0 | 0 | 0 | 0 | 0
ST | 0 | 0 | 0 | 0 | 0 | 0
STOG | 0 | 0 | 0 | 0 | 0 | 0
STWD | 0 | 0 | 0 | 0 | 0 | 0
WT | 0 | 0 | 0 | 0 | 0 | 0
IGCC | 0 | 0 | 0 | 0 | 0 | 0
DemandResponse | 0 | 0 | 0 | 0 | 0 | 0
IGCC-CCS | 0 | 0 | 0 | 0 | 0 | 0
WT_off | 0 | 0 | 0 | 0 | 0 | 0
PseudoUnit | 0 | 0 | 0 | 0 | 0 | 0
FixedInterchange | 0 | 0 | 0 | 0 | 0 | 0
#14 | Total Costs ($million)
Total Costs by Reporting Type: Entergy
ReportingType | 2015 | 2020 | 2025 | 2030 | 2035 | 2040
BM | 0 | 0 | 0 | 0 | 0 | 0
CC | 2534.56 | 3325.84 | 2868.68 | 2867.6 | 3017.44 | 3446.9
CSP | 0 | 0 | 0 | 0 | 0 | 0
CT | 0 | 0 | 0 | 0 | 0 | 0
Coal | 2425.67 | 2682.01 | 2895.88 | 2612.41 | 2732.49 | 2960.51
Geo | 0 | 0 | 0 | 0 | 0 | 0
H | 10.6 | 10.6 | 10.6 | 10.6 | 10.6 | 10.6
LFG | 0.97 | 0.97 | 7.13 | 34.17 | 34.17 | 34.17
Nuc | 1262.64 | 1285.77 | 1294.03 | 1301.93 | 1099.75 | 1464.17
PS | 1.4 | 1.4 | 1.4 | 1.4 | 1.4 | 1.4
PV | 0.11 | 20.65 | 29.48 | 29.48 | 29.37 | 9.77
PeakG | 47.54 | 102.39 | 0 | 0 | 0 | 0
PeakO | 4.42 | 5.15 | 0 | 0 | 0 | 0
ST | 0 | 0 | 0 | 0 | 0 | 0
STOG | 139.96 | 0 | 0 | 0 | 0 | 0
STWD | 6.6 | 0 | 0 | 0 | 0 | 0
WT | 3.67 | 3.67 | 3.67 | 3.67 | 3.67 | 3.67
IGCC | 0 | 0 | 0 | 0 | 0 | 0
DemandResponse | 0 | 0 | 0 | 0 | 0 | 0.19
IGCC-CCS | 0 | 0 | 0 | 0 | 0 | 0
WT_off | 0 | 0 | 0 | 0 | 0 | 0
PseudoUnit | 0 | 0 | 0 | 0 | 0 | 0
FixedInterchange | 0 | 0 | 0 | 0 | 0 | 0
Total Costs by Reporting Type: FRCC
ReportingType | 2015 | 2020 | 2025 | 2030 | 2035 | 2040
BM | 0 | 0 | 0 | 0 | 0 | 0
CC | 7086.57 | 7897.01 | 8385.36 | 9083.91 | 11714.67 | 13086.38
CSP | 0 | 0 | 0 | 0 | 0 | 0
CT | 248.88 | 311.05 | 328.33 | 353.3 | 0 | 0
Coal | 2798.13 | 2928.79 | 3207.66 | 3243.94 | 3395.67 | 3517.62
Geo | 0 | 0 | 0 | 0 | 0 | 0
H | 0.78 | 0.78 | 0.78 | 0.78 | 0.78 | 0.78
LFG | 58.68 | 58.68 | 120.69 | 120.69 | 120.69 | 120.69
Nuc | 960.37 | 1000.19 | 984.15 | 990.13 | 1182.7 | 448.91
PS | 0 | 0 | 0 | 0 | 0 | 0
PV | 0.75 | 0.75 | 0.75 | 0.75 | 0.75 | 0.75
PeakG | 188.61 | 384.3 | 318.86 | 389.86 | 454.43 | 514.56
PeakO | 64.61 | 24.21 | 0 | 0 | 0 | 0
ST | 0 | 0 | 0 | 0 | 0 | 0
STOG | 107.58 | 0 | 0 | 0 | 0 | 0
STWD | 6.25 | 13.86 | 16.42 | 16.42 | 16.42 | 24.89
WT | 0 | 0 | 0 | 0 | 0 | 0
IGCC | 0 | 0 | 0 | 0 | 0 | 0
DemandResponse | 0 | 0 | 30.45 | 35.57 | 110.91 | 171.44
IGCC-CCS | 0 | 0 | 0 | 0 | 0 | 0
WT_off | 0 | 0 | 0 | 0 | 0 | 0
PseudoUnit | 0 | 0 | 0 | 0 | 0 | 0
FixedInterchange | 0 | 0 | 0 | 0 | 0 | 0
Total Costs by Reporting Type: MAPP_US
ReportingType | 2015 | 2020 | 2025 | 2030 | 2035 | 2040
BM | 0 | 0 | 0 | 0 | 0 | 0
CC | 0 | 0 | 0 | 0 | 0 | 0
CSP | 0 | 0 | 0 | 0 | 0 | 0
CT | 27.96 | 28.14 | 28.67 | 27.94 | 0 | 0
Coal | 660.21 | 627.45 | 604.17 | 586.26 | 617.71 | 689.67
Geo | 3.95 | 3.95 | 3.95 | 3.95 | 3.95 | 3.95
H | 31.14 | 31.14 | 31.14 | 31.14 | 31.14 | 31.14
LFG | 0.24 | 0.24 | 22.22 | 22.22 | 22.22 | 22.22
Nuc | 0.01 | 0.01 | 0.01 | 0.01 | 0.01 | 0.01
PS | 0 | 0 | 0 | 0 | 0 | 0
PV | 0 | 0 | 0 | 0 | 0 | 0
PeakG | 9.85 | 22.65 | 2.32 | 2.6 | 4.29 | 0.22
PeakO | 0 | 0 | 0 | 0 | 0 | 0
ST | 0 | 0 | 0 | 0 | 0 | 0
STOG | 0 | 0 | 0 | 0 | 0 | 0
STWD | 0 | 0 | 0 | 0 | 0 | 0
WT | 147.25 | 220.01 | 220.01 | 182.63 | 128.05 | 64.08
IGCC | 0 | 0 | 0 | 0 | 0 | 0
DemandResponse | 0 | 0 | 0 | 0 | 0 | 0
IGCC-CCS | 0 | 0 | 0 | 0 | 0 | 0
WT_off | 0 | 0 | 0 | 0 | 0 | 0
PseudoUnit | 0 | 0 | 0 | 0 | 0 | 0
FixedInterchange | 0 | 0 | 0 | 0 | 0 | 0
Total Costs by Reporting Type: MISO_IN
ReportingType | 2015 | 2020 | 2025 | 2030 | 2035 | 2040
BM | 0 | 0 | 0 | 0 | 0 | 0
CC | 162.93 | 276.23 | 202.88 | 206.58 | 245.91 | 335.41
CSP | 0 | 0 | 0 | 0 | 0 | 0
CT | 0 | 0 | 0 | 0 | 0 | 0
Coal | 3372.31 | 3907.94 | 3993.9 | 3941.23 | 4293.44 | 4542.65
Geo | 0 | 0 | 0 | 0 | 0 | 0
H | 1.07 | 1.07 | 1.07 | 1.07 | 1.07 | 1.07
LFG | 4.47 | 4.47 | 4.47 | 30.11 | 30.11 | 30.11
Nuc | 0.01 | 0.01 | 0.01 | 0.01 | 0.01 | 0.01
PS | 0 | 0 | 0 | 0 | 0 | 0
PV | 0 | 81.01 | 121.61 | 121.61 | 121.61 | 44.16
PeakG | 53.2 | 82.9 | 61.43 | 81.12 | 81.96 | 101.15
PeakO | 10.59 | 13.5 | 0 | 0 | 0 | 0
ST | 0 | 0 | 0 | 0 | 0 | 0
STOG | 15.17 | 21.06 | 0 | 0 | 0 | 0
STWD | 0 | 0 | 0 | 0 | 0 | 0
WT | 18.33 | 18.33 | 18.33 | 18.33 | 18.33 | 18.33
IGCC | 366.1 | 366.97 | 366.9 | 368.38 | 373.33 | 375.93
DemandResponse | 0 | 0 | 0 | 0 | 0 | 0
IGCC-CCS | 0 | 0 | 0 | 0 | 0 | 0
WT_off | 0 | 0 | 0 | 0 | 0 | 0
PseudoUnit | 0 | 0 | 0 | 0 | 0 | 0
FixedInterchange | 0 | 0 | 0 | 0 | 0 | 0
Total Costs by Reporting Type: MISO_MI
ReportingType | 2015 | 2020 | 2025 | 2030 | 2035 | 2040
BM | 0 | 0 | 0 | 0 | 0 | 0
CC | 538.31 | 718.51 | 514.81 | 536.37 | 709.67 | 757.67
CSP | 0 | 0 | 0 | 0 | 0 | 0
CT | 0 | 0 | 0 | 0 | 0 | 0
Coal | 1826.83 | 1966.54 | 1913.42 | 1702.9 | 1854.83 | 1921.16
Geo | 0 | 0 | 0 | 0 | 0 | 0
H | 2.01 | 2.01 | 2.01 | 2.01 | 2.01 | 2.01
LFG | 19.68 | 19.68 | 72.59 | 72.59 | 72.59 | 72.59
Nuc | 449.71 | 452.56 | 461.47 | 464.43 | 273.15 | 529.13
PS | 44.44 | 44.44 | 44.44 | 44.44 | 44.44 | 44.44
PV | 0 | 0 | 0 | 0 | 0 | 0
PeakG | 62.92 | 96.76 | 79.95 | 94.59 | 111 | 110.66
PeakO | 15.67 | 19.97 | 0 | 0 | 0 | 0
ST | 0 | 0 | 0 | 0 | 0 | 0
STOG | 144.1 | 202.77 | 0 | 0 | 0 | 0
STWD | 11.61 | 46.9 | 13.26 | 13.47 | 13.47 | 19.09
WT | 542.69 | 542.69 | 593.66 | 598.65 | 123.11 | 124.27
IGCC | 0 | 0 | 0 | 0 | 0 | 0
DemandResponse | 0 | 0 | 0 | 0 | 0 | 0
IGCC-CCS | 0 | 0 | 0 | 0 | 0 | 0
WT_off | 0 | 0 | 0 | 0 | 0 | 0
PseudoUnit | 0 | 0 | 0 | 0 | 0 | 0
FixedInterchange | 0 | 0 | 0 | 0 | 0 | 0
Total Costs by Reporting Type: MISO_MO-IL
ReportingType | 2015 | 2020 | 2025 | 2030 | 2035 | 2040
BM | 0 | 0 | 0 | 0 | 0 | 0
CC | 115.69 | 174.92 | 136.8 | 123.4 | 167.57 | 147.79
CSP | 0 | 0 | 0 | 0 | 0 | 0
CT | 0 | 0 | 0 | 0 | 0 | 0
Coal | 3937.2 | 3589.01 | 3671.13 | 3503.91 | 3892.77 | 3993.59
Geo | 0 | 0 | 0 | 0 | 0 | 0
H | 5.01 | 5.01 | 5.01 | 5.01 | 5.01 | 5.01
LFG | 2.17 | 2.17 | 76.11 | 76.11 | 76.11 | 76.11
Nuc | 493.74 | 512.79 | 521.93 | 524.97 | 524.97 | 524.97
PS | 10.45 | 10.45 | 10.45 | 10.45 | 10.45 | 10.45
PV | 0 | 0 | 0 | 0 | 0 | 0
PeakG | 86.46 | 150.96 | 139.18 | 154.02 | 186.39 | 178.92
PeakO | 21.48 | 28.65 | 0 | 0 | 0 | 0
ST | 0 | 0 | 0 | 0 | 0 | 0
STOG | 30.79 | 42.15 | 0 | 0 | 0 | 0
STWD | 0 | 0 | 0 | 0 | 0 | 0
WT | 89.9 | 89.9 | 89.9 | 89.9 | 21.38 | 21.38
IGCC | 0 | 0 | 0 | 0 | 0 | 0
DemandResponse | 0 | 0 | 0 | 0 | 0 | 0
IGCC-CCS | 0 | 0 | 0 | 0 | 0 | 0
WT_off | 0 | 0 | 0 | 0 | 0 | 0
PseudoUnit | 0 | 0 | 0 | 0 | 0 | 0
FixedInterchange | 0 | 0 | 0 | 0 | 0 | 0
Total Costs by Reporting Type: MISO_W
ReportingType | 2015 | 2020 | 2025 | 2030 | 2035 | 2040
BM | 0 | 0 | 0 | 0 | 0 | 0
CC | 394.93 | 466.74 | 348 | 271.83 | 350.63 | 353.6
CSP | 0 | 0 | 0 | 0 | 0 | 0
CT | 0 | 0 | 0 | 0 | 0 | 0
Coal | 2718.4 | 3176.86 | 3197.4 | 2967.35 | 4600.73 | 5900.17
Geo | 0 | 0 | 0 | 0 | 0 | 0
H | 7.08 | 7.08 | 7.08 | 7.08 | 7.08 | 7.08
LFG | 24.75 | 24.75 | 48.33 | 48.33 | 48.33 | 48.33
Nuc | 539.99 | 543.1 | 552.83 | 814.83 | 0.05 | 0.05
PS | 0 | 0 | 0 | 0 | 0 | 0
PV | 0 | 0 | 0 | 0 | 0 | 0
PeakG | 105.37 | 148.01 | 112.01 | 125.42 | 135.26 | 93.58
PeakO | 56.38 | 79.08 | 0 | 0 | 0 | 0
ST | 0 | 0 | 0 | 0 | 0 | 0
STOG | 4.59 | 5.01 | 0 | 0 | 0 | 0
STWD | 10.03 | 33.84 | 14.48 | 37.49 | 14.48 | 14.44
WT | 927.86 | 1158.04 | 1671.4 | 1635.44 | 1042.04 | 837.6
IGCC | 0 | 0 | 0 | 0 | 0 | 0
DemandResponse | 0 | 0 | 0 | 0 | 0 | 0
IGCC-CCS | 0 | 0 | 0 | 0 | 0 | 0
WT_off | 0 | 0 | 0 | 0 | 0 | 0
PseudoUnit | 0 | 0 | 0 | 0 | 0 | 0
FixedInterchange | 0 | 0 | 0 | 0 | 0 | 0
Total Costs by Reporting Type: MISO_WUMS
ReportingType | 2015 | 2020 | 2025 | 2030 | 2035 | 2040
BM | 0 | 0 | 0 | 0 | 0 | 0
CC | 554.23 | 669.7 | 505.64 | 433.43 | 660.12 | 672.28
CSP | 0 | 0 | 0 | 0 | 0 | 0
CT | 0 | 0 | 0 | 0 | 0 | 0
Coal | 1475.65 | 1599.23 | 1519.57 | 1533.22 | 1745.16 | 1830.46
Geo | 0 | 0 | 0 | 0 | 0 | 0
H | 4.79 | 4.79 | 4.79 | 5.13 | 5.13 | 5.13
LFG | 8.57 | 8.57 | 79.15 | 79.15 | 79.15 | 79.15
Nuc | 419.03 | 444.73 | 429.21 | 737.97 | 0.05 | 0.05
PS | 0 | 0 | 0 | 0 | 0 | 0
PV | 0 | 0 | 0 | 0 | 0 | 0
PeakG | 59.8 | 87.85 | 73.19 | 85.81 | 103.95 | 98.7
PeakO | 13.52 | 17.78 | 0 | 0 | 0 | 0
ST | 0 | 0 | 0 | 0 | 0 | 0
STOG | 0 | 0 | 0 | 0 | 0 | 0
STWD | 3.37 | 7.99 | 0 | 0 | 0 | 0
WT | 264.78 | 264.78 | 264.78 | 264.78 | 46.41 | 46.41
IGCC | 0 | 0 | 0 | 0 | 0 | 0
DemandResponse | 0 | 0 | 0 | 0 | 0 | 0
IGCC-CCS | 0 | 0 | 0 | 0 | 0 | 0
WT_off | 0 | 0 | 0 | 0 | 0 | 0
PseudoUnit | 0 | 0 | 0 | 0 | 0 | 0
FixedInterchange | 0 | 0 | 0 | 0 | 0 | 0
Total Costs by Reporting Type: Nebraska
ReportingType | 2015 | 2020 | 2025 | 2030 | 2035 | 2040
BM | 0 | 0 | 0 | 0 | 0 | 0
CC | 19.67 | 32.03 | 22.49 | 24.79 | 30.89 | 30.81
CSP | 0 | 0 | 0 | 0 | 0 | 0
CT | 0 | 0 | 0 | 0 | 0 | 0
Coal | 917.72 | 1250.31 | 1255.02 | 1082.99 | 1128.78 | 1323.8
Geo | 0 | 0 | 0 | 0 | 0 | 0
H | 2.38 | 2.38 | 2.38 | 2.38 | 2.38 | 2.38
LFG | 0.72 | 0.72 | 0.72 | 23.23 | 23.23 | 23.23
Nuc | 289.1 | 306.81 | 296.14 | 364.84 | 0.11 | 0.11
PS | 0 | 0 | 0 | 0 | 0 | 0
PV | 0 | 0 | 0 | 0 | 0 | 0
PeakG | 25.58 | 44.74 | 23.97 | 22.51 | 29.93 | 25.87
PeakO | 9.57 | 12.19 | 0 | 0 | 0 | 0
ST | 0 | 0 | 0 | 0 | 0 | 0
STOG | 0 | 0 | 0 | 0 | 0 | 0
STWD | 0 | 0 | 0 | 0 | 0 | 0
WT | 54.91 | 54.91 | 54.91 | 45.4 | 10.54 | 10.54
IGCC | 0 | 0 | 0 | 0 | 0 | 0
DemandResponse | 0 | 0 | 0 | 0 | 0 | 0
IGCC-CCS | 0 | 0 | 0 | 0 | 0 | 0
WT_off | 0 | 0 | 0 | 0 | 0 | 0
PseudoUnit | 0 | 0 | 0 | 0 | 0 | 0
FixedInterchange | 0 | 0 | 0 | 0 | 0 | 0
Total Costs by Reporting Type: NEISO
ReportingType | 2015 | 2020 | 2025 | 2030 | 2035 | 2040
BM | 279.31 | 220.13 | 144.93 | 179.71 | 220.13 | 181.42
CC | 1816.75 | 1394.42 | 1151.12 | 1220.2 | 1810.06 | 1859.74
CSP | 0 | 0 | 0 | 0 | 0 | 0
CT | 32.41 | 32.88 | 32.92 | 31.97 | 0 | 0
Coal | 57.55 | 29.15 | 0 | 0 | 0 | 0
Geo | 0 | 0 | 0 | 0 | 0 | 0
H | 46.4 | 46.4 | 46.4 | 46.4 | 46.4 | 46.4
LFG | 80.87 | 80.87 | 103.68 | 103.68 | 93.04 | 93.04
Nuc | 1055.43 | 1120.79 | 1080.11 | 1086.32 | 784.86 | 1150.98
PS | 39.74 | 39.74 | 39.74 | 39.74 | 39.74 | 39.74
PV | 0.03 | 104.17 | 104.17 | 104.17 | 104.17 | 4.2
PeakG | 21.68 | 31.75 | 23 | 25 | 31.43 | 33.11
PeakO | 0 | 0 | 0 | 0 | 0 | 0
ST | 0 | 0 | 0 | 0 | 0 | 0
STOG | 0 | 0 | 0 | 0 | 0 | 0
STWD | 246.97 | 42.87 | 7.31 | 11.05 | 38.64 | 33.15
WT | 67.94 | 693.21 | 924.34 | 1017.69 | 991.13 | 435.65
IGCC | 0 | 0 | 0 | 0 | 0 | 0
DemandResponse | 0 | 0 | 0 | 0 | 0 | 0
IGCC-CCS | 0 | 0 | 0 | 0 | 0 | 0
WT_off | 308.22 | 308.22 | 308.22 | 308.22 | 0 | 0
PseudoUnit | 0 | 0 | 0 | 0 | 0 | 0
FixedInterchange | 0 | 0 | 0 | 0 | 0 | 0
Total Costs by Reporting Type: NonRTO_Midwest
ReportingType | 2015 | 2020 | 2025 | 2030 | 2035 | 2040
BM | 0 | 0 | 0 | 0 | 0 | 0
CC | 0 | 0 | 0 | 0 | 0 | 0
CSP | 0 | 0 | 0 | 0 | 0 | 0
CT | 0 | 0 | 0 | 0 | 0 | 0
Coal | 2682.57 | 2774.29 | 2596.19 | 2585.28 | 2793.43 | 2929.64
Geo | 0 | 0 | 0 | 0 | 0 | 0
H | 2.04 | 2.04 | 2.04 | 2.04 | 2.04 | 2.04
LFG | 1.69 | 1.69 | 1.69 | 51.19 | 51.19 | 51.19
Nuc | 0.01 | 0.01 | 0.01 | 0.01 | 0.01 | 0.02
PS | 0 | 0 | 0 | 0 | 0 | 0
PV | 0 | 0 | 0 | 0 | 0 | 0
PeakG | 66.96 | 147.83 | 66.02 | 62.63 | 83.32 | 62.27
PeakO | 0.35 | 0.45 | 0 | 0 | 0 | 0
ST | 0 | 0 | 0 | 0 | 0 | 0
STOG | 0 | 0 | 0 | 0 | 0 | 0
STWD | 0 | 0 | 0 | 0 | 0 | 0
WT | 2.26 | 2.26 | 2.26 | 2.26 | 2.26 | 2.26
IGCC | 0 | 0 | 0 | 0 | 0 | 0
DemandResponse | 0 | 0 | 0 | 0 | 0 | 9.23
IGCC-CCS | 0 | 0 | 0 | 0 | 0 | 0
WT_off | 0 | 0 | 0 | 0 | 0 | 0
PseudoUnit | 0 | 0 | 0 | 0 | 0 | 0
FixedInterchange | 0 | 0 | 0 | 0 | 0 | 0
Total Costs by Reporting Type: NYISO_A-F
ReportingType | 2015 | 2020 | 2025 | 2030 | 2035 | 2040
BM | 0 | 0 | 0 | 0 | 0 | 0
CC | 413.66 | 430.44 | 418.12 | 453.54 | 763.66 | 813.28
CSP | 0 | 0 | 0 | 0 | 0 | 0
CT | 0 | 0 | 0 | 0 | 0 | 0
Coal | 0 | 0 | 0 | 0 | 0 | 0
Geo | 0 | 0 | 0 | 0 | 0 | 0
H | 62.6 | 62.6 | 62.6 | 62.6 | 62.6 | 62.6
LFG | 22.17 | 22.17 | 22.17 | 44 | 42.66 | 42.66
Nuc | 769.17 | 792.88 | 787.44 | 645.82 | 746.25 | 695.88
PS | 33.52 | 33.52 | 33.52 | 33.52 | 33.52 | 33.52
PV | 0 | 0 | 0 | 0 | 0 | 0
PeakG | 3.78 | 5.96 | 5.77 | 5.68 | 5.84 | 7.34
PeakO | 0 | 0 | 0 | 0 | 0 | 0
ST | 0 | 0 | 0 | 0 | 0 | 0
STOG | 0 | 0 | 0 | 0 | 0 | 0
STWD | 0 | 0 | 0 | 0 | 0 | 0
WT | 684.71 | 860.89 | 860.89 | 860.89 | 289.71 | 133.48
IGCC | 0 | 0 | 0 | 0 | 0 | 0
DemandResponse | 0 | 0 | 0 | 0 | 0 | 0
IGCC-CCS | 0 | 0 | 0 | 0 | 0 | 0
WT_off | 0 | 0 | 0 | 0 | 0 | 0
PseudoUnit | 0 | 0 | 0 | 0 | 0 | 0
FixedInterchange | 0 | 0 | 0 | 0 | 0 | 0
Total Costs by Reporting Type: NYISO_G-I
ReportingType | 2015 | 2020 | 2025 | 2030 | 2035 | 2040
BM | 0 | 0 | 0 | 0 | 0 | 0
CC | 254.66 | 289.4 | 269.62 | 227.86 | 856.16 | 2013.12
CSP | 0 | 0 | 0 | 0 | 0 | 0
CT | 0 | 0 | 0 | 0 | 0 | 0
Coal | 83.35 | 0 | 0 | 0 | 0 | 0
Geo | 0 | 0 | 0 | 0 | 0 | 0
H | 0.46 | 0.46 | 0.46 | 0.46 | 0.46 | 0.46
LFG | 7.73 | 7.73 | 7.73 | 31.62 | 31.62 | 31.62
Nuc | 466.19 | 495 | 477.19 | 479.96 | 543.55 | 0.21
PS | 0 | 0 | 0 | 0 | 0 | 0
PV | 0 | 0 | 0 | 0 | 0 | 0
PeakG | 1.52 | 2.22 | 1.76 | 1.78 | 1.8 | 1.81
PeakO | 2.55 | 3.25 | 2.93 | 2.94 | 3.77 | 3.79
ST | 0 | 0 | 0 | 0 | 0 | 0
STOG | 0 | 0 | 0 | 0 | 0 | 0
STWD | 0 | 0 | 0 | 0 | 0 | 0
WT | 0 | 14.4 | 14.4 | 14.4 | 14.4 | 1.69
IGCC | 0 | 0 | 0 | 0 | 0 | 0
DemandResponse | 0 | 0 | 0 | 0 | 0 | 0
IGCC-CCS | 0 | 0 | 0 | 0 | 0 | 0
WT_off | 0 | 0 | 0 | 0 | 0 | 0
PseudoUnit | 0 | 0 | 0 | 0 | 0 | 0
FixedInterchange | 0 | 0 | 0 | 0 | 0 | 0
Total Costs by Reporting Type: NYISO_J-K
ReportingType | 2015 | 2020 | 2025 | 2030 | 2035 | 2040
BM | 0 | 0 | 0 | 0 | 0 | 0
CC | 1131.15 | 1288.74 | 1303.61 | 1308.23 | 1570.53 | 1635.74
CSP | 0 | 0 | 0 | 0 | 0 | 0
CT | 0 | 0 | 0 | 0 | 0 | 0
Coal | 0 | 0 | 0 | 0 | 0 | 0
Geo | 0 | 0 | 0 | 0 | 0 | 0
H | 0 | 0 | 0 | 0 | 0 | 0
LFG | 14.97 | 14.97 | 14.97 | 44.49 | 44.49 | 44.49
Nuc | 0.01 | 0.01 | 0.01 | 0.01 | 0.01 | 0.01
PS | 0 | 0 | 0 | 0 | 0 | 0
PV | 17.52 | 17.52 | 17.52 | 17.52 | 0 | 0
PeakG | 59.64 | 97.5 | 78.56 | 86.07 | 108.43 | 114.14
PeakO | 61.69 | 82.97 | 87.38 | 89.73 | 91.17 | 91.66
ST | 0 | 0 | 0 | 0 | 0 | 0
STOG | 147.96 | 155.96 | 138.35 | 142.77 | 158.86 | 181.93
STWD | 0 | 0 | 0 | 0 | 0 | 0
WT | 0 | 0 | 0 | 0 | 0 | 0
IGCC | 0 | 0 | 0 | 0 | 0 | 0
DemandResponse | 0 | 0 | 0 | 0 | 0 | 0
IGCC-CCS | 0 | 0 | 0 | 0 | 0 | 0
WT_off | 0 | 0 | 0 | 0 | 0 | 0
PseudoUnit | 0 | 0 | 0 | 0 | 0 | 0
FixedInterchange | 0 | 0 | 0 | 0 | 0 | 0
Total Costs by Reporting Type: PJM_E
ReportingType | 2015 | 2020 | 2025 | 2030 | 2035 | 2040
BM | 17.49 | 33.95 | 33.95 | 33.95 | 33.95 | 33.95
CC | 1698.05 | 2401.28 | 2354.78 | 2393.98 | 3639.37 | 3975.42
CSP | 0 | 0 | 0 | 0 | 0 | 0
CT | 2.47 | 2.51 | 2.52 | 0 | 0 | 0
Coal | 83.4 | 37.72 | 15.97 | 16.29 | 17.63 | 17.92
Geo | 0 | 0 | 0 | 0 | 0 | 0
H | 3.85 | 3.85 | 3.85 | 3.85 | 3.85 | 3.85
LFG | 59.08 | 103.47 | 105.88 | 103.69 | 103.69 | 74.63
Nuc | 1960.16 | 1864.06 | 1862.64 | 1873.72 | 1345.93 | 2395.82
PS | 9.5 | 9.5 | 9.5 | 9.5 | 9.5 | 9.5
PV | 11.79 | 11.79 | 11.79 | 11.79 | 0.75 | 0.75
PeakG | 79.65 | 109.44 | 112.54 | 127.56 | 176.6 | 200.01
PeakO | 75.92 | 0 | 0 | 0 | 0 | 0
ST | 0 | 0 | 0 | 0 | 0 | 0
STOG | 0 | 0 | 0 | 0 | 0 | 0
STWD | 0 | 0 | 0 | 0 | 0 | 0
WT | 332.76 | 332.76 | 332.76 | 332.76 | 32.65 | 32.65
IGCC | 0 | 0 | 0 | 0 | 0 | 0
DemandResponse | 0 | 0 | 0 | 0 | 0 | 28.93
IGCC-CCS | 0 | 0 | 0 | 0 | 0 | 0
WT_off | 0 | 0 | 599.06 | 599.06 | 599.06 | 599.06
PseudoUnit | 0 | 0 | 0 | 0 | 0 | 0
FixedInterchange | 0 | 0 | 0 | 0 | 0 | 0
Total Costs by Reporting Type: PJM_ROM
ReportingType | 2015 | 2020 | 2025 | 2030 | 2035 | 2040
BM | 9.61 | 19.49 | 19.49 | 19.49 | 19.49 | 19.49
CC | 790.14 | 1156.08 | 1156.58 | 1202.09 | 1836.18 | 2096.12
CSP | 0 | 0 | 0 | 0 | 0 | 0
CT | 1.52 | 1.54 | 1.65 | 1.74 | 0 | 0
Coal | 2274.29 | 2705.26 | 2831.04 | 3045.7 | 3130.01 | 3233.84
Geo | 0 | 0 | 0 | 0 | 0 | 0
H | 19.83 | 19.83 | 19.83 | 19.83 | 19.83 | 19.83
LFG | 47.04 | 132.66 | 132.66 | 131.08 | 128.72 | 75.37
Nuc | 1163.94 | 1194.41 | 1192.35 | 1199.5 | 963.59 | 1283.24
PS | 35.92 | 35.92 | 35.92 | 35.92 | 35.92 | 35.92
PV | 0.06 | 479.23 | 726.78 | 770.48 | 772.94 | 319.65
PeakG | 31.55 | 37.35 | 36.76 | 37.02 | 79.96 | 87.09
PeakO | 45.95 | 0 | 0 | 0 | 0 | 0
ST | 0 | 0 | 0 | 0 | 0 | 0
STOG | 0 | 0 | 0 | 0 | 0 | 0
STWD | 2.24 | 39.07 | 38.55 | 38.55 | 38.55 | 38.55
WT | 152.07 | 152.07 | 333.51 | 306.1 | 1110.53 | 1151.74
IGCC | 0 | 0 | 0 | 0 | 0 | 0
DemandResponse | 0 | 0 | 0 | 0 | 0 | 0
IGCC-CCS | 0 | 0 | 0 | 0 | 0 | 0
WT_off | 0 | 0 | 0 | 0 | 0 | 0
PseudoUnit | 0 | 0 | 0 | 0 | 0 | 0
FixedInterchange | 0 | 0 | 0 | 0 | 0 | 0
Total Costs by Reporting Type: PJM_ROR
ReportingType | 2015 | 2020 | 2025 | 2030 | 2035 | 2040
BM | 204.46 | 218.93 | 222.96 | 233.4 | 289.77 | 172.49
CC | 2707.34 | 3095.5 | 2617.39 | 2755.26 | 3645.39 | 3805.31
CSP | 0 | 0 | 0 | 0 | 0 | 0
CT | 2.91 | 3.26 | 2.97 | 3 | 0 | 0
Coal | 14544.71 | 12118.26 | 12287.6 | 12397.07 | 13292.14 | 13882.16
Geo | 0 | 0 | 0 | 0 | 0 | 0
H | 26.17 | 26.17 | 199.16 | 199.16 | 199.16 | 199.16
LFG | 76.9 | 76.9 | 238.08 | 232.42 | 226.35 | 226.35
Nuc | 4607.58 | 4731.16 | 4718.65 | 4541.22 | 3528.56 | 5329.49
PS | 73.14 | 73.14 | 73.14 | 73.14 | 73.14 | 73.14
PV | 0.35 | 0.35 | 0.35 | 0.35 | 0.35 | 0.35
PeakG | 407.12 | 599.89 | 388.82 | 481.29 | 590.36 | 740.38
PeakO | 48.69 | 0 | 0 | 0 | 0 | 0
ST | 0 | 0 | 0 | 0 | 0 | 0
STOG | 0 | 0 | 0 | 0 | 0 | 0
STWD | 6.22 | 55.73 | 72.21 | 96.08 | 113.43 | 113.43
WT | 2217.8 | 2217.8 | 2217.8 | 1474.37 | 366.33 | 366.33
IGCC | 0 | 0 | 0 | 0 | 0 | 0
DemandResponse | 0 | 0 | 0 | 0 | 0 | 0
IGCC-CCS | 0 | 0 | 0 | 0 | 0 | 0
WT_off | 0 | 0 | 0 | 0 | 0 | 0
PseudoUnit | 0 | 0 | 0 | 0 | 0 | 0
FixedInterchange | 0 | 0 | 0 | 0 | 0 | 0
Total Costs by Reporting Type: SOCO
ReportingType | 2015 | 2020 | 2025 | 2030 | 2035 | 2040
BM | 26.53 | 26.94 | 28.22 | 28.22 | 29.34 | 29.34
CC | 4836.07 | 5484.53 | 4961.9 | 5306.57 | 5823.89 | 3833.63
CSP | 0 | 0 | 0 | 0 | 0 | 0
CT | 0 | 0 | 0 | 0 | 0 | 0
Coal | 5152.62 | 4972.84 | 5275.76 | 5317.87 | 5635.36 | 10397.43
Geo | 0 | 0 | 0 | 0 | 0 | 0
H | 59.74 | 59.74 | 59.74 | 59.74 | 59.74 | 59.74
LFG | 4.47 | 4.47 | 37.19 | 37.19 | 37.19 | 37.19
Nuc | 1355.07 | 2993.98 | 3028.43 | 3039.86 | 3039.86 | 2945.91
PS | 39.76 | 39.76 | 39.76 | 39.76 | 39.76 | 39.76
PV | 0 | 0 | 0 | 0 | 0 | 0
PeakG | 132.6 | 158.78 | 48.12 | 13.83 | 18.55 | 0
PeakO | 0 | 0 | 0 | 0 | 0 | 0
ST | 0 | 0 | 0 | 0 | 0 | 0
STOG | 0 | 0 | 0 | 0 | 0 | 0
STWD | 0 | 0 | 0 | 0 | 0 | 0
WT | 0 | 0 | 0 | 0 | 0 | 0
IGCC | 0 | 0 | 0 | 0 | 0 | 0
DemandResponse | 0 | 0 | 31.1 | 3.84 | 97.35 | 14.24
IGCC-CCS | 0 | 0 | 0 | 0 | 0 | 0
WT_off | 0 | 0 | 0 | 0 | 0 | 0
PseudoUnit | 0 | 0 | 0 | 0 | 0 | 0
FixedInterchange | 0 | 0 | 0 | 0 | 0 | 0
Total Costs by Reporting Type: SPP_N
ReportingType | 2015 | 2020 | 2025 | 2030 | 2035 | 2040
BM | 0 | 0 | 0 | 0 | 0 | 0
CC | 264.15 | 207.96 | 146.2 | 148.9 | 134.11 | 126.22
CSP | 0 | 0 | 0 | 0 | 0 | 0
CT | 0 | 0 | 0 | 0 | 0 | 0
Coal | 2280.08 | 2339.07 | 2340.8 | 2273.04 | 2390.16 | 2693.08
Geo | 0 | 0 | 0 | 0 | 0 | 0
H | 0.3 | 0.3 | 0.3 | 0.3 | 0.3 | 0.3
LFG | 0.85 | 0.85 | 30.03 | 30.03 | 30.03 | 30.03
Nuc | 256.73 | 266.63 | 271.39 | 272.98 | 272.98 | 272.98
PS | 0 | 0 | 0 | 0 | 0 | 0
PV | 0 | 0 | 0 | 0 | 0 | 0
PeakG | 82.66 | 167.94 | 129.99 | 109.86 | 93.26 | 95.23
PeakO | 34.89 | 44.84 | 0 | 0 | 0 | 0
ST | 0 | 0 | 0 | 0 | 0 | 0
STOG | 56.98 | 0 | 0 | 0 | 0 | 0
STWD | 0 | 0 | 0 | 0 | 0 | 0
WT | 42.04 | 42.04 | 42.04 | 42.04 | 1619.62 | 1690.86
IGCC | 0 | 0 | 0 | 0 | 0 | 0
DemandResponse | 0 | 0 | 0 | 0 | 0 | 0
IGCC-CCS | 0 | 0 | 0 | 0 | 0 | 0
WT_off | 0 | 0 | 0 | 0 | 0 | 0
PseudoUnit | 0 | 0 | 0 | 0 | 0 | 0
FixedInterchange | 0 | 0 | 0 | 0 | 0 | 0
Total Costs by Reporting Type: SPP_S
ReportingType | 2015 | 2020 | 2025 | 2030 | 2035 | 2040
BM | 0 | 0 | 0 | 0 | 0 | 0
CC | 1221.77 | 2280.07 | 1811.72 | 1858.67 | 1158.51 | 1117.7
CSP | 0 | 0 | 0 | 0 | 0 | 0
CT | 35.98 | 74.81 | 82.4 | 83.74 | 35.36 | 0
Coal | 3748.6 | 3810.33 | 4077.6 | 3926.47 | 4105.49 | 4440.29
Geo | 0 | 0 | 0 | 0 | 0 | 0
H | 30.03 | 30.03 | 30.03 | 30.03 | 30.03 | 30.03
LFG | 2.29 | 2.29 | 31.48 | 31.48 | 31.48 | 31.48
Nuc | 0.01 | 0.01 | 0.01 | 0.01 | 0.01 | 0.01
PS | 10.59 | 10.59 | 10.59 | 10.59 | 10.59 | 10.59
PV | 0 | 0 | 0 | 0 | 0 | 0
PeakG | 60.2 | 113.96 | 117.82 | 108.01 | 75.73 | 73.98
PeakO | 3.36 | 4.54 | 0 | 0 | 0 | 0
ST | 0 | 0 | 0 | 0 | 0 | 0
STOG | 198.85 | 228.02 | 0 | 0 | 0 | 0
STWD | 2.69 | 3.43 | 0 | 0 | 0 | 0
WT | 183.43 | 622.58 | 622.58 | 622.58 | 1556.43 | 1279.84
IGCC | 0 | 0 | 0 | 0 | 0 | 0
DemandResponse | 0 | 0 | 0 | 0 | 0 | 0
IGCC-CCS | 0 | 0 | 0 | 0 | 0 | 0
WT_off | 0 | 0 | 0 | 0 | 0 | 0
PseudoUnit | 0 | 0 | 0 | 0 | 0 | 0
FixedInterchange | 0 | 0 | 0 | 0 | 0 | 0
Total Costs by Reporting Type: TVA
ReportingType | 2015 | 2020 | 2025 | 2030 | 2035 | 2040
BM | 0 | 0 | 0 | 0 | 0 | 0
CC | 1078.38 | 1341.68 | 1143.38 | 1078.44 | 1612.8 | 1551.15
CSP | 0 | 0 | 0 | 0 | 0 | 0
CT | 0 | 0 | 0 | 0 | 0 | 0
Coal | 3112.29 | 3060.6 | 3085.17 | 3005.51 | 3153.38 | 3975.78
Geo | 0 | 0 | 0 | 0 | 0 | 0
H | 72.8 | 72.8 | 72.8 | 72.8 | 72.8 | 72.8
LFG | 1.57 | 1.57 | 1.57 | 33.99 | 33.99 | 33.99
Nuc | 2533.71 | 2590.04 | 2579.4 | 2590.89 | 1999.33 | 2481.64
PS | 41.38 | 41.38 | 41.38 | 41.38 | 41.38 | 41.38
PV | 0 | 0 | 0 | 0 | 0 | 0
PeakG | 93.11 | 124.33 | 0 | 0 | 0 | 0
PeakO | 0 | 0 | 0 | 0 | 0 | 0
ST | 0 | 0 | 0 | 0 | 0 | 0
STOG | 0 | 0 | 0 | 0 | 0 | 0
STWD | 0 | 0 | 0 | 0 | 0 | 0
WT | 0.99 | 0.99 | 0.99 | 0.99 | 0.99 | 0.99
IGCC | 0 | 0 | 0 | 0 | 0 | 0
DemandResponse | 0 | 0 | 0 | 0 | 51.09 | 69.38
IGCC-CCS | 0 | 0 | 0 | 0 | 0 | 0
WT_off | 0 | 0 | 0 | 0 | 0 | 0
PseudoUnit | 0 | 0 | 0 | 0 | 0 | 0
FixedInterchange | 0 | 0 | 0 | 0 | 0 | 0
Total Costs by Reporting Type: TVA_Transmission
ReportingType | 2015 | 2020 | 2025 | 2030 | 2035 | 2040
BM | 0 | 0 | 0 | 0 | 0 | 0
CC | 0 | 0 | 0 | 0 | 0 | 0
CSP | 0 | 0 | 0 | 0 | 0 | 0
CT | 0 | 0 | 0 | 0 | 0 | 0
Coal | 0 | 0 | 0 | 0 | 0 | 0
Geo | 0 | 0 | 0 | 0 | 0 | 0
H | 0 | 0 | 0 | 0 | 0 | 0
LFG | 0 | 0 | 0 | 0 | 0 | 0
Nuc | 0 | 0 | 0 | 0 | 0 | 0
PS | 0 | 0 | 0 | 0 | 0 | 0
PV | 0 | 0 | 0 | 0 | 0 | 0
PeakG | 0 | 0 | 0 | 0 | 0 | 0
PeakO | 0 | 0 | 0 | 0 | 0 | 0
ST | 0 | 0 | 0 | 0 | 0 | 0
STOG | 0 | 0 | 0 | 0 | 0 | 0
STWD | 0 | 0 | 0 | 0 | 0 | 0
WT | 0 | 0 | 0 | 0 | 0 | 0
IGCC | 0 | 0 | 0 | 0 | 0 | 0
DemandResponse | 0 | 0 | 0 | 0 | 0 | 0
IGCC-CCS | 0 | 0 | 0 | 0 | 0 | 0
WT_off | 0 | 0 | 0 | 0 | 0 | 0
PseudoUnit | 0 | 0 | 0 | 0 | 0 | 0
FixedInterchange | 0 | 0 | 0 | 0 | 0 | 0
Total Costs by Reporting Type: VACAR
ReportingType | 2015 | 2020 | 2025 | 2030 | 2035 | 2040
BM | 0.93 | 155.95 | 453.69 | 497.52 | 497.52 | 515.83
CC | 1788.86 | 1817.06 | 1478.72 | 1479.43 | 2113.84 | 2546.86
CSP | 0 | 0 | 0 | 0 | 0 | 0
CT | 69.92 | 84.69 | 76.08 | 76.78 | 0 | 0
Coal | 4889.66 | 4077.56 | 4620.92 | 4880.47 | 5484.48 | 5864.43
Geo | 0 | 0 | 0 | 0 | 0 | 0
H | 30.23 | 30.23 | 30.23 | 30.23 | 30.23 | 30.23
LFG | 7.71 | 40.25 | 40.25 | 40.25 | 40.18 | 20.68
Nuc | 2606.17 | 4424.34 | 4396.29 | 4414.98 | 3652.53 | 5084.39
PS | 62.1 | 62.1 | 62.1 | 62.1 | 62.1 | 62.1
PV | 0.24 | 40.8 | 40.8 | 41 | 41.4 | 3.31
PeakG | 152.84 | 254.93 | 170.18 | 214.02 | 382.95 | 449.24
PeakO | 36.13 | 4.87 | 0 | 0 | 0 | 0
ST | 0 | 0 | 0 | 0 | 0 | 0
STOG | 4.04 | 0 | 0 | 0 | 0 | 0
STWD | 173.41 | 175.67 | 173.58 | 146.94 | 169.53 | 173.58
WT | 0.22 | 838.93 | 838.93 | 838.93 | 838.73 | 98.34
IGCC | 0 | 0 | 0 | 0 | 0 | 0
DemandResponse | 0 | 0 | 2.23 | 1.2 | 106.65 | 221.91
IGCC-CCS | 0 | 0 | 0 | 0 | 0 | 0
WT_off | 0.59 | 0.59 | 0.59 | 0.59 | 0.05 | 0.05
PseudoUnit | 0 | 0 | 0 | 0 | 0 | 0
FixedInterchange | 0 | 0 | 0 | 0 | 0 | 0
Total Costs by Reporting Type: IESO
ReportingType | 2015 | 2020 | 2025 | 2030 | 2035 | 2040
BM | 177.6 | 177.87 | 177.89 | 178.28 | 178.55 | 178.55
CC | 206.71 | 205.12 | 204.2 | 208.81 | 320.84 | 312.92
CSP | 0 | 0 | 0 | 0 | 0 | 0
CT | 44.26 | 44.48 | 45.07 | 44.9 | 3.4 | 5.71
Coal | 0 | 0 | 0 | 0 | 0 | 0
Geo | 0 | 0 | 0 | 0 | 0 | 0
H | 123.83 | 123.83 | 123.83 | 123.83 | 123.83 | 123.83
LFG | 19.32 | 19.32 | 19.32 | 19.32 | 14.2 | 14.43
Nuc | 2990.3 | 3007.72 | 3062.19 | 3080.28 | 2836.57 | 3030.7
PS | 2.92 | 2.92 | 2.92 | 2.92 | 2.92 | 2.92
PV | 558.01 | 558.01 | 558.01 | 558.01 | 0.44 | 0.44
PeakG | 1.49 | 1.86 | 1.94 | 1.95 | 2.02 | 2.03
PeakO | 0 | 0 | 0 | 0 | 0 | 0
ST | 0 | 0 | 0 | 0 | 0 | 0
STOG | 0 | 0 | 0 | 0 | 0 | 0
STWD | 0 | 0 | 0 | 0 | 0 | 0
WT | 763.41 | 763.41 | 763.41 | 763.41 | 43.84 | 43.84
IGCC | 0 | 0 | 0 | 0 | 0 | 0
DemandResponse | 0 | 0 | 0 | 0 | 0 | 0
IGCC-CCS | 0 | 0 | 0 | 0 | 0 | 0
WT_off | 0 | 0 | 0 | 0 | 0 | 0
PseudoUnit | 0 | 0 | 0 | 0 | 0 | 0
FixedInterchange | 0 | 0 | 0 | 0 | 0 | 0
Total Costs by Reporting Type: MAPP_CA
ReportingType | 2015 | 2020 | 2025 | 2030 | 2035 | 2040
BM | 0 | 0 | 0 | 0 | 0 | 0
CC | 152.77 | 201.12 | 160.85 | 162.68 | 77.35 | 0
CSP | 0 | 0 | 0 | 0 | 0 | 0
CT | 0 | 0 | 0 | 0 | 0 | 0
Coal | 87.56 | 80.37 | 0 | 0 | 0 | 0
Geo | 0 | 0 | 0 | 0 | 0 | 0
H | 92.24 | 92.24 | 92.24 | 92.24 | 453.74 | 991.46
LFG | 0 | 0 | 0 | 0 | 0 | 0
Nuc | 0.01 | 0.01 | 0.01 | 0.01 | 0.01 | 0.01
PS | 0 | 0 | 0 | 0 | 0 | 0
PV | 0 | 0 | 0 | 0 | 0 | 0
PeakG | 9.94 | 10.66 | 11.23 | 11.34 | 0 | 0
PeakO | 0.09 | 0.09 | 0.13 | 0.16 | 0 | 0
ST | 0 | 0 | 0 | 0 | 0 | 0
STOG | 5.73 | 5.8 | 4.97 | 0 | 0 | 0
STWD | 0 | 0 | 0 | 0 | 0 | 0
WT | 105.14 | 105.14 | 105.14 | 105.14 | 9.42 | 9.42
IGCC | 0 | 0 | 0 | 0 | 0 | 0
DemandResponse | 0 | 0 | 0 | 0 | 0 | 0
IGCC-CCS | 0 | 0 | 0 | 0 | 0 | 0
WT_off | 0 | 0 | 0 | 0 | 0 | 0
PseudoUnit | 0 | 0 | 0 | 0 | 0 | 0
FixedInterchange | 0 | 0 | 0 | 0 | 0 | 0
Total Costs by Reporting Type: AZ_NM_SNV_Coal
ReportingType | 2015 | 2020 | 2025 | 2030 | 2035 | 2040
BM | 0 | 0 | 0 | 0 | 0 | 0
CC | 0 | 0 | 0 | 0 | 0 | 0
CSP | 0 | 0 | 0 | 0 | 0 | 0
CT | 0 | 0 | 0 | 0 | 0 | 0
Coal | 2644.61 | 2958.89 | 2927.27 | 2961.55 | 3227.05 | 5630.32
Geo | 0 | 0 | 0 | 0 | 0 | 0
H | 0 | 0 | 0 | 0 | 0 | 0
LFG | 0 | 0 | 0 | 0 | 0 | 0
Nuc | 0 | 0 | 0 | 0 | 0 | 0
PS | 0 | 0 | 0 | 0 | 0 | 0
PV | 0 | 0 | 0 | 0 | 0 | 0
PeakG | 0 | 0 | 0 | 0 | 0 | 0
PeakO | 0 | 0 | 0 | 0 | 0 | 0
ST | 0 | 0 | 0 | 0 | 0 | 0
STOG | 0 | 0 | 0 | 0 | 0 | 0
STWD | 0 | 0 | 0 | 0 | 0 | 0
WT | 0 | 0 | 0 | 0 | 0 | 0
IGCC | 0 | 0 | 0 | 0 | 0 | 0
DemandResponse | 0 | 0 | 0 | 0 | 0 | 0
IGCC-CCS | 0 | 0 | 0 | 0 | 0 | 0
WT_off | 0 | 0 | 0 | 0 | 0 | 0
PseudoUnit | 0 | 0 | 0 | 0 | 0 | 0
FixedInterchange | 0 | 0 | 0 | 0 | 0 | 0
Total Costs by Reporting Type: AZ_NM_SNV_Gas
ReportingType | 2015 | 2020 | 2025 | 2030 | 2035 | 2040
BM | 0 | 0 | 0 | 0 | 0 | 0
CC | 4040.86 | 4631.08 | 4911.83 | 5462.46 | 6086.26 | 6386.73
CSP | 0 | 0 | 0 | 0 | 0 | 0
CT | 68.63 | 69.09 | 70.39 | 74.63 | 0 | 0
Coal | 0 | 0 | 0 | 0 | 0 | 0
Geo | 0 | 0 | 0 | 0 | 0 | 0
H | 0 | 0 | 0 | 0 | 0 | 0
LFG | 0 | 0 | 0 | 0 | 0 | 0
Nuc | 0 | 0 | 0 | 0 | 0 | 0
PS | 0 | 0 | 0 | 0 | 0 | 0
PV | 0 | 0 | 0 | 0 | 0 | 0
PeakG | 48.58 | 0 | 0 | 0 | 0 | 0
PeakO | 0 | 0 | 0 | 0 | 0 | 0
ST | 0 | 0 | 0 | 0 | 0 | 0
STOG | 0 | 0 | 0 | 0 | 0 | 0
STWD | 0 | 0 | 0 | 0 | 0 | 0
WT | 0 | 0 | 0 | 0 | 0 | 0
IGCC | 0 | 0 | 0 | 0 | 0 | 0
DemandResponse | 0 | 0 | 0 | 0 | 0 | 0
IGCC-CCS | 0 | 0 | 0 | 0 | 0 | 0
WT_off | 0 | 0 | 0 | 0 | 0 | 0
PseudoUnit | 0 | 0 | 0 | 0 | 0 | 0
FixedInterchange | 0 | 0 | 0 | 0 | 0 | 0
Total Costs by Reporting Type: AZ_NM_SNV_NucRenew
ReportingType | 2015 | 2020 | 2025 | 2030 | 2035 | 2040
BM | 0 | 0 | 0 | 0 | 0 | 0
CC | 0 | 0 | 0 | 0 | 0 | 0
CSP | 0 | 0 | 0 | 0 | 0 | 0
CT | 0 | 0 | 0 | 0 | 0 | 0
Coal | 0 | 0 | 0 | 0 | 0 | 0
Geo | 0 | 0 | 608.13 | 608.13 | 608.13 | 608.13
H | 44.6 | 44.6 | 44.6 | 44.6 | 44.6 | 44.6
LFG | 0.85 | 19.95 | 19.95 | 19.95 | 19.95 | 8.23
Nuc | 810.72 | 895.93 | 912.19 | 917.59 | 917.59 | 917.59
PS | 5.13 | 5.13 | 5.13 | 5.13 | 5.13 | 5.13
PV | 37.26 | 37.26 | 37.26 | 37.26 | 2.38 | 2.38
PeakG | 0 | 0 | 0 | 0 | 0 | 0
PeakO | 0 | 0 | 0 | 0 | 0 | 0
ST | 119.46 | 269.45 | 346.26 | 291.98 | 255.59 | 130.41
STOG | 0 | 0 | 0 | 0 | 0 | 0
STWD | 12.81 | 13.02 | 1.02 | 12.82 | 12.82 | 12.82
WT | 31.87 | 554.88 | 554.88 | 570.73 | 556.45 | 95.34
IGCC | 0 | 0 | 0 | 0 | 0 | 0
DemandResponse | 0 | 0 | 0 | 0 | 0 | 0
IGCC-CCS | 0 | 0 | 0 | 0 | 0 | 0
WT_off | 0 | 0 | 0 | 0 | 0 | 0
PseudoUnit | 0 | 0 | 0 | 0 | 0 | 0
FixedInterchange | 0 | 0 | 0 | 0 | 0 | 0
Total Costs by Reporting Type: ERCOT
ReportingType | 2015 | 2020 | 2025 | 2030 | 2035 | 2040
BM | 69.26 | 69.61 | 73.54 | 73.54 | 75.04 | 73.54
CC | 6105.02 | 6571.82 | 6148.05 | 6410.9 | 6998.57 | 5182.76
CSP | 0 | 0 | 0 | 0 | 0 | 0
CT | 22.65 | 25.83 | 29.94 | 30.41 | 0 | 0
Coal | 5381.36 | 6506.69 | 7039.42 | 6822.08 | 6989.67 | 7892.77
Geo | 0 | 0 | 0 | 0 | 0 | 0
H | 8.05 | 8.05 | 8.05 | 8.05 | 8.05 | 8.05
LFG | 9.06 | 9.06 | 115.9 | 115.9 | 115.9 | 115.9
Nuc | 1007.36 | 1174.9 | 1203.03 | 1210.21 | 1210.21 | 1210.21
PS | 0 | 0 | 0 | 0 | 0 | 0
PV | 5.14 | 5.14 | 5.14 | 5.14 | 0.01 | 0.01
PeakG | 80.63 | 149.3 | 178.5 | 187.23 | 198.48 | 178.24
PeakO | 1.29 | 2.31 | 0 | 0 | 0 | 0
ST | 0 | 0 | 0 | 0 | 0 | 0
STOG | 854.89 | 711.88 | 407.88 | 332.19 | 291.76 | 0
STWD | 0 | 0 | 0 | 0 | 0 | 0
WT | 388.45 | 388.45 | 388.45 | 388.45 | 315.74 | 3356.75
IGCC | 0 | 0 | 0 | 0 | 0 | 0
DemandResponse | 0 | 9.04 | 74.65 | 72.2 | 74.18 | 81.67
IGCC-CCS | 0 | 0 | 0 | 0 | 0 | 0
WT_off | 0 | 0 | 0 | 0 | 0 | 0
PseudoUnit | 0 | 0 | 0 | 0 | 0 | 0
FixedInterchange | 0 | 0 | 0 | 0 | 0 | 0
Total Costs by Reporting Type: NP15
ReportingType | 2015 | 2020 | 2025 | 2030 | 2035 | 2040
BM | 0 | 0 | 0 | 0 | 0 | 0
CC | 1889.92 | 809.02 | 597.89 | 814.34 | 939.53 | 543.53
CSP | 0 | 0 | 0 | 0 | 0 | 0
CT | 19.28 | 19.28 | 19.28 | 19.28 | 114.81 | 246.95
Coal | 10.37 | 0 | 0 | 0 | 0 | 0
Geo | 100.91 | 243.68 | 380.43 | 380.43 | 380.43 | 287.08
H | 125.7 | 125.7 | 125.7 | 125.7 | 125.7 | 125.7
LFG | 10.26 | 204.81 | 204.81 | 204.81 | 204.81 | 79.02
Nuc | 495.59 | 560.5 | 540.7 | 543.89 | 543.89 | 543.89
PS | 53.58 | 53.58 | 53.58 | 53.58 | 53.58 | 53.58
PV | 3.68 | 3.68 | 3.68 | 3.68 | 0.78 | 0.78
PeakG | 56.04 | 82.34 | 58.1 | 74.01 | 78.49 | 78.49
PeakO | 10.26 | 13.08 | 10.48 | 10.49 | 10.49 | 10.49
ST | 14.46 | 14.46 | 14.46 | 14.46 | 1.86 | 1.86
STOG | 146.93 | 34.03 | 0 | 0 | 0 | 0
STWD | 265.97 | 269.53 | 18 | 170.61 | 18.81 | 87.45
WT | 66.31 | 481.46 | 481.46 | 481.46 | 690.6 | 414.46
IGCC | 0 | 0 | 0 | 0 | 0 | 0
DemandResponse | 0 | 0 | 0 | 0 | 0 | 0
IGCC-CCS | 0 | 0 | 0 | 0 | 0 | 0
WT_off | 0 | 0 | 0 | 0 | 0 | 0
PseudoUnit | 0 | 0 | 0 | 0 | 0 | 0
FixedInterchange | 0 | 0 | 0 | 0 | 0 | 0
Total Costs by Reporting Type: NWPP_Coal
ReportingType | 2015 | 2020 | 2025 | 2030 | 2035 | 2040
BM | 0 | 0 | 0 | 0 | 0 | 0
CC | 0 | 0 | 0 | 0 | 0 | 0
CSP | 0 | 0 | 0 | 0 | 0 | 0
CT | 0 | 0 | 0 | 0 | 0 | 0
Coal | 3084.04 | 3439.15 | 3490.1 | 3413.44 | 3681.41 | 4073.74
Geo | 0 | 0 | 0 | 0 | 0 | 0
H | 0 | 0 | 0 | 0 | 0 | 0
LFG | 0 | 0 | 0 | 0 | 0 | 0
Nuc | 0 | 0 | 0 | 0 | 0 | 0
PS | 0 | 0 | 0 | 0 | 0 | 0
PV | 0 | 0 | 0 | 0 | 0 | 0
PeakG | 0 | 0 | 0 | 0 | 0 | 0
PeakO | 0 | 0 | 0 | 0 | 0 | 0
ST | 0 | 0 | 0 | 0 | 0 | 0
STOG | 0 | 0 | 0 | 0 | 0 | 0
STWD | 0 | 0 | 0 | 0 | 0 | 0
WT | 0 | 0 | 0 | 0 | 0 | 0
IGCC | 0 | 0 | 0 | 0 | 0 | 0
DemandResponse | 0 | 0 | 0 | 0 | 0 | 0
IGCC-CCS | 0 | 0 | 0 | 0 | 0 | 0
WT_off | 0 | 0 | 0 | 0 | 0 | 0
PseudoUnit | 0 | 0 | 0 | 0 | 0 | 0
FixedInterchange | 0 | 0 | 0 | 0 | 0 | 0
Total Costs by Reporting Type: NWPP_Gas
ReportingType | 2015 | 2020 | 2025 | 2030 | 2035 | 2040
BM | 0 | 0 | 0 | 0 | 0 | 0
CC | 1521.51 | 1778.12 | 1839.52 | 2100.62 | 2378.7 | 2299.84
CSP | 0 | 0 | 0 | 0 | 0 | 0
CT | 14.02 | 14.02 | 14.02 | 14.02 | 0 | 0
Coal | 0 | 0 | 0 | 0 | 308.96 | 513.47
Geo | 0 | 0 | 0 | 0 | 0 | 0
H | 0 | 0 | 0 | 0 | 0 | 0
LFG | 0 | 0 | 0 | 0 | 0 | 0
Nuc | 0 | 0 | 0 | 0 | 0 | 0
PS | 0 | 0 | 0 | 0 | 0 | 0
PV | 0 | 0 | 0 | 0 | 0 | 0
PeakG | 0 | 0 | 0 | 0 | 0 | 0
PeakO | 0 | 0 | 0 | 0 | 0 | 0
ST | 0 | 0 | 0 | 0 | 0 | 0
STOG | 0 | 0 | 0 | 0 | 0 | 0
STWD | 0 | 0 | 0 | 0 | 0 | 0
WT | 0 | 0 | 0 | 0 | 0 | 0
IGCC | 0 | 0 | 0 | 0 | 0 | 0
DemandResponse | 0 | 0 | 0 | 0 | 0 | 0
IGCC-CCS | 0 | 0 | 0 | 0 | 0 | 0
WT_off | 0 | 0 | 0 | 0 | 0 | 0
PseudoUnit | 0 | 0 | 0 | 0 | 0 | 0
FixedInterchange | 0 | 0 | 0 | 0 | 0 | 0
Total Costs by Reporting Type: NWPP_NucRenew
ReportingType | 2015 | 2020 | 2025 | 2030 | 2035 | 2040
BM | 17.16 | 17.16 | 17.16 | 17.16 | 17.16 | 17.16
CC | 0 | 0 | 0 | 0 | 0 | 0
CSP | 0 | 0 | 0 | 0 | 0 | 0
CT | 0 | 0 | 0 | 0 | 0 | 0
Coal | 0 | 0 | 0 | 0 | 0 | 0
Geo | 67.62 | 67.62 | 249.83 | 249.83 | 224.95 | 224.95
H | 480.54 | 480.54 | 480.54 | 480.54 | 480.54 | 480.54
LFG | 20.56 | 97.26 | 97.26 | 97.26 | 92.24 | 45.29
Nuc | 256.71 | 258.17 | 262.7 | 264.21 | 264.21 | 324.67
PS | 6.12 | 6.12 | 6.12 | 6.12 | 6.12 | 6.12
PV | 0.04 | 0.04 | 0.04 | 0.04 | 0.04 | 0.04
PeakG | 0 | 0 | 0 | 0 | 0 | 0
PeakO | 0 | 0 | 0 | 0 | 0 | 0
ST | 0 | 0 | 0 | 0 | 0 | 0
STOG | 0 | 0 | 0 | 0 | 0 | 0
STWD | 0 | 0 | 0 | 0 | 0 | 0
WT | 467.97 | 467.97 | 467.97 | 467.97 | 229.12 | 229.12
IGCC | 0 | 0 | 0 | 0 | 0 | 0
DemandResponse | 0 | 0 | 0 | 0 | 0 | 0
IGCC-CCS | 0 | 0 | 0 | 0 | 0 | 0
WT_off | 0 | 0 | 0 | 0 | 0 | 0
PseudoUnit | 0 | 0 | 0 | 0 | 0 | 0
FixedInterchange | 0 | 0 | 0 | 0 | 0 | 0
Total Costs by Reporting Type: RMPA
ReportingType | 2015 | 2020 | 2025 | 2030 | 2035 | 2040
BM | 0 | 0 | 0 | 0 | 0 | 0
CC | 251.11 | 237.27 | 0 | 0 | 0 | 0
CSP | 0 | 0 | 0 | 0 | 0 | 0
CT | 16.21 | 16.21 | 16.32 | 16.61 | 0 | 0
Coal | 1764.36 | 1859.84 | 1806.84 | 1723.6 | 2037.81 | 2462.9
Geo | 0 | 142.05 | 1071.18 | 1086.81 | 1086.81 | 998.12
H | 13.99 | 13.99 | 13.99 | 13.99 | 13.99 | 13.99
LFG | 1.17 | 10.26 | 10.26 | 10.26 | 9.99 | 4.42
Nuc | 0.01 | 0.01 | 0.01 | 0.01 | 0.01 | 0.01
PS | 13.37 | 13.37 | 13.37 | 13.37 | 13.37 | 13.37
PV | 0.68 | 0.68 | 0.68 | 0.68 | 0.31 | 0.31
PeakG | 51.62 | 69.08 | 28.82 | 37.36 | 47.41 | 37.69
PeakO | 0 | 0 | 0 | 0 | 0 | 0
ST | 1.26 | 135.76 | 138.82 | 142.64 | 141.58 | 29.01
STOG | 0 | 0 | 0 | 0 | 0 | 0
STWD | 0 | 0 | 0 | 0 | 0 | 0
WT | 240.35 | 240.35 | 240.35 | 240.35 | 67.69 | 67.69
IGCC | 0 | 0 | 0 | 0 | 0 | 0
DemandResponse | 0 | 0 | 0 | 0 | 0 | 0
IGCC-CCS | 0 | 0 | 0 | 0 | 0 | 0
WT_off | 0 | 0 | 0 | 0 | 0 | 0
PseudoUnit | 0 | 0 | 0 | 0 | 0 | 0
FixedInterchange | 0 | 0 | 0 | 0 | 0 | 0
Total Costs by Reporting Type: SP15
ReportingType | 2015 | 2020 | 2025 | 2030 | 2035 | 2040
BM | 6.8 | 6.8 | 5.37 | 6.8 | 6.8 | 5.91
CC | 1364.27 | 1377.36 | 867.59 | 1147.82 | 1485.08 | 734.6
CSP | 0 | 0 | 0 | 0 | 0 | 0
CT | 0 | 0 | 0 | 0 | 0 | 0
Coal | 35.83 | 0 | 0 | 0 | 0 | 0
Geo | 104.52 | 713.94 | 713.94 | 699.68 | 699.68 | 328.75
H | 16.57 | 16.57 | 16.57 | 16.57 | 16.57 | 16.57
LFG | 29.05 | 219.63 | 219.63 | 219.4 | 217.54 | 94.59
Nuc | 508.22 | 539.82 | 519.92 | 522.86 | 522.86 | 643.14
PS | 34.19 | 34.19 | 34.19 | 34.19 | 34.19 | 34.19
PV | 3.49 | 3.49 | 3.49 | 3.49 | 1.81 | 1.81
PeakG | 76.73 | 111.44 | 93.84 | 106.16 | 114.86 | 103.59
PeakO | 1.47 | 1.91 | 1.53 | 1.53 | 1.53 | 1.53
ST | 220.08 | 220.08 | 220.08 | 220.08 | 28.69 | 28.69
STOG | 340.21 | 226.07 | 118.13 | 121.93 | 130.5 | 122.66
STWD | 68.43 | 69.39 | 7.5 | 68.5 | 34.7 | 24.21
WT | 264.36 | 264.36 | 264.36 | 264.36 | 71.1 | 71.1
IGCC | 0 | 0 | 0 | 0 | 0 | 0
DemandResponse | 0 | 0 | 0 | 0 | 0 | 0
IGCC-CCS | 0 | 0 | 0 | 0 | 0 | 0
WT_off | 0 | 0 | 0 | 0 | 0 | 0
PseudoUnit | 0 | 0 | 0 | 0 | 0 | 0
FixedInterchange | 0 | 0 | 0 | 0 | 0 | 0
Total Costs by Reporting Type: ALB
ReportingType | 2015 | 2020 | 2025 | 2030 | 2035 | 2040
BM | 0 | 0 | 0 | 0 | 0 | 0
CC | 680.3 | 850.79 | 1024.17 | 1231.91 | 1475.77 | 1638.46
CSP | 0 | 0 | 0 | 0 | 0 | 0
CT | 18.05 | 18.05 | 18.05 | 18.05 | 0 | 0
Coal | 985.58 | 953.71 | 967.34 | 993.65 | 1167.32 | 1251.85
Geo | 0 | 0 | 0 | 0 | 0 | 0
H | 12.99 | 12.99 | 12.99 | 12.99 | 12.99 | 12.99
LFG | 1.21 | 1.21 | 1.21 | 1.21 | 1.21 | 1.21
Nuc | 0.01 | 0.01 | 0.01 | 0.01 | 0.01 | 0.01
PS | 0 | 0 | 0 | 0 | 0 | 0
PV | 0 | 0 | 0 | 0 | 0 | 0
PeakG | 21.56 | 9.75 | 0 | 0 | 0 | 0
PeakO | 0 | 0 | 0 | 0 | 0 | 0
ST | 0 | 0 | 0 | 0 | 0 | 0
STOG | 0 | 0 | 0 | 0 | 0 | 0
STWD | 0 | 0 | 0 | 0 | 0 | 0
WT | 25.5 | 25.5 | 25.5 | 25.5 | 22.96 | 22.96
IGCC | 0 | 0 | 0 | 0 | 0 | 0
DemandResponse | 0 | 0 | 0 | 0 | 0 | 0
IGCC-CCS | 0 | 0 | 0 | 0 | 0 | 0
WT_off | 0 | 0 | 0 | 0 | 0 | 0
PseudoUnit | 0 | 0 | 0 | 0 | 0 | 0
FixedInterchange | 0 | 0 | 0 | 0 | 0 | 0
Total Costs by Reporting Type: BC
ReportingType | 2015 | 2020 | 2025 | 2030 | 2035 | 2040
BM | 0 | 0 | 0 | 0 | 0 | 0
CC | 247.1 | 275.48 | 300.45 | 363.1 | 514.62 | 505.13
CSP | 0 | 0 | 0 | 0 | 0 | 0
CT | 0 | 0 | 0 | 0 | 0 | 0
Coal | 0 | 0 | 0 | 0 | 0 | 0
Geo | 0 | 0 | 0 | 0 | 0 | 0
H | 173.22 | 173.22 | 173.22 | 173.22 | 173.22 | 173.22
LFG | 2.9 | 2.9 | 2.9 | 2.9 | 2.9 | 2.9
Nuc | 0.01 | 0.01 | 0.01 | 0.01 | 0.01 | 0.01
PS | 0 | 0 | 0 | 0 | 0 | 0
PV | 0 | 0 | 0 | 0 | 0 | 0
PeakG | 2.66 | 0 | 0 | 0 | 0 | 0
PeakO | 1.16 | 0 | 0 | 0 | 0 | 0
ST | 0 | 0 | 0 | 0 | 0 | 0
STOG | 3.65 | 0 | 0 | 0 | 0 | 0
STWD | 16.34 | 0 | 0 | 0 | 0 | 0
WT | 48.22 | 48.22 | 48.22 | 48.22 | 7.54 | 7.54
IGCC | 0 | 0 | 0 | 0 | 0 | 0
DemandResponse | 0 | 0 | 0 | 0 | 0 | 0
IGCC-CCS | 0 | 0 | 0 | 0 | 0 | 0
WT_off | 0 | 0 | 0 | 0 | 0 | 0
PseudoUnit | 0 | 0 | 0 | 0 | 0 | 0
FixedInterchange | 0 | 0 | 0 | 0 | 0 | 0
Total Costs by Reporting Type: HQ_IESO
ReportingType | 2015 | 2020 | 2025 | 2030 | 2035 | 2040
BM | 0 | 0 | 0 | 0 | 0 | 0
CC | 0 | 0 | 0 | 0 | 0 | 0
CSP | 0 | 0 | 0 | 0 | 0 | 0
CT | 0 | 0 | 0 | 0 | 0 | 0
Coal | 0 | 0 | 0 | 0 | 0 | 0
Geo | 0 | 0 | 0 | 0 | 0 | 0
H | 0 | 0 | 0 | 0 | 0 | 0
LFG | 0 | 0 | 0 | 0 | 0 | 0
Nuc | 0.01 | 0.01 | 0.01 | 0.01 | 0.01 | 0.01
PS | 0 | 0 | 0 | 0 | 0 | 0
PV | 0 | 0 | 0 | 0 | 0 | 0
PeakG | 0 | 0 | 0 | 0 | 0 | 0
PeakO | 0 | 0 | 0 | 0 | 0 | 0
ST | 0 | 0 | 0 | 0 | 0 | 0
STOG | 0 | 0 | 0 | 0 | 0 | 0
STWD | 0 | 0 | 0 | 0 | 0 | 0
WT | 0 | 0 | 0 | 0 | 0 | 0
IGCC | 0 | 0 | 0 | 0 | 0 | 0
DemandResponse | 0 | 0 | 0 | 0 | 0 | 0
IGCC-CCS | 0 | 0 | 0 | 0 | 0 | 0
WT_off | 0 | 0 | 0 | 0 | 0 | 0
PseudoUnit | 0 | 0 | 0 | 0 | 0 | 0
FixedInterchange | 0 | 0 | 0 | 0 | 0 | 0
Total Costs by Reporting Type: HQ_NEISO
ReportingType | 2015 | 2020 | 2025 | 2030 | 2035 | 2040
BM | 0 | 0 | 0 | 0 | 0 | 0
CC | 0 | 0 | 0 | 0 | 0 | 0
CSP | 0 | 0 | 0 | 0 | 0 | 0
CT | 0 | 0 | 0 | 0 | 0 | 0
Coal | 0 | 0 | 0 | 0 | 0 | 0
Geo | 0 | 0 | 0 | 0 | 0 | 0
H | 0 | 0 | 0 | 0 | 0 | 0
LFG | 0 | 0 | 0 | 0 | 0 | 0
Nuc | 0.01 | 0.01 | 0.01 | 0.01 | 0.01 | 0.01
PS | 0 | 0 | 0 | 0 | 0 | 0
PV | 0 | 0 | 0 | 0 | 0 | 0
PeakG | 0 | 0 | 0 | 0 | 0 | 0
PeakO | 0 | 0 | 0 | 0 | 0 | 0
ST | 0 | 0 | 0 | 0 | 0 | 0
STOG | 0 | 0 | 0 | 0 | 0 | 0
STWD | 0 | 0 | 0 | 0 | 0 | 0
WT | 0 | 0 | 0 | 0 | 0 | 0
IGCC | 0 | 0 | 0 | 0 | 0 | 0
DemandResponse | 0 | 0 | 0 | 0 | 0 | 0
IGCC-CCS | 0 | 0 | 0 | 0 | 0 | 0
WT_off | 0 | 0 | 0 | 0 | 0 | 0
PseudoUnit | 0 | 0 | 0 | 0 | 0 | 0
FixedInterchange | 0 | 0 | 0 | 0 | 0 | 0
Total Costs by Reporting Type: HQ_NY
ReportingType | 2015 | 2020 | 2025 | 2030 | 2035 | 2040
BM | 0 | 0 | 0 | 0 | 0 | 0
CC | 0 | 0 | 0 | 0 | 0 | 0
CSP | 0 | 0 | 0 | 0 | 0 | 0
CT | 0 | 0 | 0 | 0 | 0 | 0
Coal | 0 | 0 | 0 | 0 | 0 | 0
Geo | 0 | 0 | 0 | 0 | 0 | 0
H | 0 | 0 | 0 | 0 | 0 | 0
LFG | 0 | 0 | 0 | 0 | 0 | 0
Nuc | 0.01 | 0.01 | 0.01 | 0.01 | 0.01 | 0.01
PS | 0 | 0 | 0 | 0 | 0 | 0
PV | 0 | 0 | 0 | 0 | 0 | 0
PeakG | 0 | 0 | 0 | 0 | 0 | 0
PeakO | 0 | 0 | 0 | 0 | 0 | 0
ST | 0 | 0 | 0 | 0 | 0 | 0
STOG | 0 | 0 | 0 | 0 | 0 | 0
STWD | 0 | 0 | 0 | 0 | 0 | 0
WT | 0 | 0 | 0 | 0 | 0 | 0
IGCC | 0 | 0 | 0 | 0 | 0 | 0
DemandResponse | 0 | 0 | 0 | 0 | 0 | 0
IGCC-CCS | 0 | 0 | 0 | 0 | 0 | 0
WT_off | 0 | 0 | 0 | 0 | 0 | 0
PseudoUnit | 0 | 0 | 0 | 0 | 0 | 0
FixedInterchange | 0 | 0 | 0 | 0 | 0 | 0
Total Costs by Reporting Type: MARITIMES
ReportingType | 2015 | 2020 | 2025 | 2030 | 2035 | 2040
BM | 0 | 0 | 0 | 0 | 0 | 0
CC | 0 | 0 | 0 | 0 | 0 | 0
CSP | 0 | 0 | 0 | 0 | 0 | 0
CT | 0 | 0 | 0 | 0 | 0 | 0
Coal | 0 | 0 | 0 | 0 | 0 | 0
Geo | 0 | 0 | 0 | 0 | 0 | 0
H | 0 | 0 | 0 | 0 | 0 | 0
LFG | 0 | 0 | 0 | 0 | 0 | 0
Nuc | 0.01 | 0.01 | 0.01 | 0.01 | 0.01 | 0.01
PS | 0 | 0 | 0 | 0 | 0 | 0
PV | 0 | 0 | 0 | 0 | 0 | 0
PeakG | 0 | 0 | 0 | 0 | 0 | 0
PeakO | 0 | 0 | 0 | 0 | 0 | 0
ST | 0 | 0 | 0 | 0 | 0 | 0
STOG | 0 | 0 | 0 | 0 | 0 | 0
STWD | 0 | 0 | 0 | 0 | 0 | 0
WT | 0 | 0 | 0 | 0 | 0 | 0
IGCC | 0 | 0 | 0 | 0 | 0 | 0
DemandResponse | 0 | 0 | 0 | 0 | 0 | 0
IGCC-CCS | 0 | 0 | 0 | 0 | 0 | 0
WT_off | 0 | 0 | 0 | 0 | 0 | 0
PseudoUnit | 0 | 0 | 0 | 0 | 0 | 0
FixedInterchange | 0 | 0 | 0 | 0 | 0 | 0
Total Costs by Reporting Type: All
ReportingType | 2015 | 2020 | 2025 | 2030 | 2035 | 2040
BM | 809.16 | 946.83 | 1177.2 | 1268.08 | 1367.76 | 1227.69
CC | 45867.44 | 51685.35 | 47852.36 | 50883.72 | 62138.15 | 61809.09
CSP | 0 | 0 | 0 | 0 | 0 | 0
CT | 625.16 | 745.84 | 768.62 | 796.38 | 153.56 | 252.65
Coal | 73034.96 | 73451.85 | 75620.17 | 74536.23 | 81675.87 | 95939.26
Geo | 277 | 1171.25 | 3027.46 | 3028.83 | 3003.95 | 2450.99
H | 1511 | 1511 | 1683.99 | 1684.33 | 2045.83 | 2583.56
LFG | 541.97 | 1194.53 | 1890.02 | 2112.71 | 2079.96 | 1665.29
Nuc | 27257.76 | 31456.44 | 31434.52 | 31883.54 | 26253.7 | 31278.27
PS | 517.25 | 517.25 | 517.25 | 517.25 | 517.25 | 517.25
PV | 639.15 | 1364.57 | 1661.55 | 1705.45 | 1077.11 | 388.71
PeakG | 2181.9 | 3406.88 | 2362.65 | 2646.74 | 3196.71 | 3388.29
PeakO | 520.04 | 358.83 | 102.45 | 104.85 | 106.96 | 107.46
ST | 355.26 | 639.74 | 719.63 | 669.16 | 427.71 | 189.97
STOG | 2201.44 | 1632.74 | 669.33 | 596.89 | 581.12 | 304.59
STWD | 832.93 | 771.29 | 362.34 | 611.94 | 470.87 | 541.62
WT | 8135.21 | 11470.02 | 12446.93 | 11707.43 | 10230.76 | 10638.32
IGCC | 366.1 | 366.97 | 366.9 | 368.38 | 373.33 | 375.93
DemandResponse | 0 | 9.04 | 138.43 | 112.81 | 440.19 | 596.99
IGCC-CCS | 0 | 0 | 0 | 0 | 0 | 0
WT_off | 308.81 | 308.81 | 907.86 | 907.86 | 599.11 | 599.11
PseudoUnit | 0 | 0 | 0 | 0 | 0 | 0
FixedInterchange | 0 | 0 | 0 | 0 | 0 | 0
Total Costs by Reporting Type: EI_US
ReportingType | 2015 | 2020 | 2025 | 2030 | 2035 | 2040
BM | 538.34 | 675.39 | 903.25 | 992.3 | 1090.21 | 952.53
CC | 29407.87 | 34748.14 | 31797.81 | 32981.08 | 41861.44 | 44205.12
CSP | 0 | 0 | 0 | 0 | 0 | 0
CT | 422.05 | 538.88 | 555.55 | 578.48 | 35.36 | 0
Coal | 59041.24 | 57653.22 | 59389.19 | 58621.9 | 64263.65 | 74114.21
Geo | 3.95 | 3.95 | 3.95 | 3.95 | 3.95 | 3.95
H | 419.29 | 419.29 | 592.28 | 592.62 | 592.62 | 592.62
LFG | 447.6 | 610.13 | 1198.78 | 1421.7 | 1401.23 | 1299.31
Nuc | 21188.8 | 25019.34 | 24933.74 | 25344.45 | 19958.32 | 24608.02
PS | 401.94 | 401.94 | 401.94 | 401.94 | 401.94 | 401.94
PV | 30.85 | 756.26 | 1053.24 | 1097.14 | 1071.34 | 382.94
PeakG | 1832.65 | 2972.44 | 1990.22 | 2228.68 | 2755.45 | 2988.25
PeakO | 505.76 | 341.44 | 90.31 | 92.67 | 94.94 | 95.44
ST | 0 | 0 | 0 | 0 | 0 | 0
STOG | 850.03 | 654.96 | 138.35 | 142.77 | 158.86 | 181.93
STWD | 469.39 | 419.36 | 335.82 | 360 | 404.54 | 417.14
WT | 5733.61 | 8130.26 | 9107.16 | 8351.82 | 8216.3 | 6320.11
IGCC | 366.1 | 366.97 | 366.9 | 368.38 | 373.33 | 375.93
DemandResponse | 0 | 0 | 63.78 | 40.61 | 366 | 515.32
IGCC-CCS | 0 | 0 | 0 | 0 | 0 | 0
WT_off | 308.81 | 308.81 | 907.86 | 907.86 | 599.11 | 599.11
PseudoUnit | 0 | 0 | 0 | 0 | 0 | 0
FixedInterchange | 0 | 0 | 0 | 0 | 0 | 0
Total Costs by Reporting Type: EI_Canada
ReportingType | 2015 | 2020 | 2025 | 2030 | 2035 | 2040
BM | 177.6 | 177.87 | 177.89 | 178.28 | 178.55 | 178.55
CC | 359.48 | 406.24 | 365.05 | 371.49 | 398.19 | 312.92
CSP | 0 | 0 | 0 | 0 | 0 | 0
CT | 44.26 | 44.48 | 45.07 | 44.9 | 3.4 | 5.71
Coal | 87.56 | 80.37 | 0 | 0 | 0 | 0
Geo | 0 | 0 | 0 | 0 | 0 | 0
H | 216.06 | 216.06 | 216.06 | 216.06 | 577.56 | 1115.29
LFG | 19.32 | 19.32 | 19.32 | 19.32 | 14.2 | 14.43
Nuc | 2990.32 | 3007.74 | 3062.22 | 3080.31 | 2836.59 | 3030.72
PS | 2.92 | 2.92 | 2.92 | 2.92 | 2.92 | 2.92
PV | 558.01 | 558.01 | 558.01 | 558.01 | 0.44 | 0.44
PeakG | 11.43 | 12.53 | 13.18 | 13.3 | 2.02 | 2.03
PeakO | 0.09 | 0.09 | 0.13 | 0.16 | 0 | 0
ST | 0 | 0 | 0 | 0 | 0 | 0
STOG | 5.73 | 5.8 | 4.97 | 0 | 0 | 0
STWD | 0 | 0 | 0 | 0 | 0 | 0
WT | 868.55 | 868.55 | 868.55 | 868.55 | 53.26 | 53.26
IGCC | 0 | 0 | 0 | 0 | 0 | 0
DemandResponse | 0 | 0 | 0 | 0 | 0 | 0
IGCC-CCS | 0 | 0 | 0 | 0 | 0 | 0
WT_off | 0 | 0 | 0 | 0 | 0 | 0
PseudoUnit | 0 | 0 | 0 | 0 | 0 | 0
FixedInterchange | 0 | 0 | 0 | 0 | 0 | 0
Total Costs by Reporting Type: EI
ReportingType | 2015 | 2020 | 2025 | 2030 | 2035 | 2040
BM | 715.94 | 853.26 | 1081.13 | 1170.58 | 1268.76 | 1131.08
CC | 29767.35 | 35154.38 | 32162.86 | 33352.57 | 42259.63 | 44518.04
CSP | 0 | 0 | 0 | 0 | 0 | 0
CT | 466.31 | 583.36 | 600.62 | 623.37 | 38.76 | 5.71
Coal | 59128.79 | 57733.58 | 59389.19 | 58621.9 | 64263.65 | 74114.21
Geo | 3.95 | 3.95 | 3.95 | 3.95 | 3.95 | 3.95
H | 635.35 | 635.35 | 808.34 | 808.68 | 1170.18 | 1707.91
LFG | 466.92 | 629.45 | 1218.1 | 1441.02 | 1415.43 | 1313.74
Nuc | 24179.13 | 28027.08 | 27995.95 | 28424.76 | 22794.91 | 27638.74
PS | 404.86 | 404.86 | 404.86 | 404.86 | 404.86 | 404.86
PV | 588.85 | 1314.27 | 1611.25 | 1655.15 | 1071.78 | 383.38
PeakG | 1844.08 | 2984.96 | 2003.4 | 2241.98 | 2757.47 | 2990.28
PeakO | 505.85 | 341.53 | 90.43 | 92.83 | 94.94 | 95.44
ST | 0 | 0 | 0 | 0 | 0 | 0
STOG | 855.76 | 660.76 | 143.32 | 142.77 | 158.86 | 181.93
STWD | 469.39 | 419.36 | 335.82 | 360 | 404.54 | 417.14
WT | 6602.17 | 8998.81 | 9975.72 | 9220.38 | 8269.56 | 6373.37
IGCC | 366.1 | 366.97 | 366.9 | 368.38 | 373.33 | 375.93
DemandResponse | 0 | 0 | 63.78 | 40.61 | 366 | 515.32
IGCC-CCS | 0 | 0 | 0 | 0 | 0 | 0
WT_off | 308.81 | 308.81 | 907.86 | 907.86 | 599.11 | 599.11
PseudoUnit | 0 | 0 | 0 | 0 | 0 | 0
FixedInterchange | 0 | 0 | 0 | 0 | 0 | 0
Total Costs by Reporting Type: Outside_EI
ReportingType | 2015 | 2020 | 2025 | 2030 | 2035 | 2040
BM | 93.22 | 93.56 | 96.07 | 97.5 | 99 | 96.6
CC | 16100.09 | 16530.96 | 15689.5 | 17531.14 | 19878.52 | 17291.05
CSP | 0 | 0 | 0 | 0 | 0 | 0
CT | 158.85 | 162.48 | 168.01 | 173.01 | 114.81 | 246.95
Coal | 13906.16 | 15718.27 | 16230.98 | 15914.33 | 17412.22 | 21825.05
Geo | 273.05 | 1167.29 | 3023.51 | 3024.87 | 3000 | 2447.04
H | 875.65 | 875.65 | 875.65 | 875.65 | 875.65 | 875.65
LFG | 75.05 | 565.08 | 671.92 | 671.69 | 664.53 | 351.55
Nuc | 3078.63 | 3429.35 | 3438.57 | 3458.79 | 3458.79 | 3639.53
PS | 112.39 | 112.39 | 112.39 | 112.39 | 112.39 | 112.39
PV | 50.3 | 50.3 | 50.3 | 50.3 | 5.33 | 5.33
PeakG | 337.82 | 421.92 | 359.25 | 404.75 | 439.23 | 398.01
PeakO | 14.18 | 17.3 | 12.01 | 12.02 | 12.02 | 12.02
ST | 355.26 | 639.74 | 719.63 | 669.16 | 427.71 | 189.97
STOG | 1345.68 | 971.98 | 526.01 | 454.12 | 422.26 | 122.66
STWD | 363.55 | 351.93 | 26.52 | 251.94 | 66.34 | 124.48
WT | 1533.05 | 2471.21 | 2471.21 | 2487.06 | 1961.19 | 4264.95
IGCC | 0 | 0 | 0 | 0 | 0 | 0
DemandResponse | 0 | 9.04 | 74.65 | 72.2 | 74.18 | 81.67
IGCC-CCS | 0 | 0 | 0 | 0 | 0 | 0
WT_off | 0 | 0 | 0 | 0 | 0 | 0
PseudoUnit | 0 | 0 | 0 | 0 | 0 | 0
FixedInterchange | 0 | 0 | 0 | 0 | 0 | 0
#15 A | RPS Generation Compliance Payments ($)
RPS Program | 2015 | 2020 | 2025 | 2030 | 2035 | 2040
NEISO | 0 | 0 | 0 | 0 | 0 | 0
CA | 1501.37 | 782.91 | 0 | 0 | 0 | 0
NWPP | 0 | 0 | 0 | 0 | 0 | 0
PJM | 0 | 413.37 | 342.74 | 318.76 | 0 | 0
US | 0 | 0 | 0 | 0 | 0 | 0
PJM_Solar | 357.42 | 0 | 0 | 0 | 0 | 0
MA_Solar | 148.57 | 6.39 | 0 | 0 | 0 | 0
NH_Solar | 10.01 | 0.41 | 0 | 0 | 0 | 0
MRETS_Solar | 0 | 0 | 0 | 0 | 0 | 0
AZNMSNV | 208.38 | 331.42 | 0 | 0 | 0 | 0
AZNMSNV_Solar | 48.31 | 0 | 0 | 0 | 0 | 0
MRETS | 0 | 0 | 0 | 0 | 0 | 0
MI | 64.86 | 47.47 | 0 | 0 | 0 | 0
Ohio | 0 | 0 | 0 | 0 | 0 | 0
Ohio_Solar | 54.63 | 0 | 1.95 | 0 | 0 | 0
MOKSOKNE | 126.15 | 0 | 0 | 0 | 0 | 0
MO_Solar | 28.07 | 0 | 0 | 0 | 0 | 0
NC | 703.96 | 0 | 0 | 0 | 0 | 0
NC_Solar | 24.38 | 0 | 0 | 0 | 0 | 0
CO | 18.88 | 0 | 0 | 0 | 0 | 0
CO_Solar | 182.54 | 0 | 0 | 0 | 0 | 0
NY | 2.39 | 0 | 0 | 0 | 0 | 0
TX | 0 | 0 | 0 | 0 | 0 | 0
#15 B | RPS Capacity Compliance Payments ($)
RPS Program | 2015 | 2020 | 2025 | 2030 | 2035 | 2040
NEISO | 0 | 0 | 0 | 0 | 0 | 0
CA | 0 | 0 | 0 | 0 | 0 | 0
NWPP | 0 | 0 | 0 | 0 | 0 | 0
PJM | 0 | 0 | 0 | 0 | 0 | 0
US | 0 | 0 | 0 | 0 | 0 | 0
PJM_Solar | 0 | 0 | 0 | 0 | 0 | 0
MA_Solar | 0 | 0 | 0 | 0 | 0 | 0
NH_Solar | 0 | 0 | 0 | 0 | 0 | 0
MRETS_Solar | 0 | 0 | 0 | 0 | 0 | 0
AZNMSNV | 0 | 0 | 0 | 0 | 0 | 0
AZNMSNV_Solar | 0 | 0 | 0 | 0 | 0 | 0
MRETS | 0 | 0 | 0 | 0 | 0 | 0
MI | 0 | 0 | 0 | 0 | 0 | 0
Ohio | 0 | 0 | 0 | 0 | 0 | 0
Ohio_Solar | 0 | 0 | 0 | 0 | 0 | 0
MOKSOKNE | 0 | 0 | 0 | 0 | 0 | 0
MO_Solar | 0 | 0 | 0 | 0 | 0 | 0
NC | 0 | 0 | 0 | 0 | 0 | 0
NC_Solar | 0 | 0 | 0 | 0 | 0 | 0
CO | 0 | 0 | 0 | 0 | 0 | 0
CO_Solar | 0 | 0 | 0 | 0 | 0 | 0
NY | 0 | 0 | 0 | 0 | 0 | 0
TX | 0 | 0 | 0 | 0 | 0 | 0
#16a | Transmission Costs ($million) [excludes shadow cost]
Transmission Costs: Entergy
Cost | 2015 | 2020 | 2025 | 2030 | 2035 | 2040
a. Wheel Share | 2.28 | 1.8 | 16.65 | 17.84 | 23.65 | 25.84
b. Friction Share | 3.68 | 2.92 | 12.43 | 13.85 | 27.19 | 29.26
Transmission Costs: FRCC
Cost | 2015 | 2020 | 2025 | 2030 | 2035 | 2040
a. Wheel Share | 7.41 | 9.64 | 11.49 | 15.29 | 7.53 | 36.98
b. Friction Share | 7.41 | 9.64 | 11.49 | 15.29 | 7.53 | 36.98
Transmission Costs: MAPP_US
Cost | 2015 | 2020 | 2025 | 2030 | 2035 | 2040
a. Wheel Share | 15.04 | 12.9 | 13.64 | 14.22 | 14.79 | 16.24
b. Friction Share | 10.77 | 9.26 | 10.34 | 10.59 | 11.07 | 12.17
Transmission Costs: MISO_IN
Cost | 2015 | 2020 | 2025 | 2030 | 2035 | 2040
a. Wheel Share | 1.96 | 5.79 | 7.62 | 4.79 | 2.86 | 2.19
b. Friction Share | 2 | 3.6 | 5.03 | 3.26 | 2.17 | 4.95
Transmission Costs: MISO_MI
Cost | 2015 | 2020 | 2025 | 2030 | 2035 | 2040
a. Wheel Share | 6.89 | 14.3 | 14.57 | 14 | 9.83 | 7.81
b. Friction Share | 18.04 | 36.19 | 36.58 | 35.52 | 24.76 | 22.23
Transmission Costs: MISO_MO-IL
Cost | 2015 | 2020 | 2025 | 2030 | 2035 | 2040
a. Wheel Share | 0.26 | 0.39 | 14.62 | 15.14 | 15.12 | 20.35
b. Friction Share | 2.83 | 0.49 | 9.33 | 9.74 | 12.02 | 21.3
Transmission Costs: MISO_W
Cost | 2015 | 2020 | 2025 | 2030 | 2035 | 2040
a. Wheel Share | 3.08 | 5.38 | 11.11 | 13.55 | 5.25 | 6.89
b. Friction Share | 4.17 | 5.81 | 10.53 | 12.45 | 8.4 | 12.28
Transmission Costs: MISO_WUMS
Cost | 2015 | 2020 | 2025 | 2030 | 2035 | 2040
a. Wheel Share | 0 | 0 | 0 | 0 | 0 | 0
b. Friction Share | 0.3 | 0.13 | 0.37 | 0.33 | 1.26 | 4.01
Transmission Costs: Nebraska
Cost | 2015 | 2020 | 2025 | 2030 | 2035 | 2040
a. Wheel Share | 6.88 | 3.66 | 6.7 | 5.4 | 9.06 | 8.34
b. Friction Share | 5.26 | 2.99 | 5.78 | 4.28 | 7.44 | 6.91
Transmission Costs: NEISO
Cost | 2015 | 2020 | 2025 | 2030 | 2035 | 2040
a. Wheel Share | 0 | 0 | 0 | 0 | 0 | 0
b. Friction Share | 5.43 | 5.63 | 7.42 | 11.46 | 16.92 | 17.05
Transmission Costs: NonRTO_Midwest
Cost | 2015 | 2020 | 2025 | 2030 | 2035 | 2040
a. Wheel Share | 1.96 | 5.85 | 8.88 | 8.4 | 10.71 | 10.95
b. Friction Share | 1.17 | 3.55 | 6.65 | 8.85 | 14.66 | 15.67
Transmission Costs: NYISO_A-F
Cost | 2015 | 2020 | 2025 | 2030 | 2035 | 2040
a. Wheel Share | 15.23 | 17.29 | 16.55 | 19.67 | 10.5 | 7.15
b. Friction Share | 39.04 | 40.79 | 40.66 | 43.82 | 26.19 | 15.86
Transmission Costs: NYISO_G-I
Cost | 2015 | 2020 | 2025 | 2030 | 2035 | 2040
a. Wheel Share | 1.54 | 1.81 | 1.85 | 2.84 | 1.62 | 3.94
b. Friction Share | 3.63 | 3.68 | 4.34 | 7.87 | 8.5 | 8.98
Transmission Costs: NYISO_J-K
Cost | 2015 | 2020 | 2025 | 2030 | 2035 | 2040
a. Wheel Share | 1.02 | 0.48 | 0.96 | 1.57 | 0.47 | 0
b. Friction Share | 3.23 | 2.51 | 4.02 | 5.96 | 5.74 | 4.79
Transmission Costs: PJM_E
Cost | 2015 | 2020 | 2025 | 2030 | 2035 | 2040
a. Wheel Share | 2.57 | 2.29 | 2.81 | 4.41 | 2.1 | 3.94
b. Friction Share | 2.77 | 1.96 | 2.57 | 3.97 | 1.68 | 2.5
Transmission Costs: PJM_ROM
Cost | 2015 | 2020 | 2025 | 2030 | 2035 | 2040
a. Wheel Share | 0.56 | 2.35 | 1.58 | 4.64 | 2.6 | 4.3
b. Friction Share | 1.04 | 1.67 | 1.17 | 4.23 | 1.81 | 2.84
Transmission Costs: PJM_ROR
Cost | 2015 | 2020 | 2025 | 2030 | 2035 | 2040
a. Wheel Share | 36.53 | 32.46 | 33.84 | 28.14 | 45.9 | 38.49
b. Friction Share | 42.1 | 33.26 | 35.69 | 30.46 | 52.44 | 62.01
Transmission Costs: SOCO
Cost | 2015 | 2020 | 2025 | 2030 | 2035 | 2040
a. Wheel Share | 9.46 | 13.43 | 15.46 | 20.31 | 12.42 | 49.07
b. Friction Share | 10.64 | 14.85 | 17.39 | 22.72 | 13.85 | 49.85
Transmission Costs: SPP_N
Cost | 2015 | 2020 | 2025 | 2030 | 2035 | 2040
a. Wheel Share | 0.91 | 0.65 | 5.95 | 7.23 | 9.4 | 11.38
b. Friction Share | 1.42 | 0.73 | 5.86 | 6.13 | 14.27 | 17.26
Transmission Costs: SPP_S
Cost | 2015 | 2020 | 2025 | 2030 | 2035 | 2040
a. Wheel Share | 0.26 | 0.43 | 0.63 | 0.81 | 4.88 | 5.41
b. Friction Share | 0.52 | 0.77 | 1.07 | 1.33 | 7.43 | 8.26
Transmission Costs: TVA
Cost | 2015 | 2020 | 2025 | 2030 | 2035 | 2040
a. Wheel Share | 0.49 | 0.86 | 0.7 | 1.4 | 0.36 | 0.78
b. Friction Share | 0.61 | 1.1 | 0.9 | 1.78 | 0.52 | 1.03
Transmission Costs: TVA_Transmission
Cost | 2015 | 2020 | 2025 | 2030 | 2035 | 2040
a. Wheel Share | 0.9 | 5.8 | 10.53 | 8.92 | 23.71 | 23.93
b. Friction Share | 0.86 | 5.91 | 11.66 | 11.59 | 28.25 | 28.03
Transmission Costs: VACAR
Cost | 2015 | 2020 | 2025 | 2030 | 2035 | 2040
a. Wheel Share | 35.98 | 28.57 | 26.99 | 25.64 | 42.53 | 49.84
b. Friction Share | 36.01 | 28.64 | 27.17 | 25.92 | 43.17 | 50.75
Transmission Costs: IESO
Cost | 2015 | 2020 | 2025 | 2030 | 2035 | 2040
a. Wheel Share | 24.11 | 32.45 | 32.75 | 32.24 | 20.77 | 11.36
b. Friction Share | 60.29 | 81.13 | 81.89 | 80.61 | 51.94 | 28.15
Transmission Costs: MAPP_CA
Cost | 2015 | 2020 | 2025 | 2030 | 2035 | 2040
a. Wheel Share | 3.83 | 4.29 | 4.24 | 4.24 | 3.47 | 1.89
b. Friction Share | 6.55 | 7.28 | 7.23 | 7.23 | 6.66 | 1.65
Transmission Costs: AZ_NM_SNV_Coal
Cost | 2015 | 2020 | 2025 | 2030 | 2035 | 2040
a. Wheel Share | 20.49 | 20.92 | 26.57 | 26.33 | 27.69 | 30.19
b. Friction Share | 34.56 | 35.28 | 44.7 | 44.33 | 46.61 | 50.61
Transmission Costs: AZ_NM_SNV_Gas
Cost | 2015 | 2020 | 2025 | 2030 | 2035 | 2040
a. Wheel Share | 74.35 | 74.71 | 78.02 | 78.17 | 75.62 | 99.62
b. Friction Share | 124.23 | 124.81 | 130.31 | 130.56 | 126.33 | 166.23
Transmission Costs: AZ_NM_SNV_NucRenew
Cost | 2015 | 2020 | 2025 | 2030 | 2035 | 2040
a. Wheel Share | 38.46 | 44.66 | 58.17 | 56.11 | 54.56 | 69.18
b. Friction Share | 64.19 | 74.55 | 97.1 | 93.67 | 91.09 | 115.41
Transmission Costs: ERCOT
Cost | 2015 | 2020 | 2025 | 2030 | 2035 | 2040
a. Wheel Share | 0.24 | 0.03 | 0.32 | 0.63 | 2.1 | 1.64
b. Friction Share | 0.36 | 0.04 | 0.49 | 0.95 | 3.15 | 2.47
Transmission Costs: NP15
Cost | 2015 | 2020 | 2025 | 2030 | 2035 | 2040
a. Wheel Share | 20.76 | 34.64 | 43.97 | 44.9 | 53.43 | 49.84
b. Friction Share | 34.67 | 57.81 | 73.38 | 74.92 | 89.12 | 83.18
Transmission Costs: NWPP_Coal
Cost | 2015 | 2020 | 2025 | 2030 | 2035 | 2040
a. Wheel Share | 72.03 | 76.42 | 91.18 | 90.24 | 101.05 | 96.72
b. Friction Share | 121.24 | 128.58 | 153.18 | 151.62 | 169.68 | 162.44
Transmission Costs: NWPP_Gas
Cost | 2015 | 2020 | 2025 | 2030 | 2035 | 2040
a. Wheel Share | 0 | 0 | 0 | 0 | 0 | 0
b. Friction Share | 0.23 | 0.23 | 0.22 | 0.23 | 0.26 | 0.25
Transmission Costs: NWPP_NucRenew
Cost | 2015 | 2020 | 2025 | 2030 | 2035 | 2040
a. Wheel Share | 0 | 0 | 0 | 0 | 0 | 0
b. Friction Share | 0.96 | 0.98 | 1 | 1 | 1 | 1
Transmission Costs: RMPA
Cost | 2015 | 2020 | 2025 | 2030 | 2035 | 2040
a. Wheel Share | 4.3 | 4.43 | 12.33 | 11.73 | 15.45 | 14.45
b. Friction Share | 2.95 | 3.69 | 20.55 | 18.52 | 24.73 | 23.23
Transmission Costs: SP15
Cost | 2015 | 2020 | 2025 | 2030 | 2035 | 2040
a. Wheel Share | 177.57 | 174.55 | 192.33 | 191.05 | 189 | 223.46
b. Friction Share | 296.02 | 290.99 | 320.63 | 318.5 | 315.07 | 372.56
Transmission Costs: ALB
Cost | 2015 | 2020 | 2025 | 2030 | 2035 | 2040
a. Wheel Share | 0.01 | 0.02 | 0.02 | 0.76 | 1.77 | 1.16
b. Friction Share | 0.02 | 0.03 | 0.03 | 1.26 | 2.96 | 1.93
Transmission Costs: BC
Cost | 2015 | 2020 | 2025 | 2030 | 2035 | 2040
a. Wheel Share | 5.54 | 5.3 | 5.07 | 3.89 | 3.19 | 3.13
b. Friction Share | 9.23 | 8.84 | 8.45 | 6.48 | 5.31 | 5.22
Transmission Costs: HQ_IESO
Cost | 2015 | 2020 | 2025 | 2030 | 2035 | 2040
a. Wheel Share | 0 | 0 | 0 | 0 | 0 | 0
b. Friction Share | 0.01 | 0.01 | 0.01 | 0.01 | 0.01 | 0.01
Transmission Costs: HQ_NEISO
Cost | 2015 | 2020 | 2025 | 2030 | 2035 | 2040
a. Wheel Share | 0 | 0 | 0 | 0 | 0 | 0
b. Friction Share | 0.11 | 0.11 | 0.11 | 0.11 | 0.11 | 0.11
Transmission Costs: HQ_NY
Cost | 2015 | 2020 | 2025 | 2030 | 2035 | 2040
a. Wheel Share | 0 | 0 | 0 | 0 | 0 | 0
b. Friction Share | 0.03 | 0.03 | 0.03 | 0.03 | 0.03 | 0.03
Transmission Costs: MARITIMES
Cost | 2015 | 2020 | 2025 | 2030 | 2035 | 2040
a. Wheel Share | 0 | 0 | 0 | 0 | 0 | 0
b. Friction Share | 0.05 | 0.05 | 0.05 | 0.05 | 0.05 | 0.05
Transmission Costs: All
Cost | 2015 | 2020 | 2025 | 2030 | 2035 | 2040
a. Wheel Share | 592.91 | 638.54 | 768.09 | 774.5 | 803.4 | 936.46
b. Friction Share | 958.66 | 1030.55 | 1207.77 | 1221.49 | 1271.39 | 1449.52
Transmission Costs: EI_US
Cost | 2015 | 2020 | 2025 | 2030 | 2035 | 2040
a. Wheel Share | 151.23 | 166.13 | 223.12 | 234.21 | 255.31 | 333.82
b. Friction Share | 203.14 | 216.3 | 268.61 | 291.59 | 337.48 | 435.16
Transmission Costs: EI_Canada
Cost | 2015 | 2020 | 2025 | 2030 | 2035 | 2040
a. Wheel Share | 27.94 | 36.74 | 36.99 | 36.48 | 24.24 | 13.25
b. Friction Share | 66.85 | 88.42 | 89.14 | 87.86 | 58.61 | 29.82
Transmission Costs: EI
Cost | 2015 | 2020 | 2025 | 2030 | 2035 | 2040
a. Wheel Share | 179.16 | 202.87 | 260.11 | 270.69 | 279.55 | 347.06
b. Friction Share | 269.99 | 304.72 | 357.75 | 379.45 | 396.09 | 464.98
Transmission Costs: Outside_EI
Cost | 2015 | 2020 | 2025 | 2030 | 2035 | 2040
a. Wheel Share | 413.75 | 435.67 | 507.98 | 503.81 | 523.85 | 589.4
b. Friction Share | 688.67 | 725.83 | 850.02 | 842.04 | 875.29 | 984.53

## Capacity
#1 | New Build Capacity (MW)
New Build Capacity by Reporting Type: Entergy
ReportingType | 2015 | 2020 | 2025 | 2030 | 2035 | 2040
BM | 0 | 0 | 0 | 0 | 0 | 0
CC | 0 | 0 | 0 | 0 | 0 | 0
CSP | 0 | 0 | 0 | 0 | 0 | 0
CT | 0 | 0 | 0 | 0 | 0 | 0
Coal | 720 | 0 | 0 | 0 | 0 | 0
Geo | 0 | 0 | 0 | 0 | 0 | 0
H | 0 | 0 | 0 | 0 | 0 | 0
LFG | 0 | 0 | 19.94 | 87.46 | 0 | 0
Nuc | 170 | 0 | 0 | 0 | 0 | 0
PS | 0 | 0 | 0 | 0 | 0 | 0
PV | 0.29 | 58.22 | 27.15 | 0 | 0 | 0
PeakG | 0 | 0 | 0 | 0 | 0 | 0
PeakO | 0 | 0 | 0 | 0 | 0 | 0
ST | 0 | 0 | 0 | 0 | 0 | 0
STOG | 0 | 0 | 0 | 0 | 0 | 0
STWD | 0 | 0 | 0 | 0 | 0 | 0
WT | 0 | 0 | 0 | 0 | 0 | 0
IGCC | 0 | 0 | 0 | 0 | 0 | 0
DemandResponse | 0 | 0 | 0 | 0 | 0 | 0
IGCC-CCS | 0 | 0 | 0 | 0 | 0 | 0
WT_off | 0 | 0 | 0 | 0 | 0 | 0
PseudoUnit | 0 | 0 | 0 | 0 | 0 | 0
FixedInterchange | 0 | 0 | 0 | 0 | 0 | 0
New Build Capacity by Reporting Type: FRCC
ReportingType | 2015 | 2020 | 2025 | 2030 | 2035 | 2040
BM | 0 | 0 | 0 | 0 | 0 | 0
CC | 1516.9 | 201 | 0 | 116.23 | 4407.22 | 495.13
CSP | 0 | 0 | 0 | 0 | 0 | 0
CT | 2480 | 0 | 0 | 0 | 0 | 0
Coal | 0 | 0 | 0 | 0 | 0 | 0
Geo | 0 | 0 | 0 | 0 | 0 | 0
H | 0 | 0 | 0 | 0 | 0 | 0
LFG | 0 | 0 | 198 | 0 | 0 | 0
Nuc | 229.33 | 0 | 0 | 0 | 0 | 0
PS | 0 | 0 | 0 | 0 | 0 | 0
PV | 0 | 0 | 0 | 0 | 0 | 0
PeakG | 0 | 0 | 0 | 0 | 0 | 0
PeakO | 0 | 0 | 0 | 0 | 0 | 0
ST | 0 | 0 | 0 | 0 | 0 | 0
STOG | 0 | 0 | 0 | 0 | 0 | 0
STWD | 0 | 0 | 0 | 0 | 0 | 0
WT | 0 | 0 | 0 | 0 | 0 | 0
IGCC | 0 | 0 | 0 | 0 | 0 | 0
DemandResponse | 0 | 0 | 0 | 0 | 0 | 0
IGCC-CCS | 0 | 0 | 0 | 0 | 0 | 0
WT_off | 0 | 0 | 0 | 0 | 0 | 0
PseudoUnit | 0 | 0 | 0 | 0 | 0 | 0
FixedInterchange | 0 | 0 | 0 | 0 | 0 | 0
New Build Capacity by Reporting Type: MAPP_US
ReportingType | 2015 | 2020 | 2025 | 2030 | 2035 | 2040
BM | 0 | 0 | 0 | 0 | 0 | 0
CC | 0 | 0 | 0 | 0 | 0 | 0
CSP | 0 | 0 | 0 | 0 | 0 | 0
CT | 308.3 | 0 | 0 | 0 | 0 | 0
Coal | 0 | 0 | 0 | 0 | 0 | 0
Geo | 0 | 0 | 0 | 0 | 0 | 0
H | 0 | 0 | 0 | 0 | 0 | 0
LFG | 0 | 0 | 71.67 | 0 | 0 | 0
Nuc | 0 | 0 | 0 | 0 | 0 | 0
PS | 0 | 0 | 0 | 0 | 0 | 0
PV | 0 | 0 | 0 | 0 | 0 | 0
PeakG | 0 | 0 | 0 | 0 | 0 | 0
PeakO | 0 | 0 | 0 | 0 | 0 | 0
ST | 0 | 0 | 0 | 0 | 0 | 0
STOG | 0 | 0 | 0 | 0 | 0 | 0
STWD | 0 | 0 | 0 | 0 | 0 | 0
WT | 421.3 | 312.95 | 0 | 0 | 0 | 0
IGCC | 0 | 0 | 0 | 0 | 0 | 0
DemandResponse | 0 | 0 | 0 | 0 | 0 | 0
IGCC-CCS | 0 | 0 | 0 | 0 | 0 | 0
WT_off | 0 | 0 | 0 | 0 | 0 | 0
PseudoUnit | 0 | 0 | 0 | 0 | 0 | 0
FixedInterchange | 0 | 0 | 0 | 0 | 0 | 0
New Build Capacity by Reporting Type: MISO_IN
ReportingType | 2015 | 2020 | 2025 | 2030 | 2035 | 2040
BM | 0 | 0 | 0 | 0 | 0 | 0
CC | 0 | 0 | 0 | 0 | 0 | 0
CSP | 0 | 0 | 0 | 0 | 0 | 0
CT | 0 | 0 | 0 | 0 | 0 | 0
Coal | 0 | 0 | 0 | 0 | 0 | 0
Geo | 0 | 0 | 0 | 0 | 0 | 0
H | 0 | 0 | 0 | 0 | 0 | 0
LFG | 0 | 0 | 0 | 80.12 | 0 | 0
Nuc | 0 | 0 | 0 | 0 | 0 | 0
PS | 0 | 0 | 0 | 0 | 0 | 0
PV | 0 | 217.93 | 118.44 | 0 | 0 | 0
PeakG | 0 | 0 | 0 | 0 | 0 | 0
PeakO | 0 | 0 | 0 | 0 | 0 | 0
ST | 0 | 0 | 0 | 0 | 0 | 0
STOG | 0 | 0 | 0 | 0 | 0 | 0
STWD | 0 | 0 | 0 | 0 | 0 | 0
WT | 0 | 0 | 0 | 0 | 0 | 0
IGCC | 618 | 0 | 0 | 0 | 0 | 0
DemandResponse | 0 | 0 | 0 | 0 | 0 | 0
IGCC-CCS | 0 | 0 | 0 | 0 | 0 | 0
WT_off | 0 | 0 | 0 | 0 | 0 | 0
PseudoUnit | 0 | 0 | 0 | 0 | 0 | 0
FixedInterchange | 0 | 0 | 0 | 0 | 0 | 0
New Build Capacity by Reporting Type: MISO_MI
ReportingType | 2015 | 2020 | 2025 | 2030 | 2035 | 2040
BM | 0 | 0 | 0 | 0 | 0 | 0
CC | 0 | 0 | 0 | 0 | 0 | 0
CSP | 0 | 0 | 0 | 0 | 0 | 0
CT | 0 | 0 | 0 | 0 | 0 | 0
Coal | 0 | 0 | 0 | 0 | 0 | 0
Geo | 0 | 0 | 0 | 0 | 0 | 0
H | 0 | 0 | 0 | 0 | 0 | 0
LFG | 0 | 0 | 160.25 | 0 | 0 | 0
Nuc | 0 | 0 | 0 | 0 | 0 | 0
PS | 0 | 0 | 0 | 0 | 0 | 0
PV | 0 | 0 | 0 | 0 | 0 | 0
PeakG | 0 | 0 | 0 | 0 | 0 | 0
PeakO | 0 | 0 | 0 | 0 | 0 | 0
ST | 0 | 0 | 0 | 0 | 0 | 0
STOG | 0 | 0 | 0 | 0 | 0 | 0
STWD | 0 | 0 | 0 | 0 | 0 | 0
WT | 2000 | 0 | 211.84 | 20.72 | 22.6 | 4.83
IGCC | 0 | 0 | 0 | 0 | 0 | 0
DemandResponse | 0 | 0 | 0 | 0 | 0 | 0
IGCC-CCS | 0 | 0 | 0 | 0 | 0 | 0
WT_off | 0 | 0 | 0 | 0 | 0 | 0
PseudoUnit | 0 | 0 | 0 | 0 | 0 | 0
FixedInterchange | 0 | 0 | 0 | 0 | 0 | 0
New Build Capacity by Reporting Type: MISO_MO-IL
ReportingType | 2015 | 2020 | 2025 | 2030 | 2035 | 2040
BM | 0 | 0 | 0 | 0 | 0 | 0
CC | 0 | 0 | 0 | 0 | 0 | 0
CSP | 0 | 0 | 0 | 0 | 0 | 0
CT | 0 | 0 | 0 | 0 | 0 | 0
Coal | 1790 | 0 | 0 | 0 | 0 | 0
Geo | 0 | 0 | 0 | 0 | 0 | 0
H | 0 | 0 | 0 | 0 | 0 | 0
LFG | 0 | 0 | 223.33 | 0 | 0 | 0
Nuc | 0 | 0 | 0 | 0 | 0 | 0
PS | 0 | 0 | 0 | 0 | 0 | 0
PV | 0 | 0 | 0 | 0 | 0 | 0
PeakG | 0 | 0 | 0 | 0 | 0 | 0
PeakO | 0 | 0 | 0 | 0 | 0 | 0
ST | 0 | 0 | 0 | 0 | 0 | 0
STOG | 0 | 0 | 0 | 0 | 0 | 0
STWD | 0 | 0 | 0 | 0 | 0 | 0
WT | 300 | 0 | 0 | 0 | 0 | 0
IGCC | 0 | 0 | 0 | 0 | 0 | 0
DemandResponse | 0 | 0 | 0 | 0 | 0 | 0
IGCC-CCS | 0 | 0 | 0 | 0 | 0 | 0
WT_off | 0 | 0 | 0 | 0 | 0 | 0
PseudoUnit | 0 | 0 | 0 | 0 | 0 | 0
FixedInterchange | 0 | 0 | 0 | 0 | 0 | 0
New Build Capacity by Reporting Type: MISO_W
ReportingType | 2015 | 2020 | 2025 | 2030 | 2035 | 2040
BM | 0 | 0 | 0 | 0 | 0 | 0
CC | 0 | 0 | 0 | 0 | 0 | 0
CSP | 0 | 0 | 0 | 0 | 0 | 0
CT | 0 | 0 | 0 | 0 | 0 | 0
Coal | 0 | 0 | 0 | 0 | 3173.86 | 1808.13
Geo | 0 | 0 | 0 | 0 | 0 | 0
H | 0 | 0 | 0 | 0 | 0 | 0
LFG | 0 | 0 | 71.67 | 0 | 0 | 0
Nuc | 94.33 | 0 | 0 | 0 | 0 | 0
PS | 0 | 0 | 0 | 0 | 0 | 0
PV | 0 | 0 | 0 | 0 | 0 | 0
PeakG | 0 | 0 | 0 | 0 | 0 | 0
PeakO | 0 | 0 | 0 | 0 | 0 | 0
ST | 0 | 0 | 0 | 0 | 0 | 0
STOG | 0 | 0 | 0 | 0 | 0 | 0
STWD | 0 | 0 | 0 | 0 | 0 | 0
WT | 2800.5 | 915.86 | 2136.15 | 122.2 | 0 | 0
IGCC | 0 | 0 | 0 | 0 | 0 | 0
DemandResponse | 0 | 0 | 0 | 0 | 0 | 0
IGCC-CCS | 0 | 0 | 0 | 0 | 0 | 0
WT_off | 0 | 0 | 0 | 0 | 0 | 0
PseudoUnit | 0 | 0 | 0 | 0 | 0 | 0
FixedInterchange | 0 | 0 | 0 | 0 | 0 | 0
New Build Capacity by Reporting Type: MISO_WUMS
ReportingType | 2015 | 2020 | 2025 | 2030 | 2035 | 2040
BM | 0 | 0 | 0 | 0 | 0 | 0
CC | 0 | 0 | 0 | 0 | 0 | 0
CSP | 0 | 0 | 0 | 0 | 0 | 0
CT | 0 | 0 | 0 | 0 | 0 | 0
Coal | 615 | 0 | 0 | 0 | 0 | 0
Geo | 0 | 0 | 0 | 0 | 0 | 0
H | 0 | 0 | 0 | 1 | 0 | 0
LFG | 0 | 0 | 223.33 | 0 | 0 | 0
Nuc | 235 | 0 | 0 | 0 | 0 | 0
PS | 0 | 0 | 0 | 0 | 0 | 0
PV | 0 | 0 | 0 | 0 | 0 | 0
PeakG | 0 | 0 | 0 | 0 | 0 | 0
PeakO | 0 | 0 | 0 | 0 | 0 | 0
ST | 0 | 0 | 0 | 0 | 0 | 0
STOG | 0 | 0 | 0 | 0 | 0 | 0
STWD | 0 | 0 | 0 | 0 | 0 | 0
WT | 968.9 | 0 | 0 | 0 | 0 | 0
IGCC | 0 | 0 | 0 | 0 | 0 | 0
DemandResponse | 0 | 0 | 0 | 0 | 0 | 0
IGCC-CCS | 0 | 0 | 0 | 0 | 0 | 0
WT_off | 0 | 0 | 0 | 0 | 0 | 0
PseudoUnit | 0 | 0 | 0 | 0 | 0 | 0
FixedInterchange | 0 | 0 | 0 | 0 | 0 | 0
New Build Capacity by Reporting Type: Nebraska
ReportingType | 2015 | 2020 | 2025 | 2030 | 2035 | 2040
BM | 0 | 0 | 0 | 0 | 0 | 0
CC | 0 | 0 | 0 | 0 | 0 | 0
CSP | 0 | 0 | 0 | 0 | 0 | 0
CT | 0 | 0 | 0 | 0 | 0 | 0
Coal | 232.1 | 0 | 0 | 0 | 0 | 0
Geo | 0 | 0 | 0 | 0 | 0 | 0
H | 0 | 0 | 0 | 0 | 0 | 0
LFG | 0 | 0 | 0 | 71.67 | 0 | 0
Nuc | 0 | 0 | 0 | 0 | 0 | 0
PS | 0 | 0 | 0 | 0 | 0 | 0
PV | 0 | 0 | 0 | 0 | 0 | 0
PeakG | 0 | 0 | 0 | 0 | 0 | 0
PeakO | 0 | 0 | 0 | 0 | 0 | 0
ST | 0 | 0 | 0 | 0 | 0 | 0
STOG | 0 | 0 | 0 | 0 | 0 | 0
STWD | 0 | 0 | 0 | 0 | 0 | 0
WT | 202 | 0 | 0 | 0 | 0 | 0
IGCC | 0 | 0 | 0 | 0 | 0 | 0
DemandResponse | 0 | 0 | 0 | 0 | 0 | 0
IGCC-CCS | 0 | 0 | 0 | 0 | 0 | 0
WT_off | 0 | 0 | 0 | 0 | 0 | 0
PseudoUnit | 0 | 0 | 0 | 0 | 0 | 0
FixedInterchange | 0 | 0 | 0 | 0 | 0 | 0
New Build Capacity by Reporting Type: NEISO
ReportingType | 2015 | 2020 | 2025 | 2030 | 2035 | 2040
BM | 252.2 | 0 | 0 | 0 | 0 | 0
CC | 2049.5 | 0 | 0 | 0 | 0 | 0
CSP | 0 | 0 | 0 | 0 | 0 | 0
CT | 334 | 0 | 0 | 0 | 0 | 0
Coal | 0 | 0 | 0 | 0 | 0 | 0
Geo | 0 | 0 | 0 | 0 | 0 | 0
H | 0 | 0 | 0 | 0 | 0 | 0
LFG | 49.26 | 0 | 69.74 | 0 | 0 | 0
Nuc | 0 | 0 | 0 | 0 | 0 | 0
PS | 0 | 0 | 0 | 0 | 0 | 0
PV | 0 | 268.71 | 0 | 0 | 0 | 0
PeakG | 0 | 0 | 0 | 0 | 0 | 0
PeakO | 0 | 0 | 0 | 0 | 0 | 0
ST | 0 | 0 | 0 | 0 | 0 | 0
STOG | 0 | 0 | 0 | 0 | 0 | 0
STWD | 0 | 0 | 0 | 0 | 0 | 0
WT | 231.2 | 2483.45 | 958.97 | 417.59 | 85.58 | 0
IGCC | 0 | 0 | 0 | 0 | 0 | 0
DemandResponse | 0 | 0 | 0 | 0 | 0 | 0
IGCC-CCS | 0 | 0 | 0 | 0 | 0 | 0
WT_off | 468 | 0 | 0 | 0 | 0 | 0
PseudoUnit | 0 | 0 | 0 | 0 | 0 | 0
FixedInterchange | 0 | 0 | 0 | 0 | 0 | 0
New Build Capacity by Reporting Type: NonRTO_Midwest
ReportingType | 2015 | 2020 | 2025 | 2030 | 2035 | 2040
BM | 0 | 0 | 0 | 0 | 0 | 0
CC | 0 | 0 | 0 | 0 | 0 | 0
CSP | 0 | 0 | 0 | 0 | 0 | 0
CT | 0 | 0 | 0 | 0 | 0 | 0
Coal | 0 | 0 | 0 | 0 | 0 | 0
Geo | 0 | 0 | 0 | 0 | 0 | 0
H | 0 | 0 | 0 | 0 | 0 | 0
LFG | 0 | 0 | 0 | 160.25 | 0 | 0
Nuc | 0 | 0 | 0 | 0 | 0 | 0
PS | 0 | 0 | 0 | 0 | 0 | 0
PV | 0 | 0 | 0 | 0 | 0 | 0
PeakG | 0 | 0 | 0 | 0 | 0 | 0
PeakO | 0 | 0 | 0 | 0 | 0 | 0
ST | 0 | 0 | 0 | 0 | 0 | 0
STOG | 0 | 0 | 0 | 0 | 0 | 0
STWD | 0 | 0 | 0 | 0 | 0 | 0
WT | 0 | 0 | 0 | 0 | 0 | 0
IGCC | 0 | 0 | 0 | 0 | 0 | 0
DemandResponse | 0 | 0 | 0 | 0 | 0 | 0
IGCC-CCS | 0 | 0 | 0 | 0 | 0 | 0
WT_off | 0 | 0 | 0 | 0 | 0 | 0
PseudoUnit | 0 | 0 | 0 | 0 | 0 | 0
FixedInterchange | 0 | 0 | 0 | 0 | 0 | 0
New Build Capacity by Reporting Type: NYISO_A-F
ReportingType | 2015 | 2020 | 2025 | 2030 | 2035 | 2040
BM | 0 | 0 | 0 | 0 | 0 | 0
CC | 639 | 0 | 0 | 0 | 0 | 0
CSP | 0 | 0 | 0 | 0 | 0 | 0
CT | 0 | 0 | 0 | 0 | 0 | 0
Coal | 0 | 0 | 0 | 0 | 0 | 0
Geo | 0 | 0 | 0 | 0 | 0 | 0
H | 0 | 0 | 0 | 0 | 0 | 0
LFG | 6.4 | 0 | 0 | 67.93 | 0 | 0
Nuc | 168 | 0 | 0 | 0 | 0 | 0
PS | 0 | 0 | 0 | 0 | 0 | 0
PV | 0 | 0 | 0 | 0 | 0 | 0
PeakG | 0 | 0 | 0 | 0 | 0 | 0
PeakO | 0 | 0 | 0 | 0 | 0 | 0
ST | 0 | 0 | 0 | 0 | 0 | 0
STOG | 0 | 0 | 0 | 0 | 0 | 0
STWD | 0 | 0 | 0 | 0 | 0 | 0
WT | 2476.3 | 709.8 | 0 | 0 | 0 | 0
IGCC | 0 | 0 | 0 | 0 | 0 | 0
DemandResponse | 0 | 0 | 0 | 0 | 0 | 0
IGCC-CCS | 0 | 0 | 0 | 0 | 0 | 0
WT_off | 0 | 0 | 0 | 0 | 0 | 0
PseudoUnit | 0 | 0 | 0 | 0 | 0 | 0
FixedInterchange | 0 | 0 | 0 | 0 | 0 | 0
New Build Capacity by Reporting Type: NYISO_G-I
ReportingType | 2015 | 2020 | 2025 | 2030 | 2035 | 2040
BM | 0 | 0 | 0 | 0 | 0 | 0
CC | 0 | 0 | 0 | 0 | 790.89 | 2205.88
CSP | 0 | 0 | 0 | 0 | 0 | 0
CT | 0 | 0 | 0 | 0 | 0 | 0
Coal | 0 | 0 | 0 | 0 | 0 | 0
Geo | 0 | 0 | 0 | 0 | 0 | 0
H | 0 | 0 | 0 | 0 | 0 | 0
LFG | 0 | 0 | 0 | 74.33 | 0 | 0
Nuc | 0 | 0 | 0 | 0 | 0 | 0
PS | 0 | 0 | 0 | 0 | 0 | 0
PV | 0 | 0 | 0 | 0 | 0 | 0
PeakG | 0 | 0 | 0 | 0 | 0 | 0
PeakO | 0 | 0 | 0 | 0 | 0 | 0
ST | 0 | 0 | 0 | 0 | 0 | 0
STOG | 0 | 0 | 0 | 0 | 0 | 0
STWD | 0 | 0 | 0 | 0 | 0 | 0
WT | 0 | 60 | 0 | 0 | 0 | 0
IGCC | 0 | 0 | 0 | 0 | 0 | 0
DemandResponse | 0 | 0 | 0 | 0 | 0 | 0
IGCC-CCS | 0 | 0 | 0 | 0 | 0 | 0
WT_off | 0 | 0 | 0 | 0 | 0 | 0
PseudoUnit | 0 | 0 | 0 | 0 | 0 | 0
FixedInterchange | 0 | 0 | 0 | 0 | 0 | 0
New Build Capacity by Reporting Type: NYISO_J-K
ReportingType | 2015 | 2020 | 2025 | 2030 | 2035 | 2040
BM | 0 | 0 | 0 | 0 | 0 | 0
CC | 1175.4 | 0 | 0 | 0 | 0 | 0
CSP | 0 | 0 | 0 | 0 | 0 | 0
CT | 0 | 0 | 0 | 0 | 0 | 0
Coal | 0 | 0 | 0 | 0 | 0 | 0
Geo | 0 | 0 | 0 | 0 | 0 | 0
H | 0 | 0 | 0 | 0 | 0 | 0
LFG | 0 | 0 | 0 | 74.33 | 0 | 0
Nuc | 0 | 0 | 0 | 0 | 0 | 0
PS | 0 | 0 | 0 | 0 | 0 | 0
PV | 32 | 0 | 0 | 0 | 0 | 0
PeakG | 0 | 0 | 0 | 0 | 0 | 0
PeakO | 0 | 0 | 0 | 0 | 0 | 0
ST | 0 | 0 | 0 | 0 | 0 | 0
STOG | 0 | 0 | 0 | 0 | 0 | 0
STWD | 0 | 0 | 0 | 0 | 0 | 0
WT | 0 | 0 | 0 | 0 | 0 | 0
IGCC | 0 | 0 | 0 | 0 | 0 | 0
DemandResponse | 0 | 0 | 0 | 0 | 0 | 0
IGCC-CCS | 0 | 0 | 0 | 0 | 0 | 0
WT_off | 0 | 0 | 0 | 0 | 0 | 0
PseudoUnit | 0 | 0 | 0 | 0 | 0 | 0
FixedInterchange | 0 | 0 | 0 | 0 | 0 | 0
New Build Capacity by Reporting Type: PJM_E
ReportingType | 2015 | 2020 | 2025 | 2030 | 2035 | 2040
BM | 30 | 0 | 0 | 0 | 0 | 0
CC | 4634.3 | 0 | 0 | 0 | 0 | 0
CSP | 0 | 0 | 0 | 0 | 0 | 0
CT | 26.2 | 0 | 0 | 0 | 0 | 0
Coal | 27 | 0 | 0 | 0 | 0 | 0
Geo | 0 | 0 | 0 | 0 | 0 | 0
H | 0 | 0 | 0 | 0 | 0 | 0
LFG | 9.1 | 125.94 | 6.96 | 0 | 0 | 0
Nuc | 38 | 0 | 0 | 0 | 0 | 0
PS | 0 | 0 | 0 | 0 | 0 | 0
PV | 25.45 | 0 | 0 | 0 | 0 | 0
PeakG | 0 | 0 | 0 | 0 | 0 | 0
PeakO | 0 | 0 | 0 | 0 | 0 | 0
ST | 0 | 0 | 0 | 0 | 0 | 0
STOG | 0 | 0 | 0 | 0 | 0 | 0
STWD | 0 | 0 | 0 | 0 | 0 | 0
WT | 1150 | 0 | 0 | 0 | 0 | 0
IGCC | 0 | 0 | 0 | 0 | 0 | 0
DemandResponse | 0 | 0 | 0 | 0 | 0 | 0
IGCC-CCS | 0 | 0 | 0 | 0 | 0 | 0
WT_off | 0 | 0 | 1100 | 0 | 0 | 0
PseudoUnit | 0 | 0 | 0 | 0 | 0 | 0
FixedInterchange | 0 | 0 | 0 | 0 | 0 | 0
New Build Capacity by Reporting Type: PJM_ROM
ReportingType | 2015 | 2020 | 2025 | 2030 | 2035 | 2040
BM | 18 | 0 | 0 | 0 | 0 | 0
CC | 1678.5 | 0 | 0 | 0 | 0 | 0
CSP | 0 | 0 | 0 | 0 | 0 | 0
CT | 16 | 0 | 0 | 0 | 0 | 0
Coal | 32.5 | 0 | 0 | 0 | 0 | 0
Geo | 0 | 0 | 0 | 0 | 0 | 0
H | 0 | 0 | 0 | 0 | 0 | 0
LFG | 18.9 | 265.1 | 0 | 0 | 0 | 0
Nuc | 0 | 0 | 0 | 0 | 0 | 0
PS | 0 | 0 | 0 | 0 | 0 | 0
PV | 0 | 1306.7 | 732 | 129.22 | 7.29 | 11.92
PeakG | 0 | 0 | 0 | 0 | 0 | 0
PeakO | 0 | 0 | 0 | 0 | 0 | 0
ST | 0 | 0 | 0 | 0 | 0 | 0
STOG | 0 | 0 | 0 | 0 | 0 | 0
STWD | 0 | 0 | 0 | 0 | 0 | 0
WT | 479.8 | 0 | 750.2 | 0 | 3563.37 | 164.87
IGCC | 0 | 0 | 0 | 0 | 0 | 0
DemandResponse | 0 | 0 | 0 | 0 | 0 | 0
IGCC-CCS | 0 | 0 | 0 | 0 | 0 | 0
WT_off | 0 | 0 | 0 | 0 | 0 | 0
PseudoUnit | 0 | 0 | 0 | 0 | 0 | 0
FixedInterchange | 0 | 0 | 0 | 0 | 0 | 0
New Build Capacity by Reporting Type: PJM_ROR
ReportingType | 2015 | 2020 | 2025 | 2030 | 2035 | 2040
BM | 385 | 0 | 0 | 0 | 0 | 0
CC | 3077 | 120 | 0 | 0 | 0 | 0
CSP | 0 | 0 | 0 | 0 | 0 | 0
CT | 29 | 0 | 0 | 0 | 0 | 0
Coal | 2164 | 0 | 0 | 0 | 0 | 0
Geo | 0 | 0 | 0 | 0 | 0 | 0
H | 0 | 0 | 503 | 0 | 0 | 0
LFG | 57.4 | 0 | 513.71 | 0 | 0 | 0
Nuc | 38 | 0 | 0 | 0 | 0 | 0
PS | 0 | 0 | 0 | 0 | 0 | 0
PV | 0 | 0 | 0 | 0 | 0 | 0
PeakG | 0 | 0 | 0 | 0 | 0 | 0
PeakO | 0 | 0 | 0 | 0 | 0 | 0
ST | 0 | 0 | 0 | 0 | 0 | 0
STOG | 0 | 0 | 0 | 0 | 0 | 0
STWD | 0 | 0 | 0 | 0 | 0 | 0
WT | 8325.7 | 0 | 0 | 191.7 | 0 | 0
IGCC | 0 | 0 | 0 | 0 | 0 | 0
DemandResponse | 0 | 0 | 0 | 0 | 0 | 0
IGCC-CCS | 0 | 0 | 0 | 0 | 0 | 0
WT_off | 0 | 0 | 0 | 0 | 0 | 0
PseudoUnit | 0 | 0 | 0 | 0 | 0 | 0
FixedInterchange | 0 | 0 | 0 | 0 | 0 | 0
New Build Capacity by Reporting Type: SOCO
ReportingType | 2015 | 2020 | 2025 | 2030 | 2035 | 2040
BM | 55 | 0 | 0 | 0 | 0 | 0
CC | 5026.9 | 187 | 0 | 0 | 0 | 0
CSP | 0 | 0 | 0 | 0 | 0 | 0
CT | 0 | 0 | 0 | 0 | 0 | 0
Coal | 0 | 0 | 0 | 0 | 0 | 9022.31
Geo | 0 | 0 | 0 | 0 | 0 | 0
H | 0 | 0 | 0 | 0 | 0 | 0
LFG | 0 | 0 | 107.4 | 0 | 0 | 0
Nuc | 70 | 2200 | 0 | 0 | 0 | 0
PS | 0 | 0 | 0 | 0 | 0 | 0
PV | 0 | 0 | 0 | 0 | 0 | 0
PeakG | 0 | 0 | 0 | 0 | 0 | 0
PeakO | 0 | 0 | 0 | 0 | 0 | 0
ST | 0 | 0 | 0 | 0 | 0 | 0
STOG | 0 | 0 | 0 | 0 | 0 | 0
STWD | 0 | 0 | 0 | 0 | 0 | 0
WT | 0 | 0 | 0 | 0 | 0 | 0
IGCC | 0 | 0 | 0 | 0 | 0 | 0
DemandResponse | 0 | 0 | 0 | 0 | 0 | 0
IGCC-CCS | 0 | 0 | 0 | 0 | 0 | 0
WT_off | 0 | 0 | 0 | 0 | 0 | 0
PseudoUnit | 0 | 0 | 0 | 0 | 0 | 0
FixedInterchange | 0 | 0 | 0 | 0 | 0 | 0
New Build Capacity by Reporting Type: SPP_N
ReportingType | 2015 | 2020 | 2025 | 2030 | 2035 | 2040
BM | 0 | 0 | 0 | 0 | 0 | 0
CC | 0 | 0 | 0 | 0 | 0 | 0
CSP | 0 | 0 | 0 | 0 | 0 | 0
CT | 0 | 0 | 0 | 0 | 0 | 0
Coal | 465.04 | 0 | 0 | 0 | 0 | 0
Geo | 0 | 0 | 0 | 0 | 0 | 0
H | 0 | 0 | 0 | 0 | 0 | 0
LFG | 0 | 0 | 95 | 0 | 0 | 0
Nuc | 0 | 0 | 0 | 0 | 0 | 0
PS | 0 | 0 | 0 | 0 | 0 | 0
PV | 0 | 0 | 0 | 0 | 0 | 0
PeakG | 0 | 0 | 0 | 0 | 0 | 0
PeakO | 0 | 0 | 0 | 0 | 0 | 0
ST | 0 | 0 | 0 | 0 | 0 | 0
STOG | 0 | 0 | 0 | 0 | 0 | 0
STWD | 0 | 0 | 0 | 0 | 0 | 0
WT | 0 | 0 | 0 | 0 | 7078.79 | 319.68
IGCC | 0 | 0 | 0 | 0 | 0 | 0
DemandResponse | 0 | 0 | 0 | 0 | 0 | 0
IGCC-CCS | 0 | 0 | 0 | 0 | 0 | 0
WT_off | 0 | 0 | 0 | 0 | 0 | 0
PseudoUnit | 0 | 0 | 0 | 0 | 0 | 0
FixedInterchange | 0 | 0 | 0 | 0 | 0 | 0
New Build Capacity by Reporting Type: SPP_S
ReportingType | 2015 | 2020 | 2025 | 2030 | 2035 | 2040
BM | 0 | 0 | 0 | 0 | 0 | 0
CC | 0 | 0 | 0 | 0 | 0 | 0
CSP | 0 | 0 | 0 | 0 | 0 | 0
CT | 412.99 | 300 | 0 | 0 | 0 | 0
Coal | 988 | 0 | 0 | 0 | 0 | 0
Geo | 0 | 0 | 0 | 0 | 0 | 0
H | 0 | 0 | 0 | 0 | 0 | 0
LFG | 0 | 0 | 95 | 0 | 0 | 0
Nuc | 0 | 0 | 0 | 0 | 0 | 0
PS | 0 | 0 | 0 | 0 | 0 | 0
PV | 0 | 0 | 0 | 0 | 0 | 0
PeakG | 0 | 0 | 0 | 0 | 0 | 0
PeakO | 0 | 0 | 0 | 0 | 0 | 0
ST | 0 | 0 | 0 | 0 | 0 | 0
STOG | 0 | 0 | 0 | 0 | 0 | 0
STWD | 0 | 0 | 0 | 0 | 0 | 0
WT | 430 | 1884.87 | 0 | 0 | 4612.37 | 492.38
IGCC | 0 | 0 | 0 | 0 | 0 | 0
DemandResponse | 0 | 0 | 0 | 0 | 0 | 0
IGCC-CCS | 0 | 0 | 0 | 0 | 0 | 0
WT_off | 0 | 0 | 0 | 0 | 0 | 0
PseudoUnit | 0 | 0 | 0 | 0 | 0 | 0
FixedInterchange | 0 | 0 | 0 | 0 | 0 | 0
New Build Capacity by Reporting Type: TVA
ReportingType | 2015 | 2020 | 2025 | 2030 | 2035 | 2040
BM | 0 | 0 | 0 | 0 | 0 | 0
CC | 1418 | 0 | 0 | 0 | 0 | 0
CSP | 0 | 0 | 0 | 0 | 0 | 0
CT | 0 | 0 | 0 | 0 | 0 | 0
Coal | 0 | 0 | 0 | 0 | 0 | 1538
Geo | 0 | 0 | 0 | 0 | 0 | 0
H | 0 | 0 | 0 | 0 | 0 | 0
LFG | 0 | 0 | 0 | 107.4 | 0 | 0
Nuc | 1697.89 | 0 | 0 | 0 | 0 | 0
PS | 0 | 0 | 0 | 0 | 0 | 0
PV | 0 | 0 | 0 | 0 | 0 | 0
PeakG | 0 | 0 | 0 | 0 | 0 | 0
PeakO | 0 | 0 | 0 | 0 | 0 | 0
ST | 0 | 0 | 0 | 0 | 0 | 0
STOG | 0 | 0 | 0 | 0 | 0 | 0
STWD | 0 | 0 | 0 | 0 | 0 | 0
WT | 0 | 0 | 0 | 0 | 0 | 0
IGCC | 0 | 0 | 0 | 0 | 0 | 0
DemandResponse | 0 | 0 | 0 | 0 | 0 | 0
IGCC-CCS | 0 | 0 | 0 | 0 | 0 | 0
WT_off | 0 | 0 | 0 | 0 | 0 | 0
PseudoUnit | 0 | 0 | 0 | 0 | 0 | 0
FixedInterchange | 0 | 0 | 0 | 0 | 0 | 0
New Build Capacity by Reporting Type: TVA_Transmission
ReportingType | 2015 | 2020 | 2025 | 2030 | 2035 | 2040
BM | 0 | 0 | 0 | 0 | 0 | 0
CC | 0 | 0 | 0 | 0 | 0 | 0
CSP | 0 | 0 | 0 | 0 | 0 | 0
CT | 0 | 0 | 0 | 0 | 0 | 0
Coal | 0 | 0 | 0 | 0 | 0 | 0
Geo | 0 | 0 | 0 | 0 | 0 | 0
H | 0 | 0 | 0 | 0 | 0 | 0
LFG | 0 | 0 | 0 | 0 | 0 | 0
Nuc | 0 | 0 | 0 | 0 | 0 | 0
PS | 0 | 0 | 0 | 0 | 0 | 0
PV | 0 | 0 | 0 | 0 | 0 | 0
PeakG | 0 | 0 | 0 | 0 | 0 | 0
PeakO | 0 | 0 | 0 | 0 | 0 | 0
ST | 0 | 0 | 0 | 0 | 0 | 0
STOG | 0 | 0 | 0 | 0 | 0 | 0
STWD | 0 | 0 | 0 | 0 | 0 | 0
WT | 0 | 0 | 0 | 0 | 0 | 0
IGCC | 0 | 0 | 0 | 0 | 0 | 0
DemandResponse | 0 | 0 | 0 | 0 | 0 | 0
IGCC-CCS | 0 | 0 | 0 | 0 | 0 | 0
WT_off | 0 | 0 | 0 | 0 | 0 | 0
PseudoUnit | 0 | 0 | 0 | 0 | 0 | 0
FixedInterchange | 0 | 0 | 0 | 0 | 0 | 0
New Build Capacity by Reporting Type: VACAR
ReportingType | 2015 | 2020 | 2025 | 2030 | 2035 | 2040
BM | 0.92 | 156.43 | 309.07 | 45.51 | 0 | 19.01
CC | 3064.47 | 0 | 0 | 0 | 0 | 0
CSP | 0 | 0 | 0 | 0 | 0 | 0
CT | 717.2 | 0 | 0 | 0 | 0 | 0
Coal | 825 | 0 | 0 | 0 | 0 | 453.65
Geo | 0 | 0 | 0 | 0 | 0 | 0
H | 0 | 0 | 0 | 0 | 0 | 0
LFG | 0.34 | 107.06 | 0 | 0 | 0 | 0
Nuc | 0 | 2330 | 0 | 0 | 0 | 0
PS | 0 | 0 | 0 | 0 | 0 | 0
PV | 0 | 121.3 | 0 | 0.65 | 1.3 | 1.43
PeakG | 0 | 0 | 0 | 0 | 0 | 0
PeakO | 0 | 0 | 0 | 0 | 0 | 0
ST | 0 | 0 | 0 | 0 | 0 | 0
STOG | 0 | 0 | 0 | 0 | 0 | 0
STWD | 0 | 0 | 0 | 0 | 0 | 0
WT | 0.9 | 3499.1 | 0 | 0 | 0 | 0
IGCC | 0 | 0 | 0 | 0 | 0 | 0
DemandResponse | 0 | 0 | 0 | 0 | 0 | 0
IGCC-CCS | 0 | 0 | 0 | 0 | 0 | 0
WT_off | 1 | 0 | 0 | 0 | 0 | 0
PseudoUnit | 0 | 0 | 0 | 0 | 0 | 0
FixedInterchange | 0 | 0 | 0 | 0 | 0 | 0
New Build Capacity by Reporting Type: IESO
ReportingType | 2015 | 2020 | 2025 | 2030 | 2035 | 2040
BM | 326.33 | 0 | 0 | 0 | 0 | 0
CC | 1263 | 0 | 0 | 0 | 0 | 0
CSP | 0 | 0 | 0 | 0 | 0 | 0
CT | 368 | 0 | 0 | 0 | 0 | 0
Coal | 0 | 0 | 0 | 0 | 0 | 0
Geo | 0 | 0 | 0 | 0 | 0 | 0
H | 0 | 0 | 0 | 0 | 0 | 0
LFG | 14.5 | 0 | 0 | 0 | 0 | 0.5
Nuc | 0 | 0 | 0 | 0 | 0 | 0
PS | 0 | 0 | 0 | 0 | 0 | 0
PV | 1067.26 | 0 | 0 | 0 | 0 | 0
PeakG | 0 | 0 | 0 | 0 | 0 | 0
PeakO | 0 | 0 | 0 | 0 | 0 | 0
ST | 0 | 0 | 0 | 0 | 0 | 0
STOG | 0 | 0 | 0 | 0 | 0 | 0
STWD | 0 | 0 | 0 | 0 | 0 | 0
WT | 2105.9 | 0 | 0 | 0 | 0 | 0
IGCC | 0 | 0 | 0 | 0 | 0 | 0
DemandResponse | 0 | 0 | 0 | 0 | 0 | 0
IGCC-CCS | 0 | 0 | 0 | 0 | 0 | 0
WT_off | 0 | 0 | 0 | 0 | 0 | 0
PseudoUnit | 0 | 0 | 0 | 0 | 0 | 0
FixedInterchange | 0 | 0 | 0 | 0 | 0 | 0
New Build Capacity by Reporting Type: MAPP_CA
ReportingType | 2015 | 2020 | 2025 | 2030 | 2035 | 2040
BM | 0 | 0 | 0 | 0 | 0 | 0
CC | 104.63 | 0 | 0 | 0 | 0 | 0
CSP | 0 | 0 | 0 | 0 | 0 | 0
CT | 0 | 0 | 0 | 0 | 0 | 0
Coal | 0 | 0 | 0 | 0 | 0 | 0
Geo | 0 | 0 | 0 | 0 | 0 | 0
H | 0 | 0 | 0 | 0 | 1051.09 | 1563.47
LFG | 0 | 0 | 0 | 0 | 0 | 0
Nuc | 0 | 0 | 0 | 0 | 0 | 0
PS | 0 | 0 | 0 | 0 | 0 | 0
PV | 0 | 0 | 0 | 0 | 0 | 0
PeakG | 0 | 0 | 0 | 0 | 0 | 0
PeakO | 0 | 0 | 0 | 0 | 0 | 0
ST | 0 | 0 | 0 | 0 | 0 | 0
STOG | 0 | 0 | 0 | 0 | 0 | 0
STWD | 0 | 0 | 0 | 0 | 0 | 0
WT | 302.4 | 0 | 0 | 0 | 0 | 0
IGCC | 0 | 0 | 0 | 0 | 0 | 0
DemandResponse | 0 | 0 | 0 | 0 | 0 | 0
IGCC-CCS | 0 | 0 | 0 | 0 | 0 | 0
WT_off | 0 | 0 | 0 | 0 | 0 | 0
PseudoUnit | 0 | 0 | 0 | 0 | 0 | 0
FixedInterchange | 0 | 0 | 0 | 0 | 0 | 0
New Build Capacity by Reporting Type: AZ_NM_SNV_Coal
ReportingType | 2015 | 2020 | 2025 | 2030 | 2035 | 2040
BM | 0 | 0 | 0 | 0 | 0 | 0
CC | 0 | 0 | 0 | 0 | 0 | 0
CSP | 0 | 0 | 0 | 0 | 0 | 0
CT | 0 | 0 | 0 | 0 | 0 | 0
Coal | 0 | 0 | 0 | 0 | 14.27 | 4319.77
Geo | 0 | 0 | 0 | 0 | 0 | 0
H | 0 | 0 | 0 | 0 | 0 | 0
LFG | 0 | 0 | 0 | 0 | 0 | 0
Nuc | 0 | 0 | 0 | 0 | 0 | 0
PS | 0 | 0 | 0 | 0 | 0 | 0
PV | 0 | 0 | 0 | 0 | 0 | 0
PeakG | 0 | 0 | 0 | 0 | 0 | 0
PeakO | 0 | 0 | 0 | 0 | 0 | 0
ST | 0 | 0 | 0 | 0 | 0 | 0
STOG | 0 | 0 | 0 | 0 | 0 | 0
STWD | 0 | 0 | 0 | 0 | 0 | 0
WT | 0 | 0 | 0 | 0 | 0 | 0
IGCC | 0 | 0 | 0 | 0 | 0 | 0
DemandResponse | 0 | 0 | 0 | 0 | 0 | 0
IGCC-CCS | 0 | 0 | 0 | 0 | 0 | 0
WT_off | 0 | 0 | 0 | 0 | 0 | 0
PseudoUnit | 0 | 0 | 0 | 0 | 0 | 0
FixedInterchange | 0 | 0 | 0 | 0 | 0 | 0
New Build Capacity by Reporting Type: AZ_NM_SNV_Gas
ReportingType | 2015 | 2020 | 2025 | 2030 | 2035 | 2040
BM | 0 | 0 | 0 | 0 | 0 | 0
CC | 668 | 0 | 0 | 0 | 0 | 0
CSP | 0 | 0 | 0 | 0 | 0 | 0
CT | 736 | 0 | 0 | 0 | 0 | 0
Coal | 0 | 0 | 0 | 0 | 0 | 0
Geo | 0 | 0 | 0 | 0 | 0 | 0
H | 0 | 0 | 0 | 0 | 0 | 0
LFG | 0 | 0 | 0 | 0 | 0 | 0
Nuc | 0 | 0 | 0 | 0 | 0 | 0
PS | 0 | 0 | 0 | 0 | 0 | 0
PV | 0 | 0 | 0 | 0 | 0 | 0
PeakG | 0 | 0 | 0 | 0 | 0 | 0
PeakO | 0 | 0 | 0 | 0 | 0 | 0
ST | 0 | 0 | 0 | 0 | 0 | 0
STOG | 0 | 0 | 0 | 0 | 0 | 0
STWD | 0 | 0 | 0 | 0 | 0 | 0
WT | 0 | 0 | 0 | 0 | 0 | 0
IGCC | 0 | 0 | 0 | 0 | 0 | 0
DemandResponse | 0 | 0 | 0 | 0 | 0 | 0
IGCC-CCS | 0 | 0 | 0 | 0 | 0 | 0
WT_off | 0 | 0 | 0 | 0 | 0 | 0
PseudoUnit | 0 | 0 | 0 | 0 | 0 | 0
FixedInterchange | 0 | 0 | 0 | 0 | 0 | 0
New Build Capacity by Reporting Type: AZ_NM_SNV_NucRenew
ReportingType | 2015 | 2020 | 2025 | 2030 | 2035 | 2040
BM | 0 | 0 | 0 | 0 | 0 | 0
CC | 0 | 0 | 0 | 0 | 0 | 0
CSP | 0 | 0 | 0 | 0 | 0 | 0
CT | 0 | 0 | 0 | 0 | 0 | 0
Coal | 0 | 0 | 0 | 0 | 0 | 0
Geo | 0 | 0 | 1450 | 0 | 0 | 0
H | 0 | 0 | 0 | 0 | 0 | 0
LFG | 0 | 60.67 | 0 | 0 | 0 | 0
Nuc | 0 | 0 | 0 | 0 | 0 | 0
PS | 0 | 0 | 0 | 0 | 0 | 0
PV | 95.7 | 0 | 0 | 0 | 0 | 0
PeakG | 0 | 0 | 0 | 0 | 0 | 0
PeakO | 0 | 0 | 0 | 0 | 0 | 0
ST | 280 | 387.46 | 212.91 | 30.08 | 0 | 0
STOG | 0 | 0 | 0 | 0 | 0 | 0
STWD | 0 | 0 | 0 | 0 | 0 | 0
WT | 65.1 | 2203.08 | 0 | 69.69 | 0 | 0
IGCC | 0 | 0 | 0 | 0 | 0 | 0
DemandResponse | 0 | 0 | 0 | 0 | 0 | 0
IGCC-CCS | 0 | 0 | 0 | 0 | 0 | 0
WT_off | 0 | 0 | 0 | 0 | 0 | 0
PseudoUnit | 0 | 0 | 0 | 0 | 0 | 0
FixedInterchange | 0 | 0 | 0 | 0 | 0 | 0
New Build Capacity by Reporting Type: ERCOT
ReportingType | 2015 | 2020 | 2025 | 2030 | 2035 | 2040
BM | 145 | 0 | 0 | 0 | 0 | 0
CC | 275 | 0 | 0 | 0 | 0 | 0
CSP | 0 | 0 | 0 | 0 | 0 | 0
CT | 250 | 0 | 0 | 0 | 0 | 0
Coal | 2020 | 0 | 0 | 0 | 0 | 0
Geo | 0 | 0 | 0 | 0 | 0 | 0
H | 0 | 0 | 0 | 0 | 0 | 0
LFG | 0 | 0 | 354 | 0 | 0 | 0
Nuc | 0 | 0 | 0 | 0 | 0 | 0
PS | 0 | 0 | 0 | 0 | 0 | 0
PV | 14 | 0 | 0 | 0 | 0 | 0
PeakG | 0 | 0 | 0 | 0 | 0 | 0
PeakO | 0 | 0 | 0 | 0 | 0 | 0
ST | 0 | 0 | 0 | 0 | 0 | 0
STOG | 0 | 0 | 0 | 0 | 0 | 0
STWD | 0 | 0 | 0 | 0 | 0 | 0
WT | 350.1 | 0 | 0 | 0 | 0 | 14069.51
IGCC | 0 | 0 | 0 | 0 | 0 | 0
DemandResponse | 0 | 0 | 0 | 0 | 0 | 0
IGCC-CCS | 0 | 0 | 0 | 0 | 0 | 0
WT_off | 0 | 0 | 0 | 0 | 0 | 0
PseudoUnit | 0 | 0 | 0 | 0 | 0 | 0
FixedInterchange | 0 | 0 | 0 | 0 | 0 | 0
New Build Capacity by Reporting Type: NP15
ReportingType | 2015 | 2020 | 2025 | 2030 | 2035 | 2040
BM | 0 | 0 | 0 | 0 | 0 | 0
CC | 940 | 0 | 0 | 0 | 0 | 0
CSP | 0 | 0 | 0 | 0 | 0 | 0
CT | 212.6 | 0 | 0 | 0 | 1290.87 | 1504.44
Coal | 0 | 0 | 0 | 0 | 0 | 0
Geo | 0 | 300.52 | 299.48 | 0 | 0 | 0
H | 0 | 0 | 0 | 0 | 0 | 0
LFG | 0 | 565 | 0 | 0 | 0 | 0
Nuc | 0 | 0 | 0 | 0 | 0 | 0
PS | 0 | 0 | 0 | 0 | 0 | 0
PV | 6.5 | 0 | 0 | 0 | 0 | 0
PeakG | 0 | 0 | 0 | 0 | 0 | 0
PeakO | 0 | 0 | 0 | 0 | 0 | 0
ST | 29 | 0 | 0 | 0 | 0 | 0
STOG | 0 | 0 | 0 | 0 | 0 | 0
STWD | 0 | 0 | 0 | 0 | 0 | 0
WT | 101.2 | 1514.01 | 0 | 0 | 894.68 | 366.93
IGCC | 0 | 0 | 0 | 0 | 0 | 0
DemandResponse | 0 | 0 | 0 | 0 | 0 | 0
IGCC-CCS | 0 | 0 | 0 | 0 | 0 | 0
WT_off | 0 | 0 | 0 | 0 | 0 | 0
PseudoUnit | 0 | 0 | 0 | 0 | 0 | 0
FixedInterchange | 0 | 0 | 0 | 0 | 0 | 0
New Build Capacity by Reporting Type: NWPP_Coal
ReportingType | 2015 | 2020 | 2025 | 2030 | 2035 | 2040
BM | 0 | 0 | 0 | 0 | 0 | 0
CC | 0 | 0 | 0 | 0 | 0 | 0
CSP | 0 | 0 | 0 | 0 | 0 | 0
CT | 0 | 0 | 0 | 0 | 0 | 0
Coal | 0 | 0 | 0 | 0 | 0 | 0
Geo | 0 | 0 | 0 | 0 | 0 | 0
H | 0 | 0 | 0 | 0 | 0 | 0
LFG | 0 | 0 | 0 | 0 | 0 | 0
Nuc | 0 | 0 | 0 | 0 | 0 | 0
PS | 0 | 0 | 0 | 0 | 0 | 0
PV | 0 | 0 | 0 | 0 | 0 | 0
PeakG | 0 | 0 | 0 | 0 | 0 | 0
PeakO | 0 | 0 | 0 | 0 | 0 | 0
ST | 0 | 0 | 0 | 0 | 0 | 0
STOG | 0 | 0 | 0 | 0 | 0 | 0
STWD | 0 | 0 | 0 | 0 | 0 | 0
WT | 0 | 0 | 0 | 0 | 0 | 0
IGCC | 0 | 0 | 0 | 0 | 0 | 0
DemandResponse | 0 | 0 | 0 | 0 | 0 | 0
IGCC-CCS | 0 | 0 | 0 | 0 | 0 | 0
WT_off | 0 | 0 | 0 | 0 | 0 | 0
PseudoUnit | 0 | 0 | 0 | 0 | 0 | 0
FixedInterchange | 0 | 0 | 0 | 0 | 0 | 0
New Build Capacity by Reporting Type: NWPP_Gas
ReportingType | 2015 | 2020 | 2025 | 2030 | 2035 | 2040
BM | 0 | 0 | 0 | 0 | 0 | 0
CC | 300 | 0 | 0 | 0 | 0 | 0
CSP | 0 | 0 | 0 | 0 | 0 | 0
CT | 150 | 0 | 0 | 0 | 0 | 0
Coal | 0 | 0 | 0 | 0 | 727.05 | 264.53
Geo | 0 | 0 | 0 | 0 | 0 | 0
H | 0 | 0 | 0 | 0 | 0 | 0
LFG | 0 | 0 | 0 | 0 | 0 | 0
Nuc | 0 | 0 | 0 | 0 | 0 | 0
PS | 0 | 0 | 0 | 0 | 0 | 0
PV | 0 | 0 | 0 | 0 | 0 | 0
PeakG | 0 | 0 | 0 | 0 | 0 | 0
PeakO | 0 | 0 | 0 | 0 | 0 | 0
ST | 0 | 0 | 0 | 0 | 0 | 0
STOG | 0 | 0 | 0 | 0 | 0 | 0
STWD | 0 | 0 | 0 | 0 | 0 | 0
WT | 0 | 0 | 0 | 0 | 0 | 0
IGCC | 0 | 0 | 0 | 0 | 0 | 0
DemandResponse | 0 | 0 | 0 | 0 | 0 | 0
IGCC-CCS | 0 | 0 | 0 | 0 | 0 | 0
WT_off | 0 | 0 | 0 | 0 | 0 | 0
PseudoUnit | 0 | 0 | 0 | 0 | 0 | 0
FixedInterchange | 0 | 0 | 0 | 0 | 0 | 0
New Build Capacity by Reporting Type: NWPP_NucRenew
ReportingType | 2015 | 2020 | 2025 | 2030 | 2035 | 2040
BM | 32.55 | 0 | 0 | 0 | 0 | 0
CC | 0 | 0 | 0 | 0 | 0 | 0
CSP | 0 | 0 | 0 | 0 | 0 | 0
CT | 0 | 0 | 0 | 0 | 0 | 0
Coal | 0 | 0 | 0 | 0 | 0 | 0
Geo | 86 | 0 | 434 | 0 | 0 | 0
H | 0 | 0 | 0 | 0 | 0 | 0
LFG | 25.5 | 244.5 | 0 | 0 | 0 | 0
Nuc | 0 | 0 | 0 | 0 | 0 | 0
PS | 0 | 0 | 0 | 0 | 0 | 0
PV | 0 | 0 | 0 | 0 | 0 | 0
PeakG | 0 | 0 | 0 | 0 | 0 | 0
PeakO | 0 | 0 | 0 | 0 | 0 | 0
ST | 0 | 0 | 0 | 0 | 0 | 0
STOG | 0 | 0 | 0 | 0 | 0 | 0
STWD | 0 | 0 | 0 | 0 | 0 | 0
WT | 977.3 | 0 | 0 | 0 | 0 | 0
IGCC | 0 | 0 | 0 | 0 | 0 | 0
DemandResponse | 0 | 0 | 0 | 0 | 0 | 0
IGCC-CCS | 0 | 0 | 0 | 0 | 0 | 0
WT_off | 0 | 0 | 0 | 0 | 0 | 0
PseudoUnit | 0 | 0 | 0 | 0 | 0 | 0
FixedInterchange | 0 | 0 | 0 | 0 | 0 | 0
New Build Capacity by Reporting Type: RMPA
ReportingType | 2015 | 2020 | 2025 | 2030 | 2035 | 2040
BM | 0 | 0 | 0 | 0 | 0 | 0
CC | 0 | 0 | 0 | 0 | 0 | 0
CSP | 0 | 0 | 0 | 0 | 0 | 0
CT | 152 | 0 | 0 | 0 | 0 | 0
Coal | 390 | 0 | 0 | 0 | 507.74 | 374.6
Geo | 0 | 324.48 | 2208.38 | 37.14 | 0 | 0
H | 0 | 0 | 0 | 0 | 0 | 0
LFG | 1.4 | 28.93 | 0 | 0 | 0 | 0
Nuc | 0 | 0 | 0 | 0 | 0 | 0
PS | 0 | 0 | 0 | 0 | 0 | 0
PV | 1 | 0 | 0 | 0 | 0 | 0
PeakG | 0 | 0 | 0 | 0 | 0 | 0
PeakO | 0 | 0 | 0 | 0 | 0 | 0
ST | 3 | 342.44 | 8.38 | 10.43 | 0 | 0
STOG | 0 | 0 | 0 | 0 | 0 | 0
STWD | 0 | 0 | 0 | 0 | 0 | 0
WT | 765.4 | 0 | 0 | 0 | 0 | 0
IGCC | 0 | 0 | 0 | 0 | 0 | 0
DemandResponse | 0 | 0 | 0 | 0 | 0 | 0
IGCC-CCS | 0 | 0 | 0 | 0 | 0 | 0
WT_off | 0 | 0 | 0 | 0 | 0 | 0
PseudoUnit | 0 | 0 | 0 | 0 | 0 | 0
FixedInterchange | 0 | 0 | 0 | 0 | 0 | 0
New Build Capacity by Reporting Type: SP15
ReportingType | 2015 | 2020 | 2025 | 2030 | 2035 | 2040
BM | 6 | 0 | 0 | 0 | 0 | 0
CC | 409.5 | 0 | 0 | 0 | 0 | 0
CSP | 0 | 0 | 0 | 0 | 0 | 0
CT | 0 | 0 | 0 | 0 | 0 | 0
Coal | 0 | 0 | 0 | 0 | 0 | 0
Geo | 50 | 1450 | 0 | 0 | 0 | 0
H | 0 | 0 | 0 | 0 | 0 | 0
LFG | 9.2 | 555.8 | 0 | 0 | 0 | 0
Nuc | 0 | 0 | 0 | 0 | 0 | 0
PS | 0 | 0 | 0 | 0 | 0 | 0
PV | 3.8 | 0 | 0 | 0 | 0 | 0
PeakG | 0 | 0 | 0 | 0 | 0 | 0
PeakO | 0 | 0 | 0 | 0 | 0 | 0
ST | 448 | 0 | 0 | 0 | 0 | 0
STOG | 0 | 0 | 0 | 0 | 0 | 0
STWD | 0 | 0 | 0 | 0 | 0 | 0
WT | 735 | 0 | 0 | 0 | 0 | 0
IGCC | 0 | 0 | 0 | 0 | 0 | 0
DemandResponse | 0 | 0 | 0 | 0 | 0 | 0
IGCC-CCS | 0 | 0 | 0 | 0 | 0 | 0
WT_off | 0 | 0 | 0 | 0 | 0 | 0
PseudoUnit | 0 | 0 | 0 | 0 | 0 | 0
FixedInterchange | 0 | 0 | 0 | 0 | 0 | 0
New Build Capacity by Reporting Type: ALB
ReportingType | 2015 | 2020 | 2025 | 2030 | 2035 | 2040
BM | 0 | 0 | 0 | 0 | 0 | 0
CC | 111.78 | 178.51 | 182.03 | 185.63 | 141.17 | 1511.36
CSP | 0 | 0 | 0 | 0 | 0 | 0
CT | 201.5 | 0 | 0 | 0 | 0 | 0
Coal | 495 | 0 | 0 | 0 | 0 | 0
Geo | 0 | 0 | 0 | 0 | 0 | 0
H | 0 | 0 | 0 | 0 | 0 | 0
LFG | 0 | 0 | 0 | 0 | 0 | 0
Nuc | 0 | 0 | 0 | 0 | 0 | 0
PS | 0 | 0 | 0 | 0 | 0 | 0
PV | 0 | 0 | 0 | 0 | 0 | 0
PeakG | 0 | 0 | 0 | 0 | 0 | 0
PeakO | 0 | 0 | 0 | 0 | 0 | 0
ST | 0 | 0 | 0 | 0 | 0 | 0
STOG | 0 | 0 | 0 | 0 | 0 | 0
STWD | 0 | 0 | 0 | 0 | 0 | 0
WT | 9 | 0 | 0 | 0 | 0 | 0
IGCC | 0 | 0 | 0 | 0 | 0 | 0
DemandResponse | 0 | 0 | 0 | 0 | 0 | 0
IGCC-CCS | 0 | 0 | 0 | 0 | 0 | 0
WT_off | 0 | 0 | 0 | 0 | 0 | 0
PseudoUnit | 0 | 0 | 0 | 0 | 0 | 0
FixedInterchange | 0 | 0 | 0 | 0 | 0 | 0
New Build Capacity by Reporting Type: BC
ReportingType | 2015 | 2020 | 2025 | 2030 | 2035 | 2040
BM | 0 | 0 | 0 | 0 | 0 | 0
CC | 494.91 | 0 | 0 | 80.72 | 220.21 | 0
CSP | 0 | 0 | 0 | 0 | 0 | 0
CT | 0 | 0 | 0 | 0 | 0 | 0
Coal | 0 | 0 | 0 | 0 | 0 | 0
Geo | 0 | 0 | 0 | 0 | 0 | 0
H | 0 | 0 | 0 | 0 | 0 | 0
LFG | 0 | 0 | 0 | 0 | 0 | 0
Nuc | 0 | 0 | 0 | 0 | 0 | 0
PS | 0 | 0 | 0 | 0 | 0 | 0
PV | 0 | 0 | 0 | 0 | 0 | 0
PeakG | 0 | 0 | 0 | 0 | 0 | 0
PeakO | 0 | 0 | 0 | 0 | 0 | 0
ST | 0 | 0 | 0 | 0 | 0 | 0
STOG | 0 | 0 | 0 | 0 | 0 | 0
STWD | 0 | 0 | 0 | 0 | 0 | 0
WT | 144 | 0 | 0 | 0 | 0 | 0
IGCC | 0 | 0 | 0 | 0 | 0 | 0
DemandResponse | 0 | 0 | 0 | 0 | 0 | 0
IGCC-CCS | 0 | 0 | 0 | 0 | 0 | 0
WT_off | 0 | 0 | 0 | 0 | 0 | 0
PseudoUnit | 0 | 0 | 0 | 0 | 0 | 0
FixedInterchange | 0 | 0 | 0 | 0 | 0 | 0
New Build Capacity by Reporting Type: HQ_IESO
ReportingType | 2015 | 2020 | 2025 | 2030 | 2035 | 2040
BM | 0 | 0 | 0 | 0 | 0 | 0
CC | 0 | 0 | 0 | 0 | 0 | 0
CSP | 0 | 0 | 0 | 0 | 0 | 0
CT | 0 | 0 | 0 | 0 | 0 | 0
Coal | 0 | 0 | 0 | 0 | 0 | 0
Geo | 0 | 0 | 0 | 0 | 0 | 0
H | 0 | 0 | 0 | 0 | 0 | 0
LFG | 0 | 0 | 0 | 0 | 0 | 0
Nuc | 0 | 0 | 0 | 0 | 0 | 0
PS | 0 | 0 | 0 | 0 | 0 | 0
PV | 0 | 0 | 0 | 0 | 0 | 0
PeakG | 0 | 0 | 0 | 0 | 0 | 0
PeakO | 0 | 0 | 0 | 0 | 0 | 0
ST | 0 | 0 | 0 | 0 | 0 | 0
STOG | 0 | 0 | 0 | 0 | 0 | 0
STWD | 0 | 0 | 0 | 0 | 0 | 0
WT | 0 | 0 | 0 | 0 | 0 | 0
IGCC | 0 | 0 | 0 | 0 | 0 | 0
DemandResponse | 0 | 0 | 0 | 0 | 0 | 0
IGCC-CCS | 0 | 0 | 0 | 0 | 0 | 0
WT_off | 0 | 0 | 0 | 0 | 0 | 0
PseudoUnit | 0 | 0 | 0 | 0 | 0 | 0
FixedInterchange | 0 | 0 | 0 | 0 | 0 | 0
New Build Capacity by Reporting Type: HQ_NEISO
ReportingType | 2015 | 2020 | 2025 | 2030 | 2035 | 2040
BM | 0 | 0 | 0 | 0 | 0 | 0
CC | 0 | 0 | 0 | 0 | 0 | 0
CSP | 0 | 0 | 0 | 0 | 0 | 0
CT | 0 | 0 | 0 | 0 | 0 | 0
Coal | 0 | 0 | 0 | 0 | 0 | 0
Geo | 0 | 0 | 0 | 0 | 0 | 0
H | 0 | 0 | 0 | 0 | 0 | 0
LFG | 0 | 0 | 0 | 0 | 0 | 0
Nuc | 0 | 0 | 0 | 0 | 0 | 0
PS | 0 | 0 | 0 | 0 | 0 | 0
PV | 0 | 0 | 0 | 0 | 0 | 0
PeakG | 0 | 0 | 0 | 0 | 0 | 0
PeakO | 0 | 0 | 0 | 0 | 0 | 0
ST | 0 | 0 | 0 | 0 | 0 | 0
STOG | 0 | 0 | 0 | 0 | 0 | 0
STWD | 0 | 0 | 0 | 0 | 0 | 0
WT | 0 | 0 | 0 | 0 | 0 | 0
IGCC | 0 | 0 | 0 | 0 | 0 | 0
DemandResponse | 0 | 0 | 0 | 0 | 0 | 0
IGCC-CCS | 0 | 0 | 0 | 0 | 0 | 0
WT_off | 0 | 0 | 0 | 0 | 0 | 0
PseudoUnit | 0 | 0 | 0 | 0 | 0 | 0
FixedInterchange | 0 | 0 | 0 | 0 | 0 | 0
New Build Capacity by Reporting Type: HQ_NY
ReportingType | 2015 | 2020 | 2025 | 2030 | 2035 | 2040
BM | 0 | 0 | 0 | 0 | 0 | 0
CC | 0 | 0 | 0 | 0 | 0 | 0
CSP | 0 | 0 | 0 | 0 | 0 | 0
CT | 0 | 0 | 0 | 0 | 0 | 0
Coal | 0 | 0 | 0 | 0 | 0 | 0
Geo | 0 | 0 | 0 | 0 | 0 | 0
H | 0 | 0 | 0 | 0 | 0 | 0
LFG | 0 | 0 | 0 | 0 | 0 | 0
Nuc | 0 | 0 | 0 | 0 | 0 | 0
PS | 0 | 0 | 0 | 0 | 0 | 0
PV | 0 | 0 | 0 | 0 | 0 | 0
PeakG | 0 | 0 | 0 | 0 | 0 | 0
PeakO | 0 | 0 | 0 | 0 | 0 | 0
ST | 0 | 0 | 0 | 0 | 0 | 0
STOG | 0 | 0 | 0 | 0 | 0 | 0
STWD | 0 | 0 | 0 | 0 | 0 | 0
WT | 0 | 0 | 0 | 0 | 0 | 0
IGCC | 0 | 0 | 0 | 0 | 0 | 0
DemandResponse | 0 | 0 | 0 | 0 | 0 | 0
IGCC-CCS | 0 | 0 | 0 | 0 | 0 | 0
WT_off | 0 | 0 | 0 | 0 | 0 | 0
PseudoUnit | 0 | 0 | 0 | 0 | 0 | 0
FixedInterchange | 0 | 0 | 0 | 0 | 0 | 0
New Build Capacity by Reporting Type: MARITIMES
ReportingType | 2015 | 2020 | 2025 | 2030 | 2035 | 2040
BM | 0 | 0 | 0 | 0 | 0 | 0
CC | 0 | 0 | 0 | 0 | 0 | 0
CSP | 0 | 0 | 0 | 0 | 0 | 0
CT | 0 | 0 | 0 | 0 | 0 | 0
Coal | 0 | 0 | 0 | 0 | 0 | 0
Geo | 0 | 0 | 0 | 0 | 0 | 0
H | 0 | 0 | 0 | 0 | 0 | 0
LFG | 0 | 0 | 0 | 0 | 0 | 0
Nuc | 0 | 0 | 0 | 0 | 0 | 0
PS | 0 | 0 | 0 | 0 | 0 | 0
PV | 0 | 0 | 0 | 0 | 0 | 0
PeakG | 0 | 0 | 0 | 0 | 0 | 0
PeakO | 0 | 0 | 0 | 0 | 0 | 0
ST | 0 | 0 | 0 | 0 | 0 | 0
STOG | 0 | 0 | 0 | 0 | 0 | 0
STWD | 0 | 0 | 0 | 0 | 0 | 0
WT | 0 | 0 | 0 | 0 | 0 | 0
IGCC | 0 | 0 | 0 | 0 | 0 | 0
DemandResponse | 0 | 0 | 0 | 0 | 0 | 0
IGCC-CCS | 0 | 0 | 0 | 0 | 0 | 0
WT_off | 0 | 0 | 0 | 0 | 0 | 0
PseudoUnit | 0 | 0 | 0 | 0 | 0 | 0
FixedInterchange | 0 | 0 | 0 | 0 | 0 | 0
New Build Capacity by Reporting Type: All
ReportingType | 2015 | 2020 | 2025 | 2030 | 2035 | 2040
BM | 1251 | 156.43 | 309.07 | 45.51 | 0 | 19.01
CC | 28846.79 | 686.51 | 182.03 | 382.58 | 5559.49 | 4212.37
CSP | 0 | 0 | 0 | 0 | 0 | 0
CT | 6393.79 | 300 | 0 | 0 | 1290.87 | 1504.44
Coal | 10763.64 | 0 | 0 | 0 | 4422.92 | 17780.99
Geo | 136 | 2075 | 4391.86 | 37.14 | 0 | 0
H | 0 | 0 | 503 | 1 | 1051.09 | 1563.47
LFG | 192 | 1953 | 2210 | 723.5 | 0 | 0.5
Nuc | 2740.56 | 4530 | 0 | 0 | 0 | 0
PS | 0 | 0 | 0 | 0 | 0 | 0
PV | 1246 | 1972.87 | 877.58 | 129.87 | 8.59 | 13.35
PeakG | 0 | 0 | 0 | 0 | 0 | 0
PeakO | 0 | 0 | 0 | 0 | 0 | 0
ST | 760 | 729.9 | 221.3 | 40.51 | 0 | 0
STOG | 0 | 0 | 0 | 0 | 0 | 0
STWD | 0 | 0 | 0 | 0 | 0 | 0
WT | 25342 | 13583.11 | 4057.16 | 821.89 | 16257.4 | 15418.2
IGCC | 618 | 0 | 0 | 0 | 0 | 0
DemandResponse | 0 | 0 | 0 | 0 | 0 | 0
IGCC-CCS | 0 | 0 | 0 | 0 | 0 | 0
WT_off | 469 | 0 | 1100 | 0 | 0 | 0
PseudoUnit | 0 | 0 | 0 | 0 | 0 | 0
FixedInterchange | 0 | 0 | 0 | 0 | 0 | 0
New Build Capacity by Reporting Type: EI_US
ReportingType | 2015 | 2020 | 2025 | 2030 | 2035 | 2040
BM | 741.12 | 156.43 | 309.07 | 45.51 | 0 | 19.01
CC | 24279.97 | 508 | 0 | 116.23 | 5198.11 | 2701.01
CSP | 0 | 0 | 0 | 0 | 0 | 0
CT | 4323.69 | 300 | 0 | 0 | 0 | 0
Coal | 7858.64 | 0 | 0 | 0 | 3173.86 | 12822.09
Geo | 0 | 0 | 0 | 0 | 0 | 0
H | 0 | 0 | 503 | 1 | 0 | 0
LFG | 141.4 | 498.1 | 1856 | 723.5 | 0 | 0
Nuc | 2740.56 | 4530 | 0 | 0 | 0 | 0
PS | 0 | 0 | 0 | 0 | 0 | 0
PV | 57.74 | 1972.87 | 877.58 | 129.87 | 8.59 | 13.35
PeakG | 0 | 0 | 0 | 0 | 0 | 0
PeakO | 0 | 0 | 0 | 0 | 0 | 0
ST | 0 | 0 | 0 | 0 | 0 | 0
STOG | 0 | 0 | 0 | 0 | 0 | 0
STWD | 0 | 0 | 0 | 0 | 0 | 0
WT | 19786.6 | 9866.03 | 4057.16 | 752.2 | 15362.71 | 981.76
IGCC | 618 | 0 | 0 | 0 | 0 | 0
DemandResponse | 0 | 0 | 0 | 0 | 0 | 0
IGCC-CCS | 0 | 0 | 0 | 0 | 0 | 0
WT_off | 469 | 0 | 1100 | 0 | 0 | 0
PseudoUnit | 0 | 0 | 0 | 0 | 0 | 0
FixedInterchange | 0 | 0 | 0 | 0 | 0 | 0
New Build Capacity by Reporting Type: EI_Canada
ReportingType | 2015 | 2020 | 2025 | 2030 | 2035 | 2040
BM | 326.33 | 0 | 0 | 0 | 0 | 0
CC | 1367.63 | 0 | 0 | 0 | 0 | 0
CSP | 0 | 0 | 0 | 0 | 0 | 0
CT | 368 | 0 | 0 | 0 | 0 | 0
Coal | 0 | 0 | 0 | 0 | 0 | 0
Geo | 0 | 0 | 0 | 0 | 0 | 0
H | 0 | 0 | 0 | 0 | 1051.09 | 1563.47
LFG | 14.5 | 0 | 0 | 0 | 0 | 0.5
Nuc | 0 | 0 | 0 | 0 | 0 | 0
PS | 0 | 0 | 0 | 0 | 0 | 0
PV | 1067.26 | 0 | 0 | 0 | 0 | 0
PeakG | 0 | 0 | 0 | 0 | 0 | 0
PeakO | 0 | 0 | 0 | 0 | 0 | 0
ST | 0 | 0 | 0 | 0 | 0 | 0
STOG | 0 | 0 | 0 | 0 | 0 | 0
STWD | 0 | 0 | 0 | 0 | 0 | 0
WT | 2408.3 | 0 | 0 | 0 | 0 | 0
IGCC | 0 | 0 | 0 | 0 | 0 | 0
DemandResponse | 0 | 0 | 0 | 0 | 0 | 0
IGCC-CCS | 0 | 0 | 0 | 0 | 0 | 0
WT_off | 0 | 0 | 0 | 0 | 0 | 0
PseudoUnit | 0 | 0 | 0 | 0 | 0 | 0
FixedInterchange | 0 | 0 | 0 | 0 | 0 | 0
New Build Capacity by Reporting Type: EI
ReportingType | 2015 | 2020 | 2025 | 2030 | 2035 | 2040
BM | 1067.45 | 156.43 | 309.07 | 45.51 | 0 | 19.01
CC | 25647.6 | 508 | 0 | 116.23 | 5198.11 | 2701.01
CSP | 0 | 0 | 0 | 0 | 0 | 0
CT | 4691.69 | 300 | 0 | 0 | 0 | 0
Coal | 7858.64 | 0 | 0 | 0 | 3173.86 | 12822.09
Geo | 0 | 0 | 0 | 0 | 0 | 0
H | 0 | 0 | 503 | 1 | 1051.09 | 1563.47
LFG | 155.9 | 498.1 | 1856 | 723.5 | 0 | 0.5
Nuc | 2740.56 | 4530 | 0 | 0 | 0 | 0
PS | 0 | 0 | 0 | 0 | 0 | 0
PV | 1125 | 1972.87 | 877.58 | 129.87 | 8.59 | 13.35
PeakG | 0 | 0 | 0 | 0 | 0 | 0
PeakO | 0 | 0 | 0 | 0 | 0 | 0
ST | 0 | 0 | 0 | 0 | 0 | 0
STOG | 0 | 0 | 0 | 0 | 0 | 0
STWD | 0 | 0 | 0 | 0 | 0 | 0
WT | 22194.9 | 9866.03 | 4057.16 | 752.2 | 15362.71 | 981.76
IGCC | 618 | 0 | 0 | 0 | 0 | 0
DemandResponse | 0 | 0 | 0 | 0 | 0 | 0
IGCC-CCS | 0 | 0 | 0 | 0 | 0 | 0
WT_off | 469 | 0 | 1100 | 0 | 0 | 0
PseudoUnit | 0 | 0 | 0 | 0 | 0 | 0
FixedInterchange | 0 | 0 | 0 | 0 | 0 | 0
New Build Capacity by Reporting Type: Outside_EI
ReportingType | 2015 | 2020 | 2025 | 2030 | 2035 | 2040
BM | 183.55 | 0 | 0 | 0 | 0 | 0
CC | 3199.19 | 178.51 | 182.03 | 266.35 | 361.38 | 1511.36
CSP | 0 | 0 | 0 | 0 | 0 | 0
CT | 1702.1 | 0 | 0 | 0 | 1290.87 | 1504.44
Coal | 2905 | 0 | 0 | 0 | 1249.07 | 4958.9
Geo | 136 | 2075 | 4391.86 | 37.14 | 0 | 0
H | 0 | 0 | 0 | 0 | 0 | 0
LFG | 36.1 | 1454.9 | 354 | 0 | 0 | 0
Nuc | 0 | 0 | 0 | 0 | 0 | 0
PS | 0 | 0 | 0 | 0 | 0 | 0
PV | 121 | 0 | 0 | 0 | 0 | 0
PeakG | 0 | 0 | 0 | 0 | 0 | 0
PeakO | 0 | 0 | 0 | 0 | 0 | 0
ST | 760 | 729.9 | 221.3 | 40.51 | 0 | 0
STOG | 0 | 0 | 0 | 0 | 0 | 0
STWD | 0 | 0 | 0 | 0 | 0 | 0
WT | 3147.1 | 3717.08 | 0 | 69.69 | 894.68 | 14436.44
IGCC | 0 | 0 | 0 | 0 | 0 | 0
DemandResponse | 0 | 0 | 0 | 0 | 0 | 0
IGCC-CCS | 0 | 0 | 0 | 0 | 0 | 0
WT_off | 0 | 0 | 0 | 0 | 0 | 0
PseudoUnit | 0 | 0 | 0 | 0 | 0 | 0
FixedInterchange | 0 | 0 | 0 | 0 | 0 | 0
#2 | Cumulative New Build Capacity (MW)
Cumulative New Build Capacity by Reporting Type: Entergy
ReportingType | 2015 | 2020 | 2025 | 2030 | 2035 | 2040
BM | 0 | 0 | 0 | 0 | 0 | 0
CC | 0 | 0 | 0 | 0 | 0 | 0
CSP | 0 | 0 | 0 | 0 | 0 | 0
CT | 0 | 0 | 0 | 0 | 0 | 0
Coal | 720 | 720 | 720 | 720 | 720 | 720
Geo | 0 | 0 | 0 | 0 | 0 | 0
H | 0 | 0 | 0 | 0 | 0 | 0
LFG | 0 | 0 | 19.94 | 107.4 | 107.4 | 107.4
Nuc | 170 | 170 | 170 | 170 | 170 | 170
PS | 0 | 0 | 0 | 0 | 0 | 0
PV | 0.29 | 58.52 | 85.67 | 85.67 | 85.67 | 85.67
PeakG | 0 | 0 | 0 | 0 | 0 | 0
PeakO | 0 | 0 | 0 | 0 | 0 | 0
ST | 0 | 0 | 0 | 0 | 0 | 0
STOG | 0 | 0 | 0 | 0 | 0 | 0
STWD | 0 | 0 | 0 | 0 | 0 | 0
WT | 0 | 0 | 0 | 0 | 0 | 0
IGCC | 0 | 0 | 0 | 0 | 0 | 0
DemandResponse | 0 | 0 | 0 | 0 | 0 | 0
IGCC-CCS | 0 | 0 | 0 | 0 | 0 | 0
WT_off | 0 | 0 | 0 | 0 | 0 | 0
PseudoUnit | 0 | 0 | 0 | 0 | 0 | 0
FixedInterchange | 0 | 0 | 0 | 0 | 0 | 0
Cumulative New Build Capacity by Reporting Type: FRCC
ReportingType | 2015 | 2020 | 2025 | 2030 | 2035 | 2040
BM | 0 | 0 | 0 | 0 | 0 | 0
CC | 1516.9 | 1717.9 | 1717.9 | 1834.13 | 6241.35 | 6736.48
CSP | 0 | 0 | 0 | 0 | 0 | 0
CT | 2480 | 2480 | 2480 | 2480 | 2480 | 2480
Coal | 0 | 0 | 0 | 0 | 0 | 0
Geo | 0 | 0 | 0 | 0 | 0 | 0
H | 0 | 0 | 0 | 0 | 0 | 0
LFG | 0 | 0 | 198 | 198 | 198 | 198
Nuc | 229.33 | 229.33 | 229.33 | 229.33 | 229.33 | 229.33
PS | 0 | 0 | 0 | 0 | 0 | 0
PV | 0 | 0 | 0 | 0 | 0 | 0
PeakG | 0 | 0 | 0 | 0 | 0 | 0
PeakO | 0 | 0 | 0 | 0 | 0 | 0
ST | 0 | 0 | 0 | 0 | 0 | 0
STOG | 0 | 0 | 0 | 0 | 0 | 0
STWD | 0 | 0 | 0 | 0 | 0 | 0
WT | 0 | 0 | 0 | 0 | 0 | 0
IGCC | 0 | 0 | 0 | 0 | 0 | 0
DemandResponse | 0 | 0 | 0 | 0 | 0 | 0
IGCC-CCS | 0 | 0 | 0 | 0 | 0 | 0
WT_off | 0 | 0 | 0 | 0 | 0 | 0
PseudoUnit | 0 | 0 | 0 | 0 | 0 | 0
FixedInterchange | 0 | 0 | 0 | 0 | 0 | 0
Cumulative New Build Capacity by Reporting Type: MAPP_US
ReportingType | 2015 | 2020 | 2025 | 2030 | 2035 | 2040
BM | 0 | 0 | 0 | 0 | 0 | 0
CC | 0 | 0 | 0 | 0 | 0 | 0
CSP | 0 | 0 | 0 | 0 | 0 | 0
CT | 308.3 | 308.3 | 308.3 | 308.3 | 308.3 | 308.3
Coal | 0 | 0 | 0 | 0 | 0 | 0
Geo | 0 | 0 | 0 | 0 | 0 | 0
H | 0 | 0 | 0 | 0 | 0 | 0
LFG | 0 | 0 | 71.67 | 71.67 | 71.67 | 71.67
Nuc | 0 | 0 | 0 | 0 | 0 | 0
PS | 0 | 0 | 0 | 0 | 0 | 0
PV | 0 | 0 | 0 | 0 | 0 | 0
PeakG | 0 | 0 | 0 | 0 | 0 | 0
PeakO | 0 | 0 | 0 | 0 | 0 | 0
ST | 0 | 0 | 0 | 0 | 0 | 0
STOG | 0 | 0 | 0 | 0 | 0 | 0
STWD | 0 | 0 | 0 | 0 | 0 | 0
WT | 421.3 | 734.25 | 734.25 | 734.25 | 734.25 | 734.25
IGCC | 0 | 0 | 0 | 0 | 0 | 0
DemandResponse | 0 | 0 | 0 | 0 | 0 | 0
IGCC-CCS | 0 | 0 | 0 | 0 | 0 | 0
WT_off | 0 | 0 | 0 | 0 | 0 | 0
PseudoUnit | 0 | 0 | 0 | 0 | 0 | 0
FixedInterchange | 0 | 0 | 0 | 0 | 0 | 0
Cumulative New Build Capacity by Reporting Type: MISO_IN
ReportingType | 2015 | 2020 | 2025 | 2030 | 2035 | 2040
BM | 0 | 0 | 0 | 0 | 0 | 0
CC | 0 | 0 | 0 | 0 | 0 | 0
CSP | 0 | 0 | 0 | 0 | 0 | 0
CT | 0 | 0 | 0 | 0 | 0 | 0
Coal | 0 | 0 | 0 | 0 | 0 | 0
Geo | 0 | 0 | 0 | 0 | 0 | 0
H | 0 | 0 | 0 | 0 | 0 | 0
LFG | 0 | 0 | 0 | 80.12 | 80.12 | 80.12
Nuc | 0 | 0 | 0 | 0 | 0 | 0
PS | 0 | 0 | 0 | 0 | 0 | 0
PV | 0 | 217.93 | 336.37 | 336.37 | 336.37 | 336.37
PeakG | 0 | 0 | 0 | 0 | 0 | 0
PeakO | 0 | 0 | 0 | 0 | 0 | 0
ST | 0 | 0 | 0 | 0 | 0 | 0
STOG | 0 | 0 | 0 | 0 | 0 | 0
STWD | 0 | 0 | 0 | 0 | 0 | 0
WT | 0 | 0 | 0 | 0 | 0 | 0
IGCC | 618 | 618 | 618 | 618 | 618 | 618
DemandResponse | 0 | 0 | 0 | 0 | 0 | 0
IGCC-CCS | 0 | 0 | 0 | 0 | 0 | 0
WT_off | 0 | 0 | 0 | 0 | 0 | 0
PseudoUnit | 0 | 0 | 0 | 0 | 0 | 0
FixedInterchange | 0 | 0 | 0 | 0 | 0 | 0
Cumulative New Build Capacity by Reporting Type: MISO_MI
ReportingType | 2015 | 2020 | 2025 | 2030 | 2035 | 2040
BM | 0 | 0 | 0 | 0 | 0 | 0
CC | 0 | 0 | 0 | 0 | 0 | 0
CSP | 0 | 0 | 0 | 0 | 0 | 0
CT | 0 | 0 | 0 | 0 | 0 | 0
Coal | 0 | 0 | 0 | 0 | 0 | 0
Geo | 0 | 0 | 0 | 0 | 0 | 0
H | 0 | 0 | 0 | 0 | 0 | 0
LFG | 0 | 0 | 160.25 | 160.25 | 160.25 | 160.25
Nuc | 0 | 0 | 0 | 0 | 0 | 0
PS | 0 | 0 | 0 | 0 | 0 | 0
PV | 0 | 0 | 0 | 0 | 0 | 0
PeakG | 0 | 0 | 0 | 0 | 0 | 0
PeakO | 0 | 0 | 0 | 0 | 0 | 0
ST | 0 | 0 | 0 | 0 | 0 | 0
STOG | 0 | 0 | 0 | 0 | 0 | 0
STWD | 0 | 0 | 0 | 0 | 0 | 0
WT | 2000 | 2000 | 2211.84 | 2232.55 | 2255.15 | 2259.99
IGCC | 0 | 0 | 0 | 0 | 0 | 0
DemandResponse | 0 | 0 | 0 | 0 | 0 | 0
IGCC-CCS | 0 | 0 | 0 | 0 | 0 | 0
WT_off | 0 | 0 | 0 | 0 | 0 | 0
PseudoUnit | 0 | 0 | 0 | 0 | 0 | 0
FixedInterchange | 0 | 0 | 0 | 0 | 0 | 0
Cumulative New Build Capacity by Reporting Type: MISO_MO-IL
ReportingType | 2015 | 2020 | 2025 | 2030 | 2035 | 2040
BM | 0 | 0 | 0 | 0 | 0 | 0
CC | 0 | 0 | 0 | 0 | 0 | 0
CSP | 0 | 0 | 0 | 0 | 0 | 0
CT | 0 | 0 | 0 | 0 | 0 | 0
Coal | 1790 | 1790 | 1790 | 1790 | 1790 | 1790
Geo | 0 | 0 | 0 | 0 | 0 | 0
H | 0 | 0 | 0 | 0 | 0 | 0
LFG | 0 | 0 | 223.33 | 223.33 | 223.33 | 223.33
Nuc | 0 | 0 | 0 | 0 | 0 | 0
PS | 0 | 0 | 0 | 0 | 0 | 0
PV | 0 | 0 | 0 | 0 | 0 | 0
PeakG | 0 | 0 | 0 | 0 | 0 | 0
PeakO | 0 | 0 | 0 | 0 | 0 | 0
ST | 0 | 0 | 0 | 0 | 0 | 0
STOG | 0 | 0 | 0 | 0 | 0 | 0
STWD | 0 | 0 | 0 | 0 | 0 | 0
WT | 300 | 300 | 300 | 300 | 300 | 300
IGCC | 0 | 0 | 0 | 0 | 0 | 0
DemandResponse | 0 | 0 | 0 | 0 | 0 | 0
IGCC-CCS | 0 | 0 | 0 | 0 | 0 | 0
WT_off | 0 | 0 | 0 | 0 | 0 | 0
PseudoUnit | 0 | 0 | 0 | 0 | 0 | 0
FixedInterchange | 0 | 0 | 0 | 0 | 0 | 0
Cumulative New Build Capacity by Reporting Type: MISO_W
ReportingType | 2015 | 2020 | 2025 | 2030 | 2035 | 2040
BM | 0 | 0 | 0 | 0 | 0 | 0
CC | 0 | 0 | 0 | 0 | 0 | 0
CSP | 0 | 0 | 0 | 0 | 0 | 0
CT | 0 | 0 | 0 | 0 | 0 | 0
Coal | 0 | 0 | 0 | 0 | 3173.86 | 4981.99
Geo | 0 | 0 | 0 | 0 | 0 | 0
H | 0 | 0 | 0 | 0 | 0 | 0
LFG | 0 | 0 | 71.67 | 71.67 | 71.67 | 71.67
Nuc | 94.33 | 94.33 | 94.33 | 94.33 | 94.33 | 94.33
PS | 0 | 0 | 0 | 0 | 0 | 0
PV | 0 | 0 | 0 | 0 | 0 | 0
PeakG | 0 | 0 | 0 | 0 | 0 | 0
PeakO | 0 | 0 | 0 | 0 | 0 | 0
ST | 0 | 0 | 0 | 0 | 0 | 0
STOG | 0 | 0 | 0 | 0 | 0 | 0
STWD | 0 | 0 | 0 | 0 | 0 | 0
WT | 2800.5 | 3716.36 | 5852.51 | 5974.7 | 5974.7 | 5974.7
IGCC | 0 | 0 | 0 | 0 | 0 | 0
DemandResponse | 0 | 0 | 0 | 0 | 0 | 0
IGCC-CCS | 0 | 0 | 0 | 0 | 0 | 0
WT_off | 0 | 0 | 0 | 0 | 0 | 0
PseudoUnit | 0 | 0 | 0 | 0 | 0 | 0
FixedInterchange | 0 | 0 | 0 | 0 | 0 | 0
Cumulative New Build Capacity by Reporting Type: MISO_WUMS
ReportingType | 2015 | 2020 | 2025 | 2030 | 2035 | 2040
BM | 0 | 0 | 0 | 0 | 0 | 0
CC | 0 | 0 | 0 | 0 | 0 | 0
CSP | 0 | 0 | 0 | 0 | 0 | 0
CT | 0 | 0 | 0 | 0 | 0 | 0
Coal | 615 | 615 | 615 | 615 | 615 | 615
Geo | 0 | 0 | 0 | 0 | 0 | 0
H | 0 | 0 | 0 | 1 | 1 | 1
LFG | 0 | 0 | 223.33 | 223.33 | 223.33 | 223.33
Nuc | 235 | 235 | 235 | 235 | 235 | 235
PS | 0 | 0 | 0 | 0 | 0 | 0
PV | 0 | 0 | 0 | 0 | 0 | 0
PeakG | 0 | 0 | 0 | 0 | 0 | 0
PeakO | 0 | 0 | 0 | 0 | 0 | 0
ST | 0 | 0 | 0 | 0 | 0 | 0
STOG | 0 | 0 | 0 | 0 | 0 | 0
STWD | 0 | 0 | 0 | 0 | 0 | 0
WT | 968.9 | 968.9 | 968.9 | 968.9 | 968.9 | 968.9
IGCC | 0 | 0 | 0 | 0 | 0 | 0
DemandResponse | 0 | 0 | 0 | 0 | 0 | 0
IGCC-CCS | 0 | 0 | 0 | 0 | 0 | 0
WT_off | 0 | 0 | 0 | 0 | 0 | 0
PseudoUnit | 0 | 0 | 0 | 0 | 0 | 0
FixedInterchange | 0 | 0 | 0 | 0 | 0 | 0
Cumulative New Build Capacity by Reporting Type: Nebraska
ReportingType | 2015 | 2020 | 2025 | 2030 | 2035 | 2040
BM | 0 | 0 | 0 | 0 | 0 | 0
CC | 0 | 0 | 0 | 0 | 0 | 0
CSP | 0 | 0 | 0 | 0 | 0 | 0
CT | 0 | 0 | 0 | 0 | 0 | 0
Coal | 232.1 | 232.1 | 232.1 | 232.1 | 232.1 | 232.1
Geo | 0 | 0 | 0 | 0 | 0 | 0
H | 0 | 0 | 0 | 0 | 0 | 0
LFG | 0 | 0 | 0 | 71.67 | 71.67 | 71.67
Nuc | 0 | 0 | 0 | 0 | 0 | 0
PS | 0 | 0 | 0 | 0 | 0 | 0
PV | 0 | 0 | 0 | 0 | 0 | 0
PeakG | 0 | 0 | 0 | 0 | 0 | 0
PeakO | 0 | 0 | 0 | 0 | 0 | 0
ST | 0 | 0 | 0 | 0 | 0 | 0
STOG | 0 | 0 | 0 | 0 | 0 | 0
STWD | 0 | 0 | 0 | 0 | 0 | 0
WT | 202 | 202 | 202 | 202 | 202 | 202
IGCC | 0 | 0 | 0 | 0 | 0 | 0
DemandResponse | 0 | 0 | 0 | 0 | 0 | 0
IGCC-CCS | 0 | 0 | 0 | 0 | 0 | 0
WT_off | 0 | 0 | 0 | 0 | 0 | 0
PseudoUnit | 0 | 0 | 0 | 0 | 0 | 0
FixedInterchange | 0 | 0 | 0 | 0 | 0 | 0
Cumulative New Build Capacity by Reporting Type: NEISO
ReportingType | 2015 | 2020 | 2025 | 2030 | 2035 | 2040
BM | 252.2 | 252.2 | 252.2 | 252.2 | 252.2 | 252.2
CC | 2049.5 | 2049.5 | 2049.5 | 2049.5 | 2049.5 | 2049.5
CSP | 0 | 0 | 0 | 0 | 0 | 0
CT | 334 | 334 | 334 | 334 | 334 | 334
Coal | 0 | 0 | 0 | 0 | 0 | 0
Geo | 0 | 0 | 0 | 0 | 0 | 0
H | 0 | 0 | 0 | 0 | 0 | 0
LFG | 49.26 | 49.26 | 119 | 119 | 119 | 119
Nuc | 0 | 0 | 0 | 0 | 0 | 0
PS | 0 | 0 | 0 | 0 | 0 | 0
PV | 0 | 268.71 | 268.71 | 268.71 | 268.71 | 268.71
PeakG | 0 | 0 | 0 | 0 | 0 | 0
PeakO | 0 | 0 | 0 | 0 | 0 | 0
ST | 0 | 0 | 0 | 0 | 0 | 0
STOG | 0 | 0 | 0 | 0 | 0 | 0
STWD | 0 | 0 | 0 | 0 | 0 | 0
WT | 231.2 | 2714.65 | 3673.62 | 4091.2 | 4176.78 | 4176.78
IGCC | 0 | 0 | 0 | 0 | 0 | 0
DemandResponse | 0 | 0 | 0 | 0 | 0 | 0
IGCC-CCS | 0 | 0 | 0 | 0 | 0 | 0
WT_off | 468 | 468 | 468 | 468 | 468 | 468
PseudoUnit | 0 | 0 | 0 | 0 | 0 | 0
FixedInterchange | 0 | 0 | 0 | 0 | 0 | 0
Cumulative New Build Capacity by Reporting Type: NonRTO_Midwest
ReportingType | 2015 | 2020 | 2025 | 2030 | 2035 | 2040
BM | 0 | 0 | 0 | 0 | 0 | 0
CC | 0 | 0 | 0 | 0 | 0 | 0
CSP | 0 | 0 | 0 | 0 | 0 | 0
CT | 0 | 0 | 0 | 0 | 0 | 0
Coal | 0 | 0 | 0 | 0 | 0 | 0
Geo | 0 | 0 | 0 | 0 | 0 | 0
H | 0 | 0 | 0 | 0 | 0 | 0
LFG | 0 | 0 | 0 | 160.25 | 160.25 | 160.25
Nuc | 0 | 0 | 0 | 0 | 0 | 0
PS | 0 | 0 | 0 | 0 | 0 | 0
PV | 0 | 0 | 0 | 0 | 0 | 0
PeakG | 0 | 0 | 0 | 0 | 0 | 0
PeakO | 0 | 0 | 0 | 0 | 0 | 0
ST | 0 | 0 | 0 | 0 | 0 | 0
STOG | 0 | 0 | 0 | 0 | 0 | 0
STWD | 0 | 0 | 0 | 0 | 0 | 0
WT | 0 | 0 | 0 | 0 | 0 | 0
IGCC | 0 | 0 | 0 | 0 | 0 | 0
DemandResponse | 0 | 0 | 0 | 0 | 0 | 0
IGCC-CCS | 0 | 0 | 0 | 0 | 0 | 0
WT_off | 0 | 0 | 0 | 0 | 0 | 0
PseudoUnit | 0 | 0 | 0 | 0 | 0 | 0
FixedInterchange | 0 | 0 | 0 | 0 | 0 | 0
Cumulative New Build Capacity by Reporting Type: NYISO_A-F
ReportingType | 2015 | 2020 | 2025 | 2030 | 2035 | 2040
BM | 0 | 0 | 0 | 0 | 0 | 0
CC | 639 | 639 | 639 | 639 | 639 | 639
CSP | 0 | 0 | 0 | 0 | 0 | 0
CT | 0 | 0 | 0 | 0 | 0 | 0
Coal | 0 | 0 | 0 | 0 | 0 | 0
Geo | 0 | 0 | 0 | 0 | 0 | 0
H | 0 | 0 | 0 | 0 | 0 | 0
LFG | 6.4 | 6.4 | 6.4 | 74.33 | 74.33 | 74.33
Nuc | 168 | 168 | 168 | 168 | 168 | 168
PS | 0 | 0 | 0 | 0 | 0 | 0
PV | 0 | 0 | 0 | 0 | 0 | 0
PeakG | 0 | 0 | 0 | 0 | 0 | 0
PeakO | 0 | 0 | 0 | 0 | 0 | 0
ST | 0 | 0 | 0 | 0 | 0 | 0
STOG | 0 | 0 | 0 | 0 | 0 | 0
STWD | 0 | 0 | 0 | 0 | 0 | 0
WT | 2476.3 | 3186.1 | 3186.1 | 3186.1 | 3186.1 | 3186.1
IGCC | 0 | 0 | 0 | 0 | 0 | 0
DemandResponse | 0 | 0 | 0 | 0 | 0 | 0
IGCC-CCS | 0 | 0 | 0 | 0 | 0 | 0
WT_off | 0 | 0 | 0 | 0 | 0 | 0
PseudoUnit | 0 | 0 | 0 | 0 | 0 | 0
FixedInterchange | 0 | 0 | 0 | 0 | 0 | 0
Cumulative New Build Capacity by Reporting Type: NYISO_G-I
ReportingType | 2015 | 2020 | 2025 | 2030 | 2035 | 2040
BM | 0 | 0 | 0 | 0 | 0 | 0
CC | 0 | 0 | 0 | 0 | 790.89 | 2996.77
CSP | 0 | 0 | 0 | 0 | 0 | 0
CT | 0 | 0 | 0 | 0 | 0 | 0
Coal | 0 | 0 | 0 | 0 | 0 | 0
Geo | 0 | 0 | 0 | 0 | 0 | 0
H | 0 | 0 | 0 | 0 | 0 | 0
LFG | 0 | 0 | 0 | 74.33 | 74.33 | 74.33
Nuc | 0 | 0 | 0 | 0 | 0 | 0
PS | 0 | 0 | 0 | 0 | 0 | 0
PV | 0 | 0 | 0 | 0 | 0 | 0
PeakG | 0 | 0 | 0 | 0 | 0 | 0
PeakO | 0 | 0 | 0 | 0 | 0 | 0
ST | 0 | 0 | 0 | 0 | 0 | 0
STOG | 0 | 0 | 0 | 0 | 0 | 0
STWD | 0 | 0 | 0 | 0 | 0 | 0
WT | 0 | 60 | 60 | 60 | 60 | 60
IGCC | 0 | 0 | 0 | 0 | 0 | 0
DemandResponse | 0 | 0 | 0 | 0 | 0 | 0
IGCC-CCS | 0 | 0 | 0 | 0 | 0 | 0
WT_off | 0 | 0 | 0 | 0 | 0 | 0
PseudoUnit | 0 | 0 | 0 | 0 | 0 | 0
FixedInterchange | 0 | 0 | 0 | 0 | 0 | 0
Cumulative New Build Capacity by Reporting Type: NYISO_J-K
ReportingType | 2015 | 2020 | 2025 | 2030 | 2035 | 2040
BM | 0 | 0 | 0 | 0 | 0 | 0
CC | 1175.4 | 1175.4 | 1175.4 | 1175.4 | 1175.4 | 1175.4
CSP | 0 | 0 | 0 | 0 | 0 | 0
CT | 0 | 0 | 0 | 0 | 0 | 0
Coal | 0 | 0 | 0 | 0 | 0 | 0
Geo | 0 | 0 | 0 | 0 | 0 | 0
H | 0 | 0 | 0 | 0 | 0 | 0
LFG | 0 | 0 | 0 | 74.33 | 74.33 | 74.33
Nuc | 0 | 0 | 0 | 0 | 0 | 0
PS | 0 | 0 | 0 | 0 | 0 | 0
PV | 32 | 32 | 32 | 32 | 32 | 32
PeakG | 0 | 0 | 0 | 0 | 0 | 0
PeakO | 0 | 0 | 0 | 0 | 0 | 0
ST | 0 | 0 | 0 | 0 | 0 | 0
STOG | 0 | 0 | 0 | 0 | 0 | 0
STWD | 0 | 0 | 0 | 0 | 0 | 0
WT | 0 | 0 | 0 | 0 | 0 | 0
IGCC | 0 | 0 | 0 | 0 | 0 | 0
DemandResponse | 0 | 0 | 0 | 0 | 0 | 0
IGCC-CCS | 0 | 0 | 0 | 0 | 0 | 0
WT_off | 0 | 0 | 0 | 0 | 0 | 0
PseudoUnit | 0 | 0 | 0 | 0 | 0 | 0
FixedInterchange | 0 | 0 | 0 | 0 | 0 | 0
Cumulative New Build Capacity by Reporting Type: PJM_E
ReportingType | 2015 | 2020 | 2025 | 2030 | 2035 | 2040
BM | 30 | 30 | 30 | 30 | 30 | 30
CC | 4634.3 | 4634.3 | 4634.3 | 4634.3 | 4634.3 | 4634.3
CSP | 0 | 0 | 0 | 0 | 0 | 0
CT | 26.2 | 26.2 | 26.2 | 26.2 | 26.2 | 26.2
Coal | 27 | 27 | 27 | 27 | 27 | 27
Geo | 0 | 0 | 0 | 0 | 0 | 0
H | 0 | 0 | 0 | 0 | 0 | 0
LFG | 9.1 | 135.04 | 142 | 142 | 142 | 142
Nuc | 38 | 38 | 38 | 38 | 38 | 38
PS | 0 | 0 | 0 | 0 | 0 | 0
PV | 25.45 | 25.45 | 25.45 | 25.45 | 25.45 | 25.45
PeakG | 0 | 0 | 0 | 0 | 0 | 0
PeakO | 0 | 0 | 0 | 0 | 0 | 0
ST | 0 | 0 | 0 | 0 | 0 | 0
STOG | 0 | 0 | 0 | 0 | 0 | 0
STWD | 0 | 0 | 0 | 0 | 0 | 0
WT | 1150 | 1150 | 1150 | 1150 | 1150 | 1150
IGCC | 0 | 0 | 0 | 0 | 0 | 0
DemandResponse | 0 | 0 | 0 | 0 | 0 | 0
IGCC-CCS | 0 | 0 | 0 | 0 | 0 | 0
WT_off | 0 | 0 | 1100 | 1100 | 1100 | 1100
PseudoUnit | 0 | 0 | 0 | 0 | 0 | 0
FixedInterchange | 0 | 0 | 0 | 0 | 0 | 0
Cumulative New Build Capacity by Reporting Type: PJM_ROM
ReportingType | 2015 | 2020 | 2025 | 2030 | 2035 | 2040
BM | 18 | 18 | 18 | 18 | 18 | 18
CC | 1678.5 | 1678.5 | 1678.5 | 1678.5 | 1678.5 | 1678.5
CSP | 0 | 0 | 0 | 0 | 0 | 0
CT | 16 | 16 | 16 | 16 | 16 | 16
Coal | 32.5 | 32.5 | 32.5 | 32.5 | 32.5 | 32.5
Geo | 0 | 0 | 0 | 0 | 0 | 0
H | 0 | 0 | 0 | 0 | 0 | 0
LFG | 18.9 | 284 | 284 | 284 | 284 | 284
Nuc | 0 | 0 | 0 | 0 | 0 | 0
PS | 0 | 0 | 0 | 0 | 0 | 0
PV | 0 | 1306.7 | 2038.69 | 2167.91 | 2175.21 | 2187.12
PeakG | 0 | 0 | 0 | 0 | 0 | 0
PeakO | 0 | 0 | 0 | 0 | 0 | 0
ST | 0 | 0 | 0 | 0 | 0 | 0
STOG | 0 | 0 | 0 | 0 | 0 | 0
STWD | 0 | 0 | 0 | 0 | 0 | 0
WT | 479.8 | 479.8 | 1230 | 1230 | 4793.37 | 4958.24
IGCC | 0 | 0 | 0 | 0 | 0 | 0
DemandResponse | 0 | 0 | 0 | 0 | 0 | 0
IGCC-CCS | 0 | 0 | 0 | 0 | 0 | 0
WT_off | 0 | 0 | 0 | 0 | 0 | 0
PseudoUnit | 0 | 0 | 0 | 0 | 0 | 0
FixedInterchange | 0 | 0 | 0 | 0 | 0 | 0
Cumulative New Build Capacity by Reporting Type: PJM_ROR
ReportingType | 2015 | 2020 | 2025 | 2030 | 2035 | 2040
BM | 385 | 385 | 385 | 385 | 385 | 385
CC | 3077 | 3197 | 3197 | 3197 | 3197 | 3197
CSP | 0 | 0 | 0 | 0 | 0 | 0
CT | 29 | 29 | 29 | 29 | 29 | 29
Coal | 2164 | 2164 | 2164 | 2164 | 2164 | 2164
Geo | 0 | 0 | 0 | 0 | 0 | 0
H | 0 | 0 | 503 | 503 | 503 | 503
LFG | 57.4 | 57.4 | 571.11 | 571.11 | 571.11 | 571.11
Nuc | 38 | 38 | 38 | 38 | 38 | 38
PS | 0 | 0 | 0 | 0 | 0 | 0
PV | 0 | 0 | 0 | 0 | 0 | 0
PeakG | 0 | 0 | 0 | 0 | 0 | 0
PeakO | 0 | 0 | 0 | 0 | 0 | 0
ST | 0 | 0 | 0 | 0 | 0 | 0
STOG | 0 | 0 | 0 | 0 | 0 | 0
STWD | 0 | 0 | 0 | 0 | 0 | 0
WT | 8325.7 | 8325.7 | 8325.7 | 8517.4 | 8517.4 | 8517.4
IGCC | 0 | 0 | 0 | 0 | 0 | 0
DemandResponse | 0 | 0 | 0 | 0 | 0 | 0
IGCC-CCS | 0 | 0 | 0 | 0 | 0 | 0
WT_off | 0 | 0 | 0 | 0 | 0 | 0
PseudoUnit | 0 | 0 | 0 | 0 | 0 | 0
FixedInterchange | 0 | 0 | 0 | 0 | 0 | 0
Cumulative New Build Capacity by Reporting Type: SOCO
ReportingType | 2015 | 2020 | 2025 | 2030 | 2035 | 2040
BM | 55 | 55 | 55 | 55 | 55 | 55
CC | 5026.9 | 5213.9 | 5213.9 | 5213.9 | 5213.9 | 5213.9
CSP | 0 | 0 | 0 | 0 | 0 | 0
CT | 0 | 0 | 0 | 0 | 0 | 0
Coal | 0 | 0 | 0 | 0 | 0 | 9022.31
Geo | 0 | 0 | 0 | 0 | 0 | 0
H | 0 | 0 | 0 | 0 | 0 | 0
LFG | 0 | 0 | 107.4 | 107.4 | 107.4 | 107.4
Nuc | 70 | 2270 | 2270 | 2270 | 2270 | 2270
PS | 0 | 0 | 0 | 0 | 0 | 0
PV | 0 | 0 | 0 | 0 | 0 | 0
PeakG | 0 | 0 | 0 | 0 | 0 | 0
PeakO | 0 | 0 | 0 | 0 | 0 | 0
ST | 0 | 0 | 0 | 0 | 0 | 0
STOG | 0 | 0 | 0 | 0 | 0 | 0
STWD | 0 | 0 | 0 | 0 | 0 | 0
WT | 0 | 0 | 0 | 0 | 0 | 0
IGCC | 0 | 0 | 0 | 0 | 0 | 0
DemandResponse | 0 | 0 | 0 | 0 | 0 | 0
IGCC-CCS | 0 | 0 | 0 | 0 | 0 | 0
WT_off | 0 | 0 | 0 | 0 | 0 | 0
PseudoUnit | 0 | 0 | 0 | 0 | 0 | 0
FixedInterchange | 0 | 0 | 0 | 0 | 0 | 0
Cumulative New Build Capacity by Reporting Type: SPP_N
ReportingType | 2015 | 2020 | 2025 | 2030 | 2035 | 2040
BM | 0 | 0 | 0 | 0 | 0 | 0
CC | 0 | 0 | 0 | 0 | 0 | 0
CSP | 0 | 0 | 0 | 0 | 0 | 0
CT | 0 | 0 | 0 | 0 | 0 | 0
Coal | 465.04 | 465.04 | 465.04 | 465.04 | 465.04 | 465.04
Geo | 0 | 0 | 0 | 0 | 0 | 0
H | 0 | 0 | 0 | 0 | 0 | 0
LFG | 0 | 0 | 95 | 95 | 95 | 95
Nuc | 0 | 0 | 0 | 0 | 0 | 0
PS | 0 | 0 | 0 | 0 | 0 | 0
PV | 0 | 0 | 0 | 0 | 0 | 0
PeakG | 0 | 0 | 0 | 0 | 0 | 0
PeakO | 0 | 0 | 0 | 0 | 0 | 0
ST | 0 | 0 | 0 | 0 | 0 | 0
STOG | 0 | 0 | 0 | 0 | 0 | 0
STWD | 0 | 0 | 0 | 0 | 0 | 0
WT | 0 | 0 | 0 | 0 | 7078.79 | 7398.48
IGCC | 0 | 0 | 0 | 0 | 0 | 0
DemandResponse | 0 | 0 | 0 | 0 | 0 | 0
IGCC-CCS | 0 | 0 | 0 | 0 | 0 | 0
WT_off | 0 | 0 | 0 | 0 | 0 | 0
PseudoUnit | 0 | 0 | 0 | 0 | 0 | 0
FixedInterchange | 0 | 0 | 0 | 0 | 0 | 0
Cumulative New Build Capacity by Reporting Type: SPP_S
ReportingType | 2015 | 2020 | 2025 | 2030 | 2035 | 2040
BM | 0 | 0 | 0 | 0 | 0 | 0
CC | 0 | 0 | 0 | 0 | 0 | 0
CSP | 0 | 0 | 0 | 0 | 0 | 0
CT | 412.99 | 712.99 | 712.99 | 712.99 | 712.99 | 712.99
Coal | 988 | 988 | 988 | 988 | 988 | 988
Geo | 0 | 0 | 0 | 0 | 0 | 0
H | 0 | 0 | 0 | 0 | 0 | 0
LFG | 0 | 0 | 95 | 95 | 95 | 95
Nuc | 0 | 0 | 0 | 0 | 0 | 0
PS | 0 | 0 | 0 | 0 | 0 | 0
PV | 0 | 0 | 0 | 0 | 0 | 0
PeakG | 0 | 0 | 0 | 0 | 0 | 0
PeakO | 0 | 0 | 0 | 0 | 0 | 0
ST | 0 | 0 | 0 | 0 | 0 | 0
STOG | 0 | 0 | 0 | 0 | 0 | 0
STWD | 0 | 0 | 0 | 0 | 0 | 0
WT | 430 | 2314.87 | 2314.87 | 2314.87 | 6927.25 | 7419.63
IGCC | 0 | 0 | 0 | 0 | 0 | 0
DemandResponse | 0 | 0 | 0 | 0 | 0 | 0
IGCC-CCS | 0 | 0 | 0 | 0 | 0 | 0
WT_off | 0 | 0 | 0 | 0 | 0 | 0
PseudoUnit | 0 | 0 | 0 | 0 | 0 | 0
FixedInterchange | 0 | 0 | 0 | 0 | 0 | 0
Cumulative New Build Capacity by Reporting Type: TVA
ReportingType | 2015 | 2020 | 2025 | 2030 | 2035 | 2040
BM | 0 | 0 | 0 | 0 | 0 | 0
CC | 1418 | 1418 | 1418 | 1418 | 1418 | 1418
CSP | 0 | 0 | 0 | 0 | 0 | 0
CT | 0 | 0 | 0 | 0 | 0 | 0
Coal | 0 | 0 | 0 | 0 | 0 | 1538
Geo | 0 | 0 | 0 | 0 | 0 | 0
H | 0 | 0 | 0 | 0 | 0 | 0
LFG | 0 | 0 | 0 | 107.4 | 107.4 | 107.4
Nuc | 1697.89 | 1697.89 | 1697.89 | 1697.89 | 1697.89 | 1697.89
PS | 0 | 0 | 0 | 0 | 0 | 0
PV | 0 | 0 | 0 | 0 | 0 | 0
PeakG | 0 | 0 | 0 | 0 | 0 | 0
PeakO | 0 | 0 | 0 | 0 | 0 | 0
ST | 0 | 0 | 0 | 0 | 0 | 0
STOG | 0 | 0 | 0 | 0 | 0 | 0
STWD | 0 | 0 | 0 | 0 | 0 | 0
WT | 0 | 0 | 0 | 0 | 0 | 0
IGCC | 0 | 0 | 0 | 0 | 0 | 0
DemandResponse | 0 | 0 | 0 | 0 | 0 | 0
IGCC-CCS | 0 | 0 | 0 | 0 | 0 | 0
WT_off | 0 | 0 | 0 | 0 | 0 | 0
PseudoUnit | 0 | 0 | 0 | 0 | 0 | 0
FixedInterchange | 0 | 0 | 0 | 0 | 0 | 0
Cumulative New Build Capacity by Reporting Type: TVA_Transmission
ReportingType | 2015 | 2020 | 2025 | 2030 | 2035 | 2040
BM | 0 | 0 | 0 | 0 | 0 | 0
CC | 0 | 0 | 0 | 0 | 0 | 0
CSP | 0 | 0 | 0 | 0 | 0 | 0
CT | 0 | 0 | 0 | 0 | 0 | 0
Coal | 0 | 0 | 0 | 0 | 0 | 0
Geo | 0 | 0 | 0 | 0 | 0 | 0
H | 0 | 0 | 0 | 0 | 0 | 0
LFG | 0 | 0 | 0 | 0 | 0 | 0
Nuc | 0 | 0 | 0 | 0 | 0 | 0
PS | 0 | 0 | 0 | 0 | 0 | 0
PV | 0 | 0 | 0 | 0 | 0 | 0
PeakG | 0 | 0 | 0 | 0 | 0 | 0
PeakO | 0 | 0 | 0 | 0 | 0 | 0
ST | 0 | 0 | 0 | 0 | 0 | 0
STOG | 0 | 0 | 0 | 0 | 0 | 0
STWD | 0 | 0 | 0 | 0 | 0 | 0
WT | 0 | 0 | 0 | 0 | 0 | 0
IGCC | 0 | 0 | 0 | 0 | 0 | 0
DemandResponse | 0 | 0 | 0 | 0 | 0 | 0
IGCC-CCS | 0 | 0 | 0 | 0 | 0 | 0
WT_off | 0 | 0 | 0 | 0 | 0 | 0
PseudoUnit | 0 | 0 | 0 | 0 | 0 | 0
FixedInterchange | 0 | 0 | 0 | 0 | 0 | 0
Cumulative New Build Capacity by Reporting Type: VACAR
ReportingType | 2015 | 2020 | 2025 | 2030 | 2035 | 2040
BM | 0.92 | 157.34 | 466.42 | 511.92 | 511.92 | 530.93
CC | 3064.47 | 3064.47 | 3064.47 | 3064.47 | 3064.47 | 3064.47
CSP | 0 | 0 | 0 | 0 | 0 | 0
CT | 717.2 | 717.2 | 717.2 | 717.2 | 717.2 | 717.2
Coal | 825 | 825 | 825 | 825 | 825 | 1278.65
Geo | 0 | 0 | 0 | 0 | 0 | 0
H | 0 | 0 | 0 | 0 | 0 | 0
LFG | 0.34 | 107.4 | 107.4 | 107.4 | 107.4 | 107.4
Nuc | 0 | 2330 | 2330 | 2330 | 2330 | 2330
PS | 0 | 0 | 0 | 0 | 0 | 0
PV | 0 | 121.3 | 121.3 | 121.95 | 123.26 | 124.69
PeakG | 0 | 0 | 0 | 0 | 0 | 0
PeakO | 0 | 0 | 0 | 0 | 0 | 0
ST | 0 | 0 | 0 | 0 | 0 | 0
STOG | 0 | 0 | 0 | 0 | 0 | 0
STWD | 0 | 0 | 0 | 0 | 0 | 0
WT | 0.9 | 3500 | 3500 | 3500 | 3500 | 3500
IGCC | 0 | 0 | 0 | 0 | 0 | 0
DemandResponse | 0 | 0 | 0 | 0 | 0 | 0
IGCC-CCS | 0 | 0 | 0 | 0 | 0 | 0
WT_off | 1 | 1 | 1 | 1 | 1 | 1
PseudoUnit | 0 | 0 | 0 | 0 | 0 | 0
FixedInterchange | 0 | 0 | 0 | 0 | 0 | 0
Cumulative New Build Capacity by Reporting Type: IESO
ReportingType | 2015 | 2020 | 2025 | 2030 | 2035 | 2040
BM | 326.33 | 326.33 | 326.33 | 326.33 | 326.33 | 326.33
CC | 1263 | 1263 | 1263 | 1263 | 1263 | 1263
CSP | 0 | 0 | 0 | 0 | 0 | 0
CT | 368 | 368 | 368 | 368 | 368 | 368
Coal | 0 | 0 | 0 | 0 | 0 | 0
Geo | 0 | 0 | 0 | 0 | 0 | 0
H | 0 | 0 | 0 | 0 | 0 | 0
LFG | 14.5 | 14.5 | 14.5 | 14.5 | 14.5 | 15
Nuc | 0 | 0 | 0 | 0 | 0 | 0
PS | 0 | 0 | 0 | 0 | 0 | 0
PV | 1067.26 | 1067.26 | 1067.26 | 1067.26 | 1067.26 | 1067.26
PeakG | 0 | 0 | 0 | 0 | 0 | 0
PeakO | 0 | 0 | 0 | 0 | 0 | 0
ST | 0 | 0 | 0 | 0 | 0 | 0
STOG | 0 | 0 | 0 | 0 | 0 | 0
STWD | 0 | 0 | 0 | 0 | 0 | 0
WT | 2105.9 | 2105.9 | 2105.9 | 2105.9 | 2105.9 | 2105.9
IGCC | 0 | 0 | 0 | 0 | 0 | 0
DemandResponse | 0 | 0 | 0 | 0 | 0 | 0
IGCC-CCS | 0 | 0 | 0 | 0 | 0 | 0
WT_off | 0 | 0 | 0 | 0 | 0 | 0
PseudoUnit | 0 | 0 | 0 | 0 | 0 | 0
FixedInterchange | 0 | 0 | 0 | 0 | 0 | 0
Cumulative New Build Capacity by Reporting Type: MAPP_CA
ReportingType | 2015 | 2020 | 2025 | 2030 | 2035 | 2040
BM | 0 | 0 | 0 | 0 | 0 | 0
CC | 104.63 | 104.63 | 104.63 | 104.63 | 104.63 | 104.63
CSP | 0 | 0 | 0 | 0 | 0 | 0
CT | 0 | 0 | 0 | 0 | 0 | 0
Coal | 0 | 0 | 0 | 0 | 0 | 0
Geo | 0 | 0 | 0 | 0 | 0 | 0
H | 0 | 0 | 0 | 0 | 1051.09 | 2614.56
LFG | 0 | 0 | 0 | 0 | 0 | 0
Nuc | 0 | 0 | 0 | 0 | 0 | 0
PS | 0 | 0 | 0 | 0 | 0 | 0
PV | 0 | 0 | 0 | 0 | 0 | 0
PeakG | 0 | 0 | 0 | 0 | 0 | 0
PeakO | 0 | 0 | 0 | 0 | 0 | 0
ST | 0 | 0 | 0 | 0 | 0 | 0
STOG | 0 | 0 | 0 | 0 | 0 | 0
STWD | 0 | 0 | 0 | 0 | 0 | 0
WT | 302.4 | 302.4 | 302.4 | 302.4 | 302.4 | 302.4
IGCC | 0 | 0 | 0 | 0 | 0 | 0
DemandResponse | 0 | 0 | 0 | 0 | 0 | 0
IGCC-CCS | 0 | 0 | 0 | 0 | 0 | 0
WT_off | 0 | 0 | 0 | 0 | 0 | 0
PseudoUnit | 0 | 0 | 0 | 0 | 0 | 0
FixedInterchange | 0 | 0 | 0 | 0 | 0 | 0
Cumulative New Build Capacity by Reporting Type: AZ_NM_SNV_Coal
ReportingType | 2015 | 2020 | 2025 | 2030 | 2035 | 2040
BM | 0 | 0 | 0 | 0 | 0 | 0
CC | 0 | 0 | 0 | 0 | 0 | 0
CSP | 0 | 0 | 0 | 0 | 0 | 0
CT | 0 | 0 | 0 | 0 | 0 | 0
Coal | 0 | 0 | 0 | 0 | 14.27 | 4334.04
Geo | 0 | 0 | 0 | 0 | 0 | 0
H | 0 | 0 | 0 | 0 | 0 | 0
LFG | 0 | 0 | 0 | 0 | 0 | 0
Nuc | 0 | 0 | 0 | 0 | 0 | 0
PS | 0 | 0 | 0 | 0 | 0 | 0
PV | 0 | 0 | 0 | 0 | 0 | 0
PeakG | 0 | 0 | 0 | 0 | 0 | 0
PeakO | 0 | 0 | 0 | 0 | 0 | 0
ST | 0 | 0 | 0 | 0 | 0 | 0
STOG | 0 | 0 | 0 | 0 | 0 | 0
STWD | 0 | 0 | 0 | 0 | 0 | 0
WT | 0 | 0 | 0 | 0 | 0 | 0
IGCC | 0 | 0 | 0 | 0 | 0 | 0
DemandResponse | 0 | 0 | 0 | 0 | 0 | 0
IGCC-CCS | 0 | 0 | 0 | 0 | 0 | 0
WT_off | 0 | 0 | 0 | 0 | 0 | 0
PseudoUnit | 0 | 0 | 0 | 0 | 0 | 0
FixedInterchange | 0 | 0 | 0 | 0 | 0 | 0
Cumulative New Build Capacity by Reporting Type: AZ_NM_SNV_Gas
ReportingType | 2015 | 2020 | 2025 | 2030 | 2035 | 2040
BM | 0 | 0 | 0 | 0 | 0 | 0
CC | 668 | 668 | 668 | 668 | 668 | 668
CSP | 0 | 0 | 0 | 0 | 0 | 0
CT | 736 | 736 | 736 | 736 | 736 | 736
Coal | 0 | 0 | 0 | 0 | 0 | 0
Geo | 0 | 0 | 0 | 0 | 0 | 0
H | 0 | 0 | 0 | 0 | 0 | 0
LFG | 0 | 0 | 0 | 0 | 0 | 0
Nuc | 0 | 0 | 0 | 0 | 0 | 0
PS | 0 | 0 | 0 | 0 | 0 | 0
PV | 0 | 0 | 0 | 0 | 0 | 0
PeakG | 0 | 0 | 0 | 0 | 0 | 0
PeakO | 0 | 0 | 0 | 0 | 0 | 0
ST | 0 | 0 | 0 | 0 | 0 | 0
STOG | 0 | 0 | 0 | 0 | 0 | 0
STWD | 0 | 0 | 0 | 0 | 0 | 0
WT | 0 | 0 | 0 | 0 | 0 | 0
IGCC | 0 | 0 | 0 | 0 | 0 | 0
DemandResponse | 0 | 0 | 0 | 0 | 0 | 0
IGCC-CCS | 0 | 0 | 0 | 0 | 0 | 0
WT_off | 0 | 0 | 0 | 0 | 0 | 0
PseudoUnit | 0 | 0 | 0 | 0 | 0 | 0
FixedInterchange | 0 | 0 | 0 | 0 | 0 | 0
Cumulative New Build Capacity by Reporting Type: AZ_NM_SNV_NucRenew
ReportingType | 2015 | 2020 | 2025 | 2030 | 2035 | 2040
BM | 0 | 0 | 0 | 0 | 0 | 0
CC | 0 | 0 | 0 | 0 | 0 | 0
CSP | 0 | 0 | 0 | 0 | 0 | 0
CT | 0 | 0 | 0 | 0 | 0 | 0
Coal | 0 | 0 | 0 | 0 | 0 | 0
Geo | 0 | 0 | 1450 | 1450 | 1450 | 1450
H | 0 | 0 | 0 | 0 | 0 | 0
LFG | 0 | 60.67 | 60.67 | 60.67 | 60.67 | 60.67
Nuc | 0 | 0 | 0 | 0 | 0 | 0
PS | 0 | 0 | 0 | 0 | 0 | 0
PV | 95.7 | 95.7 | 95.7 | 95.7 | 95.7 | 95.7
PeakG | 0 | 0 | 0 | 0 | 0 | 0
PeakO | 0 | 0 | 0 | 0 | 0 | 0
ST | 280 | 667.46 | 880.38 | 910.46 | 910.46 | 910.46
STOG | 0 | 0 | 0 | 0 | 0 | 0
STWD | 0 | 0 | 0 | 0 | 0 | 0
WT | 65.1 | 2268.18 | 2268.18 | 2337.87 | 2337.87 | 2337.87
IGCC | 0 | 0 | 0 | 0 | 0 | 0
DemandResponse | 0 | 0 | 0 | 0 | 0 | 0
IGCC-CCS | 0 | 0 | 0 | 0 | 0 | 0
WT_off | 0 | 0 | 0 | 0 | 0 | 0
PseudoUnit | 0 | 0 | 0 | 0 | 0 | 0
FixedInterchange | 0 | 0 | 0 | 0 | 0 | 0
Cumulative New Build Capacity by Reporting Type: ERCOT
ReportingType | 2015 | 2020 | 2025 | 2030 | 2035 | 2040
BM | 145 | 145 | 145 | 145 | 145 | 145
CC | 275 | 275 | 275 | 275 | 275 | 275
CSP | 0 | 0 | 0 | 0 | 0 | 0
CT | 250 | 250 | 250 | 250 | 250 | 250
Coal | 2020 | 2020 | 2020 | 2020 | 2020 | 2020
Geo | 0 | 0 | 0 | 0 | 0 | 0
H | 0 | 0 | 0 | 0 | 0 | 0
LFG | 0 | 0 | 354 | 354 | 354 | 354
Nuc | 0 | 0 | 0 | 0 | 0 | 0
PS | 0 | 0 | 0 | 0 | 0 | 0
PV | 14 | 14 | 14 | 14 | 14 | 14
PeakG | 0 | 0 | 0 | 0 | 0 | 0
PeakO | 0 | 0 | 0 | 0 | 0 | 0
ST | 0 | 0 | 0 | 0 | 0 | 0
STOG | 0 | 0 | 0 | 0 | 0 | 0
STWD | 0 | 0 | 0 | 0 | 0 | 0
WT | 350.1 | 350.1 | 350.1 | 350.1 | 350.1 | 14419.61
IGCC | 0 | 0 | 0 | 0 | 0 | 0
DemandResponse | 0 | 0 | 0 | 0 | 0 | 0
IGCC-CCS | 0 | 0 | 0 | 0 | 0 | 0
WT_off | 0 | 0 | 0 | 0 | 0 | 0
PseudoUnit | 0 | 0 | 0 | 0 | 0 | 0
FixedInterchange | 0 | 0 | 0 | 0 | 0 | 0
Cumulative New Build Capacity by Reporting Type: NP15
ReportingType | 2015 | 2020 | 2025 | 2030 | 2035 | 2040
BM | 0 | 0 | 0 | 0 | 0 | 0
CC | 940 | 940 | 940 | 940 | 940 | 940
CSP | 0 | 0 | 0 | 0 | 0 | 0
CT | 212.6 | 212.6 | 212.6 | 212.6 | 1503.47 | 3007.91
Coal | 0 | 0 | 0 | 0 | 0 | 0
Geo | 0 | 300.52 | 600 | 600 | 600 | 600
H | 0 | 0 | 0 | 0 | 0 | 0
LFG | 0 | 565 | 565 | 565 | 565 | 565
Nuc | 0 | 0 | 0 | 0 | 0 | 0
PS | 0 | 0 | 0 | 0 | 0 | 0
PV | 6.5 | 6.5 | 6.5 | 6.5 | 6.5 | 6.5
PeakG | 0 | 0 | 0 | 0 | 0 | 0
PeakO | 0 | 0 | 0 | 0 | 0 | 0
ST | 29 | 29 | 29 | 29 | 29 | 29
STOG | 0 | 0 | 0 | 0 | 0 | 0
STWD | 0 | 0 | 0 | 0 | 0 | 0
WT | 101.2 | 1615.21 | 1615.21 | 1615.21 | 2509.89 | 2876.82
IGCC | 0 | 0 | 0 | 0 | 0 | 0
DemandResponse | 0 | 0 | 0 | 0 | 0 | 0
IGCC-CCS | 0 | 0 | 0 | 0 | 0 | 0
WT_off | 0 | 0 | 0 | 0 | 0 | 0
PseudoUnit | 0 | 0 | 0 | 0 | 0 | 0
FixedInterchange | 0 | 0 | 0 | 0 | 0 | 0
Cumulative New Build Capacity by Reporting Type: NWPP_Coal
ReportingType | 2015 | 2020 | 2025 | 2030 | 2035 | 2040
BM | 0 | 0 | 0 | 0 | 0 | 0
CC | 0 | 0 | 0 | 0 | 0 | 0
CSP | 0 | 0 | 0 | 0 | 0 | 0
CT | 0 | 0 | 0 | 0 | 0 | 0
Coal | 0 | 0 | 0 | 0 | 0 | 0
Geo | 0 | 0 | 0 | 0 | 0 | 0
H | 0 | 0 | 0 | 0 | 0 | 0
LFG | 0 | 0 | 0 | 0 | 0 | 0
Nuc | 0 | 0 | 0 | 0 | 0 | 0
PS | 0 | 0 | 0 | 0 | 0 | 0
PV | 0 | 0 | 0 | 0 | 0 | 0
PeakG | 0 | 0 | 0 | 0 | 0 | 0
PeakO | 0 | 0 | 0 | 0 | 0 | 0
ST | 0 | 0 | 0 | 0 | 0 | 0
STOG | 0 | 0 | 0 | 0 | 0 | 0
STWD | 0 | 0 | 0 | 0 | 0 | 0
WT | 0 | 0 | 0 | 0 | 0 | 0
IGCC | 0 | 0 | 0 | 0 | 0 | 0
DemandResponse | 0 | 0 | 0 | 0 | 0 | 0
IGCC-CCS | 0 | 0 | 0 | 0 | 0 | 0
WT_off | 0 | 0 | 0 | 0 | 0 | 0
PseudoUnit | 0 | 0 | 0 | 0 | 0 | 0
FixedInterchange | 0 | 0 | 0 | 0 | 0 | 0
Cumulative New Build Capacity by Reporting Type: NWPP_Gas
ReportingType | 2015 | 2020 | 2025 | 2030 | 2035 | 2040
BM | 0 | 0 | 0 | 0 | 0 | 0
CC | 300 | 300 | 300 | 300 | 300 | 300
CSP | 0 | 0 | 0 | 0 | 0 | 0
CT | 150 | 150 | 150 | 150 | 150 | 150
Coal | 0 | 0 | 0 | 0 | 727.05 | 991.58
Geo | 0 | 0 | 0 | 0 | 0 | 0
H | 0 | 0 | 0 | 0 | 0 | 0
LFG | 0 | 0 | 0 | 0 | 0 | 0
Nuc | 0 | 0 | 0 | 0 | 0 | 0
PS | 0 | 0 | 0 | 0 | 0 | 0
PV | 0 | 0 | 0 | 0 | 0 | 0
PeakG | 0 | 0 | 0 | 0 | 0 | 0
PeakO | 0 | 0 | 0 | 0 | 0 | 0
ST | 0 | 0 | 0 | 0 | 0 | 0
STOG | 0 | 0 | 0 | 0 | 0 | 0
STWD | 0 | 0 | 0 | 0 | 0 | 0
WT | 0 | 0 | 0 | 0 | 0 | 0
IGCC | 0 | 0 | 0 | 0 | 0 | 0
DemandResponse | 0 | 0 | 0 | 0 | 0 | 0
IGCC-CCS | 0 | 0 | 0 | 0 | 0 | 0
WT_off | 0 | 0 | 0 | 0 | 0 | 0
PseudoUnit | 0 | 0 | 0 | 0 | 0 | 0
FixedInterchange | 0 | 0 | 0 | 0 | 0 | 0
Cumulative New Build Capacity by Reporting Type: NWPP_NucRenew
ReportingType | 2015 | 2020 | 2025 | 2030 | 2035 | 2040
BM | 32.55 | 32.55 | 32.55 | 32.55 | 32.55 | 32.55
CC | 0 | 0 | 0 | 0 | 0 | 0
CSP | 0 | 0 | 0 | 0 | 0 | 0
CT | 0 | 0 | 0 | 0 | 0 | 0
Coal | 0 | 0 | 0 | 0 | 0 | 0
Geo | 86 | 86 | 520 | 520 | 520 | 520
H | 0 | 0 | 0 | 0 | 0 | 0
LFG | 25.5 | 270 | 270 | 270 | 270 | 270
Nuc | 0 | 0 | 0 | 0 | 0 | 0
PS | 0 | 0 | 0 | 0 | 0 | 0
PV | 0 | 0 | 0 | 0 | 0 | 0
PeakG | 0 | 0 | 0 | 0 | 0 | 0
PeakO | 0 | 0 | 0 | 0 | 0 | 0
ST | 0 | 0 | 0 | 0 | 0 | 0
STOG | 0 | 0 | 0 | 0 | 0 | 0
STWD | 0 | 0 | 0 | 0 | 0 | 0
WT | 977.3 | 977.3 | 977.3 | 977.3 | 977.3 | 977.3
IGCC | 0 | 0 | 0 | 0 | 0 | 0
DemandResponse | 0 | 0 | 0 | 0 | 0 | 0
IGCC-CCS | 0 | 0 | 0 | 0 | 0 | 0
WT_off | 0 | 0 | 0 | 0 | 0 | 0
PseudoUnit | 0 | 0 | 0 | 0 | 0 | 0
FixedInterchange | 0 | 0 | 0 | 0 | 0 | 0
Cumulative New Build Capacity by Reporting Type: RMPA
ReportingType | 2015 | 2020 | 2025 | 2030 | 2035 | 2040
BM | 0 | 0 | 0 | 0 | 0 | 0
CC | 0 | 0 | 0 | 0 | 0 | 0
CSP | 0 | 0 | 0 | 0 | 0 | 0
CT | 152 | 152 | 152 | 152 | 152 | 152
Coal | 390 | 390 | 390 | 390 | 897.74 | 1272.35
Geo | 0 | 324.48 | 2532.86 | 2570 | 2570 | 2570
H | 0 | 0 | 0 | 0 | 0 | 0
LFG | 1.4 | 30.33 | 30.33 | 30.33 | 30.33 | 30.33
Nuc | 0 | 0 | 0 | 0 | 0 | 0
PS | 0 | 0 | 0 | 0 | 0 | 0
PV | 1 | 1 | 1 | 1 | 1 | 1
PeakG | 0 | 0 | 0 | 0 | 0 | 0
PeakO | 0 | 0 | 0 | 0 | 0 | 0
ST | 3 | 345.44 | 353.82 | 364.25 | 364.25 | 364.25
STOG | 0 | 0 | 0 | 0 | 0 | 0
STWD | 0 | 0 | 0 | 0 | 0 | 0
WT | 765.4 | 765.4 | 765.4 | 765.4 | 765.4 | 765.4
IGCC | 0 | 0 | 0 | 0 | 0 | 0
DemandResponse | 0 | 0 | 0 | 0 | 0 | 0
IGCC-CCS | 0 | 0 | 0 | 0 | 0 | 0
WT_off | 0 | 0 | 0 | 0 | 0 | 0
PseudoUnit | 0 | 0 | 0 | 0 | 0 | 0
FixedInterchange | 0 | 0 | 0 | 0 | 0 | 0
Cumulative New Build Capacity by Reporting Type: SP15
ReportingType | 2015 | 2020 | 2025 | 2030 | 2035 | 2040
BM | 6 | 6 | 6 | 6 | 6 | 6
CC | 409.5 | 409.5 | 409.5 | 409.5 | 409.5 | 409.5
CSP | 0 | 0 | 0 | 0 | 0 | 0
CT | 0 | 0 | 0 | 0 | 0 | 0
Coal | 0 | 0 | 0 | 0 | 0 | 0
Geo | 50 | 1500 | 1500 | 1500 | 1500 | 1500
H | 0 | 0 | 0 | 0 | 0 | 0
LFG | 9.2 | 565 | 565 | 565 | 565 | 565
Nuc | 0 | 0 | 0 | 0 | 0 | 0
PS | 0 | 0 | 0 | 0 | 0 | 0
PV | 3.8 | 3.8 | 3.8 | 3.8 | 3.8 | 3.8
PeakG | 0 | 0 | 0 | 0 | 0 | 0
PeakO | 0 | 0 | 0 | 0 | 0 | 0
ST | 448 | 448 | 448 | 448 | 448 | 448
STOG | 0 | 0 | 0 | 0 | 0 | 0
STWD | 0 | 0 | 0 | 0 | 0 | 0
WT | 735 | 735 | 735 | 735 | 735 | 735
IGCC | 0 | 0 | 0 | 0 | 0 | 0
DemandResponse | 0 | 0 | 0 | 0 | 0 | 0
IGCC-CCS | 0 | 0 | 0 | 0 | 0 | 0
WT_off | 0 | 0 | 0 | 0 | 0 | 0
PseudoUnit | 0 | 0 | 0 | 0 | 0 | 0
FixedInterchange | 0 | 0 | 0 | 0 | 0 | 0
Cumulative New Build Capacity by Reporting Type: ALB
ReportingType | 2015 | 2020 | 2025 | 2030 | 2035 | 2040
BM | 0 | 0 | 0 | 0 | 0 | 0
CC | 111.78 | 290.29 | 472.32 | 657.95 | 799.12 | 2310.48
CSP | 0 | 0 | 0 | 0 | 0 | 0
CT | 201.5 | 201.5 | 201.5 | 201.5 | 201.5 | 201.5
Coal | 495 | 495 | 495 | 495 | 495 | 495
Geo | 0 | 0 | 0 | 0 | 0 | 0
H | 0 | 0 | 0 | 0 | 0 | 0
LFG | 0 | 0 | 0 | 0 | 0 | 0
Nuc | 0 | 0 | 0 | 0 | 0 | 0
PS | 0 | 0 | 0 | 0 | 0 | 0
PV | 0 | 0 | 0 | 0 | 0 | 0
PeakG | 0 | 0 | 0 | 0 | 0 | 0
PeakO | 0 | 0 | 0 | 0 | 0 | 0
ST | 0 | 0 | 0 | 0 | 0 | 0
STOG | 0 | 0 | 0 | 0 | 0 | 0
STWD | 0 | 0 | 0 | 0 | 0 | 0
WT | 9 | 9 | 9 | 9 | 9 | 9
IGCC | 0 | 0 | 0 | 0 | 0 | 0
DemandResponse | 0 | 0 | 0 | 0 | 0 | 0
IGCC-CCS | 0 | 0 | 0 | 0 | 0 | 0
WT_off | 0 | 0 | 0 | 0 | 0 | 0
PseudoUnit | 0 | 0 | 0 | 0 | 0 | 0
FixedInterchange | 0 | 0 | 0 | 0 | 0 | 0
Cumulative New Build Capacity by Reporting Type: BC
ReportingType | 2015 | 2020 | 2025 | 2030 | 2035 | 2040
BM | 0 | 0 | 0 | 0 | 0 | 0
CC | 494.91 | 494.91 | 494.91 | 575.63 | 795.84 | 795.84
CSP | 0 | 0 | 0 | 0 | 0 | 0
CT | 0 | 0 | 0 | 0 | 0 | 0
Coal | 0 | 0 | 0 | 0 | 0 | 0
Geo | 0 | 0 | 0 | 0 | 0 | 0
H | 0 | 0 | 0 | 0 | 0 | 0
LFG | 0 | 0 | 0 | 0 | 0 | 0
Nuc | 0 | 0 | 0 | 0 | 0 | 0
PS | 0 | 0 | 0 | 0 | 0 | 0
PV | 0 | 0 | 0 | 0 | 0 | 0
PeakG | 0 | 0 | 0 | 0 | 0 | 0
PeakO | 0 | 0 | 0 | 0 | 0 | 0
ST | 0 | 0 | 0 | 0 | 0 | 0
STOG | 0 | 0 | 0 | 0 | 0 | 0
STWD | 0 | 0 | 0 | 0 | 0 | 0
WT | 144 | 144 | 144 | 144 | 144 | 144
IGCC | 0 | 0 | 0 | 0 | 0 | 0
DemandResponse | 0 | 0 | 0 | 0 | 0 | 0
IGCC-CCS | 0 | 0 | 0 | 0 | 0 | 0
WT_off | 0 | 0 | 0 | 0 | 0 | 0
PseudoUnit | 0 | 0 | 0 | 0 | 0 | 0
FixedInterchange | 0 | 0 | 0 | 0 | 0 | 0
Cumulative New Build Capacity by Reporting Type: HQ_IESO
ReportingType | 2015 | 2020 | 2025 | 2030 | 2035 | 2040
BM | 0 | 0 | 0 | 0 | 0 | 0
CC | 0 | 0 | 0 | 0 | 0 | 0
CSP | 0 | 0 | 0 | 0 | 0 | 0
CT | 0 | 0 | 0 | 0 | 0 | 0
Coal | 0 | 0 | 0 | 0 | 0 | 0
Geo | 0 | 0 | 0 | 0 | 0 | 0
H | 0 | 0 | 0 | 0 | 0 | 0
LFG | 0 | 0 | 0 | 0 | 0 | 0
Nuc | 0 | 0 | 0 | 0 | 0 | 0
PS | 0 | 0 | 0 | 0 | 0 | 0
PV | 0 | 0 | 0 | 0 | 0 | 0
PeakG | 0 | 0 | 0 | 0 | 0 | 0
PeakO | 0 | 0 | 0 | 0 | 0 | 0
ST | 0 | 0 | 0 | 0 | 0 | 0
STOG | 0 | 0 | 0 | 0 | 0 | 0
STWD | 0 | 0 | 0 | 0 | 0 | 0
WT | 0 | 0 | 0 | 0 | 0 | 0
IGCC | 0 | 0 | 0 | 0 | 0 | 0
DemandResponse | 0 | 0 | 0 | 0 | 0 | 0
IGCC-CCS | 0 | 0 | 0 | 0 | 0 | 0
WT_off | 0 | 0 | 0 | 0 | 0 | 0
PseudoUnit | 0 | 0 | 0 | 0 | 0 | 0
FixedInterchange | 0 | 0 | 0 | 0 | 0 | 0
Cumulative New Build Capacity by Reporting Type: HQ_NEISO
ReportingType | 2015 | 2020 | 2025 | 2030 | 2035 | 2040
BM | 0 | 0 | 0 | 0 | 0 | 0
CC | 0 | 0 | 0 | 0 | 0 | 0
CSP | 0 | 0 | 0 | 0 | 0 | 0
CT | 0 | 0 | 0 | 0 | 0 | 0
Coal | 0 | 0 | 0 | 0 | 0 | 0
Geo | 0 | 0 | 0 | 0 | 0 | 0
H | 0 | 0 | 0 | 0 | 0 | 0
LFG | 0 | 0 | 0 | 0 | 0 | 0
Nuc | 0 | 0 | 0 | 0 | 0 | 0
PS | 0 | 0 | 0 | 0 | 0 | 0
PV | 0 | 0 | 0 | 0 | 0 | 0
PeakG | 0 | 0 | 0 | 0 | 0 | 0
PeakO | 0 | 0 | 0 | 0 | 0 | 0
ST | 0 | 0 | 0 | 0 | 0 | 0
STOG | 0 | 0 | 0 | 0 | 0 | 0
STWD | 0 | 0 | 0 | 0 | 0 | 0
WT | 0 | 0 | 0 | 0 | 0 | 0
IGCC | 0 | 0 | 0 | 0 | 0 | 0
DemandResponse | 0 | 0 | 0 | 0 | 0 | 0
IGCC-CCS | 0 | 0 | 0 | 0 | 0 | 0
WT_off | 0 | 0 | 0 | 0 | 0 | 0
PseudoUnit | 0 | 0 | 0 | 0 | 0 | 0
FixedInterchange | 0 | 0 | 0 | 0 | 0 | 0
Cumulative New Build Capacity by Reporting Type: HQ_NY
ReportingType | 2015 | 2020 | 2025 | 2030 | 2035 | 2040
BM | 0 | 0 | 0 | 0 | 0 | 0
CC | 0 | 0 | 0 | 0 | 0 | 0
CSP | 0 | 0 | 0 | 0 | 0 | 0
CT | 0 | 0 | 0 | 0 | 0 | 0
Coal | 0 | 0 | 0 | 0 | 0 | 0
Geo | 0 | 0 | 0 | 0 | 0 | 0
H | 0 | 0 | 0 | 0 | 0 | 0
LFG | 0 | 0 | 0 | 0 | 0 | 0
Nuc | 0 | 0 | 0 | 0 | 0 | 0
PS | 0 | 0 | 0 | 0 | 0 | 0
PV | 0 | 0 | 0 | 0 | 0 | 0
PeakG | 0 | 0 | 0 | 0 | 0 | 0
PeakO | 0 | 0 | 0 | 0 | 0 | 0
ST | 0 | 0 | 0 | 0 | 0 | 0
STOG | 0 | 0 | 0 | 0 | 0 | 0
STWD | 0 | 0 | 0 | 0 | 0 | 0
WT | 0 | 0 | 0 | 0 | 0 | 0
IGCC | 0 | 0 | 0 | 0 | 0 | 0
DemandResponse | 0 | 0 | 0 | 0 | 0 | 0
IGCC-CCS | 0 | 0 | 0 | 0 | 0 | 0
WT_off | 0 | 0 | 0 | 0 | 0 | 0
PseudoUnit | 0 | 0 | 0 | 0 | 0 | 0
FixedInterchange | 0 | 0 | 0 | 0 | 0 | 0
Cumulative New Build Capacity by Reporting Type: MARITIMES
ReportingType | 2015 | 2020 | 2025 | 2030 | 2035 | 2040
BM | 0 | 0 | 0 | 0 | 0 | 0
CC | 0 | 0 | 0 | 0 | 0 | 0
CSP | 0 | 0 | 0 | 0 | 0 | 0
CT | 0 | 0 | 0 | 0 | 0 | 0
Coal | 0 | 0 | 0 | 0 | 0 | 0
Geo | 0 | 0 | 0 | 0 | 0 | 0
H | 0 | 0 | 0 | 0 | 0 | 0
LFG | 0 | 0 | 0 | 0 | 0 | 0
Nuc | 0 | 0 | 0 | 0 | 0 | 0
PS | 0 | 0 | 0 | 0 | 0 | 0
PV | 0 | 0 | 0 | 0 | 0 | 0
PeakG | 0 | 0 | 0 | 0 | 0 | 0
PeakO | 0 | 0 | 0 | 0 | 0 | 0
ST | 0 | 0 | 0 | 0 | 0 | 0
STOG | 0 | 0 | 0 | 0 | 0 | 0
STWD | 0 | 0 | 0 | 0 | 0 | 0
WT | 0 | 0 | 0 | 0 | 0 | 0
IGCC | 0 | 0 | 0 | 0 | 0 | 0
DemandResponse | 0 | 0 | 0 | 0 | 0 | 0
IGCC-CCS | 0 | 0 | 0 | 0 | 0 | 0
WT_off | 0 | 0 | 0 | 0 | 0 | 0
PseudoUnit | 0 | 0 | 0 | 0 | 0 | 0
FixedInterchange | 0 | 0 | 0 | 0 | 0 | 0
Cumulative New Build Capacity by Reporting Type: All
ReportingType | 2015 | 2020 | 2025 | 2030 | 2035 | 2040
BM | 1251 | 1407.43 | 1716.5 | 1762.01 | 1762.01 | 1781.02
CC | 28846.79 | 29533.3 | 29715.33 | 30097.91 | 35657.4 | 39869.77
CSP | 0 | 0 | 0 | 0 | 0 | 0
CT | 6393.79 | 6693.79 | 6693.79 | 6693.79 | 7984.66 | 9489.1
Coal | 10763.64 | 10763.64 | 10763.64 | 10763.64 | 15186.56 | 32967.55
Geo | 136 | 2211 | 6602.86 | 6640 | 6640 | 6640
H | 0 | 0 | 503 | 504 | 1555.09 | 3118.56
LFG | 192 | 2145 | 4355 | 5078.5 | 5078.5 | 5079
Nuc | 2740.56 | 7270.56 | 7270.56 | 7270.56 | 7270.56 | 7270.56
PS | 0 | 0 | 0 | 0 | 0 | 0
PV | 1246 | 3218.87 | 4096.45 | 4226.32 | 4234.92 | 4248.26
PeakG | 0 | 0 | 0 | 0 | 0 | 0
PeakO | 0 | 0 | 0 | 0 | 0 | 0
ST | 760 | 1489.9 | 1711.2 | 1751.71 | 1751.71 | 1751.71
STOG | 0 | 0 | 0 | 0 | 0 | 0
STWD | 0 | 0 | 0 | 0 | 0 | 0
WT | 25342 | 38925.11 | 42982.27 | 43804.16 | 60061.56 | 75479.76
IGCC | 618 | 618 | 618 | 618 | 618 | 618
DemandResponse | 0 | 0 | 0 | 0 | 0 | 0
IGCC-CCS | 0 | 0 | 0 | 0 | 0 | 0
WT_off | 469 | 469 | 1569 | 1569 | 1569 | 1569
PseudoUnit | 0 | 0 | 0 | 0 | 0 | 0
FixedInterchange | 0 | 0 | 0 | 0 | 0 | 0
Cumulative New Build Capacity by Reporting Type: EI_US
ReportingType | 2015 | 2020 | 2025 | 2030 | 2035 | 2040
BM | 741.12 | 897.54 | 1206.62 | 1252.12 | 1252.12 | 1271.13
CC | 24279.97 | 24787.97 | 24787.97 | 24904.21 | 30102.31 | 32803.32
CSP | 0 | 0 | 0 | 0 | 0 | 0
CT | 4323.69 | 4623.69 | 4623.69 | 4623.69 | 4623.69 | 4623.69
Coal | 7858.64 | 7858.64 | 7858.64 | 7858.64 | 11032.49 | 23854.59
Geo | 0 | 0 | 0 | 0 | 0 | 0
H | 0 | 0 | 503 | 504 | 504 | 504
LFG | 141.4 | 639.5 | 2495.5 | 3219 | 3219 | 3219
Nuc | 2740.56 | 7270.56 | 7270.56 | 7270.56 | 7270.56 | 7270.56
PS | 0 | 0 | 0 | 0 | 0 | 0
PV | 57.74 | 2030.61 | 2908.19 | 3038.07 | 3046.66 | 3060.01
PeakG | 0 | 0 | 0 | 0 | 0 | 0
PeakO | 0 | 0 | 0 | 0 | 0 | 0
ST | 0 | 0 | 0 | 0 | 0 | 0
STOG | 0 | 0 | 0 | 0 | 0 | 0
STWD | 0 | 0 | 0 | 0 | 0 | 0
WT | 19786.6 | 29652.63 | 33709.79 | 34461.99 | 49824.7 | 50806.47
IGCC | 618 | 618 | 618 | 618 | 618 | 618
DemandResponse | 0 | 0 | 0 | 0 | 0 | 0
IGCC-CCS | 0 | 0 | 0 | 0 | 0 | 0
WT_off | 469 | 469 | 1569 | 1569 | 1569 | 1569
PseudoUnit | 0 | 0 | 0 | 0 | 0 | 0
FixedInterchange | 0 | 0 | 0 | 0 | 0 | 0
Cumulative New Build Capacity by Reporting Type: EI_Canada
ReportingType | 2015 | 2020 | 2025 | 2030 | 2035 | 2040
BM | 326.33 | 326.33 | 326.33 | 326.33 | 326.33 | 326.33
CC | 1367.63 | 1367.63 | 1367.63 | 1367.63 | 1367.63 | 1367.63
CSP | 0 | 0 | 0 | 0 | 0 | 0
CT | 368 | 368 | 368 | 368 | 368 | 368
Coal | 0 | 0 | 0 | 0 | 0 | 0
Geo | 0 | 0 | 0 | 0 | 0 | 0
H | 0 | 0 | 0 | 0 | 1051.09 | 2614.56
LFG | 14.5 | 14.5 | 14.5 | 14.5 | 14.5 | 15
Nuc | 0 | 0 | 0 | 0 | 0 | 0
PS | 0 | 0 | 0 | 0 | 0 | 0
PV | 1067.26 | 1067.26 | 1067.26 | 1067.26 | 1067.26 | 1067.26
PeakG | 0 | 0 | 0 | 0 | 0 | 0
PeakO | 0 | 0 | 0 | 0 | 0 | 0
ST | 0 | 0 | 0 | 0 | 0 | 0
STOG | 0 | 0 | 0 | 0 | 0 | 0
STWD | 0 | 0 | 0 | 0 | 0 | 0
WT | 2408.3 | 2408.3 | 2408.3 | 2408.3 | 2408.3 | 2408.3
IGCC | 0 | 0 | 0 | 0 | 0 | 0
DemandResponse | 0 | 0 | 0 | 0 | 0 | 0
IGCC-CCS | 0 | 0 | 0 | 0 | 0 | 0
WT_off | 0 | 0 | 0 | 0 | 0 | 0
PseudoUnit | 0 | 0 | 0 | 0 | 0 | 0
FixedInterchange | 0 | 0 | 0 | 0 | 0 | 0
Cumulative New Build Capacity by Reporting Type: EI
ReportingType | 2015 | 2020 | 2025 | 2030 | 2035 | 2040
BM | 1067.45 | 1223.88 | 1532.95 | 1578.46 | 1578.46 | 1597.47
CC | 25647.6 | 26155.6 | 26155.6 | 26271.83 | 31469.94 | 34170.95
CSP | 0 | 0 | 0 | 0 | 0 | 0
CT | 4691.69 | 4991.69 | 4991.69 | 4991.69 | 4991.69 | 4991.69
Coal | 7858.64 | 7858.64 | 7858.64 | 7858.64 | 11032.49 | 23854.59
Geo | 0 | 0 | 0 | 0 | 0 | 0
H | 0 | 0 | 503 | 504 | 1555.09 | 3118.56
LFG | 155.9 | 654 | 2510 | 3233.5 | 3233.5 | 3234
Nuc | 2740.56 | 7270.56 | 7270.56 | 7270.56 | 7270.56 | 7270.56
PS | 0 | 0 | 0 | 0 | 0 | 0
PV | 1125 | 3097.87 | 3975.45 | 4105.32 | 4113.92 | 4127.26
PeakG | 0 | 0 | 0 | 0 | 0 | 0
PeakO | 0 | 0 | 0 | 0 | 0 | 0
ST | 0 | 0 | 0 | 0 | 0 | 0
STOG | 0 | 0 | 0 | 0 | 0 | 0
STWD | 0 | 0 | 0 | 0 | 0 | 0
WT | 22194.9 | 32060.93 | 36118.09 | 36870.29 | 52233 | 53214.77
IGCC | 618 | 618 | 618 | 618 | 618 | 618
DemandResponse | 0 | 0 | 0 | 0 | 0 | 0
IGCC-CCS | 0 | 0 | 0 | 0 | 0 | 0
WT_off | 469 | 469 | 1569 | 1569 | 1569 | 1569
PseudoUnit | 0 | 0 | 0 | 0 | 0 | 0
FixedInterchange | 0 | 0 | 0 | 0 | 0 | 0
Cumulative New Build Capacity by Reporting Type: Outside_EI
ReportingType | 2015 | 2020 | 2025 | 2030 | 2035 | 2040
BM | 183.55 | 183.55 | 183.55 | 183.55 | 183.55 | 183.55
CC | 3199.19 | 3377.7 | 3559.73 | 3826.08 | 4187.46 | 5698.82
CSP | 0 | 0 | 0 | 0 | 0 | 0
CT | 1702.1 | 1702.1 | 1702.1 | 1702.1 | 2992.97 | 4497.41
Coal | 2905 | 2905 | 2905 | 2905 | 4154.07 | 9112.97
Geo | 136 | 2211 | 6602.86 | 6640 | 6640 | 6640
H | 0 | 0 | 0 | 0 | 0 | 0
LFG | 36.1 | 1491 | 1845 | 1845 | 1845 | 1845
Nuc | 0 | 0 | 0 | 0 | 0 | 0
PS | 0 | 0 | 0 | 0 | 0 | 0
PV | 121 | 121 | 121 | 121 | 121 | 121
PeakG | 0 | 0 | 0 | 0 | 0 | 0
PeakO | 0 | 0 | 0 | 0 | 0 | 0
ST | 760 | 1489.9 | 1711.2 | 1751.71 | 1751.71 | 1751.71
STOG | 0 | 0 | 0 | 0 | 0 | 0
STWD | 0 | 0 | 0 | 0 | 0 | 0
WT | 3147.1 | 6864.18 | 6864.18 | 6933.87 | 7828.56 | 22264.99
IGCC | 0 | 0 | 0 | 0 | 0 | 0
DemandResponse | 0 | 0 | 0 | 0 | 0 | 0
IGCC-CCS | 0 | 0 | 0 | 0 | 0 | 0
WT_off | 0 | 0 | 0 | 0 | 0 | 0
PseudoUnit | 0 | 0 | 0 | 0 | 0 | 0
FixedInterchange | 0 | 0 | 0 | 0 | 0 | 0
#3 | Retirements of Capacity (MW)
Retirements of Capacity by Reporting Type: Entergy
ReportingType | 2015 | 2020 | 2025 | 2030 | 2035 | 2040
BM | 0 | 0 | 0 | 0 | 0 | 0
CC | 0 | 0 | 209 | 86.85 | 0 | 0
CSP | 0 | 0 | 0 | 0 | 0 | 0
CT | 0 | 0 | 0 | 0 | 0 | 0
Coal | 892.9 | 580 | 0 | 0 | 0 | 0
Geo | 0 | 0 | 0 | 0 | 0 | 0
H | 0 | 0 | 0 | 0 | 0 | 0
LFG | 0 | 0 | 0 | 0 | 0 | 0
Nuc | 0 | 0 | 0 | 0 | 842 | 997
PS | 0 | 0 | 0 | 0 | 0 | 0
PV | 0 | 0 | 0 | 0 | 0.29 | 1.88
PeakG | 0 | 0 | 2787 | 0 | 0 | 0
PeakO | 0 | 19.32 | 154.68 | 0 | 0 | 0
ST | 0 | 0 | 0 | 0 | 0 | 0
STOG | 12638.36 | 2226.64 | 0 | 0 | 0 | 0
STWD | 0 | 206 | 0 | 0 | 0 | 0
WT | 0 | 0 | 0 | 0 | 0 | 0
IGCC | 0 | 0 | 0 | 0 | 0 | 0
DemandResponse | 0 | 0 | 0 | 0 | 0 | 0
IGCC-CCS | 0 | 0 | 0 | 0 | 0 | 0
WT_off | 0 | 0 | 0 | 0 | 0 | 0
PseudoUnit | 0 | 0 | 0 | 0 | 0 | 0
FixedInterchange | 0 | 0 | 0 | 0 | 0 | 0
Retirements of Capacity by Reporting Type: FRCC
ReportingType | 2015 | 2020 | 2025 | 2030 | 2035 | 2040
BM | 0 | 0 | 0 | 0 | 0 | 0
CC | 0 | 0 | 0 | 0 | 0 | 0
CSP | 0 | 0 | 0 | 0 | 0 | 0
CT | 0 | 0 | 0 | 0 | 2480 | 0
Coal | 136 | 869 | 0 | 0 | 0 | 0
Geo | 0 | 0 | 0 | 0 | 0 | 0
H | 0 | 0 | 0 | 0 | 0 | 0
LFG | 0 | 0 | 0 | 0 | 0 | 0
Nuc | 0 | 0 | 0 | 0 | 1615.33 | 1677
PS | 0 | 0 | 0 | 0 | 0 | 0
PV | 0 | 0 | 0 | 0 | 0 | 0
PeakG | 0 | 0 | 1429 | 0 | 0 | 0
PeakO | 0 | 1583.56 | 699.44 | 0 | 0 | 0
ST | 0 | 0 | 0 | 0 | 0 | 0
STOG | 8279.76 | 1553.24 | 0 | 0 | 0 | 0
STWD | 0 | 0 | 0 | 0 | 0 | 0
WT | 0 | 0 | 0 | 0 | 0 | 0
IGCC | 0 | 0 | 0 | 0 | 0 | 0
DemandResponse | 0 | 0 | 0 | 0 | 0 | 0
IGCC-CCS | 0 | 0 | 0 | 0 | 0 | 0
WT_off | 0 | 0 | 0 | 0 | 0 | 0
PseudoUnit | 0 | 0 | 0 | 0 | 0 | 0
FixedInterchange | 0 | 0 | 0 | 0 | 0 | 0
Retirements of Capacity by Reporting Type: MAPP_US
ReportingType | 2015 | 2020 | 2025 | 2030 | 2035 | 2040
BM | 0 | 0 | 0 | 0 | 0 | 0
CC | 289 | 0 | 0 | 0 | 0 | 0
CSP | 0 | 0 | 0 | 0 | 0 | 0
CT | 0 | 0 | 0 | 8.3 | 300 | 0
Coal | 715.5 | 471 | 0 | 0 | 0 | 0
Geo | 0 | 0 | 0 | 0 | 0 | 0
H | 0 | 0 | 0 | 0 | 0 | 0
LFG | 0 | 0 | 0 | 0 | 0 | 0
Nuc | 0 | 0 | 0 | 0 | 0 | 0
PS | 0 | 0 | 0 | 0 | 0 | 0
PV | 0 | 0 | 0 | 0 | 0 | 0
PeakG | 195.57 | 0 | 434.25 | 0 | 0 | 73.97
PeakO | 346 | 0 | 0 | 0 | 0 | 0
ST | 0 | 0 | 0 | 0 | 0 | 0
STOG | 36 | 0 | 0 | 0 | 0 | 0
STWD | 0 | 0 | 0 | 0 | 0 | 0
WT | 0 | 0 | 0 | 0 | 0 | 0
IGCC | 0 | 0 | 0 | 0 | 0 | 0
DemandResponse | 0 | 0 | 0 | 0 | 0 | 0
IGCC-CCS | 0 | 0 | 0 | 0 | 0 | 0
WT_off | 0 | 0 | 0 | 0 | 0 | 0
PseudoUnit | 0 | 0 | 0 | 0 | 0 | 0
FixedInterchange | 0 | 0 | 0 | 0 | 0 | 0
Retirements of Capacity by Reporting Type: MISO_IN
ReportingType | 2015 | 2020 | 2025 | 2030 | 2035 | 2040
BM | 0 | 0 | 0 | 0 | 0 | 0
CC | 0 | 0 | 0 | 0 | 0 | 0
CSP | 0 | 0 | 0 | 0 | 0 | 0
CT | 0 | 0 | 0 | 0 | 0 | 0
Coal | 1672.88 | 469 | 0 | 0 | 0 | 0
Geo | 0 | 0 | 0 | 0 | 0 | 0
H | 0 | 0 | 0 | 0 | 0 | 0
LFG | 0 | 0 | 0 | 0 | 0 | 0
Nuc | 0 | 0 | 0 | 0 | 0 | 0
PS | 0 | 0 | 0 | 0 | 0 | 0
PV | 0 | 0 | 0 | 0 | 0 | 4.9
PeakG | 0 | 0 | 0 | 0 | 0 | 0
PeakO | 0 | 0 | 361 | 0 | 0 | 0
ST | 0 | 0 | 0 | 0 | 0 | 0
STOG | 0 | 0 | 279 | 0 | 0 | 0
STWD | 0 | 0 | 0 | 0 | 0 | 0
WT | 0 | 0 | 0 | 0 | 0 | 0
IGCC | 0 | 0 | 0 | 0 | 0 | 0
DemandResponse | 0 | 0 | 0 | 0 | 0 | 0
IGCC-CCS | 0 | 0 | 0 | 0 | 0 | 0
WT_off | 0 | 0 | 0 | 0 | 0 | 0
PseudoUnit | 0 | 0 | 0 | 0 | 0 | 0
FixedInterchange | 0 | 0 | 0 | 0 | 0 | 0
Retirements of Capacity by Reporting Type: MISO_MI
ReportingType | 2015 | 2020 | 2025 | 2030 | 2035 | 2040
BM | 0 | 0 | 0 | 0 | 0 | 0
CC | 0 | 0 | 22 | 0 | 0 | 0
CSP | 0 | 0 | 0 | 0 | 0 | 0
CT | 0 | 0 | 0 | 0 | 0 | 0
Coal | 3880.98 | 1701.02 | 0 | 0 | 0 | 0
Geo | 0 | 0 | 0 | 0 | 0 | 0
H | 0 | 0 | 0 | 0 | 0 | 0
LFG | 0 | 0 | 0 | 0 | 0 | 0
Nuc | 0 | 0 | 0 | 0 | 778 | 0
PS | 0 | 0 | 0 | 0 | 0 | 0
PV | 0 | 0 | 0 | 0 | 0 | 0
PeakG | 0 | 0 | 0 | 0 | 0 | 0
PeakO | 0 | 0 | 534 | 0 | 0 | 0
ST | 0 | 0 | 0 | 0 | 0 | 0
STOG | 94 | 0 | 2758 | 0 | 0 | 0
STWD | 0 | 0 | 0 | 0 | 0 | 0
WT | 0 | 0 | 0 | 0 | 0 | 0
IGCC | 0 | 0 | 0 | 0 | 0 | 0
DemandResponse | 0 | 0 | 0 | 0 | 0 | 0
IGCC-CCS | 0 | 0 | 0 | 0 | 0 | 0
WT_off | 0 | 0 | 0 | 0 | 0 | 0
PseudoUnit | 0 | 0 | 0 | 0 | 0 | 0
FixedInterchange | 0 | 0 | 0 | 0 | 0 | 0
Retirements of Capacity by Reporting Type: MISO_MO-IL
ReportingType | 2015 | 2020 | 2025 | 2030 | 2035 | 2040
BM | 0 | 0 | 0 | 0 | 0 | 0
CC | 0 | 0 | 0 | 0 | 0 | 0
CSP | 0 | 0 | 0 | 0 | 0 | 0
CT | 0 | 0 | 0 | 0 | 0 | 0
Coal | 2241.7 | 3271.57 | 0 | 0 | 0 | 0
Geo | 0 | 0 | 0 | 0 | 0 | 0
H | 0 | 0 | 0 | 0 | 0 | 0
LFG | 0 | 0 | 0 | 0 | 0 | 0
Nuc | 0 | 0 | 0 | 0 | 0 | 0
PS | 0 | 0 | 0 | 0 | 0 | 0
PV | 0 | 0 | 0 | 0 | 0 | 0
PeakG | 0 | 0 | 0 | 0 | 0 | 0
PeakO | 0 | 0 | 766 | 0 | 0 | 0
ST | 0 | 0 | 0 | 0 | 0 | 0
STOG | 28 | 0 | 564 | 0 | 0 | 0
STWD | 0 | 0 | 0 | 0 | 0 | 0
WT | 0 | 0 | 0 | 0 | 0 | 0
IGCC | 0 | 0 | 0 | 0 | 0 | 0
DemandResponse | 0 | 0 | 0 | 0 | 0 | 0
IGCC-CCS | 0 | 0 | 0 | 0 | 0 | 0
WT_off | 0 | 0 | 0 | 0 | 0 | 0
PseudoUnit | 0 | 0 | 0 | 0 | 0 | 0
FixedInterchange | 0 | 0 | 0 | 0 | 0 | 0
Retirements of Capacity by Reporting Type: MISO_W
ReportingType | 2015 | 2020 | 2025 | 2030 | 2035 | 2040
BM | 0 | 0 | 0 | 0 | 0 | 0
CC | 0 | 0 | 147.32 | 0 | 0 | 1.68
CSP | 0 | 0 | 0 | 0 | 0 | 0
CT | 0 | 0 | 0 | 0 | 0 | 0
Coal | 2767.72 | 422.94 | 0 | 0 | 0 | 0
Geo | 0 | 0 | 0 | 0 | 0 | 0
H | 0 | 0 | 0 | 0 | 0 | 0
LFG | 0 | 0 | 0 | 0 | 0 | 0
Nuc | 0 | 0 | 0 | 0 | 2361.23 | 0
PS | 0 | 0 | 0 | 0 | 0 | 0
PV | 0 | 0 | 0 | 0 | 0 | 0
PeakG | 0 | 0 | 0 | 0 | 0 | 1626.86
PeakO | 0 | 0 | 2154 | 0 | 0 | 0
ST | 0 | 0 | 0 | 0 | 0 | 0
STOG | 88.17 | 0 | 83.83 | 0 | 0 | 0
STWD | 0 | 0 | 86.05 | 0 | 0 | 0
WT | 0 | 0 | 0 | 0 | 0 | 0
IGCC | 0 | 0 | 0 | 0 | 0 | 0
DemandResponse | 0 | 0 | 0 | 0 | 0 | 0
IGCC-CCS | 0 | 0 | 0 | 0 | 0 | 0
WT_off | 0 | 0 | 0 | 0 | 0 | 0
PseudoUnit | 0 | 0 | 0 | 0 | 0 | 0
FixedInterchange | 0 | 0 | 0 | 0 | 0 | 0
Retirements of Capacity by Reporting Type: MISO_WUMS
ReportingType | 2015 | 2020 | 2025 | 2030 | 2035 | 2040
BM | 0 | 0 | 0 | 0 | 0 | 0
CC | 0 | 0 | 0 | 0 | 0 | 0
CSP | 0 | 0 | 0 | 0 | 0 | 0
CT | 0 | 0 | 0 | 0 | 0 | 0
Coal | 2975.1 | 581.4 | 0 | 0 | 0 | 0
Geo | 0 | 0 | 0 | 0 | 0 | 0
H | 0 | 0 | 0 | 0 | 0 | 0
LFG | 0 | 0 | 0 | 0 | 0 | 0
Nuc | 0 | 0 | 0 | 0 | 1816.9 | 0
PS | 0 | 0 | 0 | 0 | 0 | 0
PV | 0 | 0 | 0 | 0 | 0 | 0
PeakG | 0 | 0 | 0 | 0 | 0 | 289
PeakO | 0 | 0 | 490 | 0 | 0 | 0
ST | 0 | 0 | 0 | 0 | 0 | 0
STOG | 360 | 0 | 0 | 0 | 0 | 0
STWD | 0 | 0 | 105 | 0 | 0 | 0
WT | 0 | 0 | 0 | 0 | 0 | 0
IGCC | 0 | 0 | 0 | 0 | 0 | 0
DemandResponse | 0 | 0 | 0 | 0 | 0 | 0
IGCC-CCS | 0 | 0 | 0 | 0 | 0 | 0
WT_off | 0 | 0 | 0 | 0 | 0 | 0
PseudoUnit | 0 | 0 | 0 | 0 | 0 | 0
FixedInterchange | 0 | 0 | 0 | 0 | 0 | 0
Retirements of Capacity by Reporting Type: Nebraska
ReportingType | 2015 | 2020 | 2025 | 2030 | 2035 | 2040
BM | 0 | 0 | 0 | 0 | 0 | 0
CC | 0 | 0 | 0 | 0 | 0 | 0
CSP | 0 | 0 | 0 | 0 | 0 | 0
CT | 0 | 0 | 0 | 0 | 0 | 0
Coal | 0 | 0 | 0 | 0 | 0 | 0
Geo | 0 | 0 | 0 | 0 | 0 | 0
H | 0 | 0 | 0 | 0 | 0 | 0
LFG | 0 | 0 | 0 | 0 | 0 | 0
Nuc | 0 | 0 | 0 | 0 | 1251.8 | 0
PS | 0 | 0 | 0 | 0 | 0 | 0
PV | 0 | 0 | 0 | 0 | 0 | 0
PeakG | 0 | 0 | 573.25 | 0 | 0 | 0
PeakO | 0 | 0 | 326 | 0 | 0 | 0
ST | 0 | 0 | 0 | 0 | 0 | 0
STOG | 270 | 0 | 0 | 0 | 0 | 0
STWD | 0 | 0 | 0 | 0 | 0 | 0
WT | 0 | 0 | 0 | 0 | 0 | 0
IGCC | 0 | 0 | 0 | 0 | 0 | 0
DemandResponse | 0 | 0 | 0 | 0 | 0 | 0
IGCC-CCS | 0 | 0 | 0 | 0 | 0 | 0
WT_off | 0 | 0 | 0 | 0 | 0 | 0
PseudoUnit | 0 | 0 | 0 | 0 | 0 | 0
FixedInterchange | 0 | 0 | 0 | 0 | 0 | 0
Retirements of Capacity by Reporting Type: NEISO
ReportingType | 2015 | 2020 | 2025 | 2030 | 2035 | 2040
BM | 0 | 0 | 0 | 0 | 0 | 0
CC | 3262.55 | 2326.23 | 1168.09 | 0 | 0 | 0
CSP | 0 | 0 | 0 | 0 | 0 | 0
CT | 0 | 0 | 0 | 9.5 | 324.5 | 0
Coal | 2250.13 | 320 | 0 | 0 | 0 | 0
Geo | 0 | 0 | 0 | 0 | 0 | 0
H | 0 | 0 | 0 | 0 | 0 | 0
LFG | 0 | 0 | 0 | 0 | 0 | 0
Nuc | 0 | 0 | 0 | 0 | 1289 | 876.92
PS | 0 | 0 | 0 | 0 | 0 | 0
PV | 0 | 0 | 0 | 0 | 0 | 19.48
PeakG | 0 | 0 | 0 | 0 | 0 | 0
PeakO | 1183 | 0 | 0 | 0 | 0 | 0
ST | 0 | 0 | 0 | 0 | 0 | 0
STOG | 6237 | 0 | 0 | 0 | 0 | 0
STWD | 0 | 417 | 17 | 0 | 0 | 0
WT | 0 | 0 | 0 | 0 | 0 | 0
IGCC | 0 | 0 | 0 | 0 | 0 | 0
DemandResponse | 0 | 0 | 0 | 0 | 0 | 0
IGCC-CCS | 0 | 0 | 0 | 0 | 0 | 0
WT_off | 0 | 0 | 0 | 0 | 468 | 0
PseudoUnit | 0 | 0 | 0 | 0 | 0 | 0
FixedInterchange | 0 | 0 | 0 | 0 | 0 | 0
Retirements of Capacity by Reporting Type: NonRTO_Midwest
ReportingType | 2015 | 2020 | 2025 | 2030 | 2035 | 2040
BM | 0 | 0 | 0 | 0 | 0 | 0
CC | 0 | 0 | 0 | 0 | 0 | 0
CSP | 0 | 0 | 0 | 0 | 0 | 0
CT | 0 | 0 | 0 | 0 | 0 | 0
Coal | 1675.13 | 747.02 | 169.35 | 0 | 0 | 0
Geo | 0 | 0 | 0 | 0 | 0 | 0
H | 0 | 0 | 0 | 0 | 0 | 0
LFG | 0 | 0 | 0 | 0 | 0 | 0
Nuc | 0 | 0 | 0 | 0 | 0 | 0
PS | 0 | 0 | 0 | 0 | 0 | 0
PV | 0 | 0 | 0 | 0 | 0 | 0
PeakG | 0 | 0 | 1195.4 | 373.2 | 203.48 | 179.41
PeakO | 0 | 0 | 12 | 0 | 0 | 0
ST | 0 | 0 | 0 | 0 | 0 | 0
STOG | 0 | 0 | 0 | 0 | 0 | 0
STWD | 0 | 0 | 0 | 0 | 0 | 0
WT | 0 | 0 | 0 | 0 | 0 | 0
IGCC | 0 | 0 | 0 | 0 | 0 | 0
DemandResponse | 0 | 0 | 0 | 0 | 0 | 0
IGCC-CCS | 0 | 0 | 0 | 0 | 0 | 0
WT_off | 0 | 0 | 0 | 0 | 0 | 0
PseudoUnit | 0 | 0 | 0 | 0 | 0 | 0
FixedInterchange | 0 | 0 | 0 | 0 | 0 | 0
Retirements of Capacity by Reporting Type: NYISO_A-F
ReportingType | 2015 | 2020 | 2025 | 2030 | 2035 | 2040
BM | 0 | 0 | 0 | 0 | 0 | 0
CC | 424.65 | 539.23 | 0 | 0 | 0 | 0
CSP | 0 | 0 | 0 | 0 | 0 | 0
CT | 0 | 0 | 0 | 0 | 0 | 0
Coal | 2251.9 | 0 | 0 | 0 | 0 | 0
Geo | 0 | 0 | 0 | 0 | 0 | 0
H | 0 | 0 | 0 | 0 | 0 | 0
LFG | 0 | 0 | 0 | 0 | 0 | 0
Nuc | 0 | 0 | 0 | 621.2 | 580.5 | 852.2
PS | 0 | 0 | 0 | 0 | 0 | 0
PV | 0 | 0 | 0 | 0 | 0 | 0
PeakG | 0 | 0 | 0 | 0 | 0 | 0
PeakO | 39 | 0 | 0 | 0 | 0 | 0
ST | 0 | 0 | 0 | 0 | 0 | 0
STOG | 1701 | 0 | 0 | 0 | 0 | 0
STWD | 86 | 0 | 0 | 0 | 0 | 0
WT | 0 | 0 | 0 | 0 | 0 | 0
IGCC | 0 | 0 | 0 | 0 | 0 | 0
DemandResponse | 0 | 0 | 0 | 0 | 0 | 0
IGCC-CCS | 0 | 0 | 0 | 0 | 0 | 0
WT_off | 0 | 0 | 0 | 0 | 0 | 0
PseudoUnit | 0 | 0 | 0 | 0 | 0 | 0
FixedInterchange | 0 | 0 | 0 | 0 | 0 | 0
Retirements of Capacity by Reporting Type: NYISO_G-I
ReportingType | 2015 | 2020 | 2025 | 2030 | 2035 | 2040
BM | 0 | 0 | 0 | 0 | 0 | 0
CC | 0 | 0 | 0 | 0 | 0 | 0
CSP | 0 | 0 | 0 | 0 | 0 | 0
CT | 0 | 0 | 0 | 0 | 0 | 0
Coal | 124.53 | 243.67 | 0 | 0 | 0 | 0
Geo | 0 | 0 | 0 | 0 | 0 | 0
H | 0 | 0 | 0 | 0 | 0 | 0
LFG | 0 | 0 | 0 | 0 | 0 | 0
Nuc | 0 | 0 | 0 | 0 | 1019.6 | 1025
PS | 0 | 0 | 0 | 0 | 0 | 0
PV | 0 | 0 | 0 | 0 | 0 | 0
PeakG | 0 | 0 | 0 | 0 | 0 | 0
PeakO | 0 | 0 | 0 | 0 | 0 | 0
ST | 0 | 0 | 0 | 0 | 0 | 0
STOG | 2431 | 0 | 0 | 0 | 0 | 0
STWD | 0 | 0 | 0 | 0 | 0 | 0
WT | 0 | 0 | 0 | 0 | 0 | 0
IGCC | 0 | 0 | 0 | 0 | 0 | 0
DemandResponse | 0 | 0 | 0 | 0 | 0 | 0
IGCC-CCS | 0 | 0 | 0 | 0 | 0 | 0
WT_off | 0 | 0 | 0 | 0 | 0 | 0
PseudoUnit | 0 | 0 | 0 | 0 | 0 | 0
FixedInterchange | 0 | 0 | 0 | 0 | 0 | 0
Retirements of Capacity by Reporting Type: NYISO_J-K
ReportingType | 2015 | 2020 | 2025 | 2030 | 2035 | 2040
BM | 0 | 0 | 0 | 0 | 0 | 0
CC | 0 | 0 | 0 | 0 | 0 | 0
CSP | 0 | 0 | 0 | 0 | 0 | 0
CT | 0 | 0 | 0 | 0 | 0 | 0
Coal | 0 | 0 | 0 | 0 | 0 | 0
Geo | 0 | 0 | 0 | 0 | 0 | 0
H | 0 | 0 | 0 | 0 | 0 | 0
LFG | 0 | 0 | 0 | 0 | 0 | 0
Nuc | 0 | 0 | 0 | 0 | 0 | 0
PS | 0 | 0 | 0 | 0 | 0 | 0
PV | 0 | 0 | 0 | 0 | 32 | 0
PeakG | 0 | 0 | 0 | 0 | 0 | 0
PeakO | 0 | 0 | 0 | 0 | 0 | 0
ST | 0 | 0 | 0 | 0 | 0 | 0
STOG | 4129.35 | 545.23 | 0 | 0 | 0 | 0
STWD | 0 | 0 | 0 | 0 | 0 | 0
WT | 0 | 0 | 0 | 0 | 0 | 0
IGCC | 0 | 0 | 0 | 0 | 0 | 0
DemandResponse | 0 | 0 | 0 | 0 | 0 | 0
IGCC-CCS | 0 | 0 | 0 | 0 | 0 | 0
WT_off | 0 | 0 | 0 | 0 | 0 | 0
PseudoUnit | 0 | 0 | 0 | 0 | 0 | 0
FixedInterchange | 0 | 0 | 0 | 0 | 0 | 0
Retirements of Capacity by Reporting Type: PJM_E
ReportingType | 2015 | 2020 | 2025 | 2030 | 2035 | 2040
BM | 0 | 0 | 0 | 0 | 0 | 0
CC | 0 | 523 | 0 | 0 | 0 | 0
CSP | 0 | 0 | 0 | 0 | 0 | 0
CT | 0 | 0 | 0 | 26.2 | 0 | 0
Coal | 3285 | 568 | 0 | 0 | 0 | 0
Geo | 0 | 0 | 0 | 0 | 0 | 0
H | 0 | 0 | 0 | 0 | 0 | 0
LFG | 0 | 0 | 0 | 0 | 0 | 0
Nuc | 0 | 614.5 | 0 | 0 | 2224 | 1174
PS | 0 | 0 | 0 | 0 | 0 | 0
PV | 0 | 0 | 0 | 0 | 0 | 0
PeakG | 268.5 | 103.61 | 0 | 0 | 0 | 0
PeakO | 2.7 | 2749.3 | 0 | 0 | 0 | 0
ST | 0 | 0 | 0 | 0 | 0 | 0
STOG | 3252 | 0 | 0 | 0 | 0 | 0
STWD | 0 | 0 | 0 | 0 | 0 | 0
WT | 0 | 0 | 0 | 0 | 0 | 0
IGCC | 0 | 0 | 0 | 0 | 0 | 0
DemandResponse | 0 | 0 | 0 | 0 | 0 | 0
IGCC-CCS | 0 | 0 | 0 | 0 | 0 | 0
WT_off | 0 | 0 | 0 | 0 | 0 | 0
PseudoUnit | 0 | 0 | 0 | 0 | 0 | 0
FixedInterchange | 0 | 0 | 0 | 0 | 0 | 0
Retirements of Capacity by Reporting Type: PJM_ROM
ReportingType | 2015 | 2020 | 2025 | 2030 | 2035 | 2040
BM | 0 | 0 | 0 | 0 | 0 | 0
CC | 0 | 0 | 0 | 0 | 0 | 0
CSP | 0 | 0 | 0 | 0 | 0 | 0
CT | 0 | 0 | 0 | 0 | 16 | 0
Coal | 8045.5 | 0 | 0 | 0 | 0 | 0
Geo | 0 | 0 | 0 | 0 | 0 | 0
H | 0 | 0 | 0 | 0 | 0 | 0
LFG | 0 | 0 | 0 | 0 | 0 | 0
Nuc | 0 | 0 | 0 | 0 | 1732 | 899
PS | 0 | 0 | 0 | 0 | 0 | 0
PV | 0 | 0 | 0 | 0 | 0 | 0
PeakG | 0 | 333 | 0 | 0 | 0 | 0
PeakO | 270 | 1566 | 0 | 0 | 0 | 0
ST | 0 | 0 | 0 | 0 | 0 | 0
STOG | 4109 | 0 | 0 | 0 | 0 | 0
STWD | 0 | 0 | 0 | 0 | 0 | 0
WT | 0 | 0 | 0 | 0 | 0 | 0
IGCC | 0 | 0 | 0 | 0 | 0 | 0
DemandResponse | 0 | 0 | 0 | 0 | 0 | 0
IGCC-CCS | 0 | 0 | 0 | 0 | 0 | 0
WT_off | 0 | 0 | 0 | 0 | 0 | 0
PseudoUnit | 0 | 0 | 0 | 0 | 0 | 0
FixedInterchange | 0 | 0 | 0 | 0 | 0 | 0
Retirements of Capacity by Reporting Type: PJM_ROR
ReportingType | 2015 | 2020 | 2025 | 2030 | 2035 | 2040
BM | 0 | 0 | 0 | 0 | 0 | 192
CC | 0 | 1301 | 0 | 0 | 0 | 0
CSP | 0 | 0 | 0 | 0 | 0 | 0
CT | 0 | 0 | 0 | 0 | 29 | 0
Coal | 12929.84 | 12167.5 | 0 | 0 | 0 | 0
Geo | 0 | 0 | 0 | 0 | 0 | 0
H | 0 | 0 | 0 | 0 | 0 | 0
LFG | 0 | 0 | 0 | 0 | 0 | 0
Nuc | 0 | 0 | 0 | 867 | 4275 | 4883.16
PS | 0 | 0 | 0 | 0 | 0 | 0
PV | 0 | 0 | 0 | 0 | 0 | 0
PeakG | 0 | 714 | 1993.64 | 0 | 0 | 0
PeakO | 19 | 1742 | 0 | 0 | 0 | 0
ST | 0 | 0 | 0 | 0 | 0 | 0
STOG | 2122 | 0 | 0 | 0 | 0 | 0
STWD | 0 | 0 | 0 | 0 | 0 | 0
WT | 0 | 0 | 0 | 0 | 0 | 0
IGCC | 0 | 0 | 0 | 0 | 0 | 0
DemandResponse | 0 | 0 | 0 | 0 | 0 | 0
IGCC-CCS | 0 | 0 | 0 | 0 | 0 | 0
WT_off | 0 | 0 | 0 | 0 | 0 | 0
PseudoUnit | 0 | 0 | 0 | 0 | 0 | 0
FixedInterchange | 0 | 0 | 0 | 0 | 0 | 0
Retirements of Capacity by Reporting Type: SOCO
ReportingType | 2015 | 2020 | 2025 | 2030 | 2035 | 2040
BM | 0 | 0 | 0 | 0 | 0 | 0
CC | 186 | 0 | 0 | 0 | 0 | 2681.7
CSP | 0 | 0 | 0 | 0 | 0 | 0
CT | 0 | 0 | 0 | 0 | 0 | 0
Coal | 8667.3 | 2468.7 | 0 | 0 | 0 | 0
Geo | 0 | 0 | 0 | 0 | 0 | 0
H | 0 | 0 | 0 | 0 | 0 | 0
LFG | 0 | 0 | 0 | 0 | 0 | 0
Nuc | 0 | 0 | 0 | 0 | 0 | 2645.05
PS | 0 | 0 | 0 | 0 | 0 | 0
PV | 0 | 0 | 0 | 0 | 0 | 0
PeakG | 3656.94 | 3375.8 | 2682.83 | 862.64 | 0 | 344.8
PeakO | 1139 | 0 | 0 | 0 | 0 | 0
ST | 0 | 0 | 0 | 0 | 0 | 0
STOG | 854 | 0 | 0 | 0 | 0 | 0
STWD | 668 | 0 | 0 | 0 | 0 | 0
WT | 0 | 0 | 0 | 0 | 0 | 0
IGCC | 0 | 0 | 0 | 0 | 0 | 0
DemandResponse | 0 | 0 | 0 | 0 | 0 | 0
IGCC-CCS | 0 | 0 | 0 | 0 | 0 | 0
WT_off | 0 | 0 | 0 | 0 | 0 | 0
PseudoUnit | 0 | 0 | 0 | 0 | 0 | 0
FixedInterchange | 0 | 0 | 0 | 0 | 0 | 0
Retirements of Capacity by Reporting Type: SPP_N
ReportingType | 2015 | 2020 | 2025 | 2030 | 2035 | 2040
BM | 0 | 0 | 0 | 0 | 0 | 0
CC | 0 | 0 | 0 | 0 | 0 | 0
CSP | 0 | 0 | 0 | 0 | 0 | 0
CT | 0 | 0 | 0 | 0 | 0 | 0
Coal | 0 | 775.5 | 0 | 0 | 0 | 0
Geo | 0 | 0 | 0 | 0 | 0 | 0
H | 0 | 0 | 0 | 0 | 0 | 0
LFG | 0 | 0 | 0 | 0 | 0 | 0
Nuc | 0 | 0 | 0 | 0 | 0 | 0
PS | 0 | 0 | 0 | 0 | 0 | 0
PV | 0 | 0 | 0 | 0 | 0 | 0
PeakG | 0 | 0 | 878.63 | 780.37 | 0 | 0
PeakO | 0 | 0 | 1199 | 0 | 0 | 0
ST | 0 | 0 | 0 | 0 | 0 | 0
STOG | 715.86 | 1033.14 | 0 | 0 | 0 | 0
STWD | 0 | 0 | 0 | 0 | 0 | 0
WT | 0 | 0 | 0 | 0 | 0 | 0
IGCC | 0 | 0 | 0 | 0 | 0 | 0
DemandResponse | 0 | 0 | 0 | 0 | 0 | 0
IGCC-CCS | 0 | 0 | 0 | 0 | 0 | 0
WT_off | 0 | 0 | 0 | 0 | 0 | 0
PseudoUnit | 0 | 0 | 0 | 0 | 0 | 0
FixedInterchange | 0 | 0 | 0 | 0 | 0 | 0
Retirements of Capacity by Reporting Type: SPP_S
ReportingType | 2015 | 2020 | 2025 | 2030 | 2035 | 2040
BM | 0 | 0 | 0 | 0 | 0 | 0
CC | 0 | 0 | 509 | 0 | 0 | 535.99
CSP | 0 | 0 | 0 | 0 | 0 | 0
CT | 0 | 0 | 0 | 0 | 412.99 | 300
Coal | 2 | 2629 | 0 | 0 | 0 | 0
Geo | 0 | 0 | 0 | 0 | 0 | 0
H | 0 | 0 | 0 | 0 | 0 | 0
LFG | 0 | 0 | 0 | 0 | 0 | 0
Nuc | 0 | 0 | 0 | 0 | 0 | 0
PS | 0 | 0 | 0 | 0 | 0 | 0
PV | 0 | 0 | 0 | 0 | 0 | 0
PeakG | 0 | 0 | 440 | 193.26 | 940.72 | 91.78
PeakO | 0 | 0 | 122 | 0 | 0 | 0
ST | 0 | 0 | 0 | 0 | 0 | 0
STOG | 7187.47 | 562.69 | 2820.84 | 0 | 0 | 0
STWD | 0 | 0 | 84 | 0 | 0 | 0
WT | 0 | 0 | 0 | 0 | 0 | 0
IGCC | 0 | 0 | 0 | 0 | 0 | 0
DemandResponse | 0 | 0 | 0 | 0 | 0 | 0
IGCC-CCS | 0 | 0 | 0 | 0 | 0 | 0
WT_off | 0 | 0 | 0 | 0 | 0 | 0
PseudoUnit | 0 | 0 | 0 | 0 | 0 | 0
FixedInterchange | 0 | 0 | 0 | 0 | 0 | 0
Retirements of Capacity by Reporting Type: TVA
ReportingType | 2015 | 2020 | 2025 | 2030 | 2035 | 2040
BM | 0 | 0 | 0 | 0 | 0 | 0
CC | 0 | 0 | 0 | 0 | 108.13 | 0
CSP | 0 | 0 | 0 | 0 | 0 | 0
CT | 0 | 0 | 0 | 0 | 0 | 0
Coal | 5209.17 | 1537.43 | 0 | 0 | 0 | 0
Geo | 0 | 0 | 0 | 0 | 0 | 0
H | 0 | 0 | 0 | 0 | 0 | 0
LFG | 0 | 0 | 0 | 0 | 0 | 0
Nuc | 0 | 0 | 0 | 0 | 2512.33 | 1278.67
PS | 0 | 0 | 0 | 0 | 0 | 0
PV | 0 | 0 | 0 | 0 | 0 | 0
PeakG | 262 | 1020.22 | 4582.78 | 0 | 0 | 0
PeakO | 83 | 0 | 0 | 0 | 0 | 0
ST | 0 | 0 | 0 | 0 | 0 | 0
STOG | 0 | 0 | 0 | 0 | 0 | 0
STWD | 5 | 0 | 0 | 0 | 0 | 0
WT | 0 | 0 | 0 | 0 | 0 | 0
IGCC | 0 | 0 | 0 | 0 | 0 | 0
DemandResponse | 0 | 0 | 0 | 0 | 0 | 0
IGCC-CCS | 0 | 0 | 0 | 0 | 0 | 0
WT_off | 0 | 0 | 0 | 0 | 0 | 0
PseudoUnit | 0 | 0 | 0 | 0 | 0 | 0
FixedInterchange | 0 | 0 | 0 | 0 | 0 | 0
Retirements of Capacity by Reporting Type: TVA_Transmission
ReportingType | 2015 | 2020 | 2025 | 2030 | 2035 | 2040
BM | 0 | 0 | 0 | 0 | 0 | 0
CC | 0 | 0 | 0 | 0 | 0 | 0
CSP | 0 | 0 | 0 | 0 | 0 | 0
CT | 0 | 0 | 0 | 0 | 0 | 0
Coal | 0 | 0 | 0 | 0 | 0 | 0
Geo | 0 | 0 | 0 | 0 | 0 | 0
H | 0 | 0 | 0 | 0 | 0 | 0
LFG | 0 | 0 | 0 | 0 | 0 | 0
Nuc | 0 | 0 | 0 | 0 | 0 | 0
PS | 0 | 0 | 0 | 0 | 0 | 0
PV | 0 | 0 | 0 | 0 | 0 | 0
PeakG | 0 | 0 | 0 | 0 | 0 | 0
PeakO | 0 | 0 | 0 | 0 | 0 | 0
ST | 0 | 0 | 0 | 0 | 0 | 0
STOG | 0 | 0 | 0 | 0 | 0 | 0
STWD | 0 | 0 | 0 | 0 | 0 | 0
WT | 0 | 0 | 0 | 0 | 0 | 0
IGCC | 0 | 0 | 0 | 0 | 0 | 0
DemandResponse | 0 | 0 | 0 | 0 | 0 | 0
IGCC-CCS | 0 | 0 | 0 | 0 | 0 | 0
WT_off | 0 | 0 | 0 | 0 | 0 | 0
PseudoUnit | 0 | 0 | 0 | 0 | 0 | 0
FixedInterchange | 0 | 0 | 0 | 0 | 0 | 0
Retirements of Capacity by Reporting Type: VACAR
ReportingType | 2015 | 2020 | 2025 | 2030 | 2035 | 2040
BM | 0 | 0 | 0 | 0 | 0 | 0
CC | 0 | 185 | 0 | 0 | 0 | 0
CSP | 0 | 0 | 0 | 0 | 0 | 0
CT | 0 | 0 | 0 | 0 | 717.2 | 0
Coal | 2954 | 5524.68 | 0 | 0 | 0 | 0
Geo | 0 | 0 | 0 | 0 | 0 | 0
H | 0 | 0 | 0 | 0 | 0 | 0
LFG | 0 | 0 | 0 | 0 | 0 | 0
Nuc | 0 | 0 | 0 | 0 | 3248 | 1858
PS | 0 | 0 | 0 | 0 | 0 | 0
PV | 0 | 0 | 0 | 0 | 0 | 0
PeakG | 0 | 446.2 | 1079.38 | 0 | 0 | 0
PeakO | 0 | 1109 | 159 | 0 | 0 | 0
ST | 0 | 0 | 0 | 0 | 0 | 0
STOG | 0 | 92 | 0 | 0 | 0 | 0
STWD | 0 | 0 | 0 | 0 | 0 | 0
WT | 0 | 0 | 0 | 0 | 0 | 0
IGCC | 0 | 0 | 0 | 0 | 0 | 0
DemandResponse | 0 | 0 | 0 | 0 | 0 | 0
IGCC-CCS | 0 | 0 | 0 | 0 | 0 | 0
WT_off | 0 | 0 | 0 | 0 | 0 | 0
PseudoUnit | 0 | 0 | 0 | 0 | 0 | 0
FixedInterchange | 0 | 0 | 0 | 0 | 0 | 0
Retirements of Capacity by Reporting Type: IESO
ReportingType | 2015 | 2020 | 2025 | 2030 | 2035 | 2040
BM | 0 | 0 | 0 | 0 | 0 | 0
CC | 5943 | 0 | 0 | 0 | 0 | 0
CSP | 0 | 0 | 0 | 0 | 0 | 0
CT | 0 | 0 | 0 | 0 | 0 | 0
Coal | 6416 | 0 | 0 | 0 | 0 | 0
Geo | 0 | 0 | 0 | 0 | 0 | 0
H | 0 | 0 | 0 | 0 | 0 | 0
LFG | 0 | 0 | 0 | 0 | 0 | 0
Nuc | 0 | 0 | 0 | 0 | 1030 | 1540
PS | 0 | 0 | 0 | 0 | 0 | 0
PV | 0 | 0 | 0 | 0 | 1067.26 | 0
PeakG | 506.32 | 0 | 0 | 0 | 0 | 0
PeakO | 175 | 0 | 0 | 0 | 0 | 0
ST | 0 | 0 | 0 | 0 | 0 | 0
STOG | 2126 | 0 | 0 | 0 | 0 | 0
STWD | 139 | 0 | 0 | 0 | 0 | 0
WT | 0 | 0 | 0 | 0 | 2105.9 | 0
IGCC | 0 | 0 | 0 | 0 | 0 | 0
DemandResponse | 0 | 0 | 0 | 0 | 0 | 0
IGCC-CCS | 0 | 0 | 0 | 0 | 0 | 0
WT_off | 0 | 0 | 0 | 0 | 0 | 0
PseudoUnit | 0 | 0 | 0 | 0 | 0 | 0
FixedInterchange | 0 | 0 | 0 | 0 | 0 | 0
Retirements of Capacity by Reporting Type: MAPP_CA
ReportingType | 2015 | 2020 | 2025 | 2030 | 2035 | 2040
BM | 0 | 0 | 0 | 0 | 0 | 0
CC | 0 | 0 | 0 | 0 | 434 | 401.63
CSP | 0 | 0 | 0 | 0 | 0 | 0
CT | 0 | 0 | 0 | 0 | 0 | 0
Coal | 579.98 | 417.28 | 748.63 | 0 | 0 | 0
Geo | 0 | 0 | 0 | 0 | 0 | 0
H | 0 | 0 | 0 | 0 | 0 | 0
LFG | 0 | 0 | 0 | 0 | 0 | 0
Nuc | 0 | 0 | 0 | 0 | 0 | 0
PS | 0 | 0 | 0 | 0 | 0 | 0
PV | 0 | 0 | 0 | 0 | 0 | 0
PeakG | 0 | 0 | 0 | 0 | 559 | 0
PeakO | 0 | 0 | 0 | 0 | 4 | 0
ST | 0 | 0 | 0 | 0 | 0 | 0
STOG | 0 | 0 | 18.56 | 107.44 | 0 | 0
STWD | 0 | 0 | 0 | 0 | 0 | 0
WT | 0 | 0 | 0 | 0 | 302.4 | 0
IGCC | 0 | 0 | 0 | 0 | 0 | 0
DemandResponse | 0 | 0 | 0 | 0 | 0 | 0
IGCC-CCS | 0 | 0 | 0 | 0 | 0 | 0
WT_off | 0 | 0 | 0 | 0 | 0 | 0
PseudoUnit | 0 | 0 | 0 | 0 | 0 | 0
FixedInterchange | 0 | 0 | 0 | 0 | 0 | 0
Retirements of Capacity by Reporting Type: AZ_NM_SNV_Coal
ReportingType | 2015 | 2020 | 2025 | 2030 | 2035 | 2040
BM | 0 | 0 | 0 | 0 | 0 | 0
CC | 0 | 0 | 0 | 0 | 0 | 0
CSP | 0 | 0 | 0 | 0 | 0 | 0
CT | 0 | 0 | 0 | 0 | 0 | 0
Coal | 220 | 0 | 0 | 0 | 0 | 0
Geo | 0 | 0 | 0 | 0 | 0 | 0
H | 0 | 0 | 0 | 0 | 0 | 0
LFG | 0 | 0 | 0 | 0 | 0 | 0
Nuc | 0 | 0 | 0 | 0 | 0 | 0
PS | 0 | 0 | 0 | 0 | 0 | 0
PV | 0 | 0 | 0 | 0 | 0 | 0
PeakG | 0 | 0 | 0 | 0 | 0 | 0
PeakO | 200 | 0 | 0 | 0 | 0 | 0
ST | 0 | 0 | 0 | 0 | 0 | 0
STOG | 0 | 0 | 0 | 0 | 0 | 0
STWD | 0 | 0 | 0 | 0 | 0 | 0
WT | 0 | 0 | 0 | 0 | 0 | 0
IGCC | 0 | 0 | 0 | 0 | 0 | 0
DemandResponse | 0 | 0 | 0 | 0 | 0 | 0
IGCC-CCS | 0 | 0 | 0 | 0 | 0 | 0
WT_off | 0 | 0 | 0 | 0 | 0 | 0
PseudoUnit | 0 | 0 | 0 | 0 | 0 | 0
FixedInterchange | 0 | 0 | 0 | 0 | 0 | 0
Retirements of Capacity by Reporting Type: AZ_NM_SNV_Gas
ReportingType | 2015 | 2020 | 2025 | 2030 | 2035 | 2040
BM | 0 | 0 | 0 | 0 | 0 | 0
CC | 3247 | 0 | 0 | 0 | 0 | 0
CSP | 0 | 0 | 0 | 0 | 0 | 0
CT | 0 | 0 | 0 | 0 | 736 | 0
Coal | 0 | 0 | 0 | 0 | 0 | 0
Geo | 0 | 0 | 0 | 0 | 0 | 0
H | 0 | 0 | 0 | 0 | 0 | 0
LFG | 0 | 0 | 0 | 0 | 0 | 0
Nuc | 0 | 0 | 0 | 0 | 0 | 0
PS | 0 | 0 | 0 | 0 | 0 | 0
PV | 0 | 0 | 0 | 0 | 0 | 0
PeakG | 736.51 | 2923.49 | 0 | 0 | 0 | 0
PeakO | 0 | 0 | 0 | 0 | 0 | 0
ST | 0 | 0 | 0 | 0 | 0 | 0
STOG | 2064 | 0 | 0 | 0 | 0 | 0
STWD | 0 | 0 | 0 | 0 | 0 | 0
WT | 0 | 0 | 0 | 0 | 0 | 0
IGCC | 0 | 0 | 0 | 0 | 0 | 0
DemandResponse | 0 | 0 | 0 | 0 | 0 | 0
IGCC-CCS | 0 | 0 | 0 | 0 | 0 | 0
WT_off | 0 | 0 | 0 | 0 | 0 | 0
PseudoUnit | 0 | 0 | 0 | 0 | 0 | 0
FixedInterchange | 0 | 0 | 0 | 0 | 0 | 0
Retirements of Capacity by Reporting Type: AZ_NM_SNV_NucRenew
ReportingType | 2015 | 2020 | 2025 | 2030 | 2035 | 2040
BM | 0 | 0 | 0 | 0 | 0 | 0
CC | 0 | 0 | 0 | 0 | 0 | 0
CSP | 65 | 0 | 0 | 0 | 0 | 0
CT | 0 | 0 | 0 | 0 | 0 | 0
Coal | 0 | 0 | 0 | 0 | 0 | 0
Geo | 0 | 0 | 0 | 0 | 0 | 0
H | 0 | 0 | 0 | 0 | 0 | 0
LFG | 0 | 0 | 0 | 0 | 0 | 0
Nuc | 0 | 0 | 0 | 0 | 0 | 0
PS | 0 | 0 | 0 | 0 | 0 | 0
PV | 0 | 0 | 0 | 0 | 0 | 0
PeakG | 0 | 0 | 0 | 0 | 0 | 0
PeakO | 0 | 0 | 0 | 0 | 0 | 0
ST | 0 | 0 | 0 | 0 | 0 | 0
STOG | 0 | 0 | 0 | 0 | 0 | 0
STWD | 0 | 0 | 0 | 0 | 0 | 0
WT | 0 | 0 | 0 | 0 | 0 | 0
IGCC | 0 | 0 | 0 | 0 | 0 | 0
DemandResponse | 0 | 0 | 0 | 0 | 0 | 0
IGCC-CCS | 0 | 0 | 0 | 0 | 0 | 0
WT_off | 0 | 0 | 0 | 0 | 0 | 0
PseudoUnit | 0 | 0 | 0 | 0 | 0 | 0
FixedInterchange | 0 | 0 | 0 | 0 | 0 | 0
Retirements of Capacity by Reporting Type: ERCOT
ReportingType | 2015 | 2020 | 2025 | 2030 | 2035 | 2040
BM | 0 | 0 | 0 | 0 | 0 | 0
CC | 0 | 0 | 0 | 0 | 0 | 557
CSP | 0 | 0 | 0 | 0 | 0 | 0
CT | 0 | 0 | 0 | 0 | 250 | 0
Coal | 1144 | 0 | 0 | 0 | 0 | 0
Geo | 0 | 0 | 0 | 0 | 0 | 0
H | 0 | 0 | 0 | 0 | 0 | 0
LFG | 0 | 0 | 0 | 0 | 0 | 0
Nuc | 0 | 0 | 0 | 0 | 0 | 0
PS | 0 | 0 | 0 | 0 | 0 | 0
PV | 0 | 0 | 0 | 0 | 14 | 0
PeakG | 0 | 0 | 0 | 0 | 0 | 373.87
PeakO | 0 | 0 | 51 | 0 | 0 | 0
ST | 0 | 0 | 0 | 0 | 0 | 0
STOG | 3615.8 | 6318.21 | 3628.82 | 980.37 | 522.95 | 3866.85
STWD | 0 | 0 | 0 | 0 | 0 | 0
WT | 0 | 0 | 0 | 0 | 0 | 0
IGCC | 0 | 0 | 0 | 0 | 0 | 0
DemandResponse | 0 | 0 | 0 | 0 | 0 | 0
IGCC-CCS | 0 | 0 | 0 | 0 | 0 | 0
WT_off | 0 | 0 | 0 | 0 | 0 | 0
PseudoUnit | 0 | 0 | 0 | 0 | 0 | 0
FixedInterchange | 0 | 0 | 0 | 0 | 0 | 0
Retirements of Capacity by Reporting Type: NP15
ReportingType | 2015 | 2020 | 2025 | 2030 | 2035 | 2040
BM | 0 | 0 | 0 | 0 | 0 | 0
CC | 0 | 0 | 0 | 0 | 0 | 0
CSP | 0 | 0 | 0 | 0 | 0 | 0
CT | 0 | 0 | 0 | 0 | 0 | 0
Coal | 163.7 | 28.2 | 0 | 0 | 0 | 0
Geo | 0 | 0 | 0 | 0 | 0 | 0
H | 0 | 0 | 0 | 0 | 0 | 0
LFG | 0 | 0 | 0 | 0 | 0 | 0
Nuc | 0 | 0 | 0 | 0 | 0 | 0
PS | 0 | 0 | 0 | 0 | 0 | 0
PV | 0 | 0 | 0 | 0 | 6.5 | 0
PeakG | 0 | 0 | 0 | 0 | 0 | 0
PeakO | 156 | 0 | 0 | 0 | 0 | 0
ST | 0 | 0 | 0 | 0 | 0 | 0
STOG | 1606.18 | 2618.17 | 634.64 | 0 | 0 | 0
STWD | 0 | 0 | 0 | 0 | 0 | 0
WT | 0 | 0 | 0 | 0 | 0 | 0
IGCC | 0 | 0 | 0 | 0 | 0 | 0
DemandResponse | 0 | 0 | 0 | 0 | 0 | 0
IGCC-CCS | 0 | 0 | 0 | 0 | 0 | 0
WT_off | 0 | 0 | 0 | 0 | 0 | 0
PseudoUnit | 0 | 0 | 0 | 0 | 0 | 0
FixedInterchange | 0 | 0 | 0 | 0 | 0 | 0
Retirements of Capacity by Reporting Type: NWPP_Coal
ReportingType | 2015 | 2020 | 2025 | 2030 | 2035 | 2040
BM | 0 | 0 | 0 | 0 | 0 | 0
CC | 0 | 0 | 0 | 0 | 0 | 0
CSP | 0 | 0 | 0 | 0 | 0 | 0
CT | 0 | 0 | 0 | 0 | 0 | 0
Coal | 1361.41 | 0 | 0 | 0 | 0 | 0
Geo | 0 | 0 | 0 | 0 | 0 | 0
H | 0 | 0 | 0 | 0 | 0 | 0
LFG | 0 | 0 | 0 | 0 | 0 | 0
Nuc | 0 | 0 | 0 | 0 | 0 | 0
PS | 0 | 0 | 0 | 0 | 0 | 0
PV | 0 | 0 | 0 | 0 | 0 | 0
PeakG | 0 | 0 | 0 | 0 | 0 | 0
PeakO | 183 | 0 | 0 | 0 | 0 | 0
ST | 0 | 0 | 0 | 0 | 0 | 0
STOG | 0 | 0 | 0 | 0 | 0 | 0
STWD | 0 | 0 | 0 | 0 | 0 | 0
WT | 0 | 0 | 0 | 0 | 0 | 0
IGCC | 0 | 0 | 0 | 0 | 0 | 0
DemandResponse | 0 | 0 | 0 | 0 | 0 | 0
IGCC-CCS | 0 | 0 | 0 | 0 | 0 | 0
WT_off | 0 | 0 | 0 | 0 | 0 | 0
PseudoUnit | 0 | 0 | 0 | 0 | 0 | 0
FixedInterchange | 0 | 0 | 0 | 0 | 0 | 0
Retirements of Capacity by Reporting Type: NWPP_Gas
ReportingType | 2015 | 2020 | 2025 | 2030 | 2035 | 2040
BM | 0 | 0 | 0 | 0 | 0 | 0
CC | 3229.77 | 0 | 0 | 0 | 0 | 0
CSP | 0 | 0 | 0 | 0 | 0 | 0
CT | 0 | 0 | 0 | 0 | 150 | 0
Coal | 0 | 0 | 0 | 0 | 0 | 0
Geo | 0 | 0 | 0 | 0 | 0 | 0
H | 0 | 0 | 0 | 0 | 0 | 0
LFG | 0 | 0 | 0 | 0 | 0 | 0
Nuc | 0 | 0 | 0 | 0 | 0 | 0
PS | 0 | 0 | 0 | 0 | 0 | 0
PV | 0 | 0 | 0 | 0 | 0 | 0
PeakG | 2623 | 0 | 0 | 0 | 0 | 0
PeakO | 0 | 0 | 0 | 0 | 0 | 0
ST | 0 | 0 | 0 | 0 | 0 | 0
STOG | 786 | 0 | 0 | 0 | 0 | 0
STWD | 0 | 0 | 0 | 0 | 0 | 0
WT | 0 | 0 | 0 | 0 | 0 | 0
IGCC | 0 | 0 | 0 | 0 | 0 | 0
DemandResponse | 0 | 0 | 0 | 0 | 0 | 0
IGCC-CCS | 0 | 0 | 0 | 0 | 0 | 0
WT_off | 0 | 0 | 0 | 0 | 0 | 0
PseudoUnit | 0 | 0 | 0 | 0 | 0 | 0
FixedInterchange | 0 | 0 | 0 | 0 | 0 | 0
Retirements of Capacity by Reporting Type: NWPP_NucRenew
ReportingType | 2015 | 2020 | 2025 | 2030 | 2035 | 2040
BM | 0 | 0 | 0 | 0 | 0 | 0
CC | 0 | 0 | 0 | 0 | 0 | 0
CSP | 0 | 0 | 0 | 0 | 0 | 0
CT | 0 | 0 | 0 | 0 | 0 | 0
Coal | 0 | 0 | 0 | 0 | 0 | 0
Geo | 4.8 | 0 | 0 | 0 | 0 | 0
H | 0 | 0 | 0 | 0 | 0 | 0
LFG | 0 | 0 | 0 | 0 | 0 | 0
Nuc | 0 | 0 | 0 | 0 | 0 | 0
PS | 0 | 0 | 0 | 0 | 0 | 0
PV | 0 | 0 | 0 | 0 | 0 | 0
PeakG | 0 | 0 | 0 | 0 | 0 | 0
PeakO | 0 | 0 | 0 | 0 | 0 | 0
ST | 0 | 0 | 0 | 0 | 0 | 0
STOG | 0 | 0 | 0 | 0 | 0 | 0
STWD | 561 | 0 | 0 | 0 | 0 | 0
WT | 0 | 0 | 0 | 0 | 0 | 0
IGCC | 0 | 0 | 0 | 0 | 0 | 0
DemandResponse | 0 | 0 | 0 | 0 | 0 | 0
IGCC-CCS | 0 | 0 | 0 | 0 | 0 | 0
WT_off | 0 | 0 | 0 | 0 | 0 | 0
PseudoUnit | 0 | 0 | 0 | 0 | 0 | 0
FixedInterchange | 0 | 0 | 0 | 0 | 0 | 0
Retirements of Capacity by Reporting Type: RMPA
ReportingType | 2015 | 2020 | 2025 | 2030 | 2035 | 2040
BM | 0 | 0 | 0 | 0 | 0 | 0
CC | 978.38 | 475.55 | 1232.07 | 0 | 0 | 0
CSP | 1 | 0 | 0 | 0 | 0 | 0
CT | 0 | 0 | 0 | 0 | 152 | 0
Coal | 727 | 170.5 | 352 | 0 | 0 | 0
Geo | 0 | 0 | 0 | 0 | 0 | 0
H | 0 | 0 | 0 | 0 | 0 | 0
LFG | 0 | 0 | 0 | 0 | 0 | 0
Nuc | 0 | 0 | 0 | 0 | 0 | 0
PS | 0 | 0 | 0 | 0 | 0 | 0
PV | 0 | 0 | 0 | 0 | 0 | 0
PeakG | 14.28 | 426.36 | 1128.15 | 0 | 0 | 0
PeakO | 187 | 0 | 0 | 0 | 0 | 0
ST | 0 | 0 | 0 | 0 | 0 | 0
STOG | 217 | 0 | 0 | 0 | 0 | 0
STWD | 0 | 0 | 0 | 0 | 0 | 0
WT | 0 | 0 | 0 | 0 | 0 | 0
IGCC | 0 | 0 | 0 | 0 | 0 | 0
DemandResponse | 0 | 0 | 0 | 0 | 0 | 0
IGCC-CCS | 0 | 0 | 0 | 0 | 0 | 0
WT_off | 0 | 0 | 0 | 0 | 0 | 0
PseudoUnit | 0 | 0 | 0 | 0 | 0 | 0
FixedInterchange | 0 | 0 | 0 | 0 | 0 | 0
Retirements of Capacity by Reporting Type: SP15
ReportingType | 2015 | 2020 | 2025 | 2030 | 2035 | 2040
BM | 0 | 0 | 0 | 0 | 0 | 0
CC | 0 | 0 | 0 | 0 | 0 | 0
CSP | 409 | 0 | 0 | 0 | 0 | 0
CT | 0 | 0 | 0 | 0 | 0 | 0
Coal | 141.5 | 101.2 | 0 | 0 | 0 | 0
Geo | 0 | 0 | 0 | 0 | 0 | 0
H | 0 | 0 | 0 | 0 | 0 | 0
LFG | 0 | 0 | 0 | 0 | 0 | 0
Nuc | 0 | 0 | 0 | 0 | 0 | 0
PS | 0 | 0 | 0 | 0 | 0 | 0
PV | 0 | 0 | 0 | 0 | 3.8 | 0
PeakG | 44 | 0 | 0 | 0 | 0 | 0
PeakO | 15 | 0 | 0 | 0 | 0 | 0
ST | 0 | 0 | 0 | 0 | 0 | 0
STOG | 3714.45 | 3297.6 | 1631.31 | 0 | 0 | 0
STWD | 0 | 0 | 0 | 0 | 0 | 0
WT | 126.2 | 0 | 0 | 0 | 0 | 0
IGCC | 0 | 0 | 0 | 0 | 0 | 0
DemandResponse | 0 | 0 | 0 | 0 | 0 | 0
IGCC-CCS | 0 | 0 | 0 | 0 | 0 | 0
WT_off | 0 | 0 | 0 | 0 | 0 | 0
PseudoUnit | 0 | 0 | 0 | 0 | 0 | 0
FixedInterchange | 0 | 0 | 0 | 0 | 0 | 0
Retirements of Capacity by Reporting Type: ALB
ReportingType | 2015 | 2020 | 2025 | 2030 | 2035 | 2040
BM | 0 | 0 | 0 | 0 | 0 | 0
CC | 0 | 0 | 0 | 0 | 0 | 1418.71
CSP | 0 | 0 | 0 | 0 | 0 | 0
CT | 0 | 0 | 0 | 0 | 201.5 | 0
Coal | 0 | 0 | 0 | 0 | 0 | 0
Geo | 0 | 0 | 0 | 0 | 0 | 0
H | 0 | 0 | 0 | 0 | 0 | 0
LFG | 0 | 0 | 0 | 0 | 0 | 0
Nuc | 0 | 0 | 0 | 0 | 0 | 0
PS | 0 | 0 | 0 | 0 | 0 | 0
PV | 0 | 0 | 0 | 0 | 0 | 0
PeakG | 1070.59 | 710.59 | 586.83 | 0 | 0 | 0
PeakO | 6 | 0 | 0 | 0 | 0 | 0
ST | 0 | 0 | 0 | 0 | 0 | 0
STOG | 186 | 0 | 0 | 0 | 0 | 0
STWD | 174 | 0 | 0 | 0 | 0 | 0
WT | 0 | 0 | 0 | 0 | 0 | 0
IGCC | 0 | 0 | 0 | 0 | 0 | 0
DemandResponse | 0 | 0 | 0 | 0 | 0 | 0
IGCC-CCS | 0 | 0 | 0 | 0 | 0 | 0
WT_off | 0 | 0 | 0 | 0 | 0 | 0
PseudoUnit | 0 | 0 | 0 | 0 | 0 | 0
FixedInterchange | 0 | 0 | 0 | 0 | 0 | 0
Retirements of Capacity by Reporting Type: BC
ReportingType | 2015 | 2020 | 2025 | 2030 | 2035 | 2040
BM | 0 | 0 | 0 | 0 | 0 | 0
CC | 0 | 0 | 0 | 0 | 0 | 0
CSP | 0 | 0 | 0 | 0 | 0 | 0
CT | 0 | 0 | 0 | 0 | 0 | 0
Coal | 0 | 0 | 0 | 0 | 0 | 0
Geo | 0 | 0 | 0 | 0 | 0 | 0
H | 0 | 0 | 0 | 0 | 0 | 0
LFG | 0 | 0 | 0 | 0 | 0 | 0
Nuc | 0 | 0 | 0 | 0 | 0 | 0
PS | 0 | 0 | 0 | 0 | 0 | 0
PV | 0 | 0 | 0 | 0 | 0 | 0
PeakG | 0 | 141 | 0 | 0 | 0 | 0
PeakO | 0 | 44 | 0 | 0 | 0 | 0
ST | 0 | 0 | 0 | 0 | 0 | 0
STOG | 855.05 | 82.95 | 0 | 0 | 0 | 0
STWD | 0 | 510 | 0 | 0 | 0 | 0
WT | 0 | 0 | 0 | 0 | 0 | 0
IGCC | 0 | 0 | 0 | 0 | 0 | 0
DemandResponse | 0 | 0 | 0 | 0 | 0 | 0
IGCC-CCS | 0 | 0 | 0 | 0 | 0 | 0
WT_off | 0 | 0 | 0 | 0 | 0 | 0
PseudoUnit | 0 | 0 | 0 | 0 | 0 | 0
FixedInterchange | 0 | 0 | 0 | 0 | 0 | 0
Retirements of Capacity by Reporting Type: HQ_IESO
ReportingType | 2015 | 2020 | 2025 | 2030 | 2035 | 2040
BM | 0 | 0 | 0 | 0 | 0 | 0
CC | 0 | 0 | 0 | 0 | 0 | 0
CSP | 0 | 0 | 0 | 0 | 0 | 0
CT | 0 | 0 | 0 | 0 | 0 | 0
Coal | 0 | 0 | 0 | 0 | 0 | 0
Geo | 0 | 0 | 0 | 0 | 0 | 0
H | 0 | 0 | 0 | 0 | 0 | 0
LFG | 0 | 0 | 0 | 0 | 0 | 0
Nuc | 0 | 0 | 0 | 0 | 0 | 0
PS | 0 | 0 | 0 | 0 | 0 | 0
PV | 0 | 0 | 0 | 0 | 0 | 0
PeakG | 0 | 0 | 0 | 0 | 0 | 0
PeakO | 0 | 0 | 0 | 0 | 0 | 0
ST | 0 | 0 | 0 | 0 | 0 | 0
STOG | 0 | 0 | 0 | 0 | 0 | 0
STWD | 0 | 0 | 0 | 0 | 0 | 0
WT | 0 | 0 | 0 | 0 | 0 | 0
IGCC | 0 | 0 | 0 | 0 | 0 | 0
DemandResponse | 0 | 0 | 0 | 0 | 0 | 0
IGCC-CCS | 0 | 0 | 0 | 0 | 0 | 0
WT_off | 0 | 0 | 0 | 0 | 0 | 0
PseudoUnit | 0 | 0 | 0 | 0 | 0 | 0
FixedInterchange | 0 | 0 | 0 | 0 | 0 | 0
Retirements of Capacity by Reporting Type: HQ_NEISO
ReportingType | 2015 | 2020 | 2025 | 2030 | 2035 | 2040
BM | 0 | 0 | 0 | 0 | 0 | 0
CC | 0 | 0 | 0 | 0 | 0 | 0
CSP | 0 | 0 | 0 | 0 | 0 | 0
CT | 0 | 0 | 0 | 0 | 0 | 0
Coal | 0 | 0 | 0 | 0 | 0 | 0
Geo | 0 | 0 | 0 | 0 | 0 | 0
H | 0 | 0 | 0 | 0 | 0 | 0
LFG | 0 | 0 | 0 | 0 | 0 | 0
Nuc | 0 | 0 | 0 | 0 | 0 | 0
PS | 0 | 0 | 0 | 0 | 0 | 0
PV | 0 | 0 | 0 | 0 | 0 | 0
PeakG | 0 | 0 | 0 | 0 | 0 | 0
PeakO | 0 | 0 | 0 | 0 | 0 | 0
ST | 0 | 0 | 0 | 0 | 0 | 0
STOG | 0 | 0 | 0 | 0 | 0 | 0
STWD | 0 | 0 | 0 | 0 | 0 | 0
WT | 0 | 0 | 0 | 0 | 0 | 0
IGCC | 0 | 0 | 0 | 0 | 0 | 0
DemandResponse | 0 | 0 | 0 | 0 | 0 | 0
IGCC-CCS | 0 | 0 | 0 | 0 | 0 | 0
WT_off | 0 | 0 | 0 | 0 | 0 | 0
PseudoUnit | 0 | 0 | 0 | 0 | 0 | 0
FixedInterchange | 0 | 0 | 0 | 0 | 0 | 0
Retirements of Capacity by Reporting Type: HQ_NY
ReportingType | 2015 | 2020 | 2025 | 2030 | 2035 | 2040
BM | 0 | 0 | 0 | 0 | 0 | 0
CC | 0 | 0 | 0 | 0 | 0 | 0
CSP | 0 | 0 | 0 | 0 | 0 | 0
CT | 0 | 0 | 0 | 0 | 0 | 0
Coal | 0 | 0 | 0 | 0 | 0 | 0
Geo | 0 | 0 | 0 | 0 | 0 | 0
H | 0 | 0 | 0 | 0 | 0 | 0
LFG | 0 | 0 | 0 | 0 | 0 | 0
Nuc | 0 | 0 | 0 | 0 | 0 | 0
PS | 0 | 0 | 0 | 0 | 0 | 0
PV | 0 | 0 | 0 | 0 | 0 | 0
PeakG | 0 | 0 | 0 | 0 | 0 | 0
PeakO | 0 | 0 | 0 | 0 | 0 | 0
ST | 0 | 0 | 0 | 0 | 0 | 0
STOG | 0 | 0 | 0 | 0 | 0 | 0
STWD | 0 | 0 | 0 | 0 | 0 | 0
WT | 0 | 0 | 0 | 0 | 0 | 0
IGCC | 0 | 0 | 0 | 0 | 0 | 0
DemandResponse | 0 | 0 | 0 | 0 | 0 | 0
IGCC-CCS | 0 | 0 | 0 | 0 | 0 | 0
WT_off | 0 | 0 | 0 | 0 | 0 | 0
PseudoUnit | 0 | 0 | 0 | 0 | 0 | 0
FixedInterchange | 0 | 0 | 0 | 0 | 0 | 0
Retirements of Capacity by Reporting Type: MARITIMES
ReportingType | 2015 | 2020 | 2025 | 2030 | 2035 | 2040
BM | 0 | 0 | 0 | 0 | 0 | 0
CC | 0 | 0 | 0 | 0 | 0 | 0
CSP | 0 | 0 | 0 | 0 | 0 | 0
CT | 0 | 0 | 0 | 0 | 0 | 0
Coal | 0 | 0 | 0 | 0 | 0 | 0
Geo | 0 | 0 | 0 | 0 | 0 | 0
H | 0 | 0 | 0 | 0 | 0 | 0
LFG | 0 | 0 | 0 | 0 | 0 | 0
Nuc | 0 | 0 | 0 | 0 | 0 | 0
PS | 0 | 0 | 0 | 0 | 0 | 0
PV | 0 | 0 | 0 | 0 | 0 | 0
PeakG | 0 | 0 | 0 | 0 | 0 | 0
PeakO | 0 | 0 | 0 | 0 | 0 | 0
ST | 0 | 0 | 0 | 0 | 0 | 0
STOG | 0 | 0 | 0 | 0 | 0 | 0
STWD | 0 | 0 | 0 | 0 | 0 | 0
WT | 0 | 0 | 0 | 0 | 0 | 0
IGCC | 0 | 0 | 0 | 0 | 0 | 0
DemandResponse | 0 | 0 | 0 | 0 | 0 | 0
IGCC-CCS | 0 | 0 | 0 | 0 | 0 | 0
WT_off | 0 | 0 | 0 | 0 | 0 | 0
PseudoUnit | 0 | 0 | 0 | 0 | 0 | 0
FixedInterchange | 0 | 0 | 0 | 0 | 0 | 0
Retirements of Capacity by Reporting Type: All
ReportingType | 2015 | 2020 | 2025 | 2030 | 2035 | 2040
BM | 0 | 0 | 0 | 0 | 0 | 192
CC | 17560.35 | 5350.01 | 3287.48 | 86.85 | 542.13 | 5596.7
CSP | 475 | 0 | 0 | 0 | 0 | 0
CT | 0 | 0 | 0 | 44 | 5769.19 | 300
Coal | 73430.88 | 36064.63 | 1269.98 | 0 | 0 | 0
Geo | 4.8 | 0 | 0 | 0 | 0 | 0
H | 0 | 0 | 0 | 0 | 0 | 0
LFG | 0 | 0 | 0 | 0 | 0 | 0
Nuc | 0 | 614.5 | 0 | 1488.2 | 26575.7 | 19706
PS | 0 | 0 | 0 | 0 | 0 | 0
PV | 0 | 0 | 0 | 0 | 1123.85 | 26.26
PeakG | 9377.72 | 10194.27 | 19791.13 | 2209.47 | 1703.2 | 2979.68
PeakO | 4003.7 | 8813.18 | 7028.12 | 0 | 4 | 0
ST | 0 | 0 | 0 | 0 | 0 | 0
STOG | 69703.47 | 18329.87 | 12419 | 1087.81 | 522.95 | 3866.85
STWD | 1633 | 1133 | 292.05 | 0 | 0 | 0
WT | 126.2 | 0 | 0 | 0 | 2408.3 | 0
IGCC | 0 | 0 | 0 | 0 | 0 | 0
DemandResponse | 0 | 0 | 0 | 0 | 0 | 0
IGCC-CCS | 0 | 0 | 0 | 0 | 0 | 0
WT_off | 0 | 0 | 0 | 0 | 468 | 0
PseudoUnit | 0 | 0 | 0 | 0 | 0 | 0
FixedInterchange | 0 | 0 | 0 | 0 | 0 | 0
Retirements of Capacity by Reporting Type: EI_US
ReportingType | 2015 | 2020 | 2025 | 2030 | 2035 | 2040
BM | 0 | 0 | 0 | 0 | 0 | 192
CC | 4162.2 | 4874.46 | 2055.41 | 86.85 | 108.13 | 3219.37
CSP | 0 | 0 | 0 | 0 | 0 | 0
CT | 0 | 0 | 0 | 44 | 4279.69 | 300
Coal | 62677.28 | 35347.44 | 169.35 | 0 | 0 | 0
Geo | 0 | 0 | 0 | 0 | 0 | 0
H | 0 | 0 | 0 | 0 | 0 | 0
LFG | 0 | 0 | 0 | 0 | 0 | 0
Nuc | 0 | 614.5 | 0 | 1488.2 | 25545.7 | 18166
PS | 0 | 0 | 0 | 0 | 0 | 0
PV | 0 | 0 | 0 | 0 | 32.29 | 26.26
PeakG | 4383.01 | 5992.83 | 18076.16 | 2209.47 | 1144.2 | 2605.82
PeakO | 3081.7 | 8769.18 | 6977.12 | 0 | 0 | 0
ST | 0 | 0 | 0 | 0 | 0 | 0
STOG | 54532.99 | 6012.93 | 6505.67 | 0 | 0 | 0
STWD | 759 | 623 | 292.05 | 0 | 0 | 0
WT | 0 | 0 | 0 | 0 | 0 | 0
IGCC | 0 | 0 | 0 | 0 | 0 | 0
DemandResponse | 0 | 0 | 0 | 0 | 0 | 0
IGCC-CCS | 0 | 0 | 0 | 0 | 0 | 0
WT_off | 0 | 0 | 0 | 0 | 468 | 0
PseudoUnit | 0 | 0 | 0 | 0 | 0 | 0
FixedInterchange | 0 | 0 | 0 | 0 | 0 | 0
Retirements of Capacity by Reporting Type: EI_Canada
ReportingType | 2015 | 2020 | 2025 | 2030 | 2035 | 2040
BM | 0 | 0 | 0 | 0 | 0 | 0
CC | 5943 | 0 | 0 | 0 | 434 | 401.63
CSP | 0 | 0 | 0 | 0 | 0 | 0
CT | 0 | 0 | 0 | 0 | 0 | 0
Coal | 6995.98 | 417.28 | 748.63 | 0 | 0 | 0
Geo | 0 | 0 | 0 | 0 | 0 | 0
H | 0 | 0 | 0 | 0 | 0 | 0
LFG | 0 | 0 | 0 | 0 | 0 | 0
Nuc | 0 | 0 | 0 | 0 | 1030 | 1540
PS | 0 | 0 | 0 | 0 | 0 | 0
PV | 0 | 0 | 0 | 0 | 1067.26 | 0
PeakG | 506.32 | 0 | 0 | 0 | 559 | 0
PeakO | 175 | 0 | 0 | 0 | 4 | 0
ST | 0 | 0 | 0 | 0 | 0 | 0
STOG | 2126 | 0 | 18.56 | 107.44 | 0 | 0
STWD | 139 | 0 | 0 | 0 | 0 | 0
WT | 0 | 0 | 0 | 0 | 2408.3 | 0
IGCC | 0 | 0 | 0 | 0 | 0 | 0
DemandResponse | 0 | 0 | 0 | 0 | 0 | 0
IGCC-CCS | 0 | 0 | 0 | 0 | 0 | 0
WT_off | 0 | 0 | 0 | 0 | 0 | 0
PseudoUnit | 0 | 0 | 0 | 0 | 0 | 0
FixedInterchange | 0 | 0 | 0 | 0 | 0 | 0
Retirements of Capacity by Reporting Type: EI
ReportingType | 2015 | 2020 | 2025 | 2030 | 2035 | 2040
BM | 0 | 0 | 0 | 0 | 0 | 192
CC | 10105.2 | 4874.46 | 2055.41 | 86.85 | 542.13 | 3620.99
CSP | 0 | 0 | 0 | 0 | 0 | 0
CT | 0 | 0 | 0 | 44 | 4279.69 | 300
Coal | 69673.27 | 35764.73 | 917.98 | 0 | 0 | 0
Geo | 0 | 0 | 0 | 0 | 0 | 0
H | 0 | 0 | 0 | 0 | 0 | 0
LFG | 0 | 0 | 0 | 0 | 0 | 0
Nuc | 0 | 614.5 | 0 | 1488.2 | 26575.7 | 19706
PS | 0 | 0 | 0 | 0 | 0 | 0
PV | 0 | 0 | 0 | 0 | 1099.55 | 26.26
PeakG | 4889.33 | 5992.83 | 18076.16 | 2209.47 | 1703.2 | 2605.82
PeakO | 3256.7 | 8769.18 | 6977.12 | 0 | 4 | 0
ST | 0 | 0 | 0 | 0 | 0 | 0
STOG | 56658.99 | 6012.93 | 6524.23 | 107.44 | 0 | 0
STWD | 898 | 623 | 292.05 | 0 | 0 | 0
WT | 0 | 0 | 0 | 0 | 2408.3 | 0
IGCC | 0 | 0 | 0 | 0 | 0 | 0
DemandResponse | 0 | 0 | 0 | 0 | 0 | 0
IGCC-CCS | 0 | 0 | 0 | 0 | 0 | 0
WT_off | 0 | 0 | 0 | 0 | 468 | 0
PseudoUnit | 0 | 0 | 0 | 0 | 0 | 0
FixedInterchange | 0 | 0 | 0 | 0 | 0 | 0
Retirements of Capacity by Reporting Type: Outside_EI
ReportingType | 2015 | 2020 | 2025 | 2030 | 2035 | 2040
BM | 0 | 0 | 0 | 0 | 0 | 0
CC | 7455.15 | 475.55 | 1232.07 | 0 | 0 | 1975.71
CSP | 475 | 0 | 0 | 0 | 0 | 0
CT | 0 | 0 | 0 | 0 | 1489.5 | 0
Coal | 3757.61 | 299.9 | 352 | 0 | 0 | 0
Geo | 4.8 | 0 | 0 | 0 | 0 | 0
H | 0 | 0 | 0 | 0 | 0 | 0
LFG | 0 | 0 | 0 | 0 | 0 | 0
Nuc | 0 | 0 | 0 | 0 | 0 | 0
PS | 0 | 0 | 0 | 0 | 0 | 0
PV | 0 | 0 | 0 | 0 | 24.3 | 0
PeakG | 4488.38 | 4201.44 | 1714.98 | 0 | 0 | 373.87
PeakO | 747 | 44 | 51 | 0 | 0 | 0
ST | 0 | 0 | 0 | 0 | 0 | 0
STOG | 13044.48 | 12316.94 | 5894.77 | 980.37 | 522.95 | 3866.85
STWD | 735 | 510 | 0 | 0 | 0 | 0
WT | 126.2 | 0 | 0 | 0 | 0 | 0
IGCC | 0 | 0 | 0 | 0 | 0 | 0
DemandResponse | 0 | 0 | 0 | 0 | 0 | 0
IGCC-CCS | 0 | 0 | 0 | 0 | 0 | 0
WT_off | 0 | 0 | 0 | 0 | 0 | 0
PseudoUnit | 0 | 0 | 0 | 0 | 0 | 0
FixedInterchange | 0 | 0 | 0 | 0 | 0 | 0
#4 | Cumulative Retirements of Capacity (MW)
Cumulative Retirements of Capacity by Reporting Type: Entergy
ReportingType | 2015 | 2020 | 2025 | 2030 | 2035 | 2040
BM | 0 | 0 | 0 | 0 | 0 | 0
CC | 0 | 0 | 209 | 295.85 | 295.85 | 295.85
CSP | 0 | 0 | 0 | 0 | 0 | 0
CT | 0 | 0 | 0 | 0 | 0 | 0
Coal | 892.9 | 1472.9 | 1472.9 | 1472.9 | 1472.9 | 1472.9
Geo | 0 | 0 | 0 | 0 | 0 | 0
H | 0 | 0 | 0 | 0 | 0 | 0
LFG | 0 | 0 | 0 | 0 | 0 | 0
Nuc | 0 | 0 | 0 | 0 | 842 | 1839
PS | 0 | 0 | 0 | 0 | 0 | 0
PV | 0 | 0 | 0 | 0 | 0.29 | 2.17
PeakG | 0 | 0 | 2787 | 2787 | 2787 | 2787
PeakO | 0 | 19.32 | 174 | 174 | 174 | 174
ST | 0 | 0 | 0 | 0 | 0 | 0
STOG | 12638.36 | 14865 | 14865 | 14865 | 14865 | 14865
STWD | 0 | 206 | 206 | 206 | 206 | 206
WT | 0 | 0 | 0 | 0 | 0 | 0
IGCC | 0 | 0 | 0 | 0 | 0 | 0
DemandResponse | 0 | 0 | 0 | 0 | 0 | 0
IGCC-CCS | 0 | 0 | 0 | 0 | 0 | 0
WT_off | 0 | 0 | 0 | 0 | 0 | 0
PseudoUnit | 0 | 0 | 0 | 0 | 0 | 0
FixedInterchange | 0 | 0 | 0 | 0 | 0 | 0
Cumulative Retirements of Capacity by Reporting Type: FRCC
ReportingType | 2015 | 2020 | 2025 | 2030 | 2035 | 2040
BM | 0 | 0 | 0 | 0 | 0 | 0
CC | 0 | 0 | 0 | 0 | 0 | 0
CSP | 0 | 0 | 0 | 0 | 0 | 0
CT | 0 | 0 | 0 | 0 | 2480 | 2480
Coal | 136 | 1005 | 1005 | 1005 | 1005 | 1005
Geo | 0 | 0 | 0 | 0 | 0 | 0
H | 0 | 0 | 0 | 0 | 0 | 0
LFG | 0 | 0 | 0 | 0 | 0 | 0
Nuc | 0 | 0 | 0 | 0 | 1615.33 | 3292.33
PS | 0 | 0 | 0 | 0 | 0 | 0
PV | 0 | 0 | 0 | 0 | 0 | 0
PeakG | 0 | 0 | 1429 | 1429 | 1429 | 1429
PeakO | 0 | 1583.56 | 2283 | 2283 | 2283 | 2283
ST | 0 | 0 | 0 | 0 | 0 | 0
STOG | 8279.76 | 9833 | 9833 | 9833 | 9833 | 9833
STWD | 0 | 0 | 0 | 0 | 0 | 0
WT | 0 | 0 | 0 | 0 | 0 | 0
IGCC | 0 | 0 | 0 | 0 | 0 | 0
DemandResponse | 0 | 0 | 0 | 0 | 0 | 0
IGCC-CCS | 0 | 0 | 0 | 0 | 0 | 0
WT_off | 0 | 0 | 0 | 0 | 0 | 0
PseudoUnit | 0 | 0 | 0 | 0 | 0 | 0
FixedInterchange | 0 | 0 | 0 | 0 | 0 | 0
Cumulative Retirements of Capacity by Reporting Type: MAPP_US
ReportingType | 2015 | 2020 | 2025 | 2030 | 2035 | 2040
BM | 0 | 0 | 0 | 0 | 0 | 0
CC | 289 | 289 | 289 | 289 | 289 | 289
CSP | 0 | 0 | 0 | 0 | 0 | 0
CT | 0 | 0 | 0 | 8.3 | 308.3 | 308.3
Coal | 715.5 | 1186.5 | 1186.5 | 1186.5 | 1186.5 | 1186.5
Geo | 0 | 0 | 0 | 0 | 0 | 0
H | 0 | 0 | 0 | 0 | 0 | 0
LFG | 0 | 0 | 0 | 0 | 0 | 0
Nuc | 0 | 0 | 0 | 0 | 0 | 0
PS | 0 | 0 | 0 | 0 | 0 | 0
PV | 0 | 0 | 0 | 0 | 0 | 0
PeakG | 195.57 | 195.57 | 629.82 | 629.82 | 629.82 | 703.8
PeakO | 346 | 346 | 346 | 346 | 346 | 346
ST | 0 | 0 | 0 | 0 | 0 | 0
STOG | 36 | 36 | 36 | 36 | 36 | 36
STWD | 0 | 0 | 0 | 0 | 0 | 0
WT | 0 | 0 | 0 | 0 | 0 | 0
IGCC | 0 | 0 | 0 | 0 | 0 | 0
DemandResponse | 0 | 0 | 0 | 0 | 0 | 0
IGCC-CCS | 0 | 0 | 0 | 0 | 0 | 0
WT_off | 0 | 0 | 0 | 0 | 0 | 0
PseudoUnit | 0 | 0 | 0 | 0 | 0 | 0
FixedInterchange | 0 | 0 | 0 | 0 | 0 | 0
Cumulative Retirements of Capacity by Reporting Type: MISO_IN
ReportingType | 2015 | 2020 | 2025 | 2030 | 2035 | 2040
BM | 0 | 0 | 0 | 0 | 0 | 0
CC | 0 | 0 | 0 | 0 | 0 | 0
CSP | 0 | 0 | 0 | 0 | 0 | 0
CT | 0 | 0 | 0 | 0 | 0 | 0
Coal | 1672.88 | 2141.88 | 2141.88 | 2141.88 | 2141.88 | 2141.88
Geo | 0 | 0 | 0 | 0 | 0 | 0
H | 0 | 0 | 0 | 0 | 0 | 0
LFG | 0 | 0 | 0 | 0 | 0 | 0
Nuc | 0 | 0 | 0 | 0 | 0 | 0
PS | 0 | 0 | 0 | 0 | 0 | 0
PV | 0 | 0 | 0 | 0 | 0 | 4.9
PeakG | 0 | 0 | 0 | 0 | 0 | 0
PeakO | 0 | 0 | 361 | 361 | 361 | 361
ST | 0 | 0 | 0 | 0 | 0 | 0
STOG | 0 | 0 | 279 | 279 | 279 | 279
STWD | 0 | 0 | 0 | 0 | 0 | 0
WT | 0 | 0 | 0 | 0 | 0 | 0
IGCC | 0 | 0 | 0 | 0 | 0 | 0
DemandResponse | 0 | 0 | 0 | 0 | 0 | 0
IGCC-CCS | 0 | 0 | 0 | 0 | 0 | 0
WT_off | 0 | 0 | 0 | 0 | 0 | 0
PseudoUnit | 0 | 0 | 0 | 0 | 0 | 0
FixedInterchange | 0 | 0 | 0 | 0 | 0 | 0
Cumulative Retirements of Capacity by Reporting Type: MISO_MI
ReportingType | 2015 | 2020 | 2025 | 2030 | 2035 | 2040
BM | 0 | 0 | 0 | 0 | 0 | 0
CC | 0 | 0 | 22 | 22 | 22 | 22
CSP | 0 | 0 | 0 | 0 | 0 | 0
CT | 0 | 0 | 0 | 0 | 0 | 0
Coal | 3880.98 | 5582 | 5582 | 5582 | 5582 | 5582
Geo | 0 | 0 | 0 | 0 | 0 | 0
H | 0 | 0 | 0 | 0 | 0 | 0
LFG | 0 | 0 | 0 | 0 | 0 | 0
Nuc | 0 | 0 | 0 | 0 | 778 | 778
PS | 0 | 0 | 0 | 0 | 0 | 0
PV | 0 | 0 | 0 | 0 | 0 | 0
PeakG | 0 | 0 | 0 | 0 | 0 | 0
PeakO | 0 | 0 | 534 | 534 | 534 | 534
ST | 0 | 0 | 0 | 0 | 0 | 0
STOG | 94 | 94 | 2852 | 2852 | 2852 | 2852
STWD | 0 | 0 | 0 | 0 | 0 | 0
WT | 0 | 0 | 0 | 0 | 0 | 0
IGCC | 0 | 0 | 0 | 0 | 0 | 0
DemandResponse | 0 | 0 | 0 | 0 | 0 | 0
IGCC-CCS | 0 | 0 | 0 | 0 | 0 | 0
WT_off | 0 | 0 | 0 | 0 | 0 | 0
PseudoUnit | 0 | 0 | 0 | 0 | 0 | 0
FixedInterchange | 0 | 0 | 0 | 0 | 0 | 0
Cumulative Retirements of Capacity by Reporting Type: MISO_MO-IL
ReportingType | 2015 | 2020 | 2025 | 2030 | 2035 | 2040
BM | 0 | 0 | 0 | 0 | 0 | 0
CC | 0 | 0 | 0 | 0 | 0 | 0
CSP | 0 | 0 | 0 | 0 | 0 | 0
CT | 0 | 0 | 0 | 0 | 0 | 0
Coal | 2241.7 | 5513.27 | 5513.27 | 5513.27 | 5513.27 | 5513.27
Geo | 0 | 0 | 0 | 0 | 0 | 0
H | 0 | 0 | 0 | 0 | 0 | 0
LFG | 0 | 0 | 0 | 0 | 0 | 0
Nuc | 0 | 0 | 0 | 0 | 0 | 0
PS | 0 | 0 | 0 | 0 | 0 | 0
PV | 0 | 0 | 0 | 0 | 0 | 0
PeakG | 0 | 0 | 0 | 0 | 0 | 0
PeakO | 0 | 0 | 766 | 766 | 766 | 766
ST | 0 | 0 | 0 | 0 | 0 | 0
STOG | 28 | 28 | 592 | 592 | 592 | 592
STWD | 0 | 0 | 0 | 0 | 0 | 0
WT | 0 | 0 | 0 | 0 | 0 | 0
IGCC | 0 | 0 | 0 | 0 | 0 | 0
DemandResponse | 0 | 0 | 0 | 0 | 0 | 0
IGCC-CCS | 0 | 0 | 0 | 0 | 0 | 0
WT_off | 0 | 0 | 0 | 0 | 0 | 0
PseudoUnit | 0 | 0 | 0 | 0 | 0 | 0
FixedInterchange | 0 | 0 | 0 | 0 | 0 | 0
Cumulative Retirements of Capacity by Reporting Type: MISO_W
ReportingType | 2015 | 2020 | 2025 | 2030 | 2035 | 2040
BM | 0 | 0 | 0 | 0 | 0 | 0
CC | 0 | 0 | 147.32 | 147.32 | 147.32 | 149
CSP | 0 | 0 | 0 | 0 | 0 | 0
CT | 0 | 0 | 0 | 0 | 0 | 0
Coal | 2767.72 | 3190.66 | 3190.66 | 3190.66 | 3190.66 | 3190.66
Geo | 0 | 0 | 0 | 0 | 0 | 0
H | 0 | 0 | 0 | 0 | 0 | 0
LFG | 0 | 0 | 0 | 0 | 0 | 0
Nuc | 0 | 0 | 0 | 0 | 2361.23 | 2361.23
PS | 0 | 0 | 0 | 0 | 0 | 0
PV | 0 | 0 | 0 | 0 | 0 | 0
PeakG | 0 | 0 | 0 | 0 | 0 | 1626.86
PeakO | 0 | 0 | 2154 | 2154 | 2154 | 2154
ST | 0 | 0 | 0 | 0 | 0 | 0
STOG | 88.17 | 88.17 | 172 | 172 | 172 | 172
STWD | 0 | 0 | 86.05 | 86.05 | 86.05 | 86.05
WT | 0 | 0 | 0 | 0 | 0 | 0
IGCC | 0 | 0 | 0 | 0 | 0 | 0
DemandResponse | 0 | 0 | 0 | 0 | 0 | 0
IGCC-CCS | 0 | 0 | 0 | 0 | 0 | 0
WT_off | 0 | 0 | 0 | 0 | 0 | 0
PseudoUnit | 0 | 0 | 0 | 0 | 0 | 0
FixedInterchange | 0 | 0 | 0 | 0 | 0 | 0
Cumulative Retirements of Capacity by Reporting Type: MISO_WUMS
ReportingType | 2015 | 2020 | 2025 | 2030 | 2035 | 2040
BM | 0 | 0 | 0 | 0 | 0 | 0
CC | 0 | 0 | 0 | 0 | 0 | 0
CSP | 0 | 0 | 0 | 0 | 0 | 0
CT | 0 | 0 | 0 | 0 | 0 | 0
Coal | 2975.1 | 3556.5 | 3556.5 | 3556.5 | 3556.5 | 3556.5
Geo | 0 | 0 | 0 | 0 | 0 | 0
H | 0 | 0 | 0 | 0 | 0 | 0
LFG | 0 | 0 | 0 | 0 | 0 | 0
Nuc | 0 | 0 | 0 | 0 | 1816.9 | 1816.9
PS | 0 | 0 | 0 | 0 | 0 | 0
PV | 0 | 0 | 0 | 0 | 0 | 0
PeakG | 0 | 0 | 0 | 0 | 0 | 289
PeakO | 0 | 0 | 490 | 490 | 490 | 490
ST | 0 | 0 | 0 | 0 | 0 | 0
STOG | 360 | 360 | 360 | 360 | 360 | 360
STWD | 0 | 0 | 105 | 105 | 105 | 105
WT | 0 | 0 | 0 | 0 | 0 | 0
IGCC | 0 | 0 | 0 | 0 | 0 | 0
DemandResponse | 0 | 0 | 0 | 0 | 0 | 0
IGCC-CCS | 0 | 0 | 0 | 0 | 0 | 0
WT_off | 0 | 0 | 0 | 0 | 0 | 0
PseudoUnit | 0 | 0 | 0 | 0 | 0 | 0
FixedInterchange | 0 | 0 | 0 | 0 | 0 | 0
Cumulative Retirements of Capacity by Reporting Type: Nebraska
ReportingType | 2015 | 2020 | 2025 | 2030 | 2035 | 2040
BM | 0 | 0 | 0 | 0 | 0 | 0
CC | 0 | 0 | 0 | 0 | 0 | 0
CSP | 0 | 0 | 0 | 0 | 0 | 0
CT | 0 | 0 | 0 | 0 | 0 | 0
Coal | 0 | 0 | 0 | 0 | 0 | 0
Geo | 0 | 0 | 0 | 0 | 0 | 0
H | 0 | 0 | 0 | 0 | 0 | 0
LFG | 0 | 0 | 0 | 0 | 0 | 0
Nuc | 0 | 0 | 0 | 0 | 1251.8 | 1251.8
PS | 0 | 0 | 0 | 0 | 0 | 0
PV | 0 | 0 | 0 | 0 | 0 | 0
PeakG | 0 | 0 | 573.25 | 573.25 | 573.25 | 573.25
PeakO | 0 | 0 | 326 | 326 | 326 | 326
ST | 0 | 0 | 0 | 0 | 0 | 0
STOG | 270 | 270 | 270 | 270 | 270 | 270
STWD | 0 | 0 | 0 | 0 | 0 | 0
WT | 0 | 0 | 0 | 0 | 0 | 0
IGCC | 0 | 0 | 0 | 0 | 0 | 0
DemandResponse | 0 | 0 | 0 | 0 | 0 | 0
IGCC-CCS | 0 | 0 | 0 | 0 | 0 | 0
WT_off | 0 | 0 | 0 | 0 | 0 | 0
PseudoUnit | 0 | 0 | 0 | 0 | 0 | 0
FixedInterchange | 0 | 0 | 0 | 0 | 0 | 0
Cumulative Retirements of Capacity by Reporting Type: NEISO
ReportingType | 2015 | 2020 | 2025 | 2030 | 2035 | 2040
BM | 0 | 0 | 0 | 0 | 0 | 0
CC | 3262.55 | 5588.77 | 6756.86 | 6756.86 | 6756.86 | 6756.86
CSP | 0 | 0 | 0 | 0 | 0 | 0
CT | 0 | 0 | 0 | 9.5 | 334 | 334
Coal | 2250.13 | 2570.13 | 2570.13 | 2570.13 | 2570.13 | 2570.13
Geo | 0 | 0 | 0 | 0 | 0 | 0
H | 0 | 0 | 0 | 0 | 0 | 0
LFG | 0 | 0 | 0 | 0 | 0 | 0
Nuc | 0 | 0 | 0 | 0 | 1289 | 2165.92
PS | 0 | 0 | 0 | 0 | 0 | 0
PV | 0 | 0 | 0 | 0 | 0 | 19.48
PeakG | 0 | 0 | 0 | 0 | 0 | 0
PeakO | 1183 | 1183 | 1183 | 1183 | 1183 | 1183
ST | 0 | 0 | 0 | 0 | 0 | 0
STOG | 6237 | 6237 | 6237 | 6237 | 6237 | 6237
STWD | 0 | 417 | 434 | 434 | 434 | 434
WT | 0 | 0 | 0 | 0 | 0 | 0
IGCC | 0 | 0 | 0 | 0 | 0 | 0
DemandResponse | 0 | 0 | 0 | 0 | 0 | 0
IGCC-CCS | 0 | 0 | 0 | 0 | 0 | 0
WT_off | 0 | 0 | 0 | 0 | 468 | 468
PseudoUnit | 0 | 0 | 0 | 0 | 0 | 0
FixedInterchange | 0 | 0 | 0 | 0 | 0 | 0
Cumulative Retirements of Capacity by Reporting Type: NonRTO_Midwest
ReportingType | 2015 | 2020 | 2025 | 2030 | 2035 | 2040
BM | 0 | 0 | 0 | 0 | 0 | 0
CC | 0 | 0 | 0 | 0 | 0 | 0
CSP | 0 | 0 | 0 | 0 | 0 | 0
CT | 0 | 0 | 0 | 0 | 0 | 0
Coal | 1675.13 | 2422.15 | 2591.5 | 2591.5 | 2591.5 | 2591.5
Geo | 0 | 0 | 0 | 0 | 0 | 0
H | 0 | 0 | 0 | 0 | 0 | 0
LFG | 0 | 0 | 0 | 0 | 0 | 0
Nuc | 0 | 0 | 0 | 0 | 0 | 0
PS | 0 | 0 | 0 | 0 | 0 | 0
PV | 0 | 0 | 0 | 0 | 0 | 0
PeakG | 0 | 0 | 1195.4 | 1568.6 | 1772.08 | 1951.49
PeakO | 0 | 0 | 12 | 12 | 12 | 12
ST | 0 | 0 | 0 | 0 | 0 | 0
STOG | 0 | 0 | 0 | 0 | 0 | 0
STWD | 0 | 0 | 0 | 0 | 0 | 0
WT | 0 | 0 | 0 | 0 | 0 | 0
IGCC | 0 | 0 | 0 | 0 | 0 | 0
DemandResponse | 0 | 0 | 0 | 0 | 0 | 0
IGCC-CCS | 0 | 0 | 0 | 0 | 0 | 0
WT_off | 0 | 0 | 0 | 0 | 0 | 0
PseudoUnit | 0 | 0 | 0 | 0 | 0 | 0
FixedInterchange | 0 | 0 | 0 | 0 | 0 | 0
Cumulative Retirements of Capacity by Reporting Type: NYISO_A-F
ReportingType | 2015 | 2020 | 2025 | 2030 | 2035 | 2040
BM | 0 | 0 | 0 | 0 | 0 | 0
CC | 424.65 | 963.89 | 963.89 | 963.89 | 963.89 | 963.89
CSP | 0 | 0 | 0 | 0 | 0 | 0
CT | 0 | 0 | 0 | 0 | 0 | 0
Coal | 2251.9 | 2251.9 | 2251.9 | 2251.9 | 2251.9 | 2251.9
Geo | 0 | 0 | 0 | 0 | 0 | 0
H | 0 | 0 | 0 | 0 | 0 | 0
LFG | 0 | 0 | 0 | 0 | 0 | 0
Nuc | 0 | 0 | 0 | 621.2 | 1201.7 | 2053.9
PS | 0 | 0 | 0 | 0 | 0 | 0
PV | 0 | 0 | 0 | 0 | 0 | 0
PeakG | 0 | 0 | 0 | 0 | 0 | 0
PeakO | 39 | 39 | 39 | 39 | 39 | 39
ST | 0 | 0 | 0 | 0 | 0 | 0
STOG | 1701 | 1701 | 1701 | 1701 | 1701 | 1701
STWD | 86 | 86 | 86 | 86 | 86 | 86
WT | 0 | 0 | 0 | 0 | 0 | 0
IGCC | 0 | 0 | 0 | 0 | 0 | 0
DemandResponse | 0 | 0 | 0 | 0 | 0 | 0
IGCC-CCS | 0 | 0 | 0 | 0 | 0 | 0
WT_off | 0 | 0 | 0 | 0 | 0 | 0
PseudoUnit | 0 | 0 | 0 | 0 | 0 | 0
FixedInterchange | 0 | 0 | 0 | 0 | 0 | 0
Cumulative Retirements of Capacity by Reporting Type: NYISO_G-I
ReportingType | 2015 | 2020 | 2025 | 2030 | 2035 | 2040
BM | 0 | 0 | 0 | 0 | 0 | 0
CC | 0 | 0 | 0 | 0 | 0 | 0
CSP | 0 | 0 | 0 | 0 | 0 | 0
CT | 0 | 0 | 0 | 0 | 0 | 0
Coal | 124.53 | 368.2 | 368.2 | 368.2 | 368.2 | 368.2
Geo | 0 | 0 | 0 | 0 | 0 | 0
H | 0 | 0 | 0 | 0 | 0 | 0
LFG | 0 | 0 | 0 | 0 | 0 | 0
Nuc | 0 | 0 | 0 | 0 | 1019.6 | 2044.6
PS | 0 | 0 | 0 | 0 | 0 | 0
PV | 0 | 0 | 0 | 0 | 0 | 0
PeakG | 0 | 0 | 0 | 0 | 0 | 0
PeakO | 0 | 0 | 0 | 0 | 0 | 0
ST | 0 | 0 | 0 | 0 | 0 | 0
STOG | 2431 | 2431 | 2431 | 2431 | 2431 | 2431
STWD | 0 | 0 | 0 | 0 | 0 | 0
WT | 0 | 0 | 0 | 0 | 0 | 0
IGCC | 0 | 0 | 0 | 0 | 0 | 0
DemandResponse | 0 | 0 | 0 | 0 | 0 | 0
IGCC-CCS | 0 | 0 | 0 | 0 | 0 | 0
WT_off | 0 | 0 | 0 | 0 | 0 | 0
PseudoUnit | 0 | 0 | 0 | 0 | 0 | 0
FixedInterchange | 0 | 0 | 0 | 0 | 0 | 0
Cumulative Retirements of Capacity by Reporting Type: NYISO_J-K
ReportingType | 2015 | 2020 | 2025 | 2030 | 2035 | 2040
BM | 0 | 0 | 0 | 0 | 0 | 0
CC | 0 | 0 | 0 | 0 | 0 | 0
CSP | 0 | 0 | 0 | 0 | 0 | 0
CT | 0 | 0 | 0 | 0 | 0 | 0
Coal | 0 | 0 | 0 | 0 | 0 | 0
Geo | 0 | 0 | 0 | 0 | 0 | 0
H | 0 | 0 | 0 | 0 | 0 | 0
LFG | 0 | 0 | 0 | 0 | 0 | 0
Nuc | 0 | 0 | 0 | 0 | 0 | 0
PS | 0 | 0 | 0 | 0 | 0 | 0
PV | 0 | 0 | 0 | 0 | 32 | 32
PeakG | 0 | 0 | 0 | 0 | 0 | 0
PeakO | 0 | 0 | 0 | 0 | 0 | 0
ST | 0 | 0 | 0 | 0 | 0 | 0
STOG | 4129.35 | 4674.58 | 4674.58 | 4674.58 | 4674.58 | 4674.58
STWD | 0 | 0 | 0 | 0 | 0 | 0
WT | 0 | 0 | 0 | 0 | 0 | 0
IGCC | 0 | 0 | 0 | 0 | 0 | 0
DemandResponse | 0 | 0 | 0 | 0 | 0 | 0
IGCC-CCS | 0 | 0 | 0 | 0 | 0 | 0
WT_off | 0 | 0 | 0 | 0 | 0 | 0
PseudoUnit | 0 | 0 | 0 | 0 | 0 | 0
FixedInterchange | 0 | 0 | 0 | 0 | 0 | 0
Cumulative Retirements of Capacity by Reporting Type: PJM_E
ReportingType | 2015 | 2020 | 2025 | 2030 | 2035 | 2040
BM | 0 | 0 | 0 | 0 | 0 | 0
CC | 0 | 523 | 523 | 523 | 523 | 523
CSP | 0 | 0 | 0 | 0 | 0 | 0
CT | 0 | 0 | 0 | 26.2 | 26.2 | 26.2
Coal | 3285 | 3853 | 3853 | 3853 | 3853 | 3853
Geo | 0 | 0 | 0 | 0 | 0 | 0
H | 0 | 0 | 0 | 0 | 0 | 0
LFG | 0 | 0 | 0 | 0 | 0 | 0
Nuc | 0 | 614.5 | 614.5 | 614.5 | 2838.5 | 4012.5
PS | 0 | 0 | 0 | 0 | 0 | 0
PV | 0 | 0 | 0 | 0 | 0 | 0
PeakG | 268.5 | 372.11 | 372.11 | 372.11 | 372.11 | 372.11
PeakO | 2.7 | 2752 | 2752 | 2752 | 2752 | 2752
ST | 0 | 0 | 0 | 0 | 0 | 0
STOG | 3252 | 3252 | 3252 | 3252 | 3252 | 3252
STWD | 0 | 0 | 0 | 0 | 0 | 0
WT | 0 | 0 | 0 | 0 | 0 | 0
IGCC | 0 | 0 | 0 | 0 | 0 | 0
DemandResponse | 0 | 0 | 0 | 0 | 0 | 0
IGCC-CCS | 0 | 0 | 0 | 0 | 0 | 0
WT_off | 0 | 0 | 0 | 0 | 0 | 0
PseudoUnit | 0 | 0 | 0 | 0 | 0 | 0
FixedInterchange | 0 | 0 | 0 | 0 | 0 | 0
Cumulative Retirements of Capacity by Reporting Type: PJM_ROM
ReportingType | 2015 | 2020 | 2025 | 2030 | 2035 | 2040
BM | 0 | 0 | 0 | 0 | 0 | 0
CC | 0 | 0 | 0 | 0 | 0 | 0
CSP | 0 | 0 | 0 | 0 | 0 | 0
CT | 0 | 0 | 0 | 0 | 16 | 16
Coal | 8045.5 | 8045.5 | 8045.5 | 8045.5 | 8045.5 | 8045.5
Geo | 0 | 0 | 0 | 0 | 0 | 0
H | 0 | 0 | 0 | 0 | 0 | 0
LFG | 0 | 0 | 0 | 0 | 0 | 0
Nuc | 0 | 0 | 0 | 0 | 1732 | 2631
PS | 0 | 0 | 0 | 0 | 0 | 0
PV | 0 | 0 | 0 | 0 | 0 | 0
PeakG | 0 | 333 | 333 | 333 | 333 | 333
PeakO | 270 | 1836 | 1836 | 1836 | 1836 | 1836
ST | 0 | 0 | 0 | 0 | 0 | 0
STOG | 4109 | 4109 | 4109 | 4109 | 4109 | 4109
STWD | 0 | 0 | 0 | 0 | 0 | 0
WT | 0 | 0 | 0 | 0 | 0 | 0
IGCC | 0 | 0 | 0 | 0 | 0 | 0
DemandResponse | 0 | 0 | 0 | 0 | 0 | 0
IGCC-CCS | 0 | 0 | 0 | 0 | 0 | 0
WT_off | 0 | 0 | 0 | 0 | 0 | 0
PseudoUnit | 0 | 0 | 0 | 0 | 0 | 0
FixedInterchange | 0 | 0 | 0 | 0 | 0 | 0
Cumulative Retirements of Capacity by Reporting Type: PJM_ROR
ReportingType | 2015 | 2020 | 2025 | 2030 | 2035 | 2040
BM | 0 | 0 | 0 | 0 | 0 | 192
CC | 0 | 1301 | 1301 | 1301 | 1301 | 1301
CSP | 0 | 0 | 0 | 0 | 0 | 0
CT | 0 | 0 | 0 | 0 | 29 | 29
Coal | 12929.84 | 25097.34 | 25097.34 | 25097.34 | 25097.34 | 25097.34
Geo | 0 | 0 | 0 | 0 | 0 | 0
H | 0 | 0 | 0 | 0 | 0 | 0
LFG | 0 | 0 | 0 | 0 | 0 | 0
Nuc | 0 | 0 | 0 | 867 | 5142 | 10025.16
PS | 0 | 0 | 0 | 0 | 0 | 0
PV | 0 | 0 | 0 | 0 | 0 | 0
PeakG | 0 | 714 | 2707.64 | 2707.64 | 2707.64 | 2707.64
PeakO | 19 | 1761 | 1761 | 1761 | 1761 | 1761
ST | 0 | 0 | 0 | 0 | 0 | 0
STOG | 2122 | 2122 | 2122 | 2122 | 2122 | 2122
STWD | 0 | 0 | 0 | 0 | 0 | 0
WT | 0 | 0 | 0 | 0 | 0 | 0
IGCC | 0 | 0 | 0 | 0 | 0 | 0
DemandResponse | 0 | 0 | 0 | 0 | 0 | 0
IGCC-CCS | 0 | 0 | 0 | 0 | 0 | 0
WT_off | 0 | 0 | 0 | 0 | 0 | 0
PseudoUnit | 0 | 0 | 0 | 0 | 0 | 0
FixedInterchange | 0 | 0 | 0 | 0 | 0 | 0
Cumulative Retirements of Capacity by Reporting Type: SOCO
ReportingType | 2015 | 2020 | 2025 | 2030 | 2035 | 2040
BM | 0 | 0 | 0 | 0 | 0 | 0
CC | 186 | 186 | 186 | 186 | 186 | 2867.7
CSP | 0 | 0 | 0 | 0 | 0 | 0
CT | 0 | 0 | 0 | 0 | 0 | 0
Coal | 8667.3 | 11136 | 11136 | 11136 | 11136 | 11136
Geo | 0 | 0 | 0 | 0 | 0 | 0
H | 0 | 0 | 0 | 0 | 0 | 0
LFG | 0 | 0 | 0 | 0 | 0 | 0
Nuc | 0 | 0 | 0 | 0 | 0 | 2645.05
PS | 0 | 0 | 0 | 0 | 0 | 0
PV | 0 | 0 | 0 | 0 | 0 | 0
PeakG | 3656.94 | 7032.74 | 9715.57 | 10578.2 | 10578.2 | 10923
PeakO | 1139 | 1139 | 1139 | 1139 | 1139 | 1139
ST | 0 | 0 | 0 | 0 | 0 | 0
STOG | 854 | 854 | 854 | 854 | 854 | 854
STWD | 668 | 668 | 668 | 668 | 668 | 668
WT | 0 | 0 | 0 | 0 | 0 | 0
IGCC | 0 | 0 | 0 | 0 | 0 | 0
DemandResponse | 0 | 0 | 0 | 0 | 0 | 0
IGCC-CCS | 0 | 0 | 0 | 0 | 0 | 0
WT_off | 0 | 0 | 0 | 0 | 0 | 0
PseudoUnit | 0 | 0 | 0 | 0 | 0 | 0
FixedInterchange | 0 | 0 | 0 | 0 | 0 | 0
Cumulative Retirements of Capacity by Reporting Type: SPP_N
ReportingType | 2015 | 2020 | 2025 | 2030 | 2035 | 2040
BM | 0 | 0 | 0 | 0 | 0 | 0
CC | 0 | 0 | 0 | 0 | 0 | 0
CSP | 0 | 0 | 0 | 0 | 0 | 0
CT | 0 | 0 | 0 | 0 | 0 | 0
Coal | 0 | 775.5 | 775.5 | 775.5 | 775.5 | 775.5
Geo | 0 | 0 | 0 | 0 | 0 | 0
H | 0 | 0 | 0 | 0 | 0 | 0
LFG | 0 | 0 | 0 | 0 | 0 | 0
Nuc | 0 | 0 | 0 | 0 | 0 | 0
PS | 0 | 0 | 0 | 0 | 0 | 0
PV | 0 | 0 | 0 | 0 | 0 | 0
PeakG | 0 | 0 | 878.63 | 1659 | 1659 | 1659
PeakO | 0 | 0 | 1199 | 1199 | 1199 | 1199
ST | 0 | 0 | 0 | 0 | 0 | 0
STOG | 715.86 | 1749 | 1749 | 1749 | 1749 | 1749
STWD | 0 | 0 | 0 | 0 | 0 | 0
WT | 0 | 0 | 0 | 0 | 0 | 0
IGCC | 0 | 0 | 0 | 0 | 0 | 0
DemandResponse | 0 | 0 | 0 | 0 | 0 | 0
IGCC-CCS | 0 | 0 | 0 | 0 | 0 | 0
WT_off | 0 | 0 | 0 | 0 | 0 | 0
PseudoUnit | 0 | 0 | 0 | 0 | 0 | 0
FixedInterchange | 0 | 0 | 0 | 0 | 0 | 0
Cumulative Retirements of Capacity by Reporting Type: SPP_S
ReportingType | 2015 | 2020 | 2025 | 2030 | 2035 | 2040
BM | 0 | 0 | 0 | 0 | 0 | 0
CC | 0 | 0 | 509 | 509 | 509 | 1044.99
CSP | 0 | 0 | 0 | 0 | 0 | 0
CT | 0 | 0 | 0 | 0 | 412.99 | 712.99
Coal | 2 | 2631 | 2631 | 2631 | 2631 | 2631
Geo | 0 | 0 | 0 | 0 | 0 | 0
H | 0 | 0 | 0 | 0 | 0 | 0
LFG | 0 | 0 | 0 | 0 | 0 | 0
Nuc | 0 | 0 | 0 | 0 | 0 | 0
PS | 0 | 0 | 0 | 0 | 0 | 0
PV | 0 | 0 | 0 | 0 | 0 | 0
PeakG | 0 | 0 | 440 | 633.26 | 1573.99 | 1665.76
PeakO | 0 | 0 | 122 | 122 | 122 | 122
ST | 0 | 0 | 0 | 0 | 0 | 0
STOG | 7187.47 | 7750.16 | 10571 | 10571 | 10571 | 10571
STWD | 0 | 0 | 84 | 84 | 84 | 84
WT | 0 | 0 | 0 | 0 | 0 | 0
IGCC | 0 | 0 | 0 | 0 | 0 | 0
DemandResponse | 0 | 0 | 0 | 0 | 0 | 0
IGCC-CCS | 0 | 0 | 0 | 0 | 0 | 0
WT_off | 0 | 0 | 0 | 0 | 0 | 0
PseudoUnit | 0 | 0 | 0 | 0 | 0 | 0
FixedInterchange | 0 | 0 | 0 | 0 | 0 | 0
Cumulative Retirements of Capacity by Reporting Type: TVA
ReportingType | 2015 | 2020 | 2025 | 2030 | 2035 | 2040
BM | 0 | 0 | 0 | 0 | 0 | 0
CC | 0 | 0 | 0 | 0 | 108.13 | 108.13
CSP | 0 | 0 | 0 | 0 | 0 | 0
CT | 0 | 0 | 0 | 0 | 0 | 0
Coal | 5209.17 | 6746.61 | 6746.61 | 6746.61 | 6746.61 | 6746.61
Geo | 0 | 0 | 0 | 0 | 0 | 0
H | 0 | 0 | 0 | 0 | 0 | 0
LFG | 0 | 0 | 0 | 0 | 0 | 0
Nuc | 0 | 0 | 0 | 0 | 2512.33 | 3791
PS | 0 | 0 | 0 | 0 | 0 | 0
PV | 0 | 0 | 0 | 0 | 0 | 0
PeakG | 262 | 1282.22 | 5865 | 5865 | 5865 | 5865
PeakO | 83 | 83 | 83 | 83 | 83 | 83
ST | 0 | 0 | 0 | 0 | 0 | 0
STOG | 0 | 0 | 0 | 0 | 0 | 0
STWD | 5 | 5 | 5 | 5 | 5 | 5
WT | 0 | 0 | 0 | 0 | 0 | 0
IGCC | 0 | 0 | 0 | 0 | 0 | 0
DemandResponse | 0 | 0 | 0 | 0 | 0 | 0
IGCC-CCS | 0 | 0 | 0 | 0 | 0 | 0
WT_off | 0 | 0 | 0 | 0 | 0 | 0
PseudoUnit | 0 | 0 | 0 | 0 | 0 | 0
FixedInterchange | 0 | 0 | 0 | 0 | 0 | 0
Cumulative Retirements of Capacity by Reporting Type: TVA_Transmission
ReportingType | 2015 | 2020 | 2025 | 2030 | 2035 | 2040
BM | 0 | 0 | 0 | 0 | 0 | 0
CC | 0 | 0 | 0 | 0 | 0 | 0
CSP | 0 | 0 | 0 | 0 | 0 | 0
CT | 0 | 0 | 0 | 0 | 0 | 0
Coal | 0 | 0 | 0 | 0 | 0 | 0
Geo | 0 | 0 | 0 | 0 | 0 | 0
H | 0 | 0 | 0 | 0 | 0 | 0
LFG | 0 | 0 | 0 | 0 | 0 | 0
Nuc | 0 | 0 | 0 | 0 | 0 | 0
PS | 0 | 0 | 0 | 0 | 0 | 0
PV | 0 | 0 | 0 | 0 | 0 | 0
PeakG | 0 | 0 | 0 | 0 | 0 | 0
PeakO | 0 | 0 | 0 | 0 | 0 | 0
ST | 0 | 0 | 0 | 0 | 0 | 0
STOG | 0 | 0 | 0 | 0 | 0 | 0
STWD | 0 | 0 | 0 | 0 | 0 | 0
WT | 0 | 0 | 0 | 0 | 0 | 0
IGCC | 0 | 0 | 0 | 0 | 0 | 0
DemandResponse | 0 | 0 | 0 | 0 | 0 | 0
IGCC-CCS | 0 | 0 | 0 | 0 | 0 | 0
WT_off | 0 | 0 | 0 | 0 | 0 | 0
PseudoUnit | 0 | 0 | 0 | 0 | 0 | 0
FixedInterchange | 0 | 0 | 0 | 0 | 0 | 0
Cumulative Retirements of Capacity by Reporting Type: VACAR
ReportingType | 2015 | 2020 | 2025 | 2030 | 2035 | 2040
BM | 0 | 0 | 0 | 0 | 0 | 0
CC | 0 | 185 | 185 | 185 | 185 | 185
CSP | 0 | 0 | 0 | 0 | 0 | 0
CT | 0 | 0 | 0 | 0 | 717.2 | 717.2
Coal | 2954 | 8478.68 | 8478.68 | 8478.68 | 8478.68 | 8478.68
Geo | 0 | 0 | 0 | 0 | 0 | 0
H | 0 | 0 | 0 | 0 | 0 | 0
LFG | 0 | 0 | 0 | 0 | 0 | 0
Nuc | 0 | 0 | 0 | 0 | 3248 | 5106
PS | 0 | 0 | 0 | 0 | 0 | 0
PV | 0 | 0 | 0 | 0 | 0 | 0
PeakG | 0 | 446.2 | 1525.58 | 1525.58 | 1525.58 | 1525.58
PeakO | 0 | 1109 | 1268 | 1268 | 1268 | 1268
ST | 0 | 0 | 0 | 0 | 0 | 0
STOG | 0 | 92 | 92 | 92 | 92 | 92
STWD | 0 | 0 | 0 | 0 | 0 | 0
WT | 0 | 0 | 0 | 0 | 0 | 0
IGCC | 0 | 0 | 0 | 0 | 0 | 0
DemandResponse | 0 | 0 | 0 | 0 | 0 | 0
IGCC-CCS | 0 | 0 | 0 | 0 | 0 | 0
WT_off | 0 | 0 | 0 | 0 | 0 | 0
PseudoUnit | 0 | 0 | 0 | 0 | 0 | 0
FixedInterchange | 0 | 0 | 0 | 0 | 0 | 0
Cumulative Retirements of Capacity by Reporting Type: IESO
ReportingType | 2015 | 2020 | 2025 | 2030 | 2035 | 2040
BM | 0 | 0 | 0 | 0 | 0 | 0
CC | 5943 | 5943 | 5943 | 5943 | 5943 | 5943
CSP | 0 | 0 | 0 | 0 | 0 | 0
CT | 0 | 0 | 0 | 0 | 0 | 0
Coal | 6416 | 6416 | 6416 | 6416 | 6416 | 6416
Geo | 0 | 0 | 0 | 0 | 0 | 0
H | 0 | 0 | 0 | 0 | 0 | 0
LFG | 0 | 0 | 0 | 0 | 0 | 0
Nuc | 0 | 0 | 0 | 0 | 1030 | 2570
PS | 0 | 0 | 0 | 0 | 0 | 0
PV | 0 | 0 | 0 | 0 | 1067.26 | 1067.26
PeakG | 506.32 | 506.32 | 506.32 | 506.32 | 506.32 | 506.32
PeakO | 175 | 175 | 175 | 175 | 175 | 175
ST | 0 | 0 | 0 | 0 | 0 | 0
STOG | 2126 | 2126 | 2126 | 2126 | 2126 | 2126
STWD | 139 | 139 | 139 | 139 | 139 | 139
WT | 0 | 0 | 0 | 0 | 2105.9 | 2105.9
IGCC | 0 | 0 | 0 | 0 | 0 | 0
DemandResponse | 0 | 0 | 0 | 0 | 0 | 0
IGCC-CCS | 0 | 0 | 0 | 0 | 0 | 0
WT_off | 0 | 0 | 0 | 0 | 0 | 0
PseudoUnit | 0 | 0 | 0 | 0 | 0 | 0
FixedInterchange | 0 | 0 | 0 | 0 | 0 | 0
Cumulative Retirements of Capacity by Reporting Type: MAPP_CA
ReportingType | 2015 | 2020 | 2025 | 2030 | 2035 | 2040
BM | 0 | 0 | 0 | 0 | 0 | 0
CC | 0 | 0 | 0 | 0 | 434 | 835.63
CSP | 0 | 0 | 0 | 0 | 0 | 0
CT | 0 | 0 | 0 | 0 | 0 | 0
Coal | 579.98 | 997.27 | 1745.9 | 1745.9 | 1745.9 | 1745.9
Geo | 0 | 0 | 0 | 0 | 0 | 0
H | 0 | 0 | 0 | 0 | 0 | 0
LFG | 0 | 0 | 0 | 0 | 0 | 0
Nuc | 0 | 0 | 0 | 0 | 0 | 0
PS | 0 | 0 | 0 | 0 | 0 | 0
PV | 0 | 0 | 0 | 0 | 0 | 0
PeakG | 0 | 0 | 0 | 0 | 559 | 559
PeakO | 0 | 0 | 0 | 0 | 4 | 4
ST | 0 | 0 | 0 | 0 | 0 | 0
STOG | 0 | 0 | 18.56 | 126 | 126 | 126
STWD | 0 | 0 | 0 | 0 | 0 | 0
WT | 0 | 0 | 0 | 0 | 302.4 | 302.4
IGCC | 0 | 0 | 0 | 0 | 0 | 0
DemandResponse | 0 | 0 | 0 | 0 | 0 | 0
IGCC-CCS | 0 | 0 | 0 | 0 | 0 | 0
WT_off | 0 | 0 | 0 | 0 | 0 | 0
PseudoUnit | 0 | 0 | 0 | 0 | 0 | 0
FixedInterchange | 0 | 0 | 0 | 0 | 0 | 0
Cumulative Retirements of Capacity by Reporting Type: AZ_NM_SNV_Coal
ReportingType | 2015 | 2020 | 2025 | 2030 | 2035 | 2040
BM | 0 | 0 | 0 | 0 | 0 | 0
CC | 0 | 0 | 0 | 0 | 0 | 0
CSP | 0 | 0 | 0 | 0 | 0 | 0
CT | 0 | 0 | 0 | 0 | 0 | 0
Coal | 220 | 220 | 220 | 220 | 220 | 220
Geo | 0 | 0 | 0 | 0 | 0 | 0
H | 0 | 0 | 0 | 0 | 0 | 0
LFG | 0 | 0 | 0 | 0 | 0 | 0
Nuc | 0 | 0 | 0 | 0 | 0 | 0
PS | 0 | 0 | 0 | 0 | 0 | 0
PV | 0 | 0 | 0 | 0 | 0 | 0
PeakG | 0 | 0 | 0 | 0 | 0 | 0
PeakO | 200 | 200 | 200 | 200 | 200 | 200
ST | 0 | 0 | 0 | 0 | 0 | 0
STOG | 0 | 0 | 0 | 0 | 0 | 0
STWD | 0 | 0 | 0 | 0 | 0 | 0
WT | 0 | 0 | 0 | 0 | 0 | 0
IGCC | 0 | 0 | 0 | 0 | 0 | 0
DemandResponse | 0 | 0 | 0 | 0 | 0 | 0
IGCC-CCS | 0 | 0 | 0 | 0 | 0 | 0
WT_off | 0 | 0 | 0 | 0 | 0 | 0
PseudoUnit | 0 | 0 | 0 | 0 | 0 | 0
FixedInterchange | 0 | 0 | 0 | 0 | 0 | 0
Cumulative Retirements of Capacity by Reporting Type: AZ_NM_SNV_Gas
ReportingType | 2015 | 2020 | 2025 | 2030 | 2035 | 2040
BM | 0 | 0 | 0 | 0 | 0 | 0
CC | 3247 | 3247 | 3247 | 3247 | 3247 | 3247
CSP | 0 | 0 | 0 | 0 | 0 | 0
CT | 0 | 0 | 0 | 0 | 736 | 736
Coal | 0 | 0 | 0 | 0 | 0 | 0
Geo | 0 | 0 | 0 | 0 | 0 | 0
H | 0 | 0 | 0 | 0 | 0 | 0
LFG | 0 | 0 | 0 | 0 | 0 | 0
Nuc | 0 | 0 | 0 | 0 | 0 | 0
PS | 0 | 0 | 0 | 0 | 0 | 0
PV | 0 | 0 | 0 | 0 | 0 | 0
PeakG | 736.51 | 3660 | 3660 | 3660 | 3660 | 3660
PeakO | 0 | 0 | 0 | 0 | 0 | 0
ST | 0 | 0 | 0 | 0 | 0 | 0
STOG | 2064 | 2064 | 2064 | 2064 | 2064 | 2064
STWD | 0 | 0 | 0 | 0 | 0 | 0
WT | 0 | 0 | 0 | 0 | 0 | 0
IGCC | 0 | 0 | 0 | 0 | 0 | 0
DemandResponse | 0 | 0 | 0 | 0 | 0 | 0
IGCC-CCS | 0 | 0 | 0 | 0 | 0 | 0
WT_off | 0 | 0 | 0 | 0 | 0 | 0
PseudoUnit | 0 | 0 | 0 | 0 | 0 | 0
FixedInterchange | 0 | 0 | 0 | 0 | 0 | 0
Cumulative Retirements of Capacity by Reporting Type: AZ_NM_SNV_NucRenew
ReportingType | 2015 | 2020 | 2025 | 2030 | 2035 | 2040
BM | 0 | 0 | 0 | 0 | 0 | 0
CC | 0 | 0 | 0 | 0 | 0 | 0
CSP | 65 | 65 | 65 | 65 | 65 | 65
CT | 0 | 0 | 0 | 0 | 0 | 0
Coal | 0 | 0 | 0 | 0 | 0 | 0
Geo | 0 | 0 | 0 | 0 | 0 | 0
H | 0 | 0 | 0 | 0 | 0 | 0
LFG | 0 | 0 | 0 | 0 | 0 | 0
Nuc | 0 | 0 | 0 | 0 | 0 | 0
PS | 0 | 0 | 0 | 0 | 0 | 0
PV | 0 | 0 | 0 | 0 | 0 | 0
PeakG | 0 | 0 | 0 | 0 | 0 | 0
PeakO | 0 | 0 | 0 | 0 | 0 | 0
ST | 0 | 0 | 0 | 0 | 0 | 0
STOG | 0 | 0 | 0 | 0 | 0 | 0
STWD | 0 | 0 | 0 | 0 | 0 | 0
WT | 0 | 0 | 0 | 0 | 0 | 0
IGCC | 0 | 0 | 0 | 0 | 0 | 0
DemandResponse | 0 | 0 | 0 | 0 | 0 | 0
IGCC-CCS | 0 | 0 | 0 | 0 | 0 | 0
WT_off | 0 | 0 | 0 | 0 | 0 | 0
PseudoUnit | 0 | 0 | 0 | 0 | 0 | 0
FixedInterchange | 0 | 0 | 0 | 0 | 0 | 0
Cumulative Retirements of Capacity by Reporting Type: ERCOT
ReportingType | 2015 | 2020 | 2025 | 2030 | 2035 | 2040
BM | 0 | 0 | 0 | 0 | 0 | 0
CC | 0 | 0 | 0 | 0 | 0 | 557
CSP | 0 | 0 | 0 | 0 | 0 | 0
CT | 0 | 0 | 0 | 0 | 250 | 250
Coal | 1144 | 1144 | 1144 | 1144 | 1144 | 1144
Geo | 0 | 0 | 0 | 0 | 0 | 0
H | 0 | 0 | 0 | 0 | 0 | 0
LFG | 0 | 0 | 0 | 0 | 0 | 0
Nuc | 0 | 0 | 0 | 0 | 0 | 0
PS | 0 | 0 | 0 | 0 | 0 | 0
PV | 0 | 0 | 0 | 0 | 14 | 14
PeakG | 0 | 0 | 0 | 0 | 0 | 373.87
PeakO | 0 | 0 | 51 | 51 | 51 | 51
ST | 0 | 0 | 0 | 0 | 0 | 0
STOG | 3615.8 | 9934.01 | 13562.83 | 14543.2 | 15066.15 | 18933
STWD | 0 | 0 | 0 | 0 | 0 | 0
WT | 0 | 0 | 0 | 0 | 0 | 0
IGCC | 0 | 0 | 0 | 0 | 0 | 0
DemandResponse | 0 | 0 | 0 | 0 | 0 | 0
IGCC-CCS | 0 | 0 | 0 | 0 | 0 | 0
WT_off | 0 | 0 | 0 | 0 | 0 | 0
PseudoUnit | 0 | 0 | 0 | 0 | 0 | 0
FixedInterchange | 0 | 0 | 0 | 0 | 0 | 0
Cumulative Retirements of Capacity by Reporting Type: NP15
ReportingType | 2015 | 2020 | 2025 | 2030 | 2035 | 2040
BM | 0 | 0 | 0 | 0 | 0 | 0
CC | 0 | 0 | 0 | 0 | 0 | 0
CSP | 0 | 0 | 0 | 0 | 0 | 0
CT | 0 | 0 | 0 | 0 | 0 | 0
Coal | 163.7 | 191.9 | 191.9 | 191.9 | 191.9 | 191.9
Geo | 0 | 0 | 0 | 0 | 0 | 0
H | 0 | 0 | 0 | 0 | 0 | 0
LFG | 0 | 0 | 0 | 0 | 0 | 0
Nuc | 0 | 0 | 0 | 0 | 0 | 0
PS | 0 | 0 | 0 | 0 | 0 | 0
PV | 0 | 0 | 0 | 0 | 6.5 | 6.5
PeakG | 0 | 0 | 0 | 0 | 0 | 0
PeakO | 156 | 156 | 156 | 156 | 156 | 156
ST | 0 | 0 | 0 | 0 | 0 | 0
STOG | 1606.18 | 4224.36 | 4859 | 4859 | 4859 | 4859
STWD | 0 | 0 | 0 | 0 | 0 | 0
WT | 0 | 0 | 0 | 0 | 0 | 0
IGCC | 0 | 0 | 0 | 0 | 0 | 0
DemandResponse | 0 | 0 | 0 | 0 | 0 | 0
IGCC-CCS | 0 | 0 | 0 | 0 | 0 | 0
WT_off | 0 | 0 | 0 | 0 | 0 | 0
PseudoUnit | 0 | 0 | 0 | 0 | 0 | 0
FixedInterchange | 0 | 0 | 0 | 0 | 0 | 0
Cumulative Retirements of Capacity by Reporting Type: NWPP_Coal
ReportingType | 2015 | 2020 | 2025 | 2030 | 2035 | 2040
BM | 0 | 0 | 0 | 0 | 0 | 0
CC | 0 | 0 | 0 | 0 | 0 | 0
CSP | 0 | 0 | 0 | 0 | 0 | 0
CT | 0 | 0 | 0 | 0 | 0 | 0
Coal | 1361.41 | 1361.41 | 1361.41 | 1361.41 | 1361.41 | 1361.41
Geo | 0 | 0 | 0 | 0 | 0 | 0
H | 0 | 0 | 0 | 0 | 0 | 0
LFG | 0 | 0 | 0 | 0 | 0 | 0
Nuc | 0 | 0 | 0 | 0 | 0 | 0
PS | 0 | 0 | 0 | 0 | 0 | 0
PV | 0 | 0 | 0 | 0 | 0 | 0
PeakG | 0 | 0 | 0 | 0 | 0 | 0
PeakO | 183 | 183 | 183 | 183 | 183 | 183
ST | 0 | 0 | 0 | 0 | 0 | 0
STOG | 0 | 0 | 0 | 0 | 0 | 0
STWD | 0 | 0 | 0 | 0 | 0 | 0
WT | 0 | 0 | 0 | 0 | 0 | 0
IGCC | 0 | 0 | 0 | 0 | 0 | 0
DemandResponse | 0 | 0 | 0 | 0 | 0 | 0
IGCC-CCS | 0 | 0 | 0 | 0 | 0 | 0
WT_off | 0 | 0 | 0 | 0 | 0 | 0
PseudoUnit | 0 | 0 | 0 | 0 | 0 | 0
FixedInterchange | 0 | 0 | 0 | 0 | 0 | 0
Cumulative Retirements of Capacity by Reporting Type: NWPP_Gas
ReportingType | 2015 | 2020 | 2025 | 2030 | 2035 | 2040
BM | 0 | 0 | 0 | 0 | 0 | 0
CC | 3229.77 | 3229.77 | 3229.77 | 3229.77 | 3229.77 | 3229.77
CSP | 0 | 0 | 0 | 0 | 0 | 0
CT | 0 | 0 | 0 | 0 | 150 | 150
Coal | 0 | 0 | 0 | 0 | 0 | 0
Geo | 0 | 0 | 0 | 0 | 0 | 0
H | 0 | 0 | 0 | 0 | 0 | 0
LFG | 0 | 0 | 0 | 0 | 0 | 0
Nuc | 0 | 0 | 0 | 0 | 0 | 0
PS | 0 | 0 | 0 | 0 | 0 | 0
PV | 0 | 0 | 0 | 0 | 0 | 0
PeakG | 2623 | 2623 | 2623 | 2623 | 2623 | 2623
PeakO | 0 | 0 | 0 | 0 | 0 | 0
ST | 0 | 0 | 0 | 0 | 0 | 0
STOG | 786 | 786 | 786 | 786 | 786 | 786
STWD | 0 | 0 | 0 | 0 | 0 | 0
WT | 0 | 0 | 0 | 0 | 0 | 0
IGCC | 0 | 0 | 0 | 0 | 0 | 0
DemandResponse | 0 | 0 | 0 | 0 | 0 | 0
IGCC-CCS | 0 | 0 | 0 | 0 | 0 | 0
WT_off | 0 | 0 | 0 | 0 | 0 | 0
PseudoUnit | 0 | 0 | 0 | 0 | 0 | 0
FixedInterchange | 0 | 0 | 0 | 0 | 0 | 0
Cumulative Retirements of Capacity by Reporting Type: NWPP_NucRenew
ReportingType | 2015 | 2020 | 2025 | 2030 | 2035 | 2040
BM | 0 | 0 | 0 | 0 | 0 | 0
CC | 0 | 0 | 0 | 0 | 0 | 0
CSP | 0 | 0 | 0 | 0 | 0 | 0
CT | 0 | 0 | 0 | 0 | 0 | 0
Coal | 0 | 0 | 0 | 0 | 0 | 0
Geo | 4.8 | 4.8 | 4.8 | 4.8 | 4.8 | 4.8
H | 0 | 0 | 0 | 0 | 0 | 0
LFG | 0 | 0 | 0 | 0 | 0 | 0
Nuc | 0 | 0 | 0 | 0 | 0 | 0
PS | 0 | 0 | 0 | 0 | 0 | 0
PV | 0 | 0 | 0 | 0 | 0 | 0
PeakG | 0 | 0 | 0 | 0 | 0 | 0
PeakO | 0 | 0 | 0 | 0 | 0 | 0
ST | 0 | 0 | 0 | 0 | 0 | 0
STOG | 0 | 0 | 0 | 0 | 0 | 0
STWD | 561 | 561 | 561 | 561 | 561 | 561
WT | 0 | 0 | 0 | 0 | 0 | 0
IGCC | 0 | 0 | 0 | 0 | 0 | 0
DemandResponse | 0 | 0 | 0 | 0 | 0 | 0
IGCC-CCS | 0 | 0 | 0 | 0 | 0 | 0
WT_off | 0 | 0 | 0 | 0 | 0 | 0
PseudoUnit | 0 | 0 | 0 | 0 | 0 | 0
FixedInterchange | 0 | 0 | 0 | 0 | 0 | 0
Cumulative Retirements of Capacity by Reporting Type: RMPA
ReportingType | 2015 | 2020 | 2025 | 2030 | 2035 | 2040
BM | 0 | 0 | 0 | 0 | 0 | 0
CC | 978.38 | 1453.93 | 2686 | 2686 | 2686 | 2686
CSP | 1 | 1 | 1 | 1 | 1 | 1
CT | 0 | 0 | 0 | 0 | 152 | 152
Coal | 727 | 897.5 | 1249.5 | 1249.5 | 1249.5 | 1249.5
Geo | 0 | 0 | 0 | 0 | 0 | 0
H | 0 | 0 | 0 | 0 | 0 | 0
LFG | 0 | 0 | 0 | 0 | 0 | 0
Nuc | 0 | 0 | 0 | 0 | 0 | 0
PS | 0 | 0 | 0 | 0 | 0 | 0
PV | 0 | 0 | 0 | 0 | 0 | 0
PeakG | 14.28 | 440.65 | 1568.8 | 1568.8 | 1568.8 | 1568.8
PeakO | 187 | 187 | 187 | 187 | 187 | 187
ST | 0 | 0 | 0 | 0 | 0 | 0
STOG | 217 | 217 | 217 | 217 | 217 | 217
STWD | 0 | 0 | 0 | 0 | 0 | 0
WT | 0 | 0 | 0 | 0 | 0 | 0
IGCC | 0 | 0 | 0 | 0 | 0 | 0
DemandResponse | 0 | 0 | 0 | 0 | 0 | 0
IGCC-CCS | 0 | 0 | 0 | 0 | 0 | 0
WT_off | 0 | 0 | 0 | 0 | 0 | 0
PseudoUnit | 0 | 0 | 0 | 0 | 0 | 0
FixedInterchange | 0 | 0 | 0 | 0 | 0 | 0
Cumulative Retirements of Capacity by Reporting Type: SP15
ReportingType | 2015 | 2020 | 2025 | 2030 | 2035 | 2040
BM | 0 | 0 | 0 | 0 | 0 | 0
CC | 0 | 0 | 0 | 0 | 0 | 0
CSP | 409 | 409 | 409 | 409 | 409 | 409
CT | 0 | 0 | 0 | 0 | 0 | 0
Coal | 141.5 | 242.7 | 242.7 | 242.7 | 242.7 | 242.7
Geo | 0 | 0 | 0 | 0 | 0 | 0
H | 0 | 0 | 0 | 0 | 0 | 0
LFG | 0 | 0 | 0 | 0 | 0 | 0
Nuc | 0 | 0 | 0 | 0 | 0 | 0
PS | 0 | 0 | 0 | 0 | 0 | 0
PV | 0 | 0 | 0 | 0 | 3.8 | 3.8
PeakG | 44 | 44 | 44 | 44 | 44 | 44
PeakO | 15 | 15 | 15 | 15 | 15 | 15
ST | 0 | 0 | 0 | 0 | 0 | 0
STOG | 3714.45 | 7012.05 | 8643.36 | 8643.36 | 8643.36 | 8643.36
STWD | 0 | 0 | 0 | 0 | 0 | 0
WT | 126.2 | 126.2 | 126.2 | 126.2 | 126.2 | 126.2
IGCC | 0 | 0 | 0 | 0 | 0 | 0
DemandResponse | 0 | 0 | 0 | 0 | 0 | 0
IGCC-CCS | 0 | 0 | 0 | 0 | 0 | 0
WT_off | 0 | 0 | 0 | 0 | 0 | 0
PseudoUnit | 0 | 0 | 0 | 0 | 0 | 0
FixedInterchange | 0 | 0 | 0 | 0 | 0 | 0
Cumulative Retirements of Capacity by Reporting Type: ALB
ReportingType | 2015 | 2020 | 2025 | 2030 | 2035 | 2040
BM | 0 | 0 | 0 | 0 | 0 | 0
CC | 0 | 0 | 0 | 0 | 0 | 1418.71
CSP | 0 | 0 | 0 | 0 | 0 | 0
CT | 0 | 0 | 0 | 0 | 201.5 | 201.5
Coal | 0 | 0 | 0 | 0 | 0 | 0
Geo | 0 | 0 | 0 | 0 | 0 | 0
H | 0 | 0 | 0 | 0 | 0 | 0
LFG | 0 | 0 | 0 | 0 | 0 | 0
Nuc | 0 | 0 | 0 | 0 | 0 | 0
PS | 0 | 0 | 0 | 0 | 0 | 0
PV | 0 | 0 | 0 | 0 | 0 | 0
PeakG | 1070.59 | 1781.17 | 2368 | 2368 | 2368 | 2368
PeakO | 6 | 6 | 6 | 6 | 6 | 6
ST | 0 | 0 | 0 | 0 | 0 | 0
STOG | 186 | 186 | 186 | 186 | 186 | 186
STWD | 174 | 174 | 174 | 174 | 174 | 174
WT | 0 | 0 | 0 | 0 | 0 | 0
IGCC | 0 | 0 | 0 | 0 | 0 | 0
DemandResponse | 0 | 0 | 0 | 0 | 0 | 0
IGCC-CCS | 0 | 0 | 0 | 0 | 0 | 0
WT_off | 0 | 0 | 0 | 0 | 0 | 0
PseudoUnit | 0 | 0 | 0 | 0 | 0 | 0
FixedInterchange | 0 | 0 | 0 | 0 | 0 | 0
Cumulative Retirements of Capacity by Reporting Type: BC
ReportingType | 2015 | 2020 | 2025 | 2030 | 2035 | 2040
BM | 0 | 0 | 0 | 0 | 0 | 0
CC | 0 | 0 | 0 | 0 | 0 | 0
CSP | 0 | 0 | 0 | 0 | 0 | 0
CT | 0 | 0 | 0 | 0 | 0 | 0
Coal | 0 | 0 | 0 | 0 | 0 | 0
Geo | 0 | 0 | 0 | 0 | 0 | 0
H | 0 | 0 | 0 | 0 | 0 | 0
LFG | 0 | 0 | 0 | 0 | 0 | 0
Nuc | 0 | 0 | 0 | 0 | 0 | 0
PS | 0 | 0 | 0 | 0 | 0 | 0
PV | 0 | 0 | 0 | 0 | 0 | 0
PeakG | 0 | 141 | 141 | 141 | 141 | 141
PeakO | 0 | 44 | 44 | 44 | 44 | 44
ST | 0 | 0 | 0 | 0 | 0 | 0
STOG | 855.05 | 938 | 938 | 938 | 938 | 938
STWD | 0 | 510 | 510 | 510 | 510 | 510
WT | 0 | 0 | 0 | 0 | 0 | 0
IGCC | 0 | 0 | 0 | 0 | 0 | 0
DemandResponse | 0 | 0 | 0 | 0 | 0 | 0
IGCC-CCS | 0 | 0 | 0 | 0 | 0 | 0
WT_off | 0 | 0 | 0 | 0 | 0 | 0
PseudoUnit | 0 | 0 | 0 | 0 | 0 | 0
FixedInterchange | 0 | 0 | 0 | 0 | 0 | 0
Cumulative Retirements of Capacity by Reporting Type: HQ_IESO
ReportingType | 2015 | 2020 | 2025 | 2030 | 2035 | 2040
BM | 0 | 0 | 0 | 0 | 0 | 0
CC | 0 | 0 | 0 | 0 | 0 | 0
CSP | 0 | 0 | 0 | 0 | 0 | 0
CT | 0 | 0 | 0 | 0 | 0 | 0
Coal | 0 | 0 | 0 | 0 | 0 | 0
Geo | 0 | 0 | 0 | 0 | 0 | 0
H | 0 | 0 | 0 | 0 | 0 | 0
LFG | 0 | 0 | 0 | 0 | 0 | 0
Nuc | 0 | 0 | 0 | 0 | 0 | 0
PS | 0 | 0 | 0 | 0 | 0 | 0
PV | 0 | 0 | 0 | 0 | 0 | 0
PeakG | 0 | 0 | 0 | 0 | 0 | 0
PeakO | 0 | 0 | 0 | 0 | 0 | 0
ST | 0 | 0 | 0 | 0 | 0 | 0
STOG | 0 | 0 | 0 | 0 | 0 | 0
STWD | 0 | 0 | 0 | 0 | 0 | 0
WT | 0 | 0 | 0 | 0 | 0 | 0
IGCC | 0 | 0 | 0 | 0 | 0 | 0
DemandResponse | 0 | 0 | 0 | 0 | 0 | 0
IGCC-CCS | 0 | 0 | 0 | 0 | 0 | 0
WT_off | 0 | 0 | 0 | 0 | 0 | 0
PseudoUnit | 0 | 0 | 0 | 0 | 0 | 0
FixedInterchange | 0 | 0 | 0 | 0 | 0 | 0
Cumulative Retirements of Capacity by Reporting Type: HQ_NEISO
ReportingType | 2015 | 2020 | 2025 | 2030 | 2035 | 2040
BM | 0 | 0 | 0 | 0 | 0 | 0
CC | 0 | 0 | 0 | 0 | 0 | 0
CSP | 0 | 0 | 0 | 0 | 0 | 0
CT | 0 | 0 | 0 | 0 | 0 | 0
Coal | 0 | 0 | 0 | 0 | 0 | 0
Geo | 0 | 0 | 0 | 0 | 0 | 0
H | 0 | 0 | 0 | 0 | 0 | 0
LFG | 0 | 0 | 0 | 0 | 0 | 0
Nuc | 0 | 0 | 0 | 0 | 0 | 0
PS | 0 | 0 | 0 | 0 | 0 | 0
PV | 0 | 0 | 0 | 0 | 0 | 0
PeakG | 0 | 0 | 0 | 0 | 0 | 0
PeakO | 0 | 0 | 0 | 0 | 0 | 0
ST | 0 | 0 | 0 | 0 | 0 | 0
STOG | 0 | 0 | 0 | 0 | 0 | 0
STWD | 0 | 0 | 0 | 0 | 0 | 0
WT | 0 | 0 | 0 | 0 | 0 | 0
IGCC | 0 | 0 | 0 | 0 | 0 | 0
DemandResponse | 0 | 0 | 0 | 0 | 0 | 0
IGCC-CCS | 0 | 0 | 0 | 0 | 0 | 0
WT_off | 0 | 0 | 0 | 0 | 0 | 0
PseudoUnit | 0 | 0 | 0 | 0 | 0 | 0
FixedInterchange | 0 | 0 | 0 | 0 | 0 | 0
Cumulative Retirements of Capacity by Reporting Type: HQ_NY
ReportingType | 2015 | 2020 | 2025 | 2030 | 2035 | 2040
BM | 0 | 0 | 0 | 0 | 0 | 0
CC | 0 | 0 | 0 | 0 | 0 | 0
CSP | 0 | 0 | 0 | 0 | 0 | 0
CT | 0 | 0 | 0 | 0 | 0 | 0
Coal | 0 | 0 | 0 | 0 | 0 | 0
Geo | 0 | 0 | 0 | 0 | 0 | 0
H | 0 | 0 | 0 | 0 | 0 | 0
LFG | 0 | 0 | 0 | 0 | 0 | 0
Nuc | 0 | 0 | 0 | 0 | 0 | 0
PS | 0 | 0 | 0 | 0 | 0 | 0
PV | 0 | 0 | 0 | 0 | 0 | 0
PeakG | 0 | 0 | 0 | 0 | 0 | 0
PeakO | 0 | 0 | 0 | 0 | 0 | 0
ST | 0 | 0 | 0 | 0 | 0 | 0
STOG | 0 | 0 | 0 | 0 | 0 | 0
STWD | 0 | 0 | 0 | 0 | 0 | 0
WT | 0 | 0 | 0 | 0 | 0 | 0
IGCC | 0 | 0 | 0 | 0 | 0 | 0
DemandResponse | 0 | 0 | 0 | 0 | 0 | 0
IGCC-CCS | 0 | 0 | 0 | 0 | 0 | 0
WT_off | 0 | 0 | 0 | 0 | 0 | 0
PseudoUnit | 0 | 0 | 0 | 0 | 0 | 0
FixedInterchange | 0 | 0 | 0 | 0 | 0 | 0
Cumulative Retirements of Capacity by Reporting Type: MARITIMES
ReportingType | 2015 | 2020 | 2025 | 2030 | 2035 | 2040
BM | 0 | 0 | 0 | 0 | 0 | 0
CC | 0 | 0 | 0 | 0 | 0 | 0
CSP | 0 | 0 | 0 | 0 | 0 | 0
CT | 0 | 0 | 0 | 0 | 0 | 0
Coal | 0 | 0 | 0 | 0 | 0 | 0
Geo | 0 | 0 | 0 | 0 | 0 | 0
H | 0 | 0 | 0 | 0 | 0 | 0
LFG | 0 | 0 | 0 | 0 | 0 | 0
Nuc | 0 | 0 | 0 | 0 | 0 | 0
PS | 0 | 0 | 0 | 0 | 0 | 0
PV | 0 | 0 | 0 | 0 | 0 | 0
PeakG | 0 | 0 | 0 | 0 | 0 | 0
PeakO | 0 | 0 | 0 | 0 | 0 | 0
ST | 0 | 0 | 0 | 0 | 0 | 0
STOG | 0 | 0 | 0 | 0 | 0 | 0
STWD | 0 | 0 | 0 | 0 | 0 | 0
WT | 0 | 0 | 0 | 0 | 0 | 0
IGCC | 0 | 0 | 0 | 0 | 0 | 0
DemandResponse | 0 | 0 | 0 | 0 | 0 | 0
IGCC-CCS | 0 | 0 | 0 | 0 | 0 | 0
WT_off | 0 | 0 | 0 | 0 | 0 | 0
PseudoUnit | 0 | 0 | 0 | 0 | 0 | 0
FixedInterchange | 0 | 0 | 0 | 0 | 0 | 0
Cumulative Retirements of Capacity by Reporting Type: All
ReportingType | 2015 | 2020 | 2025 | 2030 | 2035 | 2040
BM | 0 | 0 | 0 | 0 | 0 | 192
CC | 17560.35 | 22910.36 | 26197.84 | 26284.69 | 26826.82 | 32423.52
CSP | 475 | 475 | 475 | 475 | 475 | 475
CT | 0 | 0 | 0 | 44 | 5813.19 | 6113.19
Coal | 73430.88 | 109495.5 | 110765.48 | 110765.48 | 110765.48 | 110765.48
Geo | 4.8 | 4.8 | 4.8 | 4.8 | 4.8 | 4.8
H | 0 | 0 | 0 | 0 | 0 | 0
LFG | 0 | 0 | 0 | 0 | 0 | 0
Nuc | 0 | 614.5 | 614.5 | 2102.7 | 28678.4 | 48384.39
PS | 0 | 0 | 0 | 0 | 0 | 0
PV | 0 | 0 | 0 | 0 | 1123.85 | 1150.11
PeakG | 9377.72 | 19571.98 | 39363.12 | 41572.58 | 43275.79 | 46255.47
PeakO | 4003.7 | 12816.88 | 19845 | 19845 | 19849 | 19849
ST | 0 | 0 | 0 | 0 | 0 | 0
STOG | 69703.47 | 88033.33 | 100452.33 | 101540.14 | 102063.09 | 105929.94
STWD | 1633 | 2766 | 3058.05 | 3058.05 | 3058.05 | 3058.05
WT | 126.2 | 126.2 | 126.2 | 126.2 | 2534.5 | 2534.5
IGCC | 0 | 0 | 0 | 0 | 0 | 0
DemandResponse | 0 | 0 | 0 | 0 | 0 | 0
IGCC-CCS | 0 | 0 | 0 | 0 | 0 | 0
WT_off | 0 | 0 | 0 | 0 | 468 | 468
PseudoUnit | 0 | 0 | 0 | 0 | 0 | 0
FixedInterchange | 0 | 0 | 0 | 0 | 0 | 0
Cumulative Retirements of Capacity by Reporting Type: EI_US
ReportingType | 2015 | 2020 | 2025 | 2030 | 2035 | 2040
BM | 0 | 0 | 0 | 0 | 0 | 192
CC | 4162.2 | 9036.66 | 11092.07 | 11178.92 | 11287.05 | 14506.41
CSP | 0 | 0 | 0 | 0 | 0 | 0
CT | 0 | 0 | 0 | 44 | 4323.69 | 4623.69
Coal | 62677.28 | 98024.72 | 98194.07 | 98194.07 | 98194.07 | 98194.07
Geo | 0 | 0 | 0 | 0 | 0 | 0
H | 0 | 0 | 0 | 0 | 0 | 0
LFG | 0 | 0 | 0 | 0 | 0 | 0
Nuc | 0 | 614.5 | 614.5 | 2102.7 | 27648.4 | 45814.39
PS | 0 | 0 | 0 | 0 | 0 | 0
PV | 0 | 0 | 0 | 0 | 32.29 | 58.55
PeakG | 4383.01 | 10375.84 | 28452 | 30661.46 | 31805.67 | 34411.49
PeakO | 3081.7 | 11850.88 | 18828 | 18828 | 18828 | 18828
ST | 0 | 0 | 0 | 0 | 0 | 0
STOG | 54532.99 | 60545.91 | 67051.58 | 67051.58 | 67051.58 | 67051.58
STWD | 759 | 1382 | 1674.05 | 1674.05 | 1674.05 | 1674.05
WT | 0 | 0 | 0 | 0 | 0 | 0
IGCC | 0 | 0 | 0 | 0 | 0 | 0
DemandResponse | 0 | 0 | 0 | 0 | 0 | 0
IGCC-CCS | 0 | 0 | 0 | 0 | 0 | 0
WT_off | 0 | 0 | 0 | 0 | 468 | 468
PseudoUnit | 0 | 0 | 0 | 0 | 0 | 0
FixedInterchange | 0 | 0 | 0 | 0 | 0 | 0
Cumulative Retirements of Capacity by Reporting Type: EI_Canada
ReportingType | 2015 | 2020 | 2025 | 2030 | 2035 | 2040
BM | 0 | 0 | 0 | 0 | 0 | 0
CC | 5943 | 5943 | 5943 | 5943 | 6377 | 6778.63
CSP | 0 | 0 | 0 | 0 | 0 | 0
CT | 0 | 0 | 0 | 0 | 0 | 0
Coal | 6995.98 | 7413.27 | 8161.9 | 8161.9 | 8161.9 | 8161.9
Geo | 0 | 0 | 0 | 0 | 0 | 0
H | 0 | 0 | 0 | 0 | 0 | 0
LFG | 0 | 0 | 0 | 0 | 0 | 0
Nuc | 0 | 0 | 0 | 0 | 1030 | 2570
PS | 0 | 0 | 0 | 0 | 0 | 0
PV | 0 | 0 | 0 | 0 | 1067.26 | 1067.26
PeakG | 506.32 | 506.32 | 506.32 | 506.32 | 1065.32 | 1065.32
PeakO | 175 | 175 | 175 | 175 | 179 | 179
ST | 0 | 0 | 0 | 0 | 0 | 0
STOG | 2126 | 2126 | 2144.56 | 2252 | 2252 | 2252
STWD | 139 | 139 | 139 | 139 | 139 | 139
WT | 0 | 0 | 0 | 0 | 2408.3 | 2408.3
IGCC | 0 | 0 | 0 | 0 | 0 | 0
DemandResponse | 0 | 0 | 0 | 0 | 0 | 0
IGCC-CCS | 0 | 0 | 0 | 0 | 0 | 0
WT_off | 0 | 0 | 0 | 0 | 0 | 0
PseudoUnit | 0 | 0 | 0 | 0 | 0 | 0
FixedInterchange | 0 | 0 | 0 | 0 | 0 | 0
Cumulative Retirements of Capacity by Reporting Type: EI
ReportingType | 2015 | 2020 | 2025 | 2030 | 2035 | 2040
BM | 0 | 0 | 0 | 0 | 0 | 192
CC | 10105.2 | 14979.66 | 17035.07 | 17121.92 | 17664.05 | 21285.04
CSP | 0 | 0 | 0 | 0 | 0 | 0
CT | 0 | 0 | 0 | 44 | 4323.69 | 4623.69
Coal | 69673.27 | 105437.99 | 106355.97 | 106355.97 | 106355.97 | 106355.97
Geo | 0 | 0 | 0 | 0 | 0 | 0
H | 0 | 0 | 0 | 0 | 0 | 0
LFG | 0 | 0 | 0 | 0 | 0 | 0
Nuc | 0 | 614.5 | 614.5 | 2102.7 | 28678.4 | 48384.39
PS | 0 | 0 | 0 | 0 | 0 | 0
PV | 0 | 0 | 0 | 0 | 1099.55 | 1125.81
PeakG | 4889.33 | 10882.16 | 28958.32 | 31167.79 | 32870.99 | 35476.81
PeakO | 3256.7 | 12025.88 | 19003 | 19003 | 19007 | 19007
ST | 0 | 0 | 0 | 0 | 0 | 0
STOG | 56658.99 | 62671.91 | 69196.14 | 69303.58 | 69303.58 | 69303.58
STWD | 898 | 1521 | 1813.05 | 1813.05 | 1813.05 | 1813.05
WT | 0 | 0 | 0 | 0 | 2408.3 | 2408.3
IGCC | 0 | 0 | 0 | 0 | 0 | 0
DemandResponse | 0 | 0 | 0 | 0 | 0 | 0
IGCC-CCS | 0 | 0 | 0 | 0 | 0 | 0
WT_off | 0 | 0 | 0 | 0 | 468 | 468
PseudoUnit | 0 | 0 | 0 | 0 | 0 | 0
FixedInterchange | 0 | 0 | 0 | 0 | 0 | 0
Cumulative Retirements of Capacity by Reporting Type: Outside_EI
ReportingType | 2015 | 2020 | 2025 | 2030 | 2035 | 2040
BM | 0 | 0 | 0 | 0 | 0 | 0
CC | 7455.15 | 7930.7 | 9162.77 | 9162.77 | 9162.77 | 11138.48
CSP | 475 | 475 | 475 | 475 | 475 | 475
CT | 0 | 0 | 0 | 0 | 1489.5 | 1489.5
Coal | 3757.61 | 4057.51 | 4409.51 | 4409.51 | 4409.51 | 4409.51
Geo | 4.8 | 4.8 | 4.8 | 4.8 | 4.8 | 4.8
H | 0 | 0 | 0 | 0 | 0 | 0
LFG | 0 | 0 | 0 | 0 | 0 | 0
Nuc | 0 | 0 | 0 | 0 | 0 | 0
PS | 0 | 0 | 0 | 0 | 0 | 0
PV | 0 | 0 | 0 | 0 | 24.3 | 24.3
PeakG | 4488.38 | 8689.82 | 10404.8 | 10404.8 | 10404.8 | 10778.66
PeakO | 747 | 791 | 842 | 842 | 842 | 842
ST | 0 | 0 | 0 | 0 | 0 | 0
STOG | 13044.48 | 25361.42 | 31256.19 | 32236.56 | 32759.51 | 36626.36
STWD | 735 | 1245 | 1245 | 1245 | 1245 | 1245
WT | 126.2 | 126.2 | 126.2 | 126.2 | 126.2 | 126.2
IGCC | 0 | 0 | 0 | 0 | 0 | 0
DemandResponse | 0 | 0 | 0 | 0 | 0 | 0
IGCC-CCS | 0 | 0 | 0 | 0 | 0 | 0
WT_off | 0 | 0 | 0 | 0 | 0 | 0
PseudoUnit | 0 | 0 | 0 | 0 | 0 | 0
FixedInterchange | 0 | 0 | 0 | 0 | 0 | 0
#5 | Total Installed ACTIVE Capacity (MW)
Total Installed Capacity by Reporting Type: Entergy
ReportingType | 2015 | 2020 | 2025 | 2030 | 2035 | 2040
BM | 0 | 0 | 0 | 0 | 0 | 0
CC | 13885 | 13885 | 13676 | 13589.15 | 13589.15 | 13589.15
CSP | 0 | 0 | 0 | 0 | 0 | 0
CT | 0 | 0 | 0 | 0 | 0 | 0
Coal | 8136 | 7556 | 7556 | 7556 | 7556 | 7556
Geo | 0 | 0 | 0 | 0 | 0 | 0
H | 744 | 744 | 744 | 744 | 744 | 744
LFG | 8 | 8 | 27.94 | 115.4 | 115.4 | 115.4
Nuc | 5422 | 5422 | 5422 | 5422 | 4580 | 3583
PS | 59 | 59 | 59 | 59 | 59 | 59
PV | 0.29 | 58.52 | 85.67 | 85.67 | 85.37 | 83.49
PeakG | 2787 | 2787 | 0 | 0 | 0 | 0
PeakO | 174 | 154.68 | 0 | 0 | 0 | 0
ST | 0 | 0 | 0 | 0 | 0 | 0
STOG | 2226.64 | 0 | 0 | 0 | 0 | 0
STWD | 206 | 0 | 0 | 0 | 0 | 0
WT | 107 | 107 | 107 | 107 | 107 | 107
IGCC | 0 | 0 | 0 | 0 | 0 | 0
DemandResponse | 301.75 | 3527.41 | 7000.7 | 7284.95 | 7577.99 | 7884.31
IGCC-CCS | 0 | 0 | 0 | 0 | 0 | 0
WT_off | 0 | 0 | 0 | 0 | 0 | 0
PseudoUnit | 0 | 0 | 0 | 0 | 0 | 0
FixedInterchange | 0 | 0 | 0 | 0 | 0 | 0
Total Installed Capacity by Reporting Type: FRCC
ReportingType | 2015 | 2020 | 2025 | 2030 | 2035 | 2040
BM | 0 | 0 | 0 | 0 | 0 | 0
CC | 23300.9 | 23501.9 | 23501.9 | 23618.13 | 28025.35 | 28520.48
CSP | 0 | 0 | 0 | 0 | 0 | 0
CT | 2480 | 2480 | 2480 | 2480 | 0 | 0
Coal | 9327.4 | 8458.4 | 8458.4 | 8458.4 | 8458.4 | 8458.4
Geo | 0 | 0 | 0 | 0 | 0 | 0
H | 55 | 55 | 55 | 55 | 55 | 55
LFG | 486 | 486 | 684 | 684 | 684 | 684
Nuc | 4131.33 | 4131.33 | 4131.33 | 4131.33 | 2516 | 839
PS | 0 | 0 | 0 | 0 | 0 | 0
PV | 51 | 51 | 51 | 51 | 51 | 51
PeakG | 8431 | 8431 | 7002 | 7002 | 7002 | 7002
PeakO | 2283 | 699.44 | 0 | 0 | 0 | 0
ST | 0 | 0 | 0 | 0 | 0 | 0
STOG | 1553.24 | 0 | 0 | 0 | 0 | 0
STWD | 195 | 195 | 195 | 195 | 195 | 195
WT | 0 | 0 | 0 | 0 | 0 | 0
IGCC | 0 | 0 | 0 | 0 | 0 | 0
DemandResponse | 2736.95 | 8805.89 | 16031.44 | 17372.95 | 18792.11 | 20306.22
IGCC-CCS | 0 | 0 | 0 | 0 | 0 | 0
WT_off | 0 | 0 | 0 | 0 | 0 | 0
PseudoUnit | 0 | 0 | 0 | 0 | 0 | 0
FixedInterchange | 0 | 0 | 0 | 0 | 0 | 0
Total Installed Capacity by Reporting Type: MAPP_US
ReportingType | 2015 | 2020 | 2025 | 2030 | 2035 | 2040
BM | 0 | 0 | 0 | 0 | 0 | 0
CC | 0 | 0 | 0 | 0 | 0 | 0
CSP | 0 | 0 | 0 | 0 | 0 | 0
CT | 308.3 | 308.3 | 308.3 | 300 | 0 | 0
Coal | 2831 | 2360 | 2360 | 2360 | 2360 | 2360
Geo | 44 | 44 | 44 | 44 | 44 | 44
H | 2186 | 2186 | 2186 | 2186 | 2186 | 2186
LFG | 2 | 2 | 73.67 | 73.67 | 73.67 | 73.67
Nuc | 0.1 | 0.1 | 0.1 | 0.1 | 0.1 | 0.1
PS | 0 | 0 | 0 | 0 | 0 | 0
PV | 0 | 0 | 0 | 0 | 0 | 0
PeakG | 513.43 | 513.43 | 79.18 | 79.18 | 79.18 | 5.2
PeakO | 0 | 0 | 0 | 0 | 0 | 0
ST | 0 | 0 | 0 | 0 | 0 | 0
STOG | 0 | 0 | 0 | 0 | 0 | 0
STWD | 0 | 0 | 0 | 0 | 0 | 0
WT | 1689.3 | 2002.25 | 2002.25 | 2002.25 | 2002.25 | 2002.25
IGCC | 0 | 0 | 0 | 0 | 0 | 0
DemandResponse | 59.01 | 475.3 | 930.7 | 972.2 | 1015.03 | 1060.17
IGCC-CCS | 0 | 0 | 0 | 0 | 0 | 0
WT_off | 0 | 0 | 0 | 0 | 0 | 0
PseudoUnit | 0 | 0 | 0 | 0 | 0 | 0
FixedInterchange | 0 | 0 | 0 | 0 | 0 | 0
Total Installed Capacity by Reporting Type: MISO_IN
ReportingType | 2015 | 2020 | 2025 | 2030 | 2035 | 2040
BM | 0 | 0 | 0 | 0 | 0 | 0
CC | 1396 | 1396 | 1396 | 1396 | 1396 | 1396
CSP | 0 | 0 | 0 | 0 | 0 | 0
CT | 0 | 0 | 0 | 0 | 0 | 0
Coal | 13073.82 | 12604.82 | 12604.82 | 12604.82 | 12604.82 | 12604.82
Geo | 0 | 0 | 0 | 0 | 0 | 0
H | 75 | 75 | 75 | 75 | 75 | 75
LFG | 37 | 37 | 37 | 117.13 | 117.13 | 117.13
Nuc | 0.1 | 0.1 | 0.1 | 0.1 | 0.1 | 0.1
PS | 0 | 0 | 0 | 0 | 0 | 0
PV | 0 | 217.93 | 336.37 | 336.37 | 336.37 | 331.47
PeakG | 3053 | 3053 | 3053 | 3053 | 3053 | 3053
PeakO | 361 | 361 | 0 | 0 | 0 | 0
ST | 0 | 0 | 0 | 0 | 0 | 0
STOG | 279 | 279 | 0 | 0 | 0 | 0
STWD | 0 | 0 | 0 | 0 | 0 | 0
WT | 535 | 535 | 535 | 535 | 535 | 535
IGCC | 618 | 618 | 618 | 618 | 618 | 618
DemandResponse | 1069.38 | 2503.59 | 4094.6 | 4290.58 | 4488.36 | 4699.85
IGCC-CCS | 0 | 0 | 0 | 0 | 0 | 0
WT_off | 0 | 0 | 0 | 0 | 0 | 0
PseudoUnit | 0 | 0 | 0 | 0 | 0 | 0
FixedInterchange | 0 | 0 | 0 | 0 | 0 | 0
Total Installed Capacity by Reporting Type: MISO_MI
ReportingType | 2015 | 2020 | 2025 | 2030 | 2035 | 2040
BM | 0 | 0 | 0 | 0 | 0 | 0
CC | 4338 | 4338 | 4316 | 4316 | 4316 | 4316
CSP | 0 | 0 | 0 | 0 | 0 | 0
CT | 0 | 0 | 0 | 0 | 0 | 0
Coal | 6911.02 | 5210 | 5210 | 5210 | 5210 | 5210
Geo | 0 | 0 | 0 | 0 | 0 | 0
H | 141 | 141 | 141 | 141 | 141 | 141
LFG | 163 | 163 | 323.25 | 323.25 | 323.25 | 323.25
Nuc | 1889 | 1889 | 1889 | 1889 | 1111 | 1111
PS | 1872 | 1872 | 1872 | 1872 | 1872 | 1872
PV | 0 | 0 | 0 | 0 | 0 | 0
PeakG | 3562 | 3562 | 3562 | 3562 | 3562 | 3562
PeakO | 534 | 534 | 0 | 0 | 0 | 0
ST | 0 | 0 | 0 | 0 | 0 | 0
STOG | 2758 | 2758 | 0 | 0 | 0 | 0
STWD | 163 | 163 | 163 | 163 | 163 | 163
WT | 2161 | 2161 | 2372.84 | 2393.55 | 2416.15 | 2420.99
IGCC | 0 | 0 | 0 | 0 | 0 | 0
DemandResponse | 1840.68 | 2791.72 | 3963.36 | 4207 | 4454.4 | 4720.26
IGCC-CCS | 0 | 0 | 0 | 0 | 0 | 0
WT_off | 0 | 0 | 0 | 0 | 0 | 0
PseudoUnit | 0 | 0 | 0 | 0 | 0 | 0
FixedInterchange | 0 | 0 | 0 | 0 | 0 | 0
Total Installed Capacity by Reporting Type: MISO_MO-IL
ReportingType | 2015 | 2020 | 2025 | 2030 | 2035 | 2040
BM | 0 | 0 | 0 | 0 | 0 | 0
CC | 1058 | 1058 | 1058 | 1058 | 1058 | 1058
CSP | 0 | 0 | 0 | 0 | 0 | 0
CT | 0 | 0 | 0 | 0 | 0 | 0
Coal | 13512 | 10240.43 | 10240.43 | 10240.43 | 10240.43 | 10240.43
Geo | 0 | 0 | 0 | 0 | 0 | 0
H | 352 | 352 | 352 | 352 | 352 | 352
LFG | 18 | 18 | 241.33 | 241.33 | 241.33 | 241.33
Nuc | 2233 | 2233 | 2233 | 2233 | 2233 | 2233
PS | 440 | 440 | 440 | 440 | 440 | 440
PV | 0 | 0 | 0 | 0 | 0 | 0
PeakG | 4595 | 4595 | 4595 | 4595 | 4595 | 4595
PeakO | 766 | 766 | 0 | 0 | 0 | 0
ST | 0 | 0 | 0 | 0 | 0 | 0
STOG | 564 | 564 | 0 | 0 | 0 | 0
STWD | 0 | 0 | 0 | 0 | 0 | 0
WT | 678 | 678 | 678 | 678 | 678 | 678
IGCC | 0 | 0 | 0 | 0 | 0 | 0
DemandResponse | 301.41 | 2278.15 | 4495.6 | 4765.72 | 5041.14 | 5336.7
IGCC-CCS | 0 | 0 | 0 | 0 | 0 | 0
WT_off | 0 | 0 | 0 | 0 | 0 | 0
PseudoUnit | 0 | 0 | 0 | 0 | 0 | 0
FixedInterchange | 0 | 0 | 0 | 0 | 0 | 0
Total Installed Capacity by Reporting Type: MISO_W
ReportingType | 2015 | 2020 | 2025 | 2030 | 2035 | 2040
BM | 0 | 0 | 0 | 0 | 0 | 0
CC | 3025 | 3025 | 2877.68 | 2877.68 | 2877.68 | 2876
CSP | 0 | 0 | 0 | 0 | 0 | 0
CT | 0 | 0 | 0 | 0 | 0 | 0
Coal | 11166.87 | 10743.93 | 10743.93 | 10743.93 | 13917.79 | 15725.92
Geo | 0 | 0 | 0 | 0 | 0 | 0
H | 497 | 497 | 497 | 497 | 497 | 497
LFG | 205 | 205 | 276.67 | 276.67 | 276.67 | 276.67
Nuc | 2361.33 | 2361.33 | 2361.33 | 2361.33 | 0.1 | 0.1
PS | 0 | 0 | 0 | 0 | 0 | 0
PV | 0 | 0 | 0 | 0 | 0 | 0
PeakG | 4522 | 4522 | 4522 | 4522 | 4522 | 2895.14
PeakO | 2154 | 2154 | 0 | 0 | 0 | 0
ST | 0 | 0 | 0 | 0 | 0 | 0
STOG | 83.83 | 83.83 | 0 | 0 | 0 | 0
STWD | 313 | 313 | 226.95 | 226.95 | 226.95 | 226.95
WT | 8358.5 | 9274.36 | 11410.51 | 11532.7 | 11532.7 | 11532.7
IGCC | 0 | 0 | 0 | 0 | 0 | 0
DemandResponse | 2624.99 | 4091.27 | 5871.35 | 6186.89 | 6509.41 | 6855.39
IGCC-CCS | 0 | 0 | 0 | 0 | 0 | 0
WT_off | 0 | 0 | 0 | 0 | 0 | 0
PseudoUnit | 0 | 0 | 0 | 0 | 0 | 0
FixedInterchange | 0 | 0 | 0 | 0 | 0 | 0
Total Installed Capacity by Reporting Type: MISO_WUMS
ReportingType | 2015 | 2020 | 2025 | 2030 | 2035 | 2040
BM | 0 | 0 | 0 | 0 | 0 | 0
CC | 2724 | 2724 | 2724 | 2724 | 2724 | 2724
CSP | 0 | 0 | 0 | 0 | 0 | 0
CT | 0 | 0 | 0 | 0 | 0 | 0
Coal | 5185.1 | 4603.7 | 4603.7 | 4603.7 | 4603.7 | 4603.7
Geo | 0 | 0 | 0 | 0 | 0 | 0
H | 336 | 336 | 336 | 337 | 337 | 337
LFG | 71 | 71 | 294.33 | 294.33 | 294.33 | 294.33
Nuc | 1817 | 1817 | 1817 | 1817 | 0.1 | 0.1
PS | 0 | 0 | 0 | 0 | 0 | 0
PV | 0 | 0 | 0 | 0 | 0 | 0
PeakG | 3230 | 3230 | 3230 | 3230 | 3230 | 2941
PeakO | 490 | 490 | 0 | 0 | 0 | 0
ST | 0 | 0 | 0 | 0 | 0 | 0
STOG | 0 | 0 | 0 | 0 | 0 | 0
STWD | 105 | 105 | 0 | 0 | 0 | 0
WT | 1528.9 | 1528.9 | 1528.9 | 1528.9 | 1528.9 | 1528.9
IGCC | 0 | 0 | 0 | 0 | 0 | 0
DemandResponse | 193.51 | 945.21 | 1778.23 | 1873.07 | 1968.82 | 2071.56
IGCC-CCS | 0 | 0 | 0 | 0 | 0 | 0
WT_off | 0 | 0 | 0 | 0 | 0 | 0
PseudoUnit | 0 | 0 | 0 | 0 | 0 | 0
FixedInterchange | 0 | 0 | 0 | 0 | 0 | 0
Total Installed Capacity by Reporting Type: Nebraska
ReportingType | 2015 | 2020 | 2025 | 2030 | 2035 | 2040
BM | 0 | 0 | 0 | 0 | 0 | 0
CC | 358 | 358 | 358 | 358 | 358 | 358
CSP | 0 | 0 | 0 | 0 | 0 | 0
CT | 0 | 0 | 0 | 0 | 0 | 0
Coal | 4110.1 | 4110.1 | 4110.1 | 4110.1 | 4110.1 | 4110.1
Geo | 0 | 0 | 0 | 0 | 0 | 0
H | 167 | 167 | 167 | 167 | 167 | 167
LFG | 6 | 6 | 6 | 77.67 | 77.67 | 77.67
Nuc | 1252 | 1252 | 1252 | 1252 | 0.2 | 0.2
PS | 0 | 0 | 0 | 0 | 0 | 0
PV | 0 | 0 | 0 | 0 | 0 | 0
PeakG | 1305 | 1305 | 731.75 | 731.75 | 731.75 | 731.75
PeakO | 326 | 326 | 0 | 0 | 0 | 0
ST | 0 | 0 | 0 | 0 | 0 | 0
STOG | 0 | 0 | 0 | 0 | 0 | 0
STWD | 0 | 0 | 0 | 0 | 0 | 0
WT | 344 | 344 | 344 | 344 | 344 | 344
IGCC | 0 | 0 | 0 | 0 | 0 | 0
DemandResponse | 624.82 | 1130.14 | 1706.94 | 1793.13 | 1881.5 | 1975.76
IGCC-CCS | 0 | 0 | 0 | 0 | 0 | 0
WT_off | 0 | 0 | 0 | 0 | 0 | 0
PseudoUnit | 0 | 0 | 0 | 0 | 0 | 0
FixedInterchange | 0 | 0 | 0 | 0 | 0 | 0
Total Installed Capacity by Reporting Type: NEISO
ReportingType | 2015 | 2020 | 2025 | 2030 | 2035 | 2040
BM | 252.2 | 252.2 | 252.2 | 252.2 | 252.2 | 252.2
CC | 10249.95 | 7923.73 | 6755.64 | 6755.64 | 6755.64 | 6755.64
CSP | 0 | 0 | 0 | 0 | 0 | 0
CT | 334 | 334 | 334 | 324.5 | 0 | 0
Coal | 320 | 0 | 0 | 0 | 0 | 0
Geo | 0 | 0 | 0 | 0 | 0 | 0
H | 3257.7 | 3257.7 | 3257.7 | 3257.7 | 3257.7 | 3257.7
LFG | 581.26 | 581.26 | 651 | 651 | 651 | 651
Nuc | 4645 | 4645 | 4645 | 4645 | 3356 | 2479.08
PS | 1674 | 1674 | 1674 | 1674 | 1674 | 1674
PV | 2 | 270.71 | 270.71 | 270.71 | 270.71 | 251.23
PeakG | 1200 | 1200 | 1200 | 1200 | 1200 | 1200
PeakO | 0 | 0 | 0 | 0 | 0 | 0
ST | 0 | 0 | 0 | 0 | 0 | 0
STOG | 0 | 0 | 0 | 0 | 0 | 0
STWD | 610 | 193 | 176 | 176 | 176 | 176
WT | 434.2 | 2917.65 | 3876.62 | 4294.2 | 4379.78 | 4379.78
IGCC | 0 | 0 | 0 | 0 | 0 | 0
DemandResponse | 3094.75 | 4655.09 | 6384.47 | 6592.21 | 6797.59 | 7014.89
IGCC-CCS | 0 | 0 | 0 | 0 | 0 | 0
WT_off | 468 | 468 | 468 | 468 | 0 | 0
PseudoUnit | 0 | 0 | 0 | 0 | 0 | 0
FixedInterchange | 0 | 0 | 0 | 0 | 0 | 0
Total Installed Capacity by Reporting Type: NonRTO_Midwest
ReportingType | 2015 | 2020 | 2025 | 2030 | 2035 | 2040
BM | 0 | 0 | 0 | 0 | 0 | 0
CC | 0 | 0 | 0 | 0 | 0 | 0
CSP | 0 | 0 | 0 | 0 | 0 | 0
CT | 0 | 0 | 0 | 0 | 0 | 0
Coal | 8955.07 | 8208.05 | 8038.7 | 8038.7 | 8038.7 | 8038.7
Geo | 0 | 0 | 0 | 0 | 0 | 0
H | 143 | 143 | 143 | 143 | 143 | 143
LFG | 14 | 14 | 14 | 174.25 | 174.25 | 174.25
Nuc | 0.1 | 0.1 | 0.1 | 0.1 | 0.1 | 0.1
PS | 0 | 0 | 0 | 0 | 0 | 0
PV | 0 | 0 | 0 | 0 | 0 | 0
PeakG | 3353 | 3353 | 2157.6 | 1784.4 | 1580.92 | 1401.51
PeakO | 12 | 12 | 0 | 0 | 0 | 0
ST | 0 | 0 | 0 | 0 | 0 | 0
STOG | 0 | 0 | 0 | 0 | 0 | 0
STWD | 0 | 0 | 0 | 0 | 0 | 0
WT | 66 | 66 | 66 | 66 | 66 | 66
IGCC | 0 | 0 | 0 | 0 | 0 | 0
DemandResponse | 194.1 | 1273.71 | 2430.51 | 2523.5 | 2618.3 | 2718.07
IGCC-CCS | 0 | 0 | 0 | 0 | 0 | 0
WT_off | 0 | 0 | 0 | 0 | 0 | 0
PseudoUnit | 0 | 0 | 0 | 0 | 0 | 0
FixedInterchange | 0 | 0 | 0 | 0 | 0 | 0
Total Installed Capacity by Reporting Type: NYISO_A-F
ReportingType | 2015 | 2020 | 2025 | 2030 | 2035 | 2040
BM | 0 | 0 | 0 | 0 | 0 | 0
CC | 3808.35 | 3269.11 | 3269.11 | 3269.11 | 3269.11 | 3269.11
CSP | 0 | 0 | 0 | 0 | 0 | 0
CT | 0 | 0 | 0 | 0 | 0 | 0
Coal | 0 | 0 | 0 | 0 | 0 | 0
Geo | 0 | 0 | 0 | 0 | 0 | 0
H | 4395 | 4395 | 4395 | 4395 | 4395 | 4395
LFG | 172.4 | 172.4 | 172.4 | 240.33 | 240.33 | 240.33
Nuc | 3365 | 3365 | 3365 | 2743.8 | 2163.3 | 1311.1
PS | 1412 | 1412 | 1412 | 1412 | 1412 | 1412
PV | 0 | 0 | 0 | 0 | 0 | 0
PeakG | 221 | 221 | 221 | 221 | 221 | 221
PeakO | 0 | 0 | 0 | 0 | 0 | 0
ST | 0 | 0 | 0 | 0 | 0 | 0
STOG | 0 | 0 | 0 | 0 | 0 | 0
STWD | 0 | 0 | 0 | 0 | 0 | 0
WT | 3759.3 | 4469.1 | 4469.1 | 4469.1 | 4469.1 | 4469.1
IGCC | 0 | 0 | 0 | 0 | 0 | 0
DemandResponse | 908.31 | 1488.76 | 2146.03 | 2268.85 | 2393.13 | 2525.53
IGCC-CCS | 0 | 0 | 0 | 0 | 0 | 0
WT_off | 0 | 0 | 0 | 0 | 0 | 0
PseudoUnit | 0 | 0 | 0 | 0 | 0 | 0
FixedInterchange | 0 | 0 | 0 | 0 | 0 | 0
Total Installed Capacity by Reporting Type: NYISO_G-I
ReportingType | 2015 | 2020 | 2025 | 2030 | 2035 | 2040
BM | 0 | 0 | 0 | 0 | 0 | 0
CC | 1157 | 1157 | 1157 | 1157 | 1947.89 | 4153.77
CSP | 0 | 0 | 0 | 0 | 0 | 0
CT | 0 | 0 | 0 | 0 | 0 | 0
Coal | 243.67 | 0 | 0 | 0 | 0 | 0
Geo | 0 | 0 | 0 | 0 | 0 | 0
H | 32 | 32 | 32 | 32 | 32 | 32
LFG | 64 | 64 | 64 | 138.33 | 138.33 | 138.33
Nuc | 2045 | 2045 | 2045 | 2045 | 1025.4 | 0.4
PS | 0 | 0 | 0 | 0 | 0 | 0
PV | 0 | 0 | 0 | 0 | 0 | 0
PeakG | 65 | 65 | 65 | 65 | 65 | 65
PeakO | 87 | 87 | 87 | 87 | 87 | 87
ST | 0 | 0 | 0 | 0 | 0 | 0
STOG | 0 | 0 | 0 | 0 | 0 | 0
STWD | 0 | 0 | 0 | 0 | 0 | 0
WT | 0 | 60 | 60 | 60 | 60 | 60
IGCC | 0 | 0 | 0 | 0 | 0 | 0
DemandResponse | 339.91 | 555.34 | 810.87 | 866.43 | 923.48 | 984.16
IGCC-CCS | 0 | 0 | 0 | 0 | 0 | 0
WT_off | 0 | 0 | 0 | 0 | 0 | 0
PseudoUnit | 0 | 0 | 0 | 0 | 0 | 0
FixedInterchange | 0 | 0 | 0 | 0 | 0 | 0
Total Installed Capacity by Reporting Type: NYISO_J-K
ReportingType | 2015 | 2020 | 2025 | 2030 | 2035 | 2040
BM | 0 | 0 | 0 | 0 | 0 | 0
CC | 4833.4 | 4833.4 | 4833.4 | 4833.4 | 4833.4 | 4833.4
CSP | 0 | 0 | 0 | 0 | 0 | 0
CT | 0 | 0 | 0 | 0 | 0 | 0
Coal | 0 | 0 | 0 | 0 | 0 | 0
Geo | 0 | 0 | 0 | 0 | 0 | 0
H | 0 | 0 | 0 | 0 | 0 | 0
LFG | 124 | 124 | 124 | 198.33 | 198.33 | 198.33
Nuc | 0.1 | 0.1 | 0.1 | 0.1 | 0.1 | 0.1
PS | 0 | 0 | 0 | 0 | 0 | 0
PV | 32 | 32 | 32 | 32 | 0 | 0
PeakG | 2778 | 2778 | 2778 | 2778 | 2778 | 2778
PeakO | 2169 | 2169 | 2169 | 2169 | 2169 | 2169
ST | 0 | 0 | 0 | 0 | 0 | 0
STOG | 2669.65 | 2124.42 | 2124.42 | 2124.42 | 2124.42 | 2124.42
STWD | 0 | 0 | 0 | 0 | 0 | 0
WT | 0 | 0 | 0 | 0 | 0 | 0
IGCC | 0 | 0 | 0 | 0 | 0 | 0
DemandResponse | 1320.36 | 2193.42 | 3204.69 | 3425.07 | 3651.83 | 3892.93
IGCC-CCS | 0 | 0 | 0 | 0 | 0 | 0
WT_off | 0 | 0 | 0 | 0 | 0 | 0
PseudoUnit | 0 | 0 | 0 | 0 | 0 | 0
FixedInterchange | 0 | 0 | 0 | 0 | 0 | 0
Total Installed Capacity by Reporting Type: PJM_E
ReportingType | 2015 | 2020 | 2025 | 2030 | 2035 | 2040
BM | 30 | 30 | 30 | 30 | 30 | 30
CC | 12283.3 | 11760.3 | 11760.3 | 11760.3 | 11760.3 | 11760.3
CSP | 0 | 0 | 0 | 0 | 0 | 0
CT | 26.2 | 26.2 | 26.2 | 0 | 0 | 0
Coal | 595 | 27 | 27 | 27 | 27 | 27
Geo | 0 | 0 | 0 | 0 | 0 | 0
H | 269.99 | 269.99 | 269.99 | 269.99 | 269.99 | 269.99
LFG | 471.1 | 597.04 | 604 | 604 | 604 | 604
Nuc | 8510 | 7895.5 | 7895.5 | 7895.5 | 5671.5 | 4497.5
PS | 400 | 400 | 400 | 400 | 400 | 400
PV | 47.45 | 47.45 | 47.45 | 47.45 | 47.45 | 47.45
PeakG | 3877.5 | 3773.89 | 3773.89 | 3773.89 | 3773.89 | 3773.89
PeakO | 2749.3 | 0 | 0 | 0 | 0 | 0
ST | 0 | 0 | 0 | 0 | 0 | 0
STOG | 0 | 0 | 0 | 0 | 0 | 0
STWD | 0 | 0 | 0 | 0 | 0 | 0
WT | 1160 | 1160 | 1160 | 1160 | 1160 | 1160
IGCC | 0 | 0 | 0 | 0 | 0 | 0
DemandResponse | 1257.43 | 3314.4 | 5746.04 | 6032.96 | 6327.07 | 6636.88
IGCC-CCS | 0 | 0 | 0 | 0 | 0 | 0
WT_off | 0 | 0 | 1100 | 1100 | 1100 | 1100
PseudoUnit | 0 | 0 | 0 | 0 | 0 | 0
FixedInterchange | 0 | 0 | 0 | 0 | 0 | 0
Total Installed Capacity by Reporting Type: PJM_ROM
ReportingType | 2015 | 2020 | 2025 | 2030 | 2035 | 2040
BM | 18 | 18 | 18 | 18 | 18 | 18
CC | 5664.5 | 5664.5 | 5664.5 | 5664.5 | 5664.5 | 5664.5
CSP | 0 | 0 | 0 | 0 | 0 | 0
CT | 16 | 16 | 16 | 16 | 0 | 0
Coal | 8367.5 | 8367.5 | 8367.5 | 8367.5 | 8367.5 | 8367.5
Geo | 0 | 0 | 0 | 0 | 0 | 0
H | 1392 | 1392 | 1392 | 1392 | 1392 | 1392
LFG | 356.9 | 622 | 622 | 622 | 622 | 622
Nuc | 5036 | 5036 | 5036 | 5036 | 3304 | 2405
PS | 1513 | 1513 | 1513 | 1513 | 1513 | 1513
PV | 4 | 1310.7 | 2042.69 | 2171.91 | 2179.21 | 2191.12
PeakG | 1719 | 1386 | 1386 | 1386 | 1386 | 1386
PeakO | 1566 | 0 | 0 | 0 | 0 | 0
ST | 0 | 0 | 0 | 0 | 0 | 0
STOG | 0 | 0 | 0 | 0 | 0 | 0
STWD | 70 | 70 | 70 | 70 | 70 | 70
WT | 1210.8 | 1210.8 | 1961 | 1961 | 5524.37 | 5689.24
IGCC | 0 | 0 | 0 | 0 | 0 | 0
DemandResponse | 2310.65 | 4626.12 | 7327.24 | 7837.4 | 8360.11 | 8915.71
IGCC-CCS | 0 | 0 | 0 | 0 | 0 | 0
WT_off | 0 | 0 | 0 | 0 | 0 | 0
PseudoUnit | 0 | 0 | 0 | 0 | 0 | 0
FixedInterchange | 0 | 0 | 0 | 0 | 0 | 0
Total Installed Capacity by Reporting Type: PJM_ROR
ReportingType | 2015 | 2020 | 2025 | 2030 | 2035 | 2040
BM | 385 | 385 | 385 | 385 | 385 | 193
CC | 13618 | 12437 | 12437 | 12437 | 12437 | 12437
CSP | 0 | 0 | 0 | 0 | 0 | 0
CT | 29 | 29 | 29 | 29 | 0 | 0
Coal | 49102.36 | 36934.86 | 36934.86 | 36934.86 | 36934.86 | 36934.86
Geo | 0 | 0 | 0 | 0 | 0 | 0
H | 1837.4 | 1837.4 | 2340.4 | 2340.4 | 2340.4 | 2340.4
LFG | 539.4 | 539.4 | 1053.11 | 1053.11 | 1053.11 | 1053.11
Nuc | 20038 | 20038 | 20038 | 19171 | 14896 | 10012.84
PS | 3081 | 3081 | 3081 | 3081 | 3081 | 3081
PV | 24 | 24 | 24 | 24 | 24 | 24
PeakG | 19311 | 18597 | 16603.36 | 16603.36 | 16603.36 | 16603.36
PeakO | 1742 | 0 | 0 | 0 | 0 | 0
ST | 0 | 0 | 0 | 0 | 0 | 0
STOG | 0 | 0 | 0 | 0 | 0 | 0
STWD | 194 | 194 | 194 | 194 | 194 | 194
WT | 10922.7 | 10922.7 | 10922.7 | 11114.4 | 11114.4 | 11114.4
IGCC | 0 | 0 | 0 | 0 | 0 | 0
DemandResponse | 3326.94 | 10333.01 | 18312.51 | 19186.23 | 20077.07 | 21021.61
IGCC-CCS | 0 | 0 | 0 | 0 | 0 | 0
WT_off | 0 | 0 | 0 | 0 | 0 | 0
PseudoUnit | 0 | 0 | 0 | 0 | 0 | 0
FixedInterchange | 0 | 0 | 0 | 0 | 0 | 0
Total Installed Capacity by Reporting Type: SOCO
ReportingType | 2015 | 2020 | 2025 | 2030 | 2035 | 2040
BM | 55 | 55 | 55 | 55 | 55 | 55
CC | 19652.9 | 19839.9 | 19839.9 | 19839.9 | 19839.9 | 17158.2
CSP | 0 | 0 | 0 | 0 | 0 | 0
CT | 0 | 0 | 0 | 0 | 0 | 0
Coal | 16667.7 | 14199 | 14199 | 14199 | 14199 | 23221.31
Geo | 0 | 0 | 0 | 0 | 0 | 0
H | 4194 | 4194 | 4194 | 4194 | 4194 | 4194
LFG | 37 | 37 | 144.4 | 144.4 | 144.4 | 144.4
Nuc | 5841 | 8041 | 8041 | 8041 | 8041 | 5395.95
PS | 1675 | 1675 | 1675 | 1675 | 1675 | 1675
PV | 0 | 0 | 0 | 0 | 0 | 0
PeakG | 7266.06 | 3890.26 | 1207.43 | 344.8 | 344.8 | 0
PeakO | 0 | 0 | 0 | 0 | 0 | 0
ST | 0 | 0 | 0 | 0 | 0 | 0
STOG | 0 | 0 | 0 | 0 | 0 | 0
STWD | 0 | 0 | 0 | 0 | 0 | 0
WT | 0 | 0 | 0 | 0 | 0 | 0
IGCC | 0 | 0 | 0 | 0 | 0 | 0
DemandResponse | 2571.98 | 8534.77 | 15170.21 | 15993.09 | 16848.45 | 17747.8
IGCC-CCS | 0 | 0 | 0 | 0 | 0 | 0
WT_off | 0 | 0 | 0 | 0 | 0 | 0
PseudoUnit | 0 | 0 | 0 | 0 | 0 | 0
FixedInterchange | 0 | 0 | 0 | 0 | 0 | 0
Total Installed Capacity by Reporting Type: SPP_N
ReportingType | 2015 | 2020 | 2025 | 2030 | 2035 | 2040
BM | 0 | 0 | 0 | 0 | 0 | 0
CC | 1386 | 1386 | 1386 | 1386 | 1386 | 1386
CSP | 0 | 0 | 0 | 0 | 0 | 0
CT | 0 | 0 | 0 | 0 | 0 | 0
Coal | 8347.54 | 7572.03 | 7572.04 | 7572.04 | 7572.04 | 7572.03
Geo | 0 | 0 | 0 | 0 | 0 | 0
H | 21 | 21 | 21 | 21 | 21 | 21
LFG | 7 | 7 | 102 | 102 | 102 | 102
Nuc | 1160 | 1160 | 1160 | 1160 | 1160 | 1160
PS | 0 | 0 | 0 | 0 | 0 | 0
PV | 0 | 0 | 0 | 0 | 0 | 0
PeakG | 4397 | 4397 | 3518.37 | 2738 | 2738 | 2738
PeakO | 1199 | 1199 | 0 | 0 | 0 | 0
ST | 0 | 0 | 0 | 0 | 0 | 0
STOG | 1033.14 | 0 | 0 | 0 | 0 | 0
STWD | 0 | 0 | 0 | 0 | 0 | 0
WT | 1227 | 1227 | 1227 | 1227 | 8305.79 | 8625.48
IGCC | 0 | 0 | 0 | 0 | 0 | 0
DemandResponse | 446.9 | 1979.92 | 3669.35 | 3868.59 | 4074.9 | 4294.35
IGCC-CCS | 0 | 0 | 0 | 0 | 0 | 0
WT_off | 0 | 0 | 0 | 0 | 0 | 0
PseudoUnit | 0 | 0 | 0 | 0 | 0 | 0
FixedInterchange | 0 | 0 | 0 | 0 | 0 | 0
Total Installed Capacity by Reporting Type: SPP_S
ReportingType | 2015 | 2020 | 2025 | 2030 | 2035 | 2040
BM | 0 | 0 | 0 | 0 | 0 | 0
CC | 10917 | 10917 | 10408 | 10408 | 10408 | 9872.01
CSP | 0 | 0 | 0 | 0 | 0 | 0
CT | 412.99 | 712.99 | 712.99 | 712.99 | 300 | 0
Coal | 14125.93 | 11496.93 | 11496.93 | 11496.93 | 11496.93 | 11496.93
Geo | 0 | 0 | 0 | 0 | 0 | 0
H | 2108 | 2108 | 2108 | 2108 | 2108 | 2108
LFG | 19 | 19 | 114 | 114 | 114 | 114
Nuc | 0.1 | 0.1 | 0.1 | 0.1 | 0.1 | 0.1
PS | 446 | 446 | 446 | 446 | 446 | 446
PV | 0 | 0 | 0 | 0 | 0 | 0
PeakG | 3443 | 3443 | 3003 | 2809.74 | 1869.01 | 1777.24
PeakO | 122 | 122 | 0 | 0 | 0 | 0
ST | 0 | 0 | 0 | 0 | 0 | 0
STOG | 3383.53 | 2820.84 | 0 | 0 | 0 | 0
STWD | 84 | 84 | 0 | 0 | 0 | 0
WT | 2727 | 4611.87 | 4611.87 | 4611.87 | 9224.25 | 9716.63
IGCC | 0 | 0 | 0 | 0 | 0 | 0
DemandResponse | 61.13 | 3640.98 | 7489.82 | 7784.74 | 8090.44 | 8407.61
IGCC-CCS | 0 | 0 | 0 | 0 | 0 | 0
WT_off | 0 | 0 | 0 | 0 | 0 | 0
PseudoUnit | 0 | 0 | 0 | 0 | 0 | 0
FixedInterchange | 0 | 0 | 0 | 0 | 0 | 0
Total Installed Capacity by Reporting Type: TVA
ReportingType | 2015 | 2020 | 2025 | 2030 | 2035 | 2040
BM | 0 | 0 | 0 | 0 | 0 | 0
CC | 5881 | 5881 | 5881 | 5881 | 5772.87 | 5772.87
CSP | 0 | 0 | 0 | 0 | 0 | 0
CT | 0 | 0 | 0 | 0 | 0 | 0
Coal | 9949.83 | 8412.39 | 8412.39 | 8412.39 | 8412.39 | 9950.39
Geo | 0 | 0 | 0 | 0 | 0 | 0
H | 5111 | 5111 | 5111 | 5111 | 5111 | 5111
LFG | 13 | 13 | 13 | 120.4 | 120.4 | 120.4
Nuc | 8394.89 | 8394.89 | 8394.89 | 8394.89 | 5882.56 | 4603.89
PS | 1743 | 1743 | 1743 | 1743 | 1743 | 1743
PV | 0 | 0 | 0 | 0 | 0 | 0
PeakG | 5603 | 4582.78 | 0 | 0 | 0 | 0
PeakO | 0 | 0 | 0 | 0 | 0 | 0
ST | 0 | 0 | 0 | 0 | 0 | 0
STOG | 0 | 0 | 0 | 0 | 0 | 0
STWD | 0 | 0 | 0 | 0 | 0 | 0
WT | 29 | 29 | 29 | 29 | 29 | 29
IGCC | 0 | 0 | 0 | 0 | 0 | 0
DemandResponse | 1805.71 | 5924.58 | 10316.34 | 10659.12 | 11009.07 | 11374.66
IGCC-CCS | 0 | 0 | 0 | 0 | 0 | 0
WT_off | 0 | 0 | 0 | 0 | 0 | 0
PseudoUnit | 0 | 0 | 0 | 0 | 0 | 0
FixedInterchange | 0 | 0 | 0 | 0 | 0 | 0
Total Installed Capacity by Reporting Type: TVA_Transmission
ReportingType | 2015 | 2020 | 2025 | 2030 | 2035 | 2040
BM | 0 | 0 | 0 | 0 | 0 | 0
CC | 0 | 0 | 0 | 0 | 0 | 0
CSP | 0 | 0 | 0 | 0 | 0 | 0
CT | 0 | 0 | 0 | 0 | 0 | 0
Coal | 0 | 0 | 0 | 0 | 0 | 0
Geo | 0 | 0 | 0 | 0 | 0 | 0
H | 0 | 0 | 0 | 0 | 0 | 0
LFG | 0 | 0 | 0 | 0 | 0 | 0
Nuc | 0 | 0 | 0 | 0 | 0 | 0
PS | 0 | 0 | 0 | 0 | 0 | 0
PV | 0 | 0 | 0 | 0 | 0 | 0
PeakG | 0 | 0 | 0 | 0 | 0 | 0
PeakO | 0 | 0 | 0 | 0 | 0 | 0
ST | 0 | 0 | 0 | 0 | 0 | 0
STOG | 0 | 0 | 0 | 0 | 0 | 0
STWD | 0 | 0 | 0 | 0 | 0 | 0
WT | 0 | 0 | 0 | 0 | 0 | 0
IGCC | 0 | 0 | 0 | 0 | 0 | 0
DemandResponse | 0 | 0 | 0 | 0 | 0 | 0
IGCC-CCS | 0 | 0 | 0 | 0 | 0 | 0
WT_off | 0 | 0 | 0 | 0 | 0 | 0
PseudoUnit | 0 | 0 | 0 | 0 | 0 | 0
FixedInterchange | 0 | 0 | 0 | 0 | 0 | 0
Total Installed Capacity by Reporting Type: VACAR
ReportingType | 2015 | 2020 | 2025 | 2030 | 2035 | 2040
BM | 0.92 | 157.34 | 466.42 | 511.92 | 511.92 | 530.93
CC | 6589.47 | 6404.47 | 6404.47 | 6404.47 | 6404.47 | 6404.47
CSP | 0 | 0 | 0 | 0 | 0 | 0
CT | 717.2 | 717.2 | 717.2 | 717.2 | 0 | 0
Coal | 18007 | 12482.32 | 12482.32 | 12482.32 | 12482.32 | 12935.97
Geo | 0 | 0 | 0 | 0 | 0 | 0
H | 2122 | 2122 | 2122 | 2122 | 2122 | 2122
LFG | 63.34 | 170.4 | 170.4 | 170.4 | 170.4 | 170.4
Nuc | 11430 | 13760 | 13760 | 13760 | 10512 | 8654
PS | 2616 | 2616 | 2616 | 2616 | 2616 | 2616
PV | 16 | 137.3 | 137.3 | 137.95 | 139.26 | 140.69
PeakG | 8308 | 7861.8 | 6782.42 | 6782.42 | 6782.42 | 6782.42
PeakO | 1268 | 159 | 0 | 0 | 0 | 0
ST | 0 | 0 | 0 | 0 | 0 | 0
STOG | 92 | 0 | 0 | 0 | 0 | 0
STWD | 281 | 281 | 281 | 281 | 281 | 281
WT | 0.9 | 3500 | 3500 | 3500 | 3500 | 3500
IGCC | 0 | 0 | 0 | 0 | 0 | 0
DemandResponse | 2340.74 | 8078.03 | 14614.31 | 15538.85 | 16506.97 | 17528.83
IGCC-CCS | 0 | 0 | 0 | 0 | 0 | 0
WT_off | 1 | 1 | 1 | 1 | 1 | 1
PseudoUnit | 0 | 0 | 0 | 0 | 0 | 0
FixedInterchange | 0 | 0 | 0 | 0 | 0 | 0
Total Installed Capacity by Reporting Type: IESO
ReportingType | 2015 | 2020 | 2025 | 2030 | 2035 | 2040
BM | 326.33 | 326.33 | 326.33 | 326.33 | 326.33 | 326.33
CC | 1263 | 1263 | 1263 | 1263 | 1263 | 1263
CSP | 0 | 0 | 0 | 0 | 0 | 0
CT | 368 | 368 | 368 | 368 | 368 | 368
Coal | 0 | 0 | 0 | 0 | 0 | 0
Geo | 0 | 0 | 0 | 0 | 0 | 0
H | 8693.3 | 8693.3 | 8693.3 | 8693.3 | 8693.3 | 8693.3
LFG | 117.5 | 117.5 | 117.5 | 117.5 | 117.5 | 118
Nuc | 13018 | 13018 | 13018 | 13018 | 11988 | 10448
PS | 123 | 123 | 123 | 123 | 123 | 123
PV | 1097.26 | 1097.26 | 1097.26 | 1097.26 | 30 | 30
PeakG | 77.68 | 77.68 | 77.68 | 77.68 | 77.68 | 77.68
PeakO | 0 | 0 | 0 | 0 | 0 | 0
ST | 0 | 0 | 0 | 0 | 0 | 0
STOG | 0 | 0 | 0 | 0 | 0 | 0
STWD | 0 | 0 | 0 | 0 | 0 | 0
WT | 3385.9 | 3385.9 | 3385.9 | 3385.9 | 1280 | 1280
IGCC | 0 | 0 | 0 | 0 | 0 | 0
DemandResponse | 1961.39 | 3023.49 | 4398.83 | 4692.67 | 4990.85 | 5309.35
IGCC-CCS | 0 | 0 | 0 | 0 | 0 | 0
WT_off | 0 | 0 | 0 | 0 | 0 | 0
PseudoUnit | 0 | 0 | 0 | 0 | 0 | 0
FixedInterchange | 0 | 0 | 0 | 0 | 0 | 0
Total Installed Capacity by Reporting Type: MAPP_CA
ReportingType | 2015 | 2020 | 2025 | 2030 | 2035 | 2040
BM | 0 | 0 | 0 | 0 | 0 | 0
CC | 835.63 | 835.63 | 835.63 | 835.63 | 401.63 | 0
CSP | 0 | 0 | 0 | 0 | 0 | 0
CT | 0 | 0 | 0 | 0 | 0 | 0
Coal | 1165.92 | 748.63 | 0 | 0 | 0 | 0
Geo | 0 | 0 | 0 | 0 | 0 | 0
H | 6475.4 | 6475.4 | 6475.4 | 6475.4 | 7526.49 | 9089.96
LFG | 0 | 0 | 0 | 0 | 0 | 0
Nuc | 0.1 | 0.1 | 0.1 | 0.1 | 0.1 | 0.1
PS | 0 | 0 | 0 | 0 | 0 | 0
PV | 0 | 0 | 0 | 0 | 0 | 0
PeakG | 559 | 559 | 559 | 559 | 0 | 0
PeakO | 4 | 4 | 4 | 4 | 0 | 0
ST | 0 | 0 | 0 | 0 | 0 | 0
STOG | 126 | 126 | 107.44 | 0 | 0 | 0
STWD | 0 | 0 | 0 | 0 | 0 | 0
WT | 577.4 | 577.4 | 577.4 | 577.4 | 275 | 275
IGCC | 0 | 0 | 0 | 0 | 0 | 0
DemandResponse | 89.53 | 734.68 | 1439.31 | 1504.49 | 1571.72 | 1642.66
IGCC-CCS | 0 | 0 | 0 | 0 | 0 | 0
WT_off | 0 | 0 | 0 | 0 | 0 | 0
PseudoUnit | 0 | 0 | 0 | 0 | 0 | 0
FixedInterchange | 0 | 0 | 0 | 0 | 0 | 0
Total Installed Capacity by Reporting Type: AZ_NM_SNV_Coal
ReportingType | 2015 | 2020 | 2025 | 2030 | 2035 | 2040
BM | 0 | 0 | 0 | 0 | 0 | 0
CC | 0 | 0 | 0 | 0 | 0 | 0
CSP | 0 | 0 | 0 | 0 | 0 | 0
CT | 0 | 0 | 0 | 0 | 0 | 0
Coal | 10246 | 10246 | 10246 | 10246 | 10260.27 | 14580.03
Geo | 0 | 0 | 0 | 0 | 0 | 0
H | 0 | 0 | 0 | 0 | 0 | 0
LFG | 0 | 0 | 0 | 0 | 0 | 0
Nuc | 0 | 0 | 0 | 0 | 0 | 0
PS | 0 | 0 | 0 | 0 | 0 | 0
PV | 0 | 0 | 0 | 0 | 0 | 0
PeakG | 0 | 0 | 0 | 0 | 0 | 0
PeakO | 0 | 0 | 0 | 0 | 0 | 0
ST | 0 | 0 | 0 | 0 | 0 | 0
STOG | 0 | 0 | 0 | 0 | 0 | 0
STWD | 0 | 0 | 0 | 0 | 0 | 0
WT | 0 | 0 | 0 | 0 | 0 | 0
IGCC | 0 | 0 | 0 | 0 | 0 | 0
DemandResponse | 0 | 0 | 0 | 0 | 0 | 0
IGCC-CCS | 0 | 0 | 0 | 0 | 0 | 0
WT_off | 0 | 0 | 0 | 0 | 0 | 0
PseudoUnit | 0 | 0 | 0 | 0 | 0 | 0
FixedInterchange | 0 | 0 | 0 | 0 | 0 | 0
Total Installed Capacity by Reporting Type: AZ_NM_SNV_Gas
ReportingType | 2015 | 2020 | 2025 | 2030 | 2035 | 2040
BM | 0 | 0 | 0 | 0 | 0 | 0
CC | 13093 | 13093 | 13093 | 13093 | 13093 | 13093
CSP | 0 | 0 | 0 | 0 | 0 | 0
CT | 736 | 736 | 736 | 736 | 0 | 0
Coal | 0 | 0 | 0 | 0 | 0 | 0
Geo | 0 | 0 | 0 | 0 | 0 | 0
H | 0 | 0 | 0 | 0 | 0 | 0
LFG | 0 | 0 | 0 | 0 | 0 | 0
Nuc | 0 | 0 | 0 | 0 | 0 | 0
PS | 0 | 0 | 0 | 0 | 0 | 0
PV | 0 | 0 | 0 | 0 | 0 | 0
PeakG | 2923.49 | 0 | 0 | 0 | 0 | 0
PeakO | 0 | 0 | 0 | 0 | 0 | 0
ST | 0 | 0 | 0 | 0 | 0 | 0
STOG | 0 | 0 | 0 | 0 | 0 | 0
STWD | 0 | 0 | 0 | 0 | 0 | 0
WT | 0 | 0 | 0 | 0 | 0 | 0
IGCC | 0 | 0 | 0 | 0 | 0 | 0
DemandResponse | 334.95 | 5011.05 | 10456.35 | 11364.54 | 12313.62 | 13338.63
IGCC-CCS | 0 | 0 | 0 | 0 | 0 | 0
WT_off | 0 | 0 | 0 | 0 | 0 | 0
PseudoUnit | 0 | 0 | 0 | 0 | 0 | 0
FixedInterchange | 0 | 0 | 0 | 0 | 0 | 0
Total Installed Capacity by Reporting Type: AZ_NM_SNV_NucRenew
ReportingType | 2015 | 2020 | 2025 | 2030 | 2035 | 2040
BM | 0 | 0 | 0 | 0 | 0 | 0
CC | 0 | 0 | 0 | 0 | 0 | 0
CSP | 0 | 0 | 0 | 0 | 0 | 0
CT | 0 | 0 | 0 | 0 | 0 | 0
Coal | 0 | 0 | 0 | 0 | 0 | 0
Geo | 0 | 0 | 1450 | 1450 | 1450 | 1450
H | 3131 | 3131 | 3131 | 3131 | 3131 | 3131
LFG | 7 | 67.67 | 67.67 | 67.67 | 67.67 | 67.67
Nuc | 3875 | 3875 | 3875 | 3875 | 3875 | 3875
PS | 216 | 216 | 216 | 216 | 216 | 216
PV | 148.7 | 148.7 | 148.7 | 148.7 | 148.7 | 148.7
PeakG | 0 | 0 | 0 | 0 | 0 | 0
PeakO | 0 | 0 | 0 | 0 | 0 | 0
ST | 280 | 667.46 | 880.38 | 910.46 | 910.46 | 910.46
STOG | 0 | 0 | 0 | 0 | 0 | 0
STWD | 26 | 26 | 26 | 26 | 26 | 26
WT | 525.1 | 2728.18 | 2728.18 | 2797.87 | 2797.87 | 2797.87
IGCC | 0 | 0 | 0 | 0 | 0 | 0
DemandResponse | 0 | 0 | 0 | 0 | 0 | 0
IGCC-CCS | 0 | 0 | 0 | 0 | 0 | 0
WT_off | 0 | 0 | 0 | 0 | 0 | 0
PseudoUnit | 0 | 0 | 0 | 0 | 0 | 0
FixedInterchange | 0 | 0 | 0 | 0 | 0 | 0
Total Installed Capacity by Reporting Type: ERCOT
ReportingType | 2015 | 2020 | 2025 | 2030 | 2035 | 2040
BM | 145 | 145 | 145 | 145 | 145 | 145
CC | 29150 | 29150 | 29150 | 29150 | 29150 | 28593
CSP | 0 | 0 | 0 | 0 | 0 | 0
CT | 250 | 250 | 250 | 250 | 0 | 0
Coal | 18867.87 | 18867.87 | 18867.87 | 18867.87 | 18867.87 | 18867.87
Geo | 0 | 0 | 0 | 0 | 0 | 0
H | 565 | 565 | 565 | 565 | 565 | 565
LFG | 75 | 75 | 429 | 429 | 429 | 429
Nuc | 5091 | 5091 | 5091 | 5091 | 5091 | 5091
PS | 0 | 0 | 0 | 0 | 0 | 0
PV | 15 | 15 | 15 | 15 | 1 | 1
PeakG | 4768 | 4768 | 4768 | 4768 | 4768 | 4394.13
PeakO | 51 | 51 | 0 | 0 | 0 | 0
ST | 0 | 0 | 0 | 0 | 0 | 0
STOG | 15317.2 | 8998.99 | 5370.17 | 4389.8 | 3866.85 | 0
STWD | 0 | 0 | 0 | 0 | 0 | 0
WT | 9280.1 | 9280.1 | 9280.1 | 9280.1 | 9280.1 | 23349.61
IGCC | 0 | 0 | 0 | 0 | 0 | 0
DemandResponse | 741.27 | 9056.42 | 18131.81 | 18926.62 | 19797.41 | 20700.61
IGCC-CCS | 0 | 0 | 0 | 0 | 0 | 0
WT_off | 0 | 0 | 0 | 0 | 0 | 0
PseudoUnit | 0 | 0 | 0 | 0 | 0 | 0
FixedInterchange | 0 | 0 | 0 | 0 | 0 | 0
Total Installed Capacity by Reporting Type: NP15
ReportingType | 2015 | 2020 | 2025 | 2030 | 2035 | 2040
BM | 0 | 0 | 0 | 0 | 0 | 0
CC | 7404 | 7404 | 7404 | 7404 | 7404 | 7404
CSP | 0 | 0 | 0 | 0 | 0 | 0
CT | 212.6 | 212.6 | 212.6 | 212.6 | 1503.47 | 3007.91
Coal | 28.2 | 0 | 0 | 0 | 0 | 0
Geo | 1123 | 1423.52 | 1723 | 1723 | 1723 | 1723
H | 8825 | 8825 | 8825 | 8825 | 8825 | 8825
LFG | 85 | 650 | 650 | 650 | 650 | 650
Nuc | 2300 | 2300 | 2300 | 2300 | 2300 | 2300
PS | 2257 | 2257 | 2257 | 2257 | 2257 | 2257
PV | 59.5 | 59.5 | 59.5 | 59.5 | 53 | 53
PeakG | 3265 | 3265 | 3265 | 3265 | 3265 | 3265
PeakO | 350 | 350 | 350 | 350 | 350 | 350
ST | 29 | 29 | 29 | 29 | 29 | 29
STOG | 3252.82 | 634.64 | 0 | 0 | 0 | 0
STWD | 442 | 442 | 442 | 442 | 442 | 442
WT | 1193.2 | 2707.21 | 2707.21 | 2707.21 | 3601.89 | 3968.82
IGCC | 0 | 0 | 0 | 0 | 0 | 0
DemandResponse | 1830.71 | 3475.65 | 5492.68 | 6003.34 | 6510.37 | 7043.72
IGCC-CCS | 0 | 0 | 0 | 0 | 0 | 0
WT_off | 0 | 0 | 0 | 0 | 0 | 0
PseudoUnit | 0 | 0 | 0 | 0 | 0 | 0
FixedInterchange | 0 | 0 | 0 | 0 | 0 | 0
Total Installed Capacity by Reporting Type: NWPP_Coal
ReportingType | 2015 | 2020 | 2025 | 2030 | 2035 | 2040
BM | 0 | 0 | 0 | 0 | 0 | 0
CC | 0 | 0 | 0 | 0 | 0 | 0
CSP | 0 | 0 | 0 | 0 | 0 | 0
CT | 0 | 0 | 0 | 0 | 0 | 0
Coal | 12422.09 | 12422.09 | 12422.09 | 12422.09 | 12422.09 | 12422.09
Geo | 0 | 0 | 0 | 0 | 0 | 0
H | 0 | 0 | 0 | 0 | 0 | 0
LFG | 0 | 0 | 0 | 0 | 0 | 0
Nuc | 0 | 0 | 0 | 0 | 0 | 0
PS | 0 | 0 | 0 | 0 | 0 | 0
PV | 0 | 0 | 0 | 0 | 0 | 0
PeakG | 0 | 0 | 0 | 0 | 0 | 0
PeakO | 0 | 0 | 0 | 0 | 0 | 0
ST | 0 | 0 | 0 | 0 | 0 | 0
STOG | 0 | 0 | 0 | 0 | 0 | 0
STWD | 0 | 0 | 0 | 0 | 0 | 0
WT | 0 | 0 | 0 | 0 | 0 | 0
IGCC | 0 | 0 | 0 | 0 | 0 | 0
DemandResponse | 0 | 0 | 0 | 0 | 0 | 0
IGCC-CCS | 0 | 0 | 0 | 0 | 0 | 0
WT_off | 0 | 0 | 0 | 0 | 0 | 0
PseudoUnit | 0 | 0 | 0 | 0 | 0 | 0
FixedInterchange | 0 | 0 | 0 | 0 | 0 | 0
Total Installed Capacity by Reporting Type: NWPP_Gas
ReportingType | 2015 | 2020 | 2025 | 2030 | 2035 | 2040
BM | 0 | 0 | 0 | 0 | 0 | 0
CC | 5075.23 | 5075.23 | 5075.23 | 5075.23 | 5075.23 | 5075.23
CSP | 0 | 0 | 0 | 0 | 0 | 0
CT | 150 | 150 | 150 | 150 | 0 | 0
Coal | 0 | 0 | 0 | 0 | 727.05 | 991.58
Geo | 0 | 0 | 0 | 0 | 0 | 0
H | 0 | 0 | 0 | 0 | 0 | 0
LFG | 0 | 0 | 0 | 0 | 0 | 0
Nuc | 0 | 0 | 0 | 0 | 0 | 0
PS | 0 | 0 | 0 | 0 | 0 | 0
PV | 0 | 0 | 0 | 0 | 0 | 0
PeakG | 0 | 0 | 0 | 0 | 0 | 0
PeakO | 0 | 0 | 0 | 0 | 0 | 0
ST | 0 | 0 | 0 | 0 | 0 | 0
STOG | 0 | 0 | 0 | 0 | 0 | 0
STWD | 0 | 0 | 0 | 0 | 0 | 0
WT | 0 | 0 | 0 | 0 | 0 | 0
IGCC | 0 | 0 | 0 | 0 | 0 | 0
DemandResponse | 0.01 | 3093.49 | 6520.83 | 6955.99 | 7396.71 | 7853.87
IGCC-CCS | 0 | 0 | 0 | 0 | 0 | 0
WT_off | 0 | 0 | 0 | 0 | 0 | 0
PseudoUnit | 0 | 0 | 0 | 0 | 0 | 0
FixedInterchange | 0 | 0 | 0 | 0 | 0 | 0
Total Installed Capacity by Reporting Type: NWPP_NucRenew
ReportingType | 2015 | 2020 | 2025 | 2030 | 2035 | 2040
BM | 32.55 | 32.55 | 32.55 | 32.55 | 32.55 | 32.55
CC | 0 | 0 | 0 | 0 | 0 | 0
CSP | 0 | 0 | 0 | 0 | 0 | 0
CT | 0 | 0 | 0 | 0 | 0 | 0
Coal | 0 | 0 | 0 | 0 | 0 | 0
Geo | 404.2 | 404.2 | 838.2 | 838.2 | 838.2 | 838.2
H | 33736 | 33736 | 33736 | 33736 | 33736 | 33736
LFG | 128.5 | 373 | 373 | 373 | 373 | 373
Nuc | 1131 | 1131 | 1131 | 1131 | 1131 | 1131
PS | 258 | 258 | 258 | 258 | 258 | 258
PV | 3 | 3 | 3 | 3 | 3 | 3
PeakG | 0 | 0 | 0 | 0 | 0 | 0
PeakO | 0 | 0 | 0 | 0 | 0 | 0
ST | 0 | 0 | 0 | 0 | 0 | 0
STOG | 0 | 0 | 0 | 0 | 0 | 0
STWD | 0 | 0 | 0 | 0 | 0 | 0
WT | 6865.3 | 6865.3 | 6865.3 | 6865.3 | 6865.3 | 6865.3
IGCC | 0 | 0 | 0 | 0 | 0 | 0
DemandResponse | 0 | 0 | 0 | 0 | 0 | 0
IGCC-CCS | 0 | 0 | 0 | 0 | 0 | 0
WT_off | 0 | 0 | 0 | 0 | 0 | 0
PseudoUnit | 0 | 0 | 0 | 0 | 0 | 0
FixedInterchange | 0 | 0 | 0 | 0 | 0 | 0
Total Installed Capacity by Reporting Type: RMPA
ReportingType | 2015 | 2020 | 2025 | 2030 | 2035 | 2040
BM | 0 | 0 | 0 | 0 | 0 | 0
CC | 1707.62 | 1232.07 | 0 | 0 | 0 | 0
CSP | 0 | 0 | 0 | 0 | 0 | 0
CT | 152 | 152 | 152 | 152 | 0 | 0
Coal | 7228.3 | 7057.8 | 6705.8 | 6705.8 | 7213.54 | 7588.15
Geo | 0 | 324.48 | 2532.86 | 2570 | 2570 | 2570
H | 982 | 982 | 982 | 982 | 982 | 982
LFG | 7.4 | 36.33 | 36.33 | 36.33 | 36.33 | 36.33
Nuc | 0.1 | 0.1 | 0.1 | 0.1 | 0.1 | 0.1
PS | 563 | 563 | 563 | 563 | 563 | 563
PV | 21 | 21 | 21 | 21 | 21 | 21
PeakG | 2889.72 | 2463.35 | 1335.2 | 1335.2 | 1335.2 | 1335.2
PeakO | 0 | 0 | 0 | 0 | 0 | 0
ST | 3 | 345.44 | 353.82 | 364.25 | 364.25 | 364.25
STOG | 0 | 0 | 0 | 0 | 0 | 0
STWD | 0 | 0 | 0 | 0 | 0 | 0
WT | 2113.4 | 2113.4 | 2113.4 | 2113.4 | 2113.4 | 2113.4
IGCC | 0 | 0 | 0 | 0 | 0 | 0
DemandResponse | 486.61 | 1549.06 | 2815.3 | 3059.71 | 3318.53 | 3595.3
IGCC-CCS | 0 | 0 | 0 | 0 | 0 | 0
WT_off | 0 | 0 | 0 | 0 | 0 | 0
PseudoUnit | 0 | 0 | 0 | 0 | 0 | 0
FixedInterchange | 0 | 0 | 0 | 0 | 0 | 0
Total Installed Capacity by Reporting Type: SP15
ReportingType | 2015 | 2020 | 2025 | 2030 | 2035 | 2040
BM | 6 | 6 | 6 | 6 | 6 | 6
CC | 10080.5 | 10080.5 | 10080.5 | 10080.5 | 10080.5 | 10080.5
CSP | 0 | 0 | 0 | 0 | 0 | 0
CT | 0 | 0 | 0 | 0 | 0 | 0
Coal | 101.2 | 0 | 0 | 0 | 0 | 0
Geo | 963 | 2413 | 2413 | 2413 | 2413 | 2413
H | 1163 | 1163 | 1163 | 1163 | 1163 | 1163
LFG | 223.2 | 779 | 779 | 779 | 779 | 779
Nuc | 2250 | 2250 | 2250 | 2250 | 2250 | 2250
PS | 1440 | 1440 | 1440 | 1440 | 1440 | 1440
PV | 126.8 | 126.8 | 126.8 | 126.8 | 123 | 123
PeakG | 4309 | 4309 | 4309 | 4309 | 4309 | 4309
PeakO | 51 | 51 | 51 | 51 | 51 | 51
ST | 448 | 448 | 448 | 448 | 448 | 448
STOG | 7485.55 | 4187.95 | 2556.64 | 2556.64 | 2556.64 | 2556.64
STWD | 119 | 119 | 119 | 119 | 119 | 119
WT | 2207.8 | 2207.8 | 2207.8 | 2207.8 | 2207.8 | 2207.8
IGCC | 0 | 0 | 0 | 0 | 0 | 0
DemandResponse | 2615.79 | 5040.86 | 7905.24 | 8553.22 | 9192.84 | 9863.01
IGCC-CCS | 0 | 0 | 0 | 0 | 0 | 0
WT_off | 0 | 0 | 0 | 0 | 0 | 0
PseudoUnit | 0 | 0 | 0 | 0 | 0 | 0
FixedInterchange | 0 | 0 | 0 | 0 | 0 | 0
Total Installed Capacity by Reporting Type: ALB
ReportingType | 2015 | 2020 | 2025 | 2030 | 2035 | 2040
BM | 0 | 0 | 0 | 0 | 0 | 0
CC | 2313.78 | 2492.29 | 2674.32 | 2859.95 | 3001.12 | 3093.77
CSP | 0 | 0 | 0 | 0 | 0 | 0
CT | 201.5 | 201.5 | 201.5 | 201.5 | 0 | 0
Coal | 6240.83 | 6240.83 | 6240.83 | 6240.83 | 6240.83 | 6240.83
Geo | 0 | 0 | 0 | 0 | 0 | 0
H | 912 | 912 | 912 | 912 | 912 | 912
LFG | 10 | 10 | 10 | 10 | 10 | 10
Nuc | 0.1 | 0.1 | 0.1 | 0.1 | 0.1 | 0.1
PS | 0 | 0 | 0 | 0 | 0 | 0
PV | 0 | 0 | 0 | 0 | 0 | 0
PeakG | 1297.41 | 586.83 | 0 | 0 | 0 | 0
PeakO | 0 | 0 | 0 | 0 | 0 | 0
ST | 0 | 0 | 0 | 0 | 0 | 0
STOG | 0 | 0 | 0 | 0 | 0 | 0
STWD | 0 | 0 | 0 | 0 | 0 | 0
WT | 672 | 672 | 672 | 672 | 672 | 672
IGCC | 0 | 0 | 0 | 0 | 0 | 0
DemandResponse | 105.16 | 859.19 | 1729.13 | 1854.22 | 1988.37 | 2132.22
IGCC-CCS | 0 | 0 | 0 | 0 | 0 | 0
WT_off | 0 | 0 | 0 | 0 | 0 | 0
PseudoUnit | 0 | 0 | 0 | 0 | 0 | 0
FixedInterchange | 0 | 0 | 0 | 0 | 0 | 0
Total Installed Capacity by Reporting Type: BC
ReportingType | 2015 | 2020 | 2025 | 2030 | 2035 | 2040
BM | 0 | 0 | 0 | 0 | 0 | 0
CC | 699.91 | 699.91 | 699.91 | 780.63 | 1000.84 | 1000.84
CSP | 0 | 0 | 0 | 0 | 0 | 0
CT | 0 | 0 | 0 | 0 | 0 | 0
Coal | 0 | 0 | 0 | 0 | 0 | 0
Geo | 0 | 0 | 0 | 0 | 0 | 0
H | 12161 | 12161 | 12161 | 12161 | 12161 | 12161
LFG | 24 | 24 | 24 | 24 | 24 | 24
Nuc | 0.1 | 0.1 | 0.1 | 0.1 | 0.1 | 0.1
PS | 0 | 0 | 0 | 0 | 0 | 0
PV | 0 | 0 | 0 | 0 | 0 | 0
PeakG | 141 | 0 | 0 | 0 | 0 | 0
PeakO | 44 | 0 | 0 | 0 | 0 | 0
ST | 0 | 0 | 0 | 0 | 0 | 0
STOG | 82.95 | 0 | 0 | 0 | 0 | 0
STWD | 510 | 0 | 0 | 0 | 0 | 0
WT | 246 | 246 | 246 | 246 | 246 | 246
IGCC | 0 | 0 | 0 | 0 | 0 | 0
DemandResponse | 0.01 | 854.9 | 1793.56 | 1881.42 | 1973.6 | 2070.28
IGCC-CCS | 0 | 0 | 0 | 0 | 0 | 0
WT_off | 0 | 0 | 0 | 0 | 0 | 0
PseudoUnit | 0 | 0 | 0 | 0 | 0 | 0
FixedInterchange | 0 | 0 | 0 | 0 | 0 | 0
Total Installed Capacity by Reporting Type: HQ_IESO
ReportingType | 2015 | 2020 | 2025 | 2030 | 2035 | 2040
BM | 0 | 0 | 0 | 0 | 0 | 0
CC | 0 | 0 | 0 | 0 | 0 | 0
CSP | 0 | 0 | 0 | 0 | 0 | 0
CT | 0 | 0 | 0 | 0 | 0 | 0
Coal | 0 | 0 | 0 | 0 | 0 | 0
Geo | 0 | 0 | 0 | 0 | 0 | 0
H | 0 | 0 | 0 | 0 | 0 | 0
LFG | 0 | 0 | 0 | 0 | 0 | 0
Nuc | 0.1 | 0.1 | 0.1 | 0.1 | 0.1 | 0.1
PS | 0 | 0 | 0 | 0 | 0 | 0
PV | 0 | 0 | 0 | 0 | 0 | 0
PeakG | 0 | 0 | 0 | 0 | 0 | 0
PeakO | 0 | 0 | 0 | 0 | 0 | 0
ST | 0 | 0 | 0 | 0 | 0 | 0
STOG | 0 | 0 | 0 | 0 | 0 | 0
STWD | 0 | 0 | 0 | 0 | 0 | 0
WT | 0 | 0 | 0 | 0 | 0 | 0
IGCC | 0 | 0 | 0 | 0 | 0 | 0
DemandResponse | 0 | 0 | 0 | 0 | 0 | 0
IGCC-CCS | 0 | 0 | 0 | 0 | 0 | 0
WT_off | 0 | 0 | 0 | 0 | 0 | 0
PseudoUnit | 0 | 0 | 0 | 0 | 0 | 0
FixedInterchange | 3000 | 3000 | 3000 | 3000 | 3000 | 3000
Total Installed Capacity by Reporting Type: HQ_NEISO
ReportingType | 2015 | 2020 | 2025 | 2030 | 2035 | 2040
BM | 0 | 0 | 0 | 0 | 0 | 0
CC | 0 | 0 | 0 | 0 | 0 | 0
CSP | 0 | 0 | 0 | 0 | 0 | 0
CT | 0 | 0 | 0 | 0 | 0 | 0
Coal | 0 | 0 | 0 | 0 | 0 | 0
Geo | 0 | 0 | 0 | 0 | 0 | 0
H | 0 | 0 | 0 | 0 | 0 | 0
LFG | 0 | 0 | 0 | 0 | 0 | 0
Nuc | 0.1 | 0.1 | 0.1 | 0.1 | 0.1 | 0.1
PS | 0 | 0 | 0 | 0 | 0 | 0
PV | 0 | 0 | 0 | 0 | 0 | 0
PeakG | 0 | 0 | 0 | 0 | 0 | 0
PeakO | 0 | 0 | 0 | 0 | 0 | 0
ST | 0 | 0 | 0 | 0 | 0 | 0
STOG | 0 | 0 | 0 | 0 | 0 | 0
STWD | 0 | 0 | 0 | 0 | 0 | 0
WT | 0 | 0 | 0 | 0 | 0 | 0
IGCC | 0 | 0 | 0 | 0 | 0 | 0
DemandResponse | 0 | 0 | 0 | 0 | 0 | 0
IGCC-CCS | 0 | 0 | 0 | 0 | 0 | 0
WT_off | 0 | 0 | 0 | 0 | 0 | 0
PseudoUnit | 0 | 0 | 0 | 0 | 0 | 0
FixedInterchange | 2920 | 2920 | 2920 | 2920 | 2920 | 2920
Total Installed Capacity by Reporting Type: HQ_NY
ReportingType | 2015 | 2020 | 2025 | 2030 | 2035 | 2040
BM | 0 | 0 | 0 | 0 | 0 | 0
CC | 0 | 0 | 0 | 0 | 0 | 0
CSP | 0 | 0 | 0 | 0 | 0 | 0
CT | 0 | 0 | 0 | 0 | 0 | 0
Coal | 0 | 0 | 0 | 0 | 0 | 0
Geo | 0 | 0 | 0 | 0 | 0 | 0
H | 0 | 0 | 0 | 0 | 0 | 0
LFG | 0 | 0 | 0 | 0 | 0 | 0
Nuc | 0.1 | 0.1 | 0.1 | 0.1 | 0.1 | 0.1
PS | 0 | 0 | 0 | 0 | 0 | 0
PV | 0 | 0 | 0 | 0 | 0 | 0
PeakG | 0 | 0 | 0 | 0 | 0 | 0
PeakO | 0 | 0 | 0 | 0 | 0 | 0
ST | 0 | 0 | 0 | 0 | 0 | 0
STOG | 0 | 0 | 0 | 0 | 0 | 0
STWD | 0 | 0 | 0 | 0 | 0 | 0
WT | 0 | 0 | 0 | 0 | 0 | 0
IGCC | 0 | 0 | 0 | 0 | 0 | 0
DemandResponse | 0 | 0 | 0 | 0 | 0 | 0
IGCC-CCS | 0 | 0 | 0 | 0 | 0 | 0
WT_off | 0 | 0 | 0 | 0 | 0 | 0
PseudoUnit | 0 | 0 | 0 | 0 | 0 | 0
FixedInterchange | 1500 | 1500 | 1500 | 1500 | 1500 | 1500
Total Installed Capacity by Reporting Type: MARITIMES
ReportingType | 2015 | 2020 | 2025 | 2030 | 2035 | 2040
BM | 0 | 0 | 0 | 0 | 0 | 0
CC | 0 | 0 | 0 | 0 | 0 | 0
CSP | 0 | 0 | 0 | 0 | 0 | 0
CT | 0 | 0 | 0 | 0 | 0 | 0
Coal | 0 | 0 | 0 | 0 | 0 | 0
Geo | 0 | 0 | 0 | 0 | 0 | 0
H | 0 | 0 | 0 | 0 | 0 | 0
LFG | 0 | 0 | 0 | 0 | 0 | 0
Nuc | 0.1 | 0.1 | 0.1 | 0.1 | 0.1 | 0.1
PS | 0 | 0 | 0 | 0 | 0 | 0
PV | 0 | 0 | 0 | 0 | 0 | 0
PeakG | 0 | 0 | 0 | 0 | 0 | 0
PeakO | 0 | 0 | 0 | 0 | 0 | 0
ST | 0 | 0 | 0 | 0 | 0 | 0
STOG | 0 | 0 | 0 | 0 | 0 | 0
STWD | 0 | 0 | 0 | 0 | 0 | 0
WT | 0 | 0 | 0 | 0 | 0 | 0
IGCC | 0 | 0 | 0 | 0 | 0 | 0
DemandResponse | 0 | 0 | 0 | 0 | 0 | 0
IGCC-CCS | 0 | 0 | 0 | 0 | 0 | 0
WT_off | 0 | 0 | 0 | 0 | 0 | 0
PseudoUnit | 0 | 0 | 0 | 0 | 0 | 0
FixedInterchange | 1400 | 1400 | 1400 | 1400 | 1400 | 1400
Total Installed Capacity by Reporting Type: All
ReportingType | 2015 | 2020 | 2025 | 2030 | 2035 | 2040
BM | 1251 | 1407.43 | 1716.5 | 1762.01 | 1762.01 | 1589.02
CC | 217748.44 | 213084.95 | 209979.49 | 210275.22 | 215292.58 | 213908.25
CSP | 0 | 0 | 0 | 0 | 0 | 0
CT | 6393.79 | 6693.79 | 6693.79 | 6649.79 | 2171.47 | 3375.91
Coal | 265235.31 | 229170.69 | 227900.71 | 227900.71 | 232323.63 | 250104.63
Geo | 2534.2 | 4609.2 | 9001.06 | 9038.2 | 9038.2 | 9038.2
H | 106079.79 | 106079.79 | 106582.79 | 106583.79 | 107634.89 | 109198.36
LFG | 4136 | 6089 | 8299 | 9022.5 | 9022.5 | 9023
Nuc | 117236.86 | 121152.36 | 121152.36 | 119664.16 | 93088.46 | 73382.46
PS | 21788 | 21788 | 21788 | 21788 | 21788 | 21788
PV | 1648 | 3620.87 | 4498.45 | 4628.32 | 3513.07 | 3500.16
PeakG | 113770.28 | 103576.02 | 83784.88 | 81575.42 | 79872.21 | 76892.53
PeakO | 18502.3 | 9689.12 | 2661 | 2661 | 2657 | 2657
ST | 760 | 1489.9 | 1711.2 | 1751.71 | 1751.71 | 1751.71
STOG | 40907.53 | 22577.67 | 10158.67 | 9070.86 | 8547.91 | 4681.06
STWD | 3318 | 2185 | 1892.95 | 1892.95 | 1892.95 | 1892.95
WT | 64004.8 | 77587.91 | 81645.07 | 82466.96 | 96316.06 | 111734.26
IGCC | 618 | 618 | 618 | 618 | 618 | 618
DemandResponse | 37896.83 | 115845.61 | 204178.34 | 216119.76 | 228461.16 | 241522.9
IGCC-CCS | 0 | 0 | 0 | 0 | 0 | 0
WT_off | 469 | 469 | 1569 | 1569 | 1101 | 1101
PseudoUnit | 0 | 0 | 0 | 0 | 0 | 0
FixedInterchange | 8820 | 8820 | 8820 | 8820 | 8820 | 8820
Total Installed Capacity by Reporting Type: EI_US
ReportingType | 2015 | 2020 | 2025 | 2030 | 2035 | 2040
BM | 741.12 | 897.54 | 1206.62 | 1252.12 | 1252.12 | 1079.13
CC | 146125.77 | 141759.32 | 139703.91 | 139733.29 | 144823.27 | 144304.91
CSP | 0 | 0 | 0 | 0 | 0 | 0
CT | 4323.69 | 4623.69 | 4623.69 | 4579.69 | 300 | 0
Coal | 208934.91 | 173587.47 | 173418.12 | 173418.12 | 176591.98 | 189414.07
Geo | 44 | 44 | 44 | 44 | 44 | 44
H | 29436.09 | 29436.09 | 29939.09 | 29940.09 | 29940.09 | 29940.09
LFG | 3458.4 | 3956.5 | 5812.5 | 6536 | 6536 | 6536
Nuc | 89571.36 | 93486.86 | 93486.86 | 91998.66 | 66452.96 | 48286.96
PS | 16931 | 16931 | 16931 | 16931 | 16931 | 16931
PV | 176.74 | 2149.61 | 3027.19 | 3157.07 | 3133.37 | 3120.46
PeakG | 93539.99 | 87547.16 | 69471 | 67261.54 | 66117.33 | 63511.51
PeakO | 18002.3 | 9233.12 | 2256 | 2256 | 2256 | 2256
ST | 0 | 0 | 0 | 0 | 0 | 0
STOG | 14643.01 | 8630.09 | 2124.42 | 2124.42 | 2124.42 | 2124.42
STWD | 2221 | 1598 | 1305.95 | 1305.95 | 1305.95 | 1305.95
WT | 36938.6 | 46804.63 | 50861.79 | 51613.99 | 66976.7 | 67958.47
IGCC | 618 | 618 | 618 | 618 | 618 | 618
DemandResponse | 29731.41 | 83146.82 | 143495.31 | 151323.53 | 159407.16 | 167973.26
IGCC-CCS | 0 | 0 | 0 | 0 | 0 | 0
WT_off | 469 | 469 | 1569 | 1569 | 1101 | 1101
PseudoUnit | 0 | 0 | 0 | 0 | 0 | 0
FixedInterchange | 5820 | 5820 | 5820 | 5820 | 5820 | 5820
Total Installed Capacity by Reporting Type: EI_Canada
ReportingType | 2015 | 2020 | 2025 | 2030 | 2035 | 2040
BM | 326.33 | 326.33 | 326.33 | 326.33 | 326.33 | 326.33
CC | 2098.63 | 2098.63 | 2098.63 | 2098.63 | 1664.63 | 1263
CSP | 0 | 0 | 0 | 0 | 0 | 0
CT | 368 | 368 | 368 | 368 | 368 | 368
Coal | 1165.92 | 748.63 | 0 | 0 | 0 | 0
Geo | 0 | 0 | 0 | 0 | 0 | 0
H | 15168.7 | 15168.7 | 15168.7 | 15168.7 | 16219.79 | 17783.26
LFG | 117.5 | 117.5 | 117.5 | 117.5 | 117.5 | 118
Nuc | 13018.2 | 13018.2 | 13018.2 | 13018.2 | 11988.2 | 10448.2
PS | 123 | 123 | 123 | 123 | 123 | 123
PV | 1097.26 | 1097.26 | 1097.26 | 1097.26 | 30 | 30
PeakG | 636.68 | 636.68 | 636.68 | 636.68 | 77.68 | 77.68
PeakO | 4 | 4 | 4 | 4 | 0 | 0
ST | 0 | 0 | 0 | 0 | 0 | 0
STOG | 126 | 126 | 107.44 | 0 | 0 | 0
STWD | 0 | 0 | 0 | 0 | 0 | 0
WT | 3963.3 | 3963.3 | 3963.3 | 3963.3 | 1555 | 1555
IGCC | 0 | 0 | 0 | 0 | 0 | 0
DemandResponse | 2050.91 | 3758.16 | 5838.14 | 6197.16 | 6562.56 | 6952.01
IGCC-CCS | 0 | 0 | 0 | 0 | 0 | 0
WT_off | 0 | 0 | 0 | 0 | 0 | 0
PseudoUnit | 0 | 0 | 0 | 0 | 0 | 0
FixedInterchange | 3000 | 3000 | 3000 | 3000 | 3000 | 3000
Total Installed Capacity by Reporting Type: EI
ReportingType | 2015 | 2020 | 2025 | 2030 | 2035 | 2040
BM | 1067.45 | 1223.88 | 1532.95 | 1578.46 | 1578.46 | 1405.47
CC | 148224.4 | 143857.94 | 141802.53 | 141831.91 | 146487.89 | 145567.91
CSP | 0 | 0 | 0 | 0 | 0 | 0
CT | 4691.69 | 4991.69 | 4991.69 | 4947.69 | 668 | 368
Coal | 210100.83 | 174336.1 | 173418.12 | 173418.12 | 176591.98 | 189414.07
Geo | 44 | 44 | 44 | 44 | 44 | 44
H | 44604.79 | 44604.79 | 45107.79 | 45108.79 | 46159.89 | 47723.36
LFG | 3575.9 | 4074 | 5930 | 6653.5 | 6653.5 | 6654
Nuc | 102589.56 | 106505.06 | 106505.06 | 105016.86 | 78441.16 | 58735.16
PS | 17054 | 17054 | 17054 | 17054 | 17054 | 17054
PV | 1274 | 3246.87 | 4124.45 | 4254.32 | 3163.37 | 3150.46
PeakG | 94176.67 | 88183.84 | 70107.68 | 67898.21 | 66195.01 | 63589.19
PeakO | 18006.3 | 9237.12 | 2260 | 2260 | 2256 | 2256
ST | 0 | 0 | 0 | 0 | 0 | 0
STOG | 14769.01 | 8756.09 | 2231.86 | 2124.42 | 2124.42 | 2124.42
STWD | 2221 | 1598 | 1305.95 | 1305.95 | 1305.95 | 1305.95
WT | 40901.9 | 50767.93 | 54825.09 | 55577.29 | 68531.7 | 69513.47
IGCC | 618 | 618 | 618 | 618 | 618 | 618
DemandResponse | 31782.33 | 86904.99 | 149333.45 | 157520.69 | 165969.73 | 174925.26
IGCC-CCS | 0 | 0 | 0 | 0 | 0 | 0
WT_off | 469 | 469 | 1569 | 1569 | 1101 | 1101
PseudoUnit | 0 | 0 | 0 | 0 | 0 | 0
FixedInterchange | 8820 | 8820 | 8820 | 8820 | 8820 | 8820
Total Installed Capacity by Reporting Type: Outside_EI
ReportingType | 2015 | 2020 | 2025 | 2030 | 2035 | 2040
BM | 183.55 | 183.55 | 183.55 | 183.55 | 183.55 | 183.55
CC | 69524.04 | 69227 | 68176.96 | 68443.31 | 68804.69 | 68340.34
CSP | 0 | 0 | 0 | 0 | 0 | 0
CT | 1702.1 | 1702.1 | 1702.1 | 1702.1 | 1503.47 | 3007.91
Coal | 55134.49 | 54834.59 | 54482.59 | 54482.59 | 55731.65 | 60690.55
Geo | 2490.2 | 4565.2 | 8957.06 | 8994.2 | 8994.2 | 8994.2
H | 61475 | 61475 | 61475 | 61475 | 61475 | 61475
LFG | 560.1 | 2015 | 2369 | 2369 | 2369 | 2369
Nuc | 14647.3 | 14647.3 | 14647.3 | 14647.3 | 14647.3 | 14647.3
PS | 4734 | 4734 | 4734 | 4734 | 4734 | 4734
PV | 374 | 374 | 374 | 374 | 349.7 | 349.7
PeakG | 19593.62 | 15392.18 | 13677.2 | 13677.2 | 13677.2 | 13303.34
PeakO | 496 | 452 | 401 | 401 | 401 | 401
ST | 760 | 1489.9 | 1711.2 | 1751.71 | 1751.71 | 1751.71
STOG | 26138.52 | 13821.58 | 7926.81 | 6946.44 | 6423.49 | 2556.64
STWD | 1097 | 587 | 587 | 587 | 587 | 587
WT | 23102.9 | 26819.98 | 26819.98 | 26889.67 | 27784.36 | 42220.79
IGCC | 0 | 0 | 0 | 0 | 0 | 0
DemandResponse | 6114.51 | 28940.62 | 54844.89 | 58599.07 | 62491.44 | 66597.64
IGCC-CCS | 0 | 0 | 0 | 0 | 0 | 0
WT_off | 0 | 0 | 0 | 0 | 0 | 0
PseudoUnit | 0 | 0 | 0 | 0 | 0 | 0
FixedInterchange | 0 | 0 | 0 | 0 | 0 | 0
#6 | Retrofit Capacity (MW)
Retrofit Capacity by Reporting Type: Entergy
ReportingType | 2015 | 2020 | 2025 | 2030 | 2035 | 2040
FGD | 0 | 6776 | 6776 | 6776 | 6776 | 6776
SNCR | 0 | 0 | 0 | 0 | 0 | 0
SCR | 0 | 0 | 0 | 0 | 0 | 0
ACI90 | 0 | 0 | 0 | 0 | 0 | 0
RPJ90 | 0 | 6836 | 6836 | 6836 | 6836 | 6836
PCSEQ | 0 | 0 | 0 | 0 | 0 | 0
Retrofit Capacity by Reporting Type: FRCC
ReportingType | 2015 | 2020 | 2025 | 2030 | 2035 | 2040
FGD | 0 | 235 | 235 | 235 | 235 | 235
SNCR | 0 | 0 | 0 | 0 | 0 | 0
SCR | 3796 | 1898 | 1898 | 1898 | 1898 | 1898
ACI90 | 0 | 0 | 0 | 0 | 0 | 0
RPJ90 | 0 | 7900 | 7900 | 7900 | 7900 | 7900
PCSEQ | 0 | 0 | 0 | 0 | 0 | 0
Retrofit Capacity by Reporting Type: MAPP_US
ReportingType | 2015 | 2020 | 2025 | 2030 | 2035 | 2040
FGD | 221 | 0 | 0 | 0 | 0 | 0
SNCR | 0 | 0 | 0 | 0 | 0 | 0
SCR | 0 | 0 | 0 | 0 | 0 | 0
ACI90 | 0 | 0 | 0 | 0 | 0 | 0
RPJ90 | 0 | 2360 | 2360 | 2360 | 2360 | 2360
PCSEQ | 0 | 0 | 0 | 0 | 0 | 0
Retrofit Capacity by Reporting Type: MISO_IN
ReportingType | 2015 | 2020 | 2025 | 2030 | 2035 | 2040
FGD | 0 | 1807 | 1807 | 1807 | 1807 | 1807
SNCR | 0 | 0 | 0 | 0 | 0 | 0
SCR | 0 | 0 | 0 | 0 | 0 | 0
ACI90 | 0 | 0 | 0 | 0 | 0 | 0
RPJ90 | 0 | 12334.82 | 12334.82 | 12334.82 | 12334.82 | 12334.82
PCSEQ | 0 | 0 | 0 | 0 | 0 | 0
Retrofit Capacity by Reporting Type: MISO_MI
ReportingType | 2015 | 2020 | 2025 | 2030 | 2035 | 2040
FGD | 0 | 3650 | 3650 | 3650 | 3650 | 3650
SNCR | 0 | 0 | 0 | 0 | 0 | 0
SCR | 355 | 0 | 0 | 0 | 0 | 0
ACI90 | 0 | 0 | 0 | 0 | 0 | 0
RPJ90 | 0 | 5210 | 5210 | 5210 | 5210 | 5210
PCSEQ | 0 | 0 | 0 | 0 | 0 | 0
Retrofit Capacity by Reporting Type: MISO_MO-IL
ReportingType | 2015 | 2020 | 2025 | 2030 | 2035 | 2040
FGD | 0 | 4600.43 | 4600.43 | 4600.43 | 4600.43 | 4600.43
SNCR | 0 | 0 | 0 | 0 | 0 | 0
SCR | 400 | 200 | 200 | 200 | 200 | 200
ACI90 | 0 | 0 | 0 | 0 | 0 | 0
RPJ90 | 2275 | 8250.43 | 8250.43 | 8250.43 | 8250.43 | 8250.43
PCSEQ | 0 | 0 | 0 | 0 | 0 | 0
Retrofit Capacity by Reporting Type: MISO_W
ReportingType | 2015 | 2020 | 2025 | 2030 | 2035 | 2040
FGD | 0 | 5293.4 | 5293.4 | 5293.4 | 5293.4 | 5293.4
SNCR | 0 | 0 | 0 | 0 | 0 | 0
SCR | 963.16 | 350.53 | 350.53 | 350.53 | 350.53 | 350.53
ACI90 | 0 | 0 | 0 | 0 | 0 | 0
RPJ90 | 2652.36 | 10743.93 | 10743.93 | 10743.93 | 10743.93 | 10743.93
PCSEQ | 0 | 0 | 0 | 0 | 0 | 0
Retrofit Capacity by Reporting Type: MISO_WUMS
ReportingType | 2015 | 2020 | 2025 | 2030 | 2035 | 2040
FGD | 1135 | 1620.7 | 1620.7 | 1620.7 | 1620.7 | 1620.7
SNCR | 0 | 0 | 0 | 0 | 0 | 0
SCR | 2778.6 | 1902.6 | 1902.6 | 1902.6 | 1902.6 | 1902.6
ACI90 | 0 | 0 | 0 | 0 | 0 | 0
RPJ90 | 1740.2 | 3373.7 | 3373.7 | 3373.7 | 3373.7 | 3373.7
PCSEQ | 0 | 0 | 0 | 0 | 0 | 0
Retrofit Capacity by Reporting Type: Nebraska
ReportingType | 2015 | 2020 | 2025 | 2030 | 2035 | 2040
FGD | 0 | 3195.8 | 3195.8 | 3195.8 | 3195.8 | 3195.8
SNCR | 0 | 0 | 0 | 0 | 0 | 0
SCR | 0 | 0 | 0 | 0 | 0 | 0
ACI90 | 0 | 0 | 0 | 0 | 0 | 0
RPJ90 | 1364.4 | 3878 | 3878 | 3878 | 3878 | 3878
PCSEQ | 0 | 0 | 0 | 0 | 0 | 0
Retrofit Capacity by Reporting Type: NEISO
ReportingType | 2015 | 2020 | 2025 | 2030 | 2035 | 2040
FGD | 320 | 0 | 0 | 0 | 0 | 0
SNCR | 0 | 0 | 0 | 0 | 0 | 0
SCR | 0 | 0 | 0 | 0 | 0 | 0
ACI90 | 0 | 0 | 0 | 0 | 0 | 0
RPJ90 | 870.93 | 0 | 0 | 0 | 0 | 0
PCSEQ | 0 | 0 | 0 | 0 | 0 | 0
Retrofit Capacity by Reporting Type: NonRTO_Midwest
ReportingType | 2015 | 2020 | 2025 | 2030 | 2035 | 2040
FGD | 1403 | 1739.35 | 1570 | 1570 | 1570 | 1570
SNCR | 0 | 0 | 0 | 0 | 0 | 0
SCR | 1463.8 | 731.9 | 731.9 | 731.9 | 731.9 | 731.9
ACI90 | 0 | 0 | 0 | 0 | 0 | 0
RPJ90 | 0 | 7476.15 | 7306.8 | 7306.8 | 7306.8 | 7306.8
PCSEQ | 0 | 0 | 0 | 0 | 0 | 0
Retrofit Capacity by Reporting Type: NYISO_A-F
ReportingType | 2015 | 2020 | 2025 | 2030 | 2035 | 2040
FGD | 0 | 0 | 0 | 0 | 0 | 0
SNCR | 0 | 0 | 0 | 0 | 0 | 0
SCR | 0 | 0 | 0 | 0 | 0 | 0
ACI90 | 0 | 0 | 0 | 0 | 0 | 0
RPJ90 | 486.3 | 0 | 0 | 0 | 0 | 0
PCSEQ | 0 | 0 | 0 | 0 | 0 | 0
Retrofit Capacity by Reporting Type: NYISO_G-I
ReportingType | 2015 | 2020 | 2025 | 2030 | 2035 | 2040
FGD | 0 | 0 | 0 | 0 | 0 | 0
SNCR | 0 | 0 | 0 | 0 | 0 | 0
SCR | 0 | 0 | 0 | 0 | 0 | 0
ACI90 | 0 | 0 | 0 | 0 | 0 | 0
RPJ90 | 0 | 0 | 0 | 0 | 0 | 0
PCSEQ | 0 | 0 | 0 | 0 | 0 | 0
Retrofit Capacity by Reporting Type: NYISO_J-K
ReportingType | 2015 | 2020 | 2025 | 2030 | 2035 | 2040
FGD | 0 | 0 | 0 | 0 | 0 | 0
SNCR | 0 | 0 | 0 | 0 | 0 | 0
SCR | 0 | 0 | 0 | 0 | 0 | 0
ACI90 | 0 | 0 | 0 | 0 | 0 | 0
RPJ90 | 0 | 0 | 0 | 0 | 0 | 0
PCSEQ | 0 | 0 | 0 | 0 | 0 | 0
Retrofit Capacity by Reporting Type: PJM_E
ReportingType | 2015 | 2020 | 2025 | 2030 | 2035 | 2040
FGD | 0 | 0 | 0 | 0 | 0 | 0
SNCR | 0 | 0 | 0 | 0 | 0 | 0
SCR | 568 | 0 | 0 | 0 | 0 | 0
ACI90 | 0 | 0 | 0 | 0 | 0 | 0
RPJ90 | 1784 | 0 | 0 | 0 | 0 | 0
PCSEQ | 0 | 0 | 0 | 0 | 0 | 0
Retrofit Capacity by Reporting Type: PJM_ROM
ReportingType | 2015 | 2020 | 2025 | 2030 | 2035 | 2040
FGD | 0 | 1234 | 1234 | 1234 | 1234 | 1234
SNCR | 0 | 0 | 0 | 0 | 0 | 0
SCR | 341 | 0 | 0 | 0 | 0 | 0
ACI90 | 0 | 0 | 0 | 0 | 0 | 0
RPJ90 | 2572 | 8335 | 8335 | 8335 | 8335 | 8335
PCSEQ | 0 | 0 | 0 | 0 | 0 | 0
Retrofit Capacity by Reporting Type: PJM_ROR
ReportingType | 2015 | 2020 | 2025 | 2030 | 2035 | 2040
FGD | 0 | 5738 | 5738 | 5738 | 5738 | 5738
SNCR | 0 | 0 | 0 | 0 | 0 | 0
SCR | 2400 | 1200 | 1200 | 1200 | 1200 | 1200
ACI90 | 0 | 0 | 0 | 0 | 0 | 0
RPJ90 | 0 | 34533.06 | 34533.06 | 34533.06 | 34533.06 | 34533.06
PCSEQ | 0 | 0 | 0 | 0 | 0 | 0
Retrofit Capacity by Reporting Type: SOCO
ReportingType | 2015 | 2020 | 2025 | 2030 | 2035 | 2040
FGD | 4088.7 | 5715.2 | 5715.2 | 5715.2 | 5715.2 | 5715.2
SNCR | 0 | 0 | 0 | 0 | 0 | 0
SCR | 3404.7 | 3404.7 | 3404.7 | 3404.7 | 3404.7 | 3404.7
ACI90 | 0 | 0 | 0 | 0 | 0 | 0
RPJ90 | 6809.4 | 14199 | 14199 | 14199 | 14199 | 14199
PCSEQ | 0 | 0 | 0 | 0 | 0 | 0
Retrofit Capacity by Reporting Type: SPP_N
ReportingType | 2015 | 2020 | 2025 | 2030 | 2035 | 2040
FGD | 0 | 1609 | 1609 | 1609 | 1609 | 1609
SNCR | 0 | 0 | 0 | 0 | 0 | 0
SCR | 0 | 0 | 0 | 0 | 0 | 0
ACI90 | 0 | 0 | 0 | 0 | 0 | 0
RPJ90 | 1302 | 6544 | 6544 | 6544 | 6544 | 6544
PCSEQ | 0 | 0 | 0 | 0 | 0 | 0
Retrofit Capacity by Reporting Type: SPP_S
ReportingType | 2015 | 2020 | 2025 | 2030 | 2035 | 2040
FGD | 0 | 7102.8 | 7102.8 | 7102.8 | 7102.8 | 7102.8
SNCR | 0 | 0 | 0 | 0 | 0 | 0
SCR | 0 | 0 | 0 | 0 | 0 | 0
ACI90 | 0 | 0 | 0 | 0 | 0 | 0
RPJ90 | 0 | 10508.93 | 10508.93 | 10508.93 | 10508.93 | 10508.93
PCSEQ | 0 | 0 | 0 | 0 | 0 | 0
Retrofit Capacity by Reporting Type: TVA
ReportingType | 2015 | 2020 | 2025 | 2030 | 2035 | 2040
FGD | 0 | 2828.39 | 2828.39 | 2828.39 | 2828.39 | 2828.39
SNCR | 0 | 0 | 0 | 0 | 0 | 0
SCR | 0 | 0 | 0 | 0 | 0 | 0
ACI90 | 0 | 0 | 0 | 0 | 0 | 0
RPJ90 | 0 | 8412.39 | 8412.39 | 8412.39 | 8412.39 | 8412.39
PCSEQ | 0 | 0 | 0 | 0 | 0 | 0
Retrofit Capacity by Reporting Type: TVA_Transmission
ReportingType | 2015 | 2020 | 2025 | 2030 | 2035 | 2040
FGD | 0 | 0 | 0 | 0 | 0 | 0
SNCR | 0 | 0 | 0 | 0 | 0 | 0
SCR | 0 | 0 | 0 | 0 | 0 | 0
ACI90 | 0 | 0 | 0 | 0 | 0 | 0
RPJ90 | 0 | 0 | 0 | 0 | 0 | 0
PCSEQ | 0 | 0 | 0 | 0 | 0 | 0
Retrofit Capacity by Reporting Type: VACAR
ReportingType | 2015 | 2020 | 2025 | 2030 | 2035 | 2040
FGD | 0 | 0 | 0 | 0 | 0 | 0
SNCR | 0 | 0 | 0 | 0 | 0 | 0
SCR | 0 | 0 | 0 | 0 | 0 | 0
ACI90 | 0 | 0 | 0 | 0 | 0 | 0
RPJ90 | 0 | 10537.32 | 10537.32 | 10537.32 | 10537.32 | 10537.32
PCSEQ | 0 | 0 | 0 | 0 | 0 | 0
Retrofit Capacity by Reporting Type: IESO
ReportingType | 2015 | 2020 | 2025 | 2030 | 2035 | 2040
FGD | 0 | 0 | 0 | 0 | 0 | 0
SNCR | 0 | 0 | 0 | 0 | 0 | 0
SCR | 0 | 0 | 0 | 0 | 0 | 0
ACI90 | 0 | 0 | 0 | 0 | 0 | 0
RPJ90 | 0 | 0 | 0 | 0 | 0 | 0
PCSEQ | 0 | 0 | 0 | 0 | 0 | 0
Retrofit Capacity by Reporting Type: MAPP_CA
ReportingType | 2015 | 2020 | 2025 | 2030 | 2035 | 2040
FGD | 0 | 0 | 0 | 0 | 0 | 0
SNCR | 0 | 0 | 0 | 0 | 0 | 0
SCR | 0 | 0 | 0 | 0 | 0 | 0
ACI90 | 0 | 0 | 0 | 0 | 0 | 0
RPJ90 | 0 | 0 | 0 | 0 | 0 | 0
PCSEQ | 0 | 0 | 0 | 0 | 0 | 0
Retrofit Capacity by Reporting Type: AZ_NM_SNV_Coal
ReportingType | 2015 | 2020 | 2025 | 2030 | 2035 | 2040
FGD | 384 | 540 | 540 | 540 | 540 | 540
SNCR | 0 | 0 | 0 | 0 | 0 | 0
SCR | 800 | 400 | 400 | 400 | 400 | 400
ACI90 | 0 | 0 | 0 | 0 | 0 | 0
RPJ90 | 3286 | 9846 | 9846 | 9846 | 9846 | 9846
PCSEQ | 0 | 0 | 0 | 0 | 0 | 0
Retrofit Capacity by Reporting Type: AZ_NM_SNV_Gas
ReportingType | 2015 | 2020 | 2025 | 2030 | 2035 | 2040
FGD | 0 | 0 | 0 | 0 | 0 | 0
SNCR | 0 | 0 | 0 | 0 | 0 | 0
SCR | 0 | 0 | 0 | 0 | 0 | 0
ACI90 | 0 | 0 | 0 | 0 | 0 | 0
RPJ90 | 0 | 0 | 0 | 0 | 0 | 0
PCSEQ | 0 | 0 | 0 | 0 | 0 | 0
Retrofit Capacity by Reporting Type: AZ_NM_SNV_NucRenew
ReportingType | 2015 | 2020 | 2025 | 2030 | 2035 | 2040
FGD | 0 | 0 | 0 | 0 | 0 | 0
SNCR | 0 | 0 | 0 | 0 | 0 | 0
SCR | 0 | 0 | 0 | 0 | 0 | 0
ACI90 | 0 | 0 | 0 | 0 | 0 | 0
RPJ90 | 0 | 0 | 0 | 0 | 0 | 0
PCSEQ | 0 | 0 | 0 | 0 | 0 | 0
Retrofit Capacity by Reporting Type: ERCOT
ReportingType | 2015 | 2020 | 2025 | 2030 | 2035 | 2040
FGD | 0 | 5125 | 5125 | 5125 | 5125 | 5125
SNCR | 0 | 0 | 0 | 0 | 0 | 0
SCR | 4370 | 2185 | 2185 | 2185 | 2185 | 2185
ACI90 | 0 | 0 | 0 | 0 | 0 | 0
RPJ90 | 9196 | 16247.87 | 16247.87 | 16247.87 | 16247.87 | 16247.87
PCSEQ | 0 | 0 | 0 | 0 | 0 | 0
Retrofit Capacity by Reporting Type: NP15
ReportingType | 2015 | 2020 | 2025 | 2030 | 2035 | 2040
FGD | 0 | 0 | 0 | 0 | 0 | 0
SNCR | 0 | 0 | 0 | 0 | 0 | 0
SCR | 0 | 0 | 0 | 0 | 0 | 0
ACI90 | 0 | 0 | 0 | 0 | 0 | 0
RPJ90 | 0 | 0 | 0 | 0 | 0 | 0
PCSEQ | 0 | 0 | 0 | 0 | 0 | 0
Retrofit Capacity by Reporting Type: NWPP_Coal
ReportingType | 2015 | 2020 | 2025 | 2030 | 2035 | 2040
FGD | 0 | 1601.2 | 1601.2 | 1601.2 | 1601.2 | 1601.2
SNCR | 0 | 0 | 0 | 0 | 0 | 0
SCR | 0 | 0 | 0 | 0 | 0 | 0
ACI90 | 0 | 0 | 0 | 0 | 0 | 0
RPJ90 | 453.6 | 12422.09 | 12422.09 | 12422.09 | 12422.09 | 12422.09
PCSEQ | 0 | 0 | 0 | 0 | 0 | 0
Retrofit Capacity by Reporting Type: NWPP_Gas
ReportingType | 2015 | 2020 | 2025 | 2030 | 2035 | 2040
FGD | 0 | 0 | 0 | 0 | 0 | 0
SNCR | 0 | 0 | 0 | 0 | 0 | 0
SCR | 0 | 0 | 0 | 0 | 0 | 0
ACI90 | 0 | 0 | 0 | 0 | 0 | 0
RPJ90 | 0 | 0 | 0 | 0 | 0 | 0
PCSEQ | 0 | 0 | 0 | 0 | 0 | 0
Retrofit Capacity by Reporting Type: NWPP_NucRenew
ReportingType | 2015 | 2020 | 2025 | 2030 | 2035 | 2040
FGD | 0 | 0 | 0 | 0 | 0 | 0
SNCR | 0 | 0 | 0 | 0 | 0 | 0
SCR | 0 | 0 | 0 | 0 | 0 | 0
ACI90 | 0 | 0 | 0 | 0 | 0 | 0
RPJ90 | 0 | 0 | 0 | 0 | 0 | 0
PCSEQ | 0 | 0 | 0 | 0 | 0 | 0
Retrofit Capacity by Reporting Type: RMPA
ReportingType | 2015 | 2020 | 2025 | 2030 | 2035 | 2040
FGD | 0 | 1282 | 1282 | 1282 | 1282 | 1282
SNCR | 0 | 0 | 0 | 0 | 0 | 0
SCR | 1554.6 | 777.3 | 777.3 | 777.3 | 777.3 | 777.3
ACI90 | 0 | 0 | 0 | 0 | 0 | 0
RPJ90 | 2874.6 | 6667.8 | 6315.8 | 6315.8 | 6315.8 | 6315.8
PCSEQ | 0 | 0 | 0 | 0 | 0 | 0
Retrofit Capacity by Reporting Type: SP15
ReportingType | 2015 | 2020 | 2025 | 2030 | 2035 | 2040
FGD | 0 | 0 | 0 | 0 | 0 | 0
SNCR | 0 | 0 | 0 | 0 | 0 | 0
SCR | 0 | 0 | 0 | 0 | 0 | 0
ACI90 | 0 | 0 | 0 | 0 | 0 | 0
RPJ90 | 0 | 0 | 0 | 0 | 0 | 0
PCSEQ | 0 | 0 | 0 | 0 | 0 | 0
Retrofit Capacity by Reporting Type: ALB
ReportingType | 2015 | 2020 | 2025 | 2030 | 2035 | 2040
FGD | 0 | 0 | 0 | 0 | 0 | 0
SNCR | 0 | 0 | 0 | 0 | 0 | 0
SCR | 0 | 0 | 0 | 0 | 0 | 0
ACI90 | 0 | 0 | 0 | 0 | 0 | 0
RPJ90 | 0 | 0 | 0 | 0 | 0 | 0
PCSEQ | 0 | 0 | 0 | 0 | 0 | 0
Retrofit Capacity by Reporting Type: BC
ReportingType | 2015 | 2020 | 2025 | 2030 | 2035 | 2040
FGD | 0 | 0 | 0 | 0 | 0 | 0
SNCR | 0 | 0 | 0 | 0 | 0 | 0
SCR | 0 | 0 | 0 | 0 | 0 | 0
ACI90 | 0 | 0 | 0 | 0 | 0 | 0
RPJ90 | 0 | 0 | 0 | 0 | 0 | 0
PCSEQ | 0 | 0 | 0 | 0 | 0 | 0
Retrofit Capacity by Reporting Type: HQ_IESO
ReportingType | 2015 | 2020 | 2025 | 2030 | 2035 | 2040
FGD | 0 | 0 | 0 | 0 | 0 | 0
SNCR | 0 | 0 | 0 | 0 | 0 | 0
SCR | 0 | 0 | 0 | 0 | 0 | 0
ACI90 | 0 | 0 | 0 | 0 | 0 | 0
RPJ90 | 0 | 0 | 0 | 0 | 0 | 0
PCSEQ | 0 | 0 | 0 | 0 | 0 | 0
Retrofit Capacity by Reporting Type: HQ_NEISO
ReportingType | 2015 | 2020 | 2025 | 2030 | 2035 | 2040
FGD | 0 | 0 | 0 | 0 | 0 | 0
SNCR | 0 | 0 | 0 | 0 | 0 | 0
SCR | 0 | 0 | 0 | 0 | 0 | 0
ACI90 | 0 | 0 | 0 | 0 | 0 | 0
RPJ90 | 0 | 0 | 0 | 0 | 0 | 0
PCSEQ | 0 | 0 | 0 | 0 | 0 | 0
Retrofit Capacity by Reporting Type: HQ_NY
ReportingType | 2015 | 2020 | 2025 | 2030 | 2035 | 2040
FGD | 0 | 0 | 0 | 0 | 0 | 0
SNCR | 0 | 0 | 0 | 0 | 0 | 0
SCR | 0 | 0 | 0 | 0 | 0 | 0
ACI90 | 0 | 0 | 0 | 0 | 0 | 0
RPJ90 | 0 | 0 | 0 | 0 | 0 | 0
PCSEQ | 0 | 0 | 0 | 0 | 0 | 0
Retrofit Capacity by Reporting Type: MARITIMES
ReportingType | 2015 | 2020 | 2025 | 2030 | 2035 | 2040
FGD | 0 | 0 | 0 | 0 | 0 | 0
SNCR | 0 | 0 | 0 | 0 | 0 | 0
SCR | 0 | 0 | 0 | 0 | 0 | 0
ACI90 | 0 | 0 | 0 | 0 | 0 | 0
RPJ90 | 0 | 0 | 0 | 0 | 0 | 0
PCSEQ | 0 | 0 | 0 | 0 | 0 | 0
Retrofit Capacity by Reporting Type: All
ReportingType | 2015 | 2020 | 2025 | 2030 | 2035 | 2040
FGD | 7551.7 | 61693.27 | 61523.92 | 61523.92 | 61523.92 | 61523.92
SNCR | 0 | 0 | 0 | 0 | 0 | 0
SCR | 23194.86 | 13050.03 | 13050.03 | 13050.03 | 13050.03 | 13050.03
ACI90 | 0 | 0 | 0 | 0 | 0 | 0
RPJ90 | 37666.78 | 206616.49 | 206095.14 | 206095.14 | 206095.14 | 206095.14
PCSEQ | 0 | 0 | 0 | 0 | 0 | 0
Retrofit Capacity by Reporting Type: EI_US
ReportingType | 2015 | 2020 | 2025 | 2030 | 2035 | 2040
FGD | 7167.7 | 53145.07 | 52975.72 | 52975.72 | 52975.72 | 52975.72
SNCR | 0 | 0 | 0 | 0 | 0 | 0
SCR | 16470.26 | 9687.73 | 9687.73 | 9687.73 | 9687.73 | 9687.73
ACI90 | 0 | 0 | 0 | 0 | 0 | 0
RPJ90 | 21856.59 | 161432.73 | 161263.38 | 161263.38 | 161263.38 | 161263.38
PCSEQ | 0 | 0 | 0 | 0 | 0 | 0
Retrofit Capacity by Reporting Type: EI_Canada
ReportingType | 2015 | 2020 | 2025 | 2030 | 2035 | 2040
FGD | 0 | 0 | 0 | 0 | 0 | 0
SNCR | 0 | 0 | 0 | 0 | 0 | 0
SCR | 0 | 0 | 0 | 0 | 0 | 0
ACI90 | 0 | 0 | 0 | 0 | 0 | 0
RPJ90 | 0 | 0 | 0 | 0 | 0 | 0
PCSEQ | 0 | 0 | 0 | 0 | 0 | 0
Retrofit Capacity by Reporting Type: EI
ReportingType | 2015 | 2020 | 2025 | 2030 | 2035 | 2040
FGD | 7167.7 | 53145.07 | 52975.72 | 52975.72 | 52975.72 | 52975.72
SNCR | 0 | 0 | 0 | 0 | 0 | 0
SCR | 16470.26 | 9687.73 | 9687.73 | 9687.73 | 9687.73 | 9687.73
ACI90 | 0 | 0 | 0 | 0 | 0 | 0
RPJ90 | 21856.59 | 161432.73 | 161263.38 | 161263.38 | 161263.38 | 161263.38
PCSEQ | 0 | 0 | 0 | 0 | 0 | 0
Retrofit Capacity by Reporting Type: Outside_EI
ReportingType | 2015 | 2020 | 2025 | 2030 | 2035 | 2040
FGD | 384 | 8548.2 | 8548.2 | 8548.2 | 8548.2 | 8548.2
SNCR | 0 | 0 | 0 | 0 | 0 | 0
SCR | 6724.6 | 3362.3 | 3362.3 | 3362.3 | 3362.3 | 3362.3
ACI90 | 0 | 0 | 0 | 0 | 0 | 0
RPJ90 | 15810.2 | 45183.76 | 44831.76 | 44831.76 | 44831.76 | 44831.76
PCSEQ | 0 | 0 | 0 | 0 | 0 | 0
#7 | Reserve Margin (MW)
Reserve Margin Data: ALB
| 2015 | 2020 | 2025 | 2030 | 2035 | 2040
a. Peak Demand | 9504.39 | 9692.49 | 9884.31 | 10079.93 | 10279.42 | 10482.86
b. Peak Demand + Reserve Margin | 11215.18 | 11437.14 | 11663.49 | 11894.32 | 12129.72 | 12369.77
c. DR MW | 105.16 | 859.19 | 1729.13 | 1854.22 | 1988.37 | 2132.22
d. Capacity Credit | 11215.18 | 11437.14 | 11902.27 | 12213 | 12286.81 | 12523.32
Reserve Margin Data: BC
| 2015 | 2020 | 2025 | 2030 | 2035 | 2040
a. Peak Demand | 11620.49 | 11592.37 | 11564.31 | 11536.32 | 11508.4 | 11480.55
b. Peak Demand + Reserve Margin | 13712.18 | 13678.99 | 13645.88 | 13612.86 | 13579.91 | 13547.05
c. DR MW | 0.01 | 854.9 | 1793.56 | 1881.42 | 1973.6 | 2070.28
d. Capacity Credit | 13712.18 | 13789.11 | 14727.77 | 14896.35 | 15208.74 | 15305.43
Reserve Margin Data: ENT
| 2015 | 2020 | 2025 | 2030 | 2035 | 2040
a. Peak Demand | 29794.32 | 29904.77 | 29235.81 | 28948.52 | 28758.78 | 28625.19
b. Peak Demand + Reserve Margin | 33965.52 | 34091.44 | 33328.83 | 33001.31 | 32785 | 32632.72
c. DR MW | 301.75 | 3527.41 | 7000.7 | 7284.95 | 7577.99 | 7884.31
d. Capacity Credit | 33965.52 | 34091.44 | 34442.13 | 34726.99 | 34177.94 | 33486.7
Reserve Margin Data: ERCOT
| 2015 | 2020 | 2025 | 2030 | 2035 | 2040
a. Peak Demand | 67432.04 | 69161.13 | 68767.92 | 68487.98 | 68446.99 | 68482.97
b. Peak Demand + Reserve Margin | 75861.05 | 77806.27 | 77363.91 | 77048.97 | 77002.87 | 77043.34
c. DR MW | 741.27 | 9056.42 | 18131.81 | 18926.62 | 19797.41 | 20700.61
d. Capacity Credit | 75861.05 | 77806.27 | 83555.84 | 83370.28 | 83463.92 | 80835.65
Reserve Margin Data: FRCC
| 2015 | 2020 | 2025 | 2030 | 2035 | 2040
a. Peak Demand | 47409.59 | 49360 | 50710.75 | 52524.18 | 54398.28 | 56379.02
b. Peak Demand + Reserve Margin | 54995.12 | 57257.6 | 58824.47 | 60928.05 | 63102 | 65399.66
c. DR MW | 2736.95 | 8805.89 | 16031.44 | 17372.95 | 18792.11 | 20306.22
d. Capacity Credit | 54995.12 | 57257.6 | 62552.71 | 64010.45 | 65741.49 | 66073.74
Reserve Margin Data: IESO
| 2015 | 2020 | 2025 | 2030 | 2035 | 2040
a. Peak Demand | 22386.76 | 21230 | 21428.78 | 21912.21 | 22397.04 | 22971.42
b. Peak Demand + Reserve Margin | 26192.51 | 24839.1 | 25071.67 | 25637.29 | 26204.53 | 26876.56
c. DR MW | 1961.39 | 3023.49 | 4398.83 | 4692.67 | 4990.85 | 5309.35
d. Capacity Credit | 26649.93 | 27712.02 | 29087.37 | 29381.21 | 28097.56 | 26876.56
Reserve Margin Data: MAPP_CA
| 2015 | 2020 | 2025 | 2030 | 2035 | 2040
a. Peak Demand | 8320.61 | 8524.06 | 8468.2 | 8430.48 | 8392.43 | 8364.81
b. Peak Demand + Reserve Margin | 9319.08 | 9546.95 | 9484.39 | 9442.13 | 9399.53 | 9368.59
c. DR MW | 89.53 | 734.68 | 1439.31 | 1504.49 | 1571.72 | 1642.66
d. Capacity Credit | 9319.08 | 9546.95 | 9484.39 | 9442.13 | 9530.19 | 10762.97
Reserve Margin Data: MAPP_US
| 2015 | 2020 | 2025 | 2030 | 2035 | 2040
a. Peak Demand | 5405.37 | 5429.36 | 5381.61 | 5345.45 | 5314.31 | 5289.01
b. Peak Demand + Reserve Margin | 6162.12 | 6189.47 | 6135.03 | 6093.81 | 6058.32 | 6029.47
c. DR MW | 59.01 | 475.3 | 930.7 | 972.2 | 1015.03 | 1060.17
d. Capacity Credit | 6192.59 | 6189.47 | 6282.28 | 6315.48 | 6058.32 | 6029.47
Reserve Margin Data: NEISO
| 2015 | 2020 | 2025 | 2030 | 2035 | 2040
a. Peak Demand | 26498.68 | 25599.52 | 24866.13 | 24562.4 | 24288.05 | 24111.72
b. Peak Demand + Reserve Margin | 30738.47 | 29695.44 | 28844.71 | 28492.38 | 28174.14 | 27969.59
c. DR MW | 3094.75 | 4655.09 | 6384.47 | 6592.21 | 6797.59 | 7014.89
d. Capacity Credit | 30738.47 | 29695.44 | 30453.31 | 30714.19 | 29178.52 | 28513.04
Reserve Margin Data: NonRTO_Midwest
| 2015 | 2020 | 2025 | 2030 | 2035 | 2040
a. Peak Demand | 11097.99 | 11386.92 | 11195.75 | 11090.53 | 10995.19 | 10925.33
b. Peak Demand + Reserve Margin | 12651.71 | 12981.08 | 12763.16 | 12643.2 | 12534.52 | 12454.88
c. DR MW | 194.1 | 1273.71 | 2430.51 | 2523.5 | 2618.3 | 2718.07
d. Capacity Credit | 12651.71 | 12981.08 | 12763.16 | 12643.2 | 12534.52 | 12454.88
Reserve Margin Data: NYISO_J-K
| 2015 | 2020 | 2025 | 2030 | 2035 | 2040
a. Peak Demand | 15025.59 | 15337.3 | 15527.28 | 15867.6 | 16206.89 | 16588.97
b. Peak Demand + Reserve Margin | 13823.54 | 14110.31 | 14285.1 | 14598.2 | 14910.34 | 15261.85
c. DR MW | 1320.36 | 2193.42 | 3204.69 | 3425.07 | 3651.83 | 3892.93
d. Capacity Credit | 13904.11 | 14231.94 | 15243.2 | 15537.92 | 15755.09 | 15996.18
Reserve Margin Data: PJM_E
| 2015 | 2020 | 2025 | 2030 | 2035 | 2040
a. Peak Demand | 29221.4 | 26133.59 | 25973.14 | 26022.24 | 26079.29 | 26189.02
b. Peak Demand + Reserve Margin | 28578.53 | 25558.65 | 25401.73 | 25449.75 | 25505.55 | 25612.86
c. DR MW | 1257.43 | 3314.4 | 5746.04 | 6032.96 | 6327.07 | 6636.88
d. Capacity Credit | 30634.86 | 28259.36 | 31027.96 | 31288.68 | 29358.78 | 28494.6
Reserve Margin Data: RMPA
| 2015 | 2020 | 2025 | 2030 | 2035 | 2040
a. Peak Demand | 12579.79 | 12963.19 | 13361.45 | 13883.89 | 14422.98 | 14994.36
b. Peak Demand + Reserve Margin | 14340.96 | 14778.04 | 15232.06 | 15827.63 | 16442.19 | 17093.57
c. DR MW | 486.61 | 1549.06 | 2815.3 | 3059.71 | 3318.53 | 3595.3
d. Capacity Credit | 14340.96 | 14778.04 | 15542.95 | 15827.63 | 16442.19 | 17093.57
Reserve Margin Data: SOCO
| 2015 | 2020 | 2025 | 2030 | 2035 | 2040
a. Peak Demand | 50767.36 | 52952.8 | 52756.24 | 53050.44 | 53395.01 | 53815.97
b. Peak Demand + Reserve Margin | 57874.79 | 60366.19 | 60142.12 | 60477.5 | 60870.32 | 61350.21
c. DR MW | 2571.98 | 8534.77 | 15170.21 | 15993.09 | 16848.45 | 17747.8
d. Capacity Credit | 57874.79 | 60366.19 | 64426.2 | 64386.45 | 65241.81 | 69491.92
Reserve Margin Data: TVA
| 2015 | 2020 | 2025 | 2030 | 2035 | 2040
a. Peak Demand | 33482.53 | 34822.64 | 34101.71 | 33573.6 | 33073.64 | 32630.5
b. Peak Demand + Reserve Margin | 38504.91 | 40046.04 | 39216.96 | 38609.64 | 38034.69 | 37525.07
c. DR MW | 1805.71 | 5924.58 | 10316.34 | 10659.12 | 11009.07 | 11374.66
d. Capacity Credit | 38504.91 | 40046.04 | 39855.02 | 40305.2 | 38034.69 | 38659.62
Reserve Margin Data: VACAR
| 2015 | 2020 | 2025 | 2030 | 2035 | 2040
a. Peak Demand | 47228.86 | 48575.49 | 48922.36 | 49639.84 | 50402.43 | 51233.43
b. Peak Demand + Reserve Margin | 53840.9 | 55376.06 | 55771.49 | 56589.42 | 57458.77 | 58406.11
c. DR MW | 2340.74 | 8078.03 | 14614.31 | 15538.85 | 16506.97 | 17528.83
d. Capacity Credit | 53840.9 | 55376.06 | 60983.03 | 61953.28 | 58956.58 | 58593.53
Reserve Margin Data: AZ_NM_SNV
| 2015 | 2020 | 2025 | 2030 | 2035 | 2040
a. Peak Demand | 26231.54 | 27531.11 | 28018.2 | 28596.5 | 29139.81 | 29723.26
b. Peak Demand + Reserve Margin | 30349.89 | 31853.49 | 32417.06 | 33086.15 | 33714.76 | 34389.81
c. DR MW | 334.95 | 5011.05 | 10456.35 | 11364.54 | 12313.62 | 13338.63
d. Capacity Credit | 30349.89 | 32650.06 | 39609.24 | 40536.9 | 40764.25 | 46109.02
Reserve Margin Data: CA
| 2015 | 2020 | 2025 | 2030 | 2035 | 2040
a. Peak Demand | 59579.42 | 60636.92 | 61635.29 | 64130.56 | 66410.23 | 68811.34
b. Peak Demand + Reserve Margin | 69469.61 | 70702.65 | 71866.75 | 74776.23 | 77434.33 | 80234.02
c. DR MW | 4446.5 | 8516.51 | 13397.92 | 14556.56 | 15703.21 | 16906.73
d. Capacity Credit | 69469.61 | 70702.65 | 73617.59 | 74776.23 | 77434.33 | 80234.02
Reserve Margin Data: MISO
| 2015 | 2020 | 2025 | 2030 | 2035 | 2040
a. Peak Demand | 94585.54 | 94718.7 | 94471.54 | 94829.22 | 95478.47 | 96425.21
b. Peak Demand + Reserve Margin | 111043.42 | 111199.76 | 110909.59 | 111329.51 | 112091.72 | 113203.2
c. DR MW | 6029.97 | 12609.95 | 20203.14 | 21323.26 | 22462.13 | 23683.76
d. Capacity Credit | 111043.42 | 111199.76 | 111509.06 | 112731.74 | 112091.72 | 113203.2
Reserve Margin Data: NWPP
| 2015 | 2020 | 2025 | 2030 | 2035 | 2040
a. Peak Demand | 38337.19 | 37968.55 | 37773.18 | 38173.56 | 38496.81 | 38811.09
b. Peak Demand + Reserve Margin | 45237.89 | 44802.88 | 44572.35 | 45044.8 | 45426.23 | 45797.09
c. DR MW | 0.01 | 3093.49 | 6520.83 | 6955.99 | 7396.71 | 7853.87
d. Capacity Credit | 52568.33 | 55892.12 | 59753.45 | 60188.62 | 61206.39 | 61928.07
Reserve Margin Data: NYISO
| 2015 | 2020 | 2025 | 2030 | 2035 | 2040
a. Peak Demand | 29170.59 | 29562.24 | 29744.43 | 30298.43 | 30856.25 | 31511.06
b. Peak Demand + Reserve Margin | 33983.74 | 34440.01 | 34652.26 | 35297.68 | 35947.53 | 36710.38
c. DR MW | 2568.58 | 4237.51 | 6161.59 | 6560.34 | 6968.44 | 7402.62
d. Capacity Credit | 33983.74 | 34440.01 | 36364.09 | 36358.24 | 35947.53 | 36710.38
Reserve Margin Data: NYISO_G-I_J-K
| 2015 | 2020 | 2025 | 2030 | 2035 | 2040
a. Peak Demand | 18881.78 | 19206.6 | 19431.12 | 19857.08 | 20281.88 | 20761.04
b. Peak Demand + Reserve Margin | 17937.69 | 18246.27 | 18459.56 | 18864.22 | 19267.79 | 19722.99
c. DR MW | 1660.27 | 2748.75 | 4015.56 | 4291.5 | 4575.32 | 4877.09
d. Capacity Credit | 17937.69 | 18246.27 | 19513.08 | 19937.68 | 19983.19 | 21465.84
Reserve Margin Data: PJM
| 2015 | 2020 | 2025 | 2030 | 2035 | 2040
a. Peak Demand | 150437.35 | 141597.46 | 140954.7 | 141563.89 | 142345.41 | 143518.19
b. Peak Demand + Reserve Margin | 173454.26 | 163261.87 | 162520.77 | 163223.17 | 164124.26 | 165476.47
c. DR MW | 6895.02 | 18273.53 | 31385.79 | 33056.6 | 34764.25 | 36574.2
d. Capacity Credit | 173454.26 | 163261.87 | 176051.29 | 176892.59 | 170789.66 | 165476.47
Reserve Margin Data: SPP
| 2015 | 2020 | 2025 | 2030 | 2035 | 2040
a. Peak Demand | 54501.65 | 55452.65 | 54882.54 | 54599.43 | 54378.06 | 54223.95
b. Peak Demand + Reserve Margin | 61913.87 | 62994.21 | 62346.57 | 62024.95 | 61773.48 | 61598.41
c. DR MW | 1132.85 | 6751.04 | 12866.12 | 13446.46 | 14046.83 | 14677.72
d. Capacity Credit | 61913.87 | 62994.21 | 62346.57 | 62024.95 | 61773.48 | 61598.41

## Transmission
$/MW
[8 empty] | Transfer |  | $/MWh | $/MWh | Wheel+ | $/MWh
Year | Line | From | To | EI Internal/External | Season | Block | Duration | Limit | MW flow | From price | To price | Friction | Shadow Price
2015 | ENT_2_MISO_MO-IL | ENT | MISO_MO-IL | Internal | Shoulder | B11 | 25 | 2260 | 0 | 53.12 | 45.12 | 8 | 0
2015 | ENT_2_MISO_MO-IL | ENT | MISO_MO-IL | Internal | Shoulder | B12 | 200 | 2260 | 0 | 38.05 | 38.2 | 8 | 0
2015 | ENT_2_MISO_MO-IL | ENT | MISO_MO-IL | Internal | Shoulder | B13 | 600 | 2260 | 0 | 37.78 | 35.46 | 8 | 0
2015 | ENT_2_MISO_MO-IL | ENT | MISO_MO-IL | Internal | Shoulder | B14 | 900 | 2260 | 0 | 37.78 | 34.54 | 8 | 0
2015 | ENT_2_MISO_MO-IL | ENT | MISO_MO-IL | Internal | Shoulder | B15 | 1203 | 2260 | 0 | 36.55 | 32.84 | 8 | 0
2015 | ENT_2_MISO_MO-IL | ENT | MISO_MO-IL | Internal | Summer | B1 | 10 | 2260 | 0 | 59.38 | 59.38 | 8 | 0
2015 | ENT_2_MISO_MO-IL | ENT | MISO_MO-IL | Internal | Summer | B2 | 25 | 2260 | 0 | 57.29 | 57.29 | 8 | 0
2015 | ENT_2_MISO_MO-IL | ENT | MISO_MO-IL | Internal | Summer | B3 | 75 | 2260 | 0 | 56.92 | 56.4 | 8 | 0
2015 | ENT_2_MISO_MO-IL | ENT | MISO_MO-IL | Internal | Summer | B4 | 100 | 2260 | 0 | 54.94 | 54.94 | 8 | 0
2015 | ENT_2_MISO_MO-IL | ENT | MISO_MO-IL | Internal | Summer | B5 | 200 | 2260 | 0 | 51.84 | 45.29 | 8 | 0
2015 | ENT_2_MISO_MO-IL | ENT | MISO_MO-IL | Internal | Summer | B6 | 300 | 2260 | 0 | 40.1 | 38.45 | 8 | 0
2015 | ENT_2_MISO_MO-IL | ENT | MISO_MO-IL | Internal | Summer | B7 | 400 | 2260 | 0 | 36.89 | 35.01 | 8 | 0
2015 | ENT_2_MISO_MO-IL | ENT | MISO_MO-IL | Internal | Summer | B8 | 500 | 2260 | 0 | 36.89 | 32.9 | 8 | 0
2015 | ENT_2_MISO_MO-IL | ENT | MISO_MO-IL | Internal | Summer | B9 | 800 | 2260 | 0 | 36.63 | 32.67 | 8 | 0
2015 | ENT_2_MISO_MO-IL | ENT | MISO_MO-IL | Internal | Summer | B10 | 1262 | 2260 | 0 | 35.44 | 29.54 | 8 | 0
2015 | ENT_2_MISO_MO-IL | ENT | MISO_MO-IL | Internal | Winter | B16 | 25 | 2260 | 0 | 46.23 | 45.6 | 8 | 0
2015 | ENT_2_MISO_MO-IL | ENT | MISO_MO-IL | Internal | Winter | B17 | 100 | 2260 | 0 | 40.1 | 40.92 | 8 | 0
2015 | ENT_2_MISO_MO-IL | ENT | MISO_MO-IL | Internal | Winter | B18 | 400 | 2260 | 0 | 40.1 | 36.74 | 8 | 0
2015 | ENT_2_MISO_MO-IL | ENT | MISO_MO-IL | Internal | Winter | B19 | 700 | 2260 | 0 | 38.79 | 35.2 | 8 | 0
2015 | ENT_2_MISO_MO-IL | ENT | MISO_MO-IL | Internal | Winter | B20 | 935 | 2260 | 0 | 38.79 | 31.74 | 8 | 0
2015 | ENT_2_SOCO | ENT | SOCO | Internal | Shoulder | B11 | 25 | 2000 | 0 | 53.12 | 58.12 | 8 | 0
2015 | ENT_2_SOCO | ENT | SOCO | Internal | Shoulder | B12 | 200 | 2000 | 0 | 38.05 | 40.4 | 8 | 0
2015 | ENT_2_SOCO | ENT | SOCO | Internal | Shoulder | B13 | 600 | 2000 | 0 | 37.78 | 39.02 | 8 | 0
2015 | ENT_2_SOCO | ENT | SOCO | Internal | Shoulder | B14 | 900 | 2000 | 0 | 37.78 | 39.02 | 8 | 0
2015 | ENT_2_SOCO | ENT | SOCO | Internal | Shoulder | B15 | 1203 | 2000 | 0 | 36.55 | 39.02 | 8 | 0
2015 | ENT_2_SOCO | ENT | SOCO | Internal | Summer | B1 | 10 | 2000 | 0 | 59.38 | 64.92 | 8 | 0
2015 | ENT_2_SOCO | ENT | SOCO | Internal | Summer | B2 | 25 | 2000 | 0 | 57.29 | 64.92 | 8 | 0
2015 | ENT_2_SOCO | ENT | SOCO | Internal | Summer | B3 | 75 | 2000 | 1379.57 | 56.92 | 64.92 | 8 | 0
2015 | ENT_2_SOCO | ENT | SOCO | Internal | Summer | B4 | 100 | 2000 | 964.97 | 54.94 | 62.94 | 8 | 0
2015 | ENT_2_SOCO | ENT | SOCO | Internal | Summer | B5 | 200 | 2000 | 2000 | 51.84 | 60.27 | 8 | 0.43
2015 | ENT_2_SOCO | ENT | SOCO | Internal | Summer | B6 | 300 | 2000 | 1253.84 | 40.1 | 48.1 | 8 | 0
2015 | ENT_2_SOCO | ENT | SOCO | Internal | Summer | B7 | 400 | 2000 | 0 | 36.89 | 43.48 | 8 | 0
2015 | ENT_2_SOCO | ENT | SOCO | Internal | Summer | B8 | 500 | 2000 | 0 | 36.89 | 39.22 | 8 | 0
2015 | ENT_2_SOCO | ENT | SOCO | Internal | Summer | B9 | 800 | 2000 | 0 | 36.63 | 37.88 | 8 | 0
2015 | ENT_2_SOCO | ENT | SOCO | Internal | Summer | B10 | 1262 | 2000 | 0 | 35.44 | 37.88 | 8 | 0
2015 | ENT_2_SOCO | ENT | SOCO | Internal | Winter | B16 | 25 | 2000 | 1848.78 | 46.23 | 54.23 | 8 | 0
2015 | ENT_2_SOCO | ENT | SOCO | Internal | Winter | B17 | 100 | 2000 | 0 | 40.1 | 42.78 | 8 | 0
2015 | ENT_2_SOCO | ENT | SOCO | Internal | Winter | B18 | 400 | 2000 | 0 | 40.1 | 41.34 | 8 | 0
2015 | ENT_2_SOCO | ENT | SOCO | Internal | Winter | B19 | 700 | 2000 | 0 | 38.79 | 41.34 | 8 | 0
2015 | ENT_2_SOCO | ENT | SOCO | Internal | Winter | B20 | 935 | 2000 | 0 | 38.79 | 41.34 | 8 | 0
2015 | ENT_2_TVA_Transmission | ENT | TVA_Transmission | Internal | Shoulder | B11 | 25 | 2100 | 0 | 53.12 | 49.12 | 8 | 0
2015 | ENT_2_TVA_Transmission | ENT | TVA_Transmission | Internal | Shoulder | B12 | 200 | 2100 | 0 | 38.05 | 42.45 | 8 | 0
2015 | ENT_2_TVA_Transmission | ENT | TVA_Transmission | Internal | Shoulder | B13 | 600 | 2100 | 0 | 37.78 | 40.63 | 8 | 0
2015 | ENT_2_TVA_Transmission | ENT | TVA_Transmission | Internal | Shoulder | B14 | 900 | 2100 | 0 | 37.78 | 39.74 | 8 | 0
2015 | ENT_2_TVA_Transmission | ENT | TVA_Transmission | Internal | Shoulder | B15 | 1203 | 2100 | 0 | 36.55 | 39.01 | 8 | 0
2015 | ENT_2_TVA_Transmission | ENT | TVA_Transmission | Internal | Summer | B1 | 10 | 2100 | 247.57 | 59.38 | 67.38 | 8 | 0
2015 | ENT_2_TVA_Transmission | ENT | TVA_Transmission | Internal | Summer | B2 | 25 | 2100 | 645.27 | 57.29 | 65.29 | 8 | 0
2015 | ENT_2_TVA_Transmission | ENT | TVA_Transmission | Internal | Summer | B3 | 75 | 2100 | 0 | 56.92 | 62.94 | 8 | 0
2015 | ENT_2_TVA_Transmission | ENT | TVA_Transmission | Internal | Summer | B4 | 100 | 2100 | 285.34 | 54.94 | 62.94 | 8 | 0
2015 | ENT_2_TVA_Transmission | ENT | TVA_Transmission | Internal | Summer | B5 | 200 | 2100 | 0 | 51.84 | 51.64 | 8 | 0
2015 | ENT_2_TVA_Transmission | ENT | TVA_Transmission | Internal | Summer | B6 | 300 | 2100 | 0 | 40.1 | 43.43 | 8 | 0
2015 | ENT_2_TVA_Transmission | ENT | TVA_Transmission | Internal | Summer | B7 | 400 | 2100 | 0 | 36.89 | 39.64 | 8 | 0
2015 | ENT_2_TVA_Transmission | ENT | TVA_Transmission | Internal | Summer | B8 | 500 | 2100 | 0 | 36.89 | 38.47 | 8 | 0
2015 | ENT_2_TVA_Transmission | ENT | TVA_Transmission | Internal | Summer | B9 | 800 | 2100 | 0 | 36.63 | 37.93 | 8 | 0
2015 | ENT_2_TVA_Transmission | ENT | TVA_Transmission | Internal | Summer | B10 | 1262 | 2100 | 0 | 35.44 | 35.68 | 8 | 0
2015 | ENT_2_TVA_Transmission | ENT | TVA_Transmission | Internal | Winter | B16 | 25 | 2100 | 0 | 46.23 | 53.6 | 8 | 0
2015 | ENT_2_TVA_Transmission | ENT | TVA_Transmission | Internal | Winter | B17 | 100 | 2100 | 0 | 40.1 | 44.99 | 8 | 0
2015 | ENT_2_TVA_Transmission | ENT | TVA_Transmission | Internal | Winter | B18 | 400 | 2100 | 0 | 40.1 | 41.52 | 8 | 0
2015 | ENT_2_TVA_Transmission | ENT | TVA_Transmission | Internal | Winter | B19 | 700 | 2100 | 0 | 38.79 | 40.24 | 8 | 0
2015 | ENT_2_TVA_Transmission | ENT | TVA_Transmission | Internal | Winter | B20 | 935 | 2100 | 0 | 38.79 | 38.69 | 8 | 0
2015 | HQ_NEISO_2_NEISO | HQ_NEISO | NEISO | Internal | Shoulder | B11 | 25 | 99999 | 2920 | 36.72 | 36.73 | 0.01 | 0
2015 | HQ_NEISO_2_NEISO | HQ_NEISO | NEISO | Internal | Shoulder | B12 | 200 | 99999 | 2920 | 36.72 | 36.73 | 0.01 | 0
2015 | HQ_NEISO_2_NEISO | HQ_NEISO | NEISO | Internal | Shoulder | B13 | 600 | 99999 | 2920 | 36.72 | 36.73 | 0.01 | 0
2015 | HQ_NEISO_2_NEISO | HQ_NEISO | NEISO | Internal | Shoulder | B14 | 900 | 99999 | 2920 | 36.72 | 36.73 | 0.01 | 0
2015 | HQ_NEISO_2_NEISO | HQ_NEISO | NEISO | Internal | Shoulder | B15 | 1203 | 99999 | 1143.24 | 36.72 | 36.73 | 0.01 | 0
2015 | HQ_NEISO_2_NEISO | HQ_NEISO | NEISO | Internal | Summer | B1 | 10 | 99999 | 2920 | 76.82 | 76.83 | 0.01 | 0
2015 | HQ_NEISO_2_NEISO | HQ_NEISO | NEISO | Internal | Summer | B2 | 25 | 99999 | 2920 | 57.02 | 57.03 | 0.01 | 0
2015 | HQ_NEISO_2_NEISO | HQ_NEISO | NEISO | Internal | Summer | B3 | 75 | 99999 | 2920 | 47.8 | 47.82 | 0.01 | 0
2015 | HQ_NEISO_2_NEISO | HQ_NEISO | NEISO | Internal | Summer | B4 | 100 | 99999 | 2920 | 36.23 | 36.24 | 0.01 | 0
2015 | HQ_NEISO_2_NEISO | HQ_NEISO | NEISO | Internal | Summer | B5 | 200 | 99999 | 2920 | 34.07 | 34.08 | 0.01 | 0
2015 | HQ_NEISO_2_NEISO | HQ_NEISO | NEISO | Internal | Summer | B6 | 300 | 99999 | 2920 | 34.07 | 34.08 | 0.01 | 0
2015 | HQ_NEISO_2_NEISO | HQ_NEISO | NEISO | Internal | Summer | B7 | 400 | 99999 | 2920 | 34.07 | 34.08 | 0.01 | 0
2015 | HQ_NEISO_2_NEISO | HQ_NEISO | NEISO | Internal | Summer | B8 | 500 | 99999 | 2920 | 34.07 | 34.08 | 0.01 | 0
2015 | HQ_NEISO_2_NEISO | HQ_NEISO | NEISO | Internal | Summer | B9 | 800 | 99999 | 2920 | 34.07 | 34.08 | 0.01 | 0
2015 | HQ_NEISO_2_NEISO | HQ_NEISO | NEISO | Internal | Summer | B10 | 1262 | 99999 | 795.94 | 34.07 | 34.08 | 0.01 | 0
2015 | HQ_NEISO_2_NEISO | HQ_NEISO | NEISO | Internal | Winter | B16 | 25 | 99999 | 2920 | 44.98 | 44.99 | 0.01 | 0
2015 | HQ_NEISO_2_NEISO | HQ_NEISO | NEISO | Internal | Winter | B17 | 100 | 99999 | 2920 | 44.98 | 44.99 | 0.01 | 0
2015 | HQ_NEISO_2_NEISO | HQ_NEISO | NEISO | Internal | Winter | B18 | 400 | 99999 | 2920 | 44.98 | 44.99 | 0.01 | 0
2015 | HQ_NEISO_2_NEISO | HQ_NEISO | NEISO | Internal | Winter | B19 | 700 | 99999 | 2920 | 44.98 | 44.99 | 0.01 | 0
2015 | HQ_NEISO_2_NEISO | HQ_NEISO | NEISO | Internal | Winter | B20 | 935 | 99999 | 1233.58 | 44.98 | 44.99 | 0.01 | 0
2015 | HQ_NY_2_NYISO_A-F | HQ_NY | NYISO_A-F | Internal | Shoulder | B11 | 25 | 99999 | 1000 | 38.14 | 38.16 | 0.01 | 0
2015 | HQ_NY_2_NYISO_A-F | HQ_NY | NYISO_A-F | Internal | Shoulder | B12 | 200 | 99999 | 1000 | 38.14 | 38.16 | 0.01 | 0
2015 | HQ_NY_2_NYISO_A-F | HQ_NY | NYISO_A-F | Internal | Shoulder | B13 | 600 | 99999 | 1000 | 38.14 | 38.16 | 0.01 | 0
2015 | HQ_NY_2_NYISO_A-F | HQ_NY | NYISO_A-F | Internal | Shoulder | B14 | 900 | 99999 | 1000 | 38.14 | 38.16 | 0.01 | 0
2015 | HQ_NY_2_NYISO_A-F | HQ_NY | NYISO_A-F | Internal | Shoulder | B15 | 1203 | 99999 | 188.69 | 38.14 | 38.16 | 0.01 | 0
2015 | HQ_NY_2_NYISO_A-F | HQ_NY | NYISO_A-F | Internal | Summer | B1 | 10 | 99999 | 1000 | 57.29 | 57.3 | 0.01 | 0
2015 | HQ_NY_2_NYISO_A-F | HQ_NY | NYISO_A-F | Internal | Summer | B2 | 25 | 99999 | 1000 | 54.02 | 54.03 | 0.01 | 0
2015 | HQ_NY_2_NYISO_A-F | HQ_NY | NYISO_A-F | Internal | Summer | B3 | 75 | 99999 | 1000 | 51.36 | 51.37 | 0.01 | 0
2015 | HQ_NY_2_NYISO_A-F | HQ_NY | NYISO_A-F | Internal | Summer | B4 | 100 | 99999 | 1000 | 46.55 | 46.57 | 0.01 | 0
2015 | HQ_NY_2_NYISO_A-F | HQ_NY | NYISO_A-F | Internal | Summer | B5 | 200 | 99999 | 1000 | 42.5 | 42.51 | 0.01 | 0
2015 | HQ_NY_2_NYISO_A-F | HQ_NY | NYISO_A-F | Internal | Summer | B6 | 300 | 99999 | 1000 | 39.22 | 39.23 | 0.01 | 0
2015 | HQ_NY_2_NYISO_A-F | HQ_NY | NYISO_A-F | Internal | Summer | B7 | 400 | 99999 | 1000 | 37.73 | 37.74 | 0.01 | 0
2015 | HQ_NY_2_NYISO_A-F | HQ_NY | NYISO_A-F | Internal | Summer | B8 | 500 | 99999 | 1000 | 37.06 | 37.07 | 0.01 | 0
2015 | HQ_NY_2_NYISO_A-F | HQ_NY | NYISO_A-F | Internal | Summer | B9 | 800 | 99999 | 1000 | 36.73 | 36.75 | 0.01 | 0
2015 | HQ_NY_2_NYISO_A-F | HQ_NY | NYISO_A-F | Internal | Summer | B10 | 1262 | 99999 | 30.11 | 36.73 | 36.75 | 0.01 | 0
2015 | HQ_NY_2_NYISO_A-F | HQ_NY | NYISO_A-F | Internal | Winter | B16 | 25 | 99999 | 1000 | 43.07 | 43.08 | 0.01 | 0
2015 | HQ_NY_2_NYISO_A-F | HQ_NY | NYISO_A-F | Internal | Winter | B17 | 100 | 99999 | 1000 | 41.98 | 41.99 | 0.01 | 0
2015 | HQ_NY_2_NYISO_A-F | HQ_NY | NYISO_A-F | Internal | Winter | B18 | 400 | 99999 | 1000 | 41.98 | 41.99 | 0.01 | 0
2015 | HQ_NY_2_NYISO_A-F | HQ_NY | NYISO_A-F | Internal | Winter | B19 | 700 | 99999 | 1000 | 41.98 | 41.99 | 0.01 | 0
2015 | HQ_NY_2_NYISO_A-F | HQ_NY | NYISO_A-F | Internal | Winter | B20 | 935 | 99999 | 229.95 | 41.98 | 41.99 | 0.01 | 0
2015 | HQ_IESO_2_IESO | HQ_IESO | IESO | Internal | Shoulder | B11 | 25 | 99999 | 400 | 27.94 | 27.95 | 0.01 | 0
2015 | HQ_IESO_2_IESO | HQ_IESO | IESO | Internal | Shoulder | B12 | 200 | 99999 | 400 | 27.94 | 27.95 | 0.01 | 0
2015 | HQ_IESO_2_IESO | HQ_IESO | IESO | Internal | Shoulder | B13 | 600 | 99999 | 400 | 27.94 | 27.95 | 0.01 | 0
2015 | HQ_IESO_2_IESO | HQ_IESO | IESO | Internal | Shoulder | B14 | 900 | 99999 | 400 | 27.94 | 27.95 | 0.01 | 0
2015 | HQ_IESO_2_IESO | HQ_IESO | IESO | Internal | Shoulder | B15 | 1203 | 99999 | 75.48 | 27.94 | 27.95 | 0.01 | 0
2015 | HQ_IESO_2_IESO | HQ_IESO | IESO | Internal | Summer | B1 | 10 | 99999 | 400 | 52.35 | 52.37 | 0.01 | 0
2015 | HQ_IESO_2_IESO | HQ_IESO | IESO | Internal | Summer | B2 | 25 | 99999 | 400 | 50.28 | 50.29 | 0.01 | 0
2015 | HQ_IESO_2_IESO | HQ_IESO | IESO | Internal | Summer | B3 | 75 | 99999 | 400 | 44.36 | 44.37 | 0.01 | 0
2015 | HQ_IESO_2_IESO | HQ_IESO | IESO | Internal | Summer | B4 | 100 | 99999 | 400 | 39.55 | 39.57 | 0.01 | 0
2015 | HQ_IESO_2_IESO | HQ_IESO | IESO | Internal | Summer | B5 | 200 | 99999 | 400 | 35.5 | 35.51 | 0.01 | 0
2015 | HQ_IESO_2_IESO | HQ_IESO | IESO | Internal | Summer | B6 | 300 | 99999 | 400 | 31.46 | 31.48 | 0.01 | 0
2015 | HQ_IESO_2_IESO | HQ_IESO | IESO | Internal | Summer | B7 | 400 | 99999 | 400 | 28 | 28.01 | 0.01 | 0
2015 | HQ_IESO_2_IESO | HQ_IESO | IESO | Internal | Summer | B8 | 500 | 99999 | 400 | 25.68 | 25.7 | 0.01 | 0
2015 | HQ_IESO_2_IESO | HQ_IESO | IESO | Internal | Summer | B9 | 800 | 99999 | 400 | 25.68 | 25.7 | 0.01 | 0
2015 | HQ_IESO_2_IESO | HQ_IESO | IESO | Internal | Summer | B10 | 1262 | 99999 | 12.04 | 25.68 | 25.7 | 0.01 | 0
2015 | HQ_IESO_2_IESO | HQ_IESO | IESO | Internal | Winter | B16 | 25 | 99999 | 400 | 36.07 | 36.08 | 0.01 | 0
2015 | HQ_IESO_2_IESO | HQ_IESO | IESO | Internal | Winter | B17 | 100 | 99999 | 400 | 33.92 | 33.94 | 0.01 | 0
2015 | HQ_IESO_2_IESO | HQ_IESO | IESO | Internal | Winter | B18 | 400 | 99999 | 400 | 29.74 | 29.76 | 0.01 | 0
2015 | HQ_IESO_2_IESO | HQ_IESO | IESO | Internal | Winter | B19 | 700 | 99999 | 400 | 29.74 | 29.76 | 0.01 | 0
2015 | HQ_IESO_2_IESO | HQ_IESO | IESO | Internal | Winter | B20 | 935 | 99999 | 91.98 | 29.74 | 29.76 | 0.01 | 0
2015 | IESO_2_MAPP_CA | IESO | MAPP_CA | Internal | Shoulder | B11 | 25 | 262 | 262 | 27.95 | 45.11 | 7 | 10.16
2015 | IESO_2_MAPP_CA | IESO | MAPP_CA | Internal | Shoulder | B12 | 200 | 262 | 262 | 27.95 | 38.18 | 7 | 3.23
2015 | IESO_2_MAPP_CA | IESO | MAPP_CA | Internal | Shoulder | B13 | 600 | 262 | 262 | 27.95 | 35.46 | 7 | 0.51
2015 | IESO_2_MAPP_CA | IESO | MAPP_CA | Internal | Shoulder | B14 | 900 | 262 | 262 | 27.95 | 35.46 | 7 | 0.51
2015 | IESO_2_MAPP_CA | IESO | MAPP_CA | Internal | Shoulder | B15 | 1203 | 262 | 262 | 27.95 | 35.46 | 7 | 0.51
2015 | IESO_2_MAPP_CA | IESO | MAPP_CA | Internal | Summer | B1 | 10 | 262 | 0 | 52.37 | 55.73 | 7 | 0
2015 | IESO_2_MAPP_CA | IESO | MAPP_CA | Internal | Summer | B2 | 25 | 262 | 0 | 50.29 | 56.8 | 7 | 0
2015 | IESO_2_MAPP_CA | IESO | MAPP_CA | Internal | Summer | B3 | 75 | 262 | 219.36 | 44.37 | 51.37 | 7 | 0
2015 | IESO_2_MAPP_CA | IESO | MAPP_CA | Internal | Summer | B4 | 100 | 262 | 262 | 39.57 | 48.08 | 7 | 1.51
2015 | IESO_2_MAPP_CA | IESO | MAPP_CA | Internal | Summer | B5 | 200 | 262 | 262 | 35.51 | 45.91 | 7 | 3.4
2015 | IESO_2_MAPP_CA | IESO | MAPP_CA | Internal | Summer | B6 | 300 | 262 | 0 | 31.48 | 38.45 | 7 | 0
2015 | IESO_2_MAPP_CA | IESO | MAPP_CA | Internal | Summer | B7 | 400 | 262 | 15.83 | 28.01 | 35.01 | 7 | 0
2015 | IESO_2_MAPP_CA | IESO | MAPP_CA | Internal | Summer | B8 | 500 | 262 | 262 | 25.7 | 32.89 | 7 | 0.2
2015 | IESO_2_MAPP_CA | IESO | MAPP_CA | Internal | Summer | B9 | 800 | 262 | 262 | 25.7 | 32.85 | 7 | 0.15
2015 | IESO_2_MAPP_CA | IESO | MAPP_CA | Internal | Summer | B10 | 1262 | 262 | 262 | 25.7 | 32.85 | 7 | 0.15
2015 | IESO_2_MAPP_CA | IESO | MAPP_CA | Internal | Winter | B16 | 25 | 262 | 262 | 36.08 | 45.58 | 7 | 2.5
2015 | IESO_2_MAPP_CA | IESO | MAPP_CA | Internal | Winter | B17 | 100 | 262 | 0 | 33.94 | 40.9 | 7 | 0
2015 | IESO_2_MAPP_CA | IESO | MAPP_CA | Internal | Winter | B18 | 400 | 262 | 262 | 29.76 | 39.83 | 7 | 3.07
2015 | IESO_2_MAPP_CA | IESO | MAPP_CA | Internal | Winter | B19 | 700 | 262 | 262 | 29.76 | 39.83 | 7 | 3.07
2015 | IESO_2_MAPP_CA | IESO | MAPP_CA | Internal | Winter | B20 | 935 | 262 | 262 | 29.76 | 39.83 | 7 | 3.07
2015 | IESO_2_MISO_MI | IESO | MISO_MI | Internal | Shoulder | B11 | 25 | 1840 | 1840 | 27.95 | 45.12 | 7 | 10.17
2015 | IESO_2_MISO_MI | IESO | MISO_MI | Internal | Shoulder | B12 | 200 | 1840 | 1840 | 27.95 | 38.23 | 7 | 3.27
2015 | IESO_2_MISO_MI | IESO | MISO_MI | Internal | Shoulder | B13 | 600 | 1840 | 1840 | 27.95 | 35.48 | 7 | 0.52
2015 | IESO_2_MISO_MI | IESO | MISO_MI | Internal | Shoulder | B14 | 900 | 1840 | 614 | 27.95 | 34.95 | 7 | 0
2015 | IESO_2_MISO_MI | IESO | MISO_MI | Internal | Shoulder | B15 | 1203 | 1840 | 0 | 27.95 | 33.03 | 7 | 0
2015 | IESO_2_MISO_MI | IESO | MISO_MI | Internal | Summer | B1 | 10 | 1840 | 913.84 | 52.37 | 59.37 | 7 | 0
2015 | IESO_2_MISO_MI | IESO | MISO_MI | Internal | Summer | B2 | 25 | 1840 | 1448.03 | 50.29 | 57.29 | 7 | 0
2015 | IESO_2_MISO_MI | IESO | MISO_MI | Internal | Summer | B3 | 75 | 1840 | 1840 | 44.37 | 54.94 | 7 | 3.57
2015 | IESO_2_MISO_MI | IESO | MISO_MI | Internal | Summer | B4 | 100 | 1840 | 1840 | 39.57 | 51.97 | 7 | 5.41
2015 | IESO_2_MISO_MI | IESO | MISO_MI | Internal | Summer | B5 | 200 | 1840 | 1840 | 35.51 | 45.29 | 7 | 2.78
2015 | IESO_2_MISO_MI | IESO | MISO_MI | Internal | Summer | B6 | 300 | 1840 | 1310.51 | 31.48 | 38.48 | 7 | 0
2015 | IESO_2_MISO_MI | IESO | MISO_MI | Internal | Summer | B7 | 400 | 1840 | 1840 | 28.01 | 35.02 | 7 | 0.01
2015 | IESO_2_MISO_MI | IESO | MISO_MI | Internal | Summer | B8 | 500 | 1840 | 1840 | 25.7 | 32.93 | 7 | 0.23
2015 | IESO_2_MISO_MI | IESO | MISO_MI | Internal | Summer | B9 | 800 | 1840 | 1334.89 | 25.7 | 32.7 | 7 | 0
2015 | IESO_2_MISO_MI | IESO | MISO_MI | Internal | Summer | B10 | 1262 | 1840 | 0 | 25.7 | 32.19 | 7 | 0
2015 | IESO_2_MISO_MI | IESO | MISO_MI | Internal | Winter | B16 | 25 | 1840 | 1840 | 36.08 | 45.6 | 7 | 2.52
2015 | IESO_2_MISO_MI | IESO | MISO_MI | Internal | Winter | B17 | 100 | 1840 | 1815.2 | 33.94 | 40.94 | 7 | 0
2015 | IESO_2_MISO_MI | IESO | MISO_MI | Internal | Winter | B18 | 400 | 1840 | 1840 | 29.76 | 36.76 | 7 | 0
2015 | IESO_2_MISO_MI | IESO | MISO_MI | Internal | Winter | B19 | 700 | 1840 | 0 | 29.76 | 35.22 | 7 | 0
2015 | IESO_2_MISO_MI | IESO | MISO_MI | Internal | Winter | B20 | 935 | 1840 | 0 | 29.76 | 32.19 | 7 | 0
2015 | IESO_2_MISO_W | IESO | MISO_W | Internal | Shoulder | B11 | 25 | 140 | 140 | 27.95 | 45.12 | 7 | 10.17
2015 | IESO_2_MISO_W | IESO | MISO_W | Internal | Shoulder | B12 | 200 | 140 | 140 | 27.95 | 38.19 | 7 | 3.24
2015 | IESO_2_MISO_W | IESO | MISO_W | Internal | Shoulder | B13 | 600 | 140 | 140 | 27.95 | 35.48 | 7 | 0.52
2015 | IESO_2_MISO_W | IESO | MISO_W | Internal | Shoulder | B14 | 900 | 140 | 0 | 27.95 | 34.56 | 7 | 0
2015 | IESO_2_MISO_W | IESO | MISO_W | Internal | Shoulder | B15 | 1203 | 140 | 0 | 27.95 | 33.07 | 7 | 0
2015 | IESO_2_MISO_W | IESO | MISO_W | Internal | Summer | B1 | 10 | 140 | 60.44 | 52.37 | 59.37 | 7 | 0
2015 | IESO_2_MISO_W | IESO | MISO_W | Internal | Summer | B2 | 25 | 140 | 0 | 50.29 | 57.28 | 7 | 0
2015 | IESO_2_MISO_W | IESO | MISO_W | Internal | Summer | B3 | 75 | 140 | 140 | 44.37 | 56.41 | 7 | 5.05
2015 | IESO_2_MISO_W | IESO | MISO_W | Internal | Summer | B4 | 100 | 140 | 140 | 39.57 | 55.69 | 7 | 9.12
2015 | IESO_2_MISO_W | IESO | MISO_W | Internal | Summer | B5 | 200 | 140 | 140 | 35.51 | 45.92 | 7 | 3.41
2015 | IESO_2_MISO_W | IESO | MISO_W | Internal | Summer | B6 | 300 | 140 | 0 | 31.48 | 38.46 | 7 | 0
2015 | IESO_2_MISO_W | IESO | MISO_W | Internal | Summer | B7 | 400 | 140 | 140 | 28.01 | 35.02 | 7 | 0.01
2015 | IESO_2_MISO_W | IESO | MISO_W | Internal | Summer | B8 | 500 | 140 | 140 | 25.7 | 32.9 | 7 | 0.21
2015 | IESO_2_MISO_W | IESO | MISO_W | Internal | Summer | B9 | 800 | 140 | 140 | 25.7 | 32.84 | 7 | 0.14
2015 | IESO_2_MISO_W | IESO | MISO_W | Internal | Summer | B10 | 1262 | 140 | 0 | 25.7 | 29.55 | 7 | 0
2015 | IESO_2_MISO_W | IESO | MISO_W | Internal | Winter | B16 | 25 | 140 | 140 | 36.08 | 45.59 | 7 | 2.51
2015 | IESO_2_MISO_W | IESO | MISO_W | Internal | Winter | B17 | 100 | 140 | 0 | 33.94 | 40.91 | 7 | 0
2015 | IESO_2_MISO_W | IESO | MISO_W | Internal | Winter | B18 | 400 | 140 | 138.95 | 29.76 | 36.76 | 7 | 0
2015 | IESO_2_MISO_W | IESO | MISO_W | Internal | Winter | B19 | 700 | 140 | 0 | 29.76 | 35.48 | 7 | 0
2015 | IESO_2_MISO_W | IESO | MISO_W | Internal | Winter | B20 | 935 | 140 | 0 | 29.76 | 31.75 | 7 | 0
2015 | IESO_2_NYISO_A-F | IESO | NYISO_A-F | Internal | Shoulder | B11 | 25 | 1725 | 1725 | 27.95 | 38.16 | 7 | 3.2
2015 | IESO_2_NYISO_A-F | IESO | NYISO_A-F | Internal | Shoulder | B12 | 200 | 1725 | 1725 | 27.95 | 38.16 | 7 | 3.2
2015 | IESO_2_NYISO_A-F | IESO | NYISO_A-F | Internal | Shoulder | B13 | 600 | 1725 | 1725 | 27.95 | 38.16 | 7 | 3.2
2015 | IESO_2_NYISO_A-F | IESO | NYISO_A-F | Internal | Shoulder | B14 | 900 | 1725 | 1725 | 27.95 | 38.16 | 7 | 3.2
2015 | IESO_2_NYISO_A-F | IESO | NYISO_A-F | Internal | Shoulder | B15 | 1203 | 1725 | 1725 | 27.95 | 38.16 | 7 | 3.2
2015 | IESO_2_NYISO_A-F | IESO | NYISO_A-F | Internal | Summer | B1 | 10 | 1725 | 0 | 52.37 | 57.3 | 7 | 0
2015 | IESO_2_NYISO_A-F | IESO | NYISO_A-F | Internal | Summer | B2 | 25 | 1725 | 0 | 50.29 | 54.03 | 7 | 0
2015 | IESO_2_NYISO_A-F | IESO | NYISO_A-F | Internal | Summer | B3 | 75 | 1725 | 210.1 | 44.37 | 51.37 | 7 | 0
2015 | IESO_2_NYISO_A-F | IESO | NYISO_A-F | Internal | Summer | B4 | 100 | 1725 | 981.06 | 39.57 | 46.57 | 7 | 0
2015 | IESO_2_NYISO_A-F | IESO | NYISO_A-F | Internal | Summer | B5 | 200 | 1725 | 909.57 | 35.51 | 42.51 | 7 | 0
2015 | IESO_2_NYISO_A-F | IESO | NYISO_A-F | Internal | Summer | B6 | 300 | 1725 | 1725 | 31.48 | 39.23 | 7 | 0.76
2015 | IESO_2_NYISO_A-F | IESO | NYISO_A-F | Internal | Summer | B7 | 400 | 1725 | 1725 | 28.01 | 37.74 | 7 | 2.73
2015 | IESO_2_NYISO_A-F | IESO | NYISO_A-F | Internal | Summer | B8 | 500 | 1725 | 1725 | 25.7 | 37.07 | 7 | 4.37
2015 | IESO_2_NYISO_A-F | IESO | NYISO_A-F | Internal | Summer | B9 | 800 | 1725 | 1725 | 25.7 | 36.75 | 7 | 4.05
2015 | IESO_2_NYISO_A-F | IESO | NYISO_A-F | Internal | Summer | B10 | 1262 | 1725 | 1725 | 25.7 | 36.75 | 7 | 4.05
2015 | IESO_2_NYISO_A-F | IESO | NYISO_A-F | Internal | Winter | B16 | 25 | 1725 | 855.37 | 36.08 | 43.08 | 7 | 0
2015 | IESO_2_NYISO_A-F | IESO | NYISO_A-F | Internal | Winter | B17 | 100 | 1725 | 1725 | 33.94 | 41.99 | 7 | 1.06
2015 | IESO_2_NYISO_A-F | IESO | NYISO_A-F | Internal | Winter | B18 | 400 | 1725 | 1725 | 29.76 | 41.99 | 7 | 5.24
2015 | IESO_2_NYISO_A-F | IESO | NYISO_A-F | Internal | Winter | B19 | 700 | 1725 | 1725 | 29.76 | 41.99 | 7 | 5.24
2015 | IESO_2_NYISO_A-F | IESO | NYISO_A-F | Internal | Winter | B20 | 935 | 1725 | 1725 | 29.76 | 41.99 | 7 | 5.24
2015 | MAPP_CA_2_IESO | MAPP_CA | IESO | Internal | Shoulder | B11 | 25 | 330 | 0 | 45.11 | 27.95 | 8 | 0
2015 | MAPP_CA_2_IESO | MAPP_CA | IESO | Internal | Shoulder | B12 | 200 | 330 | 0 | 38.18 | 27.95 | 8 | 0
2015 | MAPP_CA_2_IESO | MAPP_CA | IESO | Internal | Shoulder | B13 | 600 | 330 | 0 | 35.46 | 27.95 | 8 | 0
2015 | MAPP_CA_2_IESO | MAPP_CA | IESO | Internal | Shoulder | B14 | 900 | 330 | 0 | 35.46 | 27.95 | 8 | 0
2015 | MAPP_CA_2_IESO | MAPP_CA | IESO | Internal | Shoulder | B15 | 1203 | 330 | 0 | 35.46 | 27.95 | 8 | 0
2015 | MAPP_CA_2_IESO | MAPP_CA | IESO | Internal | Summer | B1 | 10 | 330 | 0 | 55.73 | 52.37 | 8 | 0
2015 | MAPP_CA_2_IESO | MAPP_CA | IESO | Internal | Summer | B2 | 25 | 330 | 0 | 56.8 | 50.29 | 8 | 0
2015 | MAPP_CA_2_IESO | MAPP_CA | IESO | Internal | Summer | B3 | 75 | 330 | 0 | 51.37 | 44.37 | 8 | 0
2015 | MAPP_CA_2_IESO | MAPP_CA | IESO | Internal | Summer | B4 | 100 | 330 | 0 | 48.08 | 39.57 | 8 | 0
2015 | MAPP_CA_2_IESO | MAPP_CA | IESO | Internal | Summer | B5 | 200 | 330 | 0 | 45.91 | 35.51 | 8 | 0
2015 | MAPP_CA_2_IESO | MAPP_CA | IESO | Internal | Summer | B6 | 300 | 330 | 0 | 38.45 | 31.48 | 8 | 0
2015 | MAPP_CA_2_IESO | MAPP_CA | IESO | Internal | Summer | B7 | 400 | 330 | 0 | 35.01 | 28.01 | 8 | 0
2015 | MAPP_CA_2_IESO | MAPP_CA | IESO | Internal | Summer | B8 | 500 | 330 | 0 | 32.89 | 25.7 | 8 | 0
2015 | MAPP_CA_2_IESO | MAPP_CA | IESO | Internal | Summer | B9 | 800 | 330 | 0 | 32.85 | 25.7 | 8 | 0
2015 | MAPP_CA_2_IESO | MAPP_CA | IESO | Internal | Summer | B10 | 1262 | 330 | 0 | 32.85 | 25.7 | 8 | 0
2015 | MAPP_CA_2_IESO | MAPP_CA | IESO | Internal | Winter | B16 | 25 | 330 | 0 | 45.58 | 36.08 | 8 | 0
2015 | MAPP_CA_2_IESO | MAPP_CA | IESO | Internal | Winter | B17 | 100 | 330 | 0 | 40.9 | 33.94 | 8 | 0
2015 | MAPP_CA_2_IESO | MAPP_CA | IESO | Internal | Winter | B18 | 400 | 330 | 0 | 39.83 | 29.76 | 8 | 0
2015 | MAPP_CA_2_IESO | MAPP_CA | IESO | Internal | Winter | B19 | 700 | 330 | 0 | 39.83 | 29.76 | 8 | 0
2015 | MAPP_CA_2_IESO | MAPP_CA | IESO | Internal | Winter | B20 | 935 | 330 | 0 | 39.83 | 29.76 | 8 | 0
2015 | MAPP_CA_2_MAPP_US | MAPP_CA | MAPP_US | Internal | Shoulder | B11 | 25 | 372 | 0 | 45.11 | 38.12 | 7 | 0
2015 | MAPP_CA_2_MAPP_US | MAPP_CA | MAPP_US | Internal | Shoulder | B12 | 200 | 372 | 0 | 38.18 | 31.19 | 7 | 0
2015 | MAPP_CA_2_MAPP_US | MAPP_CA | MAPP_US | Internal | Shoulder | B13 | 600 | 372 | 0 | 35.46 | 28.48 | 7 | 0
2015 | MAPP_CA_2_MAPP_US | MAPP_CA | MAPP_US | Internal | Shoulder | B14 | 900 | 372 | 0 | 35.46 | 28.48 | 7 | 0
2015 | MAPP_CA_2_MAPP_US | MAPP_CA | MAPP_US | Internal | Shoulder | B15 | 1203 | 372 | 0 | 35.46 | 28.35 | 7 | 0
2015 | MAPP_CA_2_MAPP_US | MAPP_CA | MAPP_US | Internal | Summer | B1 | 10 | 372 | 0 | 55.73 | 52.37 | 7 | 0
2015 | MAPP_CA_2_MAPP_US | MAPP_CA | MAPP_US | Internal | Summer | B2 | 25 | 372 | 0 | 56.8 | 50.36 | 7 | 0
2015 | MAPP_CA_2_MAPP_US | MAPP_CA | MAPP_US | Internal | Summer | B3 | 75 | 372 | 0 | 51.37 | 50.36 | 7 | 0
2015 | MAPP_CA_2_MAPP_US | MAPP_CA | MAPP_US | Internal | Summer | B4 | 100 | 372 | 0 | 48.08 | 48.69 | 7 | 0
2015 | MAPP_CA_2_MAPP_US | MAPP_CA | MAPP_US | Internal | Summer | B5 | 200 | 372 | 0 | 45.91 | 45.81 | 7 | 0
2015 | MAPP_CA_2_MAPP_US | MAPP_CA | MAPP_US | Internal | Summer | B6 | 300 | 372 | 0 | 38.45 | 31.46 | 7 | 0
2015 | MAPP_CA_2_MAPP_US | MAPP_CA | MAPP_US | Internal | Summer | B7 | 400 | 372 | 0 | 35.01 | 28.02 | 7 | 0
2015 | MAPP_CA_2_MAPP_US | MAPP_CA | MAPP_US | Internal | Summer | B8 | 500 | 372 | 0 | 32.89 | 25.9 | 7 | 0
2015 | MAPP_CA_2_MAPP_US | MAPP_CA | MAPP_US | Internal | Summer | B9 | 800 | 372 | 0 | 32.85 | 25.84 | 7 | 0
2015 | MAPP_CA_2_MAPP_US | MAPP_CA | MAPP_US | Internal | Summer | B10 | 1262 | 372 | 0 | 32.85 | 24.96 | 7 | 0
2015 | MAPP_CA_2_MAPP_US | MAPP_CA | MAPP_US | Internal | Winter | B16 | 25 | 372 | 0 | 45.58 | 38.59 | 7 | 0
2015 | MAPP_CA_2_MAPP_US | MAPP_CA | MAPP_US | Internal | Winter | B17 | 100 | 372 | 0 | 40.9 | 33.91 | 7 | 0
2015 | MAPP_CA_2_MAPP_US | MAPP_CA | MAPP_US | Internal | Winter | B18 | 400 | 372 | 0 | 39.83 | 31.15 | 7 | 0
2015 | MAPP_CA_2_MAPP_US | MAPP_CA | MAPP_US | Internal | Winter | B19 | 700 | 372 | 0 | 39.83 | 31.15 | 7 | 0
2015 | MAPP_CA_2_MAPP_US | MAPP_CA | MAPP_US | Internal | Winter | B20 | 935 | 372 | 0 | 39.83 | 25.08 | 7 | 0
2015 | MAPP_CA_2_MISO_W | MAPP_CA | MISO_W | Internal | Shoulder | B11 | 25 | 1970 | 1476.25 | 45.11 | 45.12 | 0.01 | 0
2015 | MAPP_CA_2_MISO_W | MAPP_CA | MISO_W | Internal | Shoulder | B12 | 200 | 1970 | 1095.6 | 38.18 | 38.19 | 0.01 | 0
2015 | MAPP_CA_2_MISO_W | MAPP_CA | MISO_W | Internal | Shoulder | B13 | 600 | 1970 | 655.24 | 35.46 | 35.48 | 0.01 | 0
2015 | MAPP_CA_2_MISO_W | MAPP_CA | MISO_W | Internal | Shoulder | B14 | 900 | 1970 | 0 | 35.46 | 34.56 | 0.01 | 0
2015 | MAPP_CA_2_MISO_W | MAPP_CA | MISO_W | Internal | Shoulder | B15 | 1203 | 1970 | 0 | 35.46 | 33.07 | 0.01 | 0
2015 | MAPP_CA_2_MISO_W | MAPP_CA | MISO_W | Internal | Summer | B1 | 10 | 1970 | 1970 | 55.73 | 59.37 | 0.01 | 3.62
2015 | MAPP_CA_2_MISO_W | MAPP_CA | MISO_W | Internal | Summer | B2 | 25 | 1970 | 1970 | 56.8 | 57.28 | 0.01 | 0.47
2015 | MAPP_CA_2_MISO_W | MAPP_CA | MISO_W | Internal | Summer | B3 | 75 | 1970 | 1970 | 51.37 | 56.41 | 0.01 | 5.04
2015 | MAPP_CA_2_MISO_W | MAPP_CA | MISO_W | Internal | Summer | B4 | 100 | 1970 | 1970 | 48.08 | 55.69 | 0.01 | 7.6
2015 | MAPP_CA_2_MISO_W | MAPP_CA | MISO_W | Internal | Summer | B5 | 200 | 1970 | 1086.06 | 45.91 | 45.92 | 0.01 | 0
2015 | MAPP_CA_2_MISO_W | MAPP_CA | MISO_W | Internal | Summer | B6 | 300 | 1970 | 942.43 | 38.45 | 38.46 | 0.01 | 0
2015 | MAPP_CA_2_MISO_W | MAPP_CA | MISO_W | Internal | Summer | B7 | 400 | 1970 | 679.24 | 35.01 | 35.02 | 0.01 | 0
2015 | MAPP_CA_2_MISO_W | MAPP_CA | MISO_W | Internal | Summer | B8 | 500 | 1970 | 1111.11 | 32.89 | 32.9 | 0.01 | 0
2015 | MAPP_CA_2_MISO_W | MAPP_CA | MISO_W | Internal | Summer | B9 | 800 | 1970 | 0 | 32.85 | 32.84 | 0.01 | 0
2015 | MAPP_CA_2_MISO_W | MAPP_CA | MISO_W | Internal | Summer | B10 | 1262 | 1970 | 0 | 32.85 | 29.55 | 0.01 | 0
2015 | MAPP_CA_2_MISO_W | MAPP_CA | MISO_W | Internal | Winter | B16 | 25 | 1970 | 435.05 | 45.58 | 45.59 | 0.01 | 0
2015 | MAPP_CA_2_MISO_W | MAPP_CA | MISO_W | Internal | Winter | B17 | 100 | 1970 | 63.42 | 40.9 | 40.91 | 0.01 | 0
2015 | MAPP_CA_2_MISO_W | MAPP_CA | MISO_W | Internal | Winter | B18 | 400 | 1970 | 0 | 39.83 | 36.76 | 0.01 | 0
2015 | MAPP_CA_2_MISO_W | MAPP_CA | MISO_W | Internal | Winter | B19 | 700 | 1970 | 0 | 39.83 | 35.48 | 0.01 | 0
2015 | MAPP_CA_2_MISO_W | MAPP_CA | MISO_W | Internal | Winter | B20 | 935 | 1970 | 0 | 39.83 | 31.75 | 0.01 | 0
2015 | MAPP_US_2_MAPP_CA | MAPP_US | MAPP_CA | Internal | Shoulder | B11 | 25 | 165 | 0 | 38.12 | 45.11 | 7 | 0
2015 | MAPP_US_2_MAPP_CA | MAPP_US | MAPP_CA | Internal | Shoulder | B12 | 200 | 165 | 0 | 31.19 | 38.18 | 7 | 0
2015 | MAPP_US_2_MAPP_CA | MAPP_US | MAPP_CA | Internal | Shoulder | B13 | 600 | 165 | 0 | 28.48 | 35.46 | 7 | 0
2015 | MAPP_US_2_MAPP_CA | MAPP_US | MAPP_CA | Internal | Shoulder | B14 | 900 | 165 | 0 | 28.48 | 35.46 | 7 | 0
2015 | MAPP_US_2_MAPP_CA | MAPP_US | MAPP_CA | Internal | Shoulder | B15 | 1203 | 165 | 165 | 28.35 | 35.46 | 7 | 0.12
2015 | MAPP_US_2_MAPP_CA | MAPP_US | MAPP_CA | Internal | Summer | B1 | 10 | 165 | 0 | 52.37 | 55.73 | 7 | 0
2015 | MAPP_US_2_MAPP_CA | MAPP_US | MAPP_CA | Internal | Summer | B2 | 25 | 165 | 0 | 50.36 | 56.8 | 7 | 0
2015 | MAPP_US_2_MAPP_CA | MAPP_US | MAPP_CA | Internal | Summer | B3 | 75 | 165 | 0 | 50.36 | 51.37 | 7 | 0
2015 | MAPP_US_2_MAPP_CA | MAPP_US | MAPP_CA | Internal | Summer | B4 | 100 | 165 | 0 | 48.69 | 48.08 | 7 | 0
2015 | MAPP_US_2_MAPP_CA | MAPP_US | MAPP_CA | Internal | Summer | B5 | 200 | 165 | 0 | 45.81 | 45.91 | 7 | 0
2015 | MAPP_US_2_MAPP_CA | MAPP_US | MAPP_CA | Internal | Summer | B6 | 300 | 165 | 0 | 31.46 | 38.45 | 7 | 0
2015 | MAPP_US_2_MAPP_CA | MAPP_US | MAPP_CA | Internal | Summer | B7 | 400 | 165 | 0 | 28.02 | 35.01 | 7 | 0
2015 | MAPP_US_2_MAPP_CA | MAPP_US | MAPP_CA | Internal | Summer | B8 | 500 | 165 | 0 | 25.9 | 32.89 | 7 | 0
2015 | MAPP_US_2_MAPP_CA | MAPP_US | MAPP_CA | Internal | Summer | B9 | 800 | 165 | 165 | 25.84 | 32.85 | 7 | 0.01
2015 | MAPP_US_2_MAPP_CA | MAPP_US | MAPP_CA | Internal | Summer | B10 | 1262 | 165 | 165 | 24.96 | 32.85 | 7 | 0.89
2015 | MAPP_US_2_MAPP_CA | MAPP_US | MAPP_CA | Internal | Winter | B16 | 25 | 165 | 0 | 38.59 | 45.58 | 7 | 0
2015 | MAPP_US_2_MAPP_CA | MAPP_US | MAPP_CA | Internal | Winter | B17 | 100 | 165 | 0 | 33.91 | 40.9 | 7 | 0
2015 | MAPP_US_2_MAPP_CA | MAPP_US | MAPP_CA | Internal | Winter | B18 | 400 | 165 | 165 | 31.15 | 39.83 | 7 | 1.67
2015 | MAPP_US_2_MAPP_CA | MAPP_US | MAPP_CA | Internal | Winter | B19 | 700 | 165 | 165 | 31.15 | 39.83 | 7 | 1.67
2015 | MAPP_US_2_MAPP_CA | MAPP_US | MAPP_CA | Internal | Winter | B20 | 935 | 165 | 165 | 25.08 | 39.83 | 7 | 7.75
2015 | MAPP_US_2_MISO_W | MAPP_US | MISO_W | Internal | Shoulder | B11 | 25 | 2635 | 694.23 | 38.12 | 45.12 | 7 | 0
2015 | MAPP_US_2_MISO_W | MAPP_US | MISO_W | Internal | Shoulder | B12 | 200 | 2635 | 1404.52 | 31.19 | 38.19 | 7 | 0
2015 | MAPP_US_2_MISO_W | MAPP_US | MISO_W | Internal | Shoulder | B13 | 600 | 2635 | 355.15 | 28.48 | 35.48 | 7 | 0
2015 | MAPP_US_2_MISO_W | MAPP_US | MISO_W | Internal | Shoulder | B14 | 900 | 2635 | 0 | 28.48 | 34.56 | 7 | 0
2015 | MAPP_US_2_MISO_W | MAPP_US | MISO_W | Internal | Shoulder | B15 | 1203 | 2635 | 0 | 28.35 | 33.07 | 7 | 0
2015 | MAPP_US_2_MISO_W | MAPP_US | MISO_W | Internal | Summer | B1 | 10 | 2635 | 1227.7 | 52.37 | 59.37 | 7 | 0
2015 | MAPP_US_2_MISO_W | MAPP_US | MISO_W | Internal | Summer | B2 | 25 | 2635 | 0 | 50.36 | 57.28 | 7 | 0
2015 | MAPP_US_2_MISO_W | MAPP_US | MISO_W | Internal | Summer | B3 | 75 | 2635 | 0 | 50.36 | 56.41 | 7 | 0
2015 | MAPP_US_2_MISO_W | MAPP_US | MISO_W | Internal | Summer | B4 | 100 | 2635 | 1.47 | 48.69 | 55.69 | 7 | 0
2015 | MAPP_US_2_MISO_W | MAPP_US | MISO_W | Internal | Summer | B5 | 200 | 2635 | 0 | 45.81 | 45.92 | 7 | 0
2015 | MAPP_US_2_MISO_W | MAPP_US | MISO_W | Internal | Summer | B6 | 300 | 2635 | 155.31 | 31.46 | 38.46 | 7 | 0
2015 | MAPP_US_2_MISO_W | MAPP_US | MISO_W | Internal | Summer | B7 | 400 | 2635 | 206.53 | 28.02 | 35.02 | 7 | 0
2015 | MAPP_US_2_MISO_W | MAPP_US | MISO_W | Internal | Summer | B8 | 500 | 2635 | 711.5 | 25.9 | 32.9 | 7 | 0
2015 | MAPP_US_2_MISO_W | MAPP_US | MISO_W | Internal | Summer | B9 | 800 | 2635 | 23.59 | 25.84 | 32.84 | 7 | 0
2015 | MAPP_US_2_MISO_W | MAPP_US | MISO_W | Internal | Summer | B10 | 1262 | 2635 | 0 | 24.96 | 29.55 | 7 | 0
2015 | MAPP_US_2_MISO_W | MAPP_US | MISO_W | Internal | Winter | B16 | 25 | 2635 | 1480.3 | 38.59 | 45.59 | 7 | 0
2015 | MAPP_US_2_MISO_W | MAPP_US | MISO_W | Internal | Winter | B17 | 100 | 2635 | 1247.27 | 33.91 | 40.91 | 7 | 0
2015 | MAPP_US_2_MISO_W | MAPP_US | MISO_W | Internal | Winter | B18 | 400 | 2635 | 0 | 31.15 | 36.76 | 7 | 0
2015 | MAPP_US_2_MISO_W | MAPP_US | MISO_W | Internal | Winter | B19 | 700 | 2635 | 0 | 31.15 | 35.48 | 7 | 0
2015 | MAPP_US_2_MISO_W | MAPP_US | MISO_W | Internal | Winter | B20 | 935 | 2635 | 0 | 25.08 | 31.75 | 7 | 0
2015 | MAPP_US_2_NE | MAPP_US | NE | Internal | Shoulder | B11 | 25 | 2000 | 836.31 | 38.12 | 45.12 | 7 | 0
2015 | MAPP_US_2_NE | MAPP_US | NE | Internal | Shoulder | B12 | 200 | 2000 | 0 | 31.19 | 36.33 | 7 | 0
2015 | MAPP_US_2_NE | MAPP_US | NE | Internal | Shoulder | B13 | 600 | 2000 | 671.64 | 28.48 | 35.48 | 7 | 0
2015 | MAPP_US_2_NE | MAPP_US | NE | Internal | Shoulder | B14 | 900 | 2000 | 426.59 | 28.48 | 35.48 | 7 | 0
2015 | MAPP_US_2_NE | MAPP_US | NE | Internal | Shoulder | B15 | 1203 | 2000 | 76.87 | 28.35 | 35.35 | 7 | 0
2015 | MAPP_US_2_NE | MAPP_US | NE | Internal | Summer | B1 | 10 | 2000 | 0 | 52.37 | 58.75 | 7 | 0
2015 | MAPP_US_2_NE | MAPP_US | NE | Internal | Summer | B2 | 25 | 2000 | 1039.5 | 50.36 | 57.36 | 7 | 0
2015 | MAPP_US_2_NE | MAPP_US | NE | Internal | Summer | B3 | 75 | 2000 | 1008.7 | 50.36 | 57.36 | 7 | 0
2015 | MAPP_US_2_NE | MAPP_US | NE | Internal | Summer | B4 | 100 | 2000 | 1040.65 | 48.69 | 55.69 | 7 | 0
2015 | MAPP_US_2_NE | MAPP_US | NE | Internal | Summer | B5 | 200 | 2000 | 1172.8 | 45.81 | 52.81 | 7 | 0
2015 | MAPP_US_2_NE | MAPP_US | NE | Internal | Summer | B6 | 300 | 2000 | 1046.97 | 31.46 | 38.46 | 7 | 0
2015 | MAPP_US_2_NE | MAPP_US | NE | Internal | Summer | B7 | 400 | 2000 | 1165.63 | 28.02 | 35.02 | 7 | 0
2015 | MAPP_US_2_NE | MAPP_US | NE | Internal | Summer | B8 | 500 | 2000 | 795.73 | 25.9 | 32.9 | 7 | 0
2015 | MAPP_US_2_NE | MAPP_US | NE | Internal | Summer | B9 | 800 | 2000 | 565.61 | 25.84 | 32.84 | 7 | 0
2015 | MAPP_US_2_NE | MAPP_US | NE | Internal | Summer | B10 | 1262 | 2000 | 0 | 24.96 | 31.59 | 7 | 0
2015 | MAPP_US_2_NE | MAPP_US | NE | Internal | Winter | B16 | 25 | 2000 | 0 | 38.59 | 41.22 | 7 | 0
2015 | MAPP_US_2_NE | MAPP_US | NE | Internal | Winter | B17 | 100 | 2000 | 0 | 33.91 | 38.71 | 7 | 0
2015 | MAPP_US_2_NE | MAPP_US | NE | Internal | Winter | B18 | 400 | 2000 | 545.8 | 31.15 | 38.15 | 7 | 0
2015 | MAPP_US_2_NE | MAPP_US | NE | Internal | Winter | B19 | 700 | 2000 | 348.25 | 31.15 | 38.15 | 7 | 0
2015 | MAPP_US_2_NE | MAPP_US | NE | Internal | Winter | B20 | 935 | 2000 | 0 | 25.08 | 32.03 | 7 | 0
2015 | MARITIMES_2_NEISO | MARITIMES | NEISO | Internal | Shoulder | B11 | 25 | 99999 | 1400 | 36.72 | 36.73 | 0.01 | 0
2015 | MARITIMES_2_NEISO | MARITIMES | NEISO | Internal | Shoulder | B12 | 200 | 99999 | 1400 | 36.72 | 36.73 | 0.01 | 0
2015 | MARITIMES_2_NEISO | MARITIMES | NEISO | Internal | Shoulder | B13 | 600 | 99999 | 1400 | 36.72 | 36.73 | 0.01 | 0
2015 | MARITIMES_2_NEISO | MARITIMES | NEISO | Internal | Shoulder | B14 | 900 | 99999 | 1400 | 36.72 | 36.73 | 0.01 | 0
2015 | MARITIMES_2_NEISO | MARITIMES | NEISO | Internal | Shoulder | B15 | 1203 | 99999 | 426.43 | 36.72 | 36.73 | 0.01 | 0
2015 | MARITIMES_2_NEISO | MARITIMES | NEISO | Internal | Summer | B1 | 10 | 99999 | 1400 | 76.82 | 76.83 | 0.01 | 0
2015 | MARITIMES_2_NEISO | MARITIMES | NEISO | Internal | Summer | B2 | 25 | 99999 | 1400 | 57.02 | 57.03 | 0.01 | 0
2015 | MARITIMES_2_NEISO | MARITIMES | NEISO | Internal | Summer | B3 | 75 | 99999 | 1400 | 47.8 | 47.82 | 0.01 | 0
2015 | MARITIMES_2_NEISO | MARITIMES | NEISO | Internal | Summer | B4 | 100 | 99999 | 1400 | 36.23 | 36.24 | 0.01 | 0
2015 | MARITIMES_2_NEISO | MARITIMES | NEISO | Internal | Summer | B5 | 200 | 99999 | 1400 | 34.07 | 34.08 | 0.01 | 0
2015 | MARITIMES_2_NEISO | MARITIMES | NEISO | Internal | Summer | B6 | 300 | 99999 | 1400 | 34.07 | 34.08 | 0.01 | 0
2015 | MARITIMES_2_NEISO | MARITIMES | NEISO | Internal | Summer | B7 | 400 | 99999 | 1400 | 34.07 | 34.08 | 0.01 | 0
2015 | MARITIMES_2_NEISO | MARITIMES | NEISO | Internal | Summer | B8 | 500 | 99999 | 1400 | 34.07 | 34.08 | 0.01 | 0
2015 | MARITIMES_2_NEISO | MARITIMES | NEISO | Internal | Summer | B9 | 800 | 99999 | 1400 | 34.07 | 34.08 | 0.01 | 0
2015 | MARITIMES_2_NEISO | MARITIMES | NEISO | Internal | Summer | B10 | 1262 | 99999 | 236.13 | 34.07 | 34.08 | 0.01 | 0
2015 | MARITIMES_2_NEISO | MARITIMES | NEISO | Internal | Winter | B16 | 25 | 99999 | 1400 | 44.98 | 44.99 | 0.01 | 0
2015 | MARITIMES_2_NEISO | MARITIMES | NEISO | Internal | Winter | B17 | 100 | 99999 | 1400 | 44.98 | 44.99 | 0.01 | 0
2015 | MARITIMES_2_NEISO | MARITIMES | NEISO | Internal | Winter | B18 | 400 | 99999 | 1400 | 44.98 | 44.99 | 0.01 | 0
2015 | MARITIMES_2_NEISO | MARITIMES | NEISO | Internal | Winter | B19 | 700 | 99999 | 1400 | 44.98 | 44.99 | 0.01 | 0
2015 | MARITIMES_2_NEISO | MARITIMES | NEISO | Internal | Winter | B20 | 935 | 99999 | 475.94 | 44.98 | 44.99 | 0.01 | 0
2015 | MISO_IN_2_MISO_MI | MISO_IN | MISO_MI | Internal | Shoulder | B11 | 25 | 5000 | 0 | 45.14 | 45.12 | 0.01 | 0
2015 | MISO_IN_2_MISO_MI | MISO_IN | MISO_MI | Internal | Shoulder | B12 | 200 | 5000 | 16.6 | 38.22 | 38.23 | 0.01 | 0
2015 | MISO_IN_2_MISO_MI | MISO_IN | MISO_MI | Internal | Shoulder | B13 | 600 | 5000 | 0 | 35.48 | 35.48 | 0.01 | 0
2015 | MISO_IN_2_MISO_MI | MISO_IN | MISO_MI | Internal | Shoulder | B14 | 900 | 5000 | 1134.44 | 34.94 | 34.95 | 0.01 | 0
2015 | MISO_IN_2_MISO_MI | MISO_IN | MISO_MI | Internal | Shoulder | B15 | 1203 | 5000 | 1308.47 | 33.02 | 33.03 | 0.01 | 0
2015 | MISO_IN_2_MISO_MI | MISO_IN | MISO_MI | Internal | Summer | B1 | 10 | 5000 | 0 | 59.38 | 59.37 | 0.01 | 0
2015 | MISO_IN_2_MISO_MI | MISO_IN | MISO_MI | Internal | Summer | B2 | 25 | 5000 | 0 | 57.3 | 57.29 | 0.01 | 0
2015 | MISO_IN_2_MISO_MI | MISO_IN | MISO_MI | Internal | Summer | B3 | 75 | 5000 | 0 | 56.39 | 54.94 | 0.01 | 0
2015 | MISO_IN_2_MISO_MI | MISO_IN | MISO_MI | Internal | Summer | B4 | 100 | 5000 | 0 | 54.94 | 51.97 | 0.01 | 0
2015 | MISO_IN_2_MISO_MI | MISO_IN | MISO_MI | Internal | Summer | B5 | 200 | 5000 | 0 | 45.31 | 45.29 | 0.01 | 0
2015 | MISO_IN_2_MISO_MI | MISO_IN | MISO_MI | Internal | Summer | B6 | 300 | 5000 | 402.78 | 38.46 | 38.48 | 0.01 | 0
2015 | MISO_IN_2_MISO_MI | MISO_IN | MISO_MI | Internal | Summer | B7 | 400 | 5000 | 0 | 35.02 | 35.02 | 0.01 | 0
2015 | MISO_IN_2_MISO_MI | MISO_IN | MISO_MI | Internal | Summer | B8 | 500 | 5000 | 905.31 | 32.92 | 32.93 | 0.01 | 0
2015 | MISO_IN_2_MISO_MI | MISO_IN | MISO_MI | Internal | Summer | B9 | 800 | 5000 | 753.68 | 32.68 | 32.7 | 0.01 | 0
2015 | MISO_IN_2_MISO_MI | MISO_IN | MISO_MI | Internal | Summer | B10 | 1262 | 5000 | 2954.87 | 32.18 | 32.19 | 0.01 | 0
2015 | MISO_IN_2_MISO_MI | MISO_IN | MISO_MI | Internal | Winter | B16 | 25 | 5000 | 0 | 45.62 | 45.6 | 0.01 | 0
2015 | MISO_IN_2_MISO_MI | MISO_IN | MISO_MI | Internal | Winter | B17 | 100 | 5000 | 0 | 40.94 | 40.94 | 0.01 | 0
2015 | MISO_IN_2_MISO_MI | MISO_IN | MISO_MI | Internal | Winter | B18 | 400 | 5000 | 0 | 36.76 | 36.76 | 0.01 | 0
2015 | MISO_IN_2_MISO_MI | MISO_IN | MISO_MI | Internal | Winter | B19 | 700 | 5000 | 1152.75 | 35.21 | 35.22 | 0.01 | 0
2015 | MISO_IN_2_MISO_MI | MISO_IN | MISO_MI | Internal | Winter | B20 | 935 | 5000 | 1863.89 | 32.18 | 32.19 | 0.01 | 0
2015 | MISO_IN_2_MISO_MO-IL | MISO_IN | MISO_MO-IL | Internal | Shoulder | B11 | 25 | 5000 | 0 | 45.14 | 45.12 | 0.01 | 0
2015 | MISO_IN_2_MISO_MO-IL | MISO_IN | MISO_MO-IL | Internal | Shoulder | B12 | 200 | 5000 | 0 | 38.22 | 38.2 | 0.01 | 0
2015 | MISO_IN_2_MISO_MO-IL | MISO_IN | MISO_MO-IL | Internal | Shoulder | B13 | 600 | 5000 | 0 | 35.48 | 35.46 | 0.01 | 0
2015 | MISO_IN_2_MISO_MO-IL | MISO_IN | MISO_MO-IL | Internal | Shoulder | B14 | 900 | 5000 | 0 | 34.94 | 34.54 | 0.01 | 0
2015 | MISO_IN_2_MISO_MO-IL | MISO_IN | MISO_MO-IL | Internal | Shoulder | B15 | 1203 | 5000 | 0 | 33.02 | 32.84 | 0.01 | 0
2015 | MISO_IN_2_MISO_MO-IL | MISO_IN | MISO_MO-IL | Internal | Summer | B1 | 10 | 5000 | 0 | 59.38 | 59.38 | 0.01 | 0
2015 | MISO_IN_2_MISO_MO-IL | MISO_IN | MISO_MO-IL | Internal | Summer | B2 | 25 | 5000 | 0 | 57.3 | 57.29 | 0.01 | 0
2015 | MISO_IN_2_MISO_MO-IL | MISO_IN | MISO_MO-IL | Internal | Summer | B3 | 75 | 5000 | 484.09 | 56.39 | 56.4 | 0.01 | 0
2015 | MISO_IN_2_MISO_MO-IL | MISO_IN | MISO_MO-IL | Internal | Summer | B4 | 100 | 5000 | 0 | 54.94 | 54.94 | 0.01 | 0
2015 | MISO_IN_2_MISO_MO-IL | MISO_IN | MISO_MO-IL | Internal | Summer | B5 | 200 | 5000 | 0 | 45.31 | 45.29 | 0.01 | 0
2015 | MISO_IN_2_MISO_MO-IL | MISO_IN | MISO_MO-IL | Internal | Summer | B6 | 300 | 5000 | 0 | 38.46 | 38.45 | 0.01 | 0
2015 | MISO_IN_2_MISO_MO-IL | MISO_IN | MISO_MO-IL | Internal | Summer | B7 | 400 | 5000 | 0 | 35.02 | 35.01 | 0.01 | 0
2015 | MISO_IN_2_MISO_MO-IL | MISO_IN | MISO_MO-IL | Internal | Summer | B8 | 500 | 5000 | 0 | 32.92 | 32.9 | 0.01 | 0
2015 | MISO_IN_2_MISO_MO-IL | MISO_IN | MISO_MO-IL | Internal | Summer | B9 | 800 | 5000 | 0 | 32.68 | 32.67 | 0.01 | 0
2015 | MISO_IN_2_MISO_MO-IL | MISO_IN | MISO_MO-IL | Internal | Summer | B10 | 1262 | 5000 | 0 | 32.18 | 29.54 | 0.01 | 0
2015 | MISO_IN_2_MISO_MO-IL | MISO_IN | MISO_MO-IL | Internal | Winter | B16 | 25 | 5000 | 0 | 45.62 | 45.6 | 0.01 | 0
2015 | MISO_IN_2_MISO_MO-IL | MISO_IN | MISO_MO-IL | Internal | Winter | B17 | 100 | 5000 | 0 | 40.94 | 40.92 | 0.01 | 0
2015 | MISO_IN_2_MISO_MO-IL | MISO_IN | MISO_MO-IL | Internal | Winter | B18 | 400 | 5000 | 0 | 36.76 | 36.74 | 0.01 | 0
2015 | MISO_IN_2_MISO_MO-IL | MISO_IN | MISO_MO-IL | Internal | Winter | B19 | 700 | 5000 | 0 | 35.21 | 35.2 | 0.01 | 0
2015 | MISO_IN_2_MISO_MO-IL | MISO_IN | MISO_MO-IL | Internal | Winter | B20 | 935 | 5000 | 0 | 32.18 | 31.74 | 0.01 | 0
2015 | MISO_IN_2_NonRTO_Midwest | MISO_IN | NonRTO_Midwest | Internal | Shoulder | B11 | 25 | 4800 | 1050.08 | 45.14 | 53.14 | 8 | 0
2015 | MISO_IN_2_NonRTO_Midwest | MISO_IN | NonRTO_Midwest | Internal | Shoulder | B12 | 200 | 4800 | 640.93 | 38.22 | 46.22 | 8 | 0
2015 | MISO_IN_2_NonRTO_Midwest | MISO_IN | NonRTO_Midwest | Internal | Shoulder | B13 | 600 | 4800 | 106.78 | 35.48 | 43.48 | 8 | 0
2015 | MISO_IN_2_NonRTO_Midwest | MISO_IN | NonRTO_Midwest | Internal | Shoulder | B14 | 900 | 4800 | 0 | 34.94 | 35.82 | 8 | 0
2015 | MISO_IN_2_NonRTO_Midwest | MISO_IN | NonRTO_Midwest | Internal | Shoulder | B15 | 1203 | 4800 | 0 | 33.02 | 32.75 | 8 | 0
2015 | MISO_IN_2_NonRTO_Midwest | MISO_IN | NonRTO_Midwest | Internal | Summer | B1 | 10 | 4800 | 0 | 59.38 | 63.36 | 8 | 0
2015 | MISO_IN_2_NonRTO_Midwest | MISO_IN | NonRTO_Midwest | Internal | Summer | B2 | 25 | 4800 | 0 | 57.3 | 63.36 | 8 | 0
2015 | MISO_IN_2_NonRTO_Midwest | MISO_IN | NonRTO_Midwest | Internal | Summer | B3 | 75 | 4800 | 0 | 56.39 | 63.36 | 8 | 0
2015 | MISO_IN_2_NonRTO_Midwest | MISO_IN | NonRTO_Midwest | Internal | Summer | B4 | 100 | 4800 | 944.58 | 54.94 | 62.94 | 8 | 0
2015 | MISO_IN_2_NonRTO_Midwest | MISO_IN | NonRTO_Midwest | Internal | Summer | B5 | 200 | 4800 | 641.8 | 45.31 | 53.31 | 8 | 0
2015 | MISO_IN_2_NonRTO_Midwest | MISO_IN | NonRTO_Midwest | Internal | Summer | B6 | 300 | 4800 | 172.06 | 38.46 | 46.46 | 8 | 0
2015 | MISO_IN_2_NonRTO_Midwest | MISO_IN | NonRTO_Midwest | Internal | Summer | B7 | 400 | 4800 | 0 | 35.02 | 35.47 | 8 | 0
2015 | MISO_IN_2_NonRTO_Midwest | MISO_IN | NonRTO_Midwest | Internal | Summer | B8 | 500 | 4800 | 0 | 32.92 | 34.6 | 8 | 0
2015 | MISO_IN_2_NonRTO_Midwest | MISO_IN | NonRTO_Midwest | Internal | Summer | B9 | 800 | 4800 | 0 | 32.68 | 32.75 | 8 | 0
2015 | MISO_IN_2_NonRTO_Midwest | MISO_IN | NonRTO_Midwest | Internal | Summer | B10 | 1262 | 4800 | 0 | 32.18 | 31.9 | 8 | 0
2015 | MISO_IN_2_NonRTO_Midwest | MISO_IN | NonRTO_Midwest | Internal | Winter | B16 | 25 | 4800 | 2112.97 | 45.62 | 53.62 | 8 | 0
2015 | MISO_IN_2_NonRTO_Midwest | MISO_IN | NonRTO_Midwest | Internal | Winter | B17 | 100 | 4800 | 1136.39 | 40.94 | 48.94 | 8 | 0
2015 | MISO_IN_2_NonRTO_Midwest | MISO_IN | NonRTO_Midwest | Internal | Winter | B18 | 400 | 4800 | 308.94 | 36.76 | 44.76 | 8 | 0
2015 | MISO_IN_2_NonRTO_Midwest | MISO_IN | NonRTO_Midwest | Internal | Winter | B19 | 700 | 4800 | 0 | 35.21 | 35.9 | 8 | 0
2015 | MISO_IN_2_NonRTO_Midwest | MISO_IN | NonRTO_Midwest | Internal | Winter | B20 | 935 | 4800 | 0 | 32.18 | 32.75 | 8 | 0
2015 | MISO_IN_2_PJM_ROR | MISO_IN | PJM_ROR | Internal | Shoulder | B11 | 25 | 992 | 0 | 45.14 | 43.12 | 2 | 0
2015 | MISO_IN_2_PJM_ROR | MISO_IN | PJM_ROR | Internal | Shoulder | B12 | 200 | 992 | 0 | 38.22 | 40.2 | 2 | 0
2015 | MISO_IN_2_PJM_ROR | MISO_IN | PJM_ROR | Internal | Shoulder | B13 | 600 | 992 | 19.6 | 35.48 | 37.48 | 2 | 0
2015 | MISO_IN_2_PJM_ROR | MISO_IN | PJM_ROR | Internal | Shoulder | B14 | 900 | 992 | 0 | 34.94 | 36.06 | 2 | 0
2015 | MISO_IN_2_PJM_ROR | MISO_IN | PJM_ROR | Internal | Shoulder | B15 | 1203 | 992 | 0 | 33.02 | 34.18 | 2 | 0
2015 | MISO_IN_2_PJM_ROR | MISO_IN | PJM_ROR | Internal | Summer | B1 | 10 | 992 | 399.38 | 59.38 | 61.38 | 2 | 0
2015 | MISO_IN_2_PJM_ROR | MISO_IN | PJM_ROR | Internal | Summer | B2 | 25 | 992 | 0 | 57.3 | 59.29 | 2 | 0
2015 | MISO_IN_2_PJM_ROR | MISO_IN | PJM_ROR | Internal | Summer | B3 | 75 | 992 | 0 | 56.39 | 56.94 | 2 | 0
2015 | MISO_IN_2_PJM_ROR | MISO_IN | PJM_ROR | Internal | Summer | B4 | 100 | 992 | 311.43 | 54.94 | 56.94 | 2 | 0
2015 | MISO_IN_2_PJM_ROR | MISO_IN | PJM_ROR | Internal | Summer | B5 | 200 | 992 | 0 | 45.31 | 45.83 | 2 | 0
2015 | MISO_IN_2_PJM_ROR | MISO_IN | PJM_ROR | Internal | Summer | B6 | 300 | 992 | 0 | 38.46 | 40.45 | 2 | 0
2015 | MISO_IN_2_PJM_ROR | MISO_IN | PJM_ROR | Internal | Summer | B7 | 400 | 992 | 374.26 | 35.02 | 37.02 | 2 | 0
2015 | MISO_IN_2_PJM_ROR | MISO_IN | PJM_ROR | Internal | Summer | B8 | 500 | 992 | 0 | 32.92 | 34.9 | 2 | 0
2015 | MISO_IN_2_PJM_ROR | MISO_IN | PJM_ROR | Internal | Summer | B9 | 800 | 992 | 0 | 32.68 | 33.09 | 2 | 0
2015 | MISO_IN_2_PJM_ROR | MISO_IN | PJM_ROR | Internal | Summer | B10 | 1262 | 992 | 0 | 32.18 | 31.54 | 2 | 0
2015 | MISO_IN_2_PJM_ROR | MISO_IN | PJM_ROR | Internal | Winter | B16 | 25 | 992 | 0 | 45.62 | 47.6 | 2 | 0
2015 | MISO_IN_2_PJM_ROR | MISO_IN | PJM_ROR | Internal | Winter | B17 | 100 | 992 | 854.62 | 40.94 | 42.94 | 2 | 0
2015 | MISO_IN_2_PJM_ROR | MISO_IN | PJM_ROR | Internal | Winter | B18 | 400 | 992 | 936.53 | 36.76 | 38.76 | 2 | 0
2015 | MISO_IN_2_PJM_ROR | MISO_IN | PJM_ROR | Internal | Winter | B19 | 700 | 992 | 0 | 35.21 | 37.2 | 2 | 0
2015 | MISO_IN_2_PJM_ROR | MISO_IN | PJM_ROR | Internal | Winter | B20 | 935 | 992 | 0 | 32.18 | 32.69 | 2 | 0
2015 | MISO_MI_2_MISO_IN | MISO_MI | MISO_IN | Internal | Shoulder | B11 | 25 | 2045 | 1478.9 | 45.12 | 45.14 | 0.01 | 0
2015 | MISO_MI_2_MISO_IN | MISO_MI | MISO_IN | Internal | Shoulder | B12 | 200 | 2045 | 0 | 38.23 | 38.22 | 0.01 | 0
2015 | MISO_MI_2_MISO_IN | MISO_MI | MISO_IN | Internal | Shoulder | B13 | 600 | 2045 | 0 | 35.48 | 35.48 | 0.01 | 0
2015 | MISO_MI_2_MISO_IN | MISO_MI | MISO_IN | Internal | Shoulder | B14 | 900 | 2045 | 0 | 34.95 | 34.94 | 0.01 | 0
2015 | MISO_MI_2_MISO_IN | MISO_MI | MISO_IN | Internal | Shoulder | B15 | 1203 | 2045 | 0 | 33.03 | 33.02 | 0.01 | 0
2015 | MISO_MI_2_MISO_IN | MISO_MI | MISO_IN | Internal | Summer | B1 | 10 | 2045 | 1612.04 | 59.37 | 59.38 | 0.01 | 0
2015 | MISO_MI_2_MISO_IN | MISO_MI | MISO_IN | Internal | Summer | B2 | 25 | 2045 | 1066.39 | 57.29 | 57.3 | 0.01 | 0
2015 | MISO_MI_2_MISO_IN | MISO_MI | MISO_IN | Internal | Summer | B3 | 75 | 2045 | 2045 | 54.94 | 56.39 | 0.01 | 1.44
2015 | MISO_MI_2_MISO_IN | MISO_MI | MISO_IN | Internal | Summer | B4 | 100 | 2045 | 2045 | 51.97 | 54.94 | 0.01 | 2.95
2015 | MISO_MI_2_MISO_IN | MISO_MI | MISO_IN | Internal | Summer | B5 | 200 | 2045 | 1030.73 | 45.29 | 45.31 | 0.01 | 0
2015 | MISO_MI_2_MISO_IN | MISO_MI | MISO_IN | Internal | Summer | B6 | 300 | 2045 | 0 | 38.48 | 38.46 | 0.01 | 0
2015 | MISO_MI_2_MISO_IN | MISO_MI | MISO_IN | Internal | Summer | B7 | 400 | 2045 | 0 | 35.02 | 35.02 | 0.01 | 0
2015 | MISO_MI_2_MISO_IN | MISO_MI | MISO_IN | Internal | Summer | B8 | 500 | 2045 | 0 | 32.93 | 32.92 | 0.01 | 0
2015 | MISO_MI_2_MISO_IN | MISO_MI | MISO_IN | Internal | Summer | B9 | 800 | 2045 | 0 | 32.7 | 32.68 | 0.01 | 0
2015 | MISO_MI_2_MISO_IN | MISO_MI | MISO_IN | Internal | Summer | B10 | 1262 | 2045 | 0 | 32.19 | 32.18 | 0.01 | 0
2015 | MISO_MI_2_MISO_IN | MISO_MI | MISO_IN | Internal | Winter | B16 | 25 | 2045 | 1375.25 | 45.6 | 45.62 | 0.01 | 0
2015 | MISO_MI_2_MISO_IN | MISO_MI | MISO_IN | Internal | Winter | B17 | 100 | 2045 | 0 | 40.94 | 40.94 | 0.01 | 0
2015 | MISO_MI_2_MISO_IN | MISO_MI | MISO_IN | Internal | Winter | B18 | 400 | 2045 | 0 | 36.76 | 36.76 | 0.01 | 0
2015 | MISO_MI_2_MISO_IN | MISO_MI | MISO_IN | Internal | Winter | B19 | 700 | 2045 | 0 | 35.22 | 35.21 | 0.01 | 0
2015 | MISO_MI_2_MISO_IN | MISO_MI | MISO_IN | Internal | Winter | B20 | 935 | 2045 | 0 | 32.19 | 32.18 | 0.01 | 0
2015 | MISO_MI_2_MISO_WUMS | MISO_MI | MISO_WUMS | Internal | Shoulder | B11 | 25 | 117 | 0 | 45.12 | 45.12 | 0.01 | 0
2015 | MISO_MI_2_MISO_WUMS | MISO_MI | MISO_WUMS | Internal | Shoulder | B12 | 200 | 117 | 0 | 38.23 | 38.2 | 0.01 | 0
2015 | MISO_MI_2_MISO_WUMS | MISO_MI | MISO_WUMS | Internal | Shoulder | B13 | 600 | 117 | 92.71 | 35.48 | 35.49 | 0.01 | 0
2015 | MISO_MI_2_MISO_WUMS | MISO_MI | MISO_WUMS | Internal | Shoulder | B14 | 900 | 117 | 0 | 34.95 | 34.57 | 0.01 | 0
2015 | MISO_MI_2_MISO_WUMS | MISO_MI | MISO_WUMS | Internal | Shoulder | B15 | 1203 | 117 | 117 | 33.03 | 33.08 | 0.01 | 0.04
2015 | MISO_MI_2_MISO_WUMS | MISO_MI | MISO_WUMS | Internal | Summer | B1 | 10 | 117 | 48.79 | 59.37 | 59.38 | 0.01 | 0
2015 | MISO_MI_2_MISO_WUMS | MISO_MI | MISO_WUMS | Internal | Summer | B2 | 25 | 117 | 0 | 57.29 | 57.29 | 0.01 | 0
2015 | MISO_MI_2_MISO_WUMS | MISO_MI | MISO_WUMS | Internal | Summer | B3 | 75 | 117 | 117 | 54.94 | 56.43 | 0.01 | 1.48
2015 | MISO_MI_2_MISO_WUMS | MISO_MI | MISO_WUMS | Internal | Summer | B4 | 100 | 117 | 117 | 51.97 | 55.7 | 0.01 | 3.72
2015 | MISO_MI_2_MISO_WUMS | MISO_MI | MISO_WUMS | Internal | Summer | B5 | 200 | 117 | 117 | 45.29 | 45.91 | 0.01 | 0.6
2015 | MISO_MI_2_MISO_WUMS | MISO_MI | MISO_WUMS | Internal | Summer | B6 | 300 | 117 | 0 | 38.48 | 38.46 | 0.01 | 0
2015 | MISO_MI_2_MISO_WUMS | MISO_MI | MISO_WUMS | Internal | Summer | B7 | 400 | 117 | 37.42 | 35.02 | 35.04 | 0.01 | 0
2015 | MISO_MI_2_MISO_WUMS | MISO_MI | MISO_WUMS | Internal | Summer | B8 | 500 | 117 | 0 | 32.93 | 32.92 | 0.01 | 0
2015 | MISO_MI_2_MISO_WUMS | MISO_MI | MISO_WUMS | Internal | Summer | B9 | 800 | 117 | 117 | 32.7 | 32.85 | 0.01 | 0.14
2015 | MISO_MI_2_MISO_WUMS | MISO_MI | MISO_WUMS | Internal | Summer | B10 | 1262 | 117 | 0 | 32.19 | 31.97 | 0.01 | 0
2015 | MISO_MI_2_MISO_WUMS | MISO_MI | MISO_WUMS | Internal | Winter | B16 | 25 | 117 | 0 | 45.6 | 45.6 | 0.01 | 0
2015 | MISO_MI_2_MISO_WUMS | MISO_MI | MISO_WUMS | Internal | Winter | B17 | 100 | 117 | 0 | 40.94 | 40.92 | 0.01 | 0
2015 | MISO_MI_2_MISO_WUMS | MISO_MI | MISO_WUMS | Internal | Winter | B18 | 400 | 117 | 0 | 36.76 | 36.77 | 0.01 | 0
2015 | MISO_MI_2_MISO_WUMS | MISO_MI | MISO_WUMS | Internal | Winter | B19 | 700 | 117 | 117 | 35.22 | 35.49 | 0.01 | 0.25
2015 | MISO_MI_2_MISO_WUMS | MISO_MI | MISO_WUMS | Internal | Winter | B20 | 935 | 117 | 117 | 32.19 | 33.03 | 0.01 | 0.82
2015 | MISO_MI_2_PJM_ROR | MISO_MI | PJM_ROR | Internal | Shoulder | B11 | 25 | 1424 | 0 | 45.12 | 43.12 | 2 | 0
2015 | MISO_MI_2_PJM_ROR | MISO_MI | PJM_ROR | Internal | Shoulder | B12 | 200 | 1424 | 0 | 38.23 | 40.2 | 2 | 0
2015 | MISO_MI_2_PJM_ROR | MISO_MI | PJM_ROR | Internal | Shoulder | B13 | 600 | 1424 | 141.23 | 35.48 | 37.48 | 2 | 0
2015 | MISO_MI_2_PJM_ROR | MISO_MI | PJM_ROR | Internal | Shoulder | B14 | 900 | 1424 | 0 | 34.95 | 36.06 | 2 | 0
2015 | MISO_MI_2_PJM_ROR | MISO_MI | PJM_ROR | Internal | Shoulder | B15 | 1203 | 1424 | 0 | 33.03 | 34.18 | 2 | 0
2015 | MISO_MI_2_PJM_ROR | MISO_MI | PJM_ROR | Internal | Summer | B1 | 10 | 1424 | 1424 | 59.37 | 61.38 | 2 | 0.01
2015 | MISO_MI_2_PJM_ROR | MISO_MI | PJM_ROR | Internal | Summer | B2 | 25 | 1424 | 695.41 | 57.29 | 59.29 | 2 | 0
2015 | MISO_MI_2_PJM_ROR | MISO_MI | PJM_ROR | Internal | Summer | B3 | 75 | 1424 | 1364.55 | 54.94 | 56.94 | 2 | 0
2015 | MISO_MI_2_PJM_ROR | MISO_MI | PJM_ROR | Internal | Summer | B4 | 100 | 1424 | 1424 | 51.97 | 56.94 | 2 | 2.96
2015 | MISO_MI_2_PJM_ROR | MISO_MI | PJM_ROR | Internal | Summer | B5 | 200 | 1424 | 0 | 45.29 | 45.83 | 2 | 0
2015 | MISO_MI_2_PJM_ROR | MISO_MI | PJM_ROR | Internal | Summer | B6 | 300 | 1424 | 0 | 38.48 | 40.45 | 2 | 0
2015 | MISO_MI_2_PJM_ROR | MISO_MI | PJM_ROR | Internal | Summer | B7 | 400 | 1424 | 858.93 | 35.02 | 37.02 | 2 | 0
2015 | MISO_MI_2_PJM_ROR | MISO_MI | PJM_ROR | Internal | Summer | B8 | 500 | 1424 | 0 | 32.93 | 34.9 | 2 | 0
2015 | MISO_MI_2_PJM_ROR | MISO_MI | PJM_ROR | Internal | Summer | B9 | 800 | 1424 | 0 | 32.7 | 33.09 | 2 | 0
2015 | MISO_MI_2_PJM_ROR | MISO_MI | PJM_ROR | Internal | Summer | B10 | 1262 | 1424 | 0 | 32.19 | 31.54 | 2 | 0
2015 | MISO_MI_2_PJM_ROR | MISO_MI | PJM_ROR | Internal | Winter | B16 | 25 | 1424 | 991.91 | 45.6 | 47.6 | 2 | 0
2015 | MISO_MI_2_PJM_ROR | MISO_MI | PJM_ROR | Internal | Winter | B17 | 100 | 1424 | 282.18 | 40.94 | 42.94 | 2 | 0
2015 | MISO_MI_2_PJM_ROR | MISO_MI | PJM_ROR | Internal | Winter | B18 | 400 | 1424 | 0 | 36.76 | 38.76 | 2 | 0
2015 | MISO_MI_2_PJM_ROR | MISO_MI | PJM_ROR | Internal | Winter | B19 | 700 | 1424 | 0 | 35.22 | 37.2 | 2 | 0
2015 | MISO_MI_2_PJM_ROR | MISO_MI | PJM_ROR | Internal | Winter | B20 | 935 | 1424 | 0 | 32.19 | 32.69 | 2 | 0
2015 | MISO_MO-IL_2_ENT | MISO_MO-IL | ENT | Internal | Shoulder | B11 | 25 | 2540 | 147.85 | 45.12 | 53.12 | 8 | 0
2015 | MISO_MO-IL_2_ENT | MISO_MO-IL | ENT | Internal | Shoulder | B12 | 200 | 2540 | 0 | 38.2 | 38.05 | 8 | 0
2015 | MISO_MO-IL_2_ENT | MISO_MO-IL | ENT | Internal | Shoulder | B13 | 600 | 2540 | 0 | 35.46 | 37.78 | 8 | 0
2015 | MISO_MO-IL_2_ENT | MISO_MO-IL | ENT | Internal | Shoulder | B14 | 900 | 2540 | 0 | 34.54 | 37.78 | 8 | 0
2015 | MISO_MO-IL_2_ENT | MISO_MO-IL | ENT | Internal | Shoulder | B15 | 1203 | 2540 | 0 | 32.84 | 36.55 | 8 | 0
2015 | MISO_MO-IL_2_ENT | MISO_MO-IL | ENT | Internal | Summer | B1 | 10 | 2540 | 0 | 59.38 | 59.38 | 8 | 0
2015 | MISO_MO-IL_2_ENT | MISO_MO-IL | ENT | Internal | Summer | B2 | 25 | 2540 | 0 | 57.29 | 57.29 | 8 | 0
2015 | MISO_MO-IL_2_ENT | MISO_MO-IL | ENT | Internal | Summer | B3 | 75 | 2540 | 0 | 56.4 | 56.92 | 8 | 0
2015 | MISO_MO-IL_2_ENT | MISO_MO-IL | ENT | Internal | Summer | B4 | 100 | 2540 | 0 | 54.94 | 54.94 | 8 | 0
2015 | MISO_MO-IL_2_ENT | MISO_MO-IL | ENT | Internal | Summer | B5 | 200 | 2540 | 0 | 45.29 | 51.84 | 8 | 0
2015 | MISO_MO-IL_2_ENT | MISO_MO-IL | ENT | Internal | Summer | B6 | 300 | 2540 | 0 | 38.45 | 40.1 | 8 | 0
2015 | MISO_MO-IL_2_ENT | MISO_MO-IL | ENT | Internal | Summer | B7 | 400 | 2540 | 0 | 35.01 | 36.89 | 8 | 0
2015 | MISO_MO-IL_2_ENT | MISO_MO-IL | ENT | Internal | Summer | B8 | 500 | 2540 | 0 | 32.9 | 36.89 | 8 | 0
2015 | MISO_MO-IL_2_ENT | MISO_MO-IL | ENT | Internal | Summer | B9 | 800 | 2540 | 0 | 32.67 | 36.63 | 8 | 0
2015 | MISO_MO-IL_2_ENT | MISO_MO-IL | ENT | Internal | Summer | B10 | 1262 | 2540 | 0 | 29.54 | 35.44 | 8 | 0
2015 | MISO_MO-IL_2_ENT | MISO_MO-IL | ENT | Internal | Winter | B16 | 25 | 2540 | 0 | 45.6 | 46.23 | 8 | 0
2015 | MISO_MO-IL_2_ENT | MISO_MO-IL | ENT | Internal | Winter | B17 | 100 | 2540 | 0 | 40.92 | 40.1 | 8 | 0
2015 | MISO_MO-IL_2_ENT | MISO_MO-IL | ENT | Internal | Winter | B18 | 400 | 2540 | 0 | 36.74 | 40.1 | 8 | 0
2015 | MISO_MO-IL_2_ENT | MISO_MO-IL | ENT | Internal | Winter | B19 | 700 | 2540 | 0 | 35.2 | 38.79 | 8 | 0
2015 | MISO_MO-IL_2_ENT | MISO_MO-IL | ENT | Internal | Winter | B20 | 935 | 2540 | 0 | 31.74 | 38.79 | 8 | 0
2015 | MISO_MO-IL_2_MISO_IN | MISO_MO-IL | MISO_IN | Internal | Shoulder | B11 | 25 | 2100 | 16.33 | 45.12 | 45.14 | 0.01 | 0
2015 | MISO_MO-IL_2_MISO_IN | MISO_MO-IL | MISO_IN | Internal | Shoulder | B12 | 200 | 2100 | 1721.32 | 38.2 | 38.22 | 0.01 | 0
2015 | MISO_MO-IL_2_MISO_IN | MISO_MO-IL | MISO_IN | Internal | Shoulder | B13 | 600 | 2100 | 1057.02 | 35.46 | 35.48 | 0.01 | 0
2015 | MISO_MO-IL_2_MISO_IN | MISO_MO-IL | MISO_IN | Internal | Shoulder | B14 | 900 | 2100 | 2100 | 34.54 | 34.94 | 0.01 | 0.39
2015 | MISO_MO-IL_2_MISO_IN | MISO_MO-IL | MISO_IN | Internal | Shoulder | B15 | 1203 | 2100 | 2100 | 32.84 | 33.02 | 0.01 | 0.16
2015 | MISO_MO-IL_2_MISO_IN | MISO_MO-IL | MISO_IN | Internal | Summer | B1 | 10 | 2100 | 0 | 59.38 | 59.38 | 0.01 | 0
2015 | MISO_MO-IL_2_MISO_IN | MISO_MO-IL | MISO_IN | Internal | Summer | B2 | 25 | 2100 | 1328 | 57.29 | 57.3 | 0.01 | 0
2015 | MISO_MO-IL_2_MISO_IN | MISO_MO-IL | MISO_IN | Internal | Summer | B3 | 75 | 2100 | 0 | 56.4 | 56.39 | 0.01 | 0
2015 | MISO_MO-IL_2_MISO_IN | MISO_MO-IL | MISO_IN | Internal | Summer | B4 | 100 | 2100 | 0 | 54.94 | 54.94 | 0.01 | 0
2015 | MISO_MO-IL_2_MISO_IN | MISO_MO-IL | MISO_IN | Internal | Summer | B5 | 200 | 2100 | 147.1 | 45.29 | 45.31 | 0.01 | 0
2015 | MISO_MO-IL_2_MISO_IN | MISO_MO-IL | MISO_IN | Internal | Summer | B6 | 300 | 2100 | 712.29 | 38.45 | 38.46 | 0.01 | 0
2015 | MISO_MO-IL_2_MISO_IN | MISO_MO-IL | MISO_IN | Internal | Summer | B7 | 400 | 2100 | 493.02 | 35.01 | 35.02 | 0.01 | 0
2015 | MISO_MO-IL_2_MISO_IN | MISO_MO-IL | MISO_IN | Internal | Summer | B8 | 500 | 2100 | 1352.5 | 32.9 | 32.92 | 0.01 | 0
2015 | MISO_MO-IL_2_MISO_IN | MISO_MO-IL | MISO_IN | Internal | Summer | B9 | 800 | 2100 | 1240.19 | 32.67 | 32.68 | 0.01 | 0
2015 | MISO_MO-IL_2_MISO_IN | MISO_MO-IL | MISO_IN | Internal | Summer | B10 | 1262 | 2100 | 2100 | 29.54 | 32.18 | 0.01 | 2.62
2015 | MISO_MO-IL_2_MISO_IN | MISO_MO-IL | MISO_IN | Internal | Winter | B16 | 25 | 2100 | 1126.51 | 45.6 | 45.62 | 0.01 | 0
2015 | MISO_MO-IL_2_MISO_IN | MISO_MO-IL | MISO_IN | Internal | Winter | B17 | 100 | 2100 | 1869.32 | 40.92 | 40.94 | 0.01 | 0
2015 | MISO_MO-IL_2_MISO_IN | MISO_MO-IL | MISO_IN | Internal | Winter | B18 | 400 | 2100 | 824.91 | 36.74 | 36.76 | 0.01 | 0
2015 | MISO_MO-IL_2_MISO_IN | MISO_MO-IL | MISO_IN | Internal | Winter | B19 | 700 | 2100 | 987.86 | 35.2 | 35.21 | 0.01 | 0
2015 | MISO_MO-IL_2_MISO_IN | MISO_MO-IL | MISO_IN | Internal | Winter | B20 | 935 | 2100 | 2100 | 31.74 | 32.18 | 0.01 | 0.43
2015 | MISO_MO-IL_2_MISO_W | MISO_MO-IL | MISO_W | Internal | Shoulder | B11 | 25 | 960 | 0 | 45.12 | 45.12 | 0.01 | 0
2015 | MISO_MO-IL_2_MISO_W | MISO_MO-IL | MISO_W | Internal | Shoulder | B12 | 200 | 960 | 0 | 38.2 | 38.19 | 0.01 | 0
2015 | MISO_MO-IL_2_MISO_W | MISO_MO-IL | MISO_W | Internal | Shoulder | B13 | 600 | 960 | 124.93 | 35.46 | 35.48 | 0.01 | 0
2015 | MISO_MO-IL_2_MISO_W | MISO_MO-IL | MISO_W | Internal | Shoulder | B14 | 900 | 960 | 864.16 | 34.54 | 34.56 | 0.01 | 0
2015 | MISO_MO-IL_2_MISO_W | MISO_MO-IL | MISO_W | Internal | Shoulder | B15 | 1203 | 960 | 960 | 32.84 | 33.07 | 0.01 | 0.21
2015 | MISO_MO-IL_2_MISO_W | MISO_MO-IL | MISO_W | Internal | Summer | B1 | 10 | 960 | 0 | 59.38 | 59.37 | 0.01 | 0
2015 | MISO_MO-IL_2_MISO_W | MISO_MO-IL | MISO_W | Internal | Summer | B2 | 25 | 960 | 0 | 57.29 | 57.28 | 0.01 | 0
2015 | MISO_MO-IL_2_MISO_W | MISO_MO-IL | MISO_W | Internal | Summer | B3 | 75 | 960 | 946.49 | 56.4 | 56.41 | 0.01 | 0
2015 | MISO_MO-IL_2_MISO_W | MISO_MO-IL | MISO_W | Internal | Summer | B4 | 100 | 960 | 960 | 54.94 | 55.69 | 0.01 | 0.74
2015 | MISO_MO-IL_2_MISO_W | MISO_MO-IL | MISO_W | Internal | Summer | B5 | 200 | 960 | 960 | 45.29 | 45.92 | 0.01 | 0.62
2015 | MISO_MO-IL_2_MISO_W | MISO_MO-IL | MISO_W | Internal | Summer | B6 | 300 | 960 | 567.71 | 38.45 | 38.46 | 0.01 | 0
2015 | MISO_MO-IL_2_MISO_W | MISO_MO-IL | MISO_W | Internal | Summer | B7 | 400 | 960 | 62.96 | 35.01 | 35.02 | 0.01 | 0
2015 | MISO_MO-IL_2_MISO_W | MISO_MO-IL | MISO_W | Internal | Summer | B8 | 500 | 960 | 0 | 32.9 | 32.9 | 0.01 | 0
2015 | MISO_MO-IL_2_MISO_W | MISO_MO-IL | MISO_W | Internal | Summer | B9 | 800 | 960 | 960 | 32.67 | 32.84 | 0.01 | 0.15
2015 | MISO_MO-IL_2_MISO_W | MISO_MO-IL | MISO_W | Internal | Summer | B10 | 1262 | 960 | 44.07 | 29.54 | 29.55 | 0.01 | 0
2015 | MISO_MO-IL_2_MISO_W | MISO_MO-IL | MISO_W | Internal | Winter | B16 | 25 | 960 | 0 | 45.6 | 45.59 | 0.01 | 0
2015 | MISO_MO-IL_2_MISO_W | MISO_MO-IL | MISO_W | Internal | Winter | B17 | 100 | 960 | 0 | 40.92 | 40.91 | 0.01 | 0
2015 | MISO_MO-IL_2_MISO_W | MISO_MO-IL | MISO_W | Internal | Winter | B18 | 400 | 960 | 365.36 | 36.74 | 36.76 | 0.01 | 0
2015 | MISO_MO-IL_2_MISO_W | MISO_MO-IL | MISO_W | Internal | Winter | B19 | 700 | 960 | 960 | 35.2 | 35.48 | 0.01 | 0.27
2015 | MISO_MO-IL_2_MISO_W | MISO_MO-IL | MISO_W | Internal | Winter | B20 | 935 | 960 | 28.31 | 31.74 | 31.75 | 0.01 | 0
2015 | MISO_MO-IL_2_PJM_ROR | MISO_MO-IL | PJM_ROR | Internal | Shoulder | B11 | 25 | 1212 | 0 | 45.12 | 43.12 | 2 | 0
2015 | MISO_MO-IL_2_PJM_ROR | MISO_MO-IL | PJM_ROR | Internal | Shoulder | B12 | 200 | 1212 | 767.19 | 38.2 | 40.2 | 2 | 0
2015 | MISO_MO-IL_2_PJM_ROR | MISO_MO-IL | PJM_ROR | Internal | Shoulder | B13 | 600 | 1212 | 1212 | 35.46 | 37.48 | 2 | 0.01
2015 | MISO_MO-IL_2_PJM_ROR | MISO_MO-IL | PJM_ROR | Internal | Shoulder | B14 | 900 | 1212 | 0 | 34.54 | 36.06 | 2 | 0
2015 | MISO_MO-IL_2_PJM_ROR | MISO_MO-IL | PJM_ROR | Internal | Shoulder | B15 | 1203 | 1212 | 0 | 32.84 | 34.18 | 2 | 0
2015 | MISO_MO-IL_2_PJM_ROR | MISO_MO-IL | PJM_ROR | Internal | Summer | B1 | 10 | 1212 | 1054.49 | 59.38 | 61.38 | 2 | 0
2015 | MISO_MO-IL_2_PJM_ROR | MISO_MO-IL | PJM_ROR | Internal | Summer | B2 | 25 | 1212 | 704.38 | 57.29 | 59.29 | 2 | 0
2015 | MISO_MO-IL_2_PJM_ROR | MISO_MO-IL | PJM_ROR | Internal | Summer | B3 | 75 | 1212 | 0 | 56.4 | 56.94 | 2 | 0
2015 | MISO_MO-IL_2_PJM_ROR | MISO_MO-IL | PJM_ROR | Internal | Summer | B4 | 100 | 1212 | 135.63 | 54.94 | 56.94 | 2 | 0
2015 | MISO_MO-IL_2_PJM_ROR | MISO_MO-IL | PJM_ROR | Internal | Summer | B5 | 200 | 1212 | 0 | 45.29 | 45.83 | 2 | 0
2015 | MISO_MO-IL_2_PJM_ROR | MISO_MO-IL | PJM_ROR | Internal | Summer | B6 | 300 | 1212 | 372.23 | 38.45 | 40.45 | 2 | 0
2015 | MISO_MO-IL_2_PJM_ROR | MISO_MO-IL | PJM_ROR | Internal | Summer | B7 | 400 | 1212 | 1212 | 35.01 | 37.02 | 2 | 0.01
2015 | MISO_MO-IL_2_PJM_ROR | MISO_MO-IL | PJM_ROR | Internal | Summer | B8 | 500 | 1212 | 23.85 | 32.9 | 34.9 | 2 | 0
2015 | MISO_MO-IL_2_PJM_ROR | MISO_MO-IL | PJM_ROR | Internal | Summer | B9 | 800 | 1212 | 0 | 32.67 | 33.09 | 2 | 0
2015 | MISO_MO-IL_2_PJM_ROR | MISO_MO-IL | PJM_ROR | Internal | Summer | B10 | 1262 | 1212 | 154.22 | 29.54 | 31.54 | 2 | 0
2015 | MISO_MO-IL_2_PJM_ROR | MISO_MO-IL | PJM_ROR | Internal | Winter | B16 | 25 | 1212 | 734.89 | 45.6 | 47.6 | 2 | 0
2015 | MISO_MO-IL_2_PJM_ROR | MISO_MO-IL | PJM_ROR | Internal | Winter | B17 | 100 | 1212 | 1212 | 40.92 | 42.94 | 2 | 0.01
2015 | MISO_MO-IL_2_PJM_ROR | MISO_MO-IL | PJM_ROR | Internal | Winter | B18 | 400 | 1212 | 1212 | 36.74 | 38.76 | 2 | 0.01
2015 | MISO_MO-IL_2_PJM_ROR | MISO_MO-IL | PJM_ROR | Internal | Winter | B19 | 700 | 1212 | 312.4 | 35.2 | 37.2 | 2 | 0
2015 | MISO_MO-IL_2_PJM_ROR | MISO_MO-IL | PJM_ROR | Internal | Winter | B20 | 935 | 1212 | 0 | 31.74 | 32.69 | 2 | 0
2015 | MISO_MO-IL_2_TVA_Transmission | MISO_MO-IL | TVA_Transmission | Internal | Shoulder | B11 | 25 | 4000 | 0 | 45.12 | 49.12 | 8 | 0
2015 | MISO_MO-IL_2_TVA_Transmission | MISO_MO-IL | TVA_Transmission | Internal | Shoulder | B12 | 200 | 4000 | 0 | 38.2 | 42.45 | 8 | 0
2015 | MISO_MO-IL_2_TVA_Transmission | MISO_MO-IL | TVA_Transmission | Internal | Shoulder | B13 | 600 | 4000 | 0 | 35.46 | 40.63 | 8 | 0
2015 | MISO_MO-IL_2_TVA_Transmission | MISO_MO-IL | TVA_Transmission | Internal | Shoulder | B14 | 900 | 4000 | 0 | 34.54 | 39.74 | 8 | 0
2015 | MISO_MO-IL_2_TVA_Transmission | MISO_MO-IL | TVA_Transmission | Internal | Shoulder | B15 | 1203 | 4000 | 0 | 32.84 | 39.01 | 8 | 0
2015 | MISO_MO-IL_2_TVA_Transmission | MISO_MO-IL | TVA_Transmission | Internal | Summer | B1 | 10 | 4000 | 2925.33 | 59.38 | 67.38 | 8 | 0
2015 | MISO_MO-IL_2_TVA_Transmission | MISO_MO-IL | TVA_Transmission | Internal | Summer | B2 | 25 | 4000 | 1394.94 | 57.29 | 65.29 | 8 | 0
2015 | MISO_MO-IL_2_TVA_Transmission | MISO_MO-IL | TVA_Transmission | Internal | Summer | B3 | 75 | 4000 | 0 | 56.4 | 62.94 | 8 | 0
2015 | MISO_MO-IL_2_TVA_Transmission | MISO_MO-IL | TVA_Transmission | Internal | Summer | B4 | 100 | 4000 | 118.13 | 54.94 | 62.94 | 8 | 0
2015 | MISO_MO-IL_2_TVA_Transmission | MISO_MO-IL | TVA_Transmission | Internal | Summer | B5 | 200 | 4000 | 0 | 45.29 | 51.64 | 8 | 0
2015 | MISO_MO-IL_2_TVA_Transmission | MISO_MO-IL | TVA_Transmission | Internal | Summer | B6 | 300 | 4000 | 0 | 38.45 | 43.43 | 8 | 0
2015 | MISO_MO-IL_2_TVA_Transmission | MISO_MO-IL | TVA_Transmission | Internal | Summer | B7 | 400 | 4000 | 0 | 35.01 | 39.64 | 8 | 0
2015 | MISO_MO-IL_2_TVA_Transmission | MISO_MO-IL | TVA_Transmission | Internal | Summer | B8 | 500 | 4000 | 0 | 32.9 | 38.47 | 8 | 0
2015 | MISO_MO-IL_2_TVA_Transmission | MISO_MO-IL | TVA_Transmission | Internal | Summer | B9 | 800 | 4000 | 0 | 32.67 | 37.93 | 8 | 0
2015 | MISO_MO-IL_2_TVA_Transmission | MISO_MO-IL | TVA_Transmission | Internal | Summer | B10 | 1262 | 4000 | 0 | 29.54 | 35.68 | 8 | 0
2015 | MISO_MO-IL_2_TVA_Transmission | MISO_MO-IL | TVA_Transmission | Internal | Winter | B16 | 25 | 4000 | 1005.97 | 45.6 | 53.6 | 8 | 0
2015 | MISO_MO-IL_2_TVA_Transmission | MISO_MO-IL | TVA_Transmission | Internal | Winter | B17 | 100 | 4000 | 0 | 40.92 | 44.99 | 8 | 0
2015 | MISO_MO-IL_2_TVA_Transmission | MISO_MO-IL | TVA_Transmission | Internal | Winter | B18 | 400 | 4000 | 0 | 36.74 | 41.52 | 8 | 0
2015 | MISO_MO-IL_2_TVA_Transmission | MISO_MO-IL | TVA_Transmission | Internal | Winter | B19 | 700 | 4000 | 0 | 35.2 | 40.24 | 8 | 0
2015 | MISO_MO-IL_2_TVA_Transmission | MISO_MO-IL | TVA_Transmission | Internal | Winter | B20 | 935 | 4000 | 0 | 31.74 | 38.69 | 8 | 0
2015 | MISO_W_2_MAPP_CA | MISO_W | MAPP_CA | Internal | Shoulder | B11 | 25 | 700 | 0 | 45.12 | 45.11 | 0.01 | 0
2015 | MISO_W_2_MAPP_CA | MISO_W | MAPP_CA | Internal | Shoulder | B12 | 200 | 700 | 0 | 38.19 | 38.18 | 0.01 | 0
2015 | MISO_W_2_MAPP_CA | MISO_W | MAPP_CA | Internal | Shoulder | B13 | 600 | 700 | 0 | 35.48 | 35.46 | 0.01 | 0
2015 | MISO_W_2_MAPP_CA | MISO_W | MAPP_CA | Internal | Shoulder | B14 | 900 | 700 | 700 | 34.56 | 35.46 | 0.01 | 0.9
2015 | MISO_W_2_MAPP_CA | MISO_W | MAPP_CA | Internal | Shoulder | B15 | 1203 | 700 | 700 | 33.07 | 35.46 | 0.01 | 2.39
2015 | MISO_W_2_MAPP_CA | MISO_W | MAPP_CA | Internal | Summer | B1 | 10 | 700 | 0 | 59.37 | 55.73 | 0.01 | 0
2015 | MISO_W_2_MAPP_CA | MISO_W | MAPP_CA | Internal | Summer | B2 | 25 | 700 | 0 | 57.28 | 56.8 | 0.01 | 0
2015 | MISO_W_2_MAPP_CA | MISO_W | MAPP_CA | Internal | Summer | B3 | 75 | 700 | 0 | 56.41 | 51.37 | 0.01 | 0
2015 | MISO_W_2_MAPP_CA | MISO_W | MAPP_CA | Internal | Summer | B4 | 100 | 700 | 0 | 55.69 | 48.08 | 0.01 | 0
2015 | MISO_W_2_MAPP_CA | MISO_W | MAPP_CA | Internal | Summer | B5 | 200 | 700 | 0 | 45.92 | 45.91 | 0.01 | 0
2015 | MISO_W_2_MAPP_CA | MISO_W | MAPP_CA | Internal | Summer | B6 | 300 | 700 | 0 | 38.46 | 38.45 | 0.01 | 0
2015 | MISO_W_2_MAPP_CA | MISO_W | MAPP_CA | Internal | Summer | B7 | 400 | 700 | 0 | 35.02 | 35.01 | 0.01 | 0
2015 | MISO_W_2_MAPP_CA | MISO_W | MAPP_CA | Internal | Summer | B8 | 500 | 700 | 0 | 32.9 | 32.89 | 0.01 | 0
2015 | MISO_W_2_MAPP_CA | MISO_W | MAPP_CA | Internal | Summer | B9 | 800 | 700 | 537.05 | 32.84 | 32.85 | 0.01 | 0
2015 | MISO_W_2_MAPP_CA | MISO_W | MAPP_CA | Internal | Summer | B10 | 1262 | 700 | 700 | 29.55 | 32.85 | 0.01 | 3.28
2015 | MISO_W_2_MAPP_CA | MISO_W | MAPP_CA | Internal | Winter | B16 | 25 | 700 | 0 | 45.59 | 45.58 | 0.01 | 0
2015 | MISO_W_2_MAPP_CA | MISO_W | MAPP_CA | Internal | Winter | B17 | 100 | 700 | 0 | 40.91 | 40.9 | 0.01 | 0
2015 | MISO_W_2_MAPP_CA | MISO_W | MAPP_CA | Internal | Winter | B18 | 400 | 700 | 700 | 36.76 | 39.83 | 0.01 | 3.06
2015 | MISO_W_2_MAPP_CA | MISO_W | MAPP_CA | Internal | Winter | B19 | 700 | 700 | 700 | 35.48 | 39.83 | 0.01 | 4.34
2015 | MISO_W_2_MAPP_CA | MISO_W | MAPP_CA | Internal | Winter | B20 | 935 | 700 | 700 | 31.75 | 39.83 | 0.01 | 8.06
2015 | MISO_W_2_MISO_MO-IL | MISO_W | MISO_MO-IL | Internal | Shoulder | B11 | 25 | 3800 | 0 | 45.12 | 45.12 | 0.01 | 0
2015 | MISO_W_2_MISO_MO-IL | MISO_W | MISO_MO-IL | Internal | Shoulder | B12 | 200 | 3800 | 140.89 | 38.19 | 38.2 | 0.01 | 0
2015 | MISO_W_2_MISO_MO-IL | MISO_W | MISO_MO-IL | Internal | Shoulder | B13 | 600 | 3800 | 0 | 35.48 | 35.46 | 0.01 | 0
2015 | MISO_W_2_MISO_MO-IL | MISO_W | MISO_MO-IL | Internal | Shoulder | B14 | 900 | 3800 | 0 | 34.56 | 34.54 | 0.01 | 0
2015 | MISO_W_2_MISO_MO-IL | MISO_W | MISO_MO-IL | Internal | Shoulder | B15 | 1203 | 3800 | 0 | 33.07 | 32.84 | 0.01 | 0
2015 | MISO_W_2_MISO_MO-IL | MISO_W | MISO_MO-IL | Internal | Summer | B1 | 10 | 3800 | 1422.7 | 59.37 | 59.38 | 0.01 | 0
2015 | MISO_W_2_MISO_MO-IL | MISO_W | MISO_MO-IL | Internal | Summer | B2 | 25 | 3800 | 303.17 | 57.28 | 57.29 | 0.01 | 0
2015 | MISO_W_2_MISO_MO-IL | MISO_W | MISO_MO-IL | Internal | Summer | B3 | 75 | 3800 | 0 | 56.41 | 56.4 | 0.01 | 0
2015 | MISO_W_2_MISO_MO-IL | MISO_W | MISO_MO-IL | Internal | Summer | B4 | 100 | 3800 | 0 | 55.69 | 54.94 | 0.01 | 0
2015 | MISO_W_2_MISO_MO-IL | MISO_W | MISO_MO-IL | Internal | Summer | B5 | 200 | 3800 | 0 | 45.92 | 45.29 | 0.01 | 0
2015 | MISO_W_2_MISO_MO-IL | MISO_W | MISO_MO-IL | Internal | Summer | B6 | 300 | 3800 | 0 | 38.46 | 38.45 | 0.01 | 0
2015 | MISO_W_2_MISO_MO-IL | MISO_W | MISO_MO-IL | Internal | Summer | B7 | 400 | 3800 | 0 | 35.02 | 35.01 | 0.01 | 0
2015 | MISO_W_2_MISO_MO-IL | MISO_W | MISO_MO-IL | Internal | Summer | B8 | 500 | 3800 | 0 | 32.9 | 32.9 | 0.01 | 0
2015 | MISO_W_2_MISO_MO-IL | MISO_W | MISO_MO-IL | Internal | Summer | B9 | 800 | 3800 | 0 | 32.84 | 32.67 | 0.01 | 0
2015 | MISO_W_2_MISO_MO-IL | MISO_W | MISO_MO-IL | Internal | Summer | B10 | 1262 | 3800 | 0 | 29.55 | 29.54 | 0.01 | 0
2015 | MISO_W_2_MISO_MO-IL | MISO_W | MISO_MO-IL | Internal | Winter | B16 | 25 | 3800 | 1437.86 | 45.59 | 45.6 | 0.01 | 0
2015 | MISO_W_2_MISO_MO-IL | MISO_W | MISO_MO-IL | Internal | Winter | B17 | 100 | 3800 | 1110 | 40.91 | 40.92 | 0.01 | 0
2015 | MISO_W_2_MISO_MO-IL | MISO_W | MISO_MO-IL | Internal | Winter | B18 | 400 | 3800 | 0 | 36.76 | 36.74 | 0.01 | 0
2015 | MISO_W_2_MISO_MO-IL | MISO_W | MISO_MO-IL | Internal | Winter | B19 | 700 | 3800 | 0 | 35.48 | 35.2 | 0.01 | 0
2015 | MISO_W_2_MISO_MO-IL | MISO_W | MISO_MO-IL | Internal | Winter | B20 | 935 | 3800 | 0 | 31.75 | 31.74 | 0.01 | 0
2015 | MISO_W_2_MISO_WUMS | MISO_W | MISO_WUMS | Internal | Shoulder | B11 | 25 | 1629 | 0 | 45.12 | 45.12 | 0.01 | 0
2015 | MISO_W_2_MISO_WUMS | MISO_W | MISO_WUMS | Internal | Shoulder | B12 | 200 | 1629 | 826.86 | 38.19 | 38.2 | 0.01 | 0
2015 | MISO_W_2_MISO_WUMS | MISO_W | MISO_WUMS | Internal | Shoulder | B13 | 600 | 1629 | 831.68 | 35.48 | 35.49 | 0.01 | 0
2015 | MISO_W_2_MISO_WUMS | MISO_W | MISO_WUMS | Internal | Shoulder | B14 | 900 | 1629 | 867.74 | 34.56 | 34.57 | 0.01 | 0
2015 | MISO_W_2_MISO_WUMS | MISO_W | MISO_WUMS | Internal | Shoulder | B15 | 1203 | 1629 | 454.03 | 33.07 | 33.08 | 0.01 | 0
2015 | MISO_W_2_MISO_WUMS | MISO_W | MISO_WUMS | Internal | Summer | B1 | 10 | 1629 | 415.02 | 59.37 | 59.38 | 0.01 | 0
2015 | MISO_W_2_MISO_WUMS | MISO_W | MISO_WUMS | Internal | Summer | B2 | 25 | 1629 | 420.15 | 57.28 | 57.29 | 0.01 | 0
2015 | MISO_W_2_MISO_WUMS | MISO_W | MISO_WUMS | Internal | Summer | B3 | 75 | 1629 | 967.98 | 56.41 | 56.43 | 0.01 | 0
2015 | MISO_W_2_MISO_WUMS | MISO_W | MISO_WUMS | Internal | Summer | B4 | 100 | 1629 | 253.88 | 55.69 | 55.7 | 0.01 | 0
2015 | MISO_W_2_MISO_WUMS | MISO_W | MISO_WUMS | Internal | Summer | B5 | 200 | 1629 | 0 | 45.92 | 45.91 | 0.01 | 0
2015 | MISO_W_2_MISO_WUMS | MISO_W | MISO_WUMS | Internal | Summer | B6 | 300 | 1629 | 0 | 38.46 | 38.46 | 0.01 | 0
2015 | MISO_W_2_MISO_WUMS | MISO_W | MISO_WUMS | Internal | Summer | B7 | 400 | 1629 | 426.7 | 35.02 | 35.04 | 0.01 | 0
2015 | MISO_W_2_MISO_WUMS | MISO_W | MISO_WUMS | Internal | Summer | B8 | 500 | 1629 | 1477.44 | 32.9 | 32.92 | 0.01 | 0
2015 | MISO_W_2_MISO_WUMS | MISO_W | MISO_WUMS | Internal | Summer | B9 | 800 | 1629 | 864.81 | 32.84 | 32.85 | 0.01 | 0
2015 | MISO_W_2_MISO_WUMS | MISO_W | MISO_WUMS | Internal | Summer | B10 | 1262 | 1629 | 1629 | 29.55 | 31.97 | 0.01 | 2.41
2015 | MISO_W_2_MISO_WUMS | MISO_W | MISO_WUMS | Internal | Winter | B16 | 25 | 1629 | 694.11 | 45.59 | 45.6 | 0.01 | 0
2015 | MISO_W_2_MISO_WUMS | MISO_W | MISO_WUMS | Internal | Winter | B17 | 100 | 1629 | 1033.8 | 40.91 | 40.92 | 0.01 | 0
2015 | MISO_W_2_MISO_WUMS | MISO_W | MISO_WUMS | Internal | Winter | B18 | 400 | 1629 | 336.66 | 36.76 | 36.77 | 0.01 | 0
2015 | MISO_W_2_MISO_WUMS | MISO_W | MISO_WUMS | Internal | Winter | B19 | 700 | 1629 | 56.47 | 35.48 | 35.49 | 0.01 | 0
2015 | MISO_W_2_MISO_WUMS | MISO_W | MISO_WUMS | Internal | Winter | B20 | 935 | 1629 | 1629 | 31.75 | 33.03 | 0.01 | 1.26
2015 | MISO_W_2_PJM_ROR | MISO_W | PJM_ROR | Internal | Shoulder | B11 | 25 | 773 | 0 | 45.12 | 43.12 | 2 | 0
2015 | MISO_W_2_PJM_ROR | MISO_W | PJM_ROR | Internal | Shoulder | B12 | 200 | 773 | 773 | 38.19 | 40.2 | 2 | 0.01
2015 | MISO_W_2_PJM_ROR | MISO_W | PJM_ROR | Internal | Shoulder | B13 | 600 | 773 | 23.61 | 35.48 | 37.48 | 2 | 0
2015 | MISO_W_2_PJM_ROR | MISO_W | PJM_ROR | Internal | Shoulder | B14 | 900 | 773 | 0 | 34.56 | 36.06 | 2 | 0
2015 | MISO_W_2_PJM_ROR | MISO_W | PJM_ROR | Internal | Shoulder | B15 | 1203 | 773 | 0 | 33.07 | 34.18 | 2 | 0
2015 | MISO_W_2_PJM_ROR | MISO_W | PJM_ROR | Internal | Summer | B1 | 10 | 773 | 773 | 59.37 | 61.38 | 2 | 0.01
2015 | MISO_W_2_PJM_ROR | MISO_W | PJM_ROR | Internal | Summer | B2 | 25 | 773 | 773 | 57.28 | 59.29 | 2 | 0.01
2015 | MISO_W_2_PJM_ROR | MISO_W | PJM_ROR | Internal | Summer | B3 | 75 | 773 | 0 | 56.41 | 56.94 | 2 | 0
2015 | MISO_W_2_PJM_ROR | MISO_W | PJM_ROR | Internal | Summer | B4 | 100 | 773 | 0 | 55.69 | 56.94 | 2 | 0
2015 | MISO_W_2_PJM_ROR | MISO_W | PJM_ROR | Internal | Summer | B5 | 200 | 773 | 0 | 45.92 | 45.83 | 2 | 0
2015 | MISO_W_2_PJM_ROR | MISO_W | PJM_ROR | Internal | Summer | B6 | 300 | 773 | 0 | 38.46 | 40.45 | 2 | 0
2015 | MISO_W_2_PJM_ROR | MISO_W | PJM_ROR | Internal | Summer | B7 | 400 | 773 | 703.29 | 35.02 | 37.02 | 2 | 0
2015 | MISO_W_2_PJM_ROR | MISO_W | PJM_ROR | Internal | Summer | B8 | 500 | 773 | 122.01 | 32.9 | 34.9 | 2 | 0
2015 | MISO_W_2_PJM_ROR | MISO_W | PJM_ROR | Internal | Summer | B9 | 800 | 773 | 0 | 32.84 | 33.09 | 2 | 0
2015 | MISO_W_2_PJM_ROR | MISO_W | PJM_ROR | Internal | Summer | B10 | 1262 | 773 | 0 | 29.55 | 31.54 | 2 | 0
2015 | MISO_W_2_PJM_ROR | MISO_W | PJM_ROR | Internal | Winter | B16 | 25 | 773 | 773 | 45.59 | 47.6 | 2 | 0.01
2015 | MISO_W_2_PJM_ROR | MISO_W | PJM_ROR | Internal | Winter | B17 | 100 | 773 | 773 | 40.91 | 42.94 | 2 | 0.02
2015 | MISO_W_2_PJM_ROR | MISO_W | PJM_ROR | Internal | Winter | B18 | 400 | 773 | 720.68 | 36.76 | 38.76 | 2 | 0
2015 | MISO_W_2_PJM_ROR | MISO_W | PJM_ROR | Internal | Winter | B19 | 700 | 773 | 0 | 35.48 | 37.2 | 2 | 0
2015 | MISO_W_2_PJM_ROR | MISO_W | PJM_ROR | Internal | Winter | B20 | 935 | 773 | 0 | 31.75 | 32.69 | 2 | 0
2015 | MISO_W_2_SPP_N | MISO_W | SPP_N | Internal | Shoulder | B11 | 25 | 3200 | 391.21 | 45.12 | 52.12 | 7 | 0
2015 | MISO_W_2_SPP_N | MISO_W | SPP_N | Internal | Shoulder | B12 | 200 | 3200 | 0 | 38.19 | 36.34 | 7 | 0
2015 | MISO_W_2_SPP_N | MISO_W | SPP_N | Internal | Shoulder | B13 | 600 | 3200 | 0 | 35.48 | 36.34 | 7 | 0
2015 | MISO_W_2_SPP_N | MISO_W | SPP_N | Internal | Shoulder | B14 | 900 | 3200 | 0 | 34.56 | 36.26 | 7 | 0
2015 | MISO_W_2_SPP_N | MISO_W | SPP_N | Internal | Shoulder | B15 | 1203 | 3200 | 0 | 33.07 | 36.26 | 7 | 0
2015 | MISO_W_2_SPP_N | MISO_W | SPP_N | Internal | Summer | B1 | 10 | 3200 | 0 | 59.37 | 58.76 | 7 | 0
2015 | MISO_W_2_SPP_N | MISO_W | SPP_N | Internal | Summer | B2 | 25 | 3200 | 0 | 57.28 | 58.76 | 7 | 0
2015 | MISO_W_2_SPP_N | MISO_W | SPP_N | Internal | Summer | B3 | 75 | 3200 | 0 | 56.41 | 58.76 | 7 | 0
2015 | MISO_W_2_SPP_N | MISO_W | SPP_N | Internal | Summer | B4 | 100 | 3200 | 0 | 55.69 | 55.7 | 7 | 0
2015 | MISO_W_2_SPP_N | MISO_W | SPP_N | Internal | Summer | B5 | 200 | 3200 | 0 | 45.92 | 52.82 | 7 | 0
2015 | MISO_W_2_SPP_N | MISO_W | SPP_N | Internal | Summer | B6 | 300 | 3200 | 361.31 | 38.46 | 45.46 | 7 | 0
2015 | MISO_W_2_SPP_N | MISO_W | SPP_N | Internal | Summer | B7 | 400 | 3200 | 0 | 35.02 | 36.69 | 7 | 0
2015 | MISO_W_2_SPP_N | MISO_W | SPP_N | Internal | Summer | B8 | 500 | 3200 | 0 | 32.9 | 35.12 | 7 | 0
2015 | MISO_W_2_SPP_N | MISO_W | SPP_N | Internal | Summer | B9 | 800 | 3200 | 0 | 32.84 | 35.04 | 7 | 0
2015 | MISO_W_2_SPP_N | MISO_W | SPP_N | Internal | Summer | B10 | 1262 | 3200 | 0 | 29.55 | 34.55 | 7 | 0
2015 | MISO_W_2_SPP_N | MISO_W | SPP_N | Internal | Winter | B16 | 25 | 3200 | 0 | 45.59 | 41.23 | 7 | 0
2015 | MISO_W_2_SPP_N | MISO_W | SPP_N | Internal | Winter | B17 | 100 | 3200 | 0 | 40.91 | 38.72 | 7 | 0
2015 | MISO_W_2_SPP_N | MISO_W | SPP_N | Internal | Winter | B18 | 400 | 3200 | 0 | 36.76 | 38.63 | 7 | 0
2015 | MISO_W_2_SPP_N | MISO_W | SPP_N | Internal | Winter | B19 | 700 | 3200 | 0 | 35.48 | 38.16 | 7 | 0
2015 | MISO_W_2_SPP_N | MISO_W | SPP_N | Internal | Winter | B20 | 935 | 3200 | 0 | 31.75 | 33.79 | 7 | 0
2015 | MISO_WUMS_2_MISO_MI | MISO_WUMS | MISO_MI | Internal | Shoulder | B11 | 25 | 99 | 0 | 45.12 | 45.12 | 0.01 | 0
2015 | MISO_WUMS_2_MISO_MI | MISO_WUMS | MISO_MI | Internal | Shoulder | B12 | 200 | 99 | 99 | 38.2 | 38.23 | 0.01 | 0.01
2015 | MISO_WUMS_2_MISO_MI | MISO_WUMS | MISO_MI | Internal | Shoulder | B13 | 600 | 99 | 0 | 35.49 | 35.48 | 0.01 | 0
2015 | MISO_WUMS_2_MISO_MI | MISO_WUMS | MISO_MI | Internal | Shoulder | B14 | 900 | 99 | 99 | 34.57 | 34.95 | 0.01 | 0.38
2015 | MISO_WUMS_2_MISO_MI | MISO_WUMS | MISO_MI | Internal | Shoulder | B15 | 1203 | 99 | 0 | 33.08 | 33.03 | 0.01 | 0
2015 | MISO_WUMS_2_MISO_MI | MISO_WUMS | MISO_MI | Internal | Summer | B1 | 10 | 99 | 0 | 59.38 | 59.37 | 0.01 | 0
2015 | MISO_WUMS_2_MISO_MI | MISO_WUMS | MISO_MI | Internal | Summer | B2 | 25 | 99 | 0 | 57.29 | 57.29 | 0.01 | 0
2015 | MISO_WUMS_2_MISO_MI | MISO_WUMS | MISO_MI | Internal | Summer | B3 | 75 | 99 | 0 | 56.43 | 54.94 | 0.01 | 0
2015 | MISO_WUMS_2_MISO_MI | MISO_WUMS | MISO_MI | Internal | Summer | B4 | 100 | 99 | 0 | 55.7 | 51.97 | 0.01 | 0
2015 | MISO_WUMS_2_MISO_MI | MISO_WUMS | MISO_MI | Internal | Summer | B5 | 200 | 99 | 0 | 45.91 | 45.29 | 0.01 | 0
2015 | MISO_WUMS_2_MISO_MI | MISO_WUMS | MISO_MI | Internal | Summer | B6 | 300 | 99 | 64.65 | 38.46 | 38.48 | 0.01 | 0
2015 | MISO_WUMS_2_MISO_MI | MISO_WUMS | MISO_MI | Internal | Summer | B7 | 400 | 99 | 0 | 35.04 | 35.02 | 0.01 | 0
2015 | MISO_WUMS_2_MISO_MI | MISO_WUMS | MISO_MI | Internal | Summer | B8 | 500 | 99 | 74.98 | 32.92 | 32.93 | 0.01 | 0
2015 | MISO_WUMS_2_MISO_MI | MISO_WUMS | MISO_MI | Internal | Summer | B9 | 800 | 99 | 0 | 32.85 | 32.7 | 0.01 | 0
2015 | MISO_WUMS_2_MISO_MI | MISO_WUMS | MISO_MI | Internal | Summer | B10 | 1262 | 99 | 99 | 31.97 | 32.19 | 0.01 | 0.21
2015 | MISO_WUMS_2_MISO_MI | MISO_WUMS | MISO_MI | Internal | Winter | B16 | 25 | 99 | 0 | 45.6 | 45.6 | 0.01 | 0
2015 | MISO_WUMS_2_MISO_MI | MISO_WUMS | MISO_MI | Internal | Winter | B17 | 100 | 99 | 63.47 | 40.92 | 40.94 | 0.01 | 0
2015 | MISO_WUMS_2_MISO_MI | MISO_WUMS | MISO_MI | Internal | Winter | B18 | 400 | 99 | 0 | 36.77 | 36.76 | 0.01 | 0
2015 | MISO_WUMS_2_MISO_MI | MISO_WUMS | MISO_MI | Internal | Winter | B19 | 700 | 99 | 0 | 35.49 | 35.22 | 0.01 | 0
2015 | MISO_WUMS_2_MISO_MI | MISO_WUMS | MISO_MI | Internal | Winter | B20 | 935 | 99 | 0 | 33.03 | 32.19 | 0.01 | 0
2015 | MISO_WUMS_2_MISO_W | MISO_WUMS | MISO_W | Internal | Shoulder | B11 | 25 | 1137 | 0 | 45.12 | 45.12 | 0.01 | 0
2015 | MISO_WUMS_2_MISO_W | MISO_WUMS | MISO_W | Internal | Shoulder | B12 | 200 | 1137 | 0 | 38.2 | 38.19 | 0.01 | 0
2015 | MISO_WUMS_2_MISO_W | MISO_WUMS | MISO_W | Internal | Shoulder | B13 | 600 | 1137 | 0 | 35.49 | 35.48 | 0.01 | 0
2015 | MISO_WUMS_2_MISO_W | MISO_WUMS | MISO_W | Internal | Shoulder | B14 | 900 | 1137 | 0 | 34.57 | 34.56 | 0.01 | 0
2015 | MISO_WUMS_2_MISO_W | MISO_WUMS | MISO_W | Internal | Shoulder | B15 | 1203 | 1137 | 0 | 33.08 | 33.07 | 0.01 | 0
2015 | MISO_WUMS_2_MISO_W | MISO_WUMS | MISO_W | Internal | Summer | B1 | 10 | 1137 | 0 | 59.38 | 59.37 | 0.01 | 0
2015 | MISO_WUMS_2_MISO_W | MISO_WUMS | MISO_W | Internal | Summer | B2 | 25 | 1137 | 0 | 57.29 | 57.28 | 0.01 | 0
2015 | MISO_WUMS_2_MISO_W | MISO_WUMS | MISO_W | Internal | Summer | B3 | 75 | 1137 | 0 | 56.43 | 56.41 | 0.01 | 0
2015 | MISO_WUMS_2_MISO_W | MISO_WUMS | MISO_W | Internal | Summer | B4 | 100 | 1137 | 0 | 55.7 | 55.69 | 0.01 | 0
2015 | MISO_WUMS_2_MISO_W | MISO_WUMS | MISO_W | Internal | Summer | B5 | 200 | 1137 | 279.71 | 45.91 | 45.92 | 0.01 | 0
2015 | MISO_WUMS_2_MISO_W | MISO_WUMS | MISO_W | Internal | Summer | B6 | 300 | 1137 | 0 | 38.46 | 38.46 | 0.01 | 0
2015 | MISO_WUMS_2_MISO_W | MISO_WUMS | MISO_W | Internal | Summer | B7 | 400 | 1137 | 0 | 35.04 | 35.02 | 0.01 | 0
2015 | MISO_WUMS_2_MISO_W | MISO_WUMS | MISO_W | Internal | Summer | B8 | 500 | 1137 | 0 | 32.92 | 32.9 | 0.01 | 0
2015 | MISO_WUMS_2_MISO_W | MISO_WUMS | MISO_W | Internal | Summer | B9 | 800 | 1137 | 0 | 32.85 | 32.84 | 0.01 | 0
2015 | MISO_WUMS_2_MISO_W | MISO_WUMS | MISO_W | Internal | Summer | B10 | 1262 | 1137 | 0 | 31.97 | 29.55 | 0.01 | 0
2015 | MISO_WUMS_2_MISO_W | MISO_WUMS | MISO_W | Internal | Winter | B16 | 25 | 1137 | 0 | 45.6 | 45.59 | 0.01 | 0
2015 | MISO_WUMS_2_MISO_W | MISO_WUMS | MISO_W | Internal | Winter | B17 | 100 | 1137 | 0 | 40.92 | 40.91 | 0.01 | 0
2015 | MISO_WUMS_2_MISO_W | MISO_WUMS | MISO_W | Internal | Winter | B18 | 400 | 1137 | 0 | 36.77 | 36.76 | 0.01 | 0
2015 | MISO_WUMS_2_MISO_W | MISO_WUMS | MISO_W | Internal | Winter | B19 | 700 | 1137 | 0 | 35.49 | 35.48 | 0.01 | 0
2015 | MISO_WUMS_2_MISO_W | MISO_WUMS | MISO_W | Internal | Winter | B20 | 935 | 1137 | 0 | 33.03 | 31.75 | 0.01 | 0
2015 | MISO_WUMS_2_PJM_ROR | MISO_WUMS | PJM_ROR | Internal | Shoulder | B11 | 25 | 1600 | 0 | 45.12 | 43.12 | 2 | 0
2015 | MISO_WUMS_2_PJM_ROR | MISO_WUMS | PJM_ROR | Internal | Shoulder | B12 | 200 | 1600 | 155.58 | 38.2 | 40.2 | 2 | 0
2015 | MISO_WUMS_2_PJM_ROR | MISO_WUMS | PJM_ROR | Internal | Shoulder | B13 | 600 | 1600 | 0 | 35.49 | 37.48 | 2 | 0
2015 | MISO_WUMS_2_PJM_ROR | MISO_WUMS | PJM_ROR | Internal | Shoulder | B14 | 900 | 1600 | 0 | 34.57 | 36.06 | 2 | 0
2015 | MISO_WUMS_2_PJM_ROR | MISO_WUMS | PJM_ROR | Internal | Shoulder | B15 | 1203 | 1600 | 0 | 33.08 | 34.18 | 2 | 0
2015 | MISO_WUMS_2_PJM_ROR | MISO_WUMS | PJM_ROR | Internal | Summer | B1 | 10 | 1600 | 1469.9 | 59.38 | 61.38 | 2 | 0
2015 | MISO_WUMS_2_PJM_ROR | MISO_WUMS | PJM_ROR | Internal | Summer | B2 | 25 | 1600 | 605.58 | 57.29 | 59.29 | 2 | 0
2015 | MISO_WUMS_2_PJM_ROR | MISO_WUMS | PJM_ROR | Internal | Summer | B3 | 75 | 1600 | 0 | 56.43 | 56.94 | 2 | 0
2015 | MISO_WUMS_2_PJM_ROR | MISO_WUMS | PJM_ROR | Internal | Summer | B4 | 100 | 1600 | 0 | 55.7 | 56.94 | 2 | 0
2015 | MISO_WUMS_2_PJM_ROR | MISO_WUMS | PJM_ROR | Internal | Summer | B5 | 200 | 1600 | 0 | 45.91 | 45.83 | 2 | 0
2015 | MISO_WUMS_2_PJM_ROR | MISO_WUMS | PJM_ROR | Internal | Summer | B6 | 300 | 1600 | 0 | 38.46 | 40.45 | 2 | 0
2015 | MISO_WUMS_2_PJM_ROR | MISO_WUMS | PJM_ROR | Internal | Summer | B7 | 400 | 1600 | 0 | 35.04 | 37.02 | 2 | 0
2015 | MISO_WUMS_2_PJM_ROR | MISO_WUMS | PJM_ROR | Internal | Summer | B8 | 500 | 1600 | 0 | 32.92 | 34.9 | 2 | 0
2015 | MISO_WUMS_2_PJM_ROR | MISO_WUMS | PJM_ROR | Internal | Summer | B9 | 800 | 1600 | 0 | 32.85 | 33.09 | 2 | 0
2015 | MISO_WUMS_2_PJM_ROR | MISO_WUMS | PJM_ROR | Internal | Summer | B10 | 1262 | 1600 | 0 | 31.97 | 31.54 | 2 | 0
2015 | MISO_WUMS_2_PJM_ROR | MISO_WUMS | PJM_ROR | Internal | Winter | B16 | 25 | 1600 | 1044.97 | 45.6 | 47.6 | 2 | 0
2015 | MISO_WUMS_2_PJM_ROR | MISO_WUMS | PJM_ROR | Internal | Winter | B17 | 100 | 1600 | 1600 | 40.92 | 42.94 | 2 | 0.01
2015 | MISO_WUMS_2_PJM_ROR | MISO_WUMS | PJM_ROR | Internal | Winter | B18 | 400 | 1600 | 0 | 36.77 | 38.76 | 2 | 0
2015 | MISO_WUMS_2_PJM_ROR | MISO_WUMS | PJM_ROR | Internal | Winter | B19 | 700 | 1600 | 0 | 35.49 | 37.2 | 2 | 0
2015 | MISO_WUMS_2_PJM_ROR | MISO_WUMS | PJM_ROR | Internal | Winter | B20 | 935 | 1600 | 0 | 33.03 | 32.69 | 2 | 0
2015 | NE_2_MISO_W | NE | MISO_W | Internal | Shoulder | B11 | 25 | 1600 | 0 | 45.12 | 45.12 | 5 | 0
2015 | NE_2_MISO_W | NE | MISO_W | Internal | Shoulder | B12 | 200 | 1600 | 0 | 36.33 | 38.19 | 5 | 0
2015 | NE_2_MISO_W | NE | MISO_W | Internal | Shoulder | B13 | 600 | 1600 | 0 | 35.48 | 35.48 | 5 | 0
2015 | NE_2_MISO_W | NE | MISO_W | Internal | Shoulder | B14 | 900 | 1600 | 0 | 35.48 | 34.56 | 5 | 0
2015 | NE_2_MISO_W | NE | MISO_W | Internal | Shoulder | B15 | 1203 | 1600 | 0 | 35.35 | 33.07 | 5 | 0
2015 | NE_2_MISO_W | NE | MISO_W | Internal | Summer | B1 | 10 | 1600 | 0 | 58.75 | 59.37 | 5 | 0
2015 | NE_2_MISO_W | NE | MISO_W | Internal | Summer | B2 | 25 | 1600 | 0 | 57.36 | 57.28 | 5 | 0
2015 | NE_2_MISO_W | NE | MISO_W | Internal | Summer | B3 | 75 | 1600 | 0 | 57.36 | 56.41 | 5 | 0
2015 | NE_2_MISO_W | NE | MISO_W | Internal | Summer | B4 | 100 | 1600 | 0 | 55.69 | 55.69 | 5 | 0
2015 | NE_2_MISO_W | NE | MISO_W | Internal | Summer | B5 | 200 | 1600 | 0 | 52.81 | 45.92 | 5 | 0
2015 | NE_2_MISO_W | NE | MISO_W | Internal | Summer | B6 | 300 | 1600 | 0 | 38.46 | 38.46 | 5 | 0
2015 | NE_2_MISO_W | NE | MISO_W | Internal | Summer | B7 | 400 | 1600 | 0 | 35.02 | 35.02 | 5 | 0
2015 | NE_2_MISO_W | NE | MISO_W | Internal | Summer | B8 | 500 | 1600 | 0 | 32.9 | 32.9 | 5 | 0
2015 | NE_2_MISO_W | NE | MISO_W | Internal | Summer | B9 | 800 | 1600 | 0 | 32.84 | 32.84 | 5 | 0
2015 | NE_2_MISO_W | NE | MISO_W | Internal | Summer | B10 | 1262 | 1600 | 0 | 31.59 | 29.55 | 5 | 0
2015 | NE_2_MISO_W | NE | MISO_W | Internal | Winter | B16 | 25 | 1600 | 0 | 41.22 | 45.59 | 5 | 0
2015 | NE_2_MISO_W | NE | MISO_W | Internal | Winter | B17 | 100 | 1600 | 0 | 38.71 | 40.91 | 5 | 0
2015 | NE_2_MISO_W | NE | MISO_W | Internal | Winter | B18 | 400 | 1600 | 0 | 38.15 | 36.76 | 5 | 0
2015 | NE_2_MISO_W | NE | MISO_W | Internal | Winter | B19 | 700 | 1600 | 0 | 38.15 | 35.48 | 5 | 0
2015 | NE_2_MISO_W | NE | MISO_W | Internal | Winter | B20 | 935 | 1600 | 0 | 32.03 | 31.75 | 5 | 0
2015 | NE_2_SPP_N | NE | SPP_N | Internal | Shoulder | B11 | 25 | 1800 | 1800 | 45.12 | 52.12 | 0.01 | 6.99
2015 | NE_2_SPP_N | NE | SPP_N | Internal | Shoulder | B12 | 200 | 1800 | 1019.72 | 36.33 | 36.34 | 0.01 | 0
2015 | NE_2_SPP_N | NE | SPP_N | Internal | Shoulder | B13 | 600 | 1800 | 1800 | 35.48 | 36.34 | 0.01 | 0.85
2015 | NE_2_SPP_N | NE | SPP_N | Internal | Shoulder | B14 | 900 | 1800 | 1800 | 35.48 | 36.26 | 0.01 | 0.77
2015 | NE_2_SPP_N | NE | SPP_N | Internal | Shoulder | B15 | 1203 | 1800 | 1800 | 35.35 | 36.26 | 0.01 | 0.9
2015 | NE_2_SPP_N | NE | SPP_N | Internal | Summer | B1 | 10 | 1800 | 1411.61 | 58.75 | 58.76 | 0.01 | 0
2015 | NE_2_SPP_N | NE | SPP_N | Internal | Summer | B2 | 25 | 1800 | 1800 | 57.36 | 58.76 | 0.01 | 1.4
2015 | NE_2_SPP_N | NE | SPP_N | Internal | Summer | B3 | 75 | 1800 | 1800 | 57.36 | 58.76 | 0.01 | 1.4
2015 | NE_2_SPP_N | NE | SPP_N | Internal | Summer | B4 | 100 | 1800 | 1403.55 | 55.69 | 55.7 | 0.01 | 0
2015 | NE_2_SPP_N | NE | SPP_N | Internal | Summer | B5 | 200 | 1800 | 1710.06 | 52.81 | 52.82 | 0.01 | 0
2015 | NE_2_SPP_N | NE | SPP_N | Internal | Summer | B6 | 300 | 1800 | 1800 | 38.46 | 45.46 | 0.01 | 6.99
2015 | NE_2_SPP_N | NE | SPP_N | Internal | Summer | B7 | 400 | 1800 | 1800 | 35.02 | 36.69 | 0.01 | 1.66
2015 | NE_2_SPP_N | NE | SPP_N | Internal | Summer | B8 | 500 | 1800 | 1800 | 32.9 | 35.12 | 0.01 | 2.2
2015 | NE_2_SPP_N | NE | SPP_N | Internal | Summer | B9 | 800 | 1800 | 1800 | 32.84 | 35.04 | 0.01 | 2.19
2015 | NE_2_SPP_N | NE | SPP_N | Internal | Summer | B10 | 1262 | 1800 | 1800 | 31.59 | 34.55 | 0.01 | 2.95
2015 | NE_2_SPP_N | NE | SPP_N | Internal | Winter | B16 | 25 | 1800 | 957.69 | 41.22 | 41.23 | 0.01 | 0
2015 | NE_2_SPP_N | NE | SPP_N | Internal | Winter | B17 | 100 | 1800 | 1198.61 | 38.71 | 38.72 | 0.01 | 0
2015 | NE_2_SPP_N | NE | SPP_N | Internal | Winter | B18 | 400 | 1800 | 1800 | 38.15 | 38.63 | 0.01 | 0.47
2015 | NE_2_SPP_N | NE | SPP_N | Internal | Winter | B19 | 700 | 1800 | 1776.77 | 38.15 | 38.16 | 0.01 | 0
2015 | NE_2_SPP_N | NE | SPP_N | Internal | Winter | B20 | 935 | 1800 | 1800 | 32.03 | 33.79 | 0.01 | 1.75
2015 | NEISO_2_NYISO_A-F | NEISO | NYISO_A-F | Internal | Shoulder | B11 | 25 | 600 | 0 | 36.73 | 38.16 | 3 | 0
2015 | NEISO_2_NYISO_A-F | NEISO | NYISO_A-F | Internal | Shoulder | B12 | 200 | 600 | 0 | 36.73 | 38.16 | 3 | 0
2015 | NEISO_2_NYISO_A-F | NEISO | NYISO_A-F | Internal | Shoulder | B13 | 600 | 600 | 0 | 36.73 | 38.16 | 3 | 0
2015 | NEISO_2_NYISO_A-F | NEISO | NYISO_A-F | Internal | Shoulder | B14 | 900 | 600 | 0 | 36.73 | 38.16 | 3 | 0
2015 | NEISO_2_NYISO_A-F | NEISO | NYISO_A-F | Internal | Shoulder | B15 | 1203 | 600 | 0 | 36.73 | 38.16 | 3 | 0
2015 | NEISO_2_NYISO_A-F | NEISO | NYISO_A-F | Internal | Summer | B1 | 10 | 600 | 0 | 76.83 | 57.3 | 3 | 0
2015 | NEISO_2_NYISO_A-F | NEISO | NYISO_A-F | Internal | Summer | B2 | 25 | 600 | 0 | 57.03 | 54.03 | 3 | 0
2015 | NEISO_2_NYISO_A-F | NEISO | NYISO_A-F | Internal | Summer | B3 | 75 | 600 | 600 | 47.82 | 51.37 | 3 | 0.55
2015 | NEISO_2_NYISO_A-F | NEISO | NYISO_A-F | Internal | Summer | B4 | 100 | 600 | 600 | 36.24 | 46.57 | 3 | 7.33
2015 | NEISO_2_NYISO_A-F | NEISO | NYISO_A-F | Internal | Summer | B5 | 200 | 600 | 600 | 34.08 | 42.51 | 3 | 5.43
2015 | NEISO_2_NYISO_A-F | NEISO | NYISO_A-F | Internal | Summer | B6 | 300 | 600 | 600 | 34.08 | 39.23 | 3 | 2.15
2015 | NEISO_2_NYISO_A-F | NEISO | NYISO_A-F | Internal | Summer | B7 | 400 | 600 | 600 | 34.08 | 37.74 | 3 | 0.66
2015 | NEISO_2_NYISO_A-F | NEISO | NYISO_A-F | Internal | Summer | B8 | 500 | 600 | 0 | 34.08 | 37.07 | 3 | 0
2015 | NEISO_2_NYISO_A-F | NEISO | NYISO_A-F | Internal | Summer | B9 | 800 | 600 | 0 | 34.08 | 36.75 | 3 | 0
2015 | NEISO_2_NYISO_A-F | NEISO | NYISO_A-F | Internal | Summer | B10 | 1262 | 600 | 0 | 34.08 | 36.75 | 3 | 0
2015 | NEISO_2_NYISO_A-F | NEISO | NYISO_A-F | Internal | Winter | B16 | 25 | 600 | 0 | 44.99 | 43.08 | 3 | 0
2015 | NEISO_2_NYISO_A-F | NEISO | NYISO_A-F | Internal | Winter | B17 | 100 | 600 | 0 | 44.99 | 41.99 | 3 | 0
2015 | NEISO_2_NYISO_A-F | NEISO | NYISO_A-F | Internal | Winter | B18 | 400 | 600 | 0 | 44.99 | 41.99 | 3 | 0
2015 | NEISO_2_NYISO_A-F | NEISO | NYISO_A-F | Internal | Winter | B19 | 700 | 600 | 0 | 44.99 | 41.99 | 3 | 0
2015 | NEISO_2_NYISO_A-F | NEISO | NYISO_A-F | Internal | Winter | B20 | 935 | 600 | 0 | 44.99 | 41.99 | 3 | 0
2015 | NEISO_2_NYISO_G-I | NEISO | NYISO_G-I | Internal | Shoulder | B11 | 25 | 600 | 600 | 36.73 | 40.85 | 3 | 1.12
2015 | NEISO_2_NYISO_G-I | NEISO | NYISO_G-I | Internal | Shoulder | B12 | 200 | 600 | 0 | 36.73 | 39.72 | 3 | 0
2015 | NEISO_2_NYISO_G-I | NEISO | NYISO_G-I | Internal | Shoulder | B13 | 600 | 600 | 0 | 36.73 | 39.38 | 3 | 0
2015 | NEISO_2_NYISO_G-I | NEISO | NYISO_G-I | Internal | Shoulder | B14 | 900 | 600 | 0 | 36.73 | 38.87 | 3 | 0
2015 | NEISO_2_NYISO_G-I | NEISO | NYISO_G-I | Internal | Shoulder | B15 | 1203 | 600 | 0 | 36.73 | 38.43 | 3 | 0
2015 | NEISO_2_NYISO_G-I | NEISO | NYISO_G-I | Internal | Summer | B1 | 10 | 600 | 420.54 | 76.83 | 79.83 | 3 | 0
2015 | NEISO_2_NYISO_G-I | NEISO | NYISO_G-I | Internal | Summer | B2 | 25 | 600 | 600 | 57.03 | 68.04 | 3 | 8.01
2015 | NEISO_2_NYISO_G-I | NEISO | NYISO_G-I | Internal | Summer | B3 | 75 | 600 | 600 | 47.82 | 54.06 | 3 | 3.25
2015 | NEISO_2_NYISO_G-I | NEISO | NYISO_G-I | Internal | Summer | B4 | 100 | 600 | 600 | 36.24 | 50.14 | 3 | 10.9
2015 | NEISO_2_NYISO_G-I | NEISO | NYISO_G-I | Internal | Summer | B5 | 200 | 600 | 600 | 34.08 | 50.14 | 3 | 13.05
2015 | NEISO_2_NYISO_G-I | NEISO | NYISO_G-I | Internal | Summer | B6 | 300 | 600 | 600 | 34.08 | 39.25 | 3 | 2.16
2015 | NEISO_2_NYISO_G-I | NEISO | NYISO_G-I | Internal | Summer | B7 | 400 | 600 | 600 | 34.08 | 37.75 | 3 | 0.67
2015 | NEISO_2_NYISO_G-I | NEISO | NYISO_G-I | Internal | Summer | B8 | 500 | 600 | 261.34 | 34.08 | 37.08 | 3 | 0
2015 | NEISO_2_NYISO_G-I | NEISO | NYISO_G-I | Internal | Summer | B9 | 800 | 600 | 0 | 34.08 | 36.76 | 3 | 0
2015 | NEISO_2_NYISO_G-I | NEISO | NYISO_G-I | Internal | Summer | B10 | 1262 | 600 | 0 | 34.08 | 36.76 | 3 | 0
2015 | NEISO_2_NYISO_G-I | NEISO | NYISO_G-I | Internal | Winter | B16 | 25 | 600 | 600 | 44.99 | 51.77 | 3 | 3.78
2015 | NEISO_2_NYISO_G-I | NEISO | NYISO_G-I | Internal | Winter | B17 | 100 | 600 | 600 | 44.99 | 48.67 | 3 | 0.68
2015 | NEISO_2_NYISO_G-I | NEISO | NYISO_G-I | Internal | Winter | B18 | 400 | 600 | 320.62 | 44.99 | 47.99 | 3 | 0
2015 | NEISO_2_NYISO_G-I | NEISO | NYISO_G-I | Internal | Winter | B19 | 700 | 600 | 113.45 | 44.99 | 47.99 | 3 | 0
2015 | NEISO_2_NYISO_G-I | NEISO | NYISO_G-I | Internal | Winter | B20 | 935 | 600 | 0 | 44.99 | 44.8 | 3 | 0
2015 | NEISO_2_NYISO_J-K | NEISO | NYISO_J-K | Internal | Shoulder | B11 | 25 | 430 | 430 | 36.73 | 40.86 | 3 | 1.13
2015 | NEISO_2_NYISO_J-K | NEISO | NYISO_J-K | Internal | Shoulder | B12 | 200 | 430 | 381.61 | 36.73 | 39.73 | 3 | 0
2015 | NEISO_2_NYISO_J-K | NEISO | NYISO_J-K | Internal | Shoulder | B13 | 600 | 430 | 0 | 36.73 | 39.39 | 3 | 0
2015 | NEISO_2_NYISO_J-K | NEISO | NYISO_J-K | Internal | Shoulder | B14 | 900 | 430 | 0 | 36.73 | 38.88 | 3 | 0
2015 | NEISO_2_NYISO_J-K | NEISO | NYISO_J-K | Internal | Shoulder | B15 | 1203 | 430 | 0 | 36.73 | 38.44 | 3 | 0
2015 | NEISO_2_NYISO_J-K | NEISO | NYISO_J-K | Internal | Summer | B1 | 10 | 430 | 430 | 76.83 | 79.85 | 3 | 0.01
2015 | NEISO_2_NYISO_J-K | NEISO | NYISO_J-K | Internal | Summer | B2 | 25 | 430 | 430 | 57.03 | 68.05 | 3 | 8.02
2015 | NEISO_2_NYISO_J-K | NEISO | NYISO_J-K | Internal | Summer | B3 | 75 | 430 | 430 | 47.82 | 54.07 | 3 | 3.26
2015 | NEISO_2_NYISO_J-K | NEISO | NYISO_J-K | Internal | Summer | B4 | 100 | 430 | 430 | 36.24 | 50.15 | 3 | 10.91
2015 | NEISO_2_NYISO_J-K | NEISO | NYISO_J-K | Internal | Summer | B5 | 200 | 430 | 430 | 34.08 | 50.15 | 3 | 13.07
2015 | NEISO_2_NYISO_J-K | NEISO | NYISO_J-K | Internal | Summer | B6 | 300 | 430 | 430 | 34.08 | 39.26 | 3 | 2.18
2015 | NEISO_2_NYISO_J-K | NEISO | NYISO_J-K | Internal | Summer | B7 | 400 | 430 | 430 | 34.08 | 37.77 | 3 | 0.69
2015 | NEISO_2_NYISO_J-K | NEISO | NYISO_J-K | Internal | Summer | B8 | 500 | 430 | 430 | 34.08 | 37.09 | 3 | 0.01
2015 | NEISO_2_NYISO_J-K | NEISO | NYISO_J-K | Internal | Summer | B9 | 800 | 430 | 0 | 34.08 | 36.77 | 3 | 0
2015 | NEISO_2_NYISO_J-K | NEISO | NYISO_J-K | Internal | Summer | B10 | 1262 | 430 | 0 | 34.08 | 36.77 | 3 | 0
2015 | NEISO_2_NYISO_J-K | NEISO | NYISO_J-K | Internal | Winter | B16 | 25 | 430 | 430 | 44.99 | 51.78 | 3 | 3.79
2015 | NEISO_2_NYISO_J-K | NEISO | NYISO_J-K | Internal | Winter | B17 | 100 | 430 | 430 | 44.99 | 48.68 | 3 | 0.69
2015 | NEISO_2_NYISO_J-K | NEISO | NYISO_J-K | Internal | Winter | B18 | 400 | 430 | 430 | 44.99 | 48.68 | 3 | 0.69
2015 | NEISO_2_NYISO_J-K | NEISO | NYISO_J-K | Internal | Winter | B19 | 700 | 430 | 430 | 44.99 | 48 | 3 | 0.01
2015 | NEISO_2_NYISO_J-K | NEISO | NYISO_J-K | Internal | Winter | B20 | 935 | 430 | 0 | 44.99 | 44.81 | 3 | 0
2015 | NonRTO_Midwest_2_TVA_Transmission | NonRTO_Midwest | TVA_Transmission | Internal | Shoulder | B11 | 25 | 2400 | 0 | 53.14 | 49.12 | 8 | 0
2015 | NonRTO_Midwest_2_TVA_Transmission | NonRTO_Midwest | TVA_Transmission | Internal | Shoulder | B12 | 200 | 2400 | 0 | 46.22 | 42.45 | 8 | 0
2015 | NonRTO_Midwest_2_TVA_Transmission | NonRTO_Midwest | TVA_Transmission | Internal | Shoulder | B13 | 600 | 2400 | 0 | 43.48 | 40.63 | 8 | 0
2015 | NonRTO_Midwest_2_TVA_Transmission | NonRTO_Midwest | TVA_Transmission | Internal | Shoulder | B14 | 900 | 2400 | 0 | 35.82 | 39.74 | 8 | 0
2015 | NonRTO_Midwest_2_TVA_Transmission | NonRTO_Midwest | TVA_Transmission | Internal | Shoulder | B15 | 1203 | 2400 | 0 | 32.75 | 39.01 | 8 | 0
2015 | NonRTO_Midwest_2_TVA_Transmission | NonRTO_Midwest | TVA_Transmission | Internal | Summer | B1 | 10 | 2400 | 0 | 63.36 | 67.38 | 8 | 0
2015 | NonRTO_Midwest_2_TVA_Transmission | NonRTO_Midwest | TVA_Transmission | Internal | Summer | B2 | 25 | 2400 | 0 | 63.36 | 65.29 | 8 | 0
2015 | NonRTO_Midwest_2_TVA_Transmission | NonRTO_Midwest | TVA_Transmission | Internal | Summer | B3 | 75 | 2400 | 0 | 63.36 | 62.94 | 8 | 0
2015 | NonRTO_Midwest_2_TVA_Transmission | NonRTO_Midwest | TVA_Transmission | Internal | Summer | B4 | 100 | 2400 | 0 | 62.94 | 62.94 | 8 | 0
2015 | NonRTO_Midwest_2_TVA_Transmission | NonRTO_Midwest | TVA_Transmission | Internal | Summer | B5 | 200 | 2400 | 0 | 53.31 | 51.64 | 8 | 0
2015 | NonRTO_Midwest_2_TVA_Transmission | NonRTO_Midwest | TVA_Transmission | Internal | Summer | B6 | 300 | 2400 | 0 | 46.46 | 43.43 | 8 | 0
2015 | NonRTO_Midwest_2_TVA_Transmission | NonRTO_Midwest | TVA_Transmission | Internal | Summer | B7 | 400 | 2400 | 0 | 35.47 | 39.64 | 8 | 0
2015 | NonRTO_Midwest_2_TVA_Transmission | NonRTO_Midwest | TVA_Transmission | Internal | Summer | B8 | 500 | 2400 | 0 | 34.6 | 38.47 | 8 | 0
2015 | NonRTO_Midwest_2_TVA_Transmission | NonRTO_Midwest | TVA_Transmission | Internal | Summer | B9 | 800 | 2400 | 0 | 32.75 | 37.93 | 8 | 0
2015 | NonRTO_Midwest_2_TVA_Transmission | NonRTO_Midwest | TVA_Transmission | Internal | Summer | B10 | 1262 | 2400 | 0 | 31.9 | 35.68 | 8 | 0
2015 | NonRTO_Midwest_2_TVA_Transmission | NonRTO_Midwest | TVA_Transmission | Internal | Winter | B16 | 25 | 2400 | 0 | 53.62 | 53.6 | 8 | 0
2015 | NonRTO_Midwest_2_TVA_Transmission | NonRTO_Midwest | TVA_Transmission | Internal | Winter | B17 | 100 | 2400 | 0 | 48.94 | 44.99 | 8 | 0
2015 | NonRTO_Midwest_2_TVA_Transmission | NonRTO_Midwest | TVA_Transmission | Internal | Winter | B18 | 400 | 2400 | 0 | 44.76 | 41.52 | 8 | 0
2015 | NonRTO_Midwest_2_TVA_Transmission | NonRTO_Midwest | TVA_Transmission | Internal | Winter | B19 | 700 | 2400 | 0 | 35.9 | 40.24 | 8 | 0
2015 | NonRTO_Midwest_2_TVA_Transmission | NonRTO_Midwest | TVA_Transmission | Internal | Winter | B20 | 935 | 2400 | 0 | 32.75 | 38.69 | 8 | 0
2015 | NYISO_A-F_2_IESO | NYISO_A-F | IESO | Internal | Shoulder | B11 | 25 | 1600 | 0 | 38.16 | 27.95 | 7 | 0
2015 | NYISO_A-F_2_IESO | NYISO_A-F | IESO | Internal | Shoulder | B12 | 200 | 1600 | 0 | 38.16 | 27.95 | 7 | 0
2015 | NYISO_A-F_2_IESO | NYISO_A-F | IESO | Internal | Shoulder | B13 | 600 | 1600 | 0 | 38.16 | 27.95 | 7 | 0
2015 | NYISO_A-F_2_IESO | NYISO_A-F | IESO | Internal | Shoulder | B14 | 900 | 1600 | 0 | 38.16 | 27.95 | 7 | 0
2015 | NYISO_A-F_2_IESO | NYISO_A-F | IESO | Internal | Shoulder | B15 | 1203 | 1600 | 0 | 38.16 | 27.95 | 7 | 0
2015 | NYISO_A-F_2_IESO | NYISO_A-F | IESO | Internal | Summer | B1 | 10 | 1600 | 0 | 57.3 | 52.37 | 7 | 0
2015 | NYISO_A-F_2_IESO | NYISO_A-F | IESO | Internal | Summer | B2 | 25 | 1600 | 0 | 54.03 | 50.29 | 7 | 0
2015 | NYISO_A-F_2_IESO | NYISO_A-F | IESO | Internal | Summer | B3 | 75 | 1600 | 0 | 51.37 | 44.37 | 7 | 0
2015 | NYISO_A-F_2_IESO | NYISO_A-F | IESO | Internal | Summer | B4 | 100 | 1600 | 0 | 46.57 | 39.57 | 7 | 0
2015 | NYISO_A-F_2_IESO | NYISO_A-F | IESO | Internal | Summer | B5 | 200 | 1600 | 0 | 42.51 | 35.51 | 7 | 0
2015 | NYISO_A-F_2_IESO | NYISO_A-F | IESO | Internal | Summer | B6 | 300 | 1600 | 0 | 39.23 | 31.48 | 7 | 0
2015 | NYISO_A-F_2_IESO | NYISO_A-F | IESO | Internal | Summer | B7 | 400 | 1600 | 0 | 37.74 | 28.01 | 7 | 0
2015 | NYISO_A-F_2_IESO | NYISO_A-F | IESO | Internal | Summer | B8 | 500 | 1600 | 0 | 37.07 | 25.7 | 7 | 0
2015 | NYISO_A-F_2_IESO | NYISO_A-F | IESO | Internal | Summer | B9 | 800 | 1600 | 0 | 36.75 | 25.7 | 7 | 0
2015 | NYISO_A-F_2_IESO | NYISO_A-F | IESO | Internal | Summer | B10 | 1262 | 1600 | 0 | 36.75 | 25.7 | 7 | 0
2015 | NYISO_A-F_2_IESO | NYISO_A-F | IESO | Internal | Winter | B16 | 25 | 1600 | 0 | 43.08 | 36.08 | 7 | 0
2015 | NYISO_A-F_2_IESO | NYISO_A-F | IESO | Internal | Winter | B17 | 100 | 1600 | 0 | 41.99 | 33.94 | 7 | 0
2015 | NYISO_A-F_2_IESO | NYISO_A-F | IESO | Internal | Winter | B18 | 400 | 1600 | 0 | 41.99 | 29.76 | 7 | 0
2015 | NYISO_A-F_2_IESO | NYISO_A-F | IESO | Internal | Winter | B19 | 700 | 1600 | 0 | 41.99 | 29.76 | 7 | 0
2015 | NYISO_A-F_2_IESO | NYISO_A-F | IESO | Internal | Winter | B20 | 935 | 1600 | 0 | 41.99 | 29.76 | 7 | 0
2015 | NYISO_A-F_2_NEISO | NYISO_A-F | NEISO | Internal | Shoulder | B11 | 25 | 600 | 0 | 38.16 | 36.73 | 3 | 0
2015 | NYISO_A-F_2_NEISO | NYISO_A-F | NEISO | Internal | Shoulder | B12 | 200 | 600 | 0 | 38.16 | 36.73 | 3 | 0
2015 | NYISO_A-F_2_NEISO | NYISO_A-F | NEISO | Internal | Shoulder | B13 | 600 | 600 | 0 | 38.16 | 36.73 | 3 | 0
2015 | NYISO_A-F_2_NEISO | NYISO_A-F | NEISO | Internal | Shoulder | B14 | 900 | 600 | 0 | 38.16 | 36.73 | 3 | 0
2015 | NYISO_A-F_2_NEISO | NYISO_A-F | NEISO | Internal | Shoulder | B15 | 1203 | 600 | 0 | 38.16 | 36.73 | 3 | 0
2015 | NYISO_A-F_2_NEISO | NYISO_A-F | NEISO | Internal | Summer | B1 | 10 | 600 | 600 | 57.3 | 76.83 | 3 | 16.53
2015 | NYISO_A-F_2_NEISO | NYISO_A-F | NEISO | Internal | Summer | B2 | 25 | 600 | 345.79 | 54.03 | 57.03 | 3 | 0
2015 | NYISO_A-F_2_NEISO | NYISO_A-F | NEISO | Internal | Summer | B3 | 75 | 600 | 0 | 51.37 | 47.82 | 3 | 0
2015 | NYISO_A-F_2_NEISO | NYISO_A-F | NEISO | Internal | Summer | B4 | 100 | 600 | 0 | 46.57 | 36.24 | 3 | 0
2015 | NYISO_A-F_2_NEISO | NYISO_A-F | NEISO | Internal | Summer | B5 | 200 | 600 | 0 | 42.51 | 34.08 | 3 | 0
2015 | NYISO_A-F_2_NEISO | NYISO_A-F | NEISO | Internal | Summer | B6 | 300 | 600 | 0 | 39.23 | 34.08 | 3 | 0
2015 | NYISO_A-F_2_NEISO | NYISO_A-F | NEISO | Internal | Summer | B7 | 400 | 600 | 0 | 37.74 | 34.08 | 3 | 0
2015 | NYISO_A-F_2_NEISO | NYISO_A-F | NEISO | Internal | Summer | B8 | 500 | 600 | 0 | 37.07 | 34.08 | 3 | 0
2015 | NYISO_A-F_2_NEISO | NYISO_A-F | NEISO | Internal | Summer | B9 | 800 | 600 | 0 | 36.75 | 34.08 | 3 | 0
2015 | NYISO_A-F_2_NEISO | NYISO_A-F | NEISO | Internal | Summer | B10 | 1262 | 600 | 0 | 36.75 | 34.08 | 3 | 0
2015 | NYISO_A-F_2_NEISO | NYISO_A-F | NEISO | Internal | Winter | B16 | 25 | 600 | 0 | 43.08 | 44.99 | 3 | 0
2015 | NYISO_A-F_2_NEISO | NYISO_A-F | NEISO | Internal | Winter | B17 | 100 | 600 | 138.28 | 41.99 | 44.99 | 3 | 0
2015 | NYISO_A-F_2_NEISO | NYISO_A-F | NEISO | Internal | Winter | B18 | 400 | 600 | 197.09 | 41.99 | 44.99 | 3 | 0
2015 | NYISO_A-F_2_NEISO | NYISO_A-F | NEISO | Internal | Winter | B19 | 700 | 600 | 226.16 | 41.99 | 44.99 | 3 | 0
2015 | NYISO_A-F_2_NEISO | NYISO_A-F | NEISO | Internal | Winter | B20 | 935 | 600 | 211.29 | 41.99 | 44.99 | 3 | 0
2015 | NYISO_A-F_2_NYISO_G-I | NYISO_A-F | NYISO_G-I | Internal | Shoulder | B11 | 25 | 4250 | 4250 | 38.16 | 40.85 | 0.01 | 2.68
2015 | NYISO_A-F_2_NYISO_G-I | NYISO_A-F | NYISO_G-I | Internal | Shoulder | B12 | 200 | 4250 | 4250 | 38.16 | 39.72 | 0.01 | 1.55
2015 | NYISO_A-F_2_NYISO_G-I | NYISO_A-F | NYISO_G-I | Internal | Shoulder | B13 | 600 | 4250 | 4250 | 38.16 | 39.38 | 0.01 | 1.21
2015 | NYISO_A-F_2_NYISO_G-I | NYISO_A-F | NYISO_G-I | Internal | Shoulder | B14 | 900 | 4250 | 4250 | 38.16 | 38.87 | 0.01 | 0.7
2015 | NYISO_A-F_2_NYISO_G-I | NYISO_A-F | NYISO_G-I | Internal | Shoulder | B15 | 1203 | 4250 | 4250 | 38.16 | 38.43 | 0.01 | 0.26
2015 | NYISO_A-F_2_NYISO_G-I | NYISO_A-F | NYISO_G-I | Internal | Summer | B1 | 10 | 4250 | 4250 | 57.3 | 79.83 | 0.01 | 22.52
2015 | NYISO_A-F_2_NYISO_G-I | NYISO_A-F | NYISO_G-I | Internal | Summer | B2 | 25 | 4250 | 4250 | 54.03 | 68.04 | 0.01 | 14
2015 | NYISO_A-F_2_NYISO_G-I | NYISO_A-F | NYISO_G-I | Internal | Summer | B3 | 75 | 4250 | 4250 | 51.37 | 54.06 | 0.01 | 2.68
2015 | NYISO_A-F_2_NYISO_G-I | NYISO_A-F | NYISO_G-I | Internal | Summer | B4 | 100 | 4250 | 4250 | 46.57 | 50.14 | 0.01 | 3.56
2015 | NYISO_A-F_2_NYISO_G-I | NYISO_A-F | NYISO_G-I | Internal | Summer | B5 | 200 | 4250 | 4250 | 42.51 | 50.14 | 0.01 | 7.61
2015 | NYISO_A-F_2_NYISO_G-I | NYISO_A-F | NYISO_G-I | Internal | Summer | B6 | 300 | 4250 | 4162.5 | 39.23 | 39.25 | 0.01 | 0
2015 | NYISO_A-F_2_NYISO_G-I | NYISO_A-F | NYISO_G-I | Internal | Summer | B7 | 400 | 4250 | 4149.76 | 37.74 | 37.75 | 0.01 | 0
2015 | NYISO_A-F_2_NYISO_G-I | NYISO_A-F | NYISO_G-I | Internal | Summer | B8 | 500 | 4250 | 3942.57 | 37.07 | 37.08 | 0.01 | 0
2015 | NYISO_A-F_2_NYISO_G-I | NYISO_A-F | NYISO_G-I | Internal | Summer | B9 | 800 | 4250 | 3741.25 | 36.75 | 36.76 | 0.01 | 0
2015 | NYISO_A-F_2_NYISO_G-I | NYISO_A-F | NYISO_G-I | Internal | Summer | B10 | 1262 | 4250 | 1681.01 | 36.75 | 36.76 | 0.01 | 0
2015 | NYISO_A-F_2_NYISO_G-I | NYISO_A-F | NYISO_G-I | Internal | Winter | B16 | 25 | 4250 | 4250 | 43.08 | 51.77 | 0.01 | 8.68
2015 | NYISO_A-F_2_NYISO_G-I | NYISO_A-F | NYISO_G-I | Internal | Winter | B17 | 100 | 4250 | 4250 | 41.99 | 48.67 | 0.01 | 6.67
2015 | NYISO_A-F_2_NYISO_G-I | NYISO_A-F | NYISO_G-I | Internal | Winter | B18 | 400 | 4250 | 4250 | 41.99 | 47.99 | 0.01 | 5.99
2015 | NYISO_A-F_2_NYISO_G-I | NYISO_A-F | NYISO_G-I | Internal | Winter | B19 | 700 | 4250 | 4250 | 41.99 | 47.99 | 0.01 | 5.99
2015 | NYISO_A-F_2_NYISO_G-I | NYISO_A-F | NYISO_G-I | Internal | Winter | B20 | 935 | 4250 | 4250 | 41.99 | 44.8 | 0.01 | 2.79
2015 | NYISO_A-F_2_PJM_ROM | NYISO_A-F | PJM_ROM | Internal | Shoulder | B11 | 25 | 1000 | 0 | 38.16 | 43.14 | 8 | 0
2015 | NYISO_A-F_2_PJM_ROM | NYISO_A-F | PJM_ROM | Internal | Shoulder | B12 | 200 | 1000 | 0 | 38.16 | 40.22 | 8 | 0
2015 | NYISO_A-F_2_PJM_ROM | NYISO_A-F | PJM_ROM | Internal | Shoulder | B13 | 600 | 1000 | 0 | 38.16 | 37.49 | 8 | 0
2015 | NYISO_A-F_2_PJM_ROM | NYISO_A-F | PJM_ROM | Internal | Shoulder | B14 | 900 | 1000 | 0 | 38.16 | 37.24 | 8 | 0
2015 | NYISO_A-F_2_PJM_ROM | NYISO_A-F | PJM_ROM | Internal | Shoulder | B15 | 1203 | 1000 | 0 | 38.16 | 36.05 | 8 | 0
2015 | NYISO_A-F_2_PJM_ROM | NYISO_A-F | PJM_ROM | Internal | Summer | B1 | 10 | 1000 | 130.02 | 57.3 | 65.3 | 8 | 0
2015 | NYISO_A-F_2_PJM_ROM | NYISO_A-F | PJM_ROM | Internal | Summer | B2 | 25 | 1000 | 17.42 | 54.03 | 62.03 | 8 | 0
2015 | NYISO_A-F_2_PJM_ROM | NYISO_A-F | PJM_ROM | Internal | Summer | B3 | 75 | 1000 | 0 | 51.37 | 56.95 | 8 | 0
2015 | NYISO_A-F_2_PJM_ROM | NYISO_A-F | PJM_ROM | Internal | Summer | B4 | 100 | 1000 | 1000 | 46.57 | 56.95 | 8 | 2.38
2015 | NYISO_A-F_2_PJM_ROM | NYISO_A-F | PJM_ROM | Internal | Summer | B5 | 200 | 1000 | 0 | 42.51 | 45.84 | 8 | 0
2015 | NYISO_A-F_2_PJM_ROM | NYISO_A-F | PJM_ROM | Internal | Summer | B6 | 300 | 1000 | 0 | 39.23 | 40.46 | 8 | 0
2015 | NYISO_A-F_2_PJM_ROM | NYISO_A-F | PJM_ROM | Internal | Summer | B7 | 400 | 1000 | 0 | 37.74 | 37.43 | 8 | 0
2015 | NYISO_A-F_2_PJM_ROM | NYISO_A-F | PJM_ROM | Internal | Summer | B8 | 500 | 1000 | 0 | 37.07 | 36.63 | 8 | 0
2015 | NYISO_A-F_2_PJM_ROM | NYISO_A-F | PJM_ROM | Internal | Summer | B9 | 800 | 1000 | 0 | 36.75 | 35.21 | 8 | 0
2015 | NYISO_A-F_2_PJM_ROM | NYISO_A-F | PJM_ROM | Internal | Summer | B10 | 1262 | 1000 | 0 | 36.75 | 32.6 | 8 | 0
2015 | NYISO_A-F_2_PJM_ROM | NYISO_A-F | PJM_ROM | Internal | Winter | B16 | 25 | 1000 | 0 | 43.08 | 47.62 | 8 | 0
2015 | NYISO_A-F_2_PJM_ROM | NYISO_A-F | PJM_ROM | Internal | Winter | B17 | 100 | 1000 | 0 | 41.99 | 44.29 | 8 | 0
2015 | NYISO_A-F_2_PJM_ROM | NYISO_A-F | PJM_ROM | Internal | Winter | B18 | 400 | 1000 | 0 | 41.99 | 41.95 | 8 | 0
2015 | NYISO_A-F_2_PJM_ROM | NYISO_A-F | PJM_ROM | Internal | Winter | B19 | 700 | 1000 | 0 | 41.99 | 41.55 | 8 | 0
2015 | NYISO_A-F_2_PJM_ROM | NYISO_A-F | PJM_ROM | Internal | Winter | B20 | 935 | 1000 | 0 | 41.99 | 35.99 | 8 | 0
2015 | NYISO_G-I_2_NEISO | NYISO_G-I | NEISO | Internal | Shoulder | B11 | 25 | 600 | 0 | 40.85 | 36.73 | 3 | 0
2015 | NYISO_G-I_2_NEISO | NYISO_G-I | NEISO | Internal | Shoulder | B12 | 200 | 600 | 0 | 39.72 | 36.73 | 3 | 0
2015 | NYISO_G-I_2_NEISO | NYISO_G-I | NEISO | Internal | Shoulder | B13 | 600 | 600 | 0 | 39.38 | 36.73 | 3 | 0
2015 | NYISO_G-I_2_NEISO | NYISO_G-I | NEISO | Internal | Shoulder | B14 | 900 | 600 | 0 | 38.87 | 36.73 | 3 | 0
2015 | NYISO_G-I_2_NEISO | NYISO_G-I | NEISO | Internal | Shoulder | B15 | 1203 | 600 | 0 | 38.43 | 36.73 | 3 | 0
2015 | NYISO_G-I_2_NEISO | NYISO_G-I | NEISO | Internal | Summer | B1 | 10 | 600 | 0 | 79.83 | 76.83 | 3 | 0
2015 | NYISO_G-I_2_NEISO | NYISO_G-I | NEISO | Internal | Summer | B2 | 25 | 600 | 0 | 68.04 | 57.03 | 3 | 0
2015 | NYISO_G-I_2_NEISO | NYISO_G-I | NEISO | Internal | Summer | B3 | 75 | 600 | 0 | 54.06 | 47.82 | 3 | 0
2015 | NYISO_G-I_2_NEISO | NYISO_G-I | NEISO | Internal | Summer | B4 | 100 | 600 | 0 | 50.14 | 36.24 | 3 | 0
2015 | NYISO_G-I_2_NEISO | NYISO_G-I | NEISO | Internal | Summer | B5 | 200 | 600 | 0 | 50.14 | 34.08 | 3 | 0
2015 | NYISO_G-I_2_NEISO | NYISO_G-I | NEISO | Internal | Summer | B6 | 300 | 600 | 0 | 39.25 | 34.08 | 3 | 0
2015 | NYISO_G-I_2_NEISO | NYISO_G-I | NEISO | Internal | Summer | B7 | 400 | 600 | 0 | 37.75 | 34.08 | 3 | 0
2015 | NYISO_G-I_2_NEISO | NYISO_G-I | NEISO | Internal | Summer | B8 | 500 | 600 | 0 | 37.08 | 34.08 | 3 | 0
2015 | NYISO_G-I_2_NEISO | NYISO_G-I | NEISO | Internal | Summer | B9 | 800 | 600 | 0 | 36.76 | 34.08 | 3 | 0
2015 | NYISO_G-I_2_NEISO | NYISO_G-I | NEISO | Internal | Summer | B10 | 1262 | 600 | 0 | 36.76 | 34.08 | 3 | 0
2015 | NYISO_G-I_2_NEISO | NYISO_G-I | NEISO | Internal | Winter | B16 | 25 | 600 | 0 | 51.77 | 44.99 | 3 | 0
2015 | NYISO_G-I_2_NEISO | NYISO_G-I | NEISO | Internal | Winter | B17 | 100 | 600 | 0 | 48.67 | 44.99 | 3 | 0
2015 | NYISO_G-I_2_NEISO | NYISO_G-I | NEISO | Internal | Winter | B18 | 400 | 600 | 0 | 47.99 | 44.99 | 3 | 0
2015 | NYISO_G-I_2_NEISO | NYISO_G-I | NEISO | Internal | Winter | B19 | 700 | 600 | 0 | 47.99 | 44.99 | 3 | 0
2015 | NYISO_G-I_2_NEISO | NYISO_G-I | NEISO | Internal | Winter | B20 | 935 | 600 | 0 | 44.8 | 44.99 | 3 | 0
2015 | NYISO_G-I_2_NYISO_A-F | NYISO_G-I | NYISO_A-F | Internal | Shoulder | B11 | 25 | 1999 | 0 | 40.85 | 38.16 | 0.01 | 0
2015 | NYISO_G-I_2_NYISO_A-F | NYISO_G-I | NYISO_A-F | Internal | Shoulder | B12 | 200 | 1999 | 0 | 39.72 | 38.16 | 0.01 | 0
2015 | NYISO_G-I_2_NYISO_A-F | NYISO_G-I | NYISO_A-F | Internal | Shoulder | B13 | 600 | 1999 | 0 | 39.38 | 38.16 | 0.01 | 0
2015 | NYISO_G-I_2_NYISO_A-F | NYISO_G-I | NYISO_A-F | Internal | Shoulder | B14 | 900 | 1999 | 0 | 38.87 | 38.16 | 0.01 | 0
2015 | NYISO_G-I_2_NYISO_A-F | NYISO_G-I | NYISO_A-F | Internal | Shoulder | B15 | 1203 | 1999 | 0 | 38.43 | 38.16 | 0.01 | 0
2015 | NYISO_G-I_2_NYISO_A-F | NYISO_G-I | NYISO_A-F | Internal | Summer | B1 | 10 | 1999 | 0 | 79.83 | 57.3 | 0.01 | 0
2015 | NYISO_G-I_2_NYISO_A-F | NYISO_G-I | NYISO_A-F | Internal | Summer | B2 | 25 | 1999 | 0 | 68.04 | 54.03 | 0.01 | 0
2015 | NYISO_G-I_2_NYISO_A-F | NYISO_G-I | NYISO_A-F | Internal | Summer | B3 | 75 | 1999 | 0 | 54.06 | 51.37 | 0.01 | 0
2015 | NYISO_G-I_2_NYISO_A-F | NYISO_G-I | NYISO_A-F | Internal | Summer | B4 | 100 | 1999 | 0 | 50.14 | 46.57 | 0.01 | 0
2015 | NYISO_G-I_2_NYISO_A-F | NYISO_G-I | NYISO_A-F | Internal | Summer | B5 | 200 | 1999 | 0 | 50.14 | 42.51 | 0.01 | 0
2015 | NYISO_G-I_2_NYISO_A-F | NYISO_G-I | NYISO_A-F | Internal | Summer | B6 | 300 | 1999 | 0 | 39.25 | 39.23 | 0.01 | 0
2015 | NYISO_G-I_2_NYISO_A-F | NYISO_G-I | NYISO_A-F | Internal | Summer | B7 | 400 | 1999 | 0 | 37.75 | 37.74 | 0.01 | 0
2015 | NYISO_G-I_2_NYISO_A-F | NYISO_G-I | NYISO_A-F | Internal | Summer | B8 | 500 | 1999 | 0 | 37.08 | 37.07 | 0.01 | 0
2015 | NYISO_G-I_2_NYISO_A-F | NYISO_G-I | NYISO_A-F | Internal | Summer | B9 | 800 | 1999 | 0 | 36.76 | 36.75 | 0.01 | 0
2015 | NYISO_G-I_2_NYISO_A-F | NYISO_G-I | NYISO_A-F | Internal | Summer | B10 | 1262 | 1999 | 0 | 36.76 | 36.75 | 0.01 | 0
2015 | NYISO_G-I_2_NYISO_A-F | NYISO_G-I | NYISO_A-F | Internal | Winter | B16 | 25 | 1999 | 0 | 51.77 | 43.08 | 0.01 | 0
2015 | NYISO_G-I_2_NYISO_A-F | NYISO_G-I | NYISO_A-F | Internal | Winter | B17 | 100 | 1999 | 0 | 48.67 | 41.99 | 0.01 | 0
2015 | NYISO_G-I_2_NYISO_A-F | NYISO_G-I | NYISO_A-F | Internal | Winter | B18 | 400 | 1999 | 0 | 47.99 | 41.99 | 0.01 | 0
2015 | NYISO_G-I_2_NYISO_A-F | NYISO_G-I | NYISO_A-F | Internal | Winter | B19 | 700 | 1999 | 0 | 47.99 | 41.99 | 0.01 | 0
2015 | NYISO_G-I_2_NYISO_A-F | NYISO_G-I | NYISO_A-F | Internal | Winter | B20 | 935 | 1999 | 0 | 44.8 | 41.99 | 0.01 | 0
2015 | NYISO_G-I_2_NYISO_J-K | NYISO_G-I | NYISO_J-K | Internal | Shoulder | B11 | 25 | 6130 | 5144.56 | 40.85 | 40.86 | 0.01 | 0
2015 | NYISO_G-I_2_NYISO_J-K | NYISO_G-I | NYISO_J-K | Internal | Shoulder | B12 | 200 | 6130 | 4611.21 | 39.72 | 39.73 | 0.01 | 0
2015 | NYISO_G-I_2_NYISO_J-K | NYISO_G-I | NYISO_J-K | Internal | Shoulder | B13 | 600 | 6130 | 4721.76 | 39.38 | 39.39 | 0.01 | 0
2015 | NYISO_G-I_2_NYISO_J-K | NYISO_G-I | NYISO_J-K | Internal | Shoulder | B14 | 900 | 6130 | 4038.76 | 38.87 | 38.88 | 0.01 | 0
2015 | NYISO_G-I_2_NYISO_J-K | NYISO_G-I | NYISO_J-K | Internal | Shoulder | B15 | 1203 | 6130 | 4443.73 | 38.43 | 38.44 | 0.01 | 0
2015 | NYISO_G-I_2_NYISO_J-K | NYISO_G-I | NYISO_J-K | Internal | Summer | B1 | 10 | 6130 | 4773.86 | 79.83 | 79.85 | 0.01 | 0
2015 | NYISO_G-I_2_NYISO_J-K | NYISO_G-I | NYISO_J-K | Internal | Summer | B2 | 25 | 6130 | 4873.6 | 68.04 | 68.05 | 0.01 | 0
2015 | NYISO_G-I_2_NYISO_J-K | NYISO_G-I | NYISO_J-K | Internal | Summer | B3 | 75 | 6130 | 5001.31 | 54.06 | 54.07 | 0.01 | 0
2015 | NYISO_G-I_2_NYISO_J-K | NYISO_G-I | NYISO_J-K | Internal | Summer | B4 | 100 | 6130 | 5261 | 50.14 | 50.15 | 0.01 | 0
2015 | NYISO_G-I_2_NYISO_J-K | NYISO_G-I | NYISO_J-K | Internal | Summer | B5 | 200 | 6130 | 5391.91 | 50.14 | 50.15 | 0.01 | 0
2015 | NYISO_G-I_2_NYISO_J-K | NYISO_G-I | NYISO_J-K | Internal | Summer | B6 | 300 | 6130 | 5475.47 | 39.25 | 39.26 | 0.01 | 0
2015 | NYISO_G-I_2_NYISO_J-K | NYISO_G-I | NYISO_J-K | Internal | Summer | B7 | 400 | 6130 | 5651.27 | 37.75 | 37.77 | 0.01 | 0
2015 | NYISO_G-I_2_NYISO_J-K | NYISO_G-I | NYISO_J-K | Internal | Summer | B8 | 500 | 6130 | 5255.33 | 37.08 | 37.09 | 0.01 | 0
2015 | NYISO_G-I_2_NYISO_J-K | NYISO_G-I | NYISO_J-K | Internal | Summer | B9 | 800 | 6130 | 4856.95 | 36.76 | 36.77 | 0.01 | 0
2015 | NYISO_G-I_2_NYISO_J-K | NYISO_G-I | NYISO_J-K | Internal | Summer | B10 | 1262 | 6130 | 3182.45 | 36.76 | 36.77 | 0.01 | 0
2015 | NYISO_G-I_2_NYISO_J-K | NYISO_G-I | NYISO_J-K | Internal | Winter | B16 | 25 | 6130 | 5728.25 | 51.77 | 51.78 | 0.01 | 0
2015 | NYISO_G-I_2_NYISO_J-K | NYISO_G-I | NYISO_J-K | Internal | Winter | B17 | 100 | 6130 | 5838.55 | 48.67 | 48.68 | 0.01 | 0
2015 | NYISO_G-I_2_NYISO_J-K | NYISO_G-I | NYISO_J-K | Internal | Winter | B18 | 400 | 6130 | 6130 | 47.99 | 48.68 | 0.01 | 0.68
2015 | NYISO_G-I_2_NYISO_J-K | NYISO_G-I | NYISO_J-K | Internal | Winter | B19 | 700 | 6130 | 6091.14 | 47.99 | 48 | 0.01 | 0
2015 | NYISO_G-I_2_NYISO_J-K | NYISO_G-I | NYISO_J-K | Internal | Winter | B20 | 935 | 6130 | 5296.05 | 44.8 | 44.81 | 0.01 | 0
2015 | NYISO_G-I_2_PJM_E | NYISO_G-I | PJM_E | Internal | Shoulder | B11 | 25 | 1500 | 0 | 40.85 | 43.12 | 8 | 0
2015 | NYISO_G-I_2_PJM_E | NYISO_G-I | PJM_E | Internal | Shoulder | B12 | 200 | 1500 | 0 | 39.72 | 40.23 | 8 | 0
2015 | NYISO_G-I_2_PJM_E | NYISO_G-I | PJM_E | Internal | Shoulder | B13 | 600 | 1500 | 0 | 39.38 | 37.5 | 8 | 0
2015 | NYISO_G-I_2_PJM_E | NYISO_G-I | PJM_E | Internal | Shoulder | B14 | 900 | 1500 | 0 | 38.87 | 37.25 | 8 | 0
2015 | NYISO_G-I_2_PJM_E | NYISO_G-I | PJM_E | Internal | Shoulder | B15 | 1203 | 1500 | 0 | 38.43 | 36.06 | 8 | 0
2015 | NYISO_G-I_2_PJM_E | NYISO_G-I | PJM_E | Internal | Summer | B1 | 10 | 1500 | 0 | 79.83 | 65.31 | 8 | 0
2015 | NYISO_G-I_2_PJM_E | NYISO_G-I | PJM_E | Internal | Summer | B2 | 25 | 1500 | 0 | 68.04 | 62.04 | 8 | 0
2015 | NYISO_G-I_2_PJM_E | NYISO_G-I | PJM_E | Internal | Summer | B3 | 75 | 1500 | 0 | 54.06 | 56.96 | 8 | 0
2015 | NYISO_G-I_2_PJM_E | NYISO_G-I | PJM_E | Internal | Summer | B4 | 100 | 1500 | 0 | 50.14 | 56.96 | 8 | 0
2015 | NYISO_G-I_2_PJM_E | NYISO_G-I | PJM_E | Internal | Summer | B5 | 200 | 1500 | 0 | 50.14 | 45.85 | 8 | 0
2015 | NYISO_G-I_2_PJM_E | NYISO_G-I | PJM_E | Internal | Summer | B6 | 300 | 1500 | 0 | 39.25 | 40.48 | 8 | 0
2015 | NYISO_G-I_2_PJM_E | NYISO_G-I | PJM_E | Internal | Summer | B7 | 400 | 1500 | 0 | 37.75 | 37.44 | 8 | 0
2015 | NYISO_G-I_2_PJM_E | NYISO_G-I | PJM_E | Internal | Summer | B8 | 500 | 1500 | 0 | 37.08 | 36.64 | 8 | 0
2015 | NYISO_G-I_2_PJM_E | NYISO_G-I | PJM_E | Internal | Summer | B9 | 800 | 1500 | 0 | 36.76 | 35.22 | 8 | 0
2015 | NYISO_G-I_2_PJM_E | NYISO_G-I | PJM_E | Internal | Summer | B10 | 1262 | 1500 | 0 | 36.76 | 32.61 | 8 | 0
2015 | NYISO_G-I_2_PJM_E | NYISO_G-I | PJM_E | Internal | Winter | B16 | 25 | 1500 | 0 | 51.77 | 47.63 | 8 | 0
2015 | NYISO_G-I_2_PJM_E | NYISO_G-I | PJM_E | Internal | Winter | B17 | 100 | 1500 | 0 | 48.67 | 44.3 | 8 | 0
2015 | NYISO_G-I_2_PJM_E | NYISO_G-I | PJM_E | Internal | Winter | B18 | 400 | 1500 | 0 | 47.99 | 41.96 | 8 | 0
2015 | NYISO_G-I_2_PJM_E | NYISO_G-I | PJM_E | Internal | Winter | B19 | 700 | 1500 | 0 | 47.99 | 41.56 | 8 | 0
2015 | NYISO_G-I_2_PJM_E | NYISO_G-I | PJM_E | Internal | Winter | B20 | 935 | 1500 | 0 | 44.8 | 36 | 8 | 0
2015 | NYISO_J-K_2_PJM_E | NYISO_J-K | PJM_E | Internal | Shoulder | B11 | 25 | 0.01 | 0 | 40.86 | 43.12 | 8 | 0
2015 | NYISO_J-K_2_PJM_E | NYISO_J-K | PJM_E | Internal | Shoulder | B12 | 200 | 0.01 | 0 | 39.73 | 40.23 | 8 | 0
2015 | NYISO_J-K_2_PJM_E | NYISO_J-K | PJM_E | Internal | Shoulder | B13 | 600 | 0.01 | 0 | 39.39 | 37.5 | 8 | 0
2015 | NYISO_J-K_2_PJM_E | NYISO_J-K | PJM_E | Internal | Shoulder | B14 | 900 | 0.01 | 0 | 38.88 | 37.25 | 8 | 0
2015 | NYISO_J-K_2_PJM_E | NYISO_J-K | PJM_E | Internal | Shoulder | B15 | 1203 | 0.01 | 0 | 38.44 | 36.06 | 8 | 0
2015 | NYISO_J-K_2_PJM_E | NYISO_J-K | PJM_E | Internal | Summer | B1 | 10 | 0.01 | 0 | 79.85 | 65.31 | 8 | 0
2015 | NYISO_J-K_2_PJM_E | NYISO_J-K | PJM_E | Internal | Summer | B2 | 25 | 0.01 | 0 | 68.05 | 62.04 | 8 | 0
2015 | NYISO_J-K_2_PJM_E | NYISO_J-K | PJM_E | Internal | Summer | B3 | 75 | 0.01 | 0 | 54.07 | 56.96 | 8 | 0
2015 | NYISO_J-K_2_PJM_E | NYISO_J-K | PJM_E | Internal | Summer | B4 | 100 | 0.01 | 0 | 50.15 | 56.96 | 8 | 0
2015 | NYISO_J-K_2_PJM_E | NYISO_J-K | PJM_E | Internal | Summer | B5 | 200 | 0.01 | 0 | 50.15 | 45.85 | 8 | 0
2015 | NYISO_J-K_2_PJM_E | NYISO_J-K | PJM_E | Internal | Summer | B6 | 300 | 0.01 | 0 | 39.26 | 40.48 | 8 | 0
2015 | NYISO_J-K_2_PJM_E | NYISO_J-K | PJM_E | Internal | Summer | B7 | 400 | 0.01 | 0 | 37.77 | 37.44 | 8 | 0
2015 | NYISO_J-K_2_PJM_E | NYISO_J-K | PJM_E | Internal | Summer | B8 | 500 | 0.01 | 0 | 37.09 | 36.64 | 8 | 0
2015 | NYISO_J-K_2_PJM_E | NYISO_J-K | PJM_E | Internal | Summer | B9 | 800 | 0.01 | 0 | 36.77 | 35.22 | 8 | 0
2015 | NYISO_J-K_2_PJM_E | NYISO_J-K | PJM_E | Internal | Summer | B10 | 1262 | 0.01 | 0 | 36.77 | 32.61 | 8 | 0
2015 | NYISO_J-K_2_PJM_E | NYISO_J-K | PJM_E | Internal | Winter | B16 | 25 | 0.01 | 0 | 51.78 | 47.63 | 8 | 0
2015 | NYISO_J-K_2_PJM_E | NYISO_J-K | PJM_E | Internal | Winter | B17 | 100 | 0.01 | 0 | 48.68 | 44.3 | 8 | 0
2015 | NYISO_J-K_2_PJM_E | NYISO_J-K | PJM_E | Internal | Winter | B18 | 400 | 0.01 | 0 | 48.68 | 41.96 | 8 | 0
2015 | NYISO_J-K_2_PJM_E | NYISO_J-K | PJM_E | Internal | Winter | B19 | 700 | 0.01 | 0 | 48 | 41.56 | 8 | 0
2015 | NYISO_J-K_2_PJM_E | NYISO_J-K | PJM_E | Internal | Winter | B20 | 935 | 0.01 | 0 | 44.81 | 36 | 8 | 0
2015 | PJM_E_2_NYISO_G-I | PJM_E | NYISO_G-I | Internal | Shoulder | B11 | 25 | 500 | 0 | 43.12 | 40.85 | 6 | 0
2015 | PJM_E_2_NYISO_G-I | PJM_E | NYISO_G-I | Internal | Shoulder | B12 | 200 | 500 | 0 | 40.23 | 39.72 | 6 | 0
2015 | PJM_E_2_NYISO_G-I | PJM_E | NYISO_G-I | Internal | Shoulder | B13 | 600 | 500 | 0 | 37.5 | 39.38 | 6 | 0
2015 | PJM_E_2_NYISO_G-I | PJM_E | NYISO_G-I | Internal | Shoulder | B14 | 900 | 500 | 0 | 37.25 | 38.87 | 6 | 0
2015 | PJM_E_2_NYISO_G-I | PJM_E | NYISO_G-I | Internal | Shoulder | B15 | 1203 | 500 | 0 | 36.06 | 38.43 | 6 | 0
2015 | PJM_E_2_NYISO_G-I | PJM_E | NYISO_G-I | Internal | Summer | B1 | 10 | 500 | 500 | 65.31 | 79.83 | 6 | 8.52
2015 | PJM_E_2_NYISO_G-I | PJM_E | NYISO_G-I | Internal | Summer | B2 | 25 | 500 | 262.61 | 62.04 | 68.04 | 6 | 0
2015 | PJM_E_2_NYISO_G-I | PJM_E | NYISO_G-I | Internal | Summer | B3 | 75 | 500 | 0 | 56.96 | 54.06 | 6 | 0
2015 | PJM_E_2_NYISO_G-I | PJM_E | NYISO_G-I | Internal | Summer | B4 | 100 | 500 | 0 | 56.96 | 50.14 | 6 | 0
2015 | PJM_E_2_NYISO_G-I | PJM_E | NYISO_G-I | Internal | Summer | B5 | 200 | 500 | 0 | 45.85 | 50.14 | 6 | 0
2015 | PJM_E_2_NYISO_G-I | PJM_E | NYISO_G-I | Internal | Summer | B6 | 300 | 500 | 0 | 40.48 | 39.25 | 6 | 0
2015 | PJM_E_2_NYISO_G-I | PJM_E | NYISO_G-I | Internal | Summer | B7 | 400 | 500 | 0 | 37.44 | 37.75 | 6 | 0
2015 | PJM_E_2_NYISO_G-I | PJM_E | NYISO_G-I | Internal | Summer | B8 | 500 | 500 | 0 | 36.64 | 37.08 | 6 | 0
2015 | PJM_E_2_NYISO_G-I | PJM_E | NYISO_G-I | Internal | Summer | B9 | 800 | 500 | 0 | 35.22 | 36.76 | 6 | 0
2015 | PJM_E_2_NYISO_G-I | PJM_E | NYISO_G-I | Internal | Summer | B10 | 1262 | 500 | 0 | 32.61 | 36.76 | 6 | 0
2015 | PJM_E_2_NYISO_G-I | PJM_E | NYISO_G-I | Internal | Winter | B16 | 25 | 500 | 0 | 47.63 | 51.77 | 6 | 0
2015 | PJM_E_2_NYISO_G-I | PJM_E | NYISO_G-I | Internal | Winter | B17 | 100 | 500 | 0 | 44.3 | 48.67 | 6 | 0
2015 | PJM_E_2_NYISO_G-I | PJM_E | NYISO_G-I | Internal | Winter | B18 | 400 | 500 | 500 | 41.96 | 47.99 | 6 | 0.04
2015 | PJM_E_2_NYISO_G-I | PJM_E | NYISO_G-I | Internal | Winter | B19 | 700 | 500 | 500 | 41.56 | 47.99 | 6 | 0.43
2015 | PJM_E_2_NYISO_G-I | PJM_E | NYISO_G-I | Internal | Winter | B20 | 935 | 500 | 500 | 36 | 44.8 | 6 | 2.79
2015 | PJM_E_2_NYISO_J-K | PJM_E | NYISO_J-K | Internal | Shoulder | B11 | 25 | 330 | 0 | 43.12 | 40.86 | 6 | 0
2015 | PJM_E_2_NYISO_J-K | PJM_E | NYISO_J-K | Internal | Shoulder | B12 | 200 | 330 | 0 | 40.23 | 39.73 | 6 | 0
2015 | PJM_E_2_NYISO_J-K | PJM_E | NYISO_J-K | Internal | Shoulder | B13 | 600 | 330 | 0 | 37.5 | 39.39 | 6 | 0
2015 | PJM_E_2_NYISO_J-K | PJM_E | NYISO_J-K | Internal | Shoulder | B14 | 900 | 330 | 0 | 37.25 | 38.88 | 6 | 0
2015 | PJM_E_2_NYISO_J-K | PJM_E | NYISO_J-K | Internal | Shoulder | B15 | 1203 | 330 | 0 | 36.06 | 38.44 | 6 | 0
2015 | PJM_E_2_NYISO_J-K | PJM_E | NYISO_J-K | Internal | Summer | B1 | 10 | 330 | 330 | 65.31 | 79.85 | 6 | 8.53
2015 | PJM_E_2_NYISO_J-K | PJM_E | NYISO_J-K | Internal | Summer | B2 | 25 | 330 | 330 | 62.04 | 68.05 | 6 | 0.01
2015 | PJM_E_2_NYISO_J-K | PJM_E | NYISO_J-K | Internal | Summer | B3 | 75 | 330 | 0 | 56.96 | 54.07 | 6 | 0
2015 | PJM_E_2_NYISO_J-K | PJM_E | NYISO_J-K | Internal | Summer | B4 | 100 | 330 | 0 | 56.96 | 50.15 | 6 | 0
2015 | PJM_E_2_NYISO_J-K | PJM_E | NYISO_J-K | Internal | Summer | B5 | 200 | 330 | 0 | 45.85 | 50.15 | 6 | 0
2015 | PJM_E_2_NYISO_J-K | PJM_E | NYISO_J-K | Internal | Summer | B6 | 300 | 330 | 0 | 40.48 | 39.26 | 6 | 0
2015 | PJM_E_2_NYISO_J-K | PJM_E | NYISO_J-K | Internal | Summer | B7 | 400 | 330 | 0 | 37.44 | 37.77 | 6 | 0
2015 | PJM_E_2_NYISO_J-K | PJM_E | NYISO_J-K | Internal | Summer | B8 | 500 | 330 | 0 | 36.64 | 37.09 | 6 | 0
2015 | PJM_E_2_NYISO_J-K | PJM_E | NYISO_J-K | Internal | Summer | B9 | 800 | 330 | 0 | 35.22 | 36.77 | 6 | 0
2015 | PJM_E_2_NYISO_J-K | PJM_E | NYISO_J-K | Internal | Summer | B10 | 1262 | 330 | 0 | 32.61 | 36.77 | 6 | 0
2015 | PJM_E_2_NYISO_J-K | PJM_E | NYISO_J-K | Internal | Winter | B16 | 25 | 330 | 0 | 47.63 | 51.78 | 6 | 0
2015 | PJM_E_2_NYISO_J-K | PJM_E | NYISO_J-K | Internal | Winter | B17 | 100 | 330 | 0 | 44.3 | 48.68 | 6 | 0
2015 | PJM_E_2_NYISO_J-K | PJM_E | NYISO_J-K | Internal | Winter | B18 | 400 | 330 | 330 | 41.96 | 48.68 | 6 | 0.73
2015 | PJM_E_2_NYISO_J-K | PJM_E | NYISO_J-K | Internal | Winter | B19 | 700 | 330 | 330 | 41.56 | 48 | 6 | 0.44
2015 | PJM_E_2_NYISO_J-K | PJM_E | NYISO_J-K | Internal | Winter | B20 | 935 | 330 | 330 | 36 | 44.81 | 6 | 2.81
2015 | PJM_E_2_PJM_ROM | PJM_E | PJM_ROM | Internal | Shoulder | B11 | 25 | 8000 | 1192.84 | 43.12 | 43.14 | 0.01 | 0
2015 | PJM_E_2_PJM_ROM | PJM_E | PJM_ROM | Internal | Shoulder | B12 | 200 | 8000 | 0 | 40.23 | 40.22 | 0.01 | 0
2015 | PJM_E_2_PJM_ROM | PJM_E | PJM_ROM | Internal | Shoulder | B13 | 600 | 8000 | 0 | 37.5 | 37.49 | 0.01 | 0
2015 | PJM_E_2_PJM_ROM | PJM_E | PJM_ROM | Internal | Shoulder | B14 | 900 | 8000 | 0 | 37.25 | 37.24 | 0.01 | 0
2015 | PJM_E_2_PJM_ROM | PJM_E | PJM_ROM | Internal | Shoulder | B15 | 1203 | 8000 | 0 | 36.06 | 36.05 | 0.01 | 0
2015 | PJM_E_2_PJM_ROM | PJM_E | PJM_ROM | Internal | Summer | B1 | 10 | 8000 | 0 | 65.31 | 65.3 | 0.01 | 0
2015 | PJM_E_2_PJM_ROM | PJM_E | PJM_ROM | Internal | Summer | B2 | 25 | 8000 | 0 | 62.04 | 62.03 | 0.01 | 0
2015 | PJM_E_2_PJM_ROM | PJM_E | PJM_ROM | Internal | Summer | B3 | 75 | 8000 | 0 | 56.96 | 56.95 | 0.01 | 0
2015 | PJM_E_2_PJM_ROM | PJM_E | PJM_ROM | Internal | Summer | B4 | 100 | 8000 | 0 | 56.96 | 56.95 | 0.01 | 0
2015 | PJM_E_2_PJM_ROM | PJM_E | PJM_ROM | Internal | Summer | B5 | 200 | 8000 | 0 | 45.85 | 45.84 | 0.01 | 0
2015 | PJM_E_2_PJM_ROM | PJM_E | PJM_ROM | Internal | Summer | B6 | 300 | 8000 | 0 | 40.48 | 40.46 | 0.01 | 0
2015 | PJM_E_2_PJM_ROM | PJM_E | PJM_ROM | Internal | Summer | B7 | 400 | 8000 | 0 | 37.44 | 37.43 | 0.01 | 0
2015 | PJM_E_2_PJM_ROM | PJM_E | PJM_ROM | Internal | Summer | B8 | 500 | 8000 | 0 | 36.64 | 36.63 | 0.01 | 0
2015 | PJM_E_2_PJM_ROM | PJM_E | PJM_ROM | Internal | Summer | B9 | 800 | 8000 | 0 | 35.22 | 35.21 | 0.01 | 0
2015 | PJM_E_2_PJM_ROM | PJM_E | PJM_ROM | Internal | Summer | B10 | 1262 | 8000 | 0 | 32.61 | 32.6 | 0.01 | 0
2015 | PJM_E_2_PJM_ROM | PJM_E | PJM_ROM | Internal | Winter | B16 | 25 | 8000 | 0 | 47.63 | 47.62 | 0.01 | 0
2015 | PJM_E_2_PJM_ROM | PJM_E | PJM_ROM | Internal | Winter | B17 | 100 | 8000 | 0 | 44.3 | 44.29 | 0.01 | 0
2015 | PJM_E_2_PJM_ROM | PJM_E | PJM_ROM | Internal | Winter | B18 | 400 | 8000 | 0 | 41.96 | 41.95 | 0.01 | 0
2015 | PJM_E_2_PJM_ROM | PJM_E | PJM_ROM | Internal | Winter | B19 | 700 | 8000 | 0 | 41.56 | 41.55 | 0.01 | 0
2015 | PJM_E_2_PJM_ROM | PJM_E | PJM_ROM | Internal | Winter | B20 | 935 | 8000 | 0 | 36 | 35.99 | 0.01 | 0
2015 | PJM_ROR_2_MISO_IN | PJM_ROR | MISO_IN | Internal | Shoulder | B11 | 25 | 909 | 909 | 43.12 | 45.14 | 2 | 0.01
2015 | PJM_ROR_2_MISO_IN | PJM_ROR | MISO_IN | Internal | Shoulder | B12 | 200 | 909 | 0 | 40.2 | 38.22 | 2 | 0
2015 | PJM_ROR_2_MISO_IN | PJM_ROR | MISO_IN | Internal | Shoulder | B13 | 600 | 909 | 0 | 37.48 | 35.48 | 2 | 0
2015 | PJM_ROR_2_MISO_IN | PJM_ROR | MISO_IN | Internal | Shoulder | B14 | 900 | 909 | 0 | 36.06 | 34.94 | 2 | 0
2015 | PJM_ROR_2_MISO_IN | PJM_ROR | MISO_IN | Internal | Shoulder | B15 | 1203 | 909 | 0 | 34.18 | 33.02 | 2 | 0
2015 | PJM_ROR_2_MISO_IN | PJM_ROR | MISO_IN | Internal | Summer | B1 | 10 | 909 | 0 | 61.38 | 59.38 | 2 | 0
2015 | PJM_ROR_2_MISO_IN | PJM_ROR | MISO_IN | Internal | Summer | B2 | 25 | 909 | 0 | 59.29 | 57.3 | 2 | 0
2015 | PJM_ROR_2_MISO_IN | PJM_ROR | MISO_IN | Internal | Summer | B3 | 75 | 909 | 0 | 56.94 | 56.39 | 2 | 0
2015 | PJM_ROR_2_MISO_IN | PJM_ROR | MISO_IN | Internal | Summer | B4 | 100 | 909 | 0 | 56.94 | 54.94 | 2 | 0
2015 | PJM_ROR_2_MISO_IN | PJM_ROR | MISO_IN | Internal | Summer | B5 | 200 | 909 | 0 | 45.83 | 45.31 | 2 | 0
2015 | PJM_ROR_2_MISO_IN | PJM_ROR | MISO_IN | Internal | Summer | B6 | 300 | 909 | 0 | 40.45 | 38.46 | 2 | 0
2015 | PJM_ROR_2_MISO_IN | PJM_ROR | MISO_IN | Internal | Summer | B7 | 400 | 909 | 0 | 37.02 | 35.02 | 2 | 0
2015 | PJM_ROR_2_MISO_IN | PJM_ROR | MISO_IN | Internal | Summer | B8 | 500 | 909 | 0 | 34.9 | 32.92 | 2 | 0
2015 | PJM_ROR_2_MISO_IN | PJM_ROR | MISO_IN | Internal | Summer | B9 | 800 | 909 | 0 | 33.09 | 32.68 | 2 | 0
2015 | PJM_ROR_2_MISO_IN | PJM_ROR | MISO_IN | Internal | Summer | B10 | 1262 | 909 | 0 | 31.54 | 32.18 | 2 | 0
2015 | PJM_ROR_2_MISO_IN | PJM_ROR | MISO_IN | Internal | Winter | B16 | 25 | 909 | 0 | 47.6 | 45.62 | 2 | 0
2015 | PJM_ROR_2_MISO_IN | PJM_ROR | MISO_IN | Internal | Winter | B17 | 100 | 909 | 0 | 42.94 | 40.94 | 2 | 0
2015 | PJM_ROR_2_MISO_IN | PJM_ROR | MISO_IN | Internal | Winter | B18 | 400 | 909 | 0 | 38.76 | 36.76 | 2 | 0
2015 | PJM_ROR_2_MISO_IN | PJM_ROR | MISO_IN | Internal | Winter | B19 | 700 | 909 | 0 | 37.2 | 35.21 | 2 | 0
2015 | PJM_ROR_2_MISO_IN | PJM_ROR | MISO_IN | Internal | Winter | B20 | 935 | 909 | 0 | 32.69 | 32.18 | 2 | 0
2015 | PJM_ROR_2_MISO_MI | PJM_ROR | MISO_MI | Internal | Shoulder | B11 | 25 | 1305 | 15.77 | 43.12 | 45.12 | 2 | 0
2015 | PJM_ROR_2_MISO_MI | PJM_ROR | MISO_MI | Internal | Shoulder | B12 | 200 | 1305 | 0 | 40.2 | 38.23 | 2 | 0
2015 | PJM_ROR_2_MISO_MI | PJM_ROR | MISO_MI | Internal | Shoulder | B13 | 600 | 1305 | 0 | 37.48 | 35.48 | 2 | 0
2015 | PJM_ROR_2_MISO_MI | PJM_ROR | MISO_MI | Internal | Shoulder | B14 | 900 | 1305 | 0 | 36.06 | 34.95 | 2 | 0
2015 | PJM_ROR_2_MISO_MI | PJM_ROR | MISO_MI | Internal | Shoulder | B15 | 1203 | 1305 | 0 | 34.18 | 33.03 | 2 | 0
2015 | PJM_ROR_2_MISO_MI | PJM_ROR | MISO_MI | Internal | Summer | B1 | 10 | 1305 | 0 | 61.38 | 59.37 | 2 | 0
2015 | PJM_ROR_2_MISO_MI | PJM_ROR | MISO_MI | Internal | Summer | B2 | 25 | 1305 | 0 | 59.29 | 57.29 | 2 | 0
2015 | PJM_ROR_2_MISO_MI | PJM_ROR | MISO_MI | Internal | Summer | B3 | 75 | 1305 | 0 | 56.94 | 54.94 | 2 | 0
2015 | PJM_ROR_2_MISO_MI | PJM_ROR | MISO_MI | Internal | Summer | B4 | 100 | 1305 | 0 | 56.94 | 51.97 | 2 | 0
2015 | PJM_ROR_2_MISO_MI | PJM_ROR | MISO_MI | Internal | Summer | B5 | 200 | 1305 | 0 | 45.83 | 45.29 | 2 | 0
2015 | PJM_ROR_2_MISO_MI | PJM_ROR | MISO_MI | Internal | Summer | B6 | 300 | 1305 | 0 | 40.45 | 38.48 | 2 | 0
2015 | PJM_ROR_2_MISO_MI | PJM_ROR | MISO_MI | Internal | Summer | B7 | 400 | 1305 | 0 | 37.02 | 35.02 | 2 | 0
2015 | PJM_ROR_2_MISO_MI | PJM_ROR | MISO_MI | Internal | Summer | B8 | 500 | 1305 | 0 | 34.9 | 32.93 | 2 | 0
2015 | PJM_ROR_2_MISO_MI | PJM_ROR | MISO_MI | Internal | Summer | B9 | 800 | 1305 | 0 | 33.09 | 32.7 | 2 | 0
2015 | PJM_ROR_2_MISO_MI | PJM_ROR | MISO_MI | Internal | Summer | B10 | 1262 | 1305 | 0 | 31.54 | 32.19 | 2 | 0
2015 | PJM_ROR_2_MISO_MI | PJM_ROR | MISO_MI | Internal | Winter | B16 | 25 | 1305 | 0 | 47.6 | 45.6 | 2 | 0
2015 | PJM_ROR_2_MISO_MI | PJM_ROR | MISO_MI | Internal | Winter | B17 | 100 | 1305 | 0 | 42.94 | 40.94 | 2 | 0
2015 | PJM_ROR_2_MISO_MI | PJM_ROR | MISO_MI | Internal | Winter | B18 | 400 | 1305 | 0 | 38.76 | 36.76 | 2 | 0
2015 | PJM_ROR_2_MISO_MI | PJM_ROR | MISO_MI | Internal | Winter | B19 | 700 | 1305 | 0 | 37.2 | 35.22 | 2 | 0
2015 | PJM_ROR_2_MISO_MI | PJM_ROR | MISO_MI | Internal | Winter | B20 | 935 | 1305 | 0 | 32.69 | 32.19 | 2 | 0
2015 | PJM_ROR_2_MISO_MO-IL | PJM_ROR | MISO_MO-IL | Internal | Shoulder | B11 | 25 | 1111 | 103.16 | 43.12 | 45.12 | 2 | 0
2015 | PJM_ROR_2_MISO_MO-IL | PJM_ROR | MISO_MO-IL | Internal | Shoulder | B12 | 200 | 1111 | 0 | 40.2 | 38.2 | 2 | 0
2015 | PJM_ROR_2_MISO_MO-IL | PJM_ROR | MISO_MO-IL | Internal | Shoulder | B13 | 600 | 1111 | 0 | 37.48 | 35.46 | 2 | 0
2015 | PJM_ROR_2_MISO_MO-IL | PJM_ROR | MISO_MO-IL | Internal | Shoulder | B14 | 900 | 1111 | 0 | 36.06 | 34.54 | 2 | 0
2015 | PJM_ROR_2_MISO_MO-IL | PJM_ROR | MISO_MO-IL | Internal | Shoulder | B15 | 1203 | 1111 | 0 | 34.18 | 32.84 | 2 | 0
2015 | PJM_ROR_2_MISO_MO-IL | PJM_ROR | MISO_MO-IL | Internal | Summer | B1 | 10 | 1111 | 0 | 61.38 | 59.38 | 2 | 0
2015 | PJM_ROR_2_MISO_MO-IL | PJM_ROR | MISO_MO-IL | Internal | Summer | B2 | 25 | 1111 | 0 | 59.29 | 57.29 | 2 | 0
2015 | PJM_ROR_2_MISO_MO-IL | PJM_ROR | MISO_MO-IL | Internal | Summer | B3 | 75 | 1111 | 0 | 56.94 | 56.4 | 2 | 0
2015 | PJM_ROR_2_MISO_MO-IL | PJM_ROR | MISO_MO-IL | Internal | Summer | B4 | 100 | 1111 | 0 | 56.94 | 54.94 | 2 | 0
2015 | PJM_ROR_2_MISO_MO-IL | PJM_ROR | MISO_MO-IL | Internal | Summer | B5 | 200 | 1111 | 0 | 45.83 | 45.29 | 2 | 0
2015 | PJM_ROR_2_MISO_MO-IL | PJM_ROR | MISO_MO-IL | Internal | Summer | B6 | 300 | 1111 | 0 | 40.45 | 38.45 | 2 | 0
2015 | PJM_ROR_2_MISO_MO-IL | PJM_ROR | MISO_MO-IL | Internal | Summer | B7 | 400 | 1111 | 0 | 37.02 | 35.01 | 2 | 0
2015 | PJM_ROR_2_MISO_MO-IL | PJM_ROR | MISO_MO-IL | Internal | Summer | B8 | 500 | 1111 | 0 | 34.9 | 32.9 | 2 | 0
2015 | PJM_ROR_2_MISO_MO-IL | PJM_ROR | MISO_MO-IL | Internal | Summer | B9 | 800 | 1111 | 0 | 33.09 | 32.67 | 2 | 0
2015 | PJM_ROR_2_MISO_MO-IL | PJM_ROR | MISO_MO-IL | Internal | Summer | B10 | 1262 | 1111 | 0 | 31.54 | 29.54 | 2 | 0
2015 | PJM_ROR_2_MISO_MO-IL | PJM_ROR | MISO_MO-IL | Internal | Winter | B16 | 25 | 1111 | 0 | 47.6 | 45.6 | 2 | 0
2015 | PJM_ROR_2_MISO_MO-IL | PJM_ROR | MISO_MO-IL | Internal | Winter | B17 | 100 | 1111 | 0 | 42.94 | 40.92 | 2 | 0
2015 | PJM_ROR_2_MISO_MO-IL | PJM_ROR | MISO_MO-IL | Internal | Winter | B18 | 400 | 1111 | 0 | 38.76 | 36.74 | 2 | 0
2015 | PJM_ROR_2_MISO_MO-IL | PJM_ROR | MISO_MO-IL | Internal | Winter | B19 | 700 | 1111 | 0 | 37.2 | 35.2 | 2 | 0
2015 | PJM_ROR_2_MISO_MO-IL | PJM_ROR | MISO_MO-IL | Internal | Winter | B20 | 935 | 1111 | 0 | 32.69 | 31.74 | 2 | 0
2015 | PJM_ROR_2_MISO_W | PJM_ROR | MISO_W | Internal | Shoulder | B11 | 25 | 709 | 308.99 | 43.12 | 45.12 | 2 | 0
2015 | PJM_ROR_2_MISO_W | PJM_ROR | MISO_W | Internal | Shoulder | B12 | 200 | 709 | 0 | 40.2 | 38.19 | 2 | 0
2015 | PJM_ROR_2_MISO_W | PJM_ROR | MISO_W | Internal | Shoulder | B13 | 600 | 709 | 0 | 37.48 | 35.48 | 2 | 0
2015 | PJM_ROR_2_MISO_W | PJM_ROR | MISO_W | Internal | Shoulder | B14 | 900 | 709 | 0 | 36.06 | 34.56 | 2 | 0
2015 | PJM_ROR_2_MISO_W | PJM_ROR | MISO_W | Internal | Shoulder | B15 | 1203 | 709 | 0 | 34.18 | 33.07 | 2 | 0
2015 | PJM_ROR_2_MISO_W | PJM_ROR | MISO_W | Internal | Summer | B1 | 10 | 709 | 0 | 61.38 | 59.37 | 2 | 0
2015 | PJM_ROR_2_MISO_W | PJM_ROR | MISO_W | Internal | Summer | B2 | 25 | 709 | 0 | 59.29 | 57.28 | 2 | 0
2015 | PJM_ROR_2_MISO_W | PJM_ROR | MISO_W | Internal | Summer | B3 | 75 | 709 | 0 | 56.94 | 56.41 | 2 | 0
2015 | PJM_ROR_2_MISO_W | PJM_ROR | MISO_W | Internal | Summer | B4 | 100 | 709 | 0 | 56.94 | 55.69 | 2 | 0
2015 | PJM_ROR_2_MISO_W | PJM_ROR | MISO_W | Internal | Summer | B5 | 200 | 709 | 0 | 45.83 | 45.92 | 2 | 0
2015 | PJM_ROR_2_MISO_W | PJM_ROR | MISO_W | Internal | Summer | B6 | 300 | 709 | 0 | 40.45 | 38.46 | 2 | 0
2015 | PJM_ROR_2_MISO_W | PJM_ROR | MISO_W | Internal | Summer | B7 | 400 | 709 | 0 | 37.02 | 35.02 | 2 | 0
2015 | PJM_ROR_2_MISO_W | PJM_ROR | MISO_W | Internal | Summer | B8 | 500 | 709 | 0 | 34.9 | 32.9 | 2 | 0
2015 | PJM_ROR_2_MISO_W | PJM_ROR | MISO_W | Internal | Summer | B9 | 800 | 709 | 0 | 33.09 | 32.84 | 2 | 0
2015 | PJM_ROR_2_MISO_W | PJM_ROR | MISO_W | Internal | Summer | B10 | 1262 | 709 | 0 | 31.54 | 29.55 | 2 | 0
2015 | PJM_ROR_2_MISO_W | PJM_ROR | MISO_W | Internal | Winter | B16 | 25 | 709 | 0 | 47.6 | 45.59 | 2 | 0
2015 | PJM_ROR_2_MISO_W | PJM_ROR | MISO_W | Internal | Winter | B17 | 100 | 709 | 0 | 42.94 | 40.91 | 2 | 0
2015 | PJM_ROR_2_MISO_W | PJM_ROR | MISO_W | Internal | Winter | B18 | 400 | 709 | 0 | 38.76 | 36.76 | 2 | 0
2015 | PJM_ROR_2_MISO_W | PJM_ROR | MISO_W | Internal | Winter | B19 | 700 | 709 | 0 | 37.2 | 35.48 | 2 | 0
2015 | PJM_ROR_2_MISO_W | PJM_ROR | MISO_W | Internal | Winter | B20 | 935 | 709 | 0 | 32.69 | 31.75 | 2 | 0
2015 | PJM_ROR_2_MISO_WUMS | PJM_ROR | MISO_WUMS | Internal | Shoulder | B11 | 25 | 1467 | 290.45 | 43.12 | 45.12 | 2 | 0
2015 | PJM_ROR_2_MISO_WUMS | PJM_ROR | MISO_WUMS | Internal | Shoulder | B12 | 200 | 1467 | 0 | 40.2 | 38.2 | 2 | 0
2015 | PJM_ROR_2_MISO_WUMS | PJM_ROR | MISO_WUMS | Internal | Shoulder | B13 | 600 | 1467 | 0 | 37.48 | 35.49 | 2 | 0
2015 | PJM_ROR_2_MISO_WUMS | PJM_ROR | MISO_WUMS | Internal | Shoulder | B14 | 900 | 1467 | 0 | 36.06 | 34.57 | 2 | 0
2015 | PJM_ROR_2_MISO_WUMS | PJM_ROR | MISO_WUMS | Internal | Shoulder | B15 | 1203 | 1467 | 0 | 34.18 | 33.08 | 2 | 0
2015 | PJM_ROR_2_MISO_WUMS | PJM_ROR | MISO_WUMS | Internal | Summer | B1 | 10 | 1467 | 0 | 61.38 | 59.38 | 2 | 0
2015 | PJM_ROR_2_MISO_WUMS | PJM_ROR | MISO_WUMS | Internal | Summer | B2 | 25 | 1467 | 0 | 59.29 | 57.29 | 2 | 0
2015 | PJM_ROR_2_MISO_WUMS | PJM_ROR | MISO_WUMS | Internal | Summer | B3 | 75 | 1467 | 0 | 56.94 | 56.43 | 2 | 0
2015 | PJM_ROR_2_MISO_WUMS | PJM_ROR | MISO_WUMS | Internal | Summer | B4 | 100 | 1467 | 0 | 56.94 | 55.7 | 2 | 0
2015 | PJM_ROR_2_MISO_WUMS | PJM_ROR | MISO_WUMS | Internal | Summer | B5 | 200 | 1467 | 0 | 45.83 | 45.91 | 2 | 0
2015 | PJM_ROR_2_MISO_WUMS | PJM_ROR | MISO_WUMS | Internal | Summer | B6 | 300 | 1467 | 0 | 40.45 | 38.46 | 2 | 0
2015 | PJM_ROR_2_MISO_WUMS | PJM_ROR | MISO_WUMS | Internal | Summer | B7 | 400 | 1467 | 0 | 37.02 | 35.04 | 2 | 0
2015 | PJM_ROR_2_MISO_WUMS | PJM_ROR | MISO_WUMS | Internal | Summer | B8 | 500 | 1467 | 0 | 34.9 | 32.92 | 2 | 0
2015 | PJM_ROR_2_MISO_WUMS | PJM_ROR | MISO_WUMS | Internal | Summer | B9 | 800 | 1467 | 0 | 33.09 | 32.85 | 2 | 0
2015 | PJM_ROR_2_MISO_WUMS | PJM_ROR | MISO_WUMS | Internal | Summer | B10 | 1262 | 1467 | 0 | 31.54 | 31.97 | 2 | 0
2015 | PJM_ROR_2_MISO_WUMS | PJM_ROR | MISO_WUMS | Internal | Winter | B16 | 25 | 1467 | 0 | 47.6 | 45.6 | 2 | 0
2015 | PJM_ROR_2_MISO_WUMS | PJM_ROR | MISO_WUMS | Internal | Winter | B17 | 100 | 1467 | 0 | 42.94 | 40.92 | 2 | 0
2015 | PJM_ROR_2_MISO_WUMS | PJM_ROR | MISO_WUMS | Internal | Winter | B18 | 400 | 1467 | 0 | 38.76 | 36.77 | 2 | 0
2015 | PJM_ROR_2_MISO_WUMS | PJM_ROR | MISO_WUMS | Internal | Winter | B19 | 700 | 1467 | 0 | 37.2 | 35.49 | 2 | 0
2015 | PJM_ROR_2_MISO_WUMS | PJM_ROR | MISO_WUMS | Internal | Winter | B20 | 935 | 1467 | 0 | 32.69 | 33.03 | 2 | 0
2015 | PJM_ROR_2_PJM_ROM | PJM_ROR | PJM_ROM | Internal | Shoulder | B11 | 25 | 8000 | 472.5 | 43.12 | 43.14 | 0.01 | 0
2015 | PJM_ROR_2_PJM_ROM | PJM_ROR | PJM_ROM | Internal | Shoulder | B12 | 200 | 8000 | 4383.23 | 40.2 | 40.22 | 0.01 | 0
2015 | PJM_ROR_2_PJM_ROM | PJM_ROR | PJM_ROM | Internal | Shoulder | B13 | 600 | 8000 | 6830.82 | 37.48 | 37.49 | 0.01 | 0
2015 | PJM_ROR_2_PJM_ROM | PJM_ROR | PJM_ROM | Internal | Shoulder | B14 | 900 | 8000 | 8000 | 36.06 | 37.24 | 0.01 | 1.17
2015 | PJM_ROR_2_PJM_ROM | PJM_ROR | PJM_ROM | Internal | Shoulder | B15 | 1203 | 8000 | 8000 | 34.18 | 36.05 | 0.01 | 1.86
2015 | PJM_ROR_2_PJM_ROM | PJM_ROR | PJM_ROM | Internal | Summer | B1 | 10 | 8000 | 8000 | 61.38 | 65.3 | 0.01 | 3.91
2015 | PJM_ROR_2_PJM_ROM | PJM_ROR | PJM_ROM | Internal | Summer | B2 | 25 | 8000 | 8000 | 59.29 | 62.03 | 0.01 | 2.72
2015 | PJM_ROR_2_PJM_ROM | PJM_ROR | PJM_ROM | Internal | Summer | B3 | 75 | 8000 | 4952.92 | 56.94 | 56.95 | 0.01 | 0
2015 | PJM_ROR_2_PJM_ROM | PJM_ROR | PJM_ROM | Internal | Summer | B4 | 100 | 8000 | 867.65 | 56.94 | 56.95 | 0.01 | 0
2015 | PJM_ROR_2_PJM_ROM | PJM_ROR | PJM_ROM | Internal | Summer | B5 | 200 | 8000 | 1411.19 | 45.83 | 45.84 | 0.01 | 0
2015 | PJM_ROR_2_PJM_ROM | PJM_ROR | PJM_ROM | Internal | Summer | B6 | 300 | 8000 | 2127.19 | 40.45 | 40.46 | 0.01 | 0
2015 | PJM_ROR_2_PJM_ROM | PJM_ROR | PJM_ROM | Internal | Summer | B7 | 400 | 8000 | 8000 | 37.02 | 37.43 | 0.01 | 0.39
2015 | PJM_ROR_2_PJM_ROM | PJM_ROR | PJM_ROM | Internal | Summer | B8 | 500 | 8000 | 8000 | 34.9 | 36.63 | 0.01 | 1.72
2015 | PJM_ROR_2_PJM_ROM | PJM_ROR | PJM_ROM | Internal | Summer | B9 | 800 | 8000 | 8000 | 33.09 | 35.21 | 0.01 | 2.11
2015 | PJM_ROR_2_PJM_ROM | PJM_ROR | PJM_ROM | Internal | Summer | B10 | 1262 | 8000 | 8000 | 31.54 | 32.6 | 0.01 | 1.04
2015 | PJM_ROR_2_PJM_ROM | PJM_ROR | PJM_ROM | Internal | Winter | B16 | 25 | 8000 | 5061.89 | 47.6 | 47.62 | 0.01 | 0
2015 | PJM_ROR_2_PJM_ROM | PJM_ROR | PJM_ROM | Internal | Winter | B17 | 100 | 8000 | 8000 | 42.94 | 44.29 | 0.01 | 1.35
2015 | PJM_ROR_2_PJM_ROM | PJM_ROR | PJM_ROM | Internal | Winter | B18 | 400 | 8000 | 8000 | 38.76 | 41.95 | 0.01 | 3.18
2015 | PJM_ROR_2_PJM_ROM | PJM_ROR | PJM_ROM | Internal | Winter | B19 | 700 | 8000 | 8000 | 37.2 | 41.55 | 0.01 | 4.34
2015 | PJM_ROR_2_PJM_ROM | PJM_ROR | PJM_ROM | Internal | Winter | B20 | 935 | 8000 | 8000 | 32.69 | 35.99 | 0.01 | 3.29
2015 | PJM_ROR_2_TVA_Transmission | PJM_ROR | TVA_Transmission | Internal | Shoulder | B11 | 25 | 2500 | 892.27 | 43.12 | 49.12 | 6 | 0
2015 | PJM_ROR_2_TVA_Transmission | PJM_ROR | TVA_Transmission | Internal | Shoulder | B12 | 200 | 2500 | 0 | 40.2 | 42.45 | 6 | 0
2015 | PJM_ROR_2_TVA_Transmission | PJM_ROR | TVA_Transmission | Internal | Shoulder | B13 | 600 | 2500 | 0 | 37.48 | 40.63 | 6 | 0
2015 | PJM_ROR_2_TVA_Transmission | PJM_ROR | TVA_Transmission | Internal | Shoulder | B14 | 900 | 2500 | 0 | 36.06 | 39.74 | 6 | 0
2015 | PJM_ROR_2_TVA_Transmission | PJM_ROR | TVA_Transmission | Internal | Shoulder | B15 | 1203 | 2500 | 0 | 34.18 | 39.01 | 6 | 0
2015 | PJM_ROR_2_TVA_Transmission | PJM_ROR | TVA_Transmission | Internal | Summer | B1 | 10 | 2500 | 212.56 | 61.38 | 67.38 | 6 | 0
2015 | PJM_ROR_2_TVA_Transmission | PJM_ROR | TVA_Transmission | Internal | Summer | B2 | 25 | 2500 | 683.71 | 59.29 | 65.29 | 6 | 0
2015 | PJM_ROR_2_TVA_Transmission | PJM_ROR | TVA_Transmission | Internal | Summer | B3 | 75 | 2500 | 1452.41 | 56.94 | 62.94 | 6 | 0
2015 | PJM_ROR_2_TVA_Transmission | PJM_ROR | TVA_Transmission | Internal | Summer | B4 | 100 | 2500 | 473.47 | 56.94 | 62.94 | 6 | 0
2015 | PJM_ROR_2_TVA_Transmission | PJM_ROR | TVA_Transmission | Internal | Summer | B5 | 200 | 2500 | 0 | 45.83 | 51.64 | 6 | 0
2015 | PJM_ROR_2_TVA_Transmission | PJM_ROR | TVA_Transmission | Internal | Summer | B6 | 300 | 2500 | 0 | 40.45 | 43.43 | 6 | 0
2015 | PJM_ROR_2_TVA_Transmission | PJM_ROR | TVA_Transmission | Internal | Summer | B7 | 400 | 2500 | 0 | 37.02 | 39.64 | 6 | 0
2015 | PJM_ROR_2_TVA_Transmission | PJM_ROR | TVA_Transmission | Internal | Summer | B8 | 500 | 2500 | 0 | 34.9 | 38.47 | 6 | 0
2015 | PJM_ROR_2_TVA_Transmission | PJM_ROR | TVA_Transmission | Internal | Summer | B9 | 800 | 2500 | 0 | 33.09 | 37.93 | 6 | 0
2015 | PJM_ROR_2_TVA_Transmission | PJM_ROR | TVA_Transmission | Internal | Summer | B10 | 1262 | 2500 | 0 | 31.54 | 35.68 | 6 | 0
2015 | PJM_ROR_2_TVA_Transmission | PJM_ROR | TVA_Transmission | Internal | Winter | B16 | 25 | 2500 | 526.62 | 47.6 | 53.6 | 6 | 0
2015 | PJM_ROR_2_TVA_Transmission | PJM_ROR | TVA_Transmission | Internal | Winter | B17 | 100 | 2500 | 0 | 42.94 | 44.99 | 6 | 0
2015 | PJM_ROR_2_TVA_Transmission | PJM_ROR | TVA_Transmission | Internal | Winter | B18 | 400 | 2500 | 0 | 38.76 | 41.52 | 6 | 0
2015 | PJM_ROR_2_TVA_Transmission | PJM_ROR | TVA_Transmission | Internal | Winter | B19 | 700 | 2500 | 0 | 37.2 | 40.24 | 6 | 0
2015 | PJM_ROR_2_TVA_Transmission | PJM_ROR | TVA_Transmission | Internal | Winter | B20 | 935 | 2500 | 174.78 | 32.69 | 38.69 | 6 | 0
2015 | PJM_ROR_2_VACAR | PJM_ROR | VACAR | Internal | Shoulder | B11 | 25 | 3000 | 3000 | 43.12 | 51.12 | 6 | 2
2015 | PJM_ROR_2_VACAR | PJM_ROR | VACAR | Internal | Shoulder | B12 | 200 | 3000 | 2829.05 | 40.2 | 46.2 | 6 | 0
2015 | PJM_ROR_2_VACAR | PJM_ROR | VACAR | Internal | Shoulder | B13 | 600 | 3000 | 3000 | 37.48 | 44.54 | 6 | 1.06
2015 | PJM_ROR_2_VACAR | PJM_ROR | VACAR | Internal | Shoulder | B14 | 900 | 3000 | 3000 | 36.06 | 42.6 | 6 | 0.54
2015 | PJM_ROR_2_VACAR | PJM_ROR | VACAR | Internal | Shoulder | B15 | 1203 | 3000 | 3000 | 34.18 | 42.14 | 6 | 1.97
2015 | PJM_ROR_2_VACAR | PJM_ROR | VACAR | Internal | Summer | B1 | 10 | 3000 | 3000 | 61.38 | 68.16 | 6 | 0.78
2015 | PJM_ROR_2_VACAR | PJM_ROR | VACAR | Internal | Summer | B2 | 25 | 3000 | 3000 | 59.29 | 68.16 | 6 | 2.87
2015 | PJM_ROR_2_VACAR | PJM_ROR | VACAR | Internal | Summer | B3 | 75 | 3000 | 3000 | 56.94 | 68.16 | 6 | 5.22
2015 | PJM_ROR_2_VACAR | PJM_ROR | VACAR | Internal | Summer | B4 | 100 | 3000 | 2424.98 | 56.94 | 62.94 | 6 | 0
2015 | PJM_ROR_2_VACAR | PJM_ROR | VACAR | Internal | Summer | B5 | 200 | 3000 | 3000 | 45.83 | 56.32 | 6 | 4.49
2015 | PJM_ROR_2_VACAR | PJM_ROR | VACAR | Internal | Summer | B6 | 300 | 3000 | 3000 | 40.45 | 46.83 | 6 | 0.38
2015 | PJM_ROR_2_VACAR | PJM_ROR | VACAR | Internal | Summer | B7 | 400 | 3000 | 3000 | 37.02 | 45.75 | 6 | 2.73
2015 | PJM_ROR_2_VACAR | PJM_ROR | VACAR | Internal | Summer | B8 | 500 | 3000 | 3000 | 34.9 | 42.6 | 6 | 1.7
2015 | PJM_ROR_2_VACAR | PJM_ROR | VACAR | Internal | Summer | B9 | 800 | 3000 | 3000 | 33.09 | 41.67 | 6 | 2.59
2015 | PJM_ROR_2_VACAR | PJM_ROR | VACAR | Internal | Summer | B10 | 1262 | 3000 | 3000 | 31.54 | 40.46 | 6 | 2.92
2015 | PJM_ROR_2_VACAR | PJM_ROR | VACAR | Internal | Winter | B16 | 25 | 3000 | 3000 | 47.6 | 58.57 | 6 | 4.97
2015 | PJM_ROR_2_VACAR | PJM_ROR | VACAR | Internal | Winter | B17 | 100 | 3000 | 117.61 | 42.94 | 48.94 | 6 | 0
2015 | PJM_ROR_2_VACAR | PJM_ROR | VACAR | Internal | Winter | B18 | 400 | 3000 | 1796 | 38.76 | 44.76 | 6 | 0
2015 | PJM_ROR_2_VACAR | PJM_ROR | VACAR | Internal | Winter | B19 | 700 | 3000 | 942.18 | 37.2 | 43.2 | 6 | 0
2015 | PJM_ROR_2_VACAR | PJM_ROR | VACAR | Internal | Winter | B20 | 935 | 3000 | 3000 | 32.69 | 42.15 | 6 | 3.46
2015 | PJM_ROM_2_NYISO_A-F | PJM_ROM | NYISO_A-F | Internal | Shoulder | B11 | 25 | 2000 | 0 | 43.14 | 38.16 | 6 | 0
2015 | PJM_ROM_2_NYISO_A-F | PJM_ROM | NYISO_A-F | Internal | Shoulder | B12 | 200 | 2000 | 0 | 40.22 | 38.16 | 6 | 0
2015 | PJM_ROM_2_NYISO_A-F | PJM_ROM | NYISO_A-F | Internal | Shoulder | B13 | 600 | 2000 | 0 | 37.49 | 38.16 | 6 | 0
2015 | PJM_ROM_2_NYISO_A-F | PJM_ROM | NYISO_A-F | Internal | Shoulder | B14 | 900 | 2000 | 0 | 37.24 | 38.16 | 6 | 0
2015 | PJM_ROM_2_NYISO_A-F | PJM_ROM | NYISO_A-F | Internal | Shoulder | B15 | 1203 | 2000 | 0 | 36.05 | 38.16 | 6 | 0
2015 | PJM_ROM_2_NYISO_A-F | PJM_ROM | NYISO_A-F | Internal | Summer | B1 | 10 | 2000 | 0 | 65.3 | 57.3 | 6 | 0
2015 | PJM_ROM_2_NYISO_A-F | PJM_ROM | NYISO_A-F | Internal | Summer | B2 | 25 | 2000 | 0 | 62.03 | 54.03 | 6 | 0
2015 | PJM_ROM_2_NYISO_A-F | PJM_ROM | NYISO_A-F | Internal | Summer | B3 | 75 | 2000 | 0 | 56.95 | 51.37 | 6 | 0
2015 | PJM_ROM_2_NYISO_A-F | PJM_ROM | NYISO_A-F | Internal | Summer | B4 | 100 | 2000 | 0 | 56.95 | 46.57 | 6 | 0
2015 | PJM_ROM_2_NYISO_A-F | PJM_ROM | NYISO_A-F | Internal | Summer | B5 | 200 | 2000 | 0 | 45.84 | 42.51 | 6 | 0
2015 | PJM_ROM_2_NYISO_A-F | PJM_ROM | NYISO_A-F | Internal | Summer | B6 | 300 | 2000 | 0 | 40.46 | 39.23 | 6 | 0
2015 | PJM_ROM_2_NYISO_A-F | PJM_ROM | NYISO_A-F | Internal | Summer | B7 | 400 | 2000 | 0 | 37.43 | 37.74 | 6 | 0
2015 | PJM_ROM_2_NYISO_A-F | PJM_ROM | NYISO_A-F | Internal | Summer | B8 | 500 | 2000 | 0 | 36.63 | 37.07 | 6 | 0
2015 | PJM_ROM_2_NYISO_A-F | PJM_ROM | NYISO_A-F | Internal | Summer | B9 | 800 | 2000 | 0 | 35.21 | 36.75 | 6 | 0
2015 | PJM_ROM_2_NYISO_A-F | PJM_ROM | NYISO_A-F | Internal | Summer | B10 | 1262 | 2000 | 0 | 32.6 | 36.75 | 6 | 0
2015 | PJM_ROM_2_NYISO_A-F | PJM_ROM | NYISO_A-F | Internal | Winter | B16 | 25 | 2000 | 0 | 47.62 | 43.08 | 6 | 0
2015 | PJM_ROM_2_NYISO_A-F | PJM_ROM | NYISO_A-F | Internal | Winter | B17 | 100 | 2000 | 0 | 44.29 | 41.99 | 6 | 0
2015 | PJM_ROM_2_NYISO_A-F | PJM_ROM | NYISO_A-F | Internal | Winter | B18 | 400 | 2000 | 0 | 41.95 | 41.99 | 6 | 0
2015 | PJM_ROM_2_NYISO_A-F | PJM_ROM | NYISO_A-F | Internal | Winter | B19 | 700 | 2000 | 0 | 41.55 | 41.99 | 6 | 0
2015 | PJM_ROM_2_NYISO_A-F | PJM_ROM | NYISO_A-F | Internal | Winter | B20 | 935 | 2000 | 215.9 | 35.99 | 41.99 | 6 | 0
2015 | PJM_ROM_2_PJM_E | PJM_ROM | PJM_E | Internal | Shoulder | B11 | 25 | 8000 | 0 | 43.14 | 43.12 | 0.01 | 0
2015 | PJM_ROM_2_PJM_E | PJM_ROM | PJM_E | Internal | Shoulder | B12 | 200 | 8000 | 2726.19 | 40.22 | 40.23 | 0.01 | 0
2015 | PJM_ROM_2_PJM_E | PJM_ROM | PJM_E | Internal | Shoulder | B13 | 600 | 8000 | 3607.44 | 37.49 | 37.5 | 0.01 | 0
2015 | PJM_ROM_2_PJM_E | PJM_ROM | PJM_E | Internal | Shoulder | B14 | 900 | 8000 | 4519.89 | 37.24 | 37.25 | 0.01 | 0
2015 | PJM_ROM_2_PJM_E | PJM_ROM | PJM_E | Internal | Shoulder | B15 | 1203 | 8000 | 3889.85 | 36.05 | 36.06 | 0.01 | 0
2015 | PJM_ROM_2_PJM_E | PJM_ROM | PJM_E | Internal | Summer | B1 | 10 | 8000 | 5341.12 | 65.3 | 65.31 | 0.01 | 0
2015 | PJM_ROM_2_PJM_E | PJM_ROM | PJM_E | Internal | Summer | B2 | 25 | 8000 | 4573.7 | 62.03 | 62.04 | 0.01 | 0
2015 | PJM_ROM_2_PJM_E | PJM_ROM | PJM_E | Internal | Summer | B3 | 75 | 8000 | 3047.04 | 56.95 | 56.96 | 0.01 | 0
2015 | PJM_ROM_2_PJM_E | PJM_ROM | PJM_E | Internal | Summer | B4 | 100 | 8000 | 1102.81 | 56.95 | 56.96 | 0.01 | 0
2015 | PJM_ROM_2_PJM_E | PJM_ROM | PJM_E | Internal | Summer | B5 | 200 | 8000 | 1259.68 | 45.84 | 45.85 | 0.01 | 0
2015 | PJM_ROM_2_PJM_E | PJM_ROM | PJM_E | Internal | Summer | B6 | 300 | 8000 | 176.92 | 40.46 | 40.48 | 0.01 | 0
2015 | PJM_ROM_2_PJM_E | PJM_ROM | PJM_E | Internal | Summer | B7 | 400 | 8000 | 4945.05 | 37.43 | 37.44 | 0.01 | 0
2015 | PJM_ROM_2_PJM_E | PJM_ROM | PJM_E | Internal | Summer | B8 | 500 | 8000 | 3411.55 | 36.63 | 36.64 | 0.01 | 0
2015 | PJM_ROM_2_PJM_E | PJM_ROM | PJM_E | Internal | Summer | B9 | 800 | 8000 | 3289.62 | 35.21 | 35.22 | 0.01 | 0
2015 | PJM_ROM_2_PJM_E | PJM_ROM | PJM_E | Internal | Summer | B10 | 1262 | 8000 | 3256.66 | 32.6 | 32.61 | 0.01 | 0
2015 | PJM_ROM_2_PJM_E | PJM_ROM | PJM_E | Internal | Winter | B16 | 25 | 8000 | 2372.81 | 47.62 | 47.63 | 0.01 | 0
2015 | PJM_ROM_2_PJM_E | PJM_ROM | PJM_E | Internal | Winter | B17 | 100 | 8000 | 4751.82 | 44.29 | 44.3 | 0.01 | 0
2015 | PJM_ROM_2_PJM_E | PJM_ROM | PJM_E | Internal | Winter | B18 | 400 | 8000 | 5723.17 | 41.95 | 41.96 | 0.01 | 0
2015 | PJM_ROM_2_PJM_E | PJM_ROM | PJM_E | Internal | Winter | B19 | 700 | 8000 | 6239.68 | 41.55 | 41.56 | 0.01 | 0
2015 | PJM_ROM_2_PJM_E | PJM_ROM | PJM_E | Internal | Winter | B20 | 935 | 8000 | 3874.28 | 35.99 | 36 | 0.01 | 0
2015 | PJM_ROM_2_PJM_ROR | PJM_ROM | PJM_ROR | Internal | Shoulder | B11 | 25 | 8000 | 0 | 43.14 | 43.12 | 0.01 | 0
2015 | PJM_ROM_2_PJM_ROR | PJM_ROM | PJM_ROR | Internal | Shoulder | B12 | 200 | 8000 | 0 | 40.22 | 40.2 | 0.01 | 0
2015 | PJM_ROM_2_PJM_ROR | PJM_ROM | PJM_ROR | Internal | Shoulder | B13 | 600 | 8000 | 0 | 37.49 | 37.48 | 0.01 | 0
2015 | PJM_ROM_2_PJM_ROR | PJM_ROM | PJM_ROR | Internal | Shoulder | B14 | 900 | 8000 | 0 | 37.24 | 36.06 | 0.01 | 0
2015 | PJM_ROM_2_PJM_ROR | PJM_ROM | PJM_ROR | Internal | Shoulder | B15 | 1203 | 8000 | 0 | 36.05 | 34.18 | 0.01 | 0
2015 | PJM_ROM_2_PJM_ROR | PJM_ROM | PJM_ROR | Internal | Summer | B1 | 10 | 8000 | 0 | 65.3 | 61.38 | 0.01 | 0
2015 | PJM_ROM_2_PJM_ROR | PJM_ROM | PJM_ROR | Internal | Summer | B2 | 25 | 8000 | 0 | 62.03 | 59.29 | 0.01 | 0
2015 | PJM_ROM_2_PJM_ROR | PJM_ROM | PJM_ROR | Internal | Summer | B3 | 75 | 8000 | 0 | 56.95 | 56.94 | 0.01 | 0
2015 | PJM_ROM_2_PJM_ROR | PJM_ROM | PJM_ROR | Internal | Summer | B4 | 100 | 8000 | 0 | 56.95 | 56.94 | 0.01 | 0
2015 | PJM_ROM_2_PJM_ROR | PJM_ROM | PJM_ROR | Internal | Summer | B5 | 200 | 8000 | 0 | 45.84 | 45.83 | 0.01 | 0
2015 | PJM_ROM_2_PJM_ROR | PJM_ROM | PJM_ROR | Internal | Summer | B6 | 300 | 8000 | 0 | 40.46 | 40.45 | 0.01 | 0
2015 | PJM_ROM_2_PJM_ROR | PJM_ROM | PJM_ROR | Internal | Summer | B7 | 400 | 8000 | 0 | 37.43 | 37.02 | 0.01 | 0
2015 | PJM_ROM_2_PJM_ROR | PJM_ROM | PJM_ROR | Internal | Summer | B8 | 500 | 8000 | 0 | 36.63 | 34.9 | 0.01 | 0
2015 | PJM_ROM_2_PJM_ROR | PJM_ROM | PJM_ROR | Internal | Summer | B9 | 800 | 8000 | 0 | 35.21 | 33.09 | 0.01 | 0
2015 | PJM_ROM_2_PJM_ROR | PJM_ROM | PJM_ROR | Internal | Summer | B10 | 1262 | 8000 | 0 | 32.6 | 31.54 | 0.01 | 0
2015 | PJM_ROM_2_PJM_ROR | PJM_ROM | PJM_ROR | Internal | Winter | B16 | 25 | 8000 | 0 | 47.62 | 47.6 | 0.01 | 0
2015 | PJM_ROM_2_PJM_ROR | PJM_ROM | PJM_ROR | Internal | Winter | B17 | 100 | 8000 | 0 | 44.29 | 42.94 | 0.01 | 0
2015 | PJM_ROM_2_PJM_ROR | PJM_ROM | PJM_ROR | Internal | Winter | B18 | 400 | 8000 | 0 | 41.95 | 38.76 | 0.01 | 0
2015 | PJM_ROM_2_PJM_ROR | PJM_ROM | PJM_ROR | Internal | Winter | B19 | 700 | 8000 | 0 | 41.55 | 37.2 | 0.01 | 0
2015 | PJM_ROM_2_PJM_ROR | PJM_ROM | PJM_ROR | Internal | Winter | B20 | 935 | 8000 | 0 | 35.99 | 32.69 | 0.01 | 0
2015 | SOCO_2_FRCC | SOCO | FRCC | Internal | Shoulder | B11 | 25 | 3700 | 3503.13 | 58.12 | 68.12 | 10 | 0
2015 | SOCO_2_FRCC | SOCO | FRCC | Internal | Shoulder | B12 | 200 | 3700 | 1070.78 | 40.4 | 50.4 | 10 | 0
2015 | SOCO_2_FRCC | SOCO | FRCC | Internal | Shoulder | B13 | 600 | 3700 | 0 | 39.02 | 45.85 | 10 | 0
2015 | SOCO_2_FRCC | SOCO | FRCC | Internal | Shoulder | B14 | 900 | 3700 | 0 | 39.02 | 45.06 | 10 | 0
2015 | SOCO_2_FRCC | SOCO | FRCC | Internal | Shoulder | B15 | 1203 | 3700 | 0 | 39.02 | 43.22 | 10 | 0
2015 | SOCO_2_FRCC | SOCO | FRCC | Internal | Summer | B1 | 10 | 3700 | 0 | 64.92 | 71.2 | 10 | 0
2015 | SOCO_2_FRCC | SOCO | FRCC | Internal | Summer | B2 | 25 | 3700 | 0 | 64.92 | 71.2 | 10 | 0
2015 | SOCO_2_FRCC | SOCO | FRCC | Internal | Summer | B3 | 75 | 3700 | 0 | 64.92 | 71.2 | 10 | 0
2015 | SOCO_2_FRCC | SOCO | FRCC | Internal | Summer | B4 | 100 | 3700 | 0 | 62.94 | 71.2 | 10 | 0
2015 | SOCO_2_FRCC | SOCO | FRCC | Internal | Summer | B5 | 200 | 3700 | 3128.15 | 60.27 | 70.27 | 10 | 0
2015 | SOCO_2_FRCC | SOCO | FRCC | Internal | Summer | B6 | 300 | 3700 | 3160.74 | 48.1 | 58.1 | 10 | 0
2015 | SOCO_2_FRCC | SOCO | FRCC | Internal | Summer | B7 | 400 | 3700 | 1443.18 | 43.48 | 53.48 | 10 | 0
2015 | SOCO_2_FRCC | SOCO | FRCC | Internal | Summer | B8 | 500 | 3700 | 655.34 | 39.22 | 49.22 | 10 | 0
2015 | SOCO_2_FRCC | SOCO | FRCC | Internal | Summer | B9 | 800 | 3700 | 0 | 37.88 | 44.39 | 10 | 0
2015 | SOCO_2_FRCC | SOCO | FRCC | Internal | Summer | B10 | 1262 | 3700 | 0 | 37.88 | 42.58 | 10 | 0
2015 | SOCO_2_FRCC | SOCO | FRCC | Internal | Winter | B16 | 25 | 3700 | 2416.83 | 54.23 | 64.23 | 10 | 0
2015 | SOCO_2_FRCC | SOCO | FRCC | Internal | Winter | B17 | 100 | 3700 | 1228.84 | 42.78 | 52.78 | 10 | 0
2015 | SOCO_2_FRCC | SOCO | FRCC | Internal | Winter | B18 | 400 | 3700 | 0 | 41.34 | 47.11 | 10 | 0
2015 | SOCO_2_FRCC | SOCO | FRCC | Internal | Winter | B19 | 700 | 3700 | 0 | 41.34 | 47.11 | 10 | 0
2015 | SOCO_2_FRCC | SOCO | FRCC | Internal | Winter | B20 | 935 | 3700 | 0 | 41.34 | 45.18 | 10 | 0
2015 | SOCO_2_TVA_Transmission | SOCO | TVA_Transmission | Internal | Shoulder | B11 | 25 | 2600 | 0 | 58.12 | 49.12 | 10 | 0
2015 | SOCO_2_TVA_Transmission | SOCO | TVA_Transmission | Internal | Shoulder | B12 | 200 | 2600 | 0 | 40.4 | 42.45 | 10 | 0
2015 | SOCO_2_TVA_Transmission | SOCO | TVA_Transmission | Internal | Shoulder | B13 | 600 | 2600 | 0 | 39.02 | 40.63 | 10 | 0
2015 | SOCO_2_TVA_Transmission | SOCO | TVA_Transmission | Internal | Shoulder | B14 | 900 | 2600 | 0 | 39.02 | 39.74 | 10 | 0
2015 | SOCO_2_TVA_Transmission | SOCO | TVA_Transmission | Internal | Shoulder | B15 | 1203 | 2600 | 0 | 39.02 | 39.01 | 10 | 0
2015 | SOCO_2_TVA_Transmission | SOCO | TVA_Transmission | Internal | Summer | B1 | 10 | 2600 | 0 | 64.92 | 67.38 | 10 | 0
2015 | SOCO_2_TVA_Transmission | SOCO | TVA_Transmission | Internal | Summer | B2 | 25 | 2600 | 0 | 64.92 | 65.29 | 10 | 0
2015 | SOCO_2_TVA_Transmission | SOCO | TVA_Transmission | Internal | Summer | B3 | 75 | 2600 | 0 | 64.92 | 62.94 | 10 | 0
2015 | SOCO_2_TVA_Transmission | SOCO | TVA_Transmission | Internal | Summer | B4 | 100 | 2600 | 0 | 62.94 | 62.94 | 10 | 0
2015 | SOCO_2_TVA_Transmission | SOCO | TVA_Transmission | Internal | Summer | B5 | 200 | 2600 | 0 | 60.27 | 51.64 | 10 | 0
2015 | SOCO_2_TVA_Transmission | SOCO | TVA_Transmission | Internal | Summer | B6 | 300 | 2600 | 0 | 48.1 | 43.43 | 10 | 0
2015 | SOCO_2_TVA_Transmission | SOCO | TVA_Transmission | Internal | Summer | B7 | 400 | 2600 | 0 | 43.48 | 39.64 | 10 | 0
2015 | SOCO_2_TVA_Transmission | SOCO | TVA_Transmission | Internal | Summer | B8 | 500 | 2600 | 0 | 39.22 | 38.47 | 10 | 0
2015 | SOCO_2_TVA_Transmission | SOCO | TVA_Transmission | Internal | Summer | B9 | 800 | 2600 | 0 | 37.88 | 37.93 | 10 | 0
2015 | SOCO_2_TVA_Transmission | SOCO | TVA_Transmission | Internal | Summer | B10 | 1262 | 2600 | 0 | 37.88 | 35.68 | 10 | 0
2015 | SOCO_2_TVA_Transmission | SOCO | TVA_Transmission | Internal | Winter | B16 | 25 | 2600 | 0 | 54.23 | 53.6 | 10 | 0
2015 | SOCO_2_TVA_Transmission | SOCO | TVA_Transmission | Internal | Winter | B17 | 100 | 2600 | 0 | 42.78 | 44.99 | 10 | 0
2015 | SOCO_2_TVA_Transmission | SOCO | TVA_Transmission | Internal | Winter | B18 | 400 | 2600 | 0 | 41.34 | 41.52 | 10 | 0
2015 | SOCO_2_TVA_Transmission | SOCO | TVA_Transmission | Internal | Winter | B19 | 700 | 2600 | 0 | 41.34 | 40.24 | 10 | 0
2015 | SOCO_2_TVA_Transmission | SOCO | TVA_Transmission | Internal | Winter | B20 | 935 | 2600 | 0 | 41.34 | 38.69 | 10 | 0
2015 | SOCO_2_VACAR | SOCO | VACAR | Internal | Shoulder | B11 | 25 | 2000 | 0 | 58.12 | 51.12 | 10 | 0
2015 | SOCO_2_VACAR | SOCO | VACAR | Internal | Shoulder | B12 | 200 | 2000 | 0 | 40.4 | 46.2 | 10 | 0
2015 | SOCO_2_VACAR | SOCO | VACAR | Internal | Shoulder | B13 | 600 | 2000 | 0 | 39.02 | 44.54 | 10 | 0
2015 | SOCO_2_VACAR | SOCO | VACAR | Internal | Shoulder | B14 | 900 | 2000 | 0 | 39.02 | 42.6 | 10 | 0
2015 | SOCO_2_VACAR | SOCO | VACAR | Internal | Shoulder | B15 | 1203 | 2000 | 0 | 39.02 | 42.14 | 10 | 0
2015 | SOCO_2_VACAR | SOCO | VACAR | Internal | Summer | B1 | 10 | 2000 | 0 | 64.92 | 68.16 | 10 | 0
2015 | SOCO_2_VACAR | SOCO | VACAR | Internal | Summer | B2 | 25 | 2000 | 0 | 64.92 | 68.16 | 10 | 0
2015 | SOCO_2_VACAR | SOCO | VACAR | Internal | Summer | B3 | 75 | 2000 | 0 | 64.92 | 68.16 | 10 | 0
2015 | SOCO_2_VACAR | SOCO | VACAR | Internal | Summer | B4 | 100 | 2000 | 0 | 62.94 | 62.94 | 10 | 0
2015 | SOCO_2_VACAR | SOCO | VACAR | Internal | Summer | B5 | 200 | 2000 | 0 | 60.27 | 56.32 | 10 | 0
2015 | SOCO_2_VACAR | SOCO | VACAR | Internal | Summer | B6 | 300 | 2000 | 0 | 48.1 | 46.83 | 10 | 0
2015 | SOCO_2_VACAR | SOCO | VACAR | Internal | Summer | B7 | 400 | 2000 | 0 | 43.48 | 45.75 | 10 | 0
2015 | SOCO_2_VACAR | SOCO | VACAR | Internal | Summer | B8 | 500 | 2000 | 0 | 39.22 | 42.6 | 10 | 0
2015 | SOCO_2_VACAR | SOCO | VACAR | Internal | Summer | B9 | 800 | 2000 | 0 | 37.88 | 41.67 | 10 | 0
2015 | SOCO_2_VACAR | SOCO | VACAR | Internal | Summer | B10 | 1262 | 2000 | 0 | 37.88 | 40.46 | 10 | 0
2015 | SOCO_2_VACAR | SOCO | VACAR | Internal | Winter | B16 | 25 | 2000 | 0 | 54.23 | 58.57 | 10 | 0
2015 | SOCO_2_VACAR | SOCO | VACAR | Internal | Winter | B17 | 100 | 2000 | 0 | 42.78 | 48.94 | 10 | 0
2015 | SOCO_2_VACAR | SOCO | VACAR | Internal | Winter | B18 | 400 | 2000 | 0 | 41.34 | 44.76 | 10 | 0
2015 | SOCO_2_VACAR | SOCO | VACAR | Internal | Winter | B19 | 700 | 2000 | 0 | 41.34 | 43.2 | 10 | 0
2015 | SOCO_2_VACAR | SOCO | VACAR | Internal | Winter | B20 | 935 | 2000 | 0 | 41.34 | 42.15 | 10 | 0
2015 | SPP_N_2_ENT | SPP_N | ENT | Internal | Shoulder | B11 | 25 | 1800 | 0 | 52.12 | 53.12 | 5 | 0
2015 | SPP_N_2_ENT | SPP_N | ENT | Internal | Shoulder | B12 | 200 | 1800 | 0 | 36.34 | 38.05 | 5 | 0
2015 | SPP_N_2_ENT | SPP_N | ENT | Internal | Shoulder | B13 | 600 | 1800 | 0 | 36.34 | 37.78 | 5 | 0
2015 | SPP_N_2_ENT | SPP_N | ENT | Internal | Shoulder | B14 | 900 | 1800 | 0 | 36.26 | 37.78 | 5 | 0
2015 | SPP_N_2_ENT | SPP_N | ENT | Internal | Shoulder | B15 | 1203 | 1800 | 0 | 36.26 | 36.55 | 5 | 0
2015 | SPP_N_2_ENT | SPP_N | ENT | Internal | Summer | B1 | 10 | 1800 | 0 | 58.76 | 59.38 | 5 | 0
2015 | SPP_N_2_ENT | SPP_N | ENT | Internal | Summer | B2 | 25 | 1800 | 0 | 58.76 | 57.29 | 5 | 0
2015 | SPP_N_2_ENT | SPP_N | ENT | Internal | Summer | B3 | 75 | 1800 | 0 | 58.76 | 56.92 | 5 | 0
2015 | SPP_N_2_ENT | SPP_N | ENT | Internal | Summer | B4 | 100 | 1800 | 0 | 55.7 | 54.94 | 5 | 0
2015 | SPP_N_2_ENT | SPP_N | ENT | Internal | Summer | B5 | 200 | 1800 | 0 | 52.82 | 51.84 | 5 | 0
2015 | SPP_N_2_ENT | SPP_N | ENT | Internal | Summer | B6 | 300 | 1800 | 0 | 45.46 | 40.1 | 5 | 0
2015 | SPP_N_2_ENT | SPP_N | ENT | Internal | Summer | B7 | 400 | 1800 | 0 | 36.69 | 36.89 | 5 | 0
2015 | SPP_N_2_ENT | SPP_N | ENT | Internal | Summer | B8 | 500 | 1800 | 0 | 35.12 | 36.89 | 5 | 0
2015 | SPP_N_2_ENT | SPP_N | ENT | Internal | Summer | B9 | 800 | 1800 | 0 | 35.04 | 36.63 | 5 | 0
2015 | SPP_N_2_ENT | SPP_N | ENT | Internal | Summer | B10 | 1262 | 1800 | 0 | 34.55 | 35.44 | 5 | 0
2015 | SPP_N_2_ENT | SPP_N | ENT | Internal | Winter | B16 | 25 | 1800 | 57.25 | 41.23 | 46.23 | 5 | 0
2015 | SPP_N_2_ENT | SPP_N | ENT | Internal | Winter | B17 | 100 | 1800 | 0 | 38.72 | 40.1 | 5 | 0
2015 | SPP_N_2_ENT | SPP_N | ENT | Internal | Winter | B18 | 400 | 1800 | 0 | 38.63 | 40.1 | 5 | 0
2015 | SPP_N_2_ENT | SPP_N | ENT | Internal | Winter | B19 | 700 | 1800 | 0 | 38.16 | 38.79 | 5 | 0
2015 | SPP_N_2_ENT | SPP_N | ENT | Internal | Winter | B20 | 935 | 1800 | 707.55 | 33.79 | 38.79 | 5 | 0
2015 | SPP_N_2_MISO_MO-IL | SPP_N | MISO_MO-IL | Internal | Shoulder | B11 | 25 | 2000 | 0 | 52.12 | 45.12 | 5 | 0
2015 | SPP_N_2_MISO_MO-IL | SPP_N | MISO_MO-IL | Internal | Shoulder | B12 | 200 | 2000 | 0 | 36.34 | 38.2 | 5 | 0
2015 | SPP_N_2_MISO_MO-IL | SPP_N | MISO_MO-IL | Internal | Shoulder | B13 | 600 | 2000 | 0 | 36.34 | 35.46 | 5 | 0
2015 | SPP_N_2_MISO_MO-IL | SPP_N | MISO_MO-IL | Internal | Shoulder | B14 | 900 | 2000 | 0 | 36.26 | 34.54 | 5 | 0
2015 | SPP_N_2_MISO_MO-IL | SPP_N | MISO_MO-IL | Internal | Shoulder | B15 | 1203 | 2000 | 0 | 36.26 | 32.84 | 5 | 0
2015 | SPP_N_2_MISO_MO-IL | SPP_N | MISO_MO-IL | Internal | Summer | B1 | 10 | 2000 | 0 | 58.76 | 59.38 | 5 | 0
2015 | SPP_N_2_MISO_MO-IL | SPP_N | MISO_MO-IL | Internal | Summer | B2 | 25 | 2000 | 0 | 58.76 | 57.29 | 5 | 0
2015 | SPP_N_2_MISO_MO-IL | SPP_N | MISO_MO-IL | Internal | Summer | B3 | 75 | 2000 | 0 | 58.76 | 56.4 | 5 | 0
2015 | SPP_N_2_MISO_MO-IL | SPP_N | MISO_MO-IL | Internal | Summer | B4 | 100 | 2000 | 0 | 55.7 | 54.94 | 5 | 0
2015 | SPP_N_2_MISO_MO-IL | SPP_N | MISO_MO-IL | Internal | Summer | B5 | 200 | 2000 | 0 | 52.82 | 45.29 | 5 | 0
2015 | SPP_N_2_MISO_MO-IL | SPP_N | MISO_MO-IL | Internal | Summer | B6 | 300 | 2000 | 0 | 45.46 | 38.45 | 5 | 0
2015 | SPP_N_2_MISO_MO-IL | SPP_N | MISO_MO-IL | Internal | Summer | B7 | 400 | 2000 | 0 | 36.69 | 35.01 | 5 | 0
2015 | SPP_N_2_MISO_MO-IL | SPP_N | MISO_MO-IL | Internal | Summer | B8 | 500 | 2000 | 0 | 35.12 | 32.9 | 5 | 0
2015 | SPP_N_2_MISO_MO-IL | SPP_N | MISO_MO-IL | Internal | Summer | B9 | 800 | 2000 | 0 | 35.04 | 32.67 | 5 | 0
2015 | SPP_N_2_MISO_MO-IL | SPP_N | MISO_MO-IL | Internal | Summer | B10 | 1262 | 2000 | 0 | 34.55 | 29.54 | 5 | 0
2015 | SPP_N_2_MISO_MO-IL | SPP_N | MISO_MO-IL | Internal | Winter | B16 | 25 | 2000 | 0 | 41.23 | 45.6 | 5 | 0
2015 | SPP_N_2_MISO_MO-IL | SPP_N | MISO_MO-IL | Internal | Winter | B17 | 100 | 2000 | 0 | 38.72 | 40.92 | 5 | 0
2015 | SPP_N_2_MISO_MO-IL | SPP_N | MISO_MO-IL | Internal | Winter | B18 | 400 | 2000 | 0 | 38.63 | 36.74 | 5 | 0
2015 | SPP_N_2_MISO_MO-IL | SPP_N | MISO_MO-IL | Internal | Winter | B19 | 700 | 2000 | 0 | 38.16 | 35.2 | 5 | 0
2015 | SPP_N_2_MISO_MO-IL | SPP_N | MISO_MO-IL | Internal | Winter | B20 | 935 | 2000 | 0 | 33.79 | 31.74 | 5 | 0
2015 | SPP_N_2_MISO_W | SPP_N | MISO_W | Internal | Shoulder | B11 | 25 | 750 | 0 | 52.12 | 45.12 | 5 | 0
2015 | SPP_N_2_MISO_W | SPP_N | MISO_W | Internal | Shoulder | B12 | 200 | 750 | 0 | 36.34 | 38.19 | 5 | 0
2015 | SPP_N_2_MISO_W | SPP_N | MISO_W | Internal | Shoulder | B13 | 600 | 750 | 0 | 36.34 | 35.48 | 5 | 0
2015 | SPP_N_2_MISO_W | SPP_N | MISO_W | Internal | Shoulder | B14 | 900 | 750 | 0 | 36.26 | 34.56 | 5 | 0
2015 | SPP_N_2_MISO_W | SPP_N | MISO_W | Internal | Shoulder | B15 | 1203 | 750 | 0 | 36.26 | 33.07 | 5 | 0
2015 | SPP_N_2_MISO_W | SPP_N | MISO_W | Internal | Summer | B1 | 10 | 750 | 0 | 58.76 | 59.37 | 5 | 0
2015 | SPP_N_2_MISO_W | SPP_N | MISO_W | Internal | Summer | B2 | 25 | 750 | 0 | 58.76 | 57.28 | 5 | 0
2015 | SPP_N_2_MISO_W | SPP_N | MISO_W | Internal | Summer | B3 | 75 | 750 | 0 | 58.76 | 56.41 | 5 | 0
2015 | SPP_N_2_MISO_W | SPP_N | MISO_W | Internal | Summer | B4 | 100 | 750 | 0 | 55.7 | 55.69 | 5 | 0
2015 | SPP_N_2_MISO_W | SPP_N | MISO_W | Internal | Summer | B5 | 200 | 750 | 0 | 52.82 | 45.92 | 5 | 0
2015 | SPP_N_2_MISO_W | SPP_N | MISO_W | Internal | Summer | B6 | 300 | 750 | 0 | 45.46 | 38.46 | 5 | 0
2015 | SPP_N_2_MISO_W | SPP_N | MISO_W | Internal | Summer | B7 | 400 | 750 | 0 | 36.69 | 35.02 | 5 | 0
2015 | SPP_N_2_MISO_W | SPP_N | MISO_W | Internal | Summer | B8 | 500 | 750 | 0 | 35.12 | 32.9 | 5 | 0
2015 | SPP_N_2_MISO_W | SPP_N | MISO_W | Internal | Summer | B9 | 800 | 750 | 0 | 35.04 | 32.84 | 5 | 0
2015 | SPP_N_2_MISO_W | SPP_N | MISO_W | Internal | Summer | B10 | 1262 | 750 | 0 | 34.55 | 29.55 | 5 | 0
2015 | SPP_N_2_MISO_W | SPP_N | MISO_W | Internal | Winter | B16 | 25 | 750 | 0 | 41.23 | 45.59 | 5 | 0
2015 | SPP_N_2_MISO_W | SPP_N | MISO_W | Internal | Winter | B17 | 100 | 750 | 0 | 38.72 | 40.91 | 5 | 0
2015 | SPP_N_2_MISO_W | SPP_N | MISO_W | Internal | Winter | B18 | 400 | 750 | 0 | 38.63 | 36.76 | 5 | 0
2015 | SPP_N_2_MISO_W | SPP_N | MISO_W | Internal | Winter | B19 | 700 | 750 | 0 | 38.16 | 35.48 | 5 | 0
2015 | SPP_N_2_MISO_W | SPP_N | MISO_W | Internal | Winter | B20 | 935 | 750 | 0 | 33.79 | 31.75 | 5 | 0
2015 | SPP_N_2_NE | SPP_N | NE | Internal | Shoulder | B11 | 25 | 330 | 0 | 52.12 | 45.12 | 0.01 | 0
2015 | SPP_N_2_NE | SPP_N | NE | Internal | Shoulder | B12 | 200 | 330 | 0 | 36.34 | 36.33 | 0.01 | 0
2015 | SPP_N_2_NE | SPP_N | NE | Internal | Shoulder | B13 | 600 | 330 | 0 | 36.34 | 35.48 | 0.01 | 0
2015 | SPP_N_2_NE | SPP_N | NE | Internal | Shoulder | B14 | 900 | 330 | 0 | 36.26 | 35.48 | 0.01 | 0
2015 | SPP_N_2_NE | SPP_N | NE | Internal | Shoulder | B15 | 1203 | 330 | 0 | 36.26 | 35.35 | 0.01 | 0
2015 | SPP_N_2_NE | SPP_N | NE | Internal | Summer | B1 | 10 | 330 | 0 | 58.76 | 58.75 | 0.01 | 0
2015 | SPP_N_2_NE | SPP_N | NE | Internal | Summer | B2 | 25 | 330 | 0 | 58.76 | 57.36 | 0.01 | 0
2015 | SPP_N_2_NE | SPP_N | NE | Internal | Summer | B3 | 75 | 330 | 0 | 58.76 | 57.36 | 0.01 | 0
2015 | SPP_N_2_NE | SPP_N | NE | Internal | Summer | B4 | 100 | 330 | 0 | 55.7 | 55.69 | 0.01 | 0
2015 | SPP_N_2_NE | SPP_N | NE | Internal | Summer | B5 | 200 | 330 | 0 | 52.82 | 52.81 | 0.01 | 0
2015 | SPP_N_2_NE | SPP_N | NE | Internal | Summer | B6 | 300 | 330 | 0 | 45.46 | 38.46 | 0.01 | 0
2015 | SPP_N_2_NE | SPP_N | NE | Internal | Summer | B7 | 400 | 330 | 0 | 36.69 | 35.02 | 0.01 | 0
2015 | SPP_N_2_NE | SPP_N | NE | Internal | Summer | B8 | 500 | 330 | 0 | 35.12 | 32.9 | 0.01 | 0
2015 | SPP_N_2_NE | SPP_N | NE | Internal | Summer | B9 | 800 | 330 | 0 | 35.04 | 32.84 | 0.01 | 0
2015 | SPP_N_2_NE | SPP_N | NE | Internal | Summer | B10 | 1262 | 330 | 0 | 34.55 | 31.59 | 0.01 | 0
2015 | SPP_N_2_NE | SPP_N | NE | Internal | Winter | B16 | 25 | 330 | 0 | 41.23 | 41.22 | 0.01 | 0
2015 | SPP_N_2_NE | SPP_N | NE | Internal | Winter | B17 | 100 | 330 | 0 | 38.72 | 38.71 | 0.01 | 0
2015 | SPP_N_2_NE | SPP_N | NE | Internal | Winter | B18 | 400 | 330 | 0 | 38.63 | 38.15 | 0.01 | 0
2015 | SPP_N_2_NE | SPP_N | NE | Internal | Winter | B19 | 700 | 330 | 0 | 38.16 | 38.15 | 0.01 | 0
2015 | SPP_N_2_NE | SPP_N | NE | Internal | Winter | B20 | 935 | 330 | 0 | 33.79 | 32.03 | 0.01 | 0
2015 | SPP_N_2_SPP_S | SPP_N | SPP_S | Internal | Shoulder | B11 | 25 | 4000 | 0 | 52.12 | 52.12 | 0.01 | 0
2015 | SPP_N_2_SPP_S | SPP_N | SPP_S | Internal | Shoulder | B12 | 200 | 4000 | 820.01 | 36.34 | 36.35 | 0.01 | 0
2015 | SPP_N_2_SPP_S | SPP_N | SPP_S | Internal | Shoulder | B13 | 600 | 4000 | 2121.59 | 36.34 | 36.35 | 0.01 | 0
2015 | SPP_N_2_SPP_S | SPP_N | SPP_S | Internal | Shoulder | B14 | 900 | 4000 | 2149.37 | 36.26 | 36.27 | 0.01 | 0
2015 | SPP_N_2_SPP_S | SPP_N | SPP_S | Internal | Shoulder | B15 | 1203 | 4000 | 3446.78 | 36.26 | 36.27 | 0.01 | 0
2015 | SPP_N_2_SPP_S | SPP_N | SPP_S | Internal | Summer | B1 | 10 | 4000 | 446.65 | 58.76 | 58.78 | 0.01 | 0
2015 | SPP_N_2_SPP_S | SPP_N | SPP_S | Internal | Summer | B2 | 25 | 4000 | 615.64 | 58.76 | 58.78 | 0.01 | 0
2015 | SPP_N_2_SPP_S | SPP_N | SPP_S | Internal | Summer | B3 | 75 | 4000 | 0 | 58.76 | 58.75 | 0.01 | 0
2015 | SPP_N_2_SPP_S | SPP_N | SPP_S | Internal | Summer | B4 | 100 | 4000 | 0 | 55.7 | 50.64 | 0.01 | 0
2015 | SPP_N_2_SPP_S | SPP_N | SPP_S | Internal | Summer | B5 | 200 | 4000 | 0 | 52.82 | 50.41 | 0.01 | 0
2015 | SPP_N_2_SPP_S | SPP_N | SPP_S | Internal | Summer | B6 | 300 | 4000 | 678.83 | 45.46 | 45.48 | 0.01 | 0
2015 | SPP_N_2_SPP_S | SPP_N | SPP_S | Internal | Summer | B7 | 400 | 4000 | 1105.17 | 36.69 | 36.71 | 0.01 | 0
2015 | SPP_N_2_SPP_S | SPP_N | SPP_S | Internal | Summer | B8 | 500 | 4000 | 2142.95 | 35.12 | 35.13 | 0.01 | 0
2015 | SPP_N_2_SPP_S | SPP_N | SPP_S | Internal | Summer | B9 | 800 | 4000 | 2788.85 | 35.04 | 35.05 | 0.01 | 0
2015 | SPP_N_2_SPP_S | SPP_N | SPP_S | Internal | Summer | B10 | 1262 | 4000 | 4000 | 34.55 | 35.05 | 0.01 | 0.49
2015 | SPP_N_2_SPP_S | SPP_N | SPP_S | Internal | Winter | B16 | 25 | 4000 | 0 | 41.23 | 41.23 | 0.01 | 0
2015 | SPP_N_2_SPP_S | SPP_N | SPP_S | Internal | Winter | B17 | 100 | 4000 | 1599.58 | 38.72 | 38.73 | 0.01 | 0
2015 | SPP_N_2_SPP_S | SPP_N | SPP_S | Internal | Winter | B18 | 400 | 4000 | 2110.59 | 38.63 | 38.64 | 0.01 | 0
2015 | SPP_N_2_SPP_S | SPP_N | SPP_S | Internal | Winter | B19 | 700 | 4000 | 2605.61 | 38.16 | 38.18 | 0.01 | 0
2015 | SPP_N_2_SPP_S | SPP_N | SPP_S | Internal | Winter | B20 | 935 | 4000 | 2638.97 | 33.79 | 33.8 | 0.01 | 0
2015 | SPP_S_2_ENT | SPP_S | ENT | Internal | Shoulder | B11 | 25 | 850 | 0 | 52.12 | 53.12 | 5 | 0
2015 | SPP_S_2_ENT | SPP_S | ENT | Internal | Shoulder | B12 | 200 | 850 | 0 | 36.35 | 38.05 | 5 | 0
2015 | SPP_S_2_ENT | SPP_S | ENT | Internal | Shoulder | B13 | 600 | 850 | 0 | 36.35 | 37.78 | 5 | 0
2015 | SPP_S_2_ENT | SPP_S | ENT | Internal | Shoulder | B14 | 900 | 850 | 0 | 36.27 | 37.78 | 5 | 0
2015 | SPP_S_2_ENT | SPP_S | ENT | Internal | Shoulder | B15 | 1203 | 850 | 0 | 36.27 | 36.55 | 5 | 0
2015 | SPP_S_2_ENT | SPP_S | ENT | Internal | Summer | B1 | 10 | 850 | 0 | 58.78 | 59.38 | 5 | 0
2015 | SPP_S_2_ENT | SPP_S | ENT | Internal | Summer | B2 | 25 | 850 | 0 | 58.78 | 57.29 | 5 | 0
2015 | SPP_S_2_ENT | SPP_S | ENT | Internal | Summer | B3 | 75 | 850 | 0 | 58.75 | 56.92 | 5 | 0
2015 | SPP_S_2_ENT | SPP_S | ENT | Internal | Summer | B4 | 100 | 850 | 0 | 50.64 | 54.94 | 5 | 0
2015 | SPP_S_2_ENT | SPP_S | ENT | Internal | Summer | B5 | 200 | 850 | 0 | 50.41 | 51.84 | 5 | 0
2015 | SPP_S_2_ENT | SPP_S | ENT | Internal | Summer | B6 | 300 | 850 | 0 | 45.48 | 40.1 | 5 | 0
2015 | SPP_S_2_ENT | SPP_S | ENT | Internal | Summer | B7 | 400 | 850 | 0 | 36.71 | 36.89 | 5 | 0
2015 | SPP_S_2_ENT | SPP_S | ENT | Internal | Summer | B8 | 500 | 850 | 0 | 35.13 | 36.89 | 5 | 0
2015 | SPP_S_2_ENT | SPP_S | ENT | Internal | Summer | B9 | 800 | 850 | 0 | 35.05 | 36.63 | 5 | 0
2015 | SPP_S_2_ENT | SPP_S | ENT | Internal | Summer | B10 | 1262 | 850 | 0 | 35.05 | 35.44 | 5 | 0
2015 | SPP_S_2_ENT | SPP_S | ENT | Internal | Winter | B16 | 25 | 850 | 218.38 | 41.23 | 46.23 | 5 | 0
2015 | SPP_S_2_ENT | SPP_S | ENT | Internal | Winter | B17 | 100 | 850 | 0 | 38.73 | 40.1 | 5 | 0
2015 | SPP_S_2_ENT | SPP_S | ENT | Internal | Winter | B18 | 400 | 850 | 0 | 38.64 | 40.1 | 5 | 0
2015 | SPP_S_2_ENT | SPP_S | ENT | Internal | Winter | B19 | 700 | 850 | 0 | 38.18 | 38.79 | 5 | 0
2015 | SPP_S_2_ENT | SPP_S | ENT | Internal | Winter | B20 | 935 | 850 | 0 | 33.8 | 38.79 | 5 | 0
2015 | SPP_S_2_SPP_N | SPP_S | SPP_N | Internal | Shoulder | B11 | 25 | 640 | 0 | 52.12 | 52.12 | 0.01 | 0
2015 | SPP_S_2_SPP_N | SPP_S | SPP_N | Internal | Shoulder | B12 | 200 | 640 | 0 | 36.35 | 36.34 | 0.01 | 0
2015 | SPP_S_2_SPP_N | SPP_S | SPP_N | Internal | Shoulder | B13 | 600 | 640 | 0 | 36.35 | 36.34 | 0.01 | 0
2015 | SPP_S_2_SPP_N | SPP_S | SPP_N | Internal | Shoulder | B14 | 900 | 640 | 0 | 36.27 | 36.26 | 0.01 | 0
2015 | SPP_S_2_SPP_N | SPP_S | SPP_N | Internal | Shoulder | B15 | 1203 | 640 | 0 | 36.27 | 36.26 | 0.01 | 0
2015 | SPP_S_2_SPP_N | SPP_S | SPP_N | Internal | Summer | B1 | 10 | 640 | 0 | 58.78 | 58.76 | 0.01 | 0
2015 | SPP_S_2_SPP_N | SPP_S | SPP_N | Internal | Summer | B2 | 25 | 640 | 0 | 58.78 | 58.76 | 0.01 | 0
2015 | SPP_S_2_SPP_N | SPP_S | SPP_N | Internal | Summer | B3 | 75 | 640 | 30.64 | 58.75 | 58.76 | 0.01 | 0
2015 | SPP_S_2_SPP_N | SPP_S | SPP_N | Internal | Summer | B4 | 100 | 640 | 640 | 50.64 | 55.7 | 0.01 | 5.05
2015 | SPP_S_2_SPP_N | SPP_S | SPP_N | Internal | Summer | B5 | 200 | 640 | 640 | 50.41 | 52.82 | 0.01 | 2.4
2015 | SPP_S_2_SPP_N | SPP_S | SPP_N | Internal | Summer | B6 | 300 | 640 | 0 | 45.48 | 45.46 | 0.01 | 0
2015 | SPP_S_2_SPP_N | SPP_S | SPP_N | Internal | Summer | B7 | 400 | 640 | 0 | 36.71 | 36.69 | 0.01 | 0
2015 | SPP_S_2_SPP_N | SPP_S | SPP_N | Internal | Summer | B8 | 500 | 640 | 0 | 35.13 | 35.12 | 0.01 | 0
2015 | SPP_S_2_SPP_N | SPP_S | SPP_N | Internal | Summer | B9 | 800 | 640 | 0 | 35.05 | 35.04 | 0.01 | 0
2015 | SPP_S_2_SPP_N | SPP_S | SPP_N | Internal | Summer | B10 | 1262 | 640 | 0 | 35.05 | 34.55 | 0.01 | 0
2015 | SPP_S_2_SPP_N | SPP_S | SPP_N | Internal | Winter | B16 | 25 | 640 | 0 | 41.23 | 41.23 | 0.01 | 0
2015 | SPP_S_2_SPP_N | SPP_S | SPP_N | Internal | Winter | B17 | 100 | 640 | 0 | 38.73 | 38.72 | 0.01 | 0
2015 | SPP_S_2_SPP_N | SPP_S | SPP_N | Internal | Winter | B18 | 400 | 640 | 0 | 38.64 | 38.63 | 0.01 | 0
2015 | SPP_S_2_SPP_N | SPP_S | SPP_N | Internal | Winter | B19 | 700 | 640 | 0 | 38.18 | 38.16 | 0.01 | 0
2015 | SPP_S_2_SPP_N | SPP_S | SPP_N | Internal | Winter | B20 | 935 | 640 | 0 | 33.8 | 33.79 | 0.01 | 0
2015 | TVA_2_ENT | TVA | ENT | Internal | Shoulder | B11 | 25 | 500 | 0 | 49.14 | 53.12 | 9 | 0
2015 | TVA_2_ENT | TVA | ENT | Internal | Shoulder | B12 | 200 | 500 | 0 | 40.02 | 38.05 | 9 | 0
2015 | TVA_2_ENT | TVA | ENT | Internal | Shoulder | B13 | 600 | 500 | 0 | 38.46 | 37.78 | 9 | 0
2015 | TVA_2_ENT | TVA | ENT | Internal | Shoulder | B14 | 900 | 500 | 0 | 38.46 | 37.78 | 9 | 0
2015 | TVA_2_ENT | TVA | ENT | Internal | Shoulder | B15 | 1203 | 500 | 0 | 38.46 | 36.55 | 9 | 0
2015 | TVA_2_ENT | TVA | ENT | Internal | Summer | B1 | 10 | 500 | 0 | 67.39 | 59.38 | 9 | 0
2015 | TVA_2_ENT | TVA | ENT | Internal | Summer | B2 | 25 | 500 | 0 | 65.3 | 57.29 | 9 | 0
2015 | TVA_2_ENT | TVA | ENT | Internal | Summer | B3 | 75 | 500 | 0 | 62.95 | 56.92 | 9 | 0
2015 | TVA_2_ENT | TVA | ENT | Internal | Summer | B4 | 100 | 500 | 0 | 62.95 | 54.94 | 9 | 0
2015 | TVA_2_ENT | TVA | ENT | Internal | Summer | B5 | 200 | 500 | 0 | 51.27 | 51.84 | 9 | 0
2015 | TVA_2_ENT | TVA | ENT | Internal | Summer | B6 | 300 | 500 | 0 | 38.73 | 40.1 | 9 | 0
2015 | TVA_2_ENT | TVA | ENT | Internal | Summer | B7 | 400 | 500 | 0 | 37.16 | 36.89 | 9 | 0
2015 | TVA_2_ENT | TVA | ENT | Internal | Summer | B8 | 500 | 500 | 0 | 37.16 | 36.89 | 9 | 0
2015 | TVA_2_ENT | TVA | ENT | Internal | Summer | B9 | 800 | 500 | 0 | 37.16 | 36.63 | 9 | 0
2015 | TVA_2_ENT | TVA | ENT | Internal | Summer | B10 | 1262 | 500 | 0 | 34.52 | 35.44 | 9 | 0
2015 | TVA_2_ENT | TVA | ENT | Internal | Winter | B16 | 25 | 500 | 0 | 53.62 | 46.23 | 9 | 0
2015 | TVA_2_ENT | TVA | ENT | Internal | Winter | B17 | 100 | 500 | 0 | 42.52 | 40.1 | 9 | 0
2015 | TVA_2_ENT | TVA | ENT | Internal | Winter | B18 | 400 | 500 | 0 | 38.7 | 40.1 | 9 | 0
2015 | TVA_2_ENT | TVA | ENT | Internal | Winter | B19 | 700 | 500 | 0 | 38.7 | 38.79 | 9 | 0
2015 | TVA_2_ENT | TVA | ENT | Internal | Winter | B20 | 935 | 500 | 0 | 38.7 | 38.79 | 9 | 0
2015 | TVA_2_NonRTO_Midwest | TVA | NonRTO_Midwest | Internal | Shoulder | B11 | 25 | 100 | 0 | 49.14 | 53.14 | 9 | 0
2015 | TVA_2_NonRTO_Midwest | TVA | NonRTO_Midwest | Internal | Shoulder | B12 | 200 | 100 | 0 | 40.02 | 46.22 | 9 | 0
2015 | TVA_2_NonRTO_Midwest | TVA | NonRTO_Midwest | Internal | Shoulder | B13 | 600 | 100 | 0 | 38.46 | 43.48 | 9 | 0
2015 | TVA_2_NonRTO_Midwest | TVA | NonRTO_Midwest | Internal | Shoulder | B14 | 900 | 100 | 0 | 38.46 | 35.82 | 9 | 0
2015 | TVA_2_NonRTO_Midwest | TVA | NonRTO_Midwest | Internal | Shoulder | B15 | 1203 | 100 | 0 | 38.46 | 32.75 | 9 | 0
2015 | TVA_2_NonRTO_Midwest | TVA | NonRTO_Midwest | Internal | Summer | B1 | 10 | 100 | 0 | 67.39 | 63.36 | 9 | 0
2015 | TVA_2_NonRTO_Midwest | TVA | NonRTO_Midwest | Internal | Summer | B2 | 25 | 100 | 0 | 65.3 | 63.36 | 9 | 0
2015 | TVA_2_NonRTO_Midwest | TVA | NonRTO_Midwest | Internal | Summer | B3 | 75 | 100 | 0 | 62.95 | 63.36 | 9 | 0
2015 | TVA_2_NonRTO_Midwest | TVA | NonRTO_Midwest | Internal | Summer | B4 | 100 | 100 | 0 | 62.95 | 62.94 | 9 | 0
2015 | TVA_2_NonRTO_Midwest | TVA | NonRTO_Midwest | Internal | Summer | B5 | 200 | 100 | 0 | 51.27 | 53.31 | 9 | 0
2015 | TVA_2_NonRTO_Midwest | TVA | NonRTO_Midwest | Internal | Summer | B6 | 300 | 100 | 0 | 38.73 | 46.46 | 9 | 0
2015 | TVA_2_NonRTO_Midwest | TVA | NonRTO_Midwest | Internal | Summer | B7 | 400 | 100 | 0 | 37.16 | 35.47 | 9 | 0
2015 | TVA_2_NonRTO_Midwest | TVA | NonRTO_Midwest | Internal | Summer | B8 | 500 | 100 | 0 | 37.16 | 34.6 | 9 | 0
2015 | TVA_2_NonRTO_Midwest | TVA | NonRTO_Midwest | Internal | Summer | B9 | 800 | 100 | 0 | 37.16 | 32.75 | 9 | 0
2015 | TVA_2_NonRTO_Midwest | TVA | NonRTO_Midwest | Internal | Summer | B10 | 1262 | 100 | 0 | 34.52 | 31.9 | 9 | 0
2015 | TVA_2_NonRTO_Midwest | TVA | NonRTO_Midwest | Internal | Winter | B16 | 25 | 100 | 0 | 53.62 | 53.62 | 9 | 0
2015 | TVA_2_NonRTO_Midwest | TVA | NonRTO_Midwest | Internal | Winter | B17 | 100 | 100 | 0 | 42.52 | 48.94 | 9 | 0
2015 | TVA_2_NonRTO_Midwest | TVA | NonRTO_Midwest | Internal | Winter | B18 | 400 | 100 | 0 | 38.7 | 44.76 | 9 | 0
2015 | TVA_2_NonRTO_Midwest | TVA | NonRTO_Midwest | Internal | Winter | B19 | 700 | 100 | 0 | 38.7 | 35.9 | 9 | 0
2015 | TVA_2_NonRTO_Midwest | TVA | NonRTO_Midwest | Internal | Winter | B20 | 935 | 100 | 0 | 38.7 | 32.75 | 9 | 0
2015 | TVA_2_PJM_ROR | TVA | PJM_ROR | Internal | Shoulder | B11 | 25 | 500 | 0 | 49.14 | 43.12 | 9 | 0
2015 | TVA_2_PJM_ROR | TVA | PJM_ROR | Internal | Shoulder | B12 | 200 | 500 | 0 | 40.02 | 40.2 | 9 | 0
2015 | TVA_2_PJM_ROR | TVA | PJM_ROR | Internal | Shoulder | B13 | 600 | 500 | 0 | 38.46 | 37.48 | 9 | 0
2015 | TVA_2_PJM_ROR | TVA | PJM_ROR | Internal | Shoulder | B14 | 900 | 500 | 0 | 38.46 | 36.06 | 9 | 0
2015 | TVA_2_PJM_ROR | TVA | PJM_ROR | Internal | Shoulder | B15 | 1203 | 500 | 0 | 38.46 | 34.18 | 9 | 0
2015 | TVA_2_PJM_ROR | TVA | PJM_ROR | Internal | Summer | B1 | 10 | 500 | 0 | 67.39 | 61.38 | 9 | 0
2015 | TVA_2_PJM_ROR | TVA | PJM_ROR | Internal | Summer | B2 | 25 | 500 | 0 | 65.3 | 59.29 | 9 | 0
2015 | TVA_2_PJM_ROR | TVA | PJM_ROR | Internal | Summer | B3 | 75 | 500 | 0 | 62.95 | 56.94 | 9 | 0
2015 | TVA_2_PJM_ROR | TVA | PJM_ROR | Internal | Summer | B4 | 100 | 500 | 0 | 62.95 | 56.94 | 9 | 0
2015 | TVA_2_PJM_ROR | TVA | PJM_ROR | Internal | Summer | B5 | 200 | 500 | 0 | 51.27 | 45.83 | 9 | 0
2015 | TVA_2_PJM_ROR | TVA | PJM_ROR | Internal | Summer | B6 | 300 | 500 | 0 | 38.73 | 40.45 | 9 | 0
2015 | TVA_2_PJM_ROR | TVA | PJM_ROR | Internal | Summer | B7 | 400 | 500 | 0 | 37.16 | 37.02 | 9 | 0
2015 | TVA_2_PJM_ROR | TVA | PJM_ROR | Internal | Summer | B8 | 500 | 500 | 0 | 37.16 | 34.9 | 9 | 0
2015 | TVA_2_PJM_ROR | TVA | PJM_ROR | Internal | Summer | B9 | 800 | 500 | 0 | 37.16 | 33.09 | 9 | 0
2015 | TVA_2_PJM_ROR | TVA | PJM_ROR | Internal | Summer | B10 | 1262 | 500 | 0 | 34.52 | 31.54 | 9 | 0
2015 | TVA_2_PJM_ROR | TVA | PJM_ROR | Internal | Winter | B16 | 25 | 500 | 0 | 53.62 | 47.6 | 9 | 0
2015 | TVA_2_PJM_ROR | TVA | PJM_ROR | Internal | Winter | B17 | 100 | 500 | 0 | 42.52 | 42.94 | 9 | 0
2015 | TVA_2_PJM_ROR | TVA | PJM_ROR | Internal | Winter | B18 | 400 | 500 | 0 | 38.7 | 38.76 | 9 | 0
2015 | TVA_2_PJM_ROR | TVA | PJM_ROR | Internal | Winter | B19 | 700 | 500 | 0 | 38.7 | 37.2 | 9 | 0
2015 | TVA_2_PJM_ROR | TVA | PJM_ROR | Internal | Winter | B20 | 935 | 500 | 0 | 38.7 | 32.69 | 9 | 0
2015 | TVA_2_SOCO | TVA | SOCO | Internal | Shoulder | B11 | 25 | 500 | 0 | 49.14 | 58.12 | 9 | 0
2015 | TVA_2_SOCO | TVA | SOCO | Internal | Shoulder | B12 | 200 | 500 | 0 | 40.02 | 40.4 | 9 | 0
2015 | TVA_2_SOCO | TVA | SOCO | Internal | Shoulder | B13 | 600 | 500 | 0 | 38.46 | 39.02 | 9 | 0
2015 | TVA_2_SOCO | TVA | SOCO | Internal | Shoulder | B14 | 900 | 500 | 0 | 38.46 | 39.02 | 9 | 0
2015 | TVA_2_SOCO | TVA | SOCO | Internal | Shoulder | B15 | 1203 | 500 | 0 | 38.46 | 39.02 | 9 | 0
2015 | TVA_2_SOCO | TVA | SOCO | Internal | Summer | B1 | 10 | 500 | 0 | 67.39 | 64.92 | 9 | 0
2015 | TVA_2_SOCO | TVA | SOCO | Internal | Summer | B2 | 25 | 500 | 0 | 65.3 | 64.92 | 9 | 0
2015 | TVA_2_SOCO | TVA | SOCO | Internal | Summer | B3 | 75 | 500 | 0 | 62.95 | 64.92 | 9 | 0
2015 | TVA_2_SOCO | TVA | SOCO | Internal | Summer | B4 | 100 | 500 | 0 | 62.95 | 62.94 | 9 | 0
2015 | TVA_2_SOCO | TVA | SOCO | Internal | Summer | B5 | 200 | 500 | 464.2 | 51.27 | 60.27 | 9 | 0
2015 | TVA_2_SOCO | TVA | SOCO | Internal | Summer | B6 | 300 | 500 | 500 | 38.73 | 48.1 | 9 | 0.37
2015 | TVA_2_SOCO | TVA | SOCO | Internal | Summer | B7 | 400 | 500 | 0 | 37.16 | 43.48 | 9 | 0
2015 | TVA_2_SOCO | TVA | SOCO | Internal | Summer | B8 | 500 | 500 | 0 | 37.16 | 39.22 | 9 | 0
2015 | TVA_2_SOCO | TVA | SOCO | Internal | Summer | B9 | 800 | 500 | 0 | 37.16 | 37.88 | 9 | 0
2015 | TVA_2_SOCO | TVA | SOCO | Internal | Summer | B10 | 1262 | 500 | 0 | 34.52 | 37.88 | 9 | 0
2015 | TVA_2_SOCO | TVA | SOCO | Internal | Winter | B16 | 25 | 500 | 0 | 53.62 | 54.23 | 9 | 0
2015 | TVA_2_SOCO | TVA | SOCO | Internal | Winter | B17 | 100 | 500 | 0 | 42.52 | 42.78 | 9 | 0
2015 | TVA_2_SOCO | TVA | SOCO | Internal | Winter | B18 | 400 | 500 | 0 | 38.7 | 41.34 | 9 | 0
2015 | TVA_2_SOCO | TVA | SOCO | Internal | Winter | B19 | 700 | 500 | 0 | 38.7 | 41.34 | 9 | 0
2015 | TVA_2_SOCO | TVA | SOCO | Internal | Winter | B20 | 935 | 500 | 0 | 38.7 | 41.34 | 9 | 0
2015 | TVA_2_VACAR | TVA | VACAR | Internal | Shoulder | B11 | 25 | 150 | 0 | 49.14 | 51.12 | 9 | 0
2015 | TVA_2_VACAR | TVA | VACAR | Internal | Shoulder | B12 | 200 | 150 | 0 | 40.02 | 46.2 | 9 | 0
2015 | TVA_2_VACAR | TVA | VACAR | Internal | Shoulder | B13 | 600 | 150 | 0 | 38.46 | 44.54 | 9 | 0
2015 | TVA_2_VACAR | TVA | VACAR | Internal | Shoulder | B14 | 900 | 150 | 0 | 38.46 | 42.6 | 9 | 0
2015 | TVA_2_VACAR | TVA | VACAR | Internal | Shoulder | B15 | 1203 | 150 | 0 | 38.46 | 42.14 | 9 | 0
2015 | TVA_2_VACAR | TVA | VACAR | Internal | Summer | B1 | 10 | 150 | 0 | 67.39 | 68.16 | 9 | 0
2015 | TVA_2_VACAR | TVA | VACAR | Internal | Summer | B2 | 25 | 150 | 0 | 65.3 | 68.16 | 9 | 0
2015 | TVA_2_VACAR | TVA | VACAR | Internal | Summer | B3 | 75 | 150 | 0 | 62.95 | 68.16 | 9 | 0
2015 | TVA_2_VACAR | TVA | VACAR | Internal | Summer | B4 | 100 | 150 | 0 | 62.95 | 62.94 | 9 | 0
2015 | TVA_2_VACAR | TVA | VACAR | Internal | Summer | B5 | 200 | 150 | 0 | 51.27 | 56.32 | 9 | 0
2015 | TVA_2_VACAR | TVA | VACAR | Internal | Summer | B6 | 300 | 150 | 0 | 38.73 | 46.83 | 9 | 0
2015 | TVA_2_VACAR | TVA | VACAR | Internal | Summer | B7 | 400 | 150 | 0 | 37.16 | 45.75 | 9 | 0
2015 | TVA_2_VACAR | TVA | VACAR | Internal | Summer | B8 | 500 | 150 | 0 | 37.16 | 42.6 | 9 | 0
2015 | TVA_2_VACAR | TVA | VACAR | Internal | Summer | B9 | 800 | 150 | 0 | 37.16 | 41.67 | 9 | 0
2015 | TVA_2_VACAR | TVA | VACAR | Internal | Summer | B10 | 1262 | 150 | 0 | 34.52 | 40.46 | 9 | 0
2015 | TVA_2_VACAR | TVA | VACAR | Internal | Winter | B16 | 25 | 150 | 0 | 53.62 | 58.57 | 9 | 0
2015 | TVA_2_VACAR | TVA | VACAR | Internal | Winter | B17 | 100 | 150 | 0 | 42.52 | 48.94 | 9 | 0
2015 | TVA_2_VACAR | TVA | VACAR | Internal | Winter | B18 | 400 | 150 | 0 | 38.7 | 44.76 | 9 | 0
2015 | TVA_2_VACAR | TVA | VACAR | Internal | Winter | B19 | 700 | 150 | 0 | 38.7 | 43.2 | 9 | 0
2015 | TVA_2_VACAR | TVA | VACAR | Internal | Winter | B20 | 935 | 150 | 0 | 38.7 | 42.15 | 9 | 0
2015 | TVA_Transmission_2_NonRTO_Midwest | TVA_Transmission | NonRTO_Midwest | Internal | Shoulder | B11 | 25 | 700 | 0 | 49.12 | 53.14 | 9 | 0
2015 | TVA_Transmission_2_NonRTO_Midwest | TVA_Transmission | NonRTO_Midwest | Internal | Shoulder | B12 | 200 | 700 | 0 | 42.45 | 46.22 | 9 | 0
2015 | TVA_Transmission_2_NonRTO_Midwest | TVA_Transmission | NonRTO_Midwest | Internal | Shoulder | B13 | 600 | 700 | 0 | 40.63 | 43.48 | 9 | 0
2015 | TVA_Transmission_2_NonRTO_Midwest | TVA_Transmission | NonRTO_Midwest | Internal | Shoulder | B14 | 900 | 700 | 0 | 39.74 | 35.82 | 9 | 0
2015 | TVA_Transmission_2_NonRTO_Midwest | TVA_Transmission | NonRTO_Midwest | Internal | Shoulder | B15 | 1203 | 700 | 0 | 39.01 | 32.75 | 9 | 0
2015 | TVA_Transmission_2_NonRTO_Midwest | TVA_Transmission | NonRTO_Midwest | Internal | Summer | B1 | 10 | 700 | 0 | 67.38 | 63.36 | 9 | 0
2015 | TVA_Transmission_2_NonRTO_Midwest | TVA_Transmission | NonRTO_Midwest | Internal | Summer | B2 | 25 | 700 | 0 | 65.29 | 63.36 | 9 | 0
2015 | TVA_Transmission_2_NonRTO_Midwest | TVA_Transmission | NonRTO_Midwest | Internal | Summer | B3 | 75 | 700 | 0 | 62.94 | 63.36 | 9 | 0
2015 | TVA_Transmission_2_NonRTO_Midwest | TVA_Transmission | NonRTO_Midwest | Internal | Summer | B4 | 100 | 700 | 0 | 62.94 | 62.94 | 9 | 0
2015 | TVA_Transmission_2_NonRTO_Midwest | TVA_Transmission | NonRTO_Midwest | Internal | Summer | B5 | 200 | 700 | 0 | 51.64 | 53.31 | 9 | 0
2015 | TVA_Transmission_2_NonRTO_Midwest | TVA_Transmission | NonRTO_Midwest | Internal | Summer | B6 | 300 | 700 | 0 | 43.43 | 46.46 | 9 | 0
2015 | TVA_Transmission_2_NonRTO_Midwest | TVA_Transmission | NonRTO_Midwest | Internal | Summer | B7 | 400 | 700 | 0 | 39.64 | 35.47 | 9 | 0
2015 | TVA_Transmission_2_NonRTO_Midwest | TVA_Transmission | NonRTO_Midwest | Internal | Summer | B8 | 500 | 700 | 0 | 38.47 | 34.6 | 9 | 0
2015 | TVA_Transmission_2_NonRTO_Midwest | TVA_Transmission | NonRTO_Midwest | Internal | Summer | B9 | 800 | 700 | 0 | 37.93 | 32.75 | 9 | 0
2015 | TVA_Transmission_2_NonRTO_Midwest | TVA_Transmission | NonRTO_Midwest | Internal | Summer | B10 | 1262 | 700 | 0 | 35.68 | 31.9 | 9 | 0
2015 | TVA_Transmission_2_NonRTO_Midwest | TVA_Transmission | NonRTO_Midwest | Internal | Winter | B16 | 25 | 700 | 0 | 53.6 | 53.62 | 9 | 0
2015 | TVA_Transmission_2_NonRTO_Midwest | TVA_Transmission | NonRTO_Midwest | Internal | Winter | B17 | 100 | 700 | 0 | 44.99 | 48.94 | 9 | 0
2015 | TVA_Transmission_2_NonRTO_Midwest | TVA_Transmission | NonRTO_Midwest | Internal | Winter | B18 | 400 | 700 | 0 | 41.52 | 44.76 | 9 | 0
2015 | TVA_Transmission_2_NonRTO_Midwest | TVA_Transmission | NonRTO_Midwest | Internal | Winter | B19 | 700 | 700 | 0 | 40.24 | 35.9 | 9 | 0
2015 | TVA_Transmission_2_NonRTO_Midwest | TVA_Transmission | NonRTO_Midwest | Internal | Winter | B20 | 935 | 700 | 0 | 38.69 | 32.75 | 9 | 0
2015 | TVA_Transmission_2_PJM_ROR | TVA_Transmission | PJM_ROR | Internal | Shoulder | B11 | 25 | 2000 | 0 | 49.12 | 43.12 | 9 | 0
2015 | TVA_Transmission_2_PJM_ROR | TVA_Transmission | PJM_ROR | Internal | Shoulder | B12 | 200 | 2000 | 0 | 42.45 | 40.2 | 9 | 0
2015 | TVA_Transmission_2_PJM_ROR | TVA_Transmission | PJM_ROR | Internal | Shoulder | B13 | 600 | 2000 | 0 | 40.63 | 37.48 | 9 | 0
2015 | TVA_Transmission_2_PJM_ROR | TVA_Transmission | PJM_ROR | Internal | Shoulder | B14 | 900 | 2000 | 0 | 39.74 | 36.06 | 9 | 0
2015 | TVA_Transmission_2_PJM_ROR | TVA_Transmission | PJM_ROR | Internal | Shoulder | B15 | 1203 | 2000 | 0 | 39.01 | 34.18 | 9 | 0
2015 | TVA_Transmission_2_PJM_ROR | TVA_Transmission | PJM_ROR | Internal | Summer | B1 | 10 | 2000 | 0 | 67.38 | 61.38 | 9 | 0
2015 | TVA_Transmission_2_PJM_ROR | TVA_Transmission | PJM_ROR | Internal | Summer | B2 | 25 | 2000 | 0 | 65.29 | 59.29 | 9 | 0
2015 | TVA_Transmission_2_PJM_ROR | TVA_Transmission | PJM_ROR | Internal | Summer | B3 | 75 | 2000 | 0 | 62.94 | 56.94 | 9 | 0
2015 | TVA_Transmission_2_PJM_ROR | TVA_Transmission | PJM_ROR | Internal | Summer | B4 | 100 | 2000 | 0 | 62.94 | 56.94 | 9 | 0
2015 | TVA_Transmission_2_PJM_ROR | TVA_Transmission | PJM_ROR | Internal | Summer | B5 | 200 | 2000 | 0 | 51.64 | 45.83 | 9 | 0
2015 | TVA_Transmission_2_PJM_ROR | TVA_Transmission | PJM_ROR | Internal | Summer | B6 | 300 | 2000 | 0 | 43.43 | 40.45 | 9 | 0
2015 | TVA_Transmission_2_PJM_ROR | TVA_Transmission | PJM_ROR | Internal | Summer | B7 | 400 | 2000 | 0 | 39.64 | 37.02 | 9 | 0
2015 | TVA_Transmission_2_PJM_ROR | TVA_Transmission | PJM_ROR | Internal | Summer | B8 | 500 | 2000 | 0 | 38.47 | 34.9 | 9 | 0
2015 | TVA_Transmission_2_PJM_ROR | TVA_Transmission | PJM_ROR | Internal | Summer | B9 | 800 | 2000 | 0 | 37.93 | 33.09 | 9 | 0
2015 | TVA_Transmission_2_PJM_ROR | TVA_Transmission | PJM_ROR | Internal | Summer | B10 | 1262 | 2000 | 0 | 35.68 | 31.54 | 9 | 0
2015 | TVA_Transmission_2_PJM_ROR | TVA_Transmission | PJM_ROR | Internal | Winter | B16 | 25 | 2000 | 0 | 53.6 | 47.6 | 9 | 0
2015 | TVA_Transmission_2_PJM_ROR | TVA_Transmission | PJM_ROR | Internal | Winter | B17 | 100 | 2000 | 0 | 44.99 | 42.94 | 9 | 0
2015 | TVA_Transmission_2_PJM_ROR | TVA_Transmission | PJM_ROR | Internal | Winter | B18 | 400 | 2000 | 0 | 41.52 | 38.76 | 9 | 0
2015 | TVA_Transmission_2_PJM_ROR | TVA_Transmission | PJM_ROR | Internal | Winter | B19 | 700 | 2000 | 0 | 40.24 | 37.2 | 9 | 0
2015 | TVA_Transmission_2_PJM_ROR | TVA_Transmission | PJM_ROR | Internal | Winter | B20 | 935 | 2000 | 0 | 38.69 | 32.69 | 9 | 0
2015 | TVA_Transmission_2_SOCO | TVA_Transmission | SOCO | Internal | Shoulder | B11 | 25 | 3200 | 388.9 | 49.12 | 58.12 | 9 | 0
2015 | TVA_Transmission_2_SOCO | TVA_Transmission | SOCO | Internal | Shoulder | B12 | 200 | 3200 | 0 | 42.45 | 40.4 | 9 | 0
2015 | TVA_Transmission_2_SOCO | TVA_Transmission | SOCO | Internal | Shoulder | B13 | 600 | 3200 | 0 | 40.63 | 39.02 | 9 | 0
2015 | TVA_Transmission_2_SOCO | TVA_Transmission | SOCO | Internal | Shoulder | B14 | 900 | 3200 | 0 | 39.74 | 39.02 | 9 | 0
2015 | TVA_Transmission_2_SOCO | TVA_Transmission | SOCO | Internal | Shoulder | B15 | 1203 | 3200 | 0 | 39.01 | 39.02 | 9 | 0
2015 | TVA_Transmission_2_SOCO | TVA_Transmission | SOCO | Internal | Summer | B1 | 10 | 3200 | 0 | 67.38 | 64.92 | 9 | 0
2015 | TVA_Transmission_2_SOCO | TVA_Transmission | SOCO | Internal | Summer | B2 | 25 | 3200 | 0 | 65.29 | 64.92 | 9 | 0
2015 | TVA_Transmission_2_SOCO | TVA_Transmission | SOCO | Internal | Summer | B3 | 75 | 3200 | 0 | 62.94 | 64.92 | 9 | 0
2015 | TVA_Transmission_2_SOCO | TVA_Transmission | SOCO | Internal | Summer | B4 | 100 | 3200 | 0 | 62.94 | 62.94 | 9 | 0
2015 | TVA_Transmission_2_SOCO | TVA_Transmission | SOCO | Internal | Summer | B5 | 200 | 3200 | 0 | 51.64 | 60.27 | 9 | 0
2015 | TVA_Transmission_2_SOCO | TVA_Transmission | SOCO | Internal | Summer | B6 | 300 | 3200 | 0 | 43.43 | 48.1 | 9 | 0
2015 | TVA_Transmission_2_SOCO | TVA_Transmission | SOCO | Internal | Summer | B7 | 400 | 3200 | 0 | 39.64 | 43.48 | 9 | 0
2015 | TVA_Transmission_2_SOCO | TVA_Transmission | SOCO | Internal | Summer | B8 | 500 | 3200 | 0 | 38.47 | 39.22 | 9 | 0
2015 | TVA_Transmission_2_SOCO | TVA_Transmission | SOCO | Internal | Summer | B9 | 800 | 3200 | 0 | 37.93 | 37.88 | 9 | 0
2015 | TVA_Transmission_2_SOCO | TVA_Transmission | SOCO | Internal | Summer | B10 | 1262 | 3200 | 0 | 35.68 | 37.88 | 9 | 0
2015 | TVA_Transmission_2_SOCO | TVA_Transmission | SOCO | Internal | Winter | B16 | 25 | 3200 | 0 | 53.6 | 54.23 | 9 | 0
2015 | TVA_Transmission_2_SOCO | TVA_Transmission | SOCO | Internal | Winter | B17 | 100 | 3200 | 0 | 44.99 | 42.78 | 9 | 0
2015 | TVA_Transmission_2_SOCO | TVA_Transmission | SOCO | Internal | Winter | B18 | 400 | 3200 | 0 | 41.52 | 41.34 | 9 | 0
2015 | TVA_Transmission_2_SOCO | TVA_Transmission | SOCO | Internal | Winter | B19 | 700 | 3200 | 0 | 40.24 | 41.34 | 9 | 0
2015 | TVA_Transmission_2_SOCO | TVA_Transmission | SOCO | Internal | Winter | B20 | 935 | 3200 | 0 | 38.69 | 41.34 | 9 | 0
2015 | TVA_Transmission_2_TVA | TVA_Transmission | TVA | Internal | Shoulder | B11 | 25 | 99999 | 503.37 | 49.12 | 49.14 | 0.01 | 0
2015 | TVA_Transmission_2_TVA | TVA_Transmission | TVA | Internal | Shoulder | B12 | 200 | 99999 | 0 | 42.45 | 40.02 | 0.01 | 0
2015 | TVA_Transmission_2_TVA | TVA_Transmission | TVA | Internal | Shoulder | B13 | 600 | 99999 | 0 | 40.63 | 38.46 | 0.01 | 0
2015 | TVA_Transmission_2_TVA | TVA_Transmission | TVA | Internal | Shoulder | B14 | 900 | 99999 | 0 | 39.74 | 38.46 | 0.01 | 0
2015 | TVA_Transmission_2_TVA | TVA_Transmission | TVA | Internal | Shoulder | B15 | 1203 | 99999 | 0 | 39.01 | 38.46 | 0.01 | 0
2015 | TVA_Transmission_2_TVA | TVA_Transmission | TVA | Internal | Summer | B1 | 10 | 99999 | 3385.46 | 67.38 | 67.39 | 0.01 | 0
2015 | TVA_Transmission_2_TVA | TVA_Transmission | TVA | Internal | Summer | B2 | 25 | 99999 | 2723.92 | 65.29 | 65.3 | 0.01 | 0
2015 | TVA_Transmission_2_TVA | TVA_Transmission | TVA | Internal | Summer | B3 | 75 | 99999 | 1452.41 | 62.94 | 62.95 | 0.01 | 0
2015 | TVA_Transmission_2_TVA | TVA_Transmission | TVA | Internal | Summer | B4 | 100 | 99999 | 876.94 | 62.94 | 62.95 | 0.01 | 0
2015 | TVA_Transmission_2_TVA | TVA_Transmission | TVA | Internal | Summer | B5 | 200 | 99999 | 0 | 51.64 | 51.27 | 0.01 | 0
2015 | TVA_Transmission_2_TVA | TVA_Transmission | TVA | Internal | Summer | B6 | 300 | 99999 | 0 | 43.43 | 38.73 | 0.01 | 0
2015 | TVA_Transmission_2_TVA | TVA_Transmission | TVA | Internal | Summer | B7 | 400 | 99999 | 0 | 39.64 | 37.16 | 0.01 | 0
2015 | TVA_Transmission_2_TVA | TVA_Transmission | TVA | Internal | Summer | B8 | 500 | 99999 | 0 | 38.47 | 37.16 | 0.01 | 0
2015 | TVA_Transmission_2_TVA | TVA_Transmission | TVA | Internal | Summer | B9 | 800 | 99999 | 0 | 37.93 | 37.16 | 0.01 | 0
2015 | TVA_Transmission_2_TVA | TVA_Transmission | TVA | Internal | Summer | B10 | 1262 | 99999 | 0 | 35.68 | 34.52 | 0.01 | 0
2015 | TVA_Transmission_2_TVA | TVA_Transmission | TVA | Internal | Winter | B16 | 25 | 99999 | 1532.58 | 53.6 | 53.62 | 0.01 | 0
2015 | TVA_Transmission_2_TVA | TVA_Transmission | TVA | Internal | Winter | B17 | 100 | 99999 | 0 | 44.99 | 42.52 | 0.01 | 0
2015 | TVA_Transmission_2_TVA | TVA_Transmission | TVA | Internal | Winter | B18 | 400 | 99999 | 0 | 41.52 | 38.7 | 0.01 | 0
2015 | TVA_Transmission_2_TVA | TVA_Transmission | TVA | Internal | Winter | B19 | 700 | 99999 | 0 | 40.24 | 38.7 | 0.01 | 0
2015 | TVA_Transmission_2_TVA | TVA_Transmission | TVA | Internal | Winter | B20 | 935 | 99999 | 174.78 | 38.69 | 38.7 | 0.01 | 0
2015 | TVA_Transmission_2_VACAR | TVA_Transmission | VACAR | Internal | Shoulder | B11 | 25 | 900 | 0 | 49.12 | 51.12 | 9 | 0
2015 | TVA_Transmission_2_VACAR | TVA_Transmission | VACAR | Internal | Shoulder | B12 | 200 | 900 | 0 | 42.45 | 46.2 | 9 | 0
2015 | TVA_Transmission_2_VACAR | TVA_Transmission | VACAR | Internal | Shoulder | B13 | 600 | 900 | 0 | 40.63 | 44.54 | 9 | 0
2015 | TVA_Transmission_2_VACAR | TVA_Transmission | VACAR | Internal | Shoulder | B14 | 900 | 900 | 0 | 39.74 | 42.6 | 9 | 0
2015 | TVA_Transmission_2_VACAR | TVA_Transmission | VACAR | Internal | Shoulder | B15 | 1203 | 900 | 0 | 39.01 | 42.14 | 9 | 0
2015 | TVA_Transmission_2_VACAR | TVA_Transmission | VACAR | Internal | Summer | B1 | 10 | 900 | 0 | 67.38 | 68.16 | 9 | 0
2015 | TVA_Transmission_2_VACAR | TVA_Transmission | VACAR | Internal | Summer | B2 | 25 | 900 | 0 | 65.29 | 68.16 | 9 | 0
2015 | TVA_Transmission_2_VACAR | TVA_Transmission | VACAR | Internal | Summer | B3 | 75 | 900 | 0 | 62.94 | 68.16 | 9 | 0
2015 | TVA_Transmission_2_VACAR | TVA_Transmission | VACAR | Internal | Summer | B4 | 100 | 900 | 0 | 62.94 | 62.94 | 9 | 0
2015 | TVA_Transmission_2_VACAR | TVA_Transmission | VACAR | Internal | Summer | B5 | 200 | 900 | 0 | 51.64 | 56.32 | 9 | 0
2015 | TVA_Transmission_2_VACAR | TVA_Transmission | VACAR | Internal | Summer | B6 | 300 | 900 | 0 | 43.43 | 46.83 | 9 | 0
2015 | TVA_Transmission_2_VACAR | TVA_Transmission | VACAR | Internal | Summer | B7 | 400 | 900 | 0 | 39.64 | 45.75 | 9 | 0
2015 | TVA_Transmission_2_VACAR | TVA_Transmission | VACAR | Internal | Summer | B8 | 500 | 900 | 0 | 38.47 | 42.6 | 9 | 0
2015 | TVA_Transmission_2_VACAR | TVA_Transmission | VACAR | Internal | Summer | B9 | 800 | 900 | 0 | 37.93 | 41.67 | 9 | 0
2015 | TVA_Transmission_2_VACAR | TVA_Transmission | VACAR | Internal | Summer | B10 | 1262 | 900 | 0 | 35.68 | 40.46 | 9 | 0
2015 | TVA_Transmission_2_VACAR | TVA_Transmission | VACAR | Internal | Winter | B16 | 25 | 900 | 0 | 53.6 | 58.57 | 9 | 0
2015 | TVA_Transmission_2_VACAR | TVA_Transmission | VACAR | Internal | Winter | B17 | 100 | 900 | 0 | 44.99 | 48.94 | 9 | 0
2015 | TVA_Transmission_2_VACAR | TVA_Transmission | VACAR | Internal | Winter | B18 | 400 | 900 | 0 | 41.52 | 44.76 | 9 | 0
2015 | TVA_Transmission_2_VACAR | TVA_Transmission | VACAR | Internal | Winter | B19 | 700 | 900 | 0 | 40.24 | 43.2 | 9 | 0
2015 | TVA_Transmission_2_VACAR | TVA_Transmission | VACAR | Internal | Winter | B20 | 935 | 900 | 0 | 38.69 | 42.15 | 9 | 0
2015 | VACAR_2_SOCO | VACAR | SOCO | Internal | Shoulder | B11 | 25 | 3000 | 644.43 | 51.12 | 58.12 | 7 | 0
2015 | VACAR_2_SOCO | VACAR | SOCO | Internal | Shoulder | B12 | 200 | 3000 | 0 | 46.2 | 40.4 | 7 | 0
2015 | VACAR_2_SOCO | VACAR | SOCO | Internal | Shoulder | B13 | 600 | 3000 | 0 | 44.54 | 39.02 | 7 | 0
2015 | VACAR_2_SOCO | VACAR | SOCO | Internal | Shoulder | B14 | 900 | 3000 | 0 | 42.6 | 39.02 | 7 | 0
2015 | VACAR_2_SOCO | VACAR | SOCO | Internal | Shoulder | B15 | 1203 | 3000 | 0 | 42.14 | 39.02 | 7 | 0
2015 | VACAR_2_SOCO | VACAR | SOCO | Internal | Summer | B1 | 10 | 3000 | 0 | 68.16 | 64.92 | 7 | 0
2015 | VACAR_2_SOCO | VACAR | SOCO | Internal | Summer | B2 | 25 | 3000 | 0 | 68.16 | 64.92 | 7 | 0
2015 | VACAR_2_SOCO | VACAR | SOCO | Internal | Summer | B3 | 75 | 3000 | 0 | 68.16 | 64.92 | 7 | 0
2015 | VACAR_2_SOCO | VACAR | SOCO | Internal | Summer | B4 | 100 | 3000 | 0 | 62.94 | 62.94 | 7 | 0
2015 | VACAR_2_SOCO | VACAR | SOCO | Internal | Summer | B5 | 200 | 3000 | 0 | 56.32 | 60.27 | 7 | 0
2015 | VACAR_2_SOCO | VACAR | SOCO | Internal | Summer | B6 | 300 | 3000 | 0 | 46.83 | 48.1 | 7 | 0
2015 | VACAR_2_SOCO | VACAR | SOCO | Internal | Summer | B7 | 400 | 3000 | 0 | 45.75 | 43.48 | 7 | 0
2015 | VACAR_2_SOCO | VACAR | SOCO | Internal | Summer | B8 | 500 | 3000 | 0 | 42.6 | 39.22 | 7 | 0
2015 | VACAR_2_SOCO | VACAR | SOCO | Internal | Summer | B9 | 800 | 3000 | 0 | 41.67 | 37.88 | 7 | 0
2015 | VACAR_2_SOCO | VACAR | SOCO | Internal | Summer | B10 | 1262 | 3000 | 0 | 40.46 | 37.88 | 7 | 0
2015 | VACAR_2_SOCO | VACAR | SOCO | Internal | Winter | B16 | 25 | 3000 | 0 | 58.57 | 54.23 | 7 | 0
2015 | VACAR_2_SOCO | VACAR | SOCO | Internal | Winter | B17 | 100 | 3000 | 0 | 48.94 | 42.78 | 7 | 0
2015 | VACAR_2_SOCO | VACAR | SOCO | Internal | Winter | B18 | 400 | 3000 | 0 | 44.76 | 41.34 | 7 | 0
2015 | VACAR_2_SOCO | VACAR | SOCO | Internal | Winter | B19 | 700 | 3000 | 0 | 43.2 | 41.34 | 7 | 0
2015 | VACAR_2_SOCO | VACAR | SOCO | Internal | Winter | B20 | 935 | 3000 | 0 | 42.15 | 41.34 | 7 | 0
2020 | ENT_2_MISO_MO-IL | ENT | MISO_MO-IL | Internal | Shoulder | B11 | 25 | 2260 | 0 | 69 | 61.21 | 8 | 0
2020 | ENT_2_MISO_MO-IL | ENT | MISO_MO-IL | Internal | Shoulder | B12 | 200 | 2260 | 438.06 | 41.91 | 49.91 | 8 | 0
2020 | ENT_2_MISO_MO-IL | ENT | MISO_MO-IL | Internal | Shoulder | B13 | 600 | 2260 | 0 | 41.91 | 42.37 | 8 | 0
2020 | ENT_2_MISO_MO-IL | ENT | MISO_MO-IL | Internal | Shoulder | B14 | 900 | 2260 | 0 | 41.61 | 40.53 | 8 | 0
2020 | ENT_2_MISO_MO-IL | ENT | MISO_MO-IL | Internal | Shoulder | B15 | 1203 | 2260 | 0 | 41.61 | 36.96 | 8 | 0
2020 | ENT_2_MISO_MO-IL | ENT | MISO_MO-IL | Internal | Summer | B1 | 10 | 2260 | 0 | 170.88 | 162.88 | 8 | 0
2020 | ENT_2_MISO_MO-IL | ENT | MISO_MO-IL | Internal | Summer | B2 | 25 | 2260 | 0 | 73.38 | 65.38 | 8 | 0
2020 | ENT_2_MISO_MO-IL | ENT | MISO_MO-IL | Internal | Summer | B3 | 75 | 2260 | 0 | 68.21 | 61.14 | 8 | 0
2020 | ENT_2_MISO_MO-IL | ENT | MISO_MO-IL | Internal | Summer | B4 | 100 | 2260 | 0 | 68.21 | 61.14 | 8 | 0
2020 | ENT_2_MISO_MO-IL | ENT | MISO_MO-IL | Internal | Summer | B5 | 200 | 2260 | 0 | 68.21 | 61.14 | 8 | 0
2020 | ENT_2_MISO_MO-IL | ENT | MISO_MO-IL | Internal | Summer | B6 | 300 | 2260 | 0 | 55.57 | 48.9 | 8 | 0
2020 | ENT_2_MISO_MO-IL | ENT | MISO_MO-IL | Internal | Summer | B7 | 400 | 2260 | 0 | 45.94 | 40.51 | 8 | 0
2020 | ENT_2_MISO_MO-IL | ENT | MISO_MO-IL | Internal | Summer | B8 | 500 | 2260 | 0 | 40.59 | 37.35 | 8 | 0
2020 | ENT_2_MISO_MO-IL | ENT | MISO_MO-IL | Internal | Summer | B9 | 800 | 2260 | 0 | 40.3 | 36.06 | 8 | 0
2020 | ENT_2_MISO_MO-IL | ENT | MISO_MO-IL | Internal | Summer | B10 | 1262 | 2260 | 0 | 39.8 | 34.86 | 8 | 0
2020 | ENT_2_MISO_MO-IL | ENT | MISO_MO-IL | Internal | Winter | B16 | 25 | 2260 | 0 | 61.87 | 62.03 | 8 | 0
2020 | ENT_2_MISO_MO-IL | ENT | MISO_MO-IL | Internal | Winter | B17 | 100 | 2260 | 0 | 44.52 | 48.29 | 8 | 0
2020 | ENT_2_MISO_MO-IL | ENT | MISO_MO-IL | Internal | Winter | B18 | 400 | 2260 | 0 | 44.2 | 43.38 | 8 | 0
2020 | ENT_2_MISO_MO-IL | ENT | MISO_MO-IL | Internal | Winter | B19 | 700 | 2260 | 0 | 44.2 | 41.22 | 8 | 0
2020 | ENT_2_MISO_MO-IL | ENT | MISO_MO-IL | Internal | Winter | B20 | 935 | 2260 | 0 | 42.75 | 36.76 | 8 | 0
2020 | ENT_2_SOCO | ENT | SOCO | Internal | Shoulder | B11 | 25 | 2000 | 0 | 69 | 67.86 | 8 | 0
2020 | ENT_2_SOCO | ENT | SOCO | Internal | Shoulder | B12 | 200 | 2000 | 0 | 41.91 | 44.24 | 8 | 0
2020 | ENT_2_SOCO | ENT | SOCO | Internal | Shoulder | B13 | 600 | 2000 | 0 | 41.91 | 42.1 | 8 | 0
2020 | ENT_2_SOCO | ENT | SOCO | Internal | Shoulder | B14 | 900 | 2000 | 0 | 41.61 | 42.1 | 8 | 0
2020 | ENT_2_SOCO | ENT | SOCO | Internal | Shoulder | B15 | 1203 | 2000 | 0 | 41.61 | 42.1 | 8 | 0
2020 | ENT_2_SOCO | ENT | SOCO | Internal | Summer | B1 | 10 | 2000 | 2000 | 170.88 | 179.88 | 8 | 1
2020 | ENT_2_SOCO | ENT | SOCO | Internal | Summer | B2 | 25 | 2000 | 1335.09 | 73.38 | 81.38 | 8 | 0
2020 | ENT_2_SOCO | ENT | SOCO | Internal | Summer | B3 | 75 | 2000 | 419.52 | 68.21 | 76.21 | 8 | 0
2020 | ENT_2_SOCO | ENT | SOCO | Internal | Summer | B4 | 100 | 2000 | 0 | 68.21 | 71.02 | 8 | 0
2020 | ENT_2_SOCO | ENT | SOCO | Internal | Summer | B5 | 200 | 2000 | 0 | 68.21 | 69.69 | 8 | 0
2020 | ENT_2_SOCO | ENT | SOCO | Internal | Summer | B6 | 300 | 2000 | 868.31 | 55.57 | 63.57 | 8 | 0
2020 | ENT_2_SOCO | ENT | SOCO | Internal | Summer | B7 | 400 | 2000 | 1667.44 | 45.94 | 53.94 | 8 | 0
2020 | ENT_2_SOCO | ENT | SOCO | Internal | Summer | B8 | 500 | 2000 | 0 | 40.59 | 43.91 | 8 | 0
2020 | ENT_2_SOCO | ENT | SOCO | Internal | Summer | B9 | 800 | 2000 | 0 | 40.3 | 40.87 | 8 | 0
2020 | ENT_2_SOCO | ENT | SOCO | Internal | Summer | B10 | 1262 | 2000 | 0 | 39.8 | 40.87 | 8 | 0
2020 | ENT_2_SOCO | ENT | SOCO | Internal | Winter | B16 | 25 | 2000 | 1190.99 | 61.87 | 69.87 | 8 | 0
2020 | ENT_2_SOCO | ENT | SOCO | Internal | Winter | B17 | 100 | 2000 | 0 | 44.52 | 46.18 | 8 | 0
2020 | ENT_2_SOCO | ENT | SOCO | Internal | Winter | B18 | 400 | 2000 | 0 | 44.2 | 44.59 | 8 | 0
2020 | ENT_2_SOCO | ENT | SOCO | Internal | Winter | B19 | 700 | 2000 | 0 | 44.2 | 44.59 | 8 | 0
2020 | ENT_2_SOCO | ENT | SOCO | Internal | Winter | B20 | 935 | 2000 | 0 | 42.75 | 43.98 | 8 | 0
2020 | ENT_2_TVA_Transmission | ENT | TVA_Transmission | Internal | Shoulder | B11 | 25 | 2100 | 0 | 69 | 63.76 | 8 | 0
2020 | ENT_2_TVA_Transmission | ENT | TVA_Transmission | Internal | Shoulder | B12 | 200 | 2100 | 0 | 41.91 | 49.43 | 8 | 0
2020 | ENT_2_TVA_Transmission | ENT | TVA_Transmission | Internal | Shoulder | B13 | 600 | 2100 | 0 | 41.91 | 45.75 | 8 | 0
2020 | ENT_2_TVA_Transmission | ENT | TVA_Transmission | Internal | Shoulder | B14 | 900 | 2100 | 0 | 41.61 | 44.72 | 8 | 0
2020 | ENT_2_TVA_Transmission | ENT | TVA_Transmission | Internal | Shoulder | B15 | 1203 | 2100 | 0 | 41.61 | 43.21 | 8 | 0
2020 | ENT_2_TVA_Transmission | ENT | TVA_Transmission | Internal | Summer | B1 | 10 | 2100 | 0 | 170.88 | 170.88 | 8 | 0
2020 | ENT_2_TVA_Transmission | ENT | TVA_Transmission | Internal | Summer | B2 | 25 | 2100 | 0 | 73.38 | 73.38 | 8 | 0
2020 | ENT_2_TVA_Transmission | ENT | TVA_Transmission | Internal | Summer | B3 | 75 | 2100 | 0 | 68.21 | 69.14 | 8 | 0
2020 | ENT_2_TVA_Transmission | ENT | TVA_Transmission | Internal | Summer | B4 | 100 | 2100 | 0 | 68.21 | 67.28 | 8 | 0
2020 | ENT_2_TVA_Transmission | ENT | TVA_Transmission | Internal | Summer | B5 | 200 | 2100 | 0 | 68.21 | 66.16 | 8 | 0
2020 | ENT_2_TVA_Transmission | ENT | TVA_Transmission | Internal | Summer | B6 | 300 | 2100 | 0 | 55.57 | 54.57 | 8 | 0
2020 | ENT_2_TVA_Transmission | ENT | TVA_Transmission | Internal | Summer | B7 | 400 | 2100 | 0 | 45.94 | 44.94 | 8 | 0
2020 | ENT_2_TVA_Transmission | ENT | TVA_Transmission | Internal | Summer | B8 | 500 | 2100 | 0 | 40.59 | 42.5 | 8 | 0
2020 | ENT_2_TVA_Transmission | ENT | TVA_Transmission | Internal | Summer | B9 | 800 | 2100 | 0 | 40.3 | 41.07 | 8 | 0
2020 | ENT_2_TVA_Transmission | ENT | TVA_Transmission | Internal | Summer | B10 | 1262 | 2100 | 0 | 39.8 | 38.83 | 8 | 0
2020 | ENT_2_TVA_Transmission | ENT | TVA_Transmission | Internal | Winter | B16 | 25 | 2100 | 0 | 61.87 | 66.81 | 8 | 0
2020 | ENT_2_TVA_Transmission | ENT | TVA_Transmission | Internal | Winter | B17 | 100 | 2100 | 0 | 44.52 | 50.51 | 8 | 0
2020 | ENT_2_TVA_Transmission | ENT | TVA_Transmission | Internal | Winter | B18 | 400 | 2100 | 0 | 44.2 | 46.93 | 8 | 0
2020 | ENT_2_TVA_Transmission | ENT | TVA_Transmission | Internal | Winter | B19 | 700 | 2100 | 0 | 44.2 | 45.85 | 8 | 0
2020 | ENT_2_TVA_Transmission | ENT | TVA_Transmission | Internal | Winter | B20 | 935 | 2100 | 0 | 42.75 | 43.04 | 8 | 0
2020 | HQ_NEISO_2_NEISO | HQ_NEISO | NEISO | Internal | Shoulder | B11 | 25 | 99999 | 2920 | 37.66 | 37.67 | 0.01 | 0
2020 | HQ_NEISO_2_NEISO | HQ_NEISO | NEISO | Internal | Shoulder | B12 | 200 | 99999 | 2920 | 37.21 | 37.22 | 0.01 | 0
2020 | HQ_NEISO_2_NEISO | HQ_NEISO | NEISO | Internal | Shoulder | B13 | 600 | 99999 | 2920 | 37.08 | 37.09 | 0.01 | 0
2020 | HQ_NEISO_2_NEISO | HQ_NEISO | NEISO | Internal | Shoulder | B14 | 900 | 99999 | 2920 | 37.08 | 37.09 | 0.01 | 0
2020 | HQ_NEISO_2_NEISO | HQ_NEISO | NEISO | Internal | Shoulder | B15 | 1203 | 99999 | 1143.24 | 37.08 | 37.09 | 0.01 | 0
2020 | HQ_NEISO_2_NEISO | HQ_NEISO | NEISO | Internal | Summer | B1 | 10 | 99999 | 2920.1 | 356.9 | 356.92 | 0.01 | 0
2020 | HQ_NEISO_2_NEISO | HQ_NEISO | NEISO | Internal | Summer | B2 | 25 | 99999 | 2920.1 | 118.01 | 118.02 | 0.01 | 0
2020 | HQ_NEISO_2_NEISO | HQ_NEISO | NEISO | Internal | Summer | B3 | 75 | 99999 | 2920 | 53.52 | 53.53 | 0.01 | 0
2020 | HQ_NEISO_2_NEISO | HQ_NEISO | NEISO | Internal | Summer | B4 | 100 | 99999 | 2920 | 48.89 | 48.9 | 0.01 | 0
2020 | HQ_NEISO_2_NEISO | HQ_NEISO | NEISO | Internal | Summer | B5 | 200 | 99999 | 2920 | 34.88 | 34.9 | 0.01 | 0
2020 | HQ_NEISO_2_NEISO | HQ_NEISO | NEISO | Internal | Summer | B6 | 300 | 99999 | 2920 | 34.88 | 34.9 | 0.01 | 0
2020 | HQ_NEISO_2_NEISO | HQ_NEISO | NEISO | Internal | Summer | B7 | 400 | 99999 | 2920 | 34.88 | 34.9 | 0.01 | 0
2020 | HQ_NEISO_2_NEISO | HQ_NEISO | NEISO | Internal | Summer | B8 | 500 | 99999 | 2920 | 34.88 | 34.9 | 0.01 | 0
2020 | HQ_NEISO_2_NEISO | HQ_NEISO | NEISO | Internal | Summer | B9 | 800 | 99999 | 2920 | 34.88 | 34.9 | 0.01 | 0
2020 | HQ_NEISO_2_NEISO | HQ_NEISO | NEISO | Internal | Summer | B10 | 1262 | 99999 | 795.94 | 34.88 | 34.9 | 0.01 | 0
2020 | HQ_NEISO_2_NEISO | HQ_NEISO | NEISO | Internal | Winter | B16 | 25 | 99999 | 2920 | 46.26 | 46.27 | 0.01 | 0
2020 | HQ_NEISO_2_NEISO | HQ_NEISO | NEISO | Internal | Winter | B17 | 100 | 99999 | 2920 | 46.26 | 46.27 | 0.01 | 0
2020 | HQ_NEISO_2_NEISO | HQ_NEISO | NEISO | Internal | Winter | B18 | 400 | 99999 | 2920 | 44.69 | 44.7 | 0.01 | 0
2020 | HQ_NEISO_2_NEISO | HQ_NEISO | NEISO | Internal | Winter | B19 | 700 | 99999 | 2920 | 44.69 | 44.7 | 0.01 | 0
2020 | HQ_NEISO_2_NEISO | HQ_NEISO | NEISO | Internal | Winter | B20 | 935 | 99999 | 1233.58 | 44.69 | 44.7 | 0.01 | 0
2020 | HQ_NY_2_NYISO_A-F | HQ_NY | NYISO_A-F | Internal | Shoulder | B11 | 25 | 99999 | 1000 | 39.84 | 39.85 | 0.01 | 0
2020 | HQ_NY_2_NYISO_A-F | HQ_NY | NYISO_A-F | Internal | Shoulder | B12 | 200 | 99999 | 1000 | 39.84 | 39.85 | 0.01 | 0
2020 | HQ_NY_2_NYISO_A-F | HQ_NY | NYISO_A-F | Internal | Shoulder | B13 | 600 | 99999 | 1000 | 37.68 | 37.7 | 0.01 | 0
2020 | HQ_NY_2_NYISO_A-F | HQ_NY | NYISO_A-F | Internal | Shoulder | B14 | 900 | 99999 | 1000 | 37.68 | 37.7 | 0.01 | 0
2020 | HQ_NY_2_NYISO_A-F | HQ_NY | NYISO_A-F | Internal | Shoulder | B15 | 1203 | 99999 | 188.69 | 37.68 | 37.7 | 0.01 | 0
2020 | HQ_NY_2_NYISO_A-F | HQ_NY | NYISO_A-F | Internal | Summer | B1 | 10 | 99999 | 1000.1 | 148.85 | 148.87 | 0.01 | 0
2020 | HQ_NY_2_NYISO_A-F | HQ_NY | NYISO_A-F | Internal | Summer | B2 | 25 | 99999 | 1000 | 59.38 | 59.39 | 0.01 | 0
2020 | HQ_NY_2_NYISO_A-F | HQ_NY | NYISO_A-F | Internal | Summer | B3 | 75 | 99999 | 1000 | 50.52 | 50.53 | 0.01 | 0
2020 | HQ_NY_2_NYISO_A-F | HQ_NY | NYISO_A-F | Internal | Summer | B4 | 100 | 99999 | 1000 | 45.89 | 45.9 | 0.01 | 0
2020 | HQ_NY_2_NYISO_A-F | HQ_NY | NYISO_A-F | Internal | Summer | B5 | 200 | 99999 | 1000 | 42.02 | 42.03 | 0.01 | 0
2020 | HQ_NY_2_NYISO_A-F | HQ_NY | NYISO_A-F | Internal | Summer | B6 | 300 | 99999 | 1000 | 38.59 | 38.6 | 0.01 | 0
2020 | HQ_NY_2_NYISO_A-F | HQ_NY | NYISO_A-F | Internal | Summer | B7 | 400 | 99999 | 1000 | 37.87 | 37.88 | 0.01 | 0
2020 | HQ_NY_2_NYISO_A-F | HQ_NY | NYISO_A-F | Internal | Summer | B8 | 500 | 99999 | 1000 | 36.11 | 36.12 | 0.01 | 0
2020 | HQ_NY_2_NYISO_A-F | HQ_NY | NYISO_A-F | Internal | Summer | B9 | 800 | 99999 | 1000 | 36.11 | 36.12 | 0.01 | 0
2020 | HQ_NY_2_NYISO_A-F | HQ_NY | NYISO_A-F | Internal | Summer | B10 | 1262 | 99999 | 30.11 | 36.11 | 36.12 | 0.01 | 0
2020 | HQ_NY_2_NYISO_A-F | HQ_NY | NYISO_A-F | Internal | Winter | B16 | 25 | 99999 | 1000 | 42.18 | 42.19 | 0.01 | 0
2020 | HQ_NY_2_NYISO_A-F | HQ_NY | NYISO_A-F | Internal | Winter | B17 | 100 | 99999 | 1000 | 42.16 | 42.17 | 0.01 | 0
2020 | HQ_NY_2_NYISO_A-F | HQ_NY | NYISO_A-F | Internal | Winter | B18 | 400 | 99999 | 1000 | 41.69 | 41.7 | 0.01 | 0
2020 | HQ_NY_2_NYISO_A-F | HQ_NY | NYISO_A-F | Internal | Winter | B19 | 700 | 99999 | 1000 | 41.69 | 41.7 | 0.01 | 0
2020 | HQ_NY_2_NYISO_A-F | HQ_NY | NYISO_A-F | Internal | Winter | B20 | 935 | 99999 | 229.95 | 41.69 | 41.7 | 0.01 | 0
2020 | HQ_IESO_2_IESO | HQ_IESO | IESO | Internal | Shoulder | B11 | 25 | 99999 | 400 | 29.66 | 29.68 | 0.01 | 0
2020 | HQ_IESO_2_IESO | HQ_IESO | IESO | Internal | Shoulder | B12 | 200 | 99999 | 400 | 29.66 | 29.68 | 0.01 | 0
2020 | HQ_IESO_2_IESO | HQ_IESO | IESO | Internal | Shoulder | B13 | 600 | 99999 | 400 | 29.66 | 29.68 | 0.01 | 0
2020 | HQ_IESO_2_IESO | HQ_IESO | IESO | Internal | Shoulder | B14 | 900 | 99999 | 400 | 29.66 | 29.68 | 0.01 | 0
2020 | HQ_IESO_2_IESO | HQ_IESO | IESO | Internal | Shoulder | B15 | 1203 | 99999 | 75.48 | 29.66 | 29.68 | 0.01 | 0
2020 | HQ_IESO_2_IESO | HQ_IESO | IESO | Internal | Summer | B1 | 10 | 99999 | 400.1 | 141.85 | 141.87 | 0.01 | 0
2020 | HQ_IESO_2_IESO | HQ_IESO | IESO | Internal | Summer | B2 | 25 | 99999 | 400 | 52.38 | 52.39 | 0.01 | 0
2020 | HQ_IESO_2_IESO | HQ_IESO | IESO | Internal | Summer | B3 | 75 | 99999 | 400 | 43.52 | 43.53 | 0.01 | 0
2020 | HQ_IESO_2_IESO | HQ_IESO | IESO | Internal | Summer | B4 | 100 | 99999 | 400 | 38.89 | 38.9 | 0.01 | 0
2020 | HQ_IESO_2_IESO | HQ_IESO | IESO | Internal | Summer | B5 | 200 | 99999 | 400 | 35.02 | 35.03 | 0.01 | 0
2020 | HQ_IESO_2_IESO | HQ_IESO | IESO | Internal | Summer | B6 | 300 | 99999 | 400 | 31.59 | 31.6 | 0.01 | 0
2020 | HQ_IESO_2_IESO | HQ_IESO | IESO | Internal | Summer | B7 | 400 | 99999 | 400 | 27.87 | 27.89 | 0.01 | 0
2020 | HQ_IESO_2_IESO | HQ_IESO | IESO | Internal | Summer | B8 | 500 | 99999 | 400 | 27.87 | 27.89 | 0.01 | 0
2020 | HQ_IESO_2_IESO | HQ_IESO | IESO | Internal | Summer | B9 | 800 | 99999 | 400 | 27.87 | 27.89 | 0.01 | 0
2020 | HQ_IESO_2_IESO | HQ_IESO | IESO | Internal | Summer | B10 | 1262 | 99999 | 12.04 | 27.87 | 27.89 | 0.01 | 0
2020 | HQ_IESO_2_IESO | HQ_IESO | IESO | Internal | Winter | B16 | 25 | 99999 | 400 | 29.76 | 29.77 | 0.01 | 0
2020 | HQ_IESO_2_IESO | HQ_IESO | IESO | Internal | Winter | B17 | 100 | 99999 | 400 | 29.76 | 29.77 | 0.01 | 0
2020 | HQ_IESO_2_IESO | HQ_IESO | IESO | Internal | Winter | B18 | 400 | 99999 | 400 | 29.76 | 29.77 | 0.01 | 0
2020 | HQ_IESO_2_IESO | HQ_IESO | IESO | Internal | Winter | B19 | 700 | 99999 | 400 | 29.76 | 29.77 | 0.01 | 0
2020 | HQ_IESO_2_IESO | HQ_IESO | IESO | Internal | Winter | B20 | 935 | 99999 | 91.98 | 29.76 | 29.77 | 0.01 | 0
2020 | IESO_2_MAPP_CA | IESO | MAPP_CA | Internal | Shoulder | B11 | 25 | 262 | 262 | 29.68 | 54.93 | 7 | 18.25
2020 | IESO_2_MAPP_CA | IESO | MAPP_CA | Internal | Shoulder | B12 | 200 | 262 | 262 | 29.68 | 49.89 | 7 | 13.21
2020 | IESO_2_MAPP_CA | IESO | MAPP_CA | Internal | Shoulder | B13 | 600 | 262 | 262 | 29.68 | 42.35 | 7 | 5.67
2020 | IESO_2_MAPP_CA | IESO | MAPP_CA | Internal | Shoulder | B14 | 900 | 262 | 262 | 29.68 | 42.16 | 7 | 5.49
2020 | IESO_2_MAPP_CA | IESO | MAPP_CA | Internal | Shoulder | B15 | 1203 | 262 | 262 | 29.68 | 42.16 | 7 | 5.49
2020 | IESO_2_MAPP_CA | IESO | MAPP_CA | Internal | Summer | B1 | 10 | 262 | 209.92 | 141.87 | 148.87 | 7 | 0
2020 | IESO_2_MAPP_CA | IESO | MAPP_CA | Internal | Summer | B2 | 25 | 262 | 262 | 52.39 | 63.81 | 7 | 4.42
2020 | IESO_2_MAPP_CA | IESO | MAPP_CA | Internal | Summer | B3 | 75 | 262 | 262 | 43.53 | 63.26 | 7 | 12.73
2020 | IESO_2_MAPP_CA | IESO | MAPP_CA | Internal | Summer | B4 | 100 | 262 | 262 | 38.9 | 62.56 | 7 | 16.66
2020 | IESO_2_MAPP_CA | IESO | MAPP_CA | Internal | Summer | B5 | 200 | 262 | 262 | 35.03 | 61.14 | 7 | 19.11
2020 | IESO_2_MAPP_CA | IESO | MAPP_CA | Internal | Summer | B6 | 300 | 262 | 262 | 31.6 | 48.88 | 7 | 10.27
2020 | IESO_2_MAPP_CA | IESO | MAPP_CA | Internal | Summer | B7 | 400 | 262 | 262 | 27.89 | 40.49 | 7 | 5.6
2020 | IESO_2_MAPP_CA | IESO | MAPP_CA | Internal | Summer | B8 | 500 | 262 | 262 | 27.89 | 37.33 | 7 | 2.44
2020 | IESO_2_MAPP_CA | IESO | MAPP_CA | Internal | Summer | B9 | 800 | 262 | 262 | 27.89 | 37.33 | 7 | 2.44
2020 | IESO_2_MAPP_CA | IESO | MAPP_CA | Internal | Summer | B10 | 1262 | 262 | 262 | 27.89 | 37.33 | 7 | 2.44
2020 | IESO_2_MAPP_CA | IESO | MAPP_CA | Internal | Winter | B16 | 25 | 262 | 262 | 29.77 | 62.01 | 7 | 25.24
2020 | IESO_2_MAPP_CA | IESO | MAPP_CA | Internal | Winter | B17 | 100 | 262 | 262 | 29.77 | 48.27 | 7 | 11.5
2020 | IESO_2_MAPP_CA | IESO | MAPP_CA | Internal | Winter | B18 | 400 | 262 | 262 | 29.77 | 45.3 | 7 | 8.53
2020 | IESO_2_MAPP_CA | IESO | MAPP_CA | Internal | Winter | B19 | 700 | 262 | 262 | 29.77 | 45.3 | 7 | 8.53
2020 | IESO_2_MAPP_CA | IESO | MAPP_CA | Internal | Winter | B20 | 935 | 262 | 262 | 29.77 | 45.3 | 7 | 8.53
2020 | IESO_2_MISO_MI | IESO | MISO_MI | Internal | Shoulder | B11 | 25 | 1840 | 1840 | 29.68 | 59.61 | 7 | 22.93
2020 | IESO_2_MISO_MI | IESO | MISO_MI | Internal | Shoulder | B12 | 200 | 1840 | 1840 | 29.68 | 49.91 | 7 | 13.24
2020 | IESO_2_MISO_MI | IESO | MISO_MI | Internal | Shoulder | B13 | 600 | 1840 | 1840 | 29.68 | 42.4 | 7 | 5.72
2020 | IESO_2_MISO_MI | IESO | MISO_MI | Internal | Shoulder | B14 | 900 | 1840 | 1840 | 29.68 | 40.55 | 7 | 3.88
2020 | IESO_2_MISO_MI | IESO | MISO_MI | Internal | Shoulder | B15 | 1203 | 1840 | 1840 | 29.68 | 36.96 | 7 | 0.28
2020 | IESO_2_MISO_MI | IESO | MISO_MI | Internal | Summer | B1 | 10 | 1840 | 1840 | 141.87 | 162.87 | 7 | 14
2020 | IESO_2_MISO_MI | IESO | MISO_MI | Internal | Summer | B2 | 25 | 1840 | 1840 | 52.39 | 64.14 | 7 | 4.75
2020 | IESO_2_MISO_MI | IESO | MISO_MI | Internal | Summer | B3 | 75 | 1840 | 1840 | 43.53 | 61.14 | 7 | 10.61
2020 | IESO_2_MISO_MI | IESO | MISO_MI | Internal | Summer | B4 | 100 | 1840 | 1840 | 38.9 | 59.28 | 7 | 13.38
2020 | IESO_2_MISO_MI | IESO | MISO_MI | Internal | Summer | B5 | 200 | 1840 | 1840 | 35.03 | 58.16 | 7 | 16.12
2020 | IESO_2_MISO_MI | IESO | MISO_MI | Internal | Summer | B6 | 300 | 1840 | 1840 | 31.6 | 48.89 | 7 | 10.28
2020 | IESO_2_MISO_MI | IESO | MISO_MI | Internal | Summer | B7 | 400 | 1840 | 1840 | 27.89 | 40.53 | 7 | 5.65
2020 | IESO_2_MISO_MI | IESO | MISO_MI | Internal | Summer | B8 | 500 | 1840 | 1840 | 27.89 | 37.38 | 7 | 2.49
2020 | IESO_2_MISO_MI | IESO | MISO_MI | Internal | Summer | B9 | 800 | 1840 | 1840 | 27.89 | 36.06 | 7 | 1.17
2020 | IESO_2_MISO_MI | IESO | MISO_MI | Internal | Summer | B10 | 1262 | 1840 | 1189.8 | 27.89 | 34.89 | 7 | 0
2020 | IESO_2_MISO_MI | IESO | MISO_MI | Internal | Winter | B16 | 25 | 1840 | 1840 | 29.77 | 62.79 | 7 | 26.02
2020 | IESO_2_MISO_MI | IESO | MISO_MI | Internal | Winter | B17 | 100 | 1840 | 1840 | 29.77 | 48.29 | 7 | 11.52
2020 | IESO_2_MISO_MI | IESO | MISO_MI | Internal | Winter | B18 | 400 | 1840 | 1840 | 29.77 | 43.4 | 7 | 6.63
2020 | IESO_2_MISO_MI | IESO | MISO_MI | Internal | Winter | B19 | 700 | 1840 | 1840 | 29.77 | 41.23 | 7 | 4.46
2020 | IESO_2_MISO_MI | IESO | MISO_MI | Internal | Winter | B20 | 935 | 1840 | 769.45 | 29.77 | 36.77 | 7 | 0
2020 | IESO_2_MISO_W | IESO | MISO_W | Internal | Shoulder | B11 | 25 | 140 | 140 | 29.68 | 61.2 | 7 | 24.53
2020 | IESO_2_MISO_W | IESO | MISO_W | Internal | Shoulder | B12 | 200 | 140 | 140 | 29.68 | 49.9 | 7 | 13.22
2020 | IESO_2_MISO_W | IESO | MISO_W | Internal | Shoulder | B13 | 600 | 140 | 140 | 29.68 | 42.36 | 7 | 5.69
2020 | IESO_2_MISO_W | IESO | MISO_W | Internal | Shoulder | B14 | 900 | 140 | 140 | 29.68 | 40.54 | 7 | 3.87
2020 | IESO_2_MISO_W | IESO | MISO_W | Internal | Shoulder | B15 | 1203 | 140 | 140 | 29.68 | 36.94 | 7 | 0.27
2020 | IESO_2_MISO_W | IESO | MISO_W | Internal | Summer | B1 | 10 | 140 | 140 | 141.87 | 162.87 | 7 | 14
2020 | IESO_2_MISO_W | IESO | MISO_W | Internal | Summer | B2 | 25 | 140 | 140 | 52.39 | 65.37 | 7 | 5.98
2020 | IESO_2_MISO_W | IESO | MISO_W | Internal | Summer | B3 | 75 | 140 | 140 | 43.53 | 63.27 | 7 | 12.74
2020 | IESO_2_MISO_W | IESO | MISO_W | Internal | Summer | B4 | 100 | 140 | 140 | 38.9 | 62.58 | 7 | 16.67
2020 | IESO_2_MISO_W | IESO | MISO_W | Internal | Summer | B5 | 200 | 140 | 140 | 35.03 | 61.15 | 7 | 19.12
2020 | IESO_2_MISO_W | IESO | MISO_W | Internal | Summer | B6 | 300 | 140 | 140 | 31.6 | 48.89 | 7 | 10.28
2020 | IESO_2_MISO_W | IESO | MISO_W | Internal | Summer | B7 | 400 | 140 | 140 | 27.89 | 40.5 | 7 | 5.61
2020 | IESO_2_MISO_W | IESO | MISO_W | Internal | Summer | B8 | 500 | 140 | 140 | 27.89 | 37.34 | 7 | 2.45
2020 | IESO_2_MISO_W | IESO | MISO_W | Internal | Summer | B9 | 800 | 140 | 140 | 27.89 | 36.07 | 7 | 1.18
2020 | IESO_2_MISO_W | IESO | MISO_W | Internal | Summer | B10 | 1262 | 140 | 0 | 27.89 | 34.85 | 7 | 0
2020 | IESO_2_MISO_W | IESO | MISO_W | Internal | Winter | B16 | 25 | 140 | 140 | 29.77 | 62.02 | 7 | 25.25
2020 | IESO_2_MISO_W | IESO | MISO_W | Internal | Winter | B17 | 100 | 140 | 140 | 29.77 | 48.28 | 7 | 11.51
2020 | IESO_2_MISO_W | IESO | MISO_W | Internal | Winter | B18 | 400 | 140 | 140 | 29.77 | 43.37 | 7 | 6.59
2020 | IESO_2_MISO_W | IESO | MISO_W | Internal | Winter | B19 | 700 | 140 | 140 | 29.77 | 41.23 | 7 | 4.46
2020 | IESO_2_MISO_W | IESO | MISO_W | Internal | Winter | B20 | 935 | 140 | 0 | 29.77 | 36.75 | 7 | 0
2020 | IESO_2_NYISO_A-F | IESO | NYISO_A-F | Internal | Shoulder | B11 | 25 | 1725 | 1725 | 29.68 | 39.85 | 7 | 3.17
2020 | IESO_2_NYISO_A-F | IESO | NYISO_A-F | Internal | Shoulder | B12 | 200 | 1725 | 1725 | 29.68 | 39.85 | 7 | 3.17
2020 | IESO_2_NYISO_A-F | IESO | NYISO_A-F | Internal | Shoulder | B13 | 600 | 1725 | 1725 | 29.68 | 37.7 | 7 | 1.02
2020 | IESO_2_NYISO_A-F | IESO | NYISO_A-F | Internal | Shoulder | B14 | 900 | 1725 | 1725 | 29.68 | 37.7 | 7 | 1.02
2020 | IESO_2_NYISO_A-F | IESO | NYISO_A-F | Internal | Shoulder | B15 | 1203 | 1725 | 1725 | 29.68 | 37.7 | 7 | 1.02
2020 | IESO_2_NYISO_A-F | IESO | NYISO_A-F | Internal | Summer | B1 | 10 | 1725 | 511.59 | 141.87 | 148.87 | 7 | 0
2020 | IESO_2_NYISO_A-F | IESO | NYISO_A-F | Internal | Summer | B2 | 25 | 1725 | 122.96 | 52.39 | 59.39 | 7 | 0
2020 | IESO_2_NYISO_A-F | IESO | NYISO_A-F | Internal | Summer | B3 | 75 | 1725 | 1054.94 | 43.53 | 50.53 | 7 | 0
2020 | IESO_2_NYISO_A-F | IESO | NYISO_A-F | Internal | Summer | B4 | 100 | 1725 | 1707.89 | 38.9 | 45.9 | 7 | 0
2020 | IESO_2_NYISO_A-F | IESO | NYISO_A-F | Internal | Summer | B5 | 200 | 1725 | 1528.45 | 35.03 | 42.03 | 7 | 0
2020 | IESO_2_NYISO_A-F | IESO | NYISO_A-F | Internal | Summer | B6 | 300 | 1725 | 1618.96 | 31.6 | 38.6 | 7 | 0
2020 | IESO_2_NYISO_A-F | IESO | NYISO_A-F | Internal | Summer | B7 | 400 | 1725 | 1725 | 27.89 | 37.88 | 7 | 3
2020 | IESO_2_NYISO_A-F | IESO | NYISO_A-F | Internal | Summer | B8 | 500 | 1725 | 1725 | 27.89 | 36.12 | 7 | 1.23
2020 | IESO_2_NYISO_A-F | IESO | NYISO_A-F | Internal | Summer | B9 | 800 | 1725 | 1725 | 27.89 | 36.12 | 7 | 1.23
2020 | IESO_2_NYISO_A-F | IESO | NYISO_A-F | Internal | Summer | B10 | 1262 | 1725 | 1725 | 27.89 | 36.12 | 7 | 1.23
2020 | IESO_2_NYISO_A-F | IESO | NYISO_A-F | Internal | Winter | B16 | 25 | 1725 | 1725 | 29.77 | 42.19 | 7 | 5.42
2020 | IESO_2_NYISO_A-F | IESO | NYISO_A-F | Internal | Winter | B17 | 100 | 1725 | 1725 | 29.77 | 42.17 | 7 | 5.4
2020 | IESO_2_NYISO_A-F | IESO | NYISO_A-F | Internal | Winter | B18 | 400 | 1725 | 1725 | 29.77 | 41.7 | 7 | 4.93
2020 | IESO_2_NYISO_A-F | IESO | NYISO_A-F | Internal | Winter | B19 | 700 | 1725 | 1725 | 29.77 | 41.7 | 7 | 4.93
2020 | IESO_2_NYISO_A-F | IESO | NYISO_A-F | Internal | Winter | B20 | 935 | 1725 | 1725 | 29.77 | 41.7 | 7 | 4.93
2020 | MAPP_CA_2_IESO | MAPP_CA | IESO | Internal | Shoulder | B11 | 25 | 330 | 0 | 54.93 | 29.68 | 8 | 0
2020 | MAPP_CA_2_IESO | MAPP_CA | IESO | Internal | Shoulder | B12 | 200 | 330 | 0 | 49.89 | 29.68 | 8 | 0
2020 | MAPP_CA_2_IESO | MAPP_CA | IESO | Internal | Shoulder | B13 | 600 | 330 | 0 | 42.35 | 29.68 | 8 | 0
2020 | MAPP_CA_2_IESO | MAPP_CA | IESO | Internal | Shoulder | B14 | 900 | 330 | 0 | 42.16 | 29.68 | 8 | 0
2020 | MAPP_CA_2_IESO | MAPP_CA | IESO | Internal | Shoulder | B15 | 1203 | 330 | 0 | 42.16 | 29.68 | 8 | 0
2020 | MAPP_CA_2_IESO | MAPP_CA | IESO | Internal | Summer | B1 | 10 | 330 | 0 | 148.87 | 141.87 | 8 | 0
2020 | MAPP_CA_2_IESO | MAPP_CA | IESO | Internal | Summer | B2 | 25 | 330 | 0 | 63.81 | 52.39 | 8 | 0
2020 | MAPP_CA_2_IESO | MAPP_CA | IESO | Internal | Summer | B3 | 75 | 330 | 0 | 63.26 | 43.53 | 8 | 0
2020 | MAPP_CA_2_IESO | MAPP_CA | IESO | Internal | Summer | B4 | 100 | 330 | 0 | 62.56 | 38.9 | 8 | 0
2020 | MAPP_CA_2_IESO | MAPP_CA | IESO | Internal | Summer | B5 | 200 | 330 | 0 | 61.14 | 35.03 | 8 | 0
2020 | MAPP_CA_2_IESO | MAPP_CA | IESO | Internal | Summer | B6 | 300 | 330 | 0 | 48.88 | 31.6 | 8 | 0
2020 | MAPP_CA_2_IESO | MAPP_CA | IESO | Internal | Summer | B7 | 400 | 330 | 0 | 40.49 | 27.89 | 8 | 0
2020 | MAPP_CA_2_IESO | MAPP_CA | IESO | Internal | Summer | B8 | 500 | 330 | 0 | 37.33 | 27.89 | 8 | 0
2020 | MAPP_CA_2_IESO | MAPP_CA | IESO | Internal | Summer | B9 | 800 | 330 | 0 | 37.33 | 27.89 | 8 | 0
2020 | MAPP_CA_2_IESO | MAPP_CA | IESO | Internal | Summer | B10 | 1262 | 330 | 0 | 37.33 | 27.89 | 8 | 0
2020 | MAPP_CA_2_IESO | MAPP_CA | IESO | Internal | Winter | B16 | 25 | 330 | 0 | 62.01 | 29.77 | 8 | 0
2020 | MAPP_CA_2_IESO | MAPP_CA | IESO | Internal | Winter | B17 | 100 | 330 | 0 | 48.27 | 29.77 | 8 | 0
2020 | MAPP_CA_2_IESO | MAPP_CA | IESO | Internal | Winter | B18 | 400 | 330 | 0 | 45.3 | 29.77 | 8 | 0
2020 | MAPP_CA_2_IESO | MAPP_CA | IESO | Internal | Winter | B19 | 700 | 330 | 0 | 45.3 | 29.77 | 8 | 0
2020 | MAPP_CA_2_IESO | MAPP_CA | IESO | Internal | Winter | B20 | 935 | 330 | 0 | 45.3 | 29.77 | 8 | 0
2020 | MAPP_CA_2_MAPP_US | MAPP_CA | MAPP_US | Internal | Shoulder | B11 | 25 | 372 | 0 | 54.93 | 54.2 | 7 | 0
2020 | MAPP_CA_2_MAPP_US | MAPP_CA | MAPP_US | Internal | Shoulder | B12 | 200 | 372 | 0 | 49.89 | 42.9 | 7 | 0
2020 | MAPP_CA_2_MAPP_US | MAPP_CA | MAPP_US | Internal | Shoulder | B13 | 600 | 372 | 0 | 42.35 | 35.36 | 7 | 0
2020 | MAPP_CA_2_MAPP_US | MAPP_CA | MAPP_US | Internal | Shoulder | B14 | 900 | 372 | 0 | 42.16 | 33.69 | 7 | 0
2020 | MAPP_CA_2_MAPP_US | MAPP_CA | MAPP_US | Internal | Shoulder | B15 | 1203 | 372 | 0 | 42.16 | 33.17 | 7 | 0
2020 | MAPP_CA_2_MAPP_US | MAPP_CA | MAPP_US | Internal | Summer | B1 | 10 | 372 | 300.21 | 148.87 | 155.87 | 7 | 0
2020 | MAPP_CA_2_MAPP_US | MAPP_CA | MAPP_US | Internal | Summer | B2 | 25 | 372 | 0 | 63.81 | 58.37 | 7 | 0
2020 | MAPP_CA_2_MAPP_US | MAPP_CA | MAPP_US | Internal | Summer | B3 | 75 | 372 | 0 | 63.26 | 57.47 | 7 | 0
2020 | MAPP_CA_2_MAPP_US | MAPP_CA | MAPP_US | Internal | Summer | B4 | 100 | 372 | 0 | 62.56 | 57.47 | 7 | 0
2020 | MAPP_CA_2_MAPP_US | MAPP_CA | MAPP_US | Internal | Summer | B5 | 200 | 372 | 0 | 61.14 | 57.14 | 7 | 0
2020 | MAPP_CA_2_MAPP_US | MAPP_CA | MAPP_US | Internal | Summer | B6 | 300 | 372 | 0 | 48.88 | 48.88 | 7 | 0
2020 | MAPP_CA_2_MAPP_US | MAPP_CA | MAPP_US | Internal | Summer | B7 | 400 | 372 | 0 | 40.49 | 33.5 | 7 | 0
2020 | MAPP_CA_2_MAPP_US | MAPP_CA | MAPP_US | Internal | Summer | B8 | 500 | 372 | 0 | 37.33 | 30.34 | 7 | 0
2020 | MAPP_CA_2_MAPP_US | MAPP_CA | MAPP_US | Internal | Summer | B9 | 800 | 372 | 0 | 37.33 | 30.33 | 7 | 0
2020 | MAPP_CA_2_MAPP_US | MAPP_CA | MAPP_US | Internal | Summer | B10 | 1262 | 372 | 0 | 37.33 | 27.85 | 7 | 0
2020 | MAPP_CA_2_MAPP_US | MAPP_CA | MAPP_US | Internal | Winter | B16 | 25 | 372 | 0 | 62.01 | 55.02 | 7 | 0
2020 | MAPP_CA_2_MAPP_US | MAPP_CA | MAPP_US | Internal | Winter | B17 | 100 | 372 | 0 | 48.27 | 41.28 | 7 | 0
2020 | MAPP_CA_2_MAPP_US | MAPP_CA | MAPP_US | Internal | Winter | B18 | 400 | 372 | 0 | 45.3 | 36.37 | 7 | 0
2020 | MAPP_CA_2_MAPP_US | MAPP_CA | MAPP_US | Internal | Winter | B19 | 700 | 372 | 0 | 45.3 | 36.37 | 7 | 0
2020 | MAPP_CA_2_MAPP_US | MAPP_CA | MAPP_US | Internal | Winter | B20 | 935 | 372 | 0 | 45.3 | 31.32 | 7 | 0
2020 | MAPP_CA_2_MISO_W | MAPP_CA | MISO_W | Internal | Shoulder | B11 | 25 | 1970 | 1970 | 54.93 | 61.2 | 0.01 | 6.26
2020 | MAPP_CA_2_MISO_W | MAPP_CA | MISO_W | Internal | Shoulder | B12 | 200 | 1970 | 1579.76 | 49.89 | 49.9 | 0.01 | 0
2020 | MAPP_CA_2_MISO_W | MAPP_CA | MISO_W | Internal | Shoulder | B13 | 600 | 1970 | 1118.34 | 42.35 | 42.36 | 0.01 | 0
2020 | MAPP_CA_2_MISO_W | MAPP_CA | MISO_W | Internal | Shoulder | B14 | 900 | 1970 | 0 | 42.16 | 40.54 | 0.01 | 0
2020 | MAPP_CA_2_MISO_W | MAPP_CA | MISO_W | Internal | Shoulder | B15 | 1203 | 1970 | 0 | 42.16 | 36.94 | 0.01 | 0
2020 | MAPP_CA_2_MISO_W | MAPP_CA | MISO_W | Internal | Summer | B1 | 10 | 1970 | 1970 | 148.87 | 162.87 | 0.01 | 13.99
2020 | MAPP_CA_2_MISO_W | MAPP_CA | MISO_W | Internal | Summer | B2 | 25 | 1970 | 1970 | 63.81 | 65.37 | 0.01 | 1.54
2020 | MAPP_CA_2_MISO_W | MAPP_CA | MISO_W | Internal | Summer | B3 | 75 | 1970 | 1520.36 | 63.26 | 63.27 | 0.01 | 0
2020 | MAPP_CA_2_MISO_W | MAPP_CA | MISO_W | Internal | Summer | B4 | 100 | 1970 | 1605.04 | 62.56 | 62.58 | 0.01 | 0
2020 | MAPP_CA_2_MISO_W | MAPP_CA | MISO_W | Internal | Summer | B5 | 200 | 1970 | 1671.02 | 61.14 | 61.15 | 0.01 | 0
2020 | MAPP_CA_2_MISO_W | MAPP_CA | MISO_W | Internal | Summer | B6 | 300 | 1970 | 1785.2 | 48.88 | 48.89 | 0.01 | 0
2020 | MAPP_CA_2_MISO_W | MAPP_CA | MISO_W | Internal | Summer | B7 | 400 | 1970 | 827.84 | 40.49 | 40.5 | 0.01 | 0
2020 | MAPP_CA_2_MISO_W | MAPP_CA | MISO_W | Internal | Summer | B8 | 500 | 1970 | 721.5 | 37.33 | 37.34 | 0.01 | 0
2020 | MAPP_CA_2_MISO_W | MAPP_CA | MISO_W | Internal | Summer | B9 | 800 | 1970 | 0 | 37.33 | 36.07 | 0.01 | 0
2020 | MAPP_CA_2_MISO_W | MAPP_CA | MISO_W | Internal | Summer | B10 | 1262 | 1970 | 0 | 37.33 | 34.85 | 0.01 | 0
2020 | MAPP_CA_2_MISO_W | MAPP_CA | MISO_W | Internal | Winter | B16 | 25 | 1970 | 853.4 | 62.01 | 62.02 | 0.01 | 0
2020 | MAPP_CA_2_MISO_W | MAPP_CA | MISO_W | Internal | Winter | B17 | 100 | 1970 | 86.07 | 48.27 | 48.28 | 0.01 | 0
2020 | MAPP_CA_2_MISO_W | MAPP_CA | MISO_W | Internal | Winter | B18 | 400 | 1970 | 0 | 45.3 | 43.37 | 0.01 | 0
2020 | MAPP_CA_2_MISO_W | MAPP_CA | MISO_W | Internal | Winter | B19 | 700 | 1970 | 0 | 45.3 | 41.23 | 0.01 | 0
2020 | MAPP_CA_2_MISO_W | MAPP_CA | MISO_W | Internal | Winter | B20 | 935 | 1970 | 0 | 45.3 | 36.75 | 0.01 | 0
2020 | MAPP_US_2_MAPP_CA | MAPP_US | MAPP_CA | Internal | Shoulder | B11 | 25 | 165 | 0 | 54.2 | 54.93 | 7 | 0
2020 | MAPP_US_2_MAPP_CA | MAPP_US | MAPP_CA | Internal | Shoulder | B12 | 200 | 165 | 0 | 42.9 | 49.89 | 7 | 0
2020 | MAPP_US_2_MAPP_CA | MAPP_US | MAPP_CA | Internal | Shoulder | B13 | 600 | 165 | 0 | 35.36 | 42.35 | 7 | 0
2020 | MAPP_US_2_MAPP_CA | MAPP_US | MAPP_CA | Internal | Shoulder | B14 | 900 | 165 | 165 | 33.69 | 42.16 | 7 | 1.47
2020 | MAPP_US_2_MAPP_CA | MAPP_US | MAPP_CA | Internal | Shoulder | B15 | 1203 | 165 | 165 | 33.17 | 42.16 | 7 | 1.99
2020 | MAPP_US_2_MAPP_CA | MAPP_US | MAPP_CA | Internal | Summer | B1 | 10 | 165 | 0 | 155.87 | 148.87 | 7 | 0
2020 | MAPP_US_2_MAPP_CA | MAPP_US | MAPP_CA | Internal | Summer | B2 | 25 | 165 | 0 | 58.37 | 63.81 | 7 | 0
2020 | MAPP_US_2_MAPP_CA | MAPP_US | MAPP_CA | Internal | Summer | B3 | 75 | 165 | 0 | 57.47 | 63.26 | 7 | 0
2020 | MAPP_US_2_MAPP_CA | MAPP_US | MAPP_CA | Internal | Summer | B4 | 100 | 165 | 0 | 57.47 | 62.56 | 7 | 0
2020 | MAPP_US_2_MAPP_CA | MAPP_US | MAPP_CA | Internal | Summer | B5 | 200 | 165 | 0 | 57.14 | 61.14 | 7 | 0
2020 | MAPP_US_2_MAPP_CA | MAPP_US | MAPP_CA | Internal | Summer | B6 | 300 | 165 | 0 | 48.88 | 48.88 | 7 | 0
2020 | MAPP_US_2_MAPP_CA | MAPP_US | MAPP_CA | Internal | Summer | B7 | 400 | 165 | 0 | 33.5 | 40.49 | 7 | 0
2020 | MAPP_US_2_MAPP_CA | MAPP_US | MAPP_CA | Internal | Summer | B8 | 500 | 165 | 0 | 30.34 | 37.33 | 7 | 0
2020 | MAPP_US_2_MAPP_CA | MAPP_US | MAPP_CA | Internal | Summer | B9 | 800 | 165 | 129.96 | 30.33 | 37.33 | 7 | 0
2020 | MAPP_US_2_MAPP_CA | MAPP_US | MAPP_CA | Internal | Summer | B10 | 1262 | 165 | 165 | 27.85 | 37.33 | 7 | 2.48
2020 | MAPP_US_2_MAPP_CA | MAPP_US | MAPP_CA | Internal | Winter | B16 | 25 | 165 | 0 | 55.02 | 62.01 | 7 | 0
2020 | MAPP_US_2_MAPP_CA | MAPP_US | MAPP_CA | Internal | Winter | B17 | 100 | 165 | 0 | 41.28 | 48.27 | 7 | 0
2020 | MAPP_US_2_MAPP_CA | MAPP_US | MAPP_CA | Internal | Winter | B18 | 400 | 165 | 165 | 36.37 | 45.3 | 7 | 1.94
2020 | MAPP_US_2_MAPP_CA | MAPP_US | MAPP_CA | Internal | Winter | B19 | 700 | 165 | 165 | 36.37 | 45.3 | 7 | 1.94
2020 | MAPP_US_2_MAPP_CA | MAPP_US | MAPP_CA | Internal | Winter | B20 | 935 | 165 | 165 | 31.32 | 45.3 | 7 | 6.98
2020 | MAPP_US_2_MISO_W | MAPP_US | MISO_W | Internal | Shoulder | B11 | 25 | 2635 | 547.92 | 54.2 | 61.2 | 7 | 0
2020 | MAPP_US_2_MISO_W | MAPP_US | MISO_W | Internal | Shoulder | B12 | 200 | 2635 | 1308.51 | 42.9 | 49.9 | 7 | 0
2020 | MAPP_US_2_MISO_W | MAPP_US | MISO_W | Internal | Shoulder | B13 | 600 | 2635 | 1208.28 | 35.36 | 42.36 | 7 | 0
2020 | MAPP_US_2_MISO_W | MAPP_US | MISO_W | Internal | Shoulder | B14 | 900 | 2635 | 0 | 33.69 | 40.54 | 7 | 0
2020 | MAPP_US_2_MISO_W | MAPP_US | MISO_W | Internal | Shoulder | B15 | 1203 | 2635 | 0 | 33.17 | 36.94 | 7 | 0
2020 | MAPP_US_2_MISO_W | MAPP_US | MISO_W | Internal | Summer | B1 | 10 | 2635 | 1613.04 | 155.87 | 162.87 | 7 | 0
2020 | MAPP_US_2_MISO_W | MAPP_US | MISO_W | Internal | Summer | B2 | 25 | 2635 | 560.53 | 58.37 | 65.37 | 7 | 0
2020 | MAPP_US_2_MISO_W | MAPP_US | MISO_W | Internal | Summer | B3 | 75 | 2635 | 0 | 57.47 | 63.27 | 7 | 0
2020 | MAPP_US_2_MISO_W | MAPP_US | MISO_W | Internal | Summer | B4 | 100 | 2635 | 0 | 57.47 | 62.58 | 7 | 0
2020 | MAPP_US_2_MISO_W | MAPP_US | MISO_W | Internal | Summer | B5 | 200 | 2635 | 0 | 57.14 | 61.15 | 7 | 0
2020 | MAPP_US_2_MISO_W | MAPP_US | MISO_W | Internal | Summer | B6 | 300 | 2635 | 0 | 48.88 | 48.89 | 7 | 0
2020 | MAPP_US_2_MISO_W | MAPP_US | MISO_W | Internal | Summer | B7 | 400 | 2635 | 251.37 | 33.5 | 40.5 | 7 | 0
2020 | MAPP_US_2_MISO_W | MAPP_US | MISO_W | Internal | Summer | B8 | 500 | 2635 | 639.92 | 30.34 | 37.34 | 7 | 0
2020 | MAPP_US_2_MISO_W | MAPP_US | MISO_W | Internal | Summer | B9 | 800 | 2635 | 0 | 30.33 | 36.07 | 7 | 0
2020 | MAPP_US_2_MISO_W | MAPP_US | MISO_W | Internal | Summer | B10 | 1262 | 2635 | 267.66 | 27.85 | 34.85 | 7 | 0
2020 | MAPP_US_2_MISO_W | MAPP_US | MISO_W | Internal | Winter | B16 | 25 | 2635 | 1500.98 | 55.02 | 62.02 | 7 | 0
2020 | MAPP_US_2_MISO_W | MAPP_US | MISO_W | Internal | Winter | B17 | 100 | 2635 | 887.91 | 41.28 | 48.28 | 7 | 0
2020 | MAPP_US_2_MISO_W | MAPP_US | MISO_W | Internal | Winter | B18 | 400 | 2635 | 108.13 | 36.37 | 43.37 | 7 | 0
2020 | MAPP_US_2_MISO_W | MAPP_US | MISO_W | Internal | Winter | B19 | 700 | 2635 | 0 | 36.37 | 41.23 | 7 | 0
2020 | MAPP_US_2_MISO_W | MAPP_US | MISO_W | Internal | Winter | B20 | 935 | 2635 | 0 | 31.32 | 36.75 | 7 | 0
2020 | MAPP_US_2_NE | MAPP_US | NE | Internal | Shoulder | B11 | 25 | 2000 | 1015.65 | 54.2 | 61.2 | 7 | 0
2020 | MAPP_US_2_NE | MAPP_US | NE | Internal | Shoulder | B12 | 200 | 2000 | 0 | 42.9 | 44.9 | 7 | 0
2020 | MAPP_US_2_NE | MAPP_US | NE | Internal | Shoulder | B13 | 600 | 2000 | 0 | 35.36 | 41.6 | 7 | 0
2020 | MAPP_US_2_NE | MAPP_US | NE | Internal | Shoulder | B14 | 900 | 2000 | 0 | 33.69 | 40.56 | 7 | 0
2020 | MAPP_US_2_NE | MAPP_US | NE | Internal | Shoulder | B15 | 1203 | 2000 | 2.24 | 33.17 | 40.17 | 7 | 0
2020 | MAPP_US_2_NE | MAPP_US | NE | Internal | Summer | B1 | 10 | 2000 | 0 | 155.87 | 157.87 | 7 | 0
2020 | MAPP_US_2_NE | MAPP_US | NE | Internal | Summer | B2 | 25 | 2000 | 282.76 | 58.37 | 65.37 | 7 | 0
2020 | MAPP_US_2_NE | MAPP_US | NE | Internal | Summer | B3 | 75 | 2000 | 810.24 | 57.47 | 64.47 | 7 | 0
2020 | MAPP_US_2_NE | MAPP_US | NE | Internal | Summer | B4 | 100 | 2000 | 1055.57 | 57.47 | 64.47 | 7 | 0
2020 | MAPP_US_2_NE | MAPP_US | NE | Internal | Summer | B5 | 200 | 2000 | 1148.58 | 57.14 | 64.14 | 7 | 0
2020 | MAPP_US_2_NE | MAPP_US | NE | Internal | Summer | B6 | 300 | 2000 | 829.61 | 48.88 | 55.88 | 7 | 0
2020 | MAPP_US_2_NE | MAPP_US | NE | Internal | Summer | B7 | 400 | 2000 | 711.94 | 33.5 | 40.5 | 7 | 0
2020 | MAPP_US_2_NE | MAPP_US | NE | Internal | Summer | B8 | 500 | 2000 | 670.48 | 30.34 | 37.34 | 7 | 0
2020 | MAPP_US_2_NE | MAPP_US | NE | Internal | Summer | B9 | 800 | 2000 | 433.03 | 30.33 | 37.33 | 7 | 0
2020 | MAPP_US_2_NE | MAPP_US | NE | Internal | Summer | B10 | 1262 | 2000 | 0 | 27.85 | 34.21 | 7 | 0
2020 | MAPP_US_2_NE | MAPP_US | NE | Internal | Winter | B16 | 25 | 2000 | 0 | 55.02 | 57.02 | 7 | 0
2020 | MAPP_US_2_NE | MAPP_US | NE | Internal | Winter | B17 | 100 | 2000 | 0 | 41.28 | 43.89 | 7 | 0
2020 | MAPP_US_2_NE | MAPP_US | NE | Internal | Winter | B18 | 400 | 2000 | 0 | 36.37 | 42.82 | 7 | 0
2020 | MAPP_US_2_NE | MAPP_US | NE | Internal | Winter | B19 | 700 | 2000 | 0 | 36.37 | 42.82 | 7 | 0
2020 | MAPP_US_2_NE | MAPP_US | NE | Internal | Winter | B20 | 935 | 2000 | 81.89 | 31.32 | 38.32 | 7 | 0
2020 | MARITIMES_2_NEISO | MARITIMES | NEISO | Internal | Shoulder | B11 | 25 | 99999 | 1400 | 37.66 | 37.67 | 0.01 | 0
2020 | MARITIMES_2_NEISO | MARITIMES | NEISO | Internal | Shoulder | B12 | 200 | 99999 | 1400 | 37.21 | 37.22 | 0.01 | 0
2020 | MARITIMES_2_NEISO | MARITIMES | NEISO | Internal | Shoulder | B13 | 600 | 99999 | 1400 | 37.08 | 37.09 | 0.01 | 0
2020 | MARITIMES_2_NEISO | MARITIMES | NEISO | Internal | Shoulder | B14 | 900 | 99999 | 1400 | 37.08 | 37.09 | 0.01 | 0
2020 | MARITIMES_2_NEISO | MARITIMES | NEISO | Internal | Shoulder | B15 | 1203 | 99999 | 426.43 | 37.08 | 37.09 | 0.01 | 0
2020 | MARITIMES_2_NEISO | MARITIMES | NEISO | Internal | Summer | B1 | 10 | 99999 | 1400.1 | 356.9 | 356.92 | 0.01 | 0
2020 | MARITIMES_2_NEISO | MARITIMES | NEISO | Internal | Summer | B2 | 25 | 99999 | 1400.1 | 118.01 | 118.02 | 0.01 | 0
2020 | MARITIMES_2_NEISO | MARITIMES | NEISO | Internal | Summer | B3 | 75 | 99999 | 1400 | 53.52 | 53.53 | 0.01 | 0
2020 | MARITIMES_2_NEISO | MARITIMES | NEISO | Internal | Summer | B4 | 100 | 99999 | 1400 | 48.89 | 48.9 | 0.01 | 0
2020 | MARITIMES_2_NEISO | MARITIMES | NEISO | Internal | Summer | B5 | 200 | 99999 | 1400 | 34.88 | 34.9 | 0.01 | 0
2020 | MARITIMES_2_NEISO | MARITIMES | NEISO | Internal | Summer | B6 | 300 | 99999 | 1400 | 34.88 | 34.9 | 0.01 | 0
2020 | MARITIMES_2_NEISO | MARITIMES | NEISO | Internal | Summer | B7 | 400 | 99999 | 1400 | 34.88 | 34.9 | 0.01 | 0
2020 | MARITIMES_2_NEISO | MARITIMES | NEISO | Internal | Summer | B8 | 500 | 99999 | 1400 | 34.88 | 34.9 | 0.01 | 0
2020 | MARITIMES_2_NEISO | MARITIMES | NEISO | Internal | Summer | B9 | 800 | 99999 | 1400 | 34.88 | 34.9 | 0.01 | 0
2020 | MARITIMES_2_NEISO | MARITIMES | NEISO | Internal | Summer | B10 | 1262 | 99999 | 236.13 | 34.88 | 34.9 | 0.01 | 0
2020 | MARITIMES_2_NEISO | MARITIMES | NEISO | Internal | Winter | B16 | 25 | 99999 | 1400 | 46.26 | 46.27 | 0.01 | 0
2020 | MARITIMES_2_NEISO | MARITIMES | NEISO | Internal | Winter | B17 | 100 | 99999 | 1400 | 46.26 | 46.27 | 0.01 | 0
2020 | MARITIMES_2_NEISO | MARITIMES | NEISO | Internal | Winter | B18 | 400 | 99999 | 1400 | 44.69 | 44.7 | 0.01 | 0
2020 | MARITIMES_2_NEISO | MARITIMES | NEISO | Internal | Winter | B19 | 700 | 99999 | 1400 | 44.69 | 44.7 | 0.01 | 0
2020 | MARITIMES_2_NEISO | MARITIMES | NEISO | Internal | Winter | B20 | 935 | 99999 | 475.94 | 44.69 | 44.7 | 0.01 | 0
2020 | MISO_IN_2_MISO_MI | MISO_IN | MISO_MI | Internal | Shoulder | B11 | 25 | 5000 | 0 | 61.2 | 59.61 | 0.01 | 0
2020 | MISO_IN_2_MISO_MI | MISO_IN | MISO_MI | Internal | Shoulder | B12 | 200 | 5000 | 0 | 49.92 | 49.91 | 0.01 | 0
2020 | MISO_IN_2_MISO_MI | MISO_IN | MISO_MI | Internal | Shoulder | B13 | 600 | 5000 | 852.52 | 42.38 | 42.4 | 0.01 | 0
2020 | MISO_IN_2_MISO_MI | MISO_IN | MISO_MI | Internal | Shoulder | B14 | 900 | 5000 | 110.31 | 40.54 | 40.55 | 0.01 | 0
2020 | MISO_IN_2_MISO_MI | MISO_IN | MISO_MI | Internal | Shoulder | B15 | 1203 | 5000 | 0 | 36.97 | 36.96 | 0.01 | 0
2020 | MISO_IN_2_MISO_MI | MISO_IN | MISO_MI | Internal | Summer | B1 | 10 | 5000 | 0 | 162.88 | 162.87 | 0.01 | 0
2020 | MISO_IN_2_MISO_MI | MISO_IN | MISO_MI | Internal | Summer | B2 | 25 | 5000 | 0 | 65.37 | 64.14 | 0.01 | 0
2020 | MISO_IN_2_MISO_MI | MISO_IN | MISO_MI | Internal | Summer | B3 | 75 | 5000 | 0 | 61.15 | 61.14 | 0.01 | 0
2020 | MISO_IN_2_MISO_MI | MISO_IN | MISO_MI | Internal | Summer | B4 | 100 | 5000 | 0 | 61.13 | 59.28 | 0.01 | 0
2020 | MISO_IN_2_MISO_MI | MISO_IN | MISO_MI | Internal | Summer | B5 | 200 | 5000 | 0 | 61.13 | 58.16 | 0.01 | 0
2020 | MISO_IN_2_MISO_MI | MISO_IN | MISO_MI | Internal | Summer | B6 | 300 | 5000 | 0 | 48.9 | 48.89 | 0.01 | 0
2020 | MISO_IN_2_MISO_MI | MISO_IN | MISO_MI | Internal | Summer | B7 | 400 | 5000 | 471.7 | 40.52 | 40.53 | 0.01 | 0
2020 | MISO_IN_2_MISO_MI | MISO_IN | MISO_MI | Internal | Summer | B8 | 500 | 5000 | 1044.7 | 37.36 | 37.38 | 0.01 | 0
2020 | MISO_IN_2_MISO_MI | MISO_IN | MISO_MI | Internal | Summer | B9 | 800 | 5000 | 424.84 | 36.04 | 36.06 | 0.01 | 0
2020 | MISO_IN_2_MISO_MI | MISO_IN | MISO_MI | Internal | Summer | B10 | 1262 | 5000 | 2258.69 | 34.87 | 34.89 | 0.01 | 0
2020 | MISO_IN_2_MISO_MI | MISO_IN | MISO_MI | Internal | Winter | B16 | 25 | 5000 | 0 | 62.81 | 62.79 | 0.01 | 0
2020 | MISO_IN_2_MISO_MI | MISO_IN | MISO_MI | Internal | Winter | B17 | 100 | 5000 | 0 | 48.31 | 48.29 | 0.01 | 0
2020 | MISO_IN_2_MISO_MI | MISO_IN | MISO_MI | Internal | Winter | B18 | 400 | 5000 | 173.45 | 43.39 | 43.4 | 0.01 | 0
2020 | MISO_IN_2_MISO_MI | MISO_IN | MISO_MI | Internal | Winter | B19 | 700 | 5000 | 186.46 | 41.22 | 41.23 | 0.01 | 0
2020 | MISO_IN_2_MISO_MI | MISO_IN | MISO_MI | Internal | Winter | B20 | 935 | 5000 | 669.51 | 36.76 | 36.77 | 0.01 | 0
2020 | MISO_IN_2_MISO_MO-IL | MISO_IN | MISO_MO-IL | Internal | Shoulder | B11 | 25 | 5000 | 469.89 | 61.2 | 61.21 | 0.01 | 0
2020 | MISO_IN_2_MISO_MO-IL | MISO_IN | MISO_MO-IL | Internal | Shoulder | B12 | 200 | 5000 | 0 | 49.92 | 49.91 | 0.01 | 0
2020 | MISO_IN_2_MISO_MO-IL | MISO_IN | MISO_MO-IL | Internal | Shoulder | B13 | 600 | 5000 | 0 | 42.38 | 42.37 | 0.01 | 0
2020 | MISO_IN_2_MISO_MO-IL | MISO_IN | MISO_MO-IL | Internal | Shoulder | B14 | 900 | 5000 | 0 | 40.54 | 40.53 | 0.01 | 0
2020 | MISO_IN_2_MISO_MO-IL | MISO_IN | MISO_MO-IL | Internal | Shoulder | B15 | 1203 | 5000 | 0 | 36.97 | 36.96 | 0.01 | 0
2020 | MISO_IN_2_MISO_MO-IL | MISO_IN | MISO_MO-IL | Internal | Summer | B1 | 10 | 5000 | 0 | 162.88 | 162.88 | 0.01 | 0
2020 | MISO_IN_2_MISO_MO-IL | MISO_IN | MISO_MO-IL | Internal | Summer | B2 | 25 | 5000 | 558.49 | 65.37 | 65.38 | 0.01 | 0
2020 | MISO_IN_2_MISO_MO-IL | MISO_IN | MISO_MO-IL | Internal | Summer | B3 | 75 | 5000 | 0 | 61.15 | 61.14 | 0.01 | 0
2020 | MISO_IN_2_MISO_MO-IL | MISO_IN | MISO_MO-IL | Internal | Summer | B4 | 100 | 5000 | 820.37 | 61.13 | 61.14 | 0.01 | 0
2020 | MISO_IN_2_MISO_MO-IL | MISO_IN | MISO_MO-IL | Internal | Summer | B5 | 200 | 5000 | 1333.48 | 61.13 | 61.14 | 0.01 | 0
2020 | MISO_IN_2_MISO_MO-IL | MISO_IN | MISO_MO-IL | Internal | Summer | B6 | 300 | 5000 | 0 | 48.9 | 48.9 | 0.01 | 0
2020 | MISO_IN_2_MISO_MO-IL | MISO_IN | MISO_MO-IL | Internal | Summer | B7 | 400 | 5000 | 0 | 40.52 | 40.51 | 0.01 | 0
2020 | MISO_IN_2_MISO_MO-IL | MISO_IN | MISO_MO-IL | Internal | Summer | B8 | 500 | 5000 | 0 | 37.36 | 37.35 | 0.01 | 0
2020 | MISO_IN_2_MISO_MO-IL | MISO_IN | MISO_MO-IL | Internal | Summer | B9 | 800 | 5000 | 1125.26 | 36.04 | 36.06 | 0.01 | 0
2020 | MISO_IN_2_MISO_MO-IL | MISO_IN | MISO_MO-IL | Internal | Summer | B10 | 1262 | 5000 | 0 | 34.87 | 34.86 | 0.01 | 0
2020 | MISO_IN_2_MISO_MO-IL | MISO_IN | MISO_MO-IL | Internal | Winter | B16 | 25 | 5000 | 0 | 62.81 | 62.03 | 0.01 | 0
2020 | MISO_IN_2_MISO_MO-IL | MISO_IN | MISO_MO-IL | Internal | Winter | B17 | 100 | 5000 | 0 | 48.31 | 48.29 | 0.01 | 0
2020 | MISO_IN_2_MISO_MO-IL | MISO_IN | MISO_MO-IL | Internal | Winter | B18 | 400 | 5000 | 0 | 43.39 | 43.38 | 0.01 | 0
2020 | MISO_IN_2_MISO_MO-IL | MISO_IN | MISO_MO-IL | Internal | Winter | B19 | 700 | 5000 | 0 | 41.22 | 41.22 | 0.01 | 0
2020 | MISO_IN_2_MISO_MO-IL | MISO_IN | MISO_MO-IL | Internal | Winter | B20 | 935 | 5000 | 0 | 36.76 | 36.76 | 0.01 | 0
2020 | MISO_IN_2_NonRTO_Midwest | MISO_IN | NonRTO_Midwest | Internal | Shoulder | B11 | 25 | 4800 | 1281.09 | 61.2 | 69.2 | 8 | 0
2020 | MISO_IN_2_NonRTO_Midwest | MISO_IN | NonRTO_Midwest | Internal | Shoulder | B12 | 200 | 4800 | 865.12 | 49.92 | 57.92 | 8 | 0
2020 | MISO_IN_2_NonRTO_Midwest | MISO_IN | NonRTO_Midwest | Internal | Shoulder | B13 | 600 | 4800 | 399.12 | 42.38 | 50.38 | 8 | 0
2020 | MISO_IN_2_NonRTO_Midwest | MISO_IN | NonRTO_Midwest | Internal | Shoulder | B14 | 900 | 4800 | 0 | 40.54 | 48.27 | 8 | 0
2020 | MISO_IN_2_NonRTO_Midwest | MISO_IN | NonRTO_Midwest | Internal | Shoulder | B15 | 1203 | 4800 | 0 | 36.97 | 35.39 | 8 | 0
2020 | MISO_IN_2_NonRTO_Midwest | MISO_IN | NonRTO_Midwest | Internal | Summer | B1 | 10 | 4800 | 294.5 | 162.88 | 170.88 | 8 | 0
2020 | MISO_IN_2_NonRTO_Midwest | MISO_IN | NonRTO_Midwest | Internal | Summer | B2 | 25 | 4800 | 219.68 | 65.37 | 73.37 | 8 | 0
2020 | MISO_IN_2_NonRTO_Midwest | MISO_IN | NonRTO_Midwest | Internal | Summer | B3 | 75 | 4800 | 0 | 61.15 | 68.51 | 8 | 0
2020 | MISO_IN_2_NonRTO_Midwest | MISO_IN | NonRTO_Midwest | Internal | Summer | B4 | 100 | 4800 | 0 | 61.13 | 68.51 | 8 | 0
2020 | MISO_IN_2_NonRTO_Midwest | MISO_IN | NonRTO_Midwest | Internal | Summer | B5 | 200 | 4800 | 0 | 61.13 | 68.51 | 8 | 0
2020 | MISO_IN_2_NonRTO_Midwest | MISO_IN | NonRTO_Midwest | Internal | Summer | B6 | 300 | 4800 | 1532 | 48.9 | 56.9 | 8 | 0
2020 | MISO_IN_2_NonRTO_Midwest | MISO_IN | NonRTO_Midwest | Internal | Summer | B7 | 400 | 4800 | 956.28 | 40.52 | 48.52 | 8 | 0
2020 | MISO_IN_2_NonRTO_Midwest | MISO_IN | NonRTO_Midwest | Internal | Summer | B8 | 500 | 4800 | 451.47 | 37.36 | 45.36 | 8 | 0
2020 | MISO_IN_2_NonRTO_Midwest | MISO_IN | NonRTO_Midwest | Internal | Summer | B9 | 800 | 4800 | 0 | 36.04 | 37.31 | 8 | 0
2020 | MISO_IN_2_NonRTO_Midwest | MISO_IN | NonRTO_Midwest | Internal | Summer | B10 | 1262 | 4800 | 0 | 34.87 | 35.06 | 8 | 0
2020 | MISO_IN_2_NonRTO_Midwest | MISO_IN | NonRTO_Midwest | Internal | Winter | B16 | 25 | 4800 | 2785.88 | 62.81 | 70.81 | 8 | 0
2020 | MISO_IN_2_NonRTO_Midwest | MISO_IN | NonRTO_Midwest | Internal | Winter | B17 | 100 | 4800 | 1682.79 | 48.31 | 56.31 | 8 | 0
2020 | MISO_IN_2_NonRTO_Midwest | MISO_IN | NonRTO_Midwest | Internal | Winter | B18 | 400 | 4800 | 932.03 | 43.39 | 51.39 | 8 | 0
2020 | MISO_IN_2_NonRTO_Midwest | MISO_IN | NonRTO_Midwest | Internal | Winter | B19 | 700 | 4800 | 261.31 | 41.22 | 49.22 | 8 | 0
2020 | MISO_IN_2_NonRTO_Midwest | MISO_IN | NonRTO_Midwest | Internal | Winter | B20 | 935 | 4800 | 0 | 36.76 | 35.48 | 8 | 0
2020 | MISO_IN_2_PJM_ROR | MISO_IN | PJM_ROR | Internal | Shoulder | B11 | 25 | 992 | 0 | 61.2 | 59.19 | 2 | 0
2020 | MISO_IN_2_PJM_ROR | MISO_IN | PJM_ROR | Internal | Shoulder | B12 | 200 | 992 | 0 | 49.92 | 48.24 | 2 | 0
2020 | MISO_IN_2_PJM_ROR | MISO_IN | PJM_ROR | Internal | Shoulder | B13 | 600 | 992 | 0 | 42.38 | 42.79 | 2 | 0
2020 | MISO_IN_2_PJM_ROR | MISO_IN | PJM_ROR | Internal | Shoulder | B14 | 900 | 992 | 0 | 40.54 | 40.11 | 2 | 0
2020 | MISO_IN_2_PJM_ROR | MISO_IN | PJM_ROR | Internal | Shoulder | B15 | 1203 | 992 | 0 | 36.97 | 37.21 | 2 | 0
2020 | MISO_IN_2_PJM_ROR | MISO_IN | PJM_ROR | Internal | Summer | B1 | 10 | 992 | 712.34 | 162.88 | 164.88 | 2 | 0
2020 | MISO_IN_2_PJM_ROR | MISO_IN | PJM_ROR | Internal | Summer | B2 | 25 | 992 | 992 | 65.37 | 67.38 | 2 | 0.01
2020 | MISO_IN_2_PJM_ROR | MISO_IN | PJM_ROR | Internal | Summer | B3 | 75 | 992 | 0 | 61.15 | 61.28 | 2 | 0
2020 | MISO_IN_2_PJM_ROR | MISO_IN | PJM_ROR | Internal | Summer | B4 | 100 | 992 | 0 | 61.13 | 61.28 | 2 | 0
2020 | MISO_IN_2_PJM_ROR | MISO_IN | PJM_ROR | Internal | Summer | B5 | 200 | 992 | 0 | 61.13 | 60.16 | 2 | 0
2020 | MISO_IN_2_PJM_ROR | MISO_IN | PJM_ROR | Internal | Summer | B6 | 300 | 992 | 0 | 48.9 | 48.57 | 2 | 0
2020 | MISO_IN_2_PJM_ROR | MISO_IN | PJM_ROR | Internal | Summer | B7 | 400 | 992 | 0 | 40.52 | 38.94 | 2 | 0
2020 | MISO_IN_2_PJM_ROR | MISO_IN | PJM_ROR | Internal | Summer | B8 | 500 | 992 | 0 | 37.36 | 37.62 | 2 | 0
2020 | MISO_IN_2_PJM_ROR | MISO_IN | PJM_ROR | Internal | Summer | B9 | 800 | 992 | 0 | 36.04 | 35.98 | 2 | 0
2020 | MISO_IN_2_PJM_ROR | MISO_IN | PJM_ROR | Internal | Summer | B10 | 1262 | 992 | 0 | 34.87 | 34.65 | 2 | 0
2020 | MISO_IN_2_PJM_ROR | MISO_IN | PJM_ROR | Internal | Winter | B16 | 25 | 992 | 0 | 62.81 | 60.81 | 2 | 0
2020 | MISO_IN_2_PJM_ROR | MISO_IN | PJM_ROR | Internal | Winter | B17 | 100 | 992 | 0 | 48.31 | 50.18 | 2 | 0
2020 | MISO_IN_2_PJM_ROR | MISO_IN | PJM_ROR | Internal | Winter | B18 | 400 | 992 | 0 | 43.39 | 44.06 | 2 | 0
2020 | MISO_IN_2_PJM_ROR | MISO_IN | PJM_ROR | Internal | Winter | B19 | 700 | 992 | 0 | 41.22 | 41.74 | 2 | 0
2020 | MISO_IN_2_PJM_ROR | MISO_IN | PJM_ROR | Internal | Winter | B20 | 935 | 992 | 0 | 36.76 | 37.04 | 2 | 0
2020 | MISO_MI_2_MISO_IN | MISO_MI | MISO_IN | Internal | Shoulder | B11 | 25 | 2045 | 2045 | 59.61 | 61.2 | 0.01 | 1.58
2020 | MISO_MI_2_MISO_IN | MISO_MI | MISO_IN | Internal | Shoulder | B12 | 200 | 2045 | 146.75 | 49.91 | 49.92 | 0.01 | 0
2020 | MISO_MI_2_MISO_IN | MISO_MI | MISO_IN | Internal | Shoulder | B13 | 600 | 2045 | 0 | 42.4 | 42.38 | 0.01 | 0
2020 | MISO_MI_2_MISO_IN | MISO_MI | MISO_IN | Internal | Shoulder | B14 | 900 | 2045 | 0 | 40.55 | 40.54 | 0.01 | 0
2020 | MISO_MI_2_MISO_IN | MISO_MI | MISO_IN | Internal | Shoulder | B15 | 1203 | 2045 | 380.99 | 36.96 | 36.97 | 0.01 | 0
2020 | MISO_MI_2_MISO_IN | MISO_MI | MISO_IN | Internal | Summer | B1 | 10 | 2045 | 1289.1 | 162.87 | 162.88 | 0.01 | 0
2020 | MISO_MI_2_MISO_IN | MISO_MI | MISO_IN | Internal | Summer | B2 | 25 | 2045 | 2045 | 64.14 | 65.37 | 0.01 | 1.22
2020 | MISO_MI_2_MISO_IN | MISO_MI | MISO_IN | Internal | Summer | B3 | 75 | 2045 | 1835.98 | 61.14 | 61.15 | 0.01 | 0
2020 | MISO_MI_2_MISO_IN | MISO_MI | MISO_IN | Internal | Summer | B4 | 100 | 2045 | 2045 | 59.28 | 61.13 | 0.01 | 1.84
2020 | MISO_MI_2_MISO_IN | MISO_MI | MISO_IN | Internal | Summer | B5 | 200 | 2045 | 2045 | 58.16 | 61.13 | 0.01 | 2.96
2020 | MISO_MI_2_MISO_IN | MISO_MI | MISO_IN | Internal | Summer | B6 | 300 | 2045 | 1608.18 | 48.89 | 48.9 | 0.01 | 0
2020 | MISO_MI_2_MISO_IN | MISO_MI | MISO_IN | Internal | Summer | B7 | 400 | 2045 | 0 | 40.53 | 40.52 | 0.01 | 0
2020 | MISO_MI_2_MISO_IN | MISO_MI | MISO_IN | Internal | Summer | B8 | 500 | 2045 | 0 | 37.38 | 37.36 | 0.01 | 0
2020 | MISO_MI_2_MISO_IN | MISO_MI | MISO_IN | Internal | Summer | B9 | 800 | 2045 | 0 | 36.06 | 36.04 | 0.01 | 0
2020 | MISO_MI_2_MISO_IN | MISO_MI | MISO_IN | Internal | Summer | B10 | 1262 | 2045 | 0 | 34.89 | 34.87 | 0.01 | 0
2020 | MISO_MI_2_MISO_IN | MISO_MI | MISO_IN | Internal | Winter | B16 | 25 | 2045 | 1926.17 | 62.79 | 62.81 | 0.01 | 0
2020 | MISO_MI_2_MISO_IN | MISO_MI | MISO_IN | Internal | Winter | B17 | 100 | 2045 | 103.05 | 48.29 | 48.31 | 0.01 | 0
2020 | MISO_MI_2_MISO_IN | MISO_MI | MISO_IN | Internal | Winter | B18 | 400 | 2045 | 0 | 43.4 | 43.39 | 0.01 | 0
2020 | MISO_MI_2_MISO_IN | MISO_MI | MISO_IN | Internal | Winter | B19 | 700 | 2045 | 0 | 41.23 | 41.22 | 0.01 | 0
2020 | MISO_MI_2_MISO_IN | MISO_MI | MISO_IN | Internal | Winter | B20 | 935 | 2045 | 0 | 36.77 | 36.76 | 0.01 | 0
2020 | MISO_MI_2_MISO_WUMS | MISO_MI | MISO_WUMS | Internal | Shoulder | B11 | 25 | 117 | 117 | 59.61 | 61.19 | 0.01 | 1.57
2020 | MISO_MI_2_MISO_WUMS | MISO_MI | MISO_WUMS | Internal | Shoulder | B12 | 200 | 117 | 0 | 49.91 | 49.91 | 0.01 | 0
2020 | MISO_MI_2_MISO_WUMS | MISO_MI | MISO_WUMS | Internal | Shoulder | B13 | 600 | 117 | 0 | 42.4 | 42.37 | 0.01 | 0
2020 | MISO_MI_2_MISO_WUMS | MISO_MI | MISO_WUMS | Internal | Shoulder | B14 | 900 | 117 | 0 | 40.55 | 40.55 | 0.01 | 0
2020 | MISO_MI_2_MISO_WUMS | MISO_MI | MISO_WUMS | Internal | Shoulder | B15 | 1203 | 117 | 0 | 36.96 | 36.93 | 0.01 | 0
2020 | MISO_MI_2_MISO_WUMS | MISO_MI | MISO_WUMS | Internal | Summer | B1 | 10 | 117 | 59.04 | 162.87 | 162.88 | 0.01 | 0
2020 | MISO_MI_2_MISO_WUMS | MISO_MI | MISO_WUMS | Internal | Summer | B2 | 25 | 117 | 117 | 64.14 | 65.38 | 0.01 | 1.23
2020 | MISO_MI_2_MISO_WUMS | MISO_MI | MISO_WUMS | Internal | Summer | B3 | 75 | 117 | 117 | 61.14 | 63.28 | 0.01 | 2.12
2020 | MISO_MI_2_MISO_WUMS | MISO_MI | MISO_WUMS | Internal | Summer | B4 | 100 | 117 | 117 | 59.28 | 62.59 | 0.01 | 3.3
2020 | MISO_MI_2_MISO_WUMS | MISO_MI | MISO_WUMS | Internal | Summer | B5 | 200 | 117 | 117 | 58.16 | 61.17 | 0.01 | 3
2020 | MISO_MI_2_MISO_WUMS | MISO_MI | MISO_WUMS | Internal | Summer | B6 | 300 | 117 | 0 | 48.89 | 48.88 | 0.01 | 0
2020 | MISO_MI_2_MISO_WUMS | MISO_MI | MISO_WUMS | Internal | Summer | B7 | 400 | 117 | 0 | 40.53 | 40.51 | 0.01 | 0
2020 | MISO_MI_2_MISO_WUMS | MISO_MI | MISO_WUMS | Internal | Summer | B8 | 500 | 117 | 0 | 37.38 | 37.35 | 0.01 | 0
2020 | MISO_MI_2_MISO_WUMS | MISO_MI | MISO_WUMS | Internal | Summer | B9 | 800 | 117 | 117 | 36.06 | 36.08 | 0.01 | 0.01
2020 | MISO_MI_2_MISO_WUMS | MISO_MI | MISO_WUMS | Internal | Summer | B10 | 1262 | 117 | 26.44 | 34.89 | 34.9 | 0.01 | 0
2020 | MISO_MI_2_MISO_WUMS | MISO_MI | MISO_WUMS | Internal | Winter | B16 | 25 | 117 | 0 | 62.79 | 62.03 | 0.01 | 0
2020 | MISO_MI_2_MISO_WUMS | MISO_MI | MISO_WUMS | Internal | Winter | B17 | 100 | 117 | 0 | 48.29 | 48.29 | 0.01 | 0
2020 | MISO_MI_2_MISO_WUMS | MISO_MI | MISO_WUMS | Internal | Winter | B18 | 400 | 117 | 0 | 43.4 | 43.36 | 0.01 | 0
2020 | MISO_MI_2_MISO_WUMS | MISO_MI | MISO_WUMS | Internal | Winter | B19 | 700 | 117 | 0 | 41.23 | 41.22 | 0.01 | 0
2020 | MISO_MI_2_MISO_WUMS | MISO_MI | MISO_WUMS | Internal | Winter | B20 | 935 | 117 | 0 | 36.77 | 36.76 | 0.01 | 0
2020 | MISO_MI_2_PJM_ROR | MISO_MI | PJM_ROR | Internal | Shoulder | B11 | 25 | 1424 | 0 | 59.61 | 59.19 | 2 | 0
2020 | MISO_MI_2_PJM_ROR | MISO_MI | PJM_ROR | Internal | Shoulder | B12 | 200 | 1424 | 0 | 49.91 | 48.24 | 2 | 0
2020 | MISO_MI_2_PJM_ROR | MISO_MI | PJM_ROR | Internal | Shoulder | B13 | 600 | 1424 | 0 | 42.4 | 42.79 | 2 | 0
2020 | MISO_MI_2_PJM_ROR | MISO_MI | PJM_ROR | Internal | Shoulder | B14 | 900 | 1424 | 0 | 40.55 | 40.11 | 2 | 0
2020 | MISO_MI_2_PJM_ROR | MISO_MI | PJM_ROR | Internal | Shoulder | B15 | 1203 | 1424 | 0 | 36.96 | 37.21 | 2 | 0
2020 | MISO_MI_2_PJM_ROR | MISO_MI | PJM_ROR | Internal | Summer | B1 | 10 | 1424 | 1424 | 162.87 | 164.88 | 2 | 0.01
2020 | MISO_MI_2_PJM_ROR | MISO_MI | PJM_ROR | Internal | Summer | B2 | 25 | 1424 | 1424 | 64.14 | 67.38 | 2 | 1.24
2020 | MISO_MI_2_PJM_ROR | MISO_MI | PJM_ROR | Internal | Summer | B3 | 75 | 1424 | 0 | 61.14 | 61.28 | 2 | 0
2020 | MISO_MI_2_PJM_ROR | MISO_MI | PJM_ROR | Internal | Summer | B4 | 100 | 1424 | 834.1 | 59.28 | 61.28 | 2 | 0
2020 | MISO_MI_2_PJM_ROR | MISO_MI | PJM_ROR | Internal | Summer | B5 | 200 | 1424 | 1353.98 | 58.16 | 60.16 | 2 | 0
2020 | MISO_MI_2_PJM_ROR | MISO_MI | PJM_ROR | Internal | Summer | B6 | 300 | 1424 | 0 | 48.89 | 48.57 | 2 | 0
2020 | MISO_MI_2_PJM_ROR | MISO_MI | PJM_ROR | Internal | Summer | B7 | 400 | 1424 | 0 | 40.53 | 38.94 | 2 | 0
2020 | MISO_MI_2_PJM_ROR | MISO_MI | PJM_ROR | Internal | Summer | B8 | 500 | 1424 | 0 | 37.38 | 37.62 | 2 | 0
2020 | MISO_MI_2_PJM_ROR | MISO_MI | PJM_ROR | Internal | Summer | B9 | 800 | 1424 | 0 | 36.06 | 35.98 | 2 | 0
2020 | MISO_MI_2_PJM_ROR | MISO_MI | PJM_ROR | Internal | Summer | B10 | 1262 | 1424 | 0 | 34.89 | 34.65 | 2 | 0
2020 | MISO_MI_2_PJM_ROR | MISO_MI | PJM_ROR | Internal | Winter | B16 | 25 | 1424 | 0 | 62.79 | 60.81 | 2 | 0
2020 | MISO_MI_2_PJM_ROR | MISO_MI | PJM_ROR | Internal | Winter | B17 | 100 | 1424 | 0 | 48.29 | 50.18 | 2 | 0
2020 | MISO_MI_2_PJM_ROR | MISO_MI | PJM_ROR | Internal | Winter | B18 | 400 | 1424 | 0 | 43.4 | 44.06 | 2 | 0
2020 | MISO_MI_2_PJM_ROR | MISO_MI | PJM_ROR | Internal | Winter | B19 | 700 | 1424 | 0 | 41.23 | 41.74 | 2 | 0
2020 | MISO_MI_2_PJM_ROR | MISO_MI | PJM_ROR | Internal | Winter | B20 | 935 | 1424 | 0 | 36.77 | 37.04 | 2 | 0
2020 | MISO_MO-IL_2_ENT | MISO_MO-IL | ENT | Internal | Shoulder | B11 | 25 | 2540 | 0 | 61.21 | 69 | 8 | 0
2020 | MISO_MO-IL_2_ENT | MISO_MO-IL | ENT | Internal | Shoulder | B12 | 200 | 2540 | 0 | 49.91 | 41.91 | 8 | 0
2020 | MISO_MO-IL_2_ENT | MISO_MO-IL | ENT | Internal | Shoulder | B13 | 600 | 2540 | 0 | 42.37 | 41.91 | 8 | 0
2020 | MISO_MO-IL_2_ENT | MISO_MO-IL | ENT | Internal | Shoulder | B14 | 900 | 2540 | 0 | 40.53 | 41.61 | 8 | 0
2020 | MISO_MO-IL_2_ENT | MISO_MO-IL | ENT | Internal | Shoulder | B15 | 1203 | 2540 | 0 | 36.96 | 41.61 | 8 | 0
2020 | MISO_MO-IL_2_ENT | MISO_MO-IL | ENT | Internal | Summer | B1 | 10 | 2540 | 52.67 | 162.88 | 170.88 | 8 | 0
2020 | MISO_MO-IL_2_ENT | MISO_MO-IL | ENT | Internal | Summer | B2 | 25 | 2540 | 1061.64 | 65.38 | 73.38 | 8 | 0
2020 | MISO_MO-IL_2_ENT | MISO_MO-IL | ENT | Internal | Summer | B3 | 75 | 2540 | 0 | 61.14 | 68.21 | 8 | 0
2020 | MISO_MO-IL_2_ENT | MISO_MO-IL | ENT | Internal | Summer | B4 | 100 | 2540 | 0 | 61.14 | 68.21 | 8 | 0
2020 | MISO_MO-IL_2_ENT | MISO_MO-IL | ENT | Internal | Summer | B5 | 200 | 2540 | 0 | 61.14 | 68.21 | 8 | 0
2020 | MISO_MO-IL_2_ENT | MISO_MO-IL | ENT | Internal | Summer | B6 | 300 | 2540 | 0 | 48.9 | 55.57 | 8 | 0
2020 | MISO_MO-IL_2_ENT | MISO_MO-IL | ENT | Internal | Summer | B7 | 400 | 2540 | 0 | 40.51 | 45.94 | 8 | 0
2020 | MISO_MO-IL_2_ENT | MISO_MO-IL | ENT | Internal | Summer | B8 | 500 | 2540 | 0 | 37.35 | 40.59 | 8 | 0
2020 | MISO_MO-IL_2_ENT | MISO_MO-IL | ENT | Internal | Summer | B9 | 800 | 2540 | 0 | 36.06 | 40.3 | 8 | 0
2020 | MISO_MO-IL_2_ENT | MISO_MO-IL | ENT | Internal | Summer | B10 | 1262 | 2540 | 0 | 34.86 | 39.8 | 8 | 0
2020 | MISO_MO-IL_2_ENT | MISO_MO-IL | ENT | Internal | Winter | B16 | 25 | 2540 | 0 | 62.03 | 61.87 | 8 | 0
2020 | MISO_MO-IL_2_ENT | MISO_MO-IL | ENT | Internal | Winter | B17 | 100 | 2540 | 0 | 48.29 | 44.52 | 8 | 0
2020 | MISO_MO-IL_2_ENT | MISO_MO-IL | ENT | Internal | Winter | B18 | 400 | 2540 | 0 | 43.38 | 44.2 | 8 | 0
2020 | MISO_MO-IL_2_ENT | MISO_MO-IL | ENT | Internal | Winter | B19 | 700 | 2540 | 0 | 41.22 | 44.2 | 8 | 0
2020 | MISO_MO-IL_2_ENT | MISO_MO-IL | ENT | Internal | Winter | B20 | 935 | 2540 | 0 | 36.76 | 42.75 | 8 | 0
2020 | MISO_MO-IL_2_MISO_IN | MISO_MO-IL | MISO_IN | Internal | Shoulder | B11 | 25 | 2100 | 0 | 61.21 | 61.2 | 0.01 | 0
2020 | MISO_MO-IL_2_MISO_IN | MISO_MO-IL | MISO_IN | Internal | Shoulder | B12 | 200 | 2100 | 1527.79 | 49.91 | 49.92 | 0.01 | 0
2020 | MISO_MO-IL_2_MISO_IN | MISO_MO-IL | MISO_IN | Internal | Shoulder | B13 | 600 | 2100 | 1578.37 | 42.37 | 42.38 | 0.01 | 0
2020 | MISO_MO-IL_2_MISO_IN | MISO_MO-IL | MISO_IN | Internal | Shoulder | B14 | 900 | 2100 | 117.9 | 40.53 | 40.54 | 0.01 | 0
2020 | MISO_MO-IL_2_MISO_IN | MISO_MO-IL | MISO_IN | Internal | Shoulder | B15 | 1203 | 2100 | 5.51 | 36.96 | 36.97 | 0.01 | 0
2020 | MISO_MO-IL_2_MISO_IN | MISO_MO-IL | MISO_IN | Internal | Summer | B1 | 10 | 2100 | 0 | 162.88 | 162.88 | 0.01 | 0
2020 | MISO_MO-IL_2_MISO_IN | MISO_MO-IL | MISO_IN | Internal | Summer | B2 | 25 | 2100 | 0 | 65.38 | 65.37 | 0.01 | 0
2020 | MISO_MO-IL_2_MISO_IN | MISO_MO-IL | MISO_IN | Internal | Summer | B3 | 75 | 2100 | 168.79 | 61.14 | 61.15 | 0.01 | 0
2020 | MISO_MO-IL_2_MISO_IN | MISO_MO-IL | MISO_IN | Internal | Summer | B4 | 100 | 2100 | 0 | 61.14 | 61.13 | 0.01 | 0
2020 | MISO_MO-IL_2_MISO_IN | MISO_MO-IL | MISO_IN | Internal | Summer | B5 | 200 | 2100 | 0 | 61.14 | 61.13 | 0.01 | 0
2020 | MISO_MO-IL_2_MISO_IN | MISO_MO-IL | MISO_IN | Internal | Summer | B6 | 300 | 2100 | 0 | 48.9 | 48.9 | 0.01 | 0
2020 | MISO_MO-IL_2_MISO_IN | MISO_MO-IL | MISO_IN | Internal | Summer | B7 | 400 | 2100 | 907.7 | 40.51 | 40.52 | 0.01 | 0
2020 | MISO_MO-IL_2_MISO_IN | MISO_MO-IL | MISO_IN | Internal | Summer | B8 | 500 | 2100 | 694.48 | 37.35 | 37.36 | 0.01 | 0
2020 | MISO_MO-IL_2_MISO_IN | MISO_MO-IL | MISO_IN | Internal | Summer | B9 | 800 | 2100 | 0 | 36.06 | 36.04 | 0.01 | 0
2020 | MISO_MO-IL_2_MISO_IN | MISO_MO-IL | MISO_IN | Internal | Summer | B10 | 1262 | 2100 | 1391.16 | 34.86 | 34.87 | 0.01 | 0
2020 | MISO_MO-IL_2_MISO_IN | MISO_MO-IL | MISO_IN | Internal | Winter | B16 | 25 | 2100 | 2100 | 62.03 | 62.81 | 0.01 | 0.76
2020 | MISO_MO-IL_2_MISO_IN | MISO_MO-IL | MISO_IN | Internal | Winter | B17 | 100 | 2100 | 2054.96 | 48.29 | 48.31 | 0.01 | 0
2020 | MISO_MO-IL_2_MISO_IN | MISO_MO-IL | MISO_IN | Internal | Winter | B18 | 400 | 2100 | 806.99 | 43.38 | 43.39 | 0.01 | 0
2020 | MISO_MO-IL_2_MISO_IN | MISO_MO-IL | MISO_IN | Internal | Winter | B19 | 700 | 2100 | 0 | 41.22 | 41.22 | 0.01 | 0
2020 | MISO_MO-IL_2_MISO_IN | MISO_MO-IL | MISO_IN | Internal | Winter | B20 | 935 | 2100 | 0 | 36.76 | 36.76 | 0.01 | 0
2020 | MISO_MO-IL_2_MISO_W | MISO_MO-IL | MISO_W | Internal | Shoulder | B11 | 25 | 960 | 0 | 61.21 | 61.2 | 0.01 | 0
2020 | MISO_MO-IL_2_MISO_W | MISO_MO-IL | MISO_W | Internal | Shoulder | B12 | 200 | 960 | 0 | 49.91 | 49.9 | 0.01 | 0
2020 | MISO_MO-IL_2_MISO_W | MISO_MO-IL | MISO_W | Internal | Shoulder | B13 | 600 | 960 | 0 | 42.37 | 42.36 | 0.01 | 0
2020 | MISO_MO-IL_2_MISO_W | MISO_MO-IL | MISO_W | Internal | Shoulder | B14 | 900 | 960 | 63.42 | 40.53 | 40.54 | 0.01 | 0
2020 | MISO_MO-IL_2_MISO_W | MISO_MO-IL | MISO_W | Internal | Shoulder | B15 | 1203 | 960 | 0 | 36.96 | 36.94 | 0.01 | 0
2020 | MISO_MO-IL_2_MISO_W | MISO_MO-IL | MISO_W | Internal | Summer | B1 | 10 | 960 | 0 | 162.88 | 162.87 | 0.01 | 0
2020 | MISO_MO-IL_2_MISO_W | MISO_MO-IL | MISO_W | Internal | Summer | B2 | 25 | 960 | 0 | 65.38 | 65.37 | 0.01 | 0
2020 | MISO_MO-IL_2_MISO_W | MISO_MO-IL | MISO_W | Internal | Summer | B3 | 75 | 960 | 960 | 61.14 | 63.27 | 0.01 | 2.11
2020 | MISO_MO-IL_2_MISO_W | MISO_MO-IL | MISO_W | Internal | Summer | B4 | 100 | 960 | 960 | 61.14 | 62.58 | 0.01 | 1.42
2020 | MISO_MO-IL_2_MISO_W | MISO_MO-IL | MISO_W | Internal | Summer | B5 | 200 | 960 | 538.08 | 61.14 | 61.15 | 0.01 | 0
2020 | MISO_MO-IL_2_MISO_W | MISO_MO-IL | MISO_W | Internal | Summer | B6 | 300 | 960 | 0 | 48.9 | 48.89 | 0.01 | 0
2020 | MISO_MO-IL_2_MISO_W | MISO_MO-IL | MISO_W | Internal | Summer | B7 | 400 | 960 | 0 | 40.51 | 40.5 | 0.01 | 0
2020 | MISO_MO-IL_2_MISO_W | MISO_MO-IL | MISO_W | Internal | Summer | B8 | 500 | 960 | 0 | 37.35 | 37.34 | 0.01 | 0
2020 | MISO_MO-IL_2_MISO_W | MISO_MO-IL | MISO_W | Internal | Summer | B9 | 800 | 960 | 605.7 | 36.06 | 36.07 | 0.01 | 0
2020 | MISO_MO-IL_2_MISO_W | MISO_MO-IL | MISO_W | Internal | Summer | B10 | 1262 | 960 | 0 | 34.86 | 34.85 | 0.01 | 0
2020 | MISO_MO-IL_2_MISO_W | MISO_MO-IL | MISO_W | Internal | Winter | B16 | 25 | 960 | 0 | 62.03 | 62.02 | 0.01 | 0
2020 | MISO_MO-IL_2_MISO_W | MISO_MO-IL | MISO_W | Internal | Winter | B17 | 100 | 960 | 0 | 48.29 | 48.28 | 0.01 | 0
2020 | MISO_MO-IL_2_MISO_W | MISO_MO-IL | MISO_W | Internal | Winter | B18 | 400 | 960 | 0 | 43.38 | 43.37 | 0.01 | 0
2020 | MISO_MO-IL_2_MISO_W | MISO_MO-IL | MISO_W | Internal | Winter | B19 | 700 | 960 | 412.06 | 41.22 | 41.23 | 0.01 | 0
2020 | MISO_MO-IL_2_MISO_W | MISO_MO-IL | MISO_W | Internal | Winter | B20 | 935 | 960 | 0 | 36.76 | 36.75 | 0.01 | 0
2020 | MISO_MO-IL_2_PJM_ROR | MISO_MO-IL | PJM_ROR | Internal | Shoulder | B11 | 25 | 1212 | 0 | 61.21 | 59.19 | 2 | 0
2020 | MISO_MO-IL_2_PJM_ROR | MISO_MO-IL | PJM_ROR | Internal | Shoulder | B12 | 200 | 1212 | 0 | 49.91 | 48.24 | 2 | 0
2020 | MISO_MO-IL_2_PJM_ROR | MISO_MO-IL | PJM_ROR | Internal | Shoulder | B13 | 600 | 1212 | 0 | 42.37 | 42.79 | 2 | 0
2020 | MISO_MO-IL_2_PJM_ROR | MISO_MO-IL | PJM_ROR | Internal | Shoulder | B14 | 900 | 1212 | 0 | 40.53 | 40.11 | 2 | 0
2020 | MISO_MO-IL_2_PJM_ROR | MISO_MO-IL | PJM_ROR | Internal | Shoulder | B15 | 1203 | 1212 | 0 | 36.96 | 37.21 | 2 | 0
2020 | MISO_MO-IL_2_PJM_ROR | MISO_MO-IL | PJM_ROR | Internal | Summer | B1 | 10 | 1212 | 710.04 | 162.88 | 164.88 | 2 | 0
2020 | MISO_MO-IL_2_PJM_ROR | MISO_MO-IL | PJM_ROR | Internal | Summer | B2 | 25 | 1212 | 380.85 | 65.38 | 67.38 | 2 | 0
2020 | MISO_MO-IL_2_PJM_ROR | MISO_MO-IL | PJM_ROR | Internal | Summer | B3 | 75 | 1212 | 0 | 61.14 | 61.28 | 2 | 0
2020 | MISO_MO-IL_2_PJM_ROR | MISO_MO-IL | PJM_ROR | Internal | Summer | B4 | 100 | 1212 | 0 | 61.14 | 61.28 | 2 | 0
2020 | MISO_MO-IL_2_PJM_ROR | MISO_MO-IL | PJM_ROR | Internal | Summer | B5 | 200 | 1212 | 0 | 61.14 | 60.16 | 2 | 0
2020 | MISO_MO-IL_2_PJM_ROR | MISO_MO-IL | PJM_ROR | Internal | Summer | B6 | 300 | 1212 | 0 | 48.9 | 48.57 | 2 | 0
2020 | MISO_MO-IL_2_PJM_ROR | MISO_MO-IL | PJM_ROR | Internal | Summer | B7 | 400 | 1212 | 0 | 40.51 | 38.94 | 2 | 0
2020 | MISO_MO-IL_2_PJM_ROR | MISO_MO-IL | PJM_ROR | Internal | Summer | B8 | 500 | 1212 | 0 | 37.35 | 37.62 | 2 | 0
2020 | MISO_MO-IL_2_PJM_ROR | MISO_MO-IL | PJM_ROR | Internal | Summer | B9 | 800 | 1212 | 0 | 36.06 | 35.98 | 2 | 0
2020 | MISO_MO-IL_2_PJM_ROR | MISO_MO-IL | PJM_ROR | Internal | Summer | B10 | 1262 | 1212 | 0 | 34.86 | 34.65 | 2 | 0
2020 | MISO_MO-IL_2_PJM_ROR | MISO_MO-IL | PJM_ROR | Internal | Winter | B16 | 25 | 1212 | 0 | 62.03 | 60.81 | 2 | 0
2020 | MISO_MO-IL_2_PJM_ROR | MISO_MO-IL | PJM_ROR | Internal | Winter | B17 | 100 | 1212 | 0 | 48.29 | 50.18 | 2 | 0
2020 | MISO_MO-IL_2_PJM_ROR | MISO_MO-IL | PJM_ROR | Internal | Winter | B18 | 400 | 1212 | 0 | 43.38 | 44.06 | 2 | 0
2020 | MISO_MO-IL_2_PJM_ROR | MISO_MO-IL | PJM_ROR | Internal | Winter | B19 | 700 | 1212 | 0 | 41.22 | 41.74 | 2 | 0
2020 | MISO_MO-IL_2_PJM_ROR | MISO_MO-IL | PJM_ROR | Internal | Winter | B20 | 935 | 1212 | 0 | 36.76 | 37.04 | 2 | 0
2020 | MISO_MO-IL_2_TVA_Transmission | MISO_MO-IL | TVA_Transmission | Internal | Shoulder | B11 | 25 | 4000 | 0 | 61.21 | 63.76 | 8 | 0
2020 | MISO_MO-IL_2_TVA_Transmission | MISO_MO-IL | TVA_Transmission | Internal | Shoulder | B12 | 200 | 4000 | 0 | 49.91 | 49.43 | 8 | 0
2020 | MISO_MO-IL_2_TVA_Transmission | MISO_MO-IL | TVA_Transmission | Internal | Shoulder | B13 | 600 | 4000 | 0 | 42.37 | 45.75 | 8 | 0
2020 | MISO_MO-IL_2_TVA_Transmission | MISO_MO-IL | TVA_Transmission | Internal | Shoulder | B14 | 900 | 4000 | 0 | 40.53 | 44.72 | 8 | 0
2020 | MISO_MO-IL_2_TVA_Transmission | MISO_MO-IL | TVA_Transmission | Internal | Shoulder | B15 | 1203 | 4000 | 0 | 36.96 | 43.21 | 8 | 0
2020 | MISO_MO-IL_2_TVA_Transmission | MISO_MO-IL | TVA_Transmission | Internal | Summer | B1 | 10 | 4000 | 2221.53 | 162.88 | 170.88 | 8 | 0
2020 | MISO_MO-IL_2_TVA_Transmission | MISO_MO-IL | TVA_Transmission | Internal | Summer | B2 | 25 | 4000 | 1182.48 | 65.38 | 73.38 | 8 | 0
2020 | MISO_MO-IL_2_TVA_Transmission | MISO_MO-IL | TVA_Transmission | Internal | Summer | B3 | 75 | 4000 | 307.77 | 61.14 | 69.14 | 8 | 0
2020 | MISO_MO-IL_2_TVA_Transmission | MISO_MO-IL | TVA_Transmission | Internal | Summer | B4 | 100 | 4000 | 0 | 61.14 | 67.28 | 8 | 0
2020 | MISO_MO-IL_2_TVA_Transmission | MISO_MO-IL | TVA_Transmission | Internal | Summer | B5 | 200 | 4000 | 0 | 61.14 | 66.16 | 8 | 0
2020 | MISO_MO-IL_2_TVA_Transmission | MISO_MO-IL | TVA_Transmission | Internal | Summer | B6 | 300 | 4000 | 0 | 48.9 | 54.57 | 8 | 0
2020 | MISO_MO-IL_2_TVA_Transmission | MISO_MO-IL | TVA_Transmission | Internal | Summer | B7 | 400 | 4000 | 0 | 40.51 | 44.94 | 8 | 0
2020 | MISO_MO-IL_2_TVA_Transmission | MISO_MO-IL | TVA_Transmission | Internal | Summer | B8 | 500 | 4000 | 0 | 37.35 | 42.5 | 8 | 0
2020 | MISO_MO-IL_2_TVA_Transmission | MISO_MO-IL | TVA_Transmission | Internal | Summer | B9 | 800 | 4000 | 0 | 36.06 | 41.07 | 8 | 0
2020 | MISO_MO-IL_2_TVA_Transmission | MISO_MO-IL | TVA_Transmission | Internal | Summer | B10 | 1262 | 4000 | 0 | 34.86 | 38.83 | 8 | 0
2020 | MISO_MO-IL_2_TVA_Transmission | MISO_MO-IL | TVA_Transmission | Internal | Winter | B16 | 25 | 4000 | 0 | 62.03 | 66.81 | 8 | 0
2020 | MISO_MO-IL_2_TVA_Transmission | MISO_MO-IL | TVA_Transmission | Internal | Winter | B17 | 100 | 4000 | 0 | 48.29 | 50.51 | 8 | 0
2020 | MISO_MO-IL_2_TVA_Transmission | MISO_MO-IL | TVA_Transmission | Internal | Winter | B18 | 400 | 4000 | 0 | 43.38 | 46.93 | 8 | 0
2020 | MISO_MO-IL_2_TVA_Transmission | MISO_MO-IL | TVA_Transmission | Internal | Winter | B19 | 700 | 4000 | 0 | 41.22 | 45.85 | 8 | 0
2020 | MISO_MO-IL_2_TVA_Transmission | MISO_MO-IL | TVA_Transmission | Internal | Winter | B20 | 935 | 4000 | 0 | 36.76 | 43.04 | 8 | 0
2020 | MISO_W_2_MAPP_CA | MISO_W | MAPP_CA | Internal | Shoulder | B11 | 25 | 700 | 0 | 61.2 | 54.93 | 0.01 | 0
2020 | MISO_W_2_MAPP_CA | MISO_W | MAPP_CA | Internal | Shoulder | B12 | 200 | 700 | 0 | 49.9 | 49.89 | 0.01 | 0
2020 | MISO_W_2_MAPP_CA | MISO_W | MAPP_CA | Internal | Shoulder | B13 | 600 | 700 | 0 | 42.36 | 42.35 | 0.01 | 0
2020 | MISO_W_2_MAPP_CA | MISO_W | MAPP_CA | Internal | Shoulder | B14 | 900 | 700 | 700 | 40.54 | 42.16 | 0.01 | 1.61
2020 | MISO_W_2_MAPP_CA | MISO_W | MAPP_CA | Internal | Shoulder | B15 | 1203 | 700 | 700 | 36.94 | 42.16 | 0.01 | 5.21
2020 | MISO_W_2_MAPP_CA | MISO_W | MAPP_CA | Internal | Summer | B1 | 10 | 700 | 0 | 162.87 | 148.87 | 0.01 | 0
2020 | MISO_W_2_MAPP_CA | MISO_W | MAPP_CA | Internal | Summer | B2 | 25 | 700 | 0 | 65.37 | 63.81 | 0.01 | 0
2020 | MISO_W_2_MAPP_CA | MISO_W | MAPP_CA | Internal | Summer | B3 | 75 | 700 | 0 | 63.27 | 63.26 | 0.01 | 0
2020 | MISO_W_2_MAPP_CA | MISO_W | MAPP_CA | Internal | Summer | B4 | 100 | 700 | 0 | 62.58 | 62.56 | 0.01 | 0
2020 | MISO_W_2_MAPP_CA | MISO_W | MAPP_CA | Internal | Summer | B5 | 200 | 700 | 0 | 61.15 | 61.14 | 0.01 | 0
2020 | MISO_W_2_MAPP_CA | MISO_W | MAPP_CA | Internal | Summer | B6 | 300 | 700 | 0 | 48.89 | 48.88 | 0.01 | 0
2020 | MISO_W_2_MAPP_CA | MISO_W | MAPP_CA | Internal | Summer | B7 | 400 | 700 | 0 | 40.5 | 40.49 | 0.01 | 0
2020 | MISO_W_2_MAPP_CA | MISO_W | MAPP_CA | Internal | Summer | B8 | 500 | 700 | 0 | 37.34 | 37.33 | 0.01 | 0
2020 | MISO_W_2_MAPP_CA | MISO_W | MAPP_CA | Internal | Summer | B9 | 800 | 700 | 700 | 36.07 | 37.33 | 0.01 | 1.25
2020 | MISO_W_2_MAPP_CA | MISO_W | MAPP_CA | Internal | Summer | B10 | 1262 | 700 | 700 | 34.85 | 37.33 | 0.01 | 2.47
2020 | MISO_W_2_MAPP_CA | MISO_W | MAPP_CA | Internal | Winter | B16 | 25 | 700 | 0 | 62.02 | 62.01 | 0.01 | 0
2020 | MISO_W_2_MAPP_CA | MISO_W | MAPP_CA | Internal | Winter | B17 | 100 | 700 | 0 | 48.28 | 48.27 | 0.01 | 0
2020 | MISO_W_2_MAPP_CA | MISO_W | MAPP_CA | Internal | Winter | B18 | 400 | 700 | 700 | 43.37 | 45.3 | 0.01 | 1.92
2020 | MISO_W_2_MAPP_CA | MISO_W | MAPP_CA | Internal | Winter | B19 | 700 | 700 | 700 | 41.23 | 45.3 | 0.01 | 4.06
2020 | MISO_W_2_MAPP_CA | MISO_W | MAPP_CA | Internal | Winter | B20 | 935 | 700 | 700 | 36.75 | 45.3 | 0.01 | 8.54
2020 | MISO_W_2_MISO_MO-IL | MISO_W | MISO_MO-IL | Internal | Shoulder | B11 | 25 | 3800 | 1006.89 | 61.2 | 61.21 | 0.01 | 0
2020 | MISO_W_2_MISO_MO-IL | MISO_W | MISO_MO-IL | Internal | Shoulder | B12 | 200 | 3800 | 1846.13 | 49.9 | 49.91 | 0.01 | 0
2020 | MISO_W_2_MISO_MO-IL | MISO_W | MISO_MO-IL | Internal | Shoulder | B13 | 600 | 3800 | 1650.67 | 42.36 | 42.37 | 0.01 | 0
2020 | MISO_W_2_MISO_MO-IL | MISO_W | MISO_MO-IL | Internal | Shoulder | B14 | 900 | 3800 | 0 | 40.54 | 40.53 | 0.01 | 0
2020 | MISO_W_2_MISO_MO-IL | MISO_W | MISO_MO-IL | Internal | Shoulder | B15 | 1203 | 3800 | 141.84 | 36.94 | 36.96 | 0.01 | 0
2020 | MISO_W_2_MISO_MO-IL | MISO_W | MISO_MO-IL | Internal | Summer | B1 | 10 | 3800 | 2749.44 | 162.87 | 162.88 | 0.01 | 0
2020 | MISO_W_2_MISO_MO-IL | MISO_W | MISO_MO-IL | Internal | Summer | B2 | 25 | 3800 | 1494.19 | 65.37 | 65.38 | 0.01 | 0
2020 | MISO_W_2_MISO_MO-IL | MISO_W | MISO_MO-IL | Internal | Summer | B3 | 75 | 3800 | 0 | 63.27 | 61.14 | 0.01 | 0
2020 | MISO_W_2_MISO_MO-IL | MISO_W | MISO_MO-IL | Internal | Summer | B4 | 100 | 3800 | 0 | 62.58 | 61.14 | 0.01 | 0
2020 | MISO_W_2_MISO_MO-IL | MISO_W | MISO_MO-IL | Internal | Summer | B5 | 200 | 3800 | 0 | 61.15 | 61.14 | 0.01 | 0
2020 | MISO_W_2_MISO_MO-IL | MISO_W | MISO_MO-IL | Internal | Summer | B6 | 300 | 3800 | 457.41 | 48.89 | 48.9 | 0.01 | 0
2020 | MISO_W_2_MISO_MO-IL | MISO_W | MISO_MO-IL | Internal | Summer | B7 | 400 | 3800 | 994.15 | 40.5 | 40.51 | 0.01 | 0
2020 | MISO_W_2_MISO_MO-IL | MISO_W | MISO_MO-IL | Internal | Summer | B8 | 500 | 3800 | 1256.19 | 37.34 | 37.35 | 0.01 | 0
2020 | MISO_W_2_MISO_MO-IL | MISO_W | MISO_MO-IL | Internal | Summer | B9 | 800 | 3800 | 0 | 36.07 | 36.06 | 0.01 | 0
2020 | MISO_W_2_MISO_MO-IL | MISO_W | MISO_MO-IL | Internal | Summer | B10 | 1262 | 3800 | 592 | 34.85 | 34.86 | 0.01 | 0
2020 | MISO_W_2_MISO_MO-IL | MISO_W | MISO_MO-IL | Internal | Winter | B16 | 25 | 3800 | 3283.29 | 62.02 | 62.03 | 0.01 | 0
2020 | MISO_W_2_MISO_MO-IL | MISO_W | MISO_MO-IL | Internal | Winter | B17 | 100 | 3800 | 2784.32 | 48.28 | 48.29 | 0.01 | 0
2020 | MISO_W_2_MISO_MO-IL | MISO_W | MISO_MO-IL | Internal | Winter | B18 | 400 | 3800 | 848.48 | 43.37 | 43.38 | 0.01 | 0
2020 | MISO_W_2_MISO_MO-IL | MISO_W | MISO_MO-IL | Internal | Winter | B19 | 700 | 3800 | 0 | 41.23 | 41.22 | 0.01 | 0
2020 | MISO_W_2_MISO_MO-IL | MISO_W | MISO_MO-IL | Internal | Winter | B20 | 935 | 3800 | 375.79 | 36.75 | 36.76 | 0.01 | 0
2020 | MISO_W_2_MISO_WUMS | MISO_W | MISO_WUMS | Internal | Shoulder | B11 | 25 | 1629 | 0 | 61.2 | 61.19 | 0.01 | 0
2020 | MISO_W_2_MISO_WUMS | MISO_W | MISO_WUMS | Internal | Shoulder | B12 | 200 | 1629 | 458.75 | 49.9 | 49.91 | 0.01 | 0
2020 | MISO_W_2_MISO_WUMS | MISO_W | MISO_WUMS | Internal | Shoulder | B13 | 600 | 1629 | 299.23 | 42.36 | 42.37 | 0.01 | 0
2020 | MISO_W_2_MISO_WUMS | MISO_W | MISO_WUMS | Internal | Shoulder | B14 | 900 | 1629 | 147.89 | 40.54 | 40.55 | 0.01 | 0
2020 | MISO_W_2_MISO_WUMS | MISO_W | MISO_WUMS | Internal | Shoulder | B15 | 1203 | 1629 | 0 | 36.94 | 36.93 | 0.01 | 0
2020 | MISO_W_2_MISO_WUMS | MISO_W | MISO_WUMS | Internal | Summer | B1 | 10 | 1629 | 439.96 | 162.87 | 162.88 | 0.01 | 0
2020 | MISO_W_2_MISO_WUMS | MISO_W | MISO_WUMS | Internal | Summer | B2 | 25 | 1629 | 318.25 | 65.37 | 65.38 | 0.01 | 0
2020 | MISO_W_2_MISO_WUMS | MISO_W | MISO_WUMS | Internal | Summer | B3 | 75 | 1629 | 860.72 | 63.27 | 63.28 | 0.01 | 0
2020 | MISO_W_2_MISO_WUMS | MISO_W | MISO_WUMS | Internal | Summer | B4 | 100 | 1629 | 732.27 | 62.58 | 62.59 | 0.01 | 0
2020 | MISO_W_2_MISO_WUMS | MISO_W | MISO_WUMS | Internal | Summer | B5 | 200 | 1629 | 201.63 | 61.15 | 61.17 | 0.01 | 0
2020 | MISO_W_2_MISO_WUMS | MISO_W | MISO_WUMS | Internal | Summer | B6 | 300 | 1629 | 0 | 48.89 | 48.88 | 0.01 | 0
2020 | MISO_W_2_MISO_WUMS | MISO_W | MISO_WUMS | Internal | Summer | B7 | 400 | 1629 | 117.25 | 40.5 | 40.51 | 0.01 | 0
2020 | MISO_W_2_MISO_WUMS | MISO_W | MISO_WUMS | Internal | Summer | B8 | 500 | 1629 | 292.6 | 37.34 | 37.35 | 0.01 | 0
2020 | MISO_W_2_MISO_WUMS | MISO_W | MISO_WUMS | Internal | Summer | B9 | 800 | 1629 | 461.08 | 36.07 | 36.08 | 0.01 | 0
2020 | MISO_W_2_MISO_WUMS | MISO_W | MISO_WUMS | Internal | Summer | B10 | 1262 | 1629 | 1629 | 34.85 | 34.9 | 0.01 | 0.04
2020 | MISO_W_2_MISO_WUMS | MISO_W | MISO_WUMS | Internal | Winter | B16 | 25 | 1629 | 447.66 | 62.02 | 62.03 | 0.01 | 0
2020 | MISO_W_2_MISO_WUMS | MISO_W | MISO_WUMS | Internal | Winter | B17 | 100 | 1629 | 149.89 | 48.28 | 48.29 | 0.01 | 0
2020 | MISO_W_2_MISO_WUMS | MISO_W | MISO_WUMS | Internal | Winter | B18 | 400 | 1629 | 0 | 43.37 | 43.36 | 0.01 | 0
2020 | MISO_W_2_MISO_WUMS | MISO_W | MISO_WUMS | Internal | Winter | B19 | 700 | 1629 | 0 | 41.23 | 41.22 | 0.01 | 0
2020 | MISO_W_2_MISO_WUMS | MISO_W | MISO_WUMS | Internal | Winter | B20 | 935 | 1629 | 1628.2 | 36.75 | 36.76 | 0.01 | 0
2020 | MISO_W_2_PJM_ROR | MISO_W | PJM_ROR | Internal | Shoulder | B11 | 25 | 773 | 0 | 61.2 | 59.19 | 2 | 0
2020 | MISO_W_2_PJM_ROR | MISO_W | PJM_ROR | Internal | Shoulder | B12 | 200 | 773 | 0 | 49.9 | 48.24 | 2 | 0
2020 | MISO_W_2_PJM_ROR | MISO_W | PJM_ROR | Internal | Shoulder | B13 | 600 | 773 | 0 | 42.36 | 42.79 | 2 | 0
2020 | MISO_W_2_PJM_ROR | MISO_W | PJM_ROR | Internal | Shoulder | B14 | 900 | 773 | 0 | 40.54 | 40.11 | 2 | 0
2020 | MISO_W_2_PJM_ROR | MISO_W | PJM_ROR | Internal | Shoulder | B15 | 1203 | 773 | 0 | 36.94 | 37.21 | 2 | 0
2020 | MISO_W_2_PJM_ROR | MISO_W | PJM_ROR | Internal | Summer | B1 | 10 | 773 | 773 | 162.87 | 164.88 | 2 | 0.01
2020 | MISO_W_2_PJM_ROR | MISO_W | PJM_ROR | Internal | Summer | B2 | 25 | 773 | 773 | 65.37 | 67.38 | 2 | 0.01
2020 | MISO_W_2_PJM_ROR | MISO_W | PJM_ROR | Internal | Summer | B3 | 75 | 773 | 0 | 63.27 | 61.28 | 2 | 0
2020 | MISO_W_2_PJM_ROR | MISO_W | PJM_ROR | Internal | Summer | B4 | 100 | 773 | 0 | 62.58 | 61.28 | 2 | 0
2020 | MISO_W_2_PJM_ROR | MISO_W | PJM_ROR | Internal | Summer | B5 | 200 | 773 | 0 | 61.15 | 60.16 | 2 | 0
2020 | MISO_W_2_PJM_ROR | MISO_W | PJM_ROR | Internal | Summer | B6 | 300 | 773 | 0 | 48.89 | 48.57 | 2 | 0
2020 | MISO_W_2_PJM_ROR | MISO_W | PJM_ROR | Internal | Summer | B7 | 400 | 773 | 0 | 40.5 | 38.94 | 2 | 0
2020 | MISO_W_2_PJM_ROR | MISO_W | PJM_ROR | Internal | Summer | B8 | 500 | 773 | 0 | 37.34 | 37.62 | 2 | 0
2020 | MISO_W_2_PJM_ROR | MISO_W | PJM_ROR | Internal | Summer | B9 | 800 | 773 | 0 | 36.07 | 35.98 | 2 | 0
2020 | MISO_W_2_PJM_ROR | MISO_W | PJM_ROR | Internal | Summer | B10 | 1262 | 773 | 0 | 34.85 | 34.65 | 2 | 0
2020 | MISO_W_2_PJM_ROR | MISO_W | PJM_ROR | Internal | Winter | B16 | 25 | 773 | 0 | 62.02 | 60.81 | 2 | 0
2020 | MISO_W_2_PJM_ROR | MISO_W | PJM_ROR | Internal | Winter | B17 | 100 | 773 | 0 | 48.28 | 50.18 | 2 | 0
2020 | MISO_W_2_PJM_ROR | MISO_W | PJM_ROR | Internal | Winter | B18 | 400 | 773 | 0 | 43.37 | 44.06 | 2 | 0
2020 | MISO_W_2_PJM_ROR | MISO_W | PJM_ROR | Internal | Winter | B19 | 700 | 773 | 0 | 41.23 | 41.74 | 2 | 0
2020 | MISO_W_2_PJM_ROR | MISO_W | PJM_ROR | Internal | Winter | B20 | 935 | 773 | 0 | 36.75 | 37.04 | 2 | 0
2020 | MISO_W_2_SPP_N | MISO_W | SPP_N | Internal | Shoulder | B11 | 25 | 3200 | 375.94 | 61.2 | 68.2 | 7 | 0
2020 | MISO_W_2_SPP_N | MISO_W | SPP_N | Internal | Shoulder | B12 | 200 | 3200 | 0 | 49.9 | 44.91 | 7 | 0
2020 | MISO_W_2_SPP_N | MISO_W | SPP_N | Internal | Shoulder | B13 | 600 | 3200 | 0 | 42.36 | 41.62 | 7 | 0
2020 | MISO_W_2_SPP_N | MISO_W | SPP_N | Internal | Shoulder | B14 | 900 | 3200 | 0 | 40.54 | 40.57 | 7 | 0
2020 | MISO_W_2_SPP_N | MISO_W | SPP_N | Internal | Shoulder | B15 | 1203 | 3200 | 0 | 36.94 | 40.19 | 7 | 0
2020 | MISO_W_2_SPP_N | MISO_W | SPP_N | Internal | Summer | B1 | 10 | 3200 | 0 | 162.87 | 165.88 | 7 | 0
2020 | MISO_W_2_SPP_N | MISO_W | SPP_N | Internal | Summer | B2 | 25 | 3200 | 0 | 65.37 | 68.61 | 7 | 0
2020 | MISO_W_2_SPP_N | MISO_W | SPP_N | Internal | Summer | B3 | 75 | 3200 | 0 | 63.27 | 66.03 | 7 | 0
2020 | MISO_W_2_SPP_N | MISO_W | SPP_N | Internal | Summer | B4 | 100 | 3200 | 0 | 62.58 | 66.03 | 7 | 0
2020 | MISO_W_2_SPP_N | MISO_W | SPP_N | Internal | Summer | B5 | 200 | 3200 | 0 | 61.15 | 66.03 | 7 | 0
2020 | MISO_W_2_SPP_N | MISO_W | SPP_N | Internal | Summer | B6 | 300 | 3200 | 549.77 | 48.89 | 55.89 | 7 | 0
2020 | MISO_W_2_SPP_N | MISO_W | SPP_N | Internal | Summer | B7 | 400 | 3200 | 244.76 | 40.5 | 47.5 | 7 | 0
2020 | MISO_W_2_SPP_N | MISO_W | SPP_N | Internal | Summer | B8 | 500 | 3200 | 0 | 37.34 | 40.6 | 7 | 0
2020 | MISO_W_2_SPP_N | MISO_W | SPP_N | Internal | Summer | B9 | 800 | 3200 | 0 | 36.07 | 39.43 | 7 | 0
2020 | MISO_W_2_SPP_N | MISO_W | SPP_N | Internal | Summer | B10 | 1262 | 3200 | 0 | 34.85 | 38.85 | 7 | 0
2020 | MISO_W_2_SPP_N | MISO_W | SPP_N | Internal | Winter | B16 | 25 | 3200 | 0 | 62.02 | 57.03 | 7 | 0
2020 | MISO_W_2_SPP_N | MISO_W | SPP_N | Internal | Winter | B17 | 100 | 3200 | 0 | 48.28 | 43.9 | 7 | 0
2020 | MISO_W_2_SPP_N | MISO_W | SPP_N | Internal | Winter | B18 | 400 | 3200 | 0 | 43.37 | 42.83 | 7 | 0
2020 | MISO_W_2_SPP_N | MISO_W | SPP_N | Internal | Winter | B19 | 700 | 3200 | 0 | 41.23 | 42.83 | 7 | 0
2020 | MISO_W_2_SPP_N | MISO_W | SPP_N | Internal | Winter | B20 | 935 | 3200 | 0 | 36.75 | 42.74 | 7 | 0
2020 | MISO_WUMS_2_MISO_MI | MISO_WUMS | MISO_MI | Internal | Shoulder | B11 | 25 | 99 | 0 | 61.19 | 59.61 | 0.01 | 0
2020 | MISO_WUMS_2_MISO_MI | MISO_WUMS | MISO_MI | Internal | Shoulder | B12 | 200 | 99 | 0 | 49.91 | 49.91 | 0.01 | 0
2020 | MISO_WUMS_2_MISO_MI | MISO_WUMS | MISO_MI | Internal | Shoulder | B13 | 600 | 99 | 99 | 42.37 | 42.4 | 0.01 | 0.01
2020 | MISO_WUMS_2_MISO_MI | MISO_WUMS | MISO_MI | Internal | Shoulder | B14 | 900 | 99 | 0 | 40.55 | 40.55 | 0.01 | 0
2020 | MISO_WUMS_2_MISO_MI | MISO_WUMS | MISO_MI | Internal | Shoulder | B15 | 1203 | 99 | 99 | 36.93 | 36.96 | 0.01 | 0.01
2020 | MISO_WUMS_2_MISO_MI | MISO_WUMS | MISO_MI | Internal | Summer | B1 | 10 | 99 | 0 | 162.88 | 162.87 | 0.01 | 0
2020 | MISO_WUMS_2_MISO_MI | MISO_WUMS | MISO_MI | Internal | Summer | B2 | 25 | 99 | 0 | 65.38 | 64.14 | 0.01 | 0
2020 | MISO_WUMS_2_MISO_MI | MISO_WUMS | MISO_MI | Internal | Summer | B3 | 75 | 99 | 0 | 63.28 | 61.14 | 0.01 | 0
2020 | MISO_WUMS_2_MISO_MI | MISO_WUMS | MISO_MI | Internal | Summer | B4 | 100 | 99 | 0 | 62.59 | 59.28 | 0.01 | 0
2020 | MISO_WUMS_2_MISO_MI | MISO_WUMS | MISO_MI | Internal | Summer | B5 | 200 | 99 | 0 | 61.17 | 58.16 | 0.01 | 0
2020 | MISO_WUMS_2_MISO_MI | MISO_WUMS | MISO_MI | Internal | Summer | B6 | 300 | 99 | 50.3 | 48.88 | 48.89 | 0.01 | 0
2020 | MISO_WUMS_2_MISO_MI | MISO_WUMS | MISO_MI | Internal | Summer | B7 | 400 | 99 | 99 | 40.51 | 40.53 | 0.01 | 0.01
2020 | MISO_WUMS_2_MISO_MI | MISO_WUMS | MISO_MI | Internal | Summer | B8 | 500 | 99 | 99 | 37.35 | 37.38 | 0.01 | 0.01
2020 | MISO_WUMS_2_MISO_MI | MISO_WUMS | MISO_MI | Internal | Summer | B9 | 800 | 99 | 0 | 36.08 | 36.06 | 0.01 | 0
2020 | MISO_WUMS_2_MISO_MI | MISO_WUMS | MISO_MI | Internal | Summer | B10 | 1262 | 99 | 0 | 34.9 | 34.89 | 0.01 | 0
2020 | MISO_WUMS_2_MISO_MI | MISO_WUMS | MISO_MI | Internal | Winter | B16 | 25 | 99 | 99 | 62.03 | 62.79 | 0.01 | 0.75
2020 | MISO_WUMS_2_MISO_MI | MISO_WUMS | MISO_MI | Internal | Winter | B17 | 100 | 99 | 0 | 48.29 | 48.29 | 0.01 | 0
2020 | MISO_WUMS_2_MISO_MI | MISO_WUMS | MISO_MI | Internal | Winter | B18 | 400 | 99 | 99 | 43.36 | 43.4 | 0.01 | 0.03
2020 | MISO_WUMS_2_MISO_MI | MISO_WUMS | MISO_MI | Internal | Winter | B19 | 700 | 99 | 15.07 | 41.22 | 41.23 | 0.01 | 0
2020 | MISO_WUMS_2_MISO_MI | MISO_WUMS | MISO_MI | Internal | Winter | B20 | 935 | 99 | 64.9 | 36.76 | 36.77 | 0.01 | 0
2020 | MISO_WUMS_2_MISO_W | MISO_WUMS | MISO_W | Internal | Shoulder | B11 | 25 | 1137 | 173.22 | 61.19 | 61.2 | 0.01 | 0
2020 | MISO_WUMS_2_MISO_W | MISO_WUMS | MISO_W | Internal | Shoulder | B12 | 200 | 1137 | 0 | 49.91 | 49.9 | 0.01 | 0
2020 | MISO_WUMS_2_MISO_W | MISO_WUMS | MISO_W | Internal | Shoulder | B13 | 600 | 1137 | 0 | 42.37 | 42.36 | 0.01 | 0
2020 | MISO_WUMS_2_MISO_W | MISO_WUMS | MISO_W | Internal | Shoulder | B14 | 900 | 1137 | 0 | 40.55 | 40.54 | 0.01 | 0
2020 | MISO_WUMS_2_MISO_W | MISO_WUMS | MISO_W | Internal | Shoulder | B15 | 1203 | 1137 | 630.24 | 36.93 | 36.94 | 0.01 | 0
2020 | MISO_WUMS_2_MISO_W | MISO_WUMS | MISO_W | Internal | Summer | B1 | 10 | 1137 | 0 | 162.88 | 162.87 | 0.01 | 0
2020 | MISO_WUMS_2_MISO_W | MISO_WUMS | MISO_W | Internal | Summer | B2 | 25 | 1137 | 0 | 65.38 | 65.37 | 0.01 | 0
2020 | MISO_WUMS_2_MISO_W | MISO_WUMS | MISO_W | Internal | Summer | B3 | 75 | 1137 | 0 | 63.28 | 63.27 | 0.01 | 0
2020 | MISO_WUMS_2_MISO_W | MISO_WUMS | MISO_W | Internal | Summer | B4 | 100 | 1137 | 0 | 62.59 | 62.58 | 0.01 | 0
2020 | MISO_WUMS_2_MISO_W | MISO_WUMS | MISO_W | Internal | Summer | B5 | 200 | 1137 | 0 | 61.17 | 61.15 | 0.01 | 0
2020 | MISO_WUMS_2_MISO_W | MISO_WUMS | MISO_W | Internal | Summer | B6 | 300 | 1137 | 33.86 | 48.88 | 48.89 | 0.01 | 0
2020 | MISO_WUMS_2_MISO_W | MISO_WUMS | MISO_W | Internal | Summer | B7 | 400 | 1137 | 0 | 40.51 | 40.5 | 0.01 | 0
2020 | MISO_WUMS_2_MISO_W | MISO_WUMS | MISO_W | Internal | Summer | B8 | 500 | 1137 | 0 | 37.35 | 37.34 | 0.01 | 0
2020 | MISO_WUMS_2_MISO_W | MISO_WUMS | MISO_W | Internal | Summer | B9 | 800 | 1137 | 0 | 36.08 | 36.07 | 0.01 | 0
2020 | MISO_WUMS_2_MISO_W | MISO_WUMS | MISO_W | Internal | Summer | B10 | 1262 | 1137 | 0 | 34.9 | 34.85 | 0.01 | 0
2020 | MISO_WUMS_2_MISO_W | MISO_WUMS | MISO_W | Internal | Winter | B16 | 25 | 1137 | 0 | 62.03 | 62.02 | 0.01 | 0
2020 | MISO_WUMS_2_MISO_W | MISO_WUMS | MISO_W | Internal | Winter | B17 | 100 | 1137 | 0 | 48.29 | 48.28 | 0.01 | 0
2020 | MISO_WUMS_2_MISO_W | MISO_WUMS | MISO_W | Internal | Winter | B18 | 400 | 1137 | 0 | 43.36 | 43.37 | 0.01 | 0
2020 | MISO_WUMS_2_MISO_W | MISO_WUMS | MISO_W | Internal | Winter | B19 | 700 | 1137 | 283.67 | 41.22 | 41.23 | 0.01 | 0
2020 | MISO_WUMS_2_MISO_W | MISO_WUMS | MISO_W | Internal | Winter | B20 | 935 | 1137 | 0 | 36.76 | 36.75 | 0.01 | 0
2020 | MISO_WUMS_2_PJM_ROR | MISO_WUMS | PJM_ROR | Internal | Shoulder | B11 | 25 | 1600 | 0 | 61.19 | 59.19 | 2 | 0
2020 | MISO_WUMS_2_PJM_ROR | MISO_WUMS | PJM_ROR | Internal | Shoulder | B12 | 200 | 1600 | 0 | 49.91 | 48.24 | 2 | 0
2020 | MISO_WUMS_2_PJM_ROR | MISO_WUMS | PJM_ROR | Internal | Shoulder | B13 | 600 | 1600 | 0 | 42.37 | 42.79 | 2 | 0
2020 | MISO_WUMS_2_PJM_ROR | MISO_WUMS | PJM_ROR | Internal | Shoulder | B14 | 900 | 1600 | 0 | 40.55 | 40.11 | 2 | 0
2020 | MISO_WUMS_2_PJM_ROR | MISO_WUMS | PJM_ROR | Internal | Shoulder | B15 | 1203 | 1600 | 0 | 36.93 | 37.21 | 2 | 0
2020 | MISO_WUMS_2_PJM_ROR | MISO_WUMS | PJM_ROR | Internal | Summer | B1 | 10 | 1600 | 1300.76 | 162.88 | 164.88 | 2 | 0
2020 | MISO_WUMS_2_PJM_ROR | MISO_WUMS | PJM_ROR | Internal | Summer | B2 | 25 | 1600 | 1000.51 | 65.38 | 67.38 | 2 | 0
2020 | MISO_WUMS_2_PJM_ROR | MISO_WUMS | PJM_ROR | Internal | Summer | B3 | 75 | 1600 | 0 | 63.28 | 61.28 | 2 | 0
2020 | MISO_WUMS_2_PJM_ROR | MISO_WUMS | PJM_ROR | Internal | Summer | B4 | 100 | 1600 | 0 | 62.59 | 61.28 | 2 | 0
2020 | MISO_WUMS_2_PJM_ROR | MISO_WUMS | PJM_ROR | Internal | Summer | B5 | 200 | 1600 | 0 | 61.17 | 60.16 | 2 | 0
2020 | MISO_WUMS_2_PJM_ROR | MISO_WUMS | PJM_ROR | Internal | Summer | B6 | 300 | 1600 | 0 | 48.88 | 48.57 | 2 | 0
2020 | MISO_WUMS_2_PJM_ROR | MISO_WUMS | PJM_ROR | Internal | Summer | B7 | 400 | 1600 | 0 | 40.51 | 38.94 | 2 | 0
2020 | MISO_WUMS_2_PJM_ROR | MISO_WUMS | PJM_ROR | Internal | Summer | B8 | 500 | 1600 | 0 | 37.35 | 37.62 | 2 | 0
2020 | MISO_WUMS_2_PJM_ROR | MISO_WUMS | PJM_ROR | Internal | Summer | B9 | 800 | 1600 | 0 | 36.08 | 35.98 | 2 | 0
2020 | MISO_WUMS_2_PJM_ROR | MISO_WUMS | PJM_ROR | Internal | Summer | B10 | 1262 | 1600 | 0 | 34.9 | 34.65 | 2 | 0
2020 | MISO_WUMS_2_PJM_ROR | MISO_WUMS | PJM_ROR | Internal | Winter | B16 | 25 | 1600 | 0 | 62.03 | 60.81 | 2 | 0
2020 | MISO_WUMS_2_PJM_ROR | MISO_WUMS | PJM_ROR | Internal | Winter | B17 | 100 | 1600 | 0 | 48.29 | 50.18 | 2 | 0
2020 | MISO_WUMS_2_PJM_ROR | MISO_WUMS | PJM_ROR | Internal | Winter | B18 | 400 | 1600 | 0 | 43.36 | 44.06 | 2 | 0
2020 | MISO_WUMS_2_PJM_ROR | MISO_WUMS | PJM_ROR | Internal | Winter | B19 | 700 | 1600 | 0 | 41.22 | 41.74 | 2 | 0
2020 | MISO_WUMS_2_PJM_ROR | MISO_WUMS | PJM_ROR | Internal | Winter | B20 | 935 | 1600 | 0 | 36.76 | 37.04 | 2 | 0
2020 | NE_2_MISO_W | NE | MISO_W | Internal | Shoulder | B11 | 25 | 1600 | 0 | 61.2 | 61.2 | 5 | 0
2020 | NE_2_MISO_W | NE | MISO_W | Internal | Shoulder | B12 | 200 | 1600 | 7.34 | 44.9 | 49.9 | 5 | 0
2020 | NE_2_MISO_W | NE | MISO_W | Internal | Shoulder | B13 | 600 | 1600 | 0 | 41.6 | 42.36 | 5 | 0
2020 | NE_2_MISO_W | NE | MISO_W | Internal | Shoulder | B14 | 900 | 1600 | 0 | 40.56 | 40.54 | 5 | 0
2020 | NE_2_MISO_W | NE | MISO_W | Internal | Shoulder | B15 | 1203 | 1600 | 0 | 40.17 | 36.94 | 5 | 0
2020 | NE_2_MISO_W | NE | MISO_W | Internal | Summer | B1 | 10 | 1600 | 57.37 | 157.87 | 162.87 | 5 | 0
2020 | NE_2_MISO_W | NE | MISO_W | Internal | Summer | B2 | 25 | 1600 | 0 | 65.37 | 65.37 | 5 | 0
2020 | NE_2_MISO_W | NE | MISO_W | Internal | Summer | B3 | 75 | 1600 | 0 | 64.47 | 63.27 | 5 | 0
2020 | NE_2_MISO_W | NE | MISO_W | Internal | Summer | B4 | 100 | 1600 | 0 | 64.47 | 62.58 | 5 | 0
2020 | NE_2_MISO_W | NE | MISO_W | Internal | Summer | B5 | 200 | 1600 | 0 | 64.14 | 61.15 | 5 | 0
2020 | NE_2_MISO_W | NE | MISO_W | Internal | Summer | B6 | 300 | 1600 | 0 | 55.88 | 48.89 | 5 | 0
2020 | NE_2_MISO_W | NE | MISO_W | Internal | Summer | B7 | 400 | 1600 | 0 | 40.5 | 40.5 | 5 | 0
2020 | NE_2_MISO_W | NE | MISO_W | Internal | Summer | B8 | 500 | 1600 | 0 | 37.34 | 37.34 | 5 | 0
2020 | NE_2_MISO_W | NE | MISO_W | Internal | Summer | B9 | 800 | 1600 | 0 | 37.33 | 36.07 | 5 | 0
2020 | NE_2_MISO_W | NE | MISO_W | Internal | Summer | B10 | 1262 | 1600 | 0 | 34.21 | 34.85 | 5 | 0
2020 | NE_2_MISO_W | NE | MISO_W | Internal | Winter | B16 | 25 | 1600 | 100.38 | 57.02 | 62.02 | 5 | 0
2020 | NE_2_MISO_W | NE | MISO_W | Internal | Winter | B17 | 100 | 1600 | 0 | 43.89 | 48.28 | 5 | 0
2020 | NE_2_MISO_W | NE | MISO_W | Internal | Winter | B18 | 400 | 1600 | 0 | 42.82 | 43.37 | 5 | 0
2020 | NE_2_MISO_W | NE | MISO_W | Internal | Winter | B19 | 700 | 1600 | 0 | 42.82 | 41.23 | 5 | 0
2020 | NE_2_MISO_W | NE | MISO_W | Internal | Winter | B20 | 935 | 1600 | 0 | 38.32 | 36.75 | 5 | 0
2020 | NE_2_SPP_N | NE | SPP_N | Internal | Shoulder | B11 | 25 | 1800 | 1800 | 61.2 | 68.2 | 0.01 | 6.99
2020 | NE_2_SPP_N | NE | SPP_N | Internal | Shoulder | B12 | 200 | 1800 | 866.39 | 44.9 | 44.91 | 0.01 | 0
2020 | NE_2_SPP_N | NE | SPP_N | Internal | Shoulder | B13 | 600 | 1800 | 684.99 | 41.6 | 41.62 | 0.01 | 0
2020 | NE_2_SPP_N | NE | SPP_N | Internal | Shoulder | B14 | 900 | 1800 | 895.91 | 40.56 | 40.57 | 0.01 | 0
2020 | NE_2_SPP_N | NE | SPP_N | Internal | Shoulder | B15 | 1203 | 1800 | 1266.82 | 40.17 | 40.19 | 0.01 | 0
2020 | NE_2_SPP_N | NE | SPP_N | Internal | Summer | B1 | 10 | 1800 | 1800 | 157.87 | 165.88 | 0.01 | 8
2020 | NE_2_SPP_N | NE | SPP_N | Internal | Summer | B2 | 25 | 1800 | 1800 | 65.37 | 68.61 | 0.01 | 3.23
2020 | NE_2_SPP_N | NE | SPP_N | Internal | Summer | B3 | 75 | 1800 | 1800 | 64.47 | 66.03 | 0.01 | 1.55
2020 | NE_2_SPP_N | NE | SPP_N | Internal | Summer | B4 | 100 | 1800 | 1800 | 64.47 | 66.03 | 0.01 | 1.55
2020 | NE_2_SPP_N | NE | SPP_N | Internal | Summer | B5 | 200 | 1800 | 1800 | 64.14 | 66.03 | 0.01 | 1.88
2020 | NE_2_SPP_N | NE | SPP_N | Internal | Summer | B6 | 300 | 1800 | 1698.53 | 55.88 | 55.89 | 0.01 | 0
2020 | NE_2_SPP_N | NE | SPP_N | Internal | Summer | B7 | 400 | 1800 | 1800 | 40.5 | 47.5 | 0.01 | 6.99
2020 | NE_2_SPP_N | NE | SPP_N | Internal | Summer | B8 | 500 | 1800 | 1800 | 37.34 | 40.6 | 0.01 | 3.25
2020 | NE_2_SPP_N | NE | SPP_N | Internal | Summer | B9 | 800 | 1800 | 1800 | 37.33 | 39.43 | 0.01 | 2.09
2020 | NE_2_SPP_N | NE | SPP_N | Internal | Summer | B10 | 1262 | 1800 | 1800 | 34.21 | 38.85 | 0.01 | 4.63
2020 | NE_2_SPP_N | NE | SPP_N | Internal | Winter | B16 | 25 | 1800 | 1012.74 | 57.02 | 57.03 | 0.01 | 0
2020 | NE_2_SPP_N | NE | SPP_N | Internal | Winter | B17 | 100 | 1800 | 902.35 | 43.89 | 43.9 | 0.01 | 0
2020 | NE_2_SPP_N | NE | SPP_N | Internal | Winter | B18 | 400 | 1800 | 1254.54 | 42.82 | 42.83 | 0.01 | 0
2020 | NE_2_SPP_N | NE | SPP_N | Internal | Winter | B19 | 700 | 1800 | 1341.24 | 42.82 | 42.83 | 0.01 | 0
2020 | NE_2_SPP_N | NE | SPP_N | Internal | Winter | B20 | 935 | 1800 | 1800 | 38.32 | 42.74 | 0.01 | 4.4
2020 | NEISO_2_NYISO_A-F | NEISO | NYISO_A-F | Internal | Shoulder | B11 | 25 | 600 | 0 | 37.67 | 39.85 | 3 | 0
2020 | NEISO_2_NYISO_A-F | NEISO | NYISO_A-F | Internal | Shoulder | B12 | 200 | 600 | 0 | 37.22 | 39.85 | 3 | 0
2020 | NEISO_2_NYISO_A-F | NEISO | NYISO_A-F | Internal | Shoulder | B13 | 600 | 600 | 0 | 37.09 | 37.7 | 3 | 0
2020 | NEISO_2_NYISO_A-F | NEISO | NYISO_A-F | Internal | Shoulder | B14 | 900 | 600 | 0 | 37.09 | 37.7 | 3 | 0
2020 | NEISO_2_NYISO_A-F | NEISO | NYISO_A-F | Internal | Shoulder | B15 | 1203 | 600 | 0 | 37.09 | 37.7 | 3 | 0
2020 | NEISO_2_NYISO_A-F | NEISO | NYISO_A-F | Internal | Summer | B1 | 10 | 600 | 0 | 356.92 | 148.87 | 3 | 0
2020 | NEISO_2_NYISO_A-F | NEISO | NYISO_A-F | Internal | Summer | B2 | 25 | 600 | 0 | 118.02 | 59.39 | 3 | 0
2020 | NEISO_2_NYISO_A-F | NEISO | NYISO_A-F | Internal | Summer | B3 | 75 | 600 | 0 | 53.53 | 50.53 | 3 | 0
2020 | NEISO_2_NYISO_A-F | NEISO | NYISO_A-F | Internal | Summer | B4 | 100 | 600 | 0 | 48.9 | 45.9 | 3 | 0
2020 | NEISO_2_NYISO_A-F | NEISO | NYISO_A-F | Internal | Summer | B5 | 200 | 600 | 600 | 34.9 | 42.03 | 3 | 4.14
2020 | NEISO_2_NYISO_A-F | NEISO | NYISO_A-F | Internal | Summer | B6 | 300 | 600 | 600 | 34.9 | 38.6 | 3 | 0.71
2020 | NEISO_2_NYISO_A-F | NEISO | NYISO_A-F | Internal | Summer | B7 | 400 | 600 | 0 | 34.9 | 37.88 | 3 | 0
2020 | NEISO_2_NYISO_A-F | NEISO | NYISO_A-F | Internal | Summer | B8 | 500 | 600 | 0 | 34.9 | 36.12 | 3 | 0
2020 | NEISO_2_NYISO_A-F | NEISO | NYISO_A-F | Internal | Summer | B9 | 800 | 600 | 0 | 34.9 | 36.12 | 3 | 0
2020 | NEISO_2_NYISO_A-F | NEISO | NYISO_A-F | Internal | Summer | B10 | 1262 | 600 | 0 | 34.9 | 36.12 | 3 | 0
2020 | NEISO_2_NYISO_A-F | NEISO | NYISO_A-F | Internal | Winter | B16 | 25 | 600 | 0 | 46.27 | 42.19 | 3 | 0
2020 | NEISO_2_NYISO_A-F | NEISO | NYISO_A-F | Internal | Winter | B17 | 100 | 600 | 0 | 46.27 | 42.17 | 3 | 0
2020 | NEISO_2_NYISO_A-F | NEISO | NYISO_A-F | Internal | Winter | B18 | 400 | 600 | 0 | 44.7 | 41.7 | 3 | 0
2020 | NEISO_2_NYISO_A-F | NEISO | NYISO_A-F | Internal | Winter | B19 | 700 | 600 | 0 | 44.7 | 41.7 | 3 | 0
2020 | NEISO_2_NYISO_A-F | NEISO | NYISO_A-F | Internal | Winter | B20 | 935 | 600 | 0 | 44.7 | 41.7 | 3 | 0
2020 | NEISO_2_NYISO_G-I | NEISO | NYISO_G-I | Internal | Shoulder | B11 | 25 | 600 | 600 | 37.67 | 51.17 | 3 | 10.5
2020 | NEISO_2_NYISO_G-I | NEISO | NYISO_G-I | Internal | Shoulder | B12 | 200 | 600 | 0 | 37.22 | 40.21 | 3 | 0
2020 | NEISO_2_NYISO_G-I | NEISO | NYISO_G-I | Internal | Shoulder | B13 | 600 | 600 | 0 | 37.09 | 40.08 | 3 | 0
2020 | NEISO_2_NYISO_G-I | NEISO | NYISO_G-I | Internal | Shoulder | B14 | 900 | 600 | 0 | 37.09 | 38.63 | 3 | 0
2020 | NEISO_2_NYISO_G-I | NEISO | NYISO_G-I | Internal | Shoulder | B15 | 1203 | 600 | 0 | 37.09 | 37.71 | 3 | 0
2020 | NEISO_2_NYISO_G-I | NEISO | NYISO_G-I | Internal | Summer | B1 | 10 | 600 | 0 | 356.92 | 353.92 | 3 | 0
2020 | NEISO_2_NYISO_G-I | NEISO | NYISO_G-I | Internal | Summer | B2 | 25 | 600 | 14.28 | 118.02 | 121.02 | 3 | 0
2020 | NEISO_2_NYISO_G-I | NEISO | NYISO_G-I | Internal | Summer | B3 | 75 | 600 | 440.95 | 53.53 | 56.53 | 3 | 0
2020 | NEISO_2_NYISO_G-I | NEISO | NYISO_G-I | Internal | Summer | B4 | 100 | 600 | 600 | 48.9 | 53.26 | 3 | 1.35
2020 | NEISO_2_NYISO_G-I | NEISO | NYISO_G-I | Internal | Summer | B5 | 200 | 600 | 600 | 34.9 | 52.13 | 3 | 14.24
2020 | NEISO_2_NYISO_G-I | NEISO | NYISO_G-I | Internal | Summer | B6 | 300 | 600 | 600 | 34.9 | 49.17 | 3 | 11.27
2020 | NEISO_2_NYISO_G-I | NEISO | NYISO_G-I | Internal | Summer | B7 | 400 | 600 | 242.96 | 34.9 | 37.9 | 3 | 0
2020 | NEISO_2_NYISO_G-I | NEISO | NYISO_G-I | Internal | Summer | B8 | 500 | 600 | 0 | 34.9 | 37.04 | 3 | 0
2020 | NEISO_2_NYISO_G-I | NEISO | NYISO_G-I | Internal | Summer | B9 | 800 | 600 | 0 | 34.9 | 36.13 | 3 | 0
2020 | NEISO_2_NYISO_G-I | NEISO | NYISO_G-I | Internal | Summer | B10 | 1262 | 600 | 0 | 34.9 | 36.13 | 3 | 0
2020 | NEISO_2_NYISO_G-I | NEISO | NYISO_G-I | Internal | Winter | B16 | 25 | 600 | 600 | 46.27 | 52.78 | 3 | 3.51
2020 | NEISO_2_NYISO_G-I | NEISO | NYISO_G-I | Internal | Winter | B17 | 100 | 600 | 600 | 46.27 | 50.78 | 3 | 1.51
2020 | NEISO_2_NYISO_G-I | NEISO | NYISO_G-I | Internal | Winter | B18 | 400 | 600 | 600 | 44.7 | 47.74 | 3 | 0.04
2020 | NEISO_2_NYISO_G-I | NEISO | NYISO_G-I | Internal | Winter | B19 | 700 | 600 | 600 | 44.7 | 47.74 | 3 | 0.04
2020 | NEISO_2_NYISO_G-I | NEISO | NYISO_G-I | Internal | Winter | B20 | 935 | 600 | 0 | 44.7 | 45.54 | 3 | 0
2020 | NEISO_2_NYISO_J-K | NEISO | NYISO_J-K | Internal | Shoulder | B11 | 25 | 430 | 430 | 37.67 | 51.18 | 3 | 10.51
2020 | NEISO_2_NYISO_J-K | NEISO | NYISO_J-K | Internal | Shoulder | B12 | 200 | 430 | 169.42 | 37.22 | 40.22 | 3 | 0
2020 | NEISO_2_NYISO_J-K | NEISO | NYISO_J-K | Internal | Shoulder | B13 | 600 | 430 | 252.34 | 37.09 | 40.09 | 3 | 0
2020 | NEISO_2_NYISO_J-K | NEISO | NYISO_J-K | Internal | Shoulder | B14 | 900 | 430 | 0 | 37.09 | 38.64 | 3 | 0
2020 | NEISO_2_NYISO_J-K | NEISO | NYISO_J-K | Internal | Shoulder | B15 | 1203 | 430 | 0 | 37.09 | 37.72 | 3 | 0
2020 | NEISO_2_NYISO_J-K | NEISO | NYISO_J-K | Internal | Summer | B1 | 10 | 430 | 0 | 356.92 | 353.93 | 3 | 0
2020 | NEISO_2_NYISO_J-K | NEISO | NYISO_J-K | Internal | Summer | B2 | 25 | 430 | 430 | 118.02 | 121.03 | 3 | 0.01
2020 | NEISO_2_NYISO_J-K | NEISO | NYISO_J-K | Internal | Summer | B3 | 75 | 430 | 430 | 53.53 | 56.54 | 3 | 0.01
2020 | NEISO_2_NYISO_J-K | NEISO | NYISO_J-K | Internal | Summer | B4 | 100 | 430 | 430 | 48.9 | 53.27 | 3 | 1.36
2020 | NEISO_2_NYISO_J-K | NEISO | NYISO_J-K | Internal | Summer | B5 | 200 | 430 | 430 | 34.9 | 52.15 | 3 | 14.25
2020 | NEISO_2_NYISO_J-K | NEISO | NYISO_J-K | Internal | Summer | B6 | 300 | 430 | 430 | 34.9 | 49.18 | 3 | 11.28
2020 | NEISO_2_NYISO_J-K | NEISO | NYISO_J-K | Internal | Summer | B7 | 400 | 430 | 430 | 34.9 | 37.91 | 3 | 0.01
2020 | NEISO_2_NYISO_J-K | NEISO | NYISO_J-K | Internal | Summer | B8 | 500 | 430 | 0 | 34.9 | 37.05 | 3 | 0
2020 | NEISO_2_NYISO_J-K | NEISO | NYISO_J-K | Internal | Summer | B9 | 800 | 430 | 0 | 34.9 | 36.14 | 3 | 0
2020 | NEISO_2_NYISO_J-K | NEISO | NYISO_J-K | Internal | Summer | B10 | 1262 | 430 | 0 | 34.9 | 36.14 | 3 | 0
2020 | NEISO_2_NYISO_J-K | NEISO | NYISO_J-K | Internal | Winter | B16 | 25 | 430 | 430 | 46.27 | 52.79 | 3 | 3.52
2020 | NEISO_2_NYISO_J-K | NEISO | NYISO_J-K | Internal | Winter | B17 | 100 | 430 | 430 | 46.27 | 50.79 | 3 | 1.52
2020 | NEISO_2_NYISO_J-K | NEISO | NYISO_J-K | Internal | Winter | B18 | 400 | 430 | 430 | 44.7 | 47.75 | 3 | 0.05
2020 | NEISO_2_NYISO_J-K | NEISO | NYISO_J-K | Internal | Winter | B19 | 700 | 430 | 430 | 44.7 | 47.75 | 3 | 0.05
2020 | NEISO_2_NYISO_J-K | NEISO | NYISO_J-K | Internal | Winter | B20 | 935 | 430 | 0 | 44.7 | 45.55 | 3 | 0
2020 | NonRTO_Midwest_2_TVA_Transmission | NonRTO_Midwest | TVA_Transmission | Internal | Shoulder | B11 | 25 | 2400 | 0 | 69.2 | 63.76 | 8 | 0
2020 | NonRTO_Midwest_2_TVA_Transmission | NonRTO_Midwest | TVA_Transmission | Internal | Shoulder | B12 | 200 | 2400 | 0 | 57.92 | 49.43 | 8 | 0
2020 | NonRTO_Midwest_2_TVA_Transmission | NonRTO_Midwest | TVA_Transmission | Internal | Shoulder | B13 | 600 | 2400 | 0 | 50.38 | 45.75 | 8 | 0
2020 | NonRTO_Midwest_2_TVA_Transmission | NonRTO_Midwest | TVA_Transmission | Internal | Shoulder | B14 | 900 | 2400 | 0 | 48.27 | 44.72 | 8 | 0
2020 | NonRTO_Midwest_2_TVA_Transmission | NonRTO_Midwest | TVA_Transmission | Internal | Shoulder | B15 | 1203 | 2400 | 0 | 35.39 | 43.21 | 8 | 0
2020 | NonRTO_Midwest_2_TVA_Transmission | NonRTO_Midwest | TVA_Transmission | Internal | Summer | B1 | 10 | 2400 | 0 | 170.88 | 170.88 | 8 | 0
2020 | NonRTO_Midwest_2_TVA_Transmission | NonRTO_Midwest | TVA_Transmission | Internal | Summer | B2 | 25 | 2400 | 0 | 73.37 | 73.38 | 8 | 0
2020 | NonRTO_Midwest_2_TVA_Transmission | NonRTO_Midwest | TVA_Transmission | Internal | Summer | B3 | 75 | 2400 | 0 | 68.51 | 69.14 | 8 | 0
2020 | NonRTO_Midwest_2_TVA_Transmission | NonRTO_Midwest | TVA_Transmission | Internal | Summer | B4 | 100 | 2400 | 0 | 68.51 | 67.28 | 8 | 0
2020 | NonRTO_Midwest_2_TVA_Transmission | NonRTO_Midwest | TVA_Transmission | Internal | Summer | B5 | 200 | 2400 | 0 | 68.51 | 66.16 | 8 | 0
2020 | NonRTO_Midwest_2_TVA_Transmission | NonRTO_Midwest | TVA_Transmission | Internal | Summer | B6 | 300 | 2400 | 0 | 56.9 | 54.57 | 8 | 0
2020 | NonRTO_Midwest_2_TVA_Transmission | NonRTO_Midwest | TVA_Transmission | Internal | Summer | B7 | 400 | 2400 | 0 | 48.52 | 44.94 | 8 | 0
2020 | NonRTO_Midwest_2_TVA_Transmission | NonRTO_Midwest | TVA_Transmission | Internal | Summer | B8 | 500 | 2400 | 0 | 45.36 | 42.5 | 8 | 0
2020 | NonRTO_Midwest_2_TVA_Transmission | NonRTO_Midwest | TVA_Transmission | Internal | Summer | B9 | 800 | 2400 | 0 | 37.31 | 41.07 | 8 | 0
2020 | NonRTO_Midwest_2_TVA_Transmission | NonRTO_Midwest | TVA_Transmission | Internal | Summer | B10 | 1262 | 2400 | 0 | 35.06 | 38.83 | 8 | 0
2020 | NonRTO_Midwest_2_TVA_Transmission | NonRTO_Midwest | TVA_Transmission | Internal | Winter | B16 | 25 | 2400 | 0 | 70.81 | 66.81 | 8 | 0
2020 | NonRTO_Midwest_2_TVA_Transmission | NonRTO_Midwest | TVA_Transmission | Internal | Winter | B17 | 100 | 2400 | 0 | 56.31 | 50.51 | 8 | 0
2020 | NonRTO_Midwest_2_TVA_Transmission | NonRTO_Midwest | TVA_Transmission | Internal | Winter | B18 | 400 | 2400 | 0 | 51.39 | 46.93 | 8 | 0
2020 | NonRTO_Midwest_2_TVA_Transmission | NonRTO_Midwest | TVA_Transmission | Internal | Winter | B19 | 700 | 2400 | 0 | 49.22 | 45.85 | 8 | 0
2020 | NonRTO_Midwest_2_TVA_Transmission | NonRTO_Midwest | TVA_Transmission | Internal | Winter | B20 | 935 | 2400 | 0 | 35.48 | 43.04 | 8 | 0
2020 | NYISO_A-F_2_IESO | NYISO_A-F | IESO | Internal | Shoulder | B11 | 25 | 1600 | 0 | 39.85 | 29.68 | 7 | 0
2020 | NYISO_A-F_2_IESO | NYISO_A-F | IESO | Internal | Shoulder | B12 | 200 | 1600 | 0 | 39.85 | 29.68 | 7 | 0
2020 | NYISO_A-F_2_IESO | NYISO_A-F | IESO | Internal | Shoulder | B13 | 600 | 1600 | 0 | 37.7 | 29.68 | 7 | 0
2020 | NYISO_A-F_2_IESO | NYISO_A-F | IESO | Internal | Shoulder | B14 | 900 | 1600 | 0 | 37.7 | 29.68 | 7 | 0
2020 | NYISO_A-F_2_IESO | NYISO_A-F | IESO | Internal | Shoulder | B15 | 1203 | 1600 | 0 | 37.7 | 29.68 | 7 | 0
2020 | NYISO_A-F_2_IESO | NYISO_A-F | IESO | Internal | Summer | B1 | 10 | 1600 | 0 | 148.87 | 141.87 | 7 | 0
2020 | NYISO_A-F_2_IESO | NYISO_A-F | IESO | Internal | Summer | B2 | 25 | 1600 | 0 | 59.39 | 52.39 | 7 | 0
2020 | NYISO_A-F_2_IESO | NYISO_A-F | IESO | Internal | Summer | B3 | 75 | 1600 | 0 | 50.53 | 43.53 | 7 | 0
2020 | NYISO_A-F_2_IESO | NYISO_A-F | IESO | Internal | Summer | B4 | 100 | 1600 | 0 | 45.9 | 38.9 | 7 | 0
2020 | NYISO_A-F_2_IESO | NYISO_A-F | IESO | Internal | Summer | B5 | 200 | 1600 | 0 | 42.03 | 35.03 | 7 | 0
2020 | NYISO_A-F_2_IESO | NYISO_A-F | IESO | Internal | Summer | B6 | 300 | 1600 | 0 | 38.6 | 31.6 | 7 | 0
2020 | NYISO_A-F_2_IESO | NYISO_A-F | IESO | Internal | Summer | B7 | 400 | 1600 | 0 | 37.88 | 27.89 | 7 | 0
2020 | NYISO_A-F_2_IESO | NYISO_A-F | IESO | Internal | Summer | B8 | 500 | 1600 | 0 | 36.12 | 27.89 | 7 | 0
2020 | NYISO_A-F_2_IESO | NYISO_A-F | IESO | Internal | Summer | B9 | 800 | 1600 | 0 | 36.12 | 27.89 | 7 | 0
2020 | NYISO_A-F_2_IESO | NYISO_A-F | IESO | Internal | Summer | B10 | 1262 | 1600 | 0 | 36.12 | 27.89 | 7 | 0
2020 | NYISO_A-F_2_IESO | NYISO_A-F | IESO | Internal | Winter | B16 | 25 | 1600 | 0 | 42.19 | 29.77 | 7 | 0
2020 | NYISO_A-F_2_IESO | NYISO_A-F | IESO | Internal | Winter | B17 | 100 | 1600 | 0 | 42.17 | 29.77 | 7 | 0
2020 | NYISO_A-F_2_IESO | NYISO_A-F | IESO | Internal | Winter | B18 | 400 | 1600 | 0 | 41.7 | 29.77 | 7 | 0
2020 | NYISO_A-F_2_IESO | NYISO_A-F | IESO | Internal | Winter | B19 | 700 | 1600 | 0 | 41.7 | 29.77 | 7 | 0
2020 | NYISO_A-F_2_IESO | NYISO_A-F | IESO | Internal | Winter | B20 | 935 | 1600 | 0 | 41.7 | 29.77 | 7 | 0
2020 | NYISO_A-F_2_NEISO | NYISO_A-F | NEISO | Internal | Shoulder | B11 | 25 | 600 | 0 | 39.85 | 37.67 | 3 | 0
2020 | NYISO_A-F_2_NEISO | NYISO_A-F | NEISO | Internal | Shoulder | B12 | 200 | 600 | 0 | 39.85 | 37.22 | 3 | 0
2020 | NYISO_A-F_2_NEISO | NYISO_A-F | NEISO | Internal | Shoulder | B13 | 600 | 600 | 0 | 37.7 | 37.09 | 3 | 0
2020 | NYISO_A-F_2_NEISO | NYISO_A-F | NEISO | Internal | Shoulder | B14 | 900 | 600 | 0 | 37.7 | 37.09 | 3 | 0
2020 | NYISO_A-F_2_NEISO | NYISO_A-F | NEISO | Internal | Shoulder | B15 | 1203 | 600 | 0 | 37.7 | 37.09 | 3 | 0
2020 | NYISO_A-F_2_NEISO | NYISO_A-F | NEISO | Internal | Summer | B1 | 10 | 600 | 600 | 148.87 | 356.92 | 3 | 205.05
2020 | NYISO_A-F_2_NEISO | NYISO_A-F | NEISO | Internal | Summer | B2 | 25 | 600 | 600 | 59.39 | 118.02 | 3 | 55.63
2020 | NYISO_A-F_2_NEISO | NYISO_A-F | NEISO | Internal | Summer | B3 | 75 | 600 | 176.47 | 50.53 | 53.53 | 3 | 0
2020 | NYISO_A-F_2_NEISO | NYISO_A-F | NEISO | Internal | Summer | B4 | 100 | 600 | 118.69 | 45.9 | 48.9 | 3 | 0
2020 | NYISO_A-F_2_NEISO | NYISO_A-F | NEISO | Internal | Summer | B5 | 200 | 600 | 0 | 42.03 | 34.9 | 3 | 0
2020 | NYISO_A-F_2_NEISO | NYISO_A-F | NEISO | Internal | Summer | B6 | 300 | 600 | 0 | 38.6 | 34.9 | 3 | 0
2020 | NYISO_A-F_2_NEISO | NYISO_A-F | NEISO | Internal | Summer | B7 | 400 | 600 | 0 | 37.88 | 34.9 | 3 | 0
2020 | NYISO_A-F_2_NEISO | NYISO_A-F | NEISO | Internal | Summer | B8 | 500 | 600 | 0 | 36.12 | 34.9 | 3 | 0
2020 | NYISO_A-F_2_NEISO | NYISO_A-F | NEISO | Internal | Summer | B9 | 800 | 600 | 0 | 36.12 | 34.9 | 3 | 0
2020 | NYISO_A-F_2_NEISO | NYISO_A-F | NEISO | Internal | Summer | B10 | 1262 | 600 | 0 | 36.12 | 34.9 | 3 | 0
2020 | NYISO_A-F_2_NEISO | NYISO_A-F | NEISO | Internal | Winter | B16 | 25 | 600 | 600 | 42.19 | 46.27 | 3 | 1.08
2020 | NYISO_A-F_2_NEISO | NYISO_A-F | NEISO | Internal | Winter | B17 | 100 | 600 | 600 | 42.17 | 46.27 | 3 | 1.1
2020 | NYISO_A-F_2_NEISO | NYISO_A-F | NEISO | Internal | Winter | B18 | 400 | 600 | 488.87 | 41.7 | 44.7 | 3 | 0
2020 | NYISO_A-F_2_NEISO | NYISO_A-F | NEISO | Internal | Winter | B19 | 700 | 600 | 417.98 | 41.7 | 44.7 | 3 | 0
2020 | NYISO_A-F_2_NEISO | NYISO_A-F | NEISO | Internal | Winter | B20 | 935 | 600 | 314.37 | 41.7 | 44.7 | 3 | 0
2020 | NYISO_A-F_2_NYISO_G-I | NYISO_A-F | NYISO_G-I | Internal | Shoulder | B11 | 25 | 4250 | 4250 | 39.85 | 51.17 | 0.01 | 11.31
2020 | NYISO_A-F_2_NYISO_G-I | NYISO_A-F | NYISO_G-I | Internal | Shoulder | B12 | 200 | 4250 | 4250 | 39.85 | 40.21 | 0.01 | 0.35
2020 | NYISO_A-F_2_NYISO_G-I | NYISO_A-F | NYISO_G-I | Internal | Shoulder | B13 | 600 | 4250 | 4250 | 37.7 | 40.08 | 0.01 | 2.37
2020 | NYISO_A-F_2_NYISO_G-I | NYISO_A-F | NYISO_G-I | Internal | Shoulder | B14 | 900 | 4250 | 4250 | 37.7 | 38.63 | 0.01 | 0.92
2020 | NYISO_A-F_2_NYISO_G-I | NYISO_A-F | NYISO_G-I | Internal | Shoulder | B15 | 1203 | 4250 | 3967.91 | 37.7 | 37.71 | 0.01 | 0
2020 | NYISO_A-F_2_NYISO_G-I | NYISO_A-F | NYISO_G-I | Internal | Summer | B1 | 10 | 4250 | 4250 | 148.87 | 353.92 | 0.01 | 205.04
2020 | NYISO_A-F_2_NYISO_G-I | NYISO_A-F | NYISO_G-I | Internal | Summer | B2 | 25 | 4250 | 4250 | 59.39 | 121.02 | 0.01 | 61.62
2020 | NYISO_A-F_2_NYISO_G-I | NYISO_A-F | NYISO_G-I | Internal | Summer | B3 | 75 | 4250 | 4250 | 50.53 | 56.53 | 0.01 | 5.99
2020 | NYISO_A-F_2_NYISO_G-I | NYISO_A-F | NYISO_G-I | Internal | Summer | B4 | 100 | 4250 | 4250 | 45.9 | 53.26 | 0.01 | 7.34
2020 | NYISO_A-F_2_NYISO_G-I | NYISO_A-F | NYISO_G-I | Internal | Summer | B5 | 200 | 4250 | 4250 | 42.03 | 52.13 | 0.01 | 10.09
2020 | NYISO_A-F_2_NYISO_G-I | NYISO_A-F | NYISO_G-I | Internal | Summer | B6 | 300 | 4250 | 4250 | 38.6 | 49.17 | 0.01 | 10.55
2020 | NYISO_A-F_2_NYISO_G-I | NYISO_A-F | NYISO_G-I | Internal | Summer | B7 | 400 | 4250 | 3905.07 | 37.88 | 37.9 | 0.01 | 0
2020 | NYISO_A-F_2_NYISO_G-I | NYISO_A-F | NYISO_G-I | Internal | Summer | B8 | 500 | 4250 | 4250 | 36.12 | 37.04 | 0.01 | 0.91
2020 | NYISO_A-F_2_NYISO_G-I | NYISO_A-F | NYISO_G-I | Internal | Summer | B9 | 800 | 4250 | 4125.81 | 36.12 | 36.13 | 0.01 | 0
2020 | NYISO_A-F_2_NYISO_G-I | NYISO_A-F | NYISO_G-I | Internal | Summer | B10 | 1262 | 4250 | 2005.15 | 36.12 | 36.13 | 0.01 | 0
2020 | NYISO_A-F_2_NYISO_G-I | NYISO_A-F | NYISO_G-I | Internal | Winter | B16 | 25 | 4250 | 4250 | 42.19 | 52.78 | 0.01 | 10.58
2020 | NYISO_A-F_2_NYISO_G-I | NYISO_A-F | NYISO_G-I | Internal | Winter | B17 | 100 | 4250 | 4250 | 42.17 | 50.78 | 0.01 | 8.6
2020 | NYISO_A-F_2_NYISO_G-I | NYISO_A-F | NYISO_G-I | Internal | Winter | B18 | 400 | 4250 | 4250 | 41.7 | 47.74 | 0.01 | 6.03
2020 | NYISO_A-F_2_NYISO_G-I | NYISO_A-F | NYISO_G-I | Internal | Winter | B19 | 700 | 4250 | 4250 | 41.7 | 47.74 | 0.01 | 6.03
2020 | NYISO_A-F_2_NYISO_G-I | NYISO_A-F | NYISO_G-I | Internal | Winter | B20 | 935 | 4250 | 4250 | 41.7 | 45.54 | 0.01 | 3.83
2020 | NYISO_A-F_2_PJM_ROM | NYISO_A-F | PJM_ROM | Internal | Shoulder | B11 | 25 | 1000 | 1000 | 39.85 | 59.18 | 8 | 11.33
2020 | NYISO_A-F_2_PJM_ROM | NYISO_A-F | PJM_ROM | Internal | Shoulder | B12 | 200 | 1000 | 1000 | 39.85 | 48.22 | 8 | 0.37
2020 | NYISO_A-F_2_PJM_ROM | NYISO_A-F | PJM_ROM | Internal | Shoulder | B13 | 600 | 1000 | 0 | 37.7 | 42.77 | 8 | 0
2020 | NYISO_A-F_2_PJM_ROM | NYISO_A-F | PJM_ROM | Internal | Shoulder | B14 | 900 | 1000 | 0 | 37.7 | 40.1 | 8 | 0
2020 | NYISO_A-F_2_PJM_ROM | NYISO_A-F | PJM_ROM | Internal | Shoulder | B15 | 1203 | 1000 | 0 | 37.7 | 37.22 | 8 | 0
2020 | NYISO_A-F_2_PJM_ROM | NYISO_A-F | PJM_ROM | Internal | Summer | B1 | 10 | 1000 | 1000 | 148.87 | 164.89 | 8 | 8.02
2020 | NYISO_A-F_2_PJM_ROM | NYISO_A-F | PJM_ROM | Internal | Summer | B2 | 25 | 1000 | 64.59 | 59.39 | 67.39 | 8 | 0
2020 | NYISO_A-F_2_PJM_ROM | NYISO_A-F | PJM_ROM | Internal | Summer | B3 | 75 | 1000 | 1000 | 50.53 | 61.29 | 8 | 2.76
2020 | NYISO_A-F_2_PJM_ROM | NYISO_A-F | PJM_ROM | Internal | Summer | B4 | 100 | 1000 | 1000 | 45.9 | 61.27 | 8 | 7.36
2020 | NYISO_A-F_2_PJM_ROM | NYISO_A-F | PJM_ROM | Internal | Summer | B5 | 200 | 1000 | 1000 | 42.03 | 60.15 | 8 | 10.11
2020 | NYISO_A-F_2_PJM_ROM | NYISO_A-F | PJM_ROM | Internal | Summer | B6 | 300 | 1000 | 1000 | 38.6 | 48.56 | 8 | 1.95
2020 | NYISO_A-F_2_PJM_ROM | NYISO_A-F | PJM_ROM | Internal | Summer | B7 | 400 | 1000 | 0 | 37.88 | 38.93 | 8 | 0
2020 | NYISO_A-F_2_PJM_ROM | NYISO_A-F | PJM_ROM | Internal | Summer | B8 | 500 | 1000 | 0 | 36.12 | 37.63 | 8 | 0
2020 | NYISO_A-F_2_PJM_ROM | NYISO_A-F | PJM_ROM | Internal | Summer | B9 | 800 | 1000 | 0 | 36.12 | 35.99 | 8 | 0
2020 | NYISO_A-F_2_PJM_ROM | NYISO_A-F | PJM_ROM | Internal | Summer | B10 | 1262 | 1000 | 0 | 36.12 | 34.66 | 8 | 0
2020 | NYISO_A-F_2_PJM_ROM | NYISO_A-F | PJM_ROM | Internal | Winter | B16 | 25 | 1000 | 1000 | 42.19 | 60.79 | 8 | 10.6
2020 | NYISO_A-F_2_PJM_ROM | NYISO_A-F | PJM_ROM | Internal | Winter | B17 | 100 | 1000 | 31.9 | 42.17 | 50.17 | 8 | 0
2020 | NYISO_A-F_2_PJM_ROM | NYISO_A-F | PJM_ROM | Internal | Winter | B18 | 400 | 1000 | 0 | 41.7 | 44.08 | 8 | 0
2020 | NYISO_A-F_2_PJM_ROM | NYISO_A-F | PJM_ROM | Internal | Winter | B19 | 700 | 1000 | 0 | 41.7 | 41.75 | 8 | 0
2020 | NYISO_A-F_2_PJM_ROM | NYISO_A-F | PJM_ROM | Internal | Winter | B20 | 935 | 1000 | 0 | 41.7 | 37.05 | 8 | 0
2020 | NYISO_G-I_2_NEISO | NYISO_G-I | NEISO | Internal | Shoulder | B11 | 25 | 600 | 0 | 51.17 | 37.67 | 3 | 0
2020 | NYISO_G-I_2_NEISO | NYISO_G-I | NEISO | Internal | Shoulder | B12 | 200 | 600 | 0 | 40.21 | 37.22 | 3 | 0
2020 | NYISO_G-I_2_NEISO | NYISO_G-I | NEISO | Internal | Shoulder | B13 | 600 | 600 | 0 | 40.08 | 37.09 | 3 | 0
2020 | NYISO_G-I_2_NEISO | NYISO_G-I | NEISO | Internal | Shoulder | B14 | 900 | 600 | 0 | 38.63 | 37.09 | 3 | 0
2020 | NYISO_G-I_2_NEISO | NYISO_G-I | NEISO | Internal | Shoulder | B15 | 1203 | 600 | 0 | 37.71 | 37.09 | 3 | 0
2020 | NYISO_G-I_2_NEISO | NYISO_G-I | NEISO | Internal | Summer | B1 | 10 | 600 | 163.86 | 353.92 | 356.92 | 3 | 0
2020 | NYISO_G-I_2_NEISO | NYISO_G-I | NEISO | Internal | Summer | B2 | 25 | 600 | 0 | 121.02 | 118.02 | 3 | 0
2020 | NYISO_G-I_2_NEISO | NYISO_G-I | NEISO | Internal | Summer | B3 | 75 | 600 | 0 | 56.53 | 53.53 | 3 | 0
2020 | NYISO_G-I_2_NEISO | NYISO_G-I | NEISO | Internal | Summer | B4 | 100 | 600 | 0 | 53.26 | 48.9 | 3 | 0
2020 | NYISO_G-I_2_NEISO | NYISO_G-I | NEISO | Internal | Summer | B5 | 200 | 600 | 0 | 52.13 | 34.9 | 3 | 0
2020 | NYISO_G-I_2_NEISO | NYISO_G-I | NEISO | Internal | Summer | B6 | 300 | 600 | 0 | 49.17 | 34.9 | 3 | 0
2020 | NYISO_G-I_2_NEISO | NYISO_G-I | NEISO | Internal | Summer | B7 | 400 | 600 | 0 | 37.9 | 34.9 | 3 | 0
2020 | NYISO_G-I_2_NEISO | NYISO_G-I | NEISO | Internal | Summer | B8 | 500 | 600 | 0 | 37.04 | 34.9 | 3 | 0
2020 | NYISO_G-I_2_NEISO | NYISO_G-I | NEISO | Internal | Summer | B9 | 800 | 600 | 0 | 36.13 | 34.9 | 3 | 0
2020 | NYISO_G-I_2_NEISO | NYISO_G-I | NEISO | Internal | Summer | B10 | 1262 | 600 | 0 | 36.13 | 34.9 | 3 | 0
2020 | NYISO_G-I_2_NEISO | NYISO_G-I | NEISO | Internal | Winter | B16 | 25 | 600 | 0 | 52.78 | 46.27 | 3 | 0
2020 | NYISO_G-I_2_NEISO | NYISO_G-I | NEISO | Internal | Winter | B17 | 100 | 600 | 0 | 50.78 | 46.27 | 3 | 0
2020 | NYISO_G-I_2_NEISO | NYISO_G-I | NEISO | Internal | Winter | B18 | 400 | 600 | 0 | 47.74 | 44.7 | 3 | 0
2020 | NYISO_G-I_2_NEISO | NYISO_G-I | NEISO | Internal | Winter | B19 | 700 | 600 | 0 | 47.74 | 44.7 | 3 | 0
2020 | NYISO_G-I_2_NEISO | NYISO_G-I | NEISO | Internal | Winter | B20 | 935 | 600 | 0 | 45.54 | 44.7 | 3 | 0
2020 | NYISO_G-I_2_NYISO_A-F | NYISO_G-I | NYISO_A-F | Internal | Shoulder | B11 | 25 | 1999 | 0 | 51.17 | 39.85 | 0.01 | 0
2020 | NYISO_G-I_2_NYISO_A-F | NYISO_G-I | NYISO_A-F | Internal | Shoulder | B12 | 200 | 1999 | 0 | 40.21 | 39.85 | 0.01 | 0
2020 | NYISO_G-I_2_NYISO_A-F | NYISO_G-I | NYISO_A-F | Internal | Shoulder | B13 | 600 | 1999 | 0 | 40.08 | 37.7 | 0.01 | 0
2020 | NYISO_G-I_2_NYISO_A-F | NYISO_G-I | NYISO_A-F | Internal | Shoulder | B14 | 900 | 1999 | 0 | 38.63 | 37.7 | 0.01 | 0
2020 | NYISO_G-I_2_NYISO_A-F | NYISO_G-I | NYISO_A-F | Internal | Shoulder | B15 | 1203 | 1999 | 0 | 37.71 | 37.7 | 0.01 | 0
2020 | NYISO_G-I_2_NYISO_A-F | NYISO_G-I | NYISO_A-F | Internal | Summer | B1 | 10 | 1999 | 0 | 353.92 | 148.87 | 0.01 | 0
2020 | NYISO_G-I_2_NYISO_A-F | NYISO_G-I | NYISO_A-F | Internal | Summer | B2 | 25 | 1999 | 0 | 121.02 | 59.39 | 0.01 | 0
2020 | NYISO_G-I_2_NYISO_A-F | NYISO_G-I | NYISO_A-F | Internal | Summer | B3 | 75 | 1999 | 0 | 56.53 | 50.53 | 0.01 | 0
2020 | NYISO_G-I_2_NYISO_A-F | NYISO_G-I | NYISO_A-F | Internal | Summer | B4 | 100 | 1999 | 0 | 53.26 | 45.9 | 0.01 | 0
2020 | NYISO_G-I_2_NYISO_A-F | NYISO_G-I | NYISO_A-F | Internal | Summer | B5 | 200 | 1999 | 0 | 52.13 | 42.03 | 0.01 | 0
2020 | NYISO_G-I_2_NYISO_A-F | NYISO_G-I | NYISO_A-F | Internal | Summer | B6 | 300 | 1999 | 0 | 49.17 | 38.6 | 0.01 | 0
2020 | NYISO_G-I_2_NYISO_A-F | NYISO_G-I | NYISO_A-F | Internal | Summer | B7 | 400 | 1999 | 0 | 37.9 | 37.88 | 0.01 | 0
2020 | NYISO_G-I_2_NYISO_A-F | NYISO_G-I | NYISO_A-F | Internal | Summer | B8 | 500 | 1999 | 0 | 37.04 | 36.12 | 0.01 | 0
2020 | NYISO_G-I_2_NYISO_A-F | NYISO_G-I | NYISO_A-F | Internal | Summer | B9 | 800 | 1999 | 0 | 36.13 | 36.12 | 0.01 | 0
2020 | NYISO_G-I_2_NYISO_A-F | NYISO_G-I | NYISO_A-F | Internal | Summer | B10 | 1262 | 1999 | 0 | 36.13 | 36.12 | 0.01 | 0
2020 | NYISO_G-I_2_NYISO_A-F | NYISO_G-I | NYISO_A-F | Internal | Winter | B16 | 25 | 1999 | 0 | 52.78 | 42.19 | 0.01 | 0
2020 | NYISO_G-I_2_NYISO_A-F | NYISO_G-I | NYISO_A-F | Internal | Winter | B17 | 100 | 1999 | 0 | 50.78 | 42.17 | 0.01 | 0
2020 | NYISO_G-I_2_NYISO_A-F | NYISO_G-I | NYISO_A-F | Internal | Winter | B18 | 400 | 1999 | 0 | 47.74 | 41.7 | 0.01 | 0
2020 | NYISO_G-I_2_NYISO_A-F | NYISO_G-I | NYISO_A-F | Internal | Winter | B19 | 700 | 1999 | 0 | 47.74 | 41.7 | 0.01 | 0
2020 | NYISO_G-I_2_NYISO_A-F | NYISO_G-I | NYISO_A-F | Internal | Winter | B20 | 935 | 1999 | 0 | 45.54 | 41.7 | 0.01 | 0
2020 | NYISO_G-I_2_NYISO_J-K | NYISO_G-I | NYISO_J-K | Internal | Shoulder | B11 | 25 | 6130 | 4197.6 | 51.17 | 51.18 | 0.01 | 0
2020 | NYISO_G-I_2_NYISO_J-K | NYISO_G-I | NYISO_J-K | Internal | Shoulder | B12 | 200 | 6130 | 3741.16 | 40.21 | 40.22 | 0.01 | 0
2020 | NYISO_G-I_2_NYISO_J-K | NYISO_G-I | NYISO_J-K | Internal | Shoulder | B13 | 600 | 6130 | 4551.1 | 40.08 | 40.09 | 0.01 | 0
2020 | NYISO_G-I_2_NYISO_J-K | NYISO_G-I | NYISO_J-K | Internal | Shoulder | B14 | 900 | 6130 | 4240.77 | 38.63 | 38.64 | 0.01 | 0
2020 | NYISO_G-I_2_NYISO_J-K | NYISO_G-I | NYISO_J-K | Internal | Shoulder | B15 | 1203 | 6130 | 3980.44 | 37.71 | 37.72 | 0.01 | 0
2020 | NYISO_G-I_2_NYISO_J-K | NYISO_G-I | NYISO_J-K | Internal | Summer | B1 | 10 | 6130 | 4054.04 | 353.92 | 353.93 | 0.01 | 0
2020 | NYISO_G-I_2_NYISO_J-K | NYISO_G-I | NYISO_J-K | Internal | Summer | B2 | 25 | 6130 | 4371.42 | 121.02 | 121.03 | 0.01 | 0
2020 | NYISO_G-I_2_NYISO_J-K | NYISO_G-I | NYISO_J-K | Internal | Summer | B3 | 75 | 6130 | 4623.5 | 56.53 | 56.54 | 0.01 | 0
2020 | NYISO_G-I_2_NYISO_J-K | NYISO_G-I | NYISO_J-K | Internal | Summer | B4 | 100 | 6130 | 3548.52 | 53.26 | 53.27 | 0.01 | 0
2020 | NYISO_G-I_2_NYISO_J-K | NYISO_G-I | NYISO_J-K | Internal | Summer | B5 | 200 | 6130 | 4569.05 | 52.13 | 52.15 | 0.01 | 0
2020 | NYISO_G-I_2_NYISO_J-K | NYISO_G-I | NYISO_J-K | Internal | Summer | B6 | 300 | 6130 | 5350.11 | 49.17 | 49.18 | 0.01 | 0
2020 | NYISO_G-I_2_NYISO_J-K | NYISO_G-I | NYISO_J-K | Internal | Summer | B7 | 400 | 6130 | 4809.11 | 37.9 | 37.91 | 0.01 | 0
2020 | NYISO_G-I_2_NYISO_J-K | NYISO_G-I | NYISO_J-K | Internal | Summer | B8 | 500 | 6130 | 5056.12 | 37.04 | 37.05 | 0.01 | 0
2020 | NYISO_G-I_2_NYISO_J-K | NYISO_G-I | NYISO_J-K | Internal | Summer | B9 | 800 | 6130 | 5128.93 | 36.13 | 36.14 | 0.01 | 0
2020 | NYISO_G-I_2_NYISO_J-K | NYISO_G-I | NYISO_J-K | Internal | Summer | B10 | 1262 | 6130 | 3431.73 | 36.13 | 36.14 | 0.01 | 0
2020 | NYISO_G-I_2_NYISO_J-K | NYISO_G-I | NYISO_J-K | Internal | Winter | B16 | 25 | 6130 | 5103.31 | 52.78 | 52.79 | 0.01 | 0
2020 | NYISO_G-I_2_NYISO_J-K | NYISO_G-I | NYISO_J-K | Internal | Winter | B17 | 100 | 6130 | 5626.17 | 50.78 | 50.79 | 0.01 | 0
2020 | NYISO_G-I_2_NYISO_J-K | NYISO_G-I | NYISO_J-K | Internal | Winter | B18 | 400 | 6130 | 5675.82 | 47.74 | 47.75 | 0.01 | 0
2020 | NYISO_G-I_2_NYISO_J-K | NYISO_G-I | NYISO_J-K | Internal | Winter | B19 | 700 | 6130 | 5847.89 | 47.74 | 47.75 | 0.01 | 0
2020 | NYISO_G-I_2_NYISO_J-K | NYISO_G-I | NYISO_J-K | Internal | Winter | B20 | 935 | 6130 | 5156.45 | 45.54 | 45.55 | 0.01 | 0
2020 | NYISO_G-I_2_PJM_E | NYISO_G-I | PJM_E | Internal | Shoulder | B11 | 25 | 1500 | 776.6 | 51.17 | 59.17 | 8 | 0
2020 | NYISO_G-I_2_PJM_E | NYISO_G-I | PJM_E | Internal | Shoulder | B12 | 200 | 1500 | 682.08 | 40.21 | 48.21 | 8 | 0
2020 | NYISO_G-I_2_PJM_E | NYISO_G-I | PJM_E | Internal | Shoulder | B13 | 600 | 1500 | 0 | 40.08 | 42.76 | 8 | 0
2020 | NYISO_G-I_2_PJM_E | NYISO_G-I | PJM_E | Internal | Shoulder | B14 | 900 | 1500 | 0 | 38.63 | 40.08 | 8 | 0
2020 | NYISO_G-I_2_PJM_E | NYISO_G-I | PJM_E | Internal | Shoulder | B15 | 1203 | 1500 | 0 | 37.71 | 37.21 | 8 | 0
2020 | NYISO_G-I_2_PJM_E | NYISO_G-I | PJM_E | Internal | Summer | B1 | 10 | 1500 | 0 | 353.92 | 164.9 | 8 | 0
2020 | NYISO_G-I_2_PJM_E | NYISO_G-I | PJM_E | Internal | Summer | B2 | 25 | 1500 | 0 | 121.02 | 67.4 | 8 | 0
2020 | NYISO_G-I_2_PJM_E | NYISO_G-I | PJM_E | Internal | Summer | B3 | 75 | 1500 | 0 | 56.53 | 61.3 | 8 | 0
2020 | NYISO_G-I_2_PJM_E | NYISO_G-I | PJM_E | Internal | Summer | B4 | 100 | 1500 | 1484.65 | 53.26 | 61.26 | 8 | 0
2020 | NYISO_G-I_2_PJM_E | NYISO_G-I | PJM_E | Internal | Summer | B5 | 200 | 1500 | 592.56 | 52.13 | 60.13 | 8 | 0
2020 | NYISO_G-I_2_PJM_E | NYISO_G-I | PJM_E | Internal | Summer | B6 | 300 | 1500 | 0 | 49.17 | 48.54 | 8 | 0
2020 | NYISO_G-I_2_PJM_E | NYISO_G-I | PJM_E | Internal | Summer | B7 | 400 | 1500 | 0 | 37.9 | 38.91 | 8 | 0
2020 | NYISO_G-I_2_PJM_E | NYISO_G-I | PJM_E | Internal | Summer | B8 | 500 | 1500 | 0 | 37.04 | 37.64 | 8 | 0
2020 | NYISO_G-I_2_PJM_E | NYISO_G-I | PJM_E | Internal | Summer | B9 | 800 | 1500 | 0 | 36.13 | 36.01 | 8 | 0
2020 | NYISO_G-I_2_PJM_E | NYISO_G-I | PJM_E | Internal | Summer | B10 | 1262 | 1500 | 0 | 36.13 | 34.67 | 8 | 0
2020 | NYISO_G-I_2_PJM_E | NYISO_G-I | PJM_E | Internal | Winter | B16 | 25 | 1500 | 399.95 | 52.78 | 60.78 | 8 | 0
2020 | NYISO_G-I_2_PJM_E | NYISO_G-I | PJM_E | Internal | Winter | B17 | 100 | 1500 | 0 | 50.78 | 50.16 | 8 | 0
2020 | NYISO_G-I_2_PJM_E | NYISO_G-I | PJM_E | Internal | Winter | B18 | 400 | 1500 | 0 | 47.74 | 44.09 | 8 | 0
2020 | NYISO_G-I_2_PJM_E | NYISO_G-I | PJM_E | Internal | Winter | B19 | 700 | 1500 | 0 | 47.74 | 41.76 | 8 | 0
2020 | NYISO_G-I_2_PJM_E | NYISO_G-I | PJM_E | Internal | Winter | B20 | 935 | 1500 | 0 | 45.54 | 37.07 | 8 | 0
2020 | NYISO_J-K_2_PJM_E | NYISO_J-K | PJM_E | Internal | Shoulder | B11 | 25 | 0.01 | 0 | 51.18 | 59.17 | 8 | 0
2020 | NYISO_J-K_2_PJM_E | NYISO_J-K | PJM_E | Internal | Shoulder | B12 | 200 | 0.01 | 0 | 40.22 | 48.21 | 8 | 0
2020 | NYISO_J-K_2_PJM_E | NYISO_J-K | PJM_E | Internal | Shoulder | B13 | 600 | 0.01 | 0 | 40.09 | 42.76 | 8 | 0
2020 | NYISO_J-K_2_PJM_E | NYISO_J-K | PJM_E | Internal | Shoulder | B14 | 900 | 0.01 | 0 | 38.64 | 40.08 | 8 | 0
2020 | NYISO_J-K_2_PJM_E | NYISO_J-K | PJM_E | Internal | Shoulder | B15 | 1203 | 0.01 | 0 | 37.72 | 37.21 | 8 | 0
2020 | NYISO_J-K_2_PJM_E | NYISO_J-K | PJM_E | Internal | Summer | B1 | 10 | 0.01 | 0 | 353.93 | 164.9 | 8 | 0
2020 | NYISO_J-K_2_PJM_E | NYISO_J-K | PJM_E | Internal | Summer | B2 | 25 | 0.01 | 0 | 121.03 | 67.4 | 8 | 0
2020 | NYISO_J-K_2_PJM_E | NYISO_J-K | PJM_E | Internal | Summer | B3 | 75 | 0.01 | 0 | 56.54 | 61.3 | 8 | 0
2020 | NYISO_J-K_2_PJM_E | NYISO_J-K | PJM_E | Internal | Summer | B4 | 100 | 0.01 | 0 | 53.27 | 61.26 | 8 | 0
2020 | NYISO_J-K_2_PJM_E | NYISO_J-K | PJM_E | Internal | Summer | B5 | 200 | 0.01 | 0 | 52.15 | 60.13 | 8 | 0
2020 | NYISO_J-K_2_PJM_E | NYISO_J-K | PJM_E | Internal | Summer | B6 | 300 | 0.01 | 0 | 49.18 | 48.54 | 8 | 0
2020 | NYISO_J-K_2_PJM_E | NYISO_J-K | PJM_E | Internal | Summer | B7 | 400 | 0.01 | 0 | 37.91 | 38.91 | 8 | 0
2020 | NYISO_J-K_2_PJM_E | NYISO_J-K | PJM_E | Internal | Summer | B8 | 500 | 0.01 | 0 | 37.05 | 37.64 | 8 | 0
2020 | NYISO_J-K_2_PJM_E | NYISO_J-K | PJM_E | Internal | Summer | B9 | 800 | 0.01 | 0 | 36.14 | 36.01 | 8 | 0
2020 | NYISO_J-K_2_PJM_E | NYISO_J-K | PJM_E | Internal | Summer | B10 | 1262 | 0.01 | 0 | 36.14 | 34.67 | 8 | 0
2020 | NYISO_J-K_2_PJM_E | NYISO_J-K | PJM_E | Internal | Winter | B16 | 25 | 0.01 | 0 | 52.79 | 60.78 | 8 | 0
2020 | NYISO_J-K_2_PJM_E | NYISO_J-K | PJM_E | Internal | Winter | B17 | 100 | 0.01 | 0 | 50.79 | 50.16 | 8 | 0
2020 | NYISO_J-K_2_PJM_E | NYISO_J-K | PJM_E | Internal | Winter | B18 | 400 | 0.01 | 0 | 47.75 | 44.09 | 8 | 0
2020 | NYISO_J-K_2_PJM_E | NYISO_J-K | PJM_E | Internal | Winter | B19 | 700 | 0.01 | 0 | 47.75 | 41.76 | 8 | 0
2020 | NYISO_J-K_2_PJM_E | NYISO_J-K | PJM_E | Internal | Winter | B20 | 935 | 0.01 | 0 | 45.55 | 37.07 | 8 | 0
2020 | PJM_E_2_NYISO_G-I | PJM_E | NYISO_G-I | Internal | Shoulder | B11 | 25 | 500 | 0 | 59.17 | 51.17 | 6 | 0
2020 | PJM_E_2_NYISO_G-I | PJM_E | NYISO_G-I | Internal | Shoulder | B12 | 200 | 500 | 0 | 48.21 | 40.21 | 6 | 0
2020 | PJM_E_2_NYISO_G-I | PJM_E | NYISO_G-I | Internal | Shoulder | B13 | 600 | 500 | 0 | 42.76 | 40.08 | 6 | 0
2020 | PJM_E_2_NYISO_G-I | PJM_E | NYISO_G-I | Internal | Shoulder | B14 | 900 | 500 | 0 | 40.08 | 38.63 | 6 | 0
2020 | PJM_E_2_NYISO_G-I | PJM_E | NYISO_G-I | Internal | Shoulder | B15 | 1203 | 500 | 0 | 37.21 | 37.71 | 6 | 0
2020 | PJM_E_2_NYISO_G-I | PJM_E | NYISO_G-I | Internal | Summer | B1 | 10 | 500 | 500 | 164.9 | 353.92 | 6 | 183.01
2020 | PJM_E_2_NYISO_G-I | PJM_E | NYISO_G-I | Internal | Summer | B2 | 25 | 500 | 500 | 67.4 | 121.02 | 6 | 47.62
2020 | PJM_E_2_NYISO_G-I | PJM_E | NYISO_G-I | Internal | Summer | B3 | 75 | 500 | 0 | 61.3 | 56.53 | 6 | 0
2020 | PJM_E_2_NYISO_G-I | PJM_E | NYISO_G-I | Internal | Summer | B4 | 100 | 500 | 0 | 61.26 | 53.26 | 6 | 0
2020 | PJM_E_2_NYISO_G-I | PJM_E | NYISO_G-I | Internal | Summer | B5 | 200 | 500 | 0 | 60.13 | 52.13 | 6 | 0
2020 | PJM_E_2_NYISO_G-I | PJM_E | NYISO_G-I | Internal | Summer | B6 | 300 | 500 | 0 | 48.54 | 49.17 | 6 | 0
2020 | PJM_E_2_NYISO_G-I | PJM_E | NYISO_G-I | Internal | Summer | B7 | 400 | 500 | 0 | 38.91 | 37.9 | 6 | 0
2020 | PJM_E_2_NYISO_G-I | PJM_E | NYISO_G-I | Internal | Summer | B8 | 500 | 500 | 0 | 37.64 | 37.04 | 6 | 0
2020 | PJM_E_2_NYISO_G-I | PJM_E | NYISO_G-I | Internal | Summer | B9 | 800 | 500 | 0 | 36.01 | 36.13 | 6 | 0
2020 | PJM_E_2_NYISO_G-I | PJM_E | NYISO_G-I | Internal | Summer | B10 | 1262 | 500 | 0 | 34.67 | 36.13 | 6 | 0
2020 | PJM_E_2_NYISO_G-I | PJM_E | NYISO_G-I | Internal | Winter | B16 | 25 | 500 | 0 | 60.78 | 52.78 | 6 | 0
2020 | PJM_E_2_NYISO_G-I | PJM_E | NYISO_G-I | Internal | Winter | B17 | 100 | 500 | 0 | 50.16 | 50.78 | 6 | 0
2020 | PJM_E_2_NYISO_G-I | PJM_E | NYISO_G-I | Internal | Winter | B18 | 400 | 500 | 0 | 44.09 | 47.74 | 6 | 0
2020 | PJM_E_2_NYISO_G-I | PJM_E | NYISO_G-I | Internal | Winter | B19 | 700 | 500 | 0 | 41.76 | 47.74 | 6 | 0
2020 | PJM_E_2_NYISO_G-I | PJM_E | NYISO_G-I | Internal | Winter | B20 | 935 | 500 | 500 | 37.07 | 45.54 | 6 | 2.47
2020 | PJM_E_2_NYISO_J-K | PJM_E | NYISO_J-K | Internal | Shoulder | B11 | 25 | 330 | 0 | 59.17 | 51.18 | 6 | 0
2020 | PJM_E_2_NYISO_J-K | PJM_E | NYISO_J-K | Internal | Shoulder | B12 | 200 | 330 | 0 | 48.21 | 40.22 | 6 | 0
2020 | PJM_E_2_NYISO_J-K | PJM_E | NYISO_J-K | Internal | Shoulder | B13 | 600 | 330 | 0 | 42.76 | 40.09 | 6 | 0
2020 | PJM_E_2_NYISO_J-K | PJM_E | NYISO_J-K | Internal | Shoulder | B14 | 900 | 330 | 0 | 40.08 | 38.64 | 6 | 0
2020 | PJM_E_2_NYISO_J-K | PJM_E | NYISO_J-K | Internal | Shoulder | B15 | 1203 | 330 | 0 | 37.21 | 37.72 | 6 | 0
2020 | PJM_E_2_NYISO_J-K | PJM_E | NYISO_J-K | Internal | Summer | B1 | 10 | 330 | 330 | 164.9 | 353.93 | 6 | 183.03
2020 | PJM_E_2_NYISO_J-K | PJM_E | NYISO_J-K | Internal | Summer | B2 | 25 | 330 | 330 | 67.4 | 121.03 | 6 | 47.63
2020 | PJM_E_2_NYISO_J-K | PJM_E | NYISO_J-K | Internal | Summer | B3 | 75 | 330 | 0 | 61.3 | 56.54 | 6 | 0
2020 | PJM_E_2_NYISO_J-K | PJM_E | NYISO_J-K | Internal | Summer | B4 | 100 | 330 | 0 | 61.26 | 53.27 | 6 | 0
2020 | PJM_E_2_NYISO_J-K | PJM_E | NYISO_J-K | Internal | Summer | B5 | 200 | 330 | 0 | 60.13 | 52.15 | 6 | 0
2020 | PJM_E_2_NYISO_J-K | PJM_E | NYISO_J-K | Internal | Summer | B6 | 300 | 330 | 0 | 48.54 | 49.18 | 6 | 0
2020 | PJM_E_2_NYISO_J-K | PJM_E | NYISO_J-K | Internal | Summer | B7 | 400 | 330 | 0 | 38.91 | 37.91 | 6 | 0
2020 | PJM_E_2_NYISO_J-K | PJM_E | NYISO_J-K | Internal | Summer | B8 | 500 | 330 | 0 | 37.64 | 37.05 | 6 | 0
2020 | PJM_E_2_NYISO_J-K | PJM_E | NYISO_J-K | Internal | Summer | B9 | 800 | 330 | 0 | 36.01 | 36.14 | 6 | 0
2020 | PJM_E_2_NYISO_J-K | PJM_E | NYISO_J-K | Internal | Summer | B10 | 1262 | 330 | 0 | 34.67 | 36.14 | 6 | 0
2020 | PJM_E_2_NYISO_J-K | PJM_E | NYISO_J-K | Internal | Winter | B16 | 25 | 330 | 0 | 60.78 | 52.79 | 6 | 0
2020 | PJM_E_2_NYISO_J-K | PJM_E | NYISO_J-K | Internal | Winter | B17 | 100 | 330 | 0 | 50.16 | 50.79 | 6 | 0
2020 | PJM_E_2_NYISO_J-K | PJM_E | NYISO_J-K | Internal | Winter | B18 | 400 | 330 | 0 | 44.09 | 47.75 | 6 | 0
2020 | PJM_E_2_NYISO_J-K | PJM_E | NYISO_J-K | Internal | Winter | B19 | 700 | 330 | 0 | 41.76 | 47.75 | 6 | 0
2020 | PJM_E_2_NYISO_J-K | PJM_E | NYISO_J-K | Internal | Winter | B20 | 935 | 330 | 330 | 37.07 | 45.55 | 6 | 2.49
2020 | PJM_E_2_PJM_ROM | PJM_E | PJM_ROM | Internal | Shoulder | B11 | 25 | 8000 | 4572.54 | 59.17 | 59.18 | 0.01 | 0
2020 | PJM_E_2_PJM_ROM | PJM_E | PJM_ROM | Internal | Shoulder | B12 | 200 | 8000 | 4365.19 | 48.21 | 48.22 | 0.01 | 0
2020 | PJM_E_2_PJM_ROM | PJM_E | PJM_ROM | Internal | Shoulder | B13 | 600 | 8000 | 2792.15 | 42.76 | 42.77 | 0.01 | 0
2020 | PJM_E_2_PJM_ROM | PJM_E | PJM_ROM | Internal | Shoulder | B14 | 900 | 8000 | 1596.59 | 40.08 | 40.1 | 0.01 | 0
2020 | PJM_E_2_PJM_ROM | PJM_E | PJM_ROM | Internal | Shoulder | B15 | 1203 | 8000 | 665.62 | 37.21 | 37.22 | 0.01 | 0
2020 | PJM_E_2_PJM_ROM | PJM_E | PJM_ROM | Internal | Summer | B1 | 10 | 8000 | 0 | 164.9 | 164.89 | 0.01 | 0
2020 | PJM_E_2_PJM_ROM | PJM_E | PJM_ROM | Internal | Summer | B2 | 25 | 8000 | 0 | 67.4 | 67.39 | 0.01 | 0
2020 | PJM_E_2_PJM_ROM | PJM_E | PJM_ROM | Internal | Summer | B3 | 75 | 8000 | 0 | 61.3 | 61.29 | 0.01 | 0
2020 | PJM_E_2_PJM_ROM | PJM_E | PJM_ROM | Internal | Summer | B4 | 100 | 8000 | 1200.02 | 61.26 | 61.27 | 0.01 | 0
2020 | PJM_E_2_PJM_ROM | PJM_E | PJM_ROM | Internal | Summer | B5 | 200 | 8000 | 1238.98 | 60.13 | 60.15 | 0.01 | 0
2020 | PJM_E_2_PJM_ROM | PJM_E | PJM_ROM | Internal | Summer | B6 | 300 | 8000 | 1890.99 | 48.54 | 48.56 | 0.01 | 0
2020 | PJM_E_2_PJM_ROM | PJM_E | PJM_ROM | Internal | Summer | B7 | 400 | 8000 | 346.01 | 38.91 | 38.93 | 0.01 | 0
2020 | PJM_E_2_PJM_ROM | PJM_E | PJM_ROM | Internal | Summer | B8 | 500 | 8000 | 0 | 37.64 | 37.63 | 0.01 | 0
2020 | PJM_E_2_PJM_ROM | PJM_E | PJM_ROM | Internal | Summer | B9 | 800 | 8000 | 0 | 36.01 | 35.99 | 0.01 | 0
2020 | PJM_E_2_PJM_ROM | PJM_E | PJM_ROM | Internal | Summer | B10 | 1262 | 8000 | 0 | 34.67 | 34.66 | 0.01 | 0
2020 | PJM_E_2_PJM_ROM | PJM_E | PJM_ROM | Internal | Winter | B16 | 25 | 8000 | 1430 | 60.78 | 60.79 | 0.01 | 0
2020 | PJM_E_2_PJM_ROM | PJM_E | PJM_ROM | Internal | Winter | B17 | 100 | 8000 | 1310.99 | 50.16 | 50.17 | 0.01 | 0
2020 | PJM_E_2_PJM_ROM | PJM_E | PJM_ROM | Internal | Winter | B18 | 400 | 8000 | 0 | 44.09 | 44.08 | 0.01 | 0
2020 | PJM_E_2_PJM_ROM | PJM_E | PJM_ROM | Internal | Winter | B19 | 700 | 8000 | 0 | 41.76 | 41.75 | 0.01 | 0
2020 | PJM_E_2_PJM_ROM | PJM_E | PJM_ROM | Internal | Winter | B20 | 935 | 8000 | 0 | 37.07 | 37.05 | 0.01 | 0
2020 | PJM_ROR_2_MISO_IN | PJM_ROR | MISO_IN | Internal | Shoulder | B11 | 25 | 909 | 909 | 59.19 | 61.2 | 2 | 0.01
2020 | PJM_ROR_2_MISO_IN | PJM_ROR | MISO_IN | Internal | Shoulder | B12 | 200 | 909 | 0 | 48.24 | 49.92 | 2 | 0
2020 | PJM_ROR_2_MISO_IN | PJM_ROR | MISO_IN | Internal | Shoulder | B13 | 600 | 909 | 0 | 42.79 | 42.38 | 2 | 0
2020 | PJM_ROR_2_MISO_IN | PJM_ROR | MISO_IN | Internal | Shoulder | B14 | 900 | 909 | 0 | 40.11 | 40.54 | 2 | 0
2020 | PJM_ROR_2_MISO_IN | PJM_ROR | MISO_IN | Internal | Shoulder | B15 | 1203 | 909 | 0 | 37.21 | 36.97 | 2 | 0
2020 | PJM_ROR_2_MISO_IN | PJM_ROR | MISO_IN | Internal | Summer | B1 | 10 | 909 | 0 | 164.88 | 162.88 | 2 | 0
2020 | PJM_ROR_2_MISO_IN | PJM_ROR | MISO_IN | Internal | Summer | B2 | 25 | 909 | 0 | 67.38 | 65.37 | 2 | 0
2020 | PJM_ROR_2_MISO_IN | PJM_ROR | MISO_IN | Internal | Summer | B3 | 75 | 909 | 0 | 61.28 | 61.15 | 2 | 0
2020 | PJM_ROR_2_MISO_IN | PJM_ROR | MISO_IN | Internal | Summer | B4 | 100 | 909 | 0 | 61.28 | 61.13 | 2 | 0
2020 | PJM_ROR_2_MISO_IN | PJM_ROR | MISO_IN | Internal | Summer | B5 | 200 | 909 | 0 | 60.16 | 61.13 | 2 | 0
2020 | PJM_ROR_2_MISO_IN | PJM_ROR | MISO_IN | Internal | Summer | B6 | 300 | 909 | 0 | 48.57 | 48.9 | 2 | 0
2020 | PJM_ROR_2_MISO_IN | PJM_ROR | MISO_IN | Internal | Summer | B7 | 400 | 909 | 0 | 38.94 | 40.52 | 2 | 0
2020 | PJM_ROR_2_MISO_IN | PJM_ROR | MISO_IN | Internal | Summer | B8 | 500 | 909 | 0 | 37.62 | 37.36 | 2 | 0
2020 | PJM_ROR_2_MISO_IN | PJM_ROR | MISO_IN | Internal | Summer | B9 | 800 | 909 | 0 | 35.98 | 36.04 | 2 | 0
2020 | PJM_ROR_2_MISO_IN | PJM_ROR | MISO_IN | Internal | Summer | B10 | 1262 | 909 | 0 | 34.65 | 34.87 | 2 | 0
2020 | PJM_ROR_2_MISO_IN | PJM_ROR | MISO_IN | Internal | Winter | B16 | 25 | 909 | 38.2 | 60.81 | 62.81 | 2 | 0
2020 | PJM_ROR_2_MISO_IN | PJM_ROR | MISO_IN | Internal | Winter | B17 | 100 | 909 | 0 | 50.18 | 48.31 | 2 | 0
2020 | PJM_ROR_2_MISO_IN | PJM_ROR | MISO_IN | Internal | Winter | B18 | 400 | 909 | 0 | 44.06 | 43.39 | 2 | 0
2020 | PJM_ROR_2_MISO_IN | PJM_ROR | MISO_IN | Internal | Winter | B19 | 700 | 909 | 0 | 41.74 | 41.22 | 2 | 0
2020 | PJM_ROR_2_MISO_IN | PJM_ROR | MISO_IN | Internal | Winter | B20 | 935 | 909 | 0 | 37.04 | 36.76 | 2 | 0
2020 | PJM_ROR_2_MISO_MI | PJM_ROR | MISO_MI | Internal | Shoulder | B11 | 25 | 1305 | 0 | 59.19 | 59.61 | 2 | 0
2020 | PJM_ROR_2_MISO_MI | PJM_ROR | MISO_MI | Internal | Shoulder | B12 | 200 | 1305 | 0 | 48.24 | 49.91 | 2 | 0
2020 | PJM_ROR_2_MISO_MI | PJM_ROR | MISO_MI | Internal | Shoulder | B13 | 600 | 1305 | 0 | 42.79 | 42.4 | 2 | 0
2020 | PJM_ROR_2_MISO_MI | PJM_ROR | MISO_MI | Internal | Shoulder | B14 | 900 | 1305 | 0 | 40.11 | 40.55 | 2 | 0
2020 | PJM_ROR_2_MISO_MI | PJM_ROR | MISO_MI | Internal | Shoulder | B15 | 1203 | 1305 | 0 | 37.21 | 36.96 | 2 | 0
2020 | PJM_ROR_2_MISO_MI | PJM_ROR | MISO_MI | Internal | Summer | B1 | 10 | 1305 | 0 | 164.88 | 162.87 | 2 | 0
2020 | PJM_ROR_2_MISO_MI | PJM_ROR | MISO_MI | Internal | Summer | B2 | 25 | 1305 | 0 | 67.38 | 64.14 | 2 | 0
2020 | PJM_ROR_2_MISO_MI | PJM_ROR | MISO_MI | Internal | Summer | B3 | 75 | 1305 | 0 | 61.28 | 61.14 | 2 | 0
2020 | PJM_ROR_2_MISO_MI | PJM_ROR | MISO_MI | Internal | Summer | B4 | 100 | 1305 | 0 | 61.28 | 59.28 | 2 | 0
2020 | PJM_ROR_2_MISO_MI | PJM_ROR | MISO_MI | Internal | Summer | B5 | 200 | 1305 | 0 | 60.16 | 58.16 | 2 | 0
2020 | PJM_ROR_2_MISO_MI | PJM_ROR | MISO_MI | Internal | Summer | B6 | 300 | 1305 | 0 | 48.57 | 48.89 | 2 | 0
2020 | PJM_ROR_2_MISO_MI | PJM_ROR | MISO_MI | Internal | Summer | B7 | 400 | 1305 | 0 | 38.94 | 40.53 | 2 | 0
2020 | PJM_ROR_2_MISO_MI | PJM_ROR | MISO_MI | Internal | Summer | B8 | 500 | 1305 | 0 | 37.62 | 37.38 | 2 | 0
2020 | PJM_ROR_2_MISO_MI | PJM_ROR | MISO_MI | Internal | Summer | B9 | 800 | 1305 | 0 | 35.98 | 36.06 | 2 | 0
2020 | PJM_ROR_2_MISO_MI | PJM_ROR | MISO_MI | Internal | Summer | B10 | 1262 | 1305 | 0 | 34.65 | 34.89 | 2 | 0
2020 | PJM_ROR_2_MISO_MI | PJM_ROR | MISO_MI | Internal | Winter | B16 | 25 | 1305 | 0 | 60.81 | 62.79 | 2 | 0
2020 | PJM_ROR_2_MISO_MI | PJM_ROR | MISO_MI | Internal | Winter | B17 | 100 | 1305 | 0 | 50.18 | 48.29 | 2 | 0
2020 | PJM_ROR_2_MISO_MI | PJM_ROR | MISO_MI | Internal | Winter | B18 | 400 | 1305 | 0 | 44.06 | 43.4 | 2 | 0
2020 | PJM_ROR_2_MISO_MI | PJM_ROR | MISO_MI | Internal | Winter | B19 | 700 | 1305 | 0 | 41.74 | 41.23 | 2 | 0
2020 | PJM_ROR_2_MISO_MI | PJM_ROR | MISO_MI | Internal | Winter | B20 | 935 | 1305 | 0 | 37.04 | 36.77 | 2 | 0
2020 | PJM_ROR_2_MISO_MO-IL | PJM_ROR | MISO_MO-IL | Internal | Shoulder | B11 | 25 | 1111 | 1111 | 59.19 | 61.21 | 2 | 0.02
2020 | PJM_ROR_2_MISO_MO-IL | PJM_ROR | MISO_MO-IL | Internal | Shoulder | B12 | 200 | 1111 | 0 | 48.24 | 49.91 | 2 | 0
2020 | PJM_ROR_2_MISO_MO-IL | PJM_ROR | MISO_MO-IL | Internal | Shoulder | B13 | 600 | 1111 | 0 | 42.79 | 42.37 | 2 | 0
2020 | PJM_ROR_2_MISO_MO-IL | PJM_ROR | MISO_MO-IL | Internal | Shoulder | B14 | 900 | 1111 | 0 | 40.11 | 40.53 | 2 | 0
2020 | PJM_ROR_2_MISO_MO-IL | PJM_ROR | MISO_MO-IL | Internal | Shoulder | B15 | 1203 | 1111 | 0 | 37.21 | 36.96 | 2 | 0
2020 | PJM_ROR_2_MISO_MO-IL | PJM_ROR | MISO_MO-IL | Internal | Summer | B1 | 10 | 1111 | 0 | 164.88 | 162.88 | 2 | 0
2020 | PJM_ROR_2_MISO_MO-IL | PJM_ROR | MISO_MO-IL | Internal | Summer | B2 | 25 | 1111 | 0 | 67.38 | 65.38 | 2 | 0
2020 | PJM_ROR_2_MISO_MO-IL | PJM_ROR | MISO_MO-IL | Internal | Summer | B3 | 75 | 1111 | 0 | 61.28 | 61.14 | 2 | 0
2020 | PJM_ROR_2_MISO_MO-IL | PJM_ROR | MISO_MO-IL | Internal | Summer | B4 | 100 | 1111 | 0 | 61.28 | 61.14 | 2 | 0
2020 | PJM_ROR_2_MISO_MO-IL | PJM_ROR | MISO_MO-IL | Internal | Summer | B5 | 200 | 1111 | 0 | 60.16 | 61.14 | 2 | 0
2020 | PJM_ROR_2_MISO_MO-IL | PJM_ROR | MISO_MO-IL | Internal | Summer | B6 | 300 | 1111 | 0 | 48.57 | 48.9 | 2 | 0
2020 | PJM_ROR_2_MISO_MO-IL | PJM_ROR | MISO_MO-IL | Internal | Summer | B7 | 400 | 1111 | 0 | 38.94 | 40.51 | 2 | 0
2020 | PJM_ROR_2_MISO_MO-IL | PJM_ROR | MISO_MO-IL | Internal | Summer | B8 | 500 | 1111 | 0 | 37.62 | 37.35 | 2 | 0
2020 | PJM_ROR_2_MISO_MO-IL | PJM_ROR | MISO_MO-IL | Internal | Summer | B9 | 800 | 1111 | 0 | 35.98 | 36.06 | 2 | 0
2020 | PJM_ROR_2_MISO_MO-IL | PJM_ROR | MISO_MO-IL | Internal | Summer | B10 | 1262 | 1111 | 0 | 34.65 | 34.86 | 2 | 0
2020 | PJM_ROR_2_MISO_MO-IL | PJM_ROR | MISO_MO-IL | Internal | Winter | B16 | 25 | 1111 | 0 | 60.81 | 62.03 | 2 | 0
2020 | PJM_ROR_2_MISO_MO-IL | PJM_ROR | MISO_MO-IL | Internal | Winter | B17 | 100 | 1111 | 0 | 50.18 | 48.29 | 2 | 0
2020 | PJM_ROR_2_MISO_MO-IL | PJM_ROR | MISO_MO-IL | Internal | Winter | B18 | 400 | 1111 | 0 | 44.06 | 43.38 | 2 | 0
2020 | PJM_ROR_2_MISO_MO-IL | PJM_ROR | MISO_MO-IL | Internal | Winter | B19 | 700 | 1111 | 0 | 41.74 | 41.22 | 2 | 0
2020 | PJM_ROR_2_MISO_MO-IL | PJM_ROR | MISO_MO-IL | Internal | Winter | B20 | 935 | 1111 | 0 | 37.04 | 36.76 | 2 | 0
2020 | PJM_ROR_2_MISO_W | PJM_ROR | MISO_W | Internal | Shoulder | B11 | 25 | 709 | 709 | 59.19 | 61.2 | 2 | 0.01
2020 | PJM_ROR_2_MISO_W | PJM_ROR | MISO_W | Internal | Shoulder | B12 | 200 | 709 | 0 | 48.24 | 49.9 | 2 | 0
2020 | PJM_ROR_2_MISO_W | PJM_ROR | MISO_W | Internal | Shoulder | B13 | 600 | 709 | 0 | 42.79 | 42.36 | 2 | 0
2020 | PJM_ROR_2_MISO_W | PJM_ROR | MISO_W | Internal | Shoulder | B14 | 900 | 709 | 0 | 40.11 | 40.54 | 2 | 0
2020 | PJM_ROR_2_MISO_W | PJM_ROR | MISO_W | Internal | Shoulder | B15 | 1203 | 709 | 0 | 37.21 | 36.94 | 2 | 0
2020 | PJM_ROR_2_MISO_W | PJM_ROR | MISO_W | Internal | Summer | B1 | 10 | 709 | 0 | 164.88 | 162.87 | 2 | 0
2020 | PJM_ROR_2_MISO_W | PJM_ROR | MISO_W | Internal | Summer | B2 | 25 | 709 | 0 | 67.38 | 65.37 | 2 | 0
2020 | PJM_ROR_2_MISO_W | PJM_ROR | MISO_W | Internal | Summer | B3 | 75 | 709 | 0 | 61.28 | 63.27 | 2 | 0
2020 | PJM_ROR_2_MISO_W | PJM_ROR | MISO_W | Internal | Summer | B4 | 100 | 709 | 0 | 61.28 | 62.58 | 2 | 0
2020 | PJM_ROR_2_MISO_W | PJM_ROR | MISO_W | Internal | Summer | B5 | 200 | 709 | 0 | 60.16 | 61.15 | 2 | 0
2020 | PJM_ROR_2_MISO_W | PJM_ROR | MISO_W | Internal | Summer | B6 | 300 | 709 | 0 | 48.57 | 48.89 | 2 | 0
2020 | PJM_ROR_2_MISO_W | PJM_ROR | MISO_W | Internal | Summer | B7 | 400 | 709 | 0 | 38.94 | 40.5 | 2 | 0
2020 | PJM_ROR_2_MISO_W | PJM_ROR | MISO_W | Internal | Summer | B8 | 500 | 709 | 0 | 37.62 | 37.34 | 2 | 0
2020 | PJM_ROR_2_MISO_W | PJM_ROR | MISO_W | Internal | Summer | B9 | 800 | 709 | 0 | 35.98 | 36.07 | 2 | 0
2020 | PJM_ROR_2_MISO_W | PJM_ROR | MISO_W | Internal | Summer | B10 | 1262 | 709 | 0 | 34.65 | 34.85 | 2 | 0
2020 | PJM_ROR_2_MISO_W | PJM_ROR | MISO_W | Internal | Winter | B16 | 25 | 709 | 0 | 60.81 | 62.02 | 2 | 0
2020 | PJM_ROR_2_MISO_W | PJM_ROR | MISO_W | Internal | Winter | B17 | 100 | 709 | 0 | 50.18 | 48.28 | 2 | 0
2020 | PJM_ROR_2_MISO_W | PJM_ROR | MISO_W | Internal | Winter | B18 | 400 | 709 | 0 | 44.06 | 43.37 | 2 | 0
2020 | PJM_ROR_2_MISO_W | PJM_ROR | MISO_W | Internal | Winter | B19 | 700 | 709 | 0 | 41.74 | 41.23 | 2 | 0
2020 | PJM_ROR_2_MISO_W | PJM_ROR | MISO_W | Internal | Winter | B20 | 935 | 709 | 0 | 37.04 | 36.75 | 2 | 0
2020 | PJM_ROR_2_MISO_WUMS | PJM_ROR | MISO_WUMS | Internal | Shoulder | B11 | 25 | 1467 | 599.95 | 59.19 | 61.19 | 2 | 0
2020 | PJM_ROR_2_MISO_WUMS | PJM_ROR | MISO_WUMS | Internal | Shoulder | B12 | 200 | 1467 | 0 | 48.24 | 49.91 | 2 | 0
2020 | PJM_ROR_2_MISO_WUMS | PJM_ROR | MISO_WUMS | Internal | Shoulder | B13 | 600 | 1467 | 0 | 42.79 | 42.37 | 2 | 0
2020 | PJM_ROR_2_MISO_WUMS | PJM_ROR | MISO_WUMS | Internal | Shoulder | B14 | 900 | 1467 | 0 | 40.11 | 40.55 | 2 | 0
2020 | PJM_ROR_2_MISO_WUMS | PJM_ROR | MISO_WUMS | Internal | Shoulder | B15 | 1203 | 1467 | 0 | 37.21 | 36.93 | 2 | 0
2020 | PJM_ROR_2_MISO_WUMS | PJM_ROR | MISO_WUMS | Internal | Summer | B1 | 10 | 1467 | 0 | 164.88 | 162.88 | 2 | 0
2020 | PJM_ROR_2_MISO_WUMS | PJM_ROR | MISO_WUMS | Internal | Summer | B2 | 25 | 1467 | 0 | 67.38 | 65.38 | 2 | 0
2020 | PJM_ROR_2_MISO_WUMS | PJM_ROR | MISO_WUMS | Internal | Summer | B3 | 75 | 1467 | 588.05 | 61.28 | 63.28 | 2 | 0
2020 | PJM_ROR_2_MISO_WUMS | PJM_ROR | MISO_WUMS | Internal | Summer | B4 | 100 | 1467 | 0 | 61.28 | 62.59 | 2 | 0
2020 | PJM_ROR_2_MISO_WUMS | PJM_ROR | MISO_WUMS | Internal | Summer | B5 | 200 | 1467 | 0 | 60.16 | 61.17 | 2 | 0
2020 | PJM_ROR_2_MISO_WUMS | PJM_ROR | MISO_WUMS | Internal | Summer | B6 | 300 | 1467 | 0 | 48.57 | 48.88 | 2 | 0
2020 | PJM_ROR_2_MISO_WUMS | PJM_ROR | MISO_WUMS | Internal | Summer | B7 | 400 | 1467 | 0 | 38.94 | 40.51 | 2 | 0
2020 | PJM_ROR_2_MISO_WUMS | PJM_ROR | MISO_WUMS | Internal | Summer | B8 | 500 | 1467 | 0 | 37.62 | 37.35 | 2 | 0
2020 | PJM_ROR_2_MISO_WUMS | PJM_ROR | MISO_WUMS | Internal | Summer | B9 | 800 | 1467 | 0 | 35.98 | 36.08 | 2 | 0
2020 | PJM_ROR_2_MISO_WUMS | PJM_ROR | MISO_WUMS | Internal | Summer | B10 | 1262 | 1467 | 0 | 34.65 | 34.9 | 2 | 0
2020 | PJM_ROR_2_MISO_WUMS | PJM_ROR | MISO_WUMS | Internal | Winter | B16 | 25 | 1467 | 0 | 60.81 | 62.03 | 2 | 0
2020 | PJM_ROR_2_MISO_WUMS | PJM_ROR | MISO_WUMS | Internal | Winter | B17 | 100 | 1467 | 0 | 50.18 | 48.29 | 2 | 0
2020 | PJM_ROR_2_MISO_WUMS | PJM_ROR | MISO_WUMS | Internal | Winter | B18 | 400 | 1467 | 0 | 44.06 | 43.36 | 2 | 0
2020 | PJM_ROR_2_MISO_WUMS | PJM_ROR | MISO_WUMS | Internal | Winter | B19 | 700 | 1467 | 0 | 41.74 | 41.22 | 2 | 0
2020 | PJM_ROR_2_MISO_WUMS | PJM_ROR | MISO_WUMS | Internal | Winter | B20 | 935 | 1467 | 0 | 37.04 | 36.76 | 2 | 0
2020 | PJM_ROR_2_PJM_ROM | PJM_ROR | PJM_ROM | Internal | Shoulder | B11 | 25 | 8000 | 0 | 59.19 | 59.18 | 0.01 | 0
2020 | PJM_ROR_2_PJM_ROM | PJM_ROR | PJM_ROM | Internal | Shoulder | B12 | 200 | 8000 | 0 | 48.24 | 48.22 | 0.01 | 0
2020 | PJM_ROR_2_PJM_ROM | PJM_ROR | PJM_ROM | Internal | Shoulder | B13 | 600 | 8000 | 0 | 42.79 | 42.77 | 0.01 | 0
2020 | PJM_ROR_2_PJM_ROM | PJM_ROR | PJM_ROM | Internal | Shoulder | B14 | 900 | 8000 | 0 | 40.11 | 40.1 | 0.01 | 0
2020 | PJM_ROR_2_PJM_ROM | PJM_ROR | PJM_ROM | Internal | Shoulder | B15 | 1203 | 8000 | 859.78 | 37.21 | 37.22 | 0.01 | 0
2020 | PJM_ROR_2_PJM_ROM | PJM_ROR | PJM_ROM | Internal | Summer | B1 | 10 | 8000 | 2663.2 | 164.88 | 164.89 | 0.01 | 0
2020 | PJM_ROR_2_PJM_ROM | PJM_ROR | PJM_ROM | Internal | Summer | B2 | 25 | 8000 | 3930.26 | 67.38 | 67.39 | 0.01 | 0
2020 | PJM_ROR_2_PJM_ROM | PJM_ROR | PJM_ROM | Internal | Summer | B3 | 75 | 8000 | 1693.25 | 61.28 | 61.29 | 0.01 | 0
2020 | PJM_ROR_2_PJM_ROM | PJM_ROR | PJM_ROM | Internal | Summer | B4 | 100 | 8000 | 0 | 61.28 | 61.27 | 0.01 | 0
2020 | PJM_ROR_2_PJM_ROM | PJM_ROR | PJM_ROM | Internal | Summer | B5 | 200 | 8000 | 0 | 60.16 | 60.15 | 0.01 | 0
2020 | PJM_ROR_2_PJM_ROM | PJM_ROR | PJM_ROM | Internal | Summer | B6 | 300 | 8000 | 0 | 48.57 | 48.56 | 0.01 | 0
2020 | PJM_ROR_2_PJM_ROM | PJM_ROR | PJM_ROM | Internal | Summer | B7 | 400 | 8000 | 0 | 38.94 | 38.93 | 0.01 | 0
2020 | PJM_ROR_2_PJM_ROM | PJM_ROR | PJM_ROM | Internal | Summer | B8 | 500 | 8000 | 1725.41 | 37.62 | 37.63 | 0.01 | 0
2020 | PJM_ROR_2_PJM_ROM | PJM_ROR | PJM_ROM | Internal | Summer | B9 | 800 | 8000 | 3601.71 | 35.98 | 35.99 | 0.01 | 0
2020 | PJM_ROR_2_PJM_ROM | PJM_ROR | PJM_ROM | Internal | Summer | B10 | 1262 | 8000 | 5270.13 | 34.65 | 34.66 | 0.01 | 0
2020 | PJM_ROR_2_PJM_ROM | PJM_ROR | PJM_ROM | Internal | Winter | B16 | 25 | 8000 | 0 | 60.81 | 60.79 | 0.01 | 0
2020 | PJM_ROR_2_PJM_ROM | PJM_ROR | PJM_ROM | Internal | Winter | B17 | 100 | 8000 | 0 | 50.18 | 50.17 | 0.01 | 0
2020 | PJM_ROR_2_PJM_ROM | PJM_ROR | PJM_ROM | Internal | Winter | B18 | 400 | 8000 | 4683.81 | 44.06 | 44.08 | 0.01 | 0
2020 | PJM_ROR_2_PJM_ROM | PJM_ROR | PJM_ROM | Internal | Winter | B19 | 700 | 8000 | 5325.61 | 41.74 | 41.75 | 0.01 | 0
2020 | PJM_ROR_2_PJM_ROM | PJM_ROR | PJM_ROM | Internal | Winter | B20 | 935 | 8000 | 4028.69 | 37.04 | 37.05 | 0.01 | 0
2020 | PJM_ROR_2_TVA_Transmission | PJM_ROR | TVA_Transmission | Internal | Shoulder | B11 | 25 | 2500 | 0 | 59.19 | 63.76 | 6 | 0
2020 | PJM_ROR_2_TVA_Transmission | PJM_ROR | TVA_Transmission | Internal | Shoulder | B12 | 200 | 2500 | 0 | 48.24 | 49.43 | 6 | 0
2020 | PJM_ROR_2_TVA_Transmission | PJM_ROR | TVA_Transmission | Internal | Shoulder | B13 | 600 | 2500 | 0 | 42.79 | 45.75 | 6 | 0
2020 | PJM_ROR_2_TVA_Transmission | PJM_ROR | TVA_Transmission | Internal | Shoulder | B14 | 900 | 2500 | 0 | 40.11 | 44.72 | 6 | 0
2020 | PJM_ROR_2_TVA_Transmission | PJM_ROR | TVA_Transmission | Internal | Shoulder | B15 | 1203 | 2500 | 1043.24 | 37.21 | 43.21 | 6 | 0
2020 | PJM_ROR_2_TVA_Transmission | PJM_ROR | TVA_Transmission | Internal | Summer | B1 | 10 | 2500 | 917.37 | 164.88 | 170.88 | 6 | 0
2020 | PJM_ROR_2_TVA_Transmission | PJM_ROR | TVA_Transmission | Internal | Summer | B2 | 25 | 2500 | 1763.8 | 67.38 | 73.38 | 6 | 0
2020 | PJM_ROR_2_TVA_Transmission | PJM_ROR | TVA_Transmission | Internal | Summer | B3 | 75 | 2500 | 2500 | 61.28 | 69.14 | 6 | 1.86
2020 | PJM_ROR_2_TVA_Transmission | PJM_ROR | TVA_Transmission | Internal | Summer | B4 | 100 | 2500 | 2108.23 | 61.28 | 67.28 | 6 | 0
2020 | PJM_ROR_2_TVA_Transmission | PJM_ROR | TVA_Transmission | Internal | Summer | B5 | 200 | 2500 | 508.11 | 60.16 | 66.16 | 6 | 0
2020 | PJM_ROR_2_TVA_Transmission | PJM_ROR | TVA_Transmission | Internal | Summer | B6 | 300 | 2500 | 853 | 48.57 | 54.57 | 6 | 0
2020 | PJM_ROR_2_TVA_Transmission | PJM_ROR | TVA_Transmission | Internal | Summer | B7 | 400 | 2500 | 83.95 | 38.94 | 44.94 | 6 | 0
2020 | PJM_ROR_2_TVA_Transmission | PJM_ROR | TVA_Transmission | Internal | Summer | B8 | 500 | 2500 | 0 | 37.62 | 42.5 | 6 | 0
2020 | PJM_ROR_2_TVA_Transmission | PJM_ROR | TVA_Transmission | Internal | Summer | B9 | 800 | 2500 | 0 | 35.98 | 41.07 | 6 | 0
2020 | PJM_ROR_2_TVA_Transmission | PJM_ROR | TVA_Transmission | Internal | Summer | B10 | 1262 | 2500 | 0 | 34.65 | 38.83 | 6 | 0
2020 | PJM_ROR_2_TVA_Transmission | PJM_ROR | TVA_Transmission | Internal | Winter | B16 | 25 | 2500 | 989.9 | 60.81 | 66.81 | 6 | 0
2020 | PJM_ROR_2_TVA_Transmission | PJM_ROR | TVA_Transmission | Internal | Winter | B17 | 100 | 2500 | 0 | 50.18 | 50.51 | 6 | 0
2020 | PJM_ROR_2_TVA_Transmission | PJM_ROR | TVA_Transmission | Internal | Winter | B18 | 400 | 2500 | 0 | 44.06 | 46.93 | 6 | 0
2020 | PJM_ROR_2_TVA_Transmission | PJM_ROR | TVA_Transmission | Internal | Winter | B19 | 700 | 2500 | 0 | 41.74 | 45.85 | 6 | 0
2020 | PJM_ROR_2_TVA_Transmission | PJM_ROR | TVA_Transmission | Internal | Winter | B20 | 935 | 2500 | 1257.09 | 37.04 | 43.04 | 6 | 0
2020 | PJM_ROR_2_VACAR | PJM_ROR | VACAR | Internal | Shoulder | B11 | 25 | 3000 | 2326.24 | 59.19 | 65.19 | 6 | 0
2020 | PJM_ROR_2_VACAR | PJM_ROR | VACAR | Internal | Shoulder | B12 | 200 | 3000 | 1575.55 | 48.24 | 54.24 | 6 | 0
2020 | PJM_ROR_2_VACAR | PJM_ROR | VACAR | Internal | Shoulder | B13 | 600 | 3000 | 1079.14 | 42.79 | 48.79 | 6 | 0
2020 | PJM_ROR_2_VACAR | PJM_ROR | VACAR | Internal | Shoulder | B14 | 900 | 3000 | 2625.77 | 40.11 | 46.11 | 6 | 0
2020 | PJM_ROR_2_VACAR | PJM_ROR | VACAR | Internal | Shoulder | B15 | 1203 | 3000 | 1756.47 | 37.21 | 43.21 | 6 | 0
2020 | PJM_ROR_2_VACAR | PJM_ROR | VACAR | Internal | Summer | B1 | 10 | 3000 | 3000 | 164.88 | 172.88 | 6 | 2
2020 | PJM_ROR_2_VACAR | PJM_ROR | VACAR | Internal | Summer | B2 | 25 | 3000 | 3000 | 67.38 | 74.38 | 6 | 1
2020 | PJM_ROR_2_VACAR | PJM_ROR | VACAR | Internal | Summer | B3 | 75 | 3000 | 3000 | 61.28 | 73.05 | 6 | 5.77
2020 | PJM_ROR_2_VACAR | PJM_ROR | VACAR | Internal | Summer | B4 | 100 | 3000 | 3000 | 61.28 | 73.05 | 6 | 5.77
2020 | PJM_ROR_2_VACAR | PJM_ROR | VACAR | Internal | Summer | B5 | 200 | 3000 | 3000 | 60.16 | 73.05 | 6 | 6.9
2020 | PJM_ROR_2_VACAR | PJM_ROR | VACAR | Internal | Summer | B6 | 300 | 3000 | 3000 | 48.57 | 57.37 | 6 | 2.8
2020 | PJM_ROR_2_VACAR | PJM_ROR | VACAR | Internal | Summer | B7 | 400 | 3000 | 3000 | 38.94 | 47.64 | 6 | 2.7
2020 | PJM_ROR_2_VACAR | PJM_ROR | VACAR | Internal | Summer | B8 | 500 | 3000 | 3000 | 37.62 | 45.14 | 6 | 1.52
2020 | PJM_ROR_2_VACAR | PJM_ROR | VACAR | Internal | Summer | B9 | 800 | 3000 | 3000 | 35.98 | 43.18 | 6 | 1.2
2020 | PJM_ROR_2_VACAR | PJM_ROR | VACAR | Internal | Summer | B10 | 1262 | 3000 | 3000 | 34.65 | 41.25 | 6 | 0.6
2020 | PJM_ROR_2_VACAR | PJM_ROR | VACAR | Internal | Winter | B16 | 25 | 3000 | 3000 | 60.81 | 79.87 | 6 | 13.07
2020 | PJM_ROR_2_VACAR | PJM_ROR | VACAR | Internal | Winter | B17 | 100 | 3000 | 1720.71 | 50.18 | 56.18 | 6 | 0
2020 | PJM_ROR_2_VACAR | PJM_ROR | VACAR | Internal | Winter | B18 | 400 | 3000 | 0 | 44.06 | 49.56 | 6 | 0
2020 | PJM_ROR_2_VACAR | PJM_ROR | VACAR | Internal | Winter | B19 | 700 | 3000 | 0 | 41.74 | 46.49 | 6 | 0
2020 | PJM_ROR_2_VACAR | PJM_ROR | VACAR | Internal | Winter | B20 | 935 | 3000 | 1694.9 | 37.04 | 43.04 | 6 | 0
2020 | PJM_ROM_2_NYISO_A-F | PJM_ROM | NYISO_A-F | Internal | Shoulder | B11 | 25 | 2000 | 0 | 59.18 | 39.85 | 6 | 0
2020 | PJM_ROM_2_NYISO_A-F | PJM_ROM | NYISO_A-F | Internal | Shoulder | B12 | 200 | 2000 | 0 | 48.22 | 39.85 | 6 | 0
2020 | PJM_ROM_2_NYISO_A-F | PJM_ROM | NYISO_A-F | Internal | Shoulder | B13 | 600 | 2000 | 0 | 42.77 | 37.7 | 6 | 0
2020 | PJM_ROM_2_NYISO_A-F | PJM_ROM | NYISO_A-F | Internal | Shoulder | B14 | 900 | 2000 | 0 | 40.1 | 37.7 | 6 | 0
2020 | PJM_ROM_2_NYISO_A-F | PJM_ROM | NYISO_A-F | Internal | Shoulder | B15 | 1203 | 2000 | 0 | 37.22 | 37.7 | 6 | 0
2020 | PJM_ROM_2_NYISO_A-F | PJM_ROM | NYISO_A-F | Internal | Summer | B1 | 10 | 2000 | 0 | 164.89 | 148.87 | 6 | 0
2020 | PJM_ROM_2_NYISO_A-F | PJM_ROM | NYISO_A-F | Internal | Summer | B2 | 25 | 2000 | 0 | 67.39 | 59.39 | 6 | 0
2020 | PJM_ROM_2_NYISO_A-F | PJM_ROM | NYISO_A-F | Internal | Summer | B3 | 75 | 2000 | 0 | 61.29 | 50.53 | 6 | 0
2020 | PJM_ROM_2_NYISO_A-F | PJM_ROM | NYISO_A-F | Internal | Summer | B4 | 100 | 2000 | 0 | 61.27 | 45.9 | 6 | 0
2020 | PJM_ROM_2_NYISO_A-F | PJM_ROM | NYISO_A-F | Internal | Summer | B5 | 200 | 2000 | 0 | 60.15 | 42.03 | 6 | 0
2020 | PJM_ROM_2_NYISO_A-F | PJM_ROM | NYISO_A-F | Internal | Summer | B6 | 300 | 2000 | 0 | 48.56 | 38.6 | 6 | 0
2020 | PJM_ROM_2_NYISO_A-F | PJM_ROM | NYISO_A-F | Internal | Summer | B7 | 400 | 2000 | 0 | 38.93 | 37.88 | 6 | 0
2020 | PJM_ROM_2_NYISO_A-F | PJM_ROM | NYISO_A-F | Internal | Summer | B8 | 500 | 2000 | 0 | 37.63 | 36.12 | 6 | 0
2020 | PJM_ROM_2_NYISO_A-F | PJM_ROM | NYISO_A-F | Internal | Summer | B9 | 800 | 2000 | 0 | 35.99 | 36.12 | 6 | 0
2020 | PJM_ROM_2_NYISO_A-F | PJM_ROM | NYISO_A-F | Internal | Summer | B10 | 1262 | 2000 | 0 | 34.66 | 36.12 | 6 | 0
2020 | PJM_ROM_2_NYISO_A-F | PJM_ROM | NYISO_A-F | Internal | Winter | B16 | 25 | 2000 | 0 | 60.79 | 42.19 | 6 | 0
2020 | PJM_ROM_2_NYISO_A-F | PJM_ROM | NYISO_A-F | Internal | Winter | B17 | 100 | 2000 | 0 | 50.17 | 42.17 | 6 | 0
2020 | PJM_ROM_2_NYISO_A-F | PJM_ROM | NYISO_A-F | Internal | Winter | B18 | 400 | 2000 | 0 | 44.08 | 41.7 | 6 | 0
2020 | PJM_ROM_2_NYISO_A-F | PJM_ROM | NYISO_A-F | Internal | Winter | B19 | 700 | 2000 | 0 | 41.75 | 41.7 | 6 | 0
2020 | PJM_ROM_2_NYISO_A-F | PJM_ROM | NYISO_A-F | Internal | Winter | B20 | 935 | 2000 | 0 | 37.05 | 41.7 | 6 | 0
2020 | PJM_ROM_2_PJM_E | PJM_ROM | PJM_E | Internal | Shoulder | B11 | 25 | 8000 | 0 | 59.18 | 59.17 | 0.01 | 0
2020 | PJM_ROM_2_PJM_E | PJM_ROM | PJM_E | Internal | Shoulder | B12 | 200 | 8000 | 0 | 48.22 | 48.21 | 0.01 | 0
2020 | PJM_ROM_2_PJM_E | PJM_ROM | PJM_E | Internal | Shoulder | B13 | 600 | 8000 | 0 | 42.77 | 42.76 | 0.01 | 0
2020 | PJM_ROM_2_PJM_E | PJM_ROM | PJM_E | Internal | Shoulder | B14 | 900 | 8000 | 0 | 40.1 | 40.08 | 0.01 | 0
2020 | PJM_ROM_2_PJM_E | PJM_ROM | PJM_E | Internal | Shoulder | B15 | 1203 | 8000 | 0 | 37.22 | 37.21 | 0.01 | 0
2020 | PJM_ROM_2_PJM_E | PJM_ROM | PJM_E | Internal | Summer | B1 | 10 | 8000 | 2473.95 | 164.89 | 164.9 | 0.01 | 0
2020 | PJM_ROM_2_PJM_E | PJM_ROM | PJM_E | Internal | Summer | B2 | 25 | 8000 | 3182.84 | 67.39 | 67.4 | 0.01 | 0
2020 | PJM_ROM_2_PJM_E | PJM_ROM | PJM_E | Internal | Summer | B3 | 75 | 8000 | 2039.65 | 61.29 | 61.3 | 0.01 | 0
2020 | PJM_ROM_2_PJM_E | PJM_ROM | PJM_E | Internal | Summer | B4 | 100 | 8000 | 0 | 61.27 | 61.26 | 0.01 | 0
2020 | PJM_ROM_2_PJM_E | PJM_ROM | PJM_E | Internal | Summer | B5 | 200 | 8000 | 0 | 60.15 | 60.13 | 0.01 | 0
2020 | PJM_ROM_2_PJM_E | PJM_ROM | PJM_E | Internal | Summer | B6 | 300 | 8000 | 0 | 48.56 | 48.54 | 0.01 | 0
2020 | PJM_ROM_2_PJM_E | PJM_ROM | PJM_E | Internal | Summer | B7 | 400 | 8000 | 0 | 38.93 | 38.91 | 0.01 | 0
2020 | PJM_ROM_2_PJM_E | PJM_ROM | PJM_E | Internal | Summer | B8 | 500 | 8000 | 2172.79 | 37.63 | 37.64 | 0.01 | 0
2020 | PJM_ROM_2_PJM_E | PJM_ROM | PJM_E | Internal | Summer | B9 | 800 | 8000 | 861.95 | 35.99 | 36.01 | 0.01 | 0
2020 | PJM_ROM_2_PJM_E | PJM_ROM | PJM_E | Internal | Summer | B10 | 1262 | 8000 | 2523.96 | 34.66 | 34.67 | 0.01 | 0
2020 | PJM_ROM_2_PJM_E | PJM_ROM | PJM_E | Internal | Winter | B16 | 25 | 8000 | 0 | 60.79 | 60.78 | 0.01 | 0
2020 | PJM_ROM_2_PJM_E | PJM_ROM | PJM_E | Internal | Winter | B17 | 100 | 8000 | 0 | 50.17 | 50.16 | 0.01 | 0
2020 | PJM_ROM_2_PJM_E | PJM_ROM | PJM_E | Internal | Winter | B18 | 400 | 8000 | 2799.4 | 44.08 | 44.09 | 0.01 | 0
2020 | PJM_ROM_2_PJM_E | PJM_ROM | PJM_E | Internal | Winter | B19 | 700 | 8000 | 3984.9 | 41.75 | 41.76 | 0.01 | 0
2020 | PJM_ROM_2_PJM_E | PJM_ROM | PJM_E | Internal | Winter | B20 | 935 | 8000 | 3065.16 | 37.05 | 37.07 | 0.01 | 0
2020 | PJM_ROM_2_PJM_ROR | PJM_ROM | PJM_ROR | Internal | Shoulder | B11 | 25 | 8000 | 6004.57 | 59.18 | 59.19 | 0.01 | 0
2020 | PJM_ROM_2_PJM_ROR | PJM_ROM | PJM_ROR | Internal | Shoulder | B12 | 200 | 8000 | 4577.43 | 48.22 | 48.24 | 0.01 | 0
2020 | PJM_ROM_2_PJM_ROR | PJM_ROM | PJM_ROR | Internal | Shoulder | B13 | 600 | 8000 | 1640.92 | 42.77 | 42.79 | 0.01 | 0
2020 | PJM_ROM_2_PJM_ROR | PJM_ROM | PJM_ROR | Internal | Shoulder | B14 | 900 | 8000 | 652.29 | 40.1 | 40.11 | 0.01 | 0
2020 | PJM_ROM_2_PJM_ROR | PJM_ROM | PJM_ROR | Internal | Shoulder | B15 | 1203 | 8000 | 0 | 37.22 | 37.21 | 0.01 | 0
2020 | PJM_ROM_2_PJM_ROR | PJM_ROM | PJM_ROR | Internal | Summer | B1 | 10 | 8000 | 0 | 164.89 | 164.88 | 0.01 | 0
2020 | PJM_ROM_2_PJM_ROR | PJM_ROM | PJM_ROR | Internal | Summer | B2 | 25 | 8000 | 0 | 67.39 | 67.38 | 0.01 | 0
2020 | PJM_ROM_2_PJM_ROR | PJM_ROM | PJM_ROR | Internal | Summer | B3 | 75 | 8000 | 0 | 61.29 | 61.28 | 0.01 | 0
2020 | PJM_ROM_2_PJM_ROR | PJM_ROM | PJM_ROR | Internal | Summer | B4 | 100 | 8000 | 2654.01 | 61.27 | 61.28 | 0.01 | 0
2020 | PJM_ROM_2_PJM_ROR | PJM_ROM | PJM_ROR | Internal | Summer | B5 | 200 | 8000 | 3282.53 | 60.15 | 60.16 | 0.01 | 0
2020 | PJM_ROM_2_PJM_ROR | PJM_ROM | PJM_ROR | Internal | Summer | B6 | 300 | 8000 | 3458.05 | 48.56 | 48.57 | 0.01 | 0
2020 | PJM_ROM_2_PJM_ROR | PJM_ROM | PJM_ROR | Internal | Summer | B7 | 400 | 8000 | 396.1 | 38.93 | 38.94 | 0.01 | 0
2020 | PJM_ROM_2_PJM_ROR | PJM_ROM | PJM_ROR | Internal | Summer | B8 | 500 | 8000 | 0 | 37.63 | 37.62 | 0.01 | 0
2020 | PJM_ROM_2_PJM_ROR | PJM_ROM | PJM_ROR | Internal | Summer | B9 | 800 | 8000 | 0 | 35.99 | 35.98 | 0.01 | 0
2020 | PJM_ROM_2_PJM_ROR | PJM_ROM | PJM_ROR | Internal | Summer | B10 | 1262 | 8000 | 0 | 34.66 | 34.65 | 0.01 | 0
2020 | PJM_ROM_2_PJM_ROR | PJM_ROM | PJM_ROR | Internal | Winter | B16 | 25 | 8000 | 2619.81 | 60.79 | 60.81 | 0.01 | 0
2020 | PJM_ROM_2_PJM_ROR | PJM_ROM | PJM_ROR | Internal | Winter | B17 | 100 | 8000 | 762.42 | 50.17 | 50.18 | 0.01 | 0
2020 | PJM_ROM_2_PJM_ROR | PJM_ROM | PJM_ROR | Internal | Winter | B18 | 400 | 8000 | 0 | 44.08 | 44.06 | 0.01 | 0
2020 | PJM_ROM_2_PJM_ROR | PJM_ROM | PJM_ROR | Internal | Winter | B19 | 700 | 8000 | 0 | 41.75 | 41.74 | 0.01 | 0
2020 | PJM_ROM_2_PJM_ROR | PJM_ROM | PJM_ROR | Internal | Winter | B20 | 935 | 8000 | 0 | 37.05 | 37.04 | 0.01 | 0
2020 | SOCO_2_FRCC | SOCO | FRCC | Internal | Shoulder | B11 | 25 | 3700 | 278.16 | 67.86 | 77.86 | 10 | 0
2020 | SOCO_2_FRCC | SOCO | FRCC | Internal | Shoulder | B12 | 200 | 3700 | 2262.92 | 44.24 | 54.24 | 10 | 0
2020 | SOCO_2_FRCC | SOCO | FRCC | Internal | Shoulder | B13 | 600 | 3700 | 184.63 | 42.1 | 52.1 | 10 | 0
2020 | SOCO_2_FRCC | SOCO | FRCC | Internal | Shoulder | B14 | 900 | 3700 | 0 | 42.1 | 48.83 | 10 | 0
2020 | SOCO_2_FRCC | SOCO | FRCC | Internal | Shoulder | B15 | 1203 | 3700 | 0 | 42.1 | 46.83 | 10 | 0
2020 | SOCO_2_FRCC | SOCO | FRCC | Internal | Summer | B1 | 10 | 3700 | 2249.49 | 179.88 | 189.88 | 10 | 0
2020 | SOCO_2_FRCC | SOCO | FRCC | Internal | Summer | B2 | 25 | 3700 | 1039.59 | 81.38 | 91.38 | 10 | 0
2020 | SOCO_2_FRCC | SOCO | FRCC | Internal | Summer | B3 | 75 | 3700 | 0 | 76.21 | 76.76 | 10 | 0
2020 | SOCO_2_FRCC | SOCO | FRCC | Internal | Summer | B4 | 100 | 3700 | 0 | 71.02 | 76.76 | 10 | 0
2020 | SOCO_2_FRCC | SOCO | FRCC | Internal | Summer | B5 | 200 | 3700 | 0 | 69.69 | 76.76 | 10 | 0
2020 | SOCO_2_FRCC | SOCO | FRCC | Internal | Summer | B6 | 300 | 3700 | 3700 | 63.57 | 75.61 | 10 | 2.04
2020 | SOCO_2_FRCC | SOCO | FRCC | Internal | Summer | B7 | 400 | 3700 | 2656.42 | 53.94 | 63.94 | 10 | 0
2020 | SOCO_2_FRCC | SOCO | FRCC | Internal | Summer | B8 | 500 | 3700 | 1581.88 | 43.91 | 53.91 | 10 | 0
2020 | SOCO_2_FRCC | SOCO | FRCC | Internal | Summer | B9 | 800 | 3700 | 0 | 40.87 | 48.1 | 10 | 0
2020 | SOCO_2_FRCC | SOCO | FRCC | Internal | Summer | B10 | 1262 | 3700 | 0 | 40.87 | 46.13 | 10 | 0
2020 | SOCO_2_FRCC | SOCO | FRCC | Internal | Winter | B16 | 25 | 3700 | 2722.95 | 69.87 | 79.87 | 10 | 0
2020 | SOCO_2_FRCC | SOCO | FRCC | Internal | Winter | B17 | 100 | 3700 | 2054.52 | 46.18 | 56.18 | 10 | 0
2020 | SOCO_2_FRCC | SOCO | FRCC | Internal | Winter | B18 | 400 | 3700 | 0 | 44.59 | 53.64 | 10 | 0
2020 | SOCO_2_FRCC | SOCO | FRCC | Internal | Winter | B19 | 700 | 3700 | 0 | 44.59 | 51.07 | 10 | 0
2020 | SOCO_2_FRCC | SOCO | FRCC | Internal | Winter | B20 | 935 | 3700 | 0 | 43.98 | 48.97 | 10 | 0
2020 | SOCO_2_TVA_Transmission | SOCO | TVA_Transmission | Internal | Shoulder | B11 | 25 | 2600 | 0 | 67.86 | 63.76 | 10 | 0
2020 | SOCO_2_TVA_Transmission | SOCO | TVA_Transmission | Internal | Shoulder | B12 | 200 | 2600 | 0 | 44.24 | 49.43 | 10 | 0
2020 | SOCO_2_TVA_Transmission | SOCO | TVA_Transmission | Internal | Shoulder | B13 | 600 | 2600 | 0 | 42.1 | 45.75 | 10 | 0
2020 | SOCO_2_TVA_Transmission | SOCO | TVA_Transmission | Internal | Shoulder | B14 | 900 | 2600 | 0 | 42.1 | 44.72 | 10 | 0
2020 | SOCO_2_TVA_Transmission | SOCO | TVA_Transmission | Internal | Shoulder | B15 | 1203 | 2600 | 0 | 42.1 | 43.21 | 10 | 0
2020 | SOCO_2_TVA_Transmission | SOCO | TVA_Transmission | Internal | Summer | B1 | 10 | 2600 | 0 | 179.88 | 170.88 | 10 | 0
2020 | SOCO_2_TVA_Transmission | SOCO | TVA_Transmission | Internal | Summer | B2 | 25 | 2600 | 0 | 81.38 | 73.38 | 10 | 0
2020 | SOCO_2_TVA_Transmission | SOCO | TVA_Transmission | Internal | Summer | B3 | 75 | 2600 | 0 | 76.21 | 69.14 | 10 | 0
2020 | SOCO_2_TVA_Transmission | SOCO | TVA_Transmission | Internal | Summer | B4 | 100 | 2600 | 0 | 71.02 | 67.28 | 10 | 0
2020 | SOCO_2_TVA_Transmission | SOCO | TVA_Transmission | Internal | Summer | B5 | 200 | 2600 | 0 | 69.69 | 66.16 | 10 | 0
2020 | SOCO_2_TVA_Transmission | SOCO | TVA_Transmission | Internal | Summer | B6 | 300 | 2600 | 0 | 63.57 | 54.57 | 10 | 0
2020 | SOCO_2_TVA_Transmission | SOCO | TVA_Transmission | Internal | Summer | B7 | 400 | 2600 | 0 | 53.94 | 44.94 | 10 | 0
2020 | SOCO_2_TVA_Transmission | SOCO | TVA_Transmission | Internal | Summer | B8 | 500 | 2600 | 0 | 43.91 | 42.5 | 10 | 0
2020 | SOCO_2_TVA_Transmission | SOCO | TVA_Transmission | Internal | Summer | B9 | 800 | 2600 | 0 | 40.87 | 41.07 | 10 | 0
2020 | SOCO_2_TVA_Transmission | SOCO | TVA_Transmission | Internal | Summer | B10 | 1262 | 2600 | 0 | 40.87 | 38.83 | 10 | 0
2020 | SOCO_2_TVA_Transmission | SOCO | TVA_Transmission | Internal | Winter | B16 | 25 | 2600 | 0 | 69.87 | 66.81 | 10 | 0
2020 | SOCO_2_TVA_Transmission | SOCO | TVA_Transmission | Internal | Winter | B17 | 100 | 2600 | 0 | 46.18 | 50.51 | 10 | 0
2020 | SOCO_2_TVA_Transmission | SOCO | TVA_Transmission | Internal | Winter | B18 | 400 | 2600 | 0 | 44.59 | 46.93 | 10 | 0
2020 | SOCO_2_TVA_Transmission | SOCO | TVA_Transmission | Internal | Winter | B19 | 700 | 2600 | 0 | 44.59 | 45.85 | 10 | 0
2020 | SOCO_2_TVA_Transmission | SOCO | TVA_Transmission | Internal | Winter | B20 | 935 | 2600 | 0 | 43.98 | 43.04 | 10 | 0
2020 | SOCO_2_VACAR | SOCO | VACAR | Internal | Shoulder | B11 | 25 | 2000 | 0 | 67.86 | 65.19 | 10 | 0
2020 | SOCO_2_VACAR | SOCO | VACAR | Internal | Shoulder | B12 | 200 | 2000 | 1324.55 | 44.24 | 54.24 | 10 | 0
2020 | SOCO_2_VACAR | SOCO | VACAR | Internal | Shoulder | B13 | 600 | 2000 | 0 | 42.1 | 48.79 | 10 | 0
2020 | SOCO_2_VACAR | SOCO | VACAR | Internal | Shoulder | B14 | 900 | 2000 | 0 | 42.1 | 46.11 | 10 | 0
2020 | SOCO_2_VACAR | SOCO | VACAR | Internal | Shoulder | B15 | 1203 | 2000 | 0 | 42.1 | 43.21 | 10 | 0
2020 | SOCO_2_VACAR | SOCO | VACAR | Internal | Summer | B1 | 10 | 2000 | 0 | 179.88 | 172.88 | 10 | 0
2020 | SOCO_2_VACAR | SOCO | VACAR | Internal | Summer | B2 | 25 | 2000 | 0 | 81.38 | 74.38 | 10 | 0
2020 | SOCO_2_VACAR | SOCO | VACAR | Internal | Summer | B3 | 75 | 2000 | 0 | 76.21 | 73.05 | 10 | 0
2020 | SOCO_2_VACAR | SOCO | VACAR | Internal | Summer | B4 | 100 | 2000 | 0 | 71.02 | 73.05 | 10 | 0
2020 | SOCO_2_VACAR | SOCO | VACAR | Internal | Summer | B5 | 200 | 2000 | 0 | 69.69 | 73.05 | 10 | 0
2020 | SOCO_2_VACAR | SOCO | VACAR | Internal | Summer | B6 | 300 | 2000 | 0 | 63.57 | 57.37 | 10 | 0
2020 | SOCO_2_VACAR | SOCO | VACAR | Internal | Summer | B7 | 400 | 2000 | 0 | 53.94 | 47.64 | 10 | 0
2020 | SOCO_2_VACAR | SOCO | VACAR | Internal | Summer | B8 | 500 | 2000 | 0 | 43.91 | 45.14 | 10 | 0
2020 | SOCO_2_VACAR | SOCO | VACAR | Internal | Summer | B9 | 800 | 2000 | 0 | 40.87 | 43.18 | 10 | 0
2020 | SOCO_2_VACAR | SOCO | VACAR | Internal | Summer | B10 | 1262 | 2000 | 0 | 40.87 | 41.25 | 10 | 0
2020 | SOCO_2_VACAR | SOCO | VACAR | Internal | Winter | B16 | 25 | 2000 | 303.87 | 69.87 | 79.87 | 10 | 0
2020 | SOCO_2_VACAR | SOCO | VACAR | Internal | Winter | B17 | 100 | 2000 | 787.05 | 46.18 | 56.18 | 10 | 0
2020 | SOCO_2_VACAR | SOCO | VACAR | Internal | Winter | B18 | 400 | 2000 | 0 | 44.59 | 49.56 | 10 | 0
2020 | SOCO_2_VACAR | SOCO | VACAR | Internal | Winter | B19 | 700 | 2000 | 0 | 44.59 | 46.49 | 10 | 0
2020 | SOCO_2_VACAR | SOCO | VACAR | Internal | Winter | B20 | 935 | 2000 | 0 | 43.98 | 43.04 | 10 | 0
2020 | SPP_N_2_ENT | SPP_N | ENT | Internal | Shoulder | B11 | 25 | 1800 | 0 | 68.2 | 69 | 5 | 0
2020 | SPP_N_2_ENT | SPP_N | ENT | Internal | Shoulder | B12 | 200 | 1800 | 0 | 44.91 | 41.91 | 5 | 0
2020 | SPP_N_2_ENT | SPP_N | ENT | Internal | Shoulder | B13 | 600 | 1800 | 0 | 41.62 | 41.91 | 5 | 0
2020 | SPP_N_2_ENT | SPP_N | ENT | Internal | Shoulder | B14 | 900 | 1800 | 0 | 40.57 | 41.61 | 5 | 0
2020 | SPP_N_2_ENT | SPP_N | ENT | Internal | Shoulder | B15 | 1203 | 1800 | 0 | 40.19 | 41.61 | 5 | 0
2020 | SPP_N_2_ENT | SPP_N | ENT | Internal | Summer | B1 | 10 | 1800 | 1026.06 | 165.88 | 170.88 | 5 | 0
2020 | SPP_N_2_ENT | SPP_N | ENT | Internal | Summer | B2 | 25 | 1800 | 0 | 68.61 | 73.38 | 5 | 0
2020 | SPP_N_2_ENT | SPP_N | ENT | Internal | Summer | B3 | 75 | 1800 | 0 | 66.03 | 68.21 | 5 | 0
2020 | SPP_N_2_ENT | SPP_N | ENT | Internal | Summer | B4 | 100 | 1800 | 0 | 66.03 | 68.21 | 5 | 0
2020 | SPP_N_2_ENT | SPP_N | ENT | Internal | Summer | B5 | 200 | 1800 | 0 | 66.03 | 68.21 | 5 | 0
2020 | SPP_N_2_ENT | SPP_N | ENT | Internal | Summer | B6 | 300 | 1800 | 0 | 55.89 | 55.57 | 5 | 0
2020 | SPP_N_2_ENT | SPP_N | ENT | Internal | Summer | B7 | 400 | 1800 | 0 | 47.5 | 45.94 | 5 | 0
2020 | SPP_N_2_ENT | SPP_N | ENT | Internal | Summer | B8 | 500 | 1800 | 0 | 40.6 | 40.59 | 5 | 0
2020 | SPP_N_2_ENT | SPP_N | ENT | Internal | Summer | B9 | 800 | 1800 | 0 | 39.43 | 40.3 | 5 | 0
2020 | SPP_N_2_ENT | SPP_N | ENT | Internal | Summer | B10 | 1262 | 1800 | 0 | 38.85 | 39.8 | 5 | 0
2020 | SPP_N_2_ENT | SPP_N | ENT | Internal | Winter | B16 | 25 | 1800 | 0 | 57.03 | 61.87 | 5 | 0
2020 | SPP_N_2_ENT | SPP_N | ENT | Internal | Winter | B17 | 100 | 1800 | 0 | 43.9 | 44.52 | 5 | 0
2020 | SPP_N_2_ENT | SPP_N | ENT | Internal | Winter | B18 | 400 | 1800 | 0 | 42.83 | 44.2 | 5 | 0
2020 | SPP_N_2_ENT | SPP_N | ENT | Internal | Winter | B19 | 700 | 1800 | 0 | 42.83 | 44.2 | 5 | 0
2020 | SPP_N_2_ENT | SPP_N | ENT | Internal | Winter | B20 | 935 | 1800 | 0 | 42.74 | 42.75 | 5 | 0
2020 | SPP_N_2_MISO_MO-IL | SPP_N | MISO_MO-IL | Internal | Shoulder | B11 | 25 | 2000 | 0 | 68.2 | 61.21 | 5 | 0
2020 | SPP_N_2_MISO_MO-IL | SPP_N | MISO_MO-IL | Internal | Shoulder | B12 | 200 | 2000 | 7.25 | 44.91 | 49.91 | 5 | 0
2020 | SPP_N_2_MISO_MO-IL | SPP_N | MISO_MO-IL | Internal | Shoulder | B13 | 600 | 2000 | 0 | 41.62 | 42.37 | 5 | 0
2020 | SPP_N_2_MISO_MO-IL | SPP_N | MISO_MO-IL | Internal | Shoulder | B14 | 900 | 2000 | 0 | 40.57 | 40.53 | 5 | 0
2020 | SPP_N_2_MISO_MO-IL | SPP_N | MISO_MO-IL | Internal | Shoulder | B15 | 1203 | 2000 | 0 | 40.19 | 36.96 | 5 | 0
2020 | SPP_N_2_MISO_MO-IL | SPP_N | MISO_MO-IL | Internal | Summer | B1 | 10 | 2000 | 0 | 165.88 | 162.88 | 5 | 0
2020 | SPP_N_2_MISO_MO-IL | SPP_N | MISO_MO-IL | Internal | Summer | B2 | 25 | 2000 | 0 | 68.61 | 65.38 | 5 | 0
2020 | SPP_N_2_MISO_MO-IL | SPP_N | MISO_MO-IL | Internal | Summer | B3 | 75 | 2000 | 0 | 66.03 | 61.14 | 5 | 0
2020 | SPP_N_2_MISO_MO-IL | SPP_N | MISO_MO-IL | Internal | Summer | B4 | 100 | 2000 | 0 | 66.03 | 61.14 | 5 | 0
2020 | SPP_N_2_MISO_MO-IL | SPP_N | MISO_MO-IL | Internal | Summer | B5 | 200 | 2000 | 0 | 66.03 | 61.14 | 5 | 0
2020 | SPP_N_2_MISO_MO-IL | SPP_N | MISO_MO-IL | Internal | Summer | B6 | 300 | 2000 | 0 | 55.89 | 48.9 | 5 | 0
2020 | SPP_N_2_MISO_MO-IL | SPP_N | MISO_MO-IL | Internal | Summer | B7 | 400 | 2000 | 0 | 47.5 | 40.51 | 5 | 0
2020 | SPP_N_2_MISO_MO-IL | SPP_N | MISO_MO-IL | Internal | Summer | B8 | 500 | 2000 | 0 | 40.6 | 37.35 | 5 | 0
2020 | SPP_N_2_MISO_MO-IL | SPP_N | MISO_MO-IL | Internal | Summer | B9 | 800 | 2000 | 0 | 39.43 | 36.06 | 5 | 0
2020 | SPP_N_2_MISO_MO-IL | SPP_N | MISO_MO-IL | Internal | Summer | B10 | 1262 | 2000 | 0 | 38.85 | 34.86 | 5 | 0
2020 | SPP_N_2_MISO_MO-IL | SPP_N | MISO_MO-IL | Internal | Winter | B16 | 25 | 2000 | 115.68 | 57.03 | 62.03 | 5 | 0
2020 | SPP_N_2_MISO_MO-IL | SPP_N | MISO_MO-IL | Internal | Winter | B17 | 100 | 2000 | 0 | 43.9 | 48.29 | 5 | 0
2020 | SPP_N_2_MISO_MO-IL | SPP_N | MISO_MO-IL | Internal | Winter | B18 | 400 | 2000 | 0 | 42.83 | 43.38 | 5 | 0
2020 | SPP_N_2_MISO_MO-IL | SPP_N | MISO_MO-IL | Internal | Winter | B19 | 700 | 2000 | 0 | 42.83 | 41.22 | 5 | 0
2020 | SPP_N_2_MISO_MO-IL | SPP_N | MISO_MO-IL | Internal | Winter | B20 | 935 | 2000 | 0 | 42.74 | 36.76 | 5 | 0
2020 | SPP_N_2_MISO_W | SPP_N | MISO_W | Internal | Shoulder | B11 | 25 | 750 | 0 | 68.2 | 61.2 | 5 | 0
2020 | SPP_N_2_MISO_W | SPP_N | MISO_W | Internal | Shoulder | B12 | 200 | 750 | 0 | 44.91 | 49.9 | 5 | 0
2020 | SPP_N_2_MISO_W | SPP_N | MISO_W | Internal | Shoulder | B13 | 600 | 750 | 0 | 41.62 | 42.36 | 5 | 0
2020 | SPP_N_2_MISO_W | SPP_N | MISO_W | Internal | Shoulder | B14 | 900 | 750 | 0 | 40.57 | 40.54 | 5 | 0
2020 | SPP_N_2_MISO_W | SPP_N | MISO_W | Internal | Shoulder | B15 | 1203 | 750 | 0 | 40.19 | 36.94 | 5 | 0
2020 | SPP_N_2_MISO_W | SPP_N | MISO_W | Internal | Summer | B1 | 10 | 750 | 0 | 165.88 | 162.87 | 5 | 0
2020 | SPP_N_2_MISO_W | SPP_N | MISO_W | Internal | Summer | B2 | 25 | 750 | 0 | 68.61 | 65.37 | 5 | 0
2020 | SPP_N_2_MISO_W | SPP_N | MISO_W | Internal | Summer | B3 | 75 | 750 | 0 | 66.03 | 63.27 | 5 | 0
2020 | SPP_N_2_MISO_W | SPP_N | MISO_W | Internal | Summer | B4 | 100 | 750 | 0 | 66.03 | 62.58 | 5 | 0
2020 | SPP_N_2_MISO_W | SPP_N | MISO_W | Internal | Summer | B5 | 200 | 750 | 0 | 66.03 | 61.15 | 5 | 0
2020 | SPP_N_2_MISO_W | SPP_N | MISO_W | Internal | Summer | B6 | 300 | 750 | 0 | 55.89 | 48.89 | 5 | 0
2020 | SPP_N_2_MISO_W | SPP_N | MISO_W | Internal | Summer | B7 | 400 | 750 | 0 | 47.5 | 40.5 | 5 | 0
2020 | SPP_N_2_MISO_W | SPP_N | MISO_W | Internal | Summer | B8 | 500 | 750 | 0 | 40.6 | 37.34 | 5 | 0
2020 | SPP_N_2_MISO_W | SPP_N | MISO_W | Internal | Summer | B9 | 800 | 750 | 0 | 39.43 | 36.07 | 5 | 0
2020 | SPP_N_2_MISO_W | SPP_N | MISO_W | Internal | Summer | B10 | 1262 | 750 | 0 | 38.85 | 34.85 | 5 | 0
2020 | SPP_N_2_MISO_W | SPP_N | MISO_W | Internal | Winter | B16 | 25 | 750 | 0 | 57.03 | 62.02 | 5 | 0
2020 | SPP_N_2_MISO_W | SPP_N | MISO_W | Internal | Winter | B17 | 100 | 750 | 0 | 43.9 | 48.28 | 5 | 0
2020 | SPP_N_2_MISO_W | SPP_N | MISO_W | Internal | Winter | B18 | 400 | 750 | 0 | 42.83 | 43.37 | 5 | 0
2020 | SPP_N_2_MISO_W | SPP_N | MISO_W | Internal | Winter | B19 | 700 | 750 | 0 | 42.83 | 41.23 | 5 | 0
2020 | SPP_N_2_MISO_W | SPP_N | MISO_W | Internal | Winter | B20 | 935 | 750 | 0 | 42.74 | 36.75 | 5 | 0
2020 | SPP_N_2_NE | SPP_N | NE | Internal | Shoulder | B11 | 25 | 330 | 0 | 68.2 | 61.2 | 0.01 | 0
2020 | SPP_N_2_NE | SPP_N | NE | Internal | Shoulder | B12 | 200 | 330 | 0 | 44.91 | 44.9 | 0.01 | 0
2020 | SPP_N_2_NE | SPP_N | NE | Internal | Shoulder | B13 | 600 | 330 | 0 | 41.62 | 41.6 | 0.01 | 0
2020 | SPP_N_2_NE | SPP_N | NE | Internal | Shoulder | B14 | 900 | 330 | 0 | 40.57 | 40.56 | 0.01 | 0
2020 | SPP_N_2_NE | SPP_N | NE | Internal | Shoulder | B15 | 1203 | 330 | 0 | 40.19 | 40.17 | 0.01 | 0
2020 | SPP_N_2_NE | SPP_N | NE | Internal | Summer | B1 | 10 | 330 | 0 | 165.88 | 157.87 | 0.01 | 0
2020 | SPP_N_2_NE | SPP_N | NE | Internal | Summer | B2 | 25 | 330 | 0 | 68.61 | 65.37 | 0.01 | 0
2020 | SPP_N_2_NE | SPP_N | NE | Internal | Summer | B3 | 75 | 330 | 0 | 66.03 | 64.47 | 0.01 | 0
2020 | SPP_N_2_NE | SPP_N | NE | Internal | Summer | B4 | 100 | 330 | 0 | 66.03 | 64.47 | 0.01 | 0
2020 | SPP_N_2_NE | SPP_N | NE | Internal | Summer | B5 | 200 | 330 | 0 | 66.03 | 64.14 | 0.01 | 0
2020 | SPP_N_2_NE | SPP_N | NE | Internal | Summer | B6 | 300 | 330 | 0 | 55.89 | 55.88 | 0.01 | 0
2020 | SPP_N_2_NE | SPP_N | NE | Internal | Summer | B7 | 400 | 330 | 0 | 47.5 | 40.5 | 0.01 | 0
2020 | SPP_N_2_NE | SPP_N | NE | Internal | Summer | B8 | 500 | 330 | 0 | 40.6 | 37.34 | 0.01 | 0
2020 | SPP_N_2_NE | SPP_N | NE | Internal | Summer | B9 | 800 | 330 | 0 | 39.43 | 37.33 | 0.01 | 0
2020 | SPP_N_2_NE | SPP_N | NE | Internal | Summer | B10 | 1262 | 330 | 0 | 38.85 | 34.21 | 0.01 | 0
2020 | SPP_N_2_NE | SPP_N | NE | Internal | Winter | B16 | 25 | 330 | 0 | 57.03 | 57.02 | 0.01 | 0
2020 | SPP_N_2_NE | SPP_N | NE | Internal | Winter | B17 | 100 | 330 | 0 | 43.9 | 43.89 | 0.01 | 0
2020 | SPP_N_2_NE | SPP_N | NE | Internal | Winter | B18 | 400 | 330 | 0 | 42.83 | 42.82 | 0.01 | 0
2020 | SPP_N_2_NE | SPP_N | NE | Internal | Winter | B19 | 700 | 330 | 0 | 42.83 | 42.82 | 0.01 | 0
2020 | SPP_N_2_NE | SPP_N | NE | Internal | Winter | B20 | 935 | 330 | 0 | 42.74 | 38.32 | 0.01 | 0
2020 | SPP_N_2_SPP_S | SPP_N | SPP_S | Internal | Shoulder | B11 | 25 | 4000 | 0 | 68.2 | 64 | 0.01 | 0
2020 | SPP_N_2_SPP_S | SPP_N | SPP_S | Internal | Shoulder | B12 | 200 | 4000 | 0 | 44.91 | 42.02 | 0.01 | 0
2020 | SPP_N_2_SPP_S | SPP_N | SPP_S | Internal | Shoulder | B13 | 600 | 4000 | 0 | 41.62 | 41.6 | 0.01 | 0
2020 | SPP_N_2_SPP_S | SPP_N | SPP_S | Internal | Shoulder | B14 | 900 | 4000 | 0 | 40.57 | 40.2 | 0.01 | 0
2020 | SPP_N_2_SPP_S | SPP_N | SPP_S | Internal | Shoulder | B15 | 1203 | 4000 | 967.18 | 40.19 | 40.2 | 0.01 | 0
2020 | SPP_N_2_SPP_S | SPP_N | SPP_S | Internal | Summer | B1 | 10 | 4000 | 0 | 165.88 | 93.26 | 0.01 | 0
2020 | SPP_N_2_SPP_S | SPP_N | SPP_S | Internal | Summer | B2 | 25 | 4000 | 0 | 68.61 | 68.59 | 0.01 | 0
2020 | SPP_N_2_SPP_S | SPP_N | SPP_S | Internal | Summer | B3 | 75 | 4000 | 0 | 66.03 | 65.82 | 0.01 | 0
2020 | SPP_N_2_SPP_S | SPP_N | SPP_S | Internal | Summer | B4 | 100 | 4000 | 0 | 66.03 | 65.22 | 0.01 | 0
2020 | SPP_N_2_SPP_S | SPP_N | SPP_S | Internal | Summer | B5 | 200 | 4000 | 0 | 66.03 | 64.56 | 0.01 | 0
2020 | SPP_N_2_SPP_S | SPP_N | SPP_S | Internal | Summer | B6 | 300 | 4000 | 0 | 55.89 | 55.88 | 0.01 | 0
2020 | SPP_N_2_SPP_S | SPP_N | SPP_S | Internal | Summer | B7 | 400 | 4000 | 296.75 | 47.5 | 47.51 | 0.01 | 0
2020 | SPP_N_2_SPP_S | SPP_N | SPP_S | Internal | Summer | B8 | 500 | 4000 | 1199.48 | 40.6 | 40.62 | 0.01 | 0
2020 | SPP_N_2_SPP_S | SPP_N | SPP_S | Internal | Summer | B9 | 800 | 4000 | 1928.96 | 39.43 | 39.45 | 0.01 | 0
2020 | SPP_N_2_SPP_S | SPP_N | SPP_S | Internal | Summer | B10 | 1262 | 4000 | 2913.45 | 38.85 | 38.86 | 0.01 | 0
2020 | SPP_N_2_SPP_S | SPP_N | SPP_S | Internal | Winter | B16 | 25 | 4000 | 0 | 57.03 | 57.02 | 0.01 | 0
2020 | SPP_N_2_SPP_S | SPP_N | SPP_S | Internal | Winter | B17 | 100 | 4000 | 394.53 | 43.9 | 43.91 | 0.01 | 0
2020 | SPP_N_2_SPP_S | SPP_N | SPP_S | Internal | Winter | B18 | 400 | 4000 | 653.18 | 42.83 | 42.84 | 0.01 | 0
2020 | SPP_N_2_SPP_S | SPP_N | SPP_S | Internal | Winter | B19 | 700 | 4000 | 1340.59 | 42.83 | 42.84 | 0.01 | 0
2020 | SPP_N_2_SPP_S | SPP_N | SPP_S | Internal | Winter | B20 | 935 | 4000 | 3043.77 | 42.74 | 42.75 | 0.01 | 0
2020 | SPP_S_2_ENT | SPP_S | ENT | Internal | Shoulder | B11 | 25 | 850 | 641.24 | 64 | 69 | 5 | 0
2020 | SPP_S_2_ENT | SPP_S | ENT | Internal | Shoulder | B12 | 200 | 850 | 0 | 42.02 | 41.91 | 5 | 0
2020 | SPP_S_2_ENT | SPP_S | ENT | Internal | Shoulder | B13 | 600 | 850 | 0 | 41.6 | 41.91 | 5 | 0
2020 | SPP_S_2_ENT | SPP_S | ENT | Internal | Shoulder | B14 | 900 | 850 | 0 | 40.2 | 41.61 | 5 | 0
2020 | SPP_S_2_ENT | SPP_S | ENT | Internal | Shoulder | B15 | 1203 | 850 | 0 | 40.2 | 41.61 | 5 | 0
2020 | SPP_S_2_ENT | SPP_S | ENT | Internal | Summer | B1 | 10 | 850 | 850 | 93.26 | 170.88 | 5 | 72.61
2020 | SPP_S_2_ENT | SPP_S | ENT | Internal | Summer | B2 | 25 | 850 | 0 | 68.59 | 73.38 | 5 | 0
2020 | SPP_S_2_ENT | SPP_S | ENT | Internal | Summer | B3 | 75 | 850 | 0 | 65.82 | 68.21 | 5 | 0
2020 | SPP_S_2_ENT | SPP_S | ENT | Internal | Summer | B4 | 100 | 850 | 0 | 65.22 | 68.21 | 5 | 0
2020 | SPP_S_2_ENT | SPP_S | ENT | Internal | Summer | B5 | 200 | 850 | 0 | 64.56 | 68.21 | 5 | 0
2020 | SPP_S_2_ENT | SPP_S | ENT | Internal | Summer | B6 | 300 | 850 | 0 | 55.88 | 55.57 | 5 | 0
2020 | SPP_S_2_ENT | SPP_S | ENT | Internal | Summer | B7 | 400 | 850 | 0 | 47.51 | 45.94 | 5 | 0
2020 | SPP_S_2_ENT | SPP_S | ENT | Internal | Summer | B8 | 500 | 850 | 0 | 40.62 | 40.59 | 5 | 0
2020 | SPP_S_2_ENT | SPP_S | ENT | Internal | Summer | B9 | 800 | 850 | 0 | 39.45 | 40.3 | 5 | 0
2020 | SPP_S_2_ENT | SPP_S | ENT | Internal | Summer | B10 | 1262 | 850 | 0 | 38.86 | 39.8 | 5 | 0
2020 | SPP_S_2_ENT | SPP_S | ENT | Internal | Winter | B16 | 25 | 850 | 0 | 57.02 | 61.87 | 5 | 0
2020 | SPP_S_2_ENT | SPP_S | ENT | Internal | Winter | B17 | 100 | 850 | 0 | 43.91 | 44.52 | 5 | 0
2020 | SPP_S_2_ENT | SPP_S | ENT | Internal | Winter | B18 | 400 | 850 | 0 | 42.84 | 44.2 | 5 | 0
2020 | SPP_S_2_ENT | SPP_S | ENT | Internal | Winter | B19 | 700 | 850 | 0 | 42.84 | 44.2 | 5 | 0
2020 | SPP_S_2_ENT | SPP_S | ENT | Internal | Winter | B20 | 935 | 850 | 0 | 42.75 | 42.75 | 5 | 0
2020 | SPP_S_2_SPP_N | SPP_S | SPP_N | Internal | Shoulder | B11 | 25 | 640 | 640 | 64 | 68.2 | 0.01 | 4.19
2020 | SPP_S_2_SPP_N | SPP_S | SPP_N | Internal | Shoulder | B12 | 200 | 640 | 640 | 42.02 | 44.91 | 0.01 | 2.88
2020 | SPP_S_2_SPP_N | SPP_S | SPP_N | Internal | Shoulder | B13 | 600 | 640 | 256 | 41.6 | 41.62 | 0.01 | 0
2020 | SPP_S_2_SPP_N | SPP_S | SPP_N | Internal | Shoulder | B14 | 900 | 640 | 640 | 40.2 | 40.57 | 0.01 | 0.36
2020 | SPP_S_2_SPP_N | SPP_S | SPP_N | Internal | Shoulder | B15 | 1203 | 640 | 0 | 40.2 | 40.19 | 0.01 | 0
2020 | SPP_S_2_SPP_N | SPP_S | SPP_N | Internal | Summer | B1 | 10 | 640 | 640 | 93.26 | 165.88 | 0.01 | 72.6
2020 | SPP_S_2_SPP_N | SPP_S | SPP_N | Internal | Summer | B2 | 25 | 640 | 29.45 | 68.59 | 68.61 | 0.01 | 0
2020 | SPP_S_2_SPP_N | SPP_S | SPP_N | Internal | Summer | B3 | 75 | 640 | 640 | 65.82 | 66.03 | 0.01 | 0.21
2020 | SPP_S_2_SPP_N | SPP_S | SPP_N | Internal | Summer | B4 | 100 | 640 | 640 | 65.22 | 66.03 | 0.01 | 0.8
2020 | SPP_S_2_SPP_N | SPP_S | SPP_N | Internal | Summer | B5 | 200 | 640 | 640 | 64.56 | 66.03 | 0.01 | 1.47
2020 | SPP_S_2_SPP_N | SPP_S | SPP_N | Internal | Summer | B6 | 300 | 640 | 396.51 | 55.88 | 55.89 | 0.01 | 0
2020 | SPP_S_2_SPP_N | SPP_S | SPP_N | Internal | Summer | B7 | 400 | 640 | 0 | 47.51 | 47.5 | 0.01 | 0
2020 | SPP_S_2_SPP_N | SPP_S | SPP_N | Internal | Summer | B8 | 500 | 640 | 0 | 40.62 | 40.6 | 0.01 | 0
2020 | SPP_S_2_SPP_N | SPP_S | SPP_N | Internal | Summer | B9 | 800 | 640 | 0 | 39.45 | 39.43 | 0.01 | 0
2020 | SPP_S_2_SPP_N | SPP_S | SPP_N | Internal | Summer | B10 | 1262 | 640 | 0 | 38.86 | 38.85 | 0.01 | 0
2020 | SPP_S_2_SPP_N | SPP_S | SPP_N | Internal | Winter | B16 | 25 | 640 | 611.15 | 57.02 | 57.03 | 0.01 | 0
2020 | SPP_S_2_SPP_N | SPP_S | SPP_N | Internal | Winter | B17 | 100 | 640 | 0 | 43.91 | 43.9 | 0.01 | 0
2020 | SPP_S_2_SPP_N | SPP_S | SPP_N | Internal | Winter | B18 | 400 | 640 | 0 | 42.84 | 42.83 | 0.01 | 0
2020 | SPP_S_2_SPP_N | SPP_S | SPP_N | Internal | Winter | B19 | 700 | 640 | 0 | 42.84 | 42.83 | 0.01 | 0
2020 | SPP_S_2_SPP_N | SPP_S | SPP_N | Internal | Winter | B20 | 935 | 640 | 0 | 42.75 | 42.74 | 0.01 | 0
2020 | TVA_2_ENT | TVA | ENT | Internal | Shoulder | B11 | 25 | 500 | 28.77 | 60 | 69 | 9 | 0
2020 | TVA_2_ENT | TVA | ENT | Internal | Shoulder | B12 | 200 | 500 | 0 | 43.52 | 41.91 | 9 | 0
2020 | TVA_2_ENT | TVA | ENT | Internal | Shoulder | B13 | 600 | 500 | 0 | 43.52 | 41.91 | 9 | 0
2020 | TVA_2_ENT | TVA | ENT | Internal | Shoulder | B14 | 900 | 500 | 0 | 43.52 | 41.61 | 9 | 0
2020 | TVA_2_ENT | TVA | ENT | Internal | Shoulder | B15 | 1203 | 500 | 0 | 43.22 | 41.61 | 9 | 0
2020 | TVA_2_ENT | TVA | ENT | Internal | Summer | B1 | 10 | 500 | 0 | 170.89 | 170.88 | 9 | 0
2020 | TVA_2_ENT | TVA | ENT | Internal | Summer | B2 | 25 | 500 | 0 | 73.39 | 73.38 | 9 | 0
2020 | TVA_2_ENT | TVA | ENT | Internal | Summer | B3 | 75 | 500 | 0 | 69.15 | 68.21 | 9 | 0
2020 | TVA_2_ENT | TVA | ENT | Internal | Summer | B4 | 100 | 500 | 0 | 67.29 | 68.21 | 9 | 0
2020 | TVA_2_ENT | TVA | ENT | Internal | Summer | B5 | 200 | 500 | 0 | 66.17 | 68.21 | 9 | 0
2020 | TVA_2_ENT | TVA | ENT | Internal | Summer | B6 | 300 | 500 | 0 | 52.3 | 55.57 | 9 | 0
2020 | TVA_2_ENT | TVA | ENT | Internal | Summer | B7 | 400 | 500 | 0 | 42.16 | 45.94 | 9 | 0
2020 | TVA_2_ENT | TVA | ENT | Internal | Summer | B8 | 500 | 500 | 0 | 41.5 | 40.59 | 9 | 0
2020 | TVA_2_ENT | TVA | ENT | Internal | Summer | B9 | 800 | 500 | 0 | 40.44 | 40.3 | 9 | 0
2020 | TVA_2_ENT | TVA | ENT | Internal | Summer | B10 | 1262 | 500 | 0 | 37.45 | 39.8 | 9 | 0
2020 | TVA_2_ENT | TVA | ENT | Internal | Winter | B16 | 25 | 500 | 0 | 66.82 | 61.87 | 9 | 0
2020 | TVA_2_ENT | TVA | ENT | Internal | Winter | B17 | 100 | 500 | 0 | 46.15 | 44.52 | 9 | 0
2020 | TVA_2_ENT | TVA | ENT | Internal | Winter | B18 | 400 | 500 | 0 | 44.26 | 44.2 | 9 | 0
2020 | TVA_2_ENT | TVA | ENT | Internal | Winter | B19 | 700 | 500 | 0 | 44.26 | 44.2 | 9 | 0
2020 | TVA_2_ENT | TVA | ENT | Internal | Winter | B20 | 935 | 500 | 0 | 43.05 | 42.75 | 9 | 0
2020 | TVA_2_NonRTO_Midwest | TVA | NonRTO_Midwest | Internal | Shoulder | B11 | 25 | 100 | 100 | 60 | 69.2 | 9 | 0.2
2020 | TVA_2_NonRTO_Midwest | TVA | NonRTO_Midwest | Internal | Shoulder | B12 | 200 | 100 | 100 | 43.52 | 57.92 | 9 | 5.4
2020 | TVA_2_NonRTO_Midwest | TVA | NonRTO_Midwest | Internal | Shoulder | B13 | 600 | 100 | 0 | 43.52 | 50.38 | 9 | 0
2020 | TVA_2_NonRTO_Midwest | TVA | NonRTO_Midwest | Internal | Shoulder | B14 | 900 | 100 | 0 | 43.52 | 48.27 | 9 | 0
2020 | TVA_2_NonRTO_Midwest | TVA | NonRTO_Midwest | Internal | Shoulder | B15 | 1203 | 100 | 0 | 43.22 | 35.39 | 9 | 0
2020 | TVA_2_NonRTO_Midwest | TVA | NonRTO_Midwest | Internal | Summer | B1 | 10 | 100 | 0 | 170.89 | 170.88 | 9 | 0
2020 | TVA_2_NonRTO_Midwest | TVA | NonRTO_Midwest | Internal | Summer | B2 | 25 | 100 | 0 | 73.39 | 73.37 | 9 | 0
2020 | TVA_2_NonRTO_Midwest | TVA | NonRTO_Midwest | Internal | Summer | B3 | 75 | 100 | 0 | 69.15 | 68.51 | 9 | 0
2020 | TVA_2_NonRTO_Midwest | TVA | NonRTO_Midwest | Internal | Summer | B4 | 100 | 100 | 0 | 67.29 | 68.51 | 9 | 0
2020 | TVA_2_NonRTO_Midwest | TVA | NonRTO_Midwest | Internal | Summer | B5 | 200 | 100 | 0 | 66.17 | 68.51 | 9 | 0
2020 | TVA_2_NonRTO_Midwest | TVA | NonRTO_Midwest | Internal | Summer | B6 | 300 | 100 | 0 | 52.3 | 56.9 | 9 | 0
2020 | TVA_2_NonRTO_Midwest | TVA | NonRTO_Midwest | Internal | Summer | B7 | 400 | 100 | 0 | 42.16 | 48.52 | 9 | 0
2020 | TVA_2_NonRTO_Midwest | TVA | NonRTO_Midwest | Internal | Summer | B8 | 500 | 100 | 0 | 41.5 | 45.36 | 9 | 0
2020 | TVA_2_NonRTO_Midwest | TVA | NonRTO_Midwest | Internal | Summer | B9 | 800 | 100 | 0 | 40.44 | 37.31 | 9 | 0
2020 | TVA_2_NonRTO_Midwest | TVA | NonRTO_Midwest | Internal | Summer | B10 | 1262 | 100 | 0 | 37.45 | 35.06 | 9 | 0
2020 | TVA_2_NonRTO_Midwest | TVA | NonRTO_Midwest | Internal | Winter | B16 | 25 | 100 | 0 | 66.82 | 70.81 | 9 | 0
2020 | TVA_2_NonRTO_Midwest | TVA | NonRTO_Midwest | Internal | Winter | B17 | 100 | 100 | 100 | 46.15 | 56.31 | 9 | 1.16
2020 | TVA_2_NonRTO_Midwest | TVA | NonRTO_Midwest | Internal | Winter | B18 | 400 | 100 | 0 | 44.26 | 51.39 | 9 | 0
2020 | TVA_2_NonRTO_Midwest | TVA | NonRTO_Midwest | Internal | Winter | B19 | 700 | 100 | 0 | 44.26 | 49.22 | 9 | 0
2020 | TVA_2_NonRTO_Midwest | TVA | NonRTO_Midwest | Internal | Winter | B20 | 935 | 100 | 0 | 43.05 | 35.48 | 9 | 0
2020 | TVA_2_PJM_ROR | TVA | PJM_ROR | Internal | Shoulder | B11 | 25 | 500 | 0 | 60 | 59.19 | 9 | 0
2020 | TVA_2_PJM_ROR | TVA | PJM_ROR | Internal | Shoulder | B12 | 200 | 500 | 0 | 43.52 | 48.24 | 9 | 0
2020 | TVA_2_PJM_ROR | TVA | PJM_ROR | Internal | Shoulder | B13 | 600 | 500 | 0 | 43.52 | 42.79 | 9 | 0
2020 | TVA_2_PJM_ROR | TVA | PJM_ROR | Internal | Shoulder | B14 | 900 | 500 | 0 | 43.52 | 40.11 | 9 | 0
2020 | TVA_2_PJM_ROR | TVA | PJM_ROR | Internal | Shoulder | B15 | 1203 | 500 | 0 | 43.22 | 37.21 | 9 | 0
2020 | TVA_2_PJM_ROR | TVA | PJM_ROR | Internal | Summer | B1 | 10 | 500 | 0 | 170.89 | 164.88 | 9 | 0
2020 | TVA_2_PJM_ROR | TVA | PJM_ROR | Internal | Summer | B2 | 25 | 500 | 0 | 73.39 | 67.38 | 9 | 0
2020 | TVA_2_PJM_ROR | TVA | PJM_ROR | Internal | Summer | B3 | 75 | 500 | 0 | 69.15 | 61.28 | 9 | 0
2020 | TVA_2_PJM_ROR | TVA | PJM_ROR | Internal | Summer | B4 | 100 | 500 | 0 | 67.29 | 61.28 | 9 | 0
2020 | TVA_2_PJM_ROR | TVA | PJM_ROR | Internal | Summer | B5 | 200 | 500 | 0 | 66.17 | 60.16 | 9 | 0
2020 | TVA_2_PJM_ROR | TVA | PJM_ROR | Internal | Summer | B6 | 300 | 500 | 0 | 52.3 | 48.57 | 9 | 0
2020 | TVA_2_PJM_ROR | TVA | PJM_ROR | Internal | Summer | B7 | 400 | 500 | 0 | 42.16 | 38.94 | 9 | 0
2020 | TVA_2_PJM_ROR | TVA | PJM_ROR | Internal | Summer | B8 | 500 | 500 | 0 | 41.5 | 37.62 | 9 | 0
2020 | TVA_2_PJM_ROR | TVA | PJM_ROR | Internal | Summer | B9 | 800 | 500 | 0 | 40.44 | 35.98 | 9 | 0
2020 | TVA_2_PJM_ROR | TVA | PJM_ROR | Internal | Summer | B10 | 1262 | 500 | 0 | 37.45 | 34.65 | 9 | 0
2020 | TVA_2_PJM_ROR | TVA | PJM_ROR | Internal | Winter | B16 | 25 | 500 | 0 | 66.82 | 60.81 | 9 | 0
2020 | TVA_2_PJM_ROR | TVA | PJM_ROR | Internal | Winter | B17 | 100 | 500 | 0 | 46.15 | 50.18 | 9 | 0
2020 | TVA_2_PJM_ROR | TVA | PJM_ROR | Internal | Winter | B18 | 400 | 500 | 0 | 44.26 | 44.06 | 9 | 0
2020 | TVA_2_PJM_ROR | TVA | PJM_ROR | Internal | Winter | B19 | 700 | 500 | 0 | 44.26 | 41.74 | 9 | 0
2020 | TVA_2_PJM_ROR | TVA | PJM_ROR | Internal | Winter | B20 | 935 | 500 | 0 | 43.05 | 37.04 | 9 | 0
2020 | TVA_2_SOCO | TVA | SOCO | Internal | Shoulder | B11 | 25 | 500 | 0 | 60 | 67.86 | 9 | 0
2020 | TVA_2_SOCO | TVA | SOCO | Internal | Shoulder | B12 | 200 | 500 | 0 | 43.52 | 44.24 | 9 | 0
2020 | TVA_2_SOCO | TVA | SOCO | Internal | Shoulder | B13 | 600 | 500 | 0 | 43.52 | 42.1 | 9 | 0
2020 | TVA_2_SOCO | TVA | SOCO | Internal | Shoulder | B14 | 900 | 500 | 0 | 43.52 | 42.1 | 9 | 0
2020 | TVA_2_SOCO | TVA | SOCO | Internal | Shoulder | B15 | 1203 | 500 | 0 | 43.22 | 42.1 | 9 | 0
2020 | TVA_2_SOCO | TVA | SOCO | Internal | Summer | B1 | 10 | 500 | 0 | 170.89 | 179.88 | 9 | 0
2020 | TVA_2_SOCO | TVA | SOCO | Internal | Summer | B2 | 25 | 500 | 0 | 73.39 | 81.38 | 9 | 0
2020 | TVA_2_SOCO | TVA | SOCO | Internal | Summer | B3 | 75 | 500 | 0 | 69.15 | 76.21 | 9 | 0
2020 | TVA_2_SOCO | TVA | SOCO | Internal | Summer | B4 | 100 | 500 | 0 | 67.29 | 71.02 | 9 | 0
2020 | TVA_2_SOCO | TVA | SOCO | Internal | Summer | B5 | 200 | 500 | 0 | 66.17 | 69.69 | 9 | 0
2020 | TVA_2_SOCO | TVA | SOCO | Internal | Summer | B6 | 300 | 500 | 500 | 52.3 | 63.57 | 9 | 2.26
2020 | TVA_2_SOCO | TVA | SOCO | Internal | Summer | B7 | 400 | 500 | 500 | 42.16 | 53.94 | 9 | 2.78
2020 | TVA_2_SOCO | TVA | SOCO | Internal | Summer | B8 | 500 | 500 | 0 | 41.5 | 43.91 | 9 | 0
2020 | TVA_2_SOCO | TVA | SOCO | Internal | Summer | B9 | 800 | 500 | 0 | 40.44 | 40.87 | 9 | 0
2020 | TVA_2_SOCO | TVA | SOCO | Internal | Summer | B10 | 1262 | 500 | 0 | 37.45 | 40.87 | 9 | 0
2020 | TVA_2_SOCO | TVA | SOCO | Internal | Winter | B16 | 25 | 500 | 0 | 66.82 | 69.87 | 9 | 0
2020 | TVA_2_SOCO | TVA | SOCO | Internal | Winter | B17 | 100 | 500 | 0 | 46.15 | 46.18 | 9 | 0
2020 | TVA_2_SOCO | TVA | SOCO | Internal | Winter | B18 | 400 | 500 | 0 | 44.26 | 44.59 | 9 | 0
2020 | TVA_2_SOCO | TVA | SOCO | Internal | Winter | B19 | 700 | 500 | 0 | 44.26 | 44.59 | 9 | 0
2020 | TVA_2_SOCO | TVA | SOCO | Internal | Winter | B20 | 935 | 500 | 0 | 43.05 | 43.98 | 9 | 0
2020 | TVA_2_VACAR | TVA | VACAR | Internal | Shoulder | B11 | 25 | 150 | 0 | 60 | 65.19 | 9 | 0
2020 | TVA_2_VACAR | TVA | VACAR | Internal | Shoulder | B12 | 200 | 150 | 150 | 43.52 | 54.24 | 9 | 1.71
2020 | TVA_2_VACAR | TVA | VACAR | Internal | Shoulder | B13 | 600 | 150 | 0 | 43.52 | 48.79 | 9 | 0
2020 | TVA_2_VACAR | TVA | VACAR | Internal | Shoulder | B14 | 900 | 150 | 0 | 43.52 | 46.11 | 9 | 0
2020 | TVA_2_VACAR | TVA | VACAR | Internal | Shoulder | B15 | 1203 | 150 | 0 | 43.22 | 43.21 | 9 | 0
2020 | TVA_2_VACAR | TVA | VACAR | Internal | Summer | B1 | 10 | 150 | 0 | 170.89 | 172.88 | 9 | 0
2020 | TVA_2_VACAR | TVA | VACAR | Internal | Summer | B2 | 25 | 150 | 0 | 73.39 | 74.38 | 9 | 0
2020 | TVA_2_VACAR | TVA | VACAR | Internal | Summer | B3 | 75 | 150 | 0 | 69.15 | 73.05 | 9 | 0
2020 | TVA_2_VACAR | TVA | VACAR | Internal | Summer | B4 | 100 | 150 | 0 | 67.29 | 73.05 | 9 | 0
2020 | TVA_2_VACAR | TVA | VACAR | Internal | Summer | B5 | 200 | 150 | 0 | 66.17 | 73.05 | 9 | 0
2020 | TVA_2_VACAR | TVA | VACAR | Internal | Summer | B6 | 300 | 150 | 0 | 52.3 | 57.37 | 9 | 0
2020 | TVA_2_VACAR | TVA | VACAR | Internal | Summer | B7 | 400 | 150 | 0 | 42.16 | 47.64 | 9 | 0
2020 | TVA_2_VACAR | TVA | VACAR | Internal | Summer | B8 | 500 | 150 | 0 | 41.5 | 45.14 | 9 | 0
2020 | TVA_2_VACAR | TVA | VACAR | Internal | Summer | B9 | 800 | 150 | 0 | 40.44 | 43.18 | 9 | 0
2020 | TVA_2_VACAR | TVA | VACAR | Internal | Summer | B10 | 1262 | 150 | 0 | 37.45 | 41.25 | 9 | 0
2020 | TVA_2_VACAR | TVA | VACAR | Internal | Winter | B16 | 25 | 150 | 150 | 66.82 | 79.87 | 9 | 4.06
2020 | TVA_2_VACAR | TVA | VACAR | Internal | Winter | B17 | 100 | 150 | 150 | 46.15 | 56.18 | 9 | 1.04
2020 | TVA_2_VACAR | TVA | VACAR | Internal | Winter | B18 | 400 | 150 | 0 | 44.26 | 49.56 | 9 | 0
2020 | TVA_2_VACAR | TVA | VACAR | Internal | Winter | B19 | 700 | 150 | 0 | 44.26 | 46.49 | 9 | 0
2020 | TVA_2_VACAR | TVA | VACAR | Internal | Winter | B20 | 935 | 150 | 0 | 43.05 | 43.04 | 9 | 0
2020 | TVA_Transmission_2_NonRTO_Midwest | TVA_Transmission | NonRTO_Midwest | Internal | Shoulder | B11 | 25 | 700 | 0 | 63.76 | 69.2 | 9 | 0
2020 | TVA_Transmission_2_NonRTO_Midwest | TVA_Transmission | NonRTO_Midwest | Internal | Shoulder | B12 | 200 | 700 | 0 | 49.43 | 57.92 | 9 | 0
2020 | TVA_Transmission_2_NonRTO_Midwest | TVA_Transmission | NonRTO_Midwest | Internal | Shoulder | B13 | 600 | 700 | 0 | 45.75 | 50.38 | 9 | 0
2020 | TVA_Transmission_2_NonRTO_Midwest | TVA_Transmission | NonRTO_Midwest | Internal | Shoulder | B14 | 900 | 700 | 0 | 44.72 | 48.27 | 9 | 0
2020 | TVA_Transmission_2_NonRTO_Midwest | TVA_Transmission | NonRTO_Midwest | Internal | Shoulder | B15 | 1203 | 700 | 0 | 43.21 | 35.39 | 9 | 0
2020 | TVA_Transmission_2_NonRTO_Midwest | TVA_Transmission | NonRTO_Midwest | Internal | Summer | B1 | 10 | 700 | 0 | 170.88 | 170.88 | 9 | 0
2020 | TVA_Transmission_2_NonRTO_Midwest | TVA_Transmission | NonRTO_Midwest | Internal | Summer | B2 | 25 | 700 | 0 | 73.38 | 73.37 | 9 | 0
2020 | TVA_Transmission_2_NonRTO_Midwest | TVA_Transmission | NonRTO_Midwest | Internal | Summer | B3 | 75 | 700 | 0 | 69.14 | 68.51 | 9 | 0
2020 | TVA_Transmission_2_NonRTO_Midwest | TVA_Transmission | NonRTO_Midwest | Internal | Summer | B4 | 100 | 700 | 0 | 67.28 | 68.51 | 9 | 0
2020 | TVA_Transmission_2_NonRTO_Midwest | TVA_Transmission | NonRTO_Midwest | Internal | Summer | B5 | 200 | 700 | 0 | 66.16 | 68.51 | 9 | 0
2020 | TVA_Transmission_2_NonRTO_Midwest | TVA_Transmission | NonRTO_Midwest | Internal | Summer | B6 | 300 | 700 | 0 | 54.57 | 56.9 | 9 | 0
2020 | TVA_Transmission_2_NonRTO_Midwest | TVA_Transmission | NonRTO_Midwest | Internal | Summer | B7 | 400 | 700 | 0 | 44.94 | 48.52 | 9 | 0
2020 | TVA_Transmission_2_NonRTO_Midwest | TVA_Transmission | NonRTO_Midwest | Internal | Summer | B8 | 500 | 700 | 0 | 42.5 | 45.36 | 9 | 0
2020 | TVA_Transmission_2_NonRTO_Midwest | TVA_Transmission | NonRTO_Midwest | Internal | Summer | B9 | 800 | 700 | 0 | 41.07 | 37.31 | 9 | 0
2020 | TVA_Transmission_2_NonRTO_Midwest | TVA_Transmission | NonRTO_Midwest | Internal | Summer | B10 | 1262 | 700 | 0 | 38.83 | 35.06 | 9 | 0
2020 | TVA_Transmission_2_NonRTO_Midwest | TVA_Transmission | NonRTO_Midwest | Internal | Winter | B16 | 25 | 700 | 0 | 66.81 | 70.81 | 9 | 0
2020 | TVA_Transmission_2_NonRTO_Midwest | TVA_Transmission | NonRTO_Midwest | Internal | Winter | B17 | 100 | 700 | 0 | 50.51 | 56.31 | 9 | 0
2020 | TVA_Transmission_2_NonRTO_Midwest | TVA_Transmission | NonRTO_Midwest | Internal | Winter | B18 | 400 | 700 | 0 | 46.93 | 51.39 | 9 | 0
2020 | TVA_Transmission_2_NonRTO_Midwest | TVA_Transmission | NonRTO_Midwest | Internal | Winter | B19 | 700 | 700 | 0 | 45.85 | 49.22 | 9 | 0
2020 | TVA_Transmission_2_NonRTO_Midwest | TVA_Transmission | NonRTO_Midwest | Internal | Winter | B20 | 935 | 700 | 0 | 43.04 | 35.48 | 9 | 0
2020 | TVA_Transmission_2_PJM_ROR | TVA_Transmission | PJM_ROR | Internal | Shoulder | B11 | 25 | 2000 | 0 | 63.76 | 59.19 | 9 | 0
2020 | TVA_Transmission_2_PJM_ROR | TVA_Transmission | PJM_ROR | Internal | Shoulder | B12 | 200 | 2000 | 0 | 49.43 | 48.24 | 9 | 0
2020 | TVA_Transmission_2_PJM_ROR | TVA_Transmission | PJM_ROR | Internal | Shoulder | B13 | 600 | 2000 | 0 | 45.75 | 42.79 | 9 | 0
2020 | TVA_Transmission_2_PJM_ROR | TVA_Transmission | PJM_ROR | Internal | Shoulder | B14 | 900 | 2000 | 0 | 44.72 | 40.11 | 9 | 0
2020 | TVA_Transmission_2_PJM_ROR | TVA_Transmission | PJM_ROR | Internal | Shoulder | B15 | 1203 | 2000 | 0 | 43.21 | 37.21 | 9 | 0
2020 | TVA_Transmission_2_PJM_ROR | TVA_Transmission | PJM_ROR | Internal | Summer | B1 | 10 | 2000 | 0 | 170.88 | 164.88 | 9 | 0
2020 | TVA_Transmission_2_PJM_ROR | TVA_Transmission | PJM_ROR | Internal | Summer | B2 | 25 | 2000 | 0 | 73.38 | 67.38 | 9 | 0
2020 | TVA_Transmission_2_PJM_ROR | TVA_Transmission | PJM_ROR | Internal | Summer | B3 | 75 | 2000 | 0 | 69.14 | 61.28 | 9 | 0
2020 | TVA_Transmission_2_PJM_ROR | TVA_Transmission | PJM_ROR | Internal | Summer | B4 | 100 | 2000 | 0 | 67.28 | 61.28 | 9 | 0
2020 | TVA_Transmission_2_PJM_ROR | TVA_Transmission | PJM_ROR | Internal | Summer | B5 | 200 | 2000 | 0 | 66.16 | 60.16 | 9 | 0
2020 | TVA_Transmission_2_PJM_ROR | TVA_Transmission | PJM_ROR | Internal | Summer | B6 | 300 | 2000 | 0 | 54.57 | 48.57 | 9 | 0
2020 | TVA_Transmission_2_PJM_ROR | TVA_Transmission | PJM_ROR | Internal | Summer | B7 | 400 | 2000 | 0 | 44.94 | 38.94 | 9 | 0
2020 | TVA_Transmission_2_PJM_ROR | TVA_Transmission | PJM_ROR | Internal | Summer | B8 | 500 | 2000 | 0 | 42.5 | 37.62 | 9 | 0
2020 | TVA_Transmission_2_PJM_ROR | TVA_Transmission | PJM_ROR | Internal | Summer | B9 | 800 | 2000 | 0 | 41.07 | 35.98 | 9 | 0
2020 | TVA_Transmission_2_PJM_ROR | TVA_Transmission | PJM_ROR | Internal | Summer | B10 | 1262 | 2000 | 0 | 38.83 | 34.65 | 9 | 0
2020 | TVA_Transmission_2_PJM_ROR | TVA_Transmission | PJM_ROR | Internal | Winter | B16 | 25 | 2000 | 0 | 66.81 | 60.81 | 9 | 0
2020 | TVA_Transmission_2_PJM_ROR | TVA_Transmission | PJM_ROR | Internal | Winter | B17 | 100 | 2000 | 0 | 50.51 | 50.18 | 9 | 0
2020 | TVA_Transmission_2_PJM_ROR | TVA_Transmission | PJM_ROR | Internal | Winter | B18 | 400 | 2000 | 0 | 46.93 | 44.06 | 9 | 0
2020 | TVA_Transmission_2_PJM_ROR | TVA_Transmission | PJM_ROR | Internal | Winter | B19 | 700 | 2000 | 0 | 45.85 | 41.74 | 9 | 0
2020 | TVA_Transmission_2_PJM_ROR | TVA_Transmission | PJM_ROR | Internal | Winter | B20 | 935 | 2000 | 0 | 43.04 | 37.04 | 9 | 0
2020 | TVA_Transmission_2_SOCO | TVA_Transmission | SOCO | Internal | Shoulder | B11 | 25 | 3200 | 0 | 63.76 | 67.86 | 9 | 0
2020 | TVA_Transmission_2_SOCO | TVA_Transmission | SOCO | Internal | Shoulder | B12 | 200 | 3200 | 0 | 49.43 | 44.24 | 9 | 0
2020 | TVA_Transmission_2_SOCO | TVA_Transmission | SOCO | Internal | Shoulder | B13 | 600 | 3200 | 0 | 45.75 | 42.1 | 9 | 0
2020 | TVA_Transmission_2_SOCO | TVA_Transmission | SOCO | Internal | Shoulder | B14 | 900 | 3200 | 0 | 44.72 | 42.1 | 9 | 0
2020 | TVA_Transmission_2_SOCO | TVA_Transmission | SOCO | Internal | Shoulder | B15 | 1203 | 3200 | 0 | 43.21 | 42.1 | 9 | 0
2020 | TVA_Transmission_2_SOCO | TVA_Transmission | SOCO | Internal | Summer | B1 | 10 | 3200 | 2265.53 | 170.88 | 179.88 | 9 | 0
2020 | TVA_Transmission_2_SOCO | TVA_Transmission | SOCO | Internal | Summer | B2 | 25 | 3200 | 0 | 73.38 | 81.38 | 9 | 0
2020 | TVA_Transmission_2_SOCO | TVA_Transmission | SOCO | Internal | Summer | B3 | 75 | 3200 | 0 | 69.14 | 76.21 | 9 | 0
2020 | TVA_Transmission_2_SOCO | TVA_Transmission | SOCO | Internal | Summer | B4 | 100 | 3200 | 0 | 67.28 | 71.02 | 9 | 0
2020 | TVA_Transmission_2_SOCO | TVA_Transmission | SOCO | Internal | Summer | B5 | 200 | 3200 | 0 | 66.16 | 69.69 | 9 | 0
2020 | TVA_Transmission_2_SOCO | TVA_Transmission | SOCO | Internal | Summer | B6 | 300 | 3200 | 853 | 54.57 | 63.57 | 9 | 0
2020 | TVA_Transmission_2_SOCO | TVA_Transmission | SOCO | Internal | Summer | B7 | 400 | 3200 | 83.95 | 44.94 | 53.94 | 9 | 0
2020 | TVA_Transmission_2_SOCO | TVA_Transmission | SOCO | Internal | Summer | B8 | 500 | 3200 | 0 | 42.5 | 43.91 | 9 | 0
2020 | TVA_Transmission_2_SOCO | TVA_Transmission | SOCO | Internal | Summer | B9 | 800 | 3200 | 0 | 41.07 | 40.87 | 9 | 0
2020 | TVA_Transmission_2_SOCO | TVA_Transmission | SOCO | Internal | Summer | B10 | 1262 | 3200 | 0 | 38.83 | 40.87 | 9 | 0
2020 | TVA_Transmission_2_SOCO | TVA_Transmission | SOCO | Internal | Winter | B16 | 25 | 3200 | 0 | 66.81 | 69.87 | 9 | 0
2020 | TVA_Transmission_2_SOCO | TVA_Transmission | SOCO | Internal | Winter | B17 | 100 | 3200 | 0 | 50.51 | 46.18 | 9 | 0
2020 | TVA_Transmission_2_SOCO | TVA_Transmission | SOCO | Internal | Winter | B18 | 400 | 3200 | 0 | 46.93 | 44.59 | 9 | 0
2020 | TVA_Transmission_2_SOCO | TVA_Transmission | SOCO | Internal | Winter | B19 | 700 | 3200 | 0 | 45.85 | 44.59 | 9 | 0
2020 | TVA_Transmission_2_SOCO | TVA_Transmission | SOCO | Internal | Winter | B20 | 935 | 3200 | 0 | 43.04 | 43.98 | 9 | 0
2020 | TVA_Transmission_2_TVA | TVA_Transmission | TVA | Internal | Shoulder | B11 | 25 | 99999 | 0 | 63.76 | 60 | 0.01 | 0
2020 | TVA_Transmission_2_TVA | TVA_Transmission | TVA | Internal | Shoulder | B12 | 200 | 99999 | 0 | 49.43 | 43.52 | 0.01 | 0
2020 | TVA_Transmission_2_TVA | TVA_Transmission | TVA | Internal | Shoulder | B13 | 600 | 99999 | 0 | 45.75 | 43.52 | 0.01 | 0
2020 | TVA_Transmission_2_TVA | TVA_Transmission | TVA | Internal | Shoulder | B14 | 900 | 99999 | 0 | 44.72 | 43.52 | 0.01 | 0
2020 | TVA_Transmission_2_TVA | TVA_Transmission | TVA | Internal | Shoulder | B15 | 1203 | 99999 | 1043.24 | 43.21 | 43.22 | 0.01 | 0
2020 | TVA_Transmission_2_TVA | TVA_Transmission | TVA | Internal | Summer | B1 | 10 | 99999 | 873.37 | 170.88 | 170.89 | 0.01 | 0
2020 | TVA_Transmission_2_TVA | TVA_Transmission | TVA | Internal | Summer | B2 | 25 | 99999 | 2946.28 | 73.38 | 73.39 | 0.01 | 0
2020 | TVA_Transmission_2_TVA | TVA_Transmission | TVA | Internal | Summer | B3 | 75 | 99999 | 2807.77 | 69.14 | 69.15 | 0.01 | 0
2020 | TVA_Transmission_2_TVA | TVA_Transmission | TVA | Internal | Summer | B4 | 100 | 99999 | 2108.23 | 67.28 | 67.29 | 0.01 | 0
2020 | TVA_Transmission_2_TVA | TVA_Transmission | TVA | Internal | Summer | B5 | 200 | 99999 | 508.11 | 66.16 | 66.17 | 0.01 | 0
2020 | TVA_Transmission_2_TVA | TVA_Transmission | TVA | Internal | Summer | B6 | 300 | 99999 | 0 | 54.57 | 52.3 | 0.01 | 0
2020 | TVA_Transmission_2_TVA | TVA_Transmission | TVA | Internal | Summer | B7 | 400 | 99999 | 0 | 44.94 | 42.16 | 0.01 | 0
2020 | TVA_Transmission_2_TVA | TVA_Transmission | TVA | Internal | Summer | B8 | 500 | 99999 | 0 | 42.5 | 41.5 | 0.01 | 0
2020 | TVA_Transmission_2_TVA | TVA_Transmission | TVA | Internal | Summer | B9 | 800 | 99999 | 0 | 41.07 | 40.44 | 0.01 | 0
2020 | TVA_Transmission_2_TVA | TVA_Transmission | TVA | Internal | Summer | B10 | 1262 | 99999 | 0 | 38.83 | 37.45 | 0.01 | 0
2020 | TVA_Transmission_2_TVA | TVA_Transmission | TVA | Internal | Winter | B16 | 25 | 99999 | 89.9 | 66.81 | 66.82 | 0.01 | 0
2020 | TVA_Transmission_2_TVA | TVA_Transmission | TVA | Internal | Winter | B17 | 100 | 99999 | 0 | 50.51 | 46.15 | 0.01 | 0
2020 | TVA_Transmission_2_TVA | TVA_Transmission | TVA | Internal | Winter | B18 | 400 | 99999 | 0 | 46.93 | 44.26 | 0.01 | 0
2020 | TVA_Transmission_2_TVA | TVA_Transmission | TVA | Internal | Winter | B19 | 700 | 99999 | 0 | 45.85 | 44.26 | 0.01 | 0
2020 | TVA_Transmission_2_TVA | TVA_Transmission | TVA | Internal | Winter | B20 | 935 | 99999 | 1257.09 | 43.04 | 43.05 | 0.01 | 0
2020 | TVA_Transmission_2_VACAR | TVA_Transmission | VACAR | Internal | Shoulder | B11 | 25 | 900 | 0 | 63.76 | 65.19 | 9 | 0
2020 | TVA_Transmission_2_VACAR | TVA_Transmission | VACAR | Internal | Shoulder | B12 | 200 | 900 | 0 | 49.43 | 54.24 | 9 | 0
2020 | TVA_Transmission_2_VACAR | TVA_Transmission | VACAR | Internal | Shoulder | B13 | 600 | 900 | 0 | 45.75 | 48.79 | 9 | 0
2020 | TVA_Transmission_2_VACAR | TVA_Transmission | VACAR | Internal | Shoulder | B14 | 900 | 900 | 0 | 44.72 | 46.11 | 9 | 0
2020 | TVA_Transmission_2_VACAR | TVA_Transmission | VACAR | Internal | Shoulder | B15 | 1203 | 900 | 0 | 43.21 | 43.21 | 9 | 0
2020 | TVA_Transmission_2_VACAR | TVA_Transmission | VACAR | Internal | Summer | B1 | 10 | 900 | 0 | 170.88 | 172.88 | 9 | 0
2020 | TVA_Transmission_2_VACAR | TVA_Transmission | VACAR | Internal | Summer | B2 | 25 | 900 | 0 | 73.38 | 74.38 | 9 | 0
2020 | TVA_Transmission_2_VACAR | TVA_Transmission | VACAR | Internal | Summer | B3 | 75 | 900 | 0 | 69.14 | 73.05 | 9 | 0
2020 | TVA_Transmission_2_VACAR | TVA_Transmission | VACAR | Internal | Summer | B4 | 100 | 900 | 0 | 67.28 | 73.05 | 9 | 0
2020 | TVA_Transmission_2_VACAR | TVA_Transmission | VACAR | Internal | Summer | B5 | 200 | 900 | 0 | 66.16 | 73.05 | 9 | 0
2020 | TVA_Transmission_2_VACAR | TVA_Transmission | VACAR | Internal | Summer | B6 | 300 | 900 | 0 | 54.57 | 57.37 | 9 | 0
2020 | TVA_Transmission_2_VACAR | TVA_Transmission | VACAR | Internal | Summer | B7 | 400 | 900 | 0 | 44.94 | 47.64 | 9 | 0
2020 | TVA_Transmission_2_VACAR | TVA_Transmission | VACAR | Internal | Summer | B8 | 500 | 900 | 0 | 42.5 | 45.14 | 9 | 0
2020 | TVA_Transmission_2_VACAR | TVA_Transmission | VACAR | Internal | Summer | B9 | 800 | 900 | 0 | 41.07 | 43.18 | 9 | 0
2020 | TVA_Transmission_2_VACAR | TVA_Transmission | VACAR | Internal | Summer | B10 | 1262 | 900 | 0 | 38.83 | 41.25 | 9 | 0
2020 | TVA_Transmission_2_VACAR | TVA_Transmission | VACAR | Internal | Winter | B16 | 25 | 900 | 900 | 66.81 | 79.87 | 9 | 4.07
2020 | TVA_Transmission_2_VACAR | TVA_Transmission | VACAR | Internal | Winter | B17 | 100 | 900 | 0 | 50.51 | 56.18 | 9 | 0
2020 | TVA_Transmission_2_VACAR | TVA_Transmission | VACAR | Internal | Winter | B18 | 400 | 900 | 0 | 46.93 | 49.56 | 9 | 0
2020 | TVA_Transmission_2_VACAR | TVA_Transmission | VACAR | Internal | Winter | B19 | 700 | 900 | 0 | 45.85 | 46.49 | 9 | 0
2020 | TVA_Transmission_2_VACAR | TVA_Transmission | VACAR | Internal | Winter | B20 | 935 | 900 | 0 | 43.04 | 43.04 | 9 | 0
2020 | VACAR_2_SOCO | VACAR | SOCO | Internal | Shoulder | B11 | 25 | 3000 | 0 | 65.19 | 67.86 | 7 | 0
2020 | VACAR_2_SOCO | VACAR | SOCO | Internal | Shoulder | B12 | 200 | 3000 | 0 | 54.24 | 44.24 | 7 | 0
2020 | VACAR_2_SOCO | VACAR | SOCO | Internal | Shoulder | B13 | 600 | 3000 | 0 | 48.79 | 42.1 | 7 | 0
2020 | VACAR_2_SOCO | VACAR | SOCO | Internal | Shoulder | B14 | 900 | 3000 | 0 | 46.11 | 42.1 | 7 | 0
2020 | VACAR_2_SOCO | VACAR | SOCO | Internal | Shoulder | B15 | 1203 | 3000 | 0 | 43.21 | 42.1 | 7 | 0
2020 | VACAR_2_SOCO | VACAR | SOCO | Internal | Summer | B1 | 10 | 3000 | 335.32 | 172.88 | 179.88 | 7 | 0
2020 | VACAR_2_SOCO | VACAR | SOCO | Internal | Summer | B2 | 25 | 3000 | 985.1 | 74.38 | 81.38 | 7 | 0
2020 | VACAR_2_SOCO | VACAR | SOCO | Internal | Summer | B3 | 75 | 3000 | 0 | 73.05 | 76.21 | 7 | 0
2020 | VACAR_2_SOCO | VACAR | SOCO | Internal | Summer | B4 | 100 | 3000 | 0 | 73.05 | 71.02 | 7 | 0
2020 | VACAR_2_SOCO | VACAR | SOCO | Internal | Summer | B5 | 200 | 3000 | 0 | 73.05 | 69.69 | 7 | 0
2020 | VACAR_2_SOCO | VACAR | SOCO | Internal | Summer | B6 | 300 | 3000 | 0 | 57.37 | 63.57 | 7 | 0
2020 | VACAR_2_SOCO | VACAR | SOCO | Internal | Summer | B7 | 400 | 3000 | 0 | 47.64 | 53.94 | 7 | 0
2020 | VACAR_2_SOCO | VACAR | SOCO | Internal | Summer | B8 | 500 | 3000 | 0 | 45.14 | 43.91 | 7 | 0
2020 | VACAR_2_SOCO | VACAR | SOCO | Internal | Summer | B9 | 800 | 3000 | 0 | 43.18 | 40.87 | 7 | 0
2020 | VACAR_2_SOCO | VACAR | SOCO | Internal | Summer | B10 | 1262 | 3000 | 0 | 41.25 | 40.87 | 7 | 0
2020 | VACAR_2_SOCO | VACAR | SOCO | Internal | Winter | B16 | 25 | 3000 | 0 | 79.87 | 69.87 | 7 | 0
2020 | VACAR_2_SOCO | VACAR | SOCO | Internal | Winter | B17 | 100 | 3000 | 0 | 56.18 | 46.18 | 7 | 0
2020 | VACAR_2_SOCO | VACAR | SOCO | Internal | Winter | B18 | 400 | 3000 | 0 | 49.56 | 44.59 | 7 | 0
2020 | VACAR_2_SOCO | VACAR | SOCO | Internal | Winter | B19 | 700 | 3000 | 0 | 46.49 | 44.59 | 7 | 0
2020 | VACAR_2_SOCO | VACAR | SOCO | Internal | Winter | B20 | 935 | 3000 | 0 | 43.04 | 43.98 | 7 | 0
2025 | ENT_2_MISO_MO-IL | ENT | MISO_MO-IL | Internal | Shoulder | B11 | 25 | 2260 | 0 | 73.37 | 67.61 | 8 | 0
2025 | ENT_2_MISO_MO-IL | ENT | MISO_MO-IL | Internal | Shoulder | B12 | 200 | 2260 | 0 | 46.83 | 50.26 | 8 | 0
2025 | ENT_2_MISO_MO-IL | ENT | MISO_MO-IL | Internal | Shoulder | B13 | 600 | 2260 | 0 | 46.5 | 44.87 | 8 | 0
2025 | ENT_2_MISO_MO-IL | ENT | MISO_MO-IL | Internal | Shoulder | B14 | 900 | 2260 | 0 | 46.5 | 43.96 | 8 | 0
2025 | ENT_2_MISO_MO-IL | ENT | MISO_MO-IL | Internal | Shoulder | B15 | 1203 | 2260 | 0 | 44.97 | 40.95 | 8 | 0
2025 | ENT_2_MISO_MO-IL | ENT | MISO_MO-IL | Internal | Summer | B1 | 10 | 2260 | 0 | 747.19 | 739.19 | 8 | 0
2025 | ENT_2_MISO_MO-IL | ENT | MISO_MO-IL | Internal | Summer | B2 | 25 | 2260 | 0 | 453.4 | 441.41 | 8 | 0
2025 | ENT_2_MISO_MO-IL | ENT | MISO_MO-IL | Internal | Summer | B3 | 75 | 2260 | 0 | 79.6 | 70.76 | 8 | 0
2025 | ENT_2_MISO_MO-IL | ENT | MISO_MO-IL | Internal | Summer | B4 | 100 | 2260 | 0 | 76.9 | 68.9 | 8 | 0
2025 | ENT_2_MISO_MO-IL | ENT | MISO_MO-IL | Internal | Summer | B5 | 200 | 2260 | 0 | 73.94 | 65.94 | 8 | 0
2025 | ENT_2_MISO_MO-IL | ENT | MISO_MO-IL | Internal | Summer | B6 | 300 | 2260 | 0 | 54.67 | 49.67 | 8 | 0
2025 | ENT_2_MISO_MO-IL | ENT | MISO_MO-IL | Internal | Summer | B7 | 400 | 2260 | 0 | 45.36 | 42.26 | 8 | 0
2025 | ENT_2_MISO_MO-IL | ENT | MISO_MO-IL | Internal | Summer | B8 | 500 | 2260 | 0 | 45.36 | 40.41 | 8 | 0
2025 | ENT_2_MISO_MO-IL | ENT | MISO_MO-IL | Internal | Summer | B9 | 800 | 2260 | 0 | 45.04 | 39.84 | 8 | 0
2025 | ENT_2_MISO_MO-IL | ENT | MISO_MO-IL | Internal | Summer | B10 | 1262 | 2260 | 0 | 43.56 | 35.45 | 8 | 0
2025 | ENT_2_MISO_MO-IL | ENT | MISO_MO-IL | Internal | Winter | B16 | 25 | 2260 | 0 | 64.63 | 68.62 | 8 | 0
2025 | ENT_2_MISO_MO-IL | ENT | MISO_MO-IL | Internal | Winter | B17 | 100 | 2260 | 0 | 49.38 | 51.41 | 8 | 0
2025 | ENT_2_MISO_MO-IL | ENT | MISO_MO-IL | Internal | Winter | B18 | 400 | 2260 | 0 | 49.38 | 47.73 | 8 | 0
2025 | ENT_2_MISO_MO-IL | ENT | MISO_MO-IL | Internal | Winter | B19 | 700 | 2260 | 0 | 47.76 | 44.19 | 8 | 0
2025 | ENT_2_MISO_MO-IL | ENT | MISO_MO-IL | Internal | Winter | B20 | 935 | 2260 | 0 | 47.76 | 39.76 | 8 | 0
2025 | ENT_2_SOCO | ENT | SOCO | Internal | Shoulder | B11 | 25 | 2000 | 0 | 73.37 | 76.13 | 8 | 0
2025 | ENT_2_SOCO | ENT | SOCO | Internal | Shoulder | B12 | 200 | 2000 | 0 | 46.83 | 48.56 | 8 | 0
2025 | ENT_2_SOCO | ENT | SOCO | Internal | Shoulder | B13 | 600 | 2000 | 0 | 46.5 | 46.88 | 8 | 0
2025 | ENT_2_SOCO | ENT | SOCO | Internal | Shoulder | B14 | 900 | 2000 | 0 | 46.5 | 46.88 | 8 | 0
2025 | ENT_2_SOCO | ENT | SOCO | Internal | Shoulder | B15 | 1203 | 2000 | 0 | 44.97 | 46.88 | 8 | 0
2025 | ENT_2_SOCO | ENT | SOCO | Internal | Summer | B1 | 10 | 2000 | 0 | 747.19 | 751.19 | 8 | 0
2025 | ENT_2_SOCO | ENT | SOCO | Internal | Summer | B2 | 25 | 2000 | 1634.96 | 453.4 | 461.4 | 8 | 0
2025 | ENT_2_SOCO | ENT | SOCO | Internal | Summer | B3 | 75 | 2000 | 1759.25 | 79.6 | 87.6 | 8 | 0
2025 | ENT_2_SOCO | ENT | SOCO | Internal | Summer | B4 | 100 | 2000 | 0 | 76.9 | 82.82 | 8 | 0
2025 | ENT_2_SOCO | ENT | SOCO | Internal | Summer | B5 | 200 | 2000 | 0 | 73.94 | 78.61 | 8 | 0
2025 | ENT_2_SOCO | ENT | SOCO | Internal | Summer | B6 | 300 | 2000 | 1301.11 | 54.67 | 62.67 | 8 | 0
2025 | ENT_2_SOCO | ENT | SOCO | Internal | Summer | B7 | 400 | 2000 | 2000 | 45.36 | 54.14 | 8 | 0.78
2025 | ENT_2_SOCO | ENT | SOCO | Internal | Summer | B8 | 500 | 2000 | 0 | 45.36 | 47.16 | 8 | 0
2025 | ENT_2_SOCO | ENT | SOCO | Internal | Summer | B9 | 800 | 2000 | 0 | 45.04 | 45.53 | 8 | 0
2025 | ENT_2_SOCO | ENT | SOCO | Internal | Summer | B10 | 1262 | 2000 | 0 | 43.56 | 45.53 | 8 | 0
2025 | ENT_2_SOCO | ENT | SOCO | Internal | Winter | B16 | 25 | 2000 | 2000 | 64.63 | 78.19 | 8 | 5.57
2025 | ENT_2_SOCO | ENT | SOCO | Internal | Winter | B17 | 100 | 2000 | 0 | 49.38 | 50.41 | 8 | 0
2025 | ENT_2_SOCO | ENT | SOCO | Internal | Winter | B18 | 400 | 2000 | 0 | 49.38 | 49.67 | 8 | 0
2025 | ENT_2_SOCO | ENT | SOCO | Internal | Winter | B19 | 700 | 2000 | 0 | 47.76 | 49.67 | 8 | 0
2025 | ENT_2_SOCO | ENT | SOCO | Internal | Winter | B20 | 935 | 2000 | 0 | 47.76 | 48.98 | 8 | 0
2025 | ENT_2_TVA_Transmission | ENT | TVA_Transmission | Internal | Shoulder | B11 | 25 | 2100 | 0 | 73.37 | 68.49 | 8 | 0
2025 | ENT_2_TVA_Transmission | ENT | TVA_Transmission | Internal | Shoulder | B12 | 200 | 2100 | 0 | 46.83 | 52.81 | 8 | 0
2025 | ENT_2_TVA_Transmission | ENT | TVA_Transmission | Internal | Shoulder | B13 | 600 | 2100 | 0 | 46.5 | 49.02 | 8 | 0
2025 | ENT_2_TVA_Transmission | ENT | TVA_Transmission | Internal | Shoulder | B14 | 900 | 2100 | 0 | 46.5 | 48.85 | 8 | 0
2025 | ENT_2_TVA_Transmission | ENT | TVA_Transmission | Internal | Shoulder | B15 | 1203 | 2100 | 0 | 44.97 | 46.48 | 8 | 0
2025 | ENT_2_TVA_Transmission | ENT | TVA_Transmission | Internal | Summer | B1 | 10 | 2100 | 0 | 747.19 | 747.19 | 8 | 0
2025 | ENT_2_TVA_Transmission | ENT | TVA_Transmission | Internal | Summer | B2 | 25 | 2100 | 0 | 453.4 | 452.4 | 8 | 0
2025 | ENT_2_TVA_Transmission | ENT | TVA_Transmission | Internal | Summer | B3 | 75 | 2100 | 0 | 79.6 | 78.6 | 8 | 0
2025 | ENT_2_TVA_Transmission | ENT | TVA_Transmission | Internal | Summer | B4 | 100 | 2100 | 0 | 76.9 | 73.82 | 8 | 0
2025 | ENT_2_TVA_Transmission | ENT | TVA_Transmission | Internal | Summer | B5 | 200 | 2100 | 0 | 73.94 | 69.92 | 8 | 0
2025 | ENT_2_TVA_Transmission | ENT | TVA_Transmission | Internal | Summer | B6 | 300 | 2100 | 0 | 54.67 | 53.67 | 8 | 0
2025 | ENT_2_TVA_Transmission | ENT | TVA_Transmission | Internal | Summer | B7 | 400 | 2100 | 0 | 45.36 | 46.69 | 8 | 0
2025 | ENT_2_TVA_Transmission | ENT | TVA_Transmission | Internal | Summer | B8 | 500 | 2100 | 0 | 45.36 | 45.34 | 8 | 0
2025 | ENT_2_TVA_Transmission | ENT | TVA_Transmission | Internal | Summer | B9 | 800 | 2100 | 0 | 45.04 | 44.54 | 8 | 0
2025 | ENT_2_TVA_Transmission | ENT | TVA_Transmission | Internal | Summer | B10 | 1262 | 2100 | 0 | 43.56 | 39.97 | 8 | 0
2025 | ENT_2_TVA_Transmission | ENT | TVA_Transmission | Internal | Winter | B16 | 25 | 2100 | 277.35 | 64.63 | 72.63 | 8 | 0
2025 | ENT_2_TVA_Transmission | ENT | TVA_Transmission | Internal | Winter | B17 | 100 | 2100 | 0 | 49.38 | 55.03 | 8 | 0
2025 | ENT_2_TVA_Transmission | ENT | TVA_Transmission | Internal | Winter | B18 | 400 | 2100 | 0 | 49.38 | 51.57 | 8 | 0
2025 | ENT_2_TVA_Transmission | ENT | TVA_Transmission | Internal | Winter | B19 | 700 | 2100 | 0 | 47.76 | 50.12 | 8 | 0
2025 | ENT_2_TVA_Transmission | ENT | TVA_Transmission | Internal | Winter | B20 | 935 | 2100 | 0 | 47.76 | 44.19 | 8 | 0
2025 | HQ_NEISO_2_NEISO | HQ_NEISO | NEISO | Internal | Shoulder | B11 | 25 | 99999 | 2920 | 40.75 | 40.76 | 0.01 | 0
2025 | HQ_NEISO_2_NEISO | HQ_NEISO | NEISO | Internal | Shoulder | B12 | 200 | 99999 | 2920 | 40.7 | 40.72 | 0.01 | 0
2025 | HQ_NEISO_2_NEISO | HQ_NEISO | NEISO | Internal | Shoulder | B13 | 600 | 99999 | 2920 | 38.38 | 38.39 | 0.01 | 0
2025 | HQ_NEISO_2_NEISO | HQ_NEISO | NEISO | Internal | Shoulder | B14 | 900 | 99999 | 2920 | 38.38 | 38.39 | 0.01 | 0
2025 | HQ_NEISO_2_NEISO | HQ_NEISO | NEISO | Internal | Shoulder | B15 | 1203 | 99999 | 1143.24 | 38.38 | 38.39 | 0.01 | 0
2025 | HQ_NEISO_2_NEISO | HQ_NEISO | NEISO | Internal | Summer | B1 | 10 | 99999 | 2920.1 | 730.13 | 730.14 | 0.01 | 0
2025 | HQ_NEISO_2_NEISO | HQ_NEISO | NEISO | Internal | Summer | B2 | 25 | 99999 | 2920.1 | 99.86 | 99.87 | 0.01 | 0
2025 | HQ_NEISO_2_NEISO | HQ_NEISO | NEISO | Internal | Summer | B3 | 75 | 99999 | 2920 | 52.63 | 52.64 | 0.01 | 0
2025 | HQ_NEISO_2_NEISO | HQ_NEISO | NEISO | Internal | Summer | B4 | 100 | 99999 | 2920 | 43.25 | 43.27 | 0.01 | 0
2025 | HQ_NEISO_2_NEISO | HQ_NEISO | NEISO | Internal | Summer | B5 | 200 | 99999 | 2920 | 37.69 | 37.7 | 0.01 | 0
2025 | HQ_NEISO_2_NEISO | HQ_NEISO | NEISO | Internal | Summer | B6 | 300 | 99999 | 2920 | 37.69 | 37.7 | 0.01 | 0
2025 | HQ_NEISO_2_NEISO | HQ_NEISO | NEISO | Internal | Summer | B7 | 400 | 99999 | 2920 | 37.69 | 37.7 | 0.01 | 0
2025 | HQ_NEISO_2_NEISO | HQ_NEISO | NEISO | Internal | Summer | B8 | 500 | 99999 | 2920 | 37.69 | 37.7 | 0.01 | 0
2025 | HQ_NEISO_2_NEISO | HQ_NEISO | NEISO | Internal | Summer | B9 | 800 | 99999 | 2920 | 37.69 | 37.7 | 0.01 | 0
2025 | HQ_NEISO_2_NEISO | HQ_NEISO | NEISO | Internal | Summer | B10 | 1262 | 99999 | 795.94 | 37.69 | 37.7 | 0.01 | 0
2025 | HQ_NEISO_2_NEISO | HQ_NEISO | NEISO | Internal | Winter | B16 | 25 | 99999 | 2920 | 50.2 | 50.21 | 0.01 | 0
2025 | HQ_NEISO_2_NEISO | HQ_NEISO | NEISO | Internal | Winter | B17 | 100 | 99999 | 2920 | 48.27 | 48.29 | 0.01 | 0
2025 | HQ_NEISO_2_NEISO | HQ_NEISO | NEISO | Internal | Winter | B18 | 400 | 99999 | 2920 | 46.17 | 46.18 | 0.01 | 0
2025 | HQ_NEISO_2_NEISO | HQ_NEISO | NEISO | Internal | Winter | B19 | 700 | 99999 | 2920 | 46.17 | 46.18 | 0.01 | 0
2025 | HQ_NEISO_2_NEISO | HQ_NEISO | NEISO | Internal | Winter | B20 | 935 | 99999 | 1233.58 | 46.17 | 46.18 | 0.01 | 0
2025 | HQ_NY_2_NYISO_A-F | HQ_NY | NYISO_A-F | Internal | Shoulder | B11 | 25 | 99999 | 1000 | 43.45 | 43.47 | 0.01 | 0
2025 | HQ_NY_2_NYISO_A-F | HQ_NY | NYISO_A-F | Internal | Shoulder | B12 | 200 | 99999 | 1000 | 43.45 | 43.47 | 0.01 | 0
2025 | HQ_NY_2_NYISO_A-F | HQ_NY | NYISO_A-F | Internal | Shoulder | B13 | 600 | 99999 | 1000 | 40.75 | 40.76 | 0.01 | 0
2025 | HQ_NY_2_NYISO_A-F | HQ_NY | NYISO_A-F | Internal | Shoulder | B14 | 900 | 99999 | 1000 | 40.75 | 40.76 | 0.01 | 0
2025 | HQ_NY_2_NYISO_A-F | HQ_NY | NYISO_A-F | Internal | Shoulder | B15 | 1203 | 99999 | 188.69 | 40.75 | 40.76 | 0.01 | 0
2025 | HQ_NY_2_NYISO_A-F | HQ_NY | NYISO_A-F | Internal | Summer | B1 | 10 | 99999 | 1000 | 75.51 | 75.52 | 0.01 | 0
2025 | HQ_NY_2_NYISO_A-F | HQ_NY | NYISO_A-F | Internal | Summer | B2 | 25 | 99999 | 1000.1 | 96.86 | 96.87 | 0.01 | 0
2025 | HQ_NY_2_NYISO_A-F | HQ_NY | NYISO_A-F | Internal | Summer | B3 | 75 | 99999 | 1000 | 54.91 | 54.92 | 0.01 | 0
2025 | HQ_NY_2_NYISO_A-F | HQ_NY | NYISO_A-F | Internal | Summer | B4 | 100 | 99999 | 1000 | 46.25 | 46.27 | 0.01 | 0
2025 | HQ_NY_2_NYISO_A-F | HQ_NY | NYISO_A-F | Internal | Summer | B5 | 200 | 99999 | 1000 | 45.3 | 45.31 | 0.01 | 0
2025 | HQ_NY_2_NYISO_A-F | HQ_NY | NYISO_A-F | Internal | Summer | B6 | 300 | 99999 | 1000 | 40.69 | 40.7 | 0.01 | 0
2025 | HQ_NY_2_NYISO_A-F | HQ_NY | NYISO_A-F | Internal | Summer | B7 | 400 | 99999 | 1000 | 40.68 | 40.69 | 0.01 | 0
2025 | HQ_NY_2_NYISO_A-F | HQ_NY | NYISO_A-F | Internal | Summer | B8 | 500 | 99999 | 1000 | 39.4 | 39.41 | 0.01 | 0
2025 | HQ_NY_2_NYISO_A-F | HQ_NY | NYISO_A-F | Internal | Summer | B9 | 800 | 99999 | 1000 | 39.4 | 39.41 | 0.01 | 0
2025 | HQ_NY_2_NYISO_A-F | HQ_NY | NYISO_A-F | Internal | Summer | B10 | 1262 | 99999 | 30.11 | 39.4 | 39.41 | 0.01 | 0
2025 | HQ_NY_2_NYISO_A-F | HQ_NY | NYISO_A-F | Internal | Winter | B16 | 25 | 99999 | 1000 | 45.93 | 45.94 | 0.01 | 0
2025 | HQ_NY_2_NYISO_A-F | HQ_NY | NYISO_A-F | Internal | Winter | B17 | 100 | 99999 | 1000 | 45.27 | 45.29 | 0.01 | 0
2025 | HQ_NY_2_NYISO_A-F | HQ_NY | NYISO_A-F | Internal | Winter | B18 | 400 | 99999 | 1000 | 43.17 | 43.18 | 0.01 | 0
2025 | HQ_NY_2_NYISO_A-F | HQ_NY | NYISO_A-F | Internal | Winter | B19 | 700 | 99999 | 1000 | 43.17 | 43.18 | 0.01 | 0
2025 | HQ_NY_2_NYISO_A-F | HQ_NY | NYISO_A-F | Internal | Winter | B20 | 935 | 99999 | 229.95 | 43.17 | 43.18 | 0.01 | 0
2025 | HQ_IESO_2_IESO | HQ_IESO | IESO | Internal | Shoulder | B11 | 25 | 99999 | 400 | 30.18 | 30.19 | 0.01 | 0
2025 | HQ_IESO_2_IESO | HQ_IESO | IESO | Internal | Shoulder | B12 | 200 | 99999 | 400 | 30.18 | 30.19 | 0.01 | 0
2025 | HQ_IESO_2_IESO | HQ_IESO | IESO | Internal | Shoulder | B13 | 600 | 99999 | 400 | 30.18 | 30.19 | 0.01 | 0
2025 | HQ_IESO_2_IESO | HQ_IESO | IESO | Internal | Shoulder | B14 | 900 | 99999 | 400 | 30.18 | 30.19 | 0.01 | 0
2025 | HQ_IESO_2_IESO | HQ_IESO | IESO | Internal | Shoulder | B15 | 1203 | 99999 | 75.48 | 30.18 | 30.19 | 0.01 | 0
2025 | HQ_IESO_2_IESO | HQ_IESO | IESO | Internal | Summer | B1 | 10 | 99999 | 400 | 68.51 | 68.52 | 0.01 | 0
2025 | HQ_IESO_2_IESO | HQ_IESO | IESO | Internal | Summer | B2 | 25 | 99999 | 400.1 | 89.86 | 89.87 | 0.01 | 0
2025 | HQ_IESO_2_IESO | HQ_IESO | IESO | Internal | Summer | B3 | 75 | 99999 | 400 | 47.91 | 47.92 | 0.01 | 0
2025 | HQ_IESO_2_IESO | HQ_IESO | IESO | Internal | Summer | B4 | 100 | 99999 | 400 | 38.3 | 38.31 | 0.01 | 0
2025 | HQ_IESO_2_IESO | HQ_IESO | IESO | Internal | Summer | B5 | 200 | 99999 | 400 | 38.3 | 38.31 | 0.01 | 0
2025 | HQ_IESO_2_IESO | HQ_IESO | IESO | Internal | Summer | B6 | 300 | 99999 | 400 | 28.45 | 28.46 | 0.01 | 0
2025 | HQ_IESO_2_IESO | HQ_IESO | IESO | Internal | Summer | B7 | 400 | 99999 | 400 | 28.45 | 28.46 | 0.01 | 0
2025 | HQ_IESO_2_IESO | HQ_IESO | IESO | Internal | Summer | B8 | 500 | 99999 | 400 | 28.45 | 28.46 | 0.01 | 0
2025 | HQ_IESO_2_IESO | HQ_IESO | IESO | Internal | Summer | B9 | 800 | 99999 | 400 | 28.45 | 28.46 | 0.01 | 0
2025 | HQ_IESO_2_IESO | HQ_IESO | IESO | Internal | Summer | B10 | 1262 | 99999 | 12.04 | 28.45 | 28.46 | 0.01 | 0
2025 | HQ_IESO_2_IESO | HQ_IESO | IESO | Internal | Winter | B16 | 25 | 99999 | 400 | 32.74 | 32.76 | 0.01 | 0
2025 | HQ_IESO_2_IESO | HQ_IESO | IESO | Internal | Winter | B17 | 100 | 99999 | 400 | 32.74 | 32.76 | 0.01 | 0
2025 | HQ_IESO_2_IESO | HQ_IESO | IESO | Internal | Winter | B18 | 400 | 99999 | 400 | 32.74 | 32.76 | 0.01 | 0
2025 | HQ_IESO_2_IESO | HQ_IESO | IESO | Internal | Winter | B19 | 700 | 99999 | 400 | 32.74 | 32.76 | 0.01 | 0
2025 | HQ_IESO_2_IESO | HQ_IESO | IESO | Internal | Winter | B20 | 935 | 99999 | 91.98 | 32.74 | 32.76 | 0.01 | 0
2025 | IESO_2_MAPP_CA | IESO | MAPP_CA | Internal | Shoulder | B11 | 25 | 262 | 262 | 30.19 | 67.58 | 7 | 30.39
2025 | IESO_2_MAPP_CA | IESO | MAPP_CA | Internal | Shoulder | B12 | 200 | 262 | 262 | 30.19 | 50.24 | 7 | 13.05
2025 | IESO_2_MAPP_CA | IESO | MAPP_CA | Internal | Shoulder | B13 | 600 | 262 | 262 | 30.19 | 44.85 | 7 | 7.65
2025 | IESO_2_MAPP_CA | IESO | MAPP_CA | Internal | Shoulder | B14 | 900 | 262 | 262 | 30.19 | 44.85 | 7 | 7.65
2025 | IESO_2_MAPP_CA | IESO | MAPP_CA | Internal | Shoulder | B15 | 1203 | 262 | 262 | 30.19 | 44.85 | 7 | 7.65
2025 | IESO_2_MAPP_CA | IESO | MAPP_CA | Internal | Summer | B1 | 10 | 262 | 262 | 68.52 | 739.16 | 7 | 663.64
2025 | IESO_2_MAPP_CA | IESO | MAPP_CA | Internal | Summer | B2 | 25 | 262 | 262 | 89.87 | 441.39 | 7 | 344.52
2025 | IESO_2_MAPP_CA | IESO | MAPP_CA | Internal | Summer | B3 | 75 | 262 | 262 | 47.92 | 70.76 | 7 | 15.84
2025 | IESO_2_MAPP_CA | IESO | MAPP_CA | Internal | Summer | B4 | 100 | 262 | 262 | 38.31 | 69.81 | 7 | 24.49
2025 | IESO_2_MAPP_CA | IESO | MAPP_CA | Internal | Summer | B5 | 200 | 262 | 262 | 38.31 | 65.92 | 7 | 20.61
2025 | IESO_2_MAPP_CA | IESO | MAPP_CA | Internal | Summer | B6 | 300 | 262 | 262 | 28.46 | 49.67 | 7 | 14.21
2025 | IESO_2_MAPP_CA | IESO | MAPP_CA | Internal | Summer | B7 | 400 | 262 | 262 | 28.46 | 42.24 | 7 | 6.77
2025 | IESO_2_MAPP_CA | IESO | MAPP_CA | Internal | Summer | B8 | 500 | 262 | 262 | 28.46 | 40.41 | 7 | 4.95
2025 | IESO_2_MAPP_CA | IESO | MAPP_CA | Internal | Summer | B9 | 800 | 262 | 262 | 28.46 | 40.41 | 7 | 4.95
2025 | IESO_2_MAPP_CA | IESO | MAPP_CA | Internal | Summer | B10 | 1262 | 262 | 262 | 28.46 | 40.41 | 7 | 4.95
2025 | IESO_2_MAPP_CA | IESO | MAPP_CA | Internal | Winter | B16 | 25 | 262 | 262 | 32.76 | 68.59 | 7 | 28.84
2025 | IESO_2_MAPP_CA | IESO | MAPP_CA | Internal | Winter | B17 | 100 | 262 | 262 | 32.76 | 51.41 | 7 | 11.65
2025 | IESO_2_MAPP_CA | IESO | MAPP_CA | Internal | Winter | B18 | 400 | 262 | 262 | 32.76 | 51.41 | 7 | 11.65
2025 | IESO_2_MAPP_CA | IESO | MAPP_CA | Internal | Winter | B19 | 700 | 262 | 262 | 32.76 | 51.41 | 7 | 11.65
2025 | IESO_2_MAPP_CA | IESO | MAPP_CA | Internal | Winter | B20 | 935 | 262 | 262 | 32.76 | 51.41 | 7 | 11.65
2025 | IESO_2_MISO_MI | IESO | MISO_MI | Internal | Shoulder | B11 | 25 | 1840 | 1840 | 30.19 | 65.13 | 7 | 27.94
2025 | IESO_2_MISO_MI | IESO | MISO_MI | Internal | Shoulder | B12 | 200 | 1840 | 1840 | 30.19 | 51.69 | 7 | 14.5
2025 | IESO_2_MISO_MI | IESO | MISO_MI | Internal | Shoulder | B13 | 600 | 1840 | 1840 | 30.19 | 44.89 | 7 | 7.7
2025 | IESO_2_MISO_MI | IESO | MISO_MI | Internal | Shoulder | B14 | 900 | 1840 | 1840 | 30.19 | 43.98 | 7 | 6.79
2025 | IESO_2_MISO_MI | IESO | MISO_MI | Internal | Shoulder | B15 | 1203 | 1840 | 1840 | 30.19 | 40.97 | 7 | 3.78
2025 | IESO_2_MISO_MI | IESO | MISO_MI | Internal | Summer | B1 | 10 | 1840 | 1840 | 68.52 | 739.18 | 7 | 663.65
2025 | IESO_2_MISO_MI | IESO | MISO_MI | Internal | Summer | B2 | 25 | 1840 | 1840 | 89.87 | 441.39 | 7 | 344.52
2025 | IESO_2_MISO_MI | IESO | MISO_MI | Internal | Summer | B3 | 75 | 1840 | 1840 | 47.92 | 70.76 | 7 | 15.84
2025 | IESO_2_MISO_MI | IESO | MISO_MI | Internal | Summer | B4 | 100 | 1840 | 1840 | 38.31 | 68.9 | 7 | 23.59
2025 | IESO_2_MISO_MI | IESO | MISO_MI | Internal | Summer | B5 | 200 | 1840 | 1840 | 38.31 | 65.91 | 7 | 20.6
2025 | IESO_2_MISO_MI | IESO | MISO_MI | Internal | Summer | B6 | 300 | 1840 | 1840 | 28.46 | 49.66 | 7 | 14.2
2025 | IESO_2_MISO_MI | IESO | MISO_MI | Internal | Summer | B7 | 400 | 1840 | 1840 | 28.46 | 42.29 | 7 | 6.82
2025 | IESO_2_MISO_MI | IESO | MISO_MI | Internal | Summer | B8 | 500 | 1840 | 1840 | 28.46 | 40.43 | 7 | 4.97
2025 | IESO_2_MISO_MI | IESO | MISO_MI | Internal | Summer | B9 | 800 | 1840 | 1840 | 28.46 | 39.87 | 7 | 4.4
2025 | IESO_2_MISO_MI | IESO | MISO_MI | Internal | Summer | B10 | 1262 | 1840 | 1311.42 | 28.46 | 35.46 | 7 | 0
2025 | IESO_2_MISO_MI | IESO | MISO_MI | Internal | Winter | B16 | 25 | 1840 | 1840 | 32.76 | 68.62 | 7 | 28.86
2025 | IESO_2_MISO_MI | IESO | MISO_MI | Internal | Winter | B17 | 100 | 1840 | 1840 | 32.76 | 53.71 | 7 | 13.95
2025 | IESO_2_MISO_MI | IESO | MISO_MI | Internal | Winter | B18 | 400 | 1840 | 1840 | 32.76 | 47.75 | 7 | 8
2025 | IESO_2_MISO_MI | IESO | MISO_MI | Internal | Winter | B19 | 700 | 1840 | 1840 | 32.76 | 44.19 | 7 | 4.43
2025 | IESO_2_MISO_MI | IESO | MISO_MI | Internal | Winter | B20 | 935 | 1840 | 892.78 | 32.76 | 39.76 | 7 | 0
2025 | IESO_2_MISO_W | IESO | MISO_W | Internal | Shoulder | B11 | 25 | 140 | 140 | 30.19 | 67.59 | 7 | 30.4
2025 | IESO_2_MISO_W | IESO | MISO_W | Internal | Shoulder | B12 | 200 | 140 | 140 | 30.19 | 50.25 | 7 | 13.06
2025 | IESO_2_MISO_W | IESO | MISO_W | Internal | Shoulder | B13 | 600 | 140 | 140 | 30.19 | 44.86 | 7 | 7.66
2025 | IESO_2_MISO_W | IESO | MISO_W | Internal | Shoulder | B14 | 900 | 140 | 140 | 30.19 | 43.95 | 7 | 6.75
2025 | IESO_2_MISO_W | IESO | MISO_W | Internal | Shoulder | B15 | 1203 | 140 | 140 | 30.19 | 40.94 | 7 | 3.75
2025 | IESO_2_MISO_W | IESO | MISO_W | Internal | Summer | B1 | 10 | 140 | 140 | 68.52 | 739.18 | 7 | 663.65
2025 | IESO_2_MISO_W | IESO | MISO_W | Internal | Summer | B2 | 25 | 140 | 140 | 89.87 | 441.4 | 7 | 344.53
2025 | IESO_2_MISO_W | IESO | MISO_W | Internal | Summer | B3 | 75 | 140 | 140 | 47.92 | 70.77 | 7 | 15.85
2025 | IESO_2_MISO_W | IESO | MISO_W | Internal | Summer | B4 | 100 | 140 | 140 | 38.31 | 69.82 | 7 | 24.51
2025 | IESO_2_MISO_W | IESO | MISO_W | Internal | Summer | B5 | 200 | 140 | 140 | 38.31 | 65.94 | 7 | 20.62
2025 | IESO_2_MISO_W | IESO | MISO_W | Internal | Summer | B6 | 300 | 140 | 140 | 28.46 | 49.68 | 7 | 14.22
2025 | IESO_2_MISO_W | IESO | MISO_W | Internal | Summer | B7 | 400 | 140 | 140 | 28.46 | 42.25 | 7 | 6.79
2025 | IESO_2_MISO_W | IESO | MISO_W | Internal | Summer | B8 | 500 | 140 | 140 | 28.46 | 40.4 | 7 | 4.93
2025 | IESO_2_MISO_W | IESO | MISO_W | Internal | Summer | B9 | 800 | 140 | 140 | 28.46 | 39.86 | 7 | 4.39
2025 | IESO_2_MISO_W | IESO | MISO_W | Internal | Summer | B10 | 1262 | 140 | 0 | 28.46 | 35.44 | 7 | 0
2025 | IESO_2_MISO_W | IESO | MISO_W | Internal | Winter | B16 | 25 | 140 | 140 | 32.76 | 68.6 | 7 | 28.85
2025 | IESO_2_MISO_W | IESO | MISO_W | Internal | Winter | B17 | 100 | 140 | 140 | 32.76 | 51.4 | 7 | 11.64
2025 | IESO_2_MISO_W | IESO | MISO_W | Internal | Winter | B18 | 400 | 140 | 140 | 32.76 | 47.72 | 7 | 7.96
2025 | IESO_2_MISO_W | IESO | MISO_W | Internal | Winter | B19 | 700 | 140 | 140 | 32.76 | 44.17 | 7 | 4.42
2025 | IESO_2_MISO_W | IESO | MISO_W | Internal | Winter | B20 | 935 | 140 | 0 | 32.76 | 39.74 | 7 | 0
2025 | IESO_2_NYISO_A-F | IESO | NYISO_A-F | Internal | Shoulder | B11 | 25 | 1725 | 1725 | 30.19 | 43.47 | 7 | 6.27
2025 | IESO_2_NYISO_A-F | IESO | NYISO_A-F | Internal | Shoulder | B12 | 200 | 1725 | 1725 | 30.19 | 43.47 | 7 | 6.27
2025 | IESO_2_NYISO_A-F | IESO | NYISO_A-F | Internal | Shoulder | B13 | 600 | 1725 | 1725 | 30.19 | 40.76 | 7 | 3.57
2025 | IESO_2_NYISO_A-F | IESO | NYISO_A-F | Internal | Shoulder | B14 | 900 | 1725 | 1725 | 30.19 | 40.76 | 7 | 3.57
2025 | IESO_2_NYISO_A-F | IESO | NYISO_A-F | Internal | Shoulder | B15 | 1203 | 1725 | 1725 | 30.19 | 40.76 | 7 | 3.57
2025 | IESO_2_NYISO_A-F | IESO | NYISO_A-F | Internal | Summer | B1 | 10 | 1725 | 321.96 | 68.52 | 75.52 | 7 | 0
2025 | IESO_2_NYISO_A-F | IESO | NYISO_A-F | Internal | Summer | B2 | 25 | 1725 | 730.65 | 89.87 | 96.87 | 7 | 0
2025 | IESO_2_NYISO_A-F | IESO | NYISO_A-F | Internal | Summer | B3 | 75 | 1725 | 1207.83 | 47.92 | 54.92 | 7 | 0
2025 | IESO_2_NYISO_A-F | IESO | NYISO_A-F | Internal | Summer | B4 | 100 | 1725 | 1725 | 38.31 | 46.27 | 7 | 0.95
2025 | IESO_2_NYISO_A-F | IESO | NYISO_A-F | Internal | Summer | B5 | 200 | 1725 | 1418.58 | 38.31 | 45.31 | 7 | 0
2025 | IESO_2_NYISO_A-F | IESO | NYISO_A-F | Internal | Summer | B6 | 300 | 1725 | 1725 | 28.46 | 40.7 | 7 | 5.24
2025 | IESO_2_NYISO_A-F | IESO | NYISO_A-F | Internal | Summer | B7 | 400 | 1725 | 1725 | 28.46 | 40.69 | 7 | 5.23
2025 | IESO_2_NYISO_A-F | IESO | NYISO_A-F | Internal | Summer | B8 | 500 | 1725 | 1725 | 28.46 | 39.41 | 7 | 3.94
2025 | IESO_2_NYISO_A-F | IESO | NYISO_A-F | Internal | Summer | B9 | 800 | 1725 | 1725 | 28.46 | 39.41 | 7 | 3.94
2025 | IESO_2_NYISO_A-F | IESO | NYISO_A-F | Internal | Summer | B10 | 1262 | 1725 | 1725 | 28.46 | 39.41 | 7 | 3.94
2025 | IESO_2_NYISO_A-F | IESO | NYISO_A-F | Internal | Winter | B16 | 25 | 1725 | 1725 | 32.76 | 45.94 | 7 | 6.18
2025 | IESO_2_NYISO_A-F | IESO | NYISO_A-F | Internal | Winter | B17 | 100 | 1725 | 1725 | 32.76 | 45.29 | 7 | 5.53
2025 | IESO_2_NYISO_A-F | IESO | NYISO_A-F | Internal | Winter | B18 | 400 | 1725 | 1725 | 32.76 | 43.18 | 7 | 3.42
2025 | IESO_2_NYISO_A-F | IESO | NYISO_A-F | Internal | Winter | B19 | 700 | 1725 | 1725 | 32.76 | 43.18 | 7 | 3.42
2025 | IESO_2_NYISO_A-F | IESO | NYISO_A-F | Internal | Winter | B20 | 935 | 1725 | 1725 | 32.76 | 43.18 | 7 | 3.42
2025 | MAPP_CA_2_IESO | MAPP_CA | IESO | Internal | Shoulder | B11 | 25 | 330 | 0 | 67.58 | 30.19 | 8 | 0
2025 | MAPP_CA_2_IESO | MAPP_CA | IESO | Internal | Shoulder | B12 | 200 | 330 | 0 | 50.24 | 30.19 | 8 | 0
2025 | MAPP_CA_2_IESO | MAPP_CA | IESO | Internal | Shoulder | B13 | 600 | 330 | 0 | 44.85 | 30.19 | 8 | 0
2025 | MAPP_CA_2_IESO | MAPP_CA | IESO | Internal | Shoulder | B14 | 900 | 330 | 0 | 44.85 | 30.19 | 8 | 0
2025 | MAPP_CA_2_IESO | MAPP_CA | IESO | Internal | Shoulder | B15 | 1203 | 330 | 0 | 44.85 | 30.19 | 8 | 0
2025 | MAPP_CA_2_IESO | MAPP_CA | IESO | Internal | Summer | B1 | 10 | 330 | 0 | 739.16 | 68.52 | 8 | 0
2025 | MAPP_CA_2_IESO | MAPP_CA | IESO | Internal | Summer | B2 | 25 | 330 | 0 | 441.39 | 89.87 | 8 | 0
2025 | MAPP_CA_2_IESO | MAPP_CA | IESO | Internal | Summer | B3 | 75 | 330 | 0 | 70.76 | 47.92 | 8 | 0
2025 | MAPP_CA_2_IESO | MAPP_CA | IESO | Internal | Summer | B4 | 100 | 330 | 0 | 69.81 | 38.31 | 8 | 0
2025 | MAPP_CA_2_IESO | MAPP_CA | IESO | Internal | Summer | B5 | 200 | 330 | 0 | 65.92 | 38.31 | 8 | 0
2025 | MAPP_CA_2_IESO | MAPP_CA | IESO | Internal | Summer | B6 | 300 | 330 | 0 | 49.67 | 28.46 | 8 | 0
2025 | MAPP_CA_2_IESO | MAPP_CA | IESO | Internal | Summer | B7 | 400 | 330 | 0 | 42.24 | 28.46 | 8 | 0
2025 | MAPP_CA_2_IESO | MAPP_CA | IESO | Internal | Summer | B8 | 500 | 330 | 0 | 40.41 | 28.46 | 8 | 0
2025 | MAPP_CA_2_IESO | MAPP_CA | IESO | Internal | Summer | B9 | 800 | 330 | 0 | 40.41 | 28.46 | 8 | 0
2025 | MAPP_CA_2_IESO | MAPP_CA | IESO | Internal | Summer | B10 | 1262 | 330 | 0 | 40.41 | 28.46 | 8 | 0
2025 | MAPP_CA_2_IESO | MAPP_CA | IESO | Internal | Winter | B16 | 25 | 330 | 0 | 68.59 | 32.76 | 8 | 0
2025 | MAPP_CA_2_IESO | MAPP_CA | IESO | Internal | Winter | B17 | 100 | 330 | 0 | 51.41 | 32.76 | 8 | 0
2025 | MAPP_CA_2_IESO | MAPP_CA | IESO | Internal | Winter | B18 | 400 | 330 | 0 | 51.41 | 32.76 | 8 | 0
2025 | MAPP_CA_2_IESO | MAPP_CA | IESO | Internal | Winter | B19 | 700 | 330 | 0 | 51.41 | 32.76 | 8 | 0
2025 | MAPP_CA_2_IESO | MAPP_CA | IESO | Internal | Winter | B20 | 935 | 330 | 0 | 51.41 | 32.76 | 8 | 0
2025 | MAPP_CA_2_MAPP_US | MAPP_CA | MAPP_US | Internal | Shoulder | B11 | 25 | 372 | 0 | 67.58 | 60.59 | 7 | 0
2025 | MAPP_CA_2_MAPP_US | MAPP_CA | MAPP_US | Internal | Shoulder | B12 | 200 | 372 | 0 | 50.24 | 43.25 | 7 | 0
2025 | MAPP_CA_2_MAPP_US | MAPP_CA | MAPP_US | Internal | Shoulder | B13 | 600 | 372 | 0 | 44.85 | 37.86 | 7 | 0
2025 | MAPP_CA_2_MAPP_US | MAPP_CA | MAPP_US | Internal | Shoulder | B14 | 900 | 372 | 0 | 44.85 | 37.86 | 7 | 0
2025 | MAPP_CA_2_MAPP_US | MAPP_CA | MAPP_US | Internal | Shoulder | B15 | 1203 | 372 | 0 | 44.85 | 37.76 | 7 | 0
2025 | MAPP_CA_2_MAPP_US | MAPP_CA | MAPP_US | Internal | Summer | B1 | 10 | 372 | 0 | 739.16 | 732.18 | 7 | 0
2025 | MAPP_CA_2_MAPP_US | MAPP_CA | MAPP_US | Internal | Summer | B2 | 25 | 372 | 0 | 441.39 | 434.4 | 7 | 0
2025 | MAPP_CA_2_MAPP_US | MAPP_CA | MAPP_US | Internal | Summer | B3 | 75 | 372 | 0 | 70.76 | 65.42 | 7 | 0
2025 | MAPP_CA_2_MAPP_US | MAPP_CA | MAPP_US | Internal | Summer | B4 | 100 | 372 | 0 | 69.81 | 65.42 | 7 | 0
2025 | MAPP_CA_2_MAPP_US | MAPP_CA | MAPP_US | Internal | Summer | B5 | 200 | 372 | 0 | 65.92 | 58.94 | 7 | 0
2025 | MAPP_CA_2_MAPP_US | MAPP_CA | MAPP_US | Internal | Summer | B6 | 300 | 372 | 0 | 49.67 | 42.68 | 7 | 0
2025 | MAPP_CA_2_MAPP_US | MAPP_CA | MAPP_US | Internal | Summer | B7 | 400 | 372 | 0 | 42.24 | 35.25 | 7 | 0
2025 | MAPP_CA_2_MAPP_US | MAPP_CA | MAPP_US | Internal | Summer | B8 | 500 | 372 | 0 | 40.41 | 33.4 | 7 | 0
2025 | MAPP_CA_2_MAPP_US | MAPP_CA | MAPP_US | Internal | Summer | B9 | 800 | 372 | 0 | 40.41 | 32.86 | 7 | 0
2025 | MAPP_CA_2_MAPP_US | MAPP_CA | MAPP_US | Internal | Summer | B10 | 1262 | 372 | 0 | 40.41 | 28.44 | 7 | 0
2025 | MAPP_CA_2_MAPP_US | MAPP_CA | MAPP_US | Internal | Winter | B16 | 25 | 372 | 0 | 68.59 | 61.6 | 7 | 0
2025 | MAPP_CA_2_MAPP_US | MAPP_CA | MAPP_US | Internal | Winter | B17 | 100 | 372 | 0 | 51.41 | 44.4 | 7 | 0
2025 | MAPP_CA_2_MAPP_US | MAPP_CA | MAPP_US | Internal | Winter | B18 | 400 | 372 | 0 | 51.41 | 40.72 | 7 | 0
2025 | MAPP_CA_2_MAPP_US | MAPP_CA | MAPP_US | Internal | Winter | B19 | 700 | 372 | 0 | 51.41 | 40.72 | 7 | 0
2025 | MAPP_CA_2_MAPP_US | MAPP_CA | MAPP_US | Internal | Winter | B20 | 935 | 372 | 0 | 51.41 | 34.36 | 7 | 0
2025 | MAPP_CA_2_MISO_W | MAPP_CA | MISO_W | Internal | Shoulder | B11 | 25 | 1970 | 1387.25 | 67.58 | 67.59 | 0.01 | 0
2025 | MAPP_CA_2_MISO_W | MAPP_CA | MISO_W | Internal | Shoulder | B12 | 200 | 1970 | 999.34 | 50.24 | 50.25 | 0.01 | 0
2025 | MAPP_CA_2_MISO_W | MAPP_CA | MISO_W | Internal | Shoulder | B13 | 600 | 1970 | 349.02 | 44.85 | 44.86 | 0.01 | 0
2025 | MAPP_CA_2_MISO_W | MAPP_CA | MISO_W | Internal | Shoulder | B14 | 900 | 1970 | 0 | 44.85 | 43.95 | 0.01 | 0
2025 | MAPP_CA_2_MISO_W | MAPP_CA | MISO_W | Internal | Shoulder | B15 | 1203 | 1970 | 0 | 44.85 | 40.94 | 0.01 | 0
2025 | MAPP_CA_2_MISO_W | MAPP_CA | MISO_W | Internal | Summer | B1 | 10 | 1970 | 1683.66 | 739.16 | 739.18 | 0.01 | 0
2025 | MAPP_CA_2_MISO_W | MAPP_CA | MISO_W | Internal | Summer | B2 | 25 | 1970 | 1557.07 | 441.39 | 441.4 | 0.01 | 0
2025 | MAPP_CA_2_MISO_W | MAPP_CA | MISO_W | Internal | Summer | B3 | 75 | 1970 | 886.22 | 70.76 | 70.77 | 0.01 | 0
2025 | MAPP_CA_2_MISO_W | MAPP_CA | MISO_W | Internal | Summer | B4 | 100 | 1970 | 969.29 | 69.81 | 69.82 | 0.01 | 0
2025 | MAPP_CA_2_MISO_W | MAPP_CA | MISO_W | Internal | Summer | B5 | 200 | 1970 | 1031.41 | 65.92 | 65.94 | 0.01 | 0
2025 | MAPP_CA_2_MISO_W | MAPP_CA | MISO_W | Internal | Summer | B6 | 300 | 1970 | 1144.28 | 49.67 | 49.68 | 0.01 | 0
2025 | MAPP_CA_2_MISO_W | MAPP_CA | MISO_W | Internal | Summer | B7 | 400 | 1970 | 866.4 | 42.24 | 42.25 | 0.01 | 0
2025 | MAPP_CA_2_MISO_W | MAPP_CA | MISO_W | Internal | Summer | B8 | 500 | 1970 | 0 | 40.41 | 40.4 | 0.01 | 0
2025 | MAPP_CA_2_MISO_W | MAPP_CA | MISO_W | Internal | Summer | B9 | 800 | 1970 | 0 | 40.41 | 39.86 | 0.01 | 0
2025 | MAPP_CA_2_MISO_W | MAPP_CA | MISO_W | Internal | Summer | B10 | 1262 | 1970 | 0 | 40.41 | 35.44 | 0.01 | 0
2025 | MAPP_CA_2_MISO_W | MAPP_CA | MISO_W | Internal | Winter | B16 | 25 | 1970 | 327.05 | 68.59 | 68.6 | 0.01 | 0
2025 | MAPP_CA_2_MISO_W | MAPP_CA | MISO_W | Internal | Winter | B17 | 100 | 1970 | 0 | 51.41 | 51.4 | 0.01 | 0
2025 | MAPP_CA_2_MISO_W | MAPP_CA | MISO_W | Internal | Winter | B18 | 400 | 1970 | 0 | 51.41 | 47.72 | 0.01 | 0
2025 | MAPP_CA_2_MISO_W | MAPP_CA | MISO_W | Internal | Winter | B19 | 700 | 1970 | 0 | 51.41 | 44.17 | 0.01 | 0
2025 | MAPP_CA_2_MISO_W | MAPP_CA | MISO_W | Internal | Winter | B20 | 935 | 1970 | 0 | 51.41 | 39.74 | 0.01 | 0
2025 | MAPP_US_2_MAPP_CA | MAPP_US | MAPP_CA | Internal | Shoulder | B11 | 25 | 165 | 0 | 60.59 | 67.58 | 7 | 0
2025 | MAPP_US_2_MAPP_CA | MAPP_US | MAPP_CA | Internal | Shoulder | B12 | 200 | 165 | 0 | 43.25 | 50.24 | 7 | 0
2025 | MAPP_US_2_MAPP_CA | MAPP_US | MAPP_CA | Internal | Shoulder | B13 | 600 | 165 | 0 | 37.86 | 44.85 | 7 | 0
2025 | MAPP_US_2_MAPP_CA | MAPP_US | MAPP_CA | Internal | Shoulder | B14 | 900 | 165 | 0 | 37.86 | 44.85 | 7 | 0
2025 | MAPP_US_2_MAPP_CA | MAPP_US | MAPP_CA | Internal | Shoulder | B15 | 1203 | 165 | 165 | 37.76 | 44.85 | 7 | 0.09
2025 | MAPP_US_2_MAPP_CA | MAPP_US | MAPP_CA | Internal | Summer | B1 | 10 | 165 | 0 | 732.18 | 739.16 | 7 | 0
2025 | MAPP_US_2_MAPP_CA | MAPP_US | MAPP_CA | Internal | Summer | B2 | 25 | 165 | 0 | 434.4 | 441.39 | 7 | 0
2025 | MAPP_US_2_MAPP_CA | MAPP_US | MAPP_CA | Internal | Summer | B3 | 75 | 165 | 0 | 65.42 | 70.76 | 7 | 0
2025 | MAPP_US_2_MAPP_CA | MAPP_US | MAPP_CA | Internal | Summer | B4 | 100 | 165 | 0 | 65.42 | 69.81 | 7 | 0
2025 | MAPP_US_2_MAPP_CA | MAPP_US | MAPP_CA | Internal | Summer | B5 | 200 | 165 | 0 | 58.94 | 65.92 | 7 | 0
2025 | MAPP_US_2_MAPP_CA | MAPP_US | MAPP_CA | Internal | Summer | B6 | 300 | 165 | 0 | 42.68 | 49.67 | 7 | 0
2025 | MAPP_US_2_MAPP_CA | MAPP_US | MAPP_CA | Internal | Summer | B7 | 400 | 165 | 0 | 35.25 | 42.24 | 7 | 0
2025 | MAPP_US_2_MAPP_CA | MAPP_US | MAPP_CA | Internal | Summer | B8 | 500 | 165 | 165 | 33.4 | 40.41 | 7 | 0.01
2025 | MAPP_US_2_MAPP_CA | MAPP_US | MAPP_CA | Internal | Summer | B9 | 800 | 165 | 165 | 32.86 | 40.41 | 7 | 0.56
2025 | MAPP_US_2_MAPP_CA | MAPP_US | MAPP_CA | Internal | Summer | B10 | 1262 | 165 | 165 | 28.44 | 40.41 | 7 | 4.97
2025 | MAPP_US_2_MAPP_CA | MAPP_US | MAPP_CA | Internal | Winter | B16 | 25 | 165 | 0 | 61.6 | 68.59 | 7 | 0
2025 | MAPP_US_2_MAPP_CA | MAPP_US | MAPP_CA | Internal | Winter | B17 | 100 | 165 | 165 | 44.4 | 51.41 | 7 | 0.01
2025 | MAPP_US_2_MAPP_CA | MAPP_US | MAPP_CA | Internal | Winter | B18 | 400 | 165 | 165 | 40.72 | 51.41 | 7 | 3.69
2025 | MAPP_US_2_MAPP_CA | MAPP_US | MAPP_CA | Internal | Winter | B19 | 700 | 165 | 165 | 40.72 | 51.41 | 7 | 3.69
2025 | MAPP_US_2_MAPP_CA | MAPP_US | MAPP_CA | Internal | Winter | B20 | 935 | 165 | 165 | 34.36 | 51.41 | 7 | 10.05
2025 | MAPP_US_2_MISO_W | MAPP_US | MISO_W | Internal | Shoulder | B11 | 25 | 2635 | 744.34 | 60.59 | 67.59 | 7 | 0
2025 | MAPP_US_2_MISO_W | MAPP_US | MISO_W | Internal | Shoulder | B12 | 200 | 2635 | 1126.16 | 43.25 | 50.25 | 7 | 0
2025 | MAPP_US_2_MISO_W | MAPP_US | MISO_W | Internal | Shoulder | B13 | 600 | 2635 | 7.55 | 37.86 | 44.86 | 7 | 0
2025 | MAPP_US_2_MISO_W | MAPP_US | MISO_W | Internal | Shoulder | B14 | 900 | 2635 | 0 | 37.86 | 43.95 | 7 | 0
2025 | MAPP_US_2_MISO_W | MAPP_US | MISO_W | Internal | Shoulder | B15 | 1203 | 2635 | 0 | 37.76 | 40.94 | 7 | 0
2025 | MAPP_US_2_MISO_W | MAPP_US | MISO_W | Internal | Summer | B1 | 10 | 2635 | 874.08 | 732.18 | 739.18 | 7 | 0
2025 | MAPP_US_2_MISO_W | MAPP_US | MISO_W | Internal | Summer | B2 | 25 | 2635 | 898.85 | 434.4 | 441.4 | 7 | 0
2025 | MAPP_US_2_MISO_W | MAPP_US | MISO_W | Internal | Summer | B3 | 75 | 2635 | 0 | 65.42 | 70.77 | 7 | 0
2025 | MAPP_US_2_MISO_W | MAPP_US | MISO_W | Internal | Summer | B4 | 100 | 2635 | 0 | 65.42 | 69.82 | 7 | 0
2025 | MAPP_US_2_MISO_W | MAPP_US | MISO_W | Internal | Summer | B5 | 200 | 2635 | 303.89 | 58.94 | 65.94 | 7 | 0
2025 | MAPP_US_2_MISO_W | MAPP_US | MISO_W | Internal | Summer | B6 | 300 | 2635 | 289.9 | 42.68 | 49.68 | 7 | 0
2025 | MAPP_US_2_MISO_W | MAPP_US | MISO_W | Internal | Summer | B7 | 400 | 2635 | 512.88 | 35.25 | 42.25 | 7 | 0
2025 | MAPP_US_2_MISO_W | MAPP_US | MISO_W | Internal | Summer | B8 | 500 | 2635 | 1060.64 | 33.4 | 40.4 | 7 | 0
2025 | MAPP_US_2_MISO_W | MAPP_US | MISO_W | Internal | Summer | B9 | 800 | 2635 | 623.52 | 32.86 | 39.86 | 7 | 0
2025 | MAPP_US_2_MISO_W | MAPP_US | MISO_W | Internal | Summer | B10 | 1262 | 2635 | 791.87 | 28.44 | 35.44 | 7 | 0
2025 | MAPP_US_2_MISO_W | MAPP_US | MISO_W | Internal | Winter | B16 | 25 | 2635 | 1563.96 | 61.6 | 68.6 | 7 | 0
2025 | MAPP_US_2_MISO_W | MAPP_US | MISO_W | Internal | Winter | B17 | 100 | 2635 | 990.51 | 44.4 | 51.4 | 7 | 0
2025 | MAPP_US_2_MISO_W | MAPP_US | MISO_W | Internal | Winter | B18 | 400 | 2635 | 10.87 | 40.72 | 47.72 | 7 | 0
2025 | MAPP_US_2_MISO_W | MAPP_US | MISO_W | Internal | Winter | B19 | 700 | 2635 | 0 | 40.72 | 44.17 | 7 | 0
2025 | MAPP_US_2_MISO_W | MAPP_US | MISO_W | Internal | Winter | B20 | 935 | 2635 | 0 | 34.36 | 39.74 | 7 | 0
2025 | MAPP_US_2_NE | MAPP_US | NE | Internal | Shoulder | B11 | 25 | 2000 | 716.25 | 60.59 | 67.59 | 7 | 0
2025 | MAPP_US_2_NE | MAPP_US | NE | Internal | Shoulder | B12 | 200 | 2000 | 0 | 43.25 | 46.91 | 7 | 0
2025 | MAPP_US_2_NE | MAPP_US | NE | Internal | Shoulder | B13 | 600 | 2000 | 824.09 | 37.86 | 44.86 | 7 | 0
2025 | MAPP_US_2_NE | MAPP_US | NE | Internal | Shoulder | B14 | 900 | 2000 | 465.49 | 37.86 | 44.86 | 7 | 0
2025 | MAPP_US_2_NE | MAPP_US | NE | Internal | Shoulder | B15 | 1203 | 2000 | 17.9 | 37.76 | 44.76 | 7 | 0
2025 | MAPP_US_2_NE | MAPP_US | NE | Internal | Summer | B1 | 10 | 2000 | 396.85 | 732.18 | 739.18 | 7 | 0
2025 | MAPP_US_2_NE | MAPP_US | NE | Internal | Summer | B2 | 25 | 2000 | 426.45 | 434.4 | 441.4 | 7 | 0
2025 | MAPP_US_2_NE | MAPP_US | NE | Internal | Summer | B3 | 75 | 2000 | 806.32 | 65.42 | 72.42 | 7 | 0
2025 | MAPP_US_2_NE | MAPP_US | NE | Internal | Summer | B4 | 100 | 2000 | 1048.76 | 65.42 | 72.42 | 7 | 0
2025 | MAPP_US_2_NE | MAPP_US | NE | Internal | Summer | B5 | 200 | 2000 | 788.18 | 58.94 | 65.94 | 7 | 0
2025 | MAPP_US_2_NE | MAPP_US | NE | Internal | Summer | B6 | 300 | 2000 | 883.04 | 42.68 | 49.68 | 7 | 0
2025 | MAPP_US_2_NE | MAPP_US | NE | Internal | Summer | B7 | 400 | 2000 | 993.76 | 35.25 | 42.25 | 7 | 0
2025 | MAPP_US_2_NE | MAPP_US | NE | Internal | Summer | B8 | 500 | 2000 | 624.33 | 33.4 | 40.4 | 7 | 0
2025 | MAPP_US_2_NE | MAPP_US | NE | Internal | Summer | B9 | 800 | 2000 | 310.35 | 32.86 | 39.86 | 7 | 0
2025 | MAPP_US_2_NE | MAPP_US | NE | Internal | Summer | B10 | 1262 | 2000 | 0 | 28.44 | 34.8 | 7 | 0
2025 | MAPP_US_2_NE | MAPP_US | NE | Internal | Winter | B16 | 25 | 2000 | 0 | 61.6 | 63.6 | 7 | 0
2025 | MAPP_US_2_NE | MAPP_US | NE | Internal | Winter | B17 | 100 | 2000 | 0 | 44.4 | 47.83 | 7 | 0
2025 | MAPP_US_2_NE | MAPP_US | NE | Internal | Winter | B18 | 400 | 2000 | 848.15 | 40.72 | 47.72 | 7 | 0
2025 | MAPP_US_2_NE | MAPP_US | NE | Internal | Winter | B19 | 700 | 2000 | 0 | 40.72 | 47.7 | 7 | 0
2025 | MAPP_US_2_NE | MAPP_US | NE | Internal | Winter | B20 | 935 | 2000 | 139.82 | 34.36 | 41.36 | 7 | 0
2025 | MARITIMES_2_NEISO | MARITIMES | NEISO | Internal | Shoulder | B11 | 25 | 99999 | 1400 | 40.75 | 40.76 | 0.01 | 0
2025 | MARITIMES_2_NEISO | MARITIMES | NEISO | Internal | Shoulder | B12 | 200 | 99999 | 1400 | 40.7 | 40.72 | 0.01 | 0
2025 | MARITIMES_2_NEISO | MARITIMES | NEISO | Internal | Shoulder | B13 | 600 | 99999 | 1400 | 38.38 | 38.39 | 0.01 | 0
2025 | MARITIMES_2_NEISO | MARITIMES | NEISO | Internal | Shoulder | B14 | 900 | 99999 | 1400 | 38.38 | 38.39 | 0.01 | 0
2025 | MARITIMES_2_NEISO | MARITIMES | NEISO | Internal | Shoulder | B15 | 1203 | 99999 | 426.43 | 38.38 | 38.39 | 0.01 | 0
2025 | MARITIMES_2_NEISO | MARITIMES | NEISO | Internal | Summer | B1 | 10 | 99999 | 1400.1 | 730.13 | 730.14 | 0.01 | 0
2025 | MARITIMES_2_NEISO | MARITIMES | NEISO | Internal | Summer | B2 | 25 | 99999 | 1400.1 | 99.86 | 99.87 | 0.01 | 0
2025 | MARITIMES_2_NEISO | MARITIMES | NEISO | Internal | Summer | B3 | 75 | 99999 | 1400 | 52.63 | 52.64 | 0.01 | 0
2025 | MARITIMES_2_NEISO | MARITIMES | NEISO | Internal | Summer | B4 | 100 | 99999 | 1400 | 43.25 | 43.27 | 0.01 | 0
2025 | MARITIMES_2_NEISO | MARITIMES | NEISO | Internal | Summer | B5 | 200 | 99999 | 1400 | 37.69 | 37.7 | 0.01 | 0
2025 | MARITIMES_2_NEISO | MARITIMES | NEISO | Internal | Summer | B6 | 300 | 99999 | 1400 | 37.69 | 37.7 | 0.01 | 0
2025 | MARITIMES_2_NEISO | MARITIMES | NEISO | Internal | Summer | B7 | 400 | 99999 | 1400 | 37.69 | 37.7 | 0.01 | 0
2025 | MARITIMES_2_NEISO | MARITIMES | NEISO | Internal | Summer | B8 | 500 | 99999 | 1400 | 37.69 | 37.7 | 0.01 | 0
2025 | MARITIMES_2_NEISO | MARITIMES | NEISO | Internal | Summer | B9 | 800 | 99999 | 1400 | 37.69 | 37.7 | 0.01 | 0
2025 | MARITIMES_2_NEISO | MARITIMES | NEISO | Internal | Summer | B10 | 1262 | 99999 | 236.13 | 37.69 | 37.7 | 0.01 | 0
2025 | MARITIMES_2_NEISO | MARITIMES | NEISO | Internal | Winter | B16 | 25 | 99999 | 1400 | 50.2 | 50.21 | 0.01 | 0
2025 | MARITIMES_2_NEISO | MARITIMES | NEISO | Internal | Winter | B17 | 100 | 99999 | 1400 | 48.27 | 48.29 | 0.01 | 0
2025 | MARITIMES_2_NEISO | MARITIMES | NEISO | Internal | Winter | B18 | 400 | 99999 | 1400 | 46.17 | 46.18 | 0.01 | 0
2025 | MARITIMES_2_NEISO | MARITIMES | NEISO | Internal | Winter | B19 | 700 | 99999 | 1400 | 46.17 | 46.18 | 0.01 | 0
2025 | MARITIMES_2_NEISO | MARITIMES | NEISO | Internal | Winter | B20 | 935 | 99999 | 475.94 | 46.17 | 46.18 | 0.01 | 0
2025 | MISO_IN_2_MISO_MI | MISO_IN | MISO_MI | Internal | Shoulder | B11 | 25 | 5000 | 0 | 67.62 | 65.13 | 0.01 | 0
2025 | MISO_IN_2_MISO_MI | MISO_IN | MISO_MI | Internal | Shoulder | B12 | 200 | 5000 | 23.15 | 51.68 | 51.69 | 0.01 | 0
2025 | MISO_IN_2_MISO_MI | MISO_IN | MISO_MI | Internal | Shoulder | B13 | 600 | 5000 | 835.16 | 44.88 | 44.89 | 0.01 | 0
2025 | MISO_IN_2_MISO_MI | MISO_IN | MISO_MI | Internal | Shoulder | B14 | 900 | 5000 | 1017.25 | 43.97 | 43.98 | 0.01 | 0
2025 | MISO_IN_2_MISO_MI | MISO_IN | MISO_MI | Internal | Shoulder | B15 | 1203 | 5000 | 1126.78 | 40.96 | 40.97 | 0.01 | 0
2025 | MISO_IN_2_MISO_MI | MISO_IN | MISO_MI | Internal | Summer | B1 | 10 | 5000 | 0 | 739.19 | 739.18 | 0.01 | 0
2025 | MISO_IN_2_MISO_MI | MISO_IN | MISO_MI | Internal | Summer | B2 | 25 | 5000 | 0 | 441.4 | 441.39 | 0.01 | 0
2025 | MISO_IN_2_MISO_MI | MISO_IN | MISO_MI | Internal | Summer | B3 | 75 | 5000 | 0 | 70.77 | 70.76 | 0.01 | 0
2025 | MISO_IN_2_MISO_MI | MISO_IN | MISO_MI | Internal | Summer | B4 | 100 | 5000 | 0 | 68.91 | 68.9 | 0.01 | 0
2025 | MISO_IN_2_MISO_MI | MISO_IN | MISO_MI | Internal | Summer | B5 | 200 | 5000 | 0 | 65.92 | 65.91 | 0.01 | 0
2025 | MISO_IN_2_MISO_MI | MISO_IN | MISO_MI | Internal | Summer | B6 | 300 | 5000 | 0 | 49.67 | 49.66 | 0.01 | 0
2025 | MISO_IN_2_MISO_MI | MISO_IN | MISO_MI | Internal | Summer | B7 | 400 | 5000 | 1344.5 | 42.27 | 42.29 | 0.01 | 0
2025 | MISO_IN_2_MISO_MI | MISO_IN | MISO_MI | Internal | Summer | B8 | 500 | 5000 | 2212.04 | 40.42 | 40.43 | 0.01 | 0
2025 | MISO_IN_2_MISO_MI | MISO_IN | MISO_MI | Internal | Summer | B9 | 800 | 5000 | 1488.34 | 39.86 | 39.87 | 0.01 | 0
2025 | MISO_IN_2_MISO_MI | MISO_IN | MISO_MI | Internal | Summer | B10 | 1262 | 5000 | 1915.52 | 35.45 | 35.46 | 0.01 | 0
2025 | MISO_IN_2_MISO_MI | MISO_IN | MISO_MI | Internal | Winter | B16 | 25 | 5000 | 0 | 68.63 | 68.62 | 0.01 | 0
2025 | MISO_IN_2_MISO_MI | MISO_IN | MISO_MI | Internal | Winter | B17 | 100 | 5000 | 0 | 53.72 | 53.71 | 0.01 | 0
2025 | MISO_IN_2_MISO_MI | MISO_IN | MISO_MI | Internal | Winter | B18 | 400 | 5000 | 79.42 | 47.74 | 47.75 | 0.01 | 0
2025 | MISO_IN_2_MISO_MI | MISO_IN | MISO_MI | Internal | Winter | B19 | 700 | 5000 | 0 | 44.2 | 44.19 | 0.01 | 0
2025 | MISO_IN_2_MISO_MI | MISO_IN | MISO_MI | Internal | Winter | B20 | 935 | 5000 | 439.78 | 39.74 | 39.76 | 0.01 | 0
2025 | MISO_IN_2_MISO_MO-IL | MISO_IN | MISO_MO-IL | Internal | Shoulder | B11 | 25 | 5000 | 0 | 67.62 | 67.61 | 0.01 | 0
2025 | MISO_IN_2_MISO_MO-IL | MISO_IN | MISO_MO-IL | Internal | Shoulder | B12 | 200 | 5000 | 0 | 51.68 | 50.26 | 0.01 | 0
2025 | MISO_IN_2_MISO_MO-IL | MISO_IN | MISO_MO-IL | Internal | Shoulder | B13 | 600 | 5000 | 0 | 44.88 | 44.87 | 0.01 | 0
2025 | MISO_IN_2_MISO_MO-IL | MISO_IN | MISO_MO-IL | Internal | Shoulder | B14 | 900 | 5000 | 0 | 43.97 | 43.96 | 0.01 | 0
2025 | MISO_IN_2_MISO_MO-IL | MISO_IN | MISO_MO-IL | Internal | Shoulder | B15 | 1203 | 5000 | 0 | 40.96 | 40.95 | 0.01 | 0
2025 | MISO_IN_2_MISO_MO-IL | MISO_IN | MISO_MO-IL | Internal | Summer | B1 | 10 | 5000 | 0 | 739.19 | 739.19 | 0.01 | 0
2025 | MISO_IN_2_MISO_MO-IL | MISO_IN | MISO_MO-IL | Internal | Summer | B2 | 25 | 5000 | 2050.44 | 441.4 | 441.41 | 0.01 | 0
2025 | MISO_IN_2_MISO_MO-IL | MISO_IN | MISO_MO-IL | Internal | Summer | B3 | 75 | 5000 | 0 | 70.77 | 70.76 | 0.01 | 0
2025 | MISO_IN_2_MISO_MO-IL | MISO_IN | MISO_MO-IL | Internal | Summer | B4 | 100 | 5000 | 0 | 68.91 | 68.9 | 0.01 | 0
2025 | MISO_IN_2_MISO_MO-IL | MISO_IN | MISO_MO-IL | Internal | Summer | B5 | 200 | 5000 | 83.76 | 65.92 | 65.94 | 0.01 | 0
2025 | MISO_IN_2_MISO_MO-IL | MISO_IN | MISO_MO-IL | Internal | Summer | B6 | 300 | 5000 | 0 | 49.67 | 49.67 | 0.01 | 0
2025 | MISO_IN_2_MISO_MO-IL | MISO_IN | MISO_MO-IL | Internal | Summer | B7 | 400 | 5000 | 0 | 42.27 | 42.26 | 0.01 | 0
2025 | MISO_IN_2_MISO_MO-IL | MISO_IN | MISO_MO-IL | Internal | Summer | B8 | 500 | 5000 | 0 | 40.42 | 40.41 | 0.01 | 0
2025 | MISO_IN_2_MISO_MO-IL | MISO_IN | MISO_MO-IL | Internal | Summer | B9 | 800 | 5000 | 0 | 39.86 | 39.84 | 0.01 | 0
2025 | MISO_IN_2_MISO_MO-IL | MISO_IN | MISO_MO-IL | Internal | Summer | B10 | 1262 | 5000 | 0 | 35.45 | 35.45 | 0.01 | 0
2025 | MISO_IN_2_MISO_MO-IL | MISO_IN | MISO_MO-IL | Internal | Winter | B16 | 25 | 5000 | 0 | 68.63 | 68.62 | 0.01 | 0
2025 | MISO_IN_2_MISO_MO-IL | MISO_IN | MISO_MO-IL | Internal | Winter | B17 | 100 | 5000 | 0 | 53.72 | 51.41 | 0.01 | 0
2025 | MISO_IN_2_MISO_MO-IL | MISO_IN | MISO_MO-IL | Internal | Winter | B18 | 400 | 5000 | 0 | 47.74 | 47.73 | 0.01 | 0
2025 | MISO_IN_2_MISO_MO-IL | MISO_IN | MISO_MO-IL | Internal | Winter | B19 | 700 | 5000 | 0 | 44.2 | 44.19 | 0.01 | 0
2025 | MISO_IN_2_MISO_MO-IL | MISO_IN | MISO_MO-IL | Internal | Winter | B20 | 935 | 5000 | 410.1 | 39.74 | 39.76 | 0.01 | 0
2025 | MISO_IN_2_NonRTO_Midwest | MISO_IN | NonRTO_Midwest | Internal | Shoulder | B11 | 25 | 4800 | 1686.88 | 67.62 | 75.62 | 8 | 0
2025 | MISO_IN_2_NonRTO_Midwest | MISO_IN | NonRTO_Midwest | Internal | Shoulder | B12 | 200 | 4800 | 1289.1 | 51.68 | 59.68 | 8 | 0
2025 | MISO_IN_2_NonRTO_Midwest | MISO_IN | NonRTO_Midwest | Internal | Shoulder | B13 | 600 | 4800 | 777.93 | 44.88 | 52.88 | 8 | 0
2025 | MISO_IN_2_NonRTO_Midwest | MISO_IN | NonRTO_Midwest | Internal | Shoulder | B14 | 900 | 4800 | 372.1 | 43.97 | 51.97 | 8 | 0
2025 | MISO_IN_2_NonRTO_Midwest | MISO_IN | NonRTO_Midwest | Internal | Shoulder | B15 | 1203 | 4800 | 0 | 40.96 | 38.48 | 8 | 0
2025 | MISO_IN_2_NonRTO_Midwest | MISO_IN | NonRTO_Midwest | Internal | Summer | B1 | 10 | 4800 | 649.89 | 739.19 | 747.19 | 8 | 0
2025 | MISO_IN_2_NonRTO_Midwest | MISO_IN | NonRTO_Midwest | Internal | Summer | B2 | 25 | 4800 | 527.22 | 441.4 | 449.4 | 8 | 0
2025 | MISO_IN_2_NonRTO_Midwest | MISO_IN | NonRTO_Midwest | Internal | Summer | B3 | 75 | 4800 | 32.84 | 70.77 | 78.77 | 8 | 0
2025 | MISO_IN_2_NonRTO_Midwest | MISO_IN | NonRTO_Midwest | Internal | Summer | B4 | 100 | 4800 | 0 | 68.91 | 75.82 | 8 | 0
2025 | MISO_IN_2_NonRTO_Midwest | MISO_IN | NonRTO_Midwest | Internal | Summer | B5 | 200 | 4800 | 1338.15 | 65.92 | 73.92 | 8 | 0
2025 | MISO_IN_2_NonRTO_Midwest | MISO_IN | NonRTO_Midwest | Internal | Summer | B6 | 300 | 4800 | 858.29 | 49.67 | 57.67 | 8 | 0
2025 | MISO_IN_2_NonRTO_Midwest | MISO_IN | NonRTO_Midwest | Internal | Summer | B7 | 400 | 4800 | 303.3 | 42.27 | 50.27 | 8 | 0
2025 | MISO_IN_2_NonRTO_Midwest | MISO_IN | NonRTO_Midwest | Internal | Summer | B8 | 500 | 4800 | 0 | 40.42 | 37.8 | 8 | 0
2025 | MISO_IN_2_NonRTO_Midwest | MISO_IN | NonRTO_Midwest | Internal | Summer | B9 | 800 | 4800 | 0 | 39.86 | 36.54 | 8 | 0
2025 | MISO_IN_2_NonRTO_Midwest | MISO_IN | NonRTO_Midwest | Internal | Summer | B10 | 1262 | 4800 | 0 | 35.45 | 33.48 | 8 | 0
2025 | MISO_IN_2_NonRTO_Midwest | MISO_IN | NonRTO_Midwest | Internal | Winter | B16 | 25 | 4800 | 3182.13 | 68.63 | 76.63 | 8 | 0
2025 | MISO_IN_2_NonRTO_Midwest | MISO_IN | NonRTO_Midwest | Internal | Winter | B17 | 100 | 4800 | 2084.16 | 53.72 | 61.72 | 8 | 0
2025 | MISO_IN_2_NonRTO_Midwest | MISO_IN | NonRTO_Midwest | Internal | Winter | B18 | 400 | 4800 | 1337.43 | 47.74 | 55.74 | 8 | 0
2025 | MISO_IN_2_NonRTO_Midwest | MISO_IN | NonRTO_Midwest | Internal | Winter | B19 | 700 | 4800 | 648.54 | 44.2 | 52.2 | 8 | 0
2025 | MISO_IN_2_NonRTO_Midwest | MISO_IN | NonRTO_Midwest | Internal | Winter | B20 | 935 | 4800 | 0 | 39.74 | 37.8 | 8 | 0
2025 | MISO_IN_2_PJM_ROR | MISO_IN | PJM_ROR | Internal | Shoulder | B11 | 25 | 992 | 0 | 67.62 | 63.13 | 2 | 0
2025 | MISO_IN_2_PJM_ROR | MISO_IN | PJM_ROR | Internal | Shoulder | B12 | 200 | 992 | 0 | 51.68 | 51.48 | 2 | 0
2025 | MISO_IN_2_PJM_ROR | MISO_IN | PJM_ROR | Internal | Shoulder | B13 | 600 | 992 | 0 | 44.88 | 44.45 | 2 | 0
2025 | MISO_IN_2_PJM_ROR | MISO_IN | PJM_ROR | Internal | Shoulder | B14 | 900 | 992 | 0 | 43.97 | 43.99 | 2 | 0
2025 | MISO_IN_2_PJM_ROR | MISO_IN | PJM_ROR | Internal | Shoulder | B15 | 1203 | 992 | 0 | 40.96 | 40.48 | 2 | 0
2025 | MISO_IN_2_PJM_ROR | MISO_IN | PJM_ROR | Internal | Summer | B1 | 10 | 992 | 0 | 739.19 | 741.16 | 2 | 0
2025 | MISO_IN_2_PJM_ROR | MISO_IN | PJM_ROR | Internal | Summer | B2 | 25 | 992 | 0 | 441.4 | 439.4 | 2 | 0
2025 | MISO_IN_2_PJM_ROR | MISO_IN | PJM_ROR | Internal | Summer | B3 | 75 | 992 | 0 | 70.77 | 68.43 | 2 | 0
2025 | MISO_IN_2_PJM_ROR | MISO_IN | PJM_ROR | Internal | Summer | B4 | 100 | 992 | 0 | 68.91 | 67.82 | 2 | 0
2025 | MISO_IN_2_PJM_ROR | MISO_IN | PJM_ROR | Internal | Summer | B5 | 200 | 992 | 0 | 65.92 | 63.92 | 2 | 0
2025 | MISO_IN_2_PJM_ROR | MISO_IN | PJM_ROR | Internal | Summer | B6 | 300 | 992 | 0 | 49.67 | 47.67 | 2 | 0
2025 | MISO_IN_2_PJM_ROR | MISO_IN | PJM_ROR | Internal | Summer | B7 | 400 | 992 | 0 | 42.27 | 41.43 | 2 | 0
2025 | MISO_IN_2_PJM_ROR | MISO_IN | PJM_ROR | Internal | Summer | B8 | 500 | 992 | 0 | 40.42 | 40.93 | 2 | 0
2025 | MISO_IN_2_PJM_ROR | MISO_IN | PJM_ROR | Internal | Summer | B9 | 800 | 992 | 0 | 39.86 | 38.54 | 2 | 0
2025 | MISO_IN_2_PJM_ROR | MISO_IN | PJM_ROR | Internal | Summer | B10 | 1262 | 992 | 0 | 35.45 | 33.97 | 2 | 0
2025 | MISO_IN_2_PJM_ROR | MISO_IN | PJM_ROR | Internal | Winter | B16 | 25 | 992 | 0 | 68.63 | 66.63 | 2 | 0
2025 | MISO_IN_2_PJM_ROR | MISO_IN | PJM_ROR | Internal | Winter | B17 | 100 | 992 | 0 | 53.72 | 53.3 | 2 | 0
2025 | MISO_IN_2_PJM_ROR | MISO_IN | PJM_ROR | Internal | Winter | B18 | 400 | 992 | 0 | 47.74 | 48.31 | 2 | 0
2025 | MISO_IN_2_PJM_ROR | MISO_IN | PJM_ROR | Internal | Winter | B19 | 700 | 992 | 0 | 44.2 | 45.05 | 2 | 0
2025 | MISO_IN_2_PJM_ROR | MISO_IN | PJM_ROR | Internal | Winter | B20 | 935 | 992 | 0 | 39.74 | 38.19 | 2 | 0
2025 | MISO_MI_2_MISO_IN | MISO_MI | MISO_IN | Internal | Shoulder | B11 | 25 | 2045 | 2045 | 65.13 | 67.62 | 0.01 | 2.48
2025 | MISO_MI_2_MISO_IN | MISO_MI | MISO_IN | Internal | Shoulder | B12 | 200 | 2045 | 0 | 51.69 | 51.68 | 0.01 | 0
2025 | MISO_MI_2_MISO_IN | MISO_MI | MISO_IN | Internal | Shoulder | B13 | 600 | 2045 | 0 | 44.89 | 44.88 | 0.01 | 0
2025 | MISO_MI_2_MISO_IN | MISO_MI | MISO_IN | Internal | Shoulder | B14 | 900 | 2045 | 0 | 43.98 | 43.97 | 0.01 | 0
2025 | MISO_MI_2_MISO_IN | MISO_MI | MISO_IN | Internal | Shoulder | B15 | 1203 | 2045 | 0 | 40.97 | 40.96 | 0.01 | 0
2025 | MISO_MI_2_MISO_IN | MISO_MI | MISO_IN | Internal | Summer | B1 | 10 | 2045 | 775.89 | 739.18 | 739.19 | 0.01 | 0
2025 | MISO_MI_2_MISO_IN | MISO_MI | MISO_IN | Internal | Summer | B2 | 25 | 2045 | 1784.98 | 441.39 | 441.4 | 0.01 | 0
2025 | MISO_MI_2_MISO_IN | MISO_MI | MISO_IN | Internal | Summer | B3 | 75 | 2045 | 1051.65 | 70.76 | 70.77 | 0.01 | 0
2025 | MISO_MI_2_MISO_IN | MISO_MI | MISO_IN | Internal | Summer | B4 | 100 | 2045 | 649.49 | 68.9 | 68.91 | 0.01 | 0
2025 | MISO_MI_2_MISO_IN | MISO_MI | MISO_IN | Internal | Summer | B5 | 200 | 2045 | 1481.8 | 65.91 | 65.92 | 0.01 | 0
2025 | MISO_MI_2_MISO_IN | MISO_MI | MISO_IN | Internal | Summer | B6 | 300 | 2045 | 298.11 | 49.66 | 49.67 | 0.01 | 0
2025 | MISO_MI_2_MISO_IN | MISO_MI | MISO_IN | Internal | Summer | B7 | 400 | 2045 | 0 | 42.29 | 42.27 | 0.01 | 0
2025 | MISO_MI_2_MISO_IN | MISO_MI | MISO_IN | Internal | Summer | B8 | 500 | 2045 | 0 | 40.43 | 40.42 | 0.01 | 0
2025 | MISO_MI_2_MISO_IN | MISO_MI | MISO_IN | Internal | Summer | B9 | 800 | 2045 | 0 | 39.87 | 39.86 | 0.01 | 0
2025 | MISO_MI_2_MISO_IN | MISO_MI | MISO_IN | Internal | Summer | B10 | 1262 | 2045 | 0 | 35.46 | 35.45 | 0.01 | 0
2025 | MISO_MI_2_MISO_IN | MISO_MI | MISO_IN | Internal | Winter | B16 | 25 | 2045 | 1726.98 | 68.62 | 68.63 | 0.01 | 0
2025 | MISO_MI_2_MISO_IN | MISO_MI | MISO_IN | Internal | Winter | B17 | 100 | 2045 | 206.02 | 53.71 | 53.72 | 0.01 | 0
2025 | MISO_MI_2_MISO_IN | MISO_MI | MISO_IN | Internal | Winter | B18 | 400 | 2045 | 0 | 47.75 | 47.74 | 0.01 | 0
2025 | MISO_MI_2_MISO_IN | MISO_MI | MISO_IN | Internal | Winter | B19 | 700 | 2045 | 83 | 44.19 | 44.2 | 0.01 | 0
2025 | MISO_MI_2_MISO_IN | MISO_MI | MISO_IN | Internal | Winter | B20 | 935 | 2045 | 0 | 39.76 | 39.74 | 0.01 | 0
2025 | MISO_MI_2_MISO_WUMS | MISO_MI | MISO_WUMS | Internal | Shoulder | B11 | 25 | 117 | 0 | 65.13 | 65.13 | 0.01 | 0
2025 | MISO_MI_2_MISO_WUMS | MISO_MI | MISO_WUMS | Internal | Shoulder | B12 | 200 | 117 | 0 | 51.69 | 50.26 | 0.01 | 0
2025 | MISO_MI_2_MISO_WUMS | MISO_MI | MISO_WUMS | Internal | Shoulder | B13 | 600 | 117 | 0 | 44.89 | 44.87 | 0.01 | 0
2025 | MISO_MI_2_MISO_WUMS | MISO_MI | MISO_WUMS | Internal | Shoulder | B14 | 900 | 117 | 0 | 43.98 | 43.93 | 0.01 | 0
2025 | MISO_MI_2_MISO_WUMS | MISO_MI | MISO_WUMS | Internal | Shoulder | B15 | 1203 | 117 | 0 | 40.97 | 40.95 | 0.01 | 0
2025 | MISO_MI_2_MISO_WUMS | MISO_MI | MISO_WUMS | Internal | Summer | B1 | 10 | 117 | 0 | 739.18 | 739.16 | 0.01 | 0
2025 | MISO_MI_2_MISO_WUMS | MISO_MI | MISO_WUMS | Internal | Summer | B2 | 25 | 117 | 0 | 441.39 | 437.4 | 0.01 | 0
2025 | MISO_MI_2_MISO_WUMS | MISO_MI | MISO_WUMS | Internal | Summer | B3 | 75 | 117 | 0 | 70.76 | 70.76 | 0.01 | 0
2025 | MISO_MI_2_MISO_WUMS | MISO_MI | MISO_WUMS | Internal | Summer | B4 | 100 | 117 | 117 | 68.9 | 69.82 | 0.01 | 0.9
2025 | MISO_MI_2_MISO_WUMS | MISO_MI | MISO_WUMS | Internal | Summer | B5 | 200 | 117 | 48.6 | 65.91 | 65.92 | 0.01 | 0
2025 | MISO_MI_2_MISO_WUMS | MISO_MI | MISO_WUMS | Internal | Summer | B6 | 300 | 117 | 41.68 | 49.66 | 49.67 | 0.01 | 0
2025 | MISO_MI_2_MISO_WUMS | MISO_MI | MISO_WUMS | Internal | Summer | B7 | 400 | 117 | 0 | 42.29 | 42.24 | 0.01 | 0
2025 | MISO_MI_2_MISO_WUMS | MISO_MI | MISO_WUMS | Internal | Summer | B8 | 500 | 117 | 0 | 40.43 | 40.39 | 0.01 | 0
2025 | MISO_MI_2_MISO_WUMS | MISO_MI | MISO_WUMS | Internal | Summer | B9 | 800 | 117 | 0 | 39.87 | 39.87 | 0.01 | 0
2025 | MISO_MI_2_MISO_WUMS | MISO_MI | MISO_WUMS | Internal | Summer | B10 | 1262 | 117 | 0 | 35.46 | 35.45 | 0.01 | 0
2025 | MISO_MI_2_MISO_WUMS | MISO_MI | MISO_WUMS | Internal | Winter | B16 | 25 | 117 | 0 | 68.62 | 68.59 | 0.01 | 0
2025 | MISO_MI_2_MISO_WUMS | MISO_MI | MISO_WUMS | Internal | Winter | B17 | 100 | 117 | 0 | 53.71 | 51.39 | 0.01 | 0
2025 | MISO_MI_2_MISO_WUMS | MISO_MI | MISO_WUMS | Internal | Winter | B18 | 400 | 117 | 0 | 47.75 | 47.71 | 0.01 | 0
2025 | MISO_MI_2_MISO_WUMS | MISO_MI | MISO_WUMS | Internal | Winter | B19 | 700 | 117 | 0 | 44.19 | 44.16 | 0.01 | 0
2025 | MISO_MI_2_MISO_WUMS | MISO_MI | MISO_WUMS | Internal | Winter | B20 | 935 | 117 | 0 | 39.76 | 39.76 | 0.01 | 0
2025 | MISO_MI_2_PJM_ROR | MISO_MI | PJM_ROR | Internal | Shoulder | B11 | 25 | 1424 | 0 | 65.13 | 63.13 | 2 | 0
2025 | MISO_MI_2_PJM_ROR | MISO_MI | PJM_ROR | Internal | Shoulder | B12 | 200 | 1424 | 0 | 51.69 | 51.48 | 2 | 0
2025 | MISO_MI_2_PJM_ROR | MISO_MI | PJM_ROR | Internal | Shoulder | B13 | 600 | 1424 | 0 | 44.89 | 44.45 | 2 | 0
2025 | MISO_MI_2_PJM_ROR | MISO_MI | PJM_ROR | Internal | Shoulder | B14 | 900 | 1424 | 0 | 43.98 | 43.99 | 2 | 0
2025 | MISO_MI_2_PJM_ROR | MISO_MI | PJM_ROR | Internal | Shoulder | B15 | 1203 | 1424 | 0 | 40.97 | 40.48 | 2 | 0
2025 | MISO_MI_2_PJM_ROR | MISO_MI | PJM_ROR | Internal | Summer | B1 | 10 | 1424 | 0 | 739.18 | 741.16 | 2 | 0
2025 | MISO_MI_2_PJM_ROR | MISO_MI | PJM_ROR | Internal | Summer | B2 | 25 | 1424 | 0 | 441.39 | 439.4 | 2 | 0
2025 | MISO_MI_2_PJM_ROR | MISO_MI | PJM_ROR | Internal | Summer | B3 | 75 | 1424 | 0 | 70.76 | 68.43 | 2 | 0
2025 | MISO_MI_2_PJM_ROR | MISO_MI | PJM_ROR | Internal | Summer | B4 | 100 | 1424 | 0 | 68.9 | 67.82 | 2 | 0
2025 | MISO_MI_2_PJM_ROR | MISO_MI | PJM_ROR | Internal | Summer | B5 | 200 | 1424 | 0 | 65.91 | 63.92 | 2 | 0
2025 | MISO_MI_2_PJM_ROR | MISO_MI | PJM_ROR | Internal | Summer | B6 | 300 | 1424 | 0 | 49.66 | 47.67 | 2 | 0
2025 | MISO_MI_2_PJM_ROR | MISO_MI | PJM_ROR | Internal | Summer | B7 | 400 | 1424 | 0 | 42.29 | 41.43 | 2 | 0
2025 | MISO_MI_2_PJM_ROR | MISO_MI | PJM_ROR | Internal | Summer | B8 | 500 | 1424 | 0 | 40.43 | 40.93 | 2 | 0
2025 | MISO_MI_2_PJM_ROR | MISO_MI | PJM_ROR | Internal | Summer | B9 | 800 | 1424 | 0 | 39.87 | 38.54 | 2 | 0
2025 | MISO_MI_2_PJM_ROR | MISO_MI | PJM_ROR | Internal | Summer | B10 | 1262 | 1424 | 0 | 35.46 | 33.97 | 2 | 0
2025 | MISO_MI_2_PJM_ROR | MISO_MI | PJM_ROR | Internal | Winter | B16 | 25 | 1424 | 0 | 68.62 | 66.63 | 2 | 0
2025 | MISO_MI_2_PJM_ROR | MISO_MI | PJM_ROR | Internal | Winter | B17 | 100 | 1424 | 0 | 53.71 | 53.3 | 2 | 0
2025 | MISO_MI_2_PJM_ROR | MISO_MI | PJM_ROR | Internal | Winter | B18 | 400 | 1424 | 0 | 47.75 | 48.31 | 2 | 0
2025 | MISO_MI_2_PJM_ROR | MISO_MI | PJM_ROR | Internal | Winter | B19 | 700 | 1424 | 0 | 44.19 | 45.05 | 2 | 0
2025 | MISO_MI_2_PJM_ROR | MISO_MI | PJM_ROR | Internal | Winter | B20 | 935 | 1424 | 0 | 39.76 | 38.19 | 2 | 0
2025 | MISO_MO-IL_2_ENT | MISO_MO-IL | ENT | Internal | Shoulder | B11 | 25 | 2540 | 0 | 67.61 | 73.37 | 8 | 0
2025 | MISO_MO-IL_2_ENT | MISO_MO-IL | ENT | Internal | Shoulder | B12 | 200 | 2540 | 0 | 50.26 | 46.83 | 8 | 0
2025 | MISO_MO-IL_2_ENT | MISO_MO-IL | ENT | Internal | Shoulder | B13 | 600 | 2540 | 0 | 44.87 | 46.5 | 8 | 0
2025 | MISO_MO-IL_2_ENT | MISO_MO-IL | ENT | Internal | Shoulder | B14 | 900 | 2540 | 0 | 43.96 | 46.5 | 8 | 0
2025 | MISO_MO-IL_2_ENT | MISO_MO-IL | ENT | Internal | Shoulder | B15 | 1203 | 2540 | 0 | 40.95 | 44.97 | 8 | 0
2025 | MISO_MO-IL_2_ENT | MISO_MO-IL | ENT | Internal | Summer | B1 | 10 | 2540 | 1791.92 | 739.19 | 747.19 | 8 | 0
2025 | MISO_MO-IL_2_ENT | MISO_MO-IL | ENT | Internal | Summer | B2 | 25 | 2540 | 2540 | 441.41 | 453.4 | 8 | 3.99
2025 | MISO_MO-IL_2_ENT | MISO_MO-IL | ENT | Internal | Summer | B3 | 75 | 2540 | 2540 | 70.76 | 79.6 | 8 | 0.84
2025 | MISO_MO-IL_2_ENT | MISO_MO-IL | ENT | Internal | Summer | B4 | 100 | 2540 | 915.76 | 68.9 | 76.9 | 8 | 0
2025 | MISO_MO-IL_2_ENT | MISO_MO-IL | ENT | Internal | Summer | B5 | 200 | 2540 | 12.44 | 65.94 | 73.94 | 8 | 0
2025 | MISO_MO-IL_2_ENT | MISO_MO-IL | ENT | Internal | Summer | B6 | 300 | 2540 | 0 | 49.67 | 54.67 | 8 | 0
2025 | MISO_MO-IL_2_ENT | MISO_MO-IL | ENT | Internal | Summer | B7 | 400 | 2540 | 0 | 42.26 | 45.36 | 8 | 0
2025 | MISO_MO-IL_2_ENT | MISO_MO-IL | ENT | Internal | Summer | B8 | 500 | 2540 | 0 | 40.41 | 45.36 | 8 | 0
2025 | MISO_MO-IL_2_ENT | MISO_MO-IL | ENT | Internal | Summer | B9 | 800 | 2540 | 0 | 39.84 | 45.04 | 8 | 0
2025 | MISO_MO-IL_2_ENT | MISO_MO-IL | ENT | Internal | Summer | B10 | 1262 | 2540 | 2540 | 35.45 | 43.56 | 8 | 0.11
2025 | MISO_MO-IL_2_ENT | MISO_MO-IL | ENT | Internal | Winter | B16 | 25 | 2540 | 0 | 68.62 | 64.63 | 8 | 0
2025 | MISO_MO-IL_2_ENT | MISO_MO-IL | ENT | Internal | Winter | B17 | 100 | 2540 | 0 | 51.41 | 49.38 | 8 | 0
2025 | MISO_MO-IL_2_ENT | MISO_MO-IL | ENT | Internal | Winter | B18 | 400 | 2540 | 0 | 47.73 | 49.38 | 8 | 0
2025 | MISO_MO-IL_2_ENT | MISO_MO-IL | ENT | Internal | Winter | B19 | 700 | 2540 | 0 | 44.19 | 47.76 | 8 | 0
2025 | MISO_MO-IL_2_ENT | MISO_MO-IL | ENT | Internal | Winter | B20 | 935 | 2540 | 2310.31 | 39.76 | 47.76 | 8 | 0
2025 | MISO_MO-IL_2_MISO_IN | MISO_MO-IL | MISO_IN | Internal | Shoulder | B11 | 25 | 2100 | 145.12 | 67.61 | 67.62 | 0.01 | 0
2025 | MISO_MO-IL_2_MISO_IN | MISO_MO-IL | MISO_IN | Internal | Shoulder | B12 | 200 | 2100 | 2100 | 50.26 | 51.68 | 0.01 | 1.41
2025 | MISO_MO-IL_2_MISO_IN | MISO_MO-IL | MISO_IN | Internal | Shoulder | B13 | 600 | 2100 | 1805.41 | 44.87 | 44.88 | 0.01 | 0
2025 | MISO_MO-IL_2_MISO_IN | MISO_MO-IL | MISO_IN | Internal | Shoulder | B14 | 900 | 2100 | 1155.08 | 43.96 | 43.97 | 0.01 | 0
2025 | MISO_MO-IL_2_MISO_IN | MISO_MO-IL | MISO_IN | Internal | Shoulder | B15 | 1203 | 2100 | 1172.43 | 40.95 | 40.96 | 0.01 | 0
2025 | MISO_MO-IL_2_MISO_IN | MISO_MO-IL | MISO_IN | Internal | Summer | B1 | 10 | 2100 | 0 | 739.19 | 739.19 | 0.01 | 0
2025 | MISO_MO-IL_2_MISO_IN | MISO_MO-IL | MISO_IN | Internal | Summer | B2 | 25 | 2100 | 0 | 441.41 | 441.4 | 0.01 | 0
2025 | MISO_MO-IL_2_MISO_IN | MISO_MO-IL | MISO_IN | Internal | Summer | B3 | 75 | 2100 | 1.82 | 70.76 | 70.77 | 0.01 | 0
2025 | MISO_MO-IL_2_MISO_IN | MISO_MO-IL | MISO_IN | Internal | Summer | B4 | 100 | 2100 | 519.59 | 68.9 | 68.91 | 0.01 | 0
2025 | MISO_MO-IL_2_MISO_IN | MISO_MO-IL | MISO_IN | Internal | Summer | B5 | 200 | 2100 | 0 | 65.94 | 65.92 | 0.01 | 0
2025 | MISO_MO-IL_2_MISO_IN | MISO_MO-IL | MISO_IN | Internal | Summer | B6 | 300 | 2100 | 0 | 49.67 | 49.67 | 0.01 | 0
2025 | MISO_MO-IL_2_MISO_IN | MISO_MO-IL | MISO_IN | Internal | Summer | B7 | 400 | 2100 | 930.68 | 42.26 | 42.27 | 0.01 | 0
2025 | MISO_MO-IL_2_MISO_IN | MISO_MO-IL | MISO_IN | Internal | Summer | B8 | 500 | 2100 | 1802.08 | 40.41 | 40.42 | 0.01 | 0
2025 | MISO_MO-IL_2_MISO_IN | MISO_MO-IL | MISO_IN | Internal | Summer | B9 | 800 | 2100 | 444.12 | 39.84 | 39.86 | 0.01 | 0
2025 | MISO_MO-IL_2_MISO_IN | MISO_MO-IL | MISO_IN | Internal | Summer | B10 | 1262 | 2100 | 0 | 35.45 | 35.45 | 0.01 | 0
2025 | MISO_MO-IL_2_MISO_IN | MISO_MO-IL | MISO_IN | Internal | Winter | B16 | 25 | 2100 | 1909.49 | 68.62 | 68.63 | 0.01 | 0
2025 | MISO_MO-IL_2_MISO_IN | MISO_MO-IL | MISO_IN | Internal | Winter | B17 | 100 | 2100 | 2100 | 51.41 | 53.72 | 0.01 | 2.3
2025 | MISO_MO-IL_2_MISO_IN | MISO_MO-IL | MISO_IN | Internal | Winter | B18 | 400 | 2100 | 843.72 | 47.73 | 47.74 | 0.01 | 0
2025 | MISO_MO-IL_2_MISO_IN | MISO_MO-IL | MISO_IN | Internal | Winter | B19 | 700 | 2100 | 32.7 | 44.19 | 44.2 | 0.01 | 0
2025 | MISO_MO-IL_2_MISO_IN | MISO_MO-IL | MISO_IN | Internal | Winter | B20 | 935 | 2100 | 0 | 39.76 | 39.74 | 0.01 | 0
2025 | MISO_MO-IL_2_MISO_W | MISO_MO-IL | MISO_W | Internal | Shoulder | B11 | 25 | 960 | 0 | 67.61 | 67.59 | 0.01 | 0
2025 | MISO_MO-IL_2_MISO_W | MISO_MO-IL | MISO_W | Internal | Shoulder | B12 | 200 | 960 | 0 | 50.26 | 50.25 | 0.01 | 0
2025 | MISO_MO-IL_2_MISO_W | MISO_MO-IL | MISO_W | Internal | Shoulder | B13 | 600 | 960 | 0 | 44.87 | 44.86 | 0.01 | 0
2025 | MISO_MO-IL_2_MISO_W | MISO_MO-IL | MISO_W | Internal | Shoulder | B14 | 900 | 960 | 0 | 43.96 | 43.95 | 0.01 | 0
2025 | MISO_MO-IL_2_MISO_W | MISO_MO-IL | MISO_W | Internal | Shoulder | B15 | 1203 | 960 | 0 | 40.95 | 40.94 | 0.01 | 0
2025 | MISO_MO-IL_2_MISO_W | MISO_MO-IL | MISO_W | Internal | Summer | B1 | 10 | 960 | 0 | 739.19 | 739.18 | 0.01 | 0
2025 | MISO_MO-IL_2_MISO_W | MISO_MO-IL | MISO_W | Internal | Summer | B2 | 25 | 960 | 0 | 441.41 | 441.4 | 0.01 | 0
2025 | MISO_MO-IL_2_MISO_W | MISO_MO-IL | MISO_W | Internal | Summer | B3 | 75 | 960 | 111.17 | 70.76 | 70.77 | 0.01 | 0
2025 | MISO_MO-IL_2_MISO_W | MISO_MO-IL | MISO_W | Internal | Summer | B4 | 100 | 960 | 960 | 68.9 | 69.82 | 0.01 | 0.9
2025 | MISO_MO-IL_2_MISO_W | MISO_MO-IL | MISO_W | Internal | Summer | B5 | 200 | 960 | 0 | 65.94 | 65.94 | 0.01 | 0
2025 | MISO_MO-IL_2_MISO_W | MISO_MO-IL | MISO_W | Internal | Summer | B6 | 300 | 960 | 137.12 | 49.67 | 49.68 | 0.01 | 0
2025 | MISO_MO-IL_2_MISO_W | MISO_MO-IL | MISO_W | Internal | Summer | B7 | 400 | 960 | 0 | 42.26 | 42.25 | 0.01 | 0
2025 | MISO_MO-IL_2_MISO_W | MISO_MO-IL | MISO_W | Internal | Summer | B8 | 500 | 960 | 0 | 40.41 | 40.4 | 0.01 | 0
2025 | MISO_MO-IL_2_MISO_W | MISO_MO-IL | MISO_W | Internal | Summer | B9 | 800 | 960 | 194.31 | 39.84 | 39.86 | 0.01 | 0
2025 | MISO_MO-IL_2_MISO_W | MISO_MO-IL | MISO_W | Internal | Summer | B10 | 1262 | 960 | 0 | 35.45 | 35.44 | 0.01 | 0
2025 | MISO_MO-IL_2_MISO_W | MISO_MO-IL | MISO_W | Internal | Winter | B16 | 25 | 960 | 0 | 68.62 | 68.6 | 0.01 | 0
2025 | MISO_MO-IL_2_MISO_W | MISO_MO-IL | MISO_W | Internal | Winter | B17 | 100 | 960 | 0 | 51.41 | 51.4 | 0.01 | 0
2025 | MISO_MO-IL_2_MISO_W | MISO_MO-IL | MISO_W | Internal | Winter | B18 | 400 | 960 | 0 | 47.73 | 47.72 | 0.01 | 0
2025 | MISO_MO-IL_2_MISO_W | MISO_MO-IL | MISO_W | Internal | Winter | B19 | 700 | 960 | 0 | 44.19 | 44.17 | 0.01 | 0
2025 | MISO_MO-IL_2_MISO_W | MISO_MO-IL | MISO_W | Internal | Winter | B20 | 935 | 960 | 0 | 39.76 | 39.74 | 0.01 | 0
2025 | MISO_MO-IL_2_PJM_ROR | MISO_MO-IL | PJM_ROR | Internal | Shoulder | B11 | 25 | 1212 | 0 | 67.61 | 63.13 | 2 | 0
2025 | MISO_MO-IL_2_PJM_ROR | MISO_MO-IL | PJM_ROR | Internal | Shoulder | B12 | 200 | 1212 | 0 | 50.26 | 51.48 | 2 | 0
2025 | MISO_MO-IL_2_PJM_ROR | MISO_MO-IL | PJM_ROR | Internal | Shoulder | B13 | 600 | 1212 | 0 | 44.87 | 44.45 | 2 | 0
2025 | MISO_MO-IL_2_PJM_ROR | MISO_MO-IL | PJM_ROR | Internal | Shoulder | B14 | 900 | 1212 | 0 | 43.96 | 43.99 | 2 | 0
2025 | MISO_MO-IL_2_PJM_ROR | MISO_MO-IL | PJM_ROR | Internal | Shoulder | B15 | 1203 | 1212 | 0 | 40.95 | 40.48 | 2 | 0
2025 | MISO_MO-IL_2_PJM_ROR | MISO_MO-IL | PJM_ROR | Internal | Summer | B1 | 10 | 1212 | 0 | 739.19 | 741.16 | 2 | 0
2025 | MISO_MO-IL_2_PJM_ROR | MISO_MO-IL | PJM_ROR | Internal | Summer | B2 | 25 | 1212 | 0 | 441.41 | 439.4 | 2 | 0
2025 | MISO_MO-IL_2_PJM_ROR | MISO_MO-IL | PJM_ROR | Internal | Summer | B3 | 75 | 1212 | 0 | 70.76 | 68.43 | 2 | 0
2025 | MISO_MO-IL_2_PJM_ROR | MISO_MO-IL | PJM_ROR | Internal | Summer | B4 | 100 | 1212 | 0 | 68.9 | 67.82 | 2 | 0
2025 | MISO_MO-IL_2_PJM_ROR | MISO_MO-IL | PJM_ROR | Internal | Summer | B5 | 200 | 1212 | 0 | 65.94 | 63.92 | 2 | 0
2025 | MISO_MO-IL_2_PJM_ROR | MISO_MO-IL | PJM_ROR | Internal | Summer | B6 | 300 | 1212 | 0 | 49.67 | 47.67 | 2 | 0
2025 | MISO_MO-IL_2_PJM_ROR | MISO_MO-IL | PJM_ROR | Internal | Summer | B7 | 400 | 1212 | 0 | 42.26 | 41.43 | 2 | 0
2025 | MISO_MO-IL_2_PJM_ROR | MISO_MO-IL | PJM_ROR | Internal | Summer | B8 | 500 | 1212 | 0 | 40.41 | 40.93 | 2 | 0
2025 | MISO_MO-IL_2_PJM_ROR | MISO_MO-IL | PJM_ROR | Internal | Summer | B9 | 800 | 1212 | 0 | 39.84 | 38.54 | 2 | 0
2025 | MISO_MO-IL_2_PJM_ROR | MISO_MO-IL | PJM_ROR | Internal | Summer | B10 | 1262 | 1212 | 0 | 35.45 | 33.97 | 2 | 0
2025 | MISO_MO-IL_2_PJM_ROR | MISO_MO-IL | PJM_ROR | Internal | Winter | B16 | 25 | 1212 | 0 | 68.62 | 66.63 | 2 | 0
2025 | MISO_MO-IL_2_PJM_ROR | MISO_MO-IL | PJM_ROR | Internal | Winter | B17 | 100 | 1212 | 0 | 51.41 | 53.3 | 2 | 0
2025 | MISO_MO-IL_2_PJM_ROR | MISO_MO-IL | PJM_ROR | Internal | Winter | B18 | 400 | 1212 | 0 | 47.73 | 48.31 | 2 | 0
2025 | MISO_MO-IL_2_PJM_ROR | MISO_MO-IL | PJM_ROR | Internal | Winter | B19 | 700 | 1212 | 0 | 44.19 | 45.05 | 2 | 0
2025 | MISO_MO-IL_2_PJM_ROR | MISO_MO-IL | PJM_ROR | Internal | Winter | B20 | 935 | 1212 | 0 | 39.76 | 38.19 | 2 | 0
2025 | MISO_MO-IL_2_TVA_Transmission | MISO_MO-IL | TVA_Transmission | Internal | Shoulder | B11 | 25 | 4000 | 0 | 67.61 | 68.49 | 8 | 0
2025 | MISO_MO-IL_2_TVA_Transmission | MISO_MO-IL | TVA_Transmission | Internal | Shoulder | B12 | 200 | 4000 | 0 | 50.26 | 52.81 | 8 | 0
2025 | MISO_MO-IL_2_TVA_Transmission | MISO_MO-IL | TVA_Transmission | Internal | Shoulder | B13 | 600 | 4000 | 0 | 44.87 | 49.02 | 8 | 0
2025 | MISO_MO-IL_2_TVA_Transmission | MISO_MO-IL | TVA_Transmission | Internal | Shoulder | B14 | 900 | 4000 | 0 | 43.96 | 48.85 | 8 | 0
2025 | MISO_MO-IL_2_TVA_Transmission | MISO_MO-IL | TVA_Transmission | Internal | Shoulder | B15 | 1203 | 4000 | 0 | 40.95 | 46.48 | 8 | 0
2025 | MISO_MO-IL_2_TVA_Transmission | MISO_MO-IL | TVA_Transmission | Internal | Summer | B1 | 10 | 4000 | 1680.45 | 739.19 | 747.19 | 8 | 0
2025 | MISO_MO-IL_2_TVA_Transmission | MISO_MO-IL | TVA_Transmission | Internal | Summer | B2 | 25 | 4000 | 4000 | 441.41 | 452.4 | 8 | 2.99
2025 | MISO_MO-IL_2_TVA_Transmission | MISO_MO-IL | TVA_Transmission | Internal | Summer | B3 | 75 | 4000 | 0 | 70.76 | 78.6 | 8 | 0
2025 | MISO_MO-IL_2_TVA_Transmission | MISO_MO-IL | TVA_Transmission | Internal | Summer | B4 | 100 | 4000 | 0 | 68.9 | 73.82 | 8 | 0
2025 | MISO_MO-IL_2_TVA_Transmission | MISO_MO-IL | TVA_Transmission | Internal | Summer | B5 | 200 | 4000 | 0 | 65.94 | 69.92 | 8 | 0
2025 | MISO_MO-IL_2_TVA_Transmission | MISO_MO-IL | TVA_Transmission | Internal | Summer | B6 | 300 | 4000 | 0 | 49.67 | 53.67 | 8 | 0
2025 | MISO_MO-IL_2_TVA_Transmission | MISO_MO-IL | TVA_Transmission | Internal | Summer | B7 | 400 | 4000 | 0 | 42.26 | 46.69 | 8 | 0
2025 | MISO_MO-IL_2_TVA_Transmission | MISO_MO-IL | TVA_Transmission | Internal | Summer | B8 | 500 | 4000 | 0 | 40.41 | 45.34 | 8 | 0
2025 | MISO_MO-IL_2_TVA_Transmission | MISO_MO-IL | TVA_Transmission | Internal | Summer | B9 | 800 | 4000 | 0 | 39.84 | 44.54 | 8 | 0
2025 | MISO_MO-IL_2_TVA_Transmission | MISO_MO-IL | TVA_Transmission | Internal | Summer | B10 | 1262 | 4000 | 0 | 35.45 | 39.97 | 8 | 0
2025 | MISO_MO-IL_2_TVA_Transmission | MISO_MO-IL | TVA_Transmission | Internal | Winter | B16 | 25 | 4000 | 0 | 68.62 | 72.63 | 8 | 0
2025 | MISO_MO-IL_2_TVA_Transmission | MISO_MO-IL | TVA_Transmission | Internal | Winter | B17 | 100 | 4000 | 0 | 51.41 | 55.03 | 8 | 0
2025 | MISO_MO-IL_2_TVA_Transmission | MISO_MO-IL | TVA_Transmission | Internal | Winter | B18 | 400 | 4000 | 0 | 47.73 | 51.57 | 8 | 0
2025 | MISO_MO-IL_2_TVA_Transmission | MISO_MO-IL | TVA_Transmission | Internal | Winter | B19 | 700 | 4000 | 0 | 44.19 | 50.12 | 8 | 0
2025 | MISO_MO-IL_2_TVA_Transmission | MISO_MO-IL | TVA_Transmission | Internal | Winter | B20 | 935 | 4000 | 0 | 39.76 | 44.19 | 8 | 0
2025 | MISO_W_2_MAPP_CA | MISO_W | MAPP_CA | Internal | Shoulder | B11 | 25 | 700 | 0 | 67.59 | 67.58 | 0.01 | 0
2025 | MISO_W_2_MAPP_CA | MISO_W | MAPP_CA | Internal | Shoulder | B12 | 200 | 700 | 0 | 50.25 | 50.24 | 0.01 | 0
2025 | MISO_W_2_MAPP_CA | MISO_W | MAPP_CA | Internal | Shoulder | B13 | 600 | 700 | 0 | 44.86 | 44.85 | 0.01 | 0
2025 | MISO_W_2_MAPP_CA | MISO_W | MAPP_CA | Internal | Shoulder | B14 | 900 | 700 | 700 | 43.95 | 44.85 | 0.01 | 0.89
2025 | MISO_W_2_MAPP_CA | MISO_W | MAPP_CA | Internal | Shoulder | B15 | 1203 | 700 | 700 | 40.94 | 44.85 | 0.01 | 3.89
2025 | MISO_W_2_MAPP_CA | MISO_W | MAPP_CA | Internal | Summer | B1 | 10 | 700 | 0 | 739.18 | 739.16 | 0.01 | 0
2025 | MISO_W_2_MAPP_CA | MISO_W | MAPP_CA | Internal | Summer | B2 | 25 | 700 | 0 | 441.4 | 441.39 | 0.01 | 0
2025 | MISO_W_2_MAPP_CA | MISO_W | MAPP_CA | Internal | Summer | B3 | 75 | 700 | 0 | 70.77 | 70.76 | 0.01 | 0
2025 | MISO_W_2_MAPP_CA | MISO_W | MAPP_CA | Internal | Summer | B4 | 100 | 700 | 0 | 69.82 | 69.81 | 0.01 | 0
2025 | MISO_W_2_MAPP_CA | MISO_W | MAPP_CA | Internal | Summer | B5 | 200 | 700 | 0 | 65.94 | 65.92 | 0.01 | 0
2025 | MISO_W_2_MAPP_CA | MISO_W | MAPP_CA | Internal | Summer | B6 | 300 | 700 | 0 | 49.68 | 49.67 | 0.01 | 0
2025 | MISO_W_2_MAPP_CA | MISO_W | MAPP_CA | Internal | Summer | B7 | 400 | 700 | 0 | 42.25 | 42.24 | 0.01 | 0
2025 | MISO_W_2_MAPP_CA | MISO_W | MAPP_CA | Internal | Summer | B8 | 500 | 700 | 258.88 | 40.4 | 40.41 | 0.01 | 0
2025 | MISO_W_2_MAPP_CA | MISO_W | MAPP_CA | Internal | Summer | B9 | 800 | 700 | 700 | 39.86 | 40.41 | 0.01 | 0.54
2025 | MISO_W_2_MAPP_CA | MISO_W | MAPP_CA | Internal | Summer | B10 | 1262 | 700 | 700 | 35.44 | 40.41 | 0.01 | 4.96
2025 | MISO_W_2_MAPP_CA | MISO_W | MAPP_CA | Internal | Winter | B16 | 25 | 700 | 0 | 68.6 | 68.59 | 0.01 | 0
2025 | MISO_W_2_MAPP_CA | MISO_W | MAPP_CA | Internal | Winter | B17 | 100 | 700 | 289.47 | 51.4 | 51.41 | 0.01 | 0
2025 | MISO_W_2_MAPP_CA | MISO_W | MAPP_CA | Internal | Winter | B18 | 400 | 700 | 700 | 47.72 | 51.41 | 0.01 | 3.68
2025 | MISO_W_2_MAPP_CA | MISO_W | MAPP_CA | Internal | Winter | B19 | 700 | 700 | 700 | 44.17 | 51.41 | 0.01 | 7.22
2025 | MISO_W_2_MAPP_CA | MISO_W | MAPP_CA | Internal | Winter | B20 | 935 | 700 | 700 | 39.74 | 51.41 | 0.01 | 11.65
2025 | MISO_W_2_MISO_MO-IL | MISO_W | MISO_MO-IL | Internal | Shoulder | B11 | 25 | 3800 | 1292.61 | 67.59 | 67.61 | 0.01 | 0
2025 | MISO_W_2_MISO_MO-IL | MISO_W | MISO_MO-IL | Internal | Shoulder | B12 | 200 | 3800 | 2574.69 | 50.25 | 50.26 | 0.01 | 0
2025 | MISO_W_2_MISO_MO-IL | MISO_W | MISO_MO-IL | Internal | Shoulder | B13 | 600 | 3800 | 1793.38 | 44.86 | 44.87 | 0.01 | 0
2025 | MISO_W_2_MISO_MO-IL | MISO_W | MISO_MO-IL | Internal | Shoulder | B14 | 900 | 3800 | 522.66 | 43.95 | 43.96 | 0.01 | 0
2025 | MISO_W_2_MISO_MO-IL | MISO_W | MISO_MO-IL | Internal | Shoulder | B15 | 1203 | 3800 | 139.47 | 40.94 | 40.95 | 0.01 | 0
2025 | MISO_W_2_MISO_MO-IL | MISO_W | MISO_MO-IL | Internal | Summer | B1 | 10 | 3800 | 3379.94 | 739.18 | 739.19 | 0.01 | 0
2025 | MISO_W_2_MISO_MO-IL | MISO_W | MISO_MO-IL | Internal | Summer | B2 | 25 | 3800 | 2847.32 | 441.4 | 441.41 | 0.01 | 0
2025 | MISO_W_2_MISO_MO-IL | MISO_W | MISO_MO-IL | Internal | Summer | B3 | 75 | 3800 | 0 | 70.77 | 70.76 | 0.01 | 0
2025 | MISO_W_2_MISO_MO-IL | MISO_W | MISO_MO-IL | Internal | Summer | B4 | 100 | 3800 | 0 | 69.82 | 68.9 | 0.01 | 0
2025 | MISO_W_2_MISO_MO-IL | MISO_W | MISO_MO-IL | Internal | Summer | B5 | 200 | 3800 | 0 | 65.94 | 65.94 | 0.01 | 0
2025 | MISO_W_2_MISO_MO-IL | MISO_W | MISO_MO-IL | Internal | Summer | B6 | 300 | 3800 | 0 | 49.68 | 49.67 | 0.01 | 0
2025 | MISO_W_2_MISO_MO-IL | MISO_W | MISO_MO-IL | Internal | Summer | B7 | 400 | 3800 | 1081.6 | 42.25 | 42.26 | 0.01 | 0
2025 | MISO_W_2_MISO_MO-IL | MISO_W | MISO_MO-IL | Internal | Summer | B8 | 500 | 3800 | 1637.95 | 40.4 | 40.41 | 0.01 | 0
2025 | MISO_W_2_MISO_MO-IL | MISO_W | MISO_MO-IL | Internal | Summer | B9 | 800 | 3800 | 0 | 39.86 | 39.84 | 0.01 | 0
2025 | MISO_W_2_MISO_MO-IL | MISO_W | MISO_MO-IL | Internal | Summer | B10 | 1262 | 3800 | 1607.97 | 35.44 | 35.45 | 0.01 | 0
2025 | MISO_W_2_MISO_MO-IL | MISO_W | MISO_MO-IL | Internal | Winter | B16 | 25 | 3800 | 3346.76 | 68.6 | 68.62 | 0.01 | 0
2025 | MISO_W_2_MISO_MO-IL | MISO_W | MISO_MO-IL | Internal | Winter | B17 | 100 | 3800 | 2953.44 | 51.4 | 51.41 | 0.01 | 0
2025 | MISO_W_2_MISO_MO-IL | MISO_W | MISO_MO-IL | Internal | Winter | B18 | 400 | 3800 | 1213.93 | 47.72 | 47.73 | 0.01 | 0
2025 | MISO_W_2_MISO_MO-IL | MISO_W | MISO_MO-IL | Internal | Winter | B19 | 700 | 3800 | 90.88 | 44.17 | 44.19 | 0.01 | 0
2025 | MISO_W_2_MISO_MO-IL | MISO_W | MISO_MO-IL | Internal | Winter | B20 | 935 | 3800 | 1489.53 | 39.74 | 39.76 | 0.01 | 0
2025 | MISO_W_2_MISO_WUMS | MISO_W | MISO_WUMS | Internal | Shoulder | B11 | 25 | 1629 | 0 | 67.59 | 65.13 | 0.01 | 0
2025 | MISO_W_2_MISO_WUMS | MISO_W | MISO_WUMS | Internal | Shoulder | B12 | 200 | 1629 | 265.08 | 50.25 | 50.26 | 0.01 | 0
2025 | MISO_W_2_MISO_WUMS | MISO_W | MISO_WUMS | Internal | Shoulder | B13 | 600 | 1629 | 70.16 | 44.86 | 44.87 | 0.01 | 0
2025 | MISO_W_2_MISO_WUMS | MISO_W | MISO_WUMS | Internal | Shoulder | B14 | 900 | 1629 | 0 | 43.95 | 43.93 | 0.01 | 0
2025 | MISO_W_2_MISO_WUMS | MISO_W | MISO_WUMS | Internal | Shoulder | B15 | 1203 | 1629 | 1210.08 | 40.94 | 40.95 | 0.01 | 0
2025 | MISO_W_2_MISO_WUMS | MISO_W | MISO_WUMS | Internal | Summer | B1 | 10 | 1629 | 0 | 739.18 | 739.16 | 0.01 | 0
2025 | MISO_W_2_MISO_WUMS | MISO_W | MISO_WUMS | Internal | Summer | B2 | 25 | 1629 | 0 | 441.4 | 437.4 | 0.01 | 0
2025 | MISO_W_2_MISO_WUMS | MISO_W | MISO_WUMS | Internal | Summer | B3 | 75 | 1629 | 0 | 70.77 | 70.76 | 0.01 | 0
2025 | MISO_W_2_MISO_WUMS | MISO_W | MISO_WUMS | Internal | Summer | B4 | 100 | 1629 | 0 | 69.82 | 69.82 | 0.01 | 0
2025 | MISO_W_2_MISO_WUMS | MISO_W | MISO_WUMS | Internal | Summer | B5 | 200 | 1629 | 0 | 65.94 | 65.92 | 0.01 | 0
2025 | MISO_W_2_MISO_WUMS | MISO_W | MISO_WUMS | Internal | Summer | B6 | 300 | 1629 | 0 | 49.68 | 49.67 | 0.01 | 0
2025 | MISO_W_2_MISO_WUMS | MISO_W | MISO_WUMS | Internal | Summer | B7 | 400 | 1629 | 0 | 42.25 | 42.24 | 0.01 | 0
2025 | MISO_W_2_MISO_WUMS | MISO_W | MISO_WUMS | Internal | Summer | B8 | 500 | 1629 | 0 | 40.4 | 40.39 | 0.01 | 0
2025 | MISO_W_2_MISO_WUMS | MISO_W | MISO_WUMS | Internal | Summer | B9 | 800 | 1629 | 1612.04 | 39.86 | 39.87 | 0.01 | 0
2025 | MISO_W_2_MISO_WUMS | MISO_W | MISO_WUMS | Internal | Summer | B10 | 1262 | 1629 | 1220.91 | 35.44 | 35.45 | 0.01 | 0
2025 | MISO_W_2_MISO_WUMS | MISO_W | MISO_WUMS | Internal | Winter | B16 | 25 | 1629 | 0 | 68.6 | 68.59 | 0.01 | 0
2025 | MISO_W_2_MISO_WUMS | MISO_W | MISO_WUMS | Internal | Winter | B17 | 100 | 1629 | 0 | 51.4 | 51.39 | 0.01 | 0
2025 | MISO_W_2_MISO_WUMS | MISO_W | MISO_WUMS | Internal | Winter | B18 | 400 | 1629 | 0 | 47.72 | 47.71 | 0.01 | 0
2025 | MISO_W_2_MISO_WUMS | MISO_W | MISO_WUMS | Internal | Winter | B19 | 700 | 1629 | 0 | 44.17 | 44.16 | 0.01 | 0
2025 | MISO_W_2_MISO_WUMS | MISO_W | MISO_WUMS | Internal | Winter | B20 | 935 | 1629 | 292.37 | 39.74 | 39.76 | 0.01 | 0
2025 | MISO_W_2_PJM_ROR | MISO_W | PJM_ROR | Internal | Shoulder | B11 | 25 | 773 | 0 | 67.59 | 63.13 | 2 | 0
2025 | MISO_W_2_PJM_ROR | MISO_W | PJM_ROR | Internal | Shoulder | B12 | 200 | 773 | 0 | 50.25 | 51.48 | 2 | 0
2025 | MISO_W_2_PJM_ROR | MISO_W | PJM_ROR | Internal | Shoulder | B13 | 600 | 773 | 0 | 44.86 | 44.45 | 2 | 0
2025 | MISO_W_2_PJM_ROR | MISO_W | PJM_ROR | Internal | Shoulder | B14 | 900 | 773 | 0 | 43.95 | 43.99 | 2 | 0
2025 | MISO_W_2_PJM_ROR | MISO_W | PJM_ROR | Internal | Shoulder | B15 | 1203 | 773 | 0 | 40.94 | 40.48 | 2 | 0
2025 | MISO_W_2_PJM_ROR | MISO_W | PJM_ROR | Internal | Summer | B1 | 10 | 773 | 0 | 739.18 | 741.16 | 2 | 0
2025 | MISO_W_2_PJM_ROR | MISO_W | PJM_ROR | Internal | Summer | B2 | 25 | 773 | 0 | 441.4 | 439.4 | 2 | 0
2025 | MISO_W_2_PJM_ROR | MISO_W | PJM_ROR | Internal | Summer | B3 | 75 | 773 | 0 | 70.77 | 68.43 | 2 | 0
2025 | MISO_W_2_PJM_ROR | MISO_W | PJM_ROR | Internal | Summer | B4 | 100 | 773 | 0 | 69.82 | 67.82 | 2 | 0
2025 | MISO_W_2_PJM_ROR | MISO_W | PJM_ROR | Internal | Summer | B5 | 200 | 773 | 0 | 65.94 | 63.92 | 2 | 0
2025 | MISO_W_2_PJM_ROR | MISO_W | PJM_ROR | Internal | Summer | B6 | 300 | 773 | 0 | 49.68 | 47.67 | 2 | 0
2025 | MISO_W_2_PJM_ROR | MISO_W | PJM_ROR | Internal | Summer | B7 | 400 | 773 | 0 | 42.25 | 41.43 | 2 | 0
2025 | MISO_W_2_PJM_ROR | MISO_W | PJM_ROR | Internal | Summer | B8 | 500 | 773 | 0 | 40.4 | 40.93 | 2 | 0
2025 | MISO_W_2_PJM_ROR | MISO_W | PJM_ROR | Internal | Summer | B9 | 800 | 773 | 0 | 39.86 | 38.54 | 2 | 0
2025 | MISO_W_2_PJM_ROR | MISO_W | PJM_ROR | Internal | Summer | B10 | 1262 | 773 | 0 | 35.44 | 33.97 | 2 | 0
2025 | MISO_W_2_PJM_ROR | MISO_W | PJM_ROR | Internal | Winter | B16 | 25 | 773 | 0 | 68.6 | 66.63 | 2 | 0
2025 | MISO_W_2_PJM_ROR | MISO_W | PJM_ROR | Internal | Winter | B17 | 100 | 773 | 0 | 51.4 | 53.3 | 2 | 0
2025 | MISO_W_2_PJM_ROR | MISO_W | PJM_ROR | Internal | Winter | B18 | 400 | 773 | 0 | 47.72 | 48.31 | 2 | 0
2025 | MISO_W_2_PJM_ROR | MISO_W | PJM_ROR | Internal | Winter | B19 | 700 | 773 | 0 | 44.17 | 45.05 | 2 | 0
2025 | MISO_W_2_PJM_ROR | MISO_W | PJM_ROR | Internal | Winter | B20 | 935 | 773 | 0 | 39.74 | 38.19 | 2 | 0
2025 | MISO_W_2_SPP_N | MISO_W | SPP_N | Internal | Shoulder | B11 | 25 | 3200 | 1955.61 | 67.59 | 74.59 | 7 | 0
2025 | MISO_W_2_SPP_N | MISO_W | SPP_N | Internal | Shoulder | B12 | 200 | 3200 | 0 | 50.25 | 46.93 | 7 | 0
2025 | MISO_W_2_SPP_N | MISO_W | SPP_N | Internal | Shoulder | B13 | 600 | 3200 | 0 | 44.86 | 44.89 | 7 | 0
2025 | MISO_W_2_SPP_N | MISO_W | SPP_N | Internal | Shoulder | B14 | 900 | 3200 | 0 | 43.95 | 44.87 | 7 | 0
2025 | MISO_W_2_SPP_N | MISO_W | SPP_N | Internal | Shoulder | B15 | 1203 | 3200 | 0 | 40.94 | 44.77 | 7 | 0
2025 | MISO_W_2_SPP_N | MISO_W | SPP_N | Internal | Summer | B1 | 10 | 3200 | 919.44 | 739.18 | 746.18 | 7 | 0
2025 | MISO_W_2_SPP_N | MISO_W | SPP_N | Internal | Summer | B2 | 25 | 3200 | 2553.21 | 441.4 | 448.4 | 7 | 0
2025 | MISO_W_2_SPP_N | MISO_W | SPP_N | Internal | Summer | B3 | 75 | 3200 | 1190.49 | 70.77 | 77.77 | 7 | 0
2025 | MISO_W_2_SPP_N | MISO_W | SPP_N | Internal | Summer | B4 | 100 | 3200 | 0 | 69.82 | 73.59 | 7 | 0
2025 | MISO_W_2_SPP_N | MISO_W | SPP_N | Internal | Summer | B5 | 200 | 3200 | 1374.4 | 65.94 | 72.94 | 7 | 0
2025 | MISO_W_2_SPP_N | MISO_W | SPP_N | Internal | Summer | B6 | 300 | 3200 | 2585.14 | 49.68 | 56.68 | 7 | 0
2025 | MISO_W_2_SPP_N | MISO_W | SPP_N | Internal | Summer | B7 | 400 | 3200 | 0 | 42.25 | 46.82 | 7 | 0
2025 | MISO_W_2_SPP_N | MISO_W | SPP_N | Internal | Summer | B8 | 500 | 3200 | 0 | 40.4 | 44.7 | 7 | 0
2025 | MISO_W_2_SPP_N | MISO_W | SPP_N | Internal | Summer | B9 | 800 | 3200 | 0 | 39.86 | 43.36 | 7 | 0
2025 | MISO_W_2_SPP_N | MISO_W | SPP_N | Internal | Summer | B10 | 1262 | 3200 | 816.85 | 35.44 | 42.44 | 7 | 0
2025 | MISO_W_2_SPP_N | MISO_W | SPP_N | Internal | Winter | B16 | 25 | 3200 | 0 | 68.6 | 63.62 | 7 | 0
2025 | MISO_W_2_SPP_N | MISO_W | SPP_N | Internal | Winter | B17 | 100 | 3200 | 0 | 51.4 | 47.85 | 7 | 0
2025 | MISO_W_2_SPP_N | MISO_W | SPP_N | Internal | Winter | B18 | 400 | 3200 | 0 | 47.72 | 47.82 | 7 | 0
2025 | MISO_W_2_SPP_N | MISO_W | SPP_N | Internal | Winter | B19 | 700 | 3200 | 0 | 44.17 | 47.71 | 7 | 0
2025 | MISO_W_2_SPP_N | MISO_W | SPP_N | Internal | Winter | B20 | 935 | 3200 | 0 | 39.74 | 42.76 | 7 | 0
2025 | MISO_WUMS_2_MISO_MI | MISO_WUMS | MISO_MI | Internal | Shoulder | B11 | 25 | 99 | 0 | 65.13 | 65.13 | 0.01 | 0
2025 | MISO_WUMS_2_MISO_MI | MISO_WUMS | MISO_MI | Internal | Shoulder | B12 | 200 | 99 | 99 | 50.26 | 51.69 | 0.01 | 1.42
2025 | MISO_WUMS_2_MISO_MI | MISO_WUMS | MISO_MI | Internal | Shoulder | B13 | 600 | 99 | 99 | 44.87 | 44.89 | 0.01 | 0.01
2025 | MISO_WUMS_2_MISO_MI | MISO_WUMS | MISO_MI | Internal | Shoulder | B14 | 900 | 99 | 99 | 43.93 | 43.98 | 0.01 | 0.04
2025 | MISO_WUMS_2_MISO_MI | MISO_WUMS | MISO_MI | Internal | Shoulder | B15 | 1203 | 99 | 99 | 40.95 | 40.97 | 0.01 | 0.01
2025 | MISO_WUMS_2_MISO_MI | MISO_WUMS | MISO_MI | Internal | Summer | B1 | 10 | 99 | 11.21 | 739.16 | 739.18 | 0.01 | 0
2025 | MISO_WUMS_2_MISO_MI | MISO_WUMS | MISO_MI | Internal | Summer | B2 | 25 | 99 | 99 | 437.4 | 441.39 | 0.01 | 3.98
2025 | MISO_WUMS_2_MISO_MI | MISO_WUMS | MISO_MI | Internal | Summer | B3 | 75 | 99 | 0 | 70.76 | 70.76 | 0.01 | 0
2025 | MISO_WUMS_2_MISO_MI | MISO_WUMS | MISO_MI | Internal | Summer | B4 | 100 | 99 | 0 | 69.82 | 68.9 | 0.01 | 0
2025 | MISO_WUMS_2_MISO_MI | MISO_WUMS | MISO_MI | Internal | Summer | B5 | 200 | 99 | 0 | 65.92 | 65.91 | 0.01 | 0
2025 | MISO_WUMS_2_MISO_MI | MISO_WUMS | MISO_MI | Internal | Summer | B6 | 300 | 99 | 0 | 49.67 | 49.66 | 0.01 | 0
2025 | MISO_WUMS_2_MISO_MI | MISO_WUMS | MISO_MI | Internal | Summer | B7 | 400 | 99 | 99 | 42.24 | 42.29 | 0.01 | 0.04
2025 | MISO_WUMS_2_MISO_MI | MISO_WUMS | MISO_MI | Internal | Summer | B8 | 500 | 99 | 99 | 40.39 | 40.43 | 0.01 | 0.04
2025 | MISO_WUMS_2_MISO_MI | MISO_WUMS | MISO_MI | Internal | Summer | B9 | 800 | 99 | 0 | 39.87 | 39.87 | 0.01 | 0
2025 | MISO_WUMS_2_MISO_MI | MISO_WUMS | MISO_MI | Internal | Summer | B10 | 1262 | 99 | 33.92 | 35.45 | 35.46 | 0.01 | 0
2025 | MISO_WUMS_2_MISO_MI | MISO_WUMS | MISO_MI | Internal | Winter | B16 | 25 | 99 | 99 | 68.59 | 68.62 | 0.01 | 0.01
2025 | MISO_WUMS_2_MISO_MI | MISO_WUMS | MISO_MI | Internal | Winter | B17 | 100 | 99 | 99 | 51.39 | 53.71 | 0.01 | 2.31
2025 | MISO_WUMS_2_MISO_MI | MISO_WUMS | MISO_MI | Internal | Winter | B18 | 400 | 99 | 99 | 47.71 | 47.75 | 0.01 | 0.04
2025 | MISO_WUMS_2_MISO_MI | MISO_WUMS | MISO_MI | Internal | Winter | B19 | 700 | 99 | 99 | 44.16 | 44.19 | 0.01 | 0.01
2025 | MISO_WUMS_2_MISO_MI | MISO_WUMS | MISO_MI | Internal | Winter | B20 | 935 | 99 | 0 | 39.76 | 39.76 | 0.01 | 0
2025 | MISO_WUMS_2_MISO_W | MISO_WUMS | MISO_W | Internal | Shoulder | B11 | 25 | 1137 | 1137 | 65.13 | 67.59 | 0.01 | 2.45
2025 | MISO_WUMS_2_MISO_W | MISO_WUMS | MISO_W | Internal | Shoulder | B12 | 200 | 1137 | 0 | 50.26 | 50.25 | 0.01 | 0
2025 | MISO_WUMS_2_MISO_W | MISO_WUMS | MISO_W | Internal | Shoulder | B13 | 600 | 1137 | 0 | 44.87 | 44.86 | 0.01 | 0
2025 | MISO_WUMS_2_MISO_W | MISO_WUMS | MISO_W | Internal | Shoulder | B14 | 900 | 1137 | 438.43 | 43.93 | 43.95 | 0.01 | 0
2025 | MISO_WUMS_2_MISO_W | MISO_WUMS | MISO_W | Internal | Shoulder | B15 | 1203 | 1137 | 0 | 40.95 | 40.94 | 0.01 | 0
2025 | MISO_WUMS_2_MISO_W | MISO_WUMS | MISO_W | Internal | Summer | B1 | 10 | 1137 | 755.57 | 739.16 | 739.18 | 0.01 | 0
2025 | MISO_WUMS_2_MISO_W | MISO_WUMS | MISO_W | Internal | Summer | B2 | 25 | 1137 | 1137 | 437.4 | 441.4 | 0.01 | 3.99
2025 | MISO_WUMS_2_MISO_W | MISO_WUMS | MISO_W | Internal | Summer | B3 | 75 | 1137 | 535.64 | 70.76 | 70.77 | 0.01 | 0
2025 | MISO_WUMS_2_MISO_W | MISO_WUMS | MISO_W | Internal | Summer | B4 | 100 | 1137 | 0 | 69.82 | 69.82 | 0.01 | 0
2025 | MISO_WUMS_2_MISO_W | MISO_WUMS | MISO_W | Internal | Summer | B5 | 200 | 1137 | 785.35 | 65.92 | 65.94 | 0.01 | 0
2025 | MISO_WUMS_2_MISO_W | MISO_WUMS | MISO_W | Internal | Summer | B6 | 300 | 1137 | 794.1 | 49.67 | 49.68 | 0.01 | 0
2025 | MISO_WUMS_2_MISO_W | MISO_WUMS | MISO_W | Internal | Summer | B7 | 400 | 1137 | 898.43 | 42.24 | 42.25 | 0.01 | 0
2025 | MISO_WUMS_2_MISO_W | MISO_WUMS | MISO_W | Internal | Summer | B8 | 500 | 1137 | 279.43 | 40.39 | 40.4 | 0.01 | 0
2025 | MISO_WUMS_2_MISO_W | MISO_WUMS | MISO_W | Internal | Summer | B9 | 800 | 1137 | 0 | 39.87 | 39.86 | 0.01 | 0
2025 | MISO_WUMS_2_MISO_W | MISO_WUMS | MISO_W | Internal | Summer | B10 | 1262 | 1137 | 0 | 35.45 | 35.44 | 0.01 | 0
2025 | MISO_WUMS_2_MISO_W | MISO_WUMS | MISO_W | Internal | Winter | B16 | 25 | 1137 | 136.88 | 68.59 | 68.6 | 0.01 | 0
2025 | MISO_WUMS_2_MISO_W | MISO_WUMS | MISO_W | Internal | Winter | B17 | 100 | 1137 | 455.72 | 51.39 | 51.4 | 0.01 | 0
2025 | MISO_WUMS_2_MISO_W | MISO_WUMS | MISO_W | Internal | Winter | B18 | 400 | 1137 | 614.79 | 47.71 | 47.72 | 0.01 | 0
2025 | MISO_WUMS_2_MISO_W | MISO_WUMS | MISO_W | Internal | Winter | B19 | 700 | 1137 | 917.9 | 44.16 | 44.17 | 0.01 | 0
2025 | MISO_WUMS_2_MISO_W | MISO_WUMS | MISO_W | Internal | Winter | B20 | 935 | 1137 | 0 | 39.76 | 39.74 | 0.01 | 0
2025 | MISO_WUMS_2_PJM_ROR | MISO_WUMS | PJM_ROR | Internal | Shoulder | B11 | 25 | 1600 | 0 | 65.13 | 63.13 | 2 | 0
2025 | MISO_WUMS_2_PJM_ROR | MISO_WUMS | PJM_ROR | Internal | Shoulder | B12 | 200 | 1600 | 0 | 50.26 | 51.48 | 2 | 0
2025 | MISO_WUMS_2_PJM_ROR | MISO_WUMS | PJM_ROR | Internal | Shoulder | B13 | 600 | 1600 | 0 | 44.87 | 44.45 | 2 | 0
2025 | MISO_WUMS_2_PJM_ROR | MISO_WUMS | PJM_ROR | Internal | Shoulder | B14 | 900 | 1600 | 0 | 43.93 | 43.99 | 2 | 0
2025 | MISO_WUMS_2_PJM_ROR | MISO_WUMS | PJM_ROR | Internal | Shoulder | B15 | 1203 | 1600 | 0 | 40.95 | 40.48 | 2 | 0
2025 | MISO_WUMS_2_PJM_ROR | MISO_WUMS | PJM_ROR | Internal | Summer | B1 | 10 | 1600 | 629.49 | 739.16 | 741.16 | 2 | 0
2025 | MISO_WUMS_2_PJM_ROR | MISO_WUMS | PJM_ROR | Internal | Summer | B2 | 25 | 1600 | 115.91 | 437.4 | 439.4 | 2 | 0
2025 | MISO_WUMS_2_PJM_ROR | MISO_WUMS | PJM_ROR | Internal | Summer | B3 | 75 | 1600 | 0 | 70.76 | 68.43 | 2 | 0
2025 | MISO_WUMS_2_PJM_ROR | MISO_WUMS | PJM_ROR | Internal | Summer | B4 | 100 | 1600 | 0 | 69.82 | 67.82 | 2 | 0
2025 | MISO_WUMS_2_PJM_ROR | MISO_WUMS | PJM_ROR | Internal | Summer | B5 | 200 | 1600 | 0 | 65.92 | 63.92 | 2 | 0
2025 | MISO_WUMS_2_PJM_ROR | MISO_WUMS | PJM_ROR | Internal | Summer | B6 | 300 | 1600 | 0 | 49.67 | 47.67 | 2 | 0
2025 | MISO_WUMS_2_PJM_ROR | MISO_WUMS | PJM_ROR | Internal | Summer | B7 | 400 | 1600 | 0 | 42.24 | 41.43 | 2 | 0
2025 | MISO_WUMS_2_PJM_ROR | MISO_WUMS | PJM_ROR | Internal | Summer | B8 | 500 | 1600 | 0 | 40.39 | 40.93 | 2 | 0
2025 | MISO_WUMS_2_PJM_ROR | MISO_WUMS | PJM_ROR | Internal | Summer | B9 | 800 | 1600 | 0 | 39.87 | 38.54 | 2 | 0
2025 | MISO_WUMS_2_PJM_ROR | MISO_WUMS | PJM_ROR | Internal | Summer | B10 | 1262 | 1600 | 0 | 35.45 | 33.97 | 2 | 0
2025 | MISO_WUMS_2_PJM_ROR | MISO_WUMS | PJM_ROR | Internal | Winter | B16 | 25 | 1600 | 0 | 68.59 | 66.63 | 2 | 0
2025 | MISO_WUMS_2_PJM_ROR | MISO_WUMS | PJM_ROR | Internal | Winter | B17 | 100 | 1600 | 0 | 51.39 | 53.3 | 2 | 0
2025 | MISO_WUMS_2_PJM_ROR | MISO_WUMS | PJM_ROR | Internal | Winter | B18 | 400 | 1600 | 0 | 47.71 | 48.31 | 2 | 0
2025 | MISO_WUMS_2_PJM_ROR | MISO_WUMS | PJM_ROR | Internal | Winter | B19 | 700 | 1600 | 0 | 44.16 | 45.05 | 2 | 0
2025 | MISO_WUMS_2_PJM_ROR | MISO_WUMS | PJM_ROR | Internal | Winter | B20 | 935 | 1600 | 0 | 39.76 | 38.19 | 2 | 0
2025 | NE_2_MISO_W | NE | MISO_W | Internal | Shoulder | B11 | 25 | 1600 | 0 | 67.59 | 67.59 | 5 | 0
2025 | NE_2_MISO_W | NE | MISO_W | Internal | Shoulder | B12 | 200 | 1600 | 0 | 46.91 | 50.25 | 5 | 0
2025 | NE_2_MISO_W | NE | MISO_W | Internal | Shoulder | B13 | 600 | 1600 | 0 | 44.86 | 44.86 | 5 | 0
2025 | NE_2_MISO_W | NE | MISO_W | Internal | Shoulder | B14 | 900 | 1600 | 0 | 44.86 | 43.95 | 5 | 0
2025 | NE_2_MISO_W | NE | MISO_W | Internal | Shoulder | B15 | 1203 | 1600 | 0 | 44.76 | 40.94 | 5 | 0
2025 | NE_2_MISO_W | NE | MISO_W | Internal | Summer | B1 | 10 | 1600 | 0 | 739.18 | 739.18 | 5 | 0
2025 | NE_2_MISO_W | NE | MISO_W | Internal | Summer | B2 | 25 | 1600 | 0 | 441.4 | 441.4 | 5 | 0
2025 | NE_2_MISO_W | NE | MISO_W | Internal | Summer | B3 | 75 | 1600 | 0 | 72.42 | 70.77 | 5 | 0
2025 | NE_2_MISO_W | NE | MISO_W | Internal | Summer | B4 | 100 | 1600 | 0 | 72.42 | 69.82 | 5 | 0
2025 | NE_2_MISO_W | NE | MISO_W | Internal | Summer | B5 | 200 | 1600 | 0 | 65.94 | 65.94 | 5 | 0
2025 | NE_2_MISO_W | NE | MISO_W | Internal | Summer | B6 | 300 | 1600 | 0 | 49.68 | 49.68 | 5 | 0
2025 | NE_2_MISO_W | NE | MISO_W | Internal | Summer | B7 | 400 | 1600 | 0 | 42.25 | 42.25 | 5 | 0
2025 | NE_2_MISO_W | NE | MISO_W | Internal | Summer | B8 | 500 | 1600 | 0 | 40.4 | 40.4 | 5 | 0
2025 | NE_2_MISO_W | NE | MISO_W | Internal | Summer | B9 | 800 | 1600 | 0 | 39.86 | 39.86 | 5 | 0
2025 | NE_2_MISO_W | NE | MISO_W | Internal | Summer | B10 | 1262 | 1600 | 0 | 34.8 | 35.44 | 5 | 0
2025 | NE_2_MISO_W | NE | MISO_W | Internal | Winter | B16 | 25 | 1600 | 22.91 | 63.6 | 68.6 | 5 | 0
2025 | NE_2_MISO_W | NE | MISO_W | Internal | Winter | B17 | 100 | 1600 | 0 | 47.83 | 51.4 | 5 | 0
2025 | NE_2_MISO_W | NE | MISO_W | Internal | Winter | B18 | 400 | 1600 | 0 | 47.72 | 47.72 | 5 | 0
2025 | NE_2_MISO_W | NE | MISO_W | Internal | Winter | B19 | 700 | 1600 | 0 | 47.7 | 44.17 | 5 | 0
2025 | NE_2_MISO_W | NE | MISO_W | Internal | Winter | B20 | 935 | 1600 | 0 | 41.36 | 39.74 | 5 | 0
2025 | NE_2_SPP_N | NE | SPP_N | Internal | Shoulder | B11 | 25 | 1800 | 1800 | 67.59 | 74.59 | 0.01 | 6.99
2025 | NE_2_SPP_N | NE | SPP_N | Internal | Shoulder | B12 | 200 | 1800 | 1121.88 | 46.91 | 46.93 | 0.01 | 0
2025 | NE_2_SPP_N | NE | SPP_N | Internal | Shoulder | B13 | 600 | 1800 | 1800 | 44.86 | 44.89 | 0.01 | 0.02
2025 | NE_2_SPP_N | NE | SPP_N | Internal | Shoulder | B14 | 900 | 1800 | 1701.73 | 44.86 | 44.87 | 0.01 | 0
2025 | NE_2_SPP_N | NE | SPP_N | Internal | Shoulder | B15 | 1203 | 1800 | 1575.15 | 44.76 | 44.77 | 0.01 | 0
2025 | NE_2_SPP_N | NE | SPP_N | Internal | Summer | B1 | 10 | 1800 | 1800 | 739.18 | 746.18 | 0.01 | 6.99
2025 | NE_2_SPP_N | NE | SPP_N | Internal | Summer | B2 | 25 | 1800 | 1800 | 441.4 | 448.4 | 0.01 | 6.99
2025 | NE_2_SPP_N | NE | SPP_N | Internal | Summer | B3 | 75 | 1800 | 1800 | 72.42 | 77.77 | 0.01 | 5.34
2025 | NE_2_SPP_N | NE | SPP_N | Internal | Summer | B4 | 100 | 1800 | 1800 | 72.42 | 73.59 | 0.01 | 1.17
2025 | NE_2_SPP_N | NE | SPP_N | Internal | Summer | B5 | 200 | 1800 | 1800 | 65.94 | 72.94 | 0.01 | 6.99
2025 | NE_2_SPP_N | NE | SPP_N | Internal | Summer | B6 | 300 | 1800 | 1800 | 49.68 | 56.68 | 0.01 | 6.99
2025 | NE_2_SPP_N | NE | SPP_N | Internal | Summer | B7 | 400 | 1800 | 1800 | 42.25 | 46.82 | 0.01 | 4.56
2025 | NE_2_SPP_N | NE | SPP_N | Internal | Summer | B8 | 500 | 1800 | 1800 | 40.4 | 44.7 | 0.01 | 4.29
2025 | NE_2_SPP_N | NE | SPP_N | Internal | Summer | B9 | 800 | 1800 | 1800 | 39.86 | 43.36 | 0.01 | 3.49
2025 | NE_2_SPP_N | NE | SPP_N | Internal | Summer | B10 | 1262 | 1800 | 1800 | 34.8 | 42.44 | 0.01 | 7.62
2025 | NE_2_SPP_N | NE | SPP_N | Internal | Winter | B16 | 25 | 1800 | 832.16 | 63.6 | 63.62 | 0.01 | 0
2025 | NE_2_SPP_N | NE | SPP_N | Internal | Winter | B17 | 100 | 1800 | 858.85 | 47.83 | 47.85 | 0.01 | 0
2025 | NE_2_SPP_N | NE | SPP_N | Internal | Winter | B18 | 400 | 1800 | 1800 | 47.72 | 47.82 | 0.01 | 0.09
2025 | NE_2_SPP_N | NE | SPP_N | Internal | Winter | B19 | 700 | 1800 | 984.33 | 47.7 | 47.71 | 0.01 | 0
2025 | NE_2_SPP_N | NE | SPP_N | Internal | Winter | B20 | 935 | 1800 | 1800 | 41.36 | 42.76 | 0.01 | 1.38
2025 | NEISO_2_NYISO_A-F | NEISO | NYISO_A-F | Internal | Shoulder | B11 | 25 | 600 | 0 | 40.76 | 43.47 | 3 | 0
2025 | NEISO_2_NYISO_A-F | NEISO | NYISO_A-F | Internal | Shoulder | B12 | 200 | 600 | 0 | 40.72 | 43.47 | 3 | 0
2025 | NEISO_2_NYISO_A-F | NEISO | NYISO_A-F | Internal | Shoulder | B13 | 600 | 600 | 0 | 38.39 | 40.76 | 3 | 0
2025 | NEISO_2_NYISO_A-F | NEISO | NYISO_A-F | Internal | Shoulder | B14 | 900 | 600 | 0 | 38.39 | 40.76 | 3 | 0
2025 | NEISO_2_NYISO_A-F | NEISO | NYISO_A-F | Internal | Shoulder | B15 | 1203 | 600 | 0 | 38.39 | 40.76 | 3 | 0
2025 | NEISO_2_NYISO_A-F | NEISO | NYISO_A-F | Internal | Summer | B1 | 10 | 600 | 0 | 730.14 | 75.52 | 3 | 0
2025 | NEISO_2_NYISO_A-F | NEISO | NYISO_A-F | Internal | Summer | B2 | 25 | 600 | 0 | 99.87 | 96.87 | 3 | 0
2025 | NEISO_2_NYISO_A-F | NEISO | NYISO_A-F | Internal | Summer | B3 | 75 | 600 | 0 | 52.64 | 54.92 | 3 | 0
2025 | NEISO_2_NYISO_A-F | NEISO | NYISO_A-F | Internal | Summer | B4 | 100 | 600 | 120.96 | 43.27 | 46.27 | 3 | 0
2025 | NEISO_2_NYISO_A-F | NEISO | NYISO_A-F | Internal | Summer | B5 | 200 | 600 | 600 | 37.7 | 45.31 | 3 | 4.61
2025 | NEISO_2_NYISO_A-F | NEISO | NYISO_A-F | Internal | Summer | B6 | 300 | 600 | 480.31 | 37.7 | 40.7 | 3 | 0
2025 | NEISO_2_NYISO_A-F | NEISO | NYISO_A-F | Internal | Summer | B7 | 400 | 600 | 0 | 37.7 | 40.69 | 3 | 0
2025 | NEISO_2_NYISO_A-F | NEISO | NYISO_A-F | Internal | Summer | B8 | 500 | 600 | 0 | 37.7 | 39.41 | 3 | 0
2025 | NEISO_2_NYISO_A-F | NEISO | NYISO_A-F | Internal | Summer | B9 | 800 | 600 | 0 | 37.7 | 39.41 | 3 | 0
2025 | NEISO_2_NYISO_A-F | NEISO | NYISO_A-F | Internal | Summer | B10 | 1262 | 600 | 0 | 37.7 | 39.41 | 3 | 0
2025 | NEISO_2_NYISO_A-F | NEISO | NYISO_A-F | Internal | Winter | B16 | 25 | 600 | 0 | 50.21 | 45.94 | 3 | 0
2025 | NEISO_2_NYISO_A-F | NEISO | NYISO_A-F | Internal | Winter | B17 | 100 | 600 | 0 | 48.29 | 45.29 | 3 | 0
2025 | NEISO_2_NYISO_A-F | NEISO | NYISO_A-F | Internal | Winter | B18 | 400 | 600 | 0 | 46.18 | 43.18 | 3 | 0
2025 | NEISO_2_NYISO_A-F | NEISO | NYISO_A-F | Internal | Winter | B19 | 700 | 600 | 0 | 46.18 | 43.18 | 3 | 0
2025 | NEISO_2_NYISO_A-F | NEISO | NYISO_A-F | Internal | Winter | B20 | 935 | 600 | 0 | 46.18 | 43.18 | 3 | 0
2025 | NEISO_2_NYISO_G-I | NEISO | NYISO_G-I | Internal | Shoulder | B11 | 25 | 600 | 600 | 40.76 | 55.11 | 3 | 11.35
2025 | NEISO_2_NYISO_G-I | NEISO | NYISO_G-I | Internal | Shoulder | B12 | 200 | 600 | 41.33 | 40.72 | 43.72 | 3 | 0
2025 | NEISO_2_NYISO_G-I | NEISO | NYISO_G-I | Internal | Shoulder | B13 | 600 | 600 | 600 | 38.39 | 42.15 | 3 | 0.76
2025 | NEISO_2_NYISO_G-I | NEISO | NYISO_G-I | Internal | Shoulder | B14 | 900 | 600 | 0 | 38.39 | 41.38 | 3 | 0
2025 | NEISO_2_NYISO_G-I | NEISO | NYISO_G-I | Internal | Shoulder | B15 | 1203 | 600 | 0 | 38.39 | 41.12 | 3 | 0
2025 | NEISO_2_NYISO_G-I | NEISO | NYISO_G-I | Internal | Summer | B1 | 10 | 600 | 554.99 | 730.14 | 733.14 | 3 | 0
2025 | NEISO_2_NYISO_G-I | NEISO | NYISO_G-I | Internal | Summer | B2 | 25 | 600 | 600 | 99.87 | 378.75 | 3 | 275.88
2025 | NEISO_2_NYISO_G-I | NEISO | NYISO_G-I | Internal | Summer | B3 | 75 | 600 | 600 | 52.64 | 60.4 | 3 | 4.76
2025 | NEISO_2_NYISO_G-I | NEISO | NYISO_G-I | Internal | Summer | B4 | 100 | 600 | 600 | 43.27 | 59.8 | 3 | 13.53
2025 | NEISO_2_NYISO_G-I | NEISO | NYISO_G-I | Internal | Summer | B5 | 200 | 600 | 600 | 37.7 | 55.9 | 3 | 15.2
2025 | NEISO_2_NYISO_G-I | NEISO | NYISO_G-I | Internal | Summer | B6 | 300 | 600 | 600 | 37.7 | 53.65 | 3 | 12.95
2025 | NEISO_2_NYISO_G-I | NEISO | NYISO_G-I | Internal | Summer | B7 | 400 | 600 | 112.85 | 37.7 | 40.7 | 3 | 0
2025 | NEISO_2_NYISO_G-I | NEISO | NYISO_G-I | Internal | Summer | B8 | 500 | 600 | 0 | 37.7 | 40.39 | 3 | 0
2025 | NEISO_2_NYISO_G-I | NEISO | NYISO_G-I | Internal | Summer | B9 | 800 | 600 | 0 | 37.7 | 39.42 | 3 | 0
2025 | NEISO_2_NYISO_G-I | NEISO | NYISO_G-I | Internal | Summer | B10 | 1262 | 600 | 0 | 37.7 | 39.42 | 3 | 0
2025 | NEISO_2_NYISO_G-I | NEISO | NYISO_G-I | Internal | Winter | B16 | 25 | 600 | 600 | 50.21 | 58.6 | 3 | 5.39
2025 | NEISO_2_NYISO_G-I | NEISO | NYISO_G-I | Internal | Winter | B17 | 100 | 600 | 600 | 48.29 | 55.55 | 3 | 4.26
2025 | NEISO_2_NYISO_G-I | NEISO | NYISO_G-I | Internal | Winter | B18 | 400 | 600 | 600 | 46.18 | 54.16 | 3 | 4.98
2025 | NEISO_2_NYISO_G-I | NEISO | NYISO_G-I | Internal | Winter | B19 | 700 | 600 | 600 | 46.18 | 51.08 | 3 | 1.9
2025 | NEISO_2_NYISO_G-I | NEISO | NYISO_G-I | Internal | Winter | B20 | 935 | 600 | 0 | 46.18 | 49.17 | 3 | 0
2025 | NEISO_2_NYISO_J-K | NEISO | NYISO_J-K | Internal | Shoulder | B11 | 25 | 430 | 430 | 40.76 | 55.12 | 3 | 11.36
2025 | NEISO_2_NYISO_J-K | NEISO | NYISO_J-K | Internal | Shoulder | B12 | 200 | 430 | 430 | 40.72 | 43.73 | 3 | 0.01
2025 | NEISO_2_NYISO_J-K | NEISO | NYISO_J-K | Internal | Shoulder | B13 | 600 | 430 | 430 | 38.39 | 42.16 | 3 | 0.77
2025 | NEISO_2_NYISO_J-K | NEISO | NYISO_J-K | Internal | Shoulder | B14 | 900 | 430 | 350.54 | 38.39 | 41.39 | 3 | 0
2025 | NEISO_2_NYISO_J-K | NEISO | NYISO_J-K | Internal | Shoulder | B15 | 1203 | 430 | 0 | 38.39 | 41.13 | 3 | 0
2025 | NEISO_2_NYISO_J-K | NEISO | NYISO_J-K | Internal | Summer | B1 | 10 | 430 | 430 | 730.14 | 733.15 | 3 | 0.01
2025 | NEISO_2_NYISO_J-K | NEISO | NYISO_J-K | Internal | Summer | B2 | 25 | 430 | 430 | 99.87 | 378.76 | 3 | 275.89
2025 | NEISO_2_NYISO_J-K | NEISO | NYISO_J-K | Internal | Summer | B3 | 75 | 430 | 430 | 52.64 | 60.42 | 3 | 4.77
2025 | NEISO_2_NYISO_J-K | NEISO | NYISO_J-K | Internal | Summer | B4 | 100 | 430 | 430 | 43.27 | 59.81 | 3 | 13.54
2025 | NEISO_2_NYISO_J-K | NEISO | NYISO_J-K | Internal | Summer | B5 | 200 | 430 | 430 | 37.7 | 55.91 | 3 | 15.21
2025 | NEISO_2_NYISO_J-K | NEISO | NYISO_J-K | Internal | Summer | B6 | 300 | 430 | 430 | 37.7 | 53.66 | 3 | 12.96
2025 | NEISO_2_NYISO_J-K | NEISO | NYISO_J-K | Internal | Summer | B7 | 400 | 430 | 430 | 37.7 | 40.71 | 3 | 0.01
2025 | NEISO_2_NYISO_J-K | NEISO | NYISO_J-K | Internal | Summer | B8 | 500 | 430 | 0 | 37.7 | 40.4 | 3 | 0
2025 | NEISO_2_NYISO_J-K | NEISO | NYISO_J-K | Internal | Summer | B9 | 800 | 430 | 0 | 37.7 | 39.43 | 3 | 0
2025 | NEISO_2_NYISO_J-K | NEISO | NYISO_J-K | Internal | Summer | B10 | 1262 | 430 | 0 | 37.7 | 39.43 | 3 | 0
2025 | NEISO_2_NYISO_J-K | NEISO | NYISO_J-K | Internal | Winter | B16 | 25 | 430 | 430 | 50.21 | 58.62 | 3 | 5.4
2025 | NEISO_2_NYISO_J-K | NEISO | NYISO_J-K | Internal | Winter | B17 | 100 | 430 | 430 | 48.29 | 55.56 | 3 | 4.28
2025 | NEISO_2_NYISO_J-K | NEISO | NYISO_J-K | Internal | Winter | B18 | 400 | 430 | 430 | 46.18 | 54.17 | 3 | 4.99
2025 | NEISO_2_NYISO_J-K | NEISO | NYISO_J-K | Internal | Winter | B19 | 700 | 430 | 430 | 46.18 | 52.22 | 3 | 3.05
2025 | NEISO_2_NYISO_J-K | NEISO | NYISO_J-K | Internal | Winter | B20 | 935 | 430 | 218.77 | 46.18 | 49.18 | 3 | 0
2025 | NonRTO_Midwest_2_TVA_Transmission | NonRTO_Midwest | TVA_Transmission | Internal | Shoulder | B11 | 25 | 2400 | 0 | 75.62 | 68.49 | 8 | 0
2025 | NonRTO_Midwest_2_TVA_Transmission | NonRTO_Midwest | TVA_Transmission | Internal | Shoulder | B12 | 200 | 2400 | 0 | 59.68 | 52.81 | 8 | 0
2025 | NonRTO_Midwest_2_TVA_Transmission | NonRTO_Midwest | TVA_Transmission | Internal | Shoulder | B13 | 600 | 2400 | 0 | 52.88 | 49.02 | 8 | 0
2025 | NonRTO_Midwest_2_TVA_Transmission | NonRTO_Midwest | TVA_Transmission | Internal | Shoulder | B14 | 900 | 2400 | 0 | 51.97 | 48.85 | 8 | 0
2025 | NonRTO_Midwest_2_TVA_Transmission | NonRTO_Midwest | TVA_Transmission | Internal | Shoulder | B15 | 1203 | 2400 | 409.78 | 38.48 | 46.48 | 8 | 0
2025 | NonRTO_Midwest_2_TVA_Transmission | NonRTO_Midwest | TVA_Transmission | Internal | Summer | B1 | 10 | 2400 | 0 | 747.19 | 747.19 | 8 | 0
2025 | NonRTO_Midwest_2_TVA_Transmission | NonRTO_Midwest | TVA_Transmission | Internal | Summer | B2 | 25 | 2400 | 0 | 449.4 | 452.4 | 8 | 0
2025 | NonRTO_Midwest_2_TVA_Transmission | NonRTO_Midwest | TVA_Transmission | Internal | Summer | B3 | 75 | 2400 | 0 | 78.77 | 78.6 | 8 | 0
2025 | NonRTO_Midwest_2_TVA_Transmission | NonRTO_Midwest | TVA_Transmission | Internal | Summer | B4 | 100 | 2400 | 0 | 75.82 | 73.82 | 8 | 0
2025 | NonRTO_Midwest_2_TVA_Transmission | NonRTO_Midwest | TVA_Transmission | Internal | Summer | B5 | 200 | 2400 | 0 | 73.92 | 69.92 | 8 | 0
2025 | NonRTO_Midwest_2_TVA_Transmission | NonRTO_Midwest | TVA_Transmission | Internal | Summer | B6 | 300 | 2400 | 0 | 57.67 | 53.67 | 8 | 0
2025 | NonRTO_Midwest_2_TVA_Transmission | NonRTO_Midwest | TVA_Transmission | Internal | Summer | B7 | 400 | 2400 | 0 | 50.27 | 46.69 | 8 | 0
2025 | NonRTO_Midwest_2_TVA_Transmission | NonRTO_Midwest | TVA_Transmission | Internal | Summer | B8 | 500 | 2400 | 0 | 37.8 | 45.34 | 8 | 0
2025 | NonRTO_Midwest_2_TVA_Transmission | NonRTO_Midwest | TVA_Transmission | Internal | Summer | B9 | 800 | 2400 | 373.35 | 36.54 | 44.54 | 8 | 0
2025 | NonRTO_Midwest_2_TVA_Transmission | NonRTO_Midwest | TVA_Transmission | Internal | Summer | B10 | 1262 | 2400 | 0 | 33.48 | 39.97 | 8 | 0
2025 | NonRTO_Midwest_2_TVA_Transmission | NonRTO_Midwest | TVA_Transmission | Internal | Winter | B16 | 25 | 2400 | 0 | 76.63 | 72.63 | 8 | 0
2025 | NonRTO_Midwest_2_TVA_Transmission | NonRTO_Midwest | TVA_Transmission | Internal | Winter | B17 | 100 | 2400 | 0 | 61.72 | 55.03 | 8 | 0
2025 | NonRTO_Midwest_2_TVA_Transmission | NonRTO_Midwest | TVA_Transmission | Internal | Winter | B18 | 400 | 2400 | 0 | 55.74 | 51.57 | 8 | 0
2025 | NonRTO_Midwest_2_TVA_Transmission | NonRTO_Midwest | TVA_Transmission | Internal | Winter | B19 | 700 | 2400 | 0 | 52.2 | 50.12 | 8 | 0
2025 | NonRTO_Midwest_2_TVA_Transmission | NonRTO_Midwest | TVA_Transmission | Internal | Winter | B20 | 935 | 2400 | 0 | 37.8 | 44.19 | 8 | 0
2025 | NYISO_A-F_2_IESO | NYISO_A-F | IESO | Internal | Shoulder | B11 | 25 | 1600 | 0 | 43.47 | 30.19 | 7 | 0
2025 | NYISO_A-F_2_IESO | NYISO_A-F | IESO | Internal | Shoulder | B12 | 200 | 1600 | 0 | 43.47 | 30.19 | 7 | 0
2025 | NYISO_A-F_2_IESO | NYISO_A-F | IESO | Internal | Shoulder | B13 | 600 | 1600 | 0 | 40.76 | 30.19 | 7 | 0
2025 | NYISO_A-F_2_IESO | NYISO_A-F | IESO | Internal | Shoulder | B14 | 900 | 1600 | 0 | 40.76 | 30.19 | 7 | 0
2025 | NYISO_A-F_2_IESO | NYISO_A-F | IESO | Internal | Shoulder | B15 | 1203 | 1600 | 0 | 40.76 | 30.19 | 7 | 0
2025 | NYISO_A-F_2_IESO | NYISO_A-F | IESO | Internal | Summer | B1 | 10 | 1600 | 0 | 75.52 | 68.52 | 7 | 0
2025 | NYISO_A-F_2_IESO | NYISO_A-F | IESO | Internal | Summer | B2 | 25 | 1600 | 0 | 96.87 | 89.87 | 7 | 0
2025 | NYISO_A-F_2_IESO | NYISO_A-F | IESO | Internal | Summer | B3 | 75 | 1600 | 0 | 54.92 | 47.92 | 7 | 0
2025 | NYISO_A-F_2_IESO | NYISO_A-F | IESO | Internal | Summer | B4 | 100 | 1600 | 0 | 46.27 | 38.31 | 7 | 0
2025 | NYISO_A-F_2_IESO | NYISO_A-F | IESO | Internal | Summer | B5 | 200 | 1600 | 0 | 45.31 | 38.31 | 7 | 0
2025 | NYISO_A-F_2_IESO | NYISO_A-F | IESO | Internal | Summer | B6 | 300 | 1600 | 0 | 40.7 | 28.46 | 7 | 0
2025 | NYISO_A-F_2_IESO | NYISO_A-F | IESO | Internal | Summer | B7 | 400 | 1600 | 0 | 40.69 | 28.46 | 7 | 0
2025 | NYISO_A-F_2_IESO | NYISO_A-F | IESO | Internal | Summer | B8 | 500 | 1600 | 0 | 39.41 | 28.46 | 7 | 0
2025 | NYISO_A-F_2_IESO | NYISO_A-F | IESO | Internal | Summer | B9 | 800 | 1600 | 0 | 39.41 | 28.46 | 7 | 0
2025 | NYISO_A-F_2_IESO | NYISO_A-F | IESO | Internal | Summer | B10 | 1262 | 1600 | 0 | 39.41 | 28.46 | 7 | 0
2025 | NYISO_A-F_2_IESO | NYISO_A-F | IESO | Internal | Winter | B16 | 25 | 1600 | 0 | 45.94 | 32.76 | 7 | 0
2025 | NYISO_A-F_2_IESO | NYISO_A-F | IESO | Internal | Winter | B17 | 100 | 1600 | 0 | 45.29 | 32.76 | 7 | 0
2025 | NYISO_A-F_2_IESO | NYISO_A-F | IESO | Internal | Winter | B18 | 400 | 1600 | 0 | 43.18 | 32.76 | 7 | 0
2025 | NYISO_A-F_2_IESO | NYISO_A-F | IESO | Internal | Winter | B19 | 700 | 1600 | 0 | 43.18 | 32.76 | 7 | 0
2025 | NYISO_A-F_2_IESO | NYISO_A-F | IESO | Internal | Winter | B20 | 935 | 1600 | 0 | 43.18 | 32.76 | 7 | 0
2025 | NYISO_A-F_2_NEISO | NYISO_A-F | NEISO | Internal | Shoulder | B11 | 25 | 600 | 0 | 43.47 | 40.76 | 3 | 0
2025 | NYISO_A-F_2_NEISO | NYISO_A-F | NEISO | Internal | Shoulder | B12 | 200 | 600 | 0 | 43.47 | 40.72 | 3 | 0
2025 | NYISO_A-F_2_NEISO | NYISO_A-F | NEISO | Internal | Shoulder | B13 | 600 | 600 | 0 | 40.76 | 38.39 | 3 | 0
2025 | NYISO_A-F_2_NEISO | NYISO_A-F | NEISO | Internal | Shoulder | B14 | 900 | 600 | 0 | 40.76 | 38.39 | 3 | 0
2025 | NYISO_A-F_2_NEISO | NYISO_A-F | NEISO | Internal | Shoulder | B15 | 1203 | 600 | 0 | 40.76 | 38.39 | 3 | 0
2025 | NYISO_A-F_2_NEISO | NYISO_A-F | NEISO | Internal | Summer | B1 | 10 | 600 | 600 | 75.52 | 730.14 | 3 | 651.62
2025 | NYISO_A-F_2_NEISO | NYISO_A-F | NEISO | Internal | Summer | B2 | 25 | 600 | 398.26 | 96.87 | 99.87 | 3 | 0
2025 | NYISO_A-F_2_NEISO | NYISO_A-F | NEISO | Internal | Summer | B3 | 75 | 600 | 0 | 54.92 | 52.64 | 3 | 0
2025 | NYISO_A-F_2_NEISO | NYISO_A-F | NEISO | Internal | Summer | B4 | 100 | 600 | 0 | 46.27 | 43.27 | 3 | 0
2025 | NYISO_A-F_2_NEISO | NYISO_A-F | NEISO | Internal | Summer | B5 | 200 | 600 | 0 | 45.31 | 37.7 | 3 | 0
2025 | NYISO_A-F_2_NEISO | NYISO_A-F | NEISO | Internal | Summer | B6 | 300 | 600 | 0 | 40.7 | 37.7 | 3 | 0
2025 | NYISO_A-F_2_NEISO | NYISO_A-F | NEISO | Internal | Summer | B7 | 400 | 600 | 0 | 40.69 | 37.7 | 3 | 0
2025 | NYISO_A-F_2_NEISO | NYISO_A-F | NEISO | Internal | Summer | B8 | 500 | 600 | 0 | 39.41 | 37.7 | 3 | 0
2025 | NYISO_A-F_2_NEISO | NYISO_A-F | NEISO | Internal | Summer | B9 | 800 | 600 | 0 | 39.41 | 37.7 | 3 | 0
2025 | NYISO_A-F_2_NEISO | NYISO_A-F | NEISO | Internal | Summer | B10 | 1262 | 600 | 0 | 39.41 | 37.7 | 3 | 0
2025 | NYISO_A-F_2_NEISO | NYISO_A-F | NEISO | Internal | Winter | B16 | 25 | 600 | 600 | 45.94 | 50.21 | 3 | 1.28
2025 | NYISO_A-F_2_NEISO | NYISO_A-F | NEISO | Internal | Winter | B17 | 100 | 600 | 533.59 | 45.29 | 48.29 | 3 | 0
2025 | NYISO_A-F_2_NEISO | NYISO_A-F | NEISO | Internal | Winter | B18 | 400 | 600 | 490.72 | 43.18 | 46.18 | 3 | 0
2025 | NYISO_A-F_2_NEISO | NYISO_A-F | NEISO | Internal | Winter | B19 | 700 | 600 | 493.25 | 43.18 | 46.18 | 3 | 0
2025 | NYISO_A-F_2_NEISO | NYISO_A-F | NEISO | Internal | Winter | B20 | 935 | 600 | 495.09 | 43.18 | 46.18 | 3 | 0
2025 | NYISO_A-F_2_NYISO_G-I | NYISO_A-F | NYISO_G-I | Internal | Shoulder | B11 | 25 | 4250 | 4250 | 43.47 | 55.11 | 0.01 | 11.63
2025 | NYISO_A-F_2_NYISO_G-I | NYISO_A-F | NYISO_G-I | Internal | Shoulder | B12 | 200 | 4250 | 4250 | 43.47 | 43.72 | 0.01 | 0.24
2025 | NYISO_A-F_2_NYISO_G-I | NYISO_A-F | NYISO_G-I | Internal | Shoulder | B13 | 600 | 4250 | 4250 | 40.76 | 42.15 | 0.01 | 1.38
2025 | NYISO_A-F_2_NYISO_G-I | NYISO_A-F | NYISO_G-I | Internal | Shoulder | B14 | 900 | 4250 | 4250 | 40.76 | 41.38 | 0.01 | 0.61
2025 | NYISO_A-F_2_NYISO_G-I | NYISO_A-F | NYISO_G-I | Internal | Shoulder | B15 | 1203 | 4250 | 4250 | 40.76 | 41.12 | 0.01 | 0.35
2025 | NYISO_A-F_2_NYISO_G-I | NYISO_A-F | NYISO_G-I | Internal | Summer | B1 | 10 | 4250 | 4250 | 75.52 | 733.14 | 0.01 | 657.61
2025 | NYISO_A-F_2_NYISO_G-I | NYISO_A-F | NYISO_G-I | Internal | Summer | B2 | 25 | 4250 | 4250 | 96.87 | 378.75 | 0.01 | 281.87
2025 | NYISO_A-F_2_NYISO_G-I | NYISO_A-F | NYISO_G-I | Internal | Summer | B3 | 75 | 4250 | 4250 | 54.92 | 60.4 | 0.01 | 5.47
2025 | NYISO_A-F_2_NYISO_G-I | NYISO_A-F | NYISO_G-I | Internal | Summer | B4 | 100 | 4250 | 4250 | 46.27 | 59.8 | 0.01 | 13.52
2025 | NYISO_A-F_2_NYISO_G-I | NYISO_A-F | NYISO_G-I | Internal | Summer | B5 | 200 | 4250 | 4250 | 45.31 | 55.9 | 0.01 | 10.58
2025 | NYISO_A-F_2_NYISO_G-I | NYISO_A-F | NYISO_G-I | Internal | Summer | B6 | 300 | 4250 | 4250 | 40.7 | 53.65 | 0.01 | 12.93
2025 | NYISO_A-F_2_NYISO_G-I | NYISO_A-F | NYISO_G-I | Internal | Summer | B7 | 400 | 4250 | 4033.47 | 40.69 | 40.7 | 0.01 | 0
2025 | NYISO_A-F_2_NYISO_G-I | NYISO_A-F | NYISO_G-I | Internal | Summer | B8 | 500 | 4250 | 4250 | 39.41 | 40.39 | 0.01 | 0.97
2025 | NYISO_A-F_2_NYISO_G-I | NYISO_A-F | NYISO_G-I | Internal | Summer | B9 | 800 | 4250 | 4160.51 | 39.41 | 39.42 | 0.01 | 0
2025 | NYISO_A-F_2_NYISO_G-I | NYISO_A-F | NYISO_G-I | Internal | Summer | B10 | 1262 | 4250 | 2142.25 | 39.41 | 39.42 | 0.01 | 0
2025 | NYISO_A-F_2_NYISO_G-I | NYISO_A-F | NYISO_G-I | Internal | Winter | B16 | 25 | 4250 | 4250 | 45.94 | 58.6 | 0.01 | 12.65
2025 | NYISO_A-F_2_NYISO_G-I | NYISO_A-F | NYISO_G-I | Internal | Winter | B17 | 100 | 4250 | 4250 | 45.29 | 55.55 | 0.01 | 10.25
2025 | NYISO_A-F_2_NYISO_G-I | NYISO_A-F | NYISO_G-I | Internal | Winter | B18 | 400 | 4250 | 4250 | 43.18 | 54.16 | 0.01 | 10.97
2025 | NYISO_A-F_2_NYISO_G-I | NYISO_A-F | NYISO_G-I | Internal | Winter | B19 | 700 | 4250 | 4250 | 43.18 | 51.08 | 0.01 | 7.89
2025 | NYISO_A-F_2_NYISO_G-I | NYISO_A-F | NYISO_G-I | Internal | Winter | B20 | 935 | 4250 | 4250 | 43.18 | 49.17 | 0.01 | 5.98
2025 | NYISO_A-F_2_PJM_ROM | NYISO_A-F | PJM_ROM | Internal | Shoulder | B11 | 25 | 1000 | 1000 | 43.47 | 63.12 | 8 | 11.65
2025 | NYISO_A-F_2_PJM_ROM | NYISO_A-F | PJM_ROM | Internal | Shoulder | B12 | 200 | 1000 | 751.8 | 43.47 | 51.47 | 8 | 0
2025 | NYISO_A-F_2_PJM_ROM | NYISO_A-F | PJM_ROM | Internal | Shoulder | B13 | 600 | 1000 | 0 | 40.76 | 44.43 | 8 | 0
2025 | NYISO_A-F_2_PJM_ROM | NYISO_A-F | PJM_ROM | Internal | Shoulder | B14 | 900 | 1000 | 0 | 40.76 | 43.98 | 8 | 0
2025 | NYISO_A-F_2_PJM_ROM | NYISO_A-F | PJM_ROM | Internal | Shoulder | B15 | 1203 | 1000 | 0 | 40.76 | 40.5 | 8 | 0
2025 | NYISO_A-F_2_PJM_ROM | NYISO_A-F | PJM_ROM | Internal | Summer | B1 | 10 | 1000 | 1000 | 75.52 | 741.15 | 8 | 657.63
2025 | NYISO_A-F_2_PJM_ROM | NYISO_A-F | PJM_ROM | Internal | Summer | B2 | 25 | 1000 | 1000 | 96.87 | 439.39 | 8 | 334.52
2025 | NYISO_A-F_2_PJM_ROM | NYISO_A-F | PJM_ROM | Internal | Summer | B3 | 75 | 1000 | 1000 | 54.92 | 68.42 | 8 | 5.5
2025 | NYISO_A-F_2_PJM_ROM | NYISO_A-F | PJM_ROM | Internal | Summer | B4 | 100 | 1000 | 1000 | 46.27 | 67.81 | 8 | 13.54
2025 | NYISO_A-F_2_PJM_ROM | NYISO_A-F | PJM_ROM | Internal | Summer | B5 | 200 | 1000 | 1000 | 45.31 | 63.91 | 8 | 10.6
2025 | NYISO_A-F_2_PJM_ROM | NYISO_A-F | PJM_ROM | Internal | Summer | B6 | 300 | 1000 | 0 | 40.7 | 47.66 | 8 | 0
2025 | NYISO_A-F_2_PJM_ROM | NYISO_A-F | PJM_ROM | Internal | Summer | B7 | 400 | 1000 | 0 | 40.69 | 41.42 | 8 | 0
2025 | NYISO_A-F_2_PJM_ROM | NYISO_A-F | PJM_ROM | Internal | Summer | B8 | 500 | 1000 | 0 | 39.41 | 40.94 | 8 | 0
2025 | NYISO_A-F_2_PJM_ROM | NYISO_A-F | PJM_ROM | Internal | Summer | B9 | 800 | 1000 | 0 | 39.41 | 38.55 | 8 | 0
2025 | NYISO_A-F_2_PJM_ROM | NYISO_A-F | PJM_ROM | Internal | Summer | B10 | 1262 | 1000 | 0 | 39.41 | 33.99 | 8 | 0
2025 | NYISO_A-F_2_PJM_ROM | NYISO_A-F | PJM_ROM | Internal | Winter | B16 | 25 | 1000 | 1000 | 45.94 | 66.62 | 8 | 12.68
2025 | NYISO_A-F_2_PJM_ROM | NYISO_A-F | PJM_ROM | Internal | Winter | B17 | 100 | 1000 | 197.38 | 45.29 | 53.29 | 8 | 0
2025 | NYISO_A-F_2_PJM_ROM | NYISO_A-F | PJM_ROM | Internal | Winter | B18 | 400 | 1000 | 0 | 43.18 | 48.32 | 8 | 0
2025 | NYISO_A-F_2_PJM_ROM | NYISO_A-F | PJM_ROM | Internal | Winter | B19 | 700 | 1000 | 0 | 43.18 | 45.07 | 8 | 0
2025 | NYISO_A-F_2_PJM_ROM | NYISO_A-F | PJM_ROM | Internal | Winter | B20 | 935 | 1000 | 0 | 43.18 | 38.21 | 8 | 0
2025 | NYISO_G-I_2_NEISO | NYISO_G-I | NEISO | Internal | Shoulder | B11 | 25 | 600 | 0 | 55.11 | 40.76 | 3 | 0
2025 | NYISO_G-I_2_NEISO | NYISO_G-I | NEISO | Internal | Shoulder | B12 | 200 | 600 | 0 | 43.72 | 40.72 | 3 | 0
2025 | NYISO_G-I_2_NEISO | NYISO_G-I | NEISO | Internal | Shoulder | B13 | 600 | 600 | 0 | 42.15 | 38.39 | 3 | 0
2025 | NYISO_G-I_2_NEISO | NYISO_G-I | NEISO | Internal | Shoulder | B14 | 900 | 600 | 0 | 41.38 | 38.39 | 3 | 0
2025 | NYISO_G-I_2_NEISO | NYISO_G-I | NEISO | Internal | Shoulder | B15 | 1203 | 600 | 0 | 41.12 | 38.39 | 3 | 0
2025 | NYISO_G-I_2_NEISO | NYISO_G-I | NEISO | Internal | Summer | B1 | 10 | 600 | 0 | 733.14 | 730.14 | 3 | 0
2025 | NYISO_G-I_2_NEISO | NYISO_G-I | NEISO | Internal | Summer | B2 | 25 | 600 | 0 | 378.75 | 99.87 | 3 | 0
2025 | NYISO_G-I_2_NEISO | NYISO_G-I | NEISO | Internal | Summer | B3 | 75 | 600 | 0 | 60.4 | 52.64 | 3 | 0
2025 | NYISO_G-I_2_NEISO | NYISO_G-I | NEISO | Internal | Summer | B4 | 100 | 600 | 0 | 59.8 | 43.27 | 3 | 0
2025 | NYISO_G-I_2_NEISO | NYISO_G-I | NEISO | Internal | Summer | B5 | 200 | 600 | 0 | 55.9 | 37.7 | 3 | 0
2025 | NYISO_G-I_2_NEISO | NYISO_G-I | NEISO | Internal | Summer | B6 | 300 | 600 | 0 | 53.65 | 37.7 | 3 | 0
2025 | NYISO_G-I_2_NEISO | NYISO_G-I | NEISO | Internal | Summer | B7 | 400 | 600 | 0 | 40.7 | 37.7 | 3 | 0
2025 | NYISO_G-I_2_NEISO | NYISO_G-I | NEISO | Internal | Summer | B8 | 500 | 600 | 0 | 40.39 | 37.7 | 3 | 0
2025 | NYISO_G-I_2_NEISO | NYISO_G-I | NEISO | Internal | Summer | B9 | 800 | 600 | 0 | 39.42 | 37.7 | 3 | 0
2025 | NYISO_G-I_2_NEISO | NYISO_G-I | NEISO | Internal | Summer | B10 | 1262 | 600 | 0 | 39.42 | 37.7 | 3 | 0
2025 | NYISO_G-I_2_NEISO | NYISO_G-I | NEISO | Internal | Winter | B16 | 25 | 600 | 0 | 58.6 | 50.21 | 3 | 0
2025 | NYISO_G-I_2_NEISO | NYISO_G-I | NEISO | Internal | Winter | B17 | 100 | 600 | 0 | 55.55 | 48.29 | 3 | 0
2025 | NYISO_G-I_2_NEISO | NYISO_G-I | NEISO | Internal | Winter | B18 | 400 | 600 | 0 | 54.16 | 46.18 | 3 | 0
2025 | NYISO_G-I_2_NEISO | NYISO_G-I | NEISO | Internal | Winter | B19 | 700 | 600 | 0 | 51.08 | 46.18 | 3 | 0
2025 | NYISO_G-I_2_NEISO | NYISO_G-I | NEISO | Internal | Winter | B20 | 935 | 600 | 0 | 49.17 | 46.18 | 3 | 0
2025 | NYISO_G-I_2_NYISO_A-F | NYISO_G-I | NYISO_A-F | Internal | Shoulder | B11 | 25 | 1999 | 0 | 55.11 | 43.47 | 0.01 | 0
2025 | NYISO_G-I_2_NYISO_A-F | NYISO_G-I | NYISO_A-F | Internal | Shoulder | B12 | 200 | 1999 | 0 | 43.72 | 43.47 | 0.01 | 0
2025 | NYISO_G-I_2_NYISO_A-F | NYISO_G-I | NYISO_A-F | Internal | Shoulder | B13 | 600 | 1999 | 0 | 42.15 | 40.76 | 0.01 | 0
2025 | NYISO_G-I_2_NYISO_A-F | NYISO_G-I | NYISO_A-F | Internal | Shoulder | B14 | 900 | 1999 | 0 | 41.38 | 40.76 | 0.01 | 0
2025 | NYISO_G-I_2_NYISO_A-F | NYISO_G-I | NYISO_A-F | Internal | Shoulder | B15 | 1203 | 1999 | 0 | 41.12 | 40.76 | 0.01 | 0
2025 | NYISO_G-I_2_NYISO_A-F | NYISO_G-I | NYISO_A-F | Internal | Summer | B1 | 10 | 1999 | 0 | 733.14 | 75.52 | 0.01 | 0
2025 | NYISO_G-I_2_NYISO_A-F | NYISO_G-I | NYISO_A-F | Internal | Summer | B2 | 25 | 1999 | 0 | 378.75 | 96.87 | 0.01 | 0
2025 | NYISO_G-I_2_NYISO_A-F | NYISO_G-I | NYISO_A-F | Internal | Summer | B3 | 75 | 1999 | 0 | 60.4 | 54.92 | 0.01 | 0
2025 | NYISO_G-I_2_NYISO_A-F | NYISO_G-I | NYISO_A-F | Internal | Summer | B4 | 100 | 1999 | 0 | 59.8 | 46.27 | 0.01 | 0
2025 | NYISO_G-I_2_NYISO_A-F | NYISO_G-I | NYISO_A-F | Internal | Summer | B5 | 200 | 1999 | 0 | 55.9 | 45.31 | 0.01 | 0
2025 | NYISO_G-I_2_NYISO_A-F | NYISO_G-I | NYISO_A-F | Internal | Summer | B6 | 300 | 1999 | 0 | 53.65 | 40.7 | 0.01 | 0
2025 | NYISO_G-I_2_NYISO_A-F | NYISO_G-I | NYISO_A-F | Internal | Summer | B7 | 400 | 1999 | 0 | 40.7 | 40.69 | 0.01 | 0
2025 | NYISO_G-I_2_NYISO_A-F | NYISO_G-I | NYISO_A-F | Internal | Summer | B8 | 500 | 1999 | 0 | 40.39 | 39.41 | 0.01 | 0
2025 | NYISO_G-I_2_NYISO_A-F | NYISO_G-I | NYISO_A-F | Internal | Summer | B9 | 800 | 1999 | 0 | 39.42 | 39.41 | 0.01 | 0
2025 | NYISO_G-I_2_NYISO_A-F | NYISO_G-I | NYISO_A-F | Internal | Summer | B10 | 1262 | 1999 | 0 | 39.42 | 39.41 | 0.01 | 0
2025 | NYISO_G-I_2_NYISO_A-F | NYISO_G-I | NYISO_A-F | Internal | Winter | B16 | 25 | 1999 | 0 | 58.6 | 45.94 | 0.01 | 0
2025 | NYISO_G-I_2_NYISO_A-F | NYISO_G-I | NYISO_A-F | Internal | Winter | B17 | 100 | 1999 | 0 | 55.55 | 45.29 | 0.01 | 0
2025 | NYISO_G-I_2_NYISO_A-F | NYISO_G-I | NYISO_A-F | Internal | Winter | B18 | 400 | 1999 | 0 | 54.16 | 43.18 | 0.01 | 0
2025 | NYISO_G-I_2_NYISO_A-F | NYISO_G-I | NYISO_A-F | Internal | Winter | B19 | 700 | 1999 | 0 | 51.08 | 43.18 | 0.01 | 0
2025 | NYISO_G-I_2_NYISO_A-F | NYISO_G-I | NYISO_A-F | Internal | Winter | B20 | 935 | 1999 | 0 | 49.17 | 43.18 | 0.01 | 0
2025 | NYISO_G-I_2_NYISO_J-K | NYISO_G-I | NYISO_J-K | Internal | Shoulder | B11 | 25 | 6130 | 4356.15 | 55.11 | 55.12 | 0.01 | 0
2025 | NYISO_G-I_2_NYISO_J-K | NYISO_G-I | NYISO_J-K | Internal | Shoulder | B12 | 200 | 6130 | 4437.9 | 43.72 | 43.73 | 0.01 | 0
2025 | NYISO_G-I_2_NYISO_J-K | NYISO_G-I | NYISO_J-K | Internal | Shoulder | B13 | 600 | 6130 | 4552.82 | 42.15 | 42.16 | 0.01 | 0
2025 | NYISO_G-I_2_NYISO_J-K | NYISO_G-I | NYISO_J-K | Internal | Shoulder | B14 | 900 | 6130 | 3875.8 | 41.38 | 41.39 | 0.01 | 0
2025 | NYISO_G-I_2_NYISO_J-K | NYISO_G-I | NYISO_J-K | Internal | Shoulder | B15 | 1203 | 6130 | 4236.28 | 41.12 | 41.13 | 0.01 | 0
2025 | NYISO_G-I_2_NYISO_J-K | NYISO_G-I | NYISO_J-K | Internal | Summer | B1 | 10 | 6130 | 3115.39 | 733.14 | 733.15 | 0.01 | 0
2025 | NYISO_G-I_2_NYISO_J-K | NYISO_G-I | NYISO_J-K | Internal | Summer | B2 | 25 | 6130 | 2950.01 | 378.75 | 378.76 | 0.01 | 0
2025 | NYISO_G-I_2_NYISO_J-K | NYISO_G-I | NYISO_J-K | Internal | Summer | B3 | 75 | 6130 | 4630.86 | 60.4 | 60.42 | 0.01 | 0
2025 | NYISO_G-I_2_NYISO_J-K | NYISO_G-I | NYISO_J-K | Internal | Summer | B4 | 100 | 6130 | 3568.89 | 59.8 | 59.81 | 0.01 | 0
2025 | NYISO_G-I_2_NYISO_J-K | NYISO_G-I | NYISO_J-K | Internal | Summer | B5 | 200 | 6130 | 4604.55 | 55.9 | 55.91 | 0.01 | 0
2025 | NYISO_G-I_2_NYISO_J-K | NYISO_G-I | NYISO_J-K | Internal | Summer | B6 | 300 | 6130 | 5394.07 | 53.65 | 53.66 | 0.01 | 0
2025 | NYISO_G-I_2_NYISO_J-K | NYISO_G-I | NYISO_J-K | Internal | Summer | B7 | 400 | 6130 | 4812.75 | 40.7 | 40.71 | 0.01 | 0
2025 | NYISO_G-I_2_NYISO_J-K | NYISO_G-I | NYISO_J-K | Internal | Summer | B8 | 500 | 6130 | 5060.03 | 40.39 | 40.4 | 0.01 | 0
2025 | NYISO_G-I_2_NYISO_J-K | NYISO_G-I | NYISO_J-K | Internal | Summer | B9 | 800 | 6130 | 5159.5 | 39.42 | 39.43 | 0.01 | 0
2025 | NYISO_G-I_2_NYISO_J-K | NYISO_G-I | NYISO_J-K | Internal | Summer | B10 | 1262 | 6130 | 3543.04 | 39.42 | 39.43 | 0.01 | 0
2025 | NYISO_G-I_2_NYISO_J-K | NYISO_G-I | NYISO_J-K | Internal | Winter | B16 | 25 | 6130 | 5204.51 | 58.6 | 58.62 | 0.01 | 0
2025 | NYISO_G-I_2_NYISO_J-K | NYISO_G-I | NYISO_J-K | Internal | Winter | B17 | 100 | 6130 | 5609.91 | 55.55 | 55.56 | 0.01 | 0
2025 | NYISO_G-I_2_NYISO_J-K | NYISO_G-I | NYISO_J-K | Internal | Winter | B18 | 400 | 6130 | 5679.27 | 54.16 | 54.17 | 0.01 | 0
2025 | NYISO_G-I_2_NYISO_J-K | NYISO_G-I | NYISO_J-K | Internal | Winter | B19 | 700 | 6130 | 6130 | 51.08 | 52.22 | 0.01 | 1.13
2025 | NYISO_G-I_2_NYISO_J-K | NYISO_G-I | NYISO_J-K | Internal | Winter | B20 | 935 | 6130 | 5041.36 | 49.17 | 49.18 | 0.01 | 0
2025 | NYISO_G-I_2_PJM_E | NYISO_G-I | PJM_E | Internal | Shoulder | B11 | 25 | 1500 | 582.73 | 55.11 | 63.11 | 8 | 0
2025 | NYISO_G-I_2_PJM_E | NYISO_G-I | PJM_E | Internal | Shoulder | B12 | 200 | 1500 | 0 | 43.72 | 51.45 | 8 | 0
2025 | NYISO_G-I_2_PJM_E | NYISO_G-I | PJM_E | Internal | Shoulder | B13 | 600 | 1500 | 0 | 42.15 | 44.42 | 8 | 0
2025 | NYISO_G-I_2_PJM_E | NYISO_G-I | PJM_E | Internal | Shoulder | B14 | 900 | 1500 | 0 | 41.38 | 43.97 | 8 | 0
2025 | NYISO_G-I_2_PJM_E | NYISO_G-I | PJM_E | Internal | Shoulder | B15 | 1203 | 1500 | 0 | 41.12 | 40.5 | 8 | 0
2025 | NYISO_G-I_2_PJM_E | NYISO_G-I | PJM_E | Internal | Summer | B1 | 10 | 1500 | 1253.68 | 733.14 | 741.14 | 8 | 0
2025 | NYISO_G-I_2_PJM_E | NYISO_G-I | PJM_E | Internal | Summer | B2 | 25 | 1500 | 1500 | 378.75 | 439.38 | 8 | 52.63
2025 | NYISO_G-I_2_PJM_E | NYISO_G-I | PJM_E | Internal | Summer | B3 | 75 | 1500 | 156.3 | 60.4 | 68.4 | 8 | 0
2025 | NYISO_G-I_2_PJM_E | NYISO_G-I | PJM_E | Internal | Summer | B4 | 100 | 1500 | 1465.26 | 59.8 | 67.8 | 8 | 0
2025 | NYISO_G-I_2_PJM_E | NYISO_G-I | PJM_E | Internal | Summer | B5 | 200 | 1500 | 553.86 | 55.9 | 63.9 | 8 | 0
2025 | NYISO_G-I_2_PJM_E | NYISO_G-I | PJM_E | Internal | Summer | B6 | 300 | 1500 | 0 | 53.65 | 47.65 | 8 | 0
2025 | NYISO_G-I_2_PJM_E | NYISO_G-I | PJM_E | Internal | Summer | B7 | 400 | 1500 | 0 | 40.7 | 41.43 | 8 | 0
2025 | NYISO_G-I_2_PJM_E | NYISO_G-I | PJM_E | Internal | Summer | B8 | 500 | 1500 | 0 | 40.39 | 40.95 | 8 | 0
2025 | NYISO_G-I_2_PJM_E | NYISO_G-I | PJM_E | Internal | Summer | B9 | 800 | 1500 | 0 | 39.42 | 38.56 | 8 | 0
2025 | NYISO_G-I_2_PJM_E | NYISO_G-I | PJM_E | Internal | Summer | B10 | 1262 | 1500 | 0 | 39.42 | 34 | 8 | 0
2025 | NYISO_G-I_2_PJM_E | NYISO_G-I | PJM_E | Internal | Winter | B16 | 25 | 1500 | 279.19 | 58.6 | 66.6 | 8 | 0
2025 | NYISO_G-I_2_PJM_E | NYISO_G-I | PJM_E | Internal | Winter | B17 | 100 | 1500 | 0 | 55.55 | 53.27 | 8 | 0
2025 | NYISO_G-I_2_PJM_E | NYISO_G-I | PJM_E | Internal | Winter | B18 | 400 | 1500 | 0 | 54.16 | 48.34 | 8 | 0
2025 | NYISO_G-I_2_PJM_E | NYISO_G-I | PJM_E | Internal | Winter | B19 | 700 | 1500 | 0 | 51.08 | 45.08 | 8 | 0
2025 | NYISO_G-I_2_PJM_E | NYISO_G-I | PJM_E | Internal | Winter | B20 | 935 | 1500 | 0 | 49.17 | 38.22 | 8 | 0
2025 | NYISO_J-K_2_PJM_E | NYISO_J-K | PJM_E | Internal | Shoulder | B11 | 25 | 0.01 | 0 | 55.12 | 63.11 | 8 | 0
2025 | NYISO_J-K_2_PJM_E | NYISO_J-K | PJM_E | Internal | Shoulder | B12 | 200 | 0.01 | 0 | 43.73 | 51.45 | 8 | 0
2025 | NYISO_J-K_2_PJM_E | NYISO_J-K | PJM_E | Internal | Shoulder | B13 | 600 | 0.01 | 0 | 42.16 | 44.42 | 8 | 0
2025 | NYISO_J-K_2_PJM_E | NYISO_J-K | PJM_E | Internal | Shoulder | B14 | 900 | 0.01 | 0 | 41.39 | 43.97 | 8 | 0
2025 | NYISO_J-K_2_PJM_E | NYISO_J-K | PJM_E | Internal | Shoulder | B15 | 1203 | 0.01 | 0 | 41.13 | 40.5 | 8 | 0
2025 | NYISO_J-K_2_PJM_E | NYISO_J-K | PJM_E | Internal | Summer | B1 | 10 | 0.01 | 0 | 733.15 | 741.14 | 8 | 0
2025 | NYISO_J-K_2_PJM_E | NYISO_J-K | PJM_E | Internal | Summer | B2 | 25 | 0.01 | 0 | 378.76 | 439.38 | 8 | 52.62
2025 | NYISO_J-K_2_PJM_E | NYISO_J-K | PJM_E | Internal | Summer | B3 | 75 | 0.01 | 0 | 60.42 | 68.4 | 8 | 0
2025 | NYISO_J-K_2_PJM_E | NYISO_J-K | PJM_E | Internal | Summer | B4 | 100 | 0.01 | 0 | 59.81 | 67.8 | 8 | 0
2025 | NYISO_J-K_2_PJM_E | NYISO_J-K | PJM_E | Internal | Summer | B5 | 200 | 0.01 | 0 | 55.91 | 63.9 | 8 | 0
2025 | NYISO_J-K_2_PJM_E | NYISO_J-K | PJM_E | Internal | Summer | B6 | 300 | 0.01 | 0 | 53.66 | 47.65 | 8 | 0
2025 | NYISO_J-K_2_PJM_E | NYISO_J-K | PJM_E | Internal | Summer | B7 | 400 | 0.01 | 0 | 40.71 | 41.43 | 8 | 0
2025 | NYISO_J-K_2_PJM_E | NYISO_J-K | PJM_E | Internal | Summer | B8 | 500 | 0.01 | 0 | 40.4 | 40.95 | 8 | 0
2025 | NYISO_J-K_2_PJM_E | NYISO_J-K | PJM_E | Internal | Summer | B9 | 800 | 0.01 | 0 | 39.43 | 38.56 | 8 | 0
2025 | NYISO_J-K_2_PJM_E | NYISO_J-K | PJM_E | Internal | Summer | B10 | 1262 | 0.01 | 0 | 39.43 | 34 | 8 | 0
2025 | NYISO_J-K_2_PJM_E | NYISO_J-K | PJM_E | Internal | Winter | B16 | 25 | 0.01 | 0 | 58.62 | 66.6 | 8 | 0
2025 | NYISO_J-K_2_PJM_E | NYISO_J-K | PJM_E | Internal | Winter | B17 | 100 | 0.01 | 0 | 55.56 | 53.27 | 8 | 0
2025 | NYISO_J-K_2_PJM_E | NYISO_J-K | PJM_E | Internal | Winter | B18 | 400 | 0.01 | 0 | 54.17 | 48.34 | 8 | 0
2025 | NYISO_J-K_2_PJM_E | NYISO_J-K | PJM_E | Internal | Winter | B19 | 700 | 0.01 | 0 | 52.22 | 45.08 | 8 | 0
2025 | NYISO_J-K_2_PJM_E | NYISO_J-K | PJM_E | Internal | Winter | B20 | 935 | 0.01 | 0 | 49.18 | 38.22 | 8 | 0
2025 | PJM_E_2_NYISO_G-I | PJM_E | NYISO_G-I | Internal | Shoulder | B11 | 25 | 500 | 0 | 63.11 | 55.11 | 6 | 0
2025 | PJM_E_2_NYISO_G-I | PJM_E | NYISO_G-I | Internal | Shoulder | B12 | 200 | 500 | 0 | 51.45 | 43.72 | 6 | 0
2025 | PJM_E_2_NYISO_G-I | PJM_E | NYISO_G-I | Internal | Shoulder | B13 | 600 | 500 | 0 | 44.42 | 42.15 | 6 | 0
2025 | PJM_E_2_NYISO_G-I | PJM_E | NYISO_G-I | Internal | Shoulder | B14 | 900 | 500 | 0 | 43.97 | 41.38 | 6 | 0
2025 | PJM_E_2_NYISO_G-I | PJM_E | NYISO_G-I | Internal | Shoulder | B15 | 1203 | 500 | 0 | 40.5 | 41.12 | 6 | 0
2025 | PJM_E_2_NYISO_G-I | PJM_E | NYISO_G-I | Internal | Summer | B1 | 10 | 500 | 0 | 741.14 | 733.14 | 6 | 0
2025 | PJM_E_2_NYISO_G-I | PJM_E | NYISO_G-I | Internal | Summer | B2 | 25 | 500 | 0 | 439.38 | 378.75 | 6 | 0
2025 | PJM_E_2_NYISO_G-I | PJM_E | NYISO_G-I | Internal | Summer | B3 | 75 | 500 | 0 | 68.4 | 60.4 | 6 | 0
2025 | PJM_E_2_NYISO_G-I | PJM_E | NYISO_G-I | Internal | Summer | B4 | 100 | 500 | 0 | 67.8 | 59.8 | 6 | 0
2025 | PJM_E_2_NYISO_G-I | PJM_E | NYISO_G-I | Internal | Summer | B5 | 200 | 500 | 0 | 63.9 | 55.9 | 6 | 0
2025 | PJM_E_2_NYISO_G-I | PJM_E | NYISO_G-I | Internal | Summer | B6 | 300 | 500 | 37.87 | 47.65 | 53.65 | 6 | 0
2025 | PJM_E_2_NYISO_G-I | PJM_E | NYISO_G-I | Internal | Summer | B7 | 400 | 500 | 0 | 41.43 | 40.7 | 6 | 0
2025 | PJM_E_2_NYISO_G-I | PJM_E | NYISO_G-I | Internal | Summer | B8 | 500 | 500 | 0 | 40.95 | 40.39 | 6 | 0
2025 | PJM_E_2_NYISO_G-I | PJM_E | NYISO_G-I | Internal | Summer | B9 | 800 | 500 | 0 | 38.56 | 39.42 | 6 | 0
2025 | PJM_E_2_NYISO_G-I | PJM_E | NYISO_G-I | Internal | Summer | B10 | 1262 | 500 | 0 | 34 | 39.42 | 6 | 0
2025 | PJM_E_2_NYISO_G-I | PJM_E | NYISO_G-I | Internal | Winter | B16 | 25 | 500 | 0 | 66.6 | 58.6 | 6 | 0
2025 | PJM_E_2_NYISO_G-I | PJM_E | NYISO_G-I | Internal | Winter | B17 | 100 | 500 | 0 | 53.27 | 55.55 | 6 | 0
2025 | PJM_E_2_NYISO_G-I | PJM_E | NYISO_G-I | Internal | Winter | B18 | 400 | 500 | 0 | 48.34 | 54.16 | 6 | 0
2025 | PJM_E_2_NYISO_G-I | PJM_E | NYISO_G-I | Internal | Winter | B19 | 700 | 500 | 270.56 | 45.08 | 51.08 | 6 | 0
2025 | PJM_E_2_NYISO_G-I | PJM_E | NYISO_G-I | Internal | Winter | B20 | 935 | 500 | 500 | 38.22 | 49.17 | 6 | 4.95
2025 | PJM_E_2_NYISO_J-K | PJM_E | NYISO_J-K | Internal | Shoulder | B11 | 25 | 330 | 0 | 63.11 | 55.12 | 6 | 0
2025 | PJM_E_2_NYISO_J-K | PJM_E | NYISO_J-K | Internal | Shoulder | B12 | 200 | 330 | 0 | 51.45 | 43.73 | 6 | 0
2025 | PJM_E_2_NYISO_J-K | PJM_E | NYISO_J-K | Internal | Shoulder | B13 | 600 | 330 | 0 | 44.42 | 42.16 | 6 | 0
2025 | PJM_E_2_NYISO_J-K | PJM_E | NYISO_J-K | Internal | Shoulder | B14 | 900 | 330 | 0 | 43.97 | 41.39 | 6 | 0
2025 | PJM_E_2_NYISO_J-K | PJM_E | NYISO_J-K | Internal | Shoulder | B15 | 1203 | 330 | 0 | 40.5 | 41.13 | 6 | 0
2025 | PJM_E_2_NYISO_J-K | PJM_E | NYISO_J-K | Internal | Summer | B1 | 10 | 330 | 0 | 741.14 | 733.15 | 6 | 0
2025 | PJM_E_2_NYISO_J-K | PJM_E | NYISO_J-K | Internal | Summer | B2 | 25 | 330 | 0 | 439.38 | 378.76 | 6 | 0
2025 | PJM_E_2_NYISO_J-K | PJM_E | NYISO_J-K | Internal | Summer | B3 | 75 | 330 | 0 | 68.4 | 60.42 | 6 | 0
2025 | PJM_E_2_NYISO_J-K | PJM_E | NYISO_J-K | Internal | Summer | B4 | 100 | 330 | 0 | 67.8 | 59.81 | 6 | 0
2025 | PJM_E_2_NYISO_J-K | PJM_E | NYISO_J-K | Internal | Summer | B5 | 200 | 330 | 0 | 63.9 | 55.91 | 6 | 0
2025 | PJM_E_2_NYISO_J-K | PJM_E | NYISO_J-K | Internal | Summer | B6 | 300 | 330 | 330 | 47.65 | 53.66 | 6 | 0.01
2025 | PJM_E_2_NYISO_J-K | PJM_E | NYISO_J-K | Internal | Summer | B7 | 400 | 330 | 0 | 41.43 | 40.71 | 6 | 0
2025 | PJM_E_2_NYISO_J-K | PJM_E | NYISO_J-K | Internal | Summer | B8 | 500 | 330 | 0 | 40.95 | 40.4 | 6 | 0
2025 | PJM_E_2_NYISO_J-K | PJM_E | NYISO_J-K | Internal | Summer | B9 | 800 | 330 | 0 | 38.56 | 39.43 | 6 | 0
2025 | PJM_E_2_NYISO_J-K | PJM_E | NYISO_J-K | Internal | Summer | B10 | 1262 | 330 | 0 | 34 | 39.43 | 6 | 0
2025 | PJM_E_2_NYISO_J-K | PJM_E | NYISO_J-K | Internal | Winter | B16 | 25 | 330 | 0 | 66.6 | 58.62 | 6 | 0
2025 | PJM_E_2_NYISO_J-K | PJM_E | NYISO_J-K | Internal | Winter | B17 | 100 | 330 | 0 | 53.27 | 55.56 | 6 | 0
2025 | PJM_E_2_NYISO_J-K | PJM_E | NYISO_J-K | Internal | Winter | B18 | 400 | 330 | 0 | 48.34 | 54.17 | 6 | 0
2025 | PJM_E_2_NYISO_J-K | PJM_E | NYISO_J-K | Internal | Winter | B19 | 700 | 330 | 330 | 45.08 | 52.22 | 6 | 1.15
2025 | PJM_E_2_NYISO_J-K | PJM_E | NYISO_J-K | Internal | Winter | B20 | 935 | 330 | 330 | 38.22 | 49.18 | 6 | 4.96
2025 | PJM_E_2_PJM_ROM | PJM_E | PJM_ROM | Internal | Shoulder | B11 | 25 | 8000 | 5153.64 | 63.11 | 63.12 | 0.01 | 0
2025 | PJM_E_2_PJM_ROM | PJM_E | PJM_ROM | Internal | Shoulder | B12 | 200 | 8000 | 4187.32 | 51.45 | 51.47 | 0.01 | 0
2025 | PJM_E_2_PJM_ROM | PJM_E | PJM_ROM | Internal | Shoulder | B13 | 600 | 8000 | 1627.9 | 44.42 | 44.43 | 0.01 | 0
2025 | PJM_E_2_PJM_ROM | PJM_E | PJM_ROM | Internal | Shoulder | B14 | 900 | 8000 | 2619.96 | 43.97 | 43.98 | 0.01 | 0
2025 | PJM_E_2_PJM_ROM | PJM_E | PJM_ROM | Internal | Shoulder | B15 | 1203 | 8000 | 0 | 40.5 | 40.5 | 0.01 | 0
2025 | PJM_E_2_PJM_ROM | PJM_E | PJM_ROM | Internal | Summer | B1 | 10 | 8000 | 643.02 | 741.14 | 741.15 | 0.01 | 0
2025 | PJM_E_2_PJM_ROM | PJM_E | PJM_ROM | Internal | Summer | B2 | 25 | 8000 | 1451.3 | 439.38 | 439.39 | 0.01 | 0
2025 | PJM_E_2_PJM_ROM | PJM_E | PJM_ROM | Internal | Summer | B3 | 75 | 8000 | 1178.31 | 68.4 | 68.42 | 0.01 | 0
2025 | PJM_E_2_PJM_ROM | PJM_E | PJM_ROM | Internal | Summer | B4 | 100 | 8000 | 4216.96 | 67.8 | 67.81 | 0.01 | 0
2025 | PJM_E_2_PJM_ROM | PJM_E | PJM_ROM | Internal | Summer | B5 | 200 | 8000 | 1925.9 | 63.9 | 63.91 | 0.01 | 0
2025 | PJM_E_2_PJM_ROM | PJM_E | PJM_ROM | Internal | Summer | B6 | 300 | 8000 | 1815.78 | 47.65 | 47.66 | 0.01 | 0
2025 | PJM_E_2_PJM_ROM | PJM_E | PJM_ROM | Internal | Summer | B7 | 400 | 8000 | 0 | 41.43 | 41.42 | 0.01 | 0
2025 | PJM_E_2_PJM_ROM | PJM_E | PJM_ROM | Internal | Summer | B8 | 500 | 8000 | 0 | 40.95 | 40.94 | 0.01 | 0
2025 | PJM_E_2_PJM_ROM | PJM_E | PJM_ROM | Internal | Summer | B9 | 800 | 8000 | 0 | 38.56 | 38.55 | 0.01 | 0
2025 | PJM_E_2_PJM_ROM | PJM_E | PJM_ROM | Internal | Summer | B10 | 1262 | 8000 | 0 | 34 | 33.99 | 0.01 | 0
2025 | PJM_E_2_PJM_ROM | PJM_E | PJM_ROM | Internal | Winter | B16 | 25 | 8000 | 2136.03 | 66.6 | 66.62 | 0.01 | 0
2025 | PJM_E_2_PJM_ROM | PJM_E | PJM_ROM | Internal | Winter | B17 | 100 | 8000 | 2017.02 | 53.27 | 53.29 | 0.01 | 0
2025 | PJM_E_2_PJM_ROM | PJM_E | PJM_ROM | Internal | Winter | B18 | 400 | 8000 | 0 | 48.34 | 48.32 | 0.01 | 0
2025 | PJM_E_2_PJM_ROM | PJM_E | PJM_ROM | Internal | Winter | B19 | 700 | 8000 | 0 | 45.08 | 45.07 | 0.01 | 0
2025 | PJM_E_2_PJM_ROM | PJM_E | PJM_ROM | Internal | Winter | B20 | 935 | 8000 | 0 | 38.22 | 38.21 | 0.01 | 0
2025 | PJM_ROR_2_MISO_IN | PJM_ROR | MISO_IN | Internal | Shoulder | B11 | 25 | 909 | 909 | 63.13 | 67.62 | 2 | 2.49
2025 | PJM_ROR_2_MISO_IN | PJM_ROR | MISO_IN | Internal | Shoulder | B12 | 200 | 909 | 0 | 51.48 | 51.68 | 2 | 0
2025 | PJM_ROR_2_MISO_IN | PJM_ROR | MISO_IN | Internal | Shoulder | B13 | 600 | 909 | 0 | 44.45 | 44.88 | 2 | 0
2025 | PJM_ROR_2_MISO_IN | PJM_ROR | MISO_IN | Internal | Shoulder | B14 | 900 | 909 | 0 | 43.99 | 43.97 | 2 | 0
2025 | PJM_ROR_2_MISO_IN | PJM_ROR | MISO_IN | Internal | Shoulder | B15 | 1203 | 909 | 0 | 40.48 | 40.96 | 2 | 0
2025 | PJM_ROR_2_MISO_IN | PJM_ROR | MISO_IN | Internal | Summer | B1 | 10 | 909 | 0 | 741.16 | 739.19 | 2 | 0
2025 | PJM_ROR_2_MISO_IN | PJM_ROR | MISO_IN | Internal | Summer | B2 | 25 | 909 | 778.46 | 439.4 | 441.4 | 2 | 0
2025 | PJM_ROR_2_MISO_IN | PJM_ROR | MISO_IN | Internal | Summer | B3 | 75 | 909 | 909 | 68.43 | 70.77 | 2 | 0.34
2025 | PJM_ROR_2_MISO_IN | PJM_ROR | MISO_IN | Internal | Summer | B4 | 100 | 909 | 0 | 67.82 | 68.91 | 2 | 0
2025 | PJM_ROR_2_MISO_IN | PJM_ROR | MISO_IN | Internal | Summer | B5 | 200 | 909 | 624.85 | 63.92 | 65.92 | 2 | 0
2025 | PJM_ROR_2_MISO_IN | PJM_ROR | MISO_IN | Internal | Summer | B6 | 300 | 909 | 366.5 | 47.67 | 49.67 | 2 | 0
2025 | PJM_ROR_2_MISO_IN | PJM_ROR | MISO_IN | Internal | Summer | B7 | 400 | 909 | 0 | 41.43 | 42.27 | 2 | 0
2025 | PJM_ROR_2_MISO_IN | PJM_ROR | MISO_IN | Internal | Summer | B8 | 500 | 909 | 0 | 40.93 | 40.42 | 2 | 0
2025 | PJM_ROR_2_MISO_IN | PJM_ROR | MISO_IN | Internal | Summer | B9 | 800 | 909 | 0 | 38.54 | 39.86 | 2 | 0
2025 | PJM_ROR_2_MISO_IN | PJM_ROR | MISO_IN | Internal | Summer | B10 | 1262 | 909 | 0 | 33.97 | 35.45 | 2 | 0
2025 | PJM_ROR_2_MISO_IN | PJM_ROR | MISO_IN | Internal | Winter | B16 | 25 | 909 | 595.15 | 66.63 | 68.63 | 2 | 0
2025 | PJM_ROR_2_MISO_IN | PJM_ROR | MISO_IN | Internal | Winter | B17 | 100 | 909 | 0 | 53.3 | 53.72 | 2 | 0
2025 | PJM_ROR_2_MISO_IN | PJM_ROR | MISO_IN | Internal | Winter | B18 | 400 | 909 | 0 | 48.31 | 47.74 | 2 | 0
2025 | PJM_ROR_2_MISO_IN | PJM_ROR | MISO_IN | Internal | Winter | B19 | 700 | 909 | 0 | 45.05 | 44.2 | 2 | 0
2025 | PJM_ROR_2_MISO_IN | PJM_ROR | MISO_IN | Internal | Winter | B20 | 935 | 909 | 0 | 38.19 | 39.74 | 2 | 0
2025 | PJM_ROR_2_MISO_MI | PJM_ROR | MISO_MI | Internal | Shoulder | B11 | 25 | 1305 | 282.9 | 63.13 | 65.13 | 2 | 0
2025 | PJM_ROR_2_MISO_MI | PJM_ROR | MISO_MI | Internal | Shoulder | B12 | 200 | 1305 | 0 | 51.48 | 51.69 | 2 | 0
2025 | PJM_ROR_2_MISO_MI | PJM_ROR | MISO_MI | Internal | Shoulder | B13 | 600 | 1305 | 0 | 44.45 | 44.89 | 2 | 0
2025 | PJM_ROR_2_MISO_MI | PJM_ROR | MISO_MI | Internal | Shoulder | B14 | 900 | 1305 | 0 | 43.99 | 43.98 | 2 | 0
2025 | PJM_ROR_2_MISO_MI | PJM_ROR | MISO_MI | Internal | Shoulder | B15 | 1203 | 1305 | 0 | 40.48 | 40.97 | 2 | 0
2025 | PJM_ROR_2_MISO_MI | PJM_ROR | MISO_MI | Internal | Summer | B1 | 10 | 1305 | 0 | 741.16 | 739.18 | 2 | 0
2025 | PJM_ROR_2_MISO_MI | PJM_ROR | MISO_MI | Internal | Summer | B2 | 25 | 1305 | 0 | 439.4 | 441.39 | 2 | 0
2025 | PJM_ROR_2_MISO_MI | PJM_ROR | MISO_MI | Internal | Summer | B3 | 75 | 1305 | 1305 | 68.43 | 70.76 | 2 | 0.33
2025 | PJM_ROR_2_MISO_MI | PJM_ROR | MISO_MI | Internal | Summer | B4 | 100 | 1305 | 0 | 67.82 | 68.9 | 2 | 0
2025 | PJM_ROR_2_MISO_MI | PJM_ROR | MISO_MI | Internal | Summer | B5 | 200 | 1305 | 0 | 63.92 | 65.91 | 2 | 0
2025 | PJM_ROR_2_MISO_MI | PJM_ROR | MISO_MI | Internal | Summer | B6 | 300 | 1305 | 0 | 47.67 | 49.66 | 2 | 0
2025 | PJM_ROR_2_MISO_MI | PJM_ROR | MISO_MI | Internal | Summer | B7 | 400 | 1305 | 0 | 41.43 | 42.29 | 2 | 0
2025 | PJM_ROR_2_MISO_MI | PJM_ROR | MISO_MI | Internal | Summer | B8 | 500 | 1305 | 0 | 40.93 | 40.43 | 2 | 0
2025 | PJM_ROR_2_MISO_MI | PJM_ROR | MISO_MI | Internal | Summer | B9 | 800 | 1305 | 0 | 38.54 | 39.87 | 2 | 0
2025 | PJM_ROR_2_MISO_MI | PJM_ROR | MISO_MI | Internal | Summer | B10 | 1262 | 1305 | 0 | 33.97 | 35.46 | 2 | 0
2025 | PJM_ROR_2_MISO_MI | PJM_ROR | MISO_MI | Internal | Winter | B16 | 25 | 1305 | 0 | 66.63 | 68.62 | 2 | 0
2025 | PJM_ROR_2_MISO_MI | PJM_ROR | MISO_MI | Internal | Winter | B17 | 100 | 1305 | 0 | 53.3 | 53.71 | 2 | 0
2025 | PJM_ROR_2_MISO_MI | PJM_ROR | MISO_MI | Internal | Winter | B18 | 400 | 1305 | 0 | 48.31 | 47.75 | 2 | 0
2025 | PJM_ROR_2_MISO_MI | PJM_ROR | MISO_MI | Internal | Winter | B19 | 700 | 1305 | 0 | 45.05 | 44.19 | 2 | 0
2025 | PJM_ROR_2_MISO_MI | PJM_ROR | MISO_MI | Internal | Winter | B20 | 935 | 1305 | 0 | 38.19 | 39.76 | 2 | 0
2025 | PJM_ROR_2_MISO_MO-IL | PJM_ROR | MISO_MO-IL | Internal | Shoulder | B11 | 25 | 1111 | 1111 | 63.13 | 67.61 | 2 | 2.48
2025 | PJM_ROR_2_MISO_MO-IL | PJM_ROR | MISO_MO-IL | Internal | Shoulder | B12 | 200 | 1111 | 0 | 51.48 | 50.26 | 2 | 0
2025 | PJM_ROR_2_MISO_MO-IL | PJM_ROR | MISO_MO-IL | Internal | Shoulder | B13 | 600 | 1111 | 0 | 44.45 | 44.87 | 2 | 0
2025 | PJM_ROR_2_MISO_MO-IL | PJM_ROR | MISO_MO-IL | Internal | Shoulder | B14 | 900 | 1111 | 0 | 43.99 | 43.96 | 2 | 0
2025 | PJM_ROR_2_MISO_MO-IL | PJM_ROR | MISO_MO-IL | Internal | Shoulder | B15 | 1203 | 1111 | 0 | 40.48 | 40.95 | 2 | 0
2025 | PJM_ROR_2_MISO_MO-IL | PJM_ROR | MISO_MO-IL | Internal | Summer | B1 | 10 | 1111 | 0 | 741.16 | 739.19 | 2 | 0
2025 | PJM_ROR_2_MISO_MO-IL | PJM_ROR | MISO_MO-IL | Internal | Summer | B2 | 25 | 1111 | 1111 | 439.4 | 441.41 | 2 | 0.01
2025 | PJM_ROR_2_MISO_MO-IL | PJM_ROR | MISO_MO-IL | Internal | Summer | B3 | 75 | 1111 | 1111 | 68.43 | 70.76 | 2 | 0.33
2025 | PJM_ROR_2_MISO_MO-IL | PJM_ROR | MISO_MO-IL | Internal | Summer | B4 | 100 | 1111 | 0 | 67.82 | 68.9 | 2 | 0
2025 | PJM_ROR_2_MISO_MO-IL | PJM_ROR | MISO_MO-IL | Internal | Summer | B5 | 200 | 1111 | 1111 | 63.92 | 65.94 | 2 | 0.01
2025 | PJM_ROR_2_MISO_MO-IL | PJM_ROR | MISO_MO-IL | Internal | Summer | B6 | 300 | 1111 | 342.42 | 47.67 | 49.67 | 2 | 0
2025 | PJM_ROR_2_MISO_MO-IL | PJM_ROR | MISO_MO-IL | Internal | Summer | B7 | 400 | 1111 | 0 | 41.43 | 42.26 | 2 | 0
2025 | PJM_ROR_2_MISO_MO-IL | PJM_ROR | MISO_MO-IL | Internal | Summer | B8 | 500 | 1111 | 0 | 40.93 | 40.41 | 2 | 0
2025 | PJM_ROR_2_MISO_MO-IL | PJM_ROR | MISO_MO-IL | Internal | Summer | B9 | 800 | 1111 | 0 | 38.54 | 39.84 | 2 | 0
2025 | PJM_ROR_2_MISO_MO-IL | PJM_ROR | MISO_MO-IL | Internal | Summer | B10 | 1262 | 1111 | 0 | 33.97 | 35.45 | 2 | 0
2025 | PJM_ROR_2_MISO_MO-IL | PJM_ROR | MISO_MO-IL | Internal | Winter | B16 | 25 | 1111 | 0 | 66.63 | 68.62 | 2 | 0
2025 | PJM_ROR_2_MISO_MO-IL | PJM_ROR | MISO_MO-IL | Internal | Winter | B17 | 100 | 1111 | 0 | 53.3 | 51.41 | 2 | 0
2025 | PJM_ROR_2_MISO_MO-IL | PJM_ROR | MISO_MO-IL | Internal | Winter | B18 | 400 | 1111 | 0 | 48.31 | 47.73 | 2 | 0
2025 | PJM_ROR_2_MISO_MO-IL | PJM_ROR | MISO_MO-IL | Internal | Winter | B19 | 700 | 1111 | 0 | 45.05 | 44.19 | 2 | 0
2025 | PJM_ROR_2_MISO_MO-IL | PJM_ROR | MISO_MO-IL | Internal | Winter | B20 | 935 | 1111 | 0 | 38.19 | 39.76 | 2 | 0
2025 | PJM_ROR_2_MISO_W | PJM_ROR | MISO_W | Internal | Shoulder | B11 | 25 | 709 | 709 | 63.13 | 67.59 | 2 | 2.46
2025 | PJM_ROR_2_MISO_W | PJM_ROR | MISO_W | Internal | Shoulder | B12 | 200 | 709 | 0 | 51.48 | 50.25 | 2 | 0
2025 | PJM_ROR_2_MISO_W | PJM_ROR | MISO_W | Internal | Shoulder | B13 | 600 | 709 | 0 | 44.45 | 44.86 | 2 | 0
2025 | PJM_ROR_2_MISO_W | PJM_ROR | MISO_W | Internal | Shoulder | B14 | 900 | 709 | 0 | 43.99 | 43.95 | 2 | 0
2025 | PJM_ROR_2_MISO_W | PJM_ROR | MISO_W | Internal | Shoulder | B15 | 1203 | 709 | 0 | 40.48 | 40.94 | 2 | 0
2025 | PJM_ROR_2_MISO_W | PJM_ROR | MISO_W | Internal | Summer | B1 | 10 | 709 | 0 | 741.16 | 739.18 | 2 | 0
2025 | PJM_ROR_2_MISO_W | PJM_ROR | MISO_W | Internal | Summer | B2 | 25 | 709 | 572.07 | 439.4 | 441.4 | 2 | 0
2025 | PJM_ROR_2_MISO_W | PJM_ROR | MISO_W | Internal | Summer | B3 | 75 | 709 | 709 | 68.43 | 70.77 | 2 | 0.34
2025 | PJM_ROR_2_MISO_W | PJM_ROR | MISO_W | Internal | Summer | B4 | 100 | 709 | 212.4 | 67.82 | 69.82 | 2 | 0
2025 | PJM_ROR_2_MISO_W | PJM_ROR | MISO_W | Internal | Summer | B5 | 200 | 709 | 709 | 63.92 | 65.94 | 2 | 0.01
2025 | PJM_ROR_2_MISO_W | PJM_ROR | MISO_W | Internal | Summer | B6 | 300 | 709 | 709 | 47.67 | 49.68 | 2 | 0.01
2025 | PJM_ROR_2_MISO_W | PJM_ROR | MISO_W | Internal | Summer | B7 | 400 | 709 | 0 | 41.43 | 42.25 | 2 | 0
2025 | PJM_ROR_2_MISO_W | PJM_ROR | MISO_W | Internal | Summer | B8 | 500 | 709 | 0 | 40.93 | 40.4 | 2 | 0
2025 | PJM_ROR_2_MISO_W | PJM_ROR | MISO_W | Internal | Summer | B9 | 800 | 709 | 0 | 38.54 | 39.86 | 2 | 0
2025 | PJM_ROR_2_MISO_W | PJM_ROR | MISO_W | Internal | Summer | B10 | 1262 | 709 | 0 | 33.97 | 35.44 | 2 | 0
2025 | PJM_ROR_2_MISO_W | PJM_ROR | MISO_W | Internal | Winter | B16 | 25 | 709 | 0 | 66.63 | 68.6 | 2 | 0
2025 | PJM_ROR_2_MISO_W | PJM_ROR | MISO_W | Internal | Winter | B17 | 100 | 709 | 0 | 53.3 | 51.4 | 2 | 0
2025 | PJM_ROR_2_MISO_W | PJM_ROR | MISO_W | Internal | Winter | B18 | 400 | 709 | 0 | 48.31 | 47.72 | 2 | 0
2025 | PJM_ROR_2_MISO_W | PJM_ROR | MISO_W | Internal | Winter | B19 | 700 | 709 | 0 | 45.05 | 44.17 | 2 | 0
2025 | PJM_ROR_2_MISO_W | PJM_ROR | MISO_W | Internal | Winter | B20 | 935 | 709 | 0 | 38.19 | 39.74 | 2 | 0
2025 | PJM_ROR_2_MISO_WUMS | PJM_ROR | MISO_WUMS | Internal | Shoulder | B11 | 25 | 1467 | 1435.39 | 63.13 | 65.13 | 2 | 0
2025 | PJM_ROR_2_MISO_WUMS | PJM_ROR | MISO_WUMS | Internal | Shoulder | B12 | 200 | 1467 | 0 | 51.48 | 50.26 | 2 | 0
2025 | PJM_ROR_2_MISO_WUMS | PJM_ROR | MISO_WUMS | Internal | Shoulder | B13 | 600 | 1467 | 0 | 44.45 | 44.87 | 2 | 0
2025 | PJM_ROR_2_MISO_WUMS | PJM_ROR | MISO_WUMS | Internal | Shoulder | B14 | 900 | 1467 | 0 | 43.99 | 43.93 | 2 | 0
2025 | PJM_ROR_2_MISO_WUMS | PJM_ROR | MISO_WUMS | Internal | Shoulder | B15 | 1203 | 1467 | 0 | 40.48 | 40.95 | 2 | 0
2025 | PJM_ROR_2_MISO_WUMS | PJM_ROR | MISO_WUMS | Internal | Summer | B1 | 10 | 1467 | 0 | 741.16 | 739.16 | 2 | 0
2025 | PJM_ROR_2_MISO_WUMS | PJM_ROR | MISO_WUMS | Internal | Summer | B2 | 25 | 1467 | 0 | 439.4 | 437.4 | 2 | 0
2025 | PJM_ROR_2_MISO_WUMS | PJM_ROR | MISO_WUMS | Internal | Summer | B3 | 75 | 1467 | 1467 | 68.43 | 70.76 | 2 | 0.33
2025 | PJM_ROR_2_MISO_WUMS | PJM_ROR | MISO_WUMS | Internal | Summer | B4 | 100 | 1467 | 222.41 | 67.82 | 69.82 | 2 | 0
2025 | PJM_ROR_2_MISO_WUMS | PJM_ROR | MISO_WUMS | Internal | Summer | B5 | 200 | 1467 | 570.68 | 63.92 | 65.92 | 2 | 0
2025 | PJM_ROR_2_MISO_WUMS | PJM_ROR | MISO_WUMS | Internal | Summer | B6 | 300 | 1467 | 97.1 | 47.67 | 49.67 | 2 | 0
2025 | PJM_ROR_2_MISO_WUMS | PJM_ROR | MISO_WUMS | Internal | Summer | B7 | 400 | 1467 | 0 | 41.43 | 42.24 | 2 | 0
2025 | PJM_ROR_2_MISO_WUMS | PJM_ROR | MISO_WUMS | Internal | Summer | B8 | 500 | 1467 | 0 | 40.93 | 40.39 | 2 | 0
2025 | PJM_ROR_2_MISO_WUMS | PJM_ROR | MISO_WUMS | Internal | Summer | B9 | 800 | 1467 | 0 | 38.54 | 39.87 | 2 | 0
2025 | PJM_ROR_2_MISO_WUMS | PJM_ROR | MISO_WUMS | Internal | Summer | B10 | 1262 | 1467 | 0 | 33.97 | 35.45 | 2 | 0
2025 | PJM_ROR_2_MISO_WUMS | PJM_ROR | MISO_WUMS | Internal | Winter | B16 | 25 | 1467 | 0 | 66.63 | 68.59 | 2 | 0
2025 | PJM_ROR_2_MISO_WUMS | PJM_ROR | MISO_WUMS | Internal | Winter | B17 | 100 | 1467 | 0 | 53.3 | 51.39 | 2 | 0
2025 | PJM_ROR_2_MISO_WUMS | PJM_ROR | MISO_WUMS | Internal | Winter | B18 | 400 | 1467 | 0 | 48.31 | 47.71 | 2 | 0
2025 | PJM_ROR_2_MISO_WUMS | PJM_ROR | MISO_WUMS | Internal | Winter | B19 | 700 | 1467 | 0 | 45.05 | 44.16 | 2 | 0
2025 | PJM_ROR_2_MISO_WUMS | PJM_ROR | MISO_WUMS | Internal | Winter | B20 | 935 | 1467 | 0 | 38.19 | 39.76 | 2 | 0
2025 | PJM_ROR_2_PJM_ROM | PJM_ROR | PJM_ROM | Internal | Shoulder | B11 | 25 | 8000 | 0 | 63.13 | 63.12 | 0.01 | 0
2025 | PJM_ROR_2_PJM_ROM | PJM_ROR | PJM_ROM | Internal | Shoulder | B12 | 200 | 8000 | 0 | 51.48 | 51.47 | 0.01 | 0
2025 | PJM_ROR_2_PJM_ROM | PJM_ROR | PJM_ROM | Internal | Shoulder | B13 | 600 | 8000 | 0 | 44.45 | 44.43 | 0.01 | 0
2025 | PJM_ROR_2_PJM_ROM | PJM_ROR | PJM_ROM | Internal | Shoulder | B14 | 900 | 8000 | 0 | 43.99 | 43.98 | 0.01 | 0
2025 | PJM_ROR_2_PJM_ROM | PJM_ROR | PJM_ROM | Internal | Shoulder | B15 | 1203 | 8000 | 1089.77 | 40.48 | 40.5 | 0.01 | 0
2025 | PJM_ROR_2_PJM_ROM | PJM_ROR | PJM_ROM | Internal | Summer | B1 | 10 | 8000 | 0 | 741.16 | 741.15 | 0.01 | 0
2025 | PJM_ROR_2_PJM_ROM | PJM_ROR | PJM_ROM | Internal | Summer | B2 | 25 | 8000 | 0 | 439.4 | 439.39 | 0.01 | 0
2025 | PJM_ROR_2_PJM_ROM | PJM_ROR | PJM_ROM | Internal | Summer | B3 | 75 | 8000 | 0 | 68.43 | 68.42 | 0.01 | 0
2025 | PJM_ROR_2_PJM_ROM | PJM_ROR | PJM_ROM | Internal | Summer | B4 | 100 | 8000 | 0 | 67.82 | 67.81 | 0.01 | 0
2025 | PJM_ROR_2_PJM_ROM | PJM_ROR | PJM_ROM | Internal | Summer | B5 | 200 | 8000 | 0 | 63.92 | 63.91 | 0.01 | 0
2025 | PJM_ROR_2_PJM_ROM | PJM_ROR | PJM_ROM | Internal | Summer | B6 | 300 | 8000 | 0 | 47.67 | 47.66 | 0.01 | 0
2025 | PJM_ROR_2_PJM_ROM | PJM_ROR | PJM_ROM | Internal | Summer | B7 | 400 | 8000 | 0 | 41.43 | 41.42 | 0.01 | 0
2025 | PJM_ROR_2_PJM_ROM | PJM_ROR | PJM_ROM | Internal | Summer | B8 | 500 | 8000 | 2090.21 | 40.93 | 40.94 | 0.01 | 0
2025 | PJM_ROR_2_PJM_ROM | PJM_ROR | PJM_ROM | Internal | Summer | B9 | 800 | 8000 | 370.45 | 38.54 | 38.55 | 0.01 | 0
2025 | PJM_ROR_2_PJM_ROM | PJM_ROR | PJM_ROM | Internal | Summer | B10 | 1262 | 8000 | 4880.13 | 33.97 | 33.99 | 0.01 | 0
2025 | PJM_ROR_2_PJM_ROM | PJM_ROR | PJM_ROM | Internal | Winter | B16 | 25 | 8000 | 0 | 66.63 | 66.62 | 0.01 | 0
2025 | PJM_ROR_2_PJM_ROM | PJM_ROR | PJM_ROM | Internal | Winter | B17 | 100 | 8000 | 0 | 53.3 | 53.29 | 0.01 | 0
2025 | PJM_ROR_2_PJM_ROM | PJM_ROR | PJM_ROM | Internal | Winter | B18 | 400 | 8000 | 3216.3 | 48.31 | 48.32 | 0.01 | 0
2025 | PJM_ROR_2_PJM_ROM | PJM_ROR | PJM_ROM | Internal | Winter | B19 | 700 | 8000 | 4940.63 | 45.05 | 45.07 | 0.01 | 0
2025 | PJM_ROR_2_PJM_ROM | PJM_ROR | PJM_ROM | Internal | Winter | B20 | 935 | 8000 | 2743.87 | 38.19 | 38.21 | 0.01 | 0
2025 | PJM_ROR_2_TVA_Transmission | PJM_ROR | TVA_Transmission | Internal | Shoulder | B11 | 25 | 2500 | 0 | 63.13 | 68.49 | 6 | 0
2025 | PJM_ROR_2_TVA_Transmission | PJM_ROR | TVA_Transmission | Internal | Shoulder | B12 | 200 | 2500 | 0 | 51.48 | 52.81 | 6 | 0
2025 | PJM_ROR_2_TVA_Transmission | PJM_ROR | TVA_Transmission | Internal | Shoulder | B13 | 600 | 2500 | 0 | 44.45 | 49.02 | 6 | 0
2025 | PJM_ROR_2_TVA_Transmission | PJM_ROR | TVA_Transmission | Internal | Shoulder | B14 | 900 | 2500 | 0 | 43.99 | 48.85 | 6 | 0
2025 | PJM_ROR_2_TVA_Transmission | PJM_ROR | TVA_Transmission | Internal | Shoulder | B15 | 1203 | 2500 | 345.6 | 40.48 | 46.48 | 6 | 0
2025 | PJM_ROR_2_TVA_Transmission | PJM_ROR | TVA_Transmission | Internal | Summer | B1 | 10 | 2500 | 2500 | 741.16 | 747.19 | 6 | 0.02
2025 | PJM_ROR_2_TVA_Transmission | PJM_ROR | TVA_Transmission | Internal | Summer | B2 | 25 | 2500 | 2500 | 439.4 | 452.4 | 6 | 7
2025 | PJM_ROR_2_TVA_Transmission | PJM_ROR | TVA_Transmission | Internal | Summer | B3 | 75 | 2500 | 2500 | 68.43 | 78.6 | 6 | 4.17
2025 | PJM_ROR_2_TVA_Transmission | PJM_ROR | TVA_Transmission | Internal | Summer | B4 | 100 | 2500 | 2316.91 | 67.82 | 73.82 | 6 | 0
2025 | PJM_ROR_2_TVA_Transmission | PJM_ROR | TVA_Transmission | Internal | Summer | B5 | 200 | 2500 | 670.63 | 63.92 | 69.92 | 6 | 0
2025 | PJM_ROR_2_TVA_Transmission | PJM_ROR | TVA_Transmission | Internal | Summer | B6 | 300 | 2500 | 1528.44 | 47.67 | 53.67 | 6 | 0
2025 | PJM_ROR_2_TVA_Transmission | PJM_ROR | TVA_Transmission | Internal | Summer | B7 | 400 | 2500 | 0 | 41.43 | 46.69 | 6 | 0
2025 | PJM_ROR_2_TVA_Transmission | PJM_ROR | TVA_Transmission | Internal | Summer | B8 | 500 | 2500 | 0 | 40.93 | 45.34 | 6 | 0
2025 | PJM_ROR_2_TVA_Transmission | PJM_ROR | TVA_Transmission | Internal | Summer | B9 | 800 | 2500 | 1141.54 | 38.54 | 44.54 | 6 | 0
2025 | PJM_ROR_2_TVA_Transmission | PJM_ROR | TVA_Transmission | Internal | Summer | B10 | 1262 | 2500 | 459.58 | 33.97 | 39.97 | 6 | 0
2025 | PJM_ROR_2_TVA_Transmission | PJM_ROR | TVA_Transmission | Internal | Winter | B16 | 25 | 2500 | 622.65 | 66.63 | 72.63 | 6 | 0
2025 | PJM_ROR_2_TVA_Transmission | PJM_ROR | TVA_Transmission | Internal | Winter | B17 | 100 | 2500 | 0 | 53.3 | 55.03 | 6 | 0
2025 | PJM_ROR_2_TVA_Transmission | PJM_ROR | TVA_Transmission | Internal | Winter | B18 | 400 | 2500 | 0 | 48.31 | 51.57 | 6 | 0
2025 | PJM_ROR_2_TVA_Transmission | PJM_ROR | TVA_Transmission | Internal | Winter | B19 | 700 | 2500 | 0 | 45.05 | 50.12 | 6 | 0
2025 | PJM_ROR_2_TVA_Transmission | PJM_ROR | TVA_Transmission | Internal | Winter | B20 | 935 | 2500 | 2042.17 | 38.19 | 44.19 | 6 | 0
2025 | PJM_ROR_2_VACAR | PJM_ROR | VACAR | Internal | Shoulder | B11 | 25 | 3000 | 2849.29 | 63.13 | 69.13 | 6 | 0
2025 | PJM_ROR_2_VACAR | PJM_ROR | VACAR | Internal | Shoulder | B12 | 200 | 3000 | 2738.35 | 51.48 | 57.48 | 6 | 0
2025 | PJM_ROR_2_VACAR | PJM_ROR | VACAR | Internal | Shoulder | B13 | 600 | 3000 | 2136.79 | 44.45 | 50.45 | 6 | 0
2025 | PJM_ROR_2_VACAR | PJM_ROR | VACAR | Internal | Shoulder | B14 | 900 | 3000 | 3000 | 43.99 | 50.04 | 6 | 0.05
2025 | PJM_ROR_2_VACAR | PJM_ROR | VACAR | Internal | Shoulder | B15 | 1203 | 3000 | 600.03 | 40.48 | 46.48 | 6 | 0
2025 | PJM_ROR_2_VACAR | PJM_ROR | VACAR | Internal | Summer | B1 | 10 | 3000 | 3000 | 741.16 | 751.19 | 6 | 4.02
2025 | PJM_ROR_2_VACAR | PJM_ROR | VACAR | Internal | Summer | B2 | 25 | 3000 | 3000 | 439.4 | 454.4 | 6 | 9
2025 | PJM_ROR_2_VACAR | PJM_ROR | VACAR | Internal | Summer | B3 | 75 | 3000 | 3000 | 68.43 | 80.6 | 6 | 6.17
2025 | PJM_ROR_2_VACAR | PJM_ROR | VACAR | Internal | Summer | B4 | 100 | 3000 | 3000 | 67.82 | 80.6 | 6 | 6.78
2025 | PJM_ROR_2_VACAR | PJM_ROR | VACAR | Internal | Summer | B5 | 200 | 3000 | 3000 | 63.92 | 78.92 | 6 | 9
2025 | PJM_ROR_2_VACAR | PJM_ROR | VACAR | Internal | Summer | B6 | 300 | 3000 | 3000 | 47.67 | 59.67 | 6 | 6
2025 | PJM_ROR_2_VACAR | PJM_ROR | VACAR | Internal | Summer | B7 | 400 | 3000 | 3000 | 41.43 | 51.15 | 6 | 3.71
2025 | PJM_ROR_2_VACAR | PJM_ROR | VACAR | Internal | Summer | B8 | 500 | 3000 | 3000 | 40.93 | 47.83 | 6 | 0.91
2025 | PJM_ROR_2_VACAR | PJM_ROR | VACAR | Internal | Summer | B9 | 800 | 3000 | 2927.06 | 38.54 | 44.54 | 6 | 0
2025 | PJM_ROR_2_VACAR | PJM_ROR | VACAR | Internal | Summer | B10 | 1262 | 3000 | 3000 | 33.97 | 42.97 | 6 | 3
2025 | PJM_ROR_2_VACAR | PJM_ROR | VACAR | Internal | Winter | B16 | 25 | 3000 | 3000 | 66.63 | 88.19 | 6 | 15.57
2025 | PJM_ROR_2_VACAR | PJM_ROR | VACAR | Internal | Winter | B17 | 100 | 3000 | 2861.51 | 53.3 | 59.3 | 6 | 0
2025 | PJM_ROR_2_VACAR | PJM_ROR | VACAR | Internal | Winter | B18 | 400 | 3000 | 847.61 | 48.31 | 54.31 | 6 | 0
2025 | PJM_ROR_2_VACAR | PJM_ROR | VACAR | Internal | Winter | B19 | 700 | 3000 | 0 | 45.05 | 50.54 | 6 | 0
2025 | PJM_ROR_2_VACAR | PJM_ROR | VACAR | Internal | Winter | B20 | 935 | 3000 | 691.99 | 38.19 | 44.19 | 6 | 0
2025 | PJM_ROM_2_NYISO_A-F | PJM_ROM | NYISO_A-F | Internal | Shoulder | B11 | 25 | 2000 | 0 | 63.12 | 43.47 | 6 | 0
2025 | PJM_ROM_2_NYISO_A-F | PJM_ROM | NYISO_A-F | Internal | Shoulder | B12 | 200 | 2000 | 0 | 51.47 | 43.47 | 6 | 0
2025 | PJM_ROM_2_NYISO_A-F | PJM_ROM | NYISO_A-F | Internal | Shoulder | B13 | 600 | 2000 | 0 | 44.43 | 40.76 | 6 | 0
2025 | PJM_ROM_2_NYISO_A-F | PJM_ROM | NYISO_A-F | Internal | Shoulder | B14 | 900 | 2000 | 0 | 43.98 | 40.76 | 6 | 0
2025 | PJM_ROM_2_NYISO_A-F | PJM_ROM | NYISO_A-F | Internal | Shoulder | B15 | 1203 | 2000 | 0 | 40.5 | 40.76 | 6 | 0
2025 | PJM_ROM_2_NYISO_A-F | PJM_ROM | NYISO_A-F | Internal | Summer | B1 | 10 | 2000 | 0 | 741.15 | 75.52 | 6 | 0
2025 | PJM_ROM_2_NYISO_A-F | PJM_ROM | NYISO_A-F | Internal | Summer | B2 | 25 | 2000 | 0 | 439.39 | 96.87 | 6 | 0
2025 | PJM_ROM_2_NYISO_A-F | PJM_ROM | NYISO_A-F | Internal | Summer | B3 | 75 | 2000 | 0 | 68.42 | 54.92 | 6 | 0
2025 | PJM_ROM_2_NYISO_A-F | PJM_ROM | NYISO_A-F | Internal | Summer | B4 | 100 | 2000 | 0 | 67.81 | 46.27 | 6 | 0
2025 | PJM_ROM_2_NYISO_A-F | PJM_ROM | NYISO_A-F | Internal | Summer | B5 | 200 | 2000 | 0 | 63.91 | 45.31 | 6 | 0
2025 | PJM_ROM_2_NYISO_A-F | PJM_ROM | NYISO_A-F | Internal | Summer | B6 | 300 | 2000 | 0 | 47.66 | 40.7 | 6 | 0
2025 | PJM_ROM_2_NYISO_A-F | PJM_ROM | NYISO_A-F | Internal | Summer | B7 | 400 | 2000 | 0 | 41.42 | 40.69 | 6 | 0
2025 | PJM_ROM_2_NYISO_A-F | PJM_ROM | NYISO_A-F | Internal | Summer | B8 | 500 | 2000 | 0 | 40.94 | 39.41 | 6 | 0
2025 | PJM_ROM_2_NYISO_A-F | PJM_ROM | NYISO_A-F | Internal | Summer | B9 | 800 | 2000 | 0 | 38.55 | 39.41 | 6 | 0
2025 | PJM_ROM_2_NYISO_A-F | PJM_ROM | NYISO_A-F | Internal | Summer | B10 | 1262 | 2000 | 0 | 33.99 | 39.41 | 6 | 0
2025 | PJM_ROM_2_NYISO_A-F | PJM_ROM | NYISO_A-F | Internal | Winter | B16 | 25 | 2000 | 0 | 66.62 | 45.94 | 6 | 0
2025 | PJM_ROM_2_NYISO_A-F | PJM_ROM | NYISO_A-F | Internal | Winter | B17 | 100 | 2000 | 0 | 53.29 | 45.29 | 6 | 0
2025 | PJM_ROM_2_NYISO_A-F | PJM_ROM | NYISO_A-F | Internal | Winter | B18 | 400 | 2000 | 0 | 48.32 | 43.18 | 6 | 0
2025 | PJM_ROM_2_NYISO_A-F | PJM_ROM | NYISO_A-F | Internal | Winter | B19 | 700 | 2000 | 0 | 45.07 | 43.18 | 6 | 0
2025 | PJM_ROM_2_NYISO_A-F | PJM_ROM | NYISO_A-F | Internal | Winter | B20 | 935 | 2000 | 0 | 38.21 | 43.18 | 6 | 0
2025 | PJM_ROM_2_PJM_E | PJM_ROM | PJM_E | Internal | Shoulder | B11 | 25 | 8000 | 0 | 63.12 | 63.11 | 0.01 | 0
2025 | PJM_ROM_2_PJM_E | PJM_ROM | PJM_E | Internal | Shoulder | B12 | 200 | 8000 | 0 | 51.47 | 51.45 | 0.01 | 0
2025 | PJM_ROM_2_PJM_E | PJM_ROM | PJM_E | Internal | Shoulder | B13 | 600 | 8000 | 0 | 44.43 | 44.42 | 0.01 | 0
2025 | PJM_ROM_2_PJM_E | PJM_ROM | PJM_E | Internal | Shoulder | B14 | 900 | 8000 | 0 | 43.98 | 43.97 | 0.01 | 0
2025 | PJM_ROM_2_PJM_E | PJM_ROM | PJM_E | Internal | Shoulder | B15 | 1203 | 8000 | 0 | 40.5 | 40.5 | 0.01 | 0
2025 | PJM_ROM_2_PJM_E | PJM_ROM | PJM_E | Internal | Summer | B1 | 10 | 8000 | 0 | 741.15 | 741.14 | 0.01 | 0
2025 | PJM_ROM_2_PJM_E | PJM_ROM | PJM_E | Internal | Summer | B2 | 25 | 8000 | 0 | 439.39 | 439.38 | 0.01 | 0
2025 | PJM_ROM_2_PJM_E | PJM_ROM | PJM_E | Internal | Summer | B3 | 75 | 8000 | 0 | 68.42 | 68.4 | 0.01 | 0
2025 | PJM_ROM_2_PJM_E | PJM_ROM | PJM_E | Internal | Summer | B4 | 100 | 8000 | 0 | 67.81 | 67.8 | 0.01 | 0
2025 | PJM_ROM_2_PJM_E | PJM_ROM | PJM_E | Internal | Summer | B5 | 200 | 8000 | 0 | 63.91 | 63.9 | 0.01 | 0
2025 | PJM_ROM_2_PJM_E | PJM_ROM | PJM_E | Internal | Summer | B6 | 300 | 8000 | 0 | 47.66 | 47.65 | 0.01 | 0
2025 | PJM_ROM_2_PJM_E | PJM_ROM | PJM_E | Internal | Summer | B7 | 400 | 8000 | 302.02 | 41.42 | 41.43 | 0.01 | 0
2025 | PJM_ROM_2_PJM_E | PJM_ROM | PJM_E | Internal | Summer | B8 | 500 | 8000 | 1580.35 | 40.94 | 40.95 | 0.01 | 0
2025 | PJM_ROM_2_PJM_E | PJM_ROM | PJM_E | Internal | Summer | B9 | 800 | 8000 | 263.23 | 38.55 | 38.56 | 0.01 | 0
2025 | PJM_ROM_2_PJM_E | PJM_ROM | PJM_E | Internal | Summer | B10 | 1262 | 8000 | 2136.27 | 33.99 | 34 | 0.01 | 0
2025 | PJM_ROM_2_PJM_E | PJM_ROM | PJM_E | Internal | Winter | B16 | 25 | 8000 | 0 | 66.62 | 66.6 | 0.01 | 0
2025 | PJM_ROM_2_PJM_E | PJM_ROM | PJM_E | Internal | Winter | B17 | 100 | 8000 | 0 | 53.29 | 53.27 | 0.01 | 0
2025 | PJM_ROM_2_PJM_E | PJM_ROM | PJM_E | Internal | Winter | B18 | 400 | 8000 | 2138.76 | 48.32 | 48.34 | 0.01 | 0
2025 | PJM_ROM_2_PJM_E | PJM_ROM | PJM_E | Internal | Winter | B19 | 700 | 8000 | 4150.54 | 45.07 | 45.08 | 0.01 | 0
2025 | PJM_ROM_2_PJM_E | PJM_ROM | PJM_E | Internal | Winter | B20 | 935 | 8000 | 2501.91 | 38.21 | 38.22 | 0.01 | 0
2025 | PJM_ROM_2_PJM_ROR | PJM_ROM | PJM_ROR | Internal | Shoulder | B11 | 25 | 8000 | 6626.76 | 63.12 | 63.13 | 0.01 | 0
2025 | PJM_ROM_2_PJM_ROR | PJM_ROM | PJM_ROR | Internal | Shoulder | B12 | 200 | 8000 | 4240.48 | 51.47 | 51.48 | 0.01 | 0
2025 | PJM_ROM_2_PJM_ROR | PJM_ROM | PJM_ROR | Internal | Shoulder | B13 | 600 | 8000 | 834.25 | 44.43 | 44.45 | 0.01 | 0
2025 | PJM_ROM_2_PJM_ROR | PJM_ROM | PJM_ROR | Internal | Shoulder | B14 | 900 | 8000 | 2122.72 | 43.98 | 43.99 | 0.01 | 0
2025 | PJM_ROM_2_PJM_ROR | PJM_ROM | PJM_ROR | Internal | Shoulder | B15 | 1203 | 8000 | 0 | 40.5 | 40.48 | 0.01 | 0
2025 | PJM_ROM_2_PJM_ROR | PJM_ROM | PJM_ROR | Internal | Summer | B1 | 10 | 8000 | 1261.93 | 741.15 | 741.16 | 0.01 | 0
2025 | PJM_ROM_2_PJM_ROR | PJM_ROM | PJM_ROR | Internal | Summer | B2 | 25 | 8000 | 2203.89 | 439.39 | 439.4 | 0.01 | 0
2025 | PJM_ROM_2_PJM_ROR | PJM_ROM | PJM_ROR | Internal | Summer | B3 | 75 | 8000 | 2221.62 | 68.42 | 68.43 | 0.01 | 0
2025 | PJM_ROM_2_PJM_ROR | PJM_ROM | PJM_ROR | Internal | Summer | B4 | 100 | 8000 | 6293.4 | 67.81 | 67.82 | 0.01 | 0
2025 | PJM_ROM_2_PJM_ROR | PJM_ROM | PJM_ROR | Internal | Summer | B5 | 200 | 8000 | 4556.22 | 63.91 | 63.92 | 0.01 | 0
2025 | PJM_ROM_2_PJM_ROR | PJM_ROM | PJM_ROR | Internal | Summer | B6 | 300 | 8000 | 3065.77 | 47.66 | 47.67 | 0.01 | 0
2025 | PJM_ROM_2_PJM_ROR | PJM_ROM | PJM_ROR | Internal | Summer | B7 | 400 | 8000 | 406.39 | 41.42 | 41.43 | 0.01 | 0
2025 | PJM_ROM_2_PJM_ROR | PJM_ROM | PJM_ROR | Internal | Summer | B8 | 500 | 8000 | 0 | 40.94 | 40.93 | 0.01 | 0
2025 | PJM_ROM_2_PJM_ROR | PJM_ROM | PJM_ROR | Internal | Summer | B9 | 800 | 8000 | 0 | 38.55 | 38.54 | 0.01 | 0
2025 | PJM_ROM_2_PJM_ROR | PJM_ROM | PJM_ROR | Internal | Summer | B10 | 1262 | 8000 | 0 | 33.99 | 33.97 | 0.01 | 0
2025 | PJM_ROM_2_PJM_ROR | PJM_ROM | PJM_ROR | Internal | Winter | B16 | 25 | 8000 | 3694.12 | 66.62 | 66.63 | 0.01 | 0
2025 | PJM_ROM_2_PJM_ROR | PJM_ROM | PJM_ROR | Internal | Winter | B17 | 100 | 8000 | 1995.53 | 53.29 | 53.3 | 0.01 | 0
2025 | PJM_ROM_2_PJM_ROR | PJM_ROM | PJM_ROR | Internal | Winter | B18 | 400 | 8000 | 0 | 48.32 | 48.31 | 0.01 | 0
2025 | PJM_ROM_2_PJM_ROR | PJM_ROM | PJM_ROR | Internal | Winter | B19 | 700 | 8000 | 0 | 45.07 | 45.05 | 0.01 | 0
2025 | PJM_ROM_2_PJM_ROR | PJM_ROM | PJM_ROR | Internal | Winter | B20 | 935 | 8000 | 0 | 38.21 | 38.19 | 0.01 | 0
2025 | SOCO_2_FRCC | SOCO | FRCC | Internal | Shoulder | B11 | 25 | 3700 | 2214.8 | 76.13 | 86.13 | 10 | 0
2025 | SOCO_2_FRCC | SOCO | FRCC | Internal | Shoulder | B12 | 200 | 3700 | 2991.72 | 48.56 | 58.56 | 10 | 0
2025 | SOCO_2_FRCC | SOCO | FRCC | Internal | Shoulder | B13 | 600 | 3700 | 256.62 | 46.88 | 56.88 | 10 | 0
2025 | SOCO_2_FRCC | SOCO | FRCC | Internal | Shoulder | B14 | 900 | 3700 | 0 | 46.88 | 54.36 | 10 | 0
2025 | SOCO_2_FRCC | SOCO | FRCC | Internal | Shoulder | B15 | 1203 | 3700 | 0 | 46.88 | 52.12 | 10 | 0
2025 | SOCO_2_FRCC | SOCO | FRCC | Internal | Summer | B1 | 10 | 3700 | 0 | 751.19 | 751.19 | 10 | 0
2025 | SOCO_2_FRCC | SOCO | FRCC | Internal | Summer | B2 | 25 | 3700 | 1776.13 | 461.4 | 471.4 | 10 | 0
2025 | SOCO_2_FRCC | SOCO | FRCC | Internal | Summer | B3 | 75 | 3700 | 101.25 | 87.6 | 97.6 | 10 | 0
2025 | SOCO_2_FRCC | SOCO | FRCC | Internal | Summer | B4 | 100 | 3700 | 0 | 82.82 | 84.92 | 10 | 0
2025 | SOCO_2_FRCC | SOCO | FRCC | Internal | Summer | B5 | 200 | 3700 | 0 | 78.61 | 84.92 | 10 | 0
2025 | SOCO_2_FRCC | SOCO | FRCC | Internal | Summer | B6 | 300 | 3700 | 3700 | 62.67 | 83.44 | 10 | 10.77
2025 | SOCO_2_FRCC | SOCO | FRCC | Internal | Summer | B7 | 400 | 3700 | 3075.41 | 54.14 | 64.14 | 10 | 0
2025 | SOCO_2_FRCC | SOCO | FRCC | Internal | Summer | B8 | 500 | 3700 | 1977.51 | 47.16 | 57.16 | 10 | 0
2025 | SOCO_2_FRCC | SOCO | FRCC | Internal | Summer | B9 | 800 | 3700 | 0 | 45.53 | 53.55 | 10 | 0
2025 | SOCO_2_FRCC | SOCO | FRCC | Internal | Summer | B10 | 1262 | 3700 | 0 | 45.53 | 51.34 | 10 | 0
2025 | SOCO_2_FRCC | SOCO | FRCC | Internal | Winter | B16 | 25 | 3700 | 3200.96 | 78.19 | 88.19 | 10 | 0
2025 | SOCO_2_FRCC | SOCO | FRCC | Internal | Winter | B17 | 100 | 3700 | 2573.31 | 50.41 | 60.41 | 10 | 0
2025 | SOCO_2_FRCC | SOCO | FRCC | Internal | Winter | B18 | 400 | 3700 | 174.08 | 49.67 | 59.67 | 10 | 0
2025 | SOCO_2_FRCC | SOCO | FRCC | Internal | Winter | B19 | 700 | 3700 | 0 | 49.67 | 56.86 | 10 | 0
2025 | SOCO_2_FRCC | SOCO | FRCC | Internal | Winter | B20 | 935 | 3700 | 0 | 48.98 | 54.51 | 10 | 0
2025 | SOCO_2_TVA_Transmission | SOCO | TVA_Transmission | Internal | Shoulder | B11 | 25 | 2600 | 0 | 76.13 | 68.49 | 10 | 0
2025 | SOCO_2_TVA_Transmission | SOCO | TVA_Transmission | Internal | Shoulder | B12 | 200 | 2600 | 0 | 48.56 | 52.81 | 10 | 0
2025 | SOCO_2_TVA_Transmission | SOCO | TVA_Transmission | Internal | Shoulder | B13 | 600 | 2600 | 0 | 46.88 | 49.02 | 10 | 0
2025 | SOCO_2_TVA_Transmission | SOCO | TVA_Transmission | Internal | Shoulder | B14 | 900 | 2600 | 0 | 46.88 | 48.85 | 10 | 0
2025 | SOCO_2_TVA_Transmission | SOCO | TVA_Transmission | Internal | Shoulder | B15 | 1203 | 2600 | 0 | 46.88 | 46.48 | 10 | 0
2025 | SOCO_2_TVA_Transmission | SOCO | TVA_Transmission | Internal | Summer | B1 | 10 | 2600 | 0 | 751.19 | 747.19 | 10 | 0
2025 | SOCO_2_TVA_Transmission | SOCO | TVA_Transmission | Internal | Summer | B2 | 25 | 2600 | 0 | 461.4 | 452.4 | 10 | 0
2025 | SOCO_2_TVA_Transmission | SOCO | TVA_Transmission | Internal | Summer | B3 | 75 | 2600 | 0 | 87.6 | 78.6 | 10 | 0
2025 | SOCO_2_TVA_Transmission | SOCO | TVA_Transmission | Internal | Summer | B4 | 100 | 2600 | 0 | 82.82 | 73.82 | 10 | 0
2025 | SOCO_2_TVA_Transmission | SOCO | TVA_Transmission | Internal | Summer | B5 | 200 | 2600 | 0 | 78.61 | 69.92 | 10 | 0
2025 | SOCO_2_TVA_Transmission | SOCO | TVA_Transmission | Internal | Summer | B6 | 300 | 2600 | 0 | 62.67 | 53.67 | 10 | 0
2025 | SOCO_2_TVA_Transmission | SOCO | TVA_Transmission | Internal | Summer | B7 | 400 | 2600 | 0 | 54.14 | 46.69 | 10 | 0
2025 | SOCO_2_TVA_Transmission | SOCO | TVA_Transmission | Internal | Summer | B8 | 500 | 2600 | 0 | 47.16 | 45.34 | 10 | 0
2025 | SOCO_2_TVA_Transmission | SOCO | TVA_Transmission | Internal | Summer | B9 | 800 | 2600 | 0 | 45.53 | 44.54 | 10 | 0
2025 | SOCO_2_TVA_Transmission | SOCO | TVA_Transmission | Internal | Summer | B10 | 1262 | 2600 | 0 | 45.53 | 39.97 | 10 | 0
2025 | SOCO_2_TVA_Transmission | SOCO | TVA_Transmission | Internal | Winter | B16 | 25 | 2600 | 0 | 78.19 | 72.63 | 10 | 0
2025 | SOCO_2_TVA_Transmission | SOCO | TVA_Transmission | Internal | Winter | B17 | 100 | 2600 | 0 | 50.41 | 55.03 | 10 | 0
2025 | SOCO_2_TVA_Transmission | SOCO | TVA_Transmission | Internal | Winter | B18 | 400 | 2600 | 0 | 49.67 | 51.57 | 10 | 0
2025 | SOCO_2_TVA_Transmission | SOCO | TVA_Transmission | Internal | Winter | B19 | 700 | 2600 | 0 | 49.67 | 50.12 | 10 | 0
2025 | SOCO_2_TVA_Transmission | SOCO | TVA_Transmission | Internal | Winter | B20 | 935 | 2600 | 0 | 48.98 | 44.19 | 10 | 0
2025 | SOCO_2_VACAR | SOCO | VACAR | Internal | Shoulder | B11 | 25 | 2000 | 0 | 76.13 | 69.13 | 10 | 0
2025 | SOCO_2_VACAR | SOCO | VACAR | Internal | Shoulder | B12 | 200 | 2000 | 0 | 48.56 | 57.48 | 10 | 0
2025 | SOCO_2_VACAR | SOCO | VACAR | Internal | Shoulder | B13 | 600 | 2000 | 0 | 46.88 | 50.45 | 10 | 0
2025 | SOCO_2_VACAR | SOCO | VACAR | Internal | Shoulder | B14 | 900 | 2000 | 0 | 46.88 | 50.04 | 10 | 0
2025 | SOCO_2_VACAR | SOCO | VACAR | Internal | Shoulder | B15 | 1203 | 2000 | 0 | 46.88 | 46.48 | 10 | 0
2025 | SOCO_2_VACAR | SOCO | VACAR | Internal | Summer | B1 | 10 | 2000 | 0 | 751.19 | 751.19 | 10 | 0
2025 | SOCO_2_VACAR | SOCO | VACAR | Internal | Summer | B2 | 25 | 2000 | 0 | 461.4 | 454.4 | 10 | 0
2025 | SOCO_2_VACAR | SOCO | VACAR | Internal | Summer | B3 | 75 | 2000 | 0 | 87.6 | 80.6 | 10 | 0
2025 | SOCO_2_VACAR | SOCO | VACAR | Internal | Summer | B4 | 100 | 2000 | 0 | 82.82 | 80.6 | 10 | 0
2025 | SOCO_2_VACAR | SOCO | VACAR | Internal | Summer | B5 | 200 | 2000 | 0 | 78.61 | 78.92 | 10 | 0
2025 | SOCO_2_VACAR | SOCO | VACAR | Internal | Summer | B6 | 300 | 2000 | 0 | 62.67 | 59.67 | 10 | 0
2025 | SOCO_2_VACAR | SOCO | VACAR | Internal | Summer | B7 | 400 | 2000 | 0 | 54.14 | 51.15 | 10 | 0
2025 | SOCO_2_VACAR | SOCO | VACAR | Internal | Summer | B8 | 500 | 2000 | 0 | 47.16 | 47.83 | 10 | 0
2025 | SOCO_2_VACAR | SOCO | VACAR | Internal | Summer | B9 | 800 | 2000 | 0 | 45.53 | 44.54 | 10 | 0
2025 | SOCO_2_VACAR | SOCO | VACAR | Internal | Summer | B10 | 1262 | 2000 | 0 | 45.53 | 42.97 | 10 | 0
2025 | SOCO_2_VACAR | SOCO | VACAR | Internal | Winter | B16 | 25 | 2000 | 527 | 78.19 | 88.19 | 10 | 0
2025 | SOCO_2_VACAR | SOCO | VACAR | Internal | Winter | B17 | 100 | 2000 | 0 | 50.41 | 59.3 | 10 | 0
2025 | SOCO_2_VACAR | SOCO | VACAR | Internal | Winter | B18 | 400 | 2000 | 0 | 49.67 | 54.31 | 10 | 0
2025 | SOCO_2_VACAR | SOCO | VACAR | Internal | Winter | B19 | 700 | 2000 | 0 | 49.67 | 50.54 | 10 | 0
2025 | SOCO_2_VACAR | SOCO | VACAR | Internal | Winter | B20 | 935 | 2000 | 0 | 48.98 | 44.19 | 10 | 0
2025 | SPP_N_2_ENT | SPP_N | ENT | Internal | Shoulder | B11 | 25 | 1800 | 0 | 74.59 | 73.37 | 5 | 0
2025 | SPP_N_2_ENT | SPP_N | ENT | Internal | Shoulder | B12 | 200 | 1800 | 0 | 46.93 | 46.83 | 5 | 0
2025 | SPP_N_2_ENT | SPP_N | ENT | Internal | Shoulder | B13 | 600 | 1800 | 0 | 44.89 | 46.5 | 5 | 0
2025 | SPP_N_2_ENT | SPP_N | ENT | Internal | Shoulder | B14 | 900 | 1800 | 0 | 44.87 | 46.5 | 5 | 0
2025 | SPP_N_2_ENT | SPP_N | ENT | Internal | Shoulder | B15 | 1203 | 1800 | 0 | 44.77 | 44.97 | 5 | 0
2025 | SPP_N_2_ENT | SPP_N | ENT | Internal | Summer | B1 | 10 | 1800 | 0 | 746.18 | 747.19 | 5 | 0
2025 | SPP_N_2_ENT | SPP_N | ENT | Internal | Summer | B2 | 25 | 1800 | 632.91 | 448.4 | 453.4 | 5 | 0
2025 | SPP_N_2_ENT | SPP_N | ENT | Internal | Summer | B3 | 75 | 1800 | 0 | 77.77 | 79.6 | 5 | 0
2025 | SPP_N_2_ENT | SPP_N | ENT | Internal | Summer | B4 | 100 | 1800 | 0 | 73.59 | 76.9 | 5 | 0
2025 | SPP_N_2_ENT | SPP_N | ENT | Internal | Summer | B5 | 200 | 1800 | 0 | 72.94 | 73.94 | 5 | 0
2025 | SPP_N_2_ENT | SPP_N | ENT | Internal | Summer | B6 | 300 | 1800 | 0 | 56.68 | 54.67 | 5 | 0
2025 | SPP_N_2_ENT | SPP_N | ENT | Internal | Summer | B7 | 400 | 1800 | 0 | 46.82 | 45.36 | 5 | 0
2025 | SPP_N_2_ENT | SPP_N | ENT | Internal | Summer | B8 | 500 | 1800 | 0 | 44.7 | 45.36 | 5 | 0
2025 | SPP_N_2_ENT | SPP_N | ENT | Internal | Summer | B9 | 800 | 1800 | 0 | 43.36 | 45.04 | 5 | 0
2025 | SPP_N_2_ENT | SPP_N | ENT | Internal | Summer | B10 | 1262 | 1800 | 0 | 42.44 | 43.56 | 5 | 0
2025 | SPP_N_2_ENT | SPP_N | ENT | Internal | Winter | B16 | 25 | 1800 | 0 | 63.62 | 64.63 | 5 | 0
2025 | SPP_N_2_ENT | SPP_N | ENT | Internal | Winter | B17 | 100 | 1800 | 0 | 47.85 | 49.38 | 5 | 0
2025 | SPP_N_2_ENT | SPP_N | ENT | Internal | Winter | B18 | 400 | 1800 | 0 | 47.82 | 49.38 | 5 | 0
2025 | SPP_N_2_ENT | SPP_N | ENT | Internal | Winter | B19 | 700 | 1800 | 0 | 47.71 | 47.76 | 5 | 0
2025 | SPP_N_2_ENT | SPP_N | ENT | Internal | Winter | B20 | 935 | 1800 | 149.08 | 42.76 | 47.76 | 5 | 0
2025 | SPP_N_2_MISO_MO-IL | SPP_N | MISO_MO-IL | Internal | Shoulder | B11 | 25 | 2000 | 0 | 74.59 | 67.61 | 5 | 0
2025 | SPP_N_2_MISO_MO-IL | SPP_N | MISO_MO-IL | Internal | Shoulder | B12 | 200 | 2000 | 0 | 46.93 | 50.26 | 5 | 0
2025 | SPP_N_2_MISO_MO-IL | SPP_N | MISO_MO-IL | Internal | Shoulder | B13 | 600 | 2000 | 0 | 44.89 | 44.87 | 5 | 0
2025 | SPP_N_2_MISO_MO-IL | SPP_N | MISO_MO-IL | Internal | Shoulder | B14 | 900 | 2000 | 0 | 44.87 | 43.96 | 5 | 0
2025 | SPP_N_2_MISO_MO-IL | SPP_N | MISO_MO-IL | Internal | Shoulder | B15 | 1203 | 2000 | 0 | 44.77 | 40.95 | 5 | 0
2025 | SPP_N_2_MISO_MO-IL | SPP_N | MISO_MO-IL | Internal | Summer | B1 | 10 | 2000 | 0 | 746.18 | 739.19 | 5 | 0
2025 | SPP_N_2_MISO_MO-IL | SPP_N | MISO_MO-IL | Internal | Summer | B2 | 25 | 2000 | 0 | 448.4 | 441.41 | 5 | 0
2025 | SPP_N_2_MISO_MO-IL | SPP_N | MISO_MO-IL | Internal | Summer | B3 | 75 | 2000 | 0 | 77.77 | 70.76 | 5 | 0
2025 | SPP_N_2_MISO_MO-IL | SPP_N | MISO_MO-IL | Internal | Summer | B4 | 100 | 2000 | 0 | 73.59 | 68.9 | 5 | 0
2025 | SPP_N_2_MISO_MO-IL | SPP_N | MISO_MO-IL | Internal | Summer | B5 | 200 | 2000 | 0 | 72.94 | 65.94 | 5 | 0
2025 | SPP_N_2_MISO_MO-IL | SPP_N | MISO_MO-IL | Internal | Summer | B6 | 300 | 2000 | 0 | 56.68 | 49.67 | 5 | 0
2025 | SPP_N_2_MISO_MO-IL | SPP_N | MISO_MO-IL | Internal | Summer | B7 | 400 | 2000 | 0 | 46.82 | 42.26 | 5 | 0
2025 | SPP_N_2_MISO_MO-IL | SPP_N | MISO_MO-IL | Internal | Summer | B8 | 500 | 2000 | 0 | 44.7 | 40.41 | 5 | 0
2025 | SPP_N_2_MISO_MO-IL | SPP_N | MISO_MO-IL | Internal | Summer | B9 | 800 | 2000 | 0 | 43.36 | 39.84 | 5 | 0
2025 | SPP_N_2_MISO_MO-IL | SPP_N | MISO_MO-IL | Internal | Summer | B10 | 1262 | 2000 | 0 | 42.44 | 35.45 | 5 | 0
2025 | SPP_N_2_MISO_MO-IL | SPP_N | MISO_MO-IL | Internal | Winter | B16 | 25 | 2000 | 23.98 | 63.62 | 68.62 | 5 | 0
2025 | SPP_N_2_MISO_MO-IL | SPP_N | MISO_MO-IL | Internal | Winter | B17 | 100 | 2000 | 0 | 47.85 | 51.41 | 5 | 0
2025 | SPP_N_2_MISO_MO-IL | SPP_N | MISO_MO-IL | Internal | Winter | B18 | 400 | 2000 | 0 | 47.82 | 47.73 | 5 | 0
2025 | SPP_N_2_MISO_MO-IL | SPP_N | MISO_MO-IL | Internal | Winter | B19 | 700 | 2000 | 0 | 47.71 | 44.19 | 5 | 0
2025 | SPP_N_2_MISO_MO-IL | SPP_N | MISO_MO-IL | Internal | Winter | B20 | 935 | 2000 | 0 | 42.76 | 39.76 | 5 | 0
2025 | SPP_N_2_MISO_W | SPP_N | MISO_W | Internal | Shoulder | B11 | 25 | 750 | 0 | 74.59 | 67.59 | 5 | 0
2025 | SPP_N_2_MISO_W | SPP_N | MISO_W | Internal | Shoulder | B12 | 200 | 750 | 0 | 46.93 | 50.25 | 5 | 0
2025 | SPP_N_2_MISO_W | SPP_N | MISO_W | Internal | Shoulder | B13 | 600 | 750 | 0 | 44.89 | 44.86 | 5 | 0
2025 | SPP_N_2_MISO_W | SPP_N | MISO_W | Internal | Shoulder | B14 | 900 | 750 | 0 | 44.87 | 43.95 | 5 | 0
2025 | SPP_N_2_MISO_W | SPP_N | MISO_W | Internal | Shoulder | B15 | 1203 | 750 | 0 | 44.77 | 40.94 | 5 | 0
2025 | SPP_N_2_MISO_W | SPP_N | MISO_W | Internal | Summer | B1 | 10 | 750 | 0 | 746.18 | 739.18 | 5 | 0
2025 | SPP_N_2_MISO_W | SPP_N | MISO_W | Internal | Summer | B2 | 25 | 750 | 0 | 448.4 | 441.4 | 5 | 0
2025 | SPP_N_2_MISO_W | SPP_N | MISO_W | Internal | Summer | B3 | 75 | 750 | 0 | 77.77 | 70.77 | 5 | 0
2025 | SPP_N_2_MISO_W | SPP_N | MISO_W | Internal | Summer | B4 | 100 | 750 | 0 | 73.59 | 69.82 | 5 | 0
2025 | SPP_N_2_MISO_W | SPP_N | MISO_W | Internal | Summer | B5 | 200 | 750 | 0 | 72.94 | 65.94 | 5 | 0
2025 | SPP_N_2_MISO_W | SPP_N | MISO_W | Internal | Summer | B6 | 300 | 750 | 0 | 56.68 | 49.68 | 5 | 0
2025 | SPP_N_2_MISO_W | SPP_N | MISO_W | Internal | Summer | B7 | 400 | 750 | 0 | 46.82 | 42.25 | 5 | 0
2025 | SPP_N_2_MISO_W | SPP_N | MISO_W | Internal | Summer | B8 | 500 | 750 | 0 | 44.7 | 40.4 | 5 | 0
2025 | SPP_N_2_MISO_W | SPP_N | MISO_W | Internal | Summer | B9 | 800 | 750 | 0 | 43.36 | 39.86 | 5 | 0
2025 | SPP_N_2_MISO_W | SPP_N | MISO_W | Internal | Summer | B10 | 1262 | 750 | 0 | 42.44 | 35.44 | 5 | 0
2025 | SPP_N_2_MISO_W | SPP_N | MISO_W | Internal | Winter | B16 | 25 | 750 | 0 | 63.62 | 68.6 | 5 | 0
2025 | SPP_N_2_MISO_W | SPP_N | MISO_W | Internal | Winter | B17 | 100 | 750 | 0 | 47.85 | 51.4 | 5 | 0
2025 | SPP_N_2_MISO_W | SPP_N | MISO_W | Internal | Winter | B18 | 400 | 750 | 0 | 47.82 | 47.72 | 5 | 0
2025 | SPP_N_2_MISO_W | SPP_N | MISO_W | Internal | Winter | B19 | 700 | 750 | 0 | 47.71 | 44.17 | 5 | 0
2025 | SPP_N_2_MISO_W | SPP_N | MISO_W | Internal | Winter | B20 | 935 | 750 | 0 | 42.76 | 39.74 | 5 | 0
2025 | SPP_N_2_NE | SPP_N | NE | Internal | Shoulder | B11 | 25 | 330 | 0 | 74.59 | 67.59 | 0.01 | 0
2025 | SPP_N_2_NE | SPP_N | NE | Internal | Shoulder | B12 | 200 | 330 | 0 | 46.93 | 46.91 | 0.01 | 0
2025 | SPP_N_2_NE | SPP_N | NE | Internal | Shoulder | B13 | 600 | 330 | 0 | 44.89 | 44.86 | 0.01 | 0
2025 | SPP_N_2_NE | SPP_N | NE | Internal | Shoulder | B14 | 900 | 330 | 0 | 44.87 | 44.86 | 0.01 | 0
2025 | SPP_N_2_NE | SPP_N | NE | Internal | Shoulder | B15 | 1203 | 330 | 0 | 44.77 | 44.76 | 0.01 | 0
2025 | SPP_N_2_NE | SPP_N | NE | Internal | Summer | B1 | 10 | 330 | 0 | 746.18 | 739.18 | 0.01 | 0
2025 | SPP_N_2_NE | SPP_N | NE | Internal | Summer | B2 | 25 | 330 | 0 | 448.4 | 441.4 | 0.01 | 0
2025 | SPP_N_2_NE | SPP_N | NE | Internal | Summer | B3 | 75 | 330 | 0 | 77.77 | 72.42 | 0.01 | 0
2025 | SPP_N_2_NE | SPP_N | NE | Internal | Summer | B4 | 100 | 330 | 0 | 73.59 | 72.42 | 0.01 | 0
2025 | SPP_N_2_NE | SPP_N | NE | Internal | Summer | B5 | 200 | 330 | 0 | 72.94 | 65.94 | 0.01 | 0
2025 | SPP_N_2_NE | SPP_N | NE | Internal | Summer | B6 | 300 | 330 | 0 | 56.68 | 49.68 | 0.01 | 0
2025 | SPP_N_2_NE | SPP_N | NE | Internal | Summer | B7 | 400 | 330 | 0 | 46.82 | 42.25 | 0.01 | 0
2025 | SPP_N_2_NE | SPP_N | NE | Internal | Summer | B8 | 500 | 330 | 0 | 44.7 | 40.4 | 0.01 | 0
2025 | SPP_N_2_NE | SPP_N | NE | Internal | Summer | B9 | 800 | 330 | 0 | 43.36 | 39.86 | 0.01 | 0
2025 | SPP_N_2_NE | SPP_N | NE | Internal | Summer | B10 | 1262 | 330 | 0 | 42.44 | 34.8 | 0.01 | 0
2025 | SPP_N_2_NE | SPP_N | NE | Internal | Winter | B16 | 25 | 330 | 0 | 63.62 | 63.6 | 0.01 | 0
2025 | SPP_N_2_NE | SPP_N | NE | Internal | Winter | B17 | 100 | 330 | 0 | 47.85 | 47.83 | 0.01 | 0
2025 | SPP_N_2_NE | SPP_N | NE | Internal | Winter | B18 | 400 | 330 | 0 | 47.82 | 47.72 | 0.01 | 0
2025 | SPP_N_2_NE | SPP_N | NE | Internal | Winter | B19 | 700 | 330 | 0 | 47.71 | 47.7 | 0.01 | 0
2025 | SPP_N_2_NE | SPP_N | NE | Internal | Winter | B20 | 935 | 330 | 0 | 42.76 | 41.36 | 0.01 | 0
2025 | SPP_N_2_SPP_S | SPP_N | SPP_S | Internal | Shoulder | B11 | 25 | 4000 | 257.02 | 74.59 | 74.61 | 0.01 | 0
2025 | SPP_N_2_SPP_S | SPP_N | SPP_S | Internal | Shoulder | B12 | 200 | 4000 | 0 | 46.93 | 46.91 | 0.01 | 0
2025 | SPP_N_2_SPP_S | SPP_N | SPP_S | Internal | Shoulder | B13 | 600 | 4000 | 0 | 44.89 | 44.88 | 0.01 | 0
2025 | SPP_N_2_SPP_S | SPP_N | SPP_S | Internal | Shoulder | B14 | 900 | 4000 | 201.04 | 44.87 | 44.88 | 0.01 | 0
2025 | SPP_N_2_SPP_S | SPP_N | SPP_S | Internal | Shoulder | B15 | 1203 | 4000 | 1320.42 | 44.77 | 44.78 | 0.01 | 0
2025 | SPP_N_2_SPP_S | SPP_N | SPP_S | Internal | Summer | B1 | 10 | 4000 | 670.03 | 746.18 | 746.19 | 0.01 | 0
2025 | SPP_N_2_SPP_S | SPP_N | SPP_S | Internal | Summer | B2 | 25 | 4000 | 1903.97 | 448.4 | 448.41 | 0.01 | 0
2025 | SPP_N_2_SPP_S | SPP_N | SPP_S | Internal | Summer | B3 | 75 | 4000 | 1555.17 | 77.77 | 77.78 | 0.01 | 0
2025 | SPP_N_2_SPP_S | SPP_N | SPP_S | Internal | Summer | B4 | 100 | 4000 | 55.68 | 73.59 | 73.61 | 0.01 | 0
2025 | SPP_N_2_SPP_S | SPP_N | SPP_S | Internal | Summer | B5 | 200 | 4000 | 0 | 72.94 | 72.92 | 0.01 | 0
2025 | SPP_N_2_SPP_S | SPP_N | SPP_S | Internal | Summer | B6 | 300 | 4000 | 2064.93 | 56.68 | 56.7 | 0.01 | 0
2025 | SPP_N_2_SPP_S | SPP_N | SPP_S | Internal | Summer | B7 | 400 | 4000 | 174.46 | 46.82 | 46.83 | 0.01 | 0
2025 | SPP_N_2_SPP_S | SPP_N | SPP_S | Internal | Summer | B8 | 500 | 4000 | 1169.5 | 44.7 | 44.71 | 0.01 | 0
2025 | SPP_N_2_SPP_S | SPP_N | SPP_S | Internal | Summer | B9 | 800 | 4000 | 1523.85 | 43.36 | 43.37 | 0.01 | 0
2025 | SPP_N_2_SPP_S | SPP_N | SPP_S | Internal | Summer | B10 | 1262 | 4000 | 4000 | 42.44 | 43.27 | 0.01 | 0.82
2025 | SPP_N_2_SPP_S | SPP_N | SPP_S | Internal | Winter | B16 | 25 | 4000 | 0 | 63.62 | 59.63 | 0.01 | 0
2025 | SPP_N_2_SPP_S | SPP_N | SPP_S | Internal | Winter | B17 | 100 | 4000 | 0 | 47.85 | 47.83 | 0.01 | 0
2025 | SPP_N_2_SPP_S | SPP_N | SPP_S | Internal | Winter | B18 | 400 | 4000 | 1297.49 | 47.82 | 47.83 | 0.01 | 0
2025 | SPP_N_2_SPP_S | SPP_N | SPP_S | Internal | Winter | B19 | 700 | 4000 | 1097.69 | 47.71 | 47.73 | 0.01 | 0
2025 | SPP_N_2_SPP_S | SPP_N | SPP_S | Internal | Winter | B20 | 935 | 4000 | 3173.02 | 42.76 | 42.77 | 0.01 | 0
2025 | SPP_S_2_ENT | SPP_S | ENT | Internal | Shoulder | B11 | 25 | 850 | 0 | 74.61 | 73.37 | 5 | 0
2025 | SPP_S_2_ENT | SPP_S | ENT | Internal | Shoulder | B12 | 200 | 850 | 0 | 46.91 | 46.83 | 5 | 0
2025 | SPP_S_2_ENT | SPP_S | ENT | Internal | Shoulder | B13 | 600 | 850 | 0 | 44.88 | 46.5 | 5 | 0
2025 | SPP_S_2_ENT | SPP_S | ENT | Internal | Shoulder | B14 | 900 | 850 | 0 | 44.88 | 46.5 | 5 | 0
2025 | SPP_S_2_ENT | SPP_S | ENT | Internal | Shoulder | B15 | 1203 | 850 | 0 | 44.78 | 44.97 | 5 | 0
2025 | SPP_S_2_ENT | SPP_S | ENT | Internal | Summer | B1 | 10 | 850 | 0 | 746.19 | 747.19 | 5 | 0
2025 | SPP_S_2_ENT | SPP_S | ENT | Internal | Summer | B2 | 25 | 850 | 0 | 448.41 | 453.4 | 5 | 0
2025 | SPP_S_2_ENT | SPP_S | ENT | Internal | Summer | B3 | 75 | 850 | 0 | 77.78 | 79.6 | 5 | 0
2025 | SPP_S_2_ENT | SPP_S | ENT | Internal | Summer | B4 | 100 | 850 | 0 | 73.61 | 76.9 | 5 | 0
2025 | SPP_S_2_ENT | SPP_S | ENT | Internal | Summer | B5 | 200 | 850 | 0 | 72.92 | 73.94 | 5 | 0
2025 | SPP_S_2_ENT | SPP_S | ENT | Internal | Summer | B6 | 300 | 850 | 0 | 56.7 | 54.67 | 5 | 0
2025 | SPP_S_2_ENT | SPP_S | ENT | Internal | Summer | B7 | 400 | 850 | 0 | 46.83 | 45.36 | 5 | 0
2025 | SPP_S_2_ENT | SPP_S | ENT | Internal | Summer | B8 | 500 | 850 | 0 | 44.71 | 45.36 | 5 | 0
2025 | SPP_S_2_ENT | SPP_S | ENT | Internal | Summer | B9 | 800 | 850 | 0 | 43.37 | 45.04 | 5 | 0
2025 | SPP_S_2_ENT | SPP_S | ENT | Internal | Summer | B10 | 1262 | 850 | 0 | 43.27 | 43.56 | 5 | 0
2025 | SPP_S_2_ENT | SPP_S | ENT | Internal | Winter | B16 | 25 | 850 | 811.92 | 59.63 | 64.63 | 5 | 0
2025 | SPP_S_2_ENT | SPP_S | ENT | Internal | Winter | B17 | 100 | 850 | 0 | 47.83 | 49.38 | 5 | 0
2025 | SPP_S_2_ENT | SPP_S | ENT | Internal | Winter | B18 | 400 | 850 | 0 | 47.83 | 49.38 | 5 | 0
2025 | SPP_S_2_ENT | SPP_S | ENT | Internal | Winter | B19 | 700 | 850 | 0 | 47.73 | 47.76 | 5 | 0
2025 | SPP_S_2_ENT | SPP_S | ENT | Internal | Winter | B20 | 935 | 850 | 0 | 42.77 | 47.76 | 5 | 0
2025 | SPP_S_2_SPP_N | SPP_S | SPP_N | Internal | Shoulder | B11 | 25 | 640 | 0 | 74.61 | 74.59 | 0.01 | 0
2025 | SPP_S_2_SPP_N | SPP_S | SPP_N | Internal | Shoulder | B12 | 200 | 640 | 133.2 | 46.91 | 46.93 | 0.01 | 0
2025 | SPP_S_2_SPP_N | SPP_S | SPP_N | Internal | Shoulder | B13 | 600 | 640 | 353.7 | 44.88 | 44.89 | 0.01 | 0
2025 | SPP_S_2_SPP_N | SPP_S | SPP_N | Internal | Shoulder | B14 | 900 | 640 | 0 | 44.88 | 44.87 | 0.01 | 0
2025 | SPP_S_2_SPP_N | SPP_S | SPP_N | Internal | Shoulder | B15 | 1203 | 640 | 0 | 44.78 | 44.77 | 0.01 | 0
2025 | SPP_S_2_SPP_N | SPP_S | SPP_N | Internal | Summer | B1 | 10 | 640 | 0 | 746.19 | 746.18 | 0.01 | 0
2025 | SPP_S_2_SPP_N | SPP_S | SPP_N | Internal | Summer | B2 | 25 | 640 | 0 | 448.41 | 448.4 | 0.01 | 0
2025 | SPP_S_2_SPP_N | SPP_S | SPP_N | Internal | Summer | B3 | 75 | 640 | 0 | 77.78 | 77.77 | 0.01 | 0
2025 | SPP_S_2_SPP_N | SPP_S | SPP_N | Internal | Summer | B4 | 100 | 640 | 0 | 73.61 | 73.59 | 0.01 | 0
2025 | SPP_S_2_SPP_N | SPP_S | SPP_N | Internal | Summer | B5 | 200 | 640 | 220.51 | 72.92 | 72.94 | 0.01 | 0
2025 | SPP_S_2_SPP_N | SPP_S | SPP_N | Internal | Summer | B6 | 300 | 640 | 0 | 56.7 | 56.68 | 0.01 | 0
2025 | SPP_S_2_SPP_N | SPP_S | SPP_N | Internal | Summer | B7 | 400 | 640 | 0 | 46.83 | 46.82 | 0.01 | 0
2025 | SPP_S_2_SPP_N | SPP_S | SPP_N | Internal | Summer | B8 | 500 | 640 | 0 | 44.71 | 44.7 | 0.01 | 0
2025 | SPP_S_2_SPP_N | SPP_S | SPP_N | Internal | Summer | B9 | 800 | 640 | 0 | 43.37 | 43.36 | 0.01 | 0
2025 | SPP_S_2_SPP_N | SPP_S | SPP_N | Internal | Summer | B10 | 1262 | 640 | 0 | 43.27 | 42.44 | 0.01 | 0
2025 | SPP_S_2_SPP_N | SPP_S | SPP_N | Internal | Winter | B16 | 25 | 640 | 640 | 59.63 | 63.62 | 0.01 | 3.98
2025 | SPP_S_2_SPP_N | SPP_S | SPP_N | Internal | Winter | B17 | 100 | 640 | 67.48 | 47.83 | 47.85 | 0.01 | 0
2025 | SPP_S_2_SPP_N | SPP_S | SPP_N | Internal | Winter | B18 | 400 | 640 | 0 | 47.83 | 47.82 | 0.01 | 0
2025 | SPP_S_2_SPP_N | SPP_S | SPP_N | Internal | Winter | B19 | 700 | 640 | 0 | 47.73 | 47.71 | 0.01 | 0
2025 | SPP_S_2_SPP_N | SPP_S | SPP_N | Internal | Winter | B20 | 935 | 640 | 0 | 42.77 | 42.76 | 0.01 | 0
2025 | TVA_2_ENT | TVA | ENT | Internal | Shoulder | B11 | 25 | 500 | 334.31 | 64.37 | 73.37 | 9 | 0
2025 | TVA_2_ENT | TVA | ENT | Internal | Shoulder | B12 | 200 | 500 | 0 | 48.48 | 46.83 | 9 | 0
2025 | TVA_2_ENT | TVA | ENT | Internal | Shoulder | B13 | 600 | 500 | 0 | 47.76 | 46.5 | 9 | 0
2025 | TVA_2_ENT | TVA | ENT | Internal | Shoulder | B14 | 900 | 500 | 0 | 47.76 | 46.5 | 9 | 0
2025 | TVA_2_ENT | TVA | ENT | Internal | Shoulder | B15 | 1203 | 500 | 0 | 46.5 | 44.97 | 9 | 0
2025 | TVA_2_ENT | TVA | ENT | Internal | Summer | B1 | 10 | 500 | 0 | 747.2 | 747.19 | 9 | 0
2025 | TVA_2_ENT | TVA | ENT | Internal | Summer | B2 | 25 | 500 | 0 | 452.41 | 453.4 | 9 | 0
2025 | TVA_2_ENT | TVA | ENT | Internal | Summer | B3 | 75 | 500 | 0 | 78.61 | 79.6 | 9 | 0
2025 | TVA_2_ENT | TVA | ENT | Internal | Summer | B4 | 100 | 500 | 0 | 73.83 | 76.9 | 9 | 0
2025 | TVA_2_ENT | TVA | ENT | Internal | Summer | B5 | 200 | 500 | 0 | 69.61 | 73.94 | 9 | 0
2025 | TVA_2_ENT | TVA | ENT | Internal | Summer | B6 | 300 | 500 | 0 | 48.67 | 54.67 | 9 | 0
2025 | TVA_2_ENT | TVA | ENT | Internal | Summer | B7 | 400 | 500 | 0 | 45.14 | 45.36 | 9 | 0
2025 | TVA_2_ENT | TVA | ENT | Internal | Summer | B8 | 500 | 500 | 0 | 45.14 | 45.36 | 9 | 0
2025 | TVA_2_ENT | TVA | ENT | Internal | Summer | B9 | 800 | 500 | 0 | 44.55 | 45.04 | 9 | 0
2025 | TVA_2_ENT | TVA | ENT | Internal | Summer | B10 | 1262 | 500 | 0 | 39.99 | 43.56 | 9 | 0
2025 | TVA_2_ENT | TVA | ENT | Internal | Winter | B16 | 25 | 500 | 0 | 69.19 | 64.63 | 9 | 0
2025 | TVA_2_ENT | TVA | ENT | Internal | Winter | B17 | 100 | 500 | 0 | 51.43 | 49.38 | 9 | 0
2025 | TVA_2_ENT | TVA | ENT | Internal | Winter | B18 | 400 | 500 | 0 | 49.32 | 49.38 | 9 | 0
2025 | TVA_2_ENT | TVA | ENT | Internal | Winter | B19 | 700 | 500 | 0 | 49.32 | 47.76 | 9 | 0
2025 | TVA_2_ENT | TVA | ENT | Internal | Winter | B20 | 935 | 500 | 0 | 44.21 | 47.76 | 9 | 0
2025 | TVA_2_NonRTO_Midwest | TVA | NonRTO_Midwest | Internal | Shoulder | B11 | 25 | 100 | 100 | 64.37 | 75.62 | 9 | 2.25
2025 | TVA_2_NonRTO_Midwest | TVA | NonRTO_Midwest | Internal | Shoulder | B12 | 200 | 100 | 100 | 48.48 | 59.68 | 9 | 2.2
2025 | TVA_2_NonRTO_Midwest | TVA | NonRTO_Midwest | Internal | Shoulder | B13 | 600 | 100 | 0 | 47.76 | 52.88 | 9 | 0
2025 | TVA_2_NonRTO_Midwest | TVA | NonRTO_Midwest | Internal | Shoulder | B14 | 900 | 100 | 0 | 47.76 | 51.97 | 9 | 0
2025 | TVA_2_NonRTO_Midwest | TVA | NonRTO_Midwest | Internal | Shoulder | B15 | 1203 | 100 | 0 | 46.5 | 38.48 | 9 | 0
2025 | TVA_2_NonRTO_Midwest | TVA | NonRTO_Midwest | Internal | Summer | B1 | 10 | 100 | 0 | 747.2 | 747.19 | 9 | 0
2025 | TVA_2_NonRTO_Midwest | TVA | NonRTO_Midwest | Internal | Summer | B2 | 25 | 100 | 0 | 452.41 | 449.4 | 9 | 0
2025 | TVA_2_NonRTO_Midwest | TVA | NonRTO_Midwest | Internal | Summer | B3 | 75 | 100 | 0 | 78.61 | 78.77 | 9 | 0
2025 | TVA_2_NonRTO_Midwest | TVA | NonRTO_Midwest | Internal | Summer | B4 | 100 | 100 | 0 | 73.83 | 75.82 | 9 | 0
2025 | TVA_2_NonRTO_Midwest | TVA | NonRTO_Midwest | Internal | Summer | B5 | 200 | 100 | 0 | 69.61 | 73.92 | 9 | 0
2025 | TVA_2_NonRTO_Midwest | TVA | NonRTO_Midwest | Internal | Summer | B6 | 300 | 100 | 18.72 | 48.67 | 57.67 | 9 | 0
2025 | TVA_2_NonRTO_Midwest | TVA | NonRTO_Midwest | Internal | Summer | B7 | 400 | 100 | 0 | 45.14 | 50.27 | 9 | 0
2025 | TVA_2_NonRTO_Midwest | TVA | NonRTO_Midwest | Internal | Summer | B8 | 500 | 100 | 0 | 45.14 | 37.8 | 9 | 0
2025 | TVA_2_NonRTO_Midwest | TVA | NonRTO_Midwest | Internal | Summer | B9 | 800 | 100 | 0 | 44.55 | 36.54 | 9 | 0
2025 | TVA_2_NonRTO_Midwest | TVA | NonRTO_Midwest | Internal | Summer | B10 | 1262 | 100 | 0 | 39.99 | 33.48 | 9 | 0
2025 | TVA_2_NonRTO_Midwest | TVA | NonRTO_Midwest | Internal | Winter | B16 | 25 | 100 | 0 | 69.19 | 76.63 | 9 | 0
2025 | TVA_2_NonRTO_Midwest | TVA | NonRTO_Midwest | Internal | Winter | B17 | 100 | 100 | 100 | 51.43 | 61.72 | 9 | 1.29
2025 | TVA_2_NonRTO_Midwest | TVA | NonRTO_Midwest | Internal | Winter | B18 | 400 | 100 | 0 | 49.32 | 55.74 | 9 | 0
2025 | TVA_2_NonRTO_Midwest | TVA | NonRTO_Midwest | Internal | Winter | B19 | 700 | 100 | 0 | 49.32 | 52.2 | 9 | 0
2025 | TVA_2_NonRTO_Midwest | TVA | NonRTO_Midwest | Internal | Winter | B20 | 935 | 100 | 0 | 44.21 | 37.8 | 9 | 0
2025 | TVA_2_PJM_ROR | TVA | PJM_ROR | Internal | Shoulder | B11 | 25 | 500 | 0 | 64.37 | 63.13 | 9 | 0
2025 | TVA_2_PJM_ROR | TVA | PJM_ROR | Internal | Shoulder | B12 | 200 | 500 | 0 | 48.48 | 51.48 | 9 | 0
2025 | TVA_2_PJM_ROR | TVA | PJM_ROR | Internal | Shoulder | B13 | 600 | 500 | 0 | 47.76 | 44.45 | 9 | 0
2025 | TVA_2_PJM_ROR | TVA | PJM_ROR | Internal | Shoulder | B14 | 900 | 500 | 0 | 47.76 | 43.99 | 9 | 0
2025 | TVA_2_PJM_ROR | TVA | PJM_ROR | Internal | Shoulder | B15 | 1203 | 500 | 0 | 46.5 | 40.48 | 9 | 0
2025 | TVA_2_PJM_ROR | TVA | PJM_ROR | Internal | Summer | B1 | 10 | 500 | 0 | 747.2 | 741.16 | 9 | 0
2025 | TVA_2_PJM_ROR | TVA | PJM_ROR | Internal | Summer | B2 | 25 | 500 | 0 | 452.41 | 439.4 | 9 | 0
2025 | TVA_2_PJM_ROR | TVA | PJM_ROR | Internal | Summer | B3 | 75 | 500 | 0 | 78.61 | 68.43 | 9 | 0
2025 | TVA_2_PJM_ROR | TVA | PJM_ROR | Internal | Summer | B4 | 100 | 500 | 0 | 73.83 | 67.82 | 9 | 0
2025 | TVA_2_PJM_ROR | TVA | PJM_ROR | Internal | Summer | B5 | 200 | 500 | 0 | 69.61 | 63.92 | 9 | 0
2025 | TVA_2_PJM_ROR | TVA | PJM_ROR | Internal | Summer | B6 | 300 | 500 | 0 | 48.67 | 47.67 | 9 | 0
2025 | TVA_2_PJM_ROR | TVA | PJM_ROR | Internal | Summer | B7 | 400 | 500 | 0 | 45.14 | 41.43 | 9 | 0
2025 | TVA_2_PJM_ROR | TVA | PJM_ROR | Internal | Summer | B8 | 500 | 500 | 0 | 45.14 | 40.93 | 9 | 0
2025 | TVA_2_PJM_ROR | TVA | PJM_ROR | Internal | Summer | B9 | 800 | 500 | 0 | 44.55 | 38.54 | 9 | 0
2025 | TVA_2_PJM_ROR | TVA | PJM_ROR | Internal | Summer | B10 | 1262 | 500 | 0 | 39.99 | 33.97 | 9 | 0
2025 | TVA_2_PJM_ROR | TVA | PJM_ROR | Internal | Winter | B16 | 25 | 500 | 0 | 69.19 | 66.63 | 9 | 0
2025 | TVA_2_PJM_ROR | TVA | PJM_ROR | Internal | Winter | B17 | 100 | 500 | 0 | 51.43 | 53.3 | 9 | 0
2025 | TVA_2_PJM_ROR | TVA | PJM_ROR | Internal | Winter | B18 | 400 | 500 | 0 | 49.32 | 48.31 | 9 | 0
2025 | TVA_2_PJM_ROR | TVA | PJM_ROR | Internal | Winter | B19 | 700 | 500 | 0 | 49.32 | 45.05 | 9 | 0
2025 | TVA_2_PJM_ROR | TVA | PJM_ROR | Internal | Winter | B20 | 935 | 500 | 0 | 44.21 | 38.19 | 9 | 0
2025 | TVA_2_SOCO | TVA | SOCO | Internal | Shoulder | B11 | 25 | 500 | 500 | 64.37 | 76.13 | 9 | 2.76
2025 | TVA_2_SOCO | TVA | SOCO | Internal | Shoulder | B12 | 200 | 500 | 0 | 48.48 | 48.56 | 9 | 0
2025 | TVA_2_SOCO | TVA | SOCO | Internal | Shoulder | B13 | 600 | 500 | 0 | 47.76 | 46.88 | 9 | 0
2025 | TVA_2_SOCO | TVA | SOCO | Internal | Shoulder | B14 | 900 | 500 | 0 | 47.76 | 46.88 | 9 | 0
2025 | TVA_2_SOCO | TVA | SOCO | Internal | Shoulder | B15 | 1203 | 500 | 0 | 46.5 | 46.88 | 9 | 0
2025 | TVA_2_SOCO | TVA | SOCO | Internal | Summer | B1 | 10 | 500 | 0 | 747.2 | 751.19 | 9 | 0
2025 | TVA_2_SOCO | TVA | SOCO | Internal | Summer | B2 | 25 | 500 | 0 | 452.41 | 461.4 | 9 | 0
2025 | TVA_2_SOCO | TVA | SOCO | Internal | Summer | B3 | 75 | 500 | 0 | 78.61 | 87.6 | 9 | 0
2025 | TVA_2_SOCO | TVA | SOCO | Internal | Summer | B4 | 100 | 500 | 0 | 73.83 | 82.82 | 9 | 0
2025 | TVA_2_SOCO | TVA | SOCO | Internal | Summer | B5 | 200 | 500 | 45.72 | 69.61 | 78.61 | 9 | 0
2025 | TVA_2_SOCO | TVA | SOCO | Internal | Summer | B6 | 300 | 500 | 500 | 48.67 | 62.67 | 9 | 5
2025 | TVA_2_SOCO | TVA | SOCO | Internal | Summer | B7 | 400 | 500 | 130.62 | 45.14 | 54.14 | 9 | 0
2025 | TVA_2_SOCO | TVA | SOCO | Internal | Summer | B8 | 500 | 500 | 0 | 45.14 | 47.16 | 9 | 0
2025 | TVA_2_SOCO | TVA | SOCO | Internal | Summer | B9 | 800 | 500 | 0 | 44.55 | 45.53 | 9 | 0
2025 | TVA_2_SOCO | TVA | SOCO | Internal | Summer | B10 | 1262 | 500 | 0 | 39.99 | 45.53 | 9 | 0
2025 | TVA_2_SOCO | TVA | SOCO | Internal | Winter | B16 | 25 | 500 | 29.6 | 69.19 | 78.19 | 9 | 0
2025 | TVA_2_SOCO | TVA | SOCO | Internal | Winter | B17 | 100 | 500 | 0 | 51.43 | 50.41 | 9 | 0
2025 | TVA_2_SOCO | TVA | SOCO | Internal | Winter | B18 | 400 | 500 | 0 | 49.32 | 49.67 | 9 | 0
2025 | TVA_2_SOCO | TVA | SOCO | Internal | Winter | B19 | 700 | 500 | 0 | 49.32 | 49.67 | 9 | 0
2025 | TVA_2_SOCO | TVA | SOCO | Internal | Winter | B20 | 935 | 500 | 0 | 44.21 | 48.98 | 9 | 0
2025 | TVA_2_VACAR | TVA | VACAR | Internal | Shoulder | B11 | 25 | 150 | 0 | 64.37 | 69.13 | 9 | 0
2025 | TVA_2_VACAR | TVA | VACAR | Internal | Shoulder | B12 | 200 | 150 | 0 | 48.48 | 57.48 | 9 | 0
2025 | TVA_2_VACAR | TVA | VACAR | Internal | Shoulder | B13 | 600 | 150 | 0 | 47.76 | 50.45 | 9 | 0
2025 | TVA_2_VACAR | TVA | VACAR | Internal | Shoulder | B14 | 900 | 150 | 0 | 47.76 | 50.04 | 9 | 0
2025 | TVA_2_VACAR | TVA | VACAR | Internal | Shoulder | B15 | 1203 | 150 | 0 | 46.5 | 46.48 | 9 | 0
2025 | TVA_2_VACAR | TVA | VACAR | Internal | Summer | B1 | 10 | 150 | 0 | 747.2 | 751.19 | 9 | 0
2025 | TVA_2_VACAR | TVA | VACAR | Internal | Summer | B2 | 25 | 150 | 0 | 452.41 | 454.4 | 9 | 0
2025 | TVA_2_VACAR | TVA | VACAR | Internal | Summer | B3 | 75 | 150 | 0 | 78.61 | 80.6 | 9 | 0
2025 | TVA_2_VACAR | TVA | VACAR | Internal | Summer | B4 | 100 | 150 | 0 | 73.83 | 80.6 | 9 | 0
2025 | TVA_2_VACAR | TVA | VACAR | Internal | Summer | B5 | 200 | 150 | 150 | 69.61 | 78.92 | 9 | 0.32
2025 | TVA_2_VACAR | TVA | VACAR | Internal | Summer | B6 | 300 | 150 | 150 | 48.67 | 59.67 | 9 | 2
2025 | TVA_2_VACAR | TVA | VACAR | Internal | Summer | B7 | 400 | 150 | 0 | 45.14 | 51.15 | 9 | 0
2025 | TVA_2_VACAR | TVA | VACAR | Internal | Summer | B8 | 500 | 150 | 0 | 45.14 | 47.83 | 9 | 0
2025 | TVA_2_VACAR | TVA | VACAR | Internal | Summer | B9 | 800 | 150 | 0 | 44.55 | 44.54 | 9 | 0
2025 | TVA_2_VACAR | TVA | VACAR | Internal | Summer | B10 | 1262 | 150 | 0 | 39.99 | 42.97 | 9 | 0
2025 | TVA_2_VACAR | TVA | VACAR | Internal | Winter | B16 | 25 | 150 | 150 | 69.19 | 88.19 | 9 | 10
2025 | TVA_2_VACAR | TVA | VACAR | Internal | Winter | B17 | 100 | 150 | 0 | 51.43 | 59.3 | 9 | 0
2025 | TVA_2_VACAR | TVA | VACAR | Internal | Winter | B18 | 400 | 150 | 0 | 49.32 | 54.31 | 9 | 0
2025 | TVA_2_VACAR | TVA | VACAR | Internal | Winter | B19 | 700 | 150 | 0 | 49.32 | 50.54 | 9 | 0
2025 | TVA_2_VACAR | TVA | VACAR | Internal | Winter | B20 | 935 | 150 | 0 | 44.21 | 44.19 | 9 | 0
2025 | TVA_Transmission_2_NonRTO_Midwest | TVA_Transmission | NonRTO_Midwest | Internal | Shoulder | B11 | 25 | 700 | 0 | 68.49 | 75.62 | 9 | 0
2025 | TVA_Transmission_2_NonRTO_Midwest | TVA_Transmission | NonRTO_Midwest | Internal | Shoulder | B12 | 200 | 700 | 0 | 52.81 | 59.68 | 9 | 0
2025 | TVA_Transmission_2_NonRTO_Midwest | TVA_Transmission | NonRTO_Midwest | Internal | Shoulder | B13 | 600 | 700 | 0 | 49.02 | 52.88 | 9 | 0
2025 | TVA_Transmission_2_NonRTO_Midwest | TVA_Transmission | NonRTO_Midwest | Internal | Shoulder | B14 | 900 | 700 | 0 | 48.85 | 51.97 | 9 | 0
2025 | TVA_Transmission_2_NonRTO_Midwest | TVA_Transmission | NonRTO_Midwest | Internal | Shoulder | B15 | 1203 | 700 | 0 | 46.48 | 38.48 | 9 | 0
2025 | TVA_Transmission_2_NonRTO_Midwest | TVA_Transmission | NonRTO_Midwest | Internal | Summer | B1 | 10 | 700 | 0 | 747.19 | 747.19 | 9 | 0
2025 | TVA_Transmission_2_NonRTO_Midwest | TVA_Transmission | NonRTO_Midwest | Internal | Summer | B2 | 25 | 700 | 0 | 452.4 | 449.4 | 9 | 0
2025 | TVA_Transmission_2_NonRTO_Midwest | TVA_Transmission | NonRTO_Midwest | Internal | Summer | B3 | 75 | 700 | 0 | 78.6 | 78.77 | 9 | 0
2025 | TVA_Transmission_2_NonRTO_Midwest | TVA_Transmission | NonRTO_Midwest | Internal | Summer | B4 | 100 | 700 | 0 | 73.82 | 75.82 | 9 | 0
2025 | TVA_Transmission_2_NonRTO_Midwest | TVA_Transmission | NonRTO_Midwest | Internal | Summer | B5 | 200 | 700 | 0 | 69.92 | 73.92 | 9 | 0
2025 | TVA_Transmission_2_NonRTO_Midwest | TVA_Transmission | NonRTO_Midwest | Internal | Summer | B6 | 300 | 700 | 0 | 53.67 | 57.67 | 9 | 0
2025 | TVA_Transmission_2_NonRTO_Midwest | TVA_Transmission | NonRTO_Midwest | Internal | Summer | B7 | 400 | 700 | 0 | 46.69 | 50.27 | 9 | 0
2025 | TVA_Transmission_2_NonRTO_Midwest | TVA_Transmission | NonRTO_Midwest | Internal | Summer | B8 | 500 | 700 | 0 | 45.34 | 37.8 | 9 | 0
2025 | TVA_Transmission_2_NonRTO_Midwest | TVA_Transmission | NonRTO_Midwest | Internal | Summer | B9 | 800 | 700 | 0 | 44.54 | 36.54 | 9 | 0
2025 | TVA_Transmission_2_NonRTO_Midwest | TVA_Transmission | NonRTO_Midwest | Internal | Summer | B10 | 1262 | 700 | 0 | 39.97 | 33.48 | 9 | 0
2025 | TVA_Transmission_2_NonRTO_Midwest | TVA_Transmission | NonRTO_Midwest | Internal | Winter | B16 | 25 | 700 | 0 | 72.63 | 76.63 | 9 | 0
2025 | TVA_Transmission_2_NonRTO_Midwest | TVA_Transmission | NonRTO_Midwest | Internal | Winter | B17 | 100 | 700 | 0 | 55.03 | 61.72 | 9 | 0
2025 | TVA_Transmission_2_NonRTO_Midwest | TVA_Transmission | NonRTO_Midwest | Internal | Winter | B18 | 400 | 700 | 0 | 51.57 | 55.74 | 9 | 0
2025 | TVA_Transmission_2_NonRTO_Midwest | TVA_Transmission | NonRTO_Midwest | Internal | Winter | B19 | 700 | 700 | 0 | 50.12 | 52.2 | 9 | 0
2025 | TVA_Transmission_2_NonRTO_Midwest | TVA_Transmission | NonRTO_Midwest | Internal | Winter | B20 | 935 | 700 | 0 | 44.19 | 37.8 | 9 | 0
2025 | TVA_Transmission_2_PJM_ROR | TVA_Transmission | PJM_ROR | Internal | Shoulder | B11 | 25 | 2000 | 0 | 68.49 | 63.13 | 9 | 0
2025 | TVA_Transmission_2_PJM_ROR | TVA_Transmission | PJM_ROR | Internal | Shoulder | B12 | 200 | 2000 | 0 | 52.81 | 51.48 | 9 | 0
2025 | TVA_Transmission_2_PJM_ROR | TVA_Transmission | PJM_ROR | Internal | Shoulder | B13 | 600 | 2000 | 0 | 49.02 | 44.45 | 9 | 0
2025 | TVA_Transmission_2_PJM_ROR | TVA_Transmission | PJM_ROR | Internal | Shoulder | B14 | 900 | 2000 | 0 | 48.85 | 43.99 | 9 | 0
2025 | TVA_Transmission_2_PJM_ROR | TVA_Transmission | PJM_ROR | Internal | Shoulder | B15 | 1203 | 2000 | 0 | 46.48 | 40.48 | 9 | 0
2025 | TVA_Transmission_2_PJM_ROR | TVA_Transmission | PJM_ROR | Internal | Summer | B1 | 10 | 2000 | 0 | 747.19 | 741.16 | 9 | 0
2025 | TVA_Transmission_2_PJM_ROR | TVA_Transmission | PJM_ROR | Internal | Summer | B2 | 25 | 2000 | 0 | 452.4 | 439.4 | 9 | 0
2025 | TVA_Transmission_2_PJM_ROR | TVA_Transmission | PJM_ROR | Internal | Summer | B3 | 75 | 2000 | 0 | 78.6 | 68.43 | 9 | 0
2025 | TVA_Transmission_2_PJM_ROR | TVA_Transmission | PJM_ROR | Internal | Summer | B4 | 100 | 2000 | 0 | 73.82 | 67.82 | 9 | 0
2025 | TVA_Transmission_2_PJM_ROR | TVA_Transmission | PJM_ROR | Internal | Summer | B5 | 200 | 2000 | 0 | 69.92 | 63.92 | 9 | 0
2025 | TVA_Transmission_2_PJM_ROR | TVA_Transmission | PJM_ROR | Internal | Summer | B6 | 300 | 2000 | 0 | 53.67 | 47.67 | 9 | 0
2025 | TVA_Transmission_2_PJM_ROR | TVA_Transmission | PJM_ROR | Internal | Summer | B7 | 400 | 2000 | 0 | 46.69 | 41.43 | 9 | 0
2025 | TVA_Transmission_2_PJM_ROR | TVA_Transmission | PJM_ROR | Internal | Summer | B8 | 500 | 2000 | 0 | 45.34 | 40.93 | 9 | 0
2025 | TVA_Transmission_2_PJM_ROR | TVA_Transmission | PJM_ROR | Internal | Summer | B9 | 800 | 2000 | 0 | 44.54 | 38.54 | 9 | 0
2025 | TVA_Transmission_2_PJM_ROR | TVA_Transmission | PJM_ROR | Internal | Summer | B10 | 1262 | 2000 | 0 | 39.97 | 33.97 | 9 | 0
2025 | TVA_Transmission_2_PJM_ROR | TVA_Transmission | PJM_ROR | Internal | Winter | B16 | 25 | 2000 | 0 | 72.63 | 66.63 | 9 | 0
2025 | TVA_Transmission_2_PJM_ROR | TVA_Transmission | PJM_ROR | Internal | Winter | B17 | 100 | 2000 | 0 | 55.03 | 53.3 | 9 | 0
2025 | TVA_Transmission_2_PJM_ROR | TVA_Transmission | PJM_ROR | Internal | Winter | B18 | 400 | 2000 | 0 | 51.57 | 48.31 | 9 | 0
2025 | TVA_Transmission_2_PJM_ROR | TVA_Transmission | PJM_ROR | Internal | Winter | B19 | 700 | 2000 | 0 | 50.12 | 45.05 | 9 | 0
2025 | TVA_Transmission_2_PJM_ROR | TVA_Transmission | PJM_ROR | Internal | Winter | B20 | 935 | 2000 | 0 | 44.19 | 38.19 | 9 | 0
2025 | TVA_Transmission_2_SOCO | TVA_Transmission | SOCO | Internal | Shoulder | B11 | 25 | 3200 | 0 | 68.49 | 76.13 | 9 | 0
2025 | TVA_Transmission_2_SOCO | TVA_Transmission | SOCO | Internal | Shoulder | B12 | 200 | 3200 | 0 | 52.81 | 48.56 | 9 | 0
2025 | TVA_Transmission_2_SOCO | TVA_Transmission | SOCO | Internal | Shoulder | B13 | 600 | 3200 | 0 | 49.02 | 46.88 | 9 | 0
2025 | TVA_Transmission_2_SOCO | TVA_Transmission | SOCO | Internal | Shoulder | B14 | 900 | 3200 | 0 | 48.85 | 46.88 | 9 | 0
2025 | TVA_Transmission_2_SOCO | TVA_Transmission | SOCO | Internal | Shoulder | B15 | 1203 | 3200 | 0 | 46.48 | 46.88 | 9 | 0
2025 | TVA_Transmission_2_SOCO | TVA_Transmission | SOCO | Internal | Summer | B1 | 10 | 3200 | 0 | 747.19 | 751.19 | 9 | 0
2025 | TVA_Transmission_2_SOCO | TVA_Transmission | SOCO | Internal | Summer | B2 | 25 | 3200 | 2969.77 | 452.4 | 461.4 | 9 | 0
2025 | TVA_Transmission_2_SOCO | TVA_Transmission | SOCO | Internal | Summer | B3 | 75 | 3200 | 475.5 | 78.6 | 87.6 | 9 | 0
2025 | TVA_Transmission_2_SOCO | TVA_Transmission | SOCO | Internal | Summer | B4 | 100 | 3200 | 970.87 | 73.82 | 82.82 | 9 | 0
2025 | TVA_Transmission_2_SOCO | TVA_Transmission | SOCO | Internal | Summer | B5 | 200 | 3200 | 0 | 69.92 | 78.61 | 9 | 0
2025 | TVA_Transmission_2_SOCO | TVA_Transmission | SOCO | Internal | Summer | B6 | 300 | 3200 | 1528.44 | 53.67 | 62.67 | 9 | 0
2025 | TVA_Transmission_2_SOCO | TVA_Transmission | SOCO | Internal | Summer | B7 | 400 | 3200 | 0 | 46.69 | 54.14 | 9 | 0
2025 | TVA_Transmission_2_SOCO | TVA_Transmission | SOCO | Internal | Summer | B8 | 500 | 3200 | 0 | 45.34 | 47.16 | 9 | 0
2025 | TVA_Transmission_2_SOCO | TVA_Transmission | SOCO | Internal | Summer | B9 | 800 | 3200 | 0 | 44.54 | 45.53 | 9 | 0
2025 | TVA_Transmission_2_SOCO | TVA_Transmission | SOCO | Internal | Summer | B10 | 1262 | 3200 | 0 | 39.97 | 45.53 | 9 | 0
2025 | TVA_Transmission_2_SOCO | TVA_Transmission | SOCO | Internal | Winter | B16 | 25 | 3200 | 0 | 72.63 | 78.19 | 9 | 0
2025 | TVA_Transmission_2_SOCO | TVA_Transmission | SOCO | Internal | Winter | B17 | 100 | 3200 | 0 | 55.03 | 50.41 | 9 | 0
2025 | TVA_Transmission_2_SOCO | TVA_Transmission | SOCO | Internal | Winter | B18 | 400 | 3200 | 0 | 51.57 | 49.67 | 9 | 0
2025 | TVA_Transmission_2_SOCO | TVA_Transmission | SOCO | Internal | Winter | B19 | 700 | 3200 | 0 | 50.12 | 49.67 | 9 | 0
2025 | TVA_Transmission_2_SOCO | TVA_Transmission | SOCO | Internal | Winter | B20 | 935 | 3200 | 0 | 44.19 | 48.98 | 9 | 0
2025 | TVA_Transmission_2_TVA | TVA_Transmission | TVA | Internal | Shoulder | B11 | 25 | 99999 | 0 | 68.49 | 64.37 | 0.01 | 0
2025 | TVA_Transmission_2_TVA | TVA_Transmission | TVA | Internal | Shoulder | B12 | 200 | 99999 | 0 | 52.81 | 48.48 | 0.01 | 0
2025 | TVA_Transmission_2_TVA | TVA_Transmission | TVA | Internal | Shoulder | B13 | 600 | 99999 | 0 | 49.02 | 47.76 | 0.01 | 0
2025 | TVA_Transmission_2_TVA | TVA_Transmission | TVA | Internal | Shoulder | B14 | 900 | 99999 | 0 | 48.85 | 47.76 | 0.01 | 0
2025 | TVA_Transmission_2_TVA | TVA_Transmission | TVA | Internal | Shoulder | B15 | 1203 | 99999 | 755.39 | 46.48 | 46.5 | 0.01 | 0
2025 | TVA_Transmission_2_TVA | TVA_Transmission | TVA | Internal | Summer | B1 | 10 | 99999 | 4180.45 | 747.19 | 747.2 | 0.01 | 0
2025 | TVA_Transmission_2_TVA | TVA_Transmission | TVA | Internal | Summer | B2 | 25 | 99999 | 3530.23 | 452.4 | 452.41 | 0.01 | 0
2025 | TVA_Transmission_2_TVA | TVA_Transmission | TVA | Internal | Summer | B3 | 75 | 99999 | 2024.5 | 78.6 | 78.61 | 0.01 | 0
2025 | TVA_Transmission_2_TVA | TVA_Transmission | TVA | Internal | Summer | B4 | 100 | 99999 | 1346.04 | 73.82 | 73.83 | 0.01 | 0
2025 | TVA_Transmission_2_TVA | TVA_Transmission | TVA | Internal | Summer | B5 | 200 | 99999 | 0 | 69.92 | 69.61 | 0.01 | 0
2025 | TVA_Transmission_2_TVA | TVA_Transmission | TVA | Internal | Summer | B6 | 300 | 99999 | 0 | 53.67 | 48.67 | 0.01 | 0
2025 | TVA_Transmission_2_TVA | TVA_Transmission | TVA | Internal | Summer | B7 | 400 | 99999 | 0 | 46.69 | 45.14 | 0.01 | 0
2025 | TVA_Transmission_2_TVA | TVA_Transmission | TVA | Internal | Summer | B8 | 500 | 99999 | 0 | 45.34 | 45.14 | 0.01 | 0
2025 | TVA_Transmission_2_TVA | TVA_Transmission | TVA | Internal | Summer | B9 | 800 | 99999 | 1514.89 | 44.54 | 44.55 | 0.01 | 0
2025 | TVA_Transmission_2_TVA | TVA_Transmission | TVA | Internal | Summer | B10 | 1262 | 99999 | 459.58 | 39.97 | 39.99 | 0.01 | 0
2025 | TVA_Transmission_2_TVA | TVA_Transmission | TVA | Internal | Winter | B16 | 25 | 99999 | 0 | 72.63 | 69.19 | 0.01 | 0
2025 | TVA_Transmission_2_TVA | TVA_Transmission | TVA | Internal | Winter | B17 | 100 | 99999 | 0 | 55.03 | 51.43 | 0.01 | 0
2025 | TVA_Transmission_2_TVA | TVA_Transmission | TVA | Internal | Winter | B18 | 400 | 99999 | 0 | 51.57 | 49.32 | 0.01 | 0
2025 | TVA_Transmission_2_TVA | TVA_Transmission | TVA | Internal | Winter | B19 | 700 | 99999 | 0 | 50.12 | 49.32 | 0.01 | 0
2025 | TVA_Transmission_2_TVA | TVA_Transmission | TVA | Internal | Winter | B20 | 935 | 99999 | 2042.17 | 44.19 | 44.21 | 0.01 | 0
2025 | TVA_Transmission_2_VACAR | TVA_Transmission | VACAR | Internal | Shoulder | B11 | 25 | 900 | 0 | 68.49 | 69.13 | 9 | 0
2025 | TVA_Transmission_2_VACAR | TVA_Transmission | VACAR | Internal | Shoulder | B12 | 200 | 900 | 0 | 52.81 | 57.48 | 9 | 0
2025 | TVA_Transmission_2_VACAR | TVA_Transmission | VACAR | Internal | Shoulder | B13 | 600 | 900 | 0 | 49.02 | 50.45 | 9 | 0
2025 | TVA_Transmission_2_VACAR | TVA_Transmission | VACAR | Internal | Shoulder | B14 | 900 | 900 | 0 | 48.85 | 50.04 | 9 | 0
2025 | TVA_Transmission_2_VACAR | TVA_Transmission | VACAR | Internal | Shoulder | B15 | 1203 | 900 | 0 | 46.48 | 46.48 | 9 | 0
2025 | TVA_Transmission_2_VACAR | TVA_Transmission | VACAR | Internal | Summer | B1 | 10 | 900 | 0 | 747.19 | 751.19 | 9 | 0
2025 | TVA_Transmission_2_VACAR | TVA_Transmission | VACAR | Internal | Summer | B2 | 25 | 900 | 0 | 452.4 | 454.4 | 9 | 0
2025 | TVA_Transmission_2_VACAR | TVA_Transmission | VACAR | Internal | Summer | B3 | 75 | 900 | 0 | 78.6 | 80.6 | 9 | 0
2025 | TVA_Transmission_2_VACAR | TVA_Transmission | VACAR | Internal | Summer | B4 | 100 | 900 | 0 | 73.82 | 80.6 | 9 | 0
2025 | TVA_Transmission_2_VACAR | TVA_Transmission | VACAR | Internal | Summer | B5 | 200 | 900 | 670.63 | 69.92 | 78.92 | 9 | 0
2025 | TVA_Transmission_2_VACAR | TVA_Transmission | VACAR | Internal | Summer | B6 | 300 | 900 | 0 | 53.67 | 59.67 | 9 | 0
2025 | TVA_Transmission_2_VACAR | TVA_Transmission | VACAR | Internal | Summer | B7 | 400 | 900 | 0 | 46.69 | 51.15 | 9 | 0
2025 | TVA_Transmission_2_VACAR | TVA_Transmission | VACAR | Internal | Summer | B8 | 500 | 900 | 0 | 45.34 | 47.83 | 9 | 0
2025 | TVA_Transmission_2_VACAR | TVA_Transmission | VACAR | Internal | Summer | B9 | 800 | 900 | 0 | 44.54 | 44.54 | 9 | 0
2025 | TVA_Transmission_2_VACAR | TVA_Transmission | VACAR | Internal | Summer | B10 | 1262 | 900 | 0 | 39.97 | 42.97 | 9 | 0
2025 | TVA_Transmission_2_VACAR | TVA_Transmission | VACAR | Internal | Winter | B16 | 25 | 900 | 900 | 72.63 | 88.19 | 9 | 6.57
2025 | TVA_Transmission_2_VACAR | TVA_Transmission | VACAR | Internal | Winter | B17 | 100 | 900 | 0 | 55.03 | 59.3 | 9 | 0
2025 | TVA_Transmission_2_VACAR | TVA_Transmission | VACAR | Internal | Winter | B18 | 400 | 900 | 0 | 51.57 | 54.31 | 9 | 0
2025 | TVA_Transmission_2_VACAR | TVA_Transmission | VACAR | Internal | Winter | B19 | 700 | 900 | 0 | 50.12 | 50.54 | 9 | 0
2025 | TVA_Transmission_2_VACAR | TVA_Transmission | VACAR | Internal | Winter | B20 | 935 | 900 | 0 | 44.19 | 44.19 | 9 | 0
2025 | VACAR_2_SOCO | VACAR | SOCO | Internal | Shoulder | B11 | 25 | 3000 | 772.92 | 69.13 | 76.13 | 7 | 0
2025 | VACAR_2_SOCO | VACAR | SOCO | Internal | Shoulder | B12 | 200 | 3000 | 0 | 57.48 | 48.56 | 7 | 0
2025 | VACAR_2_SOCO | VACAR | SOCO | Internal | Shoulder | B13 | 600 | 3000 | 0 | 50.45 | 46.88 | 7 | 0
2025 | VACAR_2_SOCO | VACAR | SOCO | Internal | Shoulder | B14 | 900 | 3000 | 0 | 50.04 | 46.88 | 7 | 0
2025 | VACAR_2_SOCO | VACAR | SOCO | Internal | Shoulder | B15 | 1203 | 3000 | 0 | 46.48 | 46.88 | 7 | 0
2025 | VACAR_2_SOCO | VACAR | SOCO | Internal | Summer | B1 | 10 | 3000 | 0 | 751.19 | 751.19 | 7 | 0
2025 | VACAR_2_SOCO | VACAR | SOCO | Internal | Summer | B2 | 25 | 3000 | 434.65 | 454.4 | 461.4 | 7 | 0
2025 | VACAR_2_SOCO | VACAR | SOCO | Internal | Summer | B3 | 75 | 3000 | 166.12 | 80.6 | 87.6 | 7 | 0
2025 | VACAR_2_SOCO | VACAR | SOCO | Internal | Summer | B4 | 100 | 3000 | 0 | 80.6 | 82.82 | 7 | 0
2025 | VACAR_2_SOCO | VACAR | SOCO | Internal | Summer | B5 | 200 | 3000 | 0 | 78.92 | 78.61 | 7 | 0
2025 | VACAR_2_SOCO | VACAR | SOCO | Internal | Summer | B6 | 300 | 3000 | 0 | 59.67 | 62.67 | 7 | 0
2025 | VACAR_2_SOCO | VACAR | SOCO | Internal | Summer | B7 | 400 | 3000 | 0 | 51.15 | 54.14 | 7 | 0
2025 | VACAR_2_SOCO | VACAR | SOCO | Internal | Summer | B8 | 500 | 3000 | 0 | 47.83 | 47.16 | 7 | 0
2025 | VACAR_2_SOCO | VACAR | SOCO | Internal | Summer | B9 | 800 | 3000 | 0 | 44.54 | 45.53 | 7 | 0
2025 | VACAR_2_SOCO | VACAR | SOCO | Internal | Summer | B10 | 1262 | 3000 | 0 | 42.97 | 45.53 | 7 | 0
2025 | VACAR_2_SOCO | VACAR | SOCO | Internal | Winter | B16 | 25 | 3000 | 0 | 88.19 | 78.19 | 7 | 0
2025 | VACAR_2_SOCO | VACAR | SOCO | Internal | Winter | B17 | 100 | 3000 | 0 | 59.3 | 50.41 | 7 | 0
2025 | VACAR_2_SOCO | VACAR | SOCO | Internal | Winter | B18 | 400 | 3000 | 0 | 54.31 | 49.67 | 7 | 0
2025 | VACAR_2_SOCO | VACAR | SOCO | Internal | Winter | B19 | 700 | 3000 | 0 | 50.54 | 49.67 | 7 | 0
2025 | VACAR_2_SOCO | VACAR | SOCO | Internal | Winter | B20 | 935 | 3000 | 0 | 44.19 | 48.98 | 7 | 0
2030 | ENT_2_MISO_MO-IL | ENT | MISO_MO-IL | Internal | Shoulder | B11 | 25 | 2260 | 0 | 77.44 | 73.35 | 8 | 0
2030 | ENT_2_MISO_MO-IL | ENT | MISO_MO-IL | Internal | Shoulder | B12 | 200 | 2260 | 0 | 50.17 | 55.48 | 8 | 0
2030 | ENT_2_MISO_MO-IL | ENT | MISO_MO-IL | Internal | Shoulder | B13 | 600 | 2260 | 0 | 49.81 | 48.1 | 8 | 0
2030 | ENT_2_MISO_MO-IL | ENT | MISO_MO-IL | Internal | Shoulder | B14 | 900 | 2260 | 0 | 49.81 | 46.7 | 8 | 0
2030 | ENT_2_MISO_MO-IL | ENT | MISO_MO-IL | Internal | Shoulder | B15 | 1203 | 2260 | 0 | 48.17 | 41.7 | 8 | 0
2030 | ENT_2_MISO_MO-IL | ENT | MISO_MO-IL | Internal | Summer | B1 | 10 | 2260 | 0 | 743.19 | 734.19 | 8 | 0
2030 | ENT_2_MISO_MO-IL | ENT | MISO_MO-IL | Internal | Summer | B2 | 25 | 2260 | 0 | 515.12 | 503.13 | 8 | 0
2030 | ENT_2_MISO_MO-IL | ENT | MISO_MO-IL | Internal | Summer | B3 | 75 | 2260 | 0 | 83.98 | 75.98 | 8 | 0
2030 | ENT_2_MISO_MO-IL | ENT | MISO_MO-IL | Internal | Summer | B4 | 100 | 2260 | 0 | 83 | 75 | 8 | 0
2030 | ENT_2_MISO_MO-IL | ENT | MISO_MO-IL | Internal | Summer | B5 | 200 | 2260 | 0 | 71.81 | 70.05 | 8 | 0
2030 | ENT_2_MISO_MO-IL | ENT | MISO_MO-IL | Internal | Summer | B6 | 300 | 2260 | 0 | 55.41 | 50.41 | 8 | 0
2030 | ENT_2_MISO_MO-IL | ENT | MISO_MO-IL | Internal | Summer | B7 | 400 | 2260 | 0 | 48.58 | 45.03 | 8 | 0
2030 | ENT_2_MISO_MO-IL | ENT | MISO_MO-IL | Internal | Summer | B8 | 500 | 2260 | 0 | 48.23 | 43.56 | 8 | 0
2030 | ENT_2_MISO_MO-IL | ENT | MISO_MO-IL | Internal | Summer | B9 | 800 | 2260 | 0 | 47.44 | 39.44 | 8 | 0
2030 | ENT_2_MISO_MO-IL | ENT | MISO_MO-IL | Internal | Summer | B10 | 1262 | 2260 | 0 | 46.65 | 36.62 | 8 | 0
2030 | ENT_2_MISO_MO-IL | ENT | MISO_MO-IL | Internal | Winter | B16 | 25 | 2260 | 0 | 68.33 | 72.32 | 8 | 0
2030 | ENT_2_MISO_MO-IL | ENT | MISO_MO-IL | Internal | Winter | B17 | 100 | 2260 | 0 | 52.92 | 55.13 | 8 | 0
2030 | ENT_2_MISO_MO-IL | ENT | MISO_MO-IL | Internal | Winter | B18 | 400 | 2260 | 0 | 52.92 | 51.29 | 8 | 0
2030 | ENT_2_MISO_MO-IL | ENT | MISO_MO-IL | Internal | Winter | B19 | 700 | 2260 | 0 | 51.17 | 47.72 | 8 | 0
2030 | ENT_2_MISO_MO-IL | ENT | MISO_MO-IL | Internal | Winter | B20 | 935 | 2260 | 0 | 50.71 | 40.21 | 8 | 0
2030 | ENT_2_SOCO | ENT | SOCO | Internal | Shoulder | B11 | 25 | 2000 | 0 | 77.44 | 81.16 | 8 | 0
2030 | ENT_2_SOCO | ENT | SOCO | Internal | Shoulder | B12 | 200 | 2000 | 0 | 50.17 | 52.68 | 8 | 0
2030 | ENT_2_SOCO | ENT | SOCO | Internal | Shoulder | B13 | 600 | 2000 | 0 | 49.81 | 50.12 | 8 | 0
2030 | ENT_2_SOCO | ENT | SOCO | Internal | Shoulder | B14 | 900 | 2000 | 0 | 49.81 | 50.12 | 8 | 0
2030 | ENT_2_SOCO | ENT | SOCO | Internal | Shoulder | B15 | 1203 | 2000 | 0 | 48.17 | 50.12 | 8 | 0
2030 | ENT_2_SOCO | ENT | SOCO | Internal | Summer | B1 | 10 | 2000 | 1467.91 | 743.19 | 751.19 | 8 | 0
2030 | ENT_2_SOCO | ENT | SOCO | Internal | Summer | B2 | 25 | 2000 | 2000 | 515.12 | 623.23 | 8 | 100.11
2030 | ENT_2_SOCO | ENT | SOCO | Internal | Summer | B3 | 75 | 2000 | 2000 | 83.98 | 92.75 | 8 | 0.77
2030 | ENT_2_SOCO | ENT | SOCO | Internal | Summer | B4 | 100 | 2000 | 35.38 | 83 | 91 | 8 | 0
2030 | ENT_2_SOCO | ENT | SOCO | Internal | Summer | B5 | 200 | 2000 | 636.73 | 71.81 | 79.81 | 8 | 0
2030 | ENT_2_SOCO | ENT | SOCO | Internal | Summer | B6 | 300 | 2000 | 1767.28 | 55.41 | 63.41 | 8 | 0
2030 | ENT_2_SOCO | ENT | SOCO | Internal | Summer | B7 | 400 | 2000 | 2000 | 48.58 | 59.82 | 8 | 3.24
2030 | ENT_2_SOCO | ENT | SOCO | Internal | Summer | B8 | 500 | 2000 | 0 | 48.23 | 50.38 | 8 | 0
2030 | ENT_2_SOCO | ENT | SOCO | Internal | Summer | B9 | 800 | 2000 | 0 | 47.44 | 48.64 | 8 | 0
2030 | ENT_2_SOCO | ENT | SOCO | Internal | Summer | B10 | 1262 | 2000 | 0 | 46.65 | 48.64 | 8 | 0
2030 | ENT_2_SOCO | ENT | SOCO | Internal | Winter | B16 | 25 | 2000 | 2000 | 68.33 | 83.5 | 8 | 7.17
2030 | ENT_2_SOCO | ENT | SOCO | Internal | Winter | B17 | 100 | 2000 | 0 | 52.92 | 55.08 | 8 | 0
2030 | ENT_2_SOCO | ENT | SOCO | Internal | Winter | B18 | 400 | 2000 | 0 | 52.92 | 53.17 | 8 | 0
2030 | ENT_2_SOCO | ENT | SOCO | Internal | Winter | B19 | 700 | 2000 | 0 | 51.17 | 53.17 | 8 | 0
2030 | ENT_2_SOCO | ENT | SOCO | Internal | Winter | B20 | 935 | 2000 | 0 | 50.71 | 52.42 | 8 | 0
2030 | ENT_2_TVA_Transmission | ENT | TVA_Transmission | Internal | Shoulder | B11 | 25 | 2100 | 0 | 77.44 | 75.72 | 8 | 0
2030 | ENT_2_TVA_Transmission | ENT | TVA_Transmission | Internal | Shoulder | B12 | 200 | 2100 | 0 | 50.17 | 56.6 | 8 | 0
2030 | ENT_2_TVA_Transmission | ENT | TVA_Transmission | Internal | Shoulder | B13 | 600 | 2100 | 0 | 49.81 | 51.71 | 8 | 0
2030 | ENT_2_TVA_Transmission | ENT | TVA_Transmission | Internal | Shoulder | B14 | 900 | 2100 | 0 | 49.81 | 51.98 | 8 | 0
2030 | ENT_2_TVA_Transmission | ENT | TVA_Transmission | Internal | Shoulder | B15 | 1203 | 2100 | 0 | 48.17 | 49.54 | 8 | 0
2030 | ENT_2_TVA_Transmission | ENT | TVA_Transmission | Internal | Summer | B1 | 10 | 2100 | 0 | 743.19 | 742.19 | 8 | 0
2030 | ENT_2_TVA_Transmission | ENT | TVA_Transmission | Internal | Summer | B2 | 25 | 2100 | 0 | 515.12 | 519.12 | 8 | 0
2030 | ENT_2_TVA_Transmission | ENT | TVA_Transmission | Internal | Summer | B3 | 75 | 2100 | 0 | 83.98 | 83.75 | 8 | 0
2030 | ENT_2_TVA_Transmission | ENT | TVA_Transmission | Internal | Summer | B4 | 100 | 2100 | 0 | 83 | 82 | 8 | 0
2030 | ENT_2_TVA_Transmission | ENT | TVA_Transmission | Internal | Summer | B5 | 200 | 2100 | 0 | 71.81 | 74.04 | 8 | 0
2030 | ENT_2_TVA_Transmission | ENT | TVA_Transmission | Internal | Summer | B6 | 300 | 2100 | 0 | 55.41 | 54.41 | 8 | 0
2030 | ENT_2_TVA_Transmission | ENT | TVA_Transmission | Internal | Summer | B7 | 400 | 2100 | 0 | 48.58 | 50.82 | 8 | 0
2030 | ENT_2_TVA_Transmission | ENT | TVA_Transmission | Internal | Summer | B8 | 500 | 2100 | 0 | 48.23 | 48.13 | 8 | 0
2030 | ENT_2_TVA_Transmission | ENT | TVA_Transmission | Internal | Summer | B9 | 800 | 2100 | 0 | 47.44 | 47.34 | 8 | 0
2030 | ENT_2_TVA_Transmission | ENT | TVA_Transmission | Internal | Summer | B10 | 1262 | 2100 | 0 | 46.65 | 41.71 | 8 | 0
2030 | ENT_2_TVA_Transmission | ENT | TVA_Transmission | Internal | Winter | B16 | 25 | 2100 | 364.02 | 68.33 | 76.33 | 8 | 0
2030 | ENT_2_TVA_Transmission | ENT | TVA_Transmission | Internal | Winter | B17 | 100 | 2100 | 0 | 52.92 | 58.66 | 8 | 0
2030 | ENT_2_TVA_Transmission | ENT | TVA_Transmission | Internal | Winter | B18 | 400 | 2100 | 0 | 52.92 | 54.9 | 8 | 0
2030 | ENT_2_TVA_Transmission | ENT | TVA_Transmission | Internal | Winter | B19 | 700 | 2100 | 0 | 51.17 | 53.5 | 8 | 0
2030 | ENT_2_TVA_Transmission | ENT | TVA_Transmission | Internal | Winter | B20 | 935 | 2100 | 0 | 50.71 | 47.04 | 8 | 0
2030 | HQ_NEISO_2_NEISO | HQ_NEISO | NEISO | Internal | Shoulder | B11 | 25 | 99999 | 2920 | 44.15 | 44.17 | 0.01 | 0
2030 | HQ_NEISO_2_NEISO | HQ_NEISO | NEISO | Internal | Shoulder | B12 | 200 | 99999 | 2920 | 44.15 | 44.17 | 0.01 | 0
2030 | HQ_NEISO_2_NEISO | HQ_NEISO | NEISO | Internal | Shoulder | B13 | 600 | 99999 | 2920 | 41.65 | 41.66 | 0.01 | 0
2030 | HQ_NEISO_2_NEISO | HQ_NEISO | NEISO | Internal | Shoulder | B14 | 900 | 99999 | 2920 | 41.65 | 41.66 | 0.01 | 0
2030 | HQ_NEISO_2_NEISO | HQ_NEISO | NEISO | Internal | Shoulder | B15 | 1203 | 99999 | 1143.24 | 41.65 | 41.66 | 0.01 | 0
2030 | HQ_NEISO_2_NEISO | HQ_NEISO | NEISO | Internal | Summer | B1 | 10 | 99999 | 2920 | 67.61 | 67.63 | 0.01 | 0
2030 | HQ_NEISO_2_NEISO | HQ_NEISO | NEISO | Internal | Summer | B2 | 25 | 99999 | 2920.1 | 122.28 | 122.29 | 0.01 | 0
2030 | HQ_NEISO_2_NEISO | HQ_NEISO | NEISO | Internal | Summer | B3 | 75 | 99999 | 2920 | 56.26 | 56.27 | 0.01 | 0
2030 | HQ_NEISO_2_NEISO | HQ_NEISO | NEISO | Internal | Summer | B4 | 100 | 99999 | 2920 | 47.32 | 47.33 | 0.01 | 0
2030 | HQ_NEISO_2_NEISO | HQ_NEISO | NEISO | Internal | Summer | B5 | 200 | 99999 | 2920 | 40.81 | 40.82 | 0.01 | 0
2030 | HQ_NEISO_2_NEISO | HQ_NEISO | NEISO | Internal | Summer | B6 | 300 | 99999 | 2920 | 40.81 | 40.82 | 0.01 | 0
2030 | HQ_NEISO_2_NEISO | HQ_NEISO | NEISO | Internal | Summer | B7 | 400 | 99999 | 2920 | 40.81 | 40.82 | 0.01 | 0
2030 | HQ_NEISO_2_NEISO | HQ_NEISO | NEISO | Internal | Summer | B8 | 500 | 99999 | 2920 | 40.81 | 40.82 | 0.01 | 0
2030 | HQ_NEISO_2_NEISO | HQ_NEISO | NEISO | Internal | Summer | B9 | 800 | 99999 | 2920 | 40.41 | 40.42 | 0.01 | 0
2030 | HQ_NEISO_2_NEISO | HQ_NEISO | NEISO | Internal | Summer | B10 | 1262 | 99999 | 795.94 | 40.81 | 40.82 | 0.01 | 0
2030 | HQ_NEISO_2_NEISO | HQ_NEISO | NEISO | Internal | Winter | B16 | 25 | 99999 | 2920 | 54.5 | 54.51 | 0.01 | 0
2030 | HQ_NEISO_2_NEISO | HQ_NEISO | NEISO | Internal | Winter | B17 | 100 | 99999 | 2920 | 50.01 | 50.02 | 0.01 | 0
2030 | HQ_NEISO_2_NEISO | HQ_NEISO | NEISO | Internal | Winter | B18 | 400 | 99999 | 2920 | 50.01 | 50.02 | 0.01 | 0
2030 | HQ_NEISO_2_NEISO | HQ_NEISO | NEISO | Internal | Winter | B19 | 700 | 99999 | 2920 | 50.01 | 50.02 | 0.01 | 0
2030 | HQ_NEISO_2_NEISO | HQ_NEISO | NEISO | Internal | Winter | B20 | 935 | 99999 | 1233.58 | 50.01 | 50.02 | 0.01 | 0
2030 | HQ_NY_2_NYISO_A-F | HQ_NY | NYISO_A-F | Internal | Shoulder | B11 | 25 | 99999 | 1000 | 47.2 | 47.21 | 0.01 | 0
2030 | HQ_NY_2_NYISO_A-F | HQ_NY | NYISO_A-F | Internal | Shoulder | B12 | 200 | 99999 | 1000 | 47.2 | 47.21 | 0.01 | 0
2030 | HQ_NY_2_NYISO_A-F | HQ_NY | NYISO_A-F | Internal | Shoulder | B13 | 600 | 99999 | 1000 | 44.65 | 44.66 | 0.01 | 0
2030 | HQ_NY_2_NYISO_A-F | HQ_NY | NYISO_A-F | Internal | Shoulder | B14 | 900 | 99999 | 1000 | 44.65 | 44.66 | 0.01 | 0
2030 | HQ_NY_2_NYISO_A-F | HQ_NY | NYISO_A-F | Internal | Shoulder | B15 | 1203 | 99999 | 188.69 | 44.65 | 44.66 | 0.01 | 0
2030 | HQ_NY_2_NYISO_A-F | HQ_NY | NYISO_A-F | Internal | Summer | B1 | 10 | 99999 | 1000 | 68.83 | 68.84 | 0.01 | 0
2030 | HQ_NY_2_NYISO_A-F | HQ_NY | NYISO_A-F | Internal | Summer | B2 | 25 | 99999 | 1000.1 | 119.28 | 119.29 | 0.01 | 0
2030 | HQ_NY_2_NYISO_A-F | HQ_NY | NYISO_A-F | Internal | Summer | B3 | 75 | 99999 | 1000 | 59.45 | 59.46 | 0.01 | 0
2030 | HQ_NY_2_NYISO_A-F | HQ_NY | NYISO_A-F | Internal | Summer | B4 | 100 | 99999 | 1000 | 50.32 | 50.33 | 0.01 | 0
2030 | HQ_NY_2_NYISO_A-F | HQ_NY | NYISO_A-F | Internal | Summer | B5 | 200 | 99999 | 1000 | 50.32 | 50.33 | 0.01 | 0
2030 | HQ_NY_2_NYISO_A-F | HQ_NY | NYISO_A-F | Internal | Summer | B6 | 300 | 99999 | 1000 | 45.87 | 45.88 | 0.01 | 0
2030 | HQ_NY_2_NYISO_A-F | HQ_NY | NYISO_A-F | Internal | Summer | B7 | 400 | 99999 | 1000 | 43.8 | 43.81 | 0.01 | 0
2030 | HQ_NY_2_NYISO_A-F | HQ_NY | NYISO_A-F | Internal | Summer | B8 | 500 | 99999 | 1000 | 43.79 | 43.81 | 0.01 | 0
2030 | HQ_NY_2_NYISO_A-F | HQ_NY | NYISO_A-F | Internal | Summer | B9 | 800 | 99999 | 1000 | 42.81 | 42.82 | 0.01 | 0
2030 | HQ_NY_2_NYISO_A-F | HQ_NY | NYISO_A-F | Internal | Summer | B10 | 1262 | 99999 | 30.11 | 42.81 | 42.82 | 0.01 | 0
2030 | HQ_NY_2_NYISO_A-F | HQ_NY | NYISO_A-F | Internal | Winter | B16 | 25 | 99999 | 1000 | 51.5 | 51.51 | 0.01 | 0
2030 | HQ_NY_2_NYISO_A-F | HQ_NY | NYISO_A-F | Internal | Winter | B17 | 100 | 99999 | 1000 | 49.1 | 49.12 | 0.01 | 0
2030 | HQ_NY_2_NYISO_A-F | HQ_NY | NYISO_A-F | Internal | Winter | B18 | 400 | 99999 | 1000 | 47.04 | 47.06 | 0.01 | 0
2030 | HQ_NY_2_NYISO_A-F | HQ_NY | NYISO_A-F | Internal | Winter | B19 | 700 | 99999 | 1000 | 47.04 | 47.06 | 0.01 | 0
2030 | HQ_NY_2_NYISO_A-F | HQ_NY | NYISO_A-F | Internal | Winter | B20 | 935 | 99999 | 229.95 | 47.04 | 47.06 | 0.01 | 0
2030 | HQ_IESO_2_IESO | HQ_IESO | IESO | Internal | Shoulder | B11 | 25 | 99999 | 400 | 31.71 | 31.72 | 0.01 | 0
2030 | HQ_IESO_2_IESO | HQ_IESO | IESO | Internal | Shoulder | B12 | 200 | 99999 | 400 | 31.71 | 31.72 | 0.01 | 0
2030 | HQ_IESO_2_IESO | HQ_IESO | IESO | Internal | Shoulder | B13 | 600 | 99999 | 400 | 31.71 | 31.72 | 0.01 | 0
2030 | HQ_IESO_2_IESO | HQ_IESO | IESO | Internal | Shoulder | B14 | 900 | 99999 | 400 | 31.71 | 31.72 | 0.01 | 0
2030 | HQ_IESO_2_IESO | HQ_IESO | IESO | Internal | Shoulder | B15 | 1203 | 99999 | 75.48 | 31.71 | 31.72 | 0.01 | 0
2030 | HQ_IESO_2_IESO | HQ_IESO | IESO | Internal | Summer | B1 | 10 | 99999 | 400 | 61.83 | 61.84 | 0.01 | 0
2030 | HQ_IESO_2_IESO | HQ_IESO | IESO | Internal | Summer | B2 | 25 | 99999 | 400.1 | 112.28 | 112.29 | 0.01 | 0
2030 | HQ_IESO_2_IESO | HQ_IESO | IESO | Internal | Summer | B3 | 75 | 99999 | 400 | 52.45 | 52.46 | 0.01 | 0
2030 | HQ_IESO_2_IESO | HQ_IESO | IESO | Internal | Summer | B4 | 100 | 99999 | 400 | 41.66 | 41.67 | 0.01 | 0
2030 | HQ_IESO_2_IESO | HQ_IESO | IESO | Internal | Summer | B5 | 200 | 99999 | 400 | 41.66 | 41.67 | 0.01 | 0
2030 | HQ_IESO_2_IESO | HQ_IESO | IESO | Internal | Summer | B6 | 300 | 99999 | 400 | 29.61 | 29.62 | 0.01 | 0
2030 | HQ_IESO_2_IESO | HQ_IESO | IESO | Internal | Summer | B7 | 400 | 99999 | 400 | 29.61 | 29.62 | 0.01 | 0
2030 | HQ_IESO_2_IESO | HQ_IESO | IESO | Internal | Summer | B8 | 500 | 99999 | 400 | 29.61 | 29.62 | 0.01 | 0
2030 | HQ_IESO_2_IESO | HQ_IESO | IESO | Internal | Summer | B9 | 800 | 99999 | 400 | 29.61 | 29.62 | 0.01 | 0
2030 | HQ_IESO_2_IESO | HQ_IESO | IESO | Internal | Summer | B10 | 1262 | 99999 | 12.04 | 29.61 | 29.62 | 0.01 | 0
2030 | HQ_IESO_2_IESO | HQ_IESO | IESO | Internal | Winter | B16 | 25 | 99999 | 400 | 33.2 | 33.21 | 0.01 | 0
2030 | HQ_IESO_2_IESO | HQ_IESO | IESO | Internal | Winter | B17 | 100 | 99999 | 400 | 33.2 | 33.21 | 0.01 | 0
2030 | HQ_IESO_2_IESO | HQ_IESO | IESO | Internal | Winter | B18 | 400 | 99999 | 400 | 33.2 | 33.21 | 0.01 | 0
2030 | HQ_IESO_2_IESO | HQ_IESO | IESO | Internal | Winter | B19 | 700 | 99999 | 400 | 33.2 | 33.21 | 0.01 | 0
2030 | HQ_IESO_2_IESO | HQ_IESO | IESO | Internal | Winter | B20 | 935 | 99999 | 91.98 | 33.2 | 33.21 | 0.01 | 0
2030 | IESO_2_MAPP_CA | IESO | MAPP_CA | Internal | Shoulder | B11 | 25 | 262 | 262 | 31.72 | 73.32 | 7 | 34.6
2030 | IESO_2_MAPP_CA | IESO | MAPP_CA | Internal | Shoulder | B12 | 200 | 262 | 262 | 31.72 | 55.45 | 7 | 16.73
2030 | IESO_2_MAPP_CA | IESO | MAPP_CA | Internal | Shoulder | B13 | 600 | 262 | 262 | 31.72 | 48.07 | 7 | 9.35
2030 | IESO_2_MAPP_CA | IESO | MAPP_CA | Internal | Shoulder | B14 | 900 | 262 | 262 | 31.72 | 48.07 | 7 | 9.35
2030 | IESO_2_MAPP_CA | IESO | MAPP_CA | Internal | Shoulder | B15 | 1203 | 262 | 262 | 31.72 | 48.07 | 7 | 9.35
2030 | IESO_2_MAPP_CA | IESO | MAPP_CA | Internal | Summer | B1 | 10 | 262 | 262 | 61.84 | 734.16 | 7 | 665.32
2030 | IESO_2_MAPP_CA | IESO | MAPP_CA | Internal | Summer | B2 | 25 | 262 | 262 | 112.29 | 503.11 | 7 | 383.82
2030 | IESO_2_MAPP_CA | IESO | MAPP_CA | Internal | Summer | B3 | 75 | 262 | 262 | 52.46 | 75.98 | 7 | 16.51
2030 | IESO_2_MAPP_CA | IESO | MAPP_CA | Internal | Summer | B4 | 100 | 262 | 262 | 41.67 | 75 | 7 | 26.33
2030 | IESO_2_MAPP_CA | IESO | MAPP_CA | Internal | Summer | B5 | 200 | 262 | 262 | 41.67 | 70.05 | 7 | 21.38
2030 | IESO_2_MAPP_CA | IESO | MAPP_CA | Internal | Summer | B6 | 300 | 262 | 262 | 29.62 | 50.4 | 7 | 13.78
2030 | IESO_2_MAPP_CA | IESO | MAPP_CA | Internal | Summer | B7 | 400 | 262 | 262 | 29.62 | 45.01 | 7 | 8.39
2030 | IESO_2_MAPP_CA | IESO | MAPP_CA | Internal | Summer | B8 | 500 | 262 | 262 | 29.62 | 43.56 | 7 | 6.94
2030 | IESO_2_MAPP_CA | IESO | MAPP_CA | Internal | Summer | B9 | 800 | 262 | 262 | 29.62 | 43.56 | 7 | 6.94
2030 | IESO_2_MAPP_CA | IESO | MAPP_CA | Internal | Summer | B10 | 1262 | 262 | 262 | 29.62 | 43.56 | 7 | 6.94
2030 | IESO_2_MAPP_CA | IESO | MAPP_CA | Internal | Winter | B16 | 25 | 262 | 262 | 33.21 | 71.63 | 7 | 31.42
2030 | IESO_2_MAPP_CA | IESO | MAPP_CA | Internal | Winter | B17 | 100 | 262 | 262 | 33.21 | 55.13 | 7 | 14.92
2030 | IESO_2_MAPP_CA | IESO | MAPP_CA | Internal | Winter | B18 | 400 | 262 | 262 | 33.21 | 55.13 | 7 | 14.92
2030 | IESO_2_MAPP_CA | IESO | MAPP_CA | Internal | Winter | B19 | 700 | 262 | 262 | 33.21 | 55.13 | 7 | 14.92
2030 | IESO_2_MAPP_CA | IESO | MAPP_CA | Internal | Winter | B20 | 935 | 262 | 262 | 33.21 | 55.13 | 7 | 14.92
2030 | IESO_2_MISO_MI | IESO | MISO_MI | Internal | Shoulder | B11 | 25 | 1840 | 1840 | 31.72 | 73.32 | 7 | 34.6
2030 | IESO_2_MISO_MI | IESO | MISO_MI | Internal | Shoulder | B12 | 200 | 1840 | 1840 | 31.72 | 55.64 | 7 | 16.92
2030 | IESO_2_MISO_MI | IESO | MISO_MI | Internal | Shoulder | B13 | 600 | 1840 | 1840 | 31.72 | 48.18 | 7 | 9.45
2030 | IESO_2_MISO_MI | IESO | MISO_MI | Internal | Shoulder | B14 | 900 | 1840 | 1840 | 31.72 | 46.72 | 7 | 8
2030 | IESO_2_MISO_MI | IESO | MISO_MI | Internal | Shoulder | B15 | 1203 | 1840 | 1840 | 31.72 | 41.73 | 7 | 3
2030 | IESO_2_MISO_MI | IESO | MISO_MI | Internal | Summer | B1 | 10 | 1840 | 1840 | 61.84 | 734.16 | 7 | 665.32
2030 | IESO_2_MISO_MI | IESO | MISO_MI | Internal | Summer | B2 | 25 | 1840 | 1840 | 112.29 | 503.11 | 7 | 383.82
2030 | IESO_2_MISO_MI | IESO | MISO_MI | Internal | Summer | B3 | 75 | 1840 | 1840 | 52.46 | 75.95 | 7 | 16.49
2030 | IESO_2_MISO_MI | IESO | MISO_MI | Internal | Summer | B4 | 100 | 1840 | 1840 | 41.67 | 75 | 7 | 26.33
2030 | IESO_2_MISO_MI | IESO | MISO_MI | Internal | Summer | B5 | 200 | 1840 | 1840 | 41.67 | 70.02 | 7 | 21.36
2030 | IESO_2_MISO_MI | IESO | MISO_MI | Internal | Summer | B6 | 300 | 1840 | 1840 | 29.62 | 50.41 | 7 | 13.79
2030 | IESO_2_MISO_MI | IESO | MISO_MI | Internal | Summer | B7 | 400 | 1840 | 1840 | 29.62 | 45.05 | 7 | 8.43
2030 | IESO_2_MISO_MI | IESO | MISO_MI | Internal | Summer | B8 | 500 | 1840 | 1840 | 29.62 | 43.58 | 7 | 6.96
2030 | IESO_2_MISO_MI | IESO | MISO_MI | Internal | Summer | B9 | 800 | 1840 | 1840 | 29.62 | 39.46 | 7 | 2.84
2030 | IESO_2_MISO_MI | IESO | MISO_MI | Internal | Summer | B10 | 1262 | 1840 | 953.53 | 29.62 | 36.62 | 7 | 0
2030 | IESO_2_MISO_MI | IESO | MISO_MI | Internal | Winter | B16 | 25 | 1840 | 1840 | 33.21 | 72.32 | 7 | 32.11
2030 | IESO_2_MISO_MI | IESO | MISO_MI | Internal | Winter | B17 | 100 | 1840 | 1840 | 33.21 | 55.99 | 7 | 15.78
2030 | IESO_2_MISO_MI | IESO | MISO_MI | Internal | Winter | B18 | 400 | 1840 | 1840 | 33.21 | 51.31 | 7 | 11.1
2030 | IESO_2_MISO_MI | IESO | MISO_MI | Internal | Winter | B19 | 700 | 1840 | 1840 | 33.21 | 47.72 | 7 | 7.51
2030 | IESO_2_MISO_MI | IESO | MISO_MI | Internal | Winter | B20 | 935 | 1840 | 767.5 | 33.21 | 40.21 | 7 | 0
2030 | IESO_2_MISO_W | IESO | MISO_W | Internal | Shoulder | B11 | 25 | 140 | 140 | 31.72 | 73.33 | 7 | 34.61
2030 | IESO_2_MISO_W | IESO | MISO_W | Internal | Shoulder | B12 | 200 | 140 | 140 | 31.72 | 55.47 | 7 | 16.74
2030 | IESO_2_MISO_W | IESO | MISO_W | Internal | Shoulder | B13 | 600 | 140 | 140 | 31.72 | 48.09 | 7 | 9.36
2030 | IESO_2_MISO_W | IESO | MISO_W | Internal | Shoulder | B14 | 900 | 140 | 140 | 31.72 | 46.68 | 7 | 7.96
2030 | IESO_2_MISO_W | IESO | MISO_W | Internal | Shoulder | B15 | 1203 | 140 | 140 | 31.72 | 41.69 | 7 | 2.97
2030 | IESO_2_MISO_W | IESO | MISO_W | Internal | Summer | B1 | 10 | 140 | 140 | 61.84 | 734.18 | 7 | 665.33
2030 | IESO_2_MISO_W | IESO | MISO_W | Internal | Summer | B2 | 25 | 140 | 140 | 112.29 | 503.12 | 7 | 383.83
2030 | IESO_2_MISO_W | IESO | MISO_W | Internal | Summer | B3 | 75 | 140 | 140 | 52.46 | 75.99 | 7 | 16.53
2030 | IESO_2_MISO_W | IESO | MISO_W | Internal | Summer | B4 | 100 | 140 | 140 | 41.67 | 75.01 | 7 | 26.34
2030 | IESO_2_MISO_W | IESO | MISO_W | Internal | Summer | B5 | 200 | 140 | 140 | 41.67 | 70.06 | 7 | 21.39
2030 | IESO_2_MISO_W | IESO | MISO_W | Internal | Summer | B6 | 300 | 140 | 140 | 29.62 | 50.41 | 7 | 13.79
2030 | IESO_2_MISO_W | IESO | MISO_W | Internal | Summer | B7 | 400 | 140 | 140 | 29.62 | 45.02 | 7 | 8.4
2030 | IESO_2_MISO_W | IESO | MISO_W | Internal | Summer | B8 | 500 | 140 | 140 | 29.62 | 43.55 | 7 | 6.93
2030 | IESO_2_MISO_W | IESO | MISO_W | Internal | Summer | B9 | 800 | 140 | 140 | 29.62 | 39.45 | 7 | 2.83
2030 | IESO_2_MISO_W | IESO | MISO_W | Internal | Summer | B10 | 1262 | 140 | 0 | 29.62 | 36.61 | 7 | 0
2030 | IESO_2_MISO_W | IESO | MISO_W | Internal | Winter | B16 | 25 | 140 | 140 | 33.21 | 71.65 | 7 | 31.43
2030 | IESO_2_MISO_W | IESO | MISO_W | Internal | Winter | B17 | 100 | 140 | 140 | 33.21 | 55.12 | 7 | 14.91
2030 | IESO_2_MISO_W | IESO | MISO_W | Internal | Winter | B18 | 400 | 140 | 140 | 33.21 | 51.28 | 7 | 11.07
2030 | IESO_2_MISO_W | IESO | MISO_W | Internal | Winter | B19 | 700 | 140 | 140 | 33.21 | 47.74 | 7 | 7.52
2030 | IESO_2_MISO_W | IESO | MISO_W | Internal | Winter | B20 | 935 | 140 | 0 | 33.21 | 40.2 | 7 | 0
2030 | IESO_2_NYISO_A-F | IESO | NYISO_A-F | Internal | Shoulder | B11 | 25 | 1725 | 1725 | 31.72 | 47.21 | 7 | 8.49
2030 | IESO_2_NYISO_A-F | IESO | NYISO_A-F | Internal | Shoulder | B12 | 200 | 1725 | 1725 | 31.72 | 47.21 | 7 | 8.49
2030 | IESO_2_NYISO_A-F | IESO | NYISO_A-F | Internal | Shoulder | B13 | 600 | 1725 | 1725 | 31.72 | 44.66 | 7 | 5.94
2030 | IESO_2_NYISO_A-F | IESO | NYISO_A-F | Internal | Shoulder | B14 | 900 | 1725 | 1725 | 31.72 | 44.66 | 7 | 5.94
2030 | IESO_2_NYISO_A-F | IESO | NYISO_A-F | Internal | Shoulder | B15 | 1203 | 1725 | 1725 | 31.72 | 44.66 | 7 | 5.94
2030 | IESO_2_NYISO_A-F | IESO | NYISO_A-F | Internal | Summer | B1 | 10 | 1725 | 115.22 | 61.84 | 68.84 | 7 | 0
2030 | IESO_2_NYISO_A-F | IESO | NYISO_A-F | Internal | Summer | B2 | 25 | 1725 | 730.26 | 112.29 | 119.29 | 7 | 0
2030 | IESO_2_NYISO_A-F | IESO | NYISO_A-F | Internal | Summer | B3 | 75 | 1725 | 1176.99 | 52.46 | 59.46 | 7 | 0
2030 | IESO_2_NYISO_A-F | IESO | NYISO_A-F | Internal | Summer | B4 | 100 | 1725 | 1725 | 41.67 | 50.33 | 7 | 1.66
2030 | IESO_2_NYISO_A-F | IESO | NYISO_A-F | Internal | Summer | B5 | 200 | 1725 | 1725 | 41.67 | 50.33 | 7 | 1.66
2030 | IESO_2_NYISO_A-F | IESO | NYISO_A-F | Internal | Summer | B6 | 300 | 1725 | 1725 | 29.62 | 45.88 | 7 | 9.26
2030 | IESO_2_NYISO_A-F | IESO | NYISO_A-F | Internal | Summer | B7 | 400 | 1725 | 1725 | 29.62 | 43.81 | 7 | 7.19
2030 | IESO_2_NYISO_A-F | IESO | NYISO_A-F | Internal | Summer | B8 | 500 | 1725 | 1725 | 29.62 | 43.81 | 7 | 7.18
2030 | IESO_2_NYISO_A-F | IESO | NYISO_A-F | Internal | Summer | B9 | 800 | 1725 | 1725 | 29.62 | 42.82 | 7 | 6.2
2030 | IESO_2_NYISO_A-F | IESO | NYISO_A-F | Internal | Summer | B10 | 1262 | 1725 | 1725 | 29.62 | 42.82 | 7 | 6.2
2030 | IESO_2_NYISO_A-F | IESO | NYISO_A-F | Internal | Winter | B16 | 25 | 1725 | 1725 | 33.21 | 51.51 | 7 | 11.3
2030 | IESO_2_NYISO_A-F | IESO | NYISO_A-F | Internal | Winter | B17 | 100 | 1725 | 1725 | 33.21 | 49.12 | 7 | 8.91
2030 | IESO_2_NYISO_A-F | IESO | NYISO_A-F | Internal | Winter | B18 | 400 | 1725 | 1725 | 33.21 | 47.06 | 7 | 6.85
2030 | IESO_2_NYISO_A-F | IESO | NYISO_A-F | Internal | Winter | B19 | 700 | 1725 | 1725 | 33.21 | 47.06 | 7 | 6.85
2030 | IESO_2_NYISO_A-F | IESO | NYISO_A-F | Internal | Winter | B20 | 935 | 1725 | 1725 | 33.21 | 47.06 | 7 | 6.85
2030 | MAPP_CA_2_IESO | MAPP_CA | IESO | Internal | Shoulder | B11 | 25 | 330 | 0 | 73.32 | 31.72 | 8 | 0
2030 | MAPP_CA_2_IESO | MAPP_CA | IESO | Internal | Shoulder | B12 | 200 | 330 | 0 | 55.45 | 31.72 | 8 | 0
2030 | MAPP_CA_2_IESO | MAPP_CA | IESO | Internal | Shoulder | B13 | 600 | 330 | 0 | 48.07 | 31.72 | 8 | 0
2030 | MAPP_CA_2_IESO | MAPP_CA | IESO | Internal | Shoulder | B14 | 900 | 330 | 0 | 48.07 | 31.72 | 8 | 0
2030 | MAPP_CA_2_IESO | MAPP_CA | IESO | Internal | Shoulder | B15 | 1203 | 330 | 0 | 48.07 | 31.72 | 8 | 0
2030 | MAPP_CA_2_IESO | MAPP_CA | IESO | Internal | Summer | B1 | 10 | 330 | 0 | 734.16 | 61.84 | 8 | 0
2030 | MAPP_CA_2_IESO | MAPP_CA | IESO | Internal | Summer | B2 | 25 | 330 | 0 | 503.11 | 112.29 | 8 | 0
2030 | MAPP_CA_2_IESO | MAPP_CA | IESO | Internal | Summer | B3 | 75 | 330 | 0 | 75.98 | 52.46 | 8 | 0
2030 | MAPP_CA_2_IESO | MAPP_CA | IESO | Internal | Summer | B4 | 100 | 330 | 0 | 75 | 41.67 | 8 | 0
2030 | MAPP_CA_2_IESO | MAPP_CA | IESO | Internal | Summer | B5 | 200 | 330 | 0 | 70.05 | 41.67 | 8 | 0
2030 | MAPP_CA_2_IESO | MAPP_CA | IESO | Internal | Summer | B6 | 300 | 330 | 0 | 50.4 | 29.62 | 8 | 0
2030 | MAPP_CA_2_IESO | MAPP_CA | IESO | Internal | Summer | B7 | 400 | 330 | 0 | 45.01 | 29.62 | 8 | 0
2030 | MAPP_CA_2_IESO | MAPP_CA | IESO | Internal | Summer | B8 | 500 | 330 | 0 | 43.56 | 29.62 | 8 | 0
2030 | MAPP_CA_2_IESO | MAPP_CA | IESO | Internal | Summer | B9 | 800 | 330 | 0 | 43.56 | 29.62 | 8 | 0
2030 | MAPP_CA_2_IESO | MAPP_CA | IESO | Internal | Summer | B10 | 1262 | 330 | 0 | 43.56 | 29.62 | 8 | 0
2030 | MAPP_CA_2_IESO | MAPP_CA | IESO | Internal | Winter | B16 | 25 | 330 | 0 | 71.63 | 33.21 | 8 | 0
2030 | MAPP_CA_2_IESO | MAPP_CA | IESO | Internal | Winter | B17 | 100 | 330 | 0 | 55.13 | 33.21 | 8 | 0
2030 | MAPP_CA_2_IESO | MAPP_CA | IESO | Internal | Winter | B18 | 400 | 330 | 0 | 55.13 | 33.21 | 8 | 0
2030 | MAPP_CA_2_IESO | MAPP_CA | IESO | Internal | Winter | B19 | 700 | 330 | 0 | 55.13 | 33.21 | 8 | 0
2030 | MAPP_CA_2_IESO | MAPP_CA | IESO | Internal | Winter | B20 | 935 | 330 | 0 | 55.13 | 33.21 | 8 | 0
2030 | MAPP_CA_2_MAPP_US | MAPP_CA | MAPP_US | Internal | Shoulder | B11 | 25 | 372 | 0 | 73.32 | 66.33 | 7 | 0
2030 | MAPP_CA_2_MAPP_US | MAPP_CA | MAPP_US | Internal | Shoulder | B12 | 200 | 372 | 0 | 55.45 | 48.47 | 7 | 0
2030 | MAPP_CA_2_MAPP_US | MAPP_CA | MAPP_US | Internal | Shoulder | B13 | 600 | 372 | 0 | 48.07 | 41.09 | 7 | 0
2030 | MAPP_CA_2_MAPP_US | MAPP_CA | MAPP_US | Internal | Shoulder | B14 | 900 | 372 | 0 | 48.07 | 41.09 | 7 | 0
2030 | MAPP_CA_2_MAPP_US | MAPP_CA | MAPP_US | Internal | Shoulder | B15 | 1203 | 372 | 0 | 48.07 | 40.96 | 7 | 0
2030 | MAPP_CA_2_MAPP_US | MAPP_CA | MAPP_US | Internal | Summer | B1 | 10 | 372 | 0 | 734.16 | 727.18 | 7 | 0
2030 | MAPP_CA_2_MAPP_US | MAPP_CA | MAPP_US | Internal | Summer | B2 | 25 | 372 | 0 | 503.11 | 496.12 | 7 | 0
2030 | MAPP_CA_2_MAPP_US | MAPP_CA | MAPP_US | Internal | Summer | B3 | 75 | 372 | 0 | 75.98 | 71.44 | 7 | 0
2030 | MAPP_CA_2_MAPP_US | MAPP_CA | MAPP_US | Internal | Summer | B4 | 100 | 372 | 0 | 75 | 71.44 | 7 | 0
2030 | MAPP_CA_2_MAPP_US | MAPP_CA | MAPP_US | Internal | Summer | B5 | 200 | 372 | 0 | 70.05 | 64.71 | 7 | 0
2030 | MAPP_CA_2_MAPP_US | MAPP_CA | MAPP_US | Internal | Summer | B6 | 300 | 372 | 0 | 50.4 | 43.41 | 7 | 0
2030 | MAPP_CA_2_MAPP_US | MAPP_CA | MAPP_US | Internal | Summer | B7 | 400 | 372 | 0 | 45.01 | 38.02 | 7 | 0
2030 | MAPP_CA_2_MAPP_US | MAPP_CA | MAPP_US | Internal | Summer | B8 | 500 | 372 | 0 | 43.56 | 36.55 | 7 | 0
2030 | MAPP_CA_2_MAPP_US | MAPP_CA | MAPP_US | Internal | Summer | B9 | 800 | 372 | 0 | 43.56 | 32.45 | 7 | 0
2030 | MAPP_CA_2_MAPP_US | MAPP_CA | MAPP_US | Internal | Summer | B10 | 1262 | 372 | 0 | 43.56 | 29.61 | 7 | 0
2030 | MAPP_CA_2_MAPP_US | MAPP_CA | MAPP_US | Internal | Winter | B16 | 25 | 372 | 0 | 71.63 | 64.65 | 7 | 0
2030 | MAPP_CA_2_MAPP_US | MAPP_CA | MAPP_US | Internal | Winter | B17 | 100 | 372 | 0 | 55.13 | 48.12 | 7 | 0
2030 | MAPP_CA_2_MAPP_US | MAPP_CA | MAPP_US | Internal | Winter | B18 | 400 | 372 | 0 | 55.13 | 44.28 | 7 | 0
2030 | MAPP_CA_2_MAPP_US | MAPP_CA | MAPP_US | Internal | Winter | B19 | 700 | 372 | 0 | 55.13 | 44.24 | 7 | 0
2030 | MAPP_CA_2_MAPP_US | MAPP_CA | MAPP_US | Internal | Winter | B20 | 935 | 372 | 0 | 55.13 | 37.52 | 7 | 0
2030 | MAPP_CA_2_MISO_W | MAPP_CA | MISO_W | Internal | Shoulder | B11 | 25 | 1970 | 1414.11 | 73.32 | 73.33 | 0.01 | 0
2030 | MAPP_CA_2_MISO_W | MAPP_CA | MISO_W | Internal | Shoulder | B12 | 200 | 1970 | 1027.38 | 55.45 | 55.47 | 0.01 | 0
2030 | MAPP_CA_2_MISO_W | MAPP_CA | MISO_W | Internal | Shoulder | B13 | 600 | 1970 | 553.89 | 48.07 | 48.09 | 0.01 | 0
2030 | MAPP_CA_2_MISO_W | MAPP_CA | MISO_W | Internal | Shoulder | B14 | 900 | 1970 | 0 | 48.07 | 46.68 | 0.01 | 0
2030 | MAPP_CA_2_MISO_W | MAPP_CA | MISO_W | Internal | Shoulder | B15 | 1203 | 1970 | 0 | 48.07 | 41.69 | 0.01 | 0
2030 | MAPP_CA_2_MISO_W | MAPP_CA | MISO_W | Internal | Summer | B1 | 10 | 1970 | 1656.75 | 734.16 | 734.18 | 0.01 | 0
2030 | MAPP_CA_2_MISO_W | MAPP_CA | MISO_W | Internal | Summer | B2 | 25 | 1970 | 1511.89 | 503.11 | 503.12 | 0.01 | 0
2030 | MAPP_CA_2_MISO_W | MAPP_CA | MISO_W | Internal | Summer | B3 | 75 | 1970 | 946.28 | 75.98 | 75.99 | 0.01 | 0
2030 | MAPP_CA_2_MISO_W | MAPP_CA | MISO_W | Internal | Summer | B4 | 100 | 1970 | 1027.52 | 75 | 75.01 | 0.01 | 0
2030 | MAPP_CA_2_MISO_W | MAPP_CA | MISO_W | Internal | Summer | B5 | 200 | 1970 | 1084.47 | 70.05 | 70.06 | 0.01 | 0
2030 | MAPP_CA_2_MISO_W | MAPP_CA | MISO_W | Internal | Summer | B6 | 300 | 1970 | 1196.07 | 50.4 | 50.41 | 0.01 | 0
2030 | MAPP_CA_2_MISO_W | MAPP_CA | MISO_W | Internal | Summer | B7 | 400 | 1970 | 644.04 | 45.01 | 45.02 | 0.01 | 0
2030 | MAPP_CA_2_MISO_W | MAPP_CA | MISO_W | Internal | Summer | B8 | 500 | 1970 | 0 | 43.56 | 43.55 | 0.01 | 0
2030 | MAPP_CA_2_MISO_W | MAPP_CA | MISO_W | Internal | Summer | B9 | 800 | 1970 | 0 | 43.56 | 39.45 | 0.01 | 0
2030 | MAPP_CA_2_MISO_W | MAPP_CA | MISO_W | Internal | Summer | B10 | 1262 | 1970 | 0 | 43.56 | 36.61 | 0.01 | 0
2030 | MAPP_CA_2_MISO_W | MAPP_CA | MISO_W | Internal | Winter | B16 | 25 | 1970 | 363.66 | 71.63 | 71.65 | 0.01 | 0
2030 | MAPP_CA_2_MISO_W | MAPP_CA | MISO_W | Internal | Winter | B17 | 100 | 1970 | 0 | 55.13 | 55.12 | 0.01 | 0
2030 | MAPP_CA_2_MISO_W | MAPP_CA | MISO_W | Internal | Winter | B18 | 400 | 1970 | 0 | 55.13 | 51.28 | 0.01 | 0
2030 | MAPP_CA_2_MISO_W | MAPP_CA | MISO_W | Internal | Winter | B19 | 700 | 1970 | 0 | 55.13 | 47.74 | 0.01 | 0
2030 | MAPP_CA_2_MISO_W | MAPP_CA | MISO_W | Internal | Winter | B20 | 935 | 1970 | 0 | 55.13 | 40.2 | 0.01 | 0
2030 | MAPP_US_2_MAPP_CA | MAPP_US | MAPP_CA | Internal | Shoulder | B11 | 25 | 165 | 0 | 66.33 | 73.32 | 7 | 0
2030 | MAPP_US_2_MAPP_CA | MAPP_US | MAPP_CA | Internal | Shoulder | B12 | 200 | 165 | 0 | 48.47 | 55.45 | 7 | 0
2030 | MAPP_US_2_MAPP_CA | MAPP_US | MAPP_CA | Internal | Shoulder | B13 | 600 | 165 | 0 | 41.09 | 48.07 | 7 | 0
2030 | MAPP_US_2_MAPP_CA | MAPP_US | MAPP_CA | Internal | Shoulder | B14 | 900 | 165 | 0 | 41.09 | 48.07 | 7 | 0
2030 | MAPP_US_2_MAPP_CA | MAPP_US | MAPP_CA | Internal | Shoulder | B15 | 1203 | 165 | 165 | 40.96 | 48.07 | 7 | 0.12
2030 | MAPP_US_2_MAPP_CA | MAPP_US | MAPP_CA | Internal | Summer | B1 | 10 | 165 | 0 | 727.18 | 734.16 | 7 | 0
2030 | MAPP_US_2_MAPP_CA | MAPP_US | MAPP_CA | Internal | Summer | B2 | 25 | 165 | 0 | 496.12 | 503.11 | 7 | 0
2030 | MAPP_US_2_MAPP_CA | MAPP_US | MAPP_CA | Internal | Summer | B3 | 75 | 165 | 0 | 71.44 | 75.98 | 7 | 0
2030 | MAPP_US_2_MAPP_CA | MAPP_US | MAPP_CA | Internal | Summer | B4 | 100 | 165 | 0 | 71.44 | 75 | 7 | 0
2030 | MAPP_US_2_MAPP_CA | MAPP_US | MAPP_CA | Internal | Summer | B5 | 200 | 165 | 0 | 64.71 | 70.05 | 7 | 0
2030 | MAPP_US_2_MAPP_CA | MAPP_US | MAPP_CA | Internal | Summer | B6 | 300 | 165 | 0 | 43.41 | 50.4 | 7 | 0
2030 | MAPP_US_2_MAPP_CA | MAPP_US | MAPP_CA | Internal | Summer | B7 | 400 | 165 | 0 | 38.02 | 45.01 | 7 | 0
2030 | MAPP_US_2_MAPP_CA | MAPP_US | MAPP_CA | Internal | Summer | B8 | 500 | 165 | 165 | 36.55 | 43.56 | 7 | 0.01
2030 | MAPP_US_2_MAPP_CA | MAPP_US | MAPP_CA | Internal | Summer | B9 | 800 | 165 | 165 | 32.45 | 43.56 | 7 | 4.11
2030 | MAPP_US_2_MAPP_CA | MAPP_US | MAPP_CA | Internal | Summer | B10 | 1262 | 165 | 165 | 29.61 | 43.56 | 7 | 6.95
2030 | MAPP_US_2_MAPP_CA | MAPP_US | MAPP_CA | Internal | Winter | B16 | 25 | 165 | 0 | 64.65 | 71.63 | 7 | 0
2030 | MAPP_US_2_MAPP_CA | MAPP_US | MAPP_CA | Internal | Winter | B17 | 100 | 165 | 165 | 48.12 | 55.13 | 7 | 0.01
2030 | MAPP_US_2_MAPP_CA | MAPP_US | MAPP_CA | Internal | Winter | B18 | 400 | 165 | 165 | 44.28 | 55.13 | 7 | 3.85
2030 | MAPP_US_2_MAPP_CA | MAPP_US | MAPP_CA | Internal | Winter | B19 | 700 | 165 | 165 | 44.24 | 55.13 | 7 | 3.89
2030 | MAPP_US_2_MAPP_CA | MAPP_US | MAPP_CA | Internal | Winter | B20 | 935 | 165 | 165 | 37.52 | 55.13 | 7 | 10.61
2030 | MAPP_US_2_MISO_W | MAPP_US | MISO_W | Internal | Shoulder | B11 | 25 | 2635 | 628.76 | 66.33 | 73.33 | 7 | 0
2030 | MAPP_US_2_MISO_W | MAPP_US | MISO_W | Internal | Shoulder | B12 | 200 | 2635 | 1115.02 | 48.47 | 55.47 | 7 | 0
2030 | MAPP_US_2_MISO_W | MAPP_US | MISO_W | Internal | Shoulder | B13 | 600 | 2635 | 346.69 | 41.09 | 48.09 | 7 | 0
2030 | MAPP_US_2_MISO_W | MAPP_US | MISO_W | Internal | Shoulder | B14 | 900 | 2635 | 0 | 41.09 | 46.68 | 7 | 0
2030 | MAPP_US_2_MISO_W | MAPP_US | MISO_W | Internal | Shoulder | B15 | 1203 | 2635 | 0 | 40.96 | 41.69 | 7 | 0
2030 | MAPP_US_2_MISO_W | MAPP_US | MISO_W | Internal | Summer | B1 | 10 | 2635 | 1038.39 | 727.18 | 734.18 | 7 | 0
2030 | MAPP_US_2_MISO_W | MAPP_US | MISO_W | Internal | Summer | B2 | 25 | 2635 | 1030.02 | 496.12 | 503.12 | 7 | 0
2030 | MAPP_US_2_MISO_W | MAPP_US | MISO_W | Internal | Summer | B3 | 75 | 2635 | 0 | 71.44 | 75.99 | 7 | 0
2030 | MAPP_US_2_MISO_W | MAPP_US | MISO_W | Internal | Summer | B4 | 100 | 2635 | 0 | 71.44 | 75.01 | 7 | 0
2030 | MAPP_US_2_MISO_W | MAPP_US | MISO_W | Internal | Summer | B5 | 200 | 2635 | 0 | 64.71 | 70.06 | 7 | 0
2030 | MAPP_US_2_MISO_W | MAPP_US | MISO_W | Internal | Summer | B6 | 300 | 2635 | 215.24 | 43.41 | 50.41 | 7 | 0
2030 | MAPP_US_2_MISO_W | MAPP_US | MISO_W | Internal | Summer | B7 | 400 | 2635 | 205.54 | 38.02 | 45.02 | 7 | 0
2030 | MAPP_US_2_MISO_W | MAPP_US | MISO_W | Internal | Summer | B8 | 500 | 2635 | 930.16 | 36.55 | 43.55 | 7 | 0
2030 | MAPP_US_2_MISO_W | MAPP_US | MISO_W | Internal | Summer | B9 | 800 | 2635 | 652.46 | 32.45 | 39.45 | 7 | 0
2030 | MAPP_US_2_MISO_W | MAPP_US | MISO_W | Internal | Summer | B10 | 1262 | 2635 | 714.63 | 29.61 | 36.61 | 7 | 0
2030 | MAPP_US_2_MISO_W | MAPP_US | MISO_W | Internal | Winter | B16 | 25 | 2635 | 1421.17 | 64.65 | 71.65 | 7 | 0
2030 | MAPP_US_2_MISO_W | MAPP_US | MISO_W | Internal | Winter | B17 | 100 | 2635 | 863.49 | 48.12 | 55.12 | 7 | 0
2030 | MAPP_US_2_MISO_W | MAPP_US | MISO_W | Internal | Winter | B18 | 400 | 2635 | 962.07 | 44.28 | 51.28 | 7 | 0
2030 | MAPP_US_2_MISO_W | MAPP_US | MISO_W | Internal | Winter | B19 | 700 | 2635 | 0 | 44.24 | 47.74 | 7 | 0
2030 | MAPP_US_2_MISO_W | MAPP_US | MISO_W | Internal | Winter | B20 | 935 | 2635 | 0 | 37.52 | 40.2 | 7 | 0
2030 | MAPP_US_2_NE | MAPP_US | NE | Internal | Shoulder | B11 | 25 | 2000 | 755.03 | 66.33 | 73.33 | 7 | 0
2030 | MAPP_US_2_NE | MAPP_US | NE | Internal | Shoulder | B12 | 200 | 2000 | 0 | 48.47 | 51.82 | 7 | 0
2030 | MAPP_US_2_NE | MAPP_US | NE | Internal | Shoulder | B13 | 600 | 2000 | 829.61 | 41.09 | 48.09 | 7 | 0
2030 | MAPP_US_2_NE | MAPP_US | NE | Internal | Shoulder | B14 | 900 | 2000 | 246.63 | 41.09 | 48.09 | 7 | 0
2030 | MAPP_US_2_NE | MAPP_US | NE | Internal | Shoulder | B15 | 1203 | 2000 | 6.74 | 40.96 | 47.96 | 7 | 0
2030 | MAPP_US_2_NE | MAPP_US | NE | Internal | Summer | B1 | 10 | 2000 | 276.02 | 727.18 | 734.18 | 7 | 0
2030 | MAPP_US_2_NE | MAPP_US | NE | Internal | Summer | B2 | 25 | 2000 | 329.81 | 496.12 | 503.12 | 7 | 0
2030 | MAPP_US_2_NE | MAPP_US | NE | Internal | Summer | B3 | 75 | 2000 | 851.59 | 71.44 | 78.44 | 7 | 0
2030 | MAPP_US_2_NE | MAPP_US | NE | Internal | Summer | B4 | 100 | 2000 | 1091.04 | 71.44 | 78.44 | 7 | 0
2030 | MAPP_US_2_NE | MAPP_US | NE | Internal | Summer | B5 | 200 | 2000 | 1005.75 | 64.71 | 71.71 | 7 | 0
2030 | MAPP_US_2_NE | MAPP_US | NE | Internal | Summer | B6 | 300 | 2000 | 792.91 | 43.41 | 50.41 | 7 | 0
2030 | MAPP_US_2_NE | MAPP_US | NE | Internal | Summer | B7 | 400 | 2000 | 1137.33 | 38.02 | 45.02 | 7 | 0
2030 | MAPP_US_2_NE | MAPP_US | NE | Internal | Summer | B8 | 500 | 2000 | 587.11 | 36.55 | 43.55 | 7 | 0
2030 | MAPP_US_2_NE | MAPP_US | NE | Internal | Summer | B9 | 800 | 2000 | 309.76 | 32.45 | 39.45 | 7 | 0
2030 | MAPP_US_2_NE | MAPP_US | NE | Internal | Summer | B10 | 1262 | 2000 | 0 | 29.61 | 34.59 | 7 | 0
2030 | MAPP_US_2_NE | MAPP_US | NE | Internal | Winter | B16 | 25 | 2000 | 0 | 64.65 | 67.65 | 7 | 0
2030 | MAPP_US_2_NE | MAPP_US | NE | Internal | Winter | B17 | 100 | 2000 | 0 | 48.12 | 51.3 | 7 | 0
2030 | MAPP_US_2_NE | MAPP_US | NE | Internal | Winter | B18 | 400 | 2000 | 121.82 | 44.28 | 51.28 | 7 | 0
2030 | MAPP_US_2_NE | MAPP_US | NE | Internal | Winter | B19 | 700 | 2000 | 0 | 44.24 | 51.16 | 7 | 0
2030 | MAPP_US_2_NE | MAPP_US | NE | Internal | Winter | B20 | 935 | 2000 | 203.82 | 37.52 | 44.52 | 7 | 0
2030 | MARITIMES_2_NEISO | MARITIMES | NEISO | Internal | Shoulder | B11 | 25 | 99999 | 1400 | 44.15 | 44.17 | 0.01 | 0
2030 | MARITIMES_2_NEISO | MARITIMES | NEISO | Internal | Shoulder | B12 | 200 | 99999 | 1400 | 44.15 | 44.17 | 0.01 | 0
2030 | MARITIMES_2_NEISO | MARITIMES | NEISO | Internal | Shoulder | B13 | 600 | 99999 | 1400 | 41.65 | 41.66 | 0.01 | 0
2030 | MARITIMES_2_NEISO | MARITIMES | NEISO | Internal | Shoulder | B14 | 900 | 99999 | 1400 | 41.65 | 41.66 | 0.01 | 0
2030 | MARITIMES_2_NEISO | MARITIMES | NEISO | Internal | Shoulder | B15 | 1203 | 99999 | 426.43 | 41.65 | 41.66 | 0.01 | 0
2030 | MARITIMES_2_NEISO | MARITIMES | NEISO | Internal | Summer | B1 | 10 | 99999 | 1400 | 67.61 | 67.63 | 0.01 | 0
2030 | MARITIMES_2_NEISO | MARITIMES | NEISO | Internal | Summer | B2 | 25 | 99999 | 1400.1 | 122.28 | 122.29 | 0.01 | 0
2030 | MARITIMES_2_NEISO | MARITIMES | NEISO | Internal | Summer | B3 | 75 | 99999 | 1400 | 56.26 | 56.27 | 0.01 | 0
2030 | MARITIMES_2_NEISO | MARITIMES | NEISO | Internal | Summer | B4 | 100 | 99999 | 1400 | 47.32 | 47.33 | 0.01 | 0
2030 | MARITIMES_2_NEISO | MARITIMES | NEISO | Internal | Summer | B5 | 200 | 99999 | 1400 | 40.81 | 40.82 | 0.01 | 0
2030 | MARITIMES_2_NEISO | MARITIMES | NEISO | Internal | Summer | B6 | 300 | 99999 | 1400 | 40.81 | 40.82 | 0.01 | 0
2030 | MARITIMES_2_NEISO | MARITIMES | NEISO | Internal | Summer | B7 | 400 | 99999 | 1400 | 40.81 | 40.82 | 0.01 | 0
2030 | MARITIMES_2_NEISO | MARITIMES | NEISO | Internal | Summer | B8 | 500 | 99999 | 1400 | 40.81 | 40.82 | 0.01 | 0
2030 | MARITIMES_2_NEISO | MARITIMES | NEISO | Internal | Summer | B9 | 800 | 99999 | 1400 | 40.41 | 40.42 | 0.01 | 0
2030 | MARITIMES_2_NEISO | MARITIMES | NEISO | Internal | Summer | B10 | 1262 | 99999 | 236.13 | 40.81 | 40.82 | 0.01 | 0
2030 | MARITIMES_2_NEISO | MARITIMES | NEISO | Internal | Winter | B16 | 25 | 99999 | 1400 | 54.5 | 54.51 | 0.01 | 0
2030 | MARITIMES_2_NEISO | MARITIMES | NEISO | Internal | Winter | B17 | 100 | 99999 | 1400 | 50.01 | 50.02 | 0.01 | 0
2030 | MARITIMES_2_NEISO | MARITIMES | NEISO | Internal | Winter | B18 | 400 | 99999 | 1400 | 50.01 | 50.02 | 0.01 | 0
2030 | MARITIMES_2_NEISO | MARITIMES | NEISO | Internal | Winter | B19 | 700 | 99999 | 1400 | 50.01 | 50.02 | 0.01 | 0
2030 | MARITIMES_2_NEISO | MARITIMES | NEISO | Internal | Winter | B20 | 935 | 99999 | 475.94 | 50.01 | 50.02 | 0.01 | 0
2030 | MISO_IN_2_MISO_MI | MISO_IN | MISO_MI | Internal | Shoulder | B11 | 25 | 5000 | 0 | 73.34 | 73.32 | 0.01 | 0
2030 | MISO_IN_2_MISO_MI | MISO_IN | MISO_MI | Internal | Shoulder | B12 | 200 | 5000 | 109.88 | 55.63 | 55.64 | 0.01 | 0
2030 | MISO_IN_2_MISO_MI | MISO_IN | MISO_MI | Internal | Shoulder | B13 | 600 | 5000 | 1153.82 | 48.16 | 48.18 | 0.01 | 0
2030 | MISO_IN_2_MISO_MI | MISO_IN | MISO_MI | Internal | Shoulder | B14 | 900 | 5000 | 817.68 | 46.71 | 46.72 | 0.01 | 0
2030 | MISO_IN_2_MISO_MI | MISO_IN | MISO_MI | Internal | Shoulder | B15 | 1203 | 5000 | 1177.45 | 41.72 | 41.73 | 0.01 | 0
2030 | MISO_IN_2_MISO_MI | MISO_IN | MISO_MI | Internal | Summer | B1 | 10 | 5000 | 0 | 734.18 | 734.16 | 0.01 | 0
2030 | MISO_IN_2_MISO_MI | MISO_IN | MISO_MI | Internal | Summer | B2 | 25 | 5000 | 0 | 503.12 | 503.11 | 0.01 | 0
2030 | MISO_IN_2_MISO_MI | MISO_IN | MISO_MI | Internal | Summer | B3 | 75 | 5000 | 0 | 75.96 | 75.95 | 0.01 | 0
2030 | MISO_IN_2_MISO_MI | MISO_IN | MISO_MI | Internal | Summer | B4 | 100 | 5000 | 0 | 75.01 | 75 | 0.01 | 0
2030 | MISO_IN_2_MISO_MI | MISO_IN | MISO_MI | Internal | Summer | B5 | 200 | 5000 | 0 | 70.04 | 70.02 | 0.01 | 0
2030 | MISO_IN_2_MISO_MI | MISO_IN | MISO_MI | Internal | Summer | B6 | 300 | 5000 | 0 | 50.41 | 50.41 | 0.01 | 0
2030 | MISO_IN_2_MISO_MI | MISO_IN | MISO_MI | Internal | Summer | B7 | 400 | 5000 | 1312.64 | 45.04 | 45.05 | 0.01 | 0
2030 | MISO_IN_2_MISO_MI | MISO_IN | MISO_MI | Internal | Summer | B8 | 500 | 5000 | 2199.48 | 43.57 | 43.58 | 0.01 | 0
2030 | MISO_IN_2_MISO_MI | MISO_IN | MISO_MI | Internal | Summer | B9 | 800 | 5000 | 1499.64 | 39.45 | 39.46 | 0.01 | 0
2030 | MISO_IN_2_MISO_MI | MISO_IN | MISO_MI | Internal | Summer | B10 | 1262 | 5000 | 1994.25 | 36.61 | 36.62 | 0.01 | 0
2030 | MISO_IN_2_MISO_MI | MISO_IN | MISO_MI | Internal | Winter | B16 | 25 | 5000 | 0 | 72.33 | 72.32 | 0.01 | 0
2030 | MISO_IN_2_MISO_MI | MISO_IN | MISO_MI | Internal | Winter | B17 | 100 | 5000 | 486.2 | 55.98 | 55.99 | 0.01 | 0
2030 | MISO_IN_2_MISO_MI | MISO_IN | MISO_MI | Internal | Winter | B18 | 400 | 5000 | 322.33 | 51.3 | 51.31 | 0.01 | 0
2030 | MISO_IN_2_MISO_MI | MISO_IN | MISO_MI | Internal | Winter | B19 | 700 | 5000 | 227.95 | 47.71 | 47.72 | 0.01 | 0
2030 | MISO_IN_2_MISO_MI | MISO_IN | MISO_MI | Internal | Winter | B20 | 935 | 5000 | 961.23 | 40.2 | 40.21 | 0.01 | 0
2030 | MISO_IN_2_MISO_MO-IL | MISO_IN | MISO_MO-IL | Internal | Shoulder | B11 | 25 | 5000 | 0 | 73.34 | 73.35 | 0.01 | 0
2030 | MISO_IN_2_MISO_MO-IL | MISO_IN | MISO_MO-IL | Internal | Shoulder | B12 | 200 | 5000 | 0 | 55.63 | 55.48 | 0.01 | 0
2030 | MISO_IN_2_MISO_MO-IL | MISO_IN | MISO_MO-IL | Internal | Shoulder | B13 | 600 | 5000 | 0 | 48.16 | 48.1 | 0.01 | 0
2030 | MISO_IN_2_MISO_MO-IL | MISO_IN | MISO_MO-IL | Internal | Shoulder | B14 | 900 | 5000 | 0 | 46.71 | 46.7 | 0.01 | 0
2030 | MISO_IN_2_MISO_MO-IL | MISO_IN | MISO_MO-IL | Internal | Shoulder | B15 | 1203 | 5000 | 0 | 41.72 | 41.7 | 0.01 | 0
2030 | MISO_IN_2_MISO_MO-IL | MISO_IN | MISO_MO-IL | Internal | Summer | B1 | 10 | 5000 | 1133.48 | 734.18 | 734.19 | 0.01 | 0
2030 | MISO_IN_2_MISO_MO-IL | MISO_IN | MISO_MO-IL | Internal | Summer | B2 | 25 | 5000 | 1769.12 | 503.12 | 503.13 | 0.01 | 0
2030 | MISO_IN_2_MISO_MO-IL | MISO_IN | MISO_MO-IL | Internal | Summer | B3 | 75 | 5000 | 279.43 | 75.96 | 75.98 | 0.01 | 0
2030 | MISO_IN_2_MISO_MO-IL | MISO_IN | MISO_MO-IL | Internal | Summer | B4 | 100 | 5000 | 0 | 75.01 | 75 | 0.01 | 0
2030 | MISO_IN_2_MISO_MO-IL | MISO_IN | MISO_MO-IL | Internal | Summer | B5 | 200 | 5000 | 781.46 | 70.04 | 70.05 | 0.01 | 0
2030 | MISO_IN_2_MISO_MO-IL | MISO_IN | MISO_MO-IL | Internal | Summer | B6 | 300 | 5000 | 0 | 50.41 | 50.41 | 0.01 | 0
2030 | MISO_IN_2_MISO_MO-IL | MISO_IN | MISO_MO-IL | Internal | Summer | B7 | 400 | 5000 | 0 | 45.04 | 45.03 | 0.01 | 0
2030 | MISO_IN_2_MISO_MO-IL | MISO_IN | MISO_MO-IL | Internal | Summer | B8 | 500 | 5000 | 0 | 43.57 | 43.56 | 0.01 | 0
2030 | MISO_IN_2_MISO_MO-IL | MISO_IN | MISO_MO-IL | Internal | Summer | B9 | 800 | 5000 | 0 | 39.45 | 39.44 | 0.01 | 0
2030 | MISO_IN_2_MISO_MO-IL | MISO_IN | MISO_MO-IL | Internal | Summer | B10 | 1262 | 5000 | 126.99 | 36.61 | 36.62 | 0.01 | 0
2030 | MISO_IN_2_MISO_MO-IL | MISO_IN | MISO_MO-IL | Internal | Winter | B16 | 25 | 5000 | 0 | 72.33 | 72.32 | 0.01 | 0
2030 | MISO_IN_2_MISO_MO-IL | MISO_IN | MISO_MO-IL | Internal | Winter | B17 | 100 | 5000 | 0 | 55.98 | 55.13 | 0.01 | 0
2030 | MISO_IN_2_MISO_MO-IL | MISO_IN | MISO_MO-IL | Internal | Winter | B18 | 400 | 5000 | 0 | 51.3 | 51.29 | 0.01 | 0
2030 | MISO_IN_2_MISO_MO-IL | MISO_IN | MISO_MO-IL | Internal | Winter | B19 | 700 | 5000 | 527.87 | 47.71 | 47.72 | 0.01 | 0
2030 | MISO_IN_2_MISO_MO-IL | MISO_IN | MISO_MO-IL | Internal | Winter | B20 | 935 | 5000 | 358.21 | 40.2 | 40.21 | 0.01 | 0
2030 | MISO_IN_2_NonRTO_Midwest | MISO_IN | NonRTO_Midwest | Internal | Shoulder | B11 | 25 | 4800 | 1385.08 | 73.34 | 81.34 | 8 | 0
2030 | MISO_IN_2_NonRTO_Midwest | MISO_IN | NonRTO_Midwest | Internal | Shoulder | B12 | 200 | 4800 | 1009.08 | 55.63 | 63.63 | 8 | 0
2030 | MISO_IN_2_NonRTO_Midwest | MISO_IN | NonRTO_Midwest | Internal | Shoulder | B13 | 600 | 4800 | 422.56 | 48.16 | 56.16 | 8 | 0
2030 | MISO_IN_2_NonRTO_Midwest | MISO_IN | NonRTO_Midwest | Internal | Shoulder | B14 | 900 | 4800 | 0 | 46.71 | 52.74 | 8 | 0
2030 | MISO_IN_2_NonRTO_Midwest | MISO_IN | NonRTO_Midwest | Internal | Shoulder | B15 | 1203 | 4800 | 0 | 41.72 | 41.54 | 8 | 0
2030 | MISO_IN_2_NonRTO_Midwest | MISO_IN | NonRTO_Midwest | Internal | Summer | B1 | 10 | 4800 | 597.23 | 734.18 | 742.18 | 8 | 0
2030 | MISO_IN_2_NonRTO_Midwest | MISO_IN | NonRTO_Midwest | Internal | Summer | B2 | 25 | 4800 | 1515.36 | 503.12 | 511.12 | 8 | 0
2030 | MISO_IN_2_NonRTO_Midwest | MISO_IN | NonRTO_Midwest | Internal | Summer | B3 | 75 | 4800 | 39.03 | 75.96 | 83.96 | 8 | 0
2030 | MISO_IN_2_NonRTO_Midwest | MISO_IN | NonRTO_Midwest | Internal | Summer | B4 | 100 | 4800 | 0 | 75.01 | 80.48 | 8 | 0
2030 | MISO_IN_2_NonRTO_Midwest | MISO_IN | NonRTO_Midwest | Internal | Summer | B5 | 200 | 4800 | 935.94 | 70.04 | 78.04 | 8 | 0
2030 | MISO_IN_2_NonRTO_Midwest | MISO_IN | NonRTO_Midwest | Internal | Summer | B6 | 300 | 4800 | 586.31 | 50.41 | 58.41 | 8 | 0
2030 | MISO_IN_2_NonRTO_Midwest | MISO_IN | NonRTO_Midwest | Internal | Summer | B7 | 400 | 4800 | 7.93 | 45.04 | 53.04 | 8 | 0
2030 | MISO_IN_2_NonRTO_Midwest | MISO_IN | NonRTO_Midwest | Internal | Summer | B8 | 500 | 4800 | 0 | 43.57 | 40.13 | 8 | 0
2030 | MISO_IN_2_NonRTO_Midwest | MISO_IN | NonRTO_Midwest | Internal | Summer | B9 | 800 | 4800 | 0 | 39.45 | 39.34 | 8 | 0
2030 | MISO_IN_2_NonRTO_Midwest | MISO_IN | NonRTO_Midwest | Internal | Summer | B10 | 1262 | 4800 | 0 | 36.61 | 33.71 | 8 | 0
2030 | MISO_IN_2_NonRTO_Midwest | MISO_IN | NonRTO_Midwest | Internal | Winter | B16 | 25 | 4800 | 2900.61 | 72.33 | 80.33 | 8 | 0
2030 | MISO_IN_2_NonRTO_Midwest | MISO_IN | NonRTO_Midwest | Internal | Winter | B17 | 100 | 4800 | 1896.83 | 55.98 | 63.98 | 8 | 0
2030 | MISO_IN_2_NonRTO_Midwest | MISO_IN | NonRTO_Midwest | Internal | Winter | B18 | 400 | 4800 | 1144.77 | 51.3 | 59.3 | 8 | 0
2030 | MISO_IN_2_NonRTO_Midwest | MISO_IN | NonRTO_Midwest | Internal | Winter | B19 | 700 | 4800 | 418.3 | 47.71 | 55.71 | 8 | 0
2030 | MISO_IN_2_NonRTO_Midwest | MISO_IN | NonRTO_Midwest | Internal | Winter | B20 | 935 | 4800 | 0 | 40.2 | 39.04 | 8 | 0
2030 | MISO_IN_2_PJM_ROR | MISO_IN | PJM_ROR | Internal | Shoulder | B11 | 25 | 992 | 0 | 73.34 | 71.32 | 2 | 0
2030 | MISO_IN_2_PJM_ROR | MISO_IN | PJM_ROR | Internal | Shoulder | B12 | 200 | 992 | 0 | 55.63 | 55.53 | 2 | 0
2030 | MISO_IN_2_PJM_ROR | MISO_IN | PJM_ROR | Internal | Shoulder | B13 | 600 | 992 | 0 | 48.16 | 47.88 | 2 | 0
2030 | MISO_IN_2_PJM_ROR | MISO_IN | PJM_ROR | Internal | Shoulder | B14 | 900 | 992 | 0 | 46.71 | 47.48 | 2 | 0
2030 | MISO_IN_2_PJM_ROR | MISO_IN | PJM_ROR | Internal | Shoulder | B15 | 1203 | 992 | 0 | 41.72 | 43.69 | 2 | 0
2030 | MISO_IN_2_PJM_ROR | MISO_IN | PJM_ROR | Internal | Summer | B1 | 10 | 992 | 0 | 734.18 | 732.18 | 2 | 0
2030 | MISO_IN_2_PJM_ROR | MISO_IN | PJM_ROR | Internal | Summer | B2 | 25 | 992 | 0 | 503.12 | 501.11 | 2 | 0
2030 | MISO_IN_2_PJM_ROR | MISO_IN | PJM_ROR | Internal | Summer | B3 | 75 | 992 | 0 | 75.96 | 73.8 | 2 | 0
2030 | MISO_IN_2_PJM_ROR | MISO_IN | PJM_ROR | Internal | Summer | B4 | 100 | 992 | 0 | 75.01 | 73.01 | 2 | 0
2030 | MISO_IN_2_PJM_ROR | MISO_IN | PJM_ROR | Internal | Summer | B5 | 200 | 992 | 0 | 70.04 | 68.04 | 2 | 0
2030 | MISO_IN_2_PJM_ROR | MISO_IN | PJM_ROR | Internal | Summer | B6 | 300 | 992 | 0 | 50.41 | 48.41 | 2 | 0
2030 | MISO_IN_2_PJM_ROR | MISO_IN | PJM_ROR | Internal | Summer | B7 | 400 | 992 | 0 | 45.04 | 44.82 | 2 | 0
2030 | MISO_IN_2_PJM_ROR | MISO_IN | PJM_ROR | Internal | Summer | B8 | 500 | 992 | 0 | 43.57 | 44.35 | 2 | 0
2030 | MISO_IN_2_PJM_ROR | MISO_IN | PJM_ROR | Internal | Summer | B9 | 800 | 992 | 0 | 39.45 | 41.35 | 2 | 0
2030 | MISO_IN_2_PJM_ROR | MISO_IN | PJM_ROR | Internal | Summer | B10 | 1262 | 992 | 0 | 36.61 | 36.81 | 2 | 0
2030 | MISO_IN_2_PJM_ROR | MISO_IN | PJM_ROR | Internal | Winter | B16 | 25 | 992 | 0 | 72.33 | 70.33 | 2 | 0
2030 | MISO_IN_2_PJM_ROR | MISO_IN | PJM_ROR | Internal | Winter | B17 | 100 | 992 | 0 | 55.98 | 57.1 | 2 | 0
2030 | MISO_IN_2_PJM_ROR | MISO_IN | PJM_ROR | Internal | Winter | B18 | 400 | 992 | 0 | 51.3 | 52.37 | 2 | 0
2030 | MISO_IN_2_PJM_ROR | MISO_IN | PJM_ROR | Internal | Winter | B19 | 700 | 992 | 0 | 47.71 | 48.86 | 2 | 0
2030 | MISO_IN_2_PJM_ROR | MISO_IN | PJM_ROR | Internal | Winter | B20 | 935 | 992 | 0 | 40.2 | 41.04 | 2 | 0
2030 | MISO_MI_2_MISO_IN | MISO_MI | MISO_IN | Internal | Shoulder | B11 | 25 | 2045 | 2045 | 73.32 | 73.34 | 0.01 | 0.01
2030 | MISO_MI_2_MISO_IN | MISO_MI | MISO_IN | Internal | Shoulder | B12 | 200 | 2045 | 0 | 55.64 | 55.63 | 0.01 | 0
2030 | MISO_MI_2_MISO_IN | MISO_MI | MISO_IN | Internal | Shoulder | B13 | 600 | 2045 | 0 | 48.18 | 48.16 | 0.01 | 0
2030 | MISO_MI_2_MISO_IN | MISO_MI | MISO_IN | Internal | Shoulder | B14 | 900 | 2045 | 0 | 46.72 | 46.71 | 0.01 | 0
2030 | MISO_MI_2_MISO_IN | MISO_MI | MISO_IN | Internal | Shoulder | B15 | 1203 | 2045 | 0 | 41.73 | 41.72 | 0.01 | 0
2030 | MISO_MI_2_MISO_IN | MISO_MI | MISO_IN | Internal | Summer | B1 | 10 | 2045 | 1087.87 | 734.16 | 734.18 | 0.01 | 0
2030 | MISO_MI_2_MISO_IN | MISO_MI | MISO_IN | Internal | Summer | B2 | 25 | 2045 | 2033.84 | 503.11 | 503.12 | 0.01 | 0
2030 | MISO_MI_2_MISO_IN | MISO_MI | MISO_IN | Internal | Summer | B3 | 75 | 2045 | 996.85 | 75.95 | 75.96 | 0.01 | 0
2030 | MISO_MI_2_MISO_IN | MISO_MI | MISO_IN | Internal | Summer | B4 | 100 | 2045 | 808.97 | 75 | 75.01 | 0.01 | 0
2030 | MISO_MI_2_MISO_IN | MISO_MI | MISO_IN | Internal | Summer | B5 | 200 | 2045 | 1472.04 | 70.02 | 70.04 | 0.01 | 0
2030 | MISO_MI_2_MISO_IN | MISO_MI | MISO_IN | Internal | Summer | B6 | 300 | 2045 | 0 | 50.41 | 50.41 | 0.01 | 0
2030 | MISO_MI_2_MISO_IN | MISO_MI | MISO_IN | Internal | Summer | B7 | 400 | 2045 | 0 | 45.05 | 45.04 | 0.01 | 0
2030 | MISO_MI_2_MISO_IN | MISO_MI | MISO_IN | Internal | Summer | B8 | 500 | 2045 | 0 | 43.58 | 43.57 | 0.01 | 0
2030 | MISO_MI_2_MISO_IN | MISO_MI | MISO_IN | Internal | Summer | B9 | 800 | 2045 | 0 | 39.46 | 39.45 | 0.01 | 0
2030 | MISO_MI_2_MISO_IN | MISO_MI | MISO_IN | Internal | Summer | B10 | 1262 | 2045 | 0 | 36.62 | 36.61 | 0.01 | 0
2030 | MISO_MI_2_MISO_IN | MISO_MI | MISO_IN | Internal | Winter | B16 | 25 | 2045 | 1302.41 | 72.32 | 72.33 | 0.01 | 0
2030 | MISO_MI_2_MISO_IN | MISO_MI | MISO_IN | Internal | Winter | B17 | 100 | 2045 | 0 | 55.99 | 55.98 | 0.01 | 0
2030 | MISO_MI_2_MISO_IN | MISO_MI | MISO_IN | Internal | Winter | B18 | 400 | 2045 | 0 | 51.31 | 51.3 | 0.01 | 0
2030 | MISO_MI_2_MISO_IN | MISO_MI | MISO_IN | Internal | Winter | B19 | 700 | 2045 | 0 | 47.72 | 47.71 | 0.01 | 0
2030 | MISO_MI_2_MISO_IN | MISO_MI | MISO_IN | Internal | Winter | B20 | 935 | 2045 | 0 | 40.21 | 40.2 | 0.01 | 0
2030 | MISO_MI_2_MISO_WUMS | MISO_MI | MISO_WUMS | Internal | Shoulder | B11 | 25 | 117 | 0 | 73.32 | 73.32 | 0.01 | 0
2030 | MISO_MI_2_MISO_WUMS | MISO_MI | MISO_WUMS | Internal | Shoulder | B12 | 200 | 117 | 0 | 55.64 | 55.48 | 0.01 | 0
2030 | MISO_MI_2_MISO_WUMS | MISO_MI | MISO_WUMS | Internal | Shoulder | B13 | 600 | 117 | 0 | 48.18 | 48.07 | 0.01 | 0
2030 | MISO_MI_2_MISO_WUMS | MISO_MI | MISO_WUMS | Internal | Shoulder | B14 | 900 | 117 | 0 | 46.72 | 46.67 | 0.01 | 0
2030 | MISO_MI_2_MISO_WUMS | MISO_MI | MISO_WUMS | Internal | Shoulder | B15 | 1203 | 117 | 0 | 41.73 | 41.7 | 0.01 | 0
2030 | MISO_MI_2_MISO_WUMS | MISO_MI | MISO_WUMS | Internal | Summer | B1 | 10 | 117 | 0 | 734.16 | 730.18 | 0.01 | 0
2030 | MISO_MI_2_MISO_WUMS | MISO_MI | MISO_WUMS | Internal | Summer | B2 | 25 | 117 | 0 | 503.11 | 499.11 | 0.01 | 0
2030 | MISO_MI_2_MISO_WUMS | MISO_MI | MISO_WUMS | Internal | Summer | B3 | 75 | 117 | 117 | 75.95 | 75.98 | 0.01 | 0.01
2030 | MISO_MI_2_MISO_WUMS | MISO_MI | MISO_WUMS | Internal | Summer | B4 | 100 | 117 | 0 | 75 | 75 | 0.01 | 0
2030 | MISO_MI_2_MISO_WUMS | MISO_MI | MISO_WUMS | Internal | Summer | B5 | 200 | 117 | 53.58 | 70.02 | 70.04 | 0.01 | 0
2030 | MISO_MI_2_MISO_WUMS | MISO_MI | MISO_WUMS | Internal | Summer | B6 | 300 | 117 | 0 | 50.41 | 50.4 | 0.01 | 0
2030 | MISO_MI_2_MISO_WUMS | MISO_MI | MISO_WUMS | Internal | Summer | B7 | 400 | 117 | 0 | 45.05 | 43.66 | 0.01 | 0
2030 | MISO_MI_2_MISO_WUMS | MISO_MI | MISO_WUMS | Internal | Summer | B8 | 500 | 117 | 0 | 43.58 | 43.56 | 0.01 | 0
2030 | MISO_MI_2_MISO_WUMS | MISO_MI | MISO_WUMS | Internal | Summer | B9 | 800 | 117 | 0 | 39.46 | 39.46 | 0.01 | 0
2030 | MISO_MI_2_MISO_WUMS | MISO_MI | MISO_WUMS | Internal | Summer | B10 | 1262 | 117 | 0 | 36.62 | 36.62 | 0.01 | 0
2030 | MISO_MI_2_MISO_WUMS | MISO_MI | MISO_WUMS | Internal | Winter | B16 | 25 | 117 | 0 | 72.32 | 71.63 | 0.01 | 0
2030 | MISO_MI_2_MISO_WUMS | MISO_MI | MISO_WUMS | Internal | Winter | B17 | 100 | 117 | 0 | 55.99 | 55.1 | 0.01 | 0
2030 | MISO_MI_2_MISO_WUMS | MISO_MI | MISO_WUMS | Internal | Winter | B18 | 400 | 117 | 0 | 51.31 | 51.26 | 0.01 | 0
2030 | MISO_MI_2_MISO_WUMS | MISO_MI | MISO_WUMS | Internal | Winter | B19 | 700 | 117 | 117 | 47.72 | 47.75 | 0.01 | 0.01
2030 | MISO_MI_2_MISO_WUMS | MISO_MI | MISO_WUMS | Internal | Winter | B20 | 935 | 117 | 0 | 40.21 | 40.21 | 0.01 | 0
2030 | MISO_MI_2_PJM_ROR | MISO_MI | PJM_ROR | Internal | Shoulder | B11 | 25 | 1424 | 0 | 73.32 | 71.32 | 2 | 0
2030 | MISO_MI_2_PJM_ROR | MISO_MI | PJM_ROR | Internal | Shoulder | B12 | 200 | 1424 | 0 | 55.64 | 55.53 | 2 | 0
2030 | MISO_MI_2_PJM_ROR | MISO_MI | PJM_ROR | Internal | Shoulder | B13 | 600 | 1424 | 0 | 48.18 | 47.88 | 2 | 0
2030 | MISO_MI_2_PJM_ROR | MISO_MI | PJM_ROR | Internal | Shoulder | B14 | 900 | 1424 | 0 | 46.72 | 47.48 | 2 | 0
2030 | MISO_MI_2_PJM_ROR | MISO_MI | PJM_ROR | Internal | Shoulder | B15 | 1203 | 1424 | 0 | 41.73 | 43.69 | 2 | 0
2030 | MISO_MI_2_PJM_ROR | MISO_MI | PJM_ROR | Internal | Summer | B1 | 10 | 1424 | 0 | 734.16 | 732.18 | 2 | 0
2030 | MISO_MI_2_PJM_ROR | MISO_MI | PJM_ROR | Internal | Summer | B2 | 25 | 1424 | 0 | 503.11 | 501.11 | 2 | 0
2030 | MISO_MI_2_PJM_ROR | MISO_MI | PJM_ROR | Internal | Summer | B3 | 75 | 1424 | 0 | 75.95 | 73.8 | 2 | 0
2030 | MISO_MI_2_PJM_ROR | MISO_MI | PJM_ROR | Internal | Summer | B4 | 100 | 1424 | 0 | 75 | 73.01 | 2 | 0
2030 | MISO_MI_2_PJM_ROR | MISO_MI | PJM_ROR | Internal | Summer | B5 | 200 | 1424 | 0 | 70.02 | 68.04 | 2 | 0
2030 | MISO_MI_2_PJM_ROR | MISO_MI | PJM_ROR | Internal | Summer | B6 | 300 | 1424 | 0 | 50.41 | 48.41 | 2 | 0
2030 | MISO_MI_2_PJM_ROR | MISO_MI | PJM_ROR | Internal | Summer | B7 | 400 | 1424 | 0 | 45.05 | 44.82 | 2 | 0
2030 | MISO_MI_2_PJM_ROR | MISO_MI | PJM_ROR | Internal | Summer | B8 | 500 | 1424 | 0 | 43.58 | 44.35 | 2 | 0
2030 | MISO_MI_2_PJM_ROR | MISO_MI | PJM_ROR | Internal | Summer | B9 | 800 | 1424 | 0 | 39.46 | 41.35 | 2 | 0
2030 | MISO_MI_2_PJM_ROR | MISO_MI | PJM_ROR | Internal | Summer | B10 | 1262 | 1424 | 0 | 36.62 | 36.81 | 2 | 0
2030 | MISO_MI_2_PJM_ROR | MISO_MI | PJM_ROR | Internal | Winter | B16 | 25 | 1424 | 0 | 72.32 | 70.33 | 2 | 0
2030 | MISO_MI_2_PJM_ROR | MISO_MI | PJM_ROR | Internal | Winter | B17 | 100 | 1424 | 0 | 55.99 | 57.1 | 2 | 0
2030 | MISO_MI_2_PJM_ROR | MISO_MI | PJM_ROR | Internal | Winter | B18 | 400 | 1424 | 0 | 51.31 | 52.37 | 2 | 0
2030 | MISO_MI_2_PJM_ROR | MISO_MI | PJM_ROR | Internal | Winter | B19 | 700 | 1424 | 0 | 47.72 | 48.86 | 2 | 0
2030 | MISO_MI_2_PJM_ROR | MISO_MI | PJM_ROR | Internal | Winter | B20 | 935 | 1424 | 0 | 40.21 | 41.04 | 2 | 0
2030 | MISO_MO-IL_2_ENT | MISO_MO-IL | ENT | Internal | Shoulder | B11 | 25 | 2540 | 0 | 73.35 | 77.44 | 8 | 0
2030 | MISO_MO-IL_2_ENT | MISO_MO-IL | ENT | Internal | Shoulder | B12 | 200 | 2540 | 0 | 55.48 | 50.17 | 8 | 0
2030 | MISO_MO-IL_2_ENT | MISO_MO-IL | ENT | Internal | Shoulder | B13 | 600 | 2540 | 0 | 48.1 | 49.81 | 8 | 0
2030 | MISO_MO-IL_2_ENT | MISO_MO-IL | ENT | Internal | Shoulder | B14 | 900 | 2540 | 0 | 46.7 | 49.81 | 8 | 0
2030 | MISO_MO-IL_2_ENT | MISO_MO-IL | ENT | Internal | Shoulder | B15 | 1203 | 2540 | 0 | 41.7 | 48.17 | 8 | 0
2030 | MISO_MO-IL_2_ENT | MISO_MO-IL | ENT | Internal | Summer | B1 | 10 | 2540 | 2540 | 734.19 | 743.19 | 8 | 1
2030 | MISO_MO-IL_2_ENT | MISO_MO-IL | ENT | Internal | Summer | B2 | 25 | 2540 | 2540 | 503.13 | 515.12 | 8 | 3.99
2030 | MISO_MO-IL_2_ENT | MISO_MO-IL | ENT | Internal | Summer | B3 | 75 | 2540 | 2215.07 | 75.98 | 83.98 | 8 | 0
2030 | MISO_MO-IL_2_ENT | MISO_MO-IL | ENT | Internal | Summer | B4 | 100 | 2540 | 393.86 | 75 | 83 | 8 | 0
2030 | MISO_MO-IL_2_ENT | MISO_MO-IL | ENT | Internal | Summer | B5 | 200 | 2540 | 0 | 70.05 | 71.81 | 8 | 0
2030 | MISO_MO-IL_2_ENT | MISO_MO-IL | ENT | Internal | Summer | B6 | 300 | 2540 | 0 | 50.41 | 55.41 | 8 | 0
2030 | MISO_MO-IL_2_ENT | MISO_MO-IL | ENT | Internal | Summer | B7 | 400 | 2540 | 0 | 45.03 | 48.58 | 8 | 0
2030 | MISO_MO-IL_2_ENT | MISO_MO-IL | ENT | Internal | Summer | B8 | 500 | 2540 | 0 | 43.56 | 48.23 | 8 | 0
2030 | MISO_MO-IL_2_ENT | MISO_MO-IL | ENT | Internal | Summer | B9 | 800 | 2540 | 58.96 | 39.44 | 47.44 | 8 | 0
2030 | MISO_MO-IL_2_ENT | MISO_MO-IL | ENT | Internal | Summer | B10 | 1262 | 2540 | 2540 | 36.62 | 46.65 | 8 | 2.02
2030 | MISO_MO-IL_2_ENT | MISO_MO-IL | ENT | Internal | Winter | B16 | 25 | 2540 | 0 | 72.32 | 68.33 | 8 | 0
2030 | MISO_MO-IL_2_ENT | MISO_MO-IL | ENT | Internal | Winter | B17 | 100 | 2540 | 0 | 55.13 | 52.92 | 8 | 0
2030 | MISO_MO-IL_2_ENT | MISO_MO-IL | ENT | Internal | Winter | B18 | 400 | 2540 | 0 | 51.29 | 52.92 | 8 | 0
2030 | MISO_MO-IL_2_ENT | MISO_MO-IL | ENT | Internal | Winter | B19 | 700 | 2540 | 0 | 47.72 | 51.17 | 8 | 0
2030 | MISO_MO-IL_2_ENT | MISO_MO-IL | ENT | Internal | Winter | B20 | 935 | 2540 | 2540 | 40.21 | 50.71 | 8 | 2.5
2030 | MISO_MO-IL_2_MISO_IN | MISO_MO-IL | MISO_IN | Internal | Shoulder | B11 | 25 | 2100 | 0 | 73.35 | 73.34 | 0.01 | 0
2030 | MISO_MO-IL_2_MISO_IN | MISO_MO-IL | MISO_IN | Internal | Shoulder | B12 | 200 | 2100 | 2100 | 55.48 | 55.63 | 0.01 | 0.14
2030 | MISO_MO-IL_2_MISO_IN | MISO_MO-IL | MISO_IN | Internal | Shoulder | B13 | 600 | 2100 | 2100 | 48.1 | 48.16 | 0.01 | 0.05
2030 | MISO_MO-IL_2_MISO_IN | MISO_MO-IL | MISO_IN | Internal | Shoulder | B14 | 900 | 2100 | 561.95 | 46.7 | 46.71 | 0.01 | 0
2030 | MISO_MO-IL_2_MISO_IN | MISO_MO-IL | MISO_IN | Internal | Shoulder | B15 | 1203 | 2100 | 1392.82 | 41.7 | 41.72 | 0.01 | 0
2030 | MISO_MO-IL_2_MISO_IN | MISO_MO-IL | MISO_IN | Internal | Summer | B1 | 10 | 2100 | 0 | 734.19 | 734.18 | 0.01 | 0
2030 | MISO_MO-IL_2_MISO_IN | MISO_MO-IL | MISO_IN | Internal | Summer | B2 | 25 | 2100 | 0 | 503.13 | 503.12 | 0.01 | 0
2030 | MISO_MO-IL_2_MISO_IN | MISO_MO-IL | MISO_IN | Internal | Summer | B3 | 75 | 2100 | 0 | 75.98 | 75.96 | 0.01 | 0
2030 | MISO_MO-IL_2_MISO_IN | MISO_MO-IL | MISO_IN | Internal | Summer | B4 | 100 | 2100 | 17.2 | 75 | 75.01 | 0.01 | 0
2030 | MISO_MO-IL_2_MISO_IN | MISO_MO-IL | MISO_IN | Internal | Summer | B5 | 200 | 2100 | 0 | 70.05 | 70.04 | 0.01 | 0
2030 | MISO_MO-IL_2_MISO_IN | MISO_MO-IL | MISO_IN | Internal | Summer | B6 | 300 | 2100 | 0 | 50.41 | 50.41 | 0.01 | 0
2030 | MISO_MO-IL_2_MISO_IN | MISO_MO-IL | MISO_IN | Internal | Summer | B7 | 400 | 2100 | 61.52 | 45.03 | 45.04 | 0.01 | 0
2030 | MISO_MO-IL_2_MISO_IN | MISO_MO-IL | MISO_IN | Internal | Summer | B8 | 500 | 2100 | 976.24 | 43.56 | 43.57 | 0.01 | 0
2030 | MISO_MO-IL_2_MISO_IN | MISO_MO-IL | MISO_IN | Internal | Summer | B9 | 800 | 2100 | 229.77 | 39.44 | 39.45 | 0.01 | 0
2030 | MISO_MO-IL_2_MISO_IN | MISO_MO-IL | MISO_IN | Internal | Summer | B10 | 1262 | 2100 | 0 | 36.62 | 36.61 | 0.01 | 0
2030 | MISO_MO-IL_2_MISO_IN | MISO_MO-IL | MISO_IN | Internal | Winter | B16 | 25 | 2100 | 1935.8 | 72.32 | 72.33 | 0.01 | 0
2030 | MISO_MO-IL_2_MISO_IN | MISO_MO-IL | MISO_IN | Internal | Winter | B17 | 100 | 2100 | 2100 | 55.13 | 55.98 | 0.01 | 0.84
2030 | MISO_MO-IL_2_MISO_IN | MISO_MO-IL | MISO_IN | Internal | Winter | B18 | 400 | 2100 | 568.47 | 51.29 | 51.3 | 0.01 | 0
2030 | MISO_MO-IL_2_MISO_IN | MISO_MO-IL | MISO_IN | Internal | Winter | B19 | 700 | 2100 | 0 | 47.72 | 47.71 | 0.01 | 0
2030 | MISO_MO-IL_2_MISO_IN | MISO_MO-IL | MISO_IN | Internal | Winter | B20 | 935 | 2100 | 0 | 40.21 | 40.2 | 0.01 | 0
2030 | MISO_MO-IL_2_MISO_W | MISO_MO-IL | MISO_W | Internal | Shoulder | B11 | 25 | 960 | 0 | 73.35 | 73.33 | 0.01 | 0
2030 | MISO_MO-IL_2_MISO_W | MISO_MO-IL | MISO_W | Internal | Shoulder | B12 | 200 | 960 | 0 | 55.48 | 55.47 | 0.01 | 0
2030 | MISO_MO-IL_2_MISO_W | MISO_MO-IL | MISO_W | Internal | Shoulder | B13 | 600 | 960 | 0 | 48.1 | 48.09 | 0.01 | 0
2030 | MISO_MO-IL_2_MISO_W | MISO_MO-IL | MISO_W | Internal | Shoulder | B14 | 900 | 960 | 0 | 46.7 | 46.68 | 0.01 | 0
2030 | MISO_MO-IL_2_MISO_W | MISO_MO-IL | MISO_W | Internal | Shoulder | B15 | 1203 | 960 | 0 | 41.7 | 41.69 | 0.01 | 0
2030 | MISO_MO-IL_2_MISO_W | MISO_MO-IL | MISO_W | Internal | Summer | B1 | 10 | 960 | 0 | 734.19 | 734.18 | 0.01 | 0
2030 | MISO_MO-IL_2_MISO_W | MISO_MO-IL | MISO_W | Internal | Summer | B2 | 25 | 960 | 0 | 503.13 | 503.12 | 0.01 | 0
2030 | MISO_MO-IL_2_MISO_W | MISO_MO-IL | MISO_W | Internal | Summer | B3 | 75 | 960 | 772.38 | 75.98 | 75.99 | 0.01 | 0
2030 | MISO_MO-IL_2_MISO_W | MISO_MO-IL | MISO_W | Internal | Summer | B4 | 100 | 960 | 220.37 | 75 | 75.01 | 0.01 | 0
2030 | MISO_MO-IL_2_MISO_W | MISO_MO-IL | MISO_W | Internal | Summer | B5 | 200 | 960 | 715 | 70.05 | 70.06 | 0.01 | 0
2030 | MISO_MO-IL_2_MISO_W | MISO_MO-IL | MISO_W | Internal | Summer | B6 | 300 | 960 | 0 | 50.41 | 50.41 | 0.01 | 0
2030 | MISO_MO-IL_2_MISO_W | MISO_MO-IL | MISO_W | Internal | Summer | B7 | 400 | 960 | 0 | 45.03 | 45.02 | 0.01 | 0
2030 | MISO_MO-IL_2_MISO_W | MISO_MO-IL | MISO_W | Internal | Summer | B8 | 500 | 960 | 0 | 43.56 | 43.55 | 0.01 | 0
2030 | MISO_MO-IL_2_MISO_W | MISO_MO-IL | MISO_W | Internal | Summer | B9 | 800 | 960 | 297.17 | 39.44 | 39.45 | 0.01 | 0
2030 | MISO_MO-IL_2_MISO_W | MISO_MO-IL | MISO_W | Internal | Summer | B10 | 1262 | 960 | 0 | 36.62 | 36.61 | 0.01 | 0
2030 | MISO_MO-IL_2_MISO_W | MISO_MO-IL | MISO_W | Internal | Winter | B16 | 25 | 960 | 0 | 72.32 | 71.65 | 0.01 | 0
2030 | MISO_MO-IL_2_MISO_W | MISO_MO-IL | MISO_W | Internal | Winter | B17 | 100 | 960 | 0 | 55.13 | 55.12 | 0.01 | 0
2030 | MISO_MO-IL_2_MISO_W | MISO_MO-IL | MISO_W | Internal | Winter | B18 | 400 | 960 | 0 | 51.29 | 51.28 | 0.01 | 0
2030 | MISO_MO-IL_2_MISO_W | MISO_MO-IL | MISO_W | Internal | Winter | B19 | 700 | 960 | 304.07 | 47.72 | 47.74 | 0.01 | 0
2030 | MISO_MO-IL_2_MISO_W | MISO_MO-IL | MISO_W | Internal | Winter | B20 | 935 | 960 | 0 | 40.21 | 40.2 | 0.01 | 0
2030 | MISO_MO-IL_2_PJM_ROR | MISO_MO-IL | PJM_ROR | Internal | Shoulder | B11 | 25 | 1212 | 0 | 73.35 | 71.32 | 2 | 0
2030 | MISO_MO-IL_2_PJM_ROR | MISO_MO-IL | PJM_ROR | Internal | Shoulder | B12 | 200 | 1212 | 0 | 55.48 | 55.53 | 2 | 0
2030 | MISO_MO-IL_2_PJM_ROR | MISO_MO-IL | PJM_ROR | Internal | Shoulder | B13 | 600 | 1212 | 0 | 48.1 | 47.88 | 2 | 0
2030 | MISO_MO-IL_2_PJM_ROR | MISO_MO-IL | PJM_ROR | Internal | Shoulder | B14 | 900 | 1212 | 0 | 46.7 | 47.48 | 2 | 0
2030 | MISO_MO-IL_2_PJM_ROR | MISO_MO-IL | PJM_ROR | Internal | Shoulder | B15 | 1203 | 1212 | 0 | 41.7 | 43.69 | 2 | 0
2030 | MISO_MO-IL_2_PJM_ROR | MISO_MO-IL | PJM_ROR | Internal | Summer | B1 | 10 | 1212 | 0 | 734.19 | 732.18 | 2 | 0
2030 | MISO_MO-IL_2_PJM_ROR | MISO_MO-IL | PJM_ROR | Internal | Summer | B2 | 25 | 1212 | 0 | 503.13 | 501.11 | 2 | 0
2030 | MISO_MO-IL_2_PJM_ROR | MISO_MO-IL | PJM_ROR | Internal | Summer | B3 | 75 | 1212 | 0 | 75.98 | 73.8 | 2 | 0
2030 | MISO_MO-IL_2_PJM_ROR | MISO_MO-IL | PJM_ROR | Internal | Summer | B4 | 100 | 1212 | 0 | 75 | 73.01 | 2 | 0
2030 | MISO_MO-IL_2_PJM_ROR | MISO_MO-IL | PJM_ROR | Internal | Summer | B5 | 200 | 1212 | 0 | 70.05 | 68.04 | 2 | 0
2030 | MISO_MO-IL_2_PJM_ROR | MISO_MO-IL | PJM_ROR | Internal | Summer | B6 | 300 | 1212 | 0 | 50.41 | 48.41 | 2 | 0
2030 | MISO_MO-IL_2_PJM_ROR | MISO_MO-IL | PJM_ROR | Internal | Summer | B7 | 400 | 1212 | 0 | 45.03 | 44.82 | 2 | 0
2030 | MISO_MO-IL_2_PJM_ROR | MISO_MO-IL | PJM_ROR | Internal | Summer | B8 | 500 | 1212 | 0 | 43.56 | 44.35 | 2 | 0
2030 | MISO_MO-IL_2_PJM_ROR | MISO_MO-IL | PJM_ROR | Internal | Summer | B9 | 800 | 1212 | 0 | 39.44 | 41.35 | 2 | 0
2030 | MISO_MO-IL_2_PJM_ROR | MISO_MO-IL | PJM_ROR | Internal | Summer | B10 | 1262 | 1212 | 0 | 36.62 | 36.81 | 2 | 0
2030 | MISO_MO-IL_2_PJM_ROR | MISO_MO-IL | PJM_ROR | Internal | Winter | B16 | 25 | 1212 | 0 | 72.32 | 70.33 | 2 | 0
2030 | MISO_MO-IL_2_PJM_ROR | MISO_MO-IL | PJM_ROR | Internal | Winter | B17 | 100 | 1212 | 0 | 55.13 | 57.1 | 2 | 0
2030 | MISO_MO-IL_2_PJM_ROR | MISO_MO-IL | PJM_ROR | Internal | Winter | B18 | 400 | 1212 | 0 | 51.29 | 52.37 | 2 | 0
2030 | MISO_MO-IL_2_PJM_ROR | MISO_MO-IL | PJM_ROR | Internal | Winter | B19 | 700 | 1212 | 0 | 47.72 | 48.86 | 2 | 0
2030 | MISO_MO-IL_2_PJM_ROR | MISO_MO-IL | PJM_ROR | Internal | Winter | B20 | 935 | 1212 | 0 | 40.21 | 41.04 | 2 | 0
2030 | MISO_MO-IL_2_TVA_Transmission | MISO_MO-IL | TVA_Transmission | Internal | Shoulder | B11 | 25 | 4000 | 0 | 73.35 | 75.72 | 8 | 0
2030 | MISO_MO-IL_2_TVA_Transmission | MISO_MO-IL | TVA_Transmission | Internal | Shoulder | B12 | 200 | 4000 | 0 | 55.48 | 56.6 | 8 | 0
2030 | MISO_MO-IL_2_TVA_Transmission | MISO_MO-IL | TVA_Transmission | Internal | Shoulder | B13 | 600 | 4000 | 0 | 48.1 | 51.71 | 8 | 0
2030 | MISO_MO-IL_2_TVA_Transmission | MISO_MO-IL | TVA_Transmission | Internal | Shoulder | B14 | 900 | 4000 | 0 | 46.7 | 51.98 | 8 | 0
2030 | MISO_MO-IL_2_TVA_Transmission | MISO_MO-IL | TVA_Transmission | Internal | Shoulder | B15 | 1203 | 4000 | 0 | 41.7 | 49.54 | 8 | 0
2030 | MISO_MO-IL_2_TVA_Transmission | MISO_MO-IL | TVA_Transmission | Internal | Summer | B1 | 10 | 4000 | 3551.9 | 734.19 | 742.19 | 8 | 0
2030 | MISO_MO-IL_2_TVA_Transmission | MISO_MO-IL | TVA_Transmission | Internal | Summer | B2 | 25 | 4000 | 4000 | 503.13 | 519.12 | 8 | 7.99
2030 | MISO_MO-IL_2_TVA_Transmission | MISO_MO-IL | TVA_Transmission | Internal | Summer | B3 | 75 | 4000 | 0 | 75.98 | 83.75 | 8 | 0
2030 | MISO_MO-IL_2_TVA_Transmission | MISO_MO-IL | TVA_Transmission | Internal | Summer | B4 | 100 | 4000 | 0 | 75 | 82 | 8 | 0
2030 | MISO_MO-IL_2_TVA_Transmission | MISO_MO-IL | TVA_Transmission | Internal | Summer | B5 | 200 | 4000 | 0 | 70.05 | 74.04 | 8 | 0
2030 | MISO_MO-IL_2_TVA_Transmission | MISO_MO-IL | TVA_Transmission | Internal | Summer | B6 | 300 | 4000 | 0 | 50.41 | 54.41 | 8 | 0
2030 | MISO_MO-IL_2_TVA_Transmission | MISO_MO-IL | TVA_Transmission | Internal | Summer | B7 | 400 | 4000 | 0 | 45.03 | 50.82 | 8 | 0
2030 | MISO_MO-IL_2_TVA_Transmission | MISO_MO-IL | TVA_Transmission | Internal | Summer | B8 | 500 | 4000 | 0 | 43.56 | 48.13 | 8 | 0
2030 | MISO_MO-IL_2_TVA_Transmission | MISO_MO-IL | TVA_Transmission | Internal | Summer | B9 | 800 | 4000 | 0 | 39.44 | 47.34 | 8 | 0
2030 | MISO_MO-IL_2_TVA_Transmission | MISO_MO-IL | TVA_Transmission | Internal | Summer | B10 | 1262 | 4000 | 0 | 36.62 | 41.71 | 8 | 0
2030 | MISO_MO-IL_2_TVA_Transmission | MISO_MO-IL | TVA_Transmission | Internal | Winter | B16 | 25 | 4000 | 0 | 72.32 | 76.33 | 8 | 0
2030 | MISO_MO-IL_2_TVA_Transmission | MISO_MO-IL | TVA_Transmission | Internal | Winter | B17 | 100 | 4000 | 0 | 55.13 | 58.66 | 8 | 0
2030 | MISO_MO-IL_2_TVA_Transmission | MISO_MO-IL | TVA_Transmission | Internal | Winter | B18 | 400 | 4000 | 0 | 51.29 | 54.9 | 8 | 0
2030 | MISO_MO-IL_2_TVA_Transmission | MISO_MO-IL | TVA_Transmission | Internal | Winter | B19 | 700 | 4000 | 0 | 47.72 | 53.5 | 8 | 0
2030 | MISO_MO-IL_2_TVA_Transmission | MISO_MO-IL | TVA_Transmission | Internal | Winter | B20 | 935 | 4000 | 0 | 40.21 | 47.04 | 8 | 0
2030 | MISO_W_2_MAPP_CA | MISO_W | MAPP_CA | Internal | Shoulder | B11 | 25 | 700 | 0 | 73.33 | 73.32 | 0.01 | 0
2030 | MISO_W_2_MAPP_CA | MISO_W | MAPP_CA | Internal | Shoulder | B12 | 200 | 700 | 0 | 55.47 | 55.45 | 0.01 | 0
2030 | MISO_W_2_MAPP_CA | MISO_W | MAPP_CA | Internal | Shoulder | B13 | 600 | 700 | 0 | 48.09 | 48.07 | 0.01 | 0
2030 | MISO_W_2_MAPP_CA | MISO_W | MAPP_CA | Internal | Shoulder | B14 | 900 | 700 | 700 | 46.68 | 48.07 | 0.01 | 1.38
2030 | MISO_W_2_MAPP_CA | MISO_W | MAPP_CA | Internal | Shoulder | B15 | 1203 | 700 | 700 | 41.69 | 48.07 | 0.01 | 6.37
2030 | MISO_W_2_MAPP_CA | MISO_W | MAPP_CA | Internal | Summer | B1 | 10 | 700 | 0 | 734.18 | 734.16 | 0.01 | 0
2030 | MISO_W_2_MAPP_CA | MISO_W | MAPP_CA | Internal | Summer | B2 | 25 | 700 | 0 | 503.12 | 503.11 | 0.01 | 0
2030 | MISO_W_2_MAPP_CA | MISO_W | MAPP_CA | Internal | Summer | B3 | 75 | 700 | 0 | 75.99 | 75.98 | 0.01 | 0
2030 | MISO_W_2_MAPP_CA | MISO_W | MAPP_CA | Internal | Summer | B4 | 100 | 700 | 0 | 75.01 | 75 | 0.01 | 0
2030 | MISO_W_2_MAPP_CA | MISO_W | MAPP_CA | Internal | Summer | B5 | 200 | 700 | 0 | 70.06 | 70.05 | 0.01 | 0
2030 | MISO_W_2_MAPP_CA | MISO_W | MAPP_CA | Internal | Summer | B6 | 300 | 700 | 0 | 50.41 | 50.4 | 0.01 | 0
2030 | MISO_W_2_MAPP_CA | MISO_W | MAPP_CA | Internal | Summer | B7 | 400 | 700 | 0 | 45.02 | 45.01 | 0.01 | 0
2030 | MISO_W_2_MAPP_CA | MISO_W | MAPP_CA | Internal | Summer | B8 | 500 | 700 | 71.77 | 43.55 | 43.56 | 0.01 | 0
2030 | MISO_W_2_MAPP_CA | MISO_W | MAPP_CA | Internal | Summer | B9 | 800 | 700 | 700 | 39.45 | 43.56 | 0.01 | 4.1
2030 | MISO_W_2_MAPP_CA | MISO_W | MAPP_CA | Internal | Summer | B10 | 1262 | 700 | 700 | 36.61 | 43.56 | 0.01 | 6.94
2030 | MISO_W_2_MAPP_CA | MISO_W | MAPP_CA | Internal | Winter | B16 | 25 | 700 | 0 | 71.65 | 71.63 | 0.01 | 0
2030 | MISO_W_2_MAPP_CA | MISO_W | MAPP_CA | Internal | Winter | B17 | 100 | 700 | 327.96 | 55.12 | 55.13 | 0.01 | 0
2030 | MISO_W_2_MAPP_CA | MISO_W | MAPP_CA | Internal | Winter | B18 | 400 | 700 | 700 | 51.28 | 55.13 | 0.01 | 3.84
2030 | MISO_W_2_MAPP_CA | MISO_W | MAPP_CA | Internal | Winter | B19 | 700 | 700 | 700 | 47.74 | 55.13 | 0.01 | 7.38
2030 | MISO_W_2_MAPP_CA | MISO_W | MAPP_CA | Internal | Winter | B20 | 935 | 700 | 700 | 40.2 | 55.13 | 0.01 | 14.92
2030 | MISO_W_2_MISO_MO-IL | MISO_W | MISO_MO-IL | Internal | Shoulder | B11 | 25 | 3800 | 1139.39 | 73.33 | 73.35 | 0.01 | 0
2030 | MISO_W_2_MISO_MO-IL | MISO_W | MISO_MO-IL | Internal | Shoulder | B12 | 200 | 3800 | 2615.1 | 55.47 | 55.48 | 0.01 | 0
2030 | MISO_W_2_MISO_MO-IL | MISO_W | MISO_MO-IL | Internal | Shoulder | B13 | 600 | 3800 | 1929.43 | 48.09 | 48.1 | 0.01 | 0
2030 | MISO_W_2_MISO_MO-IL | MISO_W | MISO_MO-IL | Internal | Shoulder | B14 | 900 | 3800 | 154.14 | 46.68 | 46.7 | 0.01 | 0
2030 | MISO_W_2_MISO_MO-IL | MISO_W | MISO_MO-IL | Internal | Shoulder | B15 | 1203 | 3800 | 344.88 | 41.69 | 41.7 | 0.01 | 0
2030 | MISO_W_2_MISO_MO-IL | MISO_W | MISO_MO-IL | Internal | Summer | B1 | 10 | 3800 | 3584.76 | 734.18 | 734.19 | 0.01 | 0
2030 | MISO_W_2_MISO_MO-IL | MISO_W | MISO_MO-IL | Internal | Summer | B2 | 25 | 3800 | 3098.15 | 503.12 | 503.13 | 0.01 | 0
2030 | MISO_W_2_MISO_MO-IL | MISO_W | MISO_MO-IL | Internal | Summer | B3 | 75 | 3800 | 0 | 75.99 | 75.98 | 0.01 | 0
2030 | MISO_W_2_MISO_MO-IL | MISO_W | MISO_MO-IL | Internal | Summer | B4 | 100 | 3800 | 0 | 75.01 | 75 | 0.01 | 0
2030 | MISO_W_2_MISO_MO-IL | MISO_W | MISO_MO-IL | Internal | Summer | B5 | 200 | 3800 | 0 | 70.06 | 70.05 | 0.01 | 0
2030 | MISO_W_2_MISO_MO-IL | MISO_W | MISO_MO-IL | Internal | Summer | B6 | 300 | 3800 | 0 | 50.41 | 50.41 | 0.01 | 0
2030 | MISO_W_2_MISO_MO-IL | MISO_W | MISO_MO-IL | Internal | Summer | B7 | 400 | 3800 | 619.63 | 45.02 | 45.03 | 0.01 | 0
2030 | MISO_W_2_MISO_MO-IL | MISO_W | MISO_MO-IL | Internal | Summer | B8 | 500 | 3800 | 797.69 | 43.55 | 43.56 | 0.01 | 0
2030 | MISO_W_2_MISO_MO-IL | MISO_W | MISO_MO-IL | Internal | Summer | B9 | 800 | 3800 | 0 | 39.45 | 39.44 | 0.01 | 0
2030 | MISO_W_2_MISO_MO-IL | MISO_W | MISO_MO-IL | Internal | Summer | B10 | 1262 | 3800 | 1498.07 | 36.61 | 36.62 | 0.01 | 0
2030 | MISO_W_2_MISO_MO-IL | MISO_W | MISO_MO-IL | Internal | Winter | B16 | 25 | 3800 | 3800 | 71.65 | 72.32 | 0.01 | 0.66
2030 | MISO_W_2_MISO_MO-IL | MISO_W | MISO_MO-IL | Internal | Winter | B17 | 100 | 3800 | 3295.84 | 55.12 | 55.13 | 0.01 | 0
2030 | MISO_W_2_MISO_MO-IL | MISO_W | MISO_MO-IL | Internal | Winter | B18 | 400 | 3800 | 1226.89 | 51.28 | 51.29 | 0.01 | 0
2030 | MISO_W_2_MISO_MO-IL | MISO_W | MISO_MO-IL | Internal | Winter | B19 | 700 | 3800 | 0 | 47.74 | 47.72 | 0.01 | 0
2030 | MISO_W_2_MISO_MO-IL | MISO_W | MISO_MO-IL | Internal | Winter | B20 | 935 | 3800 | 2115.4 | 40.2 | 40.21 | 0.01 | 0
2030 | MISO_W_2_MISO_WUMS | MISO_W | MISO_WUMS | Internal | Shoulder | B11 | 25 | 1629 | 0 | 73.33 | 73.32 | 0.01 | 0
2030 | MISO_W_2_MISO_WUMS | MISO_W | MISO_WUMS | Internal | Shoulder | B12 | 200 | 1629 | 45.93 | 55.47 | 55.48 | 0.01 | 0
2030 | MISO_W_2_MISO_WUMS | MISO_W | MISO_WUMS | Internal | Shoulder | B13 | 600 | 1629 | 0 | 48.09 | 48.07 | 0.01 | 0
2030 | MISO_W_2_MISO_WUMS | MISO_W | MISO_WUMS | Internal | Shoulder | B14 | 900 | 1629 | 0 | 46.68 | 46.67 | 0.01 | 0
2030 | MISO_W_2_MISO_WUMS | MISO_W | MISO_WUMS | Internal | Shoulder | B15 | 1203 | 1629 | 535.35 | 41.69 | 41.7 | 0.01 | 0
2030 | MISO_W_2_MISO_WUMS | MISO_W | MISO_WUMS | Internal | Summer | B1 | 10 | 1629 | 0 | 734.18 | 730.18 | 0.01 | 0
2030 | MISO_W_2_MISO_WUMS | MISO_W | MISO_WUMS | Internal | Summer | B2 | 25 | 1629 | 0 | 503.12 | 499.11 | 0.01 | 0
2030 | MISO_W_2_MISO_WUMS | MISO_W | MISO_WUMS | Internal | Summer | B3 | 75 | 1629 | 0 | 75.99 | 75.98 | 0.01 | 0
2030 | MISO_W_2_MISO_WUMS | MISO_W | MISO_WUMS | Internal | Summer | B4 | 100 | 1629 | 0 | 75.01 | 75 | 0.01 | 0
2030 | MISO_W_2_MISO_WUMS | MISO_W | MISO_WUMS | Internal | Summer | B5 | 200 | 1629 | 0 | 70.06 | 70.04 | 0.01 | 0
2030 | MISO_W_2_MISO_WUMS | MISO_W | MISO_WUMS | Internal | Summer | B6 | 300 | 1629 | 0 | 50.41 | 50.4 | 0.01 | 0
2030 | MISO_W_2_MISO_WUMS | MISO_W | MISO_WUMS | Internal | Summer | B7 | 400 | 1629 | 0 | 45.02 | 43.66 | 0.01 | 0
2030 | MISO_W_2_MISO_WUMS | MISO_W | MISO_WUMS | Internal | Summer | B8 | 500 | 1629 | 770.76 | 43.55 | 43.56 | 0.01 | 0
2030 | MISO_W_2_MISO_WUMS | MISO_W | MISO_WUMS | Internal | Summer | B9 | 800 | 1629 | 1255.97 | 39.45 | 39.46 | 0.01 | 0
2030 | MISO_W_2_MISO_WUMS | MISO_W | MISO_WUMS | Internal | Summer | B10 | 1262 | 1629 | 948.72 | 36.61 | 36.62 | 0.01 | 0
2030 | MISO_W_2_MISO_WUMS | MISO_W | MISO_WUMS | Internal | Winter | B16 | 25 | 1629 | 0 | 71.65 | 71.63 | 0.01 | 0
2030 | MISO_W_2_MISO_WUMS | MISO_W | MISO_WUMS | Internal | Winter | B17 | 100 | 1629 | 0 | 55.12 | 55.1 | 0.01 | 0
2030 | MISO_W_2_MISO_WUMS | MISO_W | MISO_WUMS | Internal | Winter | B18 | 400 | 1629 | 0 | 51.28 | 51.26 | 0.01 | 0
2030 | MISO_W_2_MISO_WUMS | MISO_W | MISO_WUMS | Internal | Winter | B19 | 700 | 1629 | 82.08 | 47.74 | 47.75 | 0.01 | 0
2030 | MISO_W_2_MISO_WUMS | MISO_W | MISO_WUMS | Internal | Winter | B20 | 935 | 1629 | 28.85 | 40.2 | 40.21 | 0.01 | 0
2030 | MISO_W_2_PJM_ROR | MISO_W | PJM_ROR | Internal | Shoulder | B11 | 25 | 773 | 0 | 73.33 | 71.32 | 2 | 0
2030 | MISO_W_2_PJM_ROR | MISO_W | PJM_ROR | Internal | Shoulder | B12 | 200 | 773 | 0 | 55.47 | 55.53 | 2 | 0
2030 | MISO_W_2_PJM_ROR | MISO_W | PJM_ROR | Internal | Shoulder | B13 | 600 | 773 | 0 | 48.09 | 47.88 | 2 | 0
2030 | MISO_W_2_PJM_ROR | MISO_W | PJM_ROR | Internal | Shoulder | B14 | 900 | 773 | 0 | 46.68 | 47.48 | 2 | 0
2030 | MISO_W_2_PJM_ROR | MISO_W | PJM_ROR | Internal | Shoulder | B15 | 1203 | 773 | 185.83 | 41.69 | 43.69 | 2 | 0
2030 | MISO_W_2_PJM_ROR | MISO_W | PJM_ROR | Internal | Summer | B1 | 10 | 773 | 0 | 734.18 | 732.18 | 2 | 0
2030 | MISO_W_2_PJM_ROR | MISO_W | PJM_ROR | Internal | Summer | B2 | 25 | 773 | 0 | 503.12 | 501.11 | 2 | 0
2030 | MISO_W_2_PJM_ROR | MISO_W | PJM_ROR | Internal | Summer | B3 | 75 | 773 | 0 | 75.99 | 73.8 | 2 | 0
2030 | MISO_W_2_PJM_ROR | MISO_W | PJM_ROR | Internal | Summer | B4 | 100 | 773 | 0 | 75.01 | 73.01 | 2 | 0
2030 | MISO_W_2_PJM_ROR | MISO_W | PJM_ROR | Internal | Summer | B5 | 200 | 773 | 0 | 70.06 | 68.04 | 2 | 0
2030 | MISO_W_2_PJM_ROR | MISO_W | PJM_ROR | Internal | Summer | B6 | 300 | 773 | 0 | 50.41 | 48.41 | 2 | 0
2030 | MISO_W_2_PJM_ROR | MISO_W | PJM_ROR | Internal | Summer | B7 | 400 | 773 | 0 | 45.02 | 44.82 | 2 | 0
2030 | MISO_W_2_PJM_ROR | MISO_W | PJM_ROR | Internal | Summer | B8 | 500 | 773 | 0 | 43.55 | 44.35 | 2 | 0
2030 | MISO_W_2_PJM_ROR | MISO_W | PJM_ROR | Internal | Summer | B9 | 800 | 773 | 0 | 39.45 | 41.35 | 2 | 0
2030 | MISO_W_2_PJM_ROR | MISO_W | PJM_ROR | Internal | Summer | B10 | 1262 | 773 | 0 | 36.61 | 36.81 | 2 | 0
2030 | MISO_W_2_PJM_ROR | MISO_W | PJM_ROR | Internal | Winter | B16 | 25 | 773 | 0 | 71.65 | 70.33 | 2 | 0
2030 | MISO_W_2_PJM_ROR | MISO_W | PJM_ROR | Internal | Winter | B17 | 100 | 773 | 0 | 55.12 | 57.1 | 2 | 0
2030 | MISO_W_2_PJM_ROR | MISO_W | PJM_ROR | Internal | Winter | B18 | 400 | 773 | 0 | 51.28 | 52.37 | 2 | 0
2030 | MISO_W_2_PJM_ROR | MISO_W | PJM_ROR | Internal | Winter | B19 | 700 | 773 | 0 | 47.74 | 48.86 | 2 | 0
2030 | MISO_W_2_PJM_ROR | MISO_W | PJM_ROR | Internal | Winter | B20 | 935 | 773 | 0 | 40.2 | 41.04 | 2 | 0
2030 | MISO_W_2_SPP_N | MISO_W | SPP_N | Internal | Shoulder | B11 | 25 | 3200 | 1115.76 | 73.33 | 80.33 | 7 | 0
2030 | MISO_W_2_SPP_N | MISO_W | SPP_N | Internal | Shoulder | B12 | 200 | 3200 | 0 | 55.47 | 51.83 | 7 | 0
2030 | MISO_W_2_SPP_N | MISO_W | SPP_N | Internal | Shoulder | B13 | 600 | 3200 | 0 | 48.09 | 48.1 | 7 | 0
2030 | MISO_W_2_SPP_N | MISO_W | SPP_N | Internal | Shoulder | B14 | 900 | 3200 | 0 | 46.68 | 48.1 | 7 | 0
2030 | MISO_W_2_SPP_N | MISO_W | SPP_N | Internal | Shoulder | B15 | 1203 | 3200 | 0 | 41.69 | 47.97 | 7 | 0
2030 | MISO_W_2_SPP_N | MISO_W | SPP_N | Internal | Summer | B1 | 10 | 3200 | 1661.13 | 734.18 | 741.18 | 7 | 0
2030 | MISO_W_2_SPP_N | MISO_W | SPP_N | Internal | Summer | B2 | 25 | 3200 | 2715.03 | 503.12 | 510.12 | 7 | 0
2030 | MISO_W_2_SPP_N | MISO_W | SPP_N | Internal | Summer | B3 | 75 | 3200 | 1922.72 | 75.99 | 82.99 | 7 | 0
2030 | MISO_W_2_SPP_N | MISO_W | SPP_N | Internal | Summer | B4 | 100 | 3200 | 0 | 75.01 | 79.41 | 7 | 0
2030 | MISO_W_2_SPP_N | MISO_W | SPP_N | Internal | Summer | B5 | 200 | 3200 | 2336.76 | 70.06 | 77.06 | 7 | 0
2030 | MISO_W_2_SPP_N | MISO_W | SPP_N | Internal | Summer | B6 | 300 | 3200 | 2351.94 | 50.41 | 57.41 | 7 | 0
2030 | MISO_W_2_SPP_N | MISO_W | SPP_N | Internal | Summer | B7 | 400 | 3200 | 0 | 45.02 | 48.57 | 7 | 0
2030 | MISO_W_2_SPP_N | MISO_W | SPP_N | Internal | Summer | B8 | 500 | 3200 | 0 | 43.55 | 48.09 | 7 | 0
2030 | MISO_W_2_SPP_N | MISO_W | SPP_N | Internal | Summer | B9 | 800 | 3200 | 611.39 | 39.45 | 46.45 | 7 | 0
2030 | MISO_W_2_SPP_N | MISO_W | SPP_N | Internal | Summer | B10 | 1262 | 3200 | 1086.05 | 36.61 | 43.61 | 7 | 0
2030 | MISO_W_2_SPP_N | MISO_W | SPP_N | Internal | Winter | B16 | 25 | 3200 | 0 | 71.65 | 67.66 | 7 | 0
2030 | MISO_W_2_SPP_N | MISO_W | SPP_N | Internal | Winter | B17 | 100 | 3200 | 0 | 55.12 | 51.31 | 7 | 0
2030 | MISO_W_2_SPP_N | MISO_W | SPP_N | Internal | Winter | B18 | 400 | 3200 | 0 | 51.28 | 51.29 | 7 | 0
2030 | MISO_W_2_SPP_N | MISO_W | SPP_N | Internal | Winter | B19 | 700 | 3200 | 0 | 47.74 | 51.17 | 7 | 0
2030 | MISO_W_2_SPP_N | MISO_W | SPP_N | Internal | Winter | B20 | 935 | 3200 | 0 | 40.2 | 45.71 | 7 | 0
2030 | MISO_WUMS_2_MISO_MI | MISO_WUMS | MISO_MI | Internal | Shoulder | B11 | 25 | 99 | 0 | 73.32 | 73.32 | 0.01 | 0
2030 | MISO_WUMS_2_MISO_MI | MISO_WUMS | MISO_MI | Internal | Shoulder | B12 | 200 | 99 | 99 | 55.48 | 55.64 | 0.01 | 0.15
2030 | MISO_WUMS_2_MISO_MI | MISO_WUMS | MISO_MI | Internal | Shoulder | B13 | 600 | 99 | 99 | 48.07 | 48.18 | 0.01 | 0.09
2030 | MISO_WUMS_2_MISO_MI | MISO_WUMS | MISO_MI | Internal | Shoulder | B14 | 900 | 99 | 99 | 46.67 | 46.72 | 0.01 | 0.04
2030 | MISO_WUMS_2_MISO_MI | MISO_WUMS | MISO_MI | Internal | Shoulder | B15 | 1203 | 99 | 99 | 41.7 | 41.73 | 0.01 | 0.01
2030 | MISO_WUMS_2_MISO_MI | MISO_WUMS | MISO_MI | Internal | Summer | B1 | 10 | 99 | 99 | 730.18 | 734.16 | 0.01 | 3.98
2030 | MISO_WUMS_2_MISO_MI | MISO_WUMS | MISO_MI | Internal | Summer | B2 | 25 | 99 | 99 | 499.11 | 503.11 | 0.01 | 3.99
2030 | MISO_WUMS_2_MISO_MI | MISO_WUMS | MISO_MI | Internal | Summer | B3 | 75 | 99 | 0 | 75.98 | 75.95 | 0.01 | 0
2030 | MISO_WUMS_2_MISO_MI | MISO_WUMS | MISO_MI | Internal | Summer | B4 | 100 | 99 | 0 | 75 | 75 | 0.01 | 0
2030 | MISO_WUMS_2_MISO_MI | MISO_WUMS | MISO_MI | Internal | Summer | B5 | 200 | 99 | 0 | 70.04 | 70.02 | 0.01 | 0
2030 | MISO_WUMS_2_MISO_MI | MISO_WUMS | MISO_MI | Internal | Summer | B6 | 300 | 99 | 68.27 | 50.4 | 50.41 | 0.01 | 0
2030 | MISO_WUMS_2_MISO_MI | MISO_WUMS | MISO_MI | Internal | Summer | B7 | 400 | 99 | 99 | 43.66 | 45.05 | 0.01 | 1.38
2030 | MISO_WUMS_2_MISO_MI | MISO_WUMS | MISO_MI | Internal | Summer | B8 | 500 | 99 | 99 | 43.56 | 43.58 | 0.01 | 0.01
2030 | MISO_WUMS_2_MISO_MI | MISO_WUMS | MISO_MI | Internal | Summer | B9 | 800 | 99 | 0 | 39.46 | 39.46 | 0.01 | 0
2030 | MISO_WUMS_2_MISO_MI | MISO_WUMS | MISO_MI | Internal | Summer | B10 | 1262 | 99 | 0 | 36.62 | 36.62 | 0.01 | 0
2030 | MISO_WUMS_2_MISO_MI | MISO_WUMS | MISO_MI | Internal | Winter | B16 | 25 | 99 | 99 | 71.63 | 72.32 | 0.01 | 0.68
2030 | MISO_WUMS_2_MISO_MI | MISO_WUMS | MISO_MI | Internal | Winter | B17 | 100 | 99 | 99 | 55.1 | 55.99 | 0.01 | 0.87
2030 | MISO_WUMS_2_MISO_MI | MISO_WUMS | MISO_MI | Internal | Winter | B18 | 400 | 99 | 99 | 51.26 | 51.31 | 0.01 | 0.04
2030 | MISO_WUMS_2_MISO_MI | MISO_WUMS | MISO_MI | Internal | Winter | B19 | 700 | 99 | 0 | 47.75 | 47.72 | 0.01 | 0
2030 | MISO_WUMS_2_MISO_MI | MISO_WUMS | MISO_MI | Internal | Winter | B20 | 935 | 99 | 0 | 40.21 | 40.21 | 0.01 | 0
2030 | MISO_WUMS_2_MISO_W | MISO_WUMS | MISO_W | Internal | Shoulder | B11 | 25 | 1137 | 538.37 | 73.32 | 73.33 | 0.01 | 0
2030 | MISO_WUMS_2_MISO_W | MISO_WUMS | MISO_W | Internal | Shoulder | B12 | 200 | 1137 | 0 | 55.48 | 55.47 | 0.01 | 0
2030 | MISO_WUMS_2_MISO_W | MISO_WUMS | MISO_W | Internal | Shoulder | B13 | 600 | 1137 | 296.3 | 48.07 | 48.09 | 0.01 | 0
2030 | MISO_WUMS_2_MISO_W | MISO_WUMS | MISO_W | Internal | Shoulder | B14 | 900 | 1137 | 843.32 | 46.67 | 46.68 | 0.01 | 0
2030 | MISO_WUMS_2_MISO_W | MISO_WUMS | MISO_W | Internal | Shoulder | B15 | 1203 | 1137 | 0 | 41.7 | 41.69 | 0.01 | 0
2030 | MISO_WUMS_2_MISO_W | MISO_WUMS | MISO_W | Internal | Summer | B1 | 10 | 1137 | 1137 | 730.18 | 734.18 | 0.01 | 3.99
2030 | MISO_WUMS_2_MISO_W | MISO_WUMS | MISO_W | Internal | Summer | B2 | 25 | 1137 | 1137 | 499.11 | 503.12 | 0.01 | 4
2030 | MISO_WUMS_2_MISO_W | MISO_WUMS | MISO_W | Internal | Summer | B3 | 75 | 1137 | 967.25 | 75.98 | 75.99 | 0.01 | 0
2030 | MISO_WUMS_2_MISO_W | MISO_WUMS | MISO_W | Internal | Summer | B4 | 100 | 1137 | 66.42 | 75 | 75.01 | 0.01 | 0
2030 | MISO_WUMS_2_MISO_W | MISO_WUMS | MISO_W | Internal | Summer | B5 | 200 | 1137 | 1137 | 70.04 | 70.06 | 0.01 | 0.01
2030 | MISO_WUMS_2_MISO_W | MISO_WUMS | MISO_W | Internal | Summer | B6 | 300 | 1137 | 952.72 | 50.4 | 50.41 | 0.01 | 0
2030 | MISO_WUMS_2_MISO_W | MISO_WUMS | MISO_W | Internal | Summer | B7 | 400 | 1137 | 1137 | 43.66 | 45.02 | 0.01 | 1.34
2030 | MISO_WUMS_2_MISO_W | MISO_WUMS | MISO_W | Internal | Summer | B8 | 500 | 1137 | 0 | 43.56 | 43.55 | 0.01 | 0
2030 | MISO_WUMS_2_MISO_W | MISO_WUMS | MISO_W | Internal | Summer | B9 | 800 | 1137 | 0 | 39.46 | 39.45 | 0.01 | 0
2030 | MISO_WUMS_2_MISO_W | MISO_WUMS | MISO_W | Internal | Summer | B10 | 1262 | 1137 | 0 | 36.62 | 36.61 | 0.01 | 0
2030 | MISO_WUMS_2_MISO_W | MISO_WUMS | MISO_W | Internal | Winter | B16 | 25 | 1137 | 379.07 | 71.63 | 71.65 | 0.01 | 0
2030 | MISO_WUMS_2_MISO_W | MISO_WUMS | MISO_W | Internal | Winter | B17 | 100 | 1137 | 364.14 | 55.1 | 55.12 | 0.01 | 0
2030 | MISO_WUMS_2_MISO_W | MISO_WUMS | MISO_W | Internal | Winter | B18 | 400 | 1137 | 938.86 | 51.26 | 51.28 | 0.01 | 0
2030 | MISO_WUMS_2_MISO_W | MISO_WUMS | MISO_W | Internal | Winter | B19 | 700 | 1137 | 0 | 47.75 | 47.74 | 0.01 | 0
2030 | MISO_WUMS_2_MISO_W | MISO_WUMS | MISO_W | Internal | Winter | B20 | 935 | 1137 | 0 | 40.21 | 40.2 | 0.01 | 0
2030 | MISO_WUMS_2_PJM_ROR | MISO_WUMS | PJM_ROR | Internal | Shoulder | B11 | 25 | 1600 | 0 | 73.32 | 71.32 | 2 | 0
2030 | MISO_WUMS_2_PJM_ROR | MISO_WUMS | PJM_ROR | Internal | Shoulder | B12 | 200 | 1600 | 0 | 55.48 | 55.53 | 2 | 0
2030 | MISO_WUMS_2_PJM_ROR | MISO_WUMS | PJM_ROR | Internal | Shoulder | B13 | 600 | 1600 | 0 | 48.07 | 47.88 | 2 | 0
2030 | MISO_WUMS_2_PJM_ROR | MISO_WUMS | PJM_ROR | Internal | Shoulder | B14 | 900 | 1600 | 0 | 46.67 | 47.48 | 2 | 0
2030 | MISO_WUMS_2_PJM_ROR | MISO_WUMS | PJM_ROR | Internal | Shoulder | B15 | 1203 | 1600 | 0 | 41.7 | 43.69 | 2 | 0
2030 | MISO_WUMS_2_PJM_ROR | MISO_WUMS | PJM_ROR | Internal | Summer | B1 | 10 | 1600 | 674.53 | 730.18 | 732.18 | 2 | 0
2030 | MISO_WUMS_2_PJM_ROR | MISO_WUMS | PJM_ROR | Internal | Summer | B2 | 25 | 1600 | 525.87 | 499.11 | 501.11 | 2 | 0
2030 | MISO_WUMS_2_PJM_ROR | MISO_WUMS | PJM_ROR | Internal | Summer | B3 | 75 | 1600 | 0 | 75.98 | 73.8 | 2 | 0
2030 | MISO_WUMS_2_PJM_ROR | MISO_WUMS | PJM_ROR | Internal | Summer | B4 | 100 | 1600 | 0 | 75 | 73.01 | 2 | 0
2030 | MISO_WUMS_2_PJM_ROR | MISO_WUMS | PJM_ROR | Internal | Summer | B5 | 200 | 1600 | 0 | 70.04 | 68.04 | 2 | 0
2030 | MISO_WUMS_2_PJM_ROR | MISO_WUMS | PJM_ROR | Internal | Summer | B6 | 300 | 1600 | 0 | 50.4 | 48.41 | 2 | 0
2030 | MISO_WUMS_2_PJM_ROR | MISO_WUMS | PJM_ROR | Internal | Summer | B7 | 400 | 1600 | 0 | 43.66 | 44.82 | 2 | 0
2030 | MISO_WUMS_2_PJM_ROR | MISO_WUMS | PJM_ROR | Internal | Summer | B8 | 500 | 1600 | 0 | 43.56 | 44.35 | 2 | 0
2030 | MISO_WUMS_2_PJM_ROR | MISO_WUMS | PJM_ROR | Internal | Summer | B9 | 800 | 1600 | 0 | 39.46 | 41.35 | 2 | 0
2030 | MISO_WUMS_2_PJM_ROR | MISO_WUMS | PJM_ROR | Internal | Summer | B10 | 1262 | 1600 | 0 | 36.62 | 36.81 | 2 | 0
2030 | MISO_WUMS_2_PJM_ROR | MISO_WUMS | PJM_ROR | Internal | Winter | B16 | 25 | 1600 | 0 | 71.63 | 70.33 | 2 | 0
2030 | MISO_WUMS_2_PJM_ROR | MISO_WUMS | PJM_ROR | Internal | Winter | B17 | 100 | 1600 | 376.25 | 55.1 | 57.1 | 2 | 0
2030 | MISO_WUMS_2_PJM_ROR | MISO_WUMS | PJM_ROR | Internal | Winter | B18 | 400 | 1600 | 0 | 51.26 | 52.37 | 2 | 0
2030 | MISO_WUMS_2_PJM_ROR | MISO_WUMS | PJM_ROR | Internal | Winter | B19 | 700 | 1600 | 0 | 47.75 | 48.86 | 2 | 0
2030 | MISO_WUMS_2_PJM_ROR | MISO_WUMS | PJM_ROR | Internal | Winter | B20 | 935 | 1600 | 0 | 40.21 | 41.04 | 2 | 0
2030 | NE_2_MISO_W | NE | MISO_W | Internal | Shoulder | B11 | 25 | 1600 | 0 | 73.33 | 73.33 | 5 | 0
2030 | NE_2_MISO_W | NE | MISO_W | Internal | Shoulder | B12 | 200 | 1600 | 0 | 51.82 | 55.47 | 5 | 0
2030 | NE_2_MISO_W | NE | MISO_W | Internal | Shoulder | B13 | 600 | 1600 | 0 | 48.09 | 48.09 | 5 | 0
2030 | NE_2_MISO_W | NE | MISO_W | Internal | Shoulder | B14 | 900 | 1600 | 0 | 48.09 | 46.68 | 5 | 0
2030 | NE_2_MISO_W | NE | MISO_W | Internal | Shoulder | B15 | 1203 | 1600 | 0 | 47.96 | 41.69 | 5 | 0
2030 | NE_2_MISO_W | NE | MISO_W | Internal | Summer | B1 | 10 | 1600 | 0 | 734.18 | 734.18 | 5 | 0
2030 | NE_2_MISO_W | NE | MISO_W | Internal | Summer | B2 | 25 | 1600 | 0 | 503.12 | 503.12 | 5 | 0
2030 | NE_2_MISO_W | NE | MISO_W | Internal | Summer | B3 | 75 | 1600 | 0 | 78.44 | 75.99 | 5 | 0
2030 | NE_2_MISO_W | NE | MISO_W | Internal | Summer | B4 | 100 | 1600 | 0 | 78.44 | 75.01 | 5 | 0
2030 | NE_2_MISO_W | NE | MISO_W | Internal | Summer | B5 | 200 | 1600 | 0 | 71.71 | 70.06 | 5 | 0
2030 | NE_2_MISO_W | NE | MISO_W | Internal | Summer | B6 | 300 | 1600 | 0 | 50.41 | 50.41 | 5 | 0
2030 | NE_2_MISO_W | NE | MISO_W | Internal | Summer | B7 | 400 | 1600 | 0 | 45.02 | 45.02 | 5 | 0
2030 | NE_2_MISO_W | NE | MISO_W | Internal | Summer | B8 | 500 | 1600 | 0 | 43.55 | 43.55 | 5 | 0
2030 | NE_2_MISO_W | NE | MISO_W | Internal | Summer | B9 | 800 | 1600 | 0 | 39.45 | 39.45 | 5 | 0
2030 | NE_2_MISO_W | NE | MISO_W | Internal | Summer | B10 | 1262 | 1600 | 0 | 34.59 | 36.61 | 5 | 0
2030 | NE_2_MISO_W | NE | MISO_W | Internal | Winter | B16 | 25 | 1600 | 0 | 67.65 | 71.65 | 5 | 0
2030 | NE_2_MISO_W | NE | MISO_W | Internal | Winter | B17 | 100 | 1600 | 0 | 51.3 | 55.12 | 5 | 0
2030 | NE_2_MISO_W | NE | MISO_W | Internal | Winter | B18 | 400 | 1600 | 0 | 51.28 | 51.28 | 5 | 0
2030 | NE_2_MISO_W | NE | MISO_W | Internal | Winter | B19 | 700 | 1600 | 0 | 51.16 | 47.74 | 5 | 0
2030 | NE_2_MISO_W | NE | MISO_W | Internal | Winter | B20 | 935 | 1600 | 0 | 44.52 | 40.2 | 5 | 0
2030 | NE_2_SPP_N | NE | SPP_N | Internal | Shoulder | B11 | 25 | 1800 | 1800 | 73.33 | 80.33 | 0.01 | 6.99
2030 | NE_2_SPP_N | NE | SPP_N | Internal | Shoulder | B12 | 200 | 1800 | 904.01 | 51.82 | 51.83 | 0.01 | 0
2030 | NE_2_SPP_N | NE | SPP_N | Internal | Shoulder | B13 | 600 | 1800 | 1800 | 48.09 | 48.1 | 0.01 | 0
2030 | NE_2_SPP_N | NE | SPP_N | Internal | Shoulder | B14 | 900 | 1800 | 1477.17 | 48.09 | 48.1 | 0.01 | 0
2030 | NE_2_SPP_N | NE | SPP_N | Internal | Shoulder | B15 | 1203 | 1800 | 1521.61 | 47.96 | 47.97 | 0.01 | 0
2030 | NE_2_SPP_N | NE | SPP_N | Internal | Summer | B1 | 10 | 1800 | 1800 | 734.18 | 741.18 | 0.01 | 6.99
2030 | NE_2_SPP_N | NE | SPP_N | Internal | Summer | B2 | 25 | 1800 | 1800 | 503.12 | 510.12 | 0.01 | 6.99
2030 | NE_2_SPP_N | NE | SPP_N | Internal | Summer | B3 | 75 | 1800 | 1800 | 78.44 | 82.99 | 0.01 | 4.54
2030 | NE_2_SPP_N | NE | SPP_N | Internal | Summer | B4 | 100 | 1800 | 1800 | 78.44 | 79.41 | 0.01 | 0.96
2030 | NE_2_SPP_N | NE | SPP_N | Internal | Summer | B5 | 200 | 1800 | 1800 | 71.71 | 77.06 | 0.01 | 5.33
2030 | NE_2_SPP_N | NE | SPP_N | Internal | Summer | B6 | 300 | 1800 | 1800 | 50.41 | 57.41 | 0.01 | 6.99
2030 | NE_2_SPP_N | NE | SPP_N | Internal | Summer | B7 | 400 | 1800 | 1800 | 45.02 | 48.57 | 0.01 | 3.54
2030 | NE_2_SPP_N | NE | SPP_N | Internal | Summer | B8 | 500 | 1800 | 1800 | 43.55 | 48.09 | 0.01 | 4.53
2030 | NE_2_SPP_N | NE | SPP_N | Internal | Summer | B9 | 800 | 1800 | 1800 | 39.45 | 46.45 | 0.01 | 6.99
2030 | NE_2_SPP_N | NE | SPP_N | Internal | Summer | B10 | 1262 | 1800 | 1800 | 34.59 | 43.61 | 0.01 | 9.01
2030 | NE_2_SPP_N | NE | SPP_N | Internal | Winter | B16 | 25 | 1800 | 874.59 | 67.65 | 67.66 | 0.01 | 0
2030 | NE_2_SPP_N | NE | SPP_N | Internal | Winter | B17 | 100 | 1800 | 788.09 | 51.3 | 51.31 | 0.01 | 0
2030 | NE_2_SPP_N | NE | SPP_N | Internal | Winter | B18 | 400 | 1800 | 1322.95 | 51.28 | 51.29 | 0.01 | 0
2030 | NE_2_SPP_N | NE | SPP_N | Internal | Winter | B19 | 700 | 1800 | 1255.76 | 51.16 | 51.17 | 0.01 | 0
2030 | NE_2_SPP_N | NE | SPP_N | Internal | Winter | B20 | 935 | 1800 | 1800 | 44.52 | 45.71 | 0.01 | 1.19
2030 | NEISO_2_NYISO_A-F | NEISO | NYISO_A-F | Internal | Shoulder | B11 | 25 | 600 | 600 | 44.17 | 47.21 | 3 | 0.05
2030 | NEISO_2_NYISO_A-F | NEISO | NYISO_A-F | Internal | Shoulder | B12 | 200 | 600 | 600 | 44.17 | 47.21 | 3 | 0.05
2030 | NEISO_2_NYISO_A-F | NEISO | NYISO_A-F | Internal | Shoulder | B13 | 600 | 600 | 314.82 | 41.66 | 44.66 | 3 | 0
2030 | NEISO_2_NYISO_A-F | NEISO | NYISO_A-F | Internal | Shoulder | B14 | 900 | 600 | 326.87 | 41.66 | 44.66 | 3 | 0
2030 | NEISO_2_NYISO_A-F | NEISO | NYISO_A-F | Internal | Shoulder | B15 | 1203 | 600 | 283.62 | 41.66 | 44.66 | 3 | 0
2030 | NEISO_2_NYISO_A-F | NEISO | NYISO_A-F | Internal | Summer | B1 | 10 | 600 | 0 | 67.63 | 68.84 | 3 | 0
2030 | NEISO_2_NYISO_A-F | NEISO | NYISO_A-F | Internal | Summer | B2 | 25 | 600 | 0 | 122.29 | 119.29 | 3 | 0
2030 | NEISO_2_NYISO_A-F | NEISO | NYISO_A-F | Internal | Summer | B3 | 75 | 600 | 600 | 56.27 | 59.46 | 3 | 0.19
2030 | NEISO_2_NYISO_A-F | NEISO | NYISO_A-F | Internal | Summer | B4 | 100 | 600 | 420.41 | 47.33 | 50.33 | 3 | 0
2030 | NEISO_2_NYISO_A-F | NEISO | NYISO_A-F | Internal | Summer | B5 | 200 | 600 | 600 | 40.82 | 50.33 | 3 | 6.51
2030 | NEISO_2_NYISO_A-F | NEISO | NYISO_A-F | Internal | Summer | B6 | 300 | 600 | 600 | 40.82 | 45.88 | 3 | 2.07
2030 | NEISO_2_NYISO_A-F | NEISO | NYISO_A-F | Internal | Summer | B7 | 400 | 600 | 0 | 40.82 | 43.81 | 3 | 0
2030 | NEISO_2_NYISO_A-F | NEISO | NYISO_A-F | Internal | Summer | B8 | 500 | 600 | 0 | 40.82 | 43.81 | 3 | 0
2030 | NEISO_2_NYISO_A-F | NEISO | NYISO_A-F | Internal | Summer | B9 | 800 | 600 | 0 | 40.42 | 42.82 | 3 | 0
2030 | NEISO_2_NYISO_A-F | NEISO | NYISO_A-F | Internal | Summer | B10 | 1262 | 600 | 0 | 40.82 | 42.82 | 3 | 0
2030 | NEISO_2_NYISO_A-F | NEISO | NYISO_A-F | Internal | Winter | B16 | 25 | 600 | 0 | 54.51 | 51.51 | 3 | 0
2030 | NEISO_2_NYISO_A-F | NEISO | NYISO_A-F | Internal | Winter | B17 | 100 | 600 | 0 | 50.02 | 49.12 | 3 | 0
2030 | NEISO_2_NYISO_A-F | NEISO | NYISO_A-F | Internal | Winter | B18 | 400 | 600 | 0 | 50.02 | 47.06 | 3 | 0
2030 | NEISO_2_NYISO_A-F | NEISO | NYISO_A-F | Internal | Winter | B19 | 700 | 600 | 0 | 50.02 | 47.06 | 3 | 0
2030 | NEISO_2_NYISO_A-F | NEISO | NYISO_A-F | Internal | Winter | B20 | 935 | 600 | 0 | 50.02 | 47.06 | 3 | 0
2030 | NEISO_2_NYISO_G-I | NEISO | NYISO_G-I | Internal | Shoulder | B11 | 25 | 600 | 600 | 44.17 | 63.3 | 3 | 16.13
2030 | NEISO_2_NYISO_G-I | NEISO | NYISO_G-I | Internal | Shoulder | B12 | 200 | 600 | 600 | 44.17 | 47.51 | 3 | 0.34
2030 | NEISO_2_NYISO_G-I | NEISO | NYISO_G-I | Internal | Shoulder | B13 | 600 | 600 | 600 | 41.66 | 45.79 | 3 | 1.13
2030 | NEISO_2_NYISO_G-I | NEISO | NYISO_G-I | Internal | Shoulder | B14 | 900 | 600 | 600 | 41.66 | 44.67 | 3 | 0.01
2030 | NEISO_2_NYISO_G-I | NEISO | NYISO_G-I | Internal | Shoulder | B15 | 1203 | 600 | 600 | 41.66 | 44.67 | 3 | 0.01
2030 | NEISO_2_NYISO_G-I | NEISO | NYISO_G-I | Internal | Summer | B1 | 10 | 600 | 600 | 67.63 | 724.15 | 3 | 653.52
2030 | NEISO_2_NYISO_G-I | NEISO | NYISO_G-I | Internal | Summer | B2 | 25 | 600 | 600 | 122.29 | 392.14 | 3 | 266.85
2030 | NEISO_2_NYISO_G-I | NEISO | NYISO_G-I | Internal | Summer | B3 | 75 | 600 | 600 | 56.27 | 65.78 | 3 | 6.51
2030 | NEISO_2_NYISO_G-I | NEISO | NYISO_G-I | Internal | Summer | B4 | 100 | 600 | 600 | 47.33 | 61.91 | 3 | 11.58
2030 | NEISO_2_NYISO_G-I | NEISO | NYISO_G-I | Internal | Summer | B5 | 200 | 600 | 600 | 40.82 | 60.01 | 3 | 16.19
2030 | NEISO_2_NYISO_G-I | NEISO | NYISO_G-I | Internal | Summer | B6 | 300 | 600 | 600 | 40.82 | 54.37 | 3 | 10.56
2030 | NEISO_2_NYISO_G-I | NEISO | NYISO_G-I | Internal | Summer | B7 | 400 | 600 | 600 | 40.82 | 43.82 | 3 | 0.01
2030 | NEISO_2_NYISO_G-I | NEISO | NYISO_G-I | Internal | Summer | B8 | 500 | 600 | 509.85 | 40.82 | 43.82 | 3 | 0
2030 | NEISO_2_NYISO_G-I | NEISO | NYISO_G-I | Internal | Summer | B9 | 800 | 600 | 0 | 40.42 | 42.83 | 3 | 0
2030 | NEISO_2_NYISO_G-I | NEISO | NYISO_G-I | Internal | Summer | B10 | 1262 | 600 | 0 | 40.82 | 42.83 | 3 | 0
2030 | NEISO_2_NYISO_G-I | NEISO | NYISO_G-I | Internal | Winter | B16 | 25 | 600 | 600 | 54.51 | 62.31 | 3 | 4.8
2030 | NEISO_2_NYISO_G-I | NEISO | NYISO_G-I | Internal | Winter | B17 | 100 | 600 | 600 | 50.02 | 60.4 | 3 | 7.38
2030 | NEISO_2_NYISO_G-I | NEISO | NYISO_G-I | Internal | Winter | B18 | 400 | 600 | 600 | 50.02 | 58.39 | 3 | 5.37
2030 | NEISO_2_NYISO_G-I | NEISO | NYISO_G-I | Internal | Winter | B19 | 700 | 600 | 600 | 50.02 | 54.89 | 3 | 1.87
2030 | NEISO_2_NYISO_G-I | NEISO | NYISO_G-I | Internal | Winter | B20 | 935 | 600 | 0 | 50.02 | 53.01 | 3 | 0
2030 | NEISO_2_NYISO_J-K | NEISO | NYISO_J-K | Internal | Shoulder | B11 | 25 | 430 | 430 | 44.17 | 63.31 | 3 | 16.14
2030 | NEISO_2_NYISO_J-K | NEISO | NYISO_J-K | Internal | Shoulder | B12 | 200 | 430 | 430 | 44.17 | 47.52 | 3 | 0.35
2030 | NEISO_2_NYISO_J-K | NEISO | NYISO_J-K | Internal | Shoulder | B13 | 600 | 430 | 430 | 41.66 | 45.8 | 3 | 1.14
2030 | NEISO_2_NYISO_J-K | NEISO | NYISO_J-K | Internal | Shoulder | B14 | 900 | 430 | 430 | 41.66 | 44.68 | 3 | 0.02
2030 | NEISO_2_NYISO_J-K | NEISO | NYISO_J-K | Internal | Shoulder | B15 | 1203 | 430 | 430 | 41.66 | 44.68 | 3 | 0.02
2030 | NEISO_2_NYISO_J-K | NEISO | NYISO_J-K | Internal | Summer | B1 | 10 | 430 | 430 | 67.63 | 724.16 | 3 | 653.54
2030 | NEISO_2_NYISO_J-K | NEISO | NYISO_J-K | Internal | Summer | B2 | 25 | 430 | 430 | 122.29 | 392.16 | 3 | 266.86
2030 | NEISO_2_NYISO_J-K | NEISO | NYISO_J-K | Internal | Summer | B3 | 75 | 430 | 430 | 56.27 | 65.79 | 3 | 6.52
2030 | NEISO_2_NYISO_J-K | NEISO | NYISO_J-K | Internal | Summer | B4 | 100 | 430 | 430 | 47.33 | 61.92 | 3 | 11.59
2030 | NEISO_2_NYISO_J-K | NEISO | NYISO_J-K | Internal | Summer | B5 | 200 | 430 | 430 | 40.82 | 60.02 | 3 | 16.21
2030 | NEISO_2_NYISO_J-K | NEISO | NYISO_J-K | Internal | Summer | B6 | 300 | 430 | 430 | 40.82 | 54.39 | 3 | 10.57
2030 | NEISO_2_NYISO_J-K | NEISO | NYISO_J-K | Internal | Summer | B7 | 400 | 430 | 430 | 40.82 | 43.84 | 3 | 0.02
2030 | NEISO_2_NYISO_J-K | NEISO | NYISO_J-K | Internal | Summer | B8 | 500 | 430 | 430 | 40.82 | 43.83 | 3 | 0.01
2030 | NEISO_2_NYISO_J-K | NEISO | NYISO_J-K | Internal | Summer | B9 | 800 | 430 | 0 | 40.42 | 42.84 | 3 | 0
2030 | NEISO_2_NYISO_J-K | NEISO | NYISO_J-K | Internal | Summer | B10 | 1262 | 430 | 0 | 40.82 | 42.84 | 3 | 0
2030 | NEISO_2_NYISO_J-K | NEISO | NYISO_J-K | Internal | Winter | B16 | 25 | 430 | 430 | 54.51 | 62.32 | 3 | 4.81
2030 | NEISO_2_NYISO_J-K | NEISO | NYISO_J-K | Internal | Winter | B17 | 100 | 430 | 430 | 50.02 | 60.41 | 3 | 7.39
2030 | NEISO_2_NYISO_J-K | NEISO | NYISO_J-K | Internal | Winter | B18 | 400 | 430 | 430 | 50.02 | 58.4 | 3 | 5.38
2030 | NEISO_2_NYISO_J-K | NEISO | NYISO_J-K | Internal | Winter | B19 | 700 | 430 | 430 | 50.02 | 56.77 | 3 | 3.75
2030 | NEISO_2_NYISO_J-K | NEISO | NYISO_J-K | Internal | Winter | B20 | 935 | 430 | 301.82 | 50.02 | 53.02 | 3 | 0
2030 | NonRTO_Midwest_2_TVA_Transmission | NonRTO_Midwest | TVA_Transmission | Internal | Shoulder | B11 | 25 | 2400 | 0 | 81.34 | 75.72 | 8 | 0
2030 | NonRTO_Midwest_2_TVA_Transmission | NonRTO_Midwest | TVA_Transmission | Internal | Shoulder | B12 | 200 | 2400 | 0 | 63.63 | 56.6 | 8 | 0
2030 | NonRTO_Midwest_2_TVA_Transmission | NonRTO_Midwest | TVA_Transmission | Internal | Shoulder | B13 | 600 | 2400 | 0 | 56.16 | 51.71 | 8 | 0
2030 | NonRTO_Midwest_2_TVA_Transmission | NonRTO_Midwest | TVA_Transmission | Internal | Shoulder | B14 | 900 | 2400 | 0 | 52.74 | 51.98 | 8 | 0
2030 | NonRTO_Midwest_2_TVA_Transmission | NonRTO_Midwest | TVA_Transmission | Internal | Shoulder | B15 | 1203 | 2400 | 676.64 | 41.54 | 49.54 | 8 | 0
2030 | NonRTO_Midwest_2_TVA_Transmission | NonRTO_Midwest | TVA_Transmission | Internal | Summer | B1 | 10 | 2400 | 0 | 742.18 | 742.19 | 8 | 0
2030 | NonRTO_Midwest_2_TVA_Transmission | NonRTO_Midwest | TVA_Transmission | Internal | Summer | B2 | 25 | 2400 | 978.42 | 511.12 | 519.12 | 8 | 0
2030 | NonRTO_Midwest_2_TVA_Transmission | NonRTO_Midwest | TVA_Transmission | Internal | Summer | B3 | 75 | 2400 | 0 | 83.96 | 83.75 | 8 | 0
2030 | NonRTO_Midwest_2_TVA_Transmission | NonRTO_Midwest | TVA_Transmission | Internal | Summer | B4 | 100 | 2400 | 0 | 80.48 | 82 | 8 | 0
2030 | NonRTO_Midwest_2_TVA_Transmission | NonRTO_Midwest | TVA_Transmission | Internal | Summer | B5 | 200 | 2400 | 0 | 78.04 | 74.04 | 8 | 0
2030 | NonRTO_Midwest_2_TVA_Transmission | NonRTO_Midwest | TVA_Transmission | Internal | Summer | B6 | 300 | 2400 | 0 | 58.41 | 54.41 | 8 | 0
2030 | NonRTO_Midwest_2_TVA_Transmission | NonRTO_Midwest | TVA_Transmission | Internal | Summer | B7 | 400 | 2400 | 0 | 53.04 | 50.82 | 8 | 0
2030 | NonRTO_Midwest_2_TVA_Transmission | NonRTO_Midwest | TVA_Transmission | Internal | Summer | B8 | 500 | 2400 | 464.27 | 40.13 | 48.13 | 8 | 0
2030 | NonRTO_Midwest_2_TVA_Transmission | NonRTO_Midwest | TVA_Transmission | Internal | Summer | B9 | 800 | 2400 | 1024.21 | 39.34 | 47.34 | 8 | 0
2030 | NonRTO_Midwest_2_TVA_Transmission | NonRTO_Midwest | TVA_Transmission | Internal | Summer | B10 | 1262 | 2400 | 151.67 | 33.71 | 41.71 | 8 | 0
2030 | NonRTO_Midwest_2_TVA_Transmission | NonRTO_Midwest | TVA_Transmission | Internal | Winter | B16 | 25 | 2400 | 0 | 80.33 | 76.33 | 8 | 0
2030 | NonRTO_Midwest_2_TVA_Transmission | NonRTO_Midwest | TVA_Transmission | Internal | Winter | B17 | 100 | 2400 | 0 | 63.98 | 58.66 | 8 | 0
2030 | NonRTO_Midwest_2_TVA_Transmission | NonRTO_Midwest | TVA_Transmission | Internal | Winter | B18 | 400 | 2400 | 0 | 59.3 | 54.9 | 8 | 0
2030 | NonRTO_Midwest_2_TVA_Transmission | NonRTO_Midwest | TVA_Transmission | Internal | Winter | B19 | 700 | 2400 | 0 | 55.71 | 53.5 | 8 | 0
2030 | NonRTO_Midwest_2_TVA_Transmission | NonRTO_Midwest | TVA_Transmission | Internal | Winter | B20 | 935 | 2400 | 270.72 | 39.04 | 47.04 | 8 | 0
2030 | NYISO_A-F_2_IESO | NYISO_A-F | IESO | Internal | Shoulder | B11 | 25 | 1600 | 0 | 47.21 | 31.72 | 7 | 0
2030 | NYISO_A-F_2_IESO | NYISO_A-F | IESO | Internal | Shoulder | B12 | 200 | 1600 | 0 | 47.21 | 31.72 | 7 | 0
2030 | NYISO_A-F_2_IESO | NYISO_A-F | IESO | Internal | Shoulder | B13 | 600 | 1600 | 0 | 44.66 | 31.72 | 7 | 0
2030 | NYISO_A-F_2_IESO | NYISO_A-F | IESO | Internal | Shoulder | B14 | 900 | 1600 | 0 | 44.66 | 31.72 | 7 | 0
2030 | NYISO_A-F_2_IESO | NYISO_A-F | IESO | Internal | Shoulder | B15 | 1203 | 1600 | 0 | 44.66 | 31.72 | 7 | 0
2030 | NYISO_A-F_2_IESO | NYISO_A-F | IESO | Internal | Summer | B1 | 10 | 1600 | 0 | 68.84 | 61.84 | 7 | 0
2030 | NYISO_A-F_2_IESO | NYISO_A-F | IESO | Internal | Summer | B2 | 25 | 1600 | 0 | 119.29 | 112.29 | 7 | 0
2030 | NYISO_A-F_2_IESO | NYISO_A-F | IESO | Internal | Summer | B3 | 75 | 1600 | 0 | 59.46 | 52.46 | 7 | 0
2030 | NYISO_A-F_2_IESO | NYISO_A-F | IESO | Internal | Summer | B4 | 100 | 1600 | 0 | 50.33 | 41.67 | 7 | 0
2030 | NYISO_A-F_2_IESO | NYISO_A-F | IESO | Internal | Summer | B5 | 200 | 1600 | 0 | 50.33 | 41.67 | 7 | 0
2030 | NYISO_A-F_2_IESO | NYISO_A-F | IESO | Internal | Summer | B6 | 300 | 1600 | 0 | 45.88 | 29.62 | 7 | 0
2030 | NYISO_A-F_2_IESO | NYISO_A-F | IESO | Internal | Summer | B7 | 400 | 1600 | 0 | 43.81 | 29.62 | 7 | 0
2030 | NYISO_A-F_2_IESO | NYISO_A-F | IESO | Internal | Summer | B8 | 500 | 1600 | 0 | 43.81 | 29.62 | 7 | 0
2030 | NYISO_A-F_2_IESO | NYISO_A-F | IESO | Internal | Summer | B9 | 800 | 1600 | 0 | 42.82 | 29.62 | 7 | 0
2030 | NYISO_A-F_2_IESO | NYISO_A-F | IESO | Internal | Summer | B10 | 1262 | 1600 | 0 | 42.82 | 29.62 | 7 | 0
2030 | NYISO_A-F_2_IESO | NYISO_A-F | IESO | Internal | Winter | B16 | 25 | 1600 | 0 | 51.51 | 33.21 | 7 | 0
2030 | NYISO_A-F_2_IESO | NYISO_A-F | IESO | Internal | Winter | B17 | 100 | 1600 | 0 | 49.12 | 33.21 | 7 | 0
2030 | NYISO_A-F_2_IESO | NYISO_A-F | IESO | Internal | Winter | B18 | 400 | 1600 | 0 | 47.06 | 33.21 | 7 | 0
2030 | NYISO_A-F_2_IESO | NYISO_A-F | IESO | Internal | Winter | B19 | 700 | 1600 | 0 | 47.06 | 33.21 | 7 | 0
2030 | NYISO_A-F_2_IESO | NYISO_A-F | IESO | Internal | Winter | B20 | 935 | 1600 | 0 | 47.06 | 33.21 | 7 | 0
2030 | NYISO_A-F_2_NEISO | NYISO_A-F | NEISO | Internal | Shoulder | B11 | 25 | 600 | 0 | 47.21 | 44.17 | 3 | 0
2030 | NYISO_A-F_2_NEISO | NYISO_A-F | NEISO | Internal | Shoulder | B12 | 200 | 600 | 0 | 47.21 | 44.17 | 3 | 0
2030 | NYISO_A-F_2_NEISO | NYISO_A-F | NEISO | Internal | Shoulder | B13 | 600 | 600 | 0 | 44.66 | 41.66 | 3 | 0
2030 | NYISO_A-F_2_NEISO | NYISO_A-F | NEISO | Internal | Shoulder | B14 | 900 | 600 | 0 | 44.66 | 41.66 | 3 | 0
2030 | NYISO_A-F_2_NEISO | NYISO_A-F | NEISO | Internal | Shoulder | B15 | 1203 | 600 | 0 | 44.66 | 41.66 | 3 | 0
2030 | NYISO_A-F_2_NEISO | NYISO_A-F | NEISO | Internal | Summer | B1 | 10 | 600 | 0 | 68.84 | 67.63 | 3 | 0
2030 | NYISO_A-F_2_NEISO | NYISO_A-F | NEISO | Internal | Summer | B2 | 25 | 600 | 43.01 | 119.29 | 122.29 | 3 | 0
2030 | NYISO_A-F_2_NEISO | NYISO_A-F | NEISO | Internal | Summer | B3 | 75 | 600 | 0 | 59.46 | 56.27 | 3 | 0
2030 | NYISO_A-F_2_NEISO | NYISO_A-F | NEISO | Internal | Summer | B4 | 100 | 600 | 0 | 50.33 | 47.33 | 3 | 0
2030 | NYISO_A-F_2_NEISO | NYISO_A-F | NEISO | Internal | Summer | B5 | 200 | 600 | 0 | 50.33 | 40.82 | 3 | 0
2030 | NYISO_A-F_2_NEISO | NYISO_A-F | NEISO | Internal | Summer | B6 | 300 | 600 | 0 | 45.88 | 40.82 | 3 | 0
2030 | NYISO_A-F_2_NEISO | NYISO_A-F | NEISO | Internal | Summer | B7 | 400 | 600 | 0 | 43.81 | 40.82 | 3 | 0
2030 | NYISO_A-F_2_NEISO | NYISO_A-F | NEISO | Internal | Summer | B8 | 500 | 600 | 0 | 43.81 | 40.82 | 3 | 0
2030 | NYISO_A-F_2_NEISO | NYISO_A-F | NEISO | Internal | Summer | B9 | 800 | 600 | 0 | 42.82 | 40.42 | 3 | 0
2030 | NYISO_A-F_2_NEISO | NYISO_A-F | NEISO | Internal | Summer | B10 | 1262 | 600 | 0 | 42.82 | 40.82 | 3 | 0
2030 | NYISO_A-F_2_NEISO | NYISO_A-F | NEISO | Internal | Winter | B16 | 25 | 600 | 391.52 | 51.51 | 54.51 | 3 | 0
2030 | NYISO_A-F_2_NEISO | NYISO_A-F | NEISO | Internal | Winter | B17 | 100 | 600 | 0 | 49.12 | 50.02 | 3 | 0
2030 | NYISO_A-F_2_NEISO | NYISO_A-F | NEISO | Internal | Winter | B18 | 400 | 600 | 0 | 47.06 | 50.02 | 3 | 0
2030 | NYISO_A-F_2_NEISO | NYISO_A-F | NEISO | Internal | Winter | B19 | 700 | 600 | 0 | 47.06 | 50.02 | 3 | 0
2030 | NYISO_A-F_2_NEISO | NYISO_A-F | NEISO | Internal | Winter | B20 | 935 | 600 | 0 | 47.06 | 50.02 | 3 | 0
2030 | NYISO_A-F_2_NYISO_G-I | NYISO_A-F | NYISO_G-I | Internal | Shoulder | B11 | 25 | 4250 | 4250 | 47.21 | 63.3 | 0.01 | 16.07
2030 | NYISO_A-F_2_NYISO_G-I | NYISO_A-F | NYISO_G-I | Internal | Shoulder | B12 | 200 | 4250 | 4250 | 47.21 | 47.51 | 0.01 | 0.28
2030 | NYISO_A-F_2_NYISO_G-I | NYISO_A-F | NYISO_G-I | Internal | Shoulder | B13 | 600 | 4250 | 4250 | 44.66 | 45.79 | 0.01 | 1.12
2030 | NYISO_A-F_2_NYISO_G-I | NYISO_A-F | NYISO_G-I | Internal | Shoulder | B14 | 900 | 4250 | 4231.39 | 44.66 | 44.67 | 0.01 | 0
2030 | NYISO_A-F_2_NYISO_G-I | NYISO_A-F | NYISO_G-I | Internal | Shoulder | B15 | 1203 | 4250 | 3973.98 | 44.66 | 44.67 | 0.01 | 0
2030 | NYISO_A-F_2_NYISO_G-I | NYISO_A-F | NYISO_G-I | Internal | Summer | B1 | 10 | 4250 | 4250 | 68.84 | 724.15 | 0.01 | 655.3
2030 | NYISO_A-F_2_NYISO_G-I | NYISO_A-F | NYISO_G-I | Internal | Summer | B2 | 25 | 4250 | 4250 | 119.29 | 392.14 | 0.01 | 272.84
2030 | NYISO_A-F_2_NYISO_G-I | NYISO_A-F | NYISO_G-I | Internal | Summer | B3 | 75 | 4250 | 4250 | 59.46 | 65.78 | 0.01 | 6.3
2030 | NYISO_A-F_2_NYISO_G-I | NYISO_A-F | NYISO_G-I | Internal | Summer | B4 | 100 | 4250 | 4250 | 50.33 | 61.91 | 0.01 | 11.57
2030 | NYISO_A-F_2_NYISO_G-I | NYISO_A-F | NYISO_G-I | Internal | Summer | B5 | 200 | 4250 | 4250 | 50.33 | 60.01 | 0.01 | 9.67
2030 | NYISO_A-F_2_NYISO_G-I | NYISO_A-F | NYISO_G-I | Internal | Summer | B6 | 300 | 4250 | 4250 | 45.88 | 54.37 | 0.01 | 8.48
2030 | NYISO_A-F_2_NYISO_G-I | NYISO_A-F | NYISO_G-I | Internal | Summer | B7 | 400 | 4250 | 3735.11 | 43.81 | 43.82 | 0.01 | 0
2030 | NYISO_A-F_2_NYISO_G-I | NYISO_A-F | NYISO_G-I | Internal | Summer | B8 | 500 | 4250 | 4127.93 | 43.81 | 43.82 | 0.01 | 0
2030 | NYISO_A-F_2_NYISO_G-I | NYISO_A-F | NYISO_G-I | Internal | Summer | B9 | 800 | 4250 | 4233.56 | 42.82 | 42.83 | 0.01 | 0
2030 | NYISO_A-F_2_NYISO_G-I | NYISO_A-F | NYISO_G-I | Internal | Summer | B10 | 1262 | 4250 | 2655.36 | 42.82 | 42.83 | 0.01 | 0
2030 | NYISO_A-F_2_NYISO_G-I | NYISO_A-F | NYISO_G-I | Internal | Winter | B16 | 25 | 4250 | 4250 | 51.51 | 62.31 | 0.01 | 10.79
2030 | NYISO_A-F_2_NYISO_G-I | NYISO_A-F | NYISO_G-I | Internal | Winter | B17 | 100 | 4250 | 4250 | 49.12 | 60.4 | 0.01 | 11.27
2030 | NYISO_A-F_2_NYISO_G-I | NYISO_A-F | NYISO_G-I | Internal | Winter | B18 | 400 | 4250 | 4250 | 47.06 | 58.39 | 0.01 | 11.32
2030 | NYISO_A-F_2_NYISO_G-I | NYISO_A-F | NYISO_G-I | Internal | Winter | B19 | 700 | 4250 | 4250 | 47.06 | 54.89 | 0.01 | 7.82
2030 | NYISO_A-F_2_NYISO_G-I | NYISO_A-F | NYISO_G-I | Internal | Winter | B20 | 935 | 4250 | 4250 | 47.06 | 53.01 | 0.01 | 5.94
2030 | NYISO_A-F_2_PJM_ROM | NYISO_A-F | PJM_ROM | Internal | Shoulder | B11 | 25 | 1000 | 1000 | 47.21 | 71.31 | 8 | 16.1
2030 | NYISO_A-F_2_PJM_ROM | NYISO_A-F | PJM_ROM | Internal | Shoulder | B12 | 200 | 1000 | 1000 | 47.21 | 55.52 | 8 | 0.3
2030 | NYISO_A-F_2_PJM_ROM | NYISO_A-F | PJM_ROM | Internal | Shoulder | B13 | 600 | 1000 | 0 | 44.66 | 47.87 | 8 | 0
2030 | NYISO_A-F_2_PJM_ROM | NYISO_A-F | PJM_ROM | Internal | Shoulder | B14 | 900 | 1000 | 0 | 44.66 | 47.47 | 8 | 0
2030 | NYISO_A-F_2_PJM_ROM | NYISO_A-F | PJM_ROM | Internal | Shoulder | B15 | 1203 | 1000 | 0 | 44.66 | 43.7 | 8 | 0
2030 | NYISO_A-F_2_PJM_ROM | NYISO_A-F | PJM_ROM | Internal | Summer | B1 | 10 | 1000 | 1000 | 68.84 | 732.16 | 8 | 655.32
2030 | NYISO_A-F_2_PJM_ROM | NYISO_A-F | PJM_ROM | Internal | Summer | B2 | 25 | 1000 | 1000 | 119.29 | 501.1 | 8 | 373.8
2030 | NYISO_A-F_2_PJM_ROM | NYISO_A-F | PJM_ROM | Internal | Summer | B3 | 75 | 1000 | 1000 | 59.46 | 73.79 | 8 | 6.32
2030 | NYISO_A-F_2_PJM_ROM | NYISO_A-F | PJM_ROM | Internal | Summer | B4 | 100 | 1000 | 1000 | 50.33 | 73 | 8 | 14.67
2030 | NYISO_A-F_2_PJM_ROM | NYISO_A-F | PJM_ROM | Internal | Summer | B5 | 200 | 1000 | 1000 | 50.33 | 68.02 | 8 | 9.69
2030 | NYISO_A-F_2_PJM_ROM | NYISO_A-F | PJM_ROM | Internal | Summer | B6 | 300 | 1000 | 0 | 45.88 | 48.4 | 8 | 0
2030 | NYISO_A-F_2_PJM_ROM | NYISO_A-F | PJM_ROM | Internal | Summer | B7 | 400 | 1000 | 0 | 43.81 | 44.83 | 8 | 0
2030 | NYISO_A-F_2_PJM_ROM | NYISO_A-F | PJM_ROM | Internal | Summer | B8 | 500 | 1000 | 0 | 43.81 | 44.37 | 8 | 0
2030 | NYISO_A-F_2_PJM_ROM | NYISO_A-F | PJM_ROM | Internal | Summer | B9 | 800 | 1000 | 0 | 42.82 | 41.37 | 8 | 0
2030 | NYISO_A-F_2_PJM_ROM | NYISO_A-F | PJM_ROM | Internal | Summer | B10 | 1262 | 1000 | 0 | 42.82 | 36.82 | 8 | 0
2030 | NYISO_A-F_2_PJM_ROM | NYISO_A-F | PJM_ROM | Internal | Winter | B16 | 25 | 1000 | 1000 | 51.51 | 70.32 | 8 | 10.81
2030 | NYISO_A-F_2_PJM_ROM | NYISO_A-F | PJM_ROM | Internal | Winter | B17 | 100 | 1000 | 21.06 | 49.12 | 57.12 | 8 | 0
2030 | NYISO_A-F_2_PJM_ROM | NYISO_A-F | PJM_ROM | Internal | Winter | B18 | 400 | 1000 | 0 | 47.06 | 52.39 | 8 | 0
2030 | NYISO_A-F_2_PJM_ROM | NYISO_A-F | PJM_ROM | Internal | Winter | B19 | 700 | 1000 | 0 | 47.06 | 48.88 | 8 | 0
2030 | NYISO_A-F_2_PJM_ROM | NYISO_A-F | PJM_ROM | Internal | Winter | B20 | 935 | 1000 | 0 | 47.06 | 41.06 | 8 | 0
2030 | NYISO_G-I_2_NEISO | NYISO_G-I | NEISO | Internal | Shoulder | B11 | 25 | 600 | 0 | 63.3 | 44.17 | 3 | 0
2030 | NYISO_G-I_2_NEISO | NYISO_G-I | NEISO | Internal | Shoulder | B12 | 200 | 600 | 0 | 47.51 | 44.17 | 3 | 0
2030 | NYISO_G-I_2_NEISO | NYISO_G-I | NEISO | Internal | Shoulder | B13 | 600 | 600 | 0 | 45.79 | 41.66 | 3 | 0
2030 | NYISO_G-I_2_NEISO | NYISO_G-I | NEISO | Internal | Shoulder | B14 | 900 | 600 | 0 | 44.67 | 41.66 | 3 | 0
2030 | NYISO_G-I_2_NEISO | NYISO_G-I | NEISO | Internal | Shoulder | B15 | 1203 | 600 | 0 | 44.67 | 41.66 | 3 | 0
2030 | NYISO_G-I_2_NEISO | NYISO_G-I | NEISO | Internal | Summer | B1 | 10 | 600 | 0 | 724.15 | 67.63 | 3 | 0
2030 | NYISO_G-I_2_NEISO | NYISO_G-I | NEISO | Internal | Summer | B2 | 25 | 600 | 0 | 392.14 | 122.29 | 3 | 0
2030 | NYISO_G-I_2_NEISO | NYISO_G-I | NEISO | Internal | Summer | B3 | 75 | 600 | 0 | 65.78 | 56.27 | 3 | 0
2030 | NYISO_G-I_2_NEISO | NYISO_G-I | NEISO | Internal | Summer | B4 | 100 | 600 | 0 | 61.91 | 47.33 | 3 | 0
2030 | NYISO_G-I_2_NEISO | NYISO_G-I | NEISO | Internal | Summer | B5 | 200 | 600 | 0 | 60.01 | 40.82 | 3 | 0
2030 | NYISO_G-I_2_NEISO | NYISO_G-I | NEISO | Internal | Summer | B6 | 300 | 600 | 0 | 54.37 | 40.82 | 3 | 0
2030 | NYISO_G-I_2_NEISO | NYISO_G-I | NEISO | Internal | Summer | B7 | 400 | 600 | 0 | 43.82 | 40.82 | 3 | 0
2030 | NYISO_G-I_2_NEISO | NYISO_G-I | NEISO | Internal | Summer | B8 | 500 | 600 | 0 | 43.82 | 40.82 | 3 | 0
2030 | NYISO_G-I_2_NEISO | NYISO_G-I | NEISO | Internal | Summer | B9 | 800 | 600 | 0 | 42.83 | 40.42 | 3 | 0
2030 | NYISO_G-I_2_NEISO | NYISO_G-I | NEISO | Internal | Summer | B10 | 1262 | 600 | 0 | 42.83 | 40.82 | 3 | 0
2030 | NYISO_G-I_2_NEISO | NYISO_G-I | NEISO | Internal | Winter | B16 | 25 | 600 | 0 | 62.31 | 54.51 | 3 | 0
2030 | NYISO_G-I_2_NEISO | NYISO_G-I | NEISO | Internal | Winter | B17 | 100 | 600 | 0 | 60.4 | 50.02 | 3 | 0
2030 | NYISO_G-I_2_NEISO | NYISO_G-I | NEISO | Internal | Winter | B18 | 400 | 600 | 0 | 58.39 | 50.02 | 3 | 0
2030 | NYISO_G-I_2_NEISO | NYISO_G-I | NEISO | Internal | Winter | B19 | 700 | 600 | 0 | 54.89 | 50.02 | 3 | 0
2030 | NYISO_G-I_2_NEISO | NYISO_G-I | NEISO | Internal | Winter | B20 | 935 | 600 | 0 | 53.01 | 50.02 | 3 | 0
2030 | NYISO_G-I_2_NYISO_A-F | NYISO_G-I | NYISO_A-F | Internal | Shoulder | B11 | 25 | 1999 | 0 | 63.3 | 47.21 | 0.01 | 0
2030 | NYISO_G-I_2_NYISO_A-F | NYISO_G-I | NYISO_A-F | Internal | Shoulder | B12 | 200 | 1999 | 0 | 47.51 | 47.21 | 0.01 | 0
2030 | NYISO_G-I_2_NYISO_A-F | NYISO_G-I | NYISO_A-F | Internal | Shoulder | B13 | 600 | 1999 | 0 | 45.79 | 44.66 | 0.01 | 0
2030 | NYISO_G-I_2_NYISO_A-F | NYISO_G-I | NYISO_A-F | Internal | Shoulder | B14 | 900 | 1999 | 0 | 44.67 | 44.66 | 0.01 | 0
2030 | NYISO_G-I_2_NYISO_A-F | NYISO_G-I | NYISO_A-F | Internal | Shoulder | B15 | 1203 | 1999 | 0 | 44.67 | 44.66 | 0.01 | 0
2030 | NYISO_G-I_2_NYISO_A-F | NYISO_G-I | NYISO_A-F | Internal | Summer | B1 | 10 | 1999 | 0 | 724.15 | 68.84 | 0.01 | 0
2030 | NYISO_G-I_2_NYISO_A-F | NYISO_G-I | NYISO_A-F | Internal | Summer | B2 | 25 | 1999 | 0 | 392.14 | 119.29 | 0.01 | 0
2030 | NYISO_G-I_2_NYISO_A-F | NYISO_G-I | NYISO_A-F | Internal | Summer | B3 | 75 | 1999 | 0 | 65.78 | 59.46 | 0.01 | 0
2030 | NYISO_G-I_2_NYISO_A-F | NYISO_G-I | NYISO_A-F | Internal | Summer | B4 | 100 | 1999 | 0 | 61.91 | 50.33 | 0.01 | 0
2030 | NYISO_G-I_2_NYISO_A-F | NYISO_G-I | NYISO_A-F | Internal | Summer | B5 | 200 | 1999 | 0 | 60.01 | 50.33 | 0.01 | 0
2030 | NYISO_G-I_2_NYISO_A-F | NYISO_G-I | NYISO_A-F | Internal | Summer | B6 | 300 | 1999 | 0 | 54.37 | 45.88 | 0.01 | 0
2030 | NYISO_G-I_2_NYISO_A-F | NYISO_G-I | NYISO_A-F | Internal | Summer | B7 | 400 | 1999 | 0 | 43.82 | 43.81 | 0.01 | 0
2030 | NYISO_G-I_2_NYISO_A-F | NYISO_G-I | NYISO_A-F | Internal | Summer | B8 | 500 | 1999 | 0 | 43.82 | 43.81 | 0.01 | 0
2030 | NYISO_G-I_2_NYISO_A-F | NYISO_G-I | NYISO_A-F | Internal | Summer | B9 | 800 | 1999 | 0 | 42.83 | 42.82 | 0.01 | 0
2030 | NYISO_G-I_2_NYISO_A-F | NYISO_G-I | NYISO_A-F | Internal | Summer | B10 | 1262 | 1999 | 0 | 42.83 | 42.82 | 0.01 | 0
2030 | NYISO_G-I_2_NYISO_A-F | NYISO_G-I | NYISO_A-F | Internal | Winter | B16 | 25 | 1999 | 0 | 62.31 | 51.51 | 0.01 | 0
2030 | NYISO_G-I_2_NYISO_A-F | NYISO_G-I | NYISO_A-F | Internal | Winter | B17 | 100 | 1999 | 0 | 60.4 | 49.12 | 0.01 | 0
2030 | NYISO_G-I_2_NYISO_A-F | NYISO_G-I | NYISO_A-F | Internal | Winter | B18 | 400 | 1999 | 0 | 58.39 | 47.06 | 0.01 | 0
2030 | NYISO_G-I_2_NYISO_A-F | NYISO_G-I | NYISO_A-F | Internal | Winter | B19 | 700 | 1999 | 0 | 54.89 | 47.06 | 0.01 | 0
2030 | NYISO_G-I_2_NYISO_A-F | NYISO_G-I | NYISO_A-F | Internal | Winter | B20 | 935 | 1999 | 0 | 53.01 | 47.06 | 0.01 | 0
2030 | NYISO_G-I_2_NYISO_J-K | NYISO_G-I | NYISO_J-K | Internal | Shoulder | B11 | 25 | 6130 | 4147.09 | 63.3 | 63.31 | 0.01 | 0
2030 | NYISO_G-I_2_NYISO_J-K | NYISO_G-I | NYISO_J-K | Internal | Shoulder | B12 | 200 | 6130 | 4072.08 | 47.51 | 47.52 | 0.01 | 0
2030 | NYISO_G-I_2_NYISO_J-K | NYISO_G-I | NYISO_J-K | Internal | Shoulder | B13 | 600 | 6130 | 4553.19 | 45.79 | 45.8 | 0.01 | 0
2030 | NYISO_G-I_2_NYISO_J-K | NYISO_G-I | NYISO_J-K | Internal | Shoulder | B14 | 900 | 6130 | 4518.82 | 44.67 | 44.68 | 0.01 | 0
2030 | NYISO_G-I_2_NYISO_J-K | NYISO_G-I | NYISO_J-K | Internal | Shoulder | B15 | 1203 | 6130 | 4566.89 | 44.67 | 44.68 | 0.01 | 0
2030 | NYISO_G-I_2_NYISO_J-K | NYISO_G-I | NYISO_J-K | Internal | Summer | B1 | 10 | 6130 | 3030.11 | 724.15 | 724.16 | 0.01 | 0
2030 | NYISO_G-I_2_NYISO_J-K | NYISO_G-I | NYISO_J-K | Internal | Summer | B2 | 25 | 6130 | 2986.91 | 392.14 | 392.16 | 0.01 | 0
2030 | NYISO_G-I_2_NYISO_J-K | NYISO_G-I | NYISO_J-K | Internal | Summer | B3 | 75 | 6130 | 4615.51 | 65.78 | 65.79 | 0.01 | 0
2030 | NYISO_G-I_2_NYISO_J-K | NYISO_G-I | NYISO_J-K | Internal | Summer | B4 | 100 | 6130 | 3587.48 | 61.91 | 61.92 | 0.01 | 0
2030 | NYISO_G-I_2_NYISO_J-K | NYISO_G-I | NYISO_J-K | Internal | Summer | B5 | 200 | 6130 | 4626.69 | 60.01 | 60.02 | 0.01 | 0
2030 | NYISO_G-I_2_NYISO_J-K | NYISO_G-I | NYISO_J-K | Internal | Summer | B6 | 300 | 6130 | 5418.63 | 54.37 | 54.39 | 0.01 | 0
2030 | NYISO_G-I_2_NYISO_J-K | NYISO_G-I | NYISO_J-K | Internal | Summer | B7 | 400 | 6130 | 5063.59 | 43.82 | 43.84 | 0.01 | 0
2030 | NYISO_G-I_2_NYISO_J-K | NYISO_G-I | NYISO_J-K | Internal | Summer | B8 | 500 | 6130 | 5508.29 | 43.82 | 43.83 | 0.01 | 0
2030 | NYISO_G-I_2_NYISO_J-K | NYISO_G-I | NYISO_J-K | Internal | Summer | B9 | 800 | 6130 | 5163.22 | 42.83 | 42.84 | 0.01 | 0
2030 | NYISO_G-I_2_NYISO_J-K | NYISO_G-I | NYISO_J-K | Internal | Summer | B10 | 1262 | 6130 | 3333.9 | 42.83 | 42.84 | 0.01 | 0
2030 | NYISO_G-I_2_NYISO_J-K | NYISO_G-I | NYISO_J-K | Internal | Winter | B16 | 25 | 6130 | 5326.8 | 62.31 | 62.32 | 0.01 | 0
2030 | NYISO_G-I_2_NYISO_J-K | NYISO_G-I | NYISO_J-K | Internal | Winter | B17 | 100 | 6130 | 5634.21 | 60.4 | 60.41 | 0.01 | 0
2030 | NYISO_G-I_2_NYISO_J-K | NYISO_G-I | NYISO_J-K | Internal | Winter | B18 | 400 | 6130 | 5708.11 | 58.39 | 58.4 | 0.01 | 0
2030 | NYISO_G-I_2_NYISO_J-K | NYISO_G-I | NYISO_J-K | Internal | Winter | B19 | 700 | 6130 | 6130 | 54.89 | 56.77 | 0.01 | 1.87
2030 | NYISO_G-I_2_NYISO_J-K | NYISO_G-I | NYISO_J-K | Internal | Winter | B20 | 935 | 6130 | 5066.41 | 53.01 | 53.02 | 0.01 | 0
2030 | NYISO_G-I_2_PJM_E | NYISO_G-I | PJM_E | Internal | Shoulder | B11 | 25 | 1500 | 785.34 | 63.3 | 71.3 | 8 | 0
2030 | NYISO_G-I_2_PJM_E | NYISO_G-I | PJM_E | Internal | Shoulder | B12 | 200 | 1500 | 927.62 | 47.51 | 55.51 | 8 | 0
2030 | NYISO_G-I_2_PJM_E | NYISO_G-I | PJM_E | Internal | Shoulder | B13 | 600 | 1500 | 0 | 45.79 | 47.86 | 8 | 0
2030 | NYISO_G-I_2_PJM_E | NYISO_G-I | PJM_E | Internal | Shoulder | B14 | 900 | 1500 | 0 | 44.67 | 47.46 | 8 | 0
2030 | NYISO_G-I_2_PJM_E | NYISO_G-I | PJM_E | Internal | Shoulder | B15 | 1203 | 1500 | 0 | 44.67 | 43.72 | 8 | 0
2030 | NYISO_G-I_2_PJM_E | NYISO_G-I | PJM_E | Internal | Summer | B1 | 10 | 1500 | 1461.67 | 724.15 | 732.15 | 8 | 0
2030 | NYISO_G-I_2_PJM_E | NYISO_G-I | PJM_E | Internal | Summer | B2 | 25 | 1500 | 1500 | 392.14 | 501.08 | 8 | 100.94
2030 | NYISO_G-I_2_PJM_E | NYISO_G-I | PJM_E | Internal | Summer | B3 | 75 | 1500 | 229.44 | 65.78 | 73.78 | 8 | 0
2030 | NYISO_G-I_2_PJM_E | NYISO_G-I | PJM_E | Internal | Summer | B4 | 100 | 1500 | 1500 | 61.91 | 72.99 | 8 | 3.08
2030 | NYISO_G-I_2_PJM_E | NYISO_G-I | PJM_E | Internal | Summer | B5 | 200 | 1500 | 579.22 | 60.01 | 68.01 | 8 | 0
2030 | NYISO_G-I_2_PJM_E | NYISO_G-I | PJM_E | Internal | Summer | B6 | 300 | 1500 | 0 | 54.37 | 48.39 | 8 | 0
2030 | NYISO_G-I_2_PJM_E | NYISO_G-I | PJM_E | Internal | Summer | B7 | 400 | 1500 | 0 | 43.82 | 44.84 | 8 | 0
2030 | NYISO_G-I_2_PJM_E | NYISO_G-I | PJM_E | Internal | Summer | B8 | 500 | 1500 | 0 | 43.82 | 44.38 | 8 | 0
2030 | NYISO_G-I_2_PJM_E | NYISO_G-I | PJM_E | Internal | Summer | B9 | 800 | 1500 | 0 | 42.83 | 41.38 | 8 | 0
2030 | NYISO_G-I_2_PJM_E | NYISO_G-I | PJM_E | Internal | Summer | B10 | 1262 | 1500 | 0 | 42.83 | 36.83 | 8 | 0
2030 | NYISO_G-I_2_PJM_E | NYISO_G-I | PJM_E | Internal | Winter | B16 | 25 | 1500 | 175.64 | 62.31 | 70.31 | 8 | 0
2030 | NYISO_G-I_2_PJM_E | NYISO_G-I | PJM_E | Internal | Winter | B17 | 100 | 1500 | 0 | 60.4 | 57.1 | 8 | 0
2030 | NYISO_G-I_2_PJM_E | NYISO_G-I | PJM_E | Internal | Winter | B18 | 400 | 1500 | 0 | 58.39 | 52.4 | 8 | 0
2030 | NYISO_G-I_2_PJM_E | NYISO_G-I | PJM_E | Internal | Winter | B19 | 700 | 1500 | 0 | 54.89 | 48.89 | 8 | 0
2030 | NYISO_G-I_2_PJM_E | NYISO_G-I | PJM_E | Internal | Winter | B20 | 935 | 1500 | 0 | 53.01 | 41.07 | 8 | 0
2030 | NYISO_J-K_2_PJM_E | NYISO_J-K | PJM_E | Internal | Shoulder | B11 | 25 | 0.01 | 0 | 63.31 | 71.3 | 8 | 0
2030 | NYISO_J-K_2_PJM_E | NYISO_J-K | PJM_E | Internal | Shoulder | B12 | 200 | 0.01 | 0 | 47.52 | 55.51 | 8 | 0
2030 | NYISO_J-K_2_PJM_E | NYISO_J-K | PJM_E | Internal | Shoulder | B13 | 600 | 0.01 | 0 | 45.8 | 47.86 | 8 | 0
2030 | NYISO_J-K_2_PJM_E | NYISO_J-K | PJM_E | Internal | Shoulder | B14 | 900 | 0.01 | 0 | 44.68 | 47.46 | 8 | 0
2030 | NYISO_J-K_2_PJM_E | NYISO_J-K | PJM_E | Internal | Shoulder | B15 | 1203 | 0.01 | 0 | 44.68 | 43.72 | 8 | 0
2030 | NYISO_J-K_2_PJM_E | NYISO_J-K | PJM_E | Internal | Summer | B1 | 10 | 0.01 | 0 | 724.16 | 732.15 | 8 | 0
2030 | NYISO_J-K_2_PJM_E | NYISO_J-K | PJM_E | Internal | Summer | B2 | 25 | 0.01 | 0.01 | 392.16 | 501.08 | 8 | 100.93
2030 | NYISO_J-K_2_PJM_E | NYISO_J-K | PJM_E | Internal | Summer | B3 | 75 | 0.01 | 0 | 65.79 | 73.78 | 8 | 0
2030 | NYISO_J-K_2_PJM_E | NYISO_J-K | PJM_E | Internal | Summer | B4 | 100 | 0.01 | 0 | 61.92 | 72.99 | 8 | 3.06
2030 | NYISO_J-K_2_PJM_E | NYISO_J-K | PJM_E | Internal | Summer | B5 | 200 | 0.01 | 0 | 60.02 | 68.01 | 8 | 0
2030 | NYISO_J-K_2_PJM_E | NYISO_J-K | PJM_E | Internal | Summer | B6 | 300 | 0.01 | 0 | 54.39 | 48.39 | 8 | 0
2030 | NYISO_J-K_2_PJM_E | NYISO_J-K | PJM_E | Internal | Summer | B7 | 400 | 0.01 | 0 | 43.84 | 44.84 | 8 | 0
2030 | NYISO_J-K_2_PJM_E | NYISO_J-K | PJM_E | Internal | Summer | B8 | 500 | 0.01 | 0 | 43.83 | 44.38 | 8 | 0
2030 | NYISO_J-K_2_PJM_E | NYISO_J-K | PJM_E | Internal | Summer | B9 | 800 | 0.01 | 0 | 42.84 | 41.38 | 8 | 0
2030 | NYISO_J-K_2_PJM_E | NYISO_J-K | PJM_E | Internal | Summer | B10 | 1262 | 0.01 | 0 | 42.84 | 36.83 | 8 | 0
2030 | NYISO_J-K_2_PJM_E | NYISO_J-K | PJM_E | Internal | Winter | B16 | 25 | 0.01 | 0 | 62.32 | 70.31 | 8 | 0
2030 | NYISO_J-K_2_PJM_E | NYISO_J-K | PJM_E | Internal | Winter | B17 | 100 | 0.01 | 0 | 60.41 | 57.1 | 8 | 0
2030 | NYISO_J-K_2_PJM_E | NYISO_J-K | PJM_E | Internal | Winter | B18 | 400 | 0.01 | 0 | 58.4 | 52.4 | 8 | 0
2030 | NYISO_J-K_2_PJM_E | NYISO_J-K | PJM_E | Internal | Winter | B19 | 700 | 0.01 | 0 | 56.77 | 48.89 | 8 | 0
2030 | NYISO_J-K_2_PJM_E | NYISO_J-K | PJM_E | Internal | Winter | B20 | 935 | 0.01 | 0 | 53.02 | 41.07 | 8 | 0
2030 | PJM_E_2_NYISO_G-I | PJM_E | NYISO_G-I | Internal | Shoulder | B11 | 25 | 500 | 0 | 71.3 | 63.3 | 6 | 0
2030 | PJM_E_2_NYISO_G-I | PJM_E | NYISO_G-I | Internal | Shoulder | B12 | 200 | 500 | 0 | 55.51 | 47.51 | 6 | 0
2030 | PJM_E_2_NYISO_G-I | PJM_E | NYISO_G-I | Internal | Shoulder | B13 | 600 | 500 | 0 | 47.86 | 45.79 | 6 | 0
2030 | PJM_E_2_NYISO_G-I | PJM_E | NYISO_G-I | Internal | Shoulder | B14 | 900 | 500 | 0 | 47.46 | 44.67 | 6 | 0
2030 | PJM_E_2_NYISO_G-I | PJM_E | NYISO_G-I | Internal | Shoulder | B15 | 1203 | 500 | 0 | 43.72 | 44.67 | 6 | 0
2030 | PJM_E_2_NYISO_G-I | PJM_E | NYISO_G-I | Internal | Summer | B1 | 10 | 500 | 0 | 732.15 | 724.15 | 6 | 0
2030 | PJM_E_2_NYISO_G-I | PJM_E | NYISO_G-I | Internal | Summer | B2 | 25 | 500 | 0 | 501.08 | 392.14 | 6 | 0
2030 | PJM_E_2_NYISO_G-I | PJM_E | NYISO_G-I | Internal | Summer | B3 | 75 | 500 | 0 | 73.78 | 65.78 | 6 | 0
2030 | PJM_E_2_NYISO_G-I | PJM_E | NYISO_G-I | Internal | Summer | B4 | 100 | 500 | 0 | 72.99 | 61.91 | 6 | 0
2030 | PJM_E_2_NYISO_G-I | PJM_E | NYISO_G-I | Internal | Summer | B5 | 200 | 500 | 0 | 68.01 | 60.01 | 6 | 0
2030 | PJM_E_2_NYISO_G-I | PJM_E | NYISO_G-I | Internal | Summer | B6 | 300 | 500 | 0 | 48.39 | 54.37 | 6 | 0
2030 | PJM_E_2_NYISO_G-I | PJM_E | NYISO_G-I | Internal | Summer | B7 | 400 | 500 | 0 | 44.84 | 43.82 | 6 | 0
2030 | PJM_E_2_NYISO_G-I | PJM_E | NYISO_G-I | Internal | Summer | B8 | 500 | 500 | 0 | 44.38 | 43.82 | 6 | 0
2030 | PJM_E_2_NYISO_G-I | PJM_E | NYISO_G-I | Internal | Summer | B9 | 800 | 500 | 0 | 41.38 | 42.83 | 6 | 0
2030 | PJM_E_2_NYISO_G-I | PJM_E | NYISO_G-I | Internal | Summer | B10 | 1262 | 500 | 301.44 | 36.83 | 42.83 | 6 | 0
2030 | PJM_E_2_NYISO_G-I | PJM_E | NYISO_G-I | Internal | Winter | B16 | 25 | 500 | 0 | 70.31 | 62.31 | 6 | 0
2030 | PJM_E_2_NYISO_G-I | PJM_E | NYISO_G-I | Internal | Winter | B17 | 100 | 500 | 0 | 57.1 | 60.4 | 6 | 0
2030 | PJM_E_2_NYISO_G-I | PJM_E | NYISO_G-I | Internal | Winter | B18 | 400 | 500 | 0 | 52.4 | 58.39 | 6 | 0
2030 | PJM_E_2_NYISO_G-I | PJM_E | NYISO_G-I | Internal | Winter | B19 | 700 | 500 | 197.69 | 48.89 | 54.89 | 6 | 0
2030 | PJM_E_2_NYISO_G-I | PJM_E | NYISO_G-I | Internal | Winter | B20 | 935 | 500 | 500 | 41.07 | 53.01 | 6 | 5.94
2030 | PJM_E_2_NYISO_J-K | PJM_E | NYISO_J-K | Internal | Shoulder | B11 | 25 | 330 | 0 | 71.3 | 63.31 | 6 | 0
2030 | PJM_E_2_NYISO_J-K | PJM_E | NYISO_J-K | Internal | Shoulder | B12 | 200 | 330 | 0 | 55.51 | 47.52 | 6 | 0
2030 | PJM_E_2_NYISO_J-K | PJM_E | NYISO_J-K | Internal | Shoulder | B13 | 600 | 330 | 0 | 47.86 | 45.8 | 6 | 0
2030 | PJM_E_2_NYISO_J-K | PJM_E | NYISO_J-K | Internal | Shoulder | B14 | 900 | 330 | 0 | 47.46 | 44.68 | 6 | 0
2030 | PJM_E_2_NYISO_J-K | PJM_E | NYISO_J-K | Internal | Shoulder | B15 | 1203 | 330 | 0 | 43.72 | 44.68 | 6 | 0
2030 | PJM_E_2_NYISO_J-K | PJM_E | NYISO_J-K | Internal | Summer | B1 | 10 | 330 | 0 | 732.15 | 724.16 | 6 | 0
2030 | PJM_E_2_NYISO_J-K | PJM_E | NYISO_J-K | Internal | Summer | B2 | 25 | 330 | 0 | 501.08 | 392.16 | 6 | 0
2030 | PJM_E_2_NYISO_J-K | PJM_E | NYISO_J-K | Internal | Summer | B3 | 75 | 330 | 0 | 73.78 | 65.79 | 6 | 0
2030 | PJM_E_2_NYISO_J-K | PJM_E | NYISO_J-K | Internal | Summer | B4 | 100 | 330 | 0 | 72.99 | 61.92 | 6 | 0
2030 | PJM_E_2_NYISO_J-K | PJM_E | NYISO_J-K | Internal | Summer | B5 | 200 | 330 | 0 | 68.01 | 60.02 | 6 | 0
2030 | PJM_E_2_NYISO_J-K | PJM_E | NYISO_J-K | Internal | Summer | B6 | 300 | 330 | 271.3 | 48.39 | 54.39 | 6 | 0
2030 | PJM_E_2_NYISO_J-K | PJM_E | NYISO_J-K | Internal | Summer | B7 | 400 | 330 | 0 | 44.84 | 43.84 | 6 | 0
2030 | PJM_E_2_NYISO_J-K | PJM_E | NYISO_J-K | Internal | Summer | B8 | 500 | 330 | 0 | 44.38 | 43.83 | 6 | 0
2030 | PJM_E_2_NYISO_J-K | PJM_E | NYISO_J-K | Internal | Summer | B9 | 800 | 330 | 0 | 41.38 | 42.84 | 6 | 0
2030 | PJM_E_2_NYISO_J-K | PJM_E | NYISO_J-K | Internal | Summer | B10 | 1262 | 330 | 330 | 36.83 | 42.84 | 6 | 0.01
2030 | PJM_E_2_NYISO_J-K | PJM_E | NYISO_J-K | Internal | Winter | B16 | 25 | 330 | 0 | 70.31 | 62.32 | 6 | 0
2030 | PJM_E_2_NYISO_J-K | PJM_E | NYISO_J-K | Internal | Winter | B17 | 100 | 330 | 0 | 57.1 | 60.41 | 6 | 0
2030 | PJM_E_2_NYISO_J-K | PJM_E | NYISO_J-K | Internal | Winter | B18 | 400 | 330 | 26.13 | 52.4 | 58.4 | 6 | 0
2030 | PJM_E_2_NYISO_J-K | PJM_E | NYISO_J-K | Internal | Winter | B19 | 700 | 330 | 330 | 48.89 | 56.77 | 6 | 1.88
2030 | PJM_E_2_NYISO_J-K | PJM_E | NYISO_J-K | Internal | Winter | B20 | 935 | 330 | 330 | 41.07 | 53.02 | 6 | 5.95
2030 | PJM_E_2_PJM_ROM | PJM_E | PJM_ROM | Internal | Shoulder | B11 | 25 | 8000 | 5234.86 | 71.3 | 71.31 | 0.01 | 0
2030 | PJM_E_2_PJM_ROM | PJM_E | PJM_ROM | Internal | Shoulder | B12 | 200 | 8000 | 5039.98 | 55.51 | 55.52 | 0.01 | 0
2030 | PJM_E_2_PJM_ROM | PJM_E | PJM_ROM | Internal | Shoulder | B13 | 600 | 8000 | 1718.31 | 47.86 | 47.87 | 0.01 | 0
2030 | PJM_E_2_PJM_ROM | PJM_E | PJM_ROM | Internal | Shoulder | B14 | 900 | 8000 | 2185.65 | 47.46 | 47.47 | 0.01 | 0
2030 | PJM_E_2_PJM_ROM | PJM_E | PJM_ROM | Internal | Shoulder | B15 | 1203 | 8000 | 0 | 43.72 | 43.7 | 0.01 | 0
2030 | PJM_E_2_PJM_ROM | PJM_E | PJM_ROM | Internal | Summer | B1 | 10 | 8000 | 1160.83 | 732.15 | 732.16 | 0.01 | 0
2030 | PJM_E_2_PJM_ROM | PJM_E | PJM_ROM | Internal | Summer | B2 | 25 | 8000 | 1582.71 | 501.08 | 501.1 | 0.01 | 0
2030 | PJM_E_2_PJM_ROM | PJM_E | PJM_ROM | Internal | Summer | B3 | 75 | 8000 | 1464.68 | 73.78 | 73.79 | 0.01 | 0
2030 | PJM_E_2_PJM_ROM | PJM_E | PJM_ROM | Internal | Summer | B4 | 100 | 8000 | 4425.58 | 72.99 | 73 | 0.01 | 0
2030 | PJM_E_2_PJM_ROM | PJM_E | PJM_ROM | Internal | Summer | B5 | 200 | 8000 | 2089.79 | 68.01 | 68.02 | 0.01 | 0
2030 | PJM_E_2_PJM_ROM | PJM_E | PJM_ROM | Internal | Summer | B6 | 300 | 8000 | 2092.46 | 48.39 | 48.4 | 0.01 | 0
2030 | PJM_E_2_PJM_ROM | PJM_E | PJM_ROM | Internal | Summer | B7 | 400 | 8000 | 0 | 44.84 | 44.83 | 0.01 | 0
2030 | PJM_E_2_PJM_ROM | PJM_E | PJM_ROM | Internal | Summer | B8 | 500 | 8000 | 0 | 44.38 | 44.37 | 0.01 | 0
2030 | PJM_E_2_PJM_ROM | PJM_E | PJM_ROM | Internal | Summer | B9 | 800 | 8000 | 0 | 41.38 | 41.37 | 0.01 | 0
2030 | PJM_E_2_PJM_ROM | PJM_E | PJM_ROM | Internal | Summer | B10 | 1262 | 8000 | 0 | 36.83 | 36.82 | 0.01 | 0
2030 | PJM_E_2_PJM_ROM | PJM_E | PJM_ROM | Internal | Winter | B16 | 25 | 8000 | 2028.65 | 70.31 | 70.32 | 0.01 | 0
2030 | PJM_E_2_PJM_ROM | PJM_E | PJM_ROM | Internal | Winter | B17 | 100 | 8000 | 24.95 | 57.1 | 57.12 | 0.01 | 0
2030 | PJM_E_2_PJM_ROM | PJM_E | PJM_ROM | Internal | Winter | B18 | 400 | 8000 | 0 | 52.4 | 52.39 | 0.01 | 0
2030 | PJM_E_2_PJM_ROM | PJM_E | PJM_ROM | Internal | Winter | B19 | 700 | 8000 | 0 | 48.89 | 48.88 | 0.01 | 0
2030 | PJM_E_2_PJM_ROM | PJM_E | PJM_ROM | Internal | Winter | B20 | 935 | 8000 | 0 | 41.07 | 41.06 | 0.01 | 0
2030 | PJM_ROR_2_MISO_IN | PJM_ROR | MISO_IN | Internal | Shoulder | B11 | 25 | 909 | 909 | 71.32 | 73.34 | 2 | 0.02
2030 | PJM_ROR_2_MISO_IN | PJM_ROR | MISO_IN | Internal | Shoulder | B12 | 200 | 909 | 0 | 55.53 | 55.63 | 2 | 0
2030 | PJM_ROR_2_MISO_IN | PJM_ROR | MISO_IN | Internal | Shoulder | B13 | 600 | 909 | 0 | 47.88 | 48.16 | 2 | 0
2030 | PJM_ROR_2_MISO_IN | PJM_ROR | MISO_IN | Internal | Shoulder | B14 | 900 | 909 | 0 | 47.48 | 46.71 | 2 | 0
2030 | PJM_ROR_2_MISO_IN | PJM_ROR | MISO_IN | Internal | Shoulder | B15 | 1203 | 909 | 0 | 43.69 | 41.72 | 2 | 0
2030 | PJM_ROR_2_MISO_IN | PJM_ROR | MISO_IN | Internal | Summer | B1 | 10 | 909 | 318.74 | 732.18 | 734.18 | 2 | 0
2030 | PJM_ROR_2_MISO_IN | PJM_ROR | MISO_IN | Internal | Summer | B2 | 25 | 909 | 909 | 501.11 | 503.12 | 2 | 0.01
2030 | PJM_ROR_2_MISO_IN | PJM_ROR | MISO_IN | Internal | Summer | B3 | 75 | 909 | 909 | 73.8 | 75.96 | 2 | 0.17
2030 | PJM_ROR_2_MISO_IN | PJM_ROR | MISO_IN | Internal | Summer | B4 | 100 | 909 | 21.57 | 73.01 | 75.01 | 2 | 0
2030 | PJM_ROR_2_MISO_IN | PJM_ROR | MISO_IN | Internal | Summer | B5 | 200 | 909 | 646.17 | 68.04 | 70.04 | 2 | 0
2030 | PJM_ROR_2_MISO_IN | PJM_ROR | MISO_IN | Internal | Summer | B6 | 300 | 909 | 125.49 | 48.41 | 50.41 | 2 | 0
2030 | PJM_ROR_2_MISO_IN | PJM_ROR | MISO_IN | Internal | Summer | B7 | 400 | 909 | 0 | 44.82 | 45.04 | 2 | 0
2030 | PJM_ROR_2_MISO_IN | PJM_ROR | MISO_IN | Internal | Summer | B8 | 500 | 909 | 0 | 44.35 | 43.57 | 2 | 0
2030 | PJM_ROR_2_MISO_IN | PJM_ROR | MISO_IN | Internal | Summer | B9 | 800 | 909 | 0 | 41.35 | 39.45 | 2 | 0
2030 | PJM_ROR_2_MISO_IN | PJM_ROR | MISO_IN | Internal | Summer | B10 | 1262 | 909 | 0 | 36.81 | 36.61 | 2 | 0
2030 | PJM_ROR_2_MISO_IN | PJM_ROR | MISO_IN | Internal | Winter | B16 | 25 | 909 | 251.35 | 70.33 | 72.33 | 2 | 0
2030 | PJM_ROR_2_MISO_IN | PJM_ROR | MISO_IN | Internal | Winter | B17 | 100 | 909 | 0 | 57.1 | 55.98 | 2 | 0
2030 | PJM_ROR_2_MISO_IN | PJM_ROR | MISO_IN | Internal | Winter | B18 | 400 | 909 | 0 | 52.37 | 51.3 | 2 | 0
2030 | PJM_ROR_2_MISO_IN | PJM_ROR | MISO_IN | Internal | Winter | B19 | 700 | 909 | 0 | 48.86 | 47.71 | 2 | 0
2030 | PJM_ROR_2_MISO_IN | PJM_ROR | MISO_IN | Internal | Winter | B20 | 935 | 909 | 0 | 41.04 | 40.2 | 2 | 0
2030 | PJM_ROR_2_MISO_MI | PJM_ROR | MISO_MI | Internal | Shoulder | B11 | 25 | 1305 | 336.33 | 71.32 | 73.32 | 2 | 0
2030 | PJM_ROR_2_MISO_MI | PJM_ROR | MISO_MI | Internal | Shoulder | B12 | 200 | 1305 | 0 | 55.53 | 55.64 | 2 | 0
2030 | PJM_ROR_2_MISO_MI | PJM_ROR | MISO_MI | Internal | Shoulder | B13 | 600 | 1305 | 0 | 47.88 | 48.18 | 2 | 0
2030 | PJM_ROR_2_MISO_MI | PJM_ROR | MISO_MI | Internal | Shoulder | B14 | 900 | 1305 | 0 | 47.48 | 46.72 | 2 | 0
2030 | PJM_ROR_2_MISO_MI | PJM_ROR | MISO_MI | Internal | Shoulder | B15 | 1203 | 1305 | 0 | 43.69 | 41.73 | 2 | 0
2030 | PJM_ROR_2_MISO_MI | PJM_ROR | MISO_MI | Internal | Summer | B1 | 10 | 1305 | 0 | 732.18 | 734.16 | 2 | 0
2030 | PJM_ROR_2_MISO_MI | PJM_ROR | MISO_MI | Internal | Summer | B2 | 25 | 1305 | 207.18 | 501.11 | 503.11 | 2 | 0
2030 | PJM_ROR_2_MISO_MI | PJM_ROR | MISO_MI | Internal | Summer | B3 | 75 | 1305 | 1305 | 73.8 | 75.95 | 2 | 0.15
2030 | PJM_ROR_2_MISO_MI | PJM_ROR | MISO_MI | Internal | Summer | B4 | 100 | 1305 | 0 | 73.01 | 75 | 2 | 0
2030 | PJM_ROR_2_MISO_MI | PJM_ROR | MISO_MI | Internal | Summer | B5 | 200 | 1305 | 0 | 68.04 | 70.02 | 2 | 0
2030 | PJM_ROR_2_MISO_MI | PJM_ROR | MISO_MI | Internal | Summer | B6 | 300 | 1305 | 1177.7 | 48.41 | 50.41 | 2 | 0
2030 | PJM_ROR_2_MISO_MI | PJM_ROR | MISO_MI | Internal | Summer | B7 | 400 | 1305 | 0 | 44.82 | 45.05 | 2 | 0
2030 | PJM_ROR_2_MISO_MI | PJM_ROR | MISO_MI | Internal | Summer | B8 | 500 | 1305 | 0 | 44.35 | 43.58 | 2 | 0
2030 | PJM_ROR_2_MISO_MI | PJM_ROR | MISO_MI | Internal | Summer | B9 | 800 | 1305 | 0 | 41.35 | 39.46 | 2 | 0
2030 | PJM_ROR_2_MISO_MI | PJM_ROR | MISO_MI | Internal | Summer | B10 | 1262 | 1305 | 0 | 36.81 | 36.62 | 2 | 0
2030 | PJM_ROR_2_MISO_MI | PJM_ROR | MISO_MI | Internal | Winter | B16 | 25 | 1305 | 0 | 70.33 | 72.32 | 2 | 0
2030 | PJM_ROR_2_MISO_MI | PJM_ROR | MISO_MI | Internal | Winter | B17 | 100 | 1305 | 0 | 57.1 | 55.99 | 2 | 0
2030 | PJM_ROR_2_MISO_MI | PJM_ROR | MISO_MI | Internal | Winter | B18 | 400 | 1305 | 0 | 52.37 | 51.31 | 2 | 0
2030 | PJM_ROR_2_MISO_MI | PJM_ROR | MISO_MI | Internal | Winter | B19 | 700 | 1305 | 0 | 48.86 | 47.72 | 2 | 0
2030 | PJM_ROR_2_MISO_MI | PJM_ROR | MISO_MI | Internal | Winter | B20 | 935 | 1305 | 0 | 41.04 | 40.21 | 2 | 0
2030 | PJM_ROR_2_MISO_MO-IL | PJM_ROR | MISO_MO-IL | Internal | Shoulder | B11 | 25 | 1111 | 1111 | 71.32 | 73.35 | 2 | 0.02
2030 | PJM_ROR_2_MISO_MO-IL | PJM_ROR | MISO_MO-IL | Internal | Shoulder | B12 | 200 | 1111 | 0 | 55.53 | 55.48 | 2 | 0
2030 | PJM_ROR_2_MISO_MO-IL | PJM_ROR | MISO_MO-IL | Internal | Shoulder | B13 | 600 | 1111 | 0 | 47.88 | 48.1 | 2 | 0
2030 | PJM_ROR_2_MISO_MO-IL | PJM_ROR | MISO_MO-IL | Internal | Shoulder | B14 | 900 | 1111 | 0 | 47.48 | 46.7 | 2 | 0
2030 | PJM_ROR_2_MISO_MO-IL | PJM_ROR | MISO_MO-IL | Internal | Shoulder | B15 | 1203 | 1111 | 0 | 43.69 | 41.7 | 2 | 0
2030 | PJM_ROR_2_MISO_MO-IL | PJM_ROR | MISO_MO-IL | Internal | Summer | B1 | 10 | 1111 | 1111 | 732.18 | 734.19 | 2 | 0.01
2030 | PJM_ROR_2_MISO_MO-IL | PJM_ROR | MISO_MO-IL | Internal | Summer | B2 | 25 | 1111 | 1111 | 501.11 | 503.13 | 2 | 0.02
2030 | PJM_ROR_2_MISO_MO-IL | PJM_ROR | MISO_MO-IL | Internal | Summer | B3 | 75 | 1111 | 1111 | 73.8 | 75.98 | 2 | 0.18
2030 | PJM_ROR_2_MISO_MO-IL | PJM_ROR | MISO_MO-IL | Internal | Summer | B4 | 100 | 1111 | 0 | 73.01 | 75 | 2 | 0
2030 | PJM_ROR_2_MISO_MO-IL | PJM_ROR | MISO_MO-IL | Internal | Summer | B5 | 200 | 1111 | 1111 | 68.04 | 70.05 | 2 | 0.01
2030 | PJM_ROR_2_MISO_MO-IL | PJM_ROR | MISO_MO-IL | Internal | Summer | B6 | 300 | 1111 | 648.94 | 48.41 | 50.41 | 2 | 0
2030 | PJM_ROR_2_MISO_MO-IL | PJM_ROR | MISO_MO-IL | Internal | Summer | B7 | 400 | 1111 | 0 | 44.82 | 45.03 | 2 | 0
2030 | PJM_ROR_2_MISO_MO-IL | PJM_ROR | MISO_MO-IL | Internal | Summer | B8 | 500 | 1111 | 0 | 44.35 | 43.56 | 2 | 0
2030 | PJM_ROR_2_MISO_MO-IL | PJM_ROR | MISO_MO-IL | Internal | Summer | B9 | 800 | 1111 | 0 | 41.35 | 39.44 | 2 | 0
2030 | PJM_ROR_2_MISO_MO-IL | PJM_ROR | MISO_MO-IL | Internal | Summer | B10 | 1262 | 1111 | 0 | 36.81 | 36.62 | 2 | 0
2030 | PJM_ROR_2_MISO_MO-IL | PJM_ROR | MISO_MO-IL | Internal | Winter | B16 | 25 | 1111 | 0 | 70.33 | 72.32 | 2 | 0
2030 | PJM_ROR_2_MISO_MO-IL | PJM_ROR | MISO_MO-IL | Internal | Winter | B17 | 100 | 1111 | 0 | 57.1 | 55.13 | 2 | 0
2030 | PJM_ROR_2_MISO_MO-IL | PJM_ROR | MISO_MO-IL | Internal | Winter | B18 | 400 | 1111 | 0 | 52.37 | 51.29 | 2 | 0
2030 | PJM_ROR_2_MISO_MO-IL | PJM_ROR | MISO_MO-IL | Internal | Winter | B19 | 700 | 1111 | 0 | 48.86 | 47.72 | 2 | 0
2030 | PJM_ROR_2_MISO_MO-IL | PJM_ROR | MISO_MO-IL | Internal | Winter | B20 | 935 | 1111 | 0 | 41.04 | 40.21 | 2 | 0
2030 | PJM_ROR_2_MISO_W | PJM_ROR | MISO_W | Internal | Shoulder | B11 | 25 | 709 | 709 | 71.32 | 73.33 | 2 | 0.01
2030 | PJM_ROR_2_MISO_W | PJM_ROR | MISO_W | Internal | Shoulder | B12 | 200 | 709 | 0 | 55.53 | 55.47 | 2 | 0
2030 | PJM_ROR_2_MISO_W | PJM_ROR | MISO_W | Internal | Shoulder | B13 | 600 | 709 | 0 | 47.88 | 48.09 | 2 | 0
2030 | PJM_ROR_2_MISO_W | PJM_ROR | MISO_W | Internal | Shoulder | B14 | 900 | 709 | 0 | 47.48 | 46.68 | 2 | 0
2030 | PJM_ROR_2_MISO_W | PJM_ROR | MISO_W | Internal | Shoulder | B15 | 1203 | 709 | 0 | 43.69 | 41.69 | 2 | 0
2030 | PJM_ROR_2_MISO_W | PJM_ROR | MISO_W | Internal | Summer | B1 | 10 | 709 | 109.43 | 732.18 | 734.18 | 2 | 0
2030 | PJM_ROR_2_MISO_W | PJM_ROR | MISO_W | Internal | Summer | B2 | 25 | 709 | 709 | 501.11 | 503.12 | 2 | 0.01
2030 | PJM_ROR_2_MISO_W | PJM_ROR | MISO_W | Internal | Summer | B3 | 75 | 709 | 709 | 73.8 | 75.99 | 2 | 0.19
2030 | PJM_ROR_2_MISO_W | PJM_ROR | MISO_W | Internal | Summer | B4 | 100 | 709 | 634.14 | 73.01 | 75.01 | 2 | 0
2030 | PJM_ROR_2_MISO_W | PJM_ROR | MISO_W | Internal | Summer | B5 | 200 | 709 | 709 | 68.04 | 70.06 | 2 | 0.02
2030 | PJM_ROR_2_MISO_W | PJM_ROR | MISO_W | Internal | Summer | B6 | 300 | 709 | 143.17 | 48.41 | 50.41 | 2 | 0
2030 | PJM_ROR_2_MISO_W | PJM_ROR | MISO_W | Internal | Summer | B7 | 400 | 709 | 0 | 44.82 | 45.02 | 2 | 0
2030 | PJM_ROR_2_MISO_W | PJM_ROR | MISO_W | Internal | Summer | B8 | 500 | 709 | 0 | 44.35 | 43.55 | 2 | 0
2030 | PJM_ROR_2_MISO_W | PJM_ROR | MISO_W | Internal | Summer | B9 | 800 | 709 | 0 | 41.35 | 39.45 | 2 | 0
2030 | PJM_ROR_2_MISO_W | PJM_ROR | MISO_W | Internal | Summer | B10 | 1262 | 709 | 0 | 36.81 | 36.61 | 2 | 0
2030 | PJM_ROR_2_MISO_W | PJM_ROR | MISO_W | Internal | Winter | B16 | 25 | 709 | 0 | 70.33 | 71.65 | 2 | 0
2030 | PJM_ROR_2_MISO_W | PJM_ROR | MISO_W | Internal | Winter | B17 | 100 | 709 | 0 | 57.1 | 55.12 | 2 | 0
2030 | PJM_ROR_2_MISO_W | PJM_ROR | MISO_W | Internal | Winter | B18 | 400 | 709 | 0 | 52.37 | 51.28 | 2 | 0
2030 | PJM_ROR_2_MISO_W | PJM_ROR | MISO_W | Internal | Winter | B19 | 700 | 709 | 0 | 48.86 | 47.74 | 2 | 0
2030 | PJM_ROR_2_MISO_W | PJM_ROR | MISO_W | Internal | Winter | B20 | 935 | 709 | 0 | 41.04 | 40.2 | 2 | 0
2030 | PJM_ROR_2_MISO_WUMS | PJM_ROR | MISO_WUMS | Internal | Shoulder | B11 | 25 | 1467 | 595.81 | 71.32 | 73.32 | 2 | 0
2030 | PJM_ROR_2_MISO_WUMS | PJM_ROR | MISO_WUMS | Internal | Shoulder | B12 | 200 | 1467 | 0 | 55.53 | 55.48 | 2 | 0
2030 | PJM_ROR_2_MISO_WUMS | PJM_ROR | MISO_WUMS | Internal | Shoulder | B13 | 600 | 1467 | 0 | 47.88 | 48.07 | 2 | 0
2030 | PJM_ROR_2_MISO_WUMS | PJM_ROR | MISO_WUMS | Internal | Shoulder | B14 | 900 | 1467 | 0 | 47.48 | 46.67 | 2 | 0
2030 | PJM_ROR_2_MISO_WUMS | PJM_ROR | MISO_WUMS | Internal | Shoulder | B15 | 1203 | 1467 | 0 | 43.69 | 41.7 | 2 | 0
2030 | PJM_ROR_2_MISO_WUMS | PJM_ROR | MISO_WUMS | Internal | Summer | B1 | 10 | 1467 | 0 | 732.18 | 730.18 | 2 | 0
2030 | PJM_ROR_2_MISO_WUMS | PJM_ROR | MISO_WUMS | Internal | Summer | B2 | 25 | 1467 | 0 | 501.11 | 499.11 | 2 | 0
2030 | PJM_ROR_2_MISO_WUMS | PJM_ROR | MISO_WUMS | Internal | Summer | B3 | 75 | 1467 | 1467 | 73.8 | 75.98 | 2 | 0.18
2030 | PJM_ROR_2_MISO_WUMS | PJM_ROR | MISO_WUMS | Internal | Summer | B4 | 100 | 1467 | 0 | 73.01 | 75 | 2 | 0
2030 | PJM_ROR_2_MISO_WUMS | PJM_ROR | MISO_WUMS | Internal | Summer | B5 | 200 | 1467 | 543.94 | 68.04 | 70.04 | 2 | 0
2030 | PJM_ROR_2_MISO_WUMS | PJM_ROR | MISO_WUMS | Internal | Summer | B6 | 300 | 1467 | 0 | 48.41 | 50.4 | 2 | 0
2030 | PJM_ROR_2_MISO_WUMS | PJM_ROR | MISO_WUMS | Internal | Summer | B7 | 400 | 1467 | 0 | 44.82 | 43.66 | 2 | 0
2030 | PJM_ROR_2_MISO_WUMS | PJM_ROR | MISO_WUMS | Internal | Summer | B8 | 500 | 1467 | 0 | 44.35 | 43.56 | 2 | 0
2030 | PJM_ROR_2_MISO_WUMS | PJM_ROR | MISO_WUMS | Internal | Summer | B9 | 800 | 1467 | 0 | 41.35 | 39.46 | 2 | 0
2030 | PJM_ROR_2_MISO_WUMS | PJM_ROR | MISO_WUMS | Internal | Summer | B10 | 1262 | 1467 | 0 | 36.81 | 36.62 | 2 | 0
2030 | PJM_ROR_2_MISO_WUMS | PJM_ROR | MISO_WUMS | Internal | Winter | B16 | 25 | 1467 | 0 | 70.33 | 71.63 | 2 | 0
2030 | PJM_ROR_2_MISO_WUMS | PJM_ROR | MISO_WUMS | Internal | Winter | B17 | 100 | 1467 | 0 | 57.1 | 55.1 | 2 | 0
2030 | PJM_ROR_2_MISO_WUMS | PJM_ROR | MISO_WUMS | Internal | Winter | B18 | 400 | 1467 | 0 | 52.37 | 51.26 | 2 | 0
2030 | PJM_ROR_2_MISO_WUMS | PJM_ROR | MISO_WUMS | Internal | Winter | B19 | 700 | 1467 | 0 | 48.86 | 47.75 | 2 | 0
2030 | PJM_ROR_2_MISO_WUMS | PJM_ROR | MISO_WUMS | Internal | Winter | B20 | 935 | 1467 | 0 | 41.04 | 40.21 | 2 | 0
2030 | PJM_ROR_2_PJM_ROM | PJM_ROR | PJM_ROM | Internal | Shoulder | B11 | 25 | 8000 | 0 | 71.32 | 71.31 | 0.01 | 0
2030 | PJM_ROR_2_PJM_ROM | PJM_ROR | PJM_ROM | Internal | Shoulder | B12 | 200 | 8000 | 0 | 55.53 | 55.52 | 0.01 | 0
2030 | PJM_ROR_2_PJM_ROM | PJM_ROR | PJM_ROM | Internal | Shoulder | B13 | 600 | 8000 | 0 | 47.88 | 47.87 | 0.01 | 0
2030 | PJM_ROR_2_PJM_ROM | PJM_ROR | PJM_ROM | Internal | Shoulder | B14 | 900 | 8000 | 0 | 47.48 | 47.47 | 0.01 | 0
2030 | PJM_ROR_2_PJM_ROM | PJM_ROR | PJM_ROM | Internal | Shoulder | B15 | 1203 | 8000 | 1583.87 | 43.69 | 43.7 | 0.01 | 0
2030 | PJM_ROR_2_PJM_ROM | PJM_ROR | PJM_ROM | Internal | Summer | B1 | 10 | 8000 | 0 | 732.18 | 732.16 | 0.01 | 0
2030 | PJM_ROR_2_PJM_ROM | PJM_ROR | PJM_ROM | Internal | Summer | B2 | 25 | 8000 | 0 | 501.11 | 501.1 | 0.01 | 0
2030 | PJM_ROR_2_PJM_ROM | PJM_ROR | PJM_ROM | Internal | Summer | B3 | 75 | 8000 | 0 | 73.8 | 73.79 | 0.01 | 0
2030 | PJM_ROR_2_PJM_ROM | PJM_ROR | PJM_ROM | Internal | Summer | B4 | 100 | 8000 | 0 | 73.01 | 73 | 0.01 | 0
2030 | PJM_ROR_2_PJM_ROM | PJM_ROR | PJM_ROM | Internal | Summer | B5 | 200 | 8000 | 0 | 68.04 | 68.02 | 0.01 | 0
2030 | PJM_ROR_2_PJM_ROM | PJM_ROR | PJM_ROM | Internal | Summer | B6 | 300 | 8000 | 0 | 48.41 | 48.4 | 0.01 | 0
2030 | PJM_ROR_2_PJM_ROM | PJM_ROR | PJM_ROM | Internal | Summer | B7 | 400 | 8000 | 56.06 | 44.82 | 44.83 | 0.01 | 0
2030 | PJM_ROR_2_PJM_ROM | PJM_ROR | PJM_ROM | Internal | Summer | B8 | 500 | 8000 | 2640.09 | 44.35 | 44.37 | 0.01 | 0
2030 | PJM_ROR_2_PJM_ROM | PJM_ROR | PJM_ROM | Internal | Summer | B9 | 800 | 8000 | 1486.84 | 41.35 | 41.37 | 0.01 | 0
2030 | PJM_ROR_2_PJM_ROM | PJM_ROR | PJM_ROM | Internal | Summer | B10 | 1262 | 8000 | 4726.5 | 36.81 | 36.82 | 0.01 | 0
2030 | PJM_ROR_2_PJM_ROM | PJM_ROR | PJM_ROM | Internal | Winter | B16 | 25 | 8000 | 0 | 70.33 | 70.32 | 0.01 | 0
2030 | PJM_ROR_2_PJM_ROM | PJM_ROR | PJM_ROM | Internal | Winter | B17 | 100 | 8000 | 412.25 | 57.1 | 57.12 | 0.01 | 0
2030 | PJM_ROR_2_PJM_ROM | PJM_ROR | PJM_ROM | Internal | Winter | B18 | 400 | 8000 | 3132.57 | 52.37 | 52.39 | 0.01 | 0
2030 | PJM_ROR_2_PJM_ROM | PJM_ROR | PJM_ROM | Internal | Winter | B19 | 700 | 8000 | 4517.19 | 48.86 | 48.88 | 0.01 | 0
2030 | PJM_ROR_2_PJM_ROM | PJM_ROR | PJM_ROM | Internal | Winter | B20 | 935 | 8000 | 3569.28 | 41.04 | 41.06 | 0.01 | 0
2030 | PJM_ROR_2_TVA_Transmission | PJM_ROR | TVA_Transmission | Internal | Shoulder | B11 | 25 | 2500 | 0 | 71.32 | 75.72 | 6 | 0
2030 | PJM_ROR_2_TVA_Transmission | PJM_ROR | TVA_Transmission | Internal | Shoulder | B12 | 200 | 2500 | 0 | 55.53 | 56.6 | 6 | 0
2030 | PJM_ROR_2_TVA_Transmission | PJM_ROR | TVA_Transmission | Internal | Shoulder | B13 | 600 | 2500 | 0 | 47.88 | 51.71 | 6 | 0
2030 | PJM_ROR_2_TVA_Transmission | PJM_ROR | TVA_Transmission | Internal | Shoulder | B14 | 900 | 2500 | 0 | 47.48 | 51.98 | 6 | 0
2030 | PJM_ROR_2_TVA_Transmission | PJM_ROR | TVA_Transmission | Internal | Shoulder | B15 | 1203 | 2500 | 0 | 43.69 | 49.54 | 6 | 0
2030 | PJM_ROR_2_TVA_Transmission | PJM_ROR | TVA_Transmission | Internal | Summer | B1 | 10 | 2500 | 2500 | 732.18 | 742.19 | 6 | 4.01
2030 | PJM_ROR_2_TVA_Transmission | PJM_ROR | TVA_Transmission | Internal | Summer | B2 | 25 | 2500 | 2500 | 501.11 | 519.12 | 6 | 12.01
2030 | PJM_ROR_2_TVA_Transmission | PJM_ROR | TVA_Transmission | Internal | Summer | B3 | 75 | 2500 | 2500 | 73.8 | 83.75 | 6 | 3.95
2030 | PJM_ROR_2_TVA_Transmission | PJM_ROR | TVA_Transmission | Internal | Summer | B4 | 100 | 2500 | 2500 | 73.01 | 82 | 6 | 2.99
2030 | PJM_ROR_2_TVA_Transmission | PJM_ROR | TVA_Transmission | Internal | Summer | B5 | 200 | 2500 | 847.71 | 68.04 | 74.04 | 6 | 0
2030 | PJM_ROR_2_TVA_Transmission | PJM_ROR | TVA_Transmission | Internal | Summer | B6 | 300 | 2500 | 827.63 | 48.41 | 54.41 | 6 | 0
2030 | PJM_ROR_2_TVA_Transmission | PJM_ROR | TVA_Transmission | Internal | Summer | B7 | 400 | 2500 | 44.71 | 44.82 | 50.82 | 6 | 0
2030 | PJM_ROR_2_TVA_Transmission | PJM_ROR | TVA_Transmission | Internal | Summer | B8 | 500 | 2500 | 0 | 44.35 | 48.13 | 6 | 0
2030 | PJM_ROR_2_TVA_Transmission | PJM_ROR | TVA_Transmission | Internal | Summer | B9 | 800 | 2500 | 0 | 41.35 | 47.34 | 6 | 0
2030 | PJM_ROR_2_TVA_Transmission | PJM_ROR | TVA_Transmission | Internal | Summer | B10 | 1262 | 2500 | 0 | 36.81 | 41.71 | 6 | 0
2030 | PJM_ROR_2_TVA_Transmission | PJM_ROR | TVA_Transmission | Internal | Winter | B16 | 25 | 2500 | 535.98 | 70.33 | 76.33 | 6 | 0
2030 | PJM_ROR_2_TVA_Transmission | PJM_ROR | TVA_Transmission | Internal | Winter | B17 | 100 | 2500 | 0 | 57.1 | 58.66 | 6 | 0
2030 | PJM_ROR_2_TVA_Transmission | PJM_ROR | TVA_Transmission | Internal | Winter | B18 | 400 | 2500 | 0 | 52.37 | 54.9 | 6 | 0
2030 | PJM_ROR_2_TVA_Transmission | PJM_ROR | TVA_Transmission | Internal | Winter | B19 | 700 | 2500 | 0 | 48.86 | 53.5 | 6 | 0
2030 | PJM_ROR_2_TVA_Transmission | PJM_ROR | TVA_Transmission | Internal | Winter | B20 | 935 | 2500 | 1322.42 | 41.04 | 47.04 | 6 | 0
2030 | PJM_ROR_2_VACAR | PJM_ROR | VACAR | Internal | Shoulder | B11 | 25 | 3000 | 2558.83 | 71.32 | 77.32 | 6 | 0
2030 | PJM_ROR_2_VACAR | PJM_ROR | VACAR | Internal | Shoulder | B12 | 200 | 3000 | 2974.73 | 55.53 | 61.53 | 6 | 0
2030 | PJM_ROR_2_VACAR | PJM_ROR | VACAR | Internal | Shoulder | B13 | 600 | 3000 | 2482.05 | 47.88 | 53.88 | 6 | 0
2030 | PJM_ROR_2_VACAR | PJM_ROR | VACAR | Internal | Shoulder | B14 | 900 | 3000 | 2845.33 | 47.48 | 53.48 | 6 | 0
2030 | PJM_ROR_2_VACAR | PJM_ROR | VACAR | Internal | Shoulder | B15 | 1203 | 3000 | 0 | 43.69 | 49.45 | 6 | 0
2030 | PJM_ROR_2_VACAR | PJM_ROR | VACAR | Internal | Summer | B1 | 10 | 3000 | 3000 | 732.18 | 751.19 | 6 | 13.01
2030 | PJM_ROR_2_VACAR | PJM_ROR | VACAR | Internal | Summer | B2 | 25 | 3000 | 3000 | 501.11 | 616.23 | 6 | 109.12
2030 | PJM_ROR_2_VACAR | PJM_ROR | VACAR | Internal | Summer | B3 | 75 | 3000 | 3000 | 73.8 | 85.75 | 6 | 5.95
2030 | PJM_ROR_2_VACAR | PJM_ROR | VACAR | Internal | Summer | B4 | 100 | 3000 | 3000 | 73.01 | 85.75 | 6 | 6.74
2030 | PJM_ROR_2_VACAR | PJM_ROR | VACAR | Internal | Summer | B5 | 200 | 3000 | 3000 | 68.04 | 83.04 | 6 | 9
2030 | PJM_ROR_2_VACAR | PJM_ROR | VACAR | Internal | Summer | B6 | 300 | 3000 | 3000 | 48.41 | 60.52 | 6 | 6.11
2030 | PJM_ROR_2_VACAR | PJM_ROR | VACAR | Internal | Summer | B7 | 400 | 3000 | 3000 | 44.82 | 54.62 | 6 | 3.8
2030 | PJM_ROR_2_VACAR | PJM_ROR | VACAR | Internal | Summer | B8 | 500 | 3000 | 2880.95 | 44.35 | 50.35 | 6 | 0
2030 | PJM_ROR_2_VACAR | PJM_ROR | VACAR | Internal | Summer | B9 | 800 | 3000 | 3000 | 41.35 | 47.46 | 6 | 0.11
2030 | PJM_ROR_2_VACAR | PJM_ROR | VACAR | Internal | Summer | B10 | 1262 | 3000 | 3000 | 36.81 | 43.61 | 6 | 0.8
2030 | PJM_ROR_2_VACAR | PJM_ROR | VACAR | Internal | Winter | B16 | 25 | 3000 | 3000 | 70.33 | 93.5 | 6 | 17.17
2030 | PJM_ROR_2_VACAR | PJM_ROR | VACAR | Internal | Winter | B17 | 100 | 3000 | 3000 | 57.1 | 64.9 | 6 | 1.79
2030 | PJM_ROR_2_VACAR | PJM_ROR | VACAR | Internal | Winter | B18 | 400 | 3000 | 1267.56 | 52.37 | 58.37 | 6 | 0
2030 | PJM_ROR_2_VACAR | PJM_ROR | VACAR | Internal | Winter | B19 | 700 | 3000 | 0 | 48.86 | 53.9 | 6 | 0
2030 | PJM_ROR_2_VACAR | PJM_ROR | VACAR | Internal | Winter | B20 | 935 | 3000 | 0 | 41.04 | 46.89 | 6 | 0
2030 | PJM_ROM_2_NYISO_A-F | PJM_ROM | NYISO_A-F | Internal | Shoulder | B11 | 25 | 2000 | 0 | 71.31 | 47.21 | 6 | 0
2030 | PJM_ROM_2_NYISO_A-F | PJM_ROM | NYISO_A-F | Internal | Shoulder | B12 | 200 | 2000 | 0 | 55.52 | 47.21 | 6 | 0
2030 | PJM_ROM_2_NYISO_A-F | PJM_ROM | NYISO_A-F | Internal | Shoulder | B13 | 600 | 2000 | 0 | 47.87 | 44.66 | 6 | 0
2030 | PJM_ROM_2_NYISO_A-F | PJM_ROM | NYISO_A-F | Internal | Shoulder | B14 | 900 | 2000 | 0 | 47.47 | 44.66 | 6 | 0
2030 | PJM_ROM_2_NYISO_A-F | PJM_ROM | NYISO_A-F | Internal | Shoulder | B15 | 1203 | 2000 | 0 | 43.7 | 44.66 | 6 | 0
2030 | PJM_ROM_2_NYISO_A-F | PJM_ROM | NYISO_A-F | Internal | Summer | B1 | 10 | 2000 | 0 | 732.16 | 68.84 | 6 | 0
2030 | PJM_ROM_2_NYISO_A-F | PJM_ROM | NYISO_A-F | Internal | Summer | B2 | 25 | 2000 | 0 | 501.1 | 119.29 | 6 | 0
2030 | PJM_ROM_2_NYISO_A-F | PJM_ROM | NYISO_A-F | Internal | Summer | B3 | 75 | 2000 | 0 | 73.79 | 59.46 | 6 | 0
2030 | PJM_ROM_2_NYISO_A-F | PJM_ROM | NYISO_A-F | Internal | Summer | B4 | 100 | 2000 | 0 | 73 | 50.33 | 6 | 0
2030 | PJM_ROM_2_NYISO_A-F | PJM_ROM | NYISO_A-F | Internal | Summer | B5 | 200 | 2000 | 0 | 68.02 | 50.33 | 6 | 0
2030 | PJM_ROM_2_NYISO_A-F | PJM_ROM | NYISO_A-F | Internal | Summer | B6 | 300 | 2000 | 0 | 48.4 | 45.88 | 6 | 0
2030 | PJM_ROM_2_NYISO_A-F | PJM_ROM | NYISO_A-F | Internal | Summer | B7 | 400 | 2000 | 0 | 44.83 | 43.81 | 6 | 0
2030 | PJM_ROM_2_NYISO_A-F | PJM_ROM | NYISO_A-F | Internal | Summer | B8 | 500 | 2000 | 0 | 44.37 | 43.81 | 6 | 0
2030 | PJM_ROM_2_NYISO_A-F | PJM_ROM | NYISO_A-F | Internal | Summer | B9 | 800 | 2000 | 0 | 41.37 | 42.82 | 6 | 0
2030 | PJM_ROM_2_NYISO_A-F | PJM_ROM | NYISO_A-F | Internal | Summer | B10 | 1262 | 2000 | 1277.36 | 36.82 | 42.82 | 6 | 0
2030 | PJM_ROM_2_NYISO_A-F | PJM_ROM | NYISO_A-F | Internal | Winter | B16 | 25 | 2000 | 0 | 70.32 | 51.51 | 6 | 0
2030 | PJM_ROM_2_NYISO_A-F | PJM_ROM | NYISO_A-F | Internal | Winter | B17 | 100 | 2000 | 0 | 57.12 | 49.12 | 6 | 0
2030 | PJM_ROM_2_NYISO_A-F | PJM_ROM | NYISO_A-F | Internal | Winter | B18 | 400 | 2000 | 0 | 52.39 | 47.06 | 6 | 0
2030 | PJM_ROM_2_NYISO_A-F | PJM_ROM | NYISO_A-F | Internal | Winter | B19 | 700 | 2000 | 0 | 48.88 | 47.06 | 6 | 0
2030 | PJM_ROM_2_NYISO_A-F | PJM_ROM | NYISO_A-F | Internal | Winter | B20 | 935 | 2000 | 403.06 | 41.06 | 47.06 | 6 | 0
2030 | PJM_ROM_2_PJM_E | PJM_ROM | PJM_E | Internal | Shoulder | B11 | 25 | 8000 | 0 | 71.31 | 71.3 | 0.01 | 0
2030 | PJM_ROM_2_PJM_E | PJM_ROM | PJM_E | Internal | Shoulder | B12 | 200 | 8000 | 0 | 55.52 | 55.51 | 0.01 | 0
2030 | PJM_ROM_2_PJM_E | PJM_ROM | PJM_E | Internal | Shoulder | B13 | 600 | 8000 | 0 | 47.87 | 47.86 | 0.01 | 0
2030 | PJM_ROM_2_PJM_E | PJM_ROM | PJM_E | Internal | Shoulder | B14 | 900 | 8000 | 0 | 47.47 | 47.46 | 0.01 | 0
2030 | PJM_ROM_2_PJM_E | PJM_ROM | PJM_E | Internal | Shoulder | B15 | 1203 | 8000 | 121.31 | 43.7 | 43.72 | 0.01 | 0
2030 | PJM_ROM_2_PJM_E | PJM_ROM | PJM_E | Internal | Summer | B1 | 10 | 8000 | 0 | 732.16 | 732.15 | 0.01 | 0
2030 | PJM_ROM_2_PJM_E | PJM_ROM | PJM_E | Internal | Summer | B2 | 25 | 8000 | 0 | 501.1 | 501.08 | 0.01 | 0
2030 | PJM_ROM_2_PJM_E | PJM_ROM | PJM_E | Internal | Summer | B3 | 75 | 8000 | 0 | 73.79 | 73.78 | 0.01 | 0
2030 | PJM_ROM_2_PJM_E | PJM_ROM | PJM_E | Internal | Summer | B4 | 100 | 8000 | 0 | 73 | 72.99 | 0.01 | 0
2030 | PJM_ROM_2_PJM_E | PJM_ROM | PJM_E | Internal | Summer | B5 | 200 | 8000 | 0 | 68.02 | 68.01 | 0.01 | 0
2030 | PJM_ROM_2_PJM_E | PJM_ROM | PJM_E | Internal | Summer | B6 | 300 | 8000 | 0 | 48.4 | 48.39 | 0.01 | 0
2030 | PJM_ROM_2_PJM_E | PJM_ROM | PJM_E | Internal | Summer | B7 | 400 | 8000 | 868.46 | 44.83 | 44.84 | 0.01 | 0
2030 | PJM_ROM_2_PJM_E | PJM_ROM | PJM_E | Internal | Summer | B8 | 500 | 8000 | 1450.38 | 44.37 | 44.38 | 0.01 | 0
2030 | PJM_ROM_2_PJM_E | PJM_ROM | PJM_E | Internal | Summer | B9 | 800 | 8000 | 1381.17 | 41.37 | 41.38 | 0.01 | 0
2030 | PJM_ROM_2_PJM_E | PJM_ROM | PJM_E | Internal | Summer | B10 | 1262 | 8000 | 2847.3 | 36.82 | 36.83 | 0.01 | 0
2030 | PJM_ROM_2_PJM_E | PJM_ROM | PJM_E | Internal | Winter | B16 | 25 | 8000 | 0 | 70.32 | 70.31 | 0.01 | 0
2030 | PJM_ROM_2_PJM_E | PJM_ROM | PJM_E | Internal | Winter | B17 | 100 | 8000 | 0 | 57.12 | 57.1 | 0.01 | 0
2030 | PJM_ROM_2_PJM_E | PJM_ROM | PJM_E | Internal | Winter | B18 | 400 | 8000 | 2120.72 | 52.39 | 52.4 | 0.01 | 0
2030 | PJM_ROM_2_PJM_E | PJM_ROM | PJM_E | Internal | Winter | B19 | 700 | 8000 | 3913.87 | 48.88 | 48.89 | 0.01 | 0
2030 | PJM_ROM_2_PJM_E | PJM_ROM | PJM_E | Internal | Winter | B20 | 935 | 8000 | 2559.93 | 41.06 | 41.07 | 0.01 | 0
2030 | PJM_ROM_2_PJM_ROR | PJM_ROM | PJM_ROR | Internal | Shoulder | B11 | 25 | 8000 | 6209.73 | 71.31 | 71.32 | 0.01 | 0
2030 | PJM_ROM_2_PJM_ROR | PJM_ROM | PJM_ROR | Internal | Shoulder | B12 | 200 | 8000 | 4964.72 | 55.52 | 55.53 | 0.01 | 0
2030 | PJM_ROM_2_PJM_ROR | PJM_ROM | PJM_ROR | Internal | Shoulder | B13 | 600 | 8000 | 918.46 | 47.87 | 47.88 | 0.01 | 0
2030 | PJM_ROM_2_PJM_ROR | PJM_ROM | PJM_ROR | Internal | Shoulder | B14 | 900 | 8000 | 1828.95 | 47.47 | 47.48 | 0.01 | 0
2030 | PJM_ROM_2_PJM_ROR | PJM_ROM | PJM_ROR | Internal | Shoulder | B15 | 1203 | 8000 | 0 | 43.7 | 43.69 | 0.01 | 0
2030 | PJM_ROM_2_PJM_ROR | PJM_ROM | PJM_ROR | Internal | Summer | B1 | 10 | 8000 | 2034.05 | 732.16 | 732.18 | 0.01 | 0
2030 | PJM_ROM_2_PJM_ROR | PJM_ROM | PJM_ROR | Internal | Summer | B2 | 25 | 8000 | 2222.93 | 501.1 | 501.11 | 0.01 | 0
2030 | PJM_ROM_2_PJM_ROR | PJM_ROM | PJM_ROR | Internal | Summer | B3 | 75 | 8000 | 2587.92 | 73.79 | 73.8 | 0.01 | 0
2030 | PJM_ROM_2_PJM_ROR | PJM_ROM | PJM_ROR | Internal | Summer | B4 | 100 | 8000 | 6550.75 | 73 | 73.01 | 0.01 | 0
2030 | PJM_ROM_2_PJM_ROR | PJM_ROM | PJM_ROR | Internal | Summer | B5 | 200 | 8000 | 4705.09 | 68.02 | 68.04 | 0.01 | 0
2030 | PJM_ROM_2_PJM_ROR | PJM_ROM | PJM_ROR | Internal | Summer | B6 | 300 | 8000 | 3083.53 | 48.4 | 48.41 | 0.01 | 0
2030 | PJM_ROM_2_PJM_ROR | PJM_ROM | PJM_ROR | Internal | Summer | B7 | 400 | 8000 | 0 | 44.83 | 44.82 | 0.01 | 0
2030 | PJM_ROM_2_PJM_ROR | PJM_ROM | PJM_ROR | Internal | Summer | B8 | 500 | 8000 | 0 | 44.37 | 44.35 | 0.01 | 0
2030 | PJM_ROM_2_PJM_ROR | PJM_ROM | PJM_ROR | Internal | Summer | B9 | 800 | 8000 | 0 | 41.37 | 41.35 | 0.01 | 0
2030 | PJM_ROM_2_PJM_ROR | PJM_ROM | PJM_ROR | Internal | Summer | B10 | 1262 | 8000 | 0 | 36.82 | 36.81 | 0.01 | 0
2030 | PJM_ROM_2_PJM_ROR | PJM_ROM | PJM_ROR | Internal | Winter | B16 | 25 | 8000 | 3361.66 | 70.32 | 70.33 | 0.01 | 0
2030 | PJM_ROM_2_PJM_ROR | PJM_ROM | PJM_ROR | Internal | Winter | B17 | 100 | 8000 | 0 | 57.12 | 57.1 | 0.01 | 0
2030 | PJM_ROM_2_PJM_ROR | PJM_ROM | PJM_ROR | Internal | Winter | B18 | 400 | 8000 | 0 | 52.39 | 52.37 | 0.01 | 0
2030 | PJM_ROM_2_PJM_ROR | PJM_ROM | PJM_ROR | Internal | Winter | B19 | 700 | 8000 | 0 | 48.88 | 48.86 | 0.01 | 0
2030 | PJM_ROM_2_PJM_ROR | PJM_ROM | PJM_ROR | Internal | Winter | B20 | 935 | 8000 | 0 | 41.06 | 41.04 | 0.01 | 0
2030 | SOCO_2_FRCC | SOCO | FRCC | Internal | Shoulder | B11 | 25 | 3700 | 867.55 | 81.16 | 91.16 | 10 | 0
2030 | SOCO_2_FRCC | SOCO | FRCC | Internal | Shoulder | B12 | 200 | 3700 | 3700 | 52.68 | 65.77 | 10 | 3.09
2030 | SOCO_2_FRCC | SOCO | FRCC | Internal | Shoulder | B13 | 600 | 3700 | 855.25 | 50.12 | 60.12 | 10 | 0
2030 | SOCO_2_FRCC | SOCO | FRCC | Internal | Shoulder | B14 | 900 | 3700 | 0 | 50.12 | 57.72 | 10 | 0
2030 | SOCO_2_FRCC | SOCO | FRCC | Internal | Shoulder | B15 | 1203 | 3700 | 0 | 50.12 | 55.34 | 10 | 0
2030 | SOCO_2_FRCC | SOCO | FRCC | Internal | Summer | B1 | 10 | 3700 | 0 | 751.19 | 751.19 | 10 | 0
2030 | SOCO_2_FRCC | SOCO | FRCC | Internal | Summer | B2 | 25 | 3700 | 2841.62 | 623.23 | 633.23 | 10 | 0
2030 | SOCO_2_FRCC | SOCO | FRCC | Internal | Summer | B3 | 75 | 3700 | 899.31 | 92.75 | 102.75 | 10 | 0
2030 | SOCO_2_FRCC | SOCO | FRCC | Internal | Summer | B4 | 100 | 3700 | 322.7 | 91 | 101 | 10 | 0
2030 | SOCO_2_FRCC | SOCO | FRCC | Internal | Summer | B5 | 200 | 3700 | 767.33 | 79.81 | 89.81 | 10 | 0
2030 | SOCO_2_FRCC | SOCO | FRCC | Internal | Summer | B6 | 300 | 3700 | 3700 | 63.41 | 88.14 | 10 | 14.73
2030 | SOCO_2_FRCC | SOCO | FRCC | Internal | Summer | B7 | 400 | 3700 | 3700 | 59.82 | 73.27 | 10 | 3.45
2030 | SOCO_2_FRCC | SOCO | FRCC | Internal | Summer | B8 | 500 | 3700 | 2580 | 50.38 | 60.38 | 10 | 0
2030 | SOCO_2_FRCC | SOCO | FRCC | Internal | Summer | B9 | 800 | 3700 | 0 | 48.64 | 56.82 | 10 | 0
2030 | SOCO_2_FRCC | SOCO | FRCC | Internal | Summer | B10 | 1262 | 3700 | 0 | 48.64 | 54.47 | 10 | 0
2030 | SOCO_2_FRCC | SOCO | FRCC | Internal | Winter | B16 | 25 | 3700 | 3700 | 83.5 | 94.55 | 10 | 1.05
2030 | SOCO_2_FRCC | SOCO | FRCC | Internal | Winter | B17 | 100 | 3700 | 3134.23 | 55.08 | 65.08 | 10 | 0
2030 | SOCO_2_FRCC | SOCO | FRCC | Internal | Winter | B18 | 400 | 3700 | 581.41 | 53.17 | 63.17 | 10 | 0
2030 | SOCO_2_FRCC | SOCO | FRCC | Internal | Winter | B19 | 700 | 3700 | 0 | 53.17 | 60.39 | 10 | 0
2030 | SOCO_2_FRCC | SOCO | FRCC | Internal | Winter | B20 | 935 | 3700 | 0 | 52.42 | 57.89 | 10 | 0
2030 | SOCO_2_TVA_Transmission | SOCO | TVA_Transmission | Internal | Shoulder | B11 | 25 | 2600 | 0 | 81.16 | 75.72 | 10 | 0
2030 | SOCO_2_TVA_Transmission | SOCO | TVA_Transmission | Internal | Shoulder | B12 | 200 | 2600 | 0 | 52.68 | 56.6 | 10 | 0
2030 | SOCO_2_TVA_Transmission | SOCO | TVA_Transmission | Internal | Shoulder | B13 | 600 | 2600 | 0 | 50.12 | 51.71 | 10 | 0
2030 | SOCO_2_TVA_Transmission | SOCO | TVA_Transmission | Internal | Shoulder | B14 | 900 | 2600 | 0 | 50.12 | 51.98 | 10 | 0
2030 | SOCO_2_TVA_Transmission | SOCO | TVA_Transmission | Internal | Shoulder | B15 | 1203 | 2600 | 0 | 50.12 | 49.54 | 10 | 0
2030 | SOCO_2_TVA_Transmission | SOCO | TVA_Transmission | Internal | Summer | B1 | 10 | 2600 | 0 | 751.19 | 742.19 | 10 | 0
2030 | SOCO_2_TVA_Transmission | SOCO | TVA_Transmission | Internal | Summer | B2 | 25 | 2600 | 0 | 623.23 | 519.12 | 10 | 0
2030 | SOCO_2_TVA_Transmission | SOCO | TVA_Transmission | Internal | Summer | B3 | 75 | 2600 | 0 | 92.75 | 83.75 | 10 | 0
2030 | SOCO_2_TVA_Transmission | SOCO | TVA_Transmission | Internal | Summer | B4 | 100 | 2600 | 0 | 91 | 82 | 10 | 0
2030 | SOCO_2_TVA_Transmission | SOCO | TVA_Transmission | Internal | Summer | B5 | 200 | 2600 | 0 | 79.81 | 74.04 | 10 | 0
2030 | SOCO_2_TVA_Transmission | SOCO | TVA_Transmission | Internal | Summer | B6 | 300 | 2600 | 0 | 63.41 | 54.41 | 10 | 0
2030 | SOCO_2_TVA_Transmission | SOCO | TVA_Transmission | Internal | Summer | B7 | 400 | 2600 | 0 | 59.82 | 50.82 | 10 | 0
2030 | SOCO_2_TVA_Transmission | SOCO | TVA_Transmission | Internal | Summer | B8 | 500 | 2600 | 0 | 50.38 | 48.13 | 10 | 0
2030 | SOCO_2_TVA_Transmission | SOCO | TVA_Transmission | Internal | Summer | B9 | 800 | 2600 | 0 | 48.64 | 47.34 | 10 | 0
2030 | SOCO_2_TVA_Transmission | SOCO | TVA_Transmission | Internal | Summer | B10 | 1262 | 2600 | 0 | 48.64 | 41.71 | 10 | 0
2030 | SOCO_2_TVA_Transmission | SOCO | TVA_Transmission | Internal | Winter | B16 | 25 | 2600 | 0 | 83.5 | 76.33 | 10 | 0
2030 | SOCO_2_TVA_Transmission | SOCO | TVA_Transmission | Internal | Winter | B17 | 100 | 2600 | 0 | 55.08 | 58.66 | 10 | 0
2030 | SOCO_2_TVA_Transmission | SOCO | TVA_Transmission | Internal | Winter | B18 | 400 | 2600 | 0 | 53.17 | 54.9 | 10 | 0
2030 | SOCO_2_TVA_Transmission | SOCO | TVA_Transmission | Internal | Winter | B19 | 700 | 2600 | 0 | 53.17 | 53.5 | 10 | 0
2030 | SOCO_2_TVA_Transmission | SOCO | TVA_Transmission | Internal | Winter | B20 | 935 | 2600 | 0 | 52.42 | 47.04 | 10 | 0
2030 | SOCO_2_VACAR | SOCO | VACAR | Internal | Shoulder | B11 | 25 | 2000 | 0 | 81.16 | 77.32 | 10 | 0
2030 | SOCO_2_VACAR | SOCO | VACAR | Internal | Shoulder | B12 | 200 | 2000 | 0 | 52.68 | 61.53 | 10 | 0
2030 | SOCO_2_VACAR | SOCO | VACAR | Internal | Shoulder | B13 | 600 | 2000 | 0 | 50.12 | 53.88 | 10 | 0
2030 | SOCO_2_VACAR | SOCO | VACAR | Internal | Shoulder | B14 | 900 | 2000 | 0 | 50.12 | 53.48 | 10 | 0
2030 | SOCO_2_VACAR | SOCO | VACAR | Internal | Shoulder | B15 | 1203 | 2000 | 0 | 50.12 | 49.45 | 10 | 0
2030 | SOCO_2_VACAR | SOCO | VACAR | Internal | Summer | B1 | 10 | 2000 | 0 | 751.19 | 751.19 | 10 | 0
2030 | SOCO_2_VACAR | SOCO | VACAR | Internal | Summer | B2 | 25 | 2000 | 0 | 623.23 | 616.23 | 10 | 0
2030 | SOCO_2_VACAR | SOCO | VACAR | Internal | Summer | B3 | 75 | 2000 | 0 | 92.75 | 85.75 | 10 | 0
2030 | SOCO_2_VACAR | SOCO | VACAR | Internal | Summer | B4 | 100 | 2000 | 0 | 91 | 85.75 | 10 | 0
2030 | SOCO_2_VACAR | SOCO | VACAR | Internal | Summer | B5 | 200 | 2000 | 0 | 79.81 | 83.04 | 10 | 0
2030 | SOCO_2_VACAR | SOCO | VACAR | Internal | Summer | B6 | 300 | 2000 | 0 | 63.41 | 60.52 | 10 | 0
2030 | SOCO_2_VACAR | SOCO | VACAR | Internal | Summer | B7 | 400 | 2000 | 0 | 59.82 | 54.62 | 10 | 0
2030 | SOCO_2_VACAR | SOCO | VACAR | Internal | Summer | B8 | 500 | 2000 | 0 | 50.38 | 50.35 | 10 | 0
2030 | SOCO_2_VACAR | SOCO | VACAR | Internal | Summer | B9 | 800 | 2000 | 0 | 48.64 | 47.46 | 10 | 0
2030 | SOCO_2_VACAR | SOCO | VACAR | Internal | Summer | B10 | 1262 | 2000 | 0 | 48.64 | 43.61 | 10 | 0
2030 | SOCO_2_VACAR | SOCO | VACAR | Internal | Winter | B16 | 25 | 2000 | 895.29 | 83.5 | 93.5 | 10 | 0
2030 | SOCO_2_VACAR | SOCO | VACAR | Internal | Winter | B17 | 100 | 2000 | 0 | 55.08 | 64.9 | 10 | 0
2030 | SOCO_2_VACAR | SOCO | VACAR | Internal | Winter | B18 | 400 | 2000 | 0 | 53.17 | 58.37 | 10 | 0
2030 | SOCO_2_VACAR | SOCO | VACAR | Internal | Winter | B19 | 700 | 2000 | 0 | 53.17 | 53.9 | 10 | 0
2030 | SOCO_2_VACAR | SOCO | VACAR | Internal | Winter | B20 | 935 | 2000 | 0 | 52.42 | 46.89 | 10 | 0
2030 | SPP_N_2_ENT | SPP_N | ENT | Internal | Shoulder | B11 | 25 | 1800 | 0 | 80.33 | 77.44 | 5 | 0
2030 | SPP_N_2_ENT | SPP_N | ENT | Internal | Shoulder | B12 | 200 | 1800 | 0 | 51.83 | 50.17 | 5 | 0
2030 | SPP_N_2_ENT | SPP_N | ENT | Internal | Shoulder | B13 | 600 | 1800 | 0 | 48.1 | 49.81 | 5 | 0
2030 | SPP_N_2_ENT | SPP_N | ENT | Internal | Shoulder | B14 | 900 | 1800 | 0 | 48.1 | 49.81 | 5 | 0
2030 | SPP_N_2_ENT | SPP_N | ENT | Internal | Shoulder | B15 | 1203 | 1800 | 0 | 47.97 | 48.17 | 5 | 0
2030 | SPP_N_2_ENT | SPP_N | ENT | Internal | Summer | B1 | 10 | 1800 | 0 | 741.18 | 743.19 | 5 | 0
2030 | SPP_N_2_ENT | SPP_N | ENT | Internal | Summer | B2 | 25 | 1800 | 446.02 | 510.12 | 515.12 | 5 | 0
2030 | SPP_N_2_ENT | SPP_N | ENT | Internal | Summer | B3 | 75 | 1800 | 0 | 82.99 | 83.98 | 5 | 0
2030 | SPP_N_2_ENT | SPP_N | ENT | Internal | Summer | B4 | 100 | 1800 | 0 | 79.41 | 83 | 5 | 0
2030 | SPP_N_2_ENT | SPP_N | ENT | Internal | Summer | B5 | 200 | 1800 | 0 | 77.06 | 71.81 | 5 | 0
2030 | SPP_N_2_ENT | SPP_N | ENT | Internal | Summer | B6 | 300 | 1800 | 0 | 57.41 | 55.41 | 5 | 0
2030 | SPP_N_2_ENT | SPP_N | ENT | Internal | Summer | B7 | 400 | 1800 | 0 | 48.57 | 48.58 | 5 | 0
2030 | SPP_N_2_ENT | SPP_N | ENT | Internal | Summer | B8 | 500 | 1800 | 0 | 48.09 | 48.23 | 5 | 0
2030 | SPP_N_2_ENT | SPP_N | ENT | Internal | Summer | B9 | 800 | 1800 | 0 | 46.45 | 47.44 | 5 | 0
2030 | SPP_N_2_ENT | SPP_N | ENT | Internal | Summer | B10 | 1262 | 1800 | 0 | 43.61 | 46.65 | 5 | 0
2030 | SPP_N_2_ENT | SPP_N | ENT | Internal | Winter | B16 | 25 | 1800 | 0 | 67.66 | 68.33 | 5 | 0
2030 | SPP_N_2_ENT | SPP_N | ENT | Internal | Winter | B17 | 100 | 1800 | 0 | 51.31 | 52.92 | 5 | 0
2030 | SPP_N_2_ENT | SPP_N | ENT | Internal | Winter | B18 | 400 | 1800 | 0 | 51.29 | 52.92 | 5 | 0
2030 | SPP_N_2_ENT | SPP_N | ENT | Internal | Winter | B19 | 700 | 1800 | 0 | 51.17 | 51.17 | 5 | 0
2030 | SPP_N_2_ENT | SPP_N | ENT | Internal | Winter | B20 | 935 | 1800 | 358.71 | 45.71 | 50.71 | 5 | 0
2030 | SPP_N_2_MISO_MO-IL | SPP_N | MISO_MO-IL | Internal | Shoulder | B11 | 25 | 2000 | 0 | 80.33 | 73.35 | 5 | 0
2030 | SPP_N_2_MISO_MO-IL | SPP_N | MISO_MO-IL | Internal | Shoulder | B12 | 200 | 2000 | 0 | 51.83 | 55.48 | 5 | 0
2030 | SPP_N_2_MISO_MO-IL | SPP_N | MISO_MO-IL | Internal | Shoulder | B13 | 600 | 2000 | 0 | 48.1 | 48.1 | 5 | 0
2030 | SPP_N_2_MISO_MO-IL | SPP_N | MISO_MO-IL | Internal | Shoulder | B14 | 900 | 2000 | 0 | 48.1 | 46.7 | 5 | 0
2030 | SPP_N_2_MISO_MO-IL | SPP_N | MISO_MO-IL | Internal | Shoulder | B15 | 1203 | 2000 | 0 | 47.97 | 41.7 | 5 | 0
2030 | SPP_N_2_MISO_MO-IL | SPP_N | MISO_MO-IL | Internal | Summer | B1 | 10 | 2000 | 0 | 741.18 | 734.19 | 5 | 0
2030 | SPP_N_2_MISO_MO-IL | SPP_N | MISO_MO-IL | Internal | Summer | B2 | 25 | 2000 | 0 | 510.12 | 503.13 | 5 | 0
2030 | SPP_N_2_MISO_MO-IL | SPP_N | MISO_MO-IL | Internal | Summer | B3 | 75 | 2000 | 0 | 82.99 | 75.98 | 5 | 0
2030 | SPP_N_2_MISO_MO-IL | SPP_N | MISO_MO-IL | Internal | Summer | B4 | 100 | 2000 | 0 | 79.41 | 75 | 5 | 0
2030 | SPP_N_2_MISO_MO-IL | SPP_N | MISO_MO-IL | Internal | Summer | B5 | 200 | 2000 | 0 | 77.06 | 70.05 | 5 | 0
2030 | SPP_N_2_MISO_MO-IL | SPP_N | MISO_MO-IL | Internal | Summer | B6 | 300 | 2000 | 0 | 57.41 | 50.41 | 5 | 0
2030 | SPP_N_2_MISO_MO-IL | SPP_N | MISO_MO-IL | Internal | Summer | B7 | 400 | 2000 | 0 | 48.57 | 45.03 | 5 | 0
2030 | SPP_N_2_MISO_MO-IL | SPP_N | MISO_MO-IL | Internal | Summer | B8 | 500 | 2000 | 0 | 48.09 | 43.56 | 5 | 0
2030 | SPP_N_2_MISO_MO-IL | SPP_N | MISO_MO-IL | Internal | Summer | B9 | 800 | 2000 | 0 | 46.45 | 39.44 | 5 | 0
2030 | SPP_N_2_MISO_MO-IL | SPP_N | MISO_MO-IL | Internal | Summer | B10 | 1262 | 2000 | 0 | 43.61 | 36.62 | 5 | 0
2030 | SPP_N_2_MISO_MO-IL | SPP_N | MISO_MO-IL | Internal | Winter | B16 | 25 | 2000 | 0 | 67.66 | 72.32 | 5 | 0
2030 | SPP_N_2_MISO_MO-IL | SPP_N | MISO_MO-IL | Internal | Winter | B17 | 100 | 2000 | 0 | 51.31 | 55.13 | 5 | 0
2030 | SPP_N_2_MISO_MO-IL | SPP_N | MISO_MO-IL | Internal | Winter | B18 | 400 | 2000 | 0 | 51.29 | 51.29 | 5 | 0
2030 | SPP_N_2_MISO_MO-IL | SPP_N | MISO_MO-IL | Internal | Winter | B19 | 700 | 2000 | 0 | 51.17 | 47.72 | 5 | 0
2030 | SPP_N_2_MISO_MO-IL | SPP_N | MISO_MO-IL | Internal | Winter | B20 | 935 | 2000 | 0 | 45.71 | 40.21 | 5 | 0
2030 | SPP_N_2_MISO_W | SPP_N | MISO_W | Internal | Shoulder | B11 | 25 | 750 | 0 | 80.33 | 73.33 | 5 | 0
2030 | SPP_N_2_MISO_W | SPP_N | MISO_W | Internal | Shoulder | B12 | 200 | 750 | 0 | 51.83 | 55.47 | 5 | 0
2030 | SPP_N_2_MISO_W | SPP_N | MISO_W | Internal | Shoulder | B13 | 600 | 750 | 0 | 48.1 | 48.09 | 5 | 0
2030 | SPP_N_2_MISO_W | SPP_N | MISO_W | Internal | Shoulder | B14 | 900 | 750 | 0 | 48.1 | 46.68 | 5 | 0
2030 | SPP_N_2_MISO_W | SPP_N | MISO_W | Internal | Shoulder | B15 | 1203 | 750 | 0 | 47.97 | 41.69 | 5 | 0
2030 | SPP_N_2_MISO_W | SPP_N | MISO_W | Internal | Summer | B1 | 10 | 750 | 0 | 741.18 | 734.18 | 5 | 0
2030 | SPP_N_2_MISO_W | SPP_N | MISO_W | Internal | Summer | B2 | 25 | 750 | 0 | 510.12 | 503.12 | 5 | 0
2030 | SPP_N_2_MISO_W | SPP_N | MISO_W | Internal | Summer | B3 | 75 | 750 | 0 | 82.99 | 75.99 | 5 | 0
2030 | SPP_N_2_MISO_W | SPP_N | MISO_W | Internal | Summer | B4 | 100 | 750 | 0 | 79.41 | 75.01 | 5 | 0
2030 | SPP_N_2_MISO_W | SPP_N | MISO_W | Internal | Summer | B5 | 200 | 750 | 0 | 77.06 | 70.06 | 5 | 0
2030 | SPP_N_2_MISO_W | SPP_N | MISO_W | Internal | Summer | B6 | 300 | 750 | 0 | 57.41 | 50.41 | 5 | 0
2030 | SPP_N_2_MISO_W | SPP_N | MISO_W | Internal | Summer | B7 | 400 | 750 | 0 | 48.57 | 45.02 | 5 | 0
2030 | SPP_N_2_MISO_W | SPP_N | MISO_W | Internal | Summer | B8 | 500 | 750 | 0 | 48.09 | 43.55 | 5 | 0
2030 | SPP_N_2_MISO_W | SPP_N | MISO_W | Internal | Summer | B9 | 800 | 750 | 0 | 46.45 | 39.45 | 5 | 0
2030 | SPP_N_2_MISO_W | SPP_N | MISO_W | Internal | Summer | B10 | 1262 | 750 | 0 | 43.61 | 36.61 | 5 | 0
2030 | SPP_N_2_MISO_W | SPP_N | MISO_W | Internal | Winter | B16 | 25 | 750 | 0 | 67.66 | 71.65 | 5 | 0
2030 | SPP_N_2_MISO_W | SPP_N | MISO_W | Internal | Winter | B17 | 100 | 750 | 0 | 51.31 | 55.12 | 5 | 0
2030 | SPP_N_2_MISO_W | SPP_N | MISO_W | Internal | Winter | B18 | 400 | 750 | 0 | 51.29 | 51.28 | 5 | 0
2030 | SPP_N_2_MISO_W | SPP_N | MISO_W | Internal | Winter | B19 | 700 | 750 | 0 | 51.17 | 47.74 | 5 | 0
2030 | SPP_N_2_MISO_W | SPP_N | MISO_W | Internal | Winter | B20 | 935 | 750 | 0 | 45.71 | 40.2 | 5 | 0
2030 | SPP_N_2_NE | SPP_N | NE | Internal | Shoulder | B11 | 25 | 330 | 0 | 80.33 | 73.33 | 0.01 | 0
2030 | SPP_N_2_NE | SPP_N | NE | Internal | Shoulder | B12 | 200 | 330 | 0 | 51.83 | 51.82 | 0.01 | 0
2030 | SPP_N_2_NE | SPP_N | NE | Internal | Shoulder | B13 | 600 | 330 | 0 | 48.1 | 48.09 | 0.01 | 0
2030 | SPP_N_2_NE | SPP_N | NE | Internal | Shoulder | B14 | 900 | 330 | 0 | 48.1 | 48.09 | 0.01 | 0
2030 | SPP_N_2_NE | SPP_N | NE | Internal | Shoulder | B15 | 1203 | 330 | 0 | 47.97 | 47.96 | 0.01 | 0
2030 | SPP_N_2_NE | SPP_N | NE | Internal | Summer | B1 | 10 | 330 | 0 | 741.18 | 734.18 | 0.01 | 0
2030 | SPP_N_2_NE | SPP_N | NE | Internal | Summer | B2 | 25 | 330 | 0 | 510.12 | 503.12 | 0.01 | 0
2030 | SPP_N_2_NE | SPP_N | NE | Internal | Summer | B3 | 75 | 330 | 0 | 82.99 | 78.44 | 0.01 | 0
2030 | SPP_N_2_NE | SPP_N | NE | Internal | Summer | B4 | 100 | 330 | 0 | 79.41 | 78.44 | 0.01 | 0
2030 | SPP_N_2_NE | SPP_N | NE | Internal | Summer | B5 | 200 | 330 | 0 | 77.06 | 71.71 | 0.01 | 0
2030 | SPP_N_2_NE | SPP_N | NE | Internal | Summer | B6 | 300 | 330 | 0 | 57.41 | 50.41 | 0.01 | 0
2030 | SPP_N_2_NE | SPP_N | NE | Internal | Summer | B7 | 400 | 330 | 0 | 48.57 | 45.02 | 0.01 | 0
2030 | SPP_N_2_NE | SPP_N | NE | Internal | Summer | B8 | 500 | 330 | 0 | 48.09 | 43.55 | 0.01 | 0
2030 | SPP_N_2_NE | SPP_N | NE | Internal | Summer | B9 | 800 | 330 | 0 | 46.45 | 39.45 | 0.01 | 0
2030 | SPP_N_2_NE | SPP_N | NE | Internal | Summer | B10 | 1262 | 330 | 0 | 43.61 | 34.59 | 0.01 | 0
2030 | SPP_N_2_NE | SPP_N | NE | Internal | Winter | B16 | 25 | 330 | 0 | 67.66 | 67.65 | 0.01 | 0
2030 | SPP_N_2_NE | SPP_N | NE | Internal | Winter | B17 | 100 | 330 | 0 | 51.31 | 51.3 | 0.01 | 0
2030 | SPP_N_2_NE | SPP_N | NE | Internal | Winter | B18 | 400 | 330 | 0 | 51.29 | 51.28 | 0.01 | 0
2030 | SPP_N_2_NE | SPP_N | NE | Internal | Winter | B19 | 700 | 330 | 0 | 51.17 | 51.16 | 0.01 | 0
2030 | SPP_N_2_NE | SPP_N | NE | Internal | Winter | B20 | 935 | 330 | 0 | 45.71 | 44.52 | 0.01 | 0
2030 | SPP_N_2_SPP_S | SPP_N | SPP_S | Internal | Shoulder | B11 | 25 | 4000 | 0 | 80.33 | 79.61 | 0.01 | 0
2030 | SPP_N_2_SPP_S | SPP_N | SPP_S | Internal | Shoulder | B12 | 200 | 4000 | 0 | 51.83 | 50.29 | 0.01 | 0
2030 | SPP_N_2_SPP_S | SPP_N | SPP_S | Internal | Shoulder | B13 | 600 | 4000 | 0 | 48.1 | 48.09 | 0.01 | 0
2030 | SPP_N_2_SPP_S | SPP_N | SPP_S | Internal | Shoulder | B14 | 900 | 4000 | 0 | 48.1 | 48.09 | 0.01 | 0
2030 | SPP_N_2_SPP_S | SPP_N | SPP_S | Internal | Shoulder | B15 | 1203 | 4000 | 1208.39 | 47.97 | 47.98 | 0.01 | 0
2030 | SPP_N_2_SPP_S | SPP_N | SPP_S | Internal | Summer | B1 | 10 | 4000 | 775.75 | 741.18 | 741.19 | 0.01 | 0
2030 | SPP_N_2_SPP_S | SPP_N | SPP_S | Internal | Summer | B2 | 25 | 4000 | 1560.97 | 510.12 | 510.13 | 0.01 | 0
2030 | SPP_N_2_SPP_S | SPP_N | SPP_S | Internal | Summer | B3 | 75 | 4000 | 1606.46 | 82.99 | 83 | 0.01 | 0
2030 | SPP_N_2_SPP_S | SPP_N | SPP_S | Internal | Summer | B4 | 100 | 4000 | 118.54 | 79.41 | 79.42 | 0.01 | 0
2030 | SPP_N_2_SPP_S | SPP_N | SPP_S | Internal | Summer | B5 | 200 | 4000 | 755.29 | 77.06 | 77.07 | 0.01 | 0
2030 | SPP_N_2_SPP_S | SPP_N | SPP_S | Internal | Summer | B6 | 300 | 4000 | 1630.01 | 57.41 | 57.42 | 0.01 | 0
2030 | SPP_N_2_SPP_S | SPP_N | SPP_S | Internal | Summer | B7 | 400 | 4000 | 195.75 | 48.57 | 48.58 | 0.01 | 0
2030 | SPP_N_2_SPP_S | SPP_N | SPP_S | Internal | Summer | B8 | 500 | 4000 | 743.81 | 48.09 | 48.1 | 0.01 | 0
2030 | SPP_N_2_SPP_S | SPP_N | SPP_S | Internal | Summer | B9 | 800 | 4000 | 2096.4 | 46.45 | 46.46 | 0.01 | 0
2030 | SPP_N_2_SPP_S | SPP_N | SPP_S | Internal | Summer | B10 | 1262 | 4000 | 4000 | 43.61 | 46.36 | 0.01 | 2.74
2030 | SPP_N_2_SPP_S | SPP_N | SPP_S | Internal | Winter | B16 | 25 | 4000 | 0 | 67.66 | 63.33 | 0.01 | 0
2030 | SPP_N_2_SPP_S | SPP_N | SPP_S | Internal | Winter | B17 | 100 | 4000 | 0 | 51.31 | 51.3 | 0.01 | 0
2030 | SPP_N_2_SPP_S | SPP_N | SPP_S | Internal | Winter | B18 | 400 | 4000 | 796.58 | 51.29 | 51.3 | 0.01 | 0
2030 | SPP_N_2_SPP_S | SPP_N | SPP_S | Internal | Winter | B19 | 700 | 4000 | 1394.11 | 51.17 | 51.18 | 0.01 | 0
2030 | SPP_N_2_SPP_S | SPP_N | SPP_S | Internal | Winter | B20 | 935 | 4000 | 2706.53 | 45.71 | 45.72 | 0.01 | 0
2030 | SPP_S_2_ENT | SPP_S | ENT | Internal | Shoulder | B11 | 25 | 850 | 0 | 79.61 | 77.44 | 5 | 0
2030 | SPP_S_2_ENT | SPP_S | ENT | Internal | Shoulder | B12 | 200 | 850 | 0 | 50.29 | 50.17 | 5 | 0
2030 | SPP_S_2_ENT | SPP_S | ENT | Internal | Shoulder | B13 | 600 | 850 | 0 | 48.09 | 49.81 | 5 | 0
2030 | SPP_S_2_ENT | SPP_S | ENT | Internal | Shoulder | B14 | 900 | 850 | 0 | 48.09 | 49.81 | 5 | 0
2030 | SPP_S_2_ENT | SPP_S | ENT | Internal | Shoulder | B15 | 1203 | 850 | 0 | 47.98 | 48.17 | 5 | 0
2030 | SPP_S_2_ENT | SPP_S | ENT | Internal | Summer | B1 | 10 | 850 | 0 | 741.19 | 743.19 | 5 | 0
2030 | SPP_S_2_ENT | SPP_S | ENT | Internal | Summer | B2 | 25 | 850 | 0 | 510.13 | 515.12 | 5 | 0
2030 | SPP_S_2_ENT | SPP_S | ENT | Internal | Summer | B3 | 75 | 850 | 0 | 83 | 83.98 | 5 | 0
2030 | SPP_S_2_ENT | SPP_S | ENT | Internal | Summer | B4 | 100 | 850 | 0 | 79.42 | 83 | 5 | 0
2030 | SPP_S_2_ENT | SPP_S | ENT | Internal | Summer | B5 | 200 | 850 | 0 | 77.07 | 71.81 | 5 | 0
2030 | SPP_S_2_ENT | SPP_S | ENT | Internal | Summer | B6 | 300 | 850 | 0 | 57.42 | 55.41 | 5 | 0
2030 | SPP_S_2_ENT | SPP_S | ENT | Internal | Summer | B7 | 400 | 850 | 0 | 48.58 | 48.58 | 5 | 0
2030 | SPP_S_2_ENT | SPP_S | ENT | Internal | Summer | B8 | 500 | 850 | 0 | 48.1 | 48.23 | 5 | 0
2030 | SPP_S_2_ENT | SPP_S | ENT | Internal | Summer | B9 | 800 | 850 | 0 | 46.46 | 47.44 | 5 | 0
2030 | SPP_S_2_ENT | SPP_S | ENT | Internal | Summer | B10 | 1262 | 850 | 0 | 46.36 | 46.65 | 5 | 0
2030 | SPP_S_2_ENT | SPP_S | ENT | Internal | Winter | B16 | 25 | 850 | 691.42 | 63.33 | 68.33 | 5 | 0
2030 | SPP_S_2_ENT | SPP_S | ENT | Internal | Winter | B17 | 100 | 850 | 0 | 51.3 | 52.92 | 5 | 0
2030 | SPP_S_2_ENT | SPP_S | ENT | Internal | Winter | B18 | 400 | 850 | 0 | 51.3 | 52.92 | 5 | 0
2030 | SPP_S_2_ENT | SPP_S | ENT | Internal | Winter | B19 | 700 | 850 | 0 | 51.18 | 51.17 | 5 | 0
2030 | SPP_S_2_ENT | SPP_S | ENT | Internal | Winter | B20 | 935 | 850 | 0 | 45.72 | 50.71 | 5 | 0
2030 | SPP_S_2_SPP_N | SPP_S | SPP_N | Internal | Shoulder | B11 | 25 | 640 | 640 | 79.61 | 80.33 | 0.01 | 0.71
2030 | SPP_S_2_SPP_N | SPP_S | SPP_N | Internal | Shoulder | B12 | 200 | 640 | 640 | 50.29 | 51.83 | 0.01 | 1.53
2030 | SPP_S_2_SPP_N | SPP_S | SPP_N | Internal | Shoulder | B13 | 600 | 640 | 353.89 | 48.09 | 48.1 | 0.01 | 0
2030 | SPP_S_2_SPP_N | SPP_S | SPP_N | Internal | Shoulder | B14 | 900 | 640 | 0 | 48.09 | 48.1 | 0.01 | 0
2030 | SPP_S_2_SPP_N | SPP_S | SPP_N | Internal | Shoulder | B15 | 1203 | 640 | 0 | 47.98 | 47.97 | 0.01 | 0
2030 | SPP_S_2_SPP_N | SPP_S | SPP_N | Internal | Summer | B1 | 10 | 640 | 0 | 741.19 | 741.18 | 0.01 | 0
2030 | SPP_S_2_SPP_N | SPP_S | SPP_N | Internal | Summer | B2 | 25 | 640 | 0 | 510.13 | 510.12 | 0.01 | 0
2030 | SPP_S_2_SPP_N | SPP_S | SPP_N | Internal | Summer | B3 | 75 | 640 | 0 | 83 | 82.99 | 0.01 | 0
2030 | SPP_S_2_SPP_N | SPP_S | SPP_N | Internal | Summer | B4 | 100 | 640 | 0 | 79.42 | 79.41 | 0.01 | 0
2030 | SPP_S_2_SPP_N | SPP_S | SPP_N | Internal | Summer | B5 | 200 | 640 | 0 | 77.07 | 77.06 | 0.01 | 0
2030 | SPP_S_2_SPP_N | SPP_S | SPP_N | Internal | Summer | B6 | 300 | 640 | 0 | 57.42 | 57.41 | 0.01 | 0
2030 | SPP_S_2_SPP_N | SPP_S | SPP_N | Internal | Summer | B7 | 400 | 640 | 0 | 48.58 | 48.57 | 0.01 | 0
2030 | SPP_S_2_SPP_N | SPP_S | SPP_N | Internal | Summer | B8 | 500 | 640 | 0 | 48.1 | 48.09 | 0.01 | 0
2030 | SPP_S_2_SPP_N | SPP_S | SPP_N | Internal | Summer | B9 | 800 | 640 | 0 | 46.46 | 46.45 | 0.01 | 0
2030 | SPP_S_2_SPP_N | SPP_S | SPP_N | Internal | Summer | B10 | 1262 | 640 | 0 | 46.36 | 43.61 | 0.01 | 0
2030 | SPP_S_2_SPP_N | SPP_S | SPP_N | Internal | Winter | B16 | 25 | 640 | 640 | 63.33 | 67.66 | 0.01 | 4.31
2030 | SPP_S_2_SPP_N | SPP_S | SPP_N | Internal | Winter | B17 | 100 | 640 | 393.72 | 51.3 | 51.31 | 0.01 | 0
2030 | SPP_S_2_SPP_N | SPP_S | SPP_N | Internal | Winter | B18 | 400 | 640 | 0 | 51.3 | 51.29 | 0.01 | 0
2030 | SPP_S_2_SPP_N | SPP_S | SPP_N | Internal | Winter | B19 | 700 | 640 | 0 | 51.18 | 51.17 | 0.01 | 0
2030 | SPP_S_2_SPP_N | SPP_S | SPP_N | Internal | Winter | B20 | 935 | 640 | 0 | 45.72 | 45.71 | 0.01 | 0
2030 | TVA_2_ENT | TVA | ENT | Internal | Shoulder | B11 | 25 | 500 | 86.59 | 68.44 | 77.44 | 9 | 0
2030 | TVA_2_ENT | TVA | ENT | Internal | Shoulder | B12 | 200 | 500 | 0 | 51.68 | 50.17 | 9 | 0
2030 | TVA_2_ENT | TVA | ENT | Internal | Shoulder | B13 | 600 | 500 | 0 | 49.55 | 49.81 | 9 | 0
2030 | TVA_2_ENT | TVA | ENT | Internal | Shoulder | B14 | 900 | 500 | 0 | 49.55 | 49.81 | 9 | 0
2030 | TVA_2_ENT | TVA | ENT | Internal | Shoulder | B15 | 1203 | 500 | 0 | 49.55 | 48.17 | 9 | 0
2030 | TVA_2_ENT | TVA | ENT | Internal | Summer | B1 | 10 | 500 | 0 | 742.2 | 743.19 | 9 | 0
2030 | TVA_2_ENT | TVA | ENT | Internal | Summer | B2 | 25 | 500 | 0 | 519.13 | 515.12 | 9 | 0
2030 | TVA_2_ENT | TVA | ENT | Internal | Summer | B3 | 75 | 500 | 0 | 83.76 | 83.98 | 9 | 0
2030 | TVA_2_ENT | TVA | ENT | Internal | Summer | B4 | 100 | 500 | 0 | 82.01 | 83 | 9 | 0
2030 | TVA_2_ENT | TVA | ENT | Internal | Summer | B5 | 200 | 500 | 151.42 | 62.81 | 71.81 | 9 | 0
2030 | TVA_2_ENT | TVA | ENT | Internal | Summer | B6 | 300 | 500 | 0 | 50.2 | 55.41 | 9 | 0
2030 | TVA_2_ENT | TVA | ENT | Internal | Summer | B7 | 400 | 500 | 0 | 48.14 | 48.58 | 9 | 0
2030 | TVA_2_ENT | TVA | ENT | Internal | Summer | B8 | 500 | 500 | 0 | 48.14 | 48.23 | 9 | 0
2030 | TVA_2_ENT | TVA | ENT | Internal | Summer | B9 | 800 | 500 | 0 | 47.35 | 47.44 | 9 | 0
2030 | TVA_2_ENT | TVA | ENT | Internal | Summer | B10 | 1262 | 500 | 0 | 41.72 | 46.65 | 9 | 0
2030 | TVA_2_ENT | TVA | ENT | Internal | Winter | B16 | 25 | 500 | 0 | 67.12 | 68.33 | 9 | 0
2030 | TVA_2_ENT | TVA | ENT | Internal | Winter | B17 | 100 | 500 | 0 | 54.75 | 52.92 | 9 | 0
2030 | TVA_2_ENT | TVA | ENT | Internal | Winter | B18 | 400 | 500 | 0 | 51.4 | 52.92 | 9 | 0
2030 | TVA_2_ENT | TVA | ENT | Internal | Winter | B19 | 700 | 500 | 0 | 51.4 | 51.17 | 9 | 0
2030 | TVA_2_ENT | TVA | ENT | Internal | Winter | B20 | 935 | 500 | 0 | 47.06 | 50.71 | 9 | 0
2030 | TVA_2_NonRTO_Midwest | TVA | NonRTO_Midwest | Internal | Shoulder | B11 | 25 | 100 | 100 | 68.44 | 81.34 | 9 | 3.9
2030 | TVA_2_NonRTO_Midwest | TVA | NonRTO_Midwest | Internal | Shoulder | B12 | 200 | 100 | 100 | 51.68 | 63.63 | 9 | 2.96
2030 | TVA_2_NonRTO_Midwest | TVA | NonRTO_Midwest | Internal | Shoulder | B13 | 600 | 100 | 0 | 49.55 | 56.16 | 9 | 0
2030 | TVA_2_NonRTO_Midwest | TVA | NonRTO_Midwest | Internal | Shoulder | B14 | 900 | 100 | 0 | 49.55 | 52.74 | 9 | 0
2030 | TVA_2_NonRTO_Midwest | TVA | NonRTO_Midwest | Internal | Shoulder | B15 | 1203 | 100 | 0 | 49.55 | 41.54 | 9 | 0
2030 | TVA_2_NonRTO_Midwest | TVA | NonRTO_Midwest | Internal | Summer | B1 | 10 | 100 | 0 | 742.2 | 742.18 | 9 | 0
2030 | TVA_2_NonRTO_Midwest | TVA | NonRTO_Midwest | Internal | Summer | B2 | 25 | 100 | 0 | 519.13 | 511.12 | 9 | 0
2030 | TVA_2_NonRTO_Midwest | TVA | NonRTO_Midwest | Internal | Summer | B3 | 75 | 100 | 0 | 83.76 | 83.96 | 9 | 0
2030 | TVA_2_NonRTO_Midwest | TVA | NonRTO_Midwest | Internal | Summer | B4 | 100 | 100 | 0 | 82.01 | 80.48 | 9 | 0
2030 | TVA_2_NonRTO_Midwest | TVA | NonRTO_Midwest | Internal | Summer | B5 | 200 | 100 | 100 | 62.81 | 78.04 | 9 | 6.22
2030 | TVA_2_NonRTO_Midwest | TVA | NonRTO_Midwest | Internal | Summer | B6 | 300 | 100 | 0 | 50.2 | 58.41 | 9 | 0
2030 | TVA_2_NonRTO_Midwest | TVA | NonRTO_Midwest | Internal | Summer | B7 | 400 | 100 | 0 | 48.14 | 53.04 | 9 | 0
2030 | TVA_2_NonRTO_Midwest | TVA | NonRTO_Midwest | Internal | Summer | B8 | 500 | 100 | 0 | 48.14 | 40.13 | 9 | 0
2030 | TVA_2_NonRTO_Midwest | TVA | NonRTO_Midwest | Internal | Summer | B9 | 800 | 100 | 0 | 47.35 | 39.34 | 9 | 0
2030 | TVA_2_NonRTO_Midwest | TVA | NonRTO_Midwest | Internal | Summer | B10 | 1262 | 100 | 0 | 41.72 | 33.71 | 9 | 0
2030 | TVA_2_NonRTO_Midwest | TVA | NonRTO_Midwest | Internal | Winter | B16 | 25 | 100 | 100 | 67.12 | 80.33 | 9 | 4.21
2030 | TVA_2_NonRTO_Midwest | TVA | NonRTO_Midwest | Internal | Winter | B17 | 100 | 100 | 100 | 54.75 | 63.98 | 9 | 0.22
2030 | TVA_2_NonRTO_Midwest | TVA | NonRTO_Midwest | Internal | Winter | B18 | 400 | 100 | 0 | 51.4 | 59.3 | 9 | 0
2030 | TVA_2_NonRTO_Midwest | TVA | NonRTO_Midwest | Internal | Winter | B19 | 700 | 100 | 0 | 51.4 | 55.71 | 9 | 0
2030 | TVA_2_NonRTO_Midwest | TVA | NonRTO_Midwest | Internal | Winter | B20 | 935 | 100 | 0 | 47.06 | 39.04 | 9 | 0
2030 | TVA_2_PJM_ROR | TVA | PJM_ROR | Internal | Shoulder | B11 | 25 | 500 | 0 | 68.44 | 71.32 | 9 | 0
2030 | TVA_2_PJM_ROR | TVA | PJM_ROR | Internal | Shoulder | B12 | 200 | 500 | 0 | 51.68 | 55.53 | 9 | 0
2030 | TVA_2_PJM_ROR | TVA | PJM_ROR | Internal | Shoulder | B13 | 600 | 500 | 0 | 49.55 | 47.88 | 9 | 0
2030 | TVA_2_PJM_ROR | TVA | PJM_ROR | Internal | Shoulder | B14 | 900 | 500 | 0 | 49.55 | 47.48 | 9 | 0
2030 | TVA_2_PJM_ROR | TVA | PJM_ROR | Internal | Shoulder | B15 | 1203 | 500 | 0 | 49.55 | 43.69 | 9 | 0
2030 | TVA_2_PJM_ROR | TVA | PJM_ROR | Internal | Summer | B1 | 10 | 500 | 0 | 742.2 | 732.18 | 9 | 0
2030 | TVA_2_PJM_ROR | TVA | PJM_ROR | Internal | Summer | B2 | 25 | 500 | 0 | 519.13 | 501.11 | 9 | 0
2030 | TVA_2_PJM_ROR | TVA | PJM_ROR | Internal | Summer | B3 | 75 | 500 | 0 | 83.76 | 73.8 | 9 | 0
2030 | TVA_2_PJM_ROR | TVA | PJM_ROR | Internal | Summer | B4 | 100 | 500 | 0 | 82.01 | 73.01 | 9 | 0
2030 | TVA_2_PJM_ROR | TVA | PJM_ROR | Internal | Summer | B5 | 200 | 500 | 0 | 62.81 | 68.04 | 9 | 0
2030 | TVA_2_PJM_ROR | TVA | PJM_ROR | Internal | Summer | B6 | 300 | 500 | 0 | 50.2 | 48.41 | 9 | 0
2030 | TVA_2_PJM_ROR | TVA | PJM_ROR | Internal | Summer | B7 | 400 | 500 | 0 | 48.14 | 44.82 | 9 | 0
2030 | TVA_2_PJM_ROR | TVA | PJM_ROR | Internal | Summer | B8 | 500 | 500 | 0 | 48.14 | 44.35 | 9 | 0
2030 | TVA_2_PJM_ROR | TVA | PJM_ROR | Internal | Summer | B9 | 800 | 500 | 0 | 47.35 | 41.35 | 9 | 0
2030 | TVA_2_PJM_ROR | TVA | PJM_ROR | Internal | Summer | B10 | 1262 | 500 | 0 | 41.72 | 36.81 | 9 | 0
2030 | TVA_2_PJM_ROR | TVA | PJM_ROR | Internal | Winter | B16 | 25 | 500 | 0 | 67.12 | 70.33 | 9 | 0
2030 | TVA_2_PJM_ROR | TVA | PJM_ROR | Internal | Winter | B17 | 100 | 500 | 0 | 54.75 | 57.1 | 9 | 0
2030 | TVA_2_PJM_ROR | TVA | PJM_ROR | Internal | Winter | B18 | 400 | 500 | 0 | 51.4 | 52.37 | 9 | 0
2030 | TVA_2_PJM_ROR | TVA | PJM_ROR | Internal | Winter | B19 | 700 | 500 | 0 | 51.4 | 48.86 | 9 | 0
2030 | TVA_2_PJM_ROR | TVA | PJM_ROR | Internal | Winter | B20 | 935 | 500 | 0 | 47.06 | 41.04 | 9 | 0
2030 | TVA_2_SOCO | TVA | SOCO | Internal | Shoulder | B11 | 25 | 500 | 500 | 68.44 | 81.16 | 9 | 3.72
2030 | TVA_2_SOCO | TVA | SOCO | Internal | Shoulder | B12 | 200 | 500 | 0 | 51.68 | 52.68 | 9 | 0
2030 | TVA_2_SOCO | TVA | SOCO | Internal | Shoulder | B13 | 600 | 500 | 0 | 49.55 | 50.12 | 9 | 0
2030 | TVA_2_SOCO | TVA | SOCO | Internal | Shoulder | B14 | 900 | 500 | 0 | 49.55 | 50.12 | 9 | 0
2030 | TVA_2_SOCO | TVA | SOCO | Internal | Shoulder | B15 | 1203 | 500 | 0 | 49.55 | 50.12 | 9 | 0
2030 | TVA_2_SOCO | TVA | SOCO | Internal | Summer | B1 | 10 | 500 | 0 | 742.2 | 751.19 | 9 | 0
2030 | TVA_2_SOCO | TVA | SOCO | Internal | Summer | B2 | 25 | 500 | 500 | 519.13 | 623.23 | 9 | 95.1
2030 | TVA_2_SOCO | TVA | SOCO | Internal | Summer | B3 | 75 | 500 | 0 | 83.76 | 92.75 | 9 | 0
2030 | TVA_2_SOCO | TVA | SOCO | Internal | Summer | B4 | 100 | 500 | 0 | 82.01 | 91 | 9 | 0
2030 | TVA_2_SOCO | TVA | SOCO | Internal | Summer | B5 | 200 | 500 | 500 | 62.81 | 79.81 | 9 | 8
2030 | TVA_2_SOCO | TVA | SOCO | Internal | Summer | B6 | 300 | 500 | 500 | 50.2 | 63.41 | 9 | 4.21
2030 | TVA_2_SOCO | TVA | SOCO | Internal | Summer | B7 | 400 | 500 | 500 | 48.14 | 59.82 | 9 | 2.68
2030 | TVA_2_SOCO | TVA | SOCO | Internal | Summer | B8 | 500 | 500 | 0 | 48.14 | 50.38 | 9 | 0
2030 | TVA_2_SOCO | TVA | SOCO | Internal | Summer | B9 | 800 | 500 | 0 | 47.35 | 48.64 | 9 | 0
2030 | TVA_2_SOCO | TVA | SOCO | Internal | Summer | B10 | 1262 | 500 | 0 | 41.72 | 48.64 | 9 | 0
2030 | TVA_2_SOCO | TVA | SOCO | Internal | Winter | B16 | 25 | 500 | 500 | 67.12 | 83.5 | 9 | 7.38
2030 | TVA_2_SOCO | TVA | SOCO | Internal | Winter | B17 | 100 | 500 | 0 | 54.75 | 55.08 | 9 | 0
2030 | TVA_2_SOCO | TVA | SOCO | Internal | Winter | B18 | 400 | 500 | 0 | 51.4 | 53.17 | 9 | 0
2030 | TVA_2_SOCO | TVA | SOCO | Internal | Winter | B19 | 700 | 500 | 0 | 51.4 | 53.17 | 9 | 0
2030 | TVA_2_SOCO | TVA | SOCO | Internal | Winter | B20 | 935 | 500 | 0 | 47.06 | 52.42 | 9 | 0
2030 | TVA_2_VACAR | TVA | VACAR | Internal | Shoulder | B11 | 25 | 150 | 0 | 68.44 | 77.32 | 9 | 0
2030 | TVA_2_VACAR | TVA | VACAR | Internal | Shoulder | B12 | 200 | 150 | 150 | 51.68 | 61.53 | 9 | 0.85
2030 | TVA_2_VACAR | TVA | VACAR | Internal | Shoulder | B13 | 600 | 150 | 0 | 49.55 | 53.88 | 9 | 0
2030 | TVA_2_VACAR | TVA | VACAR | Internal | Shoulder | B14 | 900 | 150 | 0 | 49.55 | 53.48 | 9 | 0
2030 | TVA_2_VACAR | TVA | VACAR | Internal | Shoulder | B15 | 1203 | 150 | 0 | 49.55 | 49.45 | 9 | 0
2030 | TVA_2_VACAR | TVA | VACAR | Internal | Summer | B1 | 10 | 150 | 0 | 742.2 | 751.19 | 9 | 0
2030 | TVA_2_VACAR | TVA | VACAR | Internal | Summer | B2 | 25 | 150 | 150 | 519.13 | 616.23 | 9 | 88.1
2030 | TVA_2_VACAR | TVA | VACAR | Internal | Summer | B3 | 75 | 150 | 0 | 83.76 | 85.75 | 9 | 0
2030 | TVA_2_VACAR | TVA | VACAR | Internal | Summer | B4 | 100 | 150 | 0 | 82.01 | 85.75 | 9 | 0
2030 | TVA_2_VACAR | TVA | VACAR | Internal | Summer | B5 | 200 | 150 | 150 | 62.81 | 83.04 | 9 | 11.22
2030 | TVA_2_VACAR | TVA | VACAR | Internal | Summer | B6 | 300 | 150 | 150 | 50.2 | 60.52 | 9 | 1.32
2030 | TVA_2_VACAR | TVA | VACAR | Internal | Summer | B7 | 400 | 150 | 0 | 48.14 | 54.62 | 9 | 0
2030 | TVA_2_VACAR | TVA | VACAR | Internal | Summer | B8 | 500 | 150 | 0 | 48.14 | 50.35 | 9 | 0
2030 | TVA_2_VACAR | TVA | VACAR | Internal | Summer | B9 | 800 | 150 | 0 | 47.35 | 47.46 | 9 | 0
2030 | TVA_2_VACAR | TVA | VACAR | Internal | Summer | B10 | 1262 | 150 | 0 | 41.72 | 43.61 | 9 | 0
2030 | TVA_2_VACAR | TVA | VACAR | Internal | Winter | B16 | 25 | 150 | 150 | 67.12 | 93.5 | 9 | 17.38
2030 | TVA_2_VACAR | TVA | VACAR | Internal | Winter | B17 | 100 | 150 | 150 | 54.75 | 64.9 | 9 | 1.14
2030 | TVA_2_VACAR | TVA | VACAR | Internal | Winter | B18 | 400 | 150 | 0 | 51.4 | 58.37 | 9 | 0
2030 | TVA_2_VACAR | TVA | VACAR | Internal | Winter | B19 | 700 | 150 | 0 | 51.4 | 53.9 | 9 | 0
2030 | TVA_2_VACAR | TVA | VACAR | Internal | Winter | B20 | 935 | 150 | 0 | 47.06 | 46.89 | 9 | 0
2030 | TVA_Transmission_2_NonRTO_Midwest | TVA_Transmission | NonRTO_Midwest | Internal | Shoulder | B11 | 25 | 700 | 0 | 75.72 | 81.34 | 9 | 0
2030 | TVA_Transmission_2_NonRTO_Midwest | TVA_Transmission | NonRTO_Midwest | Internal | Shoulder | B12 | 200 | 700 | 0 | 56.6 | 63.63 | 9 | 0
2030 | TVA_Transmission_2_NonRTO_Midwest | TVA_Transmission | NonRTO_Midwest | Internal | Shoulder | B13 | 600 | 700 | 0 | 51.71 | 56.16 | 9 | 0
2030 | TVA_Transmission_2_NonRTO_Midwest | TVA_Transmission | NonRTO_Midwest | Internal | Shoulder | B14 | 900 | 700 | 0 | 51.98 | 52.74 | 9 | 0
2030 | TVA_Transmission_2_NonRTO_Midwest | TVA_Transmission | NonRTO_Midwest | Internal | Shoulder | B15 | 1203 | 700 | 0 | 49.54 | 41.54 | 9 | 0
2030 | TVA_Transmission_2_NonRTO_Midwest | TVA_Transmission | NonRTO_Midwest | Internal | Summer | B1 | 10 | 700 | 0 | 742.19 | 742.18 | 9 | 0
2030 | TVA_Transmission_2_NonRTO_Midwest | TVA_Transmission | NonRTO_Midwest | Internal | Summer | B2 | 25 | 700 | 0 | 519.12 | 511.12 | 9 | 0
2030 | TVA_Transmission_2_NonRTO_Midwest | TVA_Transmission | NonRTO_Midwest | Internal | Summer | B3 | 75 | 700 | 0 | 83.75 | 83.96 | 9 | 0
2030 | TVA_Transmission_2_NonRTO_Midwest | TVA_Transmission | NonRTO_Midwest | Internal | Summer | B4 | 100 | 700 | 0 | 82 | 80.48 | 9 | 0
2030 | TVA_Transmission_2_NonRTO_Midwest | TVA_Transmission | NonRTO_Midwest | Internal | Summer | B5 | 200 | 700 | 0 | 74.04 | 78.04 | 9 | 0
2030 | TVA_Transmission_2_NonRTO_Midwest | TVA_Transmission | NonRTO_Midwest | Internal | Summer | B6 | 300 | 700 | 0 | 54.41 | 58.41 | 9 | 0
2030 | TVA_Transmission_2_NonRTO_Midwest | TVA_Transmission | NonRTO_Midwest | Internal | Summer | B7 | 400 | 700 | 0 | 50.82 | 53.04 | 9 | 0
2030 | TVA_Transmission_2_NonRTO_Midwest | TVA_Transmission | NonRTO_Midwest | Internal | Summer | B8 | 500 | 700 | 0 | 48.13 | 40.13 | 9 | 0
2030 | TVA_Transmission_2_NonRTO_Midwest | TVA_Transmission | NonRTO_Midwest | Internal | Summer | B9 | 800 | 700 | 0 | 47.34 | 39.34 | 9 | 0
2030 | TVA_Transmission_2_NonRTO_Midwest | TVA_Transmission | NonRTO_Midwest | Internal | Summer | B10 | 1262 | 700 | 0 | 41.71 | 33.71 | 9 | 0
2030 | TVA_Transmission_2_NonRTO_Midwest | TVA_Transmission | NonRTO_Midwest | Internal | Winter | B16 | 25 | 700 | 0 | 76.33 | 80.33 | 9 | 0
2030 | TVA_Transmission_2_NonRTO_Midwest | TVA_Transmission | NonRTO_Midwest | Internal | Winter | B17 | 100 | 700 | 0 | 58.66 | 63.98 | 9 | 0
2030 | TVA_Transmission_2_NonRTO_Midwest | TVA_Transmission | NonRTO_Midwest | Internal | Winter | B18 | 400 | 700 | 0 | 54.9 | 59.3 | 9 | 0
2030 | TVA_Transmission_2_NonRTO_Midwest | TVA_Transmission | NonRTO_Midwest | Internal | Winter | B19 | 700 | 700 | 0 | 53.5 | 55.71 | 9 | 0
2030 | TVA_Transmission_2_NonRTO_Midwest | TVA_Transmission | NonRTO_Midwest | Internal | Winter | B20 | 935 | 700 | 0 | 47.04 | 39.04 | 9 | 0
2030 | TVA_Transmission_2_PJM_ROR | TVA_Transmission | PJM_ROR | Internal | Shoulder | B11 | 25 | 2000 | 0 | 75.72 | 71.32 | 9 | 0
2030 | TVA_Transmission_2_PJM_ROR | TVA_Transmission | PJM_ROR | Internal | Shoulder | B12 | 200 | 2000 | 0 | 56.6 | 55.53 | 9 | 0
2030 | TVA_Transmission_2_PJM_ROR | TVA_Transmission | PJM_ROR | Internal | Shoulder | B13 | 600 | 2000 | 0 | 51.71 | 47.88 | 9 | 0
2030 | TVA_Transmission_2_PJM_ROR | TVA_Transmission | PJM_ROR | Internal | Shoulder | B14 | 900 | 2000 | 0 | 51.98 | 47.48 | 9 | 0
2030 | TVA_Transmission_2_PJM_ROR | TVA_Transmission | PJM_ROR | Internal | Shoulder | B15 | 1203 | 2000 | 0 | 49.54 | 43.69 | 9 | 0
2030 | TVA_Transmission_2_PJM_ROR | TVA_Transmission | PJM_ROR | Internal | Summer | B1 | 10 | 2000 | 0 | 742.19 | 732.18 | 9 | 0
2030 | TVA_Transmission_2_PJM_ROR | TVA_Transmission | PJM_ROR | Internal | Summer | B2 | 25 | 2000 | 0 | 519.12 | 501.11 | 9 | 0
2030 | TVA_Transmission_2_PJM_ROR | TVA_Transmission | PJM_ROR | Internal | Summer | B3 | 75 | 2000 | 0 | 83.75 | 73.8 | 9 | 0
2030 | TVA_Transmission_2_PJM_ROR | TVA_Transmission | PJM_ROR | Internal | Summer | B4 | 100 | 2000 | 0 | 82 | 73.01 | 9 | 0
2030 | TVA_Transmission_2_PJM_ROR | TVA_Transmission | PJM_ROR | Internal | Summer | B5 | 200 | 2000 | 0 | 74.04 | 68.04 | 9 | 0
2030 | TVA_Transmission_2_PJM_ROR | TVA_Transmission | PJM_ROR | Internal | Summer | B6 | 300 | 2000 | 0 | 54.41 | 48.41 | 9 | 0
2030 | TVA_Transmission_2_PJM_ROR | TVA_Transmission | PJM_ROR | Internal | Summer | B7 | 400 | 2000 | 0 | 50.82 | 44.82 | 9 | 0
2030 | TVA_Transmission_2_PJM_ROR | TVA_Transmission | PJM_ROR | Internal | Summer | B8 | 500 | 2000 | 0 | 48.13 | 44.35 | 9 | 0
2030 | TVA_Transmission_2_PJM_ROR | TVA_Transmission | PJM_ROR | Internal | Summer | B9 | 800 | 2000 | 0 | 47.34 | 41.35 | 9 | 0
2030 | TVA_Transmission_2_PJM_ROR | TVA_Transmission | PJM_ROR | Internal | Summer | B10 | 1262 | 2000 | 0 | 41.71 | 36.81 | 9 | 0
2030 | TVA_Transmission_2_PJM_ROR | TVA_Transmission | PJM_ROR | Internal | Winter | B16 | 25 | 2000 | 0 | 76.33 | 70.33 | 9 | 0
2030 | TVA_Transmission_2_PJM_ROR | TVA_Transmission | PJM_ROR | Internal | Winter | B17 | 100 | 2000 | 0 | 58.66 | 57.1 | 9 | 0
2030 | TVA_Transmission_2_PJM_ROR | TVA_Transmission | PJM_ROR | Internal | Winter | B18 | 400 | 2000 | 0 | 54.9 | 52.37 | 9 | 0
2030 | TVA_Transmission_2_PJM_ROR | TVA_Transmission | PJM_ROR | Internal | Winter | B19 | 700 | 2000 | 0 | 53.5 | 48.86 | 9 | 0
2030 | TVA_Transmission_2_PJM_ROR | TVA_Transmission | PJM_ROR | Internal | Winter | B20 | 935 | 2000 | 0 | 47.04 | 41.04 | 9 | 0
2030 | TVA_Transmission_2_SOCO | TVA_Transmission | SOCO | Internal | Shoulder | B11 | 25 | 3200 | 0 | 75.72 | 81.16 | 9 | 0
2030 | TVA_Transmission_2_SOCO | TVA_Transmission | SOCO | Internal | Shoulder | B12 | 200 | 3200 | 0 | 56.6 | 52.68 | 9 | 0
2030 | TVA_Transmission_2_SOCO | TVA_Transmission | SOCO | Internal | Shoulder | B13 | 600 | 3200 | 0 | 51.71 | 50.12 | 9 | 0
2030 | TVA_Transmission_2_SOCO | TVA_Transmission | SOCO | Internal | Shoulder | B14 | 900 | 3200 | 0 | 51.98 | 50.12 | 9 | 0
2030 | TVA_Transmission_2_SOCO | TVA_Transmission | SOCO | Internal | Shoulder | B15 | 1203 | 3200 | 0 | 49.54 | 50.12 | 9 | 0
2030 | TVA_Transmission_2_SOCO | TVA_Transmission | SOCO | Internal | Summer | B1 | 10 | 3200 | 2668.31 | 742.19 | 751.19 | 9 | 0
2030 | TVA_Transmission_2_SOCO | TVA_Transmission | SOCO | Internal | Summer | B2 | 25 | 3200 | 3200 | 519.12 | 623.23 | 9 | 95.11
2030 | TVA_Transmission_2_SOCO | TVA_Transmission | SOCO | Internal | Summer | B3 | 75 | 3200 | 1269.6 | 83.75 | 92.75 | 9 | 0
2030 | TVA_Transmission_2_SOCO | TVA_Transmission | SOCO | Internal | Summer | B4 | 100 | 3200 | 1925.79 | 82 | 91 | 9 | 0
2030 | TVA_Transmission_2_SOCO | TVA_Transmission | SOCO | Internal | Summer | B5 | 200 | 3200 | 0 | 74.04 | 79.81 | 9 | 0
2030 | TVA_Transmission_2_SOCO | TVA_Transmission | SOCO | Internal | Summer | B6 | 300 | 3200 | 827.63 | 54.41 | 63.41 | 9 | 0
2030 | TVA_Transmission_2_SOCO | TVA_Transmission | SOCO | Internal | Summer | B7 | 400 | 3200 | 44.71 | 50.82 | 59.82 | 9 | 0
2030 | TVA_Transmission_2_SOCO | TVA_Transmission | SOCO | Internal | Summer | B8 | 500 | 3200 | 0 | 48.13 | 50.38 | 9 | 0
2030 | TVA_Transmission_2_SOCO | TVA_Transmission | SOCO | Internal | Summer | B9 | 800 | 3200 | 0 | 47.34 | 48.64 | 9 | 0
2030 | TVA_Transmission_2_SOCO | TVA_Transmission | SOCO | Internal | Summer | B10 | 1262 | 3200 | 0 | 41.71 | 48.64 | 9 | 0
2030 | TVA_Transmission_2_SOCO | TVA_Transmission | SOCO | Internal | Winter | B16 | 25 | 3200 | 0 | 76.33 | 83.5 | 9 | 0
2030 | TVA_Transmission_2_SOCO | TVA_Transmission | SOCO | Internal | Winter | B17 | 100 | 3200 | 0 | 58.66 | 55.08 | 9 | 0
2030 | TVA_Transmission_2_SOCO | TVA_Transmission | SOCO | Internal | Winter | B18 | 400 | 3200 | 0 | 54.9 | 53.17 | 9 | 0
2030 | TVA_Transmission_2_SOCO | TVA_Transmission | SOCO | Internal | Winter | B19 | 700 | 3200 | 0 | 53.5 | 53.17 | 9 | 0
2030 | TVA_Transmission_2_SOCO | TVA_Transmission | SOCO | Internal | Winter | B20 | 935 | 3200 | 0 | 47.04 | 52.42 | 9 | 0
2030 | TVA_Transmission_2_TVA | TVA_Transmission | TVA | Internal | Shoulder | B11 | 25 | 99999 | 0 | 75.72 | 68.44 | 0.01 | 0
2030 | TVA_Transmission_2_TVA | TVA_Transmission | TVA | Internal | Shoulder | B12 | 200 | 99999 | 0 | 56.6 | 51.68 | 0.01 | 0
2030 | TVA_Transmission_2_TVA | TVA_Transmission | TVA | Internal | Shoulder | B13 | 600 | 99999 | 0 | 51.71 | 49.55 | 0.01 | 0
2030 | TVA_Transmission_2_TVA | TVA_Transmission | TVA | Internal | Shoulder | B14 | 900 | 99999 | 0 | 51.98 | 49.55 | 0.01 | 0
2030 | TVA_Transmission_2_TVA | TVA_Transmission | TVA | Internal | Shoulder | B15 | 1203 | 99999 | 676.64 | 49.54 | 49.55 | 0.01 | 0
2030 | TVA_Transmission_2_TVA | TVA_Transmission | TVA | Internal | Summer | B1 | 10 | 99999 | 3248.59 | 742.19 | 742.2 | 0.01 | 0
2030 | TVA_Transmission_2_TVA | TVA_Transmission | TVA | Internal | Summer | B2 | 25 | 99999 | 3378.42 | 519.12 | 519.13 | 0.01 | 0
2030 | TVA_Transmission_2_TVA | TVA_Transmission | TVA | Internal | Summer | B3 | 75 | 99999 | 1230.4 | 83.75 | 83.76 | 0.01 | 0
2030 | TVA_Transmission_2_TVA | TVA_Transmission | TVA | Internal | Summer | B4 | 100 | 99999 | 574.21 | 82 | 82.01 | 0.01 | 0
2030 | TVA_Transmission_2_TVA | TVA_Transmission | TVA | Internal | Summer | B5 | 200 | 99999 | 0 | 74.04 | 62.81 | 0.01 | 0
2030 | TVA_Transmission_2_TVA | TVA_Transmission | TVA | Internal | Summer | B6 | 300 | 99999 | 0 | 54.41 | 50.2 | 0.01 | 0
2030 | TVA_Transmission_2_TVA | TVA_Transmission | TVA | Internal | Summer | B7 | 400 | 99999 | 0 | 50.82 | 48.14 | 0.01 | 0
2030 | TVA_Transmission_2_TVA | TVA_Transmission | TVA | Internal | Summer | B8 | 500 | 99999 | 464.27 | 48.13 | 48.14 | 0.01 | 0
2030 | TVA_Transmission_2_TVA | TVA_Transmission | TVA | Internal | Summer | B9 | 800 | 99999 | 1024.21 | 47.34 | 47.35 | 0.01 | 0
2030 | TVA_Transmission_2_TVA | TVA_Transmission | TVA | Internal | Summer | B10 | 1262 | 99999 | 151.67 | 41.71 | 41.72 | 0.01 | 0
2030 | TVA_Transmission_2_TVA | TVA_Transmission | TVA | Internal | Winter | B16 | 25 | 99999 | 0 | 76.33 | 67.12 | 0.01 | 0
2030 | TVA_Transmission_2_TVA | TVA_Transmission | TVA | Internal | Winter | B17 | 100 | 99999 | 0 | 58.66 | 54.75 | 0.01 | 0
2030 | TVA_Transmission_2_TVA | TVA_Transmission | TVA | Internal | Winter | B18 | 400 | 99999 | 0 | 54.9 | 51.4 | 0.01 | 0
2030 | TVA_Transmission_2_TVA | TVA_Transmission | TVA | Internal | Winter | B19 | 700 | 99999 | 0 | 53.5 | 51.4 | 0.01 | 0
2030 | TVA_Transmission_2_TVA | TVA_Transmission | TVA | Internal | Winter | B20 | 935 | 99999 | 1593.14 | 47.04 | 47.06 | 0.01 | 0
2030 | TVA_Transmission_2_VACAR | TVA_Transmission | VACAR | Internal | Shoulder | B11 | 25 | 900 | 0 | 75.72 | 77.32 | 9 | 0
2030 | TVA_Transmission_2_VACAR | TVA_Transmission | VACAR | Internal | Shoulder | B12 | 200 | 900 | 0 | 56.6 | 61.53 | 9 | 0
2030 | TVA_Transmission_2_VACAR | TVA_Transmission | VACAR | Internal | Shoulder | B13 | 600 | 900 | 0 | 51.71 | 53.88 | 9 | 0
2030 | TVA_Transmission_2_VACAR | TVA_Transmission | VACAR | Internal | Shoulder | B14 | 900 | 900 | 0 | 51.98 | 53.48 | 9 | 0
2030 | TVA_Transmission_2_VACAR | TVA_Transmission | VACAR | Internal | Shoulder | B15 | 1203 | 900 | 0 | 49.54 | 49.45 | 9 | 0
2030 | TVA_Transmission_2_VACAR | TVA_Transmission | VACAR | Internal | Summer | B1 | 10 | 900 | 135 | 742.19 | 751.19 | 9 | 0
2030 | TVA_Transmission_2_VACAR | TVA_Transmission | VACAR | Internal | Summer | B2 | 25 | 900 | 900 | 519.12 | 616.23 | 9 | 88.11
2030 | TVA_Transmission_2_VACAR | TVA_Transmission | VACAR | Internal | Summer | B3 | 75 | 900 | 0 | 83.75 | 85.75 | 9 | 0
2030 | TVA_Transmission_2_VACAR | TVA_Transmission | VACAR | Internal | Summer | B4 | 100 | 900 | 0 | 82 | 85.75 | 9 | 0
2030 | TVA_Transmission_2_VACAR | TVA_Transmission | VACAR | Internal | Summer | B5 | 200 | 900 | 847.71 | 74.04 | 83.04 | 9 | 0
2030 | TVA_Transmission_2_VACAR | TVA_Transmission | VACAR | Internal | Summer | B6 | 300 | 900 | 0 | 54.41 | 60.52 | 9 | 0
2030 | TVA_Transmission_2_VACAR | TVA_Transmission | VACAR | Internal | Summer | B7 | 400 | 900 | 0 | 50.82 | 54.62 | 9 | 0
2030 | TVA_Transmission_2_VACAR | TVA_Transmission | VACAR | Internal | Summer | B8 | 500 | 900 | 0 | 48.13 | 50.35 | 9 | 0
2030 | TVA_Transmission_2_VACAR | TVA_Transmission | VACAR | Internal | Summer | B9 | 800 | 900 | 0 | 47.34 | 47.46 | 9 | 0
2030 | TVA_Transmission_2_VACAR | TVA_Transmission | VACAR | Internal | Summer | B10 | 1262 | 900 | 0 | 41.71 | 43.61 | 9 | 0
2030 | TVA_Transmission_2_VACAR | TVA_Transmission | VACAR | Internal | Winter | B16 | 25 | 900 | 900 | 76.33 | 93.5 | 9 | 8.17
2030 | TVA_Transmission_2_VACAR | TVA_Transmission | VACAR | Internal | Winter | B17 | 100 | 900 | 0 | 58.66 | 64.9 | 9 | 0
2030 | TVA_Transmission_2_VACAR | TVA_Transmission | VACAR | Internal | Winter | B18 | 400 | 900 | 0 | 54.9 | 58.37 | 9 | 0
2030 | TVA_Transmission_2_VACAR | TVA_Transmission | VACAR | Internal | Winter | B19 | 700 | 900 | 0 | 53.5 | 53.9 | 9 | 0
2030 | TVA_Transmission_2_VACAR | TVA_Transmission | VACAR | Internal | Winter | B20 | 935 | 900 | 0 | 47.04 | 46.89 | 9 | 0
2030 | VACAR_2_SOCO | VACAR | SOCO | Internal | Shoulder | B11 | 25 | 3000 | 0 | 77.32 | 81.16 | 7 | 0
2030 | VACAR_2_SOCO | VACAR | SOCO | Internal | Shoulder | B12 | 200 | 3000 | 0 | 61.53 | 52.68 | 7 | 0
2030 | VACAR_2_SOCO | VACAR | SOCO | Internal | Shoulder | B13 | 600 | 3000 | 0 | 53.88 | 50.12 | 7 | 0
2030 | VACAR_2_SOCO | VACAR | SOCO | Internal | Shoulder | B14 | 900 | 3000 | 0 | 53.48 | 50.12 | 7 | 0
2030 | VACAR_2_SOCO | VACAR | SOCO | Internal | Shoulder | B15 | 1203 | 3000 | 0 | 49.45 | 50.12 | 7 | 0
2030 | VACAR_2_SOCO | VACAR | SOCO | Internal | Summer | B1 | 10 | 3000 | 0 | 751.19 | 751.19 | 7 | 0
2030 | VACAR_2_SOCO | VACAR | SOCO | Internal | Summer | B2 | 25 | 3000 | 1201.84 | 616.23 | 623.23 | 7 | 0
2030 | VACAR_2_SOCO | VACAR | SOCO | Internal | Summer | B3 | 75 | 3000 | 566.31 | 85.75 | 92.75 | 7 | 0
2030 | VACAR_2_SOCO | VACAR | SOCO | Internal | Summer | B4 | 100 | 3000 | 0 | 85.75 | 91 | 7 | 0
2030 | VACAR_2_SOCO | VACAR | SOCO | Internal | Summer | B5 | 200 | 3000 | 0 | 83.04 | 79.81 | 7 | 0
2030 | VACAR_2_SOCO | VACAR | SOCO | Internal | Summer | B6 | 300 | 3000 | 0 | 60.52 | 63.41 | 7 | 0
2030 | VACAR_2_SOCO | VACAR | SOCO | Internal | Summer | B7 | 400 | 3000 | 0 | 54.62 | 59.82 | 7 | 0
2030 | VACAR_2_SOCO | VACAR | SOCO | Internal | Summer | B8 | 500 | 3000 | 0 | 50.35 | 50.38 | 7 | 0
2030 | VACAR_2_SOCO | VACAR | SOCO | Internal | Summer | B9 | 800 | 3000 | 0 | 47.46 | 48.64 | 7 | 0
2030 | VACAR_2_SOCO | VACAR | SOCO | Internal | Summer | B10 | 1262 | 3000 | 0 | 43.61 | 48.64 | 7 | 0
2030 | VACAR_2_SOCO | VACAR | SOCO | Internal | Winter | B16 | 25 | 3000 | 0 | 93.5 | 83.5 | 7 | 0
2030 | VACAR_2_SOCO | VACAR | SOCO | Internal | Winter | B17 | 100 | 3000 | 0 | 64.9 | 55.08 | 7 | 0
2030 | VACAR_2_SOCO | VACAR | SOCO | Internal | Winter | B18 | 400 | 3000 | 0 | 58.37 | 53.17 | 7 | 0
2030 | VACAR_2_SOCO | VACAR | SOCO | Internal | Winter | B19 | 700 | 3000 | 0 | 53.9 | 53.17 | 7 | 0
2030 | VACAR_2_SOCO | VACAR | SOCO | Internal | Winter | B20 | 935 | 3000 | 0 | 46.89 | 52.42 | 7 | 0
2035 | ENT_2_MISO_MO-IL | ENT | MISO_MO-IL | Internal | Shoulder | B11 | 25 | 2260 | 0 | 90.75 | 86.33 | 8 | 0
2035 | ENT_2_MISO_MO-IL | ENT | MISO_MO-IL | Internal | Shoulder | B12 | 200 | 2260 | 1168.76 | 58.52 | 66.52 | 8 | 0
2035 | ENT_2_MISO_MO-IL | ENT | MISO_MO-IL | Internal | Shoulder | B13 | 600 | 2260 | 0 | 55.45 | 55.02 | 8 | 0
2035 | ENT_2_MISO_MO-IL | ENT | MISO_MO-IL | Internal | Shoulder | B14 | 900 | 2260 | 0 | 53.61 | 52.45 | 8 | 0
2035 | ENT_2_MISO_MO-IL | ENT | MISO_MO-IL | Internal | Shoulder | B15 | 1203 | 2260 | 0 | 53.61 | 50.59 | 8 | 0
2035 | ENT_2_MISO_MO-IL | ENT | MISO_MO-IL | Internal | Summer | B1 | 10 | 2260 | 0 | 743.19 | 743.18 | 8 | 0
2035 | ENT_2_MISO_MO-IL | ENT | MISO_MO-IL | Internal | Summer | B2 | 25 | 2260 | 0 | 748.18 | 743.18 | 8 | 0
2035 | ENT_2_MISO_MO-IL | ENT | MISO_MO-IL | Internal | Summer | B3 | 75 | 2260 | 0 | 93.41 | 85.41 | 8 | 0
2035 | ENT_2_MISO_MO-IL | ENT | MISO_MO-IL | Internal | Summer | B4 | 100 | 2260 | 0 | 92.8 | 83.8 | 8 | 0
2035 | ENT_2_MISO_MO-IL | ENT | MISO_MO-IL | Internal | Summer | B5 | 200 | 2260 | 0 | 84.69 | 81.93 | 8 | 0
2035 | ENT_2_MISO_MO-IL | ENT | MISO_MO-IL | Internal | Summer | B6 | 300 | 2260 | 0 | 64.2 | 58.55 | 8 | 0
2035 | ENT_2_MISO_MO-IL | ENT | MISO_MO-IL | Internal | Summer | B7 | 400 | 2260 | 0 | 54.06 | 50.3 | 8 | 0
2035 | ENT_2_MISO_MO-IL | ENT | MISO_MO-IL | Internal | Summer | B8 | 500 | 2260 | 0 | 53.67 | 48.79 | 8 | 0
2035 | ENT_2_MISO_MO-IL | ENT | MISO_MO-IL | Internal | Summer | B9 | 800 | 2260 | 0 | 53.57 | 45.57 | 8 | 0
2035 | ENT_2_MISO_MO-IL | ENT | MISO_MO-IL | Internal | Summer | B10 | 1262 | 2260 | 0 | 49.65 | 41.65 | 8 | 0
2035 | ENT_2_MISO_MO-IL | ENT | MISO_MO-IL | Internal | Winter | B16 | 25 | 2260 | 0 | 87.92 | 88.95 | 8 | 0
2035 | ENT_2_MISO_MO-IL | ENT | MISO_MO-IL | Internal | Winter | B17 | 100 | 2260 | 0 | 59.42 | 63.79 | 8 | 0
2035 | ENT_2_MISO_MO-IL | ENT | MISO_MO-IL | Internal | Winter | B18 | 400 | 2260 | 0 | 58.99 | 57.64 | 8 | 0
2035 | ENT_2_MISO_MO-IL | ENT | MISO_MO-IL | Internal | Winter | B19 | 700 | 2260 | 0 | 57.03 | 53.78 | 8 | 0
2035 | ENT_2_MISO_MO-IL | ENT | MISO_MO-IL | Internal | Winter | B20 | 935 | 2260 | 0 | 57.03 | 49.39 | 8 | 0
2035 | ENT_2_SOCO | ENT | SOCO | Internal | Shoulder | B11 | 25 | 2000 | 97.04 | 90.75 | 98.75 | 8 | 0
2035 | ENT_2_SOCO | ENT | SOCO | Internal | Shoulder | B12 | 200 | 2000 | 0 | 58.52 | 61.5 | 8 | 0
2035 | ENT_2_SOCO | ENT | SOCO | Internal | Shoulder | B13 | 600 | 2000 | 0 | 55.45 | 55.72 | 8 | 0
2035 | ENT_2_SOCO | ENT | SOCO | Internal | Shoulder | B14 | 900 | 2000 | 0 | 53.61 | 55.72 | 8 | 0
2035 | ENT_2_SOCO | ENT | SOCO | Internal | Shoulder | B15 | 1203 | 2000 | 0 | 53.61 | 55.72 | 8 | 0
2035 | ENT_2_SOCO | ENT | SOCO | Internal | Summer | B1 | 10 | 2000 | 1425.59 | 743.19 | 751.19 | 8 | 0
2035 | ENT_2_SOCO | ENT | SOCO | Internal | Summer | B2 | 25 | 2000 | 0 | 748.18 | 751.19 | 8 | 0
2035 | ENT_2_SOCO | ENT | SOCO | Internal | Summer | B3 | 75 | 2000 | 2000 | 93.41 | 110.39 | 8 | 8.99
2035 | ENT_2_SOCO | ENT | SOCO | Internal | Summer | B4 | 100 | 2000 | 1862.83 | 92.8 | 100.8 | 8 | 0
2035 | ENT_2_SOCO | ENT | SOCO | Internal | Summer | B5 | 200 | 2000 | 106.16 | 84.69 | 92.69 | 8 | 0
2035 | ENT_2_SOCO | ENT | SOCO | Internal | Summer | B6 | 300 | 2000 | 2000 | 64.2 | 75.55 | 8 | 3.35
2035 | ENT_2_SOCO | ENT | SOCO | Internal | Summer | B7 | 400 | 2000 | 667.1 | 54.06 | 62.06 | 8 | 0
2035 | ENT_2_SOCO | ENT | SOCO | Internal | Summer | B8 | 500 | 2000 | 0 | 53.67 | 54.18 | 8 | 0
2035 | ENT_2_SOCO | ENT | SOCO | Internal | Summer | B9 | 800 | 2000 | 0 | 53.57 | 54.18 | 8 | 0
2035 | ENT_2_SOCO | ENT | SOCO | Internal | Summer | B10 | 1262 | 2000 | 0 | 49.65 | 54.18 | 8 | 0
2035 | ENT_2_SOCO | ENT | SOCO | Internal | Winter | B16 | 25 | 2000 | 0 | 87.92 | 94.92 | 8 | 0
2035 | ENT_2_SOCO | ENT | SOCO | Internal | Winter | B17 | 100 | 2000 | 0 | 59.42 | 65.92 | 8 | 0
2035 | ENT_2_SOCO | ENT | SOCO | Internal | Winter | B18 | 400 | 2000 | 0 | 58.99 | 59.07 | 8 | 0
2035 | ENT_2_SOCO | ENT | SOCO | Internal | Winter | B19 | 700 | 2000 | 0 | 57.03 | 59.07 | 8 | 0
2035 | ENT_2_SOCO | ENT | SOCO | Internal | Winter | B20 | 935 | 2000 | 0 | 57.03 | 58.32 | 8 | 0
2035 | ENT_2_TVA_Transmission | ENT | TVA_Transmission | Internal | Shoulder | B11 | 25 | 2100 | 0 | 90.75 | 90.42 | 8 | 0
2035 | ENT_2_TVA_Transmission | ENT | TVA_Transmission | Internal | Shoulder | B12 | 200 | 2100 | 1765.03 | 58.52 | 66.52 | 8 | 0
2035 | ENT_2_TVA_Transmission | ENT | TVA_Transmission | Internal | Shoulder | B13 | 600 | 2100 | 0 | 55.45 | 59.58 | 8 | 0
2035 | ENT_2_TVA_Transmission | ENT | TVA_Transmission | Internal | Shoulder | B14 | 900 | 2100 | 0 | 53.61 | 58.33 | 8 | 0
2035 | ENT_2_TVA_Transmission | ENT | TVA_Transmission | Internal | Shoulder | B15 | 1203 | 2100 | 0 | 53.61 | 56.93 | 8 | 0
2035 | ENT_2_TVA_Transmission | ENT | TVA_Transmission | Internal | Summer | B1 | 10 | 2100 | 0 | 743.19 | 751.18 | 8 | 0
2035 | ENT_2_TVA_Transmission | ENT | TVA_Transmission | Internal | Summer | B2 | 25 | 2100 | 0 | 748.18 | 751.18 | 8 | 0
2035 | ENT_2_TVA_Transmission | ENT | TVA_Transmission | Internal | Summer | B3 | 75 | 2100 | 0 | 93.41 | 101.39 | 8 | 0
2035 | ENT_2_TVA_Transmission | ENT | TVA_Transmission | Internal | Summer | B4 | 100 | 2100 | 0 | 92.8 | 91.8 | 8 | 0
2035 | ENT_2_TVA_Transmission | ENT | TVA_Transmission | Internal | Summer | B5 | 200 | 2100 | 0 | 84.69 | 85.93 | 8 | 0
2035 | ENT_2_TVA_Transmission | ENT | TVA_Transmission | Internal | Summer | B6 | 300 | 2100 | 0 | 64.2 | 66.55 | 8 | 0
2035 | ENT_2_TVA_Transmission | ENT | TVA_Transmission | Internal | Summer | B7 | 400 | 2100 | 0 | 54.06 | 57.27 | 8 | 0
2035 | ENT_2_TVA_Transmission | ENT | TVA_Transmission | Internal | Summer | B8 | 500 | 2100 | 0 | 53.67 | 55.87 | 8 | 0
2035 | ENT_2_TVA_Transmission | ENT | TVA_Transmission | Internal | Summer | B9 | 800 | 2100 | 0 | 53.57 | 53.57 | 8 | 0
2035 | ENT_2_TVA_Transmission | ENT | TVA_Transmission | Internal | Summer | B10 | 1262 | 2100 | 0 | 49.65 | 49.17 | 8 | 0
2035 | ENT_2_TVA_Transmission | ENT | TVA_Transmission | Internal | Winter | B16 | 25 | 2100 | 1882.81 | 87.92 | 95.92 | 8 | 0
2035 | ENT_2_TVA_Transmission | ENT | TVA_Transmission | Internal | Winter | B17 | 100 | 2100 | 1605.46 | 59.42 | 67.42 | 8 | 0
2035 | ENT_2_TVA_Transmission | ENT | TVA_Transmission | Internal | Winter | B18 | 400 | 2100 | 0 | 58.99 | 62.68 | 8 | 0
2035 | ENT_2_TVA_Transmission | ENT | TVA_Transmission | Internal | Winter | B19 | 700 | 2100 | 0 | 57.03 | 60.87 | 8 | 0
2035 | ENT_2_TVA_Transmission | ENT | TVA_Transmission | Internal | Winter | B20 | 935 | 2100 | 0 | 57.03 | 57.39 | 8 | 0
2035 | HQ_NEISO_2_NEISO | HQ_NEISO | NEISO | Internal | Shoulder | B11 | 25 | 99999 | 2920 | 46.3 | 46.31 | 0.01 | 0
2035 | HQ_NEISO_2_NEISO | HQ_NEISO | NEISO | Internal | Shoulder | B12 | 200 | 99999 | 2920 | 46.3 | 46.31 | 0.01 | 0
2035 | HQ_NEISO_2_NEISO | HQ_NEISO | NEISO | Internal | Shoulder | B13 | 600 | 99999 | 2920 | 46.3 | 46.31 | 0.01 | 0
2035 | HQ_NEISO_2_NEISO | HQ_NEISO | NEISO | Internal | Shoulder | B14 | 900 | 99999 | 2920 | 46.3 | 46.31 | 0.01 | 0
2035 | HQ_NEISO_2_NEISO | HQ_NEISO | NEISO | Internal | Shoulder | B15 | 1203 | 99999 | 1143.24 | 46.3 | 46.31 | 0.01 | 0
2035 | HQ_NEISO_2_NEISO | HQ_NEISO | NEISO | Internal | Summer | B1 | 10 | 99999 | 2920.1 | 734.19 | 734.2 | 0.01 | 0
2035 | HQ_NEISO_2_NEISO | HQ_NEISO | NEISO | Internal | Summer | B2 | 25 | 99999 | 2920.1 | 734.2 | 734.21 | 0.01 | 0
2035 | HQ_NEISO_2_NEISO | HQ_NEISO | NEISO | Internal | Summer | B3 | 75 | 99999 | 2920 | 60.39 | 60.4 | 0.01 | 0
2035 | HQ_NEISO_2_NEISO | HQ_NEISO | NEISO | Internal | Summer | B4 | 100 | 99999 | 2920 | 56.48 | 56.49 | 0.01 | 0
2035 | HQ_NEISO_2_NEISO | HQ_NEISO | NEISO | Internal | Summer | B5 | 200 | 99999 | 2920 | 42.76 | 42.77 | 0.01 | 0
2035 | HQ_NEISO_2_NEISO | HQ_NEISO | NEISO | Internal | Summer | B6 | 300 | 99999 | 2920 | 42.76 | 42.77 | 0.01 | 0
2035 | HQ_NEISO_2_NEISO | HQ_NEISO | NEISO | Internal | Summer | B7 | 400 | 99999 | 2920 | 42.76 | 42.77 | 0.01 | 0
2035 | HQ_NEISO_2_NEISO | HQ_NEISO | NEISO | Internal | Summer | B8 | 500 | 99999 | 2920 | 42.76 | 42.77 | 0.01 | 0
2035 | HQ_NEISO_2_NEISO | HQ_NEISO | NEISO | Internal | Summer | B9 | 800 | 99999 | 2920 | 42.76 | 42.77 | 0.01 | 0
2035 | HQ_NEISO_2_NEISO | HQ_NEISO | NEISO | Internal | Summer | B10 | 1262 | 99999 | 795.94 | 42.76 | 42.77 | 0.01 | 0
2035 | HQ_NEISO_2_NEISO | HQ_NEISO | NEISO | Internal | Winter | B16 | 25 | 99999 | 2920 | 57.21 | 57.22 | 0.01 | 0
2035 | HQ_NEISO_2_NEISO | HQ_NEISO | NEISO | Internal | Winter | B17 | 100 | 99999 | 2920 | 57.21 | 57.22 | 0.01 | 0
2035 | HQ_NEISO_2_NEISO | HQ_NEISO | NEISO | Internal | Winter | B18 | 400 | 99999 | 2920 | 55.98 | 55.99 | 0.01 | 0
2035 | HQ_NEISO_2_NEISO | HQ_NEISO | NEISO | Internal | Winter | B19 | 700 | 99999 | 2920 | 55.98 | 55.99 | 0.01 | 0
2035 | HQ_NEISO_2_NEISO | HQ_NEISO | NEISO | Internal | Winter | B20 | 935 | 99999 | 1233.58 | 55.98 | 55.99 | 0.01 | 0
2035 | HQ_NY_2_NYISO_A-F | HQ_NY | NYISO_A-F | Internal | Shoulder | B11 | 25 | 99999 | 1000 | 66.64 | 66.65 | 0.01 | 0
2035 | HQ_NY_2_NYISO_A-F | HQ_NY | NYISO_A-F | Internal | Shoulder | B12 | 200 | 99999 | 1000 | 63.8 | 63.81 | 0.01 | 0
2035 | HQ_NY_2_NYISO_A-F | HQ_NY | NYISO_A-F | Internal | Shoulder | B13 | 600 | 99999 | 1000 | 49.97 | 49.99 | 0.01 | 0
2035 | HQ_NY_2_NYISO_A-F | HQ_NY | NYISO_A-F | Internal | Shoulder | B14 | 900 | 99999 | 1000 | 49.64 | 49.65 | 0.01 | 0
2035 | HQ_NY_2_NYISO_A-F | HQ_NY | NYISO_A-F | Internal | Shoulder | B15 | 1203 | 99999 | 188.69 | 49.64 | 49.65 | 0.01 | 0
2035 | HQ_NY_2_NYISO_A-F | HQ_NY | NYISO_A-F | Internal | Summer | B1 | 10 | 99999 | 1000.1 | 731.19 | 731.2 | 0.01 | 0
2035 | HQ_NY_2_NYISO_A-F | HQ_NY | NYISO_A-F | Internal | Summer | B2 | 25 | 99999 | 1000.1 | 737.18 | 737.19 | 0.01 | 0
2035 | HQ_NY_2_NYISO_A-F | HQ_NY | NYISO_A-F | Internal | Summer | B3 | 75 | 99999 | 1000 | 63.39 | 63.4 | 0.01 | 0
2035 | HQ_NY_2_NYISO_A-F | HQ_NY | NYISO_A-F | Internal | Summer | B4 | 100 | 99999 | 1000 | 59.48 | 59.49 | 0.01 | 0
2035 | HQ_NY_2_NYISO_A-F | HQ_NY | NYISO_A-F | Internal | Summer | B5 | 200 | 99999 | 1000 | 53.04 | 53.05 | 0.01 | 0
2035 | HQ_NY_2_NYISO_A-F | HQ_NY | NYISO_A-F | Internal | Summer | B6 | 300 | 99999 | 1000 | 48.34 | 48.35 | 0.01 | 0
2035 | HQ_NY_2_NYISO_A-F | HQ_NY | NYISO_A-F | Internal | Summer | B7 | 400 | 99999 | 1000 | 46.04 | 46.06 | 0.01 | 0
2035 | HQ_NY_2_NYISO_A-F | HQ_NY | NYISO_A-F | Internal | Summer | B8 | 500 | 99999 | 1000 | 45.76 | 45.77 | 0.01 | 0
2035 | HQ_NY_2_NYISO_A-F | HQ_NY | NYISO_A-F | Internal | Summer | B9 | 800 | 99999 | 1000 | 45.76 | 45.77 | 0.01 | 0
2035 | HQ_NY_2_NYISO_A-F | HQ_NY | NYISO_A-F | Internal | Summer | B10 | 1262 | 99999 | 30.11 | 45.76 | 45.77 | 0.01 | 0
2035 | HQ_NY_2_NYISO_A-F | HQ_NY | NYISO_A-F | Internal | Winter | B16 | 25 | 99999 | 1000 | 60.21 | 60.22 | 0.01 | 0
2035 | HQ_NY_2_NYISO_A-F | HQ_NY | NYISO_A-F | Internal | Winter | B17 | 100 | 99999 | 1000 | 57.46 | 57.47 | 0.01 | 0
2035 | HQ_NY_2_NYISO_A-F | HQ_NY | NYISO_A-F | Internal | Winter | B18 | 400 | 99999 | 1000 | 53.77 | 53.78 | 0.01 | 0
2035 | HQ_NY_2_NYISO_A-F | HQ_NY | NYISO_A-F | Internal | Winter | B19 | 700 | 99999 | 1000 | 53.77 | 53.78 | 0.01 | 0
2035 | HQ_NY_2_NYISO_A-F | HQ_NY | NYISO_A-F | Internal | Winter | B20 | 935 | 99999 | 229.95 | 53.77 | 53.78 | 0.01 | 0
2035 | HQ_IESO_2_IESO | HQ_IESO | IESO | Internal | Shoulder | B11 | 25 | 99999 | 400 | 59.64 | 59.65 | 0.01 | 0
2035 | HQ_IESO_2_IESO | HQ_IESO | IESO | Internal | Shoulder | B12 | 200 | 99999 | 400 | 56.8 | 56.81 | 0.01 | 0
2035 | HQ_IESO_2_IESO | HQ_IESO | IESO | Internal | Shoulder | B13 | 600 | 99999 | 400 | 44.65 | 44.66 | 0.01 | 0
2035 | HQ_IESO_2_IESO | HQ_IESO | IESO | Internal | Shoulder | B14 | 900 | 99999 | 400 | 44.65 | 44.66 | 0.01 | 0
2035 | HQ_IESO_2_IESO | HQ_IESO | IESO | Internal | Shoulder | B15 | 1203 | 99999 | 75.48 | 44.65 | 44.66 | 0.01 | 0
2035 | HQ_IESO_2_IESO | HQ_IESO | IESO | Internal | Summer | B1 | 10 | 99999 | 400.1 | 724.19 | 724.2 | 0.01 | 0
2035 | HQ_IESO_2_IESO | HQ_IESO | IESO | Internal | Summer | B2 | 25 | 99999 | 400.1 | 730.18 | 730.19 | 0.01 | 0
2035 | HQ_IESO_2_IESO | HQ_IESO | IESO | Internal | Summer | B3 | 75 | 99999 | 400 | 56.39 | 56.4 | 0.01 | 0
2035 | HQ_IESO_2_IESO | HQ_IESO | IESO | Internal | Summer | B4 | 100 | 99999 | 400 | 52.48 | 52.49 | 0.01 | 0
2035 | HQ_IESO_2_IESO | HQ_IESO | IESO | Internal | Summer | B5 | 200 | 99999 | 400 | 43.9 | 43.92 | 0.01 | 0
2035 | HQ_IESO_2_IESO | HQ_IESO | IESO | Internal | Summer | B6 | 300 | 99999 | 400 | 41.34 | 41.35 | 0.01 | 0
2035 | HQ_IESO_2_IESO | HQ_IESO | IESO | Internal | Summer | B7 | 400 | 99999 | 400 | 37.58 | 37.59 | 0.01 | 0
2035 | HQ_IESO_2_IESO | HQ_IESO | IESO | Internal | Summer | B8 | 500 | 99999 | 400 | 37.58 | 37.59 | 0.01 | 0
2035 | HQ_IESO_2_IESO | HQ_IESO | IESO | Internal | Summer | B9 | 800 | 99999 | 400 | 37.58 | 37.59 | 0.01 | 0
2035 | HQ_IESO_2_IESO | HQ_IESO | IESO | Internal | Summer | B10 | 1262 | 99999 | 12.04 | 37.58 | 37.59 | 0.01 | 0
2035 | HQ_IESO_2_IESO | HQ_IESO | IESO | Internal | Winter | B16 | 25 | 99999 | 400 | 53.21 | 53.22 | 0.01 | 0
2035 | HQ_IESO_2_IESO | HQ_IESO | IESO | Internal | Winter | B17 | 100 | 99999 | 400 | 50.46 | 50.47 | 0.01 | 0
2035 | HQ_IESO_2_IESO | HQ_IESO | IESO | Internal | Winter | B18 | 400 | 99999 | 400 | 46.77 | 46.78 | 0.01 | 0
2035 | HQ_IESO_2_IESO | HQ_IESO | IESO | Internal | Winter | B19 | 700 | 99999 | 400 | 46.77 | 46.78 | 0.01 | 0
2035 | HQ_IESO_2_IESO | HQ_IESO | IESO | Internal | Winter | B20 | 935 | 99999 | 91.98 | 46.77 | 46.78 | 0.01 | 0
2035 | IESO_2_MAPP_CA | IESO | MAPP_CA | Internal | Shoulder | B11 | 25 | 262 | 262 | 59.65 | 86.31 | 7 | 19.66
2035 | IESO_2_MAPP_CA | IESO | MAPP_CA | Internal | Shoulder | B12 | 200 | 262 | 262 | 56.81 | 66.49 | 7 | 2.68
2035 | IESO_2_MAPP_CA | IESO | MAPP_CA | Internal | Shoulder | B13 | 600 | 262 | 262 | 44.66 | 55 | 7 | 3.34
2035 | IESO_2_MAPP_CA | IESO | MAPP_CA | Internal | Shoulder | B14 | 900 | 262 | 262 | 44.66 | 52.44 | 7 | 0.78
2035 | IESO_2_MAPP_CA | IESO | MAPP_CA | Internal | Shoulder | B15 | 1203 | 262 | 262 | 44.66 | 52.44 | 7 | 0.78
2035 | IESO_2_MAPP_CA | IESO | MAPP_CA | Internal | Summer | B1 | 10 | 262 | 262 | 724.2 | 743.15 | 7 | 11.95
2035 | IESO_2_MAPP_CA | IESO | MAPP_CA | Internal | Summer | B2 | 25 | 262 | 262 | 730.19 | 743.15 | 7 | 5.96
2035 | IESO_2_MAPP_CA | IESO | MAPP_CA | Internal | Summer | B3 | 75 | 262 | 262 | 56.4 | 85.38 | 7 | 21.98
2035 | IESO_2_MAPP_CA | IESO | MAPP_CA | Internal | Summer | B4 | 100 | 262 | 262 | 52.49 | 83.78 | 7 | 24.28
2035 | IESO_2_MAPP_CA | IESO | MAPP_CA | Internal | Summer | B5 | 200 | 262 | 262 | 43.92 | 81.91 | 7 | 31
2035 | IESO_2_MAPP_CA | IESO | MAPP_CA | Internal | Summer | B6 | 300 | 262 | 262 | 41.35 | 58.53 | 7 | 10.18
2035 | IESO_2_MAPP_CA | IESO | MAPP_CA | Internal | Summer | B7 | 400 | 262 | 262 | 37.59 | 50.28 | 7 | 5.69
2035 | IESO_2_MAPP_CA | IESO | MAPP_CA | Internal | Summer | B8 | 500 | 262 | 262 | 37.59 | 48.76 | 7 | 4.17
2035 | IESO_2_MAPP_CA | IESO | MAPP_CA | Internal | Summer | B9 | 800 | 262 | 262 | 37.59 | 45.58 | 7 | 0.99
2035 | IESO_2_MAPP_CA | IESO | MAPP_CA | Internal | Summer | B10 | 1262 | 262 | 262 | 37.59 | 45.58 | 7 | 0.99
2035 | IESO_2_MAPP_CA | IESO | MAPP_CA | Internal | Winter | B16 | 25 | 262 | 262 | 53.22 | 88.93 | 7 | 28.71
2035 | IESO_2_MAPP_CA | IESO | MAPP_CA | Internal | Winter | B17 | 100 | 262 | 262 | 50.47 | 63.77 | 7 | 6.3
2035 | IESO_2_MAPP_CA | IESO | MAPP_CA | Internal | Winter | B18 | 400 | 262 | 262 | 46.78 | 57.62 | 7 | 3.84
2035 | IESO_2_MAPP_CA | IESO | MAPP_CA | Internal | Winter | B19 | 700 | 262 | 262 | 46.78 | 56.05 | 7 | 2.27
2035 | IESO_2_MAPP_CA | IESO | MAPP_CA | Internal | Winter | B20 | 935 | 262 | 262 | 46.78 | 56.05 | 7 | 2.27
2035 | IESO_2_MISO_MI | IESO | MISO_MI | Internal | Shoulder | B11 | 25 | 1840 | 1840 | 59.65 | 86.33 | 7 | 19.68
2035 | IESO_2_MISO_MI | IESO | MISO_MI | Internal | Shoulder | B12 | 200 | 1840 | 1840 | 56.81 | 69.86 | 7 | 6.05
2035 | IESO_2_MISO_MI | IESO | MISO_MI | Internal | Shoulder | B13 | 600 | 1840 | 1840 | 44.66 | 55.05 | 7 | 3.39
2035 | IESO_2_MISO_MI | IESO | MISO_MI | Internal | Shoulder | B14 | 900 | 1840 | 1840 | 44.66 | 52.47 | 7 | 0.82
2035 | IESO_2_MISO_MI | IESO | MISO_MI | Internal | Shoulder | B15 | 1203 | 1840 | 0 | 44.66 | 50.62 | 7 | 0
2035 | IESO_2_MISO_MI | IESO | MISO_MI | Internal | Summer | B1 | 10 | 1840 | 1840 | 724.2 | 743.18 | 7 | 11.98
2035 | IESO_2_MISO_MI | IESO | MISO_MI | Internal | Summer | B2 | 25 | 1840 | 1840 | 730.19 | 743.18 | 7 | 5.99
2035 | IESO_2_MISO_MI | IESO | MISO_MI | Internal | Summer | B3 | 75 | 1840 | 1840 | 56.4 | 85.38 | 7 | 21.98
2035 | IESO_2_MISO_MI | IESO | MISO_MI | Internal | Summer | B4 | 100 | 1840 | 1840 | 52.49 | 83.79 | 7 | 24.3
2035 | IESO_2_MISO_MI | IESO | MISO_MI | Internal | Summer | B5 | 200 | 1840 | 1840 | 43.92 | 81.91 | 7 | 31
2035 | IESO_2_MISO_MI | IESO | MISO_MI | Internal | Summer | B6 | 300 | 1840 | 1840 | 41.35 | 58.57 | 7 | 10.21
2035 | IESO_2_MISO_MI | IESO | MISO_MI | Internal | Summer | B7 | 400 | 1840 | 1840 | 37.59 | 50.33 | 7 | 5.74
2035 | IESO_2_MISO_MI | IESO | MISO_MI | Internal | Summer | B8 | 500 | 1840 | 1840 | 37.59 | 48.81 | 7 | 4.22
2035 | IESO_2_MISO_MI | IESO | MISO_MI | Internal | Summer | B9 | 800 | 1840 | 1840 | 37.59 | 45.59 | 7 | 1
2035 | IESO_2_MISO_MI | IESO | MISO_MI | Internal | Summer | B10 | 1262 | 1840 | 0 | 37.59 | 41.67 | 7 | 0
2035 | IESO_2_MISO_MI | IESO | MISO_MI | Internal | Winter | B16 | 25 | 1840 | 1840 | 53.22 | 91.48 | 7 | 31.26
2035 | IESO_2_MISO_MI | IESO | MISO_MI | Internal | Winter | B17 | 100 | 1840 | 1840 | 50.47 | 68.26 | 7 | 10.79
2035 | IESO_2_MISO_MI | IESO | MISO_MI | Internal | Winter | B18 | 400 | 1840 | 1840 | 46.78 | 57.67 | 7 | 3.89
2035 | IESO_2_MISO_MI | IESO | MISO_MI | Internal | Winter | B19 | 700 | 1840 | 1795.16 | 46.78 | 53.78 | 7 | 0
2035 | IESO_2_MISO_MI | IESO | MISO_MI | Internal | Winter | B20 | 935 | 1840 | 0 | 46.78 | 49.41 | 7 | 0
2035 | IESO_2_MISO_W | IESO | MISO_W | Internal | Shoulder | B11 | 25 | 140 | 140 | 59.65 | 86.32 | 7 | 19.67
2035 | IESO_2_MISO_W | IESO | MISO_W | Internal | Shoulder | B12 | 200 | 140 | 140 | 56.81 | 66.5 | 7 | 2.69
2035 | IESO_2_MISO_W | IESO | MISO_W | Internal | Shoulder | B13 | 600 | 140 | 140 | 44.66 | 55.01 | 7 | 3.35
2035 | IESO_2_MISO_W | IESO | MISO_W | Internal | Shoulder | B14 | 900 | 140 | 140 | 44.66 | 52.45 | 7 | 0.79
2035 | IESO_2_MISO_W | IESO | MISO_W | Internal | Shoulder | B15 | 1203 | 140 | 0 | 44.66 | 50.58 | 7 | 0
2035 | IESO_2_MISO_W | IESO | MISO_W | Internal | Summer | B1 | 10 | 140 | 140 | 724.2 | 743.16 | 7 | 11.96
2035 | IESO_2_MISO_W | IESO | MISO_W | Internal | Summer | B2 | 25 | 140 | 140 | 730.19 | 743.16 | 7 | 5.98
2035 | IESO_2_MISO_W | IESO | MISO_W | Internal | Summer | B3 | 75 | 140 | 140 | 56.4 | 85.39 | 7 | 21.99
2035 | IESO_2_MISO_W | IESO | MISO_W | Internal | Summer | B4 | 100 | 140 | 140 | 52.49 | 83.79 | 7 | 24.3
2035 | IESO_2_MISO_W | IESO | MISO_W | Internal | Summer | B5 | 200 | 140 | 140 | 43.92 | 81.92 | 7 | 31.01
2035 | IESO_2_MISO_W | IESO | MISO_W | Internal | Summer | B6 | 300 | 140 | 140 | 41.35 | 58.54 | 7 | 10.19
2035 | IESO_2_MISO_W | IESO | MISO_W | Internal | Summer | B7 | 400 | 140 | 140 | 37.59 | 50.29 | 7 | 5.7
2035 | IESO_2_MISO_W | IESO | MISO_W | Internal | Summer | B8 | 500 | 140 | 140 | 37.59 | 48.77 | 7 | 4.18
2035 | IESO_2_MISO_W | IESO | MISO_W | Internal | Summer | B9 | 800 | 140 | 140 | 37.59 | 45.57 | 7 | 0.98
2035 | IESO_2_MISO_W | IESO | MISO_W | Internal | Summer | B10 | 1262 | 140 | 0 | 37.59 | 41.64 | 7 | 0
2035 | IESO_2_MISO_W | IESO | MISO_W | Internal | Winter | B16 | 25 | 140 | 140 | 53.22 | 88.94 | 7 | 28.72
2035 | IESO_2_MISO_W | IESO | MISO_W | Internal | Winter | B17 | 100 | 140 | 140 | 50.47 | 63.78 | 7 | 6.31
2035 | IESO_2_MISO_W | IESO | MISO_W | Internal | Winter | B18 | 400 | 140 | 140 | 46.78 | 57.63 | 7 | 3.85
2035 | IESO_2_MISO_W | IESO | MISO_W | Internal | Winter | B19 | 700 | 140 | 140 | 46.78 | 53.79 | 7 | 0.01
2035 | IESO_2_MISO_W | IESO | MISO_W | Internal | Winter | B20 | 935 | 140 | 0 | 46.78 | 49.38 | 7 | 0
2035 | IESO_2_NYISO_A-F | IESO | NYISO_A-F | Internal | Shoulder | B11 | 25 | 1725 | 839.09 | 59.65 | 66.65 | 7 | 0
2035 | IESO_2_NYISO_A-F | IESO | NYISO_A-F | Internal | Shoulder | B12 | 200 | 1725 | 819.31 | 56.81 | 63.81 | 7 | 0
2035 | IESO_2_NYISO_A-F | IESO | NYISO_A-F | Internal | Shoulder | B13 | 600 | 1725 | 0 | 44.66 | 49.99 | 7 | 0
2035 | IESO_2_NYISO_A-F | IESO | NYISO_A-F | Internal | Shoulder | B14 | 900 | 1725 | 0 | 44.66 | 49.65 | 7 | 0
2035 | IESO_2_NYISO_A-F | IESO | NYISO_A-F | Internal | Shoulder | B15 | 1203 | 1725 | 0 | 44.66 | 49.65 | 7 | 0
2035 | IESO_2_NYISO_A-F | IESO | NYISO_A-F | Internal | Summer | B1 | 10 | 1725 | 206.3 | 724.2 | 731.2 | 7 | 0
2035 | IESO_2_NYISO_A-F | IESO | NYISO_A-F | Internal | Summer | B2 | 25 | 1725 | 94.33 | 730.19 | 737.19 | 7 | 0
2035 | IESO_2_NYISO_A-F | IESO | NYISO_A-F | Internal | Summer | B3 | 75 | 1725 | 915.78 | 56.4 | 63.4 | 7 | 0
2035 | IESO_2_NYISO_A-F | IESO | NYISO_A-F | Internal | Summer | B4 | 100 | 1725 | 1623.07 | 52.49 | 59.49 | 7 | 0
2035 | IESO_2_NYISO_A-F | IESO | NYISO_A-F | Internal | Summer | B5 | 200 | 1725 | 1725 | 43.92 | 53.05 | 7 | 2.14
2035 | IESO_2_NYISO_A-F | IESO | NYISO_A-F | Internal | Summer | B6 | 300 | 1725 | 1592.32 | 41.35 | 48.35 | 7 | 0
2035 | IESO_2_NYISO_A-F | IESO | NYISO_A-F | Internal | Summer | B7 | 400 | 1725 | 1725 | 37.59 | 46.06 | 7 | 1.46
2035 | IESO_2_NYISO_A-F | IESO | NYISO_A-F | Internal | Summer | B8 | 500 | 1725 | 1725 | 37.59 | 45.77 | 7 | 1.18
2035 | IESO_2_NYISO_A-F | IESO | NYISO_A-F | Internal | Summer | B9 | 800 | 1725 | 1725 | 37.59 | 45.77 | 7 | 1.18
2035 | IESO_2_NYISO_A-F | IESO | NYISO_A-F | Internal | Summer | B10 | 1262 | 1725 | 1725 | 37.59 | 45.77 | 7 | 1.18
2035 | IESO_2_NYISO_A-F | IESO | NYISO_A-F | Internal | Winter | B16 | 25 | 1725 | 660.11 | 53.22 | 60.22 | 7 | 0
2035 | IESO_2_NYISO_A-F | IESO | NYISO_A-F | Internal | Winter | B17 | 100 | 1725 | 1235.54 | 50.47 | 57.47 | 7 | 0
2035 | IESO_2_NYISO_A-F | IESO | NYISO_A-F | Internal | Winter | B18 | 400 | 1725 | 773.92 | 46.78 | 53.78 | 7 | 0
2035 | IESO_2_NYISO_A-F | IESO | NYISO_A-F | Internal | Winter | B19 | 700 | 1725 | 595.22 | 46.78 | 53.78 | 7 | 0
2035 | IESO_2_NYISO_A-F | IESO | NYISO_A-F | Internal | Winter | B20 | 935 | 1725 | 721.18 | 46.78 | 53.78 | 7 | 0
2035 | MAPP_CA_2_IESO | MAPP_CA | IESO | Internal | Shoulder | B11 | 25 | 330 | 0 | 86.31 | 59.65 | 8 | 0
2035 | MAPP_CA_2_IESO | MAPP_CA | IESO | Internal | Shoulder | B12 | 200 | 330 | 0 | 66.49 | 56.81 | 8 | 0
2035 | MAPP_CA_2_IESO | MAPP_CA | IESO | Internal | Shoulder | B13 | 600 | 330 | 0 | 55 | 44.66 | 8 | 0
2035 | MAPP_CA_2_IESO | MAPP_CA | IESO | Internal | Shoulder | B14 | 900 | 330 | 0 | 52.44 | 44.66 | 8 | 0
2035 | MAPP_CA_2_IESO | MAPP_CA | IESO | Internal | Shoulder | B15 | 1203 | 330 | 0 | 52.44 | 44.66 | 8 | 0
2035 | MAPP_CA_2_IESO | MAPP_CA | IESO | Internal | Summer | B1 | 10 | 330 | 0 | 743.15 | 724.2 | 8 | 0
2035 | MAPP_CA_2_IESO | MAPP_CA | IESO | Internal | Summer | B2 | 25 | 330 | 0 | 743.15 | 730.19 | 8 | 0
2035 | MAPP_CA_2_IESO | MAPP_CA | IESO | Internal | Summer | B3 | 75 | 330 | 0 | 85.38 | 56.4 | 8 | 0
2035 | MAPP_CA_2_IESO | MAPP_CA | IESO | Internal | Summer | B4 | 100 | 330 | 0 | 83.78 | 52.49 | 8 | 0
2035 | MAPP_CA_2_IESO | MAPP_CA | IESO | Internal | Summer | B5 | 200 | 330 | 0 | 81.91 | 43.92 | 8 | 0
2035 | MAPP_CA_2_IESO | MAPP_CA | IESO | Internal | Summer | B6 | 300 | 330 | 0 | 58.53 | 41.35 | 8 | 0
2035 | MAPP_CA_2_IESO | MAPP_CA | IESO | Internal | Summer | B7 | 400 | 330 | 0 | 50.28 | 37.59 | 8 | 0
2035 | MAPP_CA_2_IESO | MAPP_CA | IESO | Internal | Summer | B8 | 500 | 330 | 0 | 48.76 | 37.59 | 8 | 0
2035 | MAPP_CA_2_IESO | MAPP_CA | IESO | Internal | Summer | B9 | 800 | 330 | 0 | 45.58 | 37.59 | 8 | 0
2035 | MAPP_CA_2_IESO | MAPP_CA | IESO | Internal | Summer | B10 | 1262 | 330 | 0 | 45.58 | 37.59 | 8 | 0
2035 | MAPP_CA_2_IESO | MAPP_CA | IESO | Internal | Winter | B16 | 25 | 330 | 0 | 88.93 | 53.22 | 8 | 0
2035 | MAPP_CA_2_IESO | MAPP_CA | IESO | Internal | Winter | B17 | 100 | 330 | 0 | 63.77 | 50.47 | 8 | 0
2035 | MAPP_CA_2_IESO | MAPP_CA | IESO | Internal | Winter | B18 | 400 | 330 | 0 | 57.62 | 46.78 | 8 | 0
2035 | MAPP_CA_2_IESO | MAPP_CA | IESO | Internal | Winter | B19 | 700 | 330 | 0 | 56.05 | 46.78 | 8 | 0
2035 | MAPP_CA_2_IESO | MAPP_CA | IESO | Internal | Winter | B20 | 935 | 330 | 0 | 56.05 | 46.78 | 8 | 0
2035 | MAPP_CA_2_MAPP_US | MAPP_CA | MAPP_US | Internal | Shoulder | B11 | 25 | 372 | 0 | 86.31 | 79.32 | 7 | 0
2035 | MAPP_CA_2_MAPP_US | MAPP_CA | MAPP_US | Internal | Shoulder | B12 | 200 | 372 | 0 | 66.49 | 59.5 | 7 | 0
2035 | MAPP_CA_2_MAPP_US | MAPP_CA | MAPP_US | Internal | Shoulder | B13 | 600 | 372 | 0 | 55 | 48.01 | 7 | 0
2035 | MAPP_CA_2_MAPP_US | MAPP_CA | MAPP_US | Internal | Shoulder | B14 | 900 | 372 | 0 | 52.44 | 45.45 | 7 | 0
2035 | MAPP_CA_2_MAPP_US | MAPP_CA | MAPP_US | Internal | Shoulder | B15 | 1203 | 372 | 0 | 52.44 | 45.37 | 7 | 0
2035 | MAPP_CA_2_MAPP_US | MAPP_CA | MAPP_US | Internal | Summer | B1 | 10 | 372 | 0 | 743.15 | 736.16 | 7 | 0
2035 | MAPP_CA_2_MAPP_US | MAPP_CA | MAPP_US | Internal | Summer | B2 | 25 | 372 | 0 | 743.15 | 736.16 | 7 | 0
2035 | MAPP_CA_2_MAPP_US | MAPP_CA | MAPP_US | Internal | Summer | B3 | 75 | 372 | 0 | 85.38 | 85.38 | 7 | 0
2035 | MAPP_CA_2_MAPP_US | MAPP_CA | MAPP_US | Internal | Summer | B4 | 100 | 372 | 0 | 83.78 | 81.31 | 7 | 0
2035 | MAPP_CA_2_MAPP_US | MAPP_CA | MAPP_US | Internal | Summer | B5 | 200 | 372 | 0 | 81.91 | 77.24 | 7 | 0
2035 | MAPP_CA_2_MAPP_US | MAPP_CA | MAPP_US | Internal | Summer | B6 | 300 | 372 | 0 | 58.53 | 52.19 | 7 | 0
2035 | MAPP_CA_2_MAPP_US | MAPP_CA | MAPP_US | Internal | Summer | B7 | 400 | 372 | 0 | 50.28 | 46.54 | 7 | 0
2035 | MAPP_CA_2_MAPP_US | MAPP_CA | MAPP_US | Internal | Summer | B8 | 500 | 372 | 0 | 48.76 | 44.59 | 7 | 0
2035 | MAPP_CA_2_MAPP_US | MAPP_CA | MAPP_US | Internal | Summer | B9 | 800 | 372 | 0 | 45.58 | 44.59 | 7 | 0
2035 | MAPP_CA_2_MAPP_US | MAPP_CA | MAPP_US | Internal | Summer | B10 | 1262 | 372 | 0 | 45.58 | 37.62 | 7 | 0
2035 | MAPP_CA_2_MAPP_US | MAPP_CA | MAPP_US | Internal | Winter | B16 | 25 | 372 | 0 | 88.93 | 81.94 | 7 | 0
2035 | MAPP_CA_2_MAPP_US | MAPP_CA | MAPP_US | Internal | Winter | B17 | 100 | 372 | 0 | 63.77 | 56.78 | 7 | 0
2035 | MAPP_CA_2_MAPP_US | MAPP_CA | MAPP_US | Internal | Winter | B18 | 400 | 372 | 0 | 57.62 | 50.63 | 7 | 0
2035 | MAPP_CA_2_MAPP_US | MAPP_CA | MAPP_US | Internal | Winter | B19 | 700 | 372 | 0 | 56.05 | 49.05 | 7 | 0
2035 | MAPP_CA_2_MAPP_US | MAPP_CA | MAPP_US | Internal | Winter | B20 | 935 | 372 | 0 | 56.05 | 42.38 | 7 | 0
2035 | MAPP_CA_2_MISO_W | MAPP_CA | MISO_W | Internal | Shoulder | B11 | 25 | 1970 | 1835.2 | 86.31 | 86.32 | 0.01 | 0
2035 | MAPP_CA_2_MISO_W | MAPP_CA | MISO_W | Internal | Shoulder | B12 | 200 | 1970 | 1393.52 | 66.49 | 66.5 | 0.01 | 0
2035 | MAPP_CA_2_MISO_W | MAPP_CA | MISO_W | Internal | Shoulder | B13 | 600 | 1970 | 1549.33 | 55 | 55.01 | 0.01 | 0
2035 | MAPP_CA_2_MISO_W | MAPP_CA | MISO_W | Internal | Shoulder | B14 | 900 | 1970 | 37.8 | 52.44 | 52.45 | 0.01 | 0
2035 | MAPP_CA_2_MISO_W | MAPP_CA | MISO_W | Internal | Shoulder | B15 | 1203 | 1970 | 0 | 52.44 | 50.58 | 0.01 | 0
2035 | MAPP_CA_2_MISO_W | MAPP_CA | MISO_W | Internal | Summer | B1 | 10 | 1970 | 1702.64 | 743.15 | 743.16 | 0.01 | 0
2035 | MAPP_CA_2_MISO_W | MAPP_CA | MISO_W | Internal | Summer | B2 | 25 | 1970 | 1597.2 | 743.15 | 743.16 | 0.01 | 0
2035 | MAPP_CA_2_MISO_W | MAPP_CA | MISO_W | Internal | Summer | B3 | 75 | 1970 | 1560.9 | 85.38 | 85.39 | 0.01 | 0
2035 | MAPP_CA_2_MISO_W | MAPP_CA | MISO_W | Internal | Summer | B4 | 100 | 1970 | 1594.35 | 83.78 | 83.79 | 0.01 | 0
2035 | MAPP_CA_2_MISO_W | MAPP_CA | MISO_W | Internal | Summer | B5 | 200 | 1970 | 1603.54 | 81.91 | 81.92 | 0.01 | 0
2035 | MAPP_CA_2_MISO_W | MAPP_CA | MISO_W | Internal | Summer | B6 | 300 | 1970 | 1659.23 | 58.53 | 58.54 | 0.01 | 0
2035 | MAPP_CA_2_MISO_W | MAPP_CA | MISO_W | Internal | Summer | B7 | 400 | 1970 | 1475.17 | 50.28 | 50.29 | 0.01 | 0
2035 | MAPP_CA_2_MISO_W | MAPP_CA | MISO_W | Internal | Summer | B8 | 500 | 1970 | 1577.65 | 48.76 | 48.77 | 0.01 | 0
2035 | MAPP_CA_2_MISO_W | MAPP_CA | MISO_W | Internal | Summer | B9 | 800 | 1970 | 0 | 45.58 | 45.57 | 0.01 | 0
2035 | MAPP_CA_2_MISO_W | MAPP_CA | MISO_W | Internal | Summer | B10 | 1262 | 1970 | 0 | 45.58 | 41.64 | 0.01 | 0
2035 | MAPP_CA_2_MISO_W | MAPP_CA | MISO_W | Internal | Winter | B16 | 25 | 1970 | 751.81 | 88.93 | 88.94 | 0.01 | 0
2035 | MAPP_CA_2_MISO_W | MAPP_CA | MISO_W | Internal | Winter | B17 | 100 | 1970 | 624.86 | 63.77 | 63.78 | 0.01 | 0
2035 | MAPP_CA_2_MISO_W | MAPP_CA | MISO_W | Internal | Winter | B18 | 400 | 1970 | 530.71 | 57.62 | 57.63 | 0.01 | 0
2035 | MAPP_CA_2_MISO_W | MAPP_CA | MISO_W | Internal | Winter | B19 | 700 | 1970 | 0 | 56.05 | 53.79 | 0.01 | 0
2035 | MAPP_CA_2_MISO_W | MAPP_CA | MISO_W | Internal | Winter | B20 | 935 | 1970 | 0 | 56.05 | 49.38 | 0.01 | 0
2035 | MAPP_US_2_MAPP_CA | MAPP_US | MAPP_CA | Internal | Shoulder | B11 | 25 | 165 | 0 | 79.32 | 86.31 | 7 | 0
2035 | MAPP_US_2_MAPP_CA | MAPP_US | MAPP_CA | Internal | Shoulder | B12 | 200 | 165 | 0 | 59.5 | 66.49 | 7 | 0
2035 | MAPP_US_2_MAPP_CA | MAPP_US | MAPP_CA | Internal | Shoulder | B13 | 600 | 165 | 0 | 48.01 | 55 | 7 | 0
2035 | MAPP_US_2_MAPP_CA | MAPP_US | MAPP_CA | Internal | Shoulder | B14 | 900 | 165 | 0 | 45.45 | 52.44 | 7 | 0
2035 | MAPP_US_2_MAPP_CA | MAPP_US | MAPP_CA | Internal | Shoulder | B15 | 1203 | 165 | 165 | 45.37 | 52.44 | 7 | 0.07
2035 | MAPP_US_2_MAPP_CA | MAPP_US | MAPP_CA | Internal | Summer | B1 | 10 | 165 | 0 | 736.16 | 743.15 | 7 | 0
2035 | MAPP_US_2_MAPP_CA | MAPP_US | MAPP_CA | Internal | Summer | B2 | 25 | 165 | 0 | 736.16 | 743.15 | 7 | 0
2035 | MAPP_US_2_MAPP_CA | MAPP_US | MAPP_CA | Internal | Summer | B3 | 75 | 165 | 0 | 85.38 | 85.38 | 7 | 0
2035 | MAPP_US_2_MAPP_CA | MAPP_US | MAPP_CA | Internal | Summer | B4 | 100 | 165 | 0 | 81.31 | 83.78 | 7 | 0
2035 | MAPP_US_2_MAPP_CA | MAPP_US | MAPP_CA | Internal | Summer | B5 | 200 | 165 | 0 | 77.24 | 81.91 | 7 | 0
2035 | MAPP_US_2_MAPP_CA | MAPP_US | MAPP_CA | Internal | Summer | B6 | 300 | 165 | 0 | 52.19 | 58.53 | 7 | 0
2035 | MAPP_US_2_MAPP_CA | MAPP_US | MAPP_CA | Internal | Summer | B7 | 400 | 165 | 0 | 46.54 | 50.28 | 7 | 0
2035 | MAPP_US_2_MAPP_CA | MAPP_US | MAPP_CA | Internal | Summer | B8 | 500 | 165 | 0 | 44.59 | 48.76 | 7 | 0
2035 | MAPP_US_2_MAPP_CA | MAPP_US | MAPP_CA | Internal | Summer | B9 | 800 | 165 | 0 | 44.59 | 45.58 | 7 | 0
2035 | MAPP_US_2_MAPP_CA | MAPP_US | MAPP_CA | Internal | Summer | B10 | 1262 | 165 | 165 | 37.62 | 45.58 | 7 | 0.95
2035 | MAPP_US_2_MAPP_CA | MAPP_US | MAPP_CA | Internal | Winter | B16 | 25 | 165 | 0 | 81.94 | 88.93 | 7 | 0
2035 | MAPP_US_2_MAPP_CA | MAPP_US | MAPP_CA | Internal | Winter | B17 | 100 | 165 | 0 | 56.78 | 63.77 | 7 | 0
2035 | MAPP_US_2_MAPP_CA | MAPP_US | MAPP_CA | Internal | Winter | B18 | 400 | 165 | 0 | 50.63 | 57.62 | 7 | 0
2035 | MAPP_US_2_MAPP_CA | MAPP_US | MAPP_CA | Internal | Winter | B19 | 700 | 165 | 38.45 | 49.05 | 56.05 | 7 | 0
2035 | MAPP_US_2_MAPP_CA | MAPP_US | MAPP_CA | Internal | Winter | B20 | 935 | 165 | 165 | 42.38 | 56.05 | 7 | 6.67
2035 | MAPP_US_2_MISO_W | MAPP_US | MISO_W | Internal | Shoulder | B11 | 25 | 2635 | 1553.45 | 79.32 | 86.32 | 7 | 0
2035 | MAPP_US_2_MISO_W | MAPP_US | MISO_W | Internal | Shoulder | B12 | 200 | 2635 | 1108.39 | 59.5 | 66.5 | 7 | 0
2035 | MAPP_US_2_MISO_W | MAPP_US | MISO_W | Internal | Shoulder | B13 | 600 | 2635 | 1249.34 | 48.01 | 55.01 | 7 | 0
2035 | MAPP_US_2_MISO_W | MAPP_US | MISO_W | Internal | Shoulder | B14 | 900 | 2635 | 215.62 | 45.45 | 52.45 | 7 | 0
2035 | MAPP_US_2_MISO_W | MAPP_US | MISO_W | Internal | Shoulder | B15 | 1203 | 2635 | 0 | 45.37 | 50.58 | 7 | 0
2035 | MAPP_US_2_MISO_W | MAPP_US | MISO_W | Internal | Summer | B1 | 10 | 2635 | 1082.79 | 736.16 | 743.16 | 7 | 0
2035 | MAPP_US_2_MISO_W | MAPP_US | MISO_W | Internal | Summer | B2 | 25 | 2635 | 13.7 | 736.16 | 743.16 | 7 | 0
2035 | MAPP_US_2_MISO_W | MAPP_US | MISO_W | Internal | Summer | B3 | 75 | 2635 | 0 | 85.38 | 85.39 | 7 | 0
2035 | MAPP_US_2_MISO_W | MAPP_US | MISO_W | Internal | Summer | B4 | 100 | 2635 | 0 | 81.31 | 83.79 | 7 | 0
2035 | MAPP_US_2_MISO_W | MAPP_US | MISO_W | Internal | Summer | B5 | 200 | 2635 | 0 | 77.24 | 81.92 | 7 | 0
2035 | MAPP_US_2_MISO_W | MAPP_US | MISO_W | Internal | Summer | B6 | 300 | 2635 | 0 | 52.19 | 58.54 | 7 | 0
2035 | MAPP_US_2_MISO_W | MAPP_US | MISO_W | Internal | Summer | B7 | 400 | 2635 | 0 | 46.54 | 50.29 | 7 | 0
2035 | MAPP_US_2_MISO_W | MAPP_US | MISO_W | Internal | Summer | B8 | 500 | 2635 | 0 | 44.59 | 48.77 | 7 | 0
2035 | MAPP_US_2_MISO_W | MAPP_US | MISO_W | Internal | Summer | B9 | 800 | 2635 | 0 | 44.59 | 45.57 | 7 | 0
2035 | MAPP_US_2_MISO_W | MAPP_US | MISO_W | Internal | Summer | B10 | 1262 | 2635 | 0 | 37.62 | 41.64 | 7 | 0
2035 | MAPP_US_2_MISO_W | MAPP_US | MISO_W | Internal | Winter | B16 | 25 | 2635 | 1686.64 | 81.94 | 88.94 | 7 | 0
2035 | MAPP_US_2_MISO_W | MAPP_US | MISO_W | Internal | Winter | B17 | 100 | 2635 | 1290.57 | 56.78 | 63.78 | 7 | 0
2035 | MAPP_US_2_MISO_W | MAPP_US | MISO_W | Internal | Winter | B18 | 400 | 2635 | 1314.56 | 50.63 | 57.63 | 7 | 0
2035 | MAPP_US_2_MISO_W | MAPP_US | MISO_W | Internal | Winter | B19 | 700 | 2635 | 0 | 49.05 | 53.79 | 7 | 0
2035 | MAPP_US_2_MISO_W | MAPP_US | MISO_W | Internal | Winter | B20 | 935 | 2635 | 256.99 | 42.38 | 49.38 | 7 | 0
2035 | MAPP_US_2_NE | MAPP_US | NE | Internal | Shoulder | B11 | 25 | 2000 | 0 | 79.32 | 85.76 | 7 | 0
2035 | MAPP_US_2_NE | MAPP_US | NE | Internal | Shoulder | B12 | 200 | 2000 | 0 | 59.5 | 61.52 | 7 | 0
2035 | MAPP_US_2_NE | MAPP_US | NE | Internal | Shoulder | B13 | 600 | 2000 | 0 | 48.01 | 53.4 | 7 | 0
2035 | MAPP_US_2_NE | MAPP_US | NE | Internal | Shoulder | B14 | 900 | 2000 | 0 | 45.45 | 48.6 | 7 | 0
2035 | MAPP_US_2_NE | MAPP_US | NE | Internal | Shoulder | B15 | 1203 | 2000 | 0 | 45.37 | 48.48 | 7 | 0
2035 | MAPP_US_2_NE | MAPP_US | NE | Internal | Summer | B1 | 10 | 2000 | 0 | 736.16 | 738.16 | 7 | 0
2035 | MAPP_US_2_NE | MAPP_US | NE | Internal | Summer | B2 | 25 | 2000 | 1105.81 | 736.16 | 743.16 | 7 | 0
2035 | MAPP_US_2_NE | MAPP_US | NE | Internal | Summer | B3 | 75 | 2000 | 894.41 | 85.38 | 92.38 | 7 | 0
2035 | MAPP_US_2_NE | MAPP_US | NE | Internal | Summer | B4 | 100 | 2000 | 1130.92 | 81.31 | 88.31 | 7 | 0
2035 | MAPP_US_2_NE | MAPP_US | NE | Internal | Summer | B5 | 200 | 2000 | 1237.93 | 77.24 | 84.24 | 7 | 0
2035 | MAPP_US_2_NE | MAPP_US | NE | Internal | Summer | B6 | 300 | 2000 | 1171.81 | 52.19 | 59.19 | 7 | 0
2035 | MAPP_US_2_NE | MAPP_US | NE | Internal | Summer | B7 | 400 | 2000 | 1376.74 | 46.54 | 53.54 | 7 | 0
2035 | MAPP_US_2_NE | MAPP_US | NE | Internal | Summer | B8 | 500 | 2000 | 1690.28 | 44.59 | 51.59 | 7 | 0
2035 | MAPP_US_2_NE | MAPP_US | NE | Internal | Summer | B9 | 800 | 2000 | 1167.07 | 44.59 | 51.59 | 7 | 0
2035 | MAPP_US_2_NE | MAPP_US | NE | Internal | Summer | B10 | 1262 | 2000 | 817.36 | 37.62 | 44.62 | 7 | 0
2035 | MAPP_US_2_NE | MAPP_US | NE | Internal | Winter | B16 | 25 | 2000 | 0 | 81.94 | 83.95 | 7 | 0
2035 | MAPP_US_2_NE | MAPP_US | NE | Internal | Winter | B17 | 100 | 2000 | 0 | 56.78 | 58.79 | 7 | 0
2035 | MAPP_US_2_NE | MAPP_US | NE | Internal | Winter | B18 | 400 | 2000 | 0 | 50.63 | 56.98 | 7 | 0
2035 | MAPP_US_2_NE | MAPP_US | NE | Internal | Winter | B19 | 700 | 2000 | 0 | 49.05 | 52.04 | 7 | 0
2035 | MAPP_US_2_NE | MAPP_US | NE | Internal | Winter | B20 | 935 | 2000 | 0 | 42.38 | 45.34 | 7 | 0
2035 | MARITIMES_2_NEISO | MARITIMES | NEISO | Internal | Shoulder | B11 | 25 | 99999 | 1400 | 46.3 | 46.31 | 0.01 | 0
2035 | MARITIMES_2_NEISO | MARITIMES | NEISO | Internal | Shoulder | B12 | 200 | 99999 | 1400 | 46.3 | 46.31 | 0.01 | 0
2035 | MARITIMES_2_NEISO | MARITIMES | NEISO | Internal | Shoulder | B13 | 600 | 99999 | 1400 | 46.3 | 46.31 | 0.01 | 0
2035 | MARITIMES_2_NEISO | MARITIMES | NEISO | Internal | Shoulder | B14 | 900 | 99999 | 1400 | 46.3 | 46.31 | 0.01 | 0
2035 | MARITIMES_2_NEISO | MARITIMES | NEISO | Internal | Shoulder | B15 | 1203 | 99999 | 426.43 | 46.3 | 46.31 | 0.01 | 0
2035 | MARITIMES_2_NEISO | MARITIMES | NEISO | Internal | Summer | B1 | 10 | 99999 | 1400.1 | 734.19 | 734.2 | 0.01 | 0
2035 | MARITIMES_2_NEISO | MARITIMES | NEISO | Internal | Summer | B2 | 25 | 99999 | 1400.1 | 734.2 | 734.21 | 0.01 | 0
2035 | MARITIMES_2_NEISO | MARITIMES | NEISO | Internal | Summer | B3 | 75 | 99999 | 1400 | 60.39 | 60.4 | 0.01 | 0
2035 | MARITIMES_2_NEISO | MARITIMES | NEISO | Internal | Summer | B4 | 100 | 99999 | 1400 | 56.48 | 56.49 | 0.01 | 0
2035 | MARITIMES_2_NEISO | MARITIMES | NEISO | Internal | Summer | B5 | 200 | 99999 | 1400 | 42.76 | 42.77 | 0.01 | 0
2035 | MARITIMES_2_NEISO | MARITIMES | NEISO | Internal | Summer | B6 | 300 | 99999 | 1400 | 42.76 | 42.77 | 0.01 | 0
2035 | MARITIMES_2_NEISO | MARITIMES | NEISO | Internal | Summer | B7 | 400 | 99999 | 1400 | 42.76 | 42.77 | 0.01 | 0
2035 | MARITIMES_2_NEISO | MARITIMES | NEISO | Internal | Summer | B8 | 500 | 99999 | 1400 | 42.76 | 42.77 | 0.01 | 0
2035 | MARITIMES_2_NEISO | MARITIMES | NEISO | Internal | Summer | B9 | 800 | 99999 | 1400 | 42.76 | 42.77 | 0.01 | 0
2035 | MARITIMES_2_NEISO | MARITIMES | NEISO | Internal | Summer | B10 | 1262 | 99999 | 236.13 | 42.76 | 42.77 | 0.01 | 0
2035 | MARITIMES_2_NEISO | MARITIMES | NEISO | Internal | Winter | B16 | 25 | 99999 | 1400 | 57.21 | 57.22 | 0.01 | 0
2035 | MARITIMES_2_NEISO | MARITIMES | NEISO | Internal | Winter | B17 | 100 | 99999 | 1400 | 57.21 | 57.22 | 0.01 | 0
2035 | MARITIMES_2_NEISO | MARITIMES | NEISO | Internal | Winter | B18 | 400 | 99999 | 1400 | 55.98 | 55.99 | 0.01 | 0
2035 | MARITIMES_2_NEISO | MARITIMES | NEISO | Internal | Winter | B19 | 700 | 99999 | 1400 | 55.98 | 55.99 | 0.01 | 0
2035 | MARITIMES_2_NEISO | MARITIMES | NEISO | Internal | Winter | B20 | 935 | 99999 | 475.94 | 55.98 | 55.99 | 0.01 | 0
2035 | MISO_IN_2_MISO_MI | MISO_IN | MISO_MI | Internal | Shoulder | B11 | 25 | 5000 | 0 | 86.35 | 86.33 | 0.01 | 0
2035 | MISO_IN_2_MISO_MI | MISO_IN | MISO_MI | Internal | Shoulder | B12 | 200 | 5000 | 356.05 | 69.85 | 69.86 | 0.01 | 0
2035 | MISO_IN_2_MISO_MI | MISO_IN | MISO_MI | Internal | Shoulder | B13 | 600 | 5000 | 937.45 | 55.04 | 55.05 | 0.01 | 0
2035 | MISO_IN_2_MISO_MI | MISO_IN | MISO_MI | Internal | Shoulder | B14 | 900 | 5000 | 1033.53 | 52.46 | 52.47 | 0.01 | 0
2035 | MISO_IN_2_MISO_MI | MISO_IN | MISO_MI | Internal | Shoulder | B15 | 1203 | 5000 | 1934.12 | 50.6 | 50.62 | 0.01 | 0
2035 | MISO_IN_2_MISO_MI | MISO_IN | MISO_MI | Internal | Summer | B1 | 10 | 5000 | 0 | 743.18 | 743.18 | 0.01 | 0
2035 | MISO_IN_2_MISO_MI | MISO_IN | MISO_MI | Internal | Summer | B2 | 25 | 5000 | 0 | 743.18 | 743.18 | 0.01 | 0
2035 | MISO_IN_2_MISO_MI | MISO_IN | MISO_MI | Internal | Summer | B3 | 75 | 5000 | 0 | 85.39 | 85.38 | 0.01 | 0
2035 | MISO_IN_2_MISO_MI | MISO_IN | MISO_MI | Internal | Summer | B4 | 100 | 5000 | 0 | 83.8 | 83.79 | 0.01 | 0
2035 | MISO_IN_2_MISO_MI | MISO_IN | MISO_MI | Internal | Summer | B5 | 200 | 5000 | 0 | 81.92 | 81.91 | 0.01 | 0
2035 | MISO_IN_2_MISO_MI | MISO_IN | MISO_MI | Internal | Summer | B6 | 300 | 5000 | 98.97 | 58.55 | 58.57 | 0.01 | 0
2035 | MISO_IN_2_MISO_MI | MISO_IN | MISO_MI | Internal | Summer | B7 | 400 | 5000 | 2035.83 | 50.31 | 50.33 | 0.01 | 0
2035 | MISO_IN_2_MISO_MI | MISO_IN | MISO_MI | Internal | Summer | B8 | 500 | 5000 | 3095.4 | 48.8 | 48.81 | 0.01 | 0
2035 | MISO_IN_2_MISO_MI | MISO_IN | MISO_MI | Internal | Summer | B9 | 800 | 5000 | 2381.99 | 45.58 | 45.59 | 0.01 | 0
2035 | MISO_IN_2_MISO_MI | MISO_IN | MISO_MI | Internal | Summer | B10 | 1262 | 5000 | 4377.11 | 41.66 | 41.67 | 0.01 | 0
2035 | MISO_IN_2_MISO_MI | MISO_IN | MISO_MI | Internal | Winter | B16 | 25 | 5000 | 404.77 | 91.46 | 91.48 | 0.01 | 0
2035 | MISO_IN_2_MISO_MI | MISO_IN | MISO_MI | Internal | Winter | B17 | 100 | 5000 | 0 | 68.25 | 68.26 | 0.01 | 0
2035 | MISO_IN_2_MISO_MI | MISO_IN | MISO_MI | Internal | Winter | B18 | 400 | 5000 | 1607.77 | 57.66 | 57.67 | 0.01 | 0
2035 | MISO_IN_2_MISO_MI | MISO_IN | MISO_MI | Internal | Winter | B19 | 700 | 5000 | 1414.71 | 53.77 | 53.78 | 0.01 | 0
2035 | MISO_IN_2_MISO_MI | MISO_IN | MISO_MI | Internal | Winter | B20 | 935 | 5000 | 3140.91 | 49.4 | 49.41 | 0.01 | 0
2035 | MISO_IN_2_MISO_MO-IL | MISO_IN | MISO_MO-IL | Internal | Shoulder | B11 | 25 | 5000 | 0 | 86.35 | 86.33 | 0.01 | 0
2035 | MISO_IN_2_MISO_MO-IL | MISO_IN | MISO_MO-IL | Internal | Shoulder | B12 | 200 | 5000 | 0 | 69.85 | 66.52 | 0.01 | 0
2035 | MISO_IN_2_MISO_MO-IL | MISO_IN | MISO_MO-IL | Internal | Shoulder | B13 | 600 | 5000 | 0 | 55.04 | 55.02 | 0.01 | 0
2035 | MISO_IN_2_MISO_MO-IL | MISO_IN | MISO_MO-IL | Internal | Shoulder | B14 | 900 | 5000 | 0 | 52.46 | 52.45 | 0.01 | 0
2035 | MISO_IN_2_MISO_MO-IL | MISO_IN | MISO_MO-IL | Internal | Shoulder | B15 | 1203 | 5000 | 0 | 50.6 | 50.59 | 0.01 | 0
2035 | MISO_IN_2_MISO_MO-IL | MISO_IN | MISO_MO-IL | Internal | Summer | B1 | 10 | 5000 | 0 | 743.18 | 743.18 | 0.01 | 0
2035 | MISO_IN_2_MISO_MO-IL | MISO_IN | MISO_MO-IL | Internal | Summer | B2 | 25 | 5000 | 0 | 743.18 | 743.18 | 0.01 | 0
2035 | MISO_IN_2_MISO_MO-IL | MISO_IN | MISO_MO-IL | Internal | Summer | B3 | 75 | 5000 | 921.07 | 85.39 | 85.41 | 0.01 | 0
2035 | MISO_IN_2_MISO_MO-IL | MISO_IN | MISO_MO-IL | Internal | Summer | B4 | 100 | 5000 | 0 | 83.8 | 83.8 | 0.01 | 0
2035 | MISO_IN_2_MISO_MO-IL | MISO_IN | MISO_MO-IL | Internal | Summer | B5 | 200 | 5000 | 426.6 | 81.92 | 81.93 | 0.01 | 0
2035 | MISO_IN_2_MISO_MO-IL | MISO_IN | MISO_MO-IL | Internal | Summer | B6 | 300 | 5000 | 0 | 58.55 | 58.55 | 0.01 | 0
2035 | MISO_IN_2_MISO_MO-IL | MISO_IN | MISO_MO-IL | Internal | Summer | B7 | 400 | 5000 | 0 | 50.31 | 50.3 | 0.01 | 0
2035 | MISO_IN_2_MISO_MO-IL | MISO_IN | MISO_MO-IL | Internal | Summer | B8 | 500 | 5000 | 0 | 48.8 | 48.79 | 0.01 | 0
2035 | MISO_IN_2_MISO_MO-IL | MISO_IN | MISO_MO-IL | Internal | Summer | B9 | 800 | 5000 | 0 | 45.58 | 45.57 | 0.01 | 0
2035 | MISO_IN_2_MISO_MO-IL | MISO_IN | MISO_MO-IL | Internal | Summer | B10 | 1262 | 5000 | 0 | 41.66 | 41.65 | 0.01 | 0
2035 | MISO_IN_2_MISO_MO-IL | MISO_IN | MISO_MO-IL | Internal | Winter | B16 | 25 | 5000 | 0 | 91.46 | 88.95 | 0.01 | 0
2035 | MISO_IN_2_MISO_MO-IL | MISO_IN | MISO_MO-IL | Internal | Winter | B17 | 100 | 5000 | 0 | 68.25 | 63.79 | 0.01 | 0
2035 | MISO_IN_2_MISO_MO-IL | MISO_IN | MISO_MO-IL | Internal | Winter | B18 | 400 | 5000 | 0 | 57.66 | 57.64 | 0.01 | 0
2035 | MISO_IN_2_MISO_MO-IL | MISO_IN | MISO_MO-IL | Internal | Winter | B19 | 700 | 5000 | 123.95 | 53.77 | 53.78 | 0.01 | 0
2035 | MISO_IN_2_MISO_MO-IL | MISO_IN | MISO_MO-IL | Internal | Winter | B20 | 935 | 5000 | 0 | 49.4 | 49.39 | 0.01 | 0
2035 | MISO_IN_2_NonRTO_Midwest | MISO_IN | NonRTO_Midwest | Internal | Shoulder | B11 | 25 | 4800 | 301.73 | 86.35 | 94.35 | 8 | 0
2035 | MISO_IN_2_NonRTO_Midwest | MISO_IN | NonRTO_Midwest | Internal | Shoulder | B12 | 200 | 4800 | 473.77 | 69.85 | 77.85 | 8 | 0
2035 | MISO_IN_2_NonRTO_Midwest | MISO_IN | NonRTO_Midwest | Internal | Shoulder | B13 | 600 | 4800 | 510.65 | 55.04 | 63.04 | 8 | 0
2035 | MISO_IN_2_NonRTO_Midwest | MISO_IN | NonRTO_Midwest | Internal | Shoulder | B14 | 900 | 4800 | 70.76 | 52.46 | 60.46 | 8 | 0
2035 | MISO_IN_2_NonRTO_Midwest | MISO_IN | NonRTO_Midwest | Internal | Shoulder | B15 | 1203 | 4800 | 0 | 50.6 | 48.93 | 8 | 0
2035 | MISO_IN_2_NonRTO_Midwest | MISO_IN | NonRTO_Midwest | Internal | Summer | B1 | 10 | 4800 | 505.61 | 743.18 | 751.18 | 8 | 0
2035 | MISO_IN_2_NonRTO_Midwest | MISO_IN | NonRTO_Midwest | Internal | Summer | B2 | 25 | 4800 | 508.17 | 743.18 | 751.18 | 8 | 0
2035 | MISO_IN_2_NonRTO_Midwest | MISO_IN | NonRTO_Midwest | Internal | Summer | B3 | 75 | 4800 | 414.77 | 85.39 | 93.39 | 8 | 0
2035 | MISO_IN_2_NonRTO_Midwest | MISO_IN | NonRTO_Midwest | Internal | Summer | B4 | 100 | 4800 | 0 | 83.8 | 88.93 | 8 | 0
2035 | MISO_IN_2_NonRTO_Midwest | MISO_IN | NonRTO_Midwest | Internal | Summer | B5 | 200 | 4800 | 0 | 81.92 | 88.93 | 8 | 0
2035 | MISO_IN_2_NonRTO_Midwest | MISO_IN | NonRTO_Midwest | Internal | Summer | B6 | 300 | 4800 | 411.72 | 58.55 | 66.55 | 8 | 0
2035 | MISO_IN_2_NonRTO_Midwest | MISO_IN | NonRTO_Midwest | Internal | Summer | B7 | 400 | 4800 | 0 | 50.31 | 49.27 | 8 | 0
2035 | MISO_IN_2_NonRTO_Midwest | MISO_IN | NonRTO_Midwest | Internal | Summer | B8 | 500 | 4800 | 0 | 48.8 | 47.87 | 8 | 0
2035 | MISO_IN_2_NonRTO_Midwest | MISO_IN | NonRTO_Midwest | Internal | Summer | B9 | 800 | 4800 | 0 | 45.58 | 45.57 | 8 | 0
2035 | MISO_IN_2_NonRTO_Midwest | MISO_IN | NonRTO_Midwest | Internal | Summer | B10 | 1262 | 4800 | 0 | 41.66 | 41.17 | 8 | 0
2035 | MISO_IN_2_NonRTO_Midwest | MISO_IN | NonRTO_Midwest | Internal | Winter | B16 | 25 | 4800 | 1295.69 | 91.46 | 99.46 | 8 | 0
2035 | MISO_IN_2_NonRTO_Midwest | MISO_IN | NonRTO_Midwest | Internal | Winter | B17 | 100 | 4800 | 1623.29 | 68.25 | 76.25 | 8 | 0
2035 | MISO_IN_2_NonRTO_Midwest | MISO_IN | NonRTO_Midwest | Internal | Winter | B18 | 400 | 4800 | 765.11 | 57.66 | 65.66 | 8 | 0
2035 | MISO_IN_2_NonRTO_Midwest | MISO_IN | NonRTO_Midwest | Internal | Winter | B19 | 700 | 4800 | 0 | 53.77 | 60.21 | 8 | 0
2035 | MISO_IN_2_NonRTO_Midwest | MISO_IN | NonRTO_Midwest | Internal | Winter | B20 | 935 | 4800 | 0 | 49.4 | 49.39 | 8 | 0
2035 | MISO_IN_2_PJM_ROR | MISO_IN | PJM_ROR | Internal | Shoulder | B11 | 25 | 992 | 0 | 86.35 | 84.74 | 2 | 0
2035 | MISO_IN_2_PJM_ROR | MISO_IN | PJM_ROR | Internal | Shoulder | B12 | 200 | 992 | 131.43 | 69.85 | 71.85 | 2 | 0
2035 | MISO_IN_2_PJM_ROR | MISO_IN | PJM_ROR | Internal | Shoulder | B13 | 600 | 992 | 0 | 55.04 | 57.02 | 2 | 0
2035 | MISO_IN_2_PJM_ROR | MISO_IN | PJM_ROR | Internal | Shoulder | B14 | 900 | 992 | 0 | 52.46 | 53.25 | 2 | 0
2035 | MISO_IN_2_PJM_ROR | MISO_IN | PJM_ROR | Internal | Shoulder | B15 | 1203 | 992 | 0 | 50.6 | 50.93 | 2 | 0
2035 | MISO_IN_2_PJM_ROR | MISO_IN | PJM_ROR | Internal | Summer | B1 | 10 | 992 | 157.61 | 743.18 | 745.18 | 2 | 0
2035 | MISO_IN_2_PJM_ROR | MISO_IN | PJM_ROR | Internal | Summer | B2 | 25 | 992 | 53.35 | 743.18 | 745.18 | 2 | 0
2035 | MISO_IN_2_PJM_ROR | MISO_IN | PJM_ROR | Internal | Summer | B3 | 75 | 992 | 0 | 85.39 | 83.38 | 2 | 0
2035 | MISO_IN_2_PJM_ROR | MISO_IN | PJM_ROR | Internal | Summer | B4 | 100 | 992 | 0 | 83.8 | 81.8 | 2 | 0
2035 | MISO_IN_2_PJM_ROR | MISO_IN | PJM_ROR | Internal | Summer | B5 | 200 | 992 | 0 | 81.92 | 79.93 | 2 | 0
2035 | MISO_IN_2_PJM_ROR | MISO_IN | PJM_ROR | Internal | Summer | B6 | 300 | 992 | 110.92 | 58.55 | 60.55 | 2 | 0
2035 | MISO_IN_2_PJM_ROR | MISO_IN | PJM_ROR | Internal | Summer | B7 | 400 | 992 | 0 | 50.31 | 51.27 | 2 | 0
2035 | MISO_IN_2_PJM_ROR | MISO_IN | PJM_ROR | Internal | Summer | B8 | 500 | 992 | 0 | 48.8 | 49.87 | 2 | 0
2035 | MISO_IN_2_PJM_ROR | MISO_IN | PJM_ROR | Internal | Summer | B9 | 800 | 992 | 0 | 45.58 | 47.57 | 2 | 0
2035 | MISO_IN_2_PJM_ROR | MISO_IN | PJM_ROR | Internal | Summer | B10 | 1262 | 992 | 0 | 41.66 | 43.64 | 2 | 0
2035 | MISO_IN_2_PJM_ROR | MISO_IN | PJM_ROR | Internal | Winter | B16 | 25 | 992 | 0 | 91.46 | 90.95 | 2 | 0
2035 | MISO_IN_2_PJM_ROR | MISO_IN | PJM_ROR | Internal | Winter | B17 | 100 | 992 | 992 | 68.25 | 70.26 | 2 | 0.01
2035 | MISO_IN_2_PJM_ROR | MISO_IN | PJM_ROR | Internal | Winter | B18 | 400 | 992 | 0 | 57.66 | 59.64 | 2 | 0
2035 | MISO_IN_2_PJM_ROR | MISO_IN | PJM_ROR | Internal | Winter | B19 | 700 | 992 | 0 | 53.77 | 54.99 | 2 | 0
2035 | MISO_IN_2_PJM_ROR | MISO_IN | PJM_ROR | Internal | Winter | B20 | 935 | 992 | 0 | 49.4 | 51.39 | 2 | 0
2035 | MISO_MI_2_MISO_IN | MISO_MI | MISO_IN | Internal | Shoulder | B11 | 25 | 2045 | 1484.88 | 86.33 | 86.35 | 0.01 | 0
2035 | MISO_MI_2_MISO_IN | MISO_MI | MISO_IN | Internal | Shoulder | B12 | 200 | 2045 | 0 | 69.86 | 69.85 | 0.01 | 0
2035 | MISO_MI_2_MISO_IN | MISO_MI | MISO_IN | Internal | Shoulder | B13 | 600 | 2045 | 0 | 55.05 | 55.04 | 0.01 | 0
2035 | MISO_MI_2_MISO_IN | MISO_MI | MISO_IN | Internal | Shoulder | B14 | 900 | 2045 | 0 | 52.47 | 52.46 | 0.01 | 0
2035 | MISO_MI_2_MISO_IN | MISO_MI | MISO_IN | Internal | Shoulder | B15 | 1203 | 2045 | 0 | 50.62 | 50.6 | 0.01 | 0
2035 | MISO_MI_2_MISO_IN | MISO_MI | MISO_IN | Internal | Summer | B1 | 10 | 2045 | 0 | 743.18 | 743.18 | 0.01 | 0
2035 | MISO_MI_2_MISO_IN | MISO_MI | MISO_IN | Internal | Summer | B2 | 25 | 2045 | 0 | 743.18 | 743.18 | 0.01 | 0
2035 | MISO_MI_2_MISO_IN | MISO_MI | MISO_IN | Internal | Summer | B3 | 75 | 2045 | 1780.11 | 85.38 | 85.39 | 0.01 | 0
2035 | MISO_MI_2_MISO_IN | MISO_MI | MISO_IN | Internal | Summer | B4 | 100 | 2045 | 59.38 | 83.79 | 83.8 | 0.01 | 0
2035 | MISO_MI_2_MISO_IN | MISO_MI | MISO_IN | Internal | Summer | B5 | 200 | 2045 | 650.14 | 81.91 | 81.92 | 0.01 | 0
2035 | MISO_MI_2_MISO_IN | MISO_MI | MISO_IN | Internal | Summer | B6 | 300 | 2045 | 0 | 58.57 | 58.55 | 0.01 | 0
2035 | MISO_MI_2_MISO_IN | MISO_MI | MISO_IN | Internal | Summer | B7 | 400 | 2045 | 0 | 50.33 | 50.31 | 0.01 | 0
2035 | MISO_MI_2_MISO_IN | MISO_MI | MISO_IN | Internal | Summer | B8 | 500 | 2045 | 0 | 48.81 | 48.8 | 0.01 | 0
2035 | MISO_MI_2_MISO_IN | MISO_MI | MISO_IN | Internal | Summer | B9 | 800 | 2045 | 0 | 45.59 | 45.58 | 0.01 | 0
2035 | MISO_MI_2_MISO_IN | MISO_MI | MISO_IN | Internal | Summer | B10 | 1262 | 2045 | 0 | 41.67 | 41.66 | 0.01 | 0
2035 | MISO_MI_2_MISO_IN | MISO_MI | MISO_IN | Internal | Winter | B16 | 25 | 2045 | 0 | 91.48 | 91.46 | 0.01 | 0
2035 | MISO_MI_2_MISO_IN | MISO_MI | MISO_IN | Internal | Winter | B17 | 100 | 2045 | 0 | 68.26 | 68.25 | 0.01 | 0
2035 | MISO_MI_2_MISO_IN | MISO_MI | MISO_IN | Internal | Winter | B18 | 400 | 2045 | 0 | 57.67 | 57.66 | 0.01 | 0
2035 | MISO_MI_2_MISO_IN | MISO_MI | MISO_IN | Internal | Winter | B19 | 700 | 2045 | 0 | 53.78 | 53.77 | 0.01 | 0
2035 | MISO_MI_2_MISO_IN | MISO_MI | MISO_IN | Internal | Winter | B20 | 935 | 2045 | 0 | 49.41 | 49.4 | 0.01 | 0
2035 | MISO_MI_2_MISO_WUMS | MISO_MI | MISO_WUMS | Internal | Shoulder | B11 | 25 | 117 | 0 | 86.33 | 86.33 | 0.01 | 0
2035 | MISO_MI_2_MISO_WUMS | MISO_MI | MISO_WUMS | Internal | Shoulder | B12 | 200 | 117 | 0 | 69.86 | 69.85 | 0.01 | 0
2035 | MISO_MI_2_MISO_WUMS | MISO_MI | MISO_WUMS | Internal | Shoulder | B13 | 600 | 117 | 0 | 55.05 | 55.02 | 0.01 | 0
2035 | MISO_MI_2_MISO_WUMS | MISO_MI | MISO_WUMS | Internal | Shoulder | B14 | 900 | 117 | 0 | 52.47 | 52.46 | 0.01 | 0
2035 | MISO_MI_2_MISO_WUMS | MISO_MI | MISO_WUMS | Internal | Shoulder | B15 | 1203 | 117 | 0 | 50.62 | 50.57 | 0.01 | 0
2035 | MISO_MI_2_MISO_WUMS | MISO_MI | MISO_WUMS | Internal | Summer | B1 | 10 | 117 | 0 | 743.18 | 743.18 | 0.01 | 0
2035 | MISO_MI_2_MISO_WUMS | MISO_MI | MISO_WUMS | Internal | Summer | B2 | 25 | 117 | 0 | 743.18 | 743.18 | 0.01 | 0
2035 | MISO_MI_2_MISO_WUMS | MISO_MI | MISO_WUMS | Internal | Summer | B3 | 75 | 117 | 0 | 85.38 | 85.38 | 0.01 | 0
2035 | MISO_MI_2_MISO_WUMS | MISO_MI | MISO_WUMS | Internal | Summer | B4 | 100 | 117 | 37.2 | 83.79 | 83.8 | 0.01 | 0
2035 | MISO_MI_2_MISO_WUMS | MISO_MI | MISO_WUMS | Internal | Summer | B5 | 200 | 117 | 117 | 81.91 | 81.93 | 0.01 | 0.01
2035 | MISO_MI_2_MISO_WUMS | MISO_MI | MISO_WUMS | Internal | Summer | B6 | 300 | 117 | 0 | 58.57 | 58.55 | 0.01 | 0
2035 | MISO_MI_2_MISO_WUMS | MISO_MI | MISO_WUMS | Internal | Summer | B7 | 400 | 117 | 0 | 50.33 | 50.3 | 0.01 | 0
2035 | MISO_MI_2_MISO_WUMS | MISO_MI | MISO_WUMS | Internal | Summer | B8 | 500 | 117 | 54.83 | 48.81 | 48.82 | 0.01 | 0
2035 | MISO_MI_2_MISO_WUMS | MISO_MI | MISO_WUMS | Internal | Summer | B9 | 800 | 117 | 117 | 45.59 | 48.82 | 0.01 | 3.22
2035 | MISO_MI_2_MISO_WUMS | MISO_MI | MISO_WUMS | Internal | Summer | B10 | 1262 | 117 | 0 | 41.67 | 41.65 | 0.01 | 0
2035 | MISO_MI_2_MISO_WUMS | MISO_MI | MISO_WUMS | Internal | Winter | B16 | 25 | 117 | 0 | 91.48 | 88.95 | 0.01 | 0
2035 | MISO_MI_2_MISO_WUMS | MISO_MI | MISO_WUMS | Internal | Winter | B17 | 100 | 117 | 0 | 68.26 | 68.26 | 0.01 | 0
2035 | MISO_MI_2_MISO_WUMS | MISO_MI | MISO_WUMS | Internal | Winter | B18 | 400 | 117 | 0 | 57.67 | 57.64 | 0.01 | 0
2035 | MISO_MI_2_MISO_WUMS | MISO_MI | MISO_WUMS | Internal | Winter | B19 | 700 | 117 | 117 | 53.78 | 53.89 | 0.01 | 0.09
2035 | MISO_MI_2_MISO_WUMS | MISO_MI | MISO_WUMS | Internal | Winter | B20 | 935 | 117 | 0 | 49.41 | 49.39 | 0.01 | 0
2035 | MISO_MI_2_PJM_ROR | MISO_MI | PJM_ROR | Internal | Shoulder | B11 | 25 | 1424 | 0 | 86.33 | 84.74 | 2 | 0
2035 | MISO_MI_2_PJM_ROR | MISO_MI | PJM_ROR | Internal | Shoulder | B12 | 200 | 1424 | 0 | 69.86 | 71.85 | 2 | 0
2035 | MISO_MI_2_PJM_ROR | MISO_MI | PJM_ROR | Internal | Shoulder | B13 | 600 | 1424 | 0 | 55.05 | 57.02 | 2 | 0
2035 | MISO_MI_2_PJM_ROR | MISO_MI | PJM_ROR | Internal | Shoulder | B14 | 900 | 1424 | 0 | 52.47 | 53.25 | 2 | 0
2035 | MISO_MI_2_PJM_ROR | MISO_MI | PJM_ROR | Internal | Shoulder | B15 | 1203 | 1424 | 0 | 50.62 | 50.93 | 2 | 0
2035 | MISO_MI_2_PJM_ROR | MISO_MI | PJM_ROR | Internal | Summer | B1 | 10 | 1424 | 454.87 | 743.18 | 745.18 | 2 | 0
2035 | MISO_MI_2_PJM_ROR | MISO_MI | PJM_ROR | Internal | Summer | B2 | 25 | 1424 | 1015.63 | 743.18 | 745.18 | 2 | 0
2035 | MISO_MI_2_PJM_ROR | MISO_MI | PJM_ROR | Internal | Summer | B3 | 75 | 1424 | 0 | 85.38 | 83.38 | 2 | 0
2035 | MISO_MI_2_PJM_ROR | MISO_MI | PJM_ROR | Internal | Summer | B4 | 100 | 1424 | 0 | 83.79 | 81.8 | 2 | 0
2035 | MISO_MI_2_PJM_ROR | MISO_MI | PJM_ROR | Internal | Summer | B5 | 200 | 1424 | 0 | 81.91 | 79.93 | 2 | 0
2035 | MISO_MI_2_PJM_ROR | MISO_MI | PJM_ROR | Internal | Summer | B6 | 300 | 1424 | 0 | 58.57 | 60.55 | 2 | 0
2035 | MISO_MI_2_PJM_ROR | MISO_MI | PJM_ROR | Internal | Summer | B7 | 400 | 1424 | 0 | 50.33 | 51.27 | 2 | 0
2035 | MISO_MI_2_PJM_ROR | MISO_MI | PJM_ROR | Internal | Summer | B8 | 500 | 1424 | 0 | 48.81 | 49.87 | 2 | 0
2035 | MISO_MI_2_PJM_ROR | MISO_MI | PJM_ROR | Internal | Summer | B9 | 800 | 1424 | 0 | 45.59 | 47.57 | 2 | 0
2035 | MISO_MI_2_PJM_ROR | MISO_MI | PJM_ROR | Internal | Summer | B10 | 1262 | 1424 | 0 | 41.67 | 43.64 | 2 | 0
2035 | MISO_MI_2_PJM_ROR | MISO_MI | PJM_ROR | Internal | Winter | B16 | 25 | 1424 | 0 | 91.48 | 90.95 | 2 | 0
2035 | MISO_MI_2_PJM_ROR | MISO_MI | PJM_ROR | Internal | Winter | B17 | 100 | 1424 | 174.64 | 68.26 | 70.26 | 2 | 0
2035 | MISO_MI_2_PJM_ROR | MISO_MI | PJM_ROR | Internal | Winter | B18 | 400 | 1424 | 0 | 57.67 | 59.64 | 2 | 0
2035 | MISO_MI_2_PJM_ROR | MISO_MI | PJM_ROR | Internal | Winter | B19 | 700 | 1424 | 0 | 53.78 | 54.99 | 2 | 0
2035 | MISO_MI_2_PJM_ROR | MISO_MI | PJM_ROR | Internal | Winter | B20 | 935 | 1424 | 0 | 49.41 | 51.39 | 2 | 0
2035 | MISO_MO-IL_2_ENT | MISO_MO-IL | ENT | Internal | Shoulder | B11 | 25 | 2540 | 0 | 86.33 | 90.75 | 8 | 0
2035 | MISO_MO-IL_2_ENT | MISO_MO-IL | ENT | Internal | Shoulder | B12 | 200 | 2540 | 0 | 66.52 | 58.52 | 8 | 0
2035 | MISO_MO-IL_2_ENT | MISO_MO-IL | ENT | Internal | Shoulder | B13 | 600 | 2540 | 0 | 55.02 | 55.45 | 8 | 0
2035 | MISO_MO-IL_2_ENT | MISO_MO-IL | ENT | Internal | Shoulder | B14 | 900 | 2540 | 0 | 52.45 | 53.61 | 8 | 0
2035 | MISO_MO-IL_2_ENT | MISO_MO-IL | ENT | Internal | Shoulder | B15 | 1203 | 2540 | 0 | 50.59 | 53.61 | 8 | 0
2035 | MISO_MO-IL_2_ENT | MISO_MO-IL | ENT | Internal | Summer | B1 | 10 | 2540 | 0 | 743.18 | 743.19 | 8 | 0
2035 | MISO_MO-IL_2_ENT | MISO_MO-IL | ENT | Internal | Summer | B2 | 25 | 2540 | 0 | 743.18 | 748.18 | 8 | 0
2035 | MISO_MO-IL_2_ENT | MISO_MO-IL | ENT | Internal | Summer | B3 | 75 | 2540 | 2525.1 | 85.41 | 93.41 | 8 | 0
2035 | MISO_MO-IL_2_ENT | MISO_MO-IL | ENT | Internal | Summer | B4 | 100 | 2540 | 2540 | 83.8 | 92.8 | 8 | 1
2035 | MISO_MO-IL_2_ENT | MISO_MO-IL | ENT | Internal | Summer | B5 | 200 | 2540 | 0 | 81.93 | 84.69 | 8 | 0
2035 | MISO_MO-IL_2_ENT | MISO_MO-IL | ENT | Internal | Summer | B6 | 300 | 2540 | 0 | 58.55 | 64.2 | 8 | 0
2035 | MISO_MO-IL_2_ENT | MISO_MO-IL | ENT | Internal | Summer | B7 | 400 | 2540 | 0 | 50.3 | 54.06 | 8 | 0
2035 | MISO_MO-IL_2_ENT | MISO_MO-IL | ENT | Internal | Summer | B8 | 500 | 2540 | 0 | 48.79 | 53.67 | 8 | 0
2035 | MISO_MO-IL_2_ENT | MISO_MO-IL | ENT | Internal | Summer | B9 | 800 | 2540 | 546.64 | 45.57 | 53.57 | 8 | 0
2035 | MISO_MO-IL_2_ENT | MISO_MO-IL | ENT | Internal | Summer | B10 | 1262 | 2540 | 2400.13 | 41.65 | 49.65 | 8 | 0
2035 | MISO_MO-IL_2_ENT | MISO_MO-IL | ENT | Internal | Winter | B16 | 25 | 2540 | 0 | 88.95 | 87.92 | 8 | 0
2035 | MISO_MO-IL_2_ENT | MISO_MO-IL | ENT | Internal | Winter | B17 | 100 | 2540 | 0 | 63.79 | 59.42 | 8 | 0
2035 | MISO_MO-IL_2_ENT | MISO_MO-IL | ENT | Internal | Winter | B18 | 400 | 2540 | 0 | 57.64 | 58.99 | 8 | 0
2035 | MISO_MO-IL_2_ENT | MISO_MO-IL | ENT | Internal | Winter | B19 | 700 | 2540 | 0 | 53.78 | 57.03 | 8 | 0
2035 | MISO_MO-IL_2_ENT | MISO_MO-IL | ENT | Internal | Winter | B20 | 935 | 2540 | 0 | 49.39 | 57.03 | 8 | 0
2035 | MISO_MO-IL_2_MISO_IN | MISO_MO-IL | MISO_IN | Internal | Shoulder | B11 | 25 | 2100 | 507.8 | 86.33 | 86.35 | 0.01 | 0
2035 | MISO_MO-IL_2_MISO_IN | MISO_MO-IL | MISO_IN | Internal | Shoulder | B12 | 200 | 2100 | 2100 | 66.52 | 69.85 | 0.01 | 3.32
2035 | MISO_MO-IL_2_MISO_IN | MISO_MO-IL | MISO_IN | Internal | Shoulder | B13 | 600 | 2100 | 1656.37 | 55.02 | 55.04 | 0.01 | 0
2035 | MISO_MO-IL_2_MISO_IN | MISO_MO-IL | MISO_IN | Internal | Shoulder | B14 | 900 | 2100 | 797.8 | 52.45 | 52.46 | 0.01 | 0
2035 | MISO_MO-IL_2_MISO_IN | MISO_MO-IL | MISO_IN | Internal | Shoulder | B15 | 1203 | 2100 | 1917.21 | 50.59 | 50.6 | 0.01 | 0
2035 | MISO_MO-IL_2_MISO_IN | MISO_MO-IL | MISO_IN | Internal | Summer | B1 | 10 | 2100 | 0 | 743.18 | 743.18 | 0.01 | 0
2035 | MISO_MO-IL_2_MISO_IN | MISO_MO-IL | MISO_IN | Internal | Summer | B2 | 25 | 2100 | 0 | 743.18 | 743.18 | 0.01 | 0
2035 | MISO_MO-IL_2_MISO_IN | MISO_MO-IL | MISO_IN | Internal | Summer | B3 | 75 | 2100 | 0 | 85.41 | 85.39 | 0.01 | 0
2035 | MISO_MO-IL_2_MISO_IN | MISO_MO-IL | MISO_IN | Internal | Summer | B4 | 100 | 2100 | 0 | 83.8 | 83.8 | 0.01 | 0
2035 | MISO_MO-IL_2_MISO_IN | MISO_MO-IL | MISO_IN | Internal | Summer | B5 | 200 | 2100 | 0 | 81.93 | 81.92 | 0.01 | 0
2035 | MISO_MO-IL_2_MISO_IN | MISO_MO-IL | MISO_IN | Internal | Summer | B6 | 300 | 2100 | 0 | 58.55 | 58.55 | 0.01 | 0
2035 | MISO_MO-IL_2_MISO_IN | MISO_MO-IL | MISO_IN | Internal | Summer | B7 | 400 | 2100 | 599.45 | 50.3 | 50.31 | 0.01 | 0
2035 | MISO_MO-IL_2_MISO_IN | MISO_MO-IL | MISO_IN | Internal | Summer | B8 | 500 | 2100 | 1721.68 | 48.79 | 48.8 | 0.01 | 0
2035 | MISO_MO-IL_2_MISO_IN | MISO_MO-IL | MISO_IN | Internal | Summer | B9 | 800 | 2100 | 73.89 | 45.57 | 45.58 | 0.01 | 0
2035 | MISO_MO-IL_2_MISO_IN | MISO_MO-IL | MISO_IN | Internal | Summer | B10 | 1262 | 2100 | 1978.68 | 41.65 | 41.66 | 0.01 | 0
2035 | MISO_MO-IL_2_MISO_IN | MISO_MO-IL | MISO_IN | Internal | Winter | B16 | 25 | 2100 | 2100 | 88.95 | 91.46 | 0.01 | 2.5
2035 | MISO_MO-IL_2_MISO_IN | MISO_MO-IL | MISO_IN | Internal | Winter | B17 | 100 | 2100 | 2100 | 63.79 | 68.25 | 0.01 | 4.44
2035 | MISO_MO-IL_2_MISO_IN | MISO_MO-IL | MISO_IN | Internal | Winter | B18 | 400 | 2100 | 986.98 | 57.64 | 57.66 | 0.01 | 0
2035 | MISO_MO-IL_2_MISO_IN | MISO_MO-IL | MISO_IN | Internal | Winter | B19 | 700 | 2100 | 0 | 53.78 | 53.77 | 0.01 | 0
2035 | MISO_MO-IL_2_MISO_IN | MISO_MO-IL | MISO_IN | Internal | Winter | B20 | 935 | 2100 | 705.73 | 49.39 | 49.4 | 0.01 | 0
2035 | MISO_MO-IL_2_MISO_W | MISO_MO-IL | MISO_W | Internal | Shoulder | B11 | 25 | 960 | 0 | 86.33 | 86.32 | 0.01 | 0
2035 | MISO_MO-IL_2_MISO_W | MISO_MO-IL | MISO_W | Internal | Shoulder | B12 | 200 | 960 | 0 | 66.52 | 66.5 | 0.01 | 0
2035 | MISO_MO-IL_2_MISO_W | MISO_MO-IL | MISO_W | Internal | Shoulder | B13 | 600 | 960 | 0 | 55.02 | 55.01 | 0.01 | 0
2035 | MISO_MO-IL_2_MISO_W | MISO_MO-IL | MISO_W | Internal | Shoulder | B14 | 900 | 960 | 0 | 52.45 | 52.45 | 0.01 | 0
2035 | MISO_MO-IL_2_MISO_W | MISO_MO-IL | MISO_W | Internal | Shoulder | B15 | 1203 | 960 | 0 | 50.59 | 50.58 | 0.01 | 0
2035 | MISO_MO-IL_2_MISO_W | MISO_MO-IL | MISO_W | Internal | Summer | B1 | 10 | 960 | 0 | 743.18 | 743.16 | 0.01 | 0
2035 | MISO_MO-IL_2_MISO_W | MISO_MO-IL | MISO_W | Internal | Summer | B2 | 25 | 960 | 0 | 743.18 | 743.16 | 0.01 | 0
2035 | MISO_MO-IL_2_MISO_W | MISO_MO-IL | MISO_W | Internal | Summer | B3 | 75 | 960 | 0 | 85.41 | 85.39 | 0.01 | 0
2035 | MISO_MO-IL_2_MISO_W | MISO_MO-IL | MISO_W | Internal | Summer | B4 | 100 | 960 | 0 | 83.8 | 83.79 | 0.01 | 0
2035 | MISO_MO-IL_2_MISO_W | MISO_MO-IL | MISO_W | Internal | Summer | B5 | 200 | 960 | 0 | 81.93 | 81.92 | 0.01 | 0
2035 | MISO_MO-IL_2_MISO_W | MISO_MO-IL | MISO_W | Internal | Summer | B6 | 300 | 960 | 0 | 58.55 | 58.54 | 0.01 | 0
2035 | MISO_MO-IL_2_MISO_W | MISO_MO-IL | MISO_W | Internal | Summer | B7 | 400 | 960 | 0 | 50.3 | 50.29 | 0.01 | 0
2035 | MISO_MO-IL_2_MISO_W | MISO_MO-IL | MISO_W | Internal | Summer | B8 | 500 | 960 | 0 | 48.79 | 48.77 | 0.01 | 0
2035 | MISO_MO-IL_2_MISO_W | MISO_MO-IL | MISO_W | Internal | Summer | B9 | 800 | 960 | 0 | 45.57 | 45.57 | 0.01 | 0
2035 | MISO_MO-IL_2_MISO_W | MISO_MO-IL | MISO_W | Internal | Summer | B10 | 1262 | 960 | 0 | 41.65 | 41.64 | 0.01 | 0
2035 | MISO_MO-IL_2_MISO_W | MISO_MO-IL | MISO_W | Internal | Winter | B16 | 25 | 960 | 0 | 88.95 | 88.94 | 0.01 | 0
2035 | MISO_MO-IL_2_MISO_W | MISO_MO-IL | MISO_W | Internal | Winter | B17 | 100 | 960 | 0 | 63.79 | 63.78 | 0.01 | 0
2035 | MISO_MO-IL_2_MISO_W | MISO_MO-IL | MISO_W | Internal | Winter | B18 | 400 | 960 | 0 | 57.64 | 57.63 | 0.01 | 0
2035 | MISO_MO-IL_2_MISO_W | MISO_MO-IL | MISO_W | Internal | Winter | B19 | 700 | 960 | 104.69 | 53.78 | 53.79 | 0.01 | 0
2035 | MISO_MO-IL_2_MISO_W | MISO_MO-IL | MISO_W | Internal | Winter | B20 | 935 | 960 | 0 | 49.39 | 49.38 | 0.01 | 0
2035 | MISO_MO-IL_2_PJM_ROR | MISO_MO-IL | PJM_ROR | Internal | Shoulder | B11 | 25 | 1212 | 0 | 86.33 | 84.74 | 2 | 0
2035 | MISO_MO-IL_2_PJM_ROR | MISO_MO-IL | PJM_ROR | Internal | Shoulder | B12 | 200 | 1212 | 1212 | 66.52 | 71.85 | 2 | 3.33
2035 | MISO_MO-IL_2_PJM_ROR | MISO_MO-IL | PJM_ROR | Internal | Shoulder | B13 | 600 | 1212 | 588.54 | 55.02 | 57.02 | 2 | 0
2035 | MISO_MO-IL_2_PJM_ROR | MISO_MO-IL | PJM_ROR | Internal | Shoulder | B14 | 900 | 1212 | 0 | 52.45 | 53.25 | 2 | 0
2035 | MISO_MO-IL_2_PJM_ROR | MISO_MO-IL | PJM_ROR | Internal | Shoulder | B15 | 1203 | 1212 | 0 | 50.59 | 50.93 | 2 | 0
2035 | MISO_MO-IL_2_PJM_ROR | MISO_MO-IL | PJM_ROR | Internal | Summer | B1 | 10 | 1212 | 993.64 | 743.18 | 745.18 | 2 | 0
2035 | MISO_MO-IL_2_PJM_ROR | MISO_MO-IL | PJM_ROR | Internal | Summer | B2 | 25 | 1212 | 992.5 | 743.18 | 745.18 | 2 | 0
2035 | MISO_MO-IL_2_PJM_ROR | MISO_MO-IL | PJM_ROR | Internal | Summer | B3 | 75 | 1212 | 0 | 85.41 | 83.38 | 2 | 0
2035 | MISO_MO-IL_2_PJM_ROR | MISO_MO-IL | PJM_ROR | Internal | Summer | B4 | 100 | 1212 | 0 | 83.8 | 81.8 | 2 | 0
2035 | MISO_MO-IL_2_PJM_ROR | MISO_MO-IL | PJM_ROR | Internal | Summer | B5 | 200 | 1212 | 0 | 81.93 | 79.93 | 2 | 0
2035 | MISO_MO-IL_2_PJM_ROR | MISO_MO-IL | PJM_ROR | Internal | Summer | B6 | 300 | 1212 | 147.16 | 58.55 | 60.55 | 2 | 0
2035 | MISO_MO-IL_2_PJM_ROR | MISO_MO-IL | PJM_ROR | Internal | Summer | B7 | 400 | 1212 | 0 | 50.3 | 51.27 | 2 | 0
2035 | MISO_MO-IL_2_PJM_ROR | MISO_MO-IL | PJM_ROR | Internal | Summer | B8 | 500 | 1212 | 0 | 48.79 | 49.87 | 2 | 0
2035 | MISO_MO-IL_2_PJM_ROR | MISO_MO-IL | PJM_ROR | Internal | Summer | B9 | 800 | 1212 | 278.08 | 45.57 | 47.57 | 2 | 0
2035 | MISO_MO-IL_2_PJM_ROR | MISO_MO-IL | PJM_ROR | Internal | Summer | B10 | 1262 | 1212 | 0 | 41.65 | 43.64 | 2 | 0
2035 | MISO_MO-IL_2_PJM_ROR | MISO_MO-IL | PJM_ROR | Internal | Winter | B16 | 25 | 1212 | 128.51 | 88.95 | 90.95 | 2 | 0
2035 | MISO_MO-IL_2_PJM_ROR | MISO_MO-IL | PJM_ROR | Internal | Winter | B17 | 100 | 1212 | 1212 | 63.79 | 70.26 | 2 | 4.46
2035 | MISO_MO-IL_2_PJM_ROR | MISO_MO-IL | PJM_ROR | Internal | Winter | B18 | 400 | 1212 | 479.8 | 57.64 | 59.64 | 2 | 0
2035 | MISO_MO-IL_2_PJM_ROR | MISO_MO-IL | PJM_ROR | Internal | Winter | B19 | 700 | 1212 | 0 | 53.78 | 54.99 | 2 | 0
2035 | MISO_MO-IL_2_PJM_ROR | MISO_MO-IL | PJM_ROR | Internal | Winter | B20 | 935 | 1212 | 666.34 | 49.39 | 51.39 | 2 | 0
2035 | MISO_MO-IL_2_TVA_Transmission | MISO_MO-IL | TVA_Transmission | Internal | Shoulder | B11 | 25 | 4000 | 0 | 86.33 | 90.42 | 8 | 0
2035 | MISO_MO-IL_2_TVA_Transmission | MISO_MO-IL | TVA_Transmission | Internal | Shoulder | B12 | 200 | 4000 | 0 | 66.52 | 66.52 | 8 | 0
2035 | MISO_MO-IL_2_TVA_Transmission | MISO_MO-IL | TVA_Transmission | Internal | Shoulder | B13 | 600 | 4000 | 0 | 55.02 | 59.58 | 8 | 0
2035 | MISO_MO-IL_2_TVA_Transmission | MISO_MO-IL | TVA_Transmission | Internal | Shoulder | B14 | 900 | 4000 | 0 | 52.45 | 58.33 | 8 | 0
2035 | MISO_MO-IL_2_TVA_Transmission | MISO_MO-IL | TVA_Transmission | Internal | Shoulder | B15 | 1203 | 4000 | 0 | 50.59 | 56.93 | 8 | 0
2035 | MISO_MO-IL_2_TVA_Transmission | MISO_MO-IL | TVA_Transmission | Internal | Summer | B1 | 10 | 4000 | 3622.24 | 743.18 | 751.18 | 8 | 0
2035 | MISO_MO-IL_2_TVA_Transmission | MISO_MO-IL | TVA_Transmission | Internal | Summer | B2 | 25 | 4000 | 1594.57 | 743.18 | 751.18 | 8 | 0
2035 | MISO_MO-IL_2_TVA_Transmission | MISO_MO-IL | TVA_Transmission | Internal | Summer | B3 | 75 | 4000 | 4000 | 85.41 | 101.39 | 8 | 7.99
2035 | MISO_MO-IL_2_TVA_Transmission | MISO_MO-IL | TVA_Transmission | Internal | Summer | B4 | 100 | 4000 | 101.6 | 83.8 | 91.8 | 8 | 0
2035 | MISO_MO-IL_2_TVA_Transmission | MISO_MO-IL | TVA_Transmission | Internal | Summer | B5 | 200 | 4000 | 0 | 81.93 | 85.93 | 8 | 0
2035 | MISO_MO-IL_2_TVA_Transmission | MISO_MO-IL | TVA_Transmission | Internal | Summer | B6 | 300 | 4000 | 246.24 | 58.55 | 66.55 | 8 | 0
2035 | MISO_MO-IL_2_TVA_Transmission | MISO_MO-IL | TVA_Transmission | Internal | Summer | B7 | 400 | 4000 | 0 | 50.3 | 57.27 | 8 | 0
2035 | MISO_MO-IL_2_TVA_Transmission | MISO_MO-IL | TVA_Transmission | Internal | Summer | B8 | 500 | 4000 | 0 | 48.79 | 55.87 | 8 | 0
2035 | MISO_MO-IL_2_TVA_Transmission | MISO_MO-IL | TVA_Transmission | Internal | Summer | B9 | 800 | 4000 | 265.38 | 45.57 | 53.57 | 8 | 0
2035 | MISO_MO-IL_2_TVA_Transmission | MISO_MO-IL | TVA_Transmission | Internal | Summer | B10 | 1262 | 4000 | 0 | 41.65 | 49.17 | 8 | 0
2035 | MISO_MO-IL_2_TVA_Transmission | MISO_MO-IL | TVA_Transmission | Internal | Winter | B16 | 25 | 4000 | 0 | 88.95 | 95.92 | 8 | 0
2035 | MISO_MO-IL_2_TVA_Transmission | MISO_MO-IL | TVA_Transmission | Internal | Winter | B17 | 100 | 4000 | 0 | 63.79 | 67.42 | 8 | 0
2035 | MISO_MO-IL_2_TVA_Transmission | MISO_MO-IL | TVA_Transmission | Internal | Winter | B18 | 400 | 4000 | 0 | 57.64 | 62.68 | 8 | 0
2035 | MISO_MO-IL_2_TVA_Transmission | MISO_MO-IL | TVA_Transmission | Internal | Winter | B19 | 700 | 4000 | 0 | 53.78 | 60.87 | 8 | 0
2035 | MISO_MO-IL_2_TVA_Transmission | MISO_MO-IL | TVA_Transmission | Internal | Winter | B20 | 935 | 4000 | 1184.15 | 49.39 | 57.39 | 8 | 0
2035 | MISO_W_2_MAPP_CA | MISO_W | MAPP_CA | Internal | Shoulder | B11 | 25 | 700 | 0 | 86.32 | 86.31 | 0.01 | 0
2035 | MISO_W_2_MAPP_CA | MISO_W | MAPP_CA | Internal | Shoulder | B12 | 200 | 700 | 0 | 66.5 | 66.49 | 0.01 | 0
2035 | MISO_W_2_MAPP_CA | MISO_W | MAPP_CA | Internal | Shoulder | B13 | 600 | 700 | 0 | 55.01 | 55 | 0.01 | 0
2035 | MISO_W_2_MAPP_CA | MISO_W | MAPP_CA | Internal | Shoulder | B14 | 900 | 700 | 0 | 52.45 | 52.44 | 0.01 | 0
2035 | MISO_W_2_MAPP_CA | MISO_W | MAPP_CA | Internal | Shoulder | B15 | 1203 | 700 | 700 | 50.58 | 52.44 | 0.01 | 1.85
2035 | MISO_W_2_MAPP_CA | MISO_W | MAPP_CA | Internal | Summer | B1 | 10 | 700 | 0 | 743.16 | 743.15 | 0.01 | 0
2035 | MISO_W_2_MAPP_CA | MISO_W | MAPP_CA | Internal | Summer | B2 | 25 | 700 | 0 | 743.16 | 743.15 | 0.01 | 0
2035 | MISO_W_2_MAPP_CA | MISO_W | MAPP_CA | Internal | Summer | B3 | 75 | 700 | 0 | 85.39 | 85.38 | 0.01 | 0
2035 | MISO_W_2_MAPP_CA | MISO_W | MAPP_CA | Internal | Summer | B4 | 100 | 700 | 0 | 83.79 | 83.78 | 0.01 | 0
2035 | MISO_W_2_MAPP_CA | MISO_W | MAPP_CA | Internal | Summer | B5 | 200 | 700 | 0 | 81.92 | 81.91 | 0.01 | 0
2035 | MISO_W_2_MAPP_CA | MISO_W | MAPP_CA | Internal | Summer | B6 | 300 | 700 | 0 | 58.54 | 58.53 | 0.01 | 0
2035 | MISO_W_2_MAPP_CA | MISO_W | MAPP_CA | Internal | Summer | B7 | 400 | 700 | 0 | 50.29 | 50.28 | 0.01 | 0
2035 | MISO_W_2_MAPP_CA | MISO_W | MAPP_CA | Internal | Summer | B8 | 500 | 700 | 0 | 48.77 | 48.76 | 0.01 | 0
2035 | MISO_W_2_MAPP_CA | MISO_W | MAPP_CA | Internal | Summer | B9 | 800 | 700 | 231.04 | 45.57 | 45.58 | 0.01 | 0
2035 | MISO_W_2_MAPP_CA | MISO_W | MAPP_CA | Internal | Summer | B10 | 1262 | 700 | 700 | 41.64 | 45.58 | 0.01 | 3.93
2035 | MISO_W_2_MAPP_CA | MISO_W | MAPP_CA | Internal | Winter | B16 | 25 | 700 | 0 | 88.94 | 88.93 | 0.01 | 0
2035 | MISO_W_2_MAPP_CA | MISO_W | MAPP_CA | Internal | Winter | B17 | 100 | 700 | 0 | 63.78 | 63.77 | 0.01 | 0
2035 | MISO_W_2_MAPP_CA | MISO_W | MAPP_CA | Internal | Winter | B18 | 400 | 700 | 0 | 57.63 | 57.62 | 0.01 | 0
2035 | MISO_W_2_MAPP_CA | MISO_W | MAPP_CA | Internal | Winter | B19 | 700 | 700 | 700 | 53.79 | 56.05 | 0.01 | 2.24
2035 | MISO_W_2_MAPP_CA | MISO_W | MAPP_CA | Internal | Winter | B20 | 935 | 700 | 700 | 49.38 | 56.05 | 0.01 | 6.66
2035 | MISO_W_2_MISO_MO-IL | MISO_W | MISO_MO-IL | Internal | Shoulder | B11 | 25 | 3800 | 745.94 | 86.32 | 86.33 | 0.01 | 0
2035 | MISO_W_2_MISO_MO-IL | MISO_W | MISO_MO-IL | Internal | Shoulder | B12 | 200 | 3800 | 963.49 | 66.5 | 66.52 | 0.01 | 0
2035 | MISO_W_2_MISO_MO-IL | MISO_W | MISO_MO-IL | Internal | Shoulder | B13 | 600 | 3800 | 2186.13 | 55.01 | 55.02 | 0.01 | 0
2035 | MISO_W_2_MISO_MO-IL | MISO_W | MISO_MO-IL | Internal | Shoulder | B14 | 900 | 3800 | 0 | 52.45 | 52.45 | 0.01 | 0
2035 | MISO_W_2_MISO_MO-IL | MISO_W | MISO_MO-IL | Internal | Shoulder | B15 | 1203 | 3800 | 1121.01 | 50.58 | 50.59 | 0.01 | 0
2035 | MISO_W_2_MISO_MO-IL | MISO_W | MISO_MO-IL | Internal | Summer | B1 | 10 | 3800 | 3442.88 | 743.16 | 743.18 | 0.01 | 0
2035 | MISO_W_2_MISO_MO-IL | MISO_W | MISO_MO-IL | Internal | Summer | B2 | 25 | 3800 | 1992.42 | 743.16 | 743.18 | 0.01 | 0
2035 | MISO_W_2_MISO_MO-IL | MISO_W | MISO_MO-IL | Internal | Summer | B3 | 75 | 3800 | 2839.43 | 85.39 | 85.41 | 0.01 | 0
2035 | MISO_W_2_MISO_MO-IL | MISO_W | MISO_MO-IL | Internal | Summer | B4 | 100 | 3800 | 54.24 | 83.79 | 83.8 | 0.01 | 0
2035 | MISO_W_2_MISO_MO-IL | MISO_W | MISO_MO-IL | Internal | Summer | B5 | 200 | 3800 | 519.94 | 81.92 | 81.93 | 0.01 | 0
2035 | MISO_W_2_MISO_MO-IL | MISO_W | MISO_MO-IL | Internal | Summer | B6 | 300 | 3800 | 603.2 | 58.54 | 58.55 | 0.01 | 0
2035 | MISO_W_2_MISO_MO-IL | MISO_W | MISO_MO-IL | Internal | Summer | B7 | 400 | 3800 | 683.69 | 50.29 | 50.3 | 0.01 | 0
2035 | MISO_W_2_MISO_MO-IL | MISO_W | MISO_MO-IL | Internal | Summer | B8 | 500 | 3800 | 1526.71 | 48.77 | 48.79 | 0.01 | 0
2035 | MISO_W_2_MISO_MO-IL | MISO_W | MISO_MO-IL | Internal | Summer | B9 | 800 | 3800 | 0 | 45.57 | 45.57 | 0.01 | 0
2035 | MISO_W_2_MISO_MO-IL | MISO_W | MISO_MO-IL | Internal | Summer | B10 | 1262 | 3800 | 2287.98 | 41.64 | 41.65 | 0.01 | 0
2035 | MISO_W_2_MISO_MO-IL | MISO_W | MISO_MO-IL | Internal | Winter | B16 | 25 | 3800 | 3387.28 | 88.94 | 88.95 | 0.01 | 0
2035 | MISO_W_2_MISO_MO-IL | MISO_W | MISO_MO-IL | Internal | Winter | B17 | 100 | 3800 | 3311.45 | 63.78 | 63.79 | 0.01 | 0
2035 | MISO_W_2_MISO_MO-IL | MISO_W | MISO_MO-IL | Internal | Winter | B18 | 400 | 3800 | 2039.73 | 57.63 | 57.64 | 0.01 | 0
2035 | MISO_W_2_MISO_MO-IL | MISO_W | MISO_MO-IL | Internal | Winter | B19 | 700 | 3800 | 0 | 53.79 | 53.78 | 0.01 | 0
2035 | MISO_W_2_MISO_MO-IL | MISO_W | MISO_MO-IL | Internal | Winter | B20 | 935 | 3800 | 1913.94 | 49.38 | 49.39 | 0.01 | 0
2035 | MISO_W_2_MISO_WUMS | MISO_W | MISO_WUMS | Internal | Shoulder | B11 | 25 | 1629 | 1383.4 | 86.32 | 86.33 | 0.01 | 0
2035 | MISO_W_2_MISO_WUMS | MISO_W | MISO_WUMS | Internal | Shoulder | B12 | 200 | 1629 | 1629 | 66.5 | 69.85 | 0.01 | 3.33
2035 | MISO_W_2_MISO_WUMS | MISO_W | MISO_WUMS | Internal | Shoulder | B13 | 600 | 1629 | 1174.85 | 55.01 | 55.02 | 0.01 | 0
2035 | MISO_W_2_MISO_WUMS | MISO_W | MISO_WUMS | Internal | Shoulder | B14 | 900 | 1629 | 267.57 | 52.45 | 52.46 | 0.01 | 0
2035 | MISO_W_2_MISO_WUMS | MISO_W | MISO_WUMS | Internal | Shoulder | B15 | 1203 | 1629 | 0 | 50.58 | 50.57 | 0.01 | 0
2035 | MISO_W_2_MISO_WUMS | MISO_W | MISO_WUMS | Internal | Summer | B1 | 10 | 1629 | 1042.88 | 743.16 | 743.18 | 0.01 | 0
2035 | MISO_W_2_MISO_WUMS | MISO_W | MISO_WUMS | Internal | Summer | B2 | 25 | 1629 | 1175.24 | 743.16 | 743.18 | 0.01 | 0
2035 | MISO_W_2_MISO_WUMS | MISO_W | MISO_WUMS | Internal | Summer | B3 | 75 | 1629 | 0 | 85.39 | 85.38 | 0.01 | 0
2035 | MISO_W_2_MISO_WUMS | MISO_W | MISO_WUMS | Internal | Summer | B4 | 100 | 1629 | 508.87 | 83.79 | 83.8 | 0.01 | 0
2035 | MISO_W_2_MISO_WUMS | MISO_W | MISO_WUMS | Internal | Summer | B5 | 200 | 1629 | 648.78 | 81.92 | 81.93 | 0.01 | 0
2035 | MISO_W_2_MISO_WUMS | MISO_W | MISO_WUMS | Internal | Summer | B6 | 300 | 1629 | 785.12 | 58.54 | 58.55 | 0.01 | 0
2035 | MISO_W_2_MISO_WUMS | MISO_W | MISO_WUMS | Internal | Summer | B7 | 400 | 1629 | 319.22 | 50.29 | 50.3 | 0.01 | 0
2035 | MISO_W_2_MISO_WUMS | MISO_W | MISO_WUMS | Internal | Summer | B8 | 500 | 1629 | 1629 | 48.77 | 48.82 | 0.01 | 0.04
2035 | MISO_W_2_MISO_WUMS | MISO_W | MISO_WUMS | Internal | Summer | B9 | 800 | 1629 | 1629 | 45.57 | 48.82 | 0.01 | 3.24
2035 | MISO_W_2_MISO_WUMS | MISO_W | MISO_WUMS | Internal | Summer | B10 | 1262 | 1629 | 1404.65 | 41.64 | 41.65 | 0.01 | 0
2035 | MISO_W_2_MISO_WUMS | MISO_W | MISO_WUMS | Internal | Winter | B16 | 25 | 1629 | 1460.84 | 88.94 | 88.95 | 0.01 | 0
2035 | MISO_W_2_MISO_WUMS | MISO_W | MISO_WUMS | Internal | Winter | B17 | 100 | 1629 | 1629 | 63.78 | 68.26 | 0.01 | 4.46
2035 | MISO_W_2_MISO_WUMS | MISO_W | MISO_WUMS | Internal | Winter | B18 | 400 | 1629 | 1123.95 | 57.63 | 57.64 | 0.01 | 0
2035 | MISO_W_2_MISO_WUMS | MISO_W | MISO_WUMS | Internal | Winter | B19 | 700 | 1629 | 1629 | 53.79 | 53.89 | 0.01 | 0.08
2035 | MISO_W_2_MISO_WUMS | MISO_W | MISO_WUMS | Internal | Winter | B20 | 935 | 1629 | 1298.43 | 49.38 | 49.39 | 0.01 | 0
2035 | MISO_W_2_PJM_ROR | MISO_W | PJM_ROR | Internal | Shoulder | B11 | 25 | 773 | 0 | 86.32 | 84.74 | 2 | 0
2035 | MISO_W_2_PJM_ROR | MISO_W | PJM_ROR | Internal | Shoulder | B12 | 200 | 773 | 773 | 66.5 | 71.85 | 2 | 3.35
2035 | MISO_W_2_PJM_ROR | MISO_W | PJM_ROR | Internal | Shoulder | B13 | 600 | 773 | 773 | 55.01 | 57.02 | 2 | 0.01
2035 | MISO_W_2_PJM_ROR | MISO_W | PJM_ROR | Internal | Shoulder | B14 | 900 | 773 | 0 | 52.45 | 53.25 | 2 | 0
2035 | MISO_W_2_PJM_ROR | MISO_W | PJM_ROR | Internal | Shoulder | B15 | 1203 | 773 | 0 | 50.58 | 50.93 | 2 | 0
2035 | MISO_W_2_PJM_ROR | MISO_W | PJM_ROR | Internal | Summer | B1 | 10 | 773 | 773 | 743.16 | 745.18 | 2 | 0.01
2035 | MISO_W_2_PJM_ROR | MISO_W | PJM_ROR | Internal | Summer | B2 | 25 | 773 | 773 | 743.16 | 745.18 | 2 | 0.01
2035 | MISO_W_2_PJM_ROR | MISO_W | PJM_ROR | Internal | Summer | B3 | 75 | 773 | 0 | 85.39 | 83.38 | 2 | 0
2035 | MISO_W_2_PJM_ROR | MISO_W | PJM_ROR | Internal | Summer | B4 | 100 | 773 | 0 | 83.79 | 81.8 | 2 | 0
2035 | MISO_W_2_PJM_ROR | MISO_W | PJM_ROR | Internal | Summer | B5 | 200 | 773 | 0 | 81.92 | 79.93 | 2 | 0
2035 | MISO_W_2_PJM_ROR | MISO_W | PJM_ROR | Internal | Summer | B6 | 300 | 773 | 773 | 58.54 | 60.55 | 2 | 0.01
2035 | MISO_W_2_PJM_ROR | MISO_W | PJM_ROR | Internal | Summer | B7 | 400 | 773 | 0 | 50.29 | 51.27 | 2 | 0
2035 | MISO_W_2_PJM_ROR | MISO_W | PJM_ROR | Internal | Summer | B8 | 500 | 773 | 0 | 48.77 | 49.87 | 2 | 0
2035 | MISO_W_2_PJM_ROR | MISO_W | PJM_ROR | Internal | Summer | B9 | 800 | 773 | 596.44 | 45.57 | 47.57 | 2 | 0
2035 | MISO_W_2_PJM_ROR | MISO_W | PJM_ROR | Internal | Summer | B10 | 1262 | 773 | 273.53 | 41.64 | 43.64 | 2 | 0
2035 | MISO_W_2_PJM_ROR | MISO_W | PJM_ROR | Internal | Winter | B16 | 25 | 773 | 773 | 88.94 | 90.95 | 2 | 0.01
2035 | MISO_W_2_PJM_ROR | MISO_W | PJM_ROR | Internal | Winter | B17 | 100 | 773 | 773 | 63.78 | 70.26 | 2 | 4.47
2035 | MISO_W_2_PJM_ROR | MISO_W | PJM_ROR | Internal | Winter | B18 | 400 | 773 | 773 | 57.63 | 59.64 | 2 | 0.01
2035 | MISO_W_2_PJM_ROR | MISO_W | PJM_ROR | Internal | Winter | B19 | 700 | 773 | 0 | 53.79 | 54.99 | 2 | 0
2035 | MISO_W_2_PJM_ROR | MISO_W | PJM_ROR | Internal | Winter | B20 | 935 | 773 | 773 | 49.38 | 51.39 | 2 | 0.01
2035 | MISO_W_2_SPP_N | MISO_W | SPP_N | Internal | Shoulder | B11 | 25 | 3200 | 0 | 86.32 | 85.75 | 7 | 0
2035 | MISO_W_2_SPP_N | MISO_W | SPP_N | Internal | Shoulder | B12 | 200 | 3200 | 0 | 66.5 | 61.5 | 7 | 0
2035 | MISO_W_2_SPP_N | MISO_W | SPP_N | Internal | Shoulder | B13 | 600 | 3200 | 0 | 55.01 | 53.38 | 7 | 0
2035 | MISO_W_2_SPP_N | MISO_W | SPP_N | Internal | Shoulder | B14 | 900 | 3200 | 0 | 52.45 | 48.61 | 7 | 0
2035 | MISO_W_2_SPP_N | MISO_W | SPP_N | Internal | Shoulder | B15 | 1203 | 3200 | 0 | 50.58 | 48.49 | 7 | 0
2035 | MISO_W_2_SPP_N | MISO_W | SPP_N | Internal | Summer | B1 | 10 | 3200 | 0 | 743.16 | 738.18 | 7 | 0
2035 | MISO_W_2_SPP_N | MISO_W | SPP_N | Internal | Summer | B2 | 25 | 3200 | 0 | 743.16 | 743.18 | 7 | 0
2035 | MISO_W_2_SPP_N | MISO_W | SPP_N | Internal | Summer | B3 | 75 | 3200 | 297.87 | 85.39 | 92.39 | 7 | 0
2035 | MISO_W_2_SPP_N | MISO_W | SPP_N | Internal | Summer | B4 | 100 | 3200 | 0 | 83.79 | 88.32 | 7 | 0
2035 | MISO_W_2_SPP_N | MISO_W | SPP_N | Internal | Summer | B5 | 200 | 3200 | 0 | 81.92 | 84.26 | 7 | 0
2035 | MISO_W_2_SPP_N | MISO_W | SPP_N | Internal | Summer | B6 | 300 | 3200 | 0 | 58.54 | 59.2 | 7 | 0
2035 | MISO_W_2_SPP_N | MISO_W | SPP_N | Internal | Summer | B7 | 400 | 3200 | 0 | 50.29 | 53.55 | 7 | 0
2035 | MISO_W_2_SPP_N | MISO_W | SPP_N | Internal | Summer | B8 | 500 | 3200 | 0 | 48.77 | 51.6 | 7 | 0
2035 | MISO_W_2_SPP_N | MISO_W | SPP_N | Internal | Summer | B9 | 800 | 3200 | 0 | 45.57 | 51.6 | 7 | 0
2035 | MISO_W_2_SPP_N | MISO_W | SPP_N | Internal | Summer | B10 | 1262 | 3200 | 0 | 41.64 | 44.64 | 7 | 0
2035 | MISO_W_2_SPP_N | MISO_W | SPP_N | Internal | Winter | B16 | 25 | 3200 | 0 | 88.94 | 83.95 | 7 | 0
2035 | MISO_W_2_SPP_N | MISO_W | SPP_N | Internal | Winter | B17 | 100 | 3200 | 0 | 63.78 | 58.79 | 7 | 0
2035 | MISO_W_2_SPP_N | MISO_W | SPP_N | Internal | Winter | B18 | 400 | 3200 | 0 | 57.63 | 56.99 | 7 | 0
2035 | MISO_W_2_SPP_N | MISO_W | SPP_N | Internal | Winter | B19 | 700 | 3200 | 0 | 53.79 | 52.03 | 7 | 0
2035 | MISO_W_2_SPP_N | MISO_W | SPP_N | Internal | Winter | B20 | 935 | 3200 | 0 | 49.38 | 45.35 | 7 | 0
2035 | MISO_WUMS_2_MISO_MI | MISO_WUMS | MISO_MI | Internal | Shoulder | B11 | 25 | 99 | 0 | 86.33 | 86.33 | 0.01 | 0
2035 | MISO_WUMS_2_MISO_MI | MISO_WUMS | MISO_MI | Internal | Shoulder | B12 | 200 | 99 | 53.74 | 69.85 | 69.86 | 0.01 | 0
2035 | MISO_WUMS_2_MISO_MI | MISO_WUMS | MISO_MI | Internal | Shoulder | B13 | 600 | 99 | 99 | 55.02 | 55.05 | 0.01 | 0.01
2035 | MISO_WUMS_2_MISO_MI | MISO_WUMS | MISO_MI | Internal | Shoulder | B14 | 900 | 99 | 42.79 | 52.46 | 52.47 | 0.01 | 0
2035 | MISO_WUMS_2_MISO_MI | MISO_WUMS | MISO_MI | Internal | Shoulder | B15 | 1203 | 99 | 99 | 50.57 | 50.62 | 0.01 | 0.04
2035 | MISO_WUMS_2_MISO_MI | MISO_WUMS | MISO_MI | Internal | Summer | B1 | 10 | 99 | 0 | 743.18 | 743.18 | 0.01 | 0
2035 | MISO_WUMS_2_MISO_MI | MISO_WUMS | MISO_MI | Internal | Summer | B2 | 25 | 99 | 0 | 743.18 | 743.18 | 0.01 | 0
2035 | MISO_WUMS_2_MISO_MI | MISO_WUMS | MISO_MI | Internal | Summer | B3 | 75 | 99 | 0 | 85.38 | 85.38 | 0.01 | 0
2035 | MISO_WUMS_2_MISO_MI | MISO_WUMS | MISO_MI | Internal | Summer | B4 | 100 | 99 | 0 | 83.8 | 83.79 | 0.01 | 0
2035 | MISO_WUMS_2_MISO_MI | MISO_WUMS | MISO_MI | Internal | Summer | B5 | 200 | 99 | 0 | 81.93 | 81.91 | 0.01 | 0
2035 | MISO_WUMS_2_MISO_MI | MISO_WUMS | MISO_MI | Internal | Summer | B6 | 300 | 99 | 41.01 | 58.55 | 58.57 | 0.01 | 0
2035 | MISO_WUMS_2_MISO_MI | MISO_WUMS | MISO_MI | Internal | Summer | B7 | 400 | 99 | 99 | 50.3 | 50.33 | 0.01 | 0.01
2035 | MISO_WUMS_2_MISO_MI | MISO_WUMS | MISO_MI | Internal | Summer | B8 | 500 | 99 | 0 | 48.82 | 48.81 | 0.01 | 0
2035 | MISO_WUMS_2_MISO_MI | MISO_WUMS | MISO_MI | Internal | Summer | B9 | 800 | 99 | 0 | 48.82 | 45.59 | 0.01 | 0
2035 | MISO_WUMS_2_MISO_MI | MISO_WUMS | MISO_MI | Internal | Summer | B10 | 1262 | 99 | 99 | 41.65 | 41.67 | 0.01 | 0.01
2035 | MISO_WUMS_2_MISO_MI | MISO_WUMS | MISO_MI | Internal | Winter | B16 | 25 | 99 | 99 | 88.95 | 91.48 | 0.01 | 2.51
2035 | MISO_WUMS_2_MISO_MI | MISO_WUMS | MISO_MI | Internal | Winter | B17 | 100 | 99 | 0 | 68.26 | 68.26 | 0.01 | 0
2035 | MISO_WUMS_2_MISO_MI | MISO_WUMS | MISO_MI | Internal | Winter | B18 | 400 | 99 | 99 | 57.64 | 57.67 | 0.01 | 0.01
2035 | MISO_WUMS_2_MISO_MI | MISO_WUMS | MISO_MI | Internal | Winter | B19 | 700 | 99 | 0 | 53.89 | 53.78 | 0.01 | 0
2035 | MISO_WUMS_2_MISO_MI | MISO_WUMS | MISO_MI | Internal | Winter | B20 | 935 | 99 | 99 | 49.39 | 49.41 | 0.01 | 0.01
2035 | MISO_WUMS_2_MISO_W | MISO_WUMS | MISO_W | Internal | Shoulder | B11 | 25 | 1137 | 0 | 86.33 | 86.32 | 0.01 | 0
2035 | MISO_WUMS_2_MISO_W | MISO_WUMS | MISO_W | Internal | Shoulder | B12 | 200 | 1137 | 0 | 69.85 | 66.5 | 0.01 | 0
2035 | MISO_WUMS_2_MISO_W | MISO_WUMS | MISO_W | Internal | Shoulder | B13 | 600 | 1137 | 0 | 55.02 | 55.01 | 0.01 | 0
2035 | MISO_WUMS_2_MISO_W | MISO_WUMS | MISO_W | Internal | Shoulder | B14 | 900 | 1137 | 0 | 52.46 | 52.45 | 0.01 | 0
2035 | MISO_WUMS_2_MISO_W | MISO_WUMS | MISO_W | Internal | Shoulder | B15 | 1203 | 1137 | 413.65 | 50.57 | 50.58 | 0.01 | 0
2035 | MISO_WUMS_2_MISO_W | MISO_WUMS | MISO_W | Internal | Summer | B1 | 10 | 1137 | 0 | 743.18 | 743.16 | 0.01 | 0
2035 | MISO_WUMS_2_MISO_W | MISO_WUMS | MISO_W | Internal | Summer | B2 | 25 | 1137 | 0 | 743.18 | 743.16 | 0.01 | 0
2035 | MISO_WUMS_2_MISO_W | MISO_WUMS | MISO_W | Internal | Summer | B3 | 75 | 1137 | 771.56 | 85.38 | 85.39 | 0.01 | 0
2035 | MISO_WUMS_2_MISO_W | MISO_WUMS | MISO_W | Internal | Summer | B4 | 100 | 1137 | 0 | 83.8 | 83.79 | 0.01 | 0
2035 | MISO_WUMS_2_MISO_W | MISO_WUMS | MISO_W | Internal | Summer | B5 | 200 | 1137 | 0 | 81.93 | 81.92 | 0.01 | 0
2035 | MISO_WUMS_2_MISO_W | MISO_WUMS | MISO_W | Internal | Summer | B6 | 300 | 1137 | 0 | 58.55 | 58.54 | 0.01 | 0
2035 | MISO_WUMS_2_MISO_W | MISO_WUMS | MISO_W | Internal | Summer | B7 | 400 | 1137 | 0 | 50.3 | 50.29 | 0.01 | 0
2035 | MISO_WUMS_2_MISO_W | MISO_WUMS | MISO_W | Internal | Summer | B8 | 500 | 1137 | 0 | 48.82 | 48.77 | 0.01 | 0
2035 | MISO_WUMS_2_MISO_W | MISO_WUMS | MISO_W | Internal | Summer | B9 | 800 | 1137 | 0 | 48.82 | 45.57 | 0.01 | 0
2035 | MISO_WUMS_2_MISO_W | MISO_WUMS | MISO_W | Internal | Summer | B10 | 1262 | 1137 | 0 | 41.65 | 41.64 | 0.01 | 0
2035 | MISO_WUMS_2_MISO_W | MISO_WUMS | MISO_W | Internal | Winter | B16 | 25 | 1137 | 0 | 88.95 | 88.94 | 0.01 | 0
2035 | MISO_WUMS_2_MISO_W | MISO_WUMS | MISO_W | Internal | Winter | B17 | 100 | 1137 | 0 | 68.26 | 63.78 | 0.01 | 0
2035 | MISO_WUMS_2_MISO_W | MISO_WUMS | MISO_W | Internal | Winter | B18 | 400 | 1137 | 0 | 57.64 | 57.63 | 0.01 | 0
2035 | MISO_WUMS_2_MISO_W | MISO_WUMS | MISO_W | Internal | Winter | B19 | 700 | 1137 | 0 | 53.89 | 53.79 | 0.01 | 0
2035 | MISO_WUMS_2_MISO_W | MISO_WUMS | MISO_W | Internal | Winter | B20 | 935 | 1137 | 0 | 49.39 | 49.38 | 0.01 | 0
2035 | MISO_WUMS_2_PJM_ROR | MISO_WUMS | PJM_ROR | Internal | Shoulder | B11 | 25 | 1600 | 0 | 86.33 | 84.74 | 2 | 0
2035 | MISO_WUMS_2_PJM_ROR | MISO_WUMS | PJM_ROR | Internal | Shoulder | B12 | 200 | 1600 | 280.98 | 69.85 | 71.85 | 2 | 0
2035 | MISO_WUMS_2_PJM_ROR | MISO_WUMS | PJM_ROR | Internal | Shoulder | B13 | 600 | 1600 | 429.33 | 55.02 | 57.02 | 2 | 0
2035 | MISO_WUMS_2_PJM_ROR | MISO_WUMS | PJM_ROR | Internal | Shoulder | B14 | 900 | 1600 | 0 | 52.46 | 53.25 | 2 | 0
2035 | MISO_WUMS_2_PJM_ROR | MISO_WUMS | PJM_ROR | Internal | Shoulder | B15 | 1203 | 1600 | 0 | 50.57 | 50.93 | 2 | 0
2035 | MISO_WUMS_2_PJM_ROR | MISO_WUMS | PJM_ROR | Internal | Summer | B1 | 10 | 1600 | 1467.43 | 743.18 | 745.18 | 2 | 0
2035 | MISO_WUMS_2_PJM_ROR | MISO_WUMS | PJM_ROR | Internal | Summer | B2 | 25 | 1600 | 1349.67 | 743.18 | 745.18 | 2 | 0
2035 | MISO_WUMS_2_PJM_ROR | MISO_WUMS | PJM_ROR | Internal | Summer | B3 | 75 | 1600 | 0 | 85.38 | 83.38 | 2 | 0
2035 | MISO_WUMS_2_PJM_ROR | MISO_WUMS | PJM_ROR | Internal | Summer | B4 | 100 | 1600 | 0 | 83.8 | 81.8 | 2 | 0
2035 | MISO_WUMS_2_PJM_ROR | MISO_WUMS | PJM_ROR | Internal | Summer | B5 | 200 | 1600 | 0 | 81.93 | 79.93 | 2 | 0
2035 | MISO_WUMS_2_PJM_ROR | MISO_WUMS | PJM_ROR | Internal | Summer | B6 | 300 | 1600 | 134.03 | 58.55 | 60.55 | 2 | 0
2035 | MISO_WUMS_2_PJM_ROR | MISO_WUMS | PJM_ROR | Internal | Summer | B7 | 400 | 1600 | 0 | 50.3 | 51.27 | 2 | 0
2035 | MISO_WUMS_2_PJM_ROR | MISO_WUMS | PJM_ROR | Internal | Summer | B8 | 500 | 1600 | 0 | 48.82 | 49.87 | 2 | 0
2035 | MISO_WUMS_2_PJM_ROR | MISO_WUMS | PJM_ROR | Internal | Summer | B9 | 800 | 1600 | 0 | 48.82 | 47.57 | 2 | 0
2035 | MISO_WUMS_2_PJM_ROR | MISO_WUMS | PJM_ROR | Internal | Summer | B10 | 1262 | 1600 | 0 | 41.65 | 43.64 | 2 | 0
2035 | MISO_WUMS_2_PJM_ROR | MISO_WUMS | PJM_ROR | Internal | Winter | B16 | 25 | 1600 | 89.1 | 88.95 | 90.95 | 2 | 0
2035 | MISO_WUMS_2_PJM_ROR | MISO_WUMS | PJM_ROR | Internal | Winter | B17 | 100 | 1600 | 758.69 | 68.26 | 70.26 | 2 | 0
2035 | MISO_WUMS_2_PJM_ROR | MISO_WUMS | PJM_ROR | Internal | Winter | B18 | 400 | 1600 | 391.37 | 57.64 | 59.64 | 2 | 0
2035 | MISO_WUMS_2_PJM_ROR | MISO_WUMS | PJM_ROR | Internal | Winter | B19 | 700 | 1600 | 0 | 53.89 | 54.99 | 2 | 0
2035 | MISO_WUMS_2_PJM_ROR | MISO_WUMS | PJM_ROR | Internal | Winter | B20 | 935 | 1600 | 410.23 | 49.39 | 51.39 | 2 | 0
2035 | NE_2_MISO_W | NE | MISO_W | Internal | Shoulder | B11 | 25 | 1600 | 0 | 85.76 | 86.32 | 5 | 0
2035 | NE_2_MISO_W | NE | MISO_W | Internal | Shoulder | B12 | 200 | 1600 | 0 | 61.52 | 66.5 | 5 | 0
2035 | NE_2_MISO_W | NE | MISO_W | Internal | Shoulder | B13 | 600 | 1600 | 0 | 53.4 | 55.01 | 5 | 0
2035 | NE_2_MISO_W | NE | MISO_W | Internal | Shoulder | B14 | 900 | 1600 | 0 | 48.6 | 52.45 | 5 | 0
2035 | NE_2_MISO_W | NE | MISO_W | Internal | Shoulder | B15 | 1203 | 1600 | 0 | 48.48 | 50.58 | 5 | 0
2035 | NE_2_MISO_W | NE | MISO_W | Internal | Summer | B1 | 10 | 1600 | 130.82 | 738.16 | 743.16 | 5 | 0
2035 | NE_2_MISO_W | NE | MISO_W | Internal | Summer | B2 | 25 | 1600 | 0 | 743.16 | 743.16 | 5 | 0
2035 | NE_2_MISO_W | NE | MISO_W | Internal | Summer | B3 | 75 | 1600 | 0 | 92.38 | 85.39 | 5 | 0
2035 | NE_2_MISO_W | NE | MISO_W | Internal | Summer | B4 | 100 | 1600 | 0 | 88.31 | 83.79 | 5 | 0
2035 | NE_2_MISO_W | NE | MISO_W | Internal | Summer | B5 | 200 | 1600 | 0 | 84.24 | 81.92 | 5 | 0
2035 | NE_2_MISO_W | NE | MISO_W | Internal | Summer | B6 | 300 | 1600 | 0 | 59.19 | 58.54 | 5 | 0
2035 | NE_2_MISO_W | NE | MISO_W | Internal | Summer | B7 | 400 | 1600 | 0 | 53.54 | 50.29 | 5 | 0
2035 | NE_2_MISO_W | NE | MISO_W | Internal | Summer | B8 | 500 | 1600 | 0 | 51.59 | 48.77 | 5 | 0
2035 | NE_2_MISO_W | NE | MISO_W | Internal | Summer | B9 | 800 | 1600 | 0 | 51.59 | 45.57 | 5 | 0
2035 | NE_2_MISO_W | NE | MISO_W | Internal | Summer | B10 | 1262 | 1600 | 0 | 44.62 | 41.64 | 5 | 0
2035 | NE_2_MISO_W | NE | MISO_W | Internal | Winter | B16 | 25 | 1600 | 0 | 83.95 | 88.94 | 5 | 0
2035 | NE_2_MISO_W | NE | MISO_W | Internal | Winter | B17 | 100 | 1600 | 0 | 58.79 | 63.78 | 5 | 0
2035 | NE_2_MISO_W | NE | MISO_W | Internal | Winter | B18 | 400 | 1600 | 0 | 56.98 | 57.63 | 5 | 0
2035 | NE_2_MISO_W | NE | MISO_W | Internal | Winter | B19 | 700 | 1600 | 0 | 52.04 | 53.79 | 5 | 0
2035 | NE_2_MISO_W | NE | MISO_W | Internal | Winter | B20 | 935 | 1600 | 0 | 45.34 | 49.38 | 5 | 0
2035 | NE_2_SPP_N | NE | SPP_N | Internal | Shoulder | B11 | 25 | 1800 | 0 | 85.76 | 85.75 | 0.01 | 0
2035 | NE_2_SPP_N | NE | SPP_N | Internal | Shoulder | B12 | 200 | 1800 | 0 | 61.52 | 61.5 | 0.01 | 0
2035 | NE_2_SPP_N | NE | SPP_N | Internal | Shoulder | B13 | 600 | 1800 | 0 | 53.4 | 53.38 | 0.01 | 0
2035 | NE_2_SPP_N | NE | SPP_N | Internal | Shoulder | B14 | 900 | 1800 | 141.58 | 48.6 | 48.61 | 0.01 | 0
2035 | NE_2_SPP_N | NE | SPP_N | Internal | Shoulder | B15 | 1203 | 1800 | 399.7 | 48.48 | 48.49 | 0.01 | 0
2035 | NE_2_SPP_N | NE | SPP_N | Internal | Summer | B1 | 10 | 1800 | 260 | 738.16 | 738.18 | 0.01 | 0
2035 | NE_2_SPP_N | NE | SPP_N | Internal | Summer | B2 | 25 | 1800 | 1419.24 | 743.16 | 743.18 | 0.01 | 0
2035 | NE_2_SPP_N | NE | SPP_N | Internal | Summer | B3 | 75 | 1800 | 940.27 | 92.38 | 92.39 | 0.01 | 0
2035 | NE_2_SPP_N | NE | SPP_N | Internal | Summer | B4 | 100 | 1800 | 1282.26 | 88.31 | 88.32 | 0.01 | 0
2035 | NE_2_SPP_N | NE | SPP_N | Internal | Summer | B5 | 200 | 1800 | 1024.54 | 84.24 | 84.26 | 0.01 | 0
2035 | NE_2_SPP_N | NE | SPP_N | Internal | Summer | B6 | 300 | 1800 | 1015.72 | 59.19 | 59.2 | 0.01 | 0
2035 | NE_2_SPP_N | NE | SPP_N | Internal | Summer | B7 | 400 | 1800 | 811.19 | 53.54 | 53.55 | 0.01 | 0
2035 | NE_2_SPP_N | NE | SPP_N | Internal | Summer | B8 | 500 | 1800 | 1663.4 | 51.59 | 51.6 | 0.01 | 0
2035 | NE_2_SPP_N | NE | SPP_N | Internal | Summer | B9 | 800 | 1800 | 1712.05 | 51.59 | 51.6 | 0.01 | 0
2035 | NE_2_SPP_N | NE | SPP_N | Internal | Summer | B10 | 1262 | 1800 | 1625.82 | 44.62 | 44.64 | 0.01 | 0
2035 | NE_2_SPP_N | NE | SPP_N | Internal | Winter | B16 | 25 | 1800 | 0 | 83.95 | 83.95 | 0.01 | 0
2035 | NE_2_SPP_N | NE | SPP_N | Internal | Winter | B17 | 100 | 1800 | 0 | 58.79 | 58.79 | 0.01 | 0
2035 | NE_2_SPP_N | NE | SPP_N | Internal | Winter | B18 | 400 | 1800 | 233.78 | 56.98 | 56.99 | 0.01 | 0
2035 | NE_2_SPP_N | NE | SPP_N | Internal | Winter | B19 | 700 | 1800 | 0 | 52.04 | 52.03 | 0.01 | 0
2035 | NE_2_SPP_N | NE | SPP_N | Internal | Winter | B20 | 935 | 1800 | 615.89 | 45.34 | 45.35 | 0.01 | 0
2035 | NEISO_2_NYISO_A-F | NEISO | NYISO_A-F | Internal | Shoulder | B11 | 25 | 600 | 600 | 46.31 | 66.65 | 3 | 17.34
2035 | NEISO_2_NYISO_A-F | NEISO | NYISO_A-F | Internal | Shoulder | B12 | 200 | 600 | 600 | 46.31 | 63.81 | 3 | 14.5
2035 | NEISO_2_NYISO_A-F | NEISO | NYISO_A-F | Internal | Shoulder | B13 | 600 | 600 | 600 | 46.31 | 49.99 | 3 | 0.67
2035 | NEISO_2_NYISO_A-F | NEISO | NYISO_A-F | Internal | Shoulder | B14 | 900 | 600 | 600 | 46.31 | 49.65 | 3 | 0.34
2035 | NEISO_2_NYISO_A-F | NEISO | NYISO_A-F | Internal | Shoulder | B15 | 1203 | 600 | 600 | 46.31 | 49.65 | 3 | 0.34
2035 | NEISO_2_NYISO_A-F | NEISO | NYISO_A-F | Internal | Summer | B1 | 10 | 600 | 0 | 734.2 | 731.2 | 3 | 0
2035 | NEISO_2_NYISO_A-F | NEISO | NYISO_A-F | Internal | Summer | B2 | 25 | 600 | 0 | 734.21 | 737.19 | 3 | 0
2035 | NEISO_2_NYISO_A-F | NEISO | NYISO_A-F | Internal | Summer | B3 | 75 | 600 | 503.92 | 60.4 | 63.4 | 3 | 0
2035 | NEISO_2_NYISO_A-F | NEISO | NYISO_A-F | Internal | Summer | B4 | 100 | 600 | 411.28 | 56.49 | 59.49 | 3 | 0
2035 | NEISO_2_NYISO_A-F | NEISO | NYISO_A-F | Internal | Summer | B5 | 200 | 600 | 600 | 42.77 | 53.05 | 3 | 7.28
2035 | NEISO_2_NYISO_A-F | NEISO | NYISO_A-F | Internal | Summer | B6 | 300 | 600 | 600 | 42.77 | 48.35 | 3 | 2.58
2035 | NEISO_2_NYISO_A-F | NEISO | NYISO_A-F | Internal | Summer | B7 | 400 | 600 | 600 | 42.77 | 46.06 | 3 | 0.28
2035 | NEISO_2_NYISO_A-F | NEISO | NYISO_A-F | Internal | Summer | B8 | 500 | 600 | 516.77 | 42.77 | 45.77 | 3 | 0
2035 | NEISO_2_NYISO_A-F | NEISO | NYISO_A-F | Internal | Summer | B9 | 800 | 600 | 294.25 | 42.77 | 45.77 | 3 | 0
2035 | NEISO_2_NYISO_A-F | NEISO | NYISO_A-F | Internal | Summer | B10 | 1262 | 600 | 197.17 | 42.77 | 45.77 | 3 | 0
2035 | NEISO_2_NYISO_A-F | NEISO | NYISO_A-F | Internal | Winter | B16 | 25 | 600 | 445.85 | 57.22 | 60.22 | 3 | 0
2035 | NEISO_2_NYISO_A-F | NEISO | NYISO_A-F | Internal | Winter | B17 | 100 | 600 | 0 | 57.22 | 57.47 | 3 | 0
2035 | NEISO_2_NYISO_A-F | NEISO | NYISO_A-F | Internal | Winter | B18 | 400 | 600 | 0 | 55.99 | 53.78 | 3 | 0
2035 | NEISO_2_NYISO_A-F | NEISO | NYISO_A-F | Internal | Winter | B19 | 700 | 600 | 0 | 55.99 | 53.78 | 3 | 0
2035 | NEISO_2_NYISO_A-F | NEISO | NYISO_A-F | Internal | Winter | B20 | 935 | 600 | 0 | 55.99 | 53.78 | 3 | 0
2035 | NEISO_2_NYISO_G-I | NEISO | NYISO_G-I | Internal | Shoulder | B11 | 25 | 600 | 600 | 46.31 | 66.66 | 3 | 17.35
2035 | NEISO_2_NYISO_G-I | NEISO | NYISO_G-I | Internal | Shoulder | B12 | 200 | 600 | 600 | 46.31 | 63.83 | 3 | 14.51
2035 | NEISO_2_NYISO_G-I | NEISO | NYISO_G-I | Internal | Shoulder | B13 | 600 | 600 | 600 | 46.31 | 50 | 3 | 0.69
2035 | NEISO_2_NYISO_G-I | NEISO | NYISO_G-I | Internal | Shoulder | B14 | 900 | 600 | 600 | 46.31 | 49.67 | 3 | 0.35
2035 | NEISO_2_NYISO_G-I | NEISO | NYISO_G-I | Internal | Shoulder | B15 | 1203 | 600 | 600 | 46.31 | 49.67 | 3 | 0.35
2035 | NEISO_2_NYISO_G-I | NEISO | NYISO_G-I | Internal | Summer | B1 | 10 | 600 | 326.25 | 734.2 | 737.2 | 3 | 0
2035 | NEISO_2_NYISO_G-I | NEISO | NYISO_G-I | Internal | Summer | B2 | 25 | 600 | 0 | 734.21 | 737.2 | 3 | 0
2035 | NEISO_2_NYISO_G-I | NEISO | NYISO_G-I | Internal | Summer | B3 | 75 | 600 | 600 | 60.4 | 89.37 | 3 | 25.97
2035 | NEISO_2_NYISO_G-I | NEISO | NYISO_G-I | Internal | Summer | B4 | 100 | 600 | 600 | 56.49 | 73.78 | 3 | 14.28
2035 | NEISO_2_NYISO_G-I | NEISO | NYISO_G-I | Internal | Summer | B5 | 200 | 600 | 600 | 42.77 | 64.81 | 3 | 19.04
2035 | NEISO_2_NYISO_G-I | NEISO | NYISO_G-I | Internal | Summer | B6 | 300 | 600 | 600 | 42.77 | 61.36 | 3 | 15.58
2035 | NEISO_2_NYISO_G-I | NEISO | NYISO_G-I | Internal | Summer | B7 | 400 | 600 | 600 | 42.77 | 46.07 | 3 | 0.3
2035 | NEISO_2_NYISO_G-I | NEISO | NYISO_G-I | Internal | Summer | B8 | 500 | 600 | 600 | 42.77 | 46.07 | 3 | 0.3
2035 | NEISO_2_NYISO_G-I | NEISO | NYISO_G-I | Internal | Summer | B9 | 800 | 600 | 600 | 42.77 | 45.78 | 3 | 0.01
2035 | NEISO_2_NYISO_G-I | NEISO | NYISO_G-I | Internal | Summer | B10 | 1262 | 600 | 600 | 42.77 | 45.78 | 3 | 0.01
2035 | NEISO_2_NYISO_G-I | NEISO | NYISO_G-I | Internal | Winter | B16 | 25 | 600 | 600 | 57.22 | 85.05 | 3 | 24.83
2035 | NEISO_2_NYISO_G-I | NEISO | NYISO_G-I | Internal | Winter | B17 | 100 | 600 | 600 | 57.22 | 63.62 | 3 | 3.4
2035 | NEISO_2_NYISO_G-I | NEISO | NYISO_G-I | Internal | Winter | B18 | 400 | 600 | 600 | 55.99 | 63.62 | 3 | 4.63
2035 | NEISO_2_NYISO_G-I | NEISO | NYISO_G-I | Internal | Winter | B19 | 700 | 600 | 600 | 55.99 | 59.77 | 3 | 0.79
2035 | NEISO_2_NYISO_G-I | NEISO | NYISO_G-I | Internal | Winter | B20 | 935 | 600 | 0 | 55.99 | 57.41 | 3 | 0
2035 | NEISO_2_NYISO_J-K | NEISO | NYISO_J-K | Internal | Shoulder | B11 | 25 | 430 | 430 | 46.31 | 66.67 | 3 | 17.36
2035 | NEISO_2_NYISO_J-K | NEISO | NYISO_J-K | Internal | Shoulder | B12 | 200 | 430 | 430 | 46.31 | 63.84 | 3 | 14.53
2035 | NEISO_2_NYISO_J-K | NEISO | NYISO_J-K | Internal | Shoulder | B13 | 600 | 430 | 430 | 46.31 | 50.01 | 3 | 0.7
2035 | NEISO_2_NYISO_J-K | NEISO | NYISO_J-K | Internal | Shoulder | B14 | 900 | 430 | 430 | 46.31 | 49.68 | 3 | 0.37
2035 | NEISO_2_NYISO_J-K | NEISO | NYISO_J-K | Internal | Shoulder | B15 | 1203 | 430 | 430 | 46.31 | 49.68 | 3 | 0.37
2035 | NEISO_2_NYISO_J-K | NEISO | NYISO_J-K | Internal | Summer | B1 | 10 | 430 | 430 | 734.2 | 737.21 | 3 | 0.01
2035 | NEISO_2_NYISO_J-K | NEISO | NYISO_J-K | Internal | Summer | B2 | 25 | 430 | 268.28 | 734.21 | 737.21 | 3 | 0
2035 | NEISO_2_NYISO_J-K | NEISO | NYISO_J-K | Internal | Summer | B3 | 75 | 430 | 430 | 60.4 | 89.38 | 3 | 25.98
2035 | NEISO_2_NYISO_J-K | NEISO | NYISO_J-K | Internal | Summer | B4 | 100 | 430 | 430 | 56.49 | 73.79 | 3 | 14.3
2035 | NEISO_2_NYISO_J-K | NEISO | NYISO_J-K | Internal | Summer | B5 | 200 | 430 | 430 | 42.77 | 64.82 | 3 | 19.05
2035 | NEISO_2_NYISO_J-K | NEISO | NYISO_J-K | Internal | Summer | B6 | 300 | 430 | 430 | 42.77 | 61.37 | 3 | 15.6
2035 | NEISO_2_NYISO_J-K | NEISO | NYISO_J-K | Internal | Summer | B7 | 400 | 430 | 430 | 42.77 | 46.08 | 3 | 0.31
2035 | NEISO_2_NYISO_J-K | NEISO | NYISO_J-K | Internal | Summer | B8 | 500 | 430 | 430 | 42.77 | 46.08 | 3 | 0.31
2035 | NEISO_2_NYISO_J-K | NEISO | NYISO_J-K | Internal | Summer | B9 | 800 | 430 | 430 | 42.77 | 45.8 | 3 | 0.02
2035 | NEISO_2_NYISO_J-K | NEISO | NYISO_J-K | Internal | Summer | B10 | 1262 | 430 | 430 | 42.77 | 45.8 | 3 | 0.02
2035 | NEISO_2_NYISO_J-K | NEISO | NYISO_J-K | Internal | Winter | B16 | 25 | 430 | 430 | 57.22 | 85.06 | 3 | 24.84
2035 | NEISO_2_NYISO_J-K | NEISO | NYISO_J-K | Internal | Winter | B17 | 100 | 430 | 430 | 57.22 | 63.63 | 3 | 3.41
2035 | NEISO_2_NYISO_J-K | NEISO | NYISO_J-K | Internal | Winter | B18 | 400 | 430 | 430 | 55.99 | 63.63 | 3 | 4.64
2035 | NEISO_2_NYISO_J-K | NEISO | NYISO_J-K | Internal | Winter | B19 | 700 | 430 | 430 | 55.99 | 59.79 | 3 | 0.8
2035 | NEISO_2_NYISO_J-K | NEISO | NYISO_J-K | Internal | Winter | B20 | 935 | 430 | 0 | 55.99 | 57.42 | 3 | 0
2035 | NonRTO_Midwest_2_TVA_Transmission | NonRTO_Midwest | TVA_Transmission | Internal | Shoulder | B11 | 25 | 2400 | 0 | 94.35 | 90.42 | 8 | 0
2035 | NonRTO_Midwest_2_TVA_Transmission | NonRTO_Midwest | TVA_Transmission | Internal | Shoulder | B12 | 200 | 2400 | 0 | 77.85 | 66.52 | 8 | 0
2035 | NonRTO_Midwest_2_TVA_Transmission | NonRTO_Midwest | TVA_Transmission | Internal | Shoulder | B13 | 600 | 2400 | 0 | 63.04 | 59.58 | 8 | 0
2035 | NonRTO_Midwest_2_TVA_Transmission | NonRTO_Midwest | TVA_Transmission | Internal | Shoulder | B14 | 900 | 2400 | 0 | 60.46 | 58.33 | 8 | 0
2035 | NonRTO_Midwest_2_TVA_Transmission | NonRTO_Midwest | TVA_Transmission | Internal | Shoulder | B15 | 1203 | 2400 | 500.39 | 48.93 | 56.93 | 8 | 0
2035 | NonRTO_Midwest_2_TVA_Transmission | NonRTO_Midwest | TVA_Transmission | Internal | Summer | B1 | 10 | 2400 | 0 | 751.18 | 751.18 | 8 | 0
2035 | NonRTO_Midwest_2_TVA_Transmission | NonRTO_Midwest | TVA_Transmission | Internal | Summer | B2 | 25 | 2400 | 0 | 751.18 | 751.18 | 8 | 0
2035 | NonRTO_Midwest_2_TVA_Transmission | NonRTO_Midwest | TVA_Transmission | Internal | Summer | B3 | 75 | 2400 | 408.59 | 93.39 | 101.39 | 8 | 0
2035 | NonRTO_Midwest_2_TVA_Transmission | NonRTO_Midwest | TVA_Transmission | Internal | Summer | B4 | 100 | 2400 | 0 | 88.93 | 91.8 | 8 | 0
2035 | NonRTO_Midwest_2_TVA_Transmission | NonRTO_Midwest | TVA_Transmission | Internal | Summer | B5 | 200 | 2400 | 0 | 88.93 | 85.93 | 8 | 0
2035 | NonRTO_Midwest_2_TVA_Transmission | NonRTO_Midwest | TVA_Transmission | Internal | Summer | B6 | 300 | 2400 | 0 | 66.55 | 66.55 | 8 | 0
2035 | NonRTO_Midwest_2_TVA_Transmission | NonRTO_Midwest | TVA_Transmission | Internal | Summer | B7 | 400 | 2400 | 171.9 | 49.27 | 57.27 | 8 | 0
2035 | NonRTO_Midwest_2_TVA_Transmission | NonRTO_Midwest | TVA_Transmission | Internal | Summer | B8 | 500 | 2400 | 627.59 | 47.87 | 55.87 | 8 | 0
2035 | NonRTO_Midwest_2_TVA_Transmission | NonRTO_Midwest | TVA_Transmission | Internal | Summer | B9 | 800 | 2400 | 1164.24 | 45.57 | 53.57 | 8 | 0
2035 | NonRTO_Midwest_2_TVA_Transmission | NonRTO_Midwest | TVA_Transmission | Internal | Summer | B10 | 1262 | 2400 | 1991.66 | 41.17 | 49.17 | 8 | 0
2035 | NonRTO_Midwest_2_TVA_Transmission | NonRTO_Midwest | TVA_Transmission | Internal | Winter | B16 | 25 | 2400 | 0 | 99.46 | 95.92 | 8 | 0
2035 | NonRTO_Midwest_2_TVA_Transmission | NonRTO_Midwest | TVA_Transmission | Internal | Winter | B17 | 100 | 2400 | 0 | 76.25 | 67.42 | 8 | 0
2035 | NonRTO_Midwest_2_TVA_Transmission | NonRTO_Midwest | TVA_Transmission | Internal | Winter | B18 | 400 | 2400 | 0 | 65.66 | 62.68 | 8 | 0
2035 | NonRTO_Midwest_2_TVA_Transmission | NonRTO_Midwest | TVA_Transmission | Internal | Winter | B19 | 700 | 2400 | 0 | 60.21 | 60.87 | 8 | 0
2035 | NonRTO_Midwest_2_TVA_Transmission | NonRTO_Midwest | TVA_Transmission | Internal | Winter | B20 | 935 | 2400 | 594.41 | 49.39 | 57.39 | 8 | 0
2035 | NYISO_A-F_2_IESO | NYISO_A-F | IESO | Internal | Shoulder | B11 | 25 | 1600 | 0 | 66.65 | 59.65 | 7 | 0
2035 | NYISO_A-F_2_IESO | NYISO_A-F | IESO | Internal | Shoulder | B12 | 200 | 1600 | 0 | 63.81 | 56.81 | 7 | 0
2035 | NYISO_A-F_2_IESO | NYISO_A-F | IESO | Internal | Shoulder | B13 | 600 | 1600 | 0 | 49.99 | 44.66 | 7 | 0
2035 | NYISO_A-F_2_IESO | NYISO_A-F | IESO | Internal | Shoulder | B14 | 900 | 1600 | 0 | 49.65 | 44.66 | 7 | 0
2035 | NYISO_A-F_2_IESO | NYISO_A-F | IESO | Internal | Shoulder | B15 | 1203 | 1600 | 0 | 49.65 | 44.66 | 7 | 0
2035 | NYISO_A-F_2_IESO | NYISO_A-F | IESO | Internal | Summer | B1 | 10 | 1600 | 0 | 731.2 | 724.2 | 7 | 0
2035 | NYISO_A-F_2_IESO | NYISO_A-F | IESO | Internal | Summer | B2 | 25 | 1600 | 0 | 737.19 | 730.19 | 7 | 0
2035 | NYISO_A-F_2_IESO | NYISO_A-F | IESO | Internal | Summer | B3 | 75 | 1600 | 0 | 63.4 | 56.4 | 7 | 0
2035 | NYISO_A-F_2_IESO | NYISO_A-F | IESO | Internal | Summer | B4 | 100 | 1600 | 0 | 59.49 | 52.49 | 7 | 0
2035 | NYISO_A-F_2_IESO | NYISO_A-F | IESO | Internal | Summer | B5 | 200 | 1600 | 0 | 53.05 | 43.92 | 7 | 0
2035 | NYISO_A-F_2_IESO | NYISO_A-F | IESO | Internal | Summer | B6 | 300 | 1600 | 0 | 48.35 | 41.35 | 7 | 0
2035 | NYISO_A-F_2_IESO | NYISO_A-F | IESO | Internal | Summer | B7 | 400 | 1600 | 0 | 46.06 | 37.59 | 7 | 0
2035 | NYISO_A-F_2_IESO | NYISO_A-F | IESO | Internal | Summer | B8 | 500 | 1600 | 0 | 45.77 | 37.59 | 7 | 0
2035 | NYISO_A-F_2_IESO | NYISO_A-F | IESO | Internal | Summer | B9 | 800 | 1600 | 0 | 45.77 | 37.59 | 7 | 0
2035 | NYISO_A-F_2_IESO | NYISO_A-F | IESO | Internal | Summer | B10 | 1262 | 1600 | 0 | 45.77 | 37.59 | 7 | 0
2035 | NYISO_A-F_2_IESO | NYISO_A-F | IESO | Internal | Winter | B16 | 25 | 1600 | 0 | 60.22 | 53.22 | 7 | 0
2035 | NYISO_A-F_2_IESO | NYISO_A-F | IESO | Internal | Winter | B17 | 100 | 1600 | 0 | 57.47 | 50.47 | 7 | 0
2035 | NYISO_A-F_2_IESO | NYISO_A-F | IESO | Internal | Winter | B18 | 400 | 1600 | 0 | 53.78 | 46.78 | 7 | 0
2035 | NYISO_A-F_2_IESO | NYISO_A-F | IESO | Internal | Winter | B19 | 700 | 1600 | 0 | 53.78 | 46.78 | 7 | 0
2035 | NYISO_A-F_2_IESO | NYISO_A-F | IESO | Internal | Winter | B20 | 935 | 1600 | 0 | 53.78 | 46.78 | 7 | 0
2035 | NYISO_A-F_2_NEISO | NYISO_A-F | NEISO | Internal | Shoulder | B11 | 25 | 600 | 0 | 66.65 | 46.31 | 3 | 0
2035 | NYISO_A-F_2_NEISO | NYISO_A-F | NEISO | Internal | Shoulder | B12 | 200 | 600 | 0 | 63.81 | 46.31 | 3 | 0
2035 | NYISO_A-F_2_NEISO | NYISO_A-F | NEISO | Internal | Shoulder | B13 | 600 | 600 | 0 | 49.99 | 46.31 | 3 | 0
2035 | NYISO_A-F_2_NEISO | NYISO_A-F | NEISO | Internal | Shoulder | B14 | 900 | 600 | 0 | 49.65 | 46.31 | 3 | 0
2035 | NYISO_A-F_2_NEISO | NYISO_A-F | NEISO | Internal | Shoulder | B15 | 1203 | 600 | 0 | 49.65 | 46.31 | 3 | 0
2035 | NYISO_A-F_2_NEISO | NYISO_A-F | NEISO | Internal | Summer | B1 | 10 | 600 | 113.89 | 731.2 | 734.2 | 3 | 0
2035 | NYISO_A-F_2_NEISO | NYISO_A-F | NEISO | Internal | Summer | B2 | 25 | 600 | 0 | 737.19 | 734.21 | 3 | 0
2035 | NYISO_A-F_2_NEISO | NYISO_A-F | NEISO | Internal | Summer | B3 | 75 | 600 | 0 | 63.4 | 60.4 | 3 | 0
2035 | NYISO_A-F_2_NEISO | NYISO_A-F | NEISO | Internal | Summer | B4 | 100 | 600 | 0 | 59.49 | 56.49 | 3 | 0
2035 | NYISO_A-F_2_NEISO | NYISO_A-F | NEISO | Internal | Summer | B5 | 200 | 600 | 0 | 53.05 | 42.77 | 3 | 0
2035 | NYISO_A-F_2_NEISO | NYISO_A-F | NEISO | Internal | Summer | B6 | 300 | 600 | 0 | 48.35 | 42.77 | 3 | 0
2035 | NYISO_A-F_2_NEISO | NYISO_A-F | NEISO | Internal | Summer | B7 | 400 | 600 | 0 | 46.06 | 42.77 | 3 | 0
2035 | NYISO_A-F_2_NEISO | NYISO_A-F | NEISO | Internal | Summer | B8 | 500 | 600 | 0 | 45.77 | 42.77 | 3 | 0
2035 | NYISO_A-F_2_NEISO | NYISO_A-F | NEISO | Internal | Summer | B9 | 800 | 600 | 0 | 45.77 | 42.77 | 3 | 0
2035 | NYISO_A-F_2_NEISO | NYISO_A-F | NEISO | Internal | Summer | B10 | 1262 | 600 | 0 | 45.77 | 42.77 | 3 | 0
2035 | NYISO_A-F_2_NEISO | NYISO_A-F | NEISO | Internal | Winter | B16 | 25 | 600 | 0 | 60.22 | 57.22 | 3 | 0
2035 | NYISO_A-F_2_NEISO | NYISO_A-F | NEISO | Internal | Winter | B17 | 100 | 600 | 0 | 57.47 | 57.22 | 3 | 0
2035 | NYISO_A-F_2_NEISO | NYISO_A-F | NEISO | Internal | Winter | B18 | 400 | 600 | 0 | 53.78 | 55.99 | 3 | 0
2035 | NYISO_A-F_2_NEISO | NYISO_A-F | NEISO | Internal | Winter | B19 | 700 | 600 | 0 | 53.78 | 55.99 | 3 | 0
2035 | NYISO_A-F_2_NEISO | NYISO_A-F | NEISO | Internal | Winter | B20 | 935 | 600 | 0 | 53.78 | 55.99 | 3 | 0
2035 | NYISO_A-F_2_NYISO_G-I | NYISO_A-F | NYISO_G-I | Internal | Shoulder | B11 | 25 | 4250 | 3971.67 | 66.65 | 66.66 | 0.01 | 0
2035 | NYISO_A-F_2_NYISO_G-I | NYISO_A-F | NYISO_G-I | Internal | Shoulder | B12 | 200 | 4250 | 3726.81 | 63.81 | 63.83 | 0.01 | 0
2035 | NYISO_A-F_2_NYISO_G-I | NYISO_A-F | NYISO_G-I | Internal | Shoulder | B13 | 600 | 4250 | 3837.85 | 49.99 | 50 | 0.01 | 0
2035 | NYISO_A-F_2_NYISO_G-I | NYISO_A-F | NYISO_G-I | Internal | Shoulder | B14 | 900 | 4250 | 2767.36 | 49.65 | 49.67 | 0.01 | 0
2035 | NYISO_A-F_2_NYISO_G-I | NYISO_A-F | NYISO_G-I | Internal | Shoulder | B15 | 1203 | 4250 | 1495.92 | 49.65 | 49.67 | 0.01 | 0
2035 | NYISO_A-F_2_NYISO_G-I | NYISO_A-F | NYISO_G-I | Internal | Summer | B1 | 10 | 4250 | 4250 | 731.2 | 737.2 | 0.01 | 5.99
2035 | NYISO_A-F_2_NYISO_G-I | NYISO_A-F | NYISO_G-I | Internal | Summer | B2 | 25 | 4250 | 4089.11 | 737.19 | 737.2 | 0.01 | 0
2035 | NYISO_A-F_2_NYISO_G-I | NYISO_A-F | NYISO_G-I | Internal | Summer | B3 | 75 | 4250 | 4250 | 63.4 | 89.37 | 0.01 | 25.96
2035 | NYISO_A-F_2_NYISO_G-I | NYISO_A-F | NYISO_G-I | Internal | Summer | B4 | 100 | 4250 | 4250 | 59.49 | 73.78 | 0.01 | 14.27
2035 | NYISO_A-F_2_NYISO_G-I | NYISO_A-F | NYISO_G-I | Internal | Summer | B5 | 200 | 4250 | 4250 | 53.05 | 64.81 | 0.01 | 11.74
2035 | NYISO_A-F_2_NYISO_G-I | NYISO_A-F | NYISO_G-I | Internal | Summer | B6 | 300 | 4250 | 4250 | 48.35 | 61.36 | 0.01 | 12.99
2035 | NYISO_A-F_2_NYISO_G-I | NYISO_A-F | NYISO_G-I | Internal | Summer | B7 | 400 | 4250 | 4088.62 | 46.06 | 46.07 | 0.01 | 0
2035 | NYISO_A-F_2_NYISO_G-I | NYISO_A-F | NYISO_G-I | Internal | Summer | B8 | 500 | 4250 | 4250 | 45.77 | 46.07 | 0.01 | 0.28
2035 | NYISO_A-F_2_NYISO_G-I | NYISO_A-F | NYISO_G-I | Internal | Summer | B9 | 800 | 4250 | 3422.96 | 45.77 | 45.78 | 0.01 | 0
2035 | NYISO_A-F_2_NYISO_G-I | NYISO_A-F | NYISO_G-I | Internal | Summer | B10 | 1262 | 4250 | 1702.67 | 45.77 | 45.78 | 0.01 | 0
2035 | NYISO_A-F_2_NYISO_G-I | NYISO_A-F | NYISO_G-I | Internal | Winter | B16 | 25 | 4250 | 4250 | 60.22 | 85.05 | 0.01 | 24.82
2035 | NYISO_A-F_2_NYISO_G-I | NYISO_A-F | NYISO_G-I | Internal | Winter | B17 | 100 | 4250 | 4250 | 57.47 | 63.62 | 0.01 | 6.14
2035 | NYISO_A-F_2_NYISO_G-I | NYISO_A-F | NYISO_G-I | Internal | Winter | B18 | 400 | 4250 | 4250 | 53.78 | 63.62 | 0.01 | 9.83
2035 | NYISO_A-F_2_NYISO_G-I | NYISO_A-F | NYISO_G-I | Internal | Winter | B19 | 700 | 4250 | 4250 | 53.78 | 59.77 | 0.01 | 5.98
2035 | NYISO_A-F_2_NYISO_G-I | NYISO_A-F | NYISO_G-I | Internal | Winter | B20 | 935 | 4250 | 4250 | 53.78 | 57.41 | 0.01 | 3.62
2035 | NYISO_A-F_2_PJM_ROM | NYISO_A-F | PJM_ROM | Internal | Shoulder | B11 | 25 | 1000 | 1000 | 66.65 | 84.73 | 8 | 10.08
2035 | NYISO_A-F_2_PJM_ROM | NYISO_A-F | PJM_ROM | Internal | Shoulder | B12 | 200 | 1000 | 1000 | 63.81 | 71.84 | 8 | 0.02
2035 | NYISO_A-F_2_PJM_ROM | NYISO_A-F | PJM_ROM | Internal | Shoulder | B13 | 600 | 1000 | 0 | 49.99 | 57.01 | 8 | 0
2035 | NYISO_A-F_2_PJM_ROM | NYISO_A-F | PJM_ROM | Internal | Shoulder | B14 | 900 | 1000 | 0 | 49.65 | 53.24 | 8 | 0
2035 | NYISO_A-F_2_PJM_ROM | NYISO_A-F | PJM_ROM | Internal | Shoulder | B15 | 1203 | 1000 | 0 | 49.65 | 50.92 | 8 | 0
2035 | NYISO_A-F_2_PJM_ROM | NYISO_A-F | PJM_ROM | Internal | Summer | B1 | 10 | 1000 | 1000 | 731.2 | 745.19 | 8 | 5.99
2035 | NYISO_A-F_2_PJM_ROM | NYISO_A-F | PJM_ROM | Internal | Summer | B2 | 25 | 1000 | 263.54 | 737.19 | 745.19 | 8 | 0
2035 | NYISO_A-F_2_PJM_ROM | NYISO_A-F | PJM_ROM | Internal | Summer | B3 | 75 | 1000 | 1000 | 63.4 | 83.37 | 8 | 11.97
2035 | NYISO_A-F_2_PJM_ROM | NYISO_A-F | PJM_ROM | Internal | Summer | B4 | 100 | 1000 | 1000 | 59.49 | 81.79 | 8 | 14.3
2035 | NYISO_A-F_2_PJM_ROM | NYISO_A-F | PJM_ROM | Internal | Summer | B5 | 200 | 1000 | 1000 | 53.05 | 79.92 | 8 | 18.87
2035 | NYISO_A-F_2_PJM_ROM | NYISO_A-F | PJM_ROM | Internal | Summer | B6 | 300 | 1000 | 1000 | 48.35 | 60.54 | 8 | 4.19
2035 | NYISO_A-F_2_PJM_ROM | NYISO_A-F | PJM_ROM | Internal | Summer | B7 | 400 | 1000 | 0 | 46.06 | 51.26 | 8 | 0
2035 | NYISO_A-F_2_PJM_ROM | NYISO_A-F | PJM_ROM | Internal | Summer | B8 | 500 | 1000 | 0 | 45.77 | 49.86 | 8 | 0
2035 | NYISO_A-F_2_PJM_ROM | NYISO_A-F | PJM_ROM | Internal | Summer | B9 | 800 | 1000 | 0 | 45.77 | 47.55 | 8 | 0
2035 | NYISO_A-F_2_PJM_ROM | NYISO_A-F | PJM_ROM | Internal | Summer | B10 | 1262 | 1000 | 0 | 45.77 | 43.65 | 8 | 0
2035 | NYISO_A-F_2_PJM_ROM | NYISO_A-F | PJM_ROM | Internal | Winter | B16 | 25 | 1000 | 1000 | 60.22 | 90.94 | 8 | 22.72
2035 | NYISO_A-F_2_PJM_ROM | NYISO_A-F | PJM_ROM | Internal | Winter | B17 | 100 | 1000 | 1000 | 57.47 | 70.24 | 8 | 4.77
2035 | NYISO_A-F_2_PJM_ROM | NYISO_A-F | PJM_ROM | Internal | Winter | B18 | 400 | 1000 | 0 | 53.78 | 59.66 | 8 | 0
2035 | NYISO_A-F_2_PJM_ROM | NYISO_A-F | PJM_ROM | Internal | Winter | B19 | 700 | 1000 | 0 | 53.78 | 55 | 8 | 0
2035 | NYISO_A-F_2_PJM_ROM | NYISO_A-F | PJM_ROM | Internal | Winter | B20 | 935 | 1000 | 0 | 53.78 | 51.4 | 8 | 0
2035 | NYISO_G-I_2_NEISO | NYISO_G-I | NEISO | Internal | Shoulder | B11 | 25 | 600 | 0 | 66.66 | 46.31 | 3 | 0
2035 | NYISO_G-I_2_NEISO | NYISO_G-I | NEISO | Internal | Shoulder | B12 | 200 | 600 | 0 | 63.83 | 46.31 | 3 | 0
2035 | NYISO_G-I_2_NEISO | NYISO_G-I | NEISO | Internal | Shoulder | B13 | 600 | 600 | 0 | 50 | 46.31 | 3 | 0
2035 | NYISO_G-I_2_NEISO | NYISO_G-I | NEISO | Internal | Shoulder | B14 | 900 | 600 | 0 | 49.67 | 46.31 | 3 | 0
2035 | NYISO_G-I_2_NEISO | NYISO_G-I | NEISO | Internal | Shoulder | B15 | 1203 | 600 | 0 | 49.67 | 46.31 | 3 | 0
2035 | NYISO_G-I_2_NEISO | NYISO_G-I | NEISO | Internal | Summer | B1 | 10 | 600 | 0 | 737.2 | 734.2 | 3 | 0
2035 | NYISO_G-I_2_NEISO | NYISO_G-I | NEISO | Internal | Summer | B2 | 25 | 600 | 0 | 737.2 | 734.21 | 3 | 0
2035 | NYISO_G-I_2_NEISO | NYISO_G-I | NEISO | Internal | Summer | B3 | 75 | 600 | 0 | 89.37 | 60.4 | 3 | 0
2035 | NYISO_G-I_2_NEISO | NYISO_G-I | NEISO | Internal | Summer | B4 | 100 | 600 | 0 | 73.78 | 56.49 | 3 | 0
2035 | NYISO_G-I_2_NEISO | NYISO_G-I | NEISO | Internal | Summer | B5 | 200 | 600 | 0 | 64.81 | 42.77 | 3 | 0
2035 | NYISO_G-I_2_NEISO | NYISO_G-I | NEISO | Internal | Summer | B6 | 300 | 600 | 0 | 61.36 | 42.77 | 3 | 0
2035 | NYISO_G-I_2_NEISO | NYISO_G-I | NEISO | Internal | Summer | B7 | 400 | 600 | 0 | 46.07 | 42.77 | 3 | 0
2035 | NYISO_G-I_2_NEISO | NYISO_G-I | NEISO | Internal | Summer | B8 | 500 | 600 | 0 | 46.07 | 42.77 | 3 | 0
2035 | NYISO_G-I_2_NEISO | NYISO_G-I | NEISO | Internal | Summer | B9 | 800 | 600 | 0 | 45.78 | 42.77 | 3 | 0
2035 | NYISO_G-I_2_NEISO | NYISO_G-I | NEISO | Internal | Summer | B10 | 1262 | 600 | 0 | 45.78 | 42.77 | 3 | 0
2035 | NYISO_G-I_2_NEISO | NYISO_G-I | NEISO | Internal | Winter | B16 | 25 | 600 | 0 | 85.05 | 57.22 | 3 | 0
2035 | NYISO_G-I_2_NEISO | NYISO_G-I | NEISO | Internal | Winter | B17 | 100 | 600 | 0 | 63.62 | 57.22 | 3 | 0
2035 | NYISO_G-I_2_NEISO | NYISO_G-I | NEISO | Internal | Winter | B18 | 400 | 600 | 0 | 63.62 | 55.99 | 3 | 0
2035 | NYISO_G-I_2_NEISO | NYISO_G-I | NEISO | Internal | Winter | B19 | 700 | 600 | 0 | 59.77 | 55.99 | 3 | 0
2035 | NYISO_G-I_2_NEISO | NYISO_G-I | NEISO | Internal | Winter | B20 | 935 | 600 | 0 | 57.41 | 55.99 | 3 | 0
2035 | NYISO_G-I_2_NYISO_A-F | NYISO_G-I | NYISO_A-F | Internal | Shoulder | B11 | 25 | 1999 | 0 | 66.66 | 66.65 | 0.01 | 0
2035 | NYISO_G-I_2_NYISO_A-F | NYISO_G-I | NYISO_A-F | Internal | Shoulder | B12 | 200 | 1999 | 0 | 63.83 | 63.81 | 0.01 | 0
2035 | NYISO_G-I_2_NYISO_A-F | NYISO_G-I | NYISO_A-F | Internal | Shoulder | B13 | 600 | 1999 | 0 | 50 | 49.99 | 0.01 | 0
2035 | NYISO_G-I_2_NYISO_A-F | NYISO_G-I | NYISO_A-F | Internal | Shoulder | B14 | 900 | 1999 | 0 | 49.67 | 49.65 | 0.01 | 0
2035 | NYISO_G-I_2_NYISO_A-F | NYISO_G-I | NYISO_A-F | Internal | Shoulder | B15 | 1203 | 1999 | 0 | 49.67 | 49.65 | 0.01 | 0
2035 | NYISO_G-I_2_NYISO_A-F | NYISO_G-I | NYISO_A-F | Internal | Summer | B1 | 10 | 1999 | 0 | 737.2 | 731.2 | 0.01 | 0
2035 | NYISO_G-I_2_NYISO_A-F | NYISO_G-I | NYISO_A-F | Internal | Summer | B2 | 25 | 1999 | 0 | 737.2 | 737.19 | 0.01 | 0
2035 | NYISO_G-I_2_NYISO_A-F | NYISO_G-I | NYISO_A-F | Internal | Summer | B3 | 75 | 1999 | 0 | 89.37 | 63.4 | 0.01 | 0
2035 | NYISO_G-I_2_NYISO_A-F | NYISO_G-I | NYISO_A-F | Internal | Summer | B4 | 100 | 1999 | 0 | 73.78 | 59.49 | 0.01 | 0
2035 | NYISO_G-I_2_NYISO_A-F | NYISO_G-I | NYISO_A-F | Internal | Summer | B5 | 200 | 1999 | 0 | 64.81 | 53.05 | 0.01 | 0
2035 | NYISO_G-I_2_NYISO_A-F | NYISO_G-I | NYISO_A-F | Internal | Summer | B6 | 300 | 1999 | 0 | 61.36 | 48.35 | 0.01 | 0
2035 | NYISO_G-I_2_NYISO_A-F | NYISO_G-I | NYISO_A-F | Internal | Summer | B7 | 400 | 1999 | 0 | 46.07 | 46.06 | 0.01 | 0
2035 | NYISO_G-I_2_NYISO_A-F | NYISO_G-I | NYISO_A-F | Internal | Summer | B8 | 500 | 1999 | 0 | 46.07 | 45.77 | 0.01 | 0
2035 | NYISO_G-I_2_NYISO_A-F | NYISO_G-I | NYISO_A-F | Internal | Summer | B9 | 800 | 1999 | 0 | 45.78 | 45.77 | 0.01 | 0
2035 | NYISO_G-I_2_NYISO_A-F | NYISO_G-I | NYISO_A-F | Internal | Summer | B10 | 1262 | 1999 | 0 | 45.78 | 45.77 | 0.01 | 0
2035 | NYISO_G-I_2_NYISO_A-F | NYISO_G-I | NYISO_A-F | Internal | Winter | B16 | 25 | 1999 | 0 | 85.05 | 60.22 | 0.01 | 0
2035 | NYISO_G-I_2_NYISO_A-F | NYISO_G-I | NYISO_A-F | Internal | Winter | B17 | 100 | 1999 | 0 | 63.62 | 57.47 | 0.01 | 0
2035 | NYISO_G-I_2_NYISO_A-F | NYISO_G-I | NYISO_A-F | Internal | Winter | B18 | 400 | 1999 | 0 | 63.62 | 53.78 | 0.01 | 0
2035 | NYISO_G-I_2_NYISO_A-F | NYISO_G-I | NYISO_A-F | Internal | Winter | B19 | 700 | 1999 | 0 | 59.77 | 53.78 | 0.01 | 0
2035 | NYISO_G-I_2_NYISO_A-F | NYISO_G-I | NYISO_A-F | Internal | Winter | B20 | 935 | 1999 | 0 | 57.41 | 53.78 | 0.01 | 0
2035 | NYISO_G-I_2_NYISO_J-K | NYISO_G-I | NYISO_J-K | Internal | Shoulder | B11 | 25 | 6130 | 2919.03 | 66.66 | 66.67 | 0.01 | 0
2035 | NYISO_G-I_2_NYISO_J-K | NYISO_G-I | NYISO_J-K | Internal | Shoulder | B12 | 200 | 6130 | 3985.27 | 63.83 | 63.84 | 0.01 | 0
2035 | NYISO_G-I_2_NYISO_J-K | NYISO_G-I | NYISO_J-K | Internal | Shoulder | B13 | 600 | 6130 | 4603.43 | 50 | 50.01 | 0.01 | 0
2035 | NYISO_G-I_2_NYISO_J-K | NYISO_G-I | NYISO_J-K | Internal | Shoulder | B14 | 900 | 6130 | 3729.52 | 49.67 | 49.68 | 0.01 | 0
2035 | NYISO_G-I_2_NYISO_J-K | NYISO_G-I | NYISO_J-K | Internal | Shoulder | B15 | 1203 | 6130 | 2708.53 | 49.67 | 49.68 | 0.01 | 0
2035 | NYISO_G-I_2_NYISO_J-K | NYISO_G-I | NYISO_J-K | Internal | Summer | B1 | 10 | 6130 | 3022.22 | 737.2 | 737.21 | 0.01 | 0
2035 | NYISO_G-I_2_NYISO_J-K | NYISO_G-I | NYISO_J-K | Internal | Summer | B2 | 25 | 6130 | 3188.75 | 737.2 | 737.21 | 0.01 | 0
2035 | NYISO_G-I_2_NYISO_J-K | NYISO_G-I | NYISO_J-K | Internal | Summer | B3 | 75 | 6130 | 4589.15 | 89.37 | 89.38 | 0.01 | 0
2035 | NYISO_G-I_2_NYISO_J-K | NYISO_G-I | NYISO_J-K | Internal | Summer | B4 | 100 | 6130 | 3647.86 | 73.78 | 73.79 | 0.01 | 0
2035 | NYISO_G-I_2_NYISO_J-K | NYISO_G-I | NYISO_J-K | Internal | Summer | B5 | 200 | 6130 | 3438.83 | 64.81 | 64.82 | 0.01 | 0
2035 | NYISO_G-I_2_NYISO_J-K | NYISO_G-I | NYISO_J-K | Internal | Summer | B6 | 300 | 6130 | 5166.5 | 61.36 | 61.37 | 0.01 | 0
2035 | NYISO_G-I_2_NYISO_J-K | NYISO_G-I | NYISO_J-K | Internal | Summer | B7 | 400 | 6130 | 5164.6 | 46.07 | 46.08 | 0.01 | 0
2035 | NYISO_G-I_2_NYISO_J-K | NYISO_G-I | NYISO_J-K | Internal | Summer | B8 | 500 | 6130 | 5466.45 | 46.07 | 46.08 | 0.01 | 0
2035 | NYISO_G-I_2_NYISO_J-K | NYISO_G-I | NYISO_J-K | Internal | Summer | B9 | 800 | 6130 | 4814.12 | 45.78 | 45.8 | 0.01 | 0
2035 | NYISO_G-I_2_NYISO_J-K | NYISO_G-I | NYISO_J-K | Internal | Summer | B10 | 1262 | 6130 | 3432 | 45.78 | 45.8 | 0.01 | 0
2035 | NYISO_G-I_2_NYISO_J-K | NYISO_G-I | NYISO_J-K | Internal | Winter | B16 | 25 | 6130 | 5211.81 | 85.05 | 85.06 | 0.01 | 0
2035 | NYISO_G-I_2_NYISO_J-K | NYISO_G-I | NYISO_J-K | Internal | Winter | B17 | 100 | 6130 | 5349.15 | 63.62 | 63.63 | 0.01 | 0
2035 | NYISO_G-I_2_NYISO_J-K | NYISO_G-I | NYISO_J-K | Internal | Winter | B18 | 400 | 6130 | 5447.28 | 63.62 | 63.63 | 0.01 | 0
2035 | NYISO_G-I_2_NYISO_J-K | NYISO_G-I | NYISO_J-K | Internal | Winter | B19 | 700 | 6130 | 5690.67 | 59.77 | 59.79 | 0.01 | 0
2035 | NYISO_G-I_2_NYISO_J-K | NYISO_G-I | NYISO_J-K | Internal | Winter | B20 | 935 | 6130 | 5556.82 | 57.41 | 57.42 | 0.01 | 0
2035 | NYISO_G-I_2_PJM_E | NYISO_G-I | PJM_E | Internal | Shoulder | B11 | 25 | 1500 | 1500 | 66.66 | 84.72 | 8 | 10.06
2035 | NYISO_G-I_2_PJM_E | NYISO_G-I | PJM_E | Internal | Shoulder | B12 | 200 | 1500 | 287.48 | 63.83 | 71.83 | 8 | 0
2035 | NYISO_G-I_2_PJM_E | NYISO_G-I | PJM_E | Internal | Shoulder | B13 | 600 | 1500 | 0 | 50 | 57 | 8 | 0
2035 | NYISO_G-I_2_PJM_E | NYISO_G-I | PJM_E | Internal | Shoulder | B14 | 900 | 1500 | 0 | 49.67 | 53.22 | 8 | 0
2035 | NYISO_G-I_2_PJM_E | NYISO_G-I | PJM_E | Internal | Shoulder | B15 | 1203 | 1500 | 0 | 49.67 | 50.91 | 8 | 0
2035 | NYISO_G-I_2_PJM_E | NYISO_G-I | PJM_E | Internal | Summer | B1 | 10 | 1500 | 958.9 | 737.2 | 745.2 | 8 | 0
2035 | NYISO_G-I_2_PJM_E | NYISO_G-I | PJM_E | Internal | Summer | B2 | 25 | 1500 | 336.52 | 737.2 | 745.2 | 8 | 0
2035 | NYISO_G-I_2_PJM_E | NYISO_G-I | PJM_E | Internal | Summer | B3 | 75 | 1500 | 0 | 89.37 | 83.38 | 8 | 0
2035 | NYISO_G-I_2_PJM_E | NYISO_G-I | PJM_E | Internal | Summer | B4 | 100 | 1500 | 1179.37 | 73.78 | 81.78 | 8 | 0
2035 | NYISO_G-I_2_PJM_E | NYISO_G-I | PJM_E | Internal | Summer | B5 | 200 | 1500 | 1500 | 64.81 | 79.91 | 8 | 7.1
2035 | NYISO_G-I_2_PJM_E | NYISO_G-I | PJM_E | Internal | Summer | B6 | 300 | 1500 | 0 | 61.36 | 60.53 | 8 | 0
2035 | NYISO_G-I_2_PJM_E | NYISO_G-I | PJM_E | Internal | Summer | B7 | 400 | 1500 | 0 | 46.07 | 51.25 | 8 | 0
2035 | NYISO_G-I_2_PJM_E | NYISO_G-I | PJM_E | Internal | Summer | B8 | 500 | 1500 | 0 | 46.07 | 49.85 | 8 | 0
2035 | NYISO_G-I_2_PJM_E | NYISO_G-I | PJM_E | Internal | Summer | B9 | 800 | 1500 | 0 | 45.78 | 47.54 | 8 | 0
2035 | NYISO_G-I_2_PJM_E | NYISO_G-I | PJM_E | Internal | Summer | B10 | 1262 | 1500 | 0 | 45.78 | 43.66 | 8 | 0
2035 | NYISO_G-I_2_PJM_E | NYISO_G-I | PJM_E | Internal | Winter | B16 | 25 | 1500 | 0 | 85.05 | 90.93 | 8 | 0
2035 | NYISO_G-I_2_PJM_E | NYISO_G-I | PJM_E | Internal | Winter | B17 | 100 | 1500 | 0 | 63.62 | 70.23 | 8 | 0
2035 | NYISO_G-I_2_PJM_E | NYISO_G-I | PJM_E | Internal | Winter | B18 | 400 | 1500 | 0 | 63.62 | 59.67 | 8 | 0
2035 | NYISO_G-I_2_PJM_E | NYISO_G-I | PJM_E | Internal | Winter | B19 | 700 | 1500 | 0 | 59.77 | 55.01 | 8 | 0
2035 | NYISO_G-I_2_PJM_E | NYISO_G-I | PJM_E | Internal | Winter | B20 | 935 | 1500 | 0 | 57.41 | 51.41 | 8 | 0
2035 | NYISO_J-K_2_PJM_E | NYISO_J-K | PJM_E | Internal | Shoulder | B11 | 25 | 0.01 | 0 | 66.67 | 84.72 | 8 | 10.04
2035 | NYISO_J-K_2_PJM_E | NYISO_J-K | PJM_E | Internal | Shoulder | B12 | 200 | 0.01 | 0 | 63.84 | 71.83 | 8 | 0
2035 | NYISO_J-K_2_PJM_E | NYISO_J-K | PJM_E | Internal | Shoulder | B13 | 600 | 0.01 | 0 | 50.01 | 57 | 8 | 0
2035 | NYISO_J-K_2_PJM_E | NYISO_J-K | PJM_E | Internal | Shoulder | B14 | 900 | 0.01 | 0 | 49.68 | 53.22 | 8 | 0
2035 | NYISO_J-K_2_PJM_E | NYISO_J-K | PJM_E | Internal | Shoulder | B15 | 1203 | 0.01 | 0 | 49.68 | 50.91 | 8 | 0
2035 | NYISO_J-K_2_PJM_E | NYISO_J-K | PJM_E | Internal | Summer | B1 | 10 | 0.01 | 0 | 737.21 | 745.2 | 8 | 0
2035 | NYISO_J-K_2_PJM_E | NYISO_J-K | PJM_E | Internal | Summer | B2 | 25 | 0.01 | 0 | 737.21 | 745.2 | 8 | 0
2035 | NYISO_J-K_2_PJM_E | NYISO_J-K | PJM_E | Internal | Summer | B3 | 75 | 0.01 | 0 | 89.38 | 83.38 | 8 | 0
2035 | NYISO_J-K_2_PJM_E | NYISO_J-K | PJM_E | Internal | Summer | B4 | 100 | 0.01 | 0 | 73.79 | 81.78 | 8 | 0
2035 | NYISO_J-K_2_PJM_E | NYISO_J-K | PJM_E | Internal | Summer | B5 | 200 | 0.01 | 0 | 64.82 | 79.91 | 8 | 7.09
2035 | NYISO_J-K_2_PJM_E | NYISO_J-K | PJM_E | Internal | Summer | B6 | 300 | 0.01 | 0 | 61.37 | 60.53 | 8 | 0
2035 | NYISO_J-K_2_PJM_E | NYISO_J-K | PJM_E | Internal | Summer | B7 | 400 | 0.01 | 0 | 46.08 | 51.25 | 8 | 0
2035 | NYISO_J-K_2_PJM_E | NYISO_J-K | PJM_E | Internal | Summer | B8 | 500 | 0.01 | 0 | 46.08 | 49.85 | 8 | 0
2035 | NYISO_J-K_2_PJM_E | NYISO_J-K | PJM_E | Internal | Summer | B9 | 800 | 0.01 | 0 | 45.8 | 47.54 | 8 | 0
2035 | NYISO_J-K_2_PJM_E | NYISO_J-K | PJM_E | Internal | Summer | B10 | 1262 | 0.01 | 0 | 45.8 | 43.66 | 8 | 0
2035 | NYISO_J-K_2_PJM_E | NYISO_J-K | PJM_E | Internal | Winter | B16 | 25 | 0.01 | 0 | 85.06 | 90.93 | 8 | 0
2035 | NYISO_J-K_2_PJM_E | NYISO_J-K | PJM_E | Internal | Winter | B17 | 100 | 0.01 | 0 | 63.63 | 70.23 | 8 | 0
2035 | NYISO_J-K_2_PJM_E | NYISO_J-K | PJM_E | Internal | Winter | B18 | 400 | 0.01 | 0 | 63.63 | 59.67 | 8 | 0
2035 | NYISO_J-K_2_PJM_E | NYISO_J-K | PJM_E | Internal | Winter | B19 | 700 | 0.01 | 0 | 59.79 | 55.01 | 8 | 0
2035 | NYISO_J-K_2_PJM_E | NYISO_J-K | PJM_E | Internal | Winter | B20 | 935 | 0.01 | 0 | 57.42 | 51.41 | 8 | 0
2035 | PJM_E_2_NYISO_G-I | PJM_E | NYISO_G-I | Internal | Shoulder | B11 | 25 | 500 | 0 | 84.72 | 66.66 | 6 | 0
2035 | PJM_E_2_NYISO_G-I | PJM_E | NYISO_G-I | Internal | Shoulder | B12 | 200 | 500 | 0 | 71.83 | 63.83 | 6 | 0
2035 | PJM_E_2_NYISO_G-I | PJM_E | NYISO_G-I | Internal | Shoulder | B13 | 600 | 500 | 0 | 57 | 50 | 6 | 0
2035 | PJM_E_2_NYISO_G-I | PJM_E | NYISO_G-I | Internal | Shoulder | B14 | 900 | 500 | 0 | 53.22 | 49.67 | 6 | 0
2035 | PJM_E_2_NYISO_G-I | PJM_E | NYISO_G-I | Internal | Shoulder | B15 | 1203 | 500 | 0 | 50.91 | 49.67 | 6 | 0
2035 | PJM_E_2_NYISO_G-I | PJM_E | NYISO_G-I | Internal | Summer | B1 | 10 | 500 | 0 | 745.2 | 737.2 | 6 | 0
2035 | PJM_E_2_NYISO_G-I | PJM_E | NYISO_G-I | Internal | Summer | B2 | 25 | 500 | 0 | 745.2 | 737.2 | 6 | 0
2035 | PJM_E_2_NYISO_G-I | PJM_E | NYISO_G-I | Internal | Summer | B3 | 75 | 500 | 0 | 83.38 | 89.37 | 6 | 0
2035 | PJM_E_2_NYISO_G-I | PJM_E | NYISO_G-I | Internal | Summer | B4 | 100 | 500 | 0 | 81.78 | 73.78 | 6 | 0
2035 | PJM_E_2_NYISO_G-I | PJM_E | NYISO_G-I | Internal | Summer | B5 | 200 | 500 | 0 | 79.91 | 64.81 | 6 | 0
2035 | PJM_E_2_NYISO_G-I | PJM_E | NYISO_G-I | Internal | Summer | B6 | 300 | 500 | 0 | 60.53 | 61.36 | 6 | 0
2035 | PJM_E_2_NYISO_G-I | PJM_E | NYISO_G-I | Internal | Summer | B7 | 400 | 500 | 0 | 51.25 | 46.07 | 6 | 0
2035 | PJM_E_2_NYISO_G-I | PJM_E | NYISO_G-I | Internal | Summer | B8 | 500 | 500 | 0 | 49.85 | 46.07 | 6 | 0
2035 | PJM_E_2_NYISO_G-I | PJM_E | NYISO_G-I | Internal | Summer | B9 | 800 | 500 | 0 | 47.54 | 45.78 | 6 | 0
2035 | PJM_E_2_NYISO_G-I | PJM_E | NYISO_G-I | Internal | Summer | B10 | 1262 | 500 | 0 | 43.66 | 45.78 | 6 | 0
2035 | PJM_E_2_NYISO_G-I | PJM_E | NYISO_G-I | Internal | Winter | B16 | 25 | 500 | 0 | 90.93 | 85.05 | 6 | 0
2035 | PJM_E_2_NYISO_G-I | PJM_E | NYISO_G-I | Internal | Winter | B17 | 100 | 500 | 0 | 70.23 | 63.62 | 6 | 0
2035 | PJM_E_2_NYISO_G-I | PJM_E | NYISO_G-I | Internal | Winter | B18 | 400 | 500 | 0 | 59.67 | 63.62 | 6 | 0
2035 | PJM_E_2_NYISO_G-I | PJM_E | NYISO_G-I | Internal | Winter | B19 | 700 | 500 | 0 | 55.01 | 59.77 | 6 | 0
2035 | PJM_E_2_NYISO_G-I | PJM_E | NYISO_G-I | Internal | Winter | B20 | 935 | 500 | 211.3 | 51.41 | 57.41 | 6 | 0
2035 | PJM_E_2_NYISO_J-K | PJM_E | NYISO_J-K | Internal | Shoulder | B11 | 25 | 330 | 0 | 84.72 | 66.67 | 6 | 0
2035 | PJM_E_2_NYISO_J-K | PJM_E | NYISO_J-K | Internal | Shoulder | B12 | 200 | 330 | 0 | 71.83 | 63.84 | 6 | 0
2035 | PJM_E_2_NYISO_J-K | PJM_E | NYISO_J-K | Internal | Shoulder | B13 | 600 | 330 | 0 | 57 | 50.01 | 6 | 0
2035 | PJM_E_2_NYISO_J-K | PJM_E | NYISO_J-K | Internal | Shoulder | B14 | 900 | 330 | 0 | 53.22 | 49.68 | 6 | 0
2035 | PJM_E_2_NYISO_J-K | PJM_E | NYISO_J-K | Internal | Shoulder | B15 | 1203 | 330 | 0 | 50.91 | 49.68 | 6 | 0
2035 | PJM_E_2_NYISO_J-K | PJM_E | NYISO_J-K | Internal | Summer | B1 | 10 | 330 | 0 | 745.2 | 737.21 | 6 | 0
2035 | PJM_E_2_NYISO_J-K | PJM_E | NYISO_J-K | Internal | Summer | B2 | 25 | 330 | 0 | 745.2 | 737.21 | 6 | 0
2035 | PJM_E_2_NYISO_J-K | PJM_E | NYISO_J-K | Internal | Summer | B3 | 75 | 330 | 88.4 | 83.38 | 89.38 | 6 | 0
2035 | PJM_E_2_NYISO_J-K | PJM_E | NYISO_J-K | Internal | Summer | B4 | 100 | 330 | 0 | 81.78 | 73.79 | 6 | 0
2035 | PJM_E_2_NYISO_J-K | PJM_E | NYISO_J-K | Internal | Summer | B5 | 200 | 330 | 0 | 79.91 | 64.82 | 6 | 0
2035 | PJM_E_2_NYISO_J-K | PJM_E | NYISO_J-K | Internal | Summer | B6 | 300 | 330 | 0 | 60.53 | 61.37 | 6 | 0
2035 | PJM_E_2_NYISO_J-K | PJM_E | NYISO_J-K | Internal | Summer | B7 | 400 | 330 | 0 | 51.25 | 46.08 | 6 | 0
2035 | PJM_E_2_NYISO_J-K | PJM_E | NYISO_J-K | Internal | Summer | B8 | 500 | 330 | 0 | 49.85 | 46.08 | 6 | 0
2035 | PJM_E_2_NYISO_J-K | PJM_E | NYISO_J-K | Internal | Summer | B9 | 800 | 330 | 0 | 47.54 | 45.8 | 6 | 0
2035 | PJM_E_2_NYISO_J-K | PJM_E | NYISO_J-K | Internal | Summer | B10 | 1262 | 330 | 0 | 43.66 | 45.8 | 6 | 0
2035 | PJM_E_2_NYISO_J-K | PJM_E | NYISO_J-K | Internal | Winter | B16 | 25 | 330 | 0 | 90.93 | 85.06 | 6 | 0
2035 | PJM_E_2_NYISO_J-K | PJM_E | NYISO_J-K | Internal | Winter | B17 | 100 | 330 | 0 | 70.23 | 63.63 | 6 | 0
2035 | PJM_E_2_NYISO_J-K | PJM_E | NYISO_J-K | Internal | Winter | B18 | 400 | 330 | 0 | 59.67 | 63.63 | 6 | 0
2035 | PJM_E_2_NYISO_J-K | PJM_E | NYISO_J-K | Internal | Winter | B19 | 700 | 330 | 0 | 55.01 | 59.79 | 6 | 0
2035 | PJM_E_2_NYISO_J-K | PJM_E | NYISO_J-K | Internal | Winter | B20 | 935 | 330 | 330 | 51.41 | 57.42 | 6 | 0.01
2035 | PJM_E_2_PJM_ROM | PJM_E | PJM_ROM | Internal | Shoulder | B11 | 25 | 8000 | 6486.17 | 84.72 | 84.73 | 0.01 | 0
2035 | PJM_E_2_PJM_ROM | PJM_E | PJM_ROM | Internal | Shoulder | B12 | 200 | 8000 | 3541.21 | 71.83 | 71.84 | 0.01 | 0
2035 | PJM_E_2_PJM_ROM | PJM_E | PJM_ROM | Internal | Shoulder | B13 | 600 | 8000 | 3581.77 | 57 | 57.01 | 0.01 | 0
2035 | PJM_E_2_PJM_ROM | PJM_E | PJM_ROM | Internal | Shoulder | B14 | 900 | 8000 | 2927.43 | 53.22 | 53.24 | 0.01 | 0
2035 | PJM_E_2_PJM_ROM | PJM_E | PJM_ROM | Internal | Shoulder | B15 | 1203 | 8000 | 2764.96 | 50.91 | 50.92 | 0.01 | 0
2035 | PJM_E_2_PJM_ROM | PJM_E | PJM_ROM | Internal | Summer | B1 | 10 | 8000 | 0 | 745.2 | 745.19 | 0.01 | 0
2035 | PJM_E_2_PJM_ROM | PJM_E | PJM_ROM | Internal | Summer | B2 | 25 | 8000 | 0 | 745.2 | 745.19 | 0.01 | 0
2035 | PJM_E_2_PJM_ROM | PJM_E | PJM_ROM | Internal | Summer | B3 | 75 | 8000 | 0 | 83.38 | 83.37 | 0.01 | 0
2035 | PJM_E_2_PJM_ROM | PJM_E | PJM_ROM | Internal | Summer | B4 | 100 | 8000 | 2121.88 | 81.78 | 81.79 | 0.01 | 0
2035 | PJM_E_2_PJM_ROM | PJM_E | PJM_ROM | Internal | Summer | B5 | 200 | 8000 | 3285.3 | 79.91 | 79.92 | 0.01 | 0
2035 | PJM_E_2_PJM_ROM | PJM_E | PJM_ROM | Internal | Summer | B6 | 300 | 8000 | 838.71 | 60.53 | 60.54 | 0.01 | 0
2035 | PJM_E_2_PJM_ROM | PJM_E | PJM_ROM | Internal | Summer | B7 | 400 | 8000 | 2108.7 | 51.25 | 51.26 | 0.01 | 0
2035 | PJM_E_2_PJM_ROM | PJM_E | PJM_ROM | Internal | Summer | B8 | 500 | 8000 | 520.33 | 49.85 | 49.86 | 0.01 | 0
2035 | PJM_E_2_PJM_ROM | PJM_E | PJM_ROM | Internal | Summer | B9 | 800 | 8000 | 1155.32 | 47.54 | 47.55 | 0.01 | 0
2035 | PJM_E_2_PJM_ROM | PJM_E | PJM_ROM | Internal | Summer | B10 | 1262 | 8000 | 0 | 43.66 | 43.65 | 0.01 | 0
2035 | PJM_E_2_PJM_ROM | PJM_E | PJM_ROM | Internal | Winter | B16 | 25 | 8000 | 1581.17 | 90.93 | 90.94 | 0.01 | 0
2035 | PJM_E_2_PJM_ROM | PJM_E | PJM_ROM | Internal | Winter | B17 | 100 | 8000 | 191.76 | 70.23 | 70.24 | 0.01 | 0
2035 | PJM_E_2_PJM_ROM | PJM_E | PJM_ROM | Internal | Winter | B18 | 400 | 8000 | 0 | 59.67 | 59.66 | 0.01 | 0
2035 | PJM_E_2_PJM_ROM | PJM_E | PJM_ROM | Internal | Winter | B19 | 700 | 8000 | 0 | 55.01 | 55 | 0.01 | 0
2035 | PJM_E_2_PJM_ROM | PJM_E | PJM_ROM | Internal | Winter | B20 | 935 | 8000 | 0 | 51.41 | 51.4 | 0.01 | 0
2035 | PJM_ROR_2_MISO_IN | PJM_ROR | MISO_IN | Internal | Shoulder | B11 | 25 | 909 | 0 | 84.74 | 86.35 | 2 | 0
2035 | PJM_ROR_2_MISO_IN | PJM_ROR | MISO_IN | Internal | Shoulder | B12 | 200 | 909 | 0 | 71.85 | 69.85 | 2 | 0
2035 | PJM_ROR_2_MISO_IN | PJM_ROR | MISO_IN | Internal | Shoulder | B13 | 600 | 909 | 0 | 57.02 | 55.04 | 2 | 0
2035 | PJM_ROR_2_MISO_IN | PJM_ROR | MISO_IN | Internal | Shoulder | B14 | 900 | 909 | 0 | 53.25 | 52.46 | 2 | 0
2035 | PJM_ROR_2_MISO_IN | PJM_ROR | MISO_IN | Internal | Shoulder | B15 | 1203 | 909 | 0 | 50.93 | 50.6 | 2 | 0
2035 | PJM_ROR_2_MISO_IN | PJM_ROR | MISO_IN | Internal | Summer | B1 | 10 | 909 | 0 | 745.18 | 743.18 | 2 | 0
2035 | PJM_ROR_2_MISO_IN | PJM_ROR | MISO_IN | Internal | Summer | B2 | 25 | 909 | 0 | 745.18 | 743.18 | 2 | 0
2035 | PJM_ROR_2_MISO_IN | PJM_ROR | MISO_IN | Internal | Summer | B3 | 75 | 909 | 909 | 83.38 | 85.39 | 2 | 0.01
2035 | PJM_ROR_2_MISO_IN | PJM_ROR | MISO_IN | Internal | Summer | B4 | 100 | 909 | 574.69 | 81.8 | 83.8 | 2 | 0
2035 | PJM_ROR_2_MISO_IN | PJM_ROR | MISO_IN | Internal | Summer | B5 | 200 | 909 | 0 | 79.93 | 81.92 | 2 | 0
2035 | PJM_ROR_2_MISO_IN | PJM_ROR | MISO_IN | Internal | Summer | B6 | 300 | 909 | 0 | 60.55 | 58.55 | 2 | 0
2035 | PJM_ROR_2_MISO_IN | PJM_ROR | MISO_IN | Internal | Summer | B7 | 400 | 909 | 0 | 51.27 | 50.31 | 2 | 0
2035 | PJM_ROR_2_MISO_IN | PJM_ROR | MISO_IN | Internal | Summer | B8 | 500 | 909 | 0 | 49.87 | 48.8 | 2 | 0
2035 | PJM_ROR_2_MISO_IN | PJM_ROR | MISO_IN | Internal | Summer | B9 | 800 | 909 | 0 | 47.57 | 45.58 | 2 | 0
2035 | PJM_ROR_2_MISO_IN | PJM_ROR | MISO_IN | Internal | Summer | B10 | 1262 | 909 | 0 | 43.64 | 41.66 | 2 | 0
2035 | PJM_ROR_2_MISO_IN | PJM_ROR | MISO_IN | Internal | Winter | B16 | 25 | 909 | 0 | 90.95 | 91.46 | 2 | 0
2035 | PJM_ROR_2_MISO_IN | PJM_ROR | MISO_IN | Internal | Winter | B17 | 100 | 909 | 0 | 70.26 | 68.25 | 2 | 0
2035 | PJM_ROR_2_MISO_IN | PJM_ROR | MISO_IN | Internal | Winter | B18 | 400 | 909 | 0 | 59.64 | 57.66 | 2 | 0
2035 | PJM_ROR_2_MISO_IN | PJM_ROR | MISO_IN | Internal | Winter | B19 | 700 | 909 | 0 | 54.99 | 53.77 | 2 | 0
2035 | PJM_ROR_2_MISO_IN | PJM_ROR | MISO_IN | Internal | Winter | B20 | 935 | 909 | 0 | 51.39 | 49.4 | 2 | 0
2035 | PJM_ROR_2_MISO_MI | PJM_ROR | MISO_MI | Internal | Shoulder | B11 | 25 | 1305 | 0 | 84.74 | 86.33 | 2 | 0
2035 | PJM_ROR_2_MISO_MI | PJM_ROR | MISO_MI | Internal | Shoulder | B12 | 200 | 1305 | 0 | 71.85 | 69.86 | 2 | 0
2035 | PJM_ROR_2_MISO_MI | PJM_ROR | MISO_MI | Internal | Shoulder | B13 | 600 | 1305 | 0 | 57.02 | 55.05 | 2 | 0
2035 | PJM_ROR_2_MISO_MI | PJM_ROR | MISO_MI | Internal | Shoulder | B14 | 900 | 1305 | 0 | 53.25 | 52.47 | 2 | 0
2035 | PJM_ROR_2_MISO_MI | PJM_ROR | MISO_MI | Internal | Shoulder | B15 | 1203 | 1305 | 0 | 50.93 | 50.62 | 2 | 0
2035 | PJM_ROR_2_MISO_MI | PJM_ROR | MISO_MI | Internal | Summer | B1 | 10 | 1305 | 0 | 745.18 | 743.18 | 2 | 0
2035 | PJM_ROR_2_MISO_MI | PJM_ROR | MISO_MI | Internal | Summer | B2 | 25 | 1305 | 0 | 745.18 | 743.18 | 2 | 0
2035 | PJM_ROR_2_MISO_MI | PJM_ROR | MISO_MI | Internal | Summer | B3 | 75 | 1305 | 258.42 | 83.38 | 85.38 | 2 | 0
2035 | PJM_ROR_2_MISO_MI | PJM_ROR | MISO_MI | Internal | Summer | B4 | 100 | 1305 | 0 | 81.8 | 83.79 | 2 | 0
2035 | PJM_ROR_2_MISO_MI | PJM_ROR | MISO_MI | Internal | Summer | B5 | 200 | 1305 | 0 | 79.93 | 81.91 | 2 | 0
2035 | PJM_ROR_2_MISO_MI | PJM_ROR | MISO_MI | Internal | Summer | B6 | 300 | 1305 | 0 | 60.55 | 58.57 | 2 | 0
2035 | PJM_ROR_2_MISO_MI | PJM_ROR | MISO_MI | Internal | Summer | B7 | 400 | 1305 | 0 | 51.27 | 50.33 | 2 | 0
2035 | PJM_ROR_2_MISO_MI | PJM_ROR | MISO_MI | Internal | Summer | B8 | 500 | 1305 | 0 | 49.87 | 48.81 | 2 | 0
2035 | PJM_ROR_2_MISO_MI | PJM_ROR | MISO_MI | Internal | Summer | B9 | 800 | 1305 | 0 | 47.57 | 45.59 | 2 | 0
2035 | PJM_ROR_2_MISO_MI | PJM_ROR | MISO_MI | Internal | Summer | B10 | 1262 | 1305 | 0 | 43.64 | 41.67 | 2 | 0
2035 | PJM_ROR_2_MISO_MI | PJM_ROR | MISO_MI | Internal | Winter | B16 | 25 | 1305 | 0 | 90.95 | 91.48 | 2 | 0
2035 | PJM_ROR_2_MISO_MI | PJM_ROR | MISO_MI | Internal | Winter | B17 | 100 | 1305 | 0 | 70.26 | 68.26 | 2 | 0
2035 | PJM_ROR_2_MISO_MI | PJM_ROR | MISO_MI | Internal | Winter | B18 | 400 | 1305 | 0 | 59.64 | 57.67 | 2 | 0
2035 | PJM_ROR_2_MISO_MI | PJM_ROR | MISO_MI | Internal | Winter | B19 | 700 | 1305 | 0 | 54.99 | 53.78 | 2 | 0
2035 | PJM_ROR_2_MISO_MI | PJM_ROR | MISO_MI | Internal | Winter | B20 | 935 | 1305 | 0 | 51.39 | 49.41 | 2 | 0
2035 | PJM_ROR_2_MISO_MO-IL | PJM_ROR | MISO_MO-IL | Internal | Shoulder | B11 | 25 | 1111 | 0 | 84.74 | 86.33 | 2 | 0
2035 | PJM_ROR_2_MISO_MO-IL | PJM_ROR | MISO_MO-IL | Internal | Shoulder | B12 | 200 | 1111 | 0 | 71.85 | 66.52 | 2 | 0
2035 | PJM_ROR_2_MISO_MO-IL | PJM_ROR | MISO_MO-IL | Internal | Shoulder | B13 | 600 | 1111 | 0 | 57.02 | 55.02 | 2 | 0
2035 | PJM_ROR_2_MISO_MO-IL | PJM_ROR | MISO_MO-IL | Internal | Shoulder | B14 | 900 | 1111 | 0 | 53.25 | 52.45 | 2 | 0
2035 | PJM_ROR_2_MISO_MO-IL | PJM_ROR | MISO_MO-IL | Internal | Shoulder | B15 | 1203 | 1111 | 0 | 50.93 | 50.59 | 2 | 0
2035 | PJM_ROR_2_MISO_MO-IL | PJM_ROR | MISO_MO-IL | Internal | Summer | B1 | 10 | 1111 | 0 | 745.18 | 743.18 | 2 | 0
2035 | PJM_ROR_2_MISO_MO-IL | PJM_ROR | MISO_MO-IL | Internal | Summer | B2 | 25 | 1111 | 0 | 745.18 | 743.18 | 2 | 0
2035 | PJM_ROR_2_MISO_MO-IL | PJM_ROR | MISO_MO-IL | Internal | Summer | B3 | 75 | 1111 | 1111 | 83.38 | 85.41 | 2 | 0.02
2035 | PJM_ROR_2_MISO_MO-IL | PJM_ROR | MISO_MO-IL | Internal | Summer | B4 | 100 | 1111 | 59.37 | 81.8 | 83.8 | 2 | 0
2035 | PJM_ROR_2_MISO_MO-IL | PJM_ROR | MISO_MO-IL | Internal | Summer | B5 | 200 | 1111 | 223.35 | 79.93 | 81.93 | 2 | 0
2035 | PJM_ROR_2_MISO_MO-IL | PJM_ROR | MISO_MO-IL | Internal | Summer | B6 | 300 | 1111 | 0 | 60.55 | 58.55 | 2 | 0
2035 | PJM_ROR_2_MISO_MO-IL | PJM_ROR | MISO_MO-IL | Internal | Summer | B7 | 400 | 1111 | 0 | 51.27 | 50.3 | 2 | 0
2035 | PJM_ROR_2_MISO_MO-IL | PJM_ROR | MISO_MO-IL | Internal | Summer | B8 | 500 | 1111 | 0 | 49.87 | 48.79 | 2 | 0
2035 | PJM_ROR_2_MISO_MO-IL | PJM_ROR | MISO_MO-IL | Internal | Summer | B9 | 800 | 1111 | 0 | 47.57 | 45.57 | 2 | 0
2035 | PJM_ROR_2_MISO_MO-IL | PJM_ROR | MISO_MO-IL | Internal | Summer | B10 | 1262 | 1111 | 0 | 43.64 | 41.65 | 2 | 0
2035 | PJM_ROR_2_MISO_MO-IL | PJM_ROR | MISO_MO-IL | Internal | Winter | B16 | 25 | 1111 | 0 | 90.95 | 88.95 | 2 | 0
2035 | PJM_ROR_2_MISO_MO-IL | PJM_ROR | MISO_MO-IL | Internal | Winter | B17 | 100 | 1111 | 0 | 70.26 | 63.79 | 2 | 0
2035 | PJM_ROR_2_MISO_MO-IL | PJM_ROR | MISO_MO-IL | Internal | Winter | B18 | 400 | 1111 | 0 | 59.64 | 57.64 | 2 | 0
2035 | PJM_ROR_2_MISO_MO-IL | PJM_ROR | MISO_MO-IL | Internal | Winter | B19 | 700 | 1111 | 0 | 54.99 | 53.78 | 2 | 0
2035 | PJM_ROR_2_MISO_MO-IL | PJM_ROR | MISO_MO-IL | Internal | Winter | B20 | 935 | 1111 | 0 | 51.39 | 49.39 | 2 | 0
2035 | PJM_ROR_2_MISO_W | PJM_ROR | MISO_W | Internal | Shoulder | B11 | 25 | 709 | 0 | 84.74 | 86.32 | 2 | 0
2035 | PJM_ROR_2_MISO_W | PJM_ROR | MISO_W | Internal | Shoulder | B12 | 200 | 709 | 0 | 71.85 | 66.5 | 2 | 0
2035 | PJM_ROR_2_MISO_W | PJM_ROR | MISO_W | Internal | Shoulder | B13 | 600 | 709 | 0 | 57.02 | 55.01 | 2 | 0
2035 | PJM_ROR_2_MISO_W | PJM_ROR | MISO_W | Internal | Shoulder | B14 | 900 | 709 | 0 | 53.25 | 52.45 | 2 | 0
2035 | PJM_ROR_2_MISO_W | PJM_ROR | MISO_W | Internal | Shoulder | B15 | 1203 | 709 | 0 | 50.93 | 50.58 | 2 | 0
2035 | PJM_ROR_2_MISO_W | PJM_ROR | MISO_W | Internal | Summer | B1 | 10 | 709 | 0 | 745.18 | 743.16 | 2 | 0
2035 | PJM_ROR_2_MISO_W | PJM_ROR | MISO_W | Internal | Summer | B2 | 25 | 709 | 0 | 745.18 | 743.16 | 2 | 0
2035 | PJM_ROR_2_MISO_W | PJM_ROR | MISO_W | Internal | Summer | B3 | 75 | 709 | 709 | 83.38 | 85.39 | 2 | 0.01
2035 | PJM_ROR_2_MISO_W | PJM_ROR | MISO_W | Internal | Summer | B4 | 100 | 709 | 0 | 81.8 | 83.79 | 2 | 0
2035 | PJM_ROR_2_MISO_W | PJM_ROR | MISO_W | Internal | Summer | B5 | 200 | 709 | 0 | 79.93 | 81.92 | 2 | 0
2035 | PJM_ROR_2_MISO_W | PJM_ROR | MISO_W | Internal | Summer | B6 | 300 | 709 | 0 | 60.55 | 58.54 | 2 | 0
2035 | PJM_ROR_2_MISO_W | PJM_ROR | MISO_W | Internal | Summer | B7 | 400 | 709 | 0 | 51.27 | 50.29 | 2 | 0
2035 | PJM_ROR_2_MISO_W | PJM_ROR | MISO_W | Internal | Summer | B8 | 500 | 709 | 0 | 49.87 | 48.77 | 2 | 0
2035 | PJM_ROR_2_MISO_W | PJM_ROR | MISO_W | Internal | Summer | B9 | 800 | 709 | 0 | 47.57 | 45.57 | 2 | 0
2035 | PJM_ROR_2_MISO_W | PJM_ROR | MISO_W | Internal | Summer | B10 | 1262 | 709 | 0 | 43.64 | 41.64 | 2 | 0
2035 | PJM_ROR_2_MISO_W | PJM_ROR | MISO_W | Internal | Winter | B16 | 25 | 709 | 0 | 90.95 | 88.94 | 2 | 0
2035 | PJM_ROR_2_MISO_W | PJM_ROR | MISO_W | Internal | Winter | B17 | 100 | 709 | 0 | 70.26 | 63.78 | 2 | 0
2035 | PJM_ROR_2_MISO_W | PJM_ROR | MISO_W | Internal | Winter | B18 | 400 | 709 | 0 | 59.64 | 57.63 | 2 | 0
2035 | PJM_ROR_2_MISO_W | PJM_ROR | MISO_W | Internal | Winter | B19 | 700 | 709 | 0 | 54.99 | 53.79 | 2 | 0
2035 | PJM_ROR_2_MISO_W | PJM_ROR | MISO_W | Internal | Winter | B20 | 935 | 709 | 0 | 51.39 | 49.38 | 2 | 0
2035 | PJM_ROR_2_MISO_WUMS | PJM_ROR | MISO_WUMS | Internal | Shoulder | B11 | 25 | 1467 | 0 | 84.74 | 86.33 | 2 | 0
2035 | PJM_ROR_2_MISO_WUMS | PJM_ROR | MISO_WUMS | Internal | Shoulder | B12 | 200 | 1467 | 0 | 71.85 | 69.85 | 2 | 0
2035 | PJM_ROR_2_MISO_WUMS | PJM_ROR | MISO_WUMS | Internal | Shoulder | B13 | 600 | 1467 | 0 | 57.02 | 55.02 | 2 | 0
2035 | PJM_ROR_2_MISO_WUMS | PJM_ROR | MISO_WUMS | Internal | Shoulder | B14 | 900 | 1467 | 0 | 53.25 | 52.46 | 2 | 0
2035 | PJM_ROR_2_MISO_WUMS | PJM_ROR | MISO_WUMS | Internal | Shoulder | B15 | 1203 | 1467 | 0 | 50.93 | 50.57 | 2 | 0
2035 | PJM_ROR_2_MISO_WUMS | PJM_ROR | MISO_WUMS | Internal | Summer | B1 | 10 | 1467 | 0 | 745.18 | 743.18 | 2 | 0
2035 | PJM_ROR_2_MISO_WUMS | PJM_ROR | MISO_WUMS | Internal | Summer | B2 | 25 | 1467 | 0 | 745.18 | 743.18 | 2 | 0
2035 | PJM_ROR_2_MISO_WUMS | PJM_ROR | MISO_WUMS | Internal | Summer | B3 | 75 | 1467 | 266.3 | 83.38 | 85.38 | 2 | 0
2035 | PJM_ROR_2_MISO_WUMS | PJM_ROR | MISO_WUMS | Internal | Summer | B4 | 100 | 1467 | 979.3 | 81.8 | 83.8 | 2 | 0
2035 | PJM_ROR_2_MISO_WUMS | PJM_ROR | MISO_WUMS | Internal | Summer | B5 | 200 | 1467 | 318.19 | 79.93 | 81.93 | 2 | 0
2035 | PJM_ROR_2_MISO_WUMS | PJM_ROR | MISO_WUMS | Internal | Summer | B6 | 300 | 1467 | 0 | 60.55 | 58.55 | 2 | 0
2035 | PJM_ROR_2_MISO_WUMS | PJM_ROR | MISO_WUMS | Internal | Summer | B7 | 400 | 1467 | 0 | 51.27 | 50.3 | 2 | 0
2035 | PJM_ROR_2_MISO_WUMS | PJM_ROR | MISO_WUMS | Internal | Summer | B8 | 500 | 1467 | 0 | 49.87 | 48.82 | 2 | 0
2035 | PJM_ROR_2_MISO_WUMS | PJM_ROR | MISO_WUMS | Internal | Summer | B9 | 800 | 1467 | 0 | 47.57 | 48.82 | 2 | 0
2035 | PJM_ROR_2_MISO_WUMS | PJM_ROR | MISO_WUMS | Internal | Summer | B10 | 1262 | 1467 | 0 | 43.64 | 41.65 | 2 | 0
2035 | PJM_ROR_2_MISO_WUMS | PJM_ROR | MISO_WUMS | Internal | Winter | B16 | 25 | 1467 | 0 | 90.95 | 88.95 | 2 | 0
2035 | PJM_ROR_2_MISO_WUMS | PJM_ROR | MISO_WUMS | Internal | Winter | B17 | 100 | 1467 | 0 | 70.26 | 68.26 | 2 | 0
2035 | PJM_ROR_2_MISO_WUMS | PJM_ROR | MISO_WUMS | Internal | Winter | B18 | 400 | 1467 | 0 | 59.64 | 57.64 | 2 | 0
2035 | PJM_ROR_2_MISO_WUMS | PJM_ROR | MISO_WUMS | Internal | Winter | B19 | 700 | 1467 | 0 | 54.99 | 53.89 | 2 | 0
2035 | PJM_ROR_2_MISO_WUMS | PJM_ROR | MISO_WUMS | Internal | Winter | B20 | 935 | 1467 | 0 | 51.39 | 49.39 | 2 | 0
2035 | PJM_ROR_2_PJM_ROM | PJM_ROR | PJM_ROM | Internal | Shoulder | B11 | 25 | 8000 | 0 | 84.74 | 84.73 | 0.01 | 0
2035 | PJM_ROR_2_PJM_ROM | PJM_ROR | PJM_ROM | Internal | Shoulder | B12 | 200 | 8000 | 0 | 71.85 | 71.84 | 0.01 | 0
2035 | PJM_ROR_2_PJM_ROM | PJM_ROR | PJM_ROM | Internal | Shoulder | B13 | 600 | 8000 | 0 | 57.02 | 57.01 | 0.01 | 0
2035 | PJM_ROR_2_PJM_ROM | PJM_ROR | PJM_ROM | Internal | Shoulder | B14 | 900 | 8000 | 0 | 53.25 | 53.24 | 0.01 | 0
2035 | PJM_ROR_2_PJM_ROM | PJM_ROR | PJM_ROM | Internal | Shoulder | B15 | 1203 | 8000 | 0 | 50.93 | 50.92 | 0.01 | 0
2035 | PJM_ROR_2_PJM_ROM | PJM_ROR | PJM_ROM | Internal | Summer | B1 | 10 | 8000 | 1280.31 | 745.18 | 745.19 | 0.01 | 0
2035 | PJM_ROR_2_PJM_ROM | PJM_ROR | PJM_ROM | Internal | Summer | B2 | 25 | 8000 | 3040.31 | 745.18 | 745.19 | 0.01 | 0
2035 | PJM_ROR_2_PJM_ROM | PJM_ROR | PJM_ROM | Internal | Summer | B3 | 75 | 8000 | 0 | 83.38 | 83.37 | 0.01 | 0
2035 | PJM_ROR_2_PJM_ROM | PJM_ROR | PJM_ROM | Internal | Summer | B4 | 100 | 8000 | 0 | 81.8 | 81.79 | 0.01 | 0
2035 | PJM_ROR_2_PJM_ROM | PJM_ROR | PJM_ROM | Internal | Summer | B5 | 200 | 8000 | 0 | 79.93 | 79.92 | 0.01 | 0
2035 | PJM_ROR_2_PJM_ROM | PJM_ROR | PJM_ROM | Internal | Summer | B6 | 300 | 8000 | 0 | 60.55 | 60.54 | 0.01 | 0
2035 | PJM_ROR_2_PJM_ROM | PJM_ROR | PJM_ROM | Internal | Summer | B7 | 400 | 8000 | 0 | 51.27 | 51.26 | 0.01 | 0
2035 | PJM_ROR_2_PJM_ROM | PJM_ROR | PJM_ROM | Internal | Summer | B8 | 500 | 8000 | 0 | 49.87 | 49.86 | 0.01 | 0
2035 | PJM_ROR_2_PJM_ROM | PJM_ROR | PJM_ROM | Internal | Summer | B9 | 800 | 8000 | 0 | 47.57 | 47.55 | 0.01 | 0
2035 | PJM_ROR_2_PJM_ROM | PJM_ROR | PJM_ROM | Internal | Summer | B10 | 1262 | 8000 | 586.78 | 43.64 | 43.65 | 0.01 | 0
2035 | PJM_ROR_2_PJM_ROM | PJM_ROR | PJM_ROM | Internal | Winter | B16 | 25 | 8000 | 0 | 90.95 | 90.94 | 0.01 | 0
2035 | PJM_ROR_2_PJM_ROM | PJM_ROR | PJM_ROM | Internal | Winter | B17 | 100 | 8000 | 0 | 70.26 | 70.24 | 0.01 | 0
2035 | PJM_ROR_2_PJM_ROM | PJM_ROR | PJM_ROM | Internal | Winter | B18 | 400 | 8000 | 1775.67 | 59.64 | 59.66 | 0.01 | 0
2035 | PJM_ROR_2_PJM_ROM | PJM_ROR | PJM_ROM | Internal | Winter | B19 | 700 | 8000 | 2321.13 | 54.99 | 55 | 0.01 | 0
2035 | PJM_ROR_2_PJM_ROM | PJM_ROR | PJM_ROM | Internal | Winter | B20 | 935 | 8000 | 4564.85 | 51.39 | 51.4 | 0.01 | 0
2035 | PJM_ROR_2_TVA_Transmission | PJM_ROR | TVA_Transmission | Internal | Shoulder | B11 | 25 | 2500 | 0 | 84.74 | 90.42 | 6 | 0
2035 | PJM_ROR_2_TVA_Transmission | PJM_ROR | TVA_Transmission | Internal | Shoulder | B12 | 200 | 2500 | 0 | 71.85 | 66.52 | 6 | 0
2035 | PJM_ROR_2_TVA_Transmission | PJM_ROR | TVA_Transmission | Internal | Shoulder | B13 | 600 | 2500 | 0 | 57.02 | 59.58 | 6 | 0
2035 | PJM_ROR_2_TVA_Transmission | PJM_ROR | TVA_Transmission | Internal | Shoulder | B14 | 900 | 2500 | 0 | 53.25 | 58.33 | 6 | 0
2035 | PJM_ROR_2_TVA_Transmission | PJM_ROR | TVA_Transmission | Internal | Shoulder | B15 | 1203 | 2500 | 1640.45 | 50.93 | 56.93 | 6 | 0
2035 | PJM_ROR_2_TVA_Transmission | PJM_ROR | TVA_Transmission | Internal | Summer | B1 | 10 | 2500 | 1097.02 | 745.18 | 751.18 | 6 | 0
2035 | PJM_ROR_2_TVA_Transmission | PJM_ROR | TVA_Transmission | Internal | Summer | B2 | 25 | 2500 | 371.79 | 745.18 | 751.18 | 6 | 0
2035 | PJM_ROR_2_TVA_Transmission | PJM_ROR | TVA_Transmission | Internal | Summer | B3 | 75 | 2500 | 2500 | 83.38 | 101.39 | 6 | 12.01
2035 | PJM_ROR_2_TVA_Transmission | PJM_ROR | TVA_Transmission | Internal | Summer | B4 | 100 | 2500 | 2500 | 81.8 | 91.8 | 6 | 4
2035 | PJM_ROR_2_TVA_Transmission | PJM_ROR | TVA_Transmission | Internal | Summer | B5 | 200 | 2500 | 1048.73 | 79.93 | 85.93 | 6 | 0
2035 | PJM_ROR_2_TVA_Transmission | PJM_ROR | TVA_Transmission | Internal | Summer | B6 | 300 | 2500 | 1509.84 | 60.55 | 66.55 | 6 | 0
2035 | PJM_ROR_2_TVA_Transmission | PJM_ROR | TVA_Transmission | Internal | Summer | B7 | 400 | 2500 | 728.1 | 51.27 | 57.27 | 6 | 0
2035 | PJM_ROR_2_TVA_Transmission | PJM_ROR | TVA_Transmission | Internal | Summer | B8 | 500 | 2500 | 67.43 | 49.87 | 55.87 | 6 | 0
2035 | PJM_ROR_2_TVA_Transmission | PJM_ROR | TVA_Transmission | Internal | Summer | B9 | 800 | 2500 | 1552.65 | 47.57 | 53.57 | 6 | 0
2035 | PJM_ROR_2_TVA_Transmission | PJM_ROR | TVA_Transmission | Internal | Summer | B10 | 1262 | 2500 | 0 | 43.64 | 49.17 | 6 | 0
2035 | PJM_ROR_2_TVA_Transmission | PJM_ROR | TVA_Transmission | Internal | Winter | B16 | 25 | 2500 | 0 | 90.95 | 95.92 | 6 | 0
2035 | PJM_ROR_2_TVA_Transmission | PJM_ROR | TVA_Transmission | Internal | Winter | B17 | 100 | 2500 | 0 | 70.26 | 67.42 | 6 | 0
2035 | PJM_ROR_2_TVA_Transmission | PJM_ROR | TVA_Transmission | Internal | Winter | B18 | 400 | 2500 | 0 | 59.64 | 62.68 | 6 | 0
2035 | PJM_ROR_2_TVA_Transmission | PJM_ROR | TVA_Transmission | Internal | Winter | B19 | 700 | 2500 | 0 | 54.99 | 60.87 | 6 | 0
2035 | PJM_ROR_2_TVA_Transmission | PJM_ROR | TVA_Transmission | Internal | Winter | B20 | 935 | 2500 | 869.16 | 51.39 | 57.39 | 6 | 0
2035 | PJM_ROR_2_VACAR | PJM_ROR | VACAR | Internal | Shoulder | B11 | 25 | 3000 | 3000 | 84.74 | 96.34 | 6 | 5.6
2035 | PJM_ROR_2_VACAR | PJM_ROR | VACAR | Internal | Shoulder | B12 | 200 | 3000 | 2771.51 | 71.85 | 77.85 | 6 | 0
2035 | PJM_ROR_2_VACAR | PJM_ROR | VACAR | Internal | Shoulder | B13 | 600 | 3000 | 3000 | 57.02 | 65.72 | 6 | 2.69
2035 | PJM_ROR_2_VACAR | PJM_ROR | VACAR | Internal | Shoulder | B14 | 900 | 3000 | 3000 | 53.25 | 61.77 | 6 | 2.52
2035 | PJM_ROR_2_VACAR | PJM_ROR | VACAR | Internal | Shoulder | B15 | 1203 | 3000 | 2467.93 | 50.93 | 56.93 | 6 | 0
2035 | PJM_ROR_2_VACAR | PJM_ROR | VACAR | Internal | Summer | B1 | 10 | 3000 | 3000 | 745.18 | 751.19 | 6 | 0.01
2035 | PJM_ROR_2_VACAR | PJM_ROR | VACAR | Internal | Summer | B2 | 25 | 3000 | 3000 | 745.18 | 751.19 | 6 | 0.01
2035 | PJM_ROR_2_VACAR | PJM_ROR | VACAR | Internal | Summer | B3 | 75 | 3000 | 3000 | 83.38 | 120.39 | 6 | 31.01
2035 | PJM_ROR_2_VACAR | PJM_ROR | VACAR | Internal | Summer | B4 | 100 | 3000 | 3000 | 81.8 | 93.8 | 6 | 6
2035 | PJM_ROR_2_VACAR | PJM_ROR | VACAR | Internal | Summer | B5 | 200 | 3000 | 3000 | 79.93 | 92.52 | 6 | 6.59
2035 | PJM_ROR_2_VACAR | PJM_ROR | VACAR | Internal | Summer | B6 | 300 | 3000 | 3000 | 60.55 | 85.55 | 6 | 19
2035 | PJM_ROR_2_VACAR | PJM_ROR | VACAR | Internal | Summer | B7 | 400 | 3000 | 3000 | 51.27 | 72.06 | 6 | 14.79
2035 | PJM_ROR_2_VACAR | PJM_ROR | VACAR | Internal | Summer | B8 | 500 | 3000 | 3000 | 49.87 | 64.18 | 6 | 8.31
2035 | PJM_ROR_2_VACAR | PJM_ROR | VACAR | Internal | Summer | B9 | 800 | 3000 | 3000 | 47.57 | 54.91 | 6 | 1.34
2035 | PJM_ROR_2_VACAR | PJM_ROR | VACAR | Internal | Summer | B10 | 1262 | 3000 | 3000 | 43.64 | 51.32 | 6 | 1.68
2035 | PJM_ROR_2_VACAR | PJM_ROR | VACAR | Internal | Winter | B16 | 25 | 3000 | 3000 | 90.95 | 104.92 | 6 | 7.97
2035 | PJM_ROR_2_VACAR | PJM_ROR | VACAR | Internal | Winter | B17 | 100 | 3000 | 3000 | 70.26 | 78.89 | 6 | 2.64
2035 | PJM_ROR_2_VACAR | PJM_ROR | VACAR | Internal | Winter | B18 | 400 | 3000 | 3000 | 59.64 | 67.56 | 6 | 1.91
2035 | PJM_ROR_2_VACAR | PJM_ROR | VACAR | Internal | Winter | B19 | 700 | 3000 | 2768.65 | 54.99 | 60.99 | 6 | 0
2035 | PJM_ROR_2_VACAR | PJM_ROR | VACAR | Internal | Winter | B20 | 935 | 3000 | 2672.33 | 51.39 | 57.39 | 6 | 0
2035 | PJM_ROM_2_NYISO_A-F | PJM_ROM | NYISO_A-F | Internal | Shoulder | B11 | 25 | 2000 | 0 | 84.73 | 66.65 | 6 | 0
2035 | PJM_ROM_2_NYISO_A-F | PJM_ROM | NYISO_A-F | Internal | Shoulder | B12 | 200 | 2000 | 0 | 71.84 | 63.81 | 6 | 0
2035 | PJM_ROM_2_NYISO_A-F | PJM_ROM | NYISO_A-F | Internal | Shoulder | B13 | 600 | 2000 | 0 | 57.01 | 49.99 | 6 | 0
2035 | PJM_ROM_2_NYISO_A-F | PJM_ROM | NYISO_A-F | Internal | Shoulder | B14 | 900 | 2000 | 0 | 53.24 | 49.65 | 6 | 0
2035 | PJM_ROM_2_NYISO_A-F | PJM_ROM | NYISO_A-F | Internal | Shoulder | B15 | 1203 | 2000 | 0 | 50.92 | 49.65 | 6 | 0
2035 | PJM_ROM_2_NYISO_A-F | PJM_ROM | NYISO_A-F | Internal | Summer | B1 | 10 | 2000 | 0 | 745.19 | 731.2 | 6 | 0
2035 | PJM_ROM_2_NYISO_A-F | PJM_ROM | NYISO_A-F | Internal | Summer | B2 | 25 | 2000 | 0 | 745.19 | 737.19 | 6 | 0
2035 | PJM_ROM_2_NYISO_A-F | PJM_ROM | NYISO_A-F | Internal | Summer | B3 | 75 | 2000 | 0 | 83.37 | 63.4 | 6 | 0
2035 | PJM_ROM_2_NYISO_A-F | PJM_ROM | NYISO_A-F | Internal | Summer | B4 | 100 | 2000 | 0 | 81.79 | 59.49 | 6 | 0
2035 | PJM_ROM_2_NYISO_A-F | PJM_ROM | NYISO_A-F | Internal | Summer | B5 | 200 | 2000 | 0 | 79.92 | 53.05 | 6 | 0
2035 | PJM_ROM_2_NYISO_A-F | PJM_ROM | NYISO_A-F | Internal | Summer | B6 | 300 | 2000 | 0 | 60.54 | 48.35 | 6 | 0
2035 | PJM_ROM_2_NYISO_A-F | PJM_ROM | NYISO_A-F | Internal | Summer | B7 | 400 | 2000 | 0 | 51.26 | 46.06 | 6 | 0
2035 | PJM_ROM_2_NYISO_A-F | PJM_ROM | NYISO_A-F | Internal | Summer | B8 | 500 | 2000 | 0 | 49.86 | 45.77 | 6 | 0
2035 | PJM_ROM_2_NYISO_A-F | PJM_ROM | NYISO_A-F | Internal | Summer | B9 | 800 | 2000 | 0 | 47.55 | 45.77 | 6 | 0
2035 | PJM_ROM_2_NYISO_A-F | PJM_ROM | NYISO_A-F | Internal | Summer | B10 | 1262 | 2000 | 0 | 43.65 | 45.77 | 6 | 0
2035 | PJM_ROM_2_NYISO_A-F | PJM_ROM | NYISO_A-F | Internal | Winter | B16 | 25 | 2000 | 0 | 90.94 | 60.22 | 6 | 0
2035 | PJM_ROM_2_NYISO_A-F | PJM_ROM | NYISO_A-F | Internal | Winter | B17 | 100 | 2000 | 0 | 70.24 | 57.47 | 6 | 0
2035 | PJM_ROM_2_NYISO_A-F | PJM_ROM | NYISO_A-F | Internal | Winter | B18 | 400 | 2000 | 0 | 59.66 | 53.78 | 6 | 0
2035 | PJM_ROM_2_NYISO_A-F | PJM_ROM | NYISO_A-F | Internal | Winter | B19 | 700 | 2000 | 0 | 55 | 53.78 | 6 | 0
2035 | PJM_ROM_2_NYISO_A-F | PJM_ROM | NYISO_A-F | Internal | Winter | B20 | 935 | 2000 | 0 | 51.4 | 53.78 | 6 | 0
2035 | PJM_ROM_2_PJM_E | PJM_ROM | PJM_E | Internal | Shoulder | B11 | 25 | 8000 | 0 | 84.73 | 84.72 | 0.01 | 0
2035 | PJM_ROM_2_PJM_E | PJM_ROM | PJM_E | Internal | Shoulder | B12 | 200 | 8000 | 0 | 71.84 | 71.83 | 0.01 | 0
2035 | PJM_ROM_2_PJM_E | PJM_ROM | PJM_E | Internal | Shoulder | B13 | 600 | 8000 | 0 | 57.01 | 57 | 0.01 | 0
2035 | PJM_ROM_2_PJM_E | PJM_ROM | PJM_E | Internal | Shoulder | B14 | 900 | 8000 | 0 | 53.24 | 53.22 | 0.01 | 0
2035 | PJM_ROM_2_PJM_E | PJM_ROM | PJM_E | Internal | Shoulder | B15 | 1203 | 8000 | 0 | 50.92 | 50.91 | 0.01 | 0
2035 | PJM_ROM_2_PJM_E | PJM_ROM | PJM_E | Internal | Summer | B1 | 10 | 8000 | 1165.48 | 745.19 | 745.2 | 0.01 | 0
2035 | PJM_ROM_2_PJM_E | PJM_ROM | PJM_E | Internal | Summer | B2 | 25 | 8000 | 1583.62 | 745.19 | 745.2 | 0.01 | 0
2035 | PJM_ROM_2_PJM_E | PJM_ROM | PJM_E | Internal | Summer | B3 | 75 | 8000 | 797.26 | 83.37 | 83.38 | 0.01 | 0
2035 | PJM_ROM_2_PJM_E | PJM_ROM | PJM_E | Internal | Summer | B4 | 100 | 8000 | 0 | 81.79 | 81.78 | 0.01 | 0
2035 | PJM_ROM_2_PJM_E | PJM_ROM | PJM_E | Internal | Summer | B5 | 200 | 8000 | 0 | 79.92 | 79.91 | 0.01 | 0
2035 | PJM_ROM_2_PJM_E | PJM_ROM | PJM_E | Internal | Summer | B6 | 300 | 8000 | 0 | 60.54 | 60.53 | 0.01 | 0
2035 | PJM_ROM_2_PJM_E | PJM_ROM | PJM_E | Internal | Summer | B7 | 400 | 8000 | 0 | 51.26 | 51.25 | 0.01 | 0
2035 | PJM_ROM_2_PJM_E | PJM_ROM | PJM_E | Internal | Summer | B8 | 500 | 8000 | 0 | 49.86 | 49.85 | 0.01 | 0
2035 | PJM_ROM_2_PJM_E | PJM_ROM | PJM_E | Internal | Summer | B9 | 800 | 8000 | 0 | 47.55 | 47.54 | 0.01 | 0
2035 | PJM_ROM_2_PJM_E | PJM_ROM | PJM_E | Internal | Summer | B10 | 1262 | 8000 | 653.3 | 43.65 | 43.66 | 0.01 | 0
2035 | PJM_ROM_2_PJM_E | PJM_ROM | PJM_E | Internal | Winter | B16 | 25 | 8000 | 0 | 90.94 | 90.93 | 0.01 | 0
2035 | PJM_ROM_2_PJM_E | PJM_ROM | PJM_E | Internal | Winter | B17 | 100 | 8000 | 0 | 70.24 | 70.23 | 0.01 | 0
2035 | PJM_ROM_2_PJM_E | PJM_ROM | PJM_E | Internal | Winter | B18 | 400 | 8000 | 1380.21 | 59.66 | 59.67 | 0.01 | 0
2035 | PJM_ROM_2_PJM_E | PJM_ROM | PJM_E | Internal | Winter | B19 | 700 | 8000 | 2709.83 | 55 | 55.01 | 0.01 | 0
2035 | PJM_ROM_2_PJM_E | PJM_ROM | PJM_E | Internal | Winter | B20 | 935 | 8000 | 4484.14 | 51.4 | 51.41 | 0.01 | 0
2035 | PJM_ROM_2_PJM_ROR | PJM_ROM | PJM_ROR | Internal | Shoulder | B11 | 25 | 8000 | 7990.19 | 84.73 | 84.74 | 0.01 | 0
2035 | PJM_ROM_2_PJM_ROR | PJM_ROM | PJM_ROR | Internal | Shoulder | B12 | 200 | 8000 | 4103.33 | 71.84 | 71.85 | 0.01 | 0
2035 | PJM_ROM_2_PJM_ROR | PJM_ROM | PJM_ROR | Internal | Shoulder | B13 | 600 | 8000 | 3607.78 | 57.01 | 57.02 | 0.01 | 0
2035 | PJM_ROM_2_PJM_ROR | PJM_ROM | PJM_ROR | Internal | Shoulder | B14 | 900 | 8000 | 2328.63 | 53.24 | 53.25 | 0.01 | 0
2035 | PJM_ROM_2_PJM_ROR | PJM_ROM | PJM_ROR | Internal | Shoulder | B15 | 1203 | 8000 | 2671.41 | 50.92 | 50.93 | 0.01 | 0
2035 | PJM_ROM_2_PJM_ROR | PJM_ROM | PJM_ROR | Internal | Summer | B1 | 10 | 8000 | 0 | 745.19 | 745.18 | 0.01 | 0
2035 | PJM_ROM_2_PJM_ROR | PJM_ROM | PJM_ROR | Internal | Summer | B2 | 25 | 8000 | 0 | 745.19 | 745.18 | 0.01 | 0
2035 | PJM_ROM_2_PJM_ROR | PJM_ROM | PJM_ROR | Internal | Summer | B3 | 75 | 8000 | 547.78 | 83.37 | 83.38 | 0.01 | 0
2035 | PJM_ROM_2_PJM_ROR | PJM_ROM | PJM_ROR | Internal | Summer | B4 | 100 | 8000 | 4320.4 | 81.79 | 81.8 | 0.01 | 0
2035 | PJM_ROM_2_PJM_ROR | PJM_ROM | PJM_ROR | Internal | Summer | B5 | 200 | 8000 | 5864.91 | 79.92 | 79.93 | 0.01 | 0
2035 | PJM_ROM_2_PJM_ROR | PJM_ROM | PJM_ROR | Internal | Summer | B6 | 300 | 8000 | 2096.46 | 60.54 | 60.55 | 0.01 | 0
2035 | PJM_ROM_2_PJM_ROR | PJM_ROM | PJM_ROR | Internal | Summer | B7 | 400 | 8000 | 2862.48 | 51.26 | 51.27 | 0.01 | 0
2035 | PJM_ROM_2_PJM_ROR | PJM_ROM | PJM_ROR | Internal | Summer | B8 | 500 | 8000 | 557.57 | 49.86 | 49.87 | 0.01 | 0
2035 | PJM_ROM_2_PJM_ROR | PJM_ROM | PJM_ROR | Internal | Summer | B9 | 800 | 8000 | 2397.86 | 47.55 | 47.57 | 0.01 | 0
2035 | PJM_ROM_2_PJM_ROR | PJM_ROM | PJM_ROR | Internal | Summer | B10 | 1262 | 8000 | 0 | 43.65 | 43.64 | 0.01 | 0
2035 | PJM_ROM_2_PJM_ROR | PJM_ROM | PJM_ROR | Internal | Winter | B16 | 25 | 8000 | 2577.28 | 90.94 | 90.95 | 0.01 | 0
2035 | PJM_ROM_2_PJM_ROR | PJM_ROM | PJM_ROR | Internal | Winter | B17 | 100 | 8000 | 507.48 | 70.24 | 70.26 | 0.01 | 0
2035 | PJM_ROM_2_PJM_ROR | PJM_ROM | PJM_ROR | Internal | Winter | B18 | 400 | 8000 | 0 | 59.66 | 59.64 | 0.01 | 0
2035 | PJM_ROM_2_PJM_ROR | PJM_ROM | PJM_ROR | Internal | Winter | B19 | 700 | 8000 | 0 | 55 | 54.99 | 0.01 | 0
2035 | PJM_ROM_2_PJM_ROR | PJM_ROM | PJM_ROR | Internal | Winter | B20 | 935 | 8000 | 0 | 51.4 | 51.39 | 0.01 | 0
2035 | SOCO_2_FRCC | SOCO | FRCC | Internal | Shoulder | B11 | 25 | 3700 | 1492.43 | 98.75 | 108.75 | 10 | 0
2035 | SOCO_2_FRCC | SOCO | FRCC | Internal | Shoulder | B12 | 200 | 3700 | 2565.61 | 61.5 | 71.5 | 10 | 0
2035 | SOCO_2_FRCC | SOCO | FRCC | Internal | Shoulder | B13 | 600 | 3700 | 0 | 55.72 | 63.63 | 10 | 0
2035 | SOCO_2_FRCC | SOCO | FRCC | Internal | Shoulder | B14 | 900 | 3700 | 0 | 55.72 | 61.56 | 10 | 0
2035 | SOCO_2_FRCC | SOCO | FRCC | Internal | Shoulder | B15 | 1203 | 3700 | 0 | 55.72 | 60.99 | 10 | 0
2035 | SOCO_2_FRCC | SOCO | FRCC | Internal | Summer | B1 | 10 | 3700 | 0 | 751.19 | 751.19 | 10 | 0
2035 | SOCO_2_FRCC | SOCO | FRCC | Internal | Summer | B2 | 25 | 3700 | 0 | 751.19 | 751.19 | 10 | 0
2035 | SOCO_2_FRCC | SOCO | FRCC | Internal | Summer | B3 | 75 | 3700 | 1571.95 | 110.39 | 120.39 | 10 | 0
2035 | SOCO_2_FRCC | SOCO | FRCC | Internal | Summer | B4 | 100 | 3700 | 1014.66 | 100.8 | 110.8 | 10 | 0
2035 | SOCO_2_FRCC | SOCO | FRCC | Internal | Summer | B5 | 200 | 3700 | 0 | 92.69 | 98.45 | 10 | 0
2035 | SOCO_2_FRCC | SOCO | FRCC | Internal | Summer | B6 | 300 | 3700 | 3700 | 75.55 | 86.79 | 10 | 1.24
2035 | SOCO_2_FRCC | SOCO | FRCC | Internal | Summer | B7 | 400 | 3700 | 1877.45 | 62.06 | 72.06 | 10 | 0
2035 | SOCO_2_FRCC | SOCO | FRCC | Internal | Summer | B8 | 500 | 3700 | 426.18 | 54.18 | 64.18 | 10 | 0
2035 | SOCO_2_FRCC | SOCO | FRCC | Internal | Summer | B9 | 800 | 3700 | 0 | 54.18 | 62.59 | 10 | 0
2035 | SOCO_2_FRCC | SOCO | FRCC | Internal | Summer | B10 | 1262 | 3700 | 0 | 54.18 | 59.99 | 10 | 0
2035 | SOCO_2_FRCC | SOCO | FRCC | Internal | Winter | B16 | 25 | 3700 | 0 | 94.92 | 104.42 | 10 | 0
2035 | SOCO_2_FRCC | SOCO | FRCC | Internal | Winter | B17 | 100 | 3700 | 1692.54 | 65.92 | 75.92 | 10 | 0
2035 | SOCO_2_FRCC | SOCO | FRCC | Internal | Winter | B18 | 400 | 3700 | 0 | 59.07 | 66.58 | 10 | 0
2035 | SOCO_2_FRCC | SOCO | FRCC | Internal | Winter | B19 | 700 | 3700 | 0 | 59.07 | 63.81 | 10 | 0
2035 | SOCO_2_FRCC | SOCO | FRCC | Internal | Winter | B20 | 935 | 3700 | 0 | 58.32 | 63.81 | 10 | 0
2035 | SOCO_2_TVA_Transmission | SOCO | TVA_Transmission | Internal | Shoulder | B11 | 25 | 2600 | 0 | 98.75 | 90.42 | 10 | 0
2035 | SOCO_2_TVA_Transmission | SOCO | TVA_Transmission | Internal | Shoulder | B12 | 200 | 2600 | 0 | 61.5 | 66.52 | 10 | 0
2035 | SOCO_2_TVA_Transmission | SOCO | TVA_Transmission | Internal | Shoulder | B13 | 600 | 2600 | 0 | 55.72 | 59.58 | 10 | 0
2035 | SOCO_2_TVA_Transmission | SOCO | TVA_Transmission | Internal | Shoulder | B14 | 900 | 2600 | 0 | 55.72 | 58.33 | 10 | 0
2035 | SOCO_2_TVA_Transmission | SOCO | TVA_Transmission | Internal | Shoulder | B15 | 1203 | 2600 | 0 | 55.72 | 56.93 | 10 | 0
2035 | SOCO_2_TVA_Transmission | SOCO | TVA_Transmission | Internal | Summer | B1 | 10 | 2600 | 0 | 751.19 | 751.18 | 10 | 0
2035 | SOCO_2_TVA_Transmission | SOCO | TVA_Transmission | Internal | Summer | B2 | 25 | 2600 | 0 | 751.19 | 751.18 | 10 | 0
2035 | SOCO_2_TVA_Transmission | SOCO | TVA_Transmission | Internal | Summer | B3 | 75 | 2600 | 0 | 110.39 | 101.39 | 10 | 0
2035 | SOCO_2_TVA_Transmission | SOCO | TVA_Transmission | Internal | Summer | B4 | 100 | 2600 | 0 | 100.8 | 91.8 | 10 | 0
2035 | SOCO_2_TVA_Transmission | SOCO | TVA_Transmission | Internal | Summer | B5 | 200 | 2600 | 0 | 92.69 | 85.93 | 10 | 0
2035 | SOCO_2_TVA_Transmission | SOCO | TVA_Transmission | Internal | Summer | B6 | 300 | 2600 | 0 | 75.55 | 66.55 | 10 | 0
2035 | SOCO_2_TVA_Transmission | SOCO | TVA_Transmission | Internal | Summer | B7 | 400 | 2600 | 0 | 62.06 | 57.27 | 10 | 0
2035 | SOCO_2_TVA_Transmission | SOCO | TVA_Transmission | Internal | Summer | B8 | 500 | 2600 | 0 | 54.18 | 55.87 | 10 | 0
2035 | SOCO_2_TVA_Transmission | SOCO | TVA_Transmission | Internal | Summer | B9 | 800 | 2600 | 0 | 54.18 | 53.57 | 10 | 0
2035 | SOCO_2_TVA_Transmission | SOCO | TVA_Transmission | Internal | Summer | B10 | 1262 | 2600 | 0 | 54.18 | 49.17 | 10 | 0
2035 | SOCO_2_TVA_Transmission | SOCO | TVA_Transmission | Internal | Winter | B16 | 25 | 2600 | 0 | 94.92 | 95.92 | 10 | 0
2035 | SOCO_2_TVA_Transmission | SOCO | TVA_Transmission | Internal | Winter | B17 | 100 | 2600 | 0 | 65.92 | 67.42 | 10 | 0
2035 | SOCO_2_TVA_Transmission | SOCO | TVA_Transmission | Internal | Winter | B18 | 400 | 2600 | 0 | 59.07 | 62.68 | 10 | 0
2035 | SOCO_2_TVA_Transmission | SOCO | TVA_Transmission | Internal | Winter | B19 | 700 | 2600 | 0 | 59.07 | 60.87 | 10 | 0
2035 | SOCO_2_TVA_Transmission | SOCO | TVA_Transmission | Internal | Winter | B20 | 935 | 2600 | 0 | 58.32 | 57.39 | 10 | 0
2035 | SOCO_2_VACAR | SOCO | VACAR | Internal | Shoulder | B11 | 25 | 2000 | 0 | 98.75 | 96.34 | 10 | 0
2035 | SOCO_2_VACAR | SOCO | VACAR | Internal | Shoulder | B12 | 200 | 2000 | 2000 | 61.5 | 77.85 | 10 | 6.35
2035 | SOCO_2_VACAR | SOCO | VACAR | Internal | Shoulder | B13 | 600 | 2000 | 55.24 | 55.72 | 65.72 | 10 | 0
2035 | SOCO_2_VACAR | SOCO | VACAR | Internal | Shoulder | B14 | 900 | 2000 | 0 | 55.72 | 61.77 | 10 | 0
2035 | SOCO_2_VACAR | SOCO | VACAR | Internal | Shoulder | B15 | 1203 | 2000 | 0 | 55.72 | 56.93 | 10 | 0
2035 | SOCO_2_VACAR | SOCO | VACAR | Internal | Summer | B1 | 10 | 2000 | 0 | 751.19 | 751.19 | 10 | 0
2035 | SOCO_2_VACAR | SOCO | VACAR | Internal | Summer | B2 | 25 | 2000 | 0 | 751.19 | 751.19 | 10 | 0
2035 | SOCO_2_VACAR | SOCO | VACAR | Internal | Summer | B3 | 75 | 2000 | 455.46 | 110.39 | 120.39 | 10 | 0
2035 | SOCO_2_VACAR | SOCO | VACAR | Internal | Summer | B4 | 100 | 2000 | 0 | 100.8 | 93.8 | 10 | 0
2035 | SOCO_2_VACAR | SOCO | VACAR | Internal | Summer | B5 | 200 | 2000 | 0 | 92.69 | 92.52 | 10 | 0
2035 | SOCO_2_VACAR | SOCO | VACAR | Internal | Summer | B6 | 300 | 2000 | 860.99 | 75.55 | 85.55 | 10 | 0
2035 | SOCO_2_VACAR | SOCO | VACAR | Internal | Summer | B7 | 400 | 2000 | 131.81 | 62.06 | 72.06 | 10 | 0
2035 | SOCO_2_VACAR | SOCO | VACAR | Internal | Summer | B8 | 500 | 2000 | 24.42 | 54.18 | 64.18 | 10 | 0
2035 | SOCO_2_VACAR | SOCO | VACAR | Internal | Summer | B9 | 800 | 2000 | 0 | 54.18 | 54.91 | 10 | 0
2035 | SOCO_2_VACAR | SOCO | VACAR | Internal | Summer | B10 | 1262 | 2000 | 0 | 54.18 | 51.32 | 10 | 0
2035 | SOCO_2_VACAR | SOCO | VACAR | Internal | Winter | B16 | 25 | 2000 | 728.31 | 94.92 | 104.92 | 10 | 0
2035 | SOCO_2_VACAR | SOCO | VACAR | Internal | Winter | B17 | 100 | 2000 | 2000 | 65.92 | 78.89 | 10 | 2.97
2035 | SOCO_2_VACAR | SOCO | VACAR | Internal | Winter | B18 | 400 | 2000 | 0 | 59.07 | 67.56 | 10 | 0
2035 | SOCO_2_VACAR | SOCO | VACAR | Internal | Winter | B19 | 700 | 2000 | 0 | 59.07 | 60.99 | 10 | 0
2035 | SOCO_2_VACAR | SOCO | VACAR | Internal | Winter | B20 | 935 | 2000 | 0 | 58.32 | 57.39 | 10 | 0
2035 | SPP_N_2_ENT | SPP_N | ENT | Internal | Shoulder | B11 | 25 | 1800 | 117.45 | 85.75 | 90.75 | 5 | 0
2035 | SPP_N_2_ENT | SPP_N | ENT | Internal | Shoulder | B12 | 200 | 1800 | 0 | 61.5 | 58.52 | 5 | 0
2035 | SPP_N_2_ENT | SPP_N | ENT | Internal | Shoulder | B13 | 600 | 1800 | 0 | 53.38 | 55.45 | 5 | 0
2035 | SPP_N_2_ENT | SPP_N | ENT | Internal | Shoulder | B14 | 900 | 1800 | 1006.77 | 48.61 | 53.61 | 5 | 0
2035 | SPP_N_2_ENT | SPP_N | ENT | Internal | Shoulder | B15 | 1203 | 1800 | 1800 | 48.49 | 53.61 | 5 | 0.12
2035 | SPP_N_2_ENT | SPP_N | ENT | Internal | Summer | B1 | 10 | 1800 | 1800 | 738.18 | 743.19 | 5 | 0.01
2035 | SPP_N_2_ENT | SPP_N | ENT | Internal | Summer | B2 | 25 | 1800 | 1312.15 | 743.18 | 748.18 | 5 | 0
2035 | SPP_N_2_ENT | SPP_N | ENT | Internal | Summer | B3 | 75 | 1800 | 0 | 92.39 | 93.41 | 5 | 0
2035 | SPP_N_2_ENT | SPP_N | ENT | Internal | Summer | B4 | 100 | 1800 | 0 | 88.32 | 92.8 | 5 | 0
2035 | SPP_N_2_ENT | SPP_N | ENT | Internal | Summer | B5 | 200 | 1800 | 0 | 84.26 | 84.69 | 5 | 0
2035 | SPP_N_2_ENT | SPP_N | ENT | Internal | Summer | B6 | 300 | 1800 | 556.18 | 59.2 | 64.2 | 5 | 0
2035 | SPP_N_2_ENT | SPP_N | ENT | Internal | Summer | B7 | 400 | 1800 | 0 | 53.55 | 54.06 | 5 | 0
2035 | SPP_N_2_ENT | SPP_N | ENT | Internal | Summer | B8 | 500 | 1800 | 0 | 51.6 | 53.67 | 5 | 0
2035 | SPP_N_2_ENT | SPP_N | ENT | Internal | Summer | B9 | 800 | 1800 | 0 | 51.6 | 53.57 | 5 | 0
2035 | SPP_N_2_ENT | SPP_N | ENT | Internal | Summer | B10 | 1262 | 1800 | 1800 | 44.64 | 49.65 | 5 | 0.01
2035 | SPP_N_2_ENT | SPP_N | ENT | Internal | Winter | B16 | 25 | 1800 | 0 | 83.95 | 87.92 | 5 | 0
2035 | SPP_N_2_ENT | SPP_N | ENT | Internal | Winter | B17 | 100 | 1800 | 0 | 58.79 | 59.42 | 5 | 0
2035 | SPP_N_2_ENT | SPP_N | ENT | Internal | Winter | B18 | 400 | 1800 | 0 | 56.99 | 58.99 | 5 | 0
2035 | SPP_N_2_ENT | SPP_N | ENT | Internal | Winter | B19 | 700 | 1800 | 1193.87 | 52.03 | 57.03 | 5 | 0
2035 | SPP_N_2_ENT | SPP_N | ENT | Internal | Winter | B20 | 935 | 1800 | 1800 | 45.35 | 57.03 | 5 | 6.68
2035 | SPP_N_2_MISO_MO-IL | SPP_N | MISO_MO-IL | Internal | Shoulder | B11 | 25 | 2000 | 0 | 85.75 | 86.33 | 5 | 0
2035 | SPP_N_2_MISO_MO-IL | SPP_N | MISO_MO-IL | Internal | Shoulder | B12 | 200 | 2000 | 2000 | 61.5 | 66.52 | 5 | 0.01
2035 | SPP_N_2_MISO_MO-IL | SPP_N | MISO_MO-IL | Internal | Shoulder | B13 | 600 | 2000 | 0 | 53.38 | 55.02 | 5 | 0
2035 | SPP_N_2_MISO_MO-IL | SPP_N | MISO_MO-IL | Internal | Shoulder | B14 | 900 | 2000 | 0 | 48.61 | 52.45 | 5 | 0
2035 | SPP_N_2_MISO_MO-IL | SPP_N | MISO_MO-IL | Internal | Shoulder | B15 | 1203 | 2000 | 0 | 48.49 | 50.59 | 5 | 0
2035 | SPP_N_2_MISO_MO-IL | SPP_N | MISO_MO-IL | Internal | Summer | B1 | 10 | 2000 | 741.4 | 738.18 | 743.18 | 5 | 0
2035 | SPP_N_2_MISO_MO-IL | SPP_N | MISO_MO-IL | Internal | Summer | B2 | 25 | 2000 | 0 | 743.18 | 743.18 | 5 | 0
2035 | SPP_N_2_MISO_MO-IL | SPP_N | MISO_MO-IL | Internal | Summer | B3 | 75 | 2000 | 0 | 92.39 | 85.41 | 5 | 0
2035 | SPP_N_2_MISO_MO-IL | SPP_N | MISO_MO-IL | Internal | Summer | B4 | 100 | 2000 | 0 | 88.32 | 83.8 | 5 | 0
2035 | SPP_N_2_MISO_MO-IL | SPP_N | MISO_MO-IL | Internal | Summer | B5 | 200 | 2000 | 0 | 84.26 | 81.93 | 5 | 0
2035 | SPP_N_2_MISO_MO-IL | SPP_N | MISO_MO-IL | Internal | Summer | B6 | 300 | 2000 | 0 | 59.2 | 58.55 | 5 | 0
2035 | SPP_N_2_MISO_MO-IL | SPP_N | MISO_MO-IL | Internal | Summer | B7 | 400 | 2000 | 0 | 53.55 | 50.3 | 5 | 0
2035 | SPP_N_2_MISO_MO-IL | SPP_N | MISO_MO-IL | Internal | Summer | B8 | 500 | 2000 | 0 | 51.6 | 48.79 | 5 | 0
2035 | SPP_N_2_MISO_MO-IL | SPP_N | MISO_MO-IL | Internal | Summer | B9 | 800 | 2000 | 0 | 51.6 | 45.57 | 5 | 0
2035 | SPP_N_2_MISO_MO-IL | SPP_N | MISO_MO-IL | Internal | Summer | B10 | 1262 | 2000 | 0 | 44.64 | 41.65 | 5 | 0
2035 | SPP_N_2_MISO_MO-IL | SPP_N | MISO_MO-IL | Internal | Winter | B16 | 25 | 2000 | 731.25 | 83.95 | 88.95 | 5 | 0
2035 | SPP_N_2_MISO_MO-IL | SPP_N | MISO_MO-IL | Internal | Winter | B17 | 100 | 2000 | 1163.5 | 58.79 | 63.79 | 5 | 0
2035 | SPP_N_2_MISO_MO-IL | SPP_N | MISO_MO-IL | Internal | Winter | B18 | 400 | 2000 | 0 | 56.99 | 57.64 | 5 | 0
2035 | SPP_N_2_MISO_MO-IL | SPP_N | MISO_MO-IL | Internal | Winter | B19 | 700 | 2000 | 0 | 52.03 | 53.78 | 5 | 0
2035 | SPP_N_2_MISO_MO-IL | SPP_N | MISO_MO-IL | Internal | Winter | B20 | 935 | 2000 | 0 | 45.35 | 49.39 | 5 | 0
2035 | SPP_N_2_MISO_W | SPP_N | MISO_W | Internal | Shoulder | B11 | 25 | 750 | 0 | 85.75 | 86.32 | 5 | 0
2035 | SPP_N_2_MISO_W | SPP_N | MISO_W | Internal | Shoulder | B12 | 200 | 750 | 740.77 | 61.5 | 66.5 | 5 | 0
2035 | SPP_N_2_MISO_W | SPP_N | MISO_W | Internal | Shoulder | B13 | 600 | 750 | 0 | 53.38 | 55.01 | 5 | 0
2035 | SPP_N_2_MISO_W | SPP_N | MISO_W | Internal | Shoulder | B14 | 900 | 750 | 0 | 48.61 | 52.45 | 5 | 0
2035 | SPP_N_2_MISO_W | SPP_N | MISO_W | Internal | Shoulder | B15 | 1203 | 750 | 0 | 48.49 | 50.58 | 5 | 0
2035 | SPP_N_2_MISO_W | SPP_N | MISO_W | Internal | Summer | B1 | 10 | 750 | 0 | 738.18 | 743.16 | 5 | 0
2035 | SPP_N_2_MISO_W | SPP_N | MISO_W | Internal | Summer | B2 | 25 | 750 | 0 | 743.18 | 743.16 | 5 | 0
2035 | SPP_N_2_MISO_W | SPP_N | MISO_W | Internal | Summer | B3 | 75 | 750 | 0 | 92.39 | 85.39 | 5 | 0
2035 | SPP_N_2_MISO_W | SPP_N | MISO_W | Internal | Summer | B4 | 100 | 750 | 0 | 88.32 | 83.79 | 5 | 0
2035 | SPP_N_2_MISO_W | SPP_N | MISO_W | Internal | Summer | B5 | 200 | 750 | 0 | 84.26 | 81.92 | 5 | 0
2035 | SPP_N_2_MISO_W | SPP_N | MISO_W | Internal | Summer | B6 | 300 | 750 | 0 | 59.2 | 58.54 | 5 | 0
2035 | SPP_N_2_MISO_W | SPP_N | MISO_W | Internal | Summer | B7 | 400 | 750 | 0 | 53.55 | 50.29 | 5 | 0
2035 | SPP_N_2_MISO_W | SPP_N | MISO_W | Internal | Summer | B8 | 500 | 750 | 0 | 51.6 | 48.77 | 5 | 0
2035 | SPP_N_2_MISO_W | SPP_N | MISO_W | Internal | Summer | B9 | 800 | 750 | 0 | 51.6 | 45.57 | 5 | 0
2035 | SPP_N_2_MISO_W | SPP_N | MISO_W | Internal | Summer | B10 | 1262 | 750 | 0 | 44.64 | 41.64 | 5 | 0
2035 | SPP_N_2_MISO_W | SPP_N | MISO_W | Internal | Winter | B16 | 25 | 750 | 0 | 83.95 | 88.94 | 5 | 0
2035 | SPP_N_2_MISO_W | SPP_N | MISO_W | Internal | Winter | B17 | 100 | 750 | 0 | 58.79 | 63.78 | 5 | 0
2035 | SPP_N_2_MISO_W | SPP_N | MISO_W | Internal | Winter | B18 | 400 | 750 | 0 | 56.99 | 57.63 | 5 | 0
2035 | SPP_N_2_MISO_W | SPP_N | MISO_W | Internal | Winter | B19 | 700 | 750 | 0 | 52.03 | 53.79 | 5 | 0
2035 | SPP_N_2_MISO_W | SPP_N | MISO_W | Internal | Winter | B20 | 935 | 750 | 0 | 45.35 | 49.38 | 5 | 0
2035 | SPP_N_2_NE | SPP_N | NE | Internal | Shoulder | B11 | 25 | 330 | 66.52 | 85.75 | 85.76 | 0.01 | 0
2035 | SPP_N_2_NE | SPP_N | NE | Internal | Shoulder | B12 | 200 | 330 | 2.72 | 61.5 | 61.52 | 0.01 | 0
2035 | SPP_N_2_NE | SPP_N | NE | Internal | Shoulder | B13 | 600 | 330 | 94.24 | 53.38 | 53.4 | 0.01 | 0
2035 | SPP_N_2_NE | SPP_N | NE | Internal | Shoulder | B14 | 900 | 330 | 0 | 48.61 | 48.6 | 0.01 | 0
2035 | SPP_N_2_NE | SPP_N | NE | Internal | Shoulder | B15 | 1203 | 330 | 0 | 48.49 | 48.48 | 0.01 | 0
2035 | SPP_N_2_NE | SPP_N | NE | Internal | Summer | B1 | 10 | 330 | 0 | 738.18 | 738.16 | 0.01 | 0
2035 | SPP_N_2_NE | SPP_N | NE | Internal | Summer | B2 | 25 | 330 | 0 | 743.18 | 743.16 | 0.01 | 0
2035 | SPP_N_2_NE | SPP_N | NE | Internal | Summer | B3 | 75 | 330 | 0 | 92.39 | 92.38 | 0.01 | 0
2035 | SPP_N_2_NE | SPP_N | NE | Internal | Summer | B4 | 100 | 330 | 0 | 88.32 | 88.31 | 0.01 | 0
2035 | SPP_N_2_NE | SPP_N | NE | Internal | Summer | B5 | 200 | 330 | 0 | 84.26 | 84.24 | 0.01 | 0
2035 | SPP_N_2_NE | SPP_N | NE | Internal | Summer | B6 | 300 | 330 | 0 | 59.2 | 59.19 | 0.01 | 0
2035 | SPP_N_2_NE | SPP_N | NE | Internal | Summer | B7 | 400 | 330 | 0 | 53.55 | 53.54 | 0.01 | 0
2035 | SPP_N_2_NE | SPP_N | NE | Internal | Summer | B8 | 500 | 330 | 0 | 51.6 | 51.59 | 0.01 | 0
2035 | SPP_N_2_NE | SPP_N | NE | Internal | Summer | B9 | 800 | 330 | 0 | 51.6 | 51.59 | 0.01 | 0
2035 | SPP_N_2_NE | SPP_N | NE | Internal | Summer | B10 | 1262 | 330 | 0 | 44.64 | 44.62 | 0.01 | 0
2035 | SPP_N_2_NE | SPP_N | NE | Internal | Winter | B16 | 25 | 330 | 0 | 83.95 | 83.95 | 0.01 | 0
2035 | SPP_N_2_NE | SPP_N | NE | Internal | Winter | B17 | 100 | 330 | 0 | 58.79 | 58.79 | 0.01 | 0
2035 | SPP_N_2_NE | SPP_N | NE | Internal | Winter | B18 | 400 | 330 | 0 | 56.99 | 56.98 | 0.01 | 0
2035 | SPP_N_2_NE | SPP_N | NE | Internal | Winter | B19 | 700 | 330 | 0 | 52.03 | 52.04 | 0.01 | 0
2035 | SPP_N_2_NE | SPP_N | NE | Internal | Winter | B20 | 935 | 330 | 0 | 45.35 | 45.34 | 0.01 | 0
2035 | SPP_N_2_SPP_S | SPP_N | SPP_S | Internal | Shoulder | B11 | 25 | 4000 | 0 | 85.75 | 85.75 | 0.01 | 0
2035 | SPP_N_2_SPP_S | SPP_N | SPP_S | Internal | Shoulder | B12 | 200 | 4000 | 0 | 61.5 | 53.52 | 0.01 | 0
2035 | SPP_N_2_SPP_S | SPP_N | SPP_S | Internal | Shoulder | B13 | 600 | 4000 | 1476.16 | 53.38 | 53.4 | 0.01 | 0
2035 | SPP_N_2_SPP_S | SPP_N | SPP_S | Internal | Shoulder | B14 | 900 | 4000 | 1900.53 | 48.61 | 48.62 | 0.01 | 0
2035 | SPP_N_2_SPP_S | SPP_N | SPP_S | Internal | Shoulder | B15 | 1203 | 4000 | 2590.79 | 48.49 | 48.51 | 0.01 | 0
2035 | SPP_N_2_SPP_S | SPP_N | SPP_S | Internal | Summer | B1 | 10 | 4000 | 0 | 738.18 | 636.68 | 0.01 | 0
2035 | SPP_N_2_SPP_S | SPP_N | SPP_S | Internal | Summer | B2 | 25 | 4000 | 455.63 | 743.18 | 743.19 | 0.01 | 0
2035 | SPP_N_2_SPP_S | SPP_N | SPP_S | Internal | Summer | B3 | 75 | 4000 | 1139.43 | 92.39 | 92.41 | 0.01 | 0
2035 | SPP_N_2_SPP_S | SPP_N | SPP_S | Internal | Summer | B4 | 100 | 4000 | 0 | 88.32 | 88.31 | 0.01 | 0
2035 | SPP_N_2_SPP_S | SPP_N | SPP_S | Internal | Summer | B5 | 200 | 4000 | 0 | 84.26 | 84.24 | 0.01 | 0
2035 | SPP_N_2_SPP_S | SPP_N | SPP_S | Internal | Summer | B6 | 300 | 4000 | 0 | 59.2 | 59.2 | 0.01 | 0
2035 | SPP_N_2_SPP_S | SPP_N | SPP_S | Internal | Summer | B7 | 400 | 4000 | 631.32 | 53.55 | 53.56 | 0.01 | 0
2035 | SPP_N_2_SPP_S | SPP_N | SPP_S | Internal | Summer | B8 | 500 | 4000 | 2306.06 | 51.6 | 51.61 | 0.01 | 0
2035 | SPP_N_2_SPP_S | SPP_N | SPP_S | Internal | Summer | B9 | 800 | 4000 | 3775.05 | 51.6 | 51.61 | 0.01 | 0
2035 | SPP_N_2_SPP_S | SPP_N | SPP_S | Internal | Summer | B10 | 1262 | 4000 | 3572.92 | 44.64 | 44.65 | 0.01 | 0
2035 | SPP_N_2_SPP_S | SPP_N | SPP_S | Internal | Winter | B16 | 25 | 4000 | 0 | 83.95 | 59.76 | 0.01 | 0
2035 | SPP_N_2_SPP_S | SPP_N | SPP_S | Internal | Winter | B17 | 100 | 4000 | 0 | 58.79 | 57.13 | 0.01 | 0
2035 | SPP_N_2_SPP_S | SPP_N | SPP_S | Internal | Winter | B18 | 400 | 4000 | 903.53 | 56.99 | 57 | 0.01 | 0
2035 | SPP_N_2_SPP_S | SPP_N | SPP_S | Internal | Winter | B19 | 700 | 4000 | 119.8 | 52.03 | 52.04 | 0.01 | 0
2035 | SPP_N_2_SPP_S | SPP_N | SPP_S | Internal | Winter | B20 | 935 | 4000 | 1820.95 | 45.35 | 45.36 | 0.01 | 0
2035 | SPP_S_2_ENT | SPP_S | ENT | Internal | Shoulder | B11 | 25 | 850 | 490.25 | 85.75 | 90.75 | 5 | 0
2035 | SPP_S_2_ENT | SPP_S | ENT | Internal | Shoulder | B12 | 200 | 850 | 295.49 | 53.52 | 58.52 | 5 | 0
2035 | SPP_S_2_ENT | SPP_S | ENT | Internal | Shoulder | B13 | 600 | 850 | 0 | 53.4 | 55.45 | 5 | 0
2035 | SPP_S_2_ENT | SPP_S | ENT | Internal | Shoulder | B14 | 900 | 850 | 0 | 48.62 | 53.61 | 5 | 0
2035 | SPP_S_2_ENT | SPP_S | ENT | Internal | Shoulder | B15 | 1203 | 850 | 850 | 48.51 | 53.61 | 5 | 0.1
2035 | SPP_S_2_ENT | SPP_S | ENT | Internal | Summer | B1 | 10 | 850 | 850 | 636.68 | 743.19 | 5 | 101.5
2035 | SPP_S_2_ENT | SPP_S | ENT | Internal | Summer | B2 | 25 | 850 | 0 | 743.19 | 748.18 | 5 | 0
2035 | SPP_S_2_ENT | SPP_S | ENT | Internal | Summer | B3 | 75 | 850 | 0 | 92.41 | 93.41 | 5 | 0
2035 | SPP_S_2_ENT | SPP_S | ENT | Internal | Summer | B4 | 100 | 850 | 0 | 88.31 | 92.8 | 5 | 0
2035 | SPP_S_2_ENT | SPP_S | ENT | Internal | Summer | B5 | 200 | 850 | 0 | 84.24 | 84.69 | 5 | 0
2035 | SPP_S_2_ENT | SPP_S | ENT | Internal | Summer | B6 | 300 | 850 | 86.46 | 59.2 | 64.2 | 5 | 0
2035 | SPP_S_2_ENT | SPP_S | ENT | Internal | Summer | B7 | 400 | 850 | 0 | 53.56 | 54.06 | 5 | 0
2035 | SPP_S_2_ENT | SPP_S | ENT | Internal | Summer | B8 | 500 | 850 | 0 | 51.61 | 53.67 | 5 | 0
2035 | SPP_S_2_ENT | SPP_S | ENT | Internal | Summer | B9 | 800 | 850 | 0 | 51.61 | 53.57 | 5 | 0
2035 | SPP_S_2_ENT | SPP_S | ENT | Internal | Summer | B10 | 1262 | 850 | 632.96 | 44.65 | 49.65 | 5 | 0
2035 | SPP_S_2_ENT | SPP_S | ENT | Internal | Winter | B16 | 25 | 850 | 850 | 59.76 | 87.92 | 5 | 23.16
2035 | SPP_S_2_ENT | SPP_S | ENT | Internal | Winter | B17 | 100 | 850 | 0 | 57.13 | 59.42 | 5 | 0
2035 | SPP_S_2_ENT | SPP_S | ENT | Internal | Winter | B18 | 400 | 850 | 0 | 57 | 58.99 | 5 | 0
2035 | SPP_S_2_ENT | SPP_S | ENT | Internal | Winter | B19 | 700 | 850 | 0 | 52.04 | 57.03 | 5 | 0
2035 | SPP_S_2_ENT | SPP_S | ENT | Internal | Winter | B20 | 935 | 850 | 850 | 45.36 | 57.03 | 5 | 6.67
2035 | SPP_S_2_SPP_N | SPP_S | SPP_N | Internal | Shoulder | B11 | 25 | 640 | 0 | 85.75 | 85.75 | 0.01 | 0
2035 | SPP_S_2_SPP_N | SPP_S | SPP_N | Internal | Shoulder | B12 | 200 | 640 | 640 | 53.52 | 61.5 | 0.01 | 7.98
2035 | SPP_S_2_SPP_N | SPP_S | SPP_N | Internal | Shoulder | B13 | 600 | 640 | 0 | 53.4 | 53.38 | 0.01 | 0
2035 | SPP_S_2_SPP_N | SPP_S | SPP_N | Internal | Shoulder | B14 | 900 | 640 | 0 | 48.62 | 48.61 | 0.01 | 0
2035 | SPP_S_2_SPP_N | SPP_S | SPP_N | Internal | Shoulder | B15 | 1203 | 640 | 0 | 48.51 | 48.49 | 0.01 | 0
2035 | SPP_S_2_SPP_N | SPP_S | SPP_N | Internal | Summer | B1 | 10 | 640 | 640 | 636.68 | 738.18 | 0.01 | 101.48
2035 | SPP_S_2_SPP_N | SPP_S | SPP_N | Internal | Summer | B2 | 25 | 640 | 0 | 743.19 | 743.18 | 0.01 | 0
2035 | SPP_S_2_SPP_N | SPP_S | SPP_N | Internal | Summer | B3 | 75 | 640 | 0 | 92.41 | 92.39 | 0.01 | 0
2035 | SPP_S_2_SPP_N | SPP_S | SPP_N | Internal | Summer | B4 | 100 | 640 | 613.5 | 88.31 | 88.32 | 0.01 | 0
2035 | SPP_S_2_SPP_N | SPP_S | SPP_N | Internal | Summer | B5 | 200 | 640 | 218.61 | 84.24 | 84.26 | 0.01 | 0
2035 | SPP_S_2_SPP_N | SPP_S | SPP_N | Internal | Summer | B6 | 300 | 640 | 0 | 59.2 | 59.2 | 0.01 | 0
2035 | SPP_S_2_SPP_N | SPP_S | SPP_N | Internal | Summer | B7 | 400 | 640 | 0 | 53.56 | 53.55 | 0.01 | 0
2035 | SPP_S_2_SPP_N | SPP_S | SPP_N | Internal | Summer | B8 | 500 | 640 | 0 | 51.61 | 51.6 | 0.01 | 0
2035 | SPP_S_2_SPP_N | SPP_S | SPP_N | Internal | Summer | B9 | 800 | 640 | 0 | 51.61 | 51.6 | 0.01 | 0
2035 | SPP_S_2_SPP_N | SPP_S | SPP_N | Internal | Summer | B10 | 1262 | 640 | 0 | 44.65 | 44.64 | 0.01 | 0
2035 | SPP_S_2_SPP_N | SPP_S | SPP_N | Internal | Winter | B16 | 25 | 640 | 640 | 59.76 | 83.95 | 0.01 | 24.18
2035 | SPP_S_2_SPP_N | SPP_S | SPP_N | Internal | Winter | B17 | 100 | 640 | 640 | 57.13 | 58.79 | 0.01 | 1.65
2035 | SPP_S_2_SPP_N | SPP_S | SPP_N | Internal | Winter | B18 | 400 | 640 | 0 | 57 | 56.99 | 0.01 | 0
2035 | SPP_S_2_SPP_N | SPP_S | SPP_N | Internal | Winter | B19 | 700 | 640 | 0 | 52.04 | 52.03 | 0.01 | 0
2035 | SPP_S_2_SPP_N | SPP_S | SPP_N | Internal | Winter | B20 | 935 | 640 | 0 | 45.36 | 45.35 | 0.01 | 0
2035 | TVA_2_ENT | TVA | ENT | Internal | Shoulder | B11 | 25 | 500 | 0 | 89.75 | 90.75 | 9 | 0
2035 | TVA_2_ENT | TVA | ENT | Internal | Shoulder | B12 | 200 | 500 | 0 | 66.53 | 58.52 | 9 | 0
2035 | TVA_2_ENT | TVA | ENT | Internal | Shoulder | B13 | 600 | 500 | 0 | 57.42 | 55.45 | 9 | 0
2035 | TVA_2_ENT | TVA | ENT | Internal | Shoulder | B14 | 900 | 500 | 0 | 57.42 | 53.61 | 9 | 0
2035 | TVA_2_ENT | TVA | ENT | Internal | Shoulder | B15 | 1203 | 500 | 0 | 56.94 | 53.61 | 9 | 0
2035 | TVA_2_ENT | TVA | ENT | Internal | Summer | B1 | 10 | 500 | 0 | 751.19 | 743.19 | 9 | 0
2035 | TVA_2_ENT | TVA | ENT | Internal | Summer | B2 | 25 | 500 | 0 | 751.19 | 748.18 | 9 | 0
2035 | TVA_2_ENT | TVA | ENT | Internal | Summer | B3 | 75 | 500 | 0 | 101.41 | 93.41 | 9 | 0
2035 | TVA_2_ENT | TVA | ENT | Internal | Summer | B4 | 100 | 500 | 0 | 91.81 | 92.8 | 9 | 0
2035 | TVA_2_ENT | TVA | ENT | Internal | Summer | B5 | 200 | 500 | 0 | 85.95 | 84.69 | 9 | 0
2035 | TVA_2_ENT | TVA | ENT | Internal | Summer | B6 | 300 | 500 | 0 | 66.57 | 64.2 | 9 | 0
2035 | TVA_2_ENT | TVA | ENT | Internal | Summer | B7 | 400 | 500 | 0 | 55.88 | 54.06 | 9 | 0
2035 | TVA_2_ENT | TVA | ENT | Internal | Summer | B8 | 500 | 500 | 0 | 55.88 | 53.67 | 9 | 0
2035 | TVA_2_ENT | TVA | ENT | Internal | Summer | B9 | 800 | 500 | 0 | 53.58 | 53.57 | 9 | 0
2035 | TVA_2_ENT | TVA | ENT | Internal | Summer | B10 | 1262 | 500 | 0 | 49.18 | 49.65 | 9 | 0
2035 | TVA_2_ENT | TVA | ENT | Internal | Winter | B16 | 25 | 500 | 0 | 95.94 | 87.92 | 9 | 0
2035 | TVA_2_ENT | TVA | ENT | Internal | Winter | B17 | 100 | 500 | 0 | 67.44 | 59.42 | 9 | 0
2035 | TVA_2_ENT | TVA | ENT | Internal | Winter | B18 | 400 | 500 | 0 | 60.74 | 58.99 | 9 | 0
2035 | TVA_2_ENT | TVA | ENT | Internal | Winter | B19 | 700 | 500 | 0 | 60.74 | 57.03 | 9 | 0
2035 | TVA_2_ENT | TVA | ENT | Internal | Winter | B20 | 935 | 500 | 0 | 57.4 | 57.03 | 9 | 0
2035 | TVA_2_NonRTO_Midwest | TVA | NonRTO_Midwest | Internal | Shoulder | B11 | 25 | 100 | 0 | 89.75 | 94.35 | 9 | 0
2035 | TVA_2_NonRTO_Midwest | TVA | NonRTO_Midwest | Internal | Shoulder | B12 | 200 | 100 | 100 | 66.53 | 77.85 | 9 | 2.32
2035 | TVA_2_NonRTO_Midwest | TVA | NonRTO_Midwest | Internal | Shoulder | B13 | 600 | 100 | 0 | 57.42 | 63.04 | 9 | 0
2035 | TVA_2_NonRTO_Midwest | TVA | NonRTO_Midwest | Internal | Shoulder | B14 | 900 | 100 | 0 | 57.42 | 60.46 | 9 | 0
2035 | TVA_2_NonRTO_Midwest | TVA | NonRTO_Midwest | Internal | Shoulder | B15 | 1203 | 100 | 0 | 56.94 | 48.93 | 9 | 0
2035 | TVA_2_NonRTO_Midwest | TVA | NonRTO_Midwest | Internal | Summer | B1 | 10 | 100 | 0 | 751.19 | 751.18 | 9 | 0
2035 | TVA_2_NonRTO_Midwest | TVA | NonRTO_Midwest | Internal | Summer | B2 | 25 | 100 | 0 | 751.19 | 751.18 | 9 | 0
2035 | TVA_2_NonRTO_Midwest | TVA | NonRTO_Midwest | Internal | Summer | B3 | 75 | 100 | 0 | 101.41 | 93.39 | 9 | 0
2035 | TVA_2_NonRTO_Midwest | TVA | NonRTO_Midwest | Internal | Summer | B4 | 100 | 100 | 0 | 91.81 | 88.93 | 9 | 0
2035 | TVA_2_NonRTO_Midwest | TVA | NonRTO_Midwest | Internal | Summer | B5 | 200 | 100 | 0 | 85.95 | 88.93 | 9 | 0
2035 | TVA_2_NonRTO_Midwest | TVA | NonRTO_Midwest | Internal | Summer | B6 | 300 | 100 | 0 | 66.57 | 66.55 | 9 | 0
2035 | TVA_2_NonRTO_Midwest | TVA | NonRTO_Midwest | Internal | Summer | B7 | 400 | 100 | 0 | 55.88 | 49.27 | 9 | 0
2035 | TVA_2_NonRTO_Midwest | TVA | NonRTO_Midwest | Internal | Summer | B8 | 500 | 100 | 0 | 55.88 | 47.87 | 9 | 0
2035 | TVA_2_NonRTO_Midwest | TVA | NonRTO_Midwest | Internal | Summer | B9 | 800 | 100 | 0 | 53.58 | 45.57 | 9 | 0
2035 | TVA_2_NonRTO_Midwest | TVA | NonRTO_Midwest | Internal | Summer | B10 | 1262 | 100 | 0 | 49.18 | 41.17 | 9 | 0
2035 | TVA_2_NonRTO_Midwest | TVA | NonRTO_Midwest | Internal | Winter | B16 | 25 | 100 | 0 | 95.94 | 99.46 | 9 | 0
2035 | TVA_2_NonRTO_Midwest | TVA | NonRTO_Midwest | Internal | Winter | B17 | 100 | 100 | 0 | 67.44 | 76.25 | 9 | 0
2035 | TVA_2_NonRTO_Midwest | TVA | NonRTO_Midwest | Internal | Winter | B18 | 400 | 100 | 0 | 60.74 | 65.66 | 9 | 0
2035 | TVA_2_NonRTO_Midwest | TVA | NonRTO_Midwest | Internal | Winter | B19 | 700 | 100 | 0 | 60.74 | 60.21 | 9 | 0
2035 | TVA_2_NonRTO_Midwest | TVA | NonRTO_Midwest | Internal | Winter | B20 | 935 | 100 | 0 | 57.4 | 49.39 | 9 | 0
2035 | TVA_2_PJM_ROR | TVA | PJM_ROR | Internal | Shoulder | B11 | 25 | 500 | 0 | 89.75 | 84.74 | 9 | 0
2035 | TVA_2_PJM_ROR | TVA | PJM_ROR | Internal | Shoulder | B12 | 200 | 500 | 0 | 66.53 | 71.85 | 9 | 0
2035 | TVA_2_PJM_ROR | TVA | PJM_ROR | Internal | Shoulder | B13 | 600 | 500 | 0 | 57.42 | 57.02 | 9 | 0
2035 | TVA_2_PJM_ROR | TVA | PJM_ROR | Internal | Shoulder | B14 | 900 | 500 | 0 | 57.42 | 53.25 | 9 | 0
2035 | TVA_2_PJM_ROR | TVA | PJM_ROR | Internal | Shoulder | B15 | 1203 | 500 | 0 | 56.94 | 50.93 | 9 | 0
2035 | TVA_2_PJM_ROR | TVA | PJM_ROR | Internal | Summer | B1 | 10 | 500 | 0 | 751.19 | 745.18 | 9 | 0
2035 | TVA_2_PJM_ROR | TVA | PJM_ROR | Internal | Summer | B2 | 25 | 500 | 0 | 751.19 | 745.18 | 9 | 0
2035 | TVA_2_PJM_ROR | TVA | PJM_ROR | Internal | Summer | B3 | 75 | 500 | 0 | 101.41 | 83.38 | 9 | 0
2035 | TVA_2_PJM_ROR | TVA | PJM_ROR | Internal | Summer | B4 | 100 | 500 | 0 | 91.81 | 81.8 | 9 | 0
2035 | TVA_2_PJM_ROR | TVA | PJM_ROR | Internal | Summer | B5 | 200 | 500 | 0 | 85.95 | 79.93 | 9 | 0
2035 | TVA_2_PJM_ROR | TVA | PJM_ROR | Internal | Summer | B6 | 300 | 500 | 0 | 66.57 | 60.55 | 9 | 0
2035 | TVA_2_PJM_ROR | TVA | PJM_ROR | Internal | Summer | B7 | 400 | 500 | 0 | 55.88 | 51.27 | 9 | 0
2035 | TVA_2_PJM_ROR | TVA | PJM_ROR | Internal | Summer | B8 | 500 | 500 | 0 | 55.88 | 49.87 | 9 | 0
2035 | TVA_2_PJM_ROR | TVA | PJM_ROR | Internal | Summer | B9 | 800 | 500 | 0 | 53.58 | 47.57 | 9 | 0
2035 | TVA_2_PJM_ROR | TVA | PJM_ROR | Internal | Summer | B10 | 1262 | 500 | 0 | 49.18 | 43.64 | 9 | 0
2035 | TVA_2_PJM_ROR | TVA | PJM_ROR | Internal | Winter | B16 | 25 | 500 | 0 | 95.94 | 90.95 | 9 | 0
2035 | TVA_2_PJM_ROR | TVA | PJM_ROR | Internal | Winter | B17 | 100 | 500 | 0 | 67.44 | 70.26 | 9 | 0
2035 | TVA_2_PJM_ROR | TVA | PJM_ROR | Internal | Winter | B18 | 400 | 500 | 0 | 60.74 | 59.64 | 9 | 0
2035 | TVA_2_PJM_ROR | TVA | PJM_ROR | Internal | Winter | B19 | 700 | 500 | 0 | 60.74 | 54.99 | 9 | 0
2035 | TVA_2_PJM_ROR | TVA | PJM_ROR | Internal | Winter | B20 | 935 | 500 | 0 | 57.4 | 51.39 | 9 | 0
2035 | TVA_2_SOCO | TVA | SOCO | Internal | Shoulder | B11 | 25 | 500 | 18.18 | 89.75 | 98.75 | 9 | 0
2035 | TVA_2_SOCO | TVA | SOCO | Internal | Shoulder | B12 | 200 | 500 | 0 | 66.53 | 61.5 | 9 | 0
2035 | TVA_2_SOCO | TVA | SOCO | Internal | Shoulder | B13 | 600 | 500 | 0 | 57.42 | 55.72 | 9 | 0
2035 | TVA_2_SOCO | TVA | SOCO | Internal | Shoulder | B14 | 900 | 500 | 0 | 57.42 | 55.72 | 9 | 0
2035 | TVA_2_SOCO | TVA | SOCO | Internal | Shoulder | B15 | 1203 | 500 | 0 | 56.94 | 55.72 | 9 | 0
2035 | TVA_2_SOCO | TVA | SOCO | Internal | Summer | B1 | 10 | 500 | 0 | 751.19 | 751.19 | 9 | 0
2035 | TVA_2_SOCO | TVA | SOCO | Internal | Summer | B2 | 25 | 500 | 0 | 751.19 | 751.19 | 9 | 0
2035 | TVA_2_SOCO | TVA | SOCO | Internal | Summer | B3 | 75 | 500 | 0 | 101.41 | 110.39 | 9 | 0
2035 | TVA_2_SOCO | TVA | SOCO | Internal | Summer | B4 | 100 | 500 | 0 | 91.81 | 100.8 | 9 | 0
2035 | TVA_2_SOCO | TVA | SOCO | Internal | Summer | B5 | 200 | 500 | 0 | 85.95 | 92.69 | 9 | 0
2035 | TVA_2_SOCO | TVA | SOCO | Internal | Summer | B6 | 300 | 500 | 0 | 66.57 | 75.55 | 9 | 0
2035 | TVA_2_SOCO | TVA | SOCO | Internal | Summer | B7 | 400 | 500 | 0 | 55.88 | 62.06 | 9 | 0
2035 | TVA_2_SOCO | TVA | SOCO | Internal | Summer | B8 | 500 | 500 | 0 | 55.88 | 54.18 | 9 | 0
2035 | TVA_2_SOCO | TVA | SOCO | Internal | Summer | B9 | 800 | 500 | 0 | 53.58 | 54.18 | 9 | 0
2035 | TVA_2_SOCO | TVA | SOCO | Internal | Summer | B10 | 1262 | 500 | 0 | 49.18 | 54.18 | 9 | 0
2035 | TVA_2_SOCO | TVA | SOCO | Internal | Winter | B16 | 25 | 500 | 0 | 95.94 | 94.92 | 9 | 0
2035 | TVA_2_SOCO | TVA | SOCO | Internal | Winter | B17 | 100 | 500 | 0 | 67.44 | 65.92 | 9 | 0
2035 | TVA_2_SOCO | TVA | SOCO | Internal | Winter | B18 | 400 | 500 | 0 | 60.74 | 59.07 | 9 | 0
2035 | TVA_2_SOCO | TVA | SOCO | Internal | Winter | B19 | 700 | 500 | 0 | 60.74 | 59.07 | 9 | 0
2035 | TVA_2_SOCO | TVA | SOCO | Internal | Winter | B20 | 935 | 500 | 0 | 57.4 | 58.32 | 9 | 0
2035 | TVA_2_VACAR | TVA | VACAR | Internal | Shoulder | B11 | 25 | 150 | 0 | 89.75 | 96.34 | 9 | 0
2035 | TVA_2_VACAR | TVA | VACAR | Internal | Shoulder | B12 | 200 | 150 | 150 | 66.53 | 77.85 | 9 | 2.32
2035 | TVA_2_VACAR | TVA | VACAR | Internal | Shoulder | B13 | 600 | 150 | 0 | 57.42 | 65.72 | 9 | 0
2035 | TVA_2_VACAR | TVA | VACAR | Internal | Shoulder | B14 | 900 | 150 | 0 | 57.42 | 61.77 | 9 | 0
2035 | TVA_2_VACAR | TVA | VACAR | Internal | Shoulder | B15 | 1203 | 150 | 0 | 56.94 | 56.93 | 9 | 0
2035 | TVA_2_VACAR | TVA | VACAR | Internal | Summer | B1 | 10 | 150 | 0 | 751.19 | 751.19 | 9 | 0
2035 | TVA_2_VACAR | TVA | VACAR | Internal | Summer | B2 | 25 | 150 | 0 | 751.19 | 751.19 | 9 | 0
2035 | TVA_2_VACAR | TVA | VACAR | Internal | Summer | B3 | 75 | 150 | 150 | 101.41 | 120.39 | 9 | 9.99
2035 | TVA_2_VACAR | TVA | VACAR | Internal | Summer | B4 | 100 | 150 | 0 | 91.81 | 93.8 | 9 | 0
2035 | TVA_2_VACAR | TVA | VACAR | Internal | Summer | B5 | 200 | 150 | 0 | 85.95 | 92.52 | 9 | 0
2035 | TVA_2_VACAR | TVA | VACAR | Internal | Summer | B6 | 300 | 150 | 150 | 66.57 | 85.55 | 9 | 9.99
2035 | TVA_2_VACAR | TVA | VACAR | Internal | Summer | B7 | 400 | 150 | 150 | 55.88 | 72.06 | 9 | 7.18
2035 | TVA_2_VACAR | TVA | VACAR | Internal | Summer | B8 | 500 | 150 | 0 | 55.88 | 64.18 | 9 | 0
2035 | TVA_2_VACAR | TVA | VACAR | Internal | Summer | B9 | 800 | 150 | 0 | 53.58 | 54.91 | 9 | 0
2035 | TVA_2_VACAR | TVA | VACAR | Internal | Summer | B10 | 1262 | 150 | 0 | 49.18 | 51.32 | 9 | 0
2035 | TVA_2_VACAR | TVA | VACAR | Internal | Winter | B16 | 25 | 150 | 0 | 95.94 | 104.92 | 9 | 0
2035 | TVA_2_VACAR | TVA | VACAR | Internal | Winter | B17 | 100 | 150 | 150 | 67.44 | 78.89 | 9 | 2.45
2035 | TVA_2_VACAR | TVA | VACAR | Internal | Winter | B18 | 400 | 150 | 0 | 60.74 | 67.56 | 9 | 0
2035 | TVA_2_VACAR | TVA | VACAR | Internal | Winter | B19 | 700 | 150 | 0 | 60.74 | 60.99 | 9 | 0
2035 | TVA_2_VACAR | TVA | VACAR | Internal | Winter | B20 | 935 | 150 | 0 | 57.4 | 57.39 | 9 | 0
2035 | TVA_Transmission_2_NonRTO_Midwest | TVA_Transmission | NonRTO_Midwest | Internal | Shoulder | B11 | 25 | 700 | 0 | 90.42 | 94.35 | 9 | 0
2035 | TVA_Transmission_2_NonRTO_Midwest | TVA_Transmission | NonRTO_Midwest | Internal | Shoulder | B12 | 200 | 700 | 700 | 66.52 | 77.85 | 9 | 2.33
2035 | TVA_Transmission_2_NonRTO_Midwest | TVA_Transmission | NonRTO_Midwest | Internal | Shoulder | B13 | 600 | 700 | 0 | 59.58 | 63.04 | 9 | 0
2035 | TVA_Transmission_2_NonRTO_Midwest | TVA_Transmission | NonRTO_Midwest | Internal | Shoulder | B14 | 900 | 700 | 0 | 58.33 | 60.46 | 9 | 0
2035 | TVA_Transmission_2_NonRTO_Midwest | TVA_Transmission | NonRTO_Midwest | Internal | Shoulder | B15 | 1203 | 700 | 0 | 56.93 | 48.93 | 9 | 0
2035 | TVA_Transmission_2_NonRTO_Midwest | TVA_Transmission | NonRTO_Midwest | Internal | Summer | B1 | 10 | 700 | 0 | 751.18 | 751.18 | 9 | 0
2035 | TVA_Transmission_2_NonRTO_Midwest | TVA_Transmission | NonRTO_Midwest | Internal | Summer | B2 | 25 | 700 | 0 | 751.18 | 751.18 | 9 | 0
2035 | TVA_Transmission_2_NonRTO_Midwest | TVA_Transmission | NonRTO_Midwest | Internal | Summer | B3 | 75 | 700 | 0 | 101.39 | 93.39 | 9 | 0
2035 | TVA_Transmission_2_NonRTO_Midwest | TVA_Transmission | NonRTO_Midwest | Internal | Summer | B4 | 100 | 700 | 0 | 91.8 | 88.93 | 9 | 0
2035 | TVA_Transmission_2_NonRTO_Midwest | TVA_Transmission | NonRTO_Midwest | Internal | Summer | B5 | 200 | 700 | 0 | 85.93 | 88.93 | 9 | 0
2035 | TVA_Transmission_2_NonRTO_Midwest | TVA_Transmission | NonRTO_Midwest | Internal | Summer | B6 | 300 | 700 | 0 | 66.55 | 66.55 | 9 | 0
2035 | TVA_Transmission_2_NonRTO_Midwest | TVA_Transmission | NonRTO_Midwest | Internal | Summer | B7 | 400 | 700 | 0 | 57.27 | 49.27 | 9 | 0
2035 | TVA_Transmission_2_NonRTO_Midwest | TVA_Transmission | NonRTO_Midwest | Internal | Summer | B8 | 500 | 700 | 0 | 55.87 | 47.87 | 9 | 0
2035 | TVA_Transmission_2_NonRTO_Midwest | TVA_Transmission | NonRTO_Midwest | Internal | Summer | B9 | 800 | 700 | 0 | 53.57 | 45.57 | 9 | 0
2035 | TVA_Transmission_2_NonRTO_Midwest | TVA_Transmission | NonRTO_Midwest | Internal | Summer | B10 | 1262 | 700 | 0 | 49.17 | 41.17 | 9 | 0
2035 | TVA_Transmission_2_NonRTO_Midwest | TVA_Transmission | NonRTO_Midwest | Internal | Winter | B16 | 25 | 700 | 0 | 95.92 | 99.46 | 9 | 0
2035 | TVA_Transmission_2_NonRTO_Midwest | TVA_Transmission | NonRTO_Midwest | Internal | Winter | B17 | 100 | 700 | 0 | 67.42 | 76.25 | 9 | 0
2035 | TVA_Transmission_2_NonRTO_Midwest | TVA_Transmission | NonRTO_Midwest | Internal | Winter | B18 | 400 | 700 | 0 | 62.68 | 65.66 | 9 | 0
2035 | TVA_Transmission_2_NonRTO_Midwest | TVA_Transmission | NonRTO_Midwest | Internal | Winter | B19 | 700 | 700 | 0 | 60.87 | 60.21 | 9 | 0
2035 | TVA_Transmission_2_NonRTO_Midwest | TVA_Transmission | NonRTO_Midwest | Internal | Winter | B20 | 935 | 700 | 0 | 57.39 | 49.39 | 9 | 0
2035 | TVA_Transmission_2_PJM_ROR | TVA_Transmission | PJM_ROR | Internal | Shoulder | B11 | 25 | 2000 | 0 | 90.42 | 84.74 | 9 | 0
2035 | TVA_Transmission_2_PJM_ROR | TVA_Transmission | PJM_ROR | Internal | Shoulder | B12 | 200 | 2000 | 0 | 66.52 | 71.85 | 9 | 0
2035 | TVA_Transmission_2_PJM_ROR | TVA_Transmission | PJM_ROR | Internal | Shoulder | B13 | 600 | 2000 | 0 | 59.58 | 57.02 | 9 | 0
2035 | TVA_Transmission_2_PJM_ROR | TVA_Transmission | PJM_ROR | Internal | Shoulder | B14 | 900 | 2000 | 0 | 58.33 | 53.25 | 9 | 0
2035 | TVA_Transmission_2_PJM_ROR | TVA_Transmission | PJM_ROR | Internal | Shoulder | B15 | 1203 | 2000 | 0 | 56.93 | 50.93 | 9 | 0
2035 | TVA_Transmission_2_PJM_ROR | TVA_Transmission | PJM_ROR | Internal | Summer | B1 | 10 | 2000 | 0 | 751.18 | 745.18 | 9 | 0
2035 | TVA_Transmission_2_PJM_ROR | TVA_Transmission | PJM_ROR | Internal | Summer | B2 | 25 | 2000 | 0 | 751.18 | 745.18 | 9 | 0
2035 | TVA_Transmission_2_PJM_ROR | TVA_Transmission | PJM_ROR | Internal | Summer | B3 | 75 | 2000 | 0 | 101.39 | 83.38 | 9 | 0
2035 | TVA_Transmission_2_PJM_ROR | TVA_Transmission | PJM_ROR | Internal | Summer | B4 | 100 | 2000 | 0 | 91.8 | 81.8 | 9 | 0
2035 | TVA_Transmission_2_PJM_ROR | TVA_Transmission | PJM_ROR | Internal | Summer | B5 | 200 | 2000 | 0 | 85.93 | 79.93 | 9 | 0
2035 | TVA_Transmission_2_PJM_ROR | TVA_Transmission | PJM_ROR | Internal | Summer | B6 | 300 | 2000 | 0 | 66.55 | 60.55 | 9 | 0
2035 | TVA_Transmission_2_PJM_ROR | TVA_Transmission | PJM_ROR | Internal | Summer | B7 | 400 | 2000 | 0 | 57.27 | 51.27 | 9 | 0
2035 | TVA_Transmission_2_PJM_ROR | TVA_Transmission | PJM_ROR | Internal | Summer | B8 | 500 | 2000 | 0 | 55.87 | 49.87 | 9 | 0
2035 | TVA_Transmission_2_PJM_ROR | TVA_Transmission | PJM_ROR | Internal | Summer | B9 | 800 | 2000 | 0 | 53.57 | 47.57 | 9 | 0
2035 | TVA_Transmission_2_PJM_ROR | TVA_Transmission | PJM_ROR | Internal | Summer | B10 | 1262 | 2000 | 0 | 49.17 | 43.64 | 9 | 0
2035 | TVA_Transmission_2_PJM_ROR | TVA_Transmission | PJM_ROR | Internal | Winter | B16 | 25 | 2000 | 0 | 95.92 | 90.95 | 9 | 0
2035 | TVA_Transmission_2_PJM_ROR | TVA_Transmission | PJM_ROR | Internal | Winter | B17 | 100 | 2000 | 0 | 67.42 | 70.26 | 9 | 0
2035 | TVA_Transmission_2_PJM_ROR | TVA_Transmission | PJM_ROR | Internal | Winter | B18 | 400 | 2000 | 0 | 62.68 | 59.64 | 9 | 0
2035 | TVA_Transmission_2_PJM_ROR | TVA_Transmission | PJM_ROR | Internal | Winter | B19 | 700 | 2000 | 0 | 60.87 | 54.99 | 9 | 0
2035 | TVA_Transmission_2_PJM_ROR | TVA_Transmission | PJM_ROR | Internal | Winter | B20 | 935 | 2000 | 0 | 57.39 | 51.39 | 9 | 0
2035 | TVA_Transmission_2_SOCO | TVA_Transmission | SOCO | Internal | Shoulder | B11 | 25 | 3200 | 0 | 90.42 | 98.75 | 9 | 0
2035 | TVA_Transmission_2_SOCO | TVA_Transmission | SOCO | Internal | Shoulder | B12 | 200 | 3200 | 0 | 66.52 | 61.5 | 9 | 0
2035 | TVA_Transmission_2_SOCO | TVA_Transmission | SOCO | Internal | Shoulder | B13 | 600 | 3200 | 0 | 59.58 | 55.72 | 9 | 0
2035 | TVA_Transmission_2_SOCO | TVA_Transmission | SOCO | Internal | Shoulder | B14 | 900 | 3200 | 0 | 58.33 | 55.72 | 9 | 0
2035 | TVA_Transmission_2_SOCO | TVA_Transmission | SOCO | Internal | Shoulder | B15 | 1203 | 3200 | 0 | 56.93 | 55.72 | 9 | 0
2035 | TVA_Transmission_2_SOCO | TVA_Transmission | SOCO | Internal | Summer | B1 | 10 | 3200 | 0 | 751.18 | 751.19 | 9 | 0
2035 | TVA_Transmission_2_SOCO | TVA_Transmission | SOCO | Internal | Summer | B2 | 25 | 3200 | 0 | 751.18 | 751.19 | 9 | 0
2035 | TVA_Transmission_2_SOCO | TVA_Transmission | SOCO | Internal | Summer | B3 | 75 | 3200 | 2765.29 | 101.39 | 110.39 | 9 | 0
2035 | TVA_Transmission_2_SOCO | TVA_Transmission | SOCO | Internal | Summer | B4 | 100 | 3200 | 142.62 | 91.8 | 100.8 | 9 | 0
2035 | TVA_Transmission_2_SOCO | TVA_Transmission | SOCO | Internal | Summer | B5 | 200 | 3200 | 0 | 85.93 | 92.69 | 9 | 0
2035 | TVA_Transmission_2_SOCO | TVA_Transmission | SOCO | Internal | Summer | B6 | 300 | 3200 | 19.75 | 66.55 | 75.55 | 9 | 0
2035 | TVA_Transmission_2_SOCO | TVA_Transmission | SOCO | Internal | Summer | B7 | 400 | 3200 | 0 | 57.27 | 62.06 | 9 | 0
2035 | TVA_Transmission_2_SOCO | TVA_Transmission | SOCO | Internal | Summer | B8 | 500 | 3200 | 0 | 55.87 | 54.18 | 9 | 0
2035 | TVA_Transmission_2_SOCO | TVA_Transmission | SOCO | Internal | Summer | B9 | 800 | 3200 | 0 | 53.57 | 54.18 | 9 | 0
2035 | TVA_Transmission_2_SOCO | TVA_Transmission | SOCO | Internal | Summer | B10 | 1262 | 3200 | 0 | 49.17 | 54.18 | 9 | 0
2035 | TVA_Transmission_2_SOCO | TVA_Transmission | SOCO | Internal | Winter | B16 | 25 | 3200 | 0 | 95.92 | 94.92 | 9 | 0
2035 | TVA_Transmission_2_SOCO | TVA_Transmission | SOCO | Internal | Winter | B17 | 100 | 3200 | 0 | 67.42 | 65.92 | 9 | 0
2035 | TVA_Transmission_2_SOCO | TVA_Transmission | SOCO | Internal | Winter | B18 | 400 | 3200 | 0 | 62.68 | 59.07 | 9 | 0
2035 | TVA_Transmission_2_SOCO | TVA_Transmission | SOCO | Internal | Winter | B19 | 700 | 3200 | 0 | 60.87 | 59.07 | 9 | 0
2035 | TVA_Transmission_2_SOCO | TVA_Transmission | SOCO | Internal | Winter | B20 | 935 | 3200 | 0 | 57.39 | 58.32 | 9 | 0
2035 | TVA_Transmission_2_TVA | TVA_Transmission | TVA | Internal | Shoulder | B11 | 25 | 99999 | 0 | 90.42 | 89.75 | 0.01 | 0
2035 | TVA_Transmission_2_TVA | TVA_Transmission | TVA | Internal | Shoulder | B12 | 200 | 99999 | 165.03 | 66.52 | 66.53 | 0.01 | 0
2035 | TVA_Transmission_2_TVA | TVA_Transmission | TVA | Internal | Shoulder | B13 | 600 | 99999 | 0 | 59.58 | 57.42 | 0.01 | 0
2035 | TVA_Transmission_2_TVA | TVA_Transmission | TVA | Internal | Shoulder | B14 | 900 | 99999 | 0 | 58.33 | 57.42 | 0.01 | 0
2035 | TVA_Transmission_2_TVA | TVA_Transmission | TVA | Internal | Shoulder | B15 | 1203 | 99999 | 2140.84 | 56.93 | 56.94 | 0.01 | 0
2035 | TVA_Transmission_2_TVA | TVA_Transmission | TVA | Internal | Summer | B1 | 10 | 99999 | 4719.25 | 751.18 | 751.19 | 0.01 | 0
2035 | TVA_Transmission_2_TVA | TVA_Transmission | TVA | Internal | Summer | B2 | 25 | 99999 | 1966.36 | 751.18 | 751.19 | 0.01 | 0
2035 | TVA_Transmission_2_TVA | TVA_Transmission | TVA | Internal | Summer | B3 | 75 | 99999 | 3243.3 | 101.39 | 101.41 | 0.01 | 0
2035 | TVA_Transmission_2_TVA | TVA_Transmission | TVA | Internal | Summer | B4 | 100 | 99999 | 2458.98 | 91.8 | 91.81 | 0.01 | 0
2035 | TVA_Transmission_2_TVA | TVA_Transmission | TVA | Internal | Summer | B5 | 200 | 99999 | 1048.73 | 85.93 | 85.95 | 0.01 | 0
2035 | TVA_Transmission_2_TVA | TVA_Transmission | TVA | Internal | Summer | B6 | 300 | 99999 | 836.32 | 66.55 | 66.57 | 0.01 | 0
2035 | TVA_Transmission_2_TVA | TVA_Transmission | TVA | Internal | Summer | B7 | 400 | 99999 | 0 | 57.27 | 55.88 | 0.01 | 0
2035 | TVA_Transmission_2_TVA | TVA_Transmission | TVA | Internal | Summer | B8 | 500 | 99999 | 695.02 | 55.87 | 55.88 | 0.01 | 0
2035 | TVA_Transmission_2_TVA | TVA_Transmission | TVA | Internal | Summer | B9 | 800 | 99999 | 2982.27 | 53.57 | 53.58 | 0.01 | 0
2035 | TVA_Transmission_2_TVA | TVA_Transmission | TVA | Internal | Summer | B10 | 1262 | 99999 | 1991.66 | 49.17 | 49.18 | 0.01 | 0
2035 | TVA_Transmission_2_TVA | TVA_Transmission | TVA | Internal | Winter | B16 | 25 | 99999 | 1586.2 | 95.92 | 95.94 | 0.01 | 0
2035 | TVA_Transmission_2_TVA | TVA_Transmission | TVA | Internal | Winter | B17 | 100 | 99999 | 705.46 | 67.42 | 67.44 | 0.01 | 0
2035 | TVA_Transmission_2_TVA | TVA_Transmission | TVA | Internal | Winter | B18 | 400 | 99999 | 0 | 62.68 | 60.74 | 0.01 | 0
2035 | TVA_Transmission_2_TVA | TVA_Transmission | TVA | Internal | Winter | B19 | 700 | 99999 | 0 | 60.87 | 60.74 | 0.01 | 0
2035 | TVA_Transmission_2_TVA | TVA_Transmission | TVA | Internal | Winter | B20 | 935 | 99999 | 2647.71 | 57.39 | 57.4 | 0.01 | 0
2035 | TVA_Transmission_2_VACAR | TVA_Transmission | VACAR | Internal | Shoulder | B11 | 25 | 900 | 0 | 90.42 | 96.34 | 9 | 0
2035 | TVA_Transmission_2_VACAR | TVA_Transmission | VACAR | Internal | Shoulder | B12 | 200 | 900 | 900 | 66.52 | 77.85 | 9 | 2.33
2035 | TVA_Transmission_2_VACAR | TVA_Transmission | VACAR | Internal | Shoulder | B13 | 600 | 900 | 0 | 59.58 | 65.72 | 9 | 0
2035 | TVA_Transmission_2_VACAR | TVA_Transmission | VACAR | Internal | Shoulder | B14 | 900 | 900 | 0 | 58.33 | 61.77 | 9 | 0
2035 | TVA_Transmission_2_VACAR | TVA_Transmission | VACAR | Internal | Shoulder | B15 | 1203 | 900 | 0 | 56.93 | 56.93 | 9 | 0
2035 | TVA_Transmission_2_VACAR | TVA_Transmission | VACAR | Internal | Summer | B1 | 10 | 900 | 0 | 751.18 | 751.19 | 9 | 0
2035 | TVA_Transmission_2_VACAR | TVA_Transmission | VACAR | Internal | Summer | B2 | 25 | 900 | 0 | 751.18 | 751.19 | 9 | 0
2035 | TVA_Transmission_2_VACAR | TVA_Transmission | VACAR | Internal | Summer | B3 | 75 | 900 | 900 | 101.39 | 120.39 | 9 | 10
2035 | TVA_Transmission_2_VACAR | TVA_Transmission | VACAR | Internal | Summer | B4 | 100 | 900 | 0 | 91.8 | 93.8 | 9 | 0
2035 | TVA_Transmission_2_VACAR | TVA_Transmission | VACAR | Internal | Summer | B5 | 200 | 900 | 0 | 85.93 | 92.52 | 9 | 0
2035 | TVA_Transmission_2_VACAR | TVA_Transmission | VACAR | Internal | Summer | B6 | 300 | 900 | 900 | 66.55 | 85.55 | 9 | 10
2035 | TVA_Transmission_2_VACAR | TVA_Transmission | VACAR | Internal | Summer | B7 | 400 | 900 | 900 | 57.27 | 72.06 | 9 | 5.79
2035 | TVA_Transmission_2_VACAR | TVA_Transmission | VACAR | Internal | Summer | B8 | 500 | 900 | 0 | 55.87 | 64.18 | 9 | 0
2035 | TVA_Transmission_2_VACAR | TVA_Transmission | VACAR | Internal | Summer | B9 | 800 | 900 | 0 | 53.57 | 54.91 | 9 | 0
2035 | TVA_Transmission_2_VACAR | TVA_Transmission | VACAR | Internal | Summer | B10 | 1262 | 900 | 0 | 49.17 | 51.32 | 9 | 0
2035 | TVA_Transmission_2_VACAR | TVA_Transmission | VACAR | Internal | Winter | B16 | 25 | 900 | 296.61 | 95.92 | 104.92 | 9 | 0
2035 | TVA_Transmission_2_VACAR | TVA_Transmission | VACAR | Internal | Winter | B17 | 100 | 900 | 900 | 67.42 | 78.89 | 9 | 2.47
2035 | TVA_Transmission_2_VACAR | TVA_Transmission | VACAR | Internal | Winter | B18 | 400 | 900 | 0 | 62.68 | 67.56 | 9 | 0
2035 | TVA_Transmission_2_VACAR | TVA_Transmission | VACAR | Internal | Winter | B19 | 700 | 900 | 0 | 60.87 | 60.99 | 9 | 0
2035 | TVA_Transmission_2_VACAR | TVA_Transmission | VACAR | Internal | Winter | B20 | 935 | 900 | 0 | 57.39 | 57.39 | 9 | 0
2035 | VACAR_2_SOCO | VACAR | SOCO | Internal | Shoulder | B11 | 25 | 3000 | 0 | 96.34 | 98.75 | 7 | 0
2035 | VACAR_2_SOCO | VACAR | SOCO | Internal | Shoulder | B12 | 200 | 3000 | 0 | 77.85 | 61.5 | 7 | 0
2035 | VACAR_2_SOCO | VACAR | SOCO | Internal | Shoulder | B13 | 600 | 3000 | 0 | 65.72 | 55.72 | 7 | 0
2035 | VACAR_2_SOCO | VACAR | SOCO | Internal | Shoulder | B14 | 900 | 3000 | 0 | 61.77 | 55.72 | 7 | 0
2035 | VACAR_2_SOCO | VACAR | SOCO | Internal | Shoulder | B15 | 1203 | 3000 | 0 | 56.93 | 55.72 | 7 | 0
2035 | VACAR_2_SOCO | VACAR | SOCO | Internal | Summer | B1 | 10 | 3000 | 0 | 751.19 | 751.19 | 7 | 0
2035 | VACAR_2_SOCO | VACAR | SOCO | Internal | Summer | B2 | 25 | 3000 | 0 | 751.19 | 751.19 | 7 | 0
2035 | VACAR_2_SOCO | VACAR | SOCO | Internal | Summer | B3 | 75 | 3000 | 0 | 120.39 | 110.39 | 7 | 0
2035 | VACAR_2_SOCO | VACAR | SOCO | Internal | Summer | B4 | 100 | 3000 | 480.03 | 93.8 | 100.8 | 7 | 0
2035 | VACAR_2_SOCO | VACAR | SOCO | Internal | Summer | B5 | 200 | 3000 | 0 | 92.52 | 92.69 | 7 | 0
2035 | VACAR_2_SOCO | VACAR | SOCO | Internal | Summer | B6 | 300 | 3000 | 0 | 85.55 | 75.55 | 7 | 0
2035 | VACAR_2_SOCO | VACAR | SOCO | Internal | Summer | B7 | 400 | 3000 | 0 | 72.06 | 62.06 | 7 | 0
2035 | VACAR_2_SOCO | VACAR | SOCO | Internal | Summer | B8 | 500 | 3000 | 0 | 64.18 | 54.18 | 7 | 0
2035 | VACAR_2_SOCO | VACAR | SOCO | Internal | Summer | B9 | 800 | 3000 | 0 | 54.91 | 54.18 | 7 | 0
2035 | VACAR_2_SOCO | VACAR | SOCO | Internal | Summer | B10 | 1262 | 3000 | 0 | 51.32 | 54.18 | 7 | 0
2035 | VACAR_2_SOCO | VACAR | SOCO | Internal | Winter | B16 | 25 | 3000 | 0 | 104.92 | 94.92 | 7 | 0
2035 | VACAR_2_SOCO | VACAR | SOCO | Internal | Winter | B17 | 100 | 3000 | 0 | 78.89 | 65.92 | 7 | 0
2035 | VACAR_2_SOCO | VACAR | SOCO | Internal | Winter | B18 | 400 | 3000 | 0 | 67.56 | 59.07 | 7 | 0
2035 | VACAR_2_SOCO | VACAR | SOCO | Internal | Winter | B19 | 700 | 3000 | 0 | 60.99 | 59.07 | 7 | 0
2035 | VACAR_2_SOCO | VACAR | SOCO | Internal | Winter | B20 | 935 | 3000 | 0 | 57.39 | 58.32 | 7 | 0
2040 | ENT_2_MISO_MO-IL | ENT | MISO_MO-IL | Internal | Shoulder | B11 | 25 | 2260 | 0 | 100.63 | 95.63 | 8 | 0
2040 | ENT_2_MISO_MO-IL | ENT | MISO_MO-IL | Internal | Shoulder | B12 | 200 | 2260 | 0 | 64.39 | 70.31 | 8 | 0
2040 | ENT_2_MISO_MO-IL | ENT | MISO_MO-IL | Internal | Shoulder | B13 | 600 | 2260 | 0 | 61.51 | 61.32 | 8 | 0
2040 | ENT_2_MISO_MO-IL | ENT | MISO_MO-IL | Internal | Shoulder | B14 | 900 | 2260 | 0 | 59.46 | 57.77 | 8 | 0
2040 | ENT_2_MISO_MO-IL | ENT | MISO_MO-IL | Internal | Shoulder | B15 | 1203 | 2260 | 0 | 59.46 | 56.38 | 8 | 0
2040 | ENT_2_MISO_MO-IL | ENT | MISO_MO-IL | Internal | Summer | B1 | 10 | 2260 | 0 | 743.16 | 743.16 | 8 | 0
2040 | ENT_2_MISO_MO-IL | ENT | MISO_MO-IL | Internal | Summer | B2 | 25 | 2260 | 0 | 751.19 | 746.18 | 8 | 0
2040 | ENT_2_MISO_MO-IL | ENT | MISO_MO-IL | Internal | Summer | B3 | 75 | 2260 | 0 | 103.65 | 94.65 | 8 | 0
2040 | ENT_2_MISO_MO-IL | ENT | MISO_MO-IL | Internal | Summer | B4 | 100 | 2260 | 0 | 100.01 | 92.01 | 8 | 0
2040 | ENT_2_MISO_MO-IL | ENT | MISO_MO-IL | Internal | Summer | B5 | 200 | 2260 | 0 | 95.34 | 88.44 | 8 | 0
2040 | ENT_2_MISO_MO-IL | ENT | MISO_MO-IL | Internal | Summer | B6 | 300 | 2260 | 0 | 67.25 | 66.72 | 8 | 0
2040 | ENT_2_MISO_MO-IL | ENT | MISO_MO-IL | Internal | Summer | B7 | 400 | 2260 | 0 | 60 | 57.31 | 8 | 0
2040 | ENT_2_MISO_MO-IL | ENT | MISO_MO-IL | Internal | Summer | B8 | 500 | 2260 | 0 | 60 | 53.2 | 8 | 0
2040 | ENT_2_MISO_MO-IL | ENT | MISO_MO-IL | Internal | Summer | B9 | 800 | 2260 | 0 | 59.32 | 51.32 | 8 | 0
2040 | ENT_2_MISO_MO-IL | ENT | MISO_MO-IL | Internal | Summer | B10 | 1262 | 2260 | 0 | 57.59 | 47.77 | 8 | 0
2040 | ENT_2_MISO_MO-IL | ENT | MISO_MO-IL | Internal | Winter | B16 | 25 | 2260 | 0 | 95.15 | 95.15 | 8 | 0
2040 | ENT_2_MISO_MO-IL | ENT | MISO_MO-IL | Internal | Winter | B17 | 100 | 2260 | 0 | 68.26 | 68.26 | 8 | 0
2040 | ENT_2_MISO_MO-IL | ENT | MISO_MO-IL | Internal | Winter | B18 | 400 | 2260 | 0 | 65.94 | 62.7 | 8 | 0
2040 | ENT_2_MISO_MO-IL | ENT | MISO_MO-IL | Internal | Winter | B19 | 700 | 2260 | 0 | 63.4 | 59.41 | 8 | 0
2040 | ENT_2_MISO_MO-IL | ENT | MISO_MO-IL | Internal | Winter | B20 | 935 | 2260 | 0 | 63.4 | 55.4 | 8 | 0
2040 | ENT_2_SOCO | ENT | SOCO | Internal | Shoulder | B11 | 25 | 2000 | 0 | 100.63 | 103.67 | 8 | 0
2040 | ENT_2_SOCO | ENT | SOCO | Internal | Shoulder | B12 | 200 | 2000 | 0 | 64.39 | 65.41 | 8 | 0
2040 | ENT_2_SOCO | ENT | SOCO | Internal | Shoulder | B13 | 600 | 2000 | 0 | 61.51 | 61.82 | 8 | 0
2040 | ENT_2_SOCO | ENT | SOCO | Internal | Shoulder | B14 | 900 | 2000 | 0 | 59.46 | 61.82 | 8 | 0
2040 | ENT_2_SOCO | ENT | SOCO | Internal | Shoulder | B15 | 1203 | 2000 | 0 | 59.46 | 61.82 | 8 | 0
2040 | ENT_2_SOCO | ENT | SOCO | Internal | Summer | B1 | 10 | 2000 | 725.42 | 743.16 | 751.16 | 8 | 0
2040 | ENT_2_SOCO | ENT | SOCO | Internal | Summer | B2 | 25 | 2000 | 0 | 751.19 | 751.19 | 8 | 0
2040 | ENT_2_SOCO | ENT | SOCO | Internal | Summer | B3 | 75 | 2000 | 1859.04 | 103.65 | 111.65 | 8 | 0
2040 | ENT_2_SOCO | ENT | SOCO | Internal | Summer | B4 | 100 | 2000 | 1257.14 | 100.01 | 108.01 | 8 | 0
2040 | ENT_2_SOCO | ENT | SOCO | Internal | Summer | B5 | 200 | 2000 | 0 | 95.34 | 97.43 | 8 | 0
2040 | ENT_2_SOCO | ENT | SOCO | Internal | Summer | B6 | 300 | 2000 | 1022.04 | 67.25 | 75.25 | 8 | 0
2040 | ENT_2_SOCO | ENT | SOCO | Internal | Summer | B7 | 400 | 2000 | 187.06 | 60 | 68 | 8 | 0
2040 | ENT_2_SOCO | ENT | SOCO | Internal | Summer | B8 | 500 | 2000 | 0 | 60 | 60.21 | 8 | 0
2040 | ENT_2_SOCO | ENT | SOCO | Internal | Summer | B9 | 800 | 2000 | 0 | 59.32 | 60.21 | 8 | 0
2040 | ENT_2_SOCO | ENT | SOCO | Internal | Summer | B10 | 1262 | 2000 | 0 | 57.59 | 55.74 | 8 | 0
2040 | ENT_2_SOCO | ENT | SOCO | Internal | Winter | B16 | 25 | 2000 | 233.93 | 95.15 | 103.15 | 8 | 0
2040 | ENT_2_SOCO | ENT | SOCO | Internal | Winter | B17 | 100 | 2000 | 0 | 68.26 | 67.88 | 8 | 0
2040 | ENT_2_SOCO | ENT | SOCO | Internal | Winter | B18 | 400 | 2000 | 0 | 65.94 | 65.5 | 8 | 0
2040 | ENT_2_SOCO | ENT | SOCO | Internal | Winter | B19 | 700 | 2000 | 0 | 63.4 | 61.97 | 8 | 0
2040 | ENT_2_SOCO | ENT | SOCO | Internal | Winter | B20 | 935 | 2000 | 0 | 63.4 | 59.97 | 8 | 0
2040 | ENT_2_TVA_Transmission | ENT | TVA_Transmission | Internal | Shoulder | B11 | 25 | 2100 | 0 | 100.63 | 98.43 | 8 | 0
2040 | ENT_2_TVA_Transmission | ENT | TVA_Transmission | Internal | Shoulder | B12 | 200 | 2100 | 2100 | 64.39 | 75.41 | 8 | 3.02
2040 | ENT_2_TVA_Transmission | ENT | TVA_Transmission | Internal | Shoulder | B13 | 600 | 2100 | 0 | 61.51 | 66.47 | 8 | 0
2040 | ENT_2_TVA_Transmission | ENT | TVA_Transmission | Internal | Shoulder | B14 | 900 | 2100 | 0 | 59.46 | 63.49 | 8 | 0
2040 | ENT_2_TVA_Transmission | ENT | TVA_Transmission | Internal | Shoulder | B15 | 1203 | 2100 | 0 | 59.46 | 63.49 | 8 | 0
2040 | ENT_2_TVA_Transmission | ENT | TVA_Transmission | Internal | Summer | B1 | 10 | 2100 | 182.89 | 743.16 | 751.16 | 8 | 0
2040 | ENT_2_TVA_Transmission | ENT | TVA_Transmission | Internal | Summer | B2 | 25 | 2100 | 0 | 751.19 | 752.57 | 8 | 0
2040 | ENT_2_TVA_Transmission | ENT | TVA_Transmission | Internal | Summer | B3 | 75 | 2100 | 0 | 103.65 | 102.65 | 8 | 0
2040 | ENT_2_TVA_Transmission | ENT | TVA_Transmission | Internal | Summer | B4 | 100 | 2100 | 0 | 100.01 | 100.01 | 8 | 0
2040 | ENT_2_TVA_Transmission | ENT | TVA_Transmission | Internal | Summer | B5 | 200 | 2100 | 0 | 95.34 | 96.44 | 8 | 0
2040 | ENT_2_TVA_Transmission | ENT | TVA_Transmission | Internal | Summer | B6 | 300 | 2100 | 0 | 67.25 | 74.72 | 8 | 0
2040 | ENT_2_TVA_Transmission | ENT | TVA_Transmission | Internal | Summer | B7 | 400 | 2100 | 0 | 60 | 65.31 | 8 | 0
2040 | ENT_2_TVA_Transmission | ENT | TVA_Transmission | Internal | Summer | B8 | 500 | 2100 | 0 | 60 | 61.2 | 8 | 0
2040 | ENT_2_TVA_Transmission | ENT | TVA_Transmission | Internal | Summer | B9 | 800 | 2100 | 0 | 59.32 | 59.32 | 8 | 0
2040 | ENT_2_TVA_Transmission | ENT | TVA_Transmission | Internal | Summer | B10 | 1262 | 2100 | 0 | 57.59 | 49.64 | 8 | 0
2040 | ENT_2_TVA_Transmission | ENT | TVA_Transmission | Internal | Winter | B16 | 25 | 2100 | 1481.33 | 95.15 | 103.15 | 8 | 0
2040 | ENT_2_TVA_Transmission | ENT | TVA_Transmission | Internal | Winter | B17 | 100 | 2100 | 1866.13 | 68.26 | 76.26 | 8 | 0
2040 | ENT_2_TVA_Transmission | ENT | TVA_Transmission | Internal | Winter | B18 | 400 | 2100 | 0 | 65.94 | 68.93 | 8 | 0
2040 | ENT_2_TVA_Transmission | ENT | TVA_Transmission | Internal | Winter | B19 | 700 | 2100 | 0 | 63.4 | 64.73 | 8 | 0
2040 | ENT_2_TVA_Transmission | ENT | TVA_Transmission | Internal | Winter | B20 | 935 | 2100 | 0 | 63.4 | 63.4 | 8 | 0
2040 | HQ_NEISO_2_NEISO | HQ_NEISO | NEISO | Internal | Shoulder | B11 | 25 | 99999 | 2920 | 48.96 | 48.97 | 0.01 | 0
2040 | HQ_NEISO_2_NEISO | HQ_NEISO | NEISO | Internal | Shoulder | B12 | 200 | 99999 | 2920 | 48.96 | 48.97 | 0.01 | 0
2040 | HQ_NEISO_2_NEISO | HQ_NEISO | NEISO | Internal | Shoulder | B13 | 600 | 99999 | 2920 | 48.96 | 48.97 | 0.01 | 0
2040 | HQ_NEISO_2_NEISO | HQ_NEISO | NEISO | Internal | Shoulder | B14 | 900 | 99999 | 2920 | 48.96 | 48.97 | 0.01 | 0
2040 | HQ_NEISO_2_NEISO | HQ_NEISO | NEISO | Internal | Shoulder | B15 | 1203 | 99999 | 1143.24 | 48.96 | 48.97 | 0.01 | 0
2040 | HQ_NEISO_2_NEISO | HQ_NEISO | NEISO | Internal | Summer | B1 | 10 | 99999 | 2920.1 | 734.2 | 734.21 | 0.01 | 0
2040 | HQ_NEISO_2_NEISO | HQ_NEISO | NEISO | Internal | Summer | B2 | 25 | 99999 | 2920.1 | 746.16 | 746.18 | 0.01 | 0
2040 | HQ_NEISO_2_NEISO | HQ_NEISO | NEISO | Internal | Summer | B3 | 75 | 99999 | 2920 | 69.54 | 69.56 | 0.01 | 0
2040 | HQ_NEISO_2_NEISO | HQ_NEISO | NEISO | Internal | Summer | B4 | 100 | 99999 | 2920 | 62.62 | 62.63 | 0.01 | 0
2040 | HQ_NEISO_2_NEISO | HQ_NEISO | NEISO | Internal | Summer | B5 | 200 | 99999 | 2920 | 54.48 | 54.49 | 0.01 | 0
2040 | HQ_NEISO_2_NEISO | HQ_NEISO | NEISO | Internal | Summer | B6 | 300 | 99999 | 2920 | 45.18 | 45.19 | 0.01 | 0
2040 | HQ_NEISO_2_NEISO | HQ_NEISO | NEISO | Internal | Summer | B7 | 400 | 99999 | 2920 | 45.18 | 45.19 | 0.01 | 0
2040 | HQ_NEISO_2_NEISO | HQ_NEISO | NEISO | Internal | Summer | B8 | 500 | 99999 | 2920 | 45.18 | 45.19 | 0.01 | 0
2040 | HQ_NEISO_2_NEISO | HQ_NEISO | NEISO | Internal | Summer | B9 | 800 | 99999 | 2920 | 45.18 | 45.19 | 0.01 | 0
2040 | HQ_NEISO_2_NEISO | HQ_NEISO | NEISO | Internal | Summer | B10 | 1262 | 99999 | 795.94 | 45.18 | 45.19 | 0.01 | 0
2040 | HQ_NEISO_2_NEISO | HQ_NEISO | NEISO | Internal | Winter | B16 | 25 | 99999 | 2920 | 60.57 | 60.59 | 0.01 | 0
2040 | HQ_NEISO_2_NEISO | HQ_NEISO | NEISO | Internal | Winter | B17 | 100 | 99999 | 2920 | 60.57 | 60.59 | 0.01 | 0
2040 | HQ_NEISO_2_NEISO | HQ_NEISO | NEISO | Internal | Winter | B18 | 400 | 99999 | 2920 | 60.57 | 60.59 | 0.01 | 0
2040 | HQ_NEISO_2_NEISO | HQ_NEISO | NEISO | Internal | Winter | B19 | 700 | 99999 | 2920 | 60.57 | 60.59 | 0.01 | 0
2040 | HQ_NEISO_2_NEISO | HQ_NEISO | NEISO | Internal | Winter | B20 | 935 | 99999 | 1233.58 | 60.57 | 60.59 | 0.01 | 0
2040 | HQ_NY_2_NYISO_A-F | HQ_NY | NYISO_A-F | Internal | Shoulder | B11 | 25 | 99999 | 1000 | 72.57 | 72.58 | 0.01 | 0
2040 | HQ_NY_2_NYISO_A-F | HQ_NY | NYISO_A-F | Internal | Shoulder | B12 | 200 | 99999 | 1000 | 72.57 | 72.58 | 0.01 | 0
2040 | HQ_NY_2_NYISO_A-F | HQ_NY | NYISO_A-F | Internal | Shoulder | B13 | 600 | 99999 | 1000 | 57.78 | 57.79 | 0.01 | 0
2040 | HQ_NY_2_NYISO_A-F | HQ_NY | NYISO_A-F | Internal | Shoulder | B14 | 900 | 99999 | 1000 | 52.64 | 52.65 | 0.01 | 0
2040 | HQ_NY_2_NYISO_A-F | HQ_NY | NYISO_A-F | Internal | Shoulder | B15 | 1203 | 99999 | 188.69 | 52.64 | 52.65 | 0.01 | 0
2040 | HQ_NY_2_NYISO_A-F | HQ_NY | NYISO_A-F | Internal | Summer | B1 | 10 | 99999 | 1000.1 | 737.19 | 737.2 | 0.01 | 0
2040 | HQ_NY_2_NYISO_A-F | HQ_NY | NYISO_A-F | Internal | Summer | B2 | 25 | 99999 | 1000.1 | 743.16 | 743.18 | 0.01 | 0
2040 | HQ_NY_2_NYISO_A-F | HQ_NY | NYISO_A-F | Internal | Summer | B3 | 75 | 99999 | 1000 | 88.64 | 88.65 | 0.01 | 0
2040 | HQ_NY_2_NYISO_A-F | HQ_NY | NYISO_A-F | Internal | Summer | B4 | 100 | 99999 | 1000 | 69.13 | 69.14 | 0.01 | 0
2040 | HQ_NY_2_NYISO_A-F | HQ_NY | NYISO_A-F | Internal | Summer | B5 | 200 | 99999 | 1000 | 69.13 | 69.14 | 0.01 | 0
2040 | HQ_NY_2_NYISO_A-F | HQ_NY | NYISO_A-F | Internal | Summer | B6 | 300 | 99999 | 1000 | 56.36 | 56.37 | 0.01 | 0
2040 | HQ_NY_2_NYISO_A-F | HQ_NY | NYISO_A-F | Internal | Summer | B7 | 400 | 99999 | 1000 | 51.35 | 51.36 | 0.01 | 0
2040 | HQ_NY_2_NYISO_A-F | HQ_NY | NYISO_A-F | Internal | Summer | B8 | 500 | 99999 | 1000 | 50.06 | 50.08 | 0.01 | 0
2040 | HQ_NY_2_NYISO_A-F | HQ_NY | NYISO_A-F | Internal | Summer | B9 | 800 | 99999 | 1000 | 50.06 | 50.08 | 0.01 | 0
2040 | HQ_NY_2_NYISO_A-F | HQ_NY | NYISO_A-F | Internal | Summer | B10 | 1262 | 99999 | 30.11 | 50.06 | 50.08 | 0.01 | 0
2040 | HQ_NY_2_NYISO_A-F | HQ_NY | NYISO_A-F | Internal | Winter | B16 | 25 | 99999 | 1000 | 83.66 | 83.67 | 0.01 | 0
2040 | HQ_NY_2_NYISO_A-F | HQ_NY | NYISO_A-F | Internal | Winter | B17 | 100 | 99999 | 1000 | 77.24 | 77.25 | 0.01 | 0
2040 | HQ_NY_2_NYISO_A-F | HQ_NY | NYISO_A-F | Internal | Winter | B18 | 400 | 99999 | 1000 | 60.96 | 60.97 | 0.01 | 0
2040 | HQ_NY_2_NYISO_A-F | HQ_NY | NYISO_A-F | Internal | Winter | B19 | 700 | 99999 | 1000 | 60.96 | 60.97 | 0.01 | 0
2040 | HQ_NY_2_NYISO_A-F | HQ_NY | NYISO_A-F | Internal | Winter | B20 | 935 | 99999 | 229.95 | 60.96 | 60.97 | 0.01 | 0
2040 | HQ_IESO_2_IESO | HQ_IESO | IESO | Internal | Shoulder | B11 | 25 | 99999 | 400 | 79.57 | 79.58 | 0.01 | 0
2040 | HQ_IESO_2_IESO | HQ_IESO | IESO | Internal | Shoulder | B12 | 200 | 99999 | 400 | 75.4 | 75.41 | 0.01 | 0
2040 | HQ_IESO_2_IESO | HQ_IESO | IESO | Internal | Shoulder | B13 | 600 | 99999 | 400 | 50.78 | 50.79 | 0.01 | 0
2040 | HQ_IESO_2_IESO | HQ_IESO | IESO | Internal | Shoulder | B14 | 900 | 99999 | 400 | 50.78 | 50.79 | 0.01 | 0
2040 | HQ_IESO_2_IESO | HQ_IESO | IESO | Internal | Shoulder | B15 | 1203 | 99999 | 75.48 | 50.78 | 50.79 | 0.01 | 0
2040 | HQ_IESO_2_IESO | HQ_IESO | IESO | Internal | Summer | B1 | 10 | 99999 | 400.1 | 736.18 | 736.19 | 0.01 | 0
2040 | HQ_IESO_2_IESO | HQ_IESO | IESO | Internal | Summer | B2 | 25 | 99999 | 400.1 | 739.19 | 739.2 | 0.01 | 0
2040 | HQ_IESO_2_IESO | HQ_IESO | IESO | Internal | Summer | B3 | 75 | 99999 | 400 | 82.54 | 82.56 | 0.01 | 0
2040 | HQ_IESO_2_IESO | HQ_IESO | IESO | Internal | Summer | B4 | 100 | 99999 | 400 | 62.13 | 62.14 | 0.01 | 0
2040 | HQ_IESO_2_IESO | HQ_IESO | IESO | Internal | Summer | B5 | 200 | 99999 | 400 | 62.13 | 62.14 | 0.01 | 0
2040 | HQ_IESO_2_IESO | HQ_IESO | IESO | Internal | Summer | B6 | 300 | 99999 | 400 | 49.36 | 49.37 | 0.01 | 0
2040 | HQ_IESO_2_IESO | HQ_IESO | IESO | Internal | Summer | B7 | 400 | 99999 | 400 | 44.35 | 44.36 | 0.01 | 0
2040 | HQ_IESO_2_IESO | HQ_IESO | IESO | Internal | Summer | B8 | 500 | 99999 | 400 | 43.06 | 43.08 | 0.01 | 0
2040 | HQ_IESO_2_IESO | HQ_IESO | IESO | Internal | Summer | B9 | 800 | 99999 | 400 | 43.06 | 43.08 | 0.01 | 0
2040 | HQ_IESO_2_IESO | HQ_IESO | IESO | Internal | Summer | B10 | 1262 | 99999 | 12.04 | 43.06 | 43.08 | 0.01 | 0
2040 | HQ_IESO_2_IESO | HQ_IESO | IESO | Internal | Winter | B16 | 25 | 99999 | 400 | 87.2 | 87.21 | 0.01 | 0
2040 | HQ_IESO_2_IESO | HQ_IESO | IESO | Internal | Winter | B17 | 100 | 99999 | 400 | 70.24 | 70.25 | 0.01 | 0
2040 | HQ_IESO_2_IESO | HQ_IESO | IESO | Internal | Winter | B18 | 400 | 99999 | 400 | 53.96 | 53.97 | 0.01 | 0
2040 | HQ_IESO_2_IESO | HQ_IESO | IESO | Internal | Winter | B19 | 700 | 99999 | 400 | 53.96 | 53.97 | 0.01 | 0
2040 | HQ_IESO_2_IESO | HQ_IESO | IESO | Internal | Winter | B20 | 935 | 99999 | 91.98 | 53.96 | 53.97 | 0.01 | 0
2040 | IESO_2_MAPP_CA | IESO | MAPP_CA | Internal | Shoulder | B11 | 25 | 262 | 0 | 79.58 | 71.58 | 7 | 0
2040 | IESO_2_MAPP_CA | IESO | MAPP_CA | Internal | Shoulder | B12 | 200 | 262 | 0 | 75.41 | 70.29 | 7 | 0
2040 | IESO_2_MAPP_CA | IESO | MAPP_CA | Internal | Shoulder | B13 | 600 | 262 | 0 | 50.79 | 57.75 | 7 | 0
2040 | IESO_2_MAPP_CA | IESO | MAPP_CA | Internal | Shoulder | B14 | 900 | 262 | 0 | 50.79 | 57.75 | 7 | 0
2040 | IESO_2_MAPP_CA | IESO | MAPP_CA | Internal | Shoulder | B15 | 1203 | 262 | 0 | 50.79 | 57.75 | 7 | 0
2040 | IESO_2_MAPP_CA | IESO | MAPP_CA | Internal | Summer | B1 | 10 | 262 | 0 | 736.19 | 402.75 | 7 | 0
2040 | IESO_2_MAPP_CA | IESO | MAPP_CA | Internal | Summer | B2 | 25 | 262 | 0 | 739.2 | 731.2 | 7 | 0
2040 | IESO_2_MAPP_CA | IESO | MAPP_CA | Internal | Summer | B3 | 75 | 262 | 0 | 82.56 | 74.56 | 7 | 0
2040 | IESO_2_MAPP_CA | IESO | MAPP_CA | Internal | Summer | B4 | 100 | 262 | 0 | 62.14 | 54.14 | 7 | 0
2040 | IESO_2_MAPP_CA | IESO | MAPP_CA | Internal | Summer | B5 | 200 | 262 | 0 | 62.14 | 54.14 | 7 | 0
2040 | IESO_2_MAPP_CA | IESO | MAPP_CA | Internal | Summer | B6 | 300 | 262 | 0 | 49.37 | 47.77 | 7 | 0
2040 | IESO_2_MAPP_CA | IESO | MAPP_CA | Internal | Summer | B7 | 400 | 262 | 0 | 44.36 | 47.77 | 7 | 0
2040 | IESO_2_MAPP_CA | IESO | MAPP_CA | Internal | Summer | B8 | 500 | 262 | 0 | 43.08 | 47.77 | 7 | 0
2040 | IESO_2_MAPP_CA | IESO | MAPP_CA | Internal | Summer | B9 | 800 | 262 | 0 | 43.08 | 47.77 | 7 | 0
2040 | IESO_2_MAPP_CA | IESO | MAPP_CA | Internal | Summer | B10 | 1262 | 262 | 0 | 43.08 | 47.77 | 7 | 0
2040 | IESO_2_MAPP_CA | IESO | MAPP_CA | Internal | Winter | B16 | 25 | 262 | 0 | 87.21 | 90.13 | 7 | 0
2040 | IESO_2_MAPP_CA | IESO | MAPP_CA | Internal | Winter | B17 | 100 | 262 | 0 | 70.25 | 64.27 | 7 | 0
2040 | IESO_2_MAPP_CA | IESO | MAPP_CA | Internal | Winter | B18 | 400 | 262 | 262 | 53.97 | 62.67 | 7 | 1.7
2040 | IESO_2_MAPP_CA | IESO | MAPP_CA | Internal | Winter | B19 | 700 | 262 | 0 | 53.97 | 59.38 | 7 | 0
2040 | IESO_2_MAPP_CA | IESO | MAPP_CA | Internal | Winter | B20 | 935 | 262 | 0 | 53.97 | 59.38 | 7 | 0
2040 | IESO_2_MISO_MI | IESO | MISO_MI | Internal | Shoulder | B11 | 25 | 1840 | 1840 | 79.58 | 95.63 | 7 | 9.05
2040 | IESO_2_MISO_MI | IESO | MISO_MI | Internal | Shoulder | B12 | 200 | 1840 | 1666.87 | 75.41 | 82.41 | 7 | 0
2040 | IESO_2_MISO_MI | IESO | MISO_MI | Internal | Shoulder | B13 | 600 | 1840 | 1840 | 50.79 | 63.84 | 7 | 6.05
2040 | IESO_2_MISO_MI | IESO | MISO_MI | Internal | Shoulder | B14 | 900 | 1840 | 1066.23 | 50.79 | 57.79 | 7 | 0
2040 | IESO_2_MISO_MI | IESO | MISO_MI | Internal | Shoulder | B15 | 1203 | 1840 | 0 | 50.79 | 57.01 | 7 | 0
2040 | IESO_2_MISO_MI | IESO | MISO_MI | Internal | Summer | B1 | 10 | 1840 | 1290.58 | 736.19 | 743.19 | 7 | 0
2040 | IESO_2_MISO_MI | IESO | MISO_MI | Internal | Summer | B2 | 25 | 1840 | 766.54 | 739.2 | 746.2 | 7 | 0
2040 | IESO_2_MISO_MI | IESO | MISO_MI | Internal | Summer | B3 | 75 | 1840 | 1840 | 82.56 | 94.64 | 7 | 5.08
2040 | IESO_2_MISO_MI | IESO | MISO_MI | Internal | Summer | B4 | 100 | 1840 | 1840 | 62.14 | 92.01 | 7 | 22.86
2040 | IESO_2_MISO_MI | IESO | MISO_MI | Internal | Summer | B5 | 200 | 1840 | 1840 | 62.14 | 88.44 | 7 | 19.3
2040 | IESO_2_MISO_MI | IESO | MISO_MI | Internal | Summer | B6 | 300 | 1840 | 1840 | 49.37 | 66.75 | 7 | 10.38
2040 | IESO_2_MISO_MI | IESO | MISO_MI | Internal | Summer | B7 | 400 | 1840 | 1840 | 44.36 | 57.33 | 7 | 5.97
2040 | IESO_2_MISO_MI | IESO | MISO_MI | Internal | Summer | B8 | 500 | 1840 | 1840 | 43.08 | 53.23 | 7 | 3.15
2040 | IESO_2_MISO_MI | IESO | MISO_MI | Internal | Summer | B9 | 800 | 1840 | 1840 | 43.08 | 51.39 | 7 | 1.32
2040 | IESO_2_MISO_MI | IESO | MISO_MI | Internal | Summer | B10 | 1262 | 1840 | 0 | 43.08 | 47.79 | 7 | 0
2040 | IESO_2_MISO_MI | IESO | MISO_MI | Internal | Winter | B16 | 25 | 1840 | 1840 | 87.21 | 99.57 | 7 | 5.36
2040 | IESO_2_MISO_MI | IESO | MISO_MI | Internal | Winter | B17 | 100 | 1840 | 1840 | 70.25 | 77.3 | 7 | 0.05
2040 | IESO_2_MISO_MI | IESO | MISO_MI | Internal | Winter | B18 | 400 | 1840 | 1840 | 53.97 | 66.96 | 7 | 5.99
2040 | IESO_2_MISO_MI | IESO | MISO_MI | Internal | Winter | B19 | 700 | 1840 | 0 | 53.97 | 59.43 | 7 | 0
2040 | IESO_2_MISO_MI | IESO | MISO_MI | Internal | Winter | B20 | 935 | 1840 | 0 | 53.97 | 56.19 | 7 | 0
2040 | IESO_2_MISO_W | IESO | MISO_W | Internal | Shoulder | B11 | 25 | 140 | 140 | 79.58 | 95.62 | 7 | 9.04
2040 | IESO_2_MISO_W | IESO | MISO_W | Internal | Shoulder | B12 | 200 | 140 | 0 | 75.41 | 70.3 | 7 | 0
2040 | IESO_2_MISO_W | IESO | MISO_W | Internal | Shoulder | B13 | 600 | 140 | 140 | 50.79 | 60.13 | 7 | 2.34
2040 | IESO_2_MISO_W | IESO | MISO_W | Internal | Shoulder | B14 | 900 | 140 | 0 | 50.79 | 57.76 | 7 | 0
2040 | IESO_2_MISO_W | IESO | MISO_W | Internal | Shoulder | B15 | 1203 | 140 | 0 | 50.79 | 56.37 | 7 | 0
2040 | IESO_2_MISO_W | IESO | MISO_W | Internal | Summer | B1 | 10 | 140 | 0 | 736.19 | 738.15 | 7 | 0
2040 | IESO_2_MISO_W | IESO | MISO_W | Internal | Summer | B2 | 25 | 140 | 0 | 739.2 | 746.16 | 7 | 0
2040 | IESO_2_MISO_W | IESO | MISO_W | Internal | Summer | B3 | 75 | 140 | 140 | 82.56 | 94.64 | 7 | 5.08
2040 | IESO_2_MISO_W | IESO | MISO_W | Internal | Summer | B4 | 100 | 140 | 140 | 62.14 | 91.99 | 7 | 22.85
2040 | IESO_2_MISO_W | IESO | MISO_W | Internal | Summer | B5 | 200 | 140 | 140 | 62.14 | 88.43 | 7 | 19.29
2040 | IESO_2_MISO_W | IESO | MISO_W | Internal | Summer | B6 | 300 | 140 | 140 | 49.37 | 66.71 | 7 | 10.34
2040 | IESO_2_MISO_W | IESO | MISO_W | Internal | Summer | B7 | 400 | 140 | 140 | 44.36 | 57.29 | 7 | 5.93
2040 | IESO_2_MISO_W | IESO | MISO_W | Internal | Summer | B8 | 500 | 140 | 140 | 43.08 | 53.19 | 7 | 3.11
2040 | IESO_2_MISO_W | IESO | MISO_W | Internal | Summer | B9 | 800 | 140 | 130.14 | 43.08 | 50.08 | 7 | 0
2040 | IESO_2_MISO_W | IESO | MISO_W | Internal | Summer | B10 | 1262 | 140 | 0 | 43.08 | 47.76 | 7 | 0
2040 | IESO_2_MISO_W | IESO | MISO_W | Internal | Winter | B16 | 25 | 140 | 0 | 87.21 | 90.14 | 7 | 0
2040 | IESO_2_MISO_W | IESO | MISO_W | Internal | Winter | B17 | 100 | 140 | 0 | 70.25 | 64.29 | 7 | 0
2040 | IESO_2_MISO_W | IESO | MISO_W | Internal | Winter | B18 | 400 | 140 | 140 | 53.97 | 62.69 | 7 | 1.71
2040 | IESO_2_MISO_W | IESO | MISO_W | Internal | Winter | B19 | 700 | 140 | 0 | 53.97 | 59.4 | 7 | 0
2040 | IESO_2_MISO_W | IESO | MISO_W | Internal | Winter | B20 | 935 | 140 | 0 | 53.97 | 55.39 | 7 | 0
2040 | IESO_2_NYISO_A-F | IESO | NYISO_A-F | Internal | Shoulder | B11 | 25 | 1725 | 0 | 79.58 | 72.58 | 7 | 0
2040 | IESO_2_NYISO_A-F | IESO | NYISO_A-F | Internal | Shoulder | B12 | 200 | 1725 | 0 | 75.41 | 72.58 | 7 | 0
2040 | IESO_2_NYISO_A-F | IESO | NYISO_A-F | Internal | Shoulder | B13 | 600 | 1725 | 19.62 | 50.79 | 57.79 | 7 | 0
2040 | IESO_2_NYISO_A-F | IESO | NYISO_A-F | Internal | Shoulder | B14 | 900 | 1725 | 0 | 50.79 | 52.65 | 7 | 0
2040 | IESO_2_NYISO_A-F | IESO | NYISO_A-F | Internal | Shoulder | B15 | 1203 | 1725 | 0 | 50.79 | 52.65 | 7 | 0
2040 | IESO_2_NYISO_A-F | IESO | NYISO_A-F | Internal | Summer | B1 | 10 | 1725 | 0 | 736.19 | 737.2 | 7 | 0
2040 | IESO_2_NYISO_A-F | IESO | NYISO_A-F | Internal | Summer | B2 | 25 | 1725 | 0 | 739.2 | 743.18 | 7 | 0
2040 | IESO_2_NYISO_A-F | IESO | NYISO_A-F | Internal | Summer | B3 | 75 | 1725 | 0 | 82.56 | 88.65 | 7 | 0
2040 | IESO_2_NYISO_A-F | IESO | NYISO_A-F | Internal | Summer | B4 | 100 | 1725 | 339.35 | 62.14 | 69.14 | 7 | 0
2040 | IESO_2_NYISO_A-F | IESO | NYISO_A-F | Internal | Summer | B5 | 200 | 1725 | 719.41 | 62.14 | 69.14 | 7 | 0
2040 | IESO_2_NYISO_A-F | IESO | NYISO_A-F | Internal | Summer | B6 | 300 | 1725 | 1438.19 | 49.37 | 56.37 | 7 | 0
2040 | IESO_2_NYISO_A-F | IESO | NYISO_A-F | Internal | Summer | B7 | 400 | 1725 | 883.12 | 44.36 | 51.36 | 7 | 0
2040 | IESO_2_NYISO_A-F | IESO | NYISO_A-F | Internal | Summer | B8 | 500 | 1725 | 273.65 | 43.08 | 50.08 | 7 | 0
2040 | IESO_2_NYISO_A-F | IESO | NYISO_A-F | Internal | Summer | B9 | 800 | 1725 | 88.81 | 43.08 | 50.08 | 7 | 0
2040 | IESO_2_NYISO_A-F | IESO | NYISO_A-F | Internal | Summer | B10 | 1262 | 1725 | 59.26 | 43.08 | 50.08 | 7 | 0
2040 | IESO_2_NYISO_A-F | IESO | NYISO_A-F | Internal | Winter | B16 | 25 | 1725 | 0 | 87.21 | 83.67 | 7 | 0
2040 | IESO_2_NYISO_A-F | IESO | NYISO_A-F | Internal | Winter | B17 | 100 | 1725 | 312.96 | 70.25 | 77.25 | 7 | 0
2040 | IESO_2_NYISO_A-F | IESO | NYISO_A-F | Internal | Winter | B18 | 400 | 1725 | 647 | 53.97 | 60.97 | 7 | 0
2040 | IESO_2_NYISO_A-F | IESO | NYISO_A-F | Internal | Winter | B19 | 700 | 1725 | 738.74 | 53.97 | 60.97 | 7 | 0
2040 | IESO_2_NYISO_A-F | IESO | NYISO_A-F | Internal | Winter | B20 | 935 | 1725 | 828.73 | 53.97 | 60.97 | 7 | 0
2040 | MAPP_CA_2_IESO | MAPP_CA | IESO | Internal | Shoulder | B11 | 25 | 330 | 57.45 | 71.58 | 79.58 | 8 | 0
2040 | MAPP_CA_2_IESO | MAPP_CA | IESO | Internal | Shoulder | B12 | 200 | 330 | 0 | 70.29 | 75.41 | 8 | 0
2040 | MAPP_CA_2_IESO | MAPP_CA | IESO | Internal | Shoulder | B13 | 600 | 330 | 0 | 57.75 | 50.79 | 8 | 0
2040 | MAPP_CA_2_IESO | MAPP_CA | IESO | Internal | Shoulder | B14 | 900 | 330 | 0 | 57.75 | 50.79 | 8 | 0
2040 | MAPP_CA_2_IESO | MAPP_CA | IESO | Internal | Shoulder | B15 | 1203 | 330 | 0 | 57.75 | 50.79 | 8 | 0
2040 | MAPP_CA_2_IESO | MAPP_CA | IESO | Internal | Summer | B1 | 10 | 330 | 330 | 402.75 | 736.19 | 8 | 325.44
2040 | MAPP_CA_2_IESO | MAPP_CA | IESO | Internal | Summer | B2 | 25 | 330 | 230.39 | 731.2 | 739.2 | 8 | 0
2040 | MAPP_CA_2_IESO | MAPP_CA | IESO | Internal | Summer | B3 | 75 | 330 | 162.57 | 74.56 | 82.56 | 8 | 0
2040 | MAPP_CA_2_IESO | MAPP_CA | IESO | Internal | Summer | B4 | 100 | 330 | 121.19 | 54.14 | 62.14 | 8 | 0
2040 | MAPP_CA_2_IESO | MAPP_CA | IESO | Internal | Summer | B5 | 200 | 330 | 61.11 | 54.14 | 62.14 | 8 | 0
2040 | MAPP_CA_2_IESO | MAPP_CA | IESO | Internal | Summer | B6 | 300 | 330 | 0 | 47.77 | 49.37 | 8 | 0
2040 | MAPP_CA_2_IESO | MAPP_CA | IESO | Internal | Summer | B7 | 400 | 330 | 0 | 47.77 | 44.36 | 8 | 0
2040 | MAPP_CA_2_IESO | MAPP_CA | IESO | Internal | Summer | B8 | 500 | 330 | 0 | 47.77 | 43.08 | 8 | 0
2040 | MAPP_CA_2_IESO | MAPP_CA | IESO | Internal | Summer | B9 | 800 | 330 | 0 | 47.77 | 43.08 | 8 | 0
2040 | MAPP_CA_2_IESO | MAPP_CA | IESO | Internal | Summer | B10 | 1262 | 330 | 0 | 47.77 | 43.08 | 8 | 0
2040 | MAPP_CA_2_IESO | MAPP_CA | IESO | Internal | Winter | B16 | 25 | 330 | 0 | 90.13 | 87.21 | 8 | 0
2040 | MAPP_CA_2_IESO | MAPP_CA | IESO | Internal | Winter | B17 | 100 | 330 | 0 | 64.27 | 70.25 | 8 | 0
2040 | MAPP_CA_2_IESO | MAPP_CA | IESO | Internal | Winter | B18 | 400 | 330 | 0 | 62.67 | 53.97 | 8 | 0
2040 | MAPP_CA_2_IESO | MAPP_CA | IESO | Internal | Winter | B19 | 700 | 330 | 0 | 59.38 | 53.97 | 8 | 0
2040 | MAPP_CA_2_IESO | MAPP_CA | IESO | Internal | Winter | B20 | 935 | 330 | 0 | 59.38 | 53.97 | 8 | 0
2040 | MAPP_CA_2_MAPP_US | MAPP_CA | MAPP_US | Internal | Shoulder | B11 | 25 | 372 | 372 | 71.58 | 88.62 | 7 | 10.04
2040 | MAPP_CA_2_MAPP_US | MAPP_CA | MAPP_US | Internal | Shoulder | B12 | 200 | 372 | 0 | 70.29 | 63.3 | 7 | 0
2040 | MAPP_CA_2_MAPP_US | MAPP_CA | MAPP_US | Internal | Shoulder | B13 | 600 | 372 | 0 | 57.75 | 53.13 | 7 | 0
2040 | MAPP_CA_2_MAPP_US | MAPP_CA | MAPP_US | Internal | Shoulder | B14 | 900 | 372 | 0 | 57.75 | 50.76 | 7 | 0
2040 | MAPP_CA_2_MAPP_US | MAPP_CA | MAPP_US | Internal | Shoulder | B15 | 1203 | 372 | 0 | 57.75 | 49.37 | 7 | 0
2040 | MAPP_CA_2_MAPP_US | MAPP_CA | MAPP_US | Internal | Summer | B1 | 10 | 372 | 372 | 402.75 | 731.15 | 7 | 321.41
2040 | MAPP_CA_2_MAPP_US | MAPP_CA | MAPP_US | Internal | Summer | B2 | 25 | 372 | 372 | 731.2 | 739.16 | 7 | 0.96
2040 | MAPP_CA_2_MAPP_US | MAPP_CA | MAPP_US | Internal | Summer | B3 | 75 | 372 | 372 | 74.56 | 91.64 | 7 | 10.08
2040 | MAPP_CA_2_MAPP_US | MAPP_CA | MAPP_US | Internal | Summer | B4 | 100 | 372 | 372 | 54.14 | 90.13 | 7 | 28.99
2040 | MAPP_CA_2_MAPP_US | MAPP_CA | MAPP_US | Internal | Summer | B5 | 200 | 372 | 372 | 54.14 | 83.33 | 7 | 22.19
2040 | MAPP_CA_2_MAPP_US | MAPP_CA | MAPP_US | Internal | Summer | B6 | 300 | 372 | 372 | 47.77 | 59.71 | 7 | 4.94
2040 | MAPP_CA_2_MAPP_US | MAPP_CA | MAPP_US | Internal | Summer | B7 | 400 | 372 | 0 | 47.77 | 50.41 | 7 | 0
2040 | MAPP_CA_2_MAPP_US | MAPP_CA | MAPP_US | Internal | Summer | B8 | 500 | 372 | 0 | 47.77 | 46.19 | 7 | 0
2040 | MAPP_CA_2_MAPP_US | MAPP_CA | MAPP_US | Internal | Summer | B9 | 800 | 372 | 0 | 47.77 | 45.77 | 7 | 0
2040 | MAPP_CA_2_MAPP_US | MAPP_CA | MAPP_US | Internal | Summer | B10 | 1262 | 372 | 0 | 47.77 | 40.76 | 7 | 0
2040 | MAPP_CA_2_MAPP_US | MAPP_CA | MAPP_US | Internal | Winter | B16 | 25 | 372 | 0 | 90.13 | 83.14 | 7 | 0
2040 | MAPP_CA_2_MAPP_US | MAPP_CA | MAPP_US | Internal | Winter | B17 | 100 | 372 | 0 | 64.27 | 57.29 | 7 | 0
2040 | MAPP_CA_2_MAPP_US | MAPP_CA | MAPP_US | Internal | Winter | B18 | 400 | 372 | 0 | 62.67 | 55.69 | 7 | 0
2040 | MAPP_CA_2_MAPP_US | MAPP_CA | MAPP_US | Internal | Winter | B19 | 700 | 372 | 0 | 59.38 | 52.4 | 7 | 0
2040 | MAPP_CA_2_MAPP_US | MAPP_CA | MAPP_US | Internal | Winter | B20 | 935 | 372 | 0 | 59.38 | 48.39 | 7 | 0
2040 | MAPP_CA_2_MISO_W | MAPP_CA | MISO_W | Internal | Shoulder | B11 | 25 | 1970 | 1970 | 71.58 | 95.62 | 0.01 | 24.03
2040 | MAPP_CA_2_MISO_W | MAPP_CA | MISO_W | Internal | Shoulder | B12 | 200 | 1970 | 1910.8 | 70.29 | 70.3 | 0.01 | 0
2040 | MAPP_CA_2_MISO_W | MAPP_CA | MISO_W | Internal | Shoulder | B13 | 600 | 1970 | 1970 | 57.75 | 60.13 | 0.01 | 2.37
2040 | MAPP_CA_2_MISO_W | MAPP_CA | MISO_W | Internal | Shoulder | B14 | 900 | 1970 | 1544.29 | 57.75 | 57.76 | 0.01 | 0
2040 | MAPP_CA_2_MISO_W | MAPP_CA | MISO_W | Internal | Shoulder | B15 | 1203 | 1970 | 0 | 57.75 | 56.37 | 0.01 | 0
2040 | MAPP_CA_2_MISO_W | MAPP_CA | MISO_W | Internal | Summer | B1 | 10 | 1970 | 1970 | 402.75 | 738.15 | 0.01 | 335.39
2040 | MAPP_CA_2_MISO_W | MAPP_CA | MISO_W | Internal | Summer | B2 | 25 | 1970 | 1970 | 731.2 | 746.16 | 0.01 | 14.95
2040 | MAPP_CA_2_MISO_W | MAPP_CA | MISO_W | Internal | Summer | B3 | 75 | 1970 | 1970 | 74.56 | 94.64 | 0.01 | 20.07
2040 | MAPP_CA_2_MISO_W | MAPP_CA | MISO_W | Internal | Summer | B4 | 100 | 1970 | 1970 | 54.14 | 91.99 | 0.01 | 37.84
2040 | MAPP_CA_2_MISO_W | MAPP_CA | MISO_W | Internal | Summer | B5 | 200 | 1970 | 1970 | 54.14 | 88.43 | 0.01 | 34.27
2040 | MAPP_CA_2_MISO_W | MAPP_CA | MISO_W | Internal | Summer | B6 | 300 | 1970 | 1970 | 47.77 | 66.71 | 0.01 | 18.93
2040 | MAPP_CA_2_MISO_W | MAPP_CA | MISO_W | Internal | Summer | B7 | 400 | 1970 | 1970 | 47.77 | 57.29 | 0.01 | 9.51
2040 | MAPP_CA_2_MISO_W | MAPP_CA | MISO_W | Internal | Summer | B8 | 500 | 1970 | 1970 | 47.77 | 53.19 | 0.01 | 5.41
2040 | MAPP_CA_2_MISO_W | MAPP_CA | MISO_W | Internal | Summer | B9 | 800 | 1970 | 1970 | 47.77 | 50.08 | 0.01 | 2.3
2040 | MAPP_CA_2_MISO_W | MAPP_CA | MISO_W | Internal | Summer | B10 | 1262 | 1970 | 0 | 47.77 | 47.76 | 0.01 | 0
2040 | MAPP_CA_2_MISO_W | MAPP_CA | MISO_W | Internal | Winter | B16 | 25 | 1970 | 1543.13 | 90.13 | 90.14 | 0.01 | 0
2040 | MAPP_CA_2_MISO_W | MAPP_CA | MISO_W | Internal | Winter | B17 | 100 | 1970 | 1348.78 | 64.27 | 64.29 | 0.01 | 0
2040 | MAPP_CA_2_MISO_W | MAPP_CA | MISO_W | Internal | Winter | B18 | 400 | 1970 | 1692.38 | 62.67 | 62.69 | 0.01 | 0
2040 | MAPP_CA_2_MISO_W | MAPP_CA | MISO_W | Internal | Winter | B19 | 700 | 1970 | 960.36 | 59.38 | 59.4 | 0.01 | 0
2040 | MAPP_CA_2_MISO_W | MAPP_CA | MISO_W | Internal | Winter | B20 | 935 | 1970 | 0 | 59.38 | 55.39 | 0.01 | 0
2040 | MAPP_US_2_MAPP_CA | MAPP_US | MAPP_CA | Internal | Shoulder | B11 | 25 | 165 | 0 | 88.62 | 71.58 | 7 | 0
2040 | MAPP_US_2_MAPP_CA | MAPP_US | MAPP_CA | Internal | Shoulder | B12 | 200 | 165 | 0 | 63.3 | 70.29 | 7 | 0
2040 | MAPP_US_2_MAPP_CA | MAPP_US | MAPP_CA | Internal | Shoulder | B13 | 600 | 165 | 0 | 53.13 | 57.75 | 7 | 0
2040 | MAPP_US_2_MAPP_CA | MAPP_US | MAPP_CA | Internal | Shoulder | B14 | 900 | 165 | 0 | 50.76 | 57.75 | 7 | 0
2040 | MAPP_US_2_MAPP_CA | MAPP_US | MAPP_CA | Internal | Shoulder | B15 | 1203 | 165 | 165 | 49.37 | 57.75 | 7 | 1.38
2040 | MAPP_US_2_MAPP_CA | MAPP_US | MAPP_CA | Internal | Summer | B1 | 10 | 165 | 0 | 731.15 | 402.75 | 7 | 0
2040 | MAPP_US_2_MAPP_CA | MAPP_US | MAPP_CA | Internal | Summer | B2 | 25 | 165 | 0 | 739.16 | 731.2 | 7 | 0
2040 | MAPP_US_2_MAPP_CA | MAPP_US | MAPP_CA | Internal | Summer | B3 | 75 | 165 | 0 | 91.64 | 74.56 | 7 | 0
2040 | MAPP_US_2_MAPP_CA | MAPP_US | MAPP_CA | Internal | Summer | B4 | 100 | 165 | 0 | 90.13 | 54.14 | 7 | 0
2040 | MAPP_US_2_MAPP_CA | MAPP_US | MAPP_CA | Internal | Summer | B5 | 200 | 165 | 0 | 83.33 | 54.14 | 7 | 0
2040 | MAPP_US_2_MAPP_CA | MAPP_US | MAPP_CA | Internal | Summer | B6 | 300 | 165 | 0 | 59.71 | 47.77 | 7 | 0
2040 | MAPP_US_2_MAPP_CA | MAPP_US | MAPP_CA | Internal | Summer | B7 | 400 | 165 | 0 | 50.41 | 47.77 | 7 | 0
2040 | MAPP_US_2_MAPP_CA | MAPP_US | MAPP_CA | Internal | Summer | B8 | 500 | 165 | 0 | 46.19 | 47.77 | 7 | 0
2040 | MAPP_US_2_MAPP_CA | MAPP_US | MAPP_CA | Internal | Summer | B9 | 800 | 165 | 0 | 45.77 | 47.77 | 7 | 0
2040 | MAPP_US_2_MAPP_CA | MAPP_US | MAPP_CA | Internal | Summer | B10 | 1262 | 165 | 165 | 40.76 | 47.77 | 7 | 0.01
2040 | MAPP_US_2_MAPP_CA | MAPP_US | MAPP_CA | Internal | Winter | B16 | 25 | 165 | 0 | 83.14 | 90.13 | 7 | 0
2040 | MAPP_US_2_MAPP_CA | MAPP_US | MAPP_CA | Internal | Winter | B17 | 100 | 165 | 0 | 57.29 | 64.27 | 7 | 0
2040 | MAPP_US_2_MAPP_CA | MAPP_US | MAPP_CA | Internal | Winter | B18 | 400 | 165 | 0 | 55.69 | 62.67 | 7 | 0
2040 | MAPP_US_2_MAPP_CA | MAPP_US | MAPP_CA | Internal | Winter | B19 | 700 | 165 | 0 | 52.4 | 59.38 | 7 | 0
2040 | MAPP_US_2_MAPP_CA | MAPP_US | MAPP_CA | Internal | Winter | B20 | 935 | 165 | 165 | 48.39 | 59.38 | 7 | 3.99
2040 | MAPP_US_2_MISO_W | MAPP_US | MISO_W | Internal | Shoulder | B11 | 25 | 2635 | 1830.69 | 88.62 | 95.62 | 7 | 0
2040 | MAPP_US_2_MISO_W | MAPP_US | MISO_W | Internal | Shoulder | B12 | 200 | 2635 | 1154.68 | 63.3 | 70.3 | 7 | 0
2040 | MAPP_US_2_MISO_W | MAPP_US | MISO_W | Internal | Shoulder | B13 | 600 | 2635 | 1313.29 | 53.13 | 60.13 | 7 | 0
2040 | MAPP_US_2_MISO_W | MAPP_US | MISO_W | Internal | Shoulder | B14 | 900 | 2635 | 284.07 | 50.76 | 57.76 | 7 | 0
2040 | MAPP_US_2_MISO_W | MAPP_US | MISO_W | Internal | Shoulder | B15 | 1203 | 2635 | 47.28 | 49.37 | 56.37 | 7 | 0
2040 | MAPP_US_2_MISO_W | MAPP_US | MISO_W | Internal | Summer | B1 | 10 | 2635 | 1154.98 | 731.15 | 738.15 | 7 | 0
2040 | MAPP_US_2_MISO_W | MAPP_US | MISO_W | Internal | Summer | B2 | 25 | 2635 | 102.58 | 739.16 | 746.16 | 7 | 0
2040 | MAPP_US_2_MISO_W | MAPP_US | MISO_W | Internal | Summer | B3 | 75 | 2635 | 0 | 91.64 | 94.64 | 7 | 0
2040 | MAPP_US_2_MISO_W | MAPP_US | MISO_W | Internal | Summer | B4 | 100 | 2635 | 0 | 90.13 | 91.99 | 7 | 0
2040 | MAPP_US_2_MISO_W | MAPP_US | MISO_W | Internal | Summer | B5 | 200 | 2635 | 0 | 83.33 | 88.43 | 7 | 0
2040 | MAPP_US_2_MISO_W | MAPP_US | MISO_W | Internal | Summer | B6 | 300 | 2635 | 1643.82 | 59.71 | 66.71 | 7 | 0
2040 | MAPP_US_2_MISO_W | MAPP_US | MISO_W | Internal | Summer | B7 | 400 | 2635 | 0 | 50.41 | 57.29 | 7 | 0
2040 | MAPP_US_2_MISO_W | MAPP_US | MISO_W | Internal | Summer | B8 | 500 | 2635 | 95.09 | 46.19 | 53.19 | 7 | 0
2040 | MAPP_US_2_MISO_W | MAPP_US | MISO_W | Internal | Summer | B9 | 800 | 2635 | 0 | 45.77 | 50.08 | 7 | 0
2040 | MAPP_US_2_MISO_W | MAPP_US | MISO_W | Internal | Summer | B10 | 1262 | 2635 | 150.61 | 40.76 | 47.76 | 7 | 0
2040 | MAPP_US_2_MISO_W | MAPP_US | MISO_W | Internal | Winter | B16 | 25 | 2635 | 667.02 | 83.14 | 90.14 | 7 | 0
2040 | MAPP_US_2_MISO_W | MAPP_US | MISO_W | Internal | Winter | B17 | 100 | 2635 | 1183.55 | 57.29 | 64.29 | 7 | 0
2040 | MAPP_US_2_MISO_W | MAPP_US | MISO_W | Internal | Winter | B18 | 400 | 2635 | 1299.84 | 55.69 | 62.69 | 7 | 0
2040 | MAPP_US_2_MISO_W | MAPP_US | MISO_W | Internal | Winter | B19 | 700 | 2635 | 33.19 | 52.4 | 59.4 | 7 | 0
2040 | MAPP_US_2_MISO_W | MAPP_US | MISO_W | Internal | Winter | B20 | 935 | 2635 | 229.42 | 48.39 | 55.39 | 7 | 0
2040 | MAPP_US_2_NE | MAPP_US | NE | Internal | Shoulder | B11 | 25 | 2000 | 152.86 | 88.62 | 95.62 | 7 | 0
2040 | MAPP_US_2_NE | MAPP_US | NE | Internal | Shoulder | B12 | 200 | 2000 | 0 | 63.3 | 65.3 | 7 | 0
2040 | MAPP_US_2_NE | MAPP_US | NE | Internal | Shoulder | B13 | 600 | 2000 | 0 | 53.13 | 59.23 | 7 | 0
2040 | MAPP_US_2_NE | MAPP_US | NE | Internal | Shoulder | B14 | 900 | 2000 | 0 | 50.76 | 54.45 | 7 | 0
2040 | MAPP_US_2_NE | MAPP_US | NE | Internal | Shoulder | B15 | 1203 | 2000 | 0 | 49.37 | 53.21 | 7 | 0
2040 | MAPP_US_2_NE | MAPP_US | NE | Internal | Summer | B1 | 10 | 2000 | 280.1 | 731.15 | 738.15 | 7 | 0
2040 | MAPP_US_2_NE | MAPP_US | NE | Internal | Summer | B2 | 25 | 2000 | 1358.79 | 739.16 | 746.16 | 7 | 0
2040 | MAPP_US_2_NE | MAPP_US | NE | Internal | Summer | B3 | 75 | 2000 | 1239.74 | 91.64 | 98.64 | 7 | 0
2040 | MAPP_US_2_NE | MAPP_US | NE | Internal | Summer | B4 | 100 | 2000 | 1473.15 | 90.13 | 97.13 | 7 | 0
2040 | MAPP_US_2_NE | MAPP_US | NE | Internal | Summer | B5 | 200 | 2000 | 1570.59 | 83.33 | 90.33 | 7 | 0
2040 | MAPP_US_2_NE | MAPP_US | NE | Internal | Summer | B6 | 300 | 2000 | 0 | 59.71 | 62.56 | 7 | 0
2040 | MAPP_US_2_NE | MAPP_US | NE | Internal | Summer | B7 | 400 | 2000 | 1409.05 | 50.41 | 57.41 | 7 | 0
2040 | MAPP_US_2_NE | MAPP_US | NE | Internal | Summer | B8 | 500 | 2000 | 1668.98 | 46.19 | 53.19 | 7 | 0
2040 | MAPP_US_2_NE | MAPP_US | NE | Internal | Summer | B9 | 800 | 2000 | 1177.66 | 45.77 | 52.77 | 7 | 0
2040 | MAPP_US_2_NE | MAPP_US | NE | Internal | Summer | B10 | 1262 | 2000 | 675.15 | 40.76 | 47.76 | 7 | 0
2040 | MAPP_US_2_NE | MAPP_US | NE | Internal | Winter | B16 | 25 | 2000 | 883.58 | 83.14 | 90.14 | 7 | 0
2040 | MAPP_US_2_NE | MAPP_US | NE | Internal | Winter | B17 | 100 | 2000 | 0 | 57.29 | 63.27 | 7 | 0
2040 | MAPP_US_2_NE | MAPP_US | NE | Internal | Winter | B18 | 400 | 2000 | 0 | 55.69 | 61.07 | 7 | 0
2040 | MAPP_US_2_NE | MAPP_US | NE | Internal | Winter | B19 | 700 | 2000 | 0 | 52.4 | 58.38 | 7 | 0
2040 | MAPP_US_2_NE | MAPP_US | NE | Internal | Winter | B20 | 935 | 2000 | 0 | 48.39 | 50.39 | 7 | 0
2040 | MARITIMES_2_NEISO | MARITIMES | NEISO | Internal | Shoulder | B11 | 25 | 99999 | 1400 | 48.96 | 48.97 | 0.01 | 0
2040 | MARITIMES_2_NEISO | MARITIMES | NEISO | Internal | Shoulder | B12 | 200 | 99999 | 1400 | 48.96 | 48.97 | 0.01 | 0
2040 | MARITIMES_2_NEISO | MARITIMES | NEISO | Internal | Shoulder | B13 | 600 | 99999 | 1400 | 48.96 | 48.97 | 0.01 | 0
2040 | MARITIMES_2_NEISO | MARITIMES | NEISO | Internal | Shoulder | B14 | 900 | 99999 | 1400 | 48.96 | 48.97 | 0.01 | 0
2040 | MARITIMES_2_NEISO | MARITIMES | NEISO | Internal | Shoulder | B15 | 1203 | 99999 | 426.43 | 48.96 | 48.97 | 0.01 | 0
2040 | MARITIMES_2_NEISO | MARITIMES | NEISO | Internal | Summer | B1 | 10 | 99999 | 1400.1 | 734.2 | 734.21 | 0.01 | 0
2040 | MARITIMES_2_NEISO | MARITIMES | NEISO | Internal | Summer | B2 | 25 | 99999 | 1400.1 | 746.16 | 746.18 | 0.01 | 0
2040 | MARITIMES_2_NEISO | MARITIMES | NEISO | Internal | Summer | B3 | 75 | 99999 | 1400 | 69.54 | 69.56 | 0.01 | 0
2040 | MARITIMES_2_NEISO | MARITIMES | NEISO | Internal | Summer | B4 | 100 | 99999 | 1400 | 62.62 | 62.63 | 0.01 | 0
2040 | MARITIMES_2_NEISO | MARITIMES | NEISO | Internal | Summer | B5 | 200 | 99999 | 1400 | 54.48 | 54.49 | 0.01 | 0
2040 | MARITIMES_2_NEISO | MARITIMES | NEISO | Internal | Summer | B6 | 300 | 99999 | 1400 | 45.18 | 45.19 | 0.01 | 0
2040 | MARITIMES_2_NEISO | MARITIMES | NEISO | Internal | Summer | B7 | 400 | 99999 | 1400 | 45.18 | 45.19 | 0.01 | 0
2040 | MARITIMES_2_NEISO | MARITIMES | NEISO | Internal | Summer | B8 | 500 | 99999 | 1400 | 45.18 | 45.19 | 0.01 | 0
2040 | MARITIMES_2_NEISO | MARITIMES | NEISO | Internal | Summer | B9 | 800 | 99999 | 1400 | 45.18 | 45.19 | 0.01 | 0
2040 | MARITIMES_2_NEISO | MARITIMES | NEISO | Internal | Summer | B10 | 1262 | 99999 | 236.13 | 45.18 | 45.19 | 0.01 | 0
2040 | MARITIMES_2_NEISO | MARITIMES | NEISO | Internal | Winter | B16 | 25 | 99999 | 1400 | 60.57 | 60.59 | 0.01 | 0
2040 | MARITIMES_2_NEISO | MARITIMES | NEISO | Internal | Winter | B17 | 100 | 99999 | 1400 | 60.57 | 60.59 | 0.01 | 0
2040 | MARITIMES_2_NEISO | MARITIMES | NEISO | Internal | Winter | B18 | 400 | 99999 | 1400 | 60.57 | 60.59 | 0.01 | 0
2040 | MARITIMES_2_NEISO | MARITIMES | NEISO | Internal | Winter | B19 | 700 | 99999 | 1400 | 60.57 | 60.59 | 0.01 | 0
2040 | MARITIMES_2_NEISO | MARITIMES | NEISO | Internal | Winter | B20 | 935 | 99999 | 475.94 | 60.57 | 60.59 | 0.01 | 0
2040 | MISO_IN_2_MISO_MI | MISO_IN | MISO_MI | Internal | Shoulder | B11 | 25 | 5000 | 0 | 95.64 | 95.63 | 0.01 | 0
2040 | MISO_IN_2_MISO_MI | MISO_IN | MISO_MI | Internal | Shoulder | B12 | 200 | 5000 | 0 | 82.41 | 82.41 | 0.01 | 0
2040 | MISO_IN_2_MISO_MI | MISO_IN | MISO_MI | Internal | Shoulder | B13 | 600 | 5000 | 1475.62 | 63.83 | 63.84 | 0.01 | 0
2040 | MISO_IN_2_MISO_MI | MISO_IN | MISO_MI | Internal | Shoulder | B14 | 900 | 5000 | 2165.45 | 57.78 | 57.79 | 0.01 | 0
2040 | MISO_IN_2_MISO_MI | MISO_IN | MISO_MI | Internal | Shoulder | B15 | 1203 | 5000 | 3026.16 | 56.99 | 57.01 | 0.01 | 0
2040 | MISO_IN_2_MISO_MI | MISO_IN | MISO_MI | Internal | Summer | B1 | 10 | 5000 | 694.25 | 743.18 | 743.19 | 0.01 | 0
2040 | MISO_IN_2_MISO_MI | MISO_IN | MISO_MI | Internal | Summer | B2 | 25 | 5000 | 1374.76 | 746.19 | 746.2 | 0.01 | 0
2040 | MISO_IN_2_MISO_MI | MISO_IN | MISO_MI | Internal | Summer | B3 | 75 | 5000 | 0 | 94.64 | 94.64 | 0.01 | 0
2040 | MISO_IN_2_MISO_MI | MISO_IN | MISO_MI | Internal | Summer | B4 | 100 | 5000 | 0 | 92.02 | 92.01 | 0.01 | 0
2040 | MISO_IN_2_MISO_MI | MISO_IN | MISO_MI | Internal | Summer | B5 | 200 | 5000 | 0 | 88.45 | 88.44 | 0.01 | 0
2040 | MISO_IN_2_MISO_MI | MISO_IN | MISO_MI | Internal | Summer | B6 | 300 | 5000 | 669.99 | 66.73 | 66.75 | 0.01 | 0
2040 | MISO_IN_2_MISO_MI | MISO_IN | MISO_MI | Internal | Summer | B7 | 400 | 5000 | 2026.31 | 57.32 | 57.33 | 0.01 | 0
2040 | MISO_IN_2_MISO_MI | MISO_IN | MISO_MI | Internal | Summer | B8 | 500 | 5000 | 3168.36 | 53.21 | 53.23 | 0.01 | 0
2040 | MISO_IN_2_MISO_MI | MISO_IN | MISO_MI | Internal | Summer | B9 | 800 | 5000 | 3517.48 | 51.38 | 51.39 | 0.01 | 0
2040 | MISO_IN_2_MISO_MI | MISO_IN | MISO_MI | Internal | Summer | B10 | 1262 | 5000 | 4642.21 | 47.78 | 47.79 | 0.01 | 0
2040 | MISO_IN_2_MISO_MI | MISO_IN | MISO_MI | Internal | Winter | B16 | 25 | 5000 | 34.14 | 99.56 | 99.57 | 0.01 | 0
2040 | MISO_IN_2_MISO_MI | MISO_IN | MISO_MI | Internal | Winter | B17 | 100 | 5000 | 847.28 | 77.28 | 77.3 | 0.01 | 0
2040 | MISO_IN_2_MISO_MI | MISO_IN | MISO_MI | Internal | Winter | B18 | 400 | 5000 | 1930.07 | 66.95 | 66.96 | 0.01 | 0
2040 | MISO_IN_2_MISO_MI | MISO_IN | MISO_MI | Internal | Winter | B19 | 700 | 5000 | 2760.27 | 59.42 | 59.43 | 0.01 | 0
2040 | MISO_IN_2_MISO_MI | MISO_IN | MISO_MI | Internal | Winter | B20 | 935 | 5000 | 3613.86 | 56.18 | 56.19 | 0.01 | 0
2040 | MISO_IN_2_MISO_MO-IL | MISO_IN | MISO_MO-IL | Internal | Shoulder | B11 | 25 | 5000 | 0 | 95.64 | 95.63 | 0.01 | 0
2040 | MISO_IN_2_MISO_MO-IL | MISO_IN | MISO_MO-IL | Internal | Shoulder | B12 | 200 | 5000 | 0 | 82.41 | 70.31 | 0.01 | 0
2040 | MISO_IN_2_MISO_MO-IL | MISO_IN | MISO_MO-IL | Internal | Shoulder | B13 | 600 | 5000 | 0 | 63.83 | 61.32 | 0.01 | 0
2040 | MISO_IN_2_MISO_MO-IL | MISO_IN | MISO_MO-IL | Internal | Shoulder | B14 | 900 | 5000 | 0 | 57.78 | 57.77 | 0.01 | 0
2040 | MISO_IN_2_MISO_MO-IL | MISO_IN | MISO_MO-IL | Internal | Shoulder | B15 | 1203 | 5000 | 0 | 56.99 | 56.38 | 0.01 | 0
2040 | MISO_IN_2_MISO_MO-IL | MISO_IN | MISO_MO-IL | Internal | Summer | B1 | 10 | 5000 | 0 | 743.18 | 743.16 | 0.01 | 0
2040 | MISO_IN_2_MISO_MO-IL | MISO_IN | MISO_MO-IL | Internal | Summer | B2 | 25 | 5000 | 0 | 746.19 | 746.18 | 0.01 | 0
2040 | MISO_IN_2_MISO_MO-IL | MISO_IN | MISO_MO-IL | Internal | Summer | B3 | 75 | 5000 | 1212.12 | 94.64 | 94.65 | 0.01 | 0
2040 | MISO_IN_2_MISO_MO-IL | MISO_IN | MISO_MO-IL | Internal | Summer | B4 | 100 | 5000 | 0 | 92.02 | 92.01 | 0.01 | 0
2040 | MISO_IN_2_MISO_MO-IL | MISO_IN | MISO_MO-IL | Internal | Summer | B5 | 200 | 5000 | 0 | 88.45 | 88.44 | 0.01 | 0
2040 | MISO_IN_2_MISO_MO-IL | MISO_IN | MISO_MO-IL | Internal | Summer | B6 | 300 | 5000 | 0 | 66.73 | 66.72 | 0.01 | 0
2040 | MISO_IN_2_MISO_MO-IL | MISO_IN | MISO_MO-IL | Internal | Summer | B7 | 400 | 5000 | 0 | 57.32 | 57.31 | 0.01 | 0
2040 | MISO_IN_2_MISO_MO-IL | MISO_IN | MISO_MO-IL | Internal | Summer | B8 | 500 | 5000 | 0 | 53.21 | 53.2 | 0.01 | 0
2040 | MISO_IN_2_MISO_MO-IL | MISO_IN | MISO_MO-IL | Internal | Summer | B9 | 800 | 5000 | 0 | 51.38 | 51.32 | 0.01 | 0
2040 | MISO_IN_2_MISO_MO-IL | MISO_IN | MISO_MO-IL | Internal | Summer | B10 | 1262 | 5000 | 0 | 47.78 | 47.77 | 0.01 | 0
2040 | MISO_IN_2_MISO_MO-IL | MISO_IN | MISO_MO-IL | Internal | Winter | B16 | 25 | 5000 | 0 | 99.56 | 95.15 | 0.01 | 0
2040 | MISO_IN_2_MISO_MO-IL | MISO_IN | MISO_MO-IL | Internal | Winter | B17 | 100 | 5000 | 0 | 77.28 | 68.26 | 0.01 | 0
2040 | MISO_IN_2_MISO_MO-IL | MISO_IN | MISO_MO-IL | Internal | Winter | B18 | 400 | 5000 | 0 | 66.95 | 62.7 | 0.01 | 0
2040 | MISO_IN_2_MISO_MO-IL | MISO_IN | MISO_MO-IL | Internal | Winter | B19 | 700 | 5000 | 0 | 59.42 | 59.41 | 0.01 | 0
2040 | MISO_IN_2_MISO_MO-IL | MISO_IN | MISO_MO-IL | Internal | Winter | B20 | 935 | 5000 | 0 | 56.18 | 55.4 | 0.01 | 0
2040 | MISO_IN_2_NonRTO_Midwest | MISO_IN | NonRTO_Midwest | Internal | Shoulder | B11 | 25 | 4800 | 173.05 | 95.64 | 103.64 | 8 | 0
2040 | MISO_IN_2_NonRTO_Midwest | MISO_IN | NonRTO_Midwest | Internal | Shoulder | B12 | 200 | 4800 | 326.53 | 82.41 | 90.41 | 8 | 0
2040 | MISO_IN_2_NonRTO_Midwest | MISO_IN | NonRTO_Midwest | Internal | Shoulder | B13 | 600 | 4800 | 277.32 | 63.83 | 71.83 | 8 | 0
2040 | MISO_IN_2_NonRTO_Midwest | MISO_IN | NonRTO_Midwest | Internal | Shoulder | B14 | 900 | 4800 | 0 | 57.78 | 55.49 | 8 | 0
2040 | MISO_IN_2_NonRTO_Midwest | MISO_IN | NonRTO_Midwest | Internal | Shoulder | B15 | 1203 | 4800 | 0 | 56.99 | 55.49 | 8 | 0
2040 | MISO_IN_2_NonRTO_Midwest | MISO_IN | NonRTO_Midwest | Internal | Summer | B1 | 10 | 4800 | 419.99 | 743.18 | 751.18 | 8 | 0
2040 | MISO_IN_2_NonRTO_Midwest | MISO_IN | NonRTO_Midwest | Internal | Summer | B2 | 25 | 4800 | 0 | 746.19 | 751.19 | 8 | 0
2040 | MISO_IN_2_NonRTO_Midwest | MISO_IN | NonRTO_Midwest | Internal | Summer | B3 | 75 | 4800 | 0 | 94.64 | 97.9 | 8 | 0
2040 | MISO_IN_2_NonRTO_Midwest | MISO_IN | NonRTO_Midwest | Internal | Summer | B4 | 100 | 4800 | 0 | 92.02 | 97.9 | 8 | 0
2040 | MISO_IN_2_NonRTO_Midwest | MISO_IN | NonRTO_Midwest | Internal | Summer | B5 | 200 | 4800 | 697.48 | 88.45 | 96.45 | 8 | 0
2040 | MISO_IN_2_NonRTO_Midwest | MISO_IN | NonRTO_Midwest | Internal | Summer | B6 | 300 | 4800 | 270.07 | 66.73 | 74.73 | 8 | 0
2040 | MISO_IN_2_NonRTO_Midwest | MISO_IN | NonRTO_Midwest | Internal | Summer | B7 | 400 | 4800 | 0 | 57.32 | 57.31 | 8 | 0
2040 | MISO_IN_2_NonRTO_Midwest | MISO_IN | NonRTO_Midwest | Internal | Summer | B8 | 500 | 4800 | 0 | 53.21 | 53.2 | 8 | 0
2040 | MISO_IN_2_NonRTO_Midwest | MISO_IN | NonRTO_Midwest | Internal | Summer | B9 | 800 | 4800 | 0 | 51.38 | 51.32 | 8 | 0
2040 | MISO_IN_2_NonRTO_Midwest | MISO_IN | NonRTO_Midwest | Internal | Summer | B10 | 1262 | 4800 | 0 | 47.78 | 41.64 | 8 | 0
2040 | MISO_IN_2_NonRTO_Midwest | MISO_IN | NonRTO_Midwest | Internal | Winter | B16 | 25 | 4800 | 1716.19 | 99.56 | 107.56 | 8 | 0
2040 | MISO_IN_2_NonRTO_Midwest | MISO_IN | NonRTO_Midwest | Internal | Winter | B17 | 100 | 4800 | 877.53 | 77.28 | 85.28 | 8 | 0
2040 | MISO_IN_2_NonRTO_Midwest | MISO_IN | NonRTO_Midwest | Internal | Winter | B18 | 400 | 4800 | 710.01 | 66.95 | 74.95 | 8 | 0
2040 | MISO_IN_2_NonRTO_Midwest | MISO_IN | NonRTO_Midwest | Internal | Winter | B19 | 700 | 4800 | 0 | 59.42 | 57.33 | 8 | 0
2040 | MISO_IN_2_NonRTO_Midwest | MISO_IN | NonRTO_Midwest | Internal | Winter | B20 | 935 | 4800 | 0 | 56.18 | 55.4 | 8 | 0
2040 | MISO_IN_2_PJM_ROR | MISO_IN | PJM_ROR | Internal | Shoulder | B11 | 25 | 992 | 0 | 95.64 | 93.63 | 2 | 0
2040 | MISO_IN_2_PJM_ROR | MISO_IN | PJM_ROR | Internal | Shoulder | B12 | 200 | 992 | 508.11 | 82.41 | 84.41 | 2 | 0
2040 | MISO_IN_2_PJM_ROR | MISO_IN | PJM_ROR | Internal | Shoulder | B13 | 600 | 992 | 201.71 | 63.83 | 65.83 | 2 | 0
2040 | MISO_IN_2_PJM_ROR | MISO_IN | PJM_ROR | Internal | Shoulder | B14 | 900 | 992 | 0 | 57.78 | 59.77 | 2 | 0
2040 | MISO_IN_2_PJM_ROR | MISO_IN | PJM_ROR | Internal | Shoulder | B15 | 1203 | 992 | 0 | 56.99 | 57.49 | 2 | 0
2040 | MISO_IN_2_PJM_ROR | MISO_IN | PJM_ROR | Internal | Summer | B1 | 10 | 992 | 992 | 743.18 | 745.19 | 2 | 0.01
2040 | MISO_IN_2_PJM_ROR | MISO_IN | PJM_ROR | Internal | Summer | B2 | 25 | 992 | 992 | 746.19 | 751.16 | 2 | 2.98
2040 | MISO_IN_2_PJM_ROR | MISO_IN | PJM_ROR | Internal | Summer | B3 | 75 | 992 | 231.48 | 94.64 | 96.64 | 2 | 0
2040 | MISO_IN_2_PJM_ROR | MISO_IN | PJM_ROR | Internal | Summer | B4 | 100 | 992 | 0 | 92.02 | 90.44 | 2 | 0
2040 | MISO_IN_2_PJM_ROR | MISO_IN | PJM_ROR | Internal | Summer | B5 | 200 | 992 | 0 | 88.45 | 90.44 | 2 | 0
2040 | MISO_IN_2_PJM_ROR | MISO_IN | PJM_ROR | Internal | Summer | B6 | 300 | 992 | 992 | 66.73 | 68.75 | 2 | 0.01
2040 | MISO_IN_2_PJM_ROR | MISO_IN | PJM_ROR | Internal | Summer | B7 | 400 | 992 | 0 | 57.32 | 59.31 | 2 | 0
2040 | MISO_IN_2_PJM_ROR | MISO_IN | PJM_ROR | Internal | Summer | B8 | 500 | 992 | 108.73 | 53.21 | 55.21 | 2 | 0
2040 | MISO_IN_2_PJM_ROR | MISO_IN | PJM_ROR | Internal | Summer | B9 | 800 | 992 | 992 | 51.38 | 53.39 | 2 | 0.01
2040 | MISO_IN_2_PJM_ROR | MISO_IN | PJM_ROR | Internal | Summer | B10 | 1262 | 992 | 111.78 | 47.78 | 49.78 | 2 | 0
2040 | MISO_IN_2_PJM_ROR | MISO_IN | PJM_ROR | Internal | Winter | B16 | 25 | 992 | 0 | 99.56 | 100.65 | 2 | 0
2040 | MISO_IN_2_PJM_ROR | MISO_IN | PJM_ROR | Internal | Winter | B17 | 100 | 992 | 992 | 77.28 | 85.26 | 2 | 5.98
2040 | MISO_IN_2_PJM_ROR | MISO_IN | PJM_ROR | Internal | Winter | B18 | 400 | 992 | 992 | 66.95 | 68.96 | 2 | 0.01
2040 | MISO_IN_2_PJM_ROR | MISO_IN | PJM_ROR | Internal | Winter | B19 | 700 | 992 | 571.86 | 59.42 | 61.42 | 2 | 0
2040 | MISO_IN_2_PJM_ROR | MISO_IN | PJM_ROR | Internal | Winter | B20 | 935 | 992 | 992 | 56.18 | 58.19 | 2 | 0.01
2040 | MISO_MI_2_MISO_IN | MISO_MI | MISO_IN | Internal | Shoulder | B11 | 25 | 2045 | 879.39 | 95.63 | 95.64 | 0.01 | 0
2040 | MISO_MI_2_MISO_IN | MISO_MI | MISO_IN | Internal | Shoulder | B12 | 200 | 2045 | 0 | 82.41 | 82.41 | 0.01 | 0
2040 | MISO_MI_2_MISO_IN | MISO_MI | MISO_IN | Internal | Shoulder | B13 | 600 | 2045 | 0 | 63.84 | 63.83 | 0.01 | 0
2040 | MISO_MI_2_MISO_IN | MISO_MI | MISO_IN | Internal | Shoulder | B14 | 900 | 2045 | 0 | 57.79 | 57.78 | 0.01 | 0
2040 | MISO_MI_2_MISO_IN | MISO_MI | MISO_IN | Internal | Shoulder | B15 | 1203 | 2045 | 0 | 57.01 | 56.99 | 0.01 | 0
2040 | MISO_MI_2_MISO_IN | MISO_MI | MISO_IN | Internal | Summer | B1 | 10 | 2045 | 0 | 743.19 | 743.18 | 0.01 | 0
2040 | MISO_MI_2_MISO_IN | MISO_MI | MISO_IN | Internal | Summer | B2 | 25 | 2045 | 0 | 746.2 | 746.19 | 0.01 | 0
2040 | MISO_MI_2_MISO_IN | MISO_MI | MISO_IN | Internal | Summer | B3 | 75 | 2045 | 0 | 94.64 | 94.64 | 0.01 | 0
2040 | MISO_MI_2_MISO_IN | MISO_MI | MISO_IN | Internal | Summer | B4 | 100 | 2045 | 114.39 | 92.01 | 92.02 | 0.01 | 0
2040 | MISO_MI_2_MISO_IN | MISO_MI | MISO_IN | Internal | Summer | B5 | 200 | 2045 | 579.36 | 88.44 | 88.45 | 0.01 | 0
2040 | MISO_MI_2_MISO_IN | MISO_MI | MISO_IN | Internal | Summer | B6 | 300 | 2045 | 0 | 66.75 | 66.73 | 0.01 | 0
2040 | MISO_MI_2_MISO_IN | MISO_MI | MISO_IN | Internal | Summer | B7 | 400 | 2045 | 0 | 57.33 | 57.32 | 0.01 | 0
2040 | MISO_MI_2_MISO_IN | MISO_MI | MISO_IN | Internal | Summer | B8 | 500 | 2045 | 0 | 53.23 | 53.21 | 0.01 | 0
2040 | MISO_MI_2_MISO_IN | MISO_MI | MISO_IN | Internal | Summer | B9 | 800 | 2045 | 0 | 51.39 | 51.38 | 0.01 | 0
2040 | MISO_MI_2_MISO_IN | MISO_MI | MISO_IN | Internal | Summer | B10 | 1262 | 2045 | 0 | 47.79 | 47.78 | 0.01 | 0
2040 | MISO_MI_2_MISO_IN | MISO_MI | MISO_IN | Internal | Winter | B16 | 25 | 2045 | 0 | 99.57 | 99.56 | 0.01 | 0
2040 | MISO_MI_2_MISO_IN | MISO_MI | MISO_IN | Internal | Winter | B17 | 100 | 2045 | 0 | 77.3 | 77.28 | 0.01 | 0
2040 | MISO_MI_2_MISO_IN | MISO_MI | MISO_IN | Internal | Winter | B18 | 400 | 2045 | 0 | 66.96 | 66.95 | 0.01 | 0
2040 | MISO_MI_2_MISO_IN | MISO_MI | MISO_IN | Internal | Winter | B19 | 700 | 2045 | 0 | 59.43 | 59.42 | 0.01 | 0
2040 | MISO_MI_2_MISO_IN | MISO_MI | MISO_IN | Internal | Winter | B20 | 935 | 2045 | 0 | 56.19 | 56.18 | 0.01 | 0
2040 | MISO_MI_2_MISO_WUMS | MISO_MI | MISO_WUMS | Internal | Shoulder | B11 | 25 | 117 | 0 | 95.63 | 95.63 | 0.01 | 0
2040 | MISO_MI_2_MISO_WUMS | MISO_MI | MISO_WUMS | Internal | Shoulder | B12 | 200 | 117 | 0 | 82.41 | 82.41 | 0.01 | 0
2040 | MISO_MI_2_MISO_WUMS | MISO_MI | MISO_WUMS | Internal | Shoulder | B13 | 600 | 117 | 0 | 63.84 | 63.83 | 0.01 | 0
2040 | MISO_MI_2_MISO_WUMS | MISO_MI | MISO_WUMS | Internal | Shoulder | B14 | 900 | 117 | 0 | 57.79 | 57.77 | 0.01 | 0
2040 | MISO_MI_2_MISO_WUMS | MISO_MI | MISO_WUMS | Internal | Shoulder | B15 | 1203 | 117 | 0 | 57.01 | 56.38 | 0.01 | 0
2040 | MISO_MI_2_MISO_WUMS | MISO_MI | MISO_WUMS | Internal | Summer | B1 | 10 | 117 | 0 | 743.19 | 738.16 | 0.01 | 0
2040 | MISO_MI_2_MISO_WUMS | MISO_MI | MISO_WUMS | Internal | Summer | B2 | 25 | 117 | 0 | 746.2 | 746.19 | 0.01 | 0
2040 | MISO_MI_2_MISO_WUMS | MISO_MI | MISO_WUMS | Internal | Summer | B3 | 75 | 117 | 0 | 94.64 | 94.64 | 0.01 | 0
2040 | MISO_MI_2_MISO_WUMS | MISO_MI | MISO_WUMS | Internal | Summer | B4 | 100 | 117 | 0 | 92.01 | 92.01 | 0.01 | 0
2040 | MISO_MI_2_MISO_WUMS | MISO_MI | MISO_WUMS | Internal | Summer | B5 | 200 | 117 | 0 | 88.44 | 88.44 | 0.01 | 0
2040 | MISO_MI_2_MISO_WUMS | MISO_MI | MISO_WUMS | Internal | Summer | B6 | 300 | 117 | 0 | 66.75 | 66.75 | 0.01 | 0
2040 | MISO_MI_2_MISO_WUMS | MISO_MI | MISO_WUMS | Internal | Summer | B7 | 400 | 117 | 0 | 57.33 | 57.31 | 0.01 | 0
2040 | MISO_MI_2_MISO_WUMS | MISO_MI | MISO_WUMS | Internal | Summer | B8 | 500 | 117 | 117 | 53.23 | 54.38 | 0.01 | 1.14
2040 | MISO_MI_2_MISO_WUMS | MISO_MI | MISO_WUMS | Internal | Summer | B9 | 800 | 117 | 117 | 51.39 | 54.38 | 0.01 | 2.97
2040 | MISO_MI_2_MISO_WUMS | MISO_MI | MISO_WUMS | Internal | Summer | B10 | 1262 | 117 | 0 | 47.79 | 47.78 | 0.01 | 0
2040 | MISO_MI_2_MISO_WUMS | MISO_MI | MISO_WUMS | Internal | Winter | B16 | 25 | 117 | 0 | 99.57 | 98.65 | 0.01 | 0
2040 | MISO_MI_2_MISO_WUMS | MISO_MI | MISO_WUMS | Internal | Winter | B17 | 100 | 117 | 117 | 77.3 | 83.26 | 0.01 | 5.95
2040 | MISO_MI_2_MISO_WUMS | MISO_MI | MISO_WUMS | Internal | Winter | B18 | 400 | 117 | 0 | 66.96 | 66.96 | 0.01 | 0
2040 | MISO_MI_2_MISO_WUMS | MISO_MI | MISO_WUMS | Internal | Winter | B19 | 700 | 117 | 0 | 59.43 | 59.42 | 0.01 | 0
2040 | MISO_MI_2_MISO_WUMS | MISO_MI | MISO_WUMS | Internal | Winter | B20 | 935 | 117 | 0 | 56.19 | 56.19 | 0.01 | 0
2040 | MISO_MI_2_PJM_ROR | MISO_MI | PJM_ROR | Internal | Shoulder | B11 | 25 | 1424 | 0 | 95.63 | 93.63 | 2 | 0
2040 | MISO_MI_2_PJM_ROR | MISO_MI | PJM_ROR | Internal | Shoulder | B12 | 200 | 1424 | 465.03 | 82.41 | 84.41 | 2 | 0
2040 | MISO_MI_2_PJM_ROR | MISO_MI | PJM_ROR | Internal | Shoulder | B13 | 600 | 1424 | 0 | 63.84 | 65.83 | 2 | 0
2040 | MISO_MI_2_PJM_ROR | MISO_MI | PJM_ROR | Internal | Shoulder | B14 | 900 | 1424 | 0 | 57.79 | 59.77 | 2 | 0
2040 | MISO_MI_2_PJM_ROR | MISO_MI | PJM_ROR | Internal | Shoulder | B15 | 1203 | 1424 | 0 | 57.01 | 57.49 | 2 | 0
2040 | MISO_MI_2_PJM_ROR | MISO_MI | PJM_ROR | Internal | Summer | B1 | 10 | 1424 | 904.13 | 743.19 | 745.19 | 2 | 0
2040 | MISO_MI_2_PJM_ROR | MISO_MI | PJM_ROR | Internal | Summer | B2 | 25 | 1424 | 1424 | 746.2 | 751.16 | 2 | 2.96
2040 | MISO_MI_2_PJM_ROR | MISO_MI | PJM_ROR | Internal | Summer | B3 | 75 | 1424 | 1122.52 | 94.64 | 96.64 | 2 | 0
2040 | MISO_MI_2_PJM_ROR | MISO_MI | PJM_ROR | Internal | Summer | B4 | 100 | 1424 | 0 | 92.01 | 90.44 | 2 | 0
2040 | MISO_MI_2_PJM_ROR | MISO_MI | PJM_ROR | Internal | Summer | B5 | 200 | 1424 | 154.37 | 88.44 | 90.44 | 2 | 0
2040 | MISO_MI_2_PJM_ROR | MISO_MI | PJM_ROR | Internal | Summer | B6 | 300 | 1424 | 619.46 | 66.75 | 68.75 | 2 | 0
2040 | MISO_MI_2_PJM_ROR | MISO_MI | PJM_ROR | Internal | Summer | B7 | 400 | 1424 | 0 | 57.33 | 59.31 | 2 | 0
2040 | MISO_MI_2_PJM_ROR | MISO_MI | PJM_ROR | Internal | Summer | B8 | 500 | 1424 | 0 | 53.23 | 55.21 | 2 | 0
2040 | MISO_MI_2_PJM_ROR | MISO_MI | PJM_ROR | Internal | Summer | B9 | 800 | 1424 | 1098.86 | 51.39 | 53.39 | 2 | 0
2040 | MISO_MI_2_PJM_ROR | MISO_MI | PJM_ROR | Internal | Summer | B10 | 1262 | 1424 | 0 | 47.79 | 49.78 | 2 | 0
2040 | MISO_MI_2_PJM_ROR | MISO_MI | PJM_ROR | Internal | Winter | B16 | 25 | 1424 | 0 | 99.57 | 100.65 | 2 | 0
2040 | MISO_MI_2_PJM_ROR | MISO_MI | PJM_ROR | Internal | Winter | B17 | 100 | 1424 | 1424 | 77.3 | 85.26 | 2 | 5.97
2040 | MISO_MI_2_PJM_ROR | MISO_MI | PJM_ROR | Internal | Winter | B18 | 400 | 1424 | 832.44 | 66.96 | 68.96 | 2 | 0
2040 | MISO_MI_2_PJM_ROR | MISO_MI | PJM_ROR | Internal | Winter | B19 | 700 | 1424 | 0 | 59.43 | 61.42 | 2 | 0
2040 | MISO_MI_2_PJM_ROR | MISO_MI | PJM_ROR | Internal | Winter | B20 | 935 | 1424 | 814.12 | 56.19 | 58.19 | 2 | 0
2040 | MISO_MO-IL_2_ENT | MISO_MO-IL | ENT | Internal | Shoulder | B11 | 25 | 2540 | 0 | 95.63 | 100.63 | 8 | 0
2040 | MISO_MO-IL_2_ENT | MISO_MO-IL | ENT | Internal | Shoulder | B12 | 200 | 2540 | 0 | 70.31 | 64.39 | 8 | 0
2040 | MISO_MO-IL_2_ENT | MISO_MO-IL | ENT | Internal | Shoulder | B13 | 600 | 2540 | 0 | 61.32 | 61.51 | 8 | 0
2040 | MISO_MO-IL_2_ENT | MISO_MO-IL | ENT | Internal | Shoulder | B14 | 900 | 2540 | 0 | 57.77 | 59.46 | 8 | 0
2040 | MISO_MO-IL_2_ENT | MISO_MO-IL | ENT | Internal | Shoulder | B15 | 1203 | 2540 | 0 | 56.38 | 59.46 | 8 | 0
2040 | MISO_MO-IL_2_ENT | MISO_MO-IL | ENT | Internal | Summer | B1 | 10 | 2540 | 0 | 743.16 | 743.16 | 8 | 0
2040 | MISO_MO-IL_2_ENT | MISO_MO-IL | ENT | Internal | Summer | B2 | 25 | 2540 | 0 | 746.18 | 751.19 | 8 | 0
2040 | MISO_MO-IL_2_ENT | MISO_MO-IL | ENT | Internal | Summer | B3 | 75 | 2540 | 2540 | 94.65 | 103.65 | 8 | 1
2040 | MISO_MO-IL_2_ENT | MISO_MO-IL | ENT | Internal | Summer | B4 | 100 | 2540 | 2427.87 | 92.01 | 100.01 | 8 | 0
2040 | MISO_MO-IL_2_ENT | MISO_MO-IL | ENT | Internal | Summer | B5 | 200 | 2540 | 0 | 88.44 | 95.34 | 8 | 0
2040 | MISO_MO-IL_2_ENT | MISO_MO-IL | ENT | Internal | Summer | B6 | 300 | 2540 | 0 | 66.72 | 67.25 | 8 | 0
2040 | MISO_MO-IL_2_ENT | MISO_MO-IL | ENT | Internal | Summer | B7 | 400 | 2540 | 0 | 57.31 | 60 | 8 | 0
2040 | MISO_MO-IL_2_ENT | MISO_MO-IL | ENT | Internal | Summer | B8 | 500 | 2540 | 0 | 53.2 | 60 | 8 | 0
2040 | MISO_MO-IL_2_ENT | MISO_MO-IL | ENT | Internal | Summer | B9 | 800 | 2540 | 760.83 | 51.32 | 59.32 | 8 | 0
2040 | MISO_MO-IL_2_ENT | MISO_MO-IL | ENT | Internal | Summer | B10 | 1262 | 2540 | 2540 | 47.77 | 57.59 | 8 | 1.82
2040 | MISO_MO-IL_2_ENT | MISO_MO-IL | ENT | Internal | Winter | B16 | 25 | 2540 | 0 | 95.15 | 95.15 | 8 | 0
2040 | MISO_MO-IL_2_ENT | MISO_MO-IL | ENT | Internal | Winter | B17 | 100 | 2540 | 0 | 68.26 | 68.26 | 8 | 0
2040 | MISO_MO-IL_2_ENT | MISO_MO-IL | ENT | Internal | Winter | B18 | 400 | 2540 | 0 | 62.7 | 65.94 | 8 | 0
2040 | MISO_MO-IL_2_ENT | MISO_MO-IL | ENT | Internal | Winter | B19 | 700 | 2540 | 0 | 59.41 | 63.4 | 8 | 0
2040 | MISO_MO-IL_2_ENT | MISO_MO-IL | ENT | Internal | Winter | B20 | 935 | 2540 | 125.18 | 55.4 | 63.4 | 8 | 0
2040 | MISO_MO-IL_2_MISO_IN | MISO_MO-IL | MISO_IN | Internal | Shoulder | B11 | 25 | 2100 | 163.59 | 95.63 | 95.64 | 0.01 | 0
2040 | MISO_MO-IL_2_MISO_IN | MISO_MO-IL | MISO_IN | Internal | Shoulder | B12 | 200 | 2100 | 2100 | 70.31 | 82.41 | 0.01 | 12.09
2040 | MISO_MO-IL_2_MISO_IN | MISO_MO-IL | MISO_IN | Internal | Shoulder | B13 | 600 | 2100 | 2100 | 61.32 | 63.83 | 0.01 | 2.5
2040 | MISO_MO-IL_2_MISO_IN | MISO_MO-IL | MISO_IN | Internal | Shoulder | B14 | 900 | 2100 | 1744.49 | 57.77 | 57.78 | 0.01 | 0
2040 | MISO_MO-IL_2_MISO_IN | MISO_MO-IL | MISO_IN | Internal | Shoulder | B15 | 1203 | 2100 | 2100 | 56.38 | 56.99 | 0.01 | 0.6
2040 | MISO_MO-IL_2_MISO_IN | MISO_MO-IL | MISO_IN | Internal | Summer | B1 | 10 | 2100 | 1111.46 | 743.16 | 743.18 | 0.01 | 0
2040 | MISO_MO-IL_2_MISO_IN | MISO_MO-IL | MISO_IN | Internal | Summer | B2 | 25 | 2100 | 1608.68 | 746.18 | 746.19 | 0.01 | 0
2040 | MISO_MO-IL_2_MISO_IN | MISO_MO-IL | MISO_IN | Internal | Summer | B3 | 75 | 2100 | 0 | 94.65 | 94.64 | 0.01 | 0
2040 | MISO_MO-IL_2_MISO_IN | MISO_MO-IL | MISO_IN | Internal | Summer | B4 | 100 | 2100 | 325.01 | 92.01 | 92.02 | 0.01 | 0
2040 | MISO_MO-IL_2_MISO_IN | MISO_MO-IL | MISO_IN | Internal | Summer | B5 | 200 | 2100 | 187.08 | 88.44 | 88.45 | 0.01 | 0
2040 | MISO_MO-IL_2_MISO_IN | MISO_MO-IL | MISO_IN | Internal | Summer | B6 | 300 | 2100 | 1171.92 | 66.72 | 66.73 | 0.01 | 0
2040 | MISO_MO-IL_2_MISO_IN | MISO_MO-IL | MISO_IN | Internal | Summer | B7 | 400 | 2100 | 429.3 | 57.31 | 57.32 | 0.01 | 0
2040 | MISO_MO-IL_2_MISO_IN | MISO_MO-IL | MISO_IN | Internal | Summer | B8 | 500 | 2100 | 1770.29 | 53.2 | 53.21 | 0.01 | 0
2040 | MISO_MO-IL_2_MISO_IN | MISO_MO-IL | MISO_IN | Internal | Summer | B9 | 800 | 2100 | 2100 | 51.32 | 51.38 | 0.01 | 0.05
2040 | MISO_MO-IL_2_MISO_IN | MISO_MO-IL | MISO_IN | Internal | Summer | B10 | 1262 | 2100 | 1557.01 | 47.77 | 47.78 | 0.01 | 0
2040 | MISO_MO-IL_2_MISO_IN | MISO_MO-IL | MISO_IN | Internal | Winter | B16 | 25 | 2100 | 2100 | 95.15 | 99.56 | 0.01 | 4.4
2040 | MISO_MO-IL_2_MISO_IN | MISO_MO-IL | MISO_IN | Internal | Winter | B17 | 100 | 2100 | 2100 | 68.26 | 77.28 | 0.01 | 9.01
2040 | MISO_MO-IL_2_MISO_IN | MISO_MO-IL | MISO_IN | Internal | Winter | B18 | 400 | 2100 | 2100 | 62.7 | 66.95 | 0.01 | 4.24
2040 | MISO_MO-IL_2_MISO_IN | MISO_MO-IL | MISO_IN | Internal | Winter | B19 | 700 | 2100 | 1536.55 | 59.41 | 59.42 | 0.01 | 0
2040 | MISO_MO-IL_2_MISO_IN | MISO_MO-IL | MISO_IN | Internal | Winter | B20 | 935 | 2100 | 2100 | 55.4 | 56.18 | 0.01 | 0.76
2040 | MISO_MO-IL_2_MISO_W | MISO_MO-IL | MISO_W | Internal | Shoulder | B11 | 25 | 960 | 0 | 95.63 | 95.62 | 0.01 | 0
2040 | MISO_MO-IL_2_MISO_W | MISO_MO-IL | MISO_W | Internal | Shoulder | B12 | 200 | 960 | 0 | 70.31 | 70.3 | 0.01 | 0
2040 | MISO_MO-IL_2_MISO_W | MISO_MO-IL | MISO_W | Internal | Shoulder | B13 | 600 | 960 | 0 | 61.32 | 60.13 | 0.01 | 0
2040 | MISO_MO-IL_2_MISO_W | MISO_MO-IL | MISO_W | Internal | Shoulder | B14 | 900 | 960 | 0 | 57.77 | 57.76 | 0.01 | 0
2040 | MISO_MO-IL_2_MISO_W | MISO_MO-IL | MISO_W | Internal | Shoulder | B15 | 1203 | 960 | 0 | 56.38 | 56.37 | 0.01 | 0
2040 | MISO_MO-IL_2_MISO_W | MISO_MO-IL | MISO_W | Internal | Summer | B1 | 10 | 960 | 0 | 743.16 | 738.15 | 0.01 | 0
2040 | MISO_MO-IL_2_MISO_W | MISO_MO-IL | MISO_W | Internal | Summer | B2 | 25 | 960 | 0 | 746.18 | 746.16 | 0.01 | 0
2040 | MISO_MO-IL_2_MISO_W | MISO_MO-IL | MISO_W | Internal | Summer | B3 | 75 | 960 | 0 | 94.65 | 94.64 | 0.01 | 0
2040 | MISO_MO-IL_2_MISO_W | MISO_MO-IL | MISO_W | Internal | Summer | B4 | 100 | 960 | 0 | 92.01 | 91.99 | 0.01 | 0
2040 | MISO_MO-IL_2_MISO_W | MISO_MO-IL | MISO_W | Internal | Summer | B5 | 200 | 960 | 0 | 88.44 | 88.43 | 0.01 | 0
2040 | MISO_MO-IL_2_MISO_W | MISO_MO-IL | MISO_W | Internal | Summer | B6 | 300 | 960 | 0 | 66.72 | 66.71 | 0.01 | 0
2040 | MISO_MO-IL_2_MISO_W | MISO_MO-IL | MISO_W | Internal | Summer | B7 | 400 | 960 | 0 | 57.31 | 57.29 | 0.01 | 0
2040 | MISO_MO-IL_2_MISO_W | MISO_MO-IL | MISO_W | Internal | Summer | B8 | 500 | 960 | 0 | 53.2 | 53.19 | 0.01 | 0
2040 | MISO_MO-IL_2_MISO_W | MISO_MO-IL | MISO_W | Internal | Summer | B9 | 800 | 960 | 0 | 51.32 | 50.08 | 0.01 | 0
2040 | MISO_MO-IL_2_MISO_W | MISO_MO-IL | MISO_W | Internal | Summer | B10 | 1262 | 960 | 0 | 47.77 | 47.76 | 0.01 | 0
2040 | MISO_MO-IL_2_MISO_W | MISO_MO-IL | MISO_W | Internal | Winter | B16 | 25 | 960 | 0 | 95.15 | 90.14 | 0.01 | 0
2040 | MISO_MO-IL_2_MISO_W | MISO_MO-IL | MISO_W | Internal | Winter | B17 | 100 | 960 | 0 | 68.26 | 64.29 | 0.01 | 0
2040 | MISO_MO-IL_2_MISO_W | MISO_MO-IL | MISO_W | Internal | Winter | B18 | 400 | 960 | 0 | 62.7 | 62.69 | 0.01 | 0
2040 | MISO_MO-IL_2_MISO_W | MISO_MO-IL | MISO_W | Internal | Winter | B19 | 700 | 960 | 0 | 59.41 | 59.4 | 0.01 | 0
2040 | MISO_MO-IL_2_MISO_W | MISO_MO-IL | MISO_W | Internal | Winter | B20 | 935 | 960 | 0 | 55.4 | 55.39 | 0.01 | 0
2040 | MISO_MO-IL_2_PJM_ROR | MISO_MO-IL | PJM_ROR | Internal | Shoulder | B11 | 25 | 1212 | 0 | 95.63 | 93.63 | 2 | 0
2040 | MISO_MO-IL_2_PJM_ROR | MISO_MO-IL | PJM_ROR | Internal | Shoulder | B12 | 200 | 1212 | 1212 | 70.31 | 84.41 | 2 | 12.1
2040 | MISO_MO-IL_2_PJM_ROR | MISO_MO-IL | PJM_ROR | Internal | Shoulder | B13 | 600 | 1212 | 1212 | 61.32 | 65.83 | 2 | 2.51
2040 | MISO_MO-IL_2_PJM_ROR | MISO_MO-IL | PJM_ROR | Internal | Shoulder | B14 | 900 | 1212 | 169.03 | 57.77 | 59.77 | 2 | 0
2040 | MISO_MO-IL_2_PJM_ROR | MISO_MO-IL | PJM_ROR | Internal | Shoulder | B15 | 1203 | 1212 | 0 | 56.38 | 57.49 | 2 | 0
2040 | MISO_MO-IL_2_PJM_ROR | MISO_MO-IL | PJM_ROR | Internal | Summer | B1 | 10 | 1212 | 1212 | 743.16 | 745.19 | 2 | 0.02
2040 | MISO_MO-IL_2_PJM_ROR | MISO_MO-IL | PJM_ROR | Internal | Summer | B2 | 25 | 1212 | 1212 | 746.18 | 751.16 | 2 | 2.99
2040 | MISO_MO-IL_2_PJM_ROR | MISO_MO-IL | PJM_ROR | Internal | Summer | B3 | 75 | 1212 | 0 | 94.65 | 96.64 | 2 | 0
2040 | MISO_MO-IL_2_PJM_ROR | MISO_MO-IL | PJM_ROR | Internal | Summer | B4 | 100 | 1212 | 0 | 92.01 | 90.44 | 2 | 0
2040 | MISO_MO-IL_2_PJM_ROR | MISO_MO-IL | PJM_ROR | Internal | Summer | B5 | 200 | 1212 | 92.57 | 88.44 | 90.44 | 2 | 0
2040 | MISO_MO-IL_2_PJM_ROR | MISO_MO-IL | PJM_ROR | Internal | Summer | B6 | 300 | 1212 | 1212 | 66.72 | 68.75 | 2 | 0.02
2040 | MISO_MO-IL_2_PJM_ROR | MISO_MO-IL | PJM_ROR | Internal | Summer | B7 | 400 | 1212 | 749.9 | 57.31 | 59.31 | 2 | 0
2040 | MISO_MO-IL_2_PJM_ROR | MISO_MO-IL | PJM_ROR | Internal | Summer | B8 | 500 | 1212 | 1212 | 53.2 | 55.21 | 2 | 0.01
2040 | MISO_MO-IL_2_PJM_ROR | MISO_MO-IL | PJM_ROR | Internal | Summer | B9 | 800 | 1212 | 1212 | 51.32 | 53.39 | 2 | 0.07
2040 | MISO_MO-IL_2_PJM_ROR | MISO_MO-IL | PJM_ROR | Internal | Summer | B10 | 1262 | 1212 | 1212 | 47.77 | 49.78 | 2 | 0.01
2040 | MISO_MO-IL_2_PJM_ROR | MISO_MO-IL | PJM_ROR | Internal | Winter | B16 | 25 | 1212 | 1212 | 95.15 | 100.65 | 2 | 3.5
2040 | MISO_MO-IL_2_PJM_ROR | MISO_MO-IL | PJM_ROR | Internal | Winter | B17 | 100 | 1212 | 1212 | 68.26 | 85.26 | 2 | 15
2040 | MISO_MO-IL_2_PJM_ROR | MISO_MO-IL | PJM_ROR | Internal | Winter | B18 | 400 | 1212 | 1212 | 62.7 | 68.96 | 2 | 4.26
2040 | MISO_MO-IL_2_PJM_ROR | MISO_MO-IL | PJM_ROR | Internal | Winter | B19 | 700 | 1212 | 1212 | 59.41 | 61.42 | 2 | 0.01
2040 | MISO_MO-IL_2_PJM_ROR | MISO_MO-IL | PJM_ROR | Internal | Winter | B20 | 935 | 1212 | 1212 | 55.4 | 58.19 | 2 | 0.79
2040 | MISO_MO-IL_2_TVA_Transmission | MISO_MO-IL | TVA_Transmission | Internal | Shoulder | B11 | 25 | 4000 | 0 | 95.63 | 98.43 | 8 | 0
2040 | MISO_MO-IL_2_TVA_Transmission | MISO_MO-IL | TVA_Transmission | Internal | Shoulder | B12 | 200 | 4000 | 0 | 70.31 | 75.41 | 8 | 0
2040 | MISO_MO-IL_2_TVA_Transmission | MISO_MO-IL | TVA_Transmission | Internal | Shoulder | B13 | 600 | 4000 | 0 | 61.32 | 66.47 | 8 | 0
2040 | MISO_MO-IL_2_TVA_Transmission | MISO_MO-IL | TVA_Transmission | Internal | Shoulder | B14 | 900 | 4000 | 0 | 57.77 | 63.49 | 8 | 0
2040 | MISO_MO-IL_2_TVA_Transmission | MISO_MO-IL | TVA_Transmission | Internal | Shoulder | B15 | 1203 | 4000 | 0 | 56.38 | 63.49 | 8 | 0
2040 | MISO_MO-IL_2_TVA_Transmission | MISO_MO-IL | TVA_Transmission | Internal | Summer | B1 | 10 | 4000 | 3759.26 | 743.16 | 751.16 | 8 | 0
2040 | MISO_MO-IL_2_TVA_Transmission | MISO_MO-IL | TVA_Transmission | Internal | Summer | B2 | 25 | 4000 | 0 | 746.18 | 752.57 | 8 | 0
2040 | MISO_MO-IL_2_TVA_Transmission | MISO_MO-IL | TVA_Transmission | Internal | Summer | B3 | 75 | 4000 | 3884.77 | 94.65 | 102.65 | 8 | 0
2040 | MISO_MO-IL_2_TVA_Transmission | MISO_MO-IL | TVA_Transmission | Internal | Summer | B4 | 100 | 4000 | 142.8 | 92.01 | 100.01 | 8 | 0
2040 | MISO_MO-IL_2_TVA_Transmission | MISO_MO-IL | TVA_Transmission | Internal | Summer | B5 | 200 | 4000 | 71.44 | 88.44 | 96.44 | 8 | 0
2040 | MISO_MO-IL_2_TVA_Transmission | MISO_MO-IL | TVA_Transmission | Internal | Summer | B6 | 300 | 4000 | 900 | 66.72 | 74.72 | 8 | 0
2040 | MISO_MO-IL_2_TVA_Transmission | MISO_MO-IL | TVA_Transmission | Internal | Summer | B7 | 400 | 4000 | 363.86 | 57.31 | 65.31 | 8 | 0
2040 | MISO_MO-IL_2_TVA_Transmission | MISO_MO-IL | TVA_Transmission | Internal | Summer | B8 | 500 | 4000 | 271.71 | 53.2 | 61.2 | 8 | 0
2040 | MISO_MO-IL_2_TVA_Transmission | MISO_MO-IL | TVA_Transmission | Internal | Summer | B9 | 800 | 4000 | 865.59 | 51.32 | 59.32 | 8 | 0
2040 | MISO_MO-IL_2_TVA_Transmission | MISO_MO-IL | TVA_Transmission | Internal | Summer | B10 | 1262 | 4000 | 0 | 47.77 | 49.64 | 8 | 0
2040 | MISO_MO-IL_2_TVA_Transmission | MISO_MO-IL | TVA_Transmission | Internal | Winter | B16 | 25 | 4000 | 550.64 | 95.15 | 103.15 | 8 | 0
2040 | MISO_MO-IL_2_TVA_Transmission | MISO_MO-IL | TVA_Transmission | Internal | Winter | B17 | 100 | 4000 | 278.47 | 68.26 | 76.26 | 8 | 0
2040 | MISO_MO-IL_2_TVA_Transmission | MISO_MO-IL | TVA_Transmission | Internal | Winter | B18 | 400 | 4000 | 0 | 62.7 | 68.93 | 8 | 0
2040 | MISO_MO-IL_2_TVA_Transmission | MISO_MO-IL | TVA_Transmission | Internal | Winter | B19 | 700 | 4000 | 0 | 59.41 | 64.73 | 8 | 0
2040 | MISO_MO-IL_2_TVA_Transmission | MISO_MO-IL | TVA_Transmission | Internal | Winter | B20 | 935 | 4000 | 1673.67 | 55.4 | 63.4 | 8 | 0
2040 | MISO_W_2_MAPP_CA | MISO_W | MAPP_CA | Internal | Shoulder | B11 | 25 | 700 | 0 | 95.62 | 71.58 | 0.01 | 0
2040 | MISO_W_2_MAPP_CA | MISO_W | MAPP_CA | Internal | Shoulder | B12 | 200 | 700 | 0 | 70.3 | 70.29 | 0.01 | 0
2040 | MISO_W_2_MAPP_CA | MISO_W | MAPP_CA | Internal | Shoulder | B13 | 600 | 700 | 0 | 60.13 | 57.75 | 0.01 | 0
2040 | MISO_W_2_MAPP_CA | MISO_W | MAPP_CA | Internal | Shoulder | B14 | 900 | 700 | 0 | 57.76 | 57.75 | 0.01 | 0
2040 | MISO_W_2_MAPP_CA | MISO_W | MAPP_CA | Internal | Shoulder | B15 | 1203 | 700 | 700 | 56.37 | 57.75 | 0.01 | 1.36
2040 | MISO_W_2_MAPP_CA | MISO_W | MAPP_CA | Internal | Summer | B1 | 10 | 700 | 0 | 738.15 | 402.75 | 0.01 | 0
2040 | MISO_W_2_MAPP_CA | MISO_W | MAPP_CA | Internal | Summer | B2 | 25 | 700 | 0 | 746.16 | 731.2 | 0.01 | 0
2040 | MISO_W_2_MAPP_CA | MISO_W | MAPP_CA | Internal | Summer | B3 | 75 | 700 | 0 | 94.64 | 74.56 | 0.01 | 0
2040 | MISO_W_2_MAPP_CA | MISO_W | MAPP_CA | Internal | Summer | B4 | 100 | 700 | 0 | 91.99 | 54.14 | 0.01 | 0
2040 | MISO_W_2_MAPP_CA | MISO_W | MAPP_CA | Internal | Summer | B5 | 200 | 700 | 0 | 88.43 | 54.14 | 0.01 | 0
2040 | MISO_W_2_MAPP_CA | MISO_W | MAPP_CA | Internal | Summer | B6 | 300 | 700 | 0 | 66.71 | 47.77 | 0.01 | 0
2040 | MISO_W_2_MAPP_CA | MISO_W | MAPP_CA | Internal | Summer | B7 | 400 | 700 | 0 | 57.29 | 47.77 | 0.01 | 0
2040 | MISO_W_2_MAPP_CA | MISO_W | MAPP_CA | Internal | Summer | B8 | 500 | 700 | 0 | 53.19 | 47.77 | 0.01 | 0
2040 | MISO_W_2_MAPP_CA | MISO_W | MAPP_CA | Internal | Summer | B9 | 800 | 700 | 0 | 50.08 | 47.77 | 0.01 | 0
2040 | MISO_W_2_MAPP_CA | MISO_W | MAPP_CA | Internal | Summer | B10 | 1262 | 700 | 614.07 | 47.76 | 47.77 | 0.01 | 0
2040 | MISO_W_2_MAPP_CA | MISO_W | MAPP_CA | Internal | Winter | B16 | 25 | 700 | 0 | 90.14 | 90.13 | 0.01 | 0
2040 | MISO_W_2_MAPP_CA | MISO_W | MAPP_CA | Internal | Winter | B17 | 100 | 700 | 0 | 64.29 | 64.27 | 0.01 | 0
2040 | MISO_W_2_MAPP_CA | MISO_W | MAPP_CA | Internal | Winter | B18 | 400 | 700 | 0 | 62.69 | 62.67 | 0.01 | 0
2040 | MISO_W_2_MAPP_CA | MISO_W | MAPP_CA | Internal | Winter | B19 | 700 | 700 | 0 | 59.4 | 59.38 | 0.01 | 0
2040 | MISO_W_2_MAPP_CA | MISO_W | MAPP_CA | Internal | Winter | B20 | 935 | 700 | 700 | 55.39 | 59.38 | 0.01 | 3.98
2040 | MISO_W_2_MISO_MO-IL | MISO_W | MISO_MO-IL | Internal | Shoulder | B11 | 25 | 3800 | 3072.32 | 95.62 | 95.63 | 0.01 | 0
2040 | MISO_W_2_MISO_MO-IL | MISO_W | MISO_MO-IL | Internal | Shoulder | B12 | 200 | 3800 | 2901.41 | 70.3 | 70.31 | 0.01 | 0
2040 | MISO_W_2_MISO_MO-IL | MISO_W | MISO_MO-IL | Internal | Shoulder | B13 | 600 | 3800 | 3800 | 60.13 | 61.32 | 0.01 | 1.18
2040 | MISO_W_2_MISO_MO-IL | MISO_W | MISO_MO-IL | Internal | Shoulder | B14 | 900 | 3800 | 2249.11 | 57.76 | 57.77 | 0.01 | 0
2040 | MISO_W_2_MISO_MO-IL | MISO_W | MISO_MO-IL | Internal | Shoulder | B15 | 1203 | 3800 | 2007.85 | 56.37 | 56.38 | 0.01 | 0
2040 | MISO_W_2_MISO_MO-IL | MISO_W | MISO_MO-IL | Internal | Summer | B1 | 10 | 3800 | 3800 | 738.15 | 743.16 | 0.01 | 5
2040 | MISO_W_2_MISO_MO-IL | MISO_W | MISO_MO-IL | Internal | Summer | B2 | 25 | 3800 | 2213.5 | 746.16 | 746.18 | 0.01 | 0
2040 | MISO_W_2_MISO_MO-IL | MISO_W | MISO_MO-IL | Internal | Summer | B3 | 75 | 3800 | 3517.67 | 94.64 | 94.65 | 0.01 | 0
2040 | MISO_W_2_MISO_MO-IL | MISO_W | MISO_MO-IL | Internal | Summer | B4 | 100 | 3800 | 1435.91 | 91.99 | 92.01 | 0.01 | 0
2040 | MISO_W_2_MISO_MO-IL | MISO_W | MISO_MO-IL | Internal | Summer | B5 | 200 | 3800 | 1533.81 | 88.43 | 88.44 | 0.01 | 0
2040 | MISO_W_2_MISO_MO-IL | MISO_W | MISO_MO-IL | Internal | Summer | B6 | 300 | 3800 | 3514.82 | 66.71 | 66.72 | 0.01 | 0
2040 | MISO_W_2_MISO_MO-IL | MISO_W | MISO_MO-IL | Internal | Summer | B7 | 400 | 3800 | 1607.17 | 57.29 | 57.31 | 0.01 | 0
2040 | MISO_W_2_MISO_MO-IL | MISO_W | MISO_MO-IL | Internal | Summer | B8 | 500 | 3800 | 3057.83 | 53.19 | 53.2 | 0.01 | 0
2040 | MISO_W_2_MISO_MO-IL | MISO_W | MISO_MO-IL | Internal | Summer | B9 | 800 | 3800 | 3800 | 50.08 | 51.32 | 0.01 | 1.23
2040 | MISO_W_2_MISO_MO-IL | MISO_W | MISO_MO-IL | Internal | Summer | B10 | 1262 | 3800 | 3403.66 | 47.76 | 47.77 | 0.01 | 0
2040 | MISO_W_2_MISO_MO-IL | MISO_W | MISO_MO-IL | Internal | Winter | B16 | 25 | 3800 | 3800 | 90.14 | 95.15 | 0.01 | 5
2040 | MISO_W_2_MISO_MO-IL | MISO_W | MISO_MO-IL | Internal | Winter | B17 | 100 | 3800 | 3800 | 64.29 | 68.26 | 0.01 | 3.96
2040 | MISO_W_2_MISO_MO-IL | MISO_W | MISO_MO-IL | Internal | Winter | B18 | 400 | 3800 | 3257.6 | 62.69 | 62.7 | 0.01 | 0
2040 | MISO_W_2_MISO_MO-IL | MISO_W | MISO_MO-IL | Internal | Winter | B19 | 700 | 3800 | 2002.94 | 59.4 | 59.41 | 0.01 | 0
2040 | MISO_W_2_MISO_MO-IL | MISO_W | MISO_MO-IL | Internal | Winter | B20 | 935 | 3800 | 2912.01 | 55.39 | 55.4 | 0.01 | 0
2040 | MISO_W_2_MISO_WUMS | MISO_W | MISO_WUMS | Internal | Shoulder | B11 | 25 | 1629 | 1073.18 | 95.62 | 95.63 | 0.01 | 0
2040 | MISO_W_2_MISO_WUMS | MISO_W | MISO_WUMS | Internal | Shoulder | B12 | 200 | 1629 | 1629 | 70.3 | 82.41 | 0.01 | 12.1
2040 | MISO_W_2_MISO_WUMS | MISO_W | MISO_WUMS | Internal | Shoulder | B13 | 600 | 1629 | 1629 | 60.13 | 63.83 | 0.01 | 3.69
2040 | MISO_W_2_MISO_WUMS | MISO_W | MISO_WUMS | Internal | Shoulder | B14 | 900 | 1629 | 488.12 | 57.76 | 57.77 | 0.01 | 0
2040 | MISO_W_2_MISO_WUMS | MISO_W | MISO_WUMS | Internal | Shoulder | B15 | 1203 | 1629 | 300.09 | 56.37 | 56.38 | 0.01 | 0
2040 | MISO_W_2_MISO_WUMS | MISO_W | MISO_WUMS | Internal | Summer | B1 | 10 | 1629 | 1264.41 | 738.15 | 738.16 | 0.01 | 0
2040 | MISO_W_2_MISO_WUMS | MISO_W | MISO_WUMS | Internal | Summer | B2 | 25 | 1629 | 1629 | 746.16 | 746.19 | 0.01 | 0.01
2040 | MISO_W_2_MISO_WUMS | MISO_W | MISO_WUMS | Internal | Summer | B3 | 75 | 1629 | 0 | 94.64 | 94.64 | 0.01 | 0
2040 | MISO_W_2_MISO_WUMS | MISO_W | MISO_WUMS | Internal | Summer | B4 | 100 | 1629 | 1366.01 | 91.99 | 92.01 | 0.01 | 0
2040 | MISO_W_2_MISO_WUMS | MISO_W | MISO_WUMS | Internal | Summer | B5 | 200 | 1629 | 1042.86 | 88.43 | 88.44 | 0.01 | 0
2040 | MISO_W_2_MISO_WUMS | MISO_W | MISO_WUMS | Internal | Summer | B6 | 300 | 1629 | 1629 | 66.71 | 66.75 | 0.01 | 0.02
2040 | MISO_W_2_MISO_WUMS | MISO_W | MISO_WUMS | Internal | Summer | B7 | 400 | 1629 | 992.02 | 57.29 | 57.31 | 0.01 | 0
2040 | MISO_W_2_MISO_WUMS | MISO_W | MISO_WUMS | Internal | Summer | B8 | 500 | 1629 | 1629 | 53.19 | 54.38 | 0.01 | 1.17
2040 | MISO_W_2_MISO_WUMS | MISO_W | MISO_WUMS | Internal | Summer | B9 | 800 | 1629 | 1629 | 50.08 | 54.38 | 0.01 | 4.29
2040 | MISO_W_2_MISO_WUMS | MISO_W | MISO_WUMS | Internal | Summer | B10 | 1262 | 1629 | 1629 | 47.76 | 47.78 | 0.01 | 0.01
2040 | MISO_W_2_MISO_WUMS | MISO_W | MISO_WUMS | Internal | Winter | B16 | 25 | 1629 | 1629 | 90.14 | 98.65 | 0.01 | 8.5
2040 | MISO_W_2_MISO_WUMS | MISO_W | MISO_WUMS | Internal | Winter | B17 | 100 | 1629 | 1629 | 64.29 | 83.26 | 0.01 | 18.96
2040 | MISO_W_2_MISO_WUMS | MISO_W | MISO_WUMS | Internal | Winter | B18 | 400 | 1629 | 1629 | 62.69 | 66.96 | 0.01 | 4.26
2040 | MISO_W_2_MISO_WUMS | MISO_W | MISO_WUMS | Internal | Winter | B19 | 700 | 1629 | 1629 | 59.4 | 59.42 | 0.01 | 0.01
2040 | MISO_W_2_MISO_WUMS | MISO_W | MISO_WUMS | Internal | Winter | B20 | 935 | 1629 | 1629 | 55.39 | 56.19 | 0.01 | 0.79
2040 | MISO_W_2_PJM_ROR | MISO_W | PJM_ROR | Internal | Shoulder | B11 | 25 | 773 | 0 | 95.62 | 93.63 | 2 | 0
2040 | MISO_W_2_PJM_ROR | MISO_W | PJM_ROR | Internal | Shoulder | B12 | 200 | 773 | 773 | 70.3 | 84.41 | 2 | 12.11
2040 | MISO_W_2_PJM_ROR | MISO_W | PJM_ROR | Internal | Shoulder | B13 | 600 | 773 | 773 | 60.13 | 65.83 | 2 | 3.7
2040 | MISO_W_2_PJM_ROR | MISO_W | PJM_ROR | Internal | Shoulder | B14 | 900 | 773 | 773 | 57.76 | 59.77 | 2 | 0.01
2040 | MISO_W_2_PJM_ROR | MISO_W | PJM_ROR | Internal | Shoulder | B15 | 1203 | 773 | 0 | 56.37 | 57.49 | 2 | 0
2040 | MISO_W_2_PJM_ROR | MISO_W | PJM_ROR | Internal | Summer | B1 | 10 | 773 | 773 | 738.15 | 745.19 | 2 | 5.04
2040 | MISO_W_2_PJM_ROR | MISO_W | PJM_ROR | Internal | Summer | B2 | 25 | 773 | 773 | 746.16 | 751.16 | 2 | 3
2040 | MISO_W_2_PJM_ROR | MISO_W | PJM_ROR | Internal | Summer | B3 | 75 | 773 | 430.51 | 94.64 | 96.64 | 2 | 0
2040 | MISO_W_2_PJM_ROR | MISO_W | PJM_ROR | Internal | Summer | B4 | 100 | 773 | 0 | 91.99 | 90.44 | 2 | 0
2040 | MISO_W_2_PJM_ROR | MISO_W | PJM_ROR | Internal | Summer | B5 | 200 | 773 | 773 | 88.43 | 90.44 | 2 | 0.01
2040 | MISO_W_2_PJM_ROR | MISO_W | PJM_ROR | Internal | Summer | B6 | 300 | 773 | 773 | 66.71 | 68.75 | 2 | 0.04
2040 | MISO_W_2_PJM_ROR | MISO_W | PJM_ROR | Internal | Summer | B7 | 400 | 773 | 773 | 57.29 | 59.31 | 2 | 0.01
2040 | MISO_W_2_PJM_ROR | MISO_W | PJM_ROR | Internal | Summer | B8 | 500 | 773 | 773 | 53.19 | 55.21 | 2 | 0.02
2040 | MISO_W_2_PJM_ROR | MISO_W | PJM_ROR | Internal | Summer | B9 | 800 | 773 | 773 | 50.08 | 53.39 | 2 | 1.32
2040 | MISO_W_2_PJM_ROR | MISO_W | PJM_ROR | Internal | Summer | B10 | 1262 | 773 | 773 | 47.76 | 49.78 | 2 | 0.02
2040 | MISO_W_2_PJM_ROR | MISO_W | PJM_ROR | Internal | Winter | B16 | 25 | 773 | 773 | 90.14 | 100.65 | 2 | 8.51
2040 | MISO_W_2_PJM_ROR | MISO_W | PJM_ROR | Internal | Winter | B17 | 100 | 773 | 773 | 64.29 | 85.26 | 2 | 18.98
2040 | MISO_W_2_PJM_ROR | MISO_W | PJM_ROR | Internal | Winter | B18 | 400 | 773 | 773 | 62.69 | 68.96 | 2 | 4.28
2040 | MISO_W_2_PJM_ROR | MISO_W | PJM_ROR | Internal | Winter | B19 | 700 | 773 | 773 | 59.4 | 61.42 | 2 | 0.02
2040 | MISO_W_2_PJM_ROR | MISO_W | PJM_ROR | Internal | Winter | B20 | 935 | 773 | 773 | 55.39 | 58.19 | 2 | 0.8
2040 | MISO_W_2_SPP_N | MISO_W | SPP_N | Internal | Shoulder | B11 | 25 | 3200 | 0 | 95.62 | 95.63 | 7 | 0
2040 | MISO_W_2_SPP_N | MISO_W | SPP_N | Internal | Shoulder | B12 | 200 | 3200 | 0 | 70.3 | 65.3 | 7 | 0
2040 | MISO_W_2_SPP_N | MISO_W | SPP_N | Internal | Shoulder | B13 | 600 | 3200 | 0 | 60.13 | 59.24 | 7 | 0
2040 | MISO_W_2_SPP_N | MISO_W | SPP_N | Internal | Shoulder | B14 | 900 | 3200 | 0 | 57.76 | 54.46 | 7 | 0
2040 | MISO_W_2_SPP_N | MISO_W | SPP_N | Internal | Shoulder | B15 | 1203 | 3200 | 0 | 56.37 | 53.23 | 7 | 0
2040 | MISO_W_2_SPP_N | MISO_W | SPP_N | Internal | Summer | B1 | 10 | 3200 | 0 | 738.15 | 738.16 | 7 | 0
2040 | MISO_W_2_SPP_N | MISO_W | SPP_N | Internal | Summer | B2 | 25 | 3200 | 0 | 746.16 | 746.18 | 7 | 0
2040 | MISO_W_2_SPP_N | MISO_W | SPP_N | Internal | Summer | B3 | 75 | 3200 | 0 | 94.64 | 98.65 | 7 | 0
2040 | MISO_W_2_SPP_N | MISO_W | SPP_N | Internal | Summer | B4 | 100 | 3200 | 0 | 91.99 | 97.14 | 7 | 0
2040 | MISO_W_2_SPP_N | MISO_W | SPP_N | Internal | Summer | B5 | 200 | 3200 | 0 | 88.43 | 90.34 | 7 | 0
2040 | MISO_W_2_SPP_N | MISO_W | SPP_N | Internal | Summer | B6 | 300 | 3200 | 0 | 66.71 | 62.55 | 7 | 0
2040 | MISO_W_2_SPP_N | MISO_W | SPP_N | Internal | Summer | B7 | 400 | 3200 | 0 | 57.29 | 57.42 | 7 | 0
2040 | MISO_W_2_SPP_N | MISO_W | SPP_N | Internal | Summer | B8 | 500 | 3200 | 0 | 53.19 | 57.29 | 7 | 0
2040 | MISO_W_2_SPP_N | MISO_W | SPP_N | Internal | Summer | B9 | 800 | 3200 | 0 | 50.08 | 54.32 | 7 | 0
2040 | MISO_W_2_SPP_N | MISO_W | SPP_N | Internal | Summer | B10 | 1262 | 3200 | 0 | 47.76 | 47.77 | 7 | 0
2040 | MISO_W_2_SPP_N | MISO_W | SPP_N | Internal | Winter | B16 | 25 | 3200 | 0 | 90.14 | 90.15 | 7 | 0
2040 | MISO_W_2_SPP_N | MISO_W | SPP_N | Internal | Winter | B17 | 100 | 3200 | 0 | 64.29 | 63.26 | 7 | 0
2040 | MISO_W_2_SPP_N | MISO_W | SPP_N | Internal | Winter | B18 | 400 | 3200 | 0 | 62.69 | 61.08 | 7 | 0
2040 | MISO_W_2_SPP_N | MISO_W | SPP_N | Internal | Winter | B19 | 700 | 3200 | 0 | 59.4 | 58.39 | 7 | 0
2040 | MISO_W_2_SPP_N | MISO_W | SPP_N | Internal | Winter | B20 | 935 | 3200 | 0 | 55.39 | 50.4 | 7 | 0
2040 | MISO_WUMS_2_MISO_MI | MISO_WUMS | MISO_MI | Internal | Shoulder | B11 | 25 | 99 | 0 | 95.63 | 95.63 | 0.01 | 0
2040 | MISO_WUMS_2_MISO_MI | MISO_WUMS | MISO_MI | Internal | Shoulder | B12 | 200 | 99 | 0 | 82.41 | 82.41 | 0.01 | 0
2040 | MISO_WUMS_2_MISO_MI | MISO_WUMS | MISO_MI | Internal | Shoulder | B13 | 600 | 99 | 56.01 | 63.83 | 63.84 | 0.01 | 0
2040 | MISO_WUMS_2_MISO_MI | MISO_WUMS | MISO_MI | Internal | Shoulder | B14 | 900 | 99 | 99 | 57.77 | 57.79 | 0.01 | 0.01
2040 | MISO_WUMS_2_MISO_MI | MISO_WUMS | MISO_MI | Internal | Shoulder | B15 | 1203 | 99 | 99 | 56.38 | 57.01 | 0.01 | 0.61
2040 | MISO_WUMS_2_MISO_MI | MISO_WUMS | MISO_MI | Internal | Summer | B1 | 10 | 99 | 99 | 738.16 | 743.19 | 0.01 | 5.01
2040 | MISO_WUMS_2_MISO_MI | MISO_WUMS | MISO_MI | Internal | Summer | B2 | 25 | 99 | 98.67 | 746.19 | 746.2 | 0.01 | 0
2040 | MISO_WUMS_2_MISO_MI | MISO_WUMS | MISO_MI | Internal | Summer | B3 | 75 | 99 | 0 | 94.64 | 94.64 | 0.01 | 0
2040 | MISO_WUMS_2_MISO_MI | MISO_WUMS | MISO_MI | Internal | Summer | B4 | 100 | 99 | 0 | 92.01 | 92.01 | 0.01 | 0
2040 | MISO_WUMS_2_MISO_MI | MISO_WUMS | MISO_MI | Internal | Summer | B5 | 200 | 99 | 0 | 88.44 | 88.44 | 0.01 | 0
2040 | MISO_WUMS_2_MISO_MI | MISO_WUMS | MISO_MI | Internal | Summer | B6 | 300 | 99 | 0 | 66.75 | 66.75 | 0.01 | 0
2040 | MISO_WUMS_2_MISO_MI | MISO_WUMS | MISO_MI | Internal | Summer | B7 | 400 | 99 | 99 | 57.31 | 57.33 | 0.01 | 0.01
2040 | MISO_WUMS_2_MISO_MI | MISO_WUMS | MISO_MI | Internal | Summer | B8 | 500 | 99 | 0 | 54.38 | 53.23 | 0.01 | 0
2040 | MISO_WUMS_2_MISO_MI | MISO_WUMS | MISO_MI | Internal | Summer | B9 | 800 | 99 | 0 | 54.38 | 51.39 | 0.01 | 0
2040 | MISO_WUMS_2_MISO_MI | MISO_WUMS | MISO_MI | Internal | Summer | B10 | 1262 | 99 | 61.69 | 47.78 | 47.79 | 0.01 | 0
2040 | MISO_WUMS_2_MISO_MI | MISO_WUMS | MISO_MI | Internal | Winter | B16 | 25 | 99 | 99 | 98.65 | 99.57 | 0.01 | 0.91
2040 | MISO_WUMS_2_MISO_MI | MISO_WUMS | MISO_MI | Internal | Winter | B17 | 100 | 99 | 0 | 83.26 | 77.3 | 0.01 | 0
2040 | MISO_WUMS_2_MISO_MI | MISO_WUMS | MISO_MI | Internal | Winter | B18 | 400 | 99 | 0 | 66.96 | 66.96 | 0.01 | 0
2040 | MISO_WUMS_2_MISO_MI | MISO_WUMS | MISO_MI | Internal | Winter | B19 | 700 | 99 | 5.94 | 59.42 | 59.43 | 0.01 | 0
2040 | MISO_WUMS_2_MISO_MI | MISO_WUMS | MISO_MI | Internal | Winter | B20 | 935 | 99 | 0 | 56.19 | 56.19 | 0.01 | 0
2040 | MISO_WUMS_2_MISO_W | MISO_WUMS | MISO_W | Internal | Shoulder | B11 | 25 | 1137 | 0 | 95.63 | 95.62 | 0.01 | 0
2040 | MISO_WUMS_2_MISO_W | MISO_WUMS | MISO_W | Internal | Shoulder | B12 | 200 | 1137 | 0 | 82.41 | 70.3 | 0.01 | 0
2040 | MISO_WUMS_2_MISO_W | MISO_WUMS | MISO_W | Internal | Shoulder | B13 | 600 | 1137 | 0 | 63.83 | 60.13 | 0.01 | 0
2040 | MISO_WUMS_2_MISO_W | MISO_WUMS | MISO_W | Internal | Shoulder | B14 | 900 | 1137 | 0 | 57.77 | 57.76 | 0.01 | 0
2040 | MISO_WUMS_2_MISO_W | MISO_WUMS | MISO_W | Internal | Shoulder | B15 | 1203 | 1137 | 0 | 56.38 | 56.37 | 0.01 | 0
2040 | MISO_WUMS_2_MISO_W | MISO_WUMS | MISO_W | Internal | Summer | B1 | 10 | 1137 | 0 | 738.16 | 738.15 | 0.01 | 0
2040 | MISO_WUMS_2_MISO_W | MISO_WUMS | MISO_W | Internal | Summer | B2 | 25 | 1137 | 0 | 746.19 | 746.16 | 0.01 | 0
2040 | MISO_WUMS_2_MISO_W | MISO_WUMS | MISO_W | Internal | Summer | B3 | 75 | 1137 | 0 | 94.64 | 94.64 | 0.01 | 0
2040 | MISO_WUMS_2_MISO_W | MISO_WUMS | MISO_W | Internal | Summer | B4 | 100 | 1137 | 0 | 92.01 | 91.99 | 0.01 | 0
2040 | MISO_WUMS_2_MISO_W | MISO_WUMS | MISO_W | Internal | Summer | B5 | 200 | 1137 | 0 | 88.44 | 88.43 | 0.01 | 0
2040 | MISO_WUMS_2_MISO_W | MISO_WUMS | MISO_W | Internal | Summer | B6 | 300 | 1137 | 0 | 66.75 | 66.71 | 0.01 | 0
2040 | MISO_WUMS_2_MISO_W | MISO_WUMS | MISO_W | Internal | Summer | B7 | 400 | 1137 | 0 | 57.31 | 57.29 | 0.01 | 0
2040 | MISO_WUMS_2_MISO_W | MISO_WUMS | MISO_W | Internal | Summer | B8 | 500 | 1137 | 0 | 54.38 | 53.19 | 0.01 | 0
2040 | MISO_WUMS_2_MISO_W | MISO_WUMS | MISO_W | Internal | Summer | B9 | 800 | 1137 | 0 | 54.38 | 50.08 | 0.01 | 0
2040 | MISO_WUMS_2_MISO_W | MISO_WUMS | MISO_W | Internal | Summer | B10 | 1262 | 1137 | 0 | 47.78 | 47.76 | 0.01 | 0
2040 | MISO_WUMS_2_MISO_W | MISO_WUMS | MISO_W | Internal | Winter | B16 | 25 | 1137 | 0 | 98.65 | 90.14 | 0.01 | 0
2040 | MISO_WUMS_2_MISO_W | MISO_WUMS | MISO_W | Internal | Winter | B17 | 100 | 1137 | 0 | 83.26 | 64.29 | 0.01 | 0
2040 | MISO_WUMS_2_MISO_W | MISO_WUMS | MISO_W | Internal | Winter | B18 | 400 | 1137 | 0 | 66.96 | 62.69 | 0.01 | 0
2040 | MISO_WUMS_2_MISO_W | MISO_WUMS | MISO_W | Internal | Winter | B19 | 700 | 1137 | 0 | 59.42 | 59.4 | 0.01 | 0
2040 | MISO_WUMS_2_MISO_W | MISO_WUMS | MISO_W | Internal | Winter | B20 | 935 | 1137 | 0 | 56.19 | 55.39 | 0.01 | 0
2040 | MISO_WUMS_2_PJM_ROR | MISO_WUMS | PJM_ROR | Internal | Shoulder | B11 | 25 | 1600 | 0 | 95.63 | 93.63 | 2 | 0
2040 | MISO_WUMS_2_PJM_ROR | MISO_WUMS | PJM_ROR | Internal | Shoulder | B12 | 200 | 1600 | 291.82 | 82.41 | 84.41 | 2 | 0
2040 | MISO_WUMS_2_PJM_ROR | MISO_WUMS | PJM_ROR | Internal | Shoulder | B13 | 600 | 1600 | 1047.32 | 63.83 | 65.83 | 2 | 0
2040 | MISO_WUMS_2_PJM_ROR | MISO_WUMS | PJM_ROR | Internal | Shoulder | B14 | 900 | 1600 | 329.24 | 57.77 | 59.77 | 2 | 0
2040 | MISO_WUMS_2_PJM_ROR | MISO_WUMS | PJM_ROR | Internal | Shoulder | B15 | 1203 | 1600 | 0 | 56.38 | 57.49 | 2 | 0
2040 | MISO_WUMS_2_PJM_ROR | MISO_WUMS | PJM_ROR | Internal | Summer | B1 | 10 | 1600 | 1600 | 738.16 | 745.19 | 2 | 5.02
2040 | MISO_WUMS_2_PJM_ROR | MISO_WUMS | PJM_ROR | Internal | Summer | B2 | 25 | 1600 | 1600 | 746.19 | 751.16 | 2 | 2.98
2040 | MISO_WUMS_2_PJM_ROR | MISO_WUMS | PJM_ROR | Internal | Summer | B3 | 75 | 1600 | 681.93 | 94.64 | 96.64 | 2 | 0
2040 | MISO_WUMS_2_PJM_ROR | MISO_WUMS | PJM_ROR | Internal | Summer | B4 | 100 | 1600 | 0 | 92.01 | 90.44 | 2 | 0
2040 | MISO_WUMS_2_PJM_ROR | MISO_WUMS | PJM_ROR | Internal | Summer | B5 | 200 | 1600 | 83.6 | 88.44 | 90.44 | 2 | 0
2040 | MISO_WUMS_2_PJM_ROR | MISO_WUMS | PJM_ROR | Internal | Summer | B6 | 300 | 1600 | 1136.18 | 66.75 | 68.75 | 2 | 0
2040 | MISO_WUMS_2_PJM_ROR | MISO_WUMS | PJM_ROR | Internal | Summer | B7 | 400 | 1600 | 818.03 | 57.31 | 59.31 | 2 | 0
2040 | MISO_WUMS_2_PJM_ROR | MISO_WUMS | PJM_ROR | Internal | Summer | B8 | 500 | 1600 | 0 | 54.38 | 55.21 | 2 | 0
2040 | MISO_WUMS_2_PJM_ROR | MISO_WUMS | PJM_ROR | Internal | Summer | B9 | 800 | 1600 | 0 | 54.38 | 53.39 | 2 | 0
2040 | MISO_WUMS_2_PJM_ROR | MISO_WUMS | PJM_ROR | Internal | Summer | B10 | 1262 | 1600 | 621.66 | 47.78 | 49.78 | 2 | 0
2040 | MISO_WUMS_2_PJM_ROR | MISO_WUMS | PJM_ROR | Internal | Winter | B16 | 25 | 1600 | 237.46 | 98.65 | 100.65 | 2 | 0
2040 | MISO_WUMS_2_PJM_ROR | MISO_WUMS | PJM_ROR | Internal | Winter | B17 | 100 | 1600 | 904.28 | 83.26 | 85.26 | 2 | 0
2040 | MISO_WUMS_2_PJM_ROR | MISO_WUMS | PJM_ROR | Internal | Winter | B18 | 400 | 1600 | 1183.3 | 66.96 | 68.96 | 2 | 0
2040 | MISO_WUMS_2_PJM_ROR | MISO_WUMS | PJM_ROR | Internal | Winter | B19 | 700 | 1600 | 6.91 | 59.42 | 61.42 | 2 | 0
2040 | MISO_WUMS_2_PJM_ROR | MISO_WUMS | PJM_ROR | Internal | Winter | B20 | 935 | 1600 | 850.55 | 56.19 | 58.19 | 2 | 0
2040 | NE_2_MISO_W | NE | MISO_W | Internal | Shoulder | B11 | 25 | 1600 | 0 | 95.62 | 95.62 | 5 | 0
2040 | NE_2_MISO_W | NE | MISO_W | Internal | Shoulder | B12 | 200 | 1600 | 74.51 | 65.3 | 70.3 | 5 | 0
2040 | NE_2_MISO_W | NE | MISO_W | Internal | Shoulder | B13 | 600 | 1600 | 0 | 59.23 | 60.13 | 5 | 0
2040 | NE_2_MISO_W | NE | MISO_W | Internal | Shoulder | B14 | 900 | 1600 | 0 | 54.45 | 57.76 | 5 | 0
2040 | NE_2_MISO_W | NE | MISO_W | Internal | Shoulder | B15 | 1203 | 1600 | 0 | 53.21 | 56.37 | 5 | 0
2040 | NE_2_MISO_W | NE | MISO_W | Internal | Summer | B1 | 10 | 1600 | 0 | 738.15 | 738.15 | 5 | 0
2040 | NE_2_MISO_W | NE | MISO_W | Internal | Summer | B2 | 25 | 1600 | 0 | 746.16 | 746.16 | 5 | 0
2040 | NE_2_MISO_W | NE | MISO_W | Internal | Summer | B3 | 75 | 1600 | 0 | 98.64 | 94.64 | 5 | 0
2040 | NE_2_MISO_W | NE | MISO_W | Internal | Summer | B4 | 100 | 1600 | 0 | 97.13 | 91.99 | 5 | 0
2040 | NE_2_MISO_W | NE | MISO_W | Internal | Summer | B5 | 200 | 1600 | 0 | 90.33 | 88.43 | 5 | 0
2040 | NE_2_MISO_W | NE | MISO_W | Internal | Summer | B6 | 300 | 1600 | 0 | 62.56 | 66.71 | 5 | 0
2040 | NE_2_MISO_W | NE | MISO_W | Internal | Summer | B7 | 400 | 1600 | 0 | 57.41 | 57.29 | 5 | 0
2040 | NE_2_MISO_W | NE | MISO_W | Internal | Summer | B8 | 500 | 1600 | 0 | 53.19 | 53.19 | 5 | 0
2040 | NE_2_MISO_W | NE | MISO_W | Internal | Summer | B9 | 800 | 1600 | 0 | 52.77 | 50.08 | 5 | 0
2040 | NE_2_MISO_W | NE | MISO_W | Internal | Summer | B10 | 1262 | 1600 | 0 | 47.76 | 47.76 | 5 | 0
2040 | NE_2_MISO_W | NE | MISO_W | Internal | Winter | B16 | 25 | 1600 | 0 | 90.14 | 90.14 | 5 | 0
2040 | NE_2_MISO_W | NE | MISO_W | Internal | Winter | B17 | 100 | 1600 | 0 | 63.27 | 64.29 | 5 | 0
2040 | NE_2_MISO_W | NE | MISO_W | Internal | Winter | B18 | 400 | 1600 | 0 | 61.07 | 62.69 | 5 | 0
2040 | NE_2_MISO_W | NE | MISO_W | Internal | Winter | B19 | 700 | 1600 | 0 | 58.38 | 59.4 | 5 | 0
2040 | NE_2_MISO_W | NE | MISO_W | Internal | Winter | B20 | 935 | 1600 | 259.27 | 50.39 | 55.39 | 5 | 0
2040 | NE_2_SPP_N | NE | SPP_N | Internal | Shoulder | B11 | 25 | 1800 | 160.46 | 95.62 | 95.63 | 0.01 | 0
2040 | NE_2_SPP_N | NE | SPP_N | Internal | Shoulder | B12 | 200 | 1800 | 0 | 65.3 | 65.3 | 0.01 | 0
2040 | NE_2_SPP_N | NE | SPP_N | Internal | Shoulder | B13 | 600 | 1800 | 11.93 | 59.23 | 59.24 | 0.01 | 0
2040 | NE_2_SPP_N | NE | SPP_N | Internal | Shoulder | B14 | 900 | 1800 | 259.13 | 54.45 | 54.46 | 0.01 | 0
2040 | NE_2_SPP_N | NE | SPP_N | Internal | Shoulder | B15 | 1203 | 1800 | 471.93 | 53.21 | 53.23 | 0.01 | 0
2040 | NE_2_SPP_N | NE | SPP_N | Internal | Summer | B1 | 10 | 1800 | 732.15 | 738.15 | 738.16 | 0.01 | 0
2040 | NE_2_SPP_N | NE | SPP_N | Internal | Summer | B2 | 25 | 1800 | 1705.85 | 746.16 | 746.18 | 0.01 | 0
2040 | NE_2_SPP_N | NE | SPP_N | Internal | Summer | B3 | 75 | 1800 | 1326.27 | 98.64 | 98.65 | 0.01 | 0
2040 | NE_2_SPP_N | NE | SPP_N | Internal | Summer | B4 | 100 | 1800 | 1105.75 | 97.13 | 97.14 | 0.01 | 0
2040 | NE_2_SPP_N | NE | SPP_N | Internal | Summer | B5 | 200 | 1800 | 1543.41 | 90.33 | 90.34 | 0.01 | 0
2040 | NE_2_SPP_N | NE | SPP_N | Internal | Summer | B6 | 300 | 1800 | 0 | 62.56 | 62.55 | 0.01 | 0
2040 | NE_2_SPP_N | NE | SPP_N | Internal | Summer | B7 | 400 | 1800 | 1187.62 | 57.41 | 57.42 | 0.01 | 0
2040 | NE_2_SPP_N | NE | SPP_N | Internal | Summer | B8 | 500 | 1800 | 1800 | 53.19 | 57.29 | 0.01 | 4.09
2040 | NE_2_SPP_N | NE | SPP_N | Internal | Summer | B9 | 800 | 1800 | 1800 | 52.77 | 54.32 | 0.01 | 1.54
2040 | NE_2_SPP_N | NE | SPP_N | Internal | Summer | B10 | 1262 | 1800 | 1471.42 | 47.76 | 47.77 | 0.01 | 0
2040 | NE_2_SPP_N | NE | SPP_N | Internal | Winter | B16 | 25 | 1800 | 847.72 | 90.14 | 90.15 | 0.01 | 0
2040 | NE_2_SPP_N | NE | SPP_N | Internal | Winter | B17 | 100 | 1800 | 0 | 63.27 | 63.26 | 0.01 | 0
2040 | NE_2_SPP_N | NE | SPP_N | Internal | Winter | B18 | 400 | 1800 | 124.42 | 61.07 | 61.08 | 0.01 | 0
2040 | NE_2_SPP_N | NE | SPP_N | Internal | Winter | B19 | 700 | 1800 | 226.14 | 58.38 | 58.39 | 0.01 | 0
2040 | NE_2_SPP_N | NE | SPP_N | Internal | Winter | B20 | 935 | 1800 | 233.32 | 50.39 | 50.4 | 0.01 | 0
2040 | NEISO_2_NYISO_A-F | NEISO | NYISO_A-F | Internal | Shoulder | B11 | 25 | 600 | 600 | 48.97 | 72.58 | 3 | 20.61
2040 | NEISO_2_NYISO_A-F | NEISO | NYISO_A-F | Internal | Shoulder | B12 | 200 | 600 | 600 | 48.97 | 72.58 | 3 | 20.61
2040 | NEISO_2_NYISO_A-F | NEISO | NYISO_A-F | Internal | Shoulder | B13 | 600 | 600 | 600 | 48.97 | 57.79 | 3 | 5.82
2040 | NEISO_2_NYISO_A-F | NEISO | NYISO_A-F | Internal | Shoulder | B14 | 900 | 600 | 600 | 48.97 | 52.65 | 3 | 0.68
2040 | NEISO_2_NYISO_A-F | NEISO | NYISO_A-F | Internal | Shoulder | B15 | 1203 | 600 | 600 | 48.97 | 52.65 | 3 | 0.68
2040 | NEISO_2_NYISO_A-F | NEISO | NYISO_A-F | Internal | Summer | B1 | 10 | 600 | 0 | 734.21 | 737.2 | 3 | 0
2040 | NEISO_2_NYISO_A-F | NEISO | NYISO_A-F | Internal | Summer | B2 | 25 | 600 | 0 | 746.18 | 743.18 | 3 | 0
2040 | NEISO_2_NYISO_A-F | NEISO | NYISO_A-F | Internal | Summer | B3 | 75 | 600 | 600 | 69.56 | 88.65 | 3 | 16.09
2040 | NEISO_2_NYISO_A-F | NEISO | NYISO_A-F | Internal | Summer | B4 | 100 | 600 | 600 | 62.63 | 69.14 | 3 | 3.51
2040 | NEISO_2_NYISO_A-F | NEISO | NYISO_A-F | Internal | Summer | B5 | 200 | 600 | 600 | 54.49 | 69.14 | 3 | 11.65
2040 | NEISO_2_NYISO_A-F | NEISO | NYISO_A-F | Internal | Summer | B6 | 300 | 600 | 600 | 45.19 | 56.37 | 3 | 8.17
2040 | NEISO_2_NYISO_A-F | NEISO | NYISO_A-F | Internal | Summer | B7 | 400 | 600 | 600 | 45.19 | 51.36 | 3 | 3.17
2040 | NEISO_2_NYISO_A-F | NEISO | NYISO_A-F | Internal | Summer | B8 | 500 | 600 | 600 | 45.19 | 50.08 | 3 | 1.88
2040 | NEISO_2_NYISO_A-F | NEISO | NYISO_A-F | Internal | Summer | B9 | 800 | 600 | 600 | 45.19 | 50.08 | 3 | 1.88
2040 | NEISO_2_NYISO_A-F | NEISO | NYISO_A-F | Internal | Summer | B10 | 1262 | 600 | 600 | 45.19 | 50.08 | 3 | 1.88
2040 | NEISO_2_NYISO_A-F | NEISO | NYISO_A-F | Internal | Winter | B16 | 25 | 600 | 600 | 60.59 | 83.67 | 3 | 20.09
2040 | NEISO_2_NYISO_A-F | NEISO | NYISO_A-F | Internal | Winter | B17 | 100 | 600 | 600 | 60.59 | 77.25 | 3 | 13.66
2040 | NEISO_2_NYISO_A-F | NEISO | NYISO_A-F | Internal | Winter | B18 | 400 | 600 | 0 | 60.59 | 60.97 | 3 | 0
2040 | NEISO_2_NYISO_A-F | NEISO | NYISO_A-F | Internal | Winter | B19 | 700 | 600 | 0 | 60.59 | 60.97 | 3 | 0
2040 | NEISO_2_NYISO_A-F | NEISO | NYISO_A-F | Internal | Winter | B20 | 935 | 600 | 0 | 60.59 | 60.97 | 3 | 0
2040 | NEISO_2_NYISO_G-I | NEISO | NYISO_G-I | Internal | Shoulder | B11 | 25 | 600 | 600 | 48.97 | 72.59 | 3 | 20.62
2040 | NEISO_2_NYISO_G-I | NEISO | NYISO_G-I | Internal | Shoulder | B12 | 200 | 600 | 600 | 48.97 | 72.59 | 3 | 20.62
2040 | NEISO_2_NYISO_G-I | NEISO | NYISO_G-I | Internal | Shoulder | B13 | 600 | 600 | 600 | 48.97 | 57.81 | 3 | 5.84
2040 | NEISO_2_NYISO_G-I | NEISO | NYISO_G-I | Internal | Shoulder | B14 | 900 | 600 | 600 | 48.97 | 52.66 | 3 | 0.7
2040 | NEISO_2_NYISO_G-I | NEISO | NYISO_G-I | Internal | Shoulder | B15 | 1203 | 600 | 600 | 48.97 | 52.66 | 3 | 0.7
2040 | NEISO_2_NYISO_G-I | NEISO | NYISO_G-I | Internal | Summer | B1 | 10 | 600 | 265.91 | 734.21 | 737.21 | 3 | 0
2040 | NEISO_2_NYISO_G-I | NEISO | NYISO_G-I | Internal | Summer | B2 | 25 | 600 | 0 | 746.18 | 743.19 | 3 | 0
2040 | NEISO_2_NYISO_G-I | NEISO | NYISO_G-I | Internal | Summer | B3 | 75 | 600 | 600 | 69.56 | 88.66 | 3 | 16.1
2040 | NEISO_2_NYISO_G-I | NEISO | NYISO_G-I | Internal | Summer | B4 | 100 | 600 | 600 | 62.63 | 69.15 | 3 | 3.52
2040 | NEISO_2_NYISO_G-I | NEISO | NYISO_G-I | Internal | Summer | B5 | 200 | 600 | 600 | 54.49 | 69.15 | 3 | 11.66
2040 | NEISO_2_NYISO_G-I | NEISO | NYISO_G-I | Internal | Summer | B6 | 300 | 600 | 600 | 45.19 | 60.72 | 3 | 12.53
2040 | NEISO_2_NYISO_G-I | NEISO | NYISO_G-I | Internal | Summer | B7 | 400 | 600 | 600 | 45.19 | 51.37 | 3 | 3.18
2040 | NEISO_2_NYISO_G-I | NEISO | NYISO_G-I | Internal | Summer | B8 | 500 | 600 | 600 | 45.19 | 50.09 | 3 | 1.89
2040 | NEISO_2_NYISO_G-I | NEISO | NYISO_G-I | Internal | Summer | B9 | 800 | 600 | 600 | 45.19 | 50.09 | 3 | 1.89
2040 | NEISO_2_NYISO_G-I | NEISO | NYISO_G-I | Internal | Summer | B10 | 1262 | 600 | 600 | 45.19 | 50.06 | 3 | 1.87
2040 | NEISO_2_NYISO_G-I | NEISO | NYISO_G-I | Internal | Winter | B16 | 25 | 600 | 600 | 60.59 | 92.6 | 3 | 29.01
2040 | NEISO_2_NYISO_G-I | NEISO | NYISO_G-I | Internal | Winter | B17 | 100 | 600 | 600 | 60.59 | 77.26 | 3 | 13.68
2040 | NEISO_2_NYISO_G-I | NEISO | NYISO_G-I | Internal | Winter | B18 | 400 | 600 | 436.57 | 60.59 | 63.59 | 3 | 0
2040 | NEISO_2_NYISO_G-I | NEISO | NYISO_G-I | Internal | Winter | B19 | 700 | 600 | 0 | 60.59 | 63.46 | 3 | 0
2040 | NEISO_2_NYISO_G-I | NEISO | NYISO_G-I | Internal | Winter | B20 | 935 | 600 | 0 | 60.59 | 63.46 | 3 | 0
2040 | NEISO_2_NYISO_J-K | NEISO | NYISO_J-K | Internal | Shoulder | B11 | 25 | 430 | 430 | 48.97 | 72.6 | 3 | 20.63
2040 | NEISO_2_NYISO_J-K | NEISO | NYISO_J-K | Internal | Shoulder | B12 | 200 | 430 | 430 | 48.97 | 72.6 | 3 | 20.63
2040 | NEISO_2_NYISO_J-K | NEISO | NYISO_J-K | Internal | Shoulder | B13 | 600 | 430 | 430 | 48.97 | 57.82 | 3 | 5.85
2040 | NEISO_2_NYISO_J-K | NEISO | NYISO_J-K | Internal | Shoulder | B14 | 900 | 430 | 430 | 48.97 | 52.68 | 3 | 0.71
2040 | NEISO_2_NYISO_J-K | NEISO | NYISO_J-K | Internal | Shoulder | B15 | 1203 | 430 | 430 | 48.97 | 52.68 | 3 | 0.71
2040 | NEISO_2_NYISO_J-K | NEISO | NYISO_J-K | Internal | Summer | B1 | 10 | 430 | 430 | 734.21 | 737.22 | 3 | 0.01
2040 | NEISO_2_NYISO_J-K | NEISO | NYISO_J-K | Internal | Summer | B2 | 25 | 430 | 0 | 746.18 | 743.2 | 3 | 0
2040 | NEISO_2_NYISO_J-K | NEISO | NYISO_J-K | Internal | Summer | B3 | 75 | 430 | 430 | 69.56 | 88.67 | 3 | 16.12
2040 | NEISO_2_NYISO_J-K | NEISO | NYISO_J-K | Internal | Summer | B4 | 100 | 430 | 430 | 62.63 | 69.17 | 3 | 3.53
2040 | NEISO_2_NYISO_J-K | NEISO | NYISO_J-K | Internal | Summer | B5 | 200 | 430 | 430 | 54.49 | 69.17 | 3 | 11.68
2040 | NEISO_2_NYISO_J-K | NEISO | NYISO_J-K | Internal | Summer | B6 | 300 | 430 | 430 | 45.19 | 60.73 | 3 | 12.54
2040 | NEISO_2_NYISO_J-K | NEISO | NYISO_J-K | Internal | Summer | B7 | 400 | 430 | 430 | 45.19 | 51.38 | 3 | 3.19
2040 | NEISO_2_NYISO_J-K | NEISO | NYISO_J-K | Internal | Summer | B8 | 500 | 430 | 430 | 45.19 | 50.1 | 3 | 1.91
2040 | NEISO_2_NYISO_J-K | NEISO | NYISO_J-K | Internal | Summer | B9 | 800 | 430 | 430 | 45.19 | 50.1 | 3 | 1.91
2040 | NEISO_2_NYISO_J-K | NEISO | NYISO_J-K | Internal | Summer | B10 | 1262 | 430 | 430 | 45.19 | 50.08 | 3 | 1.88
2040 | NEISO_2_NYISO_J-K | NEISO | NYISO_J-K | Internal | Winter | B16 | 25 | 430 | 430 | 60.59 | 92.61 | 3 | 29.02
2040 | NEISO_2_NYISO_J-K | NEISO | NYISO_J-K | Internal | Winter | B17 | 100 | 430 | 430 | 60.59 | 77.27 | 3 | 13.69
2040 | NEISO_2_NYISO_J-K | NEISO | NYISO_J-K | Internal | Winter | B18 | 400 | 430 | 430 | 60.59 | 63.6 | 3 | 0.01
2040 | NEISO_2_NYISO_J-K | NEISO | NYISO_J-K | Internal | Winter | B19 | 700 | 430 | 0 | 60.59 | 63.48 | 3 | 0
2040 | NEISO_2_NYISO_J-K | NEISO | NYISO_J-K | Internal | Winter | B20 | 935 | 430 | 0 | 60.59 | 63.48 | 3 | 0
2040 | NonRTO_Midwest_2_TVA_Transmission | NonRTO_Midwest | TVA_Transmission | Internal | Shoulder | B11 | 25 | 2400 | 0 | 103.64 | 98.43 | 8 | 0
2040 | NonRTO_Midwest_2_TVA_Transmission | NonRTO_Midwest | TVA_Transmission | Internal | Shoulder | B12 | 200 | 2400 | 0 | 90.41 | 75.41 | 8 | 0
2040 | NonRTO_Midwest_2_TVA_Transmission | NonRTO_Midwest | TVA_Transmission | Internal | Shoulder | B13 | 600 | 2400 | 0 | 71.83 | 66.47 | 8 | 0
2040 | NonRTO_Midwest_2_TVA_Transmission | NonRTO_Midwest | TVA_Transmission | Internal | Shoulder | B14 | 900 | 2400 | 164.09 | 55.49 | 63.49 | 8 | 0
2040 | NonRTO_Midwest_2_TVA_Transmission | NonRTO_Midwest | TVA_Transmission | Internal | Shoulder | B15 | 1203 | 2400 | 655.17 | 55.49 | 63.49 | 8 | 0
2040 | NonRTO_Midwest_2_TVA_Transmission | NonRTO_Midwest | TVA_Transmission | Internal | Summer | B1 | 10 | 2400 | 0 | 751.18 | 751.16 | 8 | 0
2040 | NonRTO_Midwest_2_TVA_Transmission | NonRTO_Midwest | TVA_Transmission | Internal | Summer | B2 | 25 | 2400 | 0 | 751.19 | 752.57 | 8 | 0
2040 | NonRTO_Midwest_2_TVA_Transmission | NonRTO_Midwest | TVA_Transmission | Internal | Summer | B3 | 75 | 2400 | 0 | 97.9 | 102.65 | 8 | 0
2040 | NonRTO_Midwest_2_TVA_Transmission | NonRTO_Midwest | TVA_Transmission | Internal | Summer | B4 | 100 | 2400 | 0 | 97.9 | 100.01 | 8 | 0
2040 | NonRTO_Midwest_2_TVA_Transmission | NonRTO_Midwest | TVA_Transmission | Internal | Summer | B5 | 200 | 2400 | 0 | 96.45 | 96.44 | 8 | 0
2040 | NonRTO_Midwest_2_TVA_Transmission | NonRTO_Midwest | TVA_Transmission | Internal | Summer | B6 | 300 | 2400 | 0 | 74.73 | 74.72 | 8 | 0
2040 | NonRTO_Midwest_2_TVA_Transmission | NonRTO_Midwest | TVA_Transmission | Internal | Summer | B7 | 400 | 2400 | 321.08 | 57.31 | 65.31 | 8 | 0
2040 | NonRTO_Midwest_2_TVA_Transmission | NonRTO_Midwest | TVA_Transmission | Internal | Summer | B8 | 500 | 2400 | 760.18 | 53.2 | 61.2 | 8 | 0
2040 | NonRTO_Midwest_2_TVA_Transmission | NonRTO_Midwest | TVA_Transmission | Internal | Summer | B9 | 800 | 2400 | 1273.41 | 51.32 | 59.32 | 8 | 0
2040 | NonRTO_Midwest_2_TVA_Transmission | NonRTO_Midwest | TVA_Transmission | Internal | Summer | B10 | 1262 | 2400 | 2013.04 | 41.64 | 49.64 | 8 | 0
2040 | NonRTO_Midwest_2_TVA_Transmission | NonRTO_Midwest | TVA_Transmission | Internal | Winter | B16 | 25 | 2400 | 0 | 107.56 | 103.15 | 8 | 0
2040 | NonRTO_Midwest_2_TVA_Transmission | NonRTO_Midwest | TVA_Transmission | Internal | Winter | B17 | 100 | 2400 | 0 | 85.28 | 76.26 | 8 | 0
2040 | NonRTO_Midwest_2_TVA_Transmission | NonRTO_Midwest | TVA_Transmission | Internal | Winter | B18 | 400 | 2400 | 0 | 74.95 | 68.93 | 8 | 0
2040 | NonRTO_Midwest_2_TVA_Transmission | NonRTO_Midwest | TVA_Transmission | Internal | Winter | B19 | 700 | 2400 | 0 | 57.33 | 64.73 | 8 | 0
2040 | NonRTO_Midwest_2_TVA_Transmission | NonRTO_Midwest | TVA_Transmission | Internal | Winter | B20 | 935 | 2400 | 492.94 | 55.4 | 63.4 | 8 | 0
2040 | NYISO_A-F_2_IESO | NYISO_A-F | IESO | Internal | Shoulder | B11 | 25 | 1600 | 347.92 | 72.58 | 79.58 | 7 | 0
2040 | NYISO_A-F_2_IESO | NYISO_A-F | IESO | Internal | Shoulder | B12 | 200 | 1600 | 0 | 72.58 | 75.41 | 7 | 0
2040 | NYISO_A-F_2_IESO | NYISO_A-F | IESO | Internal | Shoulder | B13 | 600 | 1600 | 0 | 57.79 | 50.79 | 7 | 0
2040 | NYISO_A-F_2_IESO | NYISO_A-F | IESO | Internal | Shoulder | B14 | 900 | 1600 | 0 | 52.65 | 50.79 | 7 | 0
2040 | NYISO_A-F_2_IESO | NYISO_A-F | IESO | Internal | Shoulder | B15 | 1203 | 1600 | 0 | 52.65 | 50.79 | 7 | 0
2040 | NYISO_A-F_2_IESO | NYISO_A-F | IESO | Internal | Summer | B1 | 10 | 1600 | 0 | 737.2 | 736.19 | 7 | 0
2040 | NYISO_A-F_2_IESO | NYISO_A-F | IESO | Internal | Summer | B2 | 25 | 1600 | 0 | 743.18 | 739.2 | 7 | 0
2040 | NYISO_A-F_2_IESO | NYISO_A-F | IESO | Internal | Summer | B3 | 75 | 1600 | 0 | 88.65 | 82.56 | 7 | 0
2040 | NYISO_A-F_2_IESO | NYISO_A-F | IESO | Internal | Summer | B4 | 100 | 1600 | 0 | 69.14 | 62.14 | 7 | 0
2040 | NYISO_A-F_2_IESO | NYISO_A-F | IESO | Internal | Summer | B5 | 200 | 1600 | 0 | 69.14 | 62.14 | 7 | 0
2040 | NYISO_A-F_2_IESO | NYISO_A-F | IESO | Internal | Summer | B6 | 300 | 1600 | 0 | 56.37 | 49.37 | 7 | 0
2040 | NYISO_A-F_2_IESO | NYISO_A-F | IESO | Internal | Summer | B7 | 400 | 1600 | 0 | 51.36 | 44.36 | 7 | 0
2040 | NYISO_A-F_2_IESO | NYISO_A-F | IESO | Internal | Summer | B8 | 500 | 1600 | 0 | 50.08 | 43.08 | 7 | 0
2040 | NYISO_A-F_2_IESO | NYISO_A-F | IESO | Internal | Summer | B9 | 800 | 1600 | 0 | 50.08 | 43.08 | 7 | 0
2040 | NYISO_A-F_2_IESO | NYISO_A-F | IESO | Internal | Summer | B10 | 1262 | 1600 | 0 | 50.08 | 43.08 | 7 | 0
2040 | NYISO_A-F_2_IESO | NYISO_A-F | IESO | Internal | Winter | B16 | 25 | 1600 | 0 | 83.67 | 87.21 | 7 | 0
2040 | NYISO_A-F_2_IESO | NYISO_A-F | IESO | Internal | Winter | B17 | 100 | 1600 | 0 | 77.25 | 70.25 | 7 | 0
2040 | NYISO_A-F_2_IESO | NYISO_A-F | IESO | Internal | Winter | B18 | 400 | 1600 | 0 | 60.97 | 53.97 | 7 | 0
2040 | NYISO_A-F_2_IESO | NYISO_A-F | IESO | Internal | Winter | B19 | 700 | 1600 | 0 | 60.97 | 53.97 | 7 | 0
2040 | NYISO_A-F_2_IESO | NYISO_A-F | IESO | Internal | Winter | B20 | 935 | 1600 | 0 | 60.97 | 53.97 | 7 | 0
2040 | NYISO_A-F_2_NEISO | NYISO_A-F | NEISO | Internal | Shoulder | B11 | 25 | 600 | 0 | 72.58 | 48.97 | 3 | 0
2040 | NYISO_A-F_2_NEISO | NYISO_A-F | NEISO | Internal | Shoulder | B12 | 200 | 600 | 0 | 72.58 | 48.97 | 3 | 0
2040 | NYISO_A-F_2_NEISO | NYISO_A-F | NEISO | Internal | Shoulder | B13 | 600 | 600 | 0 | 57.79 | 48.97 | 3 | 0
2040 | NYISO_A-F_2_NEISO | NYISO_A-F | NEISO | Internal | Shoulder | B14 | 900 | 600 | 0 | 52.65 | 48.97 | 3 | 0
2040 | NYISO_A-F_2_NEISO | NYISO_A-F | NEISO | Internal | Shoulder | B15 | 1203 | 600 | 0 | 52.65 | 48.97 | 3 | 0
2040 | NYISO_A-F_2_NEISO | NYISO_A-F | NEISO | Internal | Summer | B1 | 10 | 600 | 0 | 737.2 | 734.21 | 3 | 0
2040 | NYISO_A-F_2_NEISO | NYISO_A-F | NEISO | Internal | Summer | B2 | 25 | 600 | 1.11 | 743.18 | 746.18 | 3 | 0
2040 | NYISO_A-F_2_NEISO | NYISO_A-F | NEISO | Internal | Summer | B3 | 75 | 600 | 0 | 88.65 | 69.56 | 3 | 0
2040 | NYISO_A-F_2_NEISO | NYISO_A-F | NEISO | Internal | Summer | B4 | 100 | 600 | 0 | 69.14 | 62.63 | 3 | 0
2040 | NYISO_A-F_2_NEISO | NYISO_A-F | NEISO | Internal | Summer | B5 | 200 | 600 | 0 | 69.14 | 54.49 | 3 | 0
2040 | NYISO_A-F_2_NEISO | NYISO_A-F | NEISO | Internal | Summer | B6 | 300 | 600 | 0 | 56.37 | 45.19 | 3 | 0
2040 | NYISO_A-F_2_NEISO | NYISO_A-F | NEISO | Internal | Summer | B7 | 400 | 600 | 0 | 51.36 | 45.19 | 3 | 0
2040 | NYISO_A-F_2_NEISO | NYISO_A-F | NEISO | Internal | Summer | B8 | 500 | 600 | 0 | 50.08 | 45.19 | 3 | 0
2040 | NYISO_A-F_2_NEISO | NYISO_A-F | NEISO | Internal | Summer | B9 | 800 | 600 | 0 | 50.08 | 45.19 | 3 | 0
2040 | NYISO_A-F_2_NEISO | NYISO_A-F | NEISO | Internal | Summer | B10 | 1262 | 600 | 0 | 50.08 | 45.19 | 3 | 0
2040 | NYISO_A-F_2_NEISO | NYISO_A-F | NEISO | Internal | Winter | B16 | 25 | 600 | 0 | 83.67 | 60.59 | 3 | 0
2040 | NYISO_A-F_2_NEISO | NYISO_A-F | NEISO | Internal | Winter | B17 | 100 | 600 | 0 | 77.25 | 60.59 | 3 | 0
2040 | NYISO_A-F_2_NEISO | NYISO_A-F | NEISO | Internal | Winter | B18 | 400 | 600 | 0 | 60.97 | 60.59 | 3 | 0
2040 | NYISO_A-F_2_NEISO | NYISO_A-F | NEISO | Internal | Winter | B19 | 700 | 600 | 0 | 60.97 | 60.59 | 3 | 0
2040 | NYISO_A-F_2_NEISO | NYISO_A-F | NEISO | Internal | Winter | B20 | 935 | 600 | 0 | 60.97 | 60.59 | 3 | 0
2040 | NYISO_A-F_2_NYISO_G-I | NYISO_A-F | NYISO_G-I | Internal | Shoulder | B11 | 25 | 4250 | 3172.09 | 72.58 | 72.59 | 0.01 | 0
2040 | NYISO_A-F_2_NYISO_G-I | NYISO_A-F | NYISO_G-I | Internal | Shoulder | B12 | 200 | 4250 | 2162.52 | 72.58 | 72.59 | 0.01 | 0
2040 | NYISO_A-F_2_NYISO_G-I | NYISO_A-F | NYISO_G-I | Internal | Shoulder | B13 | 600 | 4250 | 2350.48 | 57.79 | 57.81 | 0.01 | 0
2040 | NYISO_A-F_2_NYISO_G-I | NYISO_A-F | NYISO_G-I | Internal | Shoulder | B14 | 900 | 4250 | 1664.86 | 52.65 | 52.66 | 0.01 | 0
2040 | NYISO_A-F_2_NYISO_G-I | NYISO_A-F | NYISO_G-I | Internal | Shoulder | B15 | 1203 | 4250 | 677.15 | 52.65 | 52.66 | 0.01 | 0
2040 | NYISO_A-F_2_NYISO_G-I | NYISO_A-F | NYISO_G-I | Internal | Summer | B1 | 10 | 4250 | 3567.36 | 737.2 | 737.21 | 0.01 | 0
2040 | NYISO_A-F_2_NYISO_G-I | NYISO_A-F | NYISO_G-I | Internal | Summer | B2 | 25 | 4250 | 3252.53 | 743.18 | 743.19 | 0.01 | 0
2040 | NYISO_A-F_2_NYISO_G-I | NYISO_A-F | NYISO_G-I | Internal | Summer | B3 | 75 | 4250 | 3762.47 | 88.65 | 88.66 | 0.01 | 0
2040 | NYISO_A-F_2_NYISO_G-I | NYISO_A-F | NYISO_G-I | Internal | Summer | B4 | 100 | 4250 | 3598.54 | 69.14 | 69.15 | 0.01 | 0
2040 | NYISO_A-F_2_NYISO_G-I | NYISO_A-F | NYISO_G-I | Internal | Summer | B5 | 200 | 4250 | 3072.63 | 69.14 | 69.15 | 0.01 | 0
2040 | NYISO_A-F_2_NYISO_G-I | NYISO_A-F | NYISO_G-I | Internal | Summer | B6 | 300 | 4250 | 4250 | 56.37 | 60.72 | 0.01 | 4.34
2040 | NYISO_A-F_2_NYISO_G-I | NYISO_A-F | NYISO_G-I | Internal | Summer | B7 | 400 | 4250 | 2728.34 | 51.36 | 51.37 | 0.01 | 0
2040 | NYISO_A-F_2_NYISO_G-I | NYISO_A-F | NYISO_G-I | Internal | Summer | B8 | 500 | 4250 | 1971.98 | 50.08 | 50.09 | 0.01 | 0
2040 | NYISO_A-F_2_NYISO_G-I | NYISO_A-F | NYISO_G-I | Internal | Summer | B9 | 800 | 4250 | 1093.97 | 50.08 | 50.09 | 0.01 | 0
2040 | NYISO_A-F_2_NYISO_G-I | NYISO_A-F | NYISO_G-I | Internal | Summer | B10 | 1262 | 4250 | 0 | 50.08 | 50.06 | 0.01 | 0
2040 | NYISO_A-F_2_NYISO_G-I | NYISO_A-F | NYISO_G-I | Internal | Winter | B16 | 25 | 4250 | 4250 | 83.67 | 92.6 | 0.01 | 8.91
2040 | NYISO_A-F_2_NYISO_G-I | NYISO_A-F | NYISO_G-I | Internal | Winter | B17 | 100 | 4250 | 3828.15 | 77.25 | 77.26 | 0.01 | 0
2040 | NYISO_A-F_2_NYISO_G-I | NYISO_A-F | NYISO_G-I | Internal | Winter | B18 | 400 | 4250 | 4250 | 60.97 | 63.59 | 0.01 | 2.6
2040 | NYISO_A-F_2_NYISO_G-I | NYISO_A-F | NYISO_G-I | Internal | Winter | B19 | 700 | 4250 | 4250 | 60.97 | 63.46 | 0.01 | 2.48
2040 | NYISO_A-F_2_NYISO_G-I | NYISO_A-F | NYISO_G-I | Internal | Winter | B20 | 935 | 4250 | 4250 | 60.97 | 63.46 | 0.01 | 2.48
2040 | NYISO_A-F_2_PJM_ROM | NYISO_A-F | PJM_ROM | Internal | Shoulder | B11 | 25 | 1000 | 1000 | 72.58 | 93.62 | 8 | 13.04
2040 | NYISO_A-F_2_PJM_ROM | NYISO_A-F | PJM_ROM | Internal | Shoulder | B12 | 200 | 1000 | 1000 | 72.58 | 84.4 | 8 | 3.82
2040 | NYISO_A-F_2_PJM_ROM | NYISO_A-F | PJM_ROM | Internal | Shoulder | B13 | 600 | 1000 | 1000 | 57.79 | 65.82 | 8 | 0.02
2040 | NYISO_A-F_2_PJM_ROM | NYISO_A-F | PJM_ROM | Internal | Shoulder | B14 | 900 | 1000 | 0 | 52.65 | 59.76 | 8 | 0
2040 | NYISO_A-F_2_PJM_ROM | NYISO_A-F | PJM_ROM | Internal | Shoulder | B15 | 1203 | 1000 | 0 | 52.65 | 57.48 | 8 | 0
2040 | NYISO_A-F_2_PJM_ROM | NYISO_A-F | PJM_ROM | Internal | Summer | B1 | 10 | 1000 | 918.13 | 737.2 | 745.2 | 8 | 0
2040 | NYISO_A-F_2_PJM_ROM | NYISO_A-F | PJM_ROM | Internal | Summer | B2 | 25 | 1000 | 183.33 | 743.18 | 751.18 | 8 | 0
2040 | NYISO_A-F_2_PJM_ROM | NYISO_A-F | PJM_ROM | Internal | Summer | B3 | 75 | 1000 | 624.47 | 88.65 | 96.65 | 8 | 0
2040 | NYISO_A-F_2_PJM_ROM | NYISO_A-F | PJM_ROM | Internal | Summer | B4 | 100 | 1000 | 1000 | 69.14 | 90.43 | 8 | 13.29
2040 | NYISO_A-F_2_PJM_ROM | NYISO_A-F | PJM_ROM | Internal | Summer | B5 | 200 | 1000 | 1000 | 69.14 | 90.43 | 8 | 13.29
2040 | NYISO_A-F_2_PJM_ROM | NYISO_A-F | PJM_ROM | Internal | Summer | B6 | 300 | 1000 | 1000 | 56.37 | 68.73 | 8 | 4.37
2040 | NYISO_A-F_2_PJM_ROM | NYISO_A-F | PJM_ROM | Internal | Summer | B7 | 400 | 1000 | 0 | 51.36 | 59.29 | 8 | 0
2040 | NYISO_A-F_2_PJM_ROM | NYISO_A-F | PJM_ROM | Internal | Summer | B8 | 500 | 1000 | 0 | 50.08 | 55.2 | 8 | 0
2040 | NYISO_A-F_2_PJM_ROM | NYISO_A-F | PJM_ROM | Internal | Summer | B9 | 800 | 1000 | 0 | 50.08 | 53.38 | 8 | 0
2040 | NYISO_A-F_2_PJM_ROM | NYISO_A-F | PJM_ROM | Internal | Summer | B10 | 1262 | 1000 | 0 | 50.08 | 49.79 | 8 | 0
2040 | NYISO_A-F_2_PJM_ROM | NYISO_A-F | PJM_ROM | Internal | Winter | B16 | 25 | 1000 | 1000 | 83.67 | 100.64 | 8 | 8.97
2040 | NYISO_A-F_2_PJM_ROM | NYISO_A-F | PJM_ROM | Internal | Winter | B17 | 100 | 1000 | 788.56 | 77.25 | 85.25 | 8 | 0
2040 | NYISO_A-F_2_PJM_ROM | NYISO_A-F | PJM_ROM | Internal | Winter | B18 | 400 | 1000 | 321.96 | 60.97 | 68.97 | 8 | 0
2040 | NYISO_A-F_2_PJM_ROM | NYISO_A-F | PJM_ROM | Internal | Winter | B19 | 700 | 1000 | 0 | 60.97 | 61.43 | 8 | 0
2040 | NYISO_A-F_2_PJM_ROM | NYISO_A-F | PJM_ROM | Internal | Winter | B20 | 935 | 1000 | 0 | 60.97 | 58.2 | 8 | 0
2040 | NYISO_G-I_2_NEISO | NYISO_G-I | NEISO | Internal | Shoulder | B11 | 25 | 600 | 0 | 72.59 | 48.97 | 3 | 0
2040 | NYISO_G-I_2_NEISO | NYISO_G-I | NEISO | Internal | Shoulder | B12 | 200 | 600 | 0 | 72.59 | 48.97 | 3 | 0
2040 | NYISO_G-I_2_NEISO | NYISO_G-I | NEISO | Internal | Shoulder | B13 | 600 | 600 | 0 | 57.81 | 48.97 | 3 | 0
2040 | NYISO_G-I_2_NEISO | NYISO_G-I | NEISO | Internal | Shoulder | B14 | 900 | 600 | 0 | 52.66 | 48.97 | 3 | 0
2040 | NYISO_G-I_2_NEISO | NYISO_G-I | NEISO | Internal | Shoulder | B15 | 1203 | 600 | 0 | 52.66 | 48.97 | 3 | 0
2040 | NYISO_G-I_2_NEISO | NYISO_G-I | NEISO | Internal | Summer | B1 | 10 | 600 | 0 | 737.21 | 734.21 | 3 | 0
2040 | NYISO_G-I_2_NEISO | NYISO_G-I | NEISO | Internal | Summer | B2 | 25 | 600 | 0 | 743.19 | 746.18 | 3 | 0
2040 | NYISO_G-I_2_NEISO | NYISO_G-I | NEISO | Internal | Summer | B3 | 75 | 600 | 0 | 88.66 | 69.56 | 3 | 0
2040 | NYISO_G-I_2_NEISO | NYISO_G-I | NEISO | Internal | Summer | B4 | 100 | 600 | 0 | 69.15 | 62.63 | 3 | 0
2040 | NYISO_G-I_2_NEISO | NYISO_G-I | NEISO | Internal | Summer | B5 | 200 | 600 | 0 | 69.15 | 54.49 | 3 | 0
2040 | NYISO_G-I_2_NEISO | NYISO_G-I | NEISO | Internal | Summer | B6 | 300 | 600 | 0 | 60.72 | 45.19 | 3 | 0
2040 | NYISO_G-I_2_NEISO | NYISO_G-I | NEISO | Internal | Summer | B7 | 400 | 600 | 0 | 51.37 | 45.19 | 3 | 0
2040 | NYISO_G-I_2_NEISO | NYISO_G-I | NEISO | Internal | Summer | B8 | 500 | 600 | 0 | 50.09 | 45.19 | 3 | 0
2040 | NYISO_G-I_2_NEISO | NYISO_G-I | NEISO | Internal | Summer | B9 | 800 | 600 | 0 | 50.09 | 45.19 | 3 | 0
2040 | NYISO_G-I_2_NEISO | NYISO_G-I | NEISO | Internal | Summer | B10 | 1262 | 600 | 0 | 50.06 | 45.19 | 3 | 0
2040 | NYISO_G-I_2_NEISO | NYISO_G-I | NEISO | Internal | Winter | B16 | 25 | 600 | 0 | 92.6 | 60.59 | 3 | 0
2040 | NYISO_G-I_2_NEISO | NYISO_G-I | NEISO | Internal | Winter | B17 | 100 | 600 | 0 | 77.26 | 60.59 | 3 | 0
2040 | NYISO_G-I_2_NEISO | NYISO_G-I | NEISO | Internal | Winter | B18 | 400 | 600 | 0 | 63.59 | 60.59 | 3 | 0
2040 | NYISO_G-I_2_NEISO | NYISO_G-I | NEISO | Internal | Winter | B19 | 700 | 600 | 0 | 63.46 | 60.59 | 3 | 0
2040 | NYISO_G-I_2_NEISO | NYISO_G-I | NEISO | Internal | Winter | B20 | 935 | 600 | 0 | 63.46 | 60.59 | 3 | 0
2040 | NYISO_G-I_2_NYISO_A-F | NYISO_G-I | NYISO_A-F | Internal | Shoulder | B11 | 25 | 1999 | 0 | 72.59 | 72.58 | 0.01 | 0
2040 | NYISO_G-I_2_NYISO_A-F | NYISO_G-I | NYISO_A-F | Internal | Shoulder | B12 | 200 | 1999 | 0 | 72.59 | 72.58 | 0.01 | 0
2040 | NYISO_G-I_2_NYISO_A-F | NYISO_G-I | NYISO_A-F | Internal | Shoulder | B13 | 600 | 1999 | 0 | 57.81 | 57.79 | 0.01 | 0
2040 | NYISO_G-I_2_NYISO_A-F | NYISO_G-I | NYISO_A-F | Internal | Shoulder | B14 | 900 | 1999 | 0 | 52.66 | 52.65 | 0.01 | 0
2040 | NYISO_G-I_2_NYISO_A-F | NYISO_G-I | NYISO_A-F | Internal | Shoulder | B15 | 1203 | 1999 | 0 | 52.66 | 52.65 | 0.01 | 0
2040 | NYISO_G-I_2_NYISO_A-F | NYISO_G-I | NYISO_A-F | Internal | Summer | B1 | 10 | 1999 | 0 | 737.21 | 737.2 | 0.01 | 0
2040 | NYISO_G-I_2_NYISO_A-F | NYISO_G-I | NYISO_A-F | Internal | Summer | B2 | 25 | 1999 | 0 | 743.19 | 743.18 | 0.01 | 0
2040 | NYISO_G-I_2_NYISO_A-F | NYISO_G-I | NYISO_A-F | Internal | Summer | B3 | 75 | 1999 | 0 | 88.66 | 88.65 | 0.01 | 0
2040 | NYISO_G-I_2_NYISO_A-F | NYISO_G-I | NYISO_A-F | Internal | Summer | B4 | 100 | 1999 | 0 | 69.15 | 69.14 | 0.01 | 0
2040 | NYISO_G-I_2_NYISO_A-F | NYISO_G-I | NYISO_A-F | Internal | Summer | B5 | 200 | 1999 | 0 | 69.15 | 69.14 | 0.01 | 0
2040 | NYISO_G-I_2_NYISO_A-F | NYISO_G-I | NYISO_A-F | Internal | Summer | B6 | 300 | 1999 | 0 | 60.72 | 56.37 | 0.01 | 0
2040 | NYISO_G-I_2_NYISO_A-F | NYISO_G-I | NYISO_A-F | Internal | Summer | B7 | 400 | 1999 | 0 | 51.37 | 51.36 | 0.01 | 0
2040 | NYISO_G-I_2_NYISO_A-F | NYISO_G-I | NYISO_A-F | Internal | Summer | B8 | 500 | 1999 | 0 | 50.09 | 50.08 | 0.01 | 0
2040 | NYISO_G-I_2_NYISO_A-F | NYISO_G-I | NYISO_A-F | Internal | Summer | B9 | 800 | 1999 | 0 | 50.09 | 50.08 | 0.01 | 0
2040 | NYISO_G-I_2_NYISO_A-F | NYISO_G-I | NYISO_A-F | Internal | Summer | B10 | 1262 | 1999 | 464.51 | 50.06 | 50.08 | 0.01 | 0
2040 | NYISO_G-I_2_NYISO_A-F | NYISO_G-I | NYISO_A-F | Internal | Winter | B16 | 25 | 1999 | 0 | 92.6 | 83.67 | 0.01 | 0
2040 | NYISO_G-I_2_NYISO_A-F | NYISO_G-I | NYISO_A-F | Internal | Winter | B17 | 100 | 1999 | 0 | 77.26 | 77.25 | 0.01 | 0
2040 | NYISO_G-I_2_NYISO_A-F | NYISO_G-I | NYISO_A-F | Internal | Winter | B18 | 400 | 1999 | 0 | 63.59 | 60.97 | 0.01 | 0
2040 | NYISO_G-I_2_NYISO_A-F | NYISO_G-I | NYISO_A-F | Internal | Winter | B19 | 700 | 1999 | 0 | 63.46 | 60.97 | 0.01 | 0
2040 | NYISO_G-I_2_NYISO_A-F | NYISO_G-I | NYISO_A-F | Internal | Winter | B20 | 935 | 1999 | 0 | 63.46 | 60.97 | 0.01 | 0
2040 | NYISO_G-I_2_NYISO_J-K | NYISO_G-I | NYISO_J-K | Internal | Shoulder | B11 | 25 | 6130 | 3144.2 | 72.59 | 72.6 | 0.01 | 0
2040 | NYISO_G-I_2_NYISO_J-K | NYISO_G-I | NYISO_J-K | Internal | Shoulder | B12 | 200 | 6130 | 2248.04 | 72.59 | 72.6 | 0.01 | 0
2040 | NYISO_G-I_2_NYISO_J-K | NYISO_G-I | NYISO_J-K | Internal | Shoulder | B13 | 600 | 6130 | 3330.16 | 57.81 | 57.82 | 0.01 | 0
2040 | NYISO_G-I_2_NYISO_J-K | NYISO_G-I | NYISO_J-K | Internal | Shoulder | B14 | 900 | 6130 | 3731.08 | 52.66 | 52.68 | 0.01 | 0
2040 | NYISO_G-I_2_NYISO_J-K | NYISO_G-I | NYISO_J-K | Internal | Shoulder | B15 | 1203 | 6130 | 2933.78 | 52.66 | 52.68 | 0.01 | 0
2040 | NYISO_G-I_2_NYISO_J-K | NYISO_G-I | NYISO_J-K | Internal | Summer | B1 | 10 | 6130 | 3014.61 | 737.21 | 737.22 | 0.01 | 0
2040 | NYISO_G-I_2_NYISO_J-K | NYISO_G-I | NYISO_J-K | Internal | Summer | B2 | 25 | 6130 | 3615.4 | 743.19 | 743.2 | 0.01 | 0
2040 | NYISO_G-I_2_NYISO_J-K | NYISO_G-I | NYISO_J-K | Internal | Summer | B3 | 75 | 6130 | 4745.5 | 88.66 | 88.67 | 0.01 | 0
2040 | NYISO_G-I_2_NYISO_J-K | NYISO_G-I | NYISO_J-K | Internal | Summer | B4 | 100 | 6130 | 3732.79 | 69.15 | 69.17 | 0.01 | 0
2040 | NYISO_G-I_2_NYISO_J-K | NYISO_G-I | NYISO_J-K | Internal | Summer | B5 | 200 | 6130 | 3313.19 | 69.15 | 69.17 | 0.01 | 0
2040 | NYISO_G-I_2_NYISO_J-K | NYISO_G-I | NYISO_J-K | Internal | Summer | B6 | 300 | 6130 | 5778.65 | 60.72 | 60.73 | 0.01 | 0
2040 | NYISO_G-I_2_NYISO_J-K | NYISO_G-I | NYISO_J-K | Internal | Summer | B7 | 400 | 6130 | 4872.38 | 51.37 | 51.38 | 0.01 | 0
2040 | NYISO_G-I_2_NYISO_J-K | NYISO_G-I | NYISO_J-K | Internal | Summer | B8 | 500 | 6130 | 4254.88 | 50.09 | 50.1 | 0.01 | 0
2040 | NYISO_G-I_2_NYISO_J-K | NYISO_G-I | NYISO_J-K | Internal | Summer | B9 | 800 | 6130 | 3542.77 | 50.09 | 50.1 | 0.01 | 0
2040 | NYISO_G-I_2_NYISO_J-K | NYISO_G-I | NYISO_J-K | Internal | Summer | B10 | 1262 | 6130 | 2288.08 | 50.06 | 50.08 | 0.01 | 0
2040 | NYISO_G-I_2_NYISO_J-K | NYISO_G-I | NYISO_J-K | Internal | Winter | B16 | 25 | 6130 | 4425.09 | 92.6 | 92.61 | 0.01 | 0
2040 | NYISO_G-I_2_NYISO_J-K | NYISO_G-I | NYISO_J-K | Internal | Winter | B17 | 100 | 6130 | 5304 | 77.26 | 77.27 | 0.01 | 0
2040 | NYISO_G-I_2_NYISO_J-K | NYISO_G-I | NYISO_J-K | Internal | Winter | B18 | 400 | 6130 | 6003.53 | 63.59 | 63.6 | 0.01 | 0
2040 | NYISO_G-I_2_NYISO_J-K | NYISO_G-I | NYISO_J-K | Internal | Winter | B19 | 700 | 6130 | 5857.98 | 63.46 | 63.48 | 0.01 | 0
2040 | NYISO_G-I_2_NYISO_J-K | NYISO_G-I | NYISO_J-K | Internal | Winter | B20 | 935 | 6130 | 6060.67 | 63.46 | 63.48 | 0.01 | 0
2040 | NYISO_G-I_2_PJM_E | NYISO_G-I | PJM_E | Internal | Shoulder | B11 | 25 | 1500 | 1500 | 72.59 | 93.61 | 8 | 13.02
2040 | NYISO_G-I_2_PJM_E | NYISO_G-I | PJM_E | Internal | Shoulder | B12 | 200 | 1500 | 1500 | 72.59 | 84.39 | 8 | 3.8
2040 | NYISO_G-I_2_PJM_E | NYISO_G-I | PJM_E | Internal | Shoulder | B13 | 600 | 1500 | 888.87 | 57.81 | 65.81 | 8 | 0
2040 | NYISO_G-I_2_PJM_E | NYISO_G-I | PJM_E | Internal | Shoulder | B14 | 900 | 1500 | 0 | 52.66 | 59.75 | 8 | 0
2040 | NYISO_G-I_2_PJM_E | NYISO_G-I | PJM_E | Internal | Shoulder | B15 | 1203 | 1500 | 0 | 52.66 | 57.47 | 8 | 0
2040 | NYISO_G-I_2_PJM_E | NYISO_G-I | PJM_E | Internal | Summer | B1 | 10 | 1500 | 1307.62 | 737.21 | 745.21 | 8 | 0
2040 | NYISO_G-I_2_PJM_E | NYISO_G-I | PJM_E | Internal | Summer | B2 | 25 | 1500 | 112.69 | 743.19 | 751.19 | 8 | 0
2040 | NYISO_G-I_2_PJM_E | NYISO_G-I | PJM_E | Internal | Summer | B3 | 75 | 1500 | 418.83 | 88.66 | 96.66 | 8 | 0
2040 | NYISO_G-I_2_PJM_E | NYISO_G-I | PJM_E | Internal | Summer | B4 | 100 | 1500 | 1500 | 69.15 | 90.42 | 8 | 13.26
2040 | NYISO_G-I_2_PJM_E | NYISO_G-I | PJM_E | Internal | Summer | B5 | 200 | 1500 | 1500 | 69.15 | 90.42 | 8 | 13.26
2040 | NYISO_G-I_2_PJM_E | NYISO_G-I | PJM_E | Internal | Summer | B6 | 300 | 1500 | 456.14 | 60.72 | 68.72 | 8 | 0
2040 | NYISO_G-I_2_PJM_E | NYISO_G-I | PJM_E | Internal | Summer | B7 | 400 | 1500 | 0 | 51.37 | 59.28 | 8 | 0
2040 | NYISO_G-I_2_PJM_E | NYISO_G-I | PJM_E | Internal | Summer | B8 | 500 | 1500 | 0 | 50.09 | 55.19 | 8 | 0
2040 | NYISO_G-I_2_PJM_E | NYISO_G-I | PJM_E | Internal | Summer | B9 | 800 | 1500 | 0 | 50.09 | 53.37 | 8 | 0
2040 | NYISO_G-I_2_PJM_E | NYISO_G-I | PJM_E | Internal | Summer | B10 | 1262 | 1500 | 0 | 50.06 | 49.8 | 8 | 0
2040 | NYISO_G-I_2_PJM_E | NYISO_G-I | PJM_E | Internal | Winter | B16 | 25 | 1500 | 1500 | 92.6 | 100.63 | 8 | 0.03
2040 | NYISO_G-I_2_PJM_E | NYISO_G-I | PJM_E | Internal | Winter | B17 | 100 | 1500 | 342.79 | 77.26 | 85.26 | 8 | 0
2040 | NYISO_G-I_2_PJM_E | NYISO_G-I | PJM_E | Internal | Winter | B18 | 400 | 1500 | 0 | 63.59 | 68.98 | 8 | 0
2040 | NYISO_G-I_2_PJM_E | NYISO_G-I | PJM_E | Internal | Winter | B19 | 700 | 1500 | 0 | 63.46 | 61.44 | 8 | 0
2040 | NYISO_G-I_2_PJM_E | NYISO_G-I | PJM_E | Internal | Winter | B20 | 935 | 1500 | 0 | 63.46 | 58.22 | 8 | 0
2040 | NYISO_J-K_2_PJM_E | NYISO_J-K | PJM_E | Internal | Shoulder | B11 | 25 | 0.01 | 0 | 72.6 | 93.61 | 8 | 13.01
2040 | NYISO_J-K_2_PJM_E | NYISO_J-K | PJM_E | Internal | Shoulder | B12 | 200 | 0.01 | 0 | 72.6 | 84.39 | 8 | 3.78
2040 | NYISO_J-K_2_PJM_E | NYISO_J-K | PJM_E | Internal | Shoulder | B13 | 600 | 0.01 | 0 | 57.82 | 65.81 | 8 | 0
2040 | NYISO_J-K_2_PJM_E | NYISO_J-K | PJM_E | Internal | Shoulder | B14 | 900 | 0.01 | 0 | 52.68 | 59.75 | 8 | 0
2040 | NYISO_J-K_2_PJM_E | NYISO_J-K | PJM_E | Internal | Shoulder | B15 | 1203 | 0.01 | 0 | 52.68 | 57.47 | 8 | 0
2040 | NYISO_J-K_2_PJM_E | NYISO_J-K | PJM_E | Internal | Summer | B1 | 10 | 0.01 | 0 | 737.22 | 745.21 | 8 | 0
2040 | NYISO_J-K_2_PJM_E | NYISO_J-K | PJM_E | Internal | Summer | B2 | 25 | 0.01 | 0 | 743.2 | 751.19 | 8 | 0
2040 | NYISO_J-K_2_PJM_E | NYISO_J-K | PJM_E | Internal | Summer | B3 | 75 | 0.01 | 0 | 88.67 | 96.66 | 8 | 0
2040 | NYISO_J-K_2_PJM_E | NYISO_J-K | PJM_E | Internal | Summer | B4 | 100 | 0.01 | 0 | 69.17 | 90.42 | 8 | 13.25
2040 | NYISO_J-K_2_PJM_E | NYISO_J-K | PJM_E | Internal | Summer | B5 | 200 | 0.01 | 0 | 69.17 | 90.42 | 8 | 13.25
2040 | NYISO_J-K_2_PJM_E | NYISO_J-K | PJM_E | Internal | Summer | B6 | 300 | 0.01 | 0 | 60.73 | 68.72 | 8 | 0
2040 | NYISO_J-K_2_PJM_E | NYISO_J-K | PJM_E | Internal | Summer | B7 | 400 | 0.01 | 0 | 51.38 | 59.28 | 8 | 0
2040 | NYISO_J-K_2_PJM_E | NYISO_J-K | PJM_E | Internal | Summer | B8 | 500 | 0.01 | 0 | 50.1 | 55.19 | 8 | 0
2040 | NYISO_J-K_2_PJM_E | NYISO_J-K | PJM_E | Internal | Summer | B9 | 800 | 0.01 | 0 | 50.1 | 53.37 | 8 | 0
2040 | NYISO_J-K_2_PJM_E | NYISO_J-K | PJM_E | Internal | Summer | B10 | 1262 | 0.01 | 0 | 50.08 | 49.8 | 8 | 0
2040 | NYISO_J-K_2_PJM_E | NYISO_J-K | PJM_E | Internal | Winter | B16 | 25 | 0.01 | 0 | 92.61 | 100.63 | 8 | 0.02
2040 | NYISO_J-K_2_PJM_E | NYISO_J-K | PJM_E | Internal | Winter | B17 | 100 | 0.01 | 0 | 77.27 | 85.26 | 8 | 0
2040 | NYISO_J-K_2_PJM_E | NYISO_J-K | PJM_E | Internal | Winter | B18 | 400 | 0.01 | 0 | 63.6 | 68.98 | 8 | 0
2040 | NYISO_J-K_2_PJM_E | NYISO_J-K | PJM_E | Internal | Winter | B19 | 700 | 0.01 | 0 | 63.48 | 61.44 | 8 | 0
2040 | NYISO_J-K_2_PJM_E | NYISO_J-K | PJM_E | Internal | Winter | B20 | 935 | 0.01 | 0 | 63.48 | 58.22 | 8 | 0
2040 | PJM_E_2_NYISO_G-I | PJM_E | NYISO_G-I | Internal | Shoulder | B11 | 25 | 500 | 0 | 93.61 | 72.59 | 6 | 0
2040 | PJM_E_2_NYISO_G-I | PJM_E | NYISO_G-I | Internal | Shoulder | B12 | 200 | 500 | 0 | 84.39 | 72.59 | 6 | 0
2040 | PJM_E_2_NYISO_G-I | PJM_E | NYISO_G-I | Internal | Shoulder | B13 | 600 | 500 | 0 | 65.81 | 57.81 | 6 | 0
2040 | PJM_E_2_NYISO_G-I | PJM_E | NYISO_G-I | Internal | Shoulder | B14 | 900 | 500 | 0 | 59.75 | 52.66 | 6 | 0
2040 | PJM_E_2_NYISO_G-I | PJM_E | NYISO_G-I | Internal | Shoulder | B15 | 1203 | 500 | 0 | 57.47 | 52.66 | 6 | 0
2040 | PJM_E_2_NYISO_G-I | PJM_E | NYISO_G-I | Internal | Summer | B1 | 10 | 500 | 0 | 745.21 | 737.21 | 6 | 0
2040 | PJM_E_2_NYISO_G-I | PJM_E | NYISO_G-I | Internal | Summer | B2 | 25 | 500 | 0 | 751.19 | 743.19 | 6 | 0
2040 | PJM_E_2_NYISO_G-I | PJM_E | NYISO_G-I | Internal | Summer | B3 | 75 | 500 | 0 | 96.66 | 88.66 | 6 | 0
2040 | PJM_E_2_NYISO_G-I | PJM_E | NYISO_G-I | Internal | Summer | B4 | 100 | 500 | 0 | 90.42 | 69.15 | 6 | 0
2040 | PJM_E_2_NYISO_G-I | PJM_E | NYISO_G-I | Internal | Summer | B5 | 200 | 500 | 0 | 90.42 | 69.15 | 6 | 0
2040 | PJM_E_2_NYISO_G-I | PJM_E | NYISO_G-I | Internal | Summer | B6 | 300 | 500 | 0 | 68.72 | 60.72 | 6 | 0
2040 | PJM_E_2_NYISO_G-I | PJM_E | NYISO_G-I | Internal | Summer | B7 | 400 | 500 | 0 | 59.28 | 51.37 | 6 | 0
2040 | PJM_E_2_NYISO_G-I | PJM_E | NYISO_G-I | Internal | Summer | B8 | 500 | 500 | 0 | 55.19 | 50.09 | 6 | 0
2040 | PJM_E_2_NYISO_G-I | PJM_E | NYISO_G-I | Internal | Summer | B9 | 800 | 500 | 0 | 53.37 | 50.09 | 6 | 0
2040 | PJM_E_2_NYISO_G-I | PJM_E | NYISO_G-I | Internal | Summer | B10 | 1262 | 500 | 0 | 49.8 | 50.06 | 6 | 0
2040 | PJM_E_2_NYISO_G-I | PJM_E | NYISO_G-I | Internal | Winter | B16 | 25 | 500 | 0 | 100.63 | 92.6 | 6 | 0
2040 | PJM_E_2_NYISO_G-I | PJM_E | NYISO_G-I | Internal | Winter | B17 | 100 | 500 | 0 | 85.26 | 77.26 | 6 | 0
2040 | PJM_E_2_NYISO_G-I | PJM_E | NYISO_G-I | Internal | Winter | B18 | 400 | 500 | 0 | 68.98 | 63.59 | 6 | 0
2040 | PJM_E_2_NYISO_G-I | PJM_E | NYISO_G-I | Internal | Winter | B19 | 700 | 500 | 0 | 61.44 | 63.46 | 6 | 0
2040 | PJM_E_2_NYISO_G-I | PJM_E | NYISO_G-I | Internal | Winter | B20 | 935 | 500 | 0 | 58.22 | 63.46 | 6 | 0
2040 | PJM_E_2_NYISO_J-K | PJM_E | NYISO_J-K | Internal | Shoulder | B11 | 25 | 330 | 0 | 93.61 | 72.6 | 6 | 0
2040 | PJM_E_2_NYISO_J-K | PJM_E | NYISO_J-K | Internal | Shoulder | B12 | 200 | 330 | 0 | 84.39 | 72.6 | 6 | 0
2040 | PJM_E_2_NYISO_J-K | PJM_E | NYISO_J-K | Internal | Shoulder | B13 | 600 | 330 | 0 | 65.81 | 57.82 | 6 | 0
2040 | PJM_E_2_NYISO_J-K | PJM_E | NYISO_J-K | Internal | Shoulder | B14 | 900 | 330 | 0 | 59.75 | 52.68 | 6 | 0
2040 | PJM_E_2_NYISO_J-K | PJM_E | NYISO_J-K | Internal | Shoulder | B15 | 1203 | 330 | 0 | 57.47 | 52.68 | 6 | 0
2040 | PJM_E_2_NYISO_J-K | PJM_E | NYISO_J-K | Internal | Summer | B1 | 10 | 330 | 0 | 745.21 | 737.22 | 6 | 0
2040 | PJM_E_2_NYISO_J-K | PJM_E | NYISO_J-K | Internal | Summer | B2 | 25 | 330 | 0 | 751.19 | 743.2 | 6 | 0
2040 | PJM_E_2_NYISO_J-K | PJM_E | NYISO_J-K | Internal | Summer | B3 | 75 | 330 | 0 | 96.66 | 88.67 | 6 | 0
2040 | PJM_E_2_NYISO_J-K | PJM_E | NYISO_J-K | Internal | Summer | B4 | 100 | 330 | 0 | 90.42 | 69.17 | 6 | 0
2040 | PJM_E_2_NYISO_J-K | PJM_E | NYISO_J-K | Internal | Summer | B5 | 200 | 330 | 0 | 90.42 | 69.17 | 6 | 0
2040 | PJM_E_2_NYISO_J-K | PJM_E | NYISO_J-K | Internal | Summer | B6 | 300 | 330 | 0 | 68.72 | 60.73 | 6 | 0
2040 | PJM_E_2_NYISO_J-K | PJM_E | NYISO_J-K | Internal | Summer | B7 | 400 | 330 | 0 | 59.28 | 51.38 | 6 | 0
2040 | PJM_E_2_NYISO_J-K | PJM_E | NYISO_J-K | Internal | Summer | B8 | 500 | 330 | 0 | 55.19 | 50.1 | 6 | 0
2040 | PJM_E_2_NYISO_J-K | PJM_E | NYISO_J-K | Internal | Summer | B9 | 800 | 330 | 0 | 53.37 | 50.1 | 6 | 0
2040 | PJM_E_2_NYISO_J-K | PJM_E | NYISO_J-K | Internal | Summer | B10 | 1262 | 330 | 0 | 49.8 | 50.08 | 6 | 0
2040 | PJM_E_2_NYISO_J-K | PJM_E | NYISO_J-K | Internal | Winter | B16 | 25 | 330 | 0 | 100.63 | 92.61 | 6 | 0
2040 | PJM_E_2_NYISO_J-K | PJM_E | NYISO_J-K | Internal | Winter | B17 | 100 | 330 | 0 | 85.26 | 77.27 | 6 | 0
2040 | PJM_E_2_NYISO_J-K | PJM_E | NYISO_J-K | Internal | Winter | B18 | 400 | 330 | 0 | 68.98 | 63.6 | 6 | 0
2040 | PJM_E_2_NYISO_J-K | PJM_E | NYISO_J-K | Internal | Winter | B19 | 700 | 330 | 0 | 61.44 | 63.48 | 6 | 0
2040 | PJM_E_2_NYISO_J-K | PJM_E | NYISO_J-K | Internal | Winter | B20 | 935 | 330 | 0 | 58.22 | 63.48 | 6 | 0
2040 | PJM_E_2_PJM_ROM | PJM_E | PJM_ROM | Internal | Shoulder | B11 | 25 | 8000 | 5461.4 | 93.61 | 93.62 | 0.01 | 0
2040 | PJM_E_2_PJM_ROM | PJM_E | PJM_ROM | Internal | Shoulder | B12 | 200 | 8000 | 4882.92 | 84.39 | 84.4 | 0.01 | 0
2040 | PJM_E_2_PJM_ROM | PJM_E | PJM_ROM | Internal | Shoulder | B13 | 600 | 8000 | 4132.87 | 65.81 | 65.82 | 0.01 | 0
2040 | PJM_E_2_PJM_ROM | PJM_E | PJM_ROM | Internal | Shoulder | B14 | 900 | 8000 | 3975.05 | 59.75 | 59.76 | 0.01 | 0
2040 | PJM_E_2_PJM_ROM | PJM_E | PJM_ROM | Internal | Shoulder | B15 | 1203 | 8000 | 5045.86 | 57.47 | 57.48 | 0.01 | 0
2040 | PJM_E_2_PJM_ROM | PJM_E | PJM_ROM | Internal | Summer | B1 | 10 | 8000 | 0 | 745.21 | 745.2 | 0.01 | 0
2040 | PJM_E_2_PJM_ROM | PJM_E | PJM_ROM | Internal | Summer | B2 | 25 | 8000 | 0 | 751.19 | 751.18 | 0.01 | 0
2040 | PJM_E_2_PJM_ROM | PJM_E | PJM_ROM | Internal | Summer | B3 | 75 | 8000 | 0 | 96.66 | 96.65 | 0.01 | 0
2040 | PJM_E_2_PJM_ROM | PJM_E | PJM_ROM | Internal | Summer | B4 | 100 | 8000 | 1454.35 | 90.42 | 90.43 | 0.01 | 0
2040 | PJM_E_2_PJM_ROM | PJM_E | PJM_ROM | Internal | Summer | B5 | 200 | 8000 | 2260.25 | 90.42 | 90.43 | 0.01 | 0
2040 | PJM_E_2_PJM_ROM | PJM_E | PJM_ROM | Internal | Summer | B6 | 300 | 8000 | 319.19 | 68.72 | 68.73 | 0.01 | 0
2040 | PJM_E_2_PJM_ROM | PJM_E | PJM_ROM | Internal | Summer | B7 | 400 | 8000 | 1108.96 | 59.28 | 59.29 | 0.01 | 0
2040 | PJM_E_2_PJM_ROM | PJM_E | PJM_ROM | Internal | Summer | B8 | 500 | 8000 | 2321.98 | 55.19 | 55.2 | 0.01 | 0
2040 | PJM_E_2_PJM_ROM | PJM_E | PJM_ROM | Internal | Summer | B9 | 800 | 8000 | 1352.03 | 53.37 | 53.38 | 0.01 | 0
2040 | PJM_E_2_PJM_ROM | PJM_E | PJM_ROM | Internal | Summer | B10 | 1262 | 8000 | 0 | 49.8 | 49.79 | 0.01 | 0
2040 | PJM_E_2_PJM_ROM | PJM_E | PJM_ROM | Internal | Winter | B16 | 25 | 8000 | 1906.77 | 100.63 | 100.64 | 0.01 | 0
2040 | PJM_E_2_PJM_ROM | PJM_E | PJM_ROM | Internal | Winter | B17 | 100 | 8000 | 0 | 85.26 | 85.25 | 0.01 | 0
2040 | PJM_E_2_PJM_ROM | PJM_E | PJM_ROM | Internal | Winter | B18 | 400 | 8000 | 0 | 68.98 | 68.97 | 0.01 | 0
2040 | PJM_E_2_PJM_ROM | PJM_E | PJM_ROM | Internal | Winter | B19 | 700 | 8000 | 0 | 61.44 | 61.43 | 0.01 | 0
2040 | PJM_E_2_PJM_ROM | PJM_E | PJM_ROM | Internal | Winter | B20 | 935 | 8000 | 0 | 58.22 | 58.2 | 0.01 | 0
2040 | PJM_ROR_2_MISO_IN | PJM_ROR | MISO_IN | Internal | Shoulder | B11 | 25 | 909 | 909 | 93.63 | 95.64 | 2 | 0.01
2040 | PJM_ROR_2_MISO_IN | PJM_ROR | MISO_IN | Internal | Shoulder | B12 | 200 | 909 | 0 | 84.41 | 82.41 | 2 | 0
2040 | PJM_ROR_2_MISO_IN | PJM_ROR | MISO_IN | Internal | Shoulder | B13 | 600 | 909 | 0 | 65.83 | 63.83 | 2 | 0
2040 | PJM_ROR_2_MISO_IN | PJM_ROR | MISO_IN | Internal | Shoulder | B14 | 900 | 909 | 0 | 59.77 | 57.78 | 2 | 0
2040 | PJM_ROR_2_MISO_IN | PJM_ROR | MISO_IN | Internal | Shoulder | B15 | 1203 | 909 | 0 | 57.49 | 56.99 | 2 | 0
2040 | PJM_ROR_2_MISO_IN | PJM_ROR | MISO_IN | Internal | Summer | B1 | 10 | 909 | 0 | 745.19 | 743.18 | 2 | 0
2040 | PJM_ROR_2_MISO_IN | PJM_ROR | MISO_IN | Internal | Summer | B2 | 25 | 909 | 0 | 751.16 | 746.19 | 2 | 0
2040 | PJM_ROR_2_MISO_IN | PJM_ROR | MISO_IN | Internal | Summer | B3 | 75 | 909 | 0 | 96.64 | 94.64 | 2 | 0
2040 | PJM_ROR_2_MISO_IN | PJM_ROR | MISO_IN | Internal | Summer | B4 | 100 | 909 | 0 | 90.44 | 92.02 | 2 | 0
2040 | PJM_ROR_2_MISO_IN | PJM_ROR | MISO_IN | Internal | Summer | B5 | 200 | 909 | 0 | 90.44 | 88.45 | 2 | 0
2040 | PJM_ROR_2_MISO_IN | PJM_ROR | MISO_IN | Internal | Summer | B6 | 300 | 909 | 0 | 68.75 | 66.73 | 2 | 0
2040 | PJM_ROR_2_MISO_IN | PJM_ROR | MISO_IN | Internal | Summer | B7 | 400 | 909 | 0 | 59.31 | 57.32 | 2 | 0
2040 | PJM_ROR_2_MISO_IN | PJM_ROR | MISO_IN | Internal | Summer | B8 | 500 | 909 | 0 | 55.21 | 53.21 | 2 | 0
2040 | PJM_ROR_2_MISO_IN | PJM_ROR | MISO_IN | Internal | Summer | B9 | 800 | 909 | 0 | 53.39 | 51.38 | 2 | 0
2040 | PJM_ROR_2_MISO_IN | PJM_ROR | MISO_IN | Internal | Summer | B10 | 1262 | 909 | 0 | 49.78 | 47.78 | 2 | 0
2040 | PJM_ROR_2_MISO_IN | PJM_ROR | MISO_IN | Internal | Winter | B16 | 25 | 909 | 0 | 100.65 | 99.56 | 2 | 0
2040 | PJM_ROR_2_MISO_IN | PJM_ROR | MISO_IN | Internal | Winter | B17 | 100 | 909 | 0 | 85.26 | 77.28 | 2 | 0
2040 | PJM_ROR_2_MISO_IN | PJM_ROR | MISO_IN | Internal | Winter | B18 | 400 | 909 | 0 | 68.96 | 66.95 | 2 | 0
2040 | PJM_ROR_2_MISO_IN | PJM_ROR | MISO_IN | Internal | Winter | B19 | 700 | 909 | 0 | 61.42 | 59.42 | 2 | 0
2040 | PJM_ROR_2_MISO_IN | PJM_ROR | MISO_IN | Internal | Winter | B20 | 935 | 909 | 0 | 58.19 | 56.18 | 2 | 0
2040 | PJM_ROR_2_MISO_MI | PJM_ROR | MISO_MI | Internal | Shoulder | B11 | 25 | 1305 | 126.67 | 93.63 | 95.63 | 2 | 0
2040 | PJM_ROR_2_MISO_MI | PJM_ROR | MISO_MI | Internal | Shoulder | B12 | 200 | 1305 | 0 | 84.41 | 82.41 | 2 | 0
2040 | PJM_ROR_2_MISO_MI | PJM_ROR | MISO_MI | Internal | Shoulder | B13 | 600 | 1305 | 0 | 65.83 | 63.84 | 2 | 0
2040 | PJM_ROR_2_MISO_MI | PJM_ROR | MISO_MI | Internal | Shoulder | B14 | 900 | 1305 | 0 | 59.77 | 57.79 | 2 | 0
2040 | PJM_ROR_2_MISO_MI | PJM_ROR | MISO_MI | Internal | Shoulder | B15 | 1203 | 1305 | 0 | 57.49 | 57.01 | 2 | 0
2040 | PJM_ROR_2_MISO_MI | PJM_ROR | MISO_MI | Internal | Summer | B1 | 10 | 1305 | 0 | 745.19 | 743.19 | 2 | 0
2040 | PJM_ROR_2_MISO_MI | PJM_ROR | MISO_MI | Internal | Summer | B2 | 25 | 1305 | 0 | 751.16 | 746.2 | 2 | 0
2040 | PJM_ROR_2_MISO_MI | PJM_ROR | MISO_MI | Internal | Summer | B3 | 75 | 1305 | 0 | 96.64 | 94.64 | 2 | 0
2040 | PJM_ROR_2_MISO_MI | PJM_ROR | MISO_MI | Internal | Summer | B4 | 100 | 1305 | 0 | 90.44 | 92.01 | 2 | 0
2040 | PJM_ROR_2_MISO_MI | PJM_ROR | MISO_MI | Internal | Summer | B5 | 200 | 1305 | 0 | 90.44 | 88.44 | 2 | 0
2040 | PJM_ROR_2_MISO_MI | PJM_ROR | MISO_MI | Internal | Summer | B6 | 300 | 1305 | 0 | 68.75 | 66.75 | 2 | 0
2040 | PJM_ROR_2_MISO_MI | PJM_ROR | MISO_MI | Internal | Summer | B7 | 400 | 1305 | 0 | 59.31 | 57.33 | 2 | 0
2040 | PJM_ROR_2_MISO_MI | PJM_ROR | MISO_MI | Internal | Summer | B8 | 500 | 1305 | 0 | 55.21 | 53.23 | 2 | 0
2040 | PJM_ROR_2_MISO_MI | PJM_ROR | MISO_MI | Internal | Summer | B9 | 800 | 1305 | 0 | 53.39 | 51.39 | 2 | 0
2040 | PJM_ROR_2_MISO_MI | PJM_ROR | MISO_MI | Internal | Summer | B10 | 1262 | 1305 | 0 | 49.78 | 47.79 | 2 | 0
2040 | PJM_ROR_2_MISO_MI | PJM_ROR | MISO_MI | Internal | Winter | B16 | 25 | 1305 | 0 | 100.65 | 99.57 | 2 | 0
2040 | PJM_ROR_2_MISO_MI | PJM_ROR | MISO_MI | Internal | Winter | B17 | 100 | 1305 | 0 | 85.26 | 77.3 | 2 | 0
2040 | PJM_ROR_2_MISO_MI | PJM_ROR | MISO_MI | Internal | Winter | B18 | 400 | 1305 | 0 | 68.96 | 66.96 | 2 | 0
2040 | PJM_ROR_2_MISO_MI | PJM_ROR | MISO_MI | Internal | Winter | B19 | 700 | 1305 | 0 | 61.42 | 59.43 | 2 | 0
2040 | PJM_ROR_2_MISO_MI | PJM_ROR | MISO_MI | Internal | Winter | B20 | 935 | 1305 | 0 | 58.19 | 56.19 | 2 | 0
2040 | PJM_ROR_2_MISO_MO-IL | PJM_ROR | MISO_MO-IL | Internal | Shoulder | B11 | 25 | 1111 | 317.28 | 93.63 | 95.63 | 2 | 0
2040 | PJM_ROR_2_MISO_MO-IL | PJM_ROR | MISO_MO-IL | Internal | Shoulder | B12 | 200 | 1111 | 0 | 84.41 | 70.31 | 2 | 0
2040 | PJM_ROR_2_MISO_MO-IL | PJM_ROR | MISO_MO-IL | Internal | Shoulder | B13 | 600 | 1111 | 0 | 65.83 | 61.32 | 2 | 0
2040 | PJM_ROR_2_MISO_MO-IL | PJM_ROR | MISO_MO-IL | Internal | Shoulder | B14 | 900 | 1111 | 0 | 59.77 | 57.77 | 2 | 0
2040 | PJM_ROR_2_MISO_MO-IL | PJM_ROR | MISO_MO-IL | Internal | Shoulder | B15 | 1203 | 1111 | 0 | 57.49 | 56.38 | 2 | 0
2040 | PJM_ROR_2_MISO_MO-IL | PJM_ROR | MISO_MO-IL | Internal | Summer | B1 | 10 | 1111 | 0 | 745.19 | 743.16 | 2 | 0
2040 | PJM_ROR_2_MISO_MO-IL | PJM_ROR | MISO_MO-IL | Internal | Summer | B2 | 25 | 1111 | 0 | 751.16 | 746.18 | 2 | 0
2040 | PJM_ROR_2_MISO_MO-IL | PJM_ROR | MISO_MO-IL | Internal | Summer | B3 | 75 | 1111 | 0 | 96.64 | 94.65 | 2 | 0
2040 | PJM_ROR_2_MISO_MO-IL | PJM_ROR | MISO_MO-IL | Internal | Summer | B4 | 100 | 1111 | 0 | 90.44 | 92.01 | 2 | 0
2040 | PJM_ROR_2_MISO_MO-IL | PJM_ROR | MISO_MO-IL | Internal | Summer | B5 | 200 | 1111 | 0 | 90.44 | 88.44 | 2 | 0
2040 | PJM_ROR_2_MISO_MO-IL | PJM_ROR | MISO_MO-IL | Internal | Summer | B6 | 300 | 1111 | 0 | 68.75 | 66.72 | 2 | 0
2040 | PJM_ROR_2_MISO_MO-IL | PJM_ROR | MISO_MO-IL | Internal | Summer | B7 | 400 | 1111 | 0 | 59.31 | 57.31 | 2 | 0
2040 | PJM_ROR_2_MISO_MO-IL | PJM_ROR | MISO_MO-IL | Internal | Summer | B8 | 500 | 1111 | 0 | 55.21 | 53.2 | 2 | 0
2040 | PJM_ROR_2_MISO_MO-IL | PJM_ROR | MISO_MO-IL | Internal | Summer | B9 | 800 | 1111 | 0 | 53.39 | 51.32 | 2 | 0
2040 | PJM_ROR_2_MISO_MO-IL | PJM_ROR | MISO_MO-IL | Internal | Summer | B10 | 1262 | 1111 | 0 | 49.78 | 47.77 | 2 | 0
2040 | PJM_ROR_2_MISO_MO-IL | PJM_ROR | MISO_MO-IL | Internal | Winter | B16 | 25 | 1111 | 0 | 100.65 | 95.15 | 2 | 0
2040 | PJM_ROR_2_MISO_MO-IL | PJM_ROR | MISO_MO-IL | Internal | Winter | B17 | 100 | 1111 | 0 | 85.26 | 68.26 | 2 | 0
2040 | PJM_ROR_2_MISO_MO-IL | PJM_ROR | MISO_MO-IL | Internal | Winter | B18 | 400 | 1111 | 0 | 68.96 | 62.7 | 2 | 0
2040 | PJM_ROR_2_MISO_MO-IL | PJM_ROR | MISO_MO-IL | Internal | Winter | B19 | 700 | 1111 | 0 | 61.42 | 59.41 | 2 | 0
2040 | PJM_ROR_2_MISO_MO-IL | PJM_ROR | MISO_MO-IL | Internal | Winter | B20 | 935 | 1111 | 0 | 58.19 | 55.4 | 2 | 0
2040 | PJM_ROR_2_MISO_W | PJM_ROR | MISO_W | Internal | Shoulder | B11 | 25 | 709 | 0 | 93.63 | 95.62 | 2 | 0
2040 | PJM_ROR_2_MISO_W | PJM_ROR | MISO_W | Internal | Shoulder | B12 | 200 | 709 | 0 | 84.41 | 70.3 | 2 | 0
2040 | PJM_ROR_2_MISO_W | PJM_ROR | MISO_W | Internal | Shoulder | B13 | 600 | 709 | 0 | 65.83 | 60.13 | 2 | 0
2040 | PJM_ROR_2_MISO_W | PJM_ROR | MISO_W | Internal | Shoulder | B14 | 900 | 709 | 0 | 59.77 | 57.76 | 2 | 0
2040 | PJM_ROR_2_MISO_W | PJM_ROR | MISO_W | Internal | Shoulder | B15 | 1203 | 709 | 0 | 57.49 | 56.37 | 2 | 0
2040 | PJM_ROR_2_MISO_W | PJM_ROR | MISO_W | Internal | Summer | B1 | 10 | 709 | 0 | 745.19 | 738.15 | 2 | 0
2040 | PJM_ROR_2_MISO_W | PJM_ROR | MISO_W | Internal | Summer | B2 | 25 | 709 | 0 | 751.16 | 746.16 | 2 | 0
2040 | PJM_ROR_2_MISO_W | PJM_ROR | MISO_W | Internal | Summer | B3 | 75 | 709 | 0 | 96.64 | 94.64 | 2 | 0
2040 | PJM_ROR_2_MISO_W | PJM_ROR | MISO_W | Internal | Summer | B4 | 100 | 709 | 0 | 90.44 | 91.99 | 2 | 0
2040 | PJM_ROR_2_MISO_W | PJM_ROR | MISO_W | Internal | Summer | B5 | 200 | 709 | 0 | 90.44 | 88.43 | 2 | 0
2040 | PJM_ROR_2_MISO_W | PJM_ROR | MISO_W | Internal | Summer | B6 | 300 | 709 | 0 | 68.75 | 66.71 | 2 | 0
2040 | PJM_ROR_2_MISO_W | PJM_ROR | MISO_W | Internal | Summer | B7 | 400 | 709 | 0 | 59.31 | 57.29 | 2 | 0
2040 | PJM_ROR_2_MISO_W | PJM_ROR | MISO_W | Internal | Summer | B8 | 500 | 709 | 0 | 55.21 | 53.19 | 2 | 0
2040 | PJM_ROR_2_MISO_W | PJM_ROR | MISO_W | Internal | Summer | B9 | 800 | 709 | 0 | 53.39 | 50.08 | 2 | 0
2040 | PJM_ROR_2_MISO_W | PJM_ROR | MISO_W | Internal | Summer | B10 | 1262 | 709 | 0 | 49.78 | 47.76 | 2 | 0
2040 | PJM_ROR_2_MISO_W | PJM_ROR | MISO_W | Internal | Winter | B16 | 25 | 709 | 0 | 100.65 | 90.14 | 2 | 0
2040 | PJM_ROR_2_MISO_W | PJM_ROR | MISO_W | Internal | Winter | B17 | 100 | 709 | 0 | 85.26 | 64.29 | 2 | 0
2040 | PJM_ROR_2_MISO_W | PJM_ROR | MISO_W | Internal | Winter | B18 | 400 | 709 | 0 | 68.96 | 62.69 | 2 | 0
2040 | PJM_ROR_2_MISO_W | PJM_ROR | MISO_W | Internal | Winter | B19 | 700 | 709 | 0 | 61.42 | 59.4 | 2 | 0
2040 | PJM_ROR_2_MISO_W | PJM_ROR | MISO_W | Internal | Winter | B20 | 935 | 709 | 0 | 58.19 | 55.39 | 2 | 0
2040 | PJM_ROR_2_MISO_WUMS | PJM_ROR | MISO_WUMS | Internal | Shoulder | B11 | 25 | 1467 | 329.11 | 93.63 | 95.63 | 2 | 0
2040 | PJM_ROR_2_MISO_WUMS | PJM_ROR | MISO_WUMS | Internal | Shoulder | B12 | 200 | 1467 | 0 | 84.41 | 82.41 | 2 | 0
2040 | PJM_ROR_2_MISO_WUMS | PJM_ROR | MISO_WUMS | Internal | Shoulder | B13 | 600 | 1467 | 0 | 65.83 | 63.83 | 2 | 0
2040 | PJM_ROR_2_MISO_WUMS | PJM_ROR | MISO_WUMS | Internal | Shoulder | B14 | 900 | 1467 | 0 | 59.77 | 57.77 | 2 | 0
2040 | PJM_ROR_2_MISO_WUMS | PJM_ROR | MISO_WUMS | Internal | Shoulder | B15 | 1203 | 1467 | 0 | 57.49 | 56.38 | 2 | 0
2040 | PJM_ROR_2_MISO_WUMS | PJM_ROR | MISO_WUMS | Internal | Summer | B1 | 10 | 1467 | 0 | 745.19 | 738.16 | 2 | 0
2040 | PJM_ROR_2_MISO_WUMS | PJM_ROR | MISO_WUMS | Internal | Summer | B2 | 25 | 1467 | 0 | 751.16 | 746.19 | 2 | 0
2040 | PJM_ROR_2_MISO_WUMS | PJM_ROR | MISO_WUMS | Internal | Summer | B3 | 75 | 1467 | 0 | 96.64 | 94.64 | 2 | 0
2040 | PJM_ROR_2_MISO_WUMS | PJM_ROR | MISO_WUMS | Internal | Summer | B4 | 100 | 1467 | 0 | 90.44 | 92.01 | 2 | 0
2040 | PJM_ROR_2_MISO_WUMS | PJM_ROR | MISO_WUMS | Internal | Summer | B5 | 200 | 1467 | 0 | 90.44 | 88.44 | 2 | 0
2040 | PJM_ROR_2_MISO_WUMS | PJM_ROR | MISO_WUMS | Internal | Summer | B6 | 300 | 1467 | 0 | 68.75 | 66.75 | 2 | 0
2040 | PJM_ROR_2_MISO_WUMS | PJM_ROR | MISO_WUMS | Internal | Summer | B7 | 400 | 1467 | 0 | 59.31 | 57.31 | 2 | 0
2040 | PJM_ROR_2_MISO_WUMS | PJM_ROR | MISO_WUMS | Internal | Summer | B8 | 500 | 1467 | 0 | 55.21 | 54.38 | 2 | 0
2040 | PJM_ROR_2_MISO_WUMS | PJM_ROR | MISO_WUMS | Internal | Summer | B9 | 800 | 1467 | 0 | 53.39 | 54.38 | 2 | 0
2040 | PJM_ROR_2_MISO_WUMS | PJM_ROR | MISO_WUMS | Internal | Summer | B10 | 1262 | 1467 | 0 | 49.78 | 47.78 | 2 | 0
2040 | PJM_ROR_2_MISO_WUMS | PJM_ROR | MISO_WUMS | Internal | Winter | B16 | 25 | 1467 | 0 | 100.65 | 98.65 | 2 | 0
2040 | PJM_ROR_2_MISO_WUMS | PJM_ROR | MISO_WUMS | Internal | Winter | B17 | 100 | 1467 | 0 | 85.26 | 83.26 | 2 | 0
2040 | PJM_ROR_2_MISO_WUMS | PJM_ROR | MISO_WUMS | Internal | Winter | B18 | 400 | 1467 | 0 | 68.96 | 66.96 | 2 | 0
2040 | PJM_ROR_2_MISO_WUMS | PJM_ROR | MISO_WUMS | Internal | Winter | B19 | 700 | 1467 | 0 | 61.42 | 59.42 | 2 | 0
2040 | PJM_ROR_2_MISO_WUMS | PJM_ROR | MISO_WUMS | Internal | Winter | B20 | 935 | 1467 | 0 | 58.19 | 56.19 | 2 | 0
2040 | PJM_ROR_2_PJM_ROM | PJM_ROR | PJM_ROM | Internal | Shoulder | B11 | 25 | 8000 | 0 | 93.63 | 93.62 | 0.01 | 0
2040 | PJM_ROR_2_PJM_ROM | PJM_ROR | PJM_ROM | Internal | Shoulder | B12 | 200 | 8000 | 0 | 84.41 | 84.4 | 0.01 | 0
2040 | PJM_ROR_2_PJM_ROM | PJM_ROR | PJM_ROM | Internal | Shoulder | B13 | 600 | 8000 | 0 | 65.83 | 65.82 | 0.01 | 0
2040 | PJM_ROR_2_PJM_ROM | PJM_ROR | PJM_ROM | Internal | Shoulder | B14 | 900 | 8000 | 0 | 59.77 | 59.76 | 0.01 | 0
2040 | PJM_ROR_2_PJM_ROM | PJM_ROR | PJM_ROM | Internal | Shoulder | B15 | 1203 | 8000 | 0 | 57.49 | 57.48 | 0.01 | 0
2040 | PJM_ROR_2_PJM_ROM | PJM_ROR | PJM_ROM | Internal | Summer | B1 | 10 | 8000 | 2502.64 | 745.19 | 745.2 | 0.01 | 0
2040 | PJM_ROR_2_PJM_ROM | PJM_ROR | PJM_ROM | Internal | Summer | B2 | 25 | 8000 | 3892.51 | 751.16 | 751.18 | 0.01 | 0
2040 | PJM_ROR_2_PJM_ROM | PJM_ROR | PJM_ROM | Internal | Summer | B3 | 75 | 8000 | 1124.01 | 96.64 | 96.65 | 0.01 | 0
2040 | PJM_ROR_2_PJM_ROM | PJM_ROR | PJM_ROM | Internal | Summer | B4 | 100 | 8000 | 0 | 90.44 | 90.43 | 0.01 | 0
2040 | PJM_ROR_2_PJM_ROM | PJM_ROR | PJM_ROM | Internal | Summer | B5 | 200 | 8000 | 0 | 90.44 | 90.43 | 0.01 | 0
2040 | PJM_ROR_2_PJM_ROM | PJM_ROR | PJM_ROM | Internal | Summer | B6 | 300 | 8000 | 0 | 68.75 | 68.73 | 0.01 | 0
2040 | PJM_ROR_2_PJM_ROM | PJM_ROR | PJM_ROM | Internal | Summer | B7 | 400 | 8000 | 0 | 59.31 | 59.29 | 0.01 | 0
2040 | PJM_ROR_2_PJM_ROM | PJM_ROR | PJM_ROM | Internal | Summer | B8 | 500 | 8000 | 0 | 55.21 | 55.2 | 0.01 | 0
2040 | PJM_ROR_2_PJM_ROM | PJM_ROR | PJM_ROM | Internal | Summer | B9 | 800 | 8000 | 0 | 53.39 | 53.38 | 0.01 | 0
2040 | PJM_ROR_2_PJM_ROM | PJM_ROR | PJM_ROM | Internal | Summer | B10 | 1262 | 8000 | 650.01 | 49.78 | 49.79 | 0.01 | 0
2040 | PJM_ROR_2_PJM_ROM | PJM_ROR | PJM_ROM | Internal | Winter | B16 | 25 | 8000 | 0 | 100.65 | 100.64 | 0.01 | 0
2040 | PJM_ROR_2_PJM_ROM | PJM_ROR | PJM_ROM | Internal | Winter | B17 | 100 | 8000 | 0 | 85.26 | 85.25 | 0.01 | 0
2040 | PJM_ROR_2_PJM_ROM | PJM_ROR | PJM_ROM | Internal | Winter | B18 | 400 | 8000 | 624.45 | 68.96 | 68.97 | 0.01 | 0
2040 | PJM_ROR_2_PJM_ROM | PJM_ROR | PJM_ROM | Internal | Winter | B19 | 700 | 8000 | 621.78 | 61.42 | 61.43 | 0.01 | 0
2040 | PJM_ROR_2_PJM_ROM | PJM_ROR | PJM_ROM | Internal | Winter | B20 | 935 | 8000 | 3232.43 | 58.19 | 58.2 | 0.01 | 0
2040 | PJM_ROR_2_TVA_Transmission | PJM_ROR | TVA_Transmission | Internal | Shoulder | B11 | 25 | 2500 | 0 | 93.63 | 98.43 | 6 | 0
2040 | PJM_ROR_2_TVA_Transmission | PJM_ROR | TVA_Transmission | Internal | Shoulder | B12 | 200 | 2500 | 0 | 84.41 | 75.41 | 6 | 0
2040 | PJM_ROR_2_TVA_Transmission | PJM_ROR | TVA_Transmission | Internal | Shoulder | B13 | 600 | 2500 | 0 | 65.83 | 66.47 | 6 | 0
2040 | PJM_ROR_2_TVA_Transmission | PJM_ROR | TVA_Transmission | Internal | Shoulder | B14 | 900 | 2500 | 0 | 59.77 | 63.49 | 6 | 0
2040 | PJM_ROR_2_TVA_Transmission | PJM_ROR | TVA_Transmission | Internal | Shoulder | B15 | 1203 | 2500 | 471.58 | 57.49 | 63.49 | 6 | 0
2040 | PJM_ROR_2_TVA_Transmission | PJM_ROR | TVA_Transmission | Internal | Summer | B1 | 10 | 2500 | 0 | 745.19 | 751.16 | 6 | 0
2040 | PJM_ROR_2_TVA_Transmission | PJM_ROR | TVA_Transmission | Internal | Summer | B2 | 25 | 2500 | 0 | 751.16 | 752.57 | 6 | 0
2040 | PJM_ROR_2_TVA_Transmission | PJM_ROR | TVA_Transmission | Internal | Summer | B3 | 75 | 2500 | 2500 | 96.64 | 102.65 | 6 | 0.01
2040 | PJM_ROR_2_TVA_Transmission | PJM_ROR | TVA_Transmission | Internal | Summer | B4 | 100 | 2500 | 2500 | 90.44 | 100.01 | 6 | 3.57
2040 | PJM_ROR_2_TVA_Transmission | PJM_ROR | TVA_Transmission | Internal | Summer | B5 | 200 | 2500 | 178.2 | 90.44 | 96.44 | 6 | 0
2040 | PJM_ROR_2_TVA_Transmission | PJM_ROR | TVA_Transmission | Internal | Summer | B6 | 300 | 2500 | 0 | 68.75 | 74.72 | 6 | 0
2040 | PJM_ROR_2_TVA_Transmission | PJM_ROR | TVA_Transmission | Internal | Summer | B7 | 400 | 2500 | 215.06 | 59.31 | 65.31 | 6 | 0
2040 | PJM_ROR_2_TVA_Transmission | PJM_ROR | TVA_Transmission | Internal | Summer | B8 | 500 | 2500 | 0 | 55.21 | 61.2 | 6 | 0
2040 | PJM_ROR_2_TVA_Transmission | PJM_ROR | TVA_Transmission | Internal | Summer | B9 | 800 | 2500 | 0 | 53.39 | 59.32 | 6 | 0
2040 | PJM_ROR_2_TVA_Transmission | PJM_ROR | TVA_Transmission | Internal | Summer | B10 | 1262 | 2500 | 0 | 49.78 | 49.64 | 6 | 0
2040 | PJM_ROR_2_TVA_Transmission | PJM_ROR | TVA_Transmission | Internal | Winter | B16 | 25 | 2500 | 0 | 100.65 | 103.15 | 6 | 0
2040 | PJM_ROR_2_TVA_Transmission | PJM_ROR | TVA_Transmission | Internal | Winter | B17 | 100 | 2500 | 0 | 85.26 | 76.26 | 6 | 0
2040 | PJM_ROR_2_TVA_Transmission | PJM_ROR | TVA_Transmission | Internal | Winter | B18 | 400 | 2500 | 0 | 68.96 | 68.93 | 6 | 0
2040 | PJM_ROR_2_TVA_Transmission | PJM_ROR | TVA_Transmission | Internal | Winter | B19 | 700 | 2500 | 0 | 61.42 | 64.73 | 6 | 0
2040 | PJM_ROR_2_TVA_Transmission | PJM_ROR | TVA_Transmission | Internal | Winter | B20 | 935 | 2500 | 0 | 58.19 | 63.4 | 6 | 0
2040 | PJM_ROR_2_VACAR | PJM_ROR | VACAR | Internal | Shoulder | B11 | 25 | 3000 | 3000 | 93.63 | 103.67 | 6 | 4.04
2040 | PJM_ROR_2_VACAR | PJM_ROR | VACAR | Internal | Shoulder | B12 | 200 | 3000 | 1704.27 | 84.41 | 90.41 | 6 | 0
2040 | PJM_ROR_2_VACAR | PJM_ROR | VACAR | Internal | Shoulder | B13 | 600 | 3000 | 2271.9 | 65.83 | 71.83 | 6 | 0
2040 | PJM_ROR_2_VACAR | PJM_ROR | VACAR | Internal | Shoulder | B14 | 900 | 3000 | 3000 | 59.77 | 71.82 | 6 | 6.05
2040 | PJM_ROR_2_VACAR | PJM_ROR | VACAR | Internal | Shoulder | B15 | 1203 | 3000 | 2459.68 | 57.49 | 63.49 | 6 | 0
2040 | PJM_ROR_2_VACAR | PJM_ROR | VACAR | Internal | Summer | B1 | 10 | 3000 | 898.73 | 745.19 | 751.19 | 6 | 0
2040 | PJM_ROR_2_VACAR | PJM_ROR | VACAR | Internal | Summer | B2 | 25 | 3000 | 0 | 751.16 | 751.19 | 6 | 0
2040 | PJM_ROR_2_VACAR | PJM_ROR | VACAR | Internal | Summer | B3 | 75 | 3000 | 3000 | 96.64 | 314.49 | 6 | 211.85
2040 | PJM_ROR_2_VACAR | PJM_ROR | VACAR | Internal | Summer | B4 | 100 | 3000 | 3000 | 90.44 | 118.01 | 6 | 21.57
2040 | PJM_ROR_2_VACAR | PJM_ROR | VACAR | Internal | Summer | B5 | 200 | 3000 | 3000 | 90.44 | 99.6 | 6 | 3.16
2040 | PJM_ROR_2_VACAR | PJM_ROR | VACAR | Internal | Summer | B6 | 300 | 3000 | 3000 | 68.75 | 99.6 | 6 | 24.86
2040 | PJM_ROR_2_VACAR | PJM_ROR | VACAR | Internal | Summer | B7 | 400 | 3000 | 3000 | 59.31 | 78 | 6 | 12.7
2040 | PJM_ROR_2_VACAR | PJM_ROR | VACAR | Internal | Summer | B8 | 500 | 3000 | 3000 | 55.21 | 70.21 | 6 | 9
2040 | PJM_ROR_2_VACAR | PJM_ROR | VACAR | Internal | Summer | B9 | 800 | 3000 | 3000 | 53.39 | 60.47 | 6 | 1.08
2040 | PJM_ROR_2_VACAR | PJM_ROR | VACAR | Internal | Summer | B10 | 1262 | 3000 | 2636.72 | 49.78 | 55.78 | 6 | 0
2040 | PJM_ROR_2_VACAR | PJM_ROR | VACAR | Internal | Winter | B16 | 25 | 3000 | 3000 | 100.65 | 113.15 | 6 | 6.5
2040 | PJM_ROR_2_VACAR | PJM_ROR | VACAR | Internal | Winter | B17 | 100 | 3000 | 3000 | 85.26 | 96.59 | 6 | 5.33
2040 | PJM_ROR_2_VACAR | PJM_ROR | VACAR | Internal | Winter | B18 | 400 | 3000 | 3000 | 68.96 | 75.5 | 6 | 0.54
2040 | PJM_ROR_2_VACAR | PJM_ROR | VACAR | Internal | Winter | B19 | 700 | 3000 | 3000 | 61.42 | 69.09 | 6 | 1.67
2040 | PJM_ROR_2_VACAR | PJM_ROR | VACAR | Internal | Winter | B20 | 935 | 3000 | 2652.51 | 58.19 | 64.19 | 6 | 0
2040 | PJM_ROM_2_NYISO_A-F | PJM_ROM | NYISO_A-F | Internal | Shoulder | B11 | 25 | 2000 | 0 | 93.62 | 72.58 | 6 | 0
2040 | PJM_ROM_2_NYISO_A-F | PJM_ROM | NYISO_A-F | Internal | Shoulder | B12 | 200 | 2000 | 0 | 84.4 | 72.58 | 6 | 0
2040 | PJM_ROM_2_NYISO_A-F | PJM_ROM | NYISO_A-F | Internal | Shoulder | B13 | 600 | 2000 | 0 | 65.82 | 57.79 | 6 | 0
2040 | PJM_ROM_2_NYISO_A-F | PJM_ROM | NYISO_A-F | Internal | Shoulder | B14 | 900 | 2000 | 0 | 59.76 | 52.65 | 6 | 0
2040 | PJM_ROM_2_NYISO_A-F | PJM_ROM | NYISO_A-F | Internal | Shoulder | B15 | 1203 | 2000 | 0 | 57.48 | 52.65 | 6 | 0
2040 | PJM_ROM_2_NYISO_A-F | PJM_ROM | NYISO_A-F | Internal | Summer | B1 | 10 | 2000 | 0 | 745.2 | 737.2 | 6 | 0
2040 | PJM_ROM_2_NYISO_A-F | PJM_ROM | NYISO_A-F | Internal | Summer | B2 | 25 | 2000 | 0 | 751.18 | 743.18 | 6 | 0
2040 | PJM_ROM_2_NYISO_A-F | PJM_ROM | NYISO_A-F | Internal | Summer | B3 | 75 | 2000 | 0 | 96.65 | 88.65 | 6 | 0
2040 | PJM_ROM_2_NYISO_A-F | PJM_ROM | NYISO_A-F | Internal | Summer | B4 | 100 | 2000 | 0 | 90.43 | 69.14 | 6 | 0
2040 | PJM_ROM_2_NYISO_A-F | PJM_ROM | NYISO_A-F | Internal | Summer | B5 | 200 | 2000 | 0 | 90.43 | 69.14 | 6 | 0
2040 | PJM_ROM_2_NYISO_A-F | PJM_ROM | NYISO_A-F | Internal | Summer | B6 | 300 | 2000 | 0 | 68.73 | 56.37 | 6 | 0
2040 | PJM_ROM_2_NYISO_A-F | PJM_ROM | NYISO_A-F | Internal | Summer | B7 | 400 | 2000 | 0 | 59.29 | 51.36 | 6 | 0
2040 | PJM_ROM_2_NYISO_A-F | PJM_ROM | NYISO_A-F | Internal | Summer | B8 | 500 | 2000 | 0 | 55.2 | 50.08 | 6 | 0
2040 | PJM_ROM_2_NYISO_A-F | PJM_ROM | NYISO_A-F | Internal | Summer | B9 | 800 | 2000 | 0 | 53.38 | 50.08 | 6 | 0
2040 | PJM_ROM_2_NYISO_A-F | PJM_ROM | NYISO_A-F | Internal | Summer | B10 | 1262 | 2000 | 0 | 49.79 | 50.08 | 6 | 0
2040 | PJM_ROM_2_NYISO_A-F | PJM_ROM | NYISO_A-F | Internal | Winter | B16 | 25 | 2000 | 0 | 100.64 | 83.67 | 6 | 0
2040 | PJM_ROM_2_NYISO_A-F | PJM_ROM | NYISO_A-F | Internal | Winter | B17 | 100 | 2000 | 0 | 85.25 | 77.25 | 6 | 0
2040 | PJM_ROM_2_NYISO_A-F | PJM_ROM | NYISO_A-F | Internal | Winter | B18 | 400 | 2000 | 0 | 68.97 | 60.97 | 6 | 0
2040 | PJM_ROM_2_NYISO_A-F | PJM_ROM | NYISO_A-F | Internal | Winter | B19 | 700 | 2000 | 0 | 61.43 | 60.97 | 6 | 0
2040 | PJM_ROM_2_NYISO_A-F | PJM_ROM | NYISO_A-F | Internal | Winter | B20 | 935 | 2000 | 0 | 58.2 | 60.97 | 6 | 0
2040 | PJM_ROM_2_PJM_E | PJM_ROM | PJM_E | Internal | Shoulder | B11 | 25 | 8000 | 0 | 93.62 | 93.61 | 0.01 | 0
2040 | PJM_ROM_2_PJM_E | PJM_ROM | PJM_E | Internal | Shoulder | B12 | 200 | 8000 | 0 | 84.4 | 84.39 | 0.01 | 0
2040 | PJM_ROM_2_PJM_E | PJM_ROM | PJM_E | Internal | Shoulder | B13 | 600 | 8000 | 0 | 65.82 | 65.81 | 0.01 | 0
2040 | PJM_ROM_2_PJM_E | PJM_ROM | PJM_E | Internal | Shoulder | B14 | 900 | 8000 | 0 | 59.76 | 59.75 | 0.01 | 0
2040 | PJM_ROM_2_PJM_E | PJM_ROM | PJM_E | Internal | Shoulder | B15 | 1203 | 8000 | 0 | 57.48 | 57.47 | 0.01 | 0
2040 | PJM_ROM_2_PJM_E | PJM_ROM | PJM_E | Internal | Summer | B1 | 10 | 8000 | 1639.68 | 745.2 | 745.21 | 0.01 | 0
2040 | PJM_ROM_2_PJM_E | PJM_ROM | PJM_E | Internal | Summer | B2 | 25 | 8000 | 1284.52 | 751.18 | 751.19 | 0.01 | 0
2040 | PJM_ROM_2_PJM_E | PJM_ROM | PJM_E | Internal | Summer | B3 | 75 | 8000 | 1238.77 | 96.65 | 96.66 | 0.01 | 0
2040 | PJM_ROM_2_PJM_E | PJM_ROM | PJM_E | Internal | Summer | B4 | 100 | 8000 | 0 | 90.43 | 90.42 | 0.01 | 0
2040 | PJM_ROM_2_PJM_E | PJM_ROM | PJM_E | Internal | Summer | B5 | 200 | 8000 | 0 | 90.43 | 90.42 | 0.01 | 0
2040 | PJM_ROM_2_PJM_E | PJM_ROM | PJM_E | Internal | Summer | B6 | 300 | 8000 | 0 | 68.73 | 68.72 | 0.01 | 0
2040 | PJM_ROM_2_PJM_E | PJM_ROM | PJM_E | Internal | Summer | B7 | 400 | 8000 | 0 | 59.29 | 59.28 | 0.01 | 0
2040 | PJM_ROM_2_PJM_E | PJM_ROM | PJM_E | Internal | Summer | B8 | 500 | 8000 | 0 | 55.2 | 55.19 | 0.01 | 0
2040 | PJM_ROM_2_PJM_E | PJM_ROM | PJM_E | Internal | Summer | B9 | 800 | 8000 | 0 | 53.38 | 53.37 | 0.01 | 0
2040 | PJM_ROM_2_PJM_E | PJM_ROM | PJM_E | Internal | Summer | B10 | 1262 | 8000 | 1899.27 | 49.79 | 49.8 | 0.01 | 0
2040 | PJM_ROM_2_PJM_E | PJM_ROM | PJM_E | Internal | Winter | B16 | 25 | 8000 | 0 | 100.64 | 100.63 | 0.01 | 0
2040 | PJM_ROM_2_PJM_E | PJM_ROM | PJM_E | Internal | Winter | B17 | 100 | 8000 | 226.69 | 85.25 | 85.26 | 0.01 | 0
2040 | PJM_ROM_2_PJM_E | PJM_ROM | PJM_E | Internal | Winter | B18 | 400 | 8000 | 499.68 | 68.97 | 68.98 | 0.01 | 0
2040 | PJM_ROM_2_PJM_E | PJM_ROM | PJM_E | Internal | Winter | B19 | 700 | 8000 | 867.54 | 61.43 | 61.44 | 0.01 | 0
2040 | PJM_ROM_2_PJM_E | PJM_ROM | PJM_E | Internal | Winter | B20 | 935 | 8000 | 2556.01 | 58.2 | 58.22 | 0.01 | 0
2040 | PJM_ROM_2_PJM_ROR | PJM_ROM | PJM_ROR | Internal | Shoulder | B11 | 25 | 8000 | 5758.62 | 93.62 | 93.63 | 0.01 | 0
2040 | PJM_ROM_2_PJM_ROR | PJM_ROM | PJM_ROR | Internal | Shoulder | B12 | 200 | 8000 | 4367.02 | 84.4 | 84.41 | 0.01 | 0
2040 | PJM_ROM_2_PJM_ROR | PJM_ROM | PJM_ROR | Internal | Shoulder | B13 | 600 | 8000 | 4591.74 | 65.82 | 65.83 | 0.01 | 0
2040 | PJM_ROM_2_PJM_ROR | PJM_ROM | PJM_ROR | Internal | Shoulder | B14 | 900 | 8000 | 3979.7 | 59.76 | 59.77 | 0.01 | 0
2040 | PJM_ROM_2_PJM_ROR | PJM_ROM | PJM_ROR | Internal | Shoulder | B15 | 1203 | 8000 | 4995.34 | 57.48 | 57.49 | 0.01 | 0
2040 | PJM_ROM_2_PJM_ROR | PJM_ROM | PJM_ROR | Internal | Summer | B1 | 10 | 8000 | 0 | 745.2 | 745.19 | 0.01 | 0
2040 | PJM_ROM_2_PJM_ROR | PJM_ROM | PJM_ROR | Internal | Summer | B2 | 25 | 8000 | 0 | 751.18 | 751.16 | 0.01 | 0
2040 | PJM_ROM_2_PJM_ROR | PJM_ROM | PJM_ROR | Internal | Summer | B3 | 75 | 8000 | 0 | 96.65 | 96.64 | 0.01 | 0
2040 | PJM_ROM_2_PJM_ROR | PJM_ROM | PJM_ROR | Internal | Summer | B4 | 100 | 8000 | 2749.9 | 90.43 | 90.44 | 0.01 | 0
2040 | PJM_ROM_2_PJM_ROR | PJM_ROM | PJM_ROR | Internal | Summer | B5 | 200 | 8000 | 3986.41 | 90.43 | 90.44 | 0.01 | 0
2040 | PJM_ROM_2_PJM_ROR | PJM_ROM | PJM_ROR | Internal | Summer | B6 | 300 | 8000 | 769.96 | 68.73 | 68.75 | 0.01 | 0
2040 | PJM_ROM_2_PJM_ROR | PJM_ROM | PJM_ROR | Internal | Summer | B7 | 400 | 8000 | 1254.7 | 59.29 | 59.31 | 0.01 | 0
2040 | PJM_ROM_2_PJM_ROR | PJM_ROM | PJM_ROR | Internal | Summer | B8 | 500 | 8000 | 2618.3 | 55.2 | 55.21 | 0.01 | 0
2040 | PJM_ROM_2_PJM_ROR | PJM_ROM | PJM_ROR | Internal | Summer | B9 | 800 | 8000 | 1674.52 | 53.38 | 53.39 | 0.01 | 0
2040 | PJM_ROM_2_PJM_ROR | PJM_ROM | PJM_ROR | Internal | Summer | B10 | 1262 | 8000 | 0 | 49.79 | 49.78 | 0.01 | 0
2040 | PJM_ROM_2_PJM_ROR | PJM_ROM | PJM_ROR | Internal | Winter | B16 | 25 | 8000 | 2925.14 | 100.64 | 100.65 | 0.01 | 0
2040 | PJM_ROM_2_PJM_ROR | PJM_ROM | PJM_ROR | Internal | Winter | B17 | 100 | 8000 | 315.5 | 85.25 | 85.26 | 0.01 | 0
2040 | PJM_ROM_2_PJM_ROR | PJM_ROM | PJM_ROR | Internal | Winter | B18 | 400 | 8000 | 0 | 68.97 | 68.96 | 0.01 | 0
2040 | PJM_ROM_2_PJM_ROR | PJM_ROM | PJM_ROR | Internal | Winter | B19 | 700 | 8000 | 0 | 61.43 | 61.42 | 0.01 | 0
2040 | PJM_ROM_2_PJM_ROR | PJM_ROM | PJM_ROR | Internal | Winter | B20 | 935 | 8000 | 0 | 58.2 | 58.19 | 0.01 | 0
2040 | SOCO_2_FRCC | SOCO | FRCC | Internal | Shoulder | B11 | 25 | 3700 | 3506.69 | 103.67 | 113.67 | 10 | 0
2040 | SOCO_2_FRCC | SOCO | FRCC | Internal | Shoulder | B12 | 200 | 3700 | 3700 | 65.41 | 79.63 | 10 | 4.22
2040 | SOCO_2_FRCC | SOCO | FRCC | Internal | Shoulder | B13 | 600 | 3700 | 130.53 | 61.82 | 71.82 | 10 | 0
2040 | SOCO_2_FRCC | SOCO | FRCC | Internal | Shoulder | B14 | 900 | 3700 | 0 | 61.82 | 69.82 | 10 | 0
2040 | SOCO_2_FRCC | SOCO | FRCC | Internal | Shoulder | B15 | 1203 | 3700 | 0 | 61.82 | 66.91 | 10 | 0
2040 | SOCO_2_FRCC | SOCO | FRCC | Internal | Summer | B1 | 10 | 3700 | 0 | 751.16 | 751.19 | 10 | 0
2040 | SOCO_2_FRCC | SOCO | FRCC | Internal | Summer | B2 | 25 | 3700 | 0 | 751.19 | 751.19 | 10 | 0
2040 | SOCO_2_FRCC | SOCO | FRCC | Internal | Summer | B3 | 75 | 3700 | 3700 | 111.65 | 587.77 | 10 | 466.13
2040 | SOCO_2_FRCC | SOCO | FRCC | Internal | Summer | B4 | 100 | 3700 | 3164.02 | 108.01 | 118.01 | 10 | 0
2040 | SOCO_2_FRCC | SOCO | FRCC | Internal | Summer | B5 | 200 | 3700 | 3453.99 | 97.43 | 107.43 | 10 | 0
2040 | SOCO_2_FRCC | SOCO | FRCC | Internal | Summer | B6 | 300 | 3700 | 3700 | 75.25 | 107.43 | 10 | 22.19
2040 | SOCO_2_FRCC | SOCO | FRCC | Internal | Summer | B7 | 400 | 3700 | 3700 | 68 | 78.23 | 10 | 0.22
2040 | SOCO_2_FRCC | SOCO | FRCC | Internal | Summer | B8 | 500 | 3700 | 2344.17 | 60.21 | 70.21 | 10 | 0
2040 | SOCO_2_FRCC | SOCO | FRCC | Internal | Summer | B9 | 800 | 3700 | 0 | 60.21 | 68.59 | 10 | 0
2040 | SOCO_2_FRCC | SOCO | FRCC | Internal | Summer | B10 | 1262 | 3700 | 2458.5 | 55.74 | 65.74 | 10 | 0
2040 | SOCO_2_FRCC | SOCO | FRCC | Internal | Winter | B16 | 25 | 3700 | 3700 | 103.15 | 114.06 | 10 | 0.9
2040 | SOCO_2_FRCC | SOCO | FRCC | Internal | Winter | B17 | 100 | 3700 | 3700 | 67.88 | 84.25 | 10 | 6.37
2040 | SOCO_2_FRCC | SOCO | FRCC | Internal | Winter | B18 | 400 | 3700 | 1916.01 | 65.5 | 75.5 | 10 | 0
2040 | SOCO_2_FRCC | SOCO | FRCC | Internal | Winter | B19 | 700 | 3700 | 1842.45 | 61.97 | 71.97 | 10 | 0
2040 | SOCO_2_FRCC | SOCO | FRCC | Internal | Winter | B20 | 935 | 3700 | 3440.31 | 59.97 | 69.97 | 10 | 0
2040 | SOCO_2_TVA_Transmission | SOCO | TVA_Transmission | Internal | Shoulder | B11 | 25 | 2600 | 0 | 103.67 | 98.43 | 10 | 0
2040 | SOCO_2_TVA_Transmission | SOCO | TVA_Transmission | Internal | Shoulder | B12 | 200 | 2600 | 932 | 65.41 | 75.41 | 10 | 0
2040 | SOCO_2_TVA_Transmission | SOCO | TVA_Transmission | Internal | Shoulder | B13 | 600 | 2600 | 0 | 61.82 | 66.47 | 10 | 0
2040 | SOCO_2_TVA_Transmission | SOCO | TVA_Transmission | Internal | Shoulder | B14 | 900 | 2600 | 0 | 61.82 | 63.49 | 10 | 0
2040 | SOCO_2_TVA_Transmission | SOCO | TVA_Transmission | Internal | Shoulder | B15 | 1203 | 2600 | 0 | 61.82 | 63.49 | 10 | 0
2040 | SOCO_2_TVA_Transmission | SOCO | TVA_Transmission | Internal | Summer | B1 | 10 | 2600 | 0 | 751.16 | 751.16 | 10 | 0
2040 | SOCO_2_TVA_Transmission | SOCO | TVA_Transmission | Internal | Summer | B2 | 25 | 2600 | 0 | 751.19 | 752.57 | 10 | 0
2040 | SOCO_2_TVA_Transmission | SOCO | TVA_Transmission | Internal | Summer | B3 | 75 | 2600 | 0 | 111.65 | 102.65 | 10 | 0
2040 | SOCO_2_TVA_Transmission | SOCO | TVA_Transmission | Internal | Summer | B4 | 100 | 2600 | 0 | 108.01 | 100.01 | 10 | 0
2040 | SOCO_2_TVA_Transmission | SOCO | TVA_Transmission | Internal | Summer | B5 | 200 | 2600 | 0 | 97.43 | 96.44 | 10 | 0
2040 | SOCO_2_TVA_Transmission | SOCO | TVA_Transmission | Internal | Summer | B6 | 300 | 2600 | 0 | 75.25 | 74.72 | 10 | 0
2040 | SOCO_2_TVA_Transmission | SOCO | TVA_Transmission | Internal | Summer | B7 | 400 | 2600 | 0 | 68 | 65.31 | 10 | 0
2040 | SOCO_2_TVA_Transmission | SOCO | TVA_Transmission | Internal | Summer | B8 | 500 | 2600 | 0 | 60.21 | 61.2 | 10 | 0
2040 | SOCO_2_TVA_Transmission | SOCO | TVA_Transmission | Internal | Summer | B9 | 800 | 2600 | 0 | 60.21 | 59.32 | 10 | 0
2040 | SOCO_2_TVA_Transmission | SOCO | TVA_Transmission | Internal | Summer | B10 | 1262 | 2600 | 0 | 55.74 | 49.64 | 10 | 0
2040 | SOCO_2_TVA_Transmission | SOCO | TVA_Transmission | Internal | Winter | B16 | 25 | 2600 | 0 | 103.15 | 103.15 | 10 | 0
2040 | SOCO_2_TVA_Transmission | SOCO | TVA_Transmission | Internal | Winter | B17 | 100 | 2600 | 0 | 67.88 | 76.26 | 10 | 0
2040 | SOCO_2_TVA_Transmission | SOCO | TVA_Transmission | Internal | Winter | B18 | 400 | 2600 | 0 | 65.5 | 68.93 | 10 | 0
2040 | SOCO_2_TVA_Transmission | SOCO | TVA_Transmission | Internal | Winter | B19 | 700 | 2600 | 0 | 61.97 | 64.73 | 10 | 0
2040 | SOCO_2_TVA_Transmission | SOCO | TVA_Transmission | Internal | Winter | B20 | 935 | 2600 | 0 | 59.97 | 63.4 | 10 | 0
2040 | SOCO_2_VACAR | SOCO | VACAR | Internal | Shoulder | B11 | 25 | 2000 | 0 | 103.67 | 103.67 | 10 | 0
2040 | SOCO_2_VACAR | SOCO | VACAR | Internal | Shoulder | B12 | 200 | 2000 | 2000 | 65.41 | 90.41 | 10 | 15
2040 | SOCO_2_VACAR | SOCO | VACAR | Internal | Shoulder | B13 | 600 | 2000 | 2000 | 61.82 | 71.83 | 10 | 0.01
2040 | SOCO_2_VACAR | SOCO | VACAR | Internal | Shoulder | B14 | 900 | 2000 | 160.8 | 61.82 | 71.82 | 10 | 0
2040 | SOCO_2_VACAR | SOCO | VACAR | Internal | Shoulder | B15 | 1203 | 2000 | 0 | 61.82 | 63.49 | 10 | 0
2040 | SOCO_2_VACAR | SOCO | VACAR | Internal | Summer | B1 | 10 | 2000 | 0 | 751.16 | 751.19 | 10 | 0
2040 | SOCO_2_VACAR | SOCO | VACAR | Internal | Summer | B2 | 25 | 2000 | 0 | 751.19 | 751.19 | 10 | 0
2040 | SOCO_2_VACAR | SOCO | VACAR | Internal | Summer | B3 | 75 | 2000 | 2000 | 111.65 | 314.49 | 10 | 192.84
2040 | SOCO_2_VACAR | SOCO | VACAR | Internal | Summer | B4 | 100 | 2000 | 39.13 | 108.01 | 118.01 | 10 | 0
2040 | SOCO_2_VACAR | SOCO | VACAR | Internal | Summer | B5 | 200 | 2000 | 0 | 97.43 | 99.6 | 10 | 0
2040 | SOCO_2_VACAR | SOCO | VACAR | Internal | Summer | B6 | 300 | 2000 | 2000 | 75.25 | 99.6 | 10 | 14.36
2040 | SOCO_2_VACAR | SOCO | VACAR | Internal | Summer | B7 | 400 | 2000 | 1618.31 | 68 | 78 | 10 | 0
2040 | SOCO_2_VACAR | SOCO | VACAR | Internal | Summer | B8 | 500 | 2000 | 562.01 | 60.21 | 70.21 | 10 | 0
2040 | SOCO_2_VACAR | SOCO | VACAR | Internal | Summer | B9 | 800 | 2000 | 0 | 60.21 | 60.47 | 10 | 0
2040 | SOCO_2_VACAR | SOCO | VACAR | Internal | Summer | B10 | 1262 | 2000 | 0 | 55.74 | 55.78 | 10 | 0
2040 | SOCO_2_VACAR | SOCO | VACAR | Internal | Winter | B16 | 25 | 2000 | 700.14 | 103.15 | 113.15 | 10 | 0
2040 | SOCO_2_VACAR | SOCO | VACAR | Internal | Winter | B17 | 100 | 2000 | 2000 | 67.88 | 96.59 | 10 | 18.72
2040 | SOCO_2_VACAR | SOCO | VACAR | Internal | Winter | B18 | 400 | 2000 | 1044.86 | 65.5 | 75.5 | 10 | 0
2040 | SOCO_2_VACAR | SOCO | VACAR | Internal | Winter | B19 | 700 | 2000 | 0 | 61.97 | 69.09 | 10 | 0
2040 | SOCO_2_VACAR | SOCO | VACAR | Internal | Winter | B20 | 935 | 2000 | 0 | 59.97 | 64.19 | 10 | 0
2040 | SPP_N_2_ENT | SPP_N | ENT | Internal | Shoulder | B11 | 25 | 1800 | 404.13 | 95.63 | 100.63 | 5 | 0
2040 | SPP_N_2_ENT | SPP_N | ENT | Internal | Shoulder | B12 | 200 | 1800 | 0 | 65.3 | 64.39 | 5 | 0
2040 | SPP_N_2_ENT | SPP_N | ENT | Internal | Shoulder | B13 | 600 | 1800 | 0 | 59.24 | 61.51 | 5 | 0
2040 | SPP_N_2_ENT | SPP_N | ENT | Internal | Shoulder | B14 | 900 | 1800 | 1702.42 | 54.46 | 59.46 | 5 | 0
2040 | SPP_N_2_ENT | SPP_N | ENT | Internal | Shoulder | B15 | 1203 | 1800 | 1800 | 53.23 | 59.46 | 5 | 1.24
2040 | SPP_N_2_ENT | SPP_N | ENT | Internal | Summer | B1 | 10 | 1800 | 1600.7 | 738.16 | 743.16 | 5 | 0
2040 | SPP_N_2_ENT | SPP_N | ENT | Internal | Summer | B2 | 25 | 1800 | 1800 | 746.18 | 751.19 | 5 | 0.01
2040 | SPP_N_2_ENT | SPP_N | ENT | Internal | Summer | B3 | 75 | 1800 | 328.51 | 98.65 | 103.65 | 5 | 0
2040 | SPP_N_2_ENT | SPP_N | ENT | Internal | Summer | B4 | 100 | 1800 | 0 | 97.14 | 100.01 | 5 | 0
2040 | SPP_N_2_ENT | SPP_N | ENT | Internal | Summer | B5 | 200 | 1800 | 401.82 | 90.34 | 95.34 | 5 | 0
2040 | SPP_N_2_ENT | SPP_N | ENT | Internal | Summer | B6 | 300 | 1800 | 0 | 62.55 | 67.25 | 5 | 0
2040 | SPP_N_2_ENT | SPP_N | ENT | Internal | Summer | B7 | 400 | 1800 | 0 | 57.42 | 60 | 5 | 0
2040 | SPP_N_2_ENT | SPP_N | ENT | Internal | Summer | B8 | 500 | 1800 | 0 | 57.29 | 60 | 5 | 0
2040 | SPP_N_2_ENT | SPP_N | ENT | Internal | Summer | B9 | 800 | 1800 | 445.61 | 54.32 | 59.32 | 5 | 0
2040 | SPP_N_2_ENT | SPP_N | ENT | Internal | Summer | B10 | 1262 | 1800 | 1800 | 47.77 | 57.59 | 5 | 4.82
2040 | SPP_N_2_ENT | SPP_N | ENT | Internal | Winter | B16 | 25 | 1800 | 498.67 | 90.15 | 95.15 | 5 | 0
2040 | SPP_N_2_ENT | SPP_N | ENT | Internal | Winter | B17 | 100 | 1800 | 102.92 | 63.26 | 68.26 | 5 | 0
2040 | SPP_N_2_ENT | SPP_N | ENT | Internal | Winter | B18 | 400 | 1800 | 0 | 61.08 | 65.94 | 5 | 0
2040 | SPP_N_2_ENT | SPP_N | ENT | Internal | Winter | B19 | 700 | 1800 | 1800 | 58.39 | 63.4 | 5 | 0.01
2040 | SPP_N_2_ENT | SPP_N | ENT | Internal | Winter | B20 | 935 | 1800 | 1800 | 50.4 | 63.4 | 5 | 8
2040 | SPP_N_2_MISO_MO-IL | SPP_N | MISO_MO-IL | Internal | Shoulder | B11 | 25 | 2000 | 0 | 95.63 | 95.63 | 5 | 0
2040 | SPP_N_2_MISO_MO-IL | SPP_N | MISO_MO-IL | Internal | Shoulder | B12 | 200 | 2000 | 2000 | 65.3 | 70.31 | 5 | 0.01
2040 | SPP_N_2_MISO_MO-IL | SPP_N | MISO_MO-IL | Internal | Shoulder | B13 | 600 | 2000 | 0 | 59.24 | 61.32 | 5 | 0
2040 | SPP_N_2_MISO_MO-IL | SPP_N | MISO_MO-IL | Internal | Shoulder | B14 | 900 | 2000 | 0 | 54.46 | 57.77 | 5 | 0
2040 | SPP_N_2_MISO_MO-IL | SPP_N | MISO_MO-IL | Internal | Shoulder | B15 | 1203 | 2000 | 0 | 53.23 | 56.38 | 5 | 0
2040 | SPP_N_2_MISO_MO-IL | SPP_N | MISO_MO-IL | Internal | Summer | B1 | 10 | 2000 | 1683.76 | 738.16 | 743.16 | 5 | 0
2040 | SPP_N_2_MISO_MO-IL | SPP_N | MISO_MO-IL | Internal | Summer | B2 | 25 | 2000 | 0 | 746.18 | 746.18 | 5 | 0
2040 | SPP_N_2_MISO_MO-IL | SPP_N | MISO_MO-IL | Internal | Summer | B3 | 75 | 2000 | 0 | 98.65 | 94.65 | 5 | 0
2040 | SPP_N_2_MISO_MO-IL | SPP_N | MISO_MO-IL | Internal | Summer | B4 | 100 | 2000 | 0 | 97.14 | 92.01 | 5 | 0
2040 | SPP_N_2_MISO_MO-IL | SPP_N | MISO_MO-IL | Internal | Summer | B5 | 200 | 2000 | 0 | 90.34 | 88.44 | 5 | 0
2040 | SPP_N_2_MISO_MO-IL | SPP_N | MISO_MO-IL | Internal | Summer | B6 | 300 | 2000 | 0 | 62.55 | 66.72 | 5 | 0
2040 | SPP_N_2_MISO_MO-IL | SPP_N | MISO_MO-IL | Internal | Summer | B7 | 400 | 2000 | 0 | 57.42 | 57.31 | 5 | 0
2040 | SPP_N_2_MISO_MO-IL | SPP_N | MISO_MO-IL | Internal | Summer | B8 | 500 | 2000 | 0 | 57.29 | 53.2 | 5 | 0
2040 | SPP_N_2_MISO_MO-IL | SPP_N | MISO_MO-IL | Internal | Summer | B9 | 800 | 2000 | 0 | 54.32 | 51.32 | 5 | 0
2040 | SPP_N_2_MISO_MO-IL | SPP_N | MISO_MO-IL | Internal | Summer | B10 | 1262 | 2000 | 0 | 47.77 | 47.77 | 5 | 0
2040 | SPP_N_2_MISO_MO-IL | SPP_N | MISO_MO-IL | Internal | Winter | B16 | 25 | 2000 | 1455.26 | 90.15 | 95.15 | 5 | 0
2040 | SPP_N_2_MISO_MO-IL | SPP_N | MISO_MO-IL | Internal | Winter | B17 | 100 | 2000 | 387.26 | 63.26 | 68.26 | 5 | 0
2040 | SPP_N_2_MISO_MO-IL | SPP_N | MISO_MO-IL | Internal | Winter | B18 | 400 | 2000 | 0 | 61.08 | 62.7 | 5 | 0
2040 | SPP_N_2_MISO_MO-IL | SPP_N | MISO_MO-IL | Internal | Winter | B19 | 700 | 2000 | 0 | 58.39 | 59.41 | 5 | 0
2040 | SPP_N_2_MISO_MO-IL | SPP_N | MISO_MO-IL | Internal | Winter | B20 | 935 | 2000 | 989.04 | 50.4 | 55.4 | 5 | 0
2040 | SPP_N_2_MISO_W | SPP_N | MISO_W | Internal | Shoulder | B11 | 25 | 750 | 0 | 95.63 | 95.62 | 5 | 0
2040 | SPP_N_2_MISO_W | SPP_N | MISO_W | Internal | Shoulder | B12 | 200 | 750 | 684.14 | 65.3 | 70.3 | 5 | 0
2040 | SPP_N_2_MISO_W | SPP_N | MISO_W | Internal | Shoulder | B13 | 600 | 750 | 0 | 59.24 | 60.13 | 5 | 0
2040 | SPP_N_2_MISO_W | SPP_N | MISO_W | Internal | Shoulder | B14 | 900 | 750 | 0 | 54.46 | 57.76 | 5 | 0
2040 | SPP_N_2_MISO_W | SPP_N | MISO_W | Internal | Shoulder | B15 | 1203 | 750 | 0 | 53.23 | 56.37 | 5 | 0
2040 | SPP_N_2_MISO_W | SPP_N | MISO_W | Internal | Summer | B1 | 10 | 750 | 0 | 738.16 | 738.15 | 5 | 0
2040 | SPP_N_2_MISO_W | SPP_N | MISO_W | Internal | Summer | B2 | 25 | 750 | 0 | 746.18 | 746.16 | 5 | 0
2040 | SPP_N_2_MISO_W | SPP_N | MISO_W | Internal | Summer | B3 | 75 | 750 | 0 | 98.65 | 94.64 | 5 | 0
2040 | SPP_N_2_MISO_W | SPP_N | MISO_W | Internal | Summer | B4 | 100 | 750 | 0 | 97.14 | 91.99 | 5 | 0
2040 | SPP_N_2_MISO_W | SPP_N | MISO_W | Internal | Summer | B5 | 200 | 750 | 0 | 90.34 | 88.43 | 5 | 0
2040 | SPP_N_2_MISO_W | SPP_N | MISO_W | Internal | Summer | B6 | 300 | 750 | 0 | 62.55 | 66.71 | 5 | 0
2040 | SPP_N_2_MISO_W | SPP_N | MISO_W | Internal | Summer | B7 | 400 | 750 | 0 | 57.42 | 57.29 | 5 | 0
2040 | SPP_N_2_MISO_W | SPP_N | MISO_W | Internal | Summer | B8 | 500 | 750 | 0 | 57.29 | 53.19 | 5 | 0
2040 | SPP_N_2_MISO_W | SPP_N | MISO_W | Internal | Summer | B9 | 800 | 750 | 0 | 54.32 | 50.08 | 5 | 0
2040 | SPP_N_2_MISO_W | SPP_N | MISO_W | Internal | Summer | B10 | 1262 | 750 | 0 | 47.77 | 47.76 | 5 | 0
2040 | SPP_N_2_MISO_W | SPP_N | MISO_W | Internal | Winter | B16 | 25 | 750 | 0 | 90.15 | 90.14 | 5 | 0
2040 | SPP_N_2_MISO_W | SPP_N | MISO_W | Internal | Winter | B17 | 100 | 750 | 0 | 63.26 | 64.29 | 5 | 0
2040 | SPP_N_2_MISO_W | SPP_N | MISO_W | Internal | Winter | B18 | 400 | 750 | 0 | 61.08 | 62.69 | 5 | 0
2040 | SPP_N_2_MISO_W | SPP_N | MISO_W | Internal | Winter | B19 | 700 | 750 | 0 | 58.39 | 59.4 | 5 | 0
2040 | SPP_N_2_MISO_W | SPP_N | MISO_W | Internal | Winter | B20 | 935 | 750 | 0 | 50.4 | 55.39 | 5 | 0
2040 | SPP_N_2_NE | SPP_N | NE | Internal | Shoulder | B11 | 25 | 330 | 0 | 95.63 | 95.62 | 0.01 | 0
2040 | SPP_N_2_NE | SPP_N | NE | Internal | Shoulder | B12 | 200 | 330 | 0 | 65.3 | 65.3 | 0.01 | 0
2040 | SPP_N_2_NE | SPP_N | NE | Internal | Shoulder | B13 | 600 | 330 | 0 | 59.24 | 59.23 | 0.01 | 0
2040 | SPP_N_2_NE | SPP_N | NE | Internal | Shoulder | B14 | 900 | 330 | 0 | 54.46 | 54.45 | 0.01 | 0
2040 | SPP_N_2_NE | SPP_N | NE | Internal | Shoulder | B15 | 1203 | 330 | 0 | 53.23 | 53.21 | 0.01 | 0
2040 | SPP_N_2_NE | SPP_N | NE | Internal | Summer | B1 | 10 | 330 | 0 | 738.16 | 738.15 | 0.01 | 0
2040 | SPP_N_2_NE | SPP_N | NE | Internal | Summer | B2 | 25 | 330 | 0 | 746.18 | 746.16 | 0.01 | 0
2040 | SPP_N_2_NE | SPP_N | NE | Internal | Summer | B3 | 75 | 330 | 0 | 98.65 | 98.64 | 0.01 | 0
2040 | SPP_N_2_NE | SPP_N | NE | Internal | Summer | B4 | 100 | 330 | 0 | 97.14 | 97.13 | 0.01 | 0
2040 | SPP_N_2_NE | SPP_N | NE | Internal | Summer | B5 | 200 | 330 | 0 | 90.34 | 90.33 | 0.01 | 0
2040 | SPP_N_2_NE | SPP_N | NE | Internal | Summer | B6 | 300 | 330 | 273.73 | 62.55 | 62.56 | 0.01 | 0
2040 | SPP_N_2_NE | SPP_N | NE | Internal | Summer | B7 | 400 | 330 | 0 | 57.42 | 57.41 | 0.01 | 0
2040 | SPP_N_2_NE | SPP_N | NE | Internal | Summer | B8 | 500 | 330 | 0 | 57.29 | 53.19 | 0.01 | 0
2040 | SPP_N_2_NE | SPP_N | NE | Internal | Summer | B9 | 800 | 330 | 0 | 54.32 | 52.77 | 0.01 | 0
2040 | SPP_N_2_NE | SPP_N | NE | Internal | Summer | B10 | 1262 | 330 | 0 | 47.77 | 47.76 | 0.01 | 0
2040 | SPP_N_2_NE | SPP_N | NE | Internal | Winter | B16 | 25 | 330 | 0 | 90.15 | 90.14 | 0.01 | 0
2040 | SPP_N_2_NE | SPP_N | NE | Internal | Winter | B17 | 100 | 330 | 0 | 63.26 | 63.27 | 0.01 | 0
2040 | SPP_N_2_NE | SPP_N | NE | Internal | Winter | B18 | 400 | 330 | 0 | 61.08 | 61.07 | 0.01 | 0
2040 | SPP_N_2_NE | SPP_N | NE | Internal | Winter | B19 | 700 | 330 | 0 | 58.39 | 58.38 | 0.01 | 0
2040 | SPP_N_2_NE | SPP_N | NE | Internal | Winter | B20 | 935 | 330 | 0 | 50.4 | 50.39 | 0.01 | 0
2040 | SPP_N_2_SPP_S | SPP_N | SPP_S | Internal | Shoulder | B11 | 25 | 4000 | 0 | 95.63 | 95.62 | 0.01 | 0
2040 | SPP_N_2_SPP_S | SPP_N | SPP_S | Internal | Shoulder | B12 | 200 | 4000 | 0 | 65.3 | 59.39 | 0.01 | 0
2040 | SPP_N_2_SPP_S | SPP_N | SPP_S | Internal | Shoulder | B13 | 600 | 4000 | 1605.07 | 59.24 | 59.25 | 0.01 | 0
2040 | SPP_N_2_SPP_S | SPP_N | SPP_S | Internal | Shoulder | B14 | 900 | 4000 | 1394.91 | 54.46 | 54.47 | 0.01 | 0
2040 | SPP_N_2_SPP_S | SPP_N | SPP_S | Internal | Shoulder | B15 | 1203 | 4000 | 2649.53 | 53.23 | 53.24 | 0.01 | 0
2040 | SPP_N_2_SPP_S | SPP_N | SPP_S | Internal | Summer | B1 | 10 | 4000 | 0 | 738.16 | 521.03 | 0.01 | 0
2040 | SPP_N_2_SPP_S | SPP_N | SPP_S | Internal | Summer | B2 | 25 | 4000 | 398.34 | 746.18 | 746.19 | 0.01 | 0
2040 | SPP_N_2_SPP_S | SPP_N | SPP_S | Internal | Summer | B3 | 75 | 4000 | 1017.39 | 98.65 | 98.66 | 0.01 | 0
2040 | SPP_N_2_SPP_S | SPP_N | SPP_S | Internal | Summer | B4 | 100 | 4000 | 0 | 97.14 | 95.09 | 0.01 | 0
2040 | SPP_N_2_SPP_S | SPP_N | SPP_S | Internal | Summer | B5 | 200 | 4000 | 0 | 90.34 | 90.34 | 0.01 | 0
2040 | SPP_N_2_SPP_S | SPP_N | SPP_S | Internal | Summer | B6 | 300 | 4000 | 0 | 62.55 | 62.25 | 0.01 | 0
2040 | SPP_N_2_SPP_S | SPP_N | SPP_S | Internal | Summer | B7 | 400 | 4000 | 613.56 | 57.42 | 57.43 | 0.01 | 0
2040 | SPP_N_2_SPP_S | SPP_N | SPP_S | Internal | Summer | B8 | 500 | 4000 | 2559.54 | 57.29 | 57.3 | 0.01 | 0
2040 | SPP_N_2_SPP_S | SPP_N | SPP_S | Internal | Summer | B9 | 800 | 4000 | 3515.85 | 54.32 | 54.33 | 0.01 | 0
2040 | SPP_N_2_SPP_S | SPP_N | SPP_S | Internal | Summer | B10 | 1262 | 4000 | 3467.39 | 47.77 | 47.78 | 0.01 | 0
2040 | SPP_N_2_SPP_S | SPP_N | SPP_S | Internal | Winter | B16 | 25 | 4000 | 0 | 90.15 | 65.69 | 0.01 | 0
2040 | SPP_N_2_SPP_S | SPP_N | SPP_S | Internal | Winter | B17 | 100 | 4000 | 416.01 | 63.26 | 63.27 | 0.01 | 0
2040 | SPP_N_2_SPP_S | SPP_N | SPP_S | Internal | Winter | B18 | 400 | 4000 | 1004.17 | 61.08 | 61.09 | 0.01 | 0
2040 | SPP_N_2_SPP_S | SPP_N | SPP_S | Internal | Winter | B19 | 700 | 4000 | 222.18 | 58.39 | 58.4 | 0.01 | 0
2040 | SPP_N_2_SPP_S | SPP_N | SPP_S | Internal | Winter | B20 | 935 | 4000 | 660 | 50.4 | 50.41 | 0.01 | 0
2040 | SPP_S_2_ENT | SPP_S | ENT | Internal | Shoulder | B11 | 25 | 850 | 850 | 95.62 | 100.63 | 5 | 0.01
2040 | SPP_S_2_ENT | SPP_S | ENT | Internal | Shoulder | B12 | 200 | 850 | 329.5 | 59.39 | 64.39 | 5 | 0
2040 | SPP_S_2_ENT | SPP_S | ENT | Internal | Shoulder | B13 | 600 | 850 | 0 | 59.25 | 61.51 | 5 | 0
2040 | SPP_S_2_ENT | SPP_S | ENT | Internal | Shoulder | B14 | 900 | 850 | 0 | 54.47 | 59.46 | 5 | 0
2040 | SPP_S_2_ENT | SPP_S | ENT | Internal | Shoulder | B15 | 1203 | 850 | 850 | 53.24 | 59.46 | 5 | 1.22
2040 | SPP_S_2_ENT | SPP_S | ENT | Internal | Summer | B1 | 10 | 850 | 850 | 521.03 | 743.16 | 5 | 217.13
2040 | SPP_S_2_ENT | SPP_S | ENT | Internal | Summer | B2 | 25 | 850 | 6.86 | 746.19 | 751.19 | 5 | 0
2040 | SPP_S_2_ENT | SPP_S | ENT | Internal | Summer | B3 | 75 | 850 | 0 | 98.66 | 103.65 | 5 | 0
2040 | SPP_S_2_ENT | SPP_S | ENT | Internal | Summer | B4 | 100 | 850 | 0 | 95.09 | 100.01 | 5 | 0
2040 | SPP_S_2_ENT | SPP_S | ENT | Internal | Summer | B5 | 200 | 850 | 48.62 | 90.34 | 95.34 | 5 | 0
2040 | SPP_S_2_ENT | SPP_S | ENT | Internal | Summer | B6 | 300 | 850 | 251.29 | 62.25 | 67.25 | 5 | 0
2040 | SPP_S_2_ENT | SPP_S | ENT | Internal | Summer | B7 | 400 | 850 | 0 | 57.43 | 60 | 5 | 0
2040 | SPP_S_2_ENT | SPP_S | ENT | Internal | Summer | B8 | 500 | 850 | 0 | 57.3 | 60 | 5 | 0
2040 | SPP_S_2_ENT | SPP_S | ENT | Internal | Summer | B9 | 800 | 850 | 0 | 54.33 | 59.32 | 5 | 0
2040 | SPP_S_2_ENT | SPP_S | ENT | Internal | Summer | B10 | 1262 | 850 | 850 | 47.78 | 57.59 | 5 | 4.81
2040 | SPP_S_2_ENT | SPP_S | ENT | Internal | Winter | B16 | 25 | 850 | 850 | 65.69 | 95.15 | 5 | 24.47
2040 | SPP_S_2_ENT | SPP_S | ENT | Internal | Winter | B17 | 100 | 850 | 0 | 63.27 | 68.26 | 5 | 0
2040 | SPP_S_2_ENT | SPP_S | ENT | Internal | Winter | B18 | 400 | 850 | 0 | 61.09 | 65.94 | 5 | 0
2040 | SPP_S_2_ENT | SPP_S | ENT | Internal | Winter | B19 | 700 | 850 | 585.1 | 58.4 | 63.4 | 5 | 0
2040 | SPP_S_2_ENT | SPP_S | ENT | Internal | Winter | B20 | 935 | 850 | 850 | 50.41 | 63.4 | 5 | 7.99
2040 | SPP_S_2_SPP_N | SPP_S | SPP_N | Internal | Shoulder | B11 | 25 | 640 | 100.67 | 95.62 | 95.63 | 0.01 | 0
2040 | SPP_S_2_SPP_N | SPP_S | SPP_N | Internal | Shoulder | B12 | 200 | 640 | 640 | 59.39 | 65.3 | 0.01 | 5.9
2040 | SPP_S_2_SPP_N | SPP_S | SPP_N | Internal | Shoulder | B13 | 600 | 640 | 0 | 59.25 | 59.24 | 0.01 | 0
2040 | SPP_S_2_SPP_N | SPP_S | SPP_N | Internal | Shoulder | B14 | 900 | 640 | 0 | 54.47 | 54.46 | 0.01 | 0
2040 | SPP_S_2_SPP_N | SPP_S | SPP_N | Internal | Shoulder | B15 | 1203 | 640 | 0 | 53.24 | 53.23 | 0.01 | 0
2040 | SPP_S_2_SPP_N | SPP_S | SPP_N | Internal | Summer | B1 | 10 | 640 | 640 | 521.03 | 738.16 | 0.01 | 217.12
2040 | SPP_S_2_SPP_N | SPP_S | SPP_N | Internal | Summer | B2 | 25 | 640 | 0 | 746.19 | 746.18 | 0.01 | 0
2040 | SPP_S_2_SPP_N | SPP_S | SPP_N | Internal | Summer | B3 | 75 | 640 | 0 | 98.66 | 98.65 | 0.01 | 0
2040 | SPP_S_2_SPP_N | SPP_S | SPP_N | Internal | Summer | B4 | 100 | 640 | 640 | 95.09 | 97.14 | 0.01 | 2.04
2040 | SPP_S_2_SPP_N | SPP_S | SPP_N | Internal | Summer | B5 | 200 | 640 | 0 | 90.34 | 90.34 | 0.01 | 0
2040 | SPP_S_2_SPP_N | SPP_S | SPP_N | Internal | Summer | B6 | 300 | 640 | 640 | 62.25 | 62.55 | 0.01 | 0.29
2040 | SPP_S_2_SPP_N | SPP_S | SPP_N | Internal | Summer | B7 | 400 | 640 | 0 | 57.43 | 57.42 | 0.01 | 0
2040 | SPP_S_2_SPP_N | SPP_S | SPP_N | Internal | Summer | B8 | 500 | 640 | 0 | 57.3 | 57.29 | 0.01 | 0
2040 | SPP_S_2_SPP_N | SPP_S | SPP_N | Internal | Summer | B9 | 800 | 640 | 0 | 54.33 | 54.32 | 0.01 | 0
2040 | SPP_S_2_SPP_N | SPP_S | SPP_N | Internal | Summer | B10 | 1262 | 640 | 0 | 47.78 | 47.77 | 0.01 | 0
2040 | SPP_S_2_SPP_N | SPP_S | SPP_N | Internal | Winter | B16 | 25 | 640 | 640 | 65.69 | 90.15 | 0.01 | 24.46
2040 | SPP_S_2_SPP_N | SPP_S | SPP_N | Internal | Winter | B17 | 100 | 640 | 0 | 63.27 | 63.26 | 0.01 | 0
2040 | SPP_S_2_SPP_N | SPP_S | SPP_N | Internal | Winter | B18 | 400 | 640 | 0 | 61.09 | 61.08 | 0.01 | 0
2040 | SPP_S_2_SPP_N | SPP_S | SPP_N | Internal | Winter | B19 | 700 | 640 | 0 | 58.4 | 58.39 | 0.01 | 0
2040 | SPP_S_2_SPP_N | SPP_S | SPP_N | Internal | Winter | B20 | 935 | 640 | 0 | 50.41 | 50.4 | 0.01 | 0
2040 | TVA_2_ENT | TVA | ENT | Internal | Shoulder | B11 | 25 | 500 | 0 | 94.67 | 100.63 | 9 | 0
2040 | TVA_2_ENT | TVA | ENT | Internal | Shoulder | B12 | 200 | 500 | 0 | 75.41 | 64.39 | 9 | 0
2040 | TVA_2_ENT | TVA | ENT | Internal | Shoulder | B13 | 600 | 500 | 0 | 63.5 | 61.51 | 9 | 0
2040 | TVA_2_ENT | TVA | ENT | Internal | Shoulder | B14 | 900 | 500 | 0 | 63.5 | 59.46 | 9 | 0
2040 | TVA_2_ENT | TVA | ENT | Internal | Shoulder | B15 | 1203 | 500 | 0 | 63.5 | 59.46 | 9 | 0
2040 | TVA_2_ENT | TVA | ENT | Internal | Summer | B1 | 10 | 500 | 0 | 751.18 | 743.16 | 9 | 0
2040 | TVA_2_ENT | TVA | ENT | Internal | Summer | B2 | 25 | 500 | 0 | 751.19 | 751.19 | 9 | 0
2040 | TVA_2_ENT | TVA | ENT | Internal | Summer | B3 | 75 | 500 | 0 | 102.66 | 103.65 | 9 | 0
2040 | TVA_2_ENT | TVA | ENT | Internal | Summer | B4 | 100 | 500 | 0 | 100.02 | 100.01 | 9 | 0
2040 | TVA_2_ENT | TVA | ENT | Internal | Summer | B5 | 200 | 500 | 0 | 96.45 | 95.34 | 9 | 0
2040 | TVA_2_ENT | TVA | ENT | Internal | Summer | B6 | 300 | 500 | 0 | 68.58 | 67.25 | 9 | 0
2040 | TVA_2_ENT | TVA | ENT | Internal | Summer | B7 | 400 | 500 | 0 | 61.9 | 60 | 9 | 0
2040 | TVA_2_ENT | TVA | ENT | Internal | Summer | B8 | 500 | 500 | 0 | 61.21 | 60 | 9 | 0
2040 | TVA_2_ENT | TVA | ENT | Internal | Summer | B9 | 800 | 500 | 0 | 59.33 | 59.32 | 9 | 0
2040 | TVA_2_ENT | TVA | ENT | Internal | Summer | B10 | 1262 | 500 | 0 | 49.66 | 57.59 | 9 | 0
2040 | TVA_2_ENT | TVA | ENT | Internal | Winter | B16 | 25 | 500 | 0 | 103.17 | 95.15 | 9 | 0
2040 | TVA_2_ENT | TVA | ENT | Internal | Winter | B17 | 100 | 500 | 0 | 76.27 | 68.26 | 9 | 0
2040 | TVA_2_ENT | TVA | ENT | Internal | Winter | B18 | 400 | 500 | 0 | 64.28 | 65.94 | 9 | 0
2040 | TVA_2_ENT | TVA | ENT | Internal | Winter | B19 | 700 | 500 | 0 | 64.28 | 63.4 | 9 | 0
2040 | TVA_2_ENT | TVA | ENT | Internal | Winter | B20 | 935 | 500 | 0 | 63.41 | 63.4 | 9 | 0
2040 | TVA_2_NonRTO_Midwest | TVA | NonRTO_Midwest | Internal | Shoulder | B11 | 25 | 100 | 0 | 94.67 | 103.64 | 9 | 0
2040 | TVA_2_NonRTO_Midwest | TVA | NonRTO_Midwest | Internal | Shoulder | B12 | 200 | 100 | 100 | 75.41 | 90.41 | 9 | 6
2040 | TVA_2_NonRTO_Midwest | TVA | NonRTO_Midwest | Internal | Shoulder | B13 | 600 | 100 | 0 | 63.5 | 71.83 | 9 | 0
2040 | TVA_2_NonRTO_Midwest | TVA | NonRTO_Midwest | Internal | Shoulder | B14 | 900 | 100 | 0 | 63.5 | 55.49 | 9 | 0
2040 | TVA_2_NonRTO_Midwest | TVA | NonRTO_Midwest | Internal | Shoulder | B15 | 1203 | 100 | 0 | 63.5 | 55.49 | 9 | 0
2040 | TVA_2_NonRTO_Midwest | TVA | NonRTO_Midwest | Internal | Summer | B1 | 10 | 100 | 0 | 751.18 | 751.18 | 9 | 0
2040 | TVA_2_NonRTO_Midwest | TVA | NonRTO_Midwest | Internal | Summer | B2 | 25 | 100 | 0 | 751.19 | 751.19 | 9 | 0
2040 | TVA_2_NonRTO_Midwest | TVA | NonRTO_Midwest | Internal | Summer | B3 | 75 | 100 | 0 | 102.66 | 97.9 | 9 | 0
2040 | TVA_2_NonRTO_Midwest | TVA | NonRTO_Midwest | Internal | Summer | B4 | 100 | 100 | 0 | 100.02 | 97.9 | 9 | 0
2040 | TVA_2_NonRTO_Midwest | TVA | NonRTO_Midwest | Internal | Summer | B5 | 200 | 100 | 0 | 96.45 | 96.45 | 9 | 0
2040 | TVA_2_NonRTO_Midwest | TVA | NonRTO_Midwest | Internal | Summer | B6 | 300 | 100 | 0 | 68.58 | 74.73 | 9 | 0
2040 | TVA_2_NonRTO_Midwest | TVA | NonRTO_Midwest | Internal | Summer | B7 | 400 | 100 | 0 | 61.9 | 57.31 | 9 | 0
2040 | TVA_2_NonRTO_Midwest | TVA | NonRTO_Midwest | Internal | Summer | B8 | 500 | 100 | 0 | 61.21 | 53.2 | 9 | 0
2040 | TVA_2_NonRTO_Midwest | TVA | NonRTO_Midwest | Internal | Summer | B9 | 800 | 100 | 0 | 59.33 | 51.32 | 9 | 0
2040 | TVA_2_NonRTO_Midwest | TVA | NonRTO_Midwest | Internal | Summer | B10 | 1262 | 100 | 0 | 49.66 | 41.64 | 9 | 0
2040 | TVA_2_NonRTO_Midwest | TVA | NonRTO_Midwest | Internal | Winter | B16 | 25 | 100 | 0 | 103.17 | 107.56 | 9 | 0
2040 | TVA_2_NonRTO_Midwest | TVA | NonRTO_Midwest | Internal | Winter | B17 | 100 | 100 | 100 | 76.27 | 85.28 | 9 | 0.01
2040 | TVA_2_NonRTO_Midwest | TVA | NonRTO_Midwest | Internal | Winter | B18 | 400 | 100 | 100 | 64.28 | 74.95 | 9 | 1.67
2040 | TVA_2_NonRTO_Midwest | TVA | NonRTO_Midwest | Internal | Winter | B19 | 700 | 100 | 0 | 64.28 | 57.33 | 9 | 0
2040 | TVA_2_NonRTO_Midwest | TVA | NonRTO_Midwest | Internal | Winter | B20 | 935 | 100 | 0 | 63.41 | 55.4 | 9 | 0
2040 | TVA_2_PJM_ROR | TVA | PJM_ROR | Internal | Shoulder | B11 | 25 | 500 | 0 | 94.67 | 93.63 | 9 | 0
2040 | TVA_2_PJM_ROR | TVA | PJM_ROR | Internal | Shoulder | B12 | 200 | 500 | 196.36 | 75.41 | 84.41 | 9 | 0
2040 | TVA_2_PJM_ROR | TVA | PJM_ROR | Internal | Shoulder | B13 | 600 | 500 | 0 | 63.5 | 65.83 | 9 | 0
2040 | TVA_2_PJM_ROR | TVA | PJM_ROR | Internal | Shoulder | B14 | 900 | 500 | 0 | 63.5 | 59.77 | 9 | 0
2040 | TVA_2_PJM_ROR | TVA | PJM_ROR | Internal | Shoulder | B15 | 1203 | 500 | 0 | 63.5 | 57.49 | 9 | 0
2040 | TVA_2_PJM_ROR | TVA | PJM_ROR | Internal | Summer | B1 | 10 | 500 | 0 | 751.18 | 745.19 | 9 | 0
2040 | TVA_2_PJM_ROR | TVA | PJM_ROR | Internal | Summer | B2 | 25 | 500 | 0 | 751.19 | 751.16 | 9 | 0
2040 | TVA_2_PJM_ROR | TVA | PJM_ROR | Internal | Summer | B3 | 75 | 500 | 0 | 102.66 | 96.64 | 9 | 0
2040 | TVA_2_PJM_ROR | TVA | PJM_ROR | Internal | Summer | B4 | 100 | 500 | 0 | 100.02 | 90.44 | 9 | 0
2040 | TVA_2_PJM_ROR | TVA | PJM_ROR | Internal | Summer | B5 | 200 | 500 | 0 | 96.45 | 90.44 | 9 | 0
2040 | TVA_2_PJM_ROR | TVA | PJM_ROR | Internal | Summer | B6 | 300 | 500 | 0 | 68.58 | 68.75 | 9 | 0
2040 | TVA_2_PJM_ROR | TVA | PJM_ROR | Internal | Summer | B7 | 400 | 500 | 0 | 61.9 | 59.31 | 9 | 0
2040 | TVA_2_PJM_ROR | TVA | PJM_ROR | Internal | Summer | B8 | 500 | 500 | 0 | 61.21 | 55.21 | 9 | 0
2040 | TVA_2_PJM_ROR | TVA | PJM_ROR | Internal | Summer | B9 | 800 | 500 | 0 | 59.33 | 53.39 | 9 | 0
2040 | TVA_2_PJM_ROR | TVA | PJM_ROR | Internal | Summer | B10 | 1262 | 500 | 0 | 49.66 | 49.78 | 9 | 0
2040 | TVA_2_PJM_ROR | TVA | PJM_ROR | Internal | Winter | B16 | 25 | 500 | 0 | 103.17 | 100.65 | 9 | 0
2040 | TVA_2_PJM_ROR | TVA | PJM_ROR | Internal | Winter | B17 | 100 | 500 | 0 | 76.27 | 85.26 | 9 | 0
2040 | TVA_2_PJM_ROR | TVA | PJM_ROR | Internal | Winter | B18 | 400 | 500 | 0 | 64.28 | 68.96 | 9 | 0
2040 | TVA_2_PJM_ROR | TVA | PJM_ROR | Internal | Winter | B19 | 700 | 500 | 0 | 64.28 | 61.42 | 9 | 0
2040 | TVA_2_PJM_ROR | TVA | PJM_ROR | Internal | Winter | B20 | 935 | 500 | 0 | 63.41 | 58.19 | 9 | 0
2040 | TVA_2_SOCO | TVA | SOCO | Internal | Shoulder | B11 | 25 | 500 | 320.07 | 94.67 | 103.67 | 9 | 0
2040 | TVA_2_SOCO | TVA | SOCO | Internal | Shoulder | B12 | 200 | 500 | 0 | 75.41 | 65.41 | 9 | 0
2040 | TVA_2_SOCO | TVA | SOCO | Internal | Shoulder | B13 | 600 | 500 | 0 | 63.5 | 61.82 | 9 | 0
2040 | TVA_2_SOCO | TVA | SOCO | Internal | Shoulder | B14 | 900 | 500 | 0 | 63.5 | 61.82 | 9 | 0
2040 | TVA_2_SOCO | TVA | SOCO | Internal | Shoulder | B15 | 1203 | 500 | 0 | 63.5 | 61.82 | 9 | 0
2040 | TVA_2_SOCO | TVA | SOCO | Internal | Summer | B1 | 10 | 500 | 0 | 751.18 | 751.16 | 9 | 0
2040 | TVA_2_SOCO | TVA | SOCO | Internal | Summer | B2 | 25 | 500 | 0 | 751.19 | 751.19 | 9 | 0
2040 | TVA_2_SOCO | TVA | SOCO | Internal | Summer | B3 | 75 | 500 | 0 | 102.66 | 111.65 | 9 | 0
2040 | TVA_2_SOCO | TVA | SOCO | Internal | Summer | B4 | 100 | 500 | 0 | 100.02 | 108.01 | 9 | 0
2040 | TVA_2_SOCO | TVA | SOCO | Internal | Summer | B5 | 200 | 500 | 0 | 96.45 | 97.43 | 9 | 0
2040 | TVA_2_SOCO | TVA | SOCO | Internal | Summer | B6 | 300 | 500 | 0 | 68.58 | 75.25 | 9 | 0
2040 | TVA_2_SOCO | TVA | SOCO | Internal | Summer | B7 | 400 | 500 | 0 | 61.9 | 68 | 9 | 0
2040 | TVA_2_SOCO | TVA | SOCO | Internal | Summer | B8 | 500 | 500 | 0 | 61.21 | 60.21 | 9 | 0
2040 | TVA_2_SOCO | TVA | SOCO | Internal | Summer | B9 | 800 | 500 | 0 | 59.33 | 60.21 | 9 | 0
2040 | TVA_2_SOCO | TVA | SOCO | Internal | Summer | B10 | 1262 | 500 | 0 | 49.66 | 55.74 | 9 | 0
2040 | TVA_2_SOCO | TVA | SOCO | Internal | Winter | B16 | 25 | 500 | 0 | 103.17 | 103.15 | 9 | 0
2040 | TVA_2_SOCO | TVA | SOCO | Internal | Winter | B17 | 100 | 500 | 0 | 76.27 | 67.88 | 9 | 0
2040 | TVA_2_SOCO | TVA | SOCO | Internal | Winter | B18 | 400 | 500 | 0 | 64.28 | 65.5 | 9 | 0
2040 | TVA_2_SOCO | TVA | SOCO | Internal | Winter | B19 | 700 | 500 | 0 | 64.28 | 61.97 | 9 | 0
2040 | TVA_2_SOCO | TVA | SOCO | Internal | Winter | B20 | 935 | 500 | 0 | 63.41 | 59.97 | 9 | 0
2040 | TVA_2_VACAR | TVA | VACAR | Internal | Shoulder | B11 | 25 | 150 | 131.63 | 94.67 | 103.67 | 9 | 0
2040 | TVA_2_VACAR | TVA | VACAR | Internal | Shoulder | B12 | 200 | 150 | 150 | 75.41 | 90.41 | 9 | 6
2040 | TVA_2_VACAR | TVA | VACAR | Internal | Shoulder | B13 | 600 | 150 | 0 | 63.5 | 71.83 | 9 | 0
2040 | TVA_2_VACAR | TVA | VACAR | Internal | Shoulder | B14 | 900 | 150 | 0 | 63.5 | 71.82 | 9 | 0
2040 | TVA_2_VACAR | TVA | VACAR | Internal | Shoulder | B15 | 1203 | 150 | 0 | 63.5 | 63.49 | 9 | 0
2040 | TVA_2_VACAR | TVA | VACAR | Internal | Summer | B1 | 10 | 150 | 0 | 751.18 | 751.19 | 9 | 0
2040 | TVA_2_VACAR | TVA | VACAR | Internal | Summer | B2 | 25 | 150 | 0 | 751.19 | 751.19 | 9 | 0
2040 | TVA_2_VACAR | TVA | VACAR | Internal | Summer | B3 | 75 | 150 | 150 | 102.66 | 314.49 | 9 | 202.83
2040 | TVA_2_VACAR | TVA | VACAR | Internal | Summer | B4 | 100 | 150 | 150 | 100.02 | 118.01 | 9 | 8.99
2040 | TVA_2_VACAR | TVA | VACAR | Internal | Summer | B5 | 200 | 150 | 0 | 96.45 | 99.6 | 9 | 0
2040 | TVA_2_VACAR | TVA | VACAR | Internal | Summer | B6 | 300 | 150 | 150 | 68.58 | 99.6 | 9 | 22.02
2040 | TVA_2_VACAR | TVA | VACAR | Internal | Summer | B7 | 400 | 150 | 150 | 61.9 | 78 | 9 | 7.11
2040 | TVA_2_VACAR | TVA | VACAR | Internal | Summer | B8 | 500 | 150 | 59.3 | 61.21 | 70.21 | 9 | 0
2040 | TVA_2_VACAR | TVA | VACAR | Internal | Summer | B9 | 800 | 150 | 0 | 59.33 | 60.47 | 9 | 0
2040 | TVA_2_VACAR | TVA | VACAR | Internal | Summer | B10 | 1262 | 150 | 0 | 49.66 | 55.78 | 9 | 0
2040 | TVA_2_VACAR | TVA | VACAR | Internal | Winter | B16 | 25 | 150 | 150 | 103.17 | 113.15 | 9 | 0.99
2040 | TVA_2_VACAR | TVA | VACAR | Internal | Winter | B17 | 100 | 150 | 150 | 76.27 | 96.59 | 9 | 11.32
2040 | TVA_2_VACAR | TVA | VACAR | Internal | Winter | B18 | 400 | 150 | 150 | 64.28 | 75.5 | 9 | 2.22
2040 | TVA_2_VACAR | TVA | VACAR | Internal | Winter | B19 | 700 | 150 | 0 | 64.28 | 69.09 | 9 | 0
2040 | TVA_2_VACAR | TVA | VACAR | Internal | Winter | B20 | 935 | 150 | 0 | 63.41 | 64.19 | 9 | 0
2040 | TVA_Transmission_2_NonRTO_Midwest | TVA_Transmission | NonRTO_Midwest | Internal | Shoulder | B11 | 25 | 700 | 0 | 98.43 | 103.64 | 9 | 0
2040 | TVA_Transmission_2_NonRTO_Midwest | TVA_Transmission | NonRTO_Midwest | Internal | Shoulder | B12 | 200 | 700 | 700 | 75.41 | 90.41 | 9 | 6
2040 | TVA_Transmission_2_NonRTO_Midwest | TVA_Transmission | NonRTO_Midwest | Internal | Shoulder | B13 | 600 | 700 | 0 | 66.47 | 71.83 | 9 | 0
2040 | TVA_Transmission_2_NonRTO_Midwest | TVA_Transmission | NonRTO_Midwest | Internal | Shoulder | B14 | 900 | 700 | 0 | 63.49 | 55.49 | 9 | 0
2040 | TVA_Transmission_2_NonRTO_Midwest | TVA_Transmission | NonRTO_Midwest | Internal | Shoulder | B15 | 1203 | 700 | 0 | 63.49 | 55.49 | 9 | 0
2040 | TVA_Transmission_2_NonRTO_Midwest | TVA_Transmission | NonRTO_Midwest | Internal | Summer | B1 | 10 | 700 | 0 | 751.16 | 751.18 | 9 | 0
2040 | TVA_Transmission_2_NonRTO_Midwest | TVA_Transmission | NonRTO_Midwest | Internal | Summer | B2 | 25 | 700 | 0 | 752.57 | 751.19 | 9 | 0
2040 | TVA_Transmission_2_NonRTO_Midwest | TVA_Transmission | NonRTO_Midwest | Internal | Summer | B3 | 75 | 700 | 0 | 102.65 | 97.9 | 9 | 0
2040 | TVA_Transmission_2_NonRTO_Midwest | TVA_Transmission | NonRTO_Midwest | Internal | Summer | B4 | 100 | 700 | 0 | 100.01 | 97.9 | 9 | 0
2040 | TVA_Transmission_2_NonRTO_Midwest | TVA_Transmission | NonRTO_Midwest | Internal | Summer | B5 | 200 | 700 | 0 | 96.44 | 96.45 | 9 | 0
2040 | TVA_Transmission_2_NonRTO_Midwest | TVA_Transmission | NonRTO_Midwest | Internal | Summer | B6 | 300 | 700 | 0 | 74.72 | 74.73 | 9 | 0
2040 | TVA_Transmission_2_NonRTO_Midwest | TVA_Transmission | NonRTO_Midwest | Internal | Summer | B7 | 400 | 700 | 0 | 65.31 | 57.31 | 9 | 0
2040 | TVA_Transmission_2_NonRTO_Midwest | TVA_Transmission | NonRTO_Midwest | Internal | Summer | B8 | 500 | 700 | 0 | 61.2 | 53.2 | 9 | 0
2040 | TVA_Transmission_2_NonRTO_Midwest | TVA_Transmission | NonRTO_Midwest | Internal | Summer | B9 | 800 | 700 | 0 | 59.32 | 51.32 | 9 | 0
2040 | TVA_Transmission_2_NonRTO_Midwest | TVA_Transmission | NonRTO_Midwest | Internal | Summer | B10 | 1262 | 700 | 0 | 49.64 | 41.64 | 9 | 0
2040 | TVA_Transmission_2_NonRTO_Midwest | TVA_Transmission | NonRTO_Midwest | Internal | Winter | B16 | 25 | 700 | 0 | 103.15 | 107.56 | 9 | 0
2040 | TVA_Transmission_2_NonRTO_Midwest | TVA_Transmission | NonRTO_Midwest | Internal | Winter | B17 | 100 | 700 | 700 | 76.26 | 85.28 | 9 | 0.02
2040 | TVA_Transmission_2_NonRTO_Midwest | TVA_Transmission | NonRTO_Midwest | Internal | Winter | B18 | 400 | 700 | 0 | 68.93 | 74.95 | 9 | 0
2040 | TVA_Transmission_2_NonRTO_Midwest | TVA_Transmission | NonRTO_Midwest | Internal | Winter | B19 | 700 | 700 | 0 | 64.73 | 57.33 | 9 | 0
2040 | TVA_Transmission_2_NonRTO_Midwest | TVA_Transmission | NonRTO_Midwest | Internal | Winter | B20 | 935 | 700 | 0 | 63.4 | 55.4 | 9 | 0
2040 | TVA_Transmission_2_PJM_ROR | TVA_Transmission | PJM_ROR | Internal | Shoulder | B11 | 25 | 2000 | 0 | 98.43 | 93.63 | 9 | 0
2040 | TVA_Transmission_2_PJM_ROR | TVA_Transmission | PJM_ROR | Internal | Shoulder | B12 | 200 | 2000 | 1432 | 75.41 | 84.41 | 9 | 0
2040 | TVA_Transmission_2_PJM_ROR | TVA_Transmission | PJM_ROR | Internal | Shoulder | B13 | 600 | 2000 | 0 | 66.47 | 65.83 | 9 | 0
2040 | TVA_Transmission_2_PJM_ROR | TVA_Transmission | PJM_ROR | Internal | Shoulder | B14 | 900 | 2000 | 0 | 63.49 | 59.77 | 9 | 0
2040 | TVA_Transmission_2_PJM_ROR | TVA_Transmission | PJM_ROR | Internal | Shoulder | B15 | 1203 | 2000 | 0 | 63.49 | 57.49 | 9 | 0
2040 | TVA_Transmission_2_PJM_ROR | TVA_Transmission | PJM_ROR | Internal | Summer | B1 | 10 | 2000 | 0 | 751.16 | 745.19 | 9 | 0
2040 | TVA_Transmission_2_PJM_ROR | TVA_Transmission | PJM_ROR | Internal | Summer | B2 | 25 | 2000 | 0 | 752.57 | 751.16 | 9 | 0
2040 | TVA_Transmission_2_PJM_ROR | TVA_Transmission | PJM_ROR | Internal | Summer | B3 | 75 | 2000 | 0 | 102.65 | 96.64 | 9 | 0
2040 | TVA_Transmission_2_PJM_ROR | TVA_Transmission | PJM_ROR | Internal | Summer | B4 | 100 | 2000 | 0 | 100.01 | 90.44 | 9 | 0
2040 | TVA_Transmission_2_PJM_ROR | TVA_Transmission | PJM_ROR | Internal | Summer | B5 | 200 | 2000 | 0 | 96.44 | 90.44 | 9 | 0
2040 | TVA_Transmission_2_PJM_ROR | TVA_Transmission | PJM_ROR | Internal | Summer | B6 | 300 | 2000 | 0 | 74.72 | 68.75 | 9 | 0
2040 | TVA_Transmission_2_PJM_ROR | TVA_Transmission | PJM_ROR | Internal | Summer | B7 | 400 | 2000 | 0 | 65.31 | 59.31 | 9 | 0
2040 | TVA_Transmission_2_PJM_ROR | TVA_Transmission | PJM_ROR | Internal | Summer | B8 | 500 | 2000 | 0 | 61.2 | 55.21 | 9 | 0
2040 | TVA_Transmission_2_PJM_ROR | TVA_Transmission | PJM_ROR | Internal | Summer | B9 | 800 | 2000 | 0 | 59.32 | 53.39 | 9 | 0
2040 | TVA_Transmission_2_PJM_ROR | TVA_Transmission | PJM_ROR | Internal | Summer | B10 | 1262 | 2000 | 0 | 49.64 | 49.78 | 9 | 0
2040 | TVA_Transmission_2_PJM_ROR | TVA_Transmission | PJM_ROR | Internal | Winter | B16 | 25 | 2000 | 0 | 103.15 | 100.65 | 9 | 0
2040 | TVA_Transmission_2_PJM_ROR | TVA_Transmission | PJM_ROR | Internal | Winter | B17 | 100 | 2000 | 342.27 | 76.26 | 85.26 | 9 | 0
2040 | TVA_Transmission_2_PJM_ROR | TVA_Transmission | PJM_ROR | Internal | Winter | B18 | 400 | 2000 | 0 | 68.93 | 68.96 | 9 | 0
2040 | TVA_Transmission_2_PJM_ROR | TVA_Transmission | PJM_ROR | Internal | Winter | B19 | 700 | 2000 | 0 | 64.73 | 61.42 | 9 | 0
2040 | TVA_Transmission_2_PJM_ROR | TVA_Transmission | PJM_ROR | Internal | Winter | B20 | 935 | 2000 | 0 | 63.4 | 58.19 | 9 | 0
2040 | TVA_Transmission_2_SOCO | TVA_Transmission | SOCO | Internal | Shoulder | B11 | 25 | 3200 | 0 | 98.43 | 103.67 | 9 | 0
2040 | TVA_Transmission_2_SOCO | TVA_Transmission | SOCO | Internal | Shoulder | B12 | 200 | 3200 | 0 | 75.41 | 65.41 | 9 | 0
2040 | TVA_Transmission_2_SOCO | TVA_Transmission | SOCO | Internal | Shoulder | B13 | 600 | 3200 | 0 | 66.47 | 61.82 | 9 | 0
2040 | TVA_Transmission_2_SOCO | TVA_Transmission | SOCO | Internal | Shoulder | B14 | 900 | 3200 | 0 | 63.49 | 61.82 | 9 | 0
2040 | TVA_Transmission_2_SOCO | TVA_Transmission | SOCO | Internal | Shoulder | B15 | 1203 | 3200 | 0 | 63.49 | 61.82 | 9 | 0
2040 | TVA_Transmission_2_SOCO | TVA_Transmission | SOCO | Internal | Summer | B1 | 10 | 3200 | 0 | 751.16 | 751.16 | 9 | 0
2040 | TVA_Transmission_2_SOCO | TVA_Transmission | SOCO | Internal | Summer | B2 | 25 | 3200 | 0 | 752.57 | 751.19 | 9 | 0
2040 | TVA_Transmission_2_SOCO | TVA_Transmission | SOCO | Internal | Summer | B3 | 75 | 3200 | 3129.6 | 102.65 | 111.65 | 9 | 0
2040 | TVA_Transmission_2_SOCO | TVA_Transmission | SOCO | Internal | Summer | B4 | 100 | 3200 | 0 | 100.01 | 108.01 | 9 | 0
2040 | TVA_Transmission_2_SOCO | TVA_Transmission | SOCO | Internal | Summer | B5 | 200 | 3200 | 0 | 96.44 | 97.43 | 9 | 0
2040 | TVA_Transmission_2_SOCO | TVA_Transmission | SOCO | Internal | Summer | B6 | 300 | 3200 | 0 | 74.72 | 75.25 | 9 | 0
2040 | TVA_Transmission_2_SOCO | TVA_Transmission | SOCO | Internal | Summer | B7 | 400 | 3200 | 0 | 65.31 | 68 | 9 | 0
2040 | TVA_Transmission_2_SOCO | TVA_Transmission | SOCO | Internal | Summer | B8 | 500 | 3200 | 0 | 61.2 | 60.21 | 9 | 0
2040 | TVA_Transmission_2_SOCO | TVA_Transmission | SOCO | Internal | Summer | B9 | 800 | 3200 | 0 | 59.32 | 60.21 | 9 | 0
2040 | TVA_Transmission_2_SOCO | TVA_Transmission | SOCO | Internal | Summer | B10 | 1262 | 3200 | 0 | 49.64 | 55.74 | 9 | 0
2040 | TVA_Transmission_2_SOCO | TVA_Transmission | SOCO | Internal | Winter | B16 | 25 | 3200 | 0 | 103.15 | 103.15 | 9 | 0
2040 | TVA_Transmission_2_SOCO | TVA_Transmission | SOCO | Internal | Winter | B17 | 100 | 3200 | 0 | 76.26 | 67.88 | 9 | 0
2040 | TVA_Transmission_2_SOCO | TVA_Transmission | SOCO | Internal | Winter | B18 | 400 | 3200 | 0 | 68.93 | 65.5 | 9 | 0
2040 | TVA_Transmission_2_SOCO | TVA_Transmission | SOCO | Internal | Winter | B19 | 700 | 3200 | 0 | 64.73 | 61.97 | 9 | 0
2040 | TVA_Transmission_2_SOCO | TVA_Transmission | SOCO | Internal | Winter | B20 | 935 | 3200 | 0 | 63.4 | 59.97 | 9 | 0
2040 | TVA_Transmission_2_TVA | TVA_Transmission | TVA | Internal | Shoulder | B11 | 25 | 99999 | 0 | 98.43 | 94.67 | 0.01 | 0
2040 | TVA_Transmission_2_TVA | TVA_Transmission | TVA | Internal | Shoulder | B12 | 200 | 99999 | 0 | 75.41 | 75.41 | 0.01 | 0
2040 | TVA_Transmission_2_TVA | TVA_Transmission | TVA | Internal | Shoulder | B13 | 600 | 99999 | 0 | 66.47 | 63.5 | 0.01 | 0
2040 | TVA_Transmission_2_TVA | TVA_Transmission | TVA | Internal | Shoulder | B14 | 900 | 99999 | 164.09 | 63.49 | 63.5 | 0.01 | 0
2040 | TVA_Transmission_2_TVA | TVA_Transmission | TVA | Internal | Shoulder | B15 | 1203 | 99999 | 1126.74 | 63.49 | 63.5 | 0.01 | 0
2040 | TVA_Transmission_2_TVA | TVA_Transmission | TVA | Internal | Summer | B1 | 10 | 99999 | 3942.16 | 751.16 | 751.18 | 0.01 | 0
2040 | TVA_Transmission_2_TVA | TVA_Transmission | TVA | Internal | Summer | B2 | 25 | 99999 | 0 | 752.57 | 751.19 | 0.01 | 0
2040 | TVA_Transmission_2_TVA | TVA_Transmission | TVA | Internal | Summer | B3 | 75 | 99999 | 2355.17 | 102.65 | 102.66 | 0.01 | 0
2040 | TVA_Transmission_2_TVA | TVA_Transmission | TVA | Internal | Summer | B4 | 100 | 99999 | 1742.8 | 100.01 | 100.02 | 0.01 | 0
2040 | TVA_Transmission_2_TVA | TVA_Transmission | TVA | Internal | Summer | B5 | 200 | 99999 | 249.64 | 96.44 | 96.45 | 0.01 | 0
2040 | TVA_Transmission_2_TVA | TVA_Transmission | TVA | Internal | Summer | B6 | 300 | 99999 | 0 | 74.72 | 68.58 | 0.01 | 0
2040 | TVA_Transmission_2_TVA | TVA_Transmission | TVA | Internal | Summer | B7 | 400 | 99999 | 0 | 65.31 | 61.9 | 0.01 | 0
2040 | TVA_Transmission_2_TVA | TVA_Transmission | TVA | Internal | Summer | B8 | 500 | 99999 | 131.89 | 61.2 | 61.21 | 0.01 | 0
2040 | TVA_Transmission_2_TVA | TVA_Transmission | TVA | Internal | Summer | B9 | 800 | 99999 | 2139 | 59.32 | 59.33 | 0.01 | 0
2040 | TVA_Transmission_2_TVA | TVA_Transmission | TVA | Internal | Summer | B10 | 1262 | 99999 | 2013.04 | 49.64 | 49.66 | 0.01 | 0
2040 | TVA_Transmission_2_TVA | TVA_Transmission | TVA | Internal | Winter | B16 | 25 | 99999 | 1131.97 | 103.15 | 103.17 | 0.01 | 0
2040 | TVA_Transmission_2_TVA | TVA_Transmission | TVA | Internal | Winter | B17 | 100 | 99999 | 202.33 | 76.26 | 76.27 | 0.01 | 0
2040 | TVA_Transmission_2_TVA | TVA_Transmission | TVA | Internal | Winter | B18 | 400 | 99999 | 0 | 68.93 | 64.28 | 0.01 | 0
2040 | TVA_Transmission_2_TVA | TVA_Transmission | TVA | Internal | Winter | B19 | 700 | 99999 | 0 | 64.73 | 64.28 | 0.01 | 0
2040 | TVA_Transmission_2_TVA | TVA_Transmission | TVA | Internal | Winter | B20 | 935 | 99999 | 2166.61 | 63.4 | 63.41 | 0.01 | 0
2040 | TVA_Transmission_2_VACAR | TVA_Transmission | VACAR | Internal | Shoulder | B11 | 25 | 900 | 0 | 98.43 | 103.67 | 9 | 0
2040 | TVA_Transmission_2_VACAR | TVA_Transmission | VACAR | Internal | Shoulder | B12 | 200 | 900 | 900 | 75.41 | 90.41 | 9 | 6
2040 | TVA_Transmission_2_VACAR | TVA_Transmission | VACAR | Internal | Shoulder | B13 | 600 | 900 | 0 | 66.47 | 71.83 | 9 | 0
2040 | TVA_Transmission_2_VACAR | TVA_Transmission | VACAR | Internal | Shoulder | B14 | 900 | 900 | 0 | 63.49 | 71.82 | 9 | 0
2040 | TVA_Transmission_2_VACAR | TVA_Transmission | VACAR | Internal | Shoulder | B15 | 1203 | 900 | 0 | 63.49 | 63.49 | 9 | 0
2040 | TVA_Transmission_2_VACAR | TVA_Transmission | VACAR | Internal | Summer | B1 | 10 | 900 | 0 | 751.16 | 751.19 | 9 | 0
2040 | TVA_Transmission_2_VACAR | TVA_Transmission | VACAR | Internal | Summer | B2 | 25 | 900 | 0 | 752.57 | 751.19 | 9 | 0
2040 | TVA_Transmission_2_VACAR | TVA_Transmission | VACAR | Internal | Summer | B3 | 75 | 900 | 900 | 102.65 | 314.49 | 9 | 202.84
2040 | TVA_Transmission_2_VACAR | TVA_Transmission | VACAR | Internal | Summer | B4 | 100 | 900 | 900 | 100.01 | 118.01 | 9 | 9
2040 | TVA_Transmission_2_VACAR | TVA_Transmission | VACAR | Internal | Summer | B5 | 200 | 900 | 0 | 96.44 | 99.6 | 9 | 0
2040 | TVA_Transmission_2_VACAR | TVA_Transmission | VACAR | Internal | Summer | B6 | 300 | 900 | 900 | 74.72 | 99.6 | 9 | 15.88
2040 | TVA_Transmission_2_VACAR | TVA_Transmission | VACAR | Internal | Summer | B7 | 400 | 900 | 900 | 65.31 | 78 | 9 | 3.7
2040 | TVA_Transmission_2_VACAR | TVA_Transmission | VACAR | Internal | Summer | B8 | 500 | 900 | 900 | 61.2 | 70.21 | 9 | 0.01
2040 | TVA_Transmission_2_VACAR | TVA_Transmission | VACAR | Internal | Summer | B9 | 800 | 900 | 0 | 59.32 | 60.47 | 9 | 0
2040 | TVA_Transmission_2_VACAR | TVA_Transmission | VACAR | Internal | Summer | B10 | 1262 | 900 | 0 | 49.64 | 55.78 | 9 | 0
2040 | TVA_Transmission_2_VACAR | TVA_Transmission | VACAR | Internal | Winter | B16 | 25 | 900 | 900 | 103.15 | 113.15 | 9 | 1
2040 | TVA_Transmission_2_VACAR | TVA_Transmission | VACAR | Internal | Winter | B17 | 100 | 900 | 900 | 76.26 | 96.59 | 9 | 11.33
2040 | TVA_Transmission_2_VACAR | TVA_Transmission | VACAR | Internal | Winter | B18 | 400 | 900 | 0 | 68.93 | 75.5 | 9 | 0
2040 | TVA_Transmission_2_VACAR | TVA_Transmission | VACAR | Internal | Winter | B19 | 700 | 900 | 0 | 64.73 | 69.09 | 9 | 0
2040 | TVA_Transmission_2_VACAR | TVA_Transmission | VACAR | Internal | Winter | B20 | 935 | 900 | 0 | 63.4 | 64.19 | 9 | 0
2040 | VACAR_2_SOCO | VACAR | SOCO | Internal | Shoulder | B11 | 25 | 3000 | 0 | 103.67 | 103.67 | 7 | 0
2040 | VACAR_2_SOCO | VACAR | SOCO | Internal | Shoulder | B12 | 200 | 3000 | 0 | 90.41 | 65.41 | 7 | 0
2040 | VACAR_2_SOCO | VACAR | SOCO | Internal | Shoulder | B13 | 600 | 3000 | 0 | 71.83 | 61.82 | 7 | 0
2040 | VACAR_2_SOCO | VACAR | SOCO | Internal | Shoulder | B14 | 900 | 3000 | 0 | 71.82 | 61.82 | 7 | 0
2040 | VACAR_2_SOCO | VACAR | SOCO | Internal | Shoulder | B15 | 1203 | 3000 | 0 | 63.49 | 61.82 | 7 | 0
2040 | VACAR_2_SOCO | VACAR | SOCO | Internal | Summer | B1 | 10 | 3000 | 0 | 751.19 | 751.16 | 7 | 0
2040 | VACAR_2_SOCO | VACAR | SOCO | Internal | Summer | B2 | 25 | 3000 | 0 | 751.19 | 751.19 | 7 | 0
2040 | VACAR_2_SOCO | VACAR | SOCO | Internal | Summer | B3 | 75 | 3000 | 0 | 314.49 | 111.65 | 7 | 0
2040 | VACAR_2_SOCO | VACAR | SOCO | Internal | Summer | B4 | 100 | 3000 | 0 | 118.01 | 108.01 | 7 | 0
2040 | VACAR_2_SOCO | VACAR | SOCO | Internal | Summer | B5 | 200 | 3000 | 0 | 99.6 | 97.43 | 7 | 0
2040 | VACAR_2_SOCO | VACAR | SOCO | Internal | Summer | B6 | 300 | 3000 | 0 | 99.6 | 75.25 | 7 | 0
2040 | VACAR_2_SOCO | VACAR | SOCO | Internal | Summer | B7 | 400 | 3000 | 0 | 78 | 68 | 7 | 0
2040 | VACAR_2_SOCO | VACAR | SOCO | Internal | Summer | B8 | 500 | 3000 | 0 | 70.21 | 60.21 | 7 | 0
2040 | VACAR_2_SOCO | VACAR | SOCO | Internal | Summer | B9 | 800 | 3000 | 0 | 60.47 | 60.21 | 7 | 0
2040 | VACAR_2_SOCO | VACAR | SOCO | Internal | Summer | B10 | 1262 | 3000 | 0 | 55.78 | 55.74 | 7 | 0
2040 | VACAR_2_SOCO | VACAR | SOCO | Internal | Winter | B16 | 25 | 3000 | 0 | 113.15 | 103.15 | 7 | 0
2040 | VACAR_2_SOCO | VACAR | SOCO | Internal | Winter | B17 | 100 | 3000 | 0 | 96.59 | 67.88 | 7 | 0
2040 | VACAR_2_SOCO | VACAR | SOCO | Internal | Winter | B18 | 400 | 3000 | 0 | 75.5 | 65.5 | 7 | 0
2040 | VACAR_2_SOCO | VACAR | SOCO | Internal | Winter | B19 | 700 | 3000 | 0 | 69.09 | 61.97 | 7 | 0
2040 | VACAR_2_SOCO | VACAR | SOCO | Internal | Winter | B20 | 935 | 3000 | 0 | 64.19 | 59.97 | 7 | 0
2015 | AZ_NM_SNV_Coal_2_SPP_S | AZ_NM_SNV_Coal | SPP_S | External | Shoulder | B11 | 25 | 400 | 400 | 37 | 52.12 | 8.17 | 6.95
2015 | AZ_NM_SNV_Coal_2_SPP_S | AZ_NM_SNV_Coal | SPP_S | External | Shoulder | B12 | 200 | 400 | 0 | 36.97 | 36.35 | 8.17 | 0
2015 | AZ_NM_SNV_Coal_2_SPP_S | AZ_NM_SNV_Coal | SPP_S | External | Shoulder | B13 | 600 | 400 | 0 | 36.97 | 36.35 | 8.17 | 0
2015 | AZ_NM_SNV_Coal_2_SPP_S | AZ_NM_SNV_Coal | SPP_S | External | Shoulder | B14 | 900 | 400 | 0 | 36.97 | 36.27 | 8.17 | 0
2015 | AZ_NM_SNV_Coal_2_SPP_S | AZ_NM_SNV_Coal | SPP_S | External | Shoulder | B15 | 1203 | 400 | 0 | 36.95 | 36.27 | 8.17 | 0
2015 | AZ_NM_SNV_Coal_2_SPP_S | AZ_NM_SNV_Coal | SPP_S | External | Summer | B1 | 10 | 400 | 0 | 54.72 | 58.78 | 8.17 | 0
2015 | AZ_NM_SNV_Coal_2_SPP_S | AZ_NM_SNV_Coal | SPP_S | External | Summer | B2 | 25 | 400 | 0 | 54.72 | 58.78 | 8.17 | 0
2015 | AZ_NM_SNV_Coal_2_SPP_S | AZ_NM_SNV_Coal | SPP_S | External | Summer | B3 | 75 | 400 | 0 | 54.72 | 58.75 | 8.17 | 0
2015 | AZ_NM_SNV_Coal_2_SPP_S | AZ_NM_SNV_Coal | SPP_S | External | Summer | B4 | 100 | 400 | 0 | 52.94 | 50.64 | 8.17 | 0
2015 | AZ_NM_SNV_Coal_2_SPP_S | AZ_NM_SNV_Coal | SPP_S | External | Summer | B5 | 200 | 400 | 0 | 45.03 | 50.41 | 8.17 | 0
2015 | AZ_NM_SNV_Coal_2_SPP_S | AZ_NM_SNV_Coal | SPP_S | External | Summer | B6 | 300 | 400 | 0 | 39.53 | 45.48 | 8.17 | 0
2015 | AZ_NM_SNV_Coal_2_SPP_S | AZ_NM_SNV_Coal | SPP_S | External | Summer | B7 | 400 | 400 | 0 | 36.97 | 36.71 | 8.17 | 0
2015 | AZ_NM_SNV_Coal_2_SPP_S | AZ_NM_SNV_Coal | SPP_S | External | Summer | B8 | 500 | 400 | 0 | 36.97 | 35.13 | 8.17 | 0
2015 | AZ_NM_SNV_Coal_2_SPP_S | AZ_NM_SNV_Coal | SPP_S | External | Summer | B9 | 800 | 400 | 0 | 36.96 | 35.05 | 8.17 | 0
2015 | AZ_NM_SNV_Coal_2_SPP_S | AZ_NM_SNV_Coal | SPP_S | External | Summer | B10 | 1262 | 400 | 0 | 35.88 | 35.05 | 8.17 | 0
2015 | AZ_NM_SNV_Coal_2_SPP_S | AZ_NM_SNV_Coal | SPP_S | External | Winter | B16 | 25 | 400 | 0 | 39.3 | 41.23 | 8.17 | 0
2015 | AZ_NM_SNV_Coal_2_SPP_S | AZ_NM_SNV_Coal | SPP_S | External | Winter | B17 | 100 | 400 | 0 | 39.15 | 38.73 | 8.17 | 0
2015 | AZ_NM_SNV_Coal_2_SPP_S | AZ_NM_SNV_Coal | SPP_S | External | Winter | B18 | 400 | 400 | 0 | 39.14 | 38.64 | 8.17 | 0
2015 | AZ_NM_SNV_Coal_2_SPP_S | AZ_NM_SNV_Coal | SPP_S | External | Winter | B19 | 700 | 400 | 0 | 39.14 | 38.18 | 8.17 | 0
2015 | AZ_NM_SNV_Coal_2_SPP_S | AZ_NM_SNV_Coal | SPP_S | External | Winter | B20 | 935 | 400 | 0 | 39.13 | 33.8 | 8.17 | 0
2015 | ERCOT_2_SPP_S | ERCOT | SPP_S | External | Shoulder | B11 | 25 | 800 | 0 | 52.82 | 52.12 | 8 | 0
2015 | ERCOT_2_SPP_S | ERCOT | SPP_S | External | Shoulder | B12 | 200 | 800 | 0 | 39.52 | 36.35 | 8 | 0
2015 | ERCOT_2_SPP_S | ERCOT | SPP_S | External | Shoulder | B13 | 600 | 800 | 0 | 36.29 | 36.35 | 8 | 0
2015 | ERCOT_2_SPP_S | ERCOT | SPP_S | External | Shoulder | B14 | 900 | 800 | 0 | 36.29 | 36.27 | 8 | 0
2015 | ERCOT_2_SPP_S | ERCOT | SPP_S | External | Shoulder | B15 | 1203 | 800 | 0 | 36.29 | 36.27 | 8 | 0
2015 | ERCOT_2_SPP_S | ERCOT | SPP_S | External | Summer | B1 | 10 | 800 | 0 | 51.3 | 58.78 | 8 | 0
2015 | ERCOT_2_SPP_S | ERCOT | SPP_S | External | Summer | B2 | 25 | 800 | 0 | 51.3 | 58.78 | 8 | 0
2015 | ERCOT_2_SPP_S | ERCOT | SPP_S | External | Summer | B3 | 75 | 800 | 0 | 51.3 | 58.75 | 8 | 0
2015 | ERCOT_2_SPP_S | ERCOT | SPP_S | External | Summer | B4 | 100 | 800 | 0 | 51.3 | 50.64 | 8 | 0
2015 | ERCOT_2_SPP_S | ERCOT | SPP_S | External | Summer | B5 | 200 | 800 | 0 | 51.3 | 50.41 | 8 | 0
2015 | ERCOT_2_SPP_S | ERCOT | SPP_S | External | Summer | B6 | 300 | 800 | 0 | 51.3 | 45.48 | 8 | 0
2015 | ERCOT_2_SPP_S | ERCOT | SPP_S | External | Summer | B7 | 400 | 800 | 0 | 38.73 | 36.71 | 8 | 0
2015 | ERCOT_2_SPP_S | ERCOT | SPP_S | External | Summer | B8 | 500 | 800 | 0 | 38.4 | 35.13 | 8 | 0
2015 | ERCOT_2_SPP_S | ERCOT | SPP_S | External | Summer | B9 | 800 | 800 | 0 | 35.27 | 35.05 | 8 | 0
2015 | ERCOT_2_SPP_S | ERCOT | SPP_S | External | Summer | B10 | 1262 | 800 | 0 | 35.27 | 35.05 | 8 | 0
2015 | ERCOT_2_SPP_S | ERCOT | SPP_S | External | Winter | B16 | 25 | 800 | 0 | 41.82 | 41.23 | 8 | 0
2015 | ERCOT_2_SPP_S | ERCOT | SPP_S | External | Winter | B17 | 100 | 800 | 0 | 38.73 | 38.73 | 8 | 0
2015 | ERCOT_2_SPP_S | ERCOT | SPP_S | External | Winter | B18 | 400 | 800 | 0 | 38.39 | 38.64 | 8 | 0
2015 | ERCOT_2_SPP_S | ERCOT | SPP_S | External | Winter | B19 | 700 | 800 | 0 | 38.39 | 38.18 | 8 | 0
2015 | ERCOT_2_SPP_S | ERCOT | SPP_S | External | Winter | B20 | 935 | 800 | 0 | 38.39 | 33.8 | 8 | 0
2015 | MAPP_US_2_RMPA | MAPP_US | RMPA | External | Shoulder | B11 | 25 | 200 | 0 | 38.12 | 38.16 | 8 | 0
2015 | MAPP_US_2_RMPA | MAPP_US | RMPA | External | Shoulder | B12 | 200 | 200 | 0 | 31.19 | 38.16 | 8 | 0
2015 | MAPP_US_2_RMPA | MAPP_US | RMPA | External | Shoulder | B13 | 600 | 200 | 200 | 28.48 | 38.16 | 8 | 1.69
2015 | MAPP_US_2_RMPA | MAPP_US | RMPA | External | Shoulder | B14 | 900 | 200 | 200 | 28.48 | 38.16 | 8 | 1.69
2015 | MAPP_US_2_RMPA | MAPP_US | RMPA | External | Shoulder | B15 | 1203 | 200 | 200 | 28.35 | 38.16 | 8 | 1.82
2015 | MAPP_US_2_RMPA | MAPP_US | RMPA | External | Summer | B1 | 10 | 200 | 0 | 52.37 | 57.71 | 8 | 0
2015 | MAPP_US_2_RMPA | MAPP_US | RMPA | External | Summer | B2 | 25 | 200 | 0 | 50.36 | 57.71 | 8 | 0
2015 | MAPP_US_2_RMPA | MAPP_US | RMPA | External | Summer | B3 | 75 | 200 | 0 | 50.36 | 57.71 | 8 | 0
2015 | MAPP_US_2_RMPA | MAPP_US | RMPA | External | Summer | B4 | 100 | 200 | 0 | 48.69 | 50.41 | 8 | 0
2015 | MAPP_US_2_RMPA | MAPP_US | RMPA | External | Summer | B5 | 200 | 200 | 0 | 45.81 | 45.11 | 8 | 0
2015 | MAPP_US_2_RMPA | MAPP_US | RMPA | External | Summer | B6 | 300 | 200 | 55 | 31.46 | 39.46 | 8 | 0
2015 | MAPP_US_2_RMPA | MAPP_US | RMPA | External | Summer | B7 | 400 | 200 | 200 | 28.02 | 36.71 | 8 | 0.69
2015 | MAPP_US_2_RMPA | MAPP_US | RMPA | External | Summer | B8 | 500 | 200 | 200 | 25.9 | 36.71 | 8 | 2.81
2015 | MAPP_US_2_RMPA | MAPP_US | RMPA | External | Summer | B9 | 800 | 200 | 200 | 25.84 | 36.71 | 8 | 2.88
2015 | MAPP_US_2_RMPA | MAPP_US | RMPA | External | Summer | B10 | 1262 | 200 | 200 | 24.96 | 36.03 | 8 | 3.07
2015 | MAPP_US_2_RMPA | MAPP_US | RMPA | External | Winter | B16 | 25 | 200 | 200 | 38.59 | 47.3 | 8 | 0.7
2015 | MAPP_US_2_RMPA | MAPP_US | RMPA | External | Winter | B17 | 100 | 200 | 200 | 33.91 | 43.71 | 8 | 1.79
2015 | MAPP_US_2_RMPA | MAPP_US | RMPA | External | Winter | B18 | 400 | 200 | 200 | 31.15 | 40.91 | 8 | 1.76
2015 | MAPP_US_2_RMPA | MAPP_US | RMPA | External | Winter | B19 | 700 | 200 | 200 | 31.15 | 40.91 | 8 | 1.76
2015 | MAPP_US_2_RMPA | MAPP_US | RMPA | External | Winter | B20 | 935 | 200 | 200 | 25.08 | 34.09 | 8 | 1.01
2015 | NE_2_RMPA | NE | RMPA | External | Shoulder | B11 | 25 | 310 | 0 | 45.12 | 38.16 | 5 | 0
2015 | NE_2_RMPA | NE | RMPA | External | Shoulder | B12 | 200 | 310 | 0 | 36.33 | 38.16 | 5 | 0
2015 | NE_2_RMPA | NE | RMPA | External | Shoulder | B13 | 600 | 310 | 0 | 35.48 | 38.16 | 5 | 0
2015 | NE_2_RMPA | NE | RMPA | External | Shoulder | B14 | 900 | 310 | 0 | 35.48 | 38.16 | 5 | 0
2015 | NE_2_RMPA | NE | RMPA | External | Shoulder | B15 | 1203 | 310 | 0 | 35.35 | 38.16 | 5 | 0
2015 | NE_2_RMPA | NE | RMPA | External | Summer | B1 | 10 | 310 | 0 | 58.75 | 57.71 | 5 | 0
2015 | NE_2_RMPA | NE | RMPA | External | Summer | B2 | 25 | 310 | 0 | 57.36 | 57.71 | 5 | 0
2015 | NE_2_RMPA | NE | RMPA | External | Summer | B3 | 75 | 310 | 0 | 57.36 | 57.71 | 5 | 0
2015 | NE_2_RMPA | NE | RMPA | External | Summer | B4 | 100 | 310 | 0 | 55.69 | 50.41 | 5 | 0
2015 | NE_2_RMPA | NE | RMPA | External | Summer | B5 | 200 | 310 | 0 | 52.81 | 45.11 | 5 | 0
2015 | NE_2_RMPA | NE | RMPA | External | Summer | B6 | 300 | 310 | 0 | 38.46 | 39.46 | 5 | 0
2015 | NE_2_RMPA | NE | RMPA | External | Summer | B7 | 400 | 310 | 0 | 35.02 | 36.71 | 5 | 0
2015 | NE_2_RMPA | NE | RMPA | External | Summer | B8 | 500 | 310 | 0 | 32.9 | 36.71 | 5 | 0
2015 | NE_2_RMPA | NE | RMPA | External | Summer | B9 | 800 | 310 | 0 | 32.84 | 36.71 | 5 | 0
2015 | NE_2_RMPA | NE | RMPA | External | Summer | B10 | 1262 | 310 | 0 | 31.59 | 36.03 | 5 | 0
2015 | NE_2_RMPA | NE | RMPA | External | Winter | B16 | 25 | 310 | 310 | 41.22 | 47.3 | 5 | 1.07
2015 | NE_2_RMPA | NE | RMPA | External | Winter | B17 | 100 | 310 | 69.18 | 38.71 | 43.71 | 5 | 0
2015 | NE_2_RMPA | NE | RMPA | External | Winter | B18 | 400 | 310 | 0 | 38.15 | 40.91 | 5 | 0
2015 | NE_2_RMPA | NE | RMPA | External | Winter | B19 | 700 | 310 | 0 | 38.15 | 40.91 | 5 | 0
2015 | NE_2_RMPA | NE | RMPA | External | Winter | B20 | 935 | 310 | 0 | 32.03 | 34.09 | 5 | 0
2015 | NWPP_Coal_2_MAPP_US | NWPP_Coal | MAPP_US | External | Shoulder | B11 | 25 | 150 | 0 | 36.95 | 38.12 | 8 | 0
2015 | NWPP_Coal_2_MAPP_US | NWPP_Coal | MAPP_US | External | Shoulder | B12 | 200 | 150 | 0 | 36.95 | 31.19 | 8 | 0
2015 | NWPP_Coal_2_MAPP_US | NWPP_Coal | MAPP_US | External | Shoulder | B13 | 600 | 150 | 0 | 36.95 | 28.48 | 8 | 0
2015 | NWPP_Coal_2_MAPP_US | NWPP_Coal | MAPP_US | External | Shoulder | B14 | 900 | 150 | 0 | 36.95 | 28.48 | 8 | 0
2015 | NWPP_Coal_2_MAPP_US | NWPP_Coal | MAPP_US | External | Shoulder | B15 | 1203 | 150 | 0 | 36.95 | 28.35 | 8 | 0
2015 | NWPP_Coal_2_MAPP_US | NWPP_Coal | MAPP_US | External | Summer | B1 | 10 | 150 | 150 | 36.95 | 52.37 | 8 | 7.42
2015 | NWPP_Coal_2_MAPP_US | NWPP_Coal | MAPP_US | External | Summer | B2 | 25 | 150 | 150 | 36.95 | 50.36 | 8 | 5.41
2015 | NWPP_Coal_2_MAPP_US | NWPP_Coal | MAPP_US | External | Summer | B3 | 75 | 150 | 150 | 36.95 | 50.36 | 8 | 5.41
2015 | NWPP_Coal_2_MAPP_US | NWPP_Coal | MAPP_US | External | Summer | B4 | 100 | 150 | 150 | 36.95 | 48.69 | 8 | 3.74
2015 | NWPP_Coal_2_MAPP_US | NWPP_Coal | MAPP_US | External | Summer | B5 | 200 | 150 | 150 | 36.95 | 45.81 | 8 | 0.86
2015 | NWPP_Coal_2_MAPP_US | NWPP_Coal | MAPP_US | External | Summer | B6 | 300 | 150 | 0 | 36.95 | 31.46 | 8 | 0
2015 | NWPP_Coal_2_MAPP_US | NWPP_Coal | MAPP_US | External | Summer | B7 | 400 | 150 | 0 | 36.95 | 28.02 | 8 | 0
2015 | NWPP_Coal_2_MAPP_US | NWPP_Coal | MAPP_US | External | Summer | B8 | 500 | 150 | 0 | 36.95 | 25.9 | 8 | 0
2015 | NWPP_Coal_2_MAPP_US | NWPP_Coal | MAPP_US | External | Summer | B9 | 800 | 150 | 0 | 36.95 | 25.84 | 8 | 0
2015 | NWPP_Coal_2_MAPP_US | NWPP_Coal | MAPP_US | External | Summer | B10 | 1262 | 150 | 0 | 36.95 | 24.96 | 8 | 0
2015 | NWPP_Coal_2_MAPP_US | NWPP_Coal | MAPP_US | External | Winter | B16 | 25 | 150 | 0 | 39.13 | 38.59 | 8 | 0
2015 | NWPP_Coal_2_MAPP_US | NWPP_Coal | MAPP_US | External | Winter | B17 | 100 | 150 | 0 | 39.13 | 33.91 | 8 | 0
2015 | NWPP_Coal_2_MAPP_US | NWPP_Coal | MAPP_US | External | Winter | B18 | 400 | 150 | 0 | 39.13 | 31.15 | 8 | 0
2015 | NWPP_Coal_2_MAPP_US | NWPP_Coal | MAPP_US | External | Winter | B19 | 700 | 150 | 0 | 39.13 | 31.15 | 8 | 0
2015 | NWPP_Coal_2_MAPP_US | NWPP_Coal | MAPP_US | External | Winter | B20 | 935 | 150 | 0 | 39.13 | 25.08 | 8 | 0
2015 | RMPA_2_MAPP_US | RMPA | MAPP_US | External | Shoulder | B11 | 25 | 200 | 0 | 38.16 | 38.12 | 8 | 0
2015 | RMPA_2_MAPP_US | RMPA | MAPP_US | External | Shoulder | B12 | 200 | 200 | 0 | 38.16 | 31.19 | 8 | 0
2015 | RMPA_2_MAPP_US | RMPA | MAPP_US | External | Shoulder | B13 | 600 | 200 | 0 | 38.16 | 28.48 | 8 | 0
2015 | RMPA_2_MAPP_US | RMPA | MAPP_US | External | Shoulder | B14 | 900 | 200 | 0 | 38.16 | 28.48 | 8 | 0
2015 | RMPA_2_MAPP_US | RMPA | MAPP_US | External | Shoulder | B15 | 1203 | 200 | 0 | 38.16 | 28.35 | 8 | 0
2015 | RMPA_2_MAPP_US | RMPA | MAPP_US | External | Summer | B1 | 10 | 200 | 0 | 57.71 | 52.37 | 8 | 0
2015 | RMPA_2_MAPP_US | RMPA | MAPP_US | External | Summer | B2 | 25 | 200 | 0 | 57.71 | 50.36 | 8 | 0
2015 | RMPA_2_MAPP_US | RMPA | MAPP_US | External | Summer | B3 | 75 | 200 | 0 | 57.71 | 50.36 | 8 | 0
2015 | RMPA_2_MAPP_US | RMPA | MAPP_US | External | Summer | B4 | 100 | 200 | 0 | 50.41 | 48.69 | 8 | 0
2015 | RMPA_2_MAPP_US | RMPA | MAPP_US | External | Summer | B5 | 200 | 200 | 0 | 45.11 | 45.81 | 8 | 0
2015 | RMPA_2_MAPP_US | RMPA | MAPP_US | External | Summer | B6 | 300 | 200 | 0 | 39.46 | 31.46 | 8 | 0
2015 | RMPA_2_MAPP_US | RMPA | MAPP_US | External | Summer | B7 | 400 | 200 | 0 | 36.71 | 28.02 | 8 | 0
2015 | RMPA_2_MAPP_US | RMPA | MAPP_US | External | Summer | B8 | 500 | 200 | 0 | 36.71 | 25.9 | 8 | 0
2015 | RMPA_2_MAPP_US | RMPA | MAPP_US | External | Summer | B9 | 800 | 200 | 0 | 36.71 | 25.84 | 8 | 0
2015 | RMPA_2_MAPP_US | RMPA | MAPP_US | External | Summer | B10 | 1262 | 200 | 0 | 36.03 | 24.96 | 8 | 0
2015 | RMPA_2_MAPP_US | RMPA | MAPP_US | External | Winter | B16 | 25 | 200 | 0 | 47.3 | 38.59 | 8 | 0
2015 | RMPA_2_MAPP_US | RMPA | MAPP_US | External | Winter | B17 | 100 | 200 | 0 | 43.71 | 33.91 | 8 | 0
2015 | RMPA_2_MAPP_US | RMPA | MAPP_US | External | Winter | B18 | 400 | 200 | 0 | 40.91 | 31.15 | 8 | 0
2015 | RMPA_2_MAPP_US | RMPA | MAPP_US | External | Winter | B19 | 700 | 200 | 0 | 40.91 | 31.15 | 8 | 0
2015 | RMPA_2_MAPP_US | RMPA | MAPP_US | External | Winter | B20 | 935 | 200 | 0 | 34.09 | 25.08 | 8 | 0
2015 | RMPA_2_NE | RMPA | NE | External | Shoulder | B11 | 25 | 310 | 0 | 38.16 | 45.12 | 8 | 0
2015 | RMPA_2_NE | RMPA | NE | External | Shoulder | B12 | 200 | 310 | 0 | 38.16 | 36.33 | 8 | 0
2015 | RMPA_2_NE | RMPA | NE | External | Shoulder | B13 | 600 | 310 | 0 | 38.16 | 35.48 | 8 | 0
2015 | RMPA_2_NE | RMPA | NE | External | Shoulder | B14 | 900 | 310 | 0 | 38.16 | 35.48 | 8 | 0
2015 | RMPA_2_NE | RMPA | NE | External | Shoulder | B15 | 1203 | 310 | 0 | 38.16 | 35.35 | 8 | 0
2015 | RMPA_2_NE | RMPA | NE | External | Summer | B1 | 10 | 310 | 0 | 57.71 | 58.75 | 8 | 0
2015 | RMPA_2_NE | RMPA | NE | External | Summer | B2 | 25 | 310 | 0 | 57.71 | 57.36 | 8 | 0
2015 | RMPA_2_NE | RMPA | NE | External | Summer | B3 | 75 | 310 | 0 | 57.71 | 57.36 | 8 | 0
2015 | RMPA_2_NE | RMPA | NE | External | Summer | B4 | 100 | 310 | 0 | 50.41 | 55.69 | 8 | 0
2015 | RMPA_2_NE | RMPA | NE | External | Summer | B5 | 200 | 310 | 0 | 45.11 | 52.81 | 8 | 0
2015 | RMPA_2_NE | RMPA | NE | External | Summer | B6 | 300 | 310 | 0 | 39.46 | 38.46 | 8 | 0
2015 | RMPA_2_NE | RMPA | NE | External | Summer | B7 | 400 | 310 | 0 | 36.71 | 35.02 | 8 | 0
2015 | RMPA_2_NE | RMPA | NE | External | Summer | B8 | 500 | 310 | 0 | 36.71 | 32.9 | 8 | 0
2015 | RMPA_2_NE | RMPA | NE | External | Summer | B9 | 800 | 310 | 0 | 36.71 | 32.84 | 8 | 0
2015 | RMPA_2_NE | RMPA | NE | External | Summer | B10 | 1262 | 310 | 0 | 36.03 | 31.59 | 8 | 0
2015 | RMPA_2_NE | RMPA | NE | External | Winter | B16 | 25 | 310 | 0 | 47.3 | 41.22 | 8 | 0
2015 | RMPA_2_NE | RMPA | NE | External | Winter | B17 | 100 | 310 | 0 | 43.71 | 38.71 | 8 | 0
2015 | RMPA_2_NE | RMPA | NE | External | Winter | B18 | 400 | 310 | 0 | 40.91 | 38.15 | 8 | 0
2015 | RMPA_2_NE | RMPA | NE | External | Winter | B19 | 700 | 310 | 0 | 40.91 | 38.15 | 8 | 0
2015 | RMPA_2_NE | RMPA | NE | External | Winter | B20 | 935 | 310 | 0 | 34.09 | 32.03 | 8 | 0
2015 | RMPA_2_SPP_N | RMPA | SPP_N | External | Shoulder | B11 | 25 | 210 | 210 | 38.16 | 52.12 | 8 | 5.96
2015 | RMPA_2_SPP_N | RMPA | SPP_N | External | Shoulder | B12 | 200 | 210 | 0 | 38.16 | 36.34 | 8 | 0
2015 | RMPA_2_SPP_N | RMPA | SPP_N | External | Shoulder | B13 | 600 | 210 | 0 | 38.16 | 36.34 | 8 | 0
2015 | RMPA_2_SPP_N | RMPA | SPP_N | External | Shoulder | B14 | 900 | 210 | 0 | 38.16 | 36.26 | 8 | 0
2015 | RMPA_2_SPP_N | RMPA | SPP_N | External | Shoulder | B15 | 1203 | 210 | 0 | 38.16 | 36.26 | 8 | 0
2015 | RMPA_2_SPP_N | RMPA | SPP_N | External | Summer | B1 | 10 | 210 | 0 | 57.71 | 58.76 | 8 | 0
2015 | RMPA_2_SPP_N | RMPA | SPP_N | External | Summer | B2 | 25 | 210 | 0 | 57.71 | 58.76 | 8 | 0
2015 | RMPA_2_SPP_N | RMPA | SPP_N | External | Summer | B3 | 75 | 210 | 0 | 57.71 | 58.76 | 8 | 0
2015 | RMPA_2_SPP_N | RMPA | SPP_N | External | Summer | B4 | 100 | 210 | 0 | 50.41 | 55.7 | 8 | 0
2015 | RMPA_2_SPP_N | RMPA | SPP_N | External | Summer | B5 | 200 | 210 | 0 | 45.11 | 52.82 | 8 | 0
2015 | RMPA_2_SPP_N | RMPA | SPP_N | External | Summer | B6 | 300 | 210 | 0 | 39.46 | 45.46 | 8 | 0
2015 | RMPA_2_SPP_N | RMPA | SPP_N | External | Summer | B7 | 400 | 210 | 0 | 36.71 | 36.69 | 8 | 0
2015 | RMPA_2_SPP_N | RMPA | SPP_N | External | Summer | B8 | 500 | 210 | 0 | 36.71 | 35.12 | 8 | 0
2015 | RMPA_2_SPP_N | RMPA | SPP_N | External | Summer | B9 | 800 | 210 | 0 | 36.71 | 35.04 | 8 | 0
2015 | RMPA_2_SPP_N | RMPA | SPP_N | External | Summer | B10 | 1262 | 210 | 0 | 36.03 | 34.55 | 8 | 0
2015 | RMPA_2_SPP_N | RMPA | SPP_N | External | Winter | B16 | 25 | 210 | 0 | 47.3 | 41.23 | 8 | 0
2015 | RMPA_2_SPP_N | RMPA | SPP_N | External | Winter | B17 | 100 | 210 | 0 | 43.71 | 38.72 | 8 | 0
2015 | RMPA_2_SPP_N | RMPA | SPP_N | External | Winter | B18 | 400 | 210 | 0 | 40.91 | 38.63 | 8 | 0
2015 | RMPA_2_SPP_N | RMPA | SPP_N | External | Winter | B19 | 700 | 210 | 0 | 40.91 | 38.16 | 8 | 0
2015 | RMPA_2_SPP_N | RMPA | SPP_N | External | Winter | B20 | 935 | 210 | 0 | 34.09 | 33.79 | 8 | 0
2015 | SPP_N_2_RMPA | SPP_N | RMPA | External | Shoulder | B11 | 25 | 210 | 0 | 52.12 | 38.16 | 5 | 0
2015 | SPP_N_2_RMPA | SPP_N | RMPA | External | Shoulder | B12 | 200 | 210 | 0 | 36.34 | 38.16 | 5 | 0
2015 | SPP_N_2_RMPA | SPP_N | RMPA | External | Shoulder | B13 | 600 | 210 | 0 | 36.34 | 38.16 | 5 | 0
2015 | SPP_N_2_RMPA | SPP_N | RMPA | External | Shoulder | B14 | 900 | 210 | 0 | 36.26 | 38.16 | 5 | 0
2015 | SPP_N_2_RMPA | SPP_N | RMPA | External | Shoulder | B15 | 1203 | 210 | 0 | 36.26 | 38.16 | 5 | 0
2015 | SPP_N_2_RMPA | SPP_N | RMPA | External | Summer | B1 | 10 | 210 | 0 | 58.76 | 57.71 | 5 | 0
2015 | SPP_N_2_RMPA | SPP_N | RMPA | External | Summer | B2 | 25 | 210 | 0 | 58.76 | 57.71 | 5 | 0
2015 | SPP_N_2_RMPA | SPP_N | RMPA | External | Summer | B3 | 75 | 210 | 0 | 58.76 | 57.71 | 5 | 0
2015 | SPP_N_2_RMPA | SPP_N | RMPA | External | Summer | B4 | 100 | 210 | 0 | 55.7 | 50.41 | 5 | 0
2015 | SPP_N_2_RMPA | SPP_N | RMPA | External | Summer | B5 | 200 | 210 | 0 | 52.82 | 45.11 | 5 | 0
2015 | SPP_N_2_RMPA | SPP_N | RMPA | External | Summer | B6 | 300 | 210 | 0 | 45.46 | 39.46 | 5 | 0
2015 | SPP_N_2_RMPA | SPP_N | RMPA | External | Summer | B7 | 400 | 210 | 0 | 36.69 | 36.71 | 5 | 0
2015 | SPP_N_2_RMPA | SPP_N | RMPA | External | Summer | B8 | 500 | 210 | 0 | 35.12 | 36.71 | 5 | 0
2015 | SPP_N_2_RMPA | SPP_N | RMPA | External | Summer | B9 | 800 | 210 | 0 | 35.04 | 36.71 | 5 | 0
2015 | SPP_N_2_RMPA | SPP_N | RMPA | External | Summer | B10 | 1262 | 210 | 0 | 34.55 | 36.03 | 5 | 0
2015 | SPP_N_2_RMPA | SPP_N | RMPA | External | Winter | B16 | 25 | 210 | 210 | 41.23 | 47.3 | 5 | 1.06
2015 | SPP_N_2_RMPA | SPP_N | RMPA | External | Winter | B17 | 100 | 210 | 0 | 38.72 | 43.71 | 5 | 0
2015 | SPP_N_2_RMPA | SPP_N | RMPA | External | Winter | B18 | 400 | 210 | 0 | 38.63 | 40.91 | 5 | 0
2015 | SPP_N_2_RMPA | SPP_N | RMPA | External | Winter | B19 | 700 | 210 | 0 | 38.16 | 40.91 | 5 | 0
2015 | SPP_N_2_RMPA | SPP_N | RMPA | External | Winter | B20 | 935 | 210 | 0 | 33.79 | 34.09 | 5 | 0
2015 | SPP_S_2_ERCOT | SPP_S | ERCOT | External | Shoulder | B11 | 25 | 800 | 0 | 52.12 | 52.82 | 5 | 0
2015 | SPP_S_2_ERCOT | SPP_S | ERCOT | External | Shoulder | B12 | 200 | 800 | 0 | 36.35 | 39.52 | 5 | 0
2015 | SPP_S_2_ERCOT | SPP_S | ERCOT | External | Shoulder | B13 | 600 | 800 | 0 | 36.35 | 36.29 | 5 | 0
2015 | SPP_S_2_ERCOT | SPP_S | ERCOT | External | Shoulder | B14 | 900 | 800 | 0 | 36.27 | 36.29 | 5 | 0
2015 | SPP_S_2_ERCOT | SPP_S | ERCOT | External | Shoulder | B15 | 1203 | 800 | 0 | 36.27 | 36.29 | 5 | 0
2015 | SPP_S_2_ERCOT | SPP_S | ERCOT | External | Summer | B1 | 10 | 800 | 0 | 58.78 | 51.3 | 5 | 0
2015 | SPP_S_2_ERCOT | SPP_S | ERCOT | External | Summer | B2 | 25 | 800 | 0 | 58.78 | 51.3 | 5 | 0
2015 | SPP_S_2_ERCOT | SPP_S | ERCOT | External | Summer | B3 | 75 | 800 | 0 | 58.75 | 51.3 | 5 | 0
2015 | SPP_S_2_ERCOT | SPP_S | ERCOT | External | Summer | B4 | 100 | 800 | 0 | 50.64 | 51.3 | 5 | 0
2015 | SPP_S_2_ERCOT | SPP_S | ERCOT | External | Summer | B5 | 200 | 800 | 0 | 50.41 | 51.3 | 5 | 0
2015 | SPP_S_2_ERCOT | SPP_S | ERCOT | External | Summer | B6 | 300 | 800 | 800 | 45.48 | 51.3 | 5 | 0.83
2015 | SPP_S_2_ERCOT | SPP_S | ERCOT | External | Summer | B7 | 400 | 800 | 0 | 36.71 | 38.73 | 5 | 0
2015 | SPP_S_2_ERCOT | SPP_S | ERCOT | External | Summer | B8 | 500 | 800 | 0 | 35.13 | 38.4 | 5 | 0
2015 | SPP_S_2_ERCOT | SPP_S | ERCOT | External | Summer | B9 | 800 | 800 | 0 | 35.05 | 35.27 | 5 | 0
2015 | SPP_S_2_ERCOT | SPP_S | ERCOT | External | Summer | B10 | 1262 | 800 | 0 | 35.05 | 35.27 | 5 | 0
2015 | SPP_S_2_ERCOT | SPP_S | ERCOT | External | Winter | B16 | 25 | 800 | 0 | 41.23 | 41.82 | 5 | 0
2015 | SPP_S_2_ERCOT | SPP_S | ERCOT | External | Winter | B17 | 100 | 800 | 0 | 38.73 | 38.73 | 5 | 0
2015 | SPP_S_2_ERCOT | SPP_S | ERCOT | External | Winter | B18 | 400 | 800 | 0 | 38.64 | 38.39 | 5 | 0
2015 | SPP_S_2_ERCOT | SPP_S | ERCOT | External | Winter | B19 | 700 | 800 | 0 | 38.18 | 38.39 | 5 | 0
2015 | SPP_S_2_ERCOT | SPP_S | ERCOT | External | Winter | B20 | 935 | 800 | 0 | 33.8 | 38.39 | 5 | 0
2020 | AZ_NM_SNV_Coal_2_SPP_S | AZ_NM_SNV_Coal | SPP_S | External | Shoulder | B11 | 25 | 400 | 400 | 44.78 | 64 | 8.17 | 11.05
2020 | AZ_NM_SNV_Coal_2_SPP_S | AZ_NM_SNV_Coal | SPP_S | External | Shoulder | B12 | 200 | 400 | 0 | 43.54 | 42.02 | 8.17 | 0
2020 | AZ_NM_SNV_Coal_2_SPP_S | AZ_NM_SNV_Coal | SPP_S | External | Shoulder | B13 | 600 | 400 | 0 | 43.53 | 41.6 | 8.17 | 0
2020 | AZ_NM_SNV_Coal_2_SPP_S | AZ_NM_SNV_Coal | SPP_S | External | Shoulder | B14 | 900 | 400 | 0 | 43.53 | 40.2 | 8.17 | 0
2020 | AZ_NM_SNV_Coal_2_SPP_S | AZ_NM_SNV_Coal | SPP_S | External | Shoulder | B15 | 1203 | 400 | 0 | 41.53 | 40.2 | 8.17 | 0
2020 | AZ_NM_SNV_Coal_2_SPP_S | AZ_NM_SNV_Coal | SPP_S | External | Summer | B1 | 10 | 400 | 400 | 66.86 | 93.26 | 8.17 | 18.24
2020 | AZ_NM_SNV_Coal_2_SPP_S | AZ_NM_SNV_Coal | SPP_S | External | Summer | B2 | 25 | 400 | 0 | 65.8 | 68.59 | 8.17 | 0
2020 | AZ_NM_SNV_Coal_2_SPP_S | AZ_NM_SNV_Coal | SPP_S | External | Summer | B3 | 75 | 400 | 0 | 65.8 | 65.82 | 8.17 | 0
2020 | AZ_NM_SNV_Coal_2_SPP_S | AZ_NM_SNV_Coal | SPP_S | External | Summer | B4 | 100 | 400 | 194.92 | 57.06 | 65.22 | 8.17 | 0
2020 | AZ_NM_SNV_Coal_2_SPP_S | AZ_NM_SNV_Coal | SPP_S | External | Summer | B5 | 200 | 400 | 400 | 51.68 | 64.56 | 8.17 | 4.71
2020 | AZ_NM_SNV_Coal_2_SPP_S | AZ_NM_SNV_Coal | SPP_S | External | Summer | B6 | 300 | 400 | 400 | 43.7 | 55.88 | 8.17 | 4.01
2020 | AZ_NM_SNV_Coal_2_SPP_S | AZ_NM_SNV_Coal | SPP_S | External | Summer | B7 | 400 | 400 | 0 | 43.54 | 47.51 | 8.17 | 0
2020 | AZ_NM_SNV_Coal_2_SPP_S | AZ_NM_SNV_Coal | SPP_S | External | Summer | B8 | 500 | 400 | 0 | 43.53 | 40.62 | 8.17 | 0
2020 | AZ_NM_SNV_Coal_2_SPP_S | AZ_NM_SNV_Coal | SPP_S | External | Summer | B9 | 800 | 400 | 0 | 43.52 | 39.45 | 8.17 | 0
2020 | AZ_NM_SNV_Coal_2_SPP_S | AZ_NM_SNV_Coal | SPP_S | External | Summer | B10 | 1262 | 400 | 0 | 43.52 | 38.86 | 8.17 | 0
2020 | AZ_NM_SNV_Coal_2_SPP_S | AZ_NM_SNV_Coal | SPP_S | External | Winter | B16 | 25 | 400 | 400 | 47.32 | 57.02 | 8.17 | 1.54
2020 | AZ_NM_SNV_Coal_2_SPP_S | AZ_NM_SNV_Coal | SPP_S | External | Winter | B17 | 100 | 400 | 0 | 45.47 | 43.91 | 8.17 | 0
2020 | AZ_NM_SNV_Coal_2_SPP_S | AZ_NM_SNV_Coal | SPP_S | External | Winter | B18 | 400 | 400 | 0 | 45.46 | 42.84 | 8.17 | 0
2020 | AZ_NM_SNV_Coal_2_SPP_S | AZ_NM_SNV_Coal | SPP_S | External | Winter | B19 | 700 | 400 | 0 | 45.46 | 42.84 | 8.17 | 0
2020 | AZ_NM_SNV_Coal_2_SPP_S | AZ_NM_SNV_Coal | SPP_S | External | Winter | B20 | 935 | 400 | 0 | 44.43 | 42.75 | 8.17 | 0
2020 | ERCOT_2_SPP_S | ERCOT | SPP_S | External | Shoulder | B11 | 25 | 800 | 0 | 58.4 | 64 | 8 | 0
2020 | ERCOT_2_SPP_S | ERCOT | SPP_S | External | Shoulder | B12 | 200 | 800 | 0 | 43.63 | 42.02 | 8 | 0
2020 | ERCOT_2_SPP_S | ERCOT | SPP_S | External | Shoulder | B13 | 600 | 800 | 0 | 40.04 | 41.6 | 8 | 0
2020 | ERCOT_2_SPP_S | ERCOT | SPP_S | External | Shoulder | B14 | 900 | 800 | 0 | 40.04 | 40.2 | 8 | 0
2020 | ERCOT_2_SPP_S | ERCOT | SPP_S | External | Shoulder | B15 | 1203 | 800 | 0 | 40.04 | 40.2 | 8 | 0
2020 | ERCOT_2_SPP_S | ERCOT | SPP_S | External | Summer | B1 | 10 | 800 | 0 | 751.19 | 93.26 | 8 | 0
2020 | ERCOT_2_SPP_S | ERCOT | SPP_S | External | Summer | B2 | 25 | 800 | 0 | 751.19 | 68.59 | 8 | 0
2020 | ERCOT_2_SPP_S | ERCOT | SPP_S | External | Summer | B3 | 75 | 800 | 0 | 67.49 | 65.82 | 8 | 0
2020 | ERCOT_2_SPP_S | ERCOT | SPP_S | External | Summer | B4 | 100 | 800 | 0 | 67.49 | 65.22 | 8 | 0
2020 | ERCOT_2_SPP_S | ERCOT | SPP_S | External | Summer | B5 | 200 | 800 | 0 | 56.77 | 64.56 | 8 | 0
2020 | ERCOT_2_SPP_S | ERCOT | SPP_S | External | Summer | B6 | 300 | 800 | 0 | 56.77 | 55.88 | 8 | 0
2020 | ERCOT_2_SPP_S | ERCOT | SPP_S | External | Summer | B7 | 400 | 800 | 0 | 50.12 | 47.51 | 8 | 0
2020 | ERCOT_2_SPP_S | ERCOT | SPP_S | External | Summer | B8 | 500 | 800 | 0 | 42.43 | 40.62 | 8 | 0
2020 | ERCOT_2_SPP_S | ERCOT | SPP_S | External | Summer | B9 | 800 | 800 | 0 | 38.95 | 39.45 | 8 | 0
2020 | ERCOT_2_SPP_S | ERCOT | SPP_S | External | Summer | B10 | 1262 | 800 | 0 | 38.95 | 38.86 | 8 | 0
2020 | ERCOT_2_SPP_S | ERCOT | SPP_S | External | Winter | B16 | 25 | 800 | 0 | 54.64 | 57.02 | 8 | 0
2020 | ERCOT_2_SPP_S | ERCOT | SPP_S | External | Winter | B17 | 100 | 800 | 0 | 44.1 | 43.91 | 8 | 0
2020 | ERCOT_2_SPP_S | ERCOT | SPP_S | External | Winter | B18 | 400 | 800 | 0 | 42.4 | 42.84 | 8 | 0
2020 | ERCOT_2_SPP_S | ERCOT | SPP_S | External | Winter | B19 | 700 | 800 | 0 | 42.4 | 42.84 | 8 | 0
2020 | ERCOT_2_SPP_S | ERCOT | SPP_S | External | Winter | B20 | 935 | 800 | 0 | 42.4 | 42.75 | 8 | 0
2020 | MAPP_US_2_RMPA | MAPP_US | RMPA | External | Shoulder | B11 | 25 | 200 | 0 | 54.2 | 51.68 | 8 | 0
2020 | MAPP_US_2_RMPA | MAPP_US | RMPA | External | Shoulder | B12 | 200 | 200 | 0 | 42.9 | 45.23 | 8 | 0
2020 | MAPP_US_2_RMPA | MAPP_US | RMPA | External | Shoulder | B13 | 600 | 200 | 200 | 35.36 | 43.61 | 8 | 0.25
2020 | MAPP_US_2_RMPA | MAPP_US | RMPA | External | Shoulder | B14 | 900 | 200 | 200 | 33.69 | 43.61 | 8 | 1.92
2020 | MAPP_US_2_RMPA | MAPP_US | RMPA | External | Shoulder | B15 | 1203 | 200 | 200 | 33.17 | 43.61 | 8 | 2.44
2020 | MAPP_US_2_RMPA | MAPP_US | RMPA | External | Summer | B1 | 10 | 200 | 0 | 155.87 | 65.22 | 8 | 0
2020 | MAPP_US_2_RMPA | MAPP_US | RMPA | External | Summer | B2 | 25 | 200 | 0 | 58.37 | 65.22 | 8 | 0
2020 | MAPP_US_2_RMPA | MAPP_US | RMPA | External | Summer | B3 | 75 | 200 | 0 | 57.47 | 65.22 | 8 | 0
2020 | MAPP_US_2_RMPA | MAPP_US | RMPA | External | Summer | B4 | 100 | 200 | 0 | 57.47 | 65.22 | 8 | 0
2020 | MAPP_US_2_RMPA | MAPP_US | RMPA | External | Summer | B5 | 200 | 200 | 0 | 57.14 | 57.88 | 8 | 0
2020 | MAPP_US_2_RMPA | MAPP_US | RMPA | External | Summer | B6 | 300 | 200 | 0 | 48.88 | 51.68 | 8 | 0
2020 | MAPP_US_2_RMPA | MAPP_US | RMPA | External | Summer | B7 | 400 | 200 | 200 | 33.5 | 45.5 | 8 | 4
2020 | MAPP_US_2_RMPA | MAPP_US | RMPA | External | Summer | B8 | 500 | 200 | 200 | 30.34 | 41.93 | 8 | 3.59
2020 | MAPP_US_2_RMPA | MAPP_US | RMPA | External | Summer | B9 | 800 | 200 | 200 | 30.33 | 39.21 | 8 | 0.88
2020 | MAPP_US_2_RMPA | MAPP_US | RMPA | External | Summer | B10 | 1262 | 200 | 200 | 27.85 | 39.21 | 8 | 3.36
2020 | MAPP_US_2_RMPA | MAPP_US | RMPA | External | Winter | B16 | 25 | 200 | 0 | 55.02 | 62.02 | 8 | 0
2020 | MAPP_US_2_RMPA | MAPP_US | RMPA | External | Winter | B17 | 100 | 200 | 200 | 41.28 | 53.61 | 8 | 4.33
2020 | MAPP_US_2_RMPA | MAPP_US | RMPA | External | Winter | B18 | 400 | 200 | 200 | 36.37 | 46.79 | 8 | 2.42
2020 | MAPP_US_2_RMPA | MAPP_US | RMPA | External | Winter | B19 | 700 | 200 | 200 | 36.37 | 46.79 | 8 | 2.42
2020 | MAPP_US_2_RMPA | MAPP_US | RMPA | External | Winter | B20 | 935 | 200 | 0 | 31.32 | 38.73 | 8 | 0
2020 | NE_2_RMPA | NE | RMPA | External | Shoulder | B11 | 25 | 310 | 0 | 61.2 | 51.68 | 5 | 0
2020 | NE_2_RMPA | NE | RMPA | External | Shoulder | B12 | 200 | 310 | 0 | 44.9 | 45.23 | 5 | 0
2020 | NE_2_RMPA | NE | RMPA | External | Shoulder | B13 | 600 | 310 | 0 | 41.6 | 43.61 | 5 | 0
2020 | NE_2_RMPA | NE | RMPA | External | Shoulder | B14 | 900 | 310 | 0 | 40.56 | 43.61 | 5 | 0
2020 | NE_2_RMPA | NE | RMPA | External | Shoulder | B15 | 1203 | 310 | 0 | 40.17 | 43.61 | 5 | 0
2020 | NE_2_RMPA | NE | RMPA | External | Summer | B1 | 10 | 310 | 0 | 157.87 | 65.22 | 5 | 0
2020 | NE_2_RMPA | NE | RMPA | External | Summer | B2 | 25 | 310 | 0 | 65.37 | 65.22 | 5 | 0
2020 | NE_2_RMPA | NE | RMPA | External | Summer | B3 | 75 | 310 | 0 | 64.47 | 65.22 | 5 | 0
2020 | NE_2_RMPA | NE | RMPA | External | Summer | B4 | 100 | 310 | 0 | 64.47 | 65.22 | 5 | 0
2020 | NE_2_RMPA | NE | RMPA | External | Summer | B5 | 200 | 310 | 0 | 64.14 | 57.88 | 5 | 0
2020 | NE_2_RMPA | NE | RMPA | External | Summer | B6 | 300 | 310 | 0 | 55.88 | 51.68 | 5 | 0
2020 | NE_2_RMPA | NE | RMPA | External | Summer | B7 | 400 | 310 | 3 | 40.5 | 45.5 | 5 | 0
2020 | NE_2_RMPA | NE | RMPA | External | Summer | B8 | 500 | 310 | 0 | 37.34 | 41.93 | 5 | 0
2020 | NE_2_RMPA | NE | RMPA | External | Summer | B9 | 800 | 310 | 0 | 37.33 | 39.21 | 5 | 0
2020 | NE_2_RMPA | NE | RMPA | External | Summer | B10 | 1262 | 310 | 126.44 | 34.21 | 39.21 | 5 | 0
2020 | NE_2_RMPA | NE | RMPA | External | Winter | B16 | 25 | 310 | 101.73 | 57.02 | 62.02 | 5 | 0
2020 | NE_2_RMPA | NE | RMPA | External | Winter | B17 | 100 | 310 | 310 | 43.89 | 53.61 | 5 | 4.72
2020 | NE_2_RMPA | NE | RMPA | External | Winter | B18 | 400 | 310 | 0 | 42.82 | 46.79 | 5 | 0
2020 | NE_2_RMPA | NE | RMPA | External | Winter | B19 | 700 | 310 | 0 | 42.82 | 46.79 | 5 | 0
2020 | NE_2_RMPA | NE | RMPA | External | Winter | B20 | 935 | 310 | 0 | 38.32 | 38.73 | 5 | 0
2020 | NWPP_Coal_2_MAPP_US | NWPP_Coal | MAPP_US | External | Shoulder | B11 | 25 | 150 | 150 | 43.52 | 54.2 | 8 | 2.69
2020 | NWPP_Coal_2_MAPP_US | NWPP_Coal | MAPP_US | External | Shoulder | B12 | 200 | 150 | 0 | 43.52 | 42.9 | 8 | 0
2020 | NWPP_Coal_2_MAPP_US | NWPP_Coal | MAPP_US | External | Shoulder | B13 | 600 | 150 | 0 | 43.52 | 35.36 | 8 | 0
2020 | NWPP_Coal_2_MAPP_US | NWPP_Coal | MAPP_US | External | Shoulder | B14 | 900 | 150 | 0 | 43.52 | 33.69 | 8 | 0
2020 | NWPP_Coal_2_MAPP_US | NWPP_Coal | MAPP_US | External | Shoulder | B15 | 1203 | 150 | 0 | 43.52 | 33.17 | 8 | 0
2020 | NWPP_Coal_2_MAPP_US | NWPP_Coal | MAPP_US | External | Summer | B1 | 10 | 150 | 150 | 43.52 | 155.87 | 8 | 104.35
2020 | NWPP_Coal_2_MAPP_US | NWPP_Coal | MAPP_US | External | Summer | B2 | 25 | 150 | 150 | 43.52 | 58.37 | 8 | 6.85
2020 | NWPP_Coal_2_MAPP_US | NWPP_Coal | MAPP_US | External | Summer | B3 | 75 | 150 | 150 | 43.52 | 57.47 | 8 | 5.95
2020 | NWPP_Coal_2_MAPP_US | NWPP_Coal | MAPP_US | External | Summer | B4 | 100 | 150 | 150 | 43.52 | 57.47 | 8 | 5.95
2020 | NWPP_Coal_2_MAPP_US | NWPP_Coal | MAPP_US | External | Summer | B5 | 200 | 150 | 150 | 43.52 | 57.14 | 8 | 5.63
2020 | NWPP_Coal_2_MAPP_US | NWPP_Coal | MAPP_US | External | Summer | B6 | 300 | 150 | 0 | 43.52 | 48.88 | 8 | 0
2020 | NWPP_Coal_2_MAPP_US | NWPP_Coal | MAPP_US | External | Summer | B7 | 400 | 150 | 0 | 43.52 | 33.5 | 8 | 0
2020 | NWPP_Coal_2_MAPP_US | NWPP_Coal | MAPP_US | External | Summer | B8 | 500 | 150 | 0 | 43.52 | 30.34 | 8 | 0
2020 | NWPP_Coal_2_MAPP_US | NWPP_Coal | MAPP_US | External | Summer | B9 | 800 | 150 | 0 | 43.52 | 30.33 | 8 | 0
2020 | NWPP_Coal_2_MAPP_US | NWPP_Coal | MAPP_US | External | Summer | B10 | 1262 | 150 | 0 | 43.52 | 27.85 | 8 | 0
2020 | NWPP_Coal_2_MAPP_US | NWPP_Coal | MAPP_US | External | Winter | B16 | 25 | 150 | 150 | 45.45 | 55.02 | 8 | 1.58
2020 | NWPP_Coal_2_MAPP_US | NWPP_Coal | MAPP_US | External | Winter | B17 | 100 | 150 | 0 | 45.45 | 41.28 | 8 | 0
2020 | NWPP_Coal_2_MAPP_US | NWPP_Coal | MAPP_US | External | Winter | B18 | 400 | 150 | 0 | 45.45 | 36.37 | 8 | 0
2020 | NWPP_Coal_2_MAPP_US | NWPP_Coal | MAPP_US | External | Winter | B19 | 700 | 150 | 0 | 45.45 | 36.37 | 8 | 0
2020 | NWPP_Coal_2_MAPP_US | NWPP_Coal | MAPP_US | External | Winter | B20 | 935 | 150 | 0 | 45.45 | 31.32 | 8 | 0
2020 | RMPA_2_MAPP_US | RMPA | MAPP_US | External | Shoulder | B11 | 25 | 200 | 0 | 51.68 | 54.2 | 8 | 0
2020 | RMPA_2_MAPP_US | RMPA | MAPP_US | External | Shoulder | B12 | 200 | 200 | 0 | 45.23 | 42.9 | 8 | 0
2020 | RMPA_2_MAPP_US | RMPA | MAPP_US | External | Shoulder | B13 | 600 | 200 | 0 | 43.61 | 35.36 | 8 | 0
2020 | RMPA_2_MAPP_US | RMPA | MAPP_US | External | Shoulder | B14 | 900 | 200 | 0 | 43.61 | 33.69 | 8 | 0
2020 | RMPA_2_MAPP_US | RMPA | MAPP_US | External | Shoulder | B15 | 1203 | 200 | 0 | 43.61 | 33.17 | 8 | 0
2020 | RMPA_2_MAPP_US | RMPA | MAPP_US | External | Summer | B1 | 10 | 200 | 200 | 65.22 | 155.87 | 8 | 82.64
2020 | RMPA_2_MAPP_US | RMPA | MAPP_US | External | Summer | B2 | 25 | 200 | 0 | 65.22 | 58.37 | 8 | 0
2020 | RMPA_2_MAPP_US | RMPA | MAPP_US | External | Summer | B3 | 75 | 200 | 0 | 65.22 | 57.47 | 8 | 0
2020 | RMPA_2_MAPP_US | RMPA | MAPP_US | External | Summer | B4 | 100 | 200 | 0 | 65.22 | 57.47 | 8 | 0
2020 | RMPA_2_MAPP_US | RMPA | MAPP_US | External | Summer | B5 | 200 | 200 | 0 | 57.88 | 57.14 | 8 | 0
2020 | RMPA_2_MAPP_US | RMPA | MAPP_US | External | Summer | B6 | 300 | 200 | 0 | 51.68 | 48.88 | 8 | 0
2020 | RMPA_2_MAPP_US | RMPA | MAPP_US | External | Summer | B7 | 400 | 200 | 0 | 45.5 | 33.5 | 8 | 0
2020 | RMPA_2_MAPP_US | RMPA | MAPP_US | External | Summer | B8 | 500 | 200 | 0 | 41.93 | 30.34 | 8 | 0
2020 | RMPA_2_MAPP_US | RMPA | MAPP_US | External | Summer | B9 | 800 | 200 | 0 | 39.21 | 30.33 | 8 | 0
2020 | RMPA_2_MAPP_US | RMPA | MAPP_US | External | Summer | B10 | 1262 | 200 | 0 | 39.21 | 27.85 | 8 | 0
2020 | RMPA_2_MAPP_US | RMPA | MAPP_US | External | Winter | B16 | 25 | 200 | 0 | 62.02 | 55.02 | 8 | 0
2020 | RMPA_2_MAPP_US | RMPA | MAPP_US | External | Winter | B17 | 100 | 200 | 0 | 53.61 | 41.28 | 8 | 0
2020 | RMPA_2_MAPP_US | RMPA | MAPP_US | External | Winter | B18 | 400 | 200 | 0 | 46.79 | 36.37 | 8 | 0
2020 | RMPA_2_MAPP_US | RMPA | MAPP_US | External | Winter | B19 | 700 | 200 | 0 | 46.79 | 36.37 | 8 | 0
2020 | RMPA_2_MAPP_US | RMPA | MAPP_US | External | Winter | B20 | 935 | 200 | 0 | 38.73 | 31.32 | 8 | 0
2020 | RMPA_2_NE | RMPA | NE | External | Shoulder | B11 | 25 | 310 | 310 | 51.68 | 61.2 | 8 | 1.52
2020 | RMPA_2_NE | RMPA | NE | External | Shoulder | B12 | 200 | 310 | 0 | 45.23 | 44.9 | 8 | 0
2020 | RMPA_2_NE | RMPA | NE | External | Shoulder | B13 | 600 | 310 | 0 | 43.61 | 41.6 | 8 | 0
2020 | RMPA_2_NE | RMPA | NE | External | Shoulder | B14 | 900 | 310 | 0 | 43.61 | 40.56 | 8 | 0
2020 | RMPA_2_NE | RMPA | NE | External | Shoulder | B15 | 1203 | 310 | 0 | 43.61 | 40.17 | 8 | 0
2020 | RMPA_2_NE | RMPA | NE | External | Summer | B1 | 10 | 310 | 310 | 65.22 | 157.87 | 8 | 84.64
2020 | RMPA_2_NE | RMPA | NE | External | Summer | B2 | 25 | 310 | 0 | 65.22 | 65.37 | 8 | 0
2020 | RMPA_2_NE | RMPA | NE | External | Summer | B3 | 75 | 310 | 0 | 65.22 | 64.47 | 8 | 0
2020 | RMPA_2_NE | RMPA | NE | External | Summer | B4 | 100 | 310 | 0 | 65.22 | 64.47 | 8 | 0
2020 | RMPA_2_NE | RMPA | NE | External | Summer | B5 | 200 | 310 | 0 | 57.88 | 64.14 | 8 | 0
2020 | RMPA_2_NE | RMPA | NE | External | Summer | B6 | 300 | 310 | 0 | 51.68 | 55.88 | 8 | 0
2020 | RMPA_2_NE | RMPA | NE | External | Summer | B7 | 400 | 310 | 0 | 45.5 | 40.5 | 8 | 0
2020 | RMPA_2_NE | RMPA | NE | External | Summer | B8 | 500 | 310 | 0 | 41.93 | 37.34 | 8 | 0
2020 | RMPA_2_NE | RMPA | NE | External | Summer | B9 | 800 | 310 | 0 | 39.21 | 37.33 | 8 | 0
2020 | RMPA_2_NE | RMPA | NE | External | Summer | B10 | 1262 | 310 | 0 | 39.21 | 34.21 | 8 | 0
2020 | RMPA_2_NE | RMPA | NE | External | Winter | B16 | 25 | 310 | 0 | 62.02 | 57.02 | 8 | 0
2020 | RMPA_2_NE | RMPA | NE | External | Winter | B17 | 100 | 310 | 0 | 53.61 | 43.89 | 8 | 0
2020 | RMPA_2_NE | RMPA | NE | External | Winter | B18 | 400 | 310 | 0 | 46.79 | 42.82 | 8 | 0
2020 | RMPA_2_NE | RMPA | NE | External | Winter | B19 | 700 | 310 | 0 | 46.79 | 42.82 | 8 | 0
2020 | RMPA_2_NE | RMPA | NE | External | Winter | B20 | 935 | 310 | 0 | 38.73 | 38.32 | 8 | 0
2020 | RMPA_2_SPP_N | RMPA | SPP_N | External | Shoulder | B11 | 25 | 210 | 210 | 51.68 | 68.2 | 8 | 8.52
2020 | RMPA_2_SPP_N | RMPA | SPP_N | External | Shoulder | B12 | 200 | 210 | 0 | 45.23 | 44.91 | 8 | 0
2020 | RMPA_2_SPP_N | RMPA | SPP_N | External | Shoulder | B13 | 600 | 210 | 0 | 43.61 | 41.62 | 8 | 0
2020 | RMPA_2_SPP_N | RMPA | SPP_N | External | Shoulder | B14 | 900 | 210 | 0 | 43.61 | 40.57 | 8 | 0
2020 | RMPA_2_SPP_N | RMPA | SPP_N | External | Shoulder | B15 | 1203 | 210 | 0 | 43.61 | 40.19 | 8 | 0
2020 | RMPA_2_SPP_N | RMPA | SPP_N | External | Summer | B1 | 10 | 210 | 210 | 65.22 | 165.88 | 8 | 92.65
2020 | RMPA_2_SPP_N | RMPA | SPP_N | External | Summer | B2 | 25 | 210 | 0 | 65.22 | 68.61 | 8 | 0
2020 | RMPA_2_SPP_N | RMPA | SPP_N | External | Summer | B3 | 75 | 210 | 0 | 65.22 | 66.03 | 8 | 0
2020 | RMPA_2_SPP_N | RMPA | SPP_N | External | Summer | B4 | 100 | 210 | 0 | 65.22 | 66.03 | 8 | 0
2020 | RMPA_2_SPP_N | RMPA | SPP_N | External | Summer | B5 | 200 | 210 | 210 | 57.88 | 66.03 | 8 | 0.16
2020 | RMPA_2_SPP_N | RMPA | SPP_N | External | Summer | B6 | 300 | 210 | 0 | 51.68 | 55.89 | 8 | 0
2020 | RMPA_2_SPP_N | RMPA | SPP_N | External | Summer | B7 | 400 | 210 | 0 | 45.5 | 47.5 | 8 | 0
2020 | RMPA_2_SPP_N | RMPA | SPP_N | External | Summer | B8 | 500 | 210 | 0 | 41.93 | 40.6 | 8 | 0
2020 | RMPA_2_SPP_N | RMPA | SPP_N | External | Summer | B9 | 800 | 210 | 0 | 39.21 | 39.43 | 8 | 0
2020 | RMPA_2_SPP_N | RMPA | SPP_N | External | Summer | B10 | 1262 | 210 | 0 | 39.21 | 38.85 | 8 | 0
2020 | RMPA_2_SPP_N | RMPA | SPP_N | External | Winter | B16 | 25 | 210 | 0 | 62.02 | 57.03 | 8 | 0
2020 | RMPA_2_SPP_N | RMPA | SPP_N | External | Winter | B17 | 100 | 210 | 0 | 53.61 | 43.9 | 8 | 0
2020 | RMPA_2_SPP_N | RMPA | SPP_N | External | Winter | B18 | 400 | 210 | 0 | 46.79 | 42.83 | 8 | 0
2020 | RMPA_2_SPP_N | RMPA | SPP_N | External | Winter | B19 | 700 | 210 | 0 | 46.79 | 42.83 | 8 | 0
2020 | RMPA_2_SPP_N | RMPA | SPP_N | External | Winter | B20 | 935 | 210 | 0 | 38.73 | 42.74 | 8 | 0
2020 | SPP_N_2_RMPA | SPP_N | RMPA | External | Shoulder | B11 | 25 | 210 | 0 | 68.2 | 51.68 | 5 | 0
2020 | SPP_N_2_RMPA | SPP_N | RMPA | External | Shoulder | B12 | 200 | 210 | 0 | 44.91 | 45.23 | 5 | 0
2020 | SPP_N_2_RMPA | SPP_N | RMPA | External | Shoulder | B13 | 600 | 210 | 0 | 41.62 | 43.61 | 5 | 0
2020 | SPP_N_2_RMPA | SPP_N | RMPA | External | Shoulder | B14 | 900 | 210 | 0 | 40.57 | 43.61 | 5 | 0
2020 | SPP_N_2_RMPA | SPP_N | RMPA | External | Shoulder | B15 | 1203 | 210 | 0 | 40.19 | 43.61 | 5 | 0
2020 | SPP_N_2_RMPA | SPP_N | RMPA | External | Summer | B1 | 10 | 210 | 0 | 165.88 | 65.22 | 5 | 0
2020 | SPP_N_2_RMPA | SPP_N | RMPA | External | Summer | B2 | 25 | 210 | 0 | 68.61 | 65.22 | 5 | 0
2020 | SPP_N_2_RMPA | SPP_N | RMPA | External | Summer | B3 | 75 | 210 | 0 | 66.03 | 65.22 | 5 | 0
2020 | SPP_N_2_RMPA | SPP_N | RMPA | External | Summer | B4 | 100 | 210 | 0 | 66.03 | 65.22 | 5 | 0
2020 | SPP_N_2_RMPA | SPP_N | RMPA | External | Summer | B5 | 200 | 210 | 0 | 66.03 | 57.88 | 5 | 0
2020 | SPP_N_2_RMPA | SPP_N | RMPA | External | Summer | B6 | 300 | 210 | 0 | 55.89 | 51.68 | 5 | 0
2020 | SPP_N_2_RMPA | SPP_N | RMPA | External | Summer | B7 | 400 | 210 | 0 | 47.5 | 45.5 | 5 | 0
2020 | SPP_N_2_RMPA | SPP_N | RMPA | External | Summer | B8 | 500 | 210 | 0 | 40.6 | 41.93 | 5 | 0
2020 | SPP_N_2_RMPA | SPP_N | RMPA | External | Summer | B9 | 800 | 210 | 0 | 39.43 | 39.21 | 5 | 0
2020 | SPP_N_2_RMPA | SPP_N | RMPA | External | Summer | B10 | 1262 | 210 | 0 | 38.85 | 39.21 | 5 | 0
2020 | SPP_N_2_RMPA | SPP_N | RMPA | External | Winter | B16 | 25 | 210 | 0 | 57.03 | 62.02 | 5 | 0
2020 | SPP_N_2_RMPA | SPP_N | RMPA | External | Winter | B17 | 100 | 210 | 210 | 43.9 | 53.61 | 5 | 4.71
2020 | SPP_N_2_RMPA | SPP_N | RMPA | External | Winter | B18 | 400 | 210 | 0 | 42.83 | 46.79 | 5 | 0
2020 | SPP_N_2_RMPA | SPP_N | RMPA | External | Winter | B19 | 700 | 210 | 0 | 42.83 | 46.79 | 5 | 0
2020 | SPP_N_2_RMPA | SPP_N | RMPA | External | Winter | B20 | 935 | 210 | 0 | 42.74 | 38.73 | 5 | 0
2020 | SPP_S_2_ERCOT | SPP_S | ERCOT | External | Shoulder | B11 | 25 | 800 | 0 | 64 | 58.4 | 5 | 0
2020 | SPP_S_2_ERCOT | SPP_S | ERCOT | External | Shoulder | B12 | 200 | 800 | 0 | 42.02 | 43.63 | 5 | 0
2020 | SPP_S_2_ERCOT | SPP_S | ERCOT | External | Shoulder | B13 | 600 | 800 | 0 | 41.6 | 40.04 | 5 | 0
2020 | SPP_S_2_ERCOT | SPP_S | ERCOT | External | Shoulder | B14 | 900 | 800 | 0 | 40.2 | 40.04 | 5 | 0
2020 | SPP_S_2_ERCOT | SPP_S | ERCOT | External | Shoulder | B15 | 1203 | 800 | 0 | 40.2 | 40.04 | 5 | 0
2020 | SPP_S_2_ERCOT | SPP_S | ERCOT | External | Summer | B1 | 10 | 800 | 800 | 93.26 | 751.19 | 5 | 652.92
2020 | SPP_S_2_ERCOT | SPP_S | ERCOT | External | Summer | B2 | 25 | 800 | 800 | 68.59 | 751.19 | 5 | 677.59
2020 | SPP_S_2_ERCOT | SPP_S | ERCOT | External | Summer | B3 | 75 | 800 | 0 | 65.82 | 67.49 | 5 | 0
2020 | SPP_S_2_ERCOT | SPP_S | ERCOT | External | Summer | B4 | 100 | 800 | 0 | 65.22 | 67.49 | 5 | 0
2020 | SPP_S_2_ERCOT | SPP_S | ERCOT | External | Summer | B5 | 200 | 800 | 0 | 64.56 | 56.77 | 5 | 0
2020 | SPP_S_2_ERCOT | SPP_S | ERCOT | External | Summer | B6 | 300 | 800 | 0 | 55.88 | 56.77 | 5 | 0
2020 | SPP_S_2_ERCOT | SPP_S | ERCOT | External | Summer | B7 | 400 | 800 | 0 | 47.51 | 50.12 | 5 | 0
2020 | SPP_S_2_ERCOT | SPP_S | ERCOT | External | Summer | B8 | 500 | 800 | 0 | 40.62 | 42.43 | 5 | 0
2020 | SPP_S_2_ERCOT | SPP_S | ERCOT | External | Summer | B9 | 800 | 800 | 0 | 39.45 | 38.95 | 5 | 0
2020 | SPP_S_2_ERCOT | SPP_S | ERCOT | External | Summer | B10 | 1262 | 800 | 0 | 38.86 | 38.95 | 5 | 0
2020 | SPP_S_2_ERCOT | SPP_S | ERCOT | External | Winter | B16 | 25 | 800 | 0 | 57.02 | 54.64 | 5 | 0
2020 | SPP_S_2_ERCOT | SPP_S | ERCOT | External | Winter | B17 | 100 | 800 | 0 | 43.91 | 44.1 | 5 | 0
2020 | SPP_S_2_ERCOT | SPP_S | ERCOT | External | Winter | B18 | 400 | 800 | 0 | 42.84 | 42.4 | 5 | 0
2020 | SPP_S_2_ERCOT | SPP_S | ERCOT | External | Winter | B19 | 700 | 800 | 0 | 42.84 | 42.4 | 5 | 0
2020 | SPP_S_2_ERCOT | SPP_S | ERCOT | External | Winter | B20 | 935 | 800 | 0 | 42.75 | 42.4 | 5 | 0
2025 | AZ_NM_SNV_Coal_2_SPP_S | AZ_NM_SNV_Coal | SPP_S | External | Shoulder | B11 | 25 | 400 | 400 | 52.63 | 74.61 | 8.17 | 13.81
2025 | AZ_NM_SNV_Coal_2_SPP_S | AZ_NM_SNV_Coal | SPP_S | External | Shoulder | B12 | 200 | 400 | 0 | 46.57 | 46.91 | 8.17 | 0
2025 | AZ_NM_SNV_Coal_2_SPP_S | AZ_NM_SNV_Coal | SPP_S | External | Shoulder | B13 | 600 | 400 | 0 | 46.56 | 44.88 | 8.17 | 0
2025 | AZ_NM_SNV_Coal_2_SPP_S | AZ_NM_SNV_Coal | SPP_S | External | Shoulder | B14 | 900 | 400 | 0 | 46.55 | 44.88 | 8.17 | 0
2025 | AZ_NM_SNV_Coal_2_SPP_S | AZ_NM_SNV_Coal | SPP_S | External | Shoulder | B15 | 1203 | 400 | 0 | 46.41 | 44.78 | 8.17 | 0
2025 | AZ_NM_SNV_Coal_2_SPP_S | AZ_NM_SNV_Coal | SPP_S | External | Summer | B1 | 10 | 400 | 400 | 92.37 | 746.19 | 8.17 | 645.65
2025 | AZ_NM_SNV_Coal_2_SPP_S | AZ_NM_SNV_Coal | SPP_S | External | Summer | B2 | 25 | 400 | 400 | 76.88 | 448.41 | 8.17 | 363.37
2025 | AZ_NM_SNV_Coal_2_SPP_S | AZ_NM_SNV_Coal | SPP_S | External | Summer | B3 | 75 | 400 | 400 | 65.52 | 77.78 | 8.17 | 4.1
2025 | AZ_NM_SNV_Coal_2_SPP_S | AZ_NM_SNV_Coal | SPP_S | External | Summer | B4 | 100 | 400 | 400 | 57.43 | 73.61 | 8.17 | 8.01
2025 | AZ_NM_SNV_Coal_2_SPP_S | AZ_NM_SNV_Coal | SPP_S | External | Summer | B5 | 200 | 400 | 400 | 54.73 | 72.92 | 8.17 | 10.03
2025 | AZ_NM_SNV_Coal_2_SPP_S | AZ_NM_SNV_Coal | SPP_S | External | Summer | B6 | 300 | 400 | 0 | 51.15 | 56.7 | 8.17 | 0
2025 | AZ_NM_SNV_Coal_2_SPP_S | AZ_NM_SNV_Coal | SPP_S | External | Summer | B7 | 400 | 400 | 0 | 51.15 | 46.83 | 8.17 | 0
2025 | AZ_NM_SNV_Coal_2_SPP_S | AZ_NM_SNV_Coal | SPP_S | External | Summer | B8 | 500 | 400 | 0 | 51.15 | 44.71 | 8.17 | 0
2025 | AZ_NM_SNV_Coal_2_SPP_S | AZ_NM_SNV_Coal | SPP_S | External | Summer | B9 | 800 | 400 | 0 | 51.12 | 43.37 | 8.17 | 0
2025 | AZ_NM_SNV_Coal_2_SPP_S | AZ_NM_SNV_Coal | SPP_S | External | Summer | B10 | 1262 | 400 | 0 | 45.32 | 43.27 | 8.17 | 0
2025 | AZ_NM_SNV_Coal_2_SPP_S | AZ_NM_SNV_Coal | SPP_S | External | Winter | B16 | 25 | 400 | 400 | 49.99 | 59.63 | 8.17 | 1.47
2025 | AZ_NM_SNV_Coal_2_SPP_S | AZ_NM_SNV_Coal | SPP_S | External | Winter | B17 | 100 | 400 | 0 | 49.8 | 47.83 | 8.17 | 0
2025 | AZ_NM_SNV_Coal_2_SPP_S | AZ_NM_SNV_Coal | SPP_S | External | Winter | B18 | 400 | 400 | 0 | 49.79 | 47.83 | 8.17 | 0
2025 | AZ_NM_SNV_Coal_2_SPP_S | AZ_NM_SNV_Coal | SPP_S | External | Winter | B19 | 700 | 400 | 0 | 49.79 | 47.73 | 8.17 | 0
2025 | AZ_NM_SNV_Coal_2_SPP_S | AZ_NM_SNV_Coal | SPP_S | External | Winter | B20 | 935 | 400 | 0 | 49.65 | 42.77 | 8.17 | 0
2025 | ERCOT_2_SPP_S | ERCOT | SPP_S | External | Shoulder | B11 | 25 | 800 | 0 | 76.82 | 74.61 | 8 | 0
2025 | ERCOT_2_SPP_S | ERCOT | SPP_S | External | Shoulder | B12 | 200 | 800 | 0 | 48.75 | 46.91 | 8 | 0
2025 | ERCOT_2_SPP_S | ERCOT | SPP_S | External | Shoulder | B13 | 600 | 800 | 0 | 44.71 | 44.88 | 8 | 0
2025 | ERCOT_2_SPP_S | ERCOT | SPP_S | External | Shoulder | B14 | 900 | 800 | 0 | 44.71 | 44.88 | 8 | 0
2025 | ERCOT_2_SPP_S | ERCOT | SPP_S | External | Shoulder | B15 | 1203 | 800 | 0 | 44.71 | 44.78 | 8 | 0
2025 | ERCOT_2_SPP_S | ERCOT | SPP_S | External | Summer | B1 | 10 | 800 | 0 | 751.19 | 746.19 | 8 | 0
2025 | ERCOT_2_SPP_S | ERCOT | SPP_S | External | Summer | B2 | 25 | 800 | 0 | 751.19 | 448.41 | 8 | 0
2025 | ERCOT_2_SPP_S | ERCOT | SPP_S | External | Summer | B3 | 75 | 800 | 0 | 330.46 | 77.78 | 8 | 0
2025 | ERCOT_2_SPP_S | ERCOT | SPP_S | External | Summer | B4 | 100 | 800 | 0 | 74.84 | 73.61 | 8 | 0
2025 | ERCOT_2_SPP_S | ERCOT | SPP_S | External | Summer | B5 | 200 | 800 | 0 | 74.84 | 72.92 | 8 | 0
2025 | ERCOT_2_SPP_S | ERCOT | SPP_S | External | Summer | B6 | 300 | 800 | 0 | 63.53 | 56.7 | 8 | 0
2025 | ERCOT_2_SPP_S | ERCOT | SPP_S | External | Summer | B7 | 400 | 800 | 0 | 47.41 | 46.83 | 8 | 0
2025 | ERCOT_2_SPP_S | ERCOT | SPP_S | External | Summer | B8 | 500 | 800 | 0 | 43.49 | 44.71 | 8 | 0
2025 | ERCOT_2_SPP_S | ERCOT | SPP_S | External | Summer | B9 | 800 | 800 | 0 | 43.49 | 43.37 | 8 | 0
2025 | ERCOT_2_SPP_S | ERCOT | SPP_S | External | Summer | B10 | 1262 | 800 | 0 | 43.49 | 43.27 | 8 | 0
2025 | ERCOT_2_SPP_S | ERCOT | SPP_S | External | Winter | B16 | 25 | 800 | 37.59 | 51.63 | 59.63 | 8 | 0
2025 | ERCOT_2_SPP_S | ERCOT | SPP_S | External | Winter | B17 | 100 | 800 | 0 | 47.34 | 47.83 | 8 | 0
2025 | ERCOT_2_SPP_S | ERCOT | SPP_S | External | Winter | B18 | 400 | 800 | 0 | 47.34 | 47.83 | 8 | 0
2025 | ERCOT_2_SPP_S | ERCOT | SPP_S | External | Winter | B19 | 700 | 800 | 0 | 47.34 | 47.73 | 8 | 0
2025 | ERCOT_2_SPP_S | ERCOT | SPP_S | External | Winter | B20 | 935 | 800 | 0 | 47.34 | 42.77 | 8 | 0
2025 | MAPP_US_2_RMPA | MAPP_US | RMPA | External | Shoulder | B11 | 25 | 200 | 0 | 60.59 | 52.59 | 8 | 0
2025 | MAPP_US_2_RMPA | MAPP_US | RMPA | External | Shoulder | B12 | 200 | 200 | 0 | 43.25 | 38.91 | 8 | 0
2025 | MAPP_US_2_RMPA | MAPP_US | RMPA | External | Shoulder | B13 | 600 | 200 | 0 | 37.86 | 38.38 | 8 | 0
2025 | MAPP_US_2_RMPA | MAPP_US | RMPA | External | Shoulder | B14 | 900 | 200 | 0 | 37.86 | 38.38 | 8 | 0
2025 | MAPP_US_2_RMPA | MAPP_US | RMPA | External | Shoulder | B15 | 1203 | 200 | 0 | 37.76 | 38.24 | 8 | 0
2025 | MAPP_US_2_RMPA | MAPP_US | RMPA | External | Summer | B1 | 10 | 200 | 0 | 732.18 | 100.54 | 8 | 0
2025 | MAPP_US_2_RMPA | MAPP_US | RMPA | External | Summer | B2 | 25 | 200 | 0 | 434.4 | 72.57 | 8 | 0
2025 | MAPP_US_2_RMPA | MAPP_US | RMPA | External | Summer | B3 | 75 | 200 | 0 | 65.42 | 72.57 | 8 | 0
2025 | MAPP_US_2_RMPA | MAPP_US | RMPA | External | Summer | B4 | 100 | 200 | 0 | 65.42 | 65.59 | 8 | 0
2025 | MAPP_US_2_RMPA | MAPP_US | RMPA | External | Summer | B5 | 200 | 200 | 0 | 58.94 | 54.73 | 8 | 0
2025 | MAPP_US_2_RMPA | MAPP_US | RMPA | External | Summer | B6 | 300 | 200 | 0 | 42.68 | 44.85 | 8 | 0
2025 | MAPP_US_2_RMPA | MAPP_US | RMPA | External | Summer | B7 | 400 | 200 | 0 | 35.25 | 42.98 | 8 | 0
2025 | MAPP_US_2_RMPA | MAPP_US | RMPA | External | Summer | B8 | 500 | 200 | 0 | 33.4 | 38.4 | 8 | 0
2025 | MAPP_US_2_RMPA | MAPP_US | RMPA | External | Summer | B9 | 800 | 200 | 0 | 32.86 | 31.86 | 8 | 0
2025 | MAPP_US_2_RMPA | MAPP_US | RMPA | External | Summer | B10 | 1262 | 200 | 0 | 28.44 | 31.86 | 8 | 0
2025 | MAPP_US_2_RMPA | MAPP_US | RMPA | External | Winter | B16 | 25 | 200 | 0 | 61.6 | 58.16 | 8 | 0
2025 | MAPP_US_2_RMPA | MAPP_US | RMPA | External | Winter | B17 | 100 | 200 | 0 | 44.4 | 46.85 | 8 | 0
2025 | MAPP_US_2_RMPA | MAPP_US | RMPA | External | Winter | B18 | 400 | 200 | 0 | 40.72 | 41.62 | 8 | 0
2025 | MAPP_US_2_RMPA | MAPP_US | RMPA | External | Winter | B19 | 700 | 200 | 0 | 40.72 | 41.62 | 8 | 0
2025 | MAPP_US_2_RMPA | MAPP_US | RMPA | External | Winter | B20 | 935 | 200 | 0 | 34.36 | 33.36 | 8 | 0
2025 | NE_2_RMPA | NE | RMPA | External | Shoulder | B11 | 25 | 310 | 0 | 67.59 | 52.59 | 5 | 0
2025 | NE_2_RMPA | NE | RMPA | External | Shoulder | B12 | 200 | 310 | 0 | 46.91 | 38.91 | 5 | 0
2025 | NE_2_RMPA | NE | RMPA | External | Shoulder | B13 | 600 | 310 | 0 | 44.86 | 38.38 | 5 | 0
2025 | NE_2_RMPA | NE | RMPA | External | Shoulder | B14 | 900 | 310 | 0 | 44.86 | 38.38 | 5 | 0
2025 | NE_2_RMPA | NE | RMPA | External | Shoulder | B15 | 1203 | 310 | 0 | 44.76 | 38.24 | 5 | 0
2025 | NE_2_RMPA | NE | RMPA | External | Summer | B1 | 10 | 310 | 0 | 739.18 | 100.54 | 5 | 0
2025 | NE_2_RMPA | NE | RMPA | External | Summer | B2 | 25 | 310 | 0 | 441.4 | 72.57 | 5 | 0
2025 | NE_2_RMPA | NE | RMPA | External | Summer | B3 | 75 | 310 | 0 | 72.42 | 72.57 | 5 | 0
2025 | NE_2_RMPA | NE | RMPA | External | Summer | B4 | 100 | 310 | 0 | 72.42 | 65.59 | 5 | 0
2025 | NE_2_RMPA | NE | RMPA | External | Summer | B5 | 200 | 310 | 0 | 65.94 | 54.73 | 5 | 0
2025 | NE_2_RMPA | NE | RMPA | External | Summer | B6 | 300 | 310 | 0 | 49.68 | 44.85 | 5 | 0
2025 | NE_2_RMPA | NE | RMPA | External | Summer | B7 | 400 | 310 | 0 | 42.25 | 42.98 | 5 | 0
2025 | NE_2_RMPA | NE | RMPA | External | Summer | B8 | 500 | 310 | 0 | 40.4 | 38.4 | 5 | 0
2025 | NE_2_RMPA | NE | RMPA | External | Summer | B9 | 800 | 310 | 0 | 39.86 | 31.86 | 5 | 0
2025 | NE_2_RMPA | NE | RMPA | External | Summer | B10 | 1262 | 310 | 0 | 34.8 | 31.86 | 5 | 0
2025 | NE_2_RMPA | NE | RMPA | External | Winter | B16 | 25 | 310 | 0 | 63.6 | 58.16 | 5 | 0
2025 | NE_2_RMPA | NE | RMPA | External | Winter | B17 | 100 | 310 | 0 | 47.83 | 46.85 | 5 | 0
2025 | NE_2_RMPA | NE | RMPA | External | Winter | B18 | 400 | 310 | 0 | 47.72 | 41.62 | 5 | 0
2025 | NE_2_RMPA | NE | RMPA | External | Winter | B19 | 700 | 310 | 0 | 47.7 | 41.62 | 5 | 0
2025 | NE_2_RMPA | NE | RMPA | External | Winter | B20 | 935 | 310 | 0 | 41.36 | 33.36 | 5 | 0
2025 | NWPP_Coal_2_MAPP_US | NWPP_Coal | MAPP_US | External | Shoulder | B11 | 25 | 150 | 150 | 46.55 | 60.59 | 8 | 6.05
2025 | NWPP_Coal_2_MAPP_US | NWPP_Coal | MAPP_US | External | Shoulder | B12 | 200 | 150 | 0 | 46.55 | 43.25 | 8 | 0
2025 | NWPP_Coal_2_MAPP_US | NWPP_Coal | MAPP_US | External | Shoulder | B13 | 600 | 150 | 0 | 46.55 | 37.86 | 8 | 0
2025 | NWPP_Coal_2_MAPP_US | NWPP_Coal | MAPP_US | External | Shoulder | B14 | 900 | 150 | 0 | 46.55 | 37.86 | 8 | 0
2025 | NWPP_Coal_2_MAPP_US | NWPP_Coal | MAPP_US | External | Shoulder | B15 | 1203 | 150 | 0 | 46.55 | 37.76 | 8 | 0
2025 | NWPP_Coal_2_MAPP_US | NWPP_Coal | MAPP_US | External | Summer | B1 | 10 | 150 | 150 | 46.57 | 732.18 | 8 | 677.61
2025 | NWPP_Coal_2_MAPP_US | NWPP_Coal | MAPP_US | External | Summer | B2 | 25 | 150 | 150 | 46.57 | 434.4 | 8 | 379.84
2025 | NWPP_Coal_2_MAPP_US | NWPP_Coal | MAPP_US | External | Summer | B3 | 75 | 150 | 150 | 46.57 | 65.42 | 8 | 10.85
2025 | NWPP_Coal_2_MAPP_US | NWPP_Coal | MAPP_US | External | Summer | B4 | 100 | 150 | 150 | 46.57 | 65.42 | 8 | 10.85
2025 | NWPP_Coal_2_MAPP_US | NWPP_Coal | MAPP_US | External | Summer | B5 | 200 | 150 | 150 | 46.57 | 58.94 | 8 | 4.37
2025 | NWPP_Coal_2_MAPP_US | NWPP_Coal | MAPP_US | External | Summer | B6 | 300 | 150 | 0 | 46.57 | 42.68 | 8 | 0
2025 | NWPP_Coal_2_MAPP_US | NWPP_Coal | MAPP_US | External | Summer | B7 | 400 | 150 | 0 | 46.57 | 35.25 | 8 | 0
2025 | NWPP_Coal_2_MAPP_US | NWPP_Coal | MAPP_US | External | Summer | B8 | 500 | 150 | 0 | 46.57 | 33.4 | 8 | 0
2025 | NWPP_Coal_2_MAPP_US | NWPP_Coal | MAPP_US | External | Summer | B9 | 800 | 150 | 0 | 46.57 | 32.86 | 8 | 0
2025 | NWPP_Coal_2_MAPP_US | NWPP_Coal | MAPP_US | External | Summer | B10 | 1262 | 150 | 0 | 46.57 | 28.44 | 8 | 0
2025 | NWPP_Coal_2_MAPP_US | NWPP_Coal | MAPP_US | External | Winter | B16 | 25 | 150 | 150 | 49.79 | 61.6 | 8 | 3.81
2025 | NWPP_Coal_2_MAPP_US | NWPP_Coal | MAPP_US | External | Winter | B17 | 100 | 150 | 0 | 49.79 | 44.4 | 8 | 0
2025 | NWPP_Coal_2_MAPP_US | NWPP_Coal | MAPP_US | External | Winter | B18 | 400 | 150 | 0 | 49.79 | 40.72 | 8 | 0
2025 | NWPP_Coal_2_MAPP_US | NWPP_Coal | MAPP_US | External | Winter | B19 | 700 | 150 | 0 | 49.79 | 40.72 | 8 | 0
2025 | NWPP_Coal_2_MAPP_US | NWPP_Coal | MAPP_US | External | Winter | B20 | 935 | 150 | 0 | 49.79 | 34.36 | 8 | 0
2025 | RMPA_2_MAPP_US | RMPA | MAPP_US | External | Shoulder | B11 | 25 | 200 | 80.68 | 52.59 | 60.59 | 8 | 0
2025 | RMPA_2_MAPP_US | RMPA | MAPP_US | External | Shoulder | B12 | 200 | 200 | 0 | 38.91 | 43.25 | 8 | 0
2025 | RMPA_2_MAPP_US | RMPA | MAPP_US | External | Shoulder | B13 | 600 | 200 | 0 | 38.38 | 37.86 | 8 | 0
2025 | RMPA_2_MAPP_US | RMPA | MAPP_US | External | Shoulder | B14 | 900 | 200 | 0 | 38.38 | 37.86 | 8 | 0
2025 | RMPA_2_MAPP_US | RMPA | MAPP_US | External | Shoulder | B15 | 1203 | 200 | 0 | 38.24 | 37.76 | 8 | 0
2025 | RMPA_2_MAPP_US | RMPA | MAPP_US | External | Summer | B1 | 10 | 200 | 200 | 100.54 | 732.18 | 8 | 623.64
2025 | RMPA_2_MAPP_US | RMPA | MAPP_US | External | Summer | B2 | 25 | 200 | 200 | 72.57 | 434.4 | 8 | 353.83
2025 | RMPA_2_MAPP_US | RMPA | MAPP_US | External | Summer | B3 | 75 | 200 | 0 | 72.57 | 65.42 | 8 | 0
2025 | RMPA_2_MAPP_US | RMPA | MAPP_US | External | Summer | B4 | 100 | 200 | 0 | 65.59 | 65.42 | 8 | 0
2025 | RMPA_2_MAPP_US | RMPA | MAPP_US | External | Summer | B5 | 200 | 200 | 0 | 54.73 | 58.94 | 8 | 0
2025 | RMPA_2_MAPP_US | RMPA | MAPP_US | External | Summer | B6 | 300 | 200 | 0 | 44.85 | 42.68 | 8 | 0
2025 | RMPA_2_MAPP_US | RMPA | MAPP_US | External | Summer | B7 | 400 | 200 | 0 | 42.98 | 35.25 | 8 | 0
2025 | RMPA_2_MAPP_US | RMPA | MAPP_US | External | Summer | B8 | 500 | 200 | 0 | 38.4 | 33.4 | 8 | 0
2025 | RMPA_2_MAPP_US | RMPA | MAPP_US | External | Summer | B9 | 800 | 200 | 0 | 31.86 | 32.86 | 8 | 0
2025 | RMPA_2_MAPP_US | RMPA | MAPP_US | External | Summer | B10 | 1262 | 200 | 0 | 31.86 | 28.44 | 8 | 0
2025 | RMPA_2_MAPP_US | RMPA | MAPP_US | External | Winter | B16 | 25 | 200 | 0 | 58.16 | 61.6 | 8 | 0
2025 | RMPA_2_MAPP_US | RMPA | MAPP_US | External | Winter | B17 | 100 | 200 | 0 | 46.85 | 44.4 | 8 | 0
2025 | RMPA_2_MAPP_US | RMPA | MAPP_US | External | Winter | B18 | 400 | 200 | 0 | 41.62 | 40.72 | 8 | 0
2025 | RMPA_2_MAPP_US | RMPA | MAPP_US | External | Winter | B19 | 700 | 200 | 0 | 41.62 | 40.72 | 8 | 0
2025 | RMPA_2_MAPP_US | RMPA | MAPP_US | External | Winter | B20 | 935 | 200 | 0 | 33.36 | 34.36 | 8 | 0
2025 | RMPA_2_NE | RMPA | NE | External | Shoulder | B11 | 25 | 310 | 310 | 52.59 | 67.59 | 8 | 7
2025 | RMPA_2_NE | RMPA | NE | External | Shoulder | B12 | 200 | 310 | 292.57 | 38.91 | 46.91 | 8 | 0
2025 | RMPA_2_NE | RMPA | NE | External | Shoulder | B13 | 600 | 310 | 0 | 38.38 | 44.86 | 8 | 0
2025 | RMPA_2_NE | RMPA | NE | External | Shoulder | B14 | 900 | 310 | 0 | 38.38 | 44.86 | 8 | 0
2025 | RMPA_2_NE | RMPA | NE | External | Shoulder | B15 | 1203 | 310 | 0 | 38.24 | 44.76 | 8 | 0
2025 | RMPA_2_NE | RMPA | NE | External | Summer | B1 | 10 | 310 | 310 | 100.54 | 739.18 | 8 | 630.64
2025 | RMPA_2_NE | RMPA | NE | External | Summer | B2 | 25 | 310 | 310 | 72.57 | 441.4 | 8 | 360.83
2025 | RMPA_2_NE | RMPA | NE | External | Summer | B3 | 75 | 310 | 0 | 72.57 | 72.42 | 8 | 0
2025 | RMPA_2_NE | RMPA | NE | External | Summer | B4 | 100 | 310 | 0 | 65.59 | 72.42 | 8 | 0
2025 | RMPA_2_NE | RMPA | NE | External | Summer | B5 | 200 | 310 | 310 | 54.73 | 65.94 | 8 | 3.2
2025 | RMPA_2_NE | RMPA | NE | External | Summer | B6 | 300 | 310 | 0 | 44.85 | 49.68 | 8 | 0
2025 | RMPA_2_NE | RMPA | NE | External | Summer | B7 | 400 | 310 | 0 | 42.98 | 42.25 | 8 | 0
2025 | RMPA_2_NE | RMPA | NE | External | Summer | B8 | 500 | 310 | 0 | 38.4 | 40.4 | 8 | 0
2025 | RMPA_2_NE | RMPA | NE | External | Summer | B9 | 800 | 310 | 82.74 | 31.86 | 39.86 | 8 | 0
2025 | RMPA_2_NE | RMPA | NE | External | Summer | B10 | 1262 | 310 | 0 | 31.86 | 34.8 | 8 | 0
2025 | RMPA_2_NE | RMPA | NE | External | Winter | B16 | 25 | 310 | 0 | 58.16 | 63.6 | 8 | 0
2025 | RMPA_2_NE | RMPA | NE | External | Winter | B17 | 100 | 310 | 0 | 46.85 | 47.83 | 8 | 0
2025 | RMPA_2_NE | RMPA | NE | External | Winter | B18 | 400 | 310 | 0 | 41.62 | 47.72 | 8 | 0
2025 | RMPA_2_NE | RMPA | NE | External | Winter | B19 | 700 | 310 | 0 | 41.62 | 47.7 | 8 | 0
2025 | RMPA_2_NE | RMPA | NE | External | Winter | B20 | 935 | 310 | 300.11 | 33.36 | 41.36 | 8 | 0
2025 | RMPA_2_SPP_N | RMPA | SPP_N | External | Shoulder | B11 | 25 | 210 | 210 | 52.59 | 74.59 | 8 | 14
2025 | RMPA_2_SPP_N | RMPA | SPP_N | External | Shoulder | B12 | 200 | 210 | 210 | 38.91 | 46.93 | 8 | 0.01
2025 | RMPA_2_SPP_N | RMPA | SPP_N | External | Shoulder | B13 | 600 | 210 | 0 | 38.38 | 44.89 | 8 | 0
2025 | RMPA_2_SPP_N | RMPA | SPP_N | External | Shoulder | B14 | 900 | 210 | 0 | 38.38 | 44.87 | 8 | 0
2025 | RMPA_2_SPP_N | RMPA | SPP_N | External | Shoulder | B15 | 1203 | 210 | 0 | 38.24 | 44.77 | 8 | 0
2025 | RMPA_2_SPP_N | RMPA | SPP_N | External | Summer | B1 | 10 | 210 | 210 | 100.54 | 746.18 | 8 | 637.64
2025 | RMPA_2_SPP_N | RMPA | SPP_N | External | Summer | B2 | 25 | 210 | 210 | 72.57 | 448.4 | 8 | 367.83
2025 | RMPA_2_SPP_N | RMPA | SPP_N | External | Summer | B3 | 75 | 210 | 0 | 72.57 | 77.77 | 8 | 0
2025 | RMPA_2_SPP_N | RMPA | SPP_N | External | Summer | B4 | 100 | 210 | 161.03 | 65.59 | 73.59 | 8 | 0
2025 | RMPA_2_SPP_N | RMPA | SPP_N | External | Summer | B5 | 200 | 210 | 210 | 54.73 | 72.94 | 8 | 10.2
2025 | RMPA_2_SPP_N | RMPA | SPP_N | External | Summer | B6 | 300 | 210 | 210 | 44.85 | 56.68 | 8 | 3.84
2025 | RMPA_2_SPP_N | RMPA | SPP_N | External | Summer | B7 | 400 | 210 | 0 | 42.98 | 46.82 | 8 | 0
2025 | RMPA_2_SPP_N | RMPA | SPP_N | External | Summer | B8 | 500 | 210 | 0 | 38.4 | 44.7 | 8 | 0
2025 | RMPA_2_SPP_N | RMPA | SPP_N | External | Summer | B9 | 800 | 210 | 210 | 31.86 | 43.36 | 8 | 3.5
2025 | RMPA_2_SPP_N | RMPA | SPP_N | External | Summer | B10 | 1262 | 210 | 210 | 31.86 | 42.44 | 8 | 2.58
2025 | RMPA_2_SPP_N | RMPA | SPP_N | External | Winter | B16 | 25 | 210 | 0 | 58.16 | 63.62 | 8 | 0
2025 | RMPA_2_SPP_N | RMPA | SPP_N | External | Winter | B17 | 100 | 210 | 0 | 46.85 | 47.85 | 8 | 0
2025 | RMPA_2_SPP_N | RMPA | SPP_N | External | Winter | B18 | 400 | 210 | 0 | 41.62 | 47.82 | 8 | 0
2025 | RMPA_2_SPP_N | RMPA | SPP_N | External | Winter | B19 | 700 | 210 | 0 | 41.62 | 47.71 | 8 | 0
2025 | RMPA_2_SPP_N | RMPA | SPP_N | External | Winter | B20 | 935 | 210 | 210 | 33.36 | 42.76 | 8 | 1.4
2025 | SPP_N_2_RMPA | SPP_N | RMPA | External | Shoulder | B11 | 25 | 210 | 0 | 74.59 | 52.59 | 5 | 0
2025 | SPP_N_2_RMPA | SPP_N | RMPA | External | Shoulder | B12 | 200 | 210 | 0 | 46.93 | 38.91 | 5 | 0
2025 | SPP_N_2_RMPA | SPP_N | RMPA | External | Shoulder | B13 | 600 | 210 | 0 | 44.89 | 38.38 | 5 | 0
2025 | SPP_N_2_RMPA | SPP_N | RMPA | External | Shoulder | B14 | 900 | 210 | 0 | 44.87 | 38.38 | 5 | 0
2025 | SPP_N_2_RMPA | SPP_N | RMPA | External | Shoulder | B15 | 1203 | 210 | 0 | 44.77 | 38.24 | 5 | 0
2025 | SPP_N_2_RMPA | SPP_N | RMPA | External | Summer | B1 | 10 | 210 | 0 | 746.18 | 100.54 | 5 | 0
2025 | SPP_N_2_RMPA | SPP_N | RMPA | External | Summer | B2 | 25 | 210 | 0 | 448.4 | 72.57 | 5 | 0
2025 | SPP_N_2_RMPA | SPP_N | RMPA | External | Summer | B3 | 75 | 210 | 0 | 77.77 | 72.57 | 5 | 0
2025 | SPP_N_2_RMPA | SPP_N | RMPA | External | Summer | B4 | 100 | 210 | 0 | 73.59 | 65.59 | 5 | 0
2025 | SPP_N_2_RMPA | SPP_N | RMPA | External | Summer | B5 | 200 | 210 | 0 | 72.94 | 54.73 | 5 | 0
2025 | SPP_N_2_RMPA | SPP_N | RMPA | External | Summer | B6 | 300 | 210 | 0 | 56.68 | 44.85 | 5 | 0
2025 | SPP_N_2_RMPA | SPP_N | RMPA | External | Summer | B7 | 400 | 210 | 0 | 46.82 | 42.98 | 5 | 0
2025 | SPP_N_2_RMPA | SPP_N | RMPA | External | Summer | B8 | 500 | 210 | 0 | 44.7 | 38.4 | 5 | 0
2025 | SPP_N_2_RMPA | SPP_N | RMPA | External | Summer | B9 | 800 | 210 | 0 | 43.36 | 31.86 | 5 | 0
2025 | SPP_N_2_RMPA | SPP_N | RMPA | External | Summer | B10 | 1262 | 210 | 0 | 42.44 | 31.86 | 5 | 0
2025 | SPP_N_2_RMPA | SPP_N | RMPA | External | Winter | B16 | 25 | 210 | 0 | 63.62 | 58.16 | 5 | 0
2025 | SPP_N_2_RMPA | SPP_N | RMPA | External | Winter | B17 | 100 | 210 | 0 | 47.85 | 46.85 | 5 | 0
2025 | SPP_N_2_RMPA | SPP_N | RMPA | External | Winter | B18 | 400 | 210 | 0 | 47.82 | 41.62 | 5 | 0
2025 | SPP_N_2_RMPA | SPP_N | RMPA | External | Winter | B19 | 700 | 210 | 0 | 47.71 | 41.62 | 5 | 0
2025 | SPP_N_2_RMPA | SPP_N | RMPA | External | Winter | B20 | 935 | 210 | 0 | 42.76 | 33.36 | 5 | 0
2025 | SPP_S_2_ERCOT | SPP_S | ERCOT | External | Shoulder | B11 | 25 | 800 | 0 | 74.61 | 76.82 | 5 | 0
2025 | SPP_S_2_ERCOT | SPP_S | ERCOT | External | Shoulder | B12 | 200 | 800 | 0 | 46.91 | 48.75 | 5 | 0
2025 | SPP_S_2_ERCOT | SPP_S | ERCOT | External | Shoulder | B13 | 600 | 800 | 0 | 44.88 | 44.71 | 5 | 0
2025 | SPP_S_2_ERCOT | SPP_S | ERCOT | External | Shoulder | B14 | 900 | 800 | 0 | 44.88 | 44.71 | 5 | 0
2025 | SPP_S_2_ERCOT | SPP_S | ERCOT | External | Shoulder | B15 | 1203 | 800 | 0 | 44.78 | 44.71 | 5 | 0
2025 | SPP_S_2_ERCOT | SPP_S | ERCOT | External | Summer | B1 | 10 | 800 | 256.36 | 746.19 | 751.19 | 5 | 0
2025 | SPP_S_2_ERCOT | SPP_S | ERCOT | External | Summer | B2 | 25 | 800 | 800 | 448.41 | 751.19 | 5 | 297.77
2025 | SPP_S_2_ERCOT | SPP_S | ERCOT | External | Summer | B3 | 75 | 800 | 800 | 77.78 | 330.46 | 5 | 247.68
2025 | SPP_S_2_ERCOT | SPP_S | ERCOT | External | Summer | B4 | 100 | 800 | 0 | 73.61 | 74.84 | 5 | 0
2025 | SPP_S_2_ERCOT | SPP_S | ERCOT | External | Summer | B5 | 200 | 800 | 0 | 72.92 | 74.84 | 5 | 0
2025 | SPP_S_2_ERCOT | SPP_S | ERCOT | External | Summer | B6 | 300 | 800 | 800 | 56.7 | 63.53 | 5 | 1.84
2025 | SPP_S_2_ERCOT | SPP_S | ERCOT | External | Summer | B7 | 400 | 800 | 0 | 46.83 | 47.41 | 5 | 0
2025 | SPP_S_2_ERCOT | SPP_S | ERCOT | External | Summer | B8 | 500 | 800 | 0 | 44.71 | 43.49 | 5 | 0
2025 | SPP_S_2_ERCOT | SPP_S | ERCOT | External | Summer | B9 | 800 | 800 | 0 | 43.37 | 43.49 | 5 | 0
2025 | SPP_S_2_ERCOT | SPP_S | ERCOT | External | Summer | B10 | 1262 | 800 | 0 | 43.27 | 43.49 | 5 | 0
2025 | SPP_S_2_ERCOT | SPP_S | ERCOT | External | Winter | B16 | 25 | 800 | 0 | 59.63 | 51.63 | 5 | 0
2025 | SPP_S_2_ERCOT | SPP_S | ERCOT | External | Winter | B17 | 100 | 800 | 0 | 47.83 | 47.34 | 5 | 0
2025 | SPP_S_2_ERCOT | SPP_S | ERCOT | External | Winter | B18 | 400 | 800 | 0 | 47.83 | 47.34 | 5 | 0
2025 | SPP_S_2_ERCOT | SPP_S | ERCOT | External | Winter | B19 | 700 | 800 | 0 | 47.73 | 47.34 | 5 | 0
2025 | SPP_S_2_ERCOT | SPP_S | ERCOT | External | Winter | B20 | 935 | 800 | 0 | 42.77 | 47.34 | 5 | 0
2030 | AZ_NM_SNV_Coal_2_SPP_S | AZ_NM_SNV_Coal | SPP_S | External | Shoulder | B11 | 25 | 400 | 400 | 59.91 | 79.61 | 8.17 | 11.53
2030 | AZ_NM_SNV_Coal_2_SPP_S | AZ_NM_SNV_Coal | SPP_S | External | Shoulder | B12 | 200 | 400 | 0 | 54.14 | 50.29 | 8.17 | 0
2030 | AZ_NM_SNV_Coal_2_SPP_S | AZ_NM_SNV_Coal | SPP_S | External | Shoulder | B13 | 600 | 400 | 0 | 54.13 | 48.09 | 8.17 | 0
2030 | AZ_NM_SNV_Coal_2_SPP_S | AZ_NM_SNV_Coal | SPP_S | External | Shoulder | B14 | 900 | 400 | 0 | 54.12 | 48.09 | 8.17 | 0
2030 | AZ_NM_SNV_Coal_2_SPP_S | AZ_NM_SNV_Coal | SPP_S | External | Shoulder | B15 | 1203 | 400 | 0 | 53.98 | 47.98 | 8.17 | 0
2030 | AZ_NM_SNV_Coal_2_SPP_S | AZ_NM_SNV_Coal | SPP_S | External | Summer | B1 | 10 | 400 | 400 | 103.99 | 741.19 | 8.17 | 629.03
2030 | AZ_NM_SNV_Coal_2_SPP_S | AZ_NM_SNV_Coal | SPP_S | External | Summer | B2 | 25 | 400 | 400 | 103.99 | 510.13 | 8.17 | 397.97
2030 | AZ_NM_SNV_Coal_2_SPP_S | AZ_NM_SNV_Coal | SPP_S | External | Summer | B3 | 75 | 400 | 0 | 80.71 | 83 | 8.17 | 0
2030 | AZ_NM_SNV_Coal_2_SPP_S | AZ_NM_SNV_Coal | SPP_S | External | Summer | B4 | 100 | 400 | 0 | 72.39 | 79.42 | 8.17 | 0
2030 | AZ_NM_SNV_Coal_2_SPP_S | AZ_NM_SNV_Coal | SPP_S | External | Summer | B5 | 200 | 400 | 400 | 64.88 | 77.07 | 8.17 | 4.03
2030 | AZ_NM_SNV_Coal_2_SPP_S | AZ_NM_SNV_Coal | SPP_S | External | Summer | B6 | 300 | 400 | 0 | 58.56 | 57.42 | 8.17 | 0
2030 | AZ_NM_SNV_Coal_2_SPP_S | AZ_NM_SNV_Coal | SPP_S | External | Summer | B7 | 400 | 400 | 0 | 58.32 | 48.58 | 8.17 | 0
2030 | AZ_NM_SNV_Coal_2_SPP_S | AZ_NM_SNV_Coal | SPP_S | External | Summer | B8 | 500 | 400 | 0 | 58.32 | 48.1 | 8.17 | 0
2030 | AZ_NM_SNV_Coal_2_SPP_S | AZ_NM_SNV_Coal | SPP_S | External | Summer | B9 | 800 | 400 | 0 | 58.32 | 46.46 | 8.17 | 0
2030 | AZ_NM_SNV_Coal_2_SPP_S | AZ_NM_SNV_Coal | SPP_S | External | Summer | B10 | 1262 | 400 | 0 | 56.71 | 46.36 | 8.17 | 0
2030 | AZ_NM_SNV_Coal_2_SPP_S | AZ_NM_SNV_Coal | SPP_S | External | Winter | B16 | 25 | 400 | 0 | 63 | 63.33 | 8.17 | 0
2030 | AZ_NM_SNV_Coal_2_SPP_S | AZ_NM_SNV_Coal | SPP_S | External | Winter | B17 | 100 | 400 | 0 | 56.74 | 51.3 | 8.17 | 0
2030 | AZ_NM_SNV_Coal_2_SPP_S | AZ_NM_SNV_Coal | SPP_S | External | Winter | B18 | 400 | 400 | 0 | 56.72 | 51.3 | 8.17 | 0
2030 | AZ_NM_SNV_Coal_2_SPP_S | AZ_NM_SNV_Coal | SPP_S | External | Winter | B19 | 700 | 400 | 0 | 56.72 | 51.18 | 8.17 | 0
2030 | AZ_NM_SNV_Coal_2_SPP_S | AZ_NM_SNV_Coal | SPP_S | External | Winter | B20 | 935 | 400 | 0 | 54.12 | 45.72 | 8.17 | 0
2030 | ERCOT_2_SPP_S | ERCOT | SPP_S | External | Shoulder | B11 | 25 | 800 | 0 | 81.92 | 79.61 | 8 | 0
2030 | ERCOT_2_SPP_S | ERCOT | SPP_S | External | Shoulder | B12 | 200 | 800 | 0 | 52.2 | 50.29 | 8 | 0
2030 | ERCOT_2_SPP_S | ERCOT | SPP_S | External | Shoulder | B13 | 600 | 800 | 0 | 47.87 | 48.09 | 8 | 0
2030 | ERCOT_2_SPP_S | ERCOT | SPP_S | External | Shoulder | B14 | 900 | 800 | 0 | 47.87 | 48.09 | 8 | 0
2030 | ERCOT_2_SPP_S | ERCOT | SPP_S | External | Shoulder | B15 | 1203 | 800 | 0 | 47.87 | 47.98 | 8 | 0
2030 | ERCOT_2_SPP_S | ERCOT | SPP_S | External | Summer | B1 | 10 | 800 | 0 | 751.19 | 741.19 | 8 | 0
2030 | ERCOT_2_SPP_S | ERCOT | SPP_S | External | Summer | B2 | 25 | 800 | 0 | 751.19 | 510.13 | 8 | 0
2030 | ERCOT_2_SPP_S | ERCOT | SPP_S | External | Summer | B3 | 75 | 800 | 0 | 335.42 | 83 | 8 | 0
2030 | ERCOT_2_SPP_S | ERCOT | SPP_S | External | Summer | B4 | 100 | 800 | 0 | 79.8 | 79.42 | 8 | 0
2030 | ERCOT_2_SPP_S | ERCOT | SPP_S | External | Summer | B5 | 200 | 800 | 0 | 79.8 | 77.07 | 8 | 0
2030 | ERCOT_2_SPP_S | ERCOT | SPP_S | External | Summer | B6 | 300 | 800 | 0 | 68.1 | 57.42 | 8 | 0
2030 | ERCOT_2_SPP_S | ERCOT | SPP_S | External | Summer | B7 | 400 | 800 | 0 | 50.77 | 48.58 | 8 | 0
2030 | ERCOT_2_SPP_S | ERCOT | SPP_S | External | Summer | B8 | 500 | 800 | 0 | 46.56 | 48.1 | 8 | 0
2030 | ERCOT_2_SPP_S | ERCOT | SPP_S | External | Summer | B9 | 800 | 800 | 0 | 46.56 | 46.46 | 8 | 0
2030 | ERCOT_2_SPP_S | ERCOT | SPP_S | External | Summer | B10 | 1262 | 800 | 0 | 46.56 | 46.36 | 8 | 0
2030 | ERCOT_2_SPP_S | ERCOT | SPP_S | External | Winter | B16 | 25 | 800 | 512.47 | 55.33 | 63.33 | 8 | 0
2030 | ERCOT_2_SPP_S | ERCOT | SPP_S | External | Winter | B17 | 100 | 800 | 0 | 50.72 | 51.3 | 8 | 0
2030 | ERCOT_2_SPP_S | ERCOT | SPP_S | External | Winter | B18 | 400 | 800 | 0 | 50.72 | 51.3 | 8 | 0
2030 | ERCOT_2_SPP_S | ERCOT | SPP_S | External | Winter | B19 | 700 | 800 | 0 | 50.72 | 51.18 | 8 | 0
2030 | ERCOT_2_SPP_S | ERCOT | SPP_S | External | Winter | B20 | 935 | 800 | 0 | 50.72 | 45.72 | 8 | 0
2030 | MAPP_US_2_RMPA | MAPP_US | RMPA | External | Shoulder | B11 | 25 | 200 | 0 | 66.33 | 58.33 | 8 | 0
2030 | MAPP_US_2_RMPA | MAPP_US | RMPA | External | Shoulder | B12 | 200 | 200 | 0 | 48.47 | 45.98 | 8 | 0
2030 | MAPP_US_2_RMPA | MAPP_US | RMPA | External | Shoulder | B13 | 600 | 200 | 0 | 41.09 | 45.96 | 8 | 0
2030 | MAPP_US_2_RMPA | MAPP_US | RMPA | External | Shoulder | B14 | 900 | 200 | 0 | 41.09 | 45.96 | 8 | 0
2030 | MAPP_US_2_RMPA | MAPP_US | RMPA | External | Shoulder | B15 | 1203 | 200 | 0 | 40.96 | 45.81 | 8 | 0
2030 | MAPP_US_2_RMPA | MAPP_US | RMPA | External | Summer | B1 | 10 | 200 | 0 | 727.18 | 112.16 | 8 | 0
2030 | MAPP_US_2_RMPA | MAPP_US | RMPA | External | Summer | B2 | 25 | 200 | 0 | 496.12 | 112.16 | 8 | 0
2030 | MAPP_US_2_RMPA | MAPP_US | RMPA | External | Summer | B3 | 75 | 200 | 0 | 71.44 | 78.67 | 8 | 0
2030 | MAPP_US_2_RMPA | MAPP_US | RMPA | External | Summer | B4 | 100 | 200 | 0 | 71.44 | 78.67 | 8 | 0
2030 | MAPP_US_2_RMPA | MAPP_US | RMPA | External | Summer | B5 | 200 | 200 | 0 | 64.71 | 64.88 | 8 | 0
2030 | MAPP_US_2_RMPA | MAPP_US | RMPA | External | Summer | B6 | 300 | 200 | 200 | 43.41 | 52.52 | 8 | 1.11
2030 | MAPP_US_2_RMPA | MAPP_US | RMPA | External | Summer | B7 | 400 | 200 | 200 | 38.02 | 50.02 | 8 | 4
2030 | MAPP_US_2_RMPA | MAPP_US | RMPA | External | Summer | B8 | 500 | 200 | 200 | 36.55 | 48.55 | 8 | 4
2030 | MAPP_US_2_RMPA | MAPP_US | RMPA | External | Summer | B9 | 800 | 200 | 0 | 32.45 | 38.45 | 8 | 0
2030 | MAPP_US_2_RMPA | MAPP_US | RMPA | External | Summer | B10 | 1262 | 200 | 90.96 | 29.61 | 37.61 | 8 | 0
2030 | MAPP_US_2_RMPA | MAPP_US | RMPA | External | Winter | B16 | 25 | 200 | 59.51 | 64.65 | 72.65 | 8 | 0
2030 | MAPP_US_2_RMPA | MAPP_US | RMPA | External | Winter | B17 | 100 | 200 | 200 | 48.12 | 57.16 | 8 | 1.05
2030 | MAPP_US_2_RMPA | MAPP_US | RMPA | External | Winter | B18 | 400 | 200 | 0 | 44.28 | 48.56 | 8 | 0
2030 | MAPP_US_2_RMPA | MAPP_US | RMPA | External | Winter | B19 | 700 | 200 | 0 | 44.24 | 48.56 | 8 | 0
2030 | MAPP_US_2_RMPA | MAPP_US | RMPA | External | Winter | B20 | 935 | 200 | 0 | 37.52 | 41.09 | 8 | 0
2030 | NE_2_RMPA | NE | RMPA | External | Shoulder | B11 | 25 | 310 | 0 | 73.33 | 58.33 | 5 | 0
2030 | NE_2_RMPA | NE | RMPA | External | Shoulder | B12 | 200 | 310 | 0 | 51.82 | 45.98 | 5 | 0
2030 | NE_2_RMPA | NE | RMPA | External | Shoulder | B13 | 600 | 310 | 0 | 48.09 | 45.96 | 5 | 0
2030 | NE_2_RMPA | NE | RMPA | External | Shoulder | B14 | 900 | 310 | 0 | 48.09 | 45.96 | 5 | 0
2030 | NE_2_RMPA | NE | RMPA | External | Shoulder | B15 | 1203 | 310 | 0 | 47.96 | 45.81 | 5 | 0
2030 | NE_2_RMPA | NE | RMPA | External | Summer | B1 | 10 | 310 | 0 | 734.18 | 112.16 | 5 | 0
2030 | NE_2_RMPA | NE | RMPA | External | Summer | B2 | 25 | 310 | 0 | 503.12 | 112.16 | 5 | 0
2030 | NE_2_RMPA | NE | RMPA | External | Summer | B3 | 75 | 310 | 0 | 78.44 | 78.67 | 5 | 0
2030 | NE_2_RMPA | NE | RMPA | External | Summer | B4 | 100 | 310 | 0 | 78.44 | 78.67 | 5 | 0
2030 | NE_2_RMPA | NE | RMPA | External | Summer | B5 | 200 | 310 | 0 | 71.71 | 64.88 | 5 | 0
2030 | NE_2_RMPA | NE | RMPA | External | Summer | B6 | 300 | 310 | 0 | 50.41 | 52.52 | 5 | 0
2030 | NE_2_RMPA | NE | RMPA | External | Summer | B7 | 400 | 310 | 239.42 | 45.02 | 50.02 | 5 | 0
2030 | NE_2_RMPA | NE | RMPA | External | Summer | B8 | 500 | 310 | 52.99 | 43.55 | 48.55 | 5 | 0
2030 | NE_2_RMPA | NE | RMPA | External | Summer | B9 | 800 | 310 | 0 | 39.45 | 38.45 | 5 | 0
2030 | NE_2_RMPA | NE | RMPA | External | Summer | B10 | 1262 | 310 | 0 | 34.59 | 37.61 | 5 | 0
2030 | NE_2_RMPA | NE | RMPA | External | Winter | B16 | 25 | 310 | 209.55 | 67.65 | 72.65 | 5 | 0
2030 | NE_2_RMPA | NE | RMPA | External | Winter | B17 | 100 | 310 | 310 | 51.3 | 57.16 | 5 | 0.86
2030 | NE_2_RMPA | NE | RMPA | External | Winter | B18 | 400 | 310 | 0 | 51.28 | 48.56 | 5 | 0
2030 | NE_2_RMPA | NE | RMPA | External | Winter | B19 | 700 | 310 | 0 | 51.16 | 48.56 | 5 | 0
2030 | NE_2_RMPA | NE | RMPA | External | Winter | B20 | 935 | 310 | 0 | 44.52 | 41.09 | 5 | 0
2030 | NWPP_Coal_2_MAPP_US | NWPP_Coal | MAPP_US | External | Shoulder | B11 | 25 | 150 | 150 | 54.12 | 66.33 | 8 | 4.21
2030 | NWPP_Coal_2_MAPP_US | NWPP_Coal | MAPP_US | External | Shoulder | B12 | 200 | 150 | 0 | 54.12 | 48.47 | 8 | 0
2030 | NWPP_Coal_2_MAPP_US | NWPP_Coal | MAPP_US | External | Shoulder | B13 | 600 | 150 | 0 | 54.12 | 41.09 | 8 | 0
2030 | NWPP_Coal_2_MAPP_US | NWPP_Coal | MAPP_US | External | Shoulder | B14 | 900 | 150 | 0 | 54.12 | 41.09 | 8 | 0
2030 | NWPP_Coal_2_MAPP_US | NWPP_Coal | MAPP_US | External | Shoulder | B15 | 1203 | 150 | 0 | 54.12 | 40.96 | 8 | 0
2030 | NWPP_Coal_2_MAPP_US | NWPP_Coal | MAPP_US | External | Summer | B1 | 10 | 150 | 150 | 56.71 | 727.18 | 8 | 662.46
2030 | NWPP_Coal_2_MAPP_US | NWPP_Coal | MAPP_US | External | Summer | B2 | 25 | 150 | 150 | 56.71 | 496.12 | 8 | 431.41
2030 | NWPP_Coal_2_MAPP_US | NWPP_Coal | MAPP_US | External | Summer | B3 | 75 | 150 | 150 | 56.71 | 71.44 | 8 | 6.73
2030 | NWPP_Coal_2_MAPP_US | NWPP_Coal | MAPP_US | External | Summer | B4 | 100 | 150 | 150 | 56.71 | 71.44 | 8 | 6.73
2030 | NWPP_Coal_2_MAPP_US | NWPP_Coal | MAPP_US | External | Summer | B5 | 200 | 150 | 25.88 | 56.71 | 64.71 | 8 | 0
2030 | NWPP_Coal_2_MAPP_US | NWPP_Coal | MAPP_US | External | Summer | B6 | 300 | 150 | 0 | 56.71 | 43.41 | 8 | 0
2030 | NWPP_Coal_2_MAPP_US | NWPP_Coal | MAPP_US | External | Summer | B7 | 400 | 150 | 0 | 56.71 | 38.02 | 8 | 0
2030 | NWPP_Coal_2_MAPP_US | NWPP_Coal | MAPP_US | External | Summer | B8 | 500 | 150 | 0 | 56.71 | 36.55 | 8 | 0
2030 | NWPP_Coal_2_MAPP_US | NWPP_Coal | MAPP_US | External | Summer | B9 | 800 | 150 | 0 | 56.71 | 32.45 | 8 | 0
2030 | NWPP_Coal_2_MAPP_US | NWPP_Coal | MAPP_US | External | Summer | B10 | 1262 | 150 | 0 | 56.71 | 29.61 | 8 | 0
2030 | NWPP_Coal_2_MAPP_US | NWPP_Coal | MAPP_US | External | Winter | B16 | 25 | 150 | 0 | 56.71 | 64.65 | 8 | 0
2030 | NWPP_Coal_2_MAPP_US | NWPP_Coal | MAPP_US | External | Winter | B17 | 100 | 150 | 0 | 56.71 | 48.12 | 8 | 0
2030 | NWPP_Coal_2_MAPP_US | NWPP_Coal | MAPP_US | External | Winter | B18 | 400 | 150 | 0 | 56.71 | 44.28 | 8 | 0
2030 | NWPP_Coal_2_MAPP_US | NWPP_Coal | MAPP_US | External | Winter | B19 | 700 | 150 | 0 | 56.71 | 44.24 | 8 | 0
2030 | NWPP_Coal_2_MAPP_US | NWPP_Coal | MAPP_US | External | Winter | B20 | 935 | 150 | 0 | 56.71 | 37.52 | 8 | 0
2030 | RMPA_2_MAPP_US | RMPA | MAPP_US | External | Shoulder | B11 | 25 | 200 | 15.69 | 58.33 | 66.33 | 8 | 0
2030 | RMPA_2_MAPP_US | RMPA | MAPP_US | External | Shoulder | B12 | 200 | 200 | 0 | 45.98 | 48.47 | 8 | 0
2030 | RMPA_2_MAPP_US | RMPA | MAPP_US | External | Shoulder | B13 | 600 | 200 | 0 | 45.96 | 41.09 | 8 | 0
2030 | RMPA_2_MAPP_US | RMPA | MAPP_US | External | Shoulder | B14 | 900 | 200 | 0 | 45.96 | 41.09 | 8 | 0
2030 | RMPA_2_MAPP_US | RMPA | MAPP_US | External | Shoulder | B15 | 1203 | 200 | 0 | 45.81 | 40.96 | 8 | 0
2030 | RMPA_2_MAPP_US | RMPA | MAPP_US | External | Summer | B1 | 10 | 200 | 200 | 112.16 | 727.18 | 8 | 607.02
2030 | RMPA_2_MAPP_US | RMPA | MAPP_US | External | Summer | B2 | 25 | 200 | 200 | 112.16 | 496.12 | 8 | 375.96
2030 | RMPA_2_MAPP_US | RMPA | MAPP_US | External | Summer | B3 | 75 | 200 | 0 | 78.67 | 71.44 | 8 | 0
2030 | RMPA_2_MAPP_US | RMPA | MAPP_US | External | Summer | B4 | 100 | 200 | 0 | 78.67 | 71.44 | 8 | 0
2030 | RMPA_2_MAPP_US | RMPA | MAPP_US | External | Summer | B5 | 200 | 200 | 0 | 64.88 | 64.71 | 8 | 0
2030 | RMPA_2_MAPP_US | RMPA | MAPP_US | External | Summer | B6 | 300 | 200 | 0 | 52.52 | 43.41 | 8 | 0
2030 | RMPA_2_MAPP_US | RMPA | MAPP_US | External | Summer | B7 | 400 | 200 | 0 | 50.02 | 38.02 | 8 | 0
2030 | RMPA_2_MAPP_US | RMPA | MAPP_US | External | Summer | B8 | 500 | 200 | 0 | 48.55 | 36.55 | 8 | 0
2030 | RMPA_2_MAPP_US | RMPA | MAPP_US | External | Summer | B9 | 800 | 200 | 0 | 38.45 | 32.45 | 8 | 0
2030 | RMPA_2_MAPP_US | RMPA | MAPP_US | External | Summer | B10 | 1262 | 200 | 0 | 37.61 | 29.61 | 8 | 0
2030 | RMPA_2_MAPP_US | RMPA | MAPP_US | External | Winter | B16 | 25 | 200 | 0 | 72.65 | 64.65 | 8 | 0
2030 | RMPA_2_MAPP_US | RMPA | MAPP_US | External | Winter | B17 | 100 | 200 | 0 | 57.16 | 48.12 | 8 | 0
2030 | RMPA_2_MAPP_US | RMPA | MAPP_US | External | Winter | B18 | 400 | 200 | 0 | 48.56 | 44.28 | 8 | 0
2030 | RMPA_2_MAPP_US | RMPA | MAPP_US | External | Winter | B19 | 700 | 200 | 0 | 48.56 | 44.24 | 8 | 0
2030 | RMPA_2_MAPP_US | RMPA | MAPP_US | External | Winter | B20 | 935 | 200 | 0 | 41.09 | 37.52 | 8 | 0
2030 | RMPA_2_NE | RMPA | NE | External | Shoulder | B11 | 25 | 310 | 310 | 58.33 | 73.33 | 8 | 7
2030 | RMPA_2_NE | RMPA | NE | External | Shoulder | B12 | 200 | 310 | 0 | 45.98 | 51.82 | 8 | 0
2030 | RMPA_2_NE | RMPA | NE | External | Shoulder | B13 | 600 | 310 | 0 | 45.96 | 48.09 | 8 | 0
2030 | RMPA_2_NE | RMPA | NE | External | Shoulder | B14 | 900 | 310 | 0 | 45.96 | 48.09 | 8 | 0
2030 | RMPA_2_NE | RMPA | NE | External | Shoulder | B15 | 1203 | 310 | 0 | 45.81 | 47.96 | 8 | 0
2030 | RMPA_2_NE | RMPA | NE | External | Summer | B1 | 10 | 310 | 310 | 112.16 | 734.18 | 8 | 614.02
2030 | RMPA_2_NE | RMPA | NE | External | Summer | B2 | 25 | 310 | 310 | 112.16 | 503.12 | 8 | 382.96
2030 | RMPA_2_NE | RMPA | NE | External | Summer | B3 | 75 | 310 | 0 | 78.67 | 78.44 | 8 | 0
2030 | RMPA_2_NE | RMPA | NE | External | Summer | B4 | 100 | 310 | 0 | 78.67 | 78.44 | 8 | 0
2030 | RMPA_2_NE | RMPA | NE | External | Summer | B5 | 200 | 310 | 0 | 64.88 | 71.71 | 8 | 0
2030 | RMPA_2_NE | RMPA | NE | External | Summer | B6 | 300 | 310 | 0 | 52.52 | 50.41 | 8 | 0
2030 | RMPA_2_NE | RMPA | NE | External | Summer | B7 | 400 | 310 | 0 | 50.02 | 45.02 | 8 | 0
2030 | RMPA_2_NE | RMPA | NE | External | Summer | B8 | 500 | 310 | 0 | 48.55 | 43.55 | 8 | 0
2030 | RMPA_2_NE | RMPA | NE | External | Summer | B9 | 800 | 310 | 0 | 38.45 | 39.45 | 8 | 0
2030 | RMPA_2_NE | RMPA | NE | External | Summer | B10 | 1262 | 310 | 0 | 37.61 | 34.59 | 8 | 0
2030 | RMPA_2_NE | RMPA | NE | External | Winter | B16 | 25 | 310 | 0 | 72.65 | 67.65 | 8 | 0
2030 | RMPA_2_NE | RMPA | NE | External | Winter | B17 | 100 | 310 | 0 | 57.16 | 51.3 | 8 | 0
2030 | RMPA_2_NE | RMPA | NE | External | Winter | B18 | 400 | 310 | 0 | 48.56 | 51.28 | 8 | 0
2030 | RMPA_2_NE | RMPA | NE | External | Winter | B19 | 700 | 310 | 0 | 48.56 | 51.16 | 8 | 0
2030 | RMPA_2_NE | RMPA | NE | External | Winter | B20 | 935 | 310 | 0 | 41.09 | 44.52 | 8 | 0
2030 | RMPA_2_SPP_N | RMPA | SPP_N | External | Shoulder | B11 | 25 | 210 | 210 | 58.33 | 80.33 | 8 | 14
2030 | RMPA_2_SPP_N | RMPA | SPP_N | External | Shoulder | B12 | 200 | 210 | 0 | 45.98 | 51.83 | 8 | 0
2030 | RMPA_2_SPP_N | RMPA | SPP_N | External | Shoulder | B13 | 600 | 210 | 0 | 45.96 | 48.1 | 8 | 0
2030 | RMPA_2_SPP_N | RMPA | SPP_N | External | Shoulder | B14 | 900 | 210 | 0 | 45.96 | 48.1 | 8 | 0
2030 | RMPA_2_SPP_N | RMPA | SPP_N | External | Shoulder | B15 | 1203 | 210 | 0 | 45.81 | 47.97 | 8 | 0
2030 | RMPA_2_SPP_N | RMPA | SPP_N | External | Summer | B1 | 10 | 210 | 210 | 112.16 | 741.18 | 8 | 621.02
2030 | RMPA_2_SPP_N | RMPA | SPP_N | External | Summer | B2 | 25 | 210 | 210 | 112.16 | 510.12 | 8 | 389.96
2030 | RMPA_2_SPP_N | RMPA | SPP_N | External | Summer | B3 | 75 | 210 | 0 | 78.67 | 82.99 | 8 | 0
2030 | RMPA_2_SPP_N | RMPA | SPP_N | External | Summer | B4 | 100 | 210 | 0 | 78.67 | 79.41 | 8 | 0
2030 | RMPA_2_SPP_N | RMPA | SPP_N | External | Summer | B5 | 200 | 210 | 210 | 64.88 | 77.06 | 8 | 4.18
2030 | RMPA_2_SPP_N | RMPA | SPP_N | External | Summer | B6 | 300 | 210 | 0 | 52.52 | 57.41 | 8 | 0
2030 | RMPA_2_SPP_N | RMPA | SPP_N | External | Summer | B7 | 400 | 210 | 0 | 50.02 | 48.57 | 8 | 0
2030 | RMPA_2_SPP_N | RMPA | SPP_N | External | Summer | B8 | 500 | 210 | 0 | 48.55 | 48.09 | 8 | 0
2030 | RMPA_2_SPP_N | RMPA | SPP_N | External | Summer | B9 | 800 | 210 | 170.7 | 38.45 | 46.45 | 8 | 0
2030 | RMPA_2_SPP_N | RMPA | SPP_N | External | Summer | B10 | 1262 | 210 | 0 | 37.61 | 43.61 | 8 | 0
2030 | RMPA_2_SPP_N | RMPA | SPP_N | External | Winter | B16 | 25 | 210 | 0 | 72.65 | 67.66 | 8 | 0
2030 | RMPA_2_SPP_N | RMPA | SPP_N | External | Winter | B17 | 100 | 210 | 0 | 57.16 | 51.31 | 8 | 0
2030 | RMPA_2_SPP_N | RMPA | SPP_N | External | Winter | B18 | 400 | 210 | 0 | 48.56 | 51.29 | 8 | 0
2030 | RMPA_2_SPP_N | RMPA | SPP_N | External | Winter | B19 | 700 | 210 | 0 | 48.56 | 51.17 | 8 | 0
2030 | RMPA_2_SPP_N | RMPA | SPP_N | External | Winter | B20 | 935 | 210 | 0 | 41.09 | 45.71 | 8 | 0
2030 | SPP_N_2_RMPA | SPP_N | RMPA | External | Shoulder | B11 | 25 | 210 | 0 | 80.33 | 58.33 | 5 | 0
2030 | SPP_N_2_RMPA | SPP_N | RMPA | External | Shoulder | B12 | 200 | 210 | 0 | 51.83 | 45.98 | 5 | 0
2030 | SPP_N_2_RMPA | SPP_N | RMPA | External | Shoulder | B13 | 600 | 210 | 0 | 48.1 | 45.96 | 5 | 0
2030 | SPP_N_2_RMPA | SPP_N | RMPA | External | Shoulder | B14 | 900 | 210 | 0 | 48.1 | 45.96 | 5 | 0
2030 | SPP_N_2_RMPA | SPP_N | RMPA | External | Shoulder | B15 | 1203 | 210 | 0 | 47.97 | 45.81 | 5 | 0
2030 | SPP_N_2_RMPA | SPP_N | RMPA | External | Summer | B1 | 10 | 210 | 0 | 741.18 | 112.16 | 5 | 0
2030 | SPP_N_2_RMPA | SPP_N | RMPA | External | Summer | B2 | 25 | 210 | 0 | 510.12 | 112.16 | 5 | 0
2030 | SPP_N_2_RMPA | SPP_N | RMPA | External | Summer | B3 | 75 | 210 | 0 | 82.99 | 78.67 | 5 | 0
2030 | SPP_N_2_RMPA | SPP_N | RMPA | External | Summer | B4 | 100 | 210 | 0 | 79.41 | 78.67 | 5 | 0
2030 | SPP_N_2_RMPA | SPP_N | RMPA | External | Summer | B5 | 200 | 210 | 0 | 77.06 | 64.88 | 5 | 0
2030 | SPP_N_2_RMPA | SPP_N | RMPA | External | Summer | B6 | 300 | 210 | 0 | 57.41 | 52.52 | 5 | 0
2030 | SPP_N_2_RMPA | SPP_N | RMPA | External | Summer | B7 | 400 | 210 | 0 | 48.57 | 50.02 | 5 | 0
2030 | SPP_N_2_RMPA | SPP_N | RMPA | External | Summer | B8 | 500 | 210 | 0 | 48.09 | 48.55 | 5 | 0
2030 | SPP_N_2_RMPA | SPP_N | RMPA | External | Summer | B9 | 800 | 210 | 0 | 46.45 | 38.45 | 5 | 0
2030 | SPP_N_2_RMPA | SPP_N | RMPA | External | Summer | B10 | 1262 | 210 | 0 | 43.61 | 37.61 | 5 | 0
2030 | SPP_N_2_RMPA | SPP_N | RMPA | External | Winter | B16 | 25 | 210 | 0 | 67.66 | 72.65 | 5 | 0
2030 | SPP_N_2_RMPA | SPP_N | RMPA | External | Winter | B17 | 100 | 210 | 210 | 51.31 | 57.16 | 5 | 0.85
2030 | SPP_N_2_RMPA | SPP_N | RMPA | External | Winter | B18 | 400 | 210 | 0 | 51.29 | 48.56 | 5 | 0
2030 | SPP_N_2_RMPA | SPP_N | RMPA | External | Winter | B19 | 700 | 210 | 0 | 51.17 | 48.56 | 5 | 0
2030 | SPP_N_2_RMPA | SPP_N | RMPA | External | Winter | B20 | 935 | 210 | 0 | 45.71 | 41.09 | 5 | 0
2030 | SPP_S_2_ERCOT | SPP_S | ERCOT | External | Shoulder | B11 | 25 | 800 | 0 | 79.61 | 81.92 | 5 | 0
2030 | SPP_S_2_ERCOT | SPP_S | ERCOT | External | Shoulder | B12 | 200 | 800 | 0 | 50.29 | 52.2 | 5 | 0
2030 | SPP_S_2_ERCOT | SPP_S | ERCOT | External | Shoulder | B13 | 600 | 800 | 0 | 48.09 | 47.87 | 5 | 0
2030 | SPP_S_2_ERCOT | SPP_S | ERCOT | External | Shoulder | B14 | 900 | 800 | 0 | 48.09 | 47.87 | 5 | 0
2030 | SPP_S_2_ERCOT | SPP_S | ERCOT | External | Shoulder | B15 | 1203 | 800 | 0 | 47.98 | 47.87 | 5 | 0
2030 | SPP_S_2_ERCOT | SPP_S | ERCOT | External | Summer | B1 | 10 | 800 | 800 | 741.19 | 751.19 | 5 | 5
2030 | SPP_S_2_ERCOT | SPP_S | ERCOT | External | Summer | B2 | 25 | 800 | 800 | 510.13 | 751.19 | 5 | 236.06
2030 | SPP_S_2_ERCOT | SPP_S | ERCOT | External | Summer | B3 | 75 | 800 | 800 | 83 | 335.42 | 5 | 247.41
2030 | SPP_S_2_ERCOT | SPP_S | ERCOT | External | Summer | B4 | 100 | 800 | 0 | 79.42 | 79.8 | 5 | 0
2030 | SPP_S_2_ERCOT | SPP_S | ERCOT | External | Summer | B5 | 200 | 800 | 0 | 77.07 | 79.8 | 5 | 0
2030 | SPP_S_2_ERCOT | SPP_S | ERCOT | External | Summer | B6 | 300 | 800 | 800 | 57.42 | 68.1 | 5 | 5.68
2030 | SPP_S_2_ERCOT | SPP_S | ERCOT | External | Summer | B7 | 400 | 800 | 0 | 48.58 | 50.77 | 5 | 0
2030 | SPP_S_2_ERCOT | SPP_S | ERCOT | External | Summer | B8 | 500 | 800 | 0 | 48.1 | 46.56 | 5 | 0
2030 | SPP_S_2_ERCOT | SPP_S | ERCOT | External | Summer | B9 | 800 | 800 | 0 | 46.46 | 46.56 | 5 | 0
2030 | SPP_S_2_ERCOT | SPP_S | ERCOT | External | Summer | B10 | 1262 | 800 | 0 | 46.36 | 46.56 | 5 | 0
2030 | SPP_S_2_ERCOT | SPP_S | ERCOT | External | Winter | B16 | 25 | 800 | 0 | 63.33 | 55.33 | 5 | 0
2030 | SPP_S_2_ERCOT | SPP_S | ERCOT | External | Winter | B17 | 100 | 800 | 0 | 51.3 | 50.72 | 5 | 0
2030 | SPP_S_2_ERCOT | SPP_S | ERCOT | External | Winter | B18 | 400 | 800 | 0 | 51.3 | 50.72 | 5 | 0
2030 | SPP_S_2_ERCOT | SPP_S | ERCOT | External | Winter | B19 | 700 | 800 | 0 | 51.18 | 50.72 | 5 | 0
2030 | SPP_S_2_ERCOT | SPP_S | ERCOT | External | Winter | B20 | 935 | 800 | 307.08 | 45.72 | 50.72 | 5 | 0
2035 | AZ_NM_SNV_Coal_2_SPP_S | AZ_NM_SNV_Coal | SPP_S | External | Shoulder | B11 | 25 | 400 | 400 | 69.84 | 85.75 | 8.17 | 7.74
2035 | AZ_NM_SNV_Coal_2_SPP_S | AZ_NM_SNV_Coal | SPP_S | External | Shoulder | B12 | 200 | 400 | 0 | 65.78 | 53.52 | 8.17 | 0
2035 | AZ_NM_SNV_Coal_2_SPP_S | AZ_NM_SNV_Coal | SPP_S | External | Shoulder | B13 | 600 | 400 | 0 | 65.77 | 53.4 | 8.17 | 0
2035 | AZ_NM_SNV_Coal_2_SPP_S | AZ_NM_SNV_Coal | SPP_S | External | Shoulder | B14 | 900 | 400 | 0 | 65.77 | 48.62 | 8.17 | 0
2035 | AZ_NM_SNV_Coal_2_SPP_S | AZ_NM_SNV_Coal | SPP_S | External | Shoulder | B15 | 1203 | 400 | 0 | 65.76 | 48.51 | 8.17 | 0
2035 | AZ_NM_SNV_Coal_2_SPP_S | AZ_NM_SNV_Coal | SPP_S | External | Summer | B1 | 10 | 400 | 400 | 119.88 | 636.68 | 8.17 | 508.64
2035 | AZ_NM_SNV_Coal_2_SPP_S | AZ_NM_SNV_Coal | SPP_S | External | Summer | B2 | 25 | 400 | 400 | 119.88 | 743.19 | 8.17 | 615.14
2035 | AZ_NM_SNV_Coal_2_SPP_S | AZ_NM_SNV_Coal | SPP_S | External | Summer | B3 | 75 | 400 | 0 | 101.54 | 92.41 | 8.17 | 0
2035 | AZ_NM_SNV_Coal_2_SPP_S | AZ_NM_SNV_Coal | SPP_S | External | Summer | B4 | 100 | 400 | 0 | 94.92 | 88.31 | 8.17 | 0
2035 | AZ_NM_SNV_Coal_2_SPP_S | AZ_NM_SNV_Coal | SPP_S | External | Summer | B5 | 200 | 400 | 0 | 76.24 | 84.24 | 8.17 | 0
2035 | AZ_NM_SNV_Coal_2_SPP_S | AZ_NM_SNV_Coal | SPP_S | External | Summer | B6 | 300 | 400 | 0 | 68.36 | 59.2 | 8.17 | 0
2035 | AZ_NM_SNV_Coal_2_SPP_S | AZ_NM_SNV_Coal | SPP_S | External | Summer | B7 | 400 | 400 | 0 | 68.15 | 53.56 | 8.17 | 0
2035 | AZ_NM_SNV_Coal_2_SPP_S | AZ_NM_SNV_Coal | SPP_S | External | Summer | B8 | 500 | 400 | 0 | 68.13 | 51.61 | 8.17 | 0
2035 | AZ_NM_SNV_Coal_2_SPP_S | AZ_NM_SNV_Coal | SPP_S | External | Summer | B9 | 800 | 400 | 0 | 68.13 | 51.61 | 8.17 | 0
2035 | AZ_NM_SNV_Coal_2_SPP_S | AZ_NM_SNV_Coal | SPP_S | External | Summer | B10 | 1262 | 400 | 0 | 68.08 | 44.65 | 8.17 | 0
2035 | AZ_NM_SNV_Coal_2_SPP_S | AZ_NM_SNV_Coal | SPP_S | External | Winter | B16 | 25 | 400 | 0 | 73.59 | 59.76 | 8.17 | 0
2035 | AZ_NM_SNV_Coal_2_SPP_S | AZ_NM_SNV_Coal | SPP_S | External | Winter | B17 | 100 | 400 | 0 | 65.78 | 57.13 | 8.17 | 0
2035 | AZ_NM_SNV_Coal_2_SPP_S | AZ_NM_SNV_Coal | SPP_S | External | Winter | B18 | 400 | 400 | 0 | 65.77 | 57 | 8.17 | 0
2035 | AZ_NM_SNV_Coal_2_SPP_S | AZ_NM_SNV_Coal | SPP_S | External | Winter | B19 | 700 | 400 | 0 | 65.77 | 52.04 | 8.17 | 0
2035 | AZ_NM_SNV_Coal_2_SPP_S | AZ_NM_SNV_Coal | SPP_S | External | Winter | B20 | 935 | 400 | 0 | 65.76 | 45.36 | 8.17 | 0
2035 | ERCOT_2_SPP_S | ERCOT | SPP_S | External | Shoulder | B11 | 25 | 800 | 0 | 90.75 | 85.75 | 8 | 0
2035 | ERCOT_2_SPP_S | ERCOT | SPP_S | External | Shoulder | B12 | 200 | 800 | 0 | 58.18 | 53.52 | 8 | 0
2035 | ERCOT_2_SPP_S | ERCOT | SPP_S | External | Shoulder | B13 | 600 | 800 | 0 | 53.32 | 53.4 | 8 | 0
2035 | ERCOT_2_SPP_S | ERCOT | SPP_S | External | Shoulder | B14 | 900 | 800 | 0 | 53.32 | 48.62 | 8 | 0
2035 | ERCOT_2_SPP_S | ERCOT | SPP_S | External | Shoulder | B15 | 1203 | 800 | 0 | 53.32 | 48.51 | 8 | 0
2035 | ERCOT_2_SPP_S | ERCOT | SPP_S | External | Summer | B1 | 10 | 800 | 0 | 751.19 | 636.68 | 8 | 0
2035 | ERCOT_2_SPP_S | ERCOT | SPP_S | External | Summer | B2 | 25 | 800 | 0 | 751.19 | 743.19 | 8 | 0
2035 | ERCOT_2_SPP_S | ERCOT | SPP_S | External | Summer | B3 | 75 | 800 | 0 | 343.92 | 92.41 | 8 | 0
2035 | ERCOT_2_SPP_S | ERCOT | SPP_S | External | Summer | B4 | 100 | 800 | 0 | 88.33 | 88.31 | 8 | 0
2035 | ERCOT_2_SPP_S | ERCOT | SPP_S | External | Summer | B5 | 200 | 800 | 0 | 88.33 | 84.24 | 8 | 0
2035 | ERCOT_2_SPP_S | ERCOT | SPP_S | External | Summer | B6 | 300 | 800 | 0 | 73.5 | 59.2 | 8 | 0
2035 | ERCOT_2_SPP_S | ERCOT | SPP_S | External | Summer | B7 | 400 | 800 | 0 | 56.54 | 53.56 | 8 | 0
2035 | ERCOT_2_SPP_S | ERCOT | SPP_S | External | Summer | B8 | 500 | 800 | 0 | 51.83 | 51.61 | 8 | 0
2035 | ERCOT_2_SPP_S | ERCOT | SPP_S | External | Summer | B9 | 800 | 800 | 0 | 51.83 | 51.61 | 8 | 0
2035 | ERCOT_2_SPP_S | ERCOT | SPP_S | External | Summer | B10 | 1262 | 800 | 0 | 51.83 | 44.65 | 8 | 0
2035 | ERCOT_2_SPP_S | ERCOT | SPP_S | External | Winter | B16 | 25 | 800 | 0 | 61.62 | 59.76 | 8 | 0
2035 | ERCOT_2_SPP_S | ERCOT | SPP_S | External | Winter | B17 | 100 | 800 | 0 | 56.47 | 57.13 | 8 | 0
2035 | ERCOT_2_SPP_S | ERCOT | SPP_S | External | Winter | B18 | 400 | 800 | 0 | 56.47 | 57 | 8 | 0
2035 | ERCOT_2_SPP_S | ERCOT | SPP_S | External | Winter | B19 | 700 | 800 | 0 | 56.47 | 52.04 | 8 | 0
2035 | ERCOT_2_SPP_S | ERCOT | SPP_S | External | Winter | B20 | 935 | 800 | 0 | 56.47 | 45.36 | 8 | 0
2035 | MAPP_US_2_RMPA | MAPP_US | RMPA | External | Shoulder | B11 | 25 | 200 | 0 | 79.32 | 71.32 | 8 | 0
2035 | MAPP_US_2_RMPA | MAPP_US | RMPA | External | Shoulder | B12 | 200 | 200 | 0 | 59.5 | 57.59 | 8 | 0
2035 | MAPP_US_2_RMPA | MAPP_US | RMPA | External | Shoulder | B13 | 600 | 200 | 0 | 48.01 | 52.55 | 8 | 0
2035 | MAPP_US_2_RMPA | MAPP_US | RMPA | External | Shoulder | B14 | 900 | 200 | 0 | 45.45 | 52.55 | 8 | 0
2035 | MAPP_US_2_RMPA | MAPP_US | RMPA | External | Shoulder | B15 | 1203 | 200 | 0 | 45.37 | 52.55 | 8 | 0
2035 | MAPP_US_2_RMPA | MAPP_US | RMPA | External | Summer | B1 | 10 | 200 | 0 | 736.16 | 128.05 | 8 | 0
2035 | MAPP_US_2_RMPA | MAPP_US | RMPA | External | Summer | B2 | 25 | 200 | 0 | 736.16 | 128.05 | 8 | 0
2035 | MAPP_US_2_RMPA | MAPP_US | RMPA | External | Summer | B3 | 75 | 200 | 0 | 85.38 | 86.76 | 8 | 0
2035 | MAPP_US_2_RMPA | MAPP_US | RMPA | External | Summer | B4 | 100 | 200 | 0 | 81.31 | 86.76 | 8 | 0
2035 | MAPP_US_2_RMPA | MAPP_US | RMPA | External | Summer | B5 | 200 | 200 | 0 | 77.24 | 76.24 | 8 | 0
2035 | MAPP_US_2_RMPA | MAPP_US | RMPA | External | Summer | B6 | 300 | 200 | 69.25 | 52.19 | 60.19 | 8 | 0
2035 | MAPP_US_2_RMPA | MAPP_US | RMPA | External | Summer | B7 | 400 | 200 | 200 | 46.54 | 59.91 | 8 | 5.38
2035 | MAPP_US_2_RMPA | MAPP_US | RMPA | External | Summer | B8 | 500 | 200 | 200 | 44.59 | 56.59 | 8 | 4
2035 | MAPP_US_2_RMPA | MAPP_US | RMPA | External | Summer | B9 | 800 | 200 | 0 | 44.59 | 43.59 | 8 | 0
2035 | MAPP_US_2_RMPA | MAPP_US | RMPA | External | Summer | B10 | 1262 | 200 | 0 | 37.62 | 43.36 | 8 | 0
2035 | MAPP_US_2_RMPA | MAPP_US | RMPA | External | Winter | B16 | 25 | 200 | 0 | 81.94 | 88.95 | 8 | 0
2035 | MAPP_US_2_RMPA | MAPP_US | RMPA | External | Winter | B17 | 100 | 200 | 0 | 56.78 | 63.79 | 8 | 0
2035 | MAPP_US_2_RMPA | MAPP_US | RMPA | External | Winter | B18 | 400 | 200 | 0 | 50.63 | 57.6 | 8 | 0
2035 | MAPP_US_2_RMPA | MAPP_US | RMPA | External | Winter | B19 | 700 | 200 | 200 | 49.05 | 57.59 | 8 | 0.55
2035 | MAPP_US_2_RMPA | MAPP_US | RMPA | External | Winter | B20 | 935 | 200 | 0 | 42.38 | 45.61 | 8 | 0
2035 | NE_2_RMPA | NE | RMPA | External | Shoulder | B11 | 25 | 310 | 0 | 85.76 | 71.32 | 5 | 0
2035 | NE_2_RMPA | NE | RMPA | External | Shoulder | B12 | 200 | 310 | 0 | 61.52 | 57.59 | 5 | 0
2035 | NE_2_RMPA | NE | RMPA | External | Shoulder | B13 | 600 | 310 | 0 | 53.4 | 52.55 | 5 | 0
2035 | NE_2_RMPA | NE | RMPA | External | Shoulder | B14 | 900 | 310 | 0 | 48.6 | 52.55 | 5 | 0
2035 | NE_2_RMPA | NE | RMPA | External | Shoulder | B15 | 1203 | 310 | 0 | 48.48 | 52.55 | 5 | 0
2035 | NE_2_RMPA | NE | RMPA | External | Summer | B1 | 10 | 310 | 0 | 738.16 | 128.05 | 5 | 0
2035 | NE_2_RMPA | NE | RMPA | External | Summer | B2 | 25 | 310 | 0 | 743.16 | 128.05 | 5 | 0
2035 | NE_2_RMPA | NE | RMPA | External | Summer | B3 | 75 | 310 | 0 | 92.38 | 86.76 | 5 | 0
2035 | NE_2_RMPA | NE | RMPA | External | Summer | B4 | 100 | 310 | 0 | 88.31 | 86.76 | 5 | 0
2035 | NE_2_RMPA | NE | RMPA | External | Summer | B5 | 200 | 310 | 0 | 84.24 | 76.24 | 5 | 0
2035 | NE_2_RMPA | NE | RMPA | External | Summer | B6 | 300 | 310 | 0 | 59.19 | 60.19 | 5 | 0
2035 | NE_2_RMPA | NE | RMPA | External | Summer | B7 | 400 | 310 | 310 | 53.54 | 59.91 | 5 | 1.38
2035 | NE_2_RMPA | NE | RMPA | External | Summer | B8 | 500 | 310 | 99.33 | 51.59 | 56.59 | 5 | 0
2035 | NE_2_RMPA | NE | RMPA | External | Summer | B9 | 800 | 310 | 0 | 51.59 | 43.59 | 5 | 0
2035 | NE_2_RMPA | NE | RMPA | External | Summer | B10 | 1262 | 310 | 0 | 44.62 | 43.36 | 5 | 0
2035 | NE_2_RMPA | NE | RMPA | External | Winter | B16 | 25 | 310 | 97.13 | 83.95 | 88.95 | 5 | 0
2035 | NE_2_RMPA | NE | RMPA | External | Winter | B17 | 100 | 310 | 120.96 | 58.79 | 63.79 | 5 | 0
2035 | NE_2_RMPA | NE | RMPA | External | Winter | B18 | 400 | 310 | 0 | 56.98 | 57.6 | 5 | 0
2035 | NE_2_RMPA | NE | RMPA | External | Winter | B19 | 700 | 310 | 310 | 52.04 | 57.59 | 5 | 0.55
2035 | NE_2_RMPA | NE | RMPA | External | Winter | B20 | 935 | 310 | 0 | 45.34 | 45.61 | 5 | 0
2035 | NWPP_Coal_2_MAPP_US | NWPP_Coal | MAPP_US | External | Shoulder | B11 | 25 | 150 | 150 | 65.76 | 79.32 | 8 | 5.56
2035 | NWPP_Coal_2_MAPP_US | NWPP_Coal | MAPP_US | External | Shoulder | B12 | 200 | 150 | 0 | 65.76 | 59.5 | 8 | 0
2035 | NWPP_Coal_2_MAPP_US | NWPP_Coal | MAPP_US | External | Shoulder | B13 | 600 | 150 | 0 | 65.76 | 48.01 | 8 | 0
2035 | NWPP_Coal_2_MAPP_US | NWPP_Coal | MAPP_US | External | Shoulder | B14 | 900 | 150 | 0 | 65.76 | 45.45 | 8 | 0
2035 | NWPP_Coal_2_MAPP_US | NWPP_Coal | MAPP_US | External | Shoulder | B15 | 1203 | 150 | 0 | 65.76 | 45.37 | 8 | 0
2035 | NWPP_Coal_2_MAPP_US | NWPP_Coal | MAPP_US | External | Summer | B1 | 10 | 150 | 150 | 68.08 | 736.16 | 8 | 660.08
2035 | NWPP_Coal_2_MAPP_US | NWPP_Coal | MAPP_US | External | Summer | B2 | 25 | 150 | 150 | 68.08 | 736.16 | 8 | 660.08
2035 | NWPP_Coal_2_MAPP_US | NWPP_Coal | MAPP_US | External | Summer | B3 | 75 | 150 | 150 | 68.08 | 85.38 | 8 | 9.3
2035 | NWPP_Coal_2_MAPP_US | NWPP_Coal | MAPP_US | External | Summer | B4 | 100 | 150 | 150 | 68.08 | 81.31 | 8 | 5.23
2035 | NWPP_Coal_2_MAPP_US | NWPP_Coal | MAPP_US | External | Summer | B5 | 200 | 150 | 150 | 68.08 | 77.24 | 8 | 1.17
2035 | NWPP_Coal_2_MAPP_US | NWPP_Coal | MAPP_US | External | Summer | B6 | 300 | 150 | 0 | 68.08 | 52.19 | 8 | 0
2035 | NWPP_Coal_2_MAPP_US | NWPP_Coal | MAPP_US | External | Summer | B7 | 400 | 150 | 0 | 68.08 | 46.54 | 8 | 0
2035 | NWPP_Coal_2_MAPP_US | NWPP_Coal | MAPP_US | External | Summer | B8 | 500 | 150 | 0 | 68.08 | 44.59 | 8 | 0
2035 | NWPP_Coal_2_MAPP_US | NWPP_Coal | MAPP_US | External | Summer | B9 | 800 | 150 | 0 | 68.08 | 44.59 | 8 | 0
2035 | NWPP_Coal_2_MAPP_US | NWPP_Coal | MAPP_US | External | Summer | B10 | 1262 | 150 | 0 | 68.08 | 37.62 | 8 | 0
2035 | NWPP_Coal_2_MAPP_US | NWPP_Coal | MAPP_US | External | Winter | B16 | 25 | 150 | 150 | 65.76 | 81.94 | 8 | 8.18
2035 | NWPP_Coal_2_MAPP_US | NWPP_Coal | MAPP_US | External | Winter | B17 | 100 | 150 | 0 | 65.76 | 56.78 | 8 | 0
2035 | NWPP_Coal_2_MAPP_US | NWPP_Coal | MAPP_US | External | Winter | B18 | 400 | 150 | 0 | 65.76 | 50.63 | 8 | 0
2035 | NWPP_Coal_2_MAPP_US | NWPP_Coal | MAPP_US | External | Winter | B19 | 700 | 150 | 0 | 65.76 | 49.05 | 8 | 0
2035 | NWPP_Coal_2_MAPP_US | NWPP_Coal | MAPP_US | External | Winter | B20 | 935 | 150 | 0 | 65.76 | 42.38 | 8 | 0
2035 | RMPA_2_MAPP_US | RMPA | MAPP_US | External | Shoulder | B11 | 25 | 200 | 120.04 | 71.32 | 79.32 | 8 | 0
2035 | RMPA_2_MAPP_US | RMPA | MAPP_US | External | Shoulder | B12 | 200 | 200 | 0 | 57.59 | 59.5 | 8 | 0
2035 | RMPA_2_MAPP_US | RMPA | MAPP_US | External | Shoulder | B13 | 600 | 200 | 0 | 52.55 | 48.01 | 8 | 0
2035 | RMPA_2_MAPP_US | RMPA | MAPP_US | External | Shoulder | B14 | 900 | 200 | 0 | 52.55 | 45.45 | 8 | 0
2035 | RMPA_2_MAPP_US | RMPA | MAPP_US | External | Shoulder | B15 | 1203 | 200 | 0 | 52.55 | 45.37 | 8 | 0
2035 | RMPA_2_MAPP_US | RMPA | MAPP_US | External | Summer | B1 | 10 | 200 | 200 | 128.05 | 736.16 | 8 | 600.12
2035 | RMPA_2_MAPP_US | RMPA | MAPP_US | External | Summer | B2 | 25 | 200 | 200 | 128.05 | 736.16 | 8 | 600.12
2035 | RMPA_2_MAPP_US | RMPA | MAPP_US | External | Summer | B3 | 75 | 200 | 0 | 86.76 | 85.38 | 8 | 0
2035 | RMPA_2_MAPP_US | RMPA | MAPP_US | External | Summer | B4 | 100 | 200 | 0 | 86.76 | 81.31 | 8 | 0
2035 | RMPA_2_MAPP_US | RMPA | MAPP_US | External | Summer | B5 | 200 | 200 | 0 | 76.24 | 77.24 | 8 | 0
2035 | RMPA_2_MAPP_US | RMPA | MAPP_US | External | Summer | B6 | 300 | 200 | 0 | 60.19 | 52.19 | 8 | 0
2035 | RMPA_2_MAPP_US | RMPA | MAPP_US | External | Summer | B7 | 400 | 200 | 0 | 59.91 | 46.54 | 8 | 0
2035 | RMPA_2_MAPP_US | RMPA | MAPP_US | External | Summer | B8 | 500 | 200 | 0 | 56.59 | 44.59 | 8 | 0
2035 | RMPA_2_MAPP_US | RMPA | MAPP_US | External | Summer | B9 | 800 | 200 | 0 | 43.59 | 44.59 | 8 | 0
2035 | RMPA_2_MAPP_US | RMPA | MAPP_US | External | Summer | B10 | 1262 | 200 | 0 | 43.36 | 37.62 | 8 | 0
2035 | RMPA_2_MAPP_US | RMPA | MAPP_US | External | Winter | B16 | 25 | 200 | 0 | 88.95 | 81.94 | 8 | 0
2035 | RMPA_2_MAPP_US | RMPA | MAPP_US | External | Winter | B17 | 100 | 200 | 0 | 63.79 | 56.78 | 8 | 0
2035 | RMPA_2_MAPP_US | RMPA | MAPP_US | External | Winter | B18 | 400 | 200 | 0 | 57.6 | 50.63 | 8 | 0
2035 | RMPA_2_MAPP_US | RMPA | MAPP_US | External | Winter | B19 | 700 | 200 | 0 | 57.59 | 49.05 | 8 | 0
2035 | RMPA_2_MAPP_US | RMPA | MAPP_US | External | Winter | B20 | 935 | 200 | 0 | 45.61 | 42.38 | 8 | 0
2035 | RMPA_2_NE | RMPA | NE | External | Shoulder | B11 | 25 | 310 | 310 | 71.32 | 85.76 | 8 | 6.44
2035 | RMPA_2_NE | RMPA | NE | External | Shoulder | B12 | 200 | 310 | 0 | 57.59 | 61.52 | 8 | 0
2035 | RMPA_2_NE | RMPA | NE | External | Shoulder | B13 | 600 | 310 | 0 | 52.55 | 53.4 | 8 | 0
2035 | RMPA_2_NE | RMPA | NE | External | Shoulder | B14 | 900 | 310 | 0 | 52.55 | 48.6 | 8 | 0
2035 | RMPA_2_NE | RMPA | NE | External | Shoulder | B15 | 1203 | 310 | 0 | 52.55 | 48.48 | 8 | 0
2035 | RMPA_2_NE | RMPA | NE | External | Summer | B1 | 10 | 310 | 310 | 128.05 | 738.16 | 8 | 602.12
2035 | RMPA_2_NE | RMPA | NE | External | Summer | B2 | 25 | 310 | 310 | 128.05 | 743.16 | 8 | 607.12
2035 | RMPA_2_NE | RMPA | NE | External | Summer | B3 | 75 | 310 | 0 | 86.76 | 92.38 | 8 | 0
2035 | RMPA_2_NE | RMPA | NE | External | Summer | B4 | 100 | 310 | 0 | 86.76 | 88.31 | 8 | 0
2035 | RMPA_2_NE | RMPA | NE | External | Summer | B5 | 200 | 310 | 153.27 | 76.24 | 84.24 | 8 | 0
2035 | RMPA_2_NE | RMPA | NE | External | Summer | B6 | 300 | 310 | 0 | 60.19 | 59.19 | 8 | 0
2035 | RMPA_2_NE | RMPA | NE | External | Summer | B7 | 400 | 310 | 0 | 59.91 | 53.54 | 8 | 0
2035 | RMPA_2_NE | RMPA | NE | External | Summer | B8 | 500 | 310 | 0 | 56.59 | 51.59 | 8 | 0
2035 | RMPA_2_NE | RMPA | NE | External | Summer | B9 | 800 | 310 | 205.79 | 43.59 | 51.59 | 8 | 0
2035 | RMPA_2_NE | RMPA | NE | External | Summer | B10 | 1262 | 310 | 0 | 43.36 | 44.62 | 8 | 0
2035 | RMPA_2_NE | RMPA | NE | External | Winter | B16 | 25 | 310 | 0 | 88.95 | 83.95 | 8 | 0
2035 | RMPA_2_NE | RMPA | NE | External | Winter | B17 | 100 | 310 | 0 | 63.79 | 58.79 | 8 | 0
2035 | RMPA_2_NE | RMPA | NE | External | Winter | B18 | 400 | 310 | 0 | 57.6 | 56.98 | 8 | 0
2035 | RMPA_2_NE | RMPA | NE | External | Winter | B19 | 700 | 310 | 0 | 57.59 | 52.04 | 8 | 0
2035 | RMPA_2_NE | RMPA | NE | External | Winter | B20 | 935 | 310 | 0 | 45.61 | 45.34 | 8 | 0
2035 | RMPA_2_SPP_N | RMPA | SPP_N | External | Shoulder | B11 | 25 | 210 | 210 | 71.32 | 85.75 | 8 | 6.43
2035 | RMPA_2_SPP_N | RMPA | SPP_N | External | Shoulder | B12 | 200 | 210 | 0 | 57.59 | 61.5 | 8 | 0
2035 | RMPA_2_SPP_N | RMPA | SPP_N | External | Shoulder | B13 | 600 | 210 | 0 | 52.55 | 53.38 | 8 | 0
2035 | RMPA_2_SPP_N | RMPA | SPP_N | External | Shoulder | B14 | 900 | 210 | 0 | 52.55 | 48.61 | 8 | 0
2035 | RMPA_2_SPP_N | RMPA | SPP_N | External | Shoulder | B15 | 1203 | 210 | 0 | 52.55 | 48.49 | 8 | 0
2035 | RMPA_2_SPP_N | RMPA | SPP_N | External | Summer | B1 | 10 | 210 | 210 | 128.05 | 738.18 | 8 | 602.13
2035 | RMPA_2_SPP_N | RMPA | SPP_N | External | Summer | B2 | 25 | 210 | 210 | 128.05 | 743.18 | 8 | 607.13
2035 | RMPA_2_SPP_N | RMPA | SPP_N | External | Summer | B3 | 75 | 210 | 0 | 86.76 | 92.39 | 8 | 0
2035 | RMPA_2_SPP_N | RMPA | SPP_N | External | Summer | B4 | 100 | 210 | 0 | 86.76 | 88.32 | 8 | 0
2035 | RMPA_2_SPP_N | RMPA | SPP_N | External | Summer | B5 | 200 | 210 | 210 | 76.24 | 84.26 | 8 | 0.01
2035 | RMPA_2_SPP_N | RMPA | SPP_N | External | Summer | B6 | 300 | 210 | 0 | 60.19 | 59.2 | 8 | 0
2035 | RMPA_2_SPP_N | RMPA | SPP_N | External | Summer | B7 | 400 | 210 | 0 | 59.91 | 53.55 | 8 | 0
2035 | RMPA_2_SPP_N | RMPA | SPP_N | External | Summer | B8 | 500 | 210 | 0 | 56.59 | 51.6 | 8 | 0
2035 | RMPA_2_SPP_N | RMPA | SPP_N | External | Summer | B9 | 800 | 210 | 210 | 43.59 | 51.6 | 8 | 0.01
2035 | RMPA_2_SPP_N | RMPA | SPP_N | External | Summer | B10 | 1262 | 210 | 0 | 43.36 | 44.64 | 8 | 0
2035 | RMPA_2_SPP_N | RMPA | SPP_N | External | Winter | B16 | 25 | 210 | 0 | 88.95 | 83.95 | 8 | 0
2035 | RMPA_2_SPP_N | RMPA | SPP_N | External | Winter | B17 | 100 | 210 | 0 | 63.79 | 58.79 | 8 | 0
2035 | RMPA_2_SPP_N | RMPA | SPP_N | External | Winter | B18 | 400 | 210 | 0 | 57.6 | 56.99 | 8 | 0
2035 | RMPA_2_SPP_N | RMPA | SPP_N | External | Winter | B19 | 700 | 210 | 0 | 57.59 | 52.03 | 8 | 0
2035 | RMPA_2_SPP_N | RMPA | SPP_N | External | Winter | B20 | 935 | 210 | 0 | 45.61 | 45.35 | 8 | 0
2035 | SPP_N_2_RMPA | SPP_N | RMPA | External | Shoulder | B11 | 25 | 210 | 0 | 85.75 | 71.32 | 5 | 0
2035 | SPP_N_2_RMPA | SPP_N | RMPA | External | Shoulder | B12 | 200 | 210 | 0 | 61.5 | 57.59 | 5 | 0
2035 | SPP_N_2_RMPA | SPP_N | RMPA | External | Shoulder | B13 | 600 | 210 | 0 | 53.38 | 52.55 | 5 | 0
2035 | SPP_N_2_RMPA | SPP_N | RMPA | External | Shoulder | B14 | 900 | 210 | 0 | 48.61 | 52.55 | 5 | 0
2035 | SPP_N_2_RMPA | SPP_N | RMPA | External | Shoulder | B15 | 1203 | 210 | 0 | 48.49 | 52.55 | 5 | 0
2035 | SPP_N_2_RMPA | SPP_N | RMPA | External | Summer | B1 | 10 | 210 | 0 | 738.18 | 128.05 | 5 | 0
2035 | SPP_N_2_RMPA | SPP_N | RMPA | External | Summer | B2 | 25 | 210 | 0 | 743.18 | 128.05 | 5 | 0
2035 | SPP_N_2_RMPA | SPP_N | RMPA | External | Summer | B3 | 75 | 210 | 0 | 92.39 | 86.76 | 5 | 0
2035 | SPP_N_2_RMPA | SPP_N | RMPA | External | Summer | B4 | 100 | 210 | 0 | 88.32 | 86.76 | 5 | 0
2035 | SPP_N_2_RMPA | SPP_N | RMPA | External | Summer | B5 | 200 | 210 | 0 | 84.26 | 76.24 | 5 | 0
2035 | SPP_N_2_RMPA | SPP_N | RMPA | External | Summer | B6 | 300 | 210 | 0 | 59.2 | 60.19 | 5 | 0
2035 | SPP_N_2_RMPA | SPP_N | RMPA | External | Summer | B7 | 400 | 210 | 210 | 53.55 | 59.91 | 5 | 1.37
2035 | SPP_N_2_RMPA | SPP_N | RMPA | External | Summer | B8 | 500 | 210 | 0 | 51.6 | 56.59 | 5 | 0
2035 | SPP_N_2_RMPA | SPP_N | RMPA | External | Summer | B9 | 800 | 210 | 0 | 51.6 | 43.59 | 5 | 0
2035 | SPP_N_2_RMPA | SPP_N | RMPA | External | Summer | B10 | 1262 | 210 | 0 | 44.64 | 43.36 | 5 | 0
2035 | SPP_N_2_RMPA | SPP_N | RMPA | External | Winter | B16 | 25 | 210 | 186.03 | 83.95 | 88.95 | 5 | 0
2035 | SPP_N_2_RMPA | SPP_N | RMPA | External | Winter | B17 | 100 | 210 | 175.28 | 58.79 | 63.79 | 5 | 0
2035 | SPP_N_2_RMPA | SPP_N | RMPA | External | Winter | B18 | 400 | 210 | 0 | 56.99 | 57.6 | 5 | 0
2035 | SPP_N_2_RMPA | SPP_N | RMPA | External | Winter | B19 | 700 | 210 | 210 | 52.03 | 57.59 | 5 | 0.56
2035 | SPP_N_2_RMPA | SPP_N | RMPA | External | Winter | B20 | 935 | 210 | 0 | 45.35 | 45.61 | 5 | 0
2035 | SPP_S_2_ERCOT | SPP_S | ERCOT | External | Shoulder | B11 | 25 | 800 | 554.48 | 85.75 | 90.75 | 5 | 0
2035 | SPP_S_2_ERCOT | SPP_S | ERCOT | External | Shoulder | B12 | 200 | 800 | 0 | 53.52 | 58.18 | 5 | 0
2035 | SPP_S_2_ERCOT | SPP_S | ERCOT | External | Shoulder | B13 | 600 | 800 | 0 | 53.4 | 53.32 | 5 | 0
2035 | SPP_S_2_ERCOT | SPP_S | ERCOT | External | Shoulder | B14 | 900 | 800 | 0 | 48.62 | 53.32 | 5 | 0
2035 | SPP_S_2_ERCOT | SPP_S | ERCOT | External | Shoulder | B15 | 1203 | 800 | 0 | 48.51 | 53.32 | 5 | 0
2035 | SPP_S_2_ERCOT | SPP_S | ERCOT | External | Summer | B1 | 10 | 800 | 800 | 636.68 | 751.19 | 5 | 109.5
2035 | SPP_S_2_ERCOT | SPP_S | ERCOT | External | Summer | B2 | 25 | 800 | 800 | 743.19 | 751.19 | 5 | 3
2035 | SPP_S_2_ERCOT | SPP_S | ERCOT | External | Summer | B3 | 75 | 800 | 800 | 92.41 | 343.92 | 5 | 246.51
2035 | SPP_S_2_ERCOT | SPP_S | ERCOT | External | Summer | B4 | 100 | 800 | 0 | 88.31 | 88.33 | 5 | 0
2035 | SPP_S_2_ERCOT | SPP_S | ERCOT | External | Summer | B5 | 200 | 800 | 0 | 84.24 | 88.33 | 5 | 0
2035 | SPP_S_2_ERCOT | SPP_S | ERCOT | External | Summer | B6 | 300 | 800 | 800 | 59.2 | 73.5 | 5 | 9.29
2035 | SPP_S_2_ERCOT | SPP_S | ERCOT | External | Summer | B7 | 400 | 800 | 0 | 53.56 | 56.54 | 5 | 0
2035 | SPP_S_2_ERCOT | SPP_S | ERCOT | External | Summer | B8 | 500 | 800 | 0 | 51.61 | 51.83 | 5 | 0
2035 | SPP_S_2_ERCOT | SPP_S | ERCOT | External | Summer | B9 | 800 | 800 | 0 | 51.61 | 51.83 | 5 | 0
2035 | SPP_S_2_ERCOT | SPP_S | ERCOT | External | Summer | B10 | 1262 | 800 | 800 | 44.65 | 51.83 | 5 | 2.18
2035 | SPP_S_2_ERCOT | SPP_S | ERCOT | External | Winter | B16 | 25 | 800 | 0 | 59.76 | 61.62 | 5 | 0
2035 | SPP_S_2_ERCOT | SPP_S | ERCOT | External | Winter | B17 | 100 | 800 | 0 | 57.13 | 56.47 | 5 | 0
2035 | SPP_S_2_ERCOT | SPP_S | ERCOT | External | Winter | B18 | 400 | 800 | 0 | 57 | 56.47 | 5 | 0
2035 | SPP_S_2_ERCOT | SPP_S | ERCOT | External | Winter | B19 | 700 | 800 | 0 | 52.04 | 56.47 | 5 | 0
2035 | SPP_S_2_ERCOT | SPP_S | ERCOT | External | Winter | B20 | 935 | 800 | 800 | 45.36 | 56.47 | 5 | 6.1
2040 | AZ_NM_SNV_Coal_2_SPP_S | AZ_NM_SNV_Coal | SPP_S | External | Shoulder | B11 | 25 | 400 | 400 | 81.13 | 95.62 | 8.17 | 6.32
2040 | AZ_NM_SNV_Coal_2_SPP_S | AZ_NM_SNV_Coal | SPP_S | External | Shoulder | B12 | 200 | 400 | 0 | 65.46 | 59.39 | 8.17 | 0
2040 | AZ_NM_SNV_Coal_2_SPP_S | AZ_NM_SNV_Coal | SPP_S | External | Shoulder | B13 | 600 | 400 | 0 | 65.44 | 59.25 | 8.17 | 0
2040 | AZ_NM_SNV_Coal_2_SPP_S | AZ_NM_SNV_Coal | SPP_S | External | Shoulder | B14 | 900 | 400 | 0 | 65.44 | 54.47 | 8.17 | 0
2040 | AZ_NM_SNV_Coal_2_SPP_S | AZ_NM_SNV_Coal | SPP_S | External | Shoulder | B15 | 1203 | 400 | 0 | 61.35 | 53.24 | 8.17 | 0
2040 | AZ_NM_SNV_Coal_2_SPP_S | AZ_NM_SNV_Coal | SPP_S | External | Summer | B1 | 10 | 400 | 400 | 117.69 | 521.03 | 8.17 | 395.17
2040 | AZ_NM_SNV_Coal_2_SPP_S | AZ_NM_SNV_Coal | SPP_S | External | Summer | B2 | 25 | 400 | 400 | 117.69 | 746.19 | 8.17 | 620.33
2040 | AZ_NM_SNV_Coal_2_SPP_S | AZ_NM_SNV_Coal | SPP_S | External | Summer | B3 | 75 | 400 | 400 | 87 | 98.66 | 8.17 | 3.49
2040 | AZ_NM_SNV_Coal_2_SPP_S | AZ_NM_SNV_Coal | SPP_S | External | Summer | B4 | 100 | 400 | 400 | 86.7 | 95.09 | 8.17 | 0.23
2040 | AZ_NM_SNV_Coal_2_SPP_S | AZ_NM_SNV_Coal | SPP_S | External | Summer | B5 | 200 | 400 | 400 | 79.48 | 90.34 | 8.17 | 2.7
2040 | AZ_NM_SNV_Coal_2_SPP_S | AZ_NM_SNV_Coal | SPP_S | External | Summer | B6 | 300 | 400 | 0 | 79.25 | 62.25 | 8.17 | 0
2040 | AZ_NM_SNV_Coal_2_SPP_S | AZ_NM_SNV_Coal | SPP_S | External | Summer | B7 | 400 | 400 | 0 | 77.76 | 57.43 | 8.17 | 0
2040 | AZ_NM_SNV_Coal_2_SPP_S | AZ_NM_SNV_Coal | SPP_S | External | Summer | B8 | 500 | 400 | 0 | 77.76 | 57.3 | 8.17 | 0
2040 | AZ_NM_SNV_Coal_2_SPP_S | AZ_NM_SNV_Coal | SPP_S | External | Summer | B9 | 800 | 400 | 0 | 73.13 | 54.33 | 8.17 | 0
2040 | AZ_NM_SNV_Coal_2_SPP_S | AZ_NM_SNV_Coal | SPP_S | External | Summer | B10 | 1262 | 400 | 0 | 61.43 | 47.78 | 8.17 | 0
2040 | AZ_NM_SNV_Coal_2_SPP_S | AZ_NM_SNV_Coal | SPP_S | External | Winter | B16 | 25 | 400 | 0 | 77.22 | 65.69 | 8.17 | 0
2040 | AZ_NM_SNV_Coal_2_SPP_S | AZ_NM_SNV_Coal | SPP_S | External | Winter | B17 | 100 | 400 | 0 | 69.07 | 63.27 | 8.17 | 0
2040 | AZ_NM_SNV_Coal_2_SPP_S | AZ_NM_SNV_Coal | SPP_S | External | Winter | B18 | 400 | 400 | 0 | 69.06 | 61.09 | 8.17 | 0
2040 | AZ_NM_SNV_Coal_2_SPP_S | AZ_NM_SNV_Coal | SPP_S | External | Winter | B19 | 700 | 400 | 0 | 69.06 | 58.4 | 8.17 | 0
2040 | AZ_NM_SNV_Coal_2_SPP_S | AZ_NM_SNV_Coal | SPP_S | External | Winter | B20 | 935 | 400 | 0 | 66.04 | 50.41 | 8.17 | 0
2040 | ERCOT_2_SPP_S | ERCOT | SPP_S | External | Shoulder | B11 | 25 | 800 | 0 | 100.23 | 95.62 | 8 | 0
2040 | ERCOT_2_SPP_S | ERCOT | SPP_S | External | Shoulder | B12 | 200 | 800 | 0 | 59.18 | 59.39 | 8 | 0
2040 | ERCOT_2_SPP_S | ERCOT | SPP_S | External | Shoulder | B13 | 600 | 800 | 0 | 59.18 | 59.25 | 8 | 0
2040 | ERCOT_2_SPP_S | ERCOT | SPP_S | External | Shoulder | B14 | 900 | 800 | 0 | 59.18 | 54.47 | 8 | 0
2040 | ERCOT_2_SPP_S | ERCOT | SPP_S | External | Shoulder | B15 | 1203 | 800 | 0 | 58.24 | 53.24 | 8 | 0
2040 | ERCOT_2_SPP_S | ERCOT | SPP_S | External | Summer | B1 | 10 | 800 | 0 | 751.19 | 521.03 | 8 | 0
2040 | ERCOT_2_SPP_S | ERCOT | SPP_S | External | Summer | B2 | 25 | 800 | 0 | 751.19 | 746.19 | 8 | 0
2040 | ERCOT_2_SPP_S | ERCOT | SPP_S | External | Summer | B3 | 75 | 800 | 0 | 142.04 | 98.66 | 8 | 0
2040 | ERCOT_2_SPP_S | ERCOT | SPP_S | External | Summer | B4 | 100 | 800 | 0 | 97.53 | 95.09 | 8 | 0
2040 | ERCOT_2_SPP_S | ERCOT | SPP_S | External | Summer | B5 | 200 | 800 | 0 | 95.34 | 90.34 | 8 | 0
2040 | ERCOT_2_SPP_S | ERCOT | SPP_S | External | Summer | B6 | 300 | 800 | 0 | 62.77 | 62.25 | 8 | 0
2040 | ERCOT_2_SPP_S | ERCOT | SPP_S | External | Summer | B7 | 400 | 800 | 0 | 57.52 | 57.43 | 8 | 0
2040 | ERCOT_2_SPP_S | ERCOT | SPP_S | External | Summer | B8 | 500 | 800 | 0 | 57.52 | 57.3 | 8 | 0
2040 | ERCOT_2_SPP_S | ERCOT | SPP_S | External | Summer | B9 | 800 | 800 | 0 | 57.52 | 54.33 | 8 | 0
2040 | ERCOT_2_SPP_S | ERCOT | SPP_S | External | Summer | B10 | 1262 | 800 | 0 | 57.52 | 47.78 | 8 | 0
2040 | ERCOT_2_SPP_S | ERCOT | SPP_S | External | Winter | B16 | 25 | 800 | 0 | 62.65 | 65.69 | 8 | 0
2040 | ERCOT_2_SPP_S | ERCOT | SPP_S | External | Winter | B17 | 100 | 800 | 0 | 62.65 | 63.27 | 8 | 0
2040 | ERCOT_2_SPP_S | ERCOT | SPP_S | External | Winter | B18 | 400 | 800 | 0 | 62.65 | 61.09 | 8 | 0
2040 | ERCOT_2_SPP_S | ERCOT | SPP_S | External | Winter | B19 | 700 | 800 | 0 | 62.65 | 58.4 | 8 | 0
2040 | ERCOT_2_SPP_S | ERCOT | SPP_S | External | Winter | B20 | 935 | 800 | 0 | 54.55 | 50.41 | 8 | 0
2040 | MAPP_US_2_RMPA | MAPP_US | RMPA | External | Shoulder | B11 | 25 | 200 | 0 | 88.62 | 73.28 | 8 | 0
2040 | MAPP_US_2_RMPA | MAPP_US | RMPA | External | Shoulder | B12 | 200 | 200 | 0 | 63.3 | 57.3 | 8 | 0
2040 | MAPP_US_2_RMPA | MAPP_US | RMPA | External | Shoulder | B13 | 600 | 200 | 0 | 53.13 | 55.39 | 8 | 0
2040 | MAPP_US_2_RMPA | MAPP_US | RMPA | External | Shoulder | B14 | 900 | 200 | 0 | 50.76 | 53.18 | 8 | 0
2040 | MAPP_US_2_RMPA | MAPP_US | RMPA | External | Shoulder | B15 | 1203 | 200 | 0 | 49.37 | 53.18 | 8 | 0
2040 | MAPP_US_2_RMPA | MAPP_US | RMPA | External | Summer | B1 | 10 | 200 | 0 | 731.15 | 125.86 | 8 | 0
2040 | MAPP_US_2_RMPA | MAPP_US | RMPA | External | Summer | B2 | 25 | 200 | 0 | 739.16 | 125.86 | 8 | 0
2040 | MAPP_US_2_RMPA | MAPP_US | RMPA | External | Summer | B3 | 75 | 200 | 0 | 91.64 | 95.17 | 8 | 0
2040 | MAPP_US_2_RMPA | MAPP_US | RMPA | External | Summer | B4 | 100 | 200 | 0 | 90.13 | 89.14 | 8 | 0
2040 | MAPP_US_2_RMPA | MAPP_US | RMPA | External | Summer | B5 | 200 | 200 | 0 | 83.33 | 77.76 | 8 | 0
2040 | MAPP_US_2_RMPA | MAPP_US | RMPA | External | Summer | B6 | 300 | 200 | 0 | 59.71 | 62.06 | 8 | 0
2040 | MAPP_US_2_RMPA | MAPP_US | RMPA | External | Summer | B7 | 400 | 200 | 200 | 50.41 | 61.43 | 8 | 3.02
2040 | MAPP_US_2_RMPA | MAPP_US | RMPA | External | Summer | B8 | 500 | 200 | 176.55 | 46.19 | 54.19 | 8 | 0
2040 | MAPP_US_2_RMPA | MAPP_US | RMPA | External | Summer | B9 | 800 | 200 | 0 | 45.77 | 44.77 | 8 | 0
2040 | MAPP_US_2_RMPA | MAPP_US | RMPA | External | Summer | B10 | 1262 | 200 | 0 | 40.76 | 44.77 | 8 | 0
2040 | MAPP_US_2_RMPA | MAPP_US | RMPA | External | Winter | B16 | 25 | 200 | 109.95 | 83.14 | 91.14 | 8 | 0
2040 | MAPP_US_2_RMPA | MAPP_US | RMPA | External | Winter | B17 | 100 | 200 | 87.93 | 57.29 | 65.29 | 8 | 0
2040 | MAPP_US_2_RMPA | MAPP_US | RMPA | External | Winter | B18 | 400 | 200 | 0 | 55.69 | 60.89 | 8 | 0
2040 | MAPP_US_2_RMPA | MAPP_US | RMPA | External | Winter | B19 | 700 | 200 | 200 | 52.4 | 60.89 | 8 | 0.5
2040 | MAPP_US_2_RMPA | MAPP_US | RMPA | External | Winter | B20 | 935 | 200 | 0 | 48.39 | 43.89 | 8 | 0
2040 | NE_2_RMPA | NE | RMPA | External | Shoulder | B11 | 25 | 310 | 0 | 95.62 | 73.28 | 5 | 0
2040 | NE_2_RMPA | NE | RMPA | External | Shoulder | B12 | 200 | 310 | 0 | 65.3 | 57.3 | 5 | 0
2040 | NE_2_RMPA | NE | RMPA | External | Shoulder | B13 | 600 | 310 | 0 | 59.23 | 55.39 | 5 | 0
2040 | NE_2_RMPA | NE | RMPA | External | Shoulder | B14 | 900 | 310 | 0 | 54.45 | 53.18 | 5 | 0
2040 | NE_2_RMPA | NE | RMPA | External | Shoulder | B15 | 1203 | 310 | 0 | 53.21 | 53.18 | 5 | 0
2040 | NE_2_RMPA | NE | RMPA | External | Summer | B1 | 10 | 310 | 0 | 738.15 | 125.86 | 5 | 0
2040 | NE_2_RMPA | NE | RMPA | External | Summer | B2 | 25 | 310 | 0 | 746.16 | 125.86 | 5 | 0
2040 | NE_2_RMPA | NE | RMPA | External | Summer | B3 | 75 | 310 | 0 | 98.64 | 95.17 | 5 | 0
2040 | NE_2_RMPA | NE | RMPA | External | Summer | B4 | 100 | 310 | 0 | 97.13 | 89.14 | 5 | 0
2040 | NE_2_RMPA | NE | RMPA | External | Summer | B5 | 200 | 310 | 0 | 90.33 | 77.76 | 5 | 0
2040 | NE_2_RMPA | NE | RMPA | External | Summer | B6 | 300 | 310 | 0 | 62.56 | 62.06 | 5 | 0
2040 | NE_2_RMPA | NE | RMPA | External | Summer | B7 | 400 | 310 | 0 | 57.41 | 61.43 | 5 | 0
2040 | NE_2_RMPA | NE | RMPA | External | Summer | B8 | 500 | 310 | 0 | 53.19 | 54.19 | 5 | 0
2040 | NE_2_RMPA | NE | RMPA | External | Summer | B9 | 800 | 310 | 0 | 52.77 | 44.77 | 5 | 0
2040 | NE_2_RMPA | NE | RMPA | External | Summer | B10 | 1262 | 310 | 0 | 47.76 | 44.77 | 5 | 0
2040 | NE_2_RMPA | NE | RMPA | External | Winter | B16 | 25 | 310 | 0 | 90.14 | 91.14 | 5 | 0
2040 | NE_2_RMPA | NE | RMPA | External | Winter | B17 | 100 | 310 | 0 | 63.27 | 65.29 | 5 | 0
2040 | NE_2_RMPA | NE | RMPA | External | Winter | B18 | 400 | 310 | 0 | 61.07 | 60.89 | 5 | 0
2040 | NE_2_RMPA | NE | RMPA | External | Winter | B19 | 700 | 310 | 0 | 58.38 | 60.89 | 5 | 0
2040 | NE_2_RMPA | NE | RMPA | External | Winter | B20 | 935 | 310 | 0 | 50.39 | 43.89 | 5 | 0
2040 | NWPP_Coal_2_MAPP_US | NWPP_Coal | MAPP_US | External | Shoulder | B11 | 25 | 150 | 150 | 65.44 | 88.62 | 8 | 15.18
2040 | NWPP_Coal_2_MAPP_US | NWPP_Coal | MAPP_US | External | Shoulder | B12 | 200 | 150 | 0 | 65.44 | 63.3 | 8 | 0
2040 | NWPP_Coal_2_MAPP_US | NWPP_Coal | MAPP_US | External | Shoulder | B13 | 600 | 150 | 0 | 65.44 | 53.13 | 8 | 0
2040 | NWPP_Coal_2_MAPP_US | NWPP_Coal | MAPP_US | External | Shoulder | B14 | 900 | 150 | 0 | 65.44 | 50.76 | 8 | 0
2040 | NWPP_Coal_2_MAPP_US | NWPP_Coal | MAPP_US | External | Shoulder | B15 | 1203 | 150 | 0 | 65.44 | 49.37 | 8 | 0
2040 | NWPP_Coal_2_MAPP_US | NWPP_Coal | MAPP_US | External | Summer | B1 | 10 | 150 | 150 | 69.6 | 731.15 | 8 | 653.56
2040 | NWPP_Coal_2_MAPP_US | NWPP_Coal | MAPP_US | External | Summer | B2 | 25 | 150 | 150 | 69.6 | 739.16 | 8 | 661.57
2040 | NWPP_Coal_2_MAPP_US | NWPP_Coal | MAPP_US | External | Summer | B3 | 75 | 150 | 150 | 69.6 | 91.64 | 8 | 14.04
2040 | NWPP_Coal_2_MAPP_US | NWPP_Coal | MAPP_US | External | Summer | B4 | 100 | 150 | 150 | 69.6 | 90.13 | 8 | 12.54
2040 | NWPP_Coal_2_MAPP_US | NWPP_Coal | MAPP_US | External | Summer | B5 | 200 | 150 | 150 | 69.6 | 83.33 | 8 | 5.73
2040 | NWPP_Coal_2_MAPP_US | NWPP_Coal | MAPP_US | External | Summer | B6 | 300 | 150 | 0 | 69.6 | 59.71 | 8 | 0
2040 | NWPP_Coal_2_MAPP_US | NWPP_Coal | MAPP_US | External | Summer | B7 | 400 | 150 | 0 | 69.6 | 50.41 | 8 | 0
2040 | NWPP_Coal_2_MAPP_US | NWPP_Coal | MAPP_US | External | Summer | B8 | 500 | 150 | 0 | 69.6 | 46.19 | 8 | 0
2040 | NWPP_Coal_2_MAPP_US | NWPP_Coal | MAPP_US | External | Summer | B9 | 800 | 150 | 0 | 69.6 | 45.77 | 8 | 0
2040 | NWPP_Coal_2_MAPP_US | NWPP_Coal | MAPP_US | External | Summer | B10 | 1262 | 150 | 0 | 69.6 | 40.76 | 8 | 0
2040 | NWPP_Coal_2_MAPP_US | NWPP_Coal | MAPP_US | External | Winter | B16 | 25 | 150 | 150 | 69.06 | 83.14 | 8 | 6.08
2040 | NWPP_Coal_2_MAPP_US | NWPP_Coal | MAPP_US | External | Winter | B17 | 100 | 150 | 0 | 69.06 | 57.29 | 8 | 0
2040 | NWPP_Coal_2_MAPP_US | NWPP_Coal | MAPP_US | External | Winter | B18 | 400 | 150 | 0 | 69.06 | 55.69 | 8 | 0
2040 | NWPP_Coal_2_MAPP_US | NWPP_Coal | MAPP_US | External | Winter | B19 | 700 | 150 | 0 | 69.06 | 52.4 | 8 | 0
2040 | NWPP_Coal_2_MAPP_US | NWPP_Coal | MAPP_US | External | Winter | B20 | 935 | 150 | 0 | 69.06 | 48.39 | 8 | 0
2040 | RMPA_2_MAPP_US | RMPA | MAPP_US | External | Shoulder | B11 | 25 | 200 | 200 | 73.28 | 88.62 | 8 | 7.34
2040 | RMPA_2_MAPP_US | RMPA | MAPP_US | External | Shoulder | B12 | 200 | 200 | 0 | 57.3 | 63.3 | 8 | 0
2040 | RMPA_2_MAPP_US | RMPA | MAPP_US | External | Shoulder | B13 | 600 | 200 | 0 | 55.39 | 53.13 | 8 | 0
2040 | RMPA_2_MAPP_US | RMPA | MAPP_US | External | Shoulder | B14 | 900 | 200 | 0 | 53.18 | 50.76 | 8 | 0
2040 | RMPA_2_MAPP_US | RMPA | MAPP_US | External | Shoulder | B15 | 1203 | 200 | 0 | 53.18 | 49.37 | 8 | 0
2040 | RMPA_2_MAPP_US | RMPA | MAPP_US | External | Summer | B1 | 10 | 200 | 200 | 125.86 | 731.15 | 8 | 597.29
2040 | RMPA_2_MAPP_US | RMPA | MAPP_US | External | Summer | B2 | 25 | 200 | 200 | 125.86 | 739.16 | 8 | 605.3
2040 | RMPA_2_MAPP_US | RMPA | MAPP_US | External | Summer | B3 | 75 | 200 | 0 | 95.17 | 91.64 | 8 | 0
2040 | RMPA_2_MAPP_US | RMPA | MAPP_US | External | Summer | B4 | 100 | 200 | 0 | 89.14 | 90.13 | 8 | 0
2040 | RMPA_2_MAPP_US | RMPA | MAPP_US | External | Summer | B5 | 200 | 200 | 0 | 77.76 | 83.33 | 8 | 0
2040 | RMPA_2_MAPP_US | RMPA | MAPP_US | External | Summer | B6 | 300 | 200 | 0 | 62.06 | 59.71 | 8 | 0
2040 | RMPA_2_MAPP_US | RMPA | MAPP_US | External | Summer | B7 | 400 | 200 | 0 | 61.43 | 50.41 | 8 | 0
2040 | RMPA_2_MAPP_US | RMPA | MAPP_US | External | Summer | B8 | 500 | 200 | 0 | 54.19 | 46.19 | 8 | 0
2040 | RMPA_2_MAPP_US | RMPA | MAPP_US | External | Summer | B9 | 800 | 200 | 0 | 44.77 | 45.77 | 8 | 0
2040 | RMPA_2_MAPP_US | RMPA | MAPP_US | External | Summer | B10 | 1262 | 200 | 0 | 44.77 | 40.76 | 8 | 0
2040 | RMPA_2_MAPP_US | RMPA | MAPP_US | External | Winter | B16 | 25 | 200 | 0 | 91.14 | 83.14 | 8 | 0
2040 | RMPA_2_MAPP_US | RMPA | MAPP_US | External | Winter | B17 | 100 | 200 | 0 | 65.29 | 57.29 | 8 | 0
2040 | RMPA_2_MAPP_US | RMPA | MAPP_US | External | Winter | B18 | 400 | 200 | 0 | 60.89 | 55.69 | 8 | 0
2040 | RMPA_2_MAPP_US | RMPA | MAPP_US | External | Winter | B19 | 700 | 200 | 0 | 60.89 | 52.4 | 8 | 0
2040 | RMPA_2_MAPP_US | RMPA | MAPP_US | External | Winter | B20 | 935 | 200 | 0 | 43.89 | 48.39 | 8 | 0
2040 | RMPA_2_NE | RMPA | NE | External | Shoulder | B11 | 25 | 310 | 310 | 73.28 | 95.62 | 8 | 14.34
2040 | RMPA_2_NE | RMPA | NE | External | Shoulder | B12 | 200 | 310 | 12.74 | 57.3 | 65.3 | 8 | 0
2040 | RMPA_2_NE | RMPA | NE | External | Shoulder | B13 | 600 | 310 | 0 | 55.39 | 59.23 | 8 | 0
2040 | RMPA_2_NE | RMPA | NE | External | Shoulder | B14 | 900 | 310 | 0 | 53.18 | 54.45 | 8 | 0
2040 | RMPA_2_NE | RMPA | NE | External | Shoulder | B15 | 1203 | 310 | 0 | 53.18 | 53.21 | 8 | 0
2040 | RMPA_2_NE | RMPA | NE | External | Summer | B1 | 10 | 310 | 310 | 125.86 | 738.15 | 8 | 604.29
2040 | RMPA_2_NE | RMPA | NE | External | Summer | B2 | 25 | 310 | 310 | 125.86 | 746.16 | 8 | 612.3
2040 | RMPA_2_NE | RMPA | NE | External | Summer | B3 | 75 | 310 | 0 | 95.17 | 98.64 | 8 | 0
2040 | RMPA_2_NE | RMPA | NE | External | Summer | B4 | 100 | 310 | 0 | 89.14 | 97.13 | 8 | 0
2040 | RMPA_2_NE | RMPA | NE | External | Summer | B5 | 200 | 310 | 310 | 77.76 | 90.33 | 8 | 4.57
2040 | RMPA_2_NE | RMPA | NE | External | Summer | B6 | 300 | 310 | 0 | 62.06 | 62.56 | 8 | 0
2040 | RMPA_2_NE | RMPA | NE | External | Summer | B7 | 400 | 310 | 0 | 61.43 | 57.41 | 8 | 0
2040 | RMPA_2_NE | RMPA | NE | External | Summer | B8 | 500 | 310 | 0 | 54.19 | 53.19 | 8 | 0
2040 | RMPA_2_NE | RMPA | NE | External | Summer | B9 | 800 | 310 | 280.83 | 44.77 | 52.77 | 8 | 0
2040 | RMPA_2_NE | RMPA | NE | External | Summer | B10 | 1262 | 310 | 0 | 44.77 | 47.76 | 8 | 0
2040 | RMPA_2_NE | RMPA | NE | External | Winter | B16 | 25 | 310 | 0 | 91.14 | 90.14 | 8 | 0
2040 | RMPA_2_NE | RMPA | NE | External | Winter | B17 | 100 | 310 | 0 | 65.29 | 63.27 | 8 | 0
2040 | RMPA_2_NE | RMPA | NE | External | Winter | B18 | 400 | 310 | 0 | 60.89 | 61.07 | 8 | 0
2040 | RMPA_2_NE | RMPA | NE | External | Winter | B19 | 700 | 310 | 0 | 60.89 | 58.38 | 8 | 0
2040 | RMPA_2_NE | RMPA | NE | External | Winter | B20 | 935 | 310 | 0 | 43.89 | 50.39 | 8 | 0
2040 | RMPA_2_SPP_N | RMPA | SPP_N | External | Shoulder | B11 | 25 | 210 | 210 | 73.28 | 95.63 | 8 | 14.35
2040 | RMPA_2_SPP_N | RMPA | SPP_N | External | Shoulder | B12 | 200 | 210 | 7.92 | 57.3 | 65.3 | 8 | 0
2040 | RMPA_2_SPP_N | RMPA | SPP_N | External | Shoulder | B13 | 600 | 210 | 0 | 55.39 | 59.24 | 8 | 0
2040 | RMPA_2_SPP_N | RMPA | SPP_N | External | Shoulder | B14 | 900 | 210 | 0 | 53.18 | 54.46 | 8 | 0
2040 | RMPA_2_SPP_N | RMPA | SPP_N | External | Shoulder | B15 | 1203 | 210 | 0 | 53.18 | 53.23 | 8 | 0
2040 | RMPA_2_SPP_N | RMPA | SPP_N | External | Summer | B1 | 10 | 210 | 210 | 125.86 | 738.16 | 8 | 604.3
2040 | RMPA_2_SPP_N | RMPA | SPP_N | External | Summer | B2 | 25 | 210 | 210 | 125.86 | 746.18 | 8 | 612.32
2040 | RMPA_2_SPP_N | RMPA | SPP_N | External | Summer | B3 | 75 | 210 | 0 | 95.17 | 98.65 | 8 | 0
2040 | RMPA_2_SPP_N | RMPA | SPP_N | External | Summer | B4 | 100 | 210 | 122.91 | 89.14 | 97.14 | 8 | 0
2040 | RMPA_2_SPP_N | RMPA | SPP_N | External | Summer | B5 | 200 | 210 | 210 | 77.76 | 90.34 | 8 | 4.58
2040 | RMPA_2_SPP_N | RMPA | SPP_N | External | Summer | B6 | 300 | 210 | 0 | 62.06 | 62.55 | 8 | 0
2040 | RMPA_2_SPP_N | RMPA | SPP_N | External | Summer | B7 | 400 | 210 | 0 | 61.43 | 57.42 | 8 | 0
2040 | RMPA_2_SPP_N | RMPA | SPP_N | External | Summer | B8 | 500 | 210 | 0 | 54.19 | 57.29 | 8 | 0
2040 | RMPA_2_SPP_N | RMPA | SPP_N | External | Summer | B9 | 800 | 210 | 210 | 44.77 | 54.32 | 8 | 1.55
2040 | RMPA_2_SPP_N | RMPA | SPP_N | External | Summer | B10 | 1262 | 210 | 0 | 44.77 | 47.77 | 8 | 0
2040 | RMPA_2_SPP_N | RMPA | SPP_N | External | Winter | B16 | 25 | 210 | 0 | 91.14 | 90.15 | 8 | 0
2040 | RMPA_2_SPP_N | RMPA | SPP_N | External | Winter | B17 | 100 | 210 | 0 | 65.29 | 63.26 | 8 | 0
2040 | RMPA_2_SPP_N | RMPA | SPP_N | External | Winter | B18 | 400 | 210 | 0 | 60.89 | 61.08 | 8 | 0
2040 | RMPA_2_SPP_N | RMPA | SPP_N | External | Winter | B19 | 700 | 210 | 0 | 60.89 | 58.39 | 8 | 0
2040 | RMPA_2_SPP_N | RMPA | SPP_N | External | Winter | B20 | 935 | 210 | 0 | 43.89 | 50.4 | 8 | 0
2040 | SPP_N_2_RMPA | SPP_N | RMPA | External | Shoulder | B11 | 25 | 210 | 0 | 95.63 | 73.28 | 5 | 0
2040 | SPP_N_2_RMPA | SPP_N | RMPA | External | Shoulder | B12 | 200 | 210 | 0 | 65.3 | 57.3 | 5 | 0
2040 | SPP_N_2_RMPA | SPP_N | RMPA | External | Shoulder | B13 | 600 | 210 | 0 | 59.24 | 55.39 | 5 | 0
2040 | SPP_N_2_RMPA | SPP_N | RMPA | External | Shoulder | B14 | 900 | 210 | 0 | 54.46 | 53.18 | 5 | 0
2040 | SPP_N_2_RMPA | SPP_N | RMPA | External | Shoulder | B15 | 1203 | 210 | 0 | 53.23 | 53.18 | 5 | 0
2040 | SPP_N_2_RMPA | SPP_N | RMPA | External | Summer | B1 | 10 | 210 | 0 | 738.16 | 125.86 | 5 | 0
2040 | SPP_N_2_RMPA | SPP_N | RMPA | External | Summer | B2 | 25 | 210 | 0 | 746.18 | 125.86 | 5 | 0
2040 | SPP_N_2_RMPA | SPP_N | RMPA | External | Summer | B3 | 75 | 210 | 0 | 98.65 | 95.17 | 5 | 0
2040 | SPP_N_2_RMPA | SPP_N | RMPA | External | Summer | B4 | 100 | 210 | 0 | 97.14 | 89.14 | 5 | 0
2040 | SPP_N_2_RMPA | SPP_N | RMPA | External | Summer | B5 | 200 | 210 | 0 | 90.34 | 77.76 | 5 | 0
2040 | SPP_N_2_RMPA | SPP_N | RMPA | External | Summer | B6 | 300 | 210 | 0 | 62.55 | 62.06 | 5 | 0
2040 | SPP_N_2_RMPA | SPP_N | RMPA | External | Summer | B7 | 400 | 210 | 0 | 57.42 | 61.43 | 5 | 0
2040 | SPP_N_2_RMPA | SPP_N | RMPA | External | Summer | B8 | 500 | 210 | 0 | 57.29 | 54.19 | 5 | 0
2040 | SPP_N_2_RMPA | SPP_N | RMPA | External | Summer | B9 | 800 | 210 | 0 | 54.32 | 44.77 | 5 | 0
2040 | SPP_N_2_RMPA | SPP_N | RMPA | External | Summer | B10 | 1262 | 210 | 0 | 47.77 | 44.77 | 5 | 0
2040 | SPP_N_2_RMPA | SPP_N | RMPA | External | Winter | B16 | 25 | 210 | 0 | 90.15 | 91.14 | 5 | 0
2040 | SPP_N_2_RMPA | SPP_N | RMPA | External | Winter | B17 | 100 | 210 | 0 | 63.26 | 65.29 | 5 | 0
2040 | SPP_N_2_RMPA | SPP_N | RMPA | External | Winter | B18 | 400 | 210 | 0 | 61.08 | 60.89 | 5 | 0
2040 | SPP_N_2_RMPA | SPP_N | RMPA | External | Winter | B19 | 700 | 210 | 0 | 58.39 | 60.89 | 5 | 0
2040 | SPP_N_2_RMPA | SPP_N | RMPA | External | Winter | B20 | 935 | 210 | 0 | 50.4 | 43.89 | 5 | 0
2040 | SPP_S_2_ERCOT | SPP_S | ERCOT | External | Shoulder | B11 | 25 | 800 | 0 | 95.62 | 100.23 | 5 | 0
2040 | SPP_S_2_ERCOT | SPP_S | ERCOT | External | Shoulder | B12 | 200 | 800 | 0 | 59.39 | 59.18 | 5 | 0
2040 | SPP_S_2_ERCOT | SPP_S | ERCOT | External | Shoulder | B13 | 600 | 800 | 0 | 59.25 | 59.18 | 5 | 0
2040 | SPP_S_2_ERCOT | SPP_S | ERCOT | External | Shoulder | B14 | 900 | 800 | 0 | 54.47 | 59.18 | 5 | 0
2040 | SPP_S_2_ERCOT | SPP_S | ERCOT | External | Shoulder | B15 | 1203 | 800 | 402.92 | 53.24 | 58.24 | 5 | 0
2040 | SPP_S_2_ERCOT | SPP_S | ERCOT | External | Summer | B1 | 10 | 800 | 800 | 521.03 | 751.19 | 5 | 225.15
2040 | SPP_S_2_ERCOT | SPP_S | ERCOT | External | Summer | B2 | 25 | 800 | 517.69 | 746.19 | 751.19 | 5 | 0
2040 | SPP_S_2_ERCOT | SPP_S | ERCOT | External | Summer | B3 | 75 | 800 | 800 | 98.66 | 142.04 | 5 | 38.38
2040 | SPP_S_2_ERCOT | SPP_S | ERCOT | External | Summer | B4 | 100 | 800 | 0 | 95.09 | 97.53 | 5 | 0
2040 | SPP_S_2_ERCOT | SPP_S | ERCOT | External | Summer | B5 | 200 | 800 | 345.94 | 90.34 | 95.34 | 5 | 0
2040 | SPP_S_2_ERCOT | SPP_S | ERCOT | External | Summer | B6 | 300 | 800 | 0 | 62.25 | 62.77 | 5 | 0
2040 | SPP_S_2_ERCOT | SPP_S | ERCOT | External | Summer | B7 | 400 | 800 | 0 | 57.43 | 57.52 | 5 | 0
2040 | SPP_S_2_ERCOT | SPP_S | ERCOT | External | Summer | B8 | 500 | 800 | 0 | 57.3 | 57.52 | 5 | 0
2040 | SPP_S_2_ERCOT | SPP_S | ERCOT | External | Summer | B9 | 800 | 800 | 0 | 54.33 | 57.52 | 5 | 0
2040 | SPP_S_2_ERCOT | SPP_S | ERCOT | External | Summer | B10 | 1262 | 800 | 800 | 47.78 | 57.52 | 5 | 4.74
2040 | SPP_S_2_ERCOT | SPP_S | ERCOT | External | Winter | B16 | 25 | 800 | 0 | 65.69 | 62.65 | 5 | 0
2040 | SPP_S_2_ERCOT | SPP_S | ERCOT | External | Winter | B17 | 100 | 800 | 0 | 63.27 | 62.65 | 5 | 0
2040 | SPP_S_2_ERCOT | SPP_S | ERCOT | External | Winter | B18 | 400 | 800 | 0 | 61.09 | 62.65 | 5 | 0
2040 | SPP_S_2_ERCOT | SPP_S | ERCOT | External | Winter | B19 | 700 | 800 | 0 | 58.4 | 62.65 | 5 | 0
2040 | SPP_S_2_ERCOT | SPP_S | ERCOT | External | Winter | B20 | 935 | 800 | 0 | 50.41 | 54.55 | 5 | 0