## Title
Future 5 Sensitivity 2: National RPS Top-Down Implementation, Soft Transmission Constraint, 25% Overload Charges
"The results presented herein use modeling assumptions developed by EIPC, EIPC stakeholders and CRA for purposes of EIPC capacity expansion modeling. As such, these results do not necessarily reflect the opinions or views of CRA or any individual EIPC stakeholder."

## Build Summary
EI New Build Summary
EI New Builds by Type
|  | Additions |  |  | Retirements
| 2010 | 2015 | 2020 | 2030 | 2015 | 2020 | 2030 | Total
Coal | 271.9155 | 8.4766 | 0 | 0 | 69.8694 | 24.9103 | 11.6711 | 173.9412
Nuclear | 99.849 | 2.7406 | 4.53 | 0 | 0 | 0.6145 | 1.4882 | 105.0169
CC | 132.682 | 28.7886 | 7.6982 | 3.5281 | 4.1308 | 0.33852 | 1.01 | 167.2175
CT | 120.329 | 4.6917 | 8.8328 | 12.8008 | 3.2538 | 0.0438 | 0.0135 | 143.3431
Steam Oil/Gas | 74.547 | 0 | 0 | 0 | 34.9904 | 0.65678 | 0.126 | 38.7738
Hydro | 44.6048 | 0 | 1.5514 | 5.3366 | 0 | 0 | 0 | 51.4928
On-Shore Wind | 18.707 | 22.1949 | 35.6731 | 139.4383 | 0 | 0 | 0 | 216.0133
Off-Shore Wind | 0 | 0.469 | 0 | 1.1 | 0 | 0 | 0 | 1.569
Other Renewable | 3.613 | 2.3484 | 3.2354 | 4.2532 | 0 | 0 | 0 | 13.4499
New HQ/Maritimes | 0 | 0 | 1.4188 | 4.0812 | 0 | 0 | 0 | 5.5
Other | 17.054 | 0 | 0 | 0 | 0 | 0 | 0 | 17.054
Total w/o DR | 783.3012 | 69.7097 | 62.9396 | 170.5382 | 112.2444 | 26.5639 | 14.3089 | 933.3716
DR | 33.1 | -1.344 | 16.8375 | 22.1146 | 0 | 0 | 0 | 70.7081
Total w/DR | 816.4012 | 68.3657 | 79.7771 | 192.6528 | 112.2444 | 26.5639 | 14.3089 | 1004.0796
EI New Builds by Region
| EI Cumulative New Builds |  |  |  | EI Cumulative New CCs |  |  |  | EI Cumulative New On-Shore Wind |  |  |  | EI Cumulative Coal Retirements
| 2015 | 2020 | 2030 |  |  | 2015 | 2020 | 2030 |  | 2015 | 2020 | 2030 |  | 2015 | 2020 | 2030
ENT | 890.29 | 955.33 | 1423.61 |  | ENT | 0 | 0 | 0 | ENT | 0 | 0 | 100 | ENT | 892.9 | 892.9 | 892.9
FRCC | 4226.23 | 8038.33 | 9543.64 |  | FRCC | 1516.9 | 5329 | 6636.31 | FRCC | 0 | 0 | 0 | FRCC | 466 | 1335 | 1335
IESO | 5144.99 | 5144.99 | 5144.99 |  | IESO | 1263 | 1263 | 1263 | IESO | 2105.9 | 2105.9 | 2105.9 | IESO | 6416 | 6416 | 6416
MAPP_CA | 302.4 | 997.4 | 4952.4 |  | MAPP_CA | 0 | 0 | 0 | MAPP_CA | 302.4 | 302.4 | 302.4 | MAPP_CA | 75.01 | 440.12 | 1745.9
MAPP_US | 729.6 | 2104.12 | 5977.99 |  | MAPP_US | 0 | 0 | 0 | MAPP_US | 421.3 | 1795.82 | 5598.02 | MAPP_US | 612.6 | 1186.5 | 1186.5
MISO_IN | 618 | 853.95 | 1081.28 |  | MISO_IN | 0 | 0 | 0 | MISO_IN | 0 | 0 | 0 | MISO_IN | 929.9 | 1360.9 | 1360.9
MISO_MI | 2000 | 2355.01 | 2604.53 |  | MISO_MI | 0 | 0 | 0 | MISO_MI | 2000 | 2301.14 | 2444.28 | MISO_MI | 2943.15 | 4825.15 | 4825.15
MISO_MO-IL | 2090 | 2370 | 2593.33 |  | MISO_MO-IL | 0 | 0 | 0 | MISO_MO-IL | 300 | 300 | 300 | MISO_MO-IL | 2038.7 | 3797.7 | 3797.7
MISO_W | 2894.83 | 2894.83 | 6863.39 |  | MISO_W | 0 | 0 | 0 | MISO_W | 2800.5 | 2800.5 | 6697.39 | MISO_W | 1243.36 | 2928.56 | 2928.56
MISO_WUMS | 1818.9 | 8725.96 | 18812.97 |  | MISO_WUMS | 0 | 0 | 0 | MISO_WUMS | 968.9 | 968.9 | 968.9 | MISO_WUMS | 2635.96 | 3556.5 | 3556.5
NE | 434.1 | 27561.02 | 64382.33 |  | NE | 0 | 0 | 0 | NE | 202 | 27328.92 | 64078.56 | NE | 0 | 275.6 | 1184.8
NEISO | 3384.16 | 5220.25 | 8049.51 |  | NEISO | 2049.5 | 2049.5 | 2049.5 | NEISO | 231.2 | 1740.93 | 4498.96 | NEISO | 2250.13 | 2570.13 | 2570.13
NonRTO_Midwest | 0 | 388.86 | 1295.11 |  | NonRTO_Midwest | 0 | 356.32 | 356.32 | NonRTO_Midwest | 0 | 0 | 0 | NonRTO_Midwest | 1789.65 | 1789.65 | 1789.65
NYISO_A-F | 3289.7 | 3999.5 | 4067.43 |  | NYISO_A-F | 639 | 639 | 639 | NYISO_A-F | 2476.3 | 3186.1 | 3186.1 | NYISO_A-F | 2251.9 | 2251.9 | 2251.9
NYISO_G-I | 0 | 60 | 134.33 |  | NYISO_G-I | 0 | 0 | 0 | NYISO_G-I | 0 | 60 | 60 | NYISO_G-I | 368.2 | 368.2 | 368.2
NYISO_J-K | 1207.4 | 1207.4 | 1594.28 |  | NYISO_J-K | 1175.4 | 1175.4 | 1175.4 | NYISO_J-K | 0 | 0 | 0 | NYISO_J-K | 0 | 0 | 0
PJM_E | 5940.05 | 6072.95 | 7172.95 |  | PJM_E | 4634.3 | 4634.3 | 4634.3 | PJM_E | 1150 | 1150 | 1150 | PJM_E | 3285 | 3853 | 3853
PJM_ROM | 2243.7 | 4737.95 | 12285.94 |  | PJM_ROM | 1678.5 | 1678.5 | 1678.5 | PJM_ROM | 479.8 | 1230 | 7040 | PJM_ROM | 8669.5 | 8669.5 | 8669.5
PJM_ROR | 14076.1 | 15164.07 | 16877.32 |  | PJM_ROR | 3077 | 3197 | 3197 | PJM_ROR | 8325.7 | 8517.4 | 9990.21 | PJM_ROR | 13902.59 | 23806.42 | 23806.42
SOCO | 5151.9 | 7538.9 | 7646.3 |  | SOCO | 5026.9 | 5213.9 | 5213.9 | SOCO | 0 | 0 | 0 | SOCO | 9914.64 | 10306.46 | 10306.46
SPP_N | 465.04 | 465.04 | 29864.11 |  | SPP_N | 0 | 0 | 0 | SPP_N | 0 | 0 | 29304.07 | SPP_N | 334 | 1032.46 | 3281.5
SPP_S | 1830.99 | 2280.99 | 57777.51 |  | SPP_S | 0 | 0 | 0 | SPP_S | 430 | 580 | 55981.52 | SPP_S | 1149.28 | 2497.14 | 9704.26
TVA | 3115.89 | 4883.23 | 8059.15 |  | TVA | 1418 | 2154.32 | 4321.48 | TVA | 0 | 0 | 0 | TVA | 3610.97 | 4351.97 | 4351.97
VACAR | 7855.43 | 17210.49 | 19483.07 |  | VACAR | 6310.07 | 8796.49 | 8850.1 | VACAR | 0.9 | 3500 | 3500 | VACAR | 4090 | 6268 | 6268
| 69709.7 | 131230.57 | 297687.47 |  |  | 28788.57 | 36486.73 | 40014.81 |  | 22194.9 | 57868.01 | 197306.31 |  | 69869.44 | 94779.76 | 106450.9

## Generation
#1 | Total Generation (GWh)
Total Generation by Reporting Type: Entergy
ReportingType | 2015 | 2020 | 2025 | 2030 | 2035 | 2040
BM | 0 | 0 | 0 | 0 | 0 | 0
CC | 66465.38 | 72715.2 | 30308.69 | 15934.14 | 20755.71 | 23227.09
CSP | 0 | 0 | 0 | 0 | 0 | 0
CT | 0 | 0 | 0 | 0 | 0 | 100.11
Coal | 60874.02 | 53032.55 | 48348.81 | 46496.33 | 55231.79 | 58932.11
Geo | 0 | 0 | 0 | 0 | 0 | 0
H | 153 | 153 | 153 | 153 | 153 | 153
LFG | 63.07 | 63.07 | 63.07 | 909.81 | 909.81 | 909.81
Nuc | 42234.08 | 42234.08 | 42234.08 | 42234.08 | 35675.42 | 27909.39
PS | 25.66 | 25.66 | 44.84 | 44.84 | 44.84 | 44.84
PV | 0.56 | 125.9 | 194.25 | 200.81 | 208.17 | 213.2
PeakG | 0 | 3.45 | 0 | 0 | 0 | 0
PeakO | 0 | 0 | 0 | 0 | 0 | 0
ST | 0 | 0 | 0 | 0 | 0 | 0
STOG | 1524.57 | 1560.84 | 1511.98 | 1511.98 | 1511.98 | 1511.98
STWD | 0 | 138.82 | 136.27 | 212.98 | 212.98 | 232.06
WT | 315.27 | 315.27 | 315.27 | 609.92 | 609.92 | 609.92
IGCC | 0 | 0 | 0 | 0 | 0 | 0
DemandResponse | 0 | 0 | 0 | 0 | 0 | 0
IGCC-CCS | 0 | 0 | 0 | 0 | 0 | 0
WT_off | 0 | 0 | 0 | 0 | 0 | 0
PseudoUnit | 0 | 0 | 0 | 0 | 0 | 0
FixedInterchange | 0 | 0 | 0 | 0 | 0 | 0
Total Generation by Reporting Type: FRCC
ReportingType | 2015 | 2020 | 2025 | 2030 | 2035 | 2040
BM | 0 | 0 | 0 | 0 | 0 | 0
CC | 147677.36 | 161224.5 | 168854.91 | 169896.29 | 217697.89 | 246799.12
CSP | 0 | 0 | 0 | 0 | 0 | 0
CT | 542.11 | 949.79 | 949.79 | 497.02 | 949.79 | 881.35
Coal | 58212.79 | 56335.61 | 57329.89 | 59107.3 | 60270.36 | 60270.36
Geo | 0 | 0 | 0 | 0 | 0 | 0
H | 27.85 | 27.85 | 27.85 | 27.85 | 27.85 | 27.85
LFG | 3831.62 | 3831.62 | 5392.66 | 5392.66 | 5392.66 | 5392.66
Nuc | 32180.57 | 32180.57 | 32180.57 | 32180.57 | 19598.11 | 6535.31
PS | 0 | 0 | 0 | 0 | 0 | 0
PV | 134.03 | 134.03 | 134.03 | 134.03 | 134.03 | 134.03
PeakG | 439.06 | 578.01 | 955.65 | 729.96 | 535.16 | 444.63
PeakO | 0 | 0 | 0 | 0 | 0 | 0
ST | 0 | 0 | 0 | 0 | 0 | 0
STOG | 3123.84 | 2663.89 | 2609.08 | 2545.89 | 2551.14 | 2309.52
STWD | 0 | 1366.56 | 1366.56 | 1366.56 | 1366.56 | 1366.56
WT | 0 | 0 | 0 | 0 | 0 | 0
IGCC | 0 | 0 | 0 | 0 | 0 | 0
DemandResponse | 0 | 0 | 0 | 0 | 0 | 0
IGCC-CCS | 0 | 0 | 0 | 0 | 0 | 0
WT_off | 0 | 0 | 0 | 0 | 0 | 0
PseudoUnit | 0 | 0 | 0 | 0 | 0 | 0
FixedInterchange | 0 | 0 | 0 | 0 | 0 | 0
Total Generation by Reporting Type: MAPP_US
ReportingType | 2015 | 2020 | 2025 | 2030 | 2035 | 2040
BM | 0 | 0 | 0 | 0 | 0 | 0
CC | 305.23 | 199.31 | 194.63 | 108.57 | 188.01 | 194.63
CSP | 0 | 0 | 0 | 0 | 0 | 0
CT | 0 | 0 | 0 | 0 | 0 | 0
Coal | 21992.45 | 17658.88 | 17658.88 | 13833.03 | 16642.43 | 17658.88
Geo | 354.6 | 354.6 | 354.6 | 354.6 | 354.6 | 354.6
H | 10150.02 | 10150.02 | 10150.02 | 10150.02 | 10150.02 | 10150.02
LFG | 15.77 | 15.77 | 15.77 | 580.79 | 580.79 | 580.79
Nuc | 0 | 0 | 0 | 0 | 0 | 0
PS | 0 | 0 | 0 | 0 | 0 | 0
PV | 0 | 0 | 0 | 0 | 0 | 0
PeakG | 11.53 | 9.54 | 2.1 | 0 | 0 | 0
PeakO | 0 | 0 | 0 | 0 | 0 | 0
ST | 0 | 0 | 0 | 0 | 0 | 0
STOG | 0 | 0 | 0 | 0 | 0 | 0
STWD | 0 | 0 | 0 | 0 | 0 | 0
WT | 5908.78 | 10716.52 | 10716.52 | 24015.76 | 41562.79 | 41562.79
IGCC | 0 | 0 | 0 | 0 | 0 | 0
DemandResponse | 0 | 0 | 0 | 0 | 0 | 0
IGCC-CCS | 0 | 0 | 0 | 0 | 0 | 0
WT_off | 0 | 0 | 0 | 0 | 0 | 0
PseudoUnit | 0 | 0 | 0 | 0 | 0 | 0
FixedInterchange | 0 | 0 | 0 | 0 | 0 | 0
Total Generation by Reporting Type: MISO_IN
ReportingType | 2015 | 2020 | 2025 | 2030 | 2035 | 2040
BM | 0 | 0 | 0 | 0 | 0 | 0
CC | 4340.02 | 7427.73 | 4340.02 | 1659.28 | 2947.21 | 1773.15
CSP | 0 | 0 | 0 | 0 | 0 | 0
CT | 0 | 0 | 0 | 0 | 0 | 0
Coal | 91265.25 | 91199.26 | 91808.95 | 88231.56 | 94822.5 | 96969.13
Geo | 0 | 0 | 0 | 0 | 0 | 0
H | 417.2 | 417.2 | 417.2 | 417.2 | 417.2 | 417.2
LFG | 291.71 | 291.71 | 923.41 | 923.41 | 923.41 | 923.41
Nuc | 0 | 0 | 0 | 0 | 0 | 0
PS | 0 | 0 | 0 | 0 | 0 | 0
PV | 0 | 392.72 | 637.73 | 637.73 | 657.09 | 679.52
PeakG | 15.86 | 25.81 | 20.89 | 0 | 0 | 0
PeakO | 0 | 0 | 0 | 0 | 0 | 0
ST | 0 | 0 | 0 | 0 | 0 | 0
STOG | 28.64 | 54.68 | 106.75 | 28.64 | 54.68 | 54.68
STWD | 0 | 0 | 0 | 0 | 0 | 0
WT | 1553.06 | 1553.06 | 1553.06 | 1553.06 | 1553.06 | 1553.06
IGCC | 4427.31 | 4427.31 | 4427.31 | 4427.31 | 4427.31 | 4427.31
DemandResponse | 0 | 0 | 0 | 0 | 0 | 0
IGCC-CCS | 0 | 0 | 0 | 0 | 0 | 0
WT_off | 0 | 0 | 0 | 0 | 0 | 0
PseudoUnit | 0 | 0 | 0 | 0 | 0 | 0
FixedInterchange | 0 | 0 | 0 | 0 | 0 | 0
Total Generation by Reporting Type: MISO_MI
ReportingType | 2015 | 2020 | 2025 | 2030 | 2035 | 2040
BM | 0 | 0 | 0 | 0 | 0 | 0
CC | 10822.66 | 16056.79 | 9603.04 | 4459.46 | 6330.85 | 6336.53
CSP | 0 | 0 | 0 | 0 | 0 | 0
CT | 0 | 0 | 0 | 0 | 0 | 0
Coal | 53833.17 | 43780.44 | 42966.66 | 41451.18 | 44065.39 | 44065.39
Geo | 0 | 0 | 0 | 0 | 0 | 0
H | 410 | 410 | 410 | 410 | 410 | 410
LFG | 1285.09 | 1709.81 | 2548.5 | 2548.5 | 2548.5 | 2548.5
Nuc | 14714.16 | 14714.16 | 14714.16 | 14714.16 | 8654.01 | 8654.01
PS | 814.32 | 767.52 | 1141.8 | 1422.72 | 1493.8 | 1865.45
PV | 0 | 0 | 0 | 0 | 0 | 0
PeakG | 29.96 | 62 | 29.96 | 0 | 0 | 0
PeakO | 0 | 0 | 0 | 0 | 0 | 0
ST | 0 | 0 | 0 | 0 | 0 | 0
STOG | 352.89 | 540.49 | 540.49 | 283.11 | 540.49 | 25.75
STWD | 203.21 | 1142.3 | 1142.3 | 1142.3 | 1142.3 | 1142.3
WT | 5161.16 | 5970.39 | 5970.39 | 6355.03 | 6773.47 | 7162.42
IGCC | 0 | 0 | 0 | 0 | 0 | 0
DemandResponse | 0 | 0 | 0 | 0 | 0 | 0
IGCC-CCS | 0 | 0 | 0 | 0 | 0 | 0
WT_off | 0 | 0 | 0 | 0 | 0 | 0
PseudoUnit | 0 | 0 | 0 | 0 | 0 | 0
FixedInterchange | 0 | 0 | 0 | 0 | 0 | 0
Total Generation by Reporting Type: MISO_MO-IL
ReportingType | 2015 | 2020 | 2025 | 2030 | 2035 | 2040
BM | 0 | 0 | 0 | 0 | 0 | 0
CC | 2772.6 | 4746.49 | 1832.35 | 817.68 | 1270.05 | 1270.05
CSP | 0 | 0 | 0 | 0 | 0 | 0
CT | 0 | 0 | 0 | 0 | 0 | 0
Coal | 97683.57 | 78548.52 | 76591.33 | 75165.82 | 82454.51 | 85009.22
Geo | 0 | 0 | 0 | 0 | 0 | 0
H | 1317.1 | 2690.42 | 2690.42 | 2690.42 | 2690.42 | 2690.42
LFG | 141.91 | 141.91 | 1902.67 | 1902.67 | 1902.67 | 1902.67
Nuc | 17393.71 | 17393.71 | 17393.71 | 17393.71 | 17393.71 | 17393.71
PS | 191.4 | 180.4 | 334.4 | 334.4 | 438.46 | 438.46
PV | 0 | 0 | 0 | 0 | 0 | 0
PeakG | 140.51 | 140.51 | 140.51 | 0 | 0 | 0
PeakO | 0 | 0 | 0 | 0 | 0 | 0
ST | 0 | 0 | 0 | 0 | 0 | 0
STOG | 57.9 | 110.53 | 18.42 | 5.26 | 0 | 0
STWD | 0 | 0 | 0 | 0 | 0 | 0
WT | 2075.16 | 2075.16 | 2075.16 | 2075.16 | 2075.16 | 2075.16
IGCC | 0 | 0 | 0 | 0 | 0 | 0
DemandResponse | 0 | 0 | 0 | 0 | 0 | 0
IGCC-CCS | 0 | 0 | 0 | 0 | 0 | 0
WT_off | 0 | 0 | 0 | 0 | 0 | 0
PseudoUnit | 0 | 0 | 0 | 0 | 0 | 0
FixedInterchange | 0 | 0 | 0 | 0 | 0 | 0
Total Generation by Reporting Type: MISO_W
ReportingType | 2015 | 2020 | 2025 | 2030 | 2035 | 2040
BM | 0 | 0 | 0 | 0 | 0 | 0
CC | 9829.38 | 12119.09 | 3786.71 | 2063.43 | 3148.8 | 3146.99
CSP | 0 | 0 | 0 | 0 | 0 | 0
CT | 0 | 0 | 0 | 0 | 0 | 0
Coal | 94806.5 | 81228.49 | 80684.03 | 72715.06 | 79379.68 | 79804.11
Geo | 0 | 0 | 0 | 0 | 0 | 0
H | 1643.73 | 1643.73 | 1643.73 | 1643.73 | 1643.73 | 1643.73
LFG | 1616.22 | 1616.22 | 2181.24 | 2181.24 | 2181.24 | 2181.24
Nuc | 18393.35 | 18393.35 | 18393.35 | 18393.35 | 0.78 | 0.78
PS | 0 | 0 | 0 | 0 | 0 | 0
PV | 0 | 0 | 0 | 0 | 0 | 0
PeakG | 128.96 | 91.22 | 12.08 | 0 | 0 | 0
PeakO | 0 | 0 | 0 | 0 | 0 | 0
ST | 0 | 0 | 0 | 0 | 0 | 0
STOG | 4.54 | 4.54 | 0.62 | 0 | 0 | 0
STWD | 0 | 2193.5 | 812.92 | 1123.02 | 812.92 | 602.1
WT | 27590.66 | 27590.66 | 40453.94 | 40453.94 | 40453.94 | 40453.94
IGCC | 0 | 0 | 0 | 0 | 0 | 0
DemandResponse | 0 | 0 | 0 | 0 | 0 | 0
IGCC-CCS | 0 | 0 | 0 | 0 | 0 | 0
WT_off | 0 | 0 | 0 | 0 | 0 | 0
PseudoUnit | 0 | 0 | 0 | 0 | 0 | 0
FixedInterchange | 0 | 0 | 0 | 0 | 0 | 0
Total Generation by Reporting Type: MISO_WUMS
ReportingType | 2015 | 2020 | 2025 | 2030 | 2035 | 2040
BM | 0 | 0 | 0 | 0 | 0 | 0
CC | 14744.75 | 18405.5 | 10960.5 | 5581.53 | 6264.25 | 5741.01
CSP | 0 | 0 | 0 | 0 | 0 | 0
CT | 0 | 725.56 | 1184.24 | 593.8 | 2693.03 | 3305.73
Coal | 29962.99 | 28169.18 | 28796.81 | 26384.55 | 32464.3 | 32816.96
Geo | 0 | 0 | 0 | 0 | 0 | 0
H | 1018.41 | 1023.31 | 1023.31 | 1023.31 | 1023.31 | 1023.31
LFG | 559.76 | 559.76 | 2320.52 | 2320.52 | 2320.52 | 2320.52
Nuc | 14153.33 | 14153.33 | 14153.33 | 14153.33 | 0.78 | 0.78
PS | 0 | 0 | 0 | 0 | 0 | 0
PV | 0 | 0 | 0 | 0 | 0 | 0
PeakG | 81.82 | 94.39 | 26.97 | 0 | 0 | 0
PeakO | 0 | 0 | 0 | 0 | 0 | 0
ST | 0 | 0 | 0 | 0 | 0 | 0
STOG | 2.33 | 2.33 | 0 | 0 | 0 | 0
STWD | 0 | 616.58 | 89.66 | 93.1 | 261.49 | 376.73
WT | 4109.61 | 4109.61 | 4109.61 | 4109.61 | 4109.61 | 4109.61
IGCC | 0 | 0 | 0 | 0 | 0 | 0
DemandResponse | 0 | 0 | 0 | 0 | 0 | 0
IGCC-CCS | 0 | 0 | 0 | 0 | 0 | 0
WT_off | 0 | 0 | 0 | 0 | 0 | 0
PseudoUnit | 0 | 0 | 0 | 0 | 0 | 0
FixedInterchange | 0 | 0 | 0 | 0 | 0 | 0
Total Generation by Reporting Type: Nebraska
ReportingType | 2015 | 2020 | 2025 | 2030 | 2035 | 2040
BM | 0 | 0 | 0 | 0 | 0 | 0
CC | 680.19 | 387.49 | 247.08 | 137.83 | 137.83 | 137.83
CSP | 0 | 0 | 0 | 0 | 0 | 0
CT | 0 | 0 | 0 | 0 | 0 | 0
Coal | 30719.51 | 28382.5 | 21665.11 | 21665.11 | 21665.11 | 21665.11
Geo | 0 | 0 | 0 | 0 | 0 | 0
H | 591 | 591 | 591 | 591 | 591 | 591
LFG | 47.3 | 47.3 | 47.3 | 612.32 | 612.32 | 612.32
Nuc | 9752.32 | 9752.32 | 9752.32 | 9752.32 | 1.56 | 1.56
PS | 0 | 0 | 0 | 0 | 0 | 0
PV | 0 | 0 | 0 | 0 | 0 | 0
PeakG | 39.03 | 6.28 | 0 | 0 | 0 | 0
PeakO | 0 | 0 | 0 | 0 | 0 | 0
ST | 0 | 0 | 0 | 0 | 0 | 0
STOG | 0 | 0 | 0 | 0 | 0 | 0
STWD | 0 | 0 | 0 | 0 | 0 | 0
WT | 1220.72 | 97483.57 | 171948.26 | 227893.73 | 239008.3 | 271901
IGCC | 0 | 0 | 0 | 0 | 0 | 0
DemandResponse | 0 | 0 | 0 | 0 | 0 | 0
IGCC-CCS | 0 | 0 | 0 | 0 | 0 | 0
WT_off | 0 | 0 | 0 | 0 | 0 | 0
PseudoUnit | 0 | 0 | 0 | 0 | 0 | 0
FixedInterchange | 0 | 0 | 0 | 0 | 0 | 0
Total Generation by Reporting Type: NEISO
ReportingType | 2015 | 2020 | 2025 | 2030 | 2035 | 2040
BM | 1882.96 | 1194.14 | 597.66 | 597.66 | 671.93 | 671.93
CC | 44684.94 | 40870.82 | 36476.82 | 27364.06 | 50110.54 | 62716.47
CSP | 0 | 0 | 0 | 0 | 0 | 0
CT | 3.12 | 10.92 | 3.12 | 0 | 33.34 | 63.65
Coal | 32.27 | 0 | 0 | 0 | 0 | 0
Geo | 0 | 0 | 0 | 0 | 0 | 0
H | 12289.94 | 12303.66 | 12303.66 | 12303.66 | 12303.66 | 12303.66
LFG | 4582.65 | 4582.65 | 5132.48 | 5132.48 | 5132.48 | 5132.48
Nuc | 36181.73 | 36181.73 | 36181.73 | 36181.73 | 26141.23 | 19310.53
PS | 67.47 | 351.54 | 351.54 | 351.54 | 686.34 | 686.34
PV | 5.26 | 571.78 | 574.39 | 574.39 | 574.39 | 574.47
PeakG | 32.3 | 38.51 | 32.3 | 29.82 | 206.23 | 401.46
PeakO | 0 | 0 | 0 | 0 | 0 | 0
ST | 0 | 0 | 0 | 0 | 0 | 0
STOG | 0 | 0 | 0 | 0 | 0 | 0
STWD | 4274.88 | 4274.88 | 2414.83 | 2456.04 | 2979.13 | 3157.65
WT | 1283.3 | 5745.35 | 11316.56 | 13896.83 | 15341.27 | 15341.27
IGCC | 0 | 0 | 0 | 0 | 0 | 0
DemandResponse | 0 | 0 | 0 | 0 | 0 | 0
IGCC-CCS | 0 | 0 | 0 | 0 | 0 | 0
WT_off | 1870.13 | 1870.13 | 1870.13 | 1870.13 | 0 | 0
PseudoUnit | 0 | 0 | 0 | 0 | 0 | 0
FixedInterchange | 0 | 0 | 0 | 0 | 0 | 0
Total Generation by Reporting Type: NonRTO_Midwest
ReportingType | 2015 | 2020 | 2025 | 2030 | 2035 | 2040
BM | 0 | 0 | 0 | 0 | 0 | 0
CC | 0 | 1405.7 | 1405.7 | 1240.07 | 1210.81 | 1893.05
CSP | 0 | 0 | 0 | 0 | 0 | 0
CT | 0 | 6.38 | 6.38 | 3.34 | 6.38 | 6.38
Coal | 57674.1 | 59127.43 | 59694.27 | 59936.33 | 61946.32 | 64299.92
Geo | 0 | 0 | 0 | 0 | 0 | 0
H | 457.8 | 457.8 | 3593.25 | 3593.25 | 3593.25 | 3593.25
LFG | 110.38 | 110.38 | 1373.79 | 1373.79 | 1373.79 | 1373.79
Nuc | 0 | 0 | 0 | 0 | 0 | 0.02
PS | 0 | 0 | 0 | 0 | 0 | 0
PV | 0 | 0 | 0 | 0 | 0 | 0
PeakG | 70.4 | 94.32 | 93.89 | 27.94 | 27.07 | 0
PeakO | 0 | 0 | 0 | 0 | 0 | 0
ST | 0 | 0 | 0 | 0 | 0 | 0
STOG | 0 | 0 | 0 | 0 | 0 | 0
STWD | 0 | 0 | 0 | 0 | 0 | 0
WT | 151.43 | 151.43 | 151.43 | 151.43 | 151.43 | 151.43
IGCC | 0 | 0 | 0 | 0 | 0 | 0
DemandResponse | 0 | 0 | 0 | 0 | 0 | 0
IGCC-CCS | 0 | 0 | 0 | 0 | 0 | 0
WT_off | 0 | 0 | 0 | 0 | 0 | 0
PseudoUnit | 0 | 0 | 0 | 0 | 0 | 0
FixedInterchange | 0 | 0 | 0 | 0 | 0 | 0
Total Generation by Reporting Type: NYISO_A-F
ReportingType | 2015 | 2020 | 2025 | 2030 | 2035 | 2040
BM | 0 | 0 | 0 | 0 | 0 | 0
CC | 8436.44 | 10791.27 | 10097.35 | 8527.89 | 15104.04 | 16026.83
CSP | 0 | 0 | 0 | 0 | 0 | 0
CT | 0 | 0 | 0 | 0 | 0 | 0
Coal | 0 | 0 | 0 | 0 | 0 | 0
Geo | 0 | 0 | 0 | 0 | 0 | 0
H | 27149.98 | 27149.98 | 27149.98 | 27149.98 | 27149.98 | 27149.98
LFG | 1359.2 | 1359.2 | 1359.2 | 1894.79 | 1894.79 | 1894.79
Nuc | 26211.3 | 26211.3 | 26211.3 | 21372.53 | 16850.79 | 10212.67
PS | 146.66 | 296.52 | 296.52 | 296.52 | 578.92 | 578.92
PV | 0 | 0 | 0 | 0 | 0 | 0
PeakG | 1.88 | 6.58 | 6.58 | 1.88 | 20.68 | 39.48
PeakO | 0 | 0 | 0 | 0 | 0 | 0
ST | 0 | 0 | 0 | 0 | 0 | 0
STOG | 0 | 0 | 0 | 0 | 0 | 0
STWD | 0 | 16.25 | 16.25 | 200.21 | 151.06 | 151.06
WT | 10101.82 | 11933.66 | 11933.66 | 11933.66 | 11933.66 | 11933.66
IGCC | 0 | 0 | 0 | 0 | 0 | 0
DemandResponse | 0 | 0 | 0 | 0 | 0 | 0
IGCC-CCS | 0 | 0 | 0 | 0 | 0 | 0
WT_off | 0 | 0 | 0 | 0 | 0 | 0
PseudoUnit | 0 | 0 | 0 | 0 | 0 | 0
FixedInterchange | 0 | 0 | 0 | 0 | 0 | 0
Total Generation by Reporting Type: NYISO_G-I
ReportingType | 2015 | 2020 | 2025 | 2030 | 2035 | 2040
BM | 0 | 0 | 0 | 0 | 0 | 0
CC | 4029.27 | 7145.51 | 5716.83 | 4818.78 | 7998.59 | 18923.2
CSP | 0 | 0 | 0 | 0 | 0 | 0
CT | 0 | 0 | 0 | 0 | 0 | 0
Coal | 0 | 0 | 0 | 0 | 0 | 0
Geo | 0 | 0 | 0 | 0 | 0 | 0
H | 266.56 | 266.56 | 266.56 | 266.56 | 266.56 | 266.56
LFG | 504.58 | 504.58 | 507.04 | 1090.62 | 1090.62 | 1090.62
Nuc | 15929.31 | 15929.31 | 15929.31 | 15929.31 | 7987.24 | 3.12
PS | 0 | 0 | 0 | 0 | 0 | 0
PV | 0 | 0 | 0 | 0 | 0 | 0
PeakG | 0.03 | 0.03 | 0.03 | 0.01 | 0.11 | 0.21
PeakO | 0 | 0 | 0 | 0 | 0 | 0
ST | 0 | 0 | 0 | 0 | 0 | 0
STOG | 0 | 0 | 0 | 0 | 0 | 0
STWD | 0 | 0 | 0 | 0 | 0 | 0
WT | 0 | 178.23 | 178.23 | 178.23 | 178.23 | 178.23
IGCC | 0 | 0 | 0 | 0 | 0 | 0
DemandResponse | 0 | 0 | 0 | 0 | 0 | 0
IGCC-CCS | 0 | 0 | 0 | 0 | 0 | 0
WT_off | 0 | 0 | 0 | 0 | 0 | 0
PseudoUnit | 0 | 0 | 0 | 0 | 0 | 0
FixedInterchange | 0 | 0 | 0 | 0 | 0 | 0
Total Generation by Reporting Type: NYISO_J-K
ReportingType | 2015 | 2020 | 2025 | 2030 | 2035 | 2040
BM | 0 | 0 | 0 | 0 | 0 | 0
CC | 22867.88 | 27556.11 | 24912.73 | 25334.22 | 29510.66 | 33179.65
CSP | 0 | 0 | 0 | 0 | 0 | 0
CT | 0 | 0 | 0 | 2.92 | 684.43 | 1506.9
Coal | 0 | 0 | 0 | 0 | 0 | 0
Geo | 0 | 0 | 0 | 0 | 0 | 0
H | 0 | 0 | 0 | 0 | 0 | 0
LFG | 977.62 | 977.62 | 977.62 | 1563.66 | 1563.66 | 1563.66
Nuc | 0 | 0 | 0 | 0 | 0 | 0
PS | 0 | 0 | 0 | 0 | 0 | 0
PV | 53.26 | 53.26 | 53.26 | 53.26 | 0 | 0
PeakG | 53.23 | 319.41 | 319.41 | 319.41 | 623.61 | 623.61
PeakO | 0 | 0 | 0 | 0 | 0 | 0
ST | 0 | 0 | 0 | 0 | 0 | 0
STOG | 627.23 | 1287.48 | 1627.04 | 877.84 | 1627.04 | 1627.04
STWD | 0 | 0 | 0 | 0 | 0 | 0
WT | 0 | 0 | 0 | 0 | 0 | 0
IGCC | 0 | 0 | 0 | 0 | 0 | 0
DemandResponse | 0 | 0 | 0 | 0 | 0 | 0
IGCC-CCS | 0 | 0 | 0 | 0 | 0 | 0
WT_off | 0 | 0 | 0 | 0 | 0 | 0
PseudoUnit | 0 | 0 | 0 | 0 | 0 | 0
FixedInterchange | 0 | 0 | 0 | 0 | 0 | 0
Total Generation by Reporting Type: PJM_E
ReportingType | 2015 | 2020 | 2025 | 2030 | 2035 | 2040
BM | 5.81 | 223.98 | 223.98 | 223.98 | 223.98 | 223.98
CC | 25613.67 | 45647.71 | 43184.7 | 30224.08 | 52821.25 | 47864.03
CSP | 0 | 0 | 0 | 0 | 0 | 0
CT | 0 | 0.86 | 0.86 | 2.69 | 1977.39 | 2221.22
Coal | 343.83 | 174.76 | 174.76 | 174.76 | 207.62 | 207.62
Geo | 0 | 0 | 0 | 0 | 0 | 0
H | 1839.27 | 1839.27 | 1839.27 | 1839.27 | 1839.27 | 1839.27
LFG | 3714.15 | 4761.94 | 4761.94 | 4761.94 | 4761.94 | 4761.94
Nuc | 66287.73 | 61501.14 | 61501.14 | 61501.14 | 44177.54 | 35032.79
PS | 164 | 294 | 284 | 164 | 294 | 294
PV | 102.4 | 102.4 | 102.4 | 102.4 | 102.4 | 102.4
PeakG | 22.93 | 80.25 | 438.23 | 350.97 | 940.13 | 940.13
PeakO | 0 | 0 | 0 | 0 | 0 | 0
ST | 0 | 0 | 0 | 0 | 0 | 0
STOG | 268.49 | 512.56 | 512.56 | 512.56 | 1000.72 | 1000.72
STWD | 0 | 0 | 0 | 0 | 0 | 0
WT | 2143.36 | 2143.36 | 2143.36 | 2143.36 | 2143.36 | 2143.36
IGCC | 0 | 0 | 0 | 0 | 0 | 0
DemandResponse | 0 | 0 | 0 | 0 | 0 | 0
IGCC-CCS | 0 | 0 | 0 | 0 | 0 | 0
WT_off | 0 | 0 | 3990.52 | 3990.52 | 3990.52 | 3990.52
PseudoUnit | 0 | 0 | 0 | 0 | 0 | 0
FixedInterchange | 0 | 0 | 0 | 0 | 0 | 0
Total Generation by Reporting Type: PJM_ROM
ReportingType | 2015 | 2020 | 2025 | 2030 | 2035 | 2040
BM | 3.49 | 134.39 | 134.39 | 134.39 | 134.39 | 134.39
CC | 13005 | 23774.14 | 22122.11 | 16585.78 | 85699.15 | 176938.77
CSP | 0 | 0 | 0 | 0 | 0 | 0
CT | 0.15 | 0.52 | 1.64 | 1.64 | 6.13 | 6.13
Coal | 49166.67 | 55222.85 | 56716.5 | 57476.93 | 58083.8 | 58083.8
Geo | 0 | 0 | 0 | 0 | 0 | 0
H | 3645.46 | 3936.64 | 6490.47 | 6490.47 | 6490.47 | 6490.47
LFG | 2813.8 | 4903.85 | 4903.85 | 4903.85 | 4903.85 | 4903.85
Nuc | 39227.38 | 39227.38 | 39227.38 | 39227.38 | 25736.15 | 18733.49
PS | 620.33 | 1112.06 | 1092.77 | 620.33 | 1136.77 | 1112.06
PV | 10.51 | 2480.06 | 4036.96 | 4458.73 | 4625.61 | 4825.22
PeakG | 0 | 48.51 | 48.51 | 48.51 | 152.46 | 291.06
PeakO | 0 | 0 | 0 | 0 | 0 | 0
ST | 0 | 0 | 0 | 0 | 0 | 0
STOG | 691.59 | 1350.24 | 1350.24 | 1350.24 | 1416.41 | 2132.04
STWD | 360.65 | 490.56 | 490.56 | 490.56 | 490.56 | 490.56
WT | 3032.09 | 4910.74 | 17102.64 | 17226.14 | 17226.14 | 17226.14
IGCC | 0 | 0 | 0 | 0 | 0 | 0
DemandResponse | 0 | 0 | 0 | 0 | 0 | 0
IGCC-CCS | 0 | 0 | 0 | 0 | 0 | 0
WT_off | 0 | 0 | 0 | 0 | 0 | 0
PseudoUnit | 0 | 0 | 0 | 0 | 0 | 0
FixedInterchange | 0 | 0 | 0 | 0 | 0 | 0
Total Generation by Reporting Type: PJM_ROR
ReportingType | 2015 | 2020 | 2025 | 2030 | 2035 | 2040
BM | 0 | 2874.47 | 2426.45 | 2874.47 | 2426.45 | 1216.37
CC | 69436.16 | 67923.11 | 61930.99 | 35794.59 | 37481.85 | 32771.17
CSP | 0 | 0 | 0 | 0 | 0 | 0
CT | 2.98 | 5.69 | 5.69 | 2.98 | 2.98 | 2.98
Coal | 348760.57 | 275663.19 | 275748.42 | 276031.03 | 278189.43 | 279923.59
Geo | 0 | 0 | 0 | 0 | 0 | 0
H | 4602.26 | 6925.78 | 6925.78 | 6925.78 | 6925.78 | 6925.78
LFG | 4252.63 | 6407.08 | 8302.71 | 8302.71 | 8302.71 | 8302.71
Nuc | 156083.84 | 156083.84 | 156083.84 | 149330.43 | 116030.78 | 77993.94
PS | 1317.53 | 2277.52 | 2289.7 | 2256.03 | 2341.56 | 2301.4
PV | 63.07 | 63.07 | 63.07 | 63.07 | 63.07 | 63.07
PeakG | 1407.29 | 1568.69 | 1537.46 | 1449.3 | 1211.66 | 932.53
PeakO | 0 | 0 | 0 | 0 | 0 | 0
ST | 0 | 0 | 0 | 0 | 0 | 0
STOG | 798.51 | 798.51 | 798.51 | 798.51 | 798.51 | 798.51
STWD | 78.86 | 1359.55 | 1359.55 | 1359.55 | 1359.55 | 1359.55
WT | 28147.97 | 28682.04 | 28682.04 | 32153.12 | 36784.34 | 42997.96
IGCC | 0 | 0 | 0 | 0 | 0 | 0
DemandResponse | 0 | 0 | 0 | 0 | 0 | 0
IGCC-CCS | 0 | 0 | 0 | 0 | 0 | 0
WT_off | 0 | 0 | 0 | 0 | 0 | 0
PseudoUnit | 0 | 0 | 0 | 0 | 0 | 0
FixedInterchange | 0 | 0 | 0 | 0 | 0 | 0
Total Generation by Reporting Type: SOCO
ReportingType | 2015 | 2020 | 2025 | 2030 | 2035 | 2040
BM | 0 | 38.15 | 38.15 | 152.61 | 144.76 | 119.4
CC | 117358.23 | 117938.91 | 112647.62 | 93110.17 | 90506.24 | 83016.92
CSP | 0 | 0 | 0 | 0 | 0 | 0
CT | 0 | 0 | 0 | 0 | 0 | 0
Coal | 95060.54 | 96257.5 | 106395.52 | 111288.74 | 114789.16 | 173054.37
Geo | 0 | 0 | 0 | 0 | 0 | 0
H | 10893.11 | 10893.11 | 10893.11 | 10893.11 | 10893.11 | 10893.11
LFG | 291.71 | 291.71 | 1138.45 | 1138.45 | 1138.45 | 1138.45
Nuc | 45497.84 | 62634.5 | 62634.5 | 62634.5 | 62634.5 | 42031.17
PS | 979.85 | 1112.09 | 1231.12 | 1143.66 | 1231.12 | 1231.12
PV | 0 | 0 | 0 | 0 | 0 | 0
PeakG | 702.3 | 1139.8 | 1126.17 | 1184.9 | 1360.48 | 1476.51
PeakO | 0 | 0 | 0 | 0 | 0 | 0
ST | 0 | 0 | 0 | 0 | 0 | 0
STOG | 0 | 0 | 0 | 0 | 0 | 0
STWD | 0 | 692.4 | 752.52 | 2674.88 | 2879.55 | 2396.73
WT | 0 | 0 | 0 | 0 | 0 | 0
IGCC | 0 | 0 | 0 | 0 | 0 | 0
DemandResponse | 0 | 0 | 0 | 0 | 0 | 0
IGCC-CCS | 0 | 0 | 0 | 0 | 0 | 0
WT_off | 0 | 0 | 0 | 0 | 0 | 0
PseudoUnit | 0 | 0 | 0 | 0 | 0 | 0
FixedInterchange | 0 | 0 | 0 | 0 | 0 | 0
Total Generation by Reporting Type: SPP_N
ReportingType | 2015 | 2020 | 2025 | 2030 | 2035 | 2040
BM | 0 | 0 | 0 | 0 | 0 | 0
CC | 7654.01 | 1644.01 | 956.57 | 533.6 | 956.57 | 956.57
CSP | 0 | 0 | 0 | 0 | 0 | 0
CT | 0 | 0 | 0 | 0 | 0 | 0
Coal | 59322.93 | 53254.2 | 45240.67 | 31759.86 | 37220.86 | 37648.69
Geo | 0 | 0 | 0 | 0 | 0 | 0
H | 60 | 60 | 60 | 60 | 60 | 60
LFG | 55.19 | 55.19 | 55.19 | 804.17 | 804.17 | 804.17
Nuc | 9035.69 | 9035.69 | 9035.69 | 9035.69 | 9035.69 | 9035.69
PS | 0 | 0 | 0 | 0 | 0 | 0
PV | 0 | 0 | 0 | 0 | 0 | 0
PeakG | 10.15 | 0 | 0 | 0 | 0 | 0
PeakO | 0 | 0 | 0 | 0 | 0 | 0
ST | 0 | 0 | 0 | 0 | 0 | 0
STOG | 199.02 | 9.48 | 0 | 0 | 0 | 0
STWD | 0 | 0 | 0 | 0 | 0 | 0
WT | 4213.48 | 4213.48 | 4213.48 | 104842.77 | 112819.4 | 113233.32
IGCC | 0 | 0 | 0 | 0 | 0 | 0
DemandResponse | 0 | 0 | 0 | 0 | 0 | 0
IGCC-CCS | 0 | 0 | 0 | 0 | 0 | 0
WT_off | 0 | 0 | 0 | 0 | 0 | 0
PseudoUnit | 0 | 0 | 0 | 0 | 0 | 0
FixedInterchange | 0 | 0 | 0 | 0 | 0 | 0
Total Generation by Reporting Type: SPP_S
ReportingType | 2015 | 2020 | 2025 | 2030 | 2035 | 2040
BM | 0 | 0 | 0 | 0 | 0 | 0
CC | 42292.51 | 19751.12 | 10217.33 | 6108.22 | 7767.65 | 7577.31
CSP | 0 | 0 | 0 | 0 | 0 | 0
CT | 0 | 6.66 | 0 | 0 | 0 | 0
Coal | 95613.11 | 67095.3 | 32591.69 | 13410.6 | 24524.72 | 29241.69
Geo | 0 | 0 | 0 | 0 | 0 | 0
H | 10050.79 | 10050.79 | 10050.79 | 10050.79 | 10050.79 | 10050.79
LFG | 149.8 | 149.8 | 149.8 | 898.78 | 898.78 | 898.78
Nuc | 0 | 0 | 0 | 0 | 0 | 0
PS | 194.01 | 327.81 | 338.96 | 444.44 | 517.36 | 517.36
PV | 0 | 0 | 0 | 0 | 0 | 0
PeakG | 0 | 2.97 | 0 | 0 | 0 | 0
PeakO | 0 | 0 | 0 | 0 | 0 | 0
ST | 0 | 0 | 0 | 0 | 0 | 0
STOG | 2955.66 | 3115.38 | 1603.91 | 276.61 | 582.86 | 748.5
STWD | 0 | 55.57 | 31 | 31 | 31 | 55.57
WT | 9404.55 | 9921.85 | 133213.31 | 200983.97 | 200983.97 | 200983.97
IGCC | 0 | 0 | 0 | 0 | 0 | 0
DemandResponse | 0 | 0 | 0 | 0 | 0 | 0
IGCC-CCS | 0 | 0 | 0 | 0 | 0 | 0
WT_off | 0 | 0 | 0 | 0 | 0 | 0
PseudoUnit | 0 | 0 | 0 | 0 | 0 | 0
FixedInterchange | 0 | 0 | 0 | 0 | 0 | 0
Total Generation by Reporting Type: TVA
ReportingType | 2015 | 2020 | 2025 | 2030 | 2035 | 2040
BM | 0 | 0 | 0 | 0 | 0 | 0
CC | 21150.51 | 22161.95 | 24202.81 | 32543.6 | 33070.22 | 26288.96
CSP | 0 | 0 | 0 | 0 | 0 | 0
CT | 0 | 117.83 | 105.94 | 195.78 | 195.78 | 195.78
Coal | 84379.49 | 78664.31 | 79349.61 | 79324.07 | 84529.4 | 91239.51
Geo | 0 | 0 | 0 | 0 | 0 | 0
H | 17444.8 | 17444.8 | 17545.57 | 17545.57 | 17545.57 | 17545.57
LFG | 102.49 | 102.49 | 949.23 | 949.23 | 949.23 | 949.23
Nuc | 65391.09 | 65391.09 | 65391.09 | 65391.09 | 45821.54 | 35861.5
PS | 758.2 | 739.26 | 714.63 | 714.63 | 1105.34 | 1256.89
PV | 0 | 0 | 0 | 0 | 0 | 0
PeakG | 0 | 0 | 0 | 0 | 0 | 0
PeakO | 0 | 0 | 0 | 0 | 0 | 0
ST | 0 | 0 | 0 | 0 | 0 | 0
STOG | 0 | 0 | 0 | 0 | 0 | 0
STWD | 0 | 3.83 | 3.83 | 35.04 | 29.36 | 29.36
WT | 73.94 | 73.94 | 73.94 | 73.94 | 73.94 | 73.94
IGCC | 0 | 0 | 0 | 0 | 0 | 0
DemandResponse | 0 | 0 | 0 | 0 | 0 | 0
IGCC-CCS | 0 | 0 | 0 | 0 | 0 | 0
WT_off | 0 | 0 | 0 | 0 | 0 | 0
PseudoUnit | 0 | 0 | 0 | 0 | 0 | 0
FixedInterchange | 0 | 0 | 0 | 0 | 0 | 0
Total Generation by Reporting Type: TVA_Transmission
ReportingType | 2015 | 2020 | 2025 | 2030 | 2035 | 2040
BM | 0 | 0 | 0 | 0 | 0 | 0
CC | 0 | 0 | 0 | 0 | 0 | 0
CSP | 0 | 0 | 0 | 0 | 0 | 0
CT | 0 | 0 | 0 | 0 | 0 | 0
Coal | 0 | 0 | 0 | 0 | 0 | 0
Geo | 0 | 0 | 0 | 0 | 0 | 0
H | 0 | 0 | 0 | 0 | 0 | 0
LFG | 0 | 0 | 0 | 0 | 0 | 0
Nuc | 0 | 0 | 0 | 0 | 0 | 0
PS | 0 | 0 | 0 | 0 | 0 | 0
PV | 0 | 0 | 0 | 0 | 0 | 0
PeakG | 0 | 0 | 0 | 0 | 0 | 0
PeakO | 0 | 0 | 0 | 0 | 0 | 0
ST | 0 | 0 | 0 | 0 | 0 | 0
STOG | 0 | 0 | 0 | 0 | 0 | 0
STWD | 0 | 0 | 0 | 0 | 0 | 0
WT | 0 | 0 | 0 | 0 | 0 | 0
IGCC | 0 | 0 | 0 | 0 | 0 | 0
DemandResponse | 0 | 0 | 0 | 0 | 0 | 0
IGCC-CCS | 0 | 0 | 0 | 0 | 0 | 0
WT_off | 0 | 0 | 0 | 0 | 0 | 0
PseudoUnit | 0 | 0 | 0 | 0 | 0 | 0
FixedInterchange | 0 | 0 | 0 | 0 | 0 | 0
Total Generation by Reporting Type: VACAR
ReportingType | 2015 | 2020 | 2025 | 2030 | 2035 | 2040
BM | 6.84 | 1730.81 | 6363.36 | 6811.59 | 8180.29 | 9306.23
CC | 54835.97 | 68712.47 | 60080.3 | 42160.25 | 73029.54 | 92937.36
CSP | 0 | 0 | 0 | 0 | 0 | 0
CT | 6.7 | 41.86 | 16.35 | 12.44 | 13.06 | 322.62
Coal | 83872.82 | 79780.85 | 89854.05 | 90588.67 | 104209.95 | 107984.01
Geo | 0 | 0 | 0 | 0 | 0 | 0
H | 4325 | 4325 | 4325 | 4325 | 4325 | 4325
LFG | 499.37 | 1343.43 | 1343.43 | 1343.43 | 1343.43 | 1343.43
Nuc | 89032.75 | 107182.03 | 107182.03 | 107182.03 | 81882.09 | 67409.4
PS | 549.36 | 1189.42 | 1072.56 | 1072.56 | 1857.36 | 1922.76
PV | 42.05 | 308.79 | 321.36 | 328.64 | 350.9 | 369.21
PeakG | 0 | 44.66 | 0 | 0 | 0 | 24.52
PeakO | 0 | 0 | 0 | 0 | 0 | 0
ST | 0 | 0 | 0 | 0 | 0 | 0
STOG | 0 | 0 | 0 | 0 | 0 | 0
STWD | 1969.25 | 1969.25 | 1969.25 | 1969.25 | 1969.25 | 1969.25
WT | 2.34 | 7866.99 | 7866.99 | 7866.99 | 7866.99 | 7866.99
IGCC | 0 | 0 | 0 | 0 | 0 | 0
DemandResponse | 0 | 0 | 0 | 0 | 0 | 0
IGCC-CCS | 0 | 0 | 0 | 0 | 0 | 0
WT_off | 3.46 | 3.46 | 3.46 | 3.46 | 3.46 | 3.46
PseudoUnit | 0 | 0 | 0 | 0 | 0 | 0
FixedInterchange | 0 | 0 | 0 | 0 | 0 | 0
Total Generation by Reporting Type: IESO
ReportingType | 2015 | 2020 | 2025 | 2030 | 2035 | 2040
BM | 0 | 0 | 0 | 0 | 0 | 0
CC | 2091.99 | 3555.91 | 2246.29 | 1791.74 | 6882.28 | 20443.53
CSP | 0 | 0 | 0 | 0 | 0 | 0
CT | 0 | 0 | 0 | 0 | 0 | 0
Coal | 0 | 0 | 0 | 0 | 0 | 0
Geo | 0 | 0 | 0 | 0 | 0 | 0
H | 46189.03 | 46189.03 | 46189.03 | 46189.03 | 46189.03 | 47737.94
LFG | 926.37 | 926.37 | 926.37 | 926.37 | 930.31 | 930.31
Nuc | 101402.31 | 101402.31 | 101402.31 | 101402.31 | 93379.23 | 81383.57
PS | 25.83 | 53.5 | 53.5 | 50.43 | 50.43 | 50.43
PV | 78.84 | 78.84 | 78.84 | 78.84 | 78.84 | 78.84
PeakG | 0 | 0 | 0 | 0 | 0 | 0
PeakO | 0 | 0 | 0 | 0 | 0 | 0
ST | 0 | 0 | 0 | 0 | 0 | 0
STOG | 0 | 0 | 0 | 0 | 0 | 0
STWD | 0 | 0 | 0 | 0 | 0 | 0
WT | 8479.75 | 8479.75 | 8479.75 | 8479.75 | 3205.67 | 3205.67
IGCC | 0 | 0 | 0 | 0 | 0 | 0
DemandResponse | 0 | 0 | 0 | 0 | 0 | 0
IGCC-CCS | 0 | 0 | 0 | 0 | 0 | 0
WT_off | 0 | 0 | 0 | 0 | 0 | 0
PseudoUnit | 0 | 0 | 0 | 0 | 0 | 0
FixedInterchange | 0 | 0 | 0 | 0 | 0 | 0
Total Generation by Reporting Type: MAPP_CA
ReportingType | 2015 | 2020 | 2025 | 2030 | 2035 | 2040
BM | 0 | 0 | 0 | 0 | 0 | 0
CC | 1450.67 | 952.53 | 565.22 | 79.82 | 79.82 | 143.08
CSP | 0 | 0 | 0 | 0 | 0 | 0
CT | 0 | 0 | 0 | 0 | 0 | 0
Coal | 354.68 | 552.55 | 24.57 | 0 | 0 | 0
Geo | 0 | 0 | 0 | 0 | 0 | 0
H | 41520.42 | 45597.02 | 54366.11 | 68795.52 | 68795.52 | 68795.52
LFG | 0 | 0 | 0 | 0 | 0 | 0
Nuc | 0 | 0 | 0 | 0 | 0 | 0
PS | 0 | 0 | 0 | 0 | 0 | 0
PV | 0 | 0 | 0 | 0 | 0 | 0
PeakG | 4.33 | 0 | 0 | 0 | 0 | 0
PeakO | 0 | 0 | 0 | 0 | 0 | 0
ST | 0 | 0 | 0 | 0 | 0 | 0
STOG | 1.18 | 0 | 0 | 0 | 0 | 0
STWD | 0 | 0 | 0 | 0 | 0 | 0
WT | 1446.06 | 1446.06 | 1446.06 | 1446.06 | 1446.06 | 1446.06
IGCC | 0 | 0 | 0 | 0 | 0 | 0
DemandResponse | 0 | 0 | 0 | 0 | 0 | 0
IGCC-CCS | 0 | 0 | 0 | 0 | 0 | 0
WT_off | 0 | 0 | 0 | 0 | 0 | 0
PseudoUnit | 0 | 0 | 0 | 0 | 0 | 0
FixedInterchange | 0 | 0 | 0 | 0 | 0 | 0
Total Generation by Reporting Type: AZ_NM_SNV_Coal
ReportingType | 2015 | 2020 | 2025 | 2030 | 2035 | 2040
BM | 0 | 0 | 0 | 0 | 0 | 0
CC | 0 | 0 | 0 | 0 | 0 | 0
CSP | 0 | 0 | 0 | 0 | 0 | 0
CT | 0 | 0 | 0 | 0 | 0 | 0
Coal | 77482.01 | 77472.95 | 77472.96 | 77472.96 | 92926.97 | 163693.07
Geo | 0 | 0 | 0 | 0 | 0 | 0
H | 0 | 0 | 0 | 0 | 0 | 0
LFG | 0 | 0 | 0 | 0 | 0 | 0
Nuc | 0 | 0 | 0 | 0 | 0 | 0
PS | 0 | 0 | 0 | 0 | 0 | 0
PV | 0 | 0 | 0 | 0 | 0 | 0
PeakG | 0 | 0 | 0 | 0 | 0 | 0
PeakO | 0 | 0 | 0 | 0 | 0 | 0
ST | 0 | 0 | 0 | 0 | 0 | 0
STOG | 0 | 0 | 0 | 0 | 0 | 0
STWD | 0 | 0 | 0 | 0 | 0 | 0
WT | 0 | 0 | 0 | 0 | 0 | 0
IGCC | 0 | 0 | 0 | 0 | 0 | 0
DemandResponse | 0 | 0 | 0 | 0 | 0 | 0
IGCC-CCS | 0 | 0 | 0 | 0 | 0 | 0
WT_off | 0 | 0 | 0 | 0 | 0 | 0
PseudoUnit | 0 | 0 | 0 | 0 | 0 | 0
FixedInterchange | 0 | 0 | 0 | 0 | 0 | 0
Total Generation by Reporting Type: AZ_NM_SNV_Gas
ReportingType | 2015 | 2020 | 2025 | 2030 | 2035 | 2040
BM | 0 | 0 | 0 | 0 | 0 | 0
CC | 104791.96 | 124108.42 | 123592.44 | 152922.07 | 152652.71 | 139915.98
CSP | 0 | 0 | 0 | 0 | 0 | 0
CT | 0 | 0 | 144.37 | 281.87 | 0 | 0
Coal | 0 | 0 | 0 | 0 | 0 | 0
Geo | 0 | 0 | 0 | 0 | 0 | 0
H | 0 | 0 | 0 | 0 | 0 | 0
LFG | 0 | 0 | 0 | 0 | 0 | 0
Nuc | 0 | 0 | 0 | 0 | 0 | 0
PS | 0 | 0 | 0 | 0 | 0 | 0
PV | 0 | 0 | 0 | 0 | 0 | 0
PeakG | 0 | 0 | 254.77 | 433.64 | 510.62 | 0
PeakO | 0 | 0 | 0 | 0 | 0 | 0
ST | 0 | 0 | 0 | 0 | 0 | 0
STOG | 0 | 0 | 0 | 0 | 0 | 0
STWD | 0 | 0 | 0 | 0 | 0 | 0
WT | 0 | 0 | 0 | 0 | 0 | 0
IGCC | 0 | 0 | 0 | 0 | 0 | 0
DemandResponse | 0 | 0 | 0 | 0 | 0 | 0
IGCC-CCS | 0 | 0 | 0 | 0 | 0 | 0
WT_off | 0 | 0 | 0 | 0 | 0 | 0
PseudoUnit | 0 | 0 | 0 | 0 | 0 | 0
FixedInterchange | 0 | 0 | 0 | 0 | 0 | 0
Total Generation by Reporting Type: AZ_NM_SNV_NucRenew
ReportingType | 2015 | 2020 | 2025 | 2030 | 2035 | 2040
BM | 0 | 0 | 0 | 0 | 0 | 0
CC | 0 | 0 | 0 | 0 | 0 | 0
CSP | 0 | 0 | 0 | 0 | 0 | 0
CT | 0 | 0 | 0 | 0 | 0 | 0
Coal | 0 | 0 | 0 | 0 | 0 | 0
Geo | 0 | 0 | 12066.9 | 12066.9 | 12066.9 | 12066.9
H | 8952 | 8952 | 8952 | 8952 | 8952 | 8952
LFG | 55.19 | 55.19 | 533.48 | 533.48 | 533.48 | 533.48
Nuc | 30183.89 | 30183.89 | 30183.89 | 30183.89 | 30183.89 | 30183.89
PS | 45.36 | 45.36 | 45.36 | 88.56 | 88.56 | 88.56
PV | 365.63 | 365.63 | 365.63 | 365.63 | 365.63 | 365.63
PeakG | 0 | 0 | 0 | 0 | 0 | 0
PeakO | 0 | 0 | 0 | 0 | 0 | 0
ST | 981.12 | 2520.82 | 3490.17 | 3926.91 | 3926.91 | 3926.91
STOG | 0 | 0 | 0 | 0 | 0 | 0
STWD | 182.21 | 182.21 | 182.21 | 182.21 | 182.21 | 182.21
WT | 1407.73 | 1407.73 | 2285.53 | 3937.43 | 3937.43 | 3937.43
IGCC | 0 | 0 | 0 | 0 | 0 | 0
DemandResponse | 0 | 0 | 0 | 0 | 0 | 0
IGCC-CCS | 0 | 0 | 0 | 0 | 0 | 0
WT_off | 0 | 0 | 0 | 0 | 0 | 0
PseudoUnit | 0 | 0 | 0 | 0 | 0 | 0
FixedInterchange | 0 | 0 | 0 | 0 | 0 | 0
Total Generation by Reporting Type: ERCOT
ReportingType | 2015 | 2020 | 2025 | 2030 | 2035 | 2040
BM | 0 | 154.07 | 98.27 | 13781.59 | 14260.45 | 15129.27
CC | 141514.29 | 123379.53 | 98527.13 | 80893.96 | 86642.6 | 97819.81
CSP | 0 | 0 | 0 | 0 | 0 | 0
CT | 0 | 0 | 0 | 0 | 0 | 0
Coal | 122013.54 | 130694.13 | 136407.79 | 136876.03 | 138497.28 | 139618
Geo | 0 | 0 | 0 | 0 | 0 | 0
H | 607.38 | 607.38 | 607.38 | 2022.97 | 2022.97 | 2022.97
LFG | 591.3 | 591.3 | 3382.24 | 3382.24 | 3382.24 | 3382.24
Nuc | 39655.79 | 39655.79 | 39655.79 | 39655.79 | 39655.79 | 39655.79
PS | 0 | 0 | 0 | 0 | 0 | 0
PV | 30.84 | 30.84 | 30.84 | 30.84 | 2.63 | 2.63
PeakG | 0 | 0 | 0 | 0 | 0 | 0
PeakO | 0 | 0 | 0 | 0 | 0 | 0
ST | 0 | 0 | 0 | 0 | 0 | 0
STOG | 4879.36 | 5169.05 | 4978.76 | 4311.06 | 4155.57 | 3701.06
STWD | 0 | 0 | 0 | 0 | 0 | 0
WT | 27080.39 | 51398.19 | 78832.26 | 95903.18 | 98325.67 | 102669.75
IGCC | 0 | 0 | 0 | 0 | 0 | 0
DemandResponse | 0 | 0 | 0 | 0 | 0 | 0
IGCC-CCS | 0 | 0 | 0 | 0 | 0 | 0
WT_off | 0 | 0 | 0 | 0 | 0 | 0
PseudoUnit | 0 | 0 | 0 | 0 | 0 | 0
FixedInterchange | 0 | 0 | 0 | 0 | 0 | 0
Total Generation by Reporting Type: NP15
ReportingType | 2015 | 2020 | 2025 | 2030 | 2035 | 2040
BM | 0 | 0 | 0 | 0 | 0 | 0
CC | 35490.59 | 36825.96 | 28137.27 | 21880.36 | 12533.99 | 5092.63
CSP | 0 | 0 | 0 | 0 | 0 | 0
CT | 0 | 0 | 0 | 0 | 0 | 0
Coal | 213.44 | 0 | 0 | 0 | 0 | 0
Geo | 9050.48 | 10433.73 | 14043.68 | 14043.68 | 14043.68 | 14043.68
H | 24182 | 24182 | 24182 | 24182 | 24182 | 24182
LFG | 670.14 | 5124.6 | 5124.6 | 5124.6 | 5124.6 | 5124.6
Nuc | 17915.6 | 17915.6 | 17915.6 | 17915.6 | 17915.6 | 17915.6
PS | 1.12 | 7.03 | 0 | 7.5 | 219.03 | 355.31
PV | 153.52 | 153.52 | 153.52 | 153.52 | 139.28 | 139.28
PeakG | 0 | 0 | 0 | 0 | 0.02 | 4.85
PeakO | 0 | 0 | 0 | 0 | 0 | 0
ST | 99.08 | 99.08 | 99.08 | 99.08 | 99.08 | 99.08
STOG | 130.9 | 171.45 | 72.85 | 141.38 | 87.14 | 159.02
STWD | 3097.54 | 3097.54 | 3097.54 | 3097.54 | 3097.54 | 3097.54
WT | 3102.31 | 3102.31 | 26933.79 | 33193.01 | 33227.7 | 33232.87
IGCC | 0 | 0 | 0 | 0 | 0 | 0
DemandResponse | 0 | 0 | 0 | 0 | 0 | 0
IGCC-CCS | 0 | 0 | 0 | 0 | 0 | 0
WT_off | 0 | 0 | 0 | 0 | 0 | 0
PseudoUnit | 0 | 0 | 0 | 0 | 0 | 0
FixedInterchange | 0 | 0 | 0 | 0 | 0 | 0
Total Generation by Reporting Type: NWPP_Coal
ReportingType | 2015 | 2020 | 2025 | 2030 | 2035 | 2040
BM | 0 | 0 | 0 | 0 | 0 | 0
CC | 0 | 0 | 0 | 0 | 0 | 0
CSP | 0 | 0 | 0 | 0 | 0 | 0
CT | 0 | 0 | 0 | 0 | 0 | 0
Coal | 97191.1 | 97072.99 | 97072.99 | 97072.99 | 97072.99 | 97072.99
Geo | 0 | 0 | 0 | 0 | 0 | 0
H | 0 | 0 | 0 | 0 | 0 | 0
LFG | 0 | 0 | 0 | 0 | 0 | 0
Nuc | 0 | 0 | 0 | 0 | 0 | 0
PS | 0 | 0 | 0 | 0 | 0 | 0
PV | 0 | 0 | 0 | 0 | 0 | 0
PeakG | 0 | 0 | 0 | 0 | 0 | 0
PeakO | 0 | 0 | 0 | 0 | 0 | 0
ST | 0 | 0 | 0 | 0 | 0 | 0
STOG | 0 | 0 | 0 | 0 | 0 | 0
STWD | 0 | 0 | 0 | 0 | 0 | 0
WT | 0 | 0 | 0 | 0 | 0 | 0
IGCC | 0 | 0 | 0 | 0 | 0 | 0
DemandResponse | 0 | 0 | 0 | 0 | 0 | 0
IGCC-CCS | 0 | 0 | 0 | 0 | 0 | 0
WT_off | 0 | 0 | 0 | 0 | 0 | 0
PseudoUnit | 0 | 0 | 0 | 0 | 0 | 0
FixedInterchange | 0 | 0 | 0 | 0 | 0 | 0
Total Generation by Reporting Type: NWPP_Gas
ReportingType | 2015 | 2020 | 2025 | 2030 | 2035 | 2040
BM | 0 | 0 | 0 | 0 | 0 | 0
CC | 50575.36 | 50575.36 | 50575.36 | 74723.56 | 110251.63 | 111748.51
CSP | 0 | 0 | 0 | 0 | 0 | 0
CT | 0 | 0 | 0 | 0 | 0 | 0
Coal | 0 | 0 | 0 | 0 | 0 | 3276.44
Geo | 0 | 0 | 0 | 0 | 0 | 0
H | 0 | 0 | 0 | 0 | 0 | 0
LFG | 0 | 0 | 0 | 0 | 0 | 0
Nuc | 0 | 0 | 0 | 0 | 0 | 0
PS | 0 | 0 | 0 | 0 | 0 | 0
PV | 0 | 0 | 0 | 0 | 0 | 0
PeakG | 0 | 0 | 0 | 0 | 0 | 0
PeakO | 0 | 0 | 0 | 0 | 0 | 0
ST | 0 | 0 | 0 | 0 | 0 | 0
STOG | 0 | 0 | 0 | 0 | 0 | 0
STWD | 0 | 0 | 0 | 0 | 0 | 0
WT | 0 | 0 | 0 | 0 | 0 | 0
IGCC | 0 | 0 | 0 | 0 | 0 | 0
DemandResponse | 0 | 0 | 0 | 0 | 0 | 0
IGCC-CCS | 0 | 0 | 0 | 0 | 0 | 0
WT_off | 0 | 0 | 0 | 0 | 0 | 0
PseudoUnit | 0 | 0 | 0 | 0 | 0 | 0
FixedInterchange | 0 | 0 | 0 | 0 | 0 | 0
Total Generation by Reporting Type: NWPP_NucRenew
ReportingType | 2015 | 2020 | 2025 | 2030 | 2035 | 2040
BM | 0 | 0 | 0 | 0 | 0 | 0.75
CC | 0 | 0 | 0 | 0 | 0 | 0
CSP | 0 | 0 | 0 | 0 | 0 | 0
CT | 0 | 0 | 0 | 0 | 0 | 0
Coal | 0 | 0 | 0 | 0 | 0 | 0
Geo | 3280.13 | 3280.13 | 6891.88 | 6891.88 | 6891.88 | 6891.88
H | 133486 | 133486 | 133486 | 133486 | 133486 | 133486
LFG | 1013.09 | 1013.09 | 2644.72 | 2940.73 | 2940.73 | 2940.73
Nuc | 8809.8 | 8809.8 | 8809.8 | 8809.8 | 8809.8 | 8809.8
PS | 0 | 0 | 0 | 0 | 0 | 0
PV | 7.88 | 7.88 | 7.88 | 7.88 | 7.88 | 7.88
PeakG | 0 | 0 | 0 | 0 | 0 | 0
PeakO | 0 | 0 | 0 | 0 | 0 | 0
ST | 0 | 0 | 0 | 0 | 0 | 0
STOG | 0 | 0 | 0 | 0 | 0 | 0
STWD | 0 | 82.05 | 1181.75 | 2656.69 | 2656.69 | 2655.94
WT | 15874.4 | 15874.4 | 15874.4 | 15874.4 | 15874.4 | 15874.4
IGCC | 0 | 0 | 0 | 0 | 0 | 0
DemandResponse | 0 | 0 | 0 | 0 | 0 | 0
IGCC-CCS | 0 | 0 | 0 | 0 | 0 | 0
WT_off | 0 | 0 | 0 | 0 | 0 | 0
PseudoUnit | 0 | 0 | 0 | 0 | 0 | 0
FixedInterchange | 0 | 0 | 0 | 0 | 0 | 0
Total Generation by Reporting Type: RMPA
ReportingType | 2015 | 2020 | 2025 | 2030 | 2035 | 2040
BM | 0 | 0 | 0 | 0 | 0 | 0
CC | 5059.17 | 7989.53 | 2331.57 | 3065.14 | 2539.21 | 2928.99
CSP | 0 | 0 | 0 | 0 | 0 | 0
CT | 0 | 0 | 0 | 0 | 0 | 0
Coal | 55435.07 | 54077.86 | 50606.42 | 50686.51 | 59771.69 | 69347.67
Geo | 0 | 3818 | 21181.43 | 21387.54 | 21387.54 | 21387.54
H | 4353 | 4353 | 4353 | 4353 | 4353 | 4353
LFG | 58.34 | 58.34 | 58.34 | 286.45 | 286.45 | 286.45
Nuc | 0 | 0 | 0 | 0 | 0 | 0.01
PS | 48.48 | 86.61 | 122.65 | 123.53 | 365.07 | 853.76
PV | 54.93 | 54.93 | 54.93 | 54.93 | 54.93 | 54.93
PeakG | 3.86 | 12.84 | 0 | 35.63 | 5.57 | 14.49
PeakO | 0 | 0 | 0 | 0 | 0 | 0
ST | 9.83 | 1255.62 | 1361.35 | 1411.32 | 1411.32 | 1411.32
STOG | 0 | 0 | 0 | 0 | 0 | 0
STWD | 0 | 0 | 0 | 0 | 0 | 0
WT | 6354.34 | 6354.34 | 6354.34 | 6354.34 | 6354.34 | 6354.34
IGCC | 0 | 0 | 0 | 0 | 0 | 0
DemandResponse | 0 | 0 | 0 | 0 | 0 | 0
IGCC-CCS | 0 | 0 | 0 | 0 | 0 | 0
WT_off | 0 | 0 | 0 | 0 | 0 | 0
PseudoUnit | 0 | 0 | 0 | 0 | 0 | 0
FixedInterchange | 0 | 0 | 0 | 0 | 0 | 0
Total Generation by Reporting Type: SP15
ReportingType | 2015 | 2020 | 2025 | 2030 | 2035 | 2040
BM | 44.8 | 44.8 | 44.8 | 44.8 | 32.67 | 27.49
CC | 23877.84 | 24373.04 | 21521.1 | 18925.21 | 17567.61 | 9394.44
CSP | 0 | 0 | 0 | 0 | 0 | 0
CT | 0 | 0 | 0 | 0 | 0 | 0
Coal | 761.6 | 761.6 | 761.6 | 675.13 | 0 | 0
Geo | 7774.15 | 19841.05 | 19841.05 | 19841.05 | 19841.05 | 19841.05
H | 5920 | 5920 | 5920 | 5920 | 5920 | 5920
LFG | 1759.71 | 6141.64 | 6141.64 | 6141.64 | 6141.64 | 6141.64
Nuc | 17526.13 | 17526.13 | 17526.13 | 17526.13 | 17526.13 | 17526.13
PS | 190.86 | 278.62 | 302.4 | 275.49 | 590.4 | 590.4
PV | 331.57 | 331.57 | 331.57 | 331.57 | 323.24 | 323.24
PeakG | 0 | 0 | 0 | 0 | 3.56 | 0
PeakO | 0 | 0 | 0 | 0 | 0 | 0
ST | 1569.79 | 1569.79 | 1569.79 | 1569.79 | 1569.79 | 1569.79
STOG | 221.06 | 347.71 | 232.23 | 396.82 | 798.56 | 484.62
STWD | 833.95 | 833.95 | 833.95 | 833.95 | 833.95 | 833.95
WT | 5740.26 | 5740.26 | 5740.26 | 5740.26 | 5740.26 | 5740.26
IGCC | 0 | 0 | 0 | 0 | 0 | 0
DemandResponse | 0 | 0 | 0 | 0 | 0 | 0
IGCC-CCS | 0 | 0 | 0 | 0 | 0 | 0
WT_off | 0 | 0 | 0 | 0 | 0 | 0
PseudoUnit | 0 | 0 | 0 | 0 | 0 | 0
FixedInterchange | 0 | 0 | 0 | 0 | 0 | 0
Total Generation by Reporting Type: ALB
ReportingType | 2015 | 2020 | 2025 | 2030 | 2035 | 2040
BM | 0 | 0 | 0 | 0 | 0 | 0
CC | 18642.06 | 22498.87 | 28854.43 | 33542.04 | 40072.49 | 44537.67
CSP | 0 | 0 | 0 | 0 | 0 | 0
CT | 0 | 0 | 0 | 0 | 0 | 0
Coal | 46350.59 | 46350.59 | 46350.59 | 46350.59 | 46350.59 | 46350.59
Geo | 0 | 0 | 0 | 0 | 0 | 0
H | 1979.87 | 1979.87 | 1979.87 | 1979.87 | 1979.87 | 1979.87
LFG | 78.84 | 78.84 | 78.84 | 78.84 | 78.84 | 78.84
Nuc | 0 | 0 | 0 | 0 | 0 | 0
PS | 0 | 0 | 0 | 0 | 0 | 0
PV | 0 | 0 | 0 | 0 | 0 | 0
PeakG | 0 | 0 | 0 | 0 | 0 | 0
PeakO | 0 | 0 | 0 | 0 | 0 | 0
ST | 0 | 0 | 0 | 0 | 0 | 0
STOG | 0 | 0 | 0 | 0 | 0 | 0
STWD | 0 | 0 | 0 | 0 | 0 | 0
WT | 1553.84 | 1553.84 | 1553.84 | 1553.84 | 1553.84 | 1553.84
IGCC | 0 | 0 | 0 | 0 | 0 | 0
DemandResponse | 0 | 0 | 0 | 0 | 0 | 0
IGCC-CCS | 0 | 0 | 0 | 0 | 0 | 0
WT_off | 0 | 0 | 0 | 0 | 0 | 0
PseudoUnit | 0 | 0 | 0 | 0 | 0 | 0
FixedInterchange | 0 | 0 | 0 | 0 | 0 | 0
Total Generation by Reporting Type: BC
ReportingType | 2015 | 2020 | 2025 | 2030 | 2035 | 2040
BM | 0 | 0 | 0 | 0 | 0 | 0
CC | 10506.74 | 11828.8 | 15743.25 | 20871.64 | 25831.92 | 31010.05
CSP | 0 | 0 | 0 | 0 | 0 | 0
CT | 0 | 0 | 0 | 0 | 0 | 0
Coal | 0 | 0 | 0 | 0 | 0 | 0
Geo | 0 | 0 | 0 | 0 | 0 | 0
H | 54411.22 | 54411.22 | 54411.22 | 54411.22 | 54411.22 | 54411.22
LFG | 189.22 | 189.22 | 189.22 | 189.22 | 189.22 | 189.22
Nuc | 0 | 0 | 0 | 0 | 0 | 0
PS | 0 | 0 | 0 | 0 | 0 | 0
PV | 0 | 0 | 0 | 0 | 0 | 0
PeakG | 0 | 0 | 0 | 0 | 0 | 0
PeakO | 0 | 0 | 0 | 0 | 0 | 0
ST | 0 | 0 | 0 | 0 | 0 | 0
STOG | 0 | 0 | 0 | 0 | 0 | 0
STWD | 0 | 0 | 0 | 0 | 0 | 0
WT | 568.82 | 568.82 | 568.82 | 568.82 | 568.82 | 568.82
IGCC | 0 | 0 | 0 | 0 | 0 | 0
DemandResponse | 0 | 0 | 0 | 0 | 0 | 0
IGCC-CCS | 0 | 0 | 0 | 0 | 0 | 0
WT_off | 0 | 0 | 0 | 0 | 0 | 0
PseudoUnit | 0 | 0 | 0 | 0 | 0 | 0
FixedInterchange | 0 | 0 | 0 | 0 | 0 | 0
Total Generation by Reporting Type: HQ_IESO
ReportingType | 2015 | 2020 | 2025 | 2030 | 2035 | 2040
BM | 0 | 0 | 0 | 0 | 0 | 0
CC | 0 | 0 | 0 | 0 | 0 | 0
CSP | 0 | 0 | 0 | 0 | 0 | 0
CT | 0 | 0 | 0 | 0 | 0 | 0
Coal | 0 | 0 | 0 | 0 | 0 | 0
Geo | 0 | 0 | 0 | 0 | 0 | 0
H | 0 | 0 | 0 | 0 | 0 | 0
LFG | 0 | 0 | 0 | 0 | 0 | 0
Nuc | 0 | 0 | 0 | 0 | 0 | 0
PS | 0 | 0 | 0 | 0 | 0 | 0
PV | 0 | 0 | 0 | 0 | 0 | 0
PeakG | 0 | 0 | 0 | 0 | 0 | 0
PeakO | 0 | 0 | 0 | 0 | 0 | 0
ST | 0 | 0 | 0 | 0 | 0 | 0
STOG | 0 | 0 | 0 | 0 | 0 | 0
STWD | 0 | 0 | 0 | 0 | 0 | 0
WT | 0 | 0 | 0 | 0 | 0 | 0
IGCC | 0 | 0 | 0 | 0 | 0 | 0
DemandResponse | 0 | 0 | 0 | 0 | 0 | 0
IGCC-CCS | 0 | 0 | 0 | 0 | 0 | 0
WT_off | 0 | 0 | 0 | 0 | 0 | 0
PseudoUnit | 0 | 0 | 0 | 0 | 0 | 0
FixedInterchange | 2336 | 2336 | 2336 | 2336 | 2336 | 2336
Total Generation by Reporting Type: HQ_NEISO
ReportingType | 2015 | 2020 | 2025 | 2030 | 2035 | 2040
BM | 0 | 0 | 0 | 0 | 0 | 0
CC | 0 | 0 | 0 | 0 | 0 | 0
CSP | 0 | 0 | 0 | 0 | 0 | 0
CT | 0 | 0 | 0 | 0 | 0 | 0
Coal | 0 | 0 | 0 | 0 | 0 | 0
Geo | 0 | 0 | 0 | 0 | 0 | 0
H | 0 | 0 | 0 | 0 | 0 | 0
LFG | 0 | 0 | 0 | 0 | 0 | 0
Nuc | 0 | 0 | 0 | 0 | 0 | 0
PS | 0 | 0 | 0 | 0 | 0 | 0
PV | 0 | 0 | 0 | 0 | 0 | 0
PeakG | 0 | 0 | 0 | 0 | 0 | 0
PeakO | 0 | 0 | 0 | 0 | 0 | 0
ST | 0 | 0 | 0 | 0 | 0 | 0
STOG | 0 | 0 | 0 | 0 | 0 | 0
STWD | 0 | 0 | 0 | 0 | 0 | 0
WT | 0 | 0 | 0 | 0 | 0 | 0
IGCC | 0 | 0 | 0 | 0 | 0 | 0
DemandResponse | 0 | 0 | 0 | 0 | 0 | 0
IGCC-CCS | 0 | 0 | 0 | 0 | 0 | 0
WT_off | 0 | 0 | 0 | 0 | 0 | 0
PseudoUnit | 0 | 0 | 0 | 12403.59 | 12403.59 | 12403.59
FixedInterchange | 19184.4 | 19184.4 | 19184.4 | 19184.4 | 19184.4 | 19184.4
Total Generation by Reporting Type: HQ_NY
ReportingType | 2015 | 2020 | 2025 | 2030 | 2035 | 2040
BM | 0 | 0 | 0 | 0 | 0 | 0
CC | 0 | 0 | 0 | 0 | 0 | 0
CSP | 0 | 0 | 0 | 0 | 0 | 0
CT | 0 | 0 | 0 | 0 | 0 | 0
Coal | 0 | 0 | 0 | 0 | 0 | 0
Geo | 0 | 0 | 0 | 0 | 0 | 0
H | 0 | 0 | 0 | 0 | 0 | 0
LFG | 0 | 0 | 0 | 0 | 0 | 0
Nuc | 0 | 0 | 0 | 0 | 0 | 0
PS | 0 | 0 | 0 | 0 | 0 | 0
PV | 0 | 0 | 0 | 0 | 0 | 0
PeakG | 0 | 0 | 0 | 0 | 0 | 0
PeakO | 0 | 0 | 0 | 0 | 0 | 0
ST | 0 | 0 | 0 | 0 | 0 | 0
STOG | 0 | 0 | 0 | 0 | 0 | 0
STWD | 0 | 0 | 0 | 0 | 0 | 0
WT | 0 | 0 | 0 | 0 | 0 | 0
IGCC | 0 | 0 | 0 | 0 | 0 | 0
DemandResponse | 0 | 0 | 0 | 0 | 0 | 0
IGCC-CCS | 0 | 0 | 0 | 0 | 0 | 0
WT_off | 0 | 0 | 0 | 0 | 0 | 0
PseudoUnit | 0 | 5354.63 | 14570.11 | 14570.11 | 14570.11 | 14570.11
FixedInterchange | 5840 | 5840 | 5840 | 5840 | 5840 | 5840
Total Generation by Reporting Type: MARITIMES
ReportingType | 2015 | 2020 | 2025 | 2030 | 2035 | 2040
BM | 0 | 0 | 0 | 0 | 0 | 0
CC | 0 | 0 | 0 | 0 | 0 | 0
CSP | 0 | 0 | 0 | 0 | 0 | 0
CT | 0 | 0 | 0 | 0 | 0 | 0
Coal | 0 | 0 | 0 | 0 | 0 | 0
Geo | 0 | 0 | 0 | 0 | 0 | 0
H | 0 | 0 | 0 | 0 | 0 | 0
LFG | 0 | 0 | 0 | 0 | 0 | 0
Nuc | 0 | 0 | 0 | 0 | 0 | 0
PS | 0 | 0 | 0 | 0 | 0 | 0
PV | 0 | 0 | 0 | 0 | 0 | 0
PeakG | 0 | 0 | 0 | 0 | 0 | 0
PeakO | 0 | 0 | 0 | 0 | 0 | 0
ST | 0 | 0 | 0 | 0 | 0 | 0
STOG | 0 | 0 | 0 | 0 | 0 | 0
STWD | 0 | 0 | 0 | 0 | 0 | 0
WT | 0 | 0 | 0 | 0 | 0 | 0
IGCC | 0 | 0 | 0 | 0 | 0 | 0
DemandResponse | 0 | 0 | 0 | 0 | 0 | 0
IGCC-CCS | 0 | 0 | 0 | 0 | 0 | 0
WT_off | 0 | 0 | 0 | 0 | 0 | 0
PseudoUnit | 0 | 2480.72 | 2480.72 | 2480.72 | 2480.72 | 2480.72
FixedInterchange | 8760 | 8760 | 8760 | 8760 | 8760 | 8760
Total Generation by Reporting Type: All
ReportingType | 2015 | 2020 | 2025 | 2030 | 2035 | 2040
BM | 1943.89 | 6394.81 | 9927.07 | 24621.09 | 26074.92 | 26829.82
CC | 1083002.83 | 1154692.88 | 1016173.84 | 933699.01 | 1199061.94 | 1352751.35
CSP | 0 | 0 | 0 | 0 | 0 | 0
CT | 555.05 | 1866.08 | 2418.38 | 1594.49 | 6562.32 | 8612.84
Coal | 1813378.61 | 1650558.49 | 1620312.89 | 1574175.14 | 1685316.84 | 1858233.23
Geo | 20459.37 | 37727.52 | 74379.54 | 74585.65 | 74585.65 | 74585.65
H | 430354.22 | 438437.47 | 452996.6 | 468841.6 | 468841.6 | 470390.51
LFG | 32608.22 | 48005.68 | 65429.32 | 71133.39 | 71137.33 | 71137.33
Nuc | 913193.71 | 943693.07 | 943693.07 | 932100.9 | 725092.38 | 571594.67
PS | 6140.45 | 9144.93 | 9716.77 | 9411.18 | 13039.38 | 14188.06
PV | 1434.35 | 5255.21 | 7140.65 | 7576.28 | 7688.1 | 7933.56
PeakG | 3195.44 | 4367.81 | 5045.51 | 4611.96 | 5597.37 | 5193.49
PeakO | 0 | 0 | 0 | 0 | 0 | 0
ST | 2659.82 | 5445.31 | 6520.39 | 7007.1 | 7007.1 | 7007.1
STOG | 15867.7 | 17699.16 | 15963.44 | 13039.91 | 15125.1 | 14553.44
STWD | 11000.55 | 18515.8 | 15880.94 | 19924.88 | 20456.09 | 20099.12
WT | 178096.59 | 321561 | 602086.89 | 871567.72 | 911883.16 | 956141.6
IGCC | 4427.31 | 4427.31 | 4427.31 | 4427.31 | 4427.31 | 4427.31
DemandResponse | 0 | 0 | 0 | 0 | 0 | 0
IGCC-CCS | 0 | 0 | 0 | 0 | 0 | 0
WT_off | 1873.58 | 1873.58 | 5864.11 | 5864.11 | 3993.98 | 3993.98
PseudoUnit | 0 | 7835.35 | 17050.83 | 29454.41 | 29454.41 | 29454.41
FixedInterchange | 36120.4 | 36120.4 | 36120.4 | 36120.4 | 36120.4 | 36120.4
Total Generation by Reporting Type: EI_US
ReportingType | 2015 | 2020 | 2025 | 2030 | 2035 | 2040
BM | 1899.1 | 6195.94 | 9784 | 10794.7 | 11781.8 | 11672.31
CC | 689002.16 | 748604.93 | 644079.79 | 525003.49 | 744007.68 | 889716.67
CSP | 0 | 0 | 0 | 0 | 0 | 0
CT | 555.05 | 1866.08 | 2274.01 | 1312.62 | 6562.32 | 8612.84
Coal | 1413576.58 | 1243575.82 | 1211615.97 | 1165040.94 | 1250697.33 | 1338874.48
Geo | 354.6 | 354.6 | 354.6 | 354.6 | 354.6 | 354.6
H | 108753.3 | 112759.95 | 118549.99 | 118549.99 | 118549.99 | 118549.99
LFG | 27266.03 | 33827.09 | 46349.87 | 51529.82 | 51529.82 | 51529.82
Nuc | 697700.18 | 728199.54 | 728199.54 | 716607.37 | 517621.93 | 376119.86
PS | 5828.8 | 8673.8 | 9192.85 | 8865.67 | 11725.88 | 12249.6
PV | 411.15 | 4232.01 | 6117.45 | 6553.08 | 6715.66 | 6961.12
PeakG | 3187.25 | 4354.97 | 4790.74 | 4142.7 | 5077.59 | 5174.15
PeakO | 0 | 0 | 0 | 0 | 0 | 0
ST | 0 | 0 | 0 | 0 | 0 | 0
STOG | 10635.2 | 12010.95 | 10679.6 | 8190.65 | 10083.83 | 10208.74
STWD | 6886.86 | 14320.05 | 10585.49 | 13154.49 | 13685.7 | 13329.48
WT | 106488.69 | 225635.3 | 454017.85 | 698516.64 | 741648.98 | 781558.16
IGCC | 4427.31 | 4427.31 | 4427.31 | 4427.31 | 4427.31 | 4427.31
DemandResponse | 0 | 0 | 0 | 0 | 0 | 0
IGCC-CCS | 0 | 0 | 0 | 0 | 0 | 0
WT_off | 1873.58 | 1873.58 | 5864.11 | 5864.11 | 3993.98 | 3993.98
PseudoUnit | 0 | 7835.35 | 17050.83 | 29454.41 | 29454.41 | 29454.41
FixedInterchange | 33784.4 | 33784.4 | 33784.4 | 33784.4 | 33784.4 | 33784.4
Total Generation by Reporting Type: EI_Canada
ReportingType | 2015 | 2020 | 2025 | 2030 | 2035 | 2040
BM | 0 | 0 | 0 | 0 | 0 | 0
CC | 3542.67 | 4508.44 | 2811.51 | 1871.56 | 6962.1 | 20586.61
CSP | 0 | 0 | 0 | 0 | 0 | 0
CT | 0 | 0 | 0 | 0 | 0 | 0
Coal | 354.68 | 552.55 | 24.57 | 0 | 0 | 0
Geo | 0 | 0 | 0 | 0 | 0 | 0
H | 87709.45 | 91786.05 | 100555.14 | 114984.55 | 114984.55 | 116533.45
LFG | 926.37 | 926.37 | 926.37 | 926.37 | 930.31 | 930.31
Nuc | 101402.31 | 101402.31 | 101402.31 | 101402.31 | 93379.23 | 81383.57
PS | 25.83 | 53.5 | 53.5 | 50.43 | 50.43 | 50.43
PV | 78.84 | 78.84 | 78.84 | 78.84 | 78.84 | 78.84
PeakG | 4.33 | 0 | 0 | 0 | 0 | 0
PeakO | 0 | 0 | 0 | 0 | 0 | 0
ST | 0 | 0 | 0 | 0 | 0 | 0
STOG | 1.18 | 0 | 0 | 0 | 0 | 0
STWD | 0 | 0 | 0 | 0 | 0 | 0
WT | 9925.81 | 9925.81 | 9925.81 | 9925.81 | 4651.73 | 4651.73
IGCC | 0 | 0 | 0 | 0 | 0 | 0
DemandResponse | 0 | 0 | 0 | 0 | 0 | 0
IGCC-CCS | 0 | 0 | 0 | 0 | 0 | 0
WT_off | 0 | 0 | 0 | 0 | 0 | 0
PseudoUnit | 0 | 0 | 0 | 0 | 0 | 0
FixedInterchange | 2336 | 2336 | 2336 | 2336 | 2336 | 2336
Total Generation by Reporting Type: EI
ReportingType | 2015 | 2020 | 2025 | 2030 | 2035 | 2040
BM | 1899.1 | 6195.94 | 9784 | 10794.7 | 11781.8 | 11672.31
CC | 692544.83 | 753113.37 | 646891.3 | 526875.04 | 750969.77 | 910303.28
CSP | 0 | 0 | 0 | 0 | 0 | 0
CT | 555.05 | 1866.08 | 2274.01 | 1312.62 | 6562.32 | 8612.84
Coal | 1413931.26 | 1244128.37 | 1211640.54 | 1165040.94 | 1250697.33 | 1338874.48
Geo | 354.6 | 354.6 | 354.6 | 354.6 | 354.6 | 354.6
H | 196462.75 | 204546 | 219105.13 | 233534.54 | 233534.54 | 235083.45
LFG | 28192.4 | 34753.46 | 47276.24 | 52456.19 | 52460.14 | 52460.14
Nuc | 799102.48 | 829601.85 | 829601.85 | 818009.67 | 611001.16 | 457503.43
PS | 5854.63 | 8727.3 | 9246.36 | 8916.1 | 11776.31 | 12300.03
PV | 489.99 | 4310.85 | 6196.29 | 6631.92 | 6794.5 | 7039.96
PeakG | 3191.58 | 4354.97 | 4790.74 | 4142.7 | 5077.59 | 5174.15
PeakO | 0 | 0 | 0 | 0 | 0 | 0
ST | 0 | 0 | 0 | 0 | 0 | 0
STOG | 10636.38 | 12010.95 | 10679.6 | 8190.65 | 10083.83 | 10208.74
STWD | 6886.86 | 14320.05 | 10585.49 | 13154.49 | 13685.7 | 13329.48
WT | 116414.5 | 235561.11 | 463943.65 | 708442.45 | 746300.7 | 786209.89
IGCC | 4427.31 | 4427.31 | 4427.31 | 4427.31 | 4427.31 | 4427.31
DemandResponse | 0 | 0 | 0 | 0 | 0 | 0
IGCC-CCS | 0 | 0 | 0 | 0 | 0 | 0
WT_off | 1873.58 | 1873.58 | 5864.11 | 5864.11 | 3993.98 | 3993.98
PseudoUnit | 0 | 7835.35 | 17050.83 | 29454.41 | 29454.41 | 29454.41
FixedInterchange | 36120.4 | 36120.4 | 36120.4 | 36120.4 | 36120.4 | 36120.4
Total Generation by Reporting Type: Outside_EI
ReportingType | 2015 | 2020 | 2025 | 2030 | 2035 | 2040
BM | 44.8 | 198.87 | 143.07 | 13826.39 | 14293.12 | 15157.51
CC | 390458 | 401579.51 | 369282.54 | 406823.97 | 448092.17 | 442448.07
CSP | 0 | 0 | 0 | 0 | 0 | 0
CT | 0 | 0 | 144.37 | 281.87 | 0 | 0
Coal | 399447.35 | 406430.13 | 408672.35 | 409134.2 | 434619.51 | 519358.75
Geo | 20104.76 | 37372.91 | 74024.94 | 74231.05 | 74231.05 | 74231.05
H | 233891.47 | 233891.47 | 233891.47 | 235307.06 | 235307.06 | 235307.06
LFG | 4415.83 | 13252.22 | 18153.08 | 18677.2 | 18677.2 | 18677.2
Nuc | 114091.22 | 114091.22 | 114091.22 | 114091.22 | 114091.22 | 114091.24
PS | 285.82 | 417.62 | 470.41 | 495.08 | 1263.07 | 1888.03
PV | 944.36 | 944.36 | 944.36 | 944.36 | 893.6 | 893.6
PeakG | 3.86 | 12.84 | 254.77 | 469.27 | 519.78 | 19.34
PeakO | 0 | 0 | 0 | 0 | 0 | 0
ST | 2659.82 | 5445.31 | 6520.39 | 7007.1 | 7007.1 | 7007.1
STOG | 5231.32 | 5688.2 | 5283.84 | 4849.26 | 5041.27 | 4344.7
STWD | 4113.7 | 4195.75 | 5295.45 | 6770.39 | 6770.39 | 6769.64
WT | 61682.09 | 85999.89 | 138143.24 | 163125.27 | 165582.46 | 169931.71
IGCC | 0 | 0 | 0 | 0 | 0 | 0
DemandResponse | 0 | 0 | 0 | 0 | 0 | 0
IGCC-CCS | 0 | 0 | 0 | 0 | 0 | 0
WT_off | 0 | 0 | 0 | 0 | 0 | 0
PseudoUnit | 0 | 0 | 0 | 0 | 0 | 0
FixedInterchange | 0 | 0 | 0 | 0 | 0 | 0
#2 | Energy Demand (TWh)
Energy Demand by Pool & Region:
Pool/Region | 2015 | 2020 | 2025 | 2030 | 2035 | 2040
ENT | 170.26 | 175.54 | 177.34 | 183.87 | 181 | 184.46
FRCC | 249.48 | 260.95 | 271.89 | 275.57 | 309.06 | 326.18
MAPP_US | 29.17 | 31.41 | 31.86 | 35.25 | 39.47 | 41.82
MISO_IN | 101.22 | 100.9 | 101.94 | 112.66 | 117.72 | 121.41
MISO_MI | 97.66 | 100.75 | 106.38 | 110.24 | 115.31 | 119.8
MISO_MO-IL | 99.44 | 103.81 | 111.5 | 115.53 | 119.46 | 123.95
MISO_W | 139.47 | 141.73 | 151.35 | 168.59 | 175.05 | 179.33
MISO_WUMS | 69.39 | 70.31 | 73.54 | 72.62 | 81.3 | 84.31
NE | 33.62 | 35.9 | 36.09 | 41.26 | 43.68 | 44.91
NEISO | 132.39 | 133.52 | 134.39 | 132.78 | 133.46 | 134.17
NonRTO_Midwest | 59.38 | 62.44 | 68.03 | 68.12 | 68.21 | 69.49
NYISO_A-F | 59.68 | 62.57 | 62.76 | 64.05 | 64.93 | 66.72
NYISO_G-I | 18.17 | 19.03 | 19.55 | 19.94 | 20.91 | 21.92
NYISO_J-K | 68.56 | 72.99 | 75.2 | 77.47 | 82.66 | 87.24
PJM_E | 131.36 | 121.31 | 125.98 | 131.18 | 135.93 | 143.89
PJM_ROM | 147.08 | 151.77 | 157.61 | 164.06 | 170.1 | 175.07
PJM_ROR | 542.4 | 527.37 | 541.6 | 536.42 | 557.15 | 575.21
SOCO | 269.47 | 290.72 | 302.07 | 303.39 | 306.28 | 329.67
SPP_N | 81.47 | 87.77 | 92.68 | 97.82 | 104.85 | 108.36
SPP_S | 178.66 | 186.81 | 193.81 | 195.45 | 208.17 | 211.36
TVA | 186.95 | 181.85 | 185.89 | 199.35 | 191.49 | 190.12
TVA_Transmission | 0 | 0 | 0 | 0 | 0 | 0
VACAR | 249.92 | 276.43 | 289.58 | 295.84 | 315.88 | 332.36
IESO | 141.43 | 136.52 | 141.89 | 146.15 | 151.4 | 156.84
MAPP_CA | 53.64 | 56.53 | 59.08 | 61.18 | 63.73 | 66.38
AZ_NM_SNV_Coal | 133.54 | 142.62 | 153.09 | 170.69 | 176.61 | 192.29
AZ_NM_SNV_Gas | 0 | 0 | 0 | 0 | 0 | 0
AZ_NM_SNV_NucRenew | 0 | 0 | 0 | 0 | 0 | 0
ERCOT | 336.37 | 351.88 | 368.67 | 383.74 | 393.31 | 410.69
NP15 | 114.62 | 119.49 | 125.25 | 133.78 | 140.89 | 146.72
NWPP_Coal | 255.71 | 273.72 | 289.62 | 307.3 | 325.34 | 338.64
NWPP_Gas | 0 | 0 | 0 | 0 | 0 | 0
NWPP_NucRenew | 0 | 0 | 0 | 0 | 0 | 0
RMPA | 72.48 | 81.15 | 87.69 | 90.79 | 96.69 | 102.97
SP15 | 189.18 | 201.93 | 210.72 | 222.33 | 234.13 | 247.41
ALB | 69.09 | 72.79 | 78.47 | 83.82 | 90.06 | 96.76
BC | 66.88 | 68.93 | 72.69 | 75.96 | 79.83 | 83.9
HQ_IESO | 0 | 0 | 0 | 0 | 0 | 0
HQ_NEISO | 0 | 0 | 0 | 0 | 0 | 0
HQ_NY | 0 | 0 | 0 | 0 | 0 | 0
MARITIMES | 0 | 0 | 0 | 0 | 0 | 0
All | 4548.12 | 4701.43 | 4898.19 | 5077.21 | 5294.08 | 5514.33
EI_US | 3115.17 | 3195.88 | 3311.02 | 3401.48 | 3542.07 | 3671.72
EI_Canada | 195.07 | 193.04 | 200.97 | 207.33 | 215.13 | 223.22
EI | 3310.24 | 3388.92 | 3511.98 | 3608.81 | 3757.21 | 3894.94
Outside_EI | 1237.89 | 1312.5 | 1386.21 | 1468.4 | 1536.87 | 1619.39
#3 | Generation Minus Energy (TWh)
Generation Minus Energy by Pool & Region:
Pool/Region | 2015 | 2020 | 2025 | 2030 | 2035 | 2040
ENT | 1.4 | -5.17 | -54.03 | -75.56 | -65.69 | -70.61
FRCC | -3.31 | -1.66 | -2.08 | -3.69 | -0.54 | -2.02
MAPP_US | 9.57 | 7.69 | 7.23 | 13.79 | 30.01 | 28.69
MISO_IN | 1.12 | 4.89 | 2.29 | -14.78 | -11.91 | -14.61
MISO_MI | -10.03 | -15.6 | -27.31 | -37.45 | -43.35 | -47.59
MISO_MO-IL | 22.34 | 2.22 | -8.52 | -15.15 | -11.23 | -13.17
MISO_W | 14.55 | 3.15 | -3.38 | -30.02 | -47.43 | -51.5
MISO_WUMS | -4.76 | -2.45 | -10.88 | -18.36 | -32.16 | -34.61
NE | 9.43 | 100.75 | 168.16 | 219.39 | 218.33 | 249.99
NEISO | -25.2 | -25.53 | -27.13 | -32.02 | -19.28 | -13.81
NonRTO_Midwest | -0.92 | -1.08 | -1.71 | -1.79 | 0.1 | 1.83
NYISO_A-F | 13.73 | 15.19 | 14.31 | 7.32 | 8.76 | 1.27
NYISO_G-I | 2.56 | 5 | 3.05 | 2.34 | -3.38 | -1.46
NYISO_J-K | -43.98 | -42.79 | -47.31 | -49.32 | -48.65 | -48.74
PJM_E | -30.85 | -4.03 | -6.82 | -25.19 | -21.45 | -43.26
PJM_ROM | -34.5 | -14.18 | -3.89 | -15.04 | 36 | 116.3
PJM_ROR | 72.55 | 23.26 | 4.56 | -19.08 | -65.24 | -119.62
SOCO | 1.32 | 0.28 | -5.21 | -19.17 | -20.7 | -14.31
SPP_N | -0.92 | -19.5 | -33.12 | 49.21 | 56.05 | 53.38
SPP_S | -18 | -76.33 | -5.61 | 36.75 | 37.18 | 38.71
TVA | 2.35 | 2.85 | 2.45 | -2.58 | -8.17 | -16.68
TVA_Transmission | 0 | 0 | 0 | 0 | 0 | 0
VACAR | -14.77 | -1.93 | -9.18 | -32.18 | -30.85 | -36.58
IESO | 17.76 | 24.17 | 17.48 | 12.77 | -0.69 | -3.01
MAPP_CA | -8.86 | -7.98 | -2.68 | 9.14 | 6.59 | 4.01
AZ_NM_SNV_Coal | -56.06 | -65.15 | -75.62 | -93.21 | -83.68 | -28.6
AZ_NM_SNV_Gas | 104.79 | 124.11 | 123.99 | 153.64 | 153.16 | 139.92
AZ_NM_SNV_NucRenew | 42.17 | 43.71 | 58.11 | 60.24 | 60.24 | 60.24
ERCOT | 0 | -0.2 | -6.15 | -6.88 | -6.37 | -6.69
NP15 | -20.51 | -18.37 | -5.49 | -13.94 | -30.22 | -43.28
NWPP_Coal | -158.52 | -176.65 | -192.55 | -210.23 | -228.27 | -241.56
NWPP_Gas | 50.58 | 50.58 | 50.58 | 74.72 | 110.25 | 115.02
NWPP_NucRenew | 162.47 | 162.55 | 168.9 | 170.67 | 170.67 | 170.67
RMPA | -1.1 | -3.09 | -1.27 | -3.03 | -0.16 | 4.02
SP15 | -122.63 | -118.22 | -129.96 | -144.1 | -157.24 | -179.01
ALB | -0.49 | -0.33 | 0.35 | -0.32 | -0.03 | -2.26
BC | -1.21 | -1.93 | -1.78 | 0.08 | 1.17 | 2.28
HQ_IESO | 2.34 | 2.34 | 2.34 | 2.34 | 2.34 | 2.34
HQ_NEISO | 19.18 | 19.18 | 19.18 | 31.59 | 31.59 | 31.59
HQ_NY | 5.84 | 11.19 | 20.41 | 20.41 | 20.41 | 20.41
MARITIMES | 8.76 | 11.24 | 11.24 | 11.24 | 11.24 | 11.24
All | 8.19 | 12.19 | 12.96 | 12.55 | 17.39 | 18.92
EI_US | -2.54 | -3.35 | 6.7 | 0.67 | 19.63 | 24.85
EI_Canada | 11.24 | 18.53 | 17.15 | 24.25 | 8.24 | 3.33
EI | 8.7 | 15.18 | 23.85 | 24.92 | 27.87 | 28.18
Outside_EI | -0.51 | -2.98 | -10.89 | -12.37 | -10.49 | -9.27
#4 | Fuel Use (TBtu)
Total Fuel Consumption by Reporting Type: Entergy
ReportingType | 2015 | 2020 | 2025 | 2030 | 2035 | 2040
BM | 0 | 0 | 0 | 0 | 0 | 0
CC | 483.05 | 530.16 | 221.31 | 117.05 | 151.92 | 169.76
CSP | 0 | 0 | 0 | 0 | 0 | 0
CT | 0 | 0 | 0 | 0 | 0 | 1.08
Coal | 611.29 | 536.1 | 488.57 | 469.84 | 559.75 | 598.06
Geo | 0 | 0 | 0 | 0 | 0 | 0
H | 0 | 0 | 0 | 0 | 0 | 0
LFG | 0 | 0 | 0 | 11.56 | 11.56 | 11.56
Nuc | 464.87 | 464.87 | 464.87 | 464.87 | 392.68 | 307.2
PS | 0 | 0 | 0 | 0 | 0 | 0
PV | 0 | 0 | 0 | 0 | 0 | 0
PeakG | 0 | 0.04 | 0 | 0 | 0 | 0
PeakO | 0 | 0 | 0 | 0 | 0 | 0
ST | 0 | 0 | 0 | 0 | 0 | 0
STOG | 16.41 | 16.8 | 16.27 | 16.27 | 16.27 | 16.27
STWD | 0 | 1.82 | 1.79 | 2.79 | 2.79 | 3.04
WT | 0 | 0 | 0 | 0 | 0 | 0
IGCC | 0 | 0 | 0 | 0 | 0 | 0
DemandResponse | 0 | 0 | 0 | 0 | 0 | 0
IGCC-CCS | 0 | 0 | 0 | 0 | 0 | 0
WT_off | 0 | 0 | 0 | 0 | 0 | 0
PseudoUnit | 0 | 0 | 0 | 0 | 0 | 0
FixedInterchange | 0 | 0 | 0 | 0 | 0 | 0
Total Fuel Consumption by Reporting Type: FRCC
ReportingType | 2015 | 2020 | 2025 | 2030 | 2035 | 2040
BM | 0 | 0 | 0 | 0 | 0 | 0
CC | 1061.66 | 1134.34 | 1185.83 | 1189.07 | 1478.48 | 1656.67
CSP | 0 | 0 | 0 | 0 | 0 | 0
CT | 5.86 | 10.27 | 10.27 | 5.37 | 10.27 | 9.53
Coal | 615.85 | 599.08 | 609.67 | 629.14 | 642.17 | 642.17
Geo | 0 | 0 | 0 | 0 | 0 | 0
H | 0 | 0 | 0 | 0 | 0 | 0
LFG | 0 | 0 | 21.31 | 21.31 | 21.31 | 21.31
Nuc | 352.09 | 352.09 | 352.09 | 352.09 | 214.42 | 71.5
PS | 0 | 0 | 0 | 0 | 0 | 0
PV | 0 | 0 | 0 | 0 | 0 | 0
PeakG | 4.94 | 6.51 | 10.76 | 8.22 | 6.02 | 5.01
PeakO | 0 | 0 | 0 | 0 | 0 | 0
ST | 0 | 0 | 0 | 0 | 0 | 0
STOG | 32.25 | 27.5 | 26.94 | 26.28 | 26.34 | 23.84
STWD | 0 | 15.45 | 15.45 | 15.45 | 15.45 | 15.45
WT | 0 | 0 | 0 | 0 | 0 | 0
IGCC | 0 | 0 | 0 | 0 | 0 | 0
DemandResponse | 0 | 0 | 0 | 0 | 0 | 0
IGCC-CCS | 0 | 0 | 0 | 0 | 0 | 0
WT_off | 0 | 0 | 0 | 0 | 0 | 0
PseudoUnit | 0 | 0 | 0 | 0 | 0 | 0
FixedInterchange | 0 | 0 | 0 | 0 | 0 | 0
Total Fuel Consumption by Reporting Type: MAPP_US
ReportingType | 2015 | 2020 | 2025 | 2030 | 2035 | 2040
BM | 0 | 0 | 0 | 0 | 0 | 0
CC | 2.2 | 1.43 | 1.4 | 0.78 | 1.35 | 1.4
CSP | 0 | 0 | 0 | 0 | 0 | 0
CT | 0 | 0 | 0 | 0 | 0 | 0
Coal | 233.11 | 185.28 | 185.28 | 144.49 | 174.23 | 185.28
Geo | 0 | 0 | 0 | 0 | 0 | 0
H | 0 | 0 | 0 | 0 | 0 | 0
LFG | 0 | 0 | 0 | 7.71 | 7.71 | 7.71
Nuc | 0 | 0 | 0 | 0 | 0 | 0
PS | 0 | 0 | 0 | 0 | 0 | 0
PV | 0 | 0 | 0 | 0 | 0 | 0
PeakG | 0.11 | 0.09 | 0.02 | 0 | 0 | 0
PeakO | 0 | 0 | 0 | 0 | 0 | 0
ST | 0 | 0 | 0 | 0 | 0 | 0
STOG | 0 | 0 | 0 | 0 | 0 | 0
STWD | 0 | 0 | 0 | 0 | 0 | 0
WT | 0.01 | 0.01 | 0.01 | 0.02 | 0.04 | 0.04
IGCC | 0 | 0 | 0 | 0 | 0 | 0
DemandResponse | 0 | 0 | 0 | 0 | 0 | 0
IGCC-CCS | 0 | 0 | 0 | 0 | 0 | 0
WT_off | 0 | 0 | 0 | 0 | 0 | 0
PseudoUnit | 0 | 0 | 0 | 0 | 0 | 0
FixedInterchange | 0 | 0 | 0 | 0 | 0 | 0
Total Fuel Consumption by Reporting Type: MISO_IN
ReportingType | 2015 | 2020 | 2025 | 2030 | 2035 | 2040
BM | 0 | 0 | 0 | 0 | 0 | 0
CC | 31.52 | 53.9 | 31.52 | 12.05 | 21.4 | 12.95
CSP | 0 | 0 | 0 | 0 | 0 | 0
CT | 0 | 0 | 0 | 0 | 0 | 0
Coal | 930.12 | 933.11 | 940.04 | 901.87 | 974.29 | 999.09
Geo | 0 | 0 | 0 | 0 | 0 | 0
H | 0 | 0 | 0 | 0 | 0 | 0
LFG | 0 | 0 | 8.62 | 8.62 | 8.62 | 8.62
Nuc | 0 | 0 | 0 | 0 | 0 | 0
PS | 0 | 0 | 0 | 0 | 0 | 0
PV | 0 | 0 | 0 | 0 | 0 | 0
PeakG | 0.19 | 0.31 | 0.25 | 0 | 0 | 0
PeakO | 0 | 0 | 0 | 0 | 0 | 0
ST | 0 | 0 | 0 | 0 | 0 | 0
STOG | 0.34 | 0.65 | 1.26 | 0.34 | 0.65 | 0.65
STWD | 0 | 0 | 0 | 0 | 0 | 0
WT | 0 | 0 | 0 | 0 | 0 | 0
IGCC | 40.45 | 40.45 | 40.45 | 40.45 | 40.45 | 40.45
DemandResponse | 0 | 0 | 0 | 0 | 0 | 0
IGCC-CCS | 0 | 0 | 0 | 0 | 0 | 0
WT_off | 0 | 0 | 0 | 0 | 0 | 0
PseudoUnit | 0 | 0 | 0 | 0 | 0 | 0
FixedInterchange | 0 | 0 | 0 | 0 | 0 | 0
Total Fuel Consumption by Reporting Type: MISO_MI
ReportingType | 2015 | 2020 | 2025 | 2030 | 2035 | 2040
BM | 0 | 0 | 0 | 0 | 0 | 0
CC | 81.1 | 119.79 | 72.18 | 33.65 | 48.22 | 48.27
CSP | 0 | 0 | 0 | 0 | 0 | 0
CT | 0 | 0 | 0 | 0 | 0 | 0
Coal | 539.61 | 444.31 | 435.66 | 419.27 | 447.53 | 447.53
Geo | 0 | 0 | 0 | 0 | 0 | 0
H | 0 | 0 | 0 | 0 | 0 | 0
LFG | 0 | 5.8 | 17.24 | 17.24 | 17.24 | 17.24
Nuc | 174.19 | 174.19 | 174.19 | 174.19 | 102.45 | 102.45
PS | 0 | 0 | 0 | 0 | 0 | 0
PV | 0 | 0 | 0 | 0 | 0 | 0
PeakG | 0.35 | 0.73 | 0.35 | 0 | 0 | 0
PeakO | 0 | 0 | 0 | 0 | 0 | 0
ST | 0 | 0 | 0 | 0 | 0 | 0
STOG | 4.21 | 6.45 | 6.45 | 3.38 | 6.45 | 0.31
STWD | 2.38 | 13.39 | 13.39 | 13.39 | 13.39 | 13.39
WT | 0.01 | 0.01 | 0.01 | 0.01 | 0.01 | 0.01
IGCC | 0 | 0 | 0 | 0 | 0 | 0
DemandResponse | 0 | 0 | 0 | 0 | 0 | 0
IGCC-CCS | 0 | 0 | 0 | 0 | 0 | 0
WT_off | 0 | 0 | 0 | 0 | 0 | 0
PseudoUnit | 0 | 0 | 0 | 0 | 0 | 0
FixedInterchange | 0 | 0 | 0 | 0 | 0 | 0
Total Fuel Consumption by Reporting Type: MISO_MO-IL
ReportingType | 2015 | 2020 | 2025 | 2030 | 2035 | 2040
BM | 0 | 0 | 0 | 0 | 0 | 0
CC | 20.17 | 34.58 | 13.39 | 6.04 | 9.38 | 9.38
CSP | 0 | 0 | 0 | 0 | 0 | 0
CT | 0 | 0 | 0 | 0 | 0 | 0
Coal | 985.03 | 791.53 | 771.32 | 756.16 | 832.1 | 859.16
Geo | 0 | 0 | 0 | 0 | 0 | 0
H | 0 | 0 | 0 | 0 | 0 | 0
LFG | 0 | 0 | 24.03 | 24.03 | 24.03 | 24.03
Nuc | 178.81 | 178.81 | 178.81 | 178.81 | 178.81 | 178.81
PS | 0 | 0 | 0 | 0 | 0 | 0
PV | 0 | 0 | 0 | 0 | 0 | 0
PeakG | 1.58 | 1.58 | 1.58 | 0 | 0 | 0
PeakO | 0 | 0 | 0 | 0 | 0 | 0
ST | 0 | 0 | 0 | 0 | 0 | 0
STOG | 0.7 | 1.34 | 0.22 | 0.06 | 0 | 0
STWD | 0 | 0 | 0 | 0 | 0 | 0
WT | 0 | 0 | 0 | 0 | 0 | 0
IGCC | 0 | 0 | 0 | 0 | 0 | 0
DemandResponse | 0 | 0 | 0 | 0 | 0 | 0
IGCC-CCS | 0 | 0 | 0 | 0 | 0 | 0
WT_off | 0 | 0 | 0 | 0 | 0 | 0
PseudoUnit | 0 | 0 | 0 | 0 | 0 | 0
FixedInterchange | 0 | 0 | 0 | 0 | 0 | 0
Total Fuel Consumption by Reporting Type: MISO_W
ReportingType | 2015 | 2020 | 2025 | 2030 | 2035 | 2040
BM | 0 | 0 | 0 | 0 | 0 | 0
CC | 70.99 | 87.48 | 27.4 | 14.96 | 22.8 | 22.78
CSP | 0 | 0 | 0 | 0 | 0 | 0
CT | 0 | 0 | 0 | 0 | 0 | 0
Coal | 995.94 | 842.52 | 836.49 | 752.14 | 822.6 | 827.57
Geo | 0 | 0 | 0 | 0 | 0 | 0
H | 0 | 0 | 0 | 0 | 0 | 0
LFG | 0 | 0 | 7.71 | 7.71 | 7.71 | 7.71
Nuc | 190.11 | 190.11 | 190.11 | 190.11 | 0.01 | 0.01
PS | 0 | 0 | 0 | 0 | 0 | 0
PV | 0 | 0 | 0 | 0 | 0 | 0
PeakG | 1.45 | 1.02 | 0.13 | 0 | 0 | 0
PeakO | 0 | 0 | 0 | 0 | 0 | 0
ST | 0 | 0 | 0 | 0 | 0 | 0
STOG | 0.06 | 0.06 | 0.01 | 0 | 0 | 0
STWD | 0 | 24.94 | 9.24 | 12.77 | 9.24 | 6.85
WT | 0.03 | 0.03 | 0.04 | 0.04 | 0.04 | 0.04
IGCC | 0 | 0 | 0 | 0 | 0 | 0
DemandResponse | 0 | 0 | 0 | 0 | 0 | 0
IGCC-CCS | 0 | 0 | 0 | 0 | 0 | 0
WT_off | 0 | 0 | 0 | 0 | 0 | 0
PseudoUnit | 0 | 0 | 0 | 0 | 0 | 0
FixedInterchange | 0 | 0 | 0 | 0 | 0 | 0
Total Fuel Consumption by Reporting Type: MISO_WUMS
ReportingType | 2015 | 2020 | 2025 | 2030 | 2035 | 2040
BM | 0 | 0 | 0 | 0 | 0 | 0
CC | 106.31 | 132.78 | 78.98 | 40.24 | 45.22 | 41.43
CSP | 0 | 0 | 0 | 0 | 0 | 0
CT | 0 | 7.84 | 12.8 | 6.42 | 29.11 | 35.73
Coal | 309.01 | 291.46 | 297.24 | 273.23 | 332.3 | 335.91
Geo | 0 | 0 | 0 | 0 | 0 | 0
H | 0 | 0 | 0 | 0 | 0 | 0
LFG | 0 | 0 | 24.03 | 24.03 | 24.03 | 24.03
Nuc | 150.68 | 150.68 | 150.68 | 150.68 | 0.01 | 0.01
PS | 0 | 0 | 0 | 0 | 0 | 0
PV | 0 | 0 | 0 | 0 | 0 | 0
PeakG | 0.97 | 1.12 | 0.32 | 0 | 0 | 0
PeakO | 0 | 0 | 0 | 0 | 0 | 0
ST | 0 | 0 | 0 | 0 | 0 | 0
STOG | 0.03 | 0.03 | 0 | 0 | 0 | 0
STWD | 0 | 8.13 | 1.18 | 1.23 | 3.45 | 4.97
WT | 0 | 0 | 0 | 0 | 0 | 0
IGCC | 0 | 0 | 0 | 0 | 0 | 0
DemandResponse | 0 | 0 | 0 | 0 | 0 | 0
IGCC-CCS | 0 | 0 | 0 | 0 | 0 | 0
WT_off | 0 | 0 | 0 | 0 | 0 | 0
PseudoUnit | 0 | 0 | 0 | 0 | 0 | 0
FixedInterchange | 0 | 0 | 0 | 0 | 0 | 0
Total Fuel Consumption by Reporting Type: Nebraska
ReportingType | 2015 | 2020 | 2025 | 2030 | 2035 | 2040
BM | 0 | 0 | 0 | 0 | 0 | 0
CC | 5.32 | 3.03 | 1.93 | 1.08 | 1.08 | 1.08
CSP | 0 | 0 | 0 | 0 | 0 | 0
CT | 0 | 0 | 0 | 0 | 0 | 0
Coal | 332.69 | 307.53 | 231.12 | 231.12 | 231.12 | 231.12
Geo | 0 | 0 | 0 | 0 | 0 | 0
H | 0 | 0 | 0 | 0 | 0 | 0
LFG | 0 | 0 | 0 | 7.71 | 7.71 | 7.71
Nuc | 104.28 | 104.28 | 104.28 | 104.28 | 0.02 | 0.02
PS | 0 | 0 | 0 | 0 | 0 | 0
PV | 0 | 0 | 0 | 0 | 0 | 0
PeakG | 0.45 | 0.07 | 0 | 0 | 0 | 0
PeakO | 0 | 0 | 0 | 0 | 0 | 0
ST | 0 | 0 | 0 | 0 | 0 | 0
STOG | 0 | 0 | 0 | 0 | 0 | 0
STWD | 0 | 0 | 0 | 0 | 0 | 0
WT | 0 | 0.1 | 0.17 | 0.23 | 0.24 | 0.27
IGCC | 0 | 0 | 0 | 0 | 0 | 0
DemandResponse | 0 | 0 | 0 | 0 | 0 | 0
IGCC-CCS | 0 | 0 | 0 | 0 | 0 | 0
WT_off | 0 | 0 | 0 | 0 | 0 | 0
PseudoUnit | 0 | 0 | 0 | 0 | 0 | 0
FixedInterchange | 0 | 0 | 0 | 0 | 0 | 0
Total Fuel Consumption by Reporting Type: NEISO
ReportingType | 2015 | 2020 | 2025 | 2030 | 2035 | 2040
BM | 24.48 | 15.52 | 7.77 | 7.77 | 8.74 | 8.74
CC | 310.09 | 282.69 | 250.91 | 186.18 | 349.09 | 439.97
CSP | 0 | 0 | 0 | 0 | 0 | 0
CT | 0.03 | 0.12 | 0.03 | 0 | 0.36 | 0.69
Coal | 0.36 | 0 | 0 | 0 | 0 | 0
Geo | 0 | 0 | 0 | 0 | 0 | 0
H | 0 | 0 | 0 | 0 | 0 | 0
LFG | 5.3 | 5.3 | 12.81 | 12.81 | 12.81 | 12.81
Nuc | 365.51 | 365.51 | 365.51 | 365.51 | 264.08 | 195.08
PS | 0 | 0 | 0 | 0 | 0 | 0
PV | 0 | 0 | 0 | 0 | 0 | 0
PeakG | 0.33 | 0.4 | 0.33 | 0.31 | 2.14 | 4.17
PeakO | 0 | 0 | 0 | 0 | 0 | 0
ST | 0 | 0 | 0 | 0 | 0 | 0
STOG | 0 | 0 | 0 | 0 | 0 | 0
STWD | 51.79 | 51.79 | 28.68 | 29.19 | 35.65 | 37.83
WT | 0 | 0.01 | 0.01 | 0.01 | 0.02 | 0.02
IGCC | 0 | 0 | 0 | 0 | 0 | 0
DemandResponse | 0 | 0 | 0 | 0 | 0 | 0
IGCC-CCS | 0 | 0 | 0 | 0 | 0 | 0
WT_off | 0 | 0 | 0 | 0 | 0 | 0
PseudoUnit | 0 | 0 | 0 | 0 | 0 | 0
FixedInterchange | 0 | 0 | 0 | 0 | 0 | 0
Total Fuel Consumption by Reporting Type: NonRTO_Midwest
ReportingType | 2015 | 2020 | 2025 | 2030 | 2035 | 2040
BM | 0 | 0 | 0 | 0 | 0 | 0
CC | 0 | 9.04 | 9.04 | 7.97 | 7.79 | 12.17
CSP | 0 | 0 | 0 | 0 | 0 | 0
CT | 0 | 0.07 | 0.07 | 0.04 | 0.07 | 0.07
Coal | 575.63 | 589.22 | 595.1 | 597.68 | 617.79 | 642.21
Geo | 0 | 0 | 0 | 0 | 0 | 0
H | 0 | 0 | 0 | 0 | 0 | 0
LFG | 0 | 0 | 17.24 | 17.24 | 17.24 | 17.24
Nuc | 0 | 0 | 0 | 0 | 0 | 0
PS | 0 | 0 | 0 | 0 | 0 | 0
PV | 0 | 0 | 0 | 0 | 0 | 0
PeakG | 0.8 | 1.08 | 1.07 | 0.32 | 0.31 | 0
PeakO | 0 | 0 | 0 | 0 | 0 | 0
ST | 0 | 0 | 0 | 0 | 0 | 0
STOG | 0 | 0 | 0 | 0 | 0 | 0
STWD | 0 | 0 | 0 | 0 | 0 | 0
WT | 0 | 0 | 0 | 0 | 0 | 0
IGCC | 0 | 0 | 0 | 0 | 0 | 0
DemandResponse | 0 | 0 | 0 | 0 | 0 | 0
IGCC-CCS | 0 | 0 | 0 | 0 | 0 | 0
WT_off | 0 | 0 | 0 | 0 | 0 | 0
PseudoUnit | 0 | 0 | 0 | 0 | 0 | 0
FixedInterchange | 0 | 0 | 0 | 0 | 0 | 0
Total Fuel Consumption by Reporting Type: NYISO_A-F
ReportingType | 2015 | 2020 | 2025 | 2030 | 2035 | 2040
BM | 0 | 0 | 0 | 0 | 0 | 0
CC | 57.5 | 74.68 | 69.58 | 58.21 | 107.1 | 113.79
CSP | 0 | 0 | 0 | 0 | 0 | 0
CT | 0 | 0 | 0 | 0 | 0 | 0
Coal | 0 | 0 | 0 | 0 | 0 | 0
Geo | 0 | 0 | 0 | 0 | 0 | 0
H | 0 | 0 | 0 | 0 | 0 | 0
LFG | 0.69 | 0.69 | 0.69 | 8 | 8 | 8
Nuc | 270.5 | 270.5 | 270.5 | 220.56 | 173.9 | 105.39
PS | 0 | 0 | 0 | 0 | 0 | 0
PV | 0 | 0 | 0 | 0 | 0 | 0
PeakG | 0.02 | 0.07 | 0.07 | 0.02 | 0.21 | 0.4
PeakO | 0 | 0 | 0 | 0 | 0 | 0
ST | 0 | 0 | 0 | 0 | 0 | 0
STOG | 0 | 0 | 0 | 0 | 0 | 0
STWD | 0 | 0.2 | 0.2 | 2.5 | 1.89 | 1.89
WT | 0.01 | 0.01 | 0.01 | 0.01 | 0.01 | 0.01
IGCC | 0 | 0 | 0 | 0 | 0 | 0
DemandResponse | 0 | 0 | 0 | 0 | 0 | 0
IGCC-CCS | 0 | 0 | 0 | 0 | 0 | 0
WT_off | 0 | 0 | 0 | 0 | 0 | 0
PseudoUnit | 0 | 0 | 0 | 0 | 0 | 0
FixedInterchange | 0 | 0 | 0 | 0 | 0 | 0
Total Fuel Consumption by Reporting Type: NYISO_G-I
ReportingType | 2015 | 2020 | 2025 | 2030 | 2035 | 2040
BM | 0 | 0 | 0 | 0 | 0 | 0
CC | 29 | 51.43 | 41.15 | 34.68 | 57.57 | 127.59
CSP | 0 | 0 | 0 | 0 | 0 | 0
CT | 0 | 0 | 0 | 0 | 0 | 0
Coal | 0 | 0 | 0 | 0 | 0 | 0
Geo | 0 | 0 | 0 | 0 | 0 | 0
H | 0 | 0 | 0 | 0 | 0 | 0
LFG | 0 | 0 | 0.03 | 8 | 8 | 8
Nuc | 162.83 | 162.83 | 162.83 | 162.83 | 81.65 | 0.03
PS | 0 | 0 | 0 | 0 | 0 | 0
PV | 0 | 0 | 0 | 0 | 0 | 0
PeakG | 0 | 0 | 0 | 0 | 0 | 0
PeakO | 0 | 0 | 0 | 0 | 0 | 0
ST | 0 | 0 | 0 | 0 | 0 | 0
STOG | 0 | 0 | 0 | 0 | 0 | 0
STWD | 0 | 0 | 0 | 0 | 0 | 0
WT | 0 | 0 | 0 | 0 | 0 | 0
IGCC | 0 | 0 | 0 | 0 | 0 | 0
DemandResponse | 0 | 0 | 0 | 0 | 0 | 0
IGCC-CCS | 0 | 0 | 0 | 0 | 0 | 0
WT_off | 0 | 0 | 0 | 0 | 0 | 0
PseudoUnit | 0 | 0 | 0 | 0 | 0 | 0
FixedInterchange | 0 | 0 | 0 | 0 | 0 | 0
Total Fuel Consumption by Reporting Type: NYISO_J-K
ReportingType | 2015 | 2020 | 2025 | 2030 | 2035 | 2040
BM | 0 | 0 | 0 | 0 | 0 | 0
CC | 159.35 | 193.75 | 175.3 | 177.61 | 209.32 | 236.08
CSP | 0 | 0 | 0 | 0 | 0 | 0
CT | 0 | 0 | 0 | 0.03 | 7.4 | 16.29
Coal | 0 | 0 | 0 | 0 | 0 | 0
Geo | 0 | 0 | 0 | 0 | 0 | 0
H | 0 | 0 | 0 | 0 | 0 | 0
LFG | 0 | 0 | 0 | 8 | 8 | 8
Nuc | 0 | 0 | 0 | 0 | 0 | 0
PS | 0 | 0 | 0 | 0 | 0 | 0
PV | 0 | 0 | 0 | 0 | 0 | 0
PeakG | 0.53 | 3.17 | 3.17 | 3.17 | 6.19 | 6.19
PeakO | 0 | 0 | 0 | 0 | 0 | 0
ST | 0 | 0 | 0 | 0 | 0 | 0
STOG | 6.5 | 13.34 | 16.86 | 9.1 | 16.86 | 16.86
STWD | 0 | 0 | 0 | 0 | 0 | 0
WT | 0 | 0 | 0 | 0 | 0 | 0
IGCC | 0 | 0 | 0 | 0 | 0 | 0
DemandResponse | 0 | 0 | 0 | 0 | 0 | 0
IGCC-CCS | 0 | 0 | 0 | 0 | 0 | 0
WT_off | 0 | 0 | 0 | 0 | 0 | 0
PseudoUnit | 0 | 0 | 0 | 0 | 0 | 0
FixedInterchange | 0 | 0 | 0 | 0 | 0 | 0
Total Fuel Consumption by Reporting Type: PJM_E
ReportingType | 2015 | 2020 | 2025 | 2030 | 2035 | 2040
BM | 0.08 | 2.91 | 2.91 | 2.91 | 2.91 | 2.91
CC | 173.76 | 313.18 | 295.95 | 207.66 | 363.83 | 331.95
CSP | 0 | 0 | 0 | 0 | 0 | 0
CT | 0 | 0.01 | 0.01 | 0.03 | 21.38 | 24.01
Coal | 3.7 | 1.61 | 1.61 | 1.61 | 1.91 | 1.91
Geo | 0 | 0 | 0 | 0 | 0 | 0
H | 0 | 0 | 0 | 0 | 0 | 0
LFG | 0.98 | 15.28 | 15.28 | 15.28 | 15.28 | 15.28
Nuc | 702.72 | 651.97 | 651.97 | 651.97 | 468.33 | 371.38
PS | 0 | 0 | 0 | 0 | 0 | 0
PV | 0 | 0 | 0 | 0 | 0 | 0
PeakG | 0.25 | 0.87 | 4.76 | 3.81 | 10.22 | 10.22
PeakO | 0 | 0 | 0 | 0 | 0 | 0
ST | 0 | 0 | 0 | 0 | 0 | 0
STOG | 3.02 | 5.76 | 5.76 | 5.76 | 11.24 | 11.24
STWD | 0 | 0 | 0 | 0 | 0 | 0
WT | 0 | 0 | 0 | 0 | 0 | 0
IGCC | 0 | 0 | 0 | 0 | 0 | 0
DemandResponse | 0 | 0 | 0 | 0 | 0 | 0
IGCC-CCS | 0 | 0 | 0 | 0 | 0 | 0
WT_off | 0 | 0 | 0 | 0 | 0 | 0
PseudoUnit | 0 | 0 | 0 | 0 | 0 | 0
FixedInterchange | 0 | 0 | 0 | 0 | 0 | 0
Total Fuel Consumption by Reporting Type: PJM_ROM
ReportingType | 2015 | 2020 | 2025 | 2030 | 2035 | 2040
BM | 0.05 | 1.75 | 1.75 | 1.75 | 1.75 | 1.75
CC | 88.88 | 163.63 | 151.42 | 114.94 | 563.89 | 1150.67
CSP | 0 | 0 | 0 | 0 | 0 | 0
CT | 0 | 0.01 | 0.02 | 0.02 | 0.07 | 0.07
Coal | 474.82 | 534.95 | 549.4 | 556.91 | 562.79 | 562.79
Geo | 0 | 0 | 0 | 0 | 0 | 0
H | 0 | 0 | 0 | 0 | 0 | 0
LFG | 2.04 | 30.56 | 30.56 | 30.56 | 30.56 | 30.56
Nuc | 420.79 | 420.79 | 420.79 | 420.79 | 276.07 | 200.95
PS | 0 | 0 | 0 | 0 | 0 | 0
PV | 0 | 0 | 0 | 0 | 0 | 0
PeakG | 0 | 0.55 | 0.55 | 0.55 | 1.74 | 3.33
PeakO | 0 | 0 | 0 | 0 | 0 | 0
ST | 0 | 0 | 0 | 0 | 0 | 0
STOG | 7.33 | 14.3 | 14.3 | 14.3 | 15 | 22.58
STWD | 3.95 | 5.38 | 5.38 | 5.38 | 5.38 | 5.38
WT | 0 | 0 | 0.02 | 0.02 | 0.02 | 0.02
IGCC | 0 | 0 | 0 | 0 | 0 | 0
DemandResponse | 0 | 0 | 0 | 0 | 0 | 0
IGCC-CCS | 0 | 0 | 0 | 0 | 0 | 0
WT_off | 0 | 0 | 0 | 0 | 0 | 0
PseudoUnit | 0 | 0 | 0 | 0 | 0 | 0
FixedInterchange | 0 | 0 | 0 | 0 | 0 | 0
Total Fuel Consumption by Reporting Type: PJM_ROR
ReportingType | 2015 | 2020 | 2025 | 2030 | 2035 | 2040
BM | 0 | 37.37 | 31.54 | 37.37 | 31.54 | 15.81
CC | 489.22 | 478.41 | 435.83 | 249.68 | 262.42 | 227.96
CSP | 0 | 0 | 0 | 0 | 0 | 0
CT | 0.03 | 0.06 | 0.06 | 0.03 | 0.03 | 0.03
Coal | 3440.02 | 2701.29 | 2702.16 | 2705.07 | 2726.84 | 2744.42
Geo | 0 | 0 | 0 | 0 | 0 | 0
H | 0 | 0 | 0 | 0 | 0 | 0
LFG | 6.18 | 35.58 | 61.46 | 61.46 | 61.46 | 61.46
Nuc | 1644.81 | 1644.81 | 1644.81 | 1573.64 | 1222.73 | 821.9
PS | 0 | 0 | 0 | 0 | 0 | 0
PV | 0 | 0 | 0 | 0 | 0 | 0
PeakG | 16.03 | 17.87 | 17.52 | 16.51 | 13.81 | 10.63
PeakO | 0 | 0 | 0 | 0 | 0 | 0
ST | 0 | 0 | 0 | 0 | 0 | 0
STOG | 8.36 | 8.36 | 8.36 | 8.36 | 8.36 | 8.36
STWD | 0.92 | 15.91 | 15.91 | 15.91 | 15.91 | 15.91
WT | 0.03 | 0.03 | 0.03 | 0.03 | 0.04 | 0.04
IGCC | 0 | 0 | 0 | 0 | 0 | 0
DemandResponse | 0 | 0 | 0 | 0 | 0 | 0
IGCC-CCS | 0 | 0 | 0 | 0 | 0 | 0
WT_off | 0 | 0 | 0 | 0 | 0 | 0
PseudoUnit | 0 | 0 | 0 | 0 | 0 | 0
FixedInterchange | 0 | 0 | 0 | 0 | 0 | 0
Total Fuel Consumption by Reporting Type: SOCO
ReportingType | 2015 | 2020 | 2025 | 2030 | 2035 | 2040
BM | 0 | 0.5 | 0.5 | 1.98 | 1.88 | 1.55
CC | 816.62 | 819.69 | 781.65 | 643.53 | 624.16 | 570.37
CSP | 0 | 0 | 0 | 0 | 0 | 0
CT | 0 | 0 | 0 | 0 | 0 | 0
Coal | 972.18 | 987.89 | 1091.02 | 1141.12 | 1174.06 | 1710.1
Geo | 0 | 0 | 0 | 0 | 0 | 0
H | 0 | 0 | 0 | 0 | 0 | 0
LFG | 0 | 0 | 11.56 | 11.56 | 11.56 | 11.56
Nuc | 494.38 | 673.18 | 673.18 | 673.18 | 673.18 | 449.31
PS | 0 | 0 | 0 | 0 | 0 | 0
PV | 0 | 0 | 0 | 0 | 0 | 0
PeakG | 8.06 | 13.08 | 12.94 | 13.59 | 15.61 | 16.94
PeakO | 0 | 0 | 0 | 0 | 0 | 0
ST | 0 | 0 | 0 | 0 | 0 | 0
STOG | 0 | 0 | 0 | 0 | 0 | 0
STWD | 0 | 8.89 | 9.67 | 34.36 | 36.98 | 30.78
WT | 0 | 0 | 0 | 0 | 0 | 0
IGCC | 0 | 0 | 0 | 0 | 0 | 0
DemandResponse | 0 | 0 | 0 | 0 | 0 | 0
IGCC-CCS | 0 | 0 | 0 | 0 | 0 | 0
WT_off | 0 | 0 | 0 | 0 | 0 | 0
PseudoUnit | 0 | 0 | 0 | 0 | 0 | 0
FixedInterchange | 0 | 0 | 0 | 0 | 0 | 0
Total Fuel Consumption by Reporting Type: SPP_N
ReportingType | 2015 | 2020 | 2025 | 2030 | 2035 | 2040
BM | 0 | 0 | 0 | 0 | 0 | 0
CC | 56.11 | 12.08 | 7.03 | 3.92 | 7.03 | 7.03
CSP | 0 | 0 | 0 | 0 | 0 | 0
CT | 0 | 0 | 0 | 0 | 0 | 0
Coal | 619.46 | 551.79 | 463.47 | 324.99 | 381.26 | 385.67
Geo | 0 | 0 | 0 | 0 | 0 | 0
H | 0 | 0 | 0 | 0 | 0 | 0
LFG | 0 | 0 | 0 | 10.22 | 10.22 | 10.22
Nuc | 93.19 | 93.19 | 93.19 | 93.19 | 93.19 | 93.19
PS | 0 | 0 | 0 | 0 | 0 | 0
PV | 0 | 0 | 0 | 0 | 0 | 0
PeakG | 0.12 | 0 | 0 | 0 | 0 | 0
PeakO | 0 | 0 | 0 | 0 | 0 | 0
ST | 0 | 0 | 0 | 0 | 0 | 0
STOG | 2.28 | 0.11 | 0 | 0 | 0 | 0
STWD | 0 | 0 | 0 | 0 | 0 | 0
WT | 0 | 0 | 0 | 0.1 | 0.11 | 0.11
IGCC | 0 | 0 | 0 | 0 | 0 | 0
DemandResponse | 0 | 0 | 0 | 0 | 0 | 0
IGCC-CCS | 0 | 0 | 0 | 0 | 0 | 0
WT_off | 0 | 0 | 0 | 0 | 0 | 0
PseudoUnit | 0 | 0 | 0 | 0 | 0 | 0
FixedInterchange | 0 | 0 | 0 | 0 | 0 | 0
Total Fuel Consumption by Reporting Type: SPP_S
ReportingType | 2015 | 2020 | 2025 | 2030 | 2035 | 2040
BM | 0 | 0 | 0 | 0 | 0 | 0
CC | 307.28 | 144.23 | 75.05 | 44.71 | 57.11 | 55.74
CSP | 0 | 0 | 0 | 0 | 0 | 0
CT | 0 | 0.07 | 0 | 0 | 0 | 0
Coal | 968.76 | 682.3 | 324.88 | 131.33 | 240.76 | 289.35
Geo | 0 | 0 | 0 | 0 | 0 | 0
H | 0 | 0 | 0 | 0 | 0 | 0
LFG | 0 | 0 | 0 | 10.22 | 10.22 | 10.22
Nuc | 0 | 0 | 0 | 0 | 0 | 0
PS | 0 | 0 | 0 | 0 | 0 | 0
PV | 0 | 0 | 0 | 0 | 0 | 0
PeakG | 0 | 0.03 | 0 | 0 | 0 | 0
PeakO | 0 | 0 | 0 | 0 | 0 | 0
ST | 0 | 0 | 0 | 0 | 0 | 0
STOG | 31.42 | 33.19 | 16.99 | 2.93 | 6.17 | 7.93
STWD | 0 | 0.72 | 0.4 | 0.4 | 0.4 | 0.72
WT | 0.01 | 0.01 | 0.13 | 0.2 | 0.2 | 0.2
IGCC | 0 | 0 | 0 | 0 | 0 | 0
DemandResponse | 0 | 0 | 0 | 0 | 0 | 0
IGCC-CCS | 0 | 0 | 0 | 0 | 0 | 0
WT_off | 0 | 0 | 0 | 0 | 0 | 0
PseudoUnit | 0 | 0 | 0 | 0 | 0 | 0
FixedInterchange | 0 | 0 | 0 | 0 | 0 | 0
Total Fuel Consumption by Reporting Type: TVA
ReportingType | 2015 | 2020 | 2025 | 2030 | 2035 | 2040
BM | 0 | 0 | 0 | 0 | 0 | 0
CC | 146.64 | 151.16 | 165.83 | 215.53 | 220.99 | 175.64
CSP | 0 | 0 | 0 | 0 | 0 | 0
CT | 0 | 1.27 | 1.15 | 2.12 | 2.12 | 2.12
Coal | 858.14 | 804.08 | 810.99 | 810.74 | 858.95 | 920.68
Geo | 0 | 0 | 0 | 0 | 0 | 0
H | 0 | 0 | 0 | 0 | 0 | 0
LFG | 0 | 0 | 11.56 | 11.56 | 11.56 | 11.56
Nuc | 676.63 | 676.63 | 676.63 | 676.63 | 474.42 | 371.5
PS | 0 | 0 | 0 | 0 | 0 | 0
PV | 0 | 0 | 0 | 0 | 0 | 0
PeakG | 0 | 0 | 0 | 0 | 0 | 0
PeakO | 0 | 0 | 0 | 0 | 0 | 0
ST | 0 | 0 | 0 | 0 | 0 | 0
STOG | 0 | 0 | 0 | 0 | 0 | 0
STWD | 0 | 0.05 | 0.05 | 0.42 | 0.35 | 0.35
WT | 0 | 0 | 0 | 0 | 0 | 0
IGCC | 0 | 0 | 0 | 0 | 0 | 0
DemandResponse | 0 | 0 | 0 | 0 | 0 | 0
IGCC-CCS | 0 | 0 | 0 | 0 | 0 | 0
WT_off | 0 | 0 | 0 | 0 | 0 | 0
PseudoUnit | 0 | 0 | 0 | 0 | 0 | 0
FixedInterchange | 0 | 0 | 0 | 0 | 0 | 0
Total Fuel Consumption by Reporting Type: TVA_Transmission
ReportingType | 2015 | 2020 | 2025 | 2030 | 2035 | 2040
BM | 0 | 0 | 0 | 0 | 0 | 0
CC | 0 | 0 | 0 | 0 | 0 | 0
CSP | 0 | 0 | 0 | 0 | 0 | 0
CT | 0 | 0 | 0 | 0 | 0 | 0
Coal | 0 | 0 | 0 | 0 | 0 | 0
Geo | 0 | 0 | 0 | 0 | 0 | 0
H | 0 | 0 | 0 | 0 | 0 | 0
LFG | 0 | 0 | 0 | 0 | 0 | 0
Nuc | 0 | 0 | 0 | 0 | 0 | 0
PS | 0 | 0 | 0 | 0 | 0 | 0
PV | 0 | 0 | 0 | 0 | 0 | 0
PeakG | 0 | 0 | 0 | 0 | 0 | 0
PeakO | 0 | 0 | 0 | 0 | 0 | 0
ST | 0 | 0 | 0 | 0 | 0 | 0
STOG | 0 | 0 | 0 | 0 | 0 | 0
STWD | 0 | 0 | 0 | 0 | 0 | 0
WT | 0 | 0 | 0 | 0 | 0 | 0
IGCC | 0 | 0 | 0 | 0 | 0 | 0
DemandResponse | 0 | 0 | 0 | 0 | 0 | 0
IGCC-CCS | 0 | 0 | 0 | 0 | 0 | 0
WT_off | 0 | 0 | 0 | 0 | 0 | 0
PseudoUnit | 0 | 0 | 0 | 0 | 0 | 0
FixedInterchange | 0 | 0 | 0 | 0 | 0 | 0
Total Fuel Consumption by Reporting Type: VACAR
ReportingType | 2015 | 2020 | 2025 | 2030 | 2035 | 2040
BM | 0.09 | 22.5 | 82.72 | 88.55 | 106.34 | 120.98
CC | 361.73 | 449.09 | 392.91 | 275.24 | 473.6 | 601.65
CSP | 0 | 0 | 0 | 0 | 0 | 0
CT | 0.07 | 0.45 | 0.18 | 0.13 | 0.14 | 3.49
Coal | 834.65 | 787.09 | 891.36 | 899.34 | 1040.64 | 1081.36
Geo | 0 | 0 | 0 | 0 | 0 | 0
H | 0 | 0 | 0 | 0 | 0 | 0
LFG | 0.04 | 11.56 | 11.56 | 11.56 | 11.56 | 11.56
Nuc | 910.72 | 1100.09 | 1100.09 | 1100.09 | 841.29 | 693.25
PS | 0 | 0 | 0 | 0 | 0 | 0
PV | 0 | 0 | 0 | 0 | 0 | 0
PeakG | 0 | 0.51 | 0 | 0 | 0 | 0.28
PeakO | 0 | 0 | 0 | 0 | 0 | 0
ST | 0 | 0 | 0 | 0 | 0 | 0
STOG | 0 | 0 | 0 | 0 | 0 | 0
STWD | 24.47 | 24.47 | 24.47 | 24.47 | 24.47 | 24.47
WT | 0 | 0.01 | 0.01 | 0.01 | 0.01 | 0.01
IGCC | 0 | 0 | 0 | 0 | 0 | 0
DemandResponse | 0 | 0 | 0 | 0 | 0 | 0
IGCC-CCS | 0 | 0 | 0 | 0 | 0 | 0
WT_off | 0 | 0 | 0 | 0 | 0 | 0
PseudoUnit | 0 | 0 | 0 | 0 | 0 | 0
FixedInterchange | 0 | 0 | 0 | 0 | 0 | 0
Total Fuel Consumption by Reporting Type: IESO
ReportingType | 2015 | 2020 | 2025 | 2030 | 2035 | 2040
BM | 0 | 0 | 0 | 0 | 0 | 0
CC | 14.49 | 24.66 | 15.48 | 12.5 | 46.01 | 133.47
CSP | 0 | 0 | 0 | 0 | 0 | 0
CT | 0 | 0 | 0 | 0 | 0 | 0
Coal | 0 | 0 | 0 | 0 | 0 | 0
Geo | 0 | 0 | 0 | 0 | 0 | 0
H | 0 | 0 | 0 | 0 | 0 | 0
LFG | 1.56 | 1.56 | 1.56 | 1.56 | 1.61 | 1.61
Nuc | 1064.72 | 1064.72 | 1064.72 | 1064.72 | 980.48 | 854.53
PS | 0 | 0 | 0 | 0 | 0 | 0
PV | 0 | 0 | 0 | 0 | 0 | 0
PeakG | 0 | 0 | 0 | 0 | 0 | 0
PeakO | 0 | 0 | 0 | 0 | 0 | 0
ST | 0 | 0 | 0 | 0 | 0 | 0
STOG | 0 | 0 | 0 | 0 | 0 | 0
STWD | 0 | 0 | 0 | 0 | 0 | 0
WT | 0.01 | 0.01 | 0.01 | 0.01 | 0 | 0
IGCC | 0 | 0 | 0 | 0 | 0 | 0
DemandResponse | 0 | 0 | 0 | 0 | 0 | 0
IGCC-CCS | 0 | 0 | 0 | 0 | 0 | 0
WT_off | 0 | 0 | 0 | 0 | 0 | 0
PseudoUnit | 0 | 0 | 0 | 0 | 0 | 0
FixedInterchange | 0 | 0 | 0 | 0 | 0 | 0
Total Fuel Consumption by Reporting Type: MAPP_CA
ReportingType | 2015 | 2020 | 2025 | 2030 | 2035 | 2040
BM | 0 | 0 | 0 | 0 | 0 | 0
CC | 10.72 | 7.11 | 4.27 | 0.57 | 0.57 | 1.03
CSP | 0 | 0 | 0 | 0 | 0 | 0
CT | 0 | 0 | 0 | 0 | 0 | 0
Coal | 3.58 | 5.53 | 0.25 | 0 | 0 | 0
Geo | 0 | 0 | 0 | 0 | 0 | 0
H | 0 | 0 | 0.01 | 0.03 | 0.03 | 0.03
LFG | 0 | 0 | 0 | 0 | 0 | 0
Nuc | 0 | 0 | 0 | 0 | 0 | 0
PS | 0 | 0 | 0 | 0 | 0 | 0
PV | 0 | 0 | 0 | 0 | 0 | 0
PeakG | 0.05 | 0 | 0 | 0 | 0 | 0
PeakO | 0 | 0 | 0 | 0 | 0 | 0
ST | 0 | 0 | 0 | 0 | 0 | 0
STOG | 0.01 | 0 | 0 | 0 | 0 | 0
STWD | 0 | 0 | 0 | 0 | 0 | 0
WT | 0 | 0 | 0 | 0 | 0 | 0
IGCC | 0 | 0 | 0 | 0 | 0 | 0
DemandResponse | 0 | 0 | 0 | 0 | 0 | 0
IGCC-CCS | 0 | 0 | 0 | 0 | 0 | 0
WT_off | 0 | 0 | 0 | 0 | 0 | 0
PseudoUnit | 0 | 0 | 0 | 0 | 0 | 0
FixedInterchange | 0 | 0 | 0 | 0 | 0 | 0
Total Fuel Consumption by Reporting Type: AZ_NM_SNV_Coal
ReportingType | 2015 | 2020 | 2025 | 2030 | 2035 | 2040
BM | 0 | 0 | 0 | 0 | 0 | 0
CC | 0 | 0 | 0 | 0 | 0 | 0
CSP | 0 | 0 | 0 | 0 | 0 | 0
CT | 0 | 0 | 0 | 0 | 0 | 0
Coal | 775.37 | 775.36 | 775.36 | 775.36 | 917.54 | 1568.59
Geo | 0 | 0 | 0 | 0 | 0 | 0
H | 0 | 0 | 0 | 0 | 0 | 0
LFG | 0 | 0 | 0 | 0 | 0 | 0
Nuc | 0 | 0 | 0 | 0 | 0 | 0
PS | 0 | 0 | 0 | 0 | 0 | 0
PV | 0 | 0 | 0 | 0 | 0 | 0
PeakG | 0 | 0 | 0 | 0 | 0 | 0
PeakO | 0 | 0 | 0 | 0 | 0 | 0
ST | 0 | 0 | 0 | 0 | 0 | 0
STOG | 0 | 0 | 0 | 0 | 0 | 0
STWD | 0 | 0 | 0 | 0 | 0 | 0
WT | 0 | 0 | 0 | 0 | 0 | 0
IGCC | 0 | 0 | 0 | 0 | 0 | 0
DemandResponse | 0 | 0 | 0 | 0 | 0 | 0
IGCC-CCS | 0 | 0 | 0 | 0 | 0 | 0
WT_off | 0 | 0 | 0 | 0 | 0 | 0
PseudoUnit | 0 | 0 | 0 | 0 | 0 | 0
FixedInterchange | 0 | 0 | 0 | 0 | 0 | 0
Total Fuel Consumption by Reporting Type: AZ_NM_SNV_Gas
ReportingType | 2015 | 2020 | 2025 | 2030 | 2035 | 2040
BM | 0 | 0 | 0 | 0 | 0 | 0
CC | 752.54 | 890.28 | 886.32 | 1074.07 | 1072 | 978.35
CSP | 0 | 0 | 0 | 0 | 0 | 0
CT | 0 | 0 | 1.56 | 3.05 | 0 | 0
Coal | 0 | 0 | 0 | 0 | 0 | 0
Geo | 0 | 0 | 0 | 0 | 0 | 0
H | 0 | 0 | 0 | 0 | 0 | 0
LFG | 0 | 0 | 0 | 0 | 0 | 0
Nuc | 0 | 0 | 0 | 0 | 0 | 0
PS | 0 | 0 | 0 | 0 | 0 | 0
PV | 0 | 0 | 0 | 0 | 0 | 0
PeakG | 0 | 0 | 2.85 | 4.86 | 5.72 | 0
PeakO | 0 | 0 | 0 | 0 | 0 | 0
ST | 0 | 0 | 0 | 0 | 0 | 0
STOG | 0 | 0 | 0 | 0 | 0 | 0
STWD | 0 | 0 | 0 | 0 | 0 | 0
WT | 0 | 0 | 0 | 0 | 0 | 0
IGCC | 0 | 0 | 0 | 0 | 0 | 0
DemandResponse | 0 | 0 | 0 | 0 | 0 | 0
IGCC-CCS | 0 | 0 | 0 | 0 | 0 | 0
WT_off | 0 | 0 | 0 | 0 | 0 | 0
PseudoUnit | 0 | 0 | 0 | 0 | 0 | 0
FixedInterchange | 0 | 0 | 0 | 0 | 0 | 0
Total Fuel Consumption by Reporting Type: AZ_NM_SNV_NucRenew
ReportingType | 2015 | 2020 | 2025 | 2030 | 2035 | 2040
BM | 0 | 0 | 0 | 0 | 0 | 0
CC | 0 | 0 | 0 | 0 | 0 | 0
CSP | 0 | 0 | 0 | 0 | 0 | 0
CT | 0 | 0 | 0 | 0 | 0 | 0
Coal | 0 | 0 | 0 | 0 | 0 | 0
Geo | 0 | 0 | 0.01 | 0.01 | 0.01 | 0.01
H | 0 | 0 | 0 | 0 | 0 | 0
LFG | 0 | 0 | 6.53 | 6.53 | 6.53 | 6.53
Nuc | 317.72 | 317.72 | 317.72 | 317.72 | 317.72 | 317.72
PS | 0 | 0 | 0 | 0 | 0 | 0
PV | 0 | 0 | 0 | 0 | 0 | 0
PeakG | 0 | 0 | 0 | 0 | 0 | 0
PeakO | 0 | 0 | 0 | 0 | 0 | 0
ST | 0 | 0 | 0 | 0 | 0 | 0
STOG | 0 | 0 | 0 | 0 | 0 | 0
STWD | 1.77 | 1.77 | 1.77 | 1.77 | 1.77 | 1.77
WT | 0 | 0 | 0 | 0 | 0 | 0
IGCC | 0 | 0 | 0 | 0 | 0 | 0
DemandResponse | 0 | 0 | 0 | 0 | 0 | 0
IGCC-CCS | 0 | 0 | 0 | 0 | 0 | 0
WT_off | 0 | 0 | 0 | 0 | 0 | 0
PseudoUnit | 0 | 0 | 0 | 0 | 0 | 0
FixedInterchange | 0 | 0 | 0 | 0 | 0 | 0
Total Fuel Consumption by Reporting Type: ERCOT
ReportingType | 2015 | 2020 | 2025 | 2030 | 2035 | 2040
BM | 0 | 2 | 1.28 | 179.16 | 185.39 | 196.68
CC | 1021.75 | 891.11 | 711.89 | 584.53 | 617.59 | 683.07
CSP | 0 | 0 | 0 | 0 | 0 | 0
CT | 0 | 0 | 0 | 0 | 0 | 0
Coal | 1256.54 | 1348.31 | 1412.52 | 1431.04 | 1451.14 | 1463.18
Geo | 0 | 0 | 0 | 0 | 0 | 0
H | 0 | 0 | 0 | 0 | 0 | 0
LFG | 0 | 0 | 38.09 | 38.09 | 38.09 | 38.09
Nuc | 422.69 | 422.69 | 422.69 | 422.69 | 422.69 | 422.69
PS | 0 | 0 | 0 | 0 | 0 | 0
PV | 0 | 0 | 0 | 0 | 0 | 0
PeakG | 0 | 0 | 0 | 0 | 0 | 0
PeakO | 0 | 0 | 0 | 0 | 0 | 0
ST | 0 | 0 | 0 | 0 | 0 | 0
STOG | 52.23 | 55.33 | 53.29 | 46.15 | 44.48 | 39.62
STWD | 0 | 0 | 0 | 0 | 0 | 0
WT | 0.03 | 0.05 | 0.08 | 0.1 | 0.1 | 0.1
IGCC | 0 | 0 | 0 | 0 | 0 | 0
DemandResponse | 0 | 0 | 0 | 0 | 0 | 0
IGCC-CCS | 0 | 0 | 0 | 0 | 0 | 0
WT_off | 0 | 0 | 0 | 0 | 0 | 0
PseudoUnit | 0 | 0 | 0 | 0 | 0 | 0
FixedInterchange | 0 | 0 | 0 | 0 | 0 | 0
Total Fuel Consumption by Reporting Type: NP15
ReportingType | 2015 | 2020 | 2025 | 2030 | 2035 | 2040
BM | 0 | 0 | 0 | 0 | 0 | 0
CC | 250.14 | 259.79 | 197.1 | 152.68 | 85.15 | 35.47
CSP | 0 | 0 | 0 | 0 | 0 | 0
CT | 0 | 0 | 0 | 0 | 0 | 0
Coal | 2.5 | 0 | 0 | 0 | 0 | 0
Geo | 0.01 | 0.01 | 0.01 | 0.01 | 0.01 | 0.01
H | 0 | 0 | 0 | 0 | 0 | 0
LFG | 0 | 60.8 | 60.8 | 60.8 | 60.8 | 60.8
Nuc | 187.74 | 187.74 | 187.74 | 187.74 | 187.74 | 187.74
PS | 0 | 0 | 0 | 0 | 0 | 0
PV | 0 | 0 | 0 | 0 | 0 | 0
PeakG | 0 | 0 | 0 | 0 | 0 | 0.05
PeakO | 0 | 0 | 0 | 0 | 0 | 0
ST | 0 | 0 | 0 | 0 | 0 | 0
STOG | 1.29 | 1.69 | 0.72 | 1.4 | 0.86 | 1.57
STWD | 37.44 | 37.44 | 37.44 | 37.44 | 37.44 | 37.44
WT | 0 | 0 | 0.03 | 0.03 | 0.03 | 0.03
IGCC | 0 | 0 | 0 | 0 | 0 | 0
DemandResponse | 0 | 0 | 0 | 0 | 0 | 0
IGCC-CCS | 0 | 0 | 0 | 0 | 0 | 0
WT_off | 0 | 0 | 0 | 0 | 0 | 0
PseudoUnit | 0 | 0 | 0 | 0 | 0 | 0
FixedInterchange | 0 | 0 | 0 | 0 | 0 | 0
Total Fuel Consumption by Reporting Type: NWPP_Coal
ReportingType | 2015 | 2020 | 2025 | 2030 | 2035 | 2040
BM | 0 | 0 | 0 | 0 | 0 | 0
CC | 0 | 0 | 0 | 0 | 0 | 0
CSP | 0 | 0 | 0 | 0 | 0 | 0
CT | 0 | 0 | 0 | 0 | 0 | 0
Coal | 1032.68 | 1032.58 | 1032.58 | 1032.58 | 1032.58 | 1032.58
Geo | 0 | 0 | 0 | 0 | 0 | 0
H | 0 | 0 | 0 | 0 | 0 | 0
LFG | 0 | 0 | 0 | 0 | 0 | 0
Nuc | 0 | 0 | 0 | 0 | 0 | 0
PS | 0 | 0 | 0 | 0 | 0 | 0
PV | 0 | 0 | 0 | 0 | 0 | 0
PeakG | 0 | 0 | 0 | 0 | 0 | 0
PeakO | 0 | 0 | 0 | 0 | 0 | 0
ST | 0 | 0 | 0 | 0 | 0 | 0
STOG | 0 | 0 | 0 | 0 | 0 | 0
STWD | 0 | 0 | 0 | 0 | 0 | 0
WT | 0 | 0 | 0 | 0 | 0 | 0
IGCC | 0 | 0 | 0 | 0 | 0 | 0
DemandResponse | 0 | 0 | 0 | 0 | 0 | 0
IGCC-CCS | 0 | 0 | 0 | 0 | 0 | 0
WT_off | 0 | 0 | 0 | 0 | 0 | 0
PseudoUnit | 0 | 0 | 0 | 0 | 0 | 0
FixedInterchange | 0 | 0 | 0 | 0 | 0 | 0
Total Fuel Consumption by Reporting Type: NWPP_Gas
ReportingType | 2015 | 2020 | 2025 | 2030 | 2035 | 2040
BM | 0 | 0 | 0 | 0 | 0 | 0
CC | 362.19 | 362.19 | 362.19 | 517.46 | 745.9 | 755.53
CSP | 0 | 0 | 0 | 0 | 0 | 0
CT | 0 | 0 | 0 | 0 | 0 | 0
Coal | 0 | 0 | 0 | 0 | 0 | 30.14
Geo | 0 | 0 | 0 | 0 | 0 | 0
H | 0 | 0 | 0 | 0 | 0 | 0
LFG | 0 | 0 | 0 | 0 | 0 | 0
Nuc | 0 | 0 | 0 | 0 | 0 | 0
PS | 0 | 0 | 0 | 0 | 0 | 0
PV | 0 | 0 | 0 | 0 | 0 | 0
PeakG | 0 | 0 | 0 | 0 | 0 | 0
PeakO | 0 | 0 | 0 | 0 | 0 | 0
ST | 0 | 0 | 0 | 0 | 0 | 0
STOG | 0 | 0 | 0 | 0 | 0 | 0
STWD | 0 | 0 | 0 | 0 | 0 | 0
WT | 0 | 0 | 0 | 0 | 0 | 0
IGCC | 0 | 0 | 0 | 0 | 0 | 0
DemandResponse | 0 | 0 | 0 | 0 | 0 | 0
IGCC-CCS | 0 | 0 | 0 | 0 | 0 | 0
WT_off | 0 | 0 | 0 | 0 | 0 | 0
PseudoUnit | 0 | 0 | 0 | 0 | 0 | 0
FixedInterchange | 0 | 0 | 0 | 0 | 0 | 0
Total Fuel Consumption by Reporting Type: NWPP_NucRenew
ReportingType | 2015 | 2020 | 2025 | 2030 | 2035 | 2040
BM | 0 | 0 | 0 | 0 | 0 | 0.01
CC | 0 | 0 | 0 | 0 | 0 | 0
CSP | 0 | 0 | 0 | 0 | 0 | 0
CT | 0 | 0 | 0 | 0 | 0 | 0
Coal | 0 | 0 | 0 | 0 | 0 | 0
Geo | 0 | 0 | 0.01 | 0.01 | 0.01 | 0.01
H | 0 | 0 | 0 | 0 | 0 | 0
LFG | 2.74 | 2.74 | 25.01 | 29.05 | 29.05 | 29.05
Nuc | 88.66 | 88.66 | 88.66 | 88.66 | 88.66 | 88.66
PS | 0 | 0 | 0 | 0 | 0 | 0
PV | 0 | 0 | 0 | 0 | 0 | 0
PeakG | 0 | 0 | 0 | 0 | 0 | 0
PeakO | 0 | 0 | 0 | 0 | 0 | 0
ST | 0 | 0 | 0 | 0 | 0 | 0
STOG | 0 | 0 | 0 | 0 | 0 | 0
STWD | 0 | 0.96 | 13.88 | 31.2 | 31.2 | 31.19
WT | 0.02 | 0.02 | 0.02 | 0.02 | 0.02 | 0.02
IGCC | 0 | 0 | 0 | 0 | 0 | 0
DemandResponse | 0 | 0 | 0 | 0 | 0 | 0
IGCC-CCS | 0 | 0 | 0 | 0 | 0 | 0
WT_off | 0 | 0 | 0 | 0 | 0 | 0
PseudoUnit | 0 | 0 | 0 | 0 | 0 | 0
FixedInterchange | 0 | 0 | 0 | 0 | 0 | 0
Total Fuel Consumption by Reporting Type: RMPA
ReportingType | 2015 | 2020 | 2025 | 2030 | 2035 | 2040
BM | 0 | 0 | 0 | 0 | 0 | 0
CC | 38.33 | 60.54 | 17.67 | 23.22 | 19.24 | 22.19
CSP | 0 | 0 | 0 | 0 | 0 | 0
CT | 0 | 0 | 0 | 0 | 0 | 0
Coal | 577.93 | 564.94 | 529.22 | 530.09 | 613.17 | 699.95
Geo | 0 | 0 | 0.02 | 0.02 | 0.02 | 0.02
H | 0 | 0 | 0 | 0 | 0 | 0
LFG | 0.15 | 0.15 | 0.15 | 3.26 | 3.26 | 3.26
Nuc | 0 | 0 | 0 | 0 | 0 | 0
PS | 0 | 0 | 0 | 0 | 0 | 0
PV | 0 | 0 | 0 | 0 | 0 | 0
PeakG | 0.04 | 0.14 | 0 | 0.39 | 0.06 | 0.16
PeakO | 0 | 0 | 0 | 0 | 0 | 0
ST | 0 | 0 | 0 | 0 | 0 | 0
STOG | 0 | 0 | 0 | 0 | 0 | 0
STWD | 0 | 0 | 0 | 0 | 0 | 0
WT | 0.01 | 0.01 | 0.01 | 0.01 | 0.01 | 0.01
IGCC | 0 | 0 | 0 | 0 | 0 | 0
DemandResponse | 0 | 0 | 0 | 0 | 0 | 0
IGCC-CCS | 0 | 0 | 0 | 0 | 0 | 0
WT_off | 0 | 0 | 0 | 0 | 0 | 0
PseudoUnit | 0 | 0 | 0 | 0 | 0 | 0
FixedInterchange | 0 | 0 | 0 | 0 | 0 | 0
Total Fuel Consumption by Reporting Type: SP15
ReportingType | 2015 | 2020 | 2025 | 2030 | 2035 | 2040
BM | 0.58 | 0.58 | 0.58 | 0.58 | 0.42 | 0.36
CC | 170.39 | 173.96 | 153.88 | 135.9 | 126.27 | 67.55
CSP | 0 | 0 | 0 | 0 | 0 | 0
CT | 0 | 0 | 0 | 0 | 0 | 0
Coal | 8.42 | 8.42 | 8.42 | 7.46 | 0 | 0
Geo | 0.01 | 0.02 | 0.02 | 0.02 | 0.02 | 0.02
H | 0 | 0 | 0 | 0 | 0 | 0
LFG | 0.99 | 60.8 | 60.8 | 60.8 | 60.8 | 60.8
Nuc | 173.28 | 173.28 | 173.28 | 173.28 | 173.28 | 173.28
PS | 0 | 0 | 0 | 0 | 0 | 0
PV | 0 | 0 | 0 | 0 | 0 | 0
PeakG | 0 | 0 | 0 | 0 | 0.04 | 0
PeakO | 0 | 0 | 0 | 0 | 0 | 0
ST | 0 | 0 | 0 | 0 | 0 | 0
STOG | 2.31 | 3.63 | 2.43 | 4.15 | 8.34 | 5.06
STWD | 9.59 | 9.59 | 9.59 | 9.59 | 9.59 | 9.59
WT | 0.01 | 0.01 | 0.01 | 0.01 | 0.01 | 0.01
IGCC | 0 | 0 | 0 | 0 | 0 | 0
DemandResponse | 0 | 0 | 0 | 0 | 0 | 0
IGCC-CCS | 0 | 0 | 0 | 0 | 0 | 0
WT_off | 0 | 0 | 0 | 0 | 0 | 0
PseudoUnit | 0 | 0 | 0 | 0 | 0 | 0
FixedInterchange | 0 | 0 | 0 | 0 | 0 | 0
Total Fuel Consumption by Reporting Type: ALB
ReportingType | 2015 | 2020 | 2025 | 2030 | 2035 | 2040
BM | 0 | 0 | 0 | 0 | 0 | 0
CC | 139.49 | 163.99 | 205.27 | 235.57 | 271.96 | 295.64
CSP | 0 | 0 | 0 | 0 | 0 | 0
CT | 0 | 0 | 0 | 0 | 0 | 0
Coal | 470.15 | 470.15 | 470.15 | 470.15 | 470.15 | 470.15
Geo | 0 | 0 | 0 | 0 | 0 | 0
H | 0 | 0 | 0 | 0 | 0 | 0
LFG | 0 | 0 | 0 | 0 | 0 | 0
Nuc | 0 | 0 | 0 | 0 | 0 | 0
PS | 0 | 0 | 0 | 0 | 0 | 0
PV | 0 | 0 | 0 | 0 | 0 | 0
PeakG | 0 | 0 | 0 | 0 | 0 | 0
PeakO | 0 | 0 | 0 | 0 | 0 | 0
ST | 0 | 0 | 0 | 0 | 0 | 0
STOG | 0 | 0 | 0 | 0 | 0 | 0
STWD | 0 | 0 | 0 | 0 | 0 | 0
WT | 0 | 0 | 0 | 0 | 0 | 0
IGCC | 0 | 0 | 0 | 0 | 0 | 0
DemandResponse | 0 | 0 | 0 | 0 | 0 | 0
IGCC-CCS | 0 | 0 | 0 | 0 | 0 | 0
WT_off | 0 | 0 | 0 | 0 | 0 | 0
PseudoUnit | 0 | 0 | 0 | 0 | 0 | 0
FixedInterchange | 0 | 0 | 0 | 0 | 0 | 0
Total Fuel Consumption by Reporting Type: BC
ReportingType | 2015 | 2020 | 2025 | 2030 | 2035 | 2040
BM | 0 | 0 | 0 | 0 | 0 | 0
CC | 68.76 | 77.26 | 102.43 | 135.4 | 166.42 | 199.71
CSP | 0 | 0 | 0 | 0 | 0 | 0
CT | 0 | 0 | 0 | 0 | 0 | 0
Coal | 0 | 0 | 0 | 0 | 0 | 0
Geo | 0 | 0 | 0 | 0 | 0 | 0
H | 0 | 0 | 0 | 0 | 0 | 0
LFG | 0 | 0 | 0 | 0 | 0 | 0
Nuc | 0 | 0 | 0 | 0 | 0 | 0
PS | 0 | 0 | 0 | 0 | 0 | 0
PV | 0 | 0 | 0 | 0 | 0 | 0
PeakG | 0 | 0 | 0 | 0 | 0 | 0
PeakO | 0 | 0 | 0 | 0 | 0 | 0
ST | 0 | 0 | 0 | 0 | 0 | 0
STOG | 0 | 0 | 0 | 0 | 0 | 0
STWD | 0 | 0 | 0 | 0 | 0 | 0
WT | 0 | 0 | 0 | 0 | 0 | 0
IGCC | 0 | 0 | 0 | 0 | 0 | 0
DemandResponse | 0 | 0 | 0 | 0 | 0 | 0
IGCC-CCS | 0 | 0 | 0 | 0 | 0 | 0
WT_off | 0 | 0 | 0 | 0 | 0 | 0
PseudoUnit | 0 | 0 | 0 | 0 | 0 | 0
FixedInterchange | 0 | 0 | 0 | 0 | 0 | 0
Total Fuel Consumption by Reporting Type: HQ_IESO
ReportingType | 2015 | 2020 | 2025 | 2030 | 2035 | 2040
BM | 0 | 0 | 0 | 0 | 0 | 0
CC | 0 | 0 | 0 | 0 | 0 | 0
CSP | 0 | 0 | 0 | 0 | 0 | 0
CT | 0 | 0 | 0 | 0 | 0 | 0
Coal | 0 | 0 | 0 | 0 | 0 | 0
Geo | 0 | 0 | 0 | 0 | 0 | 0
H | 0 | 0 | 0 | 0 | 0 | 0
LFG | 0 | 0 | 0 | 0 | 0 | 0
Nuc | 0 | 0 | 0 | 0 | 0 | 0
PS | 0 | 0 | 0 | 0 | 0 | 0
PV | 0 | 0 | 0 | 0 | 0 | 0
PeakG | 0 | 0 | 0 | 0 | 0 | 0
PeakO | 0 | 0 | 0 | 0 | 0 | 0
ST | 0 | 0 | 0 | 0 | 0 | 0
STOG | 0 | 0 | 0 | 0 | 0 | 0
STWD | 0 | 0 | 0 | 0 | 0 | 0
WT | 0 | 0 | 0 | 0 | 0 | 0
IGCC | 0 | 0 | 0 | 0 | 0 | 0
DemandResponse | 0 | 0 | 0 | 0 | 0 | 0
IGCC-CCS | 0 | 0 | 0 | 0 | 0 | 0
WT_off | 0 | 0 | 0 | 0 | 0 | 0
PseudoUnit | 0 | 0 | 0 | 0 | 0 | 0
FixedInterchange | 0 | 0 | 0 | 0 | 0 | 0
Total Fuel Consumption by Reporting Type: HQ_NEISO
ReportingType | 2015 | 2020 | 2025 | 2030 | 2035 | 2040
BM | 0 | 0 | 0 | 0 | 0 | 0
CC | 0 | 0 | 0 | 0 | 0 | 0
CSP | 0 | 0 | 0 | 0 | 0 | 0
CT | 0 | 0 | 0 | 0 | 0 | 0
Coal | 0 | 0 | 0 | 0 | 0 | 0
Geo | 0 | 0 | 0 | 0 | 0 | 0
H | 0 | 0 | 0 | 0 | 0 | 0
LFG | 0 | 0 | 0 | 0 | 0 | 0
Nuc | 0 | 0 | 0 | 0 | 0 | 0
PS | 0 | 0 | 0 | 0 | 0 | 0
PV | 0 | 0 | 0 | 0 | 0 | 0
PeakG | 0 | 0 | 0 | 0 | 0 | 0
PeakO | 0 | 0 | 0 | 0 | 0 | 0
ST | 0 | 0 | 0 | 0 | 0 | 0
STOG | 0 | 0 | 0 | 0 | 0 | 0
STWD | 0 | 0 | 0 | 0 | 0 | 0
WT | 0 | 0 | 0 | 0 | 0 | 0
IGCC | 0 | 0 | 0 | 0 | 0 | 0
DemandResponse | 0 | 0 | 0 | 0 | 0 | 0
IGCC-CCS | 0 | 0 | 0 | 0 | 0 | 0
WT_off | 0 | 0 | 0 | 0 | 0 | 0
PseudoUnit | 0 | 0 | 0 | 0.01 | 0.01 | 0.01
FixedInterchange | 0.02 | 0.02 | 0.02 | 0.02 | 0.02 | 0.02
Total Fuel Consumption by Reporting Type: HQ_NY
ReportingType | 2015 | 2020 | 2025 | 2030 | 2035 | 2040
BM | 0 | 0 | 0 | 0 | 0 | 0
CC | 0 | 0 | 0 | 0 | 0 | 0
CSP | 0 | 0 | 0 | 0 | 0 | 0
CT | 0 | 0 | 0 | 0 | 0 | 0
Coal | 0 | 0 | 0 | 0 | 0 | 0
Geo | 0 | 0 | 0 | 0 | 0 | 0
H | 0 | 0 | 0 | 0 | 0 | 0
LFG | 0 | 0 | 0 | 0 | 0 | 0
Nuc | 0 | 0 | 0 | 0 | 0 | 0
PS | 0 | 0 | 0 | 0 | 0 | 0
PV | 0 | 0 | 0 | 0 | 0 | 0
PeakG | 0 | 0 | 0 | 0 | 0 | 0
PeakO | 0 | 0 | 0 | 0 | 0 | 0
ST | 0 | 0 | 0 | 0 | 0 | 0
STOG | 0 | 0 | 0 | 0 | 0 | 0
STWD | 0 | 0 | 0 | 0 | 0 | 0
WT | 0 | 0 | 0 | 0 | 0 | 0
IGCC | 0 | 0 | 0 | 0 | 0 | 0
DemandResponse | 0 | 0 | 0 | 0 | 0 | 0
IGCC-CCS | 0 | 0 | 0 | 0 | 0 | 0
WT_off | 0 | 0 | 0 | 0 | 0 | 0
PseudoUnit | 0 | 0.01 | 0.01 | 0.01 | 0.01 | 0.01
FixedInterchange | 0.01 | 0.01 | 0.01 | 0.01 | 0.01 | 0.01
Total Fuel Consumption by Reporting Type: MARITIMES
ReportingType | 2015 | 2020 | 2025 | 2030 | 2035 | 2040
BM | 0 | 0 | 0 | 0 | 0 | 0
CC | 0 | 0 | 0 | 0 | 0 | 0
CSP | 0 | 0 | 0 | 0 | 0 | 0
CT | 0 | 0 | 0 | 0 | 0 | 0
Coal | 0 | 0 | 0 | 0 | 0 | 0
Geo | 0 | 0 | 0 | 0 | 0 | 0
H | 0 | 0 | 0 | 0 | 0 | 0
LFG | 0 | 0 | 0 | 0 | 0 | 0
Nuc | 0 | 0 | 0 | 0 | 0 | 0
PS | 0 | 0 | 0 | 0 | 0 | 0
PV | 0 | 0 | 0 | 0 | 0 | 0
PeakG | 0 | 0 | 0 | 0 | 0 | 0
PeakO | 0 | 0 | 0 | 0 | 0 | 0
ST | 0 | 0 | 0 | 0 | 0 | 0
STOG | 0 | 0 | 0 | 0 | 0 | 0
STWD | 0 | 0 | 0 | 0 | 0 | 0
WT | 0 | 0 | 0 | 0 | 0 | 0
IGCC | 0 | 0 | 0 | 0 | 0 | 0
DemandResponse | 0 | 0 | 0 | 0 | 0 | 0
IGCC-CCS | 0 | 0 | 0 | 0 | 0 | 0
WT_off | 0 | 0 | 0 | 0 | 0 | 0
PseudoUnit | 0 | 0 | 0 | 0 | 0 | 0
FixedInterchange | 0.01 | 0.01 | 0.01 | 0.01 | 0.01 | 0.01
Total Fuel Consumption by Reporting Type: All
ReportingType | 2015 | 2020 | 2025 | 2030 | 2035 | 2040
BM | 25.27 | 83.13 | 129.05 | 320.07 | 338.97 | 348.79
CC | 7687.29 | 8151.45 | 7142.07 | 6506.68 | 8234.85 | 9186.35
CSP | 0 | 0 | 0 | 0 | 0 | 0
CT | 6 | 20.17 | 26.14 | 17.24 | 70.94 | 93.1
Coal | 18427.53 | 16776.41 | 16453.87 | 15992.72 | 17105.66 | 18728.98
Geo | 0.02 | 0.04 | 0.07 | 0.07 | 0.07 | 0.07
H | 0 | 0.01 | 0.02 | 0.04 | 0.04 | 0.04
LFG | 20.69 | 230.83 | 468.63 | 546.48 | 546.54 | 546.54
Nuc | 9611.91 | 9929.34 | 9929.34 | 9808.23 | 7627.79 | 6006.59
PS | 0 | 0 | 0 | 0 | 0 | 0
PV | 0 | 0.01 | 0.01 | 0.01 | 0.01 | 0.01
PeakG | 36.29 | 49.26 | 56.69 | 51.75 | 62.08 | 57.37
PeakO | 0 | 0 | 0 | 0 | 0 | 0
ST | 0 | 0.01 | 0.01 | 0.01 | 0.01 | 0.01
STOG | 168.75 | 188.55 | 169.86 | 138.47 | 161.03 | 154.3
STWD | 132.32 | 220.9 | 188.49 | 238.26 | 245.36 | 241.02
WT | 0.18 | 0.32 | 0.6 | 0.87 | 0.91 | 0.96
IGCC | 40.45 | 40.45 | 40.45 | 40.45 | 40.45 | 40.45
DemandResponse | 0 | 0 | 0 | 0 | 0 | 0
IGCC-CCS | 0 | 0 | 0 | 0 | 0 | 0
WT_off | 0 | 0 | 0.01 | 0.01 | 0 | 0
PseudoUnit | 0 | 0.01 | 0.02 | 0.03 | 0.03 | 0.03
FixedInterchange | 0.04 | 0.04 | 0.04 | 0.04 | 0.04 | 0.04
Total Fuel Consumption by Reporting Type: EI_US
ReportingType | 2015 | 2020 | 2025 | 2030 | 2035 | 2040
BM | 24.69 | 80.55 | 127.19 | 140.33 | 153.16 | 151.74
CC | 4858.5 | 5240.57 | 4485.59 | 3634.78 | 5083.73 | 6014.35
CSP | 0 | 0 | 0 | 0 | 0 | 0
CT | 6 | 20.17 | 24.58 | 14.19 | 70.94 | 93.1
Coal | 14300.37 | 12571.13 | 12225.37 | 11746.04 | 12621.08 | 13464.4
Geo | 0 | 0 | 0 | 0 | 0 | 0
H | 0 | 0 | 0.01 | 0.01 | 0.01 | 0.01
LFG | 15.24 | 104.79 | 275.7 | 346.39 | 346.39 | 346.39
Nuc | 7357.09 | 7674.53 | 7674.53 | 7553.42 | 5457.23 | 3961.98
PS | 0 | 0 | 0 | 0 | 0 | 0
PV | 0 | 0 | 0.01 | 0.01 | 0.01 | 0.01
PeakG | 36.2 | 49.12 | 53.83 | 46.51 | 56.26 | 57.16
PeakO | 0 | 0 | 0 | 0 | 0 | 0
ST | 0 | 0 | 0 | 0 | 0 | 0
STOG | 112.9 | 127.89 | 113.42 | 86.78 | 107.34 | 108.05
STWD | 83.51 | 171.14 | 125.8 | 158.25 | 165.36 | 161.02
WT | 0.11 | 0.23 | 0.45 | 0.7 | 0.74 | 0.78
IGCC | 40.45 | 40.45 | 40.45 | 40.45 | 40.45 | 40.45
DemandResponse | 0 | 0 | 0 | 0 | 0 | 0
IGCC-CCS | 0 | 0 | 0 | 0 | 0 | 0
WT_off | 0 | 0 | 0.01 | 0.01 | 0 | 0
PseudoUnit | 0 | 0.01 | 0.02 | 0.03 | 0.03 | 0.03
FixedInterchange | 0.03 | 0.03 | 0.03 | 0.03 | 0.03 | 0.03
Total Fuel Consumption by Reporting Type: EI_Canada
ReportingType | 2015 | 2020 | 2025 | 2030 | 2035 | 2040
BM | 0 | 0 | 0 | 0 | 0 | 0
CC | 25.21 | 31.77 | 19.75 | 13.07 | 46.58 | 134.5
CSP | 0 | 0 | 0 | 0 | 0 | 0
CT | 0 | 0 | 0 | 0 | 0 | 0
Coal | 3.58 | 5.53 | 0.25 | 0 | 0 | 0
Geo | 0 | 0 | 0 | 0 | 0 | 0
H | 0 | 0 | 0.01 | 0.03 | 0.03 | 0.03
LFG | 1.56 | 1.56 | 1.56 | 1.56 | 1.61 | 1.61
Nuc | 1064.72 | 1064.72 | 1064.72 | 1064.72 | 980.48 | 854.53
PS | 0 | 0 | 0 | 0 | 0 | 0
PV | 0 | 0 | 0 | 0 | 0 | 0
PeakG | 0.05 | 0 | 0 | 0 | 0 | 0
PeakO | 0 | 0 | 0 | 0 | 0 | 0
ST | 0 | 0 | 0 | 0 | 0 | 0
STOG | 0.01 | 0 | 0 | 0 | 0 | 0
STWD | 0 | 0 | 0 | 0 | 0 | 0
WT | 0.01 | 0.01 | 0.01 | 0.01 | 0 | 0
IGCC | 0 | 0 | 0 | 0 | 0 | 0
DemandResponse | 0 | 0 | 0 | 0 | 0 | 0
IGCC-CCS | 0 | 0 | 0 | 0 | 0 | 0
WT_off | 0 | 0 | 0 | 0 | 0 | 0
PseudoUnit | 0 | 0 | 0 | 0 | 0 | 0
FixedInterchange | 0 | 0 | 0 | 0 | 0 | 0
Total Fuel Consumption by Reporting Type: EI
ReportingType | 2015 | 2020 | 2025 | 2030 | 2035 | 2040
BM | 24.69 | 80.55 | 127.19 | 140.33 | 153.16 | 151.74
CC | 4883.7 | 5272.34 | 4505.34 | 3647.85 | 5130.31 | 6148.85
CSP | 0 | 0 | 0 | 0 | 0 | 0
CT | 6 | 20.17 | 24.58 | 14.19 | 70.94 | 93.1
Coal | 14303.95 | 12576.66 | 12225.62 | 11746.04 | 12621.08 | 13464.4
Geo | 0 | 0 | 0 | 0 | 0 | 0
H | 0 | 0.01 | 0.02 | 0.04 | 0.04 | 0.04
LFG | 16.8 | 106.35 | 277.26 | 347.95 | 348.01 | 348.01
Nuc | 8421.82 | 8739.25 | 8739.25 | 8618.15 | 6437.71 | 4816.5
PS | 0 | 0 | 0 | 0 | 0 | 0
PV | 0 | 0 | 0.01 | 0.01 | 0.01 | 0.01
PeakG | 36.25 | 49.12 | 53.83 | 46.51 | 56.26 | 57.16
PeakO | 0 | 0 | 0 | 0 | 0 | 0
ST | 0 | 0 | 0 | 0 | 0 | 0
STOG | 112.92 | 127.89 | 113.42 | 86.78 | 107.34 | 108.05
STWD | 83.51 | 171.14 | 125.8 | 158.25 | 165.36 | 161.02
WT | 0.12 | 0.24 | 0.46 | 0.71 | 0.75 | 0.79
IGCC | 40.45 | 40.45 | 40.45 | 40.45 | 40.45 | 40.45
DemandResponse | 0 | 0 | 0 | 0 | 0 | 0
IGCC-CCS | 0 | 0 | 0 | 0 | 0 | 0
WT_off | 0 | 0 | 0.01 | 0.01 | 0 | 0
PseudoUnit | 0 | 0.01 | 0.02 | 0.03 | 0.03 | 0.03
FixedInterchange | 0.04 | 0.04 | 0.04 | 0.04 | 0.04 | 0.04
Total Fuel Consumption by Reporting Type: Outside_EI
ReportingType | 2015 | 2020 | 2025 | 2030 | 2035 | 2040
BM | 0.58 | 2.59 | 1.86 | 179.74 | 185.81 | 197.05
CC | 2803.59 | 2879.11 | 2636.74 | 2858.83 | 3104.54 | 3037.51
CSP | 0 | 0 | 0 | 0 | 0 | 0
CT | 0 | 0 | 1.56 | 3.05 | 0 | 0
Coal | 4123.58 | 4199.75 | 4228.25 | 4246.68 | 4484.58 | 5264.58
Geo | 0.02 | 0.04 | 0.07 | 0.07 | 0.07 | 0.07
H | 0 | 0 | 0 | 0 | 0 | 0
LFG | 3.89 | 124.49 | 191.37 | 198.53 | 198.53 | 198.53
Nuc | 1190.09 | 1190.09 | 1190.09 | 1190.09 | 1190.09 | 1190.09
PS | 0 | 0 | 0 | 0 | 0 | 0
PV | 0 | 0 | 0 | 0 | 0 | 0
PeakG | 0.04 | 0.14 | 2.85 | 5.24 | 5.82 | 0.21
PeakO | 0 | 0 | 0 | 0 | 0 | 0
ST | 0 | 0.01 | 0.01 | 0.01 | 0.01 | 0.01
STOG | 55.83 | 60.65 | 56.44 | 51.69 | 53.69 | 46.25
STWD | 48.8 | 49.77 | 62.68 | 80.01 | 80.01 | 80
WT | 0.06 | 0.09 | 0.14 | 0.16 | 0.17 | 0.17
IGCC | 0 | 0 | 0 | 0 | 0 | 0
DemandResponse | 0 | 0 | 0 | 0 | 0 | 0
IGCC-CCS | 0 | 0 | 0 | 0 | 0 | 0
WT_off | 0 | 0 | 0 | 0 | 0 | 0
PseudoUnit | 0 | 0 | 0 | 0 | 0 | 0
FixedInterchange | 0 | 0 | 0 | 0 | 0 | 0
#5 | Annual Emmission Levels
SO2 Emissions (MMshortTons): Entergy
ReportingType | 2015 | 2020 | 2025 | 2030 | 2035 | 2040
BM | 0 | 0 | 0 | 0 | 0 | 0
CC | 0 | 0 | 0 | 0 | 0 | 0
CSP | 0 | 0 | 0 | 0 | 0 | 0
CT | 0 | 0 | 0 | 0 | 0 | 0
Coal | 0.38 | 0.09 | 0.08 | 0.07 | 0.12 | 0.16
Geo | 0 | 0 | 0 | 0 | 0 | 0
H | 0 | 0 | 0 | 0 | 0 | 0
LFG | 0 | 0 | 0 | 0 | 0 | 0
Nuc | 0 | 0 | 0 | 0 | 0 | 0
PS | 0 | 0 | 0 | 0 | 0 | 0
PV | 0 | 0 | 0 | 0 | 0 | 0
PeakG | 0 | 0 | 0 | 0 | 0 | 0
PeakO | 0 | 0 | 0 | 0 | 0 | 0
ST | 0 | 0 | 0 | 0 | 0 | 0
STOG | 0 | 0 | 0 | 0 | 0 | 0
STWD | 0 | 0 | 0 | 0 | 0 | 0
WT | 0 | 0 | 0 | 0 | 0 | 0
IGCC | 0 | 0 | 0 | 0 | 0 | 0
DemandResponse | 0 | 0 | 0 | 0 | 0 | 0
IGCC-CCS | 0 | 0 | 0 | 0 | 0 | 0
WT_off | 0 | 0 | 0 | 0 | 0 | 0
PseudoUnit | 0 | 0 | 0 | 0 | 0 | 0
FixedInterchange | 0 | 0 | 0 | 0 | 0 | 0
SO2 Emissions (MMshortTons): FRCC
ReportingType | 2015 | 2020 | 2025 | 2030 | 2035 | 2040
BM | 0 | 0 | 0 | 0 | 0 | 0
CC | 0 | 0 | 0 | 0 | 0 | 0
CSP | 0 | 0 | 0 | 0 | 0 | 0
CT | 0 | 0 | 0 | 0 | 0 | 0
Coal | 0.07 | 0.03 | 0.03 | 0.03 | 0.04 | 0.04
Geo | 0 | 0 | 0 | 0 | 0 | 0
H | 0 | 0 | 0 | 0 | 0 | 0
LFG | 0 | 0 | 0 | 0 | 0 | 0
Nuc | 0 | 0 | 0 | 0 | 0 | 0
PS | 0 | 0 | 0 | 0 | 0 | 0
PV | 0 | 0 | 0 | 0 | 0 | 0
PeakG | 0 | 0 | 0 | 0 | 0 | 0
PeakO | 0 | 0 | 0 | 0 | 0 | 0
ST | 0 | 0 | 0 | 0 | 0 | 0
STOG | 0 | 0 | 0 | 0 | 0 | 0
STWD | 0 | 0 | 0 | 0 | 0 | 0
WT | 0 | 0 | 0 | 0 | 0 | 0
IGCC | 0 | 0 | 0 | 0 | 0 | 0
DemandResponse | 0 | 0 | 0 | 0 | 0 | 0
IGCC-CCS | 0 | 0 | 0 | 0 | 0 | 0
WT_off | 0 | 0 | 0 | 0 | 0 | 0
PseudoUnit | 0 | 0 | 0 | 0 | 0 | 0
FixedInterchange | 0 | 0 | 0 | 0 | 0 | 0
SO2 Emissions (MMshortTons): MAPP_US
ReportingType | 2015 | 2020 | 2025 | 2030 | 2035 | 2040
BM | 0 | 0 | 0 | 0 | 0 | 0
CC | 0 | 0 | 0 | 0 | 0 | 0
CSP | 0 | 0 | 0 | 0 | 0 | 0
CT | 0 | 0 | 0 | 0 | 0 | 0
Coal | 0.04 | 0.01 | 0.01 | 0.01 | 0.01 | 0.01
Geo | 0 | 0 | 0 | 0 | 0 | 0
H | 0 | 0 | 0 | 0 | 0 | 0
LFG | 0 | 0 | 0 | 0 | 0 | 0
Nuc | 0 | 0 | 0 | 0 | 0 | 0
PS | 0 | 0 | 0 | 0 | 0 | 0
PV | 0 | 0 | 0 | 0 | 0 | 0
PeakG | 0 | 0 | 0 | 0 | 0 | 0
PeakO | 0 | 0 | 0 | 0 | 0 | 0
ST | 0 | 0 | 0 | 0 | 0 | 0
STOG | 0 | 0 | 0 | 0 | 0 | 0
STWD | 0 | 0 | 0 | 0 | 0 | 0
WT | 0 | 0 | 0 | 0 | 0 | 0
IGCC | 0 | 0 | 0 | 0 | 0 | 0
DemandResponse | 0 | 0 | 0 | 0 | 0 | 0
IGCC-CCS | 0 | 0 | 0 | 0 | 0 | 0
WT_off | 0 | 0 | 0 | 0 | 0 | 0
PseudoUnit | 0 | 0 | 0 | 0 | 0 | 0
FixedInterchange | 0 | 0 | 0 | 0 | 0 | 0
SO2 Emissions (MMshortTons): MISO_IN
ReportingType | 2015 | 2020 | 2025 | 2030 | 2035 | 2040
BM | 0 | 0 | 0 | 0 | 0 | 0
CC | 0 | 0 | 0 | 0 | 0 | 0
CSP | 0 | 0 | 0 | 0 | 0 | 0
CT | 0 | 0 | 0 | 0 | 0 | 0
Coal | 0.26 | 0.14 | 0.15 | 0.13 | 0.16 | 0.16
Geo | 0 | 0 | 0 | 0 | 0 | 0
H | 0 | 0 | 0 | 0 | 0 | 0
LFG | 0 | 0 | 0 | 0 | 0 | 0
Nuc | 0 | 0 | 0 | 0 | 0 | 0
PS | 0 | 0 | 0 | 0 | 0 | 0
PV | 0 | 0 | 0 | 0 | 0 | 0
PeakG | 0 | 0 | 0 | 0 | 0 | 0
PeakO | 0 | 0 | 0 | 0 | 0 | 0
ST | 0 | 0 | 0 | 0 | 0 | 0
STOG | 0 | 0 | 0 | 0 | 0 | 0
STWD | 0 | 0 | 0 | 0 | 0 | 0
WT | 0 | 0 | 0 | 0 | 0 | 0
IGCC | 0 | 0 | 0 | 0 | 0 | 0
DemandResponse | 0 | 0 | 0 | 0 | 0 | 0
IGCC-CCS | 0 | 0 | 0 | 0 | 0 | 0
WT_off | 0 | 0 | 0 | 0 | 0 | 0
PseudoUnit | 0 | 0 | 0 | 0 | 0 | 0
FixedInterchange | 0 | 0 | 0 | 0 | 0 | 0
SO2 Emissions (MMshortTons): MISO_MI
ReportingType | 2015 | 2020 | 2025 | 2030 | 2035 | 2040
BM | 0 | 0 | 0 | 0 | 0 | 0
CC | 0 | 0 | 0 | 0 | 0 | 0
CSP | 0 | 0 | 0 | 0 | 0 | 0
CT | 0 | 0 | 0 | 0 | 0 | 0
Coal | 0.22 | 0.02 | 0.02 | 0.02 | 0.02 | 0.02
Geo | 0 | 0 | 0 | 0 | 0 | 0
H | 0 | 0 | 0 | 0 | 0 | 0
LFG | 0 | 0 | 0 | 0 | 0 | 0
Nuc | 0 | 0 | 0 | 0 | 0 | 0
PS | 0 | 0 | 0 | 0 | 0 | 0
PV | 0 | 0 | 0 | 0 | 0 | 0
PeakG | 0 | 0 | 0 | 0 | 0 | 0
PeakO | 0 | 0 | 0 | 0 | 0 | 0
ST | 0 | 0 | 0 | 0 | 0 | 0
STOG | 0 | 0 | 0 | 0 | 0 | 0
STWD | 0 | 0 | 0 | 0 | 0 | 0
WT | 0 | 0 | 0 | 0 | 0 | 0
IGCC | 0 | 0 | 0 | 0 | 0 | 0
DemandResponse | 0 | 0 | 0 | 0 | 0 | 0
IGCC-CCS | 0 | 0 | 0 | 0 | 0 | 0
WT_off | 0 | 0 | 0 | 0 | 0 | 0
PseudoUnit | 0 | 0 | 0 | 0 | 0 | 0
FixedInterchange | 0 | 0 | 0 | 0 | 0 | 0
SO2 Emissions (MMshortTons): MISO_MO-IL
ReportingType | 2015 | 2020 | 2025 | 2030 | 2035 | 2040
BM | 0 | 0 | 0 | 0 | 0 | 0
CC | 0 | 0 | 0 | 0 | 0 | 0
CSP | 0 | 0 | 0 | 0 | 0 | 0
CT | 0 | 0 | 0 | 0 | 0 | 0
Coal | 0.45 | 0.12 | 0.11 | 0.1 | 0.18 | 0.21
Geo | 0 | 0 | 0 | 0 | 0 | 0
H | 0 | 0 | 0 | 0 | 0 | 0
LFG | 0 | 0 | 0 | 0 | 0 | 0
Nuc | 0 | 0 | 0 | 0 | 0 | 0
PS | 0 | 0 | 0 | 0 | 0 | 0
PV | 0 | 0 | 0 | 0 | 0 | 0
PeakG | 0 | 0 | 0 | 0 | 0 | 0
PeakO | 0 | 0 | 0 | 0 | 0 | 0
ST | 0 | 0 | 0 | 0 | 0 | 0
STOG | 0 | 0 | 0 | 0 | 0 | 0
STWD | 0 | 0 | 0 | 0 | 0 | 0
WT | 0 | 0 | 0 | 0 | 0 | 0
IGCC | 0 | 0 | 0 | 0 | 0 | 0
DemandResponse | 0 | 0 | 0 | 0 | 0 | 0
IGCC-CCS | 0 | 0 | 0 | 0 | 0 | 0
WT_off | 0 | 0 | 0 | 0 | 0 | 0
PseudoUnit | 0 | 0 | 0 | 0 | 0 | 0
FixedInterchange | 0 | 0 | 0 | 0 | 0 | 0
SO2 Emissions (MMshortTons): MISO_W
ReportingType | 2015 | 2020 | 2025 | 2030 | 2035 | 2040
BM | 0 | 0 | 0 | 0 | 0 | 0
CC | 0 | 0 | 0 | 0 | 0 | 0
CSP | 0 | 0 | 0 | 0 | 0 | 0
CT | 0 | 0 | 0 | 0 | 0 | 0
Coal | 0.26 | 0.06 | 0.06 | 0.04 | 0.05 | 0.05
Geo | 0 | 0 | 0 | 0 | 0 | 0
H | 0 | 0 | 0 | 0 | 0 | 0
LFG | 0 | 0 | 0 | 0 | 0 | 0
Nuc | 0 | 0 | 0 | 0 | 0 | 0
PS | 0 | 0 | 0 | 0 | 0 | 0
PV | 0 | 0 | 0 | 0 | 0 | 0
PeakG | 0 | 0 | 0 | 0 | 0 | 0
PeakO | 0 | 0 | 0 | 0 | 0 | 0
ST | 0 | 0 | 0 | 0 | 0 | 0
STOG | 0 | 0 | 0 | 0 | 0 | 0
STWD | 0 | 0 | 0 | 0 | 0 | 0
WT | 0 | 0 | 0 | 0 | 0 | 0
IGCC | 0 | 0 | 0 | 0 | 0 | 0
DemandResponse | 0 | 0 | 0 | 0 | 0 | 0
IGCC-CCS | 0 | 0 | 0 | 0 | 0 | 0
WT_off | 0 | 0 | 0 | 0 | 0 | 0
PseudoUnit | 0 | 0 | 0 | 0 | 0 | 0
FixedInterchange | 0 | 0 | 0 | 0 | 0 | 0
SO2 Emissions (MMshortTons): MISO_WUMS
ReportingType | 2015 | 2020 | 2025 | 2030 | 2035 | 2040
BM | 0 | 0 | 0 | 0 | 0 | 0
CC | 0 | 0 | 0 | 0 | 0 | 0
CSP | 0 | 0 | 0 | 0 | 0 | 0
CT | 0 | 0 | 0 | 0 | 0 | 0
Coal | 0.04 | 0.01 | 0.01 | 0.01 | 0.01 | 0.01
Geo | 0 | 0 | 0 | 0 | 0 | 0
H | 0 | 0 | 0 | 0 | 0 | 0
LFG | 0 | 0 | 0 | 0 | 0 | 0
Nuc | 0 | 0 | 0 | 0 | 0 | 0
PS | 0 | 0 | 0 | 0 | 0 | 0
PV | 0 | 0 | 0 | 0 | 0 | 0
PeakG | 0 | 0 | 0 | 0 | 0 | 0
PeakO | 0 | 0 | 0 | 0 | 0 | 0
ST | 0 | 0 | 0 | 0 | 0 | 0
STOG | 0 | 0 | 0 | 0 | 0 | 0
STWD | 0 | 0 | 0 | 0 | 0 | 0
WT | 0 | 0 | 0 | 0 | 0 | 0
IGCC | 0 | 0 | 0 | 0 | 0 | 0
DemandResponse | 0 | 0 | 0 | 0 | 0 | 0
IGCC-CCS | 0 | 0 | 0 | 0 | 0 | 0
WT_off | 0 | 0 | 0 | 0 | 0 | 0
PseudoUnit | 0 | 0 | 0 | 0 | 0 | 0
FixedInterchange | 0 | 0 | 0 | 0 | 0 | 0
SO2 Emissions (MMshortTons): Nebraska
ReportingType | 2015 | 2020 | 2025 | 2030 | 2035 | 2040
BM | 0 | 0 | 0 | 0 | 0 | 0
CC | 0 | 0 | 0 | 0 | 0 | 0
CSP | 0 | 0 | 0 | 0 | 0 | 0
CT | 0 | 0 | 0 | 0 | 0 | 0
Coal | 0.1 | 0.02 | 0.01 | 0.01 | 0.01 | 0.01
Geo | 0 | 0 | 0 | 0 | 0 | 0
H | 0 | 0 | 0 | 0 | 0 | 0
LFG | 0 | 0 | 0 | 0 | 0 | 0
Nuc | 0 | 0 | 0 | 0 | 0 | 0
PS | 0 | 0 | 0 | 0 | 0 | 0
PV | 0 | 0 | 0 | 0 | 0 | 0
PeakG | 0 | 0 | 0 | 0 | 0 | 0
PeakO | 0 | 0 | 0 | 0 | 0 | 0
ST | 0 | 0 | 0 | 0 | 0 | 0
STOG | 0 | 0 | 0 | 0 | 0 | 0
STWD | 0 | 0 | 0 | 0 | 0 | 0
WT | 0 | 0 | 0 | 0 | 0 | 0
IGCC | 0 | 0 | 0 | 0 | 0 | 0
DemandResponse | 0 | 0 | 0 | 0 | 0 | 0
IGCC-CCS | 0 | 0 | 0 | 0 | 0 | 0
WT_off | 0 | 0 | 0 | 0 | 0 | 0
PseudoUnit | 0 | 0 | 0 | 0 | 0 | 0
FixedInterchange | 0 | 0 | 0 | 0 | 0 | 0
SO2 Emissions (MMshortTons): NEISO
ReportingType | 2015 | 2020 | 2025 | 2030 | 2035 | 2040
BM | 0 | 0 | 0 | 0 | 0 | 0
CC | 0 | 0 | 0 | 0 | 0 | 0
CSP | 0 | 0 | 0 | 0 | 0 | 0
CT | 0 | 0 | 0 | 0 | 0 | 0
Coal | 0 | 0 | 0 | 0 | 0 | 0
Geo | 0 | 0 | 0 | 0 | 0 | 0
H | 0 | 0 | 0 | 0 | 0 | 0
LFG | 0 | 0 | 0 | 0 | 0 | 0
Nuc | 0 | 0 | 0 | 0 | 0 | 0
PS | 0 | 0 | 0 | 0 | 0 | 0
PV | 0 | 0 | 0 | 0 | 0 | 0
PeakG | 0 | 0 | 0 | 0 | 0 | 0
PeakO | 0 | 0 | 0 | 0 | 0 | 0
ST | 0 | 0 | 0 | 0 | 0 | 0
STOG | 0 | 0 | 0 | 0 | 0 | 0
STWD | 0 | 0 | 0 | 0 | 0 | 0
WT | 0 | 0 | 0 | 0 | 0 | 0
IGCC | 0 | 0 | 0 | 0 | 0 | 0
DemandResponse | 0 | 0 | 0 | 0 | 0 | 0
IGCC-CCS | 0 | 0 | 0 | 0 | 0 | 0
WT_off | 0 | 0 | 0 | 0 | 0 | 0
PseudoUnit | 0 | 0 | 0 | 0 | 0 | 0
FixedInterchange | 0 | 0 | 0 | 0 | 0 | 0
SO2 Emissions (MMshortTons): NonRTO_Midwest
ReportingType | 2015 | 2020 | 2025 | 2030 | 2035 | 2040
BM | 0 | 0 | 0 | 0 | 0 | 0
CC | 0 | 0 | 0 | 0 | 0 | 0
CSP | 0 | 0 | 0 | 0 | 0 | 0
CT | 0 | 0 | 0 | 0 | 0 | 0
Coal | 0.14 | 0.09 | 0.09 | 0.1 | 0.11 | 0.13
Geo | 0 | 0 | 0 | 0 | 0 | 0
H | 0 | 0 | 0 | 0 | 0 | 0
LFG | 0 | 0 | 0 | 0 | 0 | 0
Nuc | 0 | 0 | 0 | 0 | 0 | 0
PS | 0 | 0 | 0 | 0 | 0 | 0
PV | 0 | 0 | 0 | 0 | 0 | 0
PeakG | 0 | 0 | 0 | 0 | 0 | 0
PeakO | 0 | 0 | 0 | 0 | 0 | 0
ST | 0 | 0 | 0 | 0 | 0 | 0
STOG | 0 | 0 | 0 | 0 | 0 | 0
STWD | 0 | 0 | 0 | 0 | 0 | 0
WT | 0 | 0 | 0 | 0 | 0 | 0
IGCC | 0 | 0 | 0 | 0 | 0 | 0
DemandResponse | 0 | 0 | 0 | 0 | 0 | 0
IGCC-CCS | 0 | 0 | 0 | 0 | 0 | 0
WT_off | 0 | 0 | 0 | 0 | 0 | 0
PseudoUnit | 0 | 0 | 0 | 0 | 0 | 0
FixedInterchange | 0 | 0 | 0 | 0 | 0 | 0
SO2 Emissions (MMshortTons): NYISO_A-F
ReportingType | 2015 | 2020 | 2025 | 2030 | 2035 | 2040
BM | 0 | 0 | 0 | 0 | 0 | 0
CC | 0 | 0 | 0 | 0 | 0 | 0
CSP | 0 | 0 | 0 | 0 | 0 | 0
CT | 0 | 0 | 0 | 0 | 0 | 0
Coal | 0 | 0 | 0 | 0 | 0 | 0
Geo | 0 | 0 | 0 | 0 | 0 | 0
H | 0 | 0 | 0 | 0 | 0 | 0
LFG | 0 | 0 | 0 | 0 | 0 | 0
Nuc | 0 | 0 | 0 | 0 | 0 | 0
PS | 0 | 0 | 0 | 0 | 0 | 0
PV | 0 | 0 | 0 | 0 | 0 | 0
PeakG | 0 | 0 | 0 | 0 | 0 | 0
PeakO | 0 | 0 | 0 | 0 | 0 | 0
ST | 0 | 0 | 0 | 0 | 0 | 0
STOG | 0 | 0 | 0 | 0 | 0 | 0
STWD | 0 | 0 | 0 | 0 | 0 | 0
WT | 0 | 0 | 0 | 0 | 0 | 0
IGCC | 0 | 0 | 0 | 0 | 0 | 0
DemandResponse | 0 | 0 | 0 | 0 | 0 | 0
IGCC-CCS | 0 | 0 | 0 | 0 | 0 | 0
WT_off | 0 | 0 | 0 | 0 | 0 | 0
PseudoUnit | 0 | 0 | 0 | 0 | 0 | 0
FixedInterchange | 0 | 0 | 0 | 0 | 0 | 0
SO2 Emissions (MMshortTons): NYISO_G-I
ReportingType | 2015 | 2020 | 2025 | 2030 | 2035 | 2040
BM | 0 | 0 | 0 | 0 | 0 | 0
CC | 0 | 0 | 0 | 0 | 0 | 0
CSP | 0 | 0 | 0 | 0 | 0 | 0
CT | 0 | 0 | 0 | 0 | 0 | 0
Coal | 0 | 0 | 0 | 0 | 0 | 0
Geo | 0 | 0 | 0 | 0 | 0 | 0
H | 0 | 0 | 0 | 0 | 0 | 0
LFG | 0 | 0 | 0 | 0 | 0 | 0
Nuc | 0 | 0 | 0 | 0 | 0 | 0
PS | 0 | 0 | 0 | 0 | 0 | 0
PV | 0 | 0 | 0 | 0 | 0 | 0
PeakG | 0 | 0 | 0 | 0 | 0 | 0
PeakO | 0 | 0 | 0 | 0 | 0 | 0
ST | 0 | 0 | 0 | 0 | 0 | 0
STOG | 0 | 0 | 0 | 0 | 0 | 0
STWD | 0 | 0 | 0 | 0 | 0 | 0
WT | 0 | 0 | 0 | 0 | 0 | 0
IGCC | 0 | 0 | 0 | 0 | 0 | 0
DemandResponse | 0 | 0 | 0 | 0 | 0 | 0
IGCC-CCS | 0 | 0 | 0 | 0 | 0 | 0
WT_off | 0 | 0 | 0 | 0 | 0 | 0
PseudoUnit | 0 | 0 | 0 | 0 | 0 | 0
FixedInterchange | 0 | 0 | 0 | 0 | 0 | 0
SO2 Emissions (MMshortTons): NYISO_J-K
ReportingType | 2015 | 2020 | 2025 | 2030 | 2035 | 2040
BM | 0 | 0 | 0 | 0 | 0 | 0
CC | 0 | 0 | 0 | 0 | 0 | 0
CSP | 0 | 0 | 0 | 0 | 0 | 0
CT | 0 | 0 | 0 | 0 | 0 | 0
Coal | 0 | 0 | 0 | 0 | 0 | 0
Geo | 0 | 0 | 0 | 0 | 0 | 0
H | 0 | 0 | 0 | 0 | 0 | 0
LFG | 0 | 0 | 0 | 0 | 0 | 0
Nuc | 0 | 0 | 0 | 0 | 0 | 0
PS | 0 | 0 | 0 | 0 | 0 | 0
PV | 0 | 0 | 0 | 0 | 0 | 0
PeakG | 0 | 0 | 0 | 0 | 0 | 0
PeakO | 0 | 0 | 0 | 0 | 0 | 0
ST | 0 | 0 | 0 | 0 | 0 | 0
STOG | 0 | 0 | 0 | 0 | 0 | 0
STWD | 0 | 0 | 0 | 0 | 0 | 0
WT | 0 | 0 | 0 | 0 | 0 | 0
IGCC | 0 | 0 | 0 | 0 | 0 | 0
DemandResponse | 0 | 0 | 0 | 0 | 0 | 0
IGCC-CCS | 0 | 0 | 0 | 0 | 0 | 0
WT_off | 0 | 0 | 0 | 0 | 0 | 0
PseudoUnit | 0 | 0 | 0 | 0 | 0 | 0
FixedInterchange | 0 | 0 | 0 | 0 | 0 | 0
SO2 Emissions (MMshortTons): PJM_E
ReportingType | 2015 | 2020 | 2025 | 2030 | 2035 | 2040
BM | 0 | 0 | 0 | 0 | 0 | 0
CC | 0 | 0 | 0 | 0 | 0 | 0
CSP | 0 | 0 | 0 | 0 | 0 | 0
CT | 0 | 0 | 0 | 0 | 0 | 0
Coal | 0 | 0 | 0 | 0 | 0 | 0
Geo | 0 | 0 | 0 | 0 | 0 | 0
H | 0 | 0 | 0 | 0 | 0 | 0
LFG | 0 | 0 | 0 | 0 | 0 | 0
Nuc | 0 | 0 | 0 | 0 | 0 | 0
PS | 0 | 0 | 0 | 0 | 0 | 0
PV | 0 | 0 | 0 | 0 | 0 | 0
PeakG | 0 | 0 | 0 | 0 | 0 | 0
PeakO | 0 | 0 | 0 | 0 | 0 | 0
ST | 0 | 0 | 0 | 0 | 0 | 0
STOG | 0 | 0 | 0 | 0 | 0 | 0
STWD | 0 | 0 | 0 | 0 | 0 | 0
WT | 0 | 0 | 0 | 0 | 0 | 0
IGCC | 0 | 0 | 0 | 0 | 0 | 0
DemandResponse | 0 | 0 | 0 | 0 | 0 | 0
IGCC-CCS | 0 | 0 | 0 | 0 | 0 | 0
WT_off | 0 | 0 | 0 | 0 | 0 | 0
PseudoUnit | 0 | 0 | 0 | 0 | 0 | 0
FixedInterchange | 0 | 0 | 0 | 0 | 0 | 0
SO2 Emissions (MMshortTons): PJM_ROM
ReportingType | 2015 | 2020 | 2025 | 2030 | 2035 | 2040
BM | 0 | 0 | 0 | 0 | 0 | 0
CC | 0 | 0 | 0 | 0 | 0 | 0
CSP | 0 | 0 | 0 | 0 | 0 | 0
CT | 0 | 0 | 0 | 0 | 0 | 0
Coal | 0.13 | 0.06 | 0.06 | 0.06 | 0.06 | 0.06
Geo | 0 | 0 | 0 | 0 | 0 | 0
H | 0 | 0 | 0 | 0 | 0 | 0
LFG | 0 | 0 | 0 | 0 | 0 | 0
Nuc | 0 | 0 | 0 | 0 | 0 | 0
PS | 0 | 0 | 0 | 0 | 0 | 0
PV | 0 | 0 | 0 | 0 | 0 | 0
PeakG | 0 | 0 | 0 | 0 | 0 | 0
PeakO | 0 | 0 | 0 | 0 | 0 | 0
ST | 0 | 0 | 0 | 0 | 0 | 0
STOG | 0 | 0 | 0 | 0 | 0 | 0
STWD | 0 | 0 | 0 | 0 | 0 | 0
WT | 0 | 0 | 0 | 0 | 0 | 0
IGCC | 0 | 0 | 0 | 0 | 0 | 0
DemandResponse | 0 | 0 | 0 | 0 | 0 | 0
IGCC-CCS | 0 | 0 | 0 | 0 | 0 | 0
WT_off | 0 | 0 | 0 | 0 | 0 | 0
PseudoUnit | 0 | 0 | 0 | 0 | 0 | 0
FixedInterchange | 0 | 0 | 0 | 0 | 0 | 0
SO2 Emissions (MMshortTons): PJM_ROR
ReportingType | 2015 | 2020 | 2025 | 2030 | 2035 | 2040
BM | 0 | 0 | 0 | 0 | 0 | 0
CC | 0 | 0 | 0 | 0 | 0 | 0
CSP | 0 | 0 | 0 | 0 | 0 | 0
CT | 0 | 0 | 0 | 0 | 0 | 0
Coal | 1.32 | 0.27 | 0.28 | 0.29 | 0.29 | 0.29
Geo | 0 | 0 | 0 | 0 | 0 | 0
H | 0 | 0 | 0 | 0 | 0 | 0
LFG | 0 | 0 | 0 | 0 | 0 | 0
Nuc | 0 | 0 | 0 | 0 | 0 | 0
PS | 0 | 0 | 0 | 0 | 0 | 0
PV | 0 | 0 | 0 | 0 | 0 | 0
PeakG | 0 | 0 | 0 | 0 | 0 | 0
PeakO | 0 | 0 | 0 | 0 | 0 | 0
ST | 0 | 0 | 0 | 0 | 0 | 0
STOG | 0 | 0 | 0 | 0 | 0 | 0
STWD | 0 | 0 | 0 | 0 | 0 | 0
WT | 0 | 0 | 0 | 0 | 0 | 0
IGCC | 0 | 0 | 0 | 0 | 0 | 0
DemandResponse | 0 | 0 | 0 | 0 | 0 | 0
IGCC-CCS | 0 | 0 | 0 | 0 | 0 | 0
WT_off | 0 | 0 | 0 | 0 | 0 | 0
PseudoUnit | 0 | 0 | 0 | 0 | 0 | 0
FixedInterchange | 0 | 0 | 0 | 0 | 0 | 0
SO2 Emissions (MMshortTons): SOCO
ReportingType | 2015 | 2020 | 2025 | 2030 | 2035 | 2040
BM | 0 | 0 | 0 | 0 | 0 | 0
CC | 0 | 0 | 0 | 0 | 0 | 0
CSP | 0 | 0 | 0 | 0 | 0 | 0
CT | 0 | 0 | 0 | 0 | 0 | 0
Coal | 0.37 | 0.17 | 0.2 | 0.2 | 0.2 | 0.21
Geo | 0 | 0 | 0 | 0 | 0 | 0
H | 0 | 0 | 0 | 0 | 0 | 0
LFG | 0 | 0 | 0 | 0 | 0 | 0
Nuc | 0 | 0 | 0 | 0 | 0 | 0
PS | 0 | 0 | 0 | 0 | 0 | 0
PV | 0 | 0 | 0 | 0 | 0 | 0
PeakG | 0 | 0 | 0 | 0 | 0 | 0
PeakO | 0 | 0 | 0 | 0 | 0 | 0
ST | 0 | 0 | 0 | 0 | 0 | 0
STOG | 0 | 0 | 0 | 0 | 0 | 0
STWD | 0 | 0 | 0 | 0 | 0 | 0
WT | 0 | 0 | 0 | 0 | 0 | 0
IGCC | 0 | 0 | 0 | 0 | 0 | 0
DemandResponse | 0 | 0 | 0 | 0 | 0 | 0
IGCC-CCS | 0 | 0 | 0 | 0 | 0 | 0
WT_off | 0 | 0 | 0 | 0 | 0 | 0
PseudoUnit | 0 | 0 | 0 | 0 | 0 | 0
FixedInterchange | 0 | 0 | 0 | 0 | 0 | 0
SO2 Emissions (MMshortTons): SPP_N
ReportingType | 2015 | 2020 | 2025 | 2030 | 2035 | 2040
BM | 0 | 0 | 0 | 0 | 0 | 0
CC | 0 | 0 | 0 | 0 | 0 | 0
CSP | 0 | 0 | 0 | 0 | 0 | 0
CT | 0 | 0 | 0 | 0 | 0 | 0
Coal | 0.08 | 0.03 | 0.02 | 0.01 | 0.01 | 0.01
Geo | 0 | 0 | 0 | 0 | 0 | 0
H | 0 | 0 | 0 | 0 | 0 | 0
LFG | 0 | 0 | 0 | 0 | 0 | 0
Nuc | 0 | 0 | 0 | 0 | 0 | 0
PS | 0 | 0 | 0 | 0 | 0 | 0
PV | 0 | 0 | 0 | 0 | 0 | 0
PeakG | 0 | 0 | 0 | 0 | 0 | 0
PeakO | 0 | 0 | 0 | 0 | 0 | 0
ST | 0 | 0 | 0 | 0 | 0 | 0
STOG | 0 | 0 | 0 | 0 | 0 | 0
STWD | 0 | 0 | 0 | 0 | 0 | 0
WT | 0 | 0 | 0 | 0 | 0 | 0
IGCC | 0 | 0 | 0 | 0 | 0 | 0
DemandResponse | 0 | 0 | 0 | 0 | 0 | 0
IGCC-CCS | 0 | 0 | 0 | 0 | 0 | 0
WT_off | 0 | 0 | 0 | 0 | 0 | 0
PseudoUnit | 0 | 0 | 0 | 0 | 0 | 0
FixedInterchange | 0 | 0 | 0 | 0 | 0 | 0
SO2 Emissions (MMshortTons): SPP_S
ReportingType | 2015 | 2020 | 2025 | 2030 | 2035 | 2040
BM | 0 | 0 | 0 | 0 | 0 | 0
CC | 0 | 0 | 0 | 0 | 0 | 0
CSP | 0 | 0 | 0 | 0 | 0 | 0
CT | 0 | 0 | 0 | 0 | 0 | 0
Coal | 0.33 | 0.08 | 0.02 | 0.01 | 0.02 | 0.02
Geo | 0 | 0 | 0 | 0 | 0 | 0
H | 0 | 0 | 0 | 0 | 0 | 0
LFG | 0 | 0 | 0 | 0 | 0 | 0
Nuc | 0 | 0 | 0 | 0 | 0 | 0
PS | 0 | 0 | 0 | 0 | 0 | 0
PV | 0 | 0 | 0 | 0 | 0 | 0
PeakG | 0 | 0 | 0 | 0 | 0 | 0
PeakO | 0 | 0 | 0 | 0 | 0 | 0
ST | 0 | 0 | 0 | 0 | 0 | 0
STOG | 0 | 0 | 0 | 0 | 0 | 0
STWD | 0 | 0 | 0 | 0 | 0 | 0
WT | 0 | 0 | 0 | 0 | 0 | 0
IGCC | 0 | 0 | 0 | 0 | 0 | 0
DemandResponse | 0 | 0 | 0 | 0 | 0 | 0
IGCC-CCS | 0 | 0 | 0 | 0 | 0 | 0
WT_off | 0 | 0 | 0 | 0 | 0 | 0
PseudoUnit | 0 | 0 | 0 | 0 | 0 | 0
FixedInterchange | 0 | 0 | 0 | 0 | 0 | 0
SO2 Emissions (MMshortTons): TVA
ReportingType | 2015 | 2020 | 2025 | 2030 | 2035 | 2040
BM | 0 | 0 | 0 | 0 | 0 | 0
CC | 0 | 0 | 0 | 0 | 0 | 0
CSP | 0 | 0 | 0 | 0 | 0 | 0
CT | 0 | 0 | 0 | 0 | 0 | 0
Coal | 0.24 | 0.12 | 0.28 | 0.26 | 0.28 | 0.29
Geo | 0 | 0 | 0 | 0 | 0 | 0
H | 0 | 0 | 0 | 0 | 0 | 0
LFG | 0 | 0 | 0 | 0 | 0 | 0
Nuc | 0 | 0 | 0 | 0 | 0 | 0
PS | 0 | 0 | 0 | 0 | 0 | 0
PV | 0 | 0 | 0 | 0 | 0 | 0
PeakG | 0 | 0 | 0 | 0 | 0 | 0
PeakO | 0 | 0 | 0 | 0 | 0 | 0
ST | 0 | 0 | 0 | 0 | 0 | 0
STOG | 0 | 0 | 0 | 0 | 0 | 0
STWD | 0 | 0 | 0 | 0 | 0 | 0
WT | 0 | 0 | 0 | 0 | 0 | 0
IGCC | 0 | 0 | 0 | 0 | 0 | 0
DemandResponse | 0 | 0 | 0 | 0 | 0 | 0
IGCC-CCS | 0 | 0 | 0 | 0 | 0 | 0
WT_off | 0 | 0 | 0 | 0 | 0 | 0
PseudoUnit | 0 | 0 | 0 | 0 | 0 | 0
FixedInterchange | 0 | 0 | 0 | 0 | 0 | 0
SO2 Emissions (MMshortTons): TVA_Transmission
ReportingType | 2015 | 2020 | 2025 | 2030 | 2035 | 2040
BM | 0 | 0 | 0 | 0 | 0 | 0
CC | 0 | 0 | 0 | 0 | 0 | 0
CSP | 0 | 0 | 0 | 0 | 0 | 0
CT | 0 | 0 | 0 | 0 | 0 | 0
Coal | 0 | 0 | 0 | 0 | 0 | 0
Geo | 0 | 0 | 0 | 0 | 0 | 0
H | 0 | 0 | 0 | 0 | 0 | 0
LFG | 0 | 0 | 0 | 0 | 0 | 0
Nuc | 0 | 0 | 0 | 0 | 0 | 0
PS | 0 | 0 | 0 | 0 | 0 | 0
PV | 0 | 0 | 0 | 0 | 0 | 0
PeakG | 0 | 0 | 0 | 0 | 0 | 0
PeakO | 0 | 0 | 0 | 0 | 0 | 0
ST | 0 | 0 | 0 | 0 | 0 | 0
STOG | 0 | 0 | 0 | 0 | 0 | 0
STWD | 0 | 0 | 0 | 0 | 0 | 0
WT | 0 | 0 | 0 | 0 | 0 | 0
IGCC | 0 | 0 | 0 | 0 | 0 | 0
DemandResponse | 0 | 0 | 0 | 0 | 0 | 0
IGCC-CCS | 0 | 0 | 0 | 0 | 0 | 0
WT_off | 0 | 0 | 0 | 0 | 0 | 0
PseudoUnit | 0 | 0 | 0 | 0 | 0 | 0
FixedInterchange | 0 | 0 | 0 | 0 | 0 | 0
SO2 Emissions (MMshortTons): VACAR
ReportingType | 2015 | 2020 | 2025 | 2030 | 2035 | 2040
BM | 0 | 0 | 0 | 0 | 0 | 0
CC | 0 | 0 | 0 | 0 | 0 | 0
CSP | 0 | 0 | 0 | 0 | 0 | 0
CT | 0 | 0 | 0 | 0 | 0 | 0
Coal | 0.15 | 0.04 | 0.05 | 0.06 | 0.07 | 0.07
Geo | 0 | 0 | 0 | 0 | 0 | 0
H | 0 | 0 | 0 | 0 | 0 | 0
LFG | 0 | 0 | 0 | 0 | 0 | 0
Nuc | 0 | 0 | 0 | 0 | 0 | 0
PS | 0 | 0 | 0 | 0 | 0 | 0
PV | 0 | 0 | 0 | 0 | 0 | 0
PeakG | 0 | 0 | 0 | 0 | 0 | 0
PeakO | 0 | 0 | 0 | 0 | 0 | 0
ST | 0 | 0 | 0 | 0 | 0 | 0
STOG | 0 | 0 | 0 | 0 | 0 | 0
STWD | 0 | 0 | 0 | 0 | 0 | 0
WT | 0 | 0 | 0 | 0 | 0 | 0
IGCC | 0 | 0 | 0 | 0 | 0 | 0
DemandResponse | 0 | 0 | 0 | 0 | 0 | 0
IGCC-CCS | 0 | 0 | 0 | 0 | 0 | 0
WT_off | 0 | 0 | 0 | 0 | 0 | 0
PseudoUnit | 0 | 0 | 0 | 0 | 0 | 0
FixedInterchange | 0 | 0 | 0 | 0 | 0 | 0
SO2 Emissions (MMshortTons): IESO
ReportingType | 2015 | 2020 | 2025 | 2030 | 2035 | 2040
BM | 0 | 0 | 0 | 0 | 0 | 0
CC | 0 | 0 | 0 | 0 | 0 | 0
CSP | 0 | 0 | 0 | 0 | 0 | 0
CT | 0 | 0 | 0 | 0 | 0 | 0
Coal | 0 | 0 | 0 | 0 | 0 | 0
Geo | 0 | 0 | 0 | 0 | 0 | 0
H | 0 | 0 | 0 | 0 | 0 | 0
LFG | 0 | 0 | 0 | 0 | 0 | 0
Nuc | 0 | 0 | 0 | 0 | 0 | 0
PS | 0 | 0 | 0 | 0 | 0 | 0
PV | 0 | 0 | 0 | 0 | 0 | 0
PeakG | 0 | 0 | 0 | 0 | 0 | 0
PeakO | 0 | 0 | 0 | 0 | 0 | 0
ST | 0 | 0 | 0 | 0 | 0 | 0
STOG | 0 | 0 | 0 | 0 | 0 | 0
STWD | 0 | 0 | 0 | 0 | 0 | 0
WT | 0 | 0 | 0 | 0 | 0 | 0
IGCC | 0 | 0 | 0 | 0 | 0 | 0
DemandResponse | 0 | 0 | 0 | 0 | 0 | 0
IGCC-CCS | 0 | 0 | 0 | 0 | 0 | 0
WT_off | 0 | 0 | 0 | 0 | 0 | 0
PseudoUnit | 0 | 0 | 0 | 0 | 0 | 0
FixedInterchange | 0 | 0 | 0 | 0 | 0 | 0
SO2 Emissions (MMshortTons): MAPP_CA
ReportingType | 2015 | 2020 | 2025 | 2030 | 2035 | 2040
BM | 0 | 0 | 0 | 0 | 0 | 0
CC | 0 | 0 | 0 | 0 | 0 | 0
CSP | 0 | 0 | 0 | 0 | 0 | 0
CT | 0 | 0 | 0 | 0 | 0 | 0
Coal | 0.01 | 0.01 | 0 | 0 | 0 | 0
Geo | 0 | 0 | 0 | 0 | 0 | 0
H | 0 | 0 | 0 | 0 | 0 | 0
LFG | 0 | 0 | 0 | 0 | 0 | 0
Nuc | 0 | 0 | 0 | 0 | 0 | 0
PS | 0 | 0 | 0 | 0 | 0 | 0
PV | 0 | 0 | 0 | 0 | 0 | 0
PeakG | 0 | 0 | 0 | 0 | 0 | 0
PeakO | 0 | 0 | 0 | 0 | 0 | 0
ST | 0 | 0 | 0 | 0 | 0 | 0
STOG | 0 | 0 | 0 | 0 | 0 | 0
STWD | 0 | 0 | 0 | 0 | 0 | 0
WT | 0 | 0 | 0 | 0 | 0 | 0
IGCC | 0 | 0 | 0 | 0 | 0 | 0
DemandResponse | 0 | 0 | 0 | 0 | 0 | 0
IGCC-CCS | 0 | 0 | 0 | 0 | 0 | 0
WT_off | 0 | 0 | 0 | 0 | 0 | 0
PseudoUnit | 0 | 0 | 0 | 0 | 0 | 0
FixedInterchange | 0 | 0 | 0 | 0 | 0 | 0
SO2 Emissions (MMshortTons): AZ_NM_SNV_Coal
ReportingType | 2015 | 2020 | 2025 | 2030 | 2035 | 2040
BM | 0 | 0 | 0 | 0 | 0 | 0
CC | 0 | 0 | 0 | 0 | 0 | 0
CSP | 0 | 0 | 0 | 0 | 0 | 0
CT | 0 | 0 | 0 | 0 | 0 | 0
Coal | 0.03 | 0.02 | 0.02 | 0.02 | 0.02 | 0.03
Geo | 0 | 0 | 0 | 0 | 0 | 0
H | 0 | 0 | 0 | 0 | 0 | 0
LFG | 0 | 0 | 0 | 0 | 0 | 0
Nuc | 0 | 0 | 0 | 0 | 0 | 0
PS | 0 | 0 | 0 | 0 | 0 | 0
PV | 0 | 0 | 0 | 0 | 0 | 0
PeakG | 0 | 0 | 0 | 0 | 0 | 0
PeakO | 0 | 0 | 0 | 0 | 0 | 0
ST | 0 | 0 | 0 | 0 | 0 | 0
STOG | 0 | 0 | 0 | 0 | 0 | 0
STWD | 0 | 0 | 0 | 0 | 0 | 0
WT | 0 | 0 | 0 | 0 | 0 | 0
IGCC | 0 | 0 | 0 | 0 | 0 | 0
DemandResponse | 0 | 0 | 0 | 0 | 0 | 0
IGCC-CCS | 0 | 0 | 0 | 0 | 0 | 0
WT_off | 0 | 0 | 0 | 0 | 0 | 0
PseudoUnit | 0 | 0 | 0 | 0 | 0 | 0
FixedInterchange | 0 | 0 | 0 | 0 | 0 | 0
SO2 Emissions (MMshortTons): AZ_NM_SNV_Gas
ReportingType | 2015 | 2020 | 2025 | 2030 | 2035 | 2040
BM | 0 | 0 | 0 | 0 | 0 | 0
CC | 0 | 0 | 0 | 0 | 0 | 0
CSP | 0 | 0 | 0 | 0 | 0 | 0
CT | 0 | 0 | 0 | 0 | 0 | 0
Coal | 0 | 0 | 0 | 0 | 0 | 0
Geo | 0 | 0 | 0 | 0 | 0 | 0
H | 0 | 0 | 0 | 0 | 0 | 0
LFG | 0 | 0 | 0 | 0 | 0 | 0
Nuc | 0 | 0 | 0 | 0 | 0 | 0
PS | 0 | 0 | 0 | 0 | 0 | 0
PV | 0 | 0 | 0 | 0 | 0 | 0
PeakG | 0 | 0 | 0 | 0 | 0 | 0
PeakO | 0 | 0 | 0 | 0 | 0 | 0
ST | 0 | 0 | 0 | 0 | 0 | 0
STOG | 0 | 0 | 0 | 0 | 0 | 0
STWD | 0 | 0 | 0 | 0 | 0 | 0
WT | 0 | 0 | 0 | 0 | 0 | 0
IGCC | 0 | 0 | 0 | 0 | 0 | 0
DemandResponse | 0 | 0 | 0 | 0 | 0 | 0
IGCC-CCS | 0 | 0 | 0 | 0 | 0 | 0
WT_off | 0 | 0 | 0 | 0 | 0 | 0
PseudoUnit | 0 | 0 | 0 | 0 | 0 | 0
FixedInterchange | 0 | 0 | 0 | 0 | 0 | 0
SO2 Emissions (MMshortTons): AZ_NM_SNV_NucRenew
ReportingType | 2015 | 2020 | 2025 | 2030 | 2035 | 2040
BM | 0 | 0 | 0 | 0 | 0 | 0
CC | 0 | 0 | 0 | 0 | 0 | 0
CSP | 0 | 0 | 0 | 0 | 0 | 0
CT | 0 | 0 | 0 | 0 | 0 | 0
Coal | 0 | 0 | 0 | 0 | 0 | 0
Geo | 0 | 0 | 0 | 0 | 0 | 0
H | 0 | 0 | 0 | 0 | 0 | 0
LFG | 0 | 0 | 0 | 0 | 0 | 0
Nuc | 0 | 0 | 0 | 0 | 0 | 0
PS | 0 | 0 | 0 | 0 | 0 | 0
PV | 0 | 0 | 0 | 0 | 0 | 0
PeakG | 0 | 0 | 0 | 0 | 0 | 0
PeakO | 0 | 0 | 0 | 0 | 0 | 0
ST | 0 | 0 | 0 | 0 | 0 | 0
STOG | 0 | 0 | 0 | 0 | 0 | 0
STWD | 0 | 0 | 0 | 0 | 0 | 0
WT | 0 | 0 | 0 | 0 | 0 | 0
IGCC | 0 | 0 | 0 | 0 | 0 | 0
DemandResponse | 0 | 0 | 0 | 0 | 0 | 0
IGCC-CCS | 0 | 0 | 0 | 0 | 0 | 0
WT_off | 0 | 0 | 0 | 0 | 0 | 0
PseudoUnit | 0 | 0 | 0 | 0 | 0 | 0
FixedInterchange | 0 | 0 | 0 | 0 | 0 | 0
SO2 Emissions (MMshortTons): ERCOT
ReportingType | 2015 | 2020 | 2025 | 2030 | 2035 | 2040
BM | 0 | 0 | 0 | 0 | 0 | 0
CC | 0 | 0 | 0 | 0 | 0 | 0
CSP | 0 | 0 | 0 | 0 | 0 | 0
CT | 0 | 0 | 0 | 0 | 0 | 0
Coal | 0.21 | 0.07 | 0.08 | 0.08 | 0.08 | 0.08
Geo | 0 | 0 | 0 | 0 | 0 | 0
H | 0 | 0 | 0 | 0 | 0 | 0
LFG | 0 | 0 | 0 | 0 | 0 | 0
Nuc | 0 | 0 | 0 | 0 | 0 | 0
PS | 0 | 0 | 0 | 0 | 0 | 0
PV | 0 | 0 | 0 | 0 | 0 | 0
PeakG | 0 | 0 | 0 | 0 | 0 | 0
PeakO | 0 | 0 | 0 | 0 | 0 | 0
ST | 0 | 0 | 0 | 0 | 0 | 0
STOG | 0 | 0 | 0 | 0 | 0 | 0
STWD | 0 | 0 | 0 | 0 | 0 | 0
WT | 0 | 0 | 0 | 0 | 0 | 0
IGCC | 0 | 0 | 0 | 0 | 0 | 0
DemandResponse | 0 | 0 | 0 | 0 | 0 | 0
IGCC-CCS | 0 | 0 | 0 | 0 | 0 | 0
WT_off | 0 | 0 | 0 | 0 | 0 | 0
PseudoUnit | 0 | 0 | 0 | 0 | 0 | 0
FixedInterchange | 0 | 0 | 0 | 0 | 0 | 0
SO2 Emissions (MMshortTons): NP15
ReportingType | 2015 | 2020 | 2025 | 2030 | 2035 | 2040
BM | 0 | 0 | 0 | 0 | 0 | 0
CC | 0 | 0 | 0 | 0 | 0 | 0
CSP | 0 | 0 | 0 | 0 | 0 | 0
CT | 0 | 0 | 0 | 0 | 0 | 0
Coal | 0 | 0 | 0 | 0 | 0 | 0
Geo | 0 | 0 | 0 | 0 | 0 | 0
H | 0 | 0 | 0 | 0 | 0 | 0
LFG | 0 | 0 | 0 | 0 | 0 | 0
Nuc | 0 | 0 | 0 | 0 | 0 | 0
PS | 0 | 0 | 0 | 0 | 0 | 0
PV | 0 | 0 | 0 | 0 | 0 | 0
PeakG | 0 | 0 | 0 | 0 | 0 | 0
PeakO | 0 | 0 | 0 | 0 | 0 | 0
ST | 0 | 0 | 0 | 0 | 0 | 0
STOG | 0 | 0 | 0 | 0 | 0 | 0
STWD | 0 | 0 | 0 | 0 | 0 | 0
WT | 0 | 0 | 0 | 0 | 0 | 0
IGCC | 0 | 0 | 0 | 0 | 0 | 0
DemandResponse | 0 | 0 | 0 | 0 | 0 | 0
IGCC-CCS | 0 | 0 | 0 | 0 | 0 | 0
WT_off | 0 | 0 | 0 | 0 | 0 | 0
PseudoUnit | 0 | 0 | 0 | 0 | 0 | 0
FixedInterchange | 0 | 0 | 0 | 0 | 0 | 0
SO2 Emissions (MMshortTons): NWPP_Coal
ReportingType | 2015 | 2020 | 2025 | 2030 | 2035 | 2040
BM | 0 | 0 | 0 | 0 | 0 | 0
CC | 0 | 0 | 0 | 0 | 0 | 0
CSP | 0 | 0 | 0 | 0 | 0 | 0
CT | 0 | 0 | 0 | 0 | 0 | 0
Coal | 0.09 | 0.05 | 0.05 | 0.05 | 0.05 | 0.05
Geo | 0 | 0 | 0 | 0 | 0 | 0
H | 0 | 0 | 0 | 0 | 0 | 0
LFG | 0 | 0 | 0 | 0 | 0 | 0
Nuc | 0 | 0 | 0 | 0 | 0 | 0
PS | 0 | 0 | 0 | 0 | 0 | 0
PV | 0 | 0 | 0 | 0 | 0 | 0
PeakG | 0 | 0 | 0 | 0 | 0 | 0
PeakO | 0 | 0 | 0 | 0 | 0 | 0
ST | 0 | 0 | 0 | 0 | 0 | 0
STOG | 0 | 0 | 0 | 0 | 0 | 0
STWD | 0 | 0 | 0 | 0 | 0 | 0
WT | 0 | 0 | 0 | 0 | 0 | 0
IGCC | 0 | 0 | 0 | 0 | 0 | 0
DemandResponse | 0 | 0 | 0 | 0 | 0 | 0
IGCC-CCS | 0 | 0 | 0 | 0 | 0 | 0
WT_off | 0 | 0 | 0 | 0 | 0 | 0
PseudoUnit | 0 | 0 | 0 | 0 | 0 | 0
FixedInterchange | 0 | 0 | 0 | 0 | 0 | 0
SO2 Emissions (MMshortTons): NWPP_Gas
ReportingType | 2015 | 2020 | 2025 | 2030 | 2035 | 2040
BM | 0 | 0 | 0 | 0 | 0 | 0
CC | 0 | 0 | 0 | 0 | 0 | 0
CSP | 0 | 0 | 0 | 0 | 0 | 0
CT | 0 | 0 | 0 | 0 | 0 | 0
Coal | 0 | 0 | 0 | 0 | 0 | 0
Geo | 0 | 0 | 0 | 0 | 0 | 0
H | 0 | 0 | 0 | 0 | 0 | 0
LFG | 0 | 0 | 0 | 0 | 0 | 0
Nuc | 0 | 0 | 0 | 0 | 0 | 0
PS | 0 | 0 | 0 | 0 | 0 | 0
PV | 0 | 0 | 0 | 0 | 0 | 0
PeakG | 0 | 0 | 0 | 0 | 0 | 0
PeakO | 0 | 0 | 0 | 0 | 0 | 0
ST | 0 | 0 | 0 | 0 | 0 | 0
STOG | 0 | 0 | 0 | 0 | 0 | 0
STWD | 0 | 0 | 0 | 0 | 0 | 0
WT | 0 | 0 | 0 | 0 | 0 | 0
IGCC | 0 | 0 | 0 | 0 | 0 | 0
DemandResponse | 0 | 0 | 0 | 0 | 0 | 0
IGCC-CCS | 0 | 0 | 0 | 0 | 0 | 0
WT_off | 0 | 0 | 0 | 0 | 0 | 0
PseudoUnit | 0 | 0 | 0 | 0 | 0 | 0
FixedInterchange | 0 | 0 | 0 | 0 | 0 | 0
SO2 Emissions (MMshortTons): NWPP_NucRenew
ReportingType | 2015 | 2020 | 2025 | 2030 | 2035 | 2040
BM | 0 | 0 | 0 | 0 | 0 | 0
CC | 0 | 0 | 0 | 0 | 0 | 0
CSP | 0 | 0 | 0 | 0 | 0 | 0
CT | 0 | 0 | 0 | 0 | 0 | 0
Coal | 0 | 0 | 0 | 0 | 0 | 0
Geo | 0 | 0 | 0 | 0 | 0 | 0
H | 0 | 0 | 0 | 0 | 0 | 0
LFG | 0 | 0 | 0 | 0 | 0 | 0
Nuc | 0 | 0 | 0 | 0 | 0 | 0
PS | 0 | 0 | 0 | 0 | 0 | 0
PV | 0 | 0 | 0 | 0 | 0 | 0
PeakG | 0 | 0 | 0 | 0 | 0 | 0
PeakO | 0 | 0 | 0 | 0 | 0 | 0
ST | 0 | 0 | 0 | 0 | 0 | 0
STOG | 0 | 0 | 0 | 0 | 0 | 0
STWD | 0 | 0 | 0 | 0 | 0 | 0
WT | 0 | 0 | 0 | 0 | 0 | 0
IGCC | 0 | 0 | 0 | 0 | 0 | 0
DemandResponse | 0 | 0 | 0 | 0 | 0 | 0
IGCC-CCS | 0 | 0 | 0 | 0 | 0 | 0
WT_off | 0 | 0 | 0 | 0 | 0 | 0
PseudoUnit | 0 | 0 | 0 | 0 | 0 | 0
FixedInterchange | 0 | 0 | 0 | 0 | 0 | 0
SO2 Emissions (MMshortTons): RMPA
ReportingType | 2015 | 2020 | 2025 | 2030 | 2035 | 2040
BM | 0 | 0 | 0 | 0 | 0 | 0
CC | 0 | 0 | 0 | 0 | 0 | 0
CSP | 0 | 0 | 0 | 0 | 0 | 0
CT | 0 | 0 | 0 | 0 | 0 | 0
Coal | 0.06 | 0.03 | 0.03 | 0.03 | 0.03 | 0.03
Geo | 0 | 0 | 0 | 0 | 0 | 0
H | 0 | 0 | 0 | 0 | 0 | 0
LFG | 0 | 0 | 0 | 0 | 0 | 0
Nuc | 0 | 0 | 0 | 0 | 0 | 0
PS | 0 | 0 | 0 | 0 | 0 | 0
PV | 0 | 0 | 0 | 0 | 0 | 0
PeakG | 0 | 0 | 0 | 0 | 0 | 0
PeakO | 0 | 0 | 0 | 0 | 0 | 0
ST | 0 | 0 | 0 | 0 | 0 | 0
STOG | 0 | 0 | 0 | 0 | 0 | 0
STWD | 0 | 0 | 0 | 0 | 0 | 0
WT | 0 | 0 | 0 | 0 | 0 | 0
IGCC | 0 | 0 | 0 | 0 | 0 | 0
DemandResponse | 0 | 0 | 0 | 0 | 0 | 0
IGCC-CCS | 0 | 0 | 0 | 0 | 0 | 0
WT_off | 0 | 0 | 0 | 0 | 0 | 0
PseudoUnit | 0 | 0 | 0 | 0 | 0 | 0
FixedInterchange | 0 | 0 | 0 | 0 | 0 | 0
SO2 Emissions (MMshortTons): SP15
ReportingType | 2015 | 2020 | 2025 | 2030 | 2035 | 2040
BM | 0 | 0 | 0 | 0 | 0 | 0
CC | 0 | 0 | 0 | 0 | 0 | 0
CSP | 0 | 0 | 0 | 0 | 0 | 0
CT | 0 | 0 | 0 | 0 | 0 | 0
Coal | 0 | 0 | 0 | 0 | 0 | 0
Geo | 0 | 0 | 0 | 0 | 0 | 0
H | 0 | 0 | 0 | 0 | 0 | 0
LFG | 0 | 0 | 0 | 0 | 0 | 0
Nuc | 0 | 0 | 0 | 0 | 0 | 0
PS | 0 | 0 | 0 | 0 | 0 | 0
PV | 0 | 0 | 0 | 0 | 0 | 0
PeakG | 0 | 0 | 0 | 0 | 0 | 0
PeakO | 0 | 0 | 0 | 0 | 0 | 0
ST | 0 | 0 | 0 | 0 | 0 | 0
STOG | 0 | 0 | 0 | 0 | 0 | 0
STWD | 0 | 0 | 0 | 0 | 0 | 0
WT | 0 | 0 | 0 | 0 | 0 | 0
IGCC | 0 | 0 | 0 | 0 | 0 | 0
DemandResponse | 0 | 0 | 0 | 0 | 0 | 0
IGCC-CCS | 0 | 0 | 0 | 0 | 0 | 0
WT_off | 0 | 0 | 0 | 0 | 0 | 0
PseudoUnit | 0 | 0 | 0 | 0 | 0 | 0
FixedInterchange | 0 | 0 | 0 | 0 | 0 | 0
SO2 Emissions (MMshortTons): ALB
ReportingType | 2015 | 2020 | 2025 | 2030 | 2035 | 2040
BM | 0 | 0 | 0 | 0 | 0 | 0
CC | 0 | 0 | 0 | 0 | 0 | 0
CSP | 0 | 0 | 0 | 0 | 0 | 0
CT | 0 | 0 | 0 | 0 | 0 | 0
Coal | 0.16 | 0.14 | 0.14 | 0.14 | 0.14 | 0.14
Geo | 0 | 0 | 0 | 0 | 0 | 0
H | 0 | 0 | 0 | 0 | 0 | 0
LFG | 0 | 0 | 0 | 0 | 0 | 0
Nuc | 0 | 0 | 0 | 0 | 0 | 0
PS | 0 | 0 | 0 | 0 | 0 | 0
PV | 0 | 0 | 0 | 0 | 0 | 0
PeakG | 0 | 0 | 0 | 0 | 0 | 0
PeakO | 0 | 0 | 0 | 0 | 0 | 0
ST | 0 | 0 | 0 | 0 | 0 | 0
STOG | 0 | 0 | 0 | 0 | 0 | 0
STWD | 0 | 0 | 0 | 0 | 0 | 0
WT | 0 | 0 | 0 | 0 | 0 | 0
IGCC | 0 | 0 | 0 | 0 | 0 | 0
DemandResponse | 0 | 0 | 0 | 0 | 0 | 0
IGCC-CCS | 0 | 0 | 0 | 0 | 0 | 0
WT_off | 0 | 0 | 0 | 0 | 0 | 0
PseudoUnit | 0 | 0 | 0 | 0 | 0 | 0
FixedInterchange | 0 | 0 | 0 | 0 | 0 | 0
SO2 Emissions (MMshortTons): BC
ReportingType | 2015 | 2020 | 2025 | 2030 | 2035 | 2040
BM | 0 | 0 | 0 | 0 | 0 | 0
CC | 0 | 0 | 0 | 0 | 0 | 0
CSP | 0 | 0 | 0 | 0 | 0 | 0
CT | 0 | 0 | 0 | 0 | 0 | 0
Coal | 0 | 0 | 0 | 0 | 0 | 0
Geo | 0 | 0 | 0 | 0 | 0 | 0
H | 0 | 0 | 0 | 0 | 0 | 0
LFG | 0 | 0 | 0 | 0 | 0 | 0
Nuc | 0 | 0 | 0 | 0 | 0 | 0
PS | 0 | 0 | 0 | 0 | 0 | 0
PV | 0 | 0 | 0 | 0 | 0 | 0
PeakG | 0 | 0 | 0 | 0 | 0 | 0
PeakO | 0 | 0 | 0 | 0 | 0 | 0
ST | 0 | 0 | 0 | 0 | 0 | 0
STOG | 0 | 0 | 0 | 0 | 0 | 0
STWD | 0 | 0 | 0 | 0 | 0 | 0
WT | 0 | 0 | 0 | 0 | 0 | 0
IGCC | 0 | 0 | 0 | 0 | 0 | 0
DemandResponse | 0 | 0 | 0 | 0 | 0 | 0
IGCC-CCS | 0 | 0 | 0 | 0 | 0 | 0
WT_off | 0 | 0 | 0 | 0 | 0 | 0
PseudoUnit | 0 | 0 | 0 | 0 | 0 | 0
FixedInterchange | 0 | 0 | 0 | 0 | 0 | 0
SO2 Emissions (MMshortTons): HQ_IESO
ReportingType | 2015 | 2020 | 2025 | 2030 | 2035 | 2040
BM | 0 | 0 | 0 | 0 | 0 | 0
CC | 0 | 0 | 0 | 0 | 0 | 0
CSP | 0 | 0 | 0 | 0 | 0 | 0
CT | 0 | 0 | 0 | 0 | 0 | 0
Coal | 0 | 0 | 0 | 0 | 0 | 0
Geo | 0 | 0 | 0 | 0 | 0 | 0
H | 0 | 0 | 0 | 0 | 0 | 0
LFG | 0 | 0 | 0 | 0 | 0 | 0
Nuc | 0 | 0 | 0 | 0 | 0 | 0
PS | 0 | 0 | 0 | 0 | 0 | 0
PV | 0 | 0 | 0 | 0 | 0 | 0
PeakG | 0 | 0 | 0 | 0 | 0 | 0
PeakO | 0 | 0 | 0 | 0 | 0 | 0
ST | 0 | 0 | 0 | 0 | 0 | 0
STOG | 0 | 0 | 0 | 0 | 0 | 0
STWD | 0 | 0 | 0 | 0 | 0 | 0
WT | 0 | 0 | 0 | 0 | 0 | 0
IGCC | 0 | 0 | 0 | 0 | 0 | 0
DemandResponse | 0 | 0 | 0 | 0 | 0 | 0
IGCC-CCS | 0 | 0 | 0 | 0 | 0 | 0
WT_off | 0 | 0 | 0 | 0 | 0 | 0
PseudoUnit | 0 | 0 | 0 | 0 | 0 | 0
FixedInterchange | 0 | 0 | 0 | 0 | 0 | 0
SO2 Emissions (MMshortTons): HQ_NEISO
ReportingType | 2015 | 2020 | 2025 | 2030 | 2035 | 2040
BM | 0 | 0 | 0 | 0 | 0 | 0
CC | 0 | 0 | 0 | 0 | 0 | 0
CSP | 0 | 0 | 0 | 0 | 0 | 0
CT | 0 | 0 | 0 | 0 | 0 | 0
Coal | 0 | 0 | 0 | 0 | 0 | 0
Geo | 0 | 0 | 0 | 0 | 0 | 0
H | 0 | 0 | 0 | 0 | 0 | 0
LFG | 0 | 0 | 0 | 0 | 0 | 0
Nuc | 0 | 0 | 0 | 0 | 0 | 0
PS | 0 | 0 | 0 | 0 | 0 | 0
PV | 0 | 0 | 0 | 0 | 0 | 0
PeakG | 0 | 0 | 0 | 0 | 0 | 0
PeakO | 0 | 0 | 0 | 0 | 0 | 0
ST | 0 | 0 | 0 | 0 | 0 | 0
STOG | 0 | 0 | 0 | 0 | 0 | 0
STWD | 0 | 0 | 0 | 0 | 0 | 0
WT | 0 | 0 | 0 | 0 | 0 | 0
IGCC | 0 | 0 | 0 | 0 | 0 | 0
DemandResponse | 0 | 0 | 0 | 0 | 0 | 0
IGCC-CCS | 0 | 0 | 0 | 0 | 0 | 0
WT_off | 0 | 0 | 0 | 0 | 0 | 0
PseudoUnit | 0 | 0 | 0 | 0 | 0 | 0
FixedInterchange | 0 | 0 | 0 | 0 | 0 | 0
SO2 Emissions (MMshortTons): HQ_NY
ReportingType | 2015 | 2020 | 2025 | 2030 | 2035 | 2040
BM | 0 | 0 | 0 | 0 | 0 | 0
CC | 0 | 0 | 0 | 0 | 0 | 0
CSP | 0 | 0 | 0 | 0 | 0 | 0
CT | 0 | 0 | 0 | 0 | 0 | 0
Coal | 0 | 0 | 0 | 0 | 0 | 0
Geo | 0 | 0 | 0 | 0 | 0 | 0
H | 0 | 0 | 0 | 0 | 0 | 0
LFG | 0 | 0 | 0 | 0 | 0 | 0
Nuc | 0 | 0 | 0 | 0 | 0 | 0
PS | 0 | 0 | 0 | 0 | 0 | 0
PV | 0 | 0 | 0 | 0 | 0 | 0
PeakG | 0 | 0 | 0 | 0 | 0 | 0
PeakO | 0 | 0 | 0 | 0 | 0 | 0
ST | 0 | 0 | 0 | 0 | 0 | 0
STOG | 0 | 0 | 0 | 0 | 0 | 0
STWD | 0 | 0 | 0 | 0 | 0 | 0
WT | 0 | 0 | 0 | 0 | 0 | 0
IGCC | 0 | 0 | 0 | 0 | 0 | 0
DemandResponse | 0 | 0 | 0 | 0 | 0 | 0
IGCC-CCS | 0 | 0 | 0 | 0 | 0 | 0
WT_off | 0 | 0 | 0 | 0 | 0 | 0
PseudoUnit | 0 | 0 | 0 | 0 | 0 | 0
FixedInterchange | 0 | 0 | 0 | 0 | 0 | 0
SO2 Emissions (MMshortTons): MARITIMES
ReportingType | 2015 | 2020 | 2025 | 2030 | 2035 | 2040
BM | 0 | 0 | 0 | 0 | 0 | 0
CC | 0 | 0 | 0 | 0 | 0 | 0
CSP | 0 | 0 | 0 | 0 | 0 | 0
CT | 0 | 0 | 0 | 0 | 0 | 0
Coal | 0 | 0 | 0 | 0 | 0 | 0
Geo | 0 | 0 | 0 | 0 | 0 | 0
H | 0 | 0 | 0 | 0 | 0 | 0
LFG | 0 | 0 | 0 | 0 | 0 | 0
Nuc | 0 | 0 | 0 | 0 | 0 | 0
PS | 0 | 0 | 0 | 0 | 0 | 0
PV | 0 | 0 | 0 | 0 | 0 | 0
PeakG | 0 | 0 | 0 | 0 | 0 | 0
PeakO | 0 | 0 | 0 | 0 | 0 | 0
ST | 0 | 0 | 0 | 0 | 0 | 0
STOG | 0 | 0 | 0 | 0 | 0 | 0
STWD | 0 | 0 | 0 | 0 | 0 | 0
WT | 0 | 0 | 0 | 0 | 0 | 0
IGCC | 0 | 0 | 0 | 0 | 0 | 0
DemandResponse | 0 | 0 | 0 | 0 | 0 | 0
IGCC-CCS | 0 | 0 | 0 | 0 | 0 | 0
WT_off | 0 | 0 | 0 | 0 | 0 | 0
PseudoUnit | 0 | 0 | 0 | 0 | 0 | 0
FixedInterchange | 0 | 0 | 0 | 0 | 0 | 0
SO2 Emissions (MMshortTons): All
ReportingType | 2015 | 2020 | 2025 | 2030 | 2035 | 2040
BM | 0 | 0 | 0 | 0 | 0 | 0
CC | 0 | 0 | 0 | 0 | 0 | 0
CSP | 0 | 0 | 0 | 0 | 0 | 0
CT | 0 | 0 | 0 | 0 | 0 | 0
Coal | 5.14 | 1.68 | 1.79 | 1.72 | 1.97 | 2.1
Geo | 0 | 0 | 0 | 0 | 0 | 0
H | 0 | 0 | 0 | 0 | 0 | 0
LFG | 0 | 0 | 0 | 0 | 0 | 0
Nuc | 0 | 0 | 0 | 0 | 0 | 0
PS | 0 | 0 | 0 | 0 | 0 | 0
PV | 0 | 0 | 0 | 0 | 0 | 0
PeakG | 0 | 0 | 0 | 0 | 0 | 0
PeakO | 0 | 0 | 0 | 0 | 0 | 0
ST | 0 | 0 | 0 | 0 | 0 | 0
STOG | 0 | 0 | 0 | 0 | 0 | 0
STWD | 0 | 0 | 0 | 0 | 0 | 0
WT | 0 | 0 | 0 | 0 | 0 | 0
IGCC | 0 | 0 | 0 | 0 | 0 | 0
DemandResponse | 0 | 0 | 0 | 0 | 0 | 0
IGCC-CCS | 0 | 0 | 0 | 0 | 0 | 0
WT_off | 0 | 0 | 0 | 0 | 0 | 0
PseudoUnit | 0 | 0 | 0 | 0 | 0 | 0
FixedInterchange | 0 | 0 | 0 | 0 | 0 | 0
SO2 Emissions (MMshortTons): EI_US
ReportingType | 2015 | 2020 | 2025 | 2030 | 2035 | 2040
BM | 0 | 0 | 0 | 0 | 0 | 0
CC | 0 | 0 | 0 | 0 | 0 | 0
CSP | 0 | 0 | 0 | 0 | 0 | 0
CT | 0 | 0 | 0 | 0 | 0 | 0
Coal | 4.6 | 1.35 | 1.47 | 1.39 | 1.64 | 1.76
Geo | 0 | 0 | 0 | 0 | 0 | 0
H | 0 | 0 | 0 | 0 | 0 | 0
LFG | 0 | 0 | 0 | 0 | 0 | 0
Nuc | 0 | 0 | 0 | 0 | 0 | 0
PS | 0 | 0 | 0 | 0 | 0 | 0
PV | 0 | 0 | 0 | 0 | 0 | 0
PeakG | 0 | 0 | 0 | 0 | 0 | 0
PeakO | 0 | 0 | 0 | 0 | 0 | 0
ST | 0 | 0 | 0 | 0 | 0 | 0
STOG | 0 | 0 | 0 | 0 | 0 | 0
STWD | 0 | 0 | 0 | 0 | 0 | 0
WT | 0 | 0 | 0 | 0 | 0 | 0
IGCC | 0 | 0 | 0 | 0 | 0 | 0
DemandResponse | 0 | 0 | 0 | 0 | 0 | 0
IGCC-CCS | 0 | 0 | 0 | 0 | 0 | 0
WT_off | 0 | 0 | 0 | 0 | 0 | 0
PseudoUnit | 0 | 0 | 0 | 0 | 0 | 0
FixedInterchange | 0 | 0 | 0 | 0 | 0 | 0
SO2 Emissions (MMshortTons): EI_Canada
ReportingType | 2015 | 2020 | 2025 | 2030 | 2035 | 2040
BM | 0 | 0 | 0 | 0 | 0 | 0
CC | 0 | 0 | 0 | 0 | 0 | 0
CSP | 0 | 0 | 0 | 0 | 0 | 0
CT | 0 | 0 | 0 | 0 | 0 | 0
Coal | 0.01 | 0.01 | 0 | 0 | 0 | 0
Geo | 0 | 0 | 0 | 0 | 0 | 0
H | 0 | 0 | 0 | 0 | 0 | 0
LFG | 0 | 0 | 0 | 0 | 0 | 0
Nuc | 0 | 0 | 0 | 0 | 0 | 0
PS | 0 | 0 | 0 | 0 | 0 | 0
PV | 0 | 0 | 0 | 0 | 0 | 0
PeakG | 0 | 0 | 0 | 0 | 0 | 0
PeakO | 0 | 0 | 0 | 0 | 0 | 0
ST | 0 | 0 | 0 | 0 | 0 | 0
STOG | 0 | 0 | 0 | 0 | 0 | 0
STWD | 0 | 0 | 0 | 0 | 0 | 0
WT | 0 | 0 | 0 | 0 | 0 | 0
IGCC | 0 | 0 | 0 | 0 | 0 | 0
DemandResponse | 0 | 0 | 0 | 0 | 0 | 0
IGCC-CCS | 0 | 0 | 0 | 0 | 0 | 0
WT_off | 0 | 0 | 0 | 0 | 0 | 0
PseudoUnit | 0 | 0 | 0 | 0 | 0 | 0
FixedInterchange | 0 | 0 | 0 | 0 | 0 | 0
SO2 Emissions (MMshortTons): EI
ReportingType | 2015 | 2020 | 2025 | 2030 | 2035 | 2040
BM | 0 | 0 | 0 | 0 | 0 | 0
CC | 0 | 0 | 0 | 0 | 0 | 0
CSP | 0 | 0 | 0 | 0 | 0 | 0
CT | 0 | 0 | 0 | 0 | 0 | 0
Coal | 4.6 | 1.36 | 1.47 | 1.39 | 1.64 | 1.76
Geo | 0 | 0 | 0 | 0 | 0 | 0
H | 0 | 0 | 0 | 0 | 0 | 0
LFG | 0 | 0 | 0 | 0 | 0 | 0
Nuc | 0 | 0 | 0 | 0 | 0 | 0
PS | 0 | 0 | 0 | 0 | 0 | 0
PV | 0 | 0 | 0 | 0 | 0 | 0
PeakG | 0 | 0 | 0 | 0 | 0 | 0
PeakO | 0 | 0 | 0 | 0 | 0 | 0
ST | 0 | 0 | 0 | 0 | 0 | 0
STOG | 0 | 0 | 0 | 0 | 0 | 0
STWD | 0 | 0 | 0 | 0 | 0 | 0
WT | 0 | 0 | 0 | 0 | 0 | 0
IGCC | 0 | 0 | 0 | 0 | 0 | 0
DemandResponse | 0 | 0 | 0 | 0 | 0 | 0
IGCC-CCS | 0 | 0 | 0 | 0 | 0 | 0
WT_off | 0 | 0 | 0 | 0 | 0 | 0
PseudoUnit | 0 | 0 | 0 | 0 | 0 | 0
FixedInterchange | 0 | 0 | 0 | 0 | 0 | 0
SO2 Emissions (MMshortTons): Outside_EI
ReportingType | 2015 | 2020 | 2025 | 2030 | 2035 | 2040
BM | 0 | 0 | 0 | 0 | 0 | 0
CC | 0 | 0 | 0 | 0 | 0 | 0
CSP | 0 | 0 | 0 | 0 | 0 | 0
CT | 0 | 0 | 0 | 0 | 0 | 0
Coal | 0.54 | 0.32 | 0.32 | 0.32 | 0.33 | 0.33
Geo | 0 | 0 | 0 | 0 | 0 | 0
H | 0 | 0 | 0 | 0 | 0 | 0
LFG | 0 | 0 | 0 | 0 | 0 | 0
Nuc | 0 | 0 | 0 | 0 | 0 | 0
PS | 0 | 0 | 0 | 0 | 0 | 0
PV | 0 | 0 | 0 | 0 | 0 | 0
PeakG | 0 | 0 | 0 | 0 | 0 | 0
PeakO | 0 | 0 | 0 | 0 | 0 | 0
ST | 0 | 0 | 0 | 0 | 0 | 0
STOG | 0 | 0 | 0 | 0 | 0 | 0
STWD | 0 | 0 | 0 | 0 | 0 | 0
WT | 0 | 0 | 0 | 0 | 0 | 0
IGCC | 0 | 0 | 0 | 0 | 0 | 0
DemandResponse | 0 | 0 | 0 | 0 | 0 | 0
IGCC-CCS | 0 | 0 | 0 | 0 | 0 | 0
WT_off | 0 | 0 | 0 | 0 | 0 | 0
PseudoUnit | 0 | 0 | 0 | 0 | 0 | 0
FixedInterchange | 0 | 0 | 0 | 0 | 0 | 0
NOx Emissions (MMshortTons): Entergy
ReportingType | 2015 | 2020 | 2025 | 2030 | 2035 | 2040
BM | 0 | 0 | 0 | 0 | 0 | 0
CC | 0 | 0.01 | 0 | 0 | 0 | 0
CSP | 0 | 0 | 0 | 0 | 0 | 0
CT | 0 | 0 | 0 | 0 | 0 | 0
Coal | 0.05 | 0.05 | 0.04 | 0.04 | 0.05 | 0.05
Geo | 0 | 0 | 0 | 0 | 0 | 0
H | 0 | 0 | 0 | 0 | 0 | 0
LFG | 0 | 0 | 0 | 0 | 0 | 0
Nuc | 0 | 0 | 0 | 0 | 0 | 0
PS | 0 | 0 | 0 | 0 | 0 | 0
PV | 0 | 0 | 0 | 0 | 0 | 0
PeakG | 0 | 0 | 0 | 0 | 0 | 0
PeakO | 0 | 0 | 0 | 0 | 0 | 0
ST | 0 | 0 | 0 | 0 | 0 | 0
STOG | 0 | 0 | 0 | 0 | 0 | 0
STWD | 0 | 0 | 0 | 0 | 0 | 0
WT | 0 | 0 | 0 | 0 | 0 | 0
IGCC | 0 | 0 | 0 | 0 | 0 | 0
DemandResponse | 0 | 0 | 0 | 0 | 0 | 0
IGCC-CCS | 0 | 0 | 0 | 0 | 0 | 0
WT_off | 0 | 0 | 0 | 0 | 0 | 0
PseudoUnit | 0 | 0 | 0 | 0 | 0 | 0
FixedInterchange | 0 | 0 | 0 | 0 | 0 | 0
NOx Emissions (MMshortTons): FRCC
ReportingType | 2015 | 2020 | 2025 | 2030 | 2035 | 2040
BM | 0 | 0 | 0 | 0 | 0 | 0
CC | 0.01 | 0.01 | 0.01 | 0.01 | 0.01 | 0.02
CSP | 0 | 0 | 0 | 0 | 0 | 0
CT | 0 | 0 | 0 | 0 | 0 | 0
Coal | 0.04 | 0.03 | 0.04 | 0.04 | 0.04 | 0.04
Geo | 0 | 0 | 0 | 0 | 0 | 0
H | 0 | 0 | 0 | 0 | 0 | 0
LFG | 0 | 0 | 0 | 0 | 0 | 0
Nuc | 0 | 0 | 0 | 0 | 0 | 0
PS | 0 | 0 | 0 | 0 | 0 | 0
PV | 0 | 0 | 0 | 0 | 0 | 0
PeakG | 0 | 0 | 0 | 0 | 0 | 0
PeakO | 0 | 0 | 0 | 0 | 0 | 0
ST | 0 | 0 | 0 | 0 | 0 | 0
STOG | 0 | 0 | 0 | 0 | 0 | 0
STWD | 0 | 0 | 0 | 0 | 0 | 0
WT | 0 | 0 | 0 | 0 | 0 | 0
IGCC | 0 | 0 | 0 | 0 | 0 | 0
DemandResponse | 0 | 0 | 0 | 0 | 0 | 0
IGCC-CCS | 0 | 0 | 0 | 0 | 0 | 0
WT_off | 0 | 0 | 0 | 0 | 0 | 0
PseudoUnit | 0 | 0 | 0 | 0 | 0 | 0
FixedInterchange | 0 | 0 | 0 | 0 | 0 | 0
NOx Emissions (MMshortTons): MAPP_US
ReportingType | 2015 | 2020 | 2025 | 2030 | 2035 | 2040
BM | 0 | 0 | 0 | 0 | 0 | 0
CC | 0 | 0 | 0 | 0 | 0 | 0
CSP | 0 | 0 | 0 | 0 | 0 | 0
CT | 0 | 0 | 0 | 0 | 0 | 0
Coal | 0.05 | 0.03 | 0.03 | 0.03 | 0.03 | 0.03
Geo | 0 | 0 | 0 | 0 | 0 | 0
H | 0 | 0 | 0 | 0 | 0 | 0
LFG | 0 | 0 | 0 | 0 | 0 | 0
Nuc | 0 | 0 | 0 | 0 | 0 | 0
PS | 0 | 0 | 0 | 0 | 0 | 0
PV | 0 | 0 | 0 | 0 | 0 | 0
PeakG | 0 | 0 | 0 | 0 | 0 | 0
PeakO | 0 | 0 | 0 | 0 | 0 | 0
ST | 0 | 0 | 0 | 0 | 0 | 0
STOG | 0 | 0 | 0 | 0 | 0 | 0
STWD | 0 | 0 | 0 | 0 | 0 | 0
WT | 0 | 0 | 0 | 0 | 0 | 0
IGCC | 0 | 0 | 0 | 0 | 0 | 0
DemandResponse | 0 | 0 | 0 | 0 | 0 | 0
IGCC-CCS | 0 | 0 | 0 | 0 | 0 | 0
WT_off | 0 | 0 | 0 | 0 | 0 | 0
PseudoUnit | 0 | 0 | 0 | 0 | 0 | 0
FixedInterchange | 0 | 0 | 0 | 0 | 0 | 0
NOx Emissions (MMshortTons): MISO_IN
ReportingType | 2015 | 2020 | 2025 | 2030 | 2035 | 2040
BM | 0 | 0 | 0 | 0 | 0 | 0
CC | 0 | 0 | 0 | 0 | 0 | 0
CSP | 0 | 0 | 0 | 0 | 0 | 0
CT | 0 | 0 | 0 | 0 | 0 | 0
Coal | 0.07 | 0.07 | 0.07 | 0.07 | 0.07 | 0.08
Geo | 0 | 0 | 0 | 0 | 0 | 0
H | 0 | 0 | 0 | 0 | 0 | 0
LFG | 0 | 0 | 0 | 0 | 0 | 0
Nuc | 0 | 0 | 0 | 0 | 0 | 0
PS | 0 | 0 | 0 | 0 | 0 | 0
PV | 0 | 0 | 0 | 0 | 0 | 0
PeakG | 0 | 0 | 0 | 0 | 0 | 0
PeakO | 0 | 0 | 0 | 0 | 0 | 0
ST | 0 | 0 | 0 | 0 | 0 | 0
STOG | 0 | 0 | 0 | 0 | 0 | 0
STWD | 0 | 0 | 0 | 0 | 0 | 0
WT | 0 | 0 | 0 | 0 | 0 | 0
IGCC | 0 | 0 | 0 | 0 | 0 | 0
DemandResponse | 0 | 0 | 0 | 0 | 0 | 0
IGCC-CCS | 0 | 0 | 0 | 0 | 0 | 0
WT_off | 0 | 0 | 0 | 0 | 0 | 0
PseudoUnit | 0 | 0 | 0 | 0 | 0 | 0
FixedInterchange | 0 | 0 | 0 | 0 | 0 | 0
NOx Emissions (MMshortTons): MISO_MI
ReportingType | 2015 | 2020 | 2025 | 2030 | 2035 | 2040
BM | 0 | 0 | 0 | 0 | 0 | 0
CC | 0 | 0 | 0 | 0 | 0 | 0
CSP | 0 | 0 | 0 | 0 | 0 | 0
CT | 0 | 0 | 0 | 0 | 0 | 0
Coal | 0.05 | 0.04 | 0.04 | 0.04 | 0.04 | 0.04
Geo | 0 | 0 | 0 | 0 | 0 | 0
H | 0 | 0 | 0 | 0 | 0 | 0
LFG | 0 | 0 | 0 | 0 | 0 | 0
Nuc | 0 | 0 | 0 | 0 | 0 | 0
PS | 0 | 0 | 0 | 0 | 0 | 0
PV | 0 | 0 | 0 | 0 | 0 | 0
PeakG | 0 | 0 | 0 | 0 | 0 | 0
PeakO | 0 | 0 | 0 | 0 | 0 | 0
ST | 0 | 0 | 0 | 0 | 0 | 0
STOG | 0 | 0 | 0 | 0 | 0 | 0
STWD | 0 | 0 | 0 | 0 | 0 | 0
WT | 0 | 0 | 0 | 0 | 0 | 0
IGCC | 0 | 0 | 0 | 0 | 0 | 0
DemandResponse | 0 | 0 | 0 | 0 | 0 | 0
IGCC-CCS | 0 | 0 | 0 | 0 | 0 | 0
WT_off | 0 | 0 | 0 | 0 | 0 | 0
PseudoUnit | 0 | 0 | 0 | 0 | 0 | 0
FixedInterchange | 0 | 0 | 0 | 0 | 0 | 0
NOx Emissions (MMshortTons): MISO_MO-IL
ReportingType | 2015 | 2020 | 2025 | 2030 | 2035 | 2040
BM | 0 | 0 | 0 | 0 | 0 | 0
CC | 0 | 0 | 0 | 0 | 0 | 0
CSP | 0 | 0 | 0 | 0 | 0 | 0
CT | 0 | 0 | 0 | 0 | 0 | 0
Coal | 0.05 | 0.04 | 0.04 | 0.04 | 0.04 | 0.04
Geo | 0 | 0 | 0 | 0 | 0 | 0
H | 0 | 0 | 0 | 0 | 0 | 0
LFG | 0 | 0 | 0 | 0 | 0 | 0
Nuc | 0 | 0 | 0 | 0 | 0 | 0
PS | 0 | 0 | 0 | 0 | 0 | 0
PV | 0 | 0 | 0 | 0 | 0 | 0
PeakG | 0 | 0 | 0 | 0 | 0 | 0
PeakO | 0 | 0 | 0 | 0 | 0 | 0
ST | 0 | 0 | 0 | 0 | 0 | 0
STOG | 0 | 0 | 0 | 0 | 0 | 0
STWD | 0 | 0 | 0 | 0 | 0 | 0
WT | 0 | 0 | 0 | 0 | 0 | 0
IGCC | 0 | 0 | 0 | 0 | 0 | 0
DemandResponse | 0 | 0 | 0 | 0 | 0 | 0
IGCC-CCS | 0 | 0 | 0 | 0 | 0 | 0
WT_off | 0 | 0 | 0 | 0 | 0 | 0
PseudoUnit | 0 | 0 | 0 | 0 | 0 | 0
FixedInterchange | 0 | 0 | 0 | 0 | 0 | 0
NOx Emissions (MMshortTons): MISO_W
ReportingType | 2015 | 2020 | 2025 | 2030 | 2035 | 2040
BM | 0 | 0 | 0 | 0 | 0 | 0
CC | 0 | 0 | 0 | 0 | 0 | 0
CSP | 0 | 0 | 0 | 0 | 0 | 0
CT | 0 | 0 | 0 | 0 | 0 | 0
Coal | 0.1 | 0.09 | 0.09 | 0.08 | 0.09 | 0.09
Geo | 0 | 0 | 0 | 0 | 0 | 0
H | 0 | 0 | 0 | 0 | 0 | 0
LFG | 0 | 0 | 0 | 0 | 0 | 0
Nuc | 0 | 0 | 0 | 0 | 0 | 0
PS | 0 | 0 | 0 | 0 | 0 | 0
PV | 0 | 0 | 0 | 0 | 0 | 0
PeakG | 0 | 0 | 0 | 0 | 0 | 0
PeakO | 0 | 0 | 0 | 0 | 0 | 0
ST | 0 | 0 | 0 | 0 | 0 | 0
STOG | 0 | 0 | 0 | 0 | 0 | 0
STWD | 0 | 0 | 0 | 0 | 0 | 0
WT | 0 | 0 | 0 | 0 | 0 | 0
IGCC | 0 | 0 | 0 | 0 | 0 | 0
DemandResponse | 0 | 0 | 0 | 0 | 0 | 0
IGCC-CCS | 0 | 0 | 0 | 0 | 0 | 0
WT_off | 0 | 0 | 0 | 0 | 0 | 0
PseudoUnit | 0 | 0 | 0 | 0 | 0 | 0
FixedInterchange | 0 | 0 | 0 | 0 | 0 | 0
NOx Emissions (MMshortTons): MISO_WUMS
ReportingType | 2015 | 2020 | 2025 | 2030 | 2035 | 2040
BM | 0 | 0 | 0 | 0 | 0 | 0
CC | 0 | 0 | 0 | 0 | 0 | 0
CSP | 0 | 0 | 0 | 0 | 0 | 0
CT | 0 | 0 | 0 | 0 | 0 | 0
Coal | 0.01 | 0.01 | 0.01 | 0.01 | 0.01 | 0.01
Geo | 0 | 0 | 0 | 0 | 0 | 0
H | 0 | 0 | 0 | 0 | 0 | 0
LFG | 0 | 0 | 0 | 0 | 0 | 0
Nuc | 0 | 0 | 0 | 0 | 0 | 0
PS | 0 | 0 | 0 | 0 | 0 | 0
PV | 0 | 0 | 0 | 0 | 0 | 0
PeakG | 0 | 0 | 0 | 0 | 0 | 0
PeakO | 0 | 0 | 0 | 0 | 0 | 0
ST | 0 | 0 | 0 | 0 | 0 | 0
STOG | 0 | 0 | 0 | 0 | 0 | 0
STWD | 0 | 0 | 0 | 0 | 0 | 0
WT | 0 | 0 | 0 | 0 | 0 | 0
IGCC | 0 | 0 | 0 | 0 | 0 | 0
DemandResponse | 0 | 0 | 0 | 0 | 0 | 0
IGCC-CCS | 0 | 0 | 0 | 0 | 0 | 0
WT_off | 0 | 0 | 0 | 0 | 0 | 0
PseudoUnit | 0 | 0 | 0 | 0 | 0 | 0
FixedInterchange | 0 | 0 | 0 | 0 | 0 | 0
NOx Emissions (MMshortTons): Nebraska
ReportingType | 2015 | 2020 | 2025 | 2030 | 2035 | 2040
BM | 0 | 0 | 0 | 0 | 0 | 0
CC | 0 | 0 | 0 | 0 | 0 | 0
CSP | 0 | 0 | 0 | 0 | 0 | 0
CT | 0 | 0 | 0 | 0 | 0 | 0
Coal | 0.04 | 0.04 | 0.03 | 0.03 | 0.03 | 0.03
Geo | 0 | 0 | 0 | 0 | 0 | 0
H | 0 | 0 | 0 | 0 | 0 | 0
LFG | 0 | 0 | 0 | 0 | 0 | 0
Nuc | 0 | 0 | 0 | 0 | 0 | 0
PS | 0 | 0 | 0 | 0 | 0 | 0
PV | 0 | 0 | 0 | 0 | 0 | 0
PeakG | 0 | 0 | 0 | 0 | 0 | 0
PeakO | 0 | 0 | 0 | 0 | 0 | 0
ST | 0 | 0 | 0 | 0 | 0 | 0
STOG | 0 | 0 | 0 | 0 | 0 | 0
STWD | 0 | 0 | 0 | 0 | 0 | 0
WT | 0 | 0 | 0 | 0 | 0 | 0
IGCC | 0 | 0 | 0 | 0 | 0 | 0
DemandResponse | 0 | 0 | 0 | 0 | 0 | 0
IGCC-CCS | 0 | 0 | 0 | 0 | 0 | 0
WT_off | 0 | 0 | 0 | 0 | 0 | 0
PseudoUnit | 0 | 0 | 0 | 0 | 0 | 0
FixedInterchange | 0 | 0 | 0 | 0 | 0 | 0
NOx Emissions (MMshortTons): NEISO
ReportingType | 2015 | 2020 | 2025 | 2030 | 2035 | 2040
BM | 0 | 0 | 0 | 0 | 0 | 0
CC | 0 | 0 | 0 | 0 | 0 | 0
CSP | 0 | 0 | 0 | 0 | 0 | 0
CT | 0 | 0 | 0 | 0 | 0 | 0
Coal | 0 | 0 | 0 | 0 | 0 | 0
Geo | 0 | 0 | 0 | 0 | 0 | 0
H | 0 | 0 | 0 | 0 | 0 | 0
LFG | 0 | 0 | 0 | 0 | 0 | 0
Nuc | 0 | 0 | 0 | 0 | 0 | 0
PS | 0 | 0 | 0 | 0 | 0 | 0
PV | 0 | 0 | 0 | 0 | 0 | 0
PeakG | 0 | 0 | 0 | 0 | 0 | 0
PeakO | 0 | 0 | 0 | 0 | 0 | 0
ST | 0 | 0 | 0 | 0 | 0 | 0
STOG | 0 | 0 | 0 | 0 | 0 | 0
STWD | 0 | 0 | 0 | 0 | 0 | 0
WT | 0 | 0 | 0 | 0 | 0 | 0
IGCC | 0 | 0 | 0 | 0 | 0 | 0
DemandResponse | 0 | 0 | 0 | 0 | 0 | 0
IGCC-CCS | 0 | 0 | 0 | 0 | 0 | 0
WT_off | 0 | 0 | 0 | 0 | 0 | 0
PseudoUnit | 0 | 0 | 0 | 0 | 0 | 0
FixedInterchange | 0 | 0 | 0 | 0 | 0 | 0
NOx Emissions (MMshortTons): NonRTO_Midwest
ReportingType | 2015 | 2020 | 2025 | 2030 | 2035 | 2040
BM | 0 | 0 | 0 | 0 | 0 | 0
CC | 0 | 0 | 0 | 0 | 0 | 0
CSP | 0 | 0 | 0 | 0 | 0 | 0
CT | 0 | 0 | 0 | 0 | 0 | 0
Coal | 0.04 | 0.04 | 0.04 | 0.04 | 0.05 | 0.05
Geo | 0 | 0 | 0 | 0 | 0 | 0
H | 0 | 0 | 0 | 0 | 0 | 0
LFG | 0 | 0 | 0 | 0 | 0 | 0
Nuc | 0 | 0 | 0 | 0 | 0 | 0
PS | 0 | 0 | 0 | 0 | 0 | 0
PV | 0 | 0 | 0 | 0 | 0 | 0
PeakG | 0 | 0 | 0 | 0 | 0 | 0
PeakO | 0 | 0 | 0 | 0 | 0 | 0
ST | 0 | 0 | 0 | 0 | 0 | 0
STOG | 0 | 0 | 0 | 0 | 0 | 0
STWD | 0 | 0 | 0 | 0 | 0 | 0
WT | 0 | 0 | 0 | 0 | 0 | 0
IGCC | 0 | 0 | 0 | 0 | 0 | 0
DemandResponse | 0 | 0 | 0 | 0 | 0 | 0
IGCC-CCS | 0 | 0 | 0 | 0 | 0 | 0
WT_off | 0 | 0 | 0 | 0 | 0 | 0
PseudoUnit | 0 | 0 | 0 | 0 | 0 | 0
FixedInterchange | 0 | 0 | 0 | 0 | 0 | 0
NOx Emissions (MMshortTons): NYISO_A-F
ReportingType | 2015 | 2020 | 2025 | 2030 | 2035 | 2040
BM | 0 | 0 | 0 | 0 | 0 | 0
CC | 0 | 0 | 0 | 0 | 0 | 0
CSP | 0 | 0 | 0 | 0 | 0 | 0
CT | 0 | 0 | 0 | 0 | 0 | 0
Coal | 0 | 0 | 0 | 0 | 0 | 0
Geo | 0 | 0 | 0 | 0 | 0 | 0
H | 0 | 0 | 0 | 0 | 0 | 0
LFG | 0 | 0 | 0 | 0 | 0 | 0
Nuc | 0 | 0 | 0 | 0 | 0 | 0
PS | 0 | 0 | 0 | 0 | 0 | 0
PV | 0 | 0 | 0 | 0 | 0 | 0
PeakG | 0 | 0 | 0 | 0 | 0 | 0
PeakO | 0 | 0 | 0 | 0 | 0 | 0
ST | 0 | 0 | 0 | 0 | 0 | 0
STOG | 0 | 0 | 0 | 0 | 0 | 0
STWD | 0 | 0 | 0 | 0 | 0 | 0
WT | 0 | 0 | 0 | 0 | 0 | 0
IGCC | 0 | 0 | 0 | 0 | 0 | 0
DemandResponse | 0 | 0 | 0 | 0 | 0 | 0
IGCC-CCS | 0 | 0 | 0 | 0 | 0 | 0
WT_off | 0 | 0 | 0 | 0 | 0 | 0
PseudoUnit | 0 | 0 | 0 | 0 | 0 | 0
FixedInterchange | 0 | 0 | 0 | 0 | 0 | 0
NOx Emissions (MMshortTons): NYISO_G-I
ReportingType | 2015 | 2020 | 2025 | 2030 | 2035 | 2040
BM | 0 | 0 | 0 | 0 | 0 | 0
CC | 0 | 0 | 0 | 0 | 0 | 0
CSP | 0 | 0 | 0 | 0 | 0 | 0
CT | 0 | 0 | 0 | 0 | 0 | 0
Coal | 0 | 0 | 0 | 0 | 0 | 0
Geo | 0 | 0 | 0 | 0 | 0 | 0
H | 0 | 0 | 0 | 0 | 0 | 0
LFG | 0 | 0 | 0 | 0 | 0 | 0
Nuc | 0 | 0 | 0 | 0 | 0 | 0
PS | 0 | 0 | 0 | 0 | 0 | 0
PV | 0 | 0 | 0 | 0 | 0 | 0
PeakG | 0 | 0 | 0 | 0 | 0 | 0
PeakO | 0 | 0 | 0 | 0 | 0 | 0
ST | 0 | 0 | 0 | 0 | 0 | 0
STOG | 0 | 0 | 0 | 0 | 0 | 0
STWD | 0 | 0 | 0 | 0 | 0 | 0
WT | 0 | 0 | 0 | 0 | 0 | 0
IGCC | 0 | 0 | 0 | 0 | 0 | 0
DemandResponse | 0 | 0 | 0 | 0 | 0 | 0
IGCC-CCS | 0 | 0 | 0 | 0 | 0 | 0
WT_off | 0 | 0 | 0 | 0 | 0 | 0
PseudoUnit | 0 | 0 | 0 | 0 | 0 | 0
FixedInterchange | 0 | 0 | 0 | 0 | 0 | 0
NOx Emissions (MMshortTons): NYISO_J-K
ReportingType | 2015 | 2020 | 2025 | 2030 | 2035 | 2040
BM | 0 | 0 | 0 | 0 | 0 | 0
CC | 0 | 0 | 0 | 0 | 0 | 0
CSP | 0 | 0 | 0 | 0 | 0 | 0
CT | 0 | 0 | 0 | 0 | 0 | 0
Coal | 0 | 0 | 0 | 0 | 0 | 0
Geo | 0 | 0 | 0 | 0 | 0 | 0
H | 0 | 0 | 0 | 0 | 0 | 0
LFG | 0 | 0 | 0 | 0 | 0 | 0
Nuc | 0 | 0 | 0 | 0 | 0 | 0
PS | 0 | 0 | 0 | 0 | 0 | 0
PV | 0 | 0 | 0 | 0 | 0 | 0
PeakG | 0 | 0 | 0 | 0 | 0 | 0
PeakO | 0 | 0 | 0 | 0 | 0 | 0
ST | 0 | 0 | 0 | 0 | 0 | 0
STOG | 0 | 0 | 0 | 0 | 0 | 0
STWD | 0 | 0 | 0 | 0 | 0 | 0
WT | 0 | 0 | 0 | 0 | 0 | 0
IGCC | 0 | 0 | 0 | 0 | 0 | 0
DemandResponse | 0 | 0 | 0 | 0 | 0 | 0
IGCC-CCS | 0 | 0 | 0 | 0 | 0 | 0
WT_off | 0 | 0 | 0 | 0 | 0 | 0
PseudoUnit | 0 | 0 | 0 | 0 | 0 | 0
FixedInterchange | 0 | 0 | 0 | 0 | 0 | 0
NOx Emissions (MMshortTons): PJM_E
ReportingType | 2015 | 2020 | 2025 | 2030 | 2035 | 2040
BM | 0 | 0 | 0 | 0 | 0 | 0
CC | 0 | 0 | 0 | 0 | 0 | 0
CSP | 0 | 0 | 0 | 0 | 0 | 0
CT | 0 | 0 | 0 | 0 | 0 | 0
Coal | 0 | 0 | 0 | 0 | 0 | 0
Geo | 0 | 0 | 0 | 0 | 0 | 0
H | 0 | 0 | 0 | 0 | 0 | 0
LFG | 0 | 0 | 0 | 0 | 0 | 0
Nuc | 0 | 0 | 0 | 0 | 0 | 0
PS | 0 | 0 | 0 | 0 | 0 | 0
PV | 0 | 0 | 0 | 0 | 0 | 0
PeakG | 0 | 0 | 0 | 0 | 0 | 0
PeakO | 0 | 0 | 0 | 0 | 0 | 0
ST | 0 | 0 | 0 | 0 | 0 | 0
STOG | 0 | 0 | 0 | 0 | 0 | 0
STWD | 0 | 0 | 0 | 0 | 0 | 0
WT | 0 | 0 | 0 | 0 | 0 | 0
IGCC | 0 | 0 | 0 | 0 | 0 | 0
DemandResponse | 0 | 0 | 0 | 0 | 0 | 0
IGCC-CCS | 0 | 0 | 0 | 0 | 0 | 0
WT_off | 0 | 0 | 0 | 0 | 0 | 0
PseudoUnit | 0 | 0 | 0 | 0 | 0 | 0
FixedInterchange | 0 | 0 | 0 | 0 | 0 | 0
NOx Emissions (MMshortTons): PJM_ROM
ReportingType | 2015 | 2020 | 2025 | 2030 | 2035 | 2040
BM | 0 | 0 | 0 | 0 | 0 | 0
CC | 0 | 0 | 0 | 0 | 0.01 | 0.01
CSP | 0 | 0 | 0 | 0 | 0 | 0
CT | 0 | 0 | 0 | 0 | 0 | 0
Coal | 0.04 | 0.04 | 0.04 | 0.04 | 0.04 | 0.04
Geo | 0 | 0 | 0 | 0 | 0 | 0
H | 0 | 0 | 0 | 0 | 0 | 0
LFG | 0 | 0 | 0 | 0 | 0 | 0
Nuc | 0 | 0 | 0 | 0 | 0 | 0
PS | 0 | 0 | 0 | 0 | 0 | 0
PV | 0 | 0 | 0 | 0 | 0 | 0
PeakG | 0 | 0 | 0 | 0 | 0 | 0
PeakO | 0 | 0 | 0 | 0 | 0 | 0
ST | 0 | 0 | 0 | 0 | 0 | 0
STOG | 0 | 0 | 0 | 0 | 0 | 0
STWD | 0 | 0 | 0 | 0 | 0 | 0
WT | 0 | 0 | 0 | 0 | 0 | 0
IGCC | 0 | 0 | 0 | 0 | 0 | 0
DemandResponse | 0 | 0 | 0 | 0 | 0 | 0
IGCC-CCS | 0 | 0 | 0 | 0 | 0 | 0
WT_off | 0 | 0 | 0 | 0 | 0 | 0
PseudoUnit | 0 | 0 | 0 | 0 | 0 | 0
FixedInterchange | 0 | 0 | 0 | 0 | 0 | 0
NOx Emissions (MMshortTons): PJM_ROR
ReportingType | 2015 | 2020 | 2025 | 2030 | 2035 | 2040
BM | 0 | 0 | 0 | 0 | 0 | 0
CC | 0 | 0 | 0 | 0 | 0 | 0
CSP | 0 | 0 | 0 | 0 | 0 | 0
CT | 0 | 0 | 0 | 0 | 0 | 0
Coal | 0.27 | 0.18 | 0.18 | 0.18 | 0.18 | 0.18
Geo | 0 | 0 | 0 | 0 | 0 | 0
H | 0 | 0 | 0 | 0 | 0 | 0
LFG | 0 | 0 | 0 | 0 | 0 | 0
Nuc | 0 | 0 | 0 | 0 | 0 | 0
PS | 0 | 0 | 0 | 0 | 0 | 0
PV | 0 | 0 | 0 | 0 | 0 | 0
PeakG | 0 | 0 | 0 | 0 | 0 | 0
PeakO | 0 | 0 | 0 | 0 | 0 | 0
ST | 0 | 0 | 0 | 0 | 0 | 0
STOG | 0 | 0 | 0 | 0 | 0 | 0
STWD | 0 | 0 | 0 | 0 | 0 | 0
WT | 0 | 0 | 0 | 0 | 0 | 0
IGCC | 0 | 0 | 0 | 0 | 0 | 0
DemandResponse | 0 | 0 | 0 | 0 | 0 | 0
IGCC-CCS | 0 | 0 | 0 | 0 | 0 | 0
WT_off | 0 | 0 | 0 | 0 | 0 | 0
PseudoUnit | 0 | 0 | 0 | 0 | 0 | 0
FixedInterchange | 0 | 0 | 0 | 0 | 0 | 0
NOx Emissions (MMshortTons): SOCO
ReportingType | 2015 | 2020 | 2025 | 2030 | 2035 | 2040
BM | 0 | 0 | 0 | 0 | 0 | 0
CC | 0.01 | 0.01 | 0.01 | 0.01 | 0.01 | 0.01
CSP | 0 | 0 | 0 | 0 | 0 | 0
CT | 0 | 0 | 0 | 0 | 0 | 0
Coal | 0.06 | 0.06 | 0.06 | 0.06 | 0.07 | 0.08
Geo | 0 | 0 | 0 | 0 | 0 | 0
H | 0 | 0 | 0 | 0 | 0 | 0
LFG | 0 | 0 | 0 | 0 | 0 | 0
Nuc | 0 | 0 | 0 | 0 | 0 | 0
PS | 0 | 0 | 0 | 0 | 0 | 0
PV | 0 | 0 | 0 | 0 | 0 | 0
PeakG | 0 | 0 | 0 | 0 | 0 | 0
PeakO | 0 | 0 | 0 | 0 | 0 | 0
ST | 0 | 0 | 0 | 0 | 0 | 0
STOG | 0 | 0 | 0 | 0 | 0 | 0
STWD | 0 | 0 | 0 | 0 | 0 | 0
WT | 0 | 0 | 0 | 0 | 0 | 0
IGCC | 0 | 0 | 0 | 0 | 0 | 0
DemandResponse | 0 | 0 | 0 | 0 | 0 | 0
IGCC-CCS | 0 | 0 | 0 | 0 | 0 | 0
WT_off | 0 | 0 | 0 | 0 | 0 | 0
PseudoUnit | 0 | 0 | 0 | 0 | 0 | 0
FixedInterchange | 0 | 0 | 0 | 0 | 0 | 0
NOx Emissions (MMshortTons): SPP_N
ReportingType | 2015 | 2020 | 2025 | 2030 | 2035 | 2040
BM | 0 | 0 | 0 | 0 | 0 | 0
CC | 0 | 0 | 0 | 0 | 0 | 0
CSP | 0 | 0 | 0 | 0 | 0 | 0
CT | 0 | 0 | 0 | 0 | 0 | 0
Coal | 0.06 | 0.05 | 0.04 | 0.03 | 0.04 | 0.04
Geo | 0 | 0 | 0 | 0 | 0 | 0
H | 0 | 0 | 0 | 0 | 0 | 0
LFG | 0 | 0 | 0 | 0 | 0 | 0
Nuc | 0 | 0 | 0 | 0 | 0 | 0
PS | 0 | 0 | 0 | 0 | 0 | 0
PV | 0 | 0 | 0 | 0 | 0 | 0
PeakG | 0 | 0 | 0 | 0 | 0 | 0
PeakO | 0 | 0 | 0 | 0 | 0 | 0
ST | 0 | 0 | 0 | 0 | 0 | 0
STOG | 0 | 0 | 0 | 0 | 0 | 0
STWD | 0 | 0 | 0 | 0 | 0 | 0
WT | 0 | 0 | 0 | 0 | 0 | 0
IGCC | 0 | 0 | 0 | 0 | 0 | 0
DemandResponse | 0 | 0 | 0 | 0 | 0 | 0
IGCC-CCS | 0 | 0 | 0 | 0 | 0 | 0
WT_off | 0 | 0 | 0 | 0 | 0 | 0
PseudoUnit | 0 | 0 | 0 | 0 | 0 | 0
FixedInterchange | 0 | 0 | 0 | 0 | 0 | 0
NOx Emissions (MMshortTons): SPP_S
ReportingType | 2015 | 2020 | 2025 | 2030 | 2035 | 2040
BM | 0 | 0 | 0 | 0 | 0 | 0
CC | 0 | 0 | 0 | 0 | 0 | 0
CSP | 0 | 0 | 0 | 0 | 0 | 0
CT | 0 | 0 | 0 | 0 | 0 | 0
Coal | 0.11 | 0.08 | 0.03 | 0.01 | 0.02 | 0.02
Geo | 0 | 0 | 0 | 0 | 0 | 0
H | 0 | 0 | 0 | 0 | 0 | 0
LFG | 0 | 0 | 0 | 0 | 0 | 0
Nuc | 0 | 0 | 0 | 0 | 0 | 0
PS | 0 | 0 | 0 | 0 | 0 | 0
PV | 0 | 0 | 0 | 0 | 0 | 0
PeakG | 0 | 0 | 0 | 0 | 0 | 0
PeakO | 0 | 0 | 0 | 0 | 0 | 0
ST | 0 | 0 | 0 | 0 | 0 | 0
STOG | 0 | 0 | 0 | 0 | 0 | 0
STWD | 0 | 0 | 0 | 0 | 0 | 0
WT | 0 | 0 | 0 | 0 | 0 | 0
IGCC | 0 | 0 | 0 | 0 | 0 | 0
DemandResponse | 0 | 0 | 0 | 0 | 0 | 0
IGCC-CCS | 0 | 0 | 0 | 0 | 0 | 0
WT_off | 0 | 0 | 0 | 0 | 0 | 0
PseudoUnit | 0 | 0 | 0 | 0 | 0 | 0
FixedInterchange | 0 | 0 | 0 | 0 | 0 | 0
NOx Emissions (MMshortTons): TVA
ReportingType | 2015 | 2020 | 2025 | 2030 | 2035 | 2040
BM | 0 | 0 | 0 | 0 | 0 | 0
CC | 0 | 0 | 0 | 0 | 0 | 0
CSP | 0 | 0 | 0 | 0 | 0 | 0
CT | 0 | 0 | 0 | 0 | 0 | 0
Coal | 0.06 | 0.06 | 0.06 | 0.06 | 0.06 | 0.06
Geo | 0 | 0 | 0 | 0 | 0 | 0
H | 0 | 0 | 0 | 0 | 0 | 0
LFG | 0 | 0 | 0 | 0 | 0 | 0
Nuc | 0 | 0 | 0 | 0 | 0 | 0
PS | 0 | 0 | 0 | 0 | 0 | 0
PV | 0 | 0 | 0 | 0 | 0 | 0
PeakG | 0 | 0 | 0 | 0 | 0 | 0
PeakO | 0 | 0 | 0 | 0 | 0 | 0
ST | 0 | 0 | 0 | 0 | 0 | 0
STOG | 0 | 0 | 0 | 0 | 0 | 0
STWD | 0 | 0 | 0 | 0 | 0 | 0
WT | 0 | 0 | 0 | 0 | 0 | 0
IGCC | 0 | 0 | 0 | 0 | 0 | 0
DemandResponse | 0 | 0 | 0 | 0 | 0 | 0
IGCC-CCS | 0 | 0 | 0 | 0 | 0 | 0
WT_off | 0 | 0 | 0 | 0 | 0 | 0
PseudoUnit | 0 | 0 | 0 | 0 | 0 | 0
FixedInterchange | 0 | 0 | 0 | 0 | 0 | 0
NOx Emissions (MMshortTons): TVA_Transmission
ReportingType | 2015 | 2020 | 2025 | 2030 | 2035 | 2040
BM | 0 | 0 | 0 | 0 | 0 | 0
CC | 0 | 0 | 0 | 0 | 0 | 0
CSP | 0 | 0 | 0 | 0 | 0 | 0
CT | 0 | 0 | 0 | 0 | 0 | 0
Coal | 0 | 0 | 0 | 0 | 0 | 0
Geo | 0 | 0 | 0 | 0 | 0 | 0
H | 0 | 0 | 0 | 0 | 0 | 0
LFG | 0 | 0 | 0 | 0 | 0 | 0
Nuc | 0 | 0 | 0 | 0 | 0 | 0
PS | 0 | 0 | 0 | 0 | 0 | 0
PV | 0 | 0 | 0 | 0 | 0 | 0
PeakG | 0 | 0 | 0 | 0 | 0 | 0
PeakO | 0 | 0 | 0 | 0 | 0 | 0
ST | 0 | 0 | 0 | 0 | 0 | 0
STOG | 0 | 0 | 0 | 0 | 0 | 0
STWD | 0 | 0 | 0 | 0 | 0 | 0
WT | 0 | 0 | 0 | 0 | 0 | 0
IGCC | 0 | 0 | 0 | 0 | 0 | 0
DemandResponse | 0 | 0 | 0 | 0 | 0 | 0
IGCC-CCS | 0 | 0 | 0 | 0 | 0 | 0
WT_off | 0 | 0 | 0 | 0 | 0 | 0
PseudoUnit | 0 | 0 | 0 | 0 | 0 | 0
FixedInterchange | 0 | 0 | 0 | 0 | 0 | 0
NOx Emissions (MMshortTons): VACAR
ReportingType | 2015 | 2020 | 2025 | 2030 | 2035 | 2040
BM | 0 | 0 | 0 | 0 | 0 | 0
CC | 0 | 0 | 0 | 0 | 0 | 0.01
CSP | 0 | 0 | 0 | 0 | 0 | 0
CT | 0 | 0 | 0 | 0 | 0 | 0
Coal | 0.04 | 0.03 | 0.04 | 0.04 | 0.05 | 0.05
Geo | 0 | 0 | 0 | 0 | 0 | 0
H | 0 | 0 | 0 | 0 | 0 | 0
LFG | 0 | 0 | 0 | 0 | 0 | 0
Nuc | 0 | 0 | 0 | 0 | 0 | 0
PS | 0 | 0 | 0 | 0 | 0 | 0
PV | 0 | 0 | 0 | 0 | 0 | 0
PeakG | 0 | 0 | 0 | 0 | 0 | 0
PeakO | 0 | 0 | 0 | 0 | 0 | 0
ST | 0 | 0 | 0 | 0 | 0 | 0
STOG | 0 | 0 | 0 | 0 | 0 | 0
STWD | 0 | 0 | 0 | 0 | 0 | 0
WT | 0 | 0 | 0 | 0 | 0 | 0
IGCC | 0 | 0 | 0 | 0 | 0 | 0
DemandResponse | 0 | 0 | 0 | 0 | 0 | 0
IGCC-CCS | 0 | 0 | 0 | 0 | 0 | 0
WT_off | 0 | 0 | 0 | 0 | 0 | 0
PseudoUnit | 0 | 0 | 0 | 0 | 0 | 0
FixedInterchange | 0 | 0 | 0 | 0 | 0 | 0
NOx Emissions (MMshortTons): IESO
ReportingType | 2015 | 2020 | 2025 | 2030 | 2035 | 2040
BM | 0 | 0 | 0 | 0 | 0 | 0
CC | 0 | 0 | 0 | 0 | 0 | 0
CSP | 0 | 0 | 0 | 0 | 0 | 0
CT | 0 | 0 | 0 | 0 | 0 | 0
Coal | 0 | 0 | 0 | 0 | 0 | 0
Geo | 0 | 0 | 0 | 0 | 0 | 0
H | 0 | 0 | 0 | 0 | 0 | 0
LFG | 0 | 0 | 0 | 0 | 0 | 0
Nuc | 0 | 0 | 0 | 0 | 0 | 0
PS | 0 | 0 | 0 | 0 | 0 | 0
PV | 0 | 0 | 0 | 0 | 0 | 0
PeakG | 0 | 0 | 0 | 0 | 0 | 0
PeakO | 0 | 0 | 0 | 0 | 0 | 0
ST | 0 | 0 | 0 | 0 | 0 | 0
STOG | 0 | 0 | 0 | 0 | 0 | 0
STWD | 0 | 0 | 0 | 0 | 0 | 0
WT | 0 | 0 | 0 | 0 | 0 | 0
IGCC | 0 | 0 | 0 | 0 | 0 | 0
DemandResponse | 0 | 0 | 0 | 0 | 0 | 0
IGCC-CCS | 0 | 0 | 0 | 0 | 0 | 0
WT_off | 0 | 0 | 0 | 0 | 0 | 0
PseudoUnit | 0 | 0 | 0 | 0 | 0 | 0
FixedInterchange | 0 | 0 | 0 | 0 | 0 | 0
NOx Emissions (MMshortTons): MAPP_CA
ReportingType | 2015 | 2020 | 2025 | 2030 | 2035 | 2040
BM | 0 | 0 | 0 | 0 | 0 | 0
CC | 0 | 0 | 0 | 0 | 0 | 0
CSP | 0 | 0 | 0 | 0 | 0 | 0
CT | 0 | 0 | 0 | 0 | 0 | 0
Coal | 0 | 0 | 0 | 0 | 0 | 0
Geo | 0 | 0 | 0 | 0 | 0 | 0
H | 0 | 0 | 0 | 0 | 0 | 0
LFG | 0 | 0 | 0 | 0 | 0 | 0
Nuc | 0 | 0 | 0 | 0 | 0 | 0
PS | 0 | 0 | 0 | 0 | 0 | 0
PV | 0 | 0 | 0 | 0 | 0 | 0
PeakG | 0 | 0 | 0 | 0 | 0 | 0
PeakO | 0 | 0 | 0 | 0 | 0 | 0
ST | 0 | 0 | 0 | 0 | 0 | 0
STOG | 0 | 0 | 0 | 0 | 0 | 0
STWD | 0 | 0 | 0 | 0 | 0 | 0
WT | 0 | 0 | 0 | 0 | 0 | 0
IGCC | 0 | 0 | 0 | 0 | 0 | 0
DemandResponse | 0 | 0 | 0 | 0 | 0 | 0
IGCC-CCS | 0 | 0 | 0 | 0 | 0 | 0
WT_off | 0 | 0 | 0 | 0 | 0 | 0
PseudoUnit | 0 | 0 | 0 | 0 | 0 | 0
FixedInterchange | 0 | 0 | 0 | 0 | 0 | 0
NOx Emissions (MMshortTons): AZ_NM_SNV_Coal
ReportingType | 2015 | 2020 | 2025 | 2030 | 2035 | 2040
BM | 0 | 0 | 0 | 0 | 0 | 0
CC | 0 | 0 | 0 | 0 | 0 | 0
CSP | 0 | 0 | 0 | 0 | 0 | 0
CT | 0 | 0 | 0 | 0 | 0 | 0
Coal | 0.12 | 0.12 | 0.12 | 0.12 | 0.13 | 0.15
Geo | 0 | 0 | 0 | 0 | 0 | 0
H | 0 | 0 | 0 | 0 | 0 | 0
LFG | 0 | 0 | 0 | 0 | 0 | 0
Nuc | 0 | 0 | 0 | 0 | 0 | 0
PS | 0 | 0 | 0 | 0 | 0 | 0
PV | 0 | 0 | 0 | 0 | 0 | 0
PeakG | 0 | 0 | 0 | 0 | 0 | 0
PeakO | 0 | 0 | 0 | 0 | 0 | 0
ST | 0 | 0 | 0 | 0 | 0 | 0
STOG | 0 | 0 | 0 | 0 | 0 | 0
STWD | 0 | 0 | 0 | 0 | 0 | 0
WT | 0 | 0 | 0 | 0 | 0 | 0
IGCC | 0 | 0 | 0 | 0 | 0 | 0
DemandResponse | 0 | 0 | 0 | 0 | 0 | 0
IGCC-CCS | 0 | 0 | 0 | 0 | 0 | 0
WT_off | 0 | 0 | 0 | 0 | 0 | 0
PseudoUnit | 0 | 0 | 0 | 0 | 0 | 0
FixedInterchange | 0 | 0 | 0 | 0 | 0 | 0
NOx Emissions (MMshortTons): AZ_NM_SNV_Gas
ReportingType | 2015 | 2020 | 2025 | 2030 | 2035 | 2040
BM | 0 | 0 | 0 | 0 | 0 | 0
CC | 0.01 | 0.01 | 0.01 | 0.01 | 0.01 | 0.01
CSP | 0 | 0 | 0 | 0 | 0 | 0
CT | 0 | 0 | 0 | 0 | 0 | 0
Coal | 0 | 0 | 0 | 0 | 0 | 0
Geo | 0 | 0 | 0 | 0 | 0 | 0
H | 0 | 0 | 0 | 0 | 0 | 0
LFG | 0 | 0 | 0 | 0 | 0 | 0
Nuc | 0 | 0 | 0 | 0 | 0 | 0
PS | 0 | 0 | 0 | 0 | 0 | 0
PV | 0 | 0 | 0 | 0 | 0 | 0
PeakG | 0 | 0 | 0 | 0 | 0 | 0
PeakO | 0 | 0 | 0 | 0 | 0 | 0
ST | 0 | 0 | 0 | 0 | 0 | 0
STOG | 0 | 0 | 0 | 0 | 0 | 0
STWD | 0 | 0 | 0 | 0 | 0 | 0
WT | 0 | 0 | 0 | 0 | 0 | 0
IGCC | 0 | 0 | 0 | 0 | 0 | 0
DemandResponse | 0 | 0 | 0 | 0 | 0 | 0
IGCC-CCS | 0 | 0 | 0 | 0 | 0 | 0
WT_off | 0 | 0 | 0 | 0 | 0 | 0
PseudoUnit | 0 | 0 | 0 | 0 | 0 | 0
FixedInterchange | 0 | 0 | 0 | 0 | 0 | 0
NOx Emissions (MMshortTons): AZ_NM_SNV_NucRenew
ReportingType | 2015 | 2020 | 2025 | 2030 | 2035 | 2040
BM | 0 | 0 | 0 | 0 | 0 | 0
CC | 0 | 0 | 0 | 0 | 0 | 0
CSP | 0 | 0 | 0 | 0 | 0 | 0
CT | 0 | 0 | 0 | 0 | 0 | 0
Coal | 0 | 0 | 0 | 0 | 0 | 0
Geo | 0 | 0 | 0 | 0 | 0 | 0
H | 0 | 0 | 0 | 0 | 0 | 0
LFG | 0 | 0 | 0 | 0 | 0 | 0
Nuc | 0 | 0 | 0 | 0 | 0 | 0
PS | 0 | 0 | 0 | 0 | 0 | 0
PV | 0 | 0 | 0 | 0 | 0 | 0
PeakG | 0 | 0 | 0 | 0 | 0 | 0
PeakO | 0 | 0 | 0 | 0 | 0 | 0
ST | 0 | 0 | 0 | 0 | 0 | 0
STOG | 0 | 0 | 0 | 0 | 0 | 0
STWD | 0 | 0 | 0 | 0 | 0 | 0
WT | 0 | 0 | 0 | 0 | 0 | 0
IGCC | 0 | 0 | 0 | 0 | 0 | 0
DemandResponse | 0 | 0 | 0 | 0 | 0 | 0
IGCC-CCS | 0 | 0 | 0 | 0 | 0 | 0
WT_off | 0 | 0 | 0 | 0 | 0 | 0
PseudoUnit | 0 | 0 | 0 | 0 | 0 | 0
FixedInterchange | 0 | 0 | 0 | 0 | 0 | 0
NOx Emissions (MMshortTons): ERCOT
ReportingType | 2015 | 2020 | 2025 | 2030 | 2035 | 2040
BM | 0 | 0 | 0 | 0 | 0 | 0
CC | 0.01 | 0.01 | 0.01 | 0.01 | 0.01 | 0.01
CSP | 0 | 0 | 0 | 0 | 0 | 0
CT | 0 | 0 | 0 | 0 | 0 | 0
Coal | 0.08 | 0.09 | 0.09 | 0.09 | 0.09 | 0.09
Geo | 0 | 0 | 0 | 0 | 0 | 0
H | 0 | 0 | 0 | 0 | 0 | 0
LFG | 0 | 0 | 0 | 0 | 0 | 0
Nuc | 0 | 0 | 0 | 0 | 0 | 0
PS | 0 | 0 | 0 | 0 | 0 | 0
PV | 0 | 0 | 0 | 0 | 0 | 0
PeakG | 0 | 0 | 0 | 0 | 0 | 0
PeakO | 0 | 0 | 0 | 0 | 0 | 0
ST | 0 | 0 | 0 | 0 | 0 | 0
STOG | 0 | 0 | 0 | 0 | 0 | 0
STWD | 0 | 0 | 0 | 0 | 0 | 0
WT | 0 | 0 | 0 | 0 | 0 | 0
IGCC | 0 | 0 | 0 | 0 | 0 | 0
DemandResponse | 0 | 0 | 0 | 0 | 0 | 0
IGCC-CCS | 0 | 0 | 0 | 0 | 0 | 0
WT_off | 0 | 0 | 0 | 0 | 0 | 0
PseudoUnit | 0 | 0 | 0 | 0 | 0 | 0
FixedInterchange | 0 | 0 | 0 | 0 | 0 | 0
NOx Emissions (MMshortTons): NP15
ReportingType | 2015 | 2020 | 2025 | 2030 | 2035 | 2040
BM | 0 | 0 | 0 | 0 | 0 | 0
CC | 0 | 0 | 0 | 0 | 0 | 0
CSP | 0 | 0 | 0 | 0 | 0 | 0
CT | 0 | 0 | 0 | 0 | 0 | 0
Coal | 0 | 0 | 0 | 0 | 0 | 0
Geo | 0 | 0 | 0 | 0 | 0 | 0
H | 0 | 0 | 0 | 0 | 0 | 0
LFG | 0 | 0 | 0 | 0 | 0 | 0
Nuc | 0 | 0 | 0 | 0 | 0 | 0
PS | 0 | 0 | 0 | 0 | 0 | 0
PV | 0 | 0 | 0 | 0 | 0 | 0
PeakG | 0 | 0 | 0 | 0 | 0 | 0
PeakO | 0 | 0 | 0 | 0 | 0 | 0
ST | 0 | 0 | 0 | 0 | 0 | 0
STOG | 0 | 0 | 0 | 0 | 0 | 0
STWD | 0 | 0 | 0 | 0 | 0 | 0
WT | 0 | 0 | 0 | 0 | 0 | 0
IGCC | 0 | 0 | 0 | 0 | 0 | 0
DemandResponse | 0 | 0 | 0 | 0 | 0 | 0
IGCC-CCS | 0 | 0 | 0 | 0 | 0 | 0
WT_off | 0 | 0 | 0 | 0 | 0 | 0
PseudoUnit | 0 | 0 | 0 | 0 | 0 | 0
FixedInterchange | 0 | 0 | 0 | 0 | 0 | 0
NOx Emissions (MMshortTons): NWPP_Coal
ReportingType | 2015 | 2020 | 2025 | 2030 | 2035 | 2040
BM | 0 | 0 | 0 | 0 | 0 | 0
CC | 0 | 0 | 0 | 0 | 0 | 0
CSP | 0 | 0 | 0 | 0 | 0 | 0
CT | 0 | 0 | 0 | 0 | 0 | 0
Coal | 0.15 | 0.15 | 0.15 | 0.15 | 0.15 | 0.15
Geo | 0 | 0 | 0 | 0 | 0 | 0
H | 0 | 0 | 0 | 0 | 0 | 0
LFG | 0 | 0 | 0 | 0 | 0 | 0
Nuc | 0 | 0 | 0 | 0 | 0 | 0
PS | 0 | 0 | 0 | 0 | 0 | 0
PV | 0 | 0 | 0 | 0 | 0 | 0
PeakG | 0 | 0 | 0 | 0 | 0 | 0
PeakO | 0 | 0 | 0 | 0 | 0 | 0
ST | 0 | 0 | 0 | 0 | 0 | 0
STOG | 0 | 0 | 0 | 0 | 0 | 0
STWD | 0 | 0 | 0 | 0 | 0 | 0
WT | 0 | 0 | 0 | 0 | 0 | 0
IGCC | 0 | 0 | 0 | 0 | 0 | 0
DemandResponse | 0 | 0 | 0 | 0 | 0 | 0
IGCC-CCS | 0 | 0 | 0 | 0 | 0 | 0
WT_off | 0 | 0 | 0 | 0 | 0 | 0
PseudoUnit | 0 | 0 | 0 | 0 | 0 | 0
FixedInterchange | 0 | 0 | 0 | 0 | 0 | 0
NOx Emissions (MMshortTons): NWPP_Gas
ReportingType | 2015 | 2020 | 2025 | 2030 | 2035 | 2040
BM | 0 | 0 | 0 | 0 | 0 | 0
CC | 0 | 0 | 0 | 0.01 | 0.01 | 0.01
CSP | 0 | 0 | 0 | 0 | 0 | 0
CT | 0 | 0 | 0 | 0 | 0 | 0
Coal | 0 | 0 | 0 | 0 | 0 | 0
Geo | 0 | 0 | 0 | 0 | 0 | 0
H | 0 | 0 | 0 | 0 | 0 | 0
LFG | 0 | 0 | 0 | 0 | 0 | 0
Nuc | 0 | 0 | 0 | 0 | 0 | 0
PS | 0 | 0 | 0 | 0 | 0 | 0
PV | 0 | 0 | 0 | 0 | 0 | 0
PeakG | 0 | 0 | 0 | 0 | 0 | 0
PeakO | 0 | 0 | 0 | 0 | 0 | 0
ST | 0 | 0 | 0 | 0 | 0 | 0
STOG | 0 | 0 | 0 | 0 | 0 | 0
STWD | 0 | 0 | 0 | 0 | 0 | 0
WT | 0 | 0 | 0 | 0 | 0 | 0
IGCC | 0 | 0 | 0 | 0 | 0 | 0
DemandResponse | 0 | 0 | 0 | 0 | 0 | 0
IGCC-CCS | 0 | 0 | 0 | 0 | 0 | 0
WT_off | 0 | 0 | 0 | 0 | 0 | 0
PseudoUnit | 0 | 0 | 0 | 0 | 0 | 0
FixedInterchange | 0 | 0 | 0 | 0 | 0 | 0
NOx Emissions (MMshortTons): NWPP_NucRenew
ReportingType | 2015 | 2020 | 2025 | 2030 | 2035 | 2040
BM | 0 | 0 | 0 | 0 | 0 | 0
CC | 0 | 0 | 0 | 0 | 0 | 0
CSP | 0 | 0 | 0 | 0 | 0 | 0
CT | 0 | 0 | 0 | 0 | 0 | 0
Coal | 0 | 0 | 0 | 0 | 0 | 0
Geo | 0 | 0 | 0 | 0 | 0 | 0
H | 0 | 0 | 0 | 0 | 0 | 0
LFG | 0 | 0 | 0 | 0 | 0 | 0
Nuc | 0 | 0 | 0 | 0 | 0 | 0
PS | 0 | 0 | 0 | 0 | 0 | 0
PV | 0 | 0 | 0 | 0 | 0 | 0
PeakG | 0 | 0 | 0 | 0 | 0 | 0
PeakO | 0 | 0 | 0 | 0 | 0 | 0
ST | 0 | 0 | 0 | 0 | 0 | 0
STOG | 0 | 0 | 0 | 0 | 0 | 0
STWD | 0 | 0 | 0 | 0 | 0 | 0
WT | 0 | 0 | 0 | 0 | 0 | 0
IGCC | 0 | 0 | 0 | 0 | 0 | 0
DemandResponse | 0 | 0 | 0 | 0 | 0 | 0
IGCC-CCS | 0 | 0 | 0 | 0 | 0 | 0
WT_off | 0 | 0 | 0 | 0 | 0 | 0
PseudoUnit | 0 | 0 | 0 | 0 | 0 | 0
FixedInterchange | 0 | 0 | 0 | 0 | 0 | 0
NOx Emissions (MMshortTons): RMPA
ReportingType | 2015 | 2020 | 2025 | 2030 | 2035 | 2040
BM | 0 | 0 | 0 | 0 | 0 | 0
CC | 0 | 0 | 0 | 0 | 0 | 0
CSP | 0 | 0 | 0 | 0 | 0 | 0
CT | 0 | 0 | 0 | 0 | 0 | 0
Coal | 0.06 | 0.06 | 0.05 | 0.05 | 0.06 | 0.06
Geo | 0 | 0 | 0 | 0 | 0 | 0
H | 0 | 0 | 0 | 0 | 0 | 0
LFG | 0 | 0 | 0 | 0 | 0 | 0
Nuc | 0 | 0 | 0 | 0 | 0 | 0
PS | 0 | 0 | 0 | 0 | 0 | 0
PV | 0 | 0 | 0 | 0 | 0 | 0
PeakG | 0 | 0 | 0 | 0 | 0 | 0
PeakO | 0 | 0 | 0 | 0 | 0 | 0
ST | 0 | 0 | 0 | 0 | 0 | 0
STOG | 0 | 0 | 0 | 0 | 0 | 0
STWD | 0 | 0 | 0 | 0 | 0 | 0
WT | 0 | 0 | 0 | 0 | 0 | 0
IGCC | 0 | 0 | 0 | 0 | 0 | 0
DemandResponse | 0 | 0 | 0 | 0 | 0 | 0
IGCC-CCS | 0 | 0 | 0 | 0 | 0 | 0
WT_off | 0 | 0 | 0 | 0 | 0 | 0
PseudoUnit | 0 | 0 | 0 | 0 | 0 | 0
FixedInterchange | 0 | 0 | 0 | 0 | 0 | 0
NOx Emissions (MMshortTons): SP15
ReportingType | 2015 | 2020 | 2025 | 2030 | 2035 | 2040
BM | 0 | 0 | 0 | 0 | 0 | 0
CC | 0 | 0 | 0 | 0 | 0 | 0
CSP | 0 | 0 | 0 | 0 | 0 | 0
CT | 0 | 0 | 0 | 0 | 0 | 0
Coal | 0 | 0 | 0 | 0 | 0 | 0
Geo | 0 | 0 | 0 | 0 | 0 | 0
H | 0 | 0 | 0 | 0 | 0 | 0
LFG | 0 | 0 | 0 | 0 | 0 | 0
Nuc | 0 | 0 | 0 | 0 | 0 | 0
PS | 0 | 0 | 0 | 0 | 0 | 0
PV | 0 | 0 | 0 | 0 | 0 | 0
PeakG | 0 | 0 | 0 | 0 | 0 | 0
PeakO | 0 | 0 | 0 | 0 | 0 | 0
ST | 0 | 0 | 0 | 0 | 0 | 0
STOG | 0 | 0 | 0 | 0 | 0 | 0
STWD | 0 | 0 | 0 | 0 | 0 | 0
WT | 0 | 0 | 0 | 0 | 0 | 0
IGCC | 0 | 0 | 0 | 0 | 0 | 0
DemandResponse | 0 | 0 | 0 | 0 | 0 | 0
IGCC-CCS | 0 | 0 | 0 | 0 | 0 | 0
WT_off | 0 | 0 | 0 | 0 | 0 | 0
PseudoUnit | 0 | 0 | 0 | 0 | 0 | 0
FixedInterchange | 0 | 0 | 0 | 0 | 0 | 0
NOx Emissions (MMshortTons): ALB
ReportingType | 2015 | 2020 | 2025 | 2030 | 2035 | 2040
BM | 0 | 0 | 0 | 0 | 0 | 0
CC | 0 | 0 | 0 | 0 | 0 | 0
CSP | 0 | 0 | 0 | 0 | 0 | 0
CT | 0 | 0 | 0 | 0 | 0 | 0
Coal | 0.01 | 0.01 | 0.01 | 0.01 | 0.01 | 0.01
Geo | 0 | 0 | 0 | 0 | 0 | 0
H | 0 | 0 | 0 | 0 | 0 | 0
LFG | 0 | 0 | 0 | 0 | 0 | 0
Nuc | 0 | 0 | 0 | 0 | 0 | 0
PS | 0 | 0 | 0 | 0 | 0 | 0
PV | 0 | 0 | 0 | 0 | 0 | 0
PeakG | 0 | 0 | 0 | 0 | 0 | 0
PeakO | 0 | 0 | 0 | 0 | 0 | 0
ST | 0 | 0 | 0 | 0 | 0 | 0
STOG | 0 | 0 | 0 | 0 | 0 | 0
STWD | 0 | 0 | 0 | 0 | 0 | 0
WT | 0 | 0 | 0 | 0 | 0 | 0
IGCC | 0 | 0 | 0 | 0 | 0 | 0
DemandResponse | 0 | 0 | 0 | 0 | 0 | 0
IGCC-CCS | 0 | 0 | 0 | 0 | 0 | 0
WT_off | 0 | 0 | 0 | 0 | 0 | 0
PseudoUnit | 0 | 0 | 0 | 0 | 0 | 0
FixedInterchange | 0 | 0 | 0 | 0 | 0 | 0
NOx Emissions (MMshortTons): BC
ReportingType | 2015 | 2020 | 2025 | 2030 | 2035 | 2040
BM | 0 | 0 | 0 | 0 | 0 | 0
CC | 0 | 0 | 0 | 0 | 0 | 0
CSP | 0 | 0 | 0 | 0 | 0 | 0
CT | 0 | 0 | 0 | 0 | 0 | 0
Coal | 0 | 0 | 0 | 0 | 0 | 0
Geo | 0 | 0 | 0 | 0 | 0 | 0
H | 0 | 0 | 0 | 0 | 0 | 0
LFG | 0 | 0 | 0 | 0 | 0 | 0
Nuc | 0 | 0 | 0 | 0 | 0 | 0
PS | 0 | 0 | 0 | 0 | 0 | 0
PV | 0 | 0 | 0 | 0 | 0 | 0
PeakG | 0 | 0 | 0 | 0 | 0 | 0
PeakO | 0 | 0 | 0 | 0 | 0 | 0
ST | 0 | 0 | 0 | 0 | 0 | 0
STOG | 0 | 0 | 0 | 0 | 0 | 0
STWD | 0 | 0 | 0 | 0 | 0 | 0
WT | 0 | 0 | 0 | 0 | 0 | 0
IGCC | 0 | 0 | 0 | 0 | 0 | 0
DemandResponse | 0 | 0 | 0 | 0 | 0 | 0
IGCC-CCS | 0 | 0 | 0 | 0 | 0 | 0
WT_off | 0 | 0 | 0 | 0 | 0 | 0
PseudoUnit | 0 | 0 | 0 | 0 | 0 | 0
FixedInterchange | 0 | 0 | 0 | 0 | 0 | 0
NOx Emissions (MMshortTons): HQ_IESO
ReportingType | 2015 | 2020 | 2025 | 2030 | 2035 | 2040
BM | 0 | 0 | 0 | 0 | 0 | 0
CC | 0 | 0 | 0 | 0 | 0 | 0
CSP | 0 | 0 | 0 | 0 | 0 | 0
CT | 0 | 0 | 0 | 0 | 0 | 0
Coal | 0 | 0 | 0 | 0 | 0 | 0
Geo | 0 | 0 | 0 | 0 | 0 | 0
H | 0 | 0 | 0 | 0 | 0 | 0
LFG | 0 | 0 | 0 | 0 | 0 | 0
Nuc | 0 | 0 | 0 | 0 | 0 | 0
PS | 0 | 0 | 0 | 0 | 0 | 0
PV | 0 | 0 | 0 | 0 | 0 | 0
PeakG | 0 | 0 | 0 | 0 | 0 | 0
PeakO | 0 | 0 | 0 | 0 | 0 | 0
ST | 0 | 0 | 0 | 0 | 0 | 0
STOG | 0 | 0 | 0 | 0 | 0 | 0
STWD | 0 | 0 | 0 | 0 | 0 | 0
WT | 0 | 0 | 0 | 0 | 0 | 0
IGCC | 0 | 0 | 0 | 0 | 0 | 0
DemandResponse | 0 | 0 | 0 | 0 | 0 | 0
IGCC-CCS | 0 | 0 | 0 | 0 | 0 | 0
WT_off | 0 | 0 | 0 | 0 | 0 | 0
PseudoUnit | 0 | 0 | 0 | 0 | 0 | 0
FixedInterchange | 0 | 0 | 0 | 0 | 0 | 0
NOx Emissions (MMshortTons): HQ_NEISO
ReportingType | 2015 | 2020 | 2025 | 2030 | 2035 | 2040
BM | 0 | 0 | 0 | 0 | 0 | 0
CC | 0 | 0 | 0 | 0 | 0 | 0
CSP | 0 | 0 | 0 | 0 | 0 | 0
CT | 0 | 0 | 0 | 0 | 0 | 0
Coal | 0 | 0 | 0 | 0 | 0 | 0
Geo | 0 | 0 | 0 | 0 | 0 | 0
H | 0 | 0 | 0 | 0 | 0 | 0
LFG | 0 | 0 | 0 | 0 | 0 | 0
Nuc | 0 | 0 | 0 | 0 | 0 | 0
PS | 0 | 0 | 0 | 0 | 0 | 0
PV | 0 | 0 | 0 | 0 | 0 | 0
PeakG | 0 | 0 | 0 | 0 | 0 | 0
PeakO | 0 | 0 | 0 | 0 | 0 | 0
ST | 0 | 0 | 0 | 0 | 0 | 0
STOG | 0 | 0 | 0 | 0 | 0 | 0
STWD | 0 | 0 | 0 | 0 | 0 | 0
WT | 0 | 0 | 0 | 0 | 0 | 0
IGCC | 0 | 0 | 0 | 0 | 0 | 0
DemandResponse | 0 | 0 | 0 | 0 | 0 | 0
IGCC-CCS | 0 | 0 | 0 | 0 | 0 | 0
WT_off | 0 | 0 | 0 | 0 | 0 | 0
PseudoUnit | 0 | 0 | 0 | 0 | 0 | 0
FixedInterchange | 0 | 0 | 0 | 0 | 0 | 0
NOx Emissions (MMshortTons): HQ_NY
ReportingType | 2015 | 2020 | 2025 | 2030 | 2035 | 2040
BM | 0 | 0 | 0 | 0 | 0 | 0
CC | 0 | 0 | 0 | 0 | 0 | 0
CSP | 0 | 0 | 0 | 0 | 0 | 0
CT | 0 | 0 | 0 | 0 | 0 | 0
Coal | 0 | 0 | 0 | 0 | 0 | 0
Geo | 0 | 0 | 0 | 0 | 0 | 0
H | 0 | 0 | 0 | 0 | 0 | 0
LFG | 0 | 0 | 0 | 0 | 0 | 0
Nuc | 0 | 0 | 0 | 0 | 0 | 0
PS | 0 | 0 | 0 | 0 | 0 | 0
PV | 0 | 0 | 0 | 0 | 0 | 0
PeakG | 0 | 0 | 0 | 0 | 0 | 0
PeakO | 0 | 0 | 0 | 0 | 0 | 0
ST | 0 | 0 | 0 | 0 | 0 | 0
STOG | 0 | 0 | 0 | 0 | 0 | 0
STWD | 0 | 0 | 0 | 0 | 0 | 0
WT | 0 | 0 | 0 | 0 | 0 | 0
IGCC | 0 | 0 | 0 | 0 | 0 | 0
DemandResponse | 0 | 0 | 0 | 0 | 0 | 0
IGCC-CCS | 0 | 0 | 0 | 0 | 0 | 0
WT_off | 0 | 0 | 0 | 0 | 0 | 0
PseudoUnit | 0 | 0 | 0 | 0 | 0 | 0
FixedInterchange | 0 | 0 | 0 | 0 | 0 | 0
NOx Emissions (MMshortTons): MARITIMES
ReportingType | 2015 | 2020 | 2025 | 2030 | 2035 | 2040
BM | 0 | 0 | 0 | 0 | 0 | 0
CC | 0 | 0 | 0 | 0 | 0 | 0
CSP | 0 | 0 | 0 | 0 | 0 | 0
CT | 0 | 0 | 0 | 0 | 0 | 0
Coal | 0 | 0 | 0 | 0 | 0 | 0
Geo | 0 | 0 | 0 | 0 | 0 | 0
H | 0 | 0 | 0 | 0 | 0 | 0
LFG | 0 | 0 | 0 | 0 | 0 | 0
Nuc | 0 | 0 | 0 | 0 | 0 | 0
PS | 0 | 0 | 0 | 0 | 0 | 0
PV | 0 | 0 | 0 | 0 | 0 | 0
PeakG | 0 | 0 | 0 | 0 | 0 | 0
PeakO | 0 | 0 | 0 | 0 | 0 | 0
ST | 0 | 0 | 0 | 0 | 0 | 0
STOG | 0 | 0 | 0 | 0 | 0 | 0
STWD | 0 | 0 | 0 | 0 | 0 | 0
WT | 0 | 0 | 0 | 0 | 0 | 0
IGCC | 0 | 0 | 0 | 0 | 0 | 0
DemandResponse | 0 | 0 | 0 | 0 | 0 | 0
IGCC-CCS | 0 | 0 | 0 | 0 | 0 | 0
WT_off | 0 | 0 | 0 | 0 | 0 | 0
PseudoUnit | 0 | 0 | 0 | 0 | 0 | 0
FixedInterchange | 0 | 0 | 0 | 0 | 0 | 0
NOx Emissions (MMshortTons): All
ReportingType | 2015 | 2020 | 2025 | 2030 | 2035 | 2040
BM | 0 | 0 | 0 | 0 | 0 | 0
CC | 0.08 | 0.08 | 0.07 | 0.07 | 0.08 | 0.09
CSP | 0 | 0 | 0 | 0 | 0 | 0
CT | 0 | 0 | 0 | 0 | 0 | 0
Coal | 1.57 | 1.38 | 1.31 | 1.25 | 1.33 | 1.39
Geo | 0 | 0 | 0 | 0 | 0 | 0
H | 0 | 0 | 0 | 0 | 0 | 0
LFG | 0 | 0 | 0 | 0 | 0 | 0
Nuc | 0 | 0 | 0 | 0 | 0 | 0
PS | 0 | 0 | 0 | 0 | 0 | 0
PV | 0 | 0 | 0 | 0 | 0 | 0
PeakG | 0 | 0 | 0 | 0 | 0 | 0
PeakO | 0 | 0 | 0 | 0 | 0 | 0
ST | 0 | 0 | 0 | 0 | 0 | 0
STOG | 0.02 | 0.02 | 0.02 | 0.01 | 0.01 | 0.01
STWD | 0 | 0 | 0 | 0 | 0 | 0
WT | 0 | 0 | 0 | 0 | 0 | 0
IGCC | 0 | 0 | 0 | 0 | 0 | 0
DemandResponse | 0 | 0 | 0 | 0 | 0 | 0
IGCC-CCS | 0 | 0 | 0 | 0 | 0 | 0
WT_off | 0 | 0 | 0 | 0 | 0 | 0
PseudoUnit | 0 | 0 | 0 | 0 | 0 | 0
FixedInterchange | 0 | 0 | 0 | 0 | 0 | 0
NOx Emissions (MMshortTons): EI_US
ReportingType | 2015 | 2020 | 2025 | 2030 | 2035 | 2040
BM | 0 | 0 | 0 | 0 | 0 | 0
CC | 0.05 | 0.05 | 0.04 | 0.04 | 0.05 | 0.06
CSP | 0 | 0 | 0 | 0 | 0 | 0
CT | 0 | 0 | 0 | 0 | 0 | 0
Coal | 1.15 | 0.96 | 0.89 | 0.83 | 0.9 | 0.94
Geo | 0 | 0 | 0 | 0 | 0 | 0
H | 0 | 0 | 0 | 0 | 0 | 0
LFG | 0 | 0 | 0 | 0 | 0 | 0
Nuc | 0 | 0 | 0 | 0 | 0 | 0
PS | 0 | 0 | 0 | 0 | 0 | 0
PV | 0 | 0 | 0 | 0 | 0 | 0
PeakG | 0 | 0 | 0 | 0 | 0 | 0
PeakO | 0 | 0 | 0 | 0 | 0 | 0
ST | 0 | 0 | 0 | 0 | 0 | 0
STOG | 0.01 | 0.01 | 0.01 | 0.01 | 0.01 | 0.01
STWD | 0 | 0 | 0 | 0 | 0 | 0
WT | 0 | 0 | 0 | 0 | 0 | 0
IGCC | 0 | 0 | 0 | 0 | 0 | 0
DemandResponse | 0 | 0 | 0 | 0 | 0 | 0
IGCC-CCS | 0 | 0 | 0 | 0 | 0 | 0
WT_off | 0 | 0 | 0 | 0 | 0 | 0
PseudoUnit | 0 | 0 | 0 | 0 | 0 | 0
FixedInterchange | 0 | 0 | 0 | 0 | 0 | 0
NOx Emissions (MMshortTons): EI_Canada
ReportingType | 2015 | 2020 | 2025 | 2030 | 2035 | 2040
BM | 0 | 0 | 0 | 0 | 0 | 0
CC | 0 | 0 | 0 | 0 | 0 | 0
CSP | 0 | 0 | 0 | 0 | 0 | 0
CT | 0 | 0 | 0 | 0 | 0 | 0
Coal | 0 | 0 | 0 | 0 | 0 | 0
Geo | 0 | 0 | 0 | 0 | 0 | 0
H | 0 | 0 | 0 | 0 | 0 | 0
LFG | 0 | 0 | 0 | 0 | 0 | 0
Nuc | 0 | 0 | 0 | 0 | 0 | 0
PS | 0 | 0 | 0 | 0 | 0 | 0
PV | 0 | 0 | 0 | 0 | 0 | 0
PeakG | 0 | 0 | 0 | 0 | 0 | 0
PeakO | 0 | 0 | 0 | 0 | 0 | 0
ST | 0 | 0 | 0 | 0 | 0 | 0
STOG | 0 | 0 | 0 | 0 | 0 | 0
STWD | 0 | 0 | 0 | 0 | 0 | 0
WT | 0 | 0 | 0 | 0 | 0 | 0
IGCC | 0 | 0 | 0 | 0 | 0 | 0
DemandResponse | 0 | 0 | 0 | 0 | 0 | 0
IGCC-CCS | 0 | 0 | 0 | 0 | 0 | 0
WT_off | 0 | 0 | 0 | 0 | 0 | 0
PseudoUnit | 0 | 0 | 0 | 0 | 0 | 0
FixedInterchange | 0 | 0 | 0 | 0 | 0 | 0
NOx Emissions (MMshortTons): EI
ReportingType | 2015 | 2020 | 2025 | 2030 | 2035 | 2040
BM | 0 | 0 | 0 | 0 | 0 | 0
CC | 0.05 | 0.05 | 0.05 | 0.04 | 0.05 | 0.06
CSP | 0 | 0 | 0 | 0 | 0 | 0
CT | 0 | 0 | 0 | 0 | 0 | 0
Coal | 1.16 | 0.96 | 0.89 | 0.83 | 0.9 | 0.94
Geo | 0 | 0 | 0 | 0 | 0 | 0
H | 0 | 0 | 0 | 0 | 0 | 0
LFG | 0 | 0 | 0 | 0 | 0 | 0
Nuc | 0 | 0 | 0 | 0 | 0 | 0
PS | 0 | 0 | 0 | 0 | 0 | 0
PV | 0 | 0 | 0 | 0 | 0 | 0
PeakG | 0 | 0 | 0 | 0 | 0 | 0
PeakO | 0 | 0 | 0 | 0 | 0 | 0
ST | 0 | 0 | 0 | 0 | 0 | 0
STOG | 0.01 | 0.01 | 0.01 | 0.01 | 0.01 | 0.01
STWD | 0 | 0 | 0 | 0 | 0 | 0
WT | 0 | 0 | 0 | 0 | 0 | 0
IGCC | 0 | 0 | 0 | 0 | 0 | 0
DemandResponse | 0 | 0 | 0 | 0 | 0 | 0
IGCC-CCS | 0 | 0 | 0 | 0 | 0 | 0
WT_off | 0 | 0 | 0 | 0 | 0 | 0
PseudoUnit | 0 | 0 | 0 | 0 | 0 | 0
FixedInterchange | 0 | 0 | 0 | 0 | 0 | 0
NOx Emissions (MMshortTons): Outside_EI
ReportingType | 2015 | 2020 | 2025 | 2030 | 2035 | 2040
BM | 0 | 0 | 0 | 0 | 0 | 0
CC | 0.03 | 0.03 | 0.03 | 0.03 | 0.03 | 0.03
CSP | 0 | 0 | 0 | 0 | 0 | 0
CT | 0 | 0 | 0 | 0 | 0 | 0
Coal | 0.42 | 0.42 | 0.42 | 0.42 | 0.43 | 0.45
Geo | 0 | 0 | 0 | 0 | 0 | 0
H | 0 | 0 | 0 | 0 | 0 | 0
LFG | 0 | 0 | 0 | 0 | 0 | 0
Nuc | 0 | 0 | 0 | 0 | 0 | 0
PS | 0 | 0 | 0 | 0 | 0 | 0
PV | 0 | 0 | 0 | 0 | 0 | 0
PeakG | 0 | 0 | 0 | 0 | 0 | 0
PeakO | 0 | 0 | 0 | 0 | 0 | 0
ST | 0 | 0 | 0 | 0 | 0 | 0
STOG | 0.01 | 0.01 | 0.01 | 0 | 0 | 0
STWD | 0 | 0 | 0 | 0 | 0 | 0
WT | 0 | 0 | 0 | 0 | 0 | 0
IGCC | 0 | 0 | 0 | 0 | 0 | 0
DemandResponse | 0 | 0 | 0 | 0 | 0 | 0
IGCC-CCS | 0 | 0 | 0 | 0 | 0 | 0
WT_off | 0 | 0 | 0 | 0 | 0 | 0
PseudoUnit | 0 | 0 | 0 | 0 | 0 | 0
FixedInterchange | 0 | 0 | 0 | 0 | 0 | 0
CO2 Emissions (MMshortTons): Entergy
ReportingType | 2015 | 2020 | 2025 | 2030 | 2035 | 2040
BM | 0 | 0 | 0 | 0 | 0 | 0
CC | 28.19 | 30.93 | 12.91 | 6.83 | 8.86 | 9.91
CSP | 0 | 0 | 0 | 0 | 0 | 0
CT | 0 | 0 | 0 | 0 | 0 | 0.06
Coal | 64.46 | 56.74 | 51.73 | 49.77 | 59.14 | 63.1
Geo | 0 | 0 | 0 | 0 | 0 | 0
H | 0 | 0 | 0 | 0 | 0 | 0
LFG | 0 | 0 | 0 | 0 | 0 | 0
Nuc | 0 | 0 | 0 | 0 | 0 | 0
PS | 0 | 0 | 0 | 0 | 0 | 0
PV | 0 | 0 | 0 | 0 | 0 | 0
PeakG | 0 | 0 | 0 | 0 | 0 | 0
PeakO | 0 | 0 | 0 | 0 | 0 | 0
ST | 0 | 0 | 0 | 0 | 0 | 0
STOG | 0.96 | 0.98 | 0.95 | 0.95 | 0.95 | 0.95
STWD | 0 | 0 | 0 | 0 | 0 | 0
WT | 0 | 0 | 0 | 0 | 0 | 0
IGCC | 0 | 0 | 0 | 0 | 0 | 0
DemandResponse | 0 | 0 | 0 | 0 | 0 | 0
IGCC-CCS | 0 | 0 | 0 | 0 | 0 | 0
WT_off | 0 | 0 | 0 | 0 | 0 | 0
PseudoUnit | 0 | 0 | 0 | 0 | 0 | 0
FixedInterchange | 0 | 0 | 0 | 0 | 0 | 0
CO2 Emissions (MMshortTons): FRCC
ReportingType | 2015 | 2020 | 2025 | 2030 | 2035 | 2040
BM | 0 | 0 | 0 | 0 | 0 | 0
CC | 61.95 | 66.19 | 69.19 | 69.38 | 86.27 | 96.67
CSP | 0 | 0 | 0 | 0 | 0 | 0
CT | 0.34 | 0.6 | 0.6 | 0.31 | 0.6 | 0.56
Coal | 63.22 | 61.5 | 62.58 | 64.58 | 65.92 | 65.92
Geo | 0 | 0 | 0 | 0 | 0 | 0
H | 0 | 0 | 0 | 0 | 0 | 0
LFG | 0 | 0 | 0 | 0 | 0 | 0
Nuc | 0 | 0 | 0 | 0 | 0 | 0
PS | 0 | 0 | 0 | 0 | 0 | 0
PV | 0 | 0 | 0 | 0 | 0 | 0
PeakG | 0.29 | 0.38 | 0.63 | 0.48 | 0.35 | 0.29
PeakO | 0 | 0 | 0 | 0 | 0 | 0
ST | 0 | 0 | 0 | 0 | 0 | 0
STOG | 1.88 | 1.6 | 1.57 | 1.53 | 1.54 | 1.39
STWD | 0 | 0 | 0 | 0 | 0 | 0
WT | 0 | 0 | 0 | 0 | 0 | 0
IGCC | 0 | 0 | 0 | 0 | 0 | 0
DemandResponse | 0 | 0 | 0 | 0 | 0 | 0
IGCC-CCS | 0 | 0 | 0 | 0 | 0 | 0
WT_off | 0 | 0 | 0 | 0 | 0 | 0
PseudoUnit | 0 | 0 | 0 | 0 | 0 | 0
FixedInterchange | 0 | 0 | 0 | 0 | 0 | 0
CO2 Emissions (MMshortTons): MAPP_US
ReportingType | 2015 | 2020 | 2025 | 2030 | 2035 | 2040
BM | 0 | 0 | 0 | 0 | 0 | 0
CC | 0.13 | 0.08 | 0.08 | 0.05 | 0.08 | 0.08
CSP | 0 | 0 | 0 | 0 | 0 | 0
CT | 0 | 0 | 0 | 0 | 0 | 0
Coal | 24.97 | 19.85 | 19.85 | 15.47 | 18.66 | 19.85
Geo | 0 | 0 | 0 | 0 | 0 | 0
H | 0 | 0 | 0 | 0 | 0 | 0
LFG | 0 | 0 | 0 | 0 | 0 | 0
Nuc | 0 | 0 | 0 | 0 | 0 | 0
PS | 0 | 0 | 0 | 0 | 0 | 0
PV | 0 | 0 | 0 | 0 | 0 | 0
PeakG | 0.01 | 0.01 | 0 | 0 | 0 | 0
PeakO | 0 | 0 | 0 | 0 | 0 | 0
ST | 0 | 0 | 0 | 0 | 0 | 0
STOG | 0 | 0 | 0 | 0 | 0 | 0
STWD | 0 | 0 | 0 | 0 | 0 | 0
WT | 0 | 0 | 0 | 0 | 0 | 0
IGCC | 0 | 0 | 0 | 0 | 0 | 0
DemandResponse | 0 | 0 | 0 | 0 | 0 | 0
IGCC-CCS | 0 | 0 | 0 | 0 | 0 | 0
WT_off | 0 | 0 | 0 | 0 | 0 | 0
PseudoUnit | 0 | 0 | 0 | 0 | 0 | 0
FixedInterchange | 0 | 0 | 0 | 0 | 0 | 0
CO2 Emissions (MMshortTons): MISO_IN
ReportingType | 2015 | 2020 | 2025 | 2030 | 2035 | 2040
BM | 0 | 0 | 0 | 0 | 0 | 0
CC | 1.84 | 3.15 | 1.84 | 0.7 | 1.25 | 0.76
CSP | 0 | 0 | 0 | 0 | 0 | 0
CT | 0 | 0 | 0 | 0 | 0 | 0
Coal | 96.2 | 96.42 | 97.16 | 93.17 | 100.73 | 103.32
Geo | 0 | 0 | 0 | 0 | 0 | 0
H | 0 | 0 | 0 | 0 | 0 | 0
LFG | 0 | 0 | 0 | 0 | 0 | 0
Nuc | 0 | 0 | 0 | 0 | 0 | 0
PS | 0 | 0 | 0 | 0 | 0 | 0
PV | 0 | 0 | 0 | 0 | 0 | 0
PeakG | 0.01 | 0.02 | 0.01 | 0 | 0 | 0
PeakO | 0 | 0 | 0 | 0 | 0 | 0
ST | 0 | 0 | 0 | 0 | 0 | 0
STOG | 0.02 | 0.04 | 0.07 | 0.02 | 0.04 | 0.04
STWD | 0 | 0 | 0 | 0 | 0 | 0
WT | 0 | 0 | 0 | 0 | 0 | 0
IGCC | 4.15 | 4.15 | 4.15 | 4.15 | 4.15 | 4.15
DemandResponse | 0 | 0 | 0 | 0 | 0 | 0
IGCC-CCS | 0 | 0 | 0 | 0 | 0 | 0
WT_off | 0 | 0 | 0 | 0 | 0 | 0
PseudoUnit | 0 | 0 | 0 | 0 | 0 | 0
FixedInterchange | 0 | 0 | 0 | 0 | 0 | 0
CO2 Emissions (MMshortTons): MISO_MI
ReportingType | 2015 | 2020 | 2025 | 2030 | 2035 | 2040
BM | 0 | 0 | 0 | 0 | 0 | 0
CC | 4.73 | 6.99 | 4.21 | 1.96 | 2.81 | 2.82
CSP | 0 | 0 | 0 | 0 | 0 | 0
CT | 0 | 0 | 0 | 0 | 0 | 0
Coal | 57.39 | 47.25 | 46.33 | 44.59 | 47.6 | 47.6
Geo | 0 | 0 | 0 | 0 | 0 | 0
H | 0 | 0 | 0 | 0 | 0 | 0
LFG | 0 | 0 | 0 | 0 | 0 | 0
Nuc | 0 | 0 | 0 | 0 | 0 | 0
PS | 0 | 0 | 0 | 0 | 0 | 0
PV | 0 | 0 | 0 | 0 | 0 | 0
PeakG | 0.02 | 0.04 | 0.02 | 0 | 0 | 0
PeakO | 0 | 0 | 0 | 0 | 0 | 0
ST | 0 | 0 | 0 | 0 | 0 | 0
STOG | 0.25 | 0.38 | 0.38 | 0.2 | 0.38 | 0.02
STWD | 0 | 0 | 0 | 0 | 0 | 0
WT | 0 | 0 | 0 | 0 | 0 | 0
IGCC | 0 | 0 | 0 | 0 | 0 | 0
DemandResponse | 0 | 0 | 0 | 0 | 0 | 0
IGCC-CCS | 0 | 0 | 0 | 0 | 0 | 0
WT_off | 0 | 0 | 0 | 0 | 0 | 0
PseudoUnit | 0 | 0 | 0 | 0 | 0 | 0
FixedInterchange | 0 | 0 | 0 | 0 | 0 | 0
CO2 Emissions (MMshortTons): MISO_MO-IL
ReportingType | 2015 | 2020 | 2025 | 2030 | 2035 | 2040
BM | 0 | 0 | 0 | 0 | 0 | 0
CC | 1.18 | 2.02 | 0.78 | 0.35 | 0.55 | 0.55
CSP | 0 | 0 | 0 | 0 | 0 | 0
CT | 0 | 0 | 0 | 0 | 0 | 0
Coal | 103.84 | 83.37 | 81.27 | 79.7 | 87.32 | 90.1
Geo | 0 | 0 | 0 | 0 | 0 | 0
H | 0 | 0 | 0 | 0 | 0 | 0
LFG | 0 | 0 | 0 | 0 | 0 | 0
Nuc | 0 | 0 | 0 | 0 | 0 | 0
PS | 0 | 0 | 0 | 0 | 0 | 0
PV | 0 | 0 | 0 | 0 | 0 | 0
PeakG | 0.09 | 0.09 | 0.09 | 0 | 0 | 0
PeakO | 0 | 0 | 0 | 0 | 0 | 0
ST | 0 | 0 | 0 | 0 | 0 | 0
STOG | 0.04 | 0.08 | 0.01 | 0 | 0 | 0
STWD | 0 | 0 | 0 | 0 | 0 | 0
WT | 0 | 0 | 0 | 0 | 0 | 0
IGCC | 0 | 0 | 0 | 0 | 0 | 0
DemandResponse | 0 | 0 | 0 | 0 | 0 | 0
IGCC-CCS | 0 | 0 | 0 | 0 | 0 | 0
WT_off | 0 | 0 | 0 | 0 | 0 | 0
PseudoUnit | 0 | 0 | 0 | 0 | 0 | 0
FixedInterchange | 0 | 0 | 0 | 0 | 0 | 0
CO2 Emissions (MMshortTons): MISO_W
ReportingType | 2015 | 2020 | 2025 | 2030 | 2035 | 2040
BM | 0 | 0 | 0 | 0 | 0 | 0
CC | 4.14 | 5.1 | 1.6 | 0.87 | 1.33 | 1.33
CSP | 0 | 0 | 0 | 0 | 0 | 0
CT | 0 | 0 | 0 | 0 | 0 | 0
Coal | 106.04 | 89.73 | 89.09 | 80.11 | 87.61 | 88.14
Geo | 0 | 0 | 0 | 0 | 0 | 0
H | 0 | 0 | 0 | 0 | 0 | 0
LFG | 0 | 0 | 0 | 0 | 0 | 0
Nuc | 0 | 0 | 0 | 0 | 0 | 0
PS | 0 | 0 | 0 | 0 | 0 | 0
PV | 0 | 0 | 0 | 0 | 0 | 0
PeakG | 0.08 | 0.06 | 0.01 | 0 | 0 | 0
PeakO | 0 | 0 | 0 | 0 | 0 | 0
ST | 0 | 0 | 0 | 0 | 0 | 0
STOG | 0 | 0 | 0 | 0 | 0 | 0
STWD | 0 | 0 | 0 | 0 | 0 | 0
WT | 0 | 0 | 0 | 0 | 0 | 0
IGCC | 0 | 0 | 0 | 0 | 0 | 0
DemandResponse | 0 | 0 | 0 | 0 | 0 | 0
IGCC-CCS | 0 | 0 | 0 | 0 | 0 | 0
WT_off | 0 | 0 | 0 | 0 | 0 | 0
PseudoUnit | 0 | 0 | 0 | 0 | 0 | 0
FixedInterchange | 0 | 0 | 0 | 0 | 0 | 0
CO2 Emissions (MMshortTons): MISO_WUMS
ReportingType | 2015 | 2020 | 2025 | 2030 | 2035 | 2040
BM | 0 | 0 | 0 | 0 | 0 | 0
CC | 6.2 | 7.75 | 4.61 | 2.35 | 2.64 | 2.42
CSP | 0 | 0 | 0 | 0 | 0 | 0
CT | 0 | 0.46 | 0.75 | 0.37 | 1.7 | 2.09
Coal | 32.85 | 30.94 | 31.54 | 29 | 35.2 | 35.58
Geo | 0 | 0 | 0 | 0 | 0 | 0
H | 0 | 0 | 0 | 0 | 0 | 0
LFG | 0 | 0 | 0 | 0 | 0 | 0
Nuc | 0 | 0 | 0 | 0 | 0 | 0
PS | 0 | 0 | 0 | 0 | 0 | 0
PV | 0 | 0 | 0 | 0 | 0 | 0
PeakG | 0.06 | 0.07 | 0.02 | 0 | 0 | 0
PeakO | 0 | 0 | 0 | 0 | 0 | 0
ST | 0 | 0 | 0 | 0 | 0 | 0
STOG | 0 | 0 | 0 | 0 | 0 | 0
STWD | 0 | 0 | 0 | 0 | 0 | 0
WT | 0 | 0 | 0 | 0 | 0 | 0
IGCC | 0 | 0 | 0 | 0 | 0 | 0
DemandResponse | 0 | 0 | 0 | 0 | 0 | 0
IGCC-CCS | 0 | 0 | 0 | 0 | 0 | 0
WT_off | 0 | 0 | 0 | 0 | 0 | 0
PseudoUnit | 0 | 0 | 0 | 0 | 0 | 0
FixedInterchange | 0 | 0 | 0 | 0 | 0 | 0
CO2 Emissions (MMshortTons): Nebraska
ReportingType | 2015 | 2020 | 2025 | 2030 | 2035 | 2040
BM | 0 | 0 | 0 | 0 | 0 | 0
CC | 0.31 | 0.18 | 0.11 | 0.06 | 0.06 | 0.06
CSP | 0 | 0 | 0 | 0 | 0 | 0
CT | 0 | 0 | 0 | 0 | 0 | 0
Coal | 35.38 | 32.7 | 24.58 | 24.58 | 24.58 | 24.58
Geo | 0 | 0 | 0 | 0 | 0 | 0
H | 0 | 0 | 0 | 0 | 0 | 0
LFG | 0 | 0 | 0 | 0 | 0 | 0
Nuc | 0 | 0 | 0 | 0 | 0 | 0
PS | 0 | 0 | 0 | 0 | 0 | 0
PV | 0 | 0 | 0 | 0 | 0 | 0
PeakG | 0.03 | 0 | 0 | 0 | 0 | 0
PeakO | 0 | 0 | 0 | 0 | 0 | 0
ST | 0 | 0 | 0 | 0 | 0 | 0
STOG | 0 | 0 | 0 | 0 | 0 | 0
STWD | 0 | 0 | 0 | 0 | 0 | 0
WT | 0 | 0 | 0 | 0 | 0 | 0
IGCC | 0 | 0 | 0 | 0 | 0 | 0
DemandResponse | 0 | 0 | 0 | 0 | 0 | 0
IGCC-CCS | 0 | 0 | 0 | 0 | 0 | 0
WT_off | 0 | 0 | 0 | 0 | 0 | 0
PseudoUnit | 0 | 0 | 0 | 0 | 0 | 0
FixedInterchange | 0 | 0 | 0 | 0 | 0 | 0
CO2 Emissions (MMshortTons): NEISO
ReportingType | 2015 | 2020 | 2025 | 2030 | 2035 | 2040
BM | 0 | 0 | 0 | 0 | 0 | 0
CC | 18.09 | 16.49 | 14.64 | 10.86 | 20.37 | 25.67
CSP | 0 | 0 | 0 | 0 | 0 | 0
CT | 0 | 0.01 | 0 | 0 | 0.02 | 0.04
Coal | 0.04 | 0 | 0 | 0 | 0 | 0
Geo | 0 | 0 | 0 | 0 | 0 | 0
H | 0 | 0 | 0 | 0 | 0 | 0
LFG | 0 | 0 | 0 | 0 | 0 | 0
Nuc | 0 | 0 | 0 | 0 | 0 | 0
PS | 0 | 0 | 0 | 0 | 0 | 0
PV | 0 | 0 | 0 | 0 | 0 | 0
PeakG | 0.02 | 0.02 | 0.02 | 0.02 | 0.13 | 0.24
PeakO | 0 | 0 | 0 | 0 | 0 | 0
ST | 0 | 0 | 0 | 0 | 0 | 0
STOG | 0 | 0 | 0 | 0 | 0 | 0
STWD | 0 | 0 | 0 | 0 | 0 | 0
WT | 0 | 0 | 0 | 0 | 0 | 0
IGCC | 0 | 0 | 0 | 0 | 0 | 0
DemandResponse | 0 | 0 | 0 | 0 | 0 | 0
IGCC-CCS | 0 | 0 | 0 | 0 | 0 | 0
WT_off | 0 | 0 | 0 | 0 | 0 | 0
PseudoUnit | 0 | 0 | 0 | 0 | 0 | 0
FixedInterchange | 0 | 0 | 0 | 0 | 0 | 0
CO2 Emissions (MMshortTons): NonRTO_Midwest
ReportingType | 2015 | 2020 | 2025 | 2030 | 2035 | 2040
BM | 0 | 0 | 0 | 0 | 0 | 0
CC | 0 | 0.53 | 0.53 | 0.47 | 0.45 | 0.71
CSP | 0 | 0 | 0 | 0 | 0 | 0
CT | 0 | 0 | 0 | 0 | 0 | 0
Coal | 59.09 | 60.48 | 61.16 | 61.35 | 63.42 | 65.92
Geo | 0 | 0 | 0 | 0 | 0 | 0
H | 0 | 0 | 0 | 0 | 0 | 0
LFG | 0 | 0 | 0 | 0 | 0 | 0
Nuc | 0 | 0 | 0 | 0 | 0 | 0
PS | 0 | 0 | 0 | 0 | 0 | 0
PV | 0 | 0 | 0 | 0 | 0 | 0
PeakG | 0.05 | 0.06 | 0.06 | 0.02 | 0.02 | 0
PeakO | 0 | 0 | 0 | 0 | 0 | 0
ST | 0 | 0 | 0 | 0 | 0 | 0
STOG | 0 | 0 | 0 | 0 | 0 | 0
STWD | 0 | 0 | 0 | 0 | 0 | 0
WT | 0 | 0 | 0 | 0 | 0 | 0
IGCC | 0 | 0 | 0 | 0 | 0 | 0
DemandResponse | 0 | 0 | 0 | 0 | 0 | 0
IGCC-CCS | 0 | 0 | 0 | 0 | 0 | 0
WT_off | 0 | 0 | 0 | 0 | 0 | 0
PseudoUnit | 0 | 0 | 0 | 0 | 0 | 0
FixedInterchange | 0 | 0 | 0 | 0 | 0 | 0
CO2 Emissions (MMshortTons): NYISO_A-F
ReportingType | 2015 | 2020 | 2025 | 2030 | 2035 | 2040
BM | 0 | 0 | 0 | 0 | 0 | 0
CC | 3.36 | 4.36 | 4.06 | 3.4 | 6.25 | 6.64
CSP | 0 | 0 | 0 | 0 | 0 | 0
CT | 0 | 0 | 0 | 0 | 0 | 0
Coal | 0 | 0 | 0 | 0 | 0 | 0
Geo | 0 | 0 | 0 | 0 | 0 | 0
H | 0 | 0 | 0 | 0 | 0 | 0
LFG | 0 | 0 | 0 | 0 | 0 | 0
Nuc | 0 | 0 | 0 | 0 | 0 | 0
PS | 0 | 0 | 0 | 0 | 0 | 0
PV | 0 | 0 | 0 | 0 | 0 | 0
PeakG | 0 | 0 | 0 | 0 | 0.01 | 0.02
PeakO | 0 | 0 | 0 | 0 | 0 | 0
ST | 0 | 0 | 0 | 0 | 0 | 0
STOG | 0 | 0 | 0 | 0 | 0 | 0
STWD | 0 | 0 | 0 | 0 | 0 | 0
WT | 0 | 0 | 0 | 0 | 0 | 0
IGCC | 0 | 0 | 0 | 0 | 0 | 0
DemandResponse | 0 | 0 | 0 | 0 | 0 | 0
IGCC-CCS | 0 | 0 | 0 | 0 | 0 | 0
WT_off | 0 | 0 | 0 | 0 | 0 | 0
PseudoUnit | 0 | 0 | 0 | 0 | 0 | 0
FixedInterchange | 0 | 0 | 0 | 0 | 0 | 0
CO2 Emissions (MMshortTons): NYISO_G-I
ReportingType | 2015 | 2020 | 2025 | 2030 | 2035 | 2040
BM | 0 | 0 | 0 | 0 | 0 | 0
CC | 1.69 | 3 | 2.4 | 2.02 | 3.36 | 7.44
CSP | 0 | 0 | 0 | 0 | 0 | 0
CT | 0 | 0 | 0 | 0 | 0 | 0
Coal | 0 | 0 | 0 | 0 | 0 | 0
Geo | 0 | 0 | 0 | 0 | 0 | 0
H | 0 | 0 | 0 | 0 | 0 | 0
LFG | 0 | 0 | 0 | 0 | 0 | 0
Nuc | 0 | 0 | 0 | 0 | 0 | 0
PS | 0 | 0 | 0 | 0 | 0 | 0
PV | 0 | 0 | 0 | 0 | 0 | 0
PeakG | 0 | 0 | 0 | 0 | 0 | 0
PeakO | 0 | 0 | 0 | 0 | 0 | 0
ST | 0 | 0 | 0 | 0 | 0 | 0
STOG | 0 | 0 | 0 | 0 | 0 | 0
STWD | 0 | 0 | 0 | 0 | 0 | 0
WT | 0 | 0 | 0 | 0 | 0 | 0
IGCC | 0 | 0 | 0 | 0 | 0 | 0
DemandResponse | 0 | 0 | 0 | 0 | 0 | 0
IGCC-CCS | 0 | 0 | 0 | 0 | 0 | 0
WT_off | 0 | 0 | 0 | 0 | 0 | 0
PseudoUnit | 0 | 0 | 0 | 0 | 0 | 0
FixedInterchange | 0 | 0 | 0 | 0 | 0 | 0
CO2 Emissions (MMshortTons): NYISO_J-K
ReportingType | 2015 | 2020 | 2025 | 2030 | 2035 | 2040
BM | 0 | 0 | 0 | 0 | 0 | 0
CC | 9.3 | 11.31 | 10.23 | 10.36 | 12.21 | 13.78
CSP | 0 | 0 | 0 | 0 | 0 | 0
CT | 0 | 0 | 0 | 0 | 0.43 | 0.95
Coal | 0 | 0 | 0 | 0 | 0 | 0
Geo | 0 | 0 | 0 | 0 | 0 | 0
H | 0 | 0 | 0 | 0 | 0 | 0
LFG | 0 | 0 | 0 | 0 | 0 | 0
Nuc | 0 | 0 | 0 | 0 | 0 | 0
PS | 0 | 0 | 0 | 0 | 0 | 0
PV | 0 | 0 | 0 | 0 | 0 | 0
PeakG | 0.03 | 0.19 | 0.19 | 0.19 | 0.36 | 0.36
PeakO | 0 | 0 | 0 | 0 | 0 | 0
ST | 0 | 0 | 0 | 0 | 0 | 0
STOG | 0.38 | 0.78 | 0.98 | 0.53 | 0.98 | 0.98
STWD | 0 | 0 | 0 | 0 | 0 | 0
WT | 0 | 0 | 0 | 0 | 0 | 0
IGCC | 0 | 0 | 0 | 0 | 0 | 0
DemandResponse | 0 | 0 | 0 | 0 | 0 | 0
IGCC-CCS | 0 | 0 | 0 | 0 | 0 | 0
WT_off | 0 | 0 | 0 | 0 | 0 | 0
PseudoUnit | 0 | 0 | 0 | 0 | 0 | 0
FixedInterchange | 0 | 0 | 0 | 0 | 0 | 0
CO2 Emissions (MMshortTons): PJM_E
ReportingType | 2015 | 2020 | 2025 | 2030 | 2035 | 2040
BM | 0 | 0 | 0 | 0 | 0 | 0
CC | 10.14 | 18.27 | 17.27 | 12.12 | 21.23 | 19.37
CSP | 0 | 0 | 0 | 0 | 0 | 0
CT | 0 | 0 | 0 | 0 | 1.25 | 1.4
Coal | 0.38 | 0.16 | 0.16 | 0.16 | 0.2 | 0.2
Geo | 0 | 0 | 0 | 0 | 0 | 0
H | 0 | 0 | 0 | 0 | 0 | 0
LFG | 0 | 0 | 0 | 0 | 0 | 0
Nuc | 0 | 0 | 0 | 0 | 0 | 0
PS | 0 | 0 | 0 | 0 | 0 | 0
PV | 0 | 0 | 0 | 0 | 0 | 0
PeakG | 0.01 | 0.05 | 0.28 | 0.22 | 0.6 | 0.6
PeakO | 0 | 0 | 0 | 0 | 0 | 0
ST | 0 | 0 | 0 | 0 | 0 | 0
STOG | 0.18 | 0.34 | 0.34 | 0.34 | 0.66 | 0.66
STWD | 0 | 0 | 0 | 0 | 0 | 0
WT | 0 | 0 | 0 | 0 | 0 | 0
IGCC | 0 | 0 | 0 | 0 | 0 | 0
DemandResponse | 0 | 0 | 0 | 0 | 0 | 0
IGCC-CCS | 0 | 0 | 0 | 0 | 0 | 0
WT_off | 0 | 0 | 0 | 0 | 0 | 0
PseudoUnit | 0 | 0 | 0 | 0 | 0 | 0
FixedInterchange | 0 | 0 | 0 | 0 | 0 | 0
CO2 Emissions (MMshortTons): PJM_ROM
ReportingType | 2015 | 2020 | 2025 | 2030 | 2035 | 2040
BM | 0 | 0 | 0 | 0 | 0 | 0
CC | 5.19 | 9.55 | 8.84 | 6.71 | 32.9 | 67.14
CSP | 0 | 0 | 0 | 0 | 0 | 0
CT | 0 | 0 | 0 | 0 | 0 | 0
Coal | 48.74 | 54.91 | 56.4 | 57.17 | 57.77 | 57.77
Geo | 0 | 0 | 0 | 0 | 0 | 0
H | 0 | 0 | 0 | 0 | 0 | 0
LFG | 0 | 0 | 0 | 0 | 0 | 0
Nuc | 0 | 0 | 0 | 0 | 0 | 0
PS | 0 | 0 | 0 | 0 | 0 | 0
PV | 0 | 0 | 0 | 0 | 0 | 0
PeakG | 0 | 0.03 | 0.03 | 0.03 | 0.1 | 0.19
PeakO | 0 | 0 | 0 | 0 | 0 | 0
ST | 0 | 0 | 0 | 0 | 0 | 0
STOG | 0.43 | 0.83 | 0.83 | 0.83 | 0.88 | 1.32
STWD | 0 | 0 | 0 | 0 | 0 | 0
WT | 0 | 0 | 0 | 0 | 0 | 0
IGCC | 0 | 0 | 0 | 0 | 0 | 0
DemandResponse | 0 | 0 | 0 | 0 | 0 | 0
IGCC-CCS | 0 | 0 | 0 | 0 | 0 | 0
WT_off | 0 | 0 | 0 | 0 | 0 | 0
PseudoUnit | 0 | 0 | 0 | 0 | 0 | 0
FixedInterchange | 0 | 0 | 0 | 0 | 0 | 0
CO2 Emissions (MMshortTons): PJM_ROR
ReportingType | 2015 | 2020 | 2025 | 2030 | 2035 | 2040
BM | 0 | 0 | 0 | 0 | 0 | 0
CC | 28.55 | 27.91 | 25.43 | 14.57 | 15.31 | 13.3
CSP | 0 | 0 | 0 | 0 | 0 | 0
CT | 0 | 0 | 0 | 0 | 0 | 0
Coal | 354.64 | 277.73 | 277.82 | 278.11 | 280.35 | 282.15
Geo | 0 | 0 | 0 | 0 | 0 | 0
H | 0 | 0 | 0 | 0 | 0 | 0
LFG | 0 | 0 | 0 | 0 | 0 | 0
Nuc | 0 | 0 | 0 | 0 | 0 | 0
PS | 0 | 0 | 0 | 0 | 0 | 0
PV | 0 | 0 | 0 | 0 | 0 | 0
PeakG | 0.94 | 1.04 | 1.02 | 0.96 | 0.81 | 0.62
PeakO | 0 | 0 | 0 | 0 | 0 | 0
ST | 0 | 0 | 0 | 0 | 0 | 0
STOG | 0.49 | 0.49 | 0.49 | 0.49 | 0.49 | 0.49
STWD | 0 | 0 | 0 | 0 | 0 | 0
WT | 0 | 0 | 0 | 0 | 0 | 0
IGCC | 0 | 0 | 0 | 0 | 0 | 0
DemandResponse | 0 | 0 | 0 | 0 | 0 | 0
IGCC-CCS | 0 | 0 | 0 | 0 | 0 | 0
WT_off | 0 | 0 | 0 | 0 | 0 | 0
PseudoUnit | 0 | 0 | 0 | 0 | 0 | 0
FixedInterchange | 0 | 0 | 0 | 0 | 0 | 0
CO2 Emissions (MMshortTons): SOCO
ReportingType | 2015 | 2020 | 2025 | 2030 | 2035 | 2040
BM | 0 | 0 | 0 | 0 | 0 | 0
CC | 47.65 | 47.83 | 45.61 | 37.55 | 36.42 | 33.28
CSP | 0 | 0 | 0 | 0 | 0 | 0
CT | 0 | 0 | 0 | 0 | 0 | 0
Coal | 99.9 | 101.42 | 112.02 | 117.17 | 120.67 | 177.62
Geo | 0 | 0 | 0 | 0 | 0 | 0
H | 0 | 0 | 0 | 0 | 0 | 0
LFG | 0 | 0 | 0 | 0 | 0 | 0
Nuc | 0 | 0 | 0 | 0 | 0 | 0
PS | 0 | 0 | 0 | 0 | 0 | 0
PV | 0 | 0 | 0 | 0 | 0 | 0
PeakG | 0.47 | 0.76 | 0.75 | 0.79 | 0.91 | 0.99
PeakO | 0 | 0 | 0 | 0 | 0 | 0
ST | 0 | 0 | 0 | 0 | 0 | 0
STOG | 0 | 0 | 0 | 0 | 0 | 0
STWD | 0 | 0 | 0 | 0 | 0 | 0
WT | 0 | 0 | 0 | 0 | 0 | 0
IGCC | 0 | 0 | 0 | 0 | 0 | 0
DemandResponse | 0 | 0 | 0 | 0 | 0 | 0
IGCC-CCS | 0 | 0 | 0 | 0 | 0 | 0
WT_off | 0 | 0 | 0 | 0 | 0 | 0
PseudoUnit | 0 | 0 | 0 | 0 | 0 | 0
FixedInterchange | 0 | 0 | 0 | 0 | 0 | 0
CO2 Emissions (MMshortTons): SPP_N
ReportingType | 2015 | 2020 | 2025 | 2030 | 2035 | 2040
BM | 0 | 0 | 0 | 0 | 0 | 0
CC | 3.27 | 0.7 | 0.41 | 0.23 | 0.41 | 0.41
CSP | 0 | 0 | 0 | 0 | 0 | 0
CT | 0 | 0 | 0 | 0 | 0 | 0
Coal | 65.88 | 58.68 | 49.29 | 34.56 | 40.54 | 41.01
Geo | 0 | 0 | 0 | 0 | 0 | 0
H | 0 | 0 | 0 | 0 | 0 | 0
LFG | 0 | 0 | 0 | 0 | 0 | 0
Nuc | 0 | 0 | 0 | 0 | 0 | 0
PS | 0 | 0 | 0 | 0 | 0 | 0
PV | 0 | 0 | 0 | 0 | 0 | 0
PeakG | 0.01 | 0 | 0 | 0 | 0 | 0
PeakO | 0 | 0 | 0 | 0 | 0 | 0
ST | 0 | 0 | 0 | 0 | 0 | 0
STOG | 0.13 | 0.01 | 0 | 0 | 0 | 0
STWD | 0 | 0 | 0 | 0 | 0 | 0
WT | 0 | 0 | 0 | 0 | 0 | 0
IGCC | 0 | 0 | 0 | 0 | 0 | 0
DemandResponse | 0 | 0 | 0 | 0 | 0 | 0
IGCC-CCS | 0 | 0 | 0 | 0 | 0 | 0
WT_off | 0 | 0 | 0 | 0 | 0 | 0
PseudoUnit | 0 | 0 | 0 | 0 | 0 | 0
FixedInterchange | 0 | 0 | 0 | 0 | 0 | 0
CO2 Emissions (MMshortTons): SPP_S
ReportingType | 2015 | 2020 | 2025 | 2030 | 2035 | 2040
BM | 0 | 0 | 0 | 0 | 0 | 0
CC | 17.93 | 8.42 | 4.38 | 2.61 | 3.33 | 3.25
CSP | 0 | 0 | 0 | 0 | 0 | 0
CT | 0 | 0 | 0 | 0 | 0 | 0
Coal | 103.03 | 72.7 | 34.63 | 14 | 25.67 | 30.88
Geo | 0 | 0 | 0 | 0 | 0 | 0
H | 0 | 0 | 0 | 0 | 0 | 0
LFG | 0 | 0 | 0 | 0 | 0 | 0
Nuc | 0 | 0 | 0 | 0 | 0 | 0
PS | 0 | 0 | 0 | 0 | 0 | 0
PV | 0 | 0 | 0 | 0 | 0 | 0
PeakG | 0 | 0 | 0 | 0 | 0 | 0
PeakO | 0 | 0 | 0 | 0 | 0 | 0
ST | 0 | 0 | 0 | 0 | 0 | 0
STOG | 1.83 | 1.94 | 0.99 | 0.17 | 0.36 | 0.46
STWD | 0 | 0 | 0 | 0 | 0 | 0
WT | 0 | 0 | 0 | 0 | 0 | 0
IGCC | 0 | 0 | 0 | 0 | 0 | 0
DemandResponse | 0 | 0 | 0 | 0 | 0 | 0
IGCC-CCS | 0 | 0 | 0 | 0 | 0 | 0
WT_off | 0 | 0 | 0 | 0 | 0 | 0
PseudoUnit | 0 | 0 | 0 | 0 | 0 | 0
FixedInterchange | 0 | 0 | 0 | 0 | 0 | 0
CO2 Emissions (MMshortTons): TVA
ReportingType | 2015 | 2020 | 2025 | 2030 | 2035 | 2040
BM | 0 | 0 | 0 | 0 | 0 | 0
CC | 8.56 | 8.82 | 9.68 | 12.58 | 12.89 | 10.25
CSP | 0 | 0 | 0 | 0 | 0 | 0
CT | 0 | 0.07 | 0.07 | 0.12 | 0.12 | 0.12
Coal | 89.54 | 83.78 | 83.44 | 83.42 | 88.36 | 94.69
Geo | 0 | 0 | 0 | 0 | 0 | 0
H | 0 | 0 | 0 | 0 | 0 | 0
LFG | 0 | 0 | 0 | 0 | 0 | 0
Nuc | 0 | 0 | 0 | 0 | 0 | 0
PS | 0 | 0 | 0 | 0 | 0 | 0
PV | 0 | 0 | 0 | 0 | 0 | 0
PeakG | 0 | 0 | 0 | 0 | 0 | 0
PeakO | 0 | 0 | 0 | 0 | 0 | 0
ST | 0 | 0 | 0 | 0 | 0 | 0
STOG | 0 | 0 | 0 | 0 | 0 | 0
STWD | 0 | 0 | 0 | 0 | 0 | 0
WT | 0 | 0 | 0 | 0 | 0 | 0
IGCC | 0 | 0 | 0 | 0 | 0 | 0
DemandResponse | 0 | 0 | 0 | 0 | 0 | 0
IGCC-CCS | 0 | 0 | 0 | 0 | 0 | 0
WT_off | 0 | 0 | 0 | 0 | 0 | 0
PseudoUnit | 0 | 0 | 0 | 0 | 0 | 0
FixedInterchange | 0 | 0 | 0 | 0 | 0 | 0
CO2 Emissions (MMshortTons): TVA_Transmission
ReportingType | 2015 | 2020 | 2025 | 2030 | 2035 | 2040
BM | 0 | 0 | 0 | 0 | 0 | 0
CC | 0 | 0 | 0 | 0 | 0 | 0
CSP | 0 | 0 | 0 | 0 | 0 | 0
CT | 0 | 0 | 0 | 0 | 0 | 0
Coal | 0 | 0 | 0 | 0 | 0 | 0
Geo | 0 | 0 | 0 | 0 | 0 | 0
H | 0 | 0 | 0 | 0 | 0 | 0
LFG | 0 | 0 | 0 | 0 | 0 | 0
Nuc | 0 | 0 | 0 | 0 | 0 | 0
PS | 0 | 0 | 0 | 0 | 0 | 0
PV | 0 | 0 | 0 | 0 | 0 | 0
PeakG | 0 | 0 | 0 | 0 | 0 | 0
PeakO | 0 | 0 | 0 | 0 | 0 | 0
ST | 0 | 0 | 0 | 0 | 0 | 0
STOG | 0 | 0 | 0 | 0 | 0 | 0
STWD | 0 | 0 | 0 | 0 | 0 | 0
WT | 0 | 0 | 0 | 0 | 0 | 0
IGCC | 0 | 0 | 0 | 0 | 0 | 0
DemandResponse | 0 | 0 | 0 | 0 | 0 | 0
IGCC-CCS | 0 | 0 | 0 | 0 | 0 | 0
WT_off | 0 | 0 | 0 | 0 | 0 | 0
PseudoUnit | 0 | 0 | 0 | 0 | 0 | 0
FixedInterchange | 0 | 0 | 0 | 0 | 0 | 0
CO2 Emissions (MMshortTons): VACAR
ReportingType | 2015 | 2020 | 2025 | 2030 | 2035 | 2040
BM | 0 | 0 | 0 | 0 | 0 | 0
CC | 21.11 | 26.2 | 22.93 | 16.06 | 27.63 | 35.11
CSP | 0 | 0 | 0 | 0 | 0 | 0
CT | 0 | 0.03 | 0.01 | 0.01 | 0.01 | 0.2
Coal | 85.67 | 80.79 | 91.49 | 92.31 | 106.82 | 111
Geo | 0 | 0 | 0 | 0 | 0 | 0
H | 0 | 0 | 0 | 0 | 0 | 0
LFG | 0 | 0 | 0 | 0 | 0 | 0
Nuc | 0 | 0 | 0 | 0 | 0 | 0
PS | 0 | 0 | 0 | 0 | 0 | 0
PV | 0 | 0 | 0 | 0 | 0 | 0
PeakG | 0 | 0.03 | 0 | 0 | 0 | 0.02
PeakO | 0 | 0 | 0 | 0 | 0 | 0
ST | 0 | 0 | 0 | 0 | 0 | 0
STOG | 0 | 0 | 0 | 0 | 0 | 0
STWD | 0 | 0 | 0 | 0 | 0 | 0
WT | 0 | 0 | 0 | 0 | 0 | 0
IGCC | 0 | 0 | 0 | 0 | 0 | 0
DemandResponse | 0 | 0 | 0 | 0 | 0 | 0
IGCC-CCS | 0 | 0 | 0 | 0 | 0 | 0
WT_off | 0 | 0 | 0 | 0 | 0 | 0
PseudoUnit | 0 | 0 | 0 | 0 | 0 | 0
FixedInterchange | 0 | 0 | 0 | 0 | 0 | 0
CO2 Emissions (MMshortTons): IESO
ReportingType | 2015 | 2020 | 2025 | 2030 | 2035 | 2040
BM | 0 | 0 | 0 | 0 | 0 | 0
CC | 0.85 | 1.44 | 0.9 | 0.73 | 2.68 | 7.79
CSP | 0 | 0 | 0 | 0 | 0 | 0
CT | 0 | 0 | 0 | 0 | 0 | 0
Coal | 0 | 0 | 0 | 0 | 0 | 0
Geo | 0 | 0 | 0 | 0 | 0 | 0
H | 0 | 0 | 0 | 0 | 0 | 0
LFG | 0 | 0 | 0 | 0 | 0 | 0
Nuc | 0 | 0 | 0 | 0 | 0 | 0
PS | 0 | 0 | 0 | 0 | 0 | 0
PV | 0 | 0 | 0 | 0 | 0 | 0
PeakG | 0 | 0 | 0 | 0 | 0 | 0
PeakO | 0 | 0 | 0 | 0 | 0 | 0
ST | 0 | 0 | 0 | 0 | 0 | 0
STOG | 0 | 0 | 0 | 0 | 0 | 0
STWD | 0 | 0 | 0 | 0 | 0 | 0
WT | 0 | 0 | 0 | 0 | 0 | 0
IGCC | 0 | 0 | 0 | 0 | 0 | 0
DemandResponse | 0 | 0 | 0 | 0 | 0 | 0
IGCC-CCS | 0 | 0 | 0 | 0 | 0 | 0
WT_off | 0 | 0 | 0 | 0 | 0 | 0
PseudoUnit | 0 | 0 | 0 | 0 | 0 | 0
FixedInterchange | 0 | 0 | 0 | 0 | 0 | 0
CO2 Emissions (MMshortTons): MAPP_CA
ReportingType | 2015 | 2020 | 2025 | 2030 | 2035 | 2040
BM | 0 | 0 | 0 | 0 | 0 | 0
CC | 0.63 | 0.42 | 0.25 | 0.03 | 0.03 | 0.06
CSP | 0 | 0 | 0 | 0 | 0 | 0
CT | 0 | 0 | 0 | 0 | 0 | 0
Coal | 0.37 | 0.57 | 0.03 | 0 | 0 | 0
Geo | 0 | 0 | 0 | 0 | 0 | 0
H | 0 | 0 | 0 | 0 | 0 | 0
LFG | 0 | 0 | 0 | 0 | 0 | 0
Nuc | 0 | 0 | 0 | 0 | 0 | 0
PS | 0 | 0 | 0 | 0 | 0 | 0
PV | 0 | 0 | 0 | 0 | 0 | 0
PeakG | 0 | 0 | 0 | 0 | 0 | 0
PeakO | 0 | 0 | 0 | 0 | 0 | 0
ST | 0 | 0 | 0 | 0 | 0 | 0
STOG | 0 | 0 | 0 | 0 | 0 | 0
STWD | 0 | 0 | 0 | 0 | 0 | 0
WT | 0 | 0 | 0 | 0 | 0 | 0
IGCC | 0 | 0 | 0 | 0 | 0 | 0
DemandResponse | 0 | 0 | 0 | 0 | 0 | 0
IGCC-CCS | 0 | 0 | 0 | 0 | 0 | 0
WT_off | 0 | 0 | 0 | 0 | 0 | 0
PseudoUnit | 0 | 0 | 0 | 0 | 0 | 0
FixedInterchange | 0 | 0 | 0 | 0 | 0 | 0
CO2 Emissions (MMshortTons): AZ_NM_SNV_Coal
ReportingType | 2015 | 2020 | 2025 | 2030 | 2035 | 2040
BM | 0 | 0 | 0 | 0 | 0 | 0
CC | 0 | 0 | 0 | 0 | 0 | 0
CSP | 0 | 0 | 0 | 0 | 0 | 0
CT | 0 | 0 | 0 | 0 | 0 | 0
Coal | 80.32 | 80.51 | 80.51 | 80.51 | 95.61 | 164.78
Geo | 0 | 0 | 0 | 0 | 0 | 0
H | 0 | 0 | 0 | 0 | 0 | 0
LFG | 0 | 0 | 0 | 0 | 0 | 0
Nuc | 0 | 0 | 0 | 0 | 0 | 0
PS | 0 | 0 | 0 | 0 | 0 | 0
PV | 0 | 0 | 0 | 0 | 0 | 0
PeakG | 0 | 0 | 0 | 0 | 0 | 0
PeakO | 0 | 0 | 0 | 0 | 0 | 0
ST | 0 | 0 | 0 | 0 | 0 | 0
STOG | 0 | 0 | 0 | 0 | 0 | 0
STWD | 0 | 0 | 0 | 0 | 0 | 0
WT | 0 | 0 | 0 | 0 | 0 | 0
IGCC | 0 | 0 | 0 | 0 | 0 | 0
DemandResponse | 0 | 0 | 0 | 0 | 0 | 0
IGCC-CCS | 0 | 0 | 0 | 0 | 0 | 0
WT_off | 0 | 0 | 0 | 0 | 0 | 0
PseudoUnit | 0 | 0 | 0 | 0 | 0 | 0
FixedInterchange | 0 | 0 | 0 | 0 | 0 | 0
CO2 Emissions (MMshortTons): AZ_NM_SNV_Gas
ReportingType | 2015 | 2020 | 2025 | 2030 | 2035 | 2040
BM | 0 | 0 | 0 | 0 | 0 | 0
CC | 43.91 | 51.95 | 51.72 | 62.67 | 62.55 | 57.09
CSP | 0 | 0 | 0 | 0 | 0 | 0
CT | 0 | 0 | 0.09 | 0.18 | 0 | 0
Coal | 0 | 0 | 0 | 0 | 0 | 0
Geo | 0 | 0 | 0 | 0 | 0 | 0
H | 0 | 0 | 0 | 0 | 0 | 0
LFG | 0 | 0 | 0 | 0 | 0 | 0
Nuc | 0 | 0 | 0 | 0 | 0 | 0
PS | 0 | 0 | 0 | 0 | 0 | 0
PV | 0 | 0 | 0 | 0 | 0 | 0
PeakG | 0 | 0 | 0.17 | 0.28 | 0.33 | 0
PeakO | 0 | 0 | 0 | 0 | 0 | 0
ST | 0 | 0 | 0 | 0 | 0 | 0
STOG | 0 | 0 | 0 | 0 | 0 | 0
STWD | 0 | 0 | 0 | 0 | 0 | 0
WT | 0 | 0 | 0 | 0 | 0 | 0
IGCC | 0 | 0 | 0 | 0 | 0 | 0
DemandResponse | 0 | 0 | 0 | 0 | 0 | 0
IGCC-CCS | 0 | 0 | 0 | 0 | 0 | 0
WT_off | 0 | 0 | 0 | 0 | 0 | 0
PseudoUnit | 0 | 0 | 0 | 0 | 0 | 0
FixedInterchange | 0 | 0 | 0 | 0 | 0 | 0
CO2 Emissions (MMshortTons): AZ_NM_SNV_NucRenew
ReportingType | 2015 | 2020 | 2025 | 2030 | 2035 | 2040
BM | 0 | 0 | 0 | 0 | 0 | 0
CC | 0 | 0 | 0 | 0 | 0 | 0
CSP | 0 | 0 | 0 | 0 | 0 | 0
CT | 0 | 0 | 0 | 0 | 0 | 0
Coal | 0 | 0 | 0 | 0 | 0 | 0
Geo | 0 | 0 | 0 | 0 | 0 | 0
H | 0 | 0 | 0 | 0 | 0 | 0
LFG | 0 | 0 | 0 | 0 | 0 | 0
Nuc | 0 | 0 | 0 | 0 | 0 | 0
PS | 0 | 0 | 0 | 0 | 0 | 0
PV | 0 | 0 | 0 | 0 | 0 | 0
PeakG | 0 | 0 | 0 | 0 | 0 | 0
PeakO | 0 | 0 | 0 | 0 | 0 | 0
ST | 0 | 0 | 0 | 0 | 0 | 0
STOG | 0 | 0 | 0 | 0 | 0 | 0
STWD | 0 | 0 | 0 | 0 | 0 | 0
WT | 0 | 0 | 0 | 0 | 0 | 0
IGCC | 0 | 0 | 0 | 0 | 0 | 0
DemandResponse | 0 | 0 | 0 | 0 | 0 | 0
IGCC-CCS | 0 | 0 | 0 | 0 | 0 | 0
WT_off | 0 | 0 | 0 | 0 | 0 | 0
PseudoUnit | 0 | 0 | 0 | 0 | 0 | 0
FixedInterchange | 0 | 0 | 0 | 0 | 0 | 0
CO2 Emissions (MMshortTons): ERCOT
ReportingType | 2015 | 2020 | 2025 | 2030 | 2035 | 2040
BM | 0 | 0 | 0 | 0 | 0 | 0
CC | 59.62 | 52 | 41.54 | 34.11 | 36.04 | 39.86
CSP | 0 | 0 | 0 | 0 | 0 | 0
CT | 0 | 0 | 0 | 0 | 0 | 0
Coal | 133.96 | 143.67 | 150.52 | 152.55 | 154.7 | 155.98
Geo | 0 | 0 | 0 | 0 | 0 | 0
H | 0 | 0 | 0 | 0 | 0 | 0
LFG | 0 | 0 | 0 | 0 | 0 | 0
Nuc | 0 | 0 | 0 | 0 | 0 | 0
PS | 0 | 0 | 0 | 0 | 0 | 0
PV | 0 | 0 | 0 | 0 | 0 | 0
PeakG | 0 | 0 | 0 | 0 | 0 | 0
PeakO | 0 | 0 | 0 | 0 | 0 | 0
ST | 0 | 0 | 0 | 0 | 0 | 0
STOG | 3.05 | 3.23 | 3.11 | 2.69 | 2.6 | 2.31
STWD | 0 | 0 | 0 | 0 | 0 | 0
WT | 0 | 0 | 0 | 0 | 0 | 0
IGCC | 0 | 0 | 0 | 0 | 0 | 0
DemandResponse | 0 | 0 | 0 | 0 | 0 | 0
IGCC-CCS | 0 | 0 | 0 | 0 | 0 | 0
WT_off | 0 | 0 | 0 | 0 | 0 | 0
PseudoUnit | 0 | 0 | 0 | 0 | 0 | 0
FixedInterchange | 0 | 0 | 0 | 0 | 0 | 0
CO2 Emissions (MMshortTons): NP15
ReportingType | 2015 | 2020 | 2025 | 2030 | 2035 | 2040
BM | 0 | 0 | 0 | 0 | 0 | 0
CC | 14.6 | 15.16 | 11.5 | 8.91 | 4.97 | 2.07
CSP | 0 | 0 | 0 | 0 | 0 | 0
CT | 0 | 0 | 0 | 0 | 0 | 0
Coal | 0.27 | 0 | 0 | 0 | 0 | 0
Geo | 0 | 0 | 0 | 0 | 0 | 0
H | 0 | 0 | 0 | 0 | 0 | 0
LFG | 0 | 0 | 0 | 0 | 0 | 0
Nuc | 0 | 0 | 0 | 0 | 0 | 0
PS | 0 | 0 | 0 | 0 | 0 | 0
PV | 0 | 0 | 0 | 0 | 0 | 0
PeakG | 0 | 0 | 0 | 0 | 0 | 0
PeakO | 0 | 0 | 0 | 0 | 0 | 0
ST | 0 | 0 | 0 | 0 | 0 | 0
STOG | 0.08 | 0.1 | 0.04 | 0.08 | 0.05 | 0.09
STWD | 0 | 0 | 0 | 0 | 0 | 0
WT | 0 | 0 | 0 | 0 | 0 | 0
IGCC | 0 | 0 | 0 | 0 | 0 | 0
DemandResponse | 0 | 0 | 0 | 0 | 0 | 0
IGCC-CCS | 0 | 0 | 0 | 0 | 0 | 0
WT_off | 0 | 0 | 0 | 0 | 0 | 0
PseudoUnit | 0 | 0 | 0 | 0 | 0 | 0
FixedInterchange | 0 | 0 | 0 | 0 | 0 | 0
CO2 Emissions (MMshortTons): NWPP_Coal
ReportingType | 2015 | 2020 | 2025 | 2030 | 2035 | 2040
BM | 0 | 0 | 0 | 0 | 0 | 0
CC | 0 | 0 | 0 | 0 | 0 | 0
CSP | 0 | 0 | 0 | 0 | 0 | 0
CT | 0 | 0 | 0 | 0 | 0 | 0
Coal | 108.92 | 109.08 | 109.08 | 109.08 | 108.57 | 108.57
Geo | 0 | 0 | 0 | 0 | 0 | 0
H | 0 | 0 | 0 | 0 | 0 | 0
LFG | 0 | 0 | 0 | 0 | 0 | 0
Nuc | 0 | 0 | 0 | 0 | 0 | 0
PS | 0 | 0 | 0 | 0 | 0 | 0
PV | 0 | 0 | 0 | 0 | 0 | 0
PeakG | 0 | 0 | 0 | 0 | 0 | 0
PeakO | 0 | 0 | 0 | 0 | 0 | 0
ST | 0 | 0 | 0 | 0 | 0 | 0
STOG | 0 | 0 | 0 | 0 | 0 | 0
STWD | 0 | 0 | 0 | 0 | 0 | 0
WT | 0 | 0 | 0 | 0 | 0 | 0
IGCC | 0 | 0 | 0 | 0 | 0 | 0
DemandResponse | 0 | 0 | 0 | 0 | 0 | 0
IGCC-CCS | 0 | 0 | 0 | 0 | 0 | 0
WT_off | 0 | 0 | 0 | 0 | 0 | 0
PseudoUnit | 0 | 0 | 0 | 0 | 0 | 0
FixedInterchange | 0 | 0 | 0 | 0 | 0 | 0
CO2 Emissions (MMshortTons): NWPP_Gas
ReportingType | 2015 | 2020 | 2025 | 2030 | 2035 | 2040
BM | 0 | 0 | 0 | 0 | 0 | 0
CC | 21.13 | 21.13 | 21.13 | 30.19 | 43.52 | 44.08
CSP | 0 | 0 | 0 | 0 | 0 | 0
CT | 0 | 0 | 0 | 0 | 0 | 0
Coal | 0 | 0 | 0 | 0 | 0 | 3.2
Geo | 0 | 0 | 0 | 0 | 0 | 0
H | 0 | 0 | 0 | 0 | 0 | 0
LFG | 0 | 0 | 0 | 0 | 0 | 0
Nuc | 0 | 0 | 0 | 0 | 0 | 0
PS | 0 | 0 | 0 | 0 | 0 | 0
PV | 0 | 0 | 0 | 0 | 0 | 0
PeakG | 0 | 0 | 0 | 0 | 0 | 0
PeakO | 0 | 0 | 0 | 0 | 0 | 0
ST | 0 | 0 | 0 | 0 | 0 | 0
STOG | 0 | 0 | 0 | 0 | 0 | 0
STWD | 0 | 0 | 0 | 0 | 0 | 0
WT | 0 | 0 | 0 | 0 | 0 | 0
IGCC | 0 | 0 | 0 | 0 | 0 | 0
DemandResponse | 0 | 0 | 0 | 0 | 0 | 0
IGCC-CCS | 0 | 0 | 0 | 0 | 0 | 0
WT_off | 0 | 0 | 0 | 0 | 0 | 0
PseudoUnit | 0 | 0 | 0 | 0 | 0 | 0
FixedInterchange | 0 | 0 | 0 | 0 | 0 | 0
CO2 Emissions (MMshortTons): NWPP_NucRenew
ReportingType | 2015 | 2020 | 2025 | 2030 | 2035 | 2040
BM | 0 | 0 | 0 | 0 | 0 | 0
CC | 0 | 0 | 0 | 0 | 0 | 0
CSP | 0 | 0 | 0 | 0 | 0 | 0
CT | 0 | 0 | 0 | 0 | 0 | 0
Coal | 0 | 0 | 0 | 0 | 0 | 0
Geo | 0 | 0 | 0 | 0 | 0 | 0
H | 0 | 0 | 0 | 0 | 0 | 0
LFG | 0 | 0 | 0 | 0 | 0 | 0
Nuc | 0 | 0 | 0 | 0 | 0 | 0
PS | 0 | 0 | 0 | 0 | 0 | 0
PV | 0 | 0 | 0 | 0 | 0 | 0
PeakG | 0 | 0 | 0 | 0 | 0 | 0
PeakO | 0 | 0 | 0 | 0 | 0 | 0
ST | 0 | 0 | 0 | 0 | 0 | 0
STOG | 0 | 0 | 0 | 0 | 0 | 0
STWD | 0 | 0 | 0 | 0 | 0 | 0
WT | 0 | 0 | 0 | 0 | 0 | 0
IGCC | 0 | 0 | 0 | 0 | 0 | 0
DemandResponse | 0 | 0 | 0 | 0 | 0 | 0
IGCC-CCS | 0 | 0 | 0 | 0 | 0 | 0
WT_off | 0 | 0 | 0 | 0 | 0 | 0
PseudoUnit | 0 | 0 | 0 | 0 | 0 | 0
FixedInterchange | 0 | 0 | 0 | 0 | 0 | 0
CO2 Emissions (MMshortTons): RMPA
ReportingType | 2015 | 2020 | 2025 | 2030 | 2035 | 2040
BM | 0 | 0 | 0 | 0 | 0 | 0
CC | 2.24 | 3.53 | 1.03 | 1.36 | 1.12 | 1.29
CSP | 0 | 0 | 0 | 0 | 0 | 0
CT | 0 | 0 | 0 | 0 | 0 | 0
Coal | 61.31 | 59.93 | 56.16 | 56.25 | 65.09 | 74.34
Geo | 0 | 0 | 0 | 0 | 0 | 0
H | 0 | 0 | 0 | 0 | 0 | 0
LFG | 0 | 0 | 0 | 0 | 0 | 0
Nuc | 0 | 0 | 0 | 0 | 0 | 0
PS | 0 | 0 | 0 | 0 | 0 | 0
PV | 0 | 0 | 0 | 0 | 0 | 0
PeakG | 0 | 0.01 | 0 | 0.02 | 0 | 0.01
PeakO | 0 | 0 | 0 | 0 | 0 | 0
ST | 0 | 0 | 0 | 0 | 0 | 0
STOG | 0 | 0 | 0 | 0 | 0 | 0
STWD | 0 | 0 | 0 | 0 | 0 | 0
WT | 0 | 0 | 0 | 0 | 0 | 0
IGCC | 0 | 0 | 0 | 0 | 0 | 0
DemandResponse | 0 | 0 | 0 | 0 | 0 | 0
IGCC-CCS | 0 | 0 | 0 | 0 | 0 | 0
WT_off | 0 | 0 | 0 | 0 | 0 | 0
PseudoUnit | 0 | 0 | 0 | 0 | 0 | 0
FixedInterchange | 0 | 0 | 0 | 0 | 0 | 0
CO2 Emissions (MMshortTons): SP15
ReportingType | 2015 | 2020 | 2025 | 2030 | 2035 | 2040
BM | 0 | 0 | 0 | 0 | 0 | 0
CC | 9.94 | 10.15 | 8.98 | 7.93 | 7.37 | 3.94
CSP | 0 | 0 | 0 | 0 | 0 | 0
CT | 0 | 0 | 0 | 0 | 0 | 0
Coal | 0.9 | 0.9 | 0.9 | 0.79 | 0 | 0
Geo | 0 | 0 | 0 | 0 | 0 | 0
H | 0 | 0 | 0 | 0 | 0 | 0
LFG | 0 | 0 | 0 | 0 | 0 | 0
Nuc | 0 | 0 | 0 | 0 | 0 | 0
PS | 0 | 0 | 0 | 0 | 0 | 0
PV | 0 | 0 | 0 | 0 | 0 | 0
PeakG | 0 | 0 | 0 | 0 | 0 | 0
PeakO | 0 | 0 | 0 | 0 | 0 | 0
ST | 0 | 0 | 0 | 0 | 0 | 0
STOG | 0.13 | 0.21 | 0.14 | 0.24 | 0.49 | 0.3
STWD | 0 | 0 | 0 | 0 | 0 | 0
WT | 0 | 0 | 0 | 0 | 0 | 0
IGCC | 0 | 0 | 0 | 0 | 0 | 0
DemandResponse | 0 | 0 | 0 | 0 | 0 | 0
IGCC-CCS | 0 | 0 | 0 | 0 | 0 | 0
WT_off | 0 | 0 | 0 | 0 | 0 | 0
PseudoUnit | 0 | 0 | 0 | 0 | 0 | 0
FixedInterchange | 0 | 0 | 0 | 0 | 0 | 0
CO2 Emissions (MMshortTons): ALB
ReportingType | 2015 | 2020 | 2025 | 2030 | 2035 | 2040
BM | 0 | 0 | 0 | 0 | 0 | 0
CC | 8.14 | 9.57 | 11.98 | 13.75 | 15.87 | 17.25
CSP | 0 | 0 | 0 | 0 | 0 | 0
CT | 0 | 0 | 0 | 0 | 0 | 0
Coal | 50 | 50 | 50 | 50 | 50 | 50
Geo | 0 | 0 | 0 | 0 | 0 | 0
H | 0 | 0 | 0 | 0 | 0 | 0
LFG | 0 | 0 | 0 | 0 | 0 | 0
Nuc | 0 | 0 | 0 | 0 | 0 | 0
PS | 0 | 0 | 0 | 0 | 0 | 0
PV | 0 | 0 | 0 | 0 | 0 | 0
PeakG | 0 | 0 | 0 | 0 | 0 | 0
PeakO | 0 | 0 | 0 | 0 | 0 | 0
ST | 0 | 0 | 0 | 0 | 0 | 0
STOG | 0 | 0 | 0 | 0 | 0 | 0
STWD | 0 | 0 | 0 | 0 | 0 | 0
WT | 0 | 0 | 0 | 0 | 0 | 0
IGCC | 0 | 0 | 0 | 0 | 0 | 0
DemandResponse | 0 | 0 | 0 | 0 | 0 | 0
IGCC-CCS | 0 | 0 | 0 | 0 | 0 | 0
WT_off | 0 | 0 | 0 | 0 | 0 | 0
PseudoUnit | 0 | 0 | 0 | 0 | 0 | 0
FixedInterchange | 0 | 0 | 0 | 0 | 0 | 0
CO2 Emissions (MMshortTons): BC
ReportingType | 2015 | 2020 | 2025 | 2030 | 2035 | 2040
BM | 0 | 0 | 0 | 0 | 0 | 0
CC | 4.01 | 4.51 | 5.98 | 7.9 | 9.71 | 11.65
CSP | 0 | 0 | 0 | 0 | 0 | 0
CT | 0 | 0 | 0 | 0 | 0 | 0
Coal | 0 | 0 | 0 | 0 | 0 | 0
Geo | 0 | 0 | 0 | 0 | 0 | 0
H | 0 | 0 | 0 | 0 | 0 | 0
LFG | 0 | 0 | 0 | 0 | 0 | 0
Nuc | 0 | 0 | 0 | 0 | 0 | 0
PS | 0 | 0 | 0 | 0 | 0 | 0
PV | 0 | 0 | 0 | 0 | 0 | 0
PeakG | 0 | 0 | 0 | 0 | 0 | 0
PeakO | 0 | 0 | 0 | 0 | 0 | 0
ST | 0 | 0 | 0 | 0 | 0 | 0
STOG | 0 | 0 | 0 | 0 | 0 | 0
STWD | 0 | 0 | 0 | 0 | 0 | 0
WT | 0 | 0 | 0 | 0 | 0 | 0
IGCC | 0 | 0 | 0 | 0 | 0 | 0
DemandResponse | 0 | 0 | 0 | 0 | 0 | 0
IGCC-CCS | 0 | 0 | 0 | 0 | 0 | 0
WT_off | 0 | 0 | 0 | 0 | 0 | 0
PseudoUnit | 0 | 0 | 0 | 0 | 0 | 0
FixedInterchange | 0 | 0 | 0 | 0 | 0 | 0
CO2 Emissions (MMshortTons): HQ_IESO
ReportingType | 2015 | 2020 | 2025 | 2030 | 2035 | 2040
BM | 0 | 0 | 0 | 0 | 0 | 0
CC | 0 | 0 | 0 | 0 | 0 | 0
CSP | 0 | 0 | 0 | 0 | 0 | 0
CT | 0 | 0 | 0 | 0 | 0 | 0
Coal | 0 | 0 | 0 | 0 | 0 | 0
Geo | 0 | 0 | 0 | 0 | 0 | 0
H | 0 | 0 | 0 | 0 | 0 | 0
LFG | 0 | 0 | 0 | 0 | 0 | 0
Nuc | 0 | 0 | 0 | 0 | 0 | 0
PS | 0 | 0 | 0 | 0 | 0 | 0
PV | 0 | 0 | 0 | 0 | 0 | 0
PeakG | 0 | 0 | 0 | 0 | 0 | 0
PeakO | 0 | 0 | 0 | 0 | 0 | 0
ST | 0 | 0 | 0 | 0 | 0 | 0
STOG | 0 | 0 | 0 | 0 | 0 | 0
STWD | 0 | 0 | 0 | 0 | 0 | 0
WT | 0 | 0 | 0 | 0 | 0 | 0
IGCC | 0 | 0 | 0 | 0 | 0 | 0
DemandResponse | 0 | 0 | 0 | 0 | 0 | 0
IGCC-CCS | 0 | 0 | 0 | 0 | 0 | 0
WT_off | 0 | 0 | 0 | 0 | 0 | 0
PseudoUnit | 0 | 0 | 0 | 0 | 0 | 0
FixedInterchange | 0 | 0 | 0 | 0 | 0 | 0
CO2 Emissions (MMshortTons): HQ_NEISO
ReportingType | 2015 | 2020 | 2025 | 2030 | 2035 | 2040
BM | 0 | 0 | 0 | 0 | 0 | 0
CC | 0 | 0 | 0 | 0 | 0 | 0
CSP | 0 | 0 | 0 | 0 | 0 | 0
CT | 0 | 0 | 0 | 0 | 0 | 0
Coal | 0 | 0 | 0 | 0 | 0 | 0
Geo | 0 | 0 | 0 | 0 | 0 | 0
H | 0 | 0 | 0 | 0 | 0 | 0
LFG | 0 | 0 | 0 | 0 | 0 | 0
Nuc | 0 | 0 | 0 | 0 | 0 | 0
PS | 0 | 0 | 0 | 0 | 0 | 0
PV | 0 | 0 | 0 | 0 | 0 | 0
PeakG | 0 | 0 | 0 | 0 | 0 | 0
PeakO | 0 | 0 | 0 | 0 | 0 | 0
ST | 0 | 0 | 0 | 0 | 0 | 0
STOG | 0 | 0 | 0 | 0 | 0 | 0
STWD | 0 | 0 | 0 | 0 | 0 | 0
WT | 0 | 0 | 0 | 0 | 0 | 0
IGCC | 0 | 0 | 0 | 0 | 0 | 0
DemandResponse | 0 | 0 | 0 | 0 | 0 | 0
IGCC-CCS | 0 | 0 | 0 | 0 | 0 | 0
WT_off | 0 | 0 | 0 | 0 | 0 | 0
PseudoUnit | 0 | 0 | 0 | 0 | 0 | 0
FixedInterchange | 0 | 0 | 0 | 0 | 0 | 0
CO2 Emissions (MMshortTons): HQ_NY
ReportingType | 2015 | 2020 | 2025 | 2030 | 2035 | 2040
BM | 0 | 0 | 0 | 0 | 0 | 0
CC | 0 | 0 | 0 | 0 | 0 | 0
CSP | 0 | 0 | 0 | 0 | 0 | 0
CT | 0 | 0 | 0 | 0 | 0 | 0
Coal | 0 | 0 | 0 | 0 | 0 | 0
Geo | 0 | 0 | 0 | 0 | 0 | 0
H | 0 | 0 | 0 | 0 | 0 | 0
LFG | 0 | 0 | 0 | 0 | 0 | 0
Nuc | 0 | 0 | 0 | 0 | 0 | 0
PS | 0 | 0 | 0 | 0 | 0 | 0
PV | 0 | 0 | 0 | 0 | 0 | 0
PeakG | 0 | 0 | 0 | 0 | 0 | 0
PeakO | 0 | 0 | 0 | 0 | 0 | 0
ST | 0 | 0 | 0 | 0 | 0 | 0
STOG | 0 | 0 | 0 | 0 | 0 | 0
STWD | 0 | 0 | 0 | 0 | 0 | 0
WT | 0 | 0 | 0 | 0 | 0 | 0
IGCC | 0 | 0 | 0 | 0 | 0 | 0
DemandResponse | 0 | 0 | 0 | 0 | 0 | 0
IGCC-CCS | 0 | 0 | 0 | 0 | 0 | 0
WT_off | 0 | 0 | 0 | 0 | 0 | 0
PseudoUnit | 0 | 0 | 0 | 0 | 0 | 0
FixedInterchange | 0 | 0 | 0 | 0 | 0 | 0
CO2 Emissions (MMshortTons): MARITIMES
ReportingType | 2015 | 2020 | 2025 | 2030 | 2035 | 2040
BM | 0 | 0 | 0 | 0 | 0 | 0
CC | 0 | 0 | 0 | 0 | 0 | 0
CSP | 0 | 0 | 0 | 0 | 0 | 0
CT | 0 | 0 | 0 | 0 | 0 | 0
Coal | 0 | 0 | 0 | 0 | 0 | 0
Geo | 0 | 0 | 0 | 0 | 0 | 0
H | 0 | 0 | 0 | 0 | 0 | 0
LFG | 0 | 0 | 0 | 0 | 0 | 0
Nuc | 0 | 0 | 0 | 0 | 0 | 0
PS | 0 | 0 | 0 | 0 | 0 | 0
PV | 0 | 0 | 0 | 0 | 0 | 0
PeakG | 0 | 0 | 0 | 0 | 0 | 0
PeakO | 0 | 0 | 0 | 0 | 0 | 0
ST | 0 | 0 | 0 | 0 | 0 | 0
STOG | 0 | 0 | 0 | 0 | 0 | 0
STWD | 0 | 0 | 0 | 0 | 0 | 0
WT | 0 | 0 | 0 | 0 | 0 | 0
IGCC | 0 | 0 | 0 | 0 | 0 | 0
DemandResponse | 0 | 0 | 0 | 0 | 0 | 0
IGCC-CCS | 0 | 0 | 0 | 0 | 0 | 0
WT_off | 0 | 0 | 0 | 0 | 0 | 0
PseudoUnit | 0 | 0 | 0 | 0 | 0 | 0
FixedInterchange | 0 | 0 | 0 | 0 | 0 | 0
CO2 Emissions (MMshortTons): All
ReportingType | 2015 | 2020 | 2025 | 2030 | 2035 | 2040
BM | 0 | 0 | 0 | 0 | 0 | 0
CC | 448.55 | 475.63 | 416.73 | 379.66 | 480.5 | 536.02
CSP | 0 | 0 | 0 | 0 | 0 | 0
CT | 0.35 | 1.18 | 1.53 | 1.01 | 4.14 | 5.43
Coal | 1927.28 | 1753.81 | 1717.72 | 1668.39 | 1784.53 | 1956.31
Geo | 0 | 0 | 0 | 0 | 0 | 0
H | 0 | 0 | 0 | 0 | 0 | 0
LFG | 0 | 0 | 0 | 0 | 0 | 0
Nuc | 0 | 0 | 0 | 0 | 0 | 0
PS | 0 | 0 | 0 | 0 | 0 | 0
PV | 0 | 0 | 0 | 0 | 0 | 0
PeakG | 2.12 | 2.87 | 3.31 | 3.02 | 3.62 | 3.35
PeakO | 0 | 0 | 0 | 0 | 0 | 0
ST | 0 | 0 | 0 | 0 | 0 | 0
STOG | 9.85 | 11 | 9.91 | 8.08 | 9.4 | 9
STWD | 0 | 0 | 0 | 0 | 0 | 0
WT | 0 | 0 | 0 | 0 | 0 | 0
IGCC | 4.15 | 4.15 | 4.15 | 4.15 | 4.15 | 4.15
DemandResponse | 0 | 0 | 0 | 0 | 0 | 0
IGCC-CCS | 0 | 0 | 0 | 0 | 0 | 0
WT_off | 0 | 0 | 0 | 0 | 0 | 0
PseudoUnit | 0 | 0 | 0 | 0 | 0 | 0
FixedInterchange | 0 | 0 | 0 | 0 | 0 | 0
CO2 Emissions (MMshortTons): EI_US
ReportingType | 2015 | 2020 | 2025 | 2030 | 2035 | 2040
BM | 0 | 0 | 0 | 0 | 0 | 0
CC | 283.49 | 305.78 | 261.73 | 212.09 | 296.63 | 350.93
CSP | 0 | 0 | 0 | 0 | 0 | 0
CT | 0.35 | 1.18 | 1.43 | 0.83 | 4.14 | 5.43
Coal | 1491.25 | 1309.17 | 1270.54 | 1219.22 | 1310.55 | 1399.43
Geo | 0 | 0 | 0 | 0 | 0 | 0
H | 0 | 0 | 0 | 0 | 0 | 0
LFG | 0 | 0 | 0 | 0 | 0 | 0
Nuc | 0 | 0 | 0 | 0 | 0 | 0
PS | 0 | 0 | 0 | 0 | 0 | 0
PV | 0 | 0 | 0 | 0 | 0 | 0
PeakG | 2.11 | 2.87 | 3.14 | 2.71 | 3.28 | 3.34
PeakO | 0 | 0 | 0 | 0 | 0 | 0
ST | 0 | 0 | 0 | 0 | 0 | 0
STOG | 6.59 | 7.46 | 6.62 | 5.06 | 6.26 | 6.3
STWD | 0 | 0 | 0 | 0 | 0 | 0
WT | 0 | 0 | 0 | 0 | 0 | 0
IGCC | 4.15 | 4.15 | 4.15 | 4.15 | 4.15 | 4.15
DemandResponse | 0 | 0 | 0 | 0 | 0 | 0
IGCC-CCS | 0 | 0 | 0 | 0 | 0 | 0
WT_off | 0 | 0 | 0 | 0 | 0 | 0
PseudoUnit | 0 | 0 | 0 | 0 | 0 | 0
FixedInterchange | 0 | 0 | 0 | 0 | 0 | 0
CO2 Emissions (MMshortTons): EI_Canada
ReportingType | 2015 | 2020 | 2025 | 2030 | 2035 | 2040
BM | 0 | 0 | 0 | 0 | 0 | 0
CC | 1.47 | 1.85 | 1.15 | 0.76 | 2.72 | 7.85
CSP | 0 | 0 | 0 | 0 | 0 | 0
CT | 0 | 0 | 0 | 0 | 0 | 0
Coal | 0.37 | 0.57 | 0.03 | 0 | 0 | 0
Geo | 0 | 0 | 0 | 0 | 0 | 0
H | 0 | 0 | 0 | 0 | 0 | 0
LFG | 0 | 0 | 0 | 0 | 0 | 0
Nuc | 0 | 0 | 0 | 0 | 0 | 0
PS | 0 | 0 | 0 | 0 | 0 | 0
PV | 0 | 0 | 0 | 0 | 0 | 0
PeakG | 0 | 0 | 0 | 0 | 0 | 0
PeakO | 0 | 0 | 0 | 0 | 0 | 0
ST | 0 | 0 | 0 | 0 | 0 | 0
STOG | 0 | 0 | 0 | 0 | 0 | 0
STWD | 0 | 0 | 0 | 0 | 0 | 0
WT | 0 | 0 | 0 | 0 | 0 | 0
IGCC | 0 | 0 | 0 | 0 | 0 | 0
DemandResponse | 0 | 0 | 0 | 0 | 0 | 0
IGCC-CCS | 0 | 0 | 0 | 0 | 0 | 0
WT_off | 0 | 0 | 0 | 0 | 0 | 0
PseudoUnit | 0 | 0 | 0 | 0 | 0 | 0
FixedInterchange | 0 | 0 | 0 | 0 | 0 | 0
CO2 Emissions (MMshortTons): EI
ReportingType | 2015 | 2020 | 2025 | 2030 | 2035 | 2040
BM | 0 | 0 | 0 | 0 | 0 | 0
CC | 284.96 | 307.64 | 262.88 | 212.85 | 299.35 | 358.78
CSP | 0 | 0 | 0 | 0 | 0 | 0
CT | 0.35 | 1.18 | 1.43 | 0.83 | 4.14 | 5.43
Coal | 1491.62 | 1309.74 | 1270.56 | 1219.22 | 1310.55 | 1399.43
Geo | 0 | 0 | 0 | 0 | 0 | 0
H | 0 | 0 | 0 | 0 | 0 | 0
LFG | 0 | 0 | 0 | 0 | 0 | 0
Nuc | 0 | 0 | 0 | 0 | 0 | 0
PS | 0 | 0 | 0 | 0 | 0 | 0
PV | 0 | 0 | 0 | 0 | 0 | 0
PeakG | 2.11 | 2.87 | 3.14 | 2.71 | 3.28 | 3.34
PeakO | 0 | 0 | 0 | 0 | 0 | 0
ST | 0 | 0 | 0 | 0 | 0 | 0
STOG | 6.59 | 7.46 | 6.62 | 5.06 | 6.26 | 6.3
STWD | 0 | 0 | 0 | 0 | 0 | 0
WT | 0 | 0 | 0 | 0 | 0 | 0
IGCC | 4.15 | 4.15 | 4.15 | 4.15 | 4.15 | 4.15
DemandResponse | 0 | 0 | 0 | 0 | 0 | 0
IGCC-CCS | 0 | 0 | 0 | 0 | 0 | 0
WT_off | 0 | 0 | 0 | 0 | 0 | 0
PseudoUnit | 0 | 0 | 0 | 0 | 0 | 0
FixedInterchange | 0 | 0 | 0 | 0 | 0 | 0
CO2 Emissions (MMshortTons): Outside_EI
ReportingType | 2015 | 2020 | 2025 | 2030 | 2035 | 2040
BM | 0 | 0 | 0 | 0 | 0 | 0
CC | 163.59 | 167.99 | 153.85 | 166.81 | 181.15 | 177.24
CSP | 0 | 0 | 0 | 0 | 0 | 0
CT | 0 | 0 | 0.09 | 0.18 | 0 | 0
Coal | 435.66 | 444.08 | 447.16 | 449.18 | 473.97 | 556.88
Geo | 0 | 0 | 0 | 0 | 0 | 0
H | 0 | 0 | 0 | 0 | 0 | 0
LFG | 0 | 0 | 0 | 0 | 0 | 0
Nuc | 0 | 0 | 0 | 0 | 0 | 0
PS | 0 | 0 | 0 | 0 | 0 | 0
PV | 0 | 0 | 0 | 0 | 0 | 0
PeakG | 0 | 0.01 | 0.17 | 0.31 | 0.34 | 0.01
PeakO | 0 | 0 | 0 | 0 | 0 | 0
ST | 0 | 0 | 0 | 0 | 0 | 0
STOG | 3.26 | 3.54 | 3.29 | 3.02 | 3.13 | 2.7
STWD | 0 | 0 | 0 | 0 | 0 | 0
WT | 0 | 0 | 0 | 0 | 0 | 0
IGCC | 0 | 0 | 0 | 0 | 0 | 0
DemandResponse | 0 | 0 | 0 | 0 | 0 | 0
IGCC-CCS | 0 | 0 | 0 | 0 | 0 | 0
WT_off | 0 | 0 | 0 | 0 | 0 | 0
PseudoUnit | 0 | 0 | 0 | 0 | 0 | 0
FixedInterchange | 0 | 0 | 0 | 0 | 0 | 0
CO2 Emissions (MMmetricTons): Entergy
ReportingType | 2015 | 2020 | 2025 | 2030 | 2035 | 2040
BM | 0 | 0 | 0 | 0 | 0 | 0
CC | 25.57 | 28.06 | 11.71 | 6.2 | 8.04 | 8.99
CSP | 0 | 0 | 0 | 0 | 0 | 0
CT | 0 | 0 | 0 | 0 | 0 | 0.06
Coal | 58.48 | 51.47 | 46.93 | 45.15 | 53.65 | 57.24
Geo | 0 | 0 | 0 | 0 | 0 | 0
H | 0 | 0 | 0 | 0 | 0 | 0
LFG | 0 | 0 | 0 | 0 | 0 | 0
Nuc | 0 | 0 | 0 | 0 | 0 | 0
PS | 0 | 0 | 0 | 0 | 0 | 0
PV | 0 | 0 | 0 | 0 | 0 | 0
PeakG | 0 | 0 | 0 | 0 | 0 | 0
PeakO | 0 | 0 | 0 | 0 | 0 | 0
ST | 0 | 0 | 0 | 0 | 0 | 0
STOG | 0.87 | 0.89 | 0.86 | 0.86 | 0.86 | 0.86
STWD | 0 | 0 | 0 | 0 | 0 | 0
WT | 0 | 0 | 0 | 0 | 0 | 0
IGCC | 0 | 0 | 0 | 0 | 0 | 0
DemandResponse | 0 | 0 | 0 | 0 | 0 | 0
IGCC-CCS | 0 | 0 | 0 | 0 | 0 | 0
WT_off | 0 | 0 | 0 | 0 | 0 | 0
PseudoUnit | 0 | 0 | 0 | 0 | 0 | 0
FixedInterchange | 0 | 0 | 0 | 0 | 0 | 0
CO2 Emissions (MMmetricTons): FRCC
ReportingType | 2015 | 2020 | 2025 | 2030 | 2035 | 2040
BM | 0 | 0 | 0 | 0 | 0 | 0
CC | 56.2 | 60.05 | 62.77 | 62.94 | 78.26 | 87.69
CSP | 0 | 0 | 0 | 0 | 0 | 0
CT | 0.31 | 0.54 | 0.54 | 0.28 | 0.54 | 0.5
Coal | 57.35 | 55.79 | 56.77 | 58.59 | 59.8 | 59.8
Geo | 0 | 0 | 0 | 0 | 0 | 0
H | 0 | 0 | 0 | 0 | 0 | 0
LFG | 0 | 0 | 0 | 0 | 0 | 0
Nuc | 0 | 0 | 0 | 0 | 0 | 0
PS | 0 | 0 | 0 | 0 | 0 | 0
PV | 0 | 0 | 0 | 0 | 0 | 0
PeakG | 0.26 | 0.34 | 0.57 | 0.43 | 0.32 | 0.26
PeakO | 0 | 0 | 0 | 0 | 0 | 0
ST | 0 | 0 | 0 | 0 | 0 | 0
STOG | 1.71 | 1.46 | 1.43 | 1.39 | 1.39 | 1.26
STWD | 0 | 0 | 0 | 0 | 0 | 0
WT | 0 | 0 | 0 | 0 | 0 | 0
IGCC | 0 | 0 | 0 | 0 | 0 | 0
DemandResponse | 0 | 0 | 0 | 0 | 0 | 0
IGCC-CCS | 0 | 0 | 0 | 0 | 0 | 0
WT_off | 0 | 0 | 0 | 0 | 0 | 0
PseudoUnit | 0 | 0 | 0 | 0 | 0 | 0
FixedInterchange | 0 | 0 | 0 | 0 | 0 | 0
CO2 Emissions (MMmetricTons): MAPP_US
ReportingType | 2015 | 2020 | 2025 | 2030 | 2035 | 2040
BM | 0 | 0 | 0 | 0 | 0 | 0
CC | 0.12 | 0.08 | 0.07 | 0.04 | 0.07 | 0.07
CSP | 0 | 0 | 0 | 0 | 0 | 0
CT | 0 | 0 | 0 | 0 | 0 | 0
Coal | 22.65 | 18.01 | 18.01 | 14.03 | 16.93 | 18.01
Geo | 0 | 0 | 0 | 0 | 0 | 0
H | 0 | 0 | 0 | 0 | 0 | 0
LFG | 0 | 0 | 0 | 0 | 0 | 0
Nuc | 0 | 0 | 0 | 0 | 0 | 0
PS | 0 | 0 | 0 | 0 | 0 | 0
PV | 0 | 0 | 0 | 0 | 0 | 0
PeakG | 0.01 | 0 | 0 | 0 | 0 | 0
PeakO | 0 | 0 | 0 | 0 | 0 | 0
ST | 0 | 0 | 0 | 0 | 0 | 0
STOG | 0 | 0 | 0 | 0 | 0 | 0
STWD | 0 | 0 | 0 | 0 | 0 | 0
WT | 0 | 0 | 0 | 0 | 0 | 0
IGCC | 0 | 0 | 0 | 0 | 0 | 0
DemandResponse | 0 | 0 | 0 | 0 | 0 | 0
IGCC-CCS | 0 | 0 | 0 | 0 | 0 | 0
WT_off | 0 | 0 | 0 | 0 | 0 | 0
PseudoUnit | 0 | 0 | 0 | 0 | 0 | 0
FixedInterchange | 0 | 0 | 0 | 0 | 0 | 0
CO2 Emissions (MMmetricTons): MISO_IN
ReportingType | 2015 | 2020 | 2025 | 2030 | 2035 | 2040
BM | 0 | 0 | 0 | 0 | 0 | 0
CC | 1.67 | 2.85 | 1.67 | 0.64 | 1.13 | 0.69
CSP | 0 | 0 | 0 | 0 | 0 | 0
CT | 0 | 0 | 0 | 0 | 0 | 0
Coal | 87.27 | 87.48 | 88.14 | 84.52 | 91.38 | 93.73
Geo | 0 | 0 | 0 | 0 | 0 | 0
H | 0 | 0 | 0 | 0 | 0 | 0
LFG | 0 | 0 | 0 | 0 | 0 | 0
Nuc | 0 | 0 | 0 | 0 | 0 | 0
PS | 0 | 0 | 0 | 0 | 0 | 0
PV | 0 | 0 | 0 | 0 | 0 | 0
PeakG | 0.01 | 0.02 | 0.01 | 0 | 0 | 0
PeakO | 0 | 0 | 0 | 0 | 0 | 0
ST | 0 | 0 | 0 | 0 | 0 | 0
STOG | 0.02 | 0.03 | 0.07 | 0.02 | 0.03 | 0.03
STWD | 0 | 0 | 0 | 0 | 0 | 0
WT | 0 | 0 | 0 | 0 | 0 | 0
IGCC | 3.76 | 3.76 | 3.76 | 3.76 | 3.76 | 3.76
DemandResponse | 0 | 0 | 0 | 0 | 0 | 0
IGCC-CCS | 0 | 0 | 0 | 0 | 0 | 0
WT_off | 0 | 0 | 0 | 0 | 0 | 0
PseudoUnit | 0 | 0 | 0 | 0 | 0 | 0
FixedInterchange | 0 | 0 | 0 | 0 | 0 | 0
CO2 Emissions (MMmetricTons): MISO_MI
ReportingType | 2015 | 2020 | 2025 | 2030 | 2035 | 2040
BM | 0 | 0 | 0 | 0 | 0 | 0
CC | 4.29 | 6.34 | 3.82 | 1.78 | 2.55 | 2.56
CSP | 0 | 0 | 0 | 0 | 0 | 0
CT | 0 | 0 | 0 | 0 | 0 | 0
Coal | 52.06 | 42.87 | 42.03 | 40.45 | 43.18 | 43.18
Geo | 0 | 0 | 0 | 0 | 0 | 0
H | 0 | 0 | 0 | 0 | 0 | 0
LFG | 0 | 0 | 0 | 0 | 0 | 0
Nuc | 0 | 0 | 0 | 0 | 0 | 0
PS | 0 | 0 | 0 | 0 | 0 | 0
PV | 0 | 0 | 0 | 0 | 0 | 0
PeakG | 0.02 | 0.04 | 0.02 | 0 | 0 | 0
PeakO | 0 | 0 | 0 | 0 | 0 | 0
ST | 0 | 0 | 0 | 0 | 0 | 0
STOG | 0.22 | 0.34 | 0.34 | 0.18 | 0.34 | 0.02
STWD | 0 | 0 | 0 | 0 | 0 | 0
WT | 0 | 0 | 0 | 0 | 0 | 0
IGCC | 0 | 0 | 0 | 0 | 0 | 0
DemandResponse | 0 | 0 | 0 | 0 | 0 | 0
IGCC-CCS | 0 | 0 | 0 | 0 | 0 | 0
WT_off | 0 | 0 | 0 | 0 | 0 | 0
PseudoUnit | 0 | 0 | 0 | 0 | 0 | 0
FixedInterchange | 0 | 0 | 0 | 0 | 0 | 0
CO2 Emissions (MMmetricTons): MISO_MO-IL
ReportingType | 2015 | 2020 | 2025 | 2030 | 2035 | 2040
BM | 0 | 0 | 0 | 0 | 0 | 0
CC | 1.07 | 1.83 | 0.71 | 0.32 | 0.5 | 0.5
CSP | 0 | 0 | 0 | 0 | 0 | 0
CT | 0 | 0 | 0 | 0 | 0 | 0
Coal | 94.2 | 75.64 | 73.73 | 72.3 | 79.22 | 81.74
Geo | 0 | 0 | 0 | 0 | 0 | 0
H | 0 | 0 | 0 | 0 | 0 | 0
LFG | 0 | 0 | 0 | 0 | 0 | 0
Nuc | 0 | 0 | 0 | 0 | 0 | 0
PS | 0 | 0 | 0 | 0 | 0 | 0
PV | 0 | 0 | 0 | 0 | 0 | 0
PeakG | 0.08 | 0.08 | 0.08 | 0 | 0 | 0
PeakO | 0 | 0 | 0 | 0 | 0 | 0
ST | 0 | 0 | 0 | 0 | 0 | 0
STOG | 0.04 | 0.07 | 0.01 | 0 | 0 | 0
STWD | 0 | 0 | 0 | 0 | 0 | 0
WT | 0 | 0 | 0 | 0 | 0 | 0
IGCC | 0 | 0 | 0 | 0 | 0 | 0
DemandResponse | 0 | 0 | 0 | 0 | 0 | 0
IGCC-CCS | 0 | 0 | 0 | 0 | 0 | 0
WT_off | 0 | 0 | 0 | 0 | 0 | 0
PseudoUnit | 0 | 0 | 0 | 0 | 0 | 0
FixedInterchange | 0 | 0 | 0 | 0 | 0 | 0
CO2 Emissions (MMmetricTons): MISO_W
ReportingType | 2015 | 2020 | 2025 | 2030 | 2035 | 2040
BM | 0 | 0 | 0 | 0 | 0 | 0
CC | 3.76 | 4.63 | 1.45 | 0.79 | 1.21 | 1.21
CSP | 0 | 0 | 0 | 0 | 0 | 0
CT | 0 | 0 | 0 | 0 | 0 | 0
Coal | 96.2 | 81.4 | 80.82 | 72.68 | 79.48 | 79.96
Geo | 0 | 0 | 0 | 0 | 0 | 0
H | 0 | 0 | 0 | 0 | 0 | 0
LFG | 0 | 0 | 0 | 0 | 0 | 0
Nuc | 0 | 0 | 0 | 0 | 0 | 0
PS | 0 | 0 | 0 | 0 | 0 | 0
PV | 0 | 0 | 0 | 0 | 0 | 0
PeakG | 0.08 | 0.05 | 0.01 | 0 | 0 | 0
PeakO | 0 | 0 | 0 | 0 | 0 | 0
ST | 0 | 0 | 0 | 0 | 0 | 0
STOG | 0 | 0 | 0 | 0 | 0 | 0
STWD | 0 | 0 | 0 | 0 | 0 | 0
WT | 0 | 0 | 0 | 0 | 0 | 0
IGCC | 0 | 0 | 0 | 0 | 0 | 0
DemandResponse | 0 | 0 | 0 | 0 | 0 | 0
IGCC-CCS | 0 | 0 | 0 | 0 | 0 | 0
WT_off | 0 | 0 | 0 | 0 | 0 | 0
PseudoUnit | 0 | 0 | 0 | 0 | 0 | 0
FixedInterchange | 0 | 0 | 0 | 0 | 0 | 0
CO2 Emissions (MMmetricTons): MISO_WUMS
ReportingType | 2015 | 2020 | 2025 | 2030 | 2035 | 2040
BM | 0 | 0 | 0 | 0 | 0 | 0
CC | 5.63 | 7.03 | 4.18 | 2.13 | 2.39 | 2.19
CSP | 0 | 0 | 0 | 0 | 0 | 0
CT | 0 | 0.42 | 0.68 | 0.34 | 1.54 | 1.89
Coal | 29.8 | 28.07 | 28.61 | 26.31 | 31.93 | 32.28
Geo | 0 | 0 | 0 | 0 | 0 | 0
H | 0 | 0 | 0 | 0 | 0 | 0
LFG | 0 | 0 | 0 | 0 | 0 | 0
Nuc | 0 | 0 | 0 | 0 | 0 | 0
PS | 0 | 0 | 0 | 0 | 0 | 0
PV | 0 | 0 | 0 | 0 | 0 | 0
PeakG | 0.05 | 0.06 | 0.02 | 0 | 0 | 0
PeakO | 0 | 0 | 0 | 0 | 0 | 0
ST | 0 | 0 | 0 | 0 | 0 | 0
STOG | 0 | 0 | 0 | 0 | 0 | 0
STWD | 0 | 0 | 0 | 0 | 0 | 0
WT | 0 | 0 | 0 | 0 | 0 | 0
IGCC | 0 | 0 | 0 | 0 | 0 | 0
DemandResponse | 0 | 0 | 0 | 0 | 0 | 0
IGCC-CCS | 0 | 0 | 0 | 0 | 0 | 0
WT_off | 0 | 0 | 0 | 0 | 0 | 0
PseudoUnit | 0 | 0 | 0 | 0 | 0 | 0
FixedInterchange | 0 | 0 | 0 | 0 | 0 | 0
CO2 Emissions (MMmetricTons): Nebraska
ReportingType | 2015 | 2020 | 2025 | 2030 | 2035 | 2040
BM | 0 | 0 | 0 | 0 | 0 | 0
CC | 0.28 | 0.16 | 0.1 | 0.06 | 0.06 | 0.06
CSP | 0 | 0 | 0 | 0 | 0 | 0
CT | 0 | 0 | 0 | 0 | 0 | 0
Coal | 32.1 | 29.67 | 22.3 | 22.3 | 22.3 | 22.3
Geo | 0 | 0 | 0 | 0 | 0 | 0
H | 0 | 0 | 0 | 0 | 0 | 0
LFG | 0 | 0 | 0 | 0 | 0 | 0
Nuc | 0 | 0 | 0 | 0 | 0 | 0
PS | 0 | 0 | 0 | 0 | 0 | 0
PV | 0 | 0 | 0 | 0 | 0 | 0
PeakG | 0.02 | 0 | 0 | 0 | 0 | 0
PeakO | 0 | 0 | 0 | 0 | 0 | 0
ST | 0 | 0 | 0 | 0 | 0 | 0
STOG | 0 | 0 | 0 | 0 | 0 | 0
STWD | 0 | 0 | 0 | 0 | 0 | 0
WT | 0 | 0 | 0 | 0 | 0 | 0
IGCC | 0 | 0 | 0 | 0 | 0 | 0
DemandResponse | 0 | 0 | 0 | 0 | 0 | 0
IGCC-CCS | 0 | 0 | 0 | 0 | 0 | 0
WT_off | 0 | 0 | 0 | 0 | 0 | 0
PseudoUnit | 0 | 0 | 0 | 0 | 0 | 0
FixedInterchange | 0 | 0 | 0 | 0 | 0 | 0
CO2 Emissions (MMmetricTons): NEISO
ReportingType | 2015 | 2020 | 2025 | 2030 | 2035 | 2040
BM | 0 | 0 | 0 | 0 | 0 | 0
CC | 16.41 | 14.96 | 13.28 | 9.85 | 18.48 | 23.29
CSP | 0 | 0 | 0 | 0 | 0 | 0
CT | 0 | 0.01 | 0 | 0 | 0.02 | 0.04
Coal | 0.03 | 0 | 0 | 0 | 0 | 0
Geo | 0 | 0 | 0 | 0 | 0 | 0
H | 0 | 0 | 0 | 0 | 0 | 0
LFG | 0 | 0 | 0 | 0 | 0 | 0
Nuc | 0 | 0 | 0 | 0 | 0 | 0
PS | 0 | 0 | 0 | 0 | 0 | 0
PV | 0 | 0 | 0 | 0 | 0 | 0
PeakG | 0.02 | 0.02 | 0.02 | 0.02 | 0.11 | 0.22
PeakO | 0 | 0 | 0 | 0 | 0 | 0
ST | 0 | 0 | 0 | 0 | 0 | 0
STOG | 0 | 0 | 0 | 0 | 0 | 0
STWD | 0 | 0 | 0 | 0 | 0 | 0
WT | 0 | 0 | 0 | 0 | 0 | 0
IGCC | 0 | 0 | 0 | 0 | 0 | 0
DemandResponse | 0 | 0 | 0 | 0 | 0 | 0
IGCC-CCS | 0 | 0 | 0 | 0 | 0 | 0
WT_off | 0 | 0 | 0 | 0 | 0 | 0
PseudoUnit | 0 | 0 | 0 | 0 | 0 | 0
FixedInterchange | 0 | 0 | 0 | 0 | 0 | 0
CO2 Emissions (MMmetricTons): NonRTO_Midwest
ReportingType | 2015 | 2020 | 2025 | 2030 | 2035 | 2040
BM | 0 | 0 | 0 | 0 | 0 | 0
CC | 0 | 0.48 | 0.48 | 0.42 | 0.41 | 0.64
CSP | 0 | 0 | 0 | 0 | 0 | 0
CT | 0 | 0 | 0 | 0 | 0 | 0
Coal | 53.6 | 54.87 | 55.48 | 55.66 | 57.53 | 59.8
Geo | 0 | 0 | 0 | 0 | 0 | 0
H | 0 | 0 | 0 | 0 | 0 | 0
LFG | 0 | 0 | 0 | 0 | 0 | 0
Nuc | 0 | 0 | 0 | 0 | 0 | 0
PS | 0 | 0 | 0 | 0 | 0 | 0
PV | 0 | 0 | 0 | 0 | 0 | 0
PeakG | 0.04 | 0.06 | 0.06 | 0.02 | 0.02 | 0
PeakO | 0 | 0 | 0 | 0 | 0 | 0
ST | 0 | 0 | 0 | 0 | 0 | 0
STOG | 0 | 0 | 0 | 0 | 0 | 0
STWD | 0 | 0 | 0 | 0 | 0 | 0
WT | 0 | 0 | 0 | 0 | 0 | 0
IGCC | 0 | 0 | 0 | 0 | 0 | 0
DemandResponse | 0 | 0 | 0 | 0 | 0 | 0
IGCC-CCS | 0 | 0 | 0 | 0 | 0 | 0
WT_off | 0 | 0 | 0 | 0 | 0 | 0
PseudoUnit | 0 | 0 | 0 | 0 | 0 | 0
FixedInterchange | 0 | 0 | 0 | 0 | 0 | 0
CO2 Emissions (MMmetricTons): NYISO_A-F
ReportingType | 2015 | 2020 | 2025 | 2030 | 2035 | 2040
BM | 0 | 0 | 0 | 0 | 0 | 0
CC | 3.04 | 3.95 | 3.68 | 3.08 | 5.67 | 6.02
CSP | 0 | 0 | 0 | 0 | 0 | 0
CT | 0 | 0 | 0 | 0 | 0 | 0
Coal | 0 | 0 | 0 | 0 | 0 | 0
Geo | 0 | 0 | 0 | 0 | 0 | 0
H | 0 | 0 | 0 | 0 | 0 | 0
LFG | 0 | 0 | 0 | 0 | 0 | 0
Nuc | 0 | 0 | 0 | 0 | 0 | 0
PS | 0 | 0 | 0 | 0 | 0 | 0
PV | 0 | 0 | 0 | 0 | 0 | 0
PeakG | 0 | 0 | 0 | 0 | 0.01 | 0.02
PeakO | 0 | 0 | 0 | 0 | 0 | 0
ST | 0 | 0 | 0 | 0 | 0 | 0
STOG | 0 | 0 | 0 | 0 | 0 | 0
STWD | 0 | 0 | 0 | 0 | 0 | 0
WT | 0 | 0 | 0 | 0 | 0 | 0
IGCC | 0 | 0 | 0 | 0 | 0 | 0
DemandResponse | 0 | 0 | 0 | 0 | 0 | 0
IGCC-CCS | 0 | 0 | 0 | 0 | 0 | 0
WT_off | 0 | 0 | 0 | 0 | 0 | 0
PseudoUnit | 0 | 0 | 0 | 0 | 0 | 0
FixedInterchange | 0 | 0 | 0 | 0 | 0 | 0
CO2 Emissions (MMmetricTons): NYISO_G-I
ReportingType | 2015 | 2020 | 2025 | 2030 | 2035 | 2040
BM | 0 | 0 | 0 | 0 | 0 | 0
CC | 1.54 | 2.72 | 2.18 | 1.84 | 3.05 | 6.75
CSP | 0 | 0 | 0 | 0 | 0 | 0
CT | 0 | 0 | 0 | 0 | 0 | 0
Coal | 0 | 0 | 0 | 0 | 0 | 0
Geo | 0 | 0 | 0 | 0 | 0 | 0
H | 0 | 0 | 0 | 0 | 0 | 0
LFG | 0 | 0 | 0 | 0 | 0 | 0
Nuc | 0 | 0 | 0 | 0 | 0 | 0
PS | 0 | 0 | 0 | 0 | 0 | 0
PV | 0 | 0 | 0 | 0 | 0 | 0
PeakG | 0 | 0 | 0 | 0 | 0 | 0
PeakO | 0 | 0 | 0 | 0 | 0 | 0
ST | 0 | 0 | 0 | 0 | 0 | 0
STOG | 0 | 0 | 0 | 0 | 0 | 0
STWD | 0 | 0 | 0 | 0 | 0 | 0
WT | 0 | 0 | 0 | 0 | 0 | 0
IGCC | 0 | 0 | 0 | 0 | 0 | 0
DemandResponse | 0 | 0 | 0 | 0 | 0 | 0
IGCC-CCS | 0 | 0 | 0 | 0 | 0 | 0
WT_off | 0 | 0 | 0 | 0 | 0 | 0
PseudoUnit | 0 | 0 | 0 | 0 | 0 | 0
FixedInterchange | 0 | 0 | 0 | 0 | 0 | 0
CO2 Emissions (MMmetricTons): NYISO_J-K
ReportingType | 2015 | 2020 | 2025 | 2030 | 2035 | 2040
BM | 0 | 0 | 0 | 0 | 0 | 0
CC | 8.44 | 10.26 | 9.28 | 9.4 | 11.08 | 12.5
CSP | 0 | 0 | 0 | 0 | 0 | 0
CT | 0 | 0 | 0 | 0 | 0.39 | 0.86
Coal | 0 | 0 | 0 | 0 | 0 | 0
Geo | 0 | 0 | 0 | 0 | 0 | 0
H | 0 | 0 | 0 | 0 | 0 | 0
LFG | 0 | 0 | 0 | 0 | 0 | 0
Nuc | 0 | 0 | 0 | 0 | 0 | 0
PS | 0 | 0 | 0 | 0 | 0 | 0
PV | 0 | 0 | 0 | 0 | 0 | 0
PeakG | 0.03 | 0.17 | 0.17 | 0.17 | 0.33 | 0.33
PeakO | 0 | 0 | 0 | 0 | 0 | 0
ST | 0 | 0 | 0 | 0 | 0 | 0
STOG | 0.34 | 0.71 | 0.89 | 0.48 | 0.89 | 0.89
STWD | 0 | 0 | 0 | 0 | 0 | 0
WT | 0 | 0 | 0 | 0 | 0 | 0
IGCC | 0 | 0 | 0 | 0 | 0 | 0
DemandResponse | 0 | 0 | 0 | 0 | 0 | 0
IGCC-CCS | 0 | 0 | 0 | 0 | 0 | 0
WT_off | 0 | 0 | 0 | 0 | 0 | 0
PseudoUnit | 0 | 0 | 0 | 0 | 0 | 0
FixedInterchange | 0 | 0 | 0 | 0 | 0 | 0
CO2 Emissions (MMmetricTons): PJM_E
ReportingType | 2015 | 2020 | 2025 | 2030 | 2035 | 2040
BM | 0 | 0 | 0 | 0 | 0 | 0
CC | 9.2 | 16.58 | 15.67 | 10.99 | 19.26 | 17.57
CSP | 0 | 0 | 0 | 0 | 0 | 0
CT | 0 | 0 | 0 | 0 | 1.13 | 1.27
Coal | 0.34 | 0.15 | 0.15 | 0.15 | 0.18 | 0.18
Geo | 0 | 0 | 0 | 0 | 0 | 0
H | 0 | 0 | 0 | 0 | 0 | 0
LFG | 0 | 0 | 0 | 0 | 0 | 0
Nuc | 0 | 0 | 0 | 0 | 0 | 0
PS | 0 | 0 | 0 | 0 | 0 | 0
PV | 0 | 0 | 0 | 0 | 0 | 0
PeakG | 0.01 | 0.05 | 0.25 | 0.2 | 0.54 | 0.54
PeakO | 0 | 0 | 0 | 0 | 0 | 0
ST | 0 | 0 | 0 | 0 | 0 | 0
STOG | 0.16 | 0.3 | 0.3 | 0.3 | 0.59 | 0.59
STWD | 0 | 0 | 0 | 0 | 0 | 0
WT | 0 | 0 | 0 | 0 | 0 | 0
IGCC | 0 | 0 | 0 | 0 | 0 | 0
DemandResponse | 0 | 0 | 0 | 0 | 0 | 0
IGCC-CCS | 0 | 0 | 0 | 0 | 0 | 0
WT_off | 0 | 0 | 0 | 0 | 0 | 0
PseudoUnit | 0 | 0 | 0 | 0 | 0 | 0
FixedInterchange | 0 | 0 | 0 | 0 | 0 | 0
CO2 Emissions (MMmetricTons): PJM_ROM
ReportingType | 2015 | 2020 | 2025 | 2030 | 2035 | 2040
BM | 0 | 0 | 0 | 0 | 0 | 0
CC | 4.7 | 8.66 | 8.02 | 6.08 | 29.85 | 60.91
CSP | 0 | 0 | 0 | 0 | 0 | 0
CT | 0 | 0 | 0 | 0 | 0 | 0
Coal | 44.22 | 49.82 | 51.16 | 51.86 | 52.41 | 52.41
Geo | 0 | 0 | 0 | 0 | 0 | 0
H | 0 | 0 | 0 | 0 | 0 | 0
LFG | 0 | 0 | 0 | 0 | 0 | 0
Nuc | 0 | 0 | 0 | 0 | 0 | 0
PS | 0 | 0 | 0 | 0 | 0 | 0
PV | 0 | 0 | 0 | 0 | 0 | 0
PeakG | 0 | 0.03 | 0.03 | 0.03 | 0.09 | 0.18
PeakO | 0 | 0 | 0 | 0 | 0 | 0
ST | 0 | 0 | 0 | 0 | 0 | 0
STOG | 0.39 | 0.76 | 0.76 | 0.76 | 0.79 | 1.2
STWD | 0 | 0 | 0 | 0 | 0 | 0
WT | 0 | 0 | 0 | 0 | 0 | 0
IGCC | 0 | 0 | 0 | 0 | 0 | 0
DemandResponse | 0 | 0 | 0 | 0 | 0 | 0
IGCC-CCS | 0 | 0 | 0 | 0 | 0 | 0
WT_off | 0 | 0 | 0 | 0 | 0 | 0
PseudoUnit | 0 | 0 | 0 | 0 | 0 | 0
FixedInterchange | 0 | 0 | 0 | 0 | 0 | 0
CO2 Emissions (MMmetricTons): PJM_ROR
ReportingType | 2015 | 2020 | 2025 | 2030 | 2035 | 2040
BM | 0 | 0 | 0 | 0 | 0 | 0
CC | 25.9 | 25.32 | 23.07 | 13.22 | 13.89 | 12.07
CSP | 0 | 0 | 0 | 0 | 0 | 0
CT | 0 | 0 | 0 | 0 | 0 | 0
Coal | 321.73 | 251.95 | 252.03 | 252.3 | 254.33 | 255.97
Geo | 0 | 0 | 0 | 0 | 0 | 0
H | 0 | 0 | 0 | 0 | 0 | 0
LFG | 0 | 0 | 0 | 0 | 0 | 0
Nuc | 0 | 0 | 0 | 0 | 0 | 0
PS | 0 | 0 | 0 | 0 | 0 | 0
PV | 0 | 0 | 0 | 0 | 0 | 0
PeakG | 0.85 | 0.95 | 0.93 | 0.87 | 0.73 | 0.56
PeakO | 0 | 0 | 0 | 0 | 0 | 0
ST | 0 | 0 | 0 | 0 | 0 | 0
STOG | 0.44 | 0.44 | 0.44 | 0.44 | 0.44 | 0.44
STWD | 0 | 0 | 0 | 0 | 0 | 0
WT | 0 | 0 | 0 | 0 | 0 | 0
IGCC | 0 | 0 | 0 | 0 | 0 | 0
DemandResponse | 0 | 0 | 0 | 0 | 0 | 0
IGCC-CCS | 0 | 0 | 0 | 0 | 0 | 0
WT_off | 0 | 0 | 0 | 0 | 0 | 0
PseudoUnit | 0 | 0 | 0 | 0 | 0 | 0
FixedInterchange | 0 | 0 | 0 | 0 | 0 | 0
CO2 Emissions (MMmetricTons): SOCO
ReportingType | 2015 | 2020 | 2025 | 2030 | 2035 | 2040
BM | 0 | 0 | 0 | 0 | 0 | 0
CC | 43.23 | 43.39 | 41.38 | 34.06 | 33.04 | 30.19
CSP | 0 | 0 | 0 | 0 | 0 | 0
CT | 0 | 0 | 0 | 0 | 0 | 0
Coal | 90.63 | 92 | 101.62 | 106.3 | 109.47 | 161.14
Geo | 0 | 0 | 0 | 0 | 0 | 0
H | 0 | 0 | 0 | 0 | 0 | 0
LFG | 0 | 0 | 0 | 0 | 0 | 0
Nuc | 0 | 0 | 0 | 0 | 0 | 0
PS | 0 | 0 | 0 | 0 | 0 | 0
PV | 0 | 0 | 0 | 0 | 0 | 0
PeakG | 0.43 | 0.69 | 0.68 | 0.72 | 0.83 | 0.9
PeakO | 0 | 0 | 0 | 0 | 0 | 0
ST | 0 | 0 | 0 | 0 | 0 | 0
STOG | 0 | 0 | 0 | 0 | 0 | 0
STWD | 0 | 0 | 0 | 0 | 0 | 0
WT | 0 | 0 | 0 | 0 | 0 | 0
IGCC | 0 | 0 | 0 | 0 | 0 | 0
DemandResponse | 0 | 0 | 0 | 0 | 0 | 0
IGCC-CCS | 0 | 0 | 0 | 0 | 0 | 0
WT_off | 0 | 0 | 0 | 0 | 0 | 0
PseudoUnit | 0 | 0 | 0 | 0 | 0 | 0
FixedInterchange | 0 | 0 | 0 | 0 | 0 | 0
CO2 Emissions (MMmetricTons): SPP_N
ReportingType | 2015 | 2020 | 2025 | 2030 | 2035 | 2040
BM | 0 | 0 | 0 | 0 | 0 | 0
CC | 2.97 | 0.64 | 0.37 | 0.21 | 0.37 | 0.37
CSP | 0 | 0 | 0 | 0 | 0 | 0
CT | 0 | 0 | 0 | 0 | 0 | 0
Coal | 59.76 | 53.23 | 44.71 | 31.35 | 36.78 | 37.21
Geo | 0 | 0 | 0 | 0 | 0 | 0
H | 0 | 0 | 0 | 0 | 0 | 0
LFG | 0 | 0 | 0 | 0 | 0 | 0
Nuc | 0 | 0 | 0 | 0 | 0 | 0
PS | 0 | 0 | 0 | 0 | 0 | 0
PV | 0 | 0 | 0 | 0 | 0 | 0
PeakG | 0.01 | 0 | 0 | 0 | 0 | 0
PeakO | 0 | 0 | 0 | 0 | 0 | 0
ST | 0 | 0 | 0 | 0 | 0 | 0
STOG | 0.12 | 0.01 | 0 | 0 | 0 | 0
STWD | 0 | 0 | 0 | 0 | 0 | 0
WT | 0 | 0 | 0 | 0 | 0 | 0
IGCC | 0 | 0 | 0 | 0 | 0 | 0
DemandResponse | 0 | 0 | 0 | 0 | 0 | 0
IGCC-CCS | 0 | 0 | 0 | 0 | 0 | 0
WT_off | 0 | 0 | 0 | 0 | 0 | 0
PseudoUnit | 0 | 0 | 0 | 0 | 0 | 0
FixedInterchange | 0 | 0 | 0 | 0 | 0 | 0
CO2 Emissions (MMmetricTons): SPP_S
ReportingType | 2015 | 2020 | 2025 | 2030 | 2035 | 2040
BM | 0 | 0 | 0 | 0 | 0 | 0
CC | 16.27 | 7.63 | 3.97 | 2.37 | 3.02 | 2.95
CSP | 0 | 0 | 0 | 0 | 0 | 0
CT | 0 | 0 | 0 | 0 | 0 | 0
Coal | 93.47 | 65.95 | 31.42 | 12.7 | 23.29 | 28.01
Geo | 0 | 0 | 0 | 0 | 0 | 0
H | 0 | 0 | 0 | 0 | 0 | 0
LFG | 0 | 0 | 0 | 0 | 0 | 0
Nuc | 0 | 0 | 0 | 0 | 0 | 0
PS | 0 | 0 | 0 | 0 | 0 | 0
PV | 0 | 0 | 0 | 0 | 0 | 0
PeakG | 0 | 0 | 0 | 0 | 0 | 0
PeakO | 0 | 0 | 0 | 0 | 0 | 0
ST | 0 | 0 | 0 | 0 | 0 | 0
STOG | 1.66 | 1.76 | 0.9 | 0.15 | 0.33 | 0.42
STWD | 0 | 0 | 0 | 0 | 0 | 0
WT | 0 | 0 | 0 | 0 | 0 | 0
IGCC | 0 | 0 | 0 | 0 | 0 | 0
DemandResponse | 0 | 0 | 0 | 0 | 0 | 0
IGCC-CCS | 0 | 0 | 0 | 0 | 0 | 0
WT_off | 0 | 0 | 0 | 0 | 0 | 0
PseudoUnit | 0 | 0 | 0 | 0 | 0 | 0
FixedInterchange | 0 | 0 | 0 | 0 | 0 | 0
CO2 Emissions (MMmetricTons): TVA
ReportingType | 2015 | 2020 | 2025 | 2030 | 2035 | 2040
BM | 0 | 0 | 0 | 0 | 0 | 0
CC | 7.76 | 8 | 8.78 | 11.41 | 11.7 | 9.3
CSP | 0 | 0 | 0 | 0 | 0 | 0
CT | 0 | 0.07 | 0.06 | 0.11 | 0.11 | 0.11
Coal | 81.23 | 76.01 | 75.7 | 75.68 | 80.16 | 85.9
Geo | 0 | 0 | 0 | 0 | 0 | 0
H | 0 | 0 | 0 | 0 | 0 | 0
LFG | 0 | 0 | 0 | 0 | 0 | 0
Nuc | 0 | 0 | 0 | 0 | 0 | 0
PS | 0 | 0 | 0 | 0 | 0 | 0
PV | 0 | 0 | 0 | 0 | 0 | 0
PeakG | 0 | 0 | 0 | 0 | 0 | 0
PeakO | 0 | 0 | 0 | 0 | 0 | 0
ST | 0 | 0 | 0 | 0 | 0 | 0
STOG | 0 | 0 | 0 | 0 | 0 | 0
STWD | 0 | 0 | 0 | 0 | 0 | 0
WT | 0 | 0 | 0 | 0 | 0 | 0
IGCC | 0 | 0 | 0 | 0 | 0 | 0
DemandResponse | 0 | 0 | 0 | 0 | 0 | 0
IGCC-CCS | 0 | 0 | 0 | 0 | 0 | 0
WT_off | 0 | 0 | 0 | 0 | 0 | 0
PseudoUnit | 0 | 0 | 0 | 0 | 0 | 0
FixedInterchange | 0 | 0 | 0 | 0 | 0 | 0
CO2 Emissions (MMmetricTons): TVA_Transmission
ReportingType | 2015 | 2020 | 2025 | 2030 | 2035 | 2040
BM | 0 | 0 | 0 | 0 | 0 | 0
CC | 0 | 0 | 0 | 0 | 0 | 0
CSP | 0 | 0 | 0 | 0 | 0 | 0
CT | 0 | 0 | 0 | 0 | 0 | 0
Coal | 0 | 0 | 0 | 0 | 0 | 0
Geo | 0 | 0 | 0 | 0 | 0 | 0
H | 0 | 0 | 0 | 0 | 0 | 0
LFG | 0 | 0 | 0 | 0 | 0 | 0
Nuc | 0 | 0 | 0 | 0 | 0 | 0
PS | 0 | 0 | 0 | 0 | 0 | 0
PV | 0 | 0 | 0 | 0 | 0 | 0
PeakG | 0 | 0 | 0 | 0 | 0 | 0
PeakO | 0 | 0 | 0 | 0 | 0 | 0
ST | 0 | 0 | 0 | 0 | 0 | 0
STOG | 0 | 0 | 0 | 0 | 0 | 0
STWD | 0 | 0 | 0 | 0 | 0 | 0
WT | 0 | 0 | 0 | 0 | 0 | 0
IGCC | 0 | 0 | 0 | 0 | 0 | 0
DemandResponse | 0 | 0 | 0 | 0 | 0 | 0
IGCC-CCS | 0 | 0 | 0 | 0 | 0 | 0
WT_off | 0 | 0 | 0 | 0 | 0 | 0
PseudoUnit | 0 | 0 | 0 | 0 | 0 | 0
FixedInterchange | 0 | 0 | 0 | 0 | 0 | 0
CO2 Emissions (MMmetricTons): VACAR
ReportingType | 2015 | 2020 | 2025 | 2030 | 2035 | 2040
BM | 0 | 0 | 0 | 0 | 0 | 0
CC | 19.15 | 23.77 | 20.8 | 14.57 | 25.07 | 31.85
CSP | 0 | 0 | 0 | 0 | 0 | 0
CT | 0 | 0.02 | 0.01 | 0.01 | 0.01 | 0.18
Coal | 77.72 | 73.29 | 83 | 83.74 | 96.9 | 100.69
Geo | 0 | 0 | 0 | 0 | 0 | 0
H | 0 | 0 | 0 | 0 | 0 | 0
LFG | 0 | 0 | 0 | 0 | 0 | 0
Nuc | 0 | 0 | 0 | 0 | 0 | 0
PS | 0 | 0 | 0 | 0 | 0 | 0
PV | 0 | 0 | 0 | 0 | 0 | 0
PeakG | 0 | 0.03 | 0 | 0 | 0 | 0.01
PeakO | 0 | 0 | 0 | 0 | 0 | 0
ST | 0 | 0 | 0 | 0 | 0 | 0
STOG | 0 | 0 | 0 | 0 | 0 | 0
STWD | 0 | 0 | 0 | 0 | 0 | 0
WT | 0 | 0 | 0 | 0 | 0 | 0
IGCC | 0 | 0 | 0 | 0 | 0 | 0
DemandResponse | 0 | 0 | 0 | 0 | 0 | 0
IGCC-CCS | 0 | 0 | 0 | 0 | 0 | 0
WT_off | 0 | 0 | 0 | 0 | 0 | 0
PseudoUnit | 0 | 0 | 0 | 0 | 0 | 0
FixedInterchange | 0 | 0 | 0 | 0 | 0 | 0
CO2 Emissions (MMmetricTons): IESO
ReportingType | 2015 | 2020 | 2025 | 2030 | 2035 | 2040
BM | 0 | 0 | 0 | 0 | 0 | 0
CC | 0.77 | 1.31 | 0.82 | 0.66 | 2.44 | 7.07
CSP | 0 | 0 | 0 | 0 | 0 | 0
CT | 0 | 0 | 0 | 0 | 0 | 0
Coal | 0 | 0 | 0 | 0 | 0 | 0
Geo | 0 | 0 | 0 | 0 | 0 | 0
H | 0 | 0 | 0 | 0 | 0 | 0
LFG | 0 | 0 | 0 | 0 | 0 | 0
Nuc | 0 | 0 | 0 | 0 | 0 | 0
PS | 0 | 0 | 0 | 0 | 0 | 0
PV | 0 | 0 | 0 | 0 | 0 | 0
PeakG | 0 | 0 | 0 | 0 | 0 | 0
PeakO | 0 | 0 | 0 | 0 | 0 | 0
ST | 0 | 0 | 0 | 0 | 0 | 0
STOG | 0 | 0 | 0 | 0 | 0 | 0
STWD | 0 | 0 | 0 | 0 | 0 | 0
WT | 0 | 0 | 0 | 0 | 0 | 0
IGCC | 0 | 0 | 0 | 0 | 0 | 0
DemandResponse | 0 | 0 | 0 | 0 | 0 | 0
IGCC-CCS | 0 | 0 | 0 | 0 | 0 | 0
WT_off | 0 | 0 | 0 | 0 | 0 | 0
PseudoUnit | 0 | 0 | 0 | 0 | 0 | 0
FixedInterchange | 0 | 0 | 0 | 0 | 0 | 0
CO2 Emissions (MMmetricTons): MAPP_CA
ReportingType | 2015 | 2020 | 2025 | 2030 | 2035 | 2040
BM | 0 | 0 | 0 | 0 | 0 | 0
CC | 0.57 | 0.38 | 0.23 | 0.03 | 0.03 | 0.05
CSP | 0 | 0 | 0 | 0 | 0 | 0
CT | 0 | 0 | 0 | 0 | 0 | 0
Coal | 0.33 | 0.51 | 0.02 | 0 | 0 | 0
Geo | 0 | 0 | 0 | 0 | 0 | 0
H | 0 | 0 | 0 | 0 | 0 | 0
LFG | 0 | 0 | 0 | 0 | 0 | 0
Nuc | 0 | 0 | 0 | 0 | 0 | 0
PS | 0 | 0 | 0 | 0 | 0 | 0
PV | 0 | 0 | 0 | 0 | 0 | 0
PeakG | 0 | 0 | 0 | 0 | 0 | 0
PeakO | 0 | 0 | 0 | 0 | 0 | 0
ST | 0 | 0 | 0 | 0 | 0 | 0
STOG | 0 | 0 | 0 | 0 | 0 | 0
STWD | 0 | 0 | 0 | 0 | 0 | 0
WT | 0 | 0 | 0 | 0 | 0 | 0
IGCC | 0 | 0 | 0 | 0 | 0 | 0
DemandResponse | 0 | 0 | 0 | 0 | 0 | 0
IGCC-CCS | 0 | 0 | 0 | 0 | 0 | 0
WT_off | 0 | 0 | 0 | 0 | 0 | 0
PseudoUnit | 0 | 0 | 0 | 0 | 0 | 0
FixedInterchange | 0 | 0 | 0 | 0 | 0 | 0
CO2 Emissions (MMmetricTons): AZ_NM_SNV_Coal
ReportingType | 2015 | 2020 | 2025 | 2030 | 2035 | 2040
BM | 0 | 0 | 0 | 0 | 0 | 0
CC | 0 | 0 | 0 | 0 | 0 | 0
CSP | 0 | 0 | 0 | 0 | 0 | 0
CT | 0 | 0 | 0 | 0 | 0 | 0
Coal | 72.86 | 73.03 | 73.03 | 73.03 | 86.74 | 149.49
Geo | 0 | 0 | 0 | 0 | 0 | 0
H | 0 | 0 | 0 | 0 | 0 | 0
LFG | 0 | 0 | 0 | 0 | 0 | 0
Nuc | 0 | 0 | 0 | 0 | 0 | 0
PS | 0 | 0 | 0 | 0 | 0 | 0
PV | 0 | 0 | 0 | 0 | 0 | 0
PeakG | 0 | 0 | 0 | 0 | 0 | 0
PeakO | 0 | 0 | 0 | 0 | 0 | 0
ST | 0 | 0 | 0 | 0 | 0 | 0
STOG | 0 | 0 | 0 | 0 | 0 | 0
STWD | 0 | 0 | 0 | 0 | 0 | 0
WT | 0 | 0 | 0 | 0 | 0 | 0
IGCC | 0 | 0 | 0 | 0 | 0 | 0
DemandResponse | 0 | 0 | 0 | 0 | 0 | 0
IGCC-CCS | 0 | 0 | 0 | 0 | 0 | 0
WT_off | 0 | 0 | 0 | 0 | 0 | 0
PseudoUnit | 0 | 0 | 0 | 0 | 0 | 0
FixedInterchange | 0 | 0 | 0 | 0 | 0 | 0
CO2 Emissions (MMmetricTons): AZ_NM_SNV_Gas
ReportingType | 2015 | 2020 | 2025 | 2030 | 2035 | 2040
BM | 0 | 0 | 0 | 0 | 0 | 0
CC | 39.84 | 47.13 | 46.92 | 56.85 | 56.75 | 51.79
CSP | 0 | 0 | 0 | 0 | 0 | 0
CT | 0 | 0 | 0.08 | 0.16 | 0 | 0
Coal | 0 | 0 | 0 | 0 | 0 | 0
Geo | 0 | 0 | 0 | 0 | 0 | 0
H | 0 | 0 | 0 | 0 | 0 | 0
LFG | 0 | 0 | 0 | 0 | 0 | 0
Nuc | 0 | 0 | 0 | 0 | 0 | 0
PS | 0 | 0 | 0 | 0 | 0 | 0
PV | 0 | 0 | 0 | 0 | 0 | 0
PeakG | 0 | 0 | 0.15 | 0.26 | 0.3 | 0
PeakO | 0 | 0 | 0 | 0 | 0 | 0
ST | 0 | 0 | 0 | 0 | 0 | 0
STOG | 0 | 0 | 0 | 0 | 0 | 0
STWD | 0 | 0 | 0 | 0 | 0 | 0
WT | 0 | 0 | 0 | 0 | 0 | 0
IGCC | 0 | 0 | 0 | 0 | 0 | 0
DemandResponse | 0 | 0 | 0 | 0 | 0 | 0
IGCC-CCS | 0 | 0 | 0 | 0 | 0 | 0
WT_off | 0 | 0 | 0 | 0 | 0 | 0
PseudoUnit | 0 | 0 | 0 | 0 | 0 | 0
FixedInterchange | 0 | 0 | 0 | 0 | 0 | 0
CO2 Emissions (MMmetricTons): AZ_NM_SNV_NucRenew
ReportingType | 2015 | 2020 | 2025 | 2030 | 2035 | 2040
BM | 0 | 0 | 0 | 0 | 0 | 0
CC | 0 | 0 | 0 | 0 | 0 | 0
CSP | 0 | 0 | 0 | 0 | 0 | 0
CT | 0 | 0 | 0 | 0 | 0 | 0
Coal | 0 | 0 | 0 | 0 | 0 | 0
Geo | 0 | 0 | 0 | 0 | 0 | 0
H | 0 | 0 | 0 | 0 | 0 | 0
LFG | 0 | 0 | 0 | 0 | 0 | 0
Nuc | 0 | 0 | 0 | 0 | 0 | 0
PS | 0 | 0 | 0 | 0 | 0 | 0
PV | 0 | 0 | 0 | 0 | 0 | 0
PeakG | 0 | 0 | 0 | 0 | 0 | 0
PeakO | 0 | 0 | 0 | 0 | 0 | 0
ST | 0 | 0 | 0 | 0 | 0 | 0
STOG | 0 | 0 | 0 | 0 | 0 | 0
STWD | 0 | 0 | 0 | 0 | 0 | 0
WT | 0 | 0 | 0 | 0 | 0 | 0
IGCC | 0 | 0 | 0 | 0 | 0 | 0
DemandResponse | 0 | 0 | 0 | 0 | 0 | 0
IGCC-CCS | 0 | 0 | 0 | 0 | 0 | 0
WT_off | 0 | 0 | 0 | 0 | 0 | 0
PseudoUnit | 0 | 0 | 0 | 0 | 0 | 0
FixedInterchange | 0 | 0 | 0 | 0 | 0 | 0
CO2 Emissions (MMmetricTons): ERCOT
ReportingType | 2015 | 2020 | 2025 | 2030 | 2035 | 2040
BM | 0 | 0 | 0 | 0 | 0 | 0
CC | 54.08 | 47.17 | 37.68 | 30.94 | 32.69 | 36.16
CSP | 0 | 0 | 0 | 0 | 0 | 0
CT | 0 | 0 | 0 | 0 | 0 | 0
Coal | 121.52 | 130.34 | 136.55 | 138.39 | 140.35 | 141.51
Geo | 0 | 0 | 0 | 0 | 0 | 0
H | 0 | 0 | 0 | 0 | 0 | 0
LFG | 0 | 0 | 0 | 0 | 0 | 0
Nuc | 0 | 0 | 0 | 0 | 0 | 0
PS | 0 | 0 | 0 | 0 | 0 | 0
PV | 0 | 0 | 0 | 0 | 0 | 0
PeakG | 0 | 0 | 0 | 0 | 0 | 0
PeakO | 0 | 0 | 0 | 0 | 0 | 0
ST | 0 | 0 | 0 | 0 | 0 | 0
STOG | 2.76 | 2.93 | 2.82 | 2.44 | 2.35 | 2.1
STWD | 0 | 0 | 0 | 0 | 0 | 0
WT | 0 | 0 | 0 | 0 | 0 | 0
IGCC | 0 | 0 | 0 | 0 | 0 | 0
DemandResponse | 0 | 0 | 0 | 0 | 0 | 0
IGCC-CCS | 0 | 0 | 0 | 0 | 0 | 0
WT_off | 0 | 0 | 0 | 0 | 0 | 0
PseudoUnit | 0 | 0 | 0 | 0 | 0 | 0
FixedInterchange | 0 | 0 | 0 | 0 | 0 | 0
CO2 Emissions (MMmetricTons): NP15
ReportingType | 2015 | 2020 | 2025 | 2030 | 2035 | 2040
BM | 0 | 0 | 0 | 0 | 0 | 0
CC | 13.24 | 13.75 | 10.43 | 8.08 | 4.51 | 1.88
CSP | 0 | 0 | 0 | 0 | 0 | 0
CT | 0 | 0 | 0 | 0 | 0 | 0
Coal | 0.24 | 0 | 0 | 0 | 0 | 0
Geo | 0 | 0 | 0 | 0 | 0 | 0
H | 0 | 0 | 0 | 0 | 0 | 0
LFG | 0 | 0 | 0 | 0 | 0 | 0
Nuc | 0 | 0 | 0 | 0 | 0 | 0
PS | 0 | 0 | 0 | 0 | 0 | 0
PV | 0 | 0 | 0 | 0 | 0 | 0
PeakG | 0 | 0 | 0 | 0 | 0 | 0
PeakO | 0 | 0 | 0 | 0 | 0 | 0
ST | 0 | 0 | 0 | 0 | 0 | 0
STOG | 0.07 | 0.09 | 0.04 | 0.07 | 0.05 | 0.08
STWD | 0 | 0 | 0 | 0 | 0 | 0
WT | 0 | 0 | 0 | 0 | 0 | 0
IGCC | 0 | 0 | 0 | 0 | 0 | 0
DemandResponse | 0 | 0 | 0 | 0 | 0 | 0
IGCC-CCS | 0 | 0 | 0 | 0 | 0 | 0
WT_off | 0 | 0 | 0 | 0 | 0 | 0
PseudoUnit | 0 | 0 | 0 | 0 | 0 | 0
FixedInterchange | 0 | 0 | 0 | 0 | 0 | 0
CO2 Emissions (MMmetricTons): NWPP_Coal
ReportingType | 2015 | 2020 | 2025 | 2030 | 2035 | 2040
BM | 0 | 0 | 0 | 0 | 0 | 0
CC | 0 | 0 | 0 | 0 | 0 | 0
CSP | 0 | 0 | 0 | 0 | 0 | 0
CT | 0 | 0 | 0 | 0 | 0 | 0
Coal | 98.81 | 98.95 | 98.95 | 98.95 | 98.49 | 98.49
Geo | 0 | 0 | 0 | 0 | 0 | 0
H | 0 | 0 | 0 | 0 | 0 | 0
LFG | 0 | 0 | 0 | 0 | 0 | 0
Nuc | 0 | 0 | 0 | 0 | 0 | 0
PS | 0 | 0 | 0 | 0 | 0 | 0
PV | 0 | 0 | 0 | 0 | 0 | 0
PeakG | 0 | 0 | 0 | 0 | 0 | 0
PeakO | 0 | 0 | 0 | 0 | 0 | 0
ST | 0 | 0 | 0 | 0 | 0 | 0
STOG | 0 | 0 | 0 | 0 | 0 | 0
STWD | 0 | 0 | 0 | 0 | 0 | 0
WT | 0 | 0 | 0 | 0 | 0 | 0
IGCC | 0 | 0 | 0 | 0 | 0 | 0
DemandResponse | 0 | 0 | 0 | 0 | 0 | 0
IGCC-CCS | 0 | 0 | 0 | 0 | 0 | 0
WT_off | 0 | 0 | 0 | 0 | 0 | 0
PseudoUnit | 0 | 0 | 0 | 0 | 0 | 0
FixedInterchange | 0 | 0 | 0 | 0 | 0 | 0
CO2 Emissions (MMmetricTons): NWPP_Gas
ReportingType | 2015 | 2020 | 2025 | 2030 | 2035 | 2040
BM | 0 | 0 | 0 | 0 | 0 | 0
CC | 19.17 | 19.17 | 19.17 | 27.39 | 39.48 | 39.99
CSP | 0 | 0 | 0 | 0 | 0 | 0
CT | 0 | 0 | 0 | 0 | 0 | 0
Coal | 0 | 0 | 0 | 0 | 0 | 2.91
Geo | 0 | 0 | 0 | 0 | 0 | 0
H | 0 | 0 | 0 | 0 | 0 | 0
LFG | 0 | 0 | 0 | 0 | 0 | 0
Nuc | 0 | 0 | 0 | 0 | 0 | 0
PS | 0 | 0 | 0 | 0 | 0 | 0
PV | 0 | 0 | 0 | 0 | 0 | 0
PeakG | 0 | 0 | 0 | 0 | 0 | 0
PeakO | 0 | 0 | 0 | 0 | 0 | 0
ST | 0 | 0 | 0 | 0 | 0 | 0
STOG | 0 | 0 | 0 | 0 | 0 | 0
STWD | 0 | 0 | 0 | 0 | 0 | 0
WT | 0 | 0 | 0 | 0 | 0 | 0
IGCC | 0 | 0 | 0 | 0 | 0 | 0
DemandResponse | 0 | 0 | 0 | 0 | 0 | 0
IGCC-CCS | 0 | 0 | 0 | 0 | 0 | 0
WT_off | 0 | 0 | 0 | 0 | 0 | 0
PseudoUnit | 0 | 0 | 0 | 0 | 0 | 0
FixedInterchange | 0 | 0 | 0 | 0 | 0 | 0
CO2 Emissions (MMmetricTons): NWPP_NucRenew
ReportingType | 2015 | 2020 | 2025 | 2030 | 2035 | 2040
BM | 0 | 0 | 0 | 0 | 0 | 0
CC | 0 | 0 | 0 | 0 | 0 | 0
CSP | 0 | 0 | 0 | 0 | 0 | 0
CT | 0 | 0 | 0 | 0 | 0 | 0
Coal | 0 | 0 | 0 | 0 | 0 | 0
Geo | 0 | 0 | 0 | 0 | 0 | 0
H | 0 | 0 | 0 | 0 | 0 | 0
LFG | 0 | 0 | 0 | 0 | 0 | 0
Nuc | 0 | 0 | 0 | 0 | 0 | 0
PS | 0 | 0 | 0 | 0 | 0 | 0
PV | 0 | 0 | 0 | 0 | 0 | 0
PeakG | 0 | 0 | 0 | 0 | 0 | 0
PeakO | 0 | 0 | 0 | 0 | 0 | 0
ST | 0 | 0 | 0 | 0 | 0 | 0
STOG | 0 | 0 | 0 | 0 | 0 | 0
STWD | 0 | 0 | 0 | 0 | 0 | 0
WT | 0 | 0 | 0 | 0 | 0 | 0
IGCC | 0 | 0 | 0 | 0 | 0 | 0
DemandResponse | 0 | 0 | 0 | 0 | 0 | 0
IGCC-CCS | 0 | 0 | 0 | 0 | 0 | 0
WT_off | 0 | 0 | 0 | 0 | 0 | 0
PseudoUnit | 0 | 0 | 0 | 0 | 0 | 0
FixedInterchange | 0 | 0 | 0 | 0 | 0 | 0
CO2 Emissions (MMmetricTons): RMPA
ReportingType | 2015 | 2020 | 2025 | 2030 | 2035 | 2040
BM | 0 | 0 | 0 | 0 | 0 | 0
CC | 2.03 | 3.2 | 0.94 | 1.23 | 1.02 | 1.17
CSP | 0 | 0 | 0 | 0 | 0 | 0
CT | 0 | 0 | 0 | 0 | 0 | 0
Coal | 55.62 | 54.37 | 50.95 | 51.03 | 59.05 | 67.44
Geo | 0 | 0 | 0 | 0 | 0 | 0
H | 0 | 0 | 0 | 0 | 0 | 0
LFG | 0 | 0 | 0 | 0 | 0 | 0
Nuc | 0 | 0 | 0 | 0 | 0 | 0
PS | 0 | 0 | 0 | 0 | 0 | 0
PV | 0 | 0 | 0 | 0 | 0 | 0
PeakG | 0 | 0.01 | 0 | 0.02 | 0 | 0.01
PeakO | 0 | 0 | 0 | 0 | 0 | 0
ST | 0 | 0 | 0 | 0 | 0 | 0
STOG | 0 | 0 | 0 | 0 | 0 | 0
STWD | 0 | 0 | 0 | 0 | 0 | 0
WT | 0 | 0 | 0 | 0 | 0 | 0
IGCC | 0 | 0 | 0 | 0 | 0 | 0
DemandResponse | 0 | 0 | 0 | 0 | 0 | 0
IGCC-CCS | 0 | 0 | 0 | 0 | 0 | 0
WT_off | 0 | 0 | 0 | 0 | 0 | 0
PseudoUnit | 0 | 0 | 0 | 0 | 0 | 0
FixedInterchange | 0 | 0 | 0 | 0 | 0 | 0
CO2 Emissions (MMmetricTons): SP15
ReportingType | 2015 | 2020 | 2025 | 2030 | 2035 | 2040
BM | 0 | 0 | 0 | 0 | 0 | 0
CC | 9.02 | 9.21 | 8.15 | 7.19 | 6.68 | 3.58
CSP | 0 | 0 | 0 | 0 | 0 | 0
CT | 0 | 0 | 0 | 0 | 0 | 0
Coal | 0.81 | 0.81 | 0.81 | 0.72 | 0 | 0
Geo | 0 | 0 | 0 | 0 | 0 | 0
H | 0 | 0 | 0 | 0 | 0 | 0
LFG | 0 | 0 | 0 | 0 | 0 | 0
Nuc | 0 | 0 | 0 | 0 | 0 | 0
PS | 0 | 0 | 0 | 0 | 0 | 0
PV | 0 | 0 | 0 | 0 | 0 | 0
PeakG | 0 | 0 | 0 | 0 | 0 | 0
PeakO | 0 | 0 | 0 | 0 | 0 | 0
ST | 0 | 0 | 0 | 0 | 0 | 0
STOG | 0.12 | 0.19 | 0.13 | 0.22 | 0.44 | 0.27
STWD | 0 | 0 | 0 | 0 | 0 | 0
WT | 0 | 0 | 0 | 0 | 0 | 0
IGCC | 0 | 0 | 0 | 0 | 0 | 0
DemandResponse | 0 | 0 | 0 | 0 | 0 | 0
IGCC-CCS | 0 | 0 | 0 | 0 | 0 | 0
WT_off | 0 | 0 | 0 | 0 | 0 | 0
PseudoUnit | 0 | 0 | 0 | 0 | 0 | 0
FixedInterchange | 0 | 0 | 0 | 0 | 0 | 0
CO2 Emissions (MMmetricTons): ALB
ReportingType | 2015 | 2020 | 2025 | 2030 | 2035 | 2040
BM | 0 | 0 | 0 | 0 | 0 | 0
CC | 7.38 | 8.68 | 10.87 | 12.47 | 14.4 | 15.65
CSP | 0 | 0 | 0 | 0 | 0 | 0
CT | 0 | 0 | 0 | 0 | 0 | 0
Coal | 45.36 | 45.36 | 45.36 | 45.36 | 45.36 | 45.36
Geo | 0 | 0 | 0 | 0 | 0 | 0
H | 0 | 0 | 0 | 0 | 0 | 0
LFG | 0 | 0 | 0 | 0 | 0 | 0
Nuc | 0 | 0 | 0 | 0 | 0 | 0
PS | 0 | 0 | 0 | 0 | 0 | 0
PV | 0 | 0 | 0 | 0 | 0 | 0
PeakG | 0 | 0 | 0 | 0 | 0 | 0
PeakO | 0 | 0 | 0 | 0 | 0 | 0
ST | 0 | 0 | 0 | 0 | 0 | 0
STOG | 0 | 0 | 0 | 0 | 0 | 0
STWD | 0 | 0 | 0 | 0 | 0 | 0
WT | 0 | 0 | 0 | 0 | 0 | 0
IGCC | 0 | 0 | 0 | 0 | 0 | 0
DemandResponse | 0 | 0 | 0 | 0 | 0 | 0
IGCC-CCS | 0 | 0 | 0 | 0 | 0 | 0
WT_off | 0 | 0 | 0 | 0 | 0 | 0
PseudoUnit | 0 | 0 | 0 | 0 | 0 | 0
FixedInterchange | 0 | 0 | 0 | 0 | 0 | 0
CO2 Emissions (MMmetricTons): BC
ReportingType | 2015 | 2020 | 2025 | 2030 | 2035 | 2040
BM | 0 | 0 | 0 | 0 | 0 | 0
CC | 3.64 | 4.09 | 5.42 | 7.17 | 8.81 | 10.57
CSP | 0 | 0 | 0 | 0 | 0 | 0
CT | 0 | 0 | 0 | 0 | 0 | 0
Coal | 0 | 0 | 0 | 0 | 0 | 0
Geo | 0 | 0 | 0 | 0 | 0 | 0
H | 0 | 0 | 0 | 0 | 0 | 0
LFG | 0 | 0 | 0 | 0 | 0 | 0
Nuc | 0 | 0 | 0 | 0 | 0 | 0
PS | 0 | 0 | 0 | 0 | 0 | 0
PV | 0 | 0 | 0 | 0 | 0 | 0
PeakG | 0 | 0 | 0 | 0 | 0 | 0
PeakO | 0 | 0 | 0 | 0 | 0 | 0
ST | 0 | 0 | 0 | 0 | 0 | 0
STOG | 0 | 0 | 0 | 0 | 0 | 0
STWD | 0 | 0 | 0 | 0 | 0 | 0
WT | 0 | 0 | 0 | 0 | 0 | 0
IGCC | 0 | 0 | 0 | 0 | 0 | 0
DemandResponse | 0 | 0 | 0 | 0 | 0 | 0
IGCC-CCS | 0 | 0 | 0 | 0 | 0 | 0
WT_off | 0 | 0 | 0 | 0 | 0 | 0
PseudoUnit | 0 | 0 | 0 | 0 | 0 | 0
FixedInterchange | 0 | 0 | 0 | 0 | 0 | 0
CO2 Emissions (MMmetricTons): HQ_IESO
ReportingType | 2015 | 2020 | 2025 | 2030 | 2035 | 2040
BM | 0 | 0 | 0 | 0 | 0 | 0
CC | 0 | 0 | 0 | 0 | 0 | 0
CSP | 0 | 0 | 0 | 0 | 0 | 0
CT | 0 | 0 | 0 | 0 | 0 | 0
Coal | 0 | 0 | 0 | 0 | 0 | 0
Geo | 0 | 0 | 0 | 0 | 0 | 0
H | 0 | 0 | 0 | 0 | 0 | 0
LFG | 0 | 0 | 0 | 0 | 0 | 0
Nuc | 0 | 0 | 0 | 0 | 0 | 0
PS | 0 | 0 | 0 | 0 | 0 | 0
PV | 0 | 0 | 0 | 0 | 0 | 0
PeakG | 0 | 0 | 0 | 0 | 0 | 0
PeakO | 0 | 0 | 0 | 0 | 0 | 0
ST | 0 | 0 | 0 | 0 | 0 | 0
STOG | 0 | 0 | 0 | 0 | 0 | 0
STWD | 0 | 0 | 0 | 0 | 0 | 0
WT | 0 | 0 | 0 | 0 | 0 | 0
IGCC | 0 | 0 | 0 | 0 | 0 | 0
DemandResponse | 0 | 0 | 0 | 0 | 0 | 0
IGCC-CCS | 0 | 0 | 0 | 0 | 0 | 0
WT_off | 0 | 0 | 0 | 0 | 0 | 0
PseudoUnit | 0 | 0 | 0 | 0 | 0 | 0
FixedInterchange | 0 | 0 | 0 | 0 | 0 | 0
CO2 Emissions (MMmetricTons): HQ_NEISO
ReportingType | 2015 | 2020 | 2025 | 2030 | 2035 | 2040
BM | 0 | 0 | 0 | 0 | 0 | 0
CC | 0 | 0 | 0 | 0 | 0 | 0
CSP | 0 | 0 | 0 | 0 | 0 | 0
CT | 0 | 0 | 0 | 0 | 0 | 0
Coal | 0 | 0 | 0 | 0 | 0 | 0
Geo | 0 | 0 | 0 | 0 | 0 | 0
H | 0 | 0 | 0 | 0 | 0 | 0
LFG | 0 | 0 | 0 | 0 | 0 | 0
Nuc | 0 | 0 | 0 | 0 | 0 | 0
PS | 0 | 0 | 0 | 0 | 0 | 0
PV | 0 | 0 | 0 | 0 | 0 | 0
PeakG | 0 | 0 | 0 | 0 | 0 | 0
PeakO | 0 | 0 | 0 | 0 | 0 | 0
ST | 0 | 0 | 0 | 0 | 0 | 0
STOG | 0 | 0 | 0 | 0 | 0 | 0
STWD | 0 | 0 | 0 | 0 | 0 | 0
WT | 0 | 0 | 0 | 0 | 0 | 0
IGCC | 0 | 0 | 0 | 0 | 0 | 0
DemandResponse | 0 | 0 | 0 | 0 | 0 | 0
IGCC-CCS | 0 | 0 | 0 | 0 | 0 | 0
WT_off | 0 | 0 | 0 | 0 | 0 | 0
PseudoUnit | 0 | 0 | 0 | 0 | 0 | 0
FixedInterchange | 0 | 0 | 0 | 0 | 0 | 0
CO2 Emissions (MMmetricTons): HQ_NY
ReportingType | 2015 | 2020 | 2025 | 2030 | 2035 | 2040
BM | 0 | 0 | 0 | 0 | 0 | 0
CC | 0 | 0 | 0 | 0 | 0 | 0
CSP | 0 | 0 | 0 | 0 | 0 | 0
CT | 0 | 0 | 0 | 0 | 0 | 0
Coal | 0 | 0 | 0 | 0 | 0 | 0
Geo | 0 | 0 | 0 | 0 | 0 | 0
H | 0 | 0 | 0 | 0 | 0 | 0
LFG | 0 | 0 | 0 | 0 | 0 | 0
Nuc | 0 | 0 | 0 | 0 | 0 | 0
PS | 0 | 0 | 0 | 0 | 0 | 0
PV | 0 | 0 | 0 | 0 | 0 | 0
PeakG | 0 | 0 | 0 | 0 | 0 | 0
PeakO | 0 | 0 | 0 | 0 | 0 | 0
ST | 0 | 0 | 0 | 0 | 0 | 0
STOG | 0 | 0 | 0 | 0 | 0 | 0
STWD | 0 | 0 | 0 | 0 | 0 | 0
WT | 0 | 0 | 0 | 0 | 0 | 0
IGCC | 0 | 0 | 0 | 0 | 0 | 0
DemandResponse | 0 | 0 | 0 | 0 | 0 | 0
IGCC-CCS | 0 | 0 | 0 | 0 | 0 | 0
WT_off | 0 | 0 | 0 | 0 | 0 | 0
PseudoUnit | 0 | 0 | 0 | 0 | 0 | 0
FixedInterchange | 0 | 0 | 0 | 0 | 0 | 0
CO2 Emissions (MMmetricTons): MARITIMES
ReportingType | 2015 | 2020 | 2025 | 2030 | 2035 | 2040
BM | 0 | 0 | 0 | 0 | 0 | 0
CC | 0 | 0 | 0 | 0 | 0 | 0
CSP | 0 | 0 | 0 | 0 | 0 | 0
CT | 0 | 0 | 0 | 0 | 0 | 0
Coal | 0 | 0 | 0 | 0 | 0 | 0
Geo | 0 | 0 | 0 | 0 | 0 | 0
H | 0 | 0 | 0 | 0 | 0 | 0
LFG | 0 | 0 | 0 | 0 | 0 | 0
Nuc | 0 | 0 | 0 | 0 | 0 | 0
PS | 0 | 0 | 0 | 0 | 0 | 0
PV | 0 | 0 | 0 | 0 | 0 | 0
PeakG | 0 | 0 | 0 | 0 | 0 | 0
PeakO | 0 | 0 | 0 | 0 | 0 | 0
ST | 0 | 0 | 0 | 0 | 0 | 0
STOG | 0 | 0 | 0 | 0 | 0 | 0
STWD | 0 | 0 | 0 | 0 | 0 | 0
WT | 0 | 0 | 0 | 0 | 0 | 0
IGCC | 0 | 0 | 0 | 0 | 0 | 0
DemandResponse | 0 | 0 | 0 | 0 | 0 | 0
IGCC-CCS | 0 | 0 | 0 | 0 | 0 | 0
WT_off | 0 | 0 | 0 | 0 | 0 | 0
PseudoUnit | 0 | 0 | 0 | 0 | 0 | 0
FixedInterchange | 0 | 0 | 0 | 0 | 0 | 0
CO2 Emissions (MMmetricTons): All
ReportingType | 2015 | 2020 | 2025 | 2030 | 2035 | 2040
BM | 0 | 0 | 0 | 0 | 0 | 0
CC | 406.92 | 431.49 | 378.06 | 344.42 | 435.9 | 486.27
CSP | 0 | 0 | 0 | 0 | 0 | 0
CT | 0.32 | 1.07 | 1.38 | 0.91 | 3.76 | 4.93
Coal | 1748.41 | 1591.04 | 1558.3 | 1513.55 | 1618.91 | 1774.74
Geo | 0 | 0 | 0 | 0 | 0 | 0
H | 0 | 0 | 0 | 0 | 0 | 0
LFG | 0 | 0 | 0 | 0 | 0 | 0
Nuc | 0 | 0 | 0 | 0 | 0 | 0
PS | 0 | 0 | 0 | 0 | 0 | 0
PV | 0 | 0 | 0 | 0 | 0 | 0
PeakG | 1.92 | 2.61 | 3 | 2.74 | 3.29 | 3.04
PeakO | 0 | 0 | 0 | 0 | 0 | 0
ST | 0 | 0 | 0 | 0 | 0 | 0
STOG | 8.93 | 9.98 | 8.99 | 7.33 | 8.52 | 8.17
STWD | 0 | 0 | 0 | 0 | 0 | 0
WT | 0 | 0 | 0 | 0 | 0 | 0
IGCC | 3.76 | 3.76 | 3.76 | 3.76 | 3.76 | 3.76
DemandResponse | 0 | 0 | 0 | 0 | 0 | 0
IGCC-CCS | 0 | 0 | 0 | 0 | 0 | 0
WT_off | 0 | 0 | 0 | 0 | 0 | 0
PseudoUnit | 0 | 0 | 0 | 0 | 0 | 0
FixedInterchange | 0 | 0 | 0 | 0 | 0 | 0
CO2 Emissions (MMmetricTons): EI_US
ReportingType | 2015 | 2020 | 2025 | 2030 | 2035 | 2040
BM | 0 | 0 | 0 | 0 | 0 | 0
CC | 257.18 | 277.4 | 237.44 | 192.4 | 269.1 | 318.36
CSP | 0 | 0 | 0 | 0 | 0 | 0
CT | 0.32 | 1.07 | 1.3 | 0.75 | 3.76 | 4.93
Coal | 1352.85 | 1187.67 | 1152.62 | 1106.06 | 1188.92 | 1269.55
Geo | 0 | 0 | 0 | 0 | 0 | 0
H | 0 | 0 | 0 | 0 | 0 | 0
LFG | 0 | 0 | 0 | 0 | 0 | 0
Nuc | 0 | 0 | 0 | 0 | 0 | 0
PS | 0 | 0 | 0 | 0 | 0 | 0
PV | 0 | 0 | 0 | 0 | 0 | 0
PeakG | 1.92 | 2.6 | 2.85 | 2.46 | 2.98 | 3.03
PeakO | 0 | 0 | 0 | 0 | 0 | 0
ST | 0 | 0 | 0 | 0 | 0 | 0
STOG | 5.98 | 6.77 | 6 | 4.59 | 5.68 | 5.72
STWD | 0 | 0 | 0 | 0 | 0 | 0
WT | 0 | 0 | 0 | 0 | 0 | 0
IGCC | 3.76 | 3.76 | 3.76 | 3.76 | 3.76 | 3.76
DemandResponse | 0 | 0 | 0 | 0 | 0 | 0
IGCC-CCS | 0 | 0 | 0 | 0 | 0 | 0
WT_off | 0 | 0 | 0 | 0 | 0 | 0
PseudoUnit | 0 | 0 | 0 | 0 | 0 | 0
FixedInterchange | 0 | 0 | 0 | 0 | 0 | 0
CO2 Emissions (MMmetricTons): EI_Canada
ReportingType | 2015 | 2020 | 2025 | 2030 | 2035 | 2040
BM | 0 | 0 | 0 | 0 | 0 | 0
CC | 1.33 | 1.68 | 1.05 | 0.69 | 2.47 | 7.12
CSP | 0 | 0 | 0 | 0 | 0 | 0
CT | 0 | 0 | 0 | 0 | 0 | 0
Coal | 0.33 | 0.51 | 0.02 | 0 | 0 | 0
Geo | 0 | 0 | 0 | 0 | 0 | 0
H | 0 | 0 | 0 | 0 | 0 | 0
LFG | 0 | 0 | 0 | 0 | 0 | 0
Nuc | 0 | 0 | 0 | 0 | 0 | 0
PS | 0 | 0 | 0 | 0 | 0 | 0
PV | 0 | 0 | 0 | 0 | 0 | 0
PeakG | 0 | 0 | 0 | 0 | 0 | 0
PeakO | 0 | 0 | 0 | 0 | 0 | 0
ST | 0 | 0 | 0 | 0 | 0 | 0
STOG | 0 | 0 | 0 | 0 | 0 | 0
STWD | 0 | 0 | 0 | 0 | 0 | 0
WT | 0 | 0 | 0 | 0 | 0 | 0
IGCC | 0 | 0 | 0 | 0 | 0 | 0
DemandResponse | 0 | 0 | 0 | 0 | 0 | 0
IGCC-CCS | 0 | 0 | 0 | 0 | 0 | 0
WT_off | 0 | 0 | 0 | 0 | 0 | 0
PseudoUnit | 0 | 0 | 0 | 0 | 0 | 0
FixedInterchange | 0 | 0 | 0 | 0 | 0 | 0
CO2 Emissions (MMmetricTons): EI
ReportingType | 2015 | 2020 | 2025 | 2030 | 2035 | 2040
BM | 0 | 0 | 0 | 0 | 0 | 0
CC | 258.51 | 279.09 | 238.48 | 193.09 | 271.57 | 325.48
CSP | 0 | 0 | 0 | 0 | 0 | 0
CT | 0.32 | 1.07 | 1.3 | 0.75 | 3.76 | 4.93
Coal | 1353.18 | 1188.18 | 1152.64 | 1106.06 | 1188.92 | 1269.55
Geo | 0 | 0 | 0 | 0 | 0 | 0
H | 0 | 0 | 0 | 0 | 0 | 0
LFG | 0 | 0 | 0 | 0 | 0 | 0
Nuc | 0 | 0 | 0 | 0 | 0 | 0
PS | 0 | 0 | 0 | 0 | 0 | 0
PV | 0 | 0 | 0 | 0 | 0 | 0
PeakG | 1.92 | 2.6 | 2.85 | 2.46 | 2.98 | 3.03
PeakO | 0 | 0 | 0 | 0 | 0 | 0
ST | 0 | 0 | 0 | 0 | 0 | 0
STOG | 5.98 | 6.77 | 6 | 4.59 | 5.68 | 5.72
STWD | 0 | 0 | 0 | 0 | 0 | 0
WT | 0 | 0 | 0 | 0 | 0 | 0
IGCC | 3.76 | 3.76 | 3.76 | 3.76 | 3.76 | 3.76
DemandResponse | 0 | 0 | 0 | 0 | 0 | 0
IGCC-CCS | 0 | 0 | 0 | 0 | 0 | 0
WT_off | 0 | 0 | 0 | 0 | 0 | 0
PseudoUnit | 0 | 0 | 0 | 0 | 0 | 0
FixedInterchange | 0 | 0 | 0 | 0 | 0 | 0
CO2 Emissions (MMmetricTons): Outside_EI
ReportingType | 2015 | 2020 | 2025 | 2030 | 2035 | 2040
BM | 0 | 0 | 0 | 0 | 0 | 0
CC | 148.4 | 152.4 | 139.57 | 151.33 | 164.33 | 160.79
CSP | 0 | 0 | 0 | 0 | 0 | 0
CT | 0 | 0 | 0.08 | 0.16 | 0 | 0
Coal | 395.23 | 402.86 | 405.66 | 407.49 | 429.98 | 505.19
Geo | 0 | 0 | 0 | 0 | 0 | 0
H | 0 | 0 | 0 | 0 | 0 | 0
LFG | 0 | 0 | 0 | 0 | 0 | 0
Nuc | 0 | 0 | 0 | 0 | 0 | 0
PS | 0 | 0 | 0 | 0 | 0 | 0
PV | 0 | 0 | 0 | 0 | 0 | 0
PeakG | 0 | 0.01 | 0.15 | 0.28 | 0.31 | 0.01
PeakO | 0 | 0 | 0 | 0 | 0 | 0
ST | 0 | 0 | 0 | 0 | 0 | 0
STOG | 2.96 | 3.21 | 2.99 | 2.74 | 2.84 | 2.45
STWD | 0 | 0 | 0 | 0 | 0 | 0
WT | 0 | 0 | 0 | 0 | 0 | 0
IGCC | 0 | 0 | 0 | 0 | 0 | 0
DemandResponse | 0 | 0 | 0 | 0 | 0 | 0
IGCC-CCS | 0 | 0 | 0 | 0 | 0 | 0
WT_off | 0 | 0 | 0 | 0 | 0 | 0
PseudoUnit | 0 | 0 | 0 | 0 | 0 | 0
FixedInterchange | 0 | 0 | 0 | 0 | 0 | 0
#6 | Fuel Cost [includes coal shadow price] ($million)
Fuel Cost by Reporting Type: Entergy
ReportingType | 2015 | 2020 | 2025 | 2030 | 2035 | 2040
BM | 0 | 0 | 0 | 0 | 0 | 0
CC | 2363.37 | 2792.12 | 1218.51 | 678.14 | 994.43 | 1257.59
CSP | 0 | 0 | 0 | 0 | 0 | 0
CT | 0 | 0 | 0 | 0 | 0 | 7.94
Coal | 1414.44 | 1153.96 | 1055.28 | 1018.19 | 1287.52 | 1423.09
Geo | 0 | 0 | 0 | 0 | 0 | 0
H | 0 | 0 | 0 | 0 | 0 | 0
LFG | 0 | 0 | 0 | 0.14 | 0.14 | 0.14
Nuc | 372.97 | 380.57 | 404.36 | 412.26 | 348.24 | 272.43
PS | 0 | 0 | 0 | 0 | 0 | 0
PV | 0 | 0 | 0 | 0 | 0 | 0
PeakG | 0 | 0.21 | 0 | 0 | 0 | 0
PeakO | 0 | 0 | 0 | 0 | 0 | 0
ST | 0 | 0 | 0 | 0 | 0 | 0
STOG | 78.09 | 86.5 | 88.64 | 93.84 | 105.61 | 119.42
STWD | 0 | 11.89 | 11.67 | 18.24 | 18.24 | 19.87
WT | 0 | 0 | 0 | 0 | 0 | 0
IGCC | 0 | 0 | 0 | 0 | 0 | 0
DemandResponse | 0 | 0 | 0 | 0 | 0 | 0
IGCC-CCS | 0 | 0 | 0 | 0 | 0 | 0
WT_off | 0 | 0 | 0 | 0 | 0 | 0
PseudoUnit | 0 | 0 | 0 | 0 | 0 | 0
FixedInterchange | 0 | 0 | 0 | 0 | 0 | 0
Fuel Cost by Reporting Type: FRCC
ReportingType | 2015 | 2020 | 2025 | 2030 | 2035 | 2040
BM | 0 | 0 | 0 | 0 | 0 | 0
CC | 6208.19 | 7123.26 | 7889.39 | 8328.17 | 11492.18 | 14324.1
CSP | 0 | 0 | 0 | 0 | 0 | 0
CT | 33.69 | 63.34 | 67.05 | 36.9 | 78.21 | 80.69
Coal | 1831.94 | 1770.12 | 1826.14 | 1909.65 | 1965.91 | 1993.08
Geo | 0 | 0 | 0 | 0 | 0 | 0
H | 0 | 0 | 0 | 0 | 0 | 0
LFG | 0 | 0 | 0.25 | 0.25 | 0.25 | 0.25
Nuc | 282.48 | 288.24 | 306.26 | 312.24 | 190.15 | 63.41
PS | 0 | 0 | 0 | 0 | 0 | 0
PV | 0 | 0 | 0 | 0 | 0 | 0
PeakG | 28.41 | 40.14 | 70.25 | 56.44 | 45.89 | 42.39
PeakO | 0 | 0 | 0 | 0 | 0 | 0
ST | 0 | 0 | 0 | 0 | 0 | 0
STOG | 185.74 | 169.98 | 176 | 180.56 | 200.76 | 202.04
STWD | 0 | 100.84 | 100.84 | 100.84 | 100.84 | 100.84
WT | 0 | 0 | 0 | 0 | 0 | 0
IGCC | 0 | 0 | 0 | 0 | 0 | 0
DemandResponse | 0 | 0 | 0 | 0 | 0 | 0
IGCC-CCS | 0 | 0 | 0 | 0 | 0 | 0
WT_off | 0 | 0 | 0 | 0 | 0 | 0
PseudoUnit | 0 | 0 | 0 | 0 | 0 | 0
FixedInterchange | 0 | 0 | 0 | 0 | 0 | 0
Fuel Cost by Reporting Type: MAPP_US
ReportingType | 2015 | 2020 | 2025 | 2030 | 2035 | 2040
BM | 0 | 0 | 0 | 0 | 0 | 0
CC | 9.78 | 7.09 | 7.41 | 4.43 | 8.71 | 10.27
CSP | 0 | 0 | 0 | 0 | 0 | 0
CT | 0 | 0 | 0 | 0 | 0 | 0
Coal | 299.66 | 225.45 | 225.45 | 172.59 | 211.53 | 225.45
Geo | 0 | 0 | 0 | 0 | 0 | 0
H | 0 | 0 | 0 | 0 | 0 | 0
LFG | 0 | 0 | 0 | 0.09 | 0.09 | 0.09
Nuc | 0 | 0 | 0 | 0 | 0 | 0
PS | 0 | 0 | 0 | 0 | 0 | 0
PV | 0 | 0 | 0 | 0 | 0 | 0
PeakG | 0.51 | 0.46 | 0.11 | 0 | 0 | 0
PeakO | 0 | 0 | 0 | 0 | 0 | 0
ST | 0 | 0 | 0 | 0 | 0 | 0
STOG | 0 | 0 | 0 | 0 | 0 | 0
STWD | 0 | 0 | 0 | 0 | 0 | 0
WT | 0 | 0 | 0 | 0 | 0 | 0
IGCC | 0 | 0 | 0 | 0 | 0 | 0
DemandResponse | 0 | 0 | 0 | 0 | 0 | 0
IGCC-CCS | 0 | 0 | 0 | 0 | 0 | 0
WT_off | 0 | 0 | 0 | 0 | 0 | 0
PseudoUnit | 0 | 0 | 0 | 0 | 0 | 0
FixedInterchange | 0 | 0 | 0 | 0 | 0 | 0
Fuel Cost by Reporting Type: MISO_IN
ReportingType | 2015 | 2020 | 2025 | 2030 | 2035 | 2040
BM | 0 | 0 | 0 | 0 | 0 | 0
CC | 142.87 | 263.32 | 163.77 | 65.73 | 132.23 | 90.04
CSP | 0 | 0 | 0 | 0 | 0 | 0
CT | 0 | 0 | 0 | 0 | 0 | 0
Coal | 1910.11 | 1888.63 | 1900.51 | 1838 | 2090.52 | 2241.2
Geo | 0 | 0 | 0 | 0 | 0 | 0
H | 0 | 0 | 0 | 0 | 0 | 0
LFG | 0 | 0 | 0.1 | 0.1 | 0.1 | 0.1
Nuc | 0 | 0 | 0 | 0 | 0 | 0
PS | 0 | 0 | 0 | 0 | 0 | 0
PV | 0 | 0 | 0 | 0 | 0 | 0
PeakG | 0.83 | 1.45 | 1.25 | 0 | 0 | 0
PeakO | 0 | 0 | 0 | 0 | 0 | 0
ST | 0 | 0 | 0 | 0 | 0 | 0
STOG | 1.5 | 3.06 | 6.37 | 1.83 | 3.93 | 4.46
STWD | 0 | 0 | 0 | 0 | 0 | 0
WT | 0 | 0 | 0 | 0 | 0 | 0
IGCC | 90.64 | 91.1 | 91.09 | 92.49 | 94.78 | 99.6
DemandResponse | 0 | 0 | 0 | 0 | 0 | 0
IGCC-CCS | 0 | 0 | 0 | 0 | 0 | 0
WT_off | 0 | 0 | 0 | 0 | 0 | 0
PseudoUnit | 0 | 0 | 0 | 0 | 0 | 0
FixedInterchange | 0 | 0 | 0 | 0 | 0 | 0
Fuel Cost by Reporting Type: MISO_MI
ReportingType | 2015 | 2020 | 2025 | 2030 | 2035 | 2040
BM | 0 | 0 | 0 | 0 | 0 | 0
CC | 359.29 | 577.57 | 373.85 | 184.1 | 298.21 | 339.61
CSP | 0 | 0 | 0 | 0 | 0 | 0
CT | 0 | 0 | 0 | 0 | 0 | 0
Coal | 1325.44 | 1039.85 | 1030.21 | 992.73 | 1127.38 | 1168.12
Geo | 0 | 0 | 0 | 0 | 0 | 0
H | 0 | 0 | 0 | 0 | 0 | 0
LFG | 0 | 0.07 | 0.2 | 0.2 | 0.2 | 0.2
Nuc | 139.75 | 142.6 | 151.51 | 154.47 | 90.85 | 90.85
PS | 0 | 0 | 0 | 0 | 0 | 0
PV | 0 | 0 | 0 | 0 | 0 | 0
PeakG | 1.53 | 3.46 | 1.79 | 0 | 0 | 0
PeakO | 0 | 0 | 0 | 0 | 0 | 0
ST | 0 | 0 | 0 | 0 | 0 | 0
STOG | 18.22 | 30.47 | 32.56 | 18.28 | 39.54 | 2.14
STWD | 15.55 | 87.42 | 87.42 | 87.42 | 87.42 | 87.42
WT | 0 | 0 | 0 | 0 | 0 | 0
IGCC | 0 | 0 | 0 | 0 | 0 | 0
DemandResponse | 0 | 0 | 0 | 0 | 0 | 0
IGCC-CCS | 0 | 0 | 0 | 0 | 0 | 0
WT_off | 0 | 0 | 0 | 0 | 0 | 0
PseudoUnit | 0 | 0 | 0 | 0 | 0 | 0
FixedInterchange | 0 | 0 | 0 | 0 | 0 | 0
Fuel Cost by Reporting Type: MISO_MO-IL
ReportingType | 2015 | 2020 | 2025 | 2030 | 2035 | 2040
BM | 0 | 0 | 0 | 0 | 0 | 0
CC | 91.38 | 170.48 | 71.06 | 33.57 | 59.13 | 67.07
CSP | 0 | 0 | 0 | 0 | 0 | 0
CT | 0 | 0 | 0 | 0 | 0 | 0
Coal | 2044.8 | 1525.73 | 1485.22 | 1460.82 | 1748.86 | 1889.94
Geo | 0 | 0 | 0 | 0 | 0 | 0
H | 0 | 0 | 0 | 0 | 0 | 0
LFG | 0 | 0 | 0.29 | 0.29 | 0.29 | 0.29
Nuc | 143.46 | 146.38 | 155.53 | 158.57 | 158.57 | 158.57
PS | 0 | 0 | 0 | 0 | 0 | 0
PV | 0 | 0 | 0 | 0 | 0 | 0
PeakG | 6.97 | 7.54 | 8.14 | 0 | 0 | 0
PeakO | 0 | 0 | 0 | 0 | 0 | 0
ST | 0 | 0 | 0 | 0 | 0 | 0
STOG | 3.1 | 6.4 | 1.15 | 0.35 | 0 | 0
STWD | 0 | 0 | 0 | 0 | 0 | 0
WT | 0 | 0 | 0 | 0 | 0 | 0
IGCC | 0 | 0 | 0 | 0 | 0 | 0
DemandResponse | 0 | 0 | 0 | 0 | 0 | 0
IGCC-CCS | 0 | 0 | 0 | 0 | 0 | 0
WT_off | 0 | 0 | 0 | 0 | 0 | 0
PseudoUnit | 0 | 0 | 0 | 0 | 0 | 0
FixedInterchange | 0 | 0 | 0 | 0 | 0 | 0
Fuel Cost by Reporting Type: MISO_W
ReportingType | 2015 | 2020 | 2025 | 2030 | 2035 | 2040
BM | 0 | 0 | 0 | 0 | 0 | 0
CC | 326.22 | 446.3 | 146.74 | 85.22 | 146.96 | 166.55
CSP | 0 | 0 | 0 | 0 | 0 | 0
CT | 0 | 0 | 0 | 0 | 0 | 0
Coal | 1791.58 | 1378.3 | 1383.67 | 1236.4 | 1395.32 | 1438.19
Geo | 0 | 0 | 0 | 0 | 0 | 0
H | 0 | 0 | 0 | 0 | 0 | 0
LFG | 0 | 0 | 0.09 | 0.09 | 0.09 | 0.09
Nuc | 152.53 | 155.64 | 165.37 | 168.6 | 0.01 | 0.01
PS | 0 | 0 | 0 | 0 | 0 | 0
PV | 0 | 0 | 0 | 0 | 0 | 0
PeakG | 6.46 | 5.04 | 0.71 | 0 | 0 | 0
PeakO | 0 | 0 | 0 | 0 | 0 | 0
ST | 0 | 0 | 0 | 0 | 0 | 0
STOG | 0.25 | 0.28 | 0.04 | 0 | 0 | 0
STWD | 0 | 162.84 | 60.35 | 83.37 | 60.35 | 44.7
WT | 0 | 0 | 0 | 0 | 0 | 0
IGCC | 0 | 0 | 0 | 0 | 0 | 0
DemandResponse | 0 | 0 | 0 | 0 | 0 | 0
IGCC-CCS | 0 | 0 | 0 | 0 | 0 | 0
WT_off | 0 | 0 | 0 | 0 | 0 | 0
PseudoUnit | 0 | 0 | 0 | 0 | 0 | 0
FixedInterchange | 0 | 0 | 0 | 0 | 0 | 0
Fuel Cost by Reporting Type: MISO_WUMS
ReportingType | 2015 | 2020 | 2025 | 2030 | 2035 | 2040
BM | 0 | 0 | 0 | 0 | 0 | 0
CC | 469.99 | 638.15 | 404.02 | 218.77 | 278.64 | 289.15
CSP | 0 | 0 | 0 | 0 | 0 | 0
CT | 0 | 36.65 | 63.9 | 34.32 | 176.26 | 246.03
Coal | 722.16 | 639.85 | 662.18 | 601.31 | 832.54 | 870.36
Geo | 0 | 0 | 0 | 0 | 0 | 0
H | 0 | 0 | 0 | 0 | 0 | 0
LFG | 0 | 0 | 0.29 | 0.29 | 0.29 | 0.29
Nuc | 120.89 | 123.35 | 131.06 | 133.62 | 0.01 | 0.01
PS | 0 | 0 | 0 | 0 | 0 | 0
PV | 0 | 0 | 0 | 0 | 0 | 0
PeakG | 4.17 | 5.25 | 1.6 | 0 | 0 | 0
PeakO | 0 | 0 | 0 | 0 | 0 | 0
ST | 0 | 0 | 0 | 0 | 0 | 0
STOG | 0.13 | 0.15 | 0 | 0 | 0 | 0
STWD | 0 | 53.07 | 7.72 | 8.01 | 22.51 | 32.43
WT | 0 | 0 | 0 | 0 | 0 | 0
IGCC | 0 | 0 | 0 | 0 | 0 | 0
DemandResponse | 0 | 0 | 0 | 0 | 0 | 0
IGCC-CCS | 0 | 0 | 0 | 0 | 0 | 0
WT_off | 0 | 0 | 0 | 0 | 0 | 0
PseudoUnit | 0 | 0 | 0 | 0 | 0 | 0
FixedInterchange | 0 | 0 | 0 | 0 | 0 | 0
Fuel Cost by Reporting Type: Nebraska
ReportingType | 2015 | 2020 | 2025 | 2030 | 2035 | 2040
BM | 0 | 0 | 0 | 0 | 0 | 0
CC | 24.23 | 15.01 | 10.28 | 6.16 | 6.99 | 7.96
CSP | 0 | 0 | 0 | 0 | 0 | 0
CT | 0 | 0 | 0 | 0 | 0 | 0
Coal | 459.48 | 381.51 | 278.83 | 278.83 | 301.24 | 310.58
Geo | 0 | 0 | 0 | 0 | 0 | 0
H | 0 | 0 | 0 | 0 | 0 | 0
LFG | 0 | 0 | 0 | 0.09 | 0.09 | 0.09
Nuc | 83.67 | 85.37 | 90.71 | 92.48 | 0.01 | 0.01
PS | 0 | 0 | 0 | 0 | 0 | 0
PV | 0 | 0 | 0 | 0 | 0 | 0
PeakG | 2.01 | 0.36 | 0 | 0 | 0 | 0
PeakO | 0 | 0 | 0 | 0 | 0 | 0
ST | 0 | 0 | 0 | 0 | 0 | 0
STOG | 0 | 0 | 0 | 0 | 0 | 0
STWD | 0 | 0 | 0 | 0 | 0 | 0
WT | 0 | 0 | 0 | 0 | 0 | 0
IGCC | 0 | 0 | 0 | 0 | 0 | 0
DemandResponse | 0 | 0 | 0 | 0 | 0 | 0
IGCC-CCS | 0 | 0 | 0 | 0 | 0 | 0
WT_off | 0 | 0 | 0 | 0 | 0 | 0
PseudoUnit | 0 | 0 | 0 | 0 | 0 | 0
FixedInterchange | 0 | 0 | 0 | 0 | 0 | 0
Fuel Cost by Reporting Type: NEISO
ReportingType | 2015 | 2020 | 2025 | 2030 | 2035 | 2040
BM | 159.81 | 101.35 | 50.72 | 50.72 | 57.03 | 57.03
CC | 1461.92 | 1339.91 | 1205.95 | 908.53 | 1835.7 | 2531.36
CSP | 0 | 0 | 0 | 0 | 0 | 0
CT | 0.15 | 0.52 | 0.15 | 0 | 1.78 | 3.65
Coal | 1.14 | 0 | 0 | 0 | 0 | 0
Geo | 0 | 0 | 0 | 0 | 0 | 0
H | 0 | 0 | 0 | 0 | 0 | 0
LFG | 0.06 | 0.06 | 0.15 | 0.15 | 0.15 | 0.15
Nuc | 293.25 | 299.23 | 317.93 | 324.14 | 234.19 | 173
PS | 0 | 0 | 0 | 0 | 0 | 0
PV | 0 | 0 | 0 | 0 | 0 | 0
PeakG | 1.44 | 1.76 | 1.51 | 1.43 | 10.59 | 22.14
PeakO | 0 | 0 | 0 | 0 | 0 | 0
ST | 0 | 0 | 0 | 0 | 0 | 0
STOG | 0 | 0 | 0 | 0 | 0 | 0
STWD | 338.09 | 338.09 | 187.26 | 190.56 | 232.76 | 246.94
WT | 0 | 0 | 0 | 0 | 0 | 0
IGCC | 0 | 0 | 0 | 0 | 0 | 0
DemandResponse | 0 | 0 | 0 | 0 | 0 | 0
IGCC-CCS | 0 | 0 | 0 | 0 | 0 | 0
WT_off | 0 | 0 | 0 | 0 | 0 | 0
PseudoUnit | 0 | 0 | 0 | 0 | 0 | 0
FixedInterchange | 0 | 0 | 0 | 0 | 0 | 0
Fuel Cost by Reporting Type: NonRTO_Midwest
ReportingType | 2015 | 2020 | 2025 | 2030 | 2035 | 2040
BM | 0 | 0 | 0 | 0 | 0 | 0
CC | 0 | 50.07 | 52.97 | 48.87 | 54.23 | 94.74
CSP | 0 | 0 | 0 | 0 | 0 | 0
CT | 0 | 0.37 | 0.39 | 0.21 | 0.46 | 0.52
Coal | 1295.98 | 1322.41 | 1344.26 | 1378.61 | 1465.06 | 1607.6
Geo | 0 | 0 | 0 | 0 | 0 | 0
H | 0 | 0 | 0 | 0 | 0 | 0
LFG | 0 | 0 | 0.2 | 0.2 | 0.2 | 0.2
Nuc | 0 | 0 | 0 | 0 | 0 | 0
PS | 0 | 0 | 0 | 0 | 0 | 0
PV | 0 | 0 | 0 | 0 | 0 | 0
PeakG | 3.99 | 5.74 | 6.03 | 1.89 | 2.06 | 0
PeakO | 0 | 0 | 0 | 0 | 0 | 0
ST | 0 | 0 | 0 | 0 | 0 | 0
STOG | 0 | 0 | 0 | 0 | 0 | 0
STWD | 0 | 0 | 0 | 0 | 0 | 0
WT | 0 | 0 | 0 | 0 | 0 | 0
IGCC | 0 | 0 | 0 | 0 | 0 | 0
DemandResponse | 0 | 0 | 0 | 0 | 0 | 0
IGCC-CCS | 0 | 0 | 0 | 0 | 0 | 0
WT_off | 0 | 0 | 0 | 0 | 0 | 0
PseudoUnit | 0 | 0 | 0 | 0 | 0 | 0
FixedInterchange | 0 | 0 | 0 | 0 | 0 | 0
Fuel Cost by Reporting Type: NYISO_A-F
ReportingType | 2015 | 2020 | 2025 | 2030 | 2035 | 2040
BM | 0 | 0 | 0 | 0 | 0 | 0
CC | 296.44 | 385.34 | 377.43 | 326.65 | 640.89 | 731.55
CSP | 0 | 0 | 0 | 0 | 0 | 0
CT | 0 | 0 | 0 | 0 | 0 | 0
Coal | 0 | 0 | 0 | 0 | 0 | 0
Geo | 0 | 0 | 0 | 0 | 0 | 0
H | 0 | 0 | 0 | 0 | 0 | 0
LFG | 0.01 | 0.01 | 0.01 | 0.09 | 0.09 | 0.09
Nuc | 217.02 | 221.45 | 235.29 | 195.6 | 154.22 | 93.47
PS | 0 | 0 | 0 | 0 | 0 | 0
PV | 0 | 0 | 0 | 0 | 0 | 0
PeakG | 0.09 | 0.32 | 0.34 | 0.1 | 1.19 | 2.45
PeakO | 0 | 0 | 0 | 0 | 0 | 0
ST | 0 | 0 | 0 | 0 | 0 | 0
STOG | 0 | 0 | 0 | 0 | 0 | 0
STWD | 0 | 1.33 | 1.33 | 16.33 | 12.32 | 12.32
WT | 0 | 0 | 0 | 0 | 0 | 0
IGCC | 0 | 0 | 0 | 0 | 0 | 0
DemandResponse | 0 | 0 | 0 | 0 | 0 | 0
IGCC-CCS | 0 | 0 | 0 | 0 | 0 | 0
WT_off | 0 | 0 | 0 | 0 | 0 | 0
PseudoUnit | 0 | 0 | 0 | 0 | 0 | 0
FixedInterchange | 0 | 0 | 0 | 0 | 0 | 0
Fuel Cost by Reporting Type: NYISO_G-I
ReportingType | 2015 | 2020 | 2025 | 2030 | 2035 | 2040
BM | 0 | 0 | 0 | 0 | 0 | 0
CC | 136.28 | 243.83 | 202.34 | 175.66 | 324.27 | 792.88
CSP | 0 | 0 | 0 | 0 | 0 | 0
CT | 0 | 0 | 0 | 0 | 0 | 0
Coal | 0 | 0 | 0 | 0 | 0 | 0
Geo | 0 | 0 | 0 | 0 | 0 | 0
H | 0 | 0 | 0 | 0 | 0 | 0
LFG | 0 | 0 | 0 | 0.09 | 0.09 | 0.09
Nuc | 130.64 | 133.3 | 141.63 | 144.4 | 72.41 | 0.03
PS | 0 | 0 | 0 | 0 | 0 | 0
PV | 0 | 0 | 0 | 0 | 0 | 0
PeakG | 0 | 0 | 0 | 0 | 0.01 | 0.01
PeakO | 0 | 0 | 0 | 0 | 0 | 0
ST | 0 | 0 | 0 | 0 | 0 | 0
STOG | 0 | 0 | 0 | 0 | 0 | 0
STWD | 0 | 0 | 0 | 0 | 0 | 0
WT | 0 | 0 | 0 | 0 | 0 | 0
IGCC | 0 | 0 | 0 | 0 | 0 | 0
DemandResponse | 0 | 0 | 0 | 0 | 0 | 0
IGCC-CCS | 0 | 0 | 0 | 0 | 0 | 0
WT_off | 0 | 0 | 0 | 0 | 0 | 0
PseudoUnit | 0 | 0 | 0 | 0 | 0 | 0
FixedInterchange | 0 | 0 | 0 | 0 | 0 | 0
Fuel Cost by Reporting Type: NYISO_J-K
ReportingType | 2015 | 2020 | 2025 | 2030 | 2035 | 2040
BM | 0 | 0 | 0 | 0 | 0 | 0
CC | 738.31 | 898.45 | 835.93 | 887.37 | 1120.37 | 1390.38
CSP | 0 | 0 | 0 | 0 | 0 | 0
CT | 0 | 0 | 0 | 0.15 | 37.18 | 88.24
Coal | 0 | 0 | 0 | 0 | 0 | 0
Geo | 0 | 0 | 0 | 0 | 0 | 0
H | 0 | 0 | 0 | 0 | 0 | 0
LFG | 0 | 0 | 0 | 0.09 | 0.09 | 0.09
Nuc | 0 | 0 | 0 | 0 | 0 | 0
PS | 0 | 0 | 0 | 0 | 0 | 0
PV | 0 | 0 | 0 | 0 | 0 | 0
PeakG | 2.35 | 13.9 | 14.5 | 15.02 | 31.11 | 33.54
PeakO | 0 | 0 | 0 | 0 | 0 | 0
ST | 0 | 0 | 0 | 0 | 0 | 0
STOG | 28.85 | 58.5 | 77.1 | 43.1 | 84.74 | 91.35
STWD | 0 | 0 | 0 | 0 | 0 | 0
WT | 0 | 0 | 0 | 0 | 0 | 0
IGCC | 0 | 0 | 0 | 0 | 0 | 0
DemandResponse | 0 | 0 | 0 | 0 | 0 | 0
IGCC-CCS | 0 | 0 | 0 | 0 | 0 | 0
WT_off | 0 | 0 | 0 | 0 | 0 | 0
PseudoUnit | 0 | 0 | 0 | 0 | 0 | 0
FixedInterchange | 0 | 0 | 0 | 0 | 0 | 0
Fuel Cost by Reporting Type: PJM_E
ReportingType | 2015 | 2020 | 2025 | 2030 | 2035 | 2040
BM | 0.49 | 19.01 | 19.01 | 19.01 | 19.01 | 19.01
CC | 858.88 | 1586.67 | 1559.14 | 1123.76 | 2109.51 | 2087.3
CSP | 0 | 0 | 0 | 0 | 0 | 0
CT | 0 | 0.04 | 0.05 | 0.15 | 119.05 | 143.94
Coal | 11.29 | 5.05 | 5.02 | 5.17 | 6.37 | 6.7
Geo | 0 | 0 | 0 | 0 | 0 | 0
H | 0 | 0 | 0 | 0 | 0 | 0
LFG | 0.01 | 0.18 | 0.18 | 0.18 | 0.18 | 0.18
Nuc | 563.79 | 533.75 | 567.11 | 578.18 | 415.32 | 329.35
PS | 0 | 0 | 0 | 0 | 0 | 0
PV | 0 | 0 | 0 | 0 | 0 | 0
PeakG | 1.2 | 4.21 | 24.09 | 20.03 | 56.9 | 61.25
PeakO | 0 | 0 | 0 | 0 | 0 | 0
ST | 0 | 0 | 0 | 0 | 0 | 0
STOG | 14.48 | 27.76 | 29.11 | 30.22 | 62.6 | 67.38
STWD | 0 | 0 | 0 | 0 | 0 | 0
WT | 0 | 0 | 0 | 0 | 0 | 0
IGCC | 0 | 0 | 0 | 0 | 0 | 0
DemandResponse | 0 | 0 | 0 | 0 | 0 | 0
IGCC-CCS | 0 | 0 | 0 | 0 | 0 | 0
WT_off | 0 | 0 | 0 | 0 | 0 | 0
PseudoUnit | 0 | 0 | 0 | 0 | 0 | 0
FixedInterchange | 0 | 0 | 0 | 0 | 0 | 0
Fuel Cost by Reporting Type: PJM_ROM
ReportingType | 2015 | 2020 | 2025 | 2030 | 2035 | 2040
BM | 0.3 | 11.41 | 11.41 | 11.41 | 11.41 | 11.41
CC | 444.72 | 830.13 | 805.88 | 625.31 | 3311.66 | 7264.78
CSP | 0 | 0 | 0 | 0 | 0 | 0
CT | 0.01 | 0.03 | 0.09 | 0.09 | 0.37 | 0.4
Coal | 1172.7 | 1317.66 | 1353.16 | 1401.08 | 1431.72 | 1521.06
Geo | 0 | 0 | 0 | 0 | 0 | 0
H | 0 | 0 | 0 | 0 | 0 | 0
LFG | 0.02 | 0.36 | 0.36 | 0.36 | 0.36 | 0.36
Nuc | 337.6 | 344.49 | 366.02 | 373.17 | 244.83 | 178.21
PS | 0 | 0 | 0 | 0 | 0 | 0
PV | 0 | 0 | 0 | 0 | 0 | 0
PeakG | 0 | 2.7 | 2.83 | 2.94 | 9.77 | 20.02
PeakO | 0 | 0 | 0 | 0 | 0 | 0
ST | 0 | 0 | 0 | 0 | 0 | 0
STOG | 35.46 | 69.51 | 72.94 | 75.68 | 84.03 | 135.81
STWD | 25.81 | 35.1 | 35.1 | 35.1 | 35.1 | 35.1
WT | 0 | 0 | 0 | 0 | 0 | 0
IGCC | 0 | 0 | 0 | 0 | 0 | 0
DemandResponse | 0 | 0 | 0 | 0 | 0 | 0
IGCC-CCS | 0 | 0 | 0 | 0 | 0 | 0
WT_off | 0 | 0 | 0 | 0 | 0 | 0
PseudoUnit | 0 | 0 | 0 | 0 | 0 | 0
FixedInterchange | 0 | 0 | 0 | 0 | 0 | 0
Fuel Cost by Reporting Type: PJM_ROR
ReportingType | 2015 | 2020 | 2025 | 2030 | 2035 | 2040
BM | 0 | 243.96 | 205.93 | 243.96 | 205.93 | 103.23
CC | 2223.2 | 2336.71 | 2262.92 | 1372 | 1631.95 | 1602.8
CSP | 0 | 0 | 0 | 0 | 0 | 0
CT | 0.14 | 0.29 | 0.31 | 0.17 | 0.19 | 0.22
Coal | 7510.59 | 5816.58 | 5851.22 | 6110.82 | 6340.48 | 6828.91
Geo | 0 | 0 | 0 | 0 | 0 | 0
H | 0 | 0 | 0 | 0 | 0 | 0
LFG | 0.07 | 0.42 | 0.73 | 0.73 | 0.73 | 0.73
Nuc | 1319.64 | 1346.55 | 1430.71 | 1395.54 | 1084.35 | 728.88
PS | 0 | 0 | 0 | 0 | 0 | 0
PV | 0 | 0 | 0 | 0 | 0 | 0
PeakG | 70.34 | 84.01 | 87.86 | 88.37 | 83.45 | 72.89
PeakO | 0 | 0 | 0 | 0 | 0 | 0
ST | 0 | 0 | 0 | 0 | 0 | 0
STOG | 36.69 | 39.31 | 41.94 | 44.75 | 50.55 | 57.37
STWD | 6.03 | 103.87 | 103.87 | 103.87 | 103.87 | 103.87
WT | 0 | 0 | 0 | 0 | 0 | 0
IGCC | 0 | 0 | 0 | 0 | 0 | 0
DemandResponse | 0 | 0 | 0 | 0 | 0 | 0
IGCC-CCS | 0 | 0 | 0 | 0 | 0 | 0
WT_off | 0 | 0 | 0 | 0 | 0 | 0
PseudoUnit | 0 | 0 | 0 | 0 | 0 | 0
FixedInterchange | 0 | 0 | 0 | 0 | 0 | 0
Fuel Cost by Reporting Type: SOCO
ReportingType | 2015 | 2020 | 2025 | 2030 | 2035 | 2040
BM | 0 | 3.24 | 3.24 | 12.95 | 12.29 | 10.13
CC | 4257.38 | 4547.95 | 4588.94 | 3991.31 | 4359.92 | 4491.45
CSP | 0 | 0 | 0 | 0 | 0 | 0
CT | 0 | 0 | 0 | 0 | 0 | 0
Coal | 2505.74 | 2603.24 | 2933.32 | 3148.19 | 3304.29 | 4843.57
Geo | 0 | 0 | 0 | 0 | 0 | 0
H | 0 | 0 | 0 | 0 | 0 | 0
LFG | 0 | 0 | 0.14 | 0.14 | 0.14 | 0.14
Nuc | 396.64 | 551.11 | 585.56 | 596.99 | 596.99 | 398.46
PS | 0 | 0 | 0 | 0 | 0 | 0
PV | 0 | 0 | 0 | 0 | 0 | 0
PeakG | 40.82 | 70.75 | 74.03 | 82.36 | 106.54 | 130.84
PeakO | 0 | 0 | 0 | 0 | 0 | 0
ST | 0 | 0 | 0 | 0 | 0 | 0
STOG | 0 | 0 | 0 | 0 | 0 | 0
STWD | 0 | 58.06 | 63.1 | 224.29 | 241.46 | 200.97
WT | 0 | 0 | 0 | 0 | 0 | 0
IGCC | 0 | 0 | 0 | 0 | 0 | 0
DemandResponse | 0 | 0 | 0 | 0 | 0 | 0
IGCC-CCS | 0 | 0 | 0 | 0 | 0 | 0
WT_off | 0 | 0 | 0 | 0 | 0 | 0
PseudoUnit | 0 | 0 | 0 | 0 | 0 | 0
FixedInterchange | 0 | 0 | 0 | 0 | 0 | 0
Fuel Cost by Reporting Type: SPP_N
ReportingType | 2015 | 2020 | 2025 | 2030 | 2035 | 2040
BM | 0 | 0 | 0 | 0 | 0 | 0
CC | 266.98 | 62.06 | 38.44 | 22.93 | 46.54 | 52.69
CSP | 0 | 0 | 0 | 0 | 0 | 0
CT | 0 | 0 | 0 | 0 | 0 | 0
Coal | 1066.69 | 859.16 | 717.94 | 496.52 | 603.63 | 617.08
Geo | 0 | 0 | 0 | 0 | 0 | 0
H | 0 | 0 | 0 | 0 | 0 | 0
LFG | 0 | 0 | 0 | 0.12 | 0.12 | 0.12
Nuc | 74.76 | 76.29 | 81.06 | 82.64 | 82.64 | 82.64
PS | 0 | 0 | 0 | 0 | 0 | 0
PV | 0 | 0 | 0 | 0 | 0 | 0
PeakG | 0.54 | 0 | 0 | 0 | 0 | 0
PeakO | 0 | 0 | 0 | 0 | 0 | 0
ST | 0 | 0 | 0 | 0 | 0 | 0
STOG | 10.53 | 0.55 | 0 | 0 | 0 | 0
STWD | 0 | 0 | 0 | 0 | 0 | 0
WT | 0 | 0 | 0 | 0 | 0 | 0
IGCC | 0 | 0 | 0 | 0 | 0 | 0
DemandResponse | 0 | 0 | 0 | 0 | 0 | 0
IGCC-CCS | 0 | 0 | 0 | 0 | 0 | 0
WT_off | 0 | 0 | 0 | 0 | 0 | 0
PseudoUnit | 0 | 0 | 0 | 0 | 0 | 0
FixedInterchange | 0 | 0 | 0 | 0 | 0 | 0
Fuel Cost by Reporting Type: SPP_S
ReportingType | 2015 | 2020 | 2025 | 2030 | 2035 | 2040
BM | 0 | 0 | 0 | 0 | 0 | 0
CC | 1483.15 | 742.49 | 406.67 | 255.99 | 368.78 | 407.31
CSP | 0 | 0 | 0 | 0 | 0 | 0
CT | 0 | 0.37 | 0 | 0 | 0 | 0
Coal | 2079.1 | 1366.47 | 660.06 | 267.41 | 534.96 | 659
Geo | 0 | 0 | 0 | 0 | 0 | 0
H | 0 | 0 | 0 | 0 | 0 | 0
LFG | 0 | 0 | 0 | 0.12 | 0.12 | 0.12
Nuc | 0 | 0 | 0 | 0 | 0 | 0
PS | 0 | 0 | 0 | 0 | 0 | 0
PV | 0 | 0 | 0 | 0 | 0 | 0
PeakG | 0 | 0.17 | 0 | 0 | 0 | 0
PeakO | 0 | 0 | 0 | 0 | 0 | 0
ST | 0 | 0 | 0 | 0 | 0 | 0
STOG | 148.24 | 169.59 | 91.84 | 16.75 | 39.77 | 57.87
STWD | 0 | 4.73 | 2.64 | 2.64 | 2.64 | 4.73
WT | 0 | 0 | 0 | 0 | 0 | 0
IGCC | 0 | 0 | 0 | 0 | 0 | 0
DemandResponse | 0 | 0 | 0 | 0 | 0 | 0
IGCC-CCS | 0 | 0 | 0 | 0 | 0 | 0
WT_off | 0 | 0 | 0 | 0 | 0 | 0
PseudoUnit | 0 | 0 | 0 | 0 | 0 | 0
FixedInterchange | 0 | 0 | 0 | 0 | 0 | 0
Fuel Cost by Reporting Type: TVA
ReportingType | 2015 | 2020 | 2025 | 2030 | 2035 | 2040
BM | 0 | 0 | 0 | 0 | 0 | 0
CC | 747.89 | 831.27 | 964.87 | 1322.27 | 1522.77 | 1360.14
CSP | 0 | 0 | 0 | 0 | 0 | 0
CT | 0 | 6.82 | 6.48 | 12.66 | 14.24 | 16.05
Coal | 1982 | 1817 | 1845.49 | 1872.11 | 2033.81 | 2297.61
Geo | 0 | 0 | 0 | 0 | 0 | 0
H | 0 | 0 | 0 | 0 | 0 | 0
LFG | 0 | 0 | 0.14 | 0.14 | 0.14 | 0.14
Nuc | 542.87 | 553.94 | 588.56 | 600.05 | 420.73 | 329.46
PS | 0 | 0 | 0 | 0 | 0 | 0
PV | 0 | 0 | 0 | 0 | 0 | 0
PeakG | 0 | 0 | 0 | 0 | 0 | 0
PeakO | 0 | 0 | 0 | 0 | 0 | 0
ST | 0 | 0 | 0 | 0 | 0 | 0
STOG | 0 | 0 | 0 | 0 | 0 | 0
STWD | 0 | 0.3 | 0.3 | 2.75 | 2.3 | 2.3
WT | 0 | 0 | 0 | 0 | 0 | 0
IGCC | 0 | 0 | 0 | 0 | 0 | 0
DemandResponse | 0 | 0 | 0 | 0 | 0 | 0
IGCC-CCS | 0 | 0 | 0 | 0 | 0 | 0
WT_off | 0 | 0 | 0 | 0 | 0 | 0
PseudoUnit | 0 | 0 | 0 | 0 | 0 | 0
FixedInterchange | 0 | 0 | 0 | 0 | 0 | 0
Fuel Cost by Reporting Type: TVA_Transmission
ReportingType | 2015 | 2020 | 2025 | 2030 | 2035 | 2040
BM | 0 | 0 | 0 | 0 | 0 | 0
CC | 0 | 0 | 0 | 0 | 0 | 0
CSP | 0 | 0 | 0 | 0 | 0 | 0
CT | 0 | 0 | 0 | 0 | 0 | 0
Coal | 0 | 0 | 0 | 0 | 0 | 0
Geo | 0 | 0 | 0 | 0 | 0 | 0
H | 0 | 0 | 0 | 0 | 0 | 0
LFG | 0 | 0 | 0 | 0 | 0 | 0
Nuc | 0 | 0 | 0 | 0 | 0 | 0
PS | 0 | 0 | 0 | 0 | 0 | 0
PV | 0 | 0 | 0 | 0 | 0 | 0
PeakG | 0 | 0 | 0 | 0 | 0 | 0
PeakO | 0 | 0 | 0 | 0 | 0 | 0
ST | 0 | 0 | 0 | 0 | 0 | 0
STOG | 0 | 0 | 0 | 0 | 0 | 0
STWD | 0 | 0 | 0 | 0 | 0 | 0
WT | 0 | 0 | 0 | 0 | 0 | 0
IGCC | 0 | 0 | 0 | 0 | 0 | 0
DemandResponse | 0 | 0 | 0 | 0 | 0 | 0
IGCC-CCS | 0 | 0 | 0 | 0 | 0 | 0
WT_off | 0 | 0 | 0 | 0 | 0 | 0
PseudoUnit | 0 | 0 | 0 | 0 | 0 | 0
FixedInterchange | 0 | 0 | 0 | 0 | 0 | 0
Fuel Cost by Reporting Type: VACAR
ReportingType | 2015 | 2020 | 2025 | 2030 | 2035 | 2040
BM | 0.58 | 146.89 | 540.06 | 578.1 | 694.27 | 789.82
CC | 2027.27 | 2686.27 | 2493.81 | 1816.45 | 3437.97 | 4804.42
CSP | 0 | 0 | 0 | 0 | 0 | 0
CT | 0.39 | 2.62 | 1.08 | 0.86 | 0.99 | 26.72
Coal | 2540.35 | 2369.52 | 2884.54 | 2988.65 | 3513.95 | 3826.42
Geo | 0 | 0 | 0 | 0 | 0 | 0
H | 0 | 0 | 0 | 0 | 0 | 0
LFG | 0 | 0.14 | 0.14 | 0.14 | 0.14 | 0.14
Nuc | 730.67 | 900.6 | 956.89 | 975.58 | 746.08 | 614.79
PS | 0 | 0 | 0 | 0 | 0 | 0
PV | 0 | 0 | 0 | 0 | 0 | 0
PeakG | 0 | 2.93 | 0 | 0 | 0 | 2.12
PeakO | 0 | 0 | 0 | 0 | 0 | 0
ST | 0 | 0 | 0 | 0 | 0 | 0
STOG | 0 | 0 | 0 | 0 | 0 | 0
STWD | 159.73 | 159.73 | 159.73 | 159.73 | 159.73 | 159.73
WT | 0 | 0 | 0 | 0 | 0 | 0
IGCC | 0 | 0 | 0 | 0 | 0 | 0
DemandResponse | 0 | 0 | 0 | 0 | 0 | 0
IGCC-CCS | 0 | 0 | 0 | 0 | 0 | 0
WT_off | 0 | 0 | 0 | 0 | 0 | 0
PseudoUnit | 0 | 0 | 0 | 0 | 0 | 0
FixedInterchange | 0 | 0 | 0 | 0 | 0 | 0
Fuel Cost by Reporting Type: IESO
ReportingType | 2015 | 2020 | 2025 | 2030 | 2035 | 2040
BM | 0 | 0 | 0 | 0 | 0 | 0
CC | 72.12 | 126.78 | 87.21 | 76.01 | 301.11 | 939.93
CSP | 0 | 0 | 0 | 0 | 0 | 0
CT | 0 | 0 | 0 | 0 | 0 | 0
Coal | 0 | 0 | 0 | 0 | 0 | 0
Geo | 0 | 0 | 0 | 0 | 0 | 0
H | 0 | 0 | 0 | 0 | 0 | 0
LFG | 0.02 | 0.02 | 0.02 | 0.02 | 0.02 | 0.02
Nuc | 854.23 | 871.65 | 926.13 | 944.22 | 869.51 | 757.81
PS | 0 | 0 | 0 | 0 | 0 | 0
PV | 0 | 0 | 0 | 0 | 0 | 0
PeakG | 0 | 0 | 0 | 0 | 0 | 0
PeakO | 0 | 0 | 0 | 0 | 0 | 0
ST | 0 | 0 | 0 | 0 | 0 | 0
STOG | 0 | 0 | 0 | 0 | 0 | 0
STWD | 0 | 0 | 0 | 0 | 0 | 0
WT | 0 | 0 | 0 | 0 | 0 | 0
IGCC | 0 | 0 | 0 | 0 | 0 | 0
DemandResponse | 0 | 0 | 0 | 0 | 0 | 0
IGCC-CCS | 0 | 0 | 0 | 0 | 0 | 0
WT_off | 0 | 0 | 0 | 0 | 0 | 0
PseudoUnit | 0 | 0 | 0 | 0 | 0 | 0
FixedInterchange | 0 | 0 | 0 | 0 | 0 | 0
Fuel Cost by Reporting Type: MAPP_CA
ReportingType | 2015 | 2020 | 2025 | 2030 | 2035 | 2040
BM | 0 | 0 | 0 | 0 | 0 | 0
CC | 49.27 | 37.01 | 24.58 | 3.64 | 4.1 | 8.24
CSP | 0 | 0 | 0 | 0 | 0 | 0
CT | 0 | 0 | 0 | 0 | 0 | 0
Coal | 15.54 | 24 | 1.07 | 0 | 0 | 0
Geo | 0 | 0 | 0 | 0 | 0 | 0
H | 0 | 0 | 0 | 0 | 0 | 0
LFG | 0 | 0 | 0 | 0 | 0 | 0
Nuc | 0 | 0 | 0 | 0 | 0 | 0
PS | 0 | 0 | 0 | 0 | 0 | 0
PV | 0 | 0 | 0 | 0 | 0 | 0
PeakG | 0.22 | 0 | 0 | 0 | 0 | 0
PeakO | 0 | 0 | 0 | 0 | 0 | 0
ST | 0 | 0 | 0 | 0 | 0 | 0
STOG | 0.07 | 0 | 0 | 0 | 0 | 0
STWD | 0 | 0 | 0 | 0 | 0 | 0
WT | 0 | 0 | 0 | 0 | 0 | 0
IGCC | 0 | 0 | 0 | 0 | 0 | 0
DemandResponse | 0 | 0 | 0 | 0 | 0 | 0
IGCC-CCS | 0 | 0 | 0 | 0 | 0 | 0
WT_off | 0 | 0 | 0 | 0 | 0 | 0
PseudoUnit | 0 | 0 | 0 | 0 | 0 | 0
FixedInterchange | 0 | 0 | 0 | 0 | 0 | 0
Fuel Cost by Reporting Type: AZ_NM_SNV_Coal
ReportingType | 2015 | 2020 | 2025 | 2030 | 2035 | 2040
BM | 0 | 0 | 0 | 0 | 0 | 0
CC | 0 | 0 | 0 | 0 | 0 | 0
CSP | 0 | 0 | 0 | 0 | 0 | 0
CT | 0 | 0 | 0 | 0 | 0 | 0
Coal | 1368.74 | 1320.25 | 1320.25 | 1320.25 | 1810.28 | 3609.87
Geo | 0 | 0 | 0 | 0 | 0 | 0
H | 0 | 0 | 0 | 0 | 0 | 0
LFG | 0 | 0 | 0 | 0 | 0 | 0
Nuc | 0 | 0 | 0 | 0 | 0 | 0
PS | 0 | 0 | 0 | 0 | 0 | 0
PV | 0 | 0 | 0 | 0 | 0 | 0
PeakG | 0 | 0 | 0 | 0 | 0 | 0
PeakO | 0 | 0 | 0 | 0 | 0 | 0
ST | 0 | 0 | 0 | 0 | 0 | 0
STOG | 0 | 0 | 0 | 0 | 0 | 0
STWD | 0 | 0 | 0 | 0 | 0 | 0
WT | 0 | 0 | 0 | 0 | 0 | 0
IGCC | 0 | 0 | 0 | 0 | 0 | 0
DemandResponse | 0 | 0 | 0 | 0 | 0 | 0
IGCC-CCS | 0 | 0 | 0 | 0 | 0 | 0
WT_off | 0 | 0 | 0 | 0 | 0 | 0
PseudoUnit | 0 | 0 | 0 | 0 | 0 | 0
FixedInterchange | 0 | 0 | 0 | 0 | 0 | 0
Fuel Cost by Reporting Type: AZ_NM_SNV_Gas
ReportingType | 2015 | 2020 | 2025 | 2030 | 2035 | 2040
BM | 0 | 0 | 0 | 0 | 0 | 0
CC | 3703.8 | 4887.77 | 5201.61 | 6753.16 | 7508.68 | 7651.32
CSP | 0 | 0 | 0 | 0 | 0 | 0
CT | 0 | 0 | 8.81 | 18.39 | 0 | 0
Coal | 0 | 0 | 0 | 0 | 0 | 0
Geo | 0 | 0 | 0 | 0 | 0 | 0
H | 0 | 0 | 0 | 0 | 0 | 0
LFG | 0 | 0 | 0 | 0 | 0 | 0
Nuc | 0 | 0 | 0 | 0 | 0 | 0
PS | 0 | 0 | 0 | 0 | 0 | 0
PV | 0 | 0 | 0 | 0 | 0 | 0
PeakG | 0 | 0 | 16.1 | 29.31 | 38.46 | 0
PeakO | 0 | 0 | 0 | 0 | 0 | 0
ST | 0 | 0 | 0 | 0 | 0 | 0
STOG | 0 | 0 | 0 | 0 | 0 | 0
STWD | 0 | 0 | 0 | 0 | 0 | 0
WT | 0 | 0 | 0 | 0 | 0 | 0
IGCC | 0 | 0 | 0 | 0 | 0 | 0
DemandResponse | 0 | 0 | 0 | 0 | 0 | 0
IGCC-CCS | 0 | 0 | 0 | 0 | 0 | 0
WT_off | 0 | 0 | 0 | 0 | 0 | 0
PseudoUnit | 0 | 0 | 0 | 0 | 0 | 0
FixedInterchange | 0 | 0 | 0 | 0 | 0 | 0
Fuel Cost by Reporting Type: AZ_NM_SNV_NucRenew
ReportingType | 2015 | 2020 | 2025 | 2030 | 2035 | 2040
BM | 0 | 0 | 0 | 0 | 0 | 0
CC | 0 | 0 | 0 | 0 | 0 | 0
CSP | 0 | 0 | 0 | 0 | 0 | 0
CT | 0 | 0 | 0 | 0 | 0 | 0
Coal | 0 | 0 | 0 | 0 | 0 | 0
Geo | 0 | 0 | 0 | 0 | 0 | 0
H | 0 | 0 | 0 | 0 | 0 | 0
LFG | 0 | 0 | 0.08 | 0.08 | 0.08 | 0.08
Nuc | 254.91 | 260.1 | 276.36 | 281.76 | 281.76 | 281.76
PS | 0 | 0 | 0 | 0 | 0 | 0
PV | 0 | 0 | 0 | 0 | 0 | 0
PeakG | 0 | 0 | 0 | 0 | 0 | 0
PeakO | 0 | 0 | 0 | 0 | 0 | 0
ST | 0 | 0 | 0 | 0 | 0 | 0
STOG | 0 | 0 | 0 | 0 | 0 | 0
STWD | 11.54 | 11.54 | 11.54 | 11.54 | 11.54 | 11.54
WT | 0 | 0 | 0 | 0 | 0 | 0
IGCC | 0 | 0 | 0 | 0 | 0 | 0
DemandResponse | 0 | 0 | 0 | 0 | 0 | 0
IGCC-CCS | 0 | 0 | 0 | 0 | 0 | 0
WT_off | 0 | 0 | 0 | 0 | 0 | 0
PseudoUnit | 0 | 0 | 0 | 0 | 0 | 0
FixedInterchange | 0 | 0 | 0 | 0 | 0 | 0
Fuel Cost by Reporting Type: ERCOT
ReportingType | 2015 | 2020 | 2025 | 2030 | 2035 | 2040
BM | 0 | 13.08 | 8.34 | 1169.65 | 1210.29 | 1284.03
CC | 4947.61 | 4675.99 | 3945.56 | 3426.97 | 4078.1 | 5102.53
CSP | 0 | 0 | 0 | 0 | 0 | 0
CT | 0 | 0 | 0 | 0 | 0 | 0
Coal | 3057.92 | 3314.15 | 3473.9 | 3503.89 | 3560.67 | 3595.35
Geo | 0 | 0 | 0 | 0 | 0 | 0
H | 0 | 0 | 0 | 0 | 0 | 0
LFG | 0 | 0 | 0.45 | 0.45 | 0.45 | 0.45
Nuc | 339.13 | 346.04 | 367.67 | 374.85 | 374.85 | 374.85
PS | 0 | 0 | 0 | 0 | 0 | 0
PV | 0 | 0 | 0 | 0 | 0 | 0
PeakG | 0 | 0 | 0 | 0 | 0 | 0
PeakO | 0 | 0 | 0 | 0 | 0 | 0
ST | 0 | 0 | 0 | 0 | 0 | 0
STOG | 247.83 | 284.42 | 289.95 | 265.84 | 288.46 | 290.52
STWD | 0 | 0 | 0 | 0 | 0 | 0
WT | 0 | 0 | 0 | 0 | 0 | 0
IGCC | 0 | 0 | 0 | 0 | 0 | 0
DemandResponse | 0 | 0 | 0 | 0 | 0 | 0
IGCC-CCS | 0 | 0 | 0 | 0 | 0 | 0
WT_off | 0 | 0 | 0 | 0 | 0 | 0
PseudoUnit | 0 | 0 | 0 | 0 | 0 | 0
FixedInterchange | 0 | 0 | 0 | 0 | 0 | 0
Fuel Cost by Reporting Type: NP15
ReportingType | 2015 | 2020 | 2025 | 2030 | 2035 | 2040
BM | 0 | 0 | 0 | 0 | 0 | 0
CC | 1310.38 | 1516.71 | 1231.34 | 1016.08 | 627.4 | 287.1
CSP | 0 | 0 | 0 | 0 | 0 | 0
CT | 0 | 0 | 0 | 0 | 0 | 0
Coal | 1.66 | 0 | 0 | 0 | 0 | 0
Geo | 0 | 0 | 0 | 0 | 0 | 0
H | 0 | 0 | 0 | 0 | 0 | 0
LFG | 0 | 0.72 | 0.72 | 0.72 | 0.72 | 0.72
Nuc | 150.62 | 153.69 | 163.3 | 166.49 | 166.49 | 166.49
PS | 0 | 0 | 0 | 0 | 0 | 0
PV | 0 | 0 | 0 | 0 | 0 | 0
PeakG | 0 | 0 | 0 | 0 | 0 | 0.42
PeakO | 0 | 0 | 0 | 0 | 0 | 0
ST | 0 | 0 | 0 | 0 | 0 | 0
STOG | 6.55 | 9.59 | 4.36 | 9.03 | 6.22 | 12.7
STWD | 244.45 | 244.45 | 244.45 | 244.45 | 244.45 | 244.45
WT | 0 | 0 | 0 | 0 | 0 | 0
IGCC | 0 | 0 | 0 | 0 | 0 | 0
DemandResponse | 0 | 0 | 0 | 0 | 0 | 0
IGCC-CCS | 0 | 0 | 0 | 0 | 0 | 0
WT_off | 0 | 0 | 0 | 0 | 0 | 0
PseudoUnit | 0 | 0 | 0 | 0 | 0 | 0
FixedInterchange | 0 | 0 | 0 | 0 | 0 | 0
Fuel Cost by Reporting Type: NWPP_Coal
ReportingType | 2015 | 2020 | 2025 | 2030 | 2035 | 2040
BM | 0 | 0 | 0 | 0 | 0 | 0
CC | 0 | 0 | 0 | 0 | 0 | 0
CSP | 0 | 0 | 0 | 0 | 0 | 0
CT | 0 | 0 | 0 | 0 | 0 | 0
Coal | 1525.51 | 1345.17 | 1365.92 | 1365.92 | 1431.21 | 1805.35
Geo | 0 | 0 | 0 | 0 | 0 | 0
H | 0 | 0 | 0 | 0 | 0 | 0
LFG | 0 | 0 | 0 | 0 | 0 | 0
Nuc | 0 | 0 | 0 | 0 | 0 | 0
PS | 0 | 0 | 0 | 0 | 0 | 0
PV | 0 | 0 | 0 | 0 | 0 | 0
PeakG | 0 | 0 | 0 | 0 | 0 | 0
PeakO | 0 | 0 | 0 | 0 | 0 | 0
ST | 0 | 0 | 0 | 0 | 0 | 0
STOG | 0 | 0 | 0 | 0 | 0 | 0
STWD | 0 | 0 | 0 | 0 | 0 | 0
WT | 0 | 0 | 0 | 0 | 0 | 0
IGCC | 0 | 0 | 0 | 0 | 0 | 0
DemandResponse | 0 | 0 | 0 | 0 | 0 | 0
IGCC-CCS | 0 | 0 | 0 | 0 | 0 | 0
WT_off | 0 | 0 | 0 | 0 | 0 | 0
PseudoUnit | 0 | 0 | 0 | 0 | 0 | 0
FixedInterchange | 0 | 0 | 0 | 0 | 0 | 0
Fuel Cost by Reporting Type: NWPP_Gas
ReportingType | 2015 | 2020 | 2025 | 2030 | 2035 | 2040
BM | 0 | 0 | 0 | 0 | 0 | 0
CC | 1730.69 | 1944.62 | 2091.2 | 3238.65 | 5341.26 | 6155.15
CSP | 0 | 0 | 0 | 0 | 0 | 0
CT | 0 | 0 | 0 | 0 | 0 | 0
Coal | 0 | 0 | 0 | 0 | 0 | 78.93
Geo | 0 | 0 | 0 | 0 | 0 | 0
H | 0 | 0 | 0 | 0 | 0 | 0
LFG | 0 | 0 | 0 | 0 | 0 | 0
Nuc | 0 | 0 | 0 | 0 | 0 | 0
PS | 0 | 0 | 0 | 0 | 0 | 0
PV | 0 | 0 | 0 | 0 | 0 | 0
PeakG | 0 | 0 | 0 | 0 | 0 | 0
PeakO | 0 | 0 | 0 | 0 | 0 | 0
ST | 0 | 0 | 0 | 0 | 0 | 0
STOG | 0 | 0 | 0 | 0 | 0 | 0
STWD | 0 | 0 | 0 | 0 | 0 | 0
WT | 0 | 0 | 0 | 0 | 0 | 0
IGCC | 0 | 0 | 0 | 0 | 0 | 0
DemandResponse | 0 | 0 | 0 | 0 | 0 | 0
IGCC-CCS | 0 | 0 | 0 | 0 | 0 | 0
WT_off | 0 | 0 | 0 | 0 | 0 | 0
PseudoUnit | 0 | 0 | 0 | 0 | 0 | 0
FixedInterchange | 0 | 0 | 0 | 0 | 0 | 0
Fuel Cost by Reporting Type: NWPP_NucRenew
ReportingType | 2015 | 2020 | 2025 | 2030 | 2035 | 2040
BM | 0 | 0 | 0 | 0 | 0 | 0.06
CC | 0 | 0 | 0 | 0 | 0 | 0
CSP | 0 | 0 | 0 | 0 | 0 | 0
CT | 0 | 0 | 0 | 0 | 0 | 0
Coal | 0 | 0 | 0 | 0 | 0 | 0
Geo | 0 | 0 | 0 | 0 | 0 | 0
H | 0 | 0 | 0 | 0 | 0 | 0
LFG | 0.03 | 0.03 | 0.3 | 0.34 | 0.34 | 0.34
Nuc | 71.13 | 72.58 | 77.12 | 78.63 | 78.63 | 78.63
PS | 0 | 0 | 0 | 0 | 0 | 0
PV | 0 | 0 | 0 | 0 | 0 | 0
PeakG | 0 | 0 | 0 | 0 | 0 | 0
PeakO | 0 | 0 | 0 | 0 | 0 | 0
ST | 0 | 0 | 0 | 0 | 0 | 0
STOG | 0 | 0 | 0 | 0 | 0 | 0
STWD | 0 | 6.29 | 90.61 | 203.71 | 203.71 | 203.65
WT | 0 | 0 | 0 | 0 | 0 | 0
IGCC | 0 | 0 | 0 | 0 | 0 | 0
DemandResponse | 0 | 0 | 0 | 0 | 0 | 0
IGCC-CCS | 0 | 0 | 0 | 0 | 0 | 0
WT_off | 0 | 0 | 0 | 0 | 0 | 0
PseudoUnit | 0 | 0 | 0 | 0 | 0 | 0
FixedInterchange | 0 | 0 | 0 | 0 | 0 | 0
Fuel Cost by Reporting Type: RMPA
ReportingType | 2015 | 2020 | 2025 | 2030 | 2035 | 2040
BM | 0 | 0 | 0 | 0 | 0 | 0
CC | 188.24 | 330.37 | 101.27 | 144.89 | 131.85 | 169.79
CSP | 0 | 0 | 0 | 0 | 0 | 0
CT | 0 | 0 | 0 | 0 | 0 | 0
Coal | 723.13 | 625.07 | 585.26 | 586.62 | 749.1 | 898.07
Geo | 0 | 0 | 0 | 0 | 0 | 0
H | 0 | 0 | 0 | 0 | 0 | 0
LFG | 0 | 0 | 0 | 0.04 | 0.04 | 0.04
Nuc | 0 | 0 | 0 | 0 | 0 | 0
PS | 0 | 0 | 0 | 0 | 0 | 0
PV | 0 | 0 | 0 | 0 | 0 | 0
PeakG | 0.2 | 0.74 | 0 | 2.36 | 0.41 | 1.2
PeakO | 0 | 0 | 0 | 0 | 0 | 0
ST | 0 | 0 | 0 | 0 | 0 | 0
STOG | 0 | 0 | 0 | 0 | 0 | 0
STWD | 0 | 0 | 0 | 0 | 0 | 0
WT | 0 | 0 | 0 | 0 | 0 | 0
IGCC | 0 | 0 | 0 | 0 | 0 | 0
DemandResponse | 0 | 0 | 0 | 0 | 0 | 0
IGCC-CCS | 0 | 0 | 0 | 0 | 0 | 0
WT_off | 0 | 0 | 0 | 0 | 0 | 0
PseudoUnit | 0 | 0 | 0 | 0 | 0 | 0
FixedInterchange | 0 | 0 | 0 | 0 | 0 | 0
Fuel Cost by Reporting Type: SP15
ReportingType | 2015 | 2020 | 2025 | 2030 | 2035 | 2040
BM | 3.8 | 3.8 | 3.8 | 3.8 | 2.77 | 2.33
CC | 864.47 | 995.07 | 937.49 | 878.45 | 912.9 | 544.6
CSP | 0 | 0 | 0 | 0 | 0 | 0
CT | 0 | 0 | 0 | 0 | 0 | 0
Coal | 5.6 | 3.9 | 3.9 | 3.45 | 0 | 0
Geo | 0 | 0 | 0 | 0 | 0 | 0
H | 0 | 0 | 0 | 0 | 0 | 0
LFG | 0.01 | 0.72 | 0.72 | 0.72 | 0.72 | 0.72
Nuc | 139.02 | 141.86 | 150.73 | 153.67 | 153.67 | 153.67
PS | 0 | 0 | 0 | 0 | 0 | 0
PV | 0 | 0 | 0 | 0 | 0 | 0
PeakG | 0 | 0 | 0 | 0 | 0.3 | 0
PeakO | 0 | 0 | 0 | 0 | 0 | 0
ST | 0 | 0 | 0 | 0 | 0 | 0
STOG | 11.66 | 20.49 | 14.63 | 26.7 | 60.09 | 40.82
STWD | 62.63 | 62.63 | 62.63 | 62.63 | 62.63 | 62.63
WT | 0 | 0 | 0 | 0 | 0 | 0
IGCC | 0 | 0 | 0 | 0 | 0 | 0
DemandResponse | 0 | 0 | 0 | 0 | 0 | 0
IGCC-CCS | 0 | 0 | 0 | 0 | 0 | 0
WT_off | 0 | 0 | 0 | 0 | 0 | 0
PseudoUnit | 0 | 0 | 0 | 0 | 0 | 0
FixedInterchange | 0 | 0 | 0 | 0 | 0 | 0
Fuel Cost by Reporting Type: ALB
ReportingType | 2015 | 2020 | 2025 | 2030 | 2035 | 2040
BM | 0 | 0 | 0 | 0 | 0 | 0
CC | 673.85 | 916.65 | 1283.5 | 1643.99 | 2143.46 | 2629.97
CSP | 0 | 0 | 0 | 0 | 0 | 0
CT | 0 | 0 | 0 | 0 | 0 | 0
Coal | 295.16 | 217.7 | 217.7 | 217.7 | 312.91 | 352.59
Geo | 0 | 0 | 0 | 0 | 0 | 0
H | 0 | 0 | 0 | 0 | 0 | 0
LFG | 0 | 0 | 0 | 0 | 0 | 0
Nuc | 0 | 0 | 0 | 0 | 0 | 0
PS | 0 | 0 | 0 | 0 | 0 | 0
PV | 0 | 0 | 0 | 0 | 0 | 0
PeakG | 0 | 0 | 0 | 0 | 0 | 0
PeakO | 0 | 0 | 0 | 0 | 0 | 0
ST | 0 | 0 | 0 | 0 | 0 | 0
STOG | 0 | 0 | 0 | 0 | 0 | 0
STWD | 0 | 0 | 0 | 0 | 0 | 0
WT | 0 | 0 | 0 | 0 | 0 | 0
IGCC | 0 | 0 | 0 | 0 | 0 | 0
DemandResponse | 0 | 0 | 0 | 0 | 0 | 0
IGCC-CCS | 0 | 0 | 0 | 0 | 0 | 0
WT_off | 0 | 0 | 0 | 0 | 0 | 0
PseudoUnit | 0 | 0 | 0 | 0 | 0 | 0
FixedInterchange | 0 | 0 | 0 | 0 | 0 | 0
Fuel Cost by Reporting Type: BC
ReportingType | 2015 | 2020 | 2025 | 2030 | 2035 | 2040
BM | 0 | 0 | 0 | 0 | 0 | 0
CC | 334.08 | 433.42 | 643.74 | 948.14 | 1319.37 | 1780.23
CSP | 0 | 0 | 0 | 0 | 0 | 0
CT | 0 | 0 | 0 | 0 | 0 | 0
Coal | 0 | 0 | 0 | 0 | 0 | 0
Geo | 0 | 0 | 0 | 0 | 0 | 0
H | 0 | 0 | 0 | 0 | 0 | 0
LFG | 0 | 0 | 0 | 0 | 0 | 0
Nuc | 0 | 0 | 0 | 0 | 0 | 0
PS | 0 | 0 | 0 | 0 | 0 | 0
PV | 0 | 0 | 0 | 0 | 0 | 0
PeakG | 0 | 0 | 0 | 0 | 0 | 0
PeakO | 0 | 0 | 0 | 0 | 0 | 0
ST | 0 | 0 | 0 | 0 | 0 | 0
STOG | 0 | 0 | 0 | 0 | 0 | 0
STWD | 0 | 0 | 0 | 0 | 0 | 0
WT | 0 | 0 | 0 | 0 | 0 | 0
IGCC | 0 | 0 | 0 | 0 | 0 | 0
DemandResponse | 0 | 0 | 0 | 0 | 0 | 0
IGCC-CCS | 0 | 0 | 0 | 0 | 0 | 0
WT_off | 0 | 0 | 0 | 0 | 0 | 0
PseudoUnit | 0 | 0 | 0 | 0 | 0 | 0
FixedInterchange | 0 | 0 | 0 | 0 | 0 | 0
Fuel Cost by Reporting Type: HQ_IESO
ReportingType | 2015 | 2020 | 2025 | 2030 | 2035 | 2040
BM | 0 | 0 | 0 | 0 | 0 | 0
CC | 0 | 0 | 0 | 0 | 0 | 0
CSP | 0 | 0 | 0 | 0 | 0 | 0
CT | 0 | 0 | 0 | 0 | 0 | 0
Coal | 0 | 0 | 0 | 0 | 0 | 0
Geo | 0 | 0 | 0 | 0 | 0 | 0
H | 0 | 0 | 0 | 0 | 0 | 0
LFG | 0 | 0 | 0 | 0 | 0 | 0
Nuc | 0 | 0 | 0 | 0 | 0 | 0
PS | 0 | 0 | 0 | 0 | 0 | 0
PV | 0 | 0 | 0 | 0 | 0 | 0
PeakG | 0 | 0 | 0 | 0 | 0 | 0
PeakO | 0 | 0 | 0 | 0 | 0 | 0
ST | 0 | 0 | 0 | 0 | 0 | 0
STOG | 0 | 0 | 0 | 0 | 0 | 0
STWD | 0 | 0 | 0 | 0 | 0 | 0
WT | 0 | 0 | 0 | 0 | 0 | 0
IGCC | 0 | 0 | 0 | 0 | 0 | 0
DemandResponse | 0 | 0 | 0 | 0 | 0 | 0
IGCC-CCS | 0 | 0 | 0 | 0 | 0 | 0
WT_off | 0 | 0 | 0 | 0 | 0 | 0
PseudoUnit | 0 | 0 | 0 | 0 | 0 | 0
FixedInterchange | 0 | 0 | 0 | 0 | 0 | 0
Fuel Cost by Reporting Type: HQ_NEISO
ReportingType | 2015 | 2020 | 2025 | 2030 | 2035 | 2040
BM | 0 | 0 | 0 | 0 | 0 | 0
CC | 0 | 0 | 0 | 0 | 0 | 0
CSP | 0 | 0 | 0 | 0 | 0 | 0
CT | 0 | 0 | 0 | 0 | 0 | 0
Coal | 0 | 0 | 0 | 0 | 0 | 0
Geo | 0 | 0 | 0 | 0 | 0 | 0
H | 0 | 0 | 0 | 0 | 0 | 0
LFG | 0 | 0 | 0 | 0 | 0 | 0
Nuc | 0 | 0 | 0 | 0 | 0 | 0
PS | 0 | 0 | 0 | 0 | 0 | 0
PV | 0 | 0 | 0 | 0 | 0 | 0
PeakG | 0 | 0 | 0 | 0 | 0 | 0
PeakO | 0 | 0 | 0 | 0 | 0 | 0
ST | 0 | 0 | 0 | 0 | 0 | 0
STOG | 0 | 0 | 0 | 0 | 0 | 0
STWD | 0 | 0 | 0 | 0 | 0 | 0
WT | 0 | 0 | 0 | 0 | 0 | 0
IGCC | 0 | 0 | 0 | 0 | 0 | 0
DemandResponse | 0 | 0 | 0 | 0 | 0 | 0
IGCC-CCS | 0 | 0 | 0 | 0 | 0 | 0
WT_off | 0 | 0 | 0 | 0 | 0 | 0
PseudoUnit | 0 | 0 | 0 | 0 | 0 | 0
FixedInterchange | 0 | 0 | 0 | 0 | 0 | 0
Fuel Cost by Reporting Type: HQ_NY
ReportingType | 2015 | 2020 | 2025 | 2030 | 2035 | 2040
BM | 0 | 0 | 0 | 0 | 0 | 0
CC | 0 | 0 | 0 | 0 | 0 | 0
CSP | 0 | 0 | 0 | 0 | 0 | 0
CT | 0 | 0 | 0 | 0 | 0 | 0
Coal | 0 | 0 | 0 | 0 | 0 | 0
Geo | 0 | 0 | 0 | 0 | 0 | 0
H | 0 | 0 | 0 | 0 | 0 | 0
LFG | 0 | 0 | 0 | 0 | 0 | 0
Nuc | 0 | 0 | 0 | 0 | 0 | 0
PS | 0 | 0 | 0 | 0 | 0 | 0
PV | 0 | 0 | 0 | 0 | 0 | 0
PeakG | 0 | 0 | 0 | 0 | 0 | 0
PeakO | 0 | 0 | 0 | 0 | 0 | 0
ST | 0 | 0 | 0 | 0 | 0 | 0
STOG | 0 | 0 | 0 | 0 | 0 | 0
STWD | 0 | 0 | 0 | 0 | 0 | 0
WT | 0 | 0 | 0 | 0 | 0 | 0
IGCC | 0 | 0 | 0 | 0 | 0 | 0
DemandResponse | 0 | 0 | 0 | 0 | 0 | 0
IGCC-CCS | 0 | 0 | 0 | 0 | 0 | 0
WT_off | 0 | 0 | 0 | 0 | 0 | 0
PseudoUnit | 0 | 0 | 0 | 0 | 0 | 0
FixedInterchange | 0 | 0 | 0 | 0 | 0 | 0
Fuel Cost by Reporting Type: MARITIMES
ReportingType | 2015 | 2020 | 2025 | 2030 | 2035 | 2040
BM | 0 | 0 | 0 | 0 | 0 | 0
CC | 0 | 0 | 0 | 0 | 0 | 0
CSP | 0 | 0 | 0 | 0 | 0 | 0
CT | 0 | 0 | 0 | 0 | 0 | 0
Coal | 0 | 0 | 0 | 0 | 0 | 0
Geo | 0 | 0 | 0 | 0 | 0 | 0
H | 0 | 0 | 0 | 0 | 0 | 0
LFG | 0 | 0 | 0 | 0 | 0 | 0
Nuc | 0 | 0 | 0 | 0 | 0 | 0
PS | 0 | 0 | 0 | 0 | 0 | 0
PV | 0 | 0 | 0 | 0 | 0 | 0
PeakG | 0 | 0 | 0 | 0 | 0 | 0
PeakO | 0 | 0 | 0 | 0 | 0 | 0
ST | 0 | 0 | 0 | 0 | 0 | 0
STOG | 0 | 0 | 0 | 0 | 0 | 0
STWD | 0 | 0 | 0 | 0 | 0 | 0
WT | 0 | 0 | 0 | 0 | 0 | 0
IGCC | 0 | 0 | 0 | 0 | 0 | 0
DemandResponse | 0 | 0 | 0 | 0 | 0 | 0
IGCC-CCS | 0 | 0 | 0 | 0 | 0 | 0
WT_off | 0 | 0 | 0 | 0 | 0 | 0
PseudoUnit | 0 | 0 | 0 | 0 | 0 | 0
FixedInterchange | 0 | 0 | 0 | 0 | 0 | 0
Fuel Cost by Reporting Type: All
ReportingType | 2015 | 2020 | 2025 | 2030 | 2035 | 2040
BM | 164.98 | 542.73 | 842.52 | 2089.6 | 2212.99 | 2277.06
CC | 38812.25 | 44438.84 | 41627.8 | 40611.39 | 56550.25 | 69433.01
CSP | 0 | 0 | 0 | 0 | 0 | 0
CT | 34.37 | 111.04 | 148.31 | 103.93 | 428.72 | 614.4
Coal | 38958.45 | 34330.72 | 34410.49 | 34174.92 | 38059.26 | 44108.12
Geo | 0 | 0 | 0 | 0 | 0 | 0
H | 0 | 0 | 0 | 0 | 0 | 0
LFG | 0.25 | 2.74 | 5.56 | 6.49 | 6.49 | 6.49
Nuc | 7711.69 | 8128.82 | 8636.85 | 8698.16 | 6764.49 | 5326.78
PS | 0 | 0 | 0 | 0 | 0 | 0
PV | 0 | 0 | 0 | 0 | 0 | 0
PeakG | 172.09 | 251.15 | 311.16 | 300.25 | 386.68 | 389.29
PeakO | 0 | 0 | 0 | 0 | 0 | 0
ST | 0 | 0 | 0 | 0 | 0 | 0
STOG | 827.39 | 976.56 | 926.64 | 806.95 | 1026.28 | 1081.88
STWD | 863.82 | 1442.17 | 1230.55 | 1555.48 | 1601.86 | 1573.49
WT | 0 | 0 | 0.01 | 0.01 | 0.01 | 0.01
IGCC | 90.64 | 91.1 | 91.09 | 92.49 | 94.78 | 99.6
DemandResponse | 0 | 0 | 0 | 0 | 0 | 0
IGCC-CCS | 0 | 0 | 0 | 0 | 0 | 0
WT_off | 0 | 0 | 0 | 0 | 0 | 0
PseudoUnit | 0 | 0 | 0 | 0 | 0 | 0
FixedInterchange | 0 | 0 | 0 | 0 | 0 | 0
Fuel Cost by Reporting Type: EI_US
ReportingType | 2015 | 2020 | 2025 | 2030 | 2035 | 2040
BM | 161.18 | 525.85 | 830.37 | 916.15 | 999.93 | 990.63
CC | 24937.73 | 28574.44 | 26080.29 | 22481.4 | 34182.02 | 44164.15
CSP | 0 | 0 | 0 | 0 | 0 | 0
CT | 34.37 | 111.04 | 139.5 | 85.53 | 428.72 | 614.4
Coal | 31965.19 | 27480.48 | 27442.5 | 27177.09 | 30195.09 | 33767.96
Geo | 0 | 0 | 0 | 0 | 0 | 0
H | 0 | 0 | 0 | 0 | 0 | 0
LFG | 0.18 | 1.24 | 3.27 | 4.11 | 4.11 | 4.11
Nuc | 5902.64 | 6282.88 | 6675.54 | 6698.54 | 4839.59 | 3513.57
PS | 0 | 0 | 0 | 0 | 0 | 0
PV | 0 | 0 | 0 | 0 | 0 | 0
PeakG | 171.66 | 250.41 | 295.05 | 268.58 | 347.51 | 387.66
PeakO | 0 | 0 | 0 | 0 | 0 | 0
ST | 0 | 0 | 0 | 0 | 0 | 0
STOG | 561.27 | 662.06 | 617.71 | 505.38 | 671.52 | 737.83
STWD | 545.2 | 1117.26 | 821.31 | 1033.15 | 1079.53 | 1051.22
WT | 0 | 0 | 0.01 | 0.01 | 0.01 | 0.01
IGCC | 90.64 | 91.1 | 91.09 | 92.49 | 94.78 | 99.6
DemandResponse | 0 | 0 | 0 | 0 | 0 | 0
IGCC-CCS | 0 | 0 | 0 | 0 | 0 | 0
WT_off | 0 | 0 | 0 | 0 | 0 | 0
PseudoUnit | 0 | 0 | 0 | 0 | 0 | 0
FixedInterchange | 0 | 0 | 0 | 0 | 0 | 0
Fuel Cost by Reporting Type: EI_Canada
ReportingType | 2015 | 2020 | 2025 | 2030 | 2035 | 2040
BM | 0 | 0 | 0 | 0 | 0 | 0
CC | 121.39 | 163.79 | 111.8 | 79.65 | 305.21 | 948.17
CSP | 0 | 0 | 0 | 0 | 0 | 0
CT | 0 | 0 | 0 | 0 | 0 | 0
Coal | 15.54 | 24 | 1.07 | 0 | 0 | 0
Geo | 0 | 0 | 0 | 0 | 0 | 0
H | 0 | 0 | 0 | 0 | 0 | 0
LFG | 0.02 | 0.02 | 0.02 | 0.02 | 0.02 | 0.02
Nuc | 854.23 | 871.65 | 926.13 | 944.22 | 869.51 | 757.81
PS | 0 | 0 | 0 | 0 | 0 | 0
PV | 0 | 0 | 0 | 0 | 0 | 0
PeakG | 0.22 | 0 | 0 | 0 | 0 | 0
PeakO | 0 | 0 | 0 | 0 | 0 | 0
ST | 0 | 0 | 0 | 0 | 0 | 0
STOG | 0.07 | 0 | 0 | 0 | 0 | 0
STWD | 0 | 0 | 0 | 0 | 0 | 0
WT | 0 | 0 | 0 | 0 | 0 | 0
IGCC | 0 | 0 | 0 | 0 | 0 | 0
DemandResponse | 0 | 0 | 0 | 0 | 0 | 0
IGCC-CCS | 0 | 0 | 0 | 0 | 0 | 0
WT_off | 0 | 0 | 0 | 0 | 0 | 0
PseudoUnit | 0 | 0 | 0 | 0 | 0 | 0
FixedInterchange | 0 | 0 | 0 | 0 | 0 | 0
Fuel Cost by Reporting Type: EI
ReportingType | 2015 | 2020 | 2025 | 2030 | 2035 | 2040
BM | 161.18 | 525.85 | 830.37 | 916.15 | 999.93 | 990.63
CC | 25059.12 | 28738.23 | 26192.09 | 22561.05 | 34487.23 | 45112.32
CSP | 0 | 0 | 0 | 0 | 0 | 0
CT | 34.37 | 111.04 | 139.5 | 85.53 | 428.72 | 614.4
Coal | 31980.73 | 27504.48 | 27443.57 | 27177.09 | 30195.09 | 33767.96
Geo | 0 | 0 | 0 | 0 | 0 | 0
H | 0 | 0 | 0 | 0 | 0 | 0
LFG | 0.2 | 1.26 | 3.29 | 4.13 | 4.13 | 4.13
Nuc | 6756.88 | 7154.54 | 7601.67 | 7642.76 | 5709.1 | 4271.38
PS | 0 | 0 | 0 | 0 | 0 | 0
PV | 0 | 0 | 0 | 0 | 0 | 0
PeakG | 171.88 | 250.41 | 295.05 | 268.58 | 347.51 | 387.66
PeakO | 0 | 0 | 0 | 0 | 0 | 0
ST | 0 | 0 | 0 | 0 | 0 | 0
STOG | 561.34 | 662.06 | 617.71 | 505.38 | 671.52 | 737.83
STWD | 545.2 | 1117.26 | 821.31 | 1033.15 | 1079.53 | 1051.22
WT | 0 | 0 | 0.01 | 0.01 | 0.01 | 0.01
IGCC | 90.64 | 91.1 | 91.09 | 92.49 | 94.78 | 99.6
DemandResponse | 0 | 0 | 0 | 0 | 0 | 0
IGCC-CCS | 0 | 0 | 0 | 0 | 0 | 0
WT_off | 0 | 0 | 0 | 0 | 0 | 0
PseudoUnit | 0 | 0 | 0 | 0 | 0 | 0
FixedInterchange | 0 | 0 | 0 | 0 | 0 | 0
Fuel Cost by Reporting Type: Outside_EI
ReportingType | 2015 | 2020 | 2025 | 2030 | 2035 | 2040
BM | 3.8 | 16.88 | 12.14 | 1173.45 | 1213.06 | 1286.43
CC | 13753.13 | 15700.61 | 15435.72 | 18050.34 | 22063.02 | 24320.69
CSP | 0 | 0 | 0 | 0 | 0 | 0
CT | 0 | 0 | 8.81 | 18.39 | 0 | 0
Coal | 6977.71 | 6826.24 | 6966.93 | 6997.84 | 7864.17 | 10340.15
Geo | 0 | 0 | 0 | 0 | 0 | 0
H | 0 | 0 | 0 | 0 | 0 | 0
LFG | 0.05 | 1.48 | 2.27 | 2.36 | 2.36 | 2.36
Nuc | 954.81 | 974.28 | 1035.18 | 1055.4 | 1055.4 | 1055.4
PS | 0 | 0 | 0 | 0 | 0 | 0
PV | 0 | 0 | 0 | 0 | 0 | 0
PeakG | 0.2 | 0.74 | 16.1 | 31.67 | 39.17 | 1.62
PeakO | 0 | 0 | 0 | 0 | 0 | 0
ST | 0 | 0 | 0 | 0 | 0 | 0
STOG | 266.05 | 314.5 | 308.94 | 301.57 | 354.76 | 344.04
STWD | 318.62 | 324.91 | 409.24 | 522.33 | 522.33 | 522.27
WT | 0 | 0 | 0 | 0 | 0 | 0
IGCC | 0 | 0 | 0 | 0 | 0 | 0
DemandResponse | 0 | 0 | 0 | 0 | 0 | 0
IGCC-CCS | 0 | 0 | 0 | 0 | 0 | 0
WT_off | 0 | 0 | 0 | 0 | 0 | 0
PseudoUnit | 0 | 0 | 0 | 0 | 0 | 0
FixedInterchange | 0 | 0 | 0 | 0 | 0 | 0
#7 | Emission Cost ($million)
==== Emission Program: TitleIV_CAIRSO2 : (SO2) ====
Emission Cost by Reporting Type: Entergy
ReportingType | 2015 | 2020 | 2025 | 2030 | 2035 | 2040
BM | 0 | 0 | 0 | 0 | 0 | 0
CC | 0 | 0 | 0 | 0 | 0 | 0
CSP | 0 | 0 | 0 | 0 | 0 | 0
CT | 0 | 0 | 0 | 0 | 0 | 0
Coal | 38.8 | 0 | 0 | 0 | 0 | 0
Geo | 0 | 0 | 0 | 0 | 0 | 0
H | 0 | 0 | 0 | 0 | 0 | 0
LFG | 0 | 0 | 0 | 0 | 0 | 0
Nuc | 0 | 0 | 0 | 0 | 0 | 0
PS | 0 | 0 | 0 | 0 | 0 | 0
PV | 0 | 0 | 0 | 0 | 0 | 0
PeakG | 0 | 0 | 0 | 0 | 0 | 0
PeakO | 0 | 0 | 0 | 0 | 0 | 0
ST | 0 | 0 | 0 | 0 | 0 | 0
STOG | 0 | 0 | 0 | 0 | 0 | 0
STWD | 0 | 0 | 0 | 0 | 0 | 0
WT | 0 | 0 | 0 | 0 | 0 | 0
IGCC | 0 | 0 | 0 | 0 | 0 | 0
DemandResponse | 0 | 0 | 0 | 0 | 0 | 0
IGCC-CCS | 0 | 0 | 0 | 0 | 0 | 0
WT_off | 0 | 0 | 0 | 0 | 0 | 0
PseudoUnit | 0 | 0 | 0 | 0 | 0 | 0
FixedInterchange | 0 | 0 | 0 | 0 | 0 | 0
Emission Cost by Reporting Type: FRCC
ReportingType | 2015 | 2020 | 2025 | 2030 | 2035 | 2040
BM | 0 | 0 | 0 | 0 | 0 | 0
CC | 0 | 0 | 0 | 0 | 0 | 0
CSP | 0 | 0 | 0 | 0 | 0 | 0
CT | 0 | 0 | 0 | 0 | 0 | 0
Coal | 8.46 | 0 | 0 | 0 | 0 | 0
Geo | 0 | 0 | 0 | 0 | 0 | 0
H | 0 | 0 | 0 | 0 | 0 | 0
LFG | 0 | 0 | 0 | 0 | 0 | 0
Nuc | 0 | 0 | 0 | 0 | 0 | 0
PS | 0 | 0 | 0 | 0 | 0 | 0
PV | 0 | 0 | 0 | 0 | 0 | 0
PeakG | 0 | 0 | 0 | 0 | 0 | 0
PeakO | 0 | 0 | 0 | 0 | 0 | 0
ST | 0 | 0 | 0 | 0 | 0 | 0
STOG | 0 | 0 | 0 | 0 | 0 | 0
STWD | 0 | 0 | 0 | 0 | 0 | 0
WT | 0 | 0 | 0 | 0 | 0 | 0
IGCC | 0 | 0 | 0 | 0 | 0 | 0
DemandResponse | 0 | 0 | 0 | 0 | 0 | 0
IGCC-CCS | 0 | 0 | 0 | 0 | 0 | 0
WT_off | 0 | 0 | 0 | 0 | 0 | 0
PseudoUnit | 0 | 0 | 0 | 0 | 0 | 0
FixedInterchange | 0 | 0 | 0 | 0 | 0 | 0
Emission Cost by Reporting Type: MAPP_US
ReportingType | 2015 | 2020 | 2025 | 2030 | 2035 | 2040
BM | 0 | 0 | 0 | 0 | 0 | 0
CC | 0 | 0 | 0 | 0 | 0 | 0
CSP | 0 | 0 | 0 | 0 | 0 | 0
CT | 0 | 0 | 0 | 0 | 0 | 0
Coal | 1.77 | 0 | 0 | 0 | 0 | 0
Geo | 0 | 0 | 0 | 0 | 0 | 0
H | 0 | 0 | 0 | 0 | 0 | 0
LFG | 0 | 0 | 0 | 0 | 0 | 0
Nuc | 0 | 0 | 0 | 0 | 0 | 0
PS | 0 | 0 | 0 | 0 | 0 | 0
PV | 0 | 0 | 0 | 0 | 0 | 0
PeakG | 0 | 0 | 0 | 0 | 0 | 0
PeakO | 0 | 0 | 0 | 0 | 0 | 0
ST | 0 | 0 | 0 | 0 | 0 | 0
STOG | 0 | 0 | 0 | 0 | 0 | 0
STWD | 0 | 0 | 0 | 0 | 0 | 0
WT | 0 | 0 | 0 | 0 | 0 | 0
IGCC | 0 | 0 | 0 | 0 | 0 | 0
DemandResponse | 0 | 0 | 0 | 0 | 0 | 0
IGCC-CCS | 0 | 0 | 0 | 0 | 0 | 0
WT_off | 0 | 0 | 0 | 0 | 0 | 0
PseudoUnit | 0 | 0 | 0 | 0 | 0 | 0
FixedInterchange | 0 | 0 | 0 | 0 | 0 | 0
Emission Cost by Reporting Type: MISO_IN
ReportingType | 2015 | 2020 | 2025 | 2030 | 2035 | 2040
BM | 0 | 0 | 0 | 0 | 0 | 0
CC | 0 | 0 | 0 | 0 | 0 | 0
CSP | 0 | 0 | 0 | 0 | 0 | 0
CT | 0 | 0 | 0 | 0 | 0 | 0
Coal | 32.59 | 0 | 0 | 0 | 0 | 0
Geo | 0 | 0 | 0 | 0 | 0 | 0
H | 0 | 0 | 0 | 0 | 0 | 0
LFG | 0 | 0 | 0 | 0 | 0 | 0
Nuc | 0 | 0 | 0 | 0 | 0 | 0
PS | 0 | 0 | 0 | 0 | 0 | 0
PV | 0 | 0 | 0 | 0 | 0 | 0
PeakG | 0 | 0 | 0 | 0 | 0 | 0
PeakO | 0 | 0 | 0 | 0 | 0 | 0
ST | 0 | 0 | 0 | 0 | 0 | 0
STOG | 0 | 0 | 0 | 0 | 0 | 0
STWD | 0 | 0 | 0 | 0 | 0 | 0
WT | 0 | 0 | 0 | 0 | 0 | 0
IGCC | 0.25 | 0 | 0 | 0 | 0 | 0
DemandResponse | 0 | 0 | 0 | 0 | 0 | 0
IGCC-CCS | 0 | 0 | 0 | 0 | 0 | 0
WT_off | 0 | 0 | 0 | 0 | 0 | 0
PseudoUnit | 0 | 0 | 0 | 0 | 0 | 0
FixedInterchange | 0 | 0 | 0 | 0 | 0 | 0
Emission Cost by Reporting Type: MISO_MI
ReportingType | 2015 | 2020 | 2025 | 2030 | 2035 | 2040
BM | 0 | 0 | 0 | 0 | 0 | 0
CC | 0 | 0 | 0 | 0 | 0 | 0
CSP | 0 | 0 | 0 | 0 | 0 | 0
CT | 0 | 0 | 0 | 0 | 0 | 0
Coal | 26.88 | 0 | 0 | 0 | 0 | 0
Geo | 0 | 0 | 0 | 0 | 0 | 0
H | 0 | 0 | 0 | 0 | 0 | 0
LFG | 0 | 0 | 0 | 0 | 0 | 0
Nuc | 0 | 0 | 0 | 0 | 0 | 0
PS | 0 | 0 | 0 | 0 | 0 | 0
PV | 0 | 0 | 0 | 0 | 0 | 0
PeakG | 0 | 0 | 0 | 0 | 0 | 0
PeakO | 0 | 0 | 0 | 0 | 0 | 0
ST | 0 | 0 | 0 | 0 | 0 | 0
STOG | 0 | 0 | 0 | 0 | 0 | 0
STWD | 0 | 0 | 0 | 0 | 0 | 0
WT | 0 | 0 | 0 | 0 | 0 | 0
IGCC | 0 | 0 | 0 | 0 | 0 | 0
DemandResponse | 0 | 0 | 0 | 0 | 0 | 0
IGCC-CCS | 0 | 0 | 0 | 0 | 0 | 0
WT_off | 0 | 0 | 0 | 0 | 0 | 0
PseudoUnit | 0 | 0 | 0 | 0 | 0 | 0
FixedInterchange | 0 | 0 | 0 | 0 | 0 | 0
Emission Cost by Reporting Type: MISO_MO-IL
ReportingType | 2015 | 2020 | 2025 | 2030 | 2035 | 2040
BM | 0 | 0 | 0 | 0 | 0 | 0
CC | 0 | 0 | 0 | 0 | 0 | 0
CSP | 0 | 0 | 0 | 0 | 0 | 0
CT | 0 | 0 | 0 | 0 | 0 | 0
Coal | 56.05 | 0 | 0 | 0 | 0 | 0
Geo | 0 | 0 | 0 | 0 | 0 | 0
H | 0 | 0 | 0 | 0 | 0 | 0
LFG | 0 | 0 | 0 | 0 | 0 | 0
Nuc | 0 | 0 | 0 | 0 | 0 | 0
PS | 0 | 0 | 0 | 0 | 0 | 0
PV | 0 | 0 | 0 | 0 | 0 | 0
PeakG | 0 | 0 | 0 | 0 | 0 | 0
PeakO | 0 | 0 | 0 | 0 | 0 | 0
ST | 0 | 0 | 0 | 0 | 0 | 0
STOG | 0 | 0 | 0 | 0 | 0 | 0
STWD | 0 | 0 | 0 | 0 | 0 | 0
WT | 0 | 0 | 0 | 0 | 0 | 0
IGCC | 0 | 0 | 0 | 0 | 0 | 0
DemandResponse | 0 | 0 | 0 | 0 | 0 | 0
IGCC-CCS | 0 | 0 | 0 | 0 | 0 | 0
WT_off | 0 | 0 | 0 | 0 | 0 | 0
PseudoUnit | 0 | 0 | 0 | 0 | 0 | 0
FixedInterchange | 0 | 0 | 0 | 0 | 0 | 0
Emission Cost by Reporting Type: MISO_W
ReportingType | 2015 | 2020 | 2025 | 2030 | 2035 | 2040
BM | 0 | 0 | 0 | 0 | 0 | 0
CC | 0 | 0 | 0 | 0 | 0 | 0
CSP | 0 | 0 | 0 | 0 | 0 | 0
CT | 0 | 0 | 0 | 0 | 0 | 0
Coal | 32.75 | 0 | 0 | 0 | 0 | 0
Geo | 0 | 0 | 0 | 0 | 0 | 0
H | 0 | 0 | 0 | 0 | 0 | 0
LFG | 0 | 0 | 0 | 0 | 0 | 0
Nuc | 0 | 0 | 0 | 0 | 0 | 0
PS | 0 | 0 | 0 | 0 | 0 | 0
PV | 0 | 0 | 0 | 0 | 0 | 0
PeakG | 0 | 0 | 0 | 0 | 0 | 0
PeakO | 0 | 0 | 0 | 0 | 0 | 0
ST | 0 | 0 | 0 | 0 | 0 | 0
STOG | 0 | 0 | 0 | 0 | 0 | 0
STWD | 0 | 0 | 0 | 0 | 0 | 0
WT | 0 | 0 | 0 | 0 | 0 | 0
IGCC | 0 | 0 | 0 | 0 | 0 | 0
DemandResponse | 0 | 0 | 0 | 0 | 0 | 0
IGCC-CCS | 0 | 0 | 0 | 0 | 0 | 0
WT_off | 0 | 0 | 0 | 0 | 0 | 0
PseudoUnit | 0 | 0 | 0 | 0 | 0 | 0
FixedInterchange | 0 | 0 | 0 | 0 | 0 | 0
Emission Cost by Reporting Type: MISO_WUMS
ReportingType | 2015 | 2020 | 2025 | 2030 | 2035 | 2040
BM | 0 | 0 | 0 | 0 | 0 | 0
CC | 0 | 0 | 0 | 0 | 0 | 0
CSP | 0 | 0 | 0 | 0 | 0 | 0
CT | 0 | 0 | 0 | 0 | 0 | 0
Coal | 5.13 | 0 | 0 | 0 | 0 | 0
Geo | 0 | 0 | 0 | 0 | 0 | 0
H | 0 | 0 | 0 | 0 | 0 | 0
LFG | 0 | 0 | 0 | 0 | 0 | 0
Nuc | 0 | 0 | 0 | 0 | 0 | 0
PS | 0 | 0 | 0 | 0 | 0 | 0
PV | 0 | 0 | 0 | 0 | 0 | 0
PeakG | 0 | 0 | 0 | 0 | 0 | 0
PeakO | 0 | 0 | 0 | 0 | 0 | 0
ST | 0 | 0 | 0 | 0 | 0 | 0
STOG | 0 | 0 | 0 | 0 | 0 | 0
STWD | 0 | 0 | 0 | 0 | 0 | 0
WT | 0 | 0 | 0 | 0 | 0 | 0
IGCC | 0 | 0 | 0 | 0 | 0 | 0
DemandResponse | 0 | 0 | 0 | 0 | 0 | 0
IGCC-CCS | 0 | 0 | 0 | 0 | 0 | 0
WT_off | 0 | 0 | 0 | 0 | 0 | 0
PseudoUnit | 0 | 0 | 0 | 0 | 0 | 0
FixedInterchange | 0 | 0 | 0 | 0 | 0 | 0
Emission Cost by Reporting Type: Nebraska
ReportingType | 2015 | 2020 | 2025 | 2030 | 2035 | 2040
BM | 0 | 0 | 0 | 0 | 0 | 0
CC | 0 | 0 | 0 | 0 | 0 | 0
CSP | 0 | 0 | 0 | 0 | 0 | 0
CT | 0 | 0 | 0 | 0 | 0 | 0
Coal | 4.52 | 0 | 0 | 0 | 0 | 0
Geo | 0 | 0 | 0 | 0 | 0 | 0
H | 0 | 0 | 0 | 0 | 0 | 0
LFG | 0 | 0 | 0 | 0 | 0 | 0
Nuc | 0 | 0 | 0 | 0 | 0 | 0
PS | 0 | 0 | 0 | 0 | 0 | 0
PV | 0 | 0 | 0 | 0 | 0 | 0
PeakG | 0 | 0 | 0 | 0 | 0 | 0
PeakO | 0 | 0 | 0 | 0 | 0 | 0
ST | 0 | 0 | 0 | 0 | 0 | 0
STOG | 0 | 0 | 0 | 0 | 0 | 0
STWD | 0 | 0 | 0 | 0 | 0 | 0
WT | 0 | 0 | 0 | 0 | 0 | 0
IGCC | 0 | 0 | 0 | 0 | 0 | 0
DemandResponse | 0 | 0 | 0 | 0 | 0 | 0
IGCC-CCS | 0 | 0 | 0 | 0 | 0 | 0
WT_off | 0 | 0 | 0 | 0 | 0 | 0
PseudoUnit | 0 | 0 | 0 | 0 | 0 | 0
FixedInterchange | 0 | 0 | 0 | 0 | 0 | 0
Emission Cost by Reporting Type: NEISO
ReportingType | 2015 | 2020 | 2025 | 2030 | 2035 | 2040
BM | 0 | 0 | 0 | 0 | 0 | 0
CC | 0 | 0 | 0 | 0 | 0 | 0
CSP | 0 | 0 | 0 | 0 | 0 | 0
CT | 0 | 0 | 0 | 0 | 0 | 0
Coal | 0 | 0 | 0 | 0 | 0 | 0
Geo | 0 | 0 | 0 | 0 | 0 | 0
H | 0 | 0 | 0 | 0 | 0 | 0
LFG | 0 | 0 | 0 | 0 | 0 | 0
Nuc | 0 | 0 | 0 | 0 | 0 | 0
PS | 0 | 0 | 0 | 0 | 0 | 0
PV | 0 | 0 | 0 | 0 | 0 | 0
PeakG | 0 | 0 | 0 | 0 | 0 | 0
PeakO | 0 | 0 | 0 | 0 | 0 | 0
ST | 0 | 0 | 0 | 0 | 0 | 0
STOG | 0 | 0 | 0 | 0 | 0 | 0
STWD | 0 | 0 | 0 | 0 | 0 | 0
WT | 0 | 0 | 0 | 0 | 0 | 0
IGCC | 0 | 0 | 0 | 0 | 0 | 0
DemandResponse | 0 | 0 | 0 | 0 | 0 | 0
IGCC-CCS | 0 | 0 | 0 | 0 | 0 | 0
WT_off | 0 | 0 | 0 | 0 | 0 | 0
PseudoUnit | 0 | 0 | 0 | 0 | 0 | 0
FixedInterchange | 0 | 0 | 0 | 0 | 0 | 0
Emission Cost by Reporting Type: NonRTO_Midwest
ReportingType | 2015 | 2020 | 2025 | 2030 | 2035 | 2040
BM | 0 | 0 | 0 | 0 | 0 | 0
CC | 0 | 0 | 0 | 0 | 0 | 0
CSP | 0 | 0 | 0 | 0 | 0 | 0
CT | 0 | 0 | 0 | 0 | 0 | 0
Coal | 16.98 | 0 | 0 | 0 | 0 | 0
Geo | 0 | 0 | 0 | 0 | 0 | 0
H | 0 | 0 | 0 | 0 | 0 | 0
LFG | 0 | 0 | 0 | 0 | 0 | 0
Nuc | 0 | 0 | 0 | 0 | 0 | 0
PS | 0 | 0 | 0 | 0 | 0 | 0
PV | 0 | 0 | 0 | 0 | 0 | 0
PeakG | 0 | 0 | 0 | 0 | 0 | 0
PeakO | 0 | 0 | 0 | 0 | 0 | 0
ST | 0 | 0 | 0 | 0 | 0 | 0
STOG | 0 | 0 | 0 | 0 | 0 | 0
STWD | 0 | 0 | 0 | 0 | 0 | 0
WT | 0 | 0 | 0 | 0 | 0 | 0
IGCC | 0 | 0 | 0 | 0 | 0 | 0
DemandResponse | 0 | 0 | 0 | 0 | 0 | 0
IGCC-CCS | 0 | 0 | 0 | 0 | 0 | 0
WT_off | 0 | 0 | 0 | 0 | 0 | 0
PseudoUnit | 0 | 0 | 0 | 0 | 0 | 0
FixedInterchange | 0 | 0 | 0 | 0 | 0 | 0
Emission Cost by Reporting Type: NYISO_A-F
ReportingType | 2015 | 2020 | 2025 | 2030 | 2035 | 2040
BM | 0 | 0 | 0 | 0 | 0 | 0
CC | 0 | 0 | 0 | 0 | 0 | 0
CSP | 0 | 0 | 0 | 0 | 0 | 0
CT | 0 | 0 | 0 | 0 | 0 | 0
Coal | 0 | 0 | 0 | 0 | 0 | 0
Geo | 0 | 0 | 0 | 0 | 0 | 0
H | 0 | 0 | 0 | 0 | 0 | 0
LFG | 0 | 0 | 0 | 0 | 0 | 0
Nuc | 0 | 0 | 0 | 0 | 0 | 0
PS | 0 | 0 | 0 | 0 | 0 | 0
PV | 0 | 0 | 0 | 0 | 0 | 0
PeakG | 0 | 0 | 0 | 0 | 0 | 0
PeakO | 0 | 0 | 0 | 0 | 0 | 0
ST | 0 | 0 | 0 | 0 | 0 | 0
STOG | 0 | 0 | 0 | 0 | 0 | 0
STWD | 0 | 0 | 0 | 0 | 0 | 0
WT | 0 | 0 | 0 | 0 | 0 | 0
IGCC | 0 | 0 | 0 | 0 | 0 | 0
DemandResponse | 0 | 0 | 0 | 0 | 0 | 0
IGCC-CCS | 0 | 0 | 0 | 0 | 0 | 0
WT_off | 0 | 0 | 0 | 0 | 0 | 0
PseudoUnit | 0 | 0 | 0 | 0 | 0 | 0
FixedInterchange | 0 | 0 | 0 | 0 | 0 | 0
Emission Cost by Reporting Type: NYISO_G-I
ReportingType | 2015 | 2020 | 2025 | 2030 | 2035 | 2040
BM | 0 | 0 | 0 | 0 | 0 | 0
CC | 0 | 0 | 0 | 0 | 0 | 0
CSP | 0 | 0 | 0 | 0 | 0 | 0
CT | 0 | 0 | 0 | 0 | 0 | 0
Coal | 0 | 0 | 0 | 0 | 0 | 0
Geo | 0 | 0 | 0 | 0 | 0 | 0
H | 0 | 0 | 0 | 0 | 0 | 0
LFG | 0 | 0 | 0 | 0 | 0 | 0
Nuc | 0 | 0 | 0 | 0 | 0 | 0
PS | 0 | 0 | 0 | 0 | 0 | 0
PV | 0 | 0 | 0 | 0 | 0 | 0
PeakG | 0 | 0 | 0 | 0 | 0 | 0
PeakO | 0 | 0 | 0 | 0 | 0 | 0
ST | 0 | 0 | 0 | 0 | 0 | 0
STOG | 0 | 0 | 0 | 0 | 0 | 0
STWD | 0 | 0 | 0 | 0 | 0 | 0
WT | 0 | 0 | 0 | 0 | 0 | 0
IGCC | 0 | 0 | 0 | 0 | 0 | 0
DemandResponse | 0 | 0 | 0 | 0 | 0 | 0
IGCC-CCS | 0 | 0 | 0 | 0 | 0 | 0
WT_off | 0 | 0 | 0 | 0 | 0 | 0
PseudoUnit | 0 | 0 | 0 | 0 | 0 | 0
FixedInterchange | 0 | 0 | 0 | 0 | 0 | 0
Emission Cost by Reporting Type: NYISO_J-K
ReportingType | 2015 | 2020 | 2025 | 2030 | 2035 | 2040
BM | 0 | 0 | 0 | 0 | 0 | 0
CC | 0 | 0 | 0 | 0 | 0 | 0
CSP | 0 | 0 | 0 | 0 | 0 | 0
CT | 0 | 0 | 0 | 0 | 0 | 0
Coal | 0 | 0 | 0 | 0 | 0 | 0
Geo | 0 | 0 | 0 | 0 | 0 | 0
H | 0 | 0 | 0 | 0 | 0 | 0
LFG | 0 | 0 | 0 | 0 | 0 | 0
Nuc | 0 | 0 | 0 | 0 | 0 | 0
PS | 0 | 0 | 0 | 0 | 0 | 0
PV | 0 | 0 | 0 | 0 | 0 | 0
PeakG | 0 | 0 | 0 | 0 | 0 | 0
PeakO | 0 | 0 | 0 | 0 | 0 | 0
ST | 0 | 0 | 0 | 0 | 0 | 0
STOG | 0 | 0 | 0 | 0 | 0 | 0
STWD | 0 | 0 | 0 | 0 | 0 | 0
WT | 0 | 0 | 0 | 0 | 0 | 0
IGCC | 0 | 0 | 0 | 0 | 0 | 0
DemandResponse | 0 | 0 | 0 | 0 | 0 | 0
IGCC-CCS | 0 | 0 | 0 | 0 | 0 | 0
WT_off | 0 | 0 | 0 | 0 | 0 | 0
PseudoUnit | 0 | 0 | 0 | 0 | 0 | 0
FixedInterchange | 0 | 0 | 0 | 0 | 0 | 0
Emission Cost by Reporting Type: PJM_E
ReportingType | 2015 | 2020 | 2025 | 2030 | 2035 | 2040
BM | 0 | 0 | 0 | 0 | 0 | 0
CC | 0 | 0 | 0 | 0 | 0 | 0
CSP | 0 | 0 | 0 | 0 | 0 | 0
CT | 0 | 0 | 0 | 0 | 0 | 0
Coal | 0.02 | 0 | 0 | 0 | 0 | 0
Geo | 0 | 0 | 0 | 0 | 0 | 0
H | 0 | 0 | 0 | 0 | 0 | 0
LFG | 0 | 0 | 0 | 0 | 0 | 0
Nuc | 0 | 0 | 0 | 0 | 0 | 0
PS | 0 | 0 | 0 | 0 | 0 | 0
PV | 0 | 0 | 0 | 0 | 0 | 0
PeakG | 0 | 0 | 0 | 0 | 0 | 0
PeakO | 0 | 0 | 0 | 0 | 0 | 0
ST | 0 | 0 | 0 | 0 | 0 | 0
STOG | 0 | 0 | 0 | 0 | 0 | 0
STWD | 0 | 0 | 0 | 0 | 0 | 0
WT | 0 | 0 | 0 | 0 | 0 | 0
IGCC | 0 | 0 | 0 | 0 | 0 | 0
DemandResponse | 0 | 0 | 0 | 0 | 0 | 0
IGCC-CCS | 0 | 0 | 0 | 0 | 0 | 0
WT_off | 0 | 0 | 0 | 0 | 0 | 0
PseudoUnit | 0 | 0 | 0 | 0 | 0 | 0
FixedInterchange | 0 | 0 | 0 | 0 | 0 | 0
Emission Cost by Reporting Type: PJM_ROM
ReportingType | 2015 | 2020 | 2025 | 2030 | 2035 | 2040
BM | 0 | 0 | 0 | 0 | 0 | 0
CC | 0 | 0 | 0 | 0 | 0 | 0
CSP | 0 | 0 | 0 | 0 | 0 | 0
CT | 0 | 0 | 0 | 0 | 0 | 0
Coal | 16.48 | 0 | 0 | 0 | 0 | 0
Geo | 0 | 0 | 0 | 0 | 0 | 0
H | 0 | 0 | 0 | 0 | 0 | 0
LFG | 0 | 0 | 0 | 0 | 0 | 0
Nuc | 0 | 0 | 0 | 0 | 0 | 0
PS | 0 | 0 | 0 | 0 | 0 | 0
PV | 0 | 0 | 0 | 0 | 0 | 0
PeakG | 0 | 0 | 0 | 0 | 0 | 0
PeakO | 0 | 0 | 0 | 0 | 0 | 0
ST | 0 | 0 | 0 | 0 | 0 | 0
STOG | 0 | 0 | 0 | 0 | 0 | 0
STWD | 0 | 0 | 0 | 0 | 0 | 0
WT | 0 | 0 | 0 | 0 | 0 | 0
IGCC | 0 | 0 | 0 | 0 | 0 | 0
DemandResponse | 0 | 0 | 0 | 0 | 0 | 0
IGCC-CCS | 0 | 0 | 0 | 0 | 0 | 0
WT_off | 0 | 0 | 0 | 0 | 0 | 0
PseudoUnit | 0 | 0 | 0 | 0 | 0 | 0
FixedInterchange | 0 | 0 | 0 | 0 | 0 | 0
Emission Cost by Reporting Type: PJM_ROR
ReportingType | 2015 | 2020 | 2025 | 2030 | 2035 | 2040
BM | 0 | 0 | 0 | 0 | 0 | 0
CC | 0 | 0 | 0 | 0 | 0 | 0
CSP | 0 | 0 | 0 | 0 | 0 | 0
CT | 0 | 0 | 0 | 0 | 0 | 0
Coal | 163.32 | 0 | 0 | 0 | 0 | 0
Geo | 0 | 0 | 0 | 0 | 0 | 0
H | 0 | 0 | 0 | 0 | 0 | 0
LFG | 0 | 0 | 0 | 0 | 0 | 0
Nuc | 0 | 0 | 0 | 0 | 0 | 0
PS | 0 | 0 | 0 | 0 | 0 | 0
PV | 0 | 0 | 0 | 0 | 0 | 0
PeakG | 0 | 0 | 0 | 0 | 0 | 0
PeakO | 0 | 0 | 0 | 0 | 0 | 0
ST | 0 | 0 | 0 | 0 | 0 | 0
STOG | 0 | 0 | 0 | 0 | 0 | 0
STWD | 0 | 0 | 0 | 0 | 0 | 0
WT | 0 | 0 | 0 | 0 | 0 | 0
IGCC | 0 | 0 | 0 | 0 | 0 | 0
DemandResponse | 0 | 0 | 0 | 0 | 0 | 0
IGCC-CCS | 0 | 0 | 0 | 0 | 0 | 0
WT_off | 0 | 0 | 0 | 0 | 0 | 0
PseudoUnit | 0 | 0 | 0 | 0 | 0 | 0
FixedInterchange | 0 | 0 | 0 | 0 | 0 | 0
Emission Cost by Reporting Type: SOCO
ReportingType | 2015 | 2020 | 2025 | 2030 | 2035 | 2040
BM | 0 | 0 | 0 | 0 | 0 | 0
CC | 0 | 0 | 0 | 0 | 0 | 0
CSP | 0 | 0 | 0 | 0 | 0 | 0
CT | 0 | 0 | 0 | 0 | 0 | 0
Coal | 45.62 | 0 | 0 | 0 | 0 | 0
Geo | 0 | 0 | 0 | 0 | 0 | 0
H | 0 | 0 | 0 | 0 | 0 | 0
LFG | 0 | 0 | 0 | 0 | 0 | 0
Nuc | 0 | 0 | 0 | 0 | 0 | 0
PS | 0 | 0 | 0 | 0 | 0 | 0
PV | 0 | 0 | 0 | 0 | 0 | 0
PeakG | 0 | 0 | 0 | 0 | 0 | 0
PeakO | 0 | 0 | 0 | 0 | 0 | 0
ST | 0 | 0 | 0 | 0 | 0 | 0
STOG | 0 | 0 | 0 | 0 | 0 | 0
STWD | 0 | 0 | 0 | 0 | 0 | 0
WT | 0 | 0 | 0 | 0 | 0 | 0
IGCC | 0 | 0 | 0 | 0 | 0 | 0
DemandResponse | 0 | 0 | 0 | 0 | 0 | 0
IGCC-CCS | 0 | 0 | 0 | 0 | 0 | 0
WT_off | 0 | 0 | 0 | 0 | 0 | 0
PseudoUnit | 0 | 0 | 0 | 0 | 0 | 0
FixedInterchange | 0 | 0 | 0 | 0 | 0 | 0
Emission Cost by Reporting Type: SPP_N
ReportingType | 2015 | 2020 | 2025 | 2030 | 2035 | 2040
BM | 0 | 0 | 0 | 0 | 0 | 0
CC | 0 | 0 | 0 | 0 | 0 | 0
CSP | 0 | 0 | 0 | 0 | 0 | 0
CT | 0 | 0 | 0 | 0 | 0 | 0
Coal | 6.4 | 0 | 0 | 0 | 0 | 0
Geo | 0 | 0 | 0 | 0 | 0 | 0
H | 0 | 0 | 0 | 0 | 0 | 0
LFG | 0 | 0 | 0 | 0 | 0 | 0
Nuc | 0 | 0 | 0 | 0 | 0 | 0
PS | 0 | 0 | 0 | 0 | 0 | 0
PV | 0 | 0 | 0 | 0 | 0 | 0
PeakG | 0 | 0 | 0 | 0 | 0 | 0
PeakO | 0 | 0 | 0 | 0 | 0 | 0
ST | 0 | 0 | 0 | 0 | 0 | 0
STOG | 0 | 0 | 0 | 0 | 0 | 0
STWD | 0 | 0 | 0 | 0 | 0 | 0
WT | 0 | 0 | 0 | 0 | 0 | 0
IGCC | 0 | 0 | 0 | 0 | 0 | 0
DemandResponse | 0 | 0 | 0 | 0 | 0 | 0
IGCC-CCS | 0 | 0 | 0 | 0 | 0 | 0
WT_off | 0 | 0 | 0 | 0 | 0 | 0
PseudoUnit | 0 | 0 | 0 | 0 | 0 | 0
FixedInterchange | 0 | 0 | 0 | 0 | 0 | 0
Emission Cost by Reporting Type: SPP_S
ReportingType | 2015 | 2020 | 2025 | 2030 | 2035 | 2040
BM | 0 | 0 | 0 | 0 | 0 | 0
CC | 0 | 0 | 0 | 0 | 0 | 0
CSP | 0 | 0 | 0 | 0 | 0 | 0
CT | 0 | 0 | 0 | 0 | 0 | 0
Coal | 23.26 | 0 | 0 | 0 | 0 | 0
Geo | 0 | 0 | 0 | 0 | 0 | 0
H | 0 | 0 | 0 | 0 | 0 | 0
LFG | 0 | 0 | 0 | 0 | 0 | 0
Nuc | 0 | 0 | 0 | 0 | 0 | 0
PS | 0 | 0 | 0 | 0 | 0 | 0
PV | 0 | 0 | 0 | 0 | 0 | 0
PeakG | 0 | 0 | 0 | 0 | 0 | 0
PeakO | 0 | 0 | 0 | 0 | 0 | 0
ST | 0 | 0 | 0 | 0 | 0 | 0
STOG | 0 | 0 | 0 | 0 | 0 | 0
STWD | 0 | 0 | 0 | 0 | 0 | 0
WT | 0 | 0 | 0 | 0 | 0 | 0
IGCC | 0 | 0 | 0 | 0 | 0 | 0
DemandResponse | 0 | 0 | 0 | 0 | 0 | 0
IGCC-CCS | 0 | 0 | 0 | 0 | 0 | 0
WT_off | 0 | 0 | 0 | 0 | 0 | 0
PseudoUnit | 0 | 0 | 0 | 0 | 0 | 0
FixedInterchange | 0 | 0 | 0 | 0 | 0 | 0
Emission Cost by Reporting Type: TVA
ReportingType | 2015 | 2020 | 2025 | 2030 | 2035 | 2040
BM | 0 | 0 | 0 | 0 | 0 | 0
CC | 0 | 0 | 0 | 0 | 0 | 0
CSP | 0 | 0 | 0 | 0 | 0 | 0
CT | 0 | 0 | 0 | 0 | 0 | 0
Coal | 29.12 | 0 | 0 | 0 | 0 | 0
Geo | 0 | 0 | 0 | 0 | 0 | 0
H | 0 | 0 | 0 | 0 | 0 | 0
LFG | 0 | 0 | 0 | 0 | 0 | 0
Nuc | 0 | 0 | 0 | 0 | 0 | 0
PS | 0 | 0 | 0 | 0 | 0 | 0
PV | 0 | 0 | 0 | 0 | 0 | 0
PeakG | 0 | 0 | 0 | 0 | 0 | 0
PeakO | 0 | 0 | 0 | 0 | 0 | 0
ST | 0 | 0 | 0 | 0 | 0 | 0
STOG | 0 | 0 | 0 | 0 | 0 | 0
STWD | 0 | 0 | 0 | 0 | 0 | 0
WT | 0 | 0 | 0 | 0 | 0 | 0
IGCC | 0 | 0 | 0 | 0 | 0 | 0
DemandResponse | 0 | 0 | 0 | 0 | 0 | 0
IGCC-CCS | 0 | 0 | 0 | 0 | 0 | 0
WT_off | 0 | 0 | 0 | 0 | 0 | 0
PseudoUnit | 0 | 0 | 0 | 0 | 0 | 0
FixedInterchange | 0 | 0 | 0 | 0 | 0 | 0
Emission Cost by Reporting Type: TVA_Transmission
ReportingType | 2015 | 2020 | 2025 | 2030 | 2035 | 2040
BM | 0 | 0 | 0 | 0 | 0 | 0
CC | 0 | 0 | 0 | 0 | 0 | 0
CSP | 0 | 0 | 0 | 0 | 0 | 0
CT | 0 | 0 | 0 | 0 | 0 | 0
Coal | 0 | 0 | 0 | 0 | 0 | 0
Geo | 0 | 0 | 0 | 0 | 0 | 0
H | 0 | 0 | 0 | 0 | 0 | 0
LFG | 0 | 0 | 0 | 0 | 0 | 0
Nuc | 0 | 0 | 0 | 0 | 0 | 0
PS | 0 | 0 | 0 | 0 | 0 | 0
PV | 0 | 0 | 0 | 0 | 0 | 0
PeakG | 0 | 0 | 0 | 0 | 0 | 0
PeakO | 0 | 0 | 0 | 0 | 0 | 0
ST | 0 | 0 | 0 | 0 | 0 | 0
STOG | 0 | 0 | 0 | 0 | 0 | 0
STWD | 0 | 0 | 0 | 0 | 0 | 0
WT | 0 | 0 | 0 | 0 | 0 | 0
IGCC | 0 | 0 | 0 | 0 | 0 | 0
DemandResponse | 0 | 0 | 0 | 0 | 0 | 0
IGCC-CCS | 0 | 0 | 0 | 0 | 0 | 0
WT_off | 0 | 0 | 0 | 0 | 0 | 0
PseudoUnit | 0 | 0 | 0 | 0 | 0 | 0
FixedInterchange | 0 | 0 | 0 | 0 | 0 | 0
Emission Cost by Reporting Type: VACAR
ReportingType | 2015 | 2020 | 2025 | 2030 | 2035 | 2040
BM | 0 | 0 | 0 | 0 | 0 | 0
CC | 0 | 0 | 0 | 0 | 0 | 0
CSP | 0 | 0 | 0 | 0 | 0 | 0
CT | 0 | 0 | 0 | 0 | 0 | 0
Coal | 18.41 | 0 | 0 | 0 | 0 | 0
Geo | 0 | 0 | 0 | 0 | 0 | 0
H | 0 | 0 | 0 | 0 | 0 | 0
LFG | 0 | 0 | 0 | 0 | 0 | 0
Nuc | 0 | 0 | 0 | 0 | 0 | 0
PS | 0 | 0 | 0 | 0 | 0 | 0
PV | 0 | 0 | 0 | 0 | 0 | 0
PeakG | 0 | 0 | 0 | 0 | 0 | 0
PeakO | 0 | 0 | 0 | 0 | 0 | 0
ST | 0 | 0 | 0 | 0 | 0 | 0
STOG | 0 | 0 | 0 | 0 | 0 | 0
STWD | 0 | 0 | 0 | 0 | 0 | 0
WT | 0 | 0 | 0 | 0 | 0 | 0
IGCC | 0 | 0 | 0 | 0 | 0 | 0
DemandResponse | 0 | 0 | 0 | 0 | 0 | 0
IGCC-CCS | 0 | 0 | 0 | 0 | 0 | 0
WT_off | 0 | 0 | 0 | 0 | 0 | 0
PseudoUnit | 0 | 0 | 0 | 0 | 0 | 0
FixedInterchange | 0 | 0 | 0 | 0 | 0 | 0
Emission Cost by Reporting Type: IESO
ReportingType | 2015 | 2020 | 2025 | 2030 | 2035 | 2040
BM | 0 | 0 | 0 | 0 | 0 | 0
CC | 0 | 0 | 0 | 0 | 0 | 0
CSP | 0 | 0 | 0 | 0 | 0 | 0
CT | 0 | 0 | 0 | 0 | 0 | 0
Coal | 0 | 0 | 0 | 0 | 0 | 0
Geo | 0 | 0 | 0 | 0 | 0 | 0
H | 0 | 0 | 0 | 0 | 0 | 0
LFG | 0 | 0 | 0 | 0 | 0 | 0
Nuc | 0 | 0 | 0 | 0 | 0 | 0
PS | 0 | 0 | 0 | 0 | 0 | 0
PV | 0 | 0 | 0 | 0 | 0 | 0
PeakG | 0 | 0 | 0 | 0 | 0 | 0
PeakO | 0 | 0 | 0 | 0 | 0 | 0
ST | 0 | 0 | 0 | 0 | 0 | 0
STOG | 0 | 0 | 0 | 0 | 0 | 0
STWD | 0 | 0 | 0 | 0 | 0 | 0
WT | 0 | 0 | 0 | 0 | 0 | 0
IGCC | 0 | 0 | 0 | 0 | 0 | 0
DemandResponse | 0 | 0 | 0 | 0 | 0 | 0
IGCC-CCS | 0 | 0 | 0 | 0 | 0 | 0
WT_off | 0 | 0 | 0 | 0 | 0 | 0
PseudoUnit | 0 | 0 | 0 | 0 | 0 | 0
FixedInterchange | 0 | 0 | 0 | 0 | 0 | 0
Emission Cost by Reporting Type: MAPP_CA
ReportingType | 2015 | 2020 | 2025 | 2030 | 2035 | 2040
BM | 0 | 0 | 0 | 0 | 0 | 0
CC | 0 | 0 | 0 | 0 | 0 | 0
CSP | 0 | 0 | 0 | 0 | 0 | 0
CT | 0 | 0 | 0 | 0 | 0 | 0
Coal | 0 | 0 | 0 | 0 | 0 | 0
Geo | 0 | 0 | 0 | 0 | 0 | 0
H | 0 | 0 | 0 | 0 | 0 | 0
LFG | 0 | 0 | 0 | 0 | 0 | 0
Nuc | 0 | 0 | 0 | 0 | 0 | 0
PS | 0 | 0 | 0 | 0 | 0 | 0
PV | 0 | 0 | 0 | 0 | 0 | 0
PeakG | 0 | 0 | 0 | 0 | 0 | 0
PeakO | 0 | 0 | 0 | 0 | 0 | 0
ST | 0 | 0 | 0 | 0 | 0 | 0
STOG | 0 | 0 | 0 | 0 | 0 | 0
STWD | 0 | 0 | 0 | 0 | 0 | 0
WT | 0 | 0 | 0 | 0 | 0 | 0
IGCC | 0 | 0 | 0 | 0 | 0 | 0
DemandResponse | 0 | 0 | 0 | 0 | 0 | 0
IGCC-CCS | 0 | 0 | 0 | 0 | 0 | 0
WT_off | 0 | 0 | 0 | 0 | 0 | 0
PseudoUnit | 0 | 0 | 0 | 0 | 0 | 0
FixedInterchange | 0 | 0 | 0 | 0 | 0 | 0
Emission Cost by Reporting Type: AZ_NM_SNV_Coal
ReportingType | 2015 | 2020 | 2025 | 2030 | 2035 | 2040
BM | 0 | 0 | 0 | 0 | 0 | 0
CC | 0 | 0 | 0 | 0 | 0 | 0
CSP | 0 | 0 | 0 | 0 | 0 | 0
CT | 0 | 0 | 0 | 0 | 0 | 0
Coal | 1.23 | 0 | 0 | 0 | 0 | 0
Geo | 0 | 0 | 0 | 0 | 0 | 0
H | 0 | 0 | 0 | 0 | 0 | 0
LFG | 0 | 0 | 0 | 0 | 0 | 0
Nuc | 0 | 0 | 0 | 0 | 0 | 0
PS | 0 | 0 | 0 | 0 | 0 | 0
PV | 0 | 0 | 0 | 0 | 0 | 0
PeakG | 0 | 0 | 0 | 0 | 0 | 0
PeakO | 0 | 0 | 0 | 0 | 0 | 0
ST | 0 | 0 | 0 | 0 | 0 | 0
STOG | 0 | 0 | 0 | 0 | 0 | 0
STWD | 0 | 0 | 0 | 0 | 0 | 0
WT | 0 | 0 | 0 | 0 | 0 | 0
IGCC | 0 | 0 | 0 | 0 | 0 | 0
DemandResponse | 0 | 0 | 0 | 0 | 0 | 0
IGCC-CCS | 0 | 0 | 0 | 0 | 0 | 0
WT_off | 0 | 0 | 0 | 0 | 0 | 0
PseudoUnit | 0 | 0 | 0 | 0 | 0 | 0
FixedInterchange | 0 | 0 | 0 | 0 | 0 | 0
Emission Cost by Reporting Type: AZ_NM_SNV_Gas
ReportingType | 2015 | 2020 | 2025 | 2030 | 2035 | 2040
BM | 0 | 0 | 0 | 0 | 0 | 0
CC | 0 | 0 | 0 | 0 | 0 | 0
CSP | 0 | 0 | 0 | 0 | 0 | 0
CT | 0 | 0 | 0 | 0 | 0 | 0
Coal | 0 | 0 | 0 | 0 | 0 | 0
Geo | 0 | 0 | 0 | 0 | 0 | 0
H | 0 | 0 | 0 | 0 | 0 | 0
LFG | 0 | 0 | 0 | 0 | 0 | 0
Nuc | 0 | 0 | 0 | 0 | 0 | 0
PS | 0 | 0 | 0 | 0 | 0 | 0
PV | 0 | 0 | 0 | 0 | 0 | 0
PeakG | 0 | 0 | 0 | 0 | 0 | 0
PeakO | 0 | 0 | 0 | 0 | 0 | 0
ST | 0 | 0 | 0 | 0 | 0 | 0
STOG | 0 | 0 | 0 | 0 | 0 | 0
STWD | 0 | 0 | 0 | 0 | 0 | 0
WT | 0 | 0 | 0 | 0 | 0 | 0
IGCC | 0 | 0 | 0 | 0 | 0 | 0
DemandResponse | 0 | 0 | 0 | 0 | 0 | 0
IGCC-CCS | 0 | 0 | 0 | 0 | 0 | 0
WT_off | 0 | 0 | 0 | 0 | 0 | 0
PseudoUnit | 0 | 0 | 0 | 0 | 0 | 0
FixedInterchange | 0 | 0 | 0 | 0 | 0 | 0
Emission Cost by Reporting Type: AZ_NM_SNV_NucRenew
ReportingType | 2015 | 2020 | 2025 | 2030 | 2035 | 2040
BM | 0 | 0 | 0 | 0 | 0 | 0
CC | 0 | 0 | 0 | 0 | 0 | 0
CSP | 0 | 0 | 0 | 0 | 0 | 0
CT | 0 | 0 | 0 | 0 | 0 | 0
Coal | 0 | 0 | 0 | 0 | 0 | 0
Geo | 0 | 0 | 0 | 0 | 0 | 0
H | 0 | 0 | 0 | 0 | 0 | 0
LFG | 0 | 0 | 0 | 0 | 0 | 0
Nuc | 0 | 0 | 0 | 0 | 0 | 0
PS | 0 | 0 | 0 | 0 | 0 | 0
PV | 0 | 0 | 0 | 0 | 0 | 0
PeakG | 0 | 0 | 0 | 0 | 0 | 0
PeakO | 0 | 0 | 0 | 0 | 0 | 0
ST | 0 | 0 | 0 | 0 | 0 | 0
STOG | 0 | 0 | 0 | 0 | 0 | 0
STWD | 0 | 0 | 0 | 0 | 0 | 0
WT | 0 | 0 | 0 | 0 | 0 | 0
IGCC | 0 | 0 | 0 | 0 | 0 | 0
DemandResponse | 0 | 0 | 0 | 0 | 0 | 0
IGCC-CCS | 0 | 0 | 0 | 0 | 0 | 0
WT_off | 0 | 0 | 0 | 0 | 0 | 0
PseudoUnit | 0 | 0 | 0 | 0 | 0 | 0
FixedInterchange | 0 | 0 | 0 | 0 | 0 | 0
Emission Cost by Reporting Type: ERCOT
ReportingType | 2015 | 2020 | 2025 | 2030 | 2035 | 2040
BM | 0 | 0 | 0 | 0 | 0 | 0
CC | 0 | 0 | 0 | 0 | 0 | 0
CSP | 0 | 0 | 0 | 0 | 0 | 0
CT | 0 | 0 | 0 | 0 | 0 | 0
Coal | 25.48 | 0 | 0 | 0 | 0 | 0
Geo | 0 | 0 | 0 | 0 | 0 | 0
H | 0 | 0 | 0 | 0 | 0 | 0
LFG | 0 | 0 | 0 | 0 | 0 | 0
Nuc | 0 | 0 | 0 | 0 | 0 | 0
PS | 0 | 0 | 0 | 0 | 0 | 0
PV | 0 | 0 | 0 | 0 | 0 | 0
PeakG | 0 | 0 | 0 | 0 | 0 | 0
PeakO | 0 | 0 | 0 | 0 | 0 | 0
ST | 0 | 0 | 0 | 0 | 0 | 0
STOG | 0 | 0 | 0 | 0 | 0 | 0
STWD | 0 | 0 | 0 | 0 | 0 | 0
WT | 0 | 0 | 0 | 0 | 0 | 0
IGCC | 0 | 0 | 0 | 0 | 0 | 0
DemandResponse | 0 | 0 | 0 | 0 | 0 | 0
IGCC-CCS | 0 | 0 | 0 | 0 | 0 | 0
WT_off | 0 | 0 | 0 | 0 | 0 | 0
PseudoUnit | 0 | 0 | 0 | 0 | 0 | 0
FixedInterchange | 0 | 0 | 0 | 0 | 0 | 0
Emission Cost by Reporting Type: NP15
ReportingType | 2015 | 2020 | 2025 | 2030 | 2035 | 2040
BM | 0 | 0 | 0 | 0 | 0 | 0
CC | 0 | 0 | 0 | 0 | 0 | 0
CSP | 0 | 0 | 0 | 0 | 0 | 0
CT | 0 | 0 | 0 | 0 | 0 | 0
Coal | 0 | 0 | 0 | 0 | 0 | 0
Geo | 0 | 0 | 0 | 0 | 0 | 0
H | 0 | 0 | 0 | 0 | 0 | 0
LFG | 0 | 0 | 0 | 0 | 0 | 0
Nuc | 0 | 0 | 0 | 0 | 0 | 0
PS | 0 | 0 | 0 | 0 | 0 | 0
PV | 0 | 0 | 0 | 0 | 0 | 0
PeakG | 0 | 0 | 0 | 0 | 0 | 0
PeakO | 0 | 0 | 0 | 0 | 0 | 0
ST | 0 | 0 | 0 | 0 | 0 | 0
STOG | 0 | 0 | 0 | 0 | 0 | 0
STWD | 0 | 0 | 0 | 0 | 0 | 0
WT | 0 | 0 | 0 | 0 | 0 | 0
IGCC | 0 | 0 | 0 | 0 | 0 | 0
DemandResponse | 0 | 0 | 0 | 0 | 0 | 0
IGCC-CCS | 0 | 0 | 0 | 0 | 0 | 0
WT_off | 0 | 0 | 0 | 0 | 0 | 0
PseudoUnit | 0 | 0 | 0 | 0 | 0 | 0
FixedInterchange | 0 | 0 | 0 | 0 | 0 | 0
Emission Cost by Reporting Type: NWPP_Coal
ReportingType | 2015 | 2020 | 2025 | 2030 | 2035 | 2040
BM | 0 | 0 | 0 | 0 | 0 | 0
CC | 0 | 0 | 0 | 0 | 0 | 0
CSP | 0 | 0 | 0 | 0 | 0 | 0
CT | 0 | 0 | 0 | 0 | 0 | 0
Coal | 4 | 0 | 0 | 0 | 0 | 0
Geo | 0 | 0 | 0 | 0 | 0 | 0
H | 0 | 0 | 0 | 0 | 0 | 0
LFG | 0 | 0 | 0 | 0 | 0 | 0
Nuc | 0 | 0 | 0 | 0 | 0 | 0
PS | 0 | 0 | 0 | 0 | 0 | 0
PV | 0 | 0 | 0 | 0 | 0 | 0
PeakG | 0 | 0 | 0 | 0 | 0 | 0
PeakO | 0 | 0 | 0 | 0 | 0 | 0
ST | 0 | 0 | 0 | 0 | 0 | 0
STOG | 0 | 0 | 0 | 0 | 0 | 0
STWD | 0 | 0 | 0 | 0 | 0 | 0
WT | 0 | 0 | 0 | 0 | 0 | 0
IGCC | 0 | 0 | 0 | 0 | 0 | 0
DemandResponse | 0 | 0 | 0 | 0 | 0 | 0
IGCC-CCS | 0 | 0 | 0 | 0 | 0 | 0
WT_off | 0 | 0 | 0 | 0 | 0 | 0
PseudoUnit | 0 | 0 | 0 | 0 | 0 | 0
FixedInterchange | 0 | 0 | 0 | 0 | 0 | 0
Emission Cost by Reporting Type: NWPP_Gas
ReportingType | 2015 | 2020 | 2025 | 2030 | 2035 | 2040
BM | 0 | 0 | 0 | 0 | 0 | 0
CC | 0 | 0 | 0 | 0 | 0 | 0
CSP | 0 | 0 | 0 | 0 | 0 | 0
CT | 0 | 0 | 0 | 0 | 0 | 0
Coal | 0 | 0 | 0 | 0 | 0 | 0
Geo | 0 | 0 | 0 | 0 | 0 | 0
H | 0 | 0 | 0 | 0 | 0 | 0
LFG | 0 | 0 | 0 | 0 | 0 | 0
Nuc | 0 | 0 | 0 | 0 | 0 | 0
PS | 0 | 0 | 0 | 0 | 0 | 0
PV | 0 | 0 | 0 | 0 | 0 | 0
PeakG | 0 | 0 | 0 | 0 | 0 | 0
PeakO | 0 | 0 | 0 | 0 | 0 | 0
ST | 0 | 0 | 0 | 0 | 0 | 0
STOG | 0 | 0 | 0 | 0 | 0 | 0
STWD | 0 | 0 | 0 | 0 | 0 | 0
WT | 0 | 0 | 0 | 0 | 0 | 0
IGCC | 0 | 0 | 0 | 0 | 0 | 0
DemandResponse | 0 | 0 | 0 | 0 | 0 | 0
IGCC-CCS | 0 | 0 | 0 | 0 | 0 | 0
WT_off | 0 | 0 | 0 | 0 | 0 | 0
PseudoUnit | 0 | 0 | 0 | 0 | 0 | 0
FixedInterchange | 0 | 0 | 0 | 0 | 0 | 0
Emission Cost by Reporting Type: NWPP_NucRenew
ReportingType | 2015 | 2020 | 2025 | 2030 | 2035 | 2040
BM | 0 | 0 | 0 | 0 | 0 | 0
CC | 0 | 0 | 0 | 0 | 0 | 0
CSP | 0 | 0 | 0 | 0 | 0 | 0
CT | 0 | 0 | 0 | 0 | 0 | 0
Coal | 0 | 0 | 0 | 0 | 0 | 0
Geo | 0 | 0 | 0 | 0 | 0 | 0
H | 0 | 0 | 0 | 0 | 0 | 0
LFG | 0 | 0 | 0 | 0 | 0 | 0
Nuc | 0 | 0 | 0 | 0 | 0 | 0
PS | 0 | 0 | 0 | 0 | 0 | 0
PV | 0 | 0 | 0 | 0 | 0 | 0
PeakG | 0 | 0 | 0 | 0 | 0 | 0
PeakO | 0 | 0 | 0 | 0 | 0 | 0
ST | 0 | 0 | 0 | 0 | 0 | 0
STOG | 0 | 0 | 0 | 0 | 0 | 0
STWD | 0 | 0 | 0 | 0 | 0 | 0
WT | 0 | 0 | 0 | 0 | 0 | 0
IGCC | 0 | 0 | 0 | 0 | 0 | 0
DemandResponse | 0 | 0 | 0 | 0 | 0 | 0
IGCC-CCS | 0 | 0 | 0 | 0 | 0 | 0
WT_off | 0 | 0 | 0 | 0 | 0 | 0
PseudoUnit | 0 | 0 | 0 | 0 | 0 | 0
FixedInterchange | 0 | 0 | 0 | 0 | 0 | 0
Emission Cost by Reporting Type: RMPA
ReportingType | 2015 | 2020 | 2025 | 2030 | 2035 | 2040
BM | 0 | 0 | 0 | 0 | 0 | 0
CC | 0 | 0 | 0 | 0 | 0 | 0
CSP | 0 | 0 | 0 | 0 | 0 | 0
CT | 0 | 0 | 0 | 0 | 0 | 0
Coal | 2.49 | 0 | 0 | 0 | 0 | 0
Geo | 0 | 0 | 0 | 0 | 0 | 0
H | 0 | 0 | 0 | 0 | 0 | 0
LFG | 0 | 0 | 0 | 0 | 0 | 0
Nuc | 0 | 0 | 0 | 0 | 0 | 0
PS | 0 | 0 | 0 | 0 | 0 | 0
PV | 0 | 0 | 0 | 0 | 0 | 0
PeakG | 0 | 0 | 0 | 0 | 0 | 0
PeakO | 0 | 0 | 0 | 0 | 0 | 0
ST | 0 | 0 | 0 | 0 | 0 | 0
STOG | 0 | 0 | 0 | 0 | 0 | 0
STWD | 0 | 0 | 0 | 0 | 0 | 0
WT | 0 | 0 | 0 | 0 | 0 | 0
IGCC | 0 | 0 | 0 | 0 | 0 | 0
DemandResponse | 0 | 0 | 0 | 0 | 0 | 0
IGCC-CCS | 0 | 0 | 0 | 0 | 0 | 0
WT_off | 0 | 0 | 0 | 0 | 0 | 0
PseudoUnit | 0 | 0 | 0 | 0 | 0 | 0
FixedInterchange | 0 | 0 | 0 | 0 | 0 | 0
Emission Cost by Reporting Type: SP15
ReportingType | 2015 | 2020 | 2025 | 2030 | 2035 | 2040
BM | 0 | 0 | 0 | 0 | 0 | 0
CC | 0 | 0 | 0 | 0 | 0 | 0
CSP | 0 | 0 | 0 | 0 | 0 | 0
CT | 0 | 0 | 0 | 0 | 0 | 0
Coal | 0.01 | 0 | 0 | 0 | 0 | 0
Geo | 0 | 0 | 0 | 0 | 0 | 0
H | 0 | 0 | 0 | 0 | 0 | 0
LFG | 0 | 0 | 0 | 0 | 0 | 0
Nuc | 0 | 0 | 0 | 0 | 0 | 0
PS | 0 | 0 | 0 | 0 | 0 | 0
PV | 0 | 0 | 0 | 0 | 0 | 0
PeakG | 0 | 0 | 0 | 0 | 0 | 0
PeakO | 0 | 0 | 0 | 0 | 0 | 0
ST | 0 | 0 | 0 | 0 | 0 | 0
STOG | 0 | 0 | 0 | 0 | 0 | 0
STWD | 0 | 0 | 0 | 0 | 0 | 0
WT | 0 | 0 | 0 | 0 | 0 | 0
IGCC | 0 | 0 | 0 | 0 | 0 | 0
DemandResponse | 0 | 0 | 0 | 0 | 0 | 0
IGCC-CCS | 0 | 0 | 0 | 0 | 0 | 0
WT_off | 0 | 0 | 0 | 0 | 0 | 0
PseudoUnit | 0 | 0 | 0 | 0 | 0 | 0
FixedInterchange | 0 | 0 | 0 | 0 | 0 | 0
Emission Cost by Reporting Type: ALB
ReportingType | 2015 | 2020 | 2025 | 2030 | 2035 | 2040
BM | 0 | 0 | 0 | 0 | 0 | 0
CC | 0 | 0 | 0 | 0 | 0 | 0
CSP | 0 | 0 | 0 | 0 | 0 | 0
CT | 0 | 0 | 0 | 0 | 0 | 0
Coal | 0 | 0 | 0 | 0 | 0 | 0
Geo | 0 | 0 | 0 | 0 | 0 | 0
H | 0 | 0 | 0 | 0 | 0 | 0
LFG | 0 | 0 | 0 | 0 | 0 | 0
Nuc | 0 | 0 | 0 | 0 | 0 | 0
PS | 0 | 0 | 0 | 0 | 0 | 0
PV | 0 | 0 | 0 | 0 | 0 | 0
PeakG | 0 | 0 | 0 | 0 | 0 | 0
PeakO | 0 | 0 | 0 | 0 | 0 | 0
ST | 0 | 0 | 0 | 0 | 0 | 0
STOG | 0 | 0 | 0 | 0 | 0 | 0
STWD | 0 | 0 | 0 | 0 | 0 | 0
WT | 0 | 0 | 0 | 0 | 0 | 0
IGCC | 0 | 0 | 0 | 0 | 0 | 0
DemandResponse | 0 | 0 | 0 | 0 | 0 | 0
IGCC-CCS | 0 | 0 | 0 | 0 | 0 | 0
WT_off | 0 | 0 | 0 | 0 | 0 | 0
PseudoUnit | 0 | 0 | 0 | 0 | 0 | 0
FixedInterchange | 0 | 0 | 0 | 0 | 0 | 0
Emission Cost by Reporting Type: BC
ReportingType | 2015 | 2020 | 2025 | 2030 | 2035 | 2040
BM | 0 | 0 | 0 | 0 | 0 | 0
CC | 0 | 0 | 0 | 0 | 0 | 0
CSP | 0 | 0 | 0 | 0 | 0 | 0
CT | 0 | 0 | 0 | 0 | 0 | 0
Coal | 0 | 0 | 0 | 0 | 0 | 0
Geo | 0 | 0 | 0 | 0 | 0 | 0
H | 0 | 0 | 0 | 0 | 0 | 0
LFG | 0 | 0 | 0 | 0 | 0 | 0
Nuc | 0 | 0 | 0 | 0 | 0 | 0
PS | 0 | 0 | 0 | 0 | 0 | 0
PV | 0 | 0 | 0 | 0 | 0 | 0
PeakG | 0 | 0 | 0 | 0 | 0 | 0
PeakO | 0 | 0 | 0 | 0 | 0 | 0
ST | 0 | 0 | 0 | 0 | 0 | 0
STOG | 0 | 0 | 0 | 0 | 0 | 0
STWD | 0 | 0 | 0 | 0 | 0 | 0
WT | 0 | 0 | 0 | 0 | 0 | 0
IGCC | 0 | 0 | 0 | 0 | 0 | 0
DemandResponse | 0 | 0 | 0 | 0 | 0 | 0
IGCC-CCS | 0 | 0 | 0 | 0 | 0 | 0
WT_off | 0 | 0 | 0 | 0 | 0 | 0
PseudoUnit | 0 | 0 | 0 | 0 | 0 | 0
FixedInterchange | 0 | 0 | 0 | 0 | 0 | 0
Emission Cost by Reporting Type: HQ_IESO
ReportingType | 2015 | 2020 | 2025 | 2030 | 2035 | 2040
BM | 0 | 0 | 0 | 0 | 0 | 0
CC | 0 | 0 | 0 | 0 | 0 | 0
CSP | 0 | 0 | 0 | 0 | 0 | 0
CT | 0 | 0 | 0 | 0 | 0 | 0
Coal | 0 | 0 | 0 | 0 | 0 | 0
Geo | 0 | 0 | 0 | 0 | 0 | 0
H | 0 | 0 | 0 | 0 | 0 | 0
LFG | 0 | 0 | 0 | 0 | 0 | 0
Nuc | 0 | 0 | 0 | 0 | 0 | 0
PS | 0 | 0 | 0 | 0 | 0 | 0
PV | 0 | 0 | 0 | 0 | 0 | 0
PeakG | 0 | 0 | 0 | 0 | 0 | 0
PeakO | 0 | 0 | 0 | 0 | 0 | 0
ST | 0 | 0 | 0 | 0 | 0 | 0
STOG | 0 | 0 | 0 | 0 | 0 | 0
STWD | 0 | 0 | 0 | 0 | 0 | 0
WT | 0 | 0 | 0 | 0 | 0 | 0
IGCC | 0 | 0 | 0 | 0 | 0 | 0
DemandResponse | 0 | 0 | 0 | 0 | 0 | 0
IGCC-CCS | 0 | 0 | 0 | 0 | 0 | 0
WT_off | 0 | 0 | 0 | 0 | 0 | 0
PseudoUnit | 0 | 0 | 0 | 0 | 0 | 0
FixedInterchange | 0 | 0 | 0 | 0 | 0 | 0
Emission Cost by Reporting Type: HQ_NEISO
ReportingType | 2015 | 2020 | 2025 | 2030 | 2035 | 2040
BM | 0 | 0 | 0 | 0 | 0 | 0
CC | 0 | 0 | 0 | 0 | 0 | 0
CSP | 0 | 0 | 0 | 0 | 0 | 0
CT | 0 | 0 | 0 | 0 | 0 | 0
Coal | 0 | 0 | 0 | 0 | 0 | 0
Geo | 0 | 0 | 0 | 0 | 0 | 0
H | 0 | 0 | 0 | 0 | 0 | 0
LFG | 0 | 0 | 0 | 0 | 0 | 0
Nuc | 0 | 0 | 0 | 0 | 0 | 0
PS | 0 | 0 | 0 | 0 | 0 | 0
PV | 0 | 0 | 0 | 0 | 0 | 0
PeakG | 0 | 0 | 0 | 0 | 0 | 0
PeakO | 0 | 0 | 0 | 0 | 0 | 0
ST | 0 | 0 | 0 | 0 | 0 | 0
STOG | 0 | 0 | 0 | 0 | 0 | 0
STWD | 0 | 0 | 0 | 0 | 0 | 0
WT | 0 | 0 | 0 | 0 | 0 | 0
IGCC | 0 | 0 | 0 | 0 | 0 | 0
DemandResponse | 0 | 0 | 0 | 0 | 0 | 0
IGCC-CCS | 0 | 0 | 0 | 0 | 0 | 0
WT_off | 0 | 0 | 0 | 0 | 0 | 0
PseudoUnit | 0 | 0 | 0 | 0 | 0 | 0
FixedInterchange | 0 | 0 | 0 | 0 | 0 | 0
Emission Cost by Reporting Type: HQ_NY
ReportingType | 2015 | 2020 | 2025 | 2030 | 2035 | 2040
BM | 0 | 0 | 0 | 0 | 0 | 0
CC | 0 | 0 | 0 | 0 | 0 | 0
CSP | 0 | 0 | 0 | 0 | 0 | 0
CT | 0 | 0 | 0 | 0 | 0 | 0
Coal | 0 | 0 | 0 | 0 | 0 | 0
Geo | 0 | 0 | 0 | 0 | 0 | 0
H | 0 | 0 | 0 | 0 | 0 | 0
LFG | 0 | 0 | 0 | 0 | 0 | 0
Nuc | 0 | 0 | 0 | 0 | 0 | 0
PS | 0 | 0 | 0 | 0 | 0 | 0
PV | 0 | 0 | 0 | 0 | 0 | 0
PeakG | 0 | 0 | 0 | 0 | 0 | 0
PeakO | 0 | 0 | 0 | 0 | 0 | 0
ST | 0 | 0 | 0 | 0 | 0 | 0
STOG | 0 | 0 | 0 | 0 | 0 | 0
STWD | 0 | 0 | 0 | 0 | 0 | 0
WT | 0 | 0 | 0 | 0 | 0 | 0
IGCC | 0 | 0 | 0 | 0 | 0 | 0
DemandResponse | 0 | 0 | 0 | 0 | 0 | 0
IGCC-CCS | 0 | 0 | 0 | 0 | 0 | 0
WT_off | 0 | 0 | 0 | 0 | 0 | 0
PseudoUnit | 0 | 0 | 0 | 0 | 0 | 0
FixedInterchange | 0 | 0 | 0 | 0 | 0 | 0
Emission Cost by Reporting Type: MARITIMES
ReportingType | 2015 | 2020 | 2025 | 2030 | 2035 | 2040
BM | 0 | 0 | 0 | 0 | 0 | 0
CC | 0 | 0 | 0 | 0 | 0 | 0
CSP | 0 | 0 | 0 | 0 | 0 | 0
CT | 0 | 0 | 0 | 0 | 0 | 0
Coal | 0 | 0 | 0 | 0 | 0 | 0
Geo | 0 | 0 | 0 | 0 | 0 | 0
H | 0 | 0 | 0 | 0 | 0 | 0
LFG | 0 | 0 | 0 | 0 | 0 | 0
Nuc | 0 | 0 | 0 | 0 | 0 | 0
PS | 0 | 0 | 0 | 0 | 0 | 0
PV | 0 | 0 | 0 | 0 | 0 | 0
PeakG | 0 | 0 | 0 | 0 | 0 | 0
PeakO | 0 | 0 | 0 | 0 | 0 | 0
ST | 0 | 0 | 0 | 0 | 0 | 0
STOG | 0 | 0 | 0 | 0 | 0 | 0
STWD | 0 | 0 | 0 | 0 | 0 | 0
WT | 0 | 0 | 0 | 0 | 0 | 0
IGCC | 0 | 0 | 0 | 0 | 0 | 0
DemandResponse | 0 | 0 | 0 | 0 | 0 | 0
IGCC-CCS | 0 | 0 | 0 | 0 | 0 | 0
WT_off | 0 | 0 | 0 | 0 | 0 | 0
PseudoUnit | 0 | 0 | 0 | 0 | 0 | 0
FixedInterchange | 0 | 0 | 0 | 0 | 0 | 0
Emission Cost by Reporting Type: All
ReportingType | 2015 | 2020 | 2025 | 2030 | 2035 | 2040
BM | 0 | 0 | 0 | 0 | 0 | 0
CC | 0 | 0 | 0 | 0 | 0 | 0
CSP | 0 | 0 | 0 | 0 | 0 | 0
CT | 0 | 0 | 0 | 0 | 0 | 0
Coal | 559.75 | 0 | 0 | 0 | 0 | 0
Geo | 0 | 0 | 0 | 0 | 0 | 0
H | 0 | 0 | 0 | 0 | 0 | 0
LFG | 0 | 0 | 0 | 0 | 0 | 0
Nuc | 0 | 0 | 0 | 0 | 0 | 0
PS | 0 | 0 | 0 | 0 | 0 | 0
PV | 0 | 0 | 0 | 0 | 0 | 0
PeakG | 0 | 0 | 0 | 0 | 0 | 0
PeakO | 0 | 0 | 0 | 0 | 0 | 0
ST | 0 | 0 | 0 | 0 | 0 | 0
STOG | 0 | 0 | 0 | 0 | 0 | 0
STWD | 0 | 0 | 0 | 0 | 0 | 0
WT | 0 | 0 | 0 | 0 | 0 | 0
IGCC | 0.25 | 0 | 0 | 0 | 0 | 0
DemandResponse | 0 | 0 | 0 | 0 | 0 | 0
IGCC-CCS | 0 | 0 | 0 | 0 | 0 | 0
WT_off | 0 | 0 | 0 | 0 | 0 | 0
PseudoUnit | 0 | 0 | 0 | 0 | 0 | 0
FixedInterchange | 0 | 0 | 0 | 0 | 0 | 0
Emission Cost by Reporting Type: EI_US
ReportingType | 2015 | 2020 | 2025 | 2030 | 2035 | 2040
BM | 0 | 0 | 0 | 0 | 0 | 0
CC | 0 | 0 | 0 | 0 | 0 | 0
CSP | 0 | 0 | 0 | 0 | 0 | 0
CT | 0 | 0 | 0 | 0 | 0 | 0
Coal | 526.55 | 0 | 0 | 0 | 0 | 0
Geo | 0 | 0 | 0 | 0 | 0 | 0
H | 0 | 0 | 0 | 0 | 0 | 0
LFG | 0 | 0 | 0 | 0 | 0 | 0
Nuc | 0 | 0 | 0 | 0 | 0 | 0
PS | 0 | 0 | 0 | 0 | 0 | 0
PV | 0 | 0 | 0 | 0 | 0 | 0
PeakG | 0 | 0 | 0 | 0 | 0 | 0
PeakO | 0 | 0 | 0 | 0 | 0 | 0
ST | 0 | 0 | 0 | 0 | 0 | 0
STOG | 0 | 0 | 0 | 0 | 0 | 0
STWD | 0 | 0 | 0 | 0 | 0 | 0
WT | 0 | 0 | 0 | 0 | 0 | 0
IGCC | 0.25 | 0 | 0 | 0 | 0 | 0
DemandResponse | 0 | 0 | 0 | 0 | 0 | 0
IGCC-CCS | 0 | 0 | 0 | 0 | 0 | 0
WT_off | 0 | 0 | 0 | 0 | 0 | 0
PseudoUnit | 0 | 0 | 0 | 0 | 0 | 0
FixedInterchange | 0 | 0 | 0 | 0 | 0 | 0
Emission Cost by Reporting Type: EI_Canada
ReportingType | 2015 | 2020 | 2025 | 2030 | 2035 | 2040
BM | 0 | 0 | 0 | 0 | 0 | 0
CC | 0 | 0 | 0 | 0 | 0 | 0
CSP | 0 | 0 | 0 | 0 | 0 | 0
CT | 0 | 0 | 0 | 0 | 0 | 0
Coal | 0 | 0 | 0 | 0 | 0 | 0
Geo | 0 | 0 | 0 | 0 | 0 | 0
H | 0 | 0 | 0 | 0 | 0 | 0
LFG | 0 | 0 | 0 | 0 | 0 | 0
Nuc | 0 | 0 | 0 | 0 | 0 | 0
PS | 0 | 0 | 0 | 0 | 0 | 0
PV | 0 | 0 | 0 | 0 | 0 | 0
PeakG | 0 | 0 | 0 | 0 | 0 | 0
PeakO | 0 | 0 | 0 | 0 | 0 | 0
ST | 0 | 0 | 0 | 0 | 0 | 0
STOG | 0 | 0 | 0 | 0 | 0 | 0
STWD | 0 | 0 | 0 | 0 | 0 | 0
WT | 0 | 0 | 0 | 0 | 0 | 0
IGCC | 0 | 0 | 0 | 0 | 0 | 0
DemandResponse | 0 | 0 | 0 | 0 | 0 | 0
IGCC-CCS | 0 | 0 | 0 | 0 | 0 | 0
WT_off | 0 | 0 | 0 | 0 | 0 | 0
PseudoUnit | 0 | 0 | 0 | 0 | 0 | 0
FixedInterchange | 0 | 0 | 0 | 0 | 0 | 0
Emission Cost by Reporting Type: EI
ReportingType | 2015 | 2020 | 2025 | 2030 | 2035 | 2040
BM | 0 | 0 | 0 | 0 | 0 | 0
CC | 0 | 0 | 0 | 0 | 0 | 0
CSP | 0 | 0 | 0 | 0 | 0 | 0
CT | 0 | 0 | 0 | 0 | 0 | 0
Coal | 526.55 | 0 | 0 | 0 | 0 | 0
Geo | 0 | 0 | 0 | 0 | 0 | 0
H | 0 | 0 | 0 | 0 | 0 | 0
LFG | 0 | 0 | 0 | 0 | 0 | 0
Nuc | 0 | 0 | 0 | 0 | 0 | 0
PS | 0 | 0 | 0 | 0 | 0 | 0
PV | 0 | 0 | 0 | 0 | 0 | 0
PeakG | 0 | 0 | 0 | 0 | 0 | 0
PeakO | 0 | 0 | 0 | 0 | 0 | 0
ST | 0 | 0 | 0 | 0 | 0 | 0
STOG | 0 | 0 | 0 | 0 | 0 | 0
STWD | 0 | 0 | 0 | 0 | 0 | 0
WT | 0 | 0 | 0 | 0 | 0 | 0
IGCC | 0.25 | 0 | 0 | 0 | 0 | 0
DemandResponse | 0 | 0 | 0 | 0 | 0 | 0
IGCC-CCS | 0 | 0 | 0 | 0 | 0 | 0
WT_off | 0 | 0 | 0 | 0 | 0 | 0
PseudoUnit | 0 | 0 | 0 | 0 | 0 | 0
FixedInterchange | 0 | 0 | 0 | 0 | 0 | 0
Emission Cost by Reporting Type: Outside_EI
ReportingType | 2015 | 2020 | 2025 | 2030 | 2035 | 2040
BM | 0 | 0 | 0 | 0 | 0 | 0
CC | 0 | 0 | 0 | 0 | 0 | 0
CSP | 0 | 0 | 0 | 0 | 0 | 0
CT | 0 | 0 | 0 | 0 | 0 | 0
Coal | 33.2 | 0 | 0 | 0 | 0 | 0
Geo | 0 | 0 | 0 | 0 | 0 | 0
H | 0 | 0 | 0 | 0 | 0 | 0
LFG | 0 | 0 | 0 | 0 | 0 | 0
Nuc | 0 | 0 | 0 | 0 | 0 | 0
PS | 0 | 0 | 0 | 0 | 0 | 0
PV | 0 | 0 | 0 | 0 | 0 | 0
PeakG | 0 | 0 | 0 | 0 | 0 | 0
PeakO | 0 | 0 | 0 | 0 | 0 | 0
ST | 0 | 0 | 0 | 0 | 0 | 0
STOG | 0 | 0 | 0 | 0 | 0 | 0
STWD | 0 | 0 | 0 | 0 | 0 | 0
WT | 0 | 0 | 0 | 0 | 0 | 0
IGCC | 0 | 0 | 0 | 0 | 0 | 0
DemandResponse | 0 | 0 | 0 | 0 | 0 | 0
IGCC-CCS | 0 | 0 | 0 | 0 | 0 | 0
WT_off | 0 | 0 | 0 | 0 | 0 | 0
PseudoUnit | 0 | 0 | 0 | 0 | 0 | 0
FixedInterchange | 0 | 0 | 0 | 0 | 0 | 0
==== Emission Program: CAIRNoxSeasonal : (NOx) ====
Emission Cost by Reporting Type: Entergy
ReportingType | 2015 | 2020 | 2025 | 2030 | 2035 | 2040
BM | 0 | 0 | 0 | 0 | 0 | 0
CC | 0 | 0 | 0 | 0 | 0 | 0
CSP | 0 | 0 | 0 | 0 | 0 | 0
CT | 0 | 0 | 0 | 0 | 0 | 0
Coal | 0 | 0 | 0 | 0 | 0 | 0
Geo | 0 | 0 | 0 | 0 | 0 | 0
H | 0 | 0 | 0 | 0 | 0 | 0
LFG | 0 | 0 | 0 | 0 | 0 | 0
Nuc | 0 | 0 | 0 | 0 | 0 | 0
PS | 0 | 0 | 0 | 0 | 0 | 0
PV | 0 | 0 | 0 | 0 | 0 | 0
PeakG | 0 | 0 | 0 | 0 | 0 | 0
PeakO | 0 | 0 | 0 | 0 | 0 | 0
ST | 0 | 0 | 0 | 0 | 0 | 0
STOG | 0 | 0 | 0 | 0 | 0 | 0
STWD | 0 | 0 | 0 | 0 | 0 | 0
WT | 0 | 0 | 0 | 0 | 0 | 0
IGCC | 0 | 0 | 0 | 0 | 0 | 0
DemandResponse | 0 | 0 | 0 | 0 | 0 | 0
IGCC-CCS | 0 | 0 | 0 | 0 | 0 | 0
WT_off | 0 | 0 | 0 | 0 | 0 | 0
PseudoUnit | 0 | 0 | 0 | 0 | 0 | 0
FixedInterchange | 0 | 0 | 0 | 0 | 0 | 0
Emission Cost by Reporting Type: FRCC
ReportingType | 2015 | 2020 | 2025 | 2030 | 2035 | 2040
BM | 0 | 0 | 0 | 0 | 0 | 0
CC | 0 | 0 | 0 | 0 | 0 | 0
CSP | 0 | 0 | 0 | 0 | 0 | 0
CT | 0 | 0 | 0 | 0 | 0 | 0
Coal | 0 | 0 | 0 | 0 | 0 | 0
Geo | 0 | 0 | 0 | 0 | 0 | 0
H | 0 | 0 | 0 | 0 | 0 | 0
LFG | 0 | 0 | 0 | 0 | 0 | 0
Nuc | 0 | 0 | 0 | 0 | 0 | 0
PS | 0 | 0 | 0 | 0 | 0 | 0
PV | 0 | 0 | 0 | 0 | 0 | 0
PeakG | 0 | 0 | 0 | 0 | 0 | 0
PeakO | 0 | 0 | 0 | 0 | 0 | 0
ST | 0 | 0 | 0 | 0 | 0 | 0
STOG | 0 | 0 | 0 | 0 | 0 | 0
STWD | 0 | 0 | 0 | 0 | 0 | 0
WT | 0 | 0 | 0 | 0 | 0 | 0
IGCC | 0 | 0 | 0 | 0 | 0 | 0
DemandResponse | 0 | 0 | 0 | 0 | 0 | 0
IGCC-CCS | 0 | 0 | 0 | 0 | 0 | 0
WT_off | 0 | 0 | 0 | 0 | 0 | 0
PseudoUnit | 0 | 0 | 0 | 0 | 0 | 0
FixedInterchange | 0 | 0 | 0 | 0 | 0 | 0
Emission Cost by Reporting Type: MAPP_US
ReportingType | 2015 | 2020 | 2025 | 2030 | 2035 | 2040
BM | 0 | 0 | 0 | 0 | 0 | 0
CC | 0 | 0 | 0 | 0 | 0 | 0
CSP | 0 | 0 | 0 | 0 | 0 | 0
CT | 0 | 0 | 0 | 0 | 0 | 0
Coal | 0 | 0 | 0 | 0 | 0 | 0
Geo | 0 | 0 | 0 | 0 | 0 | 0
H | 0 | 0 | 0 | 0 | 0 | 0
LFG | 0 | 0 | 0 | 0 | 0 | 0
Nuc | 0 | 0 | 0 | 0 | 0 | 0
PS | 0 | 0 | 0 | 0 | 0 | 0
PV | 0 | 0 | 0 | 0 | 0 | 0
PeakG | 0 | 0 | 0 | 0 | 0 | 0
PeakO | 0 | 0 | 0 | 0 | 0 | 0
ST | 0 | 0 | 0 | 0 | 0 | 0
STOG | 0 | 0 | 0 | 0 | 0 | 0
STWD | 0 | 0 | 0 | 0 | 0 | 0
WT | 0 | 0 | 0 | 0 | 0 | 0
IGCC | 0 | 0 | 0 | 0 | 0 | 0
DemandResponse | 0 | 0 | 0 | 0 | 0 | 0
IGCC-CCS | 0 | 0 | 0 | 0 | 0 | 0
WT_off | 0 | 0 | 0 | 0 | 0 | 0
PseudoUnit | 0 | 0 | 0 | 0 | 0 | 0
FixedInterchange | 0 | 0 | 0 | 0 | 0 | 0
Emission Cost by Reporting Type: MISO_IN
ReportingType | 2015 | 2020 | 2025 | 2030 | 2035 | 2040
BM | 0 | 0 | 0 | 0 | 0 | 0
CC | 0 | 0 | 0 | 0 | 0 | 0
CSP | 0 | 0 | 0 | 0 | 0 | 0
CT | 0 | 0 | 0 | 0 | 0 | 0
Coal | 0 | 0 | 0 | 0 | 0 | 0
Geo | 0 | 0 | 0 | 0 | 0 | 0
H | 0 | 0 | 0 | 0 | 0 | 0
LFG | 0 | 0 | 0 | 0 | 0 | 0
Nuc | 0 | 0 | 0 | 0 | 0 | 0
PS | 0 | 0 | 0 | 0 | 0 | 0
PV | 0 | 0 | 0 | 0 | 0 | 0
PeakG | 0 | 0 | 0 | 0 | 0 | 0
PeakO | 0 | 0 | 0 | 0 | 0 | 0
ST | 0 | 0 | 0 | 0 | 0 | 0
STOG | 0 | 0 | 0 | 0 | 0 | 0
STWD | 0 | 0 | 0 | 0 | 0 | 0
WT | 0 | 0 | 0 | 0 | 0 | 0
IGCC | 0 | 0 | 0 | 0 | 0 | 0
DemandResponse | 0 | 0 | 0 | 0 | 0 | 0
IGCC-CCS | 0 | 0 | 0 | 0 | 0 | 0
WT_off | 0 | 0 | 0 | 0 | 0 | 0
PseudoUnit | 0 | 0 | 0 | 0 | 0 | 0
FixedInterchange | 0 | 0 | 0 | 0 | 0 | 0
Emission Cost by Reporting Type: MISO_MI
ReportingType | 2015 | 2020 | 2025 | 2030 | 2035 | 2040
BM | 0 | 0 | 0 | 0 | 0 | 0
CC | 0 | 0 | 0 | 0 | 0 | 0
CSP | 0 | 0 | 0 | 0 | 0 | 0
CT | 0 | 0 | 0 | 0 | 0 | 0
Coal | 0 | 0 | 0 | 0 | 0 | 0
Geo | 0 | 0 | 0 | 0 | 0 | 0
H | 0 | 0 | 0 | 0 | 0 | 0
LFG | 0 | 0 | 0 | 0 | 0 | 0
Nuc | 0 | 0 | 0 | 0 | 0 | 0
PS | 0 | 0 | 0 | 0 | 0 | 0
PV | 0 | 0 | 0 | 0 | 0 | 0
PeakG | 0 | 0 | 0 | 0 | 0 | 0
PeakO | 0 | 0 | 0 | 0 | 0 | 0
ST | 0 | 0 | 0 | 0 | 0 | 0
STOG | 0 | 0 | 0 | 0 | 0 | 0
STWD | 0 | 0 | 0 | 0 | 0 | 0
WT | 0 | 0 | 0 | 0 | 0 | 0
IGCC | 0 | 0 | 0 | 0 | 0 | 0
DemandResponse | 0 | 0 | 0 | 0 | 0 | 0
IGCC-CCS | 0 | 0 | 0 | 0 | 0 | 0
WT_off | 0 | 0 | 0 | 0 | 0 | 0
PseudoUnit | 0 | 0 | 0 | 0 | 0 | 0
FixedInterchange | 0 | 0 | 0 | 0 | 0 | 0
Emission Cost by Reporting Type: MISO_MO-IL
ReportingType | 2015 | 2020 | 2025 | 2030 | 2035 | 2040
BM | 0 | 0 | 0 | 0 | 0 | 0
CC | 0 | 0 | 0 | 0 | 0 | 0
CSP | 0 | 0 | 0 | 0 | 0 | 0
CT | 0 | 0 | 0 | 0 | 0 | 0
Coal | 0 | 0 | 0 | 0 | 0 | 0
Geo | 0 | 0 | 0 | 0 | 0 | 0
H | 0 | 0 | 0 | 0 | 0 | 0
LFG | 0 | 0 | 0 | 0 | 0 | 0
Nuc | 0 | 0 | 0 | 0 | 0 | 0
PS | 0 | 0 | 0 | 0 | 0 | 0
PV | 0 | 0 | 0 | 0 | 0 | 0
PeakG | 0 | 0 | 0 | 0 | 0 | 0
PeakO | 0 | 0 | 0 | 0 | 0 | 0
ST | 0 | 0 | 0 | 0 | 0 | 0
STOG | 0 | 0 | 0 | 0 | 0 | 0
STWD | 0 | 0 | 0 | 0 | 0 | 0
WT | 0 | 0 | 0 | 0 | 0 | 0
IGCC | 0 | 0 | 0 | 0 | 0 | 0
DemandResponse | 0 | 0 | 0 | 0 | 0 | 0
IGCC-CCS | 0 | 0 | 0 | 0 | 0 | 0
WT_off | 0 | 0 | 0 | 0 | 0 | 0
PseudoUnit | 0 | 0 | 0 | 0 | 0 | 0
FixedInterchange | 0 | 0 | 0 | 0 | 0 | 0
Emission Cost by Reporting Type: MISO_W
ReportingType | 2015 | 2020 | 2025 | 2030 | 2035 | 2040
BM | 0 | 0 | 0 | 0 | 0 | 0
CC | 0 | 0 | 0 | 0 | 0 | 0
CSP | 0 | 0 | 0 | 0 | 0 | 0
CT | 0 | 0 | 0 | 0 | 0 | 0
Coal | 0 | 0 | 0 | 0 | 0 | 0
Geo | 0 | 0 | 0 | 0 | 0 | 0
H | 0 | 0 | 0 | 0 | 0 | 0
LFG | 0 | 0 | 0 | 0 | 0 | 0
Nuc | 0 | 0 | 0 | 0 | 0 | 0
PS | 0 | 0 | 0 | 0 | 0 | 0
PV | 0 | 0 | 0 | 0 | 0 | 0
PeakG | 0 | 0 | 0 | 0 | 0 | 0
PeakO | 0 | 0 | 0 | 0 | 0 | 0
ST | 0 | 0 | 0 | 0 | 0 | 0
STOG | 0 | 0 | 0 | 0 | 0 | 0
STWD | 0 | 0 | 0 | 0 | 0 | 0
WT | 0 | 0 | 0 | 0 | 0 | 0
IGCC | 0 | 0 | 0 | 0 | 0 | 0
DemandResponse | 0 | 0 | 0 | 0 | 0 | 0
IGCC-CCS | 0 | 0 | 0 | 0 | 0 | 0
WT_off | 0 | 0 | 0 | 0 | 0 | 0
PseudoUnit | 0 | 0 | 0 | 0 | 0 | 0
FixedInterchange | 0 | 0 | 0 | 0 | 0 | 0
Emission Cost by Reporting Type: MISO_WUMS
ReportingType | 2015 | 2020 | 2025 | 2030 | 2035 | 2040
BM | 0 | 0 | 0 | 0 | 0 | 0
CC | 0 | 0 | 0 | 0 | 0 | 0
CSP | 0 | 0 | 0 | 0 | 0 | 0
CT | 0 | 0 | 0 | 0 | 0 | 0
Coal | 0 | 0 | 0 | 0 | 0 | 0
Geo | 0 | 0 | 0 | 0 | 0 | 0
H | 0 | 0 | 0 | 0 | 0 | 0
LFG | 0 | 0 | 0 | 0 | 0 | 0
Nuc | 0 | 0 | 0 | 0 | 0 | 0
PS | 0 | 0 | 0 | 0 | 0 | 0
PV | 0 | 0 | 0 | 0 | 0 | 0
PeakG | 0 | 0 | 0 | 0 | 0 | 0
PeakO | 0 | 0 | 0 | 0 | 0 | 0
ST | 0 | 0 | 0 | 0 | 0 | 0
STOG | 0 | 0 | 0 | 0 | 0 | 0
STWD | 0 | 0 | 0 | 0 | 0 | 0
WT | 0 | 0 | 0 | 0 | 0 | 0
IGCC | 0 | 0 | 0 | 0 | 0 | 0
DemandResponse | 0 | 0 | 0 | 0 | 0 | 0
IGCC-CCS | 0 | 0 | 0 | 0 | 0 | 0
WT_off | 0 | 0 | 0 | 0 | 0 | 0
PseudoUnit | 0 | 0 | 0 | 0 | 0 | 0
FixedInterchange | 0 | 0 | 0 | 0 | 0 | 0
Emission Cost by Reporting Type: Nebraska
ReportingType | 2015 | 2020 | 2025 | 2030 | 2035 | 2040
BM | 0 | 0 | 0 | 0 | 0 | 0
CC | 0 | 0 | 0 | 0 | 0 | 0
CSP | 0 | 0 | 0 | 0 | 0 | 0
CT | 0 | 0 | 0 | 0 | 0 | 0
Coal | 0 | 0 | 0 | 0 | 0 | 0
Geo | 0 | 0 | 0 | 0 | 0 | 0
H | 0 | 0 | 0 | 0 | 0 | 0
LFG | 0 | 0 | 0 | 0 | 0 | 0
Nuc | 0 | 0 | 0 | 0 | 0 | 0
PS | 0 | 0 | 0 | 0 | 0 | 0
PV | 0 | 0 | 0 | 0 | 0 | 0
PeakG | 0 | 0 | 0 | 0 | 0 | 0
PeakO | 0 | 0 | 0 | 0 | 0 | 0
ST | 0 | 0 | 0 | 0 | 0 | 0
STOG | 0 | 0 | 0 | 0 | 0 | 0
STWD | 0 | 0 | 0 | 0 | 0 | 0
WT | 0 | 0 | 0 | 0 | 0 | 0
IGCC | 0 | 0 | 0 | 0 | 0 | 0
DemandResponse | 0 | 0 | 0 | 0 | 0 | 0
IGCC-CCS | 0 | 0 | 0 | 0 | 0 | 0
WT_off | 0 | 0 | 0 | 0 | 0 | 0
PseudoUnit | 0 | 0 | 0 | 0 | 0 | 0
FixedInterchange | 0 | 0 | 0 | 0 | 0 | 0
Emission Cost by Reporting Type: NEISO
ReportingType | 2015 | 2020 | 2025 | 2030 | 2035 | 2040
BM | 0 | 0 | 0 | 0 | 0 | 0
CC | 0 | 0 | 0 | 0 | 0 | 0
CSP | 0 | 0 | 0 | 0 | 0 | 0
CT | 0 | 0 | 0 | 0 | 0 | 0
Coal | 0 | 0 | 0 | 0 | 0 | 0
Geo | 0 | 0 | 0 | 0 | 0 | 0
H | 0 | 0 | 0 | 0 | 0 | 0
LFG | 0 | 0 | 0 | 0 | 0 | 0
Nuc | 0 | 0 | 0 | 0 | 0 | 0
PS | 0 | 0 | 0 | 0 | 0 | 0
PV | 0 | 0 | 0 | 0 | 0 | 0
PeakG | 0 | 0 | 0 | 0 | 0 | 0
PeakO | 0 | 0 | 0 | 0 | 0 | 0
ST | 0 | 0 | 0 | 0 | 0 | 0
STOG | 0 | 0 | 0 | 0 | 0 | 0
STWD | 0 | 0 | 0 | 0 | 0 | 0
WT | 0 | 0 | 0 | 0 | 0 | 0
IGCC | 0 | 0 | 0 | 0 | 0 | 0
DemandResponse | 0 | 0 | 0 | 0 | 0 | 0
IGCC-CCS | 0 | 0 | 0 | 0 | 0 | 0
WT_off | 0 | 0 | 0 | 0 | 0 | 0
PseudoUnit | 0 | 0 | 0 | 0 | 0 | 0
FixedInterchange | 0 | 0 | 0 | 0 | 0 | 0
Emission Cost by Reporting Type: NonRTO_Midwest
ReportingType | 2015 | 2020 | 2025 | 2030 | 2035 | 2040
BM | 0 | 0 | 0 | 0 | 0 | 0
CC | 0 | 0 | 0 | 0 | 0 | 0
CSP | 0 | 0 | 0 | 0 | 0 | 0
CT | 0 | 0 | 0 | 0 | 0 | 0
Coal | 0 | 0 | 0 | 0 | 0 | 0
Geo | 0 | 0 | 0 | 0 | 0 | 0
H | 0 | 0 | 0 | 0 | 0 | 0
LFG | 0 | 0 | 0 | 0 | 0 | 0
Nuc | 0 | 0 | 0 | 0 | 0 | 0
PS | 0 | 0 | 0 | 0 | 0 | 0
PV | 0 | 0 | 0 | 0 | 0 | 0
PeakG | 0 | 0 | 0 | 0 | 0 | 0
PeakO | 0 | 0 | 0 | 0 | 0 | 0
ST | 0 | 0 | 0 | 0 | 0 | 0
STOG | 0 | 0 | 0 | 0 | 0 | 0
STWD | 0 | 0 | 0 | 0 | 0 | 0
WT | 0 | 0 | 0 | 0 | 0 | 0
IGCC | 0 | 0 | 0 | 0 | 0 | 0
DemandResponse | 0 | 0 | 0 | 0 | 0 | 0
IGCC-CCS | 0 | 0 | 0 | 0 | 0 | 0
WT_off | 0 | 0 | 0 | 0 | 0 | 0
PseudoUnit | 0 | 0 | 0 | 0 | 0 | 0
FixedInterchange | 0 | 0 | 0 | 0 | 0 | 0
Emission Cost by Reporting Type: NYISO_A-F
ReportingType | 2015 | 2020 | 2025 | 2030 | 2035 | 2040
BM | 0 | 0 | 0 | 0 | 0 | 0
CC | 0 | 0 | 0 | 0 | 0 | 0
CSP | 0 | 0 | 0 | 0 | 0 | 0
CT | 0 | 0 | 0 | 0 | 0 | 0
Coal | 0 | 0 | 0 | 0 | 0 | 0
Geo | 0 | 0 | 0 | 0 | 0 | 0
H | 0 | 0 | 0 | 0 | 0 | 0
LFG | 0 | 0 | 0 | 0 | 0 | 0
Nuc | 0 | 0 | 0 | 0 | 0 | 0
PS | 0 | 0 | 0 | 0 | 0 | 0
PV | 0 | 0 | 0 | 0 | 0 | 0
PeakG | 0 | 0 | 0 | 0 | 0 | 0
PeakO | 0 | 0 | 0 | 0 | 0 | 0
ST | 0 | 0 | 0 | 0 | 0 | 0
STOG | 0 | 0 | 0 | 0 | 0 | 0
STWD | 0 | 0 | 0 | 0 | 0 | 0
WT | 0 | 0 | 0 | 0 | 0 | 0
IGCC | 0 | 0 | 0 | 0 | 0 | 0
DemandResponse | 0 | 0 | 0 | 0 | 0 | 0
IGCC-CCS | 0 | 0 | 0 | 0 | 0 | 0
WT_off | 0 | 0 | 0 | 0 | 0 | 0
PseudoUnit | 0 | 0 | 0 | 0 | 0 | 0
FixedInterchange | 0 | 0 | 0 | 0 | 0 | 0
Emission Cost by Reporting Type: NYISO_G-I
ReportingType | 2015 | 2020 | 2025 | 2030 | 2035 | 2040
BM | 0 | 0 | 0 | 0 | 0 | 0
CC | 0 | 0 | 0 | 0 | 0 | 0
CSP | 0 | 0 | 0 | 0 | 0 | 0
CT | 0 | 0 | 0 | 0 | 0 | 0
Coal | 0 | 0 | 0 | 0 | 0 | 0
Geo | 0 | 0 | 0 | 0 | 0 | 0
H | 0 | 0 | 0 | 0 | 0 | 0
LFG | 0 | 0 | 0 | 0 | 0 | 0
Nuc | 0 | 0 | 0 | 0 | 0 | 0
PS | 0 | 0 | 0 | 0 | 0 | 0
PV | 0 | 0 | 0 | 0 | 0 | 0
PeakG | 0 | 0 | 0 | 0 | 0 | 0
PeakO | 0 | 0 | 0 | 0 | 0 | 0
ST | 0 | 0 | 0 | 0 | 0 | 0
STOG | 0 | 0 | 0 | 0 | 0 | 0
STWD | 0 | 0 | 0 | 0 | 0 | 0
WT | 0 | 0 | 0 | 0 | 0 | 0
IGCC | 0 | 0 | 0 | 0 | 0 | 0
DemandResponse | 0 | 0 | 0 | 0 | 0 | 0
IGCC-CCS | 0 | 0 | 0 | 0 | 0 | 0
WT_off | 0 | 0 | 0 | 0 | 0 | 0
PseudoUnit | 0 | 0 | 0 | 0 | 0 | 0
FixedInterchange | 0 | 0 | 0 | 0 | 0 | 0
Emission Cost by Reporting Type: NYISO_J-K
ReportingType | 2015 | 2020 | 2025 | 2030 | 2035 | 2040
BM | 0 | 0 | 0 | 0 | 0 | 0
CC | 0 | 0 | 0 | 0 | 0 | 0
CSP | 0 | 0 | 0 | 0 | 0 | 0
CT | 0 | 0 | 0 | 0 | 0 | 0
Coal | 0 | 0 | 0 | 0 | 0 | 0
Geo | 0 | 0 | 0 | 0 | 0 | 0
H | 0 | 0 | 0 | 0 | 0 | 0
LFG | 0 | 0 | 0 | 0 | 0 | 0
Nuc | 0 | 0 | 0 | 0 | 0 | 0
PS | 0 | 0 | 0 | 0 | 0 | 0
PV | 0 | 0 | 0 | 0 | 0 | 0
PeakG | 0 | 0 | 0 | 0 | 0 | 0
PeakO | 0 | 0 | 0 | 0 | 0 | 0
ST | 0 | 0 | 0 | 0 | 0 | 0
STOG | 0 | 0 | 0 | 0 | 0 | 0
STWD | 0 | 0 | 0 | 0 | 0 | 0
WT | 0 | 0 | 0 | 0 | 0 | 0
IGCC | 0 | 0 | 0 | 0 | 0 | 0
DemandResponse | 0 | 0 | 0 | 0 | 0 | 0
IGCC-CCS | 0 | 0 | 0 | 0 | 0 | 0
WT_off | 0 | 0 | 0 | 0 | 0 | 0
PseudoUnit | 0 | 0 | 0 | 0 | 0 | 0
FixedInterchange | 0 | 0 | 0 | 0 | 0 | 0
Emission Cost by Reporting Type: PJM_E
ReportingType | 2015 | 2020 | 2025 | 2030 | 2035 | 2040
BM | 0 | 0 | 0 | 0 | 0 | 0
CC | 0 | 0 | 0 | 0 | 0 | 0
CSP | 0 | 0 | 0 | 0 | 0 | 0
CT | 0 | 0 | 0 | 0 | 0 | 0
Coal | 0 | 0 | 0 | 0 | 0 | 0
Geo | 0 | 0 | 0 | 0 | 0 | 0
H | 0 | 0 | 0 | 0 | 0 | 0
LFG | 0 | 0 | 0 | 0 | 0 | 0
Nuc | 0 | 0 | 0 | 0 | 0 | 0
PS | 0 | 0 | 0 | 0 | 0 | 0
PV | 0 | 0 | 0 | 0 | 0 | 0
PeakG | 0 | 0 | 0 | 0 | 0 | 0
PeakO | 0 | 0 | 0 | 0 | 0 | 0
ST | 0 | 0 | 0 | 0 | 0 | 0
STOG | 0 | 0 | 0 | 0 | 0 | 0
STWD | 0 | 0 | 0 | 0 | 0 | 0
WT | 0 | 0 | 0 | 0 | 0 | 0
IGCC | 0 | 0 | 0 | 0 | 0 | 0
DemandResponse | 0 | 0 | 0 | 0 | 0 | 0
IGCC-CCS | 0 | 0 | 0 | 0 | 0 | 0
WT_off | 0 | 0 | 0 | 0 | 0 | 0
PseudoUnit | 0 | 0 | 0 | 0 | 0 | 0
FixedInterchange | 0 | 0 | 0 | 0 | 0 | 0
Emission Cost by Reporting Type: PJM_ROM
ReportingType | 2015 | 2020 | 2025 | 2030 | 2035 | 2040
BM | 0 | 0 | 0 | 0 | 0 | 0
CC | 0 | 0 | 0 | 0 | 0 | 0
CSP | 0 | 0 | 0 | 0 | 0 | 0
CT | 0 | 0 | 0 | 0 | 0 | 0
Coal | 0 | 0 | 0 | 0 | 0 | 0
Geo | 0 | 0 | 0 | 0 | 0 | 0
H | 0 | 0 | 0 | 0 | 0 | 0
LFG | 0 | 0 | 0 | 0 | 0 | 0
Nuc | 0 | 0 | 0 | 0 | 0 | 0
PS | 0 | 0 | 0 | 0 | 0 | 0
PV | 0 | 0 | 0 | 0 | 0 | 0
PeakG | 0 | 0 | 0 | 0 | 0 | 0
PeakO | 0 | 0 | 0 | 0 | 0 | 0
ST | 0 | 0 | 0 | 0 | 0 | 0
STOG | 0 | 0 | 0 | 0 | 0 | 0
STWD | 0 | 0 | 0 | 0 | 0 | 0
WT | 0 | 0 | 0 | 0 | 0 | 0
IGCC | 0 | 0 | 0 | 0 | 0 | 0
DemandResponse | 0 | 0 | 0 | 0 | 0 | 0
IGCC-CCS | 0 | 0 | 0 | 0 | 0 | 0
WT_off | 0 | 0 | 0 | 0 | 0 | 0
PseudoUnit | 0 | 0 | 0 | 0 | 0 | 0
FixedInterchange | 0 | 0 | 0 | 0 | 0 | 0
Emission Cost by Reporting Type: PJM_ROR
ReportingType | 2015 | 2020 | 2025 | 2030 | 2035 | 2040
BM | 0 | 0 | 0 | 0 | 0 | 0
CC | 0 | 0 | 0 | 0 | 0 | 0
CSP | 0 | 0 | 0 | 0 | 0 | 0
CT | 0 | 0 | 0 | 0 | 0 | 0
Coal | 0 | 0 | 0 | 0 | 0 | 0
Geo | 0 | 0 | 0 | 0 | 0 | 0
H | 0 | 0 | 0 | 0 | 0 | 0
LFG | 0 | 0 | 0 | 0 | 0 | 0
Nuc | 0 | 0 | 0 | 0 | 0 | 0
PS | 0 | 0 | 0 | 0 | 0 | 0
PV | 0 | 0 | 0 | 0 | 0 | 0
PeakG | 0 | 0 | 0 | 0 | 0 | 0
PeakO | 0 | 0 | 0 | 0 | 0 | 0
ST | 0 | 0 | 0 | 0 | 0 | 0
STOG | 0 | 0 | 0 | 0 | 0 | 0
STWD | 0 | 0 | 0 | 0 | 0 | 0
WT | 0 | 0 | 0 | 0 | 0 | 0
IGCC | 0 | 0 | 0 | 0 | 0 | 0
DemandResponse | 0 | 0 | 0 | 0 | 0 | 0
IGCC-CCS | 0 | 0 | 0 | 0 | 0 | 0
WT_off | 0 | 0 | 0 | 0 | 0 | 0
PseudoUnit | 0 | 0 | 0 | 0 | 0 | 0
FixedInterchange | 0 | 0 | 0 | 0 | 0 | 0
Emission Cost by Reporting Type: SOCO
ReportingType | 2015 | 2020 | 2025 | 2030 | 2035 | 2040
BM | 0 | 0 | 0 | 0 | 0 | 0
CC | 0 | 0 | 0 | 0 | 0 | 0
CSP | 0 | 0 | 0 | 0 | 0 | 0
CT | 0 | 0 | 0 | 0 | 0 | 0
Coal | 0 | 0 | 0 | 0 | 0 | 0
Geo | 0 | 0 | 0 | 0 | 0 | 0
H | 0 | 0 | 0 | 0 | 0 | 0
LFG | 0 | 0 | 0 | 0 | 0 | 0
Nuc | 0 | 0 | 0 | 0 | 0 | 0
PS | 0 | 0 | 0 | 0 | 0 | 0
PV | 0 | 0 | 0 | 0 | 0 | 0
PeakG | 0 | 0 | 0 | 0 | 0 | 0
PeakO | 0 | 0 | 0 | 0 | 0 | 0
ST | 0 | 0 | 0 | 0 | 0 | 0
STOG | 0 | 0 | 0 | 0 | 0 | 0
STWD | 0 | 0 | 0 | 0 | 0 | 0
WT | 0 | 0 | 0 | 0 | 0 | 0
IGCC | 0 | 0 | 0 | 0 | 0 | 0
DemandResponse | 0 | 0 | 0 | 0 | 0 | 0
IGCC-CCS | 0 | 0 | 0 | 0 | 0 | 0
WT_off | 0 | 0 | 0 | 0 | 0 | 0
PseudoUnit | 0 | 0 | 0 | 0 | 0 | 0
FixedInterchange | 0 | 0 | 0 | 0 | 0 | 0
Emission Cost by Reporting Type: SPP_N
ReportingType | 2015 | 2020 | 2025 | 2030 | 2035 | 2040
BM | 0 | 0 | 0 | 0 | 0 | 0
CC | 0 | 0 | 0 | 0 | 0 | 0
CSP | 0 | 0 | 0 | 0 | 0 | 0
CT | 0 | 0 | 0 | 0 | 0 | 0
Coal | 0 | 0 | 0 | 0 | 0 | 0
Geo | 0 | 0 | 0 | 0 | 0 | 0
H | 0 | 0 | 0 | 0 | 0 | 0
LFG | 0 | 0 | 0 | 0 | 0 | 0
Nuc | 0 | 0 | 0 | 0 | 0 | 0
PS | 0 | 0 | 0 | 0 | 0 | 0
PV | 0 | 0 | 0 | 0 | 0 | 0
PeakG | 0 | 0 | 0 | 0 | 0 | 0
PeakO | 0 | 0 | 0 | 0 | 0 | 0
ST | 0 | 0 | 0 | 0 | 0 | 0
STOG | 0 | 0 | 0 | 0 | 0 | 0
STWD | 0 | 0 | 0 | 0 | 0 | 0
WT | 0 | 0 | 0 | 0 | 0 | 0
IGCC | 0 | 0 | 0 | 0 | 0 | 0
DemandResponse | 0 | 0 | 0 | 0 | 0 | 0
IGCC-CCS | 0 | 0 | 0 | 0 | 0 | 0
WT_off | 0 | 0 | 0 | 0 | 0 | 0
PseudoUnit | 0 | 0 | 0 | 0 | 0 | 0
FixedInterchange | 0 | 0 | 0 | 0 | 0 | 0
Emission Cost by Reporting Type: SPP_S
ReportingType | 2015 | 2020 | 2025 | 2030 | 2035 | 2040
BM | 0 | 0 | 0 | 0 | 0 | 0
CC | 0 | 0 | 0 | 0 | 0 | 0
CSP | 0 | 0 | 0 | 0 | 0 | 0
CT | 0 | 0 | 0 | 0 | 0 | 0
Coal | 0 | 0 | 0 | 0 | 0 | 0
Geo | 0 | 0 | 0 | 0 | 0 | 0
H | 0 | 0 | 0 | 0 | 0 | 0
LFG | 0 | 0 | 0 | 0 | 0 | 0
Nuc | 0 | 0 | 0 | 0 | 0 | 0
PS | 0 | 0 | 0 | 0 | 0 | 0
PV | 0 | 0 | 0 | 0 | 0 | 0
PeakG | 0 | 0 | 0 | 0 | 0 | 0
PeakO | 0 | 0 | 0 | 0 | 0 | 0
ST | 0 | 0 | 0 | 0 | 0 | 0
STOG | 0 | 0 | 0 | 0 | 0 | 0
STWD | 0 | 0 | 0 | 0 | 0 | 0
WT | 0 | 0 | 0 | 0 | 0 | 0
IGCC | 0 | 0 | 0 | 0 | 0 | 0
DemandResponse | 0 | 0 | 0 | 0 | 0 | 0
IGCC-CCS | 0 | 0 | 0 | 0 | 0 | 0
WT_off | 0 | 0 | 0 | 0 | 0 | 0
PseudoUnit | 0 | 0 | 0 | 0 | 0 | 0
FixedInterchange | 0 | 0 | 0 | 0 | 0 | 0
Emission Cost by Reporting Type: TVA
ReportingType | 2015 | 2020 | 2025 | 2030 | 2035 | 2040
BM | 0 | 0 | 0 | 0 | 0 | 0
CC | 0 | 0 | 0 | 0 | 0 | 0
CSP | 0 | 0 | 0 | 0 | 0 | 0
CT | 0 | 0 | 0 | 0 | 0 | 0
Coal | 0 | 0 | 0 | 0 | 0 | 0
Geo | 0 | 0 | 0 | 0 | 0 | 0
H | 0 | 0 | 0 | 0 | 0 | 0
LFG | 0 | 0 | 0 | 0 | 0 | 0
Nuc | 0 | 0 | 0 | 0 | 0 | 0
PS | 0 | 0 | 0 | 0 | 0 | 0
PV | 0 | 0 | 0 | 0 | 0 | 0
PeakG | 0 | 0 | 0 | 0 | 0 | 0
PeakO | 0 | 0 | 0 | 0 | 0 | 0
ST | 0 | 0 | 0 | 0 | 0 | 0
STOG | 0 | 0 | 0 | 0 | 0 | 0
STWD | 0 | 0 | 0 | 0 | 0 | 0
WT | 0 | 0 | 0 | 0 | 0 | 0
IGCC | 0 | 0 | 0 | 0 | 0 | 0
DemandResponse | 0 | 0 | 0 | 0 | 0 | 0
IGCC-CCS | 0 | 0 | 0 | 0 | 0 | 0
WT_off | 0 | 0 | 0 | 0 | 0 | 0
PseudoUnit | 0 | 0 | 0 | 0 | 0 | 0
FixedInterchange | 0 | 0 | 0 | 0 | 0 | 0
Emission Cost by Reporting Type: TVA_Transmission
ReportingType | 2015 | 2020 | 2025 | 2030 | 2035 | 2040
BM | 0 | 0 | 0 | 0 | 0 | 0
CC | 0 | 0 | 0 | 0 | 0 | 0
CSP | 0 | 0 | 0 | 0 | 0 | 0
CT | 0 | 0 | 0 | 0 | 0 | 0
Coal | 0 | 0 | 0 | 0 | 0 | 0
Geo | 0 | 0 | 0 | 0 | 0 | 0
H | 0 | 0 | 0 | 0 | 0 | 0
LFG | 0 | 0 | 0 | 0 | 0 | 0
Nuc | 0 | 0 | 0 | 0 | 0 | 0
PS | 0 | 0 | 0 | 0 | 0 | 0
PV | 0 | 0 | 0 | 0 | 0 | 0
PeakG | 0 | 0 | 0 | 0 | 0 | 0
PeakO | 0 | 0 | 0 | 0 | 0 | 0
ST | 0 | 0 | 0 | 0 | 0 | 0
STOG | 0 | 0 | 0 | 0 | 0 | 0
STWD | 0 | 0 | 0 | 0 | 0 | 0
WT | 0 | 0 | 0 | 0 | 0 | 0
IGCC | 0 | 0 | 0 | 0 | 0 | 0
DemandResponse | 0 | 0 | 0 | 0 | 0 | 0
IGCC-CCS | 0 | 0 | 0 | 0 | 0 | 0
WT_off | 0 | 0 | 0 | 0 | 0 | 0
PseudoUnit | 0 | 0 | 0 | 0 | 0 | 0
FixedInterchange | 0 | 0 | 0 | 0 | 0 | 0
Emission Cost by Reporting Type: VACAR
ReportingType | 2015 | 2020 | 2025 | 2030 | 2035 | 2040
BM | 0 | 0 | 0 | 0 | 0 | 0
CC | 0 | 0 | 0 | 0 | 0 | 0
CSP | 0 | 0 | 0 | 0 | 0 | 0
CT | 0 | 0 | 0 | 0 | 0 | 0
Coal | 0 | 0 | 0 | 0 | 0 | 0
Geo | 0 | 0 | 0 | 0 | 0 | 0
H | 0 | 0 | 0 | 0 | 0 | 0
LFG | 0 | 0 | 0 | 0 | 0 | 0
Nuc | 0 | 0 | 0 | 0 | 0 | 0
PS | 0 | 0 | 0 | 0 | 0 | 0
PV | 0 | 0 | 0 | 0 | 0 | 0
PeakG | 0 | 0 | 0 | 0 | 0 | 0
PeakO | 0 | 0 | 0 | 0 | 0 | 0
ST | 0 | 0 | 0 | 0 | 0 | 0
STOG | 0 | 0 | 0 | 0 | 0 | 0
STWD | 0 | 0 | 0 | 0 | 0 | 0
WT | 0 | 0 | 0 | 0 | 0 | 0
IGCC | 0 | 0 | 0 | 0 | 0 | 0
DemandResponse | 0 | 0 | 0 | 0 | 0 | 0
IGCC-CCS | 0 | 0 | 0 | 0 | 0 | 0
WT_off | 0 | 0 | 0 | 0 | 0 | 0
PseudoUnit | 0 | 0 | 0 | 0 | 0 | 0
FixedInterchange | 0 | 0 | 0 | 0 | 0 | 0
Emission Cost by Reporting Type: IESO
ReportingType | 2015 | 2020 | 2025 | 2030 | 2035 | 2040
BM | 0 | 0 | 0 | 0 | 0 | 0
CC | 0 | 0 | 0 | 0 | 0 | 0
CSP | 0 | 0 | 0 | 0 | 0 | 0
CT | 0 | 0 | 0 | 0 | 0 | 0
Coal | 0 | 0 | 0 | 0 | 0 | 0
Geo | 0 | 0 | 0 | 0 | 0 | 0
H | 0 | 0 | 0 | 0 | 0 | 0
LFG | 0 | 0 | 0 | 0 | 0 | 0
Nuc | 0 | 0 | 0 | 0 | 0 | 0
PS | 0 | 0 | 0 | 0 | 0 | 0
PV | 0 | 0 | 0 | 0 | 0 | 0
PeakG | 0 | 0 | 0 | 0 | 0 | 0
PeakO | 0 | 0 | 0 | 0 | 0 | 0
ST | 0 | 0 | 0 | 0 | 0 | 0
STOG | 0 | 0 | 0 | 0 | 0 | 0
STWD | 0 | 0 | 0 | 0 | 0 | 0
WT | 0 | 0 | 0 | 0 | 0 | 0
IGCC | 0 | 0 | 0 | 0 | 0 | 0
DemandResponse | 0 | 0 | 0 | 0 | 0 | 0
IGCC-CCS | 0 | 0 | 0 | 0 | 0 | 0
WT_off | 0 | 0 | 0 | 0 | 0 | 0
PseudoUnit | 0 | 0 | 0 | 0 | 0 | 0
FixedInterchange | 0 | 0 | 0 | 0 | 0 | 0
Emission Cost by Reporting Type: MAPP_CA
ReportingType | 2015 | 2020 | 2025 | 2030 | 2035 | 2040
BM | 0 | 0 | 0 | 0 | 0 | 0
CC | 0 | 0 | 0 | 0 | 0 | 0
CSP | 0 | 0 | 0 | 0 | 0 | 0
CT | 0 | 0 | 0 | 0 | 0 | 0
Coal | 0 | 0 | 0 | 0 | 0 | 0
Geo | 0 | 0 | 0 | 0 | 0 | 0
H | 0 | 0 | 0 | 0 | 0 | 0
LFG | 0 | 0 | 0 | 0 | 0 | 0
Nuc | 0 | 0 | 0 | 0 | 0 | 0
PS | 0 | 0 | 0 | 0 | 0 | 0
PV | 0 | 0 | 0 | 0 | 0 | 0
PeakG | 0 | 0 | 0 | 0 | 0 | 0
PeakO | 0 | 0 | 0 | 0 | 0 | 0
ST | 0 | 0 | 0 | 0 | 0 | 0
STOG | 0 | 0 | 0 | 0 | 0 | 0
STWD | 0 | 0 | 0 | 0 | 0 | 0
WT | 0 | 0 | 0 | 0 | 0 | 0
IGCC | 0 | 0 | 0 | 0 | 0 | 0
DemandResponse | 0 | 0 | 0 | 0 | 0 | 0
IGCC-CCS | 0 | 0 | 0 | 0 | 0 | 0
WT_off | 0 | 0 | 0 | 0 | 0 | 0
PseudoUnit | 0 | 0 | 0 | 0 | 0 | 0
FixedInterchange | 0 | 0 | 0 | 0 | 0 | 0
Emission Cost by Reporting Type: AZ_NM_SNV_Coal
ReportingType | 2015 | 2020 | 2025 | 2030 | 2035 | 2040
BM | 0 | 0 | 0 | 0 | 0 | 0
CC | 0 | 0 | 0 | 0 | 0 | 0
CSP | 0 | 0 | 0 | 0 | 0 | 0
CT | 0 | 0 | 0 | 0 | 0 | 0
Coal | 0 | 0 | 0 | 0 | 0 | 0
Geo | 0 | 0 | 0 | 0 | 0 | 0
H | 0 | 0 | 0 | 0 | 0 | 0
LFG | 0 | 0 | 0 | 0 | 0 | 0
Nuc | 0 | 0 | 0 | 0 | 0 | 0
PS | 0 | 0 | 0 | 0 | 0 | 0
PV | 0 | 0 | 0 | 0 | 0 | 0
PeakG | 0 | 0 | 0 | 0 | 0 | 0
PeakO | 0 | 0 | 0 | 0 | 0 | 0
ST | 0 | 0 | 0 | 0 | 0 | 0
STOG | 0 | 0 | 0 | 0 | 0 | 0
STWD | 0 | 0 | 0 | 0 | 0 | 0
WT | 0 | 0 | 0 | 0 | 0 | 0
IGCC | 0 | 0 | 0 | 0 | 0 | 0
DemandResponse | 0 | 0 | 0 | 0 | 0 | 0
IGCC-CCS | 0 | 0 | 0 | 0 | 0 | 0
WT_off | 0 | 0 | 0 | 0 | 0 | 0
PseudoUnit | 0 | 0 | 0 | 0 | 0 | 0
FixedInterchange | 0 | 0 | 0 | 0 | 0 | 0
Emission Cost by Reporting Type: AZ_NM_SNV_Gas
ReportingType | 2015 | 2020 | 2025 | 2030 | 2035 | 2040
BM | 0 | 0 | 0 | 0 | 0 | 0
CC | 0 | 0 | 0 | 0 | 0 | 0
CSP | 0 | 0 | 0 | 0 | 0 | 0
CT | 0 | 0 | 0 | 0 | 0 | 0
Coal | 0 | 0 | 0 | 0 | 0 | 0
Geo | 0 | 0 | 0 | 0 | 0 | 0
H | 0 | 0 | 0 | 0 | 0 | 0
LFG | 0 | 0 | 0 | 0 | 0 | 0
Nuc | 0 | 0 | 0 | 0 | 0 | 0
PS | 0 | 0 | 0 | 0 | 0 | 0
PV | 0 | 0 | 0 | 0 | 0 | 0
PeakG | 0 | 0 | 0 | 0 | 0 | 0
PeakO | 0 | 0 | 0 | 0 | 0 | 0
ST | 0 | 0 | 0 | 0 | 0 | 0
STOG | 0 | 0 | 0 | 0 | 0 | 0
STWD | 0 | 0 | 0 | 0 | 0 | 0
WT | 0 | 0 | 0 | 0 | 0 | 0
IGCC | 0 | 0 | 0 | 0 | 0 | 0
DemandResponse | 0 | 0 | 0 | 0 | 0 | 0
IGCC-CCS | 0 | 0 | 0 | 0 | 0 | 0
WT_off | 0 | 0 | 0 | 0 | 0 | 0
PseudoUnit | 0 | 0 | 0 | 0 | 0 | 0
FixedInterchange | 0 | 0 | 0 | 0 | 0 | 0
Emission Cost by Reporting Type: AZ_NM_SNV_NucRenew
ReportingType | 2015 | 2020 | 2025 | 2030 | 2035 | 2040
BM | 0 | 0 | 0 | 0 | 0 | 0
CC | 0 | 0 | 0 | 0 | 0 | 0
CSP | 0 | 0 | 0 | 0 | 0 | 0
CT | 0 | 0 | 0 | 0 | 0 | 0
Coal | 0 | 0 | 0 | 0 | 0 | 0
Geo | 0 | 0 | 0 | 0 | 0 | 0
H | 0 | 0 | 0 | 0 | 0 | 0
LFG | 0 | 0 | 0 | 0 | 0 | 0
Nuc | 0 | 0 | 0 | 0 | 0 | 0
PS | 0 | 0 | 0 | 0 | 0 | 0
PV | 0 | 0 | 0 | 0 | 0 | 0
PeakG | 0 | 0 | 0 | 0 | 0 | 0
PeakO | 0 | 0 | 0 | 0 | 0 | 0
ST | 0 | 0 | 0 | 0 | 0 | 0
STOG | 0 | 0 | 0 | 0 | 0 | 0
STWD | 0 | 0 | 0 | 0 | 0 | 0
WT | 0 | 0 | 0 | 0 | 0 | 0
IGCC | 0 | 0 | 0 | 0 | 0 | 0
DemandResponse | 0 | 0 | 0 | 0 | 0 | 0
IGCC-CCS | 0 | 0 | 0 | 0 | 0 | 0
WT_off | 0 | 0 | 0 | 0 | 0 | 0
PseudoUnit | 0 | 0 | 0 | 0 | 0 | 0
FixedInterchange | 0 | 0 | 0 | 0 | 0 | 0
Emission Cost by Reporting Type: ERCOT
ReportingType | 2015 | 2020 | 2025 | 2030 | 2035 | 2040
BM | 0 | 0 | 0 | 0 | 0 | 0
CC | 0 | 0 | 0 | 0 | 0 | 0
CSP | 0 | 0 | 0 | 0 | 0 | 0
CT | 0 | 0 | 0 | 0 | 0 | 0
Coal | 0 | 0 | 0 | 0 | 0 | 0
Geo | 0 | 0 | 0 | 0 | 0 | 0
H | 0 | 0 | 0 | 0 | 0 | 0
LFG | 0 | 0 | 0 | 0 | 0 | 0
Nuc | 0 | 0 | 0 | 0 | 0 | 0
PS | 0 | 0 | 0 | 0 | 0 | 0
PV | 0 | 0 | 0 | 0 | 0 | 0
PeakG | 0 | 0 | 0 | 0 | 0 | 0
PeakO | 0 | 0 | 0 | 0 | 0 | 0
ST | 0 | 0 | 0 | 0 | 0 | 0
STOG | 0 | 0 | 0 | 0 | 0 | 0
STWD | 0 | 0 | 0 | 0 | 0 | 0
WT | 0 | 0 | 0 | 0 | 0 | 0
IGCC | 0 | 0 | 0 | 0 | 0 | 0
DemandResponse | 0 | 0 | 0 | 0 | 0 | 0
IGCC-CCS | 0 | 0 | 0 | 0 | 0 | 0
WT_off | 0 | 0 | 0 | 0 | 0 | 0
PseudoUnit | 0 | 0 | 0 | 0 | 0 | 0
FixedInterchange | 0 | 0 | 0 | 0 | 0 | 0
Emission Cost by Reporting Type: NP15
ReportingType | 2015 | 2020 | 2025 | 2030 | 2035 | 2040
BM | 0 | 0 | 0 | 0 | 0 | 0
CC | 0 | 0 | 0 | 0 | 0 | 0
CSP | 0 | 0 | 0 | 0 | 0 | 0
CT | 0 | 0 | 0 | 0 | 0 | 0
Coal | 0 | 0 | 0 | 0 | 0 | 0
Geo | 0 | 0 | 0 | 0 | 0 | 0
H | 0 | 0 | 0 | 0 | 0 | 0
LFG | 0 | 0 | 0 | 0 | 0 | 0
Nuc | 0 | 0 | 0 | 0 | 0 | 0
PS | 0 | 0 | 0 | 0 | 0 | 0
PV | 0 | 0 | 0 | 0 | 0 | 0
PeakG | 0 | 0 | 0 | 0 | 0 | 0
PeakO | 0 | 0 | 0 | 0 | 0 | 0
ST | 0 | 0 | 0 | 0 | 0 | 0
STOG | 0 | 0 | 0 | 0 | 0 | 0
STWD | 0 | 0 | 0 | 0 | 0 | 0
WT | 0 | 0 | 0 | 0 | 0 | 0
IGCC | 0 | 0 | 0 | 0 | 0 | 0
DemandResponse | 0 | 0 | 0 | 0 | 0 | 0
IGCC-CCS | 0 | 0 | 0 | 0 | 0 | 0
WT_off | 0 | 0 | 0 | 0 | 0 | 0
PseudoUnit | 0 | 0 | 0 | 0 | 0 | 0
FixedInterchange | 0 | 0 | 0 | 0 | 0 | 0
Emission Cost by Reporting Type: NWPP_Coal
ReportingType | 2015 | 2020 | 2025 | 2030 | 2035 | 2040
BM | 0 | 0 | 0 | 0 | 0 | 0
CC | 0 | 0 | 0 | 0 | 0 | 0
CSP | 0 | 0 | 0 | 0 | 0 | 0
CT | 0 | 0 | 0 | 0 | 0 | 0
Coal | 0 | 0 | 0 | 0 | 0 | 0
Geo | 0 | 0 | 0 | 0 | 0 | 0
H | 0 | 0 | 0 | 0 | 0 | 0
LFG | 0 | 0 | 0 | 0 | 0 | 0
Nuc | 0 | 0 | 0 | 0 | 0 | 0
PS | 0 | 0 | 0 | 0 | 0 | 0
PV | 0 | 0 | 0 | 0 | 0 | 0
PeakG | 0 | 0 | 0 | 0 | 0 | 0
PeakO | 0 | 0 | 0 | 0 | 0 | 0
ST | 0 | 0 | 0 | 0 | 0 | 0
STOG | 0 | 0 | 0 | 0 | 0 | 0
STWD | 0 | 0 | 0 | 0 | 0 | 0
WT | 0 | 0 | 0 | 0 | 0 | 0
IGCC | 0 | 0 | 0 | 0 | 0 | 0
DemandResponse | 0 | 0 | 0 | 0 | 0 | 0
IGCC-CCS | 0 | 0 | 0 | 0 | 0 | 0
WT_off | 0 | 0 | 0 | 0 | 0 | 0
PseudoUnit | 0 | 0 | 0 | 0 | 0 | 0
FixedInterchange | 0 | 0 | 0 | 0 | 0 | 0
Emission Cost by Reporting Type: NWPP_Gas
ReportingType | 2015 | 2020 | 2025 | 2030 | 2035 | 2040
BM | 0 | 0 | 0 | 0 | 0 | 0
CC | 0 | 0 | 0 | 0 | 0 | 0
CSP | 0 | 0 | 0 | 0 | 0 | 0
CT | 0 | 0 | 0 | 0 | 0 | 0
Coal | 0 | 0 | 0 | 0 | 0 | 0
Geo | 0 | 0 | 0 | 0 | 0 | 0
H | 0 | 0 | 0 | 0 | 0 | 0
LFG | 0 | 0 | 0 | 0 | 0 | 0
Nuc | 0 | 0 | 0 | 0 | 0 | 0
PS | 0 | 0 | 0 | 0 | 0 | 0
PV | 0 | 0 | 0 | 0 | 0 | 0
PeakG | 0 | 0 | 0 | 0 | 0 | 0
PeakO | 0 | 0 | 0 | 0 | 0 | 0
ST | 0 | 0 | 0 | 0 | 0 | 0
STOG | 0 | 0 | 0 | 0 | 0 | 0
STWD | 0 | 0 | 0 | 0 | 0 | 0
WT | 0 | 0 | 0 | 0 | 0 | 0
IGCC | 0 | 0 | 0 | 0 | 0 | 0
DemandResponse | 0 | 0 | 0 | 0 | 0 | 0
IGCC-CCS | 0 | 0 | 0 | 0 | 0 | 0
WT_off | 0 | 0 | 0 | 0 | 0 | 0
PseudoUnit | 0 | 0 | 0 | 0 | 0 | 0
FixedInterchange | 0 | 0 | 0 | 0 | 0 | 0
Emission Cost by Reporting Type: NWPP_NucRenew
ReportingType | 2015 | 2020 | 2025 | 2030 | 2035 | 2040
BM | 0 | 0 | 0 | 0 | 0 | 0
CC | 0 | 0 | 0 | 0 | 0 | 0
CSP | 0 | 0 | 0 | 0 | 0 | 0
CT | 0 | 0 | 0 | 0 | 0 | 0
Coal | 0 | 0 | 0 | 0 | 0 | 0
Geo | 0 | 0 | 0 | 0 | 0 | 0
H | 0 | 0 | 0 | 0 | 0 | 0
LFG | 0 | 0 | 0 | 0 | 0 | 0
Nuc | 0 | 0 | 0 | 0 | 0 | 0
PS | 0 | 0 | 0 | 0 | 0 | 0
PV | 0 | 0 | 0 | 0 | 0 | 0
PeakG | 0 | 0 | 0 | 0 | 0 | 0
PeakO | 0 | 0 | 0 | 0 | 0 | 0
ST | 0 | 0 | 0 | 0 | 0 | 0
STOG | 0 | 0 | 0 | 0 | 0 | 0
STWD | 0 | 0 | 0 | 0 | 0 | 0
WT | 0 | 0 | 0 | 0 | 0 | 0
IGCC | 0 | 0 | 0 | 0 | 0 | 0
DemandResponse | 0 | 0 | 0 | 0 | 0 | 0
IGCC-CCS | 0 | 0 | 0 | 0 | 0 | 0
WT_off | 0 | 0 | 0 | 0 | 0 | 0
PseudoUnit | 0 | 0 | 0 | 0 | 0 | 0
FixedInterchange | 0 | 0 | 0 | 0 | 0 | 0
Emission Cost by Reporting Type: RMPA
ReportingType | 2015 | 2020 | 2025 | 2030 | 2035 | 2040
BM | 0 | 0 | 0 | 0 | 0 | 0
CC | 0 | 0 | 0 | 0 | 0 | 0
CSP | 0 | 0 | 0 | 0 | 0 | 0
CT | 0 | 0 | 0 | 0 | 0 | 0
Coal | 0 | 0 | 0 | 0 | 0 | 0
Geo | 0 | 0 | 0 | 0 | 0 | 0
H | 0 | 0 | 0 | 0 | 0 | 0
LFG | 0 | 0 | 0 | 0 | 0 | 0
Nuc | 0 | 0 | 0 | 0 | 0 | 0
PS | 0 | 0 | 0 | 0 | 0 | 0
PV | 0 | 0 | 0 | 0 | 0 | 0
PeakG | 0 | 0 | 0 | 0 | 0 | 0
PeakO | 0 | 0 | 0 | 0 | 0 | 0
ST | 0 | 0 | 0 | 0 | 0 | 0
STOG | 0 | 0 | 0 | 0 | 0 | 0
STWD | 0 | 0 | 0 | 0 | 0 | 0
WT | 0 | 0 | 0 | 0 | 0 | 0
IGCC | 0 | 0 | 0 | 0 | 0 | 0
DemandResponse | 0 | 0 | 0 | 0 | 0 | 0
IGCC-CCS | 0 | 0 | 0 | 0 | 0 | 0
WT_off | 0 | 0 | 0 | 0 | 0 | 0
PseudoUnit | 0 | 0 | 0 | 0 | 0 | 0
FixedInterchange | 0 | 0 | 0 | 0 | 0 | 0
Emission Cost by Reporting Type: SP15
ReportingType | 2015 | 2020 | 2025 | 2030 | 2035 | 2040
BM | 0 | 0 | 0 | 0 | 0 | 0
CC | 0 | 0 | 0 | 0 | 0 | 0
CSP | 0 | 0 | 0 | 0 | 0 | 0
CT | 0 | 0 | 0 | 0 | 0 | 0
Coal | 0 | 0 | 0 | 0 | 0 | 0
Geo | 0 | 0 | 0 | 0 | 0 | 0
H | 0 | 0 | 0 | 0 | 0 | 0
LFG | 0 | 0 | 0 | 0 | 0 | 0
Nuc | 0 | 0 | 0 | 0 | 0 | 0
PS | 0 | 0 | 0 | 0 | 0 | 0
PV | 0 | 0 | 0 | 0 | 0 | 0
PeakG | 0 | 0 | 0 | 0 | 0 | 0
PeakO | 0 | 0 | 0 | 0 | 0 | 0
ST | 0 | 0 | 0 | 0 | 0 | 0
STOG | 0 | 0 | 0 | 0 | 0 | 0
STWD | 0 | 0 | 0 | 0 | 0 | 0
WT | 0 | 0 | 0 | 0 | 0 | 0
IGCC | 0 | 0 | 0 | 0 | 0 | 0
DemandResponse | 0 | 0 | 0 | 0 | 0 | 0
IGCC-CCS | 0 | 0 | 0 | 0 | 0 | 0
WT_off | 0 | 0 | 0 | 0 | 0 | 0
PseudoUnit | 0 | 0 | 0 | 0 | 0 | 0
FixedInterchange | 0 | 0 | 0 | 0 | 0 | 0
Emission Cost by Reporting Type: ALB
ReportingType | 2015 | 2020 | 2025 | 2030 | 2035 | 2040
BM | 0 | 0 | 0 | 0 | 0 | 0
CC | 0 | 0 | 0 | 0 | 0 | 0
CSP | 0 | 0 | 0 | 0 | 0 | 0
CT | 0 | 0 | 0 | 0 | 0 | 0
Coal | 0 | 0 | 0 | 0 | 0 | 0
Geo | 0 | 0 | 0 | 0 | 0 | 0
H | 0 | 0 | 0 | 0 | 0 | 0
LFG | 0 | 0 | 0 | 0 | 0 | 0
Nuc | 0 | 0 | 0 | 0 | 0 | 0
PS | 0 | 0 | 0 | 0 | 0 | 0
PV | 0 | 0 | 0 | 0 | 0 | 0
PeakG | 0 | 0 | 0 | 0 | 0 | 0
PeakO | 0 | 0 | 0 | 0 | 0 | 0
ST | 0 | 0 | 0 | 0 | 0 | 0
STOG | 0 | 0 | 0 | 0 | 0 | 0
STWD | 0 | 0 | 0 | 0 | 0 | 0
WT | 0 | 0 | 0 | 0 | 0 | 0
IGCC | 0 | 0 | 0 | 0 | 0 | 0
DemandResponse | 0 | 0 | 0 | 0 | 0 | 0
IGCC-CCS | 0 | 0 | 0 | 0 | 0 | 0
WT_off | 0 | 0 | 0 | 0 | 0 | 0
PseudoUnit | 0 | 0 | 0 | 0 | 0 | 0
FixedInterchange | 0 | 0 | 0 | 0 | 0 | 0
Emission Cost by Reporting Type: BC
ReportingType | 2015 | 2020 | 2025 | 2030 | 2035 | 2040
BM | 0 | 0 | 0 | 0 | 0 | 0
CC | 0 | 0 | 0 | 0 | 0 | 0
CSP | 0 | 0 | 0 | 0 | 0 | 0
CT | 0 | 0 | 0 | 0 | 0 | 0
Coal | 0 | 0 | 0 | 0 | 0 | 0
Geo | 0 | 0 | 0 | 0 | 0 | 0
H | 0 | 0 | 0 | 0 | 0 | 0
LFG | 0 | 0 | 0 | 0 | 0 | 0
Nuc | 0 | 0 | 0 | 0 | 0 | 0
PS | 0 | 0 | 0 | 0 | 0 | 0
PV | 0 | 0 | 0 | 0 | 0 | 0
PeakG | 0 | 0 | 0 | 0 | 0 | 0
PeakO | 0 | 0 | 0 | 0 | 0 | 0
ST | 0 | 0 | 0 | 0 | 0 | 0
STOG | 0 | 0 | 0 | 0 | 0 | 0
STWD | 0 | 0 | 0 | 0 | 0 | 0
WT | 0 | 0 | 0 | 0 | 0 | 0
IGCC | 0 | 0 | 0 | 0 | 0 | 0
DemandResponse | 0 | 0 | 0 | 0 | 0 | 0
IGCC-CCS | 0 | 0 | 0 | 0 | 0 | 0
WT_off | 0 | 0 | 0 | 0 | 0 | 0
PseudoUnit | 0 | 0 | 0 | 0 | 0 | 0
FixedInterchange | 0 | 0 | 0 | 0 | 0 | 0
Emission Cost by Reporting Type: HQ_IESO
ReportingType | 2015 | 2020 | 2025 | 2030 | 2035 | 2040
BM | 0 | 0 | 0 | 0 | 0 | 0
CC | 0 | 0 | 0 | 0 | 0 | 0
CSP | 0 | 0 | 0 | 0 | 0 | 0
CT | 0 | 0 | 0 | 0 | 0 | 0
Coal | 0 | 0 | 0 | 0 | 0 | 0
Geo | 0 | 0 | 0 | 0 | 0 | 0
H | 0 | 0 | 0 | 0 | 0 | 0
LFG | 0 | 0 | 0 | 0 | 0 | 0
Nuc | 0 | 0 | 0 | 0 | 0 | 0
PS | 0 | 0 | 0 | 0 | 0 | 0
PV | 0 | 0 | 0 | 0 | 0 | 0
PeakG | 0 | 0 | 0 | 0 | 0 | 0
PeakO | 0 | 0 | 0 | 0 | 0 | 0
ST | 0 | 0 | 0 | 0 | 0 | 0
STOG | 0 | 0 | 0 | 0 | 0 | 0
STWD | 0 | 0 | 0 | 0 | 0 | 0
WT | 0 | 0 | 0 | 0 | 0 | 0
IGCC | 0 | 0 | 0 | 0 | 0 | 0
DemandResponse | 0 | 0 | 0 | 0 | 0 | 0
IGCC-CCS | 0 | 0 | 0 | 0 | 0 | 0
WT_off | 0 | 0 | 0 | 0 | 0 | 0
PseudoUnit | 0 | 0 | 0 | 0 | 0 | 0
FixedInterchange | 0 | 0 | 0 | 0 | 0 | 0
Emission Cost by Reporting Type: HQ_NEISO
ReportingType | 2015 | 2020 | 2025 | 2030 | 2035 | 2040
BM | 0 | 0 | 0 | 0 | 0 | 0
CC | 0 | 0 | 0 | 0 | 0 | 0
CSP | 0 | 0 | 0 | 0 | 0 | 0
CT | 0 | 0 | 0 | 0 | 0 | 0
Coal | 0 | 0 | 0 | 0 | 0 | 0
Geo | 0 | 0 | 0 | 0 | 0 | 0
H | 0 | 0 | 0 | 0 | 0 | 0
LFG | 0 | 0 | 0 | 0 | 0 | 0
Nuc | 0 | 0 | 0 | 0 | 0 | 0
PS | 0 | 0 | 0 | 0 | 0 | 0
PV | 0 | 0 | 0 | 0 | 0 | 0
PeakG | 0 | 0 | 0 | 0 | 0 | 0
PeakO | 0 | 0 | 0 | 0 | 0 | 0
ST | 0 | 0 | 0 | 0 | 0 | 0
STOG | 0 | 0 | 0 | 0 | 0 | 0
STWD | 0 | 0 | 0 | 0 | 0 | 0
WT | 0 | 0 | 0 | 0 | 0 | 0
IGCC | 0 | 0 | 0 | 0 | 0 | 0
DemandResponse | 0 | 0 | 0 | 0 | 0 | 0
IGCC-CCS | 0 | 0 | 0 | 0 | 0 | 0
WT_off | 0 | 0 | 0 | 0 | 0 | 0
PseudoUnit | 0 | 0 | 0 | 0 | 0 | 0
FixedInterchange | 0 | 0 | 0 | 0 | 0 | 0
Emission Cost by Reporting Type: HQ_NY
ReportingType | 2015 | 2020 | 2025 | 2030 | 2035 | 2040
BM | 0 | 0 | 0 | 0 | 0 | 0
CC | 0 | 0 | 0 | 0 | 0 | 0
CSP | 0 | 0 | 0 | 0 | 0 | 0
CT | 0 | 0 | 0 | 0 | 0 | 0
Coal | 0 | 0 | 0 | 0 | 0 | 0
Geo | 0 | 0 | 0 | 0 | 0 | 0
H | 0 | 0 | 0 | 0 | 0 | 0
LFG | 0 | 0 | 0 | 0 | 0 | 0
Nuc | 0 | 0 | 0 | 0 | 0 | 0
PS | 0 | 0 | 0 | 0 | 0 | 0
PV | 0 | 0 | 0 | 0 | 0 | 0
PeakG | 0 | 0 | 0 | 0 | 0 | 0
PeakO | 0 | 0 | 0 | 0 | 0 | 0
ST | 0 | 0 | 0 | 0 | 0 | 0
STOG | 0 | 0 | 0 | 0 | 0 | 0
STWD | 0 | 0 | 0 | 0 | 0 | 0
WT | 0 | 0 | 0 | 0 | 0 | 0
IGCC | 0 | 0 | 0 | 0 | 0 | 0
DemandResponse | 0 | 0 | 0 | 0 | 0 | 0
IGCC-CCS | 0 | 0 | 0 | 0 | 0 | 0
WT_off | 0 | 0 | 0 | 0 | 0 | 0
PseudoUnit | 0 | 0 | 0 | 0 | 0 | 0
FixedInterchange | 0 | 0 | 0 | 0 | 0 | 0
Emission Cost by Reporting Type: MARITIMES
ReportingType | 2015 | 2020 | 2025 | 2030 | 2035 | 2040
BM | 0 | 0 | 0 | 0 | 0 | 0
CC | 0 | 0 | 0 | 0 | 0 | 0
CSP | 0 | 0 | 0 | 0 | 0 | 0
CT | 0 | 0 | 0 | 0 | 0 | 0
Coal | 0 | 0 | 0 | 0 | 0 | 0
Geo | 0 | 0 | 0 | 0 | 0 | 0
H | 0 | 0 | 0 | 0 | 0 | 0
LFG | 0 | 0 | 0 | 0 | 0 | 0
Nuc | 0 | 0 | 0 | 0 | 0 | 0
PS | 0 | 0 | 0 | 0 | 0 | 0
PV | 0 | 0 | 0 | 0 | 0 | 0
PeakG | 0 | 0 | 0 | 0 | 0 | 0
PeakO | 0 | 0 | 0 | 0 | 0 | 0
ST | 0 | 0 | 0 | 0 | 0 | 0
STOG | 0 | 0 | 0 | 0 | 0 | 0
STWD | 0 | 0 | 0 | 0 | 0 | 0
WT | 0 | 0 | 0 | 0 | 0 | 0
IGCC | 0 | 0 | 0 | 0 | 0 | 0
DemandResponse | 0 | 0 | 0 | 0 | 0 | 0
IGCC-CCS | 0 | 0 | 0 | 0 | 0 | 0
WT_off | 0 | 0 | 0 | 0 | 0 | 0
PseudoUnit | 0 | 0 | 0 | 0 | 0 | 0
FixedInterchange | 0 | 0 | 0 | 0 | 0 | 0
Emission Cost by Reporting Type: All
ReportingType | 2015 | 2020 | 2025 | 2030 | 2035 | 2040
BM | 0 | 0 | 0 | 0 | 0 | 0
CC | 0 | 0 | 0 | 0 | 0 | 0
CSP | 0 | 0 | 0 | 0 | 0 | 0
CT | 0 | 0 | 0 | 0 | 0 | 0
Coal | 0 | 0 | 0 | 0 | 0 | 0
Geo | 0 | 0 | 0 | 0 | 0 | 0
H | 0 | 0 | 0 | 0 | 0 | 0
LFG | 0 | 0 | 0 | 0 | 0 | 0
Nuc | 0 | 0 | 0 | 0 | 0 | 0
PS | 0 | 0 | 0 | 0 | 0 | 0
PV | 0 | 0 | 0 | 0 | 0 | 0
PeakG | 0 | 0 | 0 | 0 | 0 | 0
PeakO | 0 | 0 | 0 | 0 | 0 | 0
ST | 0 | 0 | 0 | 0 | 0 | 0
STOG | 0 | 0 | 0 | 0 | 0 | 0
STWD | 0 | 0 | 0 | 0 | 0 | 0
WT | 0 | 0 | 0 | 0 | 0 | 0
IGCC | 0 | 0 | 0 | 0 | 0 | 0
DemandResponse | 0 | 0 | 0 | 0 | 0 | 0
IGCC-CCS | 0 | 0 | 0 | 0 | 0 | 0
WT_off | 0 | 0 | 0 | 0 | 0 | 0
PseudoUnit | 0 | 0 | 0 | 0 | 0 | 0
FixedInterchange | 0 | 0 | 0 | 0 | 0 | 0
Emission Cost by Reporting Type: EI_US
ReportingType | 2015 | 2020 | 2025 | 2030 | 2035 | 2040
BM | 0 | 0 | 0 | 0 | 0 | 0
CC | 0 | 0 | 0 | 0 | 0 | 0
CSP | 0 | 0 | 0 | 0 | 0 | 0
CT | 0 | 0 | 0 | 0 | 0 | 0
Coal | 0 | 0 | 0 | 0 | 0 | 0
Geo | 0 | 0 | 0 | 0 | 0 | 0
H | 0 | 0 | 0 | 0 | 0 | 0
LFG | 0 | 0 | 0 | 0 | 0 | 0
Nuc | 0 | 0 | 0 | 0 | 0 | 0
PS | 0 | 0 | 0 | 0 | 0 | 0
PV | 0 | 0 | 0 | 0 | 0 | 0
PeakG | 0 | 0 | 0 | 0 | 0 | 0
PeakO | 0 | 0 | 0 | 0 | 0 | 0
ST | 0 | 0 | 0 | 0 | 0 | 0
STOG | 0 | 0 | 0 | 0 | 0 | 0
STWD | 0 | 0 | 0 | 0 | 0 | 0
WT | 0 | 0 | 0 | 0 | 0 | 0
IGCC | 0 | 0 | 0 | 0 | 0 | 0
DemandResponse | 0 | 0 | 0 | 0 | 0 | 0
IGCC-CCS | 0 | 0 | 0 | 0 | 0 | 0
WT_off | 0 | 0 | 0 | 0 | 0 | 0
PseudoUnit | 0 | 0 | 0 | 0 | 0 | 0
FixedInterchange | 0 | 0 | 0 | 0 | 0 | 0
Emission Cost by Reporting Type: EI_Canada
ReportingType | 2015 | 2020 | 2025 | 2030 | 2035 | 2040
BM | 0 | 0 | 0 | 0 | 0 | 0
CC | 0 | 0 | 0 | 0 | 0 | 0
CSP | 0 | 0 | 0 | 0 | 0 | 0
CT | 0 | 0 | 0 | 0 | 0 | 0
Coal | 0 | 0 | 0 | 0 | 0 | 0
Geo | 0 | 0 | 0 | 0 | 0 | 0
H | 0 | 0 | 0 | 0 | 0 | 0
LFG | 0 | 0 | 0 | 0 | 0 | 0
Nuc | 0 | 0 | 0 | 0 | 0 | 0
PS | 0 | 0 | 0 | 0 | 0 | 0
PV | 0 | 0 | 0 | 0 | 0 | 0
PeakG | 0 | 0 | 0 | 0 | 0 | 0
PeakO | 0 | 0 | 0 | 0 | 0 | 0
ST | 0 | 0 | 0 | 0 | 0 | 0
STOG | 0 | 0 | 0 | 0 | 0 | 0
STWD | 0 | 0 | 0 | 0 | 0 | 0
WT | 0 | 0 | 0 | 0 | 0 | 0
IGCC | 0 | 0 | 0 | 0 | 0 | 0
DemandResponse | 0 | 0 | 0 | 0 | 0 | 0
IGCC-CCS | 0 | 0 | 0 | 0 | 0 | 0
WT_off | 0 | 0 | 0 | 0 | 0 | 0
PseudoUnit | 0 | 0 | 0 | 0 | 0 | 0
FixedInterchange | 0 | 0 | 0 | 0 | 0 | 0
Emission Cost by Reporting Type: EI
ReportingType | 2015 | 2020 | 2025 | 2030 | 2035 | 2040
BM | 0 | 0 | 0 | 0 | 0 | 0
CC | 0 | 0 | 0 | 0 | 0 | 0
CSP | 0 | 0 | 0 | 0 | 0 | 0
CT | 0 | 0 | 0 | 0 | 0 | 0
Coal | 0 | 0 | 0 | 0 | 0 | 0
Geo | 0 | 0 | 0 | 0 | 0 | 0
H | 0 | 0 | 0 | 0 | 0 | 0
LFG | 0 | 0 | 0 | 0 | 0 | 0
Nuc | 0 | 0 | 0 | 0 | 0 | 0
PS | 0 | 0 | 0 | 0 | 0 | 0
PV | 0 | 0 | 0 | 0 | 0 | 0
PeakG | 0 | 0 | 0 | 0 | 0 | 0
PeakO | 0 | 0 | 0 | 0 | 0 | 0
ST | 0 | 0 | 0 | 0 | 0 | 0
STOG | 0 | 0 | 0 | 0 | 0 | 0
STWD | 0 | 0 | 0 | 0 | 0 | 0
WT | 0 | 0 | 0 | 0 | 0 | 0
IGCC | 0 | 0 | 0 | 0 | 0 | 0
DemandResponse | 0 | 0 | 0 | 0 | 0 | 0
IGCC-CCS | 0 | 0 | 0 | 0 | 0 | 0
WT_off | 0 | 0 | 0 | 0 | 0 | 0
PseudoUnit | 0 | 0 | 0 | 0 | 0 | 0
FixedInterchange | 0 | 0 | 0 | 0 | 0 | 0
Emission Cost by Reporting Type: Outside_EI
ReportingType | 2015 | 2020 | 2025 | 2030 | 2035 | 2040
BM | 0 | 0 | 0 | 0 | 0 | 0
CC | 0 | 0 | 0 | 0 | 0 | 0
CSP | 0 | 0 | 0 | 0 | 0 | 0
CT | 0 | 0 | 0 | 0 | 0 | 0
Coal | 0 | 0 | 0 | 0 | 0 | 0
Geo | 0 | 0 | 0 | 0 | 0 | 0
H | 0 | 0 | 0 | 0 | 0 | 0
LFG | 0 | 0 | 0 | 0 | 0 | 0
Nuc | 0 | 0 | 0 | 0 | 0 | 0
PS | 0 | 0 | 0 | 0 | 0 | 0
PV | 0 | 0 | 0 | 0 | 0 | 0
PeakG | 0 | 0 | 0 | 0 | 0 | 0
PeakO | 0 | 0 | 0 | 0 | 0 | 0
ST | 0 | 0 | 0 | 0 | 0 | 0
STOG | 0 | 0 | 0 | 0 | 0 | 0
STWD | 0 | 0 | 0 | 0 | 0 | 0
WT | 0 | 0 | 0 | 0 | 0 | 0
IGCC | 0 | 0 | 0 | 0 | 0 | 0
DemandResponse | 0 | 0 | 0 | 0 | 0 | 0
IGCC-CCS | 0 | 0 | 0 | 0 | 0 | 0
WT_off | 0 | 0 | 0 | 0 | 0 | 0
PseudoUnit | 0 | 0 | 0 | 0 | 0 | 0
FixedInterchange | 0 | 0 | 0 | 0 | 0 | 0
==== Emission Program: CAMR : (Hg) ====
Emission Cost by Reporting Type: Entergy
ReportingType | 2015 | 2020 | 2025 | 2030 | 2035 | 2040
BM | 0 | 0 | 0 | 0 | 0 | 0
CC | 0 | 0 | 0 | 0 | 0 | 0
CSP | 0 | 0 | 0 | 0 | 0 | 0
CT | 0 | 0 | 0 | 0 | 0 | 0
Coal | 0 | 0 | 0 | 0 | 0 | 0
Geo | 0 | 0 | 0 | 0 | 0 | 0
H | 0 | 0 | 0 | 0 | 0 | 0
LFG | 0 | 0 | 0 | 0 | 0 | 0
Nuc | 0 | 0 | 0 | 0 | 0 | 0
PS | 0 | 0 | 0 | 0 | 0 | 0
PV | 0 | 0 | 0 | 0 | 0 | 0
PeakG | 0 | 0 | 0 | 0 | 0 | 0
PeakO | 0 | 0 | 0 | 0 | 0 | 0
ST | 0 | 0 | 0 | 0 | 0 | 0
STOG | 0 | 0 | 0 | 0 | 0 | 0
STWD | 0 | 0 | 0 | 0 | 0 | 0
WT | 0 | 0 | 0 | 0 | 0 | 0
IGCC | 0 | 0 | 0 | 0 | 0 | 0
DemandResponse | 0 | 0 | 0 | 0 | 0 | 0
IGCC-CCS | 0 | 0 | 0 | 0 | 0 | 0
WT_off | 0 | 0 | 0 | 0 | 0 | 0
PseudoUnit | 0 | 0 | 0 | 0 | 0 | 0
FixedInterchange | 0 | 0 | 0 | 0 | 0 | 0
Emission Cost by Reporting Type: FRCC
ReportingType | 2015 | 2020 | 2025 | 2030 | 2035 | 2040
BM | 0 | 0 | 0 | 0 | 0 | 0
CC | 0 | 0 | 0 | 0 | 0 | 0
CSP | 0 | 0 | 0 | 0 | 0 | 0
CT | 0 | 0 | 0 | 0 | 0 | 0
Coal | 0 | 0 | 0 | 0 | 0 | 0
Geo | 0 | 0 | 0 | 0 | 0 | 0
H | 0 | 0 | 0 | 0 | 0 | 0
LFG | 0 | 0 | 0 | 0 | 0 | 0
Nuc | 0 | 0 | 0 | 0 | 0 | 0
PS | 0 | 0 | 0 | 0 | 0 | 0
PV | 0 | 0 | 0 | 0 | 0 | 0
PeakG | 0 | 0 | 0 | 0 | 0 | 0
PeakO | 0 | 0 | 0 | 0 | 0 | 0
ST | 0 | 0 | 0 | 0 | 0 | 0
STOG | 0 | 0 | 0 | 0 | 0 | 0
STWD | 0 | 0 | 0 | 0 | 0 | 0
WT | 0 | 0 | 0 | 0 | 0 | 0
IGCC | 0 | 0 | 0 | 0 | 0 | 0
DemandResponse | 0 | 0 | 0 | 0 | 0 | 0
IGCC-CCS | 0 | 0 | 0 | 0 | 0 | 0
WT_off | 0 | 0 | 0 | 0 | 0 | 0
PseudoUnit | 0 | 0 | 0 | 0 | 0 | 0
FixedInterchange | 0 | 0 | 0 | 0 | 0 | 0
Emission Cost by Reporting Type: MAPP_US
ReportingType | 2015 | 2020 | 2025 | 2030 | 2035 | 2040
BM | 0 | 0 | 0 | 0 | 0 | 0
CC | 0 | 0 | 0 | 0 | 0 | 0
CSP | 0 | 0 | 0 | 0 | 0 | 0
CT | 0 | 0 | 0 | 0 | 0 | 0
Coal | 0 | 0 | 0 | 0 | 0 | 0
Geo | 0 | 0 | 0 | 0 | 0 | 0
H | 0 | 0 | 0 | 0 | 0 | 0
LFG | 0 | 0 | 0 | 0 | 0 | 0
Nuc | 0 | 0 | 0 | 0 | 0 | 0
PS | 0 | 0 | 0 | 0 | 0 | 0
PV | 0 | 0 | 0 | 0 | 0 | 0
PeakG | 0 | 0 | 0 | 0 | 0 | 0
PeakO | 0 | 0 | 0 | 0 | 0 | 0
ST | 0 | 0 | 0 | 0 | 0 | 0
STOG | 0 | 0 | 0 | 0 | 0 | 0
STWD | 0 | 0 | 0 | 0 | 0 | 0
WT | 0 | 0 | 0 | 0 | 0 | 0
IGCC | 0 | 0 | 0 | 0 | 0 | 0
DemandResponse | 0 | 0 | 0 | 0 | 0 | 0
IGCC-CCS | 0 | 0 | 0 | 0 | 0 | 0
WT_off | 0 | 0 | 0 | 0 | 0 | 0
PseudoUnit | 0 | 0 | 0 | 0 | 0 | 0
FixedInterchange | 0 | 0 | 0 | 0 | 0 | 0
Emission Cost by Reporting Type: MISO_IN
ReportingType | 2015 | 2020 | 2025 | 2030 | 2035 | 2040
BM | 0 | 0 | 0 | 0 | 0 | 0
CC | 0 | 0 | 0 | 0 | 0 | 0
CSP | 0 | 0 | 0 | 0 | 0 | 0
CT | 0 | 0 | 0 | 0 | 0 | 0
Coal | 0 | 0 | 0 | 0 | 0 | 0
Geo | 0 | 0 | 0 | 0 | 0 | 0
H | 0 | 0 | 0 | 0 | 0 | 0
LFG | 0 | 0 | 0 | 0 | 0 | 0
Nuc | 0 | 0 | 0 | 0 | 0 | 0
PS | 0 | 0 | 0 | 0 | 0 | 0
PV | 0 | 0 | 0 | 0 | 0 | 0
PeakG | 0 | 0 | 0 | 0 | 0 | 0
PeakO | 0 | 0 | 0 | 0 | 0 | 0
ST | 0 | 0 | 0 | 0 | 0 | 0
STOG | 0 | 0 | 0 | 0 | 0 | 0
STWD | 0 | 0 | 0 | 0 | 0 | 0
WT | 0 | 0 | 0 | 0 | 0 | 0
IGCC | 0 | 0 | 0 | 0 | 0 | 0
DemandResponse | 0 | 0 | 0 | 0 | 0 | 0
IGCC-CCS | 0 | 0 | 0 | 0 | 0 | 0
WT_off | 0 | 0 | 0 | 0 | 0 | 0
PseudoUnit | 0 | 0 | 0 | 0 | 0 | 0
FixedInterchange | 0 | 0 | 0 | 0 | 0 | 0
Emission Cost by Reporting Type: MISO_MI
ReportingType | 2015 | 2020 | 2025 | 2030 | 2035 | 2040
BM | 0 | 0 | 0 | 0 | 0 | 0
CC | 0 | 0 | 0 | 0 | 0 | 0
CSP | 0 | 0 | 0 | 0 | 0 | 0
CT | 0 | 0 | 0 | 0 | 0 | 0
Coal | 0 | 0 | 0 | 0 | 0 | 0
Geo | 0 | 0 | 0 | 0 | 0 | 0
H | 0 | 0 | 0 | 0 | 0 | 0
LFG | 0 | 0 | 0 | 0 | 0 | 0
Nuc | 0 | 0 | 0 | 0 | 0 | 0
PS | 0 | 0 | 0 | 0 | 0 | 0
PV | 0 | 0 | 0 | 0 | 0 | 0
PeakG | 0 | 0 | 0 | 0 | 0 | 0
PeakO | 0 | 0 | 0 | 0 | 0 | 0
ST | 0 | 0 | 0 | 0 | 0 | 0
STOG | 0 | 0 | 0 | 0 | 0 | 0
STWD | 0 | 0 | 0 | 0 | 0 | 0
WT | 0 | 0 | 0 | 0 | 0 | 0
IGCC | 0 | 0 | 0 | 0 | 0 | 0
DemandResponse | 0 | 0 | 0 | 0 | 0 | 0
IGCC-CCS | 0 | 0 | 0 | 0 | 0 | 0
WT_off | 0 | 0 | 0 | 0 | 0 | 0
PseudoUnit | 0 | 0 | 0 | 0 | 0 | 0
FixedInterchange | 0 | 0 | 0 | 0 | 0 | 0
Emission Cost by Reporting Type: MISO_MO-IL
ReportingType | 2015 | 2020 | 2025 | 2030 | 2035 | 2040
BM | 0 | 0 | 0 | 0 | 0 | 0
CC | 0 | 0 | 0 | 0 | 0 | 0
CSP | 0 | 0 | 0 | 0 | 0 | 0
CT | 0 | 0 | 0 | 0 | 0 | 0
Coal | 0 | 0 | 0 | 0 | 0 | 0
Geo | 0 | 0 | 0 | 0 | 0 | 0
H | 0 | 0 | 0 | 0 | 0 | 0
LFG | 0 | 0 | 0 | 0 | 0 | 0
Nuc | 0 | 0 | 0 | 0 | 0 | 0
PS | 0 | 0 | 0 | 0 | 0 | 0
PV | 0 | 0 | 0 | 0 | 0 | 0
PeakG | 0 | 0 | 0 | 0 | 0 | 0
PeakO | 0 | 0 | 0 | 0 | 0 | 0
ST | 0 | 0 | 0 | 0 | 0 | 0
STOG | 0 | 0 | 0 | 0 | 0 | 0
STWD | 0 | 0 | 0 | 0 | 0 | 0
WT | 0 | 0 | 0 | 0 | 0 | 0
IGCC | 0 | 0 | 0 | 0 | 0 | 0
DemandResponse | 0 | 0 | 0 | 0 | 0 | 0
IGCC-CCS | 0 | 0 | 0 | 0 | 0 | 0
WT_off | 0 | 0 | 0 | 0 | 0 | 0
PseudoUnit | 0 | 0 | 0 | 0 | 0 | 0
FixedInterchange | 0 | 0 | 0 | 0 | 0 | 0
Emission Cost by Reporting Type: MISO_W
ReportingType | 2015 | 2020 | 2025 | 2030 | 2035 | 2040
BM | 0 | 0 | 0 | 0 | 0 | 0
CC | 0 | 0 | 0 | 0 | 0 | 0
CSP | 0 | 0 | 0 | 0 | 0 | 0
CT | 0 | 0 | 0 | 0 | 0 | 0
Coal | 0 | 0 | 0 | 0 | 0 | 0
Geo | 0 | 0 | 0 | 0 | 0 | 0
H | 0 | 0 | 0 | 0 | 0 | 0
LFG | 0 | 0 | 0 | 0 | 0 | 0
Nuc | 0 | 0 | 0 | 0 | 0 | 0
PS | 0 | 0 | 0 | 0 | 0 | 0
PV | 0 | 0 | 0 | 0 | 0 | 0
PeakG | 0 | 0 | 0 | 0 | 0 | 0
PeakO | 0 | 0 | 0 | 0 | 0 | 0
ST | 0 | 0 | 0 | 0 | 0 | 0
STOG | 0 | 0 | 0 | 0 | 0 | 0
STWD | 0 | 0 | 0 | 0 | 0 | 0
WT | 0 | 0 | 0 | 0 | 0 | 0
IGCC | 0 | 0 | 0 | 0 | 0 | 0
DemandResponse | 0 | 0 | 0 | 0 | 0 | 0
IGCC-CCS | 0 | 0 | 0 | 0 | 0 | 0
WT_off | 0 | 0 | 0 | 0 | 0 | 0
PseudoUnit | 0 | 0 | 0 | 0 | 0 | 0
FixedInterchange | 0 | 0 | 0 | 0 | 0 | 0
Emission Cost by Reporting Type: MISO_WUMS
ReportingType | 2015 | 2020 | 2025 | 2030 | 2035 | 2040
BM | 0 | 0 | 0 | 0 | 0 | 0
CC | 0 | 0 | 0 | 0 | 0 | 0
CSP | 0 | 0 | 0 | 0 | 0 | 0
CT | 0 | 0 | 0 | 0 | 0 | 0
Coal | 0 | 0 | 0 | 0 | 0 | 0
Geo | 0 | 0 | 0 | 0 | 0 | 0
H | 0 | 0 | 0 | 0 | 0 | 0
LFG | 0 | 0 | 0 | 0 | 0 | 0
Nuc | 0 | 0 | 0 | 0 | 0 | 0
PS | 0 | 0 | 0 | 0 | 0 | 0
PV | 0 | 0 | 0 | 0 | 0 | 0
PeakG | 0 | 0 | 0 | 0 | 0 | 0
PeakO | 0 | 0 | 0 | 0 | 0 | 0
ST | 0 | 0 | 0 | 0 | 0 | 0
STOG | 0 | 0 | 0 | 0 | 0 | 0
STWD | 0 | 0 | 0 | 0 | 0 | 0
WT | 0 | 0 | 0 | 0 | 0 | 0
IGCC | 0 | 0 | 0 | 0 | 0 | 0
DemandResponse | 0 | 0 | 0 | 0 | 0 | 0
IGCC-CCS | 0 | 0 | 0 | 0 | 0 | 0
WT_off | 0 | 0 | 0 | 0 | 0 | 0
PseudoUnit | 0 | 0 | 0 | 0 | 0 | 0
FixedInterchange | 0 | 0 | 0 | 0 | 0 | 0
Emission Cost by Reporting Type: Nebraska
ReportingType | 2015 | 2020 | 2025 | 2030 | 2035 | 2040
BM | 0 | 0 | 0 | 0 | 0 | 0
CC | 0 | 0 | 0 | 0 | 0 | 0
CSP | 0 | 0 | 0 | 0 | 0 | 0
CT | 0 | 0 | 0 | 0 | 0 | 0
Coal | 0 | 0 | 0 | 0 | 0 | 0
Geo | 0 | 0 | 0 | 0 | 0 | 0
H | 0 | 0 | 0 | 0 | 0 | 0
LFG | 0 | 0 | 0 | 0 | 0 | 0
Nuc | 0 | 0 | 0 | 0 | 0 | 0
PS | 0 | 0 | 0 | 0 | 0 | 0
PV | 0 | 0 | 0 | 0 | 0 | 0
PeakG | 0 | 0 | 0 | 0 | 0 | 0
PeakO | 0 | 0 | 0 | 0 | 0 | 0
ST | 0 | 0 | 0 | 0 | 0 | 0
STOG | 0 | 0 | 0 | 0 | 0 | 0
STWD | 0 | 0 | 0 | 0 | 0 | 0
WT | 0 | 0 | 0 | 0 | 0 | 0
IGCC | 0 | 0 | 0 | 0 | 0 | 0
DemandResponse | 0 | 0 | 0 | 0 | 0 | 0
IGCC-CCS | 0 | 0 | 0 | 0 | 0 | 0
WT_off | 0 | 0 | 0 | 0 | 0 | 0
PseudoUnit | 0 | 0 | 0 | 0 | 0 | 0
FixedInterchange | 0 | 0 | 0 | 0 | 0 | 0
Emission Cost by Reporting Type: NEISO
ReportingType | 2015 | 2020 | 2025 | 2030 | 2035 | 2040
BM | 0 | 0 | 0 | 0 | 0 | 0
CC | 0 | 0 | 0 | 0 | 0 | 0
CSP | 0 | 0 | 0 | 0 | 0 | 0
CT | 0 | 0 | 0 | 0 | 0 | 0
Coal | 0 | 0 | 0 | 0 | 0 | 0
Geo | 0 | 0 | 0 | 0 | 0 | 0
H | 0 | 0 | 0 | 0 | 0 | 0
LFG | 0 | 0 | 0 | 0 | 0 | 0
Nuc | 0 | 0 | 0 | 0 | 0 | 0
PS | 0 | 0 | 0 | 0 | 0 | 0
PV | 0 | 0 | 0 | 0 | 0 | 0
PeakG | 0 | 0 | 0 | 0 | 0 | 0
PeakO | 0 | 0 | 0 | 0 | 0 | 0
ST | 0 | 0 | 0 | 0 | 0 | 0
STOG | 0 | 0 | 0 | 0 | 0 | 0
STWD | 0 | 0 | 0 | 0 | 0 | 0
WT | 0 | 0 | 0 | 0 | 0 | 0
IGCC | 0 | 0 | 0 | 0 | 0 | 0
DemandResponse | 0 | 0 | 0 | 0 | 0 | 0
IGCC-CCS | 0 | 0 | 0 | 0 | 0 | 0
WT_off | 0 | 0 | 0 | 0 | 0 | 0
PseudoUnit | 0 | 0 | 0 | 0 | 0 | 0
FixedInterchange | 0 | 0 | 0 | 0 | 0 | 0
Emission Cost by Reporting Type: NonRTO_Midwest
ReportingType | 2015 | 2020 | 2025 | 2030 | 2035 | 2040
BM | 0 | 0 | 0 | 0 | 0 | 0
CC | 0 | 0 | 0 | 0 | 0 | 0
CSP | 0 | 0 | 0 | 0 | 0 | 0
CT | 0 | 0 | 0 | 0 | 0 | 0
Coal | 0 | 0 | 0 | 0 | 0 | 0
Geo | 0 | 0 | 0 | 0 | 0 | 0
H | 0 | 0 | 0 | 0 | 0 | 0
LFG | 0 | 0 | 0 | 0 | 0 | 0
Nuc | 0 | 0 | 0 | 0 | 0 | 0
PS | 0 | 0 | 0 | 0 | 0 | 0
PV | 0 | 0 | 0 | 0 | 0 | 0
PeakG | 0 | 0 | 0 | 0 | 0 | 0
PeakO | 0 | 0 | 0 | 0 | 0 | 0
ST | 0 | 0 | 0 | 0 | 0 | 0
STOG | 0 | 0 | 0 | 0 | 0 | 0
STWD | 0 | 0 | 0 | 0 | 0 | 0
WT | 0 | 0 | 0 | 0 | 0 | 0
IGCC | 0 | 0 | 0 | 0 | 0 | 0
DemandResponse | 0 | 0 | 0 | 0 | 0 | 0
IGCC-CCS | 0 | 0 | 0 | 0 | 0 | 0
WT_off | 0 | 0 | 0 | 0 | 0 | 0
PseudoUnit | 0 | 0 | 0 | 0 | 0 | 0
FixedInterchange | 0 | 0 | 0 | 0 | 0 | 0
Emission Cost by Reporting Type: NYISO_A-F
ReportingType | 2015 | 2020 | 2025 | 2030 | 2035 | 2040
BM | 0 | 0 | 0 | 0 | 0 | 0
CC | 0 | 0 | 0 | 0 | 0 | 0
CSP | 0 | 0 | 0 | 0 | 0 | 0
CT | 0 | 0 | 0 | 0 | 0 | 0
Coal | 0 | 0 | 0 | 0 | 0 | 0
Geo | 0 | 0 | 0 | 0 | 0 | 0
H | 0 | 0 | 0 | 0 | 0 | 0
LFG | 0 | 0 | 0 | 0 | 0 | 0
Nuc | 0 | 0 | 0 | 0 | 0 | 0
PS | 0 | 0 | 0 | 0 | 0 | 0
PV | 0 | 0 | 0 | 0 | 0 | 0
PeakG | 0 | 0 | 0 | 0 | 0 | 0
PeakO | 0 | 0 | 0 | 0 | 0 | 0
ST | 0 | 0 | 0 | 0 | 0 | 0
STOG | 0 | 0 | 0 | 0 | 0 | 0
STWD | 0 | 0 | 0 | 0 | 0 | 0
WT | 0 | 0 | 0 | 0 | 0 | 0
IGCC | 0 | 0 | 0 | 0 | 0 | 0
DemandResponse | 0 | 0 | 0 | 0 | 0 | 0
IGCC-CCS | 0 | 0 | 0 | 0 | 0 | 0
WT_off | 0 | 0 | 0 | 0 | 0 | 0
PseudoUnit | 0 | 0 | 0 | 0 | 0 | 0
FixedInterchange | 0 | 0 | 0 | 0 | 0 | 0
Emission Cost by Reporting Type: NYISO_G-I
ReportingType | 2015 | 2020 | 2025 | 2030 | 2035 | 2040
BM | 0 | 0 | 0 | 0 | 0 | 0
CC | 0 | 0 | 0 | 0 | 0 | 0
CSP | 0 | 0 | 0 | 0 | 0 | 0
CT | 0 | 0 | 0 | 0 | 0 | 0
Coal | 0 | 0 | 0 | 0 | 0 | 0
Geo | 0 | 0 | 0 | 0 | 0 | 0
H | 0 | 0 | 0 | 0 | 0 | 0
LFG | 0 | 0 | 0 | 0 | 0 | 0
Nuc | 0 | 0 | 0 | 0 | 0 | 0
PS | 0 | 0 | 0 | 0 | 0 | 0
PV | 0 | 0 | 0 | 0 | 0 | 0
PeakG | 0 | 0 | 0 | 0 | 0 | 0
PeakO | 0 | 0 | 0 | 0 | 0 | 0
ST | 0 | 0 | 0 | 0 | 0 | 0
STOG | 0 | 0 | 0 | 0 | 0 | 0
STWD | 0 | 0 | 0 | 0 | 0 | 0
WT | 0 | 0 | 0 | 0 | 0 | 0
IGCC | 0 | 0 | 0 | 0 | 0 | 0
DemandResponse | 0 | 0 | 0 | 0 | 0 | 0
IGCC-CCS | 0 | 0 | 0 | 0 | 0 | 0
WT_off | 0 | 0 | 0 | 0 | 0 | 0
PseudoUnit | 0 | 0 | 0 | 0 | 0 | 0
FixedInterchange | 0 | 0 | 0 | 0 | 0 | 0
Emission Cost by Reporting Type: NYISO_J-K
ReportingType | 2015 | 2020 | 2025 | 2030 | 2035 | 2040
BM | 0 | 0 | 0 | 0 | 0 | 0
CC | 0 | 0 | 0 | 0 | 0 | 0
CSP | 0 | 0 | 0 | 0 | 0 | 0
CT | 0 | 0 | 0 | 0 | 0 | 0
Coal | 0 | 0 | 0 | 0 | 0 | 0
Geo | 0 | 0 | 0 | 0 | 0 | 0
H | 0 | 0 | 0 | 0 | 0 | 0
LFG | 0 | 0 | 0 | 0 | 0 | 0
Nuc | 0 | 0 | 0 | 0 | 0 | 0
PS | 0 | 0 | 0 | 0 | 0 | 0
PV | 0 | 0 | 0 | 0 | 0 | 0
PeakG | 0 | 0 | 0 | 0 | 0 | 0
PeakO | 0 | 0 | 0 | 0 | 0 | 0
ST | 0 | 0 | 0 | 0 | 0 | 0
STOG | 0 | 0 | 0 | 0 | 0 | 0
STWD | 0 | 0 | 0 | 0 | 0 | 0
WT | 0 | 0 | 0 | 0 | 0 | 0
IGCC | 0 | 0 | 0 | 0 | 0 | 0
DemandResponse | 0 | 0 | 0 | 0 | 0 | 0
IGCC-CCS | 0 | 0 | 0 | 0 | 0 | 0
WT_off | 0 | 0 | 0 | 0 | 0 | 0
PseudoUnit | 0 | 0 | 0 | 0 | 0 | 0
FixedInterchange | 0 | 0 | 0 | 0 | 0 | 0
Emission Cost by Reporting Type: PJM_E
ReportingType | 2015 | 2020 | 2025 | 2030 | 2035 | 2040
BM | 0 | 0 | 0 | 0 | 0 | 0
CC | 0 | 0 | 0 | 0 | 0 | 0
CSP | 0 | 0 | 0 | 0 | 0 | 0
CT | 0 | 0 | 0 | 0 | 0 | 0
Coal | 0 | 0 | 0 | 0 | 0 | 0
Geo | 0 | 0 | 0 | 0 | 0 | 0
H | 0 | 0 | 0 | 0 | 0 | 0
LFG | 0 | 0 | 0 | 0 | 0 | 0
Nuc | 0 | 0 | 0 | 0 | 0 | 0
PS | 0 | 0 | 0 | 0 | 0 | 0
PV | 0 | 0 | 0 | 0 | 0 | 0
PeakG | 0 | 0 | 0 | 0 | 0 | 0
PeakO | 0 | 0 | 0 | 0 | 0 | 0
ST | 0 | 0 | 0 | 0 | 0 | 0
STOG | 0 | 0 | 0 | 0 | 0 | 0
STWD | 0 | 0 | 0 | 0 | 0 | 0
WT | 0 | 0 | 0 | 0 | 0 | 0
IGCC | 0 | 0 | 0 | 0 | 0 | 0
DemandResponse | 0 | 0 | 0 | 0 | 0 | 0
IGCC-CCS | 0 | 0 | 0 | 0 | 0 | 0
WT_off | 0 | 0 | 0 | 0 | 0 | 0
PseudoUnit | 0 | 0 | 0 | 0 | 0 | 0
FixedInterchange | 0 | 0 | 0 | 0 | 0 | 0
Emission Cost by Reporting Type: PJM_ROM
ReportingType | 2015 | 2020 | 2025 | 2030 | 2035 | 2040
BM | 0 | 0 | 0 | 0 | 0 | 0
CC | 0 | 0 | 0 | 0 | 0 | 0
CSP | 0 | 0 | 0 | 0 | 0 | 0
CT | 0 | 0 | 0 | 0 | 0 | 0
Coal | 0 | 0 | 0 | 0 | 0 | 0
Geo | 0 | 0 | 0 | 0 | 0 | 0
H | 0 | 0 | 0 | 0 | 0 | 0
LFG | 0 | 0 | 0 | 0 | 0 | 0
Nuc | 0 | 0 | 0 | 0 | 0 | 0
PS | 0 | 0 | 0 | 0 | 0 | 0
PV | 0 | 0 | 0 | 0 | 0 | 0
PeakG | 0 | 0 | 0 | 0 | 0 | 0
PeakO | 0 | 0 | 0 | 0 | 0 | 0
ST | 0 | 0 | 0 | 0 | 0 | 0
STOG | 0 | 0 | 0 | 0 | 0 | 0
STWD | 0 | 0 | 0 | 0 | 0 | 0
WT | 0 | 0 | 0 | 0 | 0 | 0
IGCC | 0 | 0 | 0 | 0 | 0 | 0
DemandResponse | 0 | 0 | 0 | 0 | 0 | 0
IGCC-CCS | 0 | 0 | 0 | 0 | 0 | 0
WT_off | 0 | 0 | 0 | 0 | 0 | 0
PseudoUnit | 0 | 0 | 0 | 0 | 0 | 0
FixedInterchange | 0 | 0 | 0 | 0 | 0 | 0
Emission Cost by Reporting Type: PJM_ROR
ReportingType | 2015 | 2020 | 2025 | 2030 | 2035 | 2040
BM | 0 | 0 | 0 | 0 | 0 | 0
CC | 0 | 0 | 0 | 0 | 0 | 0
CSP | 0 | 0 | 0 | 0 | 0 | 0
CT | 0 | 0 | 0 | 0 | 0 | 0
Coal | 0 | 0 | 0 | 0 | 0 | 0
Geo | 0 | 0 | 0 | 0 | 0 | 0
H | 0 | 0 | 0 | 0 | 0 | 0
LFG | 0 | 0 | 0 | 0 | 0 | 0
Nuc | 0 | 0 | 0 | 0 | 0 | 0
PS | 0 | 0 | 0 | 0 | 0 | 0
PV | 0 | 0 | 0 | 0 | 0 | 0
PeakG | 0 | 0 | 0 | 0 | 0 | 0
PeakO | 0 | 0 | 0 | 0 | 0 | 0
ST | 0 | 0 | 0 | 0 | 0 | 0
STOG | 0 | 0 | 0 | 0 | 0 | 0
STWD | 0 | 0 | 0 | 0 | 0 | 0
WT | 0 | 0 | 0 | 0 | 0 | 0
IGCC | 0 | 0 | 0 | 0 | 0 | 0
DemandResponse | 0 | 0 | 0 | 0 | 0 | 0
IGCC-CCS | 0 | 0 | 0 | 0 | 0 | 0
WT_off | 0 | 0 | 0 | 0 | 0 | 0
PseudoUnit | 0 | 0 | 0 | 0 | 0 | 0
FixedInterchange | 0 | 0 | 0 | 0 | 0 | 0
Emission Cost by Reporting Type: SOCO
ReportingType | 2015 | 2020 | 2025 | 2030 | 2035 | 2040
BM | 0 | 0 | 0 | 0 | 0 | 0
CC | 0 | 0 | 0 | 0 | 0 | 0
CSP | 0 | 0 | 0 | 0 | 0 | 0
CT | 0 | 0 | 0 | 0 | 0 | 0
Coal | 0 | 0 | 0 | 0 | 0 | 0
Geo | 0 | 0 | 0 | 0 | 0 | 0
H | 0 | 0 | 0 | 0 | 0 | 0
LFG | 0 | 0 | 0 | 0 | 0 | 0
Nuc | 0 | 0 | 0 | 0 | 0 | 0
PS | 0 | 0 | 0 | 0 | 0 | 0
PV | 0 | 0 | 0 | 0 | 0 | 0
PeakG | 0 | 0 | 0 | 0 | 0 | 0
PeakO | 0 | 0 | 0 | 0 | 0 | 0
ST | 0 | 0 | 0 | 0 | 0 | 0
STOG | 0 | 0 | 0 | 0 | 0 | 0
STWD | 0 | 0 | 0 | 0 | 0 | 0
WT | 0 | 0 | 0 | 0 | 0 | 0
IGCC | 0 | 0 | 0 | 0 | 0 | 0
DemandResponse | 0 | 0 | 0 | 0 | 0 | 0
IGCC-CCS | 0 | 0 | 0 | 0 | 0 | 0
WT_off | 0 | 0 | 0 | 0 | 0 | 0
PseudoUnit | 0 | 0 | 0 | 0 | 0 | 0
FixedInterchange | 0 | 0 | 0 | 0 | 0 | 0
Emission Cost by Reporting Type: SPP_N
ReportingType | 2015 | 2020 | 2025 | 2030 | 2035 | 2040
BM | 0 | 0 | 0 | 0 | 0 | 0
CC | 0 | 0 | 0 | 0 | 0 | 0
CSP | 0 | 0 | 0 | 0 | 0 | 0
CT | 0 | 0 | 0 | 0 | 0 | 0
Coal | 0 | 0 | 0 | 0 | 0 | 0
Geo | 0 | 0 | 0 | 0 | 0 | 0
H | 0 | 0 | 0 | 0 | 0 | 0
LFG | 0 | 0 | 0 | 0 | 0 | 0
Nuc | 0 | 0 | 0 | 0 | 0 | 0
PS | 0 | 0 | 0 | 0 | 0 | 0
PV | 0 | 0 | 0 | 0 | 0 | 0
PeakG | 0 | 0 | 0 | 0 | 0 | 0
PeakO | 0 | 0 | 0 | 0 | 0 | 0
ST | 0 | 0 | 0 | 0 | 0 | 0
STOG | 0 | 0 | 0 | 0 | 0 | 0
STWD | 0 | 0 | 0 | 0 | 0 | 0
WT | 0 | 0 | 0 | 0 | 0 | 0
IGCC | 0 | 0 | 0 | 0 | 0 | 0
DemandResponse | 0 | 0 | 0 | 0 | 0 | 0
IGCC-CCS | 0 | 0 | 0 | 0 | 0 | 0
WT_off | 0 | 0 | 0 | 0 | 0 | 0
PseudoUnit | 0 | 0 | 0 | 0 | 0 | 0
FixedInterchange | 0 | 0 | 0 | 0 | 0 | 0
Emission Cost by Reporting Type: SPP_S
ReportingType | 2015 | 2020 | 2025 | 2030 | 2035 | 2040
BM | 0 | 0 | 0 | 0 | 0 | 0
CC | 0 | 0 | 0 | 0 | 0 | 0
CSP | 0 | 0 | 0 | 0 | 0 | 0
CT | 0 | 0 | 0 | 0 | 0 | 0
Coal | 0 | 0 | 0 | 0 | 0 | 0
Geo | 0 | 0 | 0 | 0 | 0 | 0
H | 0 | 0 | 0 | 0 | 0 | 0
LFG | 0 | 0 | 0 | 0 | 0 | 0
Nuc | 0 | 0 | 0 | 0 | 0 | 0
PS | 0 | 0 | 0 | 0 | 0 | 0
PV | 0 | 0 | 0 | 0 | 0 | 0
PeakG | 0 | 0 | 0 | 0 | 0 | 0
PeakO | 0 | 0 | 0 | 0 | 0 | 0
ST | 0 | 0 | 0 | 0 | 0 | 0
STOG | 0 | 0 | 0 | 0 | 0 | 0
STWD | 0 | 0 | 0 | 0 | 0 | 0
WT | 0 | 0 | 0 | 0 | 0 | 0
IGCC | 0 | 0 | 0 | 0 | 0 | 0
DemandResponse | 0 | 0 | 0 | 0 | 0 | 0
IGCC-CCS | 0 | 0 | 0 | 0 | 0 | 0
WT_off | 0 | 0 | 0 | 0 | 0 | 0
PseudoUnit | 0 | 0 | 0 | 0 | 0 | 0
FixedInterchange | 0 | 0 | 0 | 0 | 0 | 0
Emission Cost by Reporting Type: TVA
ReportingType | 2015 | 2020 | 2025 | 2030 | 2035 | 2040
BM | 0 | 0 | 0 | 0 | 0 | 0
CC | 0 | 0 | 0 | 0 | 0 | 0
CSP | 0 | 0 | 0 | 0 | 0 | 0
CT | 0 | 0 | 0 | 0 | 0 | 0
Coal | 0 | 0 | 0 | 0 | 0 | 0
Geo | 0 | 0 | 0 | 0 | 0 | 0
H | 0 | 0 | 0 | 0 | 0 | 0
LFG | 0 | 0 | 0 | 0 | 0 | 0
Nuc | 0 | 0 | 0 | 0 | 0 | 0
PS | 0 | 0 | 0 | 0 | 0 | 0
PV | 0 | 0 | 0 | 0 | 0 | 0
PeakG | 0 | 0 | 0 | 0 | 0 | 0
PeakO | 0 | 0 | 0 | 0 | 0 | 0
ST | 0 | 0 | 0 | 0 | 0 | 0
STOG | 0 | 0 | 0 | 0 | 0 | 0
STWD | 0 | 0 | 0 | 0 | 0 | 0
WT | 0 | 0 | 0 | 0 | 0 | 0
IGCC | 0 | 0 | 0 | 0 | 0 | 0
DemandResponse | 0 | 0 | 0 | 0 | 0 | 0
IGCC-CCS | 0 | 0 | 0 | 0 | 0 | 0
WT_off | 0 | 0 | 0 | 0 | 0 | 0
PseudoUnit | 0 | 0 | 0 | 0 | 0 | 0
FixedInterchange | 0 | 0 | 0 | 0 | 0 | 0
Emission Cost by Reporting Type: TVA_Transmission
ReportingType | 2015 | 2020 | 2025 | 2030 | 2035 | 2040
BM | 0 | 0 | 0 | 0 | 0 | 0
CC | 0 | 0 | 0 | 0 | 0 | 0
CSP | 0 | 0 | 0 | 0 | 0 | 0
CT | 0 | 0 | 0 | 0 | 0 | 0
Coal | 0 | 0 | 0 | 0 | 0 | 0
Geo | 0 | 0 | 0 | 0 | 0 | 0
H | 0 | 0 | 0 | 0 | 0 | 0
LFG | 0 | 0 | 0 | 0 | 0 | 0
Nuc | 0 | 0 | 0 | 0 | 0 | 0
PS | 0 | 0 | 0 | 0 | 0 | 0
PV | 0 | 0 | 0 | 0 | 0 | 0
PeakG | 0 | 0 | 0 | 0 | 0 | 0
PeakO | 0 | 0 | 0 | 0 | 0 | 0
ST | 0 | 0 | 0 | 0 | 0 | 0
STOG | 0 | 0 | 0 | 0 | 0 | 0
STWD | 0 | 0 | 0 | 0 | 0 | 0
WT | 0 | 0 | 0 | 0 | 0 | 0
IGCC | 0 | 0 | 0 | 0 | 0 | 0
DemandResponse | 0 | 0 | 0 | 0 | 0 | 0
IGCC-CCS | 0 | 0 | 0 | 0 | 0 | 0
WT_off | 0 | 0 | 0 | 0 | 0 | 0
PseudoUnit | 0 | 0 | 0 | 0 | 0 | 0
FixedInterchange | 0 | 0 | 0 | 0 | 0 | 0
Emission Cost by Reporting Type: VACAR
ReportingType | 2015 | 2020 | 2025 | 2030 | 2035 | 2040
BM | 0 | 0 | 0 | 0 | 0 | 0
CC | 0 | 0 | 0 | 0 | 0 | 0
CSP | 0 | 0 | 0 | 0 | 0 | 0
CT | 0 | 0 | 0 | 0 | 0 | 0
Coal | 0 | 0 | 0 | 0 | 0 | 0
Geo | 0 | 0 | 0 | 0 | 0 | 0
H | 0 | 0 | 0 | 0 | 0 | 0
LFG | 0 | 0 | 0 | 0 | 0 | 0
Nuc | 0 | 0 | 0 | 0 | 0 | 0
PS | 0 | 0 | 0 | 0 | 0 | 0
PV | 0 | 0 | 0 | 0 | 0 | 0
PeakG | 0 | 0 | 0 | 0 | 0 | 0
PeakO | 0 | 0 | 0 | 0 | 0 | 0
ST | 0 | 0 | 0 | 0 | 0 | 0
STOG | 0 | 0 | 0 | 0 | 0 | 0
STWD | 0 | 0 | 0 | 0 | 0 | 0
WT | 0 | 0 | 0 | 0 | 0 | 0
IGCC | 0 | 0 | 0 | 0 | 0 | 0
DemandResponse | 0 | 0 | 0 | 0 | 0 | 0
IGCC-CCS | 0 | 0 | 0 | 0 | 0 | 0
WT_off | 0 | 0 | 0 | 0 | 0 | 0
PseudoUnit | 0 | 0 | 0 | 0 | 0 | 0
FixedInterchange | 0 | 0 | 0 | 0 | 0 | 0
Emission Cost by Reporting Type: IESO
ReportingType | 2015 | 2020 | 2025 | 2030 | 2035 | 2040
BM | 0 | 0 | 0 | 0 | 0 | 0
CC | 0 | 0 | 0 | 0 | 0 | 0
CSP | 0 | 0 | 0 | 0 | 0 | 0
CT | 0 | 0 | 0 | 0 | 0 | 0
Coal | 0 | 0 | 0 | 0 | 0 | 0
Geo | 0 | 0 | 0 | 0 | 0 | 0
H | 0 | 0 | 0 | 0 | 0 | 0
LFG | 0 | 0 | 0 | 0 | 0 | 0
Nuc | 0 | 0 | 0 | 0 | 0 | 0
PS | 0 | 0 | 0 | 0 | 0 | 0
PV | 0 | 0 | 0 | 0 | 0 | 0
PeakG | 0 | 0 | 0 | 0 | 0 | 0
PeakO | 0 | 0 | 0 | 0 | 0 | 0
ST | 0 | 0 | 0 | 0 | 0 | 0
STOG | 0 | 0 | 0 | 0 | 0 | 0
STWD | 0 | 0 | 0 | 0 | 0 | 0
WT | 0 | 0 | 0 | 0 | 0 | 0
IGCC | 0 | 0 | 0 | 0 | 0 | 0
DemandResponse | 0 | 0 | 0 | 0 | 0 | 0
IGCC-CCS | 0 | 0 | 0 | 0 | 0 | 0
WT_off | 0 | 0 | 0 | 0 | 0 | 0
PseudoUnit | 0 | 0 | 0 | 0 | 0 | 0
FixedInterchange | 0 | 0 | 0 | 0 | 0 | 0
Emission Cost by Reporting Type: MAPP_CA
ReportingType | 2015 | 2020 | 2025 | 2030 | 2035 | 2040
BM | 0 | 0 | 0 | 0 | 0 | 0
CC | 0 | 0 | 0 | 0 | 0 | 0
CSP | 0 | 0 | 0 | 0 | 0 | 0
CT | 0 | 0 | 0 | 0 | 0 | 0
Coal | 0 | 0 | 0 | 0 | 0 | 0
Geo | 0 | 0 | 0 | 0 | 0 | 0
H | 0 | 0 | 0 | 0 | 0 | 0
LFG | 0 | 0 | 0 | 0 | 0 | 0
Nuc | 0 | 0 | 0 | 0 | 0 | 0
PS | 0 | 0 | 0 | 0 | 0 | 0
PV | 0 | 0 | 0 | 0 | 0 | 0
PeakG | 0 | 0 | 0 | 0 | 0 | 0
PeakO | 0 | 0 | 0 | 0 | 0 | 0
ST | 0 | 0 | 0 | 0 | 0 | 0
STOG | 0 | 0 | 0 | 0 | 0 | 0
STWD | 0 | 0 | 0 | 0 | 0 | 0
WT | 0 | 0 | 0 | 0 | 0 | 0
IGCC | 0 | 0 | 0 | 0 | 0 | 0
DemandResponse | 0 | 0 | 0 | 0 | 0 | 0
IGCC-CCS | 0 | 0 | 0 | 0 | 0 | 0
WT_off | 0 | 0 | 0 | 0 | 0 | 0
PseudoUnit | 0 | 0 | 0 | 0 | 0 | 0
FixedInterchange | 0 | 0 | 0 | 0 | 0 | 0
Emission Cost by Reporting Type: AZ_NM_SNV_Coal
ReportingType | 2015 | 2020 | 2025 | 2030 | 2035 | 2040
BM | 0 | 0 | 0 | 0 | 0 | 0
CC | 0 | 0 | 0 | 0 | 0 | 0
CSP | 0 | 0 | 0 | 0 | 0 | 0
CT | 0 | 0 | 0 | 0 | 0 | 0
Coal | 0 | 0 | 0 | 0 | 0 | 0
Geo | 0 | 0 | 0 | 0 | 0 | 0
H | 0 | 0 | 0 | 0 | 0 | 0
LFG | 0 | 0 | 0 | 0 | 0 | 0
Nuc | 0 | 0 | 0 | 0 | 0 | 0
PS | 0 | 0 | 0 | 0 | 0 | 0
PV | 0 | 0 | 0 | 0 | 0 | 0
PeakG | 0 | 0 | 0 | 0 | 0 | 0
PeakO | 0 | 0 | 0 | 0 | 0 | 0
ST | 0 | 0 | 0 | 0 | 0 | 0
STOG | 0 | 0 | 0 | 0 | 0 | 0
STWD | 0 | 0 | 0 | 0 | 0 | 0
WT | 0 | 0 | 0 | 0 | 0 | 0
IGCC | 0 | 0 | 0 | 0 | 0 | 0
DemandResponse | 0 | 0 | 0 | 0 | 0 | 0
IGCC-CCS | 0 | 0 | 0 | 0 | 0 | 0
WT_off | 0 | 0 | 0 | 0 | 0 | 0
PseudoUnit | 0 | 0 | 0 | 0 | 0 | 0
FixedInterchange | 0 | 0 | 0 | 0 | 0 | 0
Emission Cost by Reporting Type: AZ_NM_SNV_Gas
ReportingType | 2015 | 2020 | 2025 | 2030 | 2035 | 2040
BM | 0 | 0 | 0 | 0 | 0 | 0
CC | 0 | 0 | 0 | 0 | 0 | 0
CSP | 0 | 0 | 0 | 0 | 0 | 0
CT | 0 | 0 | 0 | 0 | 0 | 0
Coal | 0 | 0 | 0 | 0 | 0 | 0
Geo | 0 | 0 | 0 | 0 | 0 | 0
H | 0 | 0 | 0 | 0 | 0 | 0
LFG | 0 | 0 | 0 | 0 | 0 | 0
Nuc | 0 | 0 | 0 | 0 | 0 | 0
PS | 0 | 0 | 0 | 0 | 0 | 0
PV | 0 | 0 | 0 | 0 | 0 | 0
PeakG | 0 | 0 | 0 | 0 | 0 | 0
PeakO | 0 | 0 | 0 | 0 | 0 | 0
ST | 0 | 0 | 0 | 0 | 0 | 0
STOG | 0 | 0 | 0 | 0 | 0 | 0
STWD | 0 | 0 | 0 | 0 | 0 | 0
WT | 0 | 0 | 0 | 0 | 0 | 0
IGCC | 0 | 0 | 0 | 0 | 0 | 0
DemandResponse | 0 | 0 | 0 | 0 | 0 | 0
IGCC-CCS | 0 | 0 | 0 | 0 | 0 | 0
WT_off | 0 | 0 | 0 | 0 | 0 | 0
PseudoUnit | 0 | 0 | 0 | 0 | 0 | 0
FixedInterchange | 0 | 0 | 0 | 0 | 0 | 0
Emission Cost by Reporting Type: AZ_NM_SNV_NucRenew
ReportingType | 2015 | 2020 | 2025 | 2030 | 2035 | 2040
BM | 0 | 0 | 0 | 0 | 0 | 0
CC | 0 | 0 | 0 | 0 | 0 | 0
CSP | 0 | 0 | 0 | 0 | 0 | 0
CT | 0 | 0 | 0 | 0 | 0 | 0
Coal | 0 | 0 | 0 | 0 | 0 | 0
Geo | 0 | 0 | 0 | 0 | 0 | 0
H | 0 | 0 | 0 | 0 | 0 | 0
LFG | 0 | 0 | 0 | 0 | 0 | 0
Nuc | 0 | 0 | 0 | 0 | 0 | 0
PS | 0 | 0 | 0 | 0 | 0 | 0
PV | 0 | 0 | 0 | 0 | 0 | 0
PeakG | 0 | 0 | 0 | 0 | 0 | 0
PeakO | 0 | 0 | 0 | 0 | 0 | 0
ST | 0 | 0 | 0 | 0 | 0 | 0
STOG | 0 | 0 | 0 | 0 | 0 | 0
STWD | 0 | 0 | 0 | 0 | 0 | 0
WT | 0 | 0 | 0 | 0 | 0 | 0
IGCC | 0 | 0 | 0 | 0 | 0 | 0
DemandResponse | 0 | 0 | 0 | 0 | 0 | 0
IGCC-CCS | 0 | 0 | 0 | 0 | 0 | 0
WT_off | 0 | 0 | 0 | 0 | 0 | 0
PseudoUnit | 0 | 0 | 0 | 0 | 0 | 0
FixedInterchange | 0 | 0 | 0 | 0 | 0 | 0
Emission Cost by Reporting Type: ERCOT
ReportingType | 2015 | 2020 | 2025 | 2030 | 2035 | 2040
BM | 0 | 0 | 0 | 0 | 0 | 0
CC | 0 | 0 | 0 | 0 | 0 | 0
CSP | 0 | 0 | 0 | 0 | 0 | 0
CT | 0 | 0 | 0 | 0 | 0 | 0
Coal | 0 | 0 | 0 | 0 | 0 | 0
Geo | 0 | 0 | 0 | 0 | 0 | 0
H | 0 | 0 | 0 | 0 | 0 | 0
LFG | 0 | 0 | 0 | 0 | 0 | 0
Nuc | 0 | 0 | 0 | 0 | 0 | 0
PS | 0 | 0 | 0 | 0 | 0 | 0
PV | 0 | 0 | 0 | 0 | 0 | 0
PeakG | 0 | 0 | 0 | 0 | 0 | 0
PeakO | 0 | 0 | 0 | 0 | 0 | 0
ST | 0 | 0 | 0 | 0 | 0 | 0
STOG | 0 | 0 | 0 | 0 | 0 | 0
STWD | 0 | 0 | 0 | 0 | 0 | 0
WT | 0 | 0 | 0 | 0 | 0 | 0
IGCC | 0 | 0 | 0 | 0 | 0 | 0
DemandResponse | 0 | 0 | 0 | 0 | 0 | 0
IGCC-CCS | 0 | 0 | 0 | 0 | 0 | 0
WT_off | 0 | 0 | 0 | 0 | 0 | 0
PseudoUnit | 0 | 0 | 0 | 0 | 0 | 0
FixedInterchange | 0 | 0 | 0 | 0 | 0 | 0
Emission Cost by Reporting Type: NP15
ReportingType | 2015 | 2020 | 2025 | 2030 | 2035 | 2040
BM | 0 | 0 | 0 | 0 | 0 | 0
CC | 0 | 0 | 0 | 0 | 0 | 0
CSP | 0 | 0 | 0 | 0 | 0 | 0
CT | 0 | 0 | 0 | 0 | 0 | 0
Coal | 0 | 0 | 0 | 0 | 0 | 0
Geo | 0 | 0 | 0 | 0 | 0 | 0
H | 0 | 0 | 0 | 0 | 0 | 0
LFG | 0 | 0 | 0 | 0 | 0 | 0
Nuc | 0 | 0 | 0 | 0 | 0 | 0
PS | 0 | 0 | 0 | 0 | 0 | 0
PV | 0 | 0 | 0 | 0 | 0 | 0
PeakG | 0 | 0 | 0 | 0 | 0 | 0
PeakO | 0 | 0 | 0 | 0 | 0 | 0
ST | 0 | 0 | 0 | 0 | 0 | 0
STOG | 0 | 0 | 0 | 0 | 0 | 0
STWD | 0 | 0 | 0 | 0 | 0 | 0
WT | 0 | 0 | 0 | 0 | 0 | 0
IGCC | 0 | 0 | 0 | 0 | 0 | 0
DemandResponse | 0 | 0 | 0 | 0 | 0 | 0
IGCC-CCS | 0 | 0 | 0 | 0 | 0 | 0
WT_off | 0 | 0 | 0 | 0 | 0 | 0
PseudoUnit | 0 | 0 | 0 | 0 | 0 | 0
FixedInterchange | 0 | 0 | 0 | 0 | 0 | 0
Emission Cost by Reporting Type: NWPP_Coal
ReportingType | 2015 | 2020 | 2025 | 2030 | 2035 | 2040
BM | 0 | 0 | 0 | 0 | 0 | 0
CC | 0 | 0 | 0 | 0 | 0 | 0
CSP | 0 | 0 | 0 | 0 | 0 | 0
CT | 0 | 0 | 0 | 0 | 0 | 0
Coal | 0 | 0 | 0 | 0 | 0 | 0
Geo | 0 | 0 | 0 | 0 | 0 | 0
H | 0 | 0 | 0 | 0 | 0 | 0
LFG | 0 | 0 | 0 | 0 | 0 | 0
Nuc | 0 | 0 | 0 | 0 | 0 | 0
PS | 0 | 0 | 0 | 0 | 0 | 0
PV | 0 | 0 | 0 | 0 | 0 | 0
PeakG | 0 | 0 | 0 | 0 | 0 | 0
PeakO | 0 | 0 | 0 | 0 | 0 | 0
ST | 0 | 0 | 0 | 0 | 0 | 0
STOG | 0 | 0 | 0 | 0 | 0 | 0
STWD | 0 | 0 | 0 | 0 | 0 | 0
WT | 0 | 0 | 0 | 0 | 0 | 0
IGCC | 0 | 0 | 0 | 0 | 0 | 0
DemandResponse | 0 | 0 | 0 | 0 | 0 | 0
IGCC-CCS | 0 | 0 | 0 | 0 | 0 | 0
WT_off | 0 | 0 | 0 | 0 | 0 | 0
PseudoUnit | 0 | 0 | 0 | 0 | 0 | 0
FixedInterchange | 0 | 0 | 0 | 0 | 0 | 0
Emission Cost by Reporting Type: NWPP_Gas
ReportingType | 2015 | 2020 | 2025 | 2030 | 2035 | 2040
BM | 0 | 0 | 0 | 0 | 0 | 0
CC | 0 | 0 | 0 | 0 | 0 | 0
CSP | 0 | 0 | 0 | 0 | 0 | 0
CT | 0 | 0 | 0 | 0 | 0 | 0
Coal | 0 | 0 | 0 | 0 | 0 | 0
Geo | 0 | 0 | 0 | 0 | 0 | 0
H | 0 | 0 | 0 | 0 | 0 | 0
LFG | 0 | 0 | 0 | 0 | 0 | 0
Nuc | 0 | 0 | 0 | 0 | 0 | 0
PS | 0 | 0 | 0 | 0 | 0 | 0
PV | 0 | 0 | 0 | 0 | 0 | 0
PeakG | 0 | 0 | 0 | 0 | 0 | 0
PeakO | 0 | 0 | 0 | 0 | 0 | 0
ST | 0 | 0 | 0 | 0 | 0 | 0
STOG | 0 | 0 | 0 | 0 | 0 | 0
STWD | 0 | 0 | 0 | 0 | 0 | 0
WT | 0 | 0 | 0 | 0 | 0 | 0
IGCC | 0 | 0 | 0 | 0 | 0 | 0
DemandResponse | 0 | 0 | 0 | 0 | 0 | 0
IGCC-CCS | 0 | 0 | 0 | 0 | 0 | 0
WT_off | 0 | 0 | 0 | 0 | 0 | 0
PseudoUnit | 0 | 0 | 0 | 0 | 0 | 0
FixedInterchange | 0 | 0 | 0 | 0 | 0 | 0
Emission Cost by Reporting Type: NWPP_NucRenew
ReportingType | 2015 | 2020 | 2025 | 2030 | 2035 | 2040
BM | 0 | 0 | 0 | 0 | 0 | 0
CC | 0 | 0 | 0 | 0 | 0 | 0
CSP | 0 | 0 | 0 | 0 | 0 | 0
CT | 0 | 0 | 0 | 0 | 0 | 0
Coal | 0 | 0 | 0 | 0 | 0 | 0
Geo | 0 | 0 | 0 | 0 | 0 | 0
H | 0 | 0 | 0 | 0 | 0 | 0
LFG | 0 | 0 | 0 | 0 | 0 | 0
Nuc | 0 | 0 | 0 | 0 | 0 | 0
PS | 0 | 0 | 0 | 0 | 0 | 0
PV | 0 | 0 | 0 | 0 | 0 | 0
PeakG | 0 | 0 | 0 | 0 | 0 | 0
PeakO | 0 | 0 | 0 | 0 | 0 | 0
ST | 0 | 0 | 0 | 0 | 0 | 0
STOG | 0 | 0 | 0 | 0 | 0 | 0
STWD | 0 | 0 | 0 | 0 | 0 | 0
WT | 0 | 0 | 0 | 0 | 0 | 0
IGCC | 0 | 0 | 0 | 0 | 0 | 0
DemandResponse | 0 | 0 | 0 | 0 | 0 | 0
IGCC-CCS | 0 | 0 | 0 | 0 | 0 | 0
WT_off | 0 | 0 | 0 | 0 | 0 | 0
PseudoUnit | 0 | 0 | 0 | 0 | 0 | 0
FixedInterchange | 0 | 0 | 0 | 0 | 0 | 0
Emission Cost by Reporting Type: RMPA
ReportingType | 2015 | 2020 | 2025 | 2030 | 2035 | 2040
BM | 0 | 0 | 0 | 0 | 0 | 0
CC | 0 | 0 | 0 | 0 | 0 | 0
CSP | 0 | 0 | 0 | 0 | 0 | 0
CT | 0 | 0 | 0 | 0 | 0 | 0
Coal | 0 | 0 | 0 | 0 | 0 | 0
Geo | 0 | 0 | 0 | 0 | 0 | 0
H | 0 | 0 | 0 | 0 | 0 | 0
LFG | 0 | 0 | 0 | 0 | 0 | 0
Nuc | 0 | 0 | 0 | 0 | 0 | 0
PS | 0 | 0 | 0 | 0 | 0 | 0
PV | 0 | 0 | 0 | 0 | 0 | 0
PeakG | 0 | 0 | 0 | 0 | 0 | 0
PeakO | 0 | 0 | 0 | 0 | 0 | 0
ST | 0 | 0 | 0 | 0 | 0 | 0
STOG | 0 | 0 | 0 | 0 | 0 | 0
STWD | 0 | 0 | 0 | 0 | 0 | 0
WT | 0 | 0 | 0 | 0 | 0 | 0
IGCC | 0 | 0 | 0 | 0 | 0 | 0
DemandResponse | 0 | 0 | 0 | 0 | 0 | 0
IGCC-CCS | 0 | 0 | 0 | 0 | 0 | 0
WT_off | 0 | 0 | 0 | 0 | 0 | 0
PseudoUnit | 0 | 0 | 0 | 0 | 0 | 0
FixedInterchange | 0 | 0 | 0 | 0 | 0 | 0
Emission Cost by Reporting Type: SP15
ReportingType | 2015 | 2020 | 2025 | 2030 | 2035 | 2040
BM | 0 | 0 | 0 | 0 | 0 | 0
CC | 0 | 0 | 0 | 0 | 0 | 0
CSP | 0 | 0 | 0 | 0 | 0 | 0
CT | 0 | 0 | 0 | 0 | 0 | 0
Coal | 0 | 0 | 0 | 0 | 0 | 0
Geo | 0 | 0 | 0 | 0 | 0 | 0
H | 0 | 0 | 0 | 0 | 0 | 0
LFG | 0 | 0 | 0 | 0 | 0 | 0
Nuc | 0 | 0 | 0 | 0 | 0 | 0
PS | 0 | 0 | 0 | 0 | 0 | 0
PV | 0 | 0 | 0 | 0 | 0 | 0
PeakG | 0 | 0 | 0 | 0 | 0 | 0
PeakO | 0 | 0 | 0 | 0 | 0 | 0
ST | 0 | 0 | 0 | 0 | 0 | 0
STOG | 0 | 0 | 0 | 0 | 0 | 0
STWD | 0 | 0 | 0 | 0 | 0 | 0
WT | 0 | 0 | 0 | 0 | 0 | 0
IGCC | 0 | 0 | 0 | 0 | 0 | 0
DemandResponse | 0 | 0 | 0 | 0 | 0 | 0
IGCC-CCS | 0 | 0 | 0 | 0 | 0 | 0
WT_off | 0 | 0 | 0 | 0 | 0 | 0
PseudoUnit | 0 | 0 | 0 | 0 | 0 | 0
FixedInterchange | 0 | 0 | 0 | 0 | 0 | 0
Emission Cost by Reporting Type: ALB
ReportingType | 2015 | 2020 | 2025 | 2030 | 2035 | 2040
BM | 0 | 0 | 0 | 0 | 0 | 0
CC | 0 | 0 | 0 | 0 | 0 | 0
CSP | 0 | 0 | 0 | 0 | 0 | 0
CT | 0 | 0 | 0 | 0 | 0 | 0
Coal | 0 | 0 | 0 | 0 | 0 | 0
Geo | 0 | 0 | 0 | 0 | 0 | 0
H | 0 | 0 | 0 | 0 | 0 | 0
LFG | 0 | 0 | 0 | 0 | 0 | 0
Nuc | 0 | 0 | 0 | 0 | 0 | 0
PS | 0 | 0 | 0 | 0 | 0 | 0
PV | 0 | 0 | 0 | 0 | 0 | 0
PeakG | 0 | 0 | 0 | 0 | 0 | 0
PeakO | 0 | 0 | 0 | 0 | 0 | 0
ST | 0 | 0 | 0 | 0 | 0 | 0
STOG | 0 | 0 | 0 | 0 | 0 | 0
STWD | 0 | 0 | 0 | 0 | 0 | 0
WT | 0 | 0 | 0 | 0 | 0 | 0
IGCC | 0 | 0 | 0 | 0 | 0 | 0
DemandResponse | 0 | 0 | 0 | 0 | 0 | 0
IGCC-CCS | 0 | 0 | 0 | 0 | 0 | 0
WT_off | 0 | 0 | 0 | 0 | 0 | 0
PseudoUnit | 0 | 0 | 0 | 0 | 0 | 0
FixedInterchange | 0 | 0 | 0 | 0 | 0 | 0
Emission Cost by Reporting Type: BC
ReportingType | 2015 | 2020 | 2025 | 2030 | 2035 | 2040
BM | 0 | 0 | 0 | 0 | 0 | 0
CC | 0 | 0 | 0 | 0 | 0 | 0
CSP | 0 | 0 | 0 | 0 | 0 | 0
CT | 0 | 0 | 0 | 0 | 0 | 0
Coal | 0 | 0 | 0 | 0 | 0 | 0
Geo | 0 | 0 | 0 | 0 | 0 | 0
H | 0 | 0 | 0 | 0 | 0 | 0
LFG | 0 | 0 | 0 | 0 | 0 | 0
Nuc | 0 | 0 | 0 | 0 | 0 | 0
PS | 0 | 0 | 0 | 0 | 0 | 0
PV | 0 | 0 | 0 | 0 | 0 | 0
PeakG | 0 | 0 | 0 | 0 | 0 | 0
PeakO | 0 | 0 | 0 | 0 | 0 | 0
ST | 0 | 0 | 0 | 0 | 0 | 0
STOG | 0 | 0 | 0 | 0 | 0 | 0
STWD | 0 | 0 | 0 | 0 | 0 | 0
WT | 0 | 0 | 0 | 0 | 0 | 0
IGCC | 0 | 0 | 0 | 0 | 0 | 0
DemandResponse | 0 | 0 | 0 | 0 | 0 | 0
IGCC-CCS | 0 | 0 | 0 | 0 | 0 | 0
WT_off | 0 | 0 | 0 | 0 | 0 | 0
PseudoUnit | 0 | 0 | 0 | 0 | 0 | 0
FixedInterchange | 0 | 0 | 0 | 0 | 0 | 0
Emission Cost by Reporting Type: HQ_IESO
ReportingType | 2015 | 2020 | 2025 | 2030 | 2035 | 2040
BM | 0 | 0 | 0 | 0 | 0 | 0
CC | 0 | 0 | 0 | 0 | 0 | 0
CSP | 0 | 0 | 0 | 0 | 0 | 0
CT | 0 | 0 | 0 | 0 | 0 | 0
Coal | 0 | 0 | 0 | 0 | 0 | 0
Geo | 0 | 0 | 0 | 0 | 0 | 0
H | 0 | 0 | 0 | 0 | 0 | 0
LFG | 0 | 0 | 0 | 0 | 0 | 0
Nuc | 0 | 0 | 0 | 0 | 0 | 0
PS | 0 | 0 | 0 | 0 | 0 | 0
PV | 0 | 0 | 0 | 0 | 0 | 0
PeakG | 0 | 0 | 0 | 0 | 0 | 0
PeakO | 0 | 0 | 0 | 0 | 0 | 0
ST | 0 | 0 | 0 | 0 | 0 | 0
STOG | 0 | 0 | 0 | 0 | 0 | 0
STWD | 0 | 0 | 0 | 0 | 0 | 0
WT | 0 | 0 | 0 | 0 | 0 | 0
IGCC | 0 | 0 | 0 | 0 | 0 | 0
DemandResponse | 0 | 0 | 0 | 0 | 0 | 0
IGCC-CCS | 0 | 0 | 0 | 0 | 0 | 0
WT_off | 0 | 0 | 0 | 0 | 0 | 0
PseudoUnit | 0 | 0 | 0 | 0 | 0 | 0
FixedInterchange | 0 | 0 | 0 | 0 | 0 | 0
Emission Cost by Reporting Type: HQ_NEISO
ReportingType | 2015 | 2020 | 2025 | 2030 | 2035 | 2040
BM | 0 | 0 | 0 | 0 | 0 | 0
CC | 0 | 0 | 0 | 0 | 0 | 0
CSP | 0 | 0 | 0 | 0 | 0 | 0
CT | 0 | 0 | 0 | 0 | 0 | 0
Coal | 0 | 0 | 0 | 0 | 0 | 0
Geo | 0 | 0 | 0 | 0 | 0 | 0
H | 0 | 0 | 0 | 0 | 0 | 0
LFG | 0 | 0 | 0 | 0 | 0 | 0
Nuc | 0 | 0 | 0 | 0 | 0 | 0
PS | 0 | 0 | 0 | 0 | 0 | 0
PV | 0 | 0 | 0 | 0 | 0 | 0
PeakG | 0 | 0 | 0 | 0 | 0 | 0
PeakO | 0 | 0 | 0 | 0 | 0 | 0
ST | 0 | 0 | 0 | 0 | 0 | 0
STOG | 0 | 0 | 0 | 0 | 0 | 0
STWD | 0 | 0 | 0 | 0 | 0 | 0
WT | 0 | 0 | 0 | 0 | 0 | 0
IGCC | 0 | 0 | 0 | 0 | 0 | 0
DemandResponse | 0 | 0 | 0 | 0 | 0 | 0
IGCC-CCS | 0 | 0 | 0 | 0 | 0 | 0
WT_off | 0 | 0 | 0 | 0 | 0 | 0
PseudoUnit | 0 | 0 | 0 | 0 | 0 | 0
FixedInterchange | 0 | 0 | 0 | 0 | 0 | 0
Emission Cost by Reporting Type: HQ_NY
ReportingType | 2015 | 2020 | 2025 | 2030 | 2035 | 2040
BM | 0 | 0 | 0 | 0 | 0 | 0
CC | 0 | 0 | 0 | 0 | 0 | 0
CSP | 0 | 0 | 0 | 0 | 0 | 0
CT | 0 | 0 | 0 | 0 | 0 | 0
Coal | 0 | 0 | 0 | 0 | 0 | 0
Geo | 0 | 0 | 0 | 0 | 0 | 0
H | 0 | 0 | 0 | 0 | 0 | 0
LFG | 0 | 0 | 0 | 0 | 0 | 0
Nuc | 0 | 0 | 0 | 0 | 0 | 0
PS | 0 | 0 | 0 | 0 | 0 | 0
PV | 0 | 0 | 0 | 0 | 0 | 0
PeakG | 0 | 0 | 0 | 0 | 0 | 0
PeakO | 0 | 0 | 0 | 0 | 0 | 0
ST | 0 | 0 | 0 | 0 | 0 | 0
STOG | 0 | 0 | 0 | 0 | 0 | 0
STWD | 0 | 0 | 0 | 0 | 0 | 0
WT | 0 | 0 | 0 | 0 | 0 | 0
IGCC | 0 | 0 | 0 | 0 | 0 | 0
DemandResponse | 0 | 0 | 0 | 0 | 0 | 0
IGCC-CCS | 0 | 0 | 0 | 0 | 0 | 0
WT_off | 0 | 0 | 0 | 0 | 0 | 0
PseudoUnit | 0 | 0 | 0 | 0 | 0 | 0
FixedInterchange | 0 | 0 | 0 | 0 | 0 | 0
Emission Cost by Reporting Type: MARITIMES
ReportingType | 2015 | 2020 | 2025 | 2030 | 2035 | 2040
BM | 0 | 0 | 0 | 0 | 0 | 0
CC | 0 | 0 | 0 | 0 | 0 | 0
CSP | 0 | 0 | 0 | 0 | 0 | 0
CT | 0 | 0 | 0 | 0 | 0 | 0
Coal | 0 | 0 | 0 | 0 | 0 | 0
Geo | 0 | 0 | 0 | 0 | 0 | 0
H | 0 | 0 | 0 | 0 | 0 | 0
LFG | 0 | 0 | 0 | 0 | 0 | 0
Nuc | 0 | 0 | 0 | 0 | 0 | 0
PS | 0 | 0 | 0 | 0 | 0 | 0
PV | 0 | 0 | 0 | 0 | 0 | 0
PeakG | 0 | 0 | 0 | 0 | 0 | 0
PeakO | 0 | 0 | 0 | 0 | 0 | 0
ST | 0 | 0 | 0 | 0 | 0 | 0
STOG | 0 | 0 | 0 | 0 | 0 | 0
STWD | 0 | 0 | 0 | 0 | 0 | 0
WT | 0 | 0 | 0 | 0 | 0 | 0
IGCC | 0 | 0 | 0 | 0 | 0 | 0
DemandResponse | 0 | 0 | 0 | 0 | 0 | 0
IGCC-CCS | 0 | 0 | 0 | 0 | 0 | 0
WT_off | 0 | 0 | 0 | 0 | 0 | 0
PseudoUnit | 0 | 0 | 0 | 0 | 0 | 0
FixedInterchange | 0 | 0 | 0 | 0 | 0 | 0
Emission Cost by Reporting Type: All
ReportingType | 2015 | 2020 | 2025 | 2030 | 2035 | 2040
BM | 0 | 0 | 0 | 0 | 0 | 0
CC | 0 | 0 | 0 | 0 | 0 | 0
CSP | 0 | 0 | 0 | 0 | 0 | 0
CT | 0 | 0 | 0 | 0 | 0 | 0
Coal | 0 | 0 | 0 | 0 | 0 | 0
Geo | 0 | 0 | 0 | 0 | 0 | 0
H | 0 | 0 | 0 | 0 | 0 | 0
LFG | 0 | 0 | 0 | 0 | 0 | 0
Nuc | 0 | 0 | 0 | 0 | 0 | 0
PS | 0 | 0 | 0 | 0 | 0 | 0
PV | 0 | 0 | 0 | 0 | 0 | 0
PeakG | 0 | 0 | 0 | 0 | 0 | 0
PeakO | 0 | 0 | 0 | 0 | 0 | 0
ST | 0 | 0 | 0 | 0 | 0 | 0
STOG | 0 | 0 | 0 | 0 | 0 | 0
STWD | 0 | 0 | 0 | 0 | 0 | 0
WT | 0 | 0 | 0 | 0 | 0 | 0
IGCC | 0 | 0 | 0 | 0 | 0 | 0
DemandResponse | 0 | 0 | 0 | 0 | 0 | 0
IGCC-CCS | 0 | 0 | 0 | 0 | 0 | 0
WT_off | 0 | 0 | 0 | 0 | 0 | 0
PseudoUnit | 0 | 0 | 0 | 0 | 0 | 0
FixedInterchange | 0 | 0 | 0 | 0 | 0 | 0
Emission Cost by Reporting Type: EI_US
ReportingType | 2015 | 2020 | 2025 | 2030 | 2035 | 2040
BM | 0 | 0 | 0 | 0 | 0 | 0
CC | 0 | 0 | 0 | 0 | 0 | 0
CSP | 0 | 0 | 0 | 0 | 0 | 0
CT | 0 | 0 | 0 | 0 | 0 | 0
Coal | 0 | 0 | 0 | 0 | 0 | 0
Geo | 0 | 0 | 0 | 0 | 0 | 0
H | 0 | 0 | 0 | 0 | 0 | 0
LFG | 0 | 0 | 0 | 0 | 0 | 0
Nuc | 0 | 0 | 0 | 0 | 0 | 0
PS | 0 | 0 | 0 | 0 | 0 | 0
PV | 0 | 0 | 0 | 0 | 0 | 0
PeakG | 0 | 0 | 0 | 0 | 0 | 0
PeakO | 0 | 0 | 0 | 0 | 0 | 0
ST | 0 | 0 | 0 | 0 | 0 | 0
STOG | 0 | 0 | 0 | 0 | 0 | 0
STWD | 0 | 0 | 0 | 0 | 0 | 0
WT | 0 | 0 | 0 | 0 | 0 | 0
IGCC | 0 | 0 | 0 | 0 | 0 | 0
DemandResponse | 0 | 0 | 0 | 0 | 0 | 0
IGCC-CCS | 0 | 0 | 0 | 0 | 0 | 0
WT_off | 0 | 0 | 0 | 0 | 0 | 0
PseudoUnit | 0 | 0 | 0 | 0 | 0 | 0
FixedInterchange | 0 | 0 | 0 | 0 | 0 | 0
Emission Cost by Reporting Type: EI_Canada
ReportingType | 2015 | 2020 | 2025 | 2030 | 2035 | 2040
BM | 0 | 0 | 0 | 0 | 0 | 0
CC | 0 | 0 | 0 | 0 | 0 | 0
CSP | 0 | 0 | 0 | 0 | 0 | 0
CT | 0 | 0 | 0 | 0 | 0 | 0
Coal | 0 | 0 | 0 | 0 | 0 | 0
Geo | 0 | 0 | 0 | 0 | 0 | 0
H | 0 | 0 | 0 | 0 | 0 | 0
LFG | 0 | 0 | 0 | 0 | 0 | 0
Nuc | 0 | 0 | 0 | 0 | 0 | 0
PS | 0 | 0 | 0 | 0 | 0 | 0
PV | 0 | 0 | 0 | 0 | 0 | 0
PeakG | 0 | 0 | 0 | 0 | 0 | 0
PeakO | 0 | 0 | 0 | 0 | 0 | 0
ST | 0 | 0 | 0 | 0 | 0 | 0
STOG | 0 | 0 | 0 | 0 | 0 | 0
STWD | 0 | 0 | 0 | 0 | 0 | 0
WT | 0 | 0 | 0 | 0 | 0 | 0
IGCC | 0 | 0 | 0 | 0 | 0 | 0
DemandResponse | 0 | 0 | 0 | 0 | 0 | 0
IGCC-CCS | 0 | 0 | 0 | 0 | 0 | 0
WT_off | 0 | 0 | 0 | 0 | 0 | 0
PseudoUnit | 0 | 0 | 0 | 0 | 0 | 0
FixedInterchange | 0 | 0 | 0 | 0 | 0 | 0
Emission Cost by Reporting Type: EI
ReportingType | 2015 | 2020 | 2025 | 2030 | 2035 | 2040
BM | 0 | 0 | 0 | 0 | 0 | 0
CC | 0 | 0 | 0 | 0 | 0 | 0
CSP | 0 | 0 | 0 | 0 | 0 | 0
CT | 0 | 0 | 0 | 0 | 0 | 0
Coal | 0 | 0 | 0 | 0 | 0 | 0
Geo | 0 | 0 | 0 | 0 | 0 | 0
H | 0 | 0 | 0 | 0 | 0 | 0
LFG | 0 | 0 | 0 | 0 | 0 | 0
Nuc | 0 | 0 | 0 | 0 | 0 | 0
PS | 0 | 0 | 0 | 0 | 0 | 0
PV | 0 | 0 | 0 | 0 | 0 | 0
PeakG | 0 | 0 | 0 | 0 | 0 | 0
PeakO | 0 | 0 | 0 | 0 | 0 | 0
ST | 0 | 0 | 0 | 0 | 0 | 0
STOG | 0 | 0 | 0 | 0 | 0 | 0
STWD | 0 | 0 | 0 | 0 | 0 | 0
WT | 0 | 0 | 0 | 0 | 0 | 0
IGCC | 0 | 0 | 0 | 0 | 0 | 0
DemandResponse | 0 | 0 | 0 | 0 | 0 | 0
IGCC-CCS | 0 | 0 | 0 | 0 | 0 | 0
WT_off | 0 | 0 | 0 | 0 | 0 | 0
PseudoUnit | 0 | 0 | 0 | 0 | 0 | 0
FixedInterchange | 0 | 0 | 0 | 0 | 0 | 0
Emission Cost by Reporting Type: Outside_EI
ReportingType | 2015 | 2020 | 2025 | 2030 | 2035 | 2040
BM | 0 | 0 | 0 | 0 | 0 | 0
CC | 0 | 0 | 0 | 0 | 0 | 0
CSP | 0 | 0 | 0 | 0 | 0 | 0
CT | 0 | 0 | 0 | 0 | 0 | 0
Coal | 0 | 0 | 0 | 0 | 0 | 0
Geo | 0 | 0 | 0 | 0 | 0 | 0
H | 0 | 0 | 0 | 0 | 0 | 0
LFG | 0 | 0 | 0 | 0 | 0 | 0
Nuc | 0 | 0 | 0 | 0 | 0 | 0
PS | 0 | 0 | 0 | 0 | 0 | 0
PV | 0 | 0 | 0 | 0 | 0 | 0
PeakG | 0 | 0 | 0 | 0 | 0 | 0
PeakO | 0 | 0 | 0 | 0 | 0 | 0
ST | 0 | 0 | 0 | 0 | 0 | 0
STOG | 0 | 0 | 0 | 0 | 0 | 0
STWD | 0 | 0 | 0 | 0 | 0 | 0
WT | 0 | 0 | 0 | 0 | 0 | 0
IGCC | 0 | 0 | 0 | 0 | 0 | 0
DemandResponse | 0 | 0 | 0 | 0 | 0 | 0
IGCC-CCS | 0 | 0 | 0 | 0 | 0 | 0
WT_off | 0 | 0 | 0 | 0 | 0 | 0
PseudoUnit | 0 | 0 | 0 | 0 | 0 | 0
FixedInterchange | 0 | 0 | 0 | 0 | 0 | 0
==== Emission Program: CAIRNOxAnnual : (NOx) ====
Emission Cost by Reporting Type: Entergy
ReportingType | 2015 | 2020 | 2025 | 2030 | 2035 | 2040
BM | 0 | 0 | 0 | 0 | 0 | 0
CC | 0 | 0 | 0 | 0 | 0 | 0
CSP | 0 | 0 | 0 | 0 | 0 | 0
CT | 0 | 0 | 0 | 0 | 0 | 0
Coal | 0 | 0 | 0 | 0 | 0 | 0
Geo | 0 | 0 | 0 | 0 | 0 | 0
H | 0 | 0 | 0 | 0 | 0 | 0
LFG | 0 | 0 | 0 | 0 | 0 | 0
Nuc | 0 | 0 | 0 | 0 | 0 | 0
PS | 0 | 0 | 0 | 0 | 0 | 0
PV | 0 | 0 | 0 | 0 | 0 | 0
PeakG | 0 | 0 | 0 | 0 | 0 | 0
PeakO | 0 | 0 | 0 | 0 | 0 | 0
ST | 0 | 0 | 0 | 0 | 0 | 0
STOG | 0 | 0 | 0 | 0 | 0 | 0
STWD | 0 | 0 | 0 | 0 | 0 | 0
WT | 0 | 0 | 0 | 0 | 0 | 0
IGCC | 0 | 0 | 0 | 0 | 0 | 0
DemandResponse | 0 | 0 | 0 | 0 | 0 | 0
IGCC-CCS | 0 | 0 | 0 | 0 | 0 | 0
WT_off | 0 | 0 | 0 | 0 | 0 | 0
PseudoUnit | 0 | 0 | 0 | 0 | 0 | 0
FixedInterchange | 0 | 0 | 0 | 0 | 0 | 0
Emission Cost by Reporting Type: FRCC
ReportingType | 2015 | 2020 | 2025 | 2030 | 2035 | 2040
BM | 0 | 0 | 0 | 0 | 0 | 0
CC | 0 | 0 | 0 | 0 | 0 | 0
CSP | 0 | 0 | 0 | 0 | 0 | 0
CT | 0 | 0 | 0 | 0 | 0 | 0
Coal | 0 | 0 | 0 | 0 | 0 | 0
Geo | 0 | 0 | 0 | 0 | 0 | 0
H | 0 | 0 | 0 | 0 | 0 | 0
LFG | 0 | 0 | 0 | 0 | 0 | 0
Nuc | 0 | 0 | 0 | 0 | 0 | 0
PS | 0 | 0 | 0 | 0 | 0 | 0
PV | 0 | 0 | 0 | 0 | 0 | 0
PeakG | 0 | 0 | 0 | 0 | 0 | 0
PeakO | 0 | 0 | 0 | 0 | 0 | 0
ST | 0 | 0 | 0 | 0 | 0 | 0
STOG | 0 | 0 | 0 | 0 | 0 | 0
STWD | 0 | 0 | 0 | 0 | 0 | 0
WT | 0 | 0 | 0 | 0 | 0 | 0
IGCC | 0 | 0 | 0 | 0 | 0 | 0
DemandResponse | 0 | 0 | 0 | 0 | 0 | 0
IGCC-CCS | 0 | 0 | 0 | 0 | 0 | 0
WT_off | 0 | 0 | 0 | 0 | 0 | 0
PseudoUnit | 0 | 0 | 0 | 0 | 0 | 0
FixedInterchange | 0 | 0 | 0 | 0 | 0 | 0
Emission Cost by Reporting Type: MAPP_US
ReportingType | 2015 | 2020 | 2025 | 2030 | 2035 | 2040
BM | 0 | 0 | 0 | 0 | 0 | 0
CC | 0 | 0 | 0 | 0 | 0 | 0
CSP | 0 | 0 | 0 | 0 | 0 | 0
CT | 0 | 0 | 0 | 0 | 0 | 0
Coal | 0 | 0 | 0 | 0 | 0 | 0
Geo | 0 | 0 | 0 | 0 | 0 | 0
H | 0 | 0 | 0 | 0 | 0 | 0
LFG | 0 | 0 | 0 | 0 | 0 | 0
Nuc | 0 | 0 | 0 | 0 | 0 | 0
PS | 0 | 0 | 0 | 0 | 0 | 0
PV | 0 | 0 | 0 | 0 | 0 | 0
PeakG | 0 | 0 | 0 | 0 | 0 | 0
PeakO | 0 | 0 | 0 | 0 | 0 | 0
ST | 0 | 0 | 0 | 0 | 0 | 0
STOG | 0 | 0 | 0 | 0 | 0 | 0
STWD | 0 | 0 | 0 | 0 | 0 | 0
WT | 0 | 0 | 0 | 0 | 0 | 0
IGCC | 0 | 0 | 0 | 0 | 0 | 0
DemandResponse | 0 | 0 | 0 | 0 | 0 | 0
IGCC-CCS | 0 | 0 | 0 | 0 | 0 | 0
WT_off | 0 | 0 | 0 | 0 | 0 | 0
PseudoUnit | 0 | 0 | 0 | 0 | 0 | 0
FixedInterchange | 0 | 0 | 0 | 0 | 0 | 0
Emission Cost by Reporting Type: MISO_IN
ReportingType | 2015 | 2020 | 2025 | 2030 | 2035 | 2040
BM | 0 | 0 | 0 | 0 | 0 | 0
CC | 0 | 0 | 0 | 0 | 0 | 0
CSP | 0 | 0 | 0 | 0 | 0 | 0
CT | 0 | 0 | 0 | 0 | 0 | 0
Coal | 0 | 0 | 0 | 0 | 0 | 0
Geo | 0 | 0 | 0 | 0 | 0 | 0
H | 0 | 0 | 0 | 0 | 0 | 0
LFG | 0 | 0 | 0 | 0 | 0 | 0
Nuc | 0 | 0 | 0 | 0 | 0 | 0
PS | 0 | 0 | 0 | 0 | 0 | 0
PV | 0 | 0 | 0 | 0 | 0 | 0
PeakG | 0 | 0 | 0 | 0 | 0 | 0
PeakO | 0 | 0 | 0 | 0 | 0 | 0
ST | 0 | 0 | 0 | 0 | 0 | 0
STOG | 0 | 0 | 0 | 0 | 0 | 0
STWD | 0 | 0 | 0 | 0 | 0 | 0
WT | 0 | 0 | 0 | 0 | 0 | 0
IGCC | 0 | 0 | 0 | 0 | 0 | 0
DemandResponse | 0 | 0 | 0 | 0 | 0 | 0
IGCC-CCS | 0 | 0 | 0 | 0 | 0 | 0
WT_off | 0 | 0 | 0 | 0 | 0 | 0
PseudoUnit | 0 | 0 | 0 | 0 | 0 | 0
FixedInterchange | 0 | 0 | 0 | 0 | 0 | 0
Emission Cost by Reporting Type: MISO_MI
ReportingType | 2015 | 2020 | 2025 | 2030 | 2035 | 2040
BM | 0 | 0 | 0 | 0 | 0 | 0
CC | 0 | 0 | 0 | 0 | 0 | 0
CSP | 0 | 0 | 0 | 0 | 0 | 0
CT | 0 | 0 | 0 | 0 | 0 | 0
Coal | 0 | 0 | 0 | 0 | 0 | 0
Geo | 0 | 0 | 0 | 0 | 0 | 0
H | 0 | 0 | 0 | 0 | 0 | 0
LFG | 0 | 0 | 0 | 0 | 0 | 0
Nuc | 0 | 0 | 0 | 0 | 0 | 0
PS | 0 | 0 | 0 | 0 | 0 | 0
PV | 0 | 0 | 0 | 0 | 0 | 0
PeakG | 0 | 0 | 0 | 0 | 0 | 0
PeakO | 0 | 0 | 0 | 0 | 0 | 0
ST | 0 | 0 | 0 | 0 | 0 | 0
STOG | 0 | 0 | 0 | 0 | 0 | 0
STWD | 0 | 0 | 0 | 0 | 0 | 0
WT | 0 | 0 | 0 | 0 | 0 | 0
IGCC | 0 | 0 | 0 | 0 | 0 | 0
DemandResponse | 0 | 0 | 0 | 0 | 0 | 0
IGCC-CCS | 0 | 0 | 0 | 0 | 0 | 0
WT_off | 0 | 0 | 0 | 0 | 0 | 0
PseudoUnit | 0 | 0 | 0 | 0 | 0 | 0
FixedInterchange | 0 | 0 | 0 | 0 | 0 | 0
Emission Cost by Reporting Type: MISO_MO-IL
ReportingType | 2015 | 2020 | 2025 | 2030 | 2035 | 2040
BM | 0 | 0 | 0 | 0 | 0 | 0
CC | 0 | 0 | 0 | 0 | 0 | 0
CSP | 0 | 0 | 0 | 0 | 0 | 0
CT | 0 | 0 | 0 | 0 | 0 | 0
Coal | 0 | 0 | 0 | 0 | 0 | 0
Geo | 0 | 0 | 0 | 0 | 0 | 0
H | 0 | 0 | 0 | 0 | 0 | 0
LFG | 0 | 0 | 0 | 0 | 0 | 0
Nuc | 0 | 0 | 0 | 0 | 0 | 0
PS | 0 | 0 | 0 | 0 | 0 | 0
PV | 0 | 0 | 0 | 0 | 0 | 0
PeakG | 0 | 0 | 0 | 0 | 0 | 0
PeakO | 0 | 0 | 0 | 0 | 0 | 0
ST | 0 | 0 | 0 | 0 | 0 | 0
STOG | 0 | 0 | 0 | 0 | 0 | 0
STWD | 0 | 0 | 0 | 0 | 0 | 0
WT | 0 | 0 | 0 | 0 | 0 | 0
IGCC | 0 | 0 | 0 | 0 | 0 | 0
DemandResponse | 0 | 0 | 0 | 0 | 0 | 0
IGCC-CCS | 0 | 0 | 0 | 0 | 0 | 0
WT_off | 0 | 0 | 0 | 0 | 0 | 0
PseudoUnit | 0 | 0 | 0 | 0 | 0 | 0
FixedInterchange | 0 | 0 | 0 | 0 | 0 | 0
Emission Cost by Reporting Type: MISO_W
ReportingType | 2015 | 2020 | 2025 | 2030 | 2035 | 2040
BM | 0 | 0 | 0 | 0 | 0 | 0
CC | 0 | 0 | 0 | 0 | 0 | 0
CSP | 0 | 0 | 0 | 0 | 0 | 0
CT | 0 | 0 | 0 | 0 | 0 | 0
Coal | 0 | 0 | 0 | 0 | 0 | 0
Geo | 0 | 0 | 0 | 0 | 0 | 0
H | 0 | 0 | 0 | 0 | 0 | 0
LFG | 0 | 0 | 0 | 0 | 0 | 0
Nuc | 0 | 0 | 0 | 0 | 0 | 0
PS | 0 | 0 | 0 | 0 | 0 | 0
PV | 0 | 0 | 0 | 0 | 0 | 0
PeakG | 0 | 0 | 0 | 0 | 0 | 0
PeakO | 0 | 0 | 0 | 0 | 0 | 0
ST | 0 | 0 | 0 | 0 | 0 | 0
STOG | 0 | 0 | 0 | 0 | 0 | 0
STWD | 0 | 0 | 0 | 0 | 0 | 0
WT | 0 | 0 | 0 | 0 | 0 | 0
IGCC | 0 | 0 | 0 | 0 | 0 | 0
DemandResponse | 0 | 0 | 0 | 0 | 0 | 0
IGCC-CCS | 0 | 0 | 0 | 0 | 0 | 0
WT_off | 0 | 0 | 0 | 0 | 0 | 0
PseudoUnit | 0 | 0 | 0 | 0 | 0 | 0
FixedInterchange | 0 | 0 | 0 | 0 | 0 | 0
Emission Cost by Reporting Type: MISO_WUMS
ReportingType | 2015 | 2020 | 2025 | 2030 | 2035 | 2040
BM | 0 | 0 | 0 | 0 | 0 | 0
CC | 0 | 0 | 0 | 0 | 0 | 0
CSP | 0 | 0 | 0 | 0 | 0 | 0
CT | 0 | 0 | 0 | 0 | 0 | 0
Coal | 0 | 0 | 0 | 0 | 0 | 0
Geo | 0 | 0 | 0 | 0 | 0 | 0
H | 0 | 0 | 0 | 0 | 0 | 0
LFG | 0 | 0 | 0 | 0 | 0 | 0
Nuc | 0 | 0 | 0 | 0 | 0 | 0
PS | 0 | 0 | 0 | 0 | 0 | 0
PV | 0 | 0 | 0 | 0 | 0 | 0
PeakG | 0 | 0 | 0 | 0 | 0 | 0
PeakO | 0 | 0 | 0 | 0 | 0 | 0
ST | 0 | 0 | 0 | 0 | 0 | 0
STOG | 0 | 0 | 0 | 0 | 0 | 0
STWD | 0 | 0 | 0 | 0 | 0 | 0
WT | 0 | 0 | 0 | 0 | 0 | 0
IGCC | 0 | 0 | 0 | 0 | 0 | 0
DemandResponse | 0 | 0 | 0 | 0 | 0 | 0
IGCC-CCS | 0 | 0 | 0 | 0 | 0 | 0
WT_off | 0 | 0 | 0 | 0 | 0 | 0
PseudoUnit | 0 | 0 | 0 | 0 | 0 | 0
FixedInterchange | 0 | 0 | 0 | 0 | 0 | 0
Emission Cost by Reporting Type: Nebraska
ReportingType | 2015 | 2020 | 2025 | 2030 | 2035 | 2040
BM | 0 | 0 | 0 | 0 | 0 | 0
CC | 0 | 0 | 0 | 0 | 0 | 0
CSP | 0 | 0 | 0 | 0 | 0 | 0
CT | 0 | 0 | 0 | 0 | 0 | 0
Coal | 0 | 0 | 0 | 0 | 0 | 0
Geo | 0 | 0 | 0 | 0 | 0 | 0
H | 0 | 0 | 0 | 0 | 0 | 0
LFG | 0 | 0 | 0 | 0 | 0 | 0
Nuc | 0 | 0 | 0 | 0 | 0 | 0
PS | 0 | 0 | 0 | 0 | 0 | 0
PV | 0 | 0 | 0 | 0 | 0 | 0
PeakG | 0 | 0 | 0 | 0 | 0 | 0
PeakO | 0 | 0 | 0 | 0 | 0 | 0
ST | 0 | 0 | 0 | 0 | 0 | 0
STOG | 0 | 0 | 0 | 0 | 0 | 0
STWD | 0 | 0 | 0 | 0 | 0 | 0
WT | 0 | 0 | 0 | 0 | 0 | 0
IGCC | 0 | 0 | 0 | 0 | 0 | 0
DemandResponse | 0 | 0 | 0 | 0 | 0 | 0
IGCC-CCS | 0 | 0 | 0 | 0 | 0 | 0
WT_off | 0 | 0 | 0 | 0 | 0 | 0
PseudoUnit | 0 | 0 | 0 | 0 | 0 | 0
FixedInterchange | 0 | 0 | 0 | 0 | 0 | 0
Emission Cost by Reporting Type: NEISO
ReportingType | 2015 | 2020 | 2025 | 2030 | 2035 | 2040
BM | 0 | 0 | 0 | 0 | 0 | 0
CC | 0 | 0 | 0 | 0 | 0 | 0
CSP | 0 | 0 | 0 | 0 | 0 | 0
CT | 0 | 0 | 0 | 0 | 0 | 0
Coal | 0 | 0 | 0 | 0 | 0 | 0
Geo | 0 | 0 | 0 | 0 | 0 | 0
H | 0 | 0 | 0 | 0 | 0 | 0
LFG | 0 | 0 | 0 | 0 | 0 | 0
Nuc | 0 | 0 | 0 | 0 | 0 | 0
PS | 0 | 0 | 0 | 0 | 0 | 0
PV | 0 | 0 | 0 | 0 | 0 | 0
PeakG | 0 | 0 | 0 | 0 | 0 | 0
PeakO | 0 | 0 | 0 | 0 | 0 | 0
ST | 0 | 0 | 0 | 0 | 0 | 0
STOG | 0 | 0 | 0 | 0 | 0 | 0
STWD | 0 | 0 | 0 | 0 | 0 | 0
WT | 0 | 0 | 0 | 0 | 0 | 0
IGCC | 0 | 0 | 0 | 0 | 0 | 0
DemandResponse | 0 | 0 | 0 | 0 | 0 | 0
IGCC-CCS | 0 | 0 | 0 | 0 | 0 | 0
WT_off | 0 | 0 | 0 | 0 | 0 | 0
PseudoUnit | 0 | 0 | 0 | 0 | 0 | 0
FixedInterchange | 0 | 0 | 0 | 0 | 0 | 0
Emission Cost by Reporting Type: NonRTO_Midwest
ReportingType | 2015 | 2020 | 2025 | 2030 | 2035 | 2040
BM | 0 | 0 | 0 | 0 | 0 | 0
CC | 0 | 0 | 0 | 0 | 0 | 0
CSP | 0 | 0 | 0 | 0 | 0 | 0
CT | 0 | 0 | 0 | 0 | 0 | 0
Coal | 0 | 0 | 0 | 0 | 0 | 0
Geo | 0 | 0 | 0 | 0 | 0 | 0
H | 0 | 0 | 0 | 0 | 0 | 0
LFG | 0 | 0 | 0 | 0 | 0 | 0
Nuc | 0 | 0 | 0 | 0 | 0 | 0
PS | 0 | 0 | 0 | 0 | 0 | 0
PV | 0 | 0 | 0 | 0 | 0 | 0
PeakG | 0 | 0 | 0 | 0 | 0 | 0
PeakO | 0 | 0 | 0 | 0 | 0 | 0
ST | 0 | 0 | 0 | 0 | 0 | 0
STOG | 0 | 0 | 0 | 0 | 0 | 0
STWD | 0 | 0 | 0 | 0 | 0 | 0
WT | 0 | 0 | 0 | 0 | 0 | 0
IGCC | 0 | 0 | 0 | 0 | 0 | 0
DemandResponse | 0 | 0 | 0 | 0 | 0 | 0
IGCC-CCS | 0 | 0 | 0 | 0 | 0 | 0
WT_off | 0 | 0 | 0 | 0 | 0 | 0
PseudoUnit | 0 | 0 | 0 | 0 | 0 | 0
FixedInterchange | 0 | 0 | 0 | 0 | 0 | 0
Emission Cost by Reporting Type: NYISO_A-F
ReportingType | 2015 | 2020 | 2025 | 2030 | 2035 | 2040
BM | 0 | 0 | 0 | 0 | 0 | 0
CC | 0 | 0 | 0 | 0 | 0 | 0
CSP | 0 | 0 | 0 | 0 | 0 | 0
CT | 0 | 0 | 0 | 0 | 0 | 0
Coal | 0 | 0 | 0 | 0 | 0 | 0
Geo | 0 | 0 | 0 | 0 | 0 | 0
H | 0 | 0 | 0 | 0 | 0 | 0
LFG | 0 | 0 | 0 | 0 | 0 | 0
Nuc | 0 | 0 | 0 | 0 | 0 | 0
PS | 0 | 0 | 0 | 0 | 0 | 0
PV | 0 | 0 | 0 | 0 | 0 | 0
PeakG | 0 | 0 | 0 | 0 | 0 | 0
PeakO | 0 | 0 | 0 | 0 | 0 | 0
ST | 0 | 0 | 0 | 0 | 0 | 0
STOG | 0 | 0 | 0 | 0 | 0 | 0
STWD | 0 | 0 | 0 | 0 | 0 | 0
WT | 0 | 0 | 0 | 0 | 0 | 0
IGCC | 0 | 0 | 0 | 0 | 0 | 0
DemandResponse | 0 | 0 | 0 | 0 | 0 | 0
IGCC-CCS | 0 | 0 | 0 | 0 | 0 | 0
WT_off | 0 | 0 | 0 | 0 | 0 | 0
PseudoUnit | 0 | 0 | 0 | 0 | 0 | 0
FixedInterchange | 0 | 0 | 0 | 0 | 0 | 0
Emission Cost by Reporting Type: NYISO_G-I
ReportingType | 2015 | 2020 | 2025 | 2030 | 2035 | 2040
BM | 0 | 0 | 0 | 0 | 0 | 0
CC | 0 | 0 | 0 | 0 | 0 | 0
CSP | 0 | 0 | 0 | 0 | 0 | 0
CT | 0 | 0 | 0 | 0 | 0 | 0
Coal | 0 | 0 | 0 | 0 | 0 | 0
Geo | 0 | 0 | 0 | 0 | 0 | 0
H | 0 | 0 | 0 | 0 | 0 | 0
LFG | 0 | 0 | 0 | 0 | 0 | 0
Nuc | 0 | 0 | 0 | 0 | 0 | 0
PS | 0 | 0 | 0 | 0 | 0 | 0
PV | 0 | 0 | 0 | 0 | 0 | 0
PeakG | 0 | 0 | 0 | 0 | 0 | 0
PeakO | 0 | 0 | 0 | 0 | 0 | 0
ST | 0 | 0 | 0 | 0 | 0 | 0
STOG | 0 | 0 | 0 | 0 | 0 | 0
STWD | 0 | 0 | 0 | 0 | 0 | 0
WT | 0 | 0 | 0 | 0 | 0 | 0
IGCC | 0 | 0 | 0 | 0 | 0 | 0
DemandResponse | 0 | 0 | 0 | 0 | 0 | 0
IGCC-CCS | 0 | 0 | 0 | 0 | 0 | 0
WT_off | 0 | 0 | 0 | 0 | 0 | 0
PseudoUnit | 0 | 0 | 0 | 0 | 0 | 0
FixedInterchange | 0 | 0 | 0 | 0 | 0 | 0
Emission Cost by Reporting Type: NYISO_J-K
ReportingType | 2015 | 2020 | 2025 | 2030 | 2035 | 2040
BM | 0 | 0 | 0 | 0 | 0 | 0
CC | 0 | 0 | 0 | 0 | 0 | 0
CSP | 0 | 0 | 0 | 0 | 0 | 0
CT | 0 | 0 | 0 | 0 | 0 | 0
Coal | 0 | 0 | 0 | 0 | 0 | 0
Geo | 0 | 0 | 0 | 0 | 0 | 0
H | 0 | 0 | 0 | 0 | 0 | 0
LFG | 0 | 0 | 0 | 0 | 0 | 0
Nuc | 0 | 0 | 0 | 0 | 0 | 0
PS | 0 | 0 | 0 | 0 | 0 | 0
PV | 0 | 0 | 0 | 0 | 0 | 0
PeakG | 0 | 0 | 0 | 0 | 0 | 0
PeakO | 0 | 0 | 0 | 0 | 0 | 0
ST | 0 | 0 | 0 | 0 | 0 | 0
STOG | 0 | 0 | 0 | 0 | 0 | 0
STWD | 0 | 0 | 0 | 0 | 0 | 0
WT | 0 | 0 | 0 | 0 | 0 | 0
IGCC | 0 | 0 | 0 | 0 | 0 | 0
DemandResponse | 0 | 0 | 0 | 0 | 0 | 0
IGCC-CCS | 0 | 0 | 0 | 0 | 0 | 0
WT_off | 0 | 0 | 0 | 0 | 0 | 0
PseudoUnit | 0 | 0 | 0 | 0 | 0 | 0
FixedInterchange | 0 | 0 | 0 | 0 | 0 | 0
Emission Cost by Reporting Type: PJM_E
ReportingType | 2015 | 2020 | 2025 | 2030 | 2035 | 2040
BM | 0 | 0 | 0 | 0 | 0 | 0
CC | 0 | 0 | 0 | 0 | 0 | 0
CSP | 0 | 0 | 0 | 0 | 0 | 0
CT | 0 | 0 | 0 | 0 | 0 | 0
Coal | 0 | 0 | 0 | 0 | 0 | 0
Geo | 0 | 0 | 0 | 0 | 0 | 0
H | 0 | 0 | 0 | 0 | 0 | 0
LFG | 0 | 0 | 0 | 0 | 0 | 0
Nuc | 0 | 0 | 0 | 0 | 0 | 0
PS | 0 | 0 | 0 | 0 | 0 | 0
PV | 0 | 0 | 0 | 0 | 0 | 0
PeakG | 0 | 0 | 0 | 0 | 0 | 0
PeakO | 0 | 0 | 0 | 0 | 0 | 0
ST | 0 | 0 | 0 | 0 | 0 | 0
STOG | 0 | 0 | 0 | 0 | 0 | 0
STWD | 0 | 0 | 0 | 0 | 0 | 0
WT | 0 | 0 | 0 | 0 | 0 | 0
IGCC | 0 | 0 | 0 | 0 | 0 | 0
DemandResponse | 0 | 0 | 0 | 0 | 0 | 0
IGCC-CCS | 0 | 0 | 0 | 0 | 0 | 0
WT_off | 0 | 0 | 0 | 0 | 0 | 0
PseudoUnit | 0 | 0 | 0 | 0 | 0 | 0
FixedInterchange | 0 | 0 | 0 | 0 | 0 | 0
Emission Cost by Reporting Type: PJM_ROM
ReportingType | 2015 | 2020 | 2025 | 2030 | 2035 | 2040
BM | 0 | 0 | 0 | 0 | 0 | 0
CC | 0 | 0 | 0 | 0 | 0 | 0
CSP | 0 | 0 | 0 | 0 | 0 | 0
CT | 0 | 0 | 0 | 0 | 0 | 0
Coal | 0 | 0 | 0 | 0 | 0 | 0
Geo | 0 | 0 | 0 | 0 | 0 | 0
H | 0 | 0 | 0 | 0 | 0 | 0
LFG | 0 | 0 | 0 | 0 | 0 | 0
Nuc | 0 | 0 | 0 | 0 | 0 | 0
PS | 0 | 0 | 0 | 0 | 0 | 0
PV | 0 | 0 | 0 | 0 | 0 | 0
PeakG | 0 | 0 | 0 | 0 | 0 | 0
PeakO | 0 | 0 | 0 | 0 | 0 | 0
ST | 0 | 0 | 0 | 0 | 0 | 0
STOG | 0 | 0 | 0 | 0 | 0 | 0
STWD | 0 | 0 | 0 | 0 | 0 | 0
WT | 0 | 0 | 0 | 0 | 0 | 0
IGCC | 0 | 0 | 0 | 0 | 0 | 0
DemandResponse | 0 | 0 | 0 | 0 | 0 | 0
IGCC-CCS | 0 | 0 | 0 | 0 | 0 | 0
WT_off | 0 | 0 | 0 | 0 | 0 | 0
PseudoUnit | 0 | 0 | 0 | 0 | 0 | 0
FixedInterchange | 0 | 0 | 0 | 0 | 0 | 0
Emission Cost by Reporting Type: PJM_ROR
ReportingType | 2015 | 2020 | 2025 | 2030 | 2035 | 2040
BM | 0 | 0 | 0 | 0 | 0 | 0
CC | 0 | 0 | 0 | 0 | 0 | 0
CSP | 0 | 0 | 0 | 0 | 0 | 0
CT | 0 | 0 | 0 | 0 | 0 | 0
Coal | 0 | 0 | 0 | 0 | 0 | 0
Geo | 0 | 0 | 0 | 0 | 0 | 0
H | 0 | 0 | 0 | 0 | 0 | 0
LFG | 0 | 0 | 0 | 0 | 0 | 0
Nuc | 0 | 0 | 0 | 0 | 0 | 0
PS | 0 | 0 | 0 | 0 | 0 | 0
PV | 0 | 0 | 0 | 0 | 0 | 0
PeakG | 0 | 0 | 0 | 0 | 0 | 0
PeakO | 0 | 0 | 0 | 0 | 0 | 0
ST | 0 | 0 | 0 | 0 | 0 | 0
STOG | 0 | 0 | 0 | 0 | 0 | 0
STWD | 0 | 0 | 0 | 0 | 0 | 0
WT | 0 | 0 | 0 | 0 | 0 | 0
IGCC | 0 | 0 | 0 | 0 | 0 | 0
DemandResponse | 0 | 0 | 0 | 0 | 0 | 0
IGCC-CCS | 0 | 0 | 0 | 0 | 0 | 0
WT_off | 0 | 0 | 0 | 0 | 0 | 0
PseudoUnit | 0 | 0 | 0 | 0 | 0 | 0
FixedInterchange | 0 | 0 | 0 | 0 | 0 | 0
Emission Cost by Reporting Type: SOCO
ReportingType | 2015 | 2020 | 2025 | 2030 | 2035 | 2040
BM | 0 | 0 | 0 | 0 | 0 | 0
CC | 0 | 0 | 0 | 0 | 0 | 0
CSP | 0 | 0 | 0 | 0 | 0 | 0
CT | 0 | 0 | 0 | 0 | 0 | 0
Coal | 0 | 0 | 0 | 0 | 0 | 0
Geo | 0 | 0 | 0 | 0 | 0 | 0
H | 0 | 0 | 0 | 0 | 0 | 0
LFG | 0 | 0 | 0 | 0 | 0 | 0
Nuc | 0 | 0 | 0 | 0 | 0 | 0
PS | 0 | 0 | 0 | 0 | 0 | 0
PV | 0 | 0 | 0 | 0 | 0 | 0
PeakG | 0 | 0 | 0 | 0 | 0 | 0
PeakO | 0 | 0 | 0 | 0 | 0 | 0
ST | 0 | 0 | 0 | 0 | 0 | 0
STOG | 0 | 0 | 0 | 0 | 0 | 0
STWD | 0 | 0 | 0 | 0 | 0 | 0
WT | 0 | 0 | 0 | 0 | 0 | 0
IGCC | 0 | 0 | 0 | 0 | 0 | 0
DemandResponse | 0 | 0 | 0 | 0 | 0 | 0
IGCC-CCS | 0 | 0 | 0 | 0 | 0 | 0
WT_off | 0 | 0 | 0 | 0 | 0 | 0
PseudoUnit | 0 | 0 | 0 | 0 | 0 | 0
FixedInterchange | 0 | 0 | 0 | 0 | 0 | 0
Emission Cost by Reporting Type: SPP_N
ReportingType | 2015 | 2020 | 2025 | 2030 | 2035 | 2040
BM | 0 | 0 | 0 | 0 | 0 | 0
CC | 0 | 0 | 0 | 0 | 0 | 0
CSP | 0 | 0 | 0 | 0 | 0 | 0
CT | 0 | 0 | 0 | 0 | 0 | 0
Coal | 0 | 0 | 0 | 0 | 0 | 0
Geo | 0 | 0 | 0 | 0 | 0 | 0
H | 0 | 0 | 0 | 0 | 0 | 0
LFG | 0 | 0 | 0 | 0 | 0 | 0
Nuc | 0 | 0 | 0 | 0 | 0 | 0
PS | 0 | 0 | 0 | 0 | 0 | 0
PV | 0 | 0 | 0 | 0 | 0 | 0
PeakG | 0 | 0 | 0 | 0 | 0 | 0
PeakO | 0 | 0 | 0 | 0 | 0 | 0
ST | 0 | 0 | 0 | 0 | 0 | 0
STOG | 0 | 0 | 0 | 0 | 0 | 0
STWD | 0 | 0 | 0 | 0 | 0 | 0
WT | 0 | 0 | 0 | 0 | 0 | 0
IGCC | 0 | 0 | 0 | 0 | 0 | 0
DemandResponse | 0 | 0 | 0 | 0 | 0 | 0
IGCC-CCS | 0 | 0 | 0 | 0 | 0 | 0
WT_off | 0 | 0 | 0 | 0 | 0 | 0
PseudoUnit | 0 | 0 | 0 | 0 | 0 | 0
FixedInterchange | 0 | 0 | 0 | 0 | 0 | 0
Emission Cost by Reporting Type: SPP_S
ReportingType | 2015 | 2020 | 2025 | 2030 | 2035 | 2040
BM | 0 | 0 | 0 | 0 | 0 | 0
CC | 0 | 0 | 0 | 0 | 0 | 0
CSP | 0 | 0 | 0 | 0 | 0 | 0
CT | 0 | 0 | 0 | 0 | 0 | 0
Coal | 0 | 0 | 0 | 0 | 0 | 0
Geo | 0 | 0 | 0 | 0 | 0 | 0
H | 0 | 0 | 0 | 0 | 0 | 0
LFG | 0 | 0 | 0 | 0 | 0 | 0
Nuc | 0 | 0 | 0 | 0 | 0 | 0
PS | 0 | 0 | 0 | 0 | 0 | 0
PV | 0 | 0 | 0 | 0 | 0 | 0
PeakG | 0 | 0 | 0 | 0 | 0 | 0
PeakO | 0 | 0 | 0 | 0 | 0 | 0
ST | 0 | 0 | 0 | 0 | 0 | 0
STOG | 0 | 0 | 0 | 0 | 0 | 0
STWD | 0 | 0 | 0 | 0 | 0 | 0
WT | 0 | 0 | 0 | 0 | 0 | 0
IGCC | 0 | 0 | 0 | 0 | 0 | 0
DemandResponse | 0 | 0 | 0 | 0 | 0 | 0
IGCC-CCS | 0 | 0 | 0 | 0 | 0 | 0
WT_off | 0 | 0 | 0 | 0 | 0 | 0
PseudoUnit | 0 | 0 | 0 | 0 | 0 | 0
FixedInterchange | 0 | 0 | 0 | 0 | 0 | 0
Emission Cost by Reporting Type: TVA
ReportingType | 2015 | 2020 | 2025 | 2030 | 2035 | 2040
BM | 0 | 0 | 0 | 0 | 0 | 0
CC | 0 | 0 | 0 | 0 | 0 | 0
CSP | 0 | 0 | 0 | 0 | 0 | 0
CT | 0 | 0 | 0 | 0 | 0 | 0
Coal | 0 | 0 | 0 | 0 | 0 | 0
Geo | 0 | 0 | 0 | 0 | 0 | 0
H | 0 | 0 | 0 | 0 | 0 | 0
LFG | 0 | 0 | 0 | 0 | 0 | 0
Nuc | 0 | 0 | 0 | 0 | 0 | 0
PS | 0 | 0 | 0 | 0 | 0 | 0
PV | 0 | 0 | 0 | 0 | 0 | 0
PeakG | 0 | 0 | 0 | 0 | 0 | 0
PeakO | 0 | 0 | 0 | 0 | 0 | 0
ST | 0 | 0 | 0 | 0 | 0 | 0
STOG | 0 | 0 | 0 | 0 | 0 | 0
STWD | 0 | 0 | 0 | 0 | 0 | 0
WT | 0 | 0 | 0 | 0 | 0 | 0
IGCC | 0 | 0 | 0 | 0 | 0 | 0
DemandResponse | 0 | 0 | 0 | 0 | 0 | 0
IGCC-CCS | 0 | 0 | 0 | 0 | 0 | 0
WT_off | 0 | 0 | 0 | 0 | 0 | 0
PseudoUnit | 0 | 0 | 0 | 0 | 0 | 0
FixedInterchange | 0 | 0 | 0 | 0 | 0 | 0
Emission Cost by Reporting Type: TVA_Transmission
ReportingType | 2015 | 2020 | 2025 | 2030 | 2035 | 2040
BM | 0 | 0 | 0 | 0 | 0 | 0
CC | 0 | 0 | 0 | 0 | 0 | 0
CSP | 0 | 0 | 0 | 0 | 0 | 0
CT | 0 | 0 | 0 | 0 | 0 | 0
Coal | 0 | 0 | 0 | 0 | 0 | 0
Geo | 0 | 0 | 0 | 0 | 0 | 0
H | 0 | 0 | 0 | 0 | 0 | 0
LFG | 0 | 0 | 0 | 0 | 0 | 0
Nuc | 0 | 0 | 0 | 0 | 0 | 0
PS | 0 | 0 | 0 | 0 | 0 | 0
PV | 0 | 0 | 0 | 0 | 0 | 0
PeakG | 0 | 0 | 0 | 0 | 0 | 0
PeakO | 0 | 0 | 0 | 0 | 0 | 0
ST | 0 | 0 | 0 | 0 | 0 | 0
STOG | 0 | 0 | 0 | 0 | 0 | 0
STWD | 0 | 0 | 0 | 0 | 0 | 0
WT | 0 | 0 | 0 | 0 | 0 | 0
IGCC | 0 | 0 | 0 | 0 | 0 | 0
DemandResponse | 0 | 0 | 0 | 0 | 0 | 0
IGCC-CCS | 0 | 0 | 0 | 0 | 0 | 0
WT_off | 0 | 0 | 0 | 0 | 0 | 0
PseudoUnit | 0 | 0 | 0 | 0 | 0 | 0
FixedInterchange | 0 | 0 | 0 | 0 | 0 | 0
Emission Cost by Reporting Type: VACAR
ReportingType | 2015 | 2020 | 2025 | 2030 | 2035 | 2040
BM | 0 | 0 | 0 | 0 | 0 | 0
CC | 0 | 0 | 0 | 0 | 0 | 0
CSP | 0 | 0 | 0 | 0 | 0 | 0
CT | 0 | 0 | 0 | 0 | 0 | 0
Coal | 0 | 0 | 0 | 0 | 0 | 0
Geo | 0 | 0 | 0 | 0 | 0 | 0
H | 0 | 0 | 0 | 0 | 0 | 0
LFG | 0 | 0 | 0 | 0 | 0 | 0
Nuc | 0 | 0 | 0 | 0 | 0 | 0
PS | 0 | 0 | 0 | 0 | 0 | 0
PV | 0 | 0 | 0 | 0 | 0 | 0
PeakG | 0 | 0 | 0 | 0 | 0 | 0
PeakO | 0 | 0 | 0 | 0 | 0 | 0
ST | 0 | 0 | 0 | 0 | 0 | 0
STOG | 0 | 0 | 0 | 0 | 0 | 0
STWD | 0 | 0 | 0 | 0 | 0 | 0
WT | 0 | 0 | 0 | 0 | 0 | 0
IGCC | 0 | 0 | 0 | 0 | 0 | 0
DemandResponse | 0 | 0 | 0 | 0 | 0 | 0
IGCC-CCS | 0 | 0 | 0 | 0 | 0 | 0
WT_off | 0 | 0 | 0 | 0 | 0 | 0
PseudoUnit | 0 | 0 | 0 | 0 | 0 | 0
FixedInterchange | 0 | 0 | 0 | 0 | 0 | 0
Emission Cost by Reporting Type: IESO
ReportingType | 2015 | 2020 | 2025 | 2030 | 2035 | 2040
BM | 0 | 0 | 0 | 0 | 0 | 0
CC | 0 | 0 | 0 | 0 | 0 | 0
CSP | 0 | 0 | 0 | 0 | 0 | 0
CT | 0 | 0 | 0 | 0 | 0 | 0
Coal | 0 | 0 | 0 | 0 | 0 | 0
Geo | 0 | 0 | 0 | 0 | 0 | 0
H | 0 | 0 | 0 | 0 | 0 | 0
LFG | 0 | 0 | 0 | 0 | 0 | 0
Nuc | 0 | 0 | 0 | 0 | 0 | 0
PS | 0 | 0 | 0 | 0 | 0 | 0
PV | 0 | 0 | 0 | 0 | 0 | 0
PeakG | 0 | 0 | 0 | 0 | 0 | 0
PeakO | 0 | 0 | 0 | 0 | 0 | 0
ST | 0 | 0 | 0 | 0 | 0 | 0
STOG | 0 | 0 | 0 | 0 | 0 | 0
STWD | 0 | 0 | 0 | 0 | 0 | 0
WT | 0 | 0 | 0 | 0 | 0 | 0
IGCC | 0 | 0 | 0 | 0 | 0 | 0
DemandResponse | 0 | 0 | 0 | 0 | 0 | 0
IGCC-CCS | 0 | 0 | 0 | 0 | 0 | 0
WT_off | 0 | 0 | 0 | 0 | 0 | 0
PseudoUnit | 0 | 0 | 0 | 0 | 0 | 0
FixedInterchange | 0 | 0 | 0 | 0 | 0 | 0
Emission Cost by Reporting Type: MAPP_CA
ReportingType | 2015 | 2020 | 2025 | 2030 | 2035 | 2040
BM | 0 | 0 | 0 | 0 | 0 | 0
CC | 0 | 0 | 0 | 0 | 0 | 0
CSP | 0 | 0 | 0 | 0 | 0 | 0
CT | 0 | 0 | 0 | 0 | 0 | 0
Coal | 0 | 0 | 0 | 0 | 0 | 0
Geo | 0 | 0 | 0 | 0 | 0 | 0
H | 0 | 0 | 0 | 0 | 0 | 0
LFG | 0 | 0 | 0 | 0 | 0 | 0
Nuc | 0 | 0 | 0 | 0 | 0 | 0
PS | 0 | 0 | 0 | 0 | 0 | 0
PV | 0 | 0 | 0 | 0 | 0 | 0
PeakG | 0 | 0 | 0 | 0 | 0 | 0
PeakO | 0 | 0 | 0 | 0 | 0 | 0
ST | 0 | 0 | 0 | 0 | 0 | 0
STOG | 0 | 0 | 0 | 0 | 0 | 0
STWD | 0 | 0 | 0 | 0 | 0 | 0
WT | 0 | 0 | 0 | 0 | 0 | 0
IGCC | 0 | 0 | 0 | 0 | 0 | 0
DemandResponse | 0 | 0 | 0 | 0 | 0 | 0
IGCC-CCS | 0 | 0 | 0 | 0 | 0 | 0
WT_off | 0 | 0 | 0 | 0 | 0 | 0
PseudoUnit | 0 | 0 | 0 | 0 | 0 | 0
FixedInterchange | 0 | 0 | 0 | 0 | 0 | 0
Emission Cost by Reporting Type: AZ_NM_SNV_Coal
ReportingType | 2015 | 2020 | 2025 | 2030 | 2035 | 2040
BM | 0 | 0 | 0 | 0 | 0 | 0
CC | 0 | 0 | 0 | 0 | 0 | 0
CSP | 0 | 0 | 0 | 0 | 0 | 0
CT | 0 | 0 | 0 | 0 | 0 | 0
Coal | 0 | 0 | 0 | 0 | 0 | 0
Geo | 0 | 0 | 0 | 0 | 0 | 0
H | 0 | 0 | 0 | 0 | 0 | 0
LFG | 0 | 0 | 0 | 0 | 0 | 0
Nuc | 0 | 0 | 0 | 0 | 0 | 0
PS | 0 | 0 | 0 | 0 | 0 | 0
PV | 0 | 0 | 0 | 0 | 0 | 0
PeakG | 0 | 0 | 0 | 0 | 0 | 0
PeakO | 0 | 0 | 0 | 0 | 0 | 0
ST | 0 | 0 | 0 | 0 | 0 | 0
STOG | 0 | 0 | 0 | 0 | 0 | 0
STWD | 0 | 0 | 0 | 0 | 0 | 0
WT | 0 | 0 | 0 | 0 | 0 | 0
IGCC | 0 | 0 | 0 | 0 | 0 | 0
DemandResponse | 0 | 0 | 0 | 0 | 0 | 0
IGCC-CCS | 0 | 0 | 0 | 0 | 0 | 0
WT_off | 0 | 0 | 0 | 0 | 0 | 0
PseudoUnit | 0 | 0 | 0 | 0 | 0 | 0
FixedInterchange | 0 | 0 | 0 | 0 | 0 | 0
Emission Cost by Reporting Type: AZ_NM_SNV_Gas
ReportingType | 2015 | 2020 | 2025 | 2030 | 2035 | 2040
BM | 0 | 0 | 0 | 0 | 0 | 0
CC | 0 | 0 | 0 | 0 | 0 | 0
CSP | 0 | 0 | 0 | 0 | 0 | 0
CT | 0 | 0 | 0 | 0 | 0 | 0
Coal | 0 | 0 | 0 | 0 | 0 | 0
Geo | 0 | 0 | 0 | 0 | 0 | 0
H | 0 | 0 | 0 | 0 | 0 | 0
LFG | 0 | 0 | 0 | 0 | 0 | 0
Nuc | 0 | 0 | 0 | 0 | 0 | 0
PS | 0 | 0 | 0 | 0 | 0 | 0
PV | 0 | 0 | 0 | 0 | 0 | 0
PeakG | 0 | 0 | 0 | 0 | 0 | 0
PeakO | 0 | 0 | 0 | 0 | 0 | 0
ST | 0 | 0 | 0 | 0 | 0 | 0
STOG | 0 | 0 | 0 | 0 | 0 | 0
STWD | 0 | 0 | 0 | 0 | 0 | 0
WT | 0 | 0 | 0 | 0 | 0 | 0
IGCC | 0 | 0 | 0 | 0 | 0 | 0
DemandResponse | 0 | 0 | 0 | 0 | 0 | 0
IGCC-CCS | 0 | 0 | 0 | 0 | 0 | 0
WT_off | 0 | 0 | 0 | 0 | 0 | 0
PseudoUnit | 0 | 0 | 0 | 0 | 0 | 0
FixedInterchange | 0 | 0 | 0 | 0 | 0 | 0
Emission Cost by Reporting Type: AZ_NM_SNV_NucRenew
ReportingType | 2015 | 2020 | 2025 | 2030 | 2035 | 2040
BM | 0 | 0 | 0 | 0 | 0 | 0
CC | 0 | 0 | 0 | 0 | 0 | 0
CSP | 0 | 0 | 0 | 0 | 0 | 0
CT | 0 | 0 | 0 | 0 | 0 | 0
Coal | 0 | 0 | 0 | 0 | 0 | 0
Geo | 0 | 0 | 0 | 0 | 0 | 0
H | 0 | 0 | 0 | 0 | 0 | 0
LFG | 0 | 0 | 0 | 0 | 0 | 0
Nuc | 0 | 0 | 0 | 0 | 0 | 0
PS | 0 | 0 | 0 | 0 | 0 | 0
PV | 0 | 0 | 0 | 0 | 0 | 0
PeakG | 0 | 0 | 0 | 0 | 0 | 0
PeakO | 0 | 0 | 0 | 0 | 0 | 0
ST | 0 | 0 | 0 | 0 | 0 | 0
STOG | 0 | 0 | 0 | 0 | 0 | 0
STWD | 0 | 0 | 0 | 0 | 0 | 0
WT | 0 | 0 | 0 | 0 | 0 | 0
IGCC | 0 | 0 | 0 | 0 | 0 | 0
DemandResponse | 0 | 0 | 0 | 0 | 0 | 0
IGCC-CCS | 0 | 0 | 0 | 0 | 0 | 0
WT_off | 0 | 0 | 0 | 0 | 0 | 0
PseudoUnit | 0 | 0 | 0 | 0 | 0 | 0
FixedInterchange | 0 | 0 | 0 | 0 | 0 | 0
Emission Cost by Reporting Type: ERCOT
ReportingType | 2015 | 2020 | 2025 | 2030 | 2035 | 2040
BM | 0 | 0 | 0 | 0 | 0 | 0
CC | 0 | 0 | 0 | 0 | 0 | 0
CSP | 0 | 0 | 0 | 0 | 0 | 0
CT | 0 | 0 | 0 | 0 | 0 | 0
Coal | 0 | 0 | 0 | 0 | 0 | 0
Geo | 0 | 0 | 0 | 0 | 0 | 0
H | 0 | 0 | 0 | 0 | 0 | 0
LFG | 0 | 0 | 0 | 0 | 0 | 0
Nuc | 0 | 0 | 0 | 0 | 0 | 0
PS | 0 | 0 | 0 | 0 | 0 | 0
PV | 0 | 0 | 0 | 0 | 0 | 0
PeakG | 0 | 0 | 0 | 0 | 0 | 0
PeakO | 0 | 0 | 0 | 0 | 0 | 0
ST | 0 | 0 | 0 | 0 | 0 | 0
STOG | 0 | 0 | 0 | 0 | 0 | 0
STWD | 0 | 0 | 0 | 0 | 0 | 0
WT | 0 | 0 | 0 | 0 | 0 | 0
IGCC | 0 | 0 | 0 | 0 | 0 | 0
DemandResponse | 0 | 0 | 0 | 0 | 0 | 0
IGCC-CCS | 0 | 0 | 0 | 0 | 0 | 0
WT_off | 0 | 0 | 0 | 0 | 0 | 0
PseudoUnit | 0 | 0 | 0 | 0 | 0 | 0
FixedInterchange | 0 | 0 | 0 | 0 | 0 | 0
Emission Cost by Reporting Type: NP15
ReportingType | 2015 | 2020 | 2025 | 2030 | 2035 | 2040
BM | 0 | 0 | 0 | 0 | 0 | 0
CC | 0 | 0 | 0 | 0 | 0 | 0
CSP | 0 | 0 | 0 | 0 | 0 | 0
CT | 0 | 0 | 0 | 0 | 0 | 0
Coal | 0 | 0 | 0 | 0 | 0 | 0
Geo | 0 | 0 | 0 | 0 | 0 | 0
H | 0 | 0 | 0 | 0 | 0 | 0
LFG | 0 | 0 | 0 | 0 | 0 | 0
Nuc | 0 | 0 | 0 | 0 | 0 | 0
PS | 0 | 0 | 0 | 0 | 0 | 0
PV | 0 | 0 | 0 | 0 | 0 | 0
PeakG | 0 | 0 | 0 | 0 | 0 | 0
PeakO | 0 | 0 | 0 | 0 | 0 | 0
ST | 0 | 0 | 0 | 0 | 0 | 0
STOG | 0 | 0 | 0 | 0 | 0 | 0
STWD | 0 | 0 | 0 | 0 | 0 | 0
WT | 0 | 0 | 0 | 0 | 0 | 0
IGCC | 0 | 0 | 0 | 0 | 0 | 0
DemandResponse | 0 | 0 | 0 | 0 | 0 | 0
IGCC-CCS | 0 | 0 | 0 | 0 | 0 | 0
WT_off | 0 | 0 | 0 | 0 | 0 | 0
PseudoUnit | 0 | 0 | 0 | 0 | 0 | 0
FixedInterchange | 0 | 0 | 0 | 0 | 0 | 0
Emission Cost by Reporting Type: NWPP_Coal
ReportingType | 2015 | 2020 | 2025 | 2030 | 2035 | 2040
BM | 0 | 0 | 0 | 0 | 0 | 0
CC | 0 | 0 | 0 | 0 | 0 | 0
CSP | 0 | 0 | 0 | 0 | 0 | 0
CT | 0 | 0 | 0 | 0 | 0 | 0
Coal | 0 | 0 | 0 | 0 | 0 | 0
Geo | 0 | 0 | 0 | 0 | 0 | 0
H | 0 | 0 | 0 | 0 | 0 | 0
LFG | 0 | 0 | 0 | 0 | 0 | 0
Nuc | 0 | 0 | 0 | 0 | 0 | 0
PS | 0 | 0 | 0 | 0 | 0 | 0
PV | 0 | 0 | 0 | 0 | 0 | 0
PeakG | 0 | 0 | 0 | 0 | 0 | 0
PeakO | 0 | 0 | 0 | 0 | 0 | 0
ST | 0 | 0 | 0 | 0 | 0 | 0
STOG | 0 | 0 | 0 | 0 | 0 | 0
STWD | 0 | 0 | 0 | 0 | 0 | 0
WT | 0 | 0 | 0 | 0 | 0 | 0
IGCC | 0 | 0 | 0 | 0 | 0 | 0
DemandResponse | 0 | 0 | 0 | 0 | 0 | 0
IGCC-CCS | 0 | 0 | 0 | 0 | 0 | 0
WT_off | 0 | 0 | 0 | 0 | 0 | 0
PseudoUnit | 0 | 0 | 0 | 0 | 0 | 0
FixedInterchange | 0 | 0 | 0 | 0 | 0 | 0
Emission Cost by Reporting Type: NWPP_Gas
ReportingType | 2015 | 2020 | 2025 | 2030 | 2035 | 2040
BM | 0 | 0 | 0 | 0 | 0 | 0
CC | 0 | 0 | 0 | 0 | 0 | 0
CSP | 0 | 0 | 0 | 0 | 0 | 0
CT | 0 | 0 | 0 | 0 | 0 | 0
Coal | 0 | 0 | 0 | 0 | 0 | 0
Geo | 0 | 0 | 0 | 0 | 0 | 0
H | 0 | 0 | 0 | 0 | 0 | 0
LFG | 0 | 0 | 0 | 0 | 0 | 0
Nuc | 0 | 0 | 0 | 0 | 0 | 0
PS | 0 | 0 | 0 | 0 | 0 | 0
PV | 0 | 0 | 0 | 0 | 0 | 0
PeakG | 0 | 0 | 0 | 0 | 0 | 0
PeakO | 0 | 0 | 0 | 0 | 0 | 0
ST | 0 | 0 | 0 | 0 | 0 | 0
STOG | 0 | 0 | 0 | 0 | 0 | 0
STWD | 0 | 0 | 0 | 0 | 0 | 0
WT | 0 | 0 | 0 | 0 | 0 | 0
IGCC | 0 | 0 | 0 | 0 | 0 | 0
DemandResponse | 0 | 0 | 0 | 0 | 0 | 0
IGCC-CCS | 0 | 0 | 0 | 0 | 0 | 0
WT_off | 0 | 0 | 0 | 0 | 0 | 0
PseudoUnit | 0 | 0 | 0 | 0 | 0 | 0
FixedInterchange | 0 | 0 | 0 | 0 | 0 | 0
Emission Cost by Reporting Type: NWPP_NucRenew
ReportingType | 2015 | 2020 | 2025 | 2030 | 2035 | 2040
BM | 0 | 0 | 0 | 0 | 0 | 0
CC | 0 | 0 | 0 | 0 | 0 | 0
CSP | 0 | 0 | 0 | 0 | 0 | 0
CT | 0 | 0 | 0 | 0 | 0 | 0
Coal | 0 | 0 | 0 | 0 | 0 | 0
Geo | 0 | 0 | 0 | 0 | 0 | 0
H | 0 | 0 | 0 | 0 | 0 | 0
LFG | 0 | 0 | 0 | 0 | 0 | 0
Nuc | 0 | 0 | 0 | 0 | 0 | 0
PS | 0 | 0 | 0 | 0 | 0 | 0
PV | 0 | 0 | 0 | 0 | 0 | 0
PeakG | 0 | 0 | 0 | 0 | 0 | 0
PeakO | 0 | 0 | 0 | 0 | 0 | 0
ST | 0 | 0 | 0 | 0 | 0 | 0
STOG | 0 | 0 | 0 | 0 | 0 | 0
STWD | 0 | 0 | 0 | 0 | 0 | 0
WT | 0 | 0 | 0 | 0 | 0 | 0
IGCC | 0 | 0 | 0 | 0 | 0 | 0
DemandResponse | 0 | 0 | 0 | 0 | 0 | 0
IGCC-CCS | 0 | 0 | 0 | 0 | 0 | 0
WT_off | 0 | 0 | 0 | 0 | 0 | 0
PseudoUnit | 0 | 0 | 0 | 0 | 0 | 0
FixedInterchange | 0 | 0 | 0 | 0 | 0 | 0
Emission Cost by Reporting Type: RMPA
ReportingType | 2015 | 2020 | 2025 | 2030 | 2035 | 2040
BM | 0 | 0 | 0 | 0 | 0 | 0
CC | 0 | 0 | 0 | 0 | 0 | 0
CSP | 0 | 0 | 0 | 0 | 0 | 0
CT | 0 | 0 | 0 | 0 | 0 | 0
Coal | 0 | 0 | 0 | 0 | 0 | 0
Geo | 0 | 0 | 0 | 0 | 0 | 0
H | 0 | 0 | 0 | 0 | 0 | 0
LFG | 0 | 0 | 0 | 0 | 0 | 0
Nuc | 0 | 0 | 0 | 0 | 0 | 0
PS | 0 | 0 | 0 | 0 | 0 | 0
PV | 0 | 0 | 0 | 0 | 0 | 0
PeakG | 0 | 0 | 0 | 0 | 0 | 0
PeakO | 0 | 0 | 0 | 0 | 0 | 0
ST | 0 | 0 | 0 | 0 | 0 | 0
STOG | 0 | 0 | 0 | 0 | 0 | 0
STWD | 0 | 0 | 0 | 0 | 0 | 0
WT | 0 | 0 | 0 | 0 | 0 | 0
IGCC | 0 | 0 | 0 | 0 | 0 | 0
DemandResponse | 0 | 0 | 0 | 0 | 0 | 0
IGCC-CCS | 0 | 0 | 0 | 0 | 0 | 0
WT_off | 0 | 0 | 0 | 0 | 0 | 0
PseudoUnit | 0 | 0 | 0 | 0 | 0 | 0
FixedInterchange | 0 | 0 | 0 | 0 | 0 | 0
Emission Cost by Reporting Type: SP15
ReportingType | 2015 | 2020 | 2025 | 2030 | 2035 | 2040
BM | 0 | 0 | 0 | 0 | 0 | 0
CC | 0 | 0 | 0 | 0 | 0 | 0
CSP | 0 | 0 | 0 | 0 | 0 | 0
CT | 0 | 0 | 0 | 0 | 0 | 0
Coal | 0 | 0 | 0 | 0 | 0 | 0
Geo | 0 | 0 | 0 | 0 | 0 | 0
H | 0 | 0 | 0 | 0 | 0 | 0
LFG | 0 | 0 | 0 | 0 | 0 | 0
Nuc | 0 | 0 | 0 | 0 | 0 | 0
PS | 0 | 0 | 0 | 0 | 0 | 0
PV | 0 | 0 | 0 | 0 | 0 | 0
PeakG | 0 | 0 | 0 | 0 | 0 | 0
PeakO | 0 | 0 | 0 | 0 | 0 | 0
ST | 0 | 0 | 0 | 0 | 0 | 0
STOG | 0 | 0 | 0 | 0 | 0 | 0
STWD | 0 | 0 | 0 | 0 | 0 | 0
WT | 0 | 0 | 0 | 0 | 0 | 0
IGCC | 0 | 0 | 0 | 0 | 0 | 0
DemandResponse | 0 | 0 | 0 | 0 | 0 | 0
IGCC-CCS | 0 | 0 | 0 | 0 | 0 | 0
WT_off | 0 | 0 | 0 | 0 | 0 | 0
PseudoUnit | 0 | 0 | 0 | 0 | 0 | 0
FixedInterchange | 0 | 0 | 0 | 0 | 0 | 0
Emission Cost by Reporting Type: ALB
ReportingType | 2015 | 2020 | 2025 | 2030 | 2035 | 2040
BM | 0 | 0 | 0 | 0 | 0 | 0
CC | 0 | 0 | 0 | 0 | 0 | 0
CSP | 0 | 0 | 0 | 0 | 0 | 0
CT | 0 | 0 | 0 | 0 | 0 | 0
Coal | 0 | 0 | 0 | 0 | 0 | 0
Geo | 0 | 0 | 0 | 0 | 0 | 0
H | 0 | 0 | 0 | 0 | 0 | 0
LFG | 0 | 0 | 0 | 0 | 0 | 0
Nuc | 0 | 0 | 0 | 0 | 0 | 0
PS | 0 | 0 | 0 | 0 | 0 | 0
PV | 0 | 0 | 0 | 0 | 0 | 0
PeakG | 0 | 0 | 0 | 0 | 0 | 0
PeakO | 0 | 0 | 0 | 0 | 0 | 0
ST | 0 | 0 | 0 | 0 | 0 | 0
STOG | 0 | 0 | 0 | 0 | 0 | 0
STWD | 0 | 0 | 0 | 0 | 0 | 0
WT | 0 | 0 | 0 | 0 | 0 | 0
IGCC | 0 | 0 | 0 | 0 | 0 | 0
DemandResponse | 0 | 0 | 0 | 0 | 0 | 0
IGCC-CCS | 0 | 0 | 0 | 0 | 0 | 0
WT_off | 0 | 0 | 0 | 0 | 0 | 0
PseudoUnit | 0 | 0 | 0 | 0 | 0 | 0
FixedInterchange | 0 | 0 | 0 | 0 | 0 | 0
Emission Cost by Reporting Type: BC
ReportingType | 2015 | 2020 | 2025 | 2030 | 2035 | 2040
BM | 0 | 0 | 0 | 0 | 0 | 0
CC | 0 | 0 | 0 | 0 | 0 | 0
CSP | 0 | 0 | 0 | 0 | 0 | 0
CT | 0 | 0 | 0 | 0 | 0 | 0
Coal | 0 | 0 | 0 | 0 | 0 | 0
Geo | 0 | 0 | 0 | 0 | 0 | 0
H | 0 | 0 | 0 | 0 | 0 | 0
LFG | 0 | 0 | 0 | 0 | 0 | 0
Nuc | 0 | 0 | 0 | 0 | 0 | 0
PS | 0 | 0 | 0 | 0 | 0 | 0
PV | 0 | 0 | 0 | 0 | 0 | 0
PeakG | 0 | 0 | 0 | 0 | 0 | 0
PeakO | 0 | 0 | 0 | 0 | 0 | 0
ST | 0 | 0 | 0 | 0 | 0 | 0
STOG | 0 | 0 | 0 | 0 | 0 | 0
STWD | 0 | 0 | 0 | 0 | 0 | 0
WT | 0 | 0 | 0 | 0 | 0 | 0
IGCC | 0 | 0 | 0 | 0 | 0 | 0
DemandResponse | 0 | 0 | 0 | 0 | 0 | 0
IGCC-CCS | 0 | 0 | 0 | 0 | 0 | 0
WT_off | 0 | 0 | 0 | 0 | 0 | 0
PseudoUnit | 0 | 0 | 0 | 0 | 0 | 0
FixedInterchange | 0 | 0 | 0 | 0 | 0 | 0
Emission Cost by Reporting Type: HQ_IESO
ReportingType | 2015 | 2020 | 2025 | 2030 | 2035 | 2040
BM | 0 | 0 | 0 | 0 | 0 | 0
CC | 0 | 0 | 0 | 0 | 0 | 0
CSP | 0 | 0 | 0 | 0 | 0 | 0
CT | 0 | 0 | 0 | 0 | 0 | 0
Coal | 0 | 0 | 0 | 0 | 0 | 0
Geo | 0 | 0 | 0 | 0 | 0 | 0
H | 0 | 0 | 0 | 0 | 0 | 0
LFG | 0 | 0 | 0 | 0 | 0 | 0
Nuc | 0 | 0 | 0 | 0 | 0 | 0
PS | 0 | 0 | 0 | 0 | 0 | 0
PV | 0 | 0 | 0 | 0 | 0 | 0
PeakG | 0 | 0 | 0 | 0 | 0 | 0
PeakO | 0 | 0 | 0 | 0 | 0 | 0
ST | 0 | 0 | 0 | 0 | 0 | 0
STOG | 0 | 0 | 0 | 0 | 0 | 0
STWD | 0 | 0 | 0 | 0 | 0 | 0
WT | 0 | 0 | 0 | 0 | 0 | 0
IGCC | 0 | 0 | 0 | 0 | 0 | 0
DemandResponse | 0 | 0 | 0 | 0 | 0 | 0
IGCC-CCS | 0 | 0 | 0 | 0 | 0 | 0
WT_off | 0 | 0 | 0 | 0 | 0 | 0
PseudoUnit | 0 | 0 | 0 | 0 | 0 | 0
FixedInterchange | 0 | 0 | 0 | 0 | 0 | 0
Emission Cost by Reporting Type: HQ_NEISO
ReportingType | 2015 | 2020 | 2025 | 2030 | 2035 | 2040
BM | 0 | 0 | 0 | 0 | 0 | 0
CC | 0 | 0 | 0 | 0 | 0 | 0
CSP | 0 | 0 | 0 | 0 | 0 | 0
CT | 0 | 0 | 0 | 0 | 0 | 0
Coal | 0 | 0 | 0 | 0 | 0 | 0
Geo | 0 | 0 | 0 | 0 | 0 | 0
H | 0 | 0 | 0 | 0 | 0 | 0
LFG | 0 | 0 | 0 | 0 | 0 | 0
Nuc | 0 | 0 | 0 | 0 | 0 | 0
PS | 0 | 0 | 0 | 0 | 0 | 0
PV | 0 | 0 | 0 | 0 | 0 | 0
PeakG | 0 | 0 | 0 | 0 | 0 | 0
PeakO | 0 | 0 | 0 | 0 | 0 | 0
ST | 0 | 0 | 0 | 0 | 0 | 0
STOG | 0 | 0 | 0 | 0 | 0 | 0
STWD | 0 | 0 | 0 | 0 | 0 | 0
WT | 0 | 0 | 0 | 0 | 0 | 0
IGCC | 0 | 0 | 0 | 0 | 0 | 0
DemandResponse | 0 | 0 | 0 | 0 | 0 | 0
IGCC-CCS | 0 | 0 | 0 | 0 | 0 | 0
WT_off | 0 | 0 | 0 | 0 | 0 | 0
PseudoUnit | 0 | 0 | 0 | 0 | 0 | 0
FixedInterchange | 0 | 0 | 0 | 0 | 0 | 0
Emission Cost by Reporting Type: HQ_NY
ReportingType | 2015 | 2020 | 2025 | 2030 | 2035 | 2040
BM | 0 | 0 | 0 | 0 | 0 | 0
CC | 0 | 0 | 0 | 0 | 0 | 0
CSP | 0 | 0 | 0 | 0 | 0 | 0
CT | 0 | 0 | 0 | 0 | 0 | 0
Coal | 0 | 0 | 0 | 0 | 0 | 0
Geo | 0 | 0 | 0 | 0 | 0 | 0
H | 0 | 0 | 0 | 0 | 0 | 0
LFG | 0 | 0 | 0 | 0 | 0 | 0
Nuc | 0 | 0 | 0 | 0 | 0 | 0
PS | 0 | 0 | 0 | 0 | 0 | 0
PV | 0 | 0 | 0 | 0 | 0 | 0
PeakG | 0 | 0 | 0 | 0 | 0 | 0
PeakO | 0 | 0 | 0 | 0 | 0 | 0
ST | 0 | 0 | 0 | 0 | 0 | 0
STOG | 0 | 0 | 0 | 0 | 0 | 0
STWD | 0 | 0 | 0 | 0 | 0 | 0
WT | 0 | 0 | 0 | 0 | 0 | 0
IGCC | 0 | 0 | 0 | 0 | 0 | 0
DemandResponse | 0 | 0 | 0 | 0 | 0 | 0
IGCC-CCS | 0 | 0 | 0 | 0 | 0 | 0
WT_off | 0 | 0 | 0 | 0 | 0 | 0
PseudoUnit | 0 | 0 | 0 | 0 | 0 | 0
FixedInterchange | 0 | 0 | 0 | 0 | 0 | 0
Emission Cost by Reporting Type: MARITIMES
ReportingType | 2015 | 2020 | 2025 | 2030 | 2035 | 2040
BM | 0 | 0 | 0 | 0 | 0 | 0
CC | 0 | 0 | 0 | 0 | 0 | 0
CSP | 0 | 0 | 0 | 0 | 0 | 0
CT | 0 | 0 | 0 | 0 | 0 | 0
Coal | 0 | 0 | 0 | 0 | 0 | 0
Geo | 0 | 0 | 0 | 0 | 0 | 0
H | 0 | 0 | 0 | 0 | 0 | 0
LFG | 0 | 0 | 0 | 0 | 0 | 0
Nuc | 0 | 0 | 0 | 0 | 0 | 0
PS | 0 | 0 | 0 | 0 | 0 | 0
PV | 0 | 0 | 0 | 0 | 0 | 0
PeakG | 0 | 0 | 0 | 0 | 0 | 0
PeakO | 0 | 0 | 0 | 0 | 0 | 0
ST | 0 | 0 | 0 | 0 | 0 | 0
STOG | 0 | 0 | 0 | 0 | 0 | 0
STWD | 0 | 0 | 0 | 0 | 0 | 0
WT | 0 | 0 | 0 | 0 | 0 | 0
IGCC | 0 | 0 | 0 | 0 | 0 | 0
DemandResponse | 0 | 0 | 0 | 0 | 0 | 0
IGCC-CCS | 0 | 0 | 0 | 0 | 0 | 0
WT_off | 0 | 0 | 0 | 0 | 0 | 0
PseudoUnit | 0 | 0 | 0 | 0 | 0 | 0
FixedInterchange | 0 | 0 | 0 | 0 | 0 | 0
Emission Cost by Reporting Type: All
ReportingType | 2015 | 2020 | 2025 | 2030 | 2035 | 2040
BM | 0 | 0 | 0 | 0 | 0 | 0
CC | 0 | 0 | 0 | 0 | 0 | 0
CSP | 0 | 0 | 0 | 0 | 0 | 0
CT | 0 | 0 | 0 | 0 | 0 | 0
Coal | 0 | 0 | 0 | 0 | 0 | 0
Geo | 0 | 0 | 0 | 0 | 0 | 0
H | 0 | 0 | 0 | 0 | 0 | 0
LFG | 0 | 0 | 0 | 0 | 0 | 0
Nuc | 0 | 0 | 0 | 0 | 0 | 0
PS | 0 | 0 | 0 | 0 | 0 | 0
PV | 0 | 0 | 0 | 0 | 0 | 0
PeakG | 0 | 0 | 0 | 0 | 0 | 0
PeakO | 0 | 0 | 0 | 0 | 0 | 0
ST | 0 | 0 | 0 | 0 | 0 | 0
STOG | 0 | 0 | 0 | 0 | 0 | 0
STWD | 0 | 0 | 0 | 0 | 0 | 0
WT | 0 | 0 | 0 | 0 | 0 | 0
IGCC | 0 | 0 | 0 | 0 | 0 | 0
DemandResponse | 0 | 0 | 0 | 0 | 0 | 0
IGCC-CCS | 0 | 0 | 0 | 0 | 0 | 0
WT_off | 0 | 0 | 0 | 0 | 0 | 0
PseudoUnit | 0 | 0 | 0 | 0 | 0 | 0
FixedInterchange | 0 | 0 | 0 | 0 | 0 | 0
Emission Cost by Reporting Type: EI_US
ReportingType | 2015 | 2020 | 2025 | 2030 | 2035 | 2040
BM | 0 | 0 | 0 | 0 | 0 | 0
CC | 0 | 0 | 0 | 0 | 0 | 0
CSP | 0 | 0 | 0 | 0 | 0 | 0
CT | 0 | 0 | 0 | 0 | 0 | 0
Coal | 0 | 0 | 0 | 0 | 0 | 0
Geo | 0 | 0 | 0 | 0 | 0 | 0
H | 0 | 0 | 0 | 0 | 0 | 0
LFG | 0 | 0 | 0 | 0 | 0 | 0
Nuc | 0 | 0 | 0 | 0 | 0 | 0
PS | 0 | 0 | 0 | 0 | 0 | 0
PV | 0 | 0 | 0 | 0 | 0 | 0
PeakG | 0 | 0 | 0 | 0 | 0 | 0
PeakO | 0 | 0 | 0 | 0 | 0 | 0
ST | 0 | 0 | 0 | 0 | 0 | 0
STOG | 0 | 0 | 0 | 0 | 0 | 0
STWD | 0 | 0 | 0 | 0 | 0 | 0
WT | 0 | 0 | 0 | 0 | 0 | 0
IGCC | 0 | 0 | 0 | 0 | 0 | 0
DemandResponse | 0 | 0 | 0 | 0 | 0 | 0
IGCC-CCS | 0 | 0 | 0 | 0 | 0 | 0
WT_off | 0 | 0 | 0 | 0 | 0 | 0
PseudoUnit | 0 | 0 | 0 | 0 | 0 | 0
FixedInterchange | 0 | 0 | 0 | 0 | 0 | 0
Emission Cost by Reporting Type: EI_Canada
ReportingType | 2015 | 2020 | 2025 | 2030 | 2035 | 2040
BM | 0 | 0 | 0 | 0 | 0 | 0
CC | 0 | 0 | 0 | 0 | 0 | 0
CSP | 0 | 0 | 0 | 0 | 0 | 0
CT | 0 | 0 | 0 | 0 | 0 | 0
Coal | 0 | 0 | 0 | 0 | 0 | 0
Geo | 0 | 0 | 0 | 0 | 0 | 0
H | 0 | 0 | 0 | 0 | 0 | 0
LFG | 0 | 0 | 0 | 0 | 0 | 0
Nuc | 0 | 0 | 0 | 0 | 0 | 0
PS | 0 | 0 | 0 | 0 | 0 | 0
PV | 0 | 0 | 0 | 0 | 0 | 0
PeakG | 0 | 0 | 0 | 0 | 0 | 0
PeakO | 0 | 0 | 0 | 0 | 0 | 0
ST | 0 | 0 | 0 | 0 | 0 | 0
STOG | 0 | 0 | 0 | 0 | 0 | 0
STWD | 0 | 0 | 0 | 0 | 0 | 0
WT | 0 | 0 | 0 | 0 | 0 | 0
IGCC | 0 | 0 | 0 | 0 | 0 | 0
DemandResponse | 0 | 0 | 0 | 0 | 0 | 0
IGCC-CCS | 0 | 0 | 0 | 0 | 0 | 0
WT_off | 0 | 0 | 0 | 0 | 0 | 0
PseudoUnit | 0 | 0 | 0 | 0 | 0 | 0
FixedInterchange | 0 | 0 | 0 | 0 | 0 | 0
Emission Cost by Reporting Type: EI
ReportingType | 2015 | 2020 | 2025 | 2030 | 2035 | 2040
BM | 0 | 0 | 0 | 0 | 0 | 0
CC | 0 | 0 | 0 | 0 | 0 | 0
CSP | 0 | 0 | 0 | 0 | 0 | 0
CT | 0 | 0 | 0 | 0 | 0 | 0
Coal | 0 | 0 | 0 | 0 | 0 | 0
Geo | 0 | 0 | 0 | 0 | 0 | 0
H | 0 | 0 | 0 | 0 | 0 | 0
LFG | 0 | 0 | 0 | 0 | 0 | 0
Nuc | 0 | 0 | 0 | 0 | 0 | 0
PS | 0 | 0 | 0 | 0 | 0 | 0
PV | 0 | 0 | 0 | 0 | 0 | 0
PeakG | 0 | 0 | 0 | 0 | 0 | 0
PeakO | 0 | 0 | 0 | 0 | 0 | 0
ST | 0 | 0 | 0 | 0 | 0 | 0
STOG | 0 | 0 | 0 | 0 | 0 | 0
STWD | 0 | 0 | 0 | 0 | 0 | 0
WT | 0 | 0 | 0 | 0 | 0 | 0
IGCC | 0 | 0 | 0 | 0 | 0 | 0
DemandResponse | 0 | 0 | 0 | 0 | 0 | 0
IGCC-CCS | 0 | 0 | 0 | 0 | 0 | 0
WT_off | 0 | 0 | 0 | 0 | 0 | 0
PseudoUnit | 0 | 0 | 0 | 0 | 0 | 0
FixedInterchange | 0 | 0 | 0 | 0 | 0 | 0
Emission Cost by Reporting Type: Outside_EI
ReportingType | 2015 | 2020 | 2025 | 2030 | 2035 | 2040
BM | 0 | 0 | 0 | 0 | 0 | 0
CC | 0 | 0 | 0 | 0 | 0 | 0
CSP | 0 | 0 | 0 | 0 | 0 | 0
CT | 0 | 0 | 0 | 0 | 0 | 0
Coal | 0 | 0 | 0 | 0 | 0 | 0
Geo | 0 | 0 | 0 | 0 | 0 | 0
H | 0 | 0 | 0 | 0 | 0 | 0
LFG | 0 | 0 | 0 | 0 | 0 | 0
Nuc | 0 | 0 | 0 | 0 | 0 | 0
PS | 0 | 0 | 0 | 0 | 0 | 0
PV | 0 | 0 | 0 | 0 | 0 | 0
PeakG | 0 | 0 | 0 | 0 | 0 | 0
PeakO | 0 | 0 | 0 | 0 | 0 | 0
ST | 0 | 0 | 0 | 0 | 0 | 0
STOG | 0 | 0 | 0 | 0 | 0 | 0
STWD | 0 | 0 | 0 | 0 | 0 | 0
WT | 0 | 0 | 0 | 0 | 0 | 0
IGCC | 0 | 0 | 0 | 0 | 0 | 0
DemandResponse | 0 | 0 | 0 | 0 | 0 | 0
IGCC-CCS | 0 | 0 | 0 | 0 | 0 | 0
WT_off | 0 | 0 | 0 | 0 | 0 | 0
PseudoUnit | 0 | 0 | 0 | 0 | 0 | 0
FixedInterchange | 0 | 0 | 0 | 0 | 0 | 0
==== Emission Program: Carbon_CA : (CO2) ====
Emission Cost by Reporting Type: Entergy
ReportingType | 2015 | 2020 | 2025 | 2030 | 2035 | 2040
BM | 0 | 0 | 0 | 0 | 0 | 0
CC | 0 | 0 | 0 | 0 | 0 | 0
CSP | 0 | 0 | 0 | 0 | 0 | 0
CT | 0 | 0 | 0 | 0 | 0 | 0
Coal | 0 | 0 | 0 | 0 | 0 | 0
Geo | 0 | 0 | 0 | 0 | 0 | 0
H | 0 | 0 | 0 | 0 | 0 | 0
LFG | 0 | 0 | 0 | 0 | 0 | 0
Nuc | 0 | 0 | 0 | 0 | 0 | 0
PS | 0 | 0 | 0 | 0 | 0 | 0
PV | 0 | 0 | 0 | 0 | 0 | 0
PeakG | 0 | 0 | 0 | 0 | 0 | 0
PeakO | 0 | 0 | 0 | 0 | 0 | 0
ST | 0 | 0 | 0 | 0 | 0 | 0
STOG | 0 | 0 | 0 | 0 | 0 | 0
STWD | 0 | 0 | 0 | 0 | 0 | 0
WT | 0 | 0 | 0 | 0 | 0 | 0
IGCC | 0 | 0 | 0 | 0 | 0 | 0
DemandResponse | 0 | 0 | 0 | 0 | 0 | 0
IGCC-CCS | 0 | 0 | 0 | 0 | 0 | 0
WT_off | 0 | 0 | 0 | 0 | 0 | 0
PseudoUnit | 0 | 0 | 0 | 0 | 0 | 0
FixedInterchange | 0 | 0 | 0 | 0 | 0 | 0
Emission Cost by Reporting Type: FRCC
ReportingType | 2015 | 2020 | 2025 | 2030 | 2035 | 2040
BM | 0 | 0 | 0 | 0 | 0 | 0
CC | 0 | 0 | 0 | 0 | 0 | 0
CSP | 0 | 0 | 0 | 0 | 0 | 0
CT | 0 | 0 | 0 | 0 | 0 | 0
Coal | 0 | 0 | 0 | 0 | 0 | 0
Geo | 0 | 0 | 0 | 0 | 0 | 0
H | 0 | 0 | 0 | 0 | 0 | 0
LFG | 0 | 0 | 0 | 0 | 0 | 0
Nuc | 0 | 0 | 0 | 0 | 0 | 0
PS | 0 | 0 | 0 | 0 | 0 | 0
PV | 0 | 0 | 0 | 0 | 0 | 0
PeakG | 0 | 0 | 0 | 0 | 0 | 0
PeakO | 0 | 0 | 0 | 0 | 0 | 0
ST | 0 | 0 | 0 | 0 | 0 | 0
STOG | 0 | 0 | 0 | 0 | 0 | 0
STWD | 0 | 0 | 0 | 0 | 0 | 0
WT | 0 | 0 | 0 | 0 | 0 | 0
IGCC | 0 | 0 | 0 | 0 | 0 | 0
DemandResponse | 0 | 0 | 0 | 0 | 0 | 0
IGCC-CCS | 0 | 0 | 0 | 0 | 0 | 0
WT_off | 0 | 0 | 0 | 0 | 0 | 0
PseudoUnit | 0 | 0 | 0 | 0 | 0 | 0
FixedInterchange | 0 | 0 | 0 | 0 | 0 | 0
Emission Cost by Reporting Type: MAPP_US
ReportingType | 2015 | 2020 | 2025 | 2030 | 2035 | 2040
BM | 0 | 0 | 0 | 0 | 0 | 0
CC | 0 | 0 | 0 | 0 | 0 | 0
CSP | 0 | 0 | 0 | 0 | 0 | 0
CT | 0 | 0 | 0 | 0 | 0 | 0
Coal | 0 | 0 | 0 | 0 | 0 | 0
Geo | 0 | 0 | 0 | 0 | 0 | 0
H | 0 | 0 | 0 | 0 | 0 | 0
LFG | 0 | 0 | 0 | 0 | 0 | 0
Nuc | 0 | 0 | 0 | 0 | 0 | 0
PS | 0 | 0 | 0 | 0 | 0 | 0
PV | 0 | 0 | 0 | 0 | 0 | 0
PeakG | 0 | 0 | 0 | 0 | 0 | 0
PeakO | 0 | 0 | 0 | 0 | 0 | 0
ST | 0 | 0 | 0 | 0 | 0 | 0
STOG | 0 | 0 | 0 | 0 | 0 | 0
STWD | 0 | 0 | 0 | 0 | 0 | 0
WT | 0 | 0 | 0 | 0 | 0 | 0
IGCC | 0 | 0 | 0 | 0 | 0 | 0
DemandResponse | 0 | 0 | 0 | 0 | 0 | 0
IGCC-CCS | 0 | 0 | 0 | 0 | 0 | 0
WT_off | 0 | 0 | 0 | 0 | 0 | 0
PseudoUnit | 0 | 0 | 0 | 0 | 0 | 0
FixedInterchange | 0 | 0 | 0 | 0 | 0 | 0
Emission Cost by Reporting Type: MISO_IN
ReportingType | 2015 | 2020 | 2025 | 2030 | 2035 | 2040
BM | 0 | 0 | 0 | 0 | 0 | 0
CC | 0 | 0 | 0 | 0 | 0 | 0
CSP | 0 | 0 | 0 | 0 | 0 | 0
CT | 0 | 0 | 0 | 0 | 0 | 0
Coal | 0 | 0 | 0 | 0 | 0 | 0
Geo | 0 | 0 | 0 | 0 | 0 | 0
H | 0 | 0 | 0 | 0 | 0 | 0
LFG | 0 | 0 | 0 | 0 | 0 | 0
Nuc | 0 | 0 | 0 | 0 | 0 | 0
PS | 0 | 0 | 0 | 0 | 0 | 0
PV | 0 | 0 | 0 | 0 | 0 | 0
PeakG | 0 | 0 | 0 | 0 | 0 | 0
PeakO | 0 | 0 | 0 | 0 | 0 | 0
ST | 0 | 0 | 0 | 0 | 0 | 0
STOG | 0 | 0 | 0 | 0 | 0 | 0
STWD | 0 | 0 | 0 | 0 | 0 | 0
WT | 0 | 0 | 0 | 0 | 0 | 0
IGCC | 0 | 0 | 0 | 0 | 0 | 0
DemandResponse | 0 | 0 | 0 | 0 | 0 | 0
IGCC-CCS | 0 | 0 | 0 | 0 | 0 | 0
WT_off | 0 | 0 | 0 | 0 | 0 | 0
PseudoUnit | 0 | 0 | 0 | 0 | 0 | 0
FixedInterchange | 0 | 0 | 0 | 0 | 0 | 0
Emission Cost by Reporting Type: MISO_MI
ReportingType | 2015 | 2020 | 2025 | 2030 | 2035 | 2040
BM | 0 | 0 | 0 | 0 | 0 | 0
CC | 0 | 0 | 0 | 0 | 0 | 0
CSP | 0 | 0 | 0 | 0 | 0 | 0
CT | 0 | 0 | 0 | 0 | 0 | 0
Coal | 0 | 0 | 0 | 0 | 0 | 0
Geo | 0 | 0 | 0 | 0 | 0 | 0
H | 0 | 0 | 0 | 0 | 0 | 0
LFG | 0 | 0 | 0 | 0 | 0 | 0
Nuc | 0 | 0 | 0 | 0 | 0 | 0
PS | 0 | 0 | 0 | 0 | 0 | 0
PV | 0 | 0 | 0 | 0 | 0 | 0
PeakG | 0 | 0 | 0 | 0 | 0 | 0
PeakO | 0 | 0 | 0 | 0 | 0 | 0
ST | 0 | 0 | 0 | 0 | 0 | 0
STOG | 0 | 0 | 0 | 0 | 0 | 0
STWD | 0 | 0 | 0 | 0 | 0 | 0
WT | 0 | 0 | 0 | 0 | 0 | 0
IGCC | 0 | 0 | 0 | 0 | 0 | 0
DemandResponse | 0 | 0 | 0 | 0 | 0 | 0
IGCC-CCS | 0 | 0 | 0 | 0 | 0 | 0
WT_off | 0 | 0 | 0 | 0 | 0 | 0
PseudoUnit | 0 | 0 | 0 | 0 | 0 | 0
FixedInterchange | 0 | 0 | 0 | 0 | 0 | 0
Emission Cost by Reporting Type: MISO_MO-IL
ReportingType | 2015 | 2020 | 2025 | 2030 | 2035 | 2040
BM | 0 | 0 | 0 | 0 | 0 | 0
CC | 0 | 0 | 0 | 0 | 0 | 0
CSP | 0 | 0 | 0 | 0 | 0 | 0
CT | 0 | 0 | 0 | 0 | 0 | 0
Coal | 0 | 0 | 0 | 0 | 0 | 0
Geo | 0 | 0 | 0 | 0 | 0 | 0
H | 0 | 0 | 0 | 0 | 0 | 0
LFG | 0 | 0 | 0 | 0 | 0 | 0
Nuc | 0 | 0 | 0 | 0 | 0 | 0
PS | 0 | 0 | 0 | 0 | 0 | 0
PV | 0 | 0 | 0 | 0 | 0 | 0
PeakG | 0 | 0 | 0 | 0 | 0 | 0
PeakO | 0 | 0 | 0 | 0 | 0 | 0
ST | 0 | 0 | 0 | 0 | 0 | 0
STOG | 0 | 0 | 0 | 0 | 0 | 0
STWD | 0 | 0 | 0 | 0 | 0 | 0
WT | 0 | 0 | 0 | 0 | 0 | 0
IGCC | 0 | 0 | 0 | 0 | 0 | 0
DemandResponse | 0 | 0 | 0 | 0 | 0 | 0
IGCC-CCS | 0 | 0 | 0 | 0 | 0 | 0
WT_off | 0 | 0 | 0 | 0 | 0 | 0
PseudoUnit | 0 | 0 | 0 | 0 | 0 | 0
FixedInterchange | 0 | 0 | 0 | 0 | 0 | 0
Emission Cost by Reporting Type: MISO_W
ReportingType | 2015 | 2020 | 2025 | 2030 | 2035 | 2040
BM | 0 | 0 | 0 | 0 | 0 | 0
CC | 0 | 0 | 0 | 0 | 0 | 0
CSP | 0 | 0 | 0 | 0 | 0 | 0
CT | 0 | 0 | 0 | 0 | 0 | 0
Coal | 0 | 0 | 0 | 0 | 0 | 0
Geo | 0 | 0 | 0 | 0 | 0 | 0
H | 0 | 0 | 0 | 0 | 0 | 0
LFG | 0 | 0 | 0 | 0 | 0 | 0
Nuc | 0 | 0 | 0 | 0 | 0 | 0
PS | 0 | 0 | 0 | 0 | 0 | 0
PV | 0 | 0 | 0 | 0 | 0 | 0
PeakG | 0 | 0 | 0 | 0 | 0 | 0
PeakO | 0 | 0 | 0 | 0 | 0 | 0
ST | 0 | 0 | 0 | 0 | 0 | 0
STOG | 0 | 0 | 0 | 0 | 0 | 0
STWD | 0 | 0 | 0 | 0 | 0 | 0
WT | 0 | 0 | 0 | 0 | 0 | 0
IGCC | 0 | 0 | 0 | 0 | 0 | 0
DemandResponse | 0 | 0 | 0 | 0 | 0 | 0
IGCC-CCS | 0 | 0 | 0 | 0 | 0 | 0
WT_off | 0 | 0 | 0 | 0 | 0 | 0
PseudoUnit | 0 | 0 | 0 | 0 | 0 | 0
FixedInterchange | 0 | 0 | 0 | 0 | 0 | 0
Emission Cost by Reporting Type: MISO_WUMS
ReportingType | 2015 | 2020 | 2025 | 2030 | 2035 | 2040
BM | 0 | 0 | 0 | 0 | 0 | 0
CC | 0 | 0 | 0 | 0 | 0 | 0
CSP | 0 | 0 | 0 | 0 | 0 | 0
CT | 0 | 0 | 0 | 0 | 0 | 0
Coal | 0 | 0 | 0 | 0 | 0 | 0
Geo | 0 | 0 | 0 | 0 | 0 | 0
H | 0 | 0 | 0 | 0 | 0 | 0
LFG | 0 | 0 | 0 | 0 | 0 | 0
Nuc | 0 | 0 | 0 | 0 | 0 | 0
PS | 0 | 0 | 0 | 0 | 0 | 0
PV | 0 | 0 | 0 | 0 | 0 | 0
PeakG | 0 | 0 | 0 | 0 | 0 | 0
PeakO | 0 | 0 | 0 | 0 | 0 | 0
ST | 0 | 0 | 0 | 0 | 0 | 0
STOG | 0 | 0 | 0 | 0 | 0 | 0
STWD | 0 | 0 | 0 | 0 | 0 | 0
WT | 0 | 0 | 0 | 0 | 0 | 0
IGCC | 0 | 0 | 0 | 0 | 0 | 0
DemandResponse | 0 | 0 | 0 | 0 | 0 | 0
IGCC-CCS | 0 | 0 | 0 | 0 | 0 | 0
WT_off | 0 | 0 | 0 | 0 | 0 | 0
PseudoUnit | 0 | 0 | 0 | 0 | 0 | 0
FixedInterchange | 0 | 0 | 0 | 0 | 0 | 0
Emission Cost by Reporting Type: Nebraska
ReportingType | 2015 | 2020 | 2025 | 2030 | 2035 | 2040
BM | 0 | 0 | 0 | 0 | 0 | 0
CC | 0 | 0 | 0 | 0 | 0 | 0
CSP | 0 | 0 | 0 | 0 | 0 | 0
CT | 0 | 0 | 0 | 0 | 0 | 0
Coal | 0 | 0 | 0 | 0 | 0 | 0
Geo | 0 | 0 | 0 | 0 | 0 | 0
H | 0 | 0 | 0 | 0 | 0 | 0
LFG | 0 | 0 | 0 | 0 | 0 | 0
Nuc | 0 | 0 | 0 | 0 | 0 | 0
PS | 0 | 0 | 0 | 0 | 0 | 0
PV | 0 | 0 | 0 | 0 | 0 | 0
PeakG | 0 | 0 | 0 | 0 | 0 | 0
PeakO | 0 | 0 | 0 | 0 | 0 | 0
ST | 0 | 0 | 0 | 0 | 0 | 0
STOG | 0 | 0 | 0 | 0 | 0 | 0
STWD | 0 | 0 | 0 | 0 | 0 | 0
WT | 0 | 0 | 0 | 0 | 0 | 0
IGCC | 0 | 0 | 0 | 0 | 0 | 0
DemandResponse | 0 | 0 | 0 | 0 | 0 | 0
IGCC-CCS | 0 | 0 | 0 | 0 | 0 | 0
WT_off | 0 | 0 | 0 | 0 | 0 | 0
PseudoUnit | 0 | 0 | 0 | 0 | 0 | 0
FixedInterchange | 0 | 0 | 0 | 0 | 0 | 0
Emission Cost by Reporting Type: NEISO
ReportingType | 2015 | 2020 | 2025 | 2030 | 2035 | 2040
BM | 0 | 0 | 0 | 0 | 0 | 0
CC | 0 | 0 | 0 | 0 | 0 | 0
CSP | 0 | 0 | 0 | 0 | 0 | 0
CT | 0 | 0 | 0 | 0 | 0 | 0
Coal | 0 | 0 | 0 | 0 | 0 | 0
Geo | 0 | 0 | 0 | 0 | 0 | 0
H | 0 | 0 | 0 | 0 | 0 | 0
LFG | 0 | 0 | 0 | 0 | 0 | 0
Nuc | 0 | 0 | 0 | 0 | 0 | 0
PS | 0 | 0 | 0 | 0 | 0 | 0
PV | 0 | 0 | 0 | 0 | 0 | 0
PeakG | 0 | 0 | 0 | 0 | 0 | 0
PeakO | 0 | 0 | 0 | 0 | 0 | 0
ST | 0 | 0 | 0 | 0 | 0 | 0
STOG | 0 | 0 | 0 | 0 | 0 | 0
STWD | 0 | 0 | 0 | 0 | 0 | 0
WT | 0 | 0 | 0 | 0 | 0 | 0
IGCC | 0 | 0 | 0 | 0 | 0 | 0
DemandResponse | 0 | 0 | 0 | 0 | 0 | 0
IGCC-CCS | 0 | 0 | 0 | 0 | 0 | 0
WT_off | 0 | 0 | 0 | 0 | 0 | 0
PseudoUnit | 0 | 0 | 0 | 0 | 0 | 0
FixedInterchange | 0 | 0 | 0 | 0 | 0 | 0
Emission Cost by Reporting Type: NonRTO_Midwest
ReportingType | 2015 | 2020 | 2025 | 2030 | 2035 | 2040
BM | 0 | 0 | 0 | 0 | 0 | 0
CC | 0 | 0 | 0 | 0 | 0 | 0
CSP | 0 | 0 | 0 | 0 | 0 | 0
CT | 0 | 0 | 0 | 0 | 0 | 0
Coal | 0 | 0 | 0 | 0 | 0 | 0
Geo | 0 | 0 | 0 | 0 | 0 | 0
H | 0 | 0 | 0 | 0 | 0 | 0
LFG | 0 | 0 | 0 | 0 | 0 | 0
Nuc | 0 | 0 | 0 | 0 | 0 | 0
PS | 0 | 0 | 0 | 0 | 0 | 0
PV | 0 | 0 | 0 | 0 | 0 | 0
PeakG | 0 | 0 | 0 | 0 | 0 | 0
PeakO | 0 | 0 | 0 | 0 | 0 | 0
ST | 0 | 0 | 0 | 0 | 0 | 0
STOG | 0 | 0 | 0 | 0 | 0 | 0
STWD | 0 | 0 | 0 | 0 | 0 | 0
WT | 0 | 0 | 0 | 0 | 0 | 0
IGCC | 0 | 0 | 0 | 0 | 0 | 0
DemandResponse | 0 | 0 | 0 | 0 | 0 | 0
IGCC-CCS | 0 | 0 | 0 | 0 | 0 | 0
WT_off | 0 | 0 | 0 | 0 | 0 | 0
PseudoUnit | 0 | 0 | 0 | 0 | 0 | 0
FixedInterchange | 0 | 0 | 0 | 0 | 0 | 0
Emission Cost by Reporting Type: NYISO_A-F
ReportingType | 2015 | 2020 | 2025 | 2030 | 2035 | 2040
BM | 0 | 0 | 0 | 0 | 0 | 0
CC | 0 | 0 | 0 | 0 | 0 | 0
CSP | 0 | 0 | 0 | 0 | 0 | 0
CT | 0 | 0 | 0 | 0 | 0 | 0
Coal | 0 | 0 | 0 | 0 | 0 | 0
Geo | 0 | 0 | 0 | 0 | 0 | 0
H | 0 | 0 | 0 | 0 | 0 | 0
LFG | 0 | 0 | 0 | 0 | 0 | 0
Nuc | 0 | 0 | 0 | 0 | 0 | 0
PS | 0 | 0 | 0 | 0 | 0 | 0
PV | 0 | 0 | 0 | 0 | 0 | 0
PeakG | 0 | 0 | 0 | 0 | 0 | 0
PeakO | 0 | 0 | 0 | 0 | 0 | 0
ST | 0 | 0 | 0 | 0 | 0 | 0
STOG | 0 | 0 | 0 | 0 | 0 | 0
STWD | 0 | 0 | 0 | 0 | 0 | 0
WT | 0 | 0 | 0 | 0 | 0 | 0
IGCC | 0 | 0 | 0 | 0 | 0 | 0
DemandResponse | 0 | 0 | 0 | 0 | 0 | 0
IGCC-CCS | 0 | 0 | 0 | 0 | 0 | 0
WT_off | 0 | 0 | 0 | 0 | 0 | 0
PseudoUnit | 0 | 0 | 0 | 0 | 0 | 0
FixedInterchange | 0 | 0 | 0 | 0 | 0 | 0
Emission Cost by Reporting Type: NYISO_G-I
ReportingType | 2015 | 2020 | 2025 | 2030 | 2035 | 2040
BM | 0 | 0 | 0 | 0 | 0 | 0
CC | 0 | 0 | 0 | 0 | 0 | 0
CSP | 0 | 0 | 0 | 0 | 0 | 0
CT | 0 | 0 | 0 | 0 | 0 | 0
Coal | 0 | 0 | 0 | 0 | 0 | 0
Geo | 0 | 0 | 0 | 0 | 0 | 0
H | 0 | 0 | 0 | 0 | 0 | 0
LFG | 0 | 0 | 0 | 0 | 0 | 0
Nuc | 0 | 0 | 0 | 0 | 0 | 0
PS | 0 | 0 | 0 | 0 | 0 | 0
PV | 0 | 0 | 0 | 0 | 0 | 0
PeakG | 0 | 0 | 0 | 0 | 0 | 0
PeakO | 0 | 0 | 0 | 0 | 0 | 0
ST | 0 | 0 | 0 | 0 | 0 | 0
STOG | 0 | 0 | 0 | 0 | 0 | 0
STWD | 0 | 0 | 0 | 0 | 0 | 0
WT | 0 | 0 | 0 | 0 | 0 | 0
IGCC | 0 | 0 | 0 | 0 | 0 | 0
DemandResponse | 0 | 0 | 0 | 0 | 0 | 0
IGCC-CCS | 0 | 0 | 0 | 0 | 0 | 0
WT_off | 0 | 0 | 0 | 0 | 0 | 0
PseudoUnit | 0 | 0 | 0 | 0 | 0 | 0
FixedInterchange | 0 | 0 | 0 | 0 | 0 | 0
Emission Cost by Reporting Type: NYISO_J-K
ReportingType | 2015 | 2020 | 2025 | 2030 | 2035 | 2040
BM | 0 | 0 | 0 | 0 | 0 | 0
CC | 0 | 0 | 0 | 0 | 0 | 0
CSP | 0 | 0 | 0 | 0 | 0 | 0
CT | 0 | 0 | 0 | 0 | 0 | 0
Coal | 0 | 0 | 0 | 0 | 0 | 0
Geo | 0 | 0 | 0 | 0 | 0 | 0
H | 0 | 0 | 0 | 0 | 0 | 0
LFG | 0 | 0 | 0 | 0 | 0 | 0
Nuc | 0 | 0 | 0 | 0 | 0 | 0
PS | 0 | 0 | 0 | 0 | 0 | 0
PV | 0 | 0 | 0 | 0 | 0 | 0
PeakG | 0 | 0 | 0 | 0 | 0 | 0
PeakO | 0 | 0 | 0 | 0 | 0 | 0
ST | 0 | 0 | 0 | 0 | 0 | 0
STOG | 0 | 0 | 0 | 0 | 0 | 0
STWD | 0 | 0 | 0 | 0 | 0 | 0
WT | 0 | 0 | 0 | 0 | 0 | 0
IGCC | 0 | 0 | 0 | 0 | 0 | 0
DemandResponse | 0 | 0 | 0 | 0 | 0 | 0
IGCC-CCS | 0 | 0 | 0 | 0 | 0 | 0
WT_off | 0 | 0 | 0 | 0 | 0 | 0
PseudoUnit | 0 | 0 | 0 | 0 | 0 | 0
FixedInterchange | 0 | 0 | 0 | 0 | 0 | 0
Emission Cost by Reporting Type: PJM_E
ReportingType | 2015 | 2020 | 2025 | 2030 | 2035 | 2040
BM | 0 | 0 | 0 | 0 | 0 | 0
CC | 0 | 0 | 0 | 0 | 0 | 0
CSP | 0 | 0 | 0 | 0 | 0 | 0
CT | 0 | 0 | 0 | 0 | 0 | 0
Coal | 0 | 0 | 0 | 0 | 0 | 0
Geo | 0 | 0 | 0 | 0 | 0 | 0
H | 0 | 0 | 0 | 0 | 0 | 0
LFG | 0 | 0 | 0 | 0 | 0 | 0
Nuc | 0 | 0 | 0 | 0 | 0 | 0
PS | 0 | 0 | 0 | 0 | 0 | 0
PV | 0 | 0 | 0 | 0 | 0 | 0
PeakG | 0 | 0 | 0 | 0 | 0 | 0
PeakO | 0 | 0 | 0 | 0 | 0 | 0
ST | 0 | 0 | 0 | 0 | 0 | 0
STOG | 0 | 0 | 0 | 0 | 0 | 0
STWD | 0 | 0 | 0 | 0 | 0 | 0
WT | 0 | 0 | 0 | 0 | 0 | 0
IGCC | 0 | 0 | 0 | 0 | 0 | 0
DemandResponse | 0 | 0 | 0 | 0 | 0 | 0
IGCC-CCS | 0 | 0 | 0 | 0 | 0 | 0
WT_off | 0 | 0 | 0 | 0 | 0 | 0
PseudoUnit | 0 | 0 | 0 | 0 | 0 | 0
FixedInterchange | 0 | 0 | 0 | 0 | 0 | 0
Emission Cost by Reporting Type: PJM_ROM
ReportingType | 2015 | 2020 | 2025 | 2030 | 2035 | 2040
BM | 0 | 0 | 0 | 0 | 0 | 0
CC | 0 | 0 | 0 | 0 | 0 | 0
CSP | 0 | 0 | 0 | 0 | 0 | 0
CT | 0 | 0 | 0 | 0 | 0 | 0
Coal | 0 | 0 | 0 | 0 | 0 | 0
Geo | 0 | 0 | 0 | 0 | 0 | 0
H | 0 | 0 | 0 | 0 | 0 | 0
LFG | 0 | 0 | 0 | 0 | 0 | 0
Nuc | 0 | 0 | 0 | 0 | 0 | 0
PS | 0 | 0 | 0 | 0 | 0 | 0
PV | 0 | 0 | 0 | 0 | 0 | 0
PeakG | 0 | 0 | 0 | 0 | 0 | 0
PeakO | 0 | 0 | 0 | 0 | 0 | 0
ST | 0 | 0 | 0 | 0 | 0 | 0
STOG | 0 | 0 | 0 | 0 | 0 | 0
STWD | 0 | 0 | 0 | 0 | 0 | 0
WT | 0 | 0 | 0 | 0 | 0 | 0
IGCC | 0 | 0 | 0 | 0 | 0 | 0
DemandResponse | 0 | 0 | 0 | 0 | 0 | 0
IGCC-CCS | 0 | 0 | 0 | 0 | 0 | 0
WT_off | 0 | 0 | 0 | 0 | 0 | 0
PseudoUnit | 0 | 0 | 0 | 0 | 0 | 0
FixedInterchange | 0 | 0 | 0 | 0 | 0 | 0
Emission Cost by Reporting Type: PJM_ROR
ReportingType | 2015 | 2020 | 2025 | 2030 | 2035 | 2040
BM | 0 | 0 | 0 | 0 | 0 | 0
CC | 0 | 0 | 0 | 0 | 0 | 0
CSP | 0 | 0 | 0 | 0 | 0 | 0
CT | 0 | 0 | 0 | 0 | 0 | 0
Coal | 0 | 0 | 0 | 0 | 0 | 0
Geo | 0 | 0 | 0 | 0 | 0 | 0
H | 0 | 0 | 0 | 0 | 0 | 0
LFG | 0 | 0 | 0 | 0 | 0 | 0
Nuc | 0 | 0 | 0 | 0 | 0 | 0
PS | 0 | 0 | 0 | 0 | 0 | 0
PV | 0 | 0 | 0 | 0 | 0 | 0
PeakG | 0 | 0 | 0 | 0 | 0 | 0
PeakO | 0 | 0 | 0 | 0 | 0 | 0
ST | 0 | 0 | 0 | 0 | 0 | 0
STOG | 0 | 0 | 0 | 0 | 0 | 0
STWD | 0 | 0 | 0 | 0 | 0 | 0
WT | 0 | 0 | 0 | 0 | 0 | 0
IGCC | 0 | 0 | 0 | 0 | 0 | 0
DemandResponse | 0 | 0 | 0 | 0 | 0 | 0
IGCC-CCS | 0 | 0 | 0 | 0 | 0 | 0
WT_off | 0 | 0 | 0 | 0 | 0 | 0
PseudoUnit | 0 | 0 | 0 | 0 | 0 | 0
FixedInterchange | 0 | 0 | 0 | 0 | 0 | 0
Emission Cost by Reporting Type: SOCO
ReportingType | 2015 | 2020 | 2025 | 2030 | 2035 | 2040
BM | 0 | 0 | 0 | 0 | 0 | 0
CC | 0 | 0 | 0 | 0 | 0 | 0
CSP | 0 | 0 | 0 | 0 | 0 | 0
CT | 0 | 0 | 0 | 0 | 0 | 0
Coal | 0 | 0 | 0 | 0 | 0 | 0
Geo | 0 | 0 | 0 | 0 | 0 | 0
H | 0 | 0 | 0 | 0 | 0 | 0
LFG | 0 | 0 | 0 | 0 | 0 | 0
Nuc | 0 | 0 | 0 | 0 | 0 | 0
PS | 0 | 0 | 0 | 0 | 0 | 0
PV | 0 | 0 | 0 | 0 | 0 | 0
PeakG | 0 | 0 | 0 | 0 | 0 | 0
PeakO | 0 | 0 | 0 | 0 | 0 | 0
ST | 0 | 0 | 0 | 0 | 0 | 0
STOG | 0 | 0 | 0 | 0 | 0 | 0
STWD | 0 | 0 | 0 | 0 | 0 | 0
WT | 0 | 0 | 0 | 0 | 0 | 0
IGCC | 0 | 0 | 0 | 0 | 0 | 0
DemandResponse | 0 | 0 | 0 | 0 | 0 | 0
IGCC-CCS | 0 | 0 | 0 | 0 | 0 | 0
WT_off | 0 | 0 | 0 | 0 | 0 | 0
PseudoUnit | 0 | 0 | 0 | 0 | 0 | 0
FixedInterchange | 0 | 0 | 0 | 0 | 0 | 0
Emission Cost by Reporting Type: SPP_N
ReportingType | 2015 | 2020 | 2025 | 2030 | 2035 | 2040
BM | 0 | 0 | 0 | 0 | 0 | 0
CC | 0 | 0 | 0 | 0 | 0 | 0
CSP | 0 | 0 | 0 | 0 | 0 | 0
CT | 0 | 0 | 0 | 0 | 0 | 0
Coal | 0 | 0 | 0 | 0 | 0 | 0
Geo | 0 | 0 | 0 | 0 | 0 | 0
H | 0 | 0 | 0 | 0 | 0 | 0
LFG | 0 | 0 | 0 | 0 | 0 | 0
Nuc | 0 | 0 | 0 | 0 | 0 | 0
PS | 0 | 0 | 0 | 0 | 0 | 0
PV | 0 | 0 | 0 | 0 | 0 | 0
PeakG | 0 | 0 | 0 | 0 | 0 | 0
PeakO | 0 | 0 | 0 | 0 | 0 | 0
ST | 0 | 0 | 0 | 0 | 0 | 0
STOG | 0 | 0 | 0 | 0 | 0 | 0
STWD | 0 | 0 | 0 | 0 | 0 | 0
WT | 0 | 0 | 0 | 0 | 0 | 0
IGCC | 0 | 0 | 0 | 0 | 0 | 0
DemandResponse | 0 | 0 | 0 | 0 | 0 | 0
IGCC-CCS | 0 | 0 | 0 | 0 | 0 | 0
WT_off | 0 | 0 | 0 | 0 | 0 | 0
PseudoUnit | 0 | 0 | 0 | 0 | 0 | 0
FixedInterchange | 0 | 0 | 0 | 0 | 0 | 0
Emission Cost by Reporting Type: SPP_S
ReportingType | 2015 | 2020 | 2025 | 2030 | 2035 | 2040
BM | 0 | 0 | 0 | 0 | 0 | 0
CC | 0 | 0 | 0 | 0 | 0 | 0
CSP | 0 | 0 | 0 | 0 | 0 | 0
CT | 0 | 0 | 0 | 0 | 0 | 0
Coal | 0 | 0 | 0 | 0 | 0 | 0
Geo | 0 | 0 | 0 | 0 | 0 | 0
H | 0 | 0 | 0 | 0 | 0 | 0
LFG | 0 | 0 | 0 | 0 | 0 | 0
Nuc | 0 | 0 | 0 | 0 | 0 | 0
PS | 0 | 0 | 0 | 0 | 0 | 0
PV | 0 | 0 | 0 | 0 | 0 | 0
PeakG | 0 | 0 | 0 | 0 | 0 | 0
PeakO | 0 | 0 | 0 | 0 | 0 | 0
ST | 0 | 0 | 0 | 0 | 0 | 0
STOG | 0 | 0 | 0 | 0 | 0 | 0
STWD | 0 | 0 | 0 | 0 | 0 | 0
WT | 0 | 0 | 0 | 0 | 0 | 0
IGCC | 0 | 0 | 0 | 0 | 0 | 0
DemandResponse | 0 | 0 | 0 | 0 | 0 | 0
IGCC-CCS | 0 | 0 | 0 | 0 | 0 | 0
WT_off | 0 | 0 | 0 | 0 | 0 | 0
PseudoUnit | 0 | 0 | 0 | 0 | 0 | 0
FixedInterchange | 0 | 0 | 0 | 0 | 0 | 0
Emission Cost by Reporting Type: TVA
ReportingType | 2015 | 2020 | 2025 | 2030 | 2035 | 2040
BM | 0 | 0 | 0 | 0 | 0 | 0
CC | 0 | 0 | 0 | 0 | 0 | 0
CSP | 0 | 0 | 0 | 0 | 0 | 0
CT | 0 | 0 | 0 | 0 | 0 | 0
Coal | 0 | 0 | 0 | 0 | 0 | 0
Geo | 0 | 0 | 0 | 0 | 0 | 0
H | 0 | 0 | 0 | 0 | 0 | 0
LFG | 0 | 0 | 0 | 0 | 0 | 0
Nuc | 0 | 0 | 0 | 0 | 0 | 0
PS | 0 | 0 | 0 | 0 | 0 | 0
PV | 0 | 0 | 0 | 0 | 0 | 0
PeakG | 0 | 0 | 0 | 0 | 0 | 0
PeakO | 0 | 0 | 0 | 0 | 0 | 0
ST | 0 | 0 | 0 | 0 | 0 | 0
STOG | 0 | 0 | 0 | 0 | 0 | 0
STWD | 0 | 0 | 0 | 0 | 0 | 0
WT | 0 | 0 | 0 | 0 | 0 | 0
IGCC | 0 | 0 | 0 | 0 | 0 | 0
DemandResponse | 0 | 0 | 0 | 0 | 0 | 0
IGCC-CCS | 0 | 0 | 0 | 0 | 0 | 0
WT_off | 0 | 0 | 0 | 0 | 0 | 0
PseudoUnit | 0 | 0 | 0 | 0 | 0 | 0
FixedInterchange | 0 | 0 | 0 | 0 | 0 | 0
Emission Cost by Reporting Type: TVA_Transmission
ReportingType | 2015 | 2020 | 2025 | 2030 | 2035 | 2040
BM | 0 | 0 | 0 | 0 | 0 | 0
CC | 0 | 0 | 0 | 0 | 0 | 0
CSP | 0 | 0 | 0 | 0 | 0 | 0
CT | 0 | 0 | 0 | 0 | 0 | 0
Coal | 0 | 0 | 0 | 0 | 0 | 0
Geo | 0 | 0 | 0 | 0 | 0 | 0
H | 0 | 0 | 0 | 0 | 0 | 0
LFG | 0 | 0 | 0 | 0 | 0 | 0
Nuc | 0 | 0 | 0 | 0 | 0 | 0
PS | 0 | 0 | 0 | 0 | 0 | 0
PV | 0 | 0 | 0 | 0 | 0 | 0
PeakG | 0 | 0 | 0 | 0 | 0 | 0
PeakO | 0 | 0 | 0 | 0 | 0 | 0
ST | 0 | 0 | 0 | 0 | 0 | 0
STOG | 0 | 0 | 0 | 0 | 0 | 0
STWD | 0 | 0 | 0 | 0 | 0 | 0
WT | 0 | 0 | 0 | 0 | 0 | 0
IGCC | 0 | 0 | 0 | 0 | 0 | 0
DemandResponse | 0 | 0 | 0 | 0 | 0 | 0
IGCC-CCS | 0 | 0 | 0 | 0 | 0 | 0
WT_off | 0 | 0 | 0 | 0 | 0 | 0
PseudoUnit | 0 | 0 | 0 | 0 | 0 | 0
FixedInterchange | 0 | 0 | 0 | 0 | 0 | 0
Emission Cost by Reporting Type: VACAR
ReportingType | 2015 | 2020 | 2025 | 2030 | 2035 | 2040
BM | 0 | 0 | 0 | 0 | 0 | 0
CC | 0 | 0 | 0 | 0 | 0 | 0
CSP | 0 | 0 | 0 | 0 | 0 | 0
CT | 0 | 0 | 0 | 0 | 0 | 0
Coal | 0 | 0 | 0 | 0 | 0 | 0
Geo | 0 | 0 | 0 | 0 | 0 | 0
H | 0 | 0 | 0 | 0 | 0 | 0
LFG | 0 | 0 | 0 | 0 | 0 | 0
Nuc | 0 | 0 | 0 | 0 | 0 | 0
PS | 0 | 0 | 0 | 0 | 0 | 0
PV | 0 | 0 | 0 | 0 | 0 | 0
PeakG | 0 | 0 | 0 | 0 | 0 | 0
PeakO | 0 | 0 | 0 | 0 | 0 | 0
ST | 0 | 0 | 0 | 0 | 0 | 0
STOG | 0 | 0 | 0 | 0 | 0 | 0
STWD | 0 | 0 | 0 | 0 | 0 | 0
WT | 0 | 0 | 0 | 0 | 0 | 0
IGCC | 0 | 0 | 0 | 0 | 0 | 0
DemandResponse | 0 | 0 | 0 | 0 | 0 | 0
IGCC-CCS | 0 | 0 | 0 | 0 | 0 | 0
WT_off | 0 | 0 | 0 | 0 | 0 | 0
PseudoUnit | 0 | 0 | 0 | 0 | 0 | 0
FixedInterchange | 0 | 0 | 0 | 0 | 0 | 0
Emission Cost by Reporting Type: IESO
ReportingType | 2015 | 2020 | 2025 | 2030 | 2035 | 2040
BM | 0 | 0 | 0 | 0 | 0 | 0
CC | 0 | 0 | 0 | 0 | 0 | 0
CSP | 0 | 0 | 0 | 0 | 0 | 0
CT | 0 | 0 | 0 | 0 | 0 | 0
Coal | 0 | 0 | 0 | 0 | 0 | 0
Geo | 0 | 0 | 0 | 0 | 0 | 0
H | 0 | 0 | 0 | 0 | 0 | 0
LFG | 0 | 0 | 0 | 0 | 0 | 0
Nuc | 0 | 0 | 0 | 0 | 0 | 0
PS | 0 | 0 | 0 | 0 | 0 | 0
PV | 0 | 0 | 0 | 0 | 0 | 0
PeakG | 0 | 0 | 0 | 0 | 0 | 0
PeakO | 0 | 0 | 0 | 0 | 0 | 0
ST | 0 | 0 | 0 | 0 | 0 | 0
STOG | 0 | 0 | 0 | 0 | 0 | 0
STWD | 0 | 0 | 0 | 0 | 0 | 0
WT | 0 | 0 | 0 | 0 | 0 | 0
IGCC | 0 | 0 | 0 | 0 | 0 | 0
DemandResponse | 0 | 0 | 0 | 0 | 0 | 0
IGCC-CCS | 0 | 0 | 0 | 0 | 0 | 0
WT_off | 0 | 0 | 0 | 0 | 0 | 0
PseudoUnit | 0 | 0 | 0 | 0 | 0 | 0
FixedInterchange | 0 | 0 | 0 | 0 | 0 | 0
Emission Cost by Reporting Type: MAPP_CA
ReportingType | 2015 | 2020 | 2025 | 2030 | 2035 | 2040
BM | 0 | 0 | 0 | 0 | 0 | 0
CC | 0 | 0 | 0 | 0 | 0 | 0
CSP | 0 | 0 | 0 | 0 | 0 | 0
CT | 0 | 0 | 0 | 0 | 0 | 0
Coal | 0 | 0 | 0 | 0 | 0 | 0
Geo | 0 | 0 | 0 | 0 | 0 | 0
H | 0 | 0 | 0 | 0 | 0 | 0
LFG | 0 | 0 | 0 | 0 | 0 | 0
Nuc | 0 | 0 | 0 | 0 | 0 | 0
PS | 0 | 0 | 0 | 0 | 0 | 0
PV | 0 | 0 | 0 | 0 | 0 | 0
PeakG | 0 | 0 | 0 | 0 | 0 | 0
PeakO | 0 | 0 | 0 | 0 | 0 | 0
ST | 0 | 0 | 0 | 0 | 0 | 0
STOG | 0 | 0 | 0 | 0 | 0 | 0
STWD | 0 | 0 | 0 | 0 | 0 | 0
WT | 0 | 0 | 0 | 0 | 0 | 0
IGCC | 0 | 0 | 0 | 0 | 0 | 0
DemandResponse | 0 | 0 | 0 | 0 | 0 | 0
IGCC-CCS | 0 | 0 | 0 | 0 | 0 | 0
WT_off | 0 | 0 | 0 | 0 | 0 | 0
PseudoUnit | 0 | 0 | 0 | 0 | 0 | 0
FixedInterchange | 0 | 0 | 0 | 0 | 0 | 0
Emission Cost by Reporting Type: AZ_NM_SNV_Coal
ReportingType | 2015 | 2020 | 2025 | 2030 | 2035 | 2040
BM | 0 | 0 | 0 | 0 | 0 | 0
CC | 0 | 0 | 0 | 0 | 0 | 0
CSP | 0 | 0 | 0 | 0 | 0 | 0
CT | 0 | 0 | 0 | 0 | 0 | 0
Coal | 0 | 0 | 0 | 0 | 0 | 0
Geo | 0 | 0 | 0 | 0 | 0 | 0
H | 0 | 0 | 0 | 0 | 0 | 0
LFG | 0 | 0 | 0 | 0 | 0 | 0
Nuc | 0 | 0 | 0 | 0 | 0 | 0
PS | 0 | 0 | 0 | 0 | 0 | 0
PV | 0 | 0 | 0 | 0 | 0 | 0
PeakG | 0 | 0 | 0 | 0 | 0 | 0
PeakO | 0 | 0 | 0 | 0 | 0 | 0
ST | 0 | 0 | 0 | 0 | 0 | 0
STOG | 0 | 0 | 0 | 0 | 0 | 0
STWD | 0 | 0 | 0 | 0 | 0 | 0
WT | 0 | 0 | 0 | 0 | 0 | 0
IGCC | 0 | 0 | 0 | 0 | 0 | 0
DemandResponse | 0 | 0 | 0 | 0 | 0 | 0
IGCC-CCS | 0 | 0 | 0 | 0 | 0 | 0
WT_off | 0 | 0 | 0 | 0 | 0 | 0
PseudoUnit | 0 | 0 | 0 | 0 | 0 | 0
FixedInterchange | 0 | 0 | 0 | 0 | 0 | 0
Emission Cost by Reporting Type: AZ_NM_SNV_Gas
ReportingType | 2015 | 2020 | 2025 | 2030 | 2035 | 2040
BM | 0 | 0 | 0 | 0 | 0 | 0
CC | 0 | 0 | 0 | 0 | 0 | 0
CSP | 0 | 0 | 0 | 0 | 0 | 0
CT | 0 | 0 | 0 | 0 | 0 | 0
Coal | 0 | 0 | 0 | 0 | 0 | 0
Geo | 0 | 0 | 0 | 0 | 0 | 0
H | 0 | 0 | 0 | 0 | 0 | 0
LFG | 0 | 0 | 0 | 0 | 0 | 0
Nuc | 0 | 0 | 0 | 0 | 0 | 0
PS | 0 | 0 | 0 | 0 | 0 | 0
PV | 0 | 0 | 0 | 0 | 0 | 0
PeakG | 0 | 0 | 0 | 0 | 0 | 0
PeakO | 0 | 0 | 0 | 0 | 0 | 0
ST | 0 | 0 | 0 | 0 | 0 | 0
STOG | 0 | 0 | 0 | 0 | 0 | 0
STWD | 0 | 0 | 0 | 0 | 0 | 0
WT | 0 | 0 | 0 | 0 | 0 | 0
IGCC | 0 | 0 | 0 | 0 | 0 | 0
DemandResponse | 0 | 0 | 0 | 0 | 0 | 0
IGCC-CCS | 0 | 0 | 0 | 0 | 0 | 0
WT_off | 0 | 0 | 0 | 0 | 0 | 0
PseudoUnit | 0 | 0 | 0 | 0 | 0 | 0
FixedInterchange | 0 | 0 | 0 | 0 | 0 | 0
Emission Cost by Reporting Type: AZ_NM_SNV_NucRenew
ReportingType | 2015 | 2020 | 2025 | 2030 | 2035 | 2040
BM | 0 | 0 | 0 | 0 | 0 | 0
CC | 0 | 0 | 0 | 0 | 0 | 0
CSP | 0 | 0 | 0 | 0 | 0 | 0
CT | 0 | 0 | 0 | 0 | 0 | 0
Coal | 0 | 0 | 0 | 0 | 0 | 0
Geo | 0 | 0 | 0 | 0 | 0 | 0
H | 0 | 0 | 0 | 0 | 0 | 0
LFG | 0 | 0 | 0 | 0 | 0 | 0
Nuc | 0 | 0 | 0 | 0 | 0 | 0
PS | 0 | 0 | 0 | 0 | 0 | 0
PV | 0 | 0 | 0 | 0 | 0 | 0
PeakG | 0 | 0 | 0 | 0 | 0 | 0
PeakO | 0 | 0 | 0 | 0 | 0 | 0
ST | 0 | 0 | 0 | 0 | 0 | 0
STOG | 0 | 0 | 0 | 0 | 0 | 0
STWD | 0 | 0 | 0 | 0 | 0 | 0
WT | 0 | 0 | 0 | 0 | 0 | 0
IGCC | 0 | 0 | 0 | 0 | 0 | 0
DemandResponse | 0 | 0 | 0 | 0 | 0 | 0
IGCC-CCS | 0 | 0 | 0 | 0 | 0 | 0
WT_off | 0 | 0 | 0 | 0 | 0 | 0
PseudoUnit | 0 | 0 | 0 | 0 | 0 | 0
FixedInterchange | 0 | 0 | 0 | 0 | 0 | 0
Emission Cost by Reporting Type: ERCOT
ReportingType | 2015 | 2020 | 2025 | 2030 | 2035 | 2040
BM | 0 | 0 | 0 | 0 | 0 | 0
CC | 0 | 0 | 0 | 0 | 0 | 0
CSP | 0 | 0 | 0 | 0 | 0 | 0
CT | 0 | 0 | 0 | 0 | 0 | 0
Coal | 0 | 0 | 0 | 0 | 0 | 0
Geo | 0 | 0 | 0 | 0 | 0 | 0
H | 0 | 0 | 0 | 0 | 0 | 0
LFG | 0 | 0 | 0 | 0 | 0 | 0
Nuc | 0 | 0 | 0 | 0 | 0 | 0
PS | 0 | 0 | 0 | 0 | 0 | 0
PV | 0 | 0 | 0 | 0 | 0 | 0
PeakG | 0 | 0 | 0 | 0 | 0 | 0
PeakO | 0 | 0 | 0 | 0 | 0 | 0
ST | 0 | 0 | 0 | 0 | 0 | 0
STOG | 0 | 0 | 0 | 0 | 0 | 0
STWD | 0 | 0 | 0 | 0 | 0 | 0
WT | 0 | 0 | 0 | 0 | 0 | 0
IGCC | 0 | 0 | 0 | 0 | 0 | 0
DemandResponse | 0 | 0 | 0 | 0 | 0 | 0
IGCC-CCS | 0 | 0 | 0 | 0 | 0 | 0
WT_off | 0 | 0 | 0 | 0 | 0 | 0
PseudoUnit | 0 | 0 | 0 | 0 | 0 | 0
FixedInterchange | 0 | 0 | 0 | 0 | 0 | 0
Emission Cost by Reporting Type: NP15
ReportingType | 2015 | 2020 | 2025 | 2030 | 2035 | 2040
BM | 0 | 0 | 0 | 0 | 0 | 0
CC | 252.88 | 335.19 | 324.56 | 320.88 | 228.4 | 121.42
CSP | 0 | 0 | 0 | 0 | 0 | 0
CT | 0 | 0 | 0 | 0 | 0 | 0
Coal | 4.6 | 0 | 0 | 0 | 0 | 0
Geo | 0 | 0 | 0 | 0 | 0 | 0
H | 0 | 0 | 0 | 0 | 0 | 0
LFG | 0 | 0 | 0 | 0 | 0 | 0
Nuc | 0 | 0 | 0 | 0 | 0 | 0
PS | 0 | 0 | 0 | 0 | 0 | 0
PV | 0 | 0 | 0 | 0 | 0 | 0
PeakG | 0 | 0 | 0 | 0 | 0 | 0.18
PeakO | 0 | 0 | 0 | 0 | 0 | 0
ST | 0 | 0 | 0 | 0 | 0 | 0
STOG | 1.31 | 2.18 | 1.18 | 2.93 | 2.31 | 5.37
STWD | 0 | 0 | 0 | 0 | 0 | 0
WT | 0 | 0 | 0 | 0 | 0 | 0
IGCC | 0 | 0 | 0 | 0 | 0 | 0
DemandResponse | 0 | 0 | 0 | 0 | 0 | 0
IGCC-CCS | 0 | 0 | 0 | 0 | 0 | 0
WT_off | 0 | 0 | 0 | 0 | 0 | 0
PseudoUnit | 0 | 0 | 0 | 0 | 0 | 0
FixedInterchange | 0 | 0 | 0 | 0 | 0 | 0
Emission Cost by Reporting Type: NWPP_Coal
ReportingType | 2015 | 2020 | 2025 | 2030 | 2035 | 2040
BM | 0 | 0 | 0 | 0 | 0 | 0
CC | 0 | 0 | 0 | 0 | 0 | 0
CSP | 0 | 0 | 0 | 0 | 0 | 0
CT | 0 | 0 | 0 | 0 | 0 | 0
Coal | 0 | 0 | 0 | 0 | 0 | 0
Geo | 0 | 0 | 0 | 0 | 0 | 0
H | 0 | 0 | 0 | 0 | 0 | 0
LFG | 0 | 0 | 0 | 0 | 0 | 0
Nuc | 0 | 0 | 0 | 0 | 0 | 0
PS | 0 | 0 | 0 | 0 | 0 | 0
PV | 0 | 0 | 0 | 0 | 0 | 0
PeakG | 0 | 0 | 0 | 0 | 0 | 0
PeakO | 0 | 0 | 0 | 0 | 0 | 0
ST | 0 | 0 | 0 | 0 | 0 | 0
STOG | 0 | 0 | 0 | 0 | 0 | 0
STWD | 0 | 0 | 0 | 0 | 0 | 0
WT | 0 | 0 | 0 | 0 | 0 | 0
IGCC | 0 | 0 | 0 | 0 | 0 | 0
DemandResponse | 0 | 0 | 0 | 0 | 0 | 0
IGCC-CCS | 0 | 0 | 0 | 0 | 0 | 0
WT_off | 0 | 0 | 0 | 0 | 0 | 0
PseudoUnit | 0 | 0 | 0 | 0 | 0 | 0
FixedInterchange | 0 | 0 | 0 | 0 | 0 | 0
Emission Cost by Reporting Type: NWPP_Gas
ReportingType | 2015 | 2020 | 2025 | 2030 | 2035 | 2040
BM | 0 | 0 | 0 | 0 | 0 | 0
CC | 0 | 0 | 0 | 0 | 0 | 0
CSP | 0 | 0 | 0 | 0 | 0 | 0
CT | 0 | 0 | 0 | 0 | 0 | 0
Coal | 0 | 0 | 0 | 0 | 0 | 0
Geo | 0 | 0 | 0 | 0 | 0 | 0
H | 0 | 0 | 0 | 0 | 0 | 0
LFG | 0 | 0 | 0 | 0 | 0 | 0
Nuc | 0 | 0 | 0 | 0 | 0 | 0
PS | 0 | 0 | 0 | 0 | 0 | 0
PV | 0 | 0 | 0 | 0 | 0 | 0
PeakG | 0 | 0 | 0 | 0 | 0 | 0
PeakO | 0 | 0 | 0 | 0 | 0 | 0
ST | 0 | 0 | 0 | 0 | 0 | 0
STOG | 0 | 0 | 0 | 0 | 0 | 0
STWD | 0 | 0 | 0 | 0 | 0 | 0
WT | 0 | 0 | 0 | 0 | 0 | 0
IGCC | 0 | 0 | 0 | 0 | 0 | 0
DemandResponse | 0 | 0 | 0 | 0 | 0 | 0
IGCC-CCS | 0 | 0 | 0 | 0 | 0 | 0
WT_off | 0 | 0 | 0 | 0 | 0 | 0
PseudoUnit | 0 | 0 | 0 | 0 | 0 | 0
FixedInterchange | 0 | 0 | 0 | 0 | 0 | 0
Emission Cost by Reporting Type: NWPP_NucRenew
ReportingType | 2015 | 2020 | 2025 | 2030 | 2035 | 2040
BM | 0 | 0 | 0 | 0 | 0 | 0
CC | 0 | 0 | 0 | 0 | 0 | 0
CSP | 0 | 0 | 0 | 0 | 0 | 0
CT | 0 | 0 | 0 | 0 | 0 | 0
Coal | 0 | 0 | 0 | 0 | 0 | 0
Geo | 0 | 0 | 0 | 0 | 0 | 0
H | 0 | 0 | 0 | 0 | 0 | 0
LFG | 0 | 0 | 0 | 0 | 0 | 0
Nuc | 0 | 0 | 0 | 0 | 0 | 0
PS | 0 | 0 | 0 | 0 | 0 | 0
PV | 0 | 0 | 0 | 0 | 0 | 0
PeakG | 0 | 0 | 0 | 0 | 0 | 0
PeakO | 0 | 0 | 0 | 0 | 0 | 0
ST | 0 | 0 | 0 | 0 | 0 | 0
STOG | 0 | 0 | 0 | 0 | 0 | 0
STWD | 0 | 0 | 0 | 0 | 0 | 0
WT | 0 | 0 | 0 | 0 | 0 | 0
IGCC | 0 | 0 | 0 | 0 | 0 | 0
DemandResponse | 0 | 0 | 0 | 0 | 0 | 0
IGCC-CCS | 0 | 0 | 0 | 0 | 0 | 0
WT_off | 0 | 0 | 0 | 0 | 0 | 0
PseudoUnit | 0 | 0 | 0 | 0 | 0 | 0
FixedInterchange | 0 | 0 | 0 | 0 | 0 | 0
Emission Cost by Reporting Type: RMPA
ReportingType | 2015 | 2020 | 2025 | 2030 | 2035 | 2040
BM | 0 | 0 | 0 | 0 | 0 | 0
CC | 0 | 0 | 0 | 0 | 0 | 0
CSP | 0 | 0 | 0 | 0 | 0 | 0
CT | 0 | 0 | 0 | 0 | 0 | 0
Coal | 0 | 0 | 0 | 0 | 0 | 0
Geo | 0 | 0 | 0 | 0 | 0 | 0
H | 0 | 0 | 0 | 0 | 0 | 0
LFG | 0 | 0 | 0 | 0 | 0 | 0
Nuc | 0 | 0 | 0 | 0 | 0 | 0
PS | 0 | 0 | 0 | 0 | 0 | 0
PV | 0 | 0 | 0 | 0 | 0 | 0
PeakG | 0 | 0 | 0 | 0 | 0 | 0
PeakO | 0 | 0 | 0 | 0 | 0 | 0
ST | 0 | 0 | 0 | 0 | 0 | 0
STOG | 0 | 0 | 0 | 0 | 0 | 0
STWD | 0 | 0 | 0 | 0 | 0 | 0
WT | 0 | 0 | 0 | 0 | 0 | 0
IGCC | 0 | 0 | 0 | 0 | 0 | 0
DemandResponse | 0 | 0 | 0 | 0 | 0 | 0
IGCC-CCS | 0 | 0 | 0 | 0 | 0 | 0
WT_off | 0 | 0 | 0 | 0 | 0 | 0
PseudoUnit | 0 | 0 | 0 | 0 | 0 | 0
FixedInterchange | 0 | 0 | 0 | 0 | 0 | 0
Emission Cost by Reporting Type: SP15
ReportingType | 2015 | 2020 | 2025 | 2030 | 2035 | 2040
BM | 0 | 0 | 0 | 0 | 0 | 0
CC | 172.25 | 224.45 | 253.39 | 285.62 | 338.7 | 231.23
CSP | 0 | 0 | 0 | 0 | 0 | 0
CT | 0 | 0 | 0 | 0 | 0 | 0
Coal | 15.51 | 19.79 | 25.26 | 28.58 | 0 | 0
Geo | 0 | 0 | 0 | 0 | 0 | 0
H | 0 | 0 | 0 | 0 | 0 | 0
LFG | 0 | 0 | 0 | 0 | 0 | 0
Nuc | 0 | 0 | 0 | 0 | 0 | 0
PS | 0 | 0 | 0 | 0 | 0 | 0
PV | 0 | 0 | 0 | 0 | 0 | 0
PeakG | 0 | 0 | 0 | 0 | 0.11 | 0
PeakO | 0 | 0 | 0 | 0 | 0 | 0
ST | 0 | 0 | 0 | 0 | 0 | 0
STOG | 2.34 | 4.69 | 4 | 8.71 | 22.38 | 17.34
STWD | 0 | 0 | 0 | 0 | 0 | 0
WT | 0 | 0 | 0 | 0 | 0 | 0
IGCC | 0 | 0 | 0 | 0 | 0 | 0
DemandResponse | 0 | 0 | 0 | 0 | 0 | 0
IGCC-CCS | 0 | 0 | 0 | 0 | 0 | 0
WT_off | 0 | 0 | 0 | 0 | 0 | 0
PseudoUnit | 0 | 0 | 0 | 0 | 0 | 0
FixedInterchange | 0 | 0 | 0 | 0 | 0 | 0
Emission Cost by Reporting Type: ALB
ReportingType | 2015 | 2020 | 2025 | 2030 | 2035 | 2040
BM | 0 | 0 | 0 | 0 | 0 | 0
CC | 0 | 0 | 0 | 0 | 0 | 0
CSP | 0 | 0 | 0 | 0 | 0 | 0
CT | 0 | 0 | 0 | 0 | 0 | 0
Coal | 0 | 0 | 0 | 0 | 0 | 0
Geo | 0 | 0 | 0 | 0 | 0 | 0
H | 0 | 0 | 0 | 0 | 0 | 0
LFG | 0 | 0 | 0 | 0 | 0 | 0
Nuc | 0 | 0 | 0 | 0 | 0 | 0
PS | 0 | 0 | 0 | 0 | 0 | 0
PV | 0 | 0 | 0 | 0 | 0 | 0
PeakG | 0 | 0 | 0 | 0 | 0 | 0
PeakO | 0 | 0 | 0 | 0 | 0 | 0
ST | 0 | 0 | 0 | 0 | 0 | 0
STOG | 0 | 0 | 0 | 0 | 0 | 0
STWD | 0 | 0 | 0 | 0 | 0 | 0
WT | 0 | 0 | 0 | 0 | 0 | 0
IGCC | 0 | 0 | 0 | 0 | 0 | 0
DemandResponse | 0 | 0 | 0 | 0 | 0 | 0
IGCC-CCS | 0 | 0 | 0 | 0 | 0 | 0
WT_off | 0 | 0 | 0 | 0 | 0 | 0
PseudoUnit | 0 | 0 | 0 | 0 | 0 | 0
FixedInterchange | 0 | 0 | 0 | 0 | 0 | 0
Emission Cost by Reporting Type: BC
ReportingType | 2015 | 2020 | 2025 | 2030 | 2035 | 2040
BM | 0 | 0 | 0 | 0 | 0 | 0
CC | 0 | 0 | 0 | 0 | 0 | 0
CSP | 0 | 0 | 0 | 0 | 0 | 0
CT | 0 | 0 | 0 | 0 | 0 | 0
Coal | 0 | 0 | 0 | 0 | 0 | 0
Geo | 0 | 0 | 0 | 0 | 0 | 0
H | 0 | 0 | 0 | 0 | 0 | 0
LFG | 0 | 0 | 0 | 0 | 0 | 0
Nuc | 0 | 0 | 0 | 0 | 0 | 0
PS | 0 | 0 | 0 | 0 | 0 | 0
PV | 0 | 0 | 0 | 0 | 0 | 0
PeakG | 0 | 0 | 0 | 0 | 0 | 0
PeakO | 0 | 0 | 0 | 0 | 0 | 0
ST | 0 | 0 | 0 | 0 | 0 | 0
STOG | 0 | 0 | 0 | 0 | 0 | 0
STWD | 0 | 0 | 0 | 0 | 0 | 0
WT | 0 | 0 | 0 | 0 | 0 | 0
IGCC | 0 | 0 | 0 | 0 | 0 | 0
DemandResponse | 0 | 0 | 0 | 0 | 0 | 0
IGCC-CCS | 0 | 0 | 0 | 0 | 0 | 0
WT_off | 0 | 0 | 0 | 0 | 0 | 0
PseudoUnit | 0 | 0 | 0 | 0 | 0 | 0
FixedInterchange | 0 | 0 | 0 | 0 | 0 | 0
Emission Cost by Reporting Type: HQ_IESO
ReportingType | 2015 | 2020 | 2025 | 2030 | 2035 | 2040
BM | 0 | 0 | 0 | 0 | 0 | 0
CC | 0 | 0 | 0 | 0 | 0 | 0
CSP | 0 | 0 | 0 | 0 | 0 | 0
CT | 0 | 0 | 0 | 0 | 0 | 0
Coal | 0 | 0 | 0 | 0 | 0 | 0
Geo | 0 | 0 | 0 | 0 | 0 | 0
H | 0 | 0 | 0 | 0 | 0 | 0
LFG | 0 | 0 | 0 | 0 | 0 | 0
Nuc | 0 | 0 | 0 | 0 | 0 | 0
PS | 0 | 0 | 0 | 0 | 0 | 0
PV | 0 | 0 | 0 | 0 | 0 | 0
PeakG | 0 | 0 | 0 | 0 | 0 | 0
PeakO | 0 | 0 | 0 | 0 | 0 | 0
ST | 0 | 0 | 0 | 0 | 0 | 0
STOG | 0 | 0 | 0 | 0 | 0 | 0
STWD | 0 | 0 | 0 | 0 | 0 | 0
WT | 0 | 0 | 0 | 0 | 0 | 0
IGCC | 0 | 0 | 0 | 0 | 0 | 0
DemandResponse | 0 | 0 | 0 | 0 | 0 | 0
IGCC-CCS | 0 | 0 | 0 | 0 | 0 | 0
WT_off | 0 | 0 | 0 | 0 | 0 | 0
PseudoUnit | 0 | 0 | 0 | 0 | 0 | 0
FixedInterchange | 0 | 0 | 0 | 0 | 0 | 0
Emission Cost by Reporting Type: HQ_NEISO
ReportingType | 2015 | 2020 | 2025 | 2030 | 2035 | 2040
BM | 0 | 0 | 0 | 0 | 0 | 0
CC | 0 | 0 | 0 | 0 | 0 | 0
CSP | 0 | 0 | 0 | 0 | 0 | 0
CT | 0 | 0 | 0 | 0 | 0 | 0
Coal | 0 | 0 | 0 | 0 | 0 | 0
Geo | 0 | 0 | 0 | 0 | 0 | 0
H | 0 | 0 | 0 | 0 | 0 | 0
LFG | 0 | 0 | 0 | 0 | 0 | 0
Nuc | 0 | 0 | 0 | 0 | 0 | 0
PS | 0 | 0 | 0 | 0 | 0 | 0
PV | 0 | 0 | 0 | 0 | 0 | 0
PeakG | 0 | 0 | 0 | 0 | 0 | 0
PeakO | 0 | 0 | 0 | 0 | 0 | 0
ST | 0 | 0 | 0 | 0 | 0 | 0
STOG | 0 | 0 | 0 | 0 | 0 | 0
STWD | 0 | 0 | 0 | 0 | 0 | 0
WT | 0 | 0 | 0 | 0 | 0 | 0
IGCC | 0 | 0 | 0 | 0 | 0 | 0
DemandResponse | 0 | 0 | 0 | 0 | 0 | 0
IGCC-CCS | 0 | 0 | 0 | 0 | 0 | 0
WT_off | 0 | 0 | 0 | 0 | 0 | 0
PseudoUnit | 0 | 0 | 0 | 0 | 0 | 0
FixedInterchange | 0 | 0 | 0 | 0 | 0 | 0
Emission Cost by Reporting Type: HQ_NY
ReportingType | 2015 | 2020 | 2025 | 2030 | 2035 | 2040
BM | 0 | 0 | 0 | 0 | 0 | 0
CC | 0 | 0 | 0 | 0 | 0 | 0
CSP | 0 | 0 | 0 | 0 | 0 | 0
CT | 0 | 0 | 0 | 0 | 0 | 0
Coal | 0 | 0 | 0 | 0 | 0 | 0
Geo | 0 | 0 | 0 | 0 | 0 | 0
H | 0 | 0 | 0 | 0 | 0 | 0
LFG | 0 | 0 | 0 | 0 | 0 | 0
Nuc | 0 | 0 | 0 | 0 | 0 | 0
PS | 0 | 0 | 0 | 0 | 0 | 0
PV | 0 | 0 | 0 | 0 | 0 | 0
PeakG | 0 | 0 | 0 | 0 | 0 | 0
PeakO | 0 | 0 | 0 | 0 | 0 | 0
ST | 0 | 0 | 0 | 0 | 0 | 0
STOG | 0 | 0 | 0 | 0 | 0 | 0
STWD | 0 | 0 | 0 | 0 | 0 | 0
WT | 0 | 0 | 0 | 0 | 0 | 0
IGCC | 0 | 0 | 0 | 0 | 0 | 0
DemandResponse | 0 | 0 | 0 | 0 | 0 | 0
IGCC-CCS | 0 | 0 | 0 | 0 | 0 | 0
WT_off | 0 | 0 | 0 | 0 | 0 | 0
PseudoUnit | 0 | 0 | 0 | 0 | 0 | 0
FixedInterchange | 0 | 0 | 0 | 0 | 0 | 0
Emission Cost by Reporting Type: MARITIMES
ReportingType | 2015 | 2020 | 2025 | 2030 | 2035 | 2040
BM | 0 | 0 | 0 | 0 | 0 | 0
CC | 0 | 0 | 0 | 0 | 0 | 0
CSP | 0 | 0 | 0 | 0 | 0 | 0
CT | 0 | 0 | 0 | 0 | 0 | 0
Coal | 0 | 0 | 0 | 0 | 0 | 0
Geo | 0 | 0 | 0 | 0 | 0 | 0
H | 0 | 0 | 0 | 0 | 0 | 0
LFG | 0 | 0 | 0 | 0 | 0 | 0
Nuc | 0 | 0 | 0 | 0 | 0 | 0
PS | 0 | 0 | 0 | 0 | 0 | 0
PV | 0 | 0 | 0 | 0 | 0 | 0
PeakG | 0 | 0 | 0 | 0 | 0 | 0
PeakO | 0 | 0 | 0 | 0 | 0 | 0
ST | 0 | 0 | 0 | 0 | 0 | 0
STOG | 0 | 0 | 0 | 0 | 0 | 0
STWD | 0 | 0 | 0 | 0 | 0 | 0
WT | 0 | 0 | 0 | 0 | 0 | 0
IGCC | 0 | 0 | 0 | 0 | 0 | 0
DemandResponse | 0 | 0 | 0 | 0 | 0 | 0
IGCC-CCS | 0 | 0 | 0 | 0 | 0 | 0
WT_off | 0 | 0 | 0 | 0 | 0 | 0
PseudoUnit | 0 | 0 | 0 | 0 | 0 | 0
FixedInterchange | 0 | 0 | 0 | 0 | 0 | 0
Emission Cost by Reporting Type: All
ReportingType | 2015 | 2020 | 2025 | 2030 | 2035 | 2040
BM | 0 | 0 | 0 | 0 | 0 | 0
CC | 425.12 | 559.64 | 577.95 | 606.5 | 567.11 | 352.66
CSP | 0 | 0 | 0 | 0 | 0 | 0
CT | 0 | 0 | 0 | 0 | 0 | 0
Coal | 20.1 | 19.79 | 25.26 | 28.58 | 0 | 0
Geo | 0 | 0 | 0 | 0 | 0 | 0
H | 0 | 0 | 0 | 0 | 0 | 0
LFG | 0 | 0 | 0 | 0 | 0 | 0
Nuc | 0 | 0 | 0 | 0 | 0 | 0
PS | 0 | 0 | 0 | 0 | 0 | 0
PV | 0 | 0 | 0 | 0 | 0 | 0
PeakG | 0 | 0 | 0 | 0 | 0.11 | 0.18
PeakO | 0 | 0 | 0 | 0 | 0 | 0
ST | 0 | 0 | 0 | 0 | 0 | 0
STOG | 3.64 | 6.87 | 5.18 | 11.65 | 24.69 | 22.71
STWD | 0 | 0 | 0 | 0 | 0 | 0
WT | 0 | 0 | 0 | 0 | 0 | 0
IGCC | 0 | 0 | 0 | 0 | 0 | 0
DemandResponse | 0 | 0 | 0 | 0 | 0 | 0
IGCC-CCS | 0 | 0 | 0 | 0 | 0 | 0
WT_off | 0 | 0 | 0 | 0 | 0 | 0
PseudoUnit | 0 | 0 | 0 | 0 | 0 | 0
FixedInterchange | 0 | 0 | 0 | 0 | 0 | 0
Emission Cost by Reporting Type: EI_US
ReportingType | 2015 | 2020 | 2025 | 2030 | 2035 | 2040
BM | 0 | 0 | 0 | 0 | 0 | 0
CC | 0 | 0 | 0 | 0 | 0 | 0
CSP | 0 | 0 | 0 | 0 | 0 | 0
CT | 0 | 0 | 0 | 0 | 0 | 0
Coal | 0 | 0 | 0 | 0 | 0 | 0
Geo | 0 | 0 | 0 | 0 | 0 | 0
H | 0 | 0 | 0 | 0 | 0 | 0
LFG | 0 | 0 | 0 | 0 | 0 | 0
Nuc | 0 | 0 | 0 | 0 | 0 | 0
PS | 0 | 0 | 0 | 0 | 0 | 0
PV | 0 | 0 | 0 | 0 | 0 | 0
PeakG | 0 | 0 | 0 | 0 | 0 | 0
PeakO | 0 | 0 | 0 | 0 | 0 | 0
ST | 0 | 0 | 0 | 0 | 0 | 0
STOG | 0 | 0 | 0 | 0 | 0 | 0
STWD | 0 | 0 | 0 | 0 | 0 | 0
WT | 0 | 0 | 0 | 0 | 0 | 0
IGCC | 0 | 0 | 0 | 0 | 0 | 0
DemandResponse | 0 | 0 | 0 | 0 | 0 | 0
IGCC-CCS | 0 | 0 | 0 | 0 | 0 | 0
WT_off | 0 | 0 | 0 | 0 | 0 | 0
PseudoUnit | 0 | 0 | 0 | 0 | 0 | 0
FixedInterchange | 0 | 0 | 0 | 0 | 0 | 0
Emission Cost by Reporting Type: EI_Canada
ReportingType | 2015 | 2020 | 2025 | 2030 | 2035 | 2040
BM | 0 | 0 | 0 | 0 | 0 | 0
CC | 0 | 0 | 0 | 0 | 0 | 0
CSP | 0 | 0 | 0 | 0 | 0 | 0
CT | 0 | 0 | 0 | 0 | 0 | 0
Coal | 0 | 0 | 0 | 0 | 0 | 0
Geo | 0 | 0 | 0 | 0 | 0 | 0
H | 0 | 0 | 0 | 0 | 0 | 0
LFG | 0 | 0 | 0 | 0 | 0 | 0
Nuc | 0 | 0 | 0 | 0 | 0 | 0
PS | 0 | 0 | 0 | 0 | 0 | 0
PV | 0 | 0 | 0 | 0 | 0 | 0
PeakG | 0 | 0 | 0 | 0 | 0 | 0
PeakO | 0 | 0 | 0 | 0 | 0 | 0
ST | 0 | 0 | 0 | 0 | 0 | 0
STOG | 0 | 0 | 0 | 0 | 0 | 0
STWD | 0 | 0 | 0 | 0 | 0 | 0
WT | 0 | 0 | 0 | 0 | 0 | 0
IGCC | 0 | 0 | 0 | 0 | 0 | 0
DemandResponse | 0 | 0 | 0 | 0 | 0 | 0
IGCC-CCS | 0 | 0 | 0 | 0 | 0 | 0
WT_off | 0 | 0 | 0 | 0 | 0 | 0
PseudoUnit | 0 | 0 | 0 | 0 | 0 | 0
FixedInterchange | 0 | 0 | 0 | 0 | 0 | 0
Emission Cost by Reporting Type: EI
ReportingType | 2015 | 2020 | 2025 | 2030 | 2035 | 2040
BM | 0 | 0 | 0 | 0 | 0 | 0
CC | 0 | 0 | 0 | 0 | 0 | 0
CSP | 0 | 0 | 0 | 0 | 0 | 0
CT | 0 | 0 | 0 | 0 | 0 | 0
Coal | 0 | 0 | 0 | 0 | 0 | 0
Geo | 0 | 0 | 0 | 0 | 0 | 0
H | 0 | 0 | 0 | 0 | 0 | 0
LFG | 0 | 0 | 0 | 0 | 0 | 0
Nuc | 0 | 0 | 0 | 0 | 0 | 0
PS | 0 | 0 | 0 | 0 | 0 | 0
PV | 0 | 0 | 0 | 0 | 0 | 0
PeakG | 0 | 0 | 0 | 0 | 0 | 0
PeakO | 0 | 0 | 0 | 0 | 0 | 0
ST | 0 | 0 | 0 | 0 | 0 | 0
STOG | 0 | 0 | 0 | 0 | 0 | 0
STWD | 0 | 0 | 0 | 0 | 0 | 0
WT | 0 | 0 | 0 | 0 | 0 | 0
IGCC | 0 | 0 | 0 | 0 | 0 | 0
DemandResponse | 0 | 0 | 0 | 0 | 0 | 0
IGCC-CCS | 0 | 0 | 0 | 0 | 0 | 0
WT_off | 0 | 0 | 0 | 0 | 0 | 0
PseudoUnit | 0 | 0 | 0 | 0 | 0 | 0
FixedInterchange | 0 | 0 | 0 | 0 | 0 | 0
Emission Cost by Reporting Type: Outside_EI
ReportingType | 2015 | 2020 | 2025 | 2030 | 2035 | 2040
BM | 0 | 0 | 0 | 0 | 0 | 0
CC | 425.12 | 559.64 | 577.95 | 606.5 | 567.11 | 352.66
CSP | 0 | 0 | 0 | 0 | 0 | 0
CT | 0 | 0 | 0 | 0 | 0 | 0
Coal | 20.1 | 19.79 | 25.26 | 28.58 | 0 | 0
Geo | 0 | 0 | 0 | 0 | 0 | 0
H | 0 | 0 | 0 | 0 | 0 | 0
LFG | 0 | 0 | 0 | 0 | 0 | 0
Nuc | 0 | 0 | 0 | 0 | 0 | 0
PS | 0 | 0 | 0 | 0 | 0 | 0
PV | 0 | 0 | 0 | 0 | 0 | 0
PeakG | 0 | 0 | 0 | 0 | 0.11 | 0.18
PeakO | 0 | 0 | 0 | 0 | 0 | 0
ST | 0 | 0 | 0 | 0 | 0 | 0
STOG | 3.64 | 6.87 | 5.18 | 11.65 | 24.69 | 22.71
STWD | 0 | 0 | 0 | 0 | 0 | 0
WT | 0 | 0 | 0 | 0 | 0 | 0
IGCC | 0 | 0 | 0 | 0 | 0 | 0
DemandResponse | 0 | 0 | 0 | 0 | 0 | 0
IGCC-CCS | 0 | 0 | 0 | 0 | 0 | 0
WT_off | 0 | 0 | 0 | 0 | 0 | 0
PseudoUnit | 0 | 0 | 0 | 0 | 0 | 0
FixedInterchange | 0 | 0 | 0 | 0 | 0 | 0
==== Emission Program: RGGI : (CO2) ====
Emission Cost by Reporting Type: Entergy
ReportingType | 2015 | 2020 | 2025 | 2030 | 2035 | 2040
BM | 0 | 0 | 0 | 0 | 0 | 0
CC | 0 | 0 | 0 | 0 | 0 | 0
CSP | 0 | 0 | 0 | 0 | 0 | 0
CT | 0 | 0 | 0 | 0 | 0 | 0
Coal | 0 | 0 | 0 | 0 | 0 | 0
Geo | 0 | 0 | 0 | 0 | 0 | 0
H | 0 | 0 | 0 | 0 | 0 | 0
LFG | 0 | 0 | 0 | 0 | 0 | 0
Nuc | 0 | 0 | 0 | 0 | 0 | 0
PS | 0 | 0 | 0 | 0 | 0 | 0
PV | 0 | 0 | 0 | 0 | 0 | 0
PeakG | 0 | 0 | 0 | 0 | 0 | 0
PeakO | 0 | 0 | 0 | 0 | 0 | 0
ST | 0 | 0 | 0 | 0 | 0 | 0
STOG | 0 | 0 | 0 | 0 | 0 | 0
STWD | 0 | 0 | 0 | 0 | 0 | 0
WT | 0 | 0 | 0 | 0 | 0 | 0
IGCC | 0 | 0 | 0 | 0 | 0 | 0
DemandResponse | 0 | 0 | 0 | 0 | 0 | 0
IGCC-CCS | 0 | 0 | 0 | 0 | 0 | 0
WT_off | 0 | 0 | 0 | 0 | 0 | 0
PseudoUnit | 0 | 0 | 0 | 0 | 0 | 0
FixedInterchange | 0 | 0 | 0 | 0 | 0 | 0
Emission Cost by Reporting Type: FRCC
ReportingType | 2015 | 2020 | 2025 | 2030 | 2035 | 2040
BM | 0 | 0 | 0 | 0 | 0 | 0
CC | 0 | 0 | 0 | 0 | 0 | 0
CSP | 0 | 0 | 0 | 0 | 0 | 0
CT | 0 | 0 | 0 | 0 | 0 | 0
Coal | 0 | 0 | 0 | 0 | 0 | 0
Geo | 0 | 0 | 0 | 0 | 0 | 0
H | 0 | 0 | 0 | 0 | 0 | 0
LFG | 0 | 0 | 0 | 0 | 0 | 0
Nuc | 0 | 0 | 0 | 0 | 0 | 0
PS | 0 | 0 | 0 | 0 | 0 | 0
PV | 0 | 0 | 0 | 0 | 0 | 0
PeakG | 0 | 0 | 0 | 0 | 0 | 0
PeakO | 0 | 0 | 0 | 0 | 0 | 0
ST | 0 | 0 | 0 | 0 | 0 | 0
STOG | 0 | 0 | 0 | 0 | 0 | 0
STWD | 0 | 0 | 0 | 0 | 0 | 0
WT | 0 | 0 | 0 | 0 | 0 | 0
IGCC | 0 | 0 | 0 | 0 | 0 | 0
DemandResponse | 0 | 0 | 0 | 0 | 0 | 0
IGCC-CCS | 0 | 0 | 0 | 0 | 0 | 0
WT_off | 0 | 0 | 0 | 0 | 0 | 0
PseudoUnit | 0 | 0 | 0 | 0 | 0 | 0
FixedInterchange | 0 | 0 | 0 | 0 | 0 | 0
Emission Cost by Reporting Type: MAPP_US
ReportingType | 2015 | 2020 | 2025 | 2030 | 2035 | 2040
BM | 0 | 0 | 0 | 0 | 0 | 0
CC | 0 | 0 | 0 | 0 | 0 | 0
CSP | 0 | 0 | 0 | 0 | 0 | 0
CT | 0 | 0 | 0 | 0 | 0 | 0
Coal | 0 | 0 | 0 | 0 | 0 | 0
Geo | 0 | 0 | 0 | 0 | 0 | 0
H | 0 | 0 | 0 | 0 | 0 | 0
LFG | 0 | 0 | 0 | 0 | 0 | 0
Nuc | 0 | 0 | 0 | 0 | 0 | 0
PS | 0 | 0 | 0 | 0 | 0 | 0
PV | 0 | 0 | 0 | 0 | 0 | 0
PeakG | 0 | 0 | 0 | 0 | 0 | 0
PeakO | 0 | 0 | 0 | 0 | 0 | 0
ST | 0 | 0 | 0 | 0 | 0 | 0
STOG | 0 | 0 | 0 | 0 | 0 | 0
STWD | 0 | 0 | 0 | 0 | 0 | 0
WT | 0 | 0 | 0 | 0 | 0 | 0
IGCC | 0 | 0 | 0 | 0 | 0 | 0
DemandResponse | 0 | 0 | 0 | 0 | 0 | 0
IGCC-CCS | 0 | 0 | 0 | 0 | 0 | 0
WT_off | 0 | 0 | 0 | 0 | 0 | 0
PseudoUnit | 0 | 0 | 0 | 0 | 0 | 0
FixedInterchange | 0 | 0 | 0 | 0 | 0 | 0
Emission Cost by Reporting Type: MISO_IN
ReportingType | 2015 | 2020 | 2025 | 2030 | 2035 | 2040
BM | 0 | 0 | 0 | 0 | 0 | 0
CC | 0 | 0 | 0 | 0 | 0 | 0
CSP | 0 | 0 | 0 | 0 | 0 | 0
CT | 0 | 0 | 0 | 0 | 0 | 0
Coal | 0 | 0 | 0 | 0 | 0 | 0
Geo | 0 | 0 | 0 | 0 | 0 | 0
H | 0 | 0 | 0 | 0 | 0 | 0
LFG | 0 | 0 | 0 | 0 | 0 | 0
Nuc | 0 | 0 | 0 | 0 | 0 | 0
PS | 0 | 0 | 0 | 0 | 0 | 0
PV | 0 | 0 | 0 | 0 | 0 | 0
PeakG | 0 | 0 | 0 | 0 | 0 | 0
PeakO | 0 | 0 | 0 | 0 | 0 | 0
ST | 0 | 0 | 0 | 0 | 0 | 0
STOG | 0 | 0 | 0 | 0 | 0 | 0
STWD | 0 | 0 | 0 | 0 | 0 | 0
WT | 0 | 0 | 0 | 0 | 0 | 0
IGCC | 0 | 0 | 0 | 0 | 0 | 0
DemandResponse | 0 | 0 | 0 | 0 | 0 | 0
IGCC-CCS | 0 | 0 | 0 | 0 | 0 | 0
WT_off | 0 | 0 | 0 | 0 | 0 | 0
PseudoUnit | 0 | 0 | 0 | 0 | 0 | 0
FixedInterchange | 0 | 0 | 0 | 0 | 0 | 0
Emission Cost by Reporting Type: MISO_MI
ReportingType | 2015 | 2020 | 2025 | 2030 | 2035 | 2040
BM | 0 | 0 | 0 | 0 | 0 | 0
CC | 0 | 0 | 0 | 0 | 0 | 0
CSP | 0 | 0 | 0 | 0 | 0 | 0
CT | 0 | 0 | 0 | 0 | 0 | 0
Coal | 0 | 0 | 0 | 0 | 0 | 0
Geo | 0 | 0 | 0 | 0 | 0 | 0
H | 0 | 0 | 0 | 0 | 0 | 0
LFG | 0 | 0 | 0 | 0 | 0 | 0
Nuc | 0 | 0 | 0 | 0 | 0 | 0
PS | 0 | 0 | 0 | 0 | 0 | 0
PV | 0 | 0 | 0 | 0 | 0 | 0
PeakG | 0 | 0 | 0 | 0 | 0 | 0
PeakO | 0 | 0 | 0 | 0 | 0 | 0
ST | 0 | 0 | 0 | 0 | 0 | 0
STOG | 0 | 0 | 0 | 0 | 0 | 0
STWD | 0 | 0 | 0 | 0 | 0 | 0
WT | 0 | 0 | 0 | 0 | 0 | 0
IGCC | 0 | 0 | 0 | 0 | 0 | 0
DemandResponse | 0 | 0 | 0 | 0 | 0 | 0
IGCC-CCS | 0 | 0 | 0 | 0 | 0 | 0
WT_off | 0 | 0 | 0 | 0 | 0 | 0
PseudoUnit | 0 | 0 | 0 | 0 | 0 | 0
FixedInterchange | 0 | 0 | 0 | 0 | 0 | 0
Emission Cost by Reporting Type: MISO_MO-IL
ReportingType | 2015 | 2020 | 2025 | 2030 | 2035 | 2040
BM | 0 | 0 | 0 | 0 | 0 | 0
CC | 0 | 0 | 0 | 0 | 0 | 0
CSP | 0 | 0 | 0 | 0 | 0 | 0
CT | 0 | 0 | 0 | 0 | 0 | 0
Coal | 0 | 0 | 0 | 0 | 0 | 0
Geo | 0 | 0 | 0 | 0 | 0 | 0
H | 0 | 0 | 0 | 0 | 0 | 0
LFG | 0 | 0 | 0 | 0 | 0 | 0
Nuc | 0 | 0 | 0 | 0 | 0 | 0
PS | 0 | 0 | 0 | 0 | 0 | 0
PV | 0 | 0 | 0 | 0 | 0 | 0
PeakG | 0 | 0 | 0 | 0 | 0 | 0
PeakO | 0 | 0 | 0 | 0 | 0 | 0
ST | 0 | 0 | 0 | 0 | 0 | 0
STOG | 0 | 0 | 0 | 0 | 0 | 0
STWD | 0 | 0 | 0 | 0 | 0 | 0
WT | 0 | 0 | 0 | 0 | 0 | 0
IGCC | 0 | 0 | 0 | 0 | 0 | 0
DemandResponse | 0 | 0 | 0 | 0 | 0 | 0
IGCC-CCS | 0 | 0 | 0 | 0 | 0 | 0
WT_off | 0 | 0 | 0 | 0 | 0 | 0
PseudoUnit | 0 | 0 | 0 | 0 | 0 | 0
FixedInterchange | 0 | 0 | 0 | 0 | 0 | 0
Emission Cost by Reporting Type: MISO_W
ReportingType | 2015 | 2020 | 2025 | 2030 | 2035 | 2040
BM | 0 | 0 | 0 | 0 | 0 | 0
CC | 0 | 0 | 0 | 0 | 0 | 0
CSP | 0 | 0 | 0 | 0 | 0 | 0
CT | 0 | 0 | 0 | 0 | 0 | 0
Coal | 0 | 0 | 0 | 0 | 0 | 0
Geo | 0 | 0 | 0 | 0 | 0 | 0
H | 0 | 0 | 0 | 0 | 0 | 0
LFG | 0 | 0 | 0 | 0 | 0 | 0
Nuc | 0 | 0 | 0 | 0 | 0 | 0
PS | 0 | 0 | 0 | 0 | 0 | 0
PV | 0 | 0 | 0 | 0 | 0 | 0
PeakG | 0 | 0 | 0 | 0 | 0 | 0
PeakO | 0 | 0 | 0 | 0 | 0 | 0
ST | 0 | 0 | 0 | 0 | 0 | 0
STOG | 0 | 0 | 0 | 0 | 0 | 0
STWD | 0 | 0 | 0 | 0 | 0 | 0
WT | 0 | 0 | 0 | 0 | 0 | 0
IGCC | 0 | 0 | 0 | 0 | 0 | 0
DemandResponse | 0 | 0 | 0 | 0 | 0 | 0
IGCC-CCS | 0 | 0 | 0 | 0 | 0 | 0
WT_off | 0 | 0 | 0 | 0 | 0 | 0
PseudoUnit | 0 | 0 | 0 | 0 | 0 | 0
FixedInterchange | 0 | 0 | 0 | 0 | 0 | 0
Emission Cost by Reporting Type: MISO_WUMS
ReportingType | 2015 | 2020 | 2025 | 2030 | 2035 | 2040
BM | 0 | 0 | 0 | 0 | 0 | 0
CC | 0 | 0 | 0 | 0 | 0 | 0
CSP | 0 | 0 | 0 | 0 | 0 | 0
CT | 0 | 0 | 0 | 0 | 0 | 0
Coal | 0 | 0 | 0 | 0 | 0 | 0
Geo | 0 | 0 | 0 | 0 | 0 | 0
H | 0 | 0 | 0 | 0 | 0 | 0
LFG | 0 | 0 | 0 | 0 | 0 | 0
Nuc | 0 | 0 | 0 | 0 | 0 | 0
PS | 0 | 0 | 0 | 0 | 0 | 0
PV | 0 | 0 | 0 | 0 | 0 | 0
PeakG | 0 | 0 | 0 | 0 | 0 | 0
PeakO | 0 | 0 | 0 | 0 | 0 | 0
ST | 0 | 0 | 0 | 0 | 0 | 0
STOG | 0 | 0 | 0 | 0 | 0 | 0
STWD | 0 | 0 | 0 | 0 | 0 | 0
WT | 0 | 0 | 0 | 0 | 0 | 0
IGCC | 0 | 0 | 0 | 0 | 0 | 0
DemandResponse | 0 | 0 | 0 | 0 | 0 | 0
IGCC-CCS | 0 | 0 | 0 | 0 | 0 | 0
WT_off | 0 | 0 | 0 | 0 | 0 | 0
PseudoUnit | 0 | 0 | 0 | 0 | 0 | 0
FixedInterchange | 0 | 0 | 0 | 0 | 0 | 0
Emission Cost by Reporting Type: Nebraska
ReportingType | 2015 | 2020 | 2025 | 2030 | 2035 | 2040
BM | 0 | 0 | 0 | 0 | 0 | 0
CC | 0 | 0 | 0 | 0 | 0 | 0
CSP | 0 | 0 | 0 | 0 | 0 | 0
CT | 0 | 0 | 0 | 0 | 0 | 0
Coal | 0 | 0 | 0 | 0 | 0 | 0
Geo | 0 | 0 | 0 | 0 | 0 | 0
H | 0 | 0 | 0 | 0 | 0 | 0
LFG | 0 | 0 | 0 | 0 | 0 | 0
Nuc | 0 | 0 | 0 | 0 | 0 | 0
PS | 0 | 0 | 0 | 0 | 0 | 0
PV | 0 | 0 | 0 | 0 | 0 | 0
PeakG | 0 | 0 | 0 | 0 | 0 | 0
PeakO | 0 | 0 | 0 | 0 | 0 | 0
ST | 0 | 0 | 0 | 0 | 0 | 0
STOG | 0 | 0 | 0 | 0 | 0 | 0
STWD | 0 | 0 | 0 | 0 | 0 | 0
WT | 0 | 0 | 0 | 0 | 0 | 0
IGCC | 0 | 0 | 0 | 0 | 0 | 0
DemandResponse | 0 | 0 | 0 | 0 | 0 | 0
IGCC-CCS | 0 | 0 | 0 | 0 | 0 | 0
WT_off | 0 | 0 | 0 | 0 | 0 | 0
PseudoUnit | 0 | 0 | 0 | 0 | 0 | 0
FixedInterchange | 0 | 0 | 0 | 0 | 0 | 0
Emission Cost by Reporting Type: NEISO
ReportingType | 2015 | 2020 | 2025 | 2030 | 2035 | 2040
BM | 0 | 0 | 0 | 0 | 0 | 0
CC | 34.19 | 31.17 | 27.67 | 20.53 | 38.5 | 48.52
CSP | 0 | 0 | 0 | 0 | 0 | 0
CT | 0 | 0.01 | 0 | 0 | 0.04 | 0.08
Coal | 0.07 | 0 | 0 | 0 | 0 | 0
Geo | 0 | 0 | 0 | 0 | 0 | 0
H | 0 | 0 | 0 | 0 | 0 | 0
LFG | 0 | 0 | 0 | 0 | 0 | 0
Nuc | 0 | 0 | 0 | 0 | 0 | 0
PS | 0 | 0 | 0 | 0 | 0 | 0
PV | 0 | 0 | 0 | 0 | 0 | 0
PeakG | 0.04 | 0.04 | 0.04 | 0.03 | 0.24 | 0.46
PeakO | 0 | 0 | 0 | 0 | 0 | 0
ST | 0 | 0 | 0 | 0 | 0 | 0
STOG | 0 | 0 | 0 | 0 | 0 | 0
STWD | 0 | 0 | 0 | 0 | 0 | 0
WT | 0 | 0 | 0 | 0 | 0 | 0
IGCC | 0 | 0 | 0 | 0 | 0 | 0
DemandResponse | 0 | 0 | 0 | 0 | 0 | 0
IGCC-CCS | 0 | 0 | 0 | 0 | 0 | 0
WT_off | 0 | 0 | 0 | 0 | 0 | 0
PseudoUnit | 0 | 0 | 0 | 0 | 0 | 0
FixedInterchange | 0 | 0 | 0 | 0 | 0 | 0
Emission Cost by Reporting Type: NonRTO_Midwest
ReportingType | 2015 | 2020 | 2025 | 2030 | 2035 | 2040
BM | 0 | 0 | 0 | 0 | 0 | 0
CC | 0 | 0 | 0 | 0 | 0 | 0
CSP | 0 | 0 | 0 | 0 | 0 | 0
CT | 0 | 0 | 0 | 0 | 0 | 0
Coal | 0 | 0 | 0 | 0 | 0 | 0
Geo | 0 | 0 | 0 | 0 | 0 | 0
H | 0 | 0 | 0 | 0 | 0 | 0
LFG | 0 | 0 | 0 | 0 | 0 | 0
Nuc | 0 | 0 | 0 | 0 | 0 | 0
PS | 0 | 0 | 0 | 0 | 0 | 0
PV | 0 | 0 | 0 | 0 | 0 | 0
PeakG | 0 | 0 | 0 | 0 | 0 | 0
PeakO | 0 | 0 | 0 | 0 | 0 | 0
ST | 0 | 0 | 0 | 0 | 0 | 0
STOG | 0 | 0 | 0 | 0 | 0 | 0
STWD | 0 | 0 | 0 | 0 | 0 | 0
WT | 0 | 0 | 0 | 0 | 0 | 0
IGCC | 0 | 0 | 0 | 0 | 0 | 0
DemandResponse | 0 | 0 | 0 | 0 | 0 | 0
IGCC-CCS | 0 | 0 | 0 | 0 | 0 | 0
WT_off | 0 | 0 | 0 | 0 | 0 | 0
PseudoUnit | 0 | 0 | 0 | 0 | 0 | 0
FixedInterchange | 0 | 0 | 0 | 0 | 0 | 0
Emission Cost by Reporting Type: NYISO_A-F
ReportingType | 2015 | 2020 | 2025 | 2030 | 2035 | 2040
BM | 0 | 0 | 0 | 0 | 0 | 0
CC | 6.34 | 8.24 | 7.67 | 6.42 | 11.81 | 12.55
CSP | 0 | 0 | 0 | 0 | 0 | 0
CT | 0 | 0 | 0 | 0 | 0 | 0
Coal | 0 | 0 | 0 | 0 | 0 | 0
Geo | 0 | 0 | 0 | 0 | 0 | 0
H | 0 | 0 | 0 | 0 | 0 | 0
LFG | 0 | 0 | 0 | 0 | 0 | 0
Nuc | 0 | 0 | 0 | 0 | 0 | 0
PS | 0 | 0 | 0 | 0 | 0 | 0
PV | 0 | 0 | 0 | 0 | 0 | 0
PeakG | 0 | 0.01 | 0.01 | 0 | 0.02 | 0.04
PeakO | 0 | 0 | 0 | 0 | 0 | 0
ST | 0 | 0 | 0 | 0 | 0 | 0
STOG | 0 | 0 | 0 | 0 | 0 | 0
STWD | 0 | 0 | 0 | 0 | 0 | 0
WT | 0 | 0 | 0 | 0 | 0 | 0
IGCC | 0 | 0 | 0 | 0 | 0 | 0
DemandResponse | 0 | 0 | 0 | 0 | 0 | 0
IGCC-CCS | 0 | 0 | 0 | 0 | 0 | 0
WT_off | 0 | 0 | 0 | 0 | 0 | 0
PseudoUnit | 0 | 0 | 0 | 0 | 0 | 0
FixedInterchange | 0 | 0 | 0 | 0 | 0 | 0
Emission Cost by Reporting Type: NYISO_G-I
ReportingType | 2015 | 2020 | 2025 | 2030 | 2035 | 2040
BM | 0 | 0 | 0 | 0 | 0 | 0
CC | 3.2 | 5.67 | 4.54 | 3.82 | 6.35 | 14.07
CSP | 0 | 0 | 0 | 0 | 0 | 0
CT | 0 | 0 | 0 | 0 | 0 | 0
Coal | 0 | 0 | 0 | 0 | 0 | 0
Geo | 0 | 0 | 0 | 0 | 0 | 0
H | 0 | 0 | 0 | 0 | 0 | 0
LFG | 0 | 0 | 0 | 0 | 0 | 0
Nuc | 0 | 0 | 0 | 0 | 0 | 0
PS | 0 | 0 | 0 | 0 | 0 | 0
PV | 0 | 0 | 0 | 0 | 0 | 0
PeakG | 0 | 0 | 0 | 0 | 0 | 0
PeakO | 0 | 0 | 0 | 0 | 0 | 0
ST | 0 | 0 | 0 | 0 | 0 | 0
STOG | 0 | 0 | 0 | 0 | 0 | 0
STWD | 0 | 0 | 0 | 0 | 0 | 0
WT | 0 | 0 | 0 | 0 | 0 | 0
IGCC | 0 | 0 | 0 | 0 | 0 | 0
DemandResponse | 0 | 0 | 0 | 0 | 0 | 0
IGCC-CCS | 0 | 0 | 0 | 0 | 0 | 0
WT_off | 0 | 0 | 0 | 0 | 0 | 0
PseudoUnit | 0 | 0 | 0 | 0 | 0 | 0
FixedInterchange | 0 | 0 | 0 | 0 | 0 | 0
Emission Cost by Reporting Type: NYISO_J-K
ReportingType | 2015 | 2020 | 2025 | 2030 | 2035 | 2040
BM | 0 | 0 | 0 | 0 | 0 | 0
CC | 17.57 | 21.37 | 19.33 | 19.59 | 23.08 | 26.03
CSP | 0 | 0 | 0 | 0 | 0 | 0
CT | 0 | 0 | 0 | 0 | 0.82 | 1.8
Coal | 0 | 0 | 0 | 0 | 0 | 0
Geo | 0 | 0 | 0 | 0 | 0 | 0
H | 0 | 0 | 0 | 0 | 0 | 0
LFG | 0 | 0 | 0 | 0 | 0 | 0
Nuc | 0 | 0 | 0 | 0 | 0 | 0
PS | 0 | 0 | 0 | 0 | 0 | 0
PV | 0 | 0 | 0 | 0 | 0 | 0
PeakG | 0.06 | 0.35 | 0.35 | 0.35 | 0.68 | 0.68
PeakO | 0 | 0 | 0 | 0 | 0 | 0
ST | 0 | 0 | 0 | 0 | 0 | 0
STOG | 0.72 | 1.47 | 1.86 | 1 | 1.86 | 1.86
STWD | 0 | 0 | 0 | 0 | 0 | 0
WT | 0 | 0 | 0 | 0 | 0 | 0
IGCC | 0 | 0 | 0 | 0 | 0 | 0
DemandResponse | 0 | 0 | 0 | 0 | 0 | 0
IGCC-CCS | 0 | 0 | 0 | 0 | 0 | 0
WT_off | 0 | 0 | 0 | 0 | 0 | 0
PseudoUnit | 0 | 0 | 0 | 0 | 0 | 0
FixedInterchange | 0 | 0 | 0 | 0 | 0 | 0
Emission Cost by Reporting Type: PJM_E
ReportingType | 2015 | 2020 | 2025 | 2030 | 2035 | 2040
BM | 0 | 0 | 0 | 0 | 0 | 0
CC | 19.16 | 34.54 | 32.64 | 22.9 | 40.12 | 36.61
CSP | 0 | 0 | 0 | 0 | 0 | 0
CT | 0 | 0 | 0 | 0 | 2.36 | 2.65
Coal | 0.72 | 0.31 | 0.31 | 0.31 | 0.37 | 0.37
Geo | 0 | 0 | 0 | 0 | 0 | 0
H | 0 | 0 | 0 | 0 | 0 | 0
LFG | 0 | 0 | 0 | 0 | 0 | 0
Nuc | 0 | 0 | 0 | 0 | 0 | 0
PS | 0 | 0 | 0 | 0 | 0 | 0
PV | 0 | 0 | 0 | 0 | 0 | 0
PeakG | 0.03 | 0.1 | 0.53 | 0.42 | 1.13 | 1.13
PeakO | 0 | 0 | 0 | 0 | 0 | 0
ST | 0 | 0 | 0 | 0 | 0 | 0
STOG | 0.33 | 0.63 | 0.63 | 0.63 | 1.24 | 1.24
STWD | 0 | 0 | 0 | 0 | 0 | 0
WT | 0 | 0 | 0 | 0 | 0 | 0
IGCC | 0 | 0 | 0 | 0 | 0 | 0
DemandResponse | 0 | 0 | 0 | 0 | 0 | 0
IGCC-CCS | 0 | 0 | 0 | 0 | 0 | 0
WT_off | 0 | 0 | 0 | 0 | 0 | 0
PseudoUnit | 0 | 0 | 0 | 0 | 0 | 0
FixedInterchange | 0 | 0 | 0 | 0 | 0 | 0
Emission Cost by Reporting Type: PJM_ROM
ReportingType | 2015 | 2020 | 2025 | 2030 | 2035 | 2040
BM | 0 | 0 | 0 | 0 | 0 | 0
CC | 0.14 | 0.18 | 0.18 | 0.14 | 0.26 | 0.26
CSP | 0 | 0 | 0 | 0 | 0 | 0
CT | 0 | 0 | 0 | 0 | 0 | 0
Coal | 13.09 | 22.39 | 25.19 | 26.65 | 26.65 | 26.65
Geo | 0 | 0 | 0 | 0 | 0 | 0
H | 0 | 0 | 0 | 0 | 0 | 0
LFG | 0 | 0 | 0 | 0 | 0 | 0
Nuc | 0 | 0 | 0 | 0 | 0 | 0
PS | 0 | 0 | 0 | 0 | 0 | 0
PV | 0 | 0 | 0 | 0 | 0 | 0
PeakG | 0 | 0.06 | 0.06 | 0.06 | 0.19 | 0.37
PeakO | 0 | 0 | 0 | 0 | 0 | 0
ST | 0 | 0 | 0 | 0 | 0 | 0
STOG | 0 | 0 | 0 | 0 | 0 | 0
STWD | 0 | 0 | 0 | 0 | 0 | 0
WT | 0 | 0 | 0 | 0 | 0 | 0
IGCC | 0 | 0 | 0 | 0 | 0 | 0
DemandResponse | 0 | 0 | 0 | 0 | 0 | 0
IGCC-CCS | 0 | 0 | 0 | 0 | 0 | 0
WT_off | 0 | 0 | 0 | 0 | 0 | 0
PseudoUnit | 0 | 0 | 0 | 0 | 0 | 0
FixedInterchange | 0 | 0 | 0 | 0 | 0 | 0
Emission Cost by Reporting Type: PJM_ROR
ReportingType | 2015 | 2020 | 2025 | 2030 | 2035 | 2040
BM | 0 | 0 | 0 | 0 | 0 | 0
CC | 0 | 0 | 0 | 0 | 0 | 0
CSP | 0 | 0 | 0 | 0 | 0 | 0
CT | 0 | 0 | 0 | 0 | 0 | 0
Coal | 0 | 0 | 0 | 0 | 0 | 0
Geo | 0 | 0 | 0 | 0 | 0 | 0
H | 0 | 0 | 0 | 0 | 0 | 0
LFG | 0 | 0 | 0 | 0 | 0 | 0
Nuc | 0 | 0 | 0 | 0 | 0 | 0
PS | 0 | 0 | 0 | 0 | 0 | 0
PV | 0 | 0 | 0 | 0 | 0 | 0
PeakG | 0 | 0 | 0 | 0 | 0 | 0
PeakO | 0 | 0 | 0 | 0 | 0 | 0
ST | 0 | 0 | 0 | 0 | 0 | 0
STOG | 0 | 0 | 0 | 0 | 0 | 0
STWD | 0 | 0 | 0 | 0 | 0 | 0
WT | 0 | 0 | 0 | 0 | 0 | 0
IGCC | 0 | 0 | 0 | 0 | 0 | 0
DemandResponse | 0 | 0 | 0 | 0 | 0 | 0
IGCC-CCS | 0 | 0 | 0 | 0 | 0 | 0
WT_off | 0 | 0 | 0 | 0 | 0 | 0
PseudoUnit | 0 | 0 | 0 | 0 | 0 | 0
FixedInterchange | 0 | 0 | 0 | 0 | 0 | 0
Emission Cost by Reporting Type: SOCO
ReportingType | 2015 | 2020 | 2025 | 2030 | 2035 | 2040
BM | 0 | 0 | 0 | 0 | 0 | 0
CC | 0 | 0 | 0 | 0 | 0 | 0
CSP | 0 | 0 | 0 | 0 | 0 | 0
CT | 0 | 0 | 0 | 0 | 0 | 0
Coal | 0 | 0 | 0 | 0 | 0 | 0
Geo | 0 | 0 | 0 | 0 | 0 | 0
H | 0 | 0 | 0 | 0 | 0 | 0
LFG | 0 | 0 | 0 | 0 | 0 | 0
Nuc | 0 | 0 | 0 | 0 | 0 | 0
PS | 0 | 0 | 0 | 0 | 0 | 0
PV | 0 | 0 | 0 | 0 | 0 | 0
PeakG | 0 | 0 | 0 | 0 | 0 | 0
PeakO | 0 | 0 | 0 | 0 | 0 | 0
ST | 0 | 0 | 0 | 0 | 0 | 0
STOG | 0 | 0 | 0 | 0 | 0 | 0
STWD | 0 | 0 | 0 | 0 | 0 | 0
WT | 0 | 0 | 0 | 0 | 0 | 0
IGCC | 0 | 0 | 0 | 0 | 0 | 0
DemandResponse | 0 | 0 | 0 | 0 | 0 | 0
IGCC-CCS | 0 | 0 | 0 | 0 | 0 | 0
WT_off | 0 | 0 | 0 | 0 | 0 | 0
PseudoUnit | 0 | 0 | 0 | 0 | 0 | 0
FixedInterchange | 0 | 0 | 0 | 0 | 0 | 0
Emission Cost by Reporting Type: SPP_N
ReportingType | 2015 | 2020 | 2025 | 2030 | 2035 | 2040
BM | 0 | 0 | 0 | 0 | 0 | 0
CC | 0 | 0 | 0 | 0 | 0 | 0
CSP | 0 | 0 | 0 | 0 | 0 | 0
CT | 0 | 0 | 0 | 0 | 0 | 0
Coal | 0 | 0 | 0 | 0 | 0 | 0
Geo | 0 | 0 | 0 | 0 | 0 | 0
H | 0 | 0 | 0 | 0 | 0 | 0
LFG | 0 | 0 | 0 | 0 | 0 | 0
Nuc | 0 | 0 | 0 | 0 | 0 | 0
PS | 0 | 0 | 0 | 0 | 0 | 0
PV | 0 | 0 | 0 | 0 | 0 | 0
PeakG | 0 | 0 | 0 | 0 | 0 | 0
PeakO | 0 | 0 | 0 | 0 | 0 | 0
ST | 0 | 0 | 0 | 0 | 0 | 0
STOG | 0 | 0 | 0 | 0 | 0 | 0
STWD | 0 | 0 | 0 | 0 | 0 | 0
WT | 0 | 0 | 0 | 0 | 0 | 0
IGCC | 0 | 0 | 0 | 0 | 0 | 0
DemandResponse | 0 | 0 | 0 | 0 | 0 | 0
IGCC-CCS | 0 | 0 | 0 | 0 | 0 | 0
WT_off | 0 | 0 | 0 | 0 | 0 | 0
PseudoUnit | 0 | 0 | 0 | 0 | 0 | 0
FixedInterchange | 0 | 0 | 0 | 0 | 0 | 0
Emission Cost by Reporting Type: SPP_S
ReportingType | 2015 | 2020 | 2025 | 2030 | 2035 | 2040
BM | 0 | 0 | 0 | 0 | 0 | 0
CC | 0 | 0 | 0 | 0 | 0 | 0
CSP | 0 | 0 | 0 | 0 | 0 | 0
CT | 0 | 0 | 0 | 0 | 0 | 0
Coal | 0 | 0 | 0 | 0 | 0 | 0
Geo | 0 | 0 | 0 | 0 | 0 | 0
H | 0 | 0 | 0 | 0 | 0 | 0
LFG | 0 | 0 | 0 | 0 | 0 | 0
Nuc | 0 | 0 | 0 | 0 | 0 | 0
PS | 0 | 0 | 0 | 0 | 0 | 0
PV | 0 | 0 | 0 | 0 | 0 | 0
PeakG | 0 | 0 | 0 | 0 | 0 | 0
PeakO | 0 | 0 | 0 | 0 | 0 | 0
ST | 0 | 0 | 0 | 0 | 0 | 0
STOG | 0 | 0 | 0 | 0 | 0 | 0
STWD | 0 | 0 | 0 | 0 | 0 | 0
WT | 0 | 0 | 0 | 0 | 0 | 0
IGCC | 0 | 0 | 0 | 0 | 0 | 0
DemandResponse | 0 | 0 | 0 | 0 | 0 | 0
IGCC-CCS | 0 | 0 | 0 | 0 | 0 | 0
WT_off | 0 | 0 | 0 | 0 | 0 | 0
PseudoUnit | 0 | 0 | 0 | 0 | 0 | 0
FixedInterchange | 0 | 0 | 0 | 0 | 0 | 0
Emission Cost by Reporting Type: TVA
ReportingType | 2015 | 2020 | 2025 | 2030 | 2035 | 2040
BM | 0 | 0 | 0 | 0 | 0 | 0
CC | 0 | 0 | 0 | 0 | 0 | 0
CSP | 0 | 0 | 0 | 0 | 0 | 0
CT | 0 | 0 | 0 | 0 | 0 | 0
Coal | 0 | 0 | 0 | 0 | 0 | 0
Geo | 0 | 0 | 0 | 0 | 0 | 0
H | 0 | 0 | 0 | 0 | 0 | 0
LFG | 0 | 0 | 0 | 0 | 0 | 0
Nuc | 0 | 0 | 0 | 0 | 0 | 0
PS | 0 | 0 | 0 | 0 | 0 | 0
PV | 0 | 0 | 0 | 0 | 0 | 0
PeakG | 0 | 0 | 0 | 0 | 0 | 0
PeakO | 0 | 0 | 0 | 0 | 0 | 0
ST | 0 | 0 | 0 | 0 | 0 | 0
STOG | 0 | 0 | 0 | 0 | 0 | 0
STWD | 0 | 0 | 0 | 0 | 0 | 0
WT | 0 | 0 | 0 | 0 | 0 | 0
IGCC | 0 | 0 | 0 | 0 | 0 | 0
DemandResponse | 0 | 0 | 0 | 0 | 0 | 0
IGCC-CCS | 0 | 0 | 0 | 0 | 0 | 0
WT_off | 0 | 0 | 0 | 0 | 0 | 0
PseudoUnit | 0 | 0 | 0 | 0 | 0 | 0
FixedInterchange | 0 | 0 | 0 | 0 | 0 | 0
Emission Cost by Reporting Type: TVA_Transmission
ReportingType | 2015 | 2020 | 2025 | 2030 | 2035 | 2040
BM | 0 | 0 | 0 | 0 | 0 | 0
CC | 0 | 0 | 0 | 0 | 0 | 0
CSP | 0 | 0 | 0 | 0 | 0 | 0
CT | 0 | 0 | 0 | 0 | 0 | 0
Coal | 0 | 0 | 0 | 0 | 0 | 0
Geo | 0 | 0 | 0 | 0 | 0 | 0
H | 0 | 0 | 0 | 0 | 0 | 0
LFG | 0 | 0 | 0 | 0 | 0 | 0
Nuc | 0 | 0 | 0 | 0 | 0 | 0
PS | 0 | 0 | 0 | 0 | 0 | 0
PV | 0 | 0 | 0 | 0 | 0 | 0
PeakG | 0 | 0 | 0 | 0 | 0 | 0
PeakO | 0 | 0 | 0 | 0 | 0 | 0
ST | 0 | 0 | 0 | 0 | 0 | 0
STOG | 0 | 0 | 0 | 0 | 0 | 0
STWD | 0 | 0 | 0 | 0 | 0 | 0
WT | 0 | 0 | 0 | 0 | 0 | 0
IGCC | 0 | 0 | 0 | 0 | 0 | 0
DemandResponse | 0 | 0 | 0 | 0 | 0 | 0
IGCC-CCS | 0 | 0 | 0 | 0 | 0 | 0
WT_off | 0 | 0 | 0 | 0 | 0 | 0
PseudoUnit | 0 | 0 | 0 | 0 | 0 | 0
FixedInterchange | 0 | 0 | 0 | 0 | 0 | 0
Emission Cost by Reporting Type: VACAR
ReportingType | 2015 | 2020 | 2025 | 2030 | 2035 | 2040
BM | 0 | 0 | 0 | 0 | 0 | 0
CC | 0 | 0 | 0 | 0 | 0 | 0
CSP | 0 | 0 | 0 | 0 | 0 | 0
CT | 0 | 0 | 0 | 0 | 0 | 0
Coal | 0 | 0 | 0 | 0 | 0 | 0
Geo | 0 | 0 | 0 | 0 | 0 | 0
H | 0 | 0 | 0 | 0 | 0 | 0
LFG | 0 | 0 | 0 | 0 | 0 | 0
Nuc | 0 | 0 | 0 | 0 | 0 | 0
PS | 0 | 0 | 0 | 0 | 0 | 0
PV | 0 | 0 | 0 | 0 | 0 | 0
PeakG | 0 | 0 | 0 | 0 | 0 | 0
PeakO | 0 | 0 | 0 | 0 | 0 | 0
ST | 0 | 0 | 0 | 0 | 0 | 0
STOG | 0 | 0 | 0 | 0 | 0 | 0
STWD | 0 | 0 | 0 | 0 | 0 | 0
WT | 0 | 0 | 0 | 0 | 0 | 0
IGCC | 0 | 0 | 0 | 0 | 0 | 0
DemandResponse | 0 | 0 | 0 | 0 | 0 | 0
IGCC-CCS | 0 | 0 | 0 | 0 | 0 | 0
WT_off | 0 | 0 | 0 | 0 | 0 | 0
PseudoUnit | 0 | 0 | 0 | 0 | 0 | 0
FixedInterchange | 0 | 0 | 0 | 0 | 0 | 0
Emission Cost by Reporting Type: IESO
ReportingType | 2015 | 2020 | 2025 | 2030 | 2035 | 2040
BM | 0 | 0 | 0 | 0 | 0 | 0
CC | 0 | 0 | 0 | 0 | 0 | 0
CSP | 0 | 0 | 0 | 0 | 0 | 0
CT | 0 | 0 | 0 | 0 | 0 | 0
Coal | 0 | 0 | 0 | 0 | 0 | 0
Geo | 0 | 0 | 0 | 0 | 0 | 0
H | 0 | 0 | 0 | 0 | 0 | 0
LFG | 0 | 0 | 0 | 0 | 0 | 0
Nuc | 0 | 0 | 0 | 0 | 0 | 0
PS | 0 | 0 | 0 | 0 | 0 | 0
PV | 0 | 0 | 0 | 0 | 0 | 0
PeakG | 0 | 0 | 0 | 0 | 0 | 0
PeakO | 0 | 0 | 0 | 0 | 0 | 0
ST | 0 | 0 | 0 | 0 | 0 | 0
STOG | 0 | 0 | 0 | 0 | 0 | 0
STWD | 0 | 0 | 0 | 0 | 0 | 0
WT | 0 | 0 | 0 | 0 | 0 | 0
IGCC | 0 | 0 | 0 | 0 | 0 | 0
DemandResponse | 0 | 0 | 0 | 0 | 0 | 0
IGCC-CCS | 0 | 0 | 0 | 0 | 0 | 0
WT_off | 0 | 0 | 0 | 0 | 0 | 0
PseudoUnit | 0 | 0 | 0 | 0 | 0 | 0
FixedInterchange | 0 | 0 | 0 | 0 | 0 | 0
Emission Cost by Reporting Type: MAPP_CA
ReportingType | 2015 | 2020 | 2025 | 2030 | 2035 | 2040
BM | 0 | 0 | 0 | 0 | 0 | 0
CC | 0 | 0 | 0 | 0 | 0 | 0
CSP | 0 | 0 | 0 | 0 | 0 | 0
CT | 0 | 0 | 0 | 0 | 0 | 0
Coal | 0 | 0 | 0 | 0 | 0 | 0
Geo | 0 | 0 | 0 | 0 | 0 | 0
H | 0 | 0 | 0 | 0 | 0 | 0
LFG | 0 | 0 | 0 | 0 | 0 | 0
Nuc | 0 | 0 | 0 | 0 | 0 | 0
PS | 0 | 0 | 0 | 0 | 0 | 0
PV | 0 | 0 | 0 | 0 | 0 | 0
PeakG | 0 | 0 | 0 | 0 | 0 | 0
PeakO | 0 | 0 | 0 | 0 | 0 | 0
ST | 0 | 0 | 0 | 0 | 0 | 0
STOG | 0 | 0 | 0 | 0 | 0 | 0
STWD | 0 | 0 | 0 | 0 | 0 | 0
WT | 0 | 0 | 0 | 0 | 0 | 0
IGCC | 0 | 0 | 0 | 0 | 0 | 0
DemandResponse | 0 | 0 | 0 | 0 | 0 | 0
IGCC-CCS | 0 | 0 | 0 | 0 | 0 | 0
WT_off | 0 | 0 | 0 | 0 | 0 | 0
PseudoUnit | 0 | 0 | 0 | 0 | 0 | 0
FixedInterchange | 0 | 0 | 0 | 0 | 0 | 0
Emission Cost by Reporting Type: AZ_NM_SNV_Coal
ReportingType | 2015 | 2020 | 2025 | 2030 | 2035 | 2040
BM | 0 | 0 | 0 | 0 | 0 | 0
CC | 0 | 0 | 0 | 0 | 0 | 0
CSP | 0 | 0 | 0 | 0 | 0 | 0
CT | 0 | 0 | 0 | 0 | 0 | 0
Coal | 0 | 0 | 0 | 0 | 0 | 0
Geo | 0 | 0 | 0 | 0 | 0 | 0
H | 0 | 0 | 0 | 0 | 0 | 0
LFG | 0 | 0 | 0 | 0 | 0 | 0
Nuc | 0 | 0 | 0 | 0 | 0 | 0
PS | 0 | 0 | 0 | 0 | 0 | 0
PV | 0 | 0 | 0 | 0 | 0 | 0
PeakG | 0 | 0 | 0 | 0 | 0 | 0
PeakO | 0 | 0 | 0 | 0 | 0 | 0
ST | 0 | 0 | 0 | 0 | 0 | 0
STOG | 0 | 0 | 0 | 0 | 0 | 0
STWD | 0 | 0 | 0 | 0 | 0 | 0
WT | 0 | 0 | 0 | 0 | 0 | 0
IGCC | 0 | 0 | 0 | 0 | 0 | 0
DemandResponse | 0 | 0 | 0 | 0 | 0 | 0
IGCC-CCS | 0 | 0 | 0 | 0 | 0 | 0
WT_off | 0 | 0 | 0 | 0 | 0 | 0
PseudoUnit | 0 | 0 | 0 | 0 | 0 | 0
FixedInterchange | 0 | 0 | 0 | 0 | 0 | 0
Emission Cost by Reporting Type: AZ_NM_SNV_Gas
ReportingType | 2015 | 2020 | 2025 | 2030 | 2035 | 2040
BM | 0 | 0 | 0 | 0 | 0 | 0
CC | 0 | 0 | 0 | 0 | 0 | 0
CSP | 0 | 0 | 0 | 0 | 0 | 0
CT | 0 | 0 | 0 | 0 | 0 | 0
Coal | 0 | 0 | 0 | 0 | 0 | 0
Geo | 0 | 0 | 0 | 0 | 0 | 0
H | 0 | 0 | 0 | 0 | 0 | 0
LFG | 0 | 0 | 0 | 0 | 0 | 0
Nuc | 0 | 0 | 0 | 0 | 0 | 0
PS | 0 | 0 | 0 | 0 | 0 | 0
PV | 0 | 0 | 0 | 0 | 0 | 0
PeakG | 0 | 0 | 0 | 0 | 0 | 0
PeakO | 0 | 0 | 0 | 0 | 0 | 0
ST | 0 | 0 | 0 | 0 | 0 | 0
STOG | 0 | 0 | 0 | 0 | 0 | 0
STWD | 0 | 0 | 0 | 0 | 0 | 0
WT | 0 | 0 | 0 | 0 | 0 | 0
IGCC | 0 | 0 | 0 | 0 | 0 | 0
DemandResponse | 0 | 0 | 0 | 0 | 0 | 0
IGCC-CCS | 0 | 0 | 0 | 0 | 0 | 0
WT_off | 0 | 0 | 0 | 0 | 0 | 0
PseudoUnit | 0 | 0 | 0 | 0 | 0 | 0
FixedInterchange | 0 | 0 | 0 | 0 | 0 | 0
Emission Cost by Reporting Type: AZ_NM_SNV_NucRenew
ReportingType | 2015 | 2020 | 2025 | 2030 | 2035 | 2040
BM | 0 | 0 | 0 | 0 | 0 | 0
CC | 0 | 0 | 0 | 0 | 0 | 0
CSP | 0 | 0 | 0 | 0 | 0 | 0
CT | 0 | 0 | 0 | 0 | 0 | 0
Coal | 0 | 0 | 0 | 0 | 0 | 0
Geo | 0 | 0 | 0 | 0 | 0 | 0
H | 0 | 0 | 0 | 0 | 0 | 0
LFG | 0 | 0 | 0 | 0 | 0 | 0
Nuc | 0 | 0 | 0 | 0 | 0 | 0
PS | 0 | 0 | 0 | 0 | 0 | 0
PV | 0 | 0 | 0 | 0 | 0 | 0
PeakG | 0 | 0 | 0 | 0 | 0 | 0
PeakO | 0 | 0 | 0 | 0 | 0 | 0
ST | 0 | 0 | 0 | 0 | 0 | 0
STOG | 0 | 0 | 0 | 0 | 0 | 0
STWD | 0 | 0 | 0 | 0 | 0 | 0
WT | 0 | 0 | 0 | 0 | 0 | 0
IGCC | 0 | 0 | 0 | 0 | 0 | 0
DemandResponse | 0 | 0 | 0 | 0 | 0 | 0
IGCC-CCS | 0 | 0 | 0 | 0 | 0 | 0
WT_off | 0 | 0 | 0 | 0 | 0 | 0
PseudoUnit | 0 | 0 | 0 | 0 | 0 | 0
FixedInterchange | 0 | 0 | 0 | 0 | 0 | 0
Emission Cost by Reporting Type: ERCOT
ReportingType | 2015 | 2020 | 2025 | 2030 | 2035 | 2040
BM | 0 | 0 | 0 | 0 | 0 | 0
CC | 0 | 0 | 0 | 0 | 0 | 0
CSP | 0 | 0 | 0 | 0 | 0 | 0
CT | 0 | 0 | 0 | 0 | 0 | 0
Coal | 0 | 0 | 0 | 0 | 0 | 0
Geo | 0 | 0 | 0 | 0 | 0 | 0
H | 0 | 0 | 0 | 0 | 0 | 0
LFG | 0 | 0 | 0 | 0 | 0 | 0
Nuc | 0 | 0 | 0 | 0 | 0 | 0
PS | 0 | 0 | 0 | 0 | 0 | 0
PV | 0 | 0 | 0 | 0 | 0 | 0
PeakG | 0 | 0 | 0 | 0 | 0 | 0
PeakO | 0 | 0 | 0 | 0 | 0 | 0
ST | 0 | 0 | 0 | 0 | 0 | 0
STOG | 0 | 0 | 0 | 0 | 0 | 0
STWD | 0 | 0 | 0 | 0 | 0 | 0
WT | 0 | 0 | 0 | 0 | 0 | 0
IGCC | 0 | 0 | 0 | 0 | 0 | 0
DemandResponse | 0 | 0 | 0 | 0 | 0 | 0
IGCC-CCS | 0 | 0 | 0 | 0 | 0 | 0
WT_off | 0 | 0 | 0 | 0 | 0 | 0
PseudoUnit | 0 | 0 | 0 | 0 | 0 | 0
FixedInterchange | 0 | 0 | 0 | 0 | 0 | 0
Emission Cost by Reporting Type: NP15
ReportingType | 2015 | 2020 | 2025 | 2030 | 2035 | 2040
BM | 0 | 0 | 0 | 0 | 0 | 0
CC | 0 | 0 | 0 | 0 | 0 | 0
CSP | 0 | 0 | 0 | 0 | 0 | 0
CT | 0 | 0 | 0 | 0 | 0 | 0
Coal | 0 | 0 | 0 | 0 | 0 | 0
Geo | 0 | 0 | 0 | 0 | 0 | 0
H | 0 | 0 | 0 | 0 | 0 | 0
LFG | 0 | 0 | 0 | 0 | 0 | 0
Nuc | 0 | 0 | 0 | 0 | 0 | 0
PS | 0 | 0 | 0 | 0 | 0 | 0
PV | 0 | 0 | 0 | 0 | 0 | 0
PeakG | 0 | 0 | 0 | 0 | 0 | 0
PeakO | 0 | 0 | 0 | 0 | 0 | 0
ST | 0 | 0 | 0 | 0 | 0 | 0
STOG | 0 | 0 | 0 | 0 | 0 | 0
STWD | 0 | 0 | 0 | 0 | 0 | 0
WT | 0 | 0 | 0 | 0 | 0 | 0
IGCC | 0 | 0 | 0 | 0 | 0 | 0
DemandResponse | 0 | 0 | 0 | 0 | 0 | 0
IGCC-CCS | 0 | 0 | 0 | 0 | 0 | 0
WT_off | 0 | 0 | 0 | 0 | 0 | 0
PseudoUnit | 0 | 0 | 0 | 0 | 0 | 0
FixedInterchange | 0 | 0 | 0 | 0 | 0 | 0
Emission Cost by Reporting Type: NWPP_Coal
ReportingType | 2015 | 2020 | 2025 | 2030 | 2035 | 2040
BM | 0 | 0 | 0 | 0 | 0 | 0
CC | 0 | 0 | 0 | 0 | 0 | 0
CSP | 0 | 0 | 0 | 0 | 0 | 0
CT | 0 | 0 | 0 | 0 | 0 | 0
Coal | 0 | 0 | 0 | 0 | 0 | 0
Geo | 0 | 0 | 0 | 0 | 0 | 0
H | 0 | 0 | 0 | 0 | 0 | 0
LFG | 0 | 0 | 0 | 0 | 0 | 0
Nuc | 0 | 0 | 0 | 0 | 0 | 0
PS | 0 | 0 | 0 | 0 | 0 | 0
PV | 0 | 0 | 0 | 0 | 0 | 0
PeakG | 0 | 0 | 0 | 0 | 0 | 0
PeakO | 0 | 0 | 0 | 0 | 0 | 0
ST | 0 | 0 | 0 | 0 | 0 | 0
STOG | 0 | 0 | 0 | 0 | 0 | 0
STWD | 0 | 0 | 0 | 0 | 0 | 0
WT | 0 | 0 | 0 | 0 | 0 | 0
IGCC | 0 | 0 | 0 | 0 | 0 | 0
DemandResponse | 0 | 0 | 0 | 0 | 0 | 0
IGCC-CCS | 0 | 0 | 0 | 0 | 0 | 0
WT_off | 0 | 0 | 0 | 0 | 0 | 0
PseudoUnit | 0 | 0 | 0 | 0 | 0 | 0
FixedInterchange | 0 | 0 | 0 | 0 | 0 | 0
Emission Cost by Reporting Type: NWPP_Gas
ReportingType | 2015 | 2020 | 2025 | 2030 | 2035 | 2040
BM | 0 | 0 | 0 | 0 | 0 | 0
CC | 0 | 0 | 0 | 0 | 0 | 0
CSP | 0 | 0 | 0 | 0 | 0 | 0
CT | 0 | 0 | 0 | 0 | 0 | 0
Coal | 0 | 0 | 0 | 0 | 0 | 0
Geo | 0 | 0 | 0 | 0 | 0 | 0
H | 0 | 0 | 0 | 0 | 0 | 0
LFG | 0 | 0 | 0 | 0 | 0 | 0
Nuc | 0 | 0 | 0 | 0 | 0 | 0
PS | 0 | 0 | 0 | 0 | 0 | 0
PV | 0 | 0 | 0 | 0 | 0 | 0
PeakG | 0 | 0 | 0 | 0 | 0 | 0
PeakO | 0 | 0 | 0 | 0 | 0 | 0
ST | 0 | 0 | 0 | 0 | 0 | 0
STOG | 0 | 0 | 0 | 0 | 0 | 0
STWD | 0 | 0 | 0 | 0 | 0 | 0
WT | 0 | 0 | 0 | 0 | 0 | 0
IGCC | 0 | 0 | 0 | 0 | 0 | 0
DemandResponse | 0 | 0 | 0 | 0 | 0 | 0
IGCC-CCS | 0 | 0 | 0 | 0 | 0 | 0
WT_off | 0 | 0 | 0 | 0 | 0 | 0
PseudoUnit | 0 | 0 | 0 | 0 | 0 | 0
FixedInterchange | 0 | 0 | 0 | 0 | 0 | 0
Emission Cost by Reporting Type: NWPP_NucRenew
ReportingType | 2015 | 2020 | 2025 | 2030 | 2035 | 2040
BM | 0 | 0 | 0 | 0 | 0 | 0
CC | 0 | 0 | 0 | 0 | 0 | 0
CSP | 0 | 0 | 0 | 0 | 0 | 0
CT | 0 | 0 | 0 | 0 | 0 | 0
Coal | 0 | 0 | 0 | 0 | 0 | 0
Geo | 0 | 0 | 0 | 0 | 0 | 0
H | 0 | 0 | 0 | 0 | 0 | 0
LFG | 0 | 0 | 0 | 0 | 0 | 0
Nuc | 0 | 0 | 0 | 0 | 0 | 0
PS | 0 | 0 | 0 | 0 | 0 | 0
PV | 0 | 0 | 0 | 0 | 0 | 0
PeakG | 0 | 0 | 0 | 0 | 0 | 0
PeakO | 0 | 0 | 0 | 0 | 0 | 0
ST | 0 | 0 | 0 | 0 | 0 | 0
STOG | 0 | 0 | 0 | 0 | 0 | 0
STWD | 0 | 0 | 0 | 0 | 0 | 0
WT | 0 | 0 | 0 | 0 | 0 | 0
IGCC | 0 | 0 | 0 | 0 | 0 | 0
DemandResponse | 0 | 0 | 0 | 0 | 0 | 0
IGCC-CCS | 0 | 0 | 0 | 0 | 0 | 0
WT_off | 0 | 0 | 0 | 0 | 0 | 0
PseudoUnit | 0 | 0 | 0 | 0 | 0 | 0
FixedInterchange | 0 | 0 | 0 | 0 | 0 | 0
Emission Cost by Reporting Type: RMPA
ReportingType | 2015 | 2020 | 2025 | 2030 | 2035 | 2040
BM | 0 | 0 | 0 | 0 | 0 | 0
CC | 0 | 0 | 0 | 0 | 0 | 0
CSP | 0 | 0 | 0 | 0 | 0 | 0
CT | 0 | 0 | 0 | 0 | 0 | 0
Coal | 0 | 0 | 0 | 0 | 0 | 0
Geo | 0 | 0 | 0 | 0 | 0 | 0
H | 0 | 0 | 0 | 0 | 0 | 0
LFG | 0 | 0 | 0 | 0 | 0 | 0
Nuc | 0 | 0 | 0 | 0 | 0 | 0
PS | 0 | 0 | 0 | 0 | 0 | 0
PV | 0 | 0 | 0 | 0 | 0 | 0
PeakG | 0 | 0 | 0 | 0 | 0 | 0
PeakO | 0 | 0 | 0 | 0 | 0 | 0
ST | 0 | 0 | 0 | 0 | 0 | 0
STOG | 0 | 0 | 0 | 0 | 0 | 0
STWD | 0 | 0 | 0 | 0 | 0 | 0
WT | 0 | 0 | 0 | 0 | 0 | 0
IGCC | 0 | 0 | 0 | 0 | 0 | 0
DemandResponse | 0 | 0 | 0 | 0 | 0 | 0
IGCC-CCS | 0 | 0 | 0 | 0 | 0 | 0
WT_off | 0 | 0 | 0 | 0 | 0 | 0
PseudoUnit | 0 | 0 | 0 | 0 | 0 | 0
FixedInterchange | 0 | 0 | 0 | 0 | 0 | 0
Emission Cost by Reporting Type: SP15
ReportingType | 2015 | 2020 | 2025 | 2030 | 2035 | 2040
BM | 0 | 0 | 0 | 0 | 0 | 0
CC | 0 | 0 | 0 | 0 | 0 | 0
CSP | 0 | 0 | 0 | 0 | 0 | 0
CT | 0 | 0 | 0 | 0 | 0 | 0
Coal | 0 | 0 | 0 | 0 | 0 | 0
Geo | 0 | 0 | 0 | 0 | 0 | 0
H | 0 | 0 | 0 | 0 | 0 | 0
LFG | 0 | 0 | 0 | 0 | 0 | 0
Nuc | 0 | 0 | 0 | 0 | 0 | 0
PS | 0 | 0 | 0 | 0 | 0 | 0
PV | 0 | 0 | 0 | 0 | 0 | 0
PeakG | 0 | 0 | 0 | 0 | 0 | 0
PeakO | 0 | 0 | 0 | 0 | 0 | 0
ST | 0 | 0 | 0 | 0 | 0 | 0
STOG | 0 | 0 | 0 | 0 | 0 | 0
STWD | 0 | 0 | 0 | 0 | 0 | 0
WT | 0 | 0 | 0 | 0 | 0 | 0
IGCC | 0 | 0 | 0 | 0 | 0 | 0
DemandResponse | 0 | 0 | 0 | 0 | 0 | 0
IGCC-CCS | 0 | 0 | 0 | 0 | 0 | 0
WT_off | 0 | 0 | 0 | 0 | 0 | 0
PseudoUnit | 0 | 0 | 0 | 0 | 0 | 0
FixedInterchange | 0 | 0 | 0 | 0 | 0 | 0
Emission Cost by Reporting Type: ALB
ReportingType | 2015 | 2020 | 2025 | 2030 | 2035 | 2040
BM | 0 | 0 | 0 | 0 | 0 | 0
CC | 0 | 0 | 0 | 0 | 0 | 0
CSP | 0 | 0 | 0 | 0 | 0 | 0
CT | 0 | 0 | 0 | 0 | 0 | 0
Coal | 0 | 0 | 0 | 0 | 0 | 0
Geo | 0 | 0 | 0 | 0 | 0 | 0
H | 0 | 0 | 0 | 0 | 0 | 0
LFG | 0 | 0 | 0 | 0 | 0 | 0
Nuc | 0 | 0 | 0 | 0 | 0 | 0
PS | 0 | 0 | 0 | 0 | 0 | 0
PV | 0 | 0 | 0 | 0 | 0 | 0
PeakG | 0 | 0 | 0 | 0 | 0 | 0
PeakO | 0 | 0 | 0 | 0 | 0 | 0
ST | 0 | 0 | 0 | 0 | 0 | 0
STOG | 0 | 0 | 0 | 0 | 0 | 0
STWD | 0 | 0 | 0 | 0 | 0 | 0
WT | 0 | 0 | 0 | 0 | 0 | 0
IGCC | 0 | 0 | 0 | 0 | 0 | 0
DemandResponse | 0 | 0 | 0 | 0 | 0 | 0
IGCC-CCS | 0 | 0 | 0 | 0 | 0 | 0
WT_off | 0 | 0 | 0 | 0 | 0 | 0
PseudoUnit | 0 | 0 | 0 | 0 | 0 | 0
FixedInterchange | 0 | 0 | 0 | 0 | 0 | 0
Emission Cost by Reporting Type: BC
ReportingType | 2015 | 2020 | 2025 | 2030 | 2035 | 2040
BM | 0 | 0 | 0 | 0 | 0 | 0
CC | 0 | 0 | 0 | 0 | 0 | 0
CSP | 0 | 0 | 0 | 0 | 0 | 0
CT | 0 | 0 | 0 | 0 | 0 | 0
Coal | 0 | 0 | 0 | 0 | 0 | 0
Geo | 0 | 0 | 0 | 0 | 0 | 0
H | 0 | 0 | 0 | 0 | 0 | 0
LFG | 0 | 0 | 0 | 0 | 0 | 0
Nuc | 0 | 0 | 0 | 0 | 0 | 0
PS | 0 | 0 | 0 | 0 | 0 | 0
PV | 0 | 0 | 0 | 0 | 0 | 0
PeakG | 0 | 0 | 0 | 0 | 0 | 0
PeakO | 0 | 0 | 0 | 0 | 0 | 0
ST | 0 | 0 | 0 | 0 | 0 | 0
STOG | 0 | 0 | 0 | 0 | 0 | 0
STWD | 0 | 0 | 0 | 0 | 0 | 0
WT | 0 | 0 | 0 | 0 | 0 | 0
IGCC | 0 | 0 | 0 | 0 | 0 | 0
DemandResponse | 0 | 0 | 0 | 0 | 0 | 0
IGCC-CCS | 0 | 0 | 0 | 0 | 0 | 0
WT_off | 0 | 0 | 0 | 0 | 0 | 0
PseudoUnit | 0 | 0 | 0 | 0 | 0 | 0
FixedInterchange | 0 | 0 | 0 | 0 | 0 | 0
Emission Cost by Reporting Type: HQ_IESO
ReportingType | 2015 | 2020 | 2025 | 2030 | 2035 | 2040
BM | 0 | 0 | 0 | 0 | 0 | 0
CC | 0 | 0 | 0 | 0 | 0 | 0
CSP | 0 | 0 | 0 | 0 | 0 | 0
CT | 0 | 0 | 0 | 0 | 0 | 0
Coal | 0 | 0 | 0 | 0 | 0 | 0
Geo | 0 | 0 | 0 | 0 | 0 | 0
H | 0 | 0 | 0 | 0 | 0 | 0
LFG | 0 | 0 | 0 | 0 | 0 | 0
Nuc | 0 | 0 | 0 | 0 | 0 | 0
PS | 0 | 0 | 0 | 0 | 0 | 0
PV | 0 | 0 | 0 | 0 | 0 | 0
PeakG | 0 | 0 | 0 | 0 | 0 | 0
PeakO | 0 | 0 | 0 | 0 | 0 | 0
ST | 0 | 0 | 0 | 0 | 0 | 0
STOG | 0 | 0 | 0 | 0 | 0 | 0
STWD | 0 | 0 | 0 | 0 | 0 | 0
WT | 0 | 0 | 0 | 0 | 0 | 0
IGCC | 0 | 0 | 0 | 0 | 0 | 0
DemandResponse | 0 | 0 | 0 | 0 | 0 | 0
IGCC-CCS | 0 | 0 | 0 | 0 | 0 | 0
WT_off | 0 | 0 | 0 | 0 | 0 | 0
PseudoUnit | 0 | 0 | 0 | 0 | 0 | 0
FixedInterchange | 0 | 0 | 0 | 0 | 0 | 0
Emission Cost by Reporting Type: HQ_NEISO
ReportingType | 2015 | 2020 | 2025 | 2030 | 2035 | 2040
BM | 0 | 0 | 0 | 0 | 0 | 0
CC | 0 | 0 | 0 | 0 | 0 | 0
CSP | 0 | 0 | 0 | 0 | 0 | 0
CT | 0 | 0 | 0 | 0 | 0 | 0
Coal | 0 | 0 | 0 | 0 | 0 | 0
Geo | 0 | 0 | 0 | 0 | 0 | 0
H | 0 | 0 | 0 | 0 | 0 | 0
LFG | 0 | 0 | 0 | 0 | 0 | 0
Nuc | 0 | 0 | 0 | 0 | 0 | 0
PS | 0 | 0 | 0 | 0 | 0 | 0
PV | 0 | 0 | 0 | 0 | 0 | 0
PeakG | 0 | 0 | 0 | 0 | 0 | 0
PeakO | 0 | 0 | 0 | 0 | 0 | 0
ST | 0 | 0 | 0 | 0 | 0 | 0
STOG | 0 | 0 | 0 | 0 | 0 | 0
STWD | 0 | 0 | 0 | 0 | 0 | 0
WT | 0 | 0 | 0 | 0 | 0 | 0
IGCC | 0 | 0 | 0 | 0 | 0 | 0
DemandResponse | 0 | 0 | 0 | 0 | 0 | 0
IGCC-CCS | 0 | 0 | 0 | 0 | 0 | 0
WT_off | 0 | 0 | 0 | 0 | 0 | 0
PseudoUnit | 0 | 0 | 0 | 0 | 0 | 0
FixedInterchange | 0 | 0 | 0 | 0 | 0 | 0
Emission Cost by Reporting Type: HQ_NY
ReportingType | 2015 | 2020 | 2025 | 2030 | 2035 | 2040
BM | 0 | 0 | 0 | 0 | 0 | 0
CC | 0 | 0 | 0 | 0 | 0 | 0
CSP | 0 | 0 | 0 | 0 | 0 | 0
CT | 0 | 0 | 0 | 0 | 0 | 0
Coal | 0 | 0 | 0 | 0 | 0 | 0
Geo | 0 | 0 | 0 | 0 | 0 | 0
H | 0 | 0 | 0 | 0 | 0 | 0
LFG | 0 | 0 | 0 | 0 | 0 | 0
Nuc | 0 | 0 | 0 | 0 | 0 | 0
PS | 0 | 0 | 0 | 0 | 0 | 0
PV | 0 | 0 | 0 | 0 | 0 | 0
PeakG | 0 | 0 | 0 | 0 | 0 | 0
PeakO | 0 | 0 | 0 | 0 | 0 | 0
ST | 0 | 0 | 0 | 0 | 0 | 0
STOG | 0 | 0 | 0 | 0 | 0 | 0
STWD | 0 | 0 | 0 | 0 | 0 | 0
WT | 0 | 0 | 0 | 0 | 0 | 0
IGCC | 0 | 0 | 0 | 0 | 0 | 0
DemandResponse | 0 | 0 | 0 | 0 | 0 | 0
IGCC-CCS | 0 | 0 | 0 | 0 | 0 | 0
WT_off | 0 | 0 | 0 | 0 | 0 | 0
PseudoUnit | 0 | 0 | 0 | 0 | 0 | 0
FixedInterchange | 0 | 0 | 0 | 0 | 0 | 0
Emission Cost by Reporting Type: MARITIMES
ReportingType | 2015 | 2020 | 2025 | 2030 | 2035 | 2040
BM | 0 | 0 | 0 | 0 | 0 | 0
CC | 0 | 0 | 0 | 0 | 0 | 0
CSP | 0 | 0 | 0 | 0 | 0 | 0
CT | 0 | 0 | 0 | 0 | 0 | 0
Coal | 0 | 0 | 0 | 0 | 0 | 0
Geo | 0 | 0 | 0 | 0 | 0 | 0
H | 0 | 0 | 0 | 0 | 0 | 0
LFG | 0 | 0 | 0 | 0 | 0 | 0
Nuc | 0 | 0 | 0 | 0 | 0 | 0
PS | 0 | 0 | 0 | 0 | 0 | 0
PV | 0 | 0 | 0 | 0 | 0 | 0
PeakG | 0 | 0 | 0 | 0 | 0 | 0
PeakO | 0 | 0 | 0 | 0 | 0 | 0
ST | 0 | 0 | 0 | 0 | 0 | 0
STOG | 0 | 0 | 0 | 0 | 0 | 0
STWD | 0 | 0 | 0 | 0 | 0 | 0
WT | 0 | 0 | 0 | 0 | 0 | 0
IGCC | 0 | 0 | 0 | 0 | 0 | 0
DemandResponse | 0 | 0 | 0 | 0 | 0 | 0
IGCC-CCS | 0 | 0 | 0 | 0 | 0 | 0
WT_off | 0 | 0 | 0 | 0 | 0 | 0
PseudoUnit | 0 | 0 | 0 | 0 | 0 | 0
FixedInterchange | 0 | 0 | 0 | 0 | 0 | 0
Emission Cost by Reporting Type: All
ReportingType | 2015 | 2020 | 2025 | 2030 | 2035 | 2040
BM | 0 | 0 | 0 | 0 | 0 | 0
CC | 80.61 | 101.17 | 92.03 | 73.4 | 120.12 | 138.04
CSP | 0 | 0 | 0 | 0 | 0 | 0
CT | 0 | 0.01 | 0 | 0.01 | 3.21 | 4.52
Coal | 13.88 | 22.7 | 25.5 | 26.96 | 27.02 | 27.02
Geo | 0 | 0 | 0 | 0 | 0 | 0
H | 0 | 0 | 0 | 0 | 0 | 0
LFG | 0 | 0 | 0 | 0 | 0 | 0
Nuc | 0 | 0 | 0 | 0 | 0 | 0
PS | 0 | 0 | 0 | 0 | 0 | 0
PV | 0 | 0 | 0 | 0 | 0 | 0
PeakG | 0.12 | 0.56 | 0.98 | 0.87 | 2.26 | 2.68
PeakO | 0 | 0 | 0 | 0 | 0 | 0
ST | 0 | 0 | 0 | 0 | 0 | 0
STOG | 1.05 | 2.11 | 2.49 | 1.64 | 3.1 | 3.1
STWD | 0 | 0 | 0 | 0 | 0 | 0
WT | 0 | 0 | 0 | 0 | 0 | 0
IGCC | 0 | 0 | 0 | 0 | 0 | 0
DemandResponse | 0 | 0 | 0 | 0 | 0 | 0
IGCC-CCS | 0 | 0 | 0 | 0 | 0 | 0
WT_off | 0 | 0 | 0 | 0 | 0 | 0
PseudoUnit | 0 | 0 | 0 | 0 | 0 | 0
FixedInterchange | 0 | 0 | 0 | 0 | 0 | 0
Emission Cost by Reporting Type: EI_US
ReportingType | 2015 | 2020 | 2025 | 2030 | 2035 | 2040
BM | 0 | 0 | 0 | 0 | 0 | 0
CC | 80.61 | 101.17 | 92.03 | 73.4 | 120.12 | 138.04
CSP | 0 | 0 | 0 | 0 | 0 | 0
CT | 0 | 0.01 | 0 | 0.01 | 3.21 | 4.52
Coal | 13.88 | 22.7 | 25.5 | 26.96 | 27.02 | 27.02
Geo | 0 | 0 | 0 | 0 | 0 | 0
H | 0 | 0 | 0 | 0 | 0 | 0
LFG | 0 | 0 | 0 | 0 | 0 | 0
Nuc | 0 | 0 | 0 | 0 | 0 | 0
PS | 0 | 0 | 0 | 0 | 0 | 0
PV | 0 | 0 | 0 | 0 | 0 | 0
PeakG | 0.12 | 0.56 | 0.98 | 0.87 | 2.26 | 2.68
PeakO | 0 | 0 | 0 | 0 | 0 | 0
ST | 0 | 0 | 0 | 0 | 0 | 0
STOG | 1.05 | 2.11 | 2.49 | 1.64 | 3.1 | 3.1
STWD | 0 | 0 | 0 | 0 | 0 | 0
WT | 0 | 0 | 0 | 0 | 0 | 0
IGCC | 0 | 0 | 0 | 0 | 0 | 0
DemandResponse | 0 | 0 | 0 | 0 | 0 | 0
IGCC-CCS | 0 | 0 | 0 | 0 | 0 | 0
WT_off | 0 | 0 | 0 | 0 | 0 | 0
PseudoUnit | 0 | 0 | 0 | 0 | 0 | 0
FixedInterchange | 0 | 0 | 0 | 0 | 0 | 0
Emission Cost by Reporting Type: EI_Canada
ReportingType | 2015 | 2020 | 2025 | 2030 | 2035 | 2040
BM | 0 | 0 | 0 | 0 | 0 | 0
CC | 0 | 0 | 0 | 0 | 0 | 0
CSP | 0 | 0 | 0 | 0 | 0 | 0
CT | 0 | 0 | 0 | 0 | 0 | 0
Coal | 0 | 0 | 0 | 0 | 0 | 0
Geo | 0 | 0 | 0 | 0 | 0 | 0
H | 0 | 0 | 0 | 0 | 0 | 0
LFG | 0 | 0 | 0 | 0 | 0 | 0
Nuc | 0 | 0 | 0 | 0 | 0 | 0
PS | 0 | 0 | 0 | 0 | 0 | 0
PV | 0 | 0 | 0 | 0 | 0 | 0
PeakG | 0 | 0 | 0 | 0 | 0 | 0
PeakO | 0 | 0 | 0 | 0 | 0 | 0
ST | 0 | 0 | 0 | 0 | 0 | 0
STOG | 0 | 0 | 0 | 0 | 0 | 0
STWD | 0 | 0 | 0 | 0 | 0 | 0
WT | 0 | 0 | 0 | 0 | 0 | 0
IGCC | 0 | 0 | 0 | 0 | 0 | 0
DemandResponse | 0 | 0 | 0 | 0 | 0 | 0
IGCC-CCS | 0 | 0 | 0 | 0 | 0 | 0
WT_off | 0 | 0 | 0 | 0 | 0 | 0
PseudoUnit | 0 | 0 | 0 | 0 | 0 | 0
FixedInterchange | 0 | 0 | 0 | 0 | 0 | 0
Emission Cost by Reporting Type: EI
ReportingType | 2015 | 2020 | 2025 | 2030 | 2035 | 2040
BM | 0 | 0 | 0 | 0 | 0 | 0
CC | 80.61 | 101.17 | 92.03 | 73.4 | 120.12 | 138.04
CSP | 0 | 0 | 0 | 0 | 0 | 0
CT | 0 | 0.01 | 0 | 0.01 | 3.21 | 4.52
Coal | 13.88 | 22.7 | 25.5 | 26.96 | 27.02 | 27.02
Geo | 0 | 0 | 0 | 0 | 0 | 0
H | 0 | 0 | 0 | 0 | 0 | 0
LFG | 0 | 0 | 0 | 0 | 0 | 0
Nuc | 0 | 0 | 0 | 0 | 0 | 0
PS | 0 | 0 | 0 | 0 | 0 | 0
PV | 0 | 0 | 0 | 0 | 0 | 0
PeakG | 0.12 | 0.56 | 0.98 | 0.87 | 2.26 | 2.68
PeakO | 0 | 0 | 0 | 0 | 0 | 0
ST | 0 | 0 | 0 | 0 | 0 | 0
STOG | 1.05 | 2.11 | 2.49 | 1.64 | 3.1 | 3.1
STWD | 0 | 0 | 0 | 0 | 0 | 0
WT | 0 | 0 | 0 | 0 | 0 | 0
IGCC | 0 | 0 | 0 | 0 | 0 | 0
DemandResponse | 0 | 0 | 0 | 0 | 0 | 0
IGCC-CCS | 0 | 0 | 0 | 0 | 0 | 0
WT_off | 0 | 0 | 0 | 0 | 0 | 0
PseudoUnit | 0 | 0 | 0 | 0 | 0 | 0
FixedInterchange | 0 | 0 | 0 | 0 | 0 | 0
Emission Cost by Reporting Type: Outside_EI
ReportingType | 2015 | 2020 | 2025 | 2030 | 2035 | 2040
BM | 0 | 0 | 0 | 0 | 0 | 0
CC | 0 | 0 | 0 | 0 | 0 | 0
CSP | 0 | 0 | 0 | 0 | 0 | 0
CT | 0 | 0 | 0 | 0 | 0 | 0
Coal | 0 | 0 | 0 | 0 | 0 | 0
Geo | 0 | 0 | 0 | 0 | 0 | 0
H | 0 | 0 | 0 | 0 | 0 | 0
LFG | 0 | 0 | 0 | 0 | 0 | 0
Nuc | 0 | 0 | 0 | 0 | 0 | 0
PS | 0 | 0 | 0 | 0 | 0 | 0
PV | 0 | 0 | 0 | 0 | 0 | 0
PeakG | 0 | 0 | 0 | 0 | 0 | 0
PeakO | 0 | 0 | 0 | 0 | 0 | 0
ST | 0 | 0 | 0 | 0 | 0 | 0
STOG | 0 | 0 | 0 | 0 | 0 | 0
STWD | 0 | 0 | 0 | 0 | 0 | 0
WT | 0 | 0 | 0 | 0 | 0 | 0
IGCC | 0 | 0 | 0 | 0 | 0 | 0
DemandResponse | 0 | 0 | 0 | 0 | 0 | 0
IGCC-CCS | 0 | 0 | 0 | 0 | 0 | 0
WT_off | 0 | 0 | 0 | 0 | 0 | 0
PseudoUnit | 0 | 0 | 0 | 0 | 0 | 0
FixedInterchange | 0 | 0 | 0 | 0 | 0 | 0
#8 | Base VOM Costs ($million)
Base VOM Costs by Reporting Type: Entergy
ReportingType | 2015 | 2020 | 2025 | 2030 | 2035 | 2040
BM | 0 | 0 | 0 | 0 | 0 | 0
CC | 157.79 | 172.63 | 71.95 | 37.83 | 49.27 | 55.14
CSP | 0 | 0 | 0 | 0 | 0 | 0
CT | 0 | 0 | 0 | 0 | 0 | 0.99
Coal | 233.52 | 222.58 | 202.95 | 195.19 | 231.8 | 247.31
Geo | 0 | 0 | 0 | 0 | 0 | 0
H | 0 | 0 | 0 | 0 | 0 | 0
LFG | 0 | 0 | 0 | 0.01 | 0.01 | 0.01
Nuc | 100.26 | 100.26 | 100.26 | 100.26 | 84.69 | 66.26
PS | 0 | 0 | 0 | 0 | 0 | 0
PV | 0 | 0 | 0 | 0 | 0 | 0
PeakG | 0 | 0.03 | 0 | 0 | 0 | 0
PeakO | 0 | 0 | 0 | 0 | 0 | 0
ST | 0 | 0 | 0 | 0 | 0 | 0
STOG | 3.62 | 3.71 | 3.59 | 3.59 | 3.59 | 3.59
STWD | 0 | 0.33 | 0.32 | 0.51 | 0.51 | 0.55
WT | 0 | 0 | 0 | 0.01 | 0.01 | 0.01
IGCC | 0 | 0 | 0 | 0 | 0 | 0
DemandResponse | 0 | 0 | 0 | 0 | 0 | 0
IGCC-CCS | 0 | 0 | 0 | 0 | 0 | 0
WT_off | 0 | 0 | 0 | 0 | 0 | 0
PseudoUnit | 0 | 0 | 0 | 0 | 0 | 0
FixedInterchange | 0 | 0 | 0 | 0 | 0 | 0
Base VOM Costs by Reporting Type: FRCC
ReportingType | 2015 | 2020 | 2025 | 2030 | 2035 | 2040
BM | 0 | 0 | 0 | 0 | 0 | 0
CC | 362.82 | 425.71 | 450.25 | 456.84 | 643.55 | 755.25
CSP | 0 | 0 | 0 | 0 | 0 | 0
CT | 5.35 | 9.38 | 9.38 | 4.91 | 9.38 | 8.7
Coal | 220.9 | 236.1 | 240.27 | 247.72 | 252.59 | 252.59
Geo | 0 | 0 | 0 | 0 | 0 | 0
H | 0 | 0 | 0 | 0 | 0 | 0
LFG | 0.04 | 0.04 | 0.06 | 0.06 | 0.06 | 0.06
Nuc | 76.4 | 76.4 | 76.4 | 76.4 | 46.53 | 15.51
PS | 0 | 0 | 0 | 0 | 0 | 0
PV | 0 | 0 | 0 | 0 | 0 | 0
PeakG | 3.65 | 4.8 | 7.94 | 6.07 | 4.45 | 3.69
PeakO | 0 | 0 | 0 | 0 | 0 | 0
ST | 0 | 0 | 0 | 0 | 0 | 0
STOG | 7.42 | 6.32 | 6.19 | 6.04 | 6.06 | 5.48
STWD | 0 | 3.24 | 3.24 | 3.24 | 3.24 | 3.24
WT | 0 | 0 | 0 | 0 | 0 | 0
IGCC | 0 | 0 | 0 | 0 | 0 | 0
DemandResponse | 0 | 0 | 0 | 0 | 0 | 0
IGCC-CCS | 0 | 0 | 0 | 0 | 0 | 0
WT_off | 0 | 0 | 0 | 0 | 0 | 0
PseudoUnit | 0 | 0 | 0 | 0 | 0 | 0
FixedInterchange | 0 | 0 | 0 | 0 | 0 | 0
Base VOM Costs by Reporting Type: MAPP_US
ReportingType | 2015 | 2020 | 2025 | 2030 | 2035 | 2040
BM | 0 | 0 | 0 | 0 | 0 | 0
CC | 0.72 | 0.47 | 0.46 | 0.26 | 0.45 | 0.46
CSP | 0 | 0 | 0 | 0 | 0 | 0
CT | 0 | 0 | 0 | 0 | 0 | 0
Coal | 83.46 | 74.01 | 74.01 | 57.97 | 69.75 | 74.01
Geo | 0 | 0 | 0 | 0 | 0 | 0
H | 0 | 0 | 0 | 0 | 0 | 0
LFG | 0 | 0 | 0 | 0.01 | 0.01 | 0.01
Nuc | 0 | 0 | 0 | 0 | 0 | 0
PS | 0 | 0 | 0 | 0 | 0 | 0
PV | 0 | 0 | 0 | 0 | 0 | 0
PeakG | 0.1 | 0.08 | 0.02 | 0 | 0 | 0
PeakO | 0 | 0 | 0 | 0 | 0 | 0
ST | 0 | 0 | 0 | 0 | 0 | 0
STOG | 0 | 0 | 0 | 0 | 0 | 0
STWD | 0 | 0 | 0 | 0 | 0 | 0
WT | 0.07 | 0.12 | 0.12 | 0.26 | 0.45 | 0.45
IGCC | 0 | 0 | 0 | 0 | 0 | 0
DemandResponse | 0 | 0 | 0 | 0 | 0 | 0
IGCC-CCS | 0 | 0 | 0 | 0 | 0 | 0
WT_off | 0 | 0 | 0 | 0 | 0 | 0
PseudoUnit | 0 | 0 | 0 | 0 | 0 | 0
FixedInterchange | 0 | 0 | 0 | 0 | 0 | 0
Base VOM Costs by Reporting Type: MISO_IN
ReportingType | 2015 | 2020 | 2025 | 2030 | 2035 | 2040
BM | 0 | 0 | 0 | 0 | 0 | 0
CC | 10.3 | 17.63 | 10.3 | 3.94 | 7 | 4.21
CSP | 0 | 0 | 0 | 0 | 0 | 0
CT | 0 | 0 | 0 | 0 | 0 | 0
Coal | 346.33 | 382.21 | 384.77 | 369.78 | 397.4 | 406.4
Geo | 0 | 0 | 0 | 0 | 0 | 0
H | 0 | 0 | 0 | 0 | 0 | 0
LFG | 0 | 0 | 0.01 | 0.01 | 0.01 | 0.01
Nuc | 0 | 0 | 0 | 0 | 0 | 0
PS | 0 | 0 | 0 | 0 | 0 | 0
PV | 0 | 0 | 0.01 | 0.01 | 0.01 | 0.01
PeakG | 0.13 | 0.21 | 0.17 | 0 | 0 | 0
PeakO | 0 | 0 | 0 | 0 | 0 | 0
ST | 0 | 0 | 0 | 0 | 0 | 0
STOG | 0.07 | 0.13 | 0.25 | 0.07 | 0.13 | 0.13
STWD | 0 | 0 | 0 | 0 | 0 | 0
WT | 0.02 | 0.02 | 0.02 | 0.02 | 0.02 | 0.02
IGCC | 30.43 | 30.43 | 30.43 | 30.43 | 30.43 | 30.43
DemandResponse | 0 | 0 | 0 | 0 | 0 | 0
IGCC-CCS | 0 | 0 | 0 | 0 | 0 | 0
WT_off | 0 | 0 | 0 | 0 | 0 | 0
PseudoUnit | 0 | 0 | 0 | 0 | 0 | 0
FixedInterchange | 0 | 0 | 0 | 0 | 0 | 0
Base VOM Costs by Reporting Type: MISO_MI
ReportingType | 2015 | 2020 | 2025 | 2030 | 2035 | 2040
BM | 0 | 0 | 0 | 0 | 0 | 0
CC | 25.69 | 38.12 | 22.8 | 10.59 | 15.03 | 15.04
CSP | 0 | 0 | 0 | 0 | 0 | 0
CT | 0 | 0 | 0 | 0 | 0 | 0
Coal | 204.28 | 183.48 | 180.07 | 173.72 | 184.68 | 184.68
Geo | 0 | 0 | 0 | 0 | 0 | 0
H | 0 | 0 | 0 | 0 | 0 | 0
LFG | 0.01 | 0.02 | 0.03 | 0.03 | 0.03 | 0.03
Nuc | 34.93 | 34.93 | 34.93 | 34.93 | 20.54 | 20.54
PS | 0 | 0 | 0 | 0 | 0 | 0
PV | 0 | 0 | 0 | 0 | 0 | 0
PeakG | 0.25 | 0.52 | 0.25 | 0 | 0 | 0
PeakO | 0 | 0 | 0 | 0 | 0 | 0
ST | 0 | 0 | 0 | 0 | 0 | 0
STOG | 0.84 | 1.28 | 1.28 | 0.67 | 1.28 | 0.06
STWD | 0.48 | 2.71 | 2.71 | 2.71 | 2.71 | 2.71
WT | 0.06 | 0.06 | 0.06 | 0.07 | 0.07 | 0.08
IGCC | 0 | 0 | 0 | 0 | 0 | 0
DemandResponse | 0 | 0 | 0 | 0 | 0 | 0
IGCC-CCS | 0 | 0 | 0 | 0 | 0 | 0
WT_off | 0 | 0 | 0 | 0 | 0 | 0
PseudoUnit | 0 | 0 | 0 | 0 | 0 | 0
FixedInterchange | 0 | 0 | 0 | 0 | 0 | 0
Base VOM Costs by Reporting Type: MISO_MO-IL
ReportingType | 2015 | 2020 | 2025 | 2030 | 2035 | 2040
BM | 0 | 0 | 0 | 0 | 0 | 0
CC | 6.58 | 11.27 | 4.35 | 1.94 | 3.02 | 3.02
CSP | 0 | 0 | 0 | 0 | 0 | 0
CT | 0 | 0 | 0 | 0 | 0 | 0
Coal | 376.94 | 330 | 321.8 | 315.82 | 346.37 | 357.08
Geo | 0 | 0 | 0 | 0 | 0 | 0
H | 0 | 0.02 | 0.02 | 0.02 | 0.02 | 0.02
LFG | 0 | 0 | 0.02 | 0.02 | 0.02 | 0.02
Nuc | 41.29 | 41.29 | 41.29 | 41.29 | 41.29 | 41.29
PS | 0 | 0 | 0 | 0 | 0 | 0
PV | 0 | 0 | 0 | 0 | 0 | 0
PeakG | 1.17 | 1.17 | 1.17 | 0 | 0 | 0
PeakO | 0 | 0 | 0 | 0 | 0 | 0
ST | 0 | 0 | 0 | 0 | 0 | 0
STOG | 0.14 | 0.26 | 0.04 | 0.01 | 0 | 0
STWD | 0 | 0 | 0 | 0 | 0 | 0
WT | 0.02 | 0.02 | 0.02 | 0.02 | 0.02 | 0.02
IGCC | 0 | 0 | 0 | 0 | 0 | 0
DemandResponse | 0 | 0 | 0 | 0 | 0 | 0
IGCC-CCS | 0 | 0 | 0 | 0 | 0 | 0
WT_off | 0 | 0 | 0 | 0 | 0 | 0
PseudoUnit | 0 | 0 | 0 | 0 | 0 | 0
FixedInterchange | 0 | 0 | 0 | 0 | 0 | 0
Base VOM Costs by Reporting Type: MISO_W
ReportingType | 2015 | 2020 | 2025 | 2030 | 2035 | 2040
BM | 0 | 0 | 0 | 0 | 0 | 0
CC | 23.33 | 28.77 | 8.99 | 4.9 | 7.48 | 7.47
CSP | 0 | 0 | 0 | 0 | 0 | 0
CT | 0 | 0 | 0 | 0 | 0 | 0
Coal | 359.76 | 340.43 | 338.14 | 304.75 | 332.68 | 334.46
Geo | 0 | 0 | 0 | 0 | 0 | 0
H | 0 | 0 | 0 | 0 | 0 | 0
LFG | 0.02 | 0.02 | 0.02 | 0.02 | 0.02 | 0.02
Nuc | 43.67 | 43.67 | 43.67 | 43.67 | 0 | 0
PS | 0 | 0 | 0 | 0 | 0 | 0
PV | 0 | 0 | 0 | 0 | 0 | 0
PeakG | 1.07 | 0.76 | 0.1 | 0 | 0 | 0
PeakO | 0 | 0 | 0 | 0 | 0 | 0
ST | 0 | 0 | 0 | 0 | 0 | 0
STOG | 0.01 | 0.01 | 0 | 0 | 0 | 0
STWD | 0 | 5.21 | 1.93 | 2.67 | 1.93 | 1.43
WT | 0.32 | 0.32 | 0.45 | 0.45 | 0.45 | 0.45
IGCC | 0 | 0 | 0 | 0 | 0 | 0
DemandResponse | 0 | 0 | 0 | 0 | 0 | 0
IGCC-CCS | 0 | 0 | 0 | 0 | 0 | 0
WT_off | 0 | 0 | 0 | 0 | 0 | 0
PseudoUnit | 0 | 0 | 0 | 0 | 0 | 0
FixedInterchange | 0 | 0 | 0 | 0 | 0 | 0
Base VOM Costs by Reporting Type: MISO_WUMS
ReportingType | 2015 | 2020 | 2025 | 2030 | 2035 | 2040
BM | 0 | 0 | 0 | 0 | 0 | 0
CC | 35 | 43.69 | 26.02 | 13.25 | 14.87 | 13.63
CSP | 0 | 0 | 0 | 0 | 0 | 0
CT | 0 | 7.17 | 11.7 | 5.86 | 26.6 | 32.65
Coal | 113.93 | 118.14 | 120.81 | 110.68 | 136.29 | 137.77
Geo | 0 | 0 | 0 | 0 | 0 | 0
H | 0 | 0 | 0 | 0 | 0 | 0
LFG | 0.01 | 0.01 | 0.03 | 0.03 | 0.03 | 0.03
Nuc | 33.6 | 33.6 | 33.6 | 33.6 | 0 | 0
PS | 0 | 0 | 0 | 0 | 0 | 0
PV | 0 | 0 | 0 | 0 | 0 | 0
PeakG | 0.68 | 0.78 | 0.22 | 0 | 0 | 0
PeakO | 0 | 0 | 0 | 0 | 0 | 0
ST | 0 | 0 | 0 | 0 | 0 | 0
STOG | 0.01 | 0.01 | 0 | 0 | 0 | 0
STWD | 0 | 1.46 | 0.21 | 0.22 | 0.62 | 0.89
WT | 0.05 | 0.05 | 0.05 | 0.05 | 0.05 | 0.05
IGCC | 0 | 0 | 0 | 0 | 0 | 0
DemandResponse | 0 | 0 | 0 | 0 | 0 | 0
IGCC-CCS | 0 | 0 | 0 | 0 | 0 | 0
WT_off | 0 | 0 | 0 | 0 | 0 | 0
PseudoUnit | 0 | 0 | 0 | 0 | 0 | 0
FixedInterchange | 0 | 0 | 0 | 0 | 0 | 0
Base VOM Costs by Reporting Type: Nebraska
ReportingType | 2015 | 2020 | 2025 | 2030 | 2035 | 2040
BM | 0 | 0 | 0 | 0 | 0 | 0
CC | 1.61 | 0.92 | 0.59 | 0.33 | 0.33 | 0.33
CSP | 0 | 0 | 0 | 0 | 0 | 0
CT | 0 | 0 | 0 | 0 | 0 | 0
Coal | 117.38 | 119.05 | 90.9 | 90.9 | 90.9 | 90.9
Geo | 0 | 0 | 0 | 0 | 0 | 0
H | 0 | 0 | 0 | 0 | 0 | 0
LFG | 0 | 0 | 0 | 0.01 | 0.01 | 0.01
Nuc | 23.15 | 23.15 | 23.15 | 23.15 | 0 | 0
PS | 0 | 0 | 0 | 0 | 0 | 0
PV | 0 | 0 | 0 | 0 | 0 | 0
PeakG | 0.32 | 0.05 | 0 | 0 | 0 | 0
PeakO | 0 | 0 | 0 | 0 | 0 | 0
ST | 0 | 0 | 0 | 0 | 0 | 0
STOG | 0 | 0 | 0 | 0 | 0 | 0
STWD | 0 | 0 | 0 | 0 | 0 | 0
WT | 0.01 | 1.04 | 1.83 | 2.42 | 2.54 | 2.89
IGCC | 0 | 0 | 0 | 0 | 0 | 0
DemandResponse | 0 | 0 | 0 | 0 | 0 | 0
IGCC-CCS | 0 | 0 | 0 | 0 | 0 | 0
WT_off | 0 | 0 | 0 | 0 | 0 | 0
PseudoUnit | 0 | 0 | 0 | 0 | 0 | 0
FixedInterchange | 0 | 0 | 0 | 0 | 0 | 0
Base VOM Costs by Reporting Type: NEISO
ReportingType | 2015 | 2020 | 2025 | 2030 | 2035 | 2040
BM | 9.41 | 5.97 | 2.99 | 2.99 | 3.36 | 3.36
CC | 122.61 | 113.55 | 103.12 | 80.13 | 135.49 | 165.41
CSP | 0 | 0 | 0 | 0 | 0 | 0
CT | 0.03 | 0.11 | 0.03 | 0 | 0.33 | 0.63
Coal | 0.12 | 0 | 0 | 0 | 0 | 0
Geo | 0 | 0 | 0 | 0 | 0 | 0
H | 0 | 0 | 0 | 0 | 0 | 0
LFG | 0.05 | 0.05 | 0.06 | 0.06 | 0.06 | 0.06
Nuc | 85.9 | 85.9 | 85.9 | 85.9 | 62.06 | 45.84
PS | 0 | 0 | 0 | 0 | 0 | 0
PV | 0 | 0.01 | 0.01 | 0.01 | 0.01 | 0.01
PeakG | 0.27 | 0.32 | 0.27 | 0.25 | 1.71 | 3.34
PeakO | 0 | 0 | 0 | 0 | 0 | 0
ST | 0 | 0 | 0 | 0 | 0 | 0
STOG | 0 | 0 | 0 | 0 | 0 | 0
STWD | 10.15 | 10.15 | 5.73 | 5.83 | 7.07 | 7.5
WT | 0.01 | 0.06 | 0.12 | 0.15 | 0.16 | 0.16
IGCC | 0 | 0 | 0 | 0 | 0 | 0
DemandResponse | 0 | 0 | 0 | 0 | 0 | 0
IGCC-CCS | 0 | 0 | 0 | 0 | 0 | 0
WT_off | 0.02 | 0.02 | 0.02 | 0.02 | 0 | 0
PseudoUnit | 0 | 0 | 0 | 0 | 0 | 0
FixedInterchange | 0 | 0 | 0 | 0 | 0 | 0
Base VOM Costs by Reporting Type: NonRTO_Midwest
ReportingType | 2015 | 2020 | 2025 | 2030 | 2035 | 2040
BM | 0 | 0 | 0 | 0 | 0 | 0
CC | 0 | 4.82 | 4.82 | 4.25 | 4.15 | 6.49
CSP | 0 | 0 | 0 | 0 | 0 | 0
CT | 0 | 0.06 | 0.06 | 0.03 | 0.06 | 0.06
Coal | 218.86 | 247.8 | 250.18 | 251.19 | 259.62 | 269.48
Geo | 0 | 0 | 0 | 0 | 0 | 0
H | 0 | 0 | 0.04 | 0.04 | 0.04 | 0.04
LFG | 0 | 0 | 0.01 | 0.01 | 0.01 | 0.01
Nuc | 0 | 0 | 0 | 0 | 0 | 0
PS | 0 | 0 | 0 | 0 | 0 | 0
PV | 0 | 0 | 0 | 0 | 0 | 0
PeakG | 0.58 | 0.78 | 0.78 | 0.23 | 0.22 | 0
PeakO | 0 | 0 | 0 | 0 | 0 | 0
ST | 0 | 0 | 0 | 0 | 0 | 0
STOG | 0 | 0 | 0 | 0 | 0 | 0
STWD | 0 | 0 | 0 | 0 | 0 | 0
WT | 0 | 0 | 0 | 0 | 0 | 0
IGCC | 0 | 0 | 0 | 0 | 0 | 0
DemandResponse | 0 | 0 | 0 | 0 | 0 | 0
IGCC-CCS | 0 | 0 | 0 | 0 | 0 | 0
WT_off | 0 | 0 | 0 | 0 | 0 | 0
PseudoUnit | 0 | 0 | 0 | 0 | 0 | 0
FixedInterchange | 0 | 0 | 0 | 0 | 0 | 0
Base VOM Costs by Reporting Type: NYISO_A-F
ReportingType | 2015 | 2020 | 2025 | 2030 | 2035 | 2040
BM | 0 | 0 | 0 | 0 | 0 | 0
CC | 25.18 | 30.77 | 29.12 | 25.4 | 41.01 | 43.2
CSP | 0 | 0 | 0 | 0 | 0 | 0
CT | 0 | 0 | 0 | 0 | 0 | 0
Coal | 0 | 0 | 0 | 0 | 0 | 0
Geo | 0 | 0 | 0 | 0 | 0 | 0
H | 0 | 0 | 0 | 0 | 0 | 0
LFG | 0.02 | 0.02 | 0.02 | 0.02 | 0.02 | 0.02
Nuc | 62.23 | 62.23 | 62.23 | 50.74 | 40 | 24.24
PS | 0 | 0 | 0 | 0 | 0 | 0
PV | 0 | 0 | 0 | 0 | 0 | 0
PeakG | 0.02 | 0.05 | 0.05 | 0.02 | 0.17 | 0.33
PeakO | 0 | 0 | 0 | 0 | 0 | 0
ST | 0 | 0 | 0 | 0 | 0 | 0
STOG | 0 | 0 | 0 | 0 | 0 | 0
STWD | 0 | 0.04 | 0.04 | 0.48 | 0.36 | 0.36
WT | 0.11 | 0.13 | 0.13 | 0.13 | 0.13 | 0.13
IGCC | 0 | 0 | 0 | 0 | 0 | 0
DemandResponse | 0 | 0 | 0 | 0 | 0 | 0
IGCC-CCS | 0 | 0 | 0 | 0 | 0 | 0
WT_off | 0 | 0 | 0 | 0 | 0 | 0
PseudoUnit | 0 | 0 | 0 | 0 | 0 | 0
FixedInterchange | 0 | 0 | 0 | 0 | 0 | 0
Base VOM Costs by Reporting Type: NYISO_G-I
ReportingType | 2015 | 2020 | 2025 | 2030 | 2035 | 2040
BM | 0 | 0 | 0 | 0 | 0 | 0
CC | 9.57 | 16.96 | 13.57 | 11.44 | 18.99 | 56.77
CSP | 0 | 0 | 0 | 0 | 0 | 0
CT | 0 | 0 | 0 | 0 | 0 | 0
Coal | 0 | 0 | 0 | 0 | 0 | 0
Geo | 0 | 0 | 0 | 0 | 0 | 0
H | 0 | 0 | 0 | 0 | 0 | 0
LFG | 0.01 | 0.01 | 0.01 | 0.01 | 0.01 | 0.01
Nuc | 37.82 | 37.82 | 37.82 | 37.82 | 18.96 | 0.01
PS | 0 | 0 | 0 | 0 | 0 | 0
PV | 0 | 0 | 0 | 0 | 0 | 0
PeakG | 0 | 0 | 0 | 0 | 0 | 0
PeakO | 0 | 0 | 0 | 0 | 0 | 0
ST | 0 | 0 | 0 | 0 | 0 | 0
STOG | 0 | 0 | 0 | 0 | 0 | 0
STWD | 0 | 0 | 0 | 0 | 0 | 0
WT | 0 | 0 | 0 | 0 | 0 | 0
IGCC | 0 | 0 | 0 | 0 | 0 | 0
DemandResponse | 0 | 0 | 0 | 0 | 0 | 0
IGCC-CCS | 0 | 0 | 0 | 0 | 0 | 0
WT_off | 0 | 0 | 0 | 0 | 0 | 0
PseudoUnit | 0 | 0 | 0 | 0 | 0 | 0
FixedInterchange | 0 | 0 | 0 | 0 | 0 | 0
Base VOM Costs by Reporting Type: NYISO_J-K
ReportingType | 2015 | 2020 | 2025 | 2030 | 2035 | 2040
BM | 0 | 0 | 0 | 0 | 0 | 0
CC | 62.41 | 74.89 | 67.06 | 68.85 | 78.76 | 88.25
CSP | 0 | 0 | 0 | 0 | 0 | 0
CT | 0 | 0 | 0 | 0.03 | 6.76 | 14.88
Coal | 0 | 0 | 0 | 0 | 0 | 0
Geo | 0 | 0 | 0 | 0 | 0 | 0
H | 0 | 0 | 0 | 0 | 0 | 0
LFG | 0.01 | 0.01 | 0.01 | 0.02 | 0.02 | 0.02
Nuc | 0 | 0 | 0 | 0 | 0 | 0
PS | 0 | 0 | 0 | 0 | 0 | 0
PV | 0 | 0 | 0 | 0 | 0 | 0
PeakG | 0.44 | 2.65 | 2.65 | 2.65 | 5.18 | 5.18
PeakO | 0 | 0 | 0 | 0 | 0 | 0
ST | 0 | 0 | 0 | 0 | 0 | 0
STOG | 1.49 | 3.06 | 3.86 | 2.08 | 3.86 | 3.86
STWD | 0 | 0 | 0 | 0 | 0 | 0
WT | 0 | 0 | 0 | 0 | 0 | 0
IGCC | 0 | 0 | 0 | 0 | 0 | 0
DemandResponse | 0 | 0 | 0 | 0 | 0 | 0
IGCC-CCS | 0 | 0 | 0 | 0 | 0 | 0
WT_off | 0 | 0 | 0 | 0 | 0 | 0
PseudoUnit | 0 | 0 | 0 | 0 | 0 | 0
FixedInterchange | 0 | 0 | 0 | 0 | 0 | 0
Base VOM Costs by Reporting Type: PJM_E
ReportingType | 2015 | 2020 | 2025 | 2030 | 2035 | 2040
BM | 0.03 | 1.12 | 1.12 | 1.12 | 1.12 | 1.12
CC | 78.38 | 136.97 | 129.53 | 90.46 | 157.73 | 140.45
CSP | 0 | 0 | 0 | 0 | 0 | 0
CT | 0 | 0.01 | 0.01 | 0.03 | 19.53 | 21.94
Coal | 1.35 | 0.74 | 0.74 | 0.74 | 0.88 | 0.88
Geo | 0 | 0 | 0 | 0 | 0 | 0
H | 0 | 0 | 0 | 0 | 0 | 0
LFG | 0.04 | 0.05 | 0.05 | 0.05 | 0.05 | 0.05
Nuc | 157.37 | 146 | 146 | 146 | 104.88 | 83.17
PS | 0 | 0 | 0 | 0 | 0 | 0
PV | 0 | 0 | 0 | 0 | 0 | 0
PeakG | 0.19 | 0.67 | 3.64 | 2.92 | 7.81 | 7.81
PeakO | 0 | 0 | 0 | 0 | 0 | 0
ST | 0 | 0 | 0 | 0 | 0 | 0
STOG | 0.64 | 1.22 | 1.22 | 1.22 | 2.38 | 2.38
STWD | 0 | 0 | 0 | 0 | 0 | 0
WT | 0.02 | 0.02 | 0.02 | 0.02 | 0.02 | 0.02
IGCC | 0 | 0 | 0 | 0 | 0 | 0
DemandResponse | 0 | 0 | 0 | 0 | 0 | 0
IGCC-CCS | 0 | 0 | 0 | 0 | 0 | 0
WT_off | 0 | 0 | 0.04 | 0.04 | 0.04 | 0.04
PseudoUnit | 0 | 0 | 0 | 0 | 0 | 0
FixedInterchange | 0 | 0 | 0 | 0 | 0 | 0
Base VOM Costs by Reporting Type: PJM_ROM
ReportingType | 2015 | 2020 | 2025 | 2030 | 2035 | 2040
BM | 0.02 | 0.67 | 0.67 | 0.67 | 0.67 | 0.67
CC | 38.38 | 68.87 | 64.95 | 46.88 | 279.26 | 592.17
CSP | 0 | 0 | 0 | 0 | 0 | 0
CT | 0 | 0.01 | 0.02 | 0.02 | 0.06 | 0.06
Coal | 186.67 | 231.45 | 237.71 | 240.9 | 243.44 | 243.44
Geo | 0 | 0 | 0 | 0 | 0 | 0
H | 0 | 0 | 0.03 | 0.03 | 0.03 | 0.03
LFG | 0.03 | 0.05 | 0.05 | 0.05 | 0.05 | 0.05
Nuc | 93.13 | 93.13 | 93.13 | 93.13 | 61.1 | 44.47
PS | 0 | 0 | 0 | 0 | 0 | 0
PV | 0 | 0.03 | 0.04 | 0.05 | 0.05 | 0.05
PeakG | 0 | 0.4 | 0.4 | 0.4 | 1.27 | 2.42
PeakO | 0 | 0 | 0 | 0 | 0 | 0
ST | 0 | 0 | 0 | 0 | 0 | 0
STOG | 1.64 | 3.21 | 3.21 | 3.21 | 3.36 | 5.06
STWD | 0.86 | 1.16 | 1.16 | 1.16 | 1.16 | 1.16
WT | 0.03 | 0.05 | 0.18 | 0.19 | 0.19 | 0.19
IGCC | 0 | 0 | 0 | 0 | 0 | 0
DemandResponse | 0 | 0 | 0 | 0 | 0 | 0
IGCC-CCS | 0 | 0 | 0 | 0 | 0 | 0
WT_off | 0 | 0 | 0 | 0 | 0 | 0
PseudoUnit | 0 | 0 | 0 | 0 | 0 | 0
FixedInterchange | 0 | 0 | 0 | 0 | 0 | 0
Base VOM Costs by Reporting Type: PJM_ROR
ReportingType | 2015 | 2020 | 2025 | 2030 | 2035 | 2040
BM | 0 | 14.36 | 12.13 | 14.36 | 12.13 | 6.08
CC | 189.02 | 186.49 | 170.05 | 100.41 | 104.73 | 93.15
CSP | 0 | 0 | 0 | 0 | 0 | 0
CT | 0.03 | 0.06 | 0.06 | 0.03 | 0.03 | 0.03
Coal | 1331.02 | 1156.27 | 1156.63 | 1157.81 | 1166.86 | 1174.13
Geo | 0 | 0 | 0 | 0 | 0 | 0
H | 0 | 0.03 | 0.03 | 0.03 | 0.03 | 0.03
LFG | 0.05 | 0.07 | 0.09 | 0.09 | 0.09 | 0.09
Nuc | 370.54 | 370.54 | 370.54 | 354.51 | 275.46 | 185.16
PS | 0 | 0 | 0 | 0 | 0 | 0
PV | 0 | 0 | 0 | 0 | 0 | 0
PeakG | 11.69 | 13.03 | 12.77 | 12.04 | 10.07 | 7.75
PeakO | 0 | 0 | 0 | 0 | 0 | 0
ST | 0 | 0 | 0 | 0 | 0 | 0
STOG | 1.9 | 1.9 | 1.9 | 1.9 | 1.9 | 1.9
STWD | 0.19 | 3.23 | 3.23 | 3.23 | 3.23 | 3.23
WT | 0.31 | 0.31 | 0.31 | 0.35 | 0.4 | 0.47
IGCC | 0 | 0 | 0 | 0 | 0 | 0
DemandResponse | 0 | 0 | 0 | 0 | 0 | 0
IGCC-CCS | 0 | 0 | 0 | 0 | 0 | 0
WT_off | 0 | 0 | 0 | 0 | 0 | 0
PseudoUnit | 0 | 0 | 0 | 0 | 0 | 0
FixedInterchange | 0 | 0 | 0 | 0 | 0 | 0
Base VOM Costs by Reporting Type: SOCO
ReportingType | 2015 | 2020 | 2025 | 2030 | 2035 | 2040
BM | 0 | 0.19 | 0.19 | 0.76 | 0.72 | 0.6
CC | 319.14 | 322.02 | 309.46 | 259.66 | 254.07 | 235.7
CSP | 0 | 0 | 0 | 0 | 0 | 0
CT | 0 | 0 | 0 | 0 | 0 | 0
Coal | 360.73 | 403.41 | 445.9 | 466.41 | 481.23 | 728.83
Geo | 0 | 0 | 0 | 0 | 0 | 0
H | 0 | 0 | 0 | 0 | 0 | 0
LFG | 0 | 0 | 0.01 | 0.01 | 0.01 | 0.01
Nuc | 108.01 | 143 | 143 | 143 | 143 | 94.09
PS | 0 | 0 | 0 | 0 | 0 | 0
PV | 0 | 0 | 0 | 0 | 0 | 0
PeakG | 5.84 | 9.47 | 9.36 | 9.85 | 11.3 | 12.27
PeakO | 0 | 0 | 0 | 0 | 0 | 0
ST | 0 | 0 | 0 | 0 | 0 | 0
STOG | 0 | 0 | 0 | 0 | 0 | 0
STWD | 0 | 1.64 | 1.79 | 6.35 | 6.84 | 5.69
WT | 0 | 0 | 0 | 0 | 0 | 0
IGCC | 0 | 0 | 0 | 0 | 0 | 0
DemandResponse | 0 | 0 | 0 | 0 | 0 | 0
IGCC-CCS | 0 | 0 | 0 | 0 | 0 | 0
WT_off | 0 | 0 | 0 | 0 | 0 | 0
PseudoUnit | 0 | 0 | 0 | 0 | 0 | 0
FixedInterchange | 0 | 0 | 0 | 0 | 0 | 0
Base VOM Costs by Reporting Type: SPP_N
ReportingType | 2015 | 2020 | 2025 | 2030 | 2035 | 2040
BM | 0 | 0 | 0 | 0 | 0 | 0
CC | 18.17 | 3.9 | 2.27 | 1.27 | 2.27 | 2.27
CSP | 0 | 0 | 0 | 0 | 0 | 0
CT | 0 | 0 | 0 | 0 | 0 | 0
Coal | 226.74 | 223.4 | 189.81 | 133.31 | 156.2 | 157.99
Geo | 0 | 0 | 0 | 0 | 0 | 0
H | 0 | 0 | 0 | 0 | 0 | 0
LFG | 0 | 0 | 0 | 0.01 | 0.01 | 0.01
Nuc | 21.45 | 21.45 | 21.45 | 21.45 | 21.45 | 21.45
PS | 0 | 0 | 0 | 0 | 0 | 0
PV | 0 | 0 | 0 | 0 | 0 | 0
PeakG | 0.08 | 0 | 0 | 0 | 0 | 0
PeakO | 0 | 0 | 0 | 0 | 0 | 0
ST | 0 | 0 | 0 | 0 | 0 | 0
STOG | 0.47 | 0.02 | 0 | 0 | 0 | 0
STWD | 0 | 0 | 0 | 0 | 0 | 0
WT | 0.05 | 0.05 | 0.05 | 1.12 | 1.2 | 1.21
IGCC | 0 | 0 | 0 | 0 | 0 | 0
DemandResponse | 0 | 0 | 0 | 0 | 0 | 0
IGCC-CCS | 0 | 0 | 0 | 0 | 0 | 0
WT_off | 0 | 0 | 0 | 0 | 0 | 0
PseudoUnit | 0 | 0 | 0 | 0 | 0 | 0
FixedInterchange | 0 | 0 | 0 | 0 | 0 | 0
Base VOM Costs by Reporting Type: SPP_S
ReportingType | 2015 | 2020 | 2025 | 2030 | 2035 | 2040
BM | 0 | 0 | 0 | 0 | 0 | 0
CC | 100.4 | 46.89 | 24.26 | 14.5 | 18.44 | 17.99
CSP | 0 | 0 | 0 | 0 | 0 | 0
CT | 0 | 0.07 | 0 | 0 | 0 | 0
Coal | 366.28 | 281.64 | 137.04 | 56.44 | 103.23 | 123
Geo | 0 | 0 | 0 | 0 | 0 | 0
H | 0 | 0 | 0 | 0 | 0 | 0
LFG | 0 | 0 | 0 | 0.01 | 0.01 | 0.01
Nuc | 0 | 0 | 0 | 0 | 0 | 0
PS | 0 | 0 | 0 | 0 | 0 | 0
PV | 0 | 0 | 0 | 0 | 0 | 0
PeakG | 0 | 0.02 | 0 | 0 | 0 | 0
PeakO | 0 | 0 | 0 | 0 | 0 | 0
ST | 0 | 0 | 0 | 0 | 0 | 0
STOG | 7.02 | 7.4 | 3.81 | 0.66 | 1.38 | 1.78
STWD | 0 | 0.13 | 0.07 | 0.07 | 0.07 | 0.13
WT | 0.11 | 0.12 | 1.43 | 2.15 | 2.15 | 2.15
IGCC | 0 | 0 | 0 | 0 | 0 | 0
DemandResponse | 0 | 0 | 0 | 0 | 0 | 0
IGCC-CCS | 0 | 0 | 0 | 0 | 0 | 0
WT_off | 0 | 0 | 0 | 0 | 0 | 0
PseudoUnit | 0 | 0 | 0 | 0 | 0 | 0
FixedInterchange | 0 | 0 | 0 | 0 | 0 | 0
Base VOM Costs by Reporting Type: TVA
ReportingType | 2015 | 2020 | 2025 | 2030 | 2035 | 2040
BM | 0 | 0 | 0 | 0 | 0 | 0
CC | 59.42 | 65.55 | 70.63 | 104.2 | 103.59 | 82.71
CSP | 0 | 0 | 0 | 0 | 0 | 0
CT | 0 | 1.16 | 1.05 | 1.93 | 1.93 | 1.93
Coal | 320.2 | 329.68 | 332.55 | 332.45 | 354.53 | 383.05
Geo | 0 | 0 | 0 | 0 | 0 | 0
H | 0 | 0 | 0 | 0 | 0 | 0
LFG | 0 | 0 | 0.01 | 0.01 | 0.01 | 0.01
Nuc | 152.12 | 152.12 | 152.12 | 152.12 | 105.66 | 82.02
PS | 0 | 0 | 0 | 0 | 0 | 0
PV | 0 | 0 | 0 | 0 | 0 | 0
PeakG | 0 | 0 | 0 | 0 | 0 | 0
PeakO | 0 | 0 | 0 | 0 | 0 | 0
ST | 0 | 0 | 0 | 0 | 0 | 0
STOG | 0 | 0 | 0 | 0 | 0 | 0
STWD | 0 | 0.01 | 0.01 | 0.08 | 0.07 | 0.07
WT | 0 | 0 | 0 | 0 | 0 | 0
IGCC | 0 | 0 | 0 | 0 | 0 | 0
DemandResponse | 0 | 0 | 0 | 0 | 0 | 0
IGCC-CCS | 0 | 0 | 0 | 0 | 0 | 0
WT_off | 0 | 0 | 0 | 0 | 0 | 0
PseudoUnit | 0 | 0 | 0 | 0 | 0 | 0
FixedInterchange | 0 | 0 | 0 | 0 | 0 | 0
Base VOM Costs by Reporting Type: TVA_Transmission
ReportingType | 2015 | 2020 | 2025 | 2030 | 2035 | 2040
BM | 0 | 0 | 0 | 0 | 0 | 0
CC | 0 | 0 | 0 | 0 | 0 | 0
CSP | 0 | 0 | 0 | 0 | 0 | 0
CT | 0 | 0 | 0 | 0 | 0 | 0
Coal | 0 | 0 | 0 | 0 | 0 | 0
Geo | 0 | 0 | 0 | 0 | 0 | 0
H | 0 | 0 | 0 | 0 | 0 | 0
LFG | 0 | 0 | 0 | 0 | 0 | 0
Nuc | 0 | 0 | 0 | 0 | 0 | 0
PS | 0 | 0 | 0 | 0 | 0 | 0
PV | 0 | 0 | 0 | 0 | 0 | 0
PeakG | 0 | 0 | 0 | 0 | 0 | 0
PeakO | 0 | 0 | 0 | 0 | 0 | 0
ST | 0 | 0 | 0 | 0 | 0 | 0
STOG | 0 | 0 | 0 | 0 | 0 | 0
STWD | 0 | 0 | 0 | 0 | 0 | 0
WT | 0 | 0 | 0 | 0 | 0 | 0
IGCC | 0 | 0 | 0 | 0 | 0 | 0
DemandResponse | 0 | 0 | 0 | 0 | 0 | 0
IGCC-CCS | 0 | 0 | 0 | 0 | 0 | 0
WT_off | 0 | 0 | 0 | 0 | 0 | 0
PseudoUnit | 0 | 0 | 0 | 0 | 0 | 0
FixedInterchange | 0 | 0 | 0 | 0 | 0 | 0
Base VOM Costs by Reporting Type: VACAR
ReportingType | 2015 | 2020 | 2025 | 2030 | 2035 | 2040
BM | 0.03 | 8.65 | 31.8 | 34.04 | 40.88 | 46.51
CC | 176.92 | 226.84 | 198.13 | 139.65 | 246.03 | 314.25
CSP | 0 | 0 | 0 | 0 | 0 | 0
CT | 0.07 | 0.41 | 0.16 | 0.12 | 0.13 | 3.19
Coal | 321.16 | 334.73 | 376.95 | 380.03 | 437.11 | 452.93
Geo | 0 | 0 | 0 | 0 | 0 | 0
H | 0 | 0 | 0 | 0 | 0 | 0
LFG | 0.01 | 0.01 | 0.01 | 0.01 | 0.01 | 0.01
Nuc | 211.36 | 248.42 | 248.42 | 248.42 | 188.36 | 154
PS | 0 | 0 | 0 | 0 | 0 | 0
PV | 0 | 0 | 0 | 0 | 0 | 0
PeakG | 0 | 0.37 | 0 | 0 | 0 | 0.2
PeakO | 0 | 0 | 0 | 0 | 0 | 0
ST | 0 | 0 | 0 | 0 | 0 | 0
STOG | 0 | 0 | 0 | 0 | 0 | 0
STWD | 4.67 | 4.67 | 4.67 | 4.67 | 4.67 | 4.67
WT | 0 | 0.08 | 0.08 | 0.08 | 0.08 | 0.08
IGCC | 0 | 0 | 0 | 0 | 0 | 0
DemandResponse | 0 | 0 | 0 | 0 | 0 | 0
IGCC-CCS | 0 | 0 | 0 | 0 | 0 | 0
WT_off | 0 | 0 | 0 | 0 | 0 | 0
PseudoUnit | 0 | 0 | 0 | 0 | 0 | 0
FixedInterchange | 0 | 0 | 0 | 0 | 0 | 0
Base VOM Costs by Reporting Type: IESO
ReportingType | 2015 | 2020 | 2025 | 2030 | 2035 | 2040
BM | 0 | 0 | 0 | 0 | 0 | 0
CC | 5.75 | 9.72 | 6.28 | 4.8 | 21.19 | 67.34
CSP | 0 | 0 | 0 | 0 | 0 | 0
CT | 0 | 0 | 0 | 0 | 0 | 0
Coal | 0 | 0 | 0 | 0 | 0 | 0
Geo | 0 | 0 | 0 | 0 | 0 | 0
H | 0 | 0 | 0 | 0 | 0 | 0.02
LFG | 0.01 | 0.01 | 0.01 | 0.01 | 0.01 | 0.01
Nuc | 240.73 | 240.73 | 240.73 | 240.73 | 221.68 | 193.2
PS | 0 | 0 | 0 | 0 | 0 | 0
PV | 0 | 0 | 0 | 0 | 0 | 0
PeakG | 0 | 0 | 0 | 0 | 0 | 0
PeakO | 0 | 0 | 0 | 0 | 0 | 0
ST | 0 | 0 | 0 | 0 | 0 | 0
STOG | 0 | 0 | 0 | 0 | 0 | 0
STWD | 0 | 0 | 0 | 0 | 0 | 0
WT | 0.09 | 0.09 | 0.09 | 0.09 | 0.04 | 0.04
IGCC | 0 | 0 | 0 | 0 | 0 | 0
DemandResponse | 0 | 0 | 0 | 0 | 0 | 0
IGCC-CCS | 0 | 0 | 0 | 0 | 0 | 0
WT_off | 0 | 0 | 0 | 0 | 0 | 0
PseudoUnit | 0 | 0 | 0 | 0 | 0 | 0
FixedInterchange | 0 | 0 | 0 | 0 | 0 | 0
Base VOM Costs by Reporting Type: MAPP_CA
ReportingType | 2015 | 2020 | 2025 | 2030 | 2035 | 2040
BM | 0 | 0 | 0 | 0 | 0 | 0
CC | 3.44 | 2.26 | 1.34 | 0.19 | 0.19 | 0.34
CSP | 0 | 0 | 0 | 0 | 0 | 0
CT | 0 | 0 | 0 | 0 | 0 | 0
Coal | 1.26 | 1.97 | 0.09 | 0 | 0 | 0
Geo | 0 | 0 | 0 | 0 | 0 | 0
H | 0 | 0.05 | 0.15 | 0.32 | 0.32 | 0.32
LFG | 0 | 0 | 0 | 0 | 0 | 0
Nuc | 0 | 0 | 0 | 0 | 0 | 0
PS | 0 | 0 | 0 | 0 | 0 | 0
PV | 0 | 0 | 0 | 0 | 0 | 0
PeakG | 0.04 | 0 | 0 | 0 | 0 | 0
PeakO | 0 | 0 | 0 | 0 | 0 | 0
ST | 0 | 0 | 0 | 0 | 0 | 0
STOG | 0 | 0 | 0 | 0 | 0 | 0
STWD | 0 | 0 | 0 | 0 | 0 | 0
WT | 0.02 | 0.02 | 0.02 | 0.02 | 0.02 | 0.02
IGCC | 0 | 0 | 0 | 0 | 0 | 0
DemandResponse | 0 | 0 | 0 | 0 | 0 | 0
IGCC-CCS | 0 | 0 | 0 | 0 | 0 | 0
WT_off | 0 | 0 | 0 | 0 | 0 | 0
PseudoUnit | 0 | 0 | 0 | 0 | 0 | 0
FixedInterchange | 0 | 0 | 0 | 0 | 0 | 0
Base VOM Costs by Reporting Type: AZ_NM_SNV_Coal
ReportingType | 2015 | 2020 | 2025 | 2030 | 2035 | 2040
BM | 0 | 0 | 0 | 0 | 0 | 0
CC | 0 | 0 | 0 | 0 | 0 | 0
CSP | 0 | 0 | 0 | 0 | 0 | 0
CT | 0 | 0 | 0 | 0 | 0 | 0
Coal | 294.02 | 324.69 | 324.69 | 324.69 | 390.36 | 691.08
Geo | 0 | 0 | 0 | 0 | 0 | 0
H | 0 | 0 | 0 | 0 | 0 | 0
LFG | 0 | 0 | 0 | 0 | 0 | 0
Nuc | 0 | 0 | 0 | 0 | 0 | 0
PS | 0 | 0 | 0 | 0 | 0 | 0
PV | 0 | 0 | 0 | 0 | 0 | 0
PeakG | 0 | 0 | 0 | 0 | 0 | 0
PeakO | 0 | 0 | 0 | 0 | 0 | 0
ST | 0 | 0 | 0 | 0 | 0 | 0
STOG | 0 | 0 | 0 | 0 | 0 | 0
STWD | 0 | 0 | 0 | 0 | 0 | 0
WT | 0 | 0 | 0 | 0 | 0 | 0
IGCC | 0 | 0 | 0 | 0 | 0 | 0
DemandResponse | 0 | 0 | 0 | 0 | 0 | 0
IGCC-CCS | 0 | 0 | 0 | 0 | 0 | 0
WT_off | 0 | 0 | 0 | 0 | 0 | 0
PseudoUnit | 0 | 0 | 0 | 0 | 0 | 0
FixedInterchange | 0 | 0 | 0 | 0 | 0 | 0
Base VOM Costs by Reporting Type: AZ_NM_SNV_Gas
ReportingType | 2015 | 2020 | 2025 | 2030 | 2035 | 2040
BM | 0 | 0 | 0 | 0 | 0 | 0
CC | 254.16 | 309.01 | 307.78 | 409.1 | 408.46 | 378.23
CSP | 0 | 0 | 0 | 0 | 0 | 0
CT | 0 | 0 | 1.43 | 2.78 | 0 | 0
Coal | 0 | 0 | 0 | 0 | 0 | 0
Geo | 0 | 0 | 0 | 0 | 0 | 0
H | 0 | 0 | 0 | 0 | 0 | 0
LFG | 0 | 0 | 0 | 0 | 0 | 0
Nuc | 0 | 0 | 0 | 0 | 0 | 0
PS | 0 | 0 | 0 | 0 | 0 | 0
PV | 0 | 0 | 0 | 0 | 0 | 0
PeakG | 0 | 0 | 2.12 | 3.6 | 4.24 | 0
PeakO | 0 | 0 | 0 | 0 | 0 | 0
ST | 0 | 0 | 0 | 0 | 0 | 0
STOG | 0 | 0 | 0 | 0 | 0 | 0
STWD | 0 | 0 | 0 | 0 | 0 | 0
WT | 0 | 0 | 0 | 0 | 0 | 0
IGCC | 0 | 0 | 0 | 0 | 0 | 0
DemandResponse | 0 | 0 | 0 | 0 | 0 | 0
IGCC-CCS | 0 | 0 | 0 | 0 | 0 | 0
WT_off | 0 | 0 | 0 | 0 | 0 | 0
PseudoUnit | 0 | 0 | 0 | 0 | 0 | 0
FixedInterchange | 0 | 0 | 0 | 0 | 0 | 0
Base VOM Costs by Reporting Type: AZ_NM_SNV_NucRenew
ReportingType | 2015 | 2020 | 2025 | 2030 | 2035 | 2040
BM | 0 | 0 | 0 | 0 | 0 | 0
CC | 0 | 0 | 0 | 0 | 0 | 0
CSP | 0 | 0 | 0 | 0 | 0 | 0
CT | 0 | 0 | 0 | 0 | 0 | 0
Coal | 0 | 0 | 0 | 0 | 0 | 0
Geo | 0 | 0 | 116.31 | 116.31 | 116.31 | 116.31
H | 0 | 0 | 0 | 0 | 0 | 0
LFG | 0 | 0 | 0.01 | 0.01 | 0.01 | 0.01
Nuc | 71.66 | 71.66 | 71.66 | 71.66 | 71.66 | 71.66
PS | 0 | 0 | 0 | 0 | 0 | 0
PV | 0 | 0 | 0 | 0 | 0 | 0
PeakG | 0 | 0 | 0 | 0 | 0 | 0
PeakO | 0 | 0 | 0 | 0 | 0 | 0
ST | 0.01 | 0.03 | 0.04 | 0.04 | 0.04 | 0.04
STOG | 0 | 0 | 0 | 0 | 0 | 0
STWD | 0.43 | 0.43 | 0.43 | 0.43 | 0.43 | 0.43
WT | 0.02 | 0.02 | 0.03 | 0.04 | 0.04 | 0.04
IGCC | 0 | 0 | 0 | 0 | 0 | 0
DemandResponse | 0 | 0 | 0 | 0 | 0 | 0
IGCC-CCS | 0 | 0 | 0 | 0 | 0 | 0
WT_off | 0 | 0 | 0 | 0 | 0 | 0
PseudoUnit | 0 | 0 | 0 | 0 | 0 | 0
FixedInterchange | 0 | 0 | 0 | 0 | 0 | 0
Base VOM Costs by Reporting Type: ERCOT
ReportingType | 2015 | 2020 | 2025 | 2030 | 2035 | 2040
BM | 0 | 0.77 | 0.49 | 68.87 | 71.26 | 75.61
CC | 338.17 | 295.12 | 235.94 | 193.75 | 218.89 | 265.37
CSP | 0 | 0 | 0 | 0 | 0 | 0
CT | 0 | 0 | 0 | 0 | 0 | 0
Coal | 470.07 | 548.64 | 572.59 | 574.55 | 581.35 | 586.04
Geo | 0 | 0 | 0 | 0 | 0 | 0
H | 0 | 0 | 0 | 0.02 | 0.02 | 0.02
LFG | 0.01 | 0.01 | 0.04 | 0.04 | 0.04 | 0.04
Nuc | 94.14 | 94.14 | 94.14 | 94.14 | 94.14 | 94.14
PS | 0 | 0 | 0 | 0 | 0 | 0
PV | 0 | 0 | 0 | 0 | 0 | 0
PeakG | 0 | 0 | 0 | 0 | 0 | 0
PeakO | 0 | 0 | 0 | 0 | 0 | 0
ST | 0 | 0 | 0 | 0 | 0 | 0
STOG | 11.58 | 12.27 | 11.82 | 10.23 | 9.87 | 8.79
STWD | 0 | 0 | 0 | 0 | 0 | 0
WT | 0.32 | 0.58 | 0.87 | 1.05 | 1.08 | 1.12
IGCC | 0 | 0 | 0 | 0 | 0 | 0
DemandResponse | 0 | 0 | 0 | 0 | 0 | 0
IGCC-CCS | 0 | 0 | 0 | 0 | 0 | 0
WT_off | 0 | 0 | 0 | 0 | 0 | 0
PseudoUnit | 0 | 0 | 0 | 0 | 0 | 0
FixedInterchange | 0 | 0 | 0 | 0 | 0 | 0
Base VOM Costs by Reporting Type: NP15
ReportingType | 2015 | 2020 | 2025 | 2030 | 2035 | 2040
BM | 0 | 0 | 0 | 0 | 0 | 0
CC | 91.83 | 95 | 74.38 | 58.84 | 37.27 | 14.37
CSP | 0 | 0 | 0 | 0 | 0 | 0
CT | 0 | 0 | 0 | 0 | 0 | 0
Coal | 0.81 | 0 | 0 | 0 | 0 | 0
Geo | 0.11 | 13.44 | 48.23 | 48.23 | 48.23 | 48.23
H | 0 | 0 | 0 | 0 | 0 | 0
LFG | 0.01 | 0.06 | 0.06 | 0.06 | 0.06 | 0.06
Nuc | 42.53 | 42.53 | 42.53 | 42.53 | 42.53 | 42.53
PS | 0 | 0 | 0 | 0 | 0 | 0
PV | 0 | 0 | 0 | 0 | 0 | 0
PeakG | 0 | 0 | 0 | 0 | 0 | 0.04
PeakO | 0 | 0 | 0 | 0 | 0 | 0
ST | 0 | 0 | 0 | 0 | 0 | 0
STOG | 0.31 | 0.41 | 0.17 | 0.34 | 0.21 | 0.38
STWD | 7.35 | 7.35 | 7.35 | 7.35 | 7.35 | 7.35
WT | 0.04 | 0.04 | 0.29 | 0.36 | 0.36 | 0.36
IGCC | 0 | 0 | 0 | 0 | 0 | 0
DemandResponse | 0 | 0 | 0 | 0 | 0 | 0
IGCC-CCS | 0 | 0 | 0 | 0 | 0 | 0
WT_off | 0 | 0 | 0 | 0 | 0 | 0
PseudoUnit | 0 | 0 | 0 | 0 | 0 | 0
FixedInterchange | 0 | 0 | 0 | 0 | 0 | 0
Base VOM Costs by Reporting Type: NWPP_Coal
ReportingType | 2015 | 2020 | 2025 | 2030 | 2035 | 2040
BM | 0 | 0 | 0 | 0 | 0 | 0
CC | 0 | 0 | 0 | 0 | 0 | 0
CSP | 0 | 0 | 0 | 0 | 0 | 0
CT | 0 | 0 | 0 | 0 | 0 | 0
Coal | 368.81 | 406.83 | 406.83 | 406.83 | 406.83 | 406.83
Geo | 0 | 0 | 0 | 0 | 0 | 0
H | 0 | 0 | 0 | 0 | 0 | 0
LFG | 0 | 0 | 0 | 0 | 0 | 0
Nuc | 0 | 0 | 0 | 0 | 0 | 0
PS | 0 | 0 | 0 | 0 | 0 | 0
PV | 0 | 0 | 0 | 0 | 0 | 0
PeakG | 0 | 0 | 0 | 0 | 0 | 0
PeakO | 0 | 0 | 0 | 0 | 0 | 0
ST | 0 | 0 | 0 | 0 | 0 | 0
STOG | 0 | 0 | 0 | 0 | 0 | 0
STWD | 0 | 0 | 0 | 0 | 0 | 0
WT | 0 | 0 | 0 | 0 | 0 | 0
IGCC | 0 | 0 | 0 | 0 | 0 | 0
DemandResponse | 0 | 0 | 0 | 0 | 0 | 0
IGCC-CCS | 0 | 0 | 0 | 0 | 0 | 0
WT_off | 0 | 0 | 0 | 0 | 0 | 0
PseudoUnit | 0 | 0 | 0 | 0 | 0 | 0
FixedInterchange | 0 | 0 | 0 | 0 | 0 | 0
Base VOM Costs by Reporting Type: NWPP_Gas
ReportingType | 2015 | 2020 | 2025 | 2030 | 2035 | 2040
BM | 0 | 0 | 0 | 0 | 0 | 0
CC | 122.48 | 122.48 | 122.48 | 205.32 | 327.2 | 332.33
CSP | 0 | 0 | 0 | 0 | 0 | 0
CT | 0 | 0 | 0 | 0 | 0 | 0
Coal | 0 | 0 | 0 | 0 | 0 | 13.92
Geo | 0 | 0 | 0 | 0 | 0 | 0
H | 0 | 0 | 0 | 0 | 0 | 0
LFG | 0 | 0 | 0 | 0 | 0 | 0
Nuc | 0 | 0 | 0 | 0 | 0 | 0
PS | 0 | 0 | 0 | 0 | 0 | 0
PV | 0 | 0 | 0 | 0 | 0 | 0
PeakG | 0 | 0 | 0 | 0 | 0 | 0
PeakO | 0 | 0 | 0 | 0 | 0 | 0
ST | 0 | 0 | 0 | 0 | 0 | 0
STOG | 0 | 0 | 0 | 0 | 0 | 0
STWD | 0 | 0 | 0 | 0 | 0 | 0
WT | 0 | 0 | 0 | 0 | 0 | 0
IGCC | 0 | 0 | 0 | 0 | 0 | 0
DemandResponse | 0 | 0 | 0 | 0 | 0 | 0
IGCC-CCS | 0 | 0 | 0 | 0 | 0 | 0
WT_off | 0 | 0 | 0 | 0 | 0 | 0
PseudoUnit | 0 | 0 | 0 | 0 | 0 | 0
FixedInterchange | 0 | 0 | 0 | 0 | 0 | 0
Base VOM Costs by Reporting Type: NWPP_NucRenew
ReportingType | 2015 | 2020 | 2025 | 2030 | 2035 | 2040
BM | 0 | 0 | 0 | 0 | 0 | 0
CC | 0 | 0 | 0 | 0 | 0 | 0
CSP | 0 | 0 | 0 | 0 | 0 | 0
CT | 0 | 0 | 0 | 0 | 0 | 0
Coal | 0 | 0 | 0 | 0 | 0 | 0
Geo | 6.93 | 6.93 | 41.74 | 41.74 | 41.74 | 41.74
H | 0 | 0 | 0 | 0 | 0 | 0
LFG | 0.01 | 0.01 | 0.03 | 0.03 | 0.03 | 0.03
Nuc | 20.91 | 20.91 | 20.91 | 20.91 | 20.91 | 20.91
PS | 0 | 0 | 0 | 0 | 0 | 0
PV | 0 | 0 | 0 | 0 | 0 | 0
PeakG | 0 | 0 | 0 | 0 | 0 | 0
PeakO | 0 | 0 | 0 | 0 | 0 | 0
ST | 0 | 0 | 0 | 0 | 0 | 0
STOG | 0 | 0 | 0 | 0 | 0 | 0
STWD | 0 | 0.19 | 2.81 | 6.31 | 6.31 | 6.31
WT | 0.19 | 0.19 | 0.19 | 0.19 | 0.19 | 0.19
IGCC | 0 | 0 | 0 | 0 | 0 | 0
DemandResponse | 0 | 0 | 0 | 0 | 0 | 0
IGCC-CCS | 0 | 0 | 0 | 0 | 0 | 0
WT_off | 0 | 0 | 0 | 0 | 0 | 0
PseudoUnit | 0 | 0 | 0 | 0 | 0 | 0
FixedInterchange | 0 | 0 | 0 | 0 | 0 | 0
Base VOM Costs by Reporting Type: RMPA
ReportingType | 2015 | 2020 | 2025 | 2030 | 2035 | 2040
BM | 0 | 0 | 0 | 0 | 0 | 0
CC | 12.01 | 18.97 | 5.54 | 7.28 | 6.03 | 6.95
CSP | 0 | 0 | 0 | 0 | 0 | 0
CT | 0 | 0 | 0 | 0 | 0 | 0
Coal | 211.72 | 226.81 | 212.27 | 212.6 | 251.23 | 291.97
Geo | 0 | 36.8 | 204.16 | 206.14 | 206.14 | 206.14
H | 0 | 0 | 0 | 0 | 0 | 0
LFG | 0 | 0 | 0 | 0 | 0 | 0
Nuc | 0 | 0 | 0 | 0 | 0 | 0
PS | 0 | 0 | 0 | 0 | 0 | 0
PV | 0 | 0 | 0 | 0 | 0 | 0
PeakG | 0.03 | 0.11 | 0 | 0.3 | 0.05 | 0.12
PeakO | 0 | 0 | 0 | 0 | 0 | 0
ST | 0 | 0.01 | 0.01 | 0.01 | 0.01 | 0.01
STOG | 0 | 0 | 0 | 0 | 0 | 0
STWD | 0 | 0 | 0 | 0 | 0 | 0
WT | 0.07 | 0.07 | 0.07 | 0.07 | 0.07 | 0.07
IGCC | 0 | 0 | 0 | 0 | 0 | 0
DemandResponse | 0 | 0 | 0 | 0 | 0 | 0
IGCC-CCS | 0 | 0 | 0 | 0 | 0 | 0
WT_off | 0 | 0 | 0 | 0 | 0 | 0
PseudoUnit | 0 | 0 | 0 | 0 | 0 | 0
FixedInterchange | 0 | 0 | 0 | 0 | 0 | 0
Base VOM Costs by Reporting Type: SP15
ReportingType | 2015 | 2020 | 2025 | 2030 | 2035 | 2040
BM | 0.22 | 0.22 | 0.22 | 0.22 | 0.16 | 0.14
CC | 59.99 | 61.16 | 54.39 | 47.47 | 43.97 | 23.2
CSP | 0 | 0 | 0 | 0 | 0 | 0
CT | 0 | 0 | 0 | 0 | 0 | 0
Coal | 2.89 | 3.19 | 3.19 | 2.83 | 0 | 0
Geo | 4.1 | 120.4 | 120.4 | 120.4 | 120.4 | 120.4
H | 0 | 0 | 0 | 0 | 0 | 0
LFG | 0.02 | 0.07 | 0.07 | 0.07 | 0.07 | 0.07
Nuc | 41.61 | 41.61 | 41.61 | 41.61 | 41.61 | 41.61
PS | 0 | 0 | 0 | 0 | 0 | 0
PV | 0 | 0 | 0 | 0 | 0 | 0
PeakG | 0 | 0 | 0 | 0 | 0.03 | 0
PeakO | 0 | 0 | 0 | 0 | 0 | 0
ST | 0.02 | 0.02 | 0.02 | 0.02 | 0.02 | 0.02
STOG | 0.52 | 0.83 | 0.55 | 0.94 | 1.9 | 1.15
STWD | 1.98 | 1.98 | 1.98 | 1.98 | 1.98 | 1.98
WT | 0.07 | 0.07 | 0.07 | 0.07 | 0.07 | 0.07
IGCC | 0 | 0 | 0 | 0 | 0 | 0
DemandResponse | 0 | 0 | 0 | 0 | 0 | 0
IGCC-CCS | 0 | 0 | 0 | 0 | 0 | 0
WT_off | 0 | 0 | 0 | 0 | 0 | 0
PseudoUnit | 0 | 0 | 0 | 0 | 0 | 0
FixedInterchange | 0 | 0 | 0 | 0 | 0 | 0
Base VOM Costs by Reporting Type: ALB
ReportingType | 2015 | 2020 | 2025 | 2030 | 2035 | 2040
BM | 0 | 0 | 0 | 0 | 0 | 0
CC | 47.54 | 61.01 | 82.49 | 98.44 | 125.28 | 144.59
CSP | 0 | 0 | 0 | 0 | 0 | 0
CT | 0 | 0 | 0 | 0 | 0 | 0
Coal | 167.67 | 167.67 | 167.67 | 167.67 | 167.67 | 167.67
Geo | 0 | 0 | 0 | 0 | 0 | 0
H | 0 | 0 | 0 | 0 | 0 | 0
LFG | 0 | 0 | 0 | 0 | 0 | 0
Nuc | 0 | 0 | 0 | 0 | 0 | 0
PS | 0 | 0 | 0 | 0 | 0 | 0
PV | 0 | 0 | 0 | 0 | 0 | 0
PeakG | 0 | 0 | 0 | 0 | 0 | 0
PeakO | 0 | 0 | 0 | 0 | 0 | 0
ST | 0 | 0 | 0 | 0 | 0 | 0
STOG | 0 | 0 | 0 | 0 | 0 | 0
STWD | 0 | 0 | 0 | 0 | 0 | 0
WT | 0.02 | 0.02 | 0.02 | 0.02 | 0.02 | 0.02
IGCC | 0 | 0 | 0 | 0 | 0 | 0
DemandResponse | 0 | 0 | 0 | 0 | 0 | 0
IGCC-CCS | 0 | 0 | 0 | 0 | 0 | 0
WT_off | 0 | 0 | 0 | 0 | 0 | 0
PseudoUnit | 0 | 0 | 0 | 0 | 0 | 0
FixedInterchange | 0 | 0 | 0 | 0 | 0 | 0
Base VOM Costs by Reporting Type: BC
ReportingType | 2015 | 2020 | 2025 | 2030 | 2035 | 2040
BM | 0 | 0 | 0 | 0 | 0 | 0
CC | 34.39 | 38.93 | 52.35 | 69.95 | 88.18 | 105.94
CSP | 0 | 0 | 0 | 0 | 0 | 0
CT | 0 | 0 | 0 | 0 | 0 | 0
Coal | 0 | 0 | 0 | 0 | 0 | 0
Geo | 0 | 0 | 0 | 0 | 0 | 0
H | 0 | 0 | 0 | 0 | 0 | 0
LFG | 0 | 0 | 0 | 0 | 0 | 0
Nuc | 0 | 0 | 0 | 0 | 0 | 0
PS | 0 | 0 | 0 | 0 | 0 | 0
PV | 0 | 0 | 0 | 0 | 0 | 0
PeakG | 0 | 0 | 0 | 0 | 0 | 0
PeakO | 0 | 0 | 0 | 0 | 0 | 0
ST | 0 | 0 | 0 | 0 | 0 | 0
STOG | 0 | 0 | 0 | 0 | 0 | 0
STWD | 0 | 0 | 0 | 0 | 0 | 0
WT | 0.01 | 0.01 | 0.01 | 0.01 | 0.01 | 0.01
IGCC | 0 | 0 | 0 | 0 | 0 | 0
DemandResponse | 0 | 0 | 0 | 0 | 0 | 0
IGCC-CCS | 0 | 0 | 0 | 0 | 0 | 0
WT_off | 0 | 0 | 0 | 0 | 0 | 0
PseudoUnit | 0 | 0 | 0 | 0 | 0 | 0
FixedInterchange | 0 | 0 | 0 | 0 | 0 | 0
Base VOM Costs by Reporting Type: HQ_IESO
ReportingType | 2015 | 2020 | 2025 | 2030 | 2035 | 2040
BM | 0 | 0 | 0 | 0 | 0 | 0
CC | 0 | 0 | 0 | 0 | 0 | 0
CSP | 0 | 0 | 0 | 0 | 0 | 0
CT | 0 | 0 | 0 | 0 | 0 | 0
Coal | 0 | 0 | 0 | 0 | 0 | 0
Geo | 0 | 0 | 0 | 0 | 0 | 0
H | 0 | 0 | 0 | 0 | 0 | 0
LFG | 0 | 0 | 0 | 0 | 0 | 0
Nuc | 0 | 0 | 0 | 0 | 0 | 0
PS | 0 | 0 | 0 | 0 | 0 | 0
PV | 0 | 0 | 0 | 0 | 0 | 0
PeakG | 0 | 0 | 0 | 0 | 0 | 0
PeakO | 0 | 0 | 0 | 0 | 0 | 0
ST | 0 | 0 | 0 | 0 | 0 | 0
STOG | 0 | 0 | 0 | 0 | 0 | 0
STWD | 0 | 0 | 0 | 0 | 0 | 0
WT | 0 | 0 | 0 | 0 | 0 | 0
IGCC | 0 | 0 | 0 | 0 | 0 | 0
DemandResponse | 0 | 0 | 0 | 0 | 0 | 0
IGCC-CCS | 0 | 0 | 0 | 0 | 0 | 0
WT_off | 0 | 0 | 0 | 0 | 0 | 0
PseudoUnit | 0 | 0 | 0 | 0 | 0 | 0
FixedInterchange | 0 | 0 | 0 | 0 | 0 | 0
Base VOM Costs by Reporting Type: HQ_NEISO
ReportingType | 2015 | 2020 | 2025 | 2030 | 2035 | 2040
BM | 0 | 0 | 0 | 0 | 0 | 0
CC | 0 | 0 | 0 | 0 | 0 | 0
CSP | 0 | 0 | 0 | 0 | 0 | 0
CT | 0 | 0 | 0 | 0 | 0 | 0
Coal | 0 | 0 | 0 | 0 | 0 | 0
Geo | 0 | 0 | 0 | 0 | 0 | 0
H | 0 | 0 | 0 | 0 | 0 | 0
LFG | 0 | 0 | 0 | 0 | 0 | 0
Nuc | 0 | 0 | 0 | 0 | 0 | 0
PS | 0 | 0 | 0 | 0 | 0 | 0
PV | 0 | 0 | 0 | 0 | 0 | 0
PeakG | 0 | 0 | 0 | 0 | 0 | 0
PeakO | 0 | 0 | 0 | 0 | 0 | 0
ST | 0 | 0 | 0 | 0 | 0 | 0
STOG | 0 | 0 | 0 | 0 | 0 | 0
STWD | 0 | 0 | 0 | 0 | 0 | 0
WT | 0 | 0 | 0 | 0 | 0 | 0
IGCC | 0 | 0 | 0 | 0 | 0 | 0
DemandResponse | 0 | 0 | 0 | 0 | 0 | 0
IGCC-CCS | 0 | 0 | 0 | 0 | 0 | 0
WT_off | 0 | 0 | 0 | 0 | 0 | 0
PseudoUnit | 0 | 0 | 0 | 98.25 | 104.55 | 98.84
FixedInterchange | 0 | 0 | 0 | 0 | 0 | 0
Base VOM Costs by Reporting Type: HQ_NY
ReportingType | 2015 | 2020 | 2025 | 2030 | 2035 | 2040
BM | 0 | 0 | 0 | 0 | 0 | 0
CC | 0 | 0 | 0 | 0 | 0 | 0
CSP | 0 | 0 | 0 | 0 | 0 | 0
CT | 0 | 0 | 0 | 0 | 0 | 0
Coal | 0 | 0 | 0 | 0 | 0 | 0
Geo | 0 | 0 | 0 | 0 | 0 | 0
H | 0 | 0 | 0 | 0 | 0 | 0
LFG | 0 | 0 | 0 | 0 | 0 | 0
Nuc | 0 | 0 | 0 | 0 | 0 | 0
PS | 0 | 0 | 0 | 0 | 0 | 0
PV | 0 | 0 | 0 | 0 | 0 | 0
PeakG | 0 | 0 | 0 | 0 | 0 | 0
PeakO | 0 | 0 | 0 | 0 | 0 | 0
ST | 0 | 0 | 0 | 0 | 0 | 0
STOG | 0 | 0 | 0 | 0 | 0 | 0
STWD | 0 | 0 | 0 | 0 | 0 | 0
WT | 0 | 0 | 0 | 0 | 0 | 0
IGCC | 0 | 0 | 0 | 0 | 0 | 0
DemandResponse | 0 | 0 | 0 | 0 | 0 | 0
IGCC-CCS | 0 | 0 | 0 | 0 | 0 | 0
WT_off | 0 | 0 | 0 | 0 | 0 | 0
PseudoUnit | 0 | 42.14 | 110.99 | 115.41 | 122.81 | 116.1
FixedInterchange | 0 | 0 | 0 | 0 | 0 | 0
Base VOM Costs by Reporting Type: MARITIMES
ReportingType | 2015 | 2020 | 2025 | 2030 | 2035 | 2040
BM | 0 | 0 | 0 | 0 | 0 | 0
CC | 0 | 0 | 0 | 0 | 0 | 0
CSP | 0 | 0 | 0 | 0 | 0 | 0
CT | 0 | 0 | 0 | 0 | 0 | 0
Coal | 0 | 0 | 0 | 0 | 0 | 0
Geo | 0 | 0 | 0 | 0 | 0 | 0
H | 0 | 0 | 0 | 0 | 0 | 0
LFG | 0 | 0 | 0 | 0 | 0 | 0
Nuc | 0 | 0 | 0 | 0 | 0 | 0
PS | 0 | 0 | 0 | 0 | 0 | 0
PV | 0 | 0 | 0 | 0 | 0 | 0
PeakG | 0 | 0 | 0 | 0 | 0 | 0
PeakO | 0 | 0 | 0 | 0 | 0 | 0
ST | 0 | 0 | 0 | 0 | 0 | 0
STOG | 0 | 0 | 0 | 0 | 0 | 0
STWD | 0 | 0 | 0 | 0 | 0 | 0
WT | 0 | 0 | 0 | 0 | 0 | 0
IGCC | 0 | 0 | 0 | 0 | 0 | 0
DemandResponse | 0 | 0 | 0 | 0 | 0 | 0
IGCC-CCS | 0 | 0 | 0 | 0 | 0 | 0
WT_off | 0 | 0 | 0 | 0 | 0 | 0
PseudoUnit | 0 | 19.52 | 18.9 | 19.65 | 20.91 | 19.77
FixedInterchange | 0 | 0 | 0 | 0 | 0 | 0
Base VOM Costs by Reporting Type: All
ReportingType | 2015 | 2020 | 2025 | 2030 | 2035 | 2040
BM | 9.71 | 31.96 | 49.61 | 123.04 | 130.3 | 134.08
CC | 2793.23 | 3051.42 | 2725.66 | 2572.1 | 3462.17 | 4032.01
CSP | 0 | 0 | 0 | 0 | 0 | 0
CT | 5.48 | 18.43 | 23.88 | 15.75 | 64.81 | 85.06
Coal | 6906.89 | 6894.95 | 6768.56 | 6574.98 | 7042.99 | 7776.42
Geo | 11.14 | 177.58 | 530.84 | 532.83 | 532.83 | 532.83
H | 0 | 0.1 | 0.27 | 0.46 | 0.46 | 0.48
LFG | 0.38 | 0.54 | 0.73 | 0.79 | 0.79 | 0.79
Nuc | 2164.81 | 2225.48 | 2225.48 | 2197.96 | 1706.52 | 1342.12
PS | 0 | 0 | 0 | 0 | 0 | 0
PV | 0.02 | 0.06 | 0.08 | 0.08 | 0.08 | 0.09
PeakG | 26.55 | 36.29 | 41.92 | 38.32 | 46.51 | 43.15
PeakO | 0 | 0 | 0 | 0 | 0 | 0
ST | 0.03 | 0.06 | 0.07 | 0.07 | 0.07 | 0.07
STOG | 37.67 | 42.02 | 37.9 | 30.96 | 35.91 | 34.55
STWD | 26.12 | 43.96 | 37.7 | 47.3 | 48.56 | 47.72
WT | 2.03 | 3.56 | 6.54 | 9.4 | 9.83 | 10.3
IGCC | 30.43 | 30.43 | 30.43 | 30.43 | 30.43 | 30.43
DemandResponse | 0 | 0 | 0 | 0 | 0 | 0
IGCC-CCS | 0 | 0 | 0 | 0 | 0 | 0
WT_off | 0.02 | 0.02 | 0.06 | 0.06 | 0.04 | 0.04
PseudoUnit | 0 | 61.66 | 129.88 | 233.31 | 248.27 | 234.71
FixedInterchange | 0 | 0 | 0 | 0 | 0 | 0
Base VOM Costs by Reporting Type: EI_US
ReportingType | 2015 | 2020 | 2025 | 2030 | 2035 | 2040
BM | 9.49 | 30.96 | 48.89 | 53.94 | 58.88 | 58.33
CC | 1823.46 | 2037.75 | 1782.69 | 1476.97 | 2185.5 | 2693.35
CSP | 0 | 0 | 0 | 0 | 0 | 0
CT | 5.48 | 18.43 | 22.46 | 12.96 | 64.81 | 85.06
Coal | 5389.62 | 5215.14 | 5081.23 | 4885.81 | 5245.56 | 5618.9
Geo | 0 | 0 | 0 | 0 | 0 | 0
H | 0 | 0.05 | 0.12 | 0.12 | 0.12 | 0.12
LFG | 0.32 | 0.38 | 0.52 | 0.57 | 0.57 | 0.57
Nuc | 1653.22 | 1713.9 | 1713.9 | 1686.38 | 1213.99 | 878.06
PS | 0 | 0 | 0 | 0 | 0 | 0
PV | 0 | 0.05 | 0.07 | 0.07 | 0.07 | 0.07
PeakG | 26.48 | 36.19 | 39.81 | 34.42 | 42.19 | 42.99
PeakO | 0 | 0 | 0 | 0 | 0 | 0
ST | 0 | 0 | 0 | 0 | 0 | 0
STOG | 25.25 | 28.51 | 25.35 | 19.44 | 23.94 | 24.24
STWD | 16.35 | 34 | 25.13 | 31.23 | 32.49 | 31.64
WT | 1.2 | 2.46 | 4.89 | 7.49 | 7.95 | 8.37
IGCC | 30.43 | 30.43 | 30.43 | 30.43 | 30.43 | 30.43
DemandResponse | 0 | 0 | 0 | 0 | 0 | 0
IGCC-CCS | 0 | 0 | 0 | 0 | 0 | 0
WT_off | 0.02 | 0.02 | 0.06 | 0.06 | 0.04 | 0.04
PseudoUnit | 0 | 61.66 | 129.88 | 233.31 | 248.27 | 234.71
FixedInterchange | 0 | 0 | 0 | 0 | 0 | 0
Base VOM Costs by Reporting Type: EI_Canada
ReportingType | 2015 | 2020 | 2025 | 2030 | 2035 | 2040
BM | 0 | 0 | 0 | 0 | 0 | 0
CC | 9.19 | 11.99 | 7.62 | 4.99 | 21.38 | 67.68
CSP | 0 | 0 | 0 | 0 | 0 | 0
CT | 0 | 0 | 0 | 0 | 0 | 0
Coal | 1.26 | 1.97 | 0.09 | 0 | 0 | 0
Geo | 0 | 0 | 0 | 0 | 0 | 0
H | 0 | 0.05 | 0.15 | 0.32 | 0.32 | 0.34
LFG | 0.01 | 0.01 | 0.01 | 0.01 | 0.01 | 0.01
Nuc | 240.73 | 240.73 | 240.73 | 240.73 | 221.68 | 193.2
PS | 0 | 0 | 0 | 0 | 0 | 0
PV | 0 | 0 | 0 | 0 | 0 | 0
PeakG | 0.04 | 0 | 0 | 0 | 0 | 0
PeakO | 0 | 0 | 0 | 0 | 0 | 0
ST | 0 | 0 | 0 | 0 | 0 | 0
STOG | 0 | 0 | 0 | 0 | 0 | 0
STWD | 0 | 0 | 0 | 0 | 0 | 0
WT | 0.11 | 0.11 | 0.11 | 0.11 | 0.05 | 0.05
IGCC | 0 | 0 | 0 | 0 | 0 | 0
DemandResponse | 0 | 0 | 0 | 0 | 0 | 0
IGCC-CCS | 0 | 0 | 0 | 0 | 0 | 0
WT_off | 0 | 0 | 0 | 0 | 0 | 0
PseudoUnit | 0 | 0 | 0 | 0 | 0 | 0
FixedInterchange | 0 | 0 | 0 | 0 | 0 | 0
Base VOM Costs by Reporting Type: EI
ReportingType | 2015 | 2020 | 2025 | 2030 | 2035 | 2040
BM | 9.49 | 30.96 | 48.89 | 53.94 | 58.88 | 58.33
CC | 1832.65 | 2049.74 | 1790.31 | 1481.96 | 2206.89 | 2761.04
CSP | 0 | 0 | 0 | 0 | 0 | 0
CT | 5.48 | 18.43 | 22.46 | 12.96 | 64.81 | 85.06
Coal | 5390.89 | 5217.11 | 5081.32 | 4885.81 | 5245.56 | 5618.9
Geo | 0 | 0 | 0 | 0 | 0 | 0
H | 0 | 0.1 | 0.27 | 0.44 | 0.44 | 0.46
LFG | 0.33 | 0.4 | 0.53 | 0.58 | 0.58 | 0.58
Nuc | 1893.95 | 1954.63 | 1954.63 | 1927.11 | 1435.67 | 1071.27
PS | 0 | 0 | 0 | 0 | 0 | 0
PV | 0.01 | 0.05 | 0.07 | 0.07 | 0.07 | 0.08
PeakG | 26.52 | 36.19 | 39.81 | 34.42 | 42.19 | 42.99
PeakO | 0 | 0 | 0 | 0 | 0 | 0
ST | 0 | 0 | 0 | 0 | 0 | 0
STOG | 25.25 | 28.51 | 25.35 | 19.44 | 23.94 | 24.24
STWD | 16.35 | 34 | 25.13 | 31.23 | 32.49 | 31.64
WT | 1.31 | 2.57 | 5 | 7.6 | 8 | 8.42
IGCC | 30.43 | 30.43 | 30.43 | 30.43 | 30.43 | 30.43
DemandResponse | 0 | 0 | 0 | 0 | 0 | 0
IGCC-CCS | 0 | 0 | 0 | 0 | 0 | 0
WT_off | 0.02 | 0.02 | 0.06 | 0.06 | 0.04 | 0.04
PseudoUnit | 0 | 61.66 | 129.88 | 233.31 | 248.27 | 234.71
FixedInterchange | 0 | 0 | 0 | 0 | 0 | 0
Base VOM Costs by Reporting Type: Outside_EI
ReportingType | 2015 | 2020 | 2025 | 2030 | 2035 | 2040
BM | 0.22 | 0.99 | 0.71 | 69.09 | 71.43 | 75.75
CC | 960.58 | 1001.68 | 935.35 | 1090.14 | 1255.29 | 1270.98
CSP | 0 | 0 | 0 | 0 | 0 | 0
CT | 0 | 0 | 1.43 | 2.78 | 0 | 0
Coal | 1516.01 | 1677.84 | 1687.24 | 1689.18 | 1797.44 | 2157.51
Geo | 11.13 | 177.57 | 530.84 | 532.83 | 532.83 | 532.83
H | 0 | 0 | 0 | 0.02 | 0.02 | 0.02
LFG | 0.05 | 0.14 | 0.2 | 0.2 | 0.2 | 0.2
Nuc | 270.85 | 270.85 | 270.85 | 270.85 | 270.85 | 270.85
PS | 0 | 0 | 0 | 0 | 0 | 0
PV | 0.01 | 0.01 | 0.01 | 0.01 | 0.01 | 0.01
PeakG | 0.03 | 0.11 | 2.12 | 3.9 | 4.32 | 0.16
PeakO | 0 | 0 | 0 | 0 | 0 | 0
ST | 0.03 | 0.06 | 0.07 | 0.07 | 0.07 | 0.07
STOG | 12.42 | 13.5 | 12.54 | 11.51 | 11.97 | 10.31
STWD | 9.77 | 9.96 | 12.57 | 16.07 | 16.07 | 16.07
WT | 0.72 | 0.98 | 1.53 | 1.8 | 1.83 | 1.87
IGCC | 0 | 0 | 0 | 0 | 0 | 0
DemandResponse | 0 | 0 | 0 | 0 | 0 | 0
IGCC-CCS | 0 | 0 | 0 | 0 | 0 | 0
WT_off | 0 | 0 | 0 | 0 | 0 | 0
PseudoUnit | 0 | 0 | 0 | 0 | 0 | 0
FixedInterchange | 0 | 0 | 0 | 0 | 0 | 0
#9 | Retrofit VOM Costs ($million)
Retrofit VOM Costs by Reporting Type: Entergy
ReportingType | 2015 | 2020 | 2025 | 2030 | 2035 | 2040
BM | 0 | 0 | 0 | 0 | 0 | 0
CC | 0 | 0 | 0 | 0 | 0 | 0
CSP | 0 | 0 | 0 | 0 | 0 | 0
CT | 0 | 0 | 0 | 0 | 0 | 0
Coal | 15.01 | 323.86 | 260.99 | 237.03 | 352.52 | 402.16
Geo | 0 | 0 | 0 | 0 | 0 | 0
H | 0 | 0 | 0 | 0 | 0 | 0
LFG | 0 | 0 | 0 | 0 | 0 | 0
Nuc | 0 | 0 | 0 | 0 | 0 | 0
PS | 0 | 0 | 0 | 0 | 0 | 0
PV | 0 | 0 | 0 | 0 | 0 | 0
PeakG | 0 | 0 | 0 | 0 | 0 | 0
PeakO | 0 | 0 | 0 | 0 | 0 | 0
ST | 0 | 0 | 0 | 0 | 0 | 0
STOG | 0 | 0 | 0 | 0 | 0 | 0
STWD | 0 | 0 | 0 | 0 | 0 | 0
WT | 0 | 0 | 0 | 0 | 0 | 0
IGCC | 0 | 0 | 0 | 0 | 0 | 0
DemandResponse | 0 | 0 | 0 | 0 | 0 | 0
IGCC-CCS | 0 | 0 | 0 | 0 | 0 | 0
WT_off | 0 | 0 | 0 | 0 | 0 | 0
PseudoUnit | 0 | 0 | 0 | 0 | 0 | 0
FixedInterchange | 0 | 0 | 0 | 0 | 0 | 0
Retrofit VOM Costs by Reporting Type: FRCC
ReportingType | 2015 | 2020 | 2025 | 2030 | 2035 | 2040
BM | 0 | 0 | 0 | 0 | 0 | 0
CC | 0 | 0 | 0 | 0 | 0 | 0
CSP | 0 | 0 | 0 | 0 | 0 | 0
CT | 0 | 0 | 0 | 0 | 0 | 0
Coal | 237.31 | 281.55 | 287.15 | 299.72 | 309.24 | 309.24
Geo | 0 | 0 | 0 | 0 | 0 | 0
H | 0 | 0 | 0 | 0 | 0 | 0
LFG | 0 | 0 | 0 | 0 | 0 | 0
Nuc | 0 | 0 | 0 | 0 | 0 | 0
PS | 0 | 0 | 0 | 0 | 0 | 0
PV | 0 | 0 | 0 | 0 | 0 | 0
PeakG | 0 | 0 | 0 | 0 | 0 | 0
PeakO | 0 | 0 | 0 | 0 | 0 | 0
ST | 0 | 0 | 0 | 0 | 0 | 0
STOG | 0 | 0 | 0 | 0 | 0 | 0
STWD | 0 | 0 | 0 | 0 | 0 | 0
WT | 0 | 0 | 0 | 0 | 0 | 0
IGCC | 0 | 0 | 0 | 0 | 0 | 0
DemandResponse | 0 | 0 | 0 | 0 | 0 | 0
IGCC-CCS | 0 | 0 | 0 | 0 | 0 | 0
WT_off | 0 | 0 | 0 | 0 | 0 | 0
PseudoUnit | 0 | 0 | 0 | 0 | 0 | 0
FixedInterchange | 0 | 0 | 0 | 0 | 0 | 0
Retrofit VOM Costs by Reporting Type: MAPP_US
ReportingType | 2015 | 2020 | 2025 | 2030 | 2035 | 2040
BM | 0 | 0 | 0 | 0 | 0 | 0
CC | 0 | 0 | 0 | 0 | 0 | 0
CSP | 0 | 0 | 0 | 0 | 0 | 0
CT | 0 | 0 | 0 | 0 | 0 | 0
Coal | 94.43 | 98.64 | 98.64 | 73.9 | 91.08 | 98.64
Geo | 0 | 0 | 0 | 0 | 0 | 0
H | 0 | 0 | 0 | 0 | 0 | 0
LFG | 0 | 0 | 0 | 0 | 0 | 0
Nuc | 0 | 0 | 0 | 0 | 0 | 0
PS | 0 | 0 | 0 | 0 | 0 | 0
PV | 0 | 0 | 0 | 0 | 0 | 0
PeakG | 0 | 0 | 0 | 0 | 0 | 0
PeakO | 0 | 0 | 0 | 0 | 0 | 0
ST | 0 | 0 | 0 | 0 | 0 | 0
STOG | 0 | 0 | 0 | 0 | 0 | 0
STWD | 0 | 0 | 0 | 0 | 0 | 0
WT | 0 | 0 | 0 | 0 | 0 | 0
IGCC | 0 | 0 | 0 | 0 | 0 | 0
DemandResponse | 0 | 0 | 0 | 0 | 0 | 0
IGCC-CCS | 0 | 0 | 0 | 0 | 0 | 0
WT_off | 0 | 0 | 0 | 0 | 0 | 0
PseudoUnit | 0 | 0 | 0 | 0 | 0 | 0
FixedInterchange | 0 | 0 | 0 | 0 | 0 | 0
Retrofit VOM Costs by Reporting Type: MISO_IN
ReportingType | 2015 | 2020 | 2025 | 2030 | 2035 | 2040
BM | 0 | 0 | 0 | 0 | 0 | 0
CC | 0 | 0 | 0 | 0 | 0 | 0
CSP | 0 | 0 | 0 | 0 | 0 | 0
CT | 0 | 0 | 0 | 0 | 0 | 0
Coal | 329.13 | 496.63 | 506.12 | 477.52 | 541.42 | 567.53
Geo | 0 | 0 | 0 | 0 | 0 | 0
H | 0 | 0 | 0 | 0 | 0 | 0
LFG | 0 | 0 | 0 | 0 | 0 | 0
Nuc | 0 | 0 | 0 | 0 | 0 | 0
PS | 0 | 0 | 0 | 0 | 0 | 0
PV | 0 | 0 | 0 | 0 | 0 | 0
PeakG | 0 | 0 | 0 | 0 | 0 | 0
PeakO | 0 | 0 | 0 | 0 | 0 | 0
ST | 0 | 0 | 0 | 0 | 0 | 0
STOG | 0 | 0 | 0 | 0 | 0 | 0
STWD | 0 | 0 | 0 | 0 | 0 | 0
WT | 0 | 0 | 0 | 0 | 0 | 0
IGCC | 0 | 0 | 0 | 0 | 0 | 0
DemandResponse | 0 | 0 | 0 | 0 | 0 | 0
IGCC-CCS | 0 | 0 | 0 | 0 | 0 | 0
WT_off | 0 | 0 | 0 | 0 | 0 | 0
PseudoUnit | 0 | 0 | 0 | 0 | 0 | 0
FixedInterchange | 0 | 0 | 0 | 0 | 0 | 0
Retrofit VOM Costs by Reporting Type: MISO_MI
ReportingType | 2015 | 2020 | 2025 | 2030 | 2035 | 2040
BM | 0 | 0 | 0 | 0 | 0 | 0
CC | 0 | 0 | 0 | 0 | 0 | 0
CSP | 0 | 0 | 0 | 0 | 0 | 0
CT | 0 | 0 | 0 | 0 | 0 | 0
Coal | 54.45 | 180.78 | 174.72 | 166.58 | 182.9 | 182.9
Geo | 0 | 0 | 0 | 0 | 0 | 0
H | 0 | 0 | 0 | 0 | 0 | 0
LFG | 0 | 0 | 0 | 0 | 0 | 0
Nuc | 0 | 0 | 0 | 0 | 0 | 0
PS | 0 | 0 | 0 | 0 | 0 | 0
PV | 0 | 0 | 0 | 0 | 0 | 0
PeakG | 0 | 0 | 0 | 0 | 0 | 0
PeakO | 0 | 0 | 0 | 0 | 0 | 0
ST | 0 | 0 | 0 | 0 | 0 | 0
STOG | 0 | 0 | 0 | 0 | 0 | 0
STWD | 0 | 0 | 0 | 0 | 0 | 0
WT | 0 | 0 | 0 | 0 | 0 | 0
IGCC | 0 | 0 | 0 | 0 | 0 | 0
DemandResponse | 0 | 0 | 0 | 0 | 0 | 0
IGCC-CCS | 0 | 0 | 0 | 0 | 0 | 0
WT_off | 0 | 0 | 0 | 0 | 0 | 0
PseudoUnit | 0 | 0 | 0 | 0 | 0 | 0
FixedInterchange | 0 | 0 | 0 | 0 | 0 | 0
Retrofit VOM Costs by Reporting Type: MISO_MO-IL
ReportingType | 2015 | 2020 | 2025 | 2030 | 2035 | 2040
BM | 0 | 0 | 0 | 0 | 0 | 0
CC | 0 | 0 | 0 | 0 | 0 | 0
CSP | 0 | 0 | 0 | 0 | 0 | 0
CT | 0 | 0 | 0 | 0 | 0 | 0
Coal | 130.6 | 397.71 | 373.42 | 356.46 | 449.09 | 480.32
Geo | 0 | 0 | 0 | 0 | 0 | 0
H | 0 | 0 | 0 | 0 | 0 | 0
LFG | 0 | 0 | 0 | 0 | 0 | 0
Nuc | 0 | 0 | 0 | 0 | 0 | 0
PS | 0 | 0 | 0 | 0 | 0 | 0
PV | 0 | 0 | 0 | 0 | 0 | 0
PeakG | 0 | 0 | 0 | 0 | 0 | 0
PeakO | 0 | 0 | 0 | 0 | 0 | 0
ST | 0 | 0 | 0 | 0 | 0 | 0
STOG | 0 | 0 | 0 | 0 | 0 | 0
STWD | 0 | 0 | 0 | 0 | 0 | 0
WT | 0 | 0 | 0 | 0 | 0 | 0
IGCC | 0 | 0 | 0 | 0 | 0 | 0
DemandResponse | 0 | 0 | 0 | 0 | 0 | 0
IGCC-CCS | 0 | 0 | 0 | 0 | 0 | 0
WT_off | 0 | 0 | 0 | 0 | 0 | 0
PseudoUnit | 0 | 0 | 0 | 0 | 0 | 0
FixedInterchange | 0 | 0 | 0 | 0 | 0 | 0
Retrofit VOM Costs by Reporting Type: MISO_W
ReportingType | 2015 | 2020 | 2025 | 2030 | 2035 | 2040
BM | 0 | 0 | 0 | 0 | 0 | 0
CC | 0 | 0 | 0 | 0 | 0 | 0
CSP | 0 | 0 | 0 | 0 | 0 | 0
CT | 0 | 0 | 0 | 0 | 0 | 0
Coal | 147.32 | 410.13 | 404.19 | 329.74 | 390.55 | 394.04
Geo | 0 | 0 | 0 | 0 | 0 | 0
H | 0 | 0 | 0 | 0 | 0 | 0
LFG | 0 | 0 | 0 | 0 | 0 | 0
Nuc | 0 | 0 | 0 | 0 | 0 | 0
PS | 0 | 0 | 0 | 0 | 0 | 0
PV | 0 | 0 | 0 | 0 | 0 | 0
PeakG | 0 | 0 | 0 | 0 | 0 | 0
PeakO | 0 | 0 | 0 | 0 | 0 | 0
ST | 0 | 0 | 0 | 0 | 0 | 0
STOG | 0 | 0 | 0 | 0 | 0 | 0
STWD | 0 | 0 | 0 | 0 | 0 | 0
WT | 0 | 0 | 0 | 0 | 0 | 0
IGCC | 0 | 0 | 0 | 0 | 0 | 0
DemandResponse | 0 | 0 | 0 | 0 | 0 | 0
IGCC-CCS | 0 | 0 | 0 | 0 | 0 | 0
WT_off | 0 | 0 | 0 | 0 | 0 | 0
PseudoUnit | 0 | 0 | 0 | 0 | 0 | 0
FixedInterchange | 0 | 0 | 0 | 0 | 0 | 0
Retrofit VOM Costs by Reporting Type: MISO_WUMS
ReportingType | 2015 | 2020 | 2025 | 2030 | 2035 | 2040
BM | 0 | 0 | 0 | 0 | 0 | 0
CC | 0 | 0 | 0 | 0 | 0 | 0
CSP | 0 | 0 | 0 | 0 | 0 | 0
CT | 0 | 0 | 0 | 0 | 0 | 0
Coal | 97.59 | 151.21 | 151.21 | 135.8 | 169.42 | 174.16
Geo | 0 | 0 | 0 | 0 | 0 | 0
H | 0 | 0 | 0 | 0 | 0 | 0
LFG | 0 | 0 | 0 | 0 | 0 | 0
Nuc | 0 | 0 | 0 | 0 | 0 | 0
PS | 0 | 0 | 0 | 0 | 0 | 0
PV | 0 | 0 | 0 | 0 | 0 | 0
PeakG | 0 | 0 | 0 | 0 | 0 | 0
PeakO | 0 | 0 | 0 | 0 | 0 | 0
ST | 0 | 0 | 0 | 0 | 0 | 0
STOG | 0 | 0 | 0 | 0 | 0 | 0
STWD | 0 | 0 | 0 | 0 | 0 | 0
WT | 0 | 0 | 0 | 0 | 0 | 0
IGCC | 0 | 0 | 0 | 0 | 0 | 0
DemandResponse | 0 | 0 | 0 | 0 | 0 | 0
IGCC-CCS | 0 | 0 | 0 | 0 | 0 | 0
WT_off | 0 | 0 | 0 | 0 | 0 | 0
PseudoUnit | 0 | 0 | 0 | 0 | 0 | 0
FixedInterchange | 0 | 0 | 0 | 0 | 0 | 0
Retrofit VOM Costs by Reporting Type: Nebraska
ReportingType | 2015 | 2020 | 2025 | 2030 | 2035 | 2040
BM | 0 | 0 | 0 | 0 | 0 | 0
CC | 0 | 0 | 0 | 0 | 0 | 0
CSP | 0 | 0 | 0 | 0 | 0 | 0
CT | 0 | 0 | 0 | 0 | 0 | 0
Coal | 16.57 | 120.47 | 60.76 | 60.76 | 60.76 | 60.76
Geo | 0 | 0 | 0 | 0 | 0 | 0
H | 0 | 0 | 0 | 0 | 0 | 0
LFG | 0 | 0 | 0 | 0 | 0 | 0
Nuc | 0 | 0 | 0 | 0 | 0 | 0
PS | 0 | 0 | 0 | 0 | 0 | 0
PV | 0 | 0 | 0 | 0 | 0 | 0
PeakG | 0 | 0 | 0 | 0 | 0 | 0
PeakO | 0 | 0 | 0 | 0 | 0 | 0
ST | 0 | 0 | 0 | 0 | 0 | 0
STOG | 0 | 0 | 0 | 0 | 0 | 0
STWD | 0 | 0 | 0 | 0 | 0 | 0
WT | 0 | 0 | 0 | 0 | 0 | 0
IGCC | 0 | 0 | 0 | 0 | 0 | 0
DemandResponse | 0 | 0 | 0 | 0 | 0 | 0
IGCC-CCS | 0 | 0 | 0 | 0 | 0 | 0
WT_off | 0 | 0 | 0 | 0 | 0 | 0
PseudoUnit | 0 | 0 | 0 | 0 | 0 | 0
FixedInterchange | 0 | 0 | 0 | 0 | 0 | 0
Retrofit VOM Costs by Reporting Type: NEISO
ReportingType | 2015 | 2020 | 2025 | 2030 | 2035 | 2040
BM | 0 | 0 | 0 | 0 | 0 | 0
CC | 0 | 0 | 0 | 0 | 0 | 0
CSP | 0 | 0 | 0 | 0 | 0 | 0
CT | 0 | 0 | 0 | 0 | 0 | 0
Coal | 0.16 | 0 | 0 | 0 | 0 | 0
Geo | 0 | 0 | 0 | 0 | 0 | 0
H | 0 | 0 | 0 | 0 | 0 | 0
LFG | 0 | 0 | 0 | 0 | 0 | 0
Nuc | 0 | 0 | 0 | 0 | 0 | 0
PS | 0 | 0 | 0 | 0 | 0 | 0
PV | 0 | 0 | 0 | 0 | 0 | 0
PeakG | 0 | 0 | 0 | 0 | 0 | 0
PeakO | 0 | 0 | 0 | 0 | 0 | 0
ST | 0 | 0 | 0 | 0 | 0 | 0
STOG | 0 | 0 | 0 | 0 | 0 | 0
STWD | 0 | 0 | 0 | 0 | 0 | 0
WT | 0 | 0 | 0 | 0 | 0 | 0
IGCC | 0 | 0 | 0 | 0 | 0 | 0
DemandResponse | 0 | 0 | 0 | 0 | 0 | 0
IGCC-CCS | 0 | 0 | 0 | 0 | 0 | 0
WT_off | 0 | 0 | 0 | 0 | 0 | 0
PseudoUnit | 0 | 0 | 0 | 0 | 0 | 0
FixedInterchange | 0 | 0 | 0 | 0 | 0 | 0
Retrofit VOM Costs by Reporting Type: NonRTO_Midwest
ReportingType | 2015 | 2020 | 2025 | 2030 | 2035 | 2040
BM | 0 | 0 | 0 | 0 | 0 | 0
CC | 0 | 0 | 0 | 0 | 0 | 0
CSP | 0 | 0 | 0 | 0 | 0 | 0
CT | 0 | 0 | 0 | 0 | 0 | 0
Coal | 229.74 | 300.53 | 307.33 | 310.57 | 324.53 | 351.82
Geo | 0 | 0 | 0 | 0 | 0 | 0
H | 0 | 0 | 0 | 0 | 0 | 0
LFG | 0 | 0 | 0 | 0 | 0 | 0
Nuc | 0 | 0 | 0 | 0 | 0 | 0
PS | 0 | 0 | 0 | 0 | 0 | 0
PV | 0 | 0 | 0 | 0 | 0 | 0
PeakG | 0 | 0 | 0 | 0 | 0 | 0
PeakO | 0 | 0 | 0 | 0 | 0 | 0
ST | 0 | 0 | 0 | 0 | 0 | 0
STOG | 0 | 0 | 0 | 0 | 0 | 0
STWD | 0 | 0 | 0 | 0 | 0 | 0
WT | 0 | 0 | 0 | 0 | 0 | 0
IGCC | 0 | 0 | 0 | 0 | 0 | 0
DemandResponse | 0 | 0 | 0 | 0 | 0 | 0
IGCC-CCS | 0 | 0 | 0 | 0 | 0 | 0
WT_off | 0 | 0 | 0 | 0 | 0 | 0
PseudoUnit | 0 | 0 | 0 | 0 | 0 | 0
FixedInterchange | 0 | 0 | 0 | 0 | 0 | 0
Retrofit VOM Costs by Reporting Type: NYISO_A-F
ReportingType | 2015 | 2020 | 2025 | 2030 | 2035 | 2040
BM | 0 | 0 | 0 | 0 | 0 | 0
CC | 0 | 0 | 0 | 0 | 0 | 0
CSP | 0 | 0 | 0 | 0 | 0 | 0
CT | 0 | 0 | 0 | 0 | 0 | 0
Coal | 0 | 0 | 0 | 0 | 0 | 0
Geo | 0 | 0 | 0 | 0 | 0 | 0
H | 0 | 0 | 0 | 0 | 0 | 0
LFG | 0 | 0 | 0 | 0 | 0 | 0
Nuc | 0 | 0 | 0 | 0 | 0 | 0
PS | 0 | 0 | 0 | 0 | 0 | 0
PV | 0 | 0 | 0 | 0 | 0 | 0
PeakG | 0 | 0 | 0 | 0 | 0 | 0
PeakO | 0 | 0 | 0 | 0 | 0 | 0
ST | 0 | 0 | 0 | 0 | 0 | 0
STOG | 0 | 0 | 0 | 0 | 0 | 0
STWD | 0 | 0 | 0 | 0 | 0 | 0
WT | 0 | 0 | 0 | 0 | 0 | 0
IGCC | 0 | 0 | 0 | 0 | 0 | 0
DemandResponse | 0 | 0 | 0 | 0 | 0 | 0
IGCC-CCS | 0 | 0 | 0 | 0 | 0 | 0
WT_off | 0 | 0 | 0 | 0 | 0 | 0
PseudoUnit | 0 | 0 | 0 | 0 | 0 | 0
FixedInterchange | 0 | 0 | 0 | 0 | 0 | 0
Retrofit VOM Costs by Reporting Type: NYISO_G-I
ReportingType | 2015 | 2020 | 2025 | 2030 | 2035 | 2040
BM | 0 | 0 | 0 | 0 | 0 | 0
CC | 0 | 0 | 0 | 0 | 0 | 0
CSP | 0 | 0 | 0 | 0 | 0 | 0
CT | 0 | 0 | 0 | 0 | 0 | 0
Coal | 0 | 0 | 0 | 0 | 0 | 0
Geo | 0 | 0 | 0 | 0 | 0 | 0
H | 0 | 0 | 0 | 0 | 0 | 0
LFG | 0 | 0 | 0 | 0 | 0 | 0
Nuc | 0 | 0 | 0 | 0 | 0 | 0
PS | 0 | 0 | 0 | 0 | 0 | 0
PV | 0 | 0 | 0 | 0 | 0 | 0
PeakG | 0 | 0 | 0 | 0 | 0 | 0
PeakO | 0 | 0 | 0 | 0 | 0 | 0
ST | 0 | 0 | 0 | 0 | 0 | 0
STOG | 0 | 0 | 0 | 0 | 0 | 0
STWD | 0 | 0 | 0 | 0 | 0 | 0
WT | 0 | 0 | 0 | 0 | 0 | 0
IGCC | 0 | 0 | 0 | 0 | 0 | 0
DemandResponse | 0 | 0 | 0 | 0 | 0 | 0
IGCC-CCS | 0 | 0 | 0 | 0 | 0 | 0
WT_off | 0 | 0 | 0 | 0 | 0 | 0
PseudoUnit | 0 | 0 | 0 | 0 | 0 | 0
FixedInterchange | 0 | 0 | 0 | 0 | 0 | 0
Retrofit VOM Costs by Reporting Type: NYISO_J-K
ReportingType | 2015 | 2020 | 2025 | 2030 | 2035 | 2040
BM | 0 | 0 | 0 | 0 | 0 | 0
CC | 0 | 0 | 0 | 0 | 0 | 0
CSP | 0 | 0 | 0 | 0 | 0 | 0
CT | 0 | 0 | 0 | 0 | 0 | 0
Coal | 0 | 0 | 0 | 0 | 0 | 0
Geo | 0 | 0 | 0 | 0 | 0 | 0
H | 0 | 0 | 0 | 0 | 0 | 0
LFG | 0 | 0 | 0 | 0 | 0 | 0
Nuc | 0 | 0 | 0 | 0 | 0 | 0
PS | 0 | 0 | 0 | 0 | 0 | 0
PV | 0 | 0 | 0 | 0 | 0 | 0
PeakG | 0 | 0 | 0 | 0 | 0 | 0
PeakO | 0 | 0 | 0 | 0 | 0 | 0
ST | 0 | 0 | 0 | 0 | 0 | 0
STOG | 0 | 0 | 0 | 0 | 0 | 0
STWD | 0 | 0 | 0 | 0 | 0 | 0
WT | 0 | 0 | 0 | 0 | 0 | 0
IGCC | 0 | 0 | 0 | 0 | 0 | 0
DemandResponse | 0 | 0 | 0 | 0 | 0 | 0
IGCC-CCS | 0 | 0 | 0 | 0 | 0 | 0
WT_off | 0 | 0 | 0 | 0 | 0 | 0
PseudoUnit | 0 | 0 | 0 | 0 | 0 | 0
FixedInterchange | 0 | 0 | 0 | 0 | 0 | 0
Retrofit VOM Costs by Reporting Type: PJM_E
ReportingType | 2015 | 2020 | 2025 | 2030 | 2035 | 2040
BM | 0 | 0 | 0 | 0 | 0 | 0
CC | 0 | 0 | 0 | 0 | 0 | 0
CSP | 0 | 0 | 0 | 0 | 0 | 0
CT | 0 | 0 | 0 | 0 | 0 | 0
Coal | 1.8 | 0 | 0 | 0 | 0 | 0
Geo | 0 | 0 | 0 | 0 | 0 | 0
H | 0 | 0 | 0 | 0 | 0 | 0
LFG | 0 | 0 | 0 | 0 | 0 | 0
Nuc | 0 | 0 | 0 | 0 | 0 | 0
PS | 0 | 0 | 0 | 0 | 0 | 0
PV | 0 | 0 | 0 | 0 | 0 | 0
PeakG | 0 | 0 | 0 | 0 | 0 | 0
PeakO | 0 | 0 | 0 | 0 | 0 | 0
ST | 0 | 0 | 0 | 0 | 0 | 0
STOG | 0 | 0 | 0 | 0 | 0 | 0
STWD | 0 | 0 | 0 | 0 | 0 | 0
WT | 0 | 0 | 0 | 0 | 0 | 0
IGCC | 0 | 0 | 0 | 0 | 0 | 0
DemandResponse | 0 | 0 | 0 | 0 | 0 | 0
IGCC-CCS | 0 | 0 | 0 | 0 | 0 | 0
WT_off | 0 | 0 | 0 | 0 | 0 | 0
PseudoUnit | 0 | 0 | 0 | 0 | 0 | 0
FixedInterchange | 0 | 0 | 0 | 0 | 0 | 0
Retrofit VOM Costs by Reporting Type: PJM_ROM
ReportingType | 2015 | 2020 | 2025 | 2030 | 2035 | 2040
BM | 0 | 0 | 0 | 0 | 0 | 0
CC | 0 | 0 | 0 | 0 | 0 | 0
CSP | 0 | 0 | 0 | 0 | 0 | 0
CT | 0 | 0 | 0 | 0 | 0 | 0
Coal | 178.41 | 247.06 | 253.62 | 257.02 | 262.23 | 262.23
Geo | 0 | 0 | 0 | 0 | 0 | 0
H | 0 | 0 | 0 | 0 | 0 | 0
LFG | 0 | 0 | 0 | 0 | 0 | 0
Nuc | 0 | 0 | 0 | 0 | 0 | 0
PS | 0 | 0 | 0 | 0 | 0 | 0
PV | 0 | 0 | 0 | 0 | 0 | 0
PeakG | 0 | 0 | 0 | 0 | 0 | 0
PeakO | 0 | 0 | 0 | 0 | 0 | 0
ST | 0 | 0 | 0 | 0 | 0 | 0
STOG | 0 | 0 | 0 | 0 | 0 | 0
STWD | 0 | 0 | 0 | 0 | 0 | 0
WT | 0 | 0 | 0 | 0 | 0 | 0
IGCC | 0 | 0 | 0 | 0 | 0 | 0
DemandResponse | 0 | 0 | 0 | 0 | 0 | 0
IGCC-CCS | 0 | 0 | 0 | 0 | 0 | 0
WT_off | 0 | 0 | 0 | 0 | 0 | 0
PseudoUnit | 0 | 0 | 0 | 0 | 0 | 0
FixedInterchange | 0 | 0 | 0 | 0 | 0 | 0
Retrofit VOM Costs by Reporting Type: PJM_ROR
ReportingType | 2015 | 2020 | 2025 | 2030 | 2035 | 2040
BM | 0 | 0 | 0 | 0 | 0 | 0
CC | 0 | 0 | 0 | 0 | 0 | 0
CSP | 0 | 0 | 0 | 0 | 0 | 0
CT | 0 | 0 | 0 | 0 | 0 | 0
Coal | 944.19 | 1113.76 | 1114.24 | 1115.74 | 1129.05 | 1139.38
Geo | 0 | 0 | 0 | 0 | 0 | 0
H | 0 | 0 | 0 | 0 | 0 | 0
LFG | 0 | 0 | 0 | 0 | 0 | 0
Nuc | 0 | 0 | 0 | 0 | 0 | 0
PS | 0 | 0 | 0 | 0 | 0 | 0
PV | 0 | 0 | 0 | 0 | 0 | 0
PeakG | 0 | 0 | 0 | 0 | 0 | 0
PeakO | 0 | 0 | 0 | 0 | 0 | 0
ST | 0 | 0 | 0 | 0 | 0 | 0
STOG | 0 | 0 | 0 | 0 | 0 | 0
STWD | 0 | 0 | 0 | 0 | 0 | 0
WT | 0 | 0 | 0 | 0 | 0 | 0
IGCC | 0 | 0 | 0 | 0 | 0 | 0
DemandResponse | 0 | 0 | 0 | 0 | 0 | 0
IGCC-CCS | 0 | 0 | 0 | 0 | 0 | 0
WT_off | 0 | 0 | 0 | 0 | 0 | 0
PseudoUnit | 0 | 0 | 0 | 0 | 0 | 0
FixedInterchange | 0 | 0 | 0 | 0 | 0 | 0
Retrofit VOM Costs by Reporting Type: SOCO
ReportingType | 2015 | 2020 | 2025 | 2030 | 2035 | 2040
BM | 0 | 0 | 0 | 0 | 0 | 0
CC | 0 | 0 | 0 | 0 | 0 | 0
CSP | 0 | 0 | 0 | 0 | 0 | 0
CT | 0 | 0 | 0 | 0 | 0 | 0
Coal | 345.09 | 516.08 | 576.35 | 602.87 | 614.62 | 614.62
Geo | 0 | 0 | 0 | 0 | 0 | 0
H | 0 | 0 | 0 | 0 | 0 | 0
LFG | 0 | 0 | 0 | 0 | 0 | 0
Nuc | 0 | 0 | 0 | 0 | 0 | 0
PS | 0 | 0 | 0 | 0 | 0 | 0
PV | 0 | 0 | 0 | 0 | 0 | 0
PeakG | 0 | 0 | 0 | 0 | 0 | 0
PeakO | 0 | 0 | 0 | 0 | 0 | 0
ST | 0 | 0 | 0 | 0 | 0 | 0
STOG | 0 | 0 | 0 | 0 | 0 | 0
STWD | 0 | 0 | 0 | 0 | 0 | 0
WT | 0 | 0 | 0 | 0 | 0 | 0
IGCC | 0 | 0 | 0 | 0 | 0 | 0
DemandResponse | 0 | 0 | 0 | 0 | 0 | 0
IGCC-CCS | 0 | 0 | 0 | 0 | 0 | 0
WT_off | 0 | 0 | 0 | 0 | 0 | 0
PseudoUnit | 0 | 0 | 0 | 0 | 0 | 0
FixedInterchange | 0 | 0 | 0 | 0 | 0 | 0
Retrofit VOM Costs by Reporting Type: SPP_N
ReportingType | 2015 | 2020 | 2025 | 2030 | 2035 | 2040
BM | 0 | 0 | 0 | 0 | 0 | 0
CC | 0 | 0 | 0 | 0 | 0 | 0
CSP | 0 | 0 | 0 | 0 | 0 | 0
CT | 0 | 0 | 0 | 0 | 0 | 0
Coal | 173.17 | 292.45 | 216.17 | 127.35 | 151.57 | 154.75
Geo | 0 | 0 | 0 | 0 | 0 | 0
H | 0 | 0 | 0 | 0 | 0 | 0
LFG | 0 | 0 | 0 | 0 | 0 | 0
Nuc | 0 | 0 | 0 | 0 | 0 | 0
PS | 0 | 0 | 0 | 0 | 0 | 0
PV | 0 | 0 | 0 | 0 | 0 | 0
PeakG | 0 | 0 | 0 | 0 | 0 | 0
PeakO | 0 | 0 | 0 | 0 | 0 | 0
ST | 0 | 0 | 0 | 0 | 0 | 0
STOG | 0 | 0 | 0 | 0 | 0 | 0
STWD | 0 | 0 | 0 | 0 | 0 | 0
WT | 0 | 0 | 0 | 0 | 0 | 0
IGCC | 0 | 0 | 0 | 0 | 0 | 0
DemandResponse | 0 | 0 | 0 | 0 | 0 | 0
IGCC-CCS | 0 | 0 | 0 | 0 | 0 | 0
WT_off | 0 | 0 | 0 | 0 | 0 | 0
PseudoUnit | 0 | 0 | 0 | 0 | 0 | 0
FixedInterchange | 0 | 0 | 0 | 0 | 0 | 0
Retrofit VOM Costs by Reporting Type: SPP_S
ReportingType | 2015 | 2020 | 2025 | 2030 | 2035 | 2040
BM | 0 | 0 | 0 | 0 | 0 | 0
CC | 0 | 0 | 0 | 0 | 0 | 0
CSP | 0 | 0 | 0 | 0 | 0 | 0
CT | 0 | 0 | 0 | 0 | 0 | 0
Coal | 70.74 | 537.23 | 157.87 | 62.08 | 110.17 | 137.36
Geo | 0 | 0 | 0 | 0 | 0 | 0
H | 0 | 0 | 0 | 0 | 0 | 0
LFG | 0 | 0 | 0 | 0 | 0 | 0
Nuc | 0 | 0 | 0 | 0 | 0 | 0
PS | 0 | 0 | 0 | 0 | 0 | 0
PV | 0 | 0 | 0 | 0 | 0 | 0
PeakG | 0 | 0 | 0 | 0 | 0 | 0
PeakO | 0 | 0 | 0 | 0 | 0 | 0
ST | 0 | 0 | 0 | 0 | 0 | 0
STOG | 0 | 0 | 0 | 0 | 0 | 0
STWD | 0 | 0 | 0 | 0 | 0 | 0
WT | 0 | 0 | 0 | 0 | 0 | 0
IGCC | 0 | 0 | 0 | 0 | 0 | 0
DemandResponse | 0 | 0 | 0 | 0 | 0 | 0
IGCC-CCS | 0 | 0 | 0 | 0 | 0 | 0
WT_off | 0 | 0 | 0 | 0 | 0 | 0
PseudoUnit | 0 | 0 | 0 | 0 | 0 | 0
FixedInterchange | 0 | 0 | 0 | 0 | 0 | 0
Retrofit VOM Costs by Reporting Type: TVA
ReportingType | 2015 | 2020 | 2025 | 2030 | 2035 | 2040
BM | 0 | 0 | 0 | 0 | 0 | 0
CC | 0 | 0 | 0 | 0 | 0 | 0
CSP | 0 | 0 | 0 | 0 | 0 | 0
CT | 0 | 0 | 0 | 0 | 0 | 0
Coal | 231.82 | 462.3 | 471.1 | 470.74 | 478.73 | 478.73
Geo | 0 | 0 | 0 | 0 | 0 | 0
H | 0 | 0 | 0 | 0 | 0 | 0
LFG | 0 | 0 | 0 | 0 | 0 | 0
Nuc | 0 | 0 | 0 | 0 | 0 | 0
PS | 0 | 0 | 0 | 0 | 0 | 0
PV | 0 | 0 | 0 | 0 | 0 | 0
PeakG | 0 | 0 | 0 | 0 | 0 | 0
PeakO | 0 | 0 | 0 | 0 | 0 | 0
ST | 0 | 0 | 0 | 0 | 0 | 0
STOG | 0 | 0 | 0 | 0 | 0 | 0
STWD | 0 | 0 | 0 | 0 | 0 | 0
WT | 0 | 0 | 0 | 0 | 0 | 0
IGCC | 0 | 0 | 0 | 0 | 0 | 0
DemandResponse | 0 | 0 | 0 | 0 | 0 | 0
IGCC-CCS | 0 | 0 | 0 | 0 | 0 | 0
WT_off | 0 | 0 | 0 | 0 | 0 | 0
PseudoUnit | 0 | 0 | 0 | 0 | 0 | 0
FixedInterchange | 0 | 0 | 0 | 0 | 0 | 0
Retrofit VOM Costs by Reporting Type: TVA_Transmission
ReportingType | 2015 | 2020 | 2025 | 2030 | 2035 | 2040
BM | 0 | 0 | 0 | 0 | 0 | 0
CC | 0 | 0 | 0 | 0 | 0 | 0
CSP | 0 | 0 | 0 | 0 | 0 | 0
CT | 0 | 0 | 0 | 0 | 0 | 0
Coal | 0 | 0 | 0 | 0 | 0 | 0
Geo | 0 | 0 | 0 | 0 | 0 | 0
H | 0 | 0 | 0 | 0 | 0 | 0
LFG | 0 | 0 | 0 | 0 | 0 | 0
Nuc | 0 | 0 | 0 | 0 | 0 | 0
PS | 0 | 0 | 0 | 0 | 0 | 0
PV | 0 | 0 | 0 | 0 | 0 | 0
PeakG | 0 | 0 | 0 | 0 | 0 | 0
PeakO | 0 | 0 | 0 | 0 | 0 | 0
ST | 0 | 0 | 0 | 0 | 0 | 0
STOG | 0 | 0 | 0 | 0 | 0 | 0
STWD | 0 | 0 | 0 | 0 | 0 | 0
WT | 0 | 0 | 0 | 0 | 0 | 0
IGCC | 0 | 0 | 0 | 0 | 0 | 0
DemandResponse | 0 | 0 | 0 | 0 | 0 | 0
IGCC-CCS | 0 | 0 | 0 | 0 | 0 | 0
WT_off | 0 | 0 | 0 | 0 | 0 | 0
PseudoUnit | 0 | 0 | 0 | 0 | 0 | 0
FixedInterchange | 0 | 0 | 0 | 0 | 0 | 0
Retrofit VOM Costs by Reporting Type: VACAR
ReportingType | 2015 | 2020 | 2025 | 2030 | 2035 | 2040
BM | 0 | 0 | 0 | 0 | 0 | 0
CC | 0 | 0 | 0 | 0 | 0 | 0
CSP | 0 | 0 | 0 | 0 | 0 | 0
CT | 0 | 0 | 0 | 0 | 0 | 0
Coal | 298.9 | 346.4 | 394.32 | 398.48 | 467.8 | 485.95
Geo | 0 | 0 | 0 | 0 | 0 | 0
H | 0 | 0 | 0 | 0 | 0 | 0
LFG | 0 | 0 | 0 | 0 | 0 | 0
Nuc | 0 | 0 | 0 | 0 | 0 | 0
PS | 0 | 0 | 0 | 0 | 0 | 0
PV | 0 | 0 | 0 | 0 | 0 | 0
PeakG | 0 | 0 | 0 | 0 | 0 | 0
PeakO | 0 | 0 | 0 | 0 | 0 | 0
ST | 0 | 0 | 0 | 0 | 0 | 0
STOG | 0 | 0 | 0 | 0 | 0 | 0
STWD | 0 | 0 | 0 | 0 | 0 | 0
WT | 0 | 0 | 0 | 0 | 0 | 0
IGCC | 0 | 0 | 0 | 0 | 0 | 0
DemandResponse | 0 | 0 | 0 | 0 | 0 | 0
IGCC-CCS | 0 | 0 | 0 | 0 | 0 | 0
WT_off | 0 | 0 | 0 | 0 | 0 | 0
PseudoUnit | 0 | 0 | 0 | 0 | 0 | 0
FixedInterchange | 0 | 0 | 0 | 0 | 0 | 0
Retrofit VOM Costs by Reporting Type: IESO
ReportingType | 2015 | 2020 | 2025 | 2030 | 2035 | 2040
BM | 0 | 0 | 0 | 0 | 0 | 0
CC | 0 | 0 | 0 | 0 | 0 | 0
CSP | 0 | 0 | 0 | 0 | 0 | 0
CT | 0 | 0 | 0 | 0 | 0 | 0
Coal | 0 | 0 | 0 | 0 | 0 | 0
Geo | 0 | 0 | 0 | 0 | 0 | 0
H | 0 | 0 | 0 | 0 | 0 | 0
LFG | 0 | 0 | 0 | 0 | 0 | 0
Nuc | 0 | 0 | 0 | 0 | 0 | 0
PS | 0 | 0 | 0 | 0 | 0 | 0
PV | 0 | 0 | 0 | 0 | 0 | 0
PeakG | 0 | 0 | 0 | 0 | 0 | 0
PeakO | 0 | 0 | 0 | 0 | 0 | 0
ST | 0 | 0 | 0 | 0 | 0 | 0
STOG | 0 | 0 | 0 | 0 | 0 | 0
STWD | 0 | 0 | 0 | 0 | 0 | 0
WT | 0 | 0 | 0 | 0 | 0 | 0
IGCC | 0 | 0 | 0 | 0 | 0 | 0
DemandResponse | 0 | 0 | 0 | 0 | 0 | 0
IGCC-CCS | 0 | 0 | 0 | 0 | 0 | 0
WT_off | 0 | 0 | 0 | 0 | 0 | 0
PseudoUnit | 0 | 0 | 0 | 0 | 0 | 0
FixedInterchange | 0 | 0 | 0 | 0 | 0 | 0
Retrofit VOM Costs by Reporting Type: MAPP_CA
ReportingType | 2015 | 2020 | 2025 | 2030 | 2035 | 2040
BM | 0 | 0 | 0 | 0 | 0 | 0
CC | 0 | 0 | 0 | 0 | 0 | 0
CSP | 0 | 0 | 0 | 0 | 0 | 0
CT | 0 | 0 | 0 | 0 | 0 | 0
Coal | 0 | 0 | 0 | 0 | 0 | 0
Geo | 0 | 0 | 0 | 0 | 0 | 0
H | 0 | 0 | 0 | 0 | 0 | 0
LFG | 0 | 0 | 0 | 0 | 0 | 0
Nuc | 0 | 0 | 0 | 0 | 0 | 0
PS | 0 | 0 | 0 | 0 | 0 | 0
PV | 0 | 0 | 0 | 0 | 0 | 0
PeakG | 0 | 0 | 0 | 0 | 0 | 0
PeakO | 0 | 0 | 0 | 0 | 0 | 0
ST | 0 | 0 | 0 | 0 | 0 | 0
STOG | 0 | 0 | 0 | 0 | 0 | 0
STWD | 0 | 0 | 0 | 0 | 0 | 0
WT | 0 | 0 | 0 | 0 | 0 | 0
IGCC | 0 | 0 | 0 | 0 | 0 | 0
DemandResponse | 0 | 0 | 0 | 0 | 0 | 0
IGCC-CCS | 0 | 0 | 0 | 0 | 0 | 0
WT_off | 0 | 0 | 0 | 0 | 0 | 0
PseudoUnit | 0 | 0 | 0 | 0 | 0 | 0
FixedInterchange | 0 | 0 | 0 | 0 | 0 | 0
Retrofit VOM Costs by Reporting Type: AZ_NM_SNV_Coal
ReportingType | 2015 | 2020 | 2025 | 2030 | 2035 | 2040
BM | 0 | 0 | 0 | 0 | 0 | 0
CC | 0 | 0 | 0 | 0 | 0 | 0
CSP | 0 | 0 | 0 | 0 | 0 | 0
CT | 0 | 0 | 0 | 0 | 0 | 0
Coal | 358.05 | 404.7 | 404.7 | 404.7 | 404.7 | 404.7
Geo | 0 | 0 | 0 | 0 | 0 | 0
H | 0 | 0 | 0 | 0 | 0 | 0
LFG | 0 | 0 | 0 | 0 | 0 | 0
Nuc | 0 | 0 | 0 | 0 | 0 | 0
PS | 0 | 0 | 0 | 0 | 0 | 0
PV | 0 | 0 | 0 | 0 | 0 | 0
PeakG | 0 | 0 | 0 | 0 | 0 | 0
PeakO | 0 | 0 | 0 | 0 | 0 | 0
ST | 0 | 0 | 0 | 0 | 0 | 0
STOG | 0 | 0 | 0 | 0 | 0 | 0
STWD | 0 | 0 | 0 | 0 | 0 | 0
WT | 0 | 0 | 0 | 0 | 0 | 0
IGCC | 0 | 0 | 0 | 0 | 0 | 0
DemandResponse | 0 | 0 | 0 | 0 | 0 | 0
IGCC-CCS | 0 | 0 | 0 | 0 | 0 | 0
WT_off | 0 | 0 | 0 | 0 | 0 | 0
PseudoUnit | 0 | 0 | 0 | 0 | 0 | 0
FixedInterchange | 0 | 0 | 0 | 0 | 0 | 0
Retrofit VOM Costs by Reporting Type: AZ_NM_SNV_Gas
ReportingType | 2015 | 2020 | 2025 | 2030 | 2035 | 2040
BM | 0 | 0 | 0 | 0 | 0 | 0
CC | 0 | 0 | 0 | 0 | 0 | 0
CSP | 0 | 0 | 0 | 0 | 0 | 0
CT | 0 | 0 | 0 | 0 | 0 | 0
Coal | 0 | 0 | 0 | 0 | 0 | 0
Geo | 0 | 0 | 0 | 0 | 0 | 0
H | 0 | 0 | 0 | 0 | 0 | 0
LFG | 0 | 0 | 0 | 0 | 0 | 0
Nuc | 0 | 0 | 0 | 0 | 0 | 0
PS | 0 | 0 | 0 | 0 | 0 | 0
PV | 0 | 0 | 0 | 0 | 0 | 0
PeakG | 0 | 0 | 0 | 0 | 0 | 0
PeakO | 0 | 0 | 0 | 0 | 0 | 0
ST | 0 | 0 | 0 | 0 | 0 | 0
STOG | 0 | 0 | 0 | 0 | 0 | 0
STWD | 0 | 0 | 0 | 0 | 0 | 0
WT | 0 | 0 | 0 | 0 | 0 | 0
IGCC | 0 | 0 | 0 | 0 | 0 | 0
DemandResponse | 0 | 0 | 0 | 0 | 0 | 0
IGCC-CCS | 0 | 0 | 0 | 0 | 0 | 0
WT_off | 0 | 0 | 0 | 0 | 0 | 0
PseudoUnit | 0 | 0 | 0 | 0 | 0 | 0
FixedInterchange | 0 | 0 | 0 | 0 | 0 | 0
Retrofit VOM Costs by Reporting Type: AZ_NM_SNV_NucRenew
ReportingType | 2015 | 2020 | 2025 | 2030 | 2035 | 2040
BM | 0 | 0 | 0 | 0 | 0 | 0
CC | 0 | 0 | 0 | 0 | 0 | 0
CSP | 0 | 0 | 0 | 0 | 0 | 0
CT | 0 | 0 | 0 | 0 | 0 | 0
Coal | 0 | 0 | 0 | 0 | 0 | 0
Geo | 0 | 0 | 0 | 0 | 0 | 0
H | 0 | 0 | 0 | 0 | 0 | 0
LFG | 0 | 0 | 0 | 0 | 0 | 0
Nuc | 0 | 0 | 0 | 0 | 0 | 0
PS | 0 | 0 | 0 | 0 | 0 | 0
PV | 0 | 0 | 0 | 0 | 0 | 0
PeakG | 0 | 0 | 0 | 0 | 0 | 0
PeakO | 0 | 0 | 0 | 0 | 0 | 0
ST | 0 | 0 | 0 | 0 | 0 | 0
STOG | 0 | 0 | 0 | 0 | 0 | 0
STWD | 0 | 0 | 0 | 0 | 0 | 0
WT | 0 | 0 | 0 | 0 | 0 | 0
IGCC | 0 | 0 | 0 | 0 | 0 | 0
DemandResponse | 0 | 0 | 0 | 0 | 0 | 0
IGCC-CCS | 0 | 0 | 0 | 0 | 0 | 0
WT_off | 0 | 0 | 0 | 0 | 0 | 0
PseudoUnit | 0 | 0 | 0 | 0 | 0 | 0
FixedInterchange | 0 | 0 | 0 | 0 | 0 | 0
Retrofit VOM Costs by Reporting Type: ERCOT
ReportingType | 2015 | 2020 | 2025 | 2030 | 2035 | 2040
BM | 0 | 0 | 0 | 0 | 0 | 0
CC | 0 | 0 | 0 | 0 | 0 | 0
CSP | 0 | 0 | 0 | 0 | 0 | 0
CT | 0 | 0 | 0 | 0 | 0 | 0
Coal | 341.99 | 569.51 | 609.63 | 610.36 | 621.96 | 629.6
Geo | 0 | 0 | 0 | 0 | 0 | 0
H | 0 | 0 | 0 | 0 | 0 | 0
LFG | 0 | 0 | 0 | 0 | 0 | 0
Nuc | 0 | 0 | 0 | 0 | 0 | 0
PS | 0 | 0 | 0 | 0 | 0 | 0
PV | 0 | 0 | 0 | 0 | 0 | 0
PeakG | 0 | 0 | 0 | 0 | 0 | 0
PeakO | 0 | 0 | 0 | 0 | 0 | 0
ST | 0 | 0 | 0 | 0 | 0 | 0
STOG | 0 | 0 | 0 | 0 | 0 | 0
STWD | 0 | 0 | 0 | 0 | 0 | 0
WT | 0 | 0 | 0 | 0 | 0 | 0
IGCC | 0 | 0 | 0 | 0 | 0 | 0
DemandResponse | 0 | 0 | 0 | 0 | 0 | 0
IGCC-CCS | 0 | 0 | 0 | 0 | 0 | 0
WT_off | 0 | 0 | 0 | 0 | 0 | 0
PseudoUnit | 0 | 0 | 0 | 0 | 0 | 0
FixedInterchange | 0 | 0 | 0 | 0 | 0 | 0
Retrofit VOM Costs by Reporting Type: NP15
ReportingType | 2015 | 2020 | 2025 | 2030 | 2035 | 2040
BM | 0 | 0 | 0 | 0 | 0 | 0
CC | 0 | 0 | 0 | 0 | 0 | 0
CSP | 0 | 0 | 0 | 0 | 0 | 0
CT | 0 | 0 | 0 | 0 | 0 | 0
Coal | 1.46 | 0 | 0 | 0 | 0 | 0
Geo | 0 | 0 | 0 | 0 | 0 | 0
H | 0 | 0 | 0 | 0 | 0 | 0
LFG | 0 | 0 | 0 | 0 | 0 | 0
Nuc | 0 | 0 | 0 | 0 | 0 | 0
PS | 0 | 0 | 0 | 0 | 0 | 0
PV | 0 | 0 | 0 | 0 | 0 | 0
PeakG | 0 | 0 | 0 | 0 | 0 | 0
PeakO | 0 | 0 | 0 | 0 | 0 | 0
ST | 0 | 0 | 0 | 0 | 0 | 0
STOG | 0 | 0 | 0 | 0 | 0 | 0
STWD | 0 | 0 | 0 | 0 | 0 | 0
WT | 0 | 0 | 0 | 0 | 0 | 0
IGCC | 0 | 0 | 0 | 0 | 0 | 0
DemandResponse | 0 | 0 | 0 | 0 | 0 | 0
IGCC-CCS | 0 | 0 | 0 | 0 | 0 | 0
WT_off | 0 | 0 | 0 | 0 | 0 | 0
PseudoUnit | 0 | 0 | 0 | 0 | 0 | 0
FixedInterchange | 0 | 0 | 0 | 0 | 0 | 0
Retrofit VOM Costs by Reporting Type: NWPP_Coal
ReportingType | 2015 | 2020 | 2025 | 2030 | 2035 | 2040
BM | 0 | 0 | 0 | 0 | 0 | 0
CC | 0 | 0 | 0 | 0 | 0 | 0
CSP | 0 | 0 | 0 | 0 | 0 | 0
CT | 0 | 0 | 0 | 0 | 0 | 0
Coal | 536.7 | 693.67 | 693.67 | 693.67 | 693.67 | 693.67
Geo | 0 | 0 | 0 | 0 | 0 | 0
H | 0 | 0 | 0 | 0 | 0 | 0
LFG | 0 | 0 | 0 | 0 | 0 | 0
Nuc | 0 | 0 | 0 | 0 | 0 | 0
PS | 0 | 0 | 0 | 0 | 0 | 0
PV | 0 | 0 | 0 | 0 | 0 | 0
PeakG | 0 | 0 | 0 | 0 | 0 | 0
PeakO | 0 | 0 | 0 | 0 | 0 | 0
ST | 0 | 0 | 0 | 0 | 0 | 0
STOG | 0 | 0 | 0 | 0 | 0 | 0
STWD | 0 | 0 | 0 | 0 | 0 | 0
WT | 0 | 0 | 0 | 0 | 0 | 0
IGCC | 0 | 0 | 0 | 0 | 0 | 0
DemandResponse | 0 | 0 | 0 | 0 | 0 | 0
IGCC-CCS | 0 | 0 | 0 | 0 | 0 | 0
WT_off | 0 | 0 | 0 | 0 | 0 | 0
PseudoUnit | 0 | 0 | 0 | 0 | 0 | 0
FixedInterchange | 0 | 0 | 0 | 0 | 0 | 0
Retrofit VOM Costs by Reporting Type: NWPP_Gas
ReportingType | 2015 | 2020 | 2025 | 2030 | 2035 | 2040
BM | 0 | 0 | 0 | 0 | 0 | 0
CC | 0 | 0 | 0 | 0 | 0 | 0
CSP | 0 | 0 | 0 | 0 | 0 | 0
CT | 0 | 0 | 0 | 0 | 0 | 0
Coal | 0 | 0 | 0 | 0 | 0 | 0
Geo | 0 | 0 | 0 | 0 | 0 | 0
H | 0 | 0 | 0 | 0 | 0 | 0
LFG | 0 | 0 | 0 | 0 | 0 | 0
Nuc | 0 | 0 | 0 | 0 | 0 | 0
PS | 0 | 0 | 0 | 0 | 0 | 0
PV | 0 | 0 | 0 | 0 | 0 | 0
PeakG | 0 | 0 | 0 | 0 | 0 | 0
PeakO | 0 | 0 | 0 | 0 | 0 | 0
ST | 0 | 0 | 0 | 0 | 0 | 0
STOG | 0 | 0 | 0 | 0 | 0 | 0
STWD | 0 | 0 | 0 | 0 | 0 | 0
WT | 0 | 0 | 0 | 0 | 0 | 0
IGCC | 0 | 0 | 0 | 0 | 0 | 0
DemandResponse | 0 | 0 | 0 | 0 | 0 | 0
IGCC-CCS | 0 | 0 | 0 | 0 | 0 | 0
WT_off | 0 | 0 | 0 | 0 | 0 | 0
PseudoUnit | 0 | 0 | 0 | 0 | 0 | 0
FixedInterchange | 0 | 0 | 0 | 0 | 0 | 0
Retrofit VOM Costs by Reporting Type: NWPP_NucRenew
ReportingType | 2015 | 2020 | 2025 | 2030 | 2035 | 2040
BM | 0 | 0 | 0 | 0 | 0 | 0
CC | 0 | 0 | 0 | 0 | 0 | 0
CSP | 0 | 0 | 0 | 0 | 0 | 0
CT | 0 | 0 | 0 | 0 | 0 | 0
Coal | 0 | 0 | 0 | 0 | 0 | 0
Geo | 0 | 0 | 0 | 0 | 0 | 0
H | 0 | 0 | 0 | 0 | 0 | 0
LFG | 0 | 0 | 0 | 0 | 0 | 0
Nuc | 0 | 0 | 0 | 0 | 0 | 0
PS | 0 | 0 | 0 | 0 | 0 | 0
PV | 0 | 0 | 0 | 0 | 0 | 0
PeakG | 0 | 0 | 0 | 0 | 0 | 0
PeakO | 0 | 0 | 0 | 0 | 0 | 0
ST | 0 | 0 | 0 | 0 | 0 | 0
STOG | 0 | 0 | 0 | 0 | 0 | 0
STWD | 0 | 0 | 0 | 0 | 0 | 0
WT | 0 | 0 | 0 | 0 | 0 | 0
IGCC | 0 | 0 | 0 | 0 | 0 | 0
DemandResponse | 0 | 0 | 0 | 0 | 0 | 0
IGCC-CCS | 0 | 0 | 0 | 0 | 0 | 0
WT_off | 0 | 0 | 0 | 0 | 0 | 0
PseudoUnit | 0 | 0 | 0 | 0 | 0 | 0
FixedInterchange | 0 | 0 | 0 | 0 | 0 | 0
Retrofit VOM Costs by Reporting Type: RMPA
ReportingType | 2015 | 2020 | 2025 | 2030 | 2035 | 2040
BM | 0 | 0 | 0 | 0 | 0 | 0
CC | 0 | 0 | 0 | 0 | 0 | 0
CSP | 0 | 0 | 0 | 0 | 0 | 0
CT | 0 | 0 | 0 | 0 | 0 | 0
Coal | 259.51 | 340.11 | 316.61 | 316.98 | 315.57 | 311.8
Geo | 0 | 0 | 0 | 0 | 0 | 0
H | 0 | 0 | 0 | 0 | 0 | 0
LFG | 0 | 0 | 0 | 0 | 0 | 0
Nuc | 0 | 0 | 0 | 0 | 0 | 0
PS | 0 | 0 | 0 | 0 | 0 | 0
PV | 0 | 0 | 0 | 0 | 0 | 0
PeakG | 0 | 0 | 0 | 0 | 0 | 0
PeakO | 0 | 0 | 0 | 0 | 0 | 0
ST | 0 | 0 | 0 | 0 | 0 | 0
STOG | 0 | 0 | 0 | 0 | 0 | 0
STWD | 0 | 0 | 0 | 0 | 0 | 0
WT | 0 | 0 | 0 | 0 | 0 | 0
IGCC | 0 | 0 | 0 | 0 | 0 | 0
DemandResponse | 0 | 0 | 0 | 0 | 0 | 0
IGCC-CCS | 0 | 0 | 0 | 0 | 0 | 0
WT_off | 0 | 0 | 0 | 0 | 0 | 0
PseudoUnit | 0 | 0 | 0 | 0 | 0 | 0
FixedInterchange | 0 | 0 | 0 | 0 | 0 | 0
Retrofit VOM Costs by Reporting Type: SP15
ReportingType | 2015 | 2020 | 2025 | 2030 | 2035 | 2040
BM | 0 | 0 | 0 | 0 | 0 | 0
CC | 0 | 0 | 0 | 0 | 0 | 0
CSP | 0 | 0 | 0 | 0 | 0 | 0
CT | 0 | 0 | 0 | 0 | 0 | 0
Coal | 5.19 | 5.66 | 5.66 | 5.02 | 0 | 0
Geo | 0 | 0 | 0 | 0 | 0 | 0
H | 0 | 0 | 0 | 0 | 0 | 0
LFG | 0 | 0 | 0 | 0 | 0 | 0
Nuc | 0 | 0 | 0 | 0 | 0 | 0
PS | 0 | 0 | 0 | 0 | 0 | 0
PV | 0 | 0 | 0 | 0 | 0 | 0
PeakG | 0 | 0 | 0 | 0 | 0 | 0
PeakO | 0 | 0 | 0 | 0 | 0 | 0
ST | 0 | 0 | 0 | 0 | 0 | 0
STOG | 0 | 0 | 0 | 0 | 0 | 0
STWD | 0 | 0 | 0 | 0 | 0 | 0
WT | 0 | 0 | 0 | 0 | 0 | 0
IGCC | 0 | 0 | 0 | 0 | 0 | 0
DemandResponse | 0 | 0 | 0 | 0 | 0 | 0
IGCC-CCS | 0 | 0 | 0 | 0 | 0 | 0
WT_off | 0 | 0 | 0 | 0 | 0 | 0
PseudoUnit | 0 | 0 | 0 | 0 | 0 | 0
FixedInterchange | 0 | 0 | 0 | 0 | 0 | 0
Retrofit VOM Costs by Reporting Type: ALB
ReportingType | 2015 | 2020 | 2025 | 2030 | 2035 | 2040
BM | 0 | 0 | 0 | 0 | 0 | 0
CC | 0 | 0 | 0 | 0 | 0 | 0
CSP | 0 | 0 | 0 | 0 | 0 | 0
CT | 0 | 0 | 0 | 0 | 0 | 0
Coal | 21.2 | 21.2 | 21.2 | 21.2 | 21.2 | 21.2
Geo | 0 | 0 | 0 | 0 | 0 | 0
H | 0 | 0 | 0 | 0 | 0 | 0
LFG | 0 | 0 | 0 | 0 | 0 | 0
Nuc | 0 | 0 | 0 | 0 | 0 | 0
PS | 0 | 0 | 0 | 0 | 0 | 0
PV | 0 | 0 | 0 | 0 | 0 | 0
PeakG | 0 | 0 | 0 | 0 | 0 | 0
PeakO | 0 | 0 | 0 | 0 | 0 | 0
ST | 0 | 0 | 0 | 0 | 0 | 0
STOG | 0 | 0 | 0 | 0 | 0 | 0
STWD | 0 | 0 | 0 | 0 | 0 | 0
WT | 0 | 0 | 0 | 0 | 0 | 0
IGCC | 0 | 0 | 0 | 0 | 0 | 0
DemandResponse | 0 | 0 | 0 | 0 | 0 | 0
IGCC-CCS | 0 | 0 | 0 | 0 | 0 | 0
WT_off | 0 | 0 | 0 | 0 | 0 | 0
PseudoUnit | 0 | 0 | 0 | 0 | 0 | 0
FixedInterchange | 0 | 0 | 0 | 0 | 0 | 0
Retrofit VOM Costs by Reporting Type: BC
ReportingType | 2015 | 2020 | 2025 | 2030 | 2035 | 2040
BM | 0 | 0 | 0 | 0 | 0 | 0
CC | 0 | 0 | 0 | 0 | 0 | 0
CSP | 0 | 0 | 0 | 0 | 0 | 0
CT | 0 | 0 | 0 | 0 | 0 | 0
Coal | 0 | 0 | 0 | 0 | 0 | 0
Geo | 0 | 0 | 0 | 0 | 0 | 0
H | 0 | 0 | 0 | 0 | 0 | 0
LFG | 0 | 0 | 0 | 0 | 0 | 0
Nuc | 0 | 0 | 0 | 0 | 0 | 0
PS | 0 | 0 | 0 | 0 | 0 | 0
PV | 0 | 0 | 0 | 0 | 0 | 0
PeakG | 0 | 0 | 0 | 0 | 0 | 0
PeakO | 0 | 0 | 0 | 0 | 0 | 0
ST | 0 | 0 | 0 | 0 | 0 | 0
STOG | 0 | 0 | 0 | 0 | 0 | 0
STWD | 0 | 0 | 0 | 0 | 0 | 0
WT | 0 | 0 | 0 | 0 | 0 | 0
IGCC | 0 | 0 | 0 | 0 | 0 | 0
DemandResponse | 0 | 0 | 0 | 0 | 0 | 0
IGCC-CCS | 0 | 0 | 0 | 0 | 0 | 0
WT_off | 0 | 0 | 0 | 0 | 0 | 0
PseudoUnit | 0 | 0 | 0 | 0 | 0 | 0
FixedInterchange | 0 | 0 | 0 | 0 | 0 | 0
Retrofit VOM Costs by Reporting Type: HQ_IESO
ReportingType | 2015 | 2020 | 2025 | 2030 | 2035 | 2040
BM | 0 | 0 | 0 | 0 | 0 | 0
CC | 0 | 0 | 0 | 0 | 0 | 0
CSP | 0 | 0 | 0 | 0 | 0 | 0
CT | 0 | 0 | 0 | 0 | 0 | 0
Coal | 0 | 0 | 0 | 0 | 0 | 0
Geo | 0 | 0 | 0 | 0 | 0 | 0
H | 0 | 0 | 0 | 0 | 0 | 0
LFG | 0 | 0 | 0 | 0 | 0 | 0
Nuc | 0 | 0 | 0 | 0 | 0 | 0
PS | 0 | 0 | 0 | 0 | 0 | 0
PV | 0 | 0 | 0 | 0 | 0 | 0
PeakG | 0 | 0 | 0 | 0 | 0 | 0
PeakO | 0 | 0 | 0 | 0 | 0 | 0
ST | 0 | 0 | 0 | 0 | 0 | 0
STOG | 0 | 0 | 0 | 0 | 0 | 0
STWD | 0 | 0 | 0 | 0 | 0 | 0
WT | 0 | 0 | 0 | 0 | 0 | 0
IGCC | 0 | 0 | 0 | 0 | 0 | 0
DemandResponse | 0 | 0 | 0 | 0 | 0 | 0
IGCC-CCS | 0 | 0 | 0 | 0 | 0 | 0
WT_off | 0 | 0 | 0 | 0 | 0 | 0
PseudoUnit | 0 | 0 | 0 | 0 | 0 | 0
FixedInterchange | 0 | 0 | 0 | 0 | 0 | 0
Retrofit VOM Costs by Reporting Type: HQ_NEISO
ReportingType | 2015 | 2020 | 2025 | 2030 | 2035 | 2040
BM | 0 | 0 | 0 | 0 | 0 | 0
CC | 0 | 0 | 0 | 0 | 0 | 0
CSP | 0 | 0 | 0 | 0 | 0 | 0
CT | 0 | 0 | 0 | 0 | 0 | 0
Coal | 0 | 0 | 0 | 0 | 0 | 0
Geo | 0 | 0 | 0 | 0 | 0 | 0
H | 0 | 0 | 0 | 0 | 0 | 0
LFG | 0 | 0 | 0 | 0 | 0 | 0
Nuc | 0 | 0 | 0 | 0 | 0 | 0
PS | 0 | 0 | 0 | 0 | 0 | 0
PV | 0 | 0 | 0 | 0 | 0 | 0
PeakG | 0 | 0 | 0 | 0 | 0 | 0
PeakO | 0 | 0 | 0 | 0 | 0 | 0
ST | 0 | 0 | 0 | 0 | 0 | 0
STOG | 0 | 0 | 0 | 0 | 0 | 0
STWD | 0 | 0 | 0 | 0 | 0 | 0
WT | 0 | 0 | 0 | 0 | 0 | 0
IGCC | 0 | 0 | 0 | 0 | 0 | 0
DemandResponse | 0 | 0 | 0 | 0 | 0 | 0
IGCC-CCS | 0 | 0 | 0 | 0 | 0 | 0
WT_off | 0 | 0 | 0 | 0 | 0 | 0
PseudoUnit | 0 | 0 | 0 | 0 | 0 | 0
FixedInterchange | 0 | 0 | 0 | 0 | 0 | 0
Retrofit VOM Costs by Reporting Type: HQ_NY
ReportingType | 2015 | 2020 | 2025 | 2030 | 2035 | 2040
BM | 0 | 0 | 0 | 0 | 0 | 0
CC | 0 | 0 | 0 | 0 | 0 | 0
CSP | 0 | 0 | 0 | 0 | 0 | 0
CT | 0 | 0 | 0 | 0 | 0 | 0
Coal | 0 | 0 | 0 | 0 | 0 | 0
Geo | 0 | 0 | 0 | 0 | 0 | 0
H | 0 | 0 | 0 | 0 | 0 | 0
LFG | 0 | 0 | 0 | 0 | 0 | 0
Nuc | 0 | 0 | 0 | 0 | 0 | 0
PS | 0 | 0 | 0 | 0 | 0 | 0
PV | 0 | 0 | 0 | 0 | 0 | 0
PeakG | 0 | 0 | 0 | 0 | 0 | 0
PeakO | 0 | 0 | 0 | 0 | 0 | 0
ST | 0 | 0 | 0 | 0 | 0 | 0
STOG | 0 | 0 | 0 | 0 | 0 | 0
STWD | 0 | 0 | 0 | 0 | 0 | 0
WT | 0 | 0 | 0 | 0 | 0 | 0
IGCC | 0 | 0 | 0 | 0 | 0 | 0
DemandResponse | 0 | 0 | 0 | 0 | 0 | 0
IGCC-CCS | 0 | 0 | 0 | 0 | 0 | 0
WT_off | 0 | 0 | 0 | 0 | 0 | 0
PseudoUnit | 0 | 0 | 0 | 0 | 0 | 0
FixedInterchange | 0 | 0 | 0 | 0 | 0 | 0
Retrofit VOM Costs by Reporting Type: MARITIMES
ReportingType | 2015 | 2020 | 2025 | 2030 | 2035 | 2040
BM | 0 | 0 | 0 | 0 | 0 | 0
CC | 0 | 0 | 0 | 0 | 0 | 0
CSP | 0 | 0 | 0 | 0 | 0 | 0
CT | 0 | 0 | 0 | 0 | 0 | 0
Coal | 0 | 0 | 0 | 0 | 0 | 0
Geo | 0 | 0 | 0 | 0 | 0 | 0
H | 0 | 0 | 0 | 0 | 0 | 0
LFG | 0 | 0 | 0 | 0 | 0 | 0
Nuc | 0 | 0 | 0 | 0 | 0 | 0
PS | 0 | 0 | 0 | 0 | 0 | 0
PV | 0 | 0 | 0 | 0 | 0 | 0
PeakG | 0 | 0 | 0 | 0 | 0 | 0
PeakO | 0 | 0 | 0 | 0 | 0 | 0
ST | 0 | 0 | 0 | 0 | 0 | 0
STOG | 0 | 0 | 0 | 0 | 0 | 0
STWD | 0 | 0 | 0 | 0 | 0 | 0
WT | 0 | 0 | 0 | 0 | 0 | 0
IGCC | 0 | 0 | 0 | 0 | 0 | 0
DemandResponse | 0 | 0 | 0 | 0 | 0 | 0
IGCC-CCS | 0 | 0 | 0 | 0 | 0 | 0
WT_off | 0 | 0 | 0 | 0 | 0 | 0
PseudoUnit | 0 | 0 | 0 | 0 | 0 | 0
FixedInterchange | 0 | 0 | 0 | 0 | 0 | 0
retrofit VOM Costs by Reporting Type: All
ReportingType | 2015 | 2020 | 2025 | 2030 | 2035 | 2040
BM | 0 | 0 | 0 | 0 | 0 | 0
CC | 0 | 0 | 0 | 0 | 0 | 0
CSP | 0 | 0 | 0 | 0 | 0 | 0
CT | 0 | 0 | 0 | 0 | 0 | 0
Coal | 5120.54 | 8311.65 | 7859.68 | 7534.29 | 8142.79 | 8355.58
Geo | 0 | 0 | 0 | 0 | 0 | 0
H | 0 | 0 | 0 | 0 | 0 | 0
LFG | 0 | 0 | 0 | 0 | 0 | 0
Nuc | 0 | 0 | 0 | 0 | 0 | 0
PS | 0 | 0 | 0 | 0 | 0 | 0
PV | 0 | 0 | 0 | 0 | 0 | 0
PeakG | 0 | 0 | 0 | 0 | 0 | 0
PeakO | 0 | 0 | 0 | 0 | 0 | 0
ST | 0 | 0 | 0 | 0 | 0 | 0
STOG | 0 | 0 | 0 | 0 | 0 | 0
STWD | 0 | 0 | 0 | 0 | 0 | 0
WT | 0 | 0 | 0 | 0 | 0 | 0
IGCC | 0 | 0 | 0 | 0 | 0 | 0
DemandResponse | 0 | 0 | 0 | 0 | 0 | 0
IGCC-CCS | 0 | 0 | 0 | 0 | 0 | 0
WT_off | 0 | 0 | 0 | 0 | 0 | 0
PseudoUnit | 0 | 0 | 0 | 0 | 0 | 0
FixedInterchange | 0 | 0 | 0 | 0 | 0 | 0
retrofit VOM Costs by Reporting Type: EI_US
ReportingType | 2015 | 2020 | 2025 | 2030 | 2035 | 2040
BM | 0 | 0 | 0 | 0 | 0 | 0
CC | 0 | 0 | 0 | 0 | 0 | 0
CSP | 0 | 0 | 0 | 0 | 0 | 0
CT | 0 | 0 | 0 | 0 | 0 | 0
Coal | 3596.44 | 6276.79 | 5808.2 | 5482.35 | 6085.69 | 6294.6
Geo | 0 | 0 | 0 | 0 | 0 | 0
H | 0 | 0 | 0 | 0 | 0 | 0
LFG | 0 | 0 | 0 | 0 | 0 | 0
Nuc | 0 | 0 | 0 | 0 | 0 | 0
PS | 0 | 0 | 0 | 0 | 0 | 0
PV | 0 | 0 | 0 | 0 | 0 | 0
PeakG | 0 | 0 | 0 | 0 | 0 | 0
PeakO | 0 | 0 | 0 | 0 | 0 | 0
ST | 0 | 0 | 0 | 0 | 0 | 0
STOG | 0 | 0 | 0 | 0 | 0 | 0
STWD | 0 | 0 | 0 | 0 | 0 | 0
WT | 0 | 0 | 0 | 0 | 0 | 0
IGCC | 0 | 0 | 0 | 0 | 0 | 0
DemandResponse | 0 | 0 | 0 | 0 | 0 | 0
IGCC-CCS | 0 | 0 | 0 | 0 | 0 | 0
WT_off | 0 | 0 | 0 | 0 | 0 | 0
PseudoUnit | 0 | 0 | 0 | 0 | 0 | 0
FixedInterchange | 0 | 0 | 0 | 0 | 0 | 0
retrofit VOM Costs by Reporting Type: EI_Canada
ReportingType | 2015 | 2020 | 2025 | 2030 | 2035 | 2040
BM | 0 | 0 | 0 | 0 | 0 | 0
CC | 0 | 0 | 0 | 0 | 0 | 0
CSP | 0 | 0 | 0 | 0 | 0 | 0
CT | 0 | 0 | 0 | 0 | 0 | 0
Coal | 0 | 0 | 0 | 0 | 0 | 0
Geo | 0 | 0 | 0 | 0 | 0 | 0
H | 0 | 0 | 0 | 0 | 0 | 0
LFG | 0 | 0 | 0 | 0 | 0 | 0
Nuc | 0 | 0 | 0 | 0 | 0 | 0
PS | 0 | 0 | 0 | 0 | 0 | 0
PV | 0 | 0 | 0 | 0 | 0 | 0
PeakG | 0 | 0 | 0 | 0 | 0 | 0
PeakO | 0 | 0 | 0 | 0 | 0 | 0
ST | 0 | 0 | 0 | 0 | 0 | 0
STOG | 0 | 0 | 0 | 0 | 0 | 0
STWD | 0 | 0 | 0 | 0 | 0 | 0
WT | 0 | 0 | 0 | 0 | 0 | 0
IGCC | 0 | 0 | 0 | 0 | 0 | 0
DemandResponse | 0 | 0 | 0 | 0 | 0 | 0
IGCC-CCS | 0 | 0 | 0 | 0 | 0 | 0
WT_off | 0 | 0 | 0 | 0 | 0 | 0
PseudoUnit | 0 | 0 | 0 | 0 | 0 | 0
FixedInterchange | 0 | 0 | 0 | 0 | 0 | 0
retrofit VOM Costs by Reporting Type: EI
ReportingType | 2015 | 2020 | 2025 | 2030 | 2035 | 2040
BM | 0 | 0 | 0 | 0 | 0 | 0
CC | 0 | 0 | 0 | 0 | 0 | 0
CSP | 0 | 0 | 0 | 0 | 0 | 0
CT | 0 | 0 | 0 | 0 | 0 | 0
Coal | 3596.44 | 6276.79 | 5808.2 | 5482.35 | 6085.69 | 6294.6
Geo | 0 | 0 | 0 | 0 | 0 | 0
H | 0 | 0 | 0 | 0 | 0 | 0
LFG | 0 | 0 | 0 | 0 | 0 | 0
Nuc | 0 | 0 | 0 | 0 | 0 | 0
PS | 0 | 0 | 0 | 0 | 0 | 0
PV | 0 | 0 | 0 | 0 | 0 | 0
PeakG | 0 | 0 | 0 | 0 | 0 | 0
PeakO | 0 | 0 | 0 | 0 | 0 | 0
ST | 0 | 0 | 0 | 0 | 0 | 0
STOG | 0 | 0 | 0 | 0 | 0 | 0
STWD | 0 | 0 | 0 | 0 | 0 | 0
WT | 0 | 0 | 0 | 0 | 0 | 0
IGCC | 0 | 0 | 0 | 0 | 0 | 0
DemandResponse | 0 | 0 | 0 | 0 | 0 | 0
IGCC-CCS | 0 | 0 | 0 | 0 | 0 | 0
WT_off | 0 | 0 | 0 | 0 | 0 | 0
PseudoUnit | 0 | 0 | 0 | 0 | 0 | 0
FixedInterchange | 0 | 0 | 0 | 0 | 0 | 0
retrofit VOM Costs by Reporting Type: Outside_EI
ReportingType | 2015 | 2020 | 2025 | 2030 | 2035 | 2040
BM | 0 | 0 | 0 | 0 | 0 | 0
CC | 0 | 0 | 0 | 0 | 0 | 0
CSP | 0 | 0 | 0 | 0 | 0 | 0
CT | 0 | 0 | 0 | 0 | 0 | 0
Coal | 1524.1 | 2034.86 | 2051.48 | 2051.94 | 2057.1 | 2060.97
Geo | 0 | 0 | 0 | 0 | 0 | 0
H | 0 | 0 | 0 | 0 | 0 | 0
LFG | 0 | 0 | 0 | 0 | 0 | 0
Nuc | 0 | 0 | 0 | 0 | 0 | 0
PS | 0 | 0 | 0 | 0 | 0 | 0
PV | 0 | 0 | 0 | 0 | 0 | 0
PeakG | 0 | 0 | 0 | 0 | 0 | 0
PeakO | 0 | 0 | 0 | 0 | 0 | 0
ST | 0 | 0 | 0 | 0 | 0 | 0
STOG | 0 | 0 | 0 | 0 | 0 | 0
STWD | 0 | 0 | 0 | 0 | 0 | 0
WT | 0 | 0 | 0 | 0 | 0 | 0
IGCC | 0 | 0 | 0 | 0 | 0 | 0
DemandResponse | 0 | 0 | 0 | 0 | 0 | 0
IGCC-CCS | 0 | 0 | 0 | 0 | 0 | 0
WT_off | 0 | 0 | 0 | 0 | 0 | 0
PseudoUnit | 0 | 0 | 0 | 0 | 0 | 0
FixedInterchange | 0 | 0 | 0 | 0 | 0 | 0
#10 | Base FOM Costs ($million)
Base FOM Costs by Reporting Type: Entergy
ReportingType | 2015 | 2020 | 2025 | 2030 | 2035 | 2040
BM | 0 | 0 | 0 | 0 | 0 | 0
CC | 413.46 | 525.29 | 422.2 | 450.21 | 515.09 | 515.09
CSP | 0 | 0 | 0 | 0 | 0 | 0
CT | 0 | 0 | 0 | 1.49 | 2.57 | 13.55
Coal | 517.35 | 557.26 | 562.84 | 589.52 | 615.72 | 775.53
Geo | 0 | 0 | 0 | 0 | 0 | 0
H | 10.6 | 10.6 | 10.6 | 10.6 | 10.6 | 10.6
LFG | 0.97 | 0.97 | 0.97 | 13.89 | 13.89 | 13.89
Nuc | 789.41 | 804.93 | 789.41 | 789.41 | 666.82 | 1125.48
PS | 1.4 | 1.4 | 1.4 | 1.4 | 1.4 | 1.4
PV | 0 | 1.09 | 1.68 | 1.74 | 1.8 | 1.85
PeakG | 47.54 | 69.98 | 49.29 | 63.1 | 67 | 67
PeakO | 4.42 | 5.87 | 5.08 | 5.22 | 5.22 | 5.22
ST | 0 | 0 | 0 | 0 | 0 | 0
STOG | 173.66 | 205.49 | 176.15 | 176.15 | 176.15 | 176.15
STWD | 6.6 | 8.26 | 6.73 | 6.73 | 6.73 | 6.73
WT | 3.66 | 3.66 | 3.66 | 6.47 | 6.47 | 6.47
IGCC | 0 | 0 | 0 | 0 | 0 | 0
DemandResponse | 0 | 0 | 0 | 0 | 0 | 0
IGCC-CCS | 0 | 0 | 0 | 0 | 0 | 0
WT_off | 0 | 0 | 0 | 0 | 0 | 0
PseudoUnit | 0 | 0 | 0 | 0 | 0 | 0
FixedInterchange | 0 | 0 | 0 | 0 | 0 | 0
Base FOM Costs by Reporting Type: FRCC
ReportingType | 2015 | 2020 | 2025 | 2030 | 2035 | 2040
BM | 0 | 0 | 0 | 0 | 0 | 0
CC | 674.93 | 905.22 | 754.97 | 790.03 | 1009.28 | 1110.31
CSP | 0 | 0 | 0 | 0 | 0 | 0
CT | 16.6 | 16.6 | 16.6 | 16.6 | 16.6 | 16.6
Coal | 581.48 | 559.11 | 579.81 | 624.95 | 657.59 | 710.17
Geo | 0 | 0 | 0 | 0 | 0 | 0
H | 0.78 | 0.78 | 0.78 | 0.78 | 0.78 | 0.78
LFG | 58.63 | 58.63 | 82.46 | 82.46 | 82.46 | 82.46
Nuc | 601.49 | 635.55 | 601.49 | 601.49 | 946.02 | 369.98
PS | 0 | 0 | 0 | 0 | 0 | 0
PV | 0.75 | 0.75 | 0.75 | 0.75 | 0.75 | 0.75
PeakG | 149.81 | 217.71 | 155.12 | 202.68 | 202.68 | 202.68
PeakO | 64.61 | 83.43 | 68.43 | 68.43 | 68.43 | 68.43
ST | 0 | 0 | 0 | 0 | 0 | 0
STOG | 196.02 | 197.8 | 169.56 | 169.56 | 169.56 | 169.56
STWD | 6.25 | 7.82 | 6.37 | 6.37 | 6.37 | 6.37
WT | 0 | 0 | 0 | 0 | 0 | 0
IGCC | 0 | 0 | 0 | 0 | 0 | 0
DemandResponse | 0 | 0 | 0 | 0 | 0 | 0
IGCC-CCS | 0 | 0 | 0 | 0 | 0 | 0
WT_off | 0 | 0 | 0 | 0 | 0 | 0
PseudoUnit | 0 | 0 | 0 | 0 | 0 | 0
FixedInterchange | 0 | 0 | 0 | 0 | 0 | 0
Base FOM Costs by Reporting Type: MAPP_US
ReportingType | 2015 | 2020 | 2025 | 2030 | 2035 | 2040
BM | 0 | 0 | 0 | 0 | 0 | 0
CC | 8.37 | 10.64 | 8.55 | 8.55 | 9.26 | 10.46
CSP | 0 | 0 | 0 | 0 | 0 | 0
CT | 2.06 | 2.06 | 2.06 | 2.06 | 2.87 | 6.09
Coal | 200.74 | 173.05 | 172.13 | 173.29 | 204.74 | 236.69
Geo | 3.95 | 3.95 | 3.95 | 3.95 | 3.95 | 3.95
H | 31.14 | 31.14 | 31.14 | 31.14 | 31.14 | 31.14
LFG | 0.24 | 0.24 | 0.24 | 8.86 | 8.86 | 8.86
Nuc | 0.01 | 0.01 | 0.01 | 0.01 | 0.01 | 0.01
PS | 0 | 0 | 0 | 0 | 0 | 0
PV | 0 | 0 | 0 | 0 | 0 | 0
PeakG | 12.29 | 19.13 | 14.16 | 16.07 | 17.04 | 17.04
PeakO | 1.72 | 2.85 | 2.29 | 2.29 | 2.29 | 2.29
ST | 0 | 0 | 0 | 0 | 0 | 0
STOG | 0 | 0 | 0 | 0 | 0 | 0
STWD | 0 | 0 | 0 | 0 | 0 | 0
WT | 55.22 | 93.81 | 93.81 | 200.54 | 341.37 | 341.37
IGCC | 0 | 0 | 0 | 0 | 0 | 0
DemandResponse | 0 | 0 | 0 | 0 | 0 | 0
IGCC-CCS | 0 | 0 | 0 | 0 | 0 | 0
WT_off | 0 | 0 | 0 | 0 | 0 | 0
PseudoUnit | 0 | 0 | 0 | 0 | 0 | 0
FixedInterchange | 0 | 0 | 0 | 0 | 0 | 0
Base FOM Costs by Reporting Type: MISO_IN
ReportingType | 2015 | 2020 | 2025 | 2030 | 2035 | 2040
BM | 0 | 0 | 0 | 0 | 0 | 0
CC | 41.43 | 52.67 | 42.31 | 45.82 | 51.79 | 51.79
CSP | 0 | 0 | 0 | 0 | 0 | 0
CT | 0 | 0 | 0 | 0 | 0 | 0
Coal | 959.94 | 1050.46 | 1043.15 | 1172.34 | 1310.67 | 1455.93
Geo | 0 | 0 | 0 | 0 | 0 | 0
H | 1.07 | 1.07 | 1.07 | 1.07 | 1.07 | 1.07
LFG | 4.46 | 4.46 | 14.11 | 14.11 | 14.11 | 14.11
Nuc | 0.01 | 0.01 | 0.01 | 0.01 | 0.01 | 0.01
PS | 0 | 0 | 0 | 0 | 0 | 0
PV | 0 | 3.94 | 6.4 | 6.4 | 6.59 | 6.82
PeakG | 52.35 | 76.94 | 54.27 | 73.39 | 73.39 | 73.39
PeakO | 10.59 | 13.5 | 10.82 | 10.82 | 10.82 | 10.82
ST | 0 | 0 | 0 | 0 | 0 | 0
STOG | 12.26 | 14.51 | 12.44 | 12.44 | 12.44 | 12.44
STWD | 0 | 0 | 0 | 0 | 0 | 0
WT | 18.31 | 18.31 | 18.31 | 18.31 | 18.31 | 18.31
IGCC | 30.22 | 30.22 | 30.22 | 30.22 | 30.22 | 30.22
DemandResponse | 0 | 0 | 0 | 0 | 0 | 0
IGCC-CCS | 0 | 0 | 0 | 0 | 0 | 0
WT_off | 0 | 0 | 0 | 0 | 0 | 0
PseudoUnit | 0 | 0 | 0 | 0 | 0 | 0
FixedInterchange | 0 | 0 | 0 | 0 | 0 | 0
Base FOM Costs by Reporting Type: MISO_MI
ReportingType | 2015 | 2020 | 2025 | 2030 | 2035 | 2040
BM | 0 | 0 | 0 | 0 | 0 | 0
CC | 128.88 | 172.17 | 142.32 | 148.71 | 160.93 | 160.93
CSP | 0 | 0 | 0 | 0 | 0 | 0
CT | 0 | 0 | 0 | 0 | 0 | 0
Coal | 570.25 | 507.22 | 458.11 | 518.15 | 598.3 | 646.52
Geo | 0 | 0 | 0 | 0 | 0 | 0
H | 2.01 | 2.01 | 2.01 | 2.01 | 2.01 | 2.01
LFG | 19.67 | 26.15 | 38.95 | 38.95 | 38.95 | 38.95
Nuc | 275.03 | 275.03 | 275.03 | 275.03 | 161.75 | 417.74
PS | 44.44 | 44.44 | 44.44 | 44.44 | 44.44 | 44.44
PV | 0 | 0 | 0 | 0 | 0 | 0
PeakG | 61.2 | 89.88 | 71.67 | 85.63 | 85.63 | 85.63
PeakO | 15.67 | 19.97 | 16.01 | 16.01 | 16.01 | 16.01
ST | 0 | 0 | 0 | 0 | 0 | 0
STOG | 125.33 | 148.3 | 127.13 | 127.13 | 127.13 | 127.13
STWD | 5.22 | 6.54 | 5.33 | 5.33 | 5.33 | 5.33
WT | 61.65 | 70.11 | 70.11 | 74.13 | 78.5 | 83.12
IGCC | 0 | 0 | 0 | 0 | 0 | 0
DemandResponse | 0 | 0 | 0 | 0 | 0 | 0
IGCC-CCS | 0 | 0 | 0 | 0 | 0 | 0
WT_off | 0 | 0 | 0 | 0 | 0 | 0
PseudoUnit | 0 | 0 | 0 | 0 | 0 | 0
FixedInterchange | 0 | 0 | 0 | 0 | 0 | 0
Base FOM Costs by Reporting Type: MISO_MO-IL
ReportingType | 2015 | 2020 | 2025 | 2030 | 2035 | 2040
BM | 0 | 0 | 0 | 0 | 0 | 0
CC | 31.4 | 39.92 | 32.06 | 35.22 | 39.25 | 39.25
CSP | 0 | 0 | 0 | 0 | 0 | 0
CT | 0 | 0 | 0 | 0 | 0 | 0
Coal | 912.46 | 900.93 | 840.15 | 987.53 | 1152.73 | 1225.15
Geo | 0 | 0 | 0 | 0 | 0 | 0
H | 5.01 | 9 | 9 | 9 | 9 | 9
LFG | 2.17 | 2.17 | 29.04 | 29.04 | 29.04 | 29.04
Nuc | 308.98 | 325.11 | 325.11 | 325.11 | 325.11 | 325.11
PS | 10.45 | 10.45 | 10.45 | 10.45 | 10.45 | 10.45
PV | 0 | 0 | 0 | 0 | 0 | 0
PeakG | 77.83 | 114.84 | 80.73 | 103.92 | 110.46 | 110.46
PeakO | 21.48 | 28.65 | 22.96 | 22.96 | 22.96 | 22.96
ST | 0 | 0 | 0 | 0 | 0 | 0
STOG | 26.02 | 30.78 | 26.39 | 26.39 | 26.39 | 26.39
STWD | 0 | 0 | 0 | 0 | 0 | 0
WT | 21.36 | 21.36 | 21.36 | 21.36 | 21.36 | 21.36
IGCC | 0 | 0 | 0 | 0 | 0 | 0
DemandResponse | 0 | 0 | 0 | 0 | 0 | 0
IGCC-CCS | 0 | 0 | 0 | 0 | 0 | 0
WT_off | 0 | 0 | 0 | 0 | 0 | 0
PseudoUnit | 0 | 0 | 0 | 0 | 0 | 0
FixedInterchange | 0 | 0 | 0 | 0 | 0 | 0
Base FOM Costs by Reporting Type: MISO_W
ReportingType | 2015 | 2020 | 2025 | 2030 | 2035 | 2040
BM | 0 | 0 | 0 | 0 | 0 | 0
CC | 90.43 | 114.8 | 92.68 | 92.68 | 109.48 | 112.22
CSP | 0 | 0 | 0 | 0 | 0 | 0
CT | 0 | 0 | 0 | 0 | 0 | 0
Coal | 840.45 | 804.13 | 806.71 | 837.25 | 973.19 | 1167.75
Geo | 0 | 0 | 0 | 0 | 0 | 0
H | 7.08 | 7.08 | 7.08 | 7.08 | 7.08 | 7.08
LFG | 24.73 | 24.73 | 33.36 | 33.36 | 33.36 | 33.36
Nuc | 343.79 | 343.79 | 343.79 | 602.57 | 0.04 | 0.04
PS | 0 | 0 | 0 | 0 | 0 | 0
PV | 0 | 0 | 0 | 0 | 0 | 0
PeakG | 87.12 | 123.54 | 89.97 | 105.17 | 108.71 | 108.71
PeakO | 56.38 | 79.08 | 64.57 | 64.57 | 64.57 | 64.57
ST | 0 | 0 | 0 | 0 | 0 | 0
STOG | 7.56 | 8.94 | 7.67 | 7.67 | 7.67 | 7.67
STWD | 10.03 | 12.55 | 10.23 | 10.23 | 10.23 | 10.23
WT | 268.82 | 268.82 | 378.21 | 378.21 | 378.21 | 378.21
IGCC | 0 | 0 | 0 | 0 | 0 | 0
DemandResponse | 0 | 0 | 0 | 0 | 0 | 0
IGCC-CCS | 0 | 0 | 0 | 0 | 0 | 0
WT_off | 0 | 0 | 0 | 0 | 0 | 0
PseudoUnit | 0 | 0 | 0 | 0 | 0 | 0
FixedInterchange | 0 | 0 | 0 | 0 | 0 | 0
Base FOM Costs by Reporting Type: MISO_WUMS
ReportingType | 2015 | 2020 | 2025 | 2030 | 2035 | 2040
BM | 0 | 0 | 0 | 0 | 0 | 0
CC | 80.83 | 102.77 | 82.55 | 82.55 | 97.24 | 101.05
CSP | 0 | 0 | 0 | 0 | 0 | 0
CT | 0 | 46.23 | 61.79 | 112.27 | 187.03 | 214.4
Coal | 339.16 | 305.29 | 319.41 | 328.69 | 330.08 | 379.18
Geo | 0 | 0 | 0 | 0 | 0 | 0
H | 4.79 | 4.8 | 4.8 | 4.8 | 4.8 | 4.8
LFG | 8.57 | 8.57 | 35.44 | 35.44 | 35.44 | 35.44
Nuc | 264.54 | 287.77 | 264.54 | 570.75 | 0.04 | 0.04
PS | 0 | 0 | 0 | 0 | 0 | 0
PV | 0 | 0 | 0 | 0 | 0 | 0
PeakG | 55.64 | 81.65 | 65.08 | 77.65 | 77.65 | 77.65
PeakO | 13.52 | 17.78 | 14.69 | 14.69 | 14.69 | 14.69
ST | 0 | 0 | 0 | 0 | 0 | 0
STOG | 13.21 | 15.63 | 13.39 | 13.39 | 13.39 | 13.39
STWD | 3.37 | 4.21 | 3.43 | 3.43 | 3.43 | 3.43
WT | 46.36 | 46.36 | 46.36 | 46.36 | 46.36 | 46.36
IGCC | 0 | 0 | 0 | 0 | 0 | 0
DemandResponse | 0 | 0 | 0 | 0 | 0 | 0
IGCC-CCS | 0 | 0 | 0 | 0 | 0 | 0
WT_off | 0 | 0 | 0 | 0 | 0 | 0
PseudoUnit | 0 | 0 | 0 | 0 | 0 | 0
FixedInterchange | 0 | 0 | 0 | 0 | 0 | 0
Base FOM Costs by Reporting Type: Nebraska
ReportingType | 2015 | 2020 | 2025 | 2030 | 2035 | 2040
BM | 0 | 0 | 0 | 0 | 0 | 0
CC | 10.62 | 13.51 | 10.85 | 10.85 | 12.75 | 13.28
CSP | 0 | 0 | 0 | 0 | 0 | 0
CT | 0 | 0 | 0 | 0 | 0 | 0
Coal | 257.61 | 274.43 | 184.21 | 185.65 | 196.26 | 269.92
Geo | 0 | 0 | 0 | 0 | 0 | 0
H | 2.38 | 2.38 | 2.38 | 2.38 | 2.38 | 2.38
LFG | 0.72 | 0.72 | 0.72 | 9.35 | 9.35 | 9.35
Nuc | 182.28 | 198.29 | 182.28 | 249.21 | 0.09 | 0.09
PS | 0 | 0 | 0 | 0 | 0 | 0
PV | 0 | 0 | 0 | 0 | 0 | 0
PeakG | 21.82 | 37.31 | 31.37 | 31.37 | 31.37 | 31.37
PeakO | 9.57 | 12.19 | 9.77 | 9.77 | 9.77 | 9.77
ST | 0 | 0 | 0 | 0 | 0 | 0
STOG | 0 | 0 | 0 | 0 | 0 | 0
STWD | 0 | 0 | 0 | 0 | 0 | 0
WT | 10.53 | 772.05 | 1361.13 | 1803.71 | 1891.63 | 2151.84
IGCC | 0 | 0 | 0 | 0 | 0 | 0
DemandResponse | 0 | 0 | 0 | 0 | 0 | 0
IGCC-CCS | 0 | 0 | 0 | 0 | 0 | 0
WT_off | 0 | 0 | 0 | 0 | 0 | 0
PseudoUnit | 0 | 0 | 0 | 0 | 0 | 0
FixedInterchange | 0 | 0 | 0 | 0 | 0 | 0
Base FOM Costs by Reporting Type: NEISO
ReportingType | 2015 | 2020 | 2025 | 2030 | 2035 | 2040
BM | 25.35 | 25.35 | 25.35 | 25.35 | 25.35 | 25.35
CC | 343.51 | 416.71 | 331.13 | 358.02 | 391.45 | 391.45
CSP | 0 | 0 | 0 | 0 | 0 | 0
CT | 2.24 | 2.24 | 2.24 | 2.17 | 2.17 | 2.17
Coal | 22.84 | 0 | 0 | 0 | 0 | 0
Geo | 0 | 0 | 0 | 0 | 0 | 0
H | 46.4 | 46.45 | 46.45 | 46.45 | 46.45 | 46.45
LFG | 70.11 | 70.11 | 78.5 | 78.5 | 78.5 | 78.5
Nuc | 676.28 | 735.67 | 676.28 | 676.28 | 488.61 | 932.14
PS | 39.74 | 39.74 | 39.74 | 39.74 | 39.74 | 39.74
PV | 0.03 | 5.43 | 5.45 | 5.45 | 5.45 | 5.46
PeakG | 19.94 | 29.61 | 20.7 | 22.52 | 28.85 | 28.85
PeakO | 1.29 | 0 | 0 | 0 | 0 | 0
ST | 0 | 0 | 0 | 0 | 0 | 0
STOG | 0 | 0 | 0 | 0 | 0 | 0
STWD | 19.55 | 24.46 | 19.93 | 19.93 | 19.93 | 19.93
WT | 13.44 | 55.82 | 108.74 | 133.24 | 146.96 | 146.96
IGCC | 0 | 0 | 0 | 0 | 0 | 0
DemandResponse | 0 | 0 | 0 | 0 | 0 | 0
IGCC-CCS | 0 | 0 | 0 | 0 | 0 | 0
WT_off | 24.96 | 24.96 | 24.96 | 24.96 | 0 | 0
PseudoUnit | 0 | 0 | 0 | 0 | 0 | 0
FixedInterchange | 0 | 0 | 0 | 0 | 0 | 0
Base FOM Costs by Reporting Type: NonRTO_Midwest
ReportingType | 2015 | 2020 | 2025 | 2030 | 2035 | 2040
BM | 0 | 0 | 0 | 0 | 0 | 0
CC | 0 | 5.13 | 5.13 | 5.13 | 5.13 | 8.74
CSP | 0 | 0 | 0 | 0 | 0 | 0
CT | 0 | 0.22 | 0.22 | 0.22 | 0.22 | 0.22
Coal | 651.96 | 692.57 | 694.23 | 746.67 | 825.25 | 912.75
Geo | 0 | 0 | 0 | 0 | 0 | 0
H | 2.04 | 2.04 | 12.66 | 12.66 | 12.66 | 12.66
LFG | 1.69 | 1.69 | 20.97 | 20.97 | 20.97 | 20.97
Nuc | 0.01 | 0.01 | 0.01 | 0.01 | 0.01 | 0.01
PS | 0 | 0 | 0 | 0 | 0 | 0
PV | 0 | 0 | 0 | 0 | 0 | 0
PeakG | 56.39 | 83.4 | 58.5 | 71.11 | 80.61 | 80.61
PeakO | 0.35 | 0.45 | 0.36 | 0.36 | 0.36 | 0.36
ST | 0 | 0 | 0 | 0 | 0 | 0
STOG | 0 | 0 | 0 | 0 | 0 | 0
STWD | 0 | 0 | 0 | 0 | 0 | 0
WT | 2.26 | 2.26 | 2.26 | 2.26 | 2.26 | 2.26
IGCC | 0 | 0 | 0 | 0 | 0 | 0
DemandResponse | 0 | 0 | 0 | 0 | 0 | 0
IGCC-CCS | 0 | 0 | 0 | 0 | 0 | 0
WT_off | 0 | 0 | 0 | 0 | 0 | 0
PseudoUnit | 0 | 0 | 0 | 0 | 0 | 0
FixedInterchange | 0 | 0 | 0 | 0 | 0 | 0
Base FOM Costs by Reporting Type: NYISO_A-F
ReportingType | 2015 | 2020 | 2025 | 2030 | 2035 | 2040
BM | 0 | 0 | 0 | 0 | 0 | 0
CC | 97.63 | 123.38 | 108.34 | 119.75 | 119.75 | 119.75
CSP | 0 | 0 | 0 | 0 | 0 | 0
CT | 0 | 0 | 0 | 0 | 0 | 0
Coal | 0 | 0 | 0 | 0 | 0 | 0
Geo | 0 | 0 | 0 | 0 | 0 | 0
H | 62.6 | 62.6 | 62.6 | 62.6 | 62.6 | 62.6
LFG | 20.8 | 20.8 | 20.8 | 28.97 | 28.97 | 28.97
Nuc | 489.92 | 509.2 | 489.92 | 399.48 | 552.03 | 578.17
PS | 33.52 | 33.52 | 33.52 | 33.52 | 33.52 | 33.52
PV | 0 | 0 | 0 | 0 | 0 | 0
PeakG | 3.78 | 5.56 | 5.31 | 5.31 | 5.31 | 5.31
PeakO | 1.14 | 1.46 | 1.17 | 1.17 | 1.17 | 1.17
ST | 0 | 0 | 0 | 0 | 0 | 0
STOG | 0 | 0 | 0 | 0 | 0 | 0
STWD | 2.76 | 3.45 | 2.81 | 2.81 | 2.81 | 2.81
WT | 113.42 | 133.35 | 133.35 | 133.35 | 133.35 | 133.35
IGCC | 0 | 0 | 0 | 0 | 0 | 0
DemandResponse | 0 | 0 | 0 | 0 | 0 | 0
IGCC-CCS | 0 | 0 | 0 | 0 | 0 | 0
WT_off | 0 | 0 | 0 | 0 | 0 | 0
PseudoUnit | 0 | 0 | 0 | 0 | 0 | 0
FixedInterchange | 0 | 0 | 0 | 0 | 0 | 0
Base FOM Costs by Reporting Type: NYISO_G-I
ReportingType | 2015 | 2020 | 2025 | 2030 | 2035 | 2040
BM | 0 | 0 | 0 | 0 | 0 | 0
CC | 34.33 | 43.65 | 35.09 | 35.19 | 42.92 | 64.07
CSP | 0 | 0 | 0 | 0 | 0 | 0
CT | 0 | 0 | 0 | 0 | 0 | 0
Coal | 0 | 0 | 0 | 0 | 0 | 0
Geo | 0 | 0 | 0 | 0 | 0 | 0
H | 0.46 | 0.46 | 0.46 | 0.46 | 0.46 | 0.46
LFG | 7.72 | 7.72 | 7.76 | 16.67 | 16.67 | 16.67
Nuc | 297.74 | 323.88 | 297.74 | 297.74 | 452.18 | 0.18
PS | 0 | 0 | 0 | 0 | 0 | 0
PV | 0 | 0 | 0 | 0 | 0 | 0
PeakG | 1.51 | 2.04 | 1.56 | 1.56 | 1.56 | 1.56
PeakO | 2.55 | 3.25 | 2.61 | 2.61 | 2.61 | 2.61
ST | 0 | 0 | 0 | 0 | 0 | 0
STOG | 0 | 0 | 0 | 0 | 0 | 0
STWD | 0 | 0 | 0 | 0 | 0 | 0
WT | 0 | 1.68 | 1.68 | 1.68 | 1.68 | 1.68
IGCC | 0 | 0 | 0 | 0 | 0 | 0
DemandResponse | 0 | 0 | 0 | 0 | 0 | 0
IGCC-CCS | 0 | 0 | 0 | 0 | 0 | 0
WT_off | 0 | 0 | 0 | 0 | 0 | 0
PseudoUnit | 0 | 0 | 0 | 0 | 0 | 0
FixedInterchange | 0 | 0 | 0 | 0 | 0 | 0
Base FOM Costs by Reporting Type: NYISO_J-K
ReportingType | 2015 | 2020 | 2025 | 2030 | 2035 | 2040
BM | 0 | 0 | 0 | 0 | 0 | 0
CC | 125.46 | 154.92 | 127.77 | 138.94 | 152.61 | 152.61
CSP | 0 | 0 | 0 | 0 | 0 | 0
CT | 0 | 0 | 0 | 2.09 | 23.36 | 37.12
Coal | 0 | 0 | 0 | 0 | 0 | 0
Geo | 0 | 0 | 0 | 0 | 0 | 0
H | 0 | 0 | 0 | 0 | 0 | 0
LFG | 14.96 | 14.96 | 14.96 | 23.9 | 23.9 | 23.9
Nuc | 0.01 | 0.01 | 0.01 | 0.01 | 0.01 | 0.01
PS | 0 | 0 | 0 | 0 | 0 | 0
PV | 0.53 | 0.53 | 0.53 | 0.53 | 0 | 0
PeakG | 54.7 | 77.08 | 56.45 | 62.35 | 66.78 | 66.78
PeakO | 61.69 | 79.16 | 63.78 | 65.02 | 65.02 | 65.02
ST | 0 | 0 | 0 | 0 | 0 | 0
STOG | 186.87 | 221.12 | 189.55 | 189.55 | 189.55 | 189.55
STWD | 0 | 0 | 0 | 0 | 0 | 0
WT | 0 | 0 | 0 | 0 | 0 | 0
IGCC | 0 | 0 | 0 | 0 | 0 | 0
DemandResponse | 0 | 0 | 0 | 0 | 0 | 0
IGCC-CCS | 0 | 0 | 0 | 0 | 0 | 0
WT_off | 0 | 0 | 0 | 0 | 0 | 0
PseudoUnit | 0 | 0 | 0 | 0 | 0 | 0
FixedInterchange | 0 | 0 | 0 | 0 | 0 | 0
Base FOM Costs by Reporting Type: PJM_E
ReportingType | 2015 | 2020 | 2025 | 2030 | 2035 | 2040
BM | 3.02 | 3.02 | 3.02 | 3.02 | 3.02 | 3.02
CC | 297.21 | 359.4 | 312.87 | 330.19 | 350.43 | 350.43
CSP | 0 | 0 | 0 | 0 | 0 | 0
CT | 0.18 | 0.18 | 0.18 | 0.18 | 38.83 | 38.83
Coal | 41.72 | 0.8 | 0.8 | 0.8 | 0.8 | 0.8
Geo | 0 | 0 | 0 | 0 | 0 | 0
H | 3.85 | 3.85 | 3.85 | 3.85 | 3.85 | 3.85
LFG | 56.83 | 72.83 | 72.83 | 72.83 | 72.83 | 72.83
Nuc | 1239 | 1184.31 | 1149.53 | 1149.53 | 825.73 | 1983.3
PS | 9.5 | 9.5 | 9.5 | 9.5 | 9.5 | 9.5
PV | 0.75 | 0.75 | 0.75 | 0.75 | 0.75 | 0.75
PeakG | 75.2 | 106.43 | 77.64 | 89.79 | 93.22 | 93.22
PeakO | 75.92 | 100.78 | 82.41 | 82.41 | 82.41 | 82.41
ST | 0 | 0 | 0 | 0 | 0 | 0
STOG | 115.25 | 136.37 | 116.9 | 116.9 | 116.9 | 116.9
STWD | 0 | 0 | 0 | 0 | 0 | 0
WT | 32.63 | 32.63 | 32.63 | 32.63 | 32.63 | 32.63
IGCC | 0 | 0 | 0 | 0 | 0 | 0
DemandResponse | 0 | 0 | 0 | 0 | 0 | 0
IGCC-CCS | 0 | 0 | 0 | 0 | 0 | 0
WT_off | 0 | 0 | 58.67 | 58.67 | 58.67 | 58.67
PseudoUnit | 0 | 0 | 0 | 0 | 0 | 0
FixedInterchange | 0 | 0 | 0 | 0 | 0 | 0
Base FOM Costs by Reporting Type: PJM_ROM
ReportingType | 2015 | 2020 | 2025 | 2030 | 2035 | 2040
BM | 1.81 | 1.81 | 1.81 | 1.81 | 1.81 | 1.81
CC | 142.43 | 174.53 | 145.82 | 151.1 | 295.12 | 482.39
CSP | 0 | 0 | 0 | 0 | 0 | 0
CT | 0.11 | 0.11 | 0.11 | 0.11 | 0.11 | 0.11
Coal | 546.13 | 559.7 | 606.71 | 792.06 | 822.39 | 840.08
Geo | 0 | 0 | 0 | 0 | 0 | 0
H | 19.83 | 20.82 | 29.48 | 29.48 | 29.48 | 29.48
LFG | 43.05 | 74.95 | 74.95 | 74.95 | 74.95 | 74.95
Nuc | 733.21 | 756.8 | 733.21 | 733.21 | 657.66 | 1060.55
PS | 35.92 | 35.92 | 35.92 | 35.92 | 35.92 | 35.92
PV | 0.06 | 23.6 | 38.44 | 42.46 | 44.05 | 45.96
PeakG | 30.83 | 44.67 | 41.32 | 41.32 | 41.32 | 41.32
PeakO | 45.95 | 58.57 | 46.94 | 46.94 | 46.94 | 46.94
ST | 0 | 0 | 0 | 0 | 0 | 0
STOG | 155.08 | 183.5 | 157.31 | 157.31 | 157.31 | 157.31
STWD | 2.24 | 2.81 | 2.29 | 2.29 | 2.29 | 2.29
WT | 38.48 | 59.54 | 221.01 | 222.65 | 222.65 | 222.65
IGCC | 0 | 0 | 0 | 0 | 0 | 0
DemandResponse | 0 | 0 | 0 | 0 | 0 | 0
IGCC-CCS | 0 | 0 | 0 | 0 | 0 | 0
WT_off | 0 | 0 | 0 | 0 | 0 | 0
PseudoUnit | 0 | 0 | 0 | 0 | 0 | 0
FixedInterchange | 0 | 0 | 0 | 0 | 0 | 0
Base FOM Costs by Reporting Type: PJM_ROR
ReportingType | 2015 | 2020 | 2025 | 2030 | 2035 | 2040
BM | 38.69 | 38.69 | 38.69 | 38.69 | 38.69 | 19.4
CC | 357.07 | 446.97 | 374.27 | 400.44 | 437.03 | 437.03
CSP | 0 | 0 | 0 | 0 | 0 | 0
CT | 0.19 | 0.19 | 0.19 | 0.19 | 0.19 | 0.19
Coal | 3418.04 | 2790.41 | 2881.13 | 3392.23 | 3874.34 | 4122.34
Geo | 0 | 0 | 0 | 0 | 0 | 0
H | 26.17 | 33.33 | 33.33 | 33.33 | 33.33 | 33.33
LFG | 65.06 | 97.94 | 126.87 | 126.87 | 126.87 | 126.87
Nuc | 2917.4 | 3014.07 | 2917.4 | 2791.17 | 2168.76 | 4415.45
PS | 73.14 | 73.14 | 73.14 | 73.14 | 73.14 | 73.14
PV | 0.35 | 0.35 | 0.35 | 0.35 | 0.35 | 0.35
PeakG | 325.76 | 481.29 | 337.93 | 436.45 | 464.24 | 464.24
PeakO | 48.69 | 65.15 | 52.22 | 52.22 | 52.22 | 52.22
ST | 0 | 0 | 0 | 0 | 0 | 0
STOG | 93.25 | 110.34 | 94.59 | 94.59 | 94.59 | 94.59
STWD | 6.22 | 7.78 | 6.34 | 6.34 | 6.34 | 6.34
WT | 322.6 | 327.98 | 327.98 | 369.32 | 424.49 | 498.5
IGCC | 0 | 0 | 0 | 0 | 0 | 0
DemandResponse | 0 | 0 | 0 | 0 | 0 | 0
IGCC-CCS | 0 | 0 | 0 | 0 | 0 | 0
WT_off | 0 | 0 | 0 | 0 | 0 | 0
PseudoUnit | 0 | 0 | 0 | 0 | 0 | 0
FixedInterchange | 0 | 0 | 0 | 0 | 0 | 0
Base FOM Costs by Reporting Type: SOCO
ReportingType | 2015 | 2020 | 2025 | 2030 | 2035 | 2040
BM | 5.53 | 5.53 | 5.53 | 5.53 | 5.53 | 5.53
CC | 511.87 | 633.85 | 524.61 | 545.57 | 624.49 | 624.49
CSP | 0 | 0 | 0 | 0 | 0 | 0
CT | 0 | 0 | 0 | 0 | 0 | 0
Coal | 1078.89 | 1115.88 | 1135.16 | 1289.18 | 1493.68 | 1791.94
Geo | 0 | 0 | 0 | 0 | 0 | 0
H | 59.74 | 59.74 | 59.74 | 59.74 | 59.74 | 59.74
LFG | 4.46 | 4.46 | 17.39 | 17.39 | 17.39 | 17.39
Nuc | 850.41 | 1045.67 | 1045.67 | 1045.67 | 1045.67 | 1199.16
PS | 39.76 | 39.76 | 39.76 | 39.76 | 39.76 | 39.76
PV | 0 | 0 | 0 | 0 | 0 | 0
PeakG | 182.94 | 270.92 | 189.83 | 246.58 | 262.59 | 262.59
PeakO | 0 | 0 | 0 | 0 | 0 | 0
ST | 0 | 0 | 0 | 0 | 0 | 0
STOG | 0 | 0 | 0 | 0 | 0 | 0
STWD | 21.41 | 26.79 | 21.83 | 21.83 | 21.83 | 21.83
WT | 0 | 0 | 0 | 0 | 0 | 0
IGCC | 0 | 0 | 0 | 0 | 0 | 0
DemandResponse | 0 | 0 | 0 | 0 | 0 | 0
IGCC-CCS | 0 | 0 | 0 | 0 | 0 | 0
WT_off | 0 | 0 | 0 | 0 | 0 | 0
PseudoUnit | 0 | 0 | 0 | 0 | 0 | 0
FixedInterchange | 0 | 0 | 0 | 0 | 0 | 0
Base FOM Costs by Reporting Type: SPP_N
ReportingType | 2015 | 2020 | 2025 | 2030 | 2035 | 2040
BM | 0 | 0 | 0 | 0 | 0 | 0
CC | 41.13 | 52.29 | 42 | 46.53 | 51.42 | 51.42
CSP | 0 | 0 | 0 | 0 | 0 | 0
CT | 0 | 0 | 0 | 0 | 0 | 0.89
Coal | 548.33 | 540 | 439.89 | 363.77 | 413.83 | 526.93
Geo | 0 | 0 | 0 | 0 | 0 | 0
H | 0.3 | 0.3 | 0.3 | 0.3 | 0.3 | 0.3
LFG | 0.84 | 0.84 | 0.84 | 12.28 | 12.28 | 12.28
Nuc | 160.51 | 168.89 | 168.89 | 168.89 | 168.89 | 168.89
PS | 0 | 0 | 0 | 0 | 0 | 0
PV | 0 | 0 | 0 | 0 | 0 | 0
PeakG | 74.97 | 117.69 | 105.7 | 105.7 | 105.7 | 105.7
PeakO | 34.89 | 44.84 | 35.94 | 35.94 | 35.94 | 35.94
ST | 0 | 0 | 0 | 0 | 0 | 0
STOG | 44.63 | 52.81 | 45.27 | 45.27 | 45.27 | 45.27
STWD | 0 | 0 | 0 | 0 | 0 | 0
WT | 41.99 | 41.99 | 41.99 | 864.63 | 929.84 | 933.22
IGCC | 0 | 0 | 0 | 0 | 0 | 0
DemandResponse | 0 | 0 | 0 | 0 | 0 | 0
IGCC-CCS | 0 | 0 | 0 | 0 | 0 | 0
WT_off | 0 | 0 | 0 | 0 | 0 | 0
PseudoUnit | 0 | 0 | 0 | 0 | 0 | 0
FixedInterchange | 0 | 0 | 0 | 0 | 0 | 0
Base FOM Costs by Reporting Type: SPP_S
ReportingType | 2015 | 2020 | 2025 | 2030 | 2035 | 2040
BM | 0 | 0 | 0 | 0 | 0 | 0
CC | 327.42 | 415.34 | 336.76 | 365.29 | 401.35 | 404.99
CSP | 0 | 0 | 0 | 0 | 0 | 0
CT | 2.76 | 4.77 | 4.77 | 4.77 | 4.77 | 5.26
Coal | 822.98 | 796.37 | 343.89 | 281.43 | 287.61 | 326.56
Geo | 0 | 0 | 0 | 0 | 0 | 0
H | 30.03 | 30.03 | 30.03 | 30.03 | 30.03 | 30.03
LFG | 2.29 | 2.29 | 2.29 | 13.72 | 13.72 | 13.72
Nuc | 0.01 | 0.01 | 0.01 | 0.01 | 0.01 | 0.01
PS | 10.59 | 10.59 | 10.59 | 10.59 | 10.59 | 10.59
PV | 0 | 0 | 0 | 0 | 0 | 0
PeakG | 60.2 | 87.93 | 62.37 | 76.78 | 82.77 | 82.77
PeakO | 3.36 | 4.54 | 3.63 | 3.63 | 3.64 | 3.66
ST | 0 | 0 | 0 | 0 | 0 | 0
STOG | 448.65 | 530.87 | 455.08 | 455.08 | 455.08 | 455.08
STWD | 2.69 | 3.37 | 2.75 | 2.75 | 2.75 | 2.75
WT | 90.68 | 94.89 | 1098.49 | 1650.15 | 1650.15 | 1650.15
IGCC | 0 | 0 | 0 | 0 | 0 | 0
DemandResponse | 0 | 0 | 0 | 0 | 0 | 0
IGCC-CCS | 0 | 0 | 0 | 0 | 0 | 0
WT_off | 0 | 0 | 0 | 0 | 0 | 0
PseudoUnit | 0 | 0 | 0 | 0 | 0 | 0
FixedInterchange | 0 | 0 | 0 | 0 | 0 | 0
Base FOM Costs by Reporting Type: TVA
ReportingType | 2015 | 2020 | 2025 | 2030 | 2035 | 2040
BM | 0 | 0 | 0 | 0 | 0 | 0
CC | 152.84 | 199.38 | 166.24 | 203.28 | 227.73 | 227.73
CSP | 0 | 0 | 0 | 0 | 0 | 0
CT | 0 | 6.9 | 6.9 | 12.76 | 12.76 | 12.76
Coal | 1011.76 | 1048.38 | 1087.78 | 1190.93 | 1281.73 | 1308.61
Geo | 0 | 0 | 0 | 0 | 0 | 0
H | 72.8 | 72.8 | 73.19 | 73.19 | 73.19 | 73.19
LFG | 1.57 | 1.57 | 14.49 | 14.49 | 14.49 | 14.49
Nuc | 1153.81 | 1199.07 | 1153.81 | 1153.81 | 788.03 | 1385.25
PS | 41.38 | 41.38 | 41.38 | 41.38 | 41.38 | 41.38
PV | 0 | 0 | 0 | 0 | 0 | 0
PeakG | 99.24 | 153.37 | 140.99 | 140.99 | 140.99 | 140.99
PeakO | 1.87 | 2.54 | 1.92 | 2.49 | 2.49 | 2.49
ST | 0 | 0 | 0 | 0 | 0 | 0
STOG | 0 | 0 | 0 | 0 | 0 | 0
STWD | 0.16 | 0.2 | 0.16 | 0.16 | 0.16 | 0.16
WT | 0.99 | 0.99 | 0.99 | 0.99 | 0.99 | 0.99
IGCC | 0 | 0 | 0 | 0 | 0 | 0
DemandResponse | 0 | 0 | 0 | 0 | 0 | 0
IGCC-CCS | 0 | 0 | 0 | 0 | 0 | 0
WT_off | 0 | 0 | 0 | 0 | 0 | 0
PseudoUnit | 0 | 0 | 0 | 0 | 0 | 0
FixedInterchange | 0 | 0 | 0 | 0 | 0 | 0
Base FOM Costs by Reporting Type: TVA_Transmission
ReportingType | 2015 | 2020 | 2025 | 2030 | 2035 | 2040
BM | 0 | 0 | 0 | 0 | 0 | 0
CC | 0 | 0 | 0 | 0 | 0 | 0
CSP | 0 | 0 | 0 | 0 | 0 | 0
CT | 0 | 0 | 0 | 0 | 0 | 0
Coal | 0 | 0 | 0 | 0 | 0 | 0
Geo | 0 | 0 | 0 | 0 | 0 | 0
H | 0 | 0 | 0 | 0 | 0 | 0
LFG | 0 | 0 | 0 | 0 | 0 | 0
Nuc | 0 | 0 | 0 | 0 | 0 | 0
PS | 0 | 0 | 0 | 0 | 0 | 0
PV | 0 | 0 | 0 | 0 | 0 | 0
PeakG | 0 | 0 | 0 | 0 | 0 | 0
PeakO | 0 | 0 | 0 | 0 | 0 | 0
ST | 0 | 0 | 0 | 0 | 0 | 0
STOG | 0 | 0 | 0 | 0 | 0 | 0
STWD | 0 | 0 | 0 | 0 | 0 | 0
WT | 0 | 0 | 0 | 0 | 0 | 0
IGCC | 0 | 0 | 0 | 0 | 0 | 0
DemandResponse | 0 | 0 | 0 | 0 | 0 | 0
IGCC-CCS | 0 | 0 | 0 | 0 | 0 | 0
WT_off | 0 | 0 | 0 | 0 | 0 | 0
PseudoUnit | 0 | 0 | 0 | 0 | 0 | 0
FixedInterchange | 0 | 0 | 0 | 0 | 0 | 0
Base FOM Costs by Reporting Type: VACAR
ReportingType | 2015 | 2020 | 2025 | 2030 | 2035 | 2040
BM | 0.09 | 23.3 | 85.66 | 91.69 | 110.12 | 125.27
CC | 195.61 | 260.8 | 235.4 | 244.06 | 362.17 | 430.37
CSP | 0 | 0 | 0 | 0 | 0 | 0
CT | 4.8 | 8.57 | 11.72 | 18.8 | 18.8 | 21.02
Coal | 1167.63 | 1068.35 | 1099.82 | 1258.92 | 1431.14 | 1518.9
Geo | 0 | 0 | 0 | 0 | 0 | 0
H | 30.23 | 30.23 | 30.23 | 30.23 | 30.23 | 30.23
LFG | 7.64 | 20.52 | 20.52 | 20.52 | 20.52 | 20.52
Nuc | 1664.13 | 1955.26 | 1870.92 | 1870.92 | 1398.04 | 2995.54
PS | 62.1 | 62.1 | 62.1 | 62.1 | 62.1 | 62.1
PV | 0.23 | 2.55 | 2.66 | 2.72 | 2.91 | 3.07
PeakG | 142.93 | 209.84 | 148.17 | 188.38 | 199.72 | 199.72
PeakO | 36.13 | 46.34 | 37.33 | 38.01 | 38.01 | 38.01
ST | 0 | 0 | 0 | 0 | 0 | 0
STOG | 4.04 | 4.78 | 4.1 | 4.1 | 4.1 | 4.1
STWD | 9.01 | 11.27 | 9.18 | 9.18 | 9.18 | 9.18
WT | 0.03 | 98.25 | 98.25 | 98.25 | 98.25 | 98.25
IGCC | 0 | 0 | 0 | 0 | 0 | 0
DemandResponse | 0 | 0 | 0 | 0 | 0 | 0
IGCC-CCS | 0 | 0 | 0 | 0 | 0 | 0
WT_off | 0.05 | 0.05 | 0.05 | 0.05 | 0.05 | 0.05
PseudoUnit | 0 | 0 | 0 | 0 | 0 | 0
FixedInterchange | 0 | 0 | 0 | 0 | 0 | 0
Base FOM Costs by Reporting Type: IESO
ReportingType | 2015 | 2020 | 2025 | 2030 | 2035 | 2040
BM | 32.8 | 32.8 | 32.8 | 32.8 | 32.8 | 32.8
CC | 116.51 | 116.51 | 116.51 | 116.51 | 124.86 | 167.56
CSP | 0 | 0 | 0 | 0 | 0 | 0
CT | 2.46 | 2.46 | 2.46 | 2.46 | 2.46 | 4.42
Coal | 0 | 0 | 0 | 0 | 0 | 0
Geo | 0 | 0 | 0 | 0 | 0 | 0
H | 123.83 | 123.83 | 123.83 | 123.83 | 123.83 | 127.39
LFG | 14.17 | 14.17 | 14.17 | 14.17 | 14.23 | 14.23
Nuc | 1895.33 | 1895.33 | 1895.33 | 1895.33 | 1745.37 | 2079.68
PS | 2.92 | 2.92 | 2.92 | 2.92 | 2.92 | 2.92
PV | 18.26 | 18.26 | 18.26 | 18.26 | 0.44 | 0.44
PeakG | 11.67 | 13.67 | 13.67 | 13.67 | 13.67 | 13.67
PeakO | 0.66 | 0.66 | 0.78 | 0.86 | 0.86 | 0.86
ST | 0 | 0 | 0 | 0 | 0 | 0
STOG | 0 | 0 | 0 | 0 | 0 | 0
STWD | 0 | 0 | 0 | 0 | 0 | 0
WT | 102.92 | 102.92 | 102.92 | 102.92 | 43.8 | 43.8
IGCC | 0 | 0 | 0 | 0 | 0 | 0
DemandResponse | 0 | 0 | 0 | 0 | 0 | 0
IGCC-CCS | 0 | 0 | 0 | 0 | 0 | 0
WT_off | 0 | 0 | 0 | 0 | 0 | 0
PseudoUnit | 0 | 0 | 0 | 0 | 0 | 0
FixedInterchange | 0 | 0 | 0 | 0 | 0 | 0
Base FOM Costs by Reporting Type: MAPP_CA
ReportingType | 2015 | 2020 | 2025 | 2030 | 2035 | 2040
BM | 0 | 0 | 0 | 0 | 0 | 0
CC | 21.69 | 21.69 | 21.69 | 6.67 | 7.56 | 7.56
CSP | 0 | 0 | 0 | 0 | 0 | 0
CT | 0 | 0 | 0 | 0 | 0 | 0
Coal | 113.87 | 88.74 | 2.52 | 0 | 0 | 0
Geo | 0 | 0 | 0 | 0 | 0 | 0
H | 92.24 | 102.13 | 123.42 | 158.45 | 158.45 | 158.45
LFG | 0 | 0 | 0 | 0 | 0 | 0
Nuc | 0.01 | 0.01 | 0.01 | 0.01 | 0.01 | 0.01
PS | 0 | 0 | 0 | 0 | 0 | 0
PV | 0 | 0 | 0 | 0 | 0 | 0
PeakG | 9.88 | 9.88 | 9.88 | 9.88 | 13.09 | 13.09
PeakO | 0.09 | 0.09 | 0.09 | 0 | 0 | 0
ST | 0 | 0 | 0 | 0 | 0 | 0
STOG | 5.54 | 5.54 | 5.54 | 0 | 0 | 0
STWD | 0 | 0 | 0 | 0 | 0 | 0
WT | 17.9 | 17.9 | 17.9 | 17.9 | 17.9 | 17.9
IGCC | 0 | 0 | 0 | 0 | 0 | 0
DemandResponse | 0 | 0 | 0 | 0 | 0 | 0
IGCC-CCS | 0 | 0 | 0 | 0 | 0 | 0
WT_off | 0 | 0 | 0 | 0 | 0 | 0
PseudoUnit | 0 | 0 | 0 | 0 | 0 | 0
FixedInterchange | 0 | 0 | 0 | 0 | 0 | 0
Base FOM Costs by Reporting Type: AZ_NM_SNV_Coal
ReportingType | 2015 | 2020 | 2025 | 2030 | 2035 | 2040
BM | 0 | 0 | 0 | 0 | 0 | 0
CC | 0 | 0 | 0 | 0 | 0 | 0
CSP | 0 | 0 | 0 | 0 | 0 | 0
CT | 0 | 0 | 0 | 0 | 0 | 0
Coal | 731.78 | 781.65 | 789.38 | 904.87 | 1093.4 | 1483.31
Geo | 0 | 0 | 0 | 0 | 0 | 0
H | 0 | 0 | 0 | 0 | 0 | 0
LFG | 0 | 0 | 0 | 0 | 0 | 0
Nuc | 0 | 0 | 0 | 0 | 0 | 0
PS | 0 | 0 | 0 | 0 | 0 | 0
PV | 0 | 0 | 0 | 0 | 0 | 0
PeakG | 0 | 0 | 0 | 0 | 0 | 0
PeakO | 0 | 0 | 0 | 0 | 0 | 0
ST | 0 | 0 | 0 | 0 | 0 | 0
STOG | 0 | 0 | 0 | 0 | 0 | 0
STWD | 0 | 0 | 0 | 0 | 0 | 0
WT | 0 | 0 | 0 | 0 | 0 | 0
IGCC | 0 | 0 | 0 | 0 | 0 | 0
DemandResponse | 0 | 0 | 0 | 0 | 0 | 0
IGCC-CCS | 0 | 0 | 0 | 0 | 0 | 0
WT_off | 0 | 0 | 0 | 0 | 0 | 0
PseudoUnit | 0 | 0 | 0 | 0 | 0 | 0
FixedInterchange | 0 | 0 | 0 | 0 | 0 | 0
Base FOM Costs by Reporting Type: AZ_NM_SNV_Gas
ReportingType | 2015 | 2020 | 2025 | 2030 | 2035 | 2040
BM | 0 | 0 | 0 | 0 | 0 | 0
CC | 442.18 | 575.62 | 467.4 | 550.63 | 622.96 | 622.96
CSP | 0 | 0 | 0 | 0 | 0 | 0
CT | 4.93 | 4.93 | 4.93 | 4.93 | 0 | 0
Coal | 0 | 0 | 0 | 0 | 0 | 0
Geo | 0 | 0 | 0 | 0 | 0 | 0
H | 0 | 0 | 0 | 0 | 0 | 0
LFG | 0 | 0 | 0 | 0 | 0 | 0
Nuc | 0 | 0 | 0 | 0 | 0 | 0
PS | 0 | 0 | 0 | 0 | 0 | 0
PV | 0 | 0 | 0 | 0 | 0 | 0
PeakG | 36.25 | 53.81 | 43.12 | 52.43 | 52.43 | 0
PeakO | 0 | 0 | 0 | 0 | 0 | 0
ST | 0 | 0 | 0 | 0 | 0 | 0
STOG | 0 | 0 | 0 | 0 | 0 | 0
STWD | 0 | 0 | 0 | 0 | 0 | 0
WT | 0 | 0 | 0 | 0 | 0 | 0
IGCC | 0 | 0 | 0 | 0 | 0 | 0
DemandResponse | 0 | 0 | 0 | 0 | 0 | 0
IGCC-CCS | 0 | 0 | 0 | 0 | 0 | 0
WT_off | 0 | 0 | 0 | 0 | 0 | 0
PseudoUnit | 0 | 0 | 0 | 0 | 0 | 0
FixedInterchange | 0 | 0 | 0 | 0 | 0 | 0
Base FOM Costs by Reporting Type: AZ_NM_SNV_NucRenew
ReportingType | 2015 | 2020 | 2025 | 2030 | 2035 | 2040
BM | 0 | 0 | 0 | 0 | 0 | 0
CC | 0 | 0 | 0 | 0 | 0 | 0
CSP | 0 | 0 | 0 | 0 | 0 | 0
CT | 0 | 0 | 0 | 0 | 0 | 0
Coal | 0 | 0 | 0 | 0 | 0 | 0
Geo | 0 | 0 | 122.18 | 122.18 | 122.18 | 122.18
H | 44.6 | 44.6 | 44.6 | 44.6 | 44.6 | 44.6
LFG | 0.84 | 0.84 | 8.14 | 8.14 | 8.14 | 8.14
Nuc | 484.16 | 564.17 | 564.17 | 564.17 | 564.17 | 564.17
PS | 5.13 | 5.13 | 5.13 | 5.13 | 5.13 | 5.13
PV | 2.38 | 2.38 | 2.38 | 2.38 | 2.38 | 2.38
PeakG | 0 | 0 | 0 | 0 | 0 | 0
PeakO | 0 | 0 | 0 | 0 | 0 | 0
ST | 17.92 | 46.04 | 63.75 | 71.73 | 71.73 | 71.73
STOG | 0 | 0 | 0 | 0 | 0 | 0
STWD | 0.83 | 1.04 | 0.85 | 0.85 | 0.85 | 0.85
WT | 17.57 | 17.57 | 26.76 | 44.06 | 44.06 | 44.06
IGCC | 0 | 0 | 0 | 0 | 0 | 0
DemandResponse | 0 | 0 | 0 | 0 | 0 | 0
IGCC-CCS | 0 | 0 | 0 | 0 | 0 | 0
WT_off | 0 | 0 | 0 | 0 | 0 | 0
PseudoUnit | 0 | 0 | 0 | 0 | 0 | 0
FixedInterchange | 0 | 0 | 0 | 0 | 0 | 0
Base FOM Costs by Reporting Type: ERCOT
ReportingType | 2015 | 2020 | 2025 | 2030 | 2035 | 2040
BM | 14.57 | 14.57 | 14.57 | 185.52 | 191.96 | 203.66
CC | 862.73 | 1102.12 | 912.43 | 942.02 | 1101.75 | 1152.54
CSP | 0 | 0 | 0 | 0 | 0 | 0
CT | 1.67 | 1.67 | 1.67 | 1.67 | 1.67 | 1.67
Coal | 1175.78 | 1362.67 | 1256.35 | 1310.78 | 1466.71 | 1773.28
Geo | 0 | 0 | 0 | 0 | 0 | 0
H | 8.05 | 8.05 | 8.05 | 16.99 | 16.99 | 16.99
LFG | 9.05 | 9.05 | 51.64 | 51.64 | 51.64 | 51.64
Nuc | 574.09 | 734.71 | 741.22 | 741.22 | 741.22 | 741.22
PS | 0 | 0 | 0 | 0 | 0 | 0
PV | 0.25 | 0.25 | 0.25 | 0.25 | 0.01 | 0.01
PeakG | 80.63 | 119.03 | 114.62 | 114.62 | 114.62 | 114.62
PeakO | 1.29 | 1.86 | 1.53 | 1.53 | 1.53 | 1.53
ST | 0 | 0 | 0 | 0 | 0 | 0
STOG | 756.72 | 895.41 | 767.57 | 767.57 | 767.57 | 767.57
STWD | 0 | 0 | 0 | 0 | 0 | 0
WT | 315.42 | 549.36 | 813.28 | 977.51 | 1000.81 | 1042.6
IGCC | 0 | 0 | 0 | 0 | 0 | 0
DemandResponse | 0 | 0 | 0 | 0 | 0 | 0
IGCC-CCS | 0 | 0 | 0 | 0 | 0 | 0
WT_off | 0 | 0 | 0 | 0 | 0 | 0
PseudoUnit | 0 | 0 | 0 | 0 | 0 | 0
FixedInterchange | 0 | 0 | 0 | 0 | 0 | 0
Base FOM Costs by Reporting Type: NP15
ReportingType | 2015 | 2020 | 2025 | 2030 | 2035 | 2040
BM | 0 | 0 | 0 | 0 | 0 | 0
CC | 205.4 | 258.04 | 212.25 | 226.85 | 253.32 | 253.32
CSP | 0 | 0 | 0 | 0 | 0 | 0
CT | 1.45 | 13.29 | 15.92 | 42.45 | 71.78 | 100.9
Coal | 1.65 | 0 | 0 | 0 | 0 | 0
Geo | 100.8 | 114.81 | 151.36 | 151.36 | 151.36 | 151.36
H | 125.7 | 125.7 | 125.7 | 125.7 | 125.7 | 125.7
LFG | 10.26 | 78.24 | 78.24 | 78.24 | 78.24 | 78.24
Nuc | 302.44 | 364.27 | 334.86 | 334.86 | 334.86 | 334.86
PS | 53.58 | 53.58 | 53.58 | 53.58 | 53.58 | 53.58
PV | 0.89 | 0.89 | 0.89 | 0.89 | 0.78 | 0.78
PeakG | 56.04 | 82.34 | 58.1 | 74.01 | 78.49 | 78.49
PeakO | 10.26 | 13.08 | 10.48 | 10.49 | 10.49 | 10.49
ST | 1.86 | 1.86 | 1.86 | 1.86 | 1.86 | 1.86
STOG | 167.55 | 198.25 | 169.95 | 169.95 | 169.95 | 169.95
STWD | 14.17 | 17.73 | 14.44 | 14.44 | 14.44 | 14.44
WT | 40.21 | 40.21 | 297.52 | 365.1 | 365.48 | 365.54
IGCC | 0 | 0 | 0 | 0 | 0 | 0
DemandResponse | 0 | 0 | 0 | 0 | 0 | 0
IGCC-CCS | 0 | 0 | 0 | 0 | 0 | 0
WT_off | 0 | 0 | 0 | 0 | 0 | 0
PseudoUnit | 0 | 0 | 0 | 0 | 0 | 0
FixedInterchange | 0 | 0 | 0 | 0 | 0 | 0
Base FOM Costs by Reporting Type: NWPP_Coal
ReportingType | 2015 | 2020 | 2025 | 2030 | 2035 | 2040
BM | 0 | 0 | 0 | 0 | 0 | 0
CC | 0 | 0 | 0 | 0 | 0 | 0
CSP | 0 | 0 | 0 | 0 | 0 | 0
CT | 0 | 0 | 0 | 0 | 0 | 0
Coal | 900.45 | 954.62 | 993.33 | 1065.23 | 1236.5 | 1338.59
Geo | 0 | 0 | 0 | 0 | 0 | 0
H | 0 | 0 | 0 | 0 | 0 | 0
LFG | 0 | 0 | 0 | 0 | 0 | 0
Nuc | 0 | 0 | 0 | 0 | 0 | 0
PS | 0 | 0 | 0 | 0 | 0 | 0
PV | 0 | 0 | 0 | 0 | 0 | 0
PeakG | 0 | 0 | 0 | 0 | 0 | 0
PeakO | 0 | 0 | 0 | 0 | 0 | 0
ST | 0 | 0 | 0 | 0 | 0 | 0
STOG | 0 | 0 | 0 | 0 | 0 | 0
STWD | 0 | 0 | 0 | 0 | 0 | 0
WT | 0 | 0 | 0 | 0 | 0 | 0
IGCC | 0 | 0 | 0 | 0 | 0 | 0
DemandResponse | 0 | 0 | 0 | 0 | 0 | 0
IGCC-CCS | 0 | 0 | 0 | 0 | 0 | 0
WT_off | 0 | 0 | 0 | 0 | 0 | 0
PseudoUnit | 0 | 0 | 0 | 0 | 0 | 0
FixedInterchange | 0 | 0 | 0 | 0 | 0 | 0
Base FOM Costs by Reporting Type: NWPP_Gas
ReportingType | 2015 | 2020 | 2025 | 2030 | 2035 | 2040
BM | 0 | 0 | 0 | 0 | 0 | 0
CC | 192.07 | 243.03 | 196.06 | 241.58 | 351.52 | 354.35
CSP | 0 | 0 | 0 | 0 | 0 | 0
CT | 1 | 1 | 1 | 1 | 0 | 0
Coal | 0 | 0 | 0 | 0 | 0 | 12.64
Geo | 0 | 0 | 0 | 0 | 0 | 0
H | 0 | 0 | 0 | 0 | 0 | 0
LFG | 0 | 0 | 0 | 0 | 0 | 0
Nuc | 0 | 0 | 0 | 0 | 0 | 0
PS | 0 | 0 | 0 | 0 | 0 | 0
PV | 0 | 0 | 0 | 0 | 0 | 0
PeakG | 0 | 0 | 0 | 0 | 0 | 0
PeakO | 0 | 0 | 0 | 0 | 0 | 0
ST | 0 | 0 | 0 | 0 | 0 | 0
STOG | 0 | 0 | 0 | 0 | 0 | 0
STWD | 0 | 0 | 0 | 0 | 0 | 0
WT | 0 | 0 | 0 | 0 | 0 | 0
IGCC | 0 | 0 | 0 | 0 | 0 | 0
DemandResponse | 0 | 0 | 0 | 0 | 0 | 0
IGCC-CCS | 0 | 0 | 0 | 0 | 0 | 0
WT_off | 0 | 0 | 0 | 0 | 0 | 0
PseudoUnit | 0 | 0 | 0 | 0 | 0 | 0
FixedInterchange | 0 | 0 | 0 | 0 | 0 | 0
Base FOM Costs by Reporting Type: NWPP_NucRenew
ReportingType | 2015 | 2020 | 2025 | 2030 | 2035 | 2040
BM | 3.27 | 3.27 | 3.27 | 3.27 | 3.27 | 3.27
CC | 0 | 0 | 0 | 0 | 0 | 0
CSP | 0 | 0 | 0 | 0 | 0 | 0
CT | 0 | 0 | 0 | 0 | 0 | 0
Coal | 0 | 0 | 0 | 0 | 0 | 0
Geo | 35.81 | 35.81 | 72.38 | 72.38 | 72.38 | 72.38
H | 480.54 | 480.54 | 480.54 | 480.54 | 480.54 | 480.54
LFG | 15.5 | 15.5 | 40.4 | 44.91 | 44.91 | 44.91
Nuc | 164.67 | 164.67 | 164.67 | 164.67 | 164.67 | 225.13
PS | 6.12 | 6.12 | 6.12 | 6.12 | 6.12 | 6.12
PV | 0.04 | 0.04 | 0.04 | 0.04 | 0.04 | 0.04
PeakG | 0 | 0 | 0 | 0 | 0 | 0
PeakO | 0 | 0 | 0 | 0 | 0 | 0
ST | 0 | 0 | 0 | 0 | 0 | 0
STOG | 0 | 0 | 0 | 0 | 0 | 0
STWD | 12.15 | 15.2 | 12.39 | 12.39 | 12.39 | 12.39
WT | 228.93 | 228.93 | 228.93 | 228.93 | 228.93 | 228.93
IGCC | 0 | 0 | 0 | 0 | 0 | 0
DemandResponse | 0 | 0 | 0 | 0 | 0 | 0
IGCC-CCS | 0 | 0 | 0 | 0 | 0 | 0
WT_off | 0 | 0 | 0 | 0 | 0 | 0
PseudoUnit | 0 | 0 | 0 | 0 | 0 | 0
FixedInterchange | 0 | 0 | 0 | 0 | 0 | 0
Base FOM Costs by Reporting Type: RMPA
ReportingType | 2015 | 2020 | 2025 | 2030 | 2035 | 2040
BM | 0 | 0 | 0 | 0 | 0 | 0
CC | 79.71 | 101.34 | 81.4 | 99.64 | 99.64 | 99.64
CSP | 0 | 0 | 0 | 0 | 0 | 0
CT | 1.02 | 1.02 | 1.02 | 1.02 | 0.4 | 0.4
Coal | 483.02 | 500.78 | 498.84 | 506.66 | 582.18 | 723.87
Geo | 0 | 38.66 | 214.47 | 216.56 | 216.56 | 216.56
H | 13.99 | 13.99 | 13.99 | 13.99 | 13.99 | 13.99
LFG | 0.89 | 0.89 | 0.89 | 4.37 | 4.37 | 4.37
Nuc | 0.01 | 0.01 | 0.01 | 0.01 | 0.01 | 0.01
PS | 13.37 | 13.37 | 13.37 | 13.37 | 13.37 | 13.37
PV | 0.31 | 0.31 | 0.31 | 0.31 | 0.31 | 0.31
PeakG | 48.87 | 72.26 | 50.7 | 61.6 | 69.81 | 69.81
PeakO | 5.49 | 6.99 | 5.61 | 5.61 | 5.61 | 5.61
ST | 0.19 | 24.53 | 26.59 | 27.57 | 27.57 | 27.57
STOG | 0 | 0 | 0 | 0 | 0 | 0
STWD | 0 | 0 | 0 | 0 | 0 | 0
WT | 67.62 | 67.62 | 67.62 | 67.62 | 67.62 | 67.62
IGCC | 0 | 0 | 0 | 0 | 0 | 0
DemandResponse | 0 | 0 | 0 | 0 | 0 | 0
IGCC-CCS | 0 | 0 | 0 | 0 | 0 | 0
WT_off | 0 | 0 | 0 | 0 | 0 | 0
PseudoUnit | 0 | 0 | 0 | 0 | 0 | 0
FixedInterchange | 0 | 0 | 0 | 0 | 0 | 0
Base FOM Costs by Reporting Type: SP15
ReportingType | 2015 | 2020 | 2025 | 2030 | 2035 | 2040
BM | 0.6 | 0.6 | 0.6 | 0.6 | 0.6 | 0.6
CC | 299.75 | 377.64 | 311.5 | 321.09 | 355.07 | 364.66
CSP | 0 | 0 | 0 | 0 | 0 | 0
CT | 0 | 0 | 0 | 0 | 0 | 0
Coal | 6.4 | 8.11 | 7.61 | 8.09 | 0 | 0
Geo | 86.16 | 208.35 | 208.35 | 208.35 | 208.35 | 208.35
H | 16.57 | 16.57 | 16.57 | 16.57 | 16.57 | 16.57
LFG | 26.93 | 93.8 | 93.8 | 93.8 | 93.8 | 93.8
Nuc | 327.58 | 356.35 | 327.58 | 327.58 | 327.58 | 447.86
PS | 34.19 | 34.19 | 34.19 | 34.19 | 34.19 | 34.19
PV | 1.87 | 1.87 | 1.87 | 1.87 | 1.8 | 1.8
PeakG | 76.73 | 111.44 | 93.22 | 103.59 | 103.59 | 103.59
PeakO | 1.47 | 1.91 | 1.53 | 1.53 | 1.53 | 1.53
ST | 28.67 | 28.67 | 28.67 | 28.67 | 28.67 | 28.67
STOG | 450.09 | 532.57 | 456.54 | 456.54 | 456.54 | 456.54
STWD | 3.81 | 4.77 | 3.89 | 3.89 | 3.89 | 3.89
WT | 71.03 | 71.03 | 71.03 | 71.03 | 71.03 | 71.03
IGCC | 0 | 0 | 0 | 0 | 0 | 0
DemandResponse | 0 | 0 | 0 | 0 | 0 | 0
IGCC-CCS | 0 | 0 | 0 | 0 | 0 | 0
WT_off | 0 | 0 | 0 | 0 | 0 | 0
PseudoUnit | 0 | 0 | 0 | 0 | 0 | 0
FixedInterchange | 0 | 0 | 0 | 0 | 0 | 0
Base FOM Costs by Reporting Type: ALB
ReportingType | 2015 | 2020 | 2025 | 2030 | 2035 | 2040
BM | 0 | 0 | 0 | 0 | 0 | 0
CC | 71.2 | 78.91 | 92.7 | 112.47 | 126.81 | 142.34
CSP | 0 | 0 | 0 | 0 | 0 | 0
CT | 1.35 | 1.35 | 1.35 | 1.35 | 0 | 0
Coal | 380.9 | 399.22 | 412.86 | 439.17 | 499.16 | 562.47
Geo | 0 | 0 | 0 | 0 | 0 | 0
H | 12.99 | 12.99 | 12.99 | 12.99 | 12.99 | 12.99
LFG | 1.21 | 1.21 | 1.21 | 1.21 | 1.21 | 1.21
Nuc | 0.01 | 0.01 | 0.01 | 0.01 | 0.01 | 0.01
PS | 0 | 0 | 0 | 0 | 0 | 0
PV | 0 | 0 | 0 | 0 | 0 | 0
PeakG | 24.72 | 24.15 | 24.15 | 24.15 | 34.02 | 34.02
PeakO | 0 | 0 | 0 | 0 | 0 | 0
ST | 0 | 0 | 0 | 0 | 0 | 0
STOG | 0 | 0 | 0 | 0 | 0 | 0
STWD | 0 | 0 | 0 | 0 | 0 | 0
WT | 22.94 | 22.94 | 22.94 | 22.94 | 22.94 | 22.94
IGCC | 0 | 0 | 0 | 0 | 0 | 0
DemandResponse | 0 | 0 | 0 | 0 | 0 | 0
IGCC-CCS | 0 | 0 | 0 | 0 | 0 | 0
WT_off | 0 | 0 | 0 | 0 | 0 | 0
PseudoUnit | 0 | 0 | 0 | 0 | 0 | 0
FixedInterchange | 0 | 0 | 0 | 0 | 0 | 0
Base FOM Costs by Reporting Type: BC
ReportingType | 2015 | 2020 | 2025 | 2030 | 2035 | 2040
BM | 0 | 0 | 0 | 0 | 0 | 0
CC | 22.94 | 25.43 | 32.81 | 43 | 55.39 | 65.15
CSP | 0 | 0 | 0 | 0 | 0 | 0
CT | 0 | 0 | 0 | 0 | 0 | 1.08
Coal | 0 | 0 | 0 | 0 | 0 | 0
Geo | 0 | 0 | 0 | 0 | 0 | 0
H | 173.22 | 173.22 | 173.22 | 173.22 | 173.22 | 173.22
LFG | 2.9 | 2.9 | 2.9 | 2.9 | 2.9 | 2.9
Nuc | 0.01 | 0.01 | 0.01 | 0.01 | 0.01 | 0.01
PS | 0 | 0 | 0 | 0 | 0 | 0
PV | 0 | 0 | 0 | 0 | 0 | 0
PeakG | 2.66 | 2.77 | 3.3 | 3.3 | 3.3 | 3.3
PeakO | 1.16 | 1.29 | 1.29 | 1.29 | 1.29 | 1.29
ST | 0 | 0 | 0 | 0 | 0 | 0
STOG | 0 | 0 | 0 | 0 | 0 | 0
STWD | 16.34 | 16.34 | 16.34 | 16.34 | 16.34 | 16.34
WT | 7.53 | 7.53 | 7.53 | 7.53 | 7.53 | 7.53
IGCC | 0 | 0 | 0 | 0 | 0 | 0
DemandResponse | 0 | 0 | 0 | 0 | 0 | 0
IGCC-CCS | 0 | 0 | 0 | 0 | 0 | 0
WT_off | 0 | 0 | 0 | 0 | 0 | 0
PseudoUnit | 0 | 0 | 0 | 0 | 0 | 0
FixedInterchange | 0 | 0 | 0 | 0 | 0 | 0
Base FOM Costs by Reporting Type: HQ_IESO
ReportingType | 2015 | 2020 | 2025 | 2030 | 2035 | 2040
BM | 0 | 0 | 0 | 0 | 0 | 0
CC | 0 | 0 | 0 | 0 | 0 | 0
CSP | 0 | 0 | 0 | 0 | 0 | 0
CT | 0 | 0 | 0 | 0 | 0 | 0
Coal | 0 | 0 | 0 | 0 | 0 | 0
Geo | 0 | 0 | 0 | 0 | 0 | 0
H | 0 | 0 | 0 | 0 | 0 | 0
LFG | 0 | 0 | 0 | 0 | 0 | 0
Nuc | 0.01 | 0.01 | 0.01 | 0.01 | 0.01 | 0.01
PS | 0 | 0 | 0 | 0 | 0 | 0
PV | 0 | 0 | 0 | 0 | 0 | 0
PeakG | 0 | 0 | 0 | 0 | 0 | 0
PeakO | 0 | 0 | 0 | 0 | 0 | 0
ST | 0 | 0 | 0 | 0 | 0 | 0
STOG | 0 | 0 | 0 | 0 | 0 | 0
STWD | 0 | 0 | 0 | 0 | 0 | 0
WT | 0 | 0 | 0 | 0 | 0 | 0
IGCC | 0 | 0 | 0 | 0 | 0 | 0
DemandResponse | 0 | 0 | 0 | 0 | 0 | 0
IGCC-CCS | 0 | 0 | 0 | 0 | 0 | 0
WT_off | 0 | 0 | 0 | 0 | 0 | 0
PseudoUnit | 0 | 0 | 0 | 0 | 0 | 0
FixedInterchange | 0 | 0 | 0 | 0 | 0 | 0
Base FOM Costs by Reporting Type: HQ_NEISO
ReportingType | 2015 | 2020 | 2025 | 2030 | 2035 | 2040
BM | 0 | 0 | 0 | 0 | 0 | 0
CC | 0 | 0 | 0 | 0 | 0 | 0
CSP | 0 | 0 | 0 | 0 | 0 | 0
CT | 0 | 0 | 0 | 0 | 0 | 0
Coal | 0 | 0 | 0 | 0 | 0 | 0
Geo | 0 | 0 | 0 | 0 | 0 | 0
H | 0 | 0 | 0 | 0 | 0 | 0
LFG | 0 | 0 | 0 | 0 | 0 | 0
Nuc | 0.01 | 0.01 | 0.01 | 0.01 | 0.01 | 0.01
PS | 0 | 0 | 0 | 0 | 0 | 0
PV | 0 | 0 | 0 | 0 | 0 | 0
PeakG | 0 | 0 | 0 | 0 | 0 | 0
PeakO | 0 | 0 | 0 | 0 | 0 | 0
ST | 0 | 0 | 0 | 0 | 0 | 0
STOG | 0 | 0 | 0 | 0 | 0 | 0
STWD | 0 | 0 | 0 | 0 | 0 | 0
WT | 0 | 0 | 0 | 0 | 0 | 0
IGCC | 0 | 0 | 0 | 0 | 0 | 0
DemandResponse | 0 | 0 | 0 | 0 | 0 | 0
IGCC-CCS | 0 | 0 | 0 | 0 | 0 | 0
WT_off | 0 | 0 | 0 | 0 | 0 | 0
PseudoUnit | 0 | 0 | 0 | 35.6 | 35.6 | 35.6
FixedInterchange | 0 | 0 | 0 | 0 | 0 | 0
Base FOM Costs by Reporting Type: HQ_NY
ReportingType | 2015 | 2020 | 2025 | 2030 | 2035 | 2040
BM | 0 | 0 | 0 | 0 | 0 | 0
CC | 0 | 0 | 0 | 0 | 0 | 0
CSP | 0 | 0 | 0 | 0 | 0 | 0
CT | 0 | 0 | 0 | 0 | 0 | 0
Coal | 0 | 0 | 0 | 0 | 0 | 0
Geo | 0 | 0 | 0 | 0 | 0 | 0
H | 0 | 0 | 0 | 0 | 0 | 0
LFG | 0 | 0 | 0 | 0 | 0 | 0
Nuc | 0.01 | 0.01 | 0.01 | 0.01 | 0.01 | 0.01
PS | 0 | 0 | 0 | 0 | 0 | 0
PV | 0 | 0 | 0 | 0 | 0 | 0
PeakG | 0 | 0 | 0 | 0 | 0 | 0
PeakO | 0 | 0 | 0 | 0 | 0 | 0
ST | 0 | 0 | 0 | 0 | 0 | 0
STOG | 0 | 0 | 0 | 0 | 0 | 0
STWD | 0 | 0 | 0 | 0 | 0 | 0
WT | 0 | 0 | 0 | 0 | 0 | 0
IGCC | 0 | 0 | 0 | 0 | 0 | 0
DemandResponse | 0 | 0 | 0 | 0 | 0 | 0
IGCC-CCS | 0 | 0 | 0 | 0 | 0 | 0
WT_off | 0 | 0 | 0 | 0 | 0 | 0
PseudoUnit | 0 | 13.08 | 35.6 | 35.6 | 35.6 | 35.6
FixedInterchange | 0 | 0 | 0 | 0 | 0 | 0
Base FOM Costs by Reporting Type: MARITIMES
ReportingType | 2015 | 2020 | 2025 | 2030 | 2035 | 2040
BM | 0 | 0 | 0 | 0 | 0 | 0
CC | 0 | 0 | 0 | 0 | 0 | 0
CSP | 0 | 0 | 0 | 0 | 0 | 0
CT | 0 | 0 | 0 | 0 | 0 | 0
Coal | 0 | 0 | 0 | 0 | 0 | 0
Geo | 0 | 0 | 0 | 0 | 0 | 0
H | 0 | 0 | 0 | 0 | 0 | 0
LFG | 0 | 0 | 0 | 0 | 0 | 0
Nuc | 0.01 | 0.01 | 0.01 | 0.01 | 0.01 | 0.01
PS | 0 | 0 | 0 | 0 | 0 | 0
PV | 0 | 0 | 0 | 0 | 0 | 0
PeakG | 0 | 0 | 0 | 0 | 0 | 0
PeakO | 0 | 0 | 0 | 0 | 0 | 0
ST | 0 | 0 | 0 | 0 | 0 | 0
STOG | 0 | 0 | 0 | 0 | 0 | 0
STWD | 0 | 0 | 0 | 0 | 0 | 0
WT | 0 | 0 | 0 | 0 | 0 | 0
IGCC | 0 | 0 | 0 | 0 | 0 | 0
DemandResponse | 0 | 0 | 0 | 0 | 0 | 0
IGCC-CCS | 0 | 0 | 0 | 0 | 0 | 0
WT_off | 0 | 0 | 0 | 0 | 0 | 0
PseudoUnit | 0 | 7.12 | 7.12 | 7.12 | 7.12 | 7.12
FixedInterchange | 0 | 0 | 0 | 0 | 0 | 0
Base FOM Costs by Reporting Type: All
ReportingType | 2015 | 2020 | 2025 | 2030 | 2035 | 2040
BM | 125.73 | 148.94 | 211.3 | 388.27 | 413.14 | 420.7
CC | 6421.05 | 8123.67 | 6778.67 | 7268.6 | 8565.55 | 9089.91
CSP | 0 | 0 | 0 | 0 | 0 | 0
CT | 42.83 | 113.81 | 135.13 | 228.59 | 386.6 | 477.7
Coal | 18283.56 | 17840.14 | 17216.84 | 18968.18 | 21348.01 | 24109.92
Geo | 226.72 | 401.57 | 772.7 | 774.79 | 774.79 | 774.79
H | 1511 | 1533.09 | 1574.06 | 1618.03 | 1618.03 | 1621.59
LFG | 498.94 | 733.94 | 999.86 | 1086.91 | 1086.97 | 1086.97
Nuc | 16696.36 | 17842.96 | 17313.01 | 17728.25 | 14523.5 | 21350.19
PS | 517.25 | 517.25 | 517.25 | 517.25 | 517.25 | 517.25
PV | 26.7 | 62.98 | 81.01 | 85.15 | 68.43 | 70.76
PeakG | 2041.46 | 2990.17 | 2268.92 | 2705.11 | 2830.64 | 2778.21
PeakO | 532.21 | 696.27 | 564.22 | 566.84 | 566.85 | 566.87
ST | 48.64 | 101.1 | 120.87 | 129.83 | 129.83 | 129.83
STOG | 2981.72 | 3493.02 | 2995.11 | 2989.57 | 2989.57 | 2989.57
STWD | 142.81 | 174.59 | 145.3 | 145.3 | 145.3 | 145.3
WT | 2034.5 | 3269.88 | 5716.76 | 7963.79 | 8295.57 | 8679.64
IGCC | 30.22 | 30.22 | 30.22 | 30.22 | 30.22 | 30.22
DemandResponse | 0 | 0 | 0 | 0 | 0 | 0
IGCC-CCS | 0 | 0 | 0 | 0 | 0 | 0
WT_off | 25.01 | 25.01 | 83.68 | 83.68 | 58.72 | 58.72
PseudoUnit | 0 | 20.2 | 42.72 | 78.32 | 78.32 | 78.32
FixedInterchange | 0 | 0 | 0 | 0 | 0 | 0
Base FOM Costs by Reporting Type: EI_US
ReportingType | 2015 | 2020 | 2025 | 2030 | 2035 | 2040
BM | 74.48 | 97.69 | 160.05 | 166.08 | 184.51 | 180.37
CC | 4106.86 | 5223.34 | 4333.93 | 4608.13 | 5466.67 | 5859.84
CSP | 0 | 0 | 0 | 0 | 0 | 0
CT | 28.95 | 88.08 | 106.78 | 173.71 | 310.28 | 369.21
Coal | 14489.71 | 13744.35 | 13255.94 | 14733.37 | 16470.06 | 18215.74
Geo | 3.95 | 3.95 | 3.95 | 3.95 | 3.95 | 3.95
H | 419.29 | 431.48 | 451.16 | 451.16 | 451.16 | 451.16
LFG | 417.2 | 517.34 | 708.46 | 787.52 | 787.52 | 787.52
Nuc | 12948.03 | 13763.39 | 13285.11 | 13700.35 | 10645.57 | 16957.2
PS | 401.94 | 401.94 | 401.94 | 401.94 | 401.94 | 401.94
PV | 2.71 | 38.99 | 57.01 | 61.16 | 62.66 | 64.99
PeakG | 1694.01 | 2500.81 | 1858.16 | 2247.85 | 2347.62 | 2347.62
PeakO | 511.78 | 670.38 | 542.92 | 545.54 | 545.55 | 545.56
ST | 0 | 0 | 0 | 0 | 0 | 0
STOG | 1601.83 | 1861.25 | 1595.52 | 1595.52 | 1595.52 | 1595.52
STWD | 95.51 | 119.51 | 97.38 | 97.38 | 97.38 | 97.38
WT | 1142.42 | 2143.86 | 4060.32 | 6058.25 | 6425.47 | 6767.69
IGCC | 30.22 | 30.22 | 30.22 | 30.22 | 30.22 | 30.22
DemandResponse | 0 | 0 | 0 | 0 | 0 | 0
IGCC-CCS | 0 | 0 | 0 | 0 | 0 | 0
WT_off | 25.01 | 25.01 | 83.68 | 83.68 | 58.72 | 58.72
PseudoUnit | 0 | 20.2 | 42.72 | 78.32 | 78.32 | 78.32
FixedInterchange | 0 | 0 | 0 | 0 | 0 | 0
Base FOM Costs by Reporting Type: EI_Canada
ReportingType | 2015 | 2020 | 2025 | 2030 | 2035 | 2040
BM | 32.8 | 32.8 | 32.8 | 32.8 | 32.8 | 32.8
CC | 138.2 | 138.2 | 138.2 | 123.19 | 132.42 | 175.12
CSP | 0 | 0 | 0 | 0 | 0 | 0
CT | 2.46 | 2.46 | 2.46 | 2.46 | 2.46 | 4.42
Coal | 113.87 | 88.74 | 2.52 | 0 | 0 | 0
Geo | 0 | 0 | 0 | 0 | 0 | 0
H | 216.06 | 225.96 | 247.25 | 282.28 | 282.28 | 285.84
LFG | 14.17 | 14.17 | 14.17 | 14.17 | 14.23 | 14.23
Nuc | 1895.36 | 1895.36 | 1895.36 | 1895.36 | 1745.4 | 2079.7
PS | 2.92 | 2.92 | 2.92 | 2.92 | 2.92 | 2.92
PV | 18.26 | 18.26 | 18.26 | 18.26 | 0.44 | 0.44
PeakG | 21.55 | 23.55 | 23.55 | 23.55 | 26.76 | 26.76
PeakO | 0.75 | 0.75 | 0.87 | 0.86 | 0.86 | 0.86
ST | 0 | 0 | 0 | 0 | 0 | 0
STOG | 5.54 | 5.54 | 5.54 | 0 | 0 | 0
STWD | 0 | 0 | 0 | 0 | 0 | 0
WT | 120.82 | 120.82 | 120.82 | 120.82 | 61.7 | 61.7
IGCC | 0 | 0 | 0 | 0 | 0 | 0
DemandResponse | 0 | 0 | 0 | 0 | 0 | 0
IGCC-CCS | 0 | 0 | 0 | 0 | 0 | 0
WT_off | 0 | 0 | 0 | 0 | 0 | 0
PseudoUnit | 0 | 0 | 0 | 0 | 0 | 0
FixedInterchange | 0 | 0 | 0 | 0 | 0 | 0
Base FOM Costs by Reporting Type: EI
ReportingType | 2015 | 2020 | 2025 | 2030 | 2035 | 2040
BM | 107.28 | 130.49 | 192.85 | 198.88 | 217.31 | 213.17
CC | 4245.06 | 5361.54 | 4472.13 | 4731.32 | 5599.09 | 6034.96
CSP | 0 | 0 | 0 | 0 | 0 | 0
CT | 31.41 | 90.54 | 109.25 | 176.18 | 312.74 | 373.63
Coal | 14603.59 | 13833.09 | 13258.46 | 14733.37 | 16470.06 | 18215.74
Geo | 3.95 | 3.95 | 3.95 | 3.95 | 3.95 | 3.95
H | 635.35 | 657.44 | 698.41 | 733.44 | 733.44 | 737
LFG | 431.38 | 531.51 | 722.63 | 801.69 | 801.75 | 801.75
Nuc | 14843.39 | 15658.74 | 15180.47 | 15595.71 | 12390.96 | 19036.91
PS | 404.86 | 404.86 | 404.86 | 404.86 | 404.86 | 404.86
PV | 20.97 | 57.25 | 75.28 | 79.42 | 63.1 | 65.43
PeakG | 1715.56 | 2524.37 | 1881.71 | 2271.41 | 2374.38 | 2374.38
PeakO | 512.54 | 671.13 | 543.78 | 546.4 | 546.41 | 546.42
ST | 0 | 0 | 0 | 0 | 0 | 0
STOG | 1607.37 | 1866.78 | 1601.05 | 1595.52 | 1595.52 | 1595.52
STWD | 95.51 | 119.51 | 97.38 | 97.38 | 97.38 | 97.38
WT | 1263.24 | 2264.68 | 4181.14 | 6179.07 | 6487.17 | 6829.39
IGCC | 30.22 | 30.22 | 30.22 | 30.22 | 30.22 | 30.22
DemandResponse | 0 | 0 | 0 | 0 | 0 | 0
IGCC-CCS | 0 | 0 | 0 | 0 | 0 | 0
WT_off | 25.01 | 25.01 | 83.68 | 83.68 | 58.72 | 58.72
PseudoUnit | 0 | 20.2 | 42.72 | 78.32 | 78.32 | 78.32
FixedInterchange | 0 | 0 | 0 | 0 | 0 | 0
Base FOM Costs by Reporting Type: Outside_EI
ReportingType | 2015 | 2020 | 2025 | 2030 | 2035 | 2040
BM | 18.45 | 18.45 | 18.45 | 189.39 | 195.84 | 207.53
CC | 2175.98 | 2762.13 | 2306.54 | 2537.29 | 2966.46 | 3054.95
CSP | 0 | 0 | 0 | 0 | 0 | 0
CT | 11.42 | 23.26 | 25.89 | 52.42 | 73.86 | 104.07
Coal | 3679.97 | 4007.05 | 3958.37 | 4234.81 | 4877.95 | 5894.17
Geo | 222.78 | 397.63 | 768.75 | 770.84 | 770.84 | 770.84
H | 875.65 | 875.65 | 875.65 | 884.59 | 884.59 | 884.59
LFG | 67.56 | 202.42 | 277.22 | 285.22 | 285.22 | 285.22
Nuc | 1852.97 | 2184.21 | 2132.54 | 2132.54 | 2132.54 | 2313.28
PS | 112.39 | 112.39 | 112.39 | 112.39 | 112.39 | 112.39
PV | 5.73 | 5.73 | 5.73 | 5.73 | 5.32 | 5.32
PeakG | 325.9 | 465.8 | 387.21 | 433.7 | 456.27 | 403.83
PeakO | 19.67 | 25.14 | 20.44 | 20.44 | 20.45 | 20.45
ST | 48.64 | 101.1 | 120.87 | 129.83 | 129.83 | 129.83
STOG | 1374.35 | 1626.23 | 1394.06 | 1394.06 | 1394.06 | 1394.06
STWD | 47.31 | 55.09 | 47.92 | 47.92 | 47.92 | 47.92
WT | 771.26 | 1005.2 | 1535.62 | 1784.72 | 1808.4 | 1850.25
IGCC | 0 | 0 | 0 | 0 | 0 | 0
DemandResponse | 0 | 0 | 0 | 0 | 0 | 0
IGCC-CCS | 0 | 0 | 0 | 0 | 0 | 0
WT_off | 0 | 0 | 0 | 0 | 0 | 0
PseudoUnit | 0 | 0 | 0 | 0 | 0 | 0
FixedInterchange | 0 | 0 | 0 | 0 | 0 | 0
#11 | Retrofit FOM Costs ($million)
Retrofit FOM Costs by Reporting Type: Entergy
ReportingType | 2015 | 2020 | 2025 | 2030 | 2035 | 2040
BM | 0 | 0 | 0 | 0 | 0 | 0
CC | 0 | 0 | 0 | 0 | 0 | 0
CSP | 0 | 0 | 0 | 0 | 0 | 0
CT | 0 | 0 | 0 | 0 | 0 | 0
Coal | 3.38 | 31.29 | 31.29 | 31.29 | 31.29 | 31.29
Geo | 0 | 0 | 0 | 0 | 0 | 0
H | 0 | 0 | 0 | 0 | 0 | 0
LFG | 0 | 0 | 0 | 0 | 0 | 0
Nuc | 0 | 0 | 0 | 0 | 0 | 0
PS | 0 | 0 | 0 | 0 | 0 | 0
PV | 0 | 0 | 0 | 0 | 0 | 0
PeakG | 0 | 0 | 0 | 0 | 0 | 0
PeakO | 0 | 0 | 0 | 0 | 0 | 0
ST | 0 | 0 | 0 | 0 | 0 | 0
STOG | 0 | 0 | 0 | 0 | 0 | 0
STWD | 0 | 0 | 0 | 0 | 0 | 0
WT | 0 | 0 | 0 | 0 | 0 | 0
IGCC | 0 | 0 | 0 | 0 | 0 | 0
DemandResponse | 0 | 0 | 0 | 0 | 0 | 0
IGCC-CCS | 0 | 0 | 0 | 0 | 0 | 0
WT_off | 0 | 0 | 0 | 0 | 0 | 0
PseudoUnit | 0 | 0 | 0 | 0 | 0 | 0
FixedInterchange | 0 | 0 | 0 | 0 | 0 | 0
Retrofit FOM Costs by Reporting Type: FRCC
ReportingType | 2015 | 2020 | 2025 | 2030 | 2035 | 2040
BM | 0 | 0 | 0 | 0 | 0 | 0
CC | 0 | 0 | 0 | 0 | 0 | 0
CSP | 0 | 0 | 0 | 0 | 0 | 0
CT | 0 | 0 | 0 | 0 | 0 | 0
Coal | 67.35 | 70.41 | 70.41 | 70.41 | 70.41 | 70.41
Geo | 0 | 0 | 0 | 0 | 0 | 0
H | 0 | 0 | 0 | 0 | 0 | 0
LFG | 0 | 0 | 0 | 0 | 0 | 0
Nuc | 0 | 0 | 0 | 0 | 0 | 0
PS | 0 | 0 | 0 | 0 | 0 | 0
PV | 0 | 0 | 0 | 0 | 0 | 0
PeakG | 0 | 0 | 0 | 0 | 0 | 0
PeakO | 0 | 0 | 0 | 0 | 0 | 0
ST | 0 | 0 | 0 | 0 | 0 | 0
STOG | 0 | 0 | 0 | 0 | 0 | 0
STWD | 0 | 0 | 0 | 0 | 0 | 0
WT | 0 | 0 | 0 | 0 | 0 | 0
IGCC | 0 | 0 | 0 | 0 | 0 | 0
DemandResponse | 0 | 0 | 0 | 0 | 0 | 0
IGCC-CCS | 0 | 0 | 0 | 0 | 0 | 0
WT_off | 0 | 0 | 0 | 0 | 0 | 0
PseudoUnit | 0 | 0 | 0 | 0 | 0 | 0
FixedInterchange | 0 | 0 | 0 | 0 | 0 | 0
Retrofit FOM Costs by Reporting Type: MAPP_US
ReportingType | 2015 | 2020 | 2025 | 2030 | 2035 | 2040
BM | 0 | 0 | 0 | 0 | 0 | 0
CC | 0 | 0 | 0 | 0 | 0 | 0
CSP | 0 | 0 | 0 | 0 | 0 | 0
CT | 0 | 0 | 0 | 0 | 0 | 0
Coal | 16.92 | 14.86 | 14.86 | 14.86 | 14.86 | 14.86
Geo | 0 | 0 | 0 | 0 | 0 | 0
H | 0 | 0 | 0 | 0 | 0 | 0
LFG | 0 | 0 | 0 | 0 | 0 | 0
Nuc | 0 | 0 | 0 | 0 | 0 | 0
PS | 0 | 0 | 0 | 0 | 0 | 0
PV | 0 | 0 | 0 | 0 | 0 | 0
PeakG | 0 | 0 | 0 | 0 | 0 | 0
PeakO | 0 | 0 | 0 | 0 | 0 | 0
ST | 0 | 0 | 0 | 0 | 0 | 0
STOG | 0 | 0 | 0 | 0 | 0 | 0
STWD | 0 | 0 | 0 | 0 | 0 | 0
WT | 0 | 0 | 0 | 0 | 0 | 0
IGCC | 0 | 0 | 0 | 0 | 0 | 0
DemandResponse | 0 | 0 | 0 | 0 | 0 | 0
IGCC-CCS | 0 | 0 | 0 | 0 | 0 | 0
WT_off | 0 | 0 | 0 | 0 | 0 | 0
PseudoUnit | 0 | 0 | 0 | 0 | 0 | 0
FixedInterchange | 0 | 0 | 0 | 0 | 0 | 0
Retrofit FOM Costs by Reporting Type: MISO_IN
ReportingType | 2015 | 2020 | 2025 | 2030 | 2035 | 2040
BM | 0 | 0 | 0 | 0 | 0 | 0
CC | 0 | 0 | 0 | 0 | 0 | 0
CSP | 0 | 0 | 0 | 0 | 0 | 0
CT | 0 | 0 | 0 | 0 | 0 | 0
Coal | 103.74 | 113.14 | 113.14 | 113.14 | 113.14 | 113.14
Geo | 0 | 0 | 0 | 0 | 0 | 0
H | 0 | 0 | 0 | 0 | 0 | 0
LFG | 0 | 0 | 0 | 0 | 0 | 0
Nuc | 0 | 0 | 0 | 0 | 0 | 0
PS | 0 | 0 | 0 | 0 | 0 | 0
PV | 0 | 0 | 0 | 0 | 0 | 0
PeakG | 0 | 0 | 0 | 0 | 0 | 0
PeakO | 0 | 0 | 0 | 0 | 0 | 0
ST | 0 | 0 | 0 | 0 | 0 | 0
STOG | 0 | 0 | 0 | 0 | 0 | 0
STWD | 0 | 0 | 0 | 0 | 0 | 0
WT | 0 | 0 | 0 | 0 | 0 | 0
IGCC | 0 | 0 | 0 | 0 | 0 | 0
DemandResponse | 0 | 0 | 0 | 0 | 0 | 0
IGCC-CCS | 0 | 0 | 0 | 0 | 0 | 0
WT_off | 0 | 0 | 0 | 0 | 0 | 0
PseudoUnit | 0 | 0 | 0 | 0 | 0 | 0
FixedInterchange | 0 | 0 | 0 | 0 | 0 | 0
Retrofit FOM Costs by Reporting Type: MISO_MI
ReportingType | 2015 | 2020 | 2025 | 2030 | 2035 | 2040
BM | 0 | 0 | 0 | 0 | 0 | 0
CC | 0 | 0 | 0 | 0 | 0 | 0
CSP | 0 | 0 | 0 | 0 | 0 | 0
CT | 0 | 0 | 0 | 0 | 0 | 0
Coal | 18.05 | 41.64 | 41.64 | 41.64 | 41.64 | 41.64
Geo | 0 | 0 | 0 | 0 | 0 | 0
H | 0 | 0 | 0 | 0 | 0 | 0
LFG | 0 | 0 | 0 | 0 | 0 | 0
Nuc | 0 | 0 | 0 | 0 | 0 | 0
PS | 0 | 0 | 0 | 0 | 0 | 0
PV | 0 | 0 | 0 | 0 | 0 | 0
PeakG | 0 | 0 | 0 | 0 | 0 | 0
PeakO | 0 | 0 | 0 | 0 | 0 | 0
ST | 0 | 0 | 0 | 0 | 0 | 0
STOG | 0 | 0 | 0 | 0 | 0 | 0
STWD | 0 | 0 | 0 | 0 | 0 | 0
WT | 0 | 0 | 0 | 0 | 0 | 0
IGCC | 0 | 0 | 0 | 0 | 0 | 0
DemandResponse | 0 | 0 | 0 | 0 | 0 | 0
IGCC-CCS | 0 | 0 | 0 | 0 | 0 | 0
WT_off | 0 | 0 | 0 | 0 | 0 | 0
PseudoUnit | 0 | 0 | 0 | 0 | 0 | 0
FixedInterchange | 0 | 0 | 0 | 0 | 0 | 0
Retrofit FOM Costs by Reporting Type: MISO_MO-IL
ReportingType | 2015 | 2020 | 2025 | 2030 | 2035 | 2040
BM | 0 | 0 | 0 | 0 | 0 | 0
CC | 0 | 0 | 0 | 0 | 0 | 0
CSP | 0 | 0 | 0 | 0 | 0 | 0
CT | 0 | 0 | 0 | 0 | 0 | 0
Coal | 30.23 | 54.49 | 54.49 | 54.49 | 54.49 | 54.49
Geo | 0 | 0 | 0 | 0 | 0 | 0
H | 0 | 0 | 0 | 0 | 0 | 0
LFG | 0 | 0 | 0 | 0 | 0 | 0
Nuc | 0 | 0 | 0 | 0 | 0 | 0
PS | 0 | 0 | 0 | 0 | 0 | 0
PV | 0 | 0 | 0 | 0 | 0 | 0
PeakG | 0 | 0 | 0 | 0 | 0 | 0
PeakO | 0 | 0 | 0 | 0 | 0 | 0
ST | 0 | 0 | 0 | 0 | 0 | 0
STOG | 0 | 0 | 0 | 0 | 0 | 0
STWD | 0 | 0 | 0 | 0 | 0 | 0
WT | 0 | 0 | 0 | 0 | 0 | 0
IGCC | 0 | 0 | 0 | 0 | 0 | 0
DemandResponse | 0 | 0 | 0 | 0 | 0 | 0
IGCC-CCS | 0 | 0 | 0 | 0 | 0 | 0
WT_off | 0 | 0 | 0 | 0 | 0 | 0
PseudoUnit | 0 | 0 | 0 | 0 | 0 | 0
FixedInterchange | 0 | 0 | 0 | 0 | 0 | 0
Retrofit FOM Costs by Reporting Type: MISO_W
ReportingType | 2015 | 2020 | 2025 | 2030 | 2035 | 2040
BM | 0 | 0 | 0 | 0 | 0 | 0
CC | 0 | 0 | 0 | 0 | 0 | 0
CSP | 0 | 0 | 0 | 0 | 0 | 0
CT | 0 | 0 | 0 | 0 | 0 | 0
Coal | 38.36 | 61.93 | 61.93 | 61.93 | 61.93 | 61.93
Geo | 0 | 0 | 0 | 0 | 0 | 0
H | 0 | 0 | 0 | 0 | 0 | 0
LFG | 0 | 0 | 0 | 0 | 0 | 0
Nuc | 0 | 0 | 0 | 0 | 0 | 0
PS | 0 | 0 | 0 | 0 | 0 | 0
PV | 0 | 0 | 0 | 0 | 0 | 0
PeakG | 0 | 0 | 0 | 0 | 0 | 0
PeakO | 0 | 0 | 0 | 0 | 0 | 0
ST | 0 | 0 | 0 | 0 | 0 | 0
STOG | 0 | 0 | 0 | 0 | 0 | 0
STWD | 0 | 0 | 0 | 0 | 0 | 0
WT | 0 | 0 | 0 | 0 | 0 | 0
IGCC | 0 | 0 | 0 | 0 | 0 | 0
DemandResponse | 0 | 0 | 0 | 0 | 0 | 0
IGCC-CCS | 0 | 0 | 0 | 0 | 0 | 0
WT_off | 0 | 0 | 0 | 0 | 0 | 0
PseudoUnit | 0 | 0 | 0 | 0 | 0 | 0
FixedInterchange | 0 | 0 | 0 | 0 | 0 | 0
Retrofit FOM Costs by Reporting Type: MISO_WUMS
ReportingType | 2015 | 2020 | 2025 | 2030 | 2035 | 2040
BM | 0 | 0 | 0 | 0 | 0 | 0
CC | 0 | 0 | 0 | 0 | 0 | 0
CSP | 0 | 0 | 0 | 0 | 0 | 0
CT | 0 | 0 | 0 | 0 | 0 | 0
Coal | 35.36 | 32.76 | 32.76 | 32.76 | 32.76 | 32.76
Geo | 0 | 0 | 0 | 0 | 0 | 0
H | 0 | 0 | 0 | 0 | 0 | 0
LFG | 0 | 0 | 0 | 0 | 0 | 0
Nuc | 0 | 0 | 0 | 0 | 0 | 0
PS | 0 | 0 | 0 | 0 | 0 | 0
PV | 0 | 0 | 0 | 0 | 0 | 0
PeakG | 0 | 0 | 0 | 0 | 0 | 0
PeakO | 0 | 0 | 0 | 0 | 0 | 0
ST | 0 | 0 | 0 | 0 | 0 | 0
STOG | 0 | 0 | 0 | 0 | 0 | 0
STWD | 0 | 0 | 0 | 0 | 0 | 0
WT | 0 | 0 | 0 | 0 | 0 | 0
IGCC | 0 | 0 | 0 | 0 | 0 | 0
DemandResponse | 0 | 0 | 0 | 0 | 0 | 0
IGCC-CCS | 0 | 0 | 0 | 0 | 0 | 0
WT_off | 0 | 0 | 0 | 0 | 0 | 0
PseudoUnit | 0 | 0 | 0 | 0 | 0 | 0
FixedInterchange | 0 | 0 | 0 | 0 | 0 | 0
Retrofit FOM Costs by Reporting Type: Nebraska
ReportingType | 2015 | 2020 | 2025 | 2030 | 2035 | 2040
BM | 0 | 0 | 0 | 0 | 0 | 0
CC | 0 | 0 | 0 | 0 | 0 | 0
CSP | 0 | 0 | 0 | 0 | 0 | 0
CT | 0 | 0 | 0 | 0 | 0 | 0
Coal | 4.88 | 20.36 | 17.31 | 17.31 | 17.31 | 17.31
Geo | 0 | 0 | 0 | 0 | 0 | 0
H | 0 | 0 | 0 | 0 | 0 | 0
LFG | 0 | 0 | 0 | 0 | 0 | 0
Nuc | 0 | 0 | 0 | 0 | 0 | 0
PS | 0 | 0 | 0 | 0 | 0 | 0
PV | 0 | 0 | 0 | 0 | 0 | 0
PeakG | 0 | 0 | 0 | 0 | 0 | 0
PeakO | 0 | 0 | 0 | 0 | 0 | 0
ST | 0 | 0 | 0 | 0 | 0 | 0
STOG | 0 | 0 | 0 | 0 | 0 | 0
STWD | 0 | 0 | 0 | 0 | 0 | 0
WT | 0 | 0 | 0 | 0 | 0 | 0
IGCC | 0 | 0 | 0 | 0 | 0 | 0
DemandResponse | 0 | 0 | 0 | 0 | 0 | 0
IGCC-CCS | 0 | 0 | 0 | 0 | 0 | 0
WT_off | 0 | 0 | 0 | 0 | 0 | 0
PseudoUnit | 0 | 0 | 0 | 0 | 0 | 0
FixedInterchange | 0 | 0 | 0 | 0 | 0 | 0
Retrofit FOM Costs by Reporting Type: NEISO
ReportingType | 2015 | 2020 | 2025 | 2030 | 2035 | 2040
BM | 0 | 0 | 0 | 0 | 0 | 0
CC | 0 | 0 | 0 | 0 | 0 | 0
CSP | 0 | 0 | 0 | 0 | 0 | 0
CT | 0 | 0 | 0 | 0 | 0 | 0
Coal | 4.08 | 0 | 0 | 0 | 0 | 0
Geo | 0 | 0 | 0 | 0 | 0 | 0
H | 0 | 0 | 0 | 0 | 0 | 0
LFG | 0 | 0 | 0 | 0 | 0 | 0
Nuc | 0 | 0 | 0 | 0 | 0 | 0
PS | 0 | 0 | 0 | 0 | 0 | 0
PV | 0 | 0 | 0 | 0 | 0 | 0
PeakG | 0 | 0 | 0 | 0 | 0 | 0
PeakO | 0 | 0 | 0 | 0 | 0 | 0
ST | 0 | 0 | 0 | 0 | 0 | 0
STOG | 0 | 0 | 0 | 0 | 0 | 0
STWD | 0 | 0 | 0 | 0 | 0 | 0
WT | 0 | 0 | 0 | 0 | 0 | 0
IGCC | 0 | 0 | 0 | 0 | 0 | 0
DemandResponse | 0 | 0 | 0 | 0 | 0 | 0
IGCC-CCS | 0 | 0 | 0 | 0 | 0 | 0
WT_off | 0 | 0 | 0 | 0 | 0 | 0
PseudoUnit | 0 | 0 | 0 | 0 | 0 | 0
FixedInterchange | 0 | 0 | 0 | 0 | 0 | 0
Retrofit FOM Costs by Reporting Type: NonRTO_Midwest
ReportingType | 2015 | 2020 | 2025 | 2030 | 2035 | 2040
BM | 0 | 0 | 0 | 0 | 0 | 0
CC | 0 | 0 | 0 | 0 | 0 | 0
CSP | 0 | 0 | 0 | 0 | 0 | 0
CT | 0 | 0 | 0 | 0 | 0 | 0
Coal | 86.38 | 91.33 | 91.33 | 91.33 | 91.33 | 91.33
Geo | 0 | 0 | 0 | 0 | 0 | 0
H | 0 | 0 | 0 | 0 | 0 | 0
LFG | 0 | 0 | 0 | 0 | 0 | 0
Nuc | 0 | 0 | 0 | 0 | 0 | 0
PS | 0 | 0 | 0 | 0 | 0 | 0
PV | 0 | 0 | 0 | 0 | 0 | 0
PeakG | 0 | 0 | 0 | 0 | 0 | 0
PeakO | 0 | 0 | 0 | 0 | 0 | 0
ST | 0 | 0 | 0 | 0 | 0 | 0
STOG | 0 | 0 | 0 | 0 | 0 | 0
STWD | 0 | 0 | 0 | 0 | 0 | 0
WT | 0 | 0 | 0 | 0 | 0 | 0
IGCC | 0 | 0 | 0 | 0 | 0 | 0
DemandResponse | 0 | 0 | 0 | 0 | 0 | 0
IGCC-CCS | 0 | 0 | 0 | 0 | 0 | 0
WT_off | 0 | 0 | 0 | 0 | 0 | 0
PseudoUnit | 0 | 0 | 0 | 0 | 0 | 0
FixedInterchange | 0 | 0 | 0 | 0 | 0 | 0
Retrofit FOM Costs by Reporting Type: NYISO_A-F
ReportingType | 2015 | 2020 | 2025 | 2030 | 2035 | 2040
BM | 0 | 0 | 0 | 0 | 0 | 0
CC | 0 | 0 | 0 | 0 | 0 | 0
CSP | 0 | 0 | 0 | 0 | 0 | 0
CT | 0 | 0 | 0 | 0 | 0 | 0
Coal | 0 | 0 | 0 | 0 | 0 | 0
Geo | 0 | 0 | 0 | 0 | 0 | 0
H | 0 | 0 | 0 | 0 | 0 | 0
LFG | 0 | 0 | 0 | 0 | 0 | 0
Nuc | 0 | 0 | 0 | 0 | 0 | 0
PS | 0 | 0 | 0 | 0 | 0 | 0
PV | 0 | 0 | 0 | 0 | 0 | 0
PeakG | 0 | 0 | 0 | 0 | 0 | 0
PeakO | 0 | 0 | 0 | 0 | 0 | 0
ST | 0 | 0 | 0 | 0 | 0 | 0
STOG | 0 | 0 | 0 | 0 | 0 | 0
STWD | 0 | 0 | 0 | 0 | 0 | 0
WT | 0 | 0 | 0 | 0 | 0 | 0
IGCC | 0 | 0 | 0 | 0 | 0 | 0
DemandResponse | 0 | 0 | 0 | 0 | 0 | 0
IGCC-CCS | 0 | 0 | 0 | 0 | 0 | 0
WT_off | 0 | 0 | 0 | 0 | 0 | 0
PseudoUnit | 0 | 0 | 0 | 0 | 0 | 0
FixedInterchange | 0 | 0 | 0 | 0 | 0 | 0
Retrofit FOM Costs by Reporting Type: NYISO_G-I
ReportingType | 2015 | 2020 | 2025 | 2030 | 2035 | 2040
BM | 0 | 0 | 0 | 0 | 0 | 0
CC | 0 | 0 | 0 | 0 | 0 | 0
CSP | 0 | 0 | 0 | 0 | 0 | 0
CT | 0 | 0 | 0 | 0 | 0 | 0
Coal | 0 | 0 | 0 | 0 | 0 | 0
Geo | 0 | 0 | 0 | 0 | 0 | 0
H | 0 | 0 | 0 | 0 | 0 | 0
LFG | 0 | 0 | 0 | 0 | 0 | 0
Nuc | 0 | 0 | 0 | 0 | 0 | 0
PS | 0 | 0 | 0 | 0 | 0 | 0
PV | 0 | 0 | 0 | 0 | 0 | 0
PeakG | 0 | 0 | 0 | 0 | 0 | 0
PeakO | 0 | 0 | 0 | 0 | 0 | 0
ST | 0 | 0 | 0 | 0 | 0 | 0
STOG | 0 | 0 | 0 | 0 | 0 | 0
STWD | 0 | 0 | 0 | 0 | 0 | 0
WT | 0 | 0 | 0 | 0 | 0 | 0
IGCC | 0 | 0 | 0 | 0 | 0 | 0
DemandResponse | 0 | 0 | 0 | 0 | 0 | 0
IGCC-CCS | 0 | 0 | 0 | 0 | 0 | 0
WT_off | 0 | 0 | 0 | 0 | 0 | 0
PseudoUnit | 0 | 0 | 0 | 0 | 0 | 0
FixedInterchange | 0 | 0 | 0 | 0 | 0 | 0
Retrofit FOM Costs by Reporting Type: NYISO_J-K
ReportingType | 2015 | 2020 | 2025 | 2030 | 2035 | 2040
BM | 0 | 0 | 0 | 0 | 0 | 0
CC | 0 | 0 | 0 | 0 | 0 | 0
CSP | 0 | 0 | 0 | 0 | 0 | 0
CT | 0 | 0 | 0 | 0 | 0 | 0
Coal | 0 | 0 | 0 | 0 | 0 | 0
Geo | 0 | 0 | 0 | 0 | 0 | 0
H | 0 | 0 | 0 | 0 | 0 | 0
LFG | 0 | 0 | 0 | 0 | 0 | 0
Nuc | 0 | 0 | 0 | 0 | 0 | 0
PS | 0 | 0 | 0 | 0 | 0 | 0
PV | 0 | 0 | 0 | 0 | 0 | 0
PeakG | 0 | 0 | 0 | 0 | 0 | 0
PeakO | 0 | 0 | 0 | 0 | 0 | 0
ST | 0 | 0 | 0 | 0 | 0 | 0
STOG | 0 | 0 | 0 | 0 | 0 | 0
STWD | 0 | 0 | 0 | 0 | 0 | 0
WT | 0 | 0 | 0 | 0 | 0 | 0
IGCC | 0 | 0 | 0 | 0 | 0 | 0
DemandResponse | 0 | 0 | 0 | 0 | 0 | 0
IGCC-CCS | 0 | 0 | 0 | 0 | 0 | 0
WT_off | 0 | 0 | 0 | 0 | 0 | 0
PseudoUnit | 0 | 0 | 0 | 0 | 0 | 0
FixedInterchange | 0 | 0 | 0 | 0 | 0 | 0
Retrofit FOM Costs by Reporting Type: PJM_E
ReportingType | 2015 | 2020 | 2025 | 2030 | 2035 | 2040
BM | 0 | 0 | 0 | 0 | 0 | 0
CC | 0 | 0 | 0 | 0 | 0 | 0
CSP | 0 | 0 | 0 | 0 | 0 | 0
CT | 0 | 0 | 0 | 0 | 0 | 0
Coal | 1.07 | 0 | 0 | 0 | 0 | 0
Geo | 0 | 0 | 0 | 0 | 0 | 0
H | 0 | 0 | 0 | 0 | 0 | 0
LFG | 0 | 0 | 0 | 0 | 0 | 0
Nuc | 0 | 0 | 0 | 0 | 0 | 0
PS | 0 | 0 | 0 | 0 | 0 | 0
PV | 0 | 0 | 0 | 0 | 0 | 0
PeakG | 0 | 0 | 0 | 0 | 0 | 0
PeakO | 0 | 0 | 0 | 0 | 0 | 0
ST | 0 | 0 | 0 | 0 | 0 | 0
STOG | 0 | 0 | 0 | 0 | 0 | 0
STWD | 0 | 0 | 0 | 0 | 0 | 0
WT | 0 | 0 | 0 | 0 | 0 | 0
IGCC | 0 | 0 | 0 | 0 | 0 | 0
DemandResponse | 0 | 0 | 0 | 0 | 0 | 0
IGCC-CCS | 0 | 0 | 0 | 0 | 0 | 0
WT_off | 0 | 0 | 0 | 0 | 0 | 0
PseudoUnit | 0 | 0 | 0 | 0 | 0 | 0
FixedInterchange | 0 | 0 | 0 | 0 | 0 | 0
Retrofit FOM Costs by Reporting Type: PJM_ROM
ReportingType | 2015 | 2020 | 2025 | 2030 | 2035 | 2040
BM | 0 | 0 | 0 | 0 | 0 | 0
CC | 0 | 0 | 0 | 0 | 0 | 0
CSP | 0 | 0 | 0 | 0 | 0 | 0
CT | 0 | 0 | 0 | 0 | 0 | 0
Coal | 52.46 | 61.89 | 61.89 | 61.89 | 61.89 | 61.89
Geo | 0 | 0 | 0 | 0 | 0 | 0
H | 0 | 0 | 0 | 0 | 0 | 0
LFG | 0 | 0 | 0 | 0 | 0 | 0
Nuc | 0 | 0 | 0 | 0 | 0 | 0
PS | 0 | 0 | 0 | 0 | 0 | 0
PV | 0 | 0 | 0 | 0 | 0 | 0
PeakG | 0 | 0 | 0 | 0 | 0 | 0
PeakO | 0 | 0 | 0 | 0 | 0 | 0
ST | 0 | 0 | 0 | 0 | 0 | 0
STOG | 0 | 0 | 0 | 0 | 0 | 0
STWD | 0 | 0 | 0 | 0 | 0 | 0
WT | 0 | 0 | 0 | 0 | 0 | 0
IGCC | 0 | 0 | 0 | 0 | 0 | 0
DemandResponse | 0 | 0 | 0 | 0 | 0 | 0
IGCC-CCS | 0 | 0 | 0 | 0 | 0 | 0
WT_off | 0 | 0 | 0 | 0 | 0 | 0
PseudoUnit | 0 | 0 | 0 | 0 | 0 | 0
FixedInterchange | 0 | 0 | 0 | 0 | 0 | 0
Retrofit FOM Costs by Reporting Type: PJM_ROR
ReportingType | 2015 | 2020 | 2025 | 2030 | 2035 | 2040
BM | 0 | 0 | 0 | 0 | 0 | 0
CC | 0 | 0 | 0 | 0 | 0 | 0
CSP | 0 | 0 | 0 | 0 | 0 | 0
CT | 0 | 0 | 0 | 0 | 0 | 0
Coal | 264.26 | 302.59 | 302.59 | 302.59 | 302.59 | 302.59
Geo | 0 | 0 | 0 | 0 | 0 | 0
H | 0 | 0 | 0 | 0 | 0 | 0
LFG | 0 | 0 | 0 | 0 | 0 | 0
Nuc | 0 | 0 | 0 | 0 | 0 | 0
PS | 0 | 0 | 0 | 0 | 0 | 0
PV | 0 | 0 | 0 | 0 | 0 | 0
PeakG | 0 | 0 | 0 | 0 | 0 | 0
PeakO | 0 | 0 | 0 | 0 | 0 | 0
ST | 0 | 0 | 0 | 0 | 0 | 0
STOG | 0 | 0 | 0 | 0 | 0 | 0
STWD | 0 | 0 | 0 | 0 | 0 | 0
WT | 0 | 0 | 0 | 0 | 0 | 0
IGCC | 0 | 0 | 0 | 0 | 0 | 0
DemandResponse | 0 | 0 | 0 | 0 | 0 | 0
IGCC-CCS | 0 | 0 | 0 | 0 | 0 | 0
WT_off | 0 | 0 | 0 | 0 | 0 | 0
PseudoUnit | 0 | 0 | 0 | 0 | 0 | 0
FixedInterchange | 0 | 0 | 0 | 0 | 0 | 0
Retrofit FOM Costs by Reporting Type: SOCO
ReportingType | 2015 | 2020 | 2025 | 2030 | 2035 | 2040
BM | 0 | 0 | 0 | 0 | 0 | 0
CC | 0 | 0 | 0 | 0 | 0 | 0
CSP | 0 | 0 | 0 | 0 | 0 | 0
CT | 0 | 0 | 0 | 0 | 0 | 0
Coal | 114.55 | 121.72 | 121.72 | 121.72 | 121.72 | 121.72
Geo | 0 | 0 | 0 | 0 | 0 | 0
H | 0 | 0 | 0 | 0 | 0 | 0
LFG | 0 | 0 | 0 | 0 | 0 | 0
Nuc | 0 | 0 | 0 | 0 | 0 | 0
PS | 0 | 0 | 0 | 0 | 0 | 0
PV | 0 | 0 | 0 | 0 | 0 | 0
PeakG | 0 | 0 | 0 | 0 | 0 | 0
PeakO | 0 | 0 | 0 | 0 | 0 | 0
ST | 0 | 0 | 0 | 0 | 0 | 0
STOG | 0 | 0 | 0 | 0 | 0 | 0
STWD | 0 | 0 | 0 | 0 | 0 | 0
WT | 0 | 0 | 0 | 0 | 0 | 0
IGCC | 0 | 0 | 0 | 0 | 0 | 0
DemandResponse | 0 | 0 | 0 | 0 | 0 | 0
IGCC-CCS | 0 | 0 | 0 | 0 | 0 | 0
WT_off | 0 | 0 | 0 | 0 | 0 | 0
PseudoUnit | 0 | 0 | 0 | 0 | 0 | 0
FixedInterchange | 0 | 0 | 0 | 0 | 0 | 0
Retrofit FOM Costs by Reporting Type: SPP_N
ReportingType | 2015 | 2020 | 2025 | 2030 | 2035 | 2040
BM | 0 | 0 | 0 | 0 | 0 | 0
CC | 0 | 0 | 0 | 0 | 0 | 0
CSP | 0 | 0 | 0 | 0 | 0 | 0
CT | 0 | 0 | 0 | 0 | 0 | 0
Coal | 35.72 | 41.17 | 37.92 | 35.72 | 35.72 | 35.72
Geo | 0 | 0 | 0 | 0 | 0 | 0
H | 0 | 0 | 0 | 0 | 0 | 0
LFG | 0 | 0 | 0 | 0 | 0 | 0
Nuc | 0 | 0 | 0 | 0 | 0 | 0
PS | 0 | 0 | 0 | 0 | 0 | 0
PV | 0 | 0 | 0 | 0 | 0 | 0
PeakG | 0 | 0 | 0 | 0 | 0 | 0
PeakO | 0 | 0 | 0 | 0 | 0 | 0
ST | 0 | 0 | 0 | 0 | 0 | 0
STOG | 0 | 0 | 0 | 0 | 0 | 0
STWD | 0 | 0 | 0 | 0 | 0 | 0
WT | 0 | 0 | 0 | 0 | 0 | 0
IGCC | 0 | 0 | 0 | 0 | 0 | 0
DemandResponse | 0 | 0 | 0 | 0 | 0 | 0
IGCC-CCS | 0 | 0 | 0 | 0 | 0 | 0
WT_off | 0 | 0 | 0 | 0 | 0 | 0
PseudoUnit | 0 | 0 | 0 | 0 | 0 | 0
FixedInterchange | 0 | 0 | 0 | 0 | 0 | 0
Retrofit FOM Costs by Reporting Type: SPP_S
ReportingType | 2015 | 2020 | 2025 | 2030 | 2035 | 2040
BM | 0 | 0 | 0 | 0 | 0 | 0
CC | 0 | 0 | 0 | 0 | 0 | 0
CSP | 0 | 0 | 0 | 0 | 0 | 0
CT | 0 | 0 | 0 | 0 | 0 | 0
Coal | 18.93 | 30.8 | 22.78 | 14.14 | 14.14 | 14.14
Geo | 0 | 0 | 0 | 0 | 0 | 0
H | 0 | 0 | 0 | 0 | 0 | 0
LFG | 0 | 0 | 0 | 0 | 0 | 0
Nuc | 0 | 0 | 0 | 0 | 0 | 0
PS | 0 | 0 | 0 | 0 | 0 | 0
PV | 0 | 0 | 0 | 0 | 0 | 0
PeakG | 0 | 0 | 0 | 0 | 0 | 0
PeakO | 0 | 0 | 0 | 0 | 0 | 0
ST | 0 | 0 | 0 | 0 | 0 | 0
STOG | 0 | 0 | 0 | 0 | 0 | 0
STWD | 0 | 0 | 0 | 0 | 0 | 0
WT | 0 | 0 | 0 | 0 | 0 | 0
IGCC | 0 | 0 | 0 | 0 | 0 | 0
DemandResponse | 0 | 0 | 0 | 0 | 0 | 0
IGCC-CCS | 0 | 0 | 0 | 0 | 0 | 0
WT_off | 0 | 0 | 0 | 0 | 0 | 0
PseudoUnit | 0 | 0 | 0 | 0 | 0 | 0
FixedInterchange | 0 | 0 | 0 | 0 | 0 | 0
Retrofit FOM Costs by Reporting Type: TVA
ReportingType | 2015 | 2020 | 2025 | 2030 | 2035 | 2040
BM | 0 | 0 | 0 | 0 | 0 | 0
CC | 0 | 0 | 0 | 0 | 0 | 0
CSP | 0 | 0 | 0 | 0 | 0 | 0
CT | 0 | 0 | 0 | 0 | 0 | 0
Coal | 53.73 | 67.17 | 67.17 | 67.17 | 67.17 | 67.17
Geo | 0 | 0 | 0 | 0 | 0 | 0
H | 0 | 0 | 0 | 0 | 0 | 0
LFG | 0 | 0 | 0 | 0 | 0 | 0
Nuc | 0 | 0 | 0 | 0 | 0 | 0
PS | 0 | 0 | 0 | 0 | 0 | 0
PV | 0 | 0 | 0 | 0 | 0 | 0
PeakG | 0 | 0 | 0 | 0 | 0 | 0
PeakO | 0 | 0 | 0 | 0 | 0 | 0
ST | 0 | 0 | 0 | 0 | 0 | 0
STOG | 0 | 0 | 0 | 0 | 0 | 0
STWD | 0 | 0 | 0 | 0 | 0 | 0
WT | 0 | 0 | 0 | 0 | 0 | 0
IGCC | 0 | 0 | 0 | 0 | 0 | 0
DemandResponse | 0 | 0 | 0 | 0 | 0 | 0
IGCC-CCS | 0 | 0 | 0 | 0 | 0 | 0
WT_off | 0 | 0 | 0 | 0 | 0 | 0
PseudoUnit | 0 | 0 | 0 | 0 | 0 | 0
FixedInterchange | 0 | 0 | 0 | 0 | 0 | 0
Retrofit FOM Costs by Reporting Type: TVA_Transmission
ReportingType | 2015 | 2020 | 2025 | 2030 | 2035 | 2040
BM | 0 | 0 | 0 | 0 | 0 | 0
CC | 0 | 0 | 0 | 0 | 0 | 0
CSP | 0 | 0 | 0 | 0 | 0 | 0
CT | 0 | 0 | 0 | 0 | 0 | 0
Coal | 0 | 0 | 0 | 0 | 0 | 0
Geo | 0 | 0 | 0 | 0 | 0 | 0
H | 0 | 0 | 0 | 0 | 0 | 0
LFG | 0 | 0 | 0 | 0 | 0 | 0
Nuc | 0 | 0 | 0 | 0 | 0 | 0
PS | 0 | 0 | 0 | 0 | 0 | 0
PV | 0 | 0 | 0 | 0 | 0 | 0
PeakG | 0 | 0 | 0 | 0 | 0 | 0
PeakO | 0 | 0 | 0 | 0 | 0 | 0
ST | 0 | 0 | 0 | 0 | 0 | 0
STOG | 0 | 0 | 0 | 0 | 0 | 0
STWD | 0 | 0 | 0 | 0 | 0 | 0
WT | 0 | 0 | 0 | 0 | 0 | 0
IGCC | 0 | 0 | 0 | 0 | 0 | 0
DemandResponse | 0 | 0 | 0 | 0 | 0 | 0
IGCC-CCS | 0 | 0 | 0 | 0 | 0 | 0
WT_off | 0 | 0 | 0 | 0 | 0 | 0
PseudoUnit | 0 | 0 | 0 | 0 | 0 | 0
FixedInterchange | 0 | 0 | 0 | 0 | 0 | 0
Retrofit FOM Costs by Reporting Type: VACAR
ReportingType | 2015 | 2020 | 2025 | 2030 | 2035 | 2040
BM | 0 | 0 | 0 | 0 | 0 | 0
CC | 0 | 0 | 0 | 0 | 0 | 0
CSP | 0 | 0 | 0 | 0 | 0 | 0
CT | 0 | 0 | 0 | 0 | 0 | 0
Coal | 133.43 | 136.37 | 136.37 | 136.37 | 136.37 | 136.37
Geo | 0 | 0 | 0 | 0 | 0 | 0
H | 0 | 0 | 0 | 0 | 0 | 0
LFG | 0 | 0 | 0 | 0 | 0 | 0
Nuc | 0 | 0 | 0 | 0 | 0 | 0
PS | 0 | 0 | 0 | 0 | 0 | 0
PV | 0 | 0 | 0 | 0 | 0 | 0
PeakG | 0 | 0 | 0 | 0 | 0 | 0
PeakO | 0 | 0 | 0 | 0 | 0 | 0
ST | 0 | 0 | 0 | 0 | 0 | 0
STOG | 0 | 0 | 0 | 0 | 0 | 0
STWD | 0 | 0 | 0 | 0 | 0 | 0
WT | 0 | 0 | 0 | 0 | 0 | 0
IGCC | 0 | 0 | 0 | 0 | 0 | 0
DemandResponse | 0 | 0 | 0 | 0 | 0 | 0
IGCC-CCS | 0 | 0 | 0 | 0 | 0 | 0
WT_off | 0 | 0 | 0 | 0 | 0 | 0
PseudoUnit | 0 | 0 | 0 | 0 | 0 | 0
FixedInterchange | 0 | 0 | 0 | 0 | 0 | 0
Retrofit FOM Costs by Reporting Type: IESO
ReportingType | 2015 | 2020 | 2025 | 2030 | 2035 | 2040
BM | 0 | 0 | 0 | 0 | 0 | 0
CC | 0 | 0 | 0 | 0 | 0 | 0
CSP | 0 | 0 | 0 | 0 | 0 | 0
CT | 0 | 0 | 0 | 0 | 0 | 0
Coal | 0 | 0 | 0 | 0 | 0 | 0
Geo | 0 | 0 | 0 | 0 | 0 | 0
H | 0 | 0 | 0 | 0 | 0 | 0
LFG | 0 | 0 | 0 | 0 | 0 | 0
Nuc | 0 | 0 | 0 | 0 | 0 | 0
PS | 0 | 0 | 0 | 0 | 0 | 0
PV | 0 | 0 | 0 | 0 | 0 | 0
PeakG | 0 | 0 | 0 | 0 | 0 | 0
PeakO | 0 | 0 | 0 | 0 | 0 | 0
ST | 0 | 0 | 0 | 0 | 0 | 0
STOG | 0 | 0 | 0 | 0 | 0 | 0
STWD | 0 | 0 | 0 | 0 | 0 | 0
WT | 0 | 0 | 0 | 0 | 0 | 0
IGCC | 0 | 0 | 0 | 0 | 0 | 0
DemandResponse | 0 | 0 | 0 | 0 | 0 | 0
IGCC-CCS | 0 | 0 | 0 | 0 | 0 | 0
WT_off | 0 | 0 | 0 | 0 | 0 | 0
PseudoUnit | 0 | 0 | 0 | 0 | 0 | 0
FixedInterchange | 0 | 0 | 0 | 0 | 0 | 0
Retrofit FOM Costs by Reporting Type: MAPP_CA
ReportingType | 2015 | 2020 | 2025 | 2030 | 2035 | 2040
BM | 0 | 0 | 0 | 0 | 0 | 0
CC | 0 | 0 | 0 | 0 | 0 | 0
CSP | 0 | 0 | 0 | 0 | 0 | 0
CT | 0 | 0 | 0 | 0 | 0 | 0
Coal | 0 | 0 | 0 | 0 | 0 | 0
Geo | 0 | 0 | 0 | 0 | 0 | 0
H | 0 | 0 | 0 | 0 | 0 | 0
LFG | 0 | 0 | 0 | 0 | 0 | 0
Nuc | 0 | 0 | 0 | 0 | 0 | 0
PS | 0 | 0 | 0 | 0 | 0 | 0
PV | 0 | 0 | 0 | 0 | 0 | 0
PeakG | 0 | 0 | 0 | 0 | 0 | 0
PeakO | 0 | 0 | 0 | 0 | 0 | 0
ST | 0 | 0 | 0 | 0 | 0 | 0
STOG | 0 | 0 | 0 | 0 | 0 | 0
STWD | 0 | 0 | 0 | 0 | 0 | 0
WT | 0 | 0 | 0 | 0 | 0 | 0
IGCC | 0 | 0 | 0 | 0 | 0 | 0
DemandResponse | 0 | 0 | 0 | 0 | 0 | 0
IGCC-CCS | 0 | 0 | 0 | 0 | 0 | 0
WT_off | 0 | 0 | 0 | 0 | 0 | 0
PseudoUnit | 0 | 0 | 0 | 0 | 0 | 0
FixedInterchange | 0 | 0 | 0 | 0 | 0 | 0
Retrofit FOM Costs by Reporting Type: AZ_NM_SNV_Coal
ReportingType | 2015 | 2020 | 2025 | 2030 | 2035 | 2040
BM | 0 | 0 | 0 | 0 | 0 | 0
CC | 0 | 0 | 0 | 0 | 0 | 0
CSP | 0 | 0 | 0 | 0 | 0 | 0
CT | 0 | 0 | 0 | 0 | 0 | 0
Coal | 70.07 | 75.36 | 75.36 | 75.36 | 75.36 | 75.36
Geo | 0 | 0 | 0 | 0 | 0 | 0
H | 0 | 0 | 0 | 0 | 0 | 0
LFG | 0 | 0 | 0 | 0 | 0 | 0
Nuc | 0 | 0 | 0 | 0 | 0 | 0
PS | 0 | 0 | 0 | 0 | 0 | 0
PV | 0 | 0 | 0 | 0 | 0 | 0
PeakG | 0 | 0 | 0 | 0 | 0 | 0
PeakO | 0 | 0 | 0 | 0 | 0 | 0
ST | 0 | 0 | 0 | 0 | 0 | 0
STOG | 0 | 0 | 0 | 0 | 0 | 0
STWD | 0 | 0 | 0 | 0 | 0 | 0
WT | 0 | 0 | 0 | 0 | 0 | 0
IGCC | 0 | 0 | 0 | 0 | 0 | 0
DemandResponse | 0 | 0 | 0 | 0 | 0 | 0
IGCC-CCS | 0 | 0 | 0 | 0 | 0 | 0
WT_off | 0 | 0 | 0 | 0 | 0 | 0
PseudoUnit | 0 | 0 | 0 | 0 | 0 | 0
FixedInterchange | 0 | 0 | 0 | 0 | 0 | 0
Retrofit FOM Costs by Reporting Type: AZ_NM_SNV_Gas
ReportingType | 2015 | 2020 | 2025 | 2030 | 2035 | 2040
BM | 0 | 0 | 0 | 0 | 0 | 0
CC | 0 | 0 | 0 | 0 | 0 | 0
CSP | 0 | 0 | 0 | 0 | 0 | 0
CT | 0 | 0 | 0 | 0 | 0 | 0
Coal | 0 | 0 | 0 | 0 | 0 | 0
Geo | 0 | 0 | 0 | 0 | 0 | 0
H | 0 | 0 | 0 | 0 | 0 | 0
LFG | 0 | 0 | 0 | 0 | 0 | 0
Nuc | 0 | 0 | 0 | 0 | 0 | 0
PS | 0 | 0 | 0 | 0 | 0 | 0
PV | 0 | 0 | 0 | 0 | 0 | 0
PeakG | 0 | 0 | 0 | 0 | 0 | 0
PeakO | 0 | 0 | 0 | 0 | 0 | 0
ST | 0 | 0 | 0 | 0 | 0 | 0
STOG | 0 | 0 | 0 | 0 | 0 | 0
STWD | 0 | 0 | 0 | 0 | 0 | 0
WT | 0 | 0 | 0 | 0 | 0 | 0
IGCC | 0 | 0 | 0 | 0 | 0 | 0
DemandResponse | 0 | 0 | 0 | 0 | 0 | 0
IGCC-CCS | 0 | 0 | 0 | 0 | 0 | 0
WT_off | 0 | 0 | 0 | 0 | 0 | 0
PseudoUnit | 0 | 0 | 0 | 0 | 0 | 0
FixedInterchange | 0 | 0 | 0 | 0 | 0 | 0
Retrofit FOM Costs by Reporting Type: AZ_NM_SNV_NucRenew
ReportingType | 2015 | 2020 | 2025 | 2030 | 2035 | 2040
BM | 0 | 0 | 0 | 0 | 0 | 0
CC | 0 | 0 | 0 | 0 | 0 | 0
CSP | 0 | 0 | 0 | 0 | 0 | 0
CT | 0 | 0 | 0 | 0 | 0 | 0
Coal | 0 | 0 | 0 | 0 | 0 | 0
Geo | 0 | 0 | 0 | 0 | 0 | 0
H | 0 | 0 | 0 | 0 | 0 | 0
LFG | 0 | 0 | 0 | 0 | 0 | 0
Nuc | 0 | 0 | 0 | 0 | 0 | 0
PS | 0 | 0 | 0 | 0 | 0 | 0
PV | 0 | 0 | 0 | 0 | 0 | 0
PeakG | 0 | 0 | 0 | 0 | 0 | 0
PeakO | 0 | 0 | 0 | 0 | 0 | 0
ST | 0 | 0 | 0 | 0 | 0 | 0
STOG | 0 | 0 | 0 | 0 | 0 | 0
STWD | 0 | 0 | 0 | 0 | 0 | 0
WT | 0 | 0 | 0 | 0 | 0 | 0
IGCC | 0 | 0 | 0 | 0 | 0 | 0
DemandResponse | 0 | 0 | 0 | 0 | 0 | 0
IGCC-CCS | 0 | 0 | 0 | 0 | 0 | 0
WT_off | 0 | 0 | 0 | 0 | 0 | 0
PseudoUnit | 0 | 0 | 0 | 0 | 0 | 0
FixedInterchange | 0 | 0 | 0 | 0 | 0 | 0
Retrofit FOM Costs by Reporting Type: ERCOT
ReportingType | 2015 | 2020 | 2025 | 2030 | 2035 | 2040
BM | 0 | 0 | 0 | 0 | 0 | 0
CC | 0 | 0 | 0 | 0 | 0 | 0
CSP | 0 | 0 | 0 | 0 | 0 | 0
CT | 0 | 0 | 0 | 0 | 0 | 0
Coal | 95.78 | 116.56 | 116.56 | 116.56 | 116.56 | 116.56
Geo | 0 | 0 | 0 | 0 | 0 | 0
H | 0 | 0 | 0 | 0 | 0 | 0
LFG | 0 | 0 | 0 | 0 | 0 | 0
Nuc | 0 | 0 | 0 | 0 | 0 | 0
PS | 0 | 0 | 0 | 0 | 0 | 0
PV | 0 | 0 | 0 | 0 | 0 | 0
PeakG | 0 | 0 | 0 | 0 | 0 | 0
PeakO | 0 | 0 | 0 | 0 | 0 | 0
ST | 0 | 0 | 0 | 0 | 0 | 0
STOG | 0 | 0 | 0 | 0 | 0 | 0
STWD | 0 | 0 | 0 | 0 | 0 | 0
WT | 0 | 0 | 0 | 0 | 0 | 0
IGCC | 0 | 0 | 0 | 0 | 0 | 0
DemandResponse | 0 | 0 | 0 | 0 | 0 | 0
IGCC-CCS | 0 | 0 | 0 | 0 | 0 | 0
WT_off | 0 | 0 | 0 | 0 | 0 | 0
PseudoUnit | 0 | 0 | 0 | 0 | 0 | 0
FixedInterchange | 0 | 0 | 0 | 0 | 0 | 0
Retrofit FOM Costs by Reporting Type: NP15
ReportingType | 2015 | 2020 | 2025 | 2030 | 2035 | 2040
BM | 0 | 0 | 0 | 0 | 0 | 0
CC | 0 | 0 | 0 | 0 | 0 | 0
CSP | 0 | 0 | 0 | 0 | 0 | 0
CT | 0 | 0 | 0 | 0 | 0 | 0
Coal | 0.19 | 0 | 0 | 0 | 0 | 0
Geo | 0 | 0 | 0 | 0 | 0 | 0
H | 0 | 0 | 0 | 0 | 0 | 0
LFG | 0 | 0 | 0 | 0 | 0 | 0
Nuc | 0 | 0 | 0 | 0 | 0 | 0
PS | 0 | 0 | 0 | 0 | 0 | 0
PV | 0 | 0 | 0 | 0 | 0 | 0
PeakG | 0 | 0 | 0 | 0 | 0 | 0
PeakO | 0 | 0 | 0 | 0 | 0 | 0
ST | 0 | 0 | 0 | 0 | 0 | 0
STOG | 0 | 0 | 0 | 0 | 0 | 0
STWD | 0 | 0 | 0 | 0 | 0 | 0
WT | 0 | 0 | 0 | 0 | 0 | 0
IGCC | 0 | 0 | 0 | 0 | 0 | 0
DemandResponse | 0 | 0 | 0 | 0 | 0 | 0
IGCC-CCS | 0 | 0 | 0 | 0 | 0 | 0
WT_off | 0 | 0 | 0 | 0 | 0 | 0
PseudoUnit | 0 | 0 | 0 | 0 | 0 | 0
FixedInterchange | 0 | 0 | 0 | 0 | 0 | 0
Retrofit FOM Costs by Reporting Type: NWPP_Coal
ReportingType | 2015 | 2020 | 2025 | 2030 | 2035 | 2040
BM | 0 | 0 | 0 | 0 | 0 | 0
CC | 0 | 0 | 0 | 0 | 0 | 0
CSP | 0 | 0 | 0 | 0 | 0 | 0
CT | 0 | 0 | 0 | 0 | 0 | 0
Coal | 67.09 | 76.88 | 76.88 | 76.88 | 76.88 | 76.88
Geo | 0 | 0 | 0 | 0 | 0 | 0
H | 0 | 0 | 0 | 0 | 0 | 0
LFG | 0 | 0 | 0 | 0 | 0 | 0
Nuc | 0 | 0 | 0 | 0 | 0 | 0
PS | 0 | 0 | 0 | 0 | 0 | 0
PV | 0 | 0 | 0 | 0 | 0 | 0
PeakG | 0 | 0 | 0 | 0 | 0 | 0
PeakO | 0 | 0 | 0 | 0 | 0 | 0
ST | 0 | 0 | 0 | 0 | 0 | 0
STOG | 0 | 0 | 0 | 0 | 0 | 0
STWD | 0 | 0 | 0 | 0 | 0 | 0
WT | 0 | 0 | 0 | 0 | 0 | 0
IGCC | 0 | 0 | 0 | 0 | 0 | 0
DemandResponse | 0 | 0 | 0 | 0 | 0 | 0
IGCC-CCS | 0 | 0 | 0 | 0 | 0 | 0
WT_off | 0 | 0 | 0 | 0 | 0 | 0
PseudoUnit | 0 | 0 | 0 | 0 | 0 | 0
FixedInterchange | 0 | 0 | 0 | 0 | 0 | 0
Retrofit FOM Costs by Reporting Type: NWPP_Gas
ReportingType | 2015 | 2020 | 2025 | 2030 | 2035 | 2040
BM | 0 | 0 | 0 | 0 | 0 | 0
CC | 0 | 0 | 0 | 0 | 0 | 0
CSP | 0 | 0 | 0 | 0 | 0 | 0
CT | 0 | 0 | 0 | 0 | 0 | 0
Coal | 0 | 0 | 0 | 0 | 0 | 0
Geo | 0 | 0 | 0 | 0 | 0 | 0
H | 0 | 0 | 0 | 0 | 0 | 0
LFG | 0 | 0 | 0 | 0 | 0 | 0
Nuc | 0 | 0 | 0 | 0 | 0 | 0
PS | 0 | 0 | 0 | 0 | 0 | 0
PV | 0 | 0 | 0 | 0 | 0 | 0
PeakG | 0 | 0 | 0 | 0 | 0 | 0
PeakO | 0 | 0 | 0 | 0 | 0 | 0
ST | 0 | 0 | 0 | 0 | 0 | 0
STOG | 0 | 0 | 0 | 0 | 0 | 0
STWD | 0 | 0 | 0 | 0 | 0 | 0
WT | 0 | 0 | 0 | 0 | 0 | 0
IGCC | 0 | 0 | 0 | 0 | 0 | 0
DemandResponse | 0 | 0 | 0 | 0 | 0 | 0
IGCC-CCS | 0 | 0 | 0 | 0 | 0 | 0
WT_off | 0 | 0 | 0 | 0 | 0 | 0
PseudoUnit | 0 | 0 | 0 | 0 | 0 | 0
FixedInterchange | 0 | 0 | 0 | 0 | 0 | 0
Retrofit FOM Costs by Reporting Type: NWPP_NucRenew
ReportingType | 2015 | 2020 | 2025 | 2030 | 2035 | 2040
BM | 0 | 0 | 0 | 0 | 0 | 0
CC | 0 | 0 | 0 | 0 | 0 | 0
CSP | 0 | 0 | 0 | 0 | 0 | 0
CT | 0 | 0 | 0 | 0 | 0 | 0
Coal | 0 | 0 | 0 | 0 | 0 | 0
Geo | 0 | 0 | 0 | 0 | 0 | 0
H | 0 | 0 | 0 | 0 | 0 | 0
LFG | 0 | 0 | 0 | 0 | 0 | 0
Nuc | 0 | 0 | 0 | 0 | 0 | 0
PS | 0 | 0 | 0 | 0 | 0 | 0
PV | 0 | 0 | 0 | 0 | 0 | 0
PeakG | 0 | 0 | 0 | 0 | 0 | 0
PeakO | 0 | 0 | 0 | 0 | 0 | 0
ST | 0 | 0 | 0 | 0 | 0 | 0
STOG | 0 | 0 | 0 | 0 | 0 | 0
STWD | 0 | 0 | 0 | 0 | 0 | 0
WT | 0 | 0 | 0 | 0 | 0 | 0
IGCC | 0 | 0 | 0 | 0 | 0 | 0
DemandResponse | 0 | 0 | 0 | 0 | 0 | 0
IGCC-CCS | 0 | 0 | 0 | 0 | 0 | 0
WT_off | 0 | 0 | 0 | 0 | 0 | 0
PseudoUnit | 0 | 0 | 0 | 0 | 0 | 0
FixedInterchange | 0 | 0 | 0 | 0 | 0 | 0
Retrofit FOM Costs by Reporting Type: RMPA
ReportingType | 2015 | 2020 | 2025 | 2030 | 2035 | 2040
BM | 0 | 0 | 0 | 0 | 0 | 0
CC | 0 | 0 | 0 | 0 | 0 | 0
CSP | 0 | 0 | 0 | 0 | 0 | 0
CT | 0 | 0 | 0 | 0 | 0 | 0
Coal | 26.21 | 35.01 | 33.22 | 33.22 | 33.22 | 31.21
Geo | 0 | 0 | 0 | 0 | 0 | 0
H | 0 | 0 | 0 | 0 | 0 | 0
LFG | 0 | 0 | 0 | 0 | 0 | 0
Nuc | 0 | 0 | 0 | 0 | 0 | 0
PS | 0 | 0 | 0 | 0 | 0 | 0
PV | 0 | 0 | 0 | 0 | 0 | 0
PeakG | 0 | 0 | 0 | 0 | 0 | 0
PeakO | 0 | 0 | 0 | 0 | 0 | 0
ST | 0 | 0 | 0 | 0 | 0 | 0
STOG | 0 | 0 | 0 | 0 | 0 | 0
STWD | 0 | 0 | 0 | 0 | 0 | 0
WT | 0 | 0 | 0 | 0 | 0 | 0
IGCC | 0 | 0 | 0 | 0 | 0 | 0
DemandResponse | 0 | 0 | 0 | 0 | 0 | 0
IGCC-CCS | 0 | 0 | 0 | 0 | 0 | 0
WT_off | 0 | 0 | 0 | 0 | 0 | 0
PseudoUnit | 0 | 0 | 0 | 0 | 0 | 0
FixedInterchange | 0 | 0 | 0 | 0 | 0 | 0
Retrofit FOM Costs by Reporting Type: SP15
ReportingType | 2015 | 2020 | 2025 | 2030 | 2035 | 2040
BM | 0 | 0 | 0 | 0 | 0 | 0
CC | 0 | 0 | 0 | 0 | 0 | 0
CSP | 0 | 0 | 0 | 0 | 0 | 0
CT | 0 | 0 | 0 | 0 | 0 | 0
Coal | 0.23 | 0.41 | 0.41 | 0.41 | 0 | 0
Geo | 0 | 0 | 0 | 0 | 0 | 0
H | 0 | 0 | 0 | 0 | 0 | 0
LFG | 0 | 0 | 0 | 0 | 0 | 0
Nuc | 0 | 0 | 0 | 0 | 0 | 0
PS | 0 | 0 | 0 | 0 | 0 | 0
PV | 0 | 0 | 0 | 0 | 0 | 0
PeakG | 0 | 0 | 0 | 0 | 0 | 0
PeakO | 0 | 0 | 0 | 0 | 0 | 0
ST | 0 | 0 | 0 | 0 | 0 | 0
STOG | 0 | 0 | 0 | 0 | 0 | 0
STWD | 0 | 0 | 0 | 0 | 0 | 0
WT | 0 | 0 | 0 | 0 | 0 | 0
IGCC | 0 | 0 | 0 | 0 | 0 | 0
DemandResponse | 0 | 0 | 0 | 0 | 0 | 0
IGCC-CCS | 0 | 0 | 0 | 0 | 0 | 0
WT_off | 0 | 0 | 0 | 0 | 0 | 0
PseudoUnit | 0 | 0 | 0 | 0 | 0 | 0
FixedInterchange | 0 | 0 | 0 | 0 | 0 | 0
Retrofit FOM Costs by Reporting Type: ALB
ReportingType | 2015 | 2020 | 2025 | 2030 | 2035 | 2040
BM | 0 | 0 | 0 | 0 | 0 | 0
CC | 0 | 0 | 0 | 0 | 0 | 0
CSP | 0 | 0 | 0 | 0 | 0 | 0
CT | 0 | 0 | 0 | 0 | 0 | 0
Coal | 0.29 | 0.29 | 0.29 | 0.29 | 0.29 | 0.29
Geo | 0 | 0 | 0 | 0 | 0 | 0
H | 0 | 0 | 0 | 0 | 0 | 0
LFG | 0 | 0 | 0 | 0 | 0 | 0
Nuc | 0 | 0 | 0 | 0 | 0 | 0
PS | 0 | 0 | 0 | 0 | 0 | 0
PV | 0 | 0 | 0 | 0 | 0 | 0
PeakG | 0 | 0 | 0 | 0 | 0 | 0
PeakO | 0 | 0 | 0 | 0 | 0 | 0
ST | 0 | 0 | 0 | 0 | 0 | 0
STOG | 0 | 0 | 0 | 0 | 0 | 0
STWD | 0 | 0 | 0 | 0 | 0 | 0
WT | 0 | 0 | 0 | 0 | 0 | 0
IGCC | 0 | 0 | 0 | 0 | 0 | 0
DemandResponse | 0 | 0 | 0 | 0 | 0 | 0
IGCC-CCS | 0 | 0 | 0 | 0 | 0 | 0
WT_off | 0 | 0 | 0 | 0 | 0 | 0
PseudoUnit | 0 | 0 | 0 | 0 | 0 | 0
FixedInterchange | 0 | 0 | 0 | 0 | 0 | 0
Retrofit FOM Costs by Reporting Type: BC
ReportingType | 2015 | 2020 | 2025 | 2030 | 2035 | 2040
BM | 0 | 0 | 0 | 0 | 0 | 0
CC | 0 | 0 | 0 | 0 | 0 | 0
CSP | 0 | 0 | 0 | 0 | 0 | 0
CT | 0 | 0 | 0 | 0 | 0 | 0
Coal | 0 | 0 | 0 | 0 | 0 | 0
Geo | 0 | 0 | 0 | 0 | 0 | 0
H | 0 | 0 | 0 | 0 | 0 | 0
LFG | 0 | 0 | 0 | 0 | 0 | 0
Nuc | 0 | 0 | 0 | 0 | 0 | 0
PS | 0 | 0 | 0 | 0 | 0 | 0
PV | 0 | 0 | 0 | 0 | 0 | 0
PeakG | 0 | 0 | 0 | 0 | 0 | 0
PeakO | 0 | 0 | 0 | 0 | 0 | 0
ST | 0 | 0 | 0 | 0 | 0 | 0
STOG | 0 | 0 | 0 | 0 | 0 | 0
STWD | 0 | 0 | 0 | 0 | 0 | 0
WT | 0 | 0 | 0 | 0 | 0 | 0
IGCC | 0 | 0 | 0 | 0 | 0 | 0
DemandResponse | 0 | 0 | 0 | 0 | 0 | 0
IGCC-CCS | 0 | 0 | 0 | 0 | 0 | 0
WT_off | 0 | 0 | 0 | 0 | 0 | 0
PseudoUnit | 0 | 0 | 0 | 0 | 0 | 0
FixedInterchange | 0 | 0 | 0 | 0 | 0 | 0
Retrofit FOM Costs by Reporting Type: HQ_IESO
ReportingType | 2015 | 2020 | 2025 | 2030 | 2035 | 2040
BM | 0 | 0 | 0 | 0 | 0 | 0
CC | 0 | 0 | 0 | 0 | 0 | 0
CSP | 0 | 0 | 0 | 0 | 0 | 0
CT | 0 | 0 | 0 | 0 | 0 | 0
Coal | 0 | 0 | 0 | 0 | 0 | 0
Geo | 0 | 0 | 0 | 0 | 0 | 0
H | 0 | 0 | 0 | 0 | 0 | 0
LFG | 0 | 0 | 0 | 0 | 0 | 0
Nuc | 0 | 0 | 0 | 0 | 0 | 0
PS | 0 | 0 | 0 | 0 | 0 | 0
PV | 0 | 0 | 0 | 0 | 0 | 0
PeakG | 0 | 0 | 0 | 0 | 0 | 0
PeakO | 0 | 0 | 0 | 0 | 0 | 0
ST | 0 | 0 | 0 | 0 | 0 | 0
STOG | 0 | 0 | 0 | 0 | 0 | 0
STWD | 0 | 0 | 0 | 0 | 0 | 0
WT | 0 | 0 | 0 | 0 | 0 | 0
IGCC | 0 | 0 | 0 | 0 | 0 | 0
DemandResponse | 0 | 0 | 0 | 0 | 0 | 0
IGCC-CCS | 0 | 0 | 0 | 0 | 0 | 0
WT_off | 0 | 0 | 0 | 0 | 0 | 0
PseudoUnit | 0 | 0 | 0 | 0 | 0 | 0
FixedInterchange | 0 | 0 | 0 | 0 | 0 | 0
Retrofit FOM Costs by Reporting Type: HQ_NEISO
ReportingType | 2015 | 2020 | 2025 | 2030 | 2035 | 2040
BM | 0 | 0 | 0 | 0 | 0 | 0
CC | 0 | 0 | 0 | 0 | 0 | 0
CSP | 0 | 0 | 0 | 0 | 0 | 0
CT | 0 | 0 | 0 | 0 | 0 | 0
Coal | 0 | 0 | 0 | 0 | 0 | 0
Geo | 0 | 0 | 0 | 0 | 0 | 0
H | 0 | 0 | 0 | 0 | 0 | 0
LFG | 0 | 0 | 0 | 0 | 0 | 0
Nuc | 0 | 0 | 0 | 0 | 0 | 0
PS | 0 | 0 | 0 | 0 | 0 | 0
PV | 0 | 0 | 0 | 0 | 0 | 0
PeakG | 0 | 0 | 0 | 0 | 0 | 0
PeakO | 0 | 0 | 0 | 0 | 0 | 0
ST | 0 | 0 | 0 | 0 | 0 | 0
STOG | 0 | 0 | 0 | 0 | 0 | 0
STWD | 0 | 0 | 0 | 0 | 0 | 0
WT | 0 | 0 | 0 | 0 | 0 | 0
IGCC | 0 | 0 | 0 | 0 | 0 | 0
DemandResponse | 0 | 0 | 0 | 0 | 0 | 0
IGCC-CCS | 0 | 0 | 0 | 0 | 0 | 0
WT_off | 0 | 0 | 0 | 0 | 0 | 0
PseudoUnit | 0 | 0 | 0 | 0 | 0 | 0
FixedInterchange | 0 | 0 | 0 | 0 | 0 | 0
Retrofit FOM Costs by Reporting Type: HQ_NY
ReportingType | 2015 | 2020 | 2025 | 2030 | 2035 | 2040
BM | 0 | 0 | 0 | 0 | 0 | 0
CC | 0 | 0 | 0 | 0 | 0 | 0
CSP | 0 | 0 | 0 | 0 | 0 | 0
CT | 0 | 0 | 0 | 0 | 0 | 0
Coal | 0 | 0 | 0 | 0 | 0 | 0
Geo | 0 | 0 | 0 | 0 | 0 | 0
H | 0 | 0 | 0 | 0 | 0 | 0
LFG | 0 | 0 | 0 | 0 | 0 | 0
Nuc | 0 | 0 | 0 | 0 | 0 | 0
PS | 0 | 0 | 0 | 0 | 0 | 0
PV | 0 | 0 | 0 | 0 | 0 | 0
PeakG | 0 | 0 | 0 | 0 | 0 | 0
PeakO | 0 | 0 | 0 | 0 | 0 | 0
ST | 0 | 0 | 0 | 0 | 0 | 0
STOG | 0 | 0 | 0 | 0 | 0 | 0
STWD | 0 | 0 | 0 | 0 | 0 | 0
WT | 0 | 0 | 0 | 0 | 0 | 0
IGCC | 0 | 0 | 0 | 0 | 0 | 0
DemandResponse | 0 | 0 | 0 | 0 | 0 | 0
IGCC-CCS | 0 | 0 | 0 | 0 | 0 | 0
WT_off | 0 | 0 | 0 | 0 | 0 | 0
PseudoUnit | 0 | 0 | 0 | 0 | 0 | 0
FixedInterchange | 0 | 0 | 0 | 0 | 0 | 0
Retrofit FOM Costs by Reporting Type: MARITIMES
ReportingType | 2015 | 2020 | 2025 | 2030 | 2035 | 2040
BM | 0 | 0 | 0 | 0 | 0 | 0
CC | 0 | 0 | 0 | 0 | 0 | 0
CSP | 0 | 0 | 0 | 0 | 0 | 0
CT | 0 | 0 | 0 | 0 | 0 | 0
Coal | 0 | 0 | 0 | 0 | 0 | 0
Geo | 0 | 0 | 0 | 0 | 0 | 0
H | 0 | 0 | 0 | 0 | 0 | 0
LFG | 0 | 0 | 0 | 0 | 0 | 0
Nuc | 0 | 0 | 0 | 0 | 0 | 0
PS | 0 | 0 | 0 | 0 | 0 | 0
PV | 0 | 0 | 0 | 0 | 0 | 0
PeakG | 0 | 0 | 0 | 0 | 0 | 0
PeakO | 0 | 0 | 0 | 0 | 0 | 0
ST | 0 | 0 | 0 | 0 | 0 | 0
STOG | 0 | 0 | 0 | 0 | 0 | 0
STWD | 0 | 0 | 0 | 0 | 0 | 0
WT | 0 | 0 | 0 | 0 | 0 | 0
IGCC | 0 | 0 | 0 | 0 | 0 | 0
DemandResponse | 0 | 0 | 0 | 0 | 0 | 0
IGCC-CCS | 0 | 0 | 0 | 0 | 0 | 0
WT_off | 0 | 0 | 0 | 0 | 0 | 0
PseudoUnit | 0 | 0 | 0 | 0 | 0 | 0
FixedInterchange | 0 | 0 | 0 | 0 | 0 | 0
Retrofit FOM Costs by Reporting Type: All
ReportingType | 2015 | 2020 | 2025 | 2030 | 2035 | 2040
BM | 0 | 0 | 0 | 0 | 0 | 0
CC | 0 | 0 | 0 | 0 | 0 | 0
CSP | 0 | 0 | 0 | 0 | 0 | 0
CT | 0 | 0 | 0 | 0 | 0 | 0
Coal | 1342.72 | 1598.43 | 1582.31 | 1571.47 | 1571.06 | 1569.04
Geo | 0 | 0 | 0 | 0 | 0 | 0
H | 0 | 0 | 0 | 0 | 0 | 0
LFG | 0 | 0 | 0 | 0 | 0 | 0
Nuc | 0 | 0 | 0 | 0 | 0 | 0
PS | 0 | 0 | 0 | 0 | 0 | 0
PV | 0 | 0 | 0 | 0 | 0 | 0
PeakG | 0 | 0 | 0 | 0 | 0 | 0
PeakO | 0 | 0 | 0 | 0 | 0 | 0
ST | 0 | 0 | 0 | 0 | 0 | 0
STOG | 0 | 0 | 0 | 0 | 0 | 0
STWD | 0 | 0 | 0 | 0 | 0 | 0
WT | 0 | 0 | 0 | 0 | 0 | 0
IGCC | 0 | 0 | 0 | 0 | 0 | 0
DemandResponse | 0 | 0 | 0 | 0 | 0 | 0
IGCC-CCS | 0 | 0 | 0 | 0 | 0 | 0
WT_off | 0 | 0 | 0 | 0 | 0 | 0
PseudoUnit | 0 | 0 | 0 | 0 | 0 | 0
FixedInterchange | 0 | 0 | 0 | 0 | 0 | 0
Retrofit FOM Costs by Reporting Type: EI_US
ReportingType | 2015 | 2020 | 2025 | 2030 | 2035 | 2040
BM | 0 | 0 | 0 | 0 | 0 | 0
CC | 0 | 0 | 0 | 0 | 0 | 0
CSP | 0 | 0 | 0 | 0 | 0 | 0
CT | 0 | 0 | 0 | 0 | 0 | 0
Coal | 1082.86 | 1293.92 | 1279.59 | 1268.75 | 1268.75 | 1268.75
Geo | 0 | 0 | 0 | 0 | 0 | 0
H | 0 | 0 | 0 | 0 | 0 | 0
LFG | 0 | 0 | 0 | 0 | 0 | 0
Nuc | 0 | 0 | 0 | 0 | 0 | 0
PS | 0 | 0 | 0 | 0 | 0 | 0
PV | 0 | 0 | 0 | 0 | 0 | 0
PeakG | 0 | 0 | 0 | 0 | 0 | 0
PeakO | 0 | 0 | 0 | 0 | 0 | 0
ST | 0 | 0 | 0 | 0 | 0 | 0
STOG | 0 | 0 | 0 | 0 | 0 | 0
STWD | 0 | 0 | 0 | 0 | 0 | 0
WT | 0 | 0 | 0 | 0 | 0 | 0
IGCC | 0 | 0 | 0 | 0 | 0 | 0
DemandResponse | 0 | 0 | 0 | 0 | 0 | 0
IGCC-CCS | 0 | 0 | 0 | 0 | 0 | 0
WT_off | 0 | 0 | 0 | 0 | 0 | 0
PseudoUnit | 0 | 0 | 0 | 0 | 0 | 0
FixedInterchange | 0 | 0 | 0 | 0 | 0 | 0
Retrofit FOM Costs by Reporting Type: EI_Canada
ReportingType | 2015 | 2020 | 2025 | 2030 | 2035 | 2040
BM | 0 | 0 | 0 | 0 | 0 | 0
CC | 0 | 0 | 0 | 0 | 0 | 0
CSP | 0 | 0 | 0 | 0 | 0 | 0
CT | 0 | 0 | 0 | 0 | 0 | 0
Coal | 0 | 0 | 0 | 0 | 0 | 0
Geo | 0 | 0 | 0 | 0 | 0 | 0
H | 0 | 0 | 0 | 0 | 0 | 0
LFG | 0 | 0 | 0 | 0 | 0 | 0
Nuc | 0 | 0 | 0 | 0 | 0 | 0
PS | 0 | 0 | 0 | 0 | 0 | 0
PV | 0 | 0 | 0 | 0 | 0 | 0
PeakG | 0 | 0 | 0 | 0 | 0 | 0
PeakO | 0 | 0 | 0 | 0 | 0 | 0
ST | 0 | 0 | 0 | 0 | 0 | 0
STOG | 0 | 0 | 0 | 0 | 0 | 0
STWD | 0 | 0 | 0 | 0 | 0 | 0
WT | 0 | 0 | 0 | 0 | 0 | 0
IGCC | 0 | 0 | 0 | 0 | 0 | 0
DemandResponse | 0 | 0 | 0 | 0 | 0 | 0
IGCC-CCS | 0 | 0 | 0 | 0 | 0 | 0
WT_off | 0 | 0 | 0 | 0 | 0 | 0
PseudoUnit | 0 | 0 | 0 | 0 | 0 | 0
FixedInterchange | 0 | 0 | 0 | 0 | 0 | 0
Retrofit FOM Costs by Reporting Type: EI
ReportingType | 2015 | 2020 | 2025 | 2030 | 2035 | 2040
BM | 0 | 0 | 0 | 0 | 0 | 0
CC | 0 | 0 | 0 | 0 | 0 | 0
CSP | 0 | 0 | 0 | 0 | 0 | 0
CT | 0 | 0 | 0 | 0 | 0 | 0
Coal | 1082.86 | 1293.92 | 1279.59 | 1268.75 | 1268.75 | 1268.75
Geo | 0 | 0 | 0 | 0 | 0 | 0
H | 0 | 0 | 0 | 0 | 0 | 0
LFG | 0 | 0 | 0 | 0 | 0 | 0
Nuc | 0 | 0 | 0 | 0 | 0 | 0
PS | 0 | 0 | 0 | 0 | 0 | 0
PV | 0 | 0 | 0 | 0 | 0 | 0
PeakG | 0 | 0 | 0 | 0 | 0 | 0
PeakO | 0 | 0 | 0 | 0 | 0 | 0
ST | 0 | 0 | 0 | 0 | 0 | 0
STOG | 0 | 0 | 0 | 0 | 0 | 0
STWD | 0 | 0 | 0 | 0 | 0 | 0
WT | 0 | 0 | 0 | 0 | 0 | 0
IGCC | 0 | 0 | 0 | 0 | 0 | 0
DemandResponse | 0 | 0 | 0 | 0 | 0 | 0
IGCC-CCS | 0 | 0 | 0 | 0 | 0 | 0
WT_off | 0 | 0 | 0 | 0 | 0 | 0
PseudoUnit | 0 | 0 | 0 | 0 | 0 | 0
FixedInterchange | 0 | 0 | 0 | 0 | 0 | 0
Retrofit FOM Costs by Reporting Type: Outside_EI
ReportingType | 2015 | 2020 | 2025 | 2030 | 2035 | 2040
BM | 0 | 0 | 0 | 0 | 0 | 0
CC | 0 | 0 | 0 | 0 | 0 | 0
CSP | 0 | 0 | 0 | 0 | 0 | 0
CT | 0 | 0 | 0 | 0 | 0 | 0
Coal | 259.86 | 304.51 | 302.72 | 302.72 | 302.31 | 300.29
Geo | 0 | 0 | 0 | 0 | 0 | 0
H | 0 | 0 | 0 | 0 | 0 | 0
LFG | 0 | 0 | 0 | 0 | 0 | 0
Nuc | 0 | 0 | 0 | 0 | 0 | 0
PS | 0 | 0 | 0 | 0 | 0 | 0
PV | 0 | 0 | 0 | 0 | 0 | 0
PeakG | 0 | 0 | 0 | 0 | 0 | 0
PeakO | 0 | 0 | 0 | 0 | 0 | 0
ST | 0 | 0 | 0 | 0 | 0 | 0
STOG | 0 | 0 | 0 | 0 | 0 | 0
STWD | 0 | 0 | 0 | 0 | 0 | 0
WT | 0 | 0 | 0 | 0 | 0 | 0
IGCC | 0 | 0 | 0 | 0 | 0 | 0
DemandResponse | 0 | 0 | 0 | 0 | 0 | 0
IGCC-CCS | 0 | 0 | 0 | 0 | 0 | 0
WT_off | 0 | 0 | 0 | 0 | 0 | 0
PseudoUnit | 0 | 0 | 0 | 0 | 0 | 0
FixedInterchange | 0 | 0 | 0 | 0 | 0 | 0
#12 | Levelized Capital Costs ($million)
Levelized Capital Costs by Reporting Type: Entergy
ReportingType | 2015 | 2020 | 2025 | 2030 | 2035 | 2040
BM | 0 | 0 | 0 | 0 | 0 | 0
CC | 0 | 0 | 0 | 0 | 0 | 0
CSP | 0 | 0 | 0 | 0 | 0 | 0
CT | 0 | 0 | 0 | 17.18 | 29.65 | 156.59
Coal | 202.06 | 202.06 | 202.06 | 202.06 | 202.06 | 202.06
Geo | 0 | 0 | 0 | 0 | 0 | 0
H | 0 | 0 | 0 | 0 | 0 | 0
LFG | 0 | 0 | 0 | 29.03 | 29.03 | 29.03
Nuc | 0 | 0 | 0 | 0 | 0 | 0
PS | 0 | 0 | 0 | 0 | 0 | 0
PV | 0.15 | 30.08 | 45.07 | 46.51 | 47.98 | 19.15
PeakG | 0 | 0 | 0 | 0 | 0 | 0
PeakO | 0 | 0 | 0 | 0 | 0 | 0
ST | 0 | 0 | 0 | 0 | 0 | 0
STOG | 0 | 0 | 0 | 0 | 0 | 0
STWD | 0 | 0 | 0 | 0 | 0 | 0
WT | 0 | 0 | 0 | 25.53 | 25.53 | 25.53
IGCC | 0 | 0 | 0 | 0 | 0 | 0
DemandResponse | 0 | 0 | 0 | 0 | 0 | 0
IGCC-CCS | 0 | 0 | 0 | 0 | 0 | 0
WT_off | 0 | 0 | 0 | 0 | 0 | 0
PseudoUnit | 0 | 0 | 0 | 0 | 0 | 0
FixedInterchange | 0 | 0 | 0 | 0 | 0 | 0
Levelized Capital Costs by Reporting Type: FRCC
ReportingType | 2015 | 2020 | 2025 | 2030 | 2035 | 2040
BM | 0 | 0 | 0 | 0 | 0 | 0
CC | 165.38 | 573.74 | 657.57 | 711.23 | 1666.48 | 2057.01
CSP | 0 | 0 | 0 | 0 | 0 | 0
CT | 196.14 | 196.14 | 196.14 | 196.14 | 0 | 0
Coal | 0 | 0 | 0 | 0 | 0 | 0
Geo | 0 | 0 | 0 | 0 | 0 | 0
H | 0 | 0 | 0 | 0 | 0 | 0
LFG | 0 | 0 | 54.31 | 54.31 | 54.31 | 54.31
Nuc | 0 | 0 | 0 | 0 | 0 | 0
PS | 0 | 0 | 0 | 0 | 0 | 0
PV | 0 | 0 | 0 | 0 | 0 | 0
PeakG | 0 | 0 | 0 | 0 | 0 | 0
PeakO | 0 | 0 | 0 | 0 | 0 | 0
ST | 0 | 0 | 0 | 0 | 0 | 0
STOG | 0 | 0 | 0 | 0 | 0 | 0
STWD | 0 | 0 | 0 | 0 | 0 | 0
WT | 0 | 0 | 0 | 0 | 0 | 0
IGCC | 0 | 0 | 0 | 0 | 0 | 0
DemandResponse | 0 | 0 | 0 | 0 | 0 | 0
IGCC-CCS | 0 | 0 | 0 | 0 | 0 | 0
WT_off | 0 | 0 | 0 | 0 | 0 | 0
PseudoUnit | 0 | 0 | 0 | 0 | 0 | 0
FixedInterchange | 0 | 0 | 0 | 0 | 0 | 0
Levelized Capital Costs by Reporting Type: MAPP_US
ReportingType | 2015 | 2020 | 2025 | 2030 | 2035 | 2040
BM | 0 | 0 | 0 | 0 | 0 | 0
CC | 0 | 0 | 0 | 0 | 0 | 0
CSP | 0 | 0 | 0 | 0 | 0 | 0
CT | 25.9 | 25.9 | 25.9 | 25.19 | 9.83 | 48.84
Coal | 0 | 0 | 0 | 0 | 0 | 0
Geo | 0 | 0 | 0 | 0 | 0 | 0
H | 0 | 0 | 0 | 0 | 0 | 0
LFG | 0 | 0 | 0 | 19.19 | 19.19 | 19.19
Nuc | 0 | 0 | 0 | 0 | 0 | 0
PS | 0 | 0 | 0 | 0 | 0 | 0
PV | 0 | 0 | 0 | 0 | 0 | 0
PeakG | 0 | 0 | 0 | 0 | 0 | 0
PeakO | 0 | 0 | 0 | 0 | 0 | 0
ST | 0 | 0 | 0 | 0 | 0 | 0
STOG | 0 | 0 | 0 | 0 | 0 | 0
STWD | 0 | 0 | 0 | 0 | 0 | 0
WT | 122.91 | 504.82 | 504.82 | 1471.84 | 2740.03 | 2358.12
IGCC | 0 | 0 | 0 | 0 | 0 | 0
DemandResponse | 0 | 0 | 0 | 0 | 0 | 0
IGCC-CCS | 0 | 0 | 0 | 0 | 0 | 0
WT_off | 0 | 0 | 0 | 0 | 0 | 0
PseudoUnit | 0 | 0 | 0 | 0 | 0 | 0
FixedInterchange | 0 | 0 | 0 | 0 | 0 | 0
Levelized Capital Costs by Reporting Type: MISO_IN
ReportingType | 2015 | 2020 | 2025 | 2030 | 2035 | 2040
BM | 0 | 0 | 0 | 0 | 0 | 0
CC | 0 | 0 | 0 | 0 | 0 | 0
CSP | 0 | 0 | 0 | 0 | 0 | 0
CT | 0 | 0 | 0 | 0 | 0 | 0
Coal | 0 | 0 | 0 | 0 | 0 | 0
Geo | 0 | 0 | 0 | 0 | 0 | 0
H | 0 | 0 | 0 | 0 | 0 | 0
LFG | 0 | 0 | 22.52 | 22.52 | 22.52 | 22.52
Nuc | 0 | 0 | 0 | 0 | 0 | 0
PS | 0 | 0 | 0 | 0 | 0 | 0
PV | 0 | 114.75 | 180.5 | 180.5 | 185.7 | 76.97
PeakG | 0 | 0 | 0 | 0 | 0 | 0
PeakO | 0 | 0 | 0 | 0 | 0 | 0
ST | 0 | 0 | 0 | 0 | 0 | 0
STOG | 0 | 0 | 0 | 0 | 0 | 0
STWD | 0 | 0 | 0 | 0 | 0 | 0
WT | 0 | 0 | 0 | 0 | 0 | 0
IGCC | 215.26 | 215.26 | 215.26 | 215.26 | 215.26 | 215.26
DemandResponse | 0 | 0 | 0 | 0 | 0 | 0
IGCC-CCS | 0 | 0 | 0 | 0 | 0 | 0
WT_off | 0 | 0 | 0 | 0 | 0 | 0
PseudoUnit | 0 | 0 | 0 | 0 | 0 | 0
FixedInterchange | 0 | 0 | 0 | 0 | 0 | 0
Levelized Capital Costs by Reporting Type: MISO_MI
ReportingType | 2015 | 2020 | 2025 | 2030 | 2035 | 2040
BM | 0 | 0 | 0 | 0 | 0 | 0
CC | 0 | 0 | 0 | 0 | 0 | 0
CSP | 0 | 0 | 0 | 0 | 0 | 0
CT | 0 | 0 | 0 | 0 | 0 | 0
Coal | 0 | 0 | 0 | 0 | 0 | 0
Geo | 0 | 0 | 0 | 0 | 0 | 0
H | 0 | 0 | 0 | 0 | 0 | 0
LFG | 0 | 15.99 | 46.98 | 46.98 | 46.98 | 30.99
Nuc | 0 | 0 | 0 | 0 | 0 | 0
PS | 0 | 0 | 0 | 0 | 0 | 0
PV | 0 | 0 | 0 | 0 | 0 | 0
PeakG | 0 | 0 | 0 | 0 | 0 | 0
PeakO | 0 | 0 | 0 | 0 | 0 | 0
ST | 0 | 0 | 0 | 0 | 0 | 0
STOG | 0 | 0 | 0 | 0 | 0 | 0
STWD | 0 | 0 | 0 | 0 | 0 | 0
WT | 580.29 | 664.45 | 664.45 | 702.95 | 164.55 | 124.63
IGCC | 0 | 0 | 0 | 0 | 0 | 0
DemandResponse | 0 | 0 | 0 | 0 | 0 | 0
IGCC-CCS | 0 | 0 | 0 | 0 | 0 | 0
WT_off | 0 | 0 | 0 | 0 | 0 | 0
PseudoUnit | 0 | 0 | 0 | 0 | 0 | 0
FixedInterchange | 0 | 0 | 0 | 0 | 0 | 0
Levelized Capital Costs by Reporting Type: MISO_MO-IL
ReportingType | 2015 | 2020 | 2025 | 2030 | 2035 | 2040
BM | 0 | 0 | 0 | 0 | 0 | 0
CC | 0 | 0 | 0 | 0 | 0 | 0
CSP | 0 | 0 | 0 | 0 | 0 | 0
CT | 0 | 0 | 0 | 0 | 0 | 0
Coal | 574.94 | 574.94 | 574.94 | 574.94 | 574.94 | 574.94
Geo | 0 | 0 | 0 | 0 | 0 | 0
H | 0 | 97.15 | 97.15 | 97.15 | 97.15 | 97.15
LFG | 0 | 0 | 65.25 | 65.25 | 65.25 | 65.25
Nuc | 0 | 0 | 0 | 0 | 0 | 0
PS | 0 | 0 | 0 | 0 | 0 | 0
PV | 0 | 0 | 0 | 0 | 0 | 0
PeakG | 0 | 0 | 0 | 0 | 0 | 0
PeakO | 0 | 0 | 0 | 0 | 0 | 0
ST | 0 | 0 | 0 | 0 | 0 | 0
STOG | 0 | 0 | 0 | 0 | 0 | 0
STWD | 0 | 0 | 0 | 0 | 0 | 0
WT | 87.81 | 87.81 | 87.81 | 87.81 | 0 | 0
IGCC | 0 | 0 | 0 | 0 | 0 | 0
DemandResponse | 0 | 0 | 0 | 0 | 0 | 0
IGCC-CCS | 0 | 0 | 0 | 0 | 0 | 0
WT_off | 0 | 0 | 0 | 0 | 0 | 0
PseudoUnit | 0 | 0 | 0 | 0 | 0 | 0
FixedInterchange | 0 | 0 | 0 | 0 | 0 | 0
Levelized Capital Costs by Reporting Type: MISO_W
ReportingType | 2015 | 2020 | 2025 | 2030 | 2035 | 2040
BM | 0 | 0 | 0 | 0 | 0 | 0
CC | 0 | 0 | 0 | 0 | 0 | 0
CSP | 0 | 0 | 0 | 0 | 0 | 0
CT | 0 | 0 | 0 | 0 | 0 | 0
Coal | 0 | 0 | 0 | 0 | 0 | 0
Geo | 0 | 0 | 0 | 0 | 0 | 0
H | 0 | 0 | 0 | 0 | 0 | 0
LFG | 0 | 0 | 20.79 | 20.79 | 20.79 | 20.79
Nuc | 0 | 0 | 0 | 0 | 0 | 0
PS | 0 | 0 | 0 | 0 | 0 | 0
PV | 0 | 0 | 0 | 0 | 0 | 0
PeakG | 0 | 0 | 0 | 0 | 0 | 0
PeakO | 0 | 0 | 0 | 0 | 0 | 0
ST | 0 | 0 | 0 | 0 | 0 | 0
STOG | 0 | 0 | 0 | 0 | 0 | 0
STWD | 0 | 0 | 0 | 0 | 0 | 0
WT | 852.88 | 852.88 | 1950 | 1866.04 | 1097.12 | 1097.12
IGCC | 0 | 0 | 0 | 0 | 0 | 0
DemandResponse | 0 | 0 | 0 | 0 | 0 | 0
IGCC-CCS | 0 | 0 | 0 | 0 | 0 | 0
WT_off | 0 | 0 | 0 | 0 | 0 | 0
PseudoUnit | 0 | 0 | 0 | 0 | 0 | 0
FixedInterchange | 0 | 0 | 0 | 0 | 0 | 0
Levelized Capital Costs by Reporting Type: MISO_WUMS
ReportingType | 2015 | 2020 | 2025 | 2030 | 2035 | 2040
BM | 0 | 0 | 0 | 0 | 0 | 0
CC | 0 | 0 | 0 | 0 | 0 | 0
CSP | 0 | 0 | 0 | 0 | 0 | 0
CT | 0 | 533.58 | 710.07 | 1282.55 | 2130.47 | 1907.38
Coal | 184.51 | 184.51 | 184.51 | 184.51 | 184.51 | 184.51
Geo | 0 | 0 | 0 | 0 | 0 | 0
H | 0 | 0.35 | 0.35 | 0.35 | 0.35 | 0.35
LFG | 0 | 0 | 61.89 | 61.89 | 61.89 | 61.89
Nuc | 0 | 0 | 0 | 0 | 0 | 0
PS | 0 | 0 | 0 | 0 | 0 | 0
PV | 0 | 0 | 0 | 0 | 0 | 0
PeakG | 0 | 0 | 0 | 0 | 0 | 0
PeakO | 0 | 0 | 0 | 0 | 0 | 0
ST | 0 | 0 | 0 | 0 | 0 | 0
STOG | 0 | 0 | 0 | 0 | 0 | 0
STWD | 0 | 0 | 0 | 0 | 0 | 0
WT | 270.99 | 270.99 | 270.99 | 270.99 | 0 | 0
IGCC | 0 | 0 | 0 | 0 | 0 | 0
DemandResponse | 0 | 0 | 0 | 0 | 0 | 0
IGCC-CCS | 0 | 0 | 0 | 0 | 0 | 0
WT_off | 0 | 0 | 0 | 0 | 0 | 0
PseudoUnit | 0 | 0 | 0 | 0 | 0 | 0
FixedInterchange | 0 | 0 | 0 | 0 | 0 | 0
Levelized Capital Costs by Reporting Type: Nebraska
ReportingType | 2015 | 2020 | 2025 | 2030 | 2035 | 2040
BM | 0 | 0 | 0 | 0 | 0 | 0
CC | 0 | 0 | 0 | 0 | 0 | 0
CSP | 0 | 0 | 0 | 0 | 0 | 0
CT | 0 | 0 | 0 | 0 | 0 | 0
Coal | 66.52 | 66.52 | 66.52 | 66.52 | 66.52 | 66.52
Geo | 0 | 0 | 0 | 0 | 0 | 0
H | 0 | 0 | 0 | 0 | 0 | 0
LFG | 0 | 0 | 0 | 19.72 | 19.72 | 19.72
Nuc | 0 | 0 | 0 | 0 | 0 | 0
PS | 0 | 0 | 0 | 0 | 0 | 0
PV | 0 | 0 | 0 | 0 | 0 | 0
PeakG | 0 | 0 | 0 | 0 | 0 | 0
PeakO | 0 | 0 | 0 | 0 | 0 | 0
ST | 0 | 0 | 0 | 0 | 0 | 0
STOG | 0 | 0 | 0 | 0 | 0 | 0
STWD | 0 | 0 | 0 | 0 | 0 | 0
WT | 59.42 | 7700 | 13388.01 | 17648.79 | 18451 | 13322.94
IGCC | 0 | 0 | 0 | 0 | 0 | 0
DemandResponse | 0 | 0 | 0 | 0 | 0 | 0
IGCC-CCS | 0 | 0 | 0 | 0 | 0 | 0
WT_off | 0 | 0 | 0 | 0 | 0 | 0
PseudoUnit | 0 | 0 | 0 | 0 | 0 | 0
FixedInterchange | 0 | 0 | 0 | 0 | 0 | 0
Levelized Capital Costs by Reporting Type: NEISO
ReportingType | 2015 | 2020 | 2025 | 2030 | 2035 | 2040
BM | 115.57 | 115.57 | 115.57 | 115.57 | 115.57 | 115.57
CC | 273.49 | 273.49 | 273.49 | 273.49 | 273.49 | 0
CSP | 0 | 0 | 0 | 0 | 0 | 0
CT | 30 | 30 | 30 | 29.13 | 0 | 0
Coal | 0 | 0 | 0 | 0 | 0 | 0
Geo | 0 | 0 | 0 | 0 | 0 | 0
H | 0 | 1.04 | 1.04 | 1.04 | 1.04 | 1.04
LFG | 14.72 | 14.72 | 34.82 | 34.82 | 20.1 | 20.1
Nuc | 0 | 0 | 0 | 0 | 0 | 0
PS | 0 | 0 | 0 | 0 | 0 | 0
PV | 0 | 164.26 | 164.96 | 164.96 | 164.96 | 0.72
PeakG | 0 | 0 | 0 | 0 | 0 | 0
PeakO | 0 | 0 | 0 | 0 | 0 | 0
ST | 0 | 0 | 0 | 0 | 0 | 0
STOG | 0 | 0 | 0 | 0 | 0 | 0
STWD | 0 | 0 | 0 | 0 | 0 | 0
WT | 68.84 | 500.23 | 1018.59 | 1249.51 | 1324.22 | 892.83
IGCC | 0 | 0 | 0 | 0 | 0 | 0
DemandResponse | 0 | 0 | 0 | 0 | 0 | 0
IGCC-CCS | 0 | 0 | 0 | 0 | 0 | 0
WT_off | 322.52 | 322.52 | 322.52 | 322.52 | 0 | 0
PseudoUnit | 0 | 0 | 0 | 0 | 0 | 0
FixedInterchange | 0 | 0 | 0 | 0 | 0 | 0
Levelized Capital Costs by Reporting Type: NonRTO_Midwest
ReportingType | 2015 | 2020 | 2025 | 2030 | 2035 | 2040
BM | 0 | 0 | 0 | 0 | 0 | 0
CC | 0 | 38.41 | 38.41 | 38.41 | 38.41 | 65
CSP | 0 | 0 | 0 | 0 | 0 | 0
CT | 0 | 2.53 | 2.53 | 2.53 | 2.53 | 0
Coal | 0 | 0 | 0 | 0 | 0 | 0
Geo | 0 | 0 | 0 | 0 | 0 | 0
H | 0 | 0 | 245.9 | 245.9 | 245.9 | 245.9
LFG | 0 | 0 | 43.27 | 43.27 | 43.27 | 43.27
Nuc | 0 | 0 | 0 | 0 | 0 | 0
PS | 0 | 0 | 0 | 0 | 0 | 0
PV | 0 | 0 | 0 | 0 | 0 | 0
PeakG | 0 | 0 | 0 | 0 | 0 | 0
PeakO | 0 | 0 | 0 | 0 | 0 | 0
ST | 0 | 0 | 0 | 0 | 0 | 0
STOG | 0 | 0 | 0 | 0 | 0 | 0
STWD | 0 | 0 | 0 | 0 | 0 | 0
WT | 0 | 0 | 0 | 0 | 0 | 0
IGCC | 0 | 0 | 0 | 0 | 0 | 0
DemandResponse | 0 | 0 | 0 | 0 | 0 | 0
IGCC-CCS | 0 | 0 | 0 | 0 | 0 | 0
WT_off | 0 | 0 | 0 | 0 | 0 | 0
PseudoUnit | 0 | 0 | 0 | 0 | 0 | 0
FixedInterchange | 0 | 0 | 0 | 0 | 0 | 0
Levelized Capital Costs by Reporting Type: NYISO_A-F
ReportingType | 2015 | 2020 | 2025 | 2030 | 2035 | 2040
BM | 0 | 0 | 0 | 0 | 0 | 0
CC | 85.71 | 85.71 | 85.71 | 85.71 | 85.71 | 0
CSP | 0 | 0 | 0 | 0 | 0 | 0
CT | 0 | 0 | 0 | 0 | 0 | 0
Coal | 0 | 0 | 0 | 0 | 0 | 0
Geo | 0 | 0 | 0 | 0 | 0 | 0
H | 0 | 0 | 0 | 0 | 0 | 0
LFG | 1.88 | 1.88 | 1.88 | 21.07 | 19.19 | 19.19
Nuc | 0 | 0 | 0 | 0 | 0 | 0
PS | 0 | 0 | 0 | 0 | 0 | 0
PV | 0 | 0 | 0 | 0 | 0 | 0
PeakG | 0 | 0 | 0 | 0 | 0 | 0
PeakO | 0 | 0 | 0 | 0 | 0 | 0
ST | 0 | 0 | 0 | 0 | 0 | 0
STOG | 0 | 0 | 0 | 0 | 0 | 0
STWD | 0 | 0 | 0 | 0 | 0 | 0
WT | 705.19 | 899.9 | 899.9 | 899.9 | 194.71 | 0
IGCC | 0 | 0 | 0 | 0 | 0 | 0
DemandResponse | 0 | 0 | 0 | 0 | 0 | 0
IGCC-CCS | 0 | 0 | 0 | 0 | 0 | 0
WT_off | 0 | 0 | 0 | 0 | 0 | 0
PseudoUnit | 0 | 0 | 0 | 0 | 0 | 0
FixedInterchange | 0 | 0 | 0 | 0 | 0 | 0
Levelized Capital Costs by Reporting Type: NYISO_G-I
ReportingType | 2015 | 2020 | 2025 | 2030 | 2035 | 2040
BM | 0 | 0 | 0 | 0 | 0 | 0
CC | 0 | 0 | 0 | 0 | 0 | 190.19
CSP | 0 | 0 | 0 | 0 | 0 | 0
CT | 0 | 0 | 0 | 0 | 0 | 0
Coal | 0 | 0 | 0 | 0 | 0 | 0
Geo | 0 | 0 | 0 | 0 | 0 | 0
H | 0 | 0 | 0 | 0 | 0 | 0
LFG | 0 | 0 | 0.09 | 21 | 21 | 21
Nuc | 0 | 0 | 0 | 0 | 0 | 0
PS | 0 | 0 | 0 | 0 | 0 | 0
PV | 0 | 0 | 0 | 0 | 0 | 0
PeakG | 0 | 0 | 0 | 0 | 0 | 0
PeakO | 0 | 0 | 0 | 0 | 0 | 0
ST | 0 | 0 | 0 | 0 | 0 | 0
STOG | 0 | 0 | 0 | 0 | 0 | 0
STWD | 0 | 0 | 0 | 0 | 0 | 0
WT | 0 | 16.46 | 16.46 | 16.46 | 16.46 | 0
IGCC | 0 | 0 | 0 | 0 | 0 | 0
DemandResponse | 0 | 0 | 0 | 0 | 0 | 0
IGCC-CCS | 0 | 0 | 0 | 0 | 0 | 0
WT_off | 0 | 0 | 0 | 0 | 0 | 0
PseudoUnit | 0 | 0 | 0 | 0 | 0 | 0
FixedInterchange | 0 | 0 | 0 | 0 | 0 | 0
Levelized Capital Costs by Reporting Type: NYISO_J-K
ReportingType | 2015 | 2020 | 2025 | 2030 | 2035 | 2040
BM | 0 | 0 | 0 | 0 | 0 | 0
CC | 226.37 | 226.37 | 226.37 | 226.37 | 226.37 | 0
CSP | 0 | 0 | 0 | 0 | 0 | 0
CT | 0 | 0 | 0 | 24.18 | 269.97 | 428.98
Coal | 0 | 0 | 0 | 0 | 0 | 0
Geo | 0 | 0 | 0 | 0 | 0 | 0
H | 0 | 0 | 0 | 0 | 0 | 0
LFG | 0 | 0 | 0 | 26.63 | 26.63 | 26.63
Nuc | 0 | 0 | 0 | 0 | 0 | 0
PS | 0 | 0 | 0 | 0 | 0 | 0
PV | 23.27 | 23.27 | 23.27 | 23.27 | 0 | 0
PeakG | 0 | 0 | 0 | 0 | 0 | 0
PeakO | 0 | 0 | 0 | 0 | 0 | 0
ST | 0 | 0 | 0 | 0 | 0 | 0
STOG | 0 | 0 | 0 | 0 | 0 | 0
STWD | 0 | 0 | 0 | 0 | 0 | 0
WT | 0 | 0 | 0 | 0 | 0 | 0
IGCC | 0 | 0 | 0 | 0 | 0 | 0
DemandResponse | 0 | 0 | 0 | 0 | 0 | 0
IGCC-CCS | 0 | 0 | 0 | 0 | 0 | 0
WT_off | 0 | 0 | 0 | 0 | 0 | 0
PseudoUnit | 0 | 0 | 0 | 0 | 0 | 0
FixedInterchange | 0 | 0 | 0 | 0 | 0 | 0
Levelized Capital Costs by Reporting Type: PJM_E
ReportingType | 2015 | 2020 | 2025 | 2030 | 2035 | 2040
BM | 14.48 | 14.48 | 14.48 | 14.48 | 14.48 | 14.48
CC | 673.31 | 673.31 | 673.31 | 673.31 | 582.39 | 0
CSP | 0 | 0 | 0 | 0 | 0 | 0
CT | 2.28 | 2.28 | 2.28 | 0 | 479.56 | 479.56
Coal | 9.09 | 9.09 | 9.09 | 9.09 | 9.09 | 9.09
Geo | 0 | 0 | 0 | 0 | 0 | 0
H | 0 | 0 | 0 | 0 | 0 | 0
LFG | 2.95 | 44.61 | 44.61 | 41.67 | 41.67 | 0
Nuc | 0 | 0 | 0 | 0 | 0 | 0
PS | 0 | 0 | 0 | 0 | 0 | 0
PV | 15.12 | 15.12 | 15.12 | 15.12 | 0 | 0
PeakG | 0 | 0 | 0 | 0 | 0 | 0
PeakO | 0 | 0 | 0 | 0 | 0 | 0
ST | 0 | 0 | 0 | 0 | 0 | 0
STOG | 0 | 0 | 0 | 0 | 0 | 0
STWD | 0 | 0 | 0 | 0 | 0 | 0
WT | 344.71 | 344.71 | 344.71 | 344.71 | 0 | 0
IGCC | 0 | 0 | 0 | 0 | 0 | 0
DemandResponse | 0 | 0 | 0 | 0 | 0 | 0
IGCC-CCS | 0 | 0 | 0 | 0 | 0 | 0
WT_off | 0 | 0 | 624.16 | 624.16 | 624.16 | 624.16
PseudoUnit | 0 | 0 | 0 | 0 | 0 | 0
FixedInterchange | 0 | 0 | 0 | 0 | 0 | 0
Levelized Capital Costs by Reporting Type: PJM_ROM
ReportingType | 2015 | 2020 | 2025 | 2030 | 2035 | 2040
BM | 7.8 | 7.8 | 7.8 | 7.8 | 7.8 | 7.8
CC | 232.92 | 232.92 | 232.92 | 232.92 | 1378.42 | 2887.97
CSP | 0 | 0 | 0 | 0 | 0 | 0
CT | 1.4 | 1.4 | 1.4 | 1.4 | 0 | 0
Coal | 10.21 | 10.21 | 10.21 | 10.21 | 10.21 | 10.21
Geo | 0 | 0 | 0 | 0 | 0 | 0
H | 0 | 24.08 | 224.69 | 224.69 | 224.69 | 224.69
LFG | 5.5 | 80.8 | 80.8 | 78.6 | 75.3 | 0
Nuc | 0 | 0 | 0 | 0 | 0 | 0
PS | 0 | 0 | 0 | 0 | 0 | 0
PV | 0 | 675.79 | 1067.1 | 1173.11 | 1215.06 | 589.44
PeakG | 0 | 0 | 0 | 0 | 0 | 0
PeakO | 0 | 0 | 0 | 0 | 0 | 0
ST | 0 | 0 | 0 | 0 | 0 | 0
STOG | 0 | 0 | 0 | 0 | 0 | 0
STWD | 0 | 0 | 0 | 0 | 0 | 0
WT | 138.79 | 346.42 | 1878.38 | 1860.55 | 1755.11 | 1547.48
IGCC | 0 | 0 | 0 | 0 | 0 | 0
DemandResponse | 0 | 0 | 0 | 0 | 0 | 0
IGCC-CCS | 0 | 0 | 0 | 0 | 0 | 0
WT_off | 0 | 0 | 0 | 0 | 0 | 0
PseudoUnit | 0 | 0 | 0 | 0 | 0 | 0
FixedInterchange | 0 | 0 | 0 | 0 | 0 | 0
Levelized Capital Costs by Reporting Type: PJM_ROR
ReportingType | 2015 | 2020 | 2025 | 2030 | 2035 | 2040
BM | 165.77 | 165.77 | 165.77 | 165.77 | 165.77 | 80.7
CC | 350.7 | 364.13 | 364.13 | 364.13 | 344.04 | 13.43
CSP | 0 | 0 | 0 | 0 | 0 | 0
CT | 2.4 | 2.4 | 2.4 | 2.4 | 0 | 0
Coal | 648.6 | 648.6 | 648.6 | 648.6 | 648.6 | 648.6
Geo | 0 | 0 | 0 | 0 | 0 | 0
H | 0 | 174.52 | 174.52 | 174.52 | 174.52 | 174.52
LFG | 16.47 | 92.99 | 159.08 | 151.15 | 142.6 | 66.08
Nuc | 0 | 0 | 0 | 0 | 0 | 0
PS | 0 | 0 | 0 | 0 | 0 | 0
PV | 0 | 0 | 0 | 0 | 0 | 0
PeakG | 0 | 0 | 0 | 0 | 0 | 0
PeakO | 0 | 0 | 0 | 0 | 0 | 0
ST | 0 | 0 | 0 | 0 | 0 | 0
STOG | 0 | 0 | 0 | 0 | 0 | 0
STWD | 0 | 0 | 0 | 0 | 0 | 0
WT | 2334.11 | 2385.28 | 2385.28 | 1811.54 | 934.44 | 1560.63
IGCC | 0 | 0 | 0 | 0 | 0 | 0
DemandResponse | 0 | 0 | 0 | 0 | 0 | 0
IGCC-CCS | 0 | 0 | 0 | 0 | 0 | 0
WT_off | 0 | 0 | 0 | 0 | 0 | 0
PseudoUnit | 0 | 0 | 0 | 0 | 0 | 0
FixedInterchange | 0 | 0 | 0 | 0 | 0 | 0
Levelized Capital Costs by Reporting Type: SOCO
ReportingType | 2015 | 2020 | 2025 | 2030 | 2035 | 2040
BM | 21 | 21 | 21 | 21 | 21 | 21
CC | 545.14 | 565.07 | 565.07 | 565.07 | 565.07 | 19.93
CSP | 0 | 0 | 0 | 0 | 0 | 0
CT | 0 | 0 | 0 | 0 | 0 | 0
Coal | 0 | 0 | 0 | 0 | 89.09 | 2074.37
Geo | 0 | 0 | 0 | 0 | 0 | 0
H | 0 | 0 | 0 | 0 | 0 | 0
LFG | 0 | 0 | 28.54 | 28.54 | 28.54 | 28.54
Nuc | 0 | 1254.21 | 1254.21 | 1254.21 | 1254.21 | 1254.21
PS | 0 | 0 | 0 | 0 | 0 | 0
PV | 0 | 0 | 0 | 0 | 0 | 0
PeakG | 0 | 0 | 0 | 0 | 0 | 0
PeakO | 0 | 0 | 0 | 0 | 0 | 0
ST | 0 | 0 | 0 | 0 | 0 | 0
STOG | 0 | 0 | 0 | 0 | 0 | 0
STWD | 0 | 0 | 0 | 0 | 0 | 0
WT | 0 | 0 | 0 | 0 | 0 | 0
IGCC | 0 | 0 | 0 | 0 | 0 | 0
DemandResponse | 0 | 0 | 0 | 0 | 0 | 0
IGCC-CCS | 0 | 0 | 0 | 0 | 0 | 0
WT_off | 0 | 0 | 0 | 0 | 0 | 0
PseudoUnit | 0 | 0 | 0 | 0 | 0 | 0
FixedInterchange | 0 | 0 | 0 | 0 | 0 | 0
Levelized Capital Costs by Reporting Type: SPP_N
ReportingType | 2015 | 2020 | 2025 | 2030 | 2035 | 2040
BM | 0 | 0 | 0 | 0 | 0 | 0
CC | 0 | 0 | 0 | 0 | 0 | 0
CSP | 0 | 0 | 0 | 0 | 0 | 0
CT | 0 | 0 | 0 | 0 | 0 | 10.34
Coal | 128.56 | 128.56 | 128.56 | 128.56 | 128.56 | 128.56
Geo | 0 | 0 | 0 | 0 | 0 | 0
H | 0 | 0 | 0 | 0 | 0 | 0
LFG | 0 | 0 | 0 | 25.49 | 25.49 | 25.49
Nuc | 0 | 0 | 0 | 0 | 0 | 0
PS | 0 | 0 | 0 | 0 | 0 | 0
PV | 0 | 0 | 0 | 0 | 0 | 0
PeakG | 0 | 0 | 0 | 0 | 0 | 0
PeakO | 0 | 0 | 0 | 0 | 0 | 0
ST | 0 | 0 | 0 | 0 | 0 | 0
STOG | 0 | 0 | 0 | 0 | 0 | 0
STWD | 0 | 0 | 0 | 0 | 0 | 0
WT | 0 | 0 | 0 | 7820.42 | 8440.33 | 8472.5
IGCC | 0 | 0 | 0 | 0 | 0 | 0
DemandResponse | 0 | 0 | 0 | 0 | 0 | 0
IGCC-CCS | 0 | 0 | 0 | 0 | 0 | 0
WT_off | 0 | 0 | 0 | 0 | 0 | 0
PseudoUnit | 0 | 0 | 0 | 0 | 0 | 0
FixedInterchange | 0 | 0 | 0 | 0 | 0 | 0
Levelized Capital Costs by Reporting Type: SPP_S
ReportingType | 2015 | 2020 | 2025 | 2030 | 2035 | 2040
BM | 0 | 0 | 0 | 0 | 0 | 0
CC | 0 | 0 | 0 | 0 | 0 | 0
CSP | 0 | 0 | 0 | 0 | 0 | 0
CT | 33.21 | 56.93 | 56.93 | 56.93 | 23.72 | 5.63
Coal | 273.14 | 273.14 | 273.14 | 273.14 | 273.14 | 273.14
Geo | 0 | 0 | 0 | 0 | 0 | 0
H | 0 | 0 | 0 | 0 | 0 | 0
LFG | 0 | 0 | 0 | 25.49 | 25.49 | 25.49
Nuc | 0 | 0 | 0 | 0 | 0 | 0
PS | 0 | 0 | 0 | 0 | 0 | 0
PV | 0 | 0 | 0 | 0 | 0 | 0
PeakG | 0 | 0 | 0 | 0 | 0 | 0
PeakO | 0 | 0 | 0 | 0 | 0 | 0
ST | 0 | 0 | 0 | 0 | 0 | 0
STOG | 0 | 0 | 0 | 0 | 0 | 0
STWD | 0 | 0 | 0 | 0 | 0 | 0
WT | 123.79 | 165.39 | 9706.13 | 14950.48 | 14826.69 | 14785.09
IGCC | 0 | 0 | 0 | 0 | 0 | 0
DemandResponse | 0 | 0 | 0 | 0 | 0 | 0
IGCC-CCS | 0 | 0 | 0 | 0 | 0 | 0
WT_off | 0 | 0 | 0 | 0 | 0 | 0
PseudoUnit | 0 | 0 | 0 | 0 | 0 | 0
FixedInterchange | 0 | 0 | 0 | 0 | 0 | 0
Levelized Capital Costs by Reporting Type: TVA
ReportingType | 2015 | 2020 | 2025 | 2030 | 2035 | 2040
BM | 0 | 0 | 0 | 0 | 0 | 0
CC | 151.13 | 228 | 228 | 450.12 | 415.64 | 298.98
CSP | 0 | 0 | 0 | 0 | 0 | 0
CT | 0 | 82.77 | 82.77 | 151.75 | 151.75 | 68.98
Coal | 0 | 0 | 0 | 0 | 156.6 | 383.22
Geo | 0 | 0 | 0 | 0 | 0 | 0
H | 0 | 0 | 8.9 | 8.9 | 8.9 | 8.9
LFG | 0 | 0 | 28.24 | 28.24 | 28.24 | 28.24
Nuc | 684.91 | 684.91 | 684.91 | 684.91 | 684.91 | 684.91
PS | 0 | 0 | 0 | 0 | 0 | 0
PV | 0 | 0 | 0 | 0 | 0 | 0
PeakG | 0 | 0 | 0 | 0 | 0 | 0
PeakO | 0 | 0 | 0 | 0 | 0 | 0
ST | 0 | 0 | 0 | 0 | 0 | 0
STOG | 0 | 0 | 0 | 0 | 0 | 0
STWD | 0 | 0 | 0 | 0 | 0 | 0
WT | 0 | 0 | 0 | 0 | 0 | 0
IGCC | 0 | 0 | 0 | 0 | 0 | 0
DemandResponse | 0 | 0 | 0 | 0 | 0 | 0
IGCC-CCS | 0 | 0 | 0 | 0 | 0 | 0
WT_off | 0 | 0 | 0 | 0 | 0 | 0
PseudoUnit | 0 | 0 | 0 | 0 | 0 | 0
FixedInterchange | 0 | 0 | 0 | 0 | 0 | 0
Levelized Capital Costs by Reporting Type: TVA_Transmission
ReportingType | 2015 | 2020 | 2025 | 2030 | 2035 | 2040
BM | 0 | 0 | 0 | 0 | 0 | 0
CC | 0 | 0 | 0 | 0 | 0 | 0
CSP | 0 | 0 | 0 | 0 | 0 | 0
CT | 0 | 0 | 0 | 0 | 0 | 0
Coal | 0 | 0 | 0 | 0 | 0 | 0
Geo | 0 | 0 | 0 | 0 | 0 | 0
H | 0 | 0 | 0 | 0 | 0 | 0
LFG | 0 | 0 | 0 | 0 | 0 | 0
Nuc | 0 | 0 | 0 | 0 | 0 | 0
PS | 0 | 0 | 0 | 0 | 0 | 0
PV | 0 | 0 | 0 | 0 | 0 | 0
PeakG | 0 | 0 | 0 | 0 | 0 | 0
PeakO | 0 | 0 | 0 | 0 | 0 | 0
ST | 0 | 0 | 0 | 0 | 0 | 0
STOG | 0 | 0 | 0 | 0 | 0 | 0
STWD | 0 | 0 | 0 | 0 | 0 | 0
WT | 0 | 0 | 0 | 0 | 0 | 0
IGCC | 0 | 0 | 0 | 0 | 0 | 0
DemandResponse | 0 | 0 | 0 | 0 | 0 | 0
IGCC-CCS | 0 | 0 | 0 | 0 | 0 | 0
WT_off | 0 | 0 | 0 | 0 | 0 | 0
PseudoUnit | 0 | 0 | 0 | 0 | 0 | 0
FixedInterchange | 0 | 0 | 0 | 0 | 0 | 0
Levelized Capital Costs by Reporting Type: VACAR
ReportingType | 2015 | 2020 | 2025 | 2030 | 2035 | 2040
BM | 0.34 | 79.25 | 274.13 | 292.98 | 350.56 | 397.93
CC | 663.85 | 920.87 | 926.31 | 926.31 | 1660.55 | 1477.82
CSP | 0 | 0 | 0 | 0 | 0 | 0
CT | 60.67 | 107.12 | 145.18 | 193.49 | 170.32 | 150.72
Coal | 220.45 | 220.45 | 220.45 | 220.45 | 220.45 | 220.45
Geo | 0 | 0 | 0 | 0 | 0 | 0
H | 0 | 0 | 0 | 0 | 0 | 0
LFG | 0.09 | 28.46 | 28.46 | 28.46 | 28.37 | 0
Nuc | 0 | 1320.06 | 1320.06 | 1320.06 | 1320.06 | 1320.06
PS | 0 | 0 | 0 | 0 | 0 | 0
PV | 0 | 60.23 | 62.83 | 64.34 | 68.96 | 12.53
PeakG | 0 | 0 | 0 | 0 | 0 | 0
PeakO | 0 | 0 | 0 | 0 | 0 | 0
ST | 0 | 0 | 0 | 0 | 0 | 0
STOG | 0 | 0 | 0 | 0 | 0 | 0
STWD | 0 | 0 | 0 | 0 | 0 | 0
WT | 0.24 | 905.81 | 905.81 | 905.81 | 905.57 | 0
IGCC | 0 | 0 | 0 | 0 | 0 | 0
DemandResponse | 0 | 0 | 0 | 0 | 0 | 0
IGCC-CCS | 0 | 0 | 0 | 0 | 0 | 0
WT_off | 0.61 | 0.61 | 0.61 | 0.61 | 0 | 0
PseudoUnit | 0 | 0 | 0 | 0 | 0 | 0
FixedInterchange | 0 | 0 | 0 | 0 | 0 | 0
Levelized Capital Costs by Reporting Type: IESO
ReportingType | 2015 | 2020 | 2025 | 2030 | 2035 | 2040
BM | 144.8 | 144.8 | 144.8 | 144.8 | 144.8 | 144.8
CC | 175.41 | 175.41 | 175.41 | 175.41 | 175.41 | 265.81
CSP | 0 | 0 | 0 | 0 | 0 | 0
CT | 41.8 | 41.8 | 41.8 | 41.8 | 0 | 32.14
Coal | 0 | 0 | 0 | 0 | 0 | 0
Geo | 0 | 0 | 0 | 0 | 0 | 0
H | 0 | 0 | 0 | 0 | 0 | 98.84
LFG | 5.12 | 5.12 | 5.12 | 5.12 | 0.17 | 0.17
Nuc | 0 | 0 | 0 | 0 | 0 | 0
PS | 0 | 0 | 0 | 0 | 0 | 0
PV | 539.74 | 539.74 | 539.74 | 539.74 | 0 | 0
PeakG | 0 | 0 | 0 | 0 | 0 | 0
PeakO | 0 | 0 | 0 | 0 | 0 | 0
ST | 0 | 0 | 0 | 0 | 0 | 0
STOG | 0 | 0 | 0 | 0 | 0 | 0
STWD | 0 | 0 | 0 | 0 | 0 | 0
WT | 660.4 | 660.4 | 660.4 | 660.4 | 0 | 0
IGCC | 0 | 0 | 0 | 0 | 0 | 0
DemandResponse | 0 | 0 | 0 | 0 | 0 | 0
IGCC-CCS | 0 | 0 | 0 | 0 | 0 | 0
WT_off | 0 | 0 | 0 | 0 | 0 | 0
PseudoUnit | 0 | 0 | 0 | 0 | 0 | 0
FixedInterchange | 0 | 0 | 0 | 0 | 0 | 0
Levelized Capital Costs by Reporting Type: MAPP_CA
ReportingType | 2015 | 2020 | 2025 | 2030 | 2035 | 2040
BM | 0 | 0 | 0 | 0 | 0 | 0
CC | 0 | 0 | 0 | 0 | 0 | 0
CSP | 0 | 0 | 0 | 0 | 0 | 0
CT | 0 | 0 | 0 | 0 | 0 | 0
Coal | 0 | 0 | 0 | 0 | 0 | 0
Geo | 0 | 0 | 0 | 0 | 0 | 0
H | 0 | 241.14 | 733.92 | 1544.78 | 1544.78 | 1544.78
LFG | 0 | 0 | 0 | 0 | 0 | 0
Nuc | 0 | 0 | 0 | 0 | 0 | 0
PS | 0 | 0 | 0 | 0 | 0 | 0
PV | 0 | 0 | 0 | 0 | 0 | 0
PeakG | 0 | 0 | 0 | 0 | 0 | 0
PeakO | 0 | 0 | 0 | 0 | 0 | 0
ST | 0 | 0 | 0 | 0 | 0 | 0
STOG | 0 | 0 | 0 | 0 | 0 | 0
STWD | 0 | 0 | 0 | 0 | 0 | 0
WT | 87.23 | 87.23 | 87.23 | 87.23 | 0 | 0
IGCC | 0 | 0 | 0 | 0 | 0 | 0
DemandResponse | 0 | 0 | 0 | 0 | 0 | 0
IGCC-CCS | 0 | 0 | 0 | 0 | 0 | 0
WT_off | 0 | 0 | 0 | 0 | 0 | 0
PseudoUnit | 0 | 0 | 0 | 0 | 0 | 0
FixedInterchange | 0 | 0 | 0 | 0 | 0 | 0
Levelized Capital Costs by Reporting Type: AZ_NM_SNV_Coal
ReportingType | 2015 | 2020 | 2025 | 2030 | 2035 | 2040
BM | 0 | 0 | 0 | 0 | 0 | 0
CC | 0 | 0 | 0 | 0 | 0 | 0
CSP | 0 | 0 | 0 | 0 | 0 | 0
CT | 0 | 0 | 0 | 0 | 0 | 0
Coal | 0 | 0 | 0 | 0 | 545.06 | 3040.98
Geo | 0 | 0 | 0 | 0 | 0 | 0
H | 0 | 0 | 0 | 0 | 0 | 0
LFG | 0 | 0 | 0 | 0 | 0 | 0
Nuc | 0 | 0 | 0 | 0 | 0 | 0
PS | 0 | 0 | 0 | 0 | 0 | 0
PV | 0 | 0 | 0 | 0 | 0 | 0
PeakG | 0 | 0 | 0 | 0 | 0 | 0
PeakO | 0 | 0 | 0 | 0 | 0 | 0
ST | 0 | 0 | 0 | 0 | 0 | 0
STOG | 0 | 0 | 0 | 0 | 0 | 0
STWD | 0 | 0 | 0 | 0 | 0 | 0
WT | 0 | 0 | 0 | 0 | 0 | 0
IGCC | 0 | 0 | 0 | 0 | 0 | 0
DemandResponse | 0 | 0 | 0 | 0 | 0 | 0
IGCC-CCS | 0 | 0 | 0 | 0 | 0 | 0
WT_off | 0 | 0 | 0 | 0 | 0 | 0
PseudoUnit | 0 | 0 | 0 | 0 | 0 | 0
FixedInterchange | 0 | 0 | 0 | 0 | 0 | 0
Levelized Capital Costs by Reporting Type: AZ_NM_SNV_Gas
ReportingType | 2015 | 2020 | 2025 | 2030 | 2035 | 2040
BM | 0 | 0 | 0 | 0 | 0 | 0
CC | 79.32 | 209.37 | 209.37 | 659.67 | 659.67 | 580.35
CSP | 0 | 0 | 0 | 0 | 0 | 0
CT | 63.7 | 63.7 | 63.7 | 63.7 | 0 | 0
Coal | 0 | 0 | 0 | 0 | 0 | 0
Geo | 0 | 0 | 0 | 0 | 0 | 0
H | 0 | 0 | 0 | 0 | 0 | 0
LFG | 0 | 0 | 0 | 0 | 0 | 0
Nuc | 0 | 0 | 0 | 0 | 0 | 0
PS | 0 | 0 | 0 | 0 | 0 | 0
PV | 0 | 0 | 0 | 0 | 0 | 0
PeakG | 0 | 0 | 0 | 0 | 0 | 0
PeakO | 0 | 0 | 0 | 0 | 0 | 0
ST | 0 | 0 | 0 | 0 | 0 | 0
STOG | 0 | 0 | 0 | 0 | 0 | 0
STWD | 0 | 0 | 0 | 0 | 0 | 0
WT | 0 | 0 | 0 | 0 | 0 | 0
IGCC | 0 | 0 | 0 | 0 | 0 | 0
DemandResponse | 0 | 0 | 0 | 0 | 0 | 0
IGCC-CCS | 0 | 0 | 0 | 0 | 0 | 0
WT_off | 0 | 0 | 0 | 0 | 0 | 0
PseudoUnit | 0 | 0 | 0 | 0 | 0 | 0
FixedInterchange | 0 | 0 | 0 | 0 | 0 | 0
Levelized Capital Costs by Reporting Type: AZ_NM_SNV_NucRenew
ReportingType | 2015 | 2020 | 2025 | 2030 | 2035 | 2040
BM | 0 | 0 | 0 | 0 | 0 | 0
CC | 0 | 0 | 0 | 0 | 0 | 0
CSP | 0 | 0 | 0 | 0 | 0 | 0
CT | 0 | 0 | 0 | 0 | 0 | 0
Coal | 0 | 0 | 0 | 0 | 0 | 0
Geo | 0 | 0 | 623.07 | 623.07 | 623.07 | 623.07
H | 0 | 0 | 0 | 0 | 0 | 0
LFG | 0 | 0 | 16.43 | 16.43 | 16.43 | 16.43
Nuc | 0 | 0 | 0 | 0 | 0 | 0
PS | 0 | 0 | 0 | 0 | 0 | 0
PV | 47.79 | 47.79 | 47.79 | 47.79 | 0 | 0
PeakG | 0 | 0 | 0 | 0 | 0 | 0
PeakO | 0 | 0 | 0 | 0 | 0 | 0
ST | 139.01 | 333.47 | 445.93 | 408.53 | 357.58 | 163.12
STOG | 0 | 0 | 0 | 0 | 0 | 0
STWD | 0 | 0 | 0 | 0 | 0 | 0
WT | 17.95 | 17.95 | 101.64 | 259.14 | 241.19 | 241.19
IGCC | 0 | 0 | 0 | 0 | 0 | 0
DemandResponse | 0 | 0 | 0 | 0 | 0 | 0
IGCC-CCS | 0 | 0 | 0 | 0 | 0 | 0
WT_off | 0 | 0 | 0 | 0 | 0 | 0
PseudoUnit | 0 | 0 | 0 | 0 | 0 | 0
FixedInterchange | 0 | 0 | 0 | 0 | 0 | 0
Levelized Capital Costs by Reporting Type: ERCOT
ReportingType | 2015 | 2020 | 2025 | 2030 | 2035 | 2040
BM | 54.69 | 54.69 | 54.69 | 600.01 | 620.58 | 657.88
CC | 29.12 | 29.12 | 29.12 | 29.12 | 218.09 | 549.64
CSP | 0 | 0 | 0 | 0 | 0 | 0
CT | 20.97 | 20.97 | 20.97 | 20.97 | 0 | 0
Coal | 540.38 | 540.38 | 540.38 | 540.38 | 540.38 | 540.38
Geo | 0 | 0 | 0 | 0 | 0 | 0
H | 0 | 0 | 0 | 207 | 207 | 207
LFG | 0 | 0 | 93.08 | 93.08 | 93.08 | 93.08
Nuc | 0 | 0 | 0 | 0 | 0 | 0
PS | 0 | 0 | 0 | 0 | 0 | 0
PV | 6.7 | 6.7 | 6.7 | 6.7 | 0 | 0
PeakG | 0 | 0 | 0 | 0 | 0 | 0
PeakO | 0 | 0 | 0 | 0 | 0 | 0
ST | 0 | 0 | 0 | 0 | 0 | 0
STOG | 0 | 0 | 0 | 0 | 0 | 0
STWD | 0 | 0 | 0 | 0 | 0 | 0
WT | 94.16 | 2253.12 | 4597.1 | 6055.64 | 6168.46 | 4380.66
IGCC | 0 | 0 | 0 | 0 | 0 | 0
DemandResponse | 0 | 0 | 0 | 0 | 0 | 0
IGCC-CCS | 0 | 0 | 0 | 0 | 0 | 0
WT_off | 0 | 0 | 0 | 0 | 0 | 0
PseudoUnit | 0 | 0 | 0 | 0 | 0 | 0
FixedInterchange | 0 | 0 | 0 | 0 | 0 | 0
Levelized Capital Costs by Reporting Type: NP15
ReportingType | 2015 | 2020 | 2025 | 2030 | 2035 | 2040
BM | 0 | 0 | 0 | 0 | 0 | 0
CC | 130.44 | 130.44 | 130.44 | 130.44 | 130.44 | 0
CSP | 0 | 0 | 0 | 0 | 0 | 0
CT | 18.14 | 164.24 | 196.03 | 517.57 | 855.01 | 1061.84
Coal | 0 | 0 | 0 | 0 | 0 | 0
Geo | 0 | 80.68 | 283.22 | 283.22 | 283.22 | 202.54
H | 0 | 0 | 0 | 0 | 0 | 0
LFG | 0 | 172.57 | 172.57 | 172.57 | 172.57 | 0
Nuc | 0 | 0 | 0 | 0 | 0 | 0
PS | 0 | 0 | 0 | 0 | 0 | 0
PV | 3.82 | 3.82 | 3.82 | 3.82 | 0 | 0
PeakG | 0 | 0 | 0 | 0 | 0 | 0
PeakO | 0 | 0 | 0 | 0 | 0 | 0
ST | 17.26 | 17.26 | 17.26 | 17.26 | 0 | 0
STOG | 0 | 0 | 0 | 0 | 0 | 0
STWD | 0 | 0 | 0 | 0 | 0 | 0
WT | 31.59 | 31.59 | 2684.18 | 3380.87 | 3353.14 | 3353.71
IGCC | 0 | 0 | 0 | 0 | 0 | 0
DemandResponse | 0 | 0 | 0 | 0 | 0 | 0
IGCC-CCS | 0 | 0 | 0 | 0 | 0 | 0
WT_off | 0 | 0 | 0 | 0 | 0 | 0
PseudoUnit | 0 | 0 | 0 | 0 | 0 | 0
FixedInterchange | 0 | 0 | 0 | 0 | 0 | 0
Levelized Capital Costs by Reporting Type: NWPP_Coal
ReportingType | 2015 | 2020 | 2025 | 2030 | 2035 | 2040
BM | 0 | 0 | 0 | 0 | 0 | 0
CC | 0 | 0 | 0 | 0 | 0 | 0
CSP | 0 | 0 | 0 | 0 | 0 | 0
CT | 0 | 0 | 0 | 0 | 0 | 0
Coal | 0 | 0 | 0 | 0 | 0 | 0
Geo | 0 | 0 | 0 | 0 | 0 | 0
H | 0 | 0 | 0 | 0 | 0 | 0
LFG | 0 | 0 | 0 | 0 | 0 | 0
Nuc | 0 | 0 | 0 | 0 | 0 | 0
PS | 0 | 0 | 0 | 0 | 0 | 0
PV | 0 | 0 | 0 | 0 | 0 | 0
PeakG | 0 | 0 | 0 | 0 | 0 | 0
PeakO | 0 | 0 | 0 | 0 | 0 | 0
ST | 0 | 0 | 0 | 0 | 0 | 0
STOG | 0 | 0 | 0 | 0 | 0 | 0
STWD | 0 | 0 | 0 | 0 | 0 | 0
WT | 0 | 0 | 0 | 0 | 0 | 0
IGCC | 0 | 0 | 0 | 0 | 0 | 0
DemandResponse | 0 | 0 | 0 | 0 | 0 | 0
IGCC-CCS | 0 | 0 | 0 | 0 | 0 | 0
WT_off | 0 | 0 | 0 | 0 | 0 | 0
PseudoUnit | 0 | 0 | 0 | 0 | 0 | 0
FixedInterchange | 0 | 0 | 0 | 0 | 0 | 0
Levelized Capital Costs by Reporting Type: NWPP_Gas
ReportingType | 2015 | 2020 | 2025 | 2030 | 2035 | 2040
BM | 0 | 0 | 0 | 0 | 0 | 0
CC | 33.4 | 33.4 | 33.4 | 373.25 | 873.25 | 860.92
CSP | 0 | 0 | 0 | 0 | 0 | 0
CT | 13.02 | 13.02 | 13.02 | 13.02 | 0 | 0
Coal | 0 | 0 | 0 | 0 | 0 | 118.5
Geo | 0 | 0 | 0 | 0 | 0 | 0
H | 0 | 0 | 0 | 0 | 0 | 0
LFG | 0 | 0 | 0 | 0 | 0 | 0
Nuc | 0 | 0 | 0 | 0 | 0 | 0
PS | 0 | 0 | 0 | 0 | 0 | 0
PV | 0 | 0 | 0 | 0 | 0 | 0
PeakG | 0 | 0 | 0 | 0 | 0 | 0
PeakO | 0 | 0 | 0 | 0 | 0 | 0
ST | 0 | 0 | 0 | 0 | 0 | 0
STOG | 0 | 0 | 0 | 0 | 0 | 0
STWD | 0 | 0 | 0 | 0 | 0 | 0
WT | 0 | 0 | 0 | 0 | 0 | 0
IGCC | 0 | 0 | 0 | 0 | 0 | 0
DemandResponse | 0 | 0 | 0 | 0 | 0 | 0
IGCC-CCS | 0 | 0 | 0 | 0 | 0 | 0
WT_off | 0 | 0 | 0 | 0 | 0 | 0
PseudoUnit | 0 | 0 | 0 | 0 | 0 | 0
FixedInterchange | 0 | 0 | 0 | 0 | 0 | 0
Levelized Capital Costs by Reporting Type: NWPP_NucRenew
ReportingType | 2015 | 2020 | 2025 | 2030 | 2035 | 2040
BM | 13.89 | 13.89 | 13.89 | 13.89 | 13.89 | 13.89
CC | 0 | 0 | 0 | 0 | 0 | 0
CSP | 0 | 0 | 0 | 0 | 0 | 0
CT | 0 | 0 | 0 | 0 | 0 | 0
Coal | 0 | 0 | 0 | 0 | 0 | 0
Geo | 39.91 | 39.91 | 226.59 | 226.59 | 186.68 | 186.68
H | 0 | 0 | 0 | 0 | 0 | 0
LFG | 7.13 | 7.13 | 62.96 | 73.08 | 65.95 | 65.95
Nuc | 0 | 0 | 0 | 0 | 0 | 0
PS | 0 | 0 | 0 | 0 | 0 | 0
PV | 0 | 0 | 0 | 0 | 0 | 0
PeakG | 0 | 0 | 0 | 0 | 0 | 0
PeakO | 0 | 0 | 0 | 0 | 0 | 0
ST | 0 | 0 | 0 | 0 | 0 | 0
STOG | 0 | 0 | 0 | 0 | 0 | 0
STWD | 0 | 0 | 0 | 0 | 0 | 0
WT | 286.32 | 286.32 | 286.32 | 286.32 | 0 | 0
IGCC | 0 | 0 | 0 | 0 | 0 | 0
DemandResponse | 0 | 0 | 0 | 0 | 0 | 0
IGCC-CCS | 0 | 0 | 0 | 0 | 0 | 0
WT_off | 0 | 0 | 0 | 0 | 0 | 0
PseudoUnit | 0 | 0 | 0 | 0 | 0 | 0
FixedInterchange | 0 | 0 | 0 | 0 | 0 | 0
Levelized Capital Costs by Reporting Type: RMPA
ReportingType | 2015 | 2020 | 2025 | 2030 | 2035 | 2040
BM | 0 | 0 | 0 | 0 | 0 | 0
CC | 0 | 0 | 0 | 0 | 0 | 0
CSP | 0 | 0 | 0 | 0 | 0 | 0
CT | 15.2 | 15.2 | 15.2 | 15.2 | 0 | 0
Coal | 108.63 | 108.63 | 108.63 | 108.63 | 436.61 | 799.3
Geo | 0 | 205.58 | 1104.9 | 1115.58 | 1115.58 | 910
H | 0 | 0 | 0 | 0 | 0 | 0
LFG | 0.39 | 0.39 | 0.39 | 8.21 | 7.82 | 7.82
Nuc | 0 | 0 | 0 | 0 | 0 | 0
PS | 0 | 0 | 0 | 0 | 0 | 0
PV | 0.51 | 0.51 | 0.51 | 0.51 | 0 | 0
PeakG | 0 | 0 | 0 | 0 | 0 | 0
PeakO | 0 | 0 | 0 | 0 | 0 | 0
ST | 1.46 | 172.69 | 186.04 | 192.35 | 190.89 | 19.66
STOG | 0 | 0 | 0 | 0 | 0 | 0
STWD | 0 | 0 | 0 | 0 | 0 | 0
WT | 221 | 221 | 221 | 221 | 0 | 0
IGCC | 0 | 0 | 0 | 0 | 0 | 0
DemandResponse | 0 | 0 | 0 | 0 | 0 | 0
IGCC-CCS | 0 | 0 | 0 | 0 | 0 | 0
WT_off | 0 | 0 | 0 | 0 | 0 | 0
PseudoUnit | 0 | 0 | 0 | 0 | 0 | 0
FixedInterchange | 0 | 0 | 0 | 0 | 0 | 0
Levelized Capital Costs by Reporting Type: SP15
ReportingType | 2015 | 2020 | 2025 | 2030 | 2035 | 2040
BM | 2.9 | 2.9 | 2.9 | 2.9 | 2.9 | 2.9
CC | 60.76 | 60.76 | 60.76 | 60.76 | 60.76 | 0
CSP | 0 | 0 | 0 | 0 | 0 | 0
CT | 0 | 0 | 0 | 0 | 0 | 0
Coal | 0 | 0 | 0 | 0 | 0 | 0
Geo | 23 | 647.36 | 647.36 | 624.36 | 624.36 | 0
H | 0 | 0 | 0 | 0 | 0 | 0
LFG | 2.85 | 171.81 | 171.81 | 171.5 | 168.96 | 0
Nuc | 0 | 0 | 0 | 0 | 0 | 0
PS | 0 | 0 | 0 | 0 | 0 | 0
PV | 2.22 | 2.22 | 2.22 | 2.22 | 0 | 0
PeakG | 0 | 0 | 0 | 0 | 0 | 0
PeakO | 0 | 0 | 0 | 0 | 0 | 0
ST | 262.18 | 262.18 | 262.18 | 262.18 | 0 | 0
STOG | 0 | 0 | 0 | 0 | 0 | 0
STWD | 0 | 0 | 0 | 0 | 0 | 0
WT | 233.4 | 233.4 | 233.4 | 233.4 | 0 | 0
IGCC | 0 | 0 | 0 | 0 | 0 | 0
DemandResponse | 0 | 0 | 0 | 0 | 0 | 0
IGCC-CCS | 0 | 0 | 0 | 0 | 0 | 0
WT_off | 0 | 0 | 0 | 0 | 0 | 0
PseudoUnit | 0 | 0 | 0 | 0 | 0 | 0
FixedInterchange | 0 | 0 | 0 | 0 | 0 | 0
Levelized Capital Costs by Reporting Type: ALB
ReportingType | 2015 | 2020 | 2025 | 2030 | 2035 | 2040
BM | 0 | 0 | 0 | 0 | 0 | 0
CC | 47.13 | 108.04 | 196.45 | 263.25 | 420.32 | 493.71
CSP | 0 | 0 | 0 | 0 | 0 | 0
CT | 16.7 | 16.7 | 16.7 | 16.7 | 0 | 0
Coal | 147.62 | 147.62 | 147.62 | 147.62 | 147.62 | 147.62
Geo | 0 | 0 | 0 | 0 | 0 | 0
H | 0 | 0 | 0 | 0 | 0 | 0
LFG | 0 | 0 | 0 | 0 | 0 | 0
Nuc | 0 | 0 | 0 | 0 | 0 | 0
PS | 0 | 0 | 0 | 0 | 0 | 0
PV | 0 | 0 | 0 | 0 | 0 | 0
PeakG | 0 | 0 | 0 | 0 | 0 | 0
PeakO | 0 | 0 | 0 | 0 | 0 | 0
ST | 0 | 0 | 0 | 0 | 0 | 0
STOG | 0 | 0 | 0 | 0 | 0 | 0
STWD | 0 | 0 | 0 | 0 | 0 | 0
WT | 2.54 | 2.54 | 2.54 | 2.54 | 0 | 0
IGCC | 0 | 0 | 0 | 0 | 0 | 0
DemandResponse | 0 | 0 | 0 | 0 | 0 | 0
IGCC-CCS | 0 | 0 | 0 | 0 | 0 | 0
WT_off | 0 | 0 | 0 | 0 | 0 | 0
PseudoUnit | 0 | 0 | 0 | 0 | 0 | 0
FixedInterchange | 0 | 0 | 0 | 0 | 0 | 0
Levelized Capital Costs by Reporting Type: BC
ReportingType | 2015 | 2020 | 2025 | 2030 | 2035 | 2040
BM | 0 | 0 | 0 | 0 | 0 | 0
CC | 135.61 | 155.31 | 212.58 | 287.6 | 376.97 | 317.11
CSP | 0 | 0 | 0 | 0 | 0 | 0
CT | 0 | 0 | 0 | 0 | 0 | 12.98
Coal | 0 | 0 | 0 | 0 | 0 | 0
Geo | 0 | 0 | 0 | 0 | 0 | 0
H | 0 | 0 | 0 | 0 | 0 | 0
LFG | 0 | 0 | 0 | 0 | 0 | 0
Nuc | 0 | 0 | 0 | 0 | 0 | 0
PS | 0 | 0 | 0 | 0 | 0 | 0
PV | 0 | 0 | 0 | 0 | 0 | 0
PeakG | 0 | 0 | 0 | 0 | 0 | 0
PeakO | 0 | 0 | 0 | 0 | 0 | 0
ST | 0 | 0 | 0 | 0 | 0 | 0
STOG | 0 | 0 | 0 | 0 | 0 | 0
STWD | 0 | 0 | 0 | 0 | 0 | 0
WT | 40.68 | 40.68 | 40.68 | 40.68 | 0 | 0
IGCC | 0 | 0 | 0 | 0 | 0 | 0
DemandResponse | 0 | 0 | 0 | 0 | 0 | 0
IGCC-CCS | 0 | 0 | 0 | 0 | 0 | 0
WT_off | 0 | 0 | 0 | 0 | 0 | 0
PseudoUnit | 0 | 0 | 0 | 0 | 0 | 0
FixedInterchange | 0 | 0 | 0 | 0 | 0 | 0
Levelized Capital Costs by Reporting Type: HQ_IESO
ReportingType | 2015 | 2020 | 2025 | 2030 | 2035 | 2040
BM | 0 | 0 | 0 | 0 | 0 | 0
CC | 0 | 0 | 0 | 0 | 0 | 0
CSP | 0 | 0 | 0 | 0 | 0 | 0
CT | 0 | 0 | 0 | 0 | 0 | 0
Coal | 0 | 0 | 0 | 0 | 0 | 0
Geo | 0 | 0 | 0 | 0 | 0 | 0
H | 0 | 0 | 0 | 0 | 0 | 0
LFG | 0 | 0 | 0 | 0 | 0 | 0
Nuc | 0 | 0 | 0 | 0 | 0 | 0
PS | 0 | 0 | 0 | 0 | 0 | 0
PV | 0 | 0 | 0 | 0 | 0 | 0
PeakG | 0 | 0 | 0 | 0 | 0 | 0
PeakO | 0 | 0 | 0 | 0 | 0 | 0
ST | 0 | 0 | 0 | 0 | 0 | 0
STOG | 0 | 0 | 0 | 0 | 0 | 0
STWD | 0 | 0 | 0 | 0 | 0 | 0
WT | 0 | 0 | 0 | 0 | 0 | 0
IGCC | 0 | 0 | 0 | 0 | 0 | 0
DemandResponse | 0 | 0 | 0 | 0 | 0 | 0
IGCC-CCS | 0 | 0 | 0 | 0 | 0 | 0
WT_off | 0 | 0 | 0 | 0 | 0 | 0
PseudoUnit | 0 | 0 | 0 | 0 | 0 | 0
FixedInterchange | 0 | 0 | 0 | 0 | 0 | 0
Levelized Capital Costs by Reporting Type: HQ_NEISO
ReportingType | 2015 | 2020 | 2025 | 2030 | 2035 | 2040
BM | 0 | 0 | 0 | 0 | 0 | 0
CC | 0 | 0 | 0 | 0 | 0 | 0
CSP | 0 | 0 | 0 | 0 | 0 | 0
CT | 0 | 0 | 0 | 0 | 0 | 0
Coal | 0 | 0 | 0 | 0 | 0 | 0
Geo | 0 | 0 | 0 | 0 | 0 | 0
H | 0 | 0 | 0 | 0 | 0 | 0
LFG | 0 | 0 | 0 | 0 | 0 | 0
Nuc | 0 | 0 | 0 | 0 | 0 | 0
PS | 0 | 0 | 0 | 0 | 0 | 0
PV | 0 | 0 | 0 | 0 | 0 | 0
PeakG | 0 | 0 | 0 | 0 | 0 | 0
PeakO | 0 | 0 | 0 | 0 | 0 | 0
ST | 0 | 0 | 0 | 0 | 0 | 0
STOG | 0 | 0 | 0 | 0 | 0 | 0
STWD | 0 | 0 | 0 | 0 | 0 | 0
WT | 0 | 0 | 0 | 0 | 0 | 0
IGCC | 0 | 0 | 0 | 0 | 0 | 0
DemandResponse | 0 | 0 | 0 | 0 | 0 | 0
IGCC-CCS | 0 | 0 | 0 | 0 | 0 | 0
WT_off | 0 | 0 | 0 | 0 | 0 | 0
PseudoUnit | 0 | 0 | 0 | 824.05 | 824.05 | 824.05
FixedInterchange | 0 | 0 | 0 | 0 | 0 | 0
Levelized Capital Costs by Reporting Type: HQ_NY
ReportingType | 2015 | 2020 | 2025 | 2030 | 2035 | 2040
BM | 0 | 0 | 0 | 0 | 0 | 0
CC | 0 | 0 | 0 | 0 | 0 | 0
CSP | 0 | 0 | 0 | 0 | 0 | 0
CT | 0 | 0 | 0 | 0 | 0 | 0
Coal | 0 | 0 | 0 | 0 | 0 | 0
Geo | 0 | 0 | 0 | 0 | 0 | 0
H | 0 | 0 | 0 | 0 | 0 | 0
LFG | 0 | 0 | 0 | 0 | 0 | 0
Nuc | 0 | 0 | 0 | 0 | 0 | 0
PS | 0 | 0 | 0 | 0 | 0 | 0
PV | 0 | 0 | 0 | 0 | 0 | 0
PeakG | 0 | 0 | 0 | 0 | 0 | 0
PeakO | 0 | 0 | 0 | 0 | 0 | 0
ST | 0 | 0 | 0 | 0 | 0 | 0
STOG | 0 | 0 | 0 | 0 | 0 | 0
STWD | 0 | 0 | 0 | 0 | 0 | 0
WT | 0 | 0 | 0 | 0 | 0 | 0
IGCC | 0 | 0 | 0 | 0 | 0 | 0
DemandResponse | 0 | 0 | 0 | 0 | 0 | 0
IGCC-CCS | 0 | 0 | 0 | 0 | 0 | 0
WT_off | 0 | 0 | 0 | 0 | 0 | 0
PseudoUnit | 0 | 318.78 | 839.99 | 839.99 | 839.99 | 839.99
FixedInterchange | 0 | 0 | 0 | 0 | 0 | 0
Levelized Capital Costs by Reporting Type: MARITIMES
ReportingType | 2015 | 2020 | 2025 | 2030 | 2035 | 2040
BM | 0 | 0 | 0 | 0 | 0 | 0
CC | 0 | 0 | 0 | 0 | 0 | 0
CSP | 0 | 0 | 0 | 0 | 0 | 0
CT | 0 | 0 | 0 | 0 | 0 | 0
Coal | 0 | 0 | 0 | 0 | 0 | 0
Geo | 0 | 0 | 0 | 0 | 0 | 0
H | 0 | 0 | 0 | 0 | 0 | 0
LFG | 0 | 0 | 0 | 0 | 0 | 0
Nuc | 0 | 0 | 0 | 0 | 0 | 0
PS | 0 | 0 | 0 | 0 | 0 | 0
PV | 0 | 0 | 0 | 0 | 0 | 0
PeakG | 0 | 0 | 0 | 0 | 0 | 0
PeakO | 0 | 0 | 0 | 0 | 0 | 0
ST | 0 | 0 | 0 | 0 | 0 | 0
STOG | 0 | 0 | 0 | 0 | 0 | 0
STWD | 0 | 0 | 0 | 0 | 0 | 0
WT | 0 | 0 | 0 | 0 | 0 | 0
IGCC | 0 | 0 | 0 | 0 | 0 | 0
DemandResponse | 0 | 0 | 0 | 0 | 0 | 0
IGCC-CCS | 0 | 0 | 0 | 0 | 0 | 0
WT_off | 0 | 0 | 0 | 0 | 0 | 0
PseudoUnit | 0 | 173.48 | 173.48 | 173.48 | 173.48 | 173.48
FixedInterchange | 0 | 0 | 0 | 0 | 0 | 0
Levelized Capital Costs by Reporting Type: All
ReportingType | 2015 | 2020 | 2025 | 2030 | 2035 | 2040
BM | 541.24 | 620.15 | 815.03 | 1379.21 | 1457.35 | 1456.95
CC | 4059.2 | 5083.88 | 5318.83 | 6526.58 | 10151.5 | 10077.87
CSP | 0 | 0 | 0 | 0 | 0 | 0
CT | 541.55 | 1376.68 | 1623.03 | 2671.85 | 4122.8 | 4363.99
Coal | 3114.71 | 3114.71 | 3114.71 | 3114.71 | 4233.43 | 9422.45
Geo | 62.91 | 973.52 | 2885.14 | 2872.82 | 2832.91 | 1922.29
H | 0 | 538.28 | 1486.47 | 2504.33 | 2504.33 | 2603.16
LFG | 57.1 | 636.48 | 1243.89 | 1434.1 | 1390.56 | 811.17
Nuc | 684.91 | 3259.17 | 3259.17 | 3259.17 | 3259.17 | 3259.17
PS | 0 | 0 | 0 | 0 | 0 | 0
PV | 639.32 | 1684.27 | 2159.63 | 2268.6 | 1682.65 | 698.81
PeakG | 0 | 0 | 0 | 0 | 0 | 0
PeakO | 0 | 0 | 0 | 0 | 0 | 0
ST | 419.92 | 785.61 | 911.41 | 880.32 | 548.47 | 182.78
STOG | 0 | 0 | 0 | 0 | 0 | 0
STWD | 0 | 0 | 0 | 0 | 0 | 0
WT | 7365.23 | 19479.37 | 42935.84 | 63160.57 | 60638.54 | 52162.43
IGCC | 215.26 | 215.26 | 215.26 | 215.26 | 215.26 | 215.26
DemandResponse | 0 | 0 | 0 | 0 | 0 | 0
IGCC-CCS | 0 | 0 | 0 | 0 | 0 | 0
WT_off | 323.12 | 323.12 | 947.28 | 947.28 | 624.16 | 624.16
PseudoUnit | 0 | 492.27 | 1013.47 | 1837.52 | 1837.52 | 1837.52
FixedInterchange | 0 | 0 | 0 | 0 | 0 | 0
Levelized Capital Costs by Reporting Type: EI_US
ReportingType | 2015 | 2020 | 2025 | 2030 | 2035 | 2040
BM | 324.96 | 403.86 | 598.74 | 617.6 | 675.18 | 637.47
CC | 3368.01 | 4182.02 | 4271.3 | 4547.07 | 7236.58 | 7010.32
CSP | 0 | 0 | 0 | 0 | 0 | 0
CT | 352.01 | 1041.05 | 1255.61 | 1982.89 | 3267.79 | 3257.03
Coal | 2318.08 | 2318.08 | 2318.08 | 2318.08 | 2563.77 | 4775.67
Geo | 0 | 0 | 0 | 0 | 0 | 0
H | 0 | 297.14 | 752.54 | 752.54 | 752.54 | 752.54
LFG | 41.61 | 279.45 | 721.52 | 894.1 | 865.57 | 627.72
Nuc | 684.91 | 3259.17 | 3259.17 | 3259.17 | 3259.17 | 3259.17
PS | 0 | 0 | 0 | 0 | 0 | 0
PV | 38.54 | 1083.49 | 1558.85 | 1667.82 | 1682.65 | 698.81
PeakG | 0 | 0 | 0 | 0 | 0 | 0
PeakO | 0 | 0 | 0 | 0 | 0 | 0
ST | 0 | 0 | 0 | 0 | 0 | 0
STOG | 0 | 0 | 0 | 0 | 0 | 0
STWD | 0 | 0 | 0 | 0 | 0 | 0
WT | 5689.97 | 15645.15 | 34021.36 | 51933.35 | 50875.75 | 44186.87
IGCC | 215.26 | 215.26 | 215.26 | 215.26 | 215.26 | 215.26
DemandResponse | 0 | 0 | 0 | 0 | 0 | 0
IGCC-CCS | 0 | 0 | 0 | 0 | 0 | 0
WT_off | 323.12 | 323.12 | 947.28 | 947.28 | 624.16 | 624.16
PseudoUnit | 0 | 492.27 | 1013.47 | 1837.52 | 1837.52 | 1837.52
FixedInterchange | 0 | 0 | 0 | 0 | 0 | 0
Levelized Capital Costs by Reporting Type: EI_Canada
ReportingType | 2015 | 2020 | 2025 | 2030 | 2035 | 2040
BM | 144.8 | 144.8 | 144.8 | 144.8 | 144.8 | 144.8
CC | 175.41 | 175.41 | 175.41 | 175.41 | 175.41 | 265.81
CSP | 0 | 0 | 0 | 0 | 0 | 0
CT | 41.8 | 41.8 | 41.8 | 41.8 | 0 | 32.14
Coal | 0 | 0 | 0 | 0 | 0 | 0
Geo | 0 | 0 | 0 | 0 | 0 | 0
H | 0 | 241.14 | 733.92 | 1544.78 | 1544.78 | 1643.62
LFG | 5.12 | 5.12 | 5.12 | 5.12 | 0.17 | 0.17
Nuc | 0 | 0 | 0 | 0 | 0 | 0
PS | 0 | 0 | 0 | 0 | 0 | 0
PV | 539.74 | 539.74 | 539.74 | 539.74 | 0 | 0
PeakG | 0 | 0 | 0 | 0 | 0 | 0
PeakO | 0 | 0 | 0 | 0 | 0 | 0
ST | 0 | 0 | 0 | 0 | 0 | 0
STOG | 0 | 0 | 0 | 0 | 0 | 0
STWD | 0 | 0 | 0 | 0 | 0 | 0
WT | 747.62 | 747.62 | 747.62 | 747.62 | 0 | 0
IGCC | 0 | 0 | 0 | 0 | 0 | 0
DemandResponse | 0 | 0 | 0 | 0 | 0 | 0
IGCC-CCS | 0 | 0 | 0 | 0 | 0 | 0
WT_off | 0 | 0 | 0 | 0 | 0 | 0
PseudoUnit | 0 | 0 | 0 | 0 | 0 | 0
FixedInterchange | 0 | 0 | 0 | 0 | 0 | 0
Levelized Capital Costs by Reporting Type: EI
ReportingType | 2015 | 2020 | 2025 | 2030 | 2035 | 2040
BM | 469.76 | 548.67 | 743.55 | 762.4 | 819.98 | 782.28
CC | 3543.42 | 4357.43 | 4446.71 | 4722.48 | 7411.99 | 7276.13
CSP | 0 | 0 | 0 | 0 | 0 | 0
CT | 393.81 | 1082.85 | 1297.4 | 2024.68 | 3267.79 | 3289.17
Coal | 2318.08 | 2318.08 | 2318.08 | 2318.08 | 2563.77 | 4775.67
Geo | 0 | 0 | 0 | 0 | 0 | 0
H | 0 | 538.28 | 1486.47 | 2297.33 | 2297.33 | 2396.16
LFG | 46.73 | 284.57 | 726.64 | 899.22 | 865.74 | 627.89
Nuc | 684.91 | 3259.17 | 3259.17 | 3259.17 | 3259.17 | 3259.17
PS | 0 | 0 | 0 | 0 | 0 | 0
PV | 578.28 | 1623.23 | 2098.6 | 2207.56 | 1682.65 | 698.81
PeakG | 0 | 0 | 0 | 0 | 0 | 0
PeakO | 0 | 0 | 0 | 0 | 0 | 0
ST | 0 | 0 | 0 | 0 | 0 | 0
STOG | 0 | 0 | 0 | 0 | 0 | 0
STWD | 0 | 0 | 0 | 0 | 0 | 0
WT | 6437.59 | 16392.77 | 34768.98 | 52680.97 | 50875.75 | 44186.87
IGCC | 215.26 | 215.26 | 215.26 | 215.26 | 215.26 | 215.26
DemandResponse | 0 | 0 | 0 | 0 | 0 | 0
IGCC-CCS | 0 | 0 | 0 | 0 | 0 | 0
WT_off | 323.12 | 323.12 | 947.28 | 947.28 | 624.16 | 624.16
PseudoUnit | 0 | 492.27 | 1013.47 | 1837.52 | 1837.52 | 1837.52
FixedInterchange | 0 | 0 | 0 | 0 | 0 | 0
Levelized Capital Costs by Reporting Type: Outside_EI
ReportingType | 2015 | 2020 | 2025 | 2030 | 2035 | 2040
BM | 71.48 | 71.48 | 71.48 | 616.8 | 637.37 | 674.68
CC | 515.79 | 726.44 | 872.12 | 1804.1 | 2739.51 | 2801.74
CSP | 0 | 0 | 0 | 0 | 0 | 0
CT | 147.74 | 293.84 | 325.62 | 647.17 | 855.01 | 1074.82
Coal | 796.63 | 796.63 | 796.63 | 796.63 | 1669.67 | 4646.78
Geo | 62.91 | 973.52 | 2885.14 | 2872.82 | 2832.91 | 1922.29
H | 0 | 0 | 0 | 207 | 207 | 207
LFG | 10.38 | 351.91 | 517.25 | 534.88 | 524.82 | 183.28
Nuc | 0 | 0 | 0 | 0 | 0 | 0
PS | 0 | 0 | 0 | 0 | 0 | 0
PV | 61.04 | 61.04 | 61.04 | 61.04 | 0 | 0
PeakG | 0 | 0 | 0 | 0 | 0 | 0
PeakO | 0 | 0 | 0 | 0 | 0 | 0
ST | 419.92 | 785.61 | 911.41 | 880.32 | 548.47 | 182.78
STOG | 0 | 0 | 0 | 0 | 0 | 0
STWD | 0 | 0 | 0 | 0 | 0 | 0
WT | 927.64 | 3086.6 | 8166.86 | 10479.59 | 9762.79 | 7975.57
IGCC | 0 | 0 | 0 | 0 | 0 | 0
DemandResponse | 0 | 0 | 0 | 0 | 0 | 0
IGCC-CCS | 0 | 0 | 0 | 0 | 0 | 0
WT_off | 0 | 0 | 0 | 0 | 0 | 0
PseudoUnit | 0 | 0 | 0 | 0 | 0 | 0
FixedInterchange | 0 | 0 | 0 | 0 | 0 | 0
#13 | Levelized Retrofit Capital Costs ($million)
Levelized Retrofit Capital Costs by Reporting Type: Entergy
ReportingType | 2015 | 2020 | 2025 | 2030 | 2035 | 2040
BM | 0 | 0 | 0 | 0 | 0 | 0
CC | 0 | 0 | 0 | 0 | 0 | 0
CSP | 0 | 0 | 0 | 0 | 0 | 0
CT | 0 | 0 | 0 | 0 | 0 | 0
Coal | 0 | 353.26 | 353.26 | 0 | 0 | 0
Geo | 0 | 0 | 0 | 0 | 0 | 0
H | 0 | 0 | 0 | 0 | 0 | 0
LFG | 0 | 0 | 0 | 0 | 0 | 0
Nuc | 0 | 0 | 0 | 0 | 0 | 0
PS | 0 | 0 | 0 | 0 | 0 | 0
PV | 0 | 0 | 0 | 0 | 0 | 0
PeakG | 0 | 0 | 0 | 0 | 0 | 0
PeakO | 0 | 0 | 0 | 0 | 0 | 0
ST | 0 | 0 | 0 | 0 | 0 | 0
STOG | 0 | 0 | 0 | 0 | 0 | 0
STWD | 0 | 0 | 0 | 0 | 0 | 0
WT | 0 | 0 | 0 | 0 | 0 | 0
IGCC | 0 | 0 | 0 | 0 | 0 | 0
DemandResponse | 0 | 0 | 0 | 0 | 0 | 0
IGCC-CCS | 0 | 0 | 0 | 0 | 0 | 0
WT_off | 0 | 0 | 0 | 0 | 0 | 0
PseudoUnit | 0 | 0 | 0 | 0 | 0 | 0
FixedInterchange | 0 | 0 | 0 | 0 | 0 | 0
Levelized Retrofit Capital Costs by Reporting Type: FRCC
ReportingType | 2015 | 2020 | 2025 | 2030 | 2035 | 2040
BM | 0 | 0 | 0 | 0 | 0 | 0
CC | 0 | 0 | 0 | 0 | 0 | 0
CSP | 0 | 0 | 0 | 0 | 0 | 0
CT | 0 | 0 | 0 | 0 | 0 | 0
Coal | 73.1 | 90.37 | 90.37 | 0 | 0 | 0
Geo | 0 | 0 | 0 | 0 | 0 | 0
H | 0 | 0 | 0 | 0 | 0 | 0
LFG | 0 | 0 | 0 | 0 | 0 | 0
Nuc | 0 | 0 | 0 | 0 | 0 | 0
PS | 0 | 0 | 0 | 0 | 0 | 0
PV | 0 | 0 | 0 | 0 | 0 | 0
PeakG | 0 | 0 | 0 | 0 | 0 | 0
PeakO | 0 | 0 | 0 | 0 | 0 | 0
ST | 0 | 0 | 0 | 0 | 0 | 0
STOG | 0 | 0 | 0 | 0 | 0 | 0
STWD | 0 | 0 | 0 | 0 | 0 | 0
WT | 0 | 0 | 0 | 0 | 0 | 0
IGCC | 0 | 0 | 0 | 0 | 0 | 0
DemandResponse | 0 | 0 | 0 | 0 | 0 | 0
IGCC-CCS | 0 | 0 | 0 | 0 | 0 | 0
WT_off | 0 | 0 | 0 | 0 | 0 | 0
PseudoUnit | 0 | 0 | 0 | 0 | 0 | 0
FixedInterchange | 0 | 0 | 0 | 0 | 0 | 0
Levelized Retrofit Capital Costs by Reporting Type: MAPP_US
ReportingType | 2015 | 2020 | 2025 | 2030 | 2035 | 2040
BM | 0 | 0 | 0 | 0 | 0 | 0
CC | 0 | 0 | 0 | 0 | 0 | 0
CSP | 0 | 0 | 0 | 0 | 0 | 0
CT | 0 | 0 | 0 | 0 | 0 | 0
Coal | 22.36 | 41.43 | 19.07 | 0 | 0 | 0
Geo | 0 | 0 | 0 | 0 | 0 | 0
H | 0 | 0 | 0 | 0 | 0 | 0
LFG | 0 | 0 | 0 | 0 | 0 | 0
Nuc | 0 | 0 | 0 | 0 | 0 | 0
PS | 0 | 0 | 0 | 0 | 0 | 0
PV | 0 | 0 | 0 | 0 | 0 | 0
PeakG | 0 | 0 | 0 | 0 | 0 | 0
PeakO | 0 | 0 | 0 | 0 | 0 | 0
ST | 0 | 0 | 0 | 0 | 0 | 0
STOG | 0 | 0 | 0 | 0 | 0 | 0
STWD | 0 | 0 | 0 | 0 | 0 | 0
WT | 0 | 0 | 0 | 0 | 0 | 0
IGCC | 0 | 0 | 0 | 0 | 0 | 0
DemandResponse | 0 | 0 | 0 | 0 | 0 | 0
IGCC-CCS | 0 | 0 | 0 | 0 | 0 | 0
WT_off | 0 | 0 | 0 | 0 | 0 | 0
PseudoUnit | 0 | 0 | 0 | 0 | 0 | 0
FixedInterchange | 0 | 0 | 0 | 0 | 0 | 0
Levelized Retrofit Capital Costs by Reporting Type: MISO_IN
ReportingType | 2015 | 2020 | 2025 | 2030 | 2035 | 2040
BM | 0 | 0 | 0 | 0 | 0 | 0
CC | 0 | 0 | 0 | 0 | 0 | 0
CSP | 0 | 0 | 0 | 0 | 0 | 0
CT | 0 | 0 | 0 | 0 | 0 | 0
Coal | 0 | 223.79 | 223.79 | 0 | 0 | 0
Geo | 0 | 0 | 0 | 0 | 0 | 0
H | 0 | 0 | 0 | 0 | 0 | 0
LFG | 0 | 0 | 0 | 0 | 0 | 0
Nuc | 0 | 0 | 0 | 0 | 0 | 0
PS | 0 | 0 | 0 | 0 | 0 | 0
PV | 0 | 0 | 0 | 0 | 0 | 0
PeakG | 0 | 0 | 0 | 0 | 0 | 0
PeakO | 0 | 0 | 0 | 0 | 0 | 0
ST | 0 | 0 | 0 | 0 | 0 | 0
STOG | 0 | 0 | 0 | 0 | 0 | 0
STWD | 0 | 0 | 0 | 0 | 0 | 0
WT | 0 | 0 | 0 | 0 | 0 | 0
IGCC | 0 | 0 | 0 | 0 | 0 | 0
DemandResponse | 0 | 0 | 0 | 0 | 0 | 0
IGCC-CCS | 0 | 0 | 0 | 0 | 0 | 0
WT_off | 0 | 0 | 0 | 0 | 0 | 0
PseudoUnit | 0 | 0 | 0 | 0 | 0 | 0
FixedInterchange | 0 | 0 | 0 | 0 | 0 | 0
Levelized Retrofit Capital Costs by Reporting Type: MISO_MI
ReportingType | 2015 | 2020 | 2025 | 2030 | 2035 | 2040
BM | 0 | 0 | 0 | 0 | 0 | 0
CC | 0 | 0 | 0 | 0 | 0 | 0
CSP | 0 | 0 | 0 | 0 | 0 | 0
CT | 0 | 0 | 0 | 0 | 0 | 0
Coal | 15.14 | 322.53 | 307.39 | 0 | 0 | 0
Geo | 0 | 0 | 0 | 0 | 0 | 0
H | 0 | 0 | 0 | 0 | 0 | 0
LFG | 0 | 0 | 0 | 0 | 0 | 0
Nuc | 0 | 0 | 0 | 0 | 0 | 0
PS | 0 | 0 | 0 | 0 | 0 | 0
PV | 0 | 0 | 0 | 0 | 0 | 0
PeakG | 0 | 0 | 0 | 0 | 0 | 0
PeakO | 0 | 0 | 0 | 0 | 0 | 0
ST | 0 | 0 | 0 | 0 | 0 | 0
STOG | 0 | 0 | 0 | 0 | 0 | 0
STWD | 0 | 0 | 0 | 0 | 0 | 0
WT | 0 | 0 | 0 | 0 | 0 | 0
IGCC | 0 | 0 | 0 | 0 | 0 | 0
DemandResponse | 0 | 0 | 0 | 0 | 0 | 0
IGCC-CCS | 0 | 0 | 0 | 0 | 0 | 0
WT_off | 0 | 0 | 0 | 0 | 0 | 0
PseudoUnit | 0 | 0 | 0 | 0 | 0 | 0
FixedInterchange | 0 | 0 | 0 | 0 | 0 | 0
Levelized Retrofit Capital Costs by Reporting Type: MISO_MO-IL
ReportingType | 2015 | 2020 | 2025 | 2030 | 2035 | 2040
BM | 0 | 0 | 0 | 0 | 0 | 0
CC | 0 | 0 | 0 | 0 | 0 | 0
CSP | 0 | 0 | 0 | 0 | 0 | 0
CT | 0 | 0 | 0 | 0 | 0 | 0
Coal | 9.29 | 323.99 | 323.99 | 0 | 0 | 0
Geo | 0 | 0 | 0 | 0 | 0 | 0
H | 0 | 0 | 0 | 0 | 0 | 0
LFG | 0 | 0 | 0 | 0 | 0 | 0
Nuc | 0 | 0 | 0 | 0 | 0 | 0
PS | 0 | 0 | 0 | 0 | 0 | 0
PV | 0 | 0 | 0 | 0 | 0 | 0
PeakG | 0 | 0 | 0 | 0 | 0 | 0
PeakO | 0 | 0 | 0 | 0 | 0 | 0
ST | 0 | 0 | 0 | 0 | 0 | 0
STOG | 0 | 0 | 0 | 0 | 0 | 0
STWD | 0 | 0 | 0 | 0 | 0 | 0
WT | 0 | 0 | 0 | 0 | 0 | 0
IGCC | 0 | 0 | 0 | 0 | 0 | 0
DemandResponse | 0 | 0 | 0 | 0 | 0 | 0
IGCC-CCS | 0 | 0 | 0 | 0 | 0 | 0
WT_off | 0 | 0 | 0 | 0 | 0 | 0
PseudoUnit | 0 | 0 | 0 | 0 | 0 | 0
FixedInterchange | 0 | 0 | 0 | 0 | 0 | 0
Levelized Retrofit Capital Costs by Reporting Type: MISO_W
ReportingType | 2015 | 2020 | 2025 | 2030 | 2035 | 2040
BM | 0 | 0 | 0 | 0 | 0 | 0
CC | 0 | 0 | 0 | 0 | 0 | 0
CSP | 0 | 0 | 0 | 0 | 0 | 0
CT | 0 | 0 | 0 | 0 | 0 | 0
Coal | 26.68 | 279.54 | 279.54 | 0 | 0 | 0
Geo | 0 | 0 | 0 | 0 | 0 | 0
H | 0 | 0 | 0 | 0 | 0 | 0
LFG | 0 | 0 | 0 | 0 | 0 | 0
Nuc | 0 | 0 | 0 | 0 | 0 | 0
PS | 0 | 0 | 0 | 0 | 0 | 0
PV | 0 | 0 | 0 | 0 | 0 | 0
PeakG | 0 | 0 | 0 | 0 | 0 | 0
PeakO | 0 | 0 | 0 | 0 | 0 | 0
ST | 0 | 0 | 0 | 0 | 0 | 0
STOG | 0 | 0 | 0 | 0 | 0 | 0
STWD | 0 | 0 | 0 | 0 | 0 | 0
WT | 0 | 0 | 0 | 0 | 0 | 0
IGCC | 0 | 0 | 0 | 0 | 0 | 0
DemandResponse | 0 | 0 | 0 | 0 | 0 | 0
IGCC-CCS | 0 | 0 | 0 | 0 | 0 | 0
WT_off | 0 | 0 | 0 | 0 | 0 | 0
PseudoUnit | 0 | 0 | 0 | 0 | 0 | 0
FixedInterchange | 0 | 0 | 0 | 0 | 0 | 0
Levelized Retrofit Capital Costs by Reporting Type: MISO_WUMS
ReportingType | 2015 | 2020 | 2025 | 2030 | 2035 | 2040
BM | 0 | 0 | 0 | 0 | 0 | 0
CC | 0 | 0 | 0 | 0 | 0 | 0
CSP | 0 | 0 | 0 | 0 | 0 | 0
CT | 0 | 0 | 0 | 0 | 0 | 0
Coal | 197.26 | 209.85 | 36.58 | 0 | 0 | 0
Geo | 0 | 0 | 0 | 0 | 0 | 0
H | 0 | 0 | 0 | 0 | 0 | 0
LFG | 0 | 0 | 0 | 0 | 0 | 0
Nuc | 0 | 0 | 0 | 0 | 0 | 0
PS | 0 | 0 | 0 | 0 | 0 | 0
PV | 0 | 0 | 0 | 0 | 0 | 0
PeakG | 0 | 0 | 0 | 0 | 0 | 0
PeakO | 0 | 0 | 0 | 0 | 0 | 0
ST | 0 | 0 | 0 | 0 | 0 | 0
STOG | 0 | 0 | 0 | 0 | 0 | 0
STWD | 0 | 0 | 0 | 0 | 0 | 0
WT | 0 | 0 | 0 | 0 | 0 | 0
IGCC | 0 | 0 | 0 | 0 | 0 | 0
DemandResponse | 0 | 0 | 0 | 0 | 0 | 0
IGCC-CCS | 0 | 0 | 0 | 0 | 0 | 0
WT_off | 0 | 0 | 0 | 0 | 0 | 0
PseudoUnit | 0 | 0 | 0 | 0 | 0 | 0
FixedInterchange | 0 | 0 | 0 | 0 | 0 | 0
Levelized Retrofit Capital Costs by Reporting Type: Nebraska
ReportingType | 2015 | 2020 | 2025 | 2030 | 2035 | 2040
BM | 0 | 0 | 0 | 0 | 0 | 0
CC | 0 | 0 | 0 | 0 | 0 | 0
CSP | 0 | 0 | 0 | 0 | 0 | 0
CT | 0 | 0 | 0 | 0 | 0 | 0
Coal | 0 | 168.84 | 168.84 | 0 | 0 | 0
Geo | 0 | 0 | 0 | 0 | 0 | 0
H | 0 | 0 | 0 | 0 | 0 | 0
LFG | 0 | 0 | 0 | 0 | 0 | 0
Nuc | 0 | 0 | 0 | 0 | 0 | 0
PS | 0 | 0 | 0 | 0 | 0 | 0
PV | 0 | 0 | 0 | 0 | 0 | 0
PeakG | 0 | 0 | 0 | 0 | 0 | 0
PeakO | 0 | 0 | 0 | 0 | 0 | 0
ST | 0 | 0 | 0 | 0 | 0 | 0
STOG | 0 | 0 | 0 | 0 | 0 | 0
STWD | 0 | 0 | 0 | 0 | 0 | 0
WT | 0 | 0 | 0 | 0 | 0 | 0
IGCC | 0 | 0 | 0 | 0 | 0 | 0
DemandResponse | 0 | 0 | 0 | 0 | 0 | 0
IGCC-CCS | 0 | 0 | 0 | 0 | 0 | 0
WT_off | 0 | 0 | 0 | 0 | 0 | 0
PseudoUnit | 0 | 0 | 0 | 0 | 0 | 0
FixedInterchange | 0 | 0 | 0 | 0 | 0 | 0
Levelized Retrofit Capital Costs by Reporting Type: NEISO
ReportingType | 2015 | 2020 | 2025 | 2030 | 2035 | 2040
BM | 0 | 0 | 0 | 0 | 0 | 0
CC | 0 | 0 | 0 | 0 | 0 | 0
CSP | 0 | 0 | 0 | 0 | 0 | 0
CT | 0 | 0 | 0 | 0 | 0 | 0
Coal | 29.15 | 29.15 | 0 | 0 | 0 | 0
Geo | 0 | 0 | 0 | 0 | 0 | 0
H | 0 | 0 | 0 | 0 | 0 | 0
LFG | 0 | 0 | 0 | 0 | 0 | 0
Nuc | 0 | 0 | 0 | 0 | 0 | 0
PS | 0 | 0 | 0 | 0 | 0 | 0
PV | 0 | 0 | 0 | 0 | 0 | 0
PeakG | 0 | 0 | 0 | 0 | 0 | 0
PeakO | 0 | 0 | 0 | 0 | 0 | 0
ST | 0 | 0 | 0 | 0 | 0 | 0
STOG | 0 | 0 | 0 | 0 | 0 | 0
STWD | 0 | 0 | 0 | 0 | 0 | 0
WT | 0 | 0 | 0 | 0 | 0 | 0
IGCC | 0 | 0 | 0 | 0 | 0 | 0
DemandResponse | 0 | 0 | 0 | 0 | 0 | 0
IGCC-CCS | 0 | 0 | 0 | 0 | 0 | 0
WT_off | 0 | 0 | 0 | 0 | 0 | 0
PseudoUnit | 0 | 0 | 0 | 0 | 0 | 0
FixedInterchange | 0 | 0 | 0 | 0 | 0 | 0
Levelized Retrofit Capital Costs by Reporting Type: NonRTO_Midwest
ReportingType | 2015 | 2020 | 2025 | 2030 | 2035 | 2040
BM | 0 | 0 | 0 | 0 | 0 | 0
CC | 0 | 0 | 0 | 0 | 0 | 0
CSP | 0 | 0 | 0 | 0 | 0 | 0
CT | 0 | 0 | 0 | 0 | 0 | 0
Coal | 165.72 | 257.89 | 119.87 | 0 | 0 | 0
Geo | 0 | 0 | 0 | 0 | 0 | 0
H | 0 | 0 | 0 | 0 | 0 | 0
LFG | 0 | 0 | 0 | 0 | 0 | 0
Nuc | 0 | 0 | 0 | 0 | 0 | 0
PS | 0 | 0 | 0 | 0 | 0 | 0
PV | 0 | 0 | 0 | 0 | 0 | 0
PeakG | 0 | 0 | 0 | 0 | 0 | 0
PeakO | 0 | 0 | 0 | 0 | 0 | 0
ST | 0 | 0 | 0 | 0 | 0 | 0
STOG | 0 | 0 | 0 | 0 | 0 | 0
STWD | 0 | 0 | 0 | 0 | 0 | 0
WT | 0 | 0 | 0 | 0 | 0 | 0
IGCC | 0 | 0 | 0 | 0 | 0 | 0
DemandResponse | 0 | 0 | 0 | 0 | 0 | 0
IGCC-CCS | 0 | 0 | 0 | 0 | 0 | 0
WT_off | 0 | 0 | 0 | 0 | 0 | 0
PseudoUnit | 0 | 0 | 0 | 0 | 0 | 0
FixedInterchange | 0 | 0 | 0 | 0 | 0 | 0
Levelized Retrofit Capital Costs by Reporting Type: NYISO_A-F
ReportingType | 2015 | 2020 | 2025 | 2030 | 2035 | 2040
BM | 0 | 0 | 0 | 0 | 0 | 0
CC | 0 | 0 | 0 | 0 | 0 | 0
CSP | 0 | 0 | 0 | 0 | 0 | 0
CT | 0 | 0 | 0 | 0 | 0 | 0
Coal | 0 | 0 | 0 | 0 | 0 | 0
Geo | 0 | 0 | 0 | 0 | 0 | 0
H | 0 | 0 | 0 | 0 | 0 | 0
LFG | 0 | 0 | 0 | 0 | 0 | 0
Nuc | 0 | 0 | 0 | 0 | 0 | 0
PS | 0 | 0 | 0 | 0 | 0 | 0
PV | 0 | 0 | 0 | 0 | 0 | 0
PeakG | 0 | 0 | 0 | 0 | 0 | 0
PeakO | 0 | 0 | 0 | 0 | 0 | 0
ST | 0 | 0 | 0 | 0 | 0 | 0
STOG | 0 | 0 | 0 | 0 | 0 | 0
STWD | 0 | 0 | 0 | 0 | 0 | 0
WT | 0 | 0 | 0 | 0 | 0 | 0
IGCC | 0 | 0 | 0 | 0 | 0 | 0
DemandResponse | 0 | 0 | 0 | 0 | 0 | 0
IGCC-CCS | 0 | 0 | 0 | 0 | 0 | 0
WT_off | 0 | 0 | 0 | 0 | 0 | 0
PseudoUnit | 0 | 0 | 0 | 0 | 0 | 0
FixedInterchange | 0 | 0 | 0 | 0 | 0 | 0
Levelized Retrofit Capital Costs by Reporting Type: NYISO_G-I
ReportingType | 2015 | 2020 | 2025 | 2030 | 2035 | 2040
BM | 0 | 0 | 0 | 0 | 0 | 0
CC | 0 | 0 | 0 | 0 | 0 | 0
CSP | 0 | 0 | 0 | 0 | 0 | 0
CT | 0 | 0 | 0 | 0 | 0 | 0
Coal | 0 | 0 | 0 | 0 | 0 | 0
Geo | 0 | 0 | 0 | 0 | 0 | 0
H | 0 | 0 | 0 | 0 | 0 | 0
LFG | 0 | 0 | 0 | 0 | 0 | 0
Nuc | 0 | 0 | 0 | 0 | 0 | 0
PS | 0 | 0 | 0 | 0 | 0 | 0
PV | 0 | 0 | 0 | 0 | 0 | 0
PeakG | 0 | 0 | 0 | 0 | 0 | 0
PeakO | 0 | 0 | 0 | 0 | 0 | 0
ST | 0 | 0 | 0 | 0 | 0 | 0
STOG | 0 | 0 | 0 | 0 | 0 | 0
STWD | 0 | 0 | 0 | 0 | 0 | 0
WT | 0 | 0 | 0 | 0 | 0 | 0
IGCC | 0 | 0 | 0 | 0 | 0 | 0
DemandResponse | 0 | 0 | 0 | 0 | 0 | 0
IGCC-CCS | 0 | 0 | 0 | 0 | 0 | 0
WT_off | 0 | 0 | 0 | 0 | 0 | 0
PseudoUnit | 0 | 0 | 0 | 0 | 0 | 0
FixedInterchange | 0 | 0 | 0 | 0 | 0 | 0
Levelized Retrofit Capital Costs by Reporting Type: NYISO_J-K
ReportingType | 2015 | 2020 | 2025 | 2030 | 2035 | 2040
BM | 0 | 0 | 0 | 0 | 0 | 0
CC | 0 | 0 | 0 | 0 | 0 | 0
CSP | 0 | 0 | 0 | 0 | 0 | 0
CT | 0 | 0 | 0 | 0 | 0 | 0
Coal | 0 | 0 | 0 | 0 | 0 | 0
Geo | 0 | 0 | 0 | 0 | 0 | 0
H | 0 | 0 | 0 | 0 | 0 | 0
LFG | 0 | 0 | 0 | 0 | 0 | 0
Nuc | 0 | 0 | 0 | 0 | 0 | 0
PS | 0 | 0 | 0 | 0 | 0 | 0
PV | 0 | 0 | 0 | 0 | 0 | 0
PeakG | 0 | 0 | 0 | 0 | 0 | 0
PeakO | 0 | 0 | 0 | 0 | 0 | 0
ST | 0 | 0 | 0 | 0 | 0 | 0
STOG | 0 | 0 | 0 | 0 | 0 | 0
STWD | 0 | 0 | 0 | 0 | 0 | 0
WT | 0 | 0 | 0 | 0 | 0 | 0
IGCC | 0 | 0 | 0 | 0 | 0 | 0
DemandResponse | 0 | 0 | 0 | 0 | 0 | 0
IGCC-CCS | 0 | 0 | 0 | 0 | 0 | 0
WT_off | 0 | 0 | 0 | 0 | 0 | 0
PseudoUnit | 0 | 0 | 0 | 0 | 0 | 0
FixedInterchange | 0 | 0 | 0 | 0 | 0 | 0
Levelized Retrofit Capital Costs by Reporting Type: PJM_E
ReportingType | 2015 | 2020 | 2025 | 2030 | 2035 | 2040
BM | 0 | 0 | 0 | 0 | 0 | 0
CC | 0 | 0 | 0 | 0 | 0 | 0
CSP | 0 | 0 | 0 | 0 | 0 | 0
CT | 0 | 0 | 0 | 0 | 0 | 0
Coal | 22.45 | 22.45 | 0 | 0 | 0 | 0
Geo | 0 | 0 | 0 | 0 | 0 | 0
H | 0 | 0 | 0 | 0 | 0 | 0
LFG | 0 | 0 | 0 | 0 | 0 | 0
Nuc | 0 | 0 | 0 | 0 | 0 | 0
PS | 0 | 0 | 0 | 0 | 0 | 0
PV | 0 | 0 | 0 | 0 | 0 | 0
PeakG | 0 | 0 | 0 | 0 | 0 | 0
PeakO | 0 | 0 | 0 | 0 | 0 | 0
ST | 0 | 0 | 0 | 0 | 0 | 0
STOG | 0 | 0 | 0 | 0 | 0 | 0
STWD | 0 | 0 | 0 | 0 | 0 | 0
WT | 0 | 0 | 0 | 0 | 0 | 0
IGCC | 0 | 0 | 0 | 0 | 0 | 0
DemandResponse | 0 | 0 | 0 | 0 | 0 | 0
IGCC-CCS | 0 | 0 | 0 | 0 | 0 | 0
WT_off | 0 | 0 | 0 | 0 | 0 | 0
PseudoUnit | 0 | 0 | 0 | 0 | 0 | 0
FixedInterchange | 0 | 0 | 0 | 0 | 0 | 0
Levelized Retrofit Capital Costs by Reporting Type: PJM_ROM
ReportingType | 2015 | 2020 | 2025 | 2030 | 2035 | 2040
BM | 0 | 0 | 0 | 0 | 0 | 0
CC | 0 | 0 | 0 | 0 | 0 | 0
CSP | 0 | 0 | 0 | 0 | 0 | 0
CT | 0 | 0 | 0 | 0 | 0 | 0
Coal | 14.63 | 140.1 | 140.1 | 0 | 0 | 0
Geo | 0 | 0 | 0 | 0 | 0 | 0
H | 0 | 0 | 0 | 0 | 0 | 0
LFG | 0 | 0 | 0 | 0 | 0 | 0
Nuc | 0 | 0 | 0 | 0 | 0 | 0
PS | 0 | 0 | 0 | 0 | 0 | 0
PV | 0 | 0 | 0 | 0 | 0 | 0
PeakG | 0 | 0 | 0 | 0 | 0 | 0
PeakO | 0 | 0 | 0 | 0 | 0 | 0
ST | 0 | 0 | 0 | 0 | 0 | 0
STOG | 0 | 0 | 0 | 0 | 0 | 0
STWD | 0 | 0 | 0 | 0 | 0 | 0
WT | 0 | 0 | 0 | 0 | 0 | 0
IGCC | 0 | 0 | 0 | 0 | 0 | 0
DemandResponse | 0 | 0 | 0 | 0 | 0 | 0
IGCC-CCS | 0 | 0 | 0 | 0 | 0 | 0
WT_off | 0 | 0 | 0 | 0 | 0 | 0
PseudoUnit | 0 | 0 | 0 | 0 | 0 | 0
FixedInterchange | 0 | 0 | 0 | 0 | 0 | 0
Levelized Retrofit Capital Costs by Reporting Type: PJM_ROR
ReportingType | 2015 | 2020 | 2025 | 2030 | 2035 | 2040
BM | 0 | 0 | 0 | 0 | 0 | 0
CC | 0 | 0 | 0 | 0 | 0 | 0
CSP | 0 | 0 | 0 | 0 | 0 | 0
CT | 0 | 0 | 0 | 0 | 0 | 0
Coal | 46.99 | 736.2 | 736.2 | 0 | 0 | 0
Geo | 0 | 0 | 0 | 0 | 0 | 0
H | 0 | 0 | 0 | 0 | 0 | 0
LFG | 0 | 0 | 0 | 0 | 0 | 0
Nuc | 0 | 0 | 0 | 0 | 0 | 0
PS | 0 | 0 | 0 | 0 | 0 | 0
PV | 0 | 0 | 0 | 0 | 0 | 0
PeakG | 0 | 0 | 0 | 0 | 0 | 0
PeakO | 0 | 0 | 0 | 0 | 0 | 0
ST | 0 | 0 | 0 | 0 | 0 | 0
STOG | 0 | 0 | 0 | 0 | 0 | 0
STWD | 0 | 0 | 0 | 0 | 0 | 0
WT | 0 | 0 | 0 | 0 | 0 | 0
IGCC | 0 | 0 | 0 | 0 | 0 | 0
DemandResponse | 0 | 0 | 0 | 0 | 0 | 0
IGCC-CCS | 0 | 0 | 0 | 0 | 0 | 0
WT_off | 0 | 0 | 0 | 0 | 0 | 0
PseudoUnit | 0 | 0 | 0 | 0 | 0 | 0
FixedInterchange | 0 | 0 | 0 | 0 | 0 | 0
Levelized Retrofit Capital Costs by Reporting Type: SOCO
ReportingType | 2015 | 2020 | 2025 | 2030 | 2035 | 2040
BM | 0 | 0 | 0 | 0 | 0 | 0
CC | 0 | 0 | 0 | 0 | 0 | 0
CSP | 0 | 0 | 0 | 0 | 0 | 0
CT | 0 | 0 | 0 | 0 | 0 | 0
Coal | 400.34 | 568.41 | 168.07 | 0 | 0 | 0
Geo | 0 | 0 | 0 | 0 | 0 | 0
H | 0 | 0 | 0 | 0 | 0 | 0
LFG | 0 | 0 | 0 | 0 | 0 | 0
Nuc | 0 | 0 | 0 | 0 | 0 | 0
PS | 0 | 0 | 0 | 0 | 0 | 0
PV | 0 | 0 | 0 | 0 | 0 | 0
PeakG | 0 | 0 | 0 | 0 | 0 | 0
PeakO | 0 | 0 | 0 | 0 | 0 | 0
ST | 0 | 0 | 0 | 0 | 0 | 0
STOG | 0 | 0 | 0 | 0 | 0 | 0
STWD | 0 | 0 | 0 | 0 | 0 | 0
WT | 0 | 0 | 0 | 0 | 0 | 0
IGCC | 0 | 0 | 0 | 0 | 0 | 0
DemandResponse | 0 | 0 | 0 | 0 | 0 | 0
IGCC-CCS | 0 | 0 | 0 | 0 | 0 | 0
WT_off | 0 | 0 | 0 | 0 | 0 | 0
PseudoUnit | 0 | 0 | 0 | 0 | 0 | 0
FixedInterchange | 0 | 0 | 0 | 0 | 0 | 0
Levelized Retrofit Capital Costs by Reporting Type: SPP_N
ReportingType | 2015 | 2020 | 2025 | 2030 | 2035 | 2040
BM | 0 | 0 | 0 | 0 | 0 | 0
CC | 0 | 0 | 0 | 0 | 0 | 0
CSP | 0 | 0 | 0 | 0 | 0 | 0
CT | 0 | 0 | 0 | 0 | 0 | 0
Coal | 0 | 102.58 | 102.58 | 0 | 0 | 0
Geo | 0 | 0 | 0 | 0 | 0 | 0
H | 0 | 0 | 0 | 0 | 0 | 0
LFG | 0 | 0 | 0 | 0 | 0 | 0
Nuc | 0 | 0 | 0 | 0 | 0 | 0
PS | 0 | 0 | 0 | 0 | 0 | 0
PV | 0 | 0 | 0 | 0 | 0 | 0
PeakG | 0 | 0 | 0 | 0 | 0 | 0
PeakO | 0 | 0 | 0 | 0 | 0 | 0
ST | 0 | 0 | 0 | 0 | 0 | 0
STOG | 0 | 0 | 0 | 0 | 0 | 0
STWD | 0 | 0 | 0 | 0 | 0 | 0
WT | 0 | 0 | 0 | 0 | 0 | 0
IGCC | 0 | 0 | 0 | 0 | 0 | 0
DemandResponse | 0 | 0 | 0 | 0 | 0 | 0
IGCC-CCS | 0 | 0 | 0 | 0 | 0 | 0
WT_off | 0 | 0 | 0 | 0 | 0 | 0
PseudoUnit | 0 | 0 | 0 | 0 | 0 | 0
FixedInterchange | 0 | 0 | 0 | 0 | 0 | 0
Levelized Retrofit Capital Costs by Reporting Type: SPP_S
ReportingType | 2015 | 2020 | 2025 | 2030 | 2035 | 2040
BM | 0 | 0 | 0 | 0 | 0 | 0
CC | 0 | 0 | 0 | 0 | 0 | 0
CSP | 0 | 0 | 0 | 0 | 0 | 0
CT | 0 | 0 | 0 | 0 | 0 | 0
Coal | 0 | 187.15 | 187.15 | 0 | 0 | 0
Geo | 0 | 0 | 0 | 0 | 0 | 0
H | 0 | 0 | 0 | 0 | 0 | 0
LFG | 0 | 0 | 0 | 0 | 0 | 0
Nuc | 0 | 0 | 0 | 0 | 0 | 0
PS | 0 | 0 | 0 | 0 | 0 | 0
PV | 0 | 0 | 0 | 0 | 0 | 0
PeakG | 0 | 0 | 0 | 0 | 0 | 0
PeakO | 0 | 0 | 0 | 0 | 0 | 0
ST | 0 | 0 | 0 | 0 | 0 | 0
STOG | 0 | 0 | 0 | 0 | 0 | 0
STWD | 0 | 0 | 0 | 0 | 0 | 0
WT | 0 | 0 | 0 | 0 | 0 | 0
IGCC | 0 | 0 | 0 | 0 | 0 | 0
DemandResponse | 0 | 0 | 0 | 0 | 0 | 0
IGCC-CCS | 0 | 0 | 0 | 0 | 0 | 0
WT_off | 0 | 0 | 0 | 0 | 0 | 0
PseudoUnit | 0 | 0 | 0 | 0 | 0 | 0
FixedInterchange | 0 | 0 | 0 | 0 | 0 | 0
Levelized Retrofit Capital Costs by Reporting Type: TVA
ReportingType | 2015 | 2020 | 2025 | 2030 | 2035 | 2040
BM | 0 | 0 | 0 | 0 | 0 | 0
CC | 0 | 0 | 0 | 0 | 0 | 0
CSP | 0 | 0 | 0 | 0 | 0 | 0
CT | 0 | 0 | 0 | 0 | 0 | 0
Coal | 0 | 243.11 | 243.11 | 0 | 0 | 0
Geo | 0 | 0 | 0 | 0 | 0 | 0
H | 0 | 0 | 0 | 0 | 0 | 0
LFG | 0 | 0 | 0 | 0 | 0 | 0
Nuc | 0 | 0 | 0 | 0 | 0 | 0
PS | 0 | 0 | 0 | 0 | 0 | 0
PV | 0 | 0 | 0 | 0 | 0 | 0
PeakG | 0 | 0 | 0 | 0 | 0 | 0
PeakO | 0 | 0 | 0 | 0 | 0 | 0
ST | 0 | 0 | 0 | 0 | 0 | 0
STOG | 0 | 0 | 0 | 0 | 0 | 0
STWD | 0 | 0 | 0 | 0 | 0 | 0
WT | 0 | 0 | 0 | 0 | 0 | 0
IGCC | 0 | 0 | 0 | 0 | 0 | 0
DemandResponse | 0 | 0 | 0 | 0 | 0 | 0
IGCC-CCS | 0 | 0 | 0 | 0 | 0 | 0
WT_off | 0 | 0 | 0 | 0 | 0 | 0
PseudoUnit | 0 | 0 | 0 | 0 | 0 | 0
FixedInterchange | 0 | 0 | 0 | 0 | 0 | 0
Levelized Retrofit Capital Costs by Reporting Type: TVA_Transmission
ReportingType | 2015 | 2020 | 2025 | 2030 | 2035 | 2040
BM | 0 | 0 | 0 | 0 | 0 | 0
CC | 0 | 0 | 0 | 0 | 0 | 0
CSP | 0 | 0 | 0 | 0 | 0 | 0
CT | 0 | 0 | 0 | 0 | 0 | 0
Coal | 0 | 0 | 0 | 0 | 0 | 0
Geo | 0 | 0 | 0 | 0 | 0 | 0
H | 0 | 0 | 0 | 0 | 0 | 0
LFG | 0 | 0 | 0 | 0 | 0 | 0
Nuc | 0 | 0 | 0 | 0 | 0 | 0
PS | 0 | 0 | 0 | 0 | 0 | 0
PV | 0 | 0 | 0 | 0 | 0 | 0
PeakG | 0 | 0 | 0 | 0 | 0 | 0
PeakO | 0 | 0 | 0 | 0 | 0 | 0
ST | 0 | 0 | 0 | 0 | 0 | 0
STOG | 0 | 0 | 0 | 0 | 0 | 0
STWD | 0 | 0 | 0 | 0 | 0 | 0
WT | 0 | 0 | 0 | 0 | 0 | 0
IGCC | 0 | 0 | 0 | 0 | 0 | 0
DemandResponse | 0 | 0 | 0 | 0 | 0 | 0
IGCC-CCS | 0 | 0 | 0 | 0 | 0 | 0
WT_off | 0 | 0 | 0 | 0 | 0 | 0
PseudoUnit | 0 | 0 | 0 | 0 | 0 | 0
FixedInterchange | 0 | 0 | 0 | 0 | 0 | 0
Levelized Retrofit Capital Costs by Reporting Type: VACAR
ReportingType | 2015 | 2020 | 2025 | 2030 | 2035 | 2040
BM | 0 | 0 | 0 | 0 | 0 | 0
CC | 0 | 0 | 0 | 0 | 0 | 0
CSP | 0 | 0 | 0 | 0 | 0 | 0
CT | 0 | 0 | 0 | 0 | 0 | 0
Coal | 0 | 143.89 | 143.89 | 0 | 0 | 0
Geo | 0 | 0 | 0 | 0 | 0 | 0
H | 0 | 0 | 0 | 0 | 0 | 0
LFG | 0 | 0 | 0 | 0 | 0 | 0
Nuc | 0 | 0 | 0 | 0 | 0 | 0
PS | 0 | 0 | 0 | 0 | 0 | 0
PV | 0 | 0 | 0 | 0 | 0 | 0
PeakG | 0 | 0 | 0 | 0 | 0 | 0
PeakO | 0 | 0 | 0 | 0 | 0 | 0
ST | 0 | 0 | 0 | 0 | 0 | 0
STOG | 0 | 0 | 0 | 0 | 0 | 0
STWD | 0 | 0 | 0 | 0 | 0 | 0
WT | 0 | 0 | 0 | 0 | 0 | 0
IGCC | 0 | 0 | 0 | 0 | 0 | 0
DemandResponse | 0 | 0 | 0 | 0 | 0 | 0
IGCC-CCS | 0 | 0 | 0 | 0 | 0 | 0
WT_off | 0 | 0 | 0 | 0 | 0 | 0
PseudoUnit | 0 | 0 | 0 | 0 | 0 | 0
FixedInterchange | 0 | 0 | 0 | 0 | 0 | 0
Levelized Retrofit Capital Costs by Reporting Type: IESO
ReportingType | 2015 | 2020 | 2025 | 2030 | 2035 | 2040
BM | 0 | 0 | 0 | 0 | 0 | 0
CC | 0 | 0 | 0 | 0 | 0 | 0
CSP | 0 | 0 | 0 | 0 | 0 | 0
CT | 0 | 0 | 0 | 0 | 0 | 0
Coal | 0 | 0 | 0 | 0 | 0 | 0
Geo | 0 | 0 | 0 | 0 | 0 | 0
H | 0 | 0 | 0 | 0 | 0 | 0
LFG | 0 | 0 | 0 | 0 | 0 | 0
Nuc | 0 | 0 | 0 | 0 | 0 | 0
PS | 0 | 0 | 0 | 0 | 0 | 0
PV | 0 | 0 | 0 | 0 | 0 | 0
PeakG | 0 | 0 | 0 | 0 | 0 | 0
PeakO | 0 | 0 | 0 | 0 | 0 | 0
ST | 0 | 0 | 0 | 0 | 0 | 0
STOG | 0 | 0 | 0 | 0 | 0 | 0
STWD | 0 | 0 | 0 | 0 | 0 | 0
WT | 0 | 0 | 0 | 0 | 0 | 0
IGCC | 0 | 0 | 0 | 0 | 0 | 0
DemandResponse | 0 | 0 | 0 | 0 | 0 | 0
IGCC-CCS | 0 | 0 | 0 | 0 | 0 | 0
WT_off | 0 | 0 | 0 | 0 | 0 | 0
PseudoUnit | 0 | 0 | 0 | 0 | 0 | 0
FixedInterchange | 0 | 0 | 0 | 0 | 0 | 0
Levelized Retrofit Capital Costs by Reporting Type: MAPP_CA
ReportingType | 2015 | 2020 | 2025 | 2030 | 2035 | 2040
BM | 0 | 0 | 0 | 0 | 0 | 0
CC | 0 | 0 | 0 | 0 | 0 | 0
CSP | 0 | 0 | 0 | 0 | 0 | 0
CT | 0 | 0 | 0 | 0 | 0 | 0
Coal | 0 | 0 | 0 | 0 | 0 | 0
Geo | 0 | 0 | 0 | 0 | 0 | 0
H | 0 | 0 | 0 | 0 | 0 | 0
LFG | 0 | 0 | 0 | 0 | 0 | 0
Nuc | 0 | 0 | 0 | 0 | 0 | 0
PS | 0 | 0 | 0 | 0 | 0 | 0
PV | 0 | 0 | 0 | 0 | 0 | 0
PeakG | 0 | 0 | 0 | 0 | 0 | 0
PeakO | 0 | 0 | 0 | 0 | 0 | 0
ST | 0 | 0 | 0 | 0 | 0 | 0
STOG | 0 | 0 | 0 | 0 | 0 | 0
STWD | 0 | 0 | 0 | 0 | 0 | 0
WT | 0 | 0 | 0 | 0 | 0 | 0
IGCC | 0 | 0 | 0 | 0 | 0 | 0
DemandResponse | 0 | 0 | 0 | 0 | 0 | 0
IGCC-CCS | 0 | 0 | 0 | 0 | 0 | 0
WT_off | 0 | 0 | 0 | 0 | 0 | 0
PseudoUnit | 0 | 0 | 0 | 0 | 0 | 0
FixedInterchange | 0 | 0 | 0 | 0 | 0 | 0
Levelized Retrofit Capital Costs by Reporting Type: AZ_NM_SNV_Coal
ReportingType | 2015 | 2020 | 2025 | 2030 | 2035 | 2040
BM | 0 | 0 | 0 | 0 | 0 | 0
CC | 0 | 0 | 0 | 0 | 0 | 0
CSP | 0 | 0 | 0 | 0 | 0 | 0
CT | 0 | 0 | 0 | 0 | 0 | 0
Coal | 49.67 | 122 | 89.07 | 0 | 0 | 0
Geo | 0 | 0 | 0 | 0 | 0 | 0
H | 0 | 0 | 0 | 0 | 0 | 0
LFG | 0 | 0 | 0 | 0 | 0 | 0
Nuc | 0 | 0 | 0 | 0 | 0 | 0
PS | 0 | 0 | 0 | 0 | 0 | 0
PV | 0 | 0 | 0 | 0 | 0 | 0
PeakG | 0 | 0 | 0 | 0 | 0 | 0
PeakO | 0 | 0 | 0 | 0 | 0 | 0
ST | 0 | 0 | 0 | 0 | 0 | 0
STOG | 0 | 0 | 0 | 0 | 0 | 0
STWD | 0 | 0 | 0 | 0 | 0 | 0
WT | 0 | 0 | 0 | 0 | 0 | 0
IGCC | 0 | 0 | 0 | 0 | 0 | 0
DemandResponse | 0 | 0 | 0 | 0 | 0 | 0
IGCC-CCS | 0 | 0 | 0 | 0 | 0 | 0
WT_off | 0 | 0 | 0 | 0 | 0 | 0
PseudoUnit | 0 | 0 | 0 | 0 | 0 | 0
FixedInterchange | 0 | 0 | 0 | 0 | 0 | 0
Levelized Retrofit Capital Costs by Reporting Type: AZ_NM_SNV_Gas
ReportingType | 2015 | 2020 | 2025 | 2030 | 2035 | 2040
BM | 0 | 0 | 0 | 0 | 0 | 0
CC | 0 | 0 | 0 | 0 | 0 | 0
CSP | 0 | 0 | 0 | 0 | 0 | 0
CT | 0 | 0 | 0 | 0 | 0 | 0
Coal | 0 | 0 | 0 | 0 | 0 | 0
Geo | 0 | 0 | 0 | 0 | 0 | 0
H | 0 | 0 | 0 | 0 | 0 | 0
LFG | 0 | 0 | 0 | 0 | 0 | 0
Nuc | 0 | 0 | 0 | 0 | 0 | 0
PS | 0 | 0 | 0 | 0 | 0 | 0
PV | 0 | 0 | 0 | 0 | 0 | 0
PeakG | 0 | 0 | 0 | 0 | 0 | 0
PeakO | 0 | 0 | 0 | 0 | 0 | 0
ST | 0 | 0 | 0 | 0 | 0 | 0
STOG | 0 | 0 | 0 | 0 | 0 | 0
STWD | 0 | 0 | 0 | 0 | 0 | 0
WT | 0 | 0 | 0 | 0 | 0 | 0
IGCC | 0 | 0 | 0 | 0 | 0 | 0
DemandResponse | 0 | 0 | 0 | 0 | 0 | 0
IGCC-CCS | 0 | 0 | 0 | 0 | 0 | 0
WT_off | 0 | 0 | 0 | 0 | 0 | 0
PseudoUnit | 0 | 0 | 0 | 0 | 0 | 0
FixedInterchange | 0 | 0 | 0 | 0 | 0 | 0
Levelized Retrofit Capital Costs by Reporting Type: AZ_NM_SNV_NucRenew
ReportingType | 2015 | 2020 | 2025 | 2030 | 2035 | 2040
BM | 0 | 0 | 0 | 0 | 0 | 0
CC | 0 | 0 | 0 | 0 | 0 | 0
CSP | 0 | 0 | 0 | 0 | 0 | 0
CT | 0 | 0 | 0 | 0 | 0 | 0
Coal | 0 | 0 | 0 | 0 | 0 | 0
Geo | 0 | 0 | 0 | 0 | 0 | 0
H | 0 | 0 | 0 | 0 | 0 | 0
LFG | 0 | 0 | 0 | 0 | 0 | 0
Nuc | 0 | 0 | 0 | 0 | 0 | 0
PS | 0 | 0 | 0 | 0 | 0 | 0
PV | 0 | 0 | 0 | 0 | 0 | 0
PeakG | 0 | 0 | 0 | 0 | 0 | 0
PeakO | 0 | 0 | 0 | 0 | 0 | 0
ST | 0 | 0 | 0 | 0 | 0 | 0
STOG | 0 | 0 | 0 | 0 | 0 | 0
STWD | 0 | 0 | 0 | 0 | 0 | 0
WT | 0 | 0 | 0 | 0 | 0 | 0
IGCC | 0 | 0 | 0 | 0 | 0 | 0
DemandResponse | 0 | 0 | 0 | 0 | 0 | 0
IGCC-CCS | 0 | 0 | 0 | 0 | 0 | 0
WT_off | 0 | 0 | 0 | 0 | 0 | 0
PseudoUnit | 0 | 0 | 0 | 0 | 0 | 0
FixedInterchange | 0 | 0 | 0 | 0 | 0 | 0
Levelized Retrofit Capital Costs by Reporting Type: ERCOT
ReportingType | 2015 | 2020 | 2025 | 2030 | 2035 | 2040
BM | 0 | 0 | 0 | 0 | 0 | 0
CC | 0 | 0 | 0 | 0 | 0 | 0
CSP | 0 | 0 | 0 | 0 | 0 | 0
CT | 0 | 0 | 0 | 0 | 0 | 0
Coal | 82.51 | 271.76 | 271.76 | 0 | 0 | 0
Geo | 0 | 0 | 0 | 0 | 0 | 0
H | 0 | 0 | 0 | 0 | 0 | 0
LFG | 0 | 0 | 0 | 0 | 0 | 0
Nuc | 0 | 0 | 0 | 0 | 0 | 0
PS | 0 | 0 | 0 | 0 | 0 | 0
PV | 0 | 0 | 0 | 0 | 0 | 0
PeakG | 0 | 0 | 0 | 0 | 0 | 0
PeakO | 0 | 0 | 0 | 0 | 0 | 0
ST | 0 | 0 | 0 | 0 | 0 | 0
STOG | 0 | 0 | 0 | 0 | 0 | 0
STWD | 0 | 0 | 0 | 0 | 0 | 0
WT | 0 | 0 | 0 | 0 | 0 | 0
IGCC | 0 | 0 | 0 | 0 | 0 | 0
DemandResponse | 0 | 0 | 0 | 0 | 0 | 0
IGCC-CCS | 0 | 0 | 0 | 0 | 0 | 0
WT_off | 0 | 0 | 0 | 0 | 0 | 0
PseudoUnit | 0 | 0 | 0 | 0 | 0 | 0
FixedInterchange | 0 | 0 | 0 | 0 | 0 | 0
Levelized Retrofit Capital Costs by Reporting Type: NP15
ReportingType | 2015 | 2020 | 2025 | 2030 | 2035 | 2040
BM | 0 | 0 | 0 | 0 | 0 | 0
CC | 0 | 0 | 0 | 0 | 0 | 0
CSP | 0 | 0 | 0 | 0 | 0 | 0
CT | 0 | 0 | 0 | 0 | 0 | 0
Coal | 0 | 0 | 0 | 0 | 0 | 0
Geo | 0 | 0 | 0 | 0 | 0 | 0
H | 0 | 0 | 0 | 0 | 0 | 0
LFG | 0 | 0 | 0 | 0 | 0 | 0
Nuc | 0 | 0 | 0 | 0 | 0 | 0
PS | 0 | 0 | 0 | 0 | 0 | 0
PV | 0 | 0 | 0 | 0 | 0 | 0
PeakG | 0 | 0 | 0 | 0 | 0 | 0
PeakO | 0 | 0 | 0 | 0 | 0 | 0
ST | 0 | 0 | 0 | 0 | 0 | 0
STOG | 0 | 0 | 0 | 0 | 0 | 0
STWD | 0 | 0 | 0 | 0 | 0 | 0
WT | 0 | 0 | 0 | 0 | 0 | 0
IGCC | 0 | 0 | 0 | 0 | 0 | 0
DemandResponse | 0 | 0 | 0 | 0 | 0 | 0
IGCC-CCS | 0 | 0 | 0 | 0 | 0 | 0
WT_off | 0 | 0 | 0 | 0 | 0 | 0
PseudoUnit | 0 | 0 | 0 | 0 | 0 | 0
FixedInterchange | 0 | 0 | 0 | 0 | 0 | 0
Levelized Retrofit Capital Costs by Reporting Type: NWPP_Coal
ReportingType | 2015 | 2020 | 2025 | 2030 | 2035 | 2040
BM | 0 | 0 | 0 | 0 | 0 | 0
CC | 0 | 0 | 0 | 0 | 0 | 0
CSP | 0 | 0 | 0 | 0 | 0 | 0
CT | 0 | 0 | 0 | 0 | 0 | 0
Coal | 0 | 173.87 | 173.87 | 0 | 0 | 0
Geo | 0 | 0 | 0 | 0 | 0 | 0
H | 0 | 0 | 0 | 0 | 0 | 0
LFG | 0 | 0 | 0 | 0 | 0 | 0
Nuc | 0 | 0 | 0 | 0 | 0 | 0
PS | 0 | 0 | 0 | 0 | 0 | 0
PV | 0 | 0 | 0 | 0 | 0 | 0
PeakG | 0 | 0 | 0 | 0 | 0 | 0
PeakO | 0 | 0 | 0 | 0 | 0 | 0
ST | 0 | 0 | 0 | 0 | 0 | 0
STOG | 0 | 0 | 0 | 0 | 0 | 0
STWD | 0 | 0 | 0 | 0 | 0 | 0
WT | 0 | 0 | 0 | 0 | 0 | 0
IGCC | 0 | 0 | 0 | 0 | 0 | 0
DemandResponse | 0 | 0 | 0 | 0 | 0 | 0
IGCC-CCS | 0 | 0 | 0 | 0 | 0 | 0
WT_off | 0 | 0 | 0 | 0 | 0 | 0
PseudoUnit | 0 | 0 | 0 | 0 | 0 | 0
FixedInterchange | 0 | 0 | 0 | 0 | 0 | 0
Levelized Retrofit Capital Costs by Reporting Type: NWPP_Gas
ReportingType | 2015 | 2020 | 2025 | 2030 | 2035 | 2040
BM | 0 | 0 | 0 | 0 | 0 | 0
CC | 0 | 0 | 0 | 0 | 0 | 0
CSP | 0 | 0 | 0 | 0 | 0 | 0
CT | 0 | 0 | 0 | 0 | 0 | 0
Coal | 0 | 0 | 0 | 0 | 0 | 0
Geo | 0 | 0 | 0 | 0 | 0 | 0
H | 0 | 0 | 0 | 0 | 0 | 0
LFG | 0 | 0 | 0 | 0 | 0 | 0
Nuc | 0 | 0 | 0 | 0 | 0 | 0
PS | 0 | 0 | 0 | 0 | 0 | 0
PV | 0 | 0 | 0 | 0 | 0 | 0
PeakG | 0 | 0 | 0 | 0 | 0 | 0
PeakO | 0 | 0 | 0 | 0 | 0 | 0
ST | 0 | 0 | 0 | 0 | 0 | 0
STOG | 0 | 0 | 0 | 0 | 0 | 0
STWD | 0 | 0 | 0 | 0 | 0 | 0
WT | 0 | 0 | 0 | 0 | 0 | 0
IGCC | 0 | 0 | 0 | 0 | 0 | 0
DemandResponse | 0 | 0 | 0 | 0 | 0 | 0
IGCC-CCS | 0 | 0 | 0 | 0 | 0 | 0
WT_off | 0 | 0 | 0 | 0 | 0 | 0
PseudoUnit | 0 | 0 | 0 | 0 | 0 | 0
FixedInterchange | 0 | 0 | 0 | 0 | 0 | 0
Levelized Retrofit Capital Costs by Reporting Type: NWPP_NucRenew
ReportingType | 2015 | 2020 | 2025 | 2030 | 2035 | 2040
BM | 0 | 0 | 0 | 0 | 0 | 0
CC | 0 | 0 | 0 | 0 | 0 | 0
CSP | 0 | 0 | 0 | 0 | 0 | 0
CT | 0 | 0 | 0 | 0 | 0 | 0
Coal | 0 | 0 | 0 | 0 | 0 | 0
Geo | 0 | 0 | 0 | 0 | 0 | 0
H | 0 | 0 | 0 | 0 | 0 | 0
LFG | 0 | 0 | 0 | 0 | 0 | 0
Nuc | 0 | 0 | 0 | 0 | 0 | 0
PS | 0 | 0 | 0 | 0 | 0 | 0
PV | 0 | 0 | 0 | 0 | 0 | 0
PeakG | 0 | 0 | 0 | 0 | 0 | 0
PeakO | 0 | 0 | 0 | 0 | 0 | 0
ST | 0 | 0 | 0 | 0 | 0 | 0
STOG | 0 | 0 | 0 | 0 | 0 | 0
STWD | 0 | 0 | 0 | 0 | 0 | 0
WT | 0 | 0 | 0 | 0 | 0 | 0
IGCC | 0 | 0 | 0 | 0 | 0 | 0
DemandResponse | 0 | 0 | 0 | 0 | 0 | 0
IGCC-CCS | 0 | 0 | 0 | 0 | 0 | 0
WT_off | 0 | 0 | 0 | 0 | 0 | 0
PseudoUnit | 0 | 0 | 0 | 0 | 0 | 0
FixedInterchange | 0 | 0 | 0 | 0 | 0 | 0
Levelized Retrofit Capital Costs by Reporting Type: RMPA
ReportingType | 2015 | 2020 | 2025 | 2030 | 2035 | 2040
BM | 0 | 0 | 0 | 0 | 0 | 0
CC | 0 | 0 | 0 | 0 | 0 | 0
CSP | 0 | 0 | 0 | 0 | 0 | 0
CT | 0 | 0 | 0 | 0 | 0 | 0
Coal | 29.1 | 91.53 | 91.53 | 0 | 0 | 0
Geo | 0 | 0 | 0 | 0 | 0 | 0
H | 0 | 0 | 0 | 0 | 0 | 0
LFG | 0 | 0 | 0 | 0 | 0 | 0
Nuc | 0 | 0 | 0 | 0 | 0 | 0
PS | 0 | 0 | 0 | 0 | 0 | 0
PV | 0 | 0 | 0 | 0 | 0 | 0
PeakG | 0 | 0 | 0 | 0 | 0 | 0
PeakO | 0 | 0 | 0 | 0 | 0 | 0
ST | 0 | 0 | 0 | 0 | 0 | 0
STOG | 0 | 0 | 0 | 0 | 0 | 0
STWD | 0 | 0 | 0 | 0 | 0 | 0
WT | 0 | 0 | 0 | 0 | 0 | 0
IGCC | 0 | 0 | 0 | 0 | 0 | 0
DemandResponse | 0 | 0 | 0 | 0 | 0 | 0
IGCC-CCS | 0 | 0 | 0 | 0 | 0 | 0
WT_off | 0 | 0 | 0 | 0 | 0 | 0
PseudoUnit | 0 | 0 | 0 | 0 | 0 | 0
FixedInterchange | 0 | 0 | 0 | 0 | 0 | 0
Levelized Retrofit Capital Costs by Reporting Type: SP15
ReportingType | 2015 | 2020 | 2025 | 2030 | 2035 | 2040
BM | 0 | 0 | 0 | 0 | 0 | 0
CC | 0 | 0 | 0 | 0 | 0 | 0
CSP | 0 | 0 | 0 | 0 | 0 | 0
CT | 0 | 0 | 0 | 0 | 0 | 0
Coal | 0 | 2.92 | 2.92 | 0 | 0 | 0
Geo | 0 | 0 | 0 | 0 | 0 | 0
H | 0 | 0 | 0 | 0 | 0 | 0
LFG | 0 | 0 | 0 | 0 | 0 | 0
Nuc | 0 | 0 | 0 | 0 | 0 | 0
PS | 0 | 0 | 0 | 0 | 0 | 0
PV | 0 | 0 | 0 | 0 | 0 | 0
PeakG | 0 | 0 | 0 | 0 | 0 | 0
PeakO | 0 | 0 | 0 | 0 | 0 | 0
ST | 0 | 0 | 0 | 0 | 0 | 0
STOG | 0 | 0 | 0 | 0 | 0 | 0
STWD | 0 | 0 | 0 | 0 | 0 | 0
WT | 0 | 0 | 0 | 0 | 0 | 0
IGCC | 0 | 0 | 0 | 0 | 0 | 0
DemandResponse | 0 | 0 | 0 | 0 | 0 | 0
IGCC-CCS | 0 | 0 | 0 | 0 | 0 | 0
WT_off | 0 | 0 | 0 | 0 | 0 | 0
PseudoUnit | 0 | 0 | 0 | 0 | 0 | 0
FixedInterchange | 0 | 0 | 0 | 0 | 0 | 0
Levelized Retrofit Capital Costs by Reporting Type: ALB
ReportingType | 2015 | 2020 | 2025 | 2030 | 2035 | 2040
BM | 0 | 0 | 0 | 0 | 0 | 0
CC | 0 | 0 | 0 | 0 | 0 | 0
CSP | 0 | 0 | 0 | 0 | 0 | 0
CT | 0 | 0 | 0 | 0 | 0 | 0
Coal | 0 | 0 | 0 | 0 | 0 | 0
Geo | 0 | 0 | 0 | 0 | 0 | 0
H | 0 | 0 | 0 | 0 | 0 | 0
LFG | 0 | 0 | 0 | 0 | 0 | 0
Nuc | 0 | 0 | 0 | 0 | 0 | 0
PS | 0 | 0 | 0 | 0 | 0 | 0
PV | 0 | 0 | 0 | 0 | 0 | 0
PeakG | 0 | 0 | 0 | 0 | 0 | 0
PeakO | 0 | 0 | 0 | 0 | 0 | 0
ST | 0 | 0 | 0 | 0 | 0 | 0
STOG | 0 | 0 | 0 | 0 | 0 | 0
STWD | 0 | 0 | 0 | 0 | 0 | 0
WT | 0 | 0 | 0 | 0 | 0 | 0
IGCC | 0 | 0 | 0 | 0 | 0 | 0
DemandResponse | 0 | 0 | 0 | 0 | 0 | 0
IGCC-CCS | 0 | 0 | 0 | 0 | 0 | 0
WT_off | 0 | 0 | 0 | 0 | 0 | 0
PseudoUnit | 0 | 0 | 0 | 0 | 0 | 0
FixedInterchange | 0 | 0 | 0 | 0 | 0 | 0
Levelized Retrofit Capital Costs by Reporting Type: BC
ReportingType | 2015 | 2020 | 2025 | 2030 | 2035 | 2040
BM | 0 | 0 | 0 | 0 | 0 | 0
CC | 0 | 0 | 0 | 0 | 0 | 0
CSP | 0 | 0 | 0 | 0 | 0 | 0
CT | 0 | 0 | 0 | 0 | 0 | 0
Coal | 0 | 0 | 0 | 0 | 0 | 0
Geo | 0 | 0 | 0 | 0 | 0 | 0
H | 0 | 0 | 0 | 0 | 0 | 0
LFG | 0 | 0 | 0 | 0 | 0 | 0
Nuc | 0 | 0 | 0 | 0 | 0 | 0
PS | 0 | 0 | 0 | 0 | 0 | 0
PV | 0 | 0 | 0 | 0 | 0 | 0
PeakG | 0 | 0 | 0 | 0 | 0 | 0
PeakO | 0 | 0 | 0 | 0 | 0 | 0
ST | 0 | 0 | 0 | 0 | 0 | 0
STOG | 0 | 0 | 0 | 0 | 0 | 0
STWD | 0 | 0 | 0 | 0 | 0 | 0
WT | 0 | 0 | 0 | 0 | 0 | 0
IGCC | 0 | 0 | 0 | 0 | 0 | 0
DemandResponse | 0 | 0 | 0 | 0 | 0 | 0
IGCC-CCS | 0 | 0 | 0 | 0 | 0 | 0
WT_off | 0 | 0 | 0 | 0 | 0 | 0
PseudoUnit | 0 | 0 | 0 | 0 | 0 | 0
FixedInterchange | 0 | 0 | 0 | 0 | 0 | 0
Levelized Retrofit Capital Costs by Reporting Type: HQ_IESO
ReportingType | 2015 | 2020 | 2025 | 2030 | 2035 | 2040
BM | 0 | 0 | 0 | 0 | 0 | 0
CC | 0 | 0 | 0 | 0 | 0 | 0
CSP | 0 | 0 | 0 | 0 | 0 | 0
CT | 0 | 0 | 0 | 0 | 0 | 0
Coal | 0 | 0 | 0 | 0 | 0 | 0
Geo | 0 | 0 | 0 | 0 | 0 | 0
H | 0 | 0 | 0 | 0 | 0 | 0
LFG | 0 | 0 | 0 | 0 | 0 | 0
Nuc | 0 | 0 | 0 | 0 | 0 | 0
PS | 0 | 0 | 0 | 0 | 0 | 0
PV | 0 | 0 | 0 | 0 | 0 | 0
PeakG | 0 | 0 | 0 | 0 | 0 | 0
PeakO | 0 | 0 | 0 | 0 | 0 | 0
ST | 0 | 0 | 0 | 0 | 0 | 0
STOG | 0 | 0 | 0 | 0 | 0 | 0
STWD | 0 | 0 | 0 | 0 | 0 | 0
WT | 0 | 0 | 0 | 0 | 0 | 0
IGCC | 0 | 0 | 0 | 0 | 0 | 0
DemandResponse | 0 | 0 | 0 | 0 | 0 | 0
IGCC-CCS | 0 | 0 | 0 | 0 | 0 | 0
WT_off | 0 | 0 | 0 | 0 | 0 | 0
PseudoUnit | 0 | 0 | 0 | 0 | 0 | 0
FixedInterchange | 0 | 0 | 0 | 0 | 0 | 0
Levelized Retrofit Capital Costs by Reporting Type: HQ_NEISO
ReportingType | 2015 | 2020 | 2025 | 2030 | 2035 | 2040
BM | 0 | 0 | 0 | 0 | 0 | 0
CC | 0 | 0 | 0 | 0 | 0 | 0
CSP | 0 | 0 | 0 | 0 | 0 | 0
CT | 0 | 0 | 0 | 0 | 0 | 0
Coal | 0 | 0 | 0 | 0 | 0 | 0
Geo | 0 | 0 | 0 | 0 | 0 | 0
H | 0 | 0 | 0 | 0 | 0 | 0
LFG | 0 | 0 | 0 | 0 | 0 | 0
Nuc | 0 | 0 | 0 | 0 | 0 | 0
PS | 0 | 0 | 0 | 0 | 0 | 0
PV | 0 | 0 | 0 | 0 | 0 | 0
PeakG | 0 | 0 | 0 | 0 | 0 | 0
PeakO | 0 | 0 | 0 | 0 | 0 | 0
ST | 0 | 0 | 0 | 0 | 0 | 0
STOG | 0 | 0 | 0 | 0 | 0 | 0
STWD | 0 | 0 | 0 | 0 | 0 | 0
WT | 0 | 0 | 0 | 0 | 0 | 0
IGCC | 0 | 0 | 0 | 0 | 0 | 0
DemandResponse | 0 | 0 | 0 | 0 | 0 | 0
IGCC-CCS | 0 | 0 | 0 | 0 | 0 | 0
WT_off | 0 | 0 | 0 | 0 | 0 | 0
PseudoUnit | 0 | 0 | 0 | 0 | 0 | 0
FixedInterchange | 0 | 0 | 0 | 0 | 0 | 0
Levelized Retrofit Capital Costs by Reporting Type: HQ_NY
ReportingType | 2015 | 2020 | 2025 | 2030 | 2035 | 2040
BM | 0 | 0 | 0 | 0 | 0 | 0
CC | 0 | 0 | 0 | 0 | 0 | 0
CSP | 0 | 0 | 0 | 0 | 0 | 0
CT | 0 | 0 | 0 | 0 | 0 | 0
Coal | 0 | 0 | 0 | 0 | 0 | 0
Geo | 0 | 0 | 0 | 0 | 0 | 0
H | 0 | 0 | 0 | 0 | 0 | 0
LFG | 0 | 0 | 0 | 0 | 0 | 0
Nuc | 0 | 0 | 0 | 0 | 0 | 0
PS | 0 | 0 | 0 | 0 | 0 | 0
PV | 0 | 0 | 0 | 0 | 0 | 0
PeakG | 0 | 0 | 0 | 0 | 0 | 0
PeakO | 0 | 0 | 0 | 0 | 0 | 0
ST | 0 | 0 | 0 | 0 | 0 | 0
STOG | 0 | 0 | 0 | 0 | 0 | 0
STWD | 0 | 0 | 0 | 0 | 0 | 0
WT | 0 | 0 | 0 | 0 | 0 | 0
IGCC | 0 | 0 | 0 | 0 | 0 | 0
DemandResponse | 0 | 0 | 0 | 0 | 0 | 0
IGCC-CCS | 0 | 0 | 0 | 0 | 0 | 0
WT_off | 0 | 0 | 0 | 0 | 0 | 0
PseudoUnit | 0 | 0 | 0 | 0 | 0 | 0
FixedInterchange | 0 | 0 | 0 | 0 | 0 | 0
Levelized Retrofit Capital Costs by Reporting Type: MARITIMES
ReportingType | 2015 | 2020 | 2025 | 2030 | 2035 | 2040
BM | 0 | 0 | 0 | 0 | 0 | 0
CC | 0 | 0 | 0 | 0 | 0 | 0
CSP | 0 | 0 | 0 | 0 | 0 | 0
CT | 0 | 0 | 0 | 0 | 0 | 0
Coal | 0 | 0 | 0 | 0 | 0 | 0
Geo | 0 | 0 | 0 | 0 | 0 | 0
H | 0 | 0 | 0 | 0 | 0 | 0
LFG | 0 | 0 | 0 | 0 | 0 | 0
Nuc | 0 | 0 | 0 | 0 | 0 | 0
PS | 0 | 0 | 0 | 0 | 0 | 0
PV | 0 | 0 | 0 | 0 | 0 | 0
PeakG | 0 | 0 | 0 | 0 | 0 | 0
PeakO | 0 | 0 | 0 | 0 | 0 | 0
ST | 0 | 0 | 0 | 0 | 0 | 0
STOG | 0 | 0 | 0 | 0 | 0 | 0
STWD | 0 | 0 | 0 | 0 | 0 | 0
WT | 0 | 0 | 0 | 0 | 0 | 0
IGCC | 0 | 0 | 0 | 0 | 0 | 0
DemandResponse | 0 | 0 | 0 | 0 | 0 | 0
IGCC-CCS | 0 | 0 | 0 | 0 | 0 | 0
WT_off | 0 | 0 | 0 | 0 | 0 | 0
PseudoUnit | 0 | 0 | 0 | 0 | 0 | 0
FixedInterchange | 0 | 0 | 0 | 0 | 0 | 0
Levelized Retrofit Capital Costs by Reporting Type: All
ReportingType | 2015 | 2020 | 2025 | 2030 | 2035 | 2040
BM | 0 | 0 | 0 | 0 | 0 | 0
CC | 0 | 0 | 0 | 0 | 0 | 0
CSP | 0 | 0 | 0 | 0 | 0 | 0
CT | 0 | 0 | 0 | 0 | 0 | 0
Coal | 1184.41 | 5106.62 | 4272.95 | 0 | 0 | 0
Geo | 0 | 0 | 0 | 0 | 0 | 0
H | 0 | 0 | 0 | 0 | 0 | 0
LFG | 0 | 0 | 0 | 0 | 0 | 0
Nuc | 0 | 0 | 0 | 0 | 0 | 0
PS | 0 | 0 | 0 | 0 | 0 | 0
PV | 0 | 0 | 0 | 0 | 0 | 0
PeakG | 0 | 0 | 0 | 0 | 0 | 0
PeakO | 0 | 0 | 0 | 0 | 0 | 0
ST | 0 | 0 | 0 | 0 | 0 | 0
STOG | 0 | 0 | 0 | 0 | 0 | 0
STWD | 0 | 0 | 0 | 0 | 0 | 0
WT | 0 | 0 | 0 | 0 | 0 | 0
IGCC | 0 | 0 | 0 | 0 | 0 | 0
DemandResponse | 0 | 0 | 0 | 0 | 0 | 0
IGCC-CCS | 0 | 0 | 0 | 0 | 0 | 0
WT_off | 0 | 0 | 0 | 0 | 0 | 0
PseudoUnit | 0 | 0 | 0 | 0 | 0 | 0
FixedInterchange | 0 | 0 | 0 | 0 | 0 | 0
Levelized Retrofit Capital Costs by Reporting Type: EI_US
ReportingType | 2015 | 2020 | 2025 | 2030 | 2035 | 2040
BM | 0 | 0 | 0 | 0 | 0 | 0
CC | 0 | 0 | 0 | 0 | 0 | 0
CSP | 0 | 0 | 0 | 0 | 0 | 0
CT | 0 | 0 | 0 | 0 | 0 | 0
Coal | 1023.13 | 4444.54 | 3643.8 | 0 | 0 | 0
Geo | 0 | 0 | 0 | 0 | 0 | 0
H | 0 | 0 | 0 | 0 | 0 | 0
LFG | 0 | 0 | 0 | 0 | 0 | 0
Nuc | 0 | 0 | 0 | 0 | 0 | 0
PS | 0 | 0 | 0 | 0 | 0 | 0
PV | 0 | 0 | 0 | 0 | 0 | 0
PeakG | 0 | 0 | 0 | 0 | 0 | 0
PeakO | 0 | 0 | 0 | 0 | 0 | 0
ST | 0 | 0 | 0 | 0 | 0 | 0
STOG | 0 | 0 | 0 | 0 | 0 | 0
STWD | 0 | 0 | 0 | 0 | 0 | 0
WT | 0 | 0 | 0 | 0 | 0 | 0
IGCC | 0 | 0 | 0 | 0 | 0 | 0
DemandResponse | 0 | 0 | 0 | 0 | 0 | 0
IGCC-CCS | 0 | 0 | 0 | 0 | 0 | 0
WT_off | 0 | 0 | 0 | 0 | 0 | 0
PseudoUnit | 0 | 0 | 0 | 0 | 0 | 0
FixedInterchange | 0 | 0 | 0 | 0 | 0 | 0
Levelized Retrofit Capital Costs by Reporting Type: EI_Canada
ReportingType | 2015 | 2020 | 2025 | 2030 | 2035 | 2040
BM | 0 | 0 | 0 | 0 | 0 | 0
CC | 0 | 0 | 0 | 0 | 0 | 0
CSP | 0 | 0 | 0 | 0 | 0 | 0
CT | 0 | 0 | 0 | 0 | 0 | 0
Coal | 0 | 0 | 0 | 0 | 0 | 0
Geo | 0 | 0 | 0 | 0 | 0 | 0
H | 0 | 0 | 0 | 0 | 0 | 0
LFG | 0 | 0 | 0 | 0 | 0 | 0
Nuc | 0 | 0 | 0 | 0 | 0 | 0
PS | 0 | 0 | 0 | 0 | 0 | 0
PV | 0 | 0 | 0 | 0 | 0 | 0
PeakG | 0 | 0 | 0 | 0 | 0 | 0
PeakO | 0 | 0 | 0 | 0 | 0 | 0
ST | 0 | 0 | 0 | 0 | 0 | 0
STOG | 0 | 0 | 0 | 0 | 0 | 0
STWD | 0 | 0 | 0 | 0 | 0 | 0
WT | 0 | 0 | 0 | 0 | 0 | 0
IGCC | 0 | 0 | 0 | 0 | 0 | 0
DemandResponse | 0 | 0 | 0 | 0 | 0 | 0
IGCC-CCS | 0 | 0 | 0 | 0 | 0 | 0
WT_off | 0 | 0 | 0 | 0 | 0 | 0
PseudoUnit | 0 | 0 | 0 | 0 | 0 | 0
FixedInterchange | 0 | 0 | 0 | 0 | 0 | 0
Levelized Retrofit Capital Costs by Reporting Type: EI
ReportingType | 2015 | 2020 | 2025 | 2030 | 2035 | 2040
BM | 0 | 0 | 0 | 0 | 0 | 0
CC | 0 | 0 | 0 | 0 | 0 | 0
CSP | 0 | 0 | 0 | 0 | 0 | 0
CT | 0 | 0 | 0 | 0 | 0 | 0
Coal | 1023.13 | 4444.54 | 3643.8 | 0 | 0 | 0
Geo | 0 | 0 | 0 | 0 | 0 | 0
H | 0 | 0 | 0 | 0 | 0 | 0
LFG | 0 | 0 | 0 | 0 | 0 | 0
Nuc | 0 | 0 | 0 | 0 | 0 | 0
PS | 0 | 0 | 0 | 0 | 0 | 0
PV | 0 | 0 | 0 | 0 | 0 | 0
PeakG | 0 | 0 | 0 | 0 | 0 | 0
PeakO | 0 | 0 | 0 | 0 | 0 | 0
ST | 0 | 0 | 0 | 0 | 0 | 0
STOG | 0 | 0 | 0 | 0 | 0 | 0
STWD | 0 | 0 | 0 | 0 | 0 | 0
WT | 0 | 0 | 0 | 0 | 0 | 0
IGCC | 0 | 0 | 0 | 0 | 0 | 0
DemandResponse | 0 | 0 | 0 | 0 | 0 | 0
IGCC-CCS | 0 | 0 | 0 | 0 | 0 | 0
WT_off | 0 | 0 | 0 | 0 | 0 | 0
PseudoUnit | 0 | 0 | 0 | 0 | 0 | 0
FixedInterchange | 0 | 0 | 0 | 0 | 0 | 0
Levelized Retrofit Capital Costs by Reporting Type: Outside_EI
ReportingType | 2015 | 2020 | 2025 | 2030 | 2035 | 2040
BM | 0 | 0 | 0 | 0 | 0 | 0
CC | 0 | 0 | 0 | 0 | 0 | 0
CSP | 0 | 0 | 0 | 0 | 0 | 0
CT | 0 | 0 | 0 | 0 | 0 | 0
Coal | 161.28 | 662.08 | 629.15 | 0 | 0 | 0
Geo | 0 | 0 | 0 | 0 | 0 | 0
H | 0 | 0 | 0 | 0 | 0 | 0
LFG | 0 | 0 | 0 | 0 | 0 | 0
Nuc | 0 | 0 | 0 | 0 | 0 | 0
PS | 0 | 0 | 0 | 0 | 0 | 0
PV | 0 | 0 | 0 | 0 | 0 | 0
PeakG | 0 | 0 | 0 | 0 | 0 | 0
PeakO | 0 | 0 | 0 | 0 | 0 | 0
ST | 0 | 0 | 0 | 0 | 0 | 0
STOG | 0 | 0 | 0 | 0 | 0 | 0
STWD | 0 | 0 | 0 | 0 | 0 | 0
WT | 0 | 0 | 0 | 0 | 0 | 0
IGCC | 0 | 0 | 0 | 0 | 0 | 0
DemandResponse | 0 | 0 | 0 | 0 | 0 | 0
IGCC-CCS | 0 | 0 | 0 | 0 | 0 | 0
WT_off | 0 | 0 | 0 | 0 | 0 | 0
PseudoUnit | 0 | 0 | 0 | 0 | 0 | 0
FixedInterchange | 0 | 0 | 0 | 0 | 0 | 0
#14 | Total Costs ($million)
Total Costs by Reporting Type: Entergy
ReportingType | 2015 | 2020 | 2025 | 2030 | 2035 | 2040
BM | 0 | 0 | 0 | 0 | 0 | 0
CC | 2934.62 | 3490.03 | 1712.67 | 1166.18 | 1558.79 | 1827.82
CSP | 0 | 0 | 0 | 0 | 0 | 0
CT | 0 | 0 | 0 | 18.66 | 32.21 | 179.07
Coal | 2424.56 | 2844.26 | 2668.66 | 2273.28 | 2720.91 | 3081.43
Geo | 0 | 0 | 0 | 0 | 0 | 0
H | 10.6 | 10.6 | 10.6 | 10.6 | 10.6 | 10.6
LFG | 0.97 | 0.97 | 0.97 | 43.07 | 43.07 | 43.07
Nuc | 1262.64 | 1285.77 | 1294.03 | 1301.93 | 1099.75 | 1464.17
PS | 1.4 | 1.4 | 1.4 | 1.4 | 1.4 | 1.4
PV | 0.15 | 31.17 | 46.75 | 48.25 | 49.78 | 21
PeakG | 47.54 | 70.22 | 49.29 | 63.1 | 67 | 67
PeakO | 4.42 | 5.87 | 5.08 | 5.22 | 5.22 | 5.22
ST | 0 | 0 | 0 | 0 | 0 | 0
STOG | 255.36 | 295.69 | 268.37 | 273.58 | 285.35 | 299.16
STWD | 6.6 | 20.48 | 18.73 | 25.48 | 25.48 | 27.16
WT | 3.67 | 3.67 | 3.67 | 32.01 | 32.01 | 32.01
IGCC | 0 | 0 | 0 | 0 | 0 | 0
DemandResponse | 0 | 0 | 0 | 0 | 0 | 0
IGCC-CCS | 0 | 0 | 0 | 0 | 0 | 0
WT_off | 0 | 0 | 0 | 0 | 0 | 0
PseudoUnit | 0 | 0 | 0 | 0 | 0 | 0
FixedInterchange | 0 | 0 | 0 | 0 | 0 | 0
Total Costs by Reporting Type: FRCC
ReportingType | 2015 | 2020 | 2025 | 2030 | 2035 | 2040
BM | 0 | 0 | 0 | 0 | 0 | 0
CC | 7411.32 | 9027.94 | 9752.18 | 10286.27 | 14811.49 | 18246.66
CSP | 0 | 0 | 0 | 0 | 0 | 0
CT | 251.79 | 285.46 | 289.17 | 254.56 | 104.19 | 106
Coal | 3020.54 | 3007.66 | 3094.15 | 3152.45 | 3255.74 | 3335.49
Geo | 0 | 0 | 0 | 0 | 0 | 0
H | 0.78 | 0.78 | 0.78 | 0.78 | 0.78 | 0.78
LFG | 58.68 | 58.68 | 137.08 | 137.08 | 137.08 | 137.08
Nuc | 960.37 | 1000.19 | 984.15 | 990.13 | 1182.7 | 448.91
PS | 0 | 0 | 0 | 0 | 0 | 0
PV | 0.75 | 0.75 | 0.75 | 0.75 | 0.75 | 0.75
PeakG | 181.87 | 262.65 | 233.32 | 265.19 | 253.02 | 248.77
PeakO | 64.61 | 83.43 | 68.43 | 68.43 | 68.43 | 68.43
ST | 0 | 0 | 0 | 0 | 0 | 0
STOG | 389.18 | 374.1 | 351.76 | 356.16 | 376.37 | 377.08
STWD | 6.25 | 111.9 | 110.46 | 110.46 | 110.46 | 110.46
WT | 0 | 0 | 0 | 0 | 0 | 0
IGCC | 0 | 0 | 0 | 0 | 0 | 0
DemandResponse | 0 | 0 | 0 | 0 | 0 | 0
IGCC-CCS | 0 | 0 | 0 | 0 | 0 | 0
WT_off | 0 | 0 | 0 | 0 | 0 | 0
PseudoUnit | 0 | 0 | 0 | 0 | 0 | 0
FixedInterchange | 0 | 0 | 0 | 0 | 0 | 0
Total Costs by Reporting Type: MAPP_US
ReportingType | 2015 | 2020 | 2025 | 2030 | 2035 | 2040
BM | 0 | 0 | 0 | 0 | 0 | 0
CC | 18.88 | 18.2 | 16.42 | 13.24 | 18.41 | 21.19
CSP | 0 | 0 | 0 | 0 | 0 | 0
CT | 27.96 | 27.96 | 27.96 | 27.26 | 12.7 | 54.93
Coal | 719.34 | 627.45 | 604.17 | 492.62 | 591.96 | 649.65
Geo | 3.95 | 3.95 | 3.95 | 3.95 | 3.95 | 3.95
H | 31.14 | 31.14 | 31.14 | 31.14 | 31.14 | 31.14
LFG | 0.24 | 0.24 | 0.24 | 28.15 | 28.15 | 28.15
Nuc | 0.01 | 0.01 | 0.01 | 0.01 | 0.01 | 0.01
PS | 0 | 0 | 0 | 0 | 0 | 0
PV | 0 | 0 | 0 | 0 | 0 | 0
PeakG | 12.89 | 19.67 | 14.29 | 16.07 | 17.04 | 17.04
PeakO | 1.72 | 2.85 | 2.29 | 2.29 | 2.29 | 2.29
ST | 0 | 0 | 0 | 0 | 0 | 0
STOG | 0 | 0 | 0 | 0 | 0 | 0
STWD | 0 | 0 | 0 | 0 | 0 | 0
WT | 178.2 | 598.75 | 598.75 | 1672.64 | 3081.85 | 2699.94
IGCC | 0 | 0 | 0 | 0 | 0 | 0
DemandResponse | 0 | 0 | 0 | 0 | 0 | 0
IGCC-CCS | 0 | 0 | 0 | 0 | 0 | 0
WT_off | 0 | 0 | 0 | 0 | 0 | 0
PseudoUnit | 0 | 0 | 0 | 0 | 0 | 0
FixedInterchange | 0 | 0 | 0 | 0 | 0 | 0
Total Costs by Reporting Type: MISO_IN
ReportingType | 2015 | 2020 | 2025 | 2030 | 2035 | 2040
BM | 0 | 0 | 0 | 0 | 0 | 0
CC | 194.6 | 333.63 | 216.38 | 115.49 | 191.01 | 146.03
CSP | 0 | 0 | 0 | 0 | 0 | 0
CT | 0 | 0 | 0 | 0 | 0 | 0
Coal | 3681.82 | 4154.86 | 4171.49 | 3970.78 | 4453.14 | 4784.19
Geo | 0 | 0 | 0 | 0 | 0 | 0
H | 1.07 | 1.07 | 1.07 | 1.07 | 1.07 | 1.07
LFG | 4.47 | 4.47 | 36.74 | 36.74 | 36.74 | 36.74
Nuc | 0.01 | 0.01 | 0.01 | 0.01 | 0.01 | 0.01
PS | 0 | 0 | 0 | 0 | 0 | 0
PV | 0 | 118.69 | 186.91 | 186.91 | 192.3 | 83.8
PeakG | 53.32 | 78.61 | 55.7 | 73.39 | 73.39 | 73.39
PeakO | 10.59 | 13.5 | 10.82 | 10.82 | 10.82 | 10.82
ST | 0 | 0 | 0 | 0 | 0 | 0
STOG | 13.82 | 17.7 | 19.06 | 14.33 | 16.5 | 17.03
STWD | 0 | 0 | 0 | 0 | 0 | 0
WT | 18.33 | 18.33 | 18.33 | 18.33 | 18.33 | 18.33
IGCC | 366.8 | 367.01 | 367 | 368.4 | 370.69 | 375.51
DemandResponse | 0 | 0 | 0 | 0 | 0 | 0
IGCC-CCS | 0 | 0 | 0 | 0 | 0 | 0
WT_off | 0 | 0 | 0 | 0 | 0 | 0
PseudoUnit | 0 | 0 | 0 | 0 | 0 | 0
FixedInterchange | 0 | 0 | 0 | 0 | 0 | 0
Total Costs by Reporting Type: MISO_MI
ReportingType | 2015 | 2020 | 2025 | 2030 | 2035 | 2040
BM | 0 | 0 | 0 | 0 | 0 | 0
CC | 513.86 | 787.86 | 538.97 | 343.4 | 474.17 | 515.58
CSP | 0 | 0 | 0 | 0 | 0 | 0
CT | 0 | 0 | 0 | 0 | 0 | 0
Coal | 2214.5 | 2275.49 | 2192.14 | 1892.82 | 2134.89 | 2223.85
Geo | 0 | 0 | 0 | 0 | 0 | 0
H | 2.01 | 2.01 | 2.01 | 2.01 | 2.01 | 2.01
LFG | 19.68 | 42.22 | 86.16 | 86.16 | 86.16 | 70.17
Nuc | 449.71 | 452.56 | 461.47 | 464.43 | 273.15 | 529.13
PS | 44.44 | 44.44 | 44.44 | 44.44 | 44.44 | 44.44
PV | 0 | 0 | 0 | 0 | 0 | 0
PeakG | 62.98 | 93.86 | 73.71 | 85.63 | 85.63 | 85.63
PeakO | 15.67 | 19.97 | 16.01 | 16.01 | 16.01 | 16.01
ST | 0 | 0 | 0 | 0 | 0 | 0
STOG | 144.39 | 180.06 | 160.97 | 146.08 | 167.95 | 129.33
STWD | 21.26 | 96.67 | 95.46 | 95.46 | 95.46 | 95.46
WT | 642 | 734.63 | 734.63 | 777.15 | 243.12 | 207.82
IGCC | 0 | 0 | 0 | 0 | 0 | 0
DemandResponse | 0 | 0 | 0 | 0 | 0 | 0
IGCC-CCS | 0 | 0 | 0 | 0 | 0 | 0
WT_off | 0 | 0 | 0 | 0 | 0 | 0
PseudoUnit | 0 | 0 | 0 | 0 | 0 | 0
FixedInterchange | 0 | 0 | 0 | 0 | 0 | 0
Total Costs by Reporting Type: MISO_MO-IL
ReportingType | 2015 | 2020 | 2025 | 2030 | 2035 | 2040
BM | 0 | 0 | 0 | 0 | 0 | 0
CC | 129.36 | 221.66 | 107.47 | 70.73 | 101.39 | 109.33
CSP | 0 | 0 | 0 | 0 | 0 | 0
CT | 0 | 0 | 0 | 0 | 0 | 0
Coal | 4135.31 | 4107.79 | 3974.01 | 3750.05 | 4326.47 | 4581.91
Geo | 0 | 0 | 0 | 0 | 0 | 0
H | 5.01 | 106.17 | 106.17 | 106.17 | 106.17 | 106.17
LFG | 2.17 | 2.17 | 94.6 | 94.6 | 94.6 | 94.6
Nuc | 493.74 | 512.79 | 521.93 | 524.97 | 524.97 | 524.97
PS | 10.45 | 10.45 | 10.45 | 10.45 | 10.45 | 10.45
PV | 0 | 0 | 0 | 0 | 0 | 0
PeakG | 85.97 | 123.55 | 90.04 | 103.92 | 110.46 | 110.46
PeakO | 21.48 | 28.65 | 22.96 | 22.96 | 22.96 | 22.96
ST | 0 | 0 | 0 | 0 | 0 | 0
STOG | 29.25 | 37.45 | 27.58 | 26.76 | 26.39 | 26.39
STWD | 0 | 0 | 0 | 0 | 0 | 0
WT | 109.19 | 109.19 | 109.19 | 109.19 | 21.38 | 21.38
IGCC | 0 | 0 | 0 | 0 | 0 | 0
DemandResponse | 0 | 0 | 0 | 0 | 0 | 0
IGCC-CCS | 0 | 0 | 0 | 0 | 0 | 0
WT_off | 0 | 0 | 0 | 0 | 0 | 0
PseudoUnit | 0 | 0 | 0 | 0 | 0 | 0
FixedInterchange | 0 | 0 | 0 | 0 | 0 | 0
Total Costs by Reporting Type: MISO_W
ReportingType | 2015 | 2020 | 2025 | 2030 | 2035 | 2040
BM | 0 | 0 | 0 | 0 | 0 | 0
CC | 439.99 | 589.86 | 248.41 | 182.81 | 263.91 | 286.24
CSP | 0 | 0 | 0 | 0 | 0 | 0
CT | 0 | 0 | 0 | 0 | 0 | 0
Coal | 3236.91 | 3274.45 | 3274.18 | 2770.06 | 3153.66 | 3396.36
Geo | 0 | 0 | 0 | 0 | 0 | 0
H | 7.08 | 7.08 | 7.08 | 7.08 | 7.08 | 7.08
LFG | 24.75 | 24.75 | 54.27 | 54.27 | 54.27 | 54.27
Nuc | 539.99 | 543.1 | 552.83 | 814.83 | 0.05 | 0.05
PS | 0 | 0 | 0 | 0 | 0 | 0
PV | 0 | 0 | 0 | 0 | 0 | 0
PeakG | 94.65 | 129.34 | 90.78 | 105.17 | 108.71 | 108.71
PeakO | 56.38 | 79.08 | 64.57 | 64.57 | 64.57 | 64.57
ST | 0 | 0 | 0 | 0 | 0 | 0
STOG | 7.82 | 9.23 | 7.71 | 7.67 | 7.67 | 7.67
STWD | 10.03 | 180.6 | 72.51 | 96.26 | 72.51 | 56.36
WT | 1122.01 | 1122.01 | 2328.66 | 2244.71 | 1475.79 | 1475.79
IGCC | 0 | 0 | 0 | 0 | 0 | 0
DemandResponse | 0 | 0 | 0 | 0 | 0 | 0
IGCC-CCS | 0 | 0 | 0 | 0 | 0 | 0
WT_off | 0 | 0 | 0 | 0 | 0 | 0
PseudoUnit | 0 | 0 | 0 | 0 | 0 | 0
FixedInterchange | 0 | 0 | 0 | 0 | 0 | 0
Total Costs by Reporting Type: MISO_WUMS
ReportingType | 2015 | 2020 | 2025 | 2030 | 2035 | 2040
BM | 0 | 0 | 0 | 0 | 0 | 0
CC | 585.83 | 784.62 | 512.59 | 314.57 | 390.75 | 403.84
CSP | 0 | 0 | 0 | 0 | 0 | 0
CT | 0 | 623.63 | 847.46 | 1435.01 | 2520.34 | 2400.46
Coal | 1695.1 | 1641.62 | 1507.45 | 1393.75 | 1685.6 | 1778.74
Geo | 0 | 0 | 0 | 0 | 0 | 0
H | 4.79 | 5.15 | 5.15 | 5.15 | 5.15 | 5.15
LFG | 8.57 | 8.57 | 97.64 | 97.64 | 97.64 | 97.64
Nuc | 419.03 | 444.73 | 429.21 | 737.97 | 0.05 | 0.05
PS | 0 | 0 | 0 | 0 | 0 | 0
PV | 0 | 0 | 0 | 0 | 0 | 0
PeakG | 60.49 | 87.69 | 66.91 | 77.65 | 77.65 | 77.65
PeakO | 13.52 | 17.78 | 14.69 | 14.69 | 14.69 | 14.69
ST | 0 | 0 | 0 | 0 | 0 | 0
STOG | 13.34 | 15.78 | 13.39 | 13.39 | 13.39 | 13.39
STWD | 3.37 | 58.74 | 11.36 | 11.67 | 26.56 | 36.75
WT | 317.4 | 317.4 | 317.4 | 317.4 | 46.41 | 46.41
IGCC | 0 | 0 | 0 | 0 | 0 | 0
DemandResponse | 0 | 0 | 0 | 0 | 0 | 0
IGCC-CCS | 0 | 0 | 0 | 0 | 0 | 0
WT_off | 0 | 0 | 0 | 0 | 0 | 0
PseudoUnit | 0 | 0 | 0 | 0 | 0 | 0
FixedInterchange | 0 | 0 | 0 | 0 | 0 | 0
Total Costs by Reporting Type: Nebraska
ReportingType | 2015 | 2020 | 2025 | 2030 | 2035 | 2040
BM | 0 | 0 | 0 | 0 | 0 | 0
CC | 36.47 | 29.44 | 21.72 | 17.33 | 20.07 | 21.56
CSP | 0 | 0 | 0 | 0 | 0 | 0
CT | 0 | 0 | 0 | 0 | 0 | 0
Coal | 926.96 | 1151.19 | 867.37 | 699.97 | 733 | 816
Geo | 0 | 0 | 0 | 0 | 0 | 0
H | 2.38 | 2.38 | 2.38 | 2.38 | 2.38 | 2.38
LFG | 0.72 | 0.72 | 0.72 | 29.16 | 29.16 | 29.16
Nuc | 289.1 | 306.81 | 296.14 | 364.84 | 0.11 | 0.11
PS | 0 | 0 | 0 | 0 | 0 | 0
PV | 0 | 0 | 0 | 0 | 0 | 0
PeakG | 24.15 | 37.72 | 31.37 | 31.37 | 31.37 | 31.37
PeakO | 9.57 | 12.19 | 9.77 | 9.77 | 9.77 | 9.77
ST | 0 | 0 | 0 | 0 | 0 | 0
STOG | 0 | 0 | 0 | 0 | 0 | 0
STWD | 0 | 0 | 0 | 0 | 0 | 0
WT | 69.96 | 8473.09 | 14750.97 | 19454.93 | 20345.18 | 15477.68
IGCC | 0 | 0 | 0 | 0 | 0 | 0
DemandResponse | 0 | 0 | 0 | 0 | 0 | 0
IGCC-CCS | 0 | 0 | 0 | 0 | 0 | 0
WT_off | 0 | 0 | 0 | 0 | 0 | 0
PseudoUnit | 0 | 0 | 0 | 0 | 0 | 0
FixedInterchange | 0 | 0 | 0 | 0 | 0 | 0
Total Costs by Reporting Type: NEISO
ReportingType | 2015 | 2020 | 2025 | 2030 | 2035 | 2040
BM | 310.13 | 248.23 | 194.62 | 194.62 | 201.3 | 201.3
CC | 2235.72 | 2174.84 | 1941.36 | 1640.71 | 2674.62 | 3136.74
CSP | 0 | 0 | 0 | 0 | 0 | 0
CT | 32.42 | 32.87 | 32.42 | 31.31 | 4.32 | 6.53
Coal | 57.55 | 29.15 | 0 | 0 | 0 | 0
Geo | 0 | 0 | 0 | 0 | 0 | 0
H | 46.4 | 47.49 | 47.49 | 47.49 | 47.49 | 47.49
LFG | 84.95 | 84.95 | 113.53 | 113.53 | 98.81 | 98.81
Nuc | 1055.43 | 1120.79 | 1080.11 | 1086.32 | 784.86 | 1150.98
PS | 39.74 | 39.74 | 39.74 | 39.74 | 39.74 | 39.74
PV | 0.03 | 169.7 | 170.42 | 170.42 | 170.42 | 6.18
PeakG | 21.69 | 31.73 | 22.52 | 24.24 | 41.39 | 54.79
PeakO | 1.29 | 0 | 0 | 0 | 0 | 0
ST | 0 | 0 | 0 | 0 | 0 | 0
STOG | 0 | 0 | 0 | 0 | 0 | 0
STWD | 367.79 | 372.7 | 212.92 | 216.33 | 259.77 | 274.37
WT | 82.29 | 556.11 | 1127.45 | 1382.9 | 1471.35 | 1039.95
IGCC | 0 | 0 | 0 | 0 | 0 | 0
DemandResponse | 0 | 0 | 0 | 0 | 0 | 0
IGCC-CCS | 0 | 0 | 0 | 0 | 0 | 0
WT_off | 347.5 | 347.5 | 347.5 | 347.5 | 0 | 0
PseudoUnit | 0 | 0 | 0 | 0 | 0 | 0
FixedInterchange | 0 | 0 | 0 | 0 | 0 | 0
Total Costs by Reporting Type: NonRTO_Midwest
ReportingType | 2015 | 2020 | 2025 | 2030 | 2035 | 2040
BM | 0 | 0 | 0 | 0 | 0 | 0
CC | 0 | 98.43 | 101.33 | 96.66 | 101.92 | 174.97
CSP | 0 | 0 | 0 | 0 | 0 | 0
CT | 0 | 3.18 | 3.2 | 3 | 3.27 | 0.8
Coal | 2665.61 | 2912.54 | 2807.21 | 2778.37 | 2965.79 | 3232.98
Geo | 0 | 0 | 0 | 0 | 0 | 0
H | 2.04 | 2.04 | 258.59 | 258.59 | 258.59 | 258.59
LFG | 1.69 | 1.69 | 64.46 | 64.46 | 64.46 | 64.46
Nuc | 0.01 | 0.01 | 0.01 | 0.01 | 0.01 | 0.01
PS | 0 | 0 | 0 | 0 | 0 | 0
PV | 0 | 0 | 0 | 0 | 0 | 0
PeakG | 60.97 | 89.92 | 65.32 | 73.24 | 82.89 | 80.61
PeakO | 0.35 | 0.45 | 0.36 | 0.36 | 0.36 | 0.36
ST | 0 | 0 | 0 | 0 | 0 | 0
STOG | 0 | 0 | 0 | 0 | 0 | 0
STWD | 0 | 0 | 0 | 0 | 0 | 0
WT | 2.26 | 2.26 | 2.26 | 2.26 | 2.26 | 2.26
IGCC | 0 | 0 | 0 | 0 | 0 | 0
DemandResponse | 0 | 0 | 0 | 0 | 0 | 0
IGCC-CCS | 0 | 0 | 0 | 0 | 0 | 0
WT_off | 0 | 0 | 0 | 0 | 0 | 0
PseudoUnit | 0 | 0 | 0 | 0 | 0 | 0
FixedInterchange | 0 | 0 | 0 | 0 | 0 | 0
Total Costs by Reporting Type: NYISO_A-F
ReportingType | 2015 | 2020 | 2025 | 2030 | 2035 | 2040
BM | 0 | 0 | 0 | 0 | 0 | 0
CC | 511.31 | 633.44 | 608.28 | 563.93 | 899.18 | 907.05
CSP | 0 | 0 | 0 | 0 | 0 | 0
CT | 0 | 0 | 0 | 0 | 0 | 0
Coal | 0 | 0 | 0 | 0 | 0 | 0
Geo | 0 | 0 | 0 | 0 | 0 | 0
H | 62.6 | 62.6 | 62.6 | 62.6 | 62.6 | 62.6
LFG | 22.7 | 22.7 | 22.7 | 50.15 | 48.28 | 48.28
Nuc | 769.17 | 792.88 | 787.44 | 645.82 | 746.25 | 695.88
PS | 33.52 | 33.52 | 33.52 | 33.52 | 33.52 | 33.52
PV | 0 | 0 | 0 | 0 | 0 | 0
PeakG | 3.89 | 5.95 | 5.72 | 5.43 | 6.7 | 8.13
PeakO | 1.14 | 1.46 | 1.17 | 1.17 | 1.17 | 1.17
ST | 0 | 0 | 0 | 0 | 0 | 0
STOG | 0 | 0 | 0 | 0 | 0 | 0
STWD | 2.76 | 4.81 | 4.17 | 19.62 | 15.49 | 15.49
WT | 818.73 | 1033.38 | 1033.38 | 1033.38 | 328.19 | 133.48
IGCC | 0 | 0 | 0 | 0 | 0 | 0
DemandResponse | 0 | 0 | 0 | 0 | 0 | 0
IGCC-CCS | 0 | 0 | 0 | 0 | 0 | 0
WT_off | 0 | 0 | 0 | 0 | 0 | 0
PseudoUnit | 0 | 0 | 0 | 0 | 0 | 0
FixedInterchange | 0 | 0 | 0 | 0 | 0 | 0
Total Costs by Reporting Type: NYISO_G-I
ReportingType | 2015 | 2020 | 2025 | 2030 | 2035 | 2040
BM | 0 | 0 | 0 | 0 | 0 | 0
CC | 183.37 | 310.11 | 255.54 | 226.11 | 392.52 | 1117.98
CSP | 0 | 0 | 0 | 0 | 0 | 0
CT | 0 | 0 | 0 | 0 | 0 | 0
Coal | 0 | 0 | 0 | 0 | 0 | 0
Geo | 0 | 0 | 0 | 0 | 0 | 0
H | 0.46 | 0.46 | 0.46 | 0.46 | 0.46 | 0.46
LFG | 7.73 | 7.73 | 7.85 | 37.77 | 37.77 | 37.77
Nuc | 466.19 | 495 | 477.19 | 479.96 | 543.55 | 0.21
PS | 0 | 0 | 0 | 0 | 0 | 0
PV | 0 | 0 | 0 | 0 | 0 | 0
PeakG | 1.52 | 2.04 | 1.56 | 1.56 | 1.57 | 1.58
PeakO | 2.55 | 3.25 | 2.61 | 2.61 | 2.61 | 2.61
ST | 0 | 0 | 0 | 0 | 0 | 0
STOG | 0 | 0 | 0 | 0 | 0 | 0
STWD | 0 | 0 | 0 | 0 | 0 | 0
WT | 0 | 18.15 | 18.15 | 18.15 | 18.15 | 1.69
IGCC | 0 | 0 | 0 | 0 | 0 | 0
DemandResponse | 0 | 0 | 0 | 0 | 0 | 0
IGCC-CCS | 0 | 0 | 0 | 0 | 0 | 0
WT_off | 0 | 0 | 0 | 0 | 0 | 0
PseudoUnit | 0 | 0 | 0 | 0 | 0 | 0
FixedInterchange | 0 | 0 | 0 | 0 | 0 | 0
Total Costs by Reporting Type: NYISO_J-K
ReportingType | 2015 | 2020 | 2025 | 2030 | 2035 | 2040
BM | 0 | 0 | 0 | 0 | 0 | 0
CC | 1170.12 | 1376 | 1276.46 | 1341.11 | 1601.19 | 1657.27
CSP | 0 | 0 | 0 | 0 | 0 | 0
CT | 0 | 0 | 0 | 26.46 | 338.08 | 571.01
Coal | 0 | 0 | 0 | 0 | 0 | 0
Geo | 0 | 0 | 0 | 0 | 0 | 0
H | 0 | 0 | 0 | 0 | 0 | 0
LFG | 14.97 | 14.97 | 14.97 | 50.65 | 50.65 | 50.65
Nuc | 0.01 | 0.01 | 0.01 | 0.01 | 0.01 | 0.01
PS | 0 | 0 | 0 | 0 | 0 | 0
PV | 23.8 | 23.8 | 23.8 | 23.8 | 0 | 0
PeakG | 57.55 | 93.98 | 73.95 | 80.37 | 103.76 | 106.19
PeakO | 61.69 | 79.16 | 63.78 | 65.02 | 65.02 | 65.02
ST | 0 | 0 | 0 | 0 | 0 | 0
STOG | 217.93 | 284.16 | 272.37 | 235.74 | 280.01 | 286.62
STWD | 0 | 0 | 0 | 0 | 0 | 0
WT | 0 | 0 | 0 | 0 | 0 | 0
IGCC | 0 | 0 | 0 | 0 | 0 | 0
DemandResponse | 0 | 0 | 0 | 0 | 0 | 0
IGCC-CCS | 0 | 0 | 0 | 0 | 0 | 0
WT_off | 0 | 0 | 0 | 0 | 0 | 0
PseudoUnit | 0 | 0 | 0 | 0 | 0 | 0
FixedInterchange | 0 | 0 | 0 | 0 | 0 | 0
Total Costs by Reporting Type: PJM_E
ReportingType | 2015 | 2020 | 2025 | 2030 | 2035 | 2040
BM | 18.01 | 37.62 | 37.62 | 37.62 | 37.62 | 37.62
CC | 1926.94 | 2790.88 | 2707.48 | 2240.63 | 3240.18 | 2614.78
CSP | 0 | 0 | 0 | 0 | 0 | 0
CT | 2.46 | 2.51 | 2.51 | 0.36 | 659.33 | 686.92
Coal | 89.52 | 38.45 | 15.97 | 16.12 | 17.52 | 17.84
Geo | 0 | 0 | 0 | 0 | 0 | 0
H | 3.85 | 3.85 | 3.85 | 3.85 | 3.85 | 3.85
LFG | 59.84 | 117.68 | 117.68 | 114.73 | 114.73 | 73.06
Nuc | 1960.16 | 1864.06 | 1862.64 | 1873.72 | 1345.93 | 2395.82
PS | 9.5 | 9.5 | 9.5 | 9.5 | 9.5 | 9.5
PV | 15.87 | 15.87 | 15.87 | 15.87 | 0.75 | 0.75
PeakG | 76.61 | 111.4 | 105.89 | 113.15 | 159.06 | 163.4
PeakO | 75.92 | 100.78 | 82.41 | 82.41 | 82.41 | 82.41
ST | 0 | 0 | 0 | 0 | 0 | 0
STOG | 130.7 | 165.98 | 147.86 | 148.97 | 183.11 | 187.89
STWD | 0 | 0 | 0 | 0 | 0 | 0
WT | 377.36 | 377.36 | 377.36 | 377.36 | 32.65 | 32.65
IGCC | 0 | 0 | 0 | 0 | 0 | 0
DemandResponse | 0 | 0 | 0 | 0 | 0 | 0
IGCC-CCS | 0 | 0 | 0 | 0 | 0 | 0
WT_off | 0 | 0 | 682.87 | 682.87 | 682.87 | 682.87
PseudoUnit | 0 | 0 | 0 | 0 | 0 | 0
FixedInterchange | 0 | 0 | 0 | 0 | 0 | 0
Total Costs by Reporting Type: PJM_ROM
ReportingType | 2015 | 2020 | 2025 | 2030 | 2035 | 2040
BM | 9.93 | 21.69 | 21.69 | 21.69 | 21.69 | 21.69
CC | 858.59 | 1306.65 | 1249.75 | 1056.35 | 5264.72 | 11227.57
CSP | 0 | 0 | 0 | 0 | 0 | 0
CT | 1.52 | 1.54 | 1.61 | 1.62 | 0.54 | 0.57
Coal | 2190.78 | 2590.45 | 2688.6 | 2789.8 | 2858.52 | 2965.56
Geo | 0 | 0 | 0 | 0 | 0 | 0
H | 19.83 | 44.9 | 254.2 | 254.2 | 254.2 | 254.2
LFG | 48.61 | 156.17 | 156.17 | 153.97 | 150.67 | 75.37
Nuc | 1163.94 | 1194.41 | 1192.35 | 1199.5 | 963.59 | 1283.24
PS | 35.92 | 35.92 | 35.92 | 35.92 | 35.92 | 35.92
PV | 0.06 | 699.41 | 1105.59 | 1215.62 | 1259.16 | 635.45
PeakG | 30.83 | 47.83 | 44.62 | 44.73 | 52.55 | 64.13
PeakO | 45.95 | 58.57 | 46.94 | 46.94 | 46.94 | 46.94
ST | 0 | 0 | 0 | 0 | 0 | 0
STOG | 192.18 | 256.23 | 233.45 | 236.19 | 244.7 | 298.17
STWD | 28.91 | 39.07 | 38.55 | 38.55 | 38.55 | 38.55
WT | 177.31 | 406.02 | 2099.57 | 2083.39 | 1977.94 | 1770.31
IGCC | 0 | 0 | 0 | 0 | 0 | 0
DemandResponse | 0 | 0 | 0 | 0 | 0 | 0
IGCC-CCS | 0 | 0 | 0 | 0 | 0 | 0
WT_off | 0 | 0 | 0 | 0 | 0 | 0
PseudoUnit | 0 | 0 | 0 | 0 | 0 | 0
FixedInterchange | 0 | 0 | 0 | 0 | 0 | 0
Total Costs by Reporting Type: PJM_ROR
ReportingType | 2015 | 2020 | 2025 | 2030 | 2035 | 2040
BM | 204.46 | 462.78 | 422.52 | 462.78 | 422.52 | 209.41
CC | 3119.99 | 3334.29 | 3171.38 | 2236.97 | 2517.75 | 2146.41
CSP | 0 | 0 | 0 | 0 | 0 | 0
CT | 2.76 | 2.94 | 2.96 | 2.8 | 0.42 | 0.44
Coal | 14327.01 | 12564.41 | 12690.61 | 12727.8 | 13461.92 | 14215.95
Geo | 0 | 0 | 0 | 0 | 0 | 0
H | 26.17 | 207.89 | 207.89 | 207.89 | 207.89 | 207.89
LFG | 81.66 | 191.43 | 286.77 | 278.85 | 270.3 | 193.78
Nuc | 4607.58 | 4731.16 | 4718.65 | 4541.22 | 3528.56 | 5329.49
PS | 73.14 | 73.14 | 73.14 | 73.14 | 73.14 | 73.14
PV | 0.35 | 0.35 | 0.35 | 0.35 | 0.35 | 0.35
PeakG | 407.79 | 578.33 | 438.56 | 536.86 | 557.76 | 544.88
PeakO | 48.69 | 65.15 | 52.22 | 52.22 | 52.22 | 52.22
ST | 0 | 0 | 0 | 0 | 0 | 0
STOG | 131.83 | 151.54 | 138.43 | 141.24 | 147.04 | 153.86
STWD | 12.43 | 114.87 | 113.43 | 113.43 | 113.43 | 113.43
WT | 2657.01 | 2713.58 | 2713.58 | 2181.22 | 1359.32 | 2059.59
IGCC | 0 | 0 | 0 | 0 | 0 | 0
DemandResponse | 0 | 0 | 0 | 0 | 0 | 0
IGCC-CCS | 0 | 0 | 0 | 0 | 0 | 0
WT_off | 0 | 0 | 0 | 0 | 0 | 0
PseudoUnit | 0 | 0 | 0 | 0 | 0 | 0
FixedInterchange | 0 | 0 | 0 | 0 | 0 | 0
Total Costs by Reporting Type: SOCO
ReportingType | 2015 | 2020 | 2025 | 2030 | 2035 | 2040
BM | 26.53 | 29.96 | 29.96 | 40.24 | 39.54 | 37.26
CC | 5633.53 | 6068.89 | 5988.08 | 5361.61 | 5803.55 | 5371.57
CSP | 0 | 0 | 0 | 0 | 0 | 0
CT | 0 | 0 | 0 | 0 | 0 | 0
Coal | 4850.97 | 5328.75 | 5380.51 | 5628.36 | 6104.64 | 10175.05
Geo | 0 | 0 | 0 | 0 | 0 | 0
H | 59.74 | 59.74 | 59.74 | 59.74 | 59.74 | 59.74
LFG | 4.47 | 4.47 | 46.08 | 46.08 | 46.08 | 46.08
Nuc | 1355.07 | 2993.98 | 3028.43 | 3039.86 | 3039.86 | 2945.91
PS | 39.76 | 39.76 | 39.76 | 39.76 | 39.76 | 39.76
PV | 0 | 0 | 0 | 0 | 0 | 0
PeakG | 229.6 | 351.14 | 273.21 | 338.78 | 380.43 | 405.7
PeakO | 0 | 0 | 0 | 0 | 0 | 0
ST | 0 | 0 | 0 | 0 | 0 | 0
STOG | 0 | 0 | 0 | 0 | 0 | 0
STWD | 21.41 | 86.49 | 86.72 | 252.47 | 270.12 | 228.49
WT | 0 | 0 | 0 | 0 | 0 | 0
IGCC | 0 | 0 | 0 | 0 | 0 | 0
DemandResponse | 0 | 0 | 0 | 0 | 0 | 0
IGCC-CCS | 0 | 0 | 0 | 0 | 0 | 0
WT_off | 0 | 0 | 0 | 0 | 0 | 0
PseudoUnit | 0 | 0 | 0 | 0 | 0 | 0
FixedInterchange | 0 | 0 | 0 | 0 | 0 | 0
Total Costs by Reporting Type: SPP_N
ReportingType | 2015 | 2020 | 2025 | 2030 | 2035 | 2040
BM | 0 | 0 | 0 | 0 | 0 | 0
CC | 326.28 | 118.25 | 82.71 | 70.73 | 100.22 | 106.38
CSP | 0 | 0 | 0 | 0 | 0 | 0
CT | 0 | 0 | 0 | 0 | 0 | 11.23
Coal | 2185.61 | 2187.32 | 1832.87 | 1285.24 | 1489.52 | 1621.04
Geo | 0 | 0 | 0 | 0 | 0 | 0
H | 0.3 | 0.3 | 0.3 | 0.3 | 0.3 | 0.3
LFG | 0.85 | 0.85 | 0.85 | 37.9 | 37.9 | 37.9
Nuc | 256.73 | 266.63 | 271.39 | 272.98 | 272.98 | 272.98
PS | 0 | 0 | 0 | 0 | 0 | 0
PV | 0 | 0 | 0 | 0 | 0 | 0
PeakG | 75.59 | 117.69 | 105.7 | 105.7 | 105.7 | 105.7
PeakO | 34.89 | 44.84 | 35.94 | 35.94 | 35.94 | 35.94
ST | 0 | 0 | 0 | 0 | 0 | 0
STOG | 55.63 | 53.38 | 45.27 | 45.27 | 45.27 | 45.27
STWD | 0 | 0 | 0 | 0 | 0 | 0
WT | 42.04 | 42.04 | 42.04 | 8686.17 | 9371.37 | 9406.93
IGCC | 0 | 0 | 0 | 0 | 0 | 0
DemandResponse | 0 | 0 | 0 | 0 | 0 | 0
IGCC-CCS | 0 | 0 | 0 | 0 | 0 | 0
WT_off | 0 | 0 | 0 | 0 | 0 | 0
PseudoUnit | 0 | 0 | 0 | 0 | 0 | 0
FixedInterchange | 0 | 0 | 0 | 0 | 0 | 0
Total Costs by Reporting Type: SPP_S
ReportingType | 2015 | 2020 | 2025 | 2030 | 2035 | 2040
BM | 0 | 0 | 0 | 0 | 0 | 0
CC | 1910.97 | 1204.72 | 767.69 | 635.78 | 788.57 | 830.28
CSP | 0 | 0 | 0 | 0 | 0 | 0
CT | 35.98 | 62.13 | 61.7 | 61.7 | 28.49 | 10.89
Coal | 3654.43 | 3472.8 | 1781.92 | 954.64 | 1323.25 | 1533.19
Geo | 0 | 0 | 0 | 0 | 0 | 0
H | 30.03 | 30.03 | 30.03 | 30.03 | 30.03 | 30.03
LFG | 2.29 | 2.29 | 2.29 | 39.34 | 39.34 | 39.34
Nuc | 0.01 | 0.01 | 0.01 | 0.01 | 0.01 | 0.01
PS | 10.59 | 10.59 | 10.59 | 10.59 | 10.59 | 10.59
PV | 0 | 0 | 0 | 0 | 0 | 0
PeakG | 60.2 | 88.13 | 62.37 | 76.78 | 82.77 | 82.77
PeakO | 3.36 | 4.54 | 3.63 | 3.63 | 3.64 | 3.66
ST | 0 | 0 | 0 | 0 | 0 | 0
STOG | 603.91 | 707.86 | 550.73 | 472.49 | 496.23 | 514.72
STWD | 2.69 | 8.23 | 5.45 | 5.45 | 5.45 | 7.6
WT | 214.58 | 260.39 | 10806.05 | 16602.78 | 16478.99 | 16437.39
IGCC | 0 | 0 | 0 | 0 | 0 | 0
DemandResponse | 0 | 0 | 0 | 0 | 0 | 0
IGCC-CCS | 0 | 0 | 0 | 0 | 0 | 0
WT_off | 0 | 0 | 0 | 0 | 0 | 0
PseudoUnit | 0 | 0 | 0 | 0 | 0 | 0
FixedInterchange | 0 | 0 | 0 | 0 | 0 | 0
Total Costs by Reporting Type: TVA
ReportingType | 2015 | 2020 | 2025 | 2030 | 2035 | 2040
BM | 0 | 0 | 0 | 0 | 0 | 0
CC | 1111.28 | 1324.2 | 1429.74 | 2079.87 | 2269.73 | 1969.58
CSP | 0 | 0 | 0 | 0 | 0 | 0
CT | 0 | 97.65 | 97.2 | 179.11 | 180.68 | 99.72
Coal | 3628.62 | 3967.65 | 4047.21 | 3933.4 | 4372.57 | 4918.39
Geo | 0 | 0 | 0 | 0 | 0 | 0
H | 72.8 | 72.8 | 82.09 | 82.09 | 82.09 | 82.09
LFG | 1.57 | 1.57 | 42.88 | 42.88 | 42.88 | 42.88
Nuc | 2533.71 | 2590.04 | 2579.4 | 2590.89 | 1999.33 | 2481.64
PS | 41.38 | 41.38 | 41.38 | 41.38 | 41.38 | 41.38
PV | 0 | 0 | 0 | 0 | 0 | 0
PeakG | 99.24 | 153.37 | 140.99 | 140.99 | 140.99 | 140.99
PeakO | 1.87 | 2.54 | 1.92 | 2.49 | 2.49 | 2.49
ST | 0 | 0 | 0 | 0 | 0 | 0
STOG | 0 | 0 | 0 | 0 | 0 | 0
STWD | 0.16 | 0.51 | 0.47 | 3 | 2.54 | 2.54
WT | 0.99 | 0.99 | 0.99 | 0.99 | 0.99 | 0.99
IGCC | 0 | 0 | 0 | 0 | 0 | 0
DemandResponse | 0 | 0 | 0 | 0 | 0 | 0
IGCC-CCS | 0 | 0 | 0 | 0 | 0 | 0
WT_off | 0 | 0 | 0 | 0 | 0 | 0
PseudoUnit | 0 | 0 | 0 | 0 | 0 | 0
FixedInterchange | 0 | 0 | 0 | 0 | 0 | 0
Total Costs by Reporting Type: TVA_Transmission
ReportingType | 2015 | 2020 | 2025 | 2030 | 2035 | 2040
BM | 0 | 0 | 0 | 0 | 0 | 0
CC | 0 | 0 | 0 | 0 | 0 | 0
CSP | 0 | 0 | 0 | 0 | 0 | 0
CT | 0 | 0 | 0 | 0 | 0 | 0
Coal | 0 | 0 | 0 | 0 | 0 | 0
Geo | 0 | 0 | 0 | 0 | 0 | 0
H | 0 | 0 | 0 | 0 | 0 | 0
LFG | 0 | 0 | 0 | 0 | 0 | 0
Nuc | 0 | 0 | 0 | 0 | 0 | 0
PS | 0 | 0 | 0 | 0 | 0 | 0
PV | 0 | 0 | 0 | 0 | 0 | 0
PeakG | 0 | 0 | 0 | 0 | 0 | 0
PeakO | 0 | 0 | 0 | 0 | 0 | 0
ST | 0 | 0 | 0 | 0 | 0 | 0
STOG | 0 | 0 | 0 | 0 | 0 | 0
STWD | 0 | 0 | 0 | 0 | 0 | 0
WT | 0 | 0 | 0 | 0 | 0 | 0
IGCC | 0 | 0 | 0 | 0 | 0 | 0
DemandResponse | 0 | 0 | 0 | 0 | 0 | 0
IGCC-CCS | 0 | 0 | 0 | 0 | 0 | 0
WT_off | 0 | 0 | 0 | 0 | 0 | 0
PseudoUnit | 0 | 0 | 0 | 0 | 0 | 0
FixedInterchange | 0 | 0 | 0 | 0 | 0 | 0
Total Costs by Reporting Type: VACAR
ReportingType | 2015 | 2020 | 2025 | 2030 | 2035 | 2040
BM | 1.05 | 258.09 | 931.65 | 996.82 | 1195.82 | 1359.53
CC | 3063.65 | 4094.78 | 3853.65 | 3126.47 | 5706.72 | 7026.87
CSP | 0 | 0 | 0 | 0 | 0 | 0
CT | 65.93 | 118.73 | 158.14 | 213.28 | 190.24 | 201.65
Coal | 4700.33 | 4619.72 | 5256.34 | 5382.9 | 6206.83 | 6641.03
Geo | 0 | 0 | 0 | 0 | 0 | 0
H | 30.23 | 30.23 | 30.23 | 30.23 | 30.23 | 30.23
LFG | 7.74 | 49.14 | 49.14 | 49.14 | 49.05 | 20.68
Nuc | 2606.17 | 4424.34 | 4396.29 | 4414.98 | 3652.53 | 5084.39
PS | 62.1 | 62.1 | 62.1 | 62.1 | 62.1 | 62.1
PV | 0.24 | 62.77 | 65.49 | 67.07 | 71.87 | 15.6
PeakG | 142.93 | 213.14 | 148.17 | 188.38 | 199.72 | 202.05
PeakO | 36.13 | 46.34 | 37.33 | 38.01 | 38.01 | 38.01
ST | 0 | 0 | 0 | 0 | 0 | 0
STOG | 4.04 | 4.78 | 4.1 | 4.1 | 4.1 | 4.1
STWD | 173.41 | 175.67 | 173.58 | 173.58 | 173.58 | 173.58
WT | 0.27 | 1004.15 | 1004.15 | 1004.15 | 1003.91 | 98.34
IGCC | 0 | 0 | 0 | 0 | 0 | 0
DemandResponse | 0 | 0 | 0 | 0 | 0 | 0
IGCC-CCS | 0 | 0 | 0 | 0 | 0 | 0
WT_off | 0.66 | 0.66 | 0.66 | 0.66 | 0.05 | 0.05
PseudoUnit | 0 | 0 | 0 | 0 | 0 | 0
FixedInterchange | 0 | 0 | 0 | 0 | 0 | 0
Total Costs by Reporting Type: IESO
ReportingType | 2015 | 2020 | 2025 | 2030 | 2035 | 2040
BM | 177.6 | 177.6 | 177.6 | 177.6 | 177.6 | 177.6
CC | 369.79 | 428.43 | 385.41 | 372.73 | 622.58 | 1440.65
CSP | 0 | 0 | 0 | 0 | 0 | 0
CT | 44.26 | 44.26 | 44.26 | 44.26 | 2.46 | 36.56
Coal | 0 | 0 | 0 | 0 | 0 | 0
Geo | 0 | 0 | 0 | 0 | 0 | 0
H | 123.83 | 123.83 | 123.83 | 123.83 | 123.83 | 226.24
LFG | 19.32 | 19.32 | 19.32 | 19.32 | 14.43 | 14.43
Nuc | 2990.3 | 3007.72 | 3062.19 | 3080.28 | 2836.57 | 3030.7
PS | 2.92 | 2.92 | 2.92 | 2.92 | 2.92 | 2.92
PV | 558.01 | 558.01 | 558.01 | 558.01 | 0.44 | 0.44
PeakG | 11.67 | 13.67 | 13.67 | 13.67 | 13.67 | 13.67
PeakO | 0.66 | 0.66 | 0.78 | 0.86 | 0.86 | 0.86
ST | 0 | 0 | 0 | 0 | 0 | 0
STOG | 0 | 0 | 0 | 0 | 0 | 0
STWD | 0 | 0 | 0 | 0 | 0 | 0
WT | 763.41 | 763.41 | 763.41 | 763.41 | 43.84 | 43.84
IGCC | 0 | 0 | 0 | 0 | 0 | 0
DemandResponse | 0 | 0 | 0 | 0 | 0 | 0
IGCC-CCS | 0 | 0 | 0 | 0 | 0 | 0
WT_off | 0 | 0 | 0 | 0 | 0 | 0
PseudoUnit | 0 | 0 | 0 | 0 | 0 | 0
FixedInterchange | 0 | 0 | 0 | 0 | 0 | 0
Total Costs by Reporting Type: MAPP_CA
ReportingType | 2015 | 2020 | 2025 | 2030 | 2035 | 2040
BM | 0 | 0 | 0 | 0 | 0 | 0
CC | 74.4 | 60.96 | 47.62 | 10.5 | 11.85 | 16.14
CSP | 0 | 0 | 0 | 0 | 0 | 0
CT | 0 | 0 | 0 | 0 | 0 | 0
Coal | 130.67 | 114.71 | 3.68 | 0 | 0 | 0
Geo | 0 | 0 | 0 | 0 | 0 | 0
H | 92.24 | 343.32 | 857.5 | 1703.56 | 1703.56 | 1703.56
LFG | 0 | 0 | 0 | 0 | 0 | 0
Nuc | 0.01 | 0.01 | 0.01 | 0.01 | 0.01 | 0.01
PS | 0 | 0 | 0 | 0 | 0 | 0
PV | 0 | 0 | 0 | 0 | 0 | 0
PeakG | 10.14 | 9.88 | 9.88 | 9.88 | 13.09 | 13.09
PeakO | 0.09 | 0.09 | 0.09 | 0 | 0 | 0
ST | 0 | 0 | 0 | 0 | 0 | 0
STOG | 5.61 | 5.54 | 5.54 | 0 | 0 | 0
STWD | 0 | 0 | 0 | 0 | 0 | 0
WT | 105.14 | 105.14 | 105.14 | 105.14 | 17.92 | 17.92
IGCC | 0 | 0 | 0 | 0 | 0 | 0
DemandResponse | 0 | 0 | 0 | 0 | 0 | 0
IGCC-CCS | 0 | 0 | 0 | 0 | 0 | 0
WT_off | 0 | 0 | 0 | 0 | 0 | 0
PseudoUnit | 0 | 0 | 0 | 0 | 0 | 0
FixedInterchange | 0 | 0 | 0 | 0 | 0 | 0
Total Costs by Reporting Type: AZ_NM_SNV_Coal
ReportingType | 2015 | 2020 | 2025 | 2030 | 2035 | 2040
BM | 0 | 0 | 0 | 0 | 0 | 0
CC | 0 | 0 | 0 | 0 | 0 | 0
CSP | 0 | 0 | 0 | 0 | 0 | 0
CT | 0 | 0 | 0 | 0 | 0 | 0
Coal | 2873.56 | 3028.63 | 3003.44 | 3029.86 | 4319.16 | 9305.3
Geo | 0 | 0 | 0 | 0 | 0 | 0
H | 0 | 0 | 0 | 0 | 0 | 0
LFG | 0 | 0 | 0 | 0 | 0 | 0
Nuc | 0 | 0 | 0 | 0 | 0 | 0
PS | 0 | 0 | 0 | 0 | 0 | 0
PV | 0 | 0 | 0 | 0 | 0 | 0
PeakG | 0 | 0 | 0 | 0 | 0 | 0
PeakO | 0 | 0 | 0 | 0 | 0 | 0
ST | 0 | 0 | 0 | 0 | 0 | 0
STOG | 0 | 0 | 0 | 0 | 0 | 0
STWD | 0 | 0 | 0 | 0 | 0 | 0
WT | 0 | 0 | 0 | 0 | 0 | 0
IGCC | 0 | 0 | 0 | 0 | 0 | 0
DemandResponse | 0 | 0 | 0 | 0 | 0 | 0
IGCC-CCS | 0 | 0 | 0 | 0 | 0 | 0
WT_off | 0 | 0 | 0 | 0 | 0 | 0
PseudoUnit | 0 | 0 | 0 | 0 | 0 | 0
FixedInterchange | 0 | 0 | 0 | 0 | 0 | 0
Total Costs by Reporting Type: AZ_NM_SNV_Gas
ReportingType | 2015 | 2020 | 2025 | 2030 | 2035 | 2040
BM | 0 | 0 | 0 | 0 | 0 | 0
CC | 4479.47 | 5981.77 | 6186.16 | 8372.57 | 9199.78 | 9232.86
CSP | 0 | 0 | 0 | 0 | 0 | 0
CT | 68.63 | 68.63 | 78.87 | 89.81 | 0 | 0
Coal | 0 | 0 | 0 | 0 | 0 | 0
Geo | 0 | 0 | 0 | 0 | 0 | 0
H | 0 | 0 | 0 | 0 | 0 | 0
LFG | 0 | 0 | 0 | 0 | 0 | 0
Nuc | 0 | 0 | 0 | 0 | 0 | 0
PS | 0 | 0 | 0 | 0 | 0 | 0
PV | 0 | 0 | 0 | 0 | 0 | 0
PeakG | 36.25 | 53.81 | 61.34 | 85.35 | 95.14 | 0
PeakO | 0 | 0 | 0 | 0 | 0 | 0
ST | 0 | 0 | 0 | 0 | 0 | 0
STOG | 0 | 0 | 0 | 0 | 0 | 0
STWD | 0 | 0 | 0 | 0 | 0 | 0
WT | 0 | 0 | 0 | 0 | 0 | 0
IGCC | 0 | 0 | 0 | 0 | 0 | 0
DemandResponse | 0 | 0 | 0 | 0 | 0 | 0
IGCC-CCS | 0 | 0 | 0 | 0 | 0 | 0
WT_off | 0 | 0 | 0 | 0 | 0 | 0
PseudoUnit | 0 | 0 | 0 | 0 | 0 | 0
FixedInterchange | 0 | 0 | 0 | 0 | 0 | 0
Total Costs by Reporting Type: AZ_NM_SNV_NucRenew
ReportingType | 2015 | 2020 | 2025 | 2030 | 2035 | 2040
BM | 0 | 0 | 0 | 0 | 0 | 0
CC | 0 | 0 | 0 | 0 | 0 | 0
CSP | 0 | 0 | 0 | 0 | 0 | 0
CT | 0 | 0 | 0 | 0 | 0 | 0
Coal | 0 | 0 | 0 | 0 | 0 | 0
Geo | 0 | 0 | 861.56 | 861.56 | 861.56 | 861.56
H | 44.6 | 44.6 | 44.6 | 44.6 | 44.6 | 44.6
LFG | 0.85 | 0.85 | 24.66 | 24.66 | 24.66 | 24.66
Nuc | 810.72 | 895.93 | 912.19 | 917.59 | 917.59 | 917.59
PS | 5.13 | 5.13 | 5.13 | 5.13 | 5.13 | 5.13
PV | 50.17 | 50.17 | 50.17 | 50.17 | 2.38 | 2.38
PeakG | 0 | 0 | 0 | 0 | 0 | 0
PeakO | 0 | 0 | 0 | 0 | 0 | 0
ST | 156.95 | 379.54 | 509.72 | 480.3 | 429.35 | 234.89
STOG | 0 | 0 | 0 | 0 | 0 | 0
STWD | 12.81 | 13.02 | 12.82 | 12.82 | 12.82 | 12.82
WT | 35.54 | 35.54 | 128.43 | 303.25 | 285.3 | 285.3
IGCC | 0 | 0 | 0 | 0 | 0 | 0
DemandResponse | 0 | 0 | 0 | 0 | 0 | 0
IGCC-CCS | 0 | 0 | 0 | 0 | 0 | 0
WT_off | 0 | 0 | 0 | 0 | 0 | 0
PseudoUnit | 0 | 0 | 0 | 0 | 0 | 0
FixedInterchange | 0 | 0 | 0 | 0 | 0 | 0
Total Costs by Reporting Type: ERCOT
ReportingType | 2015 | 2020 | 2025 | 2030 | 2035 | 2040
BM | 69.26 | 83.11 | 78.09 | 2024.05 | 2094.09 | 2221.18
CC | 6177.64 | 6102.35 | 5123.05 | 4591.87 | 5616.83 | 7070.08
CSP | 0 | 0 | 0 | 0 | 0 | 0
CT | 22.65 | 22.65 | 22.65 | 22.65 | 1.67 | 1.67
Coal | 5789.9 | 6723.68 | 6841.17 | 6656.52 | 6887.62 | 7241.21
Geo | 0 | 0 | 0 | 0 | 0 | 0
H | 8.05 | 8.05 | 8.05 | 224.01 | 224.01 | 224.01
LFG | 9.06 | 9.06 | 145.21 | 145.21 | 145.21 | 145.21
Nuc | 1007.36 | 1174.9 | 1203.03 | 1210.21 | 1210.21 | 1210.21
PS | 0 | 0 | 0 | 0 | 0 | 0
PV | 6.95 | 6.95 | 6.95 | 6.95 | 0.01 | 0.01
PeakG | 80.63 | 119.03 | 114.62 | 114.62 | 114.62 | 114.62
PeakO | 1.29 | 1.86 | 1.53 | 1.53 | 1.53 | 1.53
ST | 0 | 0 | 0 | 0 | 0 | 0
STOG | 1016.14 | 1192.1 | 1069.34 | 1043.64 | 1065.89 | 1066.88
STWD | 0 | 0 | 0 | 0 | 0 | 0
WT | 409.91 | 2803.06 | 5411.25 | 7034.2 | 7170.35 | 5424.38
IGCC | 0 | 0 | 0 | 0 | 0 | 0
DemandResponse | 0 | 0 | 0 | 0 | 0 | 0
IGCC-CCS | 0 | 0 | 0 | 0 | 0 | 0
WT_off | 0 | 0 | 0 | 0 | 0 | 0
PseudoUnit | 0 | 0 | 0 | 0 | 0 | 0
FixedInterchange | 0 | 0 | 0 | 0 | 0 | 0
Total Costs by Reporting Type: NP15
ReportingType | 2015 | 2020 | 2025 | 2030 | 2035 | 2040
BM | 0 | 0 | 0 | 0 | 0 | 0
CC | 1990.93 | 2335.38 | 1972.97 | 1753.09 | 1276.84 | 676.21
CSP | 0 | 0 | 0 | 0 | 0 | 0
CT | 19.59 | 177.53 | 211.94 | 560.02 | 926.79 | 1162.74
Coal | 10.37 | 0 | 0 | 0 | 0 | 0
Geo | 100.91 | 208.93 | 482.81 | 482.81 | 482.81 | 402.13
H | 125.7 | 125.7 | 125.7 | 125.7 | 125.7 | 125.7
LFG | 10.26 | 251.59 | 251.59 | 251.59 | 251.59 | 79.02
Nuc | 495.59 | 560.5 | 540.7 | 543.89 | 543.89 | 543.89
PS | 53.58 | 53.58 | 53.58 | 53.58 | 53.58 | 53.58
PV | 4.71 | 4.71 | 4.71 | 4.71 | 0.78 | 0.78
PeakG | 56.04 | 82.34 | 58.1 | 74.01 | 78.49 | 79.13
PeakO | 10.26 | 13.08 | 10.48 | 10.49 | 10.49 | 10.49
ST | 19.12 | 19.12 | 19.12 | 19.12 | 1.86 | 1.86
STOG | 175.72 | 210.43 | 175.66 | 182.25 | 178.68 | 188.4
STWD | 265.97 | 269.53 | 266.24 | 266.24 | 266.24 | 266.24
WT | 71.84 | 71.84 | 2981.99 | 3746.33 | 3718.97 | 3719.6
IGCC | 0 | 0 | 0 | 0 | 0 | 0
DemandResponse | 0 | 0 | 0 | 0 | 0 | 0
IGCC-CCS | 0 | 0 | 0 | 0 | 0 | 0
WT_off | 0 | 0 | 0 | 0 | 0 | 0
PseudoUnit | 0 | 0 | 0 | 0 | 0 | 0
FixedInterchange | 0 | 0 | 0 | 0 | 0 | 0
Total Costs by Reporting Type: NWPP_Coal
ReportingType | 2015 | 2020 | 2025 | 2030 | 2035 | 2040
BM | 0 | 0 | 0 | 0 | 0 | 0
CC | 0 | 0 | 0 | 0 | 0 | 0
CSP | 0 | 0 | 0 | 0 | 0 | 0
CT | 0 | 0 | 0 | 0 | 0 | 0
Coal | 3402.56 | 3651.05 | 3710.5 | 3608.54 | 3845.09 | 4321.32
Geo | 0 | 0 | 0 | 0 | 0 | 0
H | 0 | 0 | 0 | 0 | 0 | 0
LFG | 0 | 0 | 0 | 0 | 0 | 0
Nuc | 0 | 0 | 0 | 0 | 0 | 0
PS | 0 | 0 | 0 | 0 | 0 | 0
PV | 0 | 0 | 0 | 0 | 0 | 0
PeakG | 0 | 0 | 0 | 0 | 0 | 0
PeakO | 0 | 0 | 0 | 0 | 0 | 0
ST | 0 | 0 | 0 | 0 | 0 | 0
STOG | 0 | 0 | 0 | 0 | 0 | 0
STWD | 0 | 0 | 0 | 0 | 0 | 0
WT | 0 | 0 | 0 | 0 | 0 | 0
IGCC | 0 | 0 | 0 | 0 | 0 | 0
DemandResponse | 0 | 0 | 0 | 0 | 0 | 0
IGCC-CCS | 0 | 0 | 0 | 0 | 0 | 0
WT_off | 0 | 0 | 0 | 0 | 0 | 0
PseudoUnit | 0 | 0 | 0 | 0 | 0 | 0
FixedInterchange | 0 | 0 | 0 | 0 | 0 | 0
Total Costs by Reporting Type: NWPP_Gas
ReportingType | 2015 | 2020 | 2025 | 2030 | 2035 | 2040
BM | 0 | 0 | 0 | 0 | 0 | 0
CC | 2078.65 | 2343.53 | 2443.15 | 4058.81 | 6893.24 | 7702.75
CSP | 0 | 0 | 0 | 0 | 0 | 0
CT | 14.02 | 14.02 | 14.02 | 14.02 | 0 | 0
Coal | 0 | 0 | 0 | 0 | 0 | 224
Geo | 0 | 0 | 0 | 0 | 0 | 0
H | 0 | 0 | 0 | 0 | 0 | 0
LFG | 0 | 0 | 0 | 0 | 0 | 0
Nuc | 0 | 0 | 0 | 0 | 0 | 0
PS | 0 | 0 | 0 | 0 | 0 | 0
PV | 0 | 0 | 0 | 0 | 0 | 0
PeakG | 0 | 0 | 0 | 0 | 0 | 0
PeakO | 0 | 0 | 0 | 0 | 0 | 0
ST | 0 | 0 | 0 | 0 | 0 | 0
STOG | 0 | 0 | 0 | 0 | 0 | 0
STWD | 0 | 0 | 0 | 0 | 0 | 0
WT | 0 | 0 | 0 | 0 | 0 | 0
IGCC | 0 | 0 | 0 | 0 | 0 | 0
DemandResponse | 0 | 0 | 0 | 0 | 0 | 0
IGCC-CCS | 0 | 0 | 0 | 0 | 0 | 0
WT_off | 0 | 0 | 0 | 0 | 0 | 0
PseudoUnit | 0 | 0 | 0 | 0 | 0 | 0
FixedInterchange | 0 | 0 | 0 | 0 | 0 | 0
Total Costs by Reporting Type: NWPP_NucRenew
ReportingType | 2015 | 2020 | 2025 | 2030 | 2035 | 2040
BM | 17.16 | 17.16 | 17.16 | 17.16 | 17.16 | 17.23
CC | 0 | 0 | 0 | 0 | 0 | 0
CSP | 0 | 0 | 0 | 0 | 0 | 0
CT | 0 | 0 | 0 | 0 | 0 | 0
Coal | 0 | 0 | 0 | 0 | 0 | 0
Geo | 82.65 | 82.65 | 340.71 | 340.71 | 300.8 | 300.8
H | 480.54 | 480.54 | 480.54 | 480.54 | 480.54 | 480.54
LFG | 22.67 | 22.67 | 103.68 | 118.38 | 111.24 | 111.24
Nuc | 256.71 | 258.17 | 262.7 | 264.21 | 264.21 | 324.67
PS | 6.12 | 6.12 | 6.12 | 6.12 | 6.12 | 6.12
PV | 0.04 | 0.04 | 0.04 | 0.04 | 0.04 | 0.04
PeakG | 0 | 0 | 0 | 0 | 0 | 0
PeakO | 0 | 0 | 0 | 0 | 0 | 0
ST | 0 | 0 | 0 | 0 | 0 | 0
STOG | 0 | 0 | 0 | 0 | 0 | 0
STWD | 12.15 | 21.69 | 105.81 | 222.4 | 222.4 | 222.34
WT | 515.43 | 515.43 | 515.43 | 515.43 | 229.12 | 229.12
IGCC | 0 | 0 | 0 | 0 | 0 | 0
DemandResponse | 0 | 0 | 0 | 0 | 0 | 0
IGCC-CCS | 0 | 0 | 0 | 0 | 0 | 0
WT_off | 0 | 0 | 0 | 0 | 0 | 0
PseudoUnit | 0 | 0 | 0 | 0 | 0 | 0
FixedInterchange | 0 | 0 | 0 | 0 | 0 | 0
Total Costs by Reporting Type: RMPA
ReportingType | 2015 | 2020 | 2025 | 2030 | 2035 | 2040
BM | 0 | 0 | 0 | 0 | 0 | 0
CC | 279.95 | 450.68 | 188.21 | 251.81 | 237.53 | 276.38
CSP | 0 | 0 | 0 | 0 | 0 | 0
CT | 16.21 | 16.21 | 16.21 | 16.21 | 0.4 | 0.4
Coal | 1843.82 | 1927.96 | 1846.36 | 1764.72 | 2367.9 | 3056.22
Geo | 0 | 281.04 | 1523.53 | 1538.28 | 1538.28 | 1332.7
H | 13.99 | 13.99 | 13.99 | 13.99 | 13.99 | 13.99
LFG | 1.29 | 1.29 | 1.29 | 12.63 | 12.24 | 12.24
Nuc | 0.01 | 0.01 | 0.01 | 0.01 | 0.01 | 0.01
PS | 13.37 | 13.37 | 13.37 | 13.37 | 13.37 | 13.37
PV | 0.82 | 0.82 | 0.82 | 0.82 | 0.31 | 0.31
PeakG | 49.1 | 73.11 | 50.7 | 64.26 | 70.27 | 71.14
PeakO | 5.49 | 6.99 | 5.61 | 5.61 | 5.61 | 5.61
ST | 1.65 | 197.24 | 212.65 | 219.94 | 218.48 | 47.24
STOG | 0 | 0 | 0 | 0 | 0 | 0
STWD | 0 | 0 | 0 | 0 | 0 | 0
WT | 288.68 | 288.68 | 288.68 | 288.68 | 67.69 | 67.69
IGCC | 0 | 0 | 0 | 0 | 0 | 0
DemandResponse | 0 | 0 | 0 | 0 | 0 | 0
IGCC-CCS | 0 | 0 | 0 | 0 | 0 | 0
WT_off | 0 | 0 | 0 | 0 | 0 | 0
PseudoUnit | 0 | 0 | 0 | 0 | 0 | 0
FixedInterchange | 0 | 0 | 0 | 0 | 0 | 0
Total Costs by Reporting Type: SP15
ReportingType | 2015 | 2020 | 2025 | 2030 | 2035 | 2040
BM | 7.53 | 7.53 | 7.53 | 7.53 | 6.44 | 5.98
CC | 1457.22 | 1719.08 | 1617.53 | 1593.39 | 1711.4 | 1163.7
CSP | 0 | 0 | 0 | 0 | 0 | 0
CT | 0 | 0 | 0 | 0 | 0 | 0
Coal | 35.83 | 43.99 | 48.96 | 48.39 | 0 | 0
Geo | 113.26 | 976.11 | 976.11 | 953.11 | 953.11 | 328.75
H | 16.57 | 16.57 | 16.57 | 16.57 | 16.57 | 16.57
LFG | 29.81 | 266.4 | 266.4 | 266.09 | 263.55 | 94.59
Nuc | 508.22 | 539.82 | 519.92 | 522.86 | 522.86 | 643.14
PS | 34.19 | 34.19 | 34.19 | 34.19 | 34.19 | 34.19
PV | 4.09 | 4.09 | 4.09 | 4.09 | 1.81 | 1.81
PeakG | 76.73 | 111.44 | 93.22 | 103.59 | 104.03 | 103.59
PeakO | 1.47 | 1.91 | 1.53 | 1.53 | 1.53 | 1.53
ST | 290.87 | 290.87 | 290.87 | 290.87 | 28.69 | 28.69
STOG | 464.61 | 558.58 | 475.72 | 492.9 | 540.9 | 515.85
STWD | 68.43 | 69.39 | 68.5 | 68.5 | 68.5 | 68.5
WT | 304.5 | 304.5 | 304.5 | 304.5 | 71.1 | 71.1
IGCC | 0 | 0 | 0 | 0 | 0 | 0
DemandResponse | 0 | 0 | 0 | 0 | 0 | 0
IGCC-CCS | 0 | 0 | 0 | 0 | 0 | 0
WT_off | 0 | 0 | 0 | 0 | 0 | 0
PseudoUnit | 0 | 0 | 0 | 0 | 0 | 0
FixedInterchange | 0 | 0 | 0 | 0 | 0 | 0
Total Costs by Reporting Type: ALB
ReportingType | 2015 | 2020 | 2025 | 2030 | 2035 | 2040
BM | 0 | 0 | 0 | 0 | 0 | 0
CC | 839.72 | 1164.61 | 1655.13 | 2118.15 | 2815.87 | 3410.61
CSP | 0 | 0 | 0 | 0 | 0 | 0
CT | 18.05 | 18.05 | 18.05 | 18.05 | 0 | 0
Coal | 1012.84 | 953.71 | 967.34 | 993.65 | 1148.85 | 1251.85
Geo | 0 | 0 | 0 | 0 | 0 | 0
H | 12.99 | 12.99 | 12.99 | 12.99 | 12.99 | 12.99
LFG | 1.21 | 1.21 | 1.21 | 1.21 | 1.21 | 1.21
Nuc | 0.01 | 0.01 | 0.01 | 0.01 | 0.01 | 0.01
PS | 0 | 0 | 0 | 0 | 0 | 0
PV | 0 | 0 | 0 | 0 | 0 | 0
PeakG | 24.72 | 24.15 | 24.15 | 24.15 | 34.02 | 34.02
PeakO | 0 | 0 | 0 | 0 | 0 | 0
ST | 0 | 0 | 0 | 0 | 0 | 0
STOG | 0 | 0 | 0 | 0 | 0 | 0
STWD | 0 | 0 | 0 | 0 | 0 | 0
WT | 25.5 | 25.5 | 25.5 | 25.5 | 22.96 | 22.96
IGCC | 0 | 0 | 0 | 0 | 0 | 0
DemandResponse | 0 | 0 | 0 | 0 | 0 | 0
IGCC-CCS | 0 | 0 | 0 | 0 | 0 | 0
WT_off | 0 | 0 | 0 | 0 | 0 | 0
PseudoUnit | 0 | 0 | 0 | 0 | 0 | 0
FixedInterchange | 0 | 0 | 0 | 0 | 0 | 0
Total Costs by Reporting Type: BC
ReportingType | 2015 | 2020 | 2025 | 2030 | 2035 | 2040
BM | 0 | 0 | 0 | 0 | 0 | 0
CC | 527.02 | 653.09 | 941.49 | 1348.69 | 1839.9 | 2268.43
CSP | 0 | 0 | 0 | 0 | 0 | 0
CT | 0 | 0 | 0 | 0 | 0 | 14.07
Coal | 0 | 0 | 0 | 0 | 0 | 0
Geo | 0 | 0 | 0 | 0 | 0 | 0
H | 173.22 | 173.22 | 173.22 | 173.22 | 173.22 | 173.22
LFG | 2.9 | 2.9 | 2.9 | 2.9 | 2.9 | 2.9
Nuc | 0.01 | 0.01 | 0.01 | 0.01 | 0.01 | 0.01
PS | 0 | 0 | 0 | 0 | 0 | 0
PV | 0 | 0 | 0 | 0 | 0 | 0
PeakG | 2.66 | 2.77 | 3.3 | 3.3 | 3.3 | 3.3
PeakO | 1.16 | 1.29 | 1.29 | 1.29 | 1.29 | 1.29
ST | 0 | 0 | 0 | 0 | 0 | 0
STOG | 0 | 0 | 0 | 0 | 0 | 0
STWD | 16.34 | 16.34 | 16.34 | 16.34 | 16.34 | 16.34
WT | 48.22 | 48.22 | 48.22 | 48.22 | 7.54 | 7.54
IGCC | 0 | 0 | 0 | 0 | 0 | 0
DemandResponse | 0 | 0 | 0 | 0 | 0 | 0
IGCC-CCS | 0 | 0 | 0 | 0 | 0 | 0
WT_off | 0 | 0 | 0 | 0 | 0 | 0
PseudoUnit | 0 | 0 | 0 | 0 | 0 | 0
FixedInterchange | 0 | 0 | 0 | 0 | 0 | 0
Total Costs by Reporting Type: HQ_IESO
ReportingType | 2015 | 2020 | 2025 | 2030 | 2035 | 2040
BM | 0 | 0 | 0 | 0 | 0 | 0
CC | 0 | 0 | 0 | 0 | 0 | 0
CSP | 0 | 0 | 0 | 0 | 0 | 0
CT | 0 | 0 | 0 | 0 | 0 | 0
Coal | 0 | 0 | 0 | 0 | 0 | 0
Geo | 0 | 0 | 0 | 0 | 0 | 0
H | 0 | 0 | 0 | 0 | 0 | 0
LFG | 0 | 0 | 0 | 0 | 0 | 0
Nuc | 0.01 | 0.01 | 0.01 | 0.01 | 0.01 | 0.01
PS | 0 | 0 | 0 | 0 | 0 | 0
PV | 0 | 0 | 0 | 0 | 0 | 0
PeakG | 0 | 0 | 0 | 0 | 0 | 0
PeakO | 0 | 0 | 0 | 0 | 0 | 0
ST | 0 | 0 | 0 | 0 | 0 | 0
STOG | 0 | 0 | 0 | 0 | 0 | 0
STWD | 0 | 0 | 0 | 0 | 0 | 0
WT | 0 | 0 | 0 | 0 | 0 | 0
IGCC | 0 | 0 | 0 | 0 | 0 | 0
DemandResponse | 0 | 0 | 0 | 0 | 0 | 0
IGCC-CCS | 0 | 0 | 0 | 0 | 0 | 0
WT_off | 0 | 0 | 0 | 0 | 0 | 0
PseudoUnit | 0 | 0 | 0 | 0 | 0 | 0
FixedInterchange | 0 | 0 | 0 | 0 | 0 | 0
Total Costs by Reporting Type: HQ_NEISO
ReportingType | 2015 | 2020 | 2025 | 2030 | 2035 | 2040
BM | 0 | 0 | 0 | 0 | 0 | 0
CC | 0 | 0 | 0 | 0 | 0 | 0
CSP | 0 | 0 | 0 | 0 | 0 | 0
CT | 0 | 0 | 0 | 0 | 0 | 0
Coal | 0 | 0 | 0 | 0 | 0 | 0
Geo | 0 | 0 | 0 | 0 | 0 | 0
H | 0 | 0 | 0 | 0 | 0 | 0
LFG | 0 | 0 | 0 | 0 | 0 | 0
Nuc | 0.01 | 0.01 | 0.01 | 0.01 | 0.01 | 0.01
PS | 0 | 0 | 0 | 0 | 0 | 0
PV | 0 | 0 | 0 | 0 | 0 | 0
PeakG | 0 | 0 | 0 | 0 | 0 | 0
PeakO | 0 | 0 | 0 | 0 | 0 | 0
ST | 0 | 0 | 0 | 0 | 0 | 0
STOG | 0 | 0 | 0 | 0 | 0 | 0
STWD | 0 | 0 | 0 | 0 | 0 | 0
WT | 0 | 0 | 0 | 0 | 0 | 0
IGCC | 0 | 0 | 0 | 0 | 0 | 0
DemandResponse | 0 | 0 | 0 | 0 | 0 | 0
IGCC-CCS | 0 | 0 | 0 | 0 | 0 | 0
WT_off | 0 | 0 | 0 | 0 | 0 | 0
PseudoUnit | 0 | 0 | 0 | 957.9 | 964.2 | 958.49
FixedInterchange | 0 | 0 | 0 | 0 | 0 | 0
Total Costs by Reporting Type: HQ_NY
ReportingType | 2015 | 2020 | 2025 | 2030 | 2035 | 2040
BM | 0 | 0 | 0 | 0 | 0 | 0
CC | 0 | 0 | 0 | 0 | 0 | 0
CSP | 0 | 0 | 0 | 0 | 0 | 0
CT | 0 | 0 | 0 | 0 | 0 | 0
Coal | 0 | 0 | 0 | 0 | 0 | 0
Geo | 0 | 0 | 0 | 0 | 0 | 0
H | 0 | 0 | 0 | 0 | 0 | 0
LFG | 0 | 0 | 0 | 0 | 0 | 0
Nuc | 0.01 | 0.01 | 0.01 | 0.01 | 0.01 | 0.01
PS | 0 | 0 | 0 | 0 | 0 | 0
PV | 0 | 0 | 0 | 0 | 0 | 0
PeakG | 0 | 0 | 0 | 0 | 0 | 0
PeakO | 0 | 0 | 0 | 0 | 0 | 0
ST | 0 | 0 | 0 | 0 | 0 | 0
STOG | 0 | 0 | 0 | 0 | 0 | 0
STWD | 0 | 0 | 0 | 0 | 0 | 0
WT | 0 | 0 | 0 | 0 | 0 | 0
IGCC | 0 | 0 | 0 | 0 | 0 | 0
DemandResponse | 0 | 0 | 0 | 0 | 0 | 0
IGCC-CCS | 0 | 0 | 0 | 0 | 0 | 0
WT_off | 0 | 0 | 0 | 0 | 0 | 0
PseudoUnit | 0 | 374 | 986.57 | 991 | 998.4 | 991.69
FixedInterchange | 0 | 0 | 0 | 0 | 0 | 0
Total Costs by Reporting Type: MARITIMES
ReportingType | 2015 | 2020 | 2025 | 2030 | 2035 | 2040
BM | 0 | 0 | 0 | 0 | 0 | 0
CC | 0 | 0 | 0 | 0 | 0 | 0
CSP | 0 | 0 | 0 | 0 | 0 | 0
CT | 0 | 0 | 0 | 0 | 0 | 0
Coal | 0 | 0 | 0 | 0 | 0 | 0
Geo | 0 | 0 | 0 | 0 | 0 | 0
H | 0 | 0 | 0 | 0 | 0 | 0
LFG | 0 | 0 | 0 | 0 | 0 | 0
Nuc | 0.01 | 0.01 | 0.01 | 0.01 | 0.01 | 0.01
PS | 0 | 0 | 0 | 0 | 0 | 0
PV | 0 | 0 | 0 | 0 | 0 | 0
PeakG | 0 | 0 | 0 | 0 | 0 | 0
PeakO | 0 | 0 | 0 | 0 | 0 | 0
ST | 0 | 0 | 0 | 0 | 0 | 0
STOG | 0 | 0 | 0 | 0 | 0 | 0
STWD | 0 | 0 | 0 | 0 | 0 | 0
WT | 0 | 0 | 0 | 0 | 0 | 0
IGCC | 0 | 0 | 0 | 0 | 0 | 0
DemandResponse | 0 | 0 | 0 | 0 | 0 | 0
IGCC-CCS | 0 | 0 | 0 | 0 | 0 | 0
WT_off | 0 | 0 | 0 | 0 | 0 | 0
PseudoUnit | 0 | 200.13 | 199.5 | 200.25 | 201.51 | 200.37
FixedInterchange | 0 | 0 | 0 | 0 | 0 | 0
Total Costs by Reporting Type: All
ReportingType | 2015 | 2020 | 2025 | 2030 | 2035 | 2040
BM | 841.66 | 1343.77 | 1918.45 | 3980.12 | 4213.79 | 4288.79
CC | 52591.46 | 61358.61 | 57120.94 | 57658.58 | 79416.7 | 93123.5
CSP | 0 | 0 | 0 | 0 | 0 | 0
CT | 624.23 | 1619.97 | 1930.36 | 3020.13 | 5006.14 | 5545.67
Coal | 75505.02 | 77239.71 | 75276.3 | 71994.09 | 80424.56 | 95368.55
Geo | 300.77 | 1552.68 | 4188.68 | 4180.43 | 4140.53 | 3229.91
H | 1511 | 2071.47 | 3060.79 | 4122.81 | 4122.81 | 4225.23
LFG | 556.66 | 1373.7 | 2250.03 | 2528.29 | 2484.8 | 1905.42
Nuc | 27257.76 | 31456.43 | 31434.52 | 31883.54 | 26253.69 | 31278.26
PS | 517.25 | 517.25 | 517.25 | 517.25 | 517.25 | 517.25
PV | 666.04 | 1747.31 | 2240.72 | 2353.83 | 1751.16 | 769.65
PeakG | 2240.22 | 3278.17 | 2622.98 | 3044.55 | 3266.21 | 3213.51
PeakO | 532.21 | 696.27 | 564.22 | 566.84 | 566.85 | 566.87
ST | 468.59 | 886.77 | 1032.36 | 1010.23 | 678.37 | 312.68
STOG | 3851.47 | 4520.57 | 3967.32 | 3840.76 | 4079.55 | 4131.81
STWD | 1032.75 | 1660.72 | 1413.55 | 1748.08 | 1795.72 | 1766.5
WT | 9401.77 | 22752.81 | 48659.14 | 71133.77 | 68943.95 | 60852.39
IGCC | 366.8 | 367.01 | 367 | 368.4 | 370.69 | 375.51
DemandResponse | 0 | 0 | 0 | 0 | 0 | 0
IGCC-CCS | 0 | 0 | 0 | 0 | 0 | 0
WT_off | 348.15 | 348.15 | 1031.02 | 1031.02 | 682.92 | 682.92
PseudoUnit | 0 | 574.13 | 1186.07 | 2149.15 | 2164.11 | 2150.55
FixedInterchange | 0 | 0 | 0 | 0 | 0 | 0
Total Costs by Reporting Type: EI_US
ReportingType | 2015 | 2020 | 2025 | 2030 | 2035 | 2040
BM | 570.11 | 1058.37 | 1638.06 | 1753.78 | 1918.49 | 1866.81
CC | 34316.67 | 40118.72 | 36560.23 | 33186.98 | 49190.89 | 59865.7
CSP | 0 | 0 | 0 | 0 | 0 | 0
CT | 420.82 | 1258.61 | 1524.35 | 2255.1 | 4074.81 | 4330.22
Coal | 60405.47 | 60796 | 58854.84 | 55892.4 | 61855.93 | 69968.66
Geo | 3.95 | 3.95 | 3.95 | 3.95 | 3.95 | 3.95
H | 419.29 | 728.67 | 1203.82 | 1203.82 | 1203.82 | 1203.82
LFG | 459.31 | 798.42 | 1433.78 | 1686.31 | 1657.77 | 1419.93
Nuc | 21188.8 | 25019.34 | 24933.73 | 25344.45 | 19958.32 | 24608.01
PS | 401.94 | 401.94 | 401.94 | 401.94 | 401.94 | 401.94
PV | 41.25 | 1122.52 | 1615.93 | 1729.04 | 1745.38 | 763.88
PeakG | 1892.28 | 2787.97 | 2194 | 2551.72 | 2739.57 | 2780.95
PeakO | 511.78 | 670.38 | 542.92 | 545.54 | 545.55 | 545.56
ST | 0 | 0 | 0 | 0 | 0 | 0
STOG | 2189.4 | 2553.93 | 2241.07 | 2121.98 | 2294.07 | 2360.68
STWD | 657.06 | 1270.76 | 943.82 | 1161.76 | 1209.41 | 1180.25
WT | 6833.59 | 17791.48 | 38086.57 | 57999.1 | 57309.17 | 50962.94
IGCC | 366.8 | 367.01 | 367 | 368.4 | 370.69 | 375.51
DemandResponse | 0 | 0 | 0 | 0 | 0 | 0
IGCC-CCS | 0 | 0 | 0 | 0 | 0 | 0
WT_off | 348.15 | 348.15 | 1031.02 | 1031.02 | 682.92 | 682.92
PseudoUnit | 0 | 574.13 | 1186.07 | 2149.15 | 2164.11 | 2150.55
FixedInterchange | 0 | 0 | 0 | 0 | 0 | 0
Total Costs by Reporting Type: EI_Canada
ReportingType | 2015 | 2020 | 2025 | 2030 | 2035 | 2040
BM | 177.6 | 177.6 | 177.6 | 177.6 | 177.6 | 177.6
CC | 444.2 | 489.39 | 433.03 | 383.24 | 634.42 | 1456.79
CSP | 0 | 0 | 0 | 0 | 0 | 0
CT | 44.26 | 44.26 | 44.26 | 44.26 | 2.46 | 36.56
Coal | 130.67 | 114.71 | 3.68 | 0 | 0 | 0
Geo | 0 | 0 | 0 | 0 | 0 | 0
H | 216.06 | 467.15 | 981.32 | 1827.39 | 1827.39 | 1929.8
LFG | 19.32 | 19.32 | 19.32 | 19.32 | 14.43 | 14.43
Nuc | 2990.32 | 3007.74 | 3062.22 | 3080.31 | 2836.59 | 3030.72
PS | 2.92 | 2.92 | 2.92 | 2.92 | 2.92 | 2.92
PV | 558.01 | 558.01 | 558.01 | 558.01 | 0.44 | 0.44
PeakG | 21.81 | 23.55 | 23.55 | 23.55 | 26.76 | 26.76
PeakO | 0.75 | 0.75 | 0.87 | 0.86 | 0.86 | 0.86
ST | 0 | 0 | 0 | 0 | 0 | 0
STOG | 5.61 | 5.54 | 5.54 | 0 | 0 | 0
STWD | 0 | 0 | 0 | 0 | 0 | 0
WT | 868.55 | 868.55 | 868.55 | 868.55 | 61.76 | 61.76
IGCC | 0 | 0 | 0 | 0 | 0 | 0
DemandResponse | 0 | 0 | 0 | 0 | 0 | 0
IGCC-CCS | 0 | 0 | 0 | 0 | 0 | 0
WT_off | 0 | 0 | 0 | 0 | 0 | 0
PseudoUnit | 0 | 0 | 0 | 0 | 0 | 0
FixedInterchange | 0 | 0 | 0 | 0 | 0 | 0
Total Costs by Reporting Type: EI
ReportingType | 2015 | 2020 | 2025 | 2030 | 2035 | 2040
BM | 747.71 | 1235.97 | 1815.66 | 1931.38 | 2096.09 | 2044.41
CC | 34760.87 | 40608.11 | 36993.26 | 33570.21 | 49825.31 | 61322.49
CSP | 0 | 0 | 0 | 0 | 0 | 0
CT | 465.08 | 1302.87 | 1568.61 | 2299.36 | 4077.28 | 4366.78
Coal | 60536.14 | 60910.7 | 58858.52 | 55892.4 | 61855.93 | 69968.66
Geo | 3.95 | 3.95 | 3.95 | 3.95 | 3.95 | 3.95
H | 635.35 | 1195.82 | 2185.14 | 3031.2 | 3031.2 | 3133.62
LFG | 478.63 | 817.74 | 1453.1 | 1705.63 | 1672.2 | 1434.36
Nuc | 24179.13 | 28027.08 | 27995.95 | 28424.75 | 22794.91 | 27638.73
PS | 404.86 | 404.86 | 404.86 | 404.86 | 404.86 | 404.86
PV | 599.26 | 1680.53 | 2173.94 | 2287.05 | 1745.82 | 764.32
PeakG | 1914.09 | 2811.52 | 2217.55 | 2575.27 | 2766.33 | 2807.71
PeakO | 512.54 | 671.13 | 543.78 | 546.4 | 546.41 | 546.42
ST | 0 | 0 | 0 | 0 | 0 | 0
STOG | 2195 | 2559.47 | 2246.61 | 2121.98 | 2294.07 | 2360.68
STWD | 657.06 | 1270.76 | 943.82 | 1161.76 | 1209.41 | 1180.25
WT | 7702.14 | 18660.03 | 38955.12 | 58867.65 | 57370.93 | 51024.7
IGCC | 366.8 | 367.01 | 367 | 368.4 | 370.69 | 375.51
DemandResponse | 0 | 0 | 0 | 0 | 0 | 0
IGCC-CCS | 0 | 0 | 0 | 0 | 0 | 0
WT_off | 348.15 | 348.15 | 1031.02 | 1031.02 | 682.92 | 682.92
PseudoUnit | 0 | 574.13 | 1186.07 | 2149.15 | 2164.11 | 2150.55
FixedInterchange | 0 | 0 | 0 | 0 | 0 | 0
Total Costs by Reporting Type: Outside_EI
ReportingType | 2015 | 2020 | 2025 | 2030 | 2035 | 2040
BM | 93.95 | 107.8 | 102.79 | 2048.74 | 2117.69 | 2244.38
CC | 17830.6 | 20750.5 | 20127.68 | 24088.37 | 29591.39 | 31801.01
CSP | 0 | 0 | 0 | 0 | 0 | 0
CT | 159.16 | 317.1 | 361.75 | 720.76 | 928.87 | 1178.89
Coal | 14968.88 | 16329.01 | 16417.78 | 16101.68 | 18568.63 | 25399.89
Geo | 296.82 | 1548.72 | 4184.73 | 4176.48 | 4136.57 | 3225.95
H | 875.65 | 875.65 | 875.65 | 1091.61 | 1091.61 | 1091.61
LFG | 78.04 | 555.96 | 796.94 | 822.66 | 812.6 | 471.06
Nuc | 3078.63 | 3429.35 | 3438.57 | 3458.79 | 3458.79 | 3639.53
PS | 112.39 | 112.39 | 112.39 | 112.39 | 112.39 | 112.39
PV | 66.78 | 66.78 | 66.78 | 66.78 | 5.33 | 5.33
PeakG | 326.13 | 466.65 | 405.43 | 469.27 | 499.87 | 405.8
PeakO | 19.67 | 25.14 | 20.44 | 20.44 | 20.45 | 20.45
ST | 468.59 | 886.77 | 1032.36 | 1010.23 | 678.37 | 312.68
STOG | 1656.46 | 1961.11 | 1720.72 | 1718.79 | 1785.48 | 1771.12
STWD | 375.7 | 389.96 | 469.72 | 586.32 | 586.32 | 586.26
WT | 1699.62 | 4092.78 | 9704.01 | 12266.12 | 11573.02 | 9827.69
IGCC | 0 | 0 | 0 | 0 | 0 | 0
DemandResponse | 0 | 0 | 0 | 0 | 0 | 0
IGCC-CCS | 0 | 0 | 0 | 0 | 0 | 0
WT_off | 0 | 0 | 0 | 0 | 0 | 0
PseudoUnit | 0 | 0 | 0 | 0 | 0 | 0
FixedInterchange | 0 | 0 | 0 | 0 | 0 | 0
#15 A | RPS Generation Compliance Payments ($)
RPS Program | 2015 | 2020 | 2025 | 2030 | 2035 | 2040
NEISO | 8.25 | 0 | 0 | 0 | 0 | 0
CA | 1660.56 | 1740.81 | 0 | 0 | 0 | 0
NWPP | 0 | 0 | 0 | 0 | 0 | 0
PJM | 0 | 324.87 | 0 | 0 | 0 | 0
US_EI | 0 | 0 | 0 | 0 | 0 | 0
US_WECC | 0 | 0 | 0 | 0 | 0 | 0
US_ERCOT | 0 | 0 | 0 | 0 | 0 | 0
PJM_Solar | 376.75 | 0 | 0 | 0 | 0 | 0
MA_Solar | 161.44 | 0 | 0 | 0 | 0 | 0
NH_Solar | 10.87 | 0 | 0 | 0 | 0 | 0
MRETS_Solar | 0 | 0 | 0 | 0 | 0 | 0
AZNMSNV | 220.4 | 357.39 | 0 | 0 | 0 | 0
AZNMSNV_Solar | 62.75 | 0 | 0 | 0 | 0 | 0
MRETS | 0 | 0 | 0 | 0 | 0 | 0
MI | 74.33 | 0 | 0 | 0 | 0 | 0
Ohio | 0 | 0 | 0 | 0 | 0 | 0
Ohio_Solar | 57.11 | 0 | 0 | 0 | 0 | 0
MOKSOKNE | 239.11 | 0 | 0 | 0 | 0 | 0
MO_Solar | 30.07 | 0 | 0 | 0 | 0 | 0
NC | 762.51 | 0 | 0 | 0 | 0 | 0
NC_Solar | 25.78 | 0 | 0 | 0 | 0 | 0
CO | 24.14 | 0 | 0 | 0 | 0 | 0
CO_Solar | 185.43 | 0 | 0 | 0 | 0 | 0
NY | 6.9 | 0 | 0 | 0 | 0 | 0
TX | 0 | 0 | 0 | 0 | 0 | 0
#15 B | RPS Capacity Compliance Payments ($)
RPS Program | 2015 | 2020 | 2025 | 2030 | 2035 | 2040
NEISO | 0 | 0 | 0 | 0 | 0 | 0
CA | 0 | 0 | 0 | 0 | 0 | 0
NWPP | 0 | 0 | 0 | 0 | 0 | 0
PJM | 0 | 0 | 0 | 0 | 0 | 0
US_EI | 0 | 0 | 0 | 0 | 0 | 0
US_WECC | 0 | 0 | 0 | 0 | 0 | 0
US_ERCOT | 0 | 0 | 0 | 0 | 0 | 0
PJM_Solar | 0 | 0 | 0 | 0 | 0 | 0
MA_Solar | 0 | 0 | 0 | 0 | 0 | 0
NH_Solar | 0 | 0 | 0 | 0 | 0 | 0
MRETS_Solar | 0 | 0 | 0 | 0 | 0 | 0
AZNMSNV | 0 | 0 | 0 | 0 | 0 | 0
AZNMSNV_Solar | 0 | 0 | 0 | 0 | 0 | 0
MRETS | 0 | 0 | 0 | 0 | 0 | 0
MI | 0 | 0 | 0 | 0 | 0 | 0
Ohio | 0 | 0 | 0 | 0 | 0 | 0
Ohio_Solar | 0 | 0 | 0 | 0 | 0 | 0
MOKSOKNE | 0 | 0 | 0 | 0 | 0 | 0
MO_Solar | 0 | 0 | 0 | 0 | 0 | 0
NC | 0 | 0 | 0 | 0 | 0 | 0
NC_Solar | 0 | 0 | 0 | 0 | 0 | 0
CO | 0 | 0 | 0 | 0 | 0 | 0
CO_Solar | 0 | 0 | 0 | 0 | 0 | 0
NY | 0 | 0 | 0 | 0 | 0 | 0
TX | 0 | 0 | 0 | 0 | 0 | 0
#16a | Transmission Costs ($million) [excludes shadow cost]
Transmission Costs: Entergy
Cost | 2015 | 2020 | 2025 | 2030 | 2035 | 2040
a. Wheel Share | 2.21 | 7.58 | 111.2 | 360.98 | 340.81 | 361.53
b. Friction Share | 3.57 | 10.96 | 109.22 | 207.39 | 181.61 | 167.67
Transmission Costs: FRCC
Cost | 2015 | 2020 | 2025 | 2030 | 2035 | 2040
a. Wheel Share | 8.27 | 4.14 | 5.21 | 9.23 | 1.35 | 5.04
b. Friction Share | 8.27 | 4.14 | 5.21 | 9.22 | 1.35 | 5.04
Transmission Costs: MAPP_US
Cost | 2015 | 2020 | 2025 | 2030 | 2035 | 2040
a. Wheel Share | 19.89 | 16.23 | 15.91 | 28.69 | 64.6 | 61.99
b. Friction Share | 14.48 | 11.6 | 10.85 | 20.68 | 45.02 | 43.13
Transmission Costs: MISO_IN
Cost | 2015 | 2020 | 2025 | 2030 | 2035 | 2040
a. Wheel Share | 2.3 | 2.3 | 4.76 | 19.01 | 22.28 | 31.99
b. Friction Share | 2.35 | 1.5 | 2.96 | 10.22 | 10.03 | 10.23
Transmission Costs: MISO_MI
Cost | 2015 | 2020 | 2025 | 2030 | 2035 | 2040
a. Wheel Share | 2.74 | 8.12 | 10.77 | 8.71 | 7.64 | 14.01
b. Friction Share | 7.73 | 20.34 | 23.97 | 21.59 | 10.73 | 13.88
Transmission Costs: MISO_MO-IL
Cost | 2015 | 2020 | 2025 | 2030 | 2035 | 2040
a. Wheel Share | 0.22 | 0.34 | 12.44 | 108.55 | 150.05 | 203.3
b. Friction Share | 8.45 | 0.74 | 27.21 | 41.14 | 73.15 | 85.04
Transmission Costs: MISO_W
Cost | 2015 | 2020 | 2025 | 2030 | 2035 | 2040
a. Wheel Share | 10.34 | 18.18 | 76.23 | 536.89 | 601.61 | 702.89
b. Friction Share | 11.88 | 25.04 | 91.11 | 360.08 | 388.36 | 423.29
Transmission Costs: MISO_WUMS
Cost | 2015 | 2020 | 2025 | 2030 | 2035 | 2040
a. Wheel Share | 0.06 | 0.02 | 1.52 | 11.17 | 45.46 | 76.18
b. Friction Share | 0.12 | 0.08 | 0.98 | 1.39 | 1.04 | 11.25
Transmission Costs: Nebraska
Cost | 2015 | 2020 | 2025 | 2030 | 2035 | 2040
a. Wheel Share | 17.87 | 30.11 | 97.25 | 327.02 | 306.43 | 350.49
b. Friction Share | 12.34 | 8.97 | 75.01 | 266.71 | 268.57 | 314.11
Transmission Costs: NEISO
Cost | 2015 | 2020 | 2025 | 2030 | 2035 | 2040
a. Wheel Share | 0.44 | 0.58 | 1.52 | 1.9 | 3.6 | 8.39
b. Friction Share | 5.01 | 6.83 | 8.91 | 15.76 | 36.27 | 42.41
Transmission Costs: NonRTO_Midwest
Cost | 2015 | 2020 | 2025 | 2030 | 2035 | 2040
a. Wheel Share | 2.3 | 2.66 | 4.23 | 4.62 | 7.5 | 9.81
b. Friction Share | 1.38 | 1.8 | 2.74 | 2.83 | 7.6 | 11.64
Transmission Costs: NYISO_A-F
Cost | 2015 | 2020 | 2025 | 2030 | 2035 | 2040
a. Wheel Share | 21.95 | 14.09 | 15.46 | 16.24 | 8.69 | 6.34
b. Friction Share | 43.46 | 24.65 | 24.61 | 26.41 | 18.19 | 11.23
Transmission Costs: NYISO_G-I
Cost | 2015 | 2020 | 2025 | 2030 | 2035 | 2040
a. Wheel Share | 3.07 | 4.59 | 6.58 | 6.8 | 12.34 | 19.79
b. Friction Share | 2.47 | 2.42 | 3.86 | 6.72 | 22.6 | 36.37
Transmission Costs: NYISO_J-K
Cost | 2015 | 2020 | 2025 | 2030 | 2035 | 2040
a. Wheel Share | 2.32 | 2.33 | 6.18 | 8.16 | 13.7 | 4.55
b. Friction Share | 4.39 | 6.19 | 7.93 | 14.56 | 18.18 | 11.43
Transmission Costs: PJM_E
Cost | 2015 | 2020 | 2025 | 2030 | 2035 | 2040
a. Wheel Share | 2.78 | 3.3 | 7.78 | 9.42 | 21.76 | 15.34
b. Friction Share | 2.68 | 2.23 | 5.9 | 6.96 | 16.29 | 11.74
Transmission Costs: PJM_ROM
Cost | 2015 | 2020 | 2025 | 2030 | 2035 | 2040
a. Wheel Share | 6.86 | 1.82 | 4.29 | 4.98 | 5.62 | 27.28
b. Friction Share | 4.73 | 1.35 | 2.92 | 4.34 | 4.77 | 5.36
Transmission Costs: PJM_ROR
Cost | 2015 | 2020 | 2025 | 2030 | 2035 | 2040
a. Wheel Share | 26.92 | 5.98 | 20.33 | 196.14 | 217.2 | 265.47
b. Friction Share | 40.23 | 8.22 | 39.02 | 149.29 | 145.78 | 164.66
Transmission Costs: SOCO
Cost | 2015 | 2020 | 2025 | 2030 | 2035 | 2040
a. Wheel Share | 14.42 | 10.31 | 20.54 | 49.89 | 44.65 | 36.71
b. Friction Share | 16.52 | 11.3 | 27.55 | 70.17 | 58.56 | 49.96
Transmission Costs: SPP_N
Cost | 2015 | 2020 | 2025 | 2030 | 2035 | 2040
a. Wheel Share | 4.86 | 33.47 | 138.99 | 263.89 | 265.19 | 277.6
b. Friction Share | 2.58 | 10.6 | 95.12 | 129 | 135.72 | 132.7
Transmission Costs: SPP_S
Cost | 2015 | 2020 | 2025 | 2030 | 2035 | 2040
a. Wheel Share | 0.4 | 5.81 | 20.42 | 124.24 | 143.45 | 170.14
b. Friction Share | 0.44 | 0.52 | 23.74 | 61.71 | 62.5 | 65.83
Transmission Costs: TVA
Cost | 2015 | 2020 | 2025 | 2030 | 2035 | 2040
a. Wheel Share | 3.76 | 5.18 | 4.69 | 1.95 | 3.45 | 3.17
b. Friction Share | 4.02 | 5.17 | 4.74 | 2.34 | 4.07 | 3.87
Transmission Costs: TVA_Transmission
Cost | 2015 | 2020 | 2025 | 2030 | 2035 | 2040
a. Wheel Share | 0.44 | 0.31 | 0.71 | 10.86 | 25.58 | 43.35
b. Friction Share | 0.43 | 0.31 | 0.63 | 6.78 | 18.87 | 33.49
Transmission Costs: VACAR
Cost | 2015 | 2020 | 2025 | 2030 | 2035 | 2040
a. Wheel Share | 24.28 | 5.87 | 16.94 | 53.14 | 53.66 | 71.76
b. Friction Share | 24.53 | 6 | 17.37 | 50.41 | 52.13 | 62.91
Transmission Costs: IESO
Cost | 2015 | 2020 | 2025 | 2030 | 2035 | 2040
a. Wheel Share | 21.24 | 29.59 | 21.86 | 17.42 | 15.04 | 29.2
b. Friction Share | 50.17 | 66.1 | 49.39 | 38.7 | 14.28 | 20.37
Transmission Costs: MAPP_CA
Cost | 2015 | 2020 | 2025 | 2030 | 2035 | 2040
a. Wheel Share | 5.88 | 6.01 | 9.71 | 6.14 | 9.75 | 17.35
b. Friction Share | 2.1 | 5.36 | 6.1 | 1.98 | 3.7 | 9.32
Transmission Costs: AZ_NM_SNV_Coal
Cost | 2015 | 2020 | 2025 | 2030 | 2035 | 2040
a. Wheel Share | 20.86 | 20.88 | 23.91 | 22.84 | 26.3 | 46.56
b. Friction Share | 35.18 | 35.26 | 40.37 | 38.69 | 44.38 | 77.89
Transmission Costs: AZ_NM_SNV_Gas
Cost | 2015 | 2020 | 2025 | 2030 | 2035 | 2040
a. Wheel Share | 78.26 | 94.05 | 90.9 | 106.28 | 118.35 | 147.45
b. Friction Share | 130.76 | 157.12 | 151.88 | 177.64 | 197.7 | 246
Transmission Costs: AZ_NM_SNV_NucRenew
Cost | 2015 | 2020 | 2025 | 2030 | 2035 | 2040
a. Wheel Share | 41.39 | 44 | 56.04 | 61.2 | 66.46 | 86.62
b. Friction Share | 69.06 | 73.42 | 93.52 | 102.12 | 110.87 | 144.38
Transmission Costs: ERCOT
Cost | 2015 | 2020 | 2025 | 2030 | 2035 | 2040
a. Wheel Share | 0 | 0.2 | 6.15 | 6.88 | 6.37 | 6.69
b. Friction Share | 0 | 0.3 | 9.23 | 10.32 | 9.55 | 10.03
Transmission Costs: NP15
Cost | 2015 | 2020 | 2025 | 2030 | 2035 | 2040
a. Wheel Share | 35.7 | 16.68 | 7.28 | 16.3 | 37.66 | 44.28
b. Friction Share | 59.57 | 27.89 | 12.26 | 27.28 | 62.88 | 73.91
Transmission Costs: NWPP_Coal
Cost | 2015 | 2020 | 2025 | 2030 | 2035 | 2040
a. Wheel Share | 83.47 | 56.81 | 47.64 | 59.85 | 91.77 | 97.76
b. Friction Share | 140.38 | 95.95 | 80.71 | 101.21 | 154.61 | 164.63
Transmission Costs: NWPP_Gas
Cost | 2015 | 2020 | 2025 | 2030 | 2035 | 2040
a. Wheel Share | 0 | 0 | 0 | 0 | 0 | 0
b. Friction Share | 0.3 | 0.3 | 0.3 | 0.44 | 0.65 | 0.68
Transmission Costs: NWPP_NucRenew
Cost | 2015 | 2020 | 2025 | 2030 | 2035 | 2040
a. Wheel Share | 0 | 0 | 0 | 0 | 0 | 0
b. Friction Share | 0.96 | 0.96 | 1 | 1.01 | 1.01 | 1.01
Transmission Costs: RMPA
Cost | 2015 | 2020 | 2025 | 2030 | 2035 | 2040
a. Wheel Share | 3.7 | 6.47 | 13.66 | 13.43 | 16.51 | 20.02
b. Friction Share | 2.76 | 6.51 | 18.43 | 17.21 | 22.51 | 28.9
Transmission Costs: SP15
Cost | 2015 | 2020 | 2025 | 2030 | 2035 | 2040
a. Wheel Share | 183.84 | 193.02 | 200.7 | 226.24 | 250.99 | 297.97
b. Friction Share | 306.48 | 321.78 | 334.62 | 377.18 | 418.43 | 496.73
Transmission Costs: ALB
Cost | 2015 | 2020 | 2025 | 2030 | 2035 | 2040
a. Wheel Share | 0.75 | 0.51 | 1.27 | 2.27 | 0.04 | 3.46
b. Friction Share | 1.25 | 0.85 | 2.12 | 3.78 | 0.07 | 5.77
Transmission Costs: BC
Cost | 2015 | 2020 | 2025 | 2030 | 2035 | 2040
a. Wheel Share | 3.35 | 3.98 | 3.5 | 2.75 | 2.54 | 3.48
b. Friction Share | 5.58 | 6.63 | 5.84 | 4.59 | 4.23 | 5.81
Transmission Costs: HQ_IESO
Cost | 2015 | 2020 | 2025 | 2030 | 2035 | 2040
a. Wheel Share | 0 | 0 | 0 | 0 | 0 | 0
b. Friction Share | 0.01 | 0.01 | 0.01 | 0.01 | 0.01 | 0.01
Transmission Costs: HQ_NEISO
Cost | 2015 | 2020 | 2025 | 2030 | 2035 | 2040
a. Wheel Share | 0 | 0 | 0 | 0 | 0 | 0
b. Friction Share | 0.11 | 0.11 | 0.11 | 0.19 | 0.19 | 0.19
Transmission Costs: HQ_NY
Cost | 2015 | 2020 | 2025 | 2030 | 2035 | 2040
a. Wheel Share | 0 | 0 | 0 | 0 | 0 | 0
b. Friction Share | 0.03 | 0.07 | 0.12 | 0.12 | 0.12 | 0.12
Transmission Costs: MARITIMES
Cost | 2015 | 2020 | 2025 | 2030 | 2035 | 2040
a. Wheel Share | 0 | 0 | 0 | 0 | 0 | 0
b. Friction Share | 0.05 | 0.07 | 0.07 | 0.07 | 0.07 | 0.07
Transmission Costs: All
Cost | 2015 | 2020 | 2025 | 2030 | 2035 | 2040
a. Wheel Share | 657.12 | 655.53 | 1086.59 | 2704.09 | 3008.38 | 3567.96
b. Friction Share | 1026.86 | 969.66 | 1417.63 | 2388.26 | 2626.67 | 3003.08
Transmission Costs: EI_US
Cost | 2015 | 2020 | 2025 | 2030 | 2035 | 2040
a. Wheel Share | 178.69 | 183.34 | 603.96 | 2162.49 | 2366.61 | 2767.12
b. Friction Share | 222.28 | 171.21 | 611.86 | 1486.1 | 1581.78 | 1717.63
Transmission Costs: EI_Canada
Cost | 2015 | 2020 | 2025 | 2030 | 2035 | 2040
a. Wheel Share | 27.12 | 35.6 | 31.58 | 23.55 | 24.79 | 46.55
b. Friction Share | 52.29 | 71.48 | 55.5 | 40.69 | 17.99 | 29.7
Transmission Costs: EI
Cost | 2015 | 2020 | 2025 | 2030 | 2035 | 2040
a. Wheel Share | 205.81 | 218.94 | 635.53 | 2186.04 | 2391.4 | 2813.67
b. Friction Share | 274.57 | 242.69 | 667.36 | 1526.79 | 1599.77 | 1747.32
Transmission Costs: Outside_EI
Cost | 2015 | 2020 | 2025 | 2030 | 2035 | 2040
a. Wheel Share | 451.31 | 436.59 | 451.06 | 518.05 | 616.98 | 754.29
b. Friction Share | 752.29 | 726.97 | 750.27 | 861.47 | 1026.89 | 1255.75

## Capacity
#1 | New Build Capacity (MW)
New Build Capacity by Reporting Type: Entergy
ReportingType | 2015 | 2020 | 2025 | 2030 | 2035 | 2040
BM | 0 | 0 | 0 | 0 | 0 | 0
CC | 0 | 0 | 0 | 0 | 0 | 0
CSP | 0 | 0 | 0 | 0 | 0 | 0
CT | 0 | 0 | 0 | 222.01 | 161.15 | 1640.67
Coal | 720 | 0 | 0 | 0 | 0 | 0
Geo | 0 | 0 | 0 | 0 | 0 | 0
H | 0 | 0 | 0 | 0 | 0 | 0
LFG | 0 | 0 | 0 | 107.4 | 0 | 0
Nuc | 170 | 0 | 0 | 0 | 0 | 0
PS | 0 | 0 | 0 | 0 | 0 | 0
PV | 0.29 | 65.03 | 35.47 | 3.41 | 3.82 | 2.61
PeakG | 0 | 0 | 0 | 0 | 0 | 0
PeakO | 0 | 0 | 0 | 0 | 0 | 0
ST | 0 | 0 | 0 | 0 | 0 | 0
STOG | 0 | 0 | 0 | 0 | 0 | 0
STWD | 0 | 0 | 0 | 0 | 0 | 0
WT | 0 | 0 | 0 | 100 | 0 | 0
IGCC | 0 | 0 | 0 | 0 | 0 | 0
DemandResponse | 0 | 0 | 0 | 0 | 0 | 0
IGCC-CCS | 0 | 0 | 0 | 0 | 0 | 0
WT_off | 0 | 0 | 0 | 0 | 0 | 0
PseudoUnit | 0 | 0 | 0 | 0 | 0 | 0
FixedInterchange | 0 | 0 | 0 | 0 | 0 | 0
New Build Capacity by Reporting Type: FRCC
ReportingType | 2015 | 2020 | 2025 | 2030 | 2035 | 2040
BM | 0 | 0 | 0 | 0 | 0 | 0
CC | 1516.9 | 3812.1 | 797.09 | 510.21 | 9082.78 | 5285.66
CSP | 0 | 0 | 0 | 0 | 0 | 0
CT | 2480 | 0 | 0 | 0 | 0 | 0
Coal | 0 | 0 | 0 | 0 | 0 | 0
Geo | 0 | 0 | 0 | 0 | 0 | 0
H | 0 | 0 | 0 | 0 | 0 | 0
LFG | 0 | 0 | 198 | 0 | 0 | 0
Nuc | 229.33 | 0 | 0 | 0 | 0 | 0
PS | 0 | 0 | 0 | 0 | 0 | 0
PV | 0 | 0 | 0 | 0 | 0 | 0
PeakG | 0 | 0 | 0 | 0 | 0 | 0
PeakO | 0 | 0 | 0 | 0 | 0 | 0
ST | 0 | 0 | 0 | 0 | 0 | 0
STOG | 0 | 0 | 0 | 0 | 0 | 0
STWD | 0 | 0 | 0 | 0 | 0 | 0
WT | 0 | 0 | 0 | 0 | 0 | 0
IGCC | 0 | 0 | 0 | 0 | 0 | 0
DemandResponse | 0 | 0 | 0 | 0 | 0 | 0
IGCC-CCS | 0 | 0 | 0 | 0 | 0 | 0
WT_off | 0 | 0 | 0 | 0 | 0 | 0
PseudoUnit | 0 | 0 | 0 | 0 | 0 | 0
FixedInterchange | 0 | 0 | 0 | 0 | 0 | 0
New Build Capacity by Reporting Type: MAPP_US
ReportingType | 2015 | 2020 | 2025 | 2030 | 2035 | 2040
BM | 0 | 0 | 0 | 0 | 0 | 0
CC | 0 | 0 | 0 | 0 | 0 | 0
CSP | 0 | 0 | 0 | 0 | 0 | 0
CT | 308.3 | 0 | 0 | 0 | 121.12 | 480.81
Coal | 0 | 0 | 0 | 0 | 0 | 0
Geo | 0 | 0 | 0 | 0 | 0 | 0
H | 0 | 0 | 0 | 0 | 0 | 0
LFG | 0 | 0 | 0 | 71.67 | 0 | 0
Nuc | 0 | 0 | 0 | 0 | 0 | 0
PS | 0 | 0 | 0 | 0 | 0 | 0
PV | 0 | 0 | 0 | 0 | 0 | 0
PeakG | 0 | 0 | 0 | 0 | 0 | 0
PeakO | 0 | 0 | 0 | 0 | 0 | 0
ST | 0 | 0 | 0 | 0 | 0 | 0
STOG | 0 | 0 | 0 | 0 | 0 | 0
STWD | 0 | 0 | 0 | 0 | 0 | 0
WT | 421.3 | 1374.52 | 0 | 3802.2 | 5016.63 | 0
IGCC | 0 | 0 | 0 | 0 | 0 | 0
DemandResponse | 0 | 0 | 0 | 0 | 0 | 0
IGCC-CCS | 0 | 0 | 0 | 0 | 0 | 0
WT_off | 0 | 0 | 0 | 0 | 0 | 0
PseudoUnit | 0 | 0 | 0 | 0 | 0 | 0
FixedInterchange | 0 | 0 | 0 | 0 | 0 | 0
New Build Capacity by Reporting Type: MISO_IN
ReportingType | 2015 | 2020 | 2025 | 2030 | 2035 | 2040
BM | 0 | 0 | 0 | 0 | 0 | 0
CC | 0 | 0 | 0 | 0 | 0 | 0
CSP | 0 | 0 | 0 | 0 | 0 | 0
CT | 0 | 0 | 0 | 0 | 0 | 0
Coal | 0 | 0 | 0 | 0 | 0 | 0
Geo | 0 | 0 | 0 | 0 | 0 | 0
H | 0 | 0 | 0 | 0 | 0 | 0
LFG | 0 | 0 | 80.12 | 0 | 0 | 0
Nuc | 0 | 0 | 0 | 0 | 0 | 0
PS | 0 | 0 | 0 | 0 | 0 | 0
PV | 0 | 235.95 | 147.21 | 0 | 11.63 | 13.48
PeakG | 0 | 0 | 0 | 0 | 0 | 0
PeakO | 0 | 0 | 0 | 0 | 0 | 0
ST | 0 | 0 | 0 | 0 | 0 | 0
STOG | 0 | 0 | 0 | 0 | 0 | 0
STWD | 0 | 0 | 0 | 0 | 0 | 0
WT | 0 | 0 | 0 | 0 | 0 | 0
IGCC | 618 | 0 | 0 | 0 | 0 | 0
DemandResponse | 0 | 0 | 0 | 0 | 0 | 0
IGCC-CCS | 0 | 0 | 0 | 0 | 0 | 0
WT_off | 0 | 0 | 0 | 0 | 0 | 0
PseudoUnit | 0 | 0 | 0 | 0 | 0 | 0
FixedInterchange | 0 | 0 | 0 | 0 | 0 | 0
New Build Capacity by Reporting Type: MISO_MI
ReportingType | 2015 | 2020 | 2025 | 2030 | 2035 | 2040
BM | 0 | 0 | 0 | 0 | 0 | 0
CC | 0 | 0 | 0 | 0 | 0 | 0
CSP | 0 | 0 | 0 | 0 | 0 | 0
CT | 0 | 0 | 0 | 0 | 0 | 0
Coal | 0 | 0 | 0 | 0 | 0 | 0
Geo | 0 | 0 | 0 | 0 | 0 | 0
H | 0 | 0 | 0 | 0 | 0 | 0
LFG | 0 | 53.87 | 106.38 | 0 | 0 | 0
Nuc | 0 | 0 | 0 | 0 | 0 | 0
PS | 0 | 0 | 0 | 0 | 0 | 0
PV | 0 | 0 | 0 | 0 | 0 | 0
PeakG | 0 | 0 | 0 | 0 | 0 | 0
PeakO | 0 | 0 | 0 | 0 | 0 | 0
ST | 0 | 0 | 0 | 0 | 0 | 0
STOG | 0 | 0 | 0 | 0 | 0 | 0
STWD | 0 | 0 | 0 | 0 | 0 | 0
WT | 2000 | 301.14 | 0 | 143.14 | 155.72 | 164.51
IGCC | 0 | 0 | 0 | 0 | 0 | 0
DemandResponse | 0 | 0 | 0 | 0 | 0 | 0
IGCC-CCS | 0 | 0 | 0 | 0 | 0 | 0
WT_off | 0 | 0 | 0 | 0 | 0 | 0
PseudoUnit | 0 | 0 | 0 | 0 | 0 | 0
FixedInterchange | 0 | 0 | 0 | 0 | 0 | 0
New Build Capacity by Reporting Type: MISO_MO-IL
ReportingType | 2015 | 2020 | 2025 | 2030 | 2035 | 2040
BM | 0 | 0 | 0 | 0 | 0 | 0
CC | 0 | 0 | 0 | 0 | 0 | 0
CSP | 0 | 0 | 0 | 0 | 0 | 0
CT | 0 | 0 | 0 | 0 | 0 | 0
Coal | 1790 | 0 | 0 | 0 | 0 | 0
Geo | 0 | 0 | 0 | 0 | 0 | 0
H | 0 | 280 | 0 | 0 | 0 | 0
LFG | 0 | 0 | 223.33 | 0 | 0 | 0
Nuc | 0 | 0 | 0 | 0 | 0 | 0
PS | 0 | 0 | 0 | 0 | 0 | 0
PV | 0 | 0 | 0 | 0 | 0 | 0
PeakG | 0 | 0 | 0 | 0 | 0 | 0
PeakO | 0 | 0 | 0 | 0 | 0 | 0
ST | 0 | 0 | 0 | 0 | 0 | 0
STOG | 0 | 0 | 0 | 0 | 0 | 0
STWD | 0 | 0 | 0 | 0 | 0 | 0
WT | 300 | 0 | 0 | 0 | 0 | 0
IGCC | 0 | 0 | 0 | 0 | 0 | 0
DemandResponse | 0 | 0 | 0 | 0 | 0 | 0
IGCC-CCS | 0 | 0 | 0 | 0 | 0 | 0
WT_off | 0 | 0 | 0 | 0 | 0 | 0
PseudoUnit | 0 | 0 | 0 | 0 | 0 | 0
FixedInterchange | 0 | 0 | 0 | 0 | 0 | 0
New Build Capacity by Reporting Type: MISO_W
ReportingType | 2015 | 2020 | 2025 | 2030 | 2035 | 2040
BM | 0 | 0 | 0 | 0 | 0 | 0
CC | 0 | 0 | 0 | 0 | 0 | 0
CSP | 0 | 0 | 0 | 0 | 0 | 0
CT | 0 | 0 | 0 | 0 | 0 | 0
Coal | 0 | 0 | 0 | 0 | 0 | 0
Geo | 0 | 0 | 0 | 0 | 0 | 0
H | 0 | 0 | 0 | 0 | 0 | 0
LFG | 0 | 0 | 71.67 | 0 | 0 | 0
Nuc | 94.33 | 0 | 0 | 0 | 0 | 0
PS | 0 | 0 | 0 | 0 | 0 | 0
PV | 0 | 0 | 0 | 0 | 0 | 0
PeakG | 0 | 0 | 0 | 0 | 0 | 0
PeakO | 0 | 0 | 0 | 0 | 0 | 0
ST | 0 | 0 | 0 | 0 | 0 | 0
STOG | 0 | 0 | 0 | 0 | 0 | 0
STWD | 0 | 0 | 0 | 0 | 0 | 0
WT | 2800.5 | 0 | 3896.89 | 0 | 0 | 0
IGCC | 0 | 0 | 0 | 0 | 0 | 0
DemandResponse | 0 | 0 | 0 | 0 | 0 | 0
IGCC-CCS | 0 | 0 | 0 | 0 | 0 | 0
WT_off | 0 | 0 | 0 | 0 | 0 | 0
PseudoUnit | 0 | 0 | 0 | 0 | 0 | 0
FixedInterchange | 0 | 0 | 0 | 0 | 0 | 0
New Build Capacity by Reporting Type: MISO_WUMS
ReportingType | 2015 | 2020 | 2025 | 2030 | 2035 | 2040
BM | 0 | 0 | 0 | 0 | 0 | 0
CC | 0 | 0 | 0 | 0 | 0 | 0
CSP | 0 | 0 | 0 | 0 | 0 | 0
CT | 0 | 6906.06 | 2324.34 | 7539.34 | 11166.64 | 4089.08
Coal | 615 | 0 | 0 | 0 | 0 | 0
Geo | 0 | 0 | 0 | 0 | 0 | 0
H | 0 | 1 | 0 | 0 | 0 | 0
LFG | 0 | 0 | 223.33 | 0 | 0 | 0
Nuc | 235 | 0 | 0 | 0 | 0 | 0
PS | 0 | 0 | 0 | 0 | 0 | 0
PV | 0 | 0 | 0 | 0 | 0 | 0
PeakG | 0 | 0 | 0 | 0 | 0 | 0
PeakO | 0 | 0 | 0 | 0 | 0 | 0
ST | 0 | 0 | 0 | 0 | 0 | 0
STOG | 0 | 0 | 0 | 0 | 0 | 0
STWD | 0 | 0 | 0 | 0 | 0 | 0
WT | 968.9 | 0 | 0 | 0 | 0 | 0
IGCC | 0 | 0 | 0 | 0 | 0 | 0
DemandResponse | 0 | 0 | 0 | 0 | 0 | 0
IGCC-CCS | 0 | 0 | 0 | 0 | 0 | 0
WT_off | 0 | 0 | 0 | 0 | 0 | 0
PseudoUnit | 0 | 0 | 0 | 0 | 0 | 0
FixedInterchange | 0 | 0 | 0 | 0 | 0 | 0
New Build Capacity by Reporting Type: Nebraska
ReportingType | 2015 | 2020 | 2025 | 2030 | 2035 | 2040
BM | 0 | 0 | 0 | 0 | 0 | 0
CC | 0 | 0 | 0 | 0 | 0 | 0
CSP | 0 | 0 | 0 | 0 | 0 | 0
CT | 0 | 0 | 0 | 0 | 0 | 0
Coal | 232.1 | 0 | 0 | 0 | 0 | 0
Geo | 0 | 0 | 0 | 0 | 0 | 0
H | 0 | 0 | 0 | 0 | 0 | 0
LFG | 0 | 0 | 0 | 71.67 | 0 | 0
Nuc | 0 | 0 | 0 | 0 | 0 | 0
PS | 0 | 0 | 0 | 0 | 0 | 0
PV | 0 | 0 | 0 | 0 | 0 | 0
PeakG | 0 | 0 | 0 | 0 | 0 | 0
PeakO | 0 | 0 | 0 | 0 | 0 | 0
ST | 0 | 0 | 0 | 0 | 0 | 0
STOG | 0 | 0 | 0 | 0 | 0 | 0
STWD | 0 | 0 | 0 | 0 | 0 | 0
WT | 202 | 27126.92 | 20984.19 | 15765.46 | 3132.09 | 9269.18
IGCC | 0 | 0 | 0 | 0 | 0 | 0
DemandResponse | 0 | 0 | 0 | 0 | 0 | 0
IGCC-CCS | 0 | 0 | 0 | 0 | 0 | 0
WT_off | 0 | 0 | 0 | 0 | 0 | 0
PseudoUnit | 0 | 0 | 0 | 0 | 0 | 0
FixedInterchange | 0 | 0 | 0 | 0 | 0 | 0
New Build Capacity by Reporting Type: NEISO
ReportingType | 2015 | 2020 | 2025 | 2030 | 2035 | 2040
BM | 252.2 | 0 | 0 | 0 | 0 | 0
CC | 2049.5 | 0 | 0 | 0 | 0 | 0
CSP | 0 | 0 | 0 | 0 | 0 | 0
CT | 334 | 0 | 0 | 0 | 0 | 0
Coal | 0 | 0 | 0 | 0 | 0 | 0
Geo | 0 | 0 | 0 | 0 | 0 | 0
H | 0 | 3 | 0 | 0 | 0 | 0
LFG | 49.26 | 0 | 69.74 | 0 | 0 | 0
Nuc | 0 | 0 | 0 | 0 | 0 | 0
PS | 0 | 0 | 0 | 0 | 0 | 0
PV | 0 | 323.36 | 1.49 | 0 | 0 | 0.05
PeakG | 0 | 0 | 0 | 0 | 0 | 0
PeakO | 0 | 0 | 0 | 0 | 0 | 0
ST | 0 | 0 | 0 | 0 | 0 | 0
STOG | 0 | 0 | 0 | 0 | 0 | 0
STWD | 0 | 0 | 0 | 0 | 0 | 0
WT | 231.2 | 1509.73 | 1885.01 | 873.03 | 488.72 | 0
IGCC | 0 | 0 | 0 | 0 | 0 | 0
DemandResponse | 0 | 0 | 0 | 0 | 0 | 0
IGCC-CCS | 0 | 0 | 0 | 0 | 0 | 0
WT_off | 468 | 0 | 0 | 0 | 0 | 0
PseudoUnit | 0 | 0 | 0 | 0 | 0 | 0
FixedInterchange | 0 | 0 | 0 | 0 | 0 | 0
New Build Capacity by Reporting Type: NonRTO_Midwest
ReportingType | 2015 | 2020 | 2025 | 2030 | 2035 | 2040
BM | 0 | 0 | 0 | 0 | 0 | 0
CC | 0 | 356.32 | 0 | 0 | 0 | 251.16
CSP | 0 | 0 | 0 | 0 | 0 | 0
CT | 0 | 32.54 | 0 | 0 | 0 | 0
Coal | 0 | 0 | 0 | 0 | 0 | 0
Geo | 0 | 0 | 0 | 0 | 0 | 0
H | 0 | 0 | 746 | 0 | 0 | 0
LFG | 0 | 0 | 160.25 | 0 | 0 | 0
Nuc | 0 | 0 | 0 | 0 | 0 | 0
PS | 0 | 0 | 0 | 0 | 0 | 0
PV | 0 | 0 | 0 | 0 | 0 | 0
PeakG | 0 | 0 | 0 | 0 | 0 | 0
PeakO | 0 | 0 | 0 | 0 | 0 | 0
ST | 0 | 0 | 0 | 0 | 0 | 0
STOG | 0 | 0 | 0 | 0 | 0 | 0
STWD | 0 | 0 | 0 | 0 | 0 | 0
WT | 0 | 0 | 0 | 0 | 0 | 0
IGCC | 0 | 0 | 0 | 0 | 0 | 0
DemandResponse | 0 | 0 | 0 | 0 | 0 | 0
IGCC-CCS | 0 | 0 | 0 | 0 | 0 | 0
WT_off | 0 | 0 | 0 | 0 | 0 | 0
PseudoUnit | 0 | 0 | 0 | 0 | 0 | 0
FixedInterchange | 0 | 0 | 0 | 0 | 0 | 0
New Build Capacity by Reporting Type: NYISO_A-F
ReportingType | 2015 | 2020 | 2025 | 2030 | 2035 | 2040
BM | 0 | 0 | 0 | 0 | 0 | 0
CC | 639 | 0 | 0 | 0 | 0 | 0
CSP | 0 | 0 | 0 | 0 | 0 | 0
CT | 0 | 0 | 0 | 0 | 0 | 0
Coal | 0 | 0 | 0 | 0 | 0 | 0
Geo | 0 | 0 | 0 | 0 | 0 | 0
H | 0 | 0 | 0 | 0 | 0 | 0
LFG | 6.4 | 0 | 0 | 67.93 | 0 | 0
Nuc | 168 | 0 | 0 | 0 | 0 | 0
PS | 0 | 0 | 0 | 0 | 0 | 0
PV | 0 | 0 | 0 | 0 | 0 | 0
PeakG | 0 | 0 | 0 | 0 | 0 | 0
PeakO | 0 | 0 | 0 | 0 | 0 | 0
ST | 0 | 0 | 0 | 0 | 0 | 0
STOG | 0 | 0 | 0 | 0 | 0 | 0
STWD | 0 | 0 | 0 | 0 | 0 | 0
WT | 2476.3 | 709.8 | 0 | 0 | 0 | 0
IGCC | 0 | 0 | 0 | 0 | 0 | 0
DemandResponse | 0 | 0 | 0 | 0 | 0 | 0
IGCC-CCS | 0 | 0 | 0 | 0 | 0 | 0
WT_off | 0 | 0 | 0 | 0 | 0 | 0
PseudoUnit | 0 | 0 | 0 | 0 | 0 | 0
FixedInterchange | 0 | 0 | 0 | 0 | 0 | 0
New Build Capacity by Reporting Type: NYISO_G-I
ReportingType | 2015 | 2020 | 2025 | 2030 | 2035 | 2040
BM | 0 | 0 | 0 | 0 | 0 | 0
CC | 0 | 0 | 0 | 0 | 0 | 1469.77
CSP | 0 | 0 | 0 | 0 | 0 | 0
CT | 0 | 0 | 0 | 0 | 0 | 0
Coal | 0 | 0 | 0 | 0 | 0 | 0
Geo | 0 | 0 | 0 | 0 | 0 | 0
H | 0 | 0 | 0 | 0 | 0 | 0
LFG | 0 | 0 | 0.31 | 74.02 | 0 | 0
Nuc | 0 | 0 | 0 | 0 | 0 | 0
PS | 0 | 0 | 0 | 0 | 0 | 0
PV | 0 | 0 | 0 | 0 | 0 | 0
PeakG | 0 | 0 | 0 | 0 | 0 | 0
PeakO | 0 | 0 | 0 | 0 | 0 | 0
ST | 0 | 0 | 0 | 0 | 0 | 0
STOG | 0 | 0 | 0 | 0 | 0 | 0
STWD | 0 | 0 | 0 | 0 | 0 | 0
WT | 0 | 60 | 0 | 0 | 0 | 0
IGCC | 0 | 0 | 0 | 0 | 0 | 0
DemandResponse | 0 | 0 | 0 | 0 | 0 | 0
IGCC-CCS | 0 | 0 | 0 | 0 | 0 | 0
WT_off | 0 | 0 | 0 | 0 | 0 | 0
PseudoUnit | 0 | 0 | 0 | 0 | 0 | 0
FixedInterchange | 0 | 0 | 0 | 0 | 0 | 0
New Build Capacity by Reporting Type: NYISO_J-K
ReportingType | 2015 | 2020 | 2025 | 2030 | 2035 | 2040
BM | 0 | 0 | 0 | 0 | 0 | 0
CC | 1175.4 | 0 | 0 | 0 | 0 | 0
CSP | 0 | 0 | 0 | 0 | 0 | 0
CT | 0 | 0 | 0 | 312.55 | 3176.58 | 2055.04
Coal | 0 | 0 | 0 | 0 | 0 | 0
Geo | 0 | 0 | 0 | 0 | 0 | 0
H | 0 | 0 | 0 | 0 | 0 | 0
LFG | 0 | 0 | 0 | 74.33 | 0 | 0
Nuc | 0 | 0 | 0 | 0 | 0 | 0
PS | 0 | 0 | 0 | 0 | 0 | 0
PV | 32 | 0 | 0 | 0 | 0 | 0
PeakG | 0 | 0 | 0 | 0 | 0 | 0
PeakO | 0 | 0 | 0 | 0 | 0 | 0
ST | 0 | 0 | 0 | 0 | 0 | 0
STOG | 0 | 0 | 0 | 0 | 0 | 0
STWD | 0 | 0 | 0 | 0 | 0 | 0
WT | 0 | 0 | 0 | 0 | 0 | 0
IGCC | 0 | 0 | 0 | 0 | 0 | 0
DemandResponse | 0 | 0 | 0 | 0 | 0 | 0
IGCC-CCS | 0 | 0 | 0 | 0 | 0 | 0
WT_off | 0 | 0 | 0 | 0 | 0 | 0
PseudoUnit | 0 | 0 | 0 | 0 | 0 | 0
FixedInterchange | 0 | 0 | 0 | 0 | 0 | 0
New Build Capacity by Reporting Type: PJM_E
ReportingType | 2015 | 2020 | 2025 | 2030 | 2035 | 2040
BM | 30 | 0 | 0 | 0 | 0 | 0
CC | 4634.3 | 0 | 0 | 0 | 0 | 0
CSP | 0 | 0 | 0 | 0 | 0 | 0
CT | 26.2 | 0 | 0 | 0 | 5773.61 | 0
Coal | 27 | 0 | 0 | 0 | 0 | 0
Geo | 0 | 0 | 0 | 0 | 0 | 0
H | 0 | 0 | 0 | 0 | 0 | 0
LFG | 9.1 | 132.9 | 0 | 0 | 0 | 0
Nuc | 38 | 0 | 0 | 0 | 0 | 0
PS | 0 | 0 | 0 | 0 | 0 | 0
PV | 25.45 | 0 | 0 | 0 | 0 | 0
PeakG | 0 | 0 | 0 | 0 | 0 | 0
PeakO | 0 | 0 | 0 | 0 | 0 | 0
ST | 0 | 0 | 0 | 0 | 0 | 0
STOG | 0 | 0 | 0 | 0 | 0 | 0
STWD | 0 | 0 | 0 | 0 | 0 | 0
WT | 1150 | 0 | 0 | 0 | 0 | 0
IGCC | 0 | 0 | 0 | 0 | 0 | 0
DemandResponse | 0 | 0 | 0 | 0 | 0 | 0
IGCC-CCS | 0 | 0 | 0 | 0 | 0 | 0
WT_off | 0 | 0 | 1100 | 0 | 0 | 0
PseudoUnit | 0 | 0 | 0 | 0 | 0 | 0
FixedInterchange | 0 | 0 | 0 | 0 | 0 | 0
New Build Capacity by Reporting Type: PJM_ROM
ReportingType | 2015 | 2020 | 2025 | 2030 | 2035 | 2040
BM | 18 | 0 | 0 | 0 | 0 | 0
CC | 1678.5 | 0 | 0 | 0 | 8557.1 | 13016.67
CSP | 0 | 0 | 0 | 0 | 0 | 0
CT | 16 | 0 | 0 | 0 | 0 | 0
Coal | 32.5 | 0 | 0 | 0 | 0 | 0
Geo | 0 | 0 | 0 | 0 | 0 | 0
H | 0 | 69.39 | 608.61 | 0 | 0 | 0
LFG | 18.9 | 265.1 | 0 | 0 | 0 | 0
Nuc | 0 | 0 | 0 | 0 | 0 | 0
PS | 0 | 0 | 0 | 0 | 0 | 0
PV | 0 | 1409.56 | 888.64 | 240.74 | 95.25 | 113.93
PeakG | 0 | 0 | 0 | 0 | 0 | 0
PeakO | 0 | 0 | 0 | 0 | 0 | 0
ST | 0 | 0 | 0 | 0 | 0 | 0
STOG | 0 | 0 | 0 | 0 | 0 | 0
STWD | 0 | 0 | 0 | 0 | 0 | 0
WT | 479.8 | 750.2 | 5751.74 | 58.26 | 0 | 0
IGCC | 0 | 0 | 0 | 0 | 0 | 0
DemandResponse | 0 | 0 | 0 | 0 | 0 | 0
IGCC-CCS | 0 | 0 | 0 | 0 | 0 | 0
WT_off | 0 | 0 | 0 | 0 | 0 | 0
PseudoUnit | 0 | 0 | 0 | 0 | 0 | 0
FixedInterchange | 0 | 0 | 0 | 0 | 0 | 0
New Build Capacity by Reporting Type: PJM_ROR
ReportingType | 2015 | 2020 | 2025 | 2030 | 2035 | 2040
BM | 385 | 0 | 0 | 0 | 0 | 0
CC | 3077 | 120 | 0 | 0 | 0 | 0
CSP | 0 | 0 | 0 | 0 | 0 | 0
CT | 29 | 0 | 0 | 0 | 0 | 0
Coal | 2164 | 0 | 0 | 0 | 0 | 0
Geo | 0 | 0 | 0 | 0 | 0 | 0
H | 0 | 503 | 0 | 0 | 0 | 0
LFG | 57.4 | 273.27 | 240.44 | 0 | 0 | 0
Nuc | 38 | 0 | 0 | 0 | 0 | 0
PS | 0 | 0 | 0 | 0 | 0 | 0
PV | 0 | 0 | 0 | 0 | 0 | 0
PeakG | 0 | 0 | 0 | 0 | 0 | 0
PeakO | 0 | 0 | 0 | 0 | 0 | 0
ST | 0 | 0 | 0 | 0 | 0 | 0
STOG | 0 | 0 | 0 | 0 | 0 | 0
STWD | 0 | 0 | 0 | 0 | 0 | 0
WT | 8325.7 | 191.7 | 0 | 1472.81 | 1965.07 | 2636.5
IGCC | 0 | 0 | 0 | 0 | 0 | 0
DemandResponse | 0 | 0 | 0 | 0 | 0 | 0
IGCC-CCS | 0 | 0 | 0 | 0 | 0 | 0
WT_off | 0 | 0 | 0 | 0 | 0 | 0
PseudoUnit | 0 | 0 | 0 | 0 | 0 | 0
FixedInterchange | 0 | 0 | 0 | 0 | 0 | 0
New Build Capacity by Reporting Type: SOCO
ReportingType | 2015 | 2020 | 2025 | 2030 | 2035 | 2040
BM | 55 | 0 | 0 | 0 | 0 | 0
CC | 5026.9 | 187 | 0 | 0 | 0 | 0
CSP | 0 | 0 | 0 | 0 | 0 | 0
CT | 0 | 0 | 0 | 0 | 0 | 0
Coal | 0 | 0 | 0 | 0 | 340.04 | 7577.22
Geo | 0 | 0 | 0 | 0 | 0 | 0
H | 0 | 0 | 0 | 0 | 0 | 0
LFG | 0 | 0 | 107.4 | 0 | 0 | 0
Nuc | 70 | 2200 | 0 | 0 | 0 | 0
PS | 0 | 0 | 0 | 0 | 0 | 0
PV | 0 | 0 | 0 | 0 | 0 | 0
PeakG | 0 | 0 | 0 | 0 | 0 | 0
PeakO | 0 | 0 | 0 | 0 | 0 | 0
ST | 0 | 0 | 0 | 0 | 0 | 0
STOG | 0 | 0 | 0 | 0 | 0 | 0
STWD | 0 | 0 | 0 | 0 | 0 | 0
WT | 0 | 0 | 0 | 0 | 0 | 0
IGCC | 0 | 0 | 0 | 0 | 0 | 0
DemandResponse | 0 | 0 | 0 | 0 | 0 | 0
IGCC-CCS | 0 | 0 | 0 | 0 | 0 | 0
WT_off | 0 | 0 | 0 | 0 | 0 | 0
PseudoUnit | 0 | 0 | 0 | 0 | 0 | 0
FixedInterchange | 0 | 0 | 0 | 0 | 0 | 0
New Build Capacity by Reporting Type: SPP_N
ReportingType | 2015 | 2020 | 2025 | 2030 | 2035 | 2040
BM | 0 | 0 | 0 | 0 | 0 | 0
CC | 0 | 0 | 0 | 0 | 0 | 0
CSP | 0 | 0 | 0 | 0 | 0 | 0
CT | 0 | 0 | 0 | 0 | 0 | 133.1
Coal | 465.04 | 0 | 0 | 0 | 0 | 0
Geo | 0 | 0 | 0 | 0 | 0 | 0
H | 0 | 0 | 0 | 0 | 0 | 0
LFG | 0 | 0 | 0 | 95 | 0 | 0
Nuc | 0 | 0 | 0 | 0 | 0 | 0
PS | 0 | 0 | 0 | 0 | 0 | 0
PV | 0 | 0 | 0 | 0 | 0 | 0
PeakG | 0 | 0 | 0 | 0 | 0 | 0
PeakO | 0 | 0 | 0 | 0 | 0 | 0
ST | 0 | 0 | 0 | 0 | 0 | 0
STOG | 0 | 0 | 0 | 0 | 0 | 0
STWD | 0 | 0 | 0 | 0 | 0 | 0
WT | 0 | 0 | 0 | 29304.07 | 2322.86 | 120.54
IGCC | 0 | 0 | 0 | 0 | 0 | 0
DemandResponse | 0 | 0 | 0 | 0 | 0 | 0
IGCC-CCS | 0 | 0 | 0 | 0 | 0 | 0
WT_off | 0 | 0 | 0 | 0 | 0 | 0
PseudoUnit | 0 | 0 | 0 | 0 | 0 | 0
FixedInterchange | 0 | 0 | 0 | 0 | 0 | 0
New Build Capacity by Reporting Type: SPP_S
ReportingType | 2015 | 2020 | 2025 | 2030 | 2035 | 2040
BM | 0 | 0 | 0 | 0 | 0 | 0
CC | 0 | 0 | 0 | 0 | 0 | 0
CSP | 0 | 0 | 0 | 0 | 0 | 0
CT | 412.99 | 300 | 0 | 0 | 0 | 72.45
Coal | 988 | 0 | 0 | 0 | 0 | 0
Geo | 0 | 0 | 0 | 0 | 0 | 0
H | 0 | 0 | 0 | 0 | 0 | 0
LFG | 0 | 0 | 0 | 95 | 0 | 0
Nuc | 0 | 0 | 0 | 0 | 0 | 0
PS | 0 | 0 | 0 | 0 | 0 | 0
PV | 0 | 0 | 0 | 0 | 0 | 0
PeakG | 0 | 0 | 0 | 0 | 0 | 0
PeakO | 0 | 0 | 0 | 0 | 0 | 0
ST | 0 | 0 | 0 | 0 | 0 | 0
STOG | 0 | 0 | 0 | 0 | 0 | 0
STWD | 0 | 0 | 0 | 0 | 0 | 0
WT | 430 | 150 | 35750.33 | 19651.19 | 0 | 0
IGCC | 0 | 0 | 0 | 0 | 0 | 0
DemandResponse | 0 | 0 | 0 | 0 | 0 | 0
IGCC-CCS | 0 | 0 | 0 | 0 | 0 | 0
WT_off | 0 | 0 | 0 | 0 | 0 | 0
PseudoUnit | 0 | 0 | 0 | 0 | 0 | 0
FixedInterchange | 0 | 0 | 0 | 0 | 0 | 0
New Build Capacity by Reporting Type: TVA
ReportingType | 2015 | 2020 | 2025 | 2030 | 2035 | 2040
BM | 0 | 0 | 0 | 0 | 0 | 0
CC | 1418 | 736.32 | 0 | 2167.16 | 0 | 0
CSP | 0 | 0 | 0 | 0 | 0 | 0
CT | 0 | 1031.02 | 0 | 874.37 | 0 | 0
Coal | 0 | 0 | 0 | 0 | 602.97 | 872.63
Geo | 0 | 0 | 0 | 0 | 0 | 0
H | 0 | 0 | 27 | 0 | 0 | 0
LFG | 0 | 0 | 107.4 | 0 | 0 | 0
Nuc | 1697.89 | 0 | 0 | 0 | 0 | 0
PS | 0 | 0 | 0 | 0 | 0 | 0
PV | 0 | 0 | 0 | 0 | 0 | 0
PeakG | 0 | 0 | 0 | 0 | 0 | 0
PeakO | 0 | 0 | 0 | 0 | 0 | 0
ST | 0 | 0 | 0 | 0 | 0 | 0
STOG | 0 | 0 | 0 | 0 | 0 | 0
STWD | 0 | 0 | 0 | 0 | 0 | 0
WT | 0 | 0 | 0 | 0 | 0 | 0
IGCC | 0 | 0 | 0 | 0 | 0 | 0
DemandResponse | 0 | 0 | 0 | 0 | 0 | 0
IGCC-CCS | 0 | 0 | 0 | 0 | 0 | 0
WT_off | 0 | 0 | 0 | 0 | 0 | 0
PseudoUnit | 0 | 0 | 0 | 0 | 0 | 0
FixedInterchange | 0 | 0 | 0 | 0 | 0 | 0
New Build Capacity by Reporting Type: TVA_Transmission
ReportingType | 2015 | 2020 | 2025 | 2030 | 2035 | 2040
BM | 0 | 0 | 0 | 0 | 0 | 0
CC | 0 | 0 | 0 | 0 | 0 | 0
CSP | 0 | 0 | 0 | 0 | 0 | 0
CT | 0 | 0 | 0 | 0 | 0 | 0
Coal | 0 | 0 | 0 | 0 | 0 | 0
Geo | 0 | 0 | 0 | 0 | 0 | 0
H | 0 | 0 | 0 | 0 | 0 | 0
LFG | 0 | 0 | 0 | 0 | 0 | 0
Nuc | 0 | 0 | 0 | 0 | 0 | 0
PS | 0 | 0 | 0 | 0 | 0 | 0
PV | 0 | 0 | 0 | 0 | 0 | 0
PeakG | 0 | 0 | 0 | 0 | 0 | 0
PeakO | 0 | 0 | 0 | 0 | 0 | 0
ST | 0 | 0 | 0 | 0 | 0 | 0
STOG | 0 | 0 | 0 | 0 | 0 | 0
STWD | 0 | 0 | 0 | 0 | 0 | 0
WT | 0 | 0 | 0 | 0 | 0 | 0
IGCC | 0 | 0 | 0 | 0 | 0 | 0
DemandResponse | 0 | 0 | 0 | 0 | 0 | 0
IGCC-CCS | 0 | 0 | 0 | 0 | 0 | 0
WT_off | 0 | 0 | 0 | 0 | 0 | 0
PseudoUnit | 0 | 0 | 0 | 0 | 0 | 0
FixedInterchange | 0 | 0 | 0 | 0 | 0 | 0
New Build Capacity by Reporting Type: VACAR
ReportingType | 2015 | 2020 | 2025 | 2030 | 2035 | 2040
BM | 0.92 | 230.9 | 620.47 | 60.03 | 183.32 | 150.81
CC | 6310.07 | 2486.42 | 53.61 | 0 | 7234.77 | 4740.73
CSP | 0 | 0 | 0 | 0 | 0 | 0
CT | 717.2 | 563.17 | 469.57 | 1058.59 | 0 | 331.27
Coal | 825 | 0 | 0 | 0 | 0 | 0
Geo | 0 | 0 | 0 | 0 | 0 | 0
H | 0 | 0 | 0 | 0 | 0 | 0
LFG | 0.34 | 107.06 | 0 | 0 | 0 | 0
Nuc | 0 | 2330 | 0 | 0 | 0 | 0
PS | 0 | 0 | 0 | 0 | 0 | 0
PV | 0 | 138.41 | 6.52 | 3.78 | 11.55 | 9.5
PeakG | 0 | 0 | 0 | 0 | 0 | 0
PeakO | 0 | 0 | 0 | 0 | 0 | 0
ST | 0 | 0 | 0 | 0 | 0 | 0
STOG | 0 | 0 | 0 | 0 | 0 | 0
STWD | 0 | 0 | 0 | 0 | 0 | 0
WT | 0.9 | 3499.1 | 0 | 0 | 0 | 0
IGCC | 0 | 0 | 0 | 0 | 0 | 0
DemandResponse | 0 | 0 | 0 | 0 | 0 | 0
IGCC-CCS | 0 | 0 | 0 | 0 | 0 | 0
WT_off | 1 | 0 | 0 | 0 | 0 | 0
PseudoUnit | 0 | 0 | 0 | 0 | 0 | 0
FixedInterchange | 0 | 0 | 0 | 0 | 0 | 0
New Build Capacity by Reporting Type: IESO
ReportingType | 2015 | 2020 | 2025 | 2030 | 2035 | 2040
BM | 326.33 | 0 | 0 | 0 | 0 | 0
CC | 1263 | 0 | 0 | 0 | 0 | 1983.98
CSP | 0 | 0 | 0 | 0 | 0 | 0
CT | 368 | 0 | 0 | 0 | 0 | 292.88
Coal | 0 | 0 | 0 | 0 | 0 | 0
Geo | 0 | 0 | 0 | 0 | 0 | 0
H | 0 | 0 | 0 | 0 | 0 | 250
LFG | 14.5 | 0 | 0 | 0 | 0.5 | 0
Nuc | 0 | 0 | 0 | 0 | 0 | 0
PS | 0 | 0 | 0 | 0 | 0 | 0
PV | 1067.26 | 0 | 0 | 0 | 0 | 0
PeakG | 0 | 0 | 0 | 0 | 0 | 0
PeakO | 0 | 0 | 0 | 0 | 0 | 0
ST | 0 | 0 | 0 | 0 | 0 | 0
STOG | 0 | 0 | 0 | 0 | 0 | 0
STWD | 0 | 0 | 0 | 0 | 0 | 0
WT | 2105.9 | 0 | 0 | 0 | 0 | 0
IGCC | 0 | 0 | 0 | 0 | 0 | 0
DemandResponse | 0 | 0 | 0 | 0 | 0 | 0
IGCC-CCS | 0 | 0 | 0 | 0 | 0 | 0
WT_off | 0 | 0 | 0 | 0 | 0 | 0
PseudoUnit | 0 | 0 | 0 | 0 | 0 | 0
FixedInterchange | 0 | 0 | 0 | 0 | 0 | 0
New Build Capacity by Reporting Type: MAPP_CA
ReportingType | 2015 | 2020 | 2025 | 2030 | 2035 | 2040
BM | 0 | 0 | 0 | 0 | 0 | 0
CC | 0 | 0 | 0 | 0 | 0 | 0
CSP | 0 | 0 | 0 | 0 | 0 | 0
CT | 0 | 0 | 0 | 0 | 0 | 0
Coal | 0 | 0 | 0 | 0 | 0 | 0
Geo | 0 | 0 | 0 | 0 | 0 | 0
H | 0 | 695 | 1495 | 2460 | 0 | 0
LFG | 0 | 0 | 0 | 0 | 0 | 0
Nuc | 0 | 0 | 0 | 0 | 0 | 0
PS | 0 | 0 | 0 | 0 | 0 | 0
PV | 0 | 0 | 0 | 0 | 0 | 0
PeakG | 0 | 0 | 0 | 0 | 0 | 0
PeakO | 0 | 0 | 0 | 0 | 0 | 0
ST | 0 | 0 | 0 | 0 | 0 | 0
STOG | 0 | 0 | 0 | 0 | 0 | 0
STWD | 0 | 0 | 0 | 0 | 0 | 0
WT | 302.4 | 0 | 0 | 0 | 0 | 0
IGCC | 0 | 0 | 0 | 0 | 0 | 0
DemandResponse | 0 | 0 | 0 | 0 | 0 | 0
IGCC-CCS | 0 | 0 | 0 | 0 | 0 | 0
WT_off | 0 | 0 | 0 | 0 | 0 | 0
PseudoUnit | 0 | 0 | 0 | 0 | 0 | 0
FixedInterchange | 0 | 0 | 0 | 0 | 0 | 0
New Build Capacity by Reporting Type: AZ_NM_SNV_Coal
ReportingType | 2015 | 2020 | 2025 | 2030 | 2035 | 2040
BM | 0 | 0 | 0 | 0 | 0 | 0
CC | 0 | 0 | 0 | 0 | 0 | 0
CSP | 0 | 0 | 0 | 0 | 0 | 0
CT | 0 | 0 | 0 | 0 | 0 | 0
Coal | 0 | 0 | 0 | 0 | 2009.75 | 9202.92
Geo | 0 | 0 | 0 | 0 | 0 | 0
H | 0 | 0 | 0 | 0 | 0 | 0
LFG | 0 | 0 | 0 | 0 | 0 | 0
Nuc | 0 | 0 | 0 | 0 | 0 | 0
PS | 0 | 0 | 0 | 0 | 0 | 0
PV | 0 | 0 | 0 | 0 | 0 | 0
PeakG | 0 | 0 | 0 | 0 | 0 | 0
PeakO | 0 | 0 | 0 | 0 | 0 | 0
ST | 0 | 0 | 0 | 0 | 0 | 0
STOG | 0 | 0 | 0 | 0 | 0 | 0
STWD | 0 | 0 | 0 | 0 | 0 | 0
WT | 0 | 0 | 0 | 0 | 0 | 0
IGCC | 0 | 0 | 0 | 0 | 0 | 0
DemandResponse | 0 | 0 | 0 | 0 | 0 | 0
IGCC-CCS | 0 | 0 | 0 | 0 | 0 | 0
WT_off | 0 | 0 | 0 | 0 | 0 | 0
PseudoUnit | 0 | 0 | 0 | 0 | 0 | 0
FixedInterchange | 0 | 0 | 0 | 0 | 0 | 0
New Build Capacity by Reporting Type: AZ_NM_SNV_Gas
ReportingType | 2015 | 2020 | 2025 | 2030 | 2035 | 2040
BM | 0 | 0 | 0 | 0 | 0 | 0
CC | 668 | 1114.63 | 0 | 3931.05 | 0 | 0
CSP | 0 | 0 | 0 | 0 | 0 | 0
CT | 736 | 0 | 0 | 0 | 0 | 0
Coal | 0 | 0 | 0 | 0 | 0 | 0
Geo | 0 | 0 | 0 | 0 | 0 | 0
H | 0 | 0 | 0 | 0 | 0 | 0
LFG | 0 | 0 | 0 | 0 | 0 | 0
Nuc | 0 | 0 | 0 | 0 | 0 | 0
PS | 0 | 0 | 0 | 0 | 0 | 0
PV | 0 | 0 | 0 | 0 | 0 | 0
PeakG | 0 | 0 | 0 | 0 | 0 | 0
PeakO | 0 | 0 | 0 | 0 | 0 | 0
ST | 0 | 0 | 0 | 0 | 0 | 0
STOG | 0 | 0 | 0 | 0 | 0 | 0
STWD | 0 | 0 | 0 | 0 | 0 | 0
WT | 0 | 0 | 0 | 0 | 0 | 0
IGCC | 0 | 0 | 0 | 0 | 0 | 0
DemandResponse | 0 | 0 | 0 | 0 | 0 | 0
IGCC-CCS | 0 | 0 | 0 | 0 | 0 | 0
WT_off | 0 | 0 | 0 | 0 | 0 | 0
PseudoUnit | 0 | 0 | 0 | 0 | 0 | 0
FixedInterchange | 0 | 0 | 0 | 0 | 0 | 0
New Build Capacity by Reporting Type: AZ_NM_SNV_NucRenew
ReportingType | 2015 | 2020 | 2025 | 2030 | 2035 | 2040
BM | 0 | 0 | 0 | 0 | 0 | 0
CC | 0 | 0 | 0 | 0 | 0 | 0
CSP | 0 | 0 | 0 | 0 | 0 | 0
CT | 0 | 0 | 0 | 0 | 0 | 0
Coal | 0 | 0 | 0 | 0 | 0 | 0
Geo | 0 | 0 | 1450 | 0 | 0 | 0
H | 0 | 0 | 0 | 0 | 0 | 0
LFG | 0 | 0 | 60.67 | 0 | 0 | 0
Nuc | 0 | 0 | 0 | 0 | 0 | 0
PS | 0 | 0 | 0 | 0 | 0 | 0
PV | 95.7 | 0 | 0 | 0 | 0 | 0
PeakG | 0 | 0 | 0 | 0 | 0 | 0
PeakO | 0 | 0 | 0 | 0 | 0 | 0
ST | 280 | 439.41 | 276.64 | 124.64 | 0 | 0
STOG | 0 | 0 | 0 | 0 | 0 | 0
STWD | 0 | 0 | 0 | 0 | 0 | 0
WT | 65.1 | 0 | 327.43 | 616.17 | 0 | 0
IGCC | 0 | 0 | 0 | 0 | 0 | 0
DemandResponse | 0 | 0 | 0 | 0 | 0 | 0
IGCC-CCS | 0 | 0 | 0 | 0 | 0 | 0
WT_off | 0 | 0 | 0 | 0 | 0 | 0
PseudoUnit | 0 | 0 | 0 | 0 | 0 | 0
FixedInterchange | 0 | 0 | 0 | 0 | 0 | 0
New Build Capacity by Reporting Type: ERCOT
ReportingType | 2015 | 2020 | 2025 | 2030 | 2035 | 2040
BM | 145 | 0 | 0 | 1700.88 | 64.14 | 116.37
CC | 275 | 0 | 0 | 0 | 1849.79 | 3530.58
CSP | 0 | 0 | 0 | 0 | 0 | 0
CT | 250 | 0 | 0 | 0 | 0 | 0
Coal | 2020 | 0 | 0 | 0 | 0 | 0
Geo | 0 | 0 | 0 | 0 | 0 | 0
H | 0 | 0 | 0 | 628 | 0 | 0
LFG | 0 | 0 | 354 | 0 | 0 | 0
Nuc | 0 | 0 | 0 | 0 | 0 | 0
PS | 0 | 0 | 0 | 0 | 0 | 0
PV | 14 | 0 | 0 | 0 | 0 | 0
PeakG | 0 | 0 | 0 | 0 | 0 | 0
PeakO | 0 | 0 | 0 | 0 | 0 | 0
ST | 0 | 0 | 0 | 0 | 0 | 0
STOG | 0 | 0 | 0 | 0 | 0 | 0
STWD | 0 | 0 | 0 | 0 | 0 | 0
WT | 350.1 | 8333.4 | 9401.3 | 5849.98 | 830.16 | 1488.66
IGCC | 0 | 0 | 0 | 0 | 0 | 0
DemandResponse | 0 | 0 | 0 | 0 | 0 | 0
IGCC-CCS | 0 | 0 | 0 | 0 | 0 | 0
WT_off | 0 | 0 | 0 | 0 | 0 | 0
PseudoUnit | 0 | 0 | 0 | 0 | 0 | 0
FixedInterchange | 0 | 0 | 0 | 0 | 0 | 0
New Build Capacity by Reporting Type: NP15
ReportingType | 2015 | 2020 | 2025 | 2030 | 2035 | 2040
BM | 0 | 0 | 0 | 0 | 0 | 0
CC | 940 | 0 | 0 | 0 | 0 | 0
CSP | 0 | 0 | 0 | 0 | 0 | 0
CT | 216.02 | 1769.57 | 391.78 | 3962.88 | 4382.34 | 4349.66
Coal | 0 | 0 | 0 | 0 | 0 | 0
Geo | 0 | 166.22 | 433.78 | 0 | 0 | 0
H | 0 | 0 | 0 | 0 | 0 | 0
LFG | 0 | 565 | 0 | 0 | 0 | 0
Nuc | 0 | 0 | 0 | 0 | 0 | 0
PS | 0 | 0 | 0 | 0 | 0 | 0
PV | 6.5 | 0 | 0 | 0 | 0 | 0
PeakG | 0 | 0 | 0 | 0 | 0 | 0
PeakO | 0 | 0 | 0 | 0 | 0 | 0
ST | 29 | 0 | 0 | 0 | 0 | 0
STOG | 0 | 0 | 0 | 0 | 0 | 0
STWD | 0 | 0 | 0 | 0 | 0 | 0
WT | 101.2 | 0 | 9165.99 | 2407.4 | 13.34 | 1.99
IGCC | 0 | 0 | 0 | 0 | 0 | 0
DemandResponse | 0 | 0 | 0 | 0 | 0 | 0
IGCC-CCS | 0 | 0 | 0 | 0 | 0 | 0
WT_off | 0 | 0 | 0 | 0 | 0 | 0
PseudoUnit | 0 | 0 | 0 | 0 | 0 | 0
FixedInterchange | 0 | 0 | 0 | 0 | 0 | 0
New Build Capacity by Reporting Type: NWPP_Coal
ReportingType | 2015 | 2020 | 2025 | 2030 | 2035 | 2040
BM | 0 | 0 | 0 | 0 | 0 | 0
CC | 0 | 0 | 0 | 0 | 0 | 0
CSP | 0 | 0 | 0 | 0 | 0 | 0
CT | 0 | 0 | 0 | 0 | 0 | 0
Coal | 0 | 0 | 0 | 0 | 0 | 0
Geo | 0 | 0 | 0 | 0 | 0 | 0
H | 0 | 0 | 0 | 0 | 0 | 0
LFG | 0 | 0 | 0 | 0 | 0 | 0
Nuc | 0 | 0 | 0 | 0 | 0 | 0
PS | 0 | 0 | 0 | 0 | 0 | 0
PV | 0 | 0 | 0 | 0 | 0 | 0
PeakG | 0 | 0 | 0 | 0 | 0 | 0
PeakO | 0 | 0 | 0 | 0 | 0 | 0
ST | 0 | 0 | 0 | 0 | 0 | 0
STOG | 0 | 0 | 0 | 0 | 0 | 0
STWD | 0 | 0 | 0 | 0 | 0 | 0
WT | 0 | 0 | 0 | 0 | 0 | 0
IGCC | 0 | 0 | 0 | 0 | 0 | 0
DemandResponse | 0 | 0 | 0 | 0 | 0 | 0
IGCC-CCS | 0 | 0 | 0 | 0 | 0 | 0
WT_off | 0 | 0 | 0 | 0 | 0 | 0
PseudoUnit | 0 | 0 | 0 | 0 | 0 | 0
FixedInterchange | 0 | 0 | 0 | 0 | 0 | 0
New Build Capacity by Reporting Type: NWPP_Gas
ReportingType | 2015 | 2020 | 2025 | 2030 | 2035 | 2040
BM | 0 | 0 | 0 | 0 | 0 | 0
CC | 300 | 0 | 0 | 3164.19 | 4655.32 | 196.14
CSP | 0 | 0 | 0 | 0 | 0 | 0
CT | 150 | 0 | 0 | 0 | 0 | 0
Coal | 0 | 0 | 0 | 0 | 0 | 426.09
Geo | 0 | 0 | 0 | 0 | 0 | 0
H | 0 | 0 | 0 | 0 | 0 | 0
LFG | 0 | 0 | 0 | 0 | 0 | 0
Nuc | 0 | 0 | 0 | 0 | 0 | 0
PS | 0 | 0 | 0 | 0 | 0 | 0
PV | 0 | 0 | 0 | 0 | 0 | 0
PeakG | 0 | 0 | 0 | 0 | 0 | 0
PeakO | 0 | 0 | 0 | 0 | 0 | 0
ST | 0 | 0 | 0 | 0 | 0 | 0
STOG | 0 | 0 | 0 | 0 | 0 | 0
STWD | 0 | 0 | 0 | 0 | 0 | 0
WT | 0 | 0 | 0 | 0 | 0 | 0
IGCC | 0 | 0 | 0 | 0 | 0 | 0
DemandResponse | 0 | 0 | 0 | 0 | 0 | 0
IGCC-CCS | 0 | 0 | 0 | 0 | 0 | 0
WT_off | 0 | 0 | 0 | 0 | 0 | 0
PseudoUnit | 0 | 0 | 0 | 0 | 0 | 0
FixedInterchange | 0 | 0 | 0 | 0 | 0 | 0
New Build Capacity by Reporting Type: NWPP_NucRenew
ReportingType | 2015 | 2020 | 2025 | 2030 | 2035 | 2040
BM | 32.55 | 0 | 0 | 0 | 0 | 0
CC | 0 | 0 | 0 | 0 | 0 | 0
CSP | 0 | 0 | 0 | 0 | 0 | 0
CT | 0 | 0 | 0 | 0 | 0 | 0
Coal | 0 | 0 | 0 | 0 | 0 | 0
Geo | 86 | 0 | 434 | 0 | 0 | 0
H | 0 | 0 | 0 | 0 | 0 | 0
LFG | 25.5 | 0 | 206.95 | 37.55 | 0 | 0
Nuc | 0 | 0 | 0 | 0 | 0 | 0
PS | 0 | 0 | 0 | 0 | 0 | 0
PV | 0 | 0 | 0 | 0 | 0 | 0
PeakG | 0 | 0 | 0 | 0 | 0 | 0
PeakO | 0 | 0 | 0 | 0 | 0 | 0
ST | 0 | 0 | 0 | 0 | 0 | 0
STOG | 0 | 0 | 0 | 0 | 0 | 0
STWD | 0 | 0 | 0 | 0 | 0 | 0
WT | 977.3 | 0 | 0 | 0 | 0 | 0
IGCC | 0 | 0 | 0 | 0 | 0 | 0
DemandResponse | 0 | 0 | 0 | 0 | 0 | 0
IGCC-CCS | 0 | 0 | 0 | 0 | 0 | 0
WT_off | 0 | 0 | 0 | 0 | 0 | 0
PseudoUnit | 0 | 0 | 0 | 0 | 0 | 0
FixedInterchange | 0 | 0 | 0 | 0 | 0 | 0
New Build Capacity by Reporting Type: RMPA
ReportingType | 2015 | 2020 | 2025 | 2030 | 2035 | 2040
BM | 0 | 0 | 0 | 0 | 0 | 0
CC | 0 | 0 | 0 | 0 | 0 | 0
CSP | 0 | 0 | 0 | 0 | 0 | 0
CT | 152 | 0 | 0 | 0 | 0 | 0
Coal | 390 | 0 | 0 | 0 | 1220.95 | 1350.2
Geo | 0 | 458.78 | 2086.45 | 24.77 | 0 | 0
H | 0 | 0 | 0 | 0 | 0 | 0
LFG | 1.4 | 0 | 0 | 28.93 | 0 | 0
Nuc | 0 | 0 | 0 | 0 | 0 | 0
PS | 0 | 0 | 0 | 0 | 0 | 0
PV | 1 | 0 | 0 | 0 | 0 | 0
PeakG | 0 | 0 | 0 | 0 | 0 | 0
PeakO | 0 | 0 | 0 | 0 | 0 | 0
ST | 3 | 380.25 | 32.27 | 15.25 | 0 | 0
STOG | 0 | 0 | 0 | 0 | 0 | 0
STWD | 0 | 0 | 0 | 0 | 0 | 0
WT | 765.4 | 0 | 0 | 0 | 0 | 0
IGCC | 0 | 0 | 0 | 0 | 0 | 0
DemandResponse | 0 | 0 | 0 | 0 | 0 | 0
IGCC-CCS | 0 | 0 | 0 | 0 | 0 | 0
WT_off | 0 | 0 | 0 | 0 | 0 | 0
PseudoUnit | 0 | 0 | 0 | 0 | 0 | 0
FixedInterchange | 0 | 0 | 0 | 0 | 0 | 0
New Build Capacity by Reporting Type: SP15
ReportingType | 2015 | 2020 | 2025 | 2030 | 2035 | 2040
BM | 6 | 0 | 0 | 0 | 0 | 0
CC | 409.5 | 0 | 0 | 0 | 0 | 0
CSP | 0 | 0 | 0 | 0 | 0 | 0
CT | 0 | 0 | 0 | 0 | 0 | 0
Coal | 0 | 0 | 0 | 0 | 0 | 0
Geo | 50 | 1450 | 0 | 0 | 0 | 0
H | 0 | 0 | 0 | 0 | 0 | 0
LFG | 9.2 | 555.8 | 0 | 0 | 0 | 0
Nuc | 0 | 0 | 0 | 0 | 0 | 0
PS | 0 | 0 | 0 | 0 | 0 | 0
PV | 3.8 | 0 | 0 | 0 | 0 | 0
PeakG | 0 | 0 | 0 | 0 | 0 | 0
PeakO | 0 | 0 | 0 | 0 | 0 | 0
ST | 448 | 0 | 0 | 0 | 0 | 0
STOG | 0 | 0 | 0 | 0 | 0 | 0
STWD | 0 | 0 | 0 | 0 | 0 | 0
WT | 735 | 0 | 0 | 0 | 0 | 0
IGCC | 0 | 0 | 0 | 0 | 0 | 0
DemandResponse | 0 | 0 | 0 | 0 | 0 | 0
IGCC-CCS | 0 | 0 | 0 | 0 | 0 | 0
WT_off | 0 | 0 | 0 | 0 | 0 | 0
PseudoUnit | 0 | 0 | 0 | 0 | 0 | 0
FixedInterchange | 0 | 0 | 0 | 0 | 0 | 0
New Build Capacity by Reporting Type: ALB
ReportingType | 2015 | 2020 | 2025 | 2030 | 2035 | 2040
BM | 0 | 0 | 0 | 0 | 0 | 0
CC | 407.19 | 535.62 | 791.88 | 598.31 | 1406.85 | 1079.47
CSP | 0 | 0 | 0 | 0 | 0 | 0
CT | 201.5 | 0 | 0 | 0 | 0 | 0
Coal | 495 | 0 | 0 | 0 | 0 | 0
Geo | 0 | 0 | 0 | 0 | 0 | 0
H | 0 | 0 | 0 | 0 | 0 | 0
LFG | 0 | 0 | 0 | 0 | 0 | 0
Nuc | 0 | 0 | 0 | 0 | 0 | 0
PS | 0 | 0 | 0 | 0 | 0 | 0
PV | 0 | 0 | 0 | 0 | 0 | 0
PeakG | 0 | 0 | 0 | 0 | 0 | 0
PeakO | 0 | 0 | 0 | 0 | 0 | 0
ST | 0 | 0 | 0 | 0 | 0 | 0
STOG | 0 | 0 | 0 | 0 | 0 | 0
STWD | 0 | 0 | 0 | 0 | 0 | 0
WT | 9 | 0 | 0 | 0 | 0 | 0
IGCC | 0 | 0 | 0 | 0 | 0 | 0
DemandResponse | 0 | 0 | 0 | 0 | 0 | 0
IGCC-CCS | 0 | 0 | 0 | 0 | 0 | 0
WT_off | 0 | 0 | 0 | 0 | 0 | 0
PseudoUnit | 0 | 0 | 0 | 0 | 0 | 0
FixedInterchange | 0 | 0 | 0 | 0 | 0 | 0
New Build Capacity by Reporting Type: BC
ReportingType | 2015 | 2020 | 2025 | 2030 | 2035 | 2040
BM | 0 | 0 | 0 | 0 | 0 | 0
CC | 1171.72 | 173.23 | 512.92 | 671.98 | 800.47 | 678.5
CSP | 0 | 0 | 0 | 0 | 0 | 0
CT | 0 | 0 | 0 | 0 | 0 | 162.07
Coal | 0 | 0 | 0 | 0 | 0 | 0
Geo | 0 | 0 | 0 | 0 | 0 | 0
H | 0 | 0 | 0 | 0 | 0 | 0
LFG | 0 | 0 | 0 | 0 | 0 | 0
Nuc | 0 | 0 | 0 | 0 | 0 | 0
PS | 0 | 0 | 0 | 0 | 0 | 0
PV | 0 | 0 | 0 | 0 | 0 | 0
PeakG | 0 | 0 | 0 | 0 | 0 | 0
PeakO | 0 | 0 | 0 | 0 | 0 | 0
ST | 0 | 0 | 0 | 0 | 0 | 0
STOG | 0 | 0 | 0 | 0 | 0 | 0
STWD | 0 | 0 | 0 | 0 | 0 | 0
WT | 144 | 0 | 0 | 0 | 0 | 0
IGCC | 0 | 0 | 0 | 0 | 0 | 0
DemandResponse | 0 | 0 | 0 | 0 | 0 | 0
IGCC-CCS | 0 | 0 | 0 | 0 | 0 | 0
WT_off | 0 | 0 | 0 | 0 | 0 | 0
PseudoUnit | 0 | 0 | 0 | 0 | 0 | 0
FixedInterchange | 0 | 0 | 0 | 0 | 0 | 0
New Build Capacity by Reporting Type: HQ_IESO
ReportingType | 2015 | 2020 | 2025 | 2030 | 2035 | 2040
BM | 0 | 0 | 0 | 0 | 0 | 0
CC | 0 | 0 | 0 | 0 | 0 | 0
CSP | 0 | 0 | 0 | 0 | 0 | 0
CT | 0 | 0 | 0 | 0 | 0 | 0
Coal | 0 | 0 | 0 | 0 | 0 | 0
Geo | 0 | 0 | 0 | 0 | 0 | 0
H | 0 | 0 | 0 | 0 | 0 | 0
LFG | 0 | 0 | 0 | 0 | 0 | 0
Nuc | 0 | 0 | 0 | 0 | 0 | 0
PS | 0 | 0 | 0 | 0 | 0 | 0
PV | 0 | 0 | 0 | 0 | 0 | 0
PeakG | 0 | 0 | 0 | 0 | 0 | 0
PeakO | 0 | 0 | 0 | 0 | 0 | 0
ST | 0 | 0 | 0 | 0 | 0 | 0
STOG | 0 | 0 | 0 | 0 | 0 | 0
STWD | 0 | 0 | 0 | 0 | 0 | 0
WT | 0 | 0 | 0 | 0 | 0 | 0
IGCC | 0 | 0 | 0 | 0 | 0 | 0
DemandResponse | 0 | 0 | 0 | 0 | 0 | 0
IGCC-CCS | 0 | 0 | 0 | 0 | 0 | 0
WT_off | 0 | 0 | 0 | 0 | 0 | 0
PseudoUnit | 0 | 0 | 0 | 0 | 0 | 0
FixedInterchange | 0 | 0 | 0 | 0 | 0 | 0
New Build Capacity by Reporting Type: HQ_NEISO
ReportingType | 2015 | 2020 | 2025 | 2030 | 2035 | 2040
BM | 0 | 0 | 0 | 0 | 0 | 0
CC | 0 | 0 | 0 | 0 | 0 | 0
CSP | 0 | 0 | 0 | 0 | 0 | 0
CT | 0 | 0 | 0 | 0 | 0 | 0
Coal | 0 | 0 | 0 | 0 | 0 | 0
Geo | 0 | 0 | 0 | 0 | 0 | 0
H | 0 | 0 | 0 | 0 | 0 | 0
LFG | 0 | 0 | 0 | 0 | 0 | 0
Nuc | 0 | 0 | 0 | 0 | 0 | 0
PS | 0 | 0 | 0 | 0 | 0 | 0
PV | 0 | 0 | 0 | 0 | 0 | 0
PeakG | 0 | 0 | 0 | 0 | 0 | 0
PeakO | 0 | 0 | 0 | 0 | 0 | 0
ST | 0 | 0 | 0 | 0 | 0 | 0
STOG | 0 | 0 | 0 | 0 | 0 | 0
STWD | 0 | 0 | 0 | 0 | 0 | 0
WT | 0 | 0 | 0 | 0 | 0 | 0
IGCC | 0 | 0 | 0 | 0 | 0 | 0
DemandResponse | 0 | 0 | 0 | 0 | 0 | 0
IGCC-CCS | 0 | 0 | 0 | 0 | 0 | 0
WT_off | 0 | 0 | 0 | 0 | 0 | 0
PseudoUnit | 0 | 0 | 0 | 2500 | 0 | 0
FixedInterchange | 0 | 0 | 0 | 0 | 0 | 0
New Build Capacity by Reporting Type: HQ_NY
ReportingType | 2015 | 2020 | 2025 | 2030 | 2035 | 2040
BM | 0 | 0 | 0 | 0 | 0 | 0
CC | 0 | 0 | 0 | 0 | 0 | 0
CSP | 0 | 0 | 0 | 0 | 0 | 0
CT | 0 | 0 | 0 | 0 | 0 | 0
Coal | 0 | 0 | 0 | 0 | 0 | 0
Geo | 0 | 0 | 0 | 0 | 0 | 0
H | 0 | 0 | 0 | 0 | 0 | 0
LFG | 0 | 0 | 0 | 0 | 0 | 0
Nuc | 0 | 0 | 0 | 0 | 0 | 0
PS | 0 | 0 | 0 | 0 | 0 | 0
PV | 0 | 0 | 0 | 0 | 0 | 0
PeakG | 0 | 0 | 0 | 0 | 0 | 0
PeakO | 0 | 0 | 0 | 0 | 0 | 0
ST | 0 | 0 | 0 | 0 | 0 | 0
STOG | 0 | 0 | 0 | 0 | 0 | 0
STWD | 0 | 0 | 0 | 0 | 0 | 0
WT | 0 | 0 | 0 | 0 | 0 | 0
IGCC | 0 | 0 | 0 | 0 | 0 | 0
DemandResponse | 0 | 0 | 0 | 0 | 0 | 0
IGCC-CCS | 0 | 0 | 0 | 0 | 0 | 0
WT_off | 0 | 0 | 0 | 0 | 0 | 0
PseudoUnit | 0 | 918.77 | 1581.23 | 0 | 0 | 0
FixedInterchange | 0 | 0 | 0 | 0 | 0 | 0
New Build Capacity by Reporting Type: MARITIMES
ReportingType | 2015 | 2020 | 2025 | 2030 | 2035 | 2040
BM | 0 | 0 | 0 | 0 | 0 | 0
CC | 0 | 0 | 0 | 0 | 0 | 0
CSP | 0 | 0 | 0 | 0 | 0 | 0
CT | 0 | 0 | 0 | 0 | 0 | 0
Coal | 0 | 0 | 0 | 0 | 0 | 0
Geo | 0 | 0 | 0 | 0 | 0 | 0
H | 0 | 0 | 0 | 0 | 0 | 0
LFG | 0 | 0 | 0 | 0 | 0 | 0
Nuc | 0 | 0 | 0 | 0 | 0 | 0
PS | 0 | 0 | 0 | 0 | 0 | 0
PV | 0 | 0 | 0 | 0 | 0 | 0
PeakG | 0 | 0 | 0 | 0 | 0 | 0
PeakO | 0 | 0 | 0 | 0 | 0 | 0
ST | 0 | 0 | 0 | 0 | 0 | 0
STOG | 0 | 0 | 0 | 0 | 0 | 0
STWD | 0 | 0 | 0 | 0 | 0 | 0
WT | 0 | 0 | 0 | 0 | 0 | 0
IGCC | 0 | 0 | 0 | 0 | 0 | 0
DemandResponse | 0 | 0 | 0 | 0 | 0 | 0
IGCC-CCS | 0 | 0 | 0 | 0 | 0 | 0
WT_off | 0 | 0 | 0 | 0 | 0 | 0
PseudoUnit | 0 | 500 | 0 | 0 | 0 | 0
FixedInterchange | 0 | 0 | 0 | 0 | 0 | 0
New Build Capacity by Reporting Type: All
ReportingType | 2015 | 2020 | 2025 | 2030 | 2035 | 2040
BM | 1251 | 230.9 | 620.47 | 1760.91 | 247.46 | 267.17
CC | 32959.98 | 9521.65 | 2155.51 | 11042.92 | 33587.09 | 32232.65
CSP | 0 | 0 | 0 | 0 | 0 | 0
CT | 6397.22 | 10602.35 | 3185.69 | 13969.75 | 24781.44 | 13607.03
Coal | 10763.64 | 0 | 0 | 0 | 4173.71 | 19429.05
Geo | 136 | 2075 | 4404.23 | 24.77 | 0 | 0
H | 0 | 1551.39 | 2876.61 | 3088 | 0 | 250
LFG | 192 | 1953 | 2210 | 723.5 | 0.5 | 0
Nuc | 2740.56 | 4530 | 0 | 0 | 0 | 0
PS | 0 | 0 | 0 | 0 | 0 | 0
PV | 1246 | 2172.31 | 1079.33 | 247.93 | 122.25 | 139.56
PeakG | 0 | 0 | 0 | 0 | 0 | 0
PeakO | 0 | 0 | 0 | 0 | 0 | 0
ST | 760 | 819.66 | 308.91 | 139.89 | 0 | 0
STOG | 0 | 0 | 0 | 0 | 0 | 0
STWD | 0 | 0 | 0 | 0 | 0 | 0
WT | 25342 | 44006.5 | 87162.87 | 80043.72 | 13924.6 | 13681.37
IGCC | 618 | 0 | 0 | 0 | 0 | 0
DemandResponse | 0 | 0 | 0 | 0 | 0 | 0
IGCC-CCS | 0 | 0 | 0 | 0 | 0 | 0
WT_off | 469 | 0 | 1100 | 0 | 0 | 0
PseudoUnit | 0 | 1418.77 | 1581.23 | 2500 | 0 | 0
FixedInterchange | 0 | 0 | 0 | 0 | 0 | 0
New Build Capacity by Reporting Type: EI_US
ReportingType | 2015 | 2020 | 2025 | 2030 | 2035 | 2040
BM | 741.12 | 230.9 | 620.47 | 60.03 | 183.32 | 150.81
CC | 27525.57 | 7698.17 | 850.71 | 2677.38 | 24874.65 | 24763.98
CSP | 0 | 0 | 0 | 0 | 0 | 0
CT | 4323.69 | 8832.78 | 2793.91 | 10006.86 | 20399.1 | 8802.42
Coal | 7858.64 | 0 | 0 | 0 | 943.02 | 8449.85
Geo | 0 | 0 | 0 | 0 | 0 | 0
H | 0 | 856.39 | 1381.61 | 0 | 0 | 0
LFG | 141.4 | 832.2 | 1588.38 | 657.02 | 0 | 0
Nuc | 2740.56 | 4530 | 0 | 0 | 0 | 0
PS | 0 | 0 | 0 | 0 | 0 | 0
PV | 57.74 | 2172.31 | 1079.33 | 247.93 | 122.25 | 139.56
PeakG | 0 | 0 | 0 | 0 | 0 | 0
PeakO | 0 | 0 | 0 | 0 | 0 | 0
ST | 0 | 0 | 0 | 0 | 0 | 0
STOG | 0 | 0 | 0 | 0 | 0 | 0
STWD | 0 | 0 | 0 | 0 | 0 | 0
WT | 19786.6 | 35673.1 | 68268.15 | 71170.16 | 13081.09 | 12190.72
IGCC | 618 | 0 | 0 | 0 | 0 | 0
DemandResponse | 0 | 0 | 0 | 0 | 0 | 0
IGCC-CCS | 0 | 0 | 0 | 0 | 0 | 0
WT_off | 469 | 0 | 1100 | 0 | 0 | 0
PseudoUnit | 0 | 1418.77 | 1581.23 | 2500 | 0 | 0
FixedInterchange | 0 | 0 | 0 | 0 | 0 | 0
New Build Capacity by Reporting Type: EI_Canada
ReportingType | 2015 | 2020 | 2025 | 2030 | 2035 | 2040
BM | 326.33 | 0 | 0 | 0 | 0 | 0
CC | 1263 | 0 | 0 | 0 | 0 | 1983.98
CSP | 0 | 0 | 0 | 0 | 0 | 0
CT | 368 | 0 | 0 | 0 | 0 | 292.88
Coal | 0 | 0 | 0 | 0 | 0 | 0
Geo | 0 | 0 | 0 | 0 | 0 | 0
H | 0 | 695 | 1495 | 2460 | 0 | 250
LFG | 14.5 | 0 | 0 | 0 | 0.5 | 0
Nuc | 0 | 0 | 0 | 0 | 0 | 0
PS | 0 | 0 | 0 | 0 | 0 | 0
PV | 1067.26 | 0 | 0 | 0 | 0 | 0
PeakG | 0 | 0 | 0 | 0 | 0 | 0
PeakO | 0 | 0 | 0 | 0 | 0 | 0
ST | 0 | 0 | 0 | 0 | 0 | 0
STOG | 0 | 0 | 0 | 0 | 0 | 0
STWD | 0 | 0 | 0 | 0 | 0 | 0
WT | 2408.3 | 0 | 0 | 0 | 0 | 0
IGCC | 0 | 0 | 0 | 0 | 0 | 0
DemandResponse | 0 | 0 | 0 | 0 | 0 | 0
IGCC-CCS | 0 | 0 | 0 | 0 | 0 | 0
WT_off | 0 | 0 | 0 | 0 | 0 | 0
PseudoUnit | 0 | 0 | 0 | 0 | 0 | 0
FixedInterchange | 0 | 0 | 0 | 0 | 0 | 0
New Build Capacity by Reporting Type: EI
ReportingType | 2015 | 2020 | 2025 | 2030 | 2035 | 2040
BM | 1067.45 | 230.9 | 620.47 | 60.03 | 183.32 | 150.81
CC | 28788.57 | 7698.17 | 850.71 | 2677.38 | 24874.65 | 26747.96
CSP | 0 | 0 | 0 | 0 | 0 | 0
CT | 4691.69 | 8832.78 | 2793.91 | 10006.86 | 20399.1 | 9095.3
Coal | 7858.64 | 0 | 0 | 0 | 943.02 | 8449.85
Geo | 0 | 0 | 0 | 0 | 0 | 0
H | 0 | 1551.39 | 2876.61 | 2460 | 0 | 250
LFG | 155.9 | 832.2 | 1588.38 | 657.02 | 0.5 | 0
Nuc | 2740.56 | 4530 | 0 | 0 | 0 | 0
PS | 0 | 0 | 0 | 0 | 0 | 0
PV | 1125 | 2172.31 | 1079.33 | 247.93 | 122.25 | 139.56
PeakG | 0 | 0 | 0 | 0 | 0 | 0
PeakO | 0 | 0 | 0 | 0 | 0 | 0
ST | 0 | 0 | 0 | 0 | 0 | 0
STOG | 0 | 0 | 0 | 0 | 0 | 0
STWD | 0 | 0 | 0 | 0 | 0 | 0
WT | 22194.9 | 35673.1 | 68268.15 | 71170.16 | 13081.09 | 12190.72
IGCC | 618 | 0 | 0 | 0 | 0 | 0
DemandResponse | 0 | 0 | 0 | 0 | 0 | 0
IGCC-CCS | 0 | 0 | 0 | 0 | 0 | 0
WT_off | 469 | 0 | 1100 | 0 | 0 | 0
PseudoUnit | 0 | 1418.77 | 1581.23 | 2500 | 0 | 0
FixedInterchange | 0 | 0 | 0 | 0 | 0 | 0
New Build Capacity by Reporting Type: Outside_EI
ReportingType | 2015 | 2020 | 2025 | 2030 | 2035 | 2040
BM | 183.55 | 0 | 0 | 1700.88 | 64.14 | 116.37
CC | 4171.41 | 1823.48 | 1304.81 | 8365.54 | 8712.44 | 5484.69
CSP | 0 | 0 | 0 | 0 | 0 | 0
CT | 1705.52 | 1769.57 | 391.78 | 3962.88 | 4382.34 | 4511.73
Coal | 2905 | 0 | 0 | 0 | 3230.7 | 10979.21
Geo | 136 | 2075 | 4404.23 | 24.77 | 0 | 0
H | 0 | 0 | 0 | 628 | 0 | 0
LFG | 36.1 | 1120.8 | 621.62 | 66.48 | 0 | 0
Nuc | 0 | 0 | 0 | 0 | 0 | 0
PS | 0 | 0 | 0 | 0 | 0 | 0
PV | 121 | 0 | 0 | 0 | 0 | 0
PeakG | 0 | 0 | 0 | 0 | 0 | 0
PeakO | 0 | 0 | 0 | 0 | 0 | 0
ST | 760 | 819.66 | 308.91 | 139.89 | 0 | 0
STOG | 0 | 0 | 0 | 0 | 0 | 0
STWD | 0 | 0 | 0 | 0 | 0 | 0
WT | 3147.1 | 8333.4 | 18894.71 | 8873.56 | 843.5 | 1490.65
IGCC | 0 | 0 | 0 | 0 | 0 | 0
DemandResponse | 0 | 0 | 0 | 0 | 0 | 0
IGCC-CCS | 0 | 0 | 0 | 0 | 0 | 0
WT_off | 0 | 0 | 0 | 0 | 0 | 0
PseudoUnit | 0 | 0 | 0 | 0 | 0 | 0
FixedInterchange | 0 | 0 | 0 | 0 | 0 | 0
#2 | Cumulative New Build Capacity (MW)
Cumulative New Build Capacity by Reporting Type: Entergy
ReportingType | 2015 | 2020 | 2025 | 2030 | 2035 | 2040
BM | 0 | 0 | 0 | 0 | 0 | 0
CC | 0 | 0 | 0 | 0 | 0 | 0
CSP | 0 | 0 | 0 | 0 | 0 | 0
CT | 0 | 0 | 0 | 222.01 | 383.16 | 2023.83
Coal | 720 | 720 | 720 | 720 | 720 | 720
Geo | 0 | 0 | 0 | 0 | 0 | 0
H | 0 | 0 | 0 | 0 | 0 | 0
LFG | 0 | 0 | 0 | 107.4 | 107.4 | 107.4
Nuc | 170 | 170 | 170 | 170 | 170 | 170
PS | 0 | 0 | 0 | 0 | 0 | 0
PV | 0.29 | 65.33 | 100.79 | 104.2 | 108.02 | 110.63
PeakG | 0 | 0 | 0 | 0 | 0 | 0
PeakO | 0 | 0 | 0 | 0 | 0 | 0
ST | 0 | 0 | 0 | 0 | 0 | 0
STOG | 0 | 0 | 0 | 0 | 0 | 0
STWD | 0 | 0 | 0 | 0 | 0 | 0
WT | 0 | 0 | 0 | 100 | 100 | 100
IGCC | 0 | 0 | 0 | 0 | 0 | 0
DemandResponse | 0 | 0 | 0 | 0 | 0 | 0
IGCC-CCS | 0 | 0 | 0 | 0 | 0 | 0
WT_off | 0 | 0 | 0 | 0 | 0 | 0
PseudoUnit | 0 | 0 | 0 | 0 | 0 | 0
FixedInterchange | 0 | 0 | 0 | 0 | 0 | 0
Cumulative New Build Capacity by Reporting Type: FRCC
ReportingType | 2015 | 2020 | 2025 | 2030 | 2035 | 2040
BM | 0 | 0 | 0 | 0 | 0 | 0
CC | 1516.9 | 5329 | 6126.09 | 6636.31 | 15719.09 | 21004.74
CSP | 0 | 0 | 0 | 0 | 0 | 0
CT | 2480 | 2480 | 2480 | 2480 | 2480 | 2480
Coal | 0 | 0 | 0 | 0 | 0 | 0
Geo | 0 | 0 | 0 | 0 | 0 | 0
H | 0 | 0 | 0 | 0 | 0 | 0
LFG | 0 | 0 | 198 | 198 | 198 | 198
Nuc | 229.33 | 229.33 | 229.33 | 229.33 | 229.33 | 229.33
PS | 0 | 0 | 0 | 0 | 0 | 0
PV | 0 | 0 | 0 | 0 | 0 | 0
PeakG | 0 | 0 | 0 | 0 | 0 | 0
PeakO | 0 | 0 | 0 | 0 | 0 | 0
ST | 0 | 0 | 0 | 0 | 0 | 0
STOG | 0 | 0 | 0 | 0 | 0 | 0
STWD | 0 | 0 | 0 | 0 | 0 | 0
WT | 0 | 0 | 0 | 0 | 0 | 0
IGCC | 0 | 0 | 0 | 0 | 0 | 0
DemandResponse | 0 | 0 | 0 | 0 | 0 | 0
IGCC-CCS | 0 | 0 | 0 | 0 | 0 | 0
WT_off | 0 | 0 | 0 | 0 | 0 | 0
PseudoUnit | 0 | 0 | 0 | 0 | 0 | 0
FixedInterchange | 0 | 0 | 0 | 0 | 0 | 0
Cumulative New Build Capacity by Reporting Type: MAPP_US
ReportingType | 2015 | 2020 | 2025 | 2030 | 2035 | 2040
BM | 0 | 0 | 0 | 0 | 0 | 0
CC | 0 | 0 | 0 | 0 | 0 | 0
CSP | 0 | 0 | 0 | 0 | 0 | 0
CT | 308.3 | 308.3 | 308.3 | 308.3 | 429.42 | 910.23
Coal | 0 | 0 | 0 | 0 | 0 | 0
Geo | 0 | 0 | 0 | 0 | 0 | 0
H | 0 | 0 | 0 | 0 | 0 | 0
LFG | 0 | 0 | 0 | 71.67 | 71.67 | 71.67
Nuc | 0 | 0 | 0 | 0 | 0 | 0
PS | 0 | 0 | 0 | 0 | 0 | 0
PV | 0 | 0 | 0 | 0 | 0 | 0
PeakG | 0 | 0 | 0 | 0 | 0 | 0
PeakO | 0 | 0 | 0 | 0 | 0 | 0
ST | 0 | 0 | 0 | 0 | 0 | 0
STOG | 0 | 0 | 0 | 0 | 0 | 0
STWD | 0 | 0 | 0 | 0 | 0 | 0
WT | 421.3 | 1795.82 | 1795.82 | 5598.02 | 10614.65 | 10614.65
IGCC | 0 | 0 | 0 | 0 | 0 | 0
DemandResponse | 0 | 0 | 0 | 0 | 0 | 0
IGCC-CCS | 0 | 0 | 0 | 0 | 0 | 0
WT_off | 0 | 0 | 0 | 0 | 0 | 0
PseudoUnit | 0 | 0 | 0 | 0 | 0 | 0
FixedInterchange | 0 | 0 | 0 | 0 | 0 | 0
Cumulative New Build Capacity by Reporting Type: MISO_IN
ReportingType | 2015 | 2020 | 2025 | 2030 | 2035 | 2040
BM | 0 | 0 | 0 | 0 | 0 | 0
CC | 0 | 0 | 0 | 0 | 0 | 0
CSP | 0 | 0 | 0 | 0 | 0 | 0
CT | 0 | 0 | 0 | 0 | 0 | 0
Coal | 0 | 0 | 0 | 0 | 0 | 0
Geo | 0 | 0 | 0 | 0 | 0 | 0
H | 0 | 0 | 0 | 0 | 0 | 0
LFG | 0 | 0 | 80.12 | 80.12 | 80.12 | 80.12
Nuc | 0 | 0 | 0 | 0 | 0 | 0
PS | 0 | 0 | 0 | 0 | 0 | 0
PV | 0 | 235.95 | 383.16 | 383.16 | 394.79 | 408.27
PeakG | 0 | 0 | 0 | 0 | 0 | 0
PeakO | 0 | 0 | 0 | 0 | 0 | 0
ST | 0 | 0 | 0 | 0 | 0 | 0
STOG | 0 | 0 | 0 | 0 | 0 | 0
STWD | 0 | 0 | 0 | 0 | 0 | 0
WT | 0 | 0 | 0 | 0 | 0 | 0
IGCC | 618 | 618 | 618 | 618 | 618 | 618
DemandResponse | 0 | 0 | 0 | 0 | 0 | 0
IGCC-CCS | 0 | 0 | 0 | 0 | 0 | 0
WT_off | 0 | 0 | 0 | 0 | 0 | 0
PseudoUnit | 0 | 0 | 0 | 0 | 0 | 0
FixedInterchange | 0 | 0 | 0 | 0 | 0 | 0
Cumulative New Build Capacity by Reporting Type: MISO_MI
ReportingType | 2015 | 2020 | 2025 | 2030 | 2035 | 2040
BM | 0 | 0 | 0 | 0 | 0 | 0
CC | 0 | 0 | 0 | 0 | 0 | 0
CSP | 0 | 0 | 0 | 0 | 0 | 0
CT | 0 | 0 | 0 | 0 | 0 | 0
Coal | 0 | 0 | 0 | 0 | 0 | 0
Geo | 0 | 0 | 0 | 0 | 0 | 0
H | 0 | 0 | 0 | 0 | 0 | 0
LFG | 0 | 53.87 | 160.25 | 160.25 | 160.25 | 160.25
Nuc | 0 | 0 | 0 | 0 | 0 | 0
PS | 0 | 0 | 0 | 0 | 0 | 0
PV | 0 | 0 | 0 | 0 | 0 | 0
PeakG | 0 | 0 | 0 | 0 | 0 | 0
PeakO | 0 | 0 | 0 | 0 | 0 | 0
ST | 0 | 0 | 0 | 0 | 0 | 0
STOG | 0 | 0 | 0 | 0 | 0 | 0
STWD | 0 | 0 | 0 | 0 | 0 | 0
WT | 2000 | 2301.14 | 2301.14 | 2444.28 | 2600 | 2764.51
IGCC | 0 | 0 | 0 | 0 | 0 | 0
DemandResponse | 0 | 0 | 0 | 0 | 0 | 0
IGCC-CCS | 0 | 0 | 0 | 0 | 0 | 0
WT_off | 0 | 0 | 0 | 0 | 0 | 0
PseudoUnit | 0 | 0 | 0 | 0 | 0 | 0
FixedInterchange | 0 | 0 | 0 | 0 | 0 | 0
Cumulative New Build Capacity by Reporting Type: MISO_MO-IL
ReportingType | 2015 | 2020 | 2025 | 2030 | 2035 | 2040
BM | 0 | 0 | 0 | 0 | 0 | 0
CC | 0 | 0 | 0 | 0 | 0 | 0
CSP | 0 | 0 | 0 | 0 | 0 | 0
CT | 0 | 0 | 0 | 0 | 0 | 0
Coal | 1790 | 1790 | 1790 | 1790 | 1790 | 1790
Geo | 0 | 0 | 0 | 0 | 0 | 0
H | 0 | 280 | 280 | 280 | 280 | 280
LFG | 0 | 0 | 223.33 | 223.33 | 223.33 | 223.33
Nuc | 0 | 0 | 0 | 0 | 0 | 0
PS | 0 | 0 | 0 | 0 | 0 | 0
PV | 0 | 0 | 0 | 0 | 0 | 0
PeakG | 0 | 0 | 0 | 0 | 0 | 0
PeakO | 0 | 0 | 0 | 0 | 0 | 0
ST | 0 | 0 | 0 | 0 | 0 | 0
STOG | 0 | 0 | 0 | 0 | 0 | 0
STWD | 0 | 0 | 0 | 0 | 0 | 0
WT | 300 | 300 | 300 | 300 | 300 | 300
IGCC | 0 | 0 | 0 | 0 | 0 | 0
DemandResponse | 0 | 0 | 0 | 0 | 0 | 0
IGCC-CCS | 0 | 0 | 0 | 0 | 0 | 0
WT_off | 0 | 0 | 0 | 0 | 0 | 0
PseudoUnit | 0 | 0 | 0 | 0 | 0 | 0
FixedInterchange | 0 | 0 | 0 | 0 | 0 | 0
Cumulative New Build Capacity by Reporting Type: MISO_W
ReportingType | 2015 | 2020 | 2025 | 2030 | 2035 | 2040
BM | 0 | 0 | 0 | 0 | 0 | 0
CC | 0 | 0 | 0 | 0 | 0 | 0
CSP | 0 | 0 | 0 | 0 | 0 | 0
CT | 0 | 0 | 0 | 0 | 0 | 0
Coal | 0 | 0 | 0 | 0 | 0 | 0
Geo | 0 | 0 | 0 | 0 | 0 | 0
H | 0 | 0 | 0 | 0 | 0 | 0
LFG | 0 | 0 | 71.67 | 71.67 | 71.67 | 71.67
Nuc | 94.33 | 94.33 | 94.33 | 94.33 | 94.33 | 94.33
PS | 0 | 0 | 0 | 0 | 0 | 0
PV | 0 | 0 | 0 | 0 | 0 | 0
PeakG | 0 | 0 | 0 | 0 | 0 | 0
PeakO | 0 | 0 | 0 | 0 | 0 | 0
ST | 0 | 0 | 0 | 0 | 0 | 0
STOG | 0 | 0 | 0 | 0 | 0 | 0
STWD | 0 | 0 | 0 | 0 | 0 | 0
WT | 2800.5 | 2800.5 | 6697.39 | 6697.39 | 6697.39 | 6697.39
IGCC | 0 | 0 | 0 | 0 | 0 | 0
DemandResponse | 0 | 0 | 0 | 0 | 0 | 0
IGCC-CCS | 0 | 0 | 0 | 0 | 0 | 0
WT_off | 0 | 0 | 0 | 0 | 0 | 0
PseudoUnit | 0 | 0 | 0 | 0 | 0 | 0
FixedInterchange | 0 | 0 | 0 | 0 | 0 | 0
Cumulative New Build Capacity by Reporting Type: MISO_WUMS
ReportingType | 2015 | 2020 | 2025 | 2030 | 2035 | 2040
BM | 0 | 0 | 0 | 0 | 0 | 0
CC | 0 | 0 | 0 | 0 | 0 | 0
CSP | 0 | 0 | 0 | 0 | 0 | 0
CT | 0 | 6906.06 | 9230.39 | 16769.74 | 27936.38 | 32025.45
Coal | 615 | 615 | 615 | 615 | 615 | 615
Geo | 0 | 0 | 0 | 0 | 0 | 0
H | 0 | 1 | 1 | 1 | 1 | 1
LFG | 0 | 0 | 223.33 | 223.33 | 223.33 | 223.33
Nuc | 235 | 235 | 235 | 235 | 235 | 235
PS | 0 | 0 | 0 | 0 | 0 | 0
PV | 0 | 0 | 0 | 0 | 0 | 0
PeakG | 0 | 0 | 0 | 0 | 0 | 0
PeakO | 0 | 0 | 0 | 0 | 0 | 0
ST | 0 | 0 | 0 | 0 | 0 | 0
STOG | 0 | 0 | 0 | 0 | 0 | 0
STWD | 0 | 0 | 0 | 0 | 0 | 0
WT | 968.9 | 968.9 | 968.9 | 968.9 | 968.9 | 968.9
IGCC | 0 | 0 | 0 | 0 | 0 | 0
DemandResponse | 0 | 0 | 0 | 0 | 0 | 0
IGCC-CCS | 0 | 0 | 0 | 0 | 0 | 0
WT_off | 0 | 0 | 0 | 0 | 0 | 0
PseudoUnit | 0 | 0 | 0 | 0 | 0 | 0
FixedInterchange | 0 | 0 | 0 | 0 | 0 | 0
Cumulative New Build Capacity by Reporting Type: Nebraska
ReportingType | 2015 | 2020 | 2025 | 2030 | 2035 | 2040
BM | 0 | 0 | 0 | 0 | 0 | 0
CC | 0 | 0 | 0 | 0 | 0 | 0
CSP | 0 | 0 | 0 | 0 | 0 | 0
CT | 0 | 0 | 0 | 0 | 0 | 0
Coal | 232.1 | 232.1 | 232.1 | 232.1 | 232.1 | 232.1
Geo | 0 | 0 | 0 | 0 | 0 | 0
H | 0 | 0 | 0 | 0 | 0 | 0
LFG | 0 | 0 | 0 | 71.67 | 71.67 | 71.67
Nuc | 0 | 0 | 0 | 0 | 0 | 0
PS | 0 | 0 | 0 | 0 | 0 | 0
PV | 0 | 0 | 0 | 0 | 0 | 0
PeakG | 0 | 0 | 0 | 0 | 0 | 0
PeakO | 0 | 0 | 0 | 0 | 0 | 0
ST | 0 | 0 | 0 | 0 | 0 | 0
STOG | 0 | 0 | 0 | 0 | 0 | 0
STWD | 0 | 0 | 0 | 0 | 0 | 0
WT | 202 | 27328.92 | 48313.1 | 64078.56 | 67210.65 | 76479.83
IGCC | 0 | 0 | 0 | 0 | 0 | 0
DemandResponse | 0 | 0 | 0 | 0 | 0 | 0
IGCC-CCS | 0 | 0 | 0 | 0 | 0 | 0
WT_off | 0 | 0 | 0 | 0 | 0 | 0
PseudoUnit | 0 | 0 | 0 | 0 | 0 | 0
FixedInterchange | 0 | 0 | 0 | 0 | 0 | 0
Cumulative New Build Capacity by Reporting Type: NEISO
ReportingType | 2015 | 2020 | 2025 | 2030 | 2035 | 2040
BM | 252.2 | 252.2 | 252.2 | 252.2 | 252.2 | 252.2
CC | 2049.5 | 2049.5 | 2049.5 | 2049.5 | 2049.5 | 2049.5
CSP | 0 | 0 | 0 | 0 | 0 | 0
CT | 334 | 334 | 334 | 334 | 334 | 334
Coal | 0 | 0 | 0 | 0 | 0 | 0
Geo | 0 | 0 | 0 | 0 | 0 | 0
H | 0 | 3 | 3 | 3 | 3 | 3
LFG | 49.26 | 49.26 | 119 | 119 | 119 | 119
Nuc | 0 | 0 | 0 | 0 | 0 | 0
PS | 0 | 0 | 0 | 0 | 0 | 0
PV | 0 | 323.36 | 324.85 | 324.85 | 324.85 | 324.9
PeakG | 0 | 0 | 0 | 0 | 0 | 0
PeakO | 0 | 0 | 0 | 0 | 0 | 0
ST | 0 | 0 | 0 | 0 | 0 | 0
STOG | 0 | 0 | 0 | 0 | 0 | 0
STWD | 0 | 0 | 0 | 0 | 0 | 0
WT | 231.2 | 1740.93 | 3625.93 | 4498.96 | 4987.68 | 4987.68
IGCC | 0 | 0 | 0 | 0 | 0 | 0
DemandResponse | 0 | 0 | 0 | 0 | 0 | 0
IGCC-CCS | 0 | 0 | 0 | 0 | 0 | 0
WT_off | 468 | 468 | 468 | 468 | 468 | 468
PseudoUnit | 0 | 0 | 0 | 0 | 0 | 0
FixedInterchange | 0 | 0 | 0 | 0 | 0 | 0
Cumulative New Build Capacity by Reporting Type: NonRTO_Midwest
ReportingType | 2015 | 2020 | 2025 | 2030 | 2035 | 2040
BM | 0 | 0 | 0 | 0 | 0 | 0
CC | 0 | 356.32 | 356.32 | 356.32 | 356.32 | 607.48
CSP | 0 | 0 | 0 | 0 | 0 | 0
CT | 0 | 32.54 | 32.54 | 32.54 | 32.54 | 32.54
Coal | 0 | 0 | 0 | 0 | 0 | 0
Geo | 0 | 0 | 0 | 0 | 0 | 0
H | 0 | 0 | 746 | 746 | 746 | 746
LFG | 0 | 0 | 160.25 | 160.25 | 160.25 | 160.25
Nuc | 0 | 0 | 0 | 0 | 0 | 0
PS | 0 | 0 | 0 | 0 | 0 | 0
PV | 0 | 0 | 0 | 0 | 0 | 0
PeakG | 0 | 0 | 0 | 0 | 0 | 0
PeakO | 0 | 0 | 0 | 0 | 0 | 0
ST | 0 | 0 | 0 | 0 | 0 | 0
STOG | 0 | 0 | 0 | 0 | 0 | 0
STWD | 0 | 0 | 0 | 0 | 0 | 0
WT | 0 | 0 | 0 | 0 | 0 | 0
IGCC | 0 | 0 | 0 | 0 | 0 | 0
DemandResponse | 0 | 0 | 0 | 0 | 0 | 0
IGCC-CCS | 0 | 0 | 0 | 0 | 0 | 0
WT_off | 0 | 0 | 0 | 0 | 0 | 0
PseudoUnit | 0 | 0 | 0 | 0 | 0 | 0
FixedInterchange | 0 | 0 | 0 | 0 | 0 | 0
Cumulative New Build Capacity by Reporting Type: NYISO_A-F
ReportingType | 2015 | 2020 | 2025 | 2030 | 2035 | 2040
BM | 0 | 0 | 0 | 0 | 0 | 0
CC | 639 | 639 | 639 | 639 | 639 | 639
CSP | 0 | 0 | 0 | 0 | 0 | 0
CT | 0 | 0 | 0 | 0 | 0 | 0
Coal | 0 | 0 | 0 | 0 | 0 | 0
Geo | 0 | 0 | 0 | 0 | 0 | 0
H | 0 | 0 | 0 | 0 | 0 | 0
LFG | 6.4 | 6.4 | 6.4 | 74.33 | 74.33 | 74.33
Nuc | 168 | 168 | 168 | 168 | 168 | 168
PS | 0 | 0 | 0 | 0 | 0 | 0
PV | 0 | 0 | 0 | 0 | 0 | 0
PeakG | 0 | 0 | 0 | 0 | 0 | 0
PeakO | 0 | 0 | 0 | 0 | 0 | 0
ST | 0 | 0 | 0 | 0 | 0 | 0
STOG | 0 | 0 | 0 | 0 | 0 | 0
STWD | 0 | 0 | 0 | 0 | 0 | 0
WT | 2476.3 | 3186.1 | 3186.1 | 3186.1 | 3186.1 | 3186.1
IGCC | 0 | 0 | 0 | 0 | 0 | 0
DemandResponse | 0 | 0 | 0 | 0 | 0 | 0
IGCC-CCS | 0 | 0 | 0 | 0 | 0 | 0
WT_off | 0 | 0 | 0 | 0 | 0 | 0
PseudoUnit | 0 | 0 | 0 | 0 | 0 | 0
FixedInterchange | 0 | 0 | 0 | 0 | 0 | 0
Cumulative New Build Capacity by Reporting Type: NYISO_G-I
ReportingType | 2015 | 2020 | 2025 | 2030 | 2035 | 2040
BM | 0 | 0 | 0 | 0 | 0 | 0
CC | 0 | 0 | 0 | 0 | 0 | 1469.77
CSP | 0 | 0 | 0 | 0 | 0 | 0
CT | 0 | 0 | 0 | 0 | 0 | 0
Coal | 0 | 0 | 0 | 0 | 0 | 0
Geo | 0 | 0 | 0 | 0 | 0 | 0
H | 0 | 0 | 0 | 0 | 0 | 0
LFG | 0 | 0 | 0.31 | 74.33 | 74.33 | 74.33
Nuc | 0 | 0 | 0 | 0 | 0 | 0
PS | 0 | 0 | 0 | 0 | 0 | 0
PV | 0 | 0 | 0 | 0 | 0 | 0
PeakG | 0 | 0 | 0 | 0 | 0 | 0
PeakO | 0 | 0 | 0 | 0 | 0 | 0
ST | 0 | 0 | 0 | 0 | 0 | 0
STOG | 0 | 0 | 0 | 0 | 0 | 0
STWD | 0 | 0 | 0 | 0 | 0 | 0
WT | 0 | 60 | 60 | 60 | 60 | 60
IGCC | 0 | 0 | 0 | 0 | 0 | 0
DemandResponse | 0 | 0 | 0 | 0 | 0 | 0
IGCC-CCS | 0 | 0 | 0 | 0 | 0 | 0
WT_off | 0 | 0 | 0 | 0 | 0 | 0
PseudoUnit | 0 | 0 | 0 | 0 | 0 | 0
FixedInterchange | 0 | 0 | 0 | 0 | 0 | 0
Cumulative New Build Capacity by Reporting Type: NYISO_J-K
ReportingType | 2015 | 2020 | 2025 | 2030 | 2035 | 2040
BM | 0 | 0 | 0 | 0 | 0 | 0
CC | 1175.4 | 1175.4 | 1175.4 | 1175.4 | 1175.4 | 1175.4
CSP | 0 | 0 | 0 | 0 | 0 | 0
CT | 0 | 0 | 0 | 312.55 | 3489.13 | 5544.17
Coal | 0 | 0 | 0 | 0 | 0 | 0
Geo | 0 | 0 | 0 | 0 | 0 | 0
H | 0 | 0 | 0 | 0 | 0 | 0
LFG | 0 | 0 | 0 | 74.33 | 74.33 | 74.33
Nuc | 0 | 0 | 0 | 0 | 0 | 0
PS | 0 | 0 | 0 | 0 | 0 | 0
PV | 32 | 32 | 32 | 32 | 32 | 32
PeakG | 0 | 0 | 0 | 0 | 0 | 0
PeakO | 0 | 0 | 0 | 0 | 0 | 0
ST | 0 | 0 | 0 | 0 | 0 | 0
STOG | 0 | 0 | 0 | 0 | 0 | 0
STWD | 0 | 0 | 0 | 0 | 0 | 0
WT | 0 | 0 | 0 | 0 | 0 | 0
IGCC | 0 | 0 | 0 | 0 | 0 | 0
DemandResponse | 0 | 0 | 0 | 0 | 0 | 0
IGCC-CCS | 0 | 0 | 0 | 0 | 0 | 0
WT_off | 0 | 0 | 0 | 0 | 0 | 0
PseudoUnit | 0 | 0 | 0 | 0 | 0 | 0
FixedInterchange | 0 | 0 | 0 | 0 | 0 | 0
Cumulative New Build Capacity by Reporting Type: PJM_E
ReportingType | 2015 | 2020 | 2025 | 2030 | 2035 | 2040
BM | 30 | 30 | 30 | 30 | 30 | 30
CC | 4634.3 | 4634.3 | 4634.3 | 4634.3 | 4634.3 | 4634.3
CSP | 0 | 0 | 0 | 0 | 0 | 0
CT | 26.2 | 26.2 | 26.2 | 26.2 | 5799.81 | 5799.81
Coal | 27 | 27 | 27 | 27 | 27 | 27
Geo | 0 | 0 | 0 | 0 | 0 | 0
H | 0 | 0 | 0 | 0 | 0 | 0
LFG | 9.1 | 142 | 142 | 142 | 142 | 142
Nuc | 38 | 38 | 38 | 38 | 38 | 38
PS | 0 | 0 | 0 | 0 | 0 | 0
PV | 25.45 | 25.45 | 25.45 | 25.45 | 25.45 | 25.45
PeakG | 0 | 0 | 0 | 0 | 0 | 0
PeakO | 0 | 0 | 0 | 0 | 0 | 0
ST | 0 | 0 | 0 | 0 | 0 | 0
STOG | 0 | 0 | 0 | 0 | 0 | 0
STWD | 0 | 0 | 0 | 0 | 0 | 0
WT | 1150 | 1150 | 1150 | 1150 | 1150 | 1150
IGCC | 0 | 0 | 0 | 0 | 0 | 0
DemandResponse | 0 | 0 | 0 | 0 | 0 | 0
IGCC-CCS | 0 | 0 | 0 | 0 | 0 | 0
WT_off | 0 | 0 | 1100 | 1100 | 1100 | 1100
PseudoUnit | 0 | 0 | 0 | 0 | 0 | 0
FixedInterchange | 0 | 0 | 0 | 0 | 0 | 0
Cumulative New Build Capacity by Reporting Type: PJM_ROM
ReportingType | 2015 | 2020 | 2025 | 2030 | 2035 | 2040
BM | 18 | 18 | 18 | 18 | 18 | 18
CC | 1678.5 | 1678.5 | 1678.5 | 1678.5 | 10235.6 | 23252.27
CSP | 0 | 0 | 0 | 0 | 0 | 0
CT | 16 | 16 | 16 | 16 | 16 | 16
Coal | 32.5 | 32.5 | 32.5 | 32.5 | 32.5 | 32.5
Geo | 0 | 0 | 0 | 0 | 0 | 0
H | 0 | 69.39 | 678 | 678 | 678 | 678
LFG | 18.9 | 284 | 284 | 284 | 284 | 284
Nuc | 0 | 0 | 0 | 0 | 0 | 0
PS | 0 | 0 | 0 | 0 | 0 | 0
PV | 0 | 1409.56 | 2298.2 | 2538.94 | 2634.19 | 2748.12
PeakG | 0 | 0 | 0 | 0 | 0 | 0
PeakO | 0 | 0 | 0 | 0 | 0 | 0
ST | 0 | 0 | 0 | 0 | 0 | 0
STOG | 0 | 0 | 0 | 0 | 0 | 0
STWD | 0 | 0 | 0 | 0 | 0 | 0
WT | 479.8 | 1230 | 6981.74 | 7040 | 7040 | 7040
IGCC | 0 | 0 | 0 | 0 | 0 | 0
DemandResponse | 0 | 0 | 0 | 0 | 0 | 0
IGCC-CCS | 0 | 0 | 0 | 0 | 0 | 0
WT_off | 0 | 0 | 0 | 0 | 0 | 0
PseudoUnit | 0 | 0 | 0 | 0 | 0 | 0
FixedInterchange | 0 | 0 | 0 | 0 | 0 | 0
Cumulative New Build Capacity by Reporting Type: PJM_ROR
ReportingType | 2015 | 2020 | 2025 | 2030 | 2035 | 2040
BM | 385 | 385 | 385 | 385 | 385 | 385
CC | 3077 | 3197 | 3197 | 3197 | 3197 | 3197
CSP | 0 | 0 | 0 | 0 | 0 | 0
CT | 29 | 29 | 29 | 29 | 29 | 29
Coal | 2164 | 2164 | 2164 | 2164 | 2164 | 2164
Geo | 0 | 0 | 0 | 0 | 0 | 0
H | 0 | 503 | 503 | 503 | 503 | 503
LFG | 57.4 | 330.67 | 571.11 | 571.11 | 571.11 | 571.11
Nuc | 38 | 38 | 38 | 38 | 38 | 38
PS | 0 | 0 | 0 | 0 | 0 | 0
PV | 0 | 0 | 0 | 0 | 0 | 0
PeakG | 0 | 0 | 0 | 0 | 0 | 0
PeakO | 0 | 0 | 0 | 0 | 0 | 0
ST | 0 | 0 | 0 | 0 | 0 | 0
STOG | 0 | 0 | 0 | 0 | 0 | 0
STWD | 0 | 0 | 0 | 0 | 0 | 0
WT | 8325.7 | 8517.4 | 8517.4 | 9990.21 | 11955.28 | 14591.78
IGCC | 0 | 0 | 0 | 0 | 0 | 0
DemandResponse | 0 | 0 | 0 | 0 | 0 | 0
IGCC-CCS | 0 | 0 | 0 | 0 | 0 | 0
WT_off | 0 | 0 | 0 | 0 | 0 | 0
PseudoUnit | 0 | 0 | 0 | 0 | 0 | 0
FixedInterchange | 0 | 0 | 0 | 0 | 0 | 0
Cumulative New Build Capacity by Reporting Type: SOCO
ReportingType | 2015 | 2020 | 2025 | 2030 | 2035 | 2040
BM | 55 | 55 | 55 | 55 | 55 | 55
CC | 5026.9 | 5213.9 | 5213.9 | 5213.9 | 5213.9 | 5213.9
CSP | 0 | 0 | 0 | 0 | 0 | 0
CT | 0 | 0 | 0 | 0 | 0 | 0
Coal | 0 | 0 | 0 | 0 | 340.04 | 7917.26
Geo | 0 | 0 | 0 | 0 | 0 | 0
H | 0 | 0 | 0 | 0 | 0 | 0
LFG | 0 | 0 | 107.4 | 107.4 | 107.4 | 107.4
Nuc | 70 | 2270 | 2270 | 2270 | 2270 | 2270
PS | 0 | 0 | 0 | 0 | 0 | 0
PV | 0 | 0 | 0 | 0 | 0 | 0
PeakG | 0 | 0 | 0 | 0 | 0 | 0
PeakO | 0 | 0 | 0 | 0 | 0 | 0
ST | 0 | 0 | 0 | 0 | 0 | 0
STOG | 0 | 0 | 0 | 0 | 0 | 0
STWD | 0 | 0 | 0 | 0 | 0 | 0
WT | 0 | 0 | 0 | 0 | 0 | 0
IGCC | 0 | 0 | 0 | 0 | 0 | 0
DemandResponse | 0 | 0 | 0 | 0 | 0 | 0
IGCC-CCS | 0 | 0 | 0 | 0 | 0 | 0
WT_off | 0 | 0 | 0 | 0 | 0 | 0
PseudoUnit | 0 | 0 | 0 | 0 | 0 | 0
FixedInterchange | 0 | 0 | 0 | 0 | 0 | 0
Cumulative New Build Capacity by Reporting Type: SPP_N
ReportingType | 2015 | 2020 | 2025 | 2030 | 2035 | 2040
BM | 0 | 0 | 0 | 0 | 0 | 0
CC | 0 | 0 | 0 | 0 | 0 | 0
CSP | 0 | 0 | 0 | 0 | 0 | 0
CT | 0 | 0 | 0 | 0 | 0 | 133.1
Coal | 465.04 | 465.04 | 465.04 | 465.04 | 465.04 | 465.04
Geo | 0 | 0 | 0 | 0 | 0 | 0
H | 0 | 0 | 0 | 0 | 0 | 0
LFG | 0 | 0 | 0 | 95 | 95 | 95
Nuc | 0 | 0 | 0 | 0 | 0 | 0
PS | 0 | 0 | 0 | 0 | 0 | 0
PV | 0 | 0 | 0 | 0 | 0 | 0
PeakG | 0 | 0 | 0 | 0 | 0 | 0
PeakO | 0 | 0 | 0 | 0 | 0 | 0
ST | 0 | 0 | 0 | 0 | 0 | 0
STOG | 0 | 0 | 0 | 0 | 0 | 0
STWD | 0 | 0 | 0 | 0 | 0 | 0
WT | 0 | 0 | 0 | 29304.07 | 31626.93 | 31747.46
IGCC | 0 | 0 | 0 | 0 | 0 | 0
DemandResponse | 0 | 0 | 0 | 0 | 0 | 0
IGCC-CCS | 0 | 0 | 0 | 0 | 0 | 0
WT_off | 0 | 0 | 0 | 0 | 0 | 0
PseudoUnit | 0 | 0 | 0 | 0 | 0 | 0
FixedInterchange | 0 | 0 | 0 | 0 | 0 | 0
Cumulative New Build Capacity by Reporting Type: SPP_S
ReportingType | 2015 | 2020 | 2025 | 2030 | 2035 | 2040
BM | 0 | 0 | 0 | 0 | 0 | 0
CC | 0 | 0 | 0 | 0 | 0 | 0
CSP | 0 | 0 | 0 | 0 | 0 | 0
CT | 412.99 | 712.99 | 712.99 | 712.99 | 712.99 | 785.44
Coal | 988 | 988 | 988 | 988 | 988 | 988
Geo | 0 | 0 | 0 | 0 | 0 | 0
H | 0 | 0 | 0 | 0 | 0 | 0
LFG | 0 | 0 | 0 | 95 | 95 | 95
Nuc | 0 | 0 | 0 | 0 | 0 | 0
PS | 0 | 0 | 0 | 0 | 0 | 0
PV | 0 | 0 | 0 | 0 | 0 | 0
PeakG | 0 | 0 | 0 | 0 | 0 | 0
PeakO | 0 | 0 | 0 | 0 | 0 | 0
ST | 0 | 0 | 0 | 0 | 0 | 0
STOG | 0 | 0 | 0 | 0 | 0 | 0
STWD | 0 | 0 | 0 | 0 | 0 | 0
WT | 430 | 580 | 36330.33 | 55981.52 | 55981.52 | 55981.52
IGCC | 0 | 0 | 0 | 0 | 0 | 0
DemandResponse | 0 | 0 | 0 | 0 | 0 | 0
IGCC-CCS | 0 | 0 | 0 | 0 | 0 | 0
WT_off | 0 | 0 | 0 | 0 | 0 | 0
PseudoUnit | 0 | 0 | 0 | 0 | 0 | 0
FixedInterchange | 0 | 0 | 0 | 0 | 0 | 0
Cumulative New Build Capacity by Reporting Type: TVA
ReportingType | 2015 | 2020 | 2025 | 2030 | 2035 | 2040
BM | 0 | 0 | 0 | 0 | 0 | 0
CC | 1418 | 2154.32 | 2154.32 | 4321.48 | 4321.48 | 4321.48
CSP | 0 | 0 | 0 | 0 | 0 | 0
CT | 0 | 1031.02 | 1031.02 | 1905.38 | 1905.38 | 1905.38
Coal | 0 | 0 | 0 | 0 | 602.97 | 1475.6
Geo | 0 | 0 | 0 | 0 | 0 | 0
H | 0 | 0 | 27 | 27 | 27 | 27
LFG | 0 | 0 | 107.4 | 107.4 | 107.4 | 107.4
Nuc | 1697.89 | 1697.89 | 1697.89 | 1697.89 | 1697.89 | 1697.89
PS | 0 | 0 | 0 | 0 | 0 | 0
PV | 0 | 0 | 0 | 0 | 0 | 0
PeakG | 0 | 0 | 0 | 0 | 0 | 0
PeakO | 0 | 0 | 0 | 0 | 0 | 0
ST | 0 | 0 | 0 | 0 | 0 | 0
STOG | 0 | 0 | 0 | 0 | 0 | 0
STWD | 0 | 0 | 0 | 0 | 0 | 0
WT | 0 | 0 | 0 | 0 | 0 | 0
IGCC | 0 | 0 | 0 | 0 | 0 | 0
DemandResponse | 0 | 0 | 0 | 0 | 0 | 0
IGCC-CCS | 0 | 0 | 0 | 0 | 0 | 0
WT_off | 0 | 0 | 0 | 0 | 0 | 0
PseudoUnit | 0 | 0 | 0 | 0 | 0 | 0
FixedInterchange | 0 | 0 | 0 | 0 | 0 | 0
Cumulative New Build Capacity by Reporting Type: TVA_Transmission
ReportingType | 2015 | 2020 | 2025 | 2030 | 2035 | 2040
BM | 0 | 0 | 0 | 0 | 0 | 0
CC | 0 | 0 | 0 | 0 | 0 | 0
CSP | 0 | 0 | 0 | 0 | 0 | 0
CT | 0 | 0 | 0 | 0 | 0 | 0
Coal | 0 | 0 | 0 | 0 | 0 | 0
Geo | 0 | 0 | 0 | 0 | 0 | 0
H | 0 | 0 | 0 | 0 | 0 | 0
LFG | 0 | 0 | 0 | 0 | 0 | 0
Nuc | 0 | 0 | 0 | 0 | 0 | 0
PS | 0 | 0 | 0 | 0 | 0 | 0
PV | 0 | 0 | 0 | 0 | 0 | 0
PeakG | 0 | 0 | 0 | 0 | 0 | 0
PeakO | 0 | 0 | 0 | 0 | 0 | 0
ST | 0 | 0 | 0 | 0 | 0 | 0
STOG | 0 | 0 | 0 | 0 | 0 | 0
STWD | 0 | 0 | 0 | 0 | 0 | 0
WT | 0 | 0 | 0 | 0 | 0 | 0
IGCC | 0 | 0 | 0 | 0 | 0 | 0
DemandResponse | 0 | 0 | 0 | 0 | 0 | 0
IGCC-CCS | 0 | 0 | 0 | 0 | 0 | 0
WT_off | 0 | 0 | 0 | 0 | 0 | 0
PseudoUnit | 0 | 0 | 0 | 0 | 0 | 0
FixedInterchange | 0 | 0 | 0 | 0 | 0 | 0
Cumulative New Build Capacity by Reporting Type: VACAR
ReportingType | 2015 | 2020 | 2025 | 2030 | 2035 | 2040
BM | 0.92 | 231.82 | 852.3 | 912.33 | 1095.65 | 1246.46
CC | 6310.07 | 8796.49 | 8850.1 | 8850.1 | 16084.87 | 20825.6
CSP | 0 | 0 | 0 | 0 | 0 | 0
CT | 717.2 | 1280.37 | 1749.94 | 2808.53 | 2808.53 | 3139.8
Coal | 825 | 825 | 825 | 825 | 825 | 825
Geo | 0 | 0 | 0 | 0 | 0 | 0
H | 0 | 0 | 0 | 0 | 0 | 0
LFG | 0.34 | 107.4 | 107.4 | 107.4 | 107.4 | 107.4
Nuc | 0 | 2330 | 2330 | 2330 | 2330 | 2330
PS | 0 | 0 | 0 | 0 | 0 | 0
PV | 0 | 138.41 | 144.93 | 148.71 | 160.26 | 169.76
PeakG | 0 | 0 | 0 | 0 | 0 | 0
PeakO | 0 | 0 | 0 | 0 | 0 | 0
ST | 0 | 0 | 0 | 0 | 0 | 0
STOG | 0 | 0 | 0 | 0 | 0 | 0
STWD | 0 | 0 | 0 | 0 | 0 | 0
WT | 0.9 | 3500 | 3500 | 3500 | 3500 | 3500
IGCC | 0 | 0 | 0 | 0 | 0 | 0
DemandResponse | 0 | 0 | 0 | 0 | 0 | 0
IGCC-CCS | 0 | 0 | 0 | 0 | 0 | 0
WT_off | 1 | 1 | 1 | 1 | 1 | 1
PseudoUnit | 0 | 0 | 0 | 0 | 0 | 0
FixedInterchange | 0 | 0 | 0 | 0 | 0 | 0
Cumulative New Build Capacity by Reporting Type: IESO
ReportingType | 2015 | 2020 | 2025 | 2030 | 2035 | 2040
BM | 326.33 | 326.33 | 326.33 | 326.33 | 326.33 | 326.33
CC | 1263 | 1263 | 1263 | 1263 | 1263 | 3246.98
CSP | 0 | 0 | 0 | 0 | 0 | 0
CT | 368 | 368 | 368 | 368 | 368 | 660.88
Coal | 0 | 0 | 0 | 0 | 0 | 0
Geo | 0 | 0 | 0 | 0 | 0 | 0
H | 0 | 0 | 0 | 0 | 0 | 250
LFG | 14.5 | 14.5 | 14.5 | 14.5 | 15 | 15
Nuc | 0 | 0 | 0 | 0 | 0 | 0
PS | 0 | 0 | 0 | 0 | 0 | 0
PV | 1067.26 | 1067.26 | 1067.26 | 1067.26 | 1067.26 | 1067.26
PeakG | 0 | 0 | 0 | 0 | 0 | 0
PeakO | 0 | 0 | 0 | 0 | 0 | 0
ST | 0 | 0 | 0 | 0 | 0 | 0
STOG | 0 | 0 | 0 | 0 | 0 | 0
STWD | 0 | 0 | 0 | 0 | 0 | 0
WT | 2105.9 | 2105.9 | 2105.9 | 2105.9 | 2105.9 | 2105.9
IGCC | 0 | 0 | 0 | 0 | 0 | 0
DemandResponse | 0 | 0 | 0 | 0 | 0 | 0
IGCC-CCS | 0 | 0 | 0 | 0 | 0 | 0
WT_off | 0 | 0 | 0 | 0 | 0 | 0
PseudoUnit | 0 | 0 | 0 | 0 | 0 | 0
FixedInterchange | 0 | 0 | 0 | 0 | 0 | 0
Cumulative New Build Capacity by Reporting Type: MAPP_CA
ReportingType | 2015 | 2020 | 2025 | 2030 | 2035 | 2040
BM | 0 | 0 | 0 | 0 | 0 | 0
CC | 0 | 0 | 0 | 0 | 0 | 0
CSP | 0 | 0 | 0 | 0 | 0 | 0
CT | 0 | 0 | 0 | 0 | 0 | 0
Coal | 0 | 0 | 0 | 0 | 0 | 0
Geo | 0 | 0 | 0 | 0 | 0 | 0
H | 0 | 695 | 2190 | 4650 | 4650 | 4650
LFG | 0 | 0 | 0 | 0 | 0 | 0
Nuc | 0 | 0 | 0 | 0 | 0 | 0
PS | 0 | 0 | 0 | 0 | 0 | 0
PV | 0 | 0 | 0 | 0 | 0 | 0
PeakG | 0 | 0 | 0 | 0 | 0 | 0
PeakO | 0 | 0 | 0 | 0 | 0 | 0
ST | 0 | 0 | 0 | 0 | 0 | 0
STOG | 0 | 0 | 0 | 0 | 0 | 0
STWD | 0 | 0 | 0 | 0 | 0 | 0
WT | 302.4 | 302.4 | 302.4 | 302.4 | 302.4 | 302.4
IGCC | 0 | 0 | 0 | 0 | 0 | 0
DemandResponse | 0 | 0 | 0 | 0 | 0 | 0
IGCC-CCS | 0 | 0 | 0 | 0 | 0 | 0
WT_off | 0 | 0 | 0 | 0 | 0 | 0
PseudoUnit | 0 | 0 | 0 | 0 | 0 | 0
FixedInterchange | 0 | 0 | 0 | 0 | 0 | 0
Cumulative New Build Capacity by Reporting Type: AZ_NM_SNV_Coal
ReportingType | 2015 | 2020 | 2025 | 2030 | 2035 | 2040
BM | 0 | 0 | 0 | 0 | 0 | 0
CC | 0 | 0 | 0 | 0 | 0 | 0
CSP | 0 | 0 | 0 | 0 | 0 | 0
CT | 0 | 0 | 0 | 0 | 0 | 0
Coal | 0 | 0 | 0 | 0 | 2009.75 | 11212.67
Geo | 0 | 0 | 0 | 0 | 0 | 0
H | 0 | 0 | 0 | 0 | 0 | 0
LFG | 0 | 0 | 0 | 0 | 0 | 0
Nuc | 0 | 0 | 0 | 0 | 0 | 0
PS | 0 | 0 | 0 | 0 | 0 | 0
PV | 0 | 0 | 0 | 0 | 0 | 0
PeakG | 0 | 0 | 0 | 0 | 0 | 0
PeakO | 0 | 0 | 0 | 0 | 0 | 0
ST | 0 | 0 | 0 | 0 | 0 | 0
STOG | 0 | 0 | 0 | 0 | 0 | 0
STWD | 0 | 0 | 0 | 0 | 0 | 0
WT | 0 | 0 | 0 | 0 | 0 | 0
IGCC | 0 | 0 | 0 | 0 | 0 | 0
DemandResponse | 0 | 0 | 0 | 0 | 0 | 0
IGCC-CCS | 0 | 0 | 0 | 0 | 0 | 0
WT_off | 0 | 0 | 0 | 0 | 0 | 0
PseudoUnit | 0 | 0 | 0 | 0 | 0 | 0
FixedInterchange | 0 | 0 | 0 | 0 | 0 | 0
Cumulative New Build Capacity by Reporting Type: AZ_NM_SNV_Gas
ReportingType | 2015 | 2020 | 2025 | 2030 | 2035 | 2040
BM | 0 | 0 | 0 | 0 | 0 | 0
CC | 668 | 1782.63 | 1782.64 | 5713.69 | 5713.69 | 5713.69
CSP | 0 | 0 | 0 | 0 | 0 | 0
CT | 736 | 736 | 736 | 736 | 736 | 736
Coal | 0 | 0 | 0 | 0 | 0 | 0
Geo | 0 | 0 | 0 | 0 | 0 | 0
H | 0 | 0 | 0 | 0 | 0 | 0
LFG | 0 | 0 | 0 | 0 | 0 | 0
Nuc | 0 | 0 | 0 | 0 | 0 | 0
PS | 0 | 0 | 0 | 0 | 0 | 0
PV | 0 | 0 | 0 | 0 | 0 | 0
PeakG | 0 | 0 | 0 | 0 | 0 | 0
PeakO | 0 | 0 | 0 | 0 | 0 | 0
ST | 0 | 0 | 0 | 0 | 0 | 0
STOG | 0 | 0 | 0 | 0 | 0 | 0
STWD | 0 | 0 | 0 | 0 | 0 | 0
WT | 0 | 0 | 0 | 0 | 0 | 0
IGCC | 0 | 0 | 0 | 0 | 0 | 0
DemandResponse | 0 | 0 | 0 | 0 | 0 | 0
IGCC-CCS | 0 | 0 | 0 | 0 | 0 | 0
WT_off | 0 | 0 | 0 | 0 | 0 | 0
PseudoUnit | 0 | 0 | 0 | 0 | 0 | 0
FixedInterchange | 0 | 0 | 0 | 0 | 0 | 0
Cumulative New Build Capacity by Reporting Type: AZ_NM_SNV_NucRenew
ReportingType | 2015 | 2020 | 2025 | 2030 | 2035 | 2040
BM | 0 | 0 | 0 | 0 | 0 | 0
CC | 0 | 0 | 0 | 0 | 0 | 0
CSP | 0 | 0 | 0 | 0 | 0 | 0
CT | 0 | 0 | 0 | 0 | 0 | 0
Coal | 0 | 0 | 0 | 0 | 0 | 0
Geo | 0 | 0 | 1450 | 1450 | 1450 | 1450
H | 0 | 0 | 0 | 0 | 0 | 0
LFG | 0 | 0 | 60.67 | 60.67 | 60.67 | 60.67
Nuc | 0 | 0 | 0 | 0 | 0 | 0
PS | 0 | 0 | 0 | 0 | 0 | 0
PV | 95.7 | 95.7 | 95.7 | 95.7 | 95.7 | 95.7
PeakG | 0 | 0 | 0 | 0 | 0 | 0
PeakO | 0 | 0 | 0 | 0 | 0 | 0
ST | 280 | 719.41 | 996.05 | 1120.69 | 1120.69 | 1120.69
STOG | 0 | 0 | 0 | 0 | 0 | 0
STWD | 0 | 0 | 0 | 0 | 0 | 0
WT | 65.1 | 65.1 | 392.53 | 1008.7 | 1008.7 | 1008.7
IGCC | 0 | 0 | 0 | 0 | 0 | 0
DemandResponse | 0 | 0 | 0 | 0 | 0 | 0
IGCC-CCS | 0 | 0 | 0 | 0 | 0 | 0
WT_off | 0 | 0 | 0 | 0 | 0 | 0
PseudoUnit | 0 | 0 | 0 | 0 | 0 | 0
FixedInterchange | 0 | 0 | 0 | 0 | 0 | 0
Cumulative New Build Capacity by Reporting Type: ERCOT
ReportingType | 2015 | 2020 | 2025 | 2030 | 2035 | 2040
BM | 145 | 145 | 145 | 1845.88 | 1910.01 | 2026.38
CC | 275 | 275 | 275 | 275 | 2124.79 | 5655.38
CSP | 0 | 0 | 0 | 0 | 0 | 0
CT | 250 | 250 | 250 | 250 | 250 | 250
Coal | 2020 | 2020 | 2020 | 2020 | 2020 | 2020
Geo | 0 | 0 | 0 | 0 | 0 | 0
H | 0 | 0 | 0 | 628 | 628 | 628
LFG | 0 | 0 | 354 | 354 | 354 | 354
Nuc | 0 | 0 | 0 | 0 | 0 | 0
PS | 0 | 0 | 0 | 0 | 0 | 0
PV | 14 | 14 | 14 | 14 | 14 | 14
PeakG | 0 | 0 | 0 | 0 | 0 | 0
PeakO | 0 | 0 | 0 | 0 | 0 | 0
ST | 0 | 0 | 0 | 0 | 0 | 0
STOG | 0 | 0 | 0 | 0 | 0 | 0
STWD | 0 | 0 | 0 | 0 | 0 | 0
WT | 350.1 | 8683.5 | 18084.8 | 23934.78 | 24764.94 | 26253.6
IGCC | 0 | 0 | 0 | 0 | 0 | 0
DemandResponse | 0 | 0 | 0 | 0 | 0 | 0
IGCC-CCS | 0 | 0 | 0 | 0 | 0 | 0
WT_off | 0 | 0 | 0 | 0 | 0 | 0
PseudoUnit | 0 | 0 | 0 | 0 | 0 | 0
FixedInterchange | 0 | 0 | 0 | 0 | 0 | 0
Cumulative New Build Capacity by Reporting Type: NP15
ReportingType | 2015 | 2020 | 2025 | 2030 | 2035 | 2040
BM | 0 | 0 | 0 | 0 | 0 | 0
CC | 940 | 940 | 940 | 940 | 940 | 940
CSP | 0 | 0 | 0 | 0 | 0 | 0
CT | 216.02 | 1985.59 | 2377.38 | 6340.26 | 10722.6 | 15072.26
Coal | 0 | 0 | 0 | 0 | 0 | 0
Geo | 0 | 166.22 | 600 | 600 | 600 | 600
H | 0 | 0 | 0 | 0 | 0 | 0
LFG | 0 | 565 | 565 | 565 | 565 | 565
Nuc | 0 | 0 | 0 | 0 | 0 | 0
PS | 0 | 0 | 0 | 0 | 0 | 0
PV | 6.5 | 6.5 | 6.5 | 6.5 | 6.5 | 6.5
PeakG | 0 | 0 | 0 | 0 | 0 | 0
PeakO | 0 | 0 | 0 | 0 | 0 | 0
ST | 29 | 29 | 29 | 29 | 29 | 29
STOG | 0 | 0 | 0 | 0 | 0 | 0
STWD | 0 | 0 | 0 | 0 | 0 | 0
WT | 101.2 | 101.2 | 9267.19 | 11674.59 | 11687.93 | 11689.92
IGCC | 0 | 0 | 0 | 0 | 0 | 0
DemandResponse | 0 | 0 | 0 | 0 | 0 | 0
IGCC-CCS | 0 | 0 | 0 | 0 | 0 | 0
WT_off | 0 | 0 | 0 | 0 | 0 | 0
PseudoUnit | 0 | 0 | 0 | 0 | 0 | 0
FixedInterchange | 0 | 0 | 0 | 0 | 0 | 0
Cumulative New Build Capacity by Reporting Type: NWPP_Coal
ReportingType | 2015 | 2020 | 2025 | 2030 | 2035 | 2040
BM | 0 | 0 | 0 | 0 | 0 | 0
CC | 0 | 0 | 0 | 0 | 0 | 0
CSP | 0 | 0 | 0 | 0 | 0 | 0
CT | 0 | 0 | 0 | 0 | 0 | 0
Coal | 0 | 0 | 0 | 0 | 0 | 0
Geo | 0 | 0 | 0 | 0 | 0 | 0
H | 0 | 0 | 0 | 0 | 0 | 0
LFG | 0 | 0 | 0 | 0 | 0 | 0
Nuc | 0 | 0 | 0 | 0 | 0 | 0
PS | 0 | 0 | 0 | 0 | 0 | 0
PV | 0 | 0 | 0 | 0 | 0 | 0
PeakG | 0 | 0 | 0 | 0 | 0 | 0
PeakO | 0 | 0 | 0 | 0 | 0 | 0
ST | 0 | 0 | 0 | 0 | 0 | 0
STOG | 0 | 0 | 0 | 0 | 0 | 0
STWD | 0 | 0 | 0 | 0 | 0 | 0
WT | 0 | 0 | 0 | 0 | 0 | 0
IGCC | 0 | 0 | 0 | 0 | 0 | 0
DemandResponse | 0 | 0 | 0 | 0 | 0 | 0
IGCC-CCS | 0 | 0 | 0 | 0 | 0 | 0
WT_off | 0 | 0 | 0 | 0 | 0 | 0
PseudoUnit | 0 | 0 | 0 | 0 | 0 | 0
FixedInterchange | 0 | 0 | 0 | 0 | 0 | 0
Cumulative New Build Capacity by Reporting Type: NWPP_Gas
ReportingType | 2015 | 2020 | 2025 | 2030 | 2035 | 2040
BM | 0 | 0 | 0 | 0 | 0 | 0
CC | 300 | 300 | 300 | 3464.19 | 8119.51 | 8315.65
CSP | 0 | 0 | 0 | 0 | 0 | 0
CT | 150 | 150 | 150 | 150 | 150 | 150
Coal | 0 | 0 | 0 | 0 | 0 | 426.09
Geo | 0 | 0 | 0 | 0 | 0 | 0
H | 0 | 0 | 0 | 0 | 0 | 0
LFG | 0 | 0 | 0 | 0 | 0 | 0
Nuc | 0 | 0 | 0 | 0 | 0 | 0
PS | 0 | 0 | 0 | 0 | 0 | 0
PV | 0 | 0 | 0 | 0 | 0 | 0
PeakG | 0 | 0 | 0 | 0 | 0 | 0
PeakO | 0 | 0 | 0 | 0 | 0 | 0
ST | 0 | 0 | 0 | 0 | 0 | 0
STOG | 0 | 0 | 0 | 0 | 0 | 0
STWD | 0 | 0 | 0 | 0 | 0 | 0
WT | 0 | 0 | 0 | 0 | 0 | 0
IGCC | 0 | 0 | 0 | 0 | 0 | 0
DemandResponse | 0 | 0 | 0 | 0 | 0 | 0
IGCC-CCS | 0 | 0 | 0 | 0 | 0 | 0
WT_off | 0 | 0 | 0 | 0 | 0 | 0
PseudoUnit | 0 | 0 | 0 | 0 | 0 | 0
FixedInterchange | 0 | 0 | 0 | 0 | 0 | 0
Cumulative New Build Capacity by Reporting Type: NWPP_NucRenew
ReportingType | 2015 | 2020 | 2025 | 2030 | 2035 | 2040
BM | 32.55 | 32.55 | 32.55 | 32.55 | 32.55 | 32.55
CC | 0 | 0 | 0 | 0 | 0 | 0
CSP | 0 | 0 | 0 | 0 | 0 | 0
CT | 0 | 0 | 0 | 0 | 0 | 0
Coal | 0 | 0 | 0 | 0 | 0 | 0
Geo | 86 | 86 | 520 | 520 | 520 | 520
H | 0 | 0 | 0 | 0 | 0 | 0
LFG | 25.5 | 25.5 | 232.45 | 270 | 270 | 270
Nuc | 0 | 0 | 0 | 0 | 0 | 0
PS | 0 | 0 | 0 | 0 | 0 | 0
PV | 0 | 0 | 0 | 0 | 0 | 0
PeakG | 0 | 0 | 0 | 0 | 0 | 0
PeakO | 0 | 0 | 0 | 0 | 0 | 0
ST | 0 | 0 | 0 | 0 | 0 | 0
STOG | 0 | 0 | 0 | 0 | 0 | 0
STWD | 0 | 0 | 0 | 0 | 0 | 0
WT | 977.3 | 977.3 | 977.3 | 977.3 | 977.3 | 977.3
IGCC | 0 | 0 | 0 | 0 | 0 | 0
DemandResponse | 0 | 0 | 0 | 0 | 0 | 0
IGCC-CCS | 0 | 0 | 0 | 0 | 0 | 0
WT_off | 0 | 0 | 0 | 0 | 0 | 0
PseudoUnit | 0 | 0 | 0 | 0 | 0 | 0
FixedInterchange | 0 | 0 | 0 | 0 | 0 | 0
Cumulative New Build Capacity by Reporting Type: RMPA
ReportingType | 2015 | 2020 | 2025 | 2030 | 2035 | 2040
BM | 0 | 0 | 0 | 0 | 0 | 0
CC | 0 | 0 | 0 | 0 | 0 | 0
CSP | 0 | 0 | 0 | 0 | 0 | 0
CT | 152 | 152 | 152 | 152 | 152 | 152
Coal | 390 | 390 | 390 | 390 | 1610.95 | 2961.14
Geo | 0 | 458.78 | 2545.23 | 2570 | 2570 | 2570
H | 0 | 0 | 0 | 0 | 0 | 0
LFG | 1.4 | 1.4 | 1.4 | 30.33 | 30.33 | 30.33
Nuc | 0 | 0 | 0 | 0 | 0 | 0
PS | 0 | 0 | 0 | 0 | 0 | 0
PV | 1 | 1 | 1 | 1 | 1 | 1
PeakG | 0 | 0 | 0 | 0 | 0 | 0
PeakO | 0 | 0 | 0 | 0 | 0 | 0
ST | 3 | 383.25 | 415.52 | 430.78 | 430.78 | 430.78
STOG | 0 | 0 | 0 | 0 | 0 | 0
STWD | 0 | 0 | 0 | 0 | 0 | 0
WT | 765.4 | 765.4 | 765.4 | 765.4 | 765.4 | 765.4
IGCC | 0 | 0 | 0 | 0 | 0 | 0
DemandResponse | 0 | 0 | 0 | 0 | 0 | 0
IGCC-CCS | 0 | 0 | 0 | 0 | 0 | 0
WT_off | 0 | 0 | 0 | 0 | 0 | 0
PseudoUnit | 0 | 0 | 0 | 0 | 0 | 0
FixedInterchange | 0 | 0 | 0 | 0 | 0 | 0
Cumulative New Build Capacity by Reporting Type: SP15
ReportingType | 2015 | 2020 | 2025 | 2030 | 2035 | 2040
BM | 6 | 6 | 6 | 6 | 6 | 6
CC | 409.5 | 409.5 | 409.5 | 409.5 | 409.5 | 409.5
CSP | 0 | 0 | 0 | 0 | 0 | 0
CT | 0 | 0 | 0 | 0 | 0 | 0
Coal | 0 | 0 | 0 | 0 | 0 | 0
Geo | 50 | 1500 | 1500 | 1500 | 1500 | 1500
H | 0 | 0 | 0 | 0 | 0 | 0
LFG | 9.2 | 565 | 565 | 565 | 565 | 565
Nuc | 0 | 0 | 0 | 0 | 0 | 0
PS | 0 | 0 | 0 | 0 | 0 | 0
PV | 3.8 | 3.8 | 3.8 | 3.8 | 3.8 | 3.8
PeakG | 0 | 0 | 0 | 0 | 0 | 0
PeakO | 0 | 0 | 0 | 0 | 0 | 0
ST | 448 | 448 | 448 | 448 | 448 | 448
STOG | 0 | 0 | 0 | 0 | 0 | 0
STWD | 0 | 0 | 0 | 0 | 0 | 0
WT | 735 | 735 | 735 | 735 | 735 | 735
IGCC | 0 | 0 | 0 | 0 | 0 | 0
DemandResponse | 0 | 0 | 0 | 0 | 0 | 0
IGCC-CCS | 0 | 0 | 0 | 0 | 0 | 0
WT_off | 0 | 0 | 0 | 0 | 0 | 0
PseudoUnit | 0 | 0 | 0 | 0 | 0 | 0
FixedInterchange | 0 | 0 | 0 | 0 | 0 | 0
Cumulative New Build Capacity by Reporting Type: ALB
ReportingType | 2015 | 2020 | 2025 | 2030 | 2035 | 2040
BM | 0 | 0 | 0 | 0 | 0 | 0
CC | 407.19 | 942.81 | 1734.7 | 2333.01 | 3739.86 | 4819.33
CSP | 0 | 0 | 0 | 0 | 0 | 0
CT | 201.5 | 201.5 | 201.5 | 201.5 | 201.5 | 201.5
Coal | 495 | 495 | 495 | 495 | 495 | 495
Geo | 0 | 0 | 0 | 0 | 0 | 0
H | 0 | 0 | 0 | 0 | 0 | 0
LFG | 0 | 0 | 0 | 0 | 0 | 0
Nuc | 0 | 0 | 0 | 0 | 0 | 0
PS | 0 | 0 | 0 | 0 | 0 | 0
PV | 0 | 0 | 0 | 0 | 0 | 0
PeakG | 0 | 0 | 0 | 0 | 0 | 0
PeakO | 0 | 0 | 0 | 0 | 0 | 0
ST | 0 | 0 | 0 | 0 | 0 | 0
STOG | 0 | 0 | 0 | 0 | 0 | 0
STWD | 0 | 0 | 0 | 0 | 0 | 0
WT | 9 | 9 | 9 | 9 | 9 | 9
IGCC | 0 | 0 | 0 | 0 | 0 | 0
DemandResponse | 0 | 0 | 0 | 0 | 0 | 0
IGCC-CCS | 0 | 0 | 0 | 0 | 0 | 0
WT_off | 0 | 0 | 0 | 0 | 0 | 0
PseudoUnit | 0 | 0 | 0 | 0 | 0 | 0
FixedInterchange | 0 | 0 | 0 | 0 | 0 | 0
Cumulative New Build Capacity by Reporting Type: BC
ReportingType | 2015 | 2020 | 2025 | 2030 | 2035 | 2040
BM | 0 | 0 | 0 | 0 | 0 | 0
CC | 1171.72 | 1344.95 | 1857.87 | 2529.86 | 3330.33 | 4008.83
CSP | 0 | 0 | 0 | 0 | 0 | 0
CT | 0 | 0 | 0 | 0 | 0 | 162.07
Coal | 0 | 0 | 0 | 0 | 0 | 0
Geo | 0 | 0 | 0 | 0 | 0 | 0
H | 0 | 0 | 0 | 0 | 0 | 0
LFG | 0 | 0 | 0 | 0 | 0 | 0
Nuc | 0 | 0 | 0 | 0 | 0 | 0
PS | 0 | 0 | 0 | 0 | 0 | 0
PV | 0 | 0 | 0 | 0 | 0 | 0
PeakG | 0 | 0 | 0 | 0 | 0 | 0
PeakO | 0 | 0 | 0 | 0 | 0 | 0
ST | 0 | 0 | 0 | 0 | 0 | 0
STOG | 0 | 0 | 0 | 0 | 0 | 0
STWD | 0 | 0 | 0 | 0 | 0 | 0
WT | 144 | 144 | 144 | 144 | 144 | 144
IGCC | 0 | 0 | 0 | 0 | 0 | 0
DemandResponse | 0 | 0 | 0 | 0 | 0 | 0
IGCC-CCS | 0 | 0 | 0 | 0 | 0 | 0
WT_off | 0 | 0 | 0 | 0 | 0 | 0
PseudoUnit | 0 | 0 | 0 | 0 | 0 | 0
FixedInterchange | 0 | 0 | 0 | 0 | 0 | 0
Cumulative New Build Capacity by Reporting Type: HQ_IESO
ReportingType | 2015 | 2020 | 2025 | 2030 | 2035 | 2040
BM | 0 | 0 | 0 | 0 | 0 | 0
CC | 0 | 0 | 0 | 0 | 0 | 0
CSP | 0 | 0 | 0 | 0 | 0 | 0
CT | 0 | 0 | 0 | 0 | 0 | 0
Coal | 0 | 0 | 0 | 0 | 0 | 0
Geo | 0 | 0 | 0 | 0 | 0 | 0
H | 0 | 0 | 0 | 0 | 0 | 0
LFG | 0 | 0 | 0 | 0 | 0 | 0
Nuc | 0 | 0 | 0 | 0 | 0 | 0
PS | 0 | 0 | 0 | 0 | 0 | 0
PV | 0 | 0 | 0 | 0 | 0 | 0
PeakG | 0 | 0 | 0 | 0 | 0 | 0
PeakO | 0 | 0 | 0 | 0 | 0 | 0
ST | 0 | 0 | 0 | 0 | 0 | 0
STOG | 0 | 0 | 0 | 0 | 0 | 0
STWD | 0 | 0 | 0 | 0 | 0 | 0
WT | 0 | 0 | 0 | 0 | 0 | 0
IGCC | 0 | 0 | 0 | 0 | 0 | 0
DemandResponse | 0 | 0 | 0 | 0 | 0 | 0
IGCC-CCS | 0 | 0 | 0 | 0 | 0 | 0
WT_off | 0 | 0 | 0 | 0 | 0 | 0
PseudoUnit | 0 | 0 | 0 | 0 | 0 | 0
FixedInterchange | 0 | 0 | 0 | 0 | 0 | 0
Cumulative New Build Capacity by Reporting Type: HQ_NEISO
ReportingType | 2015 | 2020 | 2025 | 2030 | 2035 | 2040
BM | 0 | 0 | 0 | 0 | 0 | 0
CC | 0 | 0 | 0 | 0 | 0 | 0
CSP | 0 | 0 | 0 | 0 | 0 | 0
CT | 0 | 0 | 0 | 0 | 0 | 0
Coal | 0 | 0 | 0 | 0 | 0 | 0
Geo | 0 | 0 | 0 | 0 | 0 | 0
H | 0 | 0 | 0 | 0 | 0 | 0
LFG | 0 | 0 | 0 | 0 | 0 | 0
Nuc | 0 | 0 | 0 | 0 | 0 | 0
PS | 0 | 0 | 0 | 0 | 0 | 0
PV | 0 | 0 | 0 | 0 | 0 | 0
PeakG | 0 | 0 | 0 | 0 | 0 | 0
PeakO | 0 | 0 | 0 | 0 | 0 | 0
ST | 0 | 0 | 0 | 0 | 0 | 0
STOG | 0 | 0 | 0 | 0 | 0 | 0
STWD | 0 | 0 | 0 | 0 | 0 | 0
WT | 0 | 0 | 0 | 0 | 0 | 0
IGCC | 0 | 0 | 0 | 0 | 0 | 0
DemandResponse | 0 | 0 | 0 | 0 | 0 | 0
IGCC-CCS | 0 | 0 | 0 | 0 | 0 | 0
WT_off | 0 | 0 | 0 | 0 | 0 | 0
PseudoUnit | 0 | 0 | 0 | 2500 | 2500 | 2500
FixedInterchange | 0 | 0 | 0 | 0 | 0 | 0
Cumulative New Build Capacity by Reporting Type: HQ_NY
ReportingType | 2015 | 2020 | 2025 | 2030 | 2035 | 2040
BM | 0 | 0 | 0 | 0 | 0 | 0
CC | 0 | 0 | 0 | 0 | 0 | 0
CSP | 0 | 0 | 0 | 0 | 0 | 0
CT | 0 | 0 | 0 | 0 | 0 | 0
Coal | 0 | 0 | 0 | 0 | 0 | 0
Geo | 0 | 0 | 0 | 0 | 0 | 0
H | 0 | 0 | 0 | 0 | 0 | 0
LFG | 0 | 0 | 0 | 0 | 0 | 0
Nuc | 0 | 0 | 0 | 0 | 0 | 0
PS | 0 | 0 | 0 | 0 | 0 | 0
PV | 0 | 0 | 0 | 0 | 0 | 0
PeakG | 0 | 0 | 0 | 0 | 0 | 0
PeakO | 0 | 0 | 0 | 0 | 0 | 0
ST | 0 | 0 | 0 | 0 | 0 | 0
STOG | 0 | 0 | 0 | 0 | 0 | 0
STWD | 0 | 0 | 0 | 0 | 0 | 0
WT | 0 | 0 | 0 | 0 | 0 | 0
IGCC | 0 | 0 | 0 | 0 | 0 | 0
DemandResponse | 0 | 0 | 0 | 0 | 0 | 0
IGCC-CCS | 0 | 0 | 0 | 0 | 0 | 0
WT_off | 0 | 0 | 0 | 0 | 0 | 0
PseudoUnit | 0 | 918.77 | 2500 | 2500 | 2500 | 2500
FixedInterchange | 0 | 0 | 0 | 0 | 0 | 0
Cumulative New Build Capacity by Reporting Type: MARITIMES
ReportingType | 2015 | 2020 | 2025 | 2030 | 2035 | 2040
BM | 0 | 0 | 0 | 0 | 0 | 0
CC | 0 | 0 | 0 | 0 | 0 | 0
CSP | 0 | 0 | 0 | 0 | 0 | 0
CT | 0 | 0 | 0 | 0 | 0 | 0
Coal | 0 | 0 | 0 | 0 | 0 | 0
Geo | 0 | 0 | 0 | 0 | 0 | 0
H | 0 | 0 | 0 | 0 | 0 | 0
LFG | 0 | 0 | 0 | 0 | 0 | 0
Nuc | 0 | 0 | 0 | 0 | 0 | 0
PS | 0 | 0 | 0 | 0 | 0 | 0
PV | 0 | 0 | 0 | 0 | 0 | 0
PeakG | 0 | 0 | 0 | 0 | 0 | 0
PeakO | 0 | 0 | 0 | 0 | 0 | 0
ST | 0 | 0 | 0 | 0 | 0 | 0
STOG | 0 | 0 | 0 | 0 | 0 | 0
STWD | 0 | 0 | 0 | 0 | 0 | 0
WT | 0 | 0 | 0 | 0 | 0 | 0
IGCC | 0 | 0 | 0 | 0 | 0 | 0
DemandResponse | 0 | 0 | 0 | 0 | 0 | 0
IGCC-CCS | 0 | 0 | 0 | 0 | 0 | 0
WT_off | 0 | 0 | 0 | 0 | 0 | 0
PseudoUnit | 0 | 500 | 500 | 500 | 500 | 500
FixedInterchange | 0 | 0 | 0 | 0 | 0 | 0
Cumulative New Build Capacity by Reporting Type: All
ReportingType | 2015 | 2020 | 2025 | 2030 | 2035 | 2040
BM | 1251 | 1481.9 | 2102.38 | 3863.29 | 4110.75 | 4377.92
CC | 32959.98 | 42481.63 | 44637.14 | 55680.06 | 89267.15 | 121499.8
CSP | 0 | 0 | 0 | 0 | 0 | 0
CT | 6397.22 | 16999.56 | 20185.25 | 34155 | 58936.43 | 72543.46
Coal | 10763.64 | 10763.64 | 10763.64 | 10763.64 | 14937.35 | 34366.4
Geo | 136 | 2211 | 6615.23 | 6640 | 6640 | 6640
H | 0 | 1551.39 | 4428 | 7516 | 7516 | 7766
LFG | 192 | 2145 | 4355 | 5078.5 | 5079 | 5079
Nuc | 2740.56 | 7270.56 | 7270.56 | 7270.56 | 7270.56 | 7270.56
PS | 0 | 0 | 0 | 0 | 0 | 0
PV | 1246 | 3418.31 | 4497.64 | 4745.56 | 4867.81 | 5007.37
PeakG | 0 | 0 | 0 | 0 | 0 | 0
PeakO | 0 | 0 | 0 | 0 | 0 | 0
ST | 760 | 1579.66 | 1888.57 | 2028.47 | 2028.47 | 2028.47
STOG | 0 | 0 | 0 | 0 | 0 | 0
STWD | 0 | 0 | 0 | 0 | 0 | 0
WT | 25342 | 69348.5 | 156511.37 | 236555.09 | 250479.68 | 264161.06
IGCC | 618 | 618 | 618 | 618 | 618 | 618
DemandResponse | 0 | 0 | 0 | 0 | 0 | 0
IGCC-CCS | 0 | 0 | 0 | 0 | 0 | 0
WT_off | 469 | 469 | 1569 | 1569 | 1569 | 1569
PseudoUnit | 0 | 1418.77 | 3000 | 5500 | 5500 | 5500
FixedInterchange | 0 | 0 | 0 | 0 | 0 | 0
Cumulative New Build Capacity by Reporting Type: EI_US
ReportingType | 2015 | 2020 | 2025 | 2030 | 2035 | 2040
BM | 741.12 | 972.02 | 1592.5 | 1652.53 | 1835.85 | 1986.66
CC | 27525.57 | 35223.74 | 36074.44 | 38751.82 | 63626.46 | 88390.45
CSP | 0 | 0 | 0 | 0 | 0 | 0
CT | 4323.69 | 13156.47 | 15950.38 | 25957.24 | 46356.34 | 55158.76
Coal | 7858.64 | 7858.64 | 7858.64 | 7858.64 | 8801.65 | 17251.5
Geo | 0 | 0 | 0 | 0 | 0 | 0
H | 0 | 856.39 | 2238 | 2238 | 2238 | 2238
LFG | 141.4 | 973.6 | 2561.98 | 3219 | 3219 | 3219
Nuc | 2740.56 | 7270.56 | 7270.56 | 7270.56 | 7270.56 | 7270.56
PS | 0 | 0 | 0 | 0 | 0 | 0
PV | 57.74 | 2230.05 | 3309.38 | 3557.31 | 3679.55 | 3819.12
PeakG | 0 | 0 | 0 | 0 | 0 | 0
PeakO | 0 | 0 | 0 | 0 | 0 | 0
ST | 0 | 0 | 0 | 0 | 0 | 0
STOG | 0 | 0 | 0 | 0 | 0 | 0
STWD | 0 | 0 | 0 | 0 | 0 | 0
WT | 19786.6 | 55459.7 | 123727.85 | 194898.02 | 207979.11 | 220169.84
IGCC | 618 | 618 | 618 | 618 | 618 | 618
DemandResponse | 0 | 0 | 0 | 0 | 0 | 0
IGCC-CCS | 0 | 0 | 0 | 0 | 0 | 0
WT_off | 469 | 469 | 1569 | 1569 | 1569 | 1569
PseudoUnit | 0 | 1418.77 | 3000 | 5500 | 5500 | 5500
FixedInterchange | 0 | 0 | 0 | 0 | 0 | 0
Cumulative New Build Capacity by Reporting Type: EI_Canada
ReportingType | 2015 | 2020 | 2025 | 2030 | 2035 | 2040
BM | 326.33 | 326.33 | 326.33 | 326.33 | 326.33 | 326.33
CC | 1263 | 1263 | 1263 | 1263 | 1263 | 3246.98
CSP | 0 | 0 | 0 | 0 | 0 | 0
CT | 368 | 368 | 368 | 368 | 368 | 660.88
Coal | 0 | 0 | 0 | 0 | 0 | 0
Geo | 0 | 0 | 0 | 0 | 0 | 0
H | 0 | 695 | 2190 | 4650 | 4650 | 4900
LFG | 14.5 | 14.5 | 14.5 | 14.5 | 15 | 15
Nuc | 0 | 0 | 0 | 0 | 0 | 0
PS | 0 | 0 | 0 | 0 | 0 | 0
PV | 1067.26 | 1067.26 | 1067.26 | 1067.26 | 1067.26 | 1067.26
PeakG | 0 | 0 | 0 | 0 | 0 | 0
PeakO | 0 | 0 | 0 | 0 | 0 | 0
ST | 0 | 0 | 0 | 0 | 0 | 0
STOG | 0 | 0 | 0 | 0 | 0 | 0
STWD | 0 | 0 | 0 | 0 | 0 | 0
WT | 2408.3 | 2408.3 | 2408.3 | 2408.3 | 2408.3 | 2408.3
IGCC | 0 | 0 | 0 | 0 | 0 | 0
DemandResponse | 0 | 0 | 0 | 0 | 0 | 0
IGCC-CCS | 0 | 0 | 0 | 0 | 0 | 0
WT_off | 0 | 0 | 0 | 0 | 0 | 0
PseudoUnit | 0 | 0 | 0 | 0 | 0 | 0
FixedInterchange | 0 | 0 | 0 | 0 | 0 | 0
Cumulative New Build Capacity by Reporting Type: EI
ReportingType | 2015 | 2020 | 2025 | 2030 | 2035 | 2040
BM | 1067.45 | 1298.35 | 1918.83 | 1978.86 | 2162.19 | 2312.99
CC | 28788.57 | 36486.74 | 37337.44 | 40014.82 | 64889.46 | 91637.42
CSP | 0 | 0 | 0 | 0 | 0 | 0
CT | 4691.69 | 13524.47 | 16318.38 | 26325.24 | 46724.34 | 55819.64
Coal | 7858.64 | 7858.64 | 7858.64 | 7858.64 | 8801.65 | 17251.5
Geo | 0 | 0 | 0 | 0 | 0 | 0
H | 0 | 1551.39 | 4428 | 6888 | 6888 | 7138
LFG | 155.9 | 988.1 | 2576.48 | 3233.5 | 3234 | 3234
Nuc | 2740.56 | 7270.56 | 7270.56 | 7270.56 | 7270.56 | 7270.56
PS | 0 | 0 | 0 | 0 | 0 | 0
PV | 1125 | 3297.31 | 4376.64 | 4624.56 | 4746.81 | 4886.37
PeakG | 0 | 0 | 0 | 0 | 0 | 0
PeakO | 0 | 0 | 0 | 0 | 0 | 0
ST | 0 | 0 | 0 | 0 | 0 | 0
STOG | 0 | 0 | 0 | 0 | 0 | 0
STWD | 0 | 0 | 0 | 0 | 0 | 0
WT | 22194.9 | 57868 | 126136.15 | 197306.32 | 210387.41 | 222578.14
IGCC | 618 | 618 | 618 | 618 | 618 | 618
DemandResponse | 0 | 0 | 0 | 0 | 0 | 0
IGCC-CCS | 0 | 0 | 0 | 0 | 0 | 0
WT_off | 469 | 469 | 1569 | 1569 | 1569 | 1569
PseudoUnit | 0 | 1418.77 | 3000 | 5500 | 5500 | 5500
FixedInterchange | 0 | 0 | 0 | 0 | 0 | 0
Cumulative New Build Capacity by Reporting Type: Outside_EI
ReportingType | 2015 | 2020 | 2025 | 2030 | 2035 | 2040
BM | 183.55 | 183.55 | 183.55 | 1884.43 | 1948.56 | 2064.93
CC | 4171.41 | 5994.9 | 7299.7 | 15665.24 | 24377.69 | 29862.38
CSP | 0 | 0 | 0 | 0 | 0 | 0
CT | 1705.52 | 3475.09 | 3866.88 | 7829.76 | 12212.1 | 16723.83
Coal | 2905 | 2905 | 2905 | 2905 | 6135.7 | 17114.9
Geo | 136 | 2211 | 6615.23 | 6640 | 6640 | 6640
H | 0 | 0 | 0 | 628 | 628 | 628
LFG | 36.1 | 1156.9 | 1778.52 | 1845 | 1845 | 1845
Nuc | 0 | 0 | 0 | 0 | 0 | 0
PS | 0 | 0 | 0 | 0 | 0 | 0
PV | 121 | 121 | 121 | 121 | 121 | 121
PeakG | 0 | 0 | 0 | 0 | 0 | 0
PeakO | 0 | 0 | 0 | 0 | 0 | 0
ST | 760 | 1579.66 | 1888.57 | 2028.47 | 2028.47 | 2028.47
STOG | 0 | 0 | 0 | 0 | 0 | 0
STWD | 0 | 0 | 0 | 0 | 0 | 0
WT | 3147.1 | 11480.5 | 30375.21 | 39248.77 | 40092.27 | 41582.92
IGCC | 0 | 0 | 0 | 0 | 0 | 0
DemandResponse | 0 | 0 | 0 | 0 | 0 | 0
IGCC-CCS | 0 | 0 | 0 | 0 | 0 | 0
WT_off | 0 | 0 | 0 | 0 | 0 | 0
PseudoUnit | 0 | 0 | 0 | 0 | 0 | 0
FixedInterchange | 0 | 0 | 0 | 0 | 0 | 0
#3 | Retirements of Capacity (MW)
Retirements of Capacity by Reporting Type: Entergy
ReportingType | 2015 | 2020 | 2025 | 2030 | 2035 | 2040
BM | 0 | 0 | 0 | 0 | 0 | 0
CC | 0 | 0 | 0 | 0 | 0 | 0
CSP | 0 | 0 | 0 | 0 | 0 | 0
CT | 0 | 0 | 0 | 0 | 0 | 0
Coal | 892.9 | 0 | 0 | 0 | 0 | 0
Geo | 0 | 0 | 0 | 0 | 0 | 0
H | 0 | 0 | 0 | 0 | 0 | 0
LFG | 0 | 0 | 0 | 0 | 0 | 0
Nuc | 0 | 0 | 0 | 0 | 842 | 997
PS | 0 | 0 | 0 | 0 | 0 | 0
PV | 0 | 0 | 0 | 0 | 0 | 0
PeakG | 0 | 0 | 0 | 0 | 0 | 0
PeakO | 0 | 0 | 0 | 0 | 0 | 0
ST | 0 | 0 | 0 | 0 | 0 | 0
STOG | 10913.28 | 0 | 0 | 0 | 0 | 0
STWD | 0 | 0 | 0 | 0 | 0 | 0
WT | 0 | 0 | 0 | 0 | 0 | 0
IGCC | 0 | 0 | 0 | 0 | 0 | 0
DemandResponse | 0 | 0 | 0 | 0 | 0 | 0
IGCC-CCS | 0 | 0 | 0 | 0 | 0 | 0
WT_off | 0 | 0 | 0 | 0 | 0 | 0
PseudoUnit | 0 | 0 | 0 | 0 | 0 | 0
FixedInterchange | 0 | 0 | 0 | 0 | 0 | 0
Retirements of Capacity by Reporting Type: FRCC
ReportingType | 2015 | 2020 | 2025 | 2030 | 2035 | 2040
BM | 0 | 0 | 0 | 0 | 0 | 0
CC | 0 | 0 | 0 | 0 | 0 | 0
CSP | 0 | 0 | 0 | 0 | 0 | 0
CT | 0 | 0 | 0 | 0 | 0 | 0
Coal | 466 | 869 | 0 | 0 | 0 | 0
Geo | 0 | 0 | 0 | 0 | 0 | 0
H | 0 | 0 | 0 | 0 | 0 | 0
LFG | 0 | 0 | 0 | 0 | 0 | 0
Nuc | 0 | 0 | 0 | 0 | 1615.33 | 1677
PS | 0 | 0 | 0 | 0 | 0 | 0
PV | 0 | 0 | 0 | 0 | 0 | 0
PeakG | 0 | 0 | 0 | 0 | 0 | 0
PeakO | 0 | 0 | 0 | 0 | 0 | 0
ST | 0 | 0 | 0 | 0 | 0 | 0
STOG | 5372.35 | 656.78 | 0 | 0 | 0 | 0
STWD | 0 | 0 | 0 | 0 | 0 | 0
WT | 0 | 0 | 0 | 0 | 0 | 0
IGCC | 0 | 0 | 0 | 0 | 0 | 0
DemandResponse | 0 | 0 | 0 | 0 | 0 | 0
IGCC-CCS | 0 | 0 | 0 | 0 | 0 | 0
WT_off | 0 | 0 | 0 | 0 | 0 | 0
PseudoUnit | 0 | 0 | 0 | 0 | 0 | 0
FixedInterchange | 0 | 0 | 0 | 0 | 0 | 0
Retirements of Capacity by Reporting Type: MAPP_US
ReportingType | 2015 | 2020 | 2025 | 2030 | 2035 | 2040
BM | 0 | 0 | 0 | 0 | 0 | 0
CC | 7 | 0 | 0 | 0 | 0 | 0
CSP | 0 | 0 | 0 | 0 | 0 | 0
CT | 0 | 0 | 0 | 0 | 0 | 0
Coal | 612.6 | 573.9 | 0 | 0 | 0 | 0
Geo | 0 | 0 | 0 | 0 | 0 | 0
H | 0 | 0 | 0 | 0 | 0 | 0
LFG | 0 | 0 | 0 | 0 | 0 | 0
Nuc | 0 | 0 | 0 | 0 | 0 | 0
PS | 0 | 0 | 0 | 0 | 0 | 0
PV | 0 | 0 | 0 | 0 | 0 | 0
PeakG | 0 | 0 | 0 | 0 | 0 | 0
PeakO | 269.74 | 0 | 0 | 0 | 0 | 0
ST | 0 | 0 | 0 | 0 | 0 | 0
STOG | 36 | 0 | 0 | 0 | 0 | 0
STWD | 0 | 0 | 0 | 0 | 0 | 0
WT | 0 | 0 | 0 | 0 | 0 | 0
IGCC | 0 | 0 | 0 | 0 | 0 | 0
DemandResponse | 0 | 0 | 0 | 0 | 0 | 0
IGCC-CCS | 0 | 0 | 0 | 0 | 0 | 0
WT_off | 0 | 0 | 0 | 0 | 0 | 0
PseudoUnit | 0 | 0 | 0 | 0 | 0 | 0
FixedInterchange | 0 | 0 | 0 | 0 | 0 | 0
Retirements of Capacity by Reporting Type: MISO_IN
ReportingType | 2015 | 2020 | 2025 | 2030 | 2035 | 2040
BM | 0 | 0 | 0 | 0 | 0 | 0
CC | 0 | 0 | 0 | 0 | 0 | 0
CSP | 0 | 0 | 0 | 0 | 0 | 0
CT | 0 | 0 | 0 | 0 | 0 | 0
Coal | 929.9 | 431 | 0 | 0 | 0 | 0
Geo | 0 | 0 | 0 | 0 | 0 | 0
H | 0 | 0 | 0 | 0 | 0 | 0
LFG | 0 | 0 | 0 | 0 | 0 | 0
Nuc | 0 | 0 | 0 | 0 | 0 | 0
PS | 0 | 0 | 0 | 0 | 0 | 0
PV | 0 | 0 | 0 | 0 | 0 | 0
PeakG | 0 | 0 | 0 | 0 | 0 | 0
PeakO | 0 | 0 | 0 | 0 | 0 | 0
ST | 0 | 0 | 0 | 0 | 0 | 0
STOG | 0 | 0 | 0 | 0 | 0 | 0
STWD | 0 | 0 | 0 | 0 | 0 | 0
WT | 0 | 0 | 0 | 0 | 0 | 0
IGCC | 0 | 0 | 0 | 0 | 0 | 0
DemandResponse | 0 | 0 | 0 | 0 | 0 | 0
IGCC-CCS | 0 | 0 | 0 | 0 | 0 | 0
WT_off | 0 | 0 | 0 | 0 | 0 | 0
PseudoUnit | 0 | 0 | 0 | 0 | 0 | 0
FixedInterchange | 0 | 0 | 0 | 0 | 0 | 0
Retirements of Capacity by Reporting Type: MISO_MI
ReportingType | 2015 | 2020 | 2025 | 2030 | 2035 | 2040
BM | 0 | 0 | 0 | 0 | 0 | 0
CC | 0 | 0 | 0 | 0 | 0 | 0
CSP | 0 | 0 | 0 | 0 | 0 | 0
CT | 0 | 0 | 0 | 0 | 0 | 0
Coal | 2943.15 | 1882 | 0 | 0 | 0 | 0
Geo | 0 | 0 | 0 | 0 | 0 | 0
H | 0 | 0 | 0 | 0 | 0 | 0
LFG | 0 | 0 | 0 | 0 | 0 | 0
Nuc | 0 | 0 | 0 | 0 | 778 | 0
PS | 0 | 0 | 0 | 0 | 0 | 0
PV | 0 | 0 | 0 | 0 | 0 | 0
PeakG | 0 | 0 | 0 | 0 | 0 | 0
PeakO | 0 | 0 | 0 | 0 | 0 | 0
ST | 0 | 0 | 0 | 0 | 0 | 0
STOG | 0 | 0 | 0 | 0 | 0 | 0
STWD | 0 | 0 | 0 | 0 | 0 | 0
WT | 0 | 0 | 0 | 0 | 0 | 0
IGCC | 0 | 0 | 0 | 0 | 0 | 0
DemandResponse | 0 | 0 | 0 | 0 | 0 | 0
IGCC-CCS | 0 | 0 | 0 | 0 | 0 | 0
WT_off | 0 | 0 | 0 | 0 | 0 | 0
PseudoUnit | 0 | 0 | 0 | 0 | 0 | 0
FixedInterchange | 0 | 0 | 0 | 0 | 0 | 0
Retirements of Capacity by Reporting Type: MISO_MO-IL
ReportingType | 2015 | 2020 | 2025 | 2030 | 2035 | 2040
BM | 0 | 0 | 0 | 0 | 0 | 0
CC | 0 | 0 | 0 | 0 | 0 | 0
CSP | 0 | 0 | 0 | 0 | 0 | 0
CT | 0 | 0 | 0 | 0 | 0 | 0
Coal | 2038.7 | 1759 | 0 | 0 | 0 | 0
Geo | 0 | 0 | 0 | 0 | 0 | 0
H | 0 | 0 | 0 | 0 | 0 | 0
LFG | 0 | 0 | 0 | 0 | 0 | 0
Nuc | 0 | 0 | 0 | 0 | 0 | 0
PS | 0 | 0 | 0 | 0 | 0 | 0
PV | 0 | 0 | 0 | 0 | 0 | 0
PeakG | 0 | 0 | 0 | 0 | 0 | 0
PeakO | 0 | 0 | 0 | 0 | 0 | 0
ST | 0 | 0 | 0 | 0 | 0 | 0
STOG | 0 | 0 | 0 | 0 | 0 | 0
STWD | 0 | 0 | 0 | 0 | 0 | 0
WT | 0 | 0 | 0 | 0 | 0 | 0
IGCC | 0 | 0 | 0 | 0 | 0 | 0
DemandResponse | 0 | 0 | 0 | 0 | 0 | 0
IGCC-CCS | 0 | 0 | 0 | 0 | 0 | 0
WT_off | 0 | 0 | 0 | 0 | 0 | 0
PseudoUnit | 0 | 0 | 0 | 0 | 0 | 0
FixedInterchange | 0 | 0 | 0 | 0 | 0 | 0
Retirements of Capacity by Reporting Type: MISO_W
ReportingType | 2015 | 2020 | 2025 | 2030 | 2035 | 2040
BM | 0 | 0 | 0 | 0 | 0 | 0
CC | 0 | 0 | 0 | 0 | 0 | 0
CSP | 0 | 0 | 0 | 0 | 0 | 0
CT | 0 | 0 | 0 | 0 | 0 | 0
Coal | 1243.36 | 1685.2 | 0 | 0 | 0 | 0
Geo | 0 | 0 | 0 | 0 | 0 | 0
H | 0 | 0 | 0 | 0 | 0 | 0
LFG | 0 | 0 | 0 | 0 | 0 | 0
Nuc | 0 | 0 | 0 | 0 | 2361.23 | 0
PS | 0 | 0 | 0 | 0 | 0 | 0
PV | 0 | 0 | 0 | 0 | 0 | 0
PeakG | 0 | 0 | 0 | 0 | 0 | 0
PeakO | 0 | 0 | 0 | 0 | 0 | 0
ST | 0 | 0 | 0 | 0 | 0 | 0
STOG | 0 | 0 | 0 | 0 | 0 | 0
STWD | 0 | 0 | 0 | 0 | 0 | 0
WT | 0 | 0 | 0 | 0 | 0 | 0
IGCC | 0 | 0 | 0 | 0 | 0 | 0
DemandResponse | 0 | 0 | 0 | 0 | 0 | 0
IGCC-CCS | 0 | 0 | 0 | 0 | 0 | 0
WT_off | 0 | 0 | 0 | 0 | 0 | 0
PseudoUnit | 0 | 0 | 0 | 0 | 0 | 0
FixedInterchange | 0 | 0 | 0 | 0 | 0 | 0
Retirements of Capacity by Reporting Type: MISO_WUMS
ReportingType | 2015 | 2020 | 2025 | 2030 | 2035 | 2040
BM | 0 | 0 | 0 | 0 | 0 | 0
CC | 0 | 0 | 0 | 0 | 0 | 0
CSP | 0 | 0 | 0 | 0 | 0 | 0
CT | 0 | 0 | 0 | 0 | 0 | 0
Coal | 2635.96 | 920.54 | 0 | 0 | 0 | 0
Geo | 0 | 0 | 0 | 0 | 0 | 0
H | 0 | 0 | 0 | 0 | 0 | 0
LFG | 0 | 0 | 0 | 0 | 0 | 0
Nuc | 0 | 0 | 0 | 0 | 1816.9 | 0
PS | 0 | 0 | 0 | 0 | 0 | 0
PV | 0 | 0 | 0 | 0 | 0 | 0
PeakG | 0 | 0 | 0 | 0 | 0 | 0
PeakO | 0 | 0 | 0 | 0 | 0 | 0
ST | 0 | 0 | 0 | 0 | 0 | 0
STOG | 59.5 | 0 | 0 | 0 | 0 | 0
STWD | 0 | 0 | 0 | 0 | 0 | 0
WT | 0 | 0 | 0 | 0 | 0 | 0
IGCC | 0 | 0 | 0 | 0 | 0 | 0
DemandResponse | 0 | 0 | 0 | 0 | 0 | 0
IGCC-CCS | 0 | 0 | 0 | 0 | 0 | 0
WT_off | 0 | 0 | 0 | 0 | 0 | 0
PseudoUnit | 0 | 0 | 0 | 0 | 0 | 0
FixedInterchange | 0 | 0 | 0 | 0 | 0 | 0
Retirements of Capacity by Reporting Type: Nebraska
ReportingType | 2015 | 2020 | 2025 | 2030 | 2035 | 2040
BM | 0 | 0 | 0 | 0 | 0 | 0
CC | 0 | 0 | 0 | 0 | 0 | 0
CSP | 0 | 0 | 0 | 0 | 0 | 0
CT | 0 | 0 | 0 | 0 | 0 | 0
Coal | 0 | 275.6 | 909.2 | 0 | 0 | 0
Geo | 0 | 0 | 0 | 0 | 0 | 0
H | 0 | 0 | 0 | 0 | 0 | 0
LFG | 0 | 0 | 0 | 0 | 0 | 0
Nuc | 0 | 0 | 0 | 0 | 1251.8 | 0
PS | 0 | 0 | 0 | 0 | 0 | 0
PV | 0 | 0 | 0 | 0 | 0 | 0
PeakG | 0 | 0 | 0 | 0 | 0 | 0
PeakO | 0 | 0 | 0 | 0 | 0 | 0
ST | 0 | 0 | 0 | 0 | 0 | 0
STOG | 270 | 0 | 0 | 0 | 0 | 0
STWD | 0 | 0 | 0 | 0 | 0 | 0
WT | 0 | 0 | 0 | 0 | 0 | 0
IGCC | 0 | 0 | 0 | 0 | 0 | 0
DemandResponse | 0 | 0 | 0 | 0 | 0 | 0
IGCC-CCS | 0 | 0 | 0 | 0 | 0 | 0
WT_off | 0 | 0 | 0 | 0 | 0 | 0
PseudoUnit | 0 | 0 | 0 | 0 | 0 | 0
FixedInterchange | 0 | 0 | 0 | 0 | 0 | 0
Retirements of Capacity by Reporting Type: NEISO
ReportingType | 2015 | 2020 | 2025 | 2030 | 2035 | 2040
BM | 0 | 0 | 0 | 0 | 0 | 0
CC | 881 | 338.52 | 486.36 | 0 | 0 | 0
CSP | 0 | 0 | 0 | 0 | 0 | 0
CT | 0 | 0 | 0 | 9.5 | 0 | 0
Coal | 2250.13 | 320 | 0 | 0 | 0 | 0
Geo | 0 | 0 | 0 | 0 | 0 | 0
H | 0 | 0 | 0 | 0 | 0 | 0
LFG | 0 | 0 | 0 | 0 | 0 | 0
Nuc | 0 | 0 | 0 | 0 | 1289 | 876.92
PS | 0 | 0 | 0 | 0 | 0 | 0
PV | 0 | 0 | 0 | 0 | 0 | 0
PeakG | 0 | 0 | 0 | 0 | 0 | 0
PeakO | 1139.21 | 43.79 | 0 | 0 | 0 | 0
ST | 0 | 0 | 0 | 0 | 0 | 0
STOG | 6237 | 0 | 0 | 0 | 0 | 0
STWD | 0 | 0 | 0 | 0 | 0 | 0
WT | 0 | 0 | 0 | 0 | 0 | 0
IGCC | 0 | 0 | 0 | 0 | 0 | 0
DemandResponse | 0 | 0 | 0 | 0 | 0 | 0
IGCC-CCS | 0 | 0 | 0 | 0 | 0 | 0
WT_off | 0 | 0 | 0 | 0 | 468 | 0
PseudoUnit | 0 | 0 | 0 | 0 | 0 | 0
FixedInterchange | 0 | 0 | 0 | 0 | 0 | 0
Retirements of Capacity by Reporting Type: NonRTO_Midwest
ReportingType | 2015 | 2020 | 2025 | 2030 | 2035 | 2040
BM | 0 | 0 | 0 | 0 | 0 | 0
CC | 0 | 0 | 0 | 0 | 0 | 0
CSP | 0 | 0 | 0 | 0 | 0 | 0
CT | 0 | 0 | 0 | 0 | 0 | 0
Coal | 1789.65 | 0 | 0 | 0 | 0 | 0
Geo | 0 | 0 | 0 | 0 | 0 | 0
H | 0 | 0 | 0 | 0 | 0 | 0
LFG | 0 | 0 | 0 | 0 | 0 | 0
Nuc | 0 | 0 | 0 | 0 | 0 | 0
PS | 0 | 0 | 0 | 0 | 0 | 0
PV | 0 | 0 | 0 | 0 | 0 | 0
PeakG | 0 | 0 | 0 | 0 | 0 | 0
PeakO | 0 | 0 | 0 | 0 | 0 | 0
ST | 0 | 0 | 0 | 0 | 0 | 0
STOG | 0 | 0 | 0 | 0 | 0 | 0
STWD | 0 | 0 | 0 | 0 | 0 | 0
WT | 0 | 0 | 0 | 0 | 0 | 0
IGCC | 0 | 0 | 0 | 0 | 0 | 0
DemandResponse | 0 | 0 | 0 | 0 | 0 | 0
IGCC-CCS | 0 | 0 | 0 | 0 | 0 | 0
WT_off | 0 | 0 | 0 | 0 | 0 | 0
PseudoUnit | 0 | 0 | 0 | 0 | 0 | 0
FixedInterchange | 0 | 0 | 0 | 0 | 0 | 0
Retirements of Capacity by Reporting Type: NYISO_A-F
ReportingType | 2015 | 2020 | 2025 | 2030 | 2035 | 2040
BM | 0 | 0 | 0 | 0 | 0 | 0
CC | 613.75 | 0 | 0 | 0 | 0 | 0
CSP | 0 | 0 | 0 | 0 | 0 | 0
CT | 0 | 0 | 0 | 0 | 0 | 0
Coal | 2251.9 | 0 | 0 | 0 | 0 | 0
Geo | 0 | 0 | 0 | 0 | 0 | 0
H | 0 | 0 | 0 | 0 | 0 | 0
LFG | 0 | 0 | 0 | 0 | 0 | 0
Nuc | 0 | 0 | 0 | 621.2 | 580.5 | 852.2
PS | 0 | 0 | 0 | 0 | 0 | 0
PV | 0 | 0 | 0 | 0 | 0 | 0
PeakG | 0 | 0 | 0 | 0 | 0 | 0
PeakO | 0 | 0 | 0 | 0 | 0 | 0
ST | 0 | 0 | 0 | 0 | 0 | 0
STOG | 1701 | 0 | 0 | 0 | 0 | 0
STWD | 0 | 0 | 0 | 0 | 0 | 0
WT | 0 | 0 | 0 | 0 | 0 | 0
IGCC | 0 | 0 | 0 | 0 | 0 | 0
DemandResponse | 0 | 0 | 0 | 0 | 0 | 0
IGCC-CCS | 0 | 0 | 0 | 0 | 0 | 0
WT_off | 0 | 0 | 0 | 0 | 0 | 0
PseudoUnit | 0 | 0 | 0 | 0 | 0 | 0
FixedInterchange | 0 | 0 | 0 | 0 | 0 | 0
Retirements of Capacity by Reporting Type: NYISO_G-I
ReportingType | 2015 | 2020 | 2025 | 2030 | 2035 | 2040
BM | 0 | 0 | 0 | 0 | 0 | 0
CC | 0 | 0 | 0 | 0 | 0 | 0
CSP | 0 | 0 | 0 | 0 | 0 | 0
CT | 0 | 0 | 0 | 0 | 0 | 0
Coal | 368.2 | 0 | 0 | 0 | 0 | 0
Geo | 0 | 0 | 0 | 0 | 0 | 0
H | 0 | 0 | 0 | 0 | 0 | 0
LFG | 0 | 0 | 0 | 0 | 0 | 0
Nuc | 0 | 0 | 0 | 0 | 1019.6 | 1025
PS | 0 | 0 | 0 | 0 | 0 | 0
PV | 0 | 0 | 0 | 0 | 0 | 0
PeakG | 0 | 0 | 0 | 0 | 0 | 0
PeakO | 0 | 0 | 0 | 0 | 0 | 0
ST | 0 | 0 | 0 | 0 | 0 | 0
STOG | 2431 | 0 | 0 | 0 | 0 | 0
STWD | 0 | 0 | 0 | 0 | 0 | 0
WT | 0 | 0 | 0 | 0 | 0 | 0
IGCC | 0 | 0 | 0 | 0 | 0 | 0
DemandResponse | 0 | 0 | 0 | 0 | 0 | 0
IGCC-CCS | 0 | 0 | 0 | 0 | 0 | 0
WT_off | 0 | 0 | 0 | 0 | 0 | 0
PseudoUnit | 0 | 0 | 0 | 0 | 0 | 0
FixedInterchange | 0 | 0 | 0 | 0 | 0 | 0
Retirements of Capacity by Reporting Type: NYISO_J-K
ReportingType | 2015 | 2020 | 2025 | 2030 | 2035 | 2040
BM | 0 | 0 | 0 | 0 | 0 | 0
CC | 0 | 0 | 0 | 0 | 0 | 0
CSP | 0 | 0 | 0 | 0 | 0 | 0
CT | 0 | 0 | 0 | 0 | 0 | 0
Coal | 0 | 0 | 0 | 0 | 0 | 0
Geo | 0 | 0 | 0 | 0 | 0 | 0
H | 0 | 0 | 0 | 0 | 0 | 0
LFG | 0 | 0 | 0 | 0 | 0 | 0
Nuc | 0 | 0 | 0 | 0 | 0 | 0
PS | 0 | 0 | 0 | 0 | 0 | 0
PV | 0 | 0 | 0 | 0 | 32 | 0
PeakG | 0 | 0 | 0 | 0 | 0 | 0
PeakO | 0 | 0 | 0 | 0 | 0 | 0
ST | 0 | 0 | 0 | 0 | 0 | 0
STOG | 2546.55 | 0 | 0 | 0 | 0 | 0
STWD | 0 | 0 | 0 | 0 | 0 | 0
WT | 0 | 0 | 0 | 0 | 0 | 0
IGCC | 0 | 0 | 0 | 0 | 0 | 0
DemandResponse | 0 | 0 | 0 | 0 | 0 | 0
IGCC-CCS | 0 | 0 | 0 | 0 | 0 | 0
WT_off | 0 | 0 | 0 | 0 | 0 | 0
PseudoUnit | 0 | 0 | 0 | 0 | 0 | 0
FixedInterchange | 0 | 0 | 0 | 0 | 0 | 0
Retirements of Capacity by Reporting Type: PJM_E
ReportingType | 2015 | 2020 | 2025 | 2030 | 2035 | 2040
BM | 0 | 0 | 0 | 0 | 0 | 0
CC | 0 | 0 | 0 | 0 | 0 | 0
CSP | 0 | 0 | 0 | 0 | 0 | 0
CT | 0 | 0 | 0 | 0 | 0 | 0
Coal | 3285 | 568 | 0 | 0 | 0 | 0
Geo | 0 | 0 | 0 | 0 | 0 | 0
H | 0 | 0 | 0 | 0 | 0 | 0
LFG | 0 | 0 | 0 | 0 | 0 | 0
Nuc | 0 | 614.5 | 0 | 0 | 2224 | 1174
PS | 0 | 0 | 0 | 0 | 0 | 0
PV | 0 | 0 | 0 | 0 | 0 | 0
PeakG | 268.5 | 0 | 0 | 0 | 0 | 0
PeakO | 2.7 | 0 | 0 | 0 | 0 | 0
ST | 0 | 0 | 0 | 0 | 0 | 0
STOG | 629.5 | 0 | 0 | 0 | 0 | 0
STWD | 0 | 0 | 0 | 0 | 0 | 0
WT | 0 | 0 | 0 | 0 | 0 | 0
IGCC | 0 | 0 | 0 | 0 | 0 | 0
DemandResponse | 0 | 0 | 0 | 0 | 0 | 0
IGCC-CCS | 0 | 0 | 0 | 0 | 0 | 0
WT_off | 0 | 0 | 0 | 0 | 0 | 0
PseudoUnit | 0 | 0 | 0 | 0 | 0 | 0
FixedInterchange | 0 | 0 | 0 | 0 | 0 | 0
Retirements of Capacity by Reporting Type: PJM_ROM
ReportingType | 2015 | 2020 | 2025 | 2030 | 2035 | 2040
BM | 0 | 0 | 0 | 0 | 0 | 0
CC | 0 | 0 | 0 | 0 | 0 | 0
CSP | 0 | 0 | 0 | 0 | 0 | 0
CT | 0 | 0 | 0 | 0 | 0 | 0
Coal | 8669.5 | 0 | 0 | 0 | 0 | 0
Geo | 0 | 0 | 0 | 0 | 0 | 0
H | 0 | 0 | 0 | 0 | 0 | 0
LFG | 0 | 0 | 0 | 0 | 0 | 0
Nuc | 0 | 0 | 0 | 0 | 1732 | 899
PS | 0 | 0 | 0 | 0 | 0 | 0
PV | 0 | 0 | 0 | 0 | 0 | 0
PeakG | 0 | 0 | 0 | 0 | 0 | 0
PeakO | 270 | 0 | 0 | 0 | 0 | 0
ST | 0 | 0 | 0 | 0 | 0 | 0
STOG | 580 | 0 | 0 | 0 | 0 | 0
STWD | 0 | 0 | 0 | 0 | 0 | 0
WT | 0 | 0 | 0 | 0 | 0 | 0
IGCC | 0 | 0 | 0 | 0 | 0 | 0
DemandResponse | 0 | 0 | 0 | 0 | 0 | 0
IGCC-CCS | 0 | 0 | 0 | 0 | 0 | 0
WT_off | 0 | 0 | 0 | 0 | 0 | 0
PseudoUnit | 0 | 0 | 0 | 0 | 0 | 0
FixedInterchange | 0 | 0 | 0 | 0 | 0 | 0
Retirements of Capacity by Reporting Type: PJM_ROR
ReportingType | 2015 | 2020 | 2025 | 2030 | 2035 | 2040
BM | 0 | 0 | 0 | 0 | 0 | 192
CC | 0 | 0 | 0 | 0 | 0 | 0
CSP | 0 | 0 | 0 | 0 | 0 | 0
CT | 0 | 0 | 0 | 0 | 0 | 0
Coal | 13902.59 | 9903.83 | 0 | 0 | 0 | 0
Geo | 0 | 0 | 0 | 0 | 0 | 0
H | 0 | 0 | 0 | 0 | 0 | 0
LFG | 0 | 0 | 0 | 0 | 0 | 0
Nuc | 0 | 0 | 0 | 867 | 4275 | 4883.16
PS | 0 | 0 | 0 | 0 | 0 | 0
PV | 0 | 0 | 0 | 0 | 0 | 0
PeakG | 0 | 0 | 0 | 0 | 0 | 0
PeakO | 19 | 0 | 0 | 0 | 0 | 0
ST | 0 | 0 | 0 | 0 | 0 | 0
STOG | 0 | 0 | 0 | 0 | 0 | 0
STWD | 0 | 0 | 0 | 0 | 0 | 0
WT | 0 | 0 | 0 | 0 | 0 | 0
IGCC | 0 | 0 | 0 | 0 | 0 | 0
DemandResponse | 0 | 0 | 0 | 0 | 0 | 0
IGCC-CCS | 0 | 0 | 0 | 0 | 0 | 0
WT_off | 0 | 0 | 0 | 0 | 0 | 0
PseudoUnit | 0 | 0 | 0 | 0 | 0 | 0
FixedInterchange | 0 | 0 | 0 | 0 | 0 | 0
Retirements of Capacity by Reporting Type: SOCO
ReportingType | 2015 | 2020 | 2025 | 2030 | 2035 | 2040
BM | 0 | 0 | 0 | 0 | 0 | 0
CC | 0 | 0 | 0 | 0 | 0 | 0
CSP | 0 | 0 | 0 | 0 | 0 | 0
CT | 0 | 0 | 0 | 0 | 0 | 0
Coal | 9914.64 | 391.82 | 0 | 0 | 0 | 0
Geo | 0 | 0 | 0 | 0 | 0 | 0
H | 0 | 0 | 0 | 0 | 0 | 0
LFG | 0 | 0 | 0 | 0 | 0 | 0
Nuc | 0 | 0 | 0 | 0 | 0 | 2645.05
PS | 0 | 0 | 0 | 0 | 0 | 0
PV | 0 | 0 | 0 | 0 | 0 | 0
PeakG | 0 | 0 | 0 | 0 | 0 | 0
PeakO | 1139 | 0 | 0 | 0 | 0 | 0
ST | 0 | 0 | 0 | 0 | 0 | 0
STOG | 854 | 0 | 0 | 0 | 0 | 0
STWD | 0 | 0 | 0 | 0 | 0 | 0
WT | 0 | 0 | 0 | 0 | 0 | 0
IGCC | 0 | 0 | 0 | 0 | 0 | 0
DemandResponse | 0 | 0 | 0 | 0 | 0 | 0
IGCC-CCS | 0 | 0 | 0 | 0 | 0 | 0
WT_off | 0 | 0 | 0 | 0 | 0 | 0
PseudoUnit | 0 | 0 | 0 | 0 | 0 | 0
FixedInterchange | 0 | 0 | 0 | 0 | 0 | 0
Retirements of Capacity by Reporting Type: SPP_N
ReportingType | 2015 | 2020 | 2025 | 2030 | 2035 | 2040
BM | 0 | 0 | 0 | 0 | 0 | 0
CC | 0 | 0 | 0 | 0 | 0 | 0
CSP | 0 | 0 | 0 | 0 | 0 | 0
CT | 0 | 0 | 0 | 0 | 0 | 0
Coal | 334 | 698.46 | 1084.04 | 1165 | 0 | 0
Geo | 0 | 0 | 0 | 0 | 0 | 0
H | 0 | 0 | 0 | 0 | 0 | 0
LFG | 0 | 0 | 0 | 0 | 0 | 0
Nuc | 0 | 0 | 0 | 0 | 0 | 0
PS | 0 | 0 | 0 | 0 | 0 | 0
PV | 0 | 0 | 0 | 0 | 0 | 0
PeakG | 0 | 0 | 0 | 0 | 0 | 0
PeakO | 0 | 0 | 0 | 0 | 0 | 0
ST | 0 | 0 | 0 | 0 | 0 | 0
STOG | 733.45 | 0 | 0 | 0 | 0 | 0
STWD | 0 | 0 | 0 | 0 | 0 | 0
WT | 0 | 0 | 0 | 0 | 0 | 0
IGCC | 0 | 0 | 0 | 0 | 0 | 0
DemandResponse | 0 | 0 | 0 | 0 | 0 | 0
IGCC-CCS | 0 | 0 | 0 | 0 | 0 | 0
WT_off | 0 | 0 | 0 | 0 | 0 | 0
PseudoUnit | 0 | 0 | 0 | 0 | 0 | 0
FixedInterchange | 0 | 0 | 0 | 0 | 0 | 0
Retirements of Capacity by Reporting Type: SPP_S
ReportingType | 2015 | 2020 | 2025 | 2030 | 2035 | 2040
BM | 0 | 0 | 0 | 0 | 0 | 0
CC | 0 | 0 | 0 | 0 | 0 | 0
CSP | 0 | 0 | 0 | 0 | 0 | 0
CT | 0 | 0 | 0 | 0 | 0 | 0
Coal | 1149.28 | 1347.87 | 6282.71 | 924.4 | 0 | 0
Geo | 0 | 0 | 0 | 0 | 0 | 0
H | 0 | 0 | 0 | 0 | 0 | 0
LFG | 0 | 0 | 0 | 0 | 0 | 0
Nuc | 0 | 0 | 0 | 0 | 0 | 0
PS | 0 | 0 | 0 | 0 | 0 | 0
PV | 0 | 0 | 0 | 0 | 0 | 0
PeakG | 0 | 0 | 0 | 0 | 0 | 0
PeakO | 0 | 0 | 0 | 0 | 0 | 0
ST | 0 | 0 | 0 | 0 | 0 | 0
STOG | 361.76 | 0 | 0 | 0 | 0 | 0
STWD | 0 | 0 | 0 | 0 | 0 | 0
WT | 0 | 0 | 0 | 0 | 0 | 0
IGCC | 0 | 0 | 0 | 0 | 0 | 0
DemandResponse | 0 | 0 | 0 | 0 | 0 | 0
IGCC-CCS | 0 | 0 | 0 | 0 | 0 | 0
WT_off | 0 | 0 | 0 | 0 | 0 | 0
PseudoUnit | 0 | 0 | 0 | 0 | 0 | 0
FixedInterchange | 0 | 0 | 0 | 0 | 0 | 0
Retirements of Capacity by Reporting Type: TVA
ReportingType | 2015 | 2020 | 2025 | 2030 | 2035 | 2040
BM | 0 | 0 | 0 | 0 | 0 | 0
CC | 0 | 0 | 0 | 0 | 0 | 0
CSP | 0 | 0 | 0 | 0 | 0 | 0
CT | 0 | 0 | 0 | 0 | 0 | 0
Coal | 3610.97 | 741 | 0 | 0 | 0 | 0
Geo | 0 | 0 | 0 | 0 | 0 | 0
H | 0 | 0 | 0 | 0 | 0 | 0
LFG | 0 | 0 | 0 | 0 | 0 | 0
Nuc | 0 | 0 | 0 | 0 | 2512.33 | 1278.67
PS | 0 | 0 | 0 | 0 | 0 | 0
PV | 0 | 0 | 0 | 0 | 0 | 0
PeakG | 0 | 0 | 0 | 0 | 0 | 0
PeakO | 0 | 0 | 0 | 0 | 0 | 0
ST | 0 | 0 | 0 | 0 | 0 | 0
STOG | 0 | 0 | 0 | 0 | 0 | 0
STWD | 0 | 0 | 0 | 0 | 0 | 0
WT | 0 | 0 | 0 | 0 | 0 | 0
IGCC | 0 | 0 | 0 | 0 | 0 | 0
DemandResponse | 0 | 0 | 0 | 0 | 0 | 0
IGCC-CCS | 0 | 0 | 0 | 0 | 0 | 0
WT_off | 0 | 0 | 0 | 0 | 0 | 0
PseudoUnit | 0 | 0 | 0 | 0 | 0 | 0
FixedInterchange | 0 | 0 | 0 | 0 | 0 | 0
Retirements of Capacity by Reporting Type: TVA_Transmission
ReportingType | 2015 | 2020 | 2025 | 2030 | 2035 | 2040
BM | 0 | 0 | 0 | 0 | 0 | 0
CC | 0 | 0 | 0 | 0 | 0 | 0
CSP | 0 | 0 | 0 | 0 | 0 | 0
CT | 0 | 0 | 0 | 0 | 0 | 0
Coal | 0 | 0 | 0 | 0 | 0 | 0
Geo | 0 | 0 | 0 | 0 | 0 | 0
H | 0 | 0 | 0 | 0 | 0 | 0
LFG | 0 | 0 | 0 | 0 | 0 | 0
Nuc | 0 | 0 | 0 | 0 | 0 | 0
PS | 0 | 0 | 0 | 0 | 0 | 0
PV | 0 | 0 | 0 | 0 | 0 | 0
PeakG | 0 | 0 | 0 | 0 | 0 | 0
PeakO | 0 | 0 | 0 | 0 | 0 | 0
ST | 0 | 0 | 0 | 0 | 0 | 0
STOG | 0 | 0 | 0 | 0 | 0 | 0
STWD | 0 | 0 | 0 | 0 | 0 | 0
WT | 0 | 0 | 0 | 0 | 0 | 0
IGCC | 0 | 0 | 0 | 0 | 0 | 0
DemandResponse | 0 | 0 | 0 | 0 | 0 | 0
IGCC-CCS | 0 | 0 | 0 | 0 | 0 | 0
WT_off | 0 | 0 | 0 | 0 | 0 | 0
PseudoUnit | 0 | 0 | 0 | 0 | 0 | 0
FixedInterchange | 0 | 0 | 0 | 0 | 0 | 0
Retirements of Capacity by Reporting Type: VACAR
ReportingType | 2015 | 2020 | 2025 | 2030 | 2035 | 2040
BM | 0 | 0 | 0 | 0 | 0 | 0
CC | 0 | 0 | 0 | 0 | 0 | 0
CSP | 0 | 0 | 0 | 0 | 0 | 0
CT | 0 | 0 | 0 | 0 | 0 | 0
Coal | 4090 | 2178 | 0 | 0 | 0 | 0
Geo | 0 | 0 | 0 | 0 | 0 | 0
H | 0 | 0 | 0 | 0 | 0 | 0
LFG | 0 | 0 | 0 | 0 | 0 | 0
Nuc | 0 | 0 | 0 | 0 | 3248 | 1858
PS | 0 | 0 | 0 | 0 | 0 | 0
PV | 0 | 0 | 0 | 0 | 0 | 0
PeakG | 0 | 0 | 0 | 0 | 0 | 0
PeakO | 0 | 0 | 0 | 0 | 0 | 0
ST | 0 | 0 | 0 | 0 | 0 | 0
STOG | 0 | 0 | 0 | 0 | 0 | 0
STWD | 0 | 0 | 0 | 0 | 0 | 0
WT | 0 | 0 | 0 | 0 | 0 | 0
IGCC | 0 | 0 | 0 | 0 | 0 | 0
DemandResponse | 0 | 0 | 0 | 0 | 0 | 0
IGCC-CCS | 0 | 0 | 0 | 0 | 0 | 0
WT_off | 0 | 0 | 0 | 0 | 0 | 0
PseudoUnit | 0 | 0 | 0 | 0 | 0 | 0
FixedInterchange | 0 | 0 | 0 | 0 | 0 | 0
Retirements of Capacity by Reporting Type: IESO
ReportingType | 2015 | 2020 | 2025 | 2030 | 2035 | 2040
BM | 0 | 0 | 0 | 0 | 0 | 0
CC | 2629.02 | 0 | 0 | 0 | 0 | 0
CSP | 0 | 0 | 0 | 0 | 0 | 0
CT | 0 | 0 | 0 | 0 | 0 | 0
Coal | 6416 | 0 | 0 | 0 | 0 | 0
Geo | 0 | 0 | 0 | 0 | 0 | 0
H | 0 | 0 | 0 | 0 | 0 | 0
LFG | 0 | 0 | 0 | 0 | 0 | 0
Nuc | 0 | 0 | 0 | 0 | 1030 | 1540
PS | 0 | 0 | 0 | 0 | 0 | 0
PV | 0 | 0 | 0 | 0 | 1067.26 | 0
PeakG | 0 | 0 | 0 | 0 | 0 | 0
PeakO | 145.65 | 0 | 0 | 0 | 0 | 0
ST | 0 | 0 | 0 | 0 | 0 | 0
STOG | 2126 | 0 | 0 | 0 | 0 | 0
STWD | 139 | 0 | 0 | 0 | 0 | 0
WT | 0 | 0 | 0 | 0 | 2105.9 | 0
IGCC | 0 | 0 | 0 | 0 | 0 | 0
DemandResponse | 0 | 0 | 0 | 0 | 0 | 0
IGCC-CCS | 0 | 0 | 0 | 0 | 0 | 0
WT_off | 0 | 0 | 0 | 0 | 0 | 0
PseudoUnit | 0 | 0 | 0 | 0 | 0 | 0
FixedInterchange | 0 | 0 | 0 | 0 | 0 | 0
Retirements of Capacity by Reporting Type: MAPP_CA
ReportingType | 2015 | 2020 | 2025 | 2030 | 2035 | 2040
BM | 0 | 0 | 0 | 0 | 0 | 0
CC | 0 | 0 | 0 | 523.68 | 0 | 0
CSP | 0 | 0 | 0 | 0 | 0 | 0
CT | 0 | 0 | 0 | 0 | 0 | 0
Coal | 75.01 | 365.1 | 1270.79 | 35 | 0 | 0
Geo | 0 | 0 | 0 | 0 | 0 | 0
H | 0 | 0 | 0 | 0 | 0 | 0
LFG | 0 | 0 | 0 | 0 | 0 | 0
Nuc | 0 | 0 | 0 | 0 | 0 | 0
PS | 0 | 0 | 0 | 0 | 0 | 0
PV | 0 | 0 | 0 | 0 | 0 | 0
PeakG | 0 | 0 | 0 | 0 | 0 | 0
PeakO | 0 | 0 | 0 | 4 | 0 | 0
ST | 0 | 0 | 0 | 0 | 0 | 0
STOG | 0 | 0 | 0 | 126 | 0 | 0
STWD | 0 | 0 | 0 | 0 | 0 | 0
WT | 0 | 0 | 0 | 0 | 0 | 0
IGCC | 0 | 0 | 0 | 0 | 0 | 0
DemandResponse | 0 | 0 | 0 | 0 | 0 | 0
IGCC-CCS | 0 | 0 | 0 | 0 | 0 | 0
WT_off | 0 | 0 | 0 | 0 | 0 | 0
PseudoUnit | 0 | 0 | 0 | 0 | 0 | 0
FixedInterchange | 0 | 0 | 0 | 0 | 0 | 0
Retirements of Capacity by Reporting Type: AZ_NM_SNV_Coal
ReportingType | 2015 | 2020 | 2025 | 2030 | 2035 | 2040
BM | 0 | 0 | 0 | 0 | 0 | 0
CC | 0 | 0 | 0 | 0 | 0 | 0
CSP | 0 | 0 | 0 | 0 | 0 | 0
CT | 0 | 0 | 0 | 0 | 0 | 0
Coal | 0 | 0 | 0 | 0 | 0 | 0
Geo | 0 | 0 | 0 | 0 | 0 | 0
H | 0 | 0 | 0 | 0 | 0 | 0
LFG | 0 | 0 | 0 | 0 | 0 | 0
Nuc | 0 | 0 | 0 | 0 | 0 | 0
PS | 0 | 0 | 0 | 0 | 0 | 0
PV | 0 | 0 | 0 | 0 | 0 | 0
PeakG | 0 | 0 | 0 | 0 | 0 | 0
PeakO | 200 | 0 | 0 | 0 | 0 | 0
ST | 0 | 0 | 0 | 0 | 0 | 0
STOG | 0 | 0 | 0 | 0 | 0 | 0
STWD | 0 | 0 | 0 | 0 | 0 | 0
WT | 0 | 0 | 0 | 0 | 0 | 0
IGCC | 0 | 0 | 0 | 0 | 0 | 0
DemandResponse | 0 | 0 | 0 | 0 | 0 | 0
IGCC-CCS | 0 | 0 | 0 | 0 | 0 | 0
WT_off | 0 | 0 | 0 | 0 | 0 | 0
PseudoUnit | 0 | 0 | 0 | 0 | 0 | 0
FixedInterchange | 0 | 0 | 0 | 0 | 0 | 0
Retirements of Capacity by Reporting Type: AZ_NM_SNV_Gas
ReportingType | 2015 | 2020 | 2025 | 2030 | 2035 | 2040
BM | 0 | 0 | 0 | 0 | 0 | 0
CC | 1095 | 0 | 0 | 0 | 0 | 0
CSP | 0 | 0 | 0 | 0 | 0 | 0
CT | 0 | 0 | 0 | 0 | 736 | 0
Coal | 0 | 0 | 0 | 0 | 0 | 0
Geo | 0 | 0 | 0 | 0 | 0 | 0
H | 0 | 0 | 0 | 0 | 0 | 0
LFG | 0 | 0 | 0 | 0 | 0 | 0
Nuc | 0 | 0 | 0 | 0 | 0 | 0
PS | 0 | 0 | 0 | 0 | 0 | 0
PV | 0 | 0 | 0 | 0 | 0 | 0
PeakG | 1478.87 | 0 | 0 | 0 | 0 | 2181.13
PeakO | 0 | 0 | 0 | 0 | 0 | 0
ST | 0 | 0 | 0 | 0 | 0 | 0
STOG | 2064 | 0 | 0 | 0 | 0 | 0
STWD | 0 | 0 | 0 | 0 | 0 | 0
WT | 0 | 0 | 0 | 0 | 0 | 0
IGCC | 0 | 0 | 0 | 0 | 0 | 0
DemandResponse | 0 | 0 | 0 | 0 | 0 | 0
IGCC-CCS | 0 | 0 | 0 | 0 | 0 | 0
WT_off | 0 | 0 | 0 | 0 | 0 | 0
PseudoUnit | 0 | 0 | 0 | 0 | 0 | 0
FixedInterchange | 0 | 0 | 0 | 0 | 0 | 0
Retirements of Capacity by Reporting Type: AZ_NM_SNV_NucRenew
ReportingType | 2015 | 2020 | 2025 | 2030 | 2035 | 2040
BM | 0 | 0 | 0 | 0 | 0 | 0
CC | 0 | 0 | 0 | 0 | 0 | 0
CSP | 65 | 0 | 0 | 0 | 0 | 0
CT | 0 | 0 | 0 | 0 | 0 | 0
Coal | 0 | 0 | 0 | 0 | 0 | 0
Geo | 0 | 0 | 0 | 0 | 0 | 0
H | 0 | 0 | 0 | 0 | 0 | 0
LFG | 0 | 0 | 0 | 0 | 0 | 0
Nuc | 0 | 0 | 0 | 0 | 0 | 0
PS | 0 | 0 | 0 | 0 | 0 | 0
PV | 0 | 0 | 0 | 0 | 0 | 0
PeakG | 0 | 0 | 0 | 0 | 0 | 0
PeakO | 0 | 0 | 0 | 0 | 0 | 0
ST | 0 | 0 | 0 | 0 | 0 | 0
STOG | 0 | 0 | 0 | 0 | 0 | 0
STWD | 0 | 0 | 0 | 0 | 0 | 0
WT | 0 | 0 | 0 | 0 | 0 | 0
IGCC | 0 | 0 | 0 | 0 | 0 | 0
DemandResponse | 0 | 0 | 0 | 0 | 0 | 0
IGCC-CCS | 0 | 0 | 0 | 0 | 0 | 0
WT_off | 0 | 0 | 0 | 0 | 0 | 0
PseudoUnit | 0 | 0 | 0 | 0 | 0 | 0
FixedInterchange | 0 | 0 | 0 | 0 | 0 | 0
Retirements of Capacity by Reporting Type: ERCOT
ReportingType | 2015 | 2020 | 2025 | 2030 | 2035 | 2040
BM | 0 | 0 | 0 | 0 | 0 | 0
CC | 0 | 0 | 0 | 0 | 0 | 0
CSP | 0 | 0 | 0 | 0 | 0 | 0
CT | 0 | 0 | 0 | 0 | 0 | 0
Coal | 1144 | 0 | 0 | 0 | 0 | 0
Geo | 0 | 0 | 0 | 0 | 0 | 0
H | 0 | 0 | 0 | 0 | 0 | 0
LFG | 0 | 0 | 0 | 0 | 0 | 0
Nuc | 0 | 0 | 0 | 0 | 0 | 0
PS | 0 | 0 | 0 | 0 | 0 | 0
PV | 0 | 0 | 0 | 0 | 14 | 0
PeakG | 0 | 0 | 0 | 0 | 0 | 0
PeakO | 0 | 0 | 0 | 0 | 0 | 0
ST | 0 | 0 | 0 | 0 | 0 | 0
STOG | 1713.29 | 0 | 0 | 0 | 0 | 0
STWD | 0 | 0 | 0 | 0 | 0 | 0
WT | 0 | 0 | 0 | 0 | 0 | 0
IGCC | 0 | 0 | 0 | 0 | 0 | 0
DemandResponse | 0 | 0 | 0 | 0 | 0 | 0
IGCC-CCS | 0 | 0 | 0 | 0 | 0 | 0
WT_off | 0 | 0 | 0 | 0 | 0 | 0
PseudoUnit | 0 | 0 | 0 | 0 | 0 | 0
FixedInterchange | 0 | 0 | 0 | 0 | 0 | 0
Retirements of Capacity by Reporting Type: NP15
ReportingType | 2015 | 2020 | 2025 | 2030 | 2035 | 2040
BM | 0 | 0 | 0 | 0 | 0 | 0
CC | 0 | 0 | 0 | 0 | 0 | 0
CSP | 0 | 0 | 0 | 0 | 0 | 0
CT | 0 | 0 | 0 | 0 | 0 | 0
Coal | 163.7 | 28.2 | 0 | 0 | 0 | 0
Geo | 0 | 0 | 0 | 0 | 0 | 0
H | 0 | 0 | 0 | 0 | 0 | 0
LFG | 0 | 0 | 0 | 0 | 0 | 0
Nuc | 0 | 0 | 0 | 0 | 0 | 0
PS | 0 | 0 | 0 | 0 | 0 | 0
PV | 0 | 0 | 0 | 0 | 6.5 | 0
PeakG | 0 | 0 | 0 | 0 | 0 | 0
PeakO | 156 | 0 | 0 | 0 | 0 | 0
ST | 0 | 0 | 0 | 0 | 0 | 0
STOG | 1046.4 | 0 | 0 | 0 | 0 | 0
STWD | 0 | 0 | 0 | 0 | 0 | 0
WT | 0 | 0 | 0 | 0 | 0 | 0
IGCC | 0 | 0 | 0 | 0 | 0 | 0
DemandResponse | 0 | 0 | 0 | 0 | 0 | 0
IGCC-CCS | 0 | 0 | 0 | 0 | 0 | 0
WT_off | 0 | 0 | 0 | 0 | 0 | 0
PseudoUnit | 0 | 0 | 0 | 0 | 0 | 0
FixedInterchange | 0 | 0 | 0 | 0 | 0 | 0
Retirements of Capacity by Reporting Type: NWPP_Coal
ReportingType | 2015 | 2020 | 2025 | 2030 | 2035 | 2040
BM | 0 | 0 | 0 | 0 | 0 | 0
CC | 0 | 0 | 0 | 0 | 0 | 0
CSP | 0 | 0 | 0 | 0 | 0 | 0
CT | 0 | 0 | 0 | 0 | 0 | 0
Coal | 685.88 | 0 | 0 | 0 | 0 | 0
Geo | 0 | 0 | 0 | 0 | 0 | 0
H | 0 | 0 | 0 | 0 | 0 | 0
LFG | 0 | 0 | 0 | 0 | 0 | 0
Nuc | 0 | 0 | 0 | 0 | 0 | 0
PS | 0 | 0 | 0 | 0 | 0 | 0
PV | 0 | 0 | 0 | 0 | 0 | 0
PeakG | 0 | 0 | 0 | 0 | 0 | 0
PeakO | 183 | 0 | 0 | 0 | 0 | 0
ST | 0 | 0 | 0 | 0 | 0 | 0
STOG | 0 | 0 | 0 | 0 | 0 | 0
STWD | 0 | 0 | 0 | 0 | 0 | 0
WT | 0 | 0 | 0 | 0 | 0 | 0
IGCC | 0 | 0 | 0 | 0 | 0 | 0
DemandResponse | 0 | 0 | 0 | 0 | 0 | 0
IGCC-CCS | 0 | 0 | 0 | 0 | 0 | 0
WT_off | 0 | 0 | 0 | 0 | 0 | 0
PseudoUnit | 0 | 0 | 0 | 0 | 0 | 0
FixedInterchange | 0 | 0 | 0 | 0 | 0 | 0
Retirements of Capacity by Reporting Type: NWPP_Gas
ReportingType | 2015 | 2020 | 2025 | 2030 | 2035 | 2040
BM | 0 | 0 | 0 | 0 | 0 | 0
CC | 1678 | 0 | 0 | 0 | 0 | 0
CSP | 0 | 0 | 0 | 0 | 0 | 0
CT | 0 | 0 | 0 | 0 | 150 | 0
Coal | 0 | 0 | 0 | 0 | 0 | 0
Geo | 0 | 0 | 0 | 0 | 0 | 0
H | 0 | 0 | 0 | 0 | 0 | 0
LFG | 0 | 0 | 0 | 0 | 0 | 0
Nuc | 0 | 0 | 0 | 0 | 0 | 0
PS | 0 | 0 | 0 | 0 | 0 | 0
PV | 0 | 0 | 0 | 0 | 0 | 0
PeakG | 2623 | 0 | 0 | 0 | 0 | 0
PeakO | 0 | 0 | 0 | 0 | 0 | 0
ST | 0 | 0 | 0 | 0 | 0 | 0
STOG | 786 | 0 | 0 | 0 | 0 | 0
STWD | 0 | 0 | 0 | 0 | 0 | 0
WT | 0 | 0 | 0 | 0 | 0 | 0
IGCC | 0 | 0 | 0 | 0 | 0 | 0
DemandResponse | 0 | 0 | 0 | 0 | 0 | 0
IGCC-CCS | 0 | 0 | 0 | 0 | 0 | 0
WT_off | 0 | 0 | 0 | 0 | 0 | 0
PseudoUnit | 0 | 0 | 0 | 0 | 0 | 0
FixedInterchange | 0 | 0 | 0 | 0 | 0 | 0
Retirements of Capacity by Reporting Type: NWPP_NucRenew
ReportingType | 2015 | 2020 | 2025 | 2030 | 2035 | 2040
BM | 0 | 0 | 0 | 0 | 0 | 0
CC | 0 | 0 | 0 | 0 | 0 | 0
CSP | 0 | 0 | 0 | 0 | 0 | 0
CT | 0 | 0 | 0 | 0 | 0 | 0
Coal | 0 | 0 | 0 | 0 | 0 | 0
Geo | 4.8 | 0 | 0 | 0 | 0 | 0
H | 0 | 0 | 0 | 0 | 0 | 0
LFG | 0 | 0 | 0 | 0 | 0 | 0
Nuc | 0 | 0 | 0 | 0 | 0 | 0
PS | 0 | 0 | 0 | 0 | 0 | 0
PV | 0 | 0 | 0 | 0 | 0 | 0
PeakG | 0 | 0 | 0 | 0 | 0 | 0
PeakO | 0 | 0 | 0 | 0 | 0 | 0
ST | 0 | 0 | 0 | 0 | 0 | 0
STOG | 0 | 0 | 0 | 0 | 0 | 0
STWD | 181.91 | 0 | 0 | 0 | 0 | 0
WT | 0 | 0 | 0 | 0 | 0 | 0
IGCC | 0 | 0 | 0 | 0 | 0 | 0
DemandResponse | 0 | 0 | 0 | 0 | 0 | 0
IGCC-CCS | 0 | 0 | 0 | 0 | 0 | 0
WT_off | 0 | 0 | 0 | 0 | 0 | 0
PseudoUnit | 0 | 0 | 0 | 0 | 0 | 0
FixedInterchange | 0 | 0 | 0 | 0 | 0 | 0
Retirements of Capacity by Reporting Type: RMPA
ReportingType | 2015 | 2020 | 2025 | 2030 | 2035 | 2040
BM | 0 | 0 | 0 | 0 | 0 | 0
CC | 0 | 0 | 0 | 0 | 0 | 0
CSP | 1 | 0 | 0 | 0 | 0 | 0
CT | 0 | 0 | 0 | 0 | 91.71 | 0
Coal | 480 | 170.5 | 452.12 | 0 | 0 | 146.88
Geo | 0 | 0 | 0 | 0 | 0 | 0
H | 0 | 0 | 0 | 0 | 0 | 0
LFG | 0 | 0 | 0 | 0 | 0 | 0
Nuc | 0 | 0 | 0 | 0 | 0 | 0
PS | 0 | 0 | 0 | 0 | 0 | 0
PV | 0 | 0 | 0 | 0 | 0 | 0
PeakG | 0 | 0 | 0 | 0 | 0 | 0
PeakO | 0 | 0 | 0 | 0 | 0 | 0
ST | 0 | 0 | 0 | 0 | 0 | 0
STOG | 217 | 0 | 0 | 0 | 0 | 0
STWD | 0 | 0 | 0 | 0 | 0 | 0
WT | 0 | 0 | 0 | 0 | 0 | 0
IGCC | 0 | 0 | 0 | 0 | 0 | 0
DemandResponse | 0 | 0 | 0 | 0 | 0 | 0
IGCC-CCS | 0 | 0 | 0 | 0 | 0 | 0
WT_off | 0 | 0 | 0 | 0 | 0 | 0
PseudoUnit | 0 | 0 | 0 | 0 | 0 | 0
FixedInterchange | 0 | 0 | 0 | 0 | 0 | 0
Retirements of Capacity by Reporting Type: SP15
ReportingType | 2015 | 2020 | 2025 | 2030 | 2035 | 2040
BM | 0 | 0 | 0 | 0 | 0 | 0
CC | 0 | 0 | 0 | 0 | 0 | 0
CSP | 409 | 0 | 0 | 0 | 0 | 0
CT | 0 | 0 | 0 | 0 | 0 | 0
Coal | 141.5 | 0 | 0 | 0 | 101.2 | 0
Geo | 0 | 0 | 0 | 0 | 0 | 0
H | 0 | 0 | 0 | 0 | 0 | 0
LFG | 0 | 0 | 0 | 0 | 0 | 0
Nuc | 0 | 0 | 0 | 0 | 0 | 0
PS | 0 | 0 | 0 | 0 | 0 | 0
PV | 0 | 0 | 0 | 0 | 3.8 | 0
PeakG | 44 | 0 | 0 | 0 | 0 | 0
PeakO | 15 | 0 | 0 | 0 | 0 | 0
ST | 0 | 0 | 0 | 0 | 0 | 0
STOG | 958 | 0 | 0 | 0 | 0 | 0
STWD | 0 | 0 | 0 | 0 | 0 | 0
WT | 126.2 | 0 | 0 | 0 | 0 | 0
IGCC | 0 | 0 | 0 | 0 | 0 | 0
DemandResponse | 0 | 0 | 0 | 0 | 0 | 0
IGCC-CCS | 0 | 0 | 0 | 0 | 0 | 0
WT_off | 0 | 0 | 0 | 0 | 0 | 0
PseudoUnit | 0 | 0 | 0 | 0 | 0 | 0
FixedInterchange | 0 | 0 | 0 | 0 | 0 | 0
Retirements of Capacity by Reporting Type: ALB
ReportingType | 2015 | 2020 | 2025 | 2030 | 2035 | 2040
BM | 0 | 0 | 0 | 0 | 0 | 0
CC | 0 | 0 | 0 | 0 | 200.07 | 0
CSP | 0 | 0 | 0 | 0 | 0 | 0
CT | 0 | 0 | 0 | 0 | 201.5 | 0
Coal | 0 | 0 | 0 | 0 | 0 | 0
Geo | 0 | 0 | 0 | 0 | 0 | 0
H | 0 | 0 | 0 | 0 | 0 | 0
LFG | 0 | 0 | 0 | 0 | 0 | 0
Nuc | 0 | 0 | 0 | 0 | 0 | 0
PS | 0 | 0 | 0 | 0 | 0 | 0
PV | 0 | 0 | 0 | 0 | 0 | 0
PeakG | 880.29 | 34.55 | 0 | 0 | 0 | 0
PeakO | 6 | 0 | 0 | 0 | 0 | 0
ST | 0 | 0 | 0 | 0 | 0 | 0
STOG | 186 | 0 | 0 | 0 | 0 | 0
STWD | 174 | 0 | 0 | 0 | 0 | 0
WT | 0 | 0 | 0 | 0 | 0 | 0
IGCC | 0 | 0 | 0 | 0 | 0 | 0
DemandResponse | 0 | 0 | 0 | 0 | 0 | 0
IGCC-CCS | 0 | 0 | 0 | 0 | 0 | 0
WT_off | 0 | 0 | 0 | 0 | 0 | 0
PseudoUnit | 0 | 0 | 0 | 0 | 0 | 0
FixedInterchange | 0 | 0 | 0 | 0 | 0 | 0
Retirements of Capacity by Reporting Type: BC
ReportingType | 2015 | 2020 | 2025 | 2030 | 2035 | 2040
BM | 0 | 0 | 0 | 0 | 0 | 0
CC | 0 | 0 | 0 | 0 | 0 | 0
CSP | 0 | 0 | 0 | 0 | 0 | 0
CT | 0 | 0 | 0 | 0 | 0 | 0
Coal | 0 | 0 | 0 | 0 | 0 | 0
Geo | 0 | 0 | 0 | 0 | 0 | 0
H | 0 | 0 | 0 | 0 | 0 | 0
LFG | 0 | 0 | 0 | 0 | 0 | 0
Nuc | 0 | 0 | 0 | 0 | 0 | 0
PS | 0 | 0 | 0 | 0 | 0 | 0
PV | 0 | 0 | 0 | 0 | 0 | 0
PeakG | 0 | 0 | 0 | 0 | 0 | 0
PeakO | 0 | 0 | 0 | 0 | 0 | 0
ST | 0 | 0 | 0 | 0 | 0 | 0
STOG | 938 | 0 | 0 | 0 | 0 | 0
STWD | 0 | 0 | 0 | 0 | 0 | 0
WT | 0 | 0 | 0 | 0 | 0 | 0
IGCC | 0 | 0 | 0 | 0 | 0 | 0
DemandResponse | 0 | 0 | 0 | 0 | 0 | 0
IGCC-CCS | 0 | 0 | 0 | 0 | 0 | 0
WT_off | 0 | 0 | 0 | 0 | 0 | 0
PseudoUnit | 0 | 0 | 0 | 0 | 0 | 0
FixedInterchange | 0 | 0 | 0 | 0 | 0 | 0
Retirements of Capacity by Reporting Type: HQ_IESO
ReportingType | 2015 | 2020 | 2025 | 2030 | 2035 | 2040
BM | 0 | 0 | 0 | 0 | 0 | 0
CC | 0 | 0 | 0 | 0 | 0 | 0
CSP | 0 | 0 | 0 | 0 | 0 | 0
CT | 0 | 0 | 0 | 0 | 0 | 0
Coal | 0 | 0 | 0 | 0 | 0 | 0
Geo | 0 | 0 | 0 | 0 | 0 | 0
H | 0 | 0 | 0 | 0 | 0 | 0
LFG | 0 | 0 | 0 | 0 | 0 | 0
Nuc | 0 | 0 | 0 | 0 | 0 | 0
PS | 0 | 0 | 0 | 0 | 0 | 0
PV | 0 | 0 | 0 | 0 | 0 | 0
PeakG | 0 | 0 | 0 | 0 | 0 | 0
PeakO | 0 | 0 | 0 | 0 | 0 | 0
ST | 0 | 0 | 0 | 0 | 0 | 0
STOG | 0 | 0 | 0 | 0 | 0 | 0
STWD | 0 | 0 | 0 | 0 | 0 | 0
WT | 0 | 0 | 0 | 0 | 0 | 0
IGCC | 0 | 0 | 0 | 0 | 0 | 0
DemandResponse | 0 | 0 | 0 | 0 | 0 | 0
IGCC-CCS | 0 | 0 | 0 | 0 | 0 | 0
WT_off | 0 | 0 | 0 | 0 | 0 | 0
PseudoUnit | 0 | 0 | 0 | 0 | 0 | 0
FixedInterchange | 0 | 0 | 0 | 0 | 0 | 0
Retirements of Capacity by Reporting Type: HQ_NEISO
ReportingType | 2015 | 2020 | 2025 | 2030 | 2035 | 2040
BM | 0 | 0 | 0 | 0 | 0 | 0
CC | 0 | 0 | 0 | 0 | 0 | 0
CSP | 0 | 0 | 0 | 0 | 0 | 0
CT | 0 | 0 | 0 | 0 | 0 | 0
Coal | 0 | 0 | 0 | 0 | 0 | 0
Geo | 0 | 0 | 0 | 0 | 0 | 0
H | 0 | 0 | 0 | 0 | 0 | 0
LFG | 0 | 0 | 0 | 0 | 0 | 0
Nuc | 0 | 0 | 0 | 0 | 0 | 0
PS | 0 | 0 | 0 | 0 | 0 | 0
PV | 0 | 0 | 0 | 0 | 0 | 0
PeakG | 0 | 0 | 0 | 0 | 0 | 0
PeakO | 0 | 0 | 0 | 0 | 0 | 0
ST | 0 | 0 | 0 | 0 | 0 | 0
STOG | 0 | 0 | 0 | 0 | 0 | 0
STWD | 0 | 0 | 0 | 0 | 0 | 0
WT | 0 | 0 | 0 | 0 | 0 | 0
IGCC | 0 | 0 | 0 | 0 | 0 | 0
DemandResponse | 0 | 0 | 0 | 0 | 0 | 0
IGCC-CCS | 0 | 0 | 0 | 0 | 0 | 0
WT_off | 0 | 0 | 0 | 0 | 0 | 0
PseudoUnit | 0 | 0 | 0 | 0 | 0 | 0
FixedInterchange | 0 | 0 | 0 | 0 | 0 | 0
Retirements of Capacity by Reporting Type: HQ_NY
ReportingType | 2015 | 2020 | 2025 | 2030 | 2035 | 2040
BM | 0 | 0 | 0 | 0 | 0 | 0
CC | 0 | 0 | 0 | 0 | 0 | 0
CSP | 0 | 0 | 0 | 0 | 0 | 0
CT | 0 | 0 | 0 | 0 | 0 | 0
Coal | 0 | 0 | 0 | 0 | 0 | 0
Geo | 0 | 0 | 0 | 0 | 0 | 0
H | 0 | 0 | 0 | 0 | 0 | 0
LFG | 0 | 0 | 0 | 0 | 0 | 0
Nuc | 0 | 0 | 0 | 0 | 0 | 0
PS | 0 | 0 | 0 | 0 | 0 | 0
PV | 0 | 0 | 0 | 0 | 0 | 0
PeakG | 0 | 0 | 0 | 0 | 0 | 0
PeakO | 0 | 0 | 0 | 0 | 0 | 0
ST | 0 | 0 | 0 | 0 | 0 | 0
STOG | 0 | 0 | 0 | 0 | 0 | 0
STWD | 0 | 0 | 0 | 0 | 0 | 0
WT | 0 | 0 | 0 | 0 | 0 | 0
IGCC | 0 | 0 | 0 | 0 | 0 | 0
DemandResponse | 0 | 0 | 0 | 0 | 0 | 0
IGCC-CCS | 0 | 0 | 0 | 0 | 0 | 0
WT_off | 0 | 0 | 0 | 0 | 0 | 0
PseudoUnit | 0 | 0 | 0 | 0 | 0 | 0
FixedInterchange | 0 | 0 | 0 | 0 | 0 | 0
Retirements of Capacity by Reporting Type: MARITIMES
ReportingType | 2015 | 2020 | 2025 | 2030 | 2035 | 2040
BM | 0 | 0 | 0 | 0 | 0 | 0
CC | 0 | 0 | 0 | 0 | 0 | 0
CSP | 0 | 0 | 0 | 0 | 0 | 0
CT | 0 | 0 | 0 | 0 | 0 | 0
Coal | 0 | 0 | 0 | 0 | 0 | 0
Geo | 0 | 0 | 0 | 0 | 0 | 0
H | 0 | 0 | 0 | 0 | 0 | 0
LFG | 0 | 0 | 0 | 0 | 0 | 0
Nuc | 0 | 0 | 0 | 0 | 0 | 0
PS | 0 | 0 | 0 | 0 | 0 | 0
PV | 0 | 0 | 0 | 0 | 0 | 0
PeakG | 0 | 0 | 0 | 0 | 0 | 0
PeakO | 0 | 0 | 0 | 0 | 0 | 0
ST | 0 | 0 | 0 | 0 | 0 | 0
STOG | 0 | 0 | 0 | 0 | 0 | 0
STWD | 0 | 0 | 0 | 0 | 0 | 0
WT | 0 | 0 | 0 | 0 | 0 | 0
IGCC | 0 | 0 | 0 | 0 | 0 | 0
DemandResponse | 0 | 0 | 0 | 0 | 0 | 0
IGCC-CCS | 0 | 0 | 0 | 0 | 0 | 0
WT_off | 0 | 0 | 0 | 0 | 0 | 0
PseudoUnit | 0 | 0 | 0 | 0 | 0 | 0
FixedInterchange | 0 | 0 | 0 | 0 | 0 | 0
Retirements of Capacity by Reporting Type: All
ReportingType | 2015 | 2020 | 2025 | 2030 | 2035 | 2040
BM | 0 | 0 | 0 | 0 | 0 | 192
CC | 6903.77 | 338.52 | 486.36 | 523.68 | 200.07 | 0
CSP | 475 | 0 | 0 | 0 | 0 | 0
CT | 0 | 0 | 0 | 9.5 | 1179.21 | 0
Coal | 72484.5 | 25109.03 | 9998.86 | 2124.4 | 101.2 | 146.88
Geo | 4.8 | 0 | 0 | 0 | 0 | 0
H | 0 | 0 | 0 | 0 | 0 | 0
LFG | 0 | 0 | 0 | 0 | 0 | 0
Nuc | 0 | 614.5 | 0 | 1488.2 | 26575.7 | 19706
PS | 0 | 0 | 0 | 0 | 0 | 0
PV | 0 | 0 | 0 | 0 | 1123.56 | 0
PeakG | 5294.67 | 34.55 | 0 | 0 | 0 | 2181.13
PeakO | 3545.29 | 43.79 | 0 | 4 | 0 | 0
ST | 0 | 0 | 0 | 0 | 0 | 0
STOG | 42760.08 | 656.78 | 0 | 126 | 0 | 0
STWD | 494.91 | 0 | 0 | 0 | 0 | 0
WT | 126.2 | 0 | 0 | 0 | 2105.9 | 0
IGCC | 0 | 0 | 0 | 0 | 0 | 0
DemandResponse | 0 | 0 | 0 | 0 | 0 | 0
IGCC-CCS | 0 | 0 | 0 | 0 | 0 | 0
WT_off | 0 | 0 | 0 | 0 | 468 | 0
PseudoUnit | 0 | 0 | 0 | 0 | 0 | 0
FixedInterchange | 0 | 0 | 0 | 0 | 0 | 0
Retirements of Capacity by Reporting Type: EI_US
ReportingType | 2015 | 2020 | 2025 | 2030 | 2035 | 2040
BM | 0 | 0 | 0 | 0 | 0 | 192
CC | 1501.75 | 338.52 | 486.36 | 0 | 0 | 0
CSP | 0 | 0 | 0 | 0 | 0 | 0
CT | 0 | 0 | 0 | 9.5 | 0 | 0
Coal | 63378.41 | 24545.23 | 8275.95 | 2089.4 | 0 | 0
Geo | 0 | 0 | 0 | 0 | 0 | 0
H | 0 | 0 | 0 | 0 | 0 | 0
LFG | 0 | 0 | 0 | 0 | 0 | 0
Nuc | 0 | 614.5 | 0 | 1488.2 | 25545.7 | 18166
PS | 0 | 0 | 0 | 0 | 0 | 0
PV | 0 | 0 | 0 | 0 | 32 | 0
PeakG | 268.5 | 0 | 0 | 0 | 0 | 0
PeakO | 2839.64 | 43.79 | 0 | 0 | 0 | 0
ST | 0 | 0 | 0 | 0 | 0 | 0
STOG | 32725.39 | 656.78 | 0 | 0 | 0 | 0
STWD | 0 | 0 | 0 | 0 | 0 | 0
WT | 0 | 0 | 0 | 0 | 0 | 0
IGCC | 0 | 0 | 0 | 0 | 0 | 0
DemandResponse | 0 | 0 | 0 | 0 | 0 | 0
IGCC-CCS | 0 | 0 | 0 | 0 | 0 | 0
WT_off | 0 | 0 | 0 | 0 | 468 | 0
PseudoUnit | 0 | 0 | 0 | 0 | 0 | 0
FixedInterchange | 0 | 0 | 0 | 0 | 0 | 0
Retirements of Capacity by Reporting Type: EI_Canada
ReportingType | 2015 | 2020 | 2025 | 2030 | 2035 | 2040
BM | 0 | 0 | 0 | 0 | 0 | 0
CC | 2629.02 | 0 | 0 | 523.68 | 0 | 0
CSP | 0 | 0 | 0 | 0 | 0 | 0
CT | 0 | 0 | 0 | 0 | 0 | 0
Coal | 6491.01 | 365.1 | 1270.79 | 35 | 0 | 0
Geo | 0 | 0 | 0 | 0 | 0 | 0
H | 0 | 0 | 0 | 0 | 0 | 0
LFG | 0 | 0 | 0 | 0 | 0 | 0
Nuc | 0 | 0 | 0 | 0 | 1030 | 1540
PS | 0 | 0 | 0 | 0 | 0 | 0
PV | 0 | 0 | 0 | 0 | 1067.26 | 0
PeakG | 0 | 0 | 0 | 0 | 0 | 0
PeakO | 145.65 | 0 | 0 | 4 | 0 | 0
ST | 0 | 0 | 0 | 0 | 0 | 0
STOG | 2126 | 0 | 0 | 126 | 0 | 0
STWD | 139 | 0 | 0 | 0 | 0 | 0
WT | 0 | 0 | 0 | 0 | 2105.9 | 0
IGCC | 0 | 0 | 0 | 0 | 0 | 0
DemandResponse | 0 | 0 | 0 | 0 | 0 | 0
IGCC-CCS | 0 | 0 | 0 | 0 | 0 | 0
WT_off | 0 | 0 | 0 | 0 | 0 | 0
PseudoUnit | 0 | 0 | 0 | 0 | 0 | 0
FixedInterchange | 0 | 0 | 0 | 0 | 0 | 0
Retirements of Capacity by Reporting Type: EI
ReportingType | 2015 | 2020 | 2025 | 2030 | 2035 | 2040
BM | 0 | 0 | 0 | 0 | 0 | 192
CC | 4130.77 | 338.52 | 486.36 | 523.68 | 0 | 0
CSP | 0 | 0 | 0 | 0 | 0 | 0
CT | 0 | 0 | 0 | 9.5 | 0 | 0
Coal | 69869.42 | 24910.33 | 9546.74 | 2124.4 | 0 | 0
Geo | 0 | 0 | 0 | 0 | 0 | 0
H | 0 | 0 | 0 | 0 | 0 | 0
LFG | 0 | 0 | 0 | 0 | 0 | 0
Nuc | 0 | 614.5 | 0 | 1488.2 | 26575.7 | 19706
PS | 0 | 0 | 0 | 0 | 0 | 0
PV | 0 | 0 | 0 | 0 | 1099.26 | 0
PeakG | 268.5 | 0 | 0 | 0 | 0 | 0
PeakO | 2985.29 | 43.79 | 0 | 4 | 0 | 0
ST | 0 | 0 | 0 | 0 | 0 | 0
STOG | 34851.39 | 656.78 | 0 | 126 | 0 | 0
STWD | 139 | 0 | 0 | 0 | 0 | 0
WT | 0 | 0 | 0 | 0 | 2105.9 | 0
IGCC | 0 | 0 | 0 | 0 | 0 | 0
DemandResponse | 0 | 0 | 0 | 0 | 0 | 0
IGCC-CCS | 0 | 0 | 0 | 0 | 0 | 0
WT_off | 0 | 0 | 0 | 0 | 468 | 0
PseudoUnit | 0 | 0 | 0 | 0 | 0 | 0
FixedInterchange | 0 | 0 | 0 | 0 | 0 | 0
Retirements of Capacity by Reporting Type: Outside_EI
ReportingType | 2015 | 2020 | 2025 | 2030 | 2035 | 2040
BM | 0 | 0 | 0 | 0 | 0 | 0
CC | 2773 | 0 | 0 | 0 | 200.07 | 0
CSP | 475 | 0 | 0 | 0 | 0 | 0
CT | 0 | 0 | 0 | 0 | 1179.21 | 0
Coal | 2615.08 | 198.7 | 452.12 | 0 | 101.2 | 146.88
Geo | 4.8 | 0 | 0 | 0 | 0 | 0
H | 0 | 0 | 0 | 0 | 0 | 0
LFG | 0 | 0 | 0 | 0 | 0 | 0
Nuc | 0 | 0 | 0 | 0 | 0 | 0
PS | 0 | 0 | 0 | 0 | 0 | 0
PV | 0 | 0 | 0 | 0 | 24.3 | 0
PeakG | 5026.17 | 34.55 | 0 | 0 | 0 | 2181.13
PeakO | 560 | 0 | 0 | 0 | 0 | 0
ST | 0 | 0 | 0 | 0 | 0 | 0
STOG | 7908.69 | 0 | 0 | 0 | 0 | 0
STWD | 355.91 | 0 | 0 | 0 | 0 | 0
WT | 126.2 | 0 | 0 | 0 | 0 | 0
IGCC | 0 | 0 | 0 | 0 | 0 | 0
DemandResponse | 0 | 0 | 0 | 0 | 0 | 0
IGCC-CCS | 0 | 0 | 0 | 0 | 0 | 0
WT_off | 0 | 0 | 0 | 0 | 0 | 0
PseudoUnit | 0 | 0 | 0 | 0 | 0 | 0
FixedInterchange | 0 | 0 | 0 | 0 | 0 | 0
#4 | Cumulative Retirements of Capacity (MW)
Cumulative Retirements of Capacity by Reporting Type: Entergy
ReportingType | 2015 | 2020 | 2025 | 2030 | 2035 | 2040
BM | 0 | 0 | 0 | 0 | 0 | 0
CC | 0 | 0 | 0 | 0 | 0 | 0
CSP | 0 | 0 | 0 | 0 | 0 | 0
CT | 0 | 0 | 0 | 0 | 0 | 0
Coal | 892.9 | 892.9 | 892.9 | 892.9 | 892.9 | 892.9
Geo | 0 | 0 | 0 | 0 | 0 | 0
H | 0 | 0 | 0 | 0 | 0 | 0
LFG | 0 | 0 | 0 | 0 | 0 | 0
Nuc | 0 | 0 | 0 | 0 | 842 | 1839
PS | 0 | 0 | 0 | 0 | 0 | 0
PV | 0 | 0 | 0 | 0 | 0 | 0
PeakG | 0 | 0 | 0 | 0 | 0 | 0
PeakO | 0 | 0 | 0 | 0 | 0 | 0
ST | 0 | 0 | 0 | 0 | 0 | 0
STOG | 10913.28 | 10913.28 | 10913.28 | 10913.28 | 10913.28 | 10913.28
STWD | 0 | 0 | 0 | 0 | 0 | 0
WT | 0 | 0 | 0 | 0 | 0 | 0
IGCC | 0 | 0 | 0 | 0 | 0 | 0
DemandResponse | 0 | 0 | 0 | 0 | 0 | 0
IGCC-CCS | 0 | 0 | 0 | 0 | 0 | 0
WT_off | 0 | 0 | 0 | 0 | 0 | 0
PseudoUnit | 0 | 0 | 0 | 0 | 0 | 0
FixedInterchange | 0 | 0 | 0 | 0 | 0 | 0
Cumulative Retirements of Capacity by Reporting Type: FRCC
ReportingType | 2015 | 2020 | 2025 | 2030 | 2035 | 2040
BM | 0 | 0 | 0 | 0 | 0 | 0
CC | 0 | 0 | 0 | 0 | 0 | 0
CSP | 0 | 0 | 0 | 0 | 0 | 0
CT | 0 | 0 | 0 | 0 | 0 | 0
Coal | 466 | 1335 | 1335 | 1335 | 1335 | 1335
Geo | 0 | 0 | 0 | 0 | 0 | 0
H | 0 | 0 | 0 | 0 | 0 | 0
LFG | 0 | 0 | 0 | 0 | 0 | 0
Nuc | 0 | 0 | 0 | 0 | 1615.33 | 3292.33
PS | 0 | 0 | 0 | 0 | 0 | 0
PV | 0 | 0 | 0 | 0 | 0 | 0
PeakG | 0 | 0 | 0 | 0 | 0 | 0
PeakO | 0 | 0 | 0 | 0 | 0 | 0
ST | 0 | 0 | 0 | 0 | 0 | 0
STOG | 5372.35 | 6029.13 | 6029.13 | 6029.13 | 6029.13 | 6029.13
STWD | 0 | 0 | 0 | 0 | 0 | 0
WT | 0 | 0 | 0 | 0 | 0 | 0
IGCC | 0 | 0 | 0 | 0 | 0 | 0
DemandResponse | 0 | 0 | 0 | 0 | 0 | 0
IGCC-CCS | 0 | 0 | 0 | 0 | 0 | 0
WT_off | 0 | 0 | 0 | 0 | 0 | 0
PseudoUnit | 0 | 0 | 0 | 0 | 0 | 0
FixedInterchange | 0 | 0 | 0 | 0 | 0 | 0
Cumulative Retirements of Capacity by Reporting Type: MAPP_US
ReportingType | 2015 | 2020 | 2025 | 2030 | 2035 | 2040
BM | 0 | 0 | 0 | 0 | 0 | 0
CC | 7 | 7 | 7 | 7 | 7 | 7
CSP | 0 | 0 | 0 | 0 | 0 | 0
CT | 0 | 0 | 0 | 0 | 0 | 0
Coal | 612.6 | 1186.5 | 1186.5 | 1186.5 | 1186.5 | 1186.5
Geo | 0 | 0 | 0 | 0 | 0 | 0
H | 0 | 0 | 0 | 0 | 0 | 0
LFG | 0 | 0 | 0 | 0 | 0 | 0
Nuc | 0 | 0 | 0 | 0 | 0 | 0
PS | 0 | 0 | 0 | 0 | 0 | 0
PV | 0 | 0 | 0 | 0 | 0 | 0
PeakG | 0 | 0 | 0 | 0 | 0 | 0
PeakO | 269.74 | 269.74 | 269.74 | 269.74 | 269.74 | 269.74
ST | 0 | 0 | 0 | 0 | 0 | 0
STOG | 36 | 36 | 36 | 36 | 36 | 36
STWD | 0 | 0 | 0 | 0 | 0 | 0
WT | 0 | 0 | 0 | 0 | 0 | 0
IGCC | 0 | 0 | 0 | 0 | 0 | 0
DemandResponse | 0 | 0 | 0 | 0 | 0 | 0
IGCC-CCS | 0 | 0 | 0 | 0 | 0 | 0
WT_off | 0 | 0 | 0 | 0 | 0 | 0
PseudoUnit | 0 | 0 | 0 | 0 | 0 | 0
FixedInterchange | 0 | 0 | 0 | 0 | 0 | 0
Cumulative Retirements of Capacity by Reporting Type: MISO_IN
ReportingType | 2015 | 2020 | 2025 | 2030 | 2035 | 2040
BM | 0 | 0 | 0 | 0 | 0 | 0
CC | 0 | 0 | 0 | 0 | 0 | 0
CSP | 0 | 0 | 0 | 0 | 0 | 0
CT | 0 | 0 | 0 | 0 | 0 | 0
Coal | 929.9 | 1360.9 | 1360.9 | 1360.9 | 1360.9 | 1360.9
Geo | 0 | 0 | 0 | 0 | 0 | 0
H | 0 | 0 | 0 | 0 | 0 | 0
LFG | 0 | 0 | 0 | 0 | 0 | 0
Nuc | 0 | 0 | 0 | 0 | 0 | 0
PS | 0 | 0 | 0 | 0 | 0 | 0
PV | 0 | 0 | 0 | 0 | 0 | 0
PeakG | 0 | 0 | 0 | 0 | 0 | 0
PeakO | 0 | 0 | 0 | 0 | 0 | 0
ST | 0 | 0 | 0 | 0 | 0 | 0
STOG | 0 | 0 | 0 | 0 | 0 | 0
STWD | 0 | 0 | 0 | 0 | 0 | 0
WT | 0 | 0 | 0 | 0 | 0 | 0
IGCC | 0 | 0 | 0 | 0 | 0 | 0
DemandResponse | 0 | 0 | 0 | 0 | 0 | 0
IGCC-CCS | 0 | 0 | 0 | 0 | 0 | 0
WT_off | 0 | 0 | 0 | 0 | 0 | 0
PseudoUnit | 0 | 0 | 0 | 0 | 0 | 0
FixedInterchange | 0 | 0 | 0 | 0 | 0 | 0
Cumulative Retirements of Capacity by Reporting Type: MISO_MI
ReportingType | 2015 | 2020 | 2025 | 2030 | 2035 | 2040
BM | 0 | 0 | 0 | 0 | 0 | 0
CC | 0 | 0 | 0 | 0 | 0 | 0
CSP | 0 | 0 | 0 | 0 | 0 | 0
CT | 0 | 0 | 0 | 0 | 0 | 0
Coal | 2943.15 | 4825.15 | 4825.15 | 4825.15 | 4825.15 | 4825.15
Geo | 0 | 0 | 0 | 0 | 0 | 0
H | 0 | 0 | 0 | 0 | 0 | 0
LFG | 0 | 0 | 0 | 0 | 0 | 0
Nuc | 0 | 0 | 0 | 0 | 778 | 778
PS | 0 | 0 | 0 | 0 | 0 | 0
PV | 0 | 0 | 0 | 0 | 0 | 0
PeakG | 0 | 0 | 0 | 0 | 0 | 0
PeakO | 0 | 0 | 0 | 0 | 0 | 0
ST | 0 | 0 | 0 | 0 | 0 | 0
STOG | 0 | 0 | 0 | 0 | 0 | 0
STWD | 0 | 0 | 0 | 0 | 0 | 0
WT | 0 | 0 | 0 | 0 | 0 | 0
IGCC | 0 | 0 | 0 | 0 | 0 | 0
DemandResponse | 0 | 0 | 0 | 0 | 0 | 0
IGCC-CCS | 0 | 0 | 0 | 0 | 0 | 0
WT_off | 0 | 0 | 0 | 0 | 0 | 0
PseudoUnit | 0 | 0 | 0 | 0 | 0 | 0
FixedInterchange | 0 | 0 | 0 | 0 | 0 | 0
Cumulative Retirements of Capacity by Reporting Type: MISO_MO-IL
ReportingType | 2015 | 2020 | 2025 | 2030 | 2035 | 2040
BM | 0 | 0 | 0 | 0 | 0 | 0
CC | 0 | 0 | 0 | 0 | 0 | 0
CSP | 0 | 0 | 0 | 0 | 0 | 0
CT | 0 | 0 | 0 | 0 | 0 | 0
Coal | 2038.7 | 3797.7 | 3797.7 | 3797.7 | 3797.7 | 3797.7
Geo | 0 | 0 | 0 | 0 | 0 | 0
H | 0 | 0 | 0 | 0 | 0 | 0
LFG | 0 | 0 | 0 | 0 | 0 | 0
Nuc | 0 | 0 | 0 | 0 | 0 | 0
PS | 0 | 0 | 0 | 0 | 0 | 0
PV | 0 | 0 | 0 | 0 | 0 | 0
PeakG | 0 | 0 | 0 | 0 | 0 | 0
PeakO | 0 | 0 | 0 | 0 | 0 | 0
ST | 0 | 0 | 0 | 0 | 0 | 0
STOG | 0 | 0 | 0 | 0 | 0 | 0
STWD | 0 | 0 | 0 | 0 | 0 | 0
WT | 0 | 0 | 0 | 0 | 0 | 0
IGCC | 0 | 0 | 0 | 0 | 0 | 0
DemandResponse | 0 | 0 | 0 | 0 | 0 | 0
IGCC-CCS | 0 | 0 | 0 | 0 | 0 | 0
WT_off | 0 | 0 | 0 | 0 | 0 | 0
PseudoUnit | 0 | 0 | 0 | 0 | 0 | 0
FixedInterchange | 0 | 0 | 0 | 0 | 0 | 0
Cumulative Retirements of Capacity by Reporting Type: MISO_W
ReportingType | 2015 | 2020 | 2025 | 2030 | 2035 | 2040
BM | 0 | 0 | 0 | 0 | 0 | 0
CC | 0 | 0 | 0 | 0 | 0 | 0
CSP | 0 | 0 | 0 | 0 | 0 | 0
CT | 0 | 0 | 0 | 0 | 0 | 0
Coal | 1243.36 | 2928.56 | 2928.56 | 2928.56 | 2928.56 | 2928.56
Geo | 0 | 0 | 0 | 0 | 0 | 0
H | 0 | 0 | 0 | 0 | 0 | 0
LFG | 0 | 0 | 0 | 0 | 0 | 0
Nuc | 0 | 0 | 0 | 0 | 2361.23 | 2361.23
PS | 0 | 0 | 0 | 0 | 0 | 0
PV | 0 | 0 | 0 | 0 | 0 | 0
PeakG | 0 | 0 | 0 | 0 | 0 | 0
PeakO | 0 | 0 | 0 | 0 | 0 | 0
ST | 0 | 0 | 0 | 0 | 0 | 0
STOG | 0 | 0 | 0 | 0 | 0 | 0
STWD | 0 | 0 | 0 | 0 | 0 | 0
WT | 0 | 0 | 0 | 0 | 0 | 0
IGCC | 0 | 0 | 0 | 0 | 0 | 0
DemandResponse | 0 | 0 | 0 | 0 | 0 | 0
IGCC-CCS | 0 | 0 | 0 | 0 | 0 | 0
WT_off | 0 | 0 | 0 | 0 | 0 | 0
PseudoUnit | 0 | 0 | 0 | 0 | 0 | 0
FixedInterchange | 0 | 0 | 0 | 0 | 0 | 0
Cumulative Retirements of Capacity by Reporting Type: MISO_WUMS
ReportingType | 2015 | 2020 | 2025 | 2030 | 2035 | 2040
BM | 0 | 0 | 0 | 0 | 0 | 0
CC | 0 | 0 | 0 | 0 | 0 | 0
CSP | 0 | 0 | 0 | 0 | 0 | 0
CT | 0 | 0 | 0 | 0 | 0 | 0
Coal | 2635.96 | 3556.5 | 3556.5 | 3556.5 | 3556.5 | 3556.5
Geo | 0 | 0 | 0 | 0 | 0 | 0
H | 0 | 0 | 0 | 0 | 0 | 0
LFG | 0 | 0 | 0 | 0 | 0 | 0
Nuc | 0 | 0 | 0 | 0 | 1816.9 | 1816.9
PS | 0 | 0 | 0 | 0 | 0 | 0
PV | 0 | 0 | 0 | 0 | 0 | 0
PeakG | 0 | 0 | 0 | 0 | 0 | 0
PeakO | 0 | 0 | 0 | 0 | 0 | 0
ST | 0 | 0 | 0 | 0 | 0 | 0
STOG | 59.5 | 59.5 | 59.5 | 59.5 | 59.5 | 59.5
STWD | 0 | 0 | 0 | 0 | 0 | 0
WT | 0 | 0 | 0 | 0 | 0 | 0
IGCC | 0 | 0 | 0 | 0 | 0 | 0
DemandResponse | 0 | 0 | 0 | 0 | 0 | 0
IGCC-CCS | 0 | 0 | 0 | 0 | 0 | 0
WT_off | 0 | 0 | 0 | 0 | 0 | 0
PseudoUnit | 0 | 0 | 0 | 0 | 0 | 0
FixedInterchange | 0 | 0 | 0 | 0 | 0 | 0
Cumulative Retirements of Capacity by Reporting Type: Nebraska
ReportingType | 2015 | 2020 | 2025 | 2030 | 2035 | 2040
BM | 0 | 0 | 0 | 0 | 0 | 0
CC | 0 | 0 | 0 | 0 | 0 | 0
CSP | 0 | 0 | 0 | 0 | 0 | 0
CT | 0 | 0 | 0 | 0 | 0 | 0
Coal | 0 | 275.6 | 1184.8 | 1184.8 | 1184.8 | 1184.8
Geo | 0 | 0 | 0 | 0 | 0 | 0
H | 0 | 0 | 0 | 0 | 0 | 0
LFG | 0 | 0 | 0 | 0 | 0 | 0
Nuc | 0 | 0 | 0 | 0 | 1251.8 | 1251.8
PS | 0 | 0 | 0 | 0 | 0 | 0
PV | 0 | 0 | 0 | 0 | 0 | 0
PeakG | 0 | 0 | 0 | 0 | 0 | 0
PeakO | 0 | 0 | 0 | 0 | 0 | 0
ST | 0 | 0 | 0 | 0 | 0 | 0
STOG | 270 | 270 | 270 | 270 | 270 | 270
STWD | 0 | 0 | 0 | 0 | 0 | 0
WT | 0 | 0 | 0 | 0 | 0 | 0
IGCC | 0 | 0 | 0 | 0 | 0 | 0
DemandResponse | 0 | 0 | 0 | 0 | 0 | 0
IGCC-CCS | 0 | 0 | 0 | 0 | 0 | 0
WT_off | 0 | 0 | 0 | 0 | 0 | 0
PseudoUnit | 0 | 0 | 0 | 0 | 0 | 0
FixedInterchange | 0 | 0 | 0 | 0 | 0 | 0
Cumulative Retirements of Capacity by Reporting Type: NEISO
ReportingType | 2015 | 2020 | 2025 | 2030 | 2035 | 2040
BM | 0 | 0 | 0 | 0 | 0 | 0
CC | 881 | 1219.52 | 1705.88 | 1705.88 | 1705.88 | 1705.88
CSP | 0 | 0 | 0 | 0 | 0 | 0
CT | 0 | 0 | 0 | 9.5 | 9.5 | 9.5
Coal | 2250.13 | 2570.13 | 2570.13 | 2570.13 | 2570.13 | 2570.13
Geo | 0 | 0 | 0 | 0 | 0 | 0
H | 0 | 0 | 0 | 0 | 0 | 0
LFG | 0 | 0 | 0 | 0 | 0 | 0
Nuc | 0 | 0 | 0 | 0 | 1289 | 2165.92
PS | 0 | 0 | 0 | 0 | 0 | 0
PV | 0 | 0 | 0 | 0 | 0 | 0
PeakG | 0 | 0 | 0 | 0 | 0 | 0
PeakO | 1139.21 | 1183 | 1183 | 1183 | 1183 | 1183
ST | 0 | 0 | 0 | 0 | 0 | 0
STOG | 6237 | 6237 | 6237 | 6237 | 6237 | 6237
STWD | 0 | 0 | 0 | 0 | 0 | 0
WT | 0 | 0 | 0 | 0 | 0 | 0
IGCC | 0 | 0 | 0 | 0 | 0 | 0
DemandResponse | 0 | 0 | 0 | 0 | 0 | 0
IGCC-CCS | 0 | 0 | 0 | 0 | 0 | 0
WT_off | 0 | 0 | 0 | 0 | 468 | 468
PseudoUnit | 0 | 0 | 0 | 0 | 0 | 0
FixedInterchange | 0 | 0 | 0 | 0 | 0 | 0
Cumulative Retirements of Capacity by Reporting Type: NonRTO_Midwest
ReportingType | 2015 | 2020 | 2025 | 2030 | 2035 | 2040
BM | 0 | 0 | 0 | 0 | 0 | 0
CC | 0 | 0 | 0 | 0 | 0 | 0
CSP | 0 | 0 | 0 | 0 | 0 | 0
CT | 0 | 0 | 0 | 0 | 0 | 0
Coal | 1789.65 | 1789.65 | 1789.65 | 1789.65 | 1789.65 | 1789.65
Geo | 0 | 0 | 0 | 0 | 0 | 0
H | 0 | 0 | 0 | 0 | 0 | 0
LFG | 0 | 0 | 0 | 0 | 0 | 0
Nuc | 0 | 0 | 0 | 0 | 0 | 0
PS | 0 | 0 | 0 | 0 | 0 | 0
PV | 0 | 0 | 0 | 0 | 0 | 0
PeakG | 0 | 0 | 0 | 0 | 0 | 0
PeakO | 0 | 0 | 0 | 0 | 0 | 0
ST | 0 | 0 | 0 | 0 | 0 | 0
STOG | 0 | 0 | 0 | 0 | 0 | 0
STWD | 0 | 0 | 0 | 0 | 0 | 0
WT | 0 | 0 | 0 | 0 | 0 | 0
IGCC | 0 | 0 | 0 | 0 | 0 | 0
DemandResponse | 0 | 0 | 0 | 0 | 0 | 0
IGCC-CCS | 0 | 0 | 0 | 0 | 0 | 0
WT_off | 0 | 0 | 0 | 0 | 0 | 0
PseudoUnit | 0 | 0 | 0 | 0 | 0 | 0
FixedInterchange | 0 | 0 | 0 | 0 | 0 | 0
Cumulative Retirements of Capacity by Reporting Type: NYISO_A-F
ReportingType | 2015 | 2020 | 2025 | 2030 | 2035 | 2040
BM | 0 | 0 | 0 | 0 | 0 | 0
CC | 613.75 | 613.75 | 613.75 | 613.75 | 613.75 | 613.75
CSP | 0 | 0 | 0 | 0 | 0 | 0
CT | 0 | 0 | 0 | 0 | 0 | 0
Coal | 2251.9 | 2251.9 | 2251.9 | 2251.9 | 2251.9 | 2251.9
Geo | 0 | 0 | 0 | 0 | 0 | 0
H | 0 | 0 | 0 | 0 | 0 | 0
LFG | 0 | 0 | 0 | 0 | 0 | 0
Nuc | 0 | 0 | 0 | 621.2 | 1201.7 | 2053.9
PS | 0 | 0 | 0 | 0 | 0 | 0
PV | 0 | 0 | 0 | 0 | 0 | 0
PeakG | 0 | 0 | 0 | 0 | 0 | 0
PeakO | 0 | 0 | 0 | 0 | 0 | 0
ST | 0 | 0 | 0 | 0 | 0 | 0
STOG | 1701 | 1701 | 1701 | 1701 | 1701 | 1701
STWD | 0 | 0 | 0 | 0 | 0 | 0
WT | 0 | 0 | 0 | 0 | 0 | 0
IGCC | 0 | 0 | 0 | 0 | 0 | 0
DemandResponse | 0 | 0 | 0 | 0 | 0 | 0
IGCC-CCS | 0 | 0 | 0 | 0 | 0 | 0
WT_off | 0 | 0 | 0 | 0 | 0 | 0
PseudoUnit | 0 | 0 | 0 | 0 | 0 | 0
FixedInterchange | 0 | 0 | 0 | 0 | 0 | 0
Cumulative Retirements of Capacity by Reporting Type: NYISO_G-I
ReportingType | 2015 | 2020 | 2025 | 2030 | 2035 | 2040
BM | 0 | 0 | 0 | 0 | 0 | 0
CC | 0 | 0 | 0 | 0 | 0 | 0
CSP | 0 | 0 | 0 | 0 | 0 | 0
CT | 0 | 0 | 0 | 0 | 0 | 0
Coal | 368.2 | 368.2 | 368.2 | 368.2 | 368.2 | 368.2
Geo | 0 | 0 | 0 | 0 | 0 | 0
H | 0 | 0 | 0 | 0 | 0 | 0
LFG | 0 | 0 | 0 | 0 | 0 | 0
Nuc | 0 | 0 | 0 | 0 | 1019.6 | 2044.6
PS | 0 | 0 | 0 | 0 | 0 | 0
PV | 0 | 0 | 0 | 0 | 0 | 0
PeakG | 0 | 0 | 0 | 0 | 0 | 0
PeakO | 0 | 0 | 0 | 0 | 0 | 0
ST | 0 | 0 | 0 | 0 | 0 | 0
STOG | 2431 | 2431 | 2431 | 2431 | 2431 | 2431
STWD | 0 | 0 | 0 | 0 | 0 | 0
WT | 0 | 0 | 0 | 0 | 0 | 0
IGCC | 0 | 0 | 0 | 0 | 0 | 0
DemandResponse | 0 | 0 | 0 | 0 | 0 | 0
IGCC-CCS | 0 | 0 | 0 | 0 | 0 | 0
WT_off | 0 | 0 | 0 | 0 | 0 | 0
PseudoUnit | 0 | 0 | 0 | 0 | 0 | 0
FixedInterchange | 0 | 0 | 0 | 0 | 0 | 0
Cumulative Retirements of Capacity by Reporting Type: NYISO_J-K
ReportingType | 2015 | 2020 | 2025 | 2030 | 2035 | 2040
BM | 0 | 0 | 0 | 0 | 0 | 0
CC | 0 | 0 | 0 | 0 | 0 | 0
CSP | 0 | 0 | 0 | 0 | 0 | 0
CT | 0 | 0 | 0 | 0 | 0 | 0
Coal | 0 | 0 | 0 | 0 | 0 | 0
Geo | 0 | 0 | 0 | 0 | 0 | 0
H | 0 | 0 | 0 | 0 | 0 | 0
LFG | 0 | 0 | 0 | 0 | 0 | 0
Nuc | 0 | 0 | 0 | 0 | 0 | 0
PS | 0 | 0 | 0 | 0 | 0 | 0
PV | 0 | 0 | 0 | 0 | 32 | 32
PeakG | 0 | 0 | 0 | 0 | 0 | 0
PeakO | 0 | 0 | 0 | 0 | 0 | 0
ST | 0 | 0 | 0 | 0 | 0 | 0
STOG | 2546.55 | 2546.55 | 2546.55 | 2546.55 | 2546.55 | 2546.55
STWD | 0 | 0 | 0 | 0 | 0 | 0
WT | 0 | 0 | 0 | 0 | 0 | 0
IGCC | 0 | 0 | 0 | 0 | 0 | 0
DemandResponse | 0 | 0 | 0 | 0 | 0 | 0
IGCC-CCS | 0 | 0 | 0 | 0 | 0 | 0
WT_off | 0 | 0 | 0 | 0 | 0 | 0
PseudoUnit | 0 | 0 | 0 | 0 | 0 | 0
FixedInterchange | 0 | 0 | 0 | 0 | 0 | 0
Cumulative Retirements of Capacity by Reporting Type: PJM_E
ReportingType | 2015 | 2020 | 2025 | 2030 | 2035 | 2040
BM | 0 | 0 | 0 | 0 | 0 | 0
CC | 0 | 0 | 0 | 0 | 0 | 0
CSP | 0 | 0 | 0 | 0 | 0 | 0
CT | 0 | 0 | 0 | 0 | 0 | 0
Coal | 3285 | 3853 | 3853 | 3853 | 3853 | 3853
Geo | 0 | 0 | 0 | 0 | 0 | 0
H | 0 | 0 | 0 | 0 | 0 | 0
LFG | 0 | 0 | 0 | 0 | 0 | 0
Nuc | 0 | 614.5 | 614.5 | 614.5 | 2838.5 | 4012.5
PS | 0 | 0 | 0 | 0 | 0 | 0
PV | 0 | 0 | 0 | 0 | 0 | 0
PeakG | 268.5 | 268.5 | 268.5 | 268.5 | 268.5 | 268.5
PeakO | 2.7 | 2.7 | 2.7 | 2.7 | 2.7 | 2.7
ST | 0 | 0 | 0 | 0 | 0 | 0
STOG | 629.5 | 629.5 | 629.5 | 629.5 | 629.5 | 629.5
STWD | 0 | 0 | 0 | 0 | 0 | 0
WT | 0 | 0 | 0 | 0 | 0 | 0
IGCC | 0 | 0 | 0 | 0 | 0 | 0
DemandResponse | 0 | 0 | 0 | 0 | 0 | 0
IGCC-CCS | 0 | 0 | 0 | 0 | 0 | 0
WT_off | 0 | 0 | 0 | 0 | 0 | 0
PseudoUnit | 0 | 0 | 0 | 0 | 0 | 0
FixedInterchange | 0 | 0 | 0 | 0 | 0 | 0
Cumulative Retirements of Capacity by Reporting Type: PJM_ROM
ReportingType | 2015 | 2020 | 2025 | 2030 | 2035 | 2040
BM | 0 | 0 | 0 | 0 | 0 | 0
CC | 0 | 0 | 0 | 0 | 0 | 0
CSP | 0 | 0 | 0 | 0 | 0 | 0
CT | 0 | 0 | 0 | 0 | 0 | 0
Coal | 8669.5 | 8669.5 | 8669.5 | 8669.5 | 8669.5 | 8669.5
Geo | 0 | 0 | 0 | 0 | 0 | 0
H | 0 | 0 | 0 | 0 | 0 | 0
LFG | 0 | 0 | 0 | 0 | 0 | 0
Nuc | 0 | 0 | 0 | 0 | 1732 | 2631
PS | 0 | 0 | 0 | 0 | 0 | 0
PV | 0 | 0 | 0 | 0 | 0 | 0
PeakG | 0 | 0 | 0 | 0 | 0 | 0
PeakO | 270 | 270 | 270 | 270 | 270 | 270
ST | 0 | 0 | 0 | 0 | 0 | 0
STOG | 580 | 580 | 580 | 580 | 580 | 580
STWD | 0 | 0 | 0 | 0 | 0 | 0
WT | 0 | 0 | 0 | 0 | 0 | 0
IGCC | 0 | 0 | 0 | 0 | 0 | 0
DemandResponse | 0 | 0 | 0 | 0 | 0 | 0
IGCC-CCS | 0 | 0 | 0 | 0 | 0 | 0
WT_off | 0 | 0 | 0 | 0 | 0 | 0
PseudoUnit | 0 | 0 | 0 | 0 | 0 | 0
FixedInterchange | 0 | 0 | 0 | 0 | 0 | 0
Cumulative Retirements of Capacity by Reporting Type: PJM_ROR
ReportingType | 2015 | 2020 | 2025 | 2030 | 2035 | 2040
BM | 0 | 0 | 0 | 0 | 0 | 192
CC | 0 | 0 | 0 | 0 | 0 | 0
CSP | 0 | 0 | 0 | 0 | 0 | 0
CT | 0 | 0 | 0 | 0 | 0 | 0
Coal | 13902.59 | 23806.42 | 23806.42 | 23806.42 | 23806.42 | 23806.42
Geo | 0 | 0 | 0 | 0 | 0 | 0
H | 0 | 0 | 0 | 0 | 0 | 0
LFG | 0 | 0 | 0 | 0 | 0 | 0
Nuc | 0 | 0 | 0 | 867 | 5142 | 10025.16
PS | 0 | 0 | 0 | 0 | 0 | 0
PV | 0 | 0 | 0 | 0 | 0 | 0
PeakG | 0 | 0 | 0 | 0 | 0 | 0
PeakO | 19 | 19 | 19 | 19 | 19 | 19
ST | 0 | 0 | 0 | 0 | 0 | 0
STOG | 0 | 0 | 0 | 0 | 0 | 0
STWD | 0 | 0 | 0 | 0 | 0 | 0
WT | 0 | 0 | 0 | 0 | 0 | 0
IGCC | 0 | 0 | 0 | 0 | 0 | 0
DemandResponse | 0 | 0 | 0 | 0 | 0 | 0
IGCC-CCS | 0 | 0 | 0 | 0 | 0 | 0
WT_off | 0 | 0 | 0 | 0 | 0 | 0
PseudoUnit | 0 | 0 | 0 | 0 | 0 | 0
FixedInterchange | 0 | 0 | 0 | 0 | 0 | 0
Cumulative Retirements of Capacity by Reporting Type: SOCO
ReportingType | 2015 | 2020 | 2025 | 2030 | 2035 | 2040
BM | 0 | 0 | 0 | 0 | 0 | 0
CC | 0 | 0 | 0 | 0 | 0 | 0
CSP | 0 | 0 | 0 | 0 | 0 | 0
CT | 0 | 0 | 0 | 0 | 0 | 0
Coal | 9914.64 | 10306.46 | 10306.46 | 10306.46 | 10306.46 | 10306.46
Geo | 0 | 0 | 0 | 0 | 0 | 0
H | 0 | 0 | 0 | 0 | 0 | 0
LFG | 0 | 0 | 0 | 0 | 0 | 0
Nuc | 0 | 0 | 0 | 0 | 0 | 2645.05
PS | 0 | 0 | 0 | 0 | 0 | 0
PV | 0 | 0 | 0 | 0 | 0 | 0
PeakG | 0 | 0 | 0 | 0 | 0 | 0
PeakO | 1139 | 1139 | 1139 | 1139 | 1139 | 1139
ST | 0 | 0 | 0 | 0 | 0 | 0
STOG | 854 | 854 | 854 | 854 | 854 | 854
STWD | 0 | 0 | 0 | 0 | 0 | 0
WT | 0 | 0 | 0 | 0 | 0 | 0
IGCC | 0 | 0 | 0 | 0 | 0 | 0
DemandResponse | 0 | 0 | 0 | 0 | 0 | 0
IGCC-CCS | 0 | 0 | 0 | 0 | 0 | 0
WT_off | 0 | 0 | 0 | 0 | 0 | 0
PseudoUnit | 0 | 0 | 0 | 0 | 0 | 0
FixedInterchange | 0 | 0 | 0 | 0 | 0 | 0
Cumulative Retirements of Capacity by Reporting Type: SPP_N
ReportingType | 2015 | 2020 | 2025 | 2030 | 2035 | 2040
BM | 0 | 0 | 0 | 0 | 0 | 0
CC | 0 | 0 | 0 | 0 | 0 | 0
CSP | 0 | 0 | 0 | 0 | 0 | 0
CT | 0 | 0 | 0 | 0 | 0 | 0
Coal | 334 | 1032.46 | 2116.5 | 3281.5 | 3281.5 | 3281.5
Geo | 0 | 0 | 0 | 0 | 0 | 0
H | 0 | 0 | 0 | 0 | 0 | 0
LFG | 0 | 0 | 0 | 0 | 0 | 0
Nuc | 0 | 0 | 0 | 0 | 0 | 0
PS | 0 | 0 | 0 | 0 | 0 | 0
PV | 0 | 0 | 0 | 0 | 0 | 0
PeakG | 0 | 0 | 0 | 0 | 0 | 0
PeakO | 0 | 0 | 0 | 0 | 0 | 0
ST | 0 | 0 | 0 | 0 | 0 | 0
STOG | 733.45 | 733.45 | 733.45 | 733.45 | 733.45 | 733.45
STWD | 0 | 0 | 0 | 0 | 0 | 0
WT | 0 | 0 | 0 | 0 | 0 | 0
IGCC | 0 | 0 | 0 | 0 | 0 | 0
DemandResponse | 0 | 0 | 0 | 0 | 0 | 0
IGCC-CCS | 0 | 0 | 0 | 0 | 0 | 0
WT_off | 0 | 0 | 0 | 0 | 0 | 0
PseudoUnit | 0 | 0 | 0 | 0 | 0 | 0
FixedInterchange | 0 | 0 | 0 | 0 | 0 | 0
Cumulative Retirements of Capacity by Reporting Type: SPP_S
ReportingType | 2015 | 2020 | 2025 | 2030 | 2035 | 2040
BM | 0 | 0 | 0 | 0 | 0 | 0
CC | 0 | 0 | 0 | 0 | 0 | 0
CSP | 0 | 0 | 0 | 0 | 0 | 0
CT | 0 | 0 | 0 | 0 | 0 | 0
Coal | 1149.28 | 2497.14 | 8779.86 | 9704.26 | 9704.26 | 9704.26
Geo | 0 | 0 | 0 | 0 | 0 | 0
H | 0 | 0 | 0 | 0 | 0 | 0
LFG | 0 | 0 | 0 | 0 | 0 | 0
Nuc | 0 | 0 | 0 | 0 | 0 | 0
PS | 0 | 0 | 0 | 0 | 0 | 0
PV | 0 | 0 | 0 | 0 | 0 | 0
PeakG | 0 | 0 | 0 | 0 | 0 | 0
PeakO | 0 | 0 | 0 | 0 | 0 | 0
ST | 0 | 0 | 0 | 0 | 0 | 0
STOG | 361.76 | 361.76 | 361.76 | 361.76 | 361.76 | 361.76
STWD | 0 | 0 | 0 | 0 | 0 | 0
WT | 0 | 0 | 0 | 0 | 0 | 0
IGCC | 0 | 0 | 0 | 0 | 0 | 0
DemandResponse | 0 | 0 | 0 | 0 | 0 | 0
IGCC-CCS | 0 | 0 | 0 | 0 | 0 | 0
WT_off | 0 | 0 | 0 | 0 | 0 | 0
PseudoUnit | 0 | 0 | 0 | 0 | 0 | 0
FixedInterchange | 0 | 0 | 0 | 0 | 0 | 0
Cumulative Retirements of Capacity by Reporting Type: TVA
ReportingType | 2015 | 2020 | 2025 | 2030 | 2035 | 2040
BM | 0 | 0 | 0 | 0 | 0 | 0
CC | 0 | 0 | 0 | 0 | 0 | 0
CSP | 0 | 0 | 0 | 0 | 0 | 0
CT | 0 | 0 | 0 | 0 | 0 | 0
Coal | 3610.97 | 4351.97 | 4351.97 | 4351.97 | 4351.97 | 4351.97
Geo | 0 | 0 | 0 | 0 | 0 | 0
H | 0 | 0 | 0 | 0 | 0 | 0
LFG | 0 | 0 | 0 | 0 | 0 | 0
Nuc | 0 | 0 | 0 | 0 | 2512.33 | 3791
PS | 0 | 0 | 0 | 0 | 0 | 0
PV | 0 | 0 | 0 | 0 | 0 | 0
PeakG | 0 | 0 | 0 | 0 | 0 | 0
PeakO | 0 | 0 | 0 | 0 | 0 | 0
ST | 0 | 0 | 0 | 0 | 0 | 0
STOG | 0 | 0 | 0 | 0 | 0 | 0
STWD | 0 | 0 | 0 | 0 | 0 | 0
WT | 0 | 0 | 0 | 0 | 0 | 0
IGCC | 0 | 0 | 0 | 0 | 0 | 0
DemandResponse | 0 | 0 | 0 | 0 | 0 | 0
IGCC-CCS | 0 | 0 | 0 | 0 | 0 | 0
WT_off | 0 | 0 | 0 | 0 | 0 | 0
PseudoUnit | 0 | 0 | 0 | 0 | 0 | 0
FixedInterchange | 0 | 0 | 0 | 0 | 0 | 0
Cumulative Retirements of Capacity by Reporting Type: TVA_Transmission
ReportingType | 2015 | 2020 | 2025 | 2030 | 2035 | 2040
BM | 0 | 0 | 0 | 0 | 0 | 0
CC | 0 | 0 | 0 | 0 | 0 | 0
CSP | 0 | 0 | 0 | 0 | 0 | 0
CT | 0 | 0 | 0 | 0 | 0 | 0
Coal | 0 | 0 | 0 | 0 | 0 | 0
Geo | 0 | 0 | 0 | 0 | 0 | 0
H | 0 | 0 | 0 | 0 | 0 | 0
LFG | 0 | 0 | 0 | 0 | 0 | 0
Nuc | 0 | 0 | 0 | 0 | 0 | 0
PS | 0 | 0 | 0 | 0 | 0 | 0
PV | 0 | 0 | 0 | 0 | 0 | 0
PeakG | 0 | 0 | 0 | 0 | 0 | 0
PeakO | 0 | 0 | 0 | 0 | 0 | 0
ST | 0 | 0 | 0 | 0 | 0 | 0
STOG | 0 | 0 | 0 | 0 | 0 | 0
STWD | 0 | 0 | 0 | 0 | 0 | 0
WT | 0 | 0 | 0 | 0 | 0 | 0
IGCC | 0 | 0 | 0 | 0 | 0 | 0
DemandResponse | 0 | 0 | 0 | 0 | 0 | 0
IGCC-CCS | 0 | 0 | 0 | 0 | 0 | 0
WT_off | 0 | 0 | 0 | 0 | 0 | 0
PseudoUnit | 0 | 0 | 0 | 0 | 0 | 0
FixedInterchange | 0 | 0 | 0 | 0 | 0 | 0
Cumulative Retirements of Capacity by Reporting Type: VACAR
ReportingType | 2015 | 2020 | 2025 | 2030 | 2035 | 2040
BM | 0 | 0 | 0 | 0 | 0 | 0
CC | 0 | 0 | 0 | 0 | 0 | 0
CSP | 0 | 0 | 0 | 0 | 0 | 0
CT | 0 | 0 | 0 | 0 | 0 | 0
Coal | 4090 | 6268 | 6268 | 6268 | 6268 | 6268
Geo | 0 | 0 | 0 | 0 | 0 | 0
H | 0 | 0 | 0 | 0 | 0 | 0
LFG | 0 | 0 | 0 | 0 | 0 | 0
Nuc | 0 | 0 | 0 | 0 | 3248 | 5106
PS | 0 | 0 | 0 | 0 | 0 | 0
PV | 0 | 0 | 0 | 0 | 0 | 0
PeakG | 0 | 0 | 0 | 0 | 0 | 0
PeakO | 0 | 0 | 0 | 0 | 0 | 0
ST | 0 | 0 | 0 | 0 | 0 | 0
STOG | 0 | 0 | 0 | 0 | 0 | 0
STWD | 0 | 0 | 0 | 0 | 0 | 0
WT | 0 | 0 | 0 | 0 | 0 | 0
IGCC | 0 | 0 | 0 | 0 | 0 | 0
DemandResponse | 0 | 0 | 0 | 0 | 0 | 0
IGCC-CCS | 0 | 0 | 0 | 0 | 0 | 0
WT_off | 0 | 0 | 0 | 0 | 0 | 0
PseudoUnit | 0 | 0 | 0 | 0 | 0 | 0
FixedInterchange | 0 | 0 | 0 | 0 | 0 | 0
Cumulative Retirements of Capacity by Reporting Type: IESO
ReportingType | 2015 | 2020 | 2025 | 2030 | 2035 | 2040
BM | 0 | 0 | 0 | 0 | 0 | 0
CC | 2629.02 | 2629.02 | 2629.02 | 2629.02 | 2629.02 | 2629.02
CSP | 0 | 0 | 0 | 0 | 0 | 0
CT | 0 | 0 | 0 | 0 | 0 | 0
Coal | 6416 | 6416 | 6416 | 6416 | 6416 | 6416
Geo | 0 | 0 | 0 | 0 | 0 | 0
H | 0 | 0 | 0 | 0 | 0 | 0
LFG | 0 | 0 | 0 | 0 | 0 | 0
Nuc | 0 | 0 | 0 | 0 | 1030 | 2570
PS | 0 | 0 | 0 | 0 | 0 | 0
PV | 0 | 0 | 0 | 0 | 1067.26 | 1067.26
PeakG | 0 | 0 | 0 | 0 | 0 | 0
PeakO | 145.65 | 145.65 | 145.65 | 145.65 | 145.65 | 145.65
ST | 0 | 0 | 0 | 0 | 0 | 0
STOG | 2126 | 2126 | 2126 | 2126 | 2126 | 2126
STWD | 139 | 139 | 139 | 139 | 139 | 139
WT | 0 | 0 | 0 | 0 | 2105.9 | 2105.9
IGCC | 0 | 0 | 0 | 0 | 0 | 0
DemandResponse | 0 | 0 | 0 | 0 | 0 | 0
IGCC-CCS | 0 | 0 | 0 | 0 | 0 | 0
WT_off | 0 | 0 | 0 | 0 | 0 | 0
PseudoUnit | 0 | 0 | 0 | 0 | 0 | 0
FixedInterchange | 0 | 0 | 0 | 0 | 0 | 0
Cumulative Retirements of Capacity by Reporting Type: MAPP_CA
ReportingType | 2015 | 2020 | 2025 | 2030 | 2035 | 2040
BM | 0 | 0 | 0 | 0 | 0 | 0
CC | 0 | 0 | 0 | 523.68 | 523.68 | 523.68
CSP | 0 | 0 | 0 | 0 | 0 | 0
CT | 0 | 0 | 0 | 0 | 0 | 0
Coal | 75.01 | 440.12 | 1710.9 | 1745.9 | 1745.9 | 1745.9
Geo | 0 | 0 | 0 | 0 | 0 | 0
H | 0 | 0 | 0 | 0 | 0 | 0
LFG | 0 | 0 | 0 | 0 | 0 | 0
Nuc | 0 | 0 | 0 | 0 | 0 | 0
PS | 0 | 0 | 0 | 0 | 0 | 0
PV | 0 | 0 | 0 | 0 | 0 | 0
PeakG | 0 | 0 | 0 | 0 | 0 | 0
PeakO | 0 | 0 | 0 | 4 | 4 | 4
ST | 0 | 0 | 0 | 0 | 0 | 0
STOG | 0 | 0 | 0 | 126 | 126 | 126
STWD | 0 | 0 | 0 | 0 | 0 | 0
WT | 0 | 0 | 0 | 0 | 0 | 0
IGCC | 0 | 0 | 0 | 0 | 0 | 0
DemandResponse | 0 | 0 | 0 | 0 | 0 | 0
IGCC-CCS | 0 | 0 | 0 | 0 | 0 | 0
WT_off | 0 | 0 | 0 | 0 | 0 | 0
PseudoUnit | 0 | 0 | 0 | 0 | 0 | 0
FixedInterchange | 0 | 0 | 0 | 0 | 0 | 0
Cumulative Retirements of Capacity by Reporting Type: AZ_NM_SNV_Coal
ReportingType | 2015 | 2020 | 2025 | 2030 | 2035 | 2040
BM | 0 | 0 | 0 | 0 | 0 | 0
CC | 0 | 0 | 0 | 0 | 0 | 0
CSP | 0 | 0 | 0 | 0 | 0 | 0
CT | 0 | 0 | 0 | 0 | 0 | 0
Coal | 0 | 0 | 0 | 0 | 0 | 0
Geo | 0 | 0 | 0 | 0 | 0 | 0
H | 0 | 0 | 0 | 0 | 0 | 0
LFG | 0 | 0 | 0 | 0 | 0 | 0
Nuc | 0 | 0 | 0 | 0 | 0 | 0
PS | 0 | 0 | 0 | 0 | 0 | 0
PV | 0 | 0 | 0 | 0 | 0 | 0
PeakG | 0 | 0 | 0 | 0 | 0 | 0
PeakO | 200 | 200 | 200 | 200 | 200 | 200
ST | 0 | 0 | 0 | 0 | 0 | 0
STOG | 0 | 0 | 0 | 0 | 0 | 0
STWD | 0 | 0 | 0 | 0 | 0 | 0
WT | 0 | 0 | 0 | 0 | 0 | 0
IGCC | 0 | 0 | 0 | 0 | 0 | 0
DemandResponse | 0 | 0 | 0 | 0 | 0 | 0
IGCC-CCS | 0 | 0 | 0 | 0 | 0 | 0
WT_off | 0 | 0 | 0 | 0 | 0 | 0
PseudoUnit | 0 | 0 | 0 | 0 | 0 | 0
FixedInterchange | 0 | 0 | 0 | 0 | 0 | 0
Cumulative Retirements of Capacity by Reporting Type: AZ_NM_SNV_Gas
ReportingType | 2015 | 2020 | 2025 | 2030 | 2035 | 2040
BM | 0 | 0 | 0 | 0 | 0 | 0
CC | 1095 | 1095 | 1095 | 1095 | 1095 | 1095
CSP | 0 | 0 | 0 | 0 | 0 | 0
CT | 0 | 0 | 0 | 0 | 736 | 736
Coal | 0 | 0 | 0 | 0 | 0 | 0
Geo | 0 | 0 | 0 | 0 | 0 | 0
H | 0 | 0 | 0 | 0 | 0 | 0
LFG | 0 | 0 | 0 | 0 | 0 | 0
Nuc | 0 | 0 | 0 | 0 | 0 | 0
PS | 0 | 0 | 0 | 0 | 0 | 0
PV | 0 | 0 | 0 | 0 | 0 | 0
PeakG | 1478.87 | 1478.87 | 1478.87 | 1478.87 | 1478.87 | 3660
PeakO | 0 | 0 | 0 | 0 | 0 | 0
ST | 0 | 0 | 0 | 0 | 0 | 0
STOG | 2064 | 2064 | 2064 | 2064 | 2064 | 2064
STWD | 0 | 0 | 0 | 0 | 0 | 0
WT | 0 | 0 | 0 | 0 | 0 | 0
IGCC | 0 | 0 | 0 | 0 | 0 | 0
DemandResponse | 0 | 0 | 0 | 0 | 0 | 0
IGCC-CCS | 0 | 0 | 0 | 0 | 0 | 0
WT_off | 0 | 0 | 0 | 0 | 0 | 0
PseudoUnit | 0 | 0 | 0 | 0 | 0 | 0
FixedInterchange | 0 | 0 | 0 | 0 | 0 | 0
Cumulative Retirements of Capacity by Reporting Type: AZ_NM_SNV_NucRenew
ReportingType | 2015 | 2020 | 2025 | 2030 | 2035 | 2040
BM | 0 | 0 | 0 | 0 | 0 | 0
CC | 0 | 0 | 0 | 0 | 0 | 0
CSP | 65 | 65 | 65 | 65 | 65 | 65
CT | 0 | 0 | 0 | 0 | 0 | 0
Coal | 0 | 0 | 0 | 0 | 0 | 0
Geo | 0 | 0 | 0 | 0 | 0 | 0
H | 0 | 0 | 0 | 0 | 0 | 0
LFG | 0 | 0 | 0 | 0 | 0 | 0
Nuc | 0 | 0 | 0 | 0 | 0 | 0
PS | 0 | 0 | 0 | 0 | 0 | 0
PV | 0 | 0 | 0 | 0 | 0 | 0
PeakG | 0 | 0 | 0 | 0 | 0 | 0
PeakO | 0 | 0 | 0 | 0 | 0 | 0
ST | 0 | 0 | 0 | 0 | 0 | 0
STOG | 0 | 0 | 0 | 0 | 0 | 0
STWD | 0 | 0 | 0 | 0 | 0 | 0
WT | 0 | 0 | 0 | 0 | 0 | 0
IGCC | 0 | 0 | 0 | 0 | 0 | 0
DemandResponse | 0 | 0 | 0 | 0 | 0 | 0
IGCC-CCS | 0 | 0 | 0 | 0 | 0 | 0
WT_off | 0 | 0 | 0 | 0 | 0 | 0
PseudoUnit | 0 | 0 | 0 | 0 | 0 | 0
FixedInterchange | 0 | 0 | 0 | 0 | 0 | 0
Cumulative Retirements of Capacity by Reporting Type: ERCOT
ReportingType | 2015 | 2020 | 2025 | 2030 | 2035 | 2040
BM | 0 | 0 | 0 | 0 | 0 | 0
CC | 0 | 0 | 0 | 0 | 0 | 0
CSP | 0 | 0 | 0 | 0 | 0 | 0
CT | 0 | 0 | 0 | 0 | 0 | 0
Coal | 1144 | 1144 | 1144 | 1144 | 1144 | 1144
Geo | 0 | 0 | 0 | 0 | 0 | 0
H | 0 | 0 | 0 | 0 | 0 | 0
LFG | 0 | 0 | 0 | 0 | 0 | 0
Nuc | 0 | 0 | 0 | 0 | 0 | 0
PS | 0 | 0 | 0 | 0 | 0 | 0
PV | 0 | 0 | 0 | 0 | 14 | 14
PeakG | 0 | 0 | 0 | 0 | 0 | 0
PeakO | 0 | 0 | 0 | 0 | 0 | 0
ST | 0 | 0 | 0 | 0 | 0 | 0
STOG | 1713.29 | 1713.29 | 1713.29 | 1713.29 | 1713.29 | 1713.29
STWD | 0 | 0 | 0 | 0 | 0 | 0
WT | 0 | 0 | 0 | 0 | 0 | 0
IGCC | 0 | 0 | 0 | 0 | 0 | 0
DemandResponse | 0 | 0 | 0 | 0 | 0 | 0
IGCC-CCS | 0 | 0 | 0 | 0 | 0 | 0
WT_off | 0 | 0 | 0 | 0 | 0 | 0
PseudoUnit | 0 | 0 | 0 | 0 | 0 | 0
FixedInterchange | 0 | 0 | 0 | 0 | 0 | 0
Cumulative Retirements of Capacity by Reporting Type: NP15
ReportingType | 2015 | 2020 | 2025 | 2030 | 2035 | 2040
BM | 0 | 0 | 0 | 0 | 0 | 0
CC | 0 | 0 | 0 | 0 | 0 | 0
CSP | 0 | 0 | 0 | 0 | 0 | 0
CT | 0 | 0 | 0 | 0 | 0 | 0
Coal | 163.7 | 191.9 | 191.9 | 191.9 | 191.9 | 191.9
Geo | 0 | 0 | 0 | 0 | 0 | 0
H | 0 | 0 | 0 | 0 | 0 | 0
LFG | 0 | 0 | 0 | 0 | 0 | 0
Nuc | 0 | 0 | 0 | 0 | 0 | 0
PS | 0 | 0 | 0 | 0 | 0 | 0
PV | 0 | 0 | 0 | 0 | 6.5 | 6.5
PeakG | 0 | 0 | 0 | 0 | 0 | 0
PeakO | 156 | 156 | 156 | 156 | 156 | 156
ST | 0 | 0 | 0 | 0 | 0 | 0
STOG | 1046.4 | 1046.4 | 1046.4 | 1046.4 | 1046.4 | 1046.4
STWD | 0 | 0 | 0 | 0 | 0 | 0
WT | 0 | 0 | 0 | 0 | 0 | 0
IGCC | 0 | 0 | 0 | 0 | 0 | 0
DemandResponse | 0 | 0 | 0 | 0 | 0 | 0
IGCC-CCS | 0 | 0 | 0 | 0 | 0 | 0
WT_off | 0 | 0 | 0 | 0 | 0 | 0
PseudoUnit | 0 | 0 | 0 | 0 | 0 | 0
FixedInterchange | 0 | 0 | 0 | 0 | 0 | 0
Cumulative Retirements of Capacity by Reporting Type: NWPP_Coal
ReportingType | 2015 | 2020 | 2025 | 2030 | 2035 | 2040
BM | 0 | 0 | 0 | 0 | 0 | 0
CC | 0 | 0 | 0 | 0 | 0 | 0
CSP | 0 | 0 | 0 | 0 | 0 | 0
CT | 0 | 0 | 0 | 0 | 0 | 0
Coal | 685.88 | 685.88 | 685.88 | 685.88 | 685.88 | 685.88
Geo | 0 | 0 | 0 | 0 | 0 | 0
H | 0 | 0 | 0 | 0 | 0 | 0
LFG | 0 | 0 | 0 | 0 | 0 | 0
Nuc | 0 | 0 | 0 | 0 | 0 | 0
PS | 0 | 0 | 0 | 0 | 0 | 0
PV | 0 | 0 | 0 | 0 | 0 | 0
PeakG | 0 | 0 | 0 | 0 | 0 | 0
PeakO | 183 | 183 | 183 | 183 | 183 | 183
ST | 0 | 0 | 0 | 0 | 0 | 0
STOG | 0 | 0 | 0 | 0 | 0 | 0
STWD | 0 | 0 | 0 | 0 | 0 | 0
WT | 0 | 0 | 0 | 0 | 0 | 0
IGCC | 0 | 0 | 0 | 0 | 0 | 0
DemandResponse | 0 | 0 | 0 | 0 | 0 | 0
IGCC-CCS | 0 | 0 | 0 | 0 | 0 | 0
WT_off | 0 | 0 | 0 | 0 | 0 | 0
PseudoUnit | 0 | 0 | 0 | 0 | 0 | 0
FixedInterchange | 0 | 0 | 0 | 0 | 0 | 0
Cumulative Retirements of Capacity by Reporting Type: NWPP_Gas
ReportingType | 2015 | 2020 | 2025 | 2030 | 2035 | 2040
BM | 0 | 0 | 0 | 0 | 0 | 0
CC | 1678 | 1678 | 1678 | 1678 | 1678 | 1678
CSP | 0 | 0 | 0 | 0 | 0 | 0
CT | 0 | 0 | 0 | 0 | 150 | 150
Coal | 0 | 0 | 0 | 0 | 0 | 0
Geo | 0 | 0 | 0 | 0 | 0 | 0
H | 0 | 0 | 0 | 0 | 0 | 0
LFG | 0 | 0 | 0 | 0 | 0 | 0
Nuc | 0 | 0 | 0 | 0 | 0 | 0
PS | 0 | 0 | 0 | 0 | 0 | 0
PV | 0 | 0 | 0 | 0 | 0 | 0
PeakG | 2623 | 2623 | 2623 | 2623 | 2623 | 2623
PeakO | 0 | 0 | 0 | 0 | 0 | 0
ST | 0 | 0 | 0 | 0 | 0 | 0
STOG | 786 | 786 | 786 | 786 | 786 | 786
STWD | 0 | 0 | 0 | 0 | 0 | 0
WT | 0 | 0 | 0 | 0 | 0 | 0
IGCC | 0 | 0 | 0 | 0 | 0 | 0
DemandResponse | 0 | 0 | 0 | 0 | 0 | 0
IGCC-CCS | 0 | 0 | 0 | 0 | 0 | 0
WT_off | 0 | 0 | 0 | 0 | 0 | 0
PseudoUnit | 0 | 0 | 0 | 0 | 0 | 0
FixedInterchange | 0 | 0 | 0 | 0 | 0 | 0
Cumulative Retirements of Capacity by Reporting Type: NWPP_NucRenew
ReportingType | 2015 | 2020 | 2025 | 2030 | 2035 | 2040
BM | 0 | 0 | 0 | 0 | 0 | 0
CC | 0 | 0 | 0 | 0 | 0 | 0
CSP | 0 | 0 | 0 | 0 | 0 | 0
CT | 0 | 0 | 0 | 0 | 0 | 0
Coal | 0 | 0 | 0 | 0 | 0 | 0
Geo | 4.8 | 4.8 | 4.8 | 4.8 | 4.8 | 4.8
H | 0 | 0 | 0 | 0 | 0 | 0
LFG | 0 | 0 | 0 | 0 | 0 | 0
Nuc | 0 | 0 | 0 | 0 | 0 | 0
PS | 0 | 0 | 0 | 0 | 0 | 0
PV | 0 | 0 | 0 | 0 | 0 | 0
PeakG | 0 | 0 | 0 | 0 | 0 | 0
PeakO | 0 | 0 | 0 | 0 | 0 | 0
ST | 0 | 0 | 0 | 0 | 0 | 0
STOG | 0 | 0 | 0 | 0 | 0 | 0
STWD | 181.91 | 181.91 | 181.91 | 181.91 | 181.91 | 181.91
WT | 0 | 0 | 0 | 0 | 0 | 0
IGCC | 0 | 0 | 0 | 0 | 0 | 0
DemandResponse | 0 | 0 | 0 | 0 | 0 | 0
IGCC-CCS | 0 | 0 | 0 | 0 | 0 | 0
WT_off | 0 | 0 | 0 | 0 | 0 | 0
PseudoUnit | 0 | 0 | 0 | 0 | 0 | 0
FixedInterchange | 0 | 0 | 0 | 0 | 0 | 0
Cumulative Retirements of Capacity by Reporting Type: RMPA
ReportingType | 2015 | 2020 | 2025 | 2030 | 2035 | 2040
BM | 0 | 0 | 0 | 0 | 0 | 0
CC | 0 | 0 | 0 | 0 | 0 | 0
CSP | 1 | 1 | 1 | 1 | 1 | 1
CT | 0 | 0 | 0 | 0 | 91.71 | 91.71
Coal | 480 | 650.5 | 1102.62 | 1102.62 | 1102.62 | 1249.5
Geo | 0 | 0 | 0 | 0 | 0 | 0
H | 0 | 0 | 0 | 0 | 0 | 0
LFG | 0 | 0 | 0 | 0 | 0 | 0
Nuc | 0 | 0 | 0 | 0 | 0 | 0
PS | 0 | 0 | 0 | 0 | 0 | 0
PV | 0 | 0 | 0 | 0 | 0 | 0
PeakG | 0 | 0 | 0 | 0 | 0 | 0
PeakO | 0 | 0 | 0 | 0 | 0 | 0
ST | 0 | 0 | 0 | 0 | 0 | 0
STOG | 217 | 217 | 217 | 217 | 217 | 217
STWD | 0 | 0 | 0 | 0 | 0 | 0
WT | 0 | 0 | 0 | 0 | 0 | 0
IGCC | 0 | 0 | 0 | 0 | 0 | 0
DemandResponse | 0 | 0 | 0 | 0 | 0 | 0
IGCC-CCS | 0 | 0 | 0 | 0 | 0 | 0
WT_off | 0 | 0 | 0 | 0 | 0 | 0
PseudoUnit | 0 | 0 | 0 | 0 | 0 | 0
FixedInterchange | 0 | 0 | 0 | 0 | 0 | 0
Cumulative Retirements of Capacity by Reporting Type: SP15
ReportingType | 2015 | 2020 | 2025 | 2030 | 2035 | 2040
BM | 0 | 0 | 0 | 0 | 0 | 0
CC | 0 | 0 | 0 | 0 | 0 | 0
CSP | 409 | 409 | 409 | 409 | 409 | 409
CT | 0 | 0 | 0 | 0 | 0 | 0
Coal | 141.5 | 141.5 | 141.5 | 141.5 | 242.7 | 242.7
Geo | 0 | 0 | 0 | 0 | 0 | 0
H | 0 | 0 | 0 | 0 | 0 | 0
LFG | 0 | 0 | 0 | 0 | 0 | 0
Nuc | 0 | 0 | 0 | 0 | 0 | 0
PS | 0 | 0 | 0 | 0 | 0 | 0
PV | 0 | 0 | 0 | 0 | 3.8 | 3.8
PeakG | 44 | 44 | 44 | 44 | 44 | 44
PeakO | 15 | 15 | 15 | 15 | 15 | 15
ST | 0 | 0 | 0 | 0 | 0 | 0
STOG | 958 | 958 | 958 | 958 | 958 | 958
STWD | 0 | 0 | 0 | 0 | 0 | 0
WT | 126.2 | 126.2 | 126.2 | 126.2 | 126.2 | 126.2
IGCC | 0 | 0 | 0 | 0 | 0 | 0
DemandResponse | 0 | 0 | 0 | 0 | 0 | 0
IGCC-CCS | 0 | 0 | 0 | 0 | 0 | 0
WT_off | 0 | 0 | 0 | 0 | 0 | 0
PseudoUnit | 0 | 0 | 0 | 0 | 0 | 0
FixedInterchange | 0 | 0 | 0 | 0 | 0 | 0
Cumulative Retirements of Capacity by Reporting Type: ALB
ReportingType | 2015 | 2020 | 2025 | 2030 | 2035 | 2040
BM | 0 | 0 | 0 | 0 | 0 | 0
CC | 0 | 0 | 0 | 0 | 200.07 | 200.07
CSP | 0 | 0 | 0 | 0 | 0 | 0
CT | 0 | 0 | 0 | 0 | 201.5 | 201.5
Coal | 0 | 0 | 0 | 0 | 0 | 0
Geo | 0 | 0 | 0 | 0 | 0 | 0
H | 0 | 0 | 0 | 0 | 0 | 0
LFG | 0 | 0 | 0 | 0 | 0 | 0
Nuc | 0 | 0 | 0 | 0 | 0 | 0
PS | 0 | 0 | 0 | 0 | 0 | 0
PV | 0 | 0 | 0 | 0 | 0 | 0
PeakG | 880.29 | 914.85 | 914.85 | 914.85 | 914.85 | 914.85
PeakO | 6 | 6 | 6 | 6 | 6 | 6
ST | 0 | 0 | 0 | 0 | 0 | 0
STOG | 186 | 186 | 186 | 186 | 186 | 186
STWD | 174 | 174 | 174 | 174 | 174 | 174
WT | 0 | 0 | 0 | 0 | 0 | 0
IGCC | 0 | 0 | 0 | 0 | 0 | 0
DemandResponse | 0 | 0 | 0 | 0 | 0 | 0
IGCC-CCS | 0 | 0 | 0 | 0 | 0 | 0
WT_off | 0 | 0 | 0 | 0 | 0 | 0
PseudoUnit | 0 | 0 | 0 | 0 | 0 | 0
FixedInterchange | 0 | 0 | 0 | 0 | 0 | 0
Cumulative Retirements of Capacity by Reporting Type: BC
ReportingType | 2015 | 2020 | 2025 | 2030 | 2035 | 2040
BM | 0 | 0 | 0 | 0 | 0 | 0
CC | 0 | 0 | 0 | 0 | 0 | 0
CSP | 0 | 0 | 0 | 0 | 0 | 0
CT | 0 | 0 | 0 | 0 | 0 | 0
Coal | 0 | 0 | 0 | 0 | 0 | 0
Geo | 0 | 0 | 0 | 0 | 0 | 0
H | 0 | 0 | 0 | 0 | 0 | 0
LFG | 0 | 0 | 0 | 0 | 0 | 0
Nuc | 0 | 0 | 0 | 0 | 0 | 0
PS | 0 | 0 | 0 | 0 | 0 | 0
PV | 0 | 0 | 0 | 0 | 0 | 0
PeakG | 0 | 0 | 0 | 0 | 0 | 0
PeakO | 0 | 0 | 0 | 0 | 0 | 0
ST | 0 | 0 | 0 | 0 | 0 | 0
STOG | 938 | 938 | 938 | 938 | 938 | 938
STWD | 0 | 0 | 0 | 0 | 0 | 0
WT | 0 | 0 | 0 | 0 | 0 | 0
IGCC | 0 | 0 | 0 | 0 | 0 | 0
DemandResponse | 0 | 0 | 0 | 0 | 0 | 0
IGCC-CCS | 0 | 0 | 0 | 0 | 0 | 0
WT_off | 0 | 0 | 0 | 0 | 0 | 0
PseudoUnit | 0 | 0 | 0 | 0 | 0 | 0
FixedInterchange | 0 | 0 | 0 | 0 | 0 | 0
Cumulative Retirements of Capacity by Reporting Type: HQ_IESO
ReportingType | 2015 | 2020 | 2025 | 2030 | 2035 | 2040
BM | 0 | 0 | 0 | 0 | 0 | 0
CC | 0 | 0 | 0 | 0 | 0 | 0
CSP | 0 | 0 | 0 | 0 | 0 | 0
CT | 0 | 0 | 0 | 0 | 0 | 0
Coal | 0 | 0 | 0 | 0 | 0 | 0
Geo | 0 | 0 | 0 | 0 | 0 | 0
H | 0 | 0 | 0 | 0 | 0 | 0
LFG | 0 | 0 | 0 | 0 | 0 | 0
Nuc | 0 | 0 | 0 | 0 | 0 | 0
PS | 0 | 0 | 0 | 0 | 0 | 0
PV | 0 | 0 | 0 | 0 | 0 | 0
PeakG | 0 | 0 | 0 | 0 | 0 | 0
PeakO | 0 | 0 | 0 | 0 | 0 | 0
ST | 0 | 0 | 0 | 0 | 0 | 0
STOG | 0 | 0 | 0 | 0 | 0 | 0
STWD | 0 | 0 | 0 | 0 | 0 | 0
WT | 0 | 0 | 0 | 0 | 0 | 0
IGCC | 0 | 0 | 0 | 0 | 0 | 0
DemandResponse | 0 | 0 | 0 | 0 | 0 | 0
IGCC-CCS | 0 | 0 | 0 | 0 | 0 | 0
WT_off | 0 | 0 | 0 | 0 | 0 | 0
PseudoUnit | 0 | 0 | 0 | 0 | 0 | 0
FixedInterchange | 0 | 0 | 0 | 0 | 0 | 0
Cumulative Retirements of Capacity by Reporting Type: HQ_NEISO
ReportingType | 2015 | 2020 | 2025 | 2030 | 2035 | 2040
BM | 0 | 0 | 0 | 0 | 0 | 0
CC | 0 | 0 | 0 | 0 | 0 | 0
CSP | 0 | 0 | 0 | 0 | 0 | 0
CT | 0 | 0 | 0 | 0 | 0 | 0
Coal | 0 | 0 | 0 | 0 | 0 | 0
Geo | 0 | 0 | 0 | 0 | 0 | 0
H | 0 | 0 | 0 | 0 | 0 | 0
LFG | 0 | 0 | 0 | 0 | 0 | 0
Nuc | 0 | 0 | 0 | 0 | 0 | 0
PS | 0 | 0 | 0 | 0 | 0 | 0
PV | 0 | 0 | 0 | 0 | 0 | 0
PeakG | 0 | 0 | 0 | 0 | 0 | 0
PeakO | 0 | 0 | 0 | 0 | 0 | 0
ST | 0 | 0 | 0 | 0 | 0 | 0
STOG | 0 | 0 | 0 | 0 | 0 | 0
STWD | 0 | 0 | 0 | 0 | 0 | 0
WT | 0 | 0 | 0 | 0 | 0 | 0
IGCC | 0 | 0 | 0 | 0 | 0 | 0
DemandResponse | 0 | 0 | 0 | 0 | 0 | 0
IGCC-CCS | 0 | 0 | 0 | 0 | 0 | 0
WT_off | 0 | 0 | 0 | 0 | 0 | 0
PseudoUnit | 0 | 0 | 0 | 0 | 0 | 0
FixedInterchange | 0 | 0 | 0 | 0 | 0 | 0
Cumulative Retirements of Capacity by Reporting Type: HQ_NY
ReportingType | 2015 | 2020 | 2025 | 2030 | 2035 | 2040
BM | 0 | 0 | 0 | 0 | 0 | 0
CC | 0 | 0 | 0 | 0 | 0 | 0
CSP | 0 | 0 | 0 | 0 | 0 | 0
CT | 0 | 0 | 0 | 0 | 0 | 0
Coal | 0 | 0 | 0 | 0 | 0 | 0
Geo | 0 | 0 | 0 | 0 | 0 | 0
H | 0 | 0 | 0 | 0 | 0 | 0
LFG | 0 | 0 | 0 | 0 | 0 | 0
Nuc | 0 | 0 | 0 | 0 | 0 | 0
PS | 0 | 0 | 0 | 0 | 0 | 0
PV | 0 | 0 | 0 | 0 | 0 | 0
PeakG | 0 | 0 | 0 | 0 | 0 | 0
PeakO | 0 | 0 | 0 | 0 | 0 | 0
ST | 0 | 0 | 0 | 0 | 0 | 0
STOG | 0 | 0 | 0 | 0 | 0 | 0
STWD | 0 | 0 | 0 | 0 | 0 | 0
WT | 0 | 0 | 0 | 0 | 0 | 0
IGCC | 0 | 0 | 0 | 0 | 0 | 0
DemandResponse | 0 | 0 | 0 | 0 | 0 | 0
IGCC-CCS | 0 | 0 | 0 | 0 | 0 | 0
WT_off | 0 | 0 | 0 | 0 | 0 | 0
PseudoUnit | 0 | 0 | 0 | 0 | 0 | 0
FixedInterchange | 0 | 0 | 0 | 0 | 0 | 0
Cumulative Retirements of Capacity by Reporting Type: MARITIMES
ReportingType | 2015 | 2020 | 2025 | 2030 | 2035 | 2040
BM | 0 | 0 | 0 | 0 | 0 | 0
CC | 0 | 0 | 0 | 0 | 0 | 0
CSP | 0 | 0 | 0 | 0 | 0 | 0
CT | 0 | 0 | 0 | 0 | 0 | 0
Coal | 0 | 0 | 0 | 0 | 0 | 0
Geo | 0 | 0 | 0 | 0 | 0 | 0
H | 0 | 0 | 0 | 0 | 0 | 0
LFG | 0 | 0 | 0 | 0 | 0 | 0
Nuc | 0 | 0 | 0 | 0 | 0 | 0
PS | 0 | 0 | 0 | 0 | 0 | 0
PV | 0 | 0 | 0 | 0 | 0 | 0
PeakG | 0 | 0 | 0 | 0 | 0 | 0
PeakO | 0 | 0 | 0 | 0 | 0 | 0
ST | 0 | 0 | 0 | 0 | 0 | 0
STOG | 0 | 0 | 0 | 0 | 0 | 0
STWD | 0 | 0 | 0 | 0 | 0 | 0
WT | 0 | 0 | 0 | 0 | 0 | 0
IGCC | 0 | 0 | 0 | 0 | 0 | 0
DemandResponse | 0 | 0 | 0 | 0 | 0 | 0
IGCC-CCS | 0 | 0 | 0 | 0 | 0 | 0
WT_off | 0 | 0 | 0 | 0 | 0 | 0
PseudoUnit | 0 | 0 | 0 | 0 | 0 | 0
FixedInterchange | 0 | 0 | 0 | 0 | 0 | 0
Cumulative Retirements of Capacity by Reporting Type: All
ReportingType | 2015 | 2020 | 2025 | 2030 | 2035 | 2040
BM | 0 | 0 | 0 | 0 | 0 | 192
CC | 6903.77 | 7242.29 | 7728.65 | 8252.33 | 8452.4 | 8452.4
CSP | 475 | 475 | 475 | 475 | 475 | 475
CT | 0 | 0 | 0 | 9.5 | 1188.71 | 1188.71
Coal | 72484.5 | 97593.53 | 107592.4 | 109716.79 | 109817.99 | 109964.87
Geo | 4.8 | 4.8 | 4.8 | 4.8 | 4.8 | 4.8
H | 0 | 0 | 0 | 0 | 0 | 0
LFG | 0 | 0 | 0 | 0 | 0 | 0
Nuc | 0 | 614.5 | 614.5 | 2102.7 | 28678.4 | 48384.39
PS | 0 | 0 | 0 | 0 | 0 | 0
PV | 0 | 0 | 0 | 0 | 1123.56 | 1123.56
PeakG | 5294.67 | 5329.22 | 5329.22 | 5329.22 | 5329.22 | 7510.35
PeakO | 3545.29 | 3589.09 | 3589.09 | 3593.09 | 3593.09 | 3593.09
ST | 0 | 0 | 0 | 0 | 0 | 0
STOG | 42760.08 | 43416.86 | 43416.86 | 43542.86 | 43542.86 | 43542.86
STWD | 494.91 | 494.91 | 494.91 | 494.91 | 494.91 | 494.91
WT | 126.2 | 126.2 | 126.2 | 126.2 | 2232.1 | 2232.1
IGCC | 0 | 0 | 0 | 0 | 0 | 0
DemandResponse | 0 | 0 | 0 | 0 | 0 | 0
IGCC-CCS | 0 | 0 | 0 | 0 | 0 | 0
WT_off | 0 | 0 | 0 | 0 | 468 | 468
PseudoUnit | 0 | 0 | 0 | 0 | 0 | 0
FixedInterchange | 0 | 0 | 0 | 0 | 0 | 0
Cumulative Retirements of Capacity by Reporting Type: EI_US
ReportingType | 2015 | 2020 | 2025 | 2030 | 2035 | 2040
BM | 0 | 0 | 0 | 0 | 0 | 192
CC | 1501.75 | 1840.27 | 2326.63 | 2326.63 | 2326.63 | 2326.63
CSP | 0 | 0 | 0 | 0 | 0 | 0
CT | 0 | 0 | 0 | 9.5 | 9.5 | 9.5
Coal | 63378.41 | 87923.63 | 96199.59 | 98288.99 | 98288.99 | 98288.99
Geo | 0 | 0 | 0 | 0 | 0 | 0
H | 0 | 0 | 0 | 0 | 0 | 0
LFG | 0 | 0 | 0 | 0 | 0 | 0
Nuc | 0 | 614.5 | 614.5 | 2102.7 | 27648.4 | 45814.39
PS | 0 | 0 | 0 | 0 | 0 | 0
PV | 0 | 0 | 0 | 0 | 32 | 32
PeakG | 268.5 | 268.5 | 268.5 | 268.5 | 268.5 | 268.5
PeakO | 2839.64 | 2883.44 | 2883.44 | 2883.44 | 2883.44 | 2883.44
ST | 0 | 0 | 0 | 0 | 0 | 0
STOG | 32725.39 | 33382.17 | 33382.17 | 33382.17 | 33382.17 | 33382.17
STWD | 0 | 0 | 0 | 0 | 0 | 0
WT | 0 | 0 | 0 | 0 | 0 | 0
IGCC | 0 | 0 | 0 | 0 | 0 | 0
DemandResponse | 0 | 0 | 0 | 0 | 0 | 0
IGCC-CCS | 0 | 0 | 0 | 0 | 0 | 0
WT_off | 0 | 0 | 0 | 0 | 468 | 468
PseudoUnit | 0 | 0 | 0 | 0 | 0 | 0
FixedInterchange | 0 | 0 | 0 | 0 | 0 | 0
Cumulative Retirements of Capacity by Reporting Type: EI_Canada
ReportingType | 2015 | 2020 | 2025 | 2030 | 2035 | 2040
BM | 0 | 0 | 0 | 0 | 0 | 0
CC | 2629.02 | 2629.02 | 2629.02 | 3152.7 | 3152.7 | 3152.7
CSP | 0 | 0 | 0 | 0 | 0 | 0
CT | 0 | 0 | 0 | 0 | 0 | 0
Coal | 6491.01 | 6856.12 | 8126.9 | 8161.9 | 8161.9 | 8161.9
Geo | 0 | 0 | 0 | 0 | 0 | 0
H | 0 | 0 | 0 | 0 | 0 | 0
LFG | 0 | 0 | 0 | 0 | 0 | 0
Nuc | 0 | 0 | 0 | 0 | 1030 | 2570
PS | 0 | 0 | 0 | 0 | 0 | 0
PV | 0 | 0 | 0 | 0 | 1067.26 | 1067.26
PeakG | 0 | 0 | 0 | 0 | 0 | 0
PeakO | 145.65 | 145.65 | 145.65 | 149.65 | 149.65 | 149.65
ST | 0 | 0 | 0 | 0 | 0 | 0
STOG | 2126 | 2126 | 2126 | 2252 | 2252 | 2252
STWD | 139 | 139 | 139 | 139 | 139 | 139
WT | 0 | 0 | 0 | 0 | 2105.9 | 2105.9
IGCC | 0 | 0 | 0 | 0 | 0 | 0
DemandResponse | 0 | 0 | 0 | 0 | 0 | 0
IGCC-CCS | 0 | 0 | 0 | 0 | 0 | 0
WT_off | 0 | 0 | 0 | 0 | 0 | 0
PseudoUnit | 0 | 0 | 0 | 0 | 0 | 0
FixedInterchange | 0 | 0 | 0 | 0 | 0 | 0
Cumulative Retirements of Capacity by Reporting Type: EI
ReportingType | 2015 | 2020 | 2025 | 2030 | 2035 | 2040
BM | 0 | 0 | 0 | 0 | 0 | 192
CC | 4130.77 | 4469.29 | 4955.65 | 5479.33 | 5479.33 | 5479.33
CSP | 0 | 0 | 0 | 0 | 0 | 0
CT | 0 | 0 | 0 | 9.5 | 9.5 | 9.5
Coal | 69869.42 | 94779.75 | 104326.49 | 106450.89 | 106450.89 | 106450.89
Geo | 0 | 0 | 0 | 0 | 0 | 0
H | 0 | 0 | 0 | 0 | 0 | 0
LFG | 0 | 0 | 0 | 0 | 0 | 0
Nuc | 0 | 614.5 | 614.5 | 2102.7 | 28678.4 | 48384.39
PS | 0 | 0 | 0 | 0 | 0 | 0
PV | 0 | 0 | 0 | 0 | 1099.26 | 1099.26
PeakG | 268.5 | 268.5 | 268.5 | 268.5 | 268.5 | 268.5
PeakO | 2985.29 | 3029.09 | 3029.09 | 3033.09 | 3033.09 | 3033.09
ST | 0 | 0 | 0 | 0 | 0 | 0
STOG | 34851.39 | 35508.17 | 35508.17 | 35634.17 | 35634.17 | 35634.17
STWD | 139 | 139 | 139 | 139 | 139 | 139
WT | 0 | 0 | 0 | 0 | 2105.9 | 2105.9
IGCC | 0 | 0 | 0 | 0 | 0 | 0
DemandResponse | 0 | 0 | 0 | 0 | 0 | 0
IGCC-CCS | 0 | 0 | 0 | 0 | 0 | 0
WT_off | 0 | 0 | 0 | 0 | 468 | 468
PseudoUnit | 0 | 0 | 0 | 0 | 0 | 0
FixedInterchange | 0 | 0 | 0 | 0 | 0 | 0
Cumulative Retirements of Capacity by Reporting Type: Outside_EI
ReportingType | 2015 | 2020 | 2025 | 2030 | 2035 | 2040
BM | 0 | 0 | 0 | 0 | 0 | 0
CC | 2773 | 2773 | 2773 | 2773 | 2973.07 | 2973.07
CSP | 475 | 475 | 475 | 475 | 475 | 475
CT | 0 | 0 | 0 | 0 | 1179.21 | 1179.21
Coal | 2615.08 | 2813.78 | 3265.9 | 3265.9 | 3367.1 | 3513.98
Geo | 4.8 | 4.8 | 4.8 | 4.8 | 4.8 | 4.8
H | 0 | 0 | 0 | 0 | 0 | 0
LFG | 0 | 0 | 0 | 0 | 0 | 0
Nuc | 0 | 0 | 0 | 0 | 0 | 0
PS | 0 | 0 | 0 | 0 | 0 | 0
PV | 0 | 0 | 0 | 0 | 24.3 | 24.3
PeakG | 5026.17 | 5060.72 | 5060.72 | 5060.72 | 5060.72 | 7241.85
PeakO | 560 | 560 | 560 | 560 | 560 | 560
ST | 0 | 0 | 0 | 0 | 0 | 0
STOG | 7908.69 | 7908.69 | 7908.69 | 7908.69 | 7908.69 | 7908.69
STWD | 355.91 | 355.91 | 355.91 | 355.91 | 355.91 | 355.91
WT | 126.2 | 126.2 | 126.2 | 126.2 | 126.2 | 126.2
IGCC | 0 | 0 | 0 | 0 | 0 | 0
DemandResponse | 0 | 0 | 0 | 0 | 0 | 0
IGCC-CCS | 0 | 0 | 0 | 0 | 0 | 0
WT_off | 0 | 0 | 0 | 0 | 0 | 0
PseudoUnit | 0 | 0 | 0 | 0 | 0 | 0
FixedInterchange | 0 | 0 | 0 | 0 | 0 | 0
#5 | Total Installed ACTIVE Capacity (MW)
Total Installed Capacity by Reporting Type: Entergy
ReportingType | 2015 | 2020 | 2025 | 2030 | 2035 | 2040
BM | 0 | 0 | 0 | 0 | 0 | 0
CC | 13885 | 13885 | 13885 | 13885 | 13885 | 13885
CSP | 0 | 0 | 0 | 0 | 0 | 0
CT | 0 | 0 | 0 | 222.01 | 383.16 | 2023.83
Coal | 8136 | 8136 | 8136 | 8136 | 8136 | 8136
Geo | 0 | 0 | 0 | 0 | 0 | 0
H | 744 | 744 | 744 | 744 | 744 | 744
LFG | 8 | 8 | 8 | 115.4 | 115.4 | 115.4
Nuc | 5422 | 5422 | 5422 | 5422 | 4580 | 3583
PS | 59 | 59 | 59 | 59 | 59 | 59
PV | 0.29 | 65.33 | 100.79 | 104.2 | 108.02 | 110.63
PeakG | 2787 | 2787 | 2787 | 2787 | 2787 | 2787
PeakO | 174 | 174 | 174 | 174 | 174 | 174
ST | 0 | 0 | 0 | 0 | 0 | 0
STOG | 3951.72 | 3951.72 | 3951.72 | 3951.72 | 3951.72 | 3951.72
STWD | 206 | 206 | 206 | 206 | 206 | 206
WT | 107 | 107 | 107 | 207 | 207 | 207
IGCC | 0 | 0 | 0 | 0 | 0 | 0
DemandResponse | 301.55 | 1538.95 | 2854.33 | 2930.78 | 3009.27 | 3089.87
IGCC-CCS | 0 | 0 | 0 | 0 | 0 | 0
WT_off | 0 | 0 | 0 | 0 | 0 | 0
PseudoUnit | 0 | 0 | 0 | 0 | 0 | 0
FixedInterchange | 0 | 0 | 0 | 0 | 0 | 0
Total Installed Capacity by Reporting Type: FRCC
ReportingType | 2015 | 2020 | 2025 | 2030 | 2035 | 2040
BM | 0 | 0 | 0 | 0 | 0 | 0
CC | 23300.9 | 27113 | 27910.09 | 28420.31 | 37503.09 | 42788.74
CSP | 0 | 0 | 0 | 0 | 0 | 0
CT | 2480 | 2480 | 2480 | 2480 | 2480 | 2480
Coal | 8997.4 | 8128.4 | 8128.4 | 8128.4 | 8128.4 | 8128.4
Geo | 0 | 0 | 0 | 0 | 0 | 0
H | 55 | 55 | 55 | 55 | 55 | 55
LFG | 486 | 486 | 684 | 684 | 684 | 684
Nuc | 4131.33 | 4131.33 | 4131.33 | 4131.33 | 2516 | 839
PS | 0 | 0 | 0 | 0 | 0 | 0
PV | 51 | 51 | 51 | 51 | 51 | 51
PeakG | 8431 | 8431 | 8431 | 8431 | 8431 | 8431
PeakO | 2283 | 2283 | 2283 | 2283 | 2283 | 2283
ST | 0 | 0 | 0 | 0 | 0 | 0
STOG | 4460.65 | 3803.87 | 3803.87 | 3803.87 | 3803.87 | 3803.87
STWD | 195 | 195 | 195 | 195 | 195 | 195
WT | 0 | 0 | 0 | 0 | 0 | 0
IGCC | 0 | 0 | 0 | 0 | 0 | 0
DemandResponse | 2734.45 | 3962.85 | 5527.63 | 5878.95 | 6252.59 | 6649.99
IGCC-CCS | 0 | 0 | 0 | 0 | 0 | 0
WT_off | 0 | 0 | 0 | 0 | 0 | 0
PseudoUnit | 0 | 0 | 0 | 0 | 0 | 0
FixedInterchange | 0 | 0 | 0 | 0 | 0 | 0
Total Installed Capacity by Reporting Type: MAPP_US
ReportingType | 2015 | 2020 | 2025 | 2030 | 2035 | 2040
BM | 0 | 0 | 0 | 0 | 0 | 0
CC | 282 | 282 | 282 | 282 | 282 | 282
CSP | 0 | 0 | 0 | 0 | 0 | 0
CT | 308.3 | 308.3 | 308.3 | 308.3 | 429.42 | 910.23
Coal | 2933.9 | 2360 | 2360 | 2360 | 2360 | 2360
Geo | 44 | 44 | 44 | 44 | 44 | 44
H | 2186 | 2186 | 2186 | 2186 | 2186 | 2186
LFG | 2 | 2 | 2 | 73.67 | 73.67 | 73.67
Nuc | 0.1 | 0.1 | 0.1 | 0.1 | 0.1 | 0.1
PS | 0 | 0 | 0 | 0 | 0 | 0
PV | 0 | 0 | 0 | 0 | 0 | 0
PeakG | 709 | 709 | 709 | 709 | 709 | 709
PeakO | 76.26 | 76.26 | 76.26 | 76.26 | 76.26 | 76.26
ST | 0 | 0 | 0 | 0 | 0 | 0
STOG | 0 | 0 | 0 | 0 | 0 | 0
STWD | 0 | 0 | 0 | 0 | 0 | 0
WT | 1689.3 | 3063.82 | 3063.82 | 6866.02 | 11882.65 | 11882.65
IGCC | 0 | 0 | 0 | 0 | 0 | 0
DemandResponse | 59 | 199.4 | 353.8 | 367.81 | 382.38 | 397.53
IGCC-CCS | 0 | 0 | 0 | 0 | 0 | 0
WT_off | 0 | 0 | 0 | 0 | 0 | 0
PseudoUnit | 0 | 0 | 0 | 0 | 0 | 0
FixedInterchange | 0 | 0 | 0 | 0 | 0 | 0
Total Installed Capacity by Reporting Type: MISO_IN
ReportingType | 2015 | 2020 | 2025 | 2030 | 2035 | 2040
BM | 0 | 0 | 0 | 0 | 0 | 0
CC | 1396 | 1396 | 1396 | 1396 | 1396 | 1396
CSP | 0 | 0 | 0 | 0 | 0 | 0
CT | 0 | 0 | 0 | 0 | 0 | 0
Coal | 13816.8 | 13385.8 | 13385.8 | 13385.8 | 13385.8 | 13385.8
Geo | 0 | 0 | 0 | 0 | 0 | 0
H | 75 | 75 | 75 | 75 | 75 | 75
LFG | 37 | 37 | 117.13 | 117.13 | 117.13 | 117.13
Nuc | 0.1 | 0.1 | 0.1 | 0.1 | 0.1 | 0.1
PS | 0 | 0 | 0 | 0 | 0 | 0
PV | 0 | 235.95 | 383.16 | 383.16 | 394.79 | 408.27
PeakG | 3053 | 3053 | 3053 | 3053 | 3053 | 3053
PeakO | 361 | 361 | 361 | 361 | 361 | 361
ST | 0 | 0 | 0 | 0 | 0 | 0
STOG | 279 | 279 | 279 | 279 | 279 | 279
STWD | 0 | 0 | 0 | 0 | 0 | 0
WT | 535 | 535 | 535 | 535 | 535 | 535
IGCC | 618 | 618 | 618 | 618 | 618 | 618
DemandResponse | 1068.55 | 1287.74 | 1545.09 | 1592.8 | 1641.97 | 1692.67
IGCC-CCS | 0 | 0 | 0 | 0 | 0 | 0
WT_off | 0 | 0 | 0 | 0 | 0 | 0
PseudoUnit | 0 | 0 | 0 | 0 | 0 | 0
FixedInterchange | 0 | 0 | 0 | 0 | 0 | 0
Total Installed Capacity by Reporting Type: MISO_MI
ReportingType | 2015 | 2020 | 2025 | 2030 | 2035 | 2040
BM | 0 | 0 | 0 | 0 | 0 | 0
CC | 4338 | 4338 | 4338 | 4338 | 4338 | 4338
CSP | 0 | 0 | 0 | 0 | 0 | 0
CT | 0 | 0 | 0 | 0 | 0 | 0
Coal | 7848.86 | 5966.86 | 5966.86 | 5966.86 | 5966.86 | 5966.86
Geo | 0 | 0 | 0 | 0 | 0 | 0
H | 141 | 141 | 141 | 141 | 141 | 141
LFG | 163 | 216.87 | 323.25 | 323.25 | 323.25 | 323.25
Nuc | 1889 | 1889 | 1889 | 1889 | 1111 | 1111
PS | 1872 | 1872 | 1872 | 1872 | 1872 | 1872
PV | 0 | 0 | 0 | 0 | 0 | 0
PeakG | 3562 | 3562 | 3562 | 3562 | 3562 | 3562
PeakO | 534 | 534 | 534 | 534 | 534 | 534
ST | 0 | 0 | 0 | 0 | 0 | 0
STOG | 2852 | 2852 | 2852 | 2852 | 2852 | 2852
STWD | 163 | 163 | 163 | 163 | 163 | 163
WT | 2161 | 2462.14 | 2462.14 | 2605.28 | 2761 | 2925.51
IGCC | 0 | 0 | 0 | 0 | 0 | 0
DemandResponse | 1838.88 | 2351.35 | 3000.3 | 3120.7 | 3245.93 | 3376.18
IGCC-CCS | 0 | 0 | 0 | 0 | 0 | 0
WT_off | 0 | 0 | 0 | 0 | 0 | 0
PseudoUnit | 0 | 0 | 0 | 0 | 0 | 0
FixedInterchange | 0 | 0 | 0 | 0 | 0 | 0
Total Installed Capacity by Reporting Type: MISO_MO-IL
ReportingType | 2015 | 2020 | 2025 | 2030 | 2035 | 2040
BM | 0 | 0 | 0 | 0 | 0 | 0
CC | 1058 | 1058 | 1058 | 1058 | 1058 | 1058
CSP | 0 | 0 | 0 | 0 | 0 | 0
CT | 0 | 0 | 0 | 0 | 0 | 0
Coal | 13715 | 11956 | 11956 | 11956 | 11956 | 11956
Geo | 0 | 0 | 0 | 0 | 0 | 0
H | 352 | 632 | 632 | 632 | 632 | 632
LFG | 18 | 18 | 241.33 | 241.33 | 241.33 | 241.33
Nuc | 2233 | 2233 | 2233 | 2233 | 2233 | 2233
PS | 440 | 440 | 440 | 440 | 440 | 440
PV | 0 | 0 | 0 | 0 | 0 | 0
PeakG | 4595 | 4595 | 4595 | 4595 | 4595 | 4595
PeakO | 766 | 766 | 766 | 766 | 766 | 766
ST | 0 | 0 | 0 | 0 | 0 | 0
STOG | 592 | 592 | 592 | 592 | 592 | 592
STWD | 0 | 0 | 0 | 0 | 0 | 0
WT | 678 | 678 | 678 | 678 | 678 | 678
IGCC | 0 | 0 | 0 | 0 | 0 | 0
DemandResponse | 301.14 | 1139.8 | 2067.65 | 2153.82 | 2243.59 | 2337.1
IGCC-CCS | 0 | 0 | 0 | 0 | 0 | 0
WT_off | 0 | 0 | 0 | 0 | 0 | 0
PseudoUnit | 0 | 0 | 0 | 0 | 0 | 0
FixedInterchange | 0 | 0 | 0 | 0 | 0 | 0
Total Installed Capacity by Reporting Type: MISO_W
ReportingType | 2015 | 2020 | 2025 | 2030 | 2035 | 2040
BM | 0 | 0 | 0 | 0 | 0 | 0
CC | 3025 | 3025 | 3025 | 3025 | 3025 | 3025
CSP | 0 | 0 | 0 | 0 | 0 | 0
CT | 0 | 0 | 0 | 0 | 0 | 0
Coal | 12691.23 | 11006.03 | 11006.03 | 11006.03 | 11006.03 | 11006.03
Geo | 0 | 0 | 0 | 0 | 0 | 0
H | 497 | 497 | 497 | 497 | 497 | 497
LFG | 205 | 205 | 276.67 | 276.67 | 276.67 | 276.67
Nuc | 2361.33 | 2361.33 | 2361.33 | 2361.33 | 0.1 | 0.1
PS | 0 | 0 | 0 | 0 | 0 | 0
PV | 0 | 0 | 0 | 0 | 0 | 0
PeakG | 4522 | 4522 | 4522 | 4522 | 4522 | 4522
PeakO | 2154 | 2154 | 2154 | 2154 | 2154 | 2154
ST | 0 | 0 | 0 | 0 | 0 | 0
STOG | 172 | 172 | 172 | 172 | 172 | 172
STWD | 313 | 313 | 313 | 313 | 313 | 313
WT | 8358.5 | 8358.5 | 12255.39 | 12255.39 | 12255.39 | 12255.39
IGCC | 0 | 0 | 0 | 0 | 0 | 0
DemandResponse | 2622.87 | 2885.77 | 3318.4 | 3449.86 | 3586.51 | 3728.59
IGCC-CCS | 0 | 0 | 0 | 0 | 0 | 0
WT_off | 0 | 0 | 0 | 0 | 0 | 0
PseudoUnit | 0 | 0 | 0 | 0 | 0 | 0
FixedInterchange | 0 | 0 | 0 | 0 | 0 | 0
Total Installed Capacity by Reporting Type: MISO_WUMS
ReportingType | 2015 | 2020 | 2025 | 2030 | 2035 | 2040
BM | 0 | 0 | 0 | 0 | 0 | 0
CC | 2724 | 2724 | 2724 | 2724 | 2724 | 2724
CSP | 0 | 0 | 0 | 0 | 0 | 0
CT | 0 | 6906.06 | 9230.39 | 16769.74 | 27936.38 | 32025.45
Coal | 5524.25 | 4603.7 | 4603.7 | 4603.7 | 4603.7 | 4603.7
Geo | 0 | 0 | 0 | 0 | 0 | 0
H | 336 | 337 | 337 | 337 | 337 | 337
LFG | 71 | 71 | 294.33 | 294.33 | 294.33 | 294.33
Nuc | 1817 | 1817 | 1817 | 1817 | 0.1 | 0.1
PS | 0 | 0 | 0 | 0 | 0 | 0
PV | 0 | 0 | 0 | 0 | 0 | 0
PeakG | 3230 | 3230 | 3230 | 3230 | 3230 | 3230
PeakO | 490 | 490 | 490 | 490 | 490 | 490
ST | 0 | 0 | 0 | 0 | 0 | 0
STOG | 300.5 | 300.5 | 300.5 | 300.5 | 300.5 | 300.5
STWD | 105 | 105 | 105 | 105 | 105 | 105
WT | 1528.9 | 1528.9 | 1528.9 | 1528.9 | 1528.9 | 1528.9
IGCC | 0 | 0 | 0 | 0 | 0 | 0
DemandResponse | 193.34 | 453.12 | 737.75 | 762.42 | 787.92 | 814.26
IGCC-CCS | 0 | 0 | 0 | 0 | 0 | 0
WT_off | 0 | 0 | 0 | 0 | 0 | 0
PseudoUnit | 0 | 0 | 0 | 0 | 0 | 0
FixedInterchange | 0 | 0 | 0 | 0 | 0 | 0
Total Installed Capacity by Reporting Type: Nebraska
ReportingType | 2015 | 2020 | 2025 | 2030 | 2035 | 2040
BM | 0 | 0 | 0 | 0 | 0 | 0
CC | 358 | 358 | 358 | 358 | 358 | 358
CSP | 0 | 0 | 0 | 0 | 0 | 0
CT | 0 | 0 | 0 | 0 | 0 | 0
Coal | 4110.1 | 3834.5 | 2925.3 | 2925.3 | 2925.3 | 2925.3
Geo | 0 | 0 | 0 | 0 | 0 | 0
H | 167 | 167 | 167 | 167 | 167 | 167
LFG | 6 | 6 | 6 | 77.67 | 77.67 | 77.67
Nuc | 1252 | 1252 | 1252 | 1252 | 0.2 | 0.2
PS | 0 | 0 | 0 | 0 | 0 | 0
PV | 0 | 0 | 0 | 0 | 0 | 0
PeakG | 1305 | 1305 | 1305 | 1305 | 1305 | 1305
PeakO | 326 | 326 | 326 | 326 | 326 | 326
ST | 0 | 0 | 0 | 0 | 0 | 0
STOG | 0 | 0 | 0 | 0 | 0 | 0
STWD | 0 | 0 | 0 | 0 | 0 | 0
WT | 344 | 27470.92 | 48455.1 | 64220.56 | 67352.65 | 76621.83
IGCC | 0 | 0 | 0 | 0 | 0 | 0
DemandResponse | 624.42 | 756.13 | 918.4 | 954.78 | 992.6 | 1031.92
IGCC-CCS | 0 | 0 | 0 | 0 | 0 | 0
WT_off | 0 | 0 | 0 | 0 | 0 | 0
PseudoUnit | 0 | 0 | 0 | 0 | 0 | 0
FixedInterchange | 0 | 0 | 0 | 0 | 0 | 0
Total Installed Capacity by Reporting Type: NEISO
ReportingType | 2015 | 2020 | 2025 | 2030 | 2035 | 2040
BM | 252.2 | 252.2 | 252.2 | 252.2 | 252.2 | 252.2
CC | 12631.5 | 12292.98 | 11806.62 | 11806.62 | 11806.62 | 11806.62
CSP | 0 | 0 | 0 | 0 | 0 | 0
CT | 334 | 334 | 334 | 324.5 | 324.5 | 324.5
Coal | 320 | 0 | 0 | 0 | 0 | 0
Geo | 0 | 0 | 0 | 0 | 0 | 0
H | 3257.7 | 3260.7 | 3260.7 | 3260.7 | 3260.7 | 3260.7
LFG | 581.26 | 581.26 | 651 | 651 | 651 | 651
Nuc | 4645 | 4645 | 4645 | 4645 | 3356 | 2479.08
PS | 1674 | 1674 | 1674 | 1674 | 1674 | 1674
PV | 2 | 325.36 | 326.85 | 326.85 | 326.85 | 326.9
PeakG | 1200 | 1200 | 1200 | 1200 | 1200 | 1200
PeakO | 43.79 | 0 | 0 | 0 | 0 | 0
ST | 0 | 0 | 0 | 0 | 0 | 0
STOG | 0 | 0 | 0 | 0 | 0 | 0
STWD | 610 | 610 | 610 | 610 | 610 | 610
WT | 434.2 | 1943.93 | 3828.93 | 4701.96 | 5190.68 | 5190.68
IGCC | 0 | 0 | 0 | 0 | 0 | 0
DemandResponse | 3092.4 | 3627.72 | 4230.66 | 4257.78 | 4282.5 | 4307.35
IGCC-CCS | 0 | 0 | 0 | 0 | 0 | 0
WT_off | 468 | 468 | 468 | 468 | 0 | 0
PseudoUnit | 0 | 0 | 0 | 0 | 0 | 0
FixedInterchange | 0 | 0 | 0 | 0 | 0 | 0
Total Installed Capacity by Reporting Type: NonRTO_Midwest
ReportingType | 2015 | 2020 | 2025 | 2030 | 2035 | 2040
BM | 0 | 0 | 0 | 0 | 0 | 0
CC | 0 | 356.32 | 356.32 | 356.32 | 356.32 | 607.48
CSP | 0 | 0 | 0 | 0 | 0 | 0
CT | 0 | 32.54 | 32.54 | 32.54 | 32.54 | 32.54
Coal | 8840.55 | 8840.55 | 8840.55 | 8840.55 | 8840.55 | 8840.55
Geo | 0 | 0 | 0 | 0 | 0 | 0
H | 143 | 143 | 889 | 889 | 889 | 889
LFG | 14 | 14 | 174.25 | 174.25 | 174.25 | 174.25
Nuc | 0.1 | 0.1 | 0.1 | 0.1 | 0.1 | 0.1
PS | 0 | 0 | 0 | 0 | 0 | 0
PV | 0 | 0 | 0 | 0 | 0 | 0
PeakG | 3353 | 3353 | 3353 | 3353 | 3353 | 3353
PeakO | 12 | 12 | 12 | 12 | 12 | 12
ST | 0 | 0 | 0 | 0 | 0 | 0
STOG | 0 | 0 | 0 | 0 | 0 | 0
STWD | 0 | 0 | 0 | 0 | 0 | 0
WT | 66 | 66 | 66 | 66 | 66 | 66
IGCC | 0 | 0 | 0 | 0 | 0 | 0
DemandResponse | 193.98 | 453.37 | 727.88 | 745.89 | 764.35 | 783.26
IGCC-CCS | 0 | 0 | 0 | 0 | 0 | 0
WT_off | 0 | 0 | 0 | 0 | 0 | 0
PseudoUnit | 0 | 0 | 0 | 0 | 0 | 0
FixedInterchange | 0 | 0 | 0 | 0 | 0 | 0
Total Installed Capacity by Reporting Type: NYISO_A-F
ReportingType | 2015 | 2020 | 2025 | 2030 | 2035 | 2040
BM | 0 | 0 | 0 | 0 | 0 | 0
CC | 3619.25 | 3619.25 | 3619.25 | 3619.25 | 3619.25 | 3619.25
CSP | 0 | 0 | 0 | 0 | 0 | 0
CT | 0 | 0 | 0 | 0 | 0 | 0
Coal | 0 | 0 | 0 | 0 | 0 | 0
Geo | 0 | 0 | 0 | 0 | 0 | 0
H | 4395 | 4395 | 4395 | 4395 | 4395 | 4395
LFG | 172.4 | 172.4 | 172.4 | 240.33 | 240.33 | 240.33
Nuc | 3365 | 3365 | 3365 | 2743.8 | 2163.3 | 1311.1
PS | 1412 | 1412 | 1412 | 1412 | 1412 | 1412
PV | 0 | 0 | 0 | 0 | 0 | 0
PeakG | 221 | 221 | 221 | 221 | 221 | 221
PeakO | 39 | 39 | 39 | 39 | 39 | 39
ST | 0 | 0 | 0 | 0 | 0 | 0
STOG | 0 | 0 | 0 | 0 | 0 | 0
STWD | 86 | 86 | 86 | 86 | 86 | 86
WT | 3759.3 | 4469.1 | 4469.1 | 4469.1 | 4469.1 | 4469.1
IGCC | 0 | 0 | 0 | 0 | 0 | 0
DemandResponse | 907.2 | 1018.15 | 1143.28 | 1172.73 | 1202.95 | 1233.94
IGCC-CCS | 0 | 0 | 0 | 0 | 0 | 0
WT_off | 0 | 0 | 0 | 0 | 0 | 0
PseudoUnit | 0 | 0 | 0 | 0 | 0 | 0
FixedInterchange | 0 | 0 | 0 | 0 | 0 | 0
Total Installed Capacity by Reporting Type: NYISO_G-I
ReportingType | 2015 | 2020 | 2025 | 2030 | 2035 | 2040
BM | 0 | 0 | 0 | 0 | 0 | 0
CC | 1157 | 1157 | 1157 | 1157 | 1157 | 2626.77
CSP | 0 | 0 | 0 | 0 | 0 | 0
CT | 0 | 0 | 0 | 0 | 0 | 0
Coal | 0 | 0 | 0 | 0 | 0 | 0
Geo | 0 | 0 | 0 | 0 | 0 | 0
H | 32 | 32 | 32 | 32 | 32 | 32
LFG | 64 | 64 | 64.31 | 138.33 | 138.33 | 138.33
Nuc | 2045 | 2045 | 2045 | 2045 | 1025.4 | 0.4
PS | 0 | 0 | 0 | 0 | 0 | 0
PV | 0 | 0 | 0 | 0 | 0 | 0
PeakG | 65 | 65 | 65 | 65 | 65 | 65
PeakO | 87 | 87 | 87 | 87 | 87 | 87
ST | 0 | 0 | 0 | 0 | 0 | 0
STOG | 0 | 0 | 0 | 0 | 0 | 0
STWD | 0 | 0 | 0 | 0 | 0 | 0
WT | 0 | 60 | 60 | 60 | 60 | 60
IGCC | 0 | 0 | 0 | 0 | 0 | 0
DemandResponse | 339.56 | 380.32 | 434.34 | 453.11 | 472.7 | 493.13
IGCC-CCS | 0 | 0 | 0 | 0 | 0 | 0
WT_off | 0 | 0 | 0 | 0 | 0 | 0
PseudoUnit | 0 | 0 | 0 | 0 | 0 | 0
FixedInterchange | 0 | 0 | 0 | 0 | 0 | 0
Total Installed Capacity by Reporting Type: NYISO_J-K
ReportingType | 2015 | 2020 | 2025 | 2030 | 2035 | 2040
BM | 0 | 0 | 0 | 0 | 0 | 0
CC | 4833.4 | 4833.4 | 4833.4 | 4833.4 | 4833.4 | 4833.4
CSP | 0 | 0 | 0 | 0 | 0 | 0
CT | 0 | 0 | 0 | 312.55 | 3489.13 | 5544.17
Coal | 0 | 0 | 0 | 0 | 0 | 0
Geo | 0 | 0 | 0 | 0 | 0 | 0
H | 0 | 0 | 0 | 0 | 0 | 0
LFG | 124 | 124 | 124 | 198.33 | 198.33 | 198.33
Nuc | 0.1 | 0.1 | 0.1 | 0.1 | 0.1 | 0.1
PS | 0 | 0 | 0 | 0 | 0 | 0
PV | 32 | 32 | 32 | 32 | 0 | 0
PeakG | 2778 | 2778 | 2778 | 2778 | 2778 | 2778
PeakO | 2169 | 2169 | 2169 | 2169 | 2169 | 2169
ST | 0 | 0 | 0 | 0 | 0 | 0
STOG | 4252.45 | 4252.45 | 4252.45 | 4252.45 | 4252.45 | 4252.45
STWD | 0 | 0 | 0 | 0 | 0 | 0
WT | 0 | 0 | 0 | 0 | 0 | 0
IGCC | 0 | 0 | 0 | 0 | 0 | 0
DemandResponse | 1319.07 | 1502.66 | 1718.62 | 1795.58 | 1875.99 | 1960
IGCC-CCS | 0 | 0 | 0 | 0 | 0 | 0
WT_off | 0 | 0 | 0 | 0 | 0 | 0
PseudoUnit | 0 | 0 | 0 | 0 | 0 | 0
FixedInterchange | 0 | 0 | 0 | 0 | 0 | 0
Total Installed Capacity by Reporting Type: PJM_E
ReportingType | 2015 | 2020 | 2025 | 2030 | 2035 | 2040
BM | 30 | 30 | 30 | 30 | 30 | 30
CC | 12283.3 | 12283.3 | 12283.3 | 12283.3 | 12283.3 | 12283.3
CSP | 0 | 0 | 0 | 0 | 0 | 0
CT | 26.2 | 26.2 | 26.2 | 26.2 | 5799.81 | 5799.81
Coal | 595 | 27 | 27 | 27 | 27 | 27
Geo | 0 | 0 | 0 | 0 | 0 | 0
H | 269.99 | 269.99 | 269.99 | 269.99 | 269.99 | 269.99
LFG | 471.1 | 604 | 604 | 604 | 604 | 604
Nuc | 8510 | 7895.5 | 7895.5 | 7895.5 | 5671.5 | 4497.5
PS | 400 | 400 | 400 | 400 | 400 | 400
PV | 47.45 | 47.45 | 47.45 | 47.45 | 47.45 | 47.45
PeakG | 3877.5 | 3877.5 | 3877.5 | 3877.5 | 3877.5 | 3877.5
PeakO | 2749.3 | 2749.3 | 2749.3 | 2749.3 | 2749.3 | 2749.3
ST | 0 | 0 | 0 | 0 | 0 | 0
STOG | 2622.5 | 2622.5 | 2622.5 | 2622.5 | 2622.5 | 2622.5
STWD | 0 | 0 | 0 | 0 | 0 | 0
WT | 1160 | 1160 | 1160 | 1160 | 1160 | 1160
IGCC | 0 | 0 | 0 | 0 | 0 | 0
DemandResponse | 1256.73 | 1718.17 | 2388.62 | 2469.72 | 2553.57 | 2640.27
IGCC-CCS | 0 | 0 | 0 | 0 | 0 | 0
WT_off | 0 | 0 | 1100 | 1100 | 1100 | 1100
PseudoUnit | 0 | 0 | 0 | 0 | 0 | 0
FixedInterchange | 0 | 0 | 0 | 0 | 0 | 0
Total Installed Capacity by Reporting Type: PJM_ROM
ReportingType | 2015 | 2020 | 2025 | 2030 | 2035 | 2040
BM | 18 | 18 | 18 | 18 | 18 | 18
CC | 5664.5 | 5664.5 | 5664.5 | 5664.5 | 14221.6 | 27238.27
CSP | 0 | 0 | 0 | 0 | 0 | 0
CT | 16 | 16 | 16 | 16 | 16 | 16
Coal | 7743.5 | 7743.5 | 7743.5 | 7743.5 | 7743.5 | 7743.5
Geo | 0 | 0 | 0 | 0 | 0 | 0
H | 1392 | 1461.39 | 2070 | 2070 | 2070 | 2070
LFG | 356.9 | 622 | 622 | 622 | 622 | 622
Nuc | 5036 | 5036 | 5036 | 5036 | 3304 | 2405
PS | 1513 | 1513 | 1513 | 1513 | 1513 | 1513
PV | 4 | 1413.56 | 2302.2 | 2542.94 | 2638.19 | 2752.12
PeakG | 1719 | 1719 | 1719 | 1719 | 1719 | 1719
PeakO | 1566 | 1566 | 1566 | 1566 | 1566 | 1566
ST | 0 | 0 | 0 | 0 | 0 | 0
STOG | 3529 | 3529 | 3529 | 3529 | 3529 | 3529
STWD | 70 | 70 | 70 | 70 | 70 | 70
WT | 1210.8 | 1961 | 7712.74 | 7771 | 7771 | 7771
IGCC | 0 | 0 | 0 | 0 | 0 | 0
DemandResponse | 2307.31 | 2787.75 | 3373.93 | 3488.48 | 3606.92 | 3729.38
IGCC-CCS | 0 | 0 | 0 | 0 | 0 | 0
WT_off | 0 | 0 | 0 | 0 | 0 | 0
PseudoUnit | 0 | 0 | 0 | 0 | 0 | 0
FixedInterchange | 0 | 0 | 0 | 0 | 0 | 0
Total Installed Capacity by Reporting Type: PJM_ROR
ReportingType | 2015 | 2020 | 2025 | 2030 | 2035 | 2040
BM | 385 | 385 | 385 | 385 | 385 | 193
CC | 13618 | 13738 | 13738 | 13738 | 13738 | 13738
CSP | 0 | 0 | 0 | 0 | 0 | 0
CT | 29 | 29 | 29 | 29 | 29 | 29
Coal | 48129.61 | 38225.78 | 38225.78 | 38225.78 | 38225.78 | 38225.78
Geo | 0 | 0 | 0 | 0 | 0 | 0
H | 1837.4 | 2340.4 | 2340.4 | 2340.4 | 2340.4 | 2340.4
LFG | 539.4 | 812.67 | 1053.11 | 1053.11 | 1053.11 | 1053.11
Nuc | 20038 | 20038 | 20038 | 19171 | 14896 | 10012.84
PS | 3081 | 3081 | 3081 | 3081 | 3081 | 3081
PV | 24 | 24 | 24 | 24 | 24 | 24
PeakG | 19311 | 19311 | 19311 | 19311 | 19311 | 19311
PeakO | 1742 | 1742 | 1742 | 1742 | 1742 | 1742
ST | 0 | 0 | 0 | 0 | 0 | 0
STOG | 2122 | 2122 | 2122 | 2122 | 2122 | 2122
STWD | 194 | 194 | 194 | 194 | 194 | 194
WT | 10922.7 | 11114.4 | 11114.4 | 12587.21 | 14552.28 | 17188.78
IGCC | 0 | 0 | 0 | 0 | 0 | 0
DemandResponse | 3324.65 | 6282.21 | 9765.55 | 10067.05 | 10377.87 | 10698.28
IGCC-CCS | 0 | 0 | 0 | 0 | 0 | 0
WT_off | 0 | 0 | 0 | 0 | 0 | 0
PseudoUnit | 0 | 0 | 0 | 0 | 0 | 0
FixedInterchange | 0 | 0 | 0 | 0 | 0 | 0
Total Installed Capacity by Reporting Type: SOCO
ReportingType | 2015 | 2020 | 2025 | 2030 | 2035 | 2040
BM | 55 | 55 | 55 | 55 | 55 | 55
CC | 19838.9 | 20025.9 | 20025.9 | 20025.9 | 20025.9 | 20025.9
CSP | 0 | 0 | 0 | 0 | 0 | 0
CT | 0 | 0 | 0 | 0 | 0 | 0
Coal | 15420.36 | 15028.54 | 15028.54 | 15028.54 | 15368.58 | 22945.8
Geo | 0 | 0 | 0 | 0 | 0 | 0
H | 4194 | 4194 | 4194 | 4194 | 4194 | 4194
LFG | 37 | 37 | 144.4 | 144.4 | 144.4 | 144.4
Nuc | 5841 | 8041 | 8041 | 8041 | 8041 | 5395.95
PS | 1675 | 1675 | 1675 | 1675 | 1675 | 1675
PV | 0 | 0 | 0 | 0 | 0 | 0
PeakG | 10923 | 10923 | 10923 | 10923 | 10923 | 10923
PeakO | 0 | 0 | 0 | 0 | 0 | 0
ST | 0 | 0 | 0 | 0 | 0 | 0
STOG | 0 | 0 | 0 | 0 | 0 | 0
STWD | 668 | 668 | 668 | 668 | 668 | 668
WT | 0 | 0 | 0 | 0 | 0 | 0
IGCC | 0 | 0 | 0 | 0 | 0 | 0
DemandResponse | 2570.49 | 4773.97 | 7215.46 | 7512.46 | 7821.68 | 8143.63
IGCC-CCS | 0 | 0 | 0 | 0 | 0 | 0
WT_off | 0 | 0 | 0 | 0 | 0 | 0
PseudoUnit | 0 | 0 | 0 | 0 | 0 | 0
FixedInterchange | 0 | 0 | 0 | 0 | 0 | 0
Total Installed Capacity by Reporting Type: SPP_N
ReportingType | 2015 | 2020 | 2025 | 2030 | 2035 | 2040
BM | 0 | 0 | 0 | 0 | 0 | 0
CC | 1386 | 1386 | 1386 | 1386 | 1386 | 1386
CSP | 0 | 0 | 0 | 0 | 0 | 0
CT | 0 | 0 | 0 | 0 | 0 | 133.1
Coal | 8013.53 | 7315.08 | 6231.04 | 5066.04 | 5066.04 | 5066.04
Geo | 0 | 0 | 0 | 0 | 0 | 0
H | 21 | 21 | 21 | 21 | 21 | 21
LFG | 7 | 7 | 7 | 102 | 102 | 102
Nuc | 1160 | 1160 | 1160 | 1160 | 1160 | 1160
PS | 0 | 0 | 0 | 0 | 0 | 0
PV | 0 | 0 | 0 | 0 | 0 | 0
PeakG | 4397 | 4397 | 4397 | 4397 | 4397 | 4397
PeakO | 1199 | 1199 | 1199 | 1199 | 1199 | 1199
ST | 0 | 0 | 0 | 0 | 0 | 0
STOG | 1015.55 | 1015.55 | 1015.55 | 1015.55 | 1015.55 | 1015.55
STWD | 0 | 0 | 0 | 0 | 0 | 0
WT | 1227 | 1227 | 1227 | 30531.07 | 32853.93 | 32974.46
IGCC | 0 | 0 | 0 | 0 | 0 | 0
DemandResponse | 446.68 | 920.58 | 1432.75 | 1499.14 | 1568.6 | 1641.28
IGCC-CCS | 0 | 0 | 0 | 0 | 0 | 0
WT_off | 0 | 0 | 0 | 0 | 0 | 0
PseudoUnit | 0 | 0 | 0 | 0 | 0 | 0
FixedInterchange | 0 | 0 | 0 | 0 | 0 | 0
Total Installed Capacity by Reporting Type: SPP_S
ReportingType | 2015 | 2020 | 2025 | 2030 | 2035 | 2040
BM | 0 | 0 | 0 | 0 | 0 | 0
CC | 10917 | 10917 | 10917 | 10917 | 10917 | 10917
CSP | 0 | 0 | 0 | 0 | 0 | 0
CT | 412.99 | 712.99 | 712.99 | 712.99 | 712.99 | 785.44
Coal | 12978.65 | 11630.79 | 5348.07 | 4423.67 | 4423.67 | 4423.67
Geo | 0 | 0 | 0 | 0 | 0 | 0
H | 2108 | 2108 | 2108 | 2108 | 2108 | 2108
LFG | 19 | 19 | 19 | 114 | 114 | 114
Nuc | 0.1 | 0.1 | 0.1 | 0.1 | 0.1 | 0.1
PS | 446 | 446 | 446 | 446 | 446 | 446
PV | 0 | 0 | 0 | 0 | 0 | 0
PeakG | 3443 | 3443 | 3443 | 3443 | 3443 | 3443
PeakO | 122 | 122 | 122 | 122 | 122 | 122
ST | 0 | 0 | 0 | 0 | 0 | 0
STOG | 10209.24 | 10209.24 | 10209.24 | 10209.24 | 10209.24 | 10209.24
STWD | 84 | 84 | 84 | 84 | 84 | 84
WT | 2727 | 2877 | 38627.33 | 58278.52 | 58278.52 | 58278.52
IGCC | 0 | 0 | 0 | 0 | 0 | 0
DemandResponse | 61.11 | 1754.28 | 3560.21 | 3675.61 | 3794.74 | 3917.74
IGCC-CCS | 0 | 0 | 0 | 0 | 0 | 0
WT_off | 0 | 0 | 0 | 0 | 0 | 0
PseudoUnit | 0 | 0 | 0 | 0 | 0 | 0
FixedInterchange | 0 | 0 | 0 | 0 | 0 | 0
Total Installed Capacity by Reporting Type: TVA
ReportingType | 2015 | 2020 | 2025 | 2030 | 2035 | 2040
BM | 0 | 0 | 0 | 0 | 0 | 0
CC | 5881 | 6617.32 | 6617.32 | 8784.48 | 8784.48 | 8784.48
CSP | 0 | 0 | 0 | 0 | 0 | 0
CT | 0 | 1031.02 | 1031.02 | 1905.38 | 1905.38 | 1905.38
Coal | 11548.03 | 10807.03 | 10807.03 | 10807.03 | 11410.01 | 12282.64
Geo | 0 | 0 | 0 | 0 | 0 | 0
H | 5111 | 5111 | 5138 | 5138 | 5138 | 5138
LFG | 13 | 13 | 120.4 | 120.4 | 120.4 | 120.4
Nuc | 8394.89 | 8394.89 | 8394.89 | 8394.89 | 5882.56 | 4603.89
PS | 1743 | 1743 | 1743 | 1743 | 1743 | 1743
PV | 0 | 0 | 0 | 0 | 0 | 0
PeakG | 5865 | 5865 | 5865 | 5865 | 5865 | 5865
PeakO | 83 | 83 | 83 | 83 | 83 | 83
ST | 0 | 0 | 0 | 0 | 0 | 0
STOG | 0 | 0 | 0 | 0 | 0 | 0
STWD | 5 | 5 | 5 | 5 | 5 | 5
WT | 29 | 29 | 29 | 29 | 29 | 29
IGCC | 0 | 0 | 0 | 0 | 0 | 0
DemandResponse | 1805 | 2555.95 | 3357.9 | 3440.97 | 3526.11 | 3613.35
IGCC-CCS | 0 | 0 | 0 | 0 | 0 | 0
WT_off | 0 | 0 | 0 | 0 | 0 | 0
PseudoUnit | 0 | 0 | 0 | 0 | 0 | 0
FixedInterchange | 0 | 0 | 0 | 0 | 0 | 0
Total Installed Capacity by Reporting Type: TVA_Transmission
ReportingType | 2015 | 2020 | 2025 | 2030 | 2035 | 2040
BM | 0 | 0 | 0 | 0 | 0 | 0
CC | 0 | 0 | 0 | 0 | 0 | 0
CSP | 0 | 0 | 0 | 0 | 0 | 0
CT | 0 | 0 | 0 | 0 | 0 | 0
Coal | 0 | 0 | 0 | 0 | 0 | 0
Geo | 0 | 0 | 0 | 0 | 0 | 0
H | 0 | 0 | 0 | 0 | 0 | 0
LFG | 0 | 0 | 0 | 0 | 0 | 0
Nuc | 0 | 0 | 0 | 0 | 0 | 0
PS | 0 | 0 | 0 | 0 | 0 | 0
PV | 0 | 0 | 0 | 0 | 0 | 0
PeakG | 0 | 0 | 0 | 0 | 0 | 0
PeakO | 0 | 0 | 0 | 0 | 0 | 0
ST | 0 | 0 | 0 | 0 | 0 | 0
STOG | 0 | 0 | 0 | 0 | 0 | 0
STWD | 0 | 0 | 0 | 0 | 0 | 0
WT | 0 | 0 | 0 | 0 | 0 | 0
IGCC | 0 | 0 | 0 | 0 | 0 | 0
DemandResponse | 0 | 0 | 0 | 0 | 0 | 0
IGCC-CCS | 0 | 0 | 0 | 0 | 0 | 0
WT_off | 0 | 0 | 0 | 0 | 0 | 0
PseudoUnit | 0 | 0 | 0 | 0 | 0 | 0
FixedInterchange | 0 | 0 | 0 | 0 | 0 | 0
Total Installed Capacity by Reporting Type: VACAR
ReportingType | 2015 | 2020 | 2025 | 2030 | 2035 | 2040
BM | 0.92 | 231.82 | 852.3 | 912.33 | 1095.65 | 1246.46
CC | 9835.07 | 12321.49 | 12375.1 | 12375.1 | 19609.87 | 24350.6
CSP | 0 | 0 | 0 | 0 | 0 | 0
CT | 717.2 | 1280.37 | 1749.94 | 2808.53 | 2808.53 | 3139.8
Coal | 16871 | 14693 | 14693 | 14693 | 14693 | 14693
Geo | 0 | 0 | 0 | 0 | 0 | 0
H | 2122 | 2122 | 2122 | 2122 | 2122 | 2122
LFG | 63.34 | 170.4 | 170.4 | 170.4 | 170.4 | 170.4
Nuc | 11430 | 13760 | 13760 | 13760 | 10512 | 8654
PS | 2616 | 2616 | 2616 | 2616 | 2616 | 2616
PV | 16 | 154.41 | 160.93 | 164.71 | 176.26 | 185.76
PeakG | 8308 | 8308 | 8308 | 8308 | 8308 | 8308
PeakO | 1268 | 1268 | 1268 | 1268 | 1268 | 1268
ST | 0 | 0 | 0 | 0 | 0 | 0
STOG | 92 | 92 | 92 | 92 | 92 | 92
STWD | 281 | 281 | 281 | 281 | 281 | 281
WT | 0.9 | 3500 | 3500 | 3500 | 3500 | 3500
IGCC | 0 | 0 | 0 | 0 | 0 | 0
DemandResponse | 2339.28 | 3868.22 | 5651.52 | 5928.05 | 6218.12 | 6522.37
IGCC-CCS | 0 | 0 | 0 | 0 | 0 | 0
WT_off | 1 | 1 | 1 | 1 | 1 | 1
PseudoUnit | 0 | 0 | 0 | 0 | 0 | 0
FixedInterchange | 0 | 0 | 0 | 0 | 0 | 0
Total Installed Capacity by Reporting Type: IESO
ReportingType | 2015 | 2020 | 2025 | 2030 | 2035 | 2040
BM | 326.33 | 326.33 | 326.33 | 326.33 | 326.33 | 326.33
CC | 4576.98 | 4576.98 | 4576.98 | 4576.98 | 4576.98 | 6560.96
CSP | 0 | 0 | 0 | 0 | 0 | 0
CT | 368 | 368 | 368 | 368 | 368 | 660.88
Coal | 0 | 0 | 0 | 0 | 0 | 0
Geo | 0 | 0 | 0 | 0 | 0 | 0
H | 8693.3 | 8693.3 | 8693.3 | 8693.3 | 8693.3 | 8943.3
LFG | 117.5 | 117.5 | 117.5 | 117.5 | 118 | 118
Nuc | 13018 | 13018 | 13018 | 13018 | 11988 | 10448
PS | 123 | 123 | 123 | 123 | 123 | 123
PV | 1097.26 | 1097.26 | 1097.26 | 1097.26 | 30 | 30
PeakG | 584 | 584 | 584 | 584 | 584 | 584
PeakO | 29.35 | 29.35 | 29.35 | 29.35 | 29.35 | 29.35
ST | 0 | 0 | 0 | 0 | 0 | 0
STOG | 0 | 0 | 0 | 0 | 0 | 0
STWD | 0 | 0 | 0 | 0 | 0 | 0
WT | 3385.9 | 3385.9 | 3385.9 | 3385.9 | 1280 | 1280
IGCC | 0 | 0 | 0 | 0 | 0 | 0
DemandResponse | 1958.79 | 2066.83 | 2340.54 | 2421.21 | 2504.65 | 2590.98
IGCC-CCS | 0 | 0 | 0 | 0 | 0 | 0
WT_off | 0 | 0 | 0 | 0 | 0 | 0
PseudoUnit | 0 | 0 | 0 | 0 | 0 | 0
FixedInterchange | 0 | 0 | 0 | 0 | 0 | 0
Total Installed Capacity by Reporting Type: MAPP_CA
ReportingType | 2015 | 2020 | 2025 | 2030 | 2035 | 2040
BM | 0 | 0 | 0 | 0 | 0 | 0
CC | 731 | 731 | 731 | 207.32 | 207.32 | 207.32
CSP | 0 | 0 | 0 | 0 | 0 | 0
CT | 0 | 0 | 0 | 0 | 0 | 0
Coal | 1670.89 | 1305.78 | 35 | 0 | 0 | 0
Geo | 0 | 0 | 0 | 0 | 0 | 0
H | 6475.4 | 7170.4 | 8665.4 | 11125.4 | 11125.4 | 11125.4
LFG | 0 | 0 | 0 | 0 | 0 | 0
Nuc | 0.1 | 0.1 | 0.1 | 0.1 | 0.1 | 0.1
PS | 0 | 0 | 0 | 0 | 0 | 0
PV | 0 | 0 | 0 | 0 | 0 | 0
PeakG | 559 | 559 | 559 | 559 | 559 | 559
PeakO | 4 | 4 | 4 | 0 | 0 | 0
ST | 0 | 0 | 0 | 0 | 0 | 0
STOG | 126 | 126 | 126 | 0 | 0 | 0
STWD | 0 | 0 | 0 | 0 | 0 | 0
WT | 577.4 | 577.4 | 577.4 | 577.4 | 577.4 | 577.4
IGCC | 0 | 0 | 0 | 0 | 0 | 0
DemandResponse | 89.5 | 308.14 | 546.73 | 568.39 | 590.9 | 614.31
IGCC-CCS | 0 | 0 | 0 | 0 | 0 | 0
WT_off | 0 | 0 | 0 | 0 | 0 | 0
PseudoUnit | 0 | 0 | 0 | 0 | 0 | 0
FixedInterchange | 0 | 0 | 0 | 0 | 0 | 0
Total Installed Capacity by Reporting Type: AZ_NM_SNV_Coal
ReportingType | 2015 | 2020 | 2025 | 2030 | 2035 | 2040
BM | 0 | 0 | 0 | 0 | 0 | 0
CC | 0 | 0 | 0 | 0 | 0 | 0
CSP | 0 | 0 | 0 | 0 | 0 | 0
CT | 0 | 0 | 0 | 0 | 0 | 0
Coal | 10466 | 10466 | 10466 | 10466 | 12475.75 | 21678.67
Geo | 0 | 0 | 0 | 0 | 0 | 0
H | 0 | 0 | 0 | 0 | 0 | 0
LFG | 0 | 0 | 0 | 0 | 0 | 0
Nuc | 0 | 0 | 0 | 0 | 0 | 0
PS | 0 | 0 | 0 | 0 | 0 | 0
PV | 0 | 0 | 0 | 0 | 0 | 0
PeakG | 0 | 0 | 0 | 0 | 0 | 0
PeakO | 0 | 0 | 0 | 0 | 0 | 0
ST | 0 | 0 | 0 | 0 | 0 | 0
STOG | 0 | 0 | 0 | 0 | 0 | 0
STWD | 0 | 0 | 0 | 0 | 0 | 0
WT | 0 | 0 | 0 | 0 | 0 | 0
IGCC | 0 | 0 | 0 | 0 | 0 | 0
DemandResponse | 0 | 0 | 0 | 0 | 0 | 0
IGCC-CCS | 0 | 0 | 0 | 0 | 0 | 0
WT_off | 0 | 0 | 0 | 0 | 0 | 0
PseudoUnit | 0 | 0 | 0 | 0 | 0 | 0
FixedInterchange | 0 | 0 | 0 | 0 | 0 | 0
Total Installed Capacity by Reporting Type: AZ_NM_SNV_Gas
ReportingType | 2015 | 2020 | 2025 | 2030 | 2035 | 2040
BM | 0 | 0 | 0 | 0 | 0 | 0
CC | 15245 | 16359.63 | 16359.64 | 20290.69 | 20290.69 | 20290.69
CSP | 0 | 0 | 0 | 0 | 0 | 0
CT | 736 | 736 | 736 | 736 | 0 | 0
Coal | 0 | 0 | 0 | 0 | 0 | 0
Geo | 0 | 0 | 0 | 0 | 0 | 0
H | 0 | 0 | 0 | 0 | 0 | 0
LFG | 0 | 0 | 0 | 0 | 0 | 0
Nuc | 0 | 0 | 0 | 0 | 0 | 0
PS | 0 | 0 | 0 | 0 | 0 | 0
PV | 0 | 0 | 0 | 0 | 0 | 0
PeakG | 2181.13 | 2181.13 | 2181.13 | 2181.13 | 2181.13 | 0
PeakO | 0 | 0 | 0 | 0 | 0 | 0
ST | 0 | 0 | 0 | 0 | 0 | 0
STOG | 0 | 0 | 0 | 0 | 0 | 0
STWD | 0 | 0 | 0 | 0 | 0 | 0
WT | 0 | 0 | 0 | 0 | 0 | 0
IGCC | 0 | 0 | 0 | 0 | 0 | 0
DemandResponse | 334.55 | 1076.71 | 1928.33 | 2059.84 | 2196.64 | 2344.36
IGCC-CCS | 0 | 0 | 0 | 0 | 0 | 0
WT_off | 0 | 0 | 0 | 0 | 0 | 0
PseudoUnit | 0 | 0 | 0 | 0 | 0 | 0
FixedInterchange | 0 | 0 | 0 | 0 | 0 | 0
Total Installed Capacity by Reporting Type: AZ_NM_SNV_NucRenew
ReportingType | 2015 | 2020 | 2025 | 2030 | 2035 | 2040
BM | 0 | 0 | 0 | 0 | 0 | 0
CC | 0 | 0 | 0 | 0 | 0 | 0
CSP | 0 | 0 | 0 | 0 | 0 | 0
CT | 0 | 0 | 0 | 0 | 0 | 0
Coal | 0 | 0 | 0 | 0 | 0 | 0
Geo | 0 | 0 | 1450 | 1450 | 1450 | 1450
H | 3131 | 3131 | 3131 | 3131 | 3131 | 3131
LFG | 7 | 7 | 67.67 | 67.67 | 67.67 | 67.67
Nuc | 3875 | 3875 | 3875 | 3875 | 3875 | 3875
PS | 216 | 216 | 216 | 216 | 216 | 216
PV | 148.7 | 148.7 | 148.7 | 148.7 | 148.7 | 148.7
PeakG | 0 | 0 | 0 | 0 | 0 | 0
PeakO | 0 | 0 | 0 | 0 | 0 | 0
ST | 280 | 719.41 | 996.05 | 1120.69 | 1120.69 | 1120.69
STOG | 0 | 0 | 0 | 0 | 0 | 0
STWD | 26 | 26 | 26 | 26 | 26 | 26
WT | 525.1 | 525.1 | 852.53 | 1468.7 | 1468.7 | 1468.7
IGCC | 0 | 0 | 0 | 0 | 0 | 0
DemandResponse | 0 | 0 | 0 | 0 | 0 | 0
IGCC-CCS | 0 | 0 | 0 | 0 | 0 | 0
WT_off | 0 | 0 | 0 | 0 | 0 | 0
PseudoUnit | 0 | 0 | 0 | 0 | 0 | 0
FixedInterchange | 0 | 0 | 0 | 0 | 0 | 0
Total Installed Capacity by Reporting Type: ERCOT
ReportingType | 2015 | 2020 | 2025 | 2030 | 2035 | 2040
BM | 145 | 145 | 145 | 1845.88 | 1910.01 | 2026.38
CC | 29150 | 29150 | 29150 | 29150 | 30999.79 | 34530.38
CSP | 0 | 0 | 0 | 0 | 0 | 0
CT | 250 | 250 | 250 | 250 | 250 | 250
Coal | 18867.87 | 18867.87 | 18867.87 | 18867.87 | 18867.87 | 18867.87
Geo | 0 | 0 | 0 | 0 | 0 | 0
H | 565 | 565 | 565 | 1193 | 1193 | 1193
LFG | 75 | 75 | 429 | 429 | 429 | 429
Nuc | 5091 | 5091 | 5091 | 5091 | 5091 | 5091
PS | 0 | 0 | 0 | 0 | 0 | 0
PV | 15 | 15 | 15 | 15 | 1 | 1
PeakG | 4768 | 4768 | 4768 | 4768 | 4768 | 4768
PeakO | 51 | 51 | 51 | 51 | 51 | 51
ST | 0 | 0 | 0 | 0 | 0 | 0
STOG | 17219.71 | 17219.71 | 17219.71 | 17219.71 | 17219.71 | 17219.71
STWD | 0 | 0 | 0 | 0 | 0 | 0
WT | 9280.1 | 17613.5 | 27014.8 | 32864.78 | 33694.94 | 35183.6
IGCC | 0 | 0 | 0 | 0 | 0 | 0
DemandResponse | 740.81 | 3617.73 | 6720.3 | 6926.25 | 7155.61 | 7391.29
IGCC-CCS | 0 | 0 | 0 | 0 | 0 | 0
WT_off | 0 | 0 | 0 | 0 | 0 | 0
PseudoUnit | 0 | 0 | 0 | 0 | 0 | 0
FixedInterchange | 0 | 0 | 0 | 0 | 0 | 0
Total Installed Capacity by Reporting Type: NP15
ReportingType | 2015 | 2020 | 2025 | 2030 | 2035 | 2040
BM | 0 | 0 | 0 | 0 | 0 | 0
CC | 7404 | 7404 | 7404 | 7404 | 7404 | 7404
CSP | 0 | 0 | 0 | 0 | 0 | 0
CT | 216.02 | 1985.59 | 2377.38 | 6340.26 | 10722.6 | 15072.26
Coal | 28.2 | 0 | 0 | 0 | 0 | 0
Geo | 1123 | 1289.22 | 1723 | 1723 | 1723 | 1723
H | 8825 | 8825 | 8825 | 8825 | 8825 | 8825
LFG | 85 | 650 | 650 | 650 | 650 | 650
Nuc | 2300 | 2300 | 2300 | 2300 | 2300 | 2300
PS | 2257 | 2257 | 2257 | 2257 | 2257 | 2257
PV | 59.5 | 59.5 | 59.5 | 59.5 | 53 | 53
PeakG | 3265 | 3265 | 3265 | 3265 | 3265 | 3265
PeakO | 350 | 350 | 350 | 350 | 350 | 350
ST | 29 | 29 | 29 | 29 | 29 | 29
STOG | 3812.6 | 3812.6 | 3812.6 | 3812.6 | 3812.6 | 3812.6
STWD | 442 | 442 | 442 | 442 | 442 | 442
WT | 1193.2 | 1193.2 | 10359.19 | 12766.59 | 12779.93 | 12781.92
IGCC | 0 | 0 | 0 | 0 | 0 | 0
DemandResponse | 1828.06 | 1875.2 | 2034.02 | 2149.8 | 2261.58 | 2376.93
IGCC-CCS | 0 | 0 | 0 | 0 | 0 | 0
WT_off | 0 | 0 | 0 | 0 | 0 | 0
PseudoUnit | 0 | 0 | 0 | 0 | 0 | 0
FixedInterchange | 0 | 0 | 0 | 0 | 0 | 0
Total Installed Capacity by Reporting Type: NWPP_Coal
ReportingType | 2015 | 2020 | 2025 | 2030 | 2035 | 2040
BM | 0 | 0 | 0 | 0 | 0 | 0
CC | 0 | 0 | 0 | 0 | 0 | 0
CSP | 0 | 0 | 0 | 0 | 0 | 0
CT | 0 | 0 | 0 | 0 | 0 | 0
Coal | 13097.62 | 13097.62 | 13097.62 | 13097.62 | 13097.62 | 13097.62
Geo | 0 | 0 | 0 | 0 | 0 | 0
H | 0 | 0 | 0 | 0 | 0 | 0
LFG | 0 | 0 | 0 | 0 | 0 | 0
Nuc | 0 | 0 | 0 | 0 | 0 | 0
PS | 0 | 0 | 0 | 0 | 0 | 0
PV | 0 | 0 | 0 | 0 | 0 | 0
PeakG | 0 | 0 | 0 | 0 | 0 | 0
PeakO | 0 | 0 | 0 | 0 | 0 | 0
ST | 0 | 0 | 0 | 0 | 0 | 0
STOG | 0 | 0 | 0 | 0 | 0 | 0
STWD | 0 | 0 | 0 | 0 | 0 | 0
WT | 0 | 0 | 0 | 0 | 0 | 0
IGCC | 0 | 0 | 0 | 0 | 0 | 0
DemandResponse | 0 | 0 | 0 | 0 | 0 | 0
IGCC-CCS | 0 | 0 | 0 | 0 | 0 | 0
WT_off | 0 | 0 | 0 | 0 | 0 | 0
PseudoUnit | 0 | 0 | 0 | 0 | 0 | 0
FixedInterchange | 0 | 0 | 0 | 0 | 0 | 0
Total Installed Capacity by Reporting Type: NWPP_Gas
ReportingType | 2015 | 2020 | 2025 | 2030 | 2035 | 2040
BM | 0 | 0 | 0 | 0 | 0 | 0
CC | 6627 | 6627 | 6627 | 9791.19 | 14446.51 | 14642.65
CSP | 0 | 0 | 0 | 0 | 0 | 0
CT | 150 | 150 | 150 | 150 | 0 | 0
Coal | 0 | 0 | 0 | 0 | 0 | 426.09
Geo | 0 | 0 | 0 | 0 | 0 | 0
H | 0 | 0 | 0 | 0 | 0 | 0
LFG | 0 | 0 | 0 | 0 | 0 | 0
Nuc | 0 | 0 | 0 | 0 | 0 | 0
PS | 0 | 0 | 0 | 0 | 0 | 0
PV | 0 | 0 | 0 | 0 | 0 | 0
PeakG | 0 | 0 | 0 | 0 | 0 | 0
PeakO | 0 | 0 | 0 | 0 | 0 | 0
ST | 0 | 0 | 0 | 0 | 0 | 0
STOG | 0 | 0 | 0 | 0 | 0 | 0
STWD | 0 | 0 | 0 | 0 | 0 | 0
WT | 0 | 0 | 0 | 0 | 0 | 0
IGCC | 0 | 0 | 0 | 0 | 0 | 0
DemandResponse | 0.01 | 953.34 | 1988.72 | 2091.14 | 2193.74 | 2298.72
IGCC-CCS | 0 | 0 | 0 | 0 | 0 | 0
WT_off | 0 | 0 | 0 | 0 | 0 | 0
PseudoUnit | 0 | 0 | 0 | 0 | 0 | 0
FixedInterchange | 0 | 0 | 0 | 0 | 0 | 0
Total Installed Capacity by Reporting Type: NWPP_NucRenew
ReportingType | 2015 | 2020 | 2025 | 2030 | 2035 | 2040
BM | 32.55 | 32.55 | 32.55 | 32.55 | 32.55 | 32.55
CC | 0 | 0 | 0 | 0 | 0 | 0
CSP | 0 | 0 | 0 | 0 | 0 | 0
CT | 0 | 0 | 0 | 0 | 0 | 0
Coal | 0 | 0 | 0 | 0 | 0 | 0
Geo | 404.2 | 404.2 | 838.2 | 838.2 | 838.2 | 838.2
H | 33736 | 33736 | 33736 | 33736 | 33736 | 33736
LFG | 128.5 | 128.5 | 335.45 | 373 | 373 | 373
Nuc | 1131 | 1131 | 1131 | 1131 | 1131 | 1131
PS | 258 | 258 | 258 | 258 | 258 | 258
PV | 3 | 3 | 3 | 3 | 3 | 3
PeakG | 0 | 0 | 0 | 0 | 0 | 0
PeakO | 0 | 0 | 0 | 0 | 0 | 0
ST | 0 | 0 | 0 | 0 | 0 | 0
STOG | 0 | 0 | 0 | 0 | 0 | 0
STWD | 379.09 | 379.09 | 379.09 | 379.09 | 379.09 | 379.09
WT | 6865.3 | 6865.3 | 6865.3 | 6865.3 | 6865.3 | 6865.3
IGCC | 0 | 0 | 0 | 0 | 0 | 0
DemandResponse | 0 | 0 | 0 | 0 | 0 | 0
IGCC-CCS | 0 | 0 | 0 | 0 | 0 | 0
WT_off | 0 | 0 | 0 | 0 | 0 | 0
PseudoUnit | 0 | 0 | 0 | 0 | 0 | 0
FixedInterchange | 0 | 0 | 0 | 0 | 0 | 0
Total Installed Capacity by Reporting Type: RMPA
ReportingType | 2015 | 2020 | 2025 | 2030 | 2035 | 2040
BM | 0 | 0 | 0 | 0 | 0 | 0
CC | 2686 | 2686 | 2686 | 2686 | 2686 | 2686
CSP | 0 | 0 | 0 | 0 | 0 | 0
CT | 152 | 152 | 152 | 152 | 60.29 | 60.29
Coal | 7475.3 | 7304.8 | 6852.68 | 6852.68 | 8073.62 | 9276.94
Geo | 0 | 458.78 | 2545.23 | 2570 | 2570 | 2570
H | 982 | 982 | 982 | 982 | 982 | 982
LFG | 7.4 | 7.4 | 7.4 | 36.33 | 36.33 | 36.33
Nuc | 0.1 | 0.1 | 0.1 | 0.1 | 0.1 | 0.1
PS | 563 | 563 | 563 | 563 | 563 | 563
PV | 21 | 21 | 21 | 21 | 21 | 21
PeakG | 2904 | 2904 | 2904 | 2904 | 2904 | 2904
PeakO | 187 | 187 | 187 | 187 | 187 | 187
ST | 3 | 383.25 | 415.52 | 430.78 | 430.78 | 430.78
STOG | 0 | 0 | 0 | 0 | 0 | 0
STWD | 0 | 0 | 0 | 0 | 0 | 0
WT | 2113.4 | 2113.4 | 2113.4 | 2113.4 | 2113.4 | 2113.4
IGCC | 0 | 0 | 0 | 0 | 0 | 0
DemandResponse | 486.05 | 622.89 | 804.5 | 856.88 | 912.57 | 971.91
IGCC-CCS | 0 | 0 | 0 | 0 | 0 | 0
WT_off | 0 | 0 | 0 | 0 | 0 | 0
PseudoUnit | 0 | 0 | 0 | 0 | 0 | 0
FixedInterchange | 0 | 0 | 0 | 0 | 0 | 0
Total Installed Capacity by Reporting Type: SP15
ReportingType | 2015 | 2020 | 2025 | 2030 | 2035 | 2040
BM | 6 | 6 | 6 | 6 | 6 | 6
CC | 10080.5 | 10080.5 | 10080.5 | 10080.5 | 10080.5 | 10080.5
CSP | 0 | 0 | 0 | 0 | 0 | 0
CT | 0 | 0 | 0 | 0 | 0 | 0
Coal | 101.2 | 101.2 | 101.2 | 101.2 | 0 | 0
Geo | 963 | 2413 | 2413 | 2413 | 2413 | 2413
H | 1163 | 1163 | 1163 | 1163 | 1163 | 1163
LFG | 223.2 | 779 | 779 | 779 | 779 | 779
Nuc | 2250 | 2250 | 2250 | 2250 | 2250 | 2250
PS | 1440 | 1440 | 1440 | 1440 | 1440 | 1440
PV | 126.8 | 126.8 | 126.8 | 126.8 | 123 | 123
PeakG | 4309 | 4309 | 4309 | 4309 | 4309 | 4309
PeakO | 51 | 51 | 51 | 51 | 51 | 51
ST | 448 | 448 | 448 | 448 | 448 | 448
STOG | 10242 | 10242 | 10242 | 10242 | 10242 | 10242
STWD | 119 | 119 | 119 | 119 | 119 | 119
WT | 2207.8 | 2207.8 | 2207.8 | 2207.8 | 2207.8 | 2207.8
IGCC | 0 | 0 | 0 | 0 | 0 | 0
DemandResponse | 2613.15 | 2728.17 | 2959.23 | 3127.67 | 3290.3 | 3458.12
IGCC-CCS | 0 | 0 | 0 | 0 | 0 | 0
WT_off | 0 | 0 | 0 | 0 | 0 | 0
PseudoUnit | 0 | 0 | 0 | 0 | 0 | 0
FixedInterchange | 0 | 0 | 0 | 0 | 0 | 0
Total Installed Capacity by Reporting Type: ALB
ReportingType | 2015 | 2020 | 2025 | 2030 | 2035 | 2040
BM | 0 | 0 | 0 | 0 | 0 | 0
CC | 2609.19 | 3144.81 | 3936.7 | 4535.01 | 5741.79 | 6821.25
CSP | 0 | 0 | 0 | 0 | 0 | 0
CT | 201.5 | 201.5 | 201.5 | 201.5 | 0 | 0
Coal | 6240.83 | 6240.83 | 6240.83 | 6240.83 | 6240.83 | 6240.83
Geo | 0 | 0 | 0 | 0 | 0 | 0
H | 912 | 912 | 912 | 912 | 912 | 912
LFG | 10 | 10 | 10 | 10 | 10 | 10
Nuc | 0.1 | 0.1 | 0.1 | 0.1 | 0.1 | 0.1
PS | 0 | 0 | 0 | 0 | 0 | 0
PV | 0 | 0 | 0 | 0 | 0 | 0
PeakG | 1487.71 | 1453.15 | 1453.15 | 1453.15 | 1453.15 | 1453.15
PeakO | 0 | 0 | 0 | 0 | 0 | 0
ST | 0 | 0 | 0 | 0 | 0 | 0
STOG | 0 | 0 | 0 | 0 | 0 | 0
STWD | 0 | 0 | 0 | 0 | 0 | 0
WT | 672 | 672 | 672 | 672 | 672 | 672
IGCC | 0 | 0 | 0 | 0 | 0 | 0
DemandResponse | 105.16 | 361.08 | 660.83 | 708.64 | 759.9 | 814.88
IGCC-CCS | 0 | 0 | 0 | 0 | 0 | 0
WT_off | 0 | 0 | 0 | 0 | 0 | 0
PseudoUnit | 0 | 0 | 0 | 0 | 0 | 0
FixedInterchange | 0 | 0 | 0 | 0 | 0 | 0
Total Installed Capacity by Reporting Type: BC
ReportingType | 2015 | 2020 | 2025 | 2030 | 2035 | 2040
BM | 0 | 0 | 0 | 0 | 0 | 0
CC | 1376.72 | 1549.95 | 2062.87 | 2734.86 | 3535.33 | 4213.83
CSP | 0 | 0 | 0 | 0 | 0 | 0
CT | 0 | 0 | 0 | 0 | 0 | 162.07
Coal | 0 | 0 | 0 | 0 | 0 | 0
Geo | 0 | 0 | 0 | 0 | 0 | 0
H | 12161 | 12161 | 12161 | 12161 | 12161 | 12161
LFG | 24 | 24 | 24 | 24 | 24 | 24
Nuc | 0.1 | 0.1 | 0.1 | 0.1 | 0.1 | 0.1
PS | 0 | 0 | 0 | 0 | 0 | 0
PV | 0 | 0 | 0 | 0 | 0 | 0
PeakG | 141 | 141 | 141 | 141 | 141 | 141
PeakO | 44 | 44 | 44 | 44 | 44 | 44
ST | 0 | 0 | 0 | 0 | 0 | 0
STOG | 0 | 0 | 0 | 0 | 0 | 0
STWD | 510 | 510 | 510 | 510 | 510 | 510
WT | 246 | 246 | 246 | 246 | 246 | 246
IGCC | 0 | 0 | 0 | 0 | 0 | 0
DemandResponse | 0.01 | 264.69 | 555.31 | 582.51 | 611.05 | 640.98
IGCC-CCS | 0 | 0 | 0 | 0 | 0 | 0
WT_off | 0 | 0 | 0 | 0 | 0 | 0
PseudoUnit | 0 | 0 | 0 | 0 | 0 | 0
FixedInterchange | 0 | 0 | 0 | 0 | 0 | 0
Total Installed Capacity by Reporting Type: HQ_IESO
ReportingType | 2015 | 2020 | 2025 | 2030 | 2035 | 2040
BM | 0 | 0 | 0 | 0 | 0 | 0
CC | 0 | 0 | 0 | 0 | 0 | 0
CSP | 0 | 0 | 0 | 0 | 0 | 0
CT | 0 | 0 | 0 | 0 | 0 | 0
Coal | 0 | 0 | 0 | 0 | 0 | 0
Geo | 0 | 0 | 0 | 0 | 0 | 0
H | 0 | 0 | 0 | 0 | 0 | 0
LFG | 0 | 0 | 0 | 0 | 0 | 0
Nuc | 0.1 | 0.1 | 0.1 | 0.1 | 0.1 | 0.1
PS | 0 | 0 | 0 | 0 | 0 | 0
PV | 0 | 0 | 0 | 0 | 0 | 0
PeakG | 0 | 0 | 0 | 0 | 0 | 0
PeakO | 0 | 0 | 0 | 0 | 0 | 0
ST | 0 | 0 | 0 | 0 | 0 | 0
STOG | 0 | 0 | 0 | 0 | 0 | 0
STWD | 0 | 0 | 0 | 0 | 0 | 0
WT | 0 | 0 | 0 | 0 | 0 | 0
IGCC | 0 | 0 | 0 | 0 | 0 | 0
DemandResponse | 0 | 0 | 0 | 0 | 0 | 0
IGCC-CCS | 0 | 0 | 0 | 0 | 0 | 0
WT_off | 0 | 0 | 0 | 0 | 0 | 0
PseudoUnit | 0 | 0 | 0 | 0 | 0 | 0
FixedInterchange | 3000 | 3000 | 3000 | 3000 | 3000 | 3000
Total Installed Capacity by Reporting Type: HQ_NEISO
ReportingType | 2015 | 2020 | 2025 | 2030 | 2035 | 2040
BM | 0 | 0 | 0 | 0 | 0 | 0
CC | 0 | 0 | 0 | 0 | 0 | 0
CSP | 0 | 0 | 0 | 0 | 0 | 0
CT | 0 | 0 | 0 | 0 | 0 | 0
Coal | 0 | 0 | 0 | 0 | 0 | 0
Geo | 0 | 0 | 0 | 0 | 0 | 0
H | 0 | 0 | 0 | 0 | 0 | 0
LFG | 0 | 0 | 0 | 0 | 0 | 0
Nuc | 0.1 | 0.1 | 0.1 | 0.1 | 0.1 | 0.1
PS | 0 | 0 | 0 | 0 | 0 | 0
PV | 0 | 0 | 0 | 0 | 0 | 0
PeakG | 0 | 0 | 0 | 0 | 0 | 0
PeakO | 0 | 0 | 0 | 0 | 0 | 0
ST | 0 | 0 | 0 | 0 | 0 | 0
STOG | 0 | 0 | 0 | 0 | 0 | 0
STWD | 0 | 0 | 0 | 0 | 0 | 0
WT | 0 | 0 | 0 | 0 | 0 | 0
IGCC | 0 | 0 | 0 | 0 | 0 | 0
DemandResponse | 0 | 0 | 0 | 0 | 0 | 0
IGCC-CCS | 0 | 0 | 0 | 0 | 0 | 0
WT_off | 0 | 0 | 0 | 0 | 0 | 0
PseudoUnit | 0 | 0 | 0 | 2500 | 2500 | 2500
FixedInterchange | 2920 | 2920 | 2920 | 2920 | 2920 | 2920
Total Installed Capacity by Reporting Type: HQ_NY
ReportingType | 2015 | 2020 | 2025 | 2030 | 2035 | 2040
BM | 0 | 0 | 0 | 0 | 0 | 0
CC | 0 | 0 | 0 | 0 | 0 | 0
CSP | 0 | 0 | 0 | 0 | 0 | 0
CT | 0 | 0 | 0 | 0 | 0 | 0
Coal | 0 | 0 | 0 | 0 | 0 | 0
Geo | 0 | 0 | 0 | 0 | 0 | 0
H | 0 | 0 | 0 | 0 | 0 | 0
LFG | 0 | 0 | 0 | 0 | 0 | 0
Nuc | 0.1 | 0.1 | 0.1 | 0.1 | 0.1 | 0.1
PS | 0 | 0 | 0 | 0 | 0 | 0
PV | 0 | 0 | 0 | 0 | 0 | 0
PeakG | 0 | 0 | 0 | 0 | 0 | 0
PeakO | 0 | 0 | 0 | 0 | 0 | 0
ST | 0 | 0 | 0 | 0 | 0 | 0
STOG | 0 | 0 | 0 | 0 | 0 | 0
STWD | 0 | 0 | 0 | 0 | 0 | 0
WT | 0 | 0 | 0 | 0 | 0 | 0
IGCC | 0 | 0 | 0 | 0 | 0 | 0
DemandResponse | 0 | 0 | 0 | 0 | 0 | 0
IGCC-CCS | 0 | 0 | 0 | 0 | 0 | 0
WT_off | 0 | 0 | 0 | 0 | 0 | 0
PseudoUnit | 0 | 918.77 | 2500 | 2500 | 2500 | 2500
FixedInterchange | 1500 | 1500 | 1500 | 1500 | 1500 | 1500
Total Installed Capacity by Reporting Type: MARITIMES
ReportingType | 2015 | 2020 | 2025 | 2030 | 2035 | 2040
BM | 0 | 0 | 0 | 0 | 0 | 0
CC | 0 | 0 | 0 | 0 | 0 | 0
CSP | 0 | 0 | 0 | 0 | 0 | 0
CT | 0 | 0 | 0 | 0 | 0 | 0
Coal | 0 | 0 | 0 | 0 | 0 | 0
Geo | 0 | 0 | 0 | 0 | 0 | 0
H | 0 | 0 | 0 | 0 | 0 | 0
LFG | 0 | 0 | 0 | 0 | 0 | 0
Nuc | 0.1 | 0.1 | 0.1 | 0.1 | 0.1 | 0.1
PS | 0 | 0 | 0 | 0 | 0 | 0
PV | 0 | 0 | 0 | 0 | 0 | 0
PeakG | 0 | 0 | 0 | 0 | 0 | 0
PeakO | 0 | 0 | 0 | 0 | 0 | 0
ST | 0 | 0 | 0 | 0 | 0 | 0
STOG | 0 | 0 | 0 | 0 | 0 | 0
STWD | 0 | 0 | 0 | 0 | 0 | 0
WT | 0 | 0 | 0 | 0 | 0 | 0
IGCC | 0 | 0 | 0 | 0 | 0 | 0
DemandResponse | 0 | 0 | 0 | 0 | 0 | 0
IGCC-CCS | 0 | 0 | 0 | 0 | 0 | 0
WT_off | 0 | 0 | 0 | 0 | 0 | 0
PseudoUnit | 0 | 500 | 500 | 500 | 500 | 500
FixedInterchange | 1400 | 1400 | 1400 | 1400 | 1400 | 1400
Total Installed Capacity by Reporting Type: All
ReportingType | 2015 | 2020 | 2025 | 2030 | 2035 | 2040
BM | 1251 | 1481.9 | 2102.38 | 3863.29 | 4110.75 | 4185.92
CC | 232518.21 | 241701.34 | 243370.5 | 253889.73 | 287276.75 | 319509.4
CSP | 0 | 0 | 0 | 0 | 0 | 0
CT | 6397.22 | 16999.56 | 20185.25 | 34145.5 | 57747.72 | 71354.75
Coal | 266181.69 | 241072.66 | 231073.79 | 228949.4 | 233021.91 | 252304.09
Geo | 2534.2 | 4609.2 | 9013.43 | 9038.2 | 9038.2 | 9038.2
H | 106079.79 | 107631.19 | 110507.79 | 113595.79 | 113595.79 | 113845.79
LFG | 4136 | 6089 | 8299 | 9022.5 | 9023 | 9023
Nuc | 117236.86 | 121152.36 | 121152.36 | 119664.16 | 93088.46 | 73382.46
PS | 21788 | 21788 | 21788 | 21788 | 21788 | 21788
PV | 1648 | 3820.31 | 4899.64 | 5147.56 | 4146.25 | 4285.82
PeakG | 117853.33 | 117818.78 | 117818.78 | 117818.78 | 117818.78 | 115637.65
PeakO | 18960.71 | 18916.91 | 18916.91 | 18912.91 | 18912.91 | 18912.91
ST | 760 | 1579.66 | 1888.57 | 2028.47 | 2028.47 | 2028.47
STOG | 67850.92 | 67194.14 | 67194.14 | 67068.14 | 67068.14 | 67068.14
STWD | 4456.09 | 4456.09 | 4456.09 | 4456.09 | 4456.09 | 4456.09
WT | 64004.8 | 108011.3 | 195174.17 | 275217.89 | 287036.58 | 300717.96
IGCC | 618 | 618 | 618 | 618 | 618 | 618
DemandResponse | 37863.74 | 60093.26 | 85862.57 | 89210.8 | 92685.8 | 96304.58
IGCC-CCS | 0 | 0 | 0 | 0 | 0 | 0
WT_off | 469 | 469 | 1569 | 1569 | 1101 | 1101
PseudoUnit | 0 | 1418.77 | 3000 | 5500 | 5500 | 5500
FixedInterchange | 8820 | 8820 | 8820 | 8820 | 8820 | 8820
Total Installed Capacity by Reporting Type: EI_US
ReportingType | 2015 | 2020 | 2025 | 2030 | 2035 | 2040
BM | 741.12 | 972.02 | 1592.5 | 1652.53 | 1835.85 | 1794.66
CC | 152031.82 | 159391.47 | 159755.82 | 162433.19 | 187307.84 | 212071.82
CSP | 0 | 0 | 0 | 0 | 0 | 0
CT | 4323.69 | 13156.47 | 15950.38 | 25947.74 | 46346.84 | 55149.26
Coal | 208233.79 | 183688.56 | 175412.6 | 173323.2 | 174266.22 | 182716.07
Geo | 44 | 44 | 44 | 44 | 44 | 44
H | 29436.09 | 30292.49 | 31674.09 | 31674.09 | 31674.09 | 31674.09
LFG | 3458.4 | 4290.6 | 5878.98 | 6536 | 6536 | 6536
Nuc | 89571.36 | 93486.86 | 93486.86 | 91998.66 | 66452.96 | 48286.96
PS | 16931 | 16931 | 16931 | 16931 | 16931 | 16931
PV | 176.74 | 2349.05 | 3428.38 | 3676.31 | 3766.55 | 3906.12
PeakG | 97654.5 | 97654.5 | 97654.5 | 97654.5 | 97654.5 | 97654.5
PeakO | 18244.36 | 18200.56 | 18200.56 | 18200.56 | 18200.56 | 18200.56
ST | 0 | 0 | 0 | 0 | 0 | 0
STOG | 36450.61 | 35793.83 | 35793.83 | 35793.83 | 35793.83 | 35793.83
STWD | 2980 | 2980 | 2980 | 2980 | 2980 | 2980
WT | 36938.6 | 72611.7 | 140879.85 | 212050.02 | 225131.11 | 237321.84
IGCC | 618 | 618 | 618 | 618 | 618 | 618
DemandResponse | 29707.66 | 46218.47 | 65324.07 | 67718.5 | 70208.86 | 72802.09
IGCC-CCS | 0 | 0 | 0 | 0 | 0 | 0
WT_off | 469 | 469 | 1569 | 1569 | 1101 | 1101
PseudoUnit | 0 | 1418.77 | 3000 | 5500 | 5500 | 5500
FixedInterchange | 5820 | 5820 | 5820 | 5820 | 5820 | 5820
Total Installed Capacity by Reporting Type: EI_Canada
ReportingType | 2015 | 2020 | 2025 | 2030 | 2035 | 2040
BM | 326.33 | 326.33 | 326.33 | 326.33 | 326.33 | 326.33
CC | 5307.98 | 5307.98 | 5307.98 | 4784.3 | 4784.3 | 6768.27
CSP | 0 | 0 | 0 | 0 | 0 | 0
CT | 368 | 368 | 368 | 368 | 368 | 660.88
Coal | 1670.89 | 1305.78 | 35 | 0 | 0 | 0
Geo | 0 | 0 | 0 | 0 | 0 | 0
H | 15168.7 | 15863.7 | 17358.7 | 19818.7 | 19818.7 | 20068.7
LFG | 117.5 | 117.5 | 117.5 | 117.5 | 118 | 118
Nuc | 13018.2 | 13018.2 | 13018.2 | 13018.2 | 11988.2 | 10448.2
PS | 123 | 123 | 123 | 123 | 123 | 123
PV | 1097.26 | 1097.26 | 1097.26 | 1097.26 | 30 | 30
PeakG | 1143 | 1143 | 1143 | 1143 | 1143 | 1143
PeakO | 33.35 | 33.35 | 33.35 | 29.35 | 29.35 | 29.35
ST | 0 | 0 | 0 | 0 | 0 | 0
STOG | 126 | 126 | 126 | 0 | 0 | 0
STWD | 0 | 0 | 0 | 0 | 0 | 0
WT | 3963.3 | 3963.3 | 3963.3 | 3963.3 | 1857.4 | 1857.4
IGCC | 0 | 0 | 0 | 0 | 0 | 0
DemandResponse | 2048.29 | 2374.97 | 2887.27 | 2989.59 | 3095.56 | 3205.29
IGCC-CCS | 0 | 0 | 0 | 0 | 0 | 0
WT_off | 0 | 0 | 0 | 0 | 0 | 0
PseudoUnit | 0 | 0 | 0 | 0 | 0 | 0
FixedInterchange | 3000 | 3000 | 3000 | 3000 | 3000 | 3000
Total Installed Capacity by Reporting Type: EI
ReportingType | 2015 | 2020 | 2025 | 2030 | 2035 | 2040
BM | 1067.45 | 1298.35 | 1918.83 | 1978.86 | 2162.19 | 2120.99
CC | 157339.8 | 164699.45 | 165063.8 | 167217.49 | 192092.14 | 218840.1
CSP | 0 | 0 | 0 | 0 | 0 | 0
CT | 4691.69 | 13524.47 | 16318.38 | 26315.74 | 46714.84 | 55810.14
Coal | 209904.67 | 184994.34 | 175447.6 | 173323.2 | 174266.22 | 182716.07
Geo | 44 | 44 | 44 | 44 | 44 | 44
H | 44604.79 | 46156.19 | 49032.79 | 51492.79 | 51492.79 | 51742.79
LFG | 3575.9 | 4408.1 | 5996.48 | 6653.5 | 6654 | 6654
Nuc | 102589.56 | 106505.06 | 106505.06 | 105016.86 | 78441.16 | 58735.16
PS | 17054 | 17054 | 17054 | 17054 | 17054 | 17054
PV | 1274 | 3446.31 | 4525.64 | 4773.56 | 3796.55 | 3936.12
PeakG | 98797.5 | 98797.5 | 98797.5 | 98797.5 | 98797.5 | 98797.5
PeakO | 18277.71 | 18233.91 | 18233.91 | 18229.91 | 18229.91 | 18229.91
ST | 0 | 0 | 0 | 0 | 0 | 0
STOG | 36576.61 | 35919.83 | 35919.83 | 35793.83 | 35793.83 | 35793.83
STWD | 2980 | 2980 | 2980 | 2980 | 2980 | 2980
WT | 40901.9 | 76575 | 144843.15 | 216013.32 | 226988.51 | 239179.24
IGCC | 618 | 618 | 618 | 618 | 618 | 618
DemandResponse | 31755.95 | 48593.44 | 68211.33 | 70708.09 | 73304.41 | 76007.38
IGCC-CCS | 0 | 0 | 0 | 0 | 0 | 0
WT_off | 469 | 469 | 1569 | 1569 | 1101 | 1101
PseudoUnit | 0 | 1418.77 | 3000 | 5500 | 5500 | 5500
FixedInterchange | 8820 | 8820 | 8820 | 8820 | 8820 | 8820
Total Installed Capacity by Reporting Type: Outside_EI
ReportingType | 2015 | 2020 | 2025 | 2030 | 2035 | 2040
BM | 183.55 | 183.55 | 183.55 | 1884.43 | 1948.56 | 2064.93
CC | 75178.41 | 77001.9 | 78306.7 | 86672.24 | 95184.61 | 100669.3
CSP | 0 | 0 | 0 | 0 | 0 | 0
CT | 1705.52 | 3475.09 | 3866.88 | 7829.76 | 11032.88 | 15544.61
Coal | 56277.02 | 56078.32 | 55626.19 | 55626.2 | 58755.69 | 69588.02
Geo | 2490.2 | 4565.2 | 8969.43 | 8994.2 | 8994.2 | 8994.2
H | 61475 | 61475 | 61475 | 62103 | 62103 | 62103
LFG | 560.1 | 1680.9 | 2302.52 | 2369 | 2369 | 2369
Nuc | 14647.3 | 14647.3 | 14647.3 | 14647.3 | 14647.3 | 14647.3
PS | 4734 | 4734 | 4734 | 4734 | 4734 | 4734
PV | 374 | 374 | 374 | 374 | 349.7 | 349.7
PeakG | 19055.83 | 19021.28 | 19021.28 | 19021.28 | 19021.28 | 16840.15
PeakO | 683 | 683 | 683 | 683 | 683 | 683
ST | 760 | 1579.66 | 1888.57 | 2028.47 | 2028.47 | 2028.47
STOG | 31274.31 | 31274.31 | 31274.31 | 31274.31 | 31274.31 | 31274.31
STWD | 1476.09 | 1476.09 | 1476.09 | 1476.09 | 1476.09 | 1476.09
WT | 23102.9 | 31436.3 | 50331.01 | 59204.57 | 60048.07 | 61538.72
IGCC | 0 | 0 | 0 | 0 | 0 | 0
DemandResponse | 6107.8 | 11499.81 | 17651.23 | 18502.71 | 19381.39 | 20297.2
IGCC-CCS | 0 | 0 | 0 | 0 | 0 | 0
WT_off | 0 | 0 | 0 | 0 | 0 | 0
PseudoUnit | 0 | 0 | 0 | 0 | 0 | 0
FixedInterchange | 0 | 0 | 0 | 0 | 0 | 0
#6 | Retrofit Capacity (MW)
Retrofit Capacity by Reporting Type: Entergy
ReportingType | 2015 | 2020 | 2025 | 2030 | 2035 | 2040
FGD | 0 | 7356 | 7356 | 7356 | 7356 | 7356
SNCR | 0 | 0 | 0 | 0 | 0 | 0
SCR | 0 | 0 | 0 | 0 | 0 | 0
ACI90 | 0 | 0 | 0 | 0 | 0 | 0
RPJ90 | 0 | 7416 | 7416 | 7416 | 7416 | 7416
PCSEQ | 0 | 0 | 0 | 0 | 0 | 0
Retrofit Capacity by Reporting Type: FRCC
ReportingType | 2015 | 2020 | 2025 | 2030 | 2035 | 2040
FGD | 0 | 235 | 235 | 235 | 235 | 235
SNCR | 0 | 0 | 0 | 0 | 0 | 0
SCR | 3796 | 1898 | 1898 | 1898 | 1898 | 1898
ACI90 | 0 | 0 | 0 | 0 | 0 | 0
RPJ90 | 0 | 7900.01 | 7900.01 | 7900.02 | 7900.02 | 7900.03
PCSEQ | 0 | 0 | 0 | 0 | 0 | 0
Retrofit Capacity by Reporting Type: MAPP_US
ReportingType | 2015 | 2020 | 2025 | 2030 | 2035 | 2040
FGD | 221 | 0 | 0 | 0 | 0 | 0
SNCR | 0 | 0 | 0 | 0 | 0 | 0
SCR | 0 | 0 | 0 | 0 | 0 | 0
ACI90 | 0 | 0 | 0 | 0 | 0 | 0
RPJ90 | 0 | 2360 | 2360 | 2360 | 2360 | 2360
PCSEQ | 0 | 0 | 0 | 0 | 0 | 0
Retrofit Capacity by Reporting Type: MISO_IN
ReportingType | 2015 | 2020 | 2025 | 2030 | 2035 | 2040
FGD | 0 | 2276 | 2276 | 2276 | 2276 | 2276
SNCR | 0 | 0 | 0 | 0 | 0 | 0
SCR | 0 | 0 | 0 | 0 | 0 | 0
ACI90 | 0 | 0 | 0 | 0 | 0 | 0
RPJ90 | 0 | 13115.81 | 13115.81 | 13115.81 | 13115.82 | 13115.82
PCSEQ | 0 | 0 | 0 | 0 | 0 | 0
Retrofit Capacity by Reporting Type: MISO_MI
ReportingType | 2015 | 2020 | 2025 | 2030 | 2035 | 2040
FGD | 0 | 4165.06 | 4165.06 | 4165.06 | 4165.06 | 4165.06
SNCR | 0 | 0 | 0 | 0 | 0 | 0
SCR | 355 | 0 | 0 | 0 | 0 | 0
ACI90 | 0 | 0 | 0 | 0 | 0 | 0
RPJ90 | 0 | 5966.86 | 5966.86 | 5966.86 | 5966.86 | 5966.86
PCSEQ | 0 | 0 | 0 | 0 | 0 | 0
Retrofit Capacity by Reporting Type: MISO_MO-IL
ReportingType | 2015 | 2020 | 2025 | 2030 | 2035 | 2040
FGD | 0 | 6316 | 6316 | 6316 | 6316 | 6316
SNCR | 0 | 0 | 0 | 0 | 0 | 0
SCR | 400 | 200 | 200 | 200 | 200 | 200
ACI90 | 0 | 0 | 0 | 0 | 0 | 0
RPJ90 | 2275.01 | 9966.01 | 9966.01 | 9966.02 | 9966.02 | 9966.02
PCSEQ | 0 | 0 | 0 | 0 | 0 | 0
Retrofit Capacity by Reporting Type: MISO_W
ReportingType | 2015 | 2020 | 2025 | 2030 | 2035 | 2040
FGD | 0 | 5555.5 | 5555.5 | 5555.5 | 5555.5 | 5555.5
SNCR | 0 | 0 | 0 | 0 | 0 | 0
SCR | 1225.26 | 612.63 | 612.63 | 612.63 | 612.63 | 612.63
ACI90 | 0 | 0 | 0 | 0 | 0 | 0
RPJ90 | 2652.36 | 11006.03 | 11006.03 | 11006.03 | 11006.03 | 11006.03
PCSEQ | 0 | 0 | 0 | 0 | 0 | 0
Retrofit Capacity by Reporting Type: MISO_WUMS
ReportingType | 2015 | 2020 | 2025 | 2030 | 2035 | 2040
FGD | 1135 | 1620.7 | 1620.7 | 1620.7 | 1620.7 | 1620.7
SNCR | 0 | 0 | 0 | 0 | 0 | 0
SCR | 2778.6 | 1902.6 | 1902.6 | 1902.6 | 1902.6 | 1902.6
ACI90 | 0 | 0 | 0 | 0 | 0 | 0
RPJ90 | 1740.2 | 3373.7 | 3373.71 | 3373.71 | 3373.71 | 3373.71
PCSEQ | 0 | 0 | 0 | 0 | 0 | 0
Retrofit Capacity by Reporting Type: Nebraska
ReportingType | 2015 | 2020 | 2025 | 2030 | 2035 | 2040
FGD | 0 | 2920.2 | 2011 | 2011 | 2011 | 2011
SNCR | 0 | 0 | 0 | 0 | 0 | 0
SCR | 0 | 0 | 0 | 0 | 0 | 0
ACI90 | 0 | 0 | 0 | 0 | 0 | 0
RPJ90 | 1364.4 | 3602.4 | 2693.2 | 2693.2 | 2693.2 | 2693.2
PCSEQ | 0 | 0 | 0 | 0 | 0 | 0
Retrofit Capacity by Reporting Type: NEISO
ReportingType | 2015 | 2020 | 2025 | 2030 | 2035 | 2040
FGD | 320 | 0 | 0 | 0 | 0 | 0
SNCR | 0 | 0 | 0 | 0 | 0 | 0
SCR | 0 | 0 | 0 | 0 | 0 | 0
ACI90 | 0 | 0 | 0 | 0 | 0 | 0
RPJ90 | 870.93 | 0 | 0 | 0 | 0 | 0
PCSEQ | 0 | 0 | 0 | 0 | 0 | 0
Retrofit Capacity by Reporting Type: NonRTO_Midwest
ReportingType | 2015 | 2020 | 2025 | 2030 | 2035 | 2040
FGD | 1403 | 2333.26 | 2333.26 | 2333.26 | 2333.26 | 2333.26
SNCR | 0 | 0 | 0 | 0 | 0 | 0
SCR | 1463.8 | 731.9 | 731.9 | 731.9 | 731.9 | 731.9
ACI90 | 0 | 0 | 0 | 0 | 0 | 0
RPJ90 | 0.01 | 8108.66 | 8108.66 | 8108.67 | 8108.67 | 8108.68
PCSEQ | 0 | 0 | 0 | 0 | 0 | 0
Retrofit Capacity by Reporting Type: NYISO_A-F
ReportingType | 2015 | 2020 | 2025 | 2030 | 2035 | 2040
FGD | 0 | 0 | 0 | 0 | 0 | 0
SNCR | 0 | 0 | 0 | 0 | 0 | 0
SCR | 0 | 0 | 0 | 0 | 0 | 0
ACI90 | 0 | 0 | 0 | 0 | 0 | 0
RPJ90 | 486.3 | 0 | 0 | 0 | 0 | 0
PCSEQ | 0 | 0 | 0 | 0 | 0 | 0
Retrofit Capacity by Reporting Type: NYISO_G-I
ReportingType | 2015 | 2020 | 2025 | 2030 | 2035 | 2040
FGD | 0 | 0 | 0 | 0 | 0 | 0
SNCR | 0 | 0 | 0 | 0 | 0 | 0
SCR | 0 | 0 | 0 | 0 | 0 | 0
ACI90 | 0 | 0 | 0 | 0 | 0 | 0
RPJ90 | 0 | 0 | 0 | 0 | 0 | 0
PCSEQ | 0 | 0 | 0 | 0 | 0 | 0
Retrofit Capacity by Reporting Type: NYISO_J-K
ReportingType | 2015 | 2020 | 2025 | 2030 | 2035 | 2040
FGD | 0 | 0 | 0 | 0 | 0 | 0
SNCR | 0 | 0 | 0 | 0 | 0 | 0
SCR | 0 | 0 | 0 | 0 | 0 | 0
ACI90 | 0 | 0 | 0 | 0 | 0 | 0
RPJ90 | 0 | 0 | 0 | 0 | 0 | 0
PCSEQ | 0 | 0 | 0 | 0 | 0 | 0
Retrofit Capacity by Reporting Type: PJM_E
ReportingType | 2015 | 2020 | 2025 | 2030 | 2035 | 2040
FGD | 0 | 0 | 0 | 0 | 0 | 0
SNCR | 0 | 0 | 0 | 0 | 0 | 0
SCR | 568 | 0 | 0 | 0 | 0 | 0
ACI90 | 0 | 0 | 0 | 0 | 0 | 0
RPJ90 | 1784 | 0 | 0 | 0 | 0 | 0
PCSEQ | 0 | 0 | 0 | 0 | 0 | 0
Retrofit Capacity by Reporting Type: PJM_ROM
ReportingType | 2015 | 2020 | 2025 | 2030 | 2035 | 2040
FGD | 0 | 1234 | 1234 | 1234 | 1234 | 1234
SNCR | 0 | 0 | 0 | 0 | 0 | 0
SCR | 341 | 0 | 0 | 0 | 0 | 0
ACI90 | 0 | 0 | 0 | 0 | 0 | 0
RPJ90 | 2572 | 7711 | 7711 | 7711 | 7711 | 7711
PCSEQ | 0 | 0 | 0 | 0 | 0 | 0
Retrofit Capacity by Reporting Type: PJM_ROR
ReportingType | 2015 | 2020 | 2025 | 2030 | 2035 | 2040
FGD | 0 | 6572.98 | 6572.98 | 6572.98 | 6572.98 | 6572.98
SNCR | 0 | 0 | 0 | 0 | 0 | 0
SCR | 2400 | 1200 | 1200 | 1200 | 1200 | 1200
ACI90 | 0 | 0 | 0 | 0 | 0 | 0
RPJ90 | 0 | 35823.99 | 35823.99 | 35823.99 | 35824 | 35824
PCSEQ | 0 | 0 | 0 | 0 | 0 | 0
Retrofit Capacity by Reporting Type: SOCO
ReportingType | 2015 | 2020 | 2025 | 2030 | 2035 | 2040
FGD | 4088.7 | 6544.74 | 6544.74 | 6544.74 | 6544.74 | 6544.74
SNCR | 0 | 0 | 0 | 0 | 0 | 0
SCR | 3404.7 | 3404.7 | 3404.7 | 3404.7 | 3404.7 | 3404.7
ACI90 | 0 | 0 | 0 | 0 | 0 | 0
RPJ90 | 6809.4 | 15028.54 | 15028.54 | 15028.54 | 15028.54 | 15028.54
PCSEQ | 0 | 0 | 0 | 0 | 0 | 0
Retrofit Capacity by Reporting Type: SPP_N
ReportingType | 2015 | 2020 | 2025 | 2030 | 2035 | 2040
FGD | 0 | 1686.04 | 602 | 0 | 0 | 0
SNCR | 0 | 0 | 0 | 0 | 0 | 0
SCR | 0 | 0 | 0 | 0 | 0 | 0
ACI90 | 0 | 0 | 0 | 0 | 0 | 0
RPJ90 | 1302 | 6287.05 | 5203.01 | 4601 | 4601 | 4601
PCSEQ | 0 | 0 | 0 | 0 | 0 | 0
Retrofit Capacity by Reporting Type: SPP_S
ReportingType | 2015 | 2020 | 2025 | 2030 | 2035 | 2040
FGD | 0 | 8383.93 | 2106.55 | 2094 | 2094 | 2094
SNCR | 0 | 0 | 0 | 0 | 0 | 0
SCR | 0 | 0 | 0 | 0 | 0 | 0
ACI90 | 0 | 0 | 0 | 0 | 0 | 0
RPJ90 | 0 | 10642.79 | 4360.07 | 3435.67 | 3435.67 | 3435.67
PCSEQ | 0 | 0 | 0 | 0 | 0 | 0
Retrofit Capacity by Reporting Type: TVA
ReportingType | 2015 | 2020 | 2025 | 2030 | 2035 | 2040
FGD | 0 | 4090 | 4090 | 4090 | 4090 | 4090
SNCR | 0 | 0 | 0 | 0 | 0 | 0
SCR | 0 | 0 | 0 | 0 | 0 | 0
ACI90 | 0 | 0 | 0 | 0 | 0 | 0
RPJ90 | 0 | 10807.03 | 10807.03 | 10807.03 | 10807.03 | 10807.03
PCSEQ | 0 | 0 | 0 | 0 | 0 | 0
Retrofit Capacity by Reporting Type: TVA_Transmission
ReportingType | 2015 | 2020 | 2025 | 2030 | 2035 | 2040
FGD | 0 | 0 | 0 | 0 | 0 | 0
SNCR | 0 | 0 | 0 | 0 | 0 | 0
SCR | 0 | 0 | 0 | 0 | 0 | 0
ACI90 | 0 | 0 | 0 | 0 | 0 | 0
RPJ90 | 0 | 0 | 0 | 0 | 0 | 0
PCSEQ | 0 | 0 | 0 | 0 | 0 | 0
Retrofit Capacity by Reporting Type: VACAR
ReportingType | 2015 | 2020 | 2025 | 2030 | 2035 | 2040
FGD | 0 | 0 | 0 | 0 | 0 | 0
SNCR | 0 | 0 | 0 | 0 | 0 | 0
SCR | 0 | 0 | 0 | 0 | 0 | 0
ACI90 | 0 | 0 | 0 | 0 | 0 | 0
RPJ90 | 0.01 | 12748.03 | 12748.04 | 12748.06 | 12748.07 | 12748.08
PCSEQ | 0 | 0 | 0 | 0 | 0 | 0
Retrofit Capacity by Reporting Type: IESO
ReportingType | 2015 | 2020 | 2025 | 2030 | 2035 | 2040
FGD | 0 | 0 | 0 | 0 | 0 | 0
SNCR | 0 | 0 | 0 | 0 | 0 | 0
SCR | 0 | 0 | 0 | 0 | 0 | 0
ACI90 | 0 | 0 | 0 | 0 | 0 | 0
RPJ90 | 0 | 0 | 0 | 0 | 0 | 0
PCSEQ | 0 | 0 | 0 | 0 | 0 | 0
Retrofit Capacity by Reporting Type: MAPP_CA
ReportingType | 2015 | 2020 | 2025 | 2030 | 2035 | 2040
FGD | 0 | 0 | 0 | 0 | 0 | 0
SNCR | 0 | 0 | 0 | 0 | 0 | 0
SCR | 0 | 0 | 0 | 0 | 0 | 0
ACI90 | 0 | 0 | 0 | 0 | 0 | 0
RPJ90 | 0 | 0 | 0 | 0 | 0 | 0
PCSEQ | 0 | 0 | 0 | 0 | 0 | 0
Retrofit Capacity by Reporting Type: AZ_NM_SNV_Coal
ReportingType | 2015 | 2020 | 2025 | 2030 | 2035 | 2040
FGD | 384 | 540 | 540 | 540 | 540 | 540
SNCR | 0 | 0 | 0 | 0 | 0 | 0
SCR | 800 | 400 | 400 | 400 | 400 | 400
ACI90 | 0 | 0 | 0 | 0 | 0 | 0
RPJ90 | 3286 | 10066 | 10066 | 10066.01 | 10066.01 | 10066.01
PCSEQ | 0 | 0 | 0 | 0 | 0 | 0
Retrofit Capacity by Reporting Type: AZ_NM_SNV_Gas
ReportingType | 2015 | 2020 | 2025 | 2030 | 2035 | 2040
FGD | 0 | 0 | 0 | 0 | 0 | 0
SNCR | 0 | 0 | 0 | 0 | 0 | 0
SCR | 0 | 0 | 0 | 0 | 0 | 0
ACI90 | 0 | 0 | 0 | 0 | 0 | 0
RPJ90 | 0 | 0 | 0 | 0 | 0 | 0
PCSEQ | 0 | 0 | 0 | 0 | 0 | 0
Retrofit Capacity by Reporting Type: AZ_NM_SNV_NucRenew
ReportingType | 2015 | 2020 | 2025 | 2030 | 2035 | 2040
FGD | 0 | 0 | 0 | 0 | 0 | 0
SNCR | 0 | 0 | 0 | 0 | 0 | 0
SCR | 0 | 0 | 0 | 0 | 0 | 0
ACI90 | 0 | 0 | 0 | 0 | 0 | 0
RPJ90 | 0 | 0 | 0 | 0 | 0 | 0
PCSEQ | 0 | 0 | 0 | 0 | 0 | 0
Retrofit Capacity by Reporting Type: ERCOT
ReportingType | 2015 | 2020 | 2025 | 2030 | 2035 | 2040
FGD | 0 | 5125 | 5125 | 5125 | 5125 | 5125
SNCR | 0 | 0 | 0 | 0 | 0 | 0
SCR | 4370 | 2185 | 2185 | 2185 | 2185 | 2185
ACI90 | 0 | 0 | 0 | 0 | 0 | 0
RPJ90 | 9196 | 16247.88 | 16247.88 | 16247.88 | 16247.89 | 16247.89
PCSEQ | 0 | 0 | 0 | 0 | 0 | 0
Retrofit Capacity by Reporting Type: NP15
ReportingType | 2015 | 2020 | 2025 | 2030 | 2035 | 2040
FGD | 0 | 0 | 0 | 0 | 0 | 0
SNCR | 0 | 0 | 0 | 0 | 0 | 0
SCR | 0 | 0 | 0 | 0 | 0 | 0
ACI90 | 0 | 0 | 0 | 0 | 0 | 0
RPJ90 | 0 | 0 | 0 | 0 | 0 | 0
PCSEQ | 0 | 0 | 0 | 0 | 0 | 0
Retrofit Capacity by Reporting Type: NWPP_Coal
ReportingType | 2015 | 2020 | 2025 | 2030 | 2035 | 2040
FGD | 0 | 1601.2 | 1601.2 | 1601.2 | 1601.2 | 1601.2
SNCR | 0 | 0 | 0 | 0 | 0 | 0
SCR | 0 | 0 | 0 | 0 | 0 | 0
ACI90 | 0 | 0 | 0 | 0 | 0 | 0
RPJ90 | 453.6 | 13097.62 | 13097.62 | 13097.62 | 13097.62 | 13097.62
PCSEQ | 0 | 0 | 0 | 0 | 0 | 0
Retrofit Capacity by Reporting Type: NWPP_Gas
ReportingType | 2015 | 2020 | 2025 | 2030 | 2035 | 2040
FGD | 0 | 0 | 0 | 0 | 0 | 0
SNCR | 0 | 0 | 0 | 0 | 0 | 0
SCR | 0 | 0 | 0 | 0 | 0 | 0
ACI90 | 0 | 0 | 0 | 0 | 0 | 0
RPJ90 | 0 | 0 | 0 | 0 | 0 | 0
PCSEQ | 0 | 0 | 0 | 0 | 0 | 0
Retrofit Capacity by Reporting Type: NWPP_NucRenew
ReportingType | 2015 | 2020 | 2025 | 2030 | 2035 | 2040
FGD | 0 | 0 | 0 | 0 | 0 | 0
SNCR | 0 | 0 | 0 | 0 | 0 | 0
SCR | 0 | 0 | 0 | 0 | 0 | 0
ACI90 | 0 | 0 | 0 | 0 | 0 | 0
RPJ90 | 0 | 0 | 0 | 0 | 0 | 0
PCSEQ | 0 | 0 | 0 | 0 | 0 | 0
Retrofit Capacity by Reporting Type: RMPA
ReportingType | 2015 | 2020 | 2025 | 2030 | 2035 | 2040
FGD | 0 | 1282 | 1282 | 1282 | 1282 | 1282
SNCR | 0 | 0 | 0 | 0 | 0 | 0
SCR | 1554.6 | 777.3 | 777.3 | 777.3 | 777.3 | 777.3
ACI90 | 0 | 0 | 0 | 0 | 0 | 0
RPJ90 | 2874.6 | 6914.8 | 6462.68 | 6462.68 | 6462.68 | 6315.8
PCSEQ | 0 | 0 | 0 | 0 | 0 | 0
Retrofit Capacity by Reporting Type: SP15
ReportingType | 2015 | 2020 | 2025 | 2030 | 2035 | 2040
FGD | 0 | 0 | 0 | 0 | 0 | 0
SNCR | 0 | 0 | 0 | 0 | 0 | 0
SCR | 0 | 0 | 0 | 0 | 0 | 0
ACI90 | 0 | 0 | 0 | 0 | 0 | 0
RPJ90 | 0 | 101.2 | 101.2 | 101.2 | 0 | 0
PCSEQ | 0 | 0 | 0 | 0 | 0 | 0
Retrofit Capacity by Reporting Type: ALB
ReportingType | 2015 | 2020 | 2025 | 2030 | 2035 | 2040
FGD | 0 | 0 | 0 | 0 | 0 | 0
SNCR | 0 | 0 | 0 | 0 | 0 | 0
SCR | 0 | 0 | 0 | 0 | 0 | 0
ACI90 | 0 | 0 | 0 | 0 | 0 | 0
RPJ90 | 0 | 0 | 0 | 0 | 0 | 0
PCSEQ | 0 | 0 | 0 | 0 | 0 | 0
Retrofit Capacity by Reporting Type: BC
ReportingType | 2015 | 2020 | 2025 | 2030 | 2035 | 2040
FGD | 0 | 0 | 0 | 0 | 0 | 0
SNCR | 0 | 0 | 0 | 0 | 0 | 0
SCR | 0 | 0 | 0 | 0 | 0 | 0
ACI90 | 0 | 0 | 0 | 0 | 0 | 0
RPJ90 | 0 | 0 | 0 | 0 | 0 | 0
PCSEQ | 0 | 0 | 0 | 0 | 0 | 0
Retrofit Capacity by Reporting Type: HQ_IESO
ReportingType | 2015 | 2020 | 2025 | 2030 | 2035 | 2040
FGD | 0 | 0 | 0 | 0 | 0 | 0
SNCR | 0 | 0 | 0 | 0 | 0 | 0
SCR | 0 | 0 | 0 | 0 | 0 | 0
ACI90 | 0 | 0 | 0 | 0 | 0 | 0
RPJ90 | 0 | 0 | 0 | 0 | 0 | 0
PCSEQ | 0 | 0 | 0 | 0 | 0 | 0
Retrofit Capacity by Reporting Type: HQ_NEISO
ReportingType | 2015 | 2020 | 2025 | 2030 | 2035 | 2040
FGD | 0 | 0 | 0 | 0 | 0 | 0
SNCR | 0 | 0 | 0 | 0 | 0 | 0
SCR | 0 | 0 | 0 | 0 | 0 | 0
ACI90 | 0 | 0 | 0 | 0 | 0 | 0
RPJ90 | 0 | 0 | 0 | 0 | 0 | 0
PCSEQ | 0 | 0 | 0 | 0 | 0 | 0
Retrofit Capacity by Reporting Type: HQ_NY
ReportingType | 2015 | 2020 | 2025 | 2030 | 2035 | 2040
FGD | 0 | 0 | 0 | 0 | 0 | 0
SNCR | 0 | 0 | 0 | 0 | 0 | 0
SCR | 0 | 0 | 0 | 0 | 0 | 0
ACI90 | 0 | 0 | 0 | 0 | 0 | 0
RPJ90 | 0 | 0 | 0 | 0 | 0 | 0
PCSEQ | 0 | 0 | 0 | 0 | 0 | 0
Retrofit Capacity by Reporting Type: MARITIMES
ReportingType | 2015 | 2020 | 2025 | 2030 | 2035 | 2040
FGD | 0 | 0 | 0 | 0 | 0 | 0
SNCR | 0 | 0 | 0 | 0 | 0 | 0
SCR | 0 | 0 | 0 | 0 | 0 | 0
ACI90 | 0 | 0 | 0 | 0 | 0 | 0
RPJ90 | 0 | 0 | 0 | 0 | 0 | 0
PCSEQ | 0 | 0 | 0 | 0 | 0 | 0
Retrofit Capacity by Reporting Type: All
ReportingType | 2015 | 2020 | 2025 | 2030 | 2035 | 2040
FGD | 7551.7 | 69837.61 | 61566.98 | 60952.44 | 60952.44 | 60952.44
SNCR | 0 | 0 | 0 | 0 | 0 | 0
SCR | 23456.96 | 13312.13 | 13312.13 | 13312.13 | 13312.13 | 13312.13
ACI90 | 0 | 0 | 0 | 0 | 0 | 0
RPJ90 | 37666.84 | 218291.4 | 209563.36 | 208037 | 207935.84 | 207789
PCSEQ | 0 | 0 | 0 | 0 | 0 | 0
Retrofit Capacity by Reporting Type: EI_US
ReportingType | 2015 | 2020 | 2025 | 2030 | 2035 | 2040
FGD | 7167.7 | 61289.41 | 53018.78 | 52404.24 | 52404.24 | 52404.24
SNCR | 0 | 0 | 0 | 0 | 0 | 0
SCR | 16732.36 | 9949.83 | 9949.83 | 9949.83 | 9949.83 | 9949.83
ACI90 | 0 | 0 | 0 | 0 | 0 | 0
RPJ90 | 21856.63 | 171863.9 | 163587.98 | 162061.61 | 162061.65 | 162061.68
PCSEQ | 0 | 0 | 0 | 0 | 0 | 0
Retrofit Capacity by Reporting Type: EI_Canada
ReportingType | 2015 | 2020 | 2025 | 2030 | 2035 | 2040
FGD | 0 | 0 | 0 | 0 | 0 | 0
SNCR | 0 | 0 | 0 | 0 | 0 | 0
SCR | 0 | 0 | 0 | 0 | 0 | 0
ACI90 | 0 | 0 | 0 | 0 | 0 | 0
RPJ90 | 0 | 0 | 0 | 0 | 0 | 0
PCSEQ | 0 | 0 | 0 | 0 | 0 | 0
Retrofit Capacity by Reporting Type: EI
ReportingType | 2015 | 2020 | 2025 | 2030 | 2035 | 2040
FGD | 7167.7 | 61289.41 | 53018.78 | 52404.24 | 52404.24 | 52404.24
SNCR | 0 | 0 | 0 | 0 | 0 | 0
SCR | 16732.36 | 9949.83 | 9949.83 | 9949.83 | 9949.83 | 9949.83
ACI90 | 0 | 0 | 0 | 0 | 0 | 0
RPJ90 | 21856.63 | 171863.9 | 163587.98 | 162061.61 | 162061.65 | 162061.68
PCSEQ | 0 | 0 | 0 | 0 | 0 | 0
Retrofit Capacity by Reporting Type: Outside_EI
ReportingType | 2015 | 2020 | 2025 | 2030 | 2035 | 2040
FGD | 384 | 8548.2 | 8548.2 | 8548.2 | 8548.2 | 8548.2
SNCR | 0 | 0 | 0 | 0 | 0 | 0
SCR | 6724.6 | 3362.3 | 3362.3 | 3362.3 | 3362.3 | 3362.3
ACI90 | 0 | 0 | 0 | 0 | 0 | 0
RPJ90 | 15810.2 | 46427.5 | 45975.38 | 45975.39 | 45874.19 | 45727.32
PCSEQ | 0 | 0 | 0 | 0 | 0 | 0
#7 | Reserve Margin (MW)
Reserve Margin Data: ALB
| 2015 | 2020 | 2025 | 2030 | 2035 | 2040
a. Peak Demand | 9916.01 | 10447.08 | 11261.72 | 12030.19 | 12925.57 | 13886.96
b. Peak Demand + Reserve Margin | 11700.89 | 12327.55 | 13288.83 | 14195.62 | 15252.17 | 16386.61
c. DR MW | 105.16 | 361.08 | 660.83 | 708.64 | 759.9 | 814.88
d. Capacity Credit | 11700.89 | 12457.87 | 13549.5 | 14195.62 | 15252.17 | 16386.61
Reserve Margin Data: BC
| 2015 | 2020 | 2025 | 2030 | 2035 | 2040
a. Peak Demand | 12123.75 | 12494.86 | 13175.83 | 13768.36 | 14470.91 | 15208.63
b. Peak Demand + Reserve Margin | 14306.03 | 14743.94 | 15547.48 | 16246.67 | 17075.68 | 17946.18
c. DR MW | 0.01 | 264.69 | 555.31 | 582.51 | 611.05 | 640.98
d. Capacity Credit | 14306.03 | 14743.94 | 15547.48 | 16246.67 | 17075.68 | 17946.18
Reserve Margin Data: ENT
| 2015 | 2020 | 2025 | 2030 | 2035 | 2040
a. Peak Demand | 31307.38 | 32329.04 | 32660.25 | 33862.28 | 33334.91 | 33970.92
b. Peak Demand + Reserve Margin | 35690.41 | 36855.11 | 37232.68 | 38603 | 38001.79 | 38726.84
c. DR MW | 301.55 | 1538.95 | 2854.33 | 2930.78 | 3009.27 | 3089.87
d. Capacity Credit | 35690.41 | 36855.11 | 38181.13 | 38603 | 38001.79 | 38726.84
Reserve Margin Data: ERCOT
| 2015 | 2020 | 2025 | 2030 | 2035 | 2040
a. Peak Demand | 69122.76 | 72300.72 | 75751.09 | 78846.5 | 80814.33 | 84384.65
b. Peak Demand + Reserve Margin | 77763.1 | 81338.31 | 85219.97 | 88702.31 | 90916.12 | 94932.73
c. DR MW | 740.81 | 3617.73 | 6720.3 | 6926.25 | 7155.61 | 7391.29
d. Capacity Credit | 77763.1 | 81338.3 | 85640.99 | 88702.31 | 90916.12 | 94932.73
Reserve Margin Data: FRCC
| 2015 | 2020 | 2025 | 2030 | 2035 | 2040
a. Peak Demand | 49629.34 | 52657.84 | 54864.62 | 55607.32 | 62366.88 | 65820.37
b. Peak Demand + Reserve Margin | 57570.04 | 61083.09 | 63642.96 | 64504.49 | 72345.58 | 76351.63
c. DR MW | 2734.45 | 3962.85 | 5527.63 | 5878.95 | 6252.59 | 6649.99
d. Capacity Credit | 57570.04 | 61083.09 | 63642.96 | 64504.49 | 72345.58 | 76351.63
Reserve Margin Data: IESO
| 2015 | 2020 | 2025 | 2030 | 2035 | 2040
a. Peak Demand | 23324.15 | 22671.05 | 23575.58 | 24294.68 | 25180.78 | 26098.03
b. Peak Demand + Reserve Margin | 27289.26 | 26525.13 | 27583.43 | 28424.78 | 29461.52 | 30534.69
c. DR MW | 1958.79 | 2066.83 | 2340.54 | 2421.21 | 2504.65 | 2590.98
d. Capacity Credit | 30496.98 | 30605.02 | 30878.73 | 30959.4 | 29461.52 | 30534.69
Reserve Margin Data: MAPP_CA
| 2015 | 2020 | 2025 | 2030 | 2035 | 2040
a. Peak Demand | 8678.03 | 9167.8 | 9581.02 | 9922.39 | 10335.46 | 10765.25
b. Peak Demand + Reserve Margin | 9719.4 | 10267.94 | 10730.74 | 11113.07 | 11575.72 | 12057.08
c. DR MW | 89.5 | 308.14 | 546.73 | 568.39 | 590.9 | 614.31
d. Capacity Credit | 9719.4 | 10267.94 | 10730.74 | 12523.72 | 12546.24 | 12569.64
Reserve Margin Data: MAPP_US
| 2015 | 2020 | 2025 | 2030 | 2035 | 2040
a. Peak Demand | 5385.39 | 5812.84 | 5895.92 | 6523.72 | 7302.83 | 7737.89
b. Peak Demand + Reserve Margin | 6139.34 | 6626.64 | 6721.35 | 7437.04 | 8325.23 | 8821.19
c. DR MW | 59 | 199.4 | 353.8 | 367.81 | 382.38 | 397.53
d. Capacity Credit | 6849.31 | 6626.64 | 6781.03 | 7437.04 | 8325.23 | 8821.19
Reserve Margin Data: NEISO
| 2015 | 2020 | 2025 | 2030 | 2035 | 2040
a. Peak Demand | 28587.47 | 29161.77 | 29515.48 | 29325.69 | 29642.25 | 29967.52
b. Peak Demand + Reserve Margin | 33161.46 | 33827.66 | 34237.95 | 34017.8 | 34385.01 | 34762.32
c. DR MW | 3092.4 | 3627.72 | 4230.66 | 4257.78 | 4282.5 | 4307.35
d. Capacity Credit | 33161.46 | 33827.66 | 34297.17 | 36945.76 | 35614.38 | 34762.32
Reserve Margin Data: NonRTO_Midwest
| 2015 | 2020 | 2025 | 2030 | 2035 | 2040
a. Peak Demand | 10997.43 | 11557.26 | 12593.01 | 12608.81 | 12625.01 | 12861.91
b. Peak Demand + Reserve Margin | 12537.07 | 13175.28 | 14356.04 | 14374.05 | 14392.51 | 14662.58
c. DR MW | 193.98 | 453.37 | 727.88 | 745.89 | 764.35 | 783.26
d. Capacity Credit | 12537.07 | 13175.29 | 14356.04 | 14374.05 | 14392.51 | 14662.58
Reserve Margin Data: NYISO_J-K
| 2015 | 2020 | 2025 | 2030 | 2035 | 2040
a. Peak Demand | 15335.64 | 16134.02 | 16622.39 | 17125.87 | 18273.19 | 19284.32
b. Peak Demand + Reserve Margin | 14108.79 | 14843.3 | 15292.59 | 15755.8 | 16811.33 | 17741.58
c. DR MW | 1319.07 | 1502.66 | 1718.62 | 1795.58 | 1875.99 | 1960
d. Capacity Credit | 15485.62 | 15669.21 | 15885.17 | 16349.01 | 19596.4 | 21735.45
Reserve Margin Data: PJM_E
| 2015 | 2020 | 2025 | 2030 | 2035 | 2040
a. Peak Demand | 30496.29 | 28002.68 | 29080 | 30280.37 | 31378.03 | 33213.54
b. Peak Demand + Reserve Margin | 29825.38 | 27386.62 | 28440.24 | 29614.2 | 30687.71 | 32482.84
c. DR MW | 1256.73 | 1718.17 | 2388.62 | 2469.72 | 2553.57 | 2640.27
d. Capacity Credit | 33256.65 | 32668.49 | 33668.95 | 33750.05 | 37383.51 | 36296.21
Reserve Margin Data: RMPA
| 2015 | 2020 | 2025 | 2030 | 2035 | 2040
a. Peak Demand | 12771.87 | 14295.76 | 15449.08 | 15994.24 | 17033.64 | 18141.24
b. Peak Demand + Reserve Margin | 14559.93 | 16297.16 | 17611.95 | 18233.43 | 19418.35 | 20681.01
c. DR MW | 486.05 | 622.89 | 804.5 | 856.88 | 912.57 | 971.91
d. Capacity Credit | 15767.06 | 16297.16 | 18122.77 | 18233.43 | 19418.35 | 20681.01
Reserve Margin Data: SOCO
| 2015 | 2020 | 2025 | 2030 | 2035 | 2040
a. Peak Demand | 52899.48 | 57291.95 | 59527.82 | 59788.36 | 60357.87 | 64966.75
b. Peak Demand + Reserve Margin | 60305.41 | 65312.82 | 67861.72 | 68158.73 | 68807.98 | 74062.09
c. DR MW | 2570.49 | 4773.97 | 7215.46 | 7512.46 | 7821.68 | 8143.63
d. Capacity Credit | 61136.89 | 65312.82 | 67861.71 | 68158.71 | 68807.98 | 74062.09
Reserve Margin Data: TVA
| 2015 | 2020 | 2025 | 2030 | 2035 | 2040
a. Peak Demand | 35176.02 | 36694.21 | 37508.46 | 40225.47 | 38639.19 | 38361.97
b. Peak Demand + Reserve Margin | 40452.42 | 42198.34 | 43134.72 | 46259.29 | 44435.07 | 44116.27
c. DR MW | 1805 | 2555.95 | 3357.9 | 3440.97 | 3526.11 | 3613.35
d. Capacity Credit | 40452.41 | 42198.34 | 43134.68 | 46259.29 | 44435.07 | 44116.27
Reserve Margin Data: VACAR
| 2015 | 2020 | 2025 | 2030 | 2035 | 2040
a. Peak Demand | 49078.1 | 54020.98 | 56590.21 | 57815.03 | 61730.48 | 64951.46
b. Peak Demand + Reserve Margin | 55949.03 | 61583.92 | 64512.84 | 65909.13 | 70372.75 | 74044.66
c. DR MW | 2339.28 | 3868.22 | 5651.52 | 5928.05 | 6218.12 | 6522.37
d. Capacity Credit | 55949.03 | 61583.92 | 64512.84 | 65909.13 | 70372.75 | 74044.66
Reserve Margin Data: AZ_NM_SNV
| 2015 | 2020 | 2025 | 2030 | 2035 | 2040
a. Peak Demand | 27349.04 | 29366.57 | 31522.49 | 35145.98 | 36365.12 | 39594.58
b. Peak Demand + Reserve Margin | 31642.84 | 33977.12 | 36471.52 | 40663.89 | 42074.45 | 45810.93
c. DR MW | 334.55 | 1076.71 | 1928.33 | 2059.84 | 2196.64 | 2344.36
d. Capacity Credit | 31989.61 | 33977.12 | 36471.51 | 40663.89 | 42074.45 | 49274.77
Reserve Margin Data: CA
| 2015 | 2020 | 2025 | 2030 | 2035 | 2040
a. Peak Demand | 62412.94 | 66392.56 | 69400.23 | 73558.84 | 77466.05 | 81413.33
b. Peak Demand + Reserve Margin | 72773.49 | 77413.73 | 80920.67 | 85769.61 | 90325.42 | 94927.94
c. DR MW | 4441.2 | 4603.38 | 4993.26 | 5277.46 | 5551.88 | 5835.06
d. Capacity Credit | 72773.49 | 77413.73 | 80920.67 | 85769.61 | 90325.42 | 94927.94
Reserve Margin Data: MISO
| 2015 | 2020 | 2025 | 2030 | 2035 | 2040
a. Peak Demand | 98208.02 | 100388.56 | 105677.55 | 112467.34 | 118143.39 | 122028.12
b. Peak Demand + Reserve Margin | 115296.22 | 117856.17 | 124065.44 | 132036.66 | 138700.34 | 143261.02
c. DR MW | 6024.78 | 8117.79 | 10669.2 | 11079.6 | 11505.92 | 11948.8
d. Capacity Credit | 115296.22 | 117856.17 | 124065.44 | 132036.66 | 138700.34 | 143261.01
Reserve Margin Data: NWPP
| 2015 | 2020 | 2025 | 2030 | 2035 | 2040
a. Peak Demand | 39511.72 | 41955.71 | 44393.08 | 47103.17 | 49869.02 | 51906.44
b. Peak Demand + Reserve Margin | 46623.83 | 49507.74 | 52383.83 | 55581.74 | 58845.44 | 61249.6
c. DR MW | 0.01 | 953.34 | 1988.72 | 2091.14 | 2193.74 | 2298.72
d. Capacity Credit | 55174.72 | 56113.86 | 57790.2 | 61094.35 | 65702.27 | 66429.49
Reserve Margin Data: NYISO
| 2015 | 2020 | 2025 | 2030 | 2035 | 2040
a. Peak Demand | 29814.63 | 31280.53 | 31901.74 | 32733.94 | 34190.67 | 35721.18
b. Peak Demand + Reserve Margin | 34734.04 | 36441.82 | 37165.53 | 38135.04 | 39832.13 | 41615.18
c. DR MW | 2565.83 | 2901.13 | 3296.24 | 3421.43 | 3551.63 | 3687.07
d. Capacity Credit | 35256.03 | 36441.82 | 38102.21 | 38135.04 | 39832.13 | 41615.18
Reserve Margin Data: NYISO_G-I_J-K
| 2015 | 2020 | 2025 | 2030 | 2035 | 2040
a. Peak Demand | 19283.69 | 20219.07 | 20819.81 | 21405.75 | 22758.54 | 23986.77
b. Peak Demand + Reserve Margin | 18319.5 | 19208.12 | 19778.82 | 20335.46 | 21620.61 | 22787.43
c. DR MW | 1658.63 | 1882.98 | 2152.95 | 2248.69 | 2348.69 | 2453.13
d. Capacity Credit | 19275.18 | 19508.53 | 19778.82 | 20335.46 | 22582.83 | 25187.09
Reserve Margin Data: PJM
| 2015 | 2020 | 2025 | 2030 | 2035 | 2040
a. Peak Demand | 156222.62 | 151560.11 | 156252 | 157487.91 | 163469.57 | 169345.54
b. Peak Demand + Reserve Margin | 180124.68 | 174748.8 | 180158.56 | 181583.56 | 188480.41 | 195255.41
c. DR MW | 6888.69 | 10788.12 | 15528.1 | 16025.26 | 16538.36 | 17067.93
d. Capacity Credit | 180124.68 | 174748.8 | 181682.15 | 181583.56 | 188480.41 | 195255.41
Reserve Margin Data: SPP
| 2015 | 2020 | 2025 | 2030 | 2035 | 2040
a. Peak Demand | 59190.21 | 62914.88 | 65383.9 | 67824.13 | 72335.43 | 73963.08
b. Peak Demand + Reserve Margin | 67240.08 | 71471.3 | 74276.11 | 77048.21 | 82173.05 | 84022.06
c. DR MW | 1132.21 | 3430.99 | 5911.36 | 6129.52 | 6355.94 | 6590.94
d. Capacity Credit | 67240.08 | 71471.3 | 74276.11 | 82380.19 | 82173.05 | 84022.06

## Transmission
$/MW
[8 empty] | Transfer |  | $/MWh | $/MWh | Wheel+ | $/MWh
Year | Line | From | To | EI Internal/External | Season | Block | Duration | Limit | MW flow | From price | To price | Friction | Shadow Price
2015 | ENT_2_SOCO | ENT | SOCO | Internal | Shoulder | B11 | 25 | 2000 | 0 | 55.32 | 62.12 | 8 | 0
2015 | ENT_2_SOCO | ENT | SOCO | Internal | Shoulder | B12 | 200 | 2000 | 0 | 39.32 | 43 | 8 | 0
2015 | ENT_2_SOCO | ENT | SOCO | Internal | Shoulder | B13 | 600 | 2000 | 0 | 39.32 | 40 | 8 | 0
2015 | ENT_2_SOCO | ENT | SOCO | Internal | Shoulder | B14 | 900 | 2000 | 0 | 39.04 | 40 | 8 | 0
2015 | ENT_2_SOCO | ENT | SOCO | Internal | Shoulder | B15 | 1203 | 2000 | 0 | 37.8 | 40 | 8 | 0
2015 | ENT_2_SOCO | ENT | SOCO | Internal | Summer | B1 | 10 | 2000 | 0 | 60.8 | 66.43 | 8 | 0
2015 | ENT_2_SOCO | ENT | SOCO | Internal | Summer | B2 | 25 | 2000 | 0 | 59.3 | 66.43 | 8 | 0
2015 | ENT_2_SOCO | ENT | SOCO | Internal | Summer | B3 | 75 | 2000 | 1609.42 | 58.43 | 66.43 | 8 | 0
2015 | ENT_2_SOCO | ENT | SOCO | Internal | Summer | B4 | 100 | 2000 | 1645.13 | 58.43 | 66.43 | 8 | 0
2015 | ENT_2_SOCO | ENT | SOCO | Internal | Summer | B5 | 200 | 2000 | 2562 | 53.91 | 62.02 | 8 | 0.11
2015 | ENT_2_SOCO | ENT | SOCO | Internal | Summer | B6 | 300 | 2000 | 258.45 | 46.15 | 54.15 | 8 | 0
2015 | ENT_2_SOCO | ENT | SOCO | Internal | Summer | B7 | 400 | 2000 | 1132.97 | 41.79 | 49.79 | 8 | 0
2015 | ENT_2_SOCO | ENT | SOCO | Internal | Summer | B8 | 500 | 2000 | 0 | 38.1 | 43.41 | 8 | 0
2015 | ENT_2_SOCO | ENT | SOCO | Internal | Summer | B9 | 800 | 2000 | 0 | 37.83 | 38.83 | 8 | 0
2015 | ENT_2_SOCO | ENT | SOCO | Internal | Summer | B10 | 1262 | 2000 | 0 | 36.6 | 38.83 | 8 | 0
2015 | ENT_2_SOCO | ENT | SOCO | Internal | Winter | B16 | 25 | 2000 | 1835.88 | 53.57 | 61.57 | 8 | 0
2015 | ENT_2_SOCO | ENT | SOCO | Internal | Winter | B17 | 100 | 2000 | 0 | 41.76 | 43.89 | 8 | 0
2015 | ENT_2_SOCO | ENT | SOCO | Internal | Winter | B18 | 400 | 2000 | 0 | 41.76 | 42.39 | 8 | 0
2015 | ENT_2_SOCO | ENT | SOCO | Internal | Winter | B19 | 700 | 2000 | 0 | 41.46 | 42.39 | 8 | 0
2015 | ENT_2_SOCO | ENT | SOCO | Internal | Winter | B20 | 935 | 2000 | 0 | 40.11 | 42.39 | 8 | 0
2015 | ENT_2_TVA_Transmission | ENT | TVA_Transmission | Internal | Shoulder | B11 | 25 | 2100 | 0 | 55.32 | 54.74 | 8 | 0
2015 | ENT_2_TVA_Transmission | ENT | TVA_Transmission | Internal | Shoulder | B12 | 200 | 2100 | 0 | 39.32 | 44.32 | 8 | 0
2015 | ENT_2_TVA_Transmission | ENT | TVA_Transmission | Internal | Shoulder | B13 | 600 | 2100 | 0 | 39.32 | 42.58 | 8 | 0
2015 | ENT_2_TVA_Transmission | ENT | TVA_Transmission | Internal | Shoulder | B14 | 900 | 2100 | 0 | 39.04 | 41.36 | 8 | 0
2015 | ENT_2_TVA_Transmission | ENT | TVA_Transmission | Internal | Shoulder | B15 | 1203 | 2100 | 0 | 37.8 | 39.96 | 8 | 0
2015 | ENT_2_TVA_Transmission | ENT | TVA_Transmission | Internal | Summer | B1 | 10 | 2100 | 500.51 | 60.8 | 68.8 | 8 | 0
2015 | ENT_2_TVA_Transmission | ENT | TVA_Transmission | Internal | Summer | B2 | 25 | 2100 | 920.85 | 59.3 | 67.3 | 8 | 0
2015 | ENT_2_TVA_Transmission | ENT | TVA_Transmission | Internal | Summer | B3 | 75 | 2100 | 0 | 58.43 | 64.29 | 8 | 0
2015 | ENT_2_TVA_Transmission | ENT | TVA_Transmission | Internal | Summer | B4 | 100 | 2100 | 0 | 58.43 | 62.12 | 8 | 0
2015 | ENT_2_TVA_Transmission | ENT | TVA_Transmission | Internal | Summer | B5 | 200 | 2100 | 0 | 53.91 | 53.71 | 8 | 0
2015 | ENT_2_TVA_Transmission | ENT | TVA_Transmission | Internal | Summer | B6 | 300 | 2100 | 0 | 46.15 | 48.21 | 8 | 0
2015 | ENT_2_TVA_Transmission | ENT | TVA_Transmission | Internal | Summer | B7 | 400 | 2100 | 0 | 41.79 | 42.09 | 8 | 0
2015 | ENT_2_TVA_Transmission | ENT | TVA_Transmission | Internal | Summer | B8 | 500 | 2100 | 0 | 38.1 | 39.64 | 8 | 0
2015 | ENT_2_TVA_Transmission | ENT | TVA_Transmission | Internal | Summer | B9 | 800 | 2100 | 0 | 37.83 | 39.06 | 8 | 0
2015 | ENT_2_TVA_Transmission | ENT | TVA_Transmission | Internal | Summer | B10 | 1262 | 2100 | 0 | 36.6 | 36.82 | 8 | 0
2015 | ENT_2_TVA_Transmission | ENT | TVA_Transmission | Internal | Winter | B16 | 25 | 2100 | 0 | 53.57 | 56.06 | 8 | 0
2015 | ENT_2_TVA_Transmission | ENT | TVA_Transmission | Internal | Winter | B17 | 100 | 2100 | 0 | 41.76 | 46.52 | 8 | 0
2015 | ENT_2_TVA_Transmission | ENT | TVA_Transmission | Internal | Winter | B18 | 400 | 2100 | 0 | 41.76 | 43.46 | 8 | 0
2015 | ENT_2_TVA_Transmission | ENT | TVA_Transmission | Internal | Winter | B19 | 700 | 2100 | 0 | 41.46 | 41.24 | 8 | 0
2015 | ENT_2_TVA_Transmission | ENT | TVA_Transmission | Internal | Winter | B20 | 935 | 2100 | 0 | 40.11 | 40.18 | 8 | 0
2015 | HQ_NEISO_2_NEISO | HQ_NEISO | NEISO | Internal | Shoulder | B11 | 25 | 99999 | 2920 | 36.89 | 36.9 | 0.01 | 0
2015 | HQ_NEISO_2_NEISO | HQ_NEISO | NEISO | Internal | Shoulder | B12 | 200 | 99999 | 2920 | 36.89 | 36.9 | 0.01 | 0
2015 | HQ_NEISO_2_NEISO | HQ_NEISO | NEISO | Internal | Shoulder | B13 | 600 | 99999 | 2920 | 36.89 | 36.9 | 0.01 | 0
2015 | HQ_NEISO_2_NEISO | HQ_NEISO | NEISO | Internal | Shoulder | B14 | 900 | 99999 | 2920 | 36.89 | 36.9 | 0.01 | 0
2015 | HQ_NEISO_2_NEISO | HQ_NEISO | NEISO | Internal | Shoulder | B15 | 1203 | 99999 | 1143.24 | 36.89 | 36.9 | 0.01 | 0
2015 | HQ_NEISO_2_NEISO | HQ_NEISO | NEISO | Internal | Summer | B1 | 10 | 99999 | 2920 | 57.85 | 57.86 | 0.01 | 0
2015 | HQ_NEISO_2_NEISO | HQ_NEISO | NEISO | Internal | Summer | B2 | 25 | 99999 | 2920 | 56.35 | 56.36 | 0.01 | 0
2015 | HQ_NEISO_2_NEISO | HQ_NEISO | NEISO | Internal | Summer | B3 | 75 | 99999 | 2920 | 47.97 | 47.98 | 0.01 | 0
2015 | HQ_NEISO_2_NEISO | HQ_NEISO | NEISO | Internal | Summer | B4 | 100 | 99999 | 2920 | 45.68 | 45.69 | 0.01 | 0
2015 | HQ_NEISO_2_NEISO | HQ_NEISO | NEISO | Internal | Summer | B5 | 200 | 99999 | 2920 | 38.72 | 38.73 | 0.01 | 0
2015 | HQ_NEISO_2_NEISO | HQ_NEISO | NEISO | Internal | Summer | B6 | 300 | 99999 | 2920 | 35 | 35.01 | 0.01 | 0
2015 | HQ_NEISO_2_NEISO | HQ_NEISO | NEISO | Internal | Summer | B7 | 400 | 99999 | 2920 | 34.19 | 34.2 | 0.01 | 0
2015 | HQ_NEISO_2_NEISO | HQ_NEISO | NEISO | Internal | Summer | B8 | 500 | 99999 | 2920 | 34.19 | 34.2 | 0.01 | 0
2015 | HQ_NEISO_2_NEISO | HQ_NEISO | NEISO | Internal | Summer | B9 | 800 | 99999 | 2920 | 34.19 | 34.2 | 0.01 | 0
2015 | HQ_NEISO_2_NEISO | HQ_NEISO | NEISO | Internal | Summer | B10 | 1262 | 99999 | 795.94 | 34.19 | 34.2 | 0.01 | 0
2015 | HQ_NEISO_2_NEISO | HQ_NEISO | NEISO | Internal | Winter | B16 | 25 | 99999 | 2920 | 45.28 | 45.29 | 0.01 | 0
2015 | HQ_NEISO_2_NEISO | HQ_NEISO | NEISO | Internal | Winter | B17 | 100 | 99999 | 2920 | 45.28 | 45.29 | 0.01 | 0
2015 | HQ_NEISO_2_NEISO | HQ_NEISO | NEISO | Internal | Winter | B18 | 400 | 99999 | 2920 | 45.28 | 45.29 | 0.01 | 0
2015 | HQ_NEISO_2_NEISO | HQ_NEISO | NEISO | Internal | Winter | B19 | 700 | 99999 | 2920 | 45.28 | 45.29 | 0.01 | 0
2015 | HQ_NEISO_2_NEISO | HQ_NEISO | NEISO | Internal | Winter | B20 | 935 | 99999 | 1233.58 | 45.28 | 45.29 | 0.01 | 0
2015 | HQ_NY_2_NYISO_A-F | HQ_NY | NYISO_A-F | Internal | Shoulder | B11 | 25 | 99999 | 1000 | 40.68 | 40.69 | 0.01 | 0
2015 | HQ_NY_2_NYISO_A-F | HQ_NY | NYISO_A-F | Internal | Shoulder | B12 | 200 | 99999 | 1000 | 40.12 | 40.13 | 0.01 | 0
2015 | HQ_NY_2_NYISO_A-F | HQ_NY | NYISO_A-F | Internal | Shoulder | B13 | 600 | 99999 | 1000 | 38.06 | 38.08 | 0.01 | 0
2015 | HQ_NY_2_NYISO_A-F | HQ_NY | NYISO_A-F | Internal | Shoulder | B14 | 900 | 99999 | 1000 | 38.06 | 38.08 | 0.01 | 0
2015 | HQ_NY_2_NYISO_A-F | HQ_NY | NYISO_A-F | Internal | Shoulder | B15 | 1203 | 99999 | 188.69 | 38.06 | 38.08 | 0.01 | 0
2015 | HQ_NY_2_NYISO_A-F | HQ_NY | NYISO_A-F | Internal | Summer | B1 | 10 | 99999 | 1000 | 60 | 60.02 | 0.01 | 0
2015 | HQ_NY_2_NYISO_A-F | HQ_NY | NYISO_A-F | Internal | Summer | B2 | 25 | 99999 | 1000 | 58.51 | 58.52 | 0.01 | 0
2015 | HQ_NY_2_NYISO_A-F | HQ_NY | NYISO_A-F | Internal | Summer | B3 | 75 | 99999 | 1000 | 50.78 | 50.79 | 0.01 | 0
2015 | HQ_NY_2_NYISO_A-F | HQ_NY | NYISO_A-F | Internal | Summer | B4 | 100 | 99999 | 1000 | 49.47 | 49.48 | 0.01 | 0
2015 | HQ_NY_2_NYISO_A-F | HQ_NY | NYISO_A-F | Internal | Summer | B5 | 200 | 99999 | 1000 | 42.52 | 42.53 | 0.01 | 0
2015 | HQ_NY_2_NYISO_A-F | HQ_NY | NYISO_A-F | Internal | Summer | B6 | 300 | 99999 | 1000 | 38.79 | 38.8 | 0.01 | 0
2015 | HQ_NY_2_NYISO_A-F | HQ_NY | NYISO_A-F | Internal | Summer | B7 | 400 | 99999 | 1000 | 36.71 | 36.72 | 0.01 | 0
2015 | HQ_NY_2_NYISO_A-F | HQ_NY | NYISO_A-F | Internal | Summer | B8 | 500 | 99999 | 1000 | 36.3 | 36.31 | 0.01 | 0
2015 | HQ_NY_2_NYISO_A-F | HQ_NY | NYISO_A-F | Internal | Summer | B9 | 800 | 99999 | 1000 | 36.3 | 36.31 | 0.01 | 0
2015 | HQ_NY_2_NYISO_A-F | HQ_NY | NYISO_A-F | Internal | Summer | B10 | 1262 | 99999 | 30.11 | 36.3 | 36.31 | 0.01 | 0
2015 | HQ_NY_2_NYISO_A-F | HQ_NY | NYISO_A-F | Internal | Winter | B16 | 25 | 99999 | 1000 | 47.44 | 47.45 | 0.01 | 0
2015 | HQ_NY_2_NYISO_A-F | HQ_NY | NYISO_A-F | Internal | Winter | B17 | 100 | 99999 | 1000 | 45.66 | 45.67 | 0.01 | 0
2015 | HQ_NY_2_NYISO_A-F | HQ_NY | NYISO_A-F | Internal | Winter | B18 | 400 | 99999 | 1000 | 43.45 | 43.46 | 0.01 | 0
2015 | HQ_NY_2_NYISO_A-F | HQ_NY | NYISO_A-F | Internal | Winter | B19 | 700 | 99999 | 1000 | 43.45 | 43.46 | 0.01 | 0
2015 | HQ_NY_2_NYISO_A-F | HQ_NY | NYISO_A-F | Internal | Winter | B20 | 935 | 99999 | 229.95 | 42.28 | 42.29 | 0.01 | 0
2015 | HQ_IESO_2_IESO | HQ_IESO | IESO | Internal | Shoulder | B11 | 25 | 99999 | 400 | 39.52 | 39.53 | 0.01 | 0
2015 | HQ_IESO_2_IESO | HQ_IESO | IESO | Internal | Shoulder | B12 | 200 | 99999 | 400 | 33.61 | 33.62 | 0.01 | 0
2015 | HQ_IESO_2_IESO | HQ_IESO | IESO | Internal | Shoulder | B13 | 600 | 99999 | 400 | 31.06 | 31.08 | 0.01 | 0
2015 | HQ_IESO_2_IESO | HQ_IESO | IESO | Internal | Shoulder | B14 | 900 | 99999 | 400 | 31.06 | 31.08 | 0.01 | 0
2015 | HQ_IESO_2_IESO | HQ_IESO | IESO | Internal | Shoulder | B15 | 1203 | 99999 | 75.48 | 31.06 | 31.08 | 0.01 | 0
2015 | HQ_IESO_2_IESO | HQ_IESO | IESO | Internal | Summer | B1 | 10 | 99999 | 400 | 53 | 53.02 | 0.01 | 0
2015 | HQ_IESO_2_IESO | HQ_IESO | IESO | Internal | Summer | B2 | 25 | 99999 | 400 | 51.51 | 51.52 | 0.01 | 0
2015 | HQ_IESO_2_IESO | HQ_IESO | IESO | Internal | Summer | B3 | 75 | 99999 | 400 | 48.67 | 48.68 | 0.01 | 0
2015 | HQ_IESO_2_IESO | HQ_IESO | IESO | Internal | Summer | B4 | 100 | 99999 | 400 | 46.33 | 46.34 | 0.01 | 0
2015 | HQ_IESO_2_IESO | HQ_IESO | IESO | Internal | Summer | B5 | 200 | 99999 | 400 | 38.85 | 38.86 | 0.01 | 0
2015 | HQ_IESO_2_IESO | HQ_IESO | IESO | Internal | Summer | B6 | 300 | 99999 | 400 | 35.32 | 35.33 | 0.01 | 0
2015 | HQ_IESO_2_IESO | HQ_IESO | IESO | Internal | Summer | B7 | 400 | 99999 | 400 | 29.56 | 29.57 | 0.01 | 0
2015 | HQ_IESO_2_IESO | HQ_IESO | IESO | Internal | Summer | B8 | 500 | 99999 | 400 | 29.15 | 29.16 | 0.01 | 0
2015 | HQ_IESO_2_IESO | HQ_IESO | IESO | Internal | Summer | B9 | 800 | 99999 | 400 | 29.15 | 29.16 | 0.01 | 0
2015 | HQ_IESO_2_IESO | HQ_IESO | IESO | Internal | Summer | B10 | 1262 | 99999 | 12.04 | 29.15 | 29.16 | 0.01 | 0
2015 | HQ_IESO_2_IESO | HQ_IESO | IESO | Internal | Winter | B16 | 25 | 99999 | 400 | 40.56 | 40.57 | 0.01 | 0
2015 | HQ_IESO_2_IESO | HQ_IESO | IESO | Internal | Winter | B17 | 100 | 99999 | 400 | 38.51 | 38.52 | 0.01 | 0
2015 | HQ_IESO_2_IESO | HQ_IESO | IESO | Internal | Winter | B18 | 400 | 99999 | 400 | 36.29 | 36.31 | 0.01 | 0
2015 | HQ_IESO_2_IESO | HQ_IESO | IESO | Internal | Winter | B19 | 700 | 99999 | 400 | 36.29 | 36.31 | 0.01 | 0
2015 | HQ_IESO_2_IESO | HQ_IESO | IESO | Internal | Winter | B20 | 935 | 99999 | 91.98 | 35.28 | 35.29 | 0.01 | 0
2015 | IESO_2_MAPP_CA | IESO | MAPP_CA | Internal | Shoulder | B11 | 25 | 262 | 1023.62 | 39.53 | 46.9 | 7 | 0.37
2015 | IESO_2_MAPP_CA | IESO | MAPP_CA | Internal | Shoulder | B12 | 200 | 262 | 134.57 | 33.62 | 40.62 | 7 | 0
2015 | IESO_2_MAPP_CA | IESO | MAPP_CA | Internal | Shoulder | B13 | 600 | 262 | 0 | 31.08 | 37.95 | 7 | 0
2015 | IESO_2_MAPP_CA | IESO | MAPP_CA | Internal | Shoulder | B14 | 900 | 262 | 0 | 31.08 | 36.39 | 7 | 0
2015 | IESO_2_MAPP_CA | IESO | MAPP_CA | Internal | Shoulder | B15 | 1203 | 262 | 0 | 31.08 | 35.59 | 7 | 0
2015 | IESO_2_MAPP_CA | IESO | MAPP_CA | Internal | Summer | B1 | 10 | 262 | 0 | 53.02 | 59.87 | 7 | 0
2015 | IESO_2_MAPP_CA | IESO | MAPP_CA | Internal | Summer | B2 | 25 | 262 | 71.64 | 51.52 | 58.52 | 7 | 0
2015 | IESO_2_MAPP_CA | IESO | MAPP_CA | Internal | Summer | B3 | 75 | 262 | 131.63 | 48.68 | 55.68 | 7 | 0
2015 | IESO_2_MAPP_CA | IESO | MAPP_CA | Internal | Summer | B4 | 100 | 262 | 37.43 | 46.34 | 53.34 | 7 | 0
2015 | IESO_2_MAPP_CA | IESO | MAPP_CA | Internal | Summer | B5 | 200 | 262 | 1516.33 | 38.86 | 46.23 | 7 | 0.37
2015 | IESO_2_MAPP_CA | IESO | MAPP_CA | Internal | Summer | B6 | 300 | 262 | 1392.59 | 35.33 | 42.7 | 7 | 0.37
2015 | IESO_2_MAPP_CA | IESO | MAPP_CA | Internal | Summer | B7 | 400 | 262 | 0 | 29.57 | 36.56 | 7 | 0
2015 | IESO_2_MAPP_CA | IESO | MAPP_CA | Internal | Summer | B8 | 500 | 262 | 0 | 29.16 | 34.55 | 7 | 0
2015 | IESO_2_MAPP_CA | IESO | MAPP_CA | Internal | Summer | B9 | 800 | 262 | 0 | 29.16 | 33.44 | 7 | 0
2015 | IESO_2_MAPP_CA | IESO | MAPP_CA | Internal | Summer | B10 | 1262 | 262 | 0 | 29.16 | 33.33 | 7 | 0
2015 | IESO_2_MAPP_CA | IESO | MAPP_CA | Internal | Winter | B16 | 25 | 262 | 1138.78 | 40.57 | 47.94 | 7 | 0.37
2015 | IESO_2_MAPP_CA | IESO | MAPP_CA | Internal | Winter | B17 | 100 | 262 | 0 | 38.52 | 42.7 | 7 | 0
2015 | IESO_2_MAPP_CA | IESO | MAPP_CA | Internal | Winter | B18 | 400 | 262 | 0 | 36.31 | 39.19 | 7 | 0
2015 | IESO_2_MAPP_CA | IESO | MAPP_CA | Internal | Winter | B19 | 700 | 262 | 0 | 36.31 | 36.54 | 7 | 0
2015 | IESO_2_MAPP_CA | IESO | MAPP_CA | Internal | Winter | B20 | 935 | 262 | 0 | 35.29 | 35.05 | 7 | 0
2015 | IESO_2_MISO_MI | IESO | MISO_MI | Internal | Shoulder | B11 | 25 | 1840 | 2640.8 | 39.53 | 47.21 | 7 | 0.68
2015 | IESO_2_MISO_MI | IESO | MISO_MI | Internal | Shoulder | B12 | 200 | 1840 | 1840 | 33.62 | 40.66 | 7 | 0.04
2015 | IESO_2_MISO_MI | IESO | MISO_MI | Internal | Shoulder | B13 | 600 | 1840 | 0 | 31.08 | 37.99 | 7 | 0
2015 | IESO_2_MISO_MI | IESO | MISO_MI | Internal | Shoulder | B14 | 900 | 1840 | 0 | 31.08 | 36.43 | 7 | 0
2015 | IESO_2_MISO_MI | IESO | MISO_MI | Internal | Shoulder | B15 | 1203 | 1840 | 0 | 31.08 | 34.31 | 7 | 0
2015 | IESO_2_MISO_MI | IESO | MISO_MI | Internal | Summer | B1 | 10 | 1840 | 1840 | 53.02 | 60.62 | 7 | 0.6
2015 | IESO_2_MISO_MI | IESO | MISO_MI | Internal | Summer | B2 | 25 | 1840 | 3143.22 | 51.52 | 59.2 | 7 | 0.68
2015 | IESO_2_MISO_MI | IESO | MISO_MI | Internal | Summer | B3 | 75 | 1840 | 1840 | 48.68 | 56.29 | 7 | 0.61
2015 | IESO_2_MISO_MI | IESO | MISO_MI | Internal | Summer | B4 | 100 | 1840 | 2473.63 | 46.34 | 54.01 | 7 | 0.68
2015 | IESO_2_MISO_MI | IESO | MISO_MI | Internal | Summer | B5 | 200 | 1840 | 2319.52 | 38.86 | 46.54 | 7 | 0.68
2015 | IESO_2_MISO_MI | IESO | MISO_MI | Internal | Summer | B6 | 300 | 1840 | 2272.69 | 35.33 | 43.01 | 7 | 0.68
2015 | IESO_2_MISO_MI | IESO | MISO_MI | Internal | Summer | B7 | 400 | 1840 | 1171.17 | 29.57 | 36.57 | 7 | 0
2015 | IESO_2_MISO_MI | IESO | MISO_MI | Internal | Summer | B8 | 500 | 1840 | 0 | 29.16 | 34.58 | 7 | 0
2015 | IESO_2_MISO_MI | IESO | MISO_MI | Internal | Summer | B9 | 800 | 1840 | 0 | 29.16 | 33.48 | 7 | 0
2015 | IESO_2_MISO_MI | IESO | MISO_MI | Internal | Summer | B10 | 1262 | 1840 | 0 | 29.16 | 32.2 | 7 | 0
2015 | IESO_2_MISO_MI | IESO | MISO_MI | Internal | Winter | B16 | 25 | 1840 | 1840 | 40.57 | 48.06 | 7 | 0.49
2015 | IESO_2_MISO_MI | IESO | MISO_MI | Internal | Winter | B17 | 100 | 1840 | 0 | 38.52 | 42.71 | 7 | 0
2015 | IESO_2_MISO_MI | IESO | MISO_MI | Internal | Winter | B18 | 400 | 1840 | 0 | 36.31 | 39.21 | 7 | 0
2015 | IESO_2_MISO_MI | IESO | MISO_MI | Internal | Winter | B19 | 700 | 1840 | 0 | 36.31 | 36.54 | 7 | 0
2015 | IESO_2_MISO_MI | IESO | MISO_MI | Internal | Winter | B20 | 935 | 1840 | 0 | 35.29 | 33.78 | 7 | 0
2015 | IESO_2_MISO_W | IESO | MISO_W | Internal | Shoulder | B11 | 25 | 140 | 2946.77 | 39.53 | 47.31 | 7 | 0.78
2015 | IESO_2_MISO_W | IESO | MISO_W | Internal | Shoulder | B12 | 200 | 140 | 140 | 33.62 | 40.63 | 7 | 0.01
2015 | IESO_2_MISO_W | IESO | MISO_W | Internal | Shoulder | B13 | 600 | 140 | 0 | 31.08 | 37.96 | 7 | 0
2015 | IESO_2_MISO_W | IESO | MISO_W | Internal | Shoulder | B14 | 900 | 140 | 0 | 31.08 | 36.4 | 7 | 0
2015 | IESO_2_MISO_W | IESO | MISO_W | Internal | Shoulder | B15 | 1203 | 140 | 0 | 31.08 | 34.36 | 7 | 0
2015 | IESO_2_MISO_W | IESO | MISO_W | Internal | Summer | B1 | 10 | 140 | 1404.86 | 53.02 | 60.8 | 7 | 0.78
2015 | IESO_2_MISO_W | IESO | MISO_W | Internal | Summer | B2 | 25 | 140 | 1127.89 | 51.52 | 59.3 | 7 | 0.78
2015 | IESO_2_MISO_W | IESO | MISO_W | Internal | Summer | B3 | 75 | 140 | 3617.74 | 48.68 | 56.46 | 7 | 0.78
2015 | IESO_2_MISO_W | IESO | MISO_W | Internal | Summer | B4 | 100 | 140 | 3929.29 | 46.34 | 54.12 | 7 | 0.78
2015 | IESO_2_MISO_W | IESO | MISO_W | Internal | Summer | B5 | 200 | 140 | 3144.89 | 38.86 | 46.64 | 7 | 0.78
2015 | IESO_2_MISO_W | IESO | MISO_W | Internal | Summer | B6 | 300 | 140 | 140 | 35.33 | 43.03 | 7 | 0.7
2015 | IESO_2_MISO_W | IESO | MISO_W | Internal | Summer | B7 | 400 | 140 | 74.63 | 29.57 | 36.57 | 7 | 0
2015 | IESO_2_MISO_W | IESO | MISO_W | Internal | Summer | B8 | 500 | 140 | 0 | 29.16 | 34.56 | 7 | 0
2015 | IESO_2_MISO_W | IESO | MISO_W | Internal | Summer | B9 | 800 | 140 | 0 | 29.16 | 33.45 | 7 | 0
2015 | IESO_2_MISO_W | IESO | MISO_W | Internal | Summer | B10 | 1262 | 140 | 0 | 29.16 | 32.1 | 7 | 0
2015 | IESO_2_MISO_W | IESO | MISO_W | Internal | Winter | B16 | 25 | 140 | 140 | 40.57 | 48.05 | 7 | 0.49
2015 | IESO_2_MISO_W | IESO | MISO_W | Internal | Winter | B17 | 100 | 140 | 0 | 38.52 | 42.69 | 7 | 0
2015 | IESO_2_MISO_W | IESO | MISO_W | Internal | Winter | B18 | 400 | 140 | 0 | 36.31 | 39.18 | 7 | 0
2015 | IESO_2_MISO_W | IESO | MISO_W | Internal | Winter | B19 | 700 | 140 | 0 | 36.31 | 36.53 | 7 | 0
2015 | IESO_2_MISO_W | IESO | MISO_W | Internal | Winter | B20 | 935 | 140 | 0 | 35.29 | 33.82 | 7 | 0
2015 | IESO_2_NYISO_A-F | IESO | NYISO_A-F | Internal | Shoulder | B11 | 25 | 1725 | 0 | 39.53 | 40.69 | 7 | 0
2015 | IESO_2_NYISO_A-F | IESO | NYISO_A-F | Internal | Shoulder | B12 | 200 | 1725 | 0 | 33.62 | 40.13 | 7 | 0
2015 | IESO_2_NYISO_A-F | IESO | NYISO_A-F | Internal | Shoulder | B13 | 600 | 1725 | 1463.12 | 31.08 | 38.08 | 7 | 0
2015 | IESO_2_NYISO_A-F | IESO | NYISO_A-F | Internal | Shoulder | B14 | 900 | 1725 | 1064.31 | 31.08 | 38.08 | 7 | 0
2015 | IESO_2_NYISO_A-F | IESO | NYISO_A-F | Internal | Shoulder | B15 | 1203 | 1725 | 424.18 | 31.08 | 38.08 | 7 | 0
2015 | IESO_2_NYISO_A-F | IESO | NYISO_A-F | Internal | Summer | B1 | 10 | 1725 | 807.76 | 53.02 | 60.02 | 7 | 0
2015 | IESO_2_NYISO_A-F | IESO | NYISO_A-F | Internal | Summer | B2 | 25 | 1725 | 233.88 | 51.52 | 58.52 | 7 | 0
2015 | IESO_2_NYISO_A-F | IESO | NYISO_A-F | Internal | Summer | B3 | 75 | 1725 | 0 | 48.68 | 50.79 | 7 | 0
2015 | IESO_2_NYISO_A-F | IESO | NYISO_A-F | Internal | Summer | B4 | 100 | 1725 | 0 | 46.34 | 49.48 | 7 | 0
2015 | IESO_2_NYISO_A-F | IESO | NYISO_A-F | Internal | Summer | B5 | 200 | 1725 | 0 | 38.86 | 42.53 | 7 | 0
2015 | IESO_2_NYISO_A-F | IESO | NYISO_A-F | Internal | Summer | B6 | 300 | 1725 | 0 | 35.33 | 38.8 | 7 | 0
2015 | IESO_2_NYISO_A-F | IESO | NYISO_A-F | Internal | Summer | B7 | 400 | 1725 | 2655.34 | 29.57 | 36.72 | 7 | 0.15
2015 | IESO_2_NYISO_A-F | IESO | NYISO_A-F | Internal | Summer | B8 | 500 | 1725 | 4114.2 | 29.16 | 36.31 | 7 | 0.15
2015 | IESO_2_NYISO_A-F | IESO | NYISO_A-F | Internal | Summer | B9 | 800 | 1725 | 3287 | 29.16 | 36.31 | 7 | 0.15
2015 | IESO_2_NYISO_A-F | IESO | NYISO_A-F | Internal | Summer | B10 | 1262 | 1725 | 2625.74 | 29.16 | 36.31 | 7 | 0.15
2015 | IESO_2_NYISO_A-F | IESO | NYISO_A-F | Internal | Winter | B16 | 25 | 1725 | 0 | 40.57 | 47.45 | 7 | 0
2015 | IESO_2_NYISO_A-F | IESO | NYISO_A-F | Internal | Winter | B17 | 100 | 1725 | 2906.02 | 38.52 | 45.67 | 7 | 0.15
2015 | IESO_2_NYISO_A-F | IESO | NYISO_A-F | Internal | Winter | B18 | 400 | 1725 | 3340.75 | 36.31 | 43.46 | 7 | 0.15
2015 | IESO_2_NYISO_A-F | IESO | NYISO_A-F | Internal | Winter | B19 | 700 | 1725 | 2867.31 | 36.31 | 43.46 | 7 | 0.15
2015 | IESO_2_NYISO_A-F | IESO | NYISO_A-F | Internal | Winter | B20 | 935 | 1725 | 105.64 | 35.29 | 42.29 | 7 | 0
2015 | MAPP_CA_2_IESO | MAPP_CA | IESO | Internal | Shoulder | B11 | 25 | 330 | 0 | 46.9 | 39.53 | 8 | 0
2015 | MAPP_CA_2_IESO | MAPP_CA | IESO | Internal | Shoulder | B12 | 200 | 330 | 0 | 40.62 | 33.62 | 8 | 0
2015 | MAPP_CA_2_IESO | MAPP_CA | IESO | Internal | Shoulder | B13 | 600 | 330 | 0 | 37.95 | 31.08 | 8 | 0
2015 | MAPP_CA_2_IESO | MAPP_CA | IESO | Internal | Shoulder | B14 | 900 | 330 | 0 | 36.39 | 31.08 | 8 | 0
2015 | MAPP_CA_2_IESO | MAPP_CA | IESO | Internal | Shoulder | B15 | 1203 | 330 | 0 | 35.59 | 31.08 | 8 | 0
2015 | MAPP_CA_2_IESO | MAPP_CA | IESO | Internal | Summer | B1 | 10 | 330 | 0 | 59.87 | 53.02 | 8 | 0
2015 | MAPP_CA_2_IESO | MAPP_CA | IESO | Internal | Summer | B2 | 25 | 330 | 0 | 58.52 | 51.52 | 8 | 0
2015 | MAPP_CA_2_IESO | MAPP_CA | IESO | Internal | Summer | B3 | 75 | 330 | 0 | 55.68 | 48.68 | 8 | 0
2015 | MAPP_CA_2_IESO | MAPP_CA | IESO | Internal | Summer | B4 | 100 | 330 | 0 | 53.34 | 46.34 | 8 | 0
2015 | MAPP_CA_2_IESO | MAPP_CA | IESO | Internal | Summer | B5 | 200 | 330 | 0 | 46.23 | 38.86 | 8 | 0
2015 | MAPP_CA_2_IESO | MAPP_CA | IESO | Internal | Summer | B6 | 300 | 330 | 0 | 42.7 | 35.33 | 8 | 0
2015 | MAPP_CA_2_IESO | MAPP_CA | IESO | Internal | Summer | B7 | 400 | 330 | 0 | 36.56 | 29.57 | 8 | 0
2015 | MAPP_CA_2_IESO | MAPP_CA | IESO | Internal | Summer | B8 | 500 | 330 | 0 | 34.55 | 29.16 | 8 | 0
2015 | MAPP_CA_2_IESO | MAPP_CA | IESO | Internal | Summer | B9 | 800 | 330 | 0 | 33.44 | 29.16 | 8 | 0
2015 | MAPP_CA_2_IESO | MAPP_CA | IESO | Internal | Summer | B10 | 1262 | 330 | 0 | 33.33 | 29.16 | 8 | 0
2015 | MAPP_CA_2_IESO | MAPP_CA | IESO | Internal | Winter | B16 | 25 | 330 | 0 | 47.94 | 40.57 | 8 | 0
2015 | MAPP_CA_2_IESO | MAPP_CA | IESO | Internal | Winter | B17 | 100 | 330 | 0 | 42.7 | 38.52 | 8 | 0
2015 | MAPP_CA_2_IESO | MAPP_CA | IESO | Internal | Winter | B18 | 400 | 330 | 0 | 39.19 | 36.31 | 8 | 0
2015 | MAPP_CA_2_IESO | MAPP_CA | IESO | Internal | Winter | B19 | 700 | 330 | 0 | 36.54 | 36.31 | 8 | 0
2015 | MAPP_CA_2_IESO | MAPP_CA | IESO | Internal | Winter | B20 | 935 | 330 | 0 | 35.05 | 35.29 | 8 | 0
2015 | MAPP_CA_2_MISO_W | MAPP_CA | MISO_W | Internal | Shoulder | B11 | 25 | 1970 | 1970 | 46.9 | 47.31 | 0.01 | 0.4
2015 | MAPP_CA_2_MISO_W | MAPP_CA | MISO_W | Internal | Shoulder | B12 | 200 | 1970 | 682.01 | 40.62 | 40.63 | 0.01 | 0
2015 | MAPP_CA_2_MISO_W | MAPP_CA | MISO_W | Internal | Shoulder | B13 | 600 | 1970 | 233.5 | 37.95 | 37.96 | 0.01 | 0
2015 | MAPP_CA_2_MISO_W | MAPP_CA | MISO_W | Internal | Shoulder | B14 | 900 | 1970 | 477.57 | 36.39 | 36.4 | 0.01 | 0
2015 | MAPP_CA_2_MISO_W | MAPP_CA | MISO_W | Internal | Shoulder | B15 | 1203 | 1970 | 0 | 35.59 | 34.36 | 0.01 | 0
2015 | MAPP_CA_2_MISO_W | MAPP_CA | MISO_W | Internal | Summer | B1 | 10 | 1970 | 2562.26 | 59.87 | 60.8 | 0.01 | 0.91
2015 | MAPP_CA_2_MISO_W | MAPP_CA | MISO_W | Internal | Summer | B2 | 25 | 1970 | 1970 | 58.52 | 59.3 | 0.01 | 0.77
2015 | MAPP_CA_2_MISO_W | MAPP_CA | MISO_W | Internal | Summer | B3 | 75 | 1970 | 1970 | 55.68 | 56.46 | 0.01 | 0.77
2015 | MAPP_CA_2_MISO_W | MAPP_CA | MISO_W | Internal | Summer | B4 | 100 | 1970 | 1970 | 53.34 | 54.12 | 0.01 | 0.77
2015 | MAPP_CA_2_MISO_W | MAPP_CA | MISO_W | Internal | Summer | B5 | 200 | 1970 | 1970 | 46.23 | 46.64 | 0.01 | 0.4
2015 | MAPP_CA_2_MISO_W | MAPP_CA | MISO_W | Internal | Summer | B6 | 300 | 1970 | 1970 | 42.7 | 43.03 | 0.01 | 0.32
2015 | MAPP_CA_2_MISO_W | MAPP_CA | MISO_W | Internal | Summer | B7 | 400 | 1970 | 303.39 | 36.56 | 36.57 | 0.01 | 0
2015 | MAPP_CA_2_MISO_W | MAPP_CA | MISO_W | Internal | Summer | B8 | 500 | 1970 | 497.2 | 34.55 | 34.56 | 0.01 | 0
2015 | MAPP_CA_2_MISO_W | MAPP_CA | MISO_W | Internal | Summer | B9 | 800 | 1970 | 545.06 | 33.44 | 33.45 | 0.01 | 0
2015 | MAPP_CA_2_MISO_W | MAPP_CA | MISO_W | Internal | Summer | B10 | 1262 | 1970 | 0 | 33.33 | 32.1 | 0.01 | 0
2015 | MAPP_CA_2_MISO_W | MAPP_CA | MISO_W | Internal | Winter | B16 | 25 | 1970 | 1970 | 47.94 | 48.05 | 0.01 | 0.1
2015 | MAPP_CA_2_MISO_W | MAPP_CA | MISO_W | Internal | Winter | B17 | 100 | 1970 | 0 | 42.7 | 42.69 | 0.01 | 0
2015 | MAPP_CA_2_MISO_W | MAPP_CA | MISO_W | Internal | Winter | B18 | 400 | 1970 | 0 | 39.19 | 39.18 | 0.01 | 0
2015 | MAPP_CA_2_MISO_W | MAPP_CA | MISO_W | Internal | Winter | B19 | 700 | 1970 | 0 | 36.54 | 36.53 | 0.01 | 0
2015 | MAPP_CA_2_MISO_W | MAPP_CA | MISO_W | Internal | Winter | B20 | 935 | 1970 | 0 | 35.05 | 33.82 | 0.01 | 0
2015 | MAPP_US_2_MAPP_CA | MAPP_US | MAPP_CA | Internal | Shoulder | B11 | 25 | 165 | 0 | 46.48 | 46.9 | 7 | 0
2015 | MAPP_US_2_MAPP_CA | MAPP_US | MAPP_CA | Internal | Shoulder | B12 | 200 | 165 | 0 | 33.63 | 40.62 | 7 | 0
2015 | MAPP_US_2_MAPP_CA | MAPP_US | MAPP_CA | Internal | Shoulder | B13 | 600 | 165 | 0 | 31.91 | 37.95 | 7 | 0
2015 | MAPP_US_2_MAPP_CA | MAPP_US | MAPP_CA | Internal | Shoulder | B14 | 900 | 165 | 0 | 30.96 | 36.39 | 7 | 0
2015 | MAPP_US_2_MAPP_CA | MAPP_US | MAPP_CA | Internal | Shoulder | B15 | 1203 | 165 | 0 | 30.6 | 35.59 | 7 | 0
2015 | MAPP_US_2_MAPP_CA | MAPP_US | MAPP_CA | Internal | Summer | B1 | 10 | 165 | 0 | 53.8 | 59.87 | 7 | 0
2015 | MAPP_US_2_MAPP_CA | MAPP_US | MAPP_CA | Internal | Summer | B2 | 25 | 165 | 0 | 52.76 | 58.52 | 7 | 0
2015 | MAPP_US_2_MAPP_CA | MAPP_US | MAPP_CA | Internal | Summer | B3 | 75 | 165 | 0 | 51.98 | 55.68 | 7 | 0
2015 | MAPP_US_2_MAPP_CA | MAPP_US | MAPP_CA | Internal | Summer | B4 | 100 | 165 | 0 | 48.66 | 53.34 | 7 | 0
2015 | MAPP_US_2_MAPP_CA | MAPP_US | MAPP_CA | Internal | Summer | B5 | 200 | 165 | 0 | 45.82 | 46.23 | 7 | 0
2015 | MAPP_US_2_MAPP_CA | MAPP_US | MAPP_CA | Internal | Summer | B6 | 300 | 165 | 0 | 42.21 | 42.7 | 7 | 0
2015 | MAPP_US_2_MAPP_CA | MAPP_US | MAPP_CA | Internal | Summer | B7 | 400 | 165 | 0 | 35.73 | 36.56 | 7 | 0
2015 | MAPP_US_2_MAPP_CA | MAPP_US | MAPP_CA | Internal | Summer | B8 | 500 | 165 | 0 | 30.16 | 34.55 | 7 | 0
2015 | MAPP_US_2_MAPP_CA | MAPP_US | MAPP_CA | Internal | Summer | B9 | 800 | 165 | 0 | 28.52 | 33.44 | 7 | 0
2015 | MAPP_US_2_MAPP_CA | MAPP_US | MAPP_CA | Internal | Summer | B10 | 1262 | 165 | 0 | 28.41 | 33.33 | 7 | 0
2015 | MAPP_US_2_MAPP_CA | MAPP_US | MAPP_CA | Internal | Winter | B16 | 25 | 165 | 0 | 41.05 | 47.94 | 7 | 0
2015 | MAPP_US_2_MAPP_CA | MAPP_US | MAPP_CA | Internal | Winter | B17 | 100 | 165 | 165 | 35.69 | 42.7 | 7 | 0.01
2015 | MAPP_US_2_MAPP_CA | MAPP_US | MAPP_CA | Internal | Winter | B18 | 400 | 165 | 0 | 32.27 | 39.19 | 7 | 0
2015 | MAPP_US_2_MAPP_CA | MAPP_US | MAPP_CA | Internal | Winter | B19 | 700 | 165 | 0 | 32.27 | 36.54 | 7 | 0
2015 | MAPP_US_2_MAPP_CA | MAPP_US | MAPP_CA | Internal | Winter | B20 | 935 | 165 | 0 | 32.01 | 35.05 | 7 | 0
2015 | MAPP_US_2_MISO_W | MAPP_US | MISO_W | Internal | Shoulder | B11 | 25 | 2635 | 0 | 46.48 | 47.31 | 7 | 0
2015 | MAPP_US_2_MISO_W | MAPP_US | MISO_W | Internal | Shoulder | B12 | 200 | 2635 | 692.53 | 33.63 | 40.63 | 7 | 0
2015 | MAPP_US_2_MISO_W | MAPP_US | MISO_W | Internal | Shoulder | B13 | 600 | 2635 | 0 | 31.91 | 37.96 | 7 | 0
2015 | MAPP_US_2_MISO_W | MAPP_US | MISO_W | Internal | Shoulder | B14 | 900 | 2635 | 0 | 30.96 | 36.4 | 7 | 0
2015 | MAPP_US_2_MISO_W | MAPP_US | MISO_W | Internal | Shoulder | B15 | 1203 | 2635 | 0 | 30.6 | 34.36 | 7 | 0
2015 | MAPP_US_2_MISO_W | MAPP_US | MISO_W | Internal | Summer | B1 | 10 | 2635 | 1156 | 53.8 | 60.8 | 7 | 0
2015 | MAPP_US_2_MISO_W | MAPP_US | MISO_W | Internal | Summer | B2 | 25 | 2635 | 0 | 52.76 | 59.3 | 7 | 0
2015 | MAPP_US_2_MISO_W | MAPP_US | MISO_W | Internal | Summer | B3 | 75 | 2635 | 0 | 51.98 | 56.46 | 7 | 0
2015 | MAPP_US_2_MISO_W | MAPP_US | MISO_W | Internal | Summer | B4 | 100 | 2635 | 0 | 48.66 | 54.12 | 7 | 0
2015 | MAPP_US_2_MISO_W | MAPP_US | MISO_W | Internal | Summer | B5 | 200 | 2635 | 0 | 45.82 | 46.64 | 7 | 0
2015 | MAPP_US_2_MISO_W | MAPP_US | MISO_W | Internal | Summer | B6 | 300 | 2635 | 0 | 42.21 | 43.03 | 7 | 0
2015 | MAPP_US_2_MISO_W | MAPP_US | MISO_W | Internal | Summer | B7 | 400 | 2635 | 0 | 35.73 | 36.57 | 7 | 0
2015 | MAPP_US_2_MISO_W | MAPP_US | MISO_W | Internal | Summer | B8 | 500 | 2635 | 0 | 30.16 | 34.56 | 7 | 0
2015 | MAPP_US_2_MISO_W | MAPP_US | MISO_W | Internal | Summer | B9 | 800 | 2635 | 0 | 28.52 | 33.45 | 7 | 0
2015 | MAPP_US_2_MISO_W | MAPP_US | MISO_W | Internal | Summer | B10 | 1262 | 2635 | 0 | 28.41 | 32.1 | 7 | 0
2015 | MAPP_US_2_MISO_W | MAPP_US | MISO_W | Internal | Winter | B16 | 25 | 2635 | 450.71 | 41.05 | 48.05 | 7 | 0
2015 | MAPP_US_2_MISO_W | MAPP_US | MISO_W | Internal | Winter | B17 | 100 | 2635 | 1403.19 | 35.69 | 42.69 | 7 | 0
2015 | MAPP_US_2_MISO_W | MAPP_US | MISO_W | Internal | Winter | B18 | 400 | 2635 | 0 | 32.27 | 39.18 | 7 | 0
2015 | MAPP_US_2_MISO_W | MAPP_US | MISO_W | Internal | Winter | B19 | 700 | 2635 | 0 | 32.27 | 36.53 | 7 | 0
2015 | MAPP_US_2_MISO_W | MAPP_US | MISO_W | Internal | Winter | B20 | 935 | 2635 | 0 | 32.01 | 33.82 | 7 | 0
2015 | MAPP_US_2_NE | MAPP_US | NE | Internal | Shoulder | B11 | 25 | 2000 | 1672.69 | 46.48 | 53.48 | 7 | 0
2015 | MAPP_US_2_NE | MAPP_US | NE | Internal | Shoulder | B12 | 200 | 2000 | 592.03 | 33.63 | 40.63 | 7 | 0
2015 | MAPP_US_2_NE | MAPP_US | NE | Internal | Shoulder | B13 | 600 | 2000 | 1172.38 | 31.91 | 38.91 | 7 | 0
2015 | MAPP_US_2_NE | MAPP_US | NE | Internal | Shoulder | B14 | 900 | 2000 | 126.11 | 30.96 | 37.96 | 7 | 0
2015 | MAPP_US_2_NE | MAPP_US | NE | Internal | Shoulder | B15 | 1203 | 2000 | 116.72 | 30.6 | 37.6 | 7 | 0
2015 | MAPP_US_2_NE | MAPP_US | NE | Internal | Summer | B1 | 10 | 2000 | 623.98 | 53.8 | 60.8 | 7 | 0
2015 | MAPP_US_2_NE | MAPP_US | NE | Internal | Summer | B2 | 25 | 2000 | 1596.58 | 52.76 | 59.76 | 7 | 0
2015 | MAPP_US_2_NE | MAPP_US | NE | Internal | Summer | B3 | 75 | 2000 | 1382.64 | 51.98 | 58.98 | 7 | 0
2015 | MAPP_US_2_NE | MAPP_US | NE | Internal | Summer | B4 | 100 | 2000 | 1597.55 | 48.66 | 55.66 | 7 | 0
2015 | MAPP_US_2_NE | MAPP_US | NE | Internal | Summer | B5 | 200 | 2000 | 1576.55 | 45.82 | 52.82 | 7 | 0
2015 | MAPP_US_2_NE | MAPP_US | NE | Internal | Summer | B6 | 300 | 2000 | 1809.3 | 42.21 | 49.21 | 7 | 0
2015 | MAPP_US_2_NE | MAPP_US | NE | Internal | Summer | B7 | 400 | 2000 | 2122.19 | 35.73 | 42.74 | 7 | 0.01
2015 | MAPP_US_2_NE | MAPP_US | NE | Internal | Summer | B8 | 500 | 2000 | 1993.93 | 30.16 | 37.16 | 7 | 0
2015 | MAPP_US_2_NE | MAPP_US | NE | Internal | Summer | B9 | 800 | 2000 | 1238.71 | 28.52 | 35.52 | 7 | 0
2015 | MAPP_US_2_NE | MAPP_US | NE | Internal | Summer | B10 | 1262 | 2000 | 1098.45 | 28.41 | 35.41 | 7 | 0
2015 | MAPP_US_2_NE | MAPP_US | NE | Internal | Winter | B16 | 25 | 2000 | 1438.63 | 41.05 | 48.05 | 7 | 0
2015 | MAPP_US_2_NE | MAPP_US | NE | Internal | Winter | B17 | 100 | 2000 | 0 | 35.69 | 41.48 | 7 | 0
2015 | MAPP_US_2_NE | MAPP_US | NE | Internal | Winter | B18 | 400 | 2000 | 1299.61 | 32.27 | 39.27 | 7 | 0
2015 | MAPP_US_2_NE | MAPP_US | NE | Internal | Winter | B19 | 700 | 2000 | 363.06 | 32.27 | 39.27 | 7 | 0
2015 | MAPP_US_2_NE | MAPP_US | NE | Internal | Winter | B20 | 935 | 2000 | 736.67 | 32.01 | 39.01 | 7 | 0
2015 | MARITIMES_2_NEISO | MARITIMES | NEISO | Internal | Shoulder | B11 | 25 | 99999 | 1400 | 36.89 | 36.9 | 0.01 | 0
2015 | MARITIMES_2_NEISO | MARITIMES | NEISO | Internal | Shoulder | B12 | 200 | 99999 | 1400 | 36.89 | 36.9 | 0.01 | 0
2015 | MARITIMES_2_NEISO | MARITIMES | NEISO | Internal | Shoulder | B13 | 600 | 99999 | 1400 | 36.89 | 36.9 | 0.01 | 0
2015 | MARITIMES_2_NEISO | MARITIMES | NEISO | Internal | Shoulder | B14 | 900 | 99999 | 1400 | 36.89 | 36.9 | 0.01 | 0
2015 | MARITIMES_2_NEISO | MARITIMES | NEISO | Internal | Shoulder | B15 | 1203 | 99999 | 426.43 | 36.89 | 36.9 | 0.01 | 0
2015 | MARITIMES_2_NEISO | MARITIMES | NEISO | Internal | Summer | B1 | 10 | 99999 | 1400 | 57.85 | 57.86 | 0.01 | 0
2015 | MARITIMES_2_NEISO | MARITIMES | NEISO | Internal | Summer | B2 | 25 | 99999 | 1400 | 56.35 | 56.36 | 0.01 | 0
2015 | MARITIMES_2_NEISO | MARITIMES | NEISO | Internal | Summer | B3 | 75 | 99999 | 1400 | 47.97 | 47.98 | 0.01 | 0
2015 | MARITIMES_2_NEISO | MARITIMES | NEISO | Internal | Summer | B4 | 100 | 99999 | 1400 | 45.68 | 45.69 | 0.01 | 0
2015 | MARITIMES_2_NEISO | MARITIMES | NEISO | Internal | Summer | B5 | 200 | 99999 | 1400 | 38.72 | 38.73 | 0.01 | 0
2015 | MARITIMES_2_NEISO | MARITIMES | NEISO | Internal | Summer | B6 | 300 | 99999 | 1400 | 35 | 35.01 | 0.01 | 0
2015 | MARITIMES_2_NEISO | MARITIMES | NEISO | Internal | Summer | B7 | 400 | 99999 | 1400 | 34.19 | 34.2 | 0.01 | 0
2015 | MARITIMES_2_NEISO | MARITIMES | NEISO | Internal | Summer | B8 | 500 | 99999 | 1400 | 34.19 | 34.2 | 0.01 | 0
2015 | MARITIMES_2_NEISO | MARITIMES | NEISO | Internal | Summer | B9 | 800 | 99999 | 1400 | 34.19 | 34.2 | 0.01 | 0
2015 | MARITIMES_2_NEISO | MARITIMES | NEISO | Internal | Summer | B10 | 1262 | 99999 | 236.13 | 34.19 | 34.2 | 0.01 | 0
2015 | MARITIMES_2_NEISO | MARITIMES | NEISO | Internal | Winter | B16 | 25 | 99999 | 1400 | 45.28 | 45.29 | 0.01 | 0
2015 | MARITIMES_2_NEISO | MARITIMES | NEISO | Internal | Winter | B17 | 100 | 99999 | 1400 | 45.28 | 45.29 | 0.01 | 0
2015 | MARITIMES_2_NEISO | MARITIMES | NEISO | Internal | Winter | B18 | 400 | 99999 | 1400 | 45.28 | 45.29 | 0.01 | 0
2015 | MARITIMES_2_NEISO | MARITIMES | NEISO | Internal | Winter | B19 | 700 | 99999 | 1400 | 45.28 | 45.29 | 0.01 | 0
2015 | MARITIMES_2_NEISO | MARITIMES | NEISO | Internal | Winter | B20 | 935 | 99999 | 475.94 | 45.28 | 45.29 | 0.01 | 0
2015 | MISO_IN_2_MISO_MI | MISO_IN | MISO_MI | Internal | Shoulder | B11 | 25 | 5000 | 0 | 47.33 | 47.21 | 0.01 | 0
2015 | MISO_IN_2_MISO_MI | MISO_IN | MISO_MI | Internal | Shoulder | B12 | 200 | 5000 | 6.33 | 40.64 | 40.66 | 0.01 | 0
2015 | MISO_IN_2_MISO_MI | MISO_IN | MISO_MI | Internal | Shoulder | B13 | 600 | 5000 | 1327.04 | 37.98 | 37.99 | 0.01 | 0
2015 | MISO_IN_2_MISO_MI | MISO_IN | MISO_MI | Internal | Shoulder | B14 | 900 | 5000 | 1404.14 | 36.41 | 36.43 | 0.01 | 0
2015 | MISO_IN_2_MISO_MI | MISO_IN | MISO_MI | Internal | Shoulder | B15 | 1203 | 5000 | 1165.92 | 34.3 | 34.31 | 0.01 | 0
2015 | MISO_IN_2_MISO_MI | MISO_IN | MISO_MI | Internal | Summer | B1 | 10 | 5000 | 0 | 60.8 | 60.62 | 0.01 | 0
2015 | MISO_IN_2_MISO_MI | MISO_IN | MISO_MI | Internal | Summer | B2 | 25 | 5000 | 0 | 59.31 | 59.2 | 0.01 | 0
2015 | MISO_IN_2_MISO_MI | MISO_IN | MISO_MI | Internal | Summer | B3 | 75 | 5000 | 0 | 56.48 | 56.29 | 0.01 | 0
2015 | MISO_IN_2_MISO_MI | MISO_IN | MISO_MI | Internal | Summer | B4 | 100 | 5000 | 0 | 54.13 | 54.01 | 0.01 | 0
2015 | MISO_IN_2_MISO_MI | MISO_IN | MISO_MI | Internal | Summer | B5 | 200 | 5000 | 0 | 46.65 | 46.54 | 0.01 | 0
2015 | MISO_IN_2_MISO_MI | MISO_IN | MISO_MI | Internal | Summer | B6 | 300 | 5000 | 0 | 43.02 | 43.01 | 0.01 | 0
2015 | MISO_IN_2_MISO_MI | MISO_IN | MISO_MI | Internal | Summer | B7 | 400 | 5000 | 8.57 | 36.56 | 36.57 | 0.01 | 0
2015 | MISO_IN_2_MISO_MI | MISO_IN | MISO_MI | Internal | Summer | B8 | 500 | 5000 | 1161.16 | 34.57 | 34.58 | 0.01 | 0
2015 | MISO_IN_2_MISO_MI | MISO_IN | MISO_MI | Internal | Summer | B9 | 800 | 5000 | 2505.02 | 33.47 | 33.48 | 0.01 | 0
2015 | MISO_IN_2_MISO_MI | MISO_IN | MISO_MI | Internal | Summer | B10 | 1262 | 5000 | 2890.54 | 32.19 | 32.2 | 0.01 | 0
2015 | MISO_IN_2_MISO_MI | MISO_IN | MISO_MI | Internal | Winter | B16 | 25 | 5000 | 0 | 48.07 | 48.06 | 0.01 | 0
2015 | MISO_IN_2_MISO_MI | MISO_IN | MISO_MI | Internal | Winter | B17 | 100 | 5000 | 354.3 | 42.7 | 42.71 | 0.01 | 0
2015 | MISO_IN_2_MISO_MI | MISO_IN | MISO_MI | Internal | Winter | B18 | 400 | 5000 | 146.45 | 39.19 | 39.21 | 0.01 | 0
2015 | MISO_IN_2_MISO_MI | MISO_IN | MISO_MI | Internal | Winter | B19 | 700 | 5000 | 265.05 | 36.53 | 36.54 | 0.01 | 0
2015 | MISO_IN_2_MISO_MI | MISO_IN | MISO_MI | Internal | Winter | B20 | 935 | 5000 | 506.61 | 33.77 | 33.78 | 0.01 | 0
2015 | MISO_IN_2_MISO_MO-IL | MISO_IN | MISO_MO-IL | Internal | Shoulder | B11 | 25 | 5000 | 0 | 47.33 | 47.32 | 0.01 | 0
2015 | MISO_IN_2_MISO_MO-IL | MISO_IN | MISO_MO-IL | Internal | Shoulder | B12 | 200 | 5000 | 0 | 40.64 | 40.63 | 0.01 | 0
2015 | MISO_IN_2_MISO_MO-IL | MISO_IN | MISO_MO-IL | Internal | Shoulder | B13 | 600 | 5000 | 0 | 37.98 | 37.96 | 0.01 | 0
2015 | MISO_IN_2_MISO_MO-IL | MISO_IN | MISO_MO-IL | Internal | Shoulder | B14 | 900 | 5000 | 0 | 36.41 | 36.4 | 0.01 | 0
2015 | MISO_IN_2_MISO_MO-IL | MISO_IN | MISO_MO-IL | Internal | Shoulder | B15 | 1203 | 5000 | 0 | 34.3 | 34.29 | 0.01 | 0
2015 | MISO_IN_2_MISO_MO-IL | MISO_IN | MISO_MO-IL | Internal | Summer | B1 | 10 | 5000 | 0 | 60.8 | 60.8 | 0.01 | 0
2015 | MISO_IN_2_MISO_MO-IL | MISO_IN | MISO_MO-IL | Internal | Summer | B2 | 25 | 5000 | 0 | 59.31 | 59.3 | 0.01 | 0
2015 | MISO_IN_2_MISO_MO-IL | MISO_IN | MISO_MO-IL | Internal | Summer | B3 | 75 | 5000 | 0 | 56.48 | 56.47 | 0.01 | 0
2015 | MISO_IN_2_MISO_MO-IL | MISO_IN | MISO_MO-IL | Internal | Summer | B4 | 100 | 5000 | 0 | 54.13 | 54.12 | 0.01 | 0
2015 | MISO_IN_2_MISO_MO-IL | MISO_IN | MISO_MO-IL | Internal | Summer | B5 | 200 | 5000 | 0 | 46.65 | 46.65 | 0.01 | 0
2015 | MISO_IN_2_MISO_MO-IL | MISO_IN | MISO_MO-IL | Internal | Summer | B6 | 300 | 5000 | 0 | 43.02 | 43.02 | 0.01 | 0
2015 | MISO_IN_2_MISO_MO-IL | MISO_IN | MISO_MO-IL | Internal | Summer | B7 | 400 | 5000 | 0 | 36.56 | 36.57 | 0.01 | 0
2015 | MISO_IN_2_MISO_MO-IL | MISO_IN | MISO_MO-IL | Internal | Summer | B8 | 500 | 5000 | 0 | 34.57 | 34.56 | 0.01 | 0
2015 | MISO_IN_2_MISO_MO-IL | MISO_IN | MISO_MO-IL | Internal | Summer | B9 | 800 | 5000 | 0 | 33.47 | 33.46 | 0.01 | 0
2015 | MISO_IN_2_MISO_MO-IL | MISO_IN | MISO_MO-IL | Internal | Summer | B10 | 1262 | 5000 | 0 | 32.19 | 32.02 | 0.01 | 0
2015 | MISO_IN_2_MISO_MO-IL | MISO_IN | MISO_MO-IL | Internal | Winter | B16 | 25 | 5000 | 0 | 48.07 | 48.06 | 0.01 | 0
2015 | MISO_IN_2_MISO_MO-IL | MISO_IN | MISO_MO-IL | Internal | Winter | B17 | 100 | 5000 | 0 | 42.7 | 42.69 | 0.01 | 0
2015 | MISO_IN_2_MISO_MO-IL | MISO_IN | MISO_MO-IL | Internal | Winter | B18 | 400 | 5000 | 0 | 39.19 | 39.18 | 0.01 | 0
2015 | MISO_IN_2_MISO_MO-IL | MISO_IN | MISO_MO-IL | Internal | Winter | B19 | 700 | 5000 | 0 | 36.53 | 36.51 | 0.01 | 0
2015 | MISO_IN_2_MISO_MO-IL | MISO_IN | MISO_MO-IL | Internal | Winter | B20 | 935 | 5000 | 0 | 33.77 | 33.76 | 0.01 | 0
2015 | MISO_IN_2_NonRTO_Midwest | MISO_IN | NonRTO_Midwest | Internal | Shoulder | B11 | 25 | 4800 | 927.9 | 47.33 | 55.33 | 8 | 0
2015 | MISO_IN_2_NonRTO_Midwest | MISO_IN | NonRTO_Midwest | Internal | Shoulder | B12 | 200 | 4800 | 523.63 | 40.64 | 48.64 | 8 | 0
2015 | MISO_IN_2_NonRTO_Midwest | MISO_IN | NonRTO_Midwest | Internal | Shoulder | B13 | 600 | 4800 | 0 | 37.98 | 45.52 | 8 | 0
2015 | MISO_IN_2_NonRTO_Midwest | MISO_IN | NonRTO_Midwest | Internal | Shoulder | B14 | 900 | 4800 | 0 | 36.41 | 35.44 | 8 | 0
2015 | MISO_IN_2_NonRTO_Midwest | MISO_IN | NonRTO_Midwest | Internal | Shoulder | B15 | 1203 | 4800 | 0 | 34.3 | 32.85 | 8 | 0
2015 | MISO_IN_2_NonRTO_Midwest | MISO_IN | NonRTO_Midwest | Internal | Summer | B1 | 10 | 4800 | 0 | 60.8 | 65.02 | 8 | 0
2015 | MISO_IN_2_NonRTO_Midwest | MISO_IN | NonRTO_Midwest | Internal | Summer | B2 | 25 | 4800 | 0 | 59.31 | 65.02 | 8 | 0
2015 | MISO_IN_2_NonRTO_Midwest | MISO_IN | NonRTO_Midwest | Internal | Summer | B3 | 75 | 4800 | 1476.69 | 56.48 | 64.48 | 8 | 0
2015 | MISO_IN_2_NonRTO_Midwest | MISO_IN | NonRTO_Midwest | Internal | Summer | B4 | 100 | 4800 | 1082.35 | 54.13 | 62.13 | 8 | 0
2015 | MISO_IN_2_NonRTO_Midwest | MISO_IN | NonRTO_Midwest | Internal | Summer | B5 | 200 | 4800 | 783.01 | 46.65 | 54.65 | 8 | 0
2015 | MISO_IN_2_NonRTO_Midwest | MISO_IN | NonRTO_Midwest | Internal | Summer | B6 | 300 | 4800 | 319.48 | 43.02 | 51.02 | 8 | 0
2015 | MISO_IN_2_NonRTO_Midwest | MISO_IN | NonRTO_Midwest | Internal | Summer | B7 | 400 | 4800 | 0 | 36.56 | 35.82 | 8 | 0
2015 | MISO_IN_2_NonRTO_Midwest | MISO_IN | NonRTO_Midwest | Internal | Summer | B8 | 500 | 4800 | 0 | 34.57 | 34.39 | 8 | 0
2015 | MISO_IN_2_NonRTO_Midwest | MISO_IN | NonRTO_Midwest | Internal | Summer | B9 | 800 | 4800 | 0 | 33.47 | 32.85 | 8 | 0
2015 | MISO_IN_2_NonRTO_Midwest | MISO_IN | NonRTO_Midwest | Internal | Summer | B10 | 1262 | 4800 | 0 | 32.19 | 32 | 8 | 0
2015 | MISO_IN_2_NonRTO_Midwest | MISO_IN | NonRTO_Midwest | Internal | Winter | B16 | 25 | 4800 | 2146.2 | 48.07 | 56.07 | 8 | 0
2015 | MISO_IN_2_NonRTO_Midwest | MISO_IN | NonRTO_Midwest | Internal | Winter | B17 | 100 | 4800 | 1183.74 | 42.7 | 50.7 | 8 | 0
2015 | MISO_IN_2_NonRTO_Midwest | MISO_IN | NonRTO_Midwest | Internal | Winter | B18 | 400 | 4800 | 368.21 | 39.19 | 47.19 | 8 | 0
2015 | MISO_IN_2_NonRTO_Midwest | MISO_IN | NonRTO_Midwest | Internal | Winter | B19 | 700 | 4800 | 0 | 36.53 | 35.67 | 8 | 0
2015 | MISO_IN_2_NonRTO_Midwest | MISO_IN | NonRTO_Midwest | Internal | Winter | B20 | 935 | 4800 | 0 | 33.77 | 32.85 | 8 | 0
2015 | MISO_IN_2_PJM_ROR | MISO_IN | PJM_ROR | Internal | Shoulder | B11 | 25 | 992 | 0 | 47.33 | 48.74 | 2 | 0
2015 | MISO_IN_2_PJM_ROR | MISO_IN | PJM_ROR | Internal | Shoulder | B12 | 200 | 992 | 0 | 40.64 | 42.63 | 2 | 0
2015 | MISO_IN_2_PJM_ROR | MISO_IN | PJM_ROR | Internal | Shoulder | B13 | 600 | 992 | 0 | 37.98 | 39.96 | 2 | 0
2015 | MISO_IN_2_PJM_ROR | MISO_IN | PJM_ROR | Internal | Shoulder | B14 | 900 | 992 | 0 | 36.41 | 38.4 | 2 | 0
2015 | MISO_IN_2_PJM_ROR | MISO_IN | PJM_ROR | Internal | Shoulder | B15 | 1203 | 992 | 0 | 34.3 | 35.6 | 2 | 0
2015 | MISO_IN_2_PJM_ROR | MISO_IN | PJM_ROR | Internal | Summer | B1 | 10 | 992 | 886.35 | 60.8 | 62.8 | 2 | 0
2015 | MISO_IN_2_PJM_ROR | MISO_IN | PJM_ROR | Internal | Summer | B2 | 25 | 992 | 0 | 59.31 | 61.3 | 2 | 0
2015 | MISO_IN_2_PJM_ROR | MISO_IN | PJM_ROR | Internal | Summer | B3 | 75 | 992 | 0 | 56.48 | 58.29 | 2 | 0
2015 | MISO_IN_2_PJM_ROR | MISO_IN | PJM_ROR | Internal | Summer | B4 | 100 | 992 | 0 | 54.13 | 56.12 | 2 | 0
2015 | MISO_IN_2_PJM_ROR | MISO_IN | PJM_ROR | Internal | Summer | B5 | 200 | 992 | 731.02 | 46.65 | 48.65 | 2 | 0
2015 | MISO_IN_2_PJM_ROR | MISO_IN | PJM_ROR | Internal | Summer | B6 | 300 | 992 | 975.24 | 43.02 | 45.02 | 2 | 0
2015 | MISO_IN_2_PJM_ROR | MISO_IN | PJM_ROR | Internal | Summer | B7 | 400 | 992 | 1000.79 | 36.56 | 38.57 | 2 | 0.01
2015 | MISO_IN_2_PJM_ROR | MISO_IN | PJM_ROR | Internal | Summer | B8 | 500 | 992 | 0 | 34.57 | 36.56 | 2 | 0
2015 | MISO_IN_2_PJM_ROR | MISO_IN | PJM_ROR | Internal | Summer | B9 | 800 | 992 | 0 | 33.47 | 35.46 | 2 | 0
2015 | MISO_IN_2_PJM_ROR | MISO_IN | PJM_ROR | Internal | Summer | B10 | 1262 | 992 | 0 | 32.19 | 33.19 | 2 | 0
2015 | MISO_IN_2_PJM_ROR | MISO_IN | PJM_ROR | Internal | Winter | B16 | 25 | 992 | 0 | 48.07 | 50.06 | 2 | 0
2015 | MISO_IN_2_PJM_ROR | MISO_IN | PJM_ROR | Internal | Winter | B17 | 100 | 992 | 0 | 42.7 | 44.69 | 2 | 0
2015 | MISO_IN_2_PJM_ROR | MISO_IN | PJM_ROR | Internal | Winter | B18 | 400 | 992 | 0 | 39.19 | 41.19 | 2 | 0
2015 | MISO_IN_2_PJM_ROR | MISO_IN | PJM_ROR | Internal | Winter | B19 | 700 | 992 | 0 | 36.53 | 38.52 | 2 | 0
2015 | MISO_IN_2_PJM_ROR | MISO_IN | PJM_ROR | Internal | Winter | B20 | 935 | 992 | 0 | 33.77 | 35.76 | 2 | 0
2015 | MISO_MI_2_MISO_IN | MISO_MI | MISO_IN | Internal | Shoulder | B11 | 25 | 2045 | 2045 | 47.21 | 47.33 | 0.01 | 0.11
2015 | MISO_MI_2_MISO_IN | MISO_MI | MISO_IN | Internal | Shoulder | B12 | 200 | 2045 | 0 | 40.66 | 40.64 | 0.01 | 0
2015 | MISO_MI_2_MISO_IN | MISO_MI | MISO_IN | Internal | Shoulder | B13 | 600 | 2045 | 0 | 37.99 | 37.98 | 0.01 | 0
2015 | MISO_MI_2_MISO_IN | MISO_MI | MISO_IN | Internal | Shoulder | B14 | 900 | 2045 | 0 | 36.43 | 36.41 | 0.01 | 0
2015 | MISO_MI_2_MISO_IN | MISO_MI | MISO_IN | Internal | Shoulder | B15 | 1203 | 2045 | 0 | 34.31 | 34.3 | 0.01 | 0
2015 | MISO_MI_2_MISO_IN | MISO_MI | MISO_IN | Internal | Summer | B1 | 10 | 2045 | 2045 | 60.62 | 60.8 | 0.01 | 0.17
2015 | MISO_MI_2_MISO_IN | MISO_MI | MISO_IN | Internal | Summer | B2 | 25 | 2045 | 2045 | 59.2 | 59.31 | 0.01 | 0.11
2015 | MISO_MI_2_MISO_IN | MISO_MI | MISO_IN | Internal | Summer | B3 | 75 | 2045 | 2045 | 56.29 | 56.48 | 0.01 | 0.18
2015 | MISO_MI_2_MISO_IN | MISO_MI | MISO_IN | Internal | Summer | B4 | 100 | 2045 | 2045 | 54.01 | 54.13 | 0.01 | 0.11
2015 | MISO_MI_2_MISO_IN | MISO_MI | MISO_IN | Internal | Summer | B5 | 200 | 2045 | 2045 | 46.54 | 46.65 | 0.01 | 0.09
2015 | MISO_MI_2_MISO_IN | MISO_MI | MISO_IN | Internal | Summer | B6 | 300 | 2045 | 903.13 | 43.01 | 43.02 | 0.01 | 0
2015 | MISO_MI_2_MISO_IN | MISO_MI | MISO_IN | Internal | Summer | B7 | 400 | 2045 | 0 | 36.57 | 36.56 | 0.01 | 0
2015 | MISO_MI_2_MISO_IN | MISO_MI | MISO_IN | Internal | Summer | B8 | 500 | 2045 | 0 | 34.58 | 34.57 | 0.01 | 0
2015 | MISO_MI_2_MISO_IN | MISO_MI | MISO_IN | Internal | Summer | B9 | 800 | 2045 | 0 | 33.48 | 33.47 | 0.01 | 0
2015 | MISO_MI_2_MISO_IN | MISO_MI | MISO_IN | Internal | Summer | B10 | 1262 | 2045 | 0 | 32.2 | 32.19 | 0.01 | 0
2015 | MISO_MI_2_MISO_IN | MISO_MI | MISO_IN | Internal | Winter | B16 | 25 | 2045 | 1783.83 | 48.06 | 48.07 | 0.01 | 0
2015 | MISO_MI_2_MISO_IN | MISO_MI | MISO_IN | Internal | Winter | B17 | 100 | 2045 | 0 | 42.71 | 42.7 | 0.01 | 0
2015 | MISO_MI_2_MISO_IN | MISO_MI | MISO_IN | Internal | Winter | B18 | 400 | 2045 | 0 | 39.21 | 39.19 | 0.01 | 0
2015 | MISO_MI_2_MISO_IN | MISO_MI | MISO_IN | Internal | Winter | B19 | 700 | 2045 | 0 | 36.54 | 36.53 | 0.01 | 0
2015 | MISO_MI_2_MISO_IN | MISO_MI | MISO_IN | Internal | Winter | B20 | 935 | 2045 | 0 | 33.78 | 33.77 | 0.01 | 0
2015 | MISO_MI_2_MISO_WUMS | MISO_MI | MISO_WUMS | Internal | Shoulder | B11 | 25 | 117 | 117 | 47.21 | 47.32 | 0.01 | 0.1
2015 | MISO_MI_2_MISO_WUMS | MISO_MI | MISO_WUMS | Internal | Shoulder | B12 | 200 | 117 | 0 | 40.66 | 40.64 | 0.01 | 0
2015 | MISO_MI_2_MISO_WUMS | MISO_MI | MISO_WUMS | Internal | Shoulder | B13 | 600 | 117 | 0 | 37.99 | 37.97 | 0.01 | 0
2015 | MISO_MI_2_MISO_WUMS | MISO_MI | MISO_WUMS | Internal | Shoulder | B14 | 900 | 117 | 0 | 36.43 | 36.41 | 0.01 | 0
2015 | MISO_MI_2_MISO_WUMS | MISO_MI | MISO_WUMS | Internal | Shoulder | B15 | 1203 | 117 | 117 | 34.31 | 34.35 | 0.01 | 0.02
2015 | MISO_MI_2_MISO_WUMS | MISO_MI | MISO_WUMS | Internal | Summer | B1 | 10 | 117 | 604.65 | 60.62 | 60.8 | 0.01 | 0.17
2015 | MISO_MI_2_MISO_WUMS | MISO_MI | MISO_WUMS | Internal | Summer | B2 | 25 | 117 | 117 | 59.2 | 59.3 | 0.01 | 0.09
2015 | MISO_MI_2_MISO_WUMS | MISO_MI | MISO_WUMS | Internal | Summer | B3 | 75 | 117 | 847.69 | 56.29 | 56.47 | 0.01 | 0.17
2015 | MISO_MI_2_MISO_WUMS | MISO_MI | MISO_WUMS | Internal | Summer | B4 | 100 | 117 | 117 | 54.01 | 54.13 | 0.01 | 0.1
2015 | MISO_MI_2_MISO_WUMS | MISO_MI | MISO_WUMS | Internal | Summer | B5 | 200 | 117 | 117 | 46.54 | 46.65 | 0.01 | 0.09
2015 | MISO_MI_2_MISO_WUMS | MISO_MI | MISO_WUMS | Internal | Summer | B6 | 300 | 117 | 103.97 | 43.01 | 43.02 | 0.01 | 0
2015 | MISO_MI_2_MISO_WUMS | MISO_MI | MISO_WUMS | Internal | Summer | B7 | 400 | 117 | 39.27 | 36.57 | 36.58 | 0.01 | 0
2015 | MISO_MI_2_MISO_WUMS | MISO_MI | MISO_WUMS | Internal | Summer | B8 | 500 | 117 | 0 | 34.58 | 34.57 | 0.01 | 0
2015 | MISO_MI_2_MISO_WUMS | MISO_MI | MISO_WUMS | Internal | Summer | B9 | 800 | 117 | 0 | 33.48 | 33.47 | 0.01 | 0
2015 | MISO_MI_2_MISO_WUMS | MISO_MI | MISO_WUMS | Internal | Summer | B10 | 1262 | 117 | 408.14 | 32.2 | 32.38 | 0.01 | 0.17
2015 | MISO_MI_2_MISO_WUMS | MISO_MI | MISO_WUMS | Internal | Winter | B16 | 25 | 117 | 0 | 48.06 | 48.06 | 0.01 | 0
2015 | MISO_MI_2_MISO_WUMS | MISO_MI | MISO_WUMS | Internal | Winter | B17 | 100 | 117 | 0 | 42.71 | 42.7 | 0.01 | 0
2015 | MISO_MI_2_MISO_WUMS | MISO_MI | MISO_WUMS | Internal | Winter | B18 | 400 | 117 | 0 | 39.21 | 39.19 | 0.01 | 0
2015 | MISO_MI_2_MISO_WUMS | MISO_MI | MISO_WUMS | Internal | Winter | B19 | 700 | 117 | 0 | 36.54 | 36.54 | 0.01 | 0
2015 | MISO_MI_2_MISO_WUMS | MISO_MI | MISO_WUMS | Internal | Winter | B20 | 935 | 117 | 117 | 33.78 | 33.83 | 0.01 | 0.03
2015 | MISO_MI_2_PJM_ROR | MISO_MI | PJM_ROR | Internal | Shoulder | B11 | 25 | 1424 | 0 | 47.21 | 48.74 | 2 | 0
2015 | MISO_MI_2_PJM_ROR | MISO_MI | PJM_ROR | Internal | Shoulder | B12 | 200 | 1424 | 0 | 40.66 | 42.63 | 2 | 0
2015 | MISO_MI_2_PJM_ROR | MISO_MI | PJM_ROR | Internal | Shoulder | B13 | 600 | 1424 | 0 | 37.99 | 39.96 | 2 | 0
2015 | MISO_MI_2_PJM_ROR | MISO_MI | PJM_ROR | Internal | Shoulder | B14 | 900 | 1424 | 0 | 36.43 | 38.4 | 2 | 0
2015 | MISO_MI_2_PJM_ROR | MISO_MI | PJM_ROR | Internal | Shoulder | B15 | 1203 | 1424 | 0 | 34.31 | 35.6 | 2 | 0
2015 | MISO_MI_2_PJM_ROR | MISO_MI | PJM_ROR | Internal | Summer | B1 | 10 | 1424 | 1424 | 60.62 | 62.8 | 2 | 0.18
2015 | MISO_MI_2_PJM_ROR | MISO_MI | PJM_ROR | Internal | Summer | B2 | 25 | 1424 | 1424 | 59.2 | 61.3 | 2 | 0.11
2015 | MISO_MI_2_PJM_ROR | MISO_MI | PJM_ROR | Internal | Summer | B3 | 75 | 1424 | 832.74 | 56.29 | 58.29 | 2 | 0
2015 | MISO_MI_2_PJM_ROR | MISO_MI | PJM_ROR | Internal | Summer | B4 | 100 | 1424 | 1424 | 54.01 | 56.12 | 2 | 0.11
2015 | MISO_MI_2_PJM_ROR | MISO_MI | PJM_ROR | Internal | Summer | B5 | 200 | 1424 | 1424 | 46.54 | 48.65 | 2 | 0.11
2015 | MISO_MI_2_PJM_ROR | MISO_MI | PJM_ROR | Internal | Summer | B6 | 300 | 1424 | 1424 | 43.01 | 45.02 | 2 | 0.01
2015 | MISO_MI_2_PJM_ROR | MISO_MI | PJM_ROR | Internal | Summer | B7 | 400 | 1424 | 536.91 | 36.57 | 38.57 | 2 | 0
2015 | MISO_MI_2_PJM_ROR | MISO_MI | PJM_ROR | Internal | Summer | B8 | 500 | 1424 | 0 | 34.58 | 36.56 | 2 | 0
2015 | MISO_MI_2_PJM_ROR | MISO_MI | PJM_ROR | Internal | Summer | B9 | 800 | 1424 | 0 | 33.48 | 35.46 | 2 | 0
2015 | MISO_MI_2_PJM_ROR | MISO_MI | PJM_ROR | Internal | Summer | B10 | 1262 | 1424 | 0 | 32.2 | 33.19 | 2 | 0
2015 | MISO_MI_2_PJM_ROR | MISO_MI | PJM_ROR | Internal | Winter | B16 | 25 | 1424 | 1272.45 | 48.06 | 50.06 | 2 | 0
2015 | MISO_MI_2_PJM_ROR | MISO_MI | PJM_ROR | Internal | Winter | B17 | 100 | 1424 | 0 | 42.71 | 44.69 | 2 | 0
2015 | MISO_MI_2_PJM_ROR | MISO_MI | PJM_ROR | Internal | Winter | B18 | 400 | 1424 | 0 | 39.21 | 41.19 | 2 | 0
2015 | MISO_MI_2_PJM_ROR | MISO_MI | PJM_ROR | Internal | Winter | B19 | 700 | 1424 | 0 | 36.54 | 38.52 | 2 | 0
2015 | MISO_MI_2_PJM_ROR | MISO_MI | PJM_ROR | Internal | Winter | B20 | 935 | 1424 | 0 | 33.78 | 35.76 | 2 | 0
2015 | MISO_MO-IL_2_ENT | MISO_MO-IL | ENT | Internal | Shoulder | B11 | 25 | 2540 | 1653.03 | 47.32 | 55.32 | 8 | 0
2015 | MISO_MO-IL_2_ENT | MISO_MO-IL | ENT | Internal | Shoulder | B12 | 200 | 2540 | 0 | 40.63 | 39.32 | 8 | 0
2015 | MISO_MO-IL_2_ENT | MISO_MO-IL | ENT | Internal | Shoulder | B13 | 600 | 2540 | 0 | 37.96 | 39.32 | 8 | 0
2015 | MISO_MO-IL_2_ENT | MISO_MO-IL | ENT | Internal | Shoulder | B14 | 900 | 2540 | 0 | 36.4 | 39.04 | 8 | 0
2015 | MISO_MO-IL_2_ENT | MISO_MO-IL | ENT | Internal | Shoulder | B15 | 1203 | 2540 | 0 | 34.29 | 37.8 | 8 | 0
2015 | MISO_MO-IL_2_ENT | MISO_MO-IL | ENT | Internal | Summer | B1 | 10 | 2540 | 0 | 60.8 | 60.8 | 8 | 0
2015 | MISO_MO-IL_2_ENT | MISO_MO-IL | ENT | Internal | Summer | B2 | 25 | 2540 | 0 | 59.3 | 59.3 | 8 | 0
2015 | MISO_MO-IL_2_ENT | MISO_MO-IL | ENT | Internal | Summer | B3 | 75 | 2540 | 0 | 56.47 | 58.43 | 8 | 0
2015 | MISO_MO-IL_2_ENT | MISO_MO-IL | ENT | Internal | Summer | B4 | 100 | 2540 | 0 | 54.12 | 58.43 | 8 | 0
2015 | MISO_MO-IL_2_ENT | MISO_MO-IL | ENT | Internal | Summer | B5 | 200 | 2540 | 0 | 46.65 | 53.91 | 8 | 0
2015 | MISO_MO-IL_2_ENT | MISO_MO-IL | ENT | Internal | Summer | B6 | 300 | 2540 | 0 | 43.02 | 46.15 | 8 | 0
2015 | MISO_MO-IL_2_ENT | MISO_MO-IL | ENT | Internal | Summer | B7 | 400 | 2540 | 0 | 36.57 | 41.79 | 8 | 0
2015 | MISO_MO-IL_2_ENT | MISO_MO-IL | ENT | Internal | Summer | B8 | 500 | 2540 | 0 | 34.56 | 38.1 | 8 | 0
2015 | MISO_MO-IL_2_ENT | MISO_MO-IL | ENT | Internal | Summer | B9 | 800 | 2540 | 0 | 33.46 | 37.83 | 8 | 0
2015 | MISO_MO-IL_2_ENT | MISO_MO-IL | ENT | Internal | Summer | B10 | 1262 | 2540 | 0 | 32.02 | 36.6 | 8 | 0
2015 | MISO_MO-IL_2_ENT | MISO_MO-IL | ENT | Internal | Winter | B16 | 25 | 2540 | 0 | 48.06 | 53.57 | 8 | 0
2015 | MISO_MO-IL_2_ENT | MISO_MO-IL | ENT | Internal | Winter | B17 | 100 | 2540 | 0 | 42.69 | 41.76 | 8 | 0
2015 | MISO_MO-IL_2_ENT | MISO_MO-IL | ENT | Internal | Winter | B18 | 400 | 2540 | 0 | 39.18 | 41.76 | 8 | 0
2015 | MISO_MO-IL_2_ENT | MISO_MO-IL | ENT | Internal | Winter | B19 | 700 | 2540 | 0 | 36.51 | 41.46 | 8 | 0
2015 | MISO_MO-IL_2_ENT | MISO_MO-IL | ENT | Internal | Winter | B20 | 935 | 2540 | 0 | 33.76 | 40.11 | 8 | 0
2015 | MISO_MO-IL_2_MISO_IN | MISO_MO-IL | MISO_IN | Internal | Shoulder | B11 | 25 | 2100 | 37.54 | 47.32 | 47.33 | 0.01 | 0
2015 | MISO_MO-IL_2_MISO_IN | MISO_MO-IL | MISO_IN | Internal | Shoulder | B12 | 200 | 2100 | 1364.91 | 40.63 | 40.64 | 0.01 | 0
2015 | MISO_MO-IL_2_MISO_IN | MISO_MO-IL | MISO_IN | Internal | Shoulder | B13 | 600 | 2100 | 1709.66 | 37.96 | 37.98 | 0.01 | 0
2015 | MISO_MO-IL_2_MISO_IN | MISO_MO-IL | MISO_IN | Internal | Shoulder | B14 | 900 | 2100 | 1375.04 | 36.4 | 36.41 | 0.01 | 0
2015 | MISO_MO-IL_2_MISO_IN | MISO_MO-IL | MISO_IN | Internal | Shoulder | B15 | 1203 | 2100 | 1759.67 | 34.29 | 34.3 | 0.01 | 0
2015 | MISO_MO-IL_2_MISO_IN | MISO_MO-IL | MISO_IN | Internal | Summer | B1 | 10 | 2100 | 0 | 60.8 | 60.8 | 0.01 | 0
2015 | MISO_MO-IL_2_MISO_IN | MISO_MO-IL | MISO_IN | Internal | Summer | B2 | 25 | 2100 | 432.72 | 59.3 | 59.31 | 0.01 | 0
2015 | MISO_MO-IL_2_MISO_IN | MISO_MO-IL | MISO_IN | Internal | Summer | B3 | 75 | 2100 | 1042.38 | 56.47 | 56.48 | 0.01 | 0
2015 | MISO_MO-IL_2_MISO_IN | MISO_MO-IL | MISO_IN | Internal | Summer | B4 | 100 | 2100 | 103.29 | 54.12 | 54.13 | 0.01 | 0
2015 | MISO_MO-IL_2_MISO_IN | MISO_MO-IL | MISO_IN | Internal | Summer | B5 | 200 | 2100 | 0 | 46.65 | 46.65 | 0.01 | 0
2015 | MISO_MO-IL_2_MISO_IN | MISO_MO-IL | MISO_IN | Internal | Summer | B6 | 300 | 2100 | 0 | 43.02 | 43.02 | 0.01 | 0
2015 | MISO_MO-IL_2_MISO_IN | MISO_MO-IL | MISO_IN | Internal | Summer | B7 | 400 | 2100 | 0 | 36.57 | 36.56 | 0.01 | 0
2015 | MISO_MO-IL_2_MISO_IN | MISO_MO-IL | MISO_IN | Internal | Summer | B8 | 500 | 2100 | 660.58 | 34.56 | 34.57 | 0.01 | 0
2015 | MISO_MO-IL_2_MISO_IN | MISO_MO-IL | MISO_IN | Internal | Summer | B9 | 800 | 2100 | 2056.08 | 33.46 | 33.47 | 0.01 | 0
2015 | MISO_MO-IL_2_MISO_IN | MISO_MO-IL | MISO_IN | Internal | Summer | B10 | 1262 | 2100 | 2100 | 32.02 | 32.19 | 0.01 | 0.15
2015 | MISO_MO-IL_2_MISO_IN | MISO_MO-IL | MISO_IN | Internal | Winter | B16 | 25 | 2100 | 1104.86 | 48.06 | 48.07 | 0.01 | 0
2015 | MISO_MO-IL_2_MISO_IN | MISO_MO-IL | MISO_IN | Internal | Winter | B17 | 100 | 2100 | 1479.39 | 42.69 | 42.7 | 0.01 | 0
2015 | MISO_MO-IL_2_MISO_IN | MISO_MO-IL | MISO_IN | Internal | Winter | B18 | 400 | 2100 | 387.1 | 39.18 | 39.19 | 0.01 | 0
2015 | MISO_MO-IL_2_MISO_IN | MISO_MO-IL | MISO_IN | Internal | Winter | B19 | 700 | 2100 | 23.59 | 36.51 | 36.53 | 0.01 | 0
2015 | MISO_MO-IL_2_MISO_IN | MISO_MO-IL | MISO_IN | Internal | Winter | B20 | 935 | 2100 | 176.61 | 33.76 | 33.77 | 0.01 | 0
2015 | MISO_MO-IL_2_MISO_W | MISO_MO-IL | MISO_W | Internal | Shoulder | B11 | 25 | 960 | 0 | 47.32 | 47.31 | 0.01 | 0
2015 | MISO_MO-IL_2_MISO_W | MISO_MO-IL | MISO_W | Internal | Shoulder | B12 | 200 | 960 | 0 | 40.63 | 40.63 | 0.01 | 0
2015 | MISO_MO-IL_2_MISO_W | MISO_MO-IL | MISO_W | Internal | Shoulder | B13 | 600 | 960 | 0 | 37.96 | 37.96 | 0.01 | 0
2015 | MISO_MO-IL_2_MISO_W | MISO_MO-IL | MISO_W | Internal | Shoulder | B14 | 900 | 960 | 0 | 36.4 | 36.4 | 0.01 | 0
2015 | MISO_MO-IL_2_MISO_W | MISO_MO-IL | MISO_W | Internal | Shoulder | B15 | 1203 | 960 | 960 | 34.29 | 34.36 | 0.01 | 0.06
2015 | MISO_MO-IL_2_MISO_W | MISO_MO-IL | MISO_W | Internal | Summer | B1 | 10 | 960 | 0 | 60.8 | 60.8 | 0.01 | 0
2015 | MISO_MO-IL_2_MISO_W | MISO_MO-IL | MISO_W | Internal | Summer | B2 | 25 | 960 | 0 | 59.3 | 59.3 | 0.01 | 0
2015 | MISO_MO-IL_2_MISO_W | MISO_MO-IL | MISO_W | Internal | Summer | B3 | 75 | 960 | 0 | 56.47 | 56.46 | 0.01 | 0
2015 | MISO_MO-IL_2_MISO_W | MISO_MO-IL | MISO_W | Internal | Summer | B4 | 100 | 960 | 0 | 54.12 | 54.12 | 0.01 | 0
2015 | MISO_MO-IL_2_MISO_W | MISO_MO-IL | MISO_W | Internal | Summer | B5 | 200 | 960 | 0 | 46.65 | 46.64 | 0.01 | 0
2015 | MISO_MO-IL_2_MISO_W | MISO_MO-IL | MISO_W | Internal | Summer | B6 | 300 | 960 | 779.5 | 43.02 | 43.03 | 0.01 | 0
2015 | MISO_MO-IL_2_MISO_W | MISO_MO-IL | MISO_W | Internal | Summer | B7 | 400 | 960 | 0 | 36.57 | 36.57 | 0.01 | 0
2015 | MISO_MO-IL_2_MISO_W | MISO_MO-IL | MISO_W | Internal | Summer | B8 | 500 | 960 | 0 | 34.56 | 34.56 | 0.01 | 0
2015 | MISO_MO-IL_2_MISO_W | MISO_MO-IL | MISO_W | Internal | Summer | B9 | 800 | 960 | 0 | 33.46 | 33.45 | 0.01 | 0
2015 | MISO_MO-IL_2_MISO_W | MISO_MO-IL | MISO_W | Internal | Summer | B10 | 1262 | 960 | 960 | 32.02 | 32.1 | 0.01 | 0.07
2015 | MISO_MO-IL_2_MISO_W | MISO_MO-IL | MISO_W | Internal | Winter | B16 | 25 | 960 | 0 | 48.06 | 48.05 | 0.01 | 0
2015 | MISO_MO-IL_2_MISO_W | MISO_MO-IL | MISO_W | Internal | Winter | B17 | 100 | 960 | 0 | 42.69 | 42.69 | 0.01 | 0
2015 | MISO_MO-IL_2_MISO_W | MISO_MO-IL | MISO_W | Internal | Winter | B18 | 400 | 960 | 0 | 39.18 | 39.18 | 0.01 | 0
2015 | MISO_MO-IL_2_MISO_W | MISO_MO-IL | MISO_W | Internal | Winter | B19 | 700 | 960 | 775.14 | 36.51 | 36.53 | 0.01 | 0
2015 | MISO_MO-IL_2_MISO_W | MISO_MO-IL | MISO_W | Internal | Winter | B20 | 935 | 960 | 960 | 33.76 | 33.82 | 0.01 | 0.04
2015 | MISO_MO-IL_2_PJM_ROR | MISO_MO-IL | PJM_ROR | Internal | Shoulder | B11 | 25 | 1212 | 0 | 47.32 | 48.74 | 2 | 0
2015 | MISO_MO-IL_2_PJM_ROR | MISO_MO-IL | PJM_ROR | Internal | Shoulder | B12 | 200 | 1212 | 18.42 | 40.63 | 42.63 | 2 | 0
2015 | MISO_MO-IL_2_PJM_ROR | MISO_MO-IL | PJM_ROR | Internal | Shoulder | B13 | 600 | 1212 | 0 | 37.96 | 39.96 | 2 | 0
2015 | MISO_MO-IL_2_PJM_ROR | MISO_MO-IL | PJM_ROR | Internal | Shoulder | B14 | 900 | 1212 | 667.61 | 36.4 | 38.4 | 2 | 0
2015 | MISO_MO-IL_2_PJM_ROR | MISO_MO-IL | PJM_ROR | Internal | Shoulder | B15 | 1203 | 1212 | 0 | 34.29 | 35.6 | 2 | 0
2015 | MISO_MO-IL_2_PJM_ROR | MISO_MO-IL | PJM_ROR | Internal | Summer | B1 | 10 | 1212 | 510.85 | 60.8 | 62.8 | 2 | 0
2015 | MISO_MO-IL_2_PJM_ROR | MISO_MO-IL | PJM_ROR | Internal | Summer | B2 | 25 | 1212 | 836.74 | 59.3 | 61.3 | 2 | 0
2015 | MISO_MO-IL_2_PJM_ROR | MISO_MO-IL | PJM_ROR | Internal | Summer | B3 | 75 | 1212 | 0 | 56.47 | 58.29 | 2 | 0
2015 | MISO_MO-IL_2_PJM_ROR | MISO_MO-IL | PJM_ROR | Internal | Summer | B4 | 100 | 1212 | 5.54 | 54.12 | 56.12 | 2 | 0
2015 | MISO_MO-IL_2_PJM_ROR | MISO_MO-IL | PJM_ROR | Internal | Summer | B5 | 200 | 1212 | 552.14 | 46.65 | 48.65 | 2 | 0
2015 | MISO_MO-IL_2_PJM_ROR | MISO_MO-IL | PJM_ROR | Internal | Summer | B6 | 300 | 1212 | 356.39 | 43.02 | 45.02 | 2 | 0
2015 | MISO_MO-IL_2_PJM_ROR | MISO_MO-IL | PJM_ROR | Internal | Summer | B7 | 400 | 1212 | 1625.83 | 36.57 | 38.57 | 2 | 0
2015 | MISO_MO-IL_2_PJM_ROR | MISO_MO-IL | PJM_ROR | Internal | Summer | B8 | 500 | 1212 | 1645.26 | 34.56 | 36.56 | 2 | 0
2015 | MISO_MO-IL_2_PJM_ROR | MISO_MO-IL | PJM_ROR | Internal | Summer | B9 | 800 | 1212 | 295.54 | 33.46 | 35.46 | 2 | 0
2015 | MISO_MO-IL_2_PJM_ROR | MISO_MO-IL | PJM_ROR | Internal | Summer | B10 | 1262 | 1212 | 0 | 32.02 | 33.19 | 2 | 0
2015 | MISO_MO-IL_2_PJM_ROR | MISO_MO-IL | PJM_ROR | Internal | Winter | B16 | 25 | 1212 | 924.64 | 48.06 | 50.06 | 2 | 0
2015 | MISO_MO-IL_2_PJM_ROR | MISO_MO-IL | PJM_ROR | Internal | Winter | B17 | 100 | 1212 | 1162.47 | 42.69 | 44.69 | 2 | 0
2015 | MISO_MO-IL_2_PJM_ROR | MISO_MO-IL | PJM_ROR | Internal | Winter | B18 | 400 | 1212 | 2710.29 | 39.18 | 41.19 | 2 | 0
2015 | MISO_MO-IL_2_PJM_ROR | MISO_MO-IL | PJM_ROR | Internal | Winter | B19 | 700 | 1212 | 2227.88 | 36.51 | 38.52 | 2 | 0
2015 | MISO_MO-IL_2_PJM_ROR | MISO_MO-IL | PJM_ROR | Internal | Winter | B20 | 935 | 1212 | 3095.16 | 33.76 | 35.76 | 2 | 0
2015 | MISO_MO-IL_2_TVA_Transmission | MISO_MO-IL | TVA_Transmission | Internal | Shoulder | B11 | 25 | 4000 | 0 | 47.32 | 54.74 | 8 | 0
2015 | MISO_MO-IL_2_TVA_Transmission | MISO_MO-IL | TVA_Transmission | Internal | Shoulder | B12 | 200 | 4000 | 0 | 40.63 | 44.32 | 8 | 0
2015 | MISO_MO-IL_2_TVA_Transmission | MISO_MO-IL | TVA_Transmission | Internal | Shoulder | B13 | 600 | 4000 | 0 | 37.96 | 42.58 | 8 | 0
2015 | MISO_MO-IL_2_TVA_Transmission | MISO_MO-IL | TVA_Transmission | Internal | Shoulder | B14 | 900 | 4000 | 0 | 36.4 | 41.36 | 8 | 0
2015 | MISO_MO-IL_2_TVA_Transmission | MISO_MO-IL | TVA_Transmission | Internal | Shoulder | B15 | 1203 | 4000 | 0 | 34.29 | 39.96 | 8 | 0
2015 | MISO_MO-IL_2_TVA_Transmission | MISO_MO-IL | TVA_Transmission | Internal | Summer | B1 | 10 | 4000 | 1356.84 | 60.8 | 68.8 | 8 | 0
2015 | MISO_MO-IL_2_TVA_Transmission | MISO_MO-IL | TVA_Transmission | Internal | Summer | B2 | 25 | 4000 | 1196.07 | 59.3 | 67.3 | 8 | 0
2015 | MISO_MO-IL_2_TVA_Transmission | MISO_MO-IL | TVA_Transmission | Internal | Summer | B3 | 75 | 4000 | 0 | 56.47 | 64.29 | 8 | 0
2015 | MISO_MO-IL_2_TVA_Transmission | MISO_MO-IL | TVA_Transmission | Internal | Summer | B4 | 100 | 4000 | 5.85 | 54.12 | 62.12 | 8 | 0
2015 | MISO_MO-IL_2_TVA_Transmission | MISO_MO-IL | TVA_Transmission | Internal | Summer | B5 | 200 | 4000 | 0 | 46.65 | 53.71 | 8 | 0
2015 | MISO_MO-IL_2_TVA_Transmission | MISO_MO-IL | TVA_Transmission | Internal | Summer | B6 | 300 | 4000 | 0 | 43.02 | 48.21 | 8 | 0
2015 | MISO_MO-IL_2_TVA_Transmission | MISO_MO-IL | TVA_Transmission | Internal | Summer | B7 | 400 | 4000 | 0 | 36.57 | 42.09 | 8 | 0
2015 | MISO_MO-IL_2_TVA_Transmission | MISO_MO-IL | TVA_Transmission | Internal | Summer | B8 | 500 | 4000 | 0 | 34.56 | 39.64 | 8 | 0
2015 | MISO_MO-IL_2_TVA_Transmission | MISO_MO-IL | TVA_Transmission | Internal | Summer | B9 | 800 | 4000 | 0 | 33.46 | 39.06 | 8 | 0
2015 | MISO_MO-IL_2_TVA_Transmission | MISO_MO-IL | TVA_Transmission | Internal | Summer | B10 | 1262 | 4000 | 0 | 32.02 | 36.82 | 8 | 0
2015 | MISO_MO-IL_2_TVA_Transmission | MISO_MO-IL | TVA_Transmission | Internal | Winter | B16 | 25 | 4000 | 30.53 | 48.06 | 56.06 | 8 | 0
2015 | MISO_MO-IL_2_TVA_Transmission | MISO_MO-IL | TVA_Transmission | Internal | Winter | B17 | 100 | 4000 | 0 | 42.69 | 46.52 | 8 | 0
2015 | MISO_MO-IL_2_TVA_Transmission | MISO_MO-IL | TVA_Transmission | Internal | Winter | B18 | 400 | 4000 | 0 | 39.18 | 43.46 | 8 | 0
2015 | MISO_MO-IL_2_TVA_Transmission | MISO_MO-IL | TVA_Transmission | Internal | Winter | B19 | 700 | 4000 | 0 | 36.51 | 41.24 | 8 | 0
2015 | MISO_MO-IL_2_TVA_Transmission | MISO_MO-IL | TVA_Transmission | Internal | Winter | B20 | 935 | 4000 | 0 | 33.76 | 40.18 | 8 | 0
2015 | MISO_W_2_IESO | MISO_W | IESO | Internal | Shoulder | B11 | 25 | 90 | 0 | 47.31 | 39.53 | 8 | 0
2015 | MISO_W_2_IESO | MISO_W | IESO | Internal | Shoulder | B12 | 200 | 90 | 0 | 40.63 | 33.62 | 8 | 0
2015 | MISO_W_2_IESO | MISO_W | IESO | Internal | Shoulder | B13 | 600 | 90 | 0 | 37.96 | 31.08 | 8 | 0
2015 | MISO_W_2_IESO | MISO_W | IESO | Internal | Shoulder | B14 | 900 | 90 | 0 | 36.4 | 31.08 | 8 | 0
2015 | MISO_W_2_IESO | MISO_W | IESO | Internal | Shoulder | B15 | 1203 | 90 | 0 | 34.36 | 31.08 | 8 | 0
2015 | MISO_W_2_IESO | MISO_W | IESO | Internal | Summer | B1 | 10 | 90 | 0 | 60.8 | 53.02 | 8 | 0
2015 | MISO_W_2_IESO | MISO_W | IESO | Internal | Summer | B2 | 25 | 90 | 0 | 59.3 | 51.52 | 8 | 0
2015 | MISO_W_2_IESO | MISO_W | IESO | Internal | Summer | B3 | 75 | 90 | 0 | 56.46 | 48.68 | 8 | 0
2015 | MISO_W_2_IESO | MISO_W | IESO | Internal | Summer | B4 | 100 | 90 | 0 | 54.12 | 46.34 | 8 | 0
2015 | MISO_W_2_IESO | MISO_W | IESO | Internal | Summer | B5 | 200 | 90 | 0 | 46.64 | 38.86 | 8 | 0
2015 | MISO_W_2_IESO | MISO_W | IESO | Internal | Summer | B6 | 300 | 90 | 0 | 43.03 | 35.33 | 8 | 0
2015 | MISO_W_2_IESO | MISO_W | IESO | Internal | Summer | B7 | 400 | 90 | 0 | 36.57 | 29.57 | 8 | 0
2015 | MISO_W_2_IESO | MISO_W | IESO | Internal | Summer | B8 | 500 | 90 | 0 | 34.56 | 29.16 | 8 | 0
2015 | MISO_W_2_IESO | MISO_W | IESO | Internal | Summer | B9 | 800 | 90 | 0 | 33.45 | 29.16 | 8 | 0
2015 | MISO_W_2_IESO | MISO_W | IESO | Internal | Summer | B10 | 1262 | 90 | 0 | 32.1 | 29.16 | 8 | 0
2015 | MISO_W_2_IESO | MISO_W | IESO | Internal | Winter | B16 | 25 | 90 | 0 | 48.05 | 40.57 | 8 | 0
2015 | MISO_W_2_IESO | MISO_W | IESO | Internal | Winter | B17 | 100 | 90 | 0 | 42.69 | 38.52 | 8 | 0
2015 | MISO_W_2_IESO | MISO_W | IESO | Internal | Winter | B18 | 400 | 90 | 0 | 39.18 | 36.31 | 8 | 0
2015 | MISO_W_2_IESO | MISO_W | IESO | Internal | Winter | B19 | 700 | 90 | 0 | 36.53 | 36.31 | 8 | 0
2015 | MISO_W_2_IESO | MISO_W | IESO | Internal | Winter | B20 | 935 | 90 | 0 | 33.82 | 35.29 | 8 | 0
2015 | MISO_W_2_MAPP_CA | MISO_W | MAPP_CA | Internal | Shoulder | B11 | 25 | 700 | 0 | 47.31 | 46.9 | 0.01 | 0
2015 | MISO_W_2_MAPP_CA | MISO_W | MAPP_CA | Internal | Shoulder | B12 | 200 | 700 | 0 | 40.63 | 40.62 | 0.01 | 0
2015 | MISO_W_2_MAPP_CA | MISO_W | MAPP_CA | Internal | Shoulder | B13 | 600 | 700 | 0 | 37.96 | 37.95 | 0.01 | 0
2015 | MISO_W_2_MAPP_CA | MISO_W | MAPP_CA | Internal | Shoulder | B14 | 900 | 700 | 0 | 36.4 | 36.39 | 0.01 | 0
2015 | MISO_W_2_MAPP_CA | MISO_W | MAPP_CA | Internal | Shoulder | B15 | 1203 | 700 | 2993.19 | 34.36 | 35.59 | 0.01 | 1.22
2015 | MISO_W_2_MAPP_CA | MISO_W | MAPP_CA | Internal | Summer | B1 | 10 | 700 | 0 | 60.8 | 59.87 | 0.01 | 0
2015 | MISO_W_2_MAPP_CA | MISO_W | MAPP_CA | Internal | Summer | B2 | 25 | 700 | 0 | 59.3 | 58.52 | 0.01 | 0
2015 | MISO_W_2_MAPP_CA | MISO_W | MAPP_CA | Internal | Summer | B3 | 75 | 700 | 0 | 56.46 | 55.68 | 0.01 | 0
2015 | MISO_W_2_MAPP_CA | MISO_W | MAPP_CA | Internal | Summer | B4 | 100 | 700 | 0 | 54.12 | 53.34 | 0.01 | 0
2015 | MISO_W_2_MAPP_CA | MISO_W | MAPP_CA | Internal | Summer | B5 | 200 | 700 | 0 | 46.64 | 46.23 | 0.01 | 0
2015 | MISO_W_2_MAPP_CA | MISO_W | MAPP_CA | Internal | Summer | B6 | 300 | 700 | 0 | 43.03 | 42.7 | 0.01 | 0
2015 | MISO_W_2_MAPP_CA | MISO_W | MAPP_CA | Internal | Summer | B7 | 400 | 700 | 0 | 36.57 | 36.56 | 0.01 | 0
2015 | MISO_W_2_MAPP_CA | MISO_W | MAPP_CA | Internal | Summer | B8 | 500 | 700 | 0 | 34.56 | 34.55 | 0.01 | 0
2015 | MISO_W_2_MAPP_CA | MISO_W | MAPP_CA | Internal | Summer | B9 | 800 | 700 | 0 | 33.45 | 33.44 | 0.01 | 0
2015 | MISO_W_2_MAPP_CA | MISO_W | MAPP_CA | Internal | Summer | B10 | 1262 | 700 | 3057.38 | 32.1 | 33.33 | 0.01 | 1.22
2015 | MISO_W_2_MAPP_CA | MISO_W | MAPP_CA | Internal | Winter | B16 | 25 | 700 | 0 | 48.05 | 47.94 | 0.01 | 0
2015 | MISO_W_2_MAPP_CA | MISO_W | MAPP_CA | Internal | Winter | B17 | 100 | 700 | 254.15 | 42.69 | 42.7 | 0.01 | 0
2015 | MISO_W_2_MAPP_CA | MISO_W | MAPP_CA | Internal | Winter | B18 | 400 | 700 | 602 | 39.18 | 39.19 | 0.01 | 0
2015 | MISO_W_2_MAPP_CA | MISO_W | MAPP_CA | Internal | Winter | B19 | 700 | 700 | 617.19 | 36.53 | 36.54 | 0.01 | 0
2015 | MISO_W_2_MAPP_CA | MISO_W | MAPP_CA | Internal | Winter | B20 | 935 | 700 | 3085.02 | 33.82 | 35.05 | 0.01 | 1.22
2015 | MISO_W_2_MISO_MO-IL | MISO_W | MISO_MO-IL | Internal | Shoulder | B11 | 25 | 3800 | 2689.43 | 47.31 | 47.32 | 0.01 | 0
2015 | MISO_W_2_MISO_MO-IL | MISO_W | MISO_MO-IL | Internal | Shoulder | B12 | 200 | 3800 | 0 | 40.63 | 40.63 | 0.01 | 0
2015 | MISO_W_2_MISO_MO-IL | MISO_W | MISO_MO-IL | Internal | Shoulder | B13 | 600 | 3800 | 0 | 37.96 | 37.96 | 0.01 | 0
2015 | MISO_W_2_MISO_MO-IL | MISO_W | MISO_MO-IL | Internal | Shoulder | B14 | 900 | 3800 | 0 | 36.4 | 36.4 | 0.01 | 0
2015 | MISO_W_2_MISO_MO-IL | MISO_W | MISO_MO-IL | Internal | Shoulder | B15 | 1203 | 3800 | 0 | 34.36 | 34.29 | 0.01 | 0
2015 | MISO_W_2_MISO_MO-IL | MISO_W | MISO_MO-IL | Internal | Summer | B1 | 10 | 3800 | 0 | 60.8 | 60.8 | 0.01 | 0
2015 | MISO_W_2_MISO_MO-IL | MISO_W | MISO_MO-IL | Internal | Summer | B2 | 25 | 3800 | 0 | 59.3 | 59.3 | 0.01 | 0
2015 | MISO_W_2_MISO_MO-IL | MISO_W | MISO_MO-IL | Internal | Summer | B3 | 75 | 3800 | 1355.58 | 56.46 | 56.47 | 0.01 | 0
2015 | MISO_W_2_MISO_MO-IL | MISO_W | MISO_MO-IL | Internal | Summer | B4 | 100 | 3800 | 0 | 54.12 | 54.12 | 0.01 | 0
2015 | MISO_W_2_MISO_MO-IL | MISO_W | MISO_MO-IL | Internal | Summer | B5 | 200 | 3800 | 0 | 46.64 | 46.65 | 0.01 | 0
2015 | MISO_W_2_MISO_MO-IL | MISO_W | MISO_MO-IL | Internal | Summer | B6 | 300 | 3800 | 0 | 43.03 | 43.02 | 0.01 | 0
2015 | MISO_W_2_MISO_MO-IL | MISO_W | MISO_MO-IL | Internal | Summer | B7 | 400 | 3800 | 0 | 36.57 | 36.57 | 0.01 | 0
2015 | MISO_W_2_MISO_MO-IL | MISO_W | MISO_MO-IL | Internal | Summer | B8 | 500 | 3800 | 0 | 34.56 | 34.56 | 0.01 | 0
2015 | MISO_W_2_MISO_MO-IL | MISO_W | MISO_MO-IL | Internal | Summer | B9 | 800 | 3800 | 0 | 33.45 | 33.46 | 0.01 | 0
2015 | MISO_W_2_MISO_MO-IL | MISO_W | MISO_MO-IL | Internal | Summer | B10 | 1262 | 3800 | 0 | 32.1 | 32.02 | 0.01 | 0
2015 | MISO_W_2_MISO_MO-IL | MISO_W | MISO_MO-IL | Internal | Winter | B16 | 25 | 3800 | 0 | 48.05 | 48.06 | 0.01 | 0
2015 | MISO_W_2_MISO_MO-IL | MISO_W | MISO_MO-IL | Internal | Winter | B17 | 100 | 3800 | 0 | 42.69 | 42.69 | 0.01 | 0
2015 | MISO_W_2_MISO_MO-IL | MISO_W | MISO_MO-IL | Internal | Winter | B18 | 400 | 3800 | 0 | 39.18 | 39.18 | 0.01 | 0
2015 | MISO_W_2_MISO_MO-IL | MISO_W | MISO_MO-IL | Internal | Winter | B19 | 700 | 3800 | 0 | 36.53 | 36.51 | 0.01 | 0
2015 | MISO_W_2_MISO_MO-IL | MISO_W | MISO_MO-IL | Internal | Winter | B20 | 935 | 3800 | 0 | 33.82 | 33.76 | 0.01 | 0
2015 | MISO_W_2_MISO_WUMS | MISO_W | MISO_WUMS | Internal | Shoulder | B11 | 25 | 1629 | 409.87 | 47.31 | 47.32 | 0.01 | 0
2015 | MISO_W_2_MISO_WUMS | MISO_W | MISO_WUMS | Internal | Shoulder | B12 | 200 | 1629 | 911.73 | 40.63 | 40.64 | 0.01 | 0
2015 | MISO_W_2_MISO_WUMS | MISO_W | MISO_WUMS | Internal | Shoulder | B13 | 600 | 1629 | 949.62 | 37.96 | 37.97 | 0.01 | 0
2015 | MISO_W_2_MISO_WUMS | MISO_W | MISO_WUMS | Internal | Shoulder | B14 | 900 | 1629 | 1091.97 | 36.4 | 36.41 | 0.01 | 0
2015 | MISO_W_2_MISO_WUMS | MISO_W | MISO_WUMS | Internal | Shoulder | B15 | 1203 | 1629 | 0 | 34.36 | 34.35 | 0.01 | 0
2015 | MISO_W_2_MISO_WUMS | MISO_W | MISO_WUMS | Internal | Summer | B1 | 10 | 1629 | 0 | 60.8 | 60.8 | 0.01 | 0
2015 | MISO_W_2_MISO_WUMS | MISO_W | MISO_WUMS | Internal | Summer | B2 | 25 | 1629 | 0 | 59.3 | 59.3 | 0.01 | 0
2015 | MISO_W_2_MISO_WUMS | MISO_W | MISO_WUMS | Internal | Summer | B3 | 75 | 1629 | 485.24 | 56.46 | 56.47 | 0.01 | 0
2015 | MISO_W_2_MISO_WUMS | MISO_W | MISO_WUMS | Internal | Summer | B4 | 100 | 1629 | 470.55 | 54.12 | 54.13 | 0.01 | 0
2015 | MISO_W_2_MISO_WUMS | MISO_W | MISO_WUMS | Internal | Summer | B5 | 200 | 1629 | 0 | 46.64 | 46.65 | 0.01 | 0
2015 | MISO_W_2_MISO_WUMS | MISO_W | MISO_WUMS | Internal | Summer | B6 | 300 | 1629 | 0 | 43.03 | 43.02 | 0.01 | 0
2015 | MISO_W_2_MISO_WUMS | MISO_W | MISO_WUMS | Internal | Summer | B7 | 400 | 1629 | 66.94 | 36.57 | 36.58 | 0.01 | 0
2015 | MISO_W_2_MISO_WUMS | MISO_W | MISO_WUMS | Internal | Summer | B8 | 500 | 1629 | 450.44 | 34.56 | 34.57 | 0.01 | 0
2015 | MISO_W_2_MISO_WUMS | MISO_W | MISO_WUMS | Internal | Summer | B9 | 800 | 1629 | 741.58 | 33.45 | 33.47 | 0.01 | 0
2015 | MISO_W_2_MISO_WUMS | MISO_W | MISO_WUMS | Internal | Summer | B10 | 1262 | 1629 | 1691.78 | 32.1 | 32.38 | 0.01 | 0.26
2015 | MISO_W_2_MISO_WUMS | MISO_W | MISO_WUMS | Internal | Winter | B16 | 25 | 1629 | 0 | 48.05 | 48.06 | 0.01 | 0
2015 | MISO_W_2_MISO_WUMS | MISO_W | MISO_WUMS | Internal | Winter | B17 | 100 | 1629 | 51.19 | 42.69 | 42.7 | 0.01 | 0
2015 | MISO_W_2_MISO_WUMS | MISO_W | MISO_WUMS | Internal | Winter | B18 | 400 | 1629 | 34.86 | 39.18 | 39.19 | 0.01 | 0
2015 | MISO_W_2_MISO_WUMS | MISO_W | MISO_WUMS | Internal | Winter | B19 | 700 | 1629 | 172.95 | 36.53 | 36.54 | 0.01 | 0
2015 | MISO_W_2_MISO_WUMS | MISO_W | MISO_WUMS | Internal | Winter | B20 | 935 | 1629 | 783.09 | 33.82 | 33.83 | 0.01 | 0
2015 | MISO_W_2_PJM_ROR | MISO_W | PJM_ROR | Internal | Shoulder | B11 | 25 | 773 | 0 | 47.31 | 48.74 | 2 | 0
2015 | MISO_W_2_PJM_ROR | MISO_W | PJM_ROR | Internal | Shoulder | B12 | 200 | 773 | 1309.02 | 40.63 | 42.63 | 2 | 0
2015 | MISO_W_2_PJM_ROR | MISO_W | PJM_ROR | Internal | Shoulder | B13 | 600 | 773 | 467.48 | 37.96 | 39.96 | 2 | 0
2015 | MISO_W_2_PJM_ROR | MISO_W | PJM_ROR | Internal | Shoulder | B14 | 900 | 773 | 1711.15 | 36.4 | 38.4 | 2 | 0
2015 | MISO_W_2_PJM_ROR | MISO_W | PJM_ROR | Internal | Shoulder | B15 | 1203 | 773 | 0 | 34.36 | 35.6 | 2 | 0
2015 | MISO_W_2_PJM_ROR | MISO_W | PJM_ROR | Internal | Summer | B1 | 10 | 773 | 5114.04 | 60.8 | 62.8 | 2 | 0
2015 | MISO_W_2_PJM_ROR | MISO_W | PJM_ROR | Internal | Summer | B2 | 25 | 773 | 3261.92 | 59.3 | 61.3 | 2 | 0
2015 | MISO_W_2_PJM_ROR | MISO_W | PJM_ROR | Internal | Summer | B3 | 75 | 773 | 0 | 56.46 | 58.29 | 2 | 0
2015 | MISO_W_2_PJM_ROR | MISO_W | PJM_ROR | Internal | Summer | B4 | 100 | 773 | 2801.49 | 54.12 | 56.12 | 2 | 0
2015 | MISO_W_2_PJM_ROR | MISO_W | PJM_ROR | Internal | Summer | B5 | 200 | 773 | 2167.73 | 46.64 | 48.65 | 2 | 0
2015 | MISO_W_2_PJM_ROR | MISO_W | PJM_ROR | Internal | Summer | B6 | 300 | 773 | 0 | 43.03 | 45.02 | 2 | 0
2015 | MISO_W_2_PJM_ROR | MISO_W | PJM_ROR | Internal | Summer | B7 | 400 | 773 | 254.35 | 36.57 | 38.57 | 2 | 0
2015 | MISO_W_2_PJM_ROR | MISO_W | PJM_ROR | Internal | Summer | B8 | 500 | 773 | 2157.95 | 34.56 | 36.56 | 2 | 0
2015 | MISO_W_2_PJM_ROR | MISO_W | PJM_ROR | Internal | Summer | B9 | 800 | 773 | 814.86 | 33.45 | 35.46 | 2 | 0
2015 | MISO_W_2_PJM_ROR | MISO_W | PJM_ROR | Internal | Summer | B10 | 1262 | 773 | 0 | 32.1 | 33.19 | 2 | 0
2015 | MISO_W_2_PJM_ROR | MISO_W | PJM_ROR | Internal | Winter | B16 | 25 | 773 | 3591.31 | 48.05 | 50.06 | 2 | 0
2015 | MISO_W_2_PJM_ROR | MISO_W | PJM_ROR | Internal | Winter | B17 | 100 | 773 | 2904.01 | 42.69 | 44.69 | 2 | 0
2015 | MISO_W_2_PJM_ROR | MISO_W | PJM_ROR | Internal | Winter | B18 | 400 | 773 | 821.6 | 39.18 | 41.19 | 2 | 0
2015 | MISO_W_2_PJM_ROR | MISO_W | PJM_ROR | Internal | Winter | B19 | 700 | 773 | 0 | 36.53 | 38.52 | 2 | 0
2015 | MISO_W_2_PJM_ROR | MISO_W | PJM_ROR | Internal | Winter | B20 | 935 | 773 | 0 | 33.82 | 35.76 | 2 | 0
2015 | MISO_W_2_SPP_N | MISO_W | SPP_N | Internal | Shoulder | B11 | 25 | 3200 | 1179.99 | 47.31 | 54.31 | 7 | 0
2015 | MISO_W_2_SPP_N | MISO_W | SPP_N | Internal | Shoulder | B12 | 200 | 3200 | 0 | 40.63 | 40.64 | 7 | 0
2015 | MISO_W_2_SPP_N | MISO_W | SPP_N | Internal | Shoulder | B13 | 600 | 3200 | 0 | 37.96 | 38.93 | 7 | 0
2015 | MISO_W_2_SPP_N | MISO_W | SPP_N | Internal | Shoulder | B14 | 900 | 3200 | 0 | 36.4 | 37.97 | 7 | 0
2015 | MISO_W_2_SPP_N | MISO_W | SPP_N | Internal | Shoulder | B15 | 1203 | 3200 | 0 | 34.36 | 37.62 | 7 | 0
2015 | MISO_W_2_SPP_N | MISO_W | SPP_N | Internal | Summer | B1 | 10 | 3200 | 0 | 60.8 | 61.23 | 7 | 0
2015 | MISO_W_2_SPP_N | MISO_W | SPP_N | Internal | Summer | B2 | 25 | 3200 | 0 | 59.3 | 60.58 | 7 | 0
2015 | MISO_W_2_SPP_N | MISO_W | SPP_N | Internal | Summer | B3 | 75 | 3200 | 0 | 56.46 | 58.99 | 7 | 0
2015 | MISO_W_2_SPP_N | MISO_W | SPP_N | Internal | Summer | B4 | 100 | 3200 | 0 | 54.12 | 55.68 | 7 | 0
2015 | MISO_W_2_SPP_N | MISO_W | SPP_N | Internal | Summer | B5 | 200 | 3200 | 1117.16 | 46.64 | 53.64 | 7 | 0
2015 | MISO_W_2_SPP_N | MISO_W | SPP_N | Internal | Summer | B6 | 300 | 3200 | 2756.64 | 43.03 | 50.03 | 7 | 0
2015 | MISO_W_2_SPP_N | MISO_W | SPP_N | Internal | Summer | B7 | 400 | 3200 | 773.34 | 36.57 | 43.57 | 7 | 0
2015 | MISO_W_2_SPP_N | MISO_W | SPP_N | Internal | Summer | B8 | 500 | 3200 | 0 | 34.56 | 37.98 | 7 | 0
2015 | MISO_W_2_SPP_N | MISO_W | SPP_N | Internal | Summer | B9 | 800 | 3200 | 0 | 33.45 | 36.35 | 7 | 0
2015 | MISO_W_2_SPP_N | MISO_W | SPP_N | Internal | Summer | B10 | 1262 | 3200 | 0 | 32.1 | 36.24 | 7 | 0
2015 | MISO_W_2_SPP_N | MISO_W | SPP_N | Internal | Winter | B16 | 25 | 3200 | 0 | 48.05 | 48.88 | 7 | 0
2015 | MISO_W_2_SPP_N | MISO_W | SPP_N | Internal | Winter | B17 | 100 | 3200 | 0 | 42.69 | 41.5 | 7 | 0
2015 | MISO_W_2_SPP_N | MISO_W | SPP_N | Internal | Winter | B18 | 400 | 3200 | 0 | 39.18 | 40.09 | 7 | 0
2015 | MISO_W_2_SPP_N | MISO_W | SPP_N | Internal | Winter | B19 | 700 | 3200 | 0 | 36.53 | 40.01 | 7 | 0
2015 | MISO_W_2_SPP_N | MISO_W | SPP_N | Internal | Winter | B20 | 935 | 3200 | 0 | 33.82 | 39.84 | 7 | 0
2015 | MISO_WUMS_2_MISO_MI | MISO_WUMS | MISO_MI | Internal | Shoulder | B11 | 25 | 99 | 0 | 47.32 | 47.21 | 0.01 | 0
2015 | MISO_WUMS_2_MISO_MI | MISO_WUMS | MISO_MI | Internal | Shoulder | B12 | 200 | 99 | 109.43 | 40.64 | 40.66 | 0.01 | 0
2015 | MISO_WUMS_2_MISO_MI | MISO_WUMS | MISO_MI | Internal | Shoulder | B13 | 600 | 99 | 374.29 | 37.97 | 37.99 | 0.01 | 0
2015 | MISO_WUMS_2_MISO_MI | MISO_WUMS | MISO_MI | Internal | Shoulder | B14 | 900 | 99 | 506.2 | 36.41 | 36.43 | 0.01 | 0
2015 | MISO_WUMS_2_MISO_MI | MISO_WUMS | MISO_MI | Internal | Shoulder | B15 | 1203 | 99 | 0 | 34.35 | 34.31 | 0.01 | 0
2015 | MISO_WUMS_2_MISO_MI | MISO_WUMS | MISO_MI | Internal | Summer | B1 | 10 | 99 | 0 | 60.8 | 60.62 | 0.01 | 0
2015 | MISO_WUMS_2_MISO_MI | MISO_WUMS | MISO_MI | Internal | Summer | B2 | 25 | 99 | 0 | 59.3 | 59.2 | 0.01 | 0
2015 | MISO_WUMS_2_MISO_MI | MISO_WUMS | MISO_MI | Internal | Summer | B3 | 75 | 99 | 0 | 56.47 | 56.29 | 0.01 | 0
2015 | MISO_WUMS_2_MISO_MI | MISO_WUMS | MISO_MI | Internal | Summer | B4 | 100 | 99 | 0 | 54.13 | 54.01 | 0.01 | 0
2015 | MISO_WUMS_2_MISO_MI | MISO_WUMS | MISO_MI | Internal | Summer | B5 | 200 | 99 | 0 | 46.65 | 46.54 | 0.01 | 0
2015 | MISO_WUMS_2_MISO_MI | MISO_WUMS | MISO_MI | Internal | Summer | B6 | 300 | 99 | 0 | 43.02 | 43.01 | 0.01 | 0
2015 | MISO_WUMS_2_MISO_MI | MISO_WUMS | MISO_MI | Internal | Summer | B7 | 400 | 99 | 0 | 36.58 | 36.57 | 0.01 | 0
2015 | MISO_WUMS_2_MISO_MI | MISO_WUMS | MISO_MI | Internal | Summer | B8 | 500 | 99 | 51.2 | 34.57 | 34.58 | 0.01 | 0
2015 | MISO_WUMS_2_MISO_MI | MISO_WUMS | MISO_MI | Internal | Summer | B9 | 800 | 99 | 785.75 | 33.47 | 33.48 | 0.01 | 0
2015 | MISO_WUMS_2_MISO_MI | MISO_WUMS | MISO_MI | Internal | Summer | B10 | 1262 | 99 | 0 | 32.38 | 32.2 | 0.01 | 0
2015 | MISO_WUMS_2_MISO_MI | MISO_WUMS | MISO_MI | Internal | Winter | B16 | 25 | 99 | 0 | 48.06 | 48.06 | 0.01 | 0
2015 | MISO_WUMS_2_MISO_MI | MISO_WUMS | MISO_MI | Internal | Winter | B17 | 100 | 99 | 524.44 | 42.7 | 42.71 | 0.01 | 0
2015 | MISO_WUMS_2_MISO_MI | MISO_WUMS | MISO_MI | Internal | Winter | B18 | 400 | 99 | 48.42 | 39.19 | 39.21 | 0.01 | 0
2015 | MISO_WUMS_2_MISO_MI | MISO_WUMS | MISO_MI | Internal | Winter | B19 | 700 | 99 | 0 | 36.54 | 36.54 | 0.01 | 0
2015 | MISO_WUMS_2_MISO_MI | MISO_WUMS | MISO_MI | Internal | Winter | B20 | 935 | 99 | 0 | 33.83 | 33.78 | 0.01 | 0
2015 | MISO_WUMS_2_MISO_W | MISO_WUMS | MISO_W | Internal | Shoulder | B11 | 25 | 1137 | 0 | 47.32 | 47.31 | 0.01 | 0
2015 | MISO_WUMS_2_MISO_W | MISO_WUMS | MISO_W | Internal | Shoulder | B12 | 200 | 1137 | 0 | 40.64 | 40.63 | 0.01 | 0
2015 | MISO_WUMS_2_MISO_W | MISO_WUMS | MISO_W | Internal | Shoulder | B13 | 600 | 1137 | 0 | 37.97 | 37.96 | 0.01 | 0
2015 | MISO_WUMS_2_MISO_W | MISO_WUMS | MISO_W | Internal | Shoulder | B14 | 900 | 1137 | 0 | 36.41 | 36.4 | 0.01 | 0
2015 | MISO_WUMS_2_MISO_W | MISO_WUMS | MISO_W | Internal | Shoulder | B15 | 1203 | 1137 | 163.61 | 34.35 | 34.36 | 0.01 | 0
2015 | MISO_WUMS_2_MISO_W | MISO_WUMS | MISO_W | Internal | Summer | B1 | 10 | 1137 | 0 | 60.8 | 60.8 | 0.01 | 0
2015 | MISO_WUMS_2_MISO_W | MISO_WUMS | MISO_W | Internal | Summer | B2 | 25 | 1137 | 0 | 59.3 | 59.3 | 0.01 | 0
2015 | MISO_WUMS_2_MISO_W | MISO_WUMS | MISO_W | Internal | Summer | B3 | 75 | 1137 | 0 | 56.47 | 56.46 | 0.01 | 0
2015 | MISO_WUMS_2_MISO_W | MISO_WUMS | MISO_W | Internal | Summer | B4 | 100 | 1137 | 0 | 54.13 | 54.12 | 0.01 | 0
2015 | MISO_WUMS_2_MISO_W | MISO_WUMS | MISO_W | Internal | Summer | B5 | 200 | 1137 | 0 | 46.65 | 46.64 | 0.01 | 0
2015 | MISO_WUMS_2_MISO_W | MISO_WUMS | MISO_W | Internal | Summer | B6 | 300 | 1137 | 463.22 | 43.02 | 43.03 | 0.01 | 0
2015 | MISO_WUMS_2_MISO_W | MISO_WUMS | MISO_W | Internal | Summer | B7 | 400 | 1137 | 0 | 36.58 | 36.57 | 0.01 | 0
2015 | MISO_WUMS_2_MISO_W | MISO_WUMS | MISO_W | Internal | Summer | B8 | 500 | 1137 | 0 | 34.57 | 34.56 | 0.01 | 0
2015 | MISO_WUMS_2_MISO_W | MISO_WUMS | MISO_W | Internal | Summer | B9 | 800 | 1137 | 0 | 33.47 | 33.45 | 0.01 | 0
2015 | MISO_WUMS_2_MISO_W | MISO_WUMS | MISO_W | Internal | Summer | B10 | 1262 | 1137 | 0 | 32.38 | 32.1 | 0.01 | 0
2015 | MISO_WUMS_2_MISO_W | MISO_WUMS | MISO_W | Internal | Winter | B16 | 25 | 1137 | 0 | 48.06 | 48.05 | 0.01 | 0
2015 | MISO_WUMS_2_MISO_W | MISO_WUMS | MISO_W | Internal | Winter | B17 | 100 | 1137 | 0 | 42.7 | 42.69 | 0.01 | 0
2015 | MISO_WUMS_2_MISO_W | MISO_WUMS | MISO_W | Internal | Winter | B18 | 400 | 1137 | 0 | 39.19 | 39.18 | 0.01 | 0
2015 | MISO_WUMS_2_MISO_W | MISO_WUMS | MISO_W | Internal | Winter | B19 | 700 | 1137 | 0 | 36.54 | 36.53 | 0.01 | 0
2015 | MISO_WUMS_2_MISO_W | MISO_WUMS | MISO_W | Internal | Winter | B20 | 935 | 1137 | 0 | 33.83 | 33.82 | 0.01 | 0
2015 | MISO_WUMS_2_PJM_ROR | MISO_WUMS | PJM_ROR | Internal | Shoulder | B11 | 25 | 1600 | 0 | 47.32 | 48.74 | 2 | 0
2015 | MISO_WUMS_2_PJM_ROR | MISO_WUMS | PJM_ROR | Internal | Shoulder | B12 | 200 | 1600 | 0 | 40.64 | 42.63 | 2 | 0
2015 | MISO_WUMS_2_PJM_ROR | MISO_WUMS | PJM_ROR | Internal | Shoulder | B13 | 600 | 1600 | 0 | 37.97 | 39.96 | 2 | 0
2015 | MISO_WUMS_2_PJM_ROR | MISO_WUMS | PJM_ROR | Internal | Shoulder | B14 | 900 | 1600 | 0 | 36.41 | 38.4 | 2 | 0
2015 | MISO_WUMS_2_PJM_ROR | MISO_WUMS | PJM_ROR | Internal | Shoulder | B15 | 1203 | 1600 | 0 | 34.35 | 35.6 | 2 | 0
2015 | MISO_WUMS_2_PJM_ROR | MISO_WUMS | PJM_ROR | Internal | Summer | B1 | 10 | 1600 | 1546.79 | 60.8 | 62.8 | 2 | 0
2015 | MISO_WUMS_2_PJM_ROR | MISO_WUMS | PJM_ROR | Internal | Summer | B2 | 25 | 1600 | 390.27 | 59.3 | 61.3 | 2 | 0
2015 | MISO_WUMS_2_PJM_ROR | MISO_WUMS | PJM_ROR | Internal | Summer | B3 | 75 | 1600 | 0 | 56.47 | 58.29 | 2 | 0
2015 | MISO_WUMS_2_PJM_ROR | MISO_WUMS | PJM_ROR | Internal | Summer | B4 | 100 | 1600 | 0 | 54.13 | 56.12 | 2 | 0
2015 | MISO_WUMS_2_PJM_ROR | MISO_WUMS | PJM_ROR | Internal | Summer | B5 | 200 | 1600 | 85.84 | 46.65 | 48.65 | 2 | 0
2015 | MISO_WUMS_2_PJM_ROR | MISO_WUMS | PJM_ROR | Internal | Summer | B6 | 300 | 1600 | 124.26 | 43.02 | 45.02 | 2 | 0
2015 | MISO_WUMS_2_PJM_ROR | MISO_WUMS | PJM_ROR | Internal | Summer | B7 | 400 | 1600 | 0 | 36.58 | 38.57 | 2 | 0
2015 | MISO_WUMS_2_PJM_ROR | MISO_WUMS | PJM_ROR | Internal | Summer | B8 | 500 | 1600 | 0 | 34.57 | 36.56 | 2 | 0
2015 | MISO_WUMS_2_PJM_ROR | MISO_WUMS | PJM_ROR | Internal | Summer | B9 | 800 | 1600 | 0 | 33.47 | 35.46 | 2 | 0
2015 | MISO_WUMS_2_PJM_ROR | MISO_WUMS | PJM_ROR | Internal | Summer | B10 | 1262 | 1600 | 0 | 32.38 | 33.19 | 2 | 0
2015 | MISO_WUMS_2_PJM_ROR | MISO_WUMS | PJM_ROR | Internal | Winter | B16 | 25 | 1600 | 172.97 | 48.06 | 50.06 | 2 | 0
2015 | MISO_WUMS_2_PJM_ROR | MISO_WUMS | PJM_ROR | Internal | Winter | B17 | 100 | 1600 | 0 | 42.7 | 44.69 | 2 | 0
2015 | MISO_WUMS_2_PJM_ROR | MISO_WUMS | PJM_ROR | Internal | Winter | B18 | 400 | 1600 | 0 | 39.19 | 41.19 | 2 | 0
2015 | MISO_WUMS_2_PJM_ROR | MISO_WUMS | PJM_ROR | Internal | Winter | B19 | 700 | 1600 | 0 | 36.54 | 38.52 | 2 | 0
2015 | MISO_WUMS_2_PJM_ROR | MISO_WUMS | PJM_ROR | Internal | Winter | B20 | 935 | 1600 | 0 | 33.83 | 35.76 | 2 | 0
2015 | NE_2_MISO_W | NE | MISO_W | Internal | Shoulder | B11 | 25 | 1600 | 0 | 53.48 | 47.31 | 5 | 0
2015 | NE_2_MISO_W | NE | MISO_W | Internal | Shoulder | B12 | 200 | 1600 | 0 | 40.63 | 40.63 | 5 | 0
2015 | NE_2_MISO_W | NE | MISO_W | Internal | Shoulder | B13 | 600 | 1600 | 0 | 38.91 | 37.96 | 5 | 0
2015 | NE_2_MISO_W | NE | MISO_W | Internal | Shoulder | B14 | 900 | 1600 | 0 | 37.96 | 36.4 | 5 | 0
2015 | NE_2_MISO_W | NE | MISO_W | Internal | Shoulder | B15 | 1203 | 1600 | 0 | 37.6 | 34.36 | 5 | 0
2015 | NE_2_MISO_W | NE | MISO_W | Internal | Summer | B1 | 10 | 1600 | 0 | 60.8 | 60.8 | 5 | 0
2015 | NE_2_MISO_W | NE | MISO_W | Internal | Summer | B2 | 25 | 1600 | 0 | 59.76 | 59.3 | 5 | 0
2015 | NE_2_MISO_W | NE | MISO_W | Internal | Summer | B3 | 75 | 1600 | 0 | 58.98 | 56.46 | 5 | 0
2015 | NE_2_MISO_W | NE | MISO_W | Internal | Summer | B4 | 100 | 1600 | 0 | 55.66 | 54.12 | 5 | 0
2015 | NE_2_MISO_W | NE | MISO_W | Internal | Summer | B5 | 200 | 1600 | 0 | 52.82 | 46.64 | 5 | 0
2015 | NE_2_MISO_W | NE | MISO_W | Internal | Summer | B6 | 300 | 1600 | 0 | 49.21 | 43.03 | 5 | 0
2015 | NE_2_MISO_W | NE | MISO_W | Internal | Summer | B7 | 400 | 1600 | 0 | 42.74 | 36.57 | 5 | 0
2015 | NE_2_MISO_W | NE | MISO_W | Internal | Summer | B8 | 500 | 1600 | 0 | 37.16 | 34.56 | 5 | 0
2015 | NE_2_MISO_W | NE | MISO_W | Internal | Summer | B9 | 800 | 1600 | 0 | 35.52 | 33.45 | 5 | 0
2015 | NE_2_MISO_W | NE | MISO_W | Internal | Summer | B10 | 1262 | 1600 | 0 | 35.41 | 32.1 | 5 | 0
2015 | NE_2_MISO_W | NE | MISO_W | Internal | Winter | B16 | 25 | 1600 | 0 | 48.05 | 48.05 | 5 | 0
2015 | NE_2_MISO_W | NE | MISO_W | Internal | Winter | B17 | 100 | 1600 | 0 | 41.48 | 42.69 | 5 | 0
2015 | NE_2_MISO_W | NE | MISO_W | Internal | Winter | B18 | 400 | 1600 | 0 | 39.27 | 39.18 | 5 | 0
2015 | NE_2_MISO_W | NE | MISO_W | Internal | Winter | B19 | 700 | 1600 | 0 | 39.27 | 36.53 | 5 | 0
2015 | NE_2_MISO_W | NE | MISO_W | Internal | Winter | B20 | 935 | 1600 | 0 | 39.01 | 33.82 | 5 | 0
2015 | NE_2_SPP_N | NE | SPP_N | Internal | Shoulder | B11 | 25 | 1800 | 1971.16 | 53.48 | 54.31 | 0.01 | 0.81
2015 | NE_2_SPP_N | NE | SPP_N | Internal | Shoulder | B12 | 200 | 1800 | 1004.53 | 40.63 | 40.64 | 0.01 | 0
2015 | NE_2_SPP_N | NE | SPP_N | Internal | Shoulder | B13 | 600 | 1800 | 1727.78 | 38.91 | 38.93 | 0.01 | 0
2015 | NE_2_SPP_N | NE | SPP_N | Internal | Shoulder | B14 | 900 | 1800 | 567.17 | 37.96 | 37.97 | 0.01 | 0
2015 | NE_2_SPP_N | NE | SPP_N | Internal | Shoulder | B15 | 1203 | 1800 | 968.3 | 37.6 | 37.62 | 0.01 | 0
2015 | NE_2_SPP_N | NE | SPP_N | Internal | Summer | B1 | 10 | 1800 | 1800 | 60.8 | 61.23 | 0.01 | 0.42
2015 | NE_2_SPP_N | NE | SPP_N | Internal | Summer | B2 | 25 | 1800 | 2674.79 | 59.76 | 60.58 | 0.01 | 0.81
2015 | NE_2_SPP_N | NE | SPP_N | Internal | Summer | B3 | 75 | 1800 | 1399.58 | 58.98 | 58.99 | 0.01 | 0
2015 | NE_2_SPP_N | NE | SPP_N | Internal | Summer | B4 | 100 | 1800 | 1737.6 | 55.66 | 55.68 | 0.01 | 0
2015 | NE_2_SPP_N | NE | SPP_N | Internal | Summer | B5 | 200 | 1800 | 1906.21 | 52.82 | 53.64 | 0.01 | 0.81
2015 | NE_2_SPP_N | NE | SPP_N | Internal | Summer | B6 | 300 | 1800 | 2683.28 | 49.21 | 50.03 | 0.01 | 0.81
2015 | NE_2_SPP_N | NE | SPP_N | Internal | Summer | B7 | 400 | 1800 | 2921.04 | 42.74 | 43.57 | 0.01 | 0.81
2015 | NE_2_SPP_N | NE | SPP_N | Internal | Summer | B8 | 500 | 1800 | 2857.13 | 37.16 | 37.98 | 0.01 | 0.81
2015 | NE_2_SPP_N | NE | SPP_N | Internal | Summer | B9 | 800 | 1800 | 2366.4 | 35.52 | 36.35 | 0.01 | 0.81
2015 | NE_2_SPP_N | NE | SPP_N | Internal | Summer | B10 | 1262 | 1800 | 2841.3 | 35.41 | 36.24 | 0.01 | 0.81
2015 | NE_2_SPP_N | NE | SPP_N | Internal | Winter | B16 | 25 | 1800 | 2686.41 | 48.05 | 48.88 | 0.01 | 0.81
2015 | NE_2_SPP_N | NE | SPP_N | Internal | Winter | B17 | 100 | 1800 | 1507.78 | 41.48 | 41.5 | 0.01 | 0
2015 | NE_2_SPP_N | NE | SPP_N | Internal | Winter | B18 | 400 | 1800 | 2592.22 | 39.27 | 40.09 | 0.01 | 0.81
2015 | NE_2_SPP_N | NE | SPP_N | Internal | Winter | B19 | 700 | 1800 | 1800 | 39.27 | 40.01 | 0.01 | 0.72
2015 | NE_2_SPP_N | NE | SPP_N | Internal | Winter | B20 | 935 | 1800 | 2600.58 | 39.01 | 39.84 | 0.01 | 0.81
2015 | NEISO_2_NYISO_A-F | NEISO | NYISO_A-F | Internal | Shoulder | B11 | 25 | 600 | 600 | 36.9 | 40.69 | 3 | 0.8
2015 | NEISO_2_NYISO_A-F | NEISO | NYISO_A-F | Internal | Shoulder | B12 | 200 | 600 | 600 | 36.9 | 40.13 | 3 | 0.23
2015 | NEISO_2_NYISO_A-F | NEISO | NYISO_A-F | Internal | Shoulder | B13 | 600 | 600 | 0 | 36.9 | 38.08 | 3 | 0
2015 | NEISO_2_NYISO_A-F | NEISO | NYISO_A-F | Internal | Shoulder | B14 | 900 | 600 | 0 | 36.9 | 38.08 | 3 | 0
2015 | NEISO_2_NYISO_A-F | NEISO | NYISO_A-F | Internal | Shoulder | B15 | 1203 | 600 | 0 | 36.9 | 38.08 | 3 | 0
2015 | NEISO_2_NYISO_A-F | NEISO | NYISO_A-F | Internal | Summer | B1 | 10 | 600 | 0 | 57.86 | 60.02 | 3 | 0
2015 | NEISO_2_NYISO_A-F | NEISO | NYISO_A-F | Internal | Summer | B2 | 25 | 600 | 0 | 56.36 | 58.52 | 3 | 0
2015 | NEISO_2_NYISO_A-F | NEISO | NYISO_A-F | Internal | Summer | B3 | 75 | 600 | 0 | 47.98 | 50.79 | 3 | 0
2015 | NEISO_2_NYISO_A-F | NEISO | NYISO_A-F | Internal | Summer | B4 | 100 | 600 | 600 | 45.69 | 49.48 | 3 | 0.8
2015 | NEISO_2_NYISO_A-F | NEISO | NYISO_A-F | Internal | Summer | B5 | 200 | 600 | 600 | 38.73 | 42.53 | 3 | 0.8
2015 | NEISO_2_NYISO_A-F | NEISO | NYISO_A-F | Internal | Summer | B6 | 300 | 600 | 600 | 35.01 | 38.8 | 3 | 0.8
2015 | NEISO_2_NYISO_A-F | NEISO | NYISO_A-F | Internal | Summer | B7 | 400 | 600 | 0 | 34.2 | 36.72 | 3 | 0
2015 | NEISO_2_NYISO_A-F | NEISO | NYISO_A-F | Internal | Summer | B8 | 500 | 600 | 0 | 34.2 | 36.31 | 3 | 0
2015 | NEISO_2_NYISO_A-F | NEISO | NYISO_A-F | Internal | Summer | B9 | 800 | 600 | 0 | 34.2 | 36.31 | 3 | 0
2015 | NEISO_2_NYISO_A-F | NEISO | NYISO_A-F | Internal | Summer | B10 | 1262 | 600 | 0 | 34.2 | 36.31 | 3 | 0
2015 | NEISO_2_NYISO_A-F | NEISO | NYISO_A-F | Internal | Winter | B16 | 25 | 600 | 0 | 45.29 | 47.45 | 3 | 0
2015 | NEISO_2_NYISO_A-F | NEISO | NYISO_A-F | Internal | Winter | B17 | 100 | 600 | 0 | 45.29 | 45.67 | 3 | 0
2015 | NEISO_2_NYISO_A-F | NEISO | NYISO_A-F | Internal | Winter | B18 | 400 | 600 | 0 | 45.29 | 43.46 | 3 | 0
2015 | NEISO_2_NYISO_A-F | NEISO | NYISO_A-F | Internal | Winter | B19 | 700 | 600 | 0 | 45.29 | 43.46 | 3 | 0
2015 | NEISO_2_NYISO_A-F | NEISO | NYISO_A-F | Internal | Winter | B20 | 935 | 600 | 0 | 45.29 | 42.29 | 3 | 0
2015 | NEISO_2_NYISO_G-I | NEISO | NYISO_G-I | Internal | Shoulder | B11 | 25 | 600 | 600 | 36.9 | 40.71 | 3 | 0.81
2015 | NEISO_2_NYISO_G-I | NEISO | NYISO_G-I | Internal | Shoulder | B12 | 200 | 600 | 600 | 36.9 | 40.14 | 3 | 0.25
2015 | NEISO_2_NYISO_G-I | NEISO | NYISO_G-I | Internal | Shoulder | B13 | 600 | 600 | 0 | 36.9 | 38.91 | 3 | 0
2015 | NEISO_2_NYISO_G-I | NEISO | NYISO_G-I | Internal | Shoulder | B14 | 900 | 600 | 0 | 36.9 | 38.09 | 3 | 0
2015 | NEISO_2_NYISO_G-I | NEISO | NYISO_G-I | Internal | Shoulder | B15 | 1203 | 600 | 0 | 36.9 | 38.09 | 3 | 0
2015 | NEISO_2_NYISO_G-I | NEISO | NYISO_G-I | Internal | Summer | B1 | 10 | 600 | 49.58 | 57.86 | 60.86 | 3 | 0
2015 | NEISO_2_NYISO_G-I | NEISO | NYISO_G-I | Internal | Summer | B2 | 25 | 600 | 561.24 | 56.36 | 59.36 | 3 | 0
2015 | NEISO_2_NYISO_G-I | NEISO | NYISO_G-I | Internal | Summer | B3 | 75 | 600 | 506.81 | 47.98 | 50.98 | 3 | 0
2015 | NEISO_2_NYISO_G-I | NEISO | NYISO_G-I | Internal | Summer | B4 | 100 | 600 | 600 | 45.69 | 49.5 | 3 | 0.81
2015 | NEISO_2_NYISO_G-I | NEISO | NYISO_G-I | Internal | Summer | B5 | 200 | 600 | 600 | 38.73 | 42.54 | 3 | 0.81
2015 | NEISO_2_NYISO_G-I | NEISO | NYISO_G-I | Internal | Summer | B6 | 300 | 600 | 600 | 35.01 | 38.82 | 3 | 0.81
2015 | NEISO_2_NYISO_G-I | NEISO | NYISO_G-I | Internal | Summer | B7 | 400 | 600 | 600 | 34.2 | 37.28 | 3 | 0.08
2015 | NEISO_2_NYISO_G-I | NEISO | NYISO_G-I | Internal | Summer | B8 | 500 | 600 | 0 | 34.2 | 37.16 | 3 | 0
2015 | NEISO_2_NYISO_G-I | NEISO | NYISO_G-I | Internal | Summer | B9 | 800 | 600 | 0 | 34.2 | 37.16 | 3 | 0
2015 | NEISO_2_NYISO_G-I | NEISO | NYISO_G-I | Internal | Summer | B10 | 1262 | 600 | 0 | 34.2 | 36.33 | 3 | 0
2015 | NEISO_2_NYISO_G-I | NEISO | NYISO_G-I | Internal | Winter | B16 | 25 | 600 | 580.49 | 45.29 | 48.29 | 3 | 0
2015 | NEISO_2_NYISO_G-I | NEISO | NYISO_G-I | Internal | Winter | B17 | 100 | 600 | 0 | 45.29 | 46.52 | 3 | 0
2015 | NEISO_2_NYISO_G-I | NEISO | NYISO_G-I | Internal | Winter | B18 | 400 | 600 | 0 | 45.29 | 44.3 | 3 | 0
2015 | NEISO_2_NYISO_G-I | NEISO | NYISO_G-I | Internal | Winter | B19 | 700 | 600 | 0 | 45.29 | 44.3 | 3 | 0
2015 | NEISO_2_NYISO_G-I | NEISO | NYISO_G-I | Internal | Winter | B20 | 935 | 600 | 0 | 45.29 | 42.8 | 3 | 0
2015 | NEISO_2_NYISO_J-K | NEISO | NYISO_J-K | Internal | Shoulder | B11 | 25 | 430 | 2577.49 | 36.9 | 40.72 | 3 | 0.82
2015 | NEISO_2_NYISO_J-K | NEISO | NYISO_J-K | Internal | Shoulder | B12 | 200 | 430 | 430 | 36.9 | 40.16 | 3 | 0.26
2015 | NEISO_2_NYISO_J-K | NEISO | NYISO_J-K | Internal | Shoulder | B13 | 600 | 430 | 0 | 36.9 | 38.92 | 3 | 0
2015 | NEISO_2_NYISO_J-K | NEISO | NYISO_J-K | Internal | Shoulder | B14 | 900 | 430 | 0 | 36.9 | 38.1 | 3 | 0
2015 | NEISO_2_NYISO_J-K | NEISO | NYISO_J-K | Internal | Shoulder | B15 | 1203 | 430 | 0 | 36.9 | 38.1 | 3 | 0
2015 | NEISO_2_NYISO_J-K | NEISO | NYISO_J-K | Internal | Summer | B1 | 10 | 430 | 430 | 57.86 | 60.87 | 3 | 0.01
2015 | NEISO_2_NYISO_J-K | NEISO | NYISO_J-K | Internal | Summer | B2 | 25 | 430 | 430 | 56.36 | 59.37 | 3 | 0.01
2015 | NEISO_2_NYISO_J-K | NEISO | NYISO_J-K | Internal | Summer | B3 | 75 | 430 | 430 | 47.98 | 50.99 | 3 | 0.01
2015 | NEISO_2_NYISO_J-K | NEISO | NYISO_J-K | Internal | Summer | B4 | 100 | 430 | 1327.56 | 45.69 | 49.51 | 3 | 0.82
2015 | NEISO_2_NYISO_J-K | NEISO | NYISO_J-K | Internal | Summer | B5 | 200 | 430 | 2410.57 | 38.73 | 42.55 | 3 | 0.82
2015 | NEISO_2_NYISO_J-K | NEISO | NYISO_J-K | Internal | Summer | B6 | 300 | 430 | 2175.95 | 35.01 | 38.83 | 3 | 0.82
2015 | NEISO_2_NYISO_J-K | NEISO | NYISO_J-K | Internal | Summer | B7 | 400 | 430 | 430 | 34.2 | 37.29 | 3 | 0.09
2015 | NEISO_2_NYISO_J-K | NEISO | NYISO_J-K | Internal | Summer | B8 | 500 | 430 | 0 | 34.2 | 37.17 | 3 | 0
2015 | NEISO_2_NYISO_J-K | NEISO | NYISO_J-K | Internal | Summer | B9 | 800 | 430 | 0 | 34.2 | 37.17 | 3 | 0
2015 | NEISO_2_NYISO_J-K | NEISO | NYISO_J-K | Internal | Summer | B10 | 1262 | 430 | 0 | 34.2 | 36.34 | 3 | 0
2015 | NEISO_2_NYISO_J-K | NEISO | NYISO_J-K | Internal | Winter | B16 | 25 | 430 | 430 | 45.29 | 48.3 | 3 | 0.01
2015 | NEISO_2_NYISO_J-K | NEISO | NYISO_J-K | Internal | Winter | B17 | 100 | 430 | 0 | 45.29 | 46.54 | 3 | 0
2015 | NEISO_2_NYISO_J-K | NEISO | NYISO_J-K | Internal | Winter | B18 | 400 | 430 | 0 | 45.29 | 44.32 | 3 | 0
2015 | NEISO_2_NYISO_J-K | NEISO | NYISO_J-K | Internal | Winter | B19 | 700 | 430 | 0 | 45.29 | 44.32 | 3 | 0
2015 | NEISO_2_NYISO_J-K | NEISO | NYISO_J-K | Internal | Winter | B20 | 935 | 430 | 0 | 45.29 | 42.81 | 3 | 0
2015 | NonRTO_Midwest_2_MISO_IN | NonRTO_Midwest | MISO_IN | Internal | Shoulder | B11 | 25 | 4450 | 0 | 55.33 | 47.33 | 8 | 0
2015 | NonRTO_Midwest_2_MISO_IN | NonRTO_Midwest | MISO_IN | Internal | Shoulder | B12 | 200 | 4450 | 0 | 48.64 | 40.64 | 8 | 0
2015 | NonRTO_Midwest_2_MISO_IN | NonRTO_Midwest | MISO_IN | Internal | Shoulder | B13 | 600 | 4450 | 0 | 45.52 | 37.98 | 8 | 0
2015 | NonRTO_Midwest_2_MISO_IN | NonRTO_Midwest | MISO_IN | Internal | Shoulder | B14 | 900 | 4450 | 0 | 35.44 | 36.41 | 8 | 0
2015 | NonRTO_Midwest_2_MISO_IN | NonRTO_Midwest | MISO_IN | Internal | Shoulder | B15 | 1203 | 4450 | 0 | 32.85 | 34.3 | 8 | 0
2015 | NonRTO_Midwest_2_MISO_IN | NonRTO_Midwest | MISO_IN | Internal | Summer | B1 | 10 | 4450 | 0 | 65.02 | 60.8 | 8 | 0
2015 | NonRTO_Midwest_2_MISO_IN | NonRTO_Midwest | MISO_IN | Internal | Summer | B2 | 25 | 4450 | 0 | 65.02 | 59.31 | 8 | 0
2015 | NonRTO_Midwest_2_MISO_IN | NonRTO_Midwest | MISO_IN | Internal | Summer | B3 | 75 | 4450 | 0 | 64.48 | 56.48 | 8 | 0
2015 | NonRTO_Midwest_2_MISO_IN | NonRTO_Midwest | MISO_IN | Internal | Summer | B4 | 100 | 4450 | 0 | 62.13 | 54.13 | 8 | 0
2015 | NonRTO_Midwest_2_MISO_IN | NonRTO_Midwest | MISO_IN | Internal | Summer | B5 | 200 | 4450 | 0 | 54.65 | 46.65 | 8 | 0
2015 | NonRTO_Midwest_2_MISO_IN | NonRTO_Midwest | MISO_IN | Internal | Summer | B6 | 300 | 4450 | 0 | 51.02 | 43.02 | 8 | 0
2015 | NonRTO_Midwest_2_MISO_IN | NonRTO_Midwest | MISO_IN | Internal | Summer | B7 | 400 | 4450 | 0 | 35.82 | 36.56 | 8 | 0
2015 | NonRTO_Midwest_2_MISO_IN | NonRTO_Midwest | MISO_IN | Internal | Summer | B8 | 500 | 4450 | 0 | 34.39 | 34.57 | 8 | 0
2015 | NonRTO_Midwest_2_MISO_IN | NonRTO_Midwest | MISO_IN | Internal | Summer | B9 | 800 | 4450 | 0 | 32.85 | 33.47 | 8 | 0
2015 | NonRTO_Midwest_2_MISO_IN | NonRTO_Midwest | MISO_IN | Internal | Summer | B10 | 1262 | 4450 | 0 | 32 | 32.19 | 8 | 0
2015 | NonRTO_Midwest_2_MISO_IN | NonRTO_Midwest | MISO_IN | Internal | Winter | B16 | 25 | 4450 | 0 | 56.07 | 48.07 | 8 | 0
2015 | NonRTO_Midwest_2_MISO_IN | NonRTO_Midwest | MISO_IN | Internal | Winter | B17 | 100 | 4450 | 0 | 50.7 | 42.7 | 8 | 0
2015 | NonRTO_Midwest_2_MISO_IN | NonRTO_Midwest | MISO_IN | Internal | Winter | B18 | 400 | 4450 | 0 | 47.19 | 39.19 | 8 | 0
2015 | NonRTO_Midwest_2_MISO_IN | NonRTO_Midwest | MISO_IN | Internal | Winter | B19 | 700 | 4450 | 0 | 35.67 | 36.53 | 8 | 0
2015 | NonRTO_Midwest_2_MISO_IN | NonRTO_Midwest | MISO_IN | Internal | Winter | B20 | 935 | 4450 | 0 | 32.85 | 33.77 | 8 | 0
2015 | NonRTO_Midwest_2_TVA_Transmission | NonRTO_Midwest | TVA_Transmission | Internal | Shoulder | B11 | 25 | 2400 | 0 | 55.33 | 54.74 | 8 | 0
2015 | NonRTO_Midwest_2_TVA_Transmission | NonRTO_Midwest | TVA_Transmission | Internal | Shoulder | B12 | 200 | 2400 | 0 | 48.64 | 44.32 | 8 | 0
2015 | NonRTO_Midwest_2_TVA_Transmission | NonRTO_Midwest | TVA_Transmission | Internal | Shoulder | B13 | 600 | 2400 | 0 | 45.52 | 42.58 | 8 | 0
2015 | NonRTO_Midwest_2_TVA_Transmission | NonRTO_Midwest | TVA_Transmission | Internal | Shoulder | B14 | 900 | 2400 | 0 | 35.44 | 41.36 | 8 | 0
2015 | NonRTO_Midwest_2_TVA_Transmission | NonRTO_Midwest | TVA_Transmission | Internal | Shoulder | B15 | 1203 | 2400 | 0 | 32.85 | 39.96 | 8 | 0
2015 | NonRTO_Midwest_2_TVA_Transmission | NonRTO_Midwest | TVA_Transmission | Internal | Summer | B1 | 10 | 2400 | 0 | 65.02 | 68.8 | 8 | 0
2015 | NonRTO_Midwest_2_TVA_Transmission | NonRTO_Midwest | TVA_Transmission | Internal | Summer | B2 | 25 | 2400 | 0 | 65.02 | 67.3 | 8 | 0
2015 | NonRTO_Midwest_2_TVA_Transmission | NonRTO_Midwest | TVA_Transmission | Internal | Summer | B3 | 75 | 2400 | 0 | 64.48 | 64.29 | 8 | 0
2015 | NonRTO_Midwest_2_TVA_Transmission | NonRTO_Midwest | TVA_Transmission | Internal | Summer | B4 | 100 | 2400 | 0 | 62.13 | 62.12 | 8 | 0
2015 | NonRTO_Midwest_2_TVA_Transmission | NonRTO_Midwest | TVA_Transmission | Internal | Summer | B5 | 200 | 2400 | 0 | 54.65 | 53.71 | 8 | 0
2015 | NonRTO_Midwest_2_TVA_Transmission | NonRTO_Midwest | TVA_Transmission | Internal | Summer | B6 | 300 | 2400 | 0 | 51.02 | 48.21 | 8 | 0
2015 | NonRTO_Midwest_2_TVA_Transmission | NonRTO_Midwest | TVA_Transmission | Internal | Summer | B7 | 400 | 2400 | 0 | 35.82 | 42.09 | 8 | 0
2015 | NonRTO_Midwest_2_TVA_Transmission | NonRTO_Midwest | TVA_Transmission | Internal | Summer | B8 | 500 | 2400 | 0 | 34.39 | 39.64 | 8 | 0
2015 | NonRTO_Midwest_2_TVA_Transmission | NonRTO_Midwest | TVA_Transmission | Internal | Summer | B9 | 800 | 2400 | 0 | 32.85 | 39.06 | 8 | 0
2015 | NonRTO_Midwest_2_TVA_Transmission | NonRTO_Midwest | TVA_Transmission | Internal | Summer | B10 | 1262 | 2400 | 0 | 32 | 36.82 | 8 | 0
2015 | NonRTO_Midwest_2_TVA_Transmission | NonRTO_Midwest | TVA_Transmission | Internal | Winter | B16 | 25 | 2400 | 0 | 56.07 | 56.06 | 8 | 0
2015 | NonRTO_Midwest_2_TVA_Transmission | NonRTO_Midwest | TVA_Transmission | Internal | Winter | B17 | 100 | 2400 | 0 | 50.7 | 46.52 | 8 | 0
2015 | NonRTO_Midwest_2_TVA_Transmission | NonRTO_Midwest | TVA_Transmission | Internal | Winter | B18 | 400 | 2400 | 0 | 47.19 | 43.46 | 8 | 0
2015 | NonRTO_Midwest_2_TVA_Transmission | NonRTO_Midwest | TVA_Transmission | Internal | Winter | B19 | 700 | 2400 | 0 | 35.67 | 41.24 | 8 | 0
2015 | NonRTO_Midwest_2_TVA_Transmission | NonRTO_Midwest | TVA_Transmission | Internal | Winter | B20 | 935 | 2400 | 0 | 32.85 | 40.18 | 8 | 0
2015 | NYISO_A-F_2_IESO | NYISO_A-F | IESO | Internal | Shoulder | B11 | 25 | 1600 | 0 | 40.69 | 39.53 | 7 | 0
2015 | NYISO_A-F_2_IESO | NYISO_A-F | IESO | Internal | Shoulder | B12 | 200 | 1600 | 0 | 40.13 | 33.62 | 7 | 0
2015 | NYISO_A-F_2_IESO | NYISO_A-F | IESO | Internal | Shoulder | B13 | 600 | 1600 | 0 | 38.08 | 31.08 | 7 | 0
2015 | NYISO_A-F_2_IESO | NYISO_A-F | IESO | Internal | Shoulder | B14 | 900 | 1600 | 0 | 38.08 | 31.08 | 7 | 0
2015 | NYISO_A-F_2_IESO | NYISO_A-F | IESO | Internal | Shoulder | B15 | 1203 | 1600 | 0 | 38.08 | 31.08 | 7 | 0
2015 | NYISO_A-F_2_IESO | NYISO_A-F | IESO | Internal | Summer | B1 | 10 | 1600 | 0 | 60.02 | 53.02 | 7 | 0
2015 | NYISO_A-F_2_IESO | NYISO_A-F | IESO | Internal | Summer | B2 | 25 | 1600 | 0 | 58.52 | 51.52 | 7 | 0
2015 | NYISO_A-F_2_IESO | NYISO_A-F | IESO | Internal | Summer | B3 | 75 | 1600 | 0 | 50.79 | 48.68 | 7 | 0
2015 | NYISO_A-F_2_IESO | NYISO_A-F | IESO | Internal | Summer | B4 | 100 | 1600 | 0 | 49.48 | 46.34 | 7 | 0
2015 | NYISO_A-F_2_IESO | NYISO_A-F | IESO | Internal | Summer | B5 | 200 | 1600 | 0 | 42.53 | 38.86 | 7 | 0
2015 | NYISO_A-F_2_IESO | NYISO_A-F | IESO | Internal | Summer | B6 | 300 | 1600 | 0 | 38.8 | 35.33 | 7 | 0
2015 | NYISO_A-F_2_IESO | NYISO_A-F | IESO | Internal | Summer | B7 | 400 | 1600 | 0 | 36.72 | 29.57 | 7 | 0
2015 | NYISO_A-F_2_IESO | NYISO_A-F | IESO | Internal | Summer | B8 | 500 | 1600 | 0 | 36.31 | 29.16 | 7 | 0
2015 | NYISO_A-F_2_IESO | NYISO_A-F | IESO | Internal | Summer | B9 | 800 | 1600 | 0 | 36.31 | 29.16 | 7 | 0
2015 | NYISO_A-F_2_IESO | NYISO_A-F | IESO | Internal | Summer | B10 | 1262 | 1600 | 0 | 36.31 | 29.16 | 7 | 0
2015 | NYISO_A-F_2_IESO | NYISO_A-F | IESO | Internal | Winter | B16 | 25 | 1600 | 0 | 47.45 | 40.57 | 7 | 0
2015 | NYISO_A-F_2_IESO | NYISO_A-F | IESO | Internal | Winter | B17 | 100 | 1600 | 0 | 45.67 | 38.52 | 7 | 0
2015 | NYISO_A-F_2_IESO | NYISO_A-F | IESO | Internal | Winter | B18 | 400 | 1600 | 0 | 43.46 | 36.31 | 7 | 0
2015 | NYISO_A-F_2_IESO | NYISO_A-F | IESO | Internal | Winter | B19 | 700 | 1600 | 0 | 43.46 | 36.31 | 7 | 0
2015 | NYISO_A-F_2_IESO | NYISO_A-F | IESO | Internal | Winter | B20 | 935 | 1600 | 0 | 42.29 | 35.29 | 7 | 0
2015 | NYISO_A-F_2_NEISO | NYISO_A-F | NEISO | Internal | Shoulder | B11 | 25 | 600 | 0 | 40.69 | 36.9 | 3 | 0
2015 | NYISO_A-F_2_NEISO | NYISO_A-F | NEISO | Internal | Shoulder | B12 | 200 | 600 | 0 | 40.13 | 36.9 | 3 | 0
2015 | NYISO_A-F_2_NEISO | NYISO_A-F | NEISO | Internal | Shoulder | B13 | 600 | 600 | 0 | 38.08 | 36.9 | 3 | 0
2015 | NYISO_A-F_2_NEISO | NYISO_A-F | NEISO | Internal | Shoulder | B14 | 900 | 600 | 0 | 38.08 | 36.9 | 3 | 0
2015 | NYISO_A-F_2_NEISO | NYISO_A-F | NEISO | Internal | Shoulder | B15 | 1203 | 600 | 0 | 38.08 | 36.9 | 3 | 0
2015 | NYISO_A-F_2_NEISO | NYISO_A-F | NEISO | Internal | Summer | B1 | 10 | 600 | 0 | 60.02 | 57.86 | 3 | 0
2015 | NYISO_A-F_2_NEISO | NYISO_A-F | NEISO | Internal | Summer | B2 | 25 | 600 | 0 | 58.52 | 56.36 | 3 | 0
2015 | NYISO_A-F_2_NEISO | NYISO_A-F | NEISO | Internal | Summer | B3 | 75 | 600 | 0 | 50.79 | 47.98 | 3 | 0
2015 | NYISO_A-F_2_NEISO | NYISO_A-F | NEISO | Internal | Summer | B4 | 100 | 600 | 0 | 49.48 | 45.69 | 3 | 0
2015 | NYISO_A-F_2_NEISO | NYISO_A-F | NEISO | Internal | Summer | B5 | 200 | 600 | 0 | 42.53 | 38.73 | 3 | 0
2015 | NYISO_A-F_2_NEISO | NYISO_A-F | NEISO | Internal | Summer | B6 | 300 | 600 | 0 | 38.8 | 35.01 | 3 | 0
2015 | NYISO_A-F_2_NEISO | NYISO_A-F | NEISO | Internal | Summer | B7 | 400 | 600 | 0 | 36.72 | 34.2 | 3 | 0
2015 | NYISO_A-F_2_NEISO | NYISO_A-F | NEISO | Internal | Summer | B8 | 500 | 600 | 0 | 36.31 | 34.2 | 3 | 0
2015 | NYISO_A-F_2_NEISO | NYISO_A-F | NEISO | Internal | Summer | B9 | 800 | 600 | 0 | 36.31 | 34.2 | 3 | 0
2015 | NYISO_A-F_2_NEISO | NYISO_A-F | NEISO | Internal | Summer | B10 | 1262 | 600 | 0 | 36.31 | 34.2 | 3 | 0
2015 | NYISO_A-F_2_NEISO | NYISO_A-F | NEISO | Internal | Winter | B16 | 25 | 600 | 0 | 47.45 | 45.29 | 3 | 0
2015 | NYISO_A-F_2_NEISO | NYISO_A-F | NEISO | Internal | Winter | B17 | 100 | 600 | 0 | 45.67 | 45.29 | 3 | 0
2015 | NYISO_A-F_2_NEISO | NYISO_A-F | NEISO | Internal | Winter | B18 | 400 | 600 | 0 | 43.46 | 45.29 | 3 | 0
2015 | NYISO_A-F_2_NEISO | NYISO_A-F | NEISO | Internal | Winter | B19 | 700 | 600 | 0 | 43.46 | 45.29 | 3 | 0
2015 | NYISO_A-F_2_NEISO | NYISO_A-F | NEISO | Internal | Winter | B20 | 935 | 600 | 306.56 | 42.29 | 45.29 | 3 | 0
2015 | NYISO_A-F_2_NYISO_G-I | NYISO_A-F | NYISO_G-I | Internal | Shoulder | B11 | 25 | 4250 | 3726.27 | 40.69 | 40.71 | 0.01 | 0
2015 | NYISO_A-F_2_NYISO_G-I | NYISO_A-F | NYISO_G-I | Internal | Shoulder | B12 | 200 | 4250 | 3265.13 | 40.13 | 40.14 | 0.01 | 0
2015 | NYISO_A-F_2_NYISO_G-I | NYISO_A-F | NYISO_G-I | Internal | Shoulder | B13 | 600 | 4250 | 4250 | 38.08 | 38.91 | 0.01 | 0.82
2015 | NYISO_A-F_2_NYISO_G-I | NYISO_A-F | NYISO_G-I | Internal | Shoulder | B14 | 900 | 4250 | 4134.5 | 38.08 | 38.09 | 0.01 | 0
2015 | NYISO_A-F_2_NYISO_G-I | NYISO_A-F | NYISO_G-I | Internal | Shoulder | B15 | 1203 | 4250 | 2124.37 | 38.08 | 38.09 | 0.01 | 0
2015 | NYISO_A-F_2_NYISO_G-I | NYISO_A-F | NYISO_G-I | Internal | Summer | B1 | 10 | 4250 | 5527.62 | 60.02 | 60.86 | 0.01 | 0.83
2015 | NYISO_A-F_2_NYISO_G-I | NYISO_A-F | NYISO_G-I | Internal | Summer | B2 | 25 | 4250 | 4408.92 | 58.52 | 59.36 | 0.01 | 0.83
2015 | NYISO_A-F_2_NYISO_G-I | NYISO_A-F | NYISO_G-I | Internal | Summer | B3 | 75 | 4250 | 4250 | 50.79 | 50.98 | 0.01 | 0.17
2015 | NYISO_A-F_2_NYISO_G-I | NYISO_A-F | NYISO_G-I | Internal | Summer | B4 | 100 | 4250 | 3954.3 | 49.48 | 49.5 | 0.01 | 0
2015 | NYISO_A-F_2_NYISO_G-I | NYISO_A-F | NYISO_G-I | Internal | Summer | B5 | 200 | 4250 | 4126.34 | 42.53 | 42.54 | 0.01 | 0
2015 | NYISO_A-F_2_NYISO_G-I | NYISO_A-F | NYISO_G-I | Internal | Summer | B6 | 300 | 4250 | 3349.73 | 38.8 | 38.82 | 0.01 | 0
2015 | NYISO_A-F_2_NYISO_G-I | NYISO_A-F | NYISO_G-I | Internal | Summer | B7 | 400 | 4250 | 4250 | 36.72 | 37.28 | 0.01 | 0.55
2015 | NYISO_A-F_2_NYISO_G-I | NYISO_A-F | NYISO_G-I | Internal | Summer | B8 | 500 | 4250 | 5535.92 | 36.31 | 37.16 | 0.01 | 0.83
2015 | NYISO_A-F_2_NYISO_G-I | NYISO_A-F | NYISO_G-I | Internal | Summer | B9 | 800 | 4250 | 4491.71 | 36.31 | 37.16 | 0.01 | 0.83
2015 | NYISO_A-F_2_NYISO_G-I | NYISO_A-F | NYISO_G-I | Internal | Summer | B10 | 1262 | 4250 | 2883.8 | 36.31 | 36.33 | 0.01 | 0
2015 | NYISO_A-F_2_NYISO_G-I | NYISO_A-F | NYISO_G-I | Internal | Winter | B16 | 25 | 4250 | 5180.01 | 47.45 | 48.29 | 0.01 | 0.83
2015 | NYISO_A-F_2_NYISO_G-I | NYISO_A-F | NYISO_G-I | Internal | Winter | B17 | 100 | 4250 | 7165.59 | 45.67 | 46.52 | 0.01 | 0.83
2015 | NYISO_A-F_2_NYISO_G-I | NYISO_A-F | NYISO_G-I | Internal | Winter | B18 | 400 | 4250 | 7867.16 | 43.46 | 44.3 | 0.01 | 0.83
2015 | NYISO_A-F_2_NYISO_G-I | NYISO_A-F | NYISO_G-I | Internal | Winter | B19 | 700 | 4250 | 7883.36 | 43.46 | 44.3 | 0.01 | 0.83
2015 | NYISO_A-F_2_NYISO_G-I | NYISO_A-F | NYISO_G-I | Internal | Winter | B20 | 935 | 4250 | 4250 | 42.29 | 42.8 | 0.01 | 0.5
2015 | NYISO_A-F_2_PJM_ROM | NYISO_A-F | PJM_ROM | Internal | Shoulder | B11 | 25 | 1000 | 1000 | 40.69 | 48.73 | 8 | 0.04
2015 | NYISO_A-F_2_PJM_ROM | NYISO_A-F | PJM_ROM | Internal | Shoulder | B12 | 200 | 1000 | 0 | 40.13 | 42.64 | 8 | 0
2015 | NYISO_A-F_2_PJM_ROM | NYISO_A-F | PJM_ROM | Internal | Shoulder | B13 | 600 | 1000 | 0 | 38.08 | 39.97 | 8 | 0
2015 | NYISO_A-F_2_PJM_ROM | NYISO_A-F | PJM_ROM | Internal | Shoulder | B14 | 900 | 1000 | 0 | 38.08 | 38.41 | 8 | 0
2015 | NYISO_A-F_2_PJM_ROM | NYISO_A-F | PJM_ROM | Internal | Shoulder | B15 | 1203 | 1000 | 0 | 38.08 | 36.12 | 8 | 0
2015 | NYISO_A-F_2_PJM_ROM | NYISO_A-F | PJM_ROM | Internal | Summer | B1 | 10 | 1000 | 0 | 60.02 | 62.81 | 8 | 0
2015 | NYISO_A-F_2_PJM_ROM | NYISO_A-F | PJM_ROM | Internal | Summer | B2 | 25 | 1000 | 0 | 58.52 | 61.31 | 8 | 0
2015 | NYISO_A-F_2_PJM_ROM | NYISO_A-F | PJM_ROM | Internal | Summer | B3 | 75 | 1000 | 0 | 50.79 | 58.3 | 8 | 0
2015 | NYISO_A-F_2_PJM_ROM | NYISO_A-F | PJM_ROM | Internal | Summer | B4 | 100 | 1000 | 0 | 49.48 | 56.13 | 8 | 0
2015 | NYISO_A-F_2_PJM_ROM | NYISO_A-F | PJM_ROM | Internal | Summer | B5 | 200 | 1000 | 0 | 42.53 | 48.66 | 8 | 0
2015 | NYISO_A-F_2_PJM_ROM | NYISO_A-F | PJM_ROM | Internal | Summer | B6 | 300 | 1000 | 0 | 38.8 | 45.03 | 8 | 0
2015 | NYISO_A-F_2_PJM_ROM | NYISO_A-F | PJM_ROM | Internal | Summer | B7 | 400 | 1000 | 0 | 36.72 | 38.58 | 8 | 0
2015 | NYISO_A-F_2_PJM_ROM | NYISO_A-F | PJM_ROM | Internal | Summer | B8 | 500 | 1000 | 0 | 36.31 | 37.08 | 8 | 0
2015 | NYISO_A-F_2_PJM_ROM | NYISO_A-F | PJM_ROM | Internal | Summer | B9 | 800 | 1000 | 0 | 36.31 | 35.47 | 8 | 0
2015 | NYISO_A-F_2_PJM_ROM | NYISO_A-F | PJM_ROM | Internal | Summer | B10 | 1262 | 1000 | 0 | 36.31 | 33.71 | 8 | 0
2015 | NYISO_A-F_2_PJM_ROM | NYISO_A-F | PJM_ROM | Internal | Winter | B16 | 25 | 1000 | 0 | 47.45 | 50.07 | 8 | 0
2015 | NYISO_A-F_2_PJM_ROM | NYISO_A-F | PJM_ROM | Internal | Winter | B17 | 100 | 1000 | 0 | 45.67 | 45.21 | 8 | 0
2015 | NYISO_A-F_2_PJM_ROM | NYISO_A-F | PJM_ROM | Internal | Winter | B18 | 400 | 1000 | 0 | 43.46 | 41.7 | 8 | 0
2015 | NYISO_A-F_2_PJM_ROM | NYISO_A-F | PJM_ROM | Internal | Winter | B19 | 700 | 1000 | 0 | 43.46 | 39.03 | 8 | 0
2015 | NYISO_A-F_2_PJM_ROM | NYISO_A-F | PJM_ROM | Internal | Winter | B20 | 935 | 1000 | 0 | 42.29 | 36.28 | 8 | 0
2015 | NYISO_G-I_2_NEISO | NYISO_G-I | NEISO | Internal | Shoulder | B11 | 25 | 600 | 0 | 40.71 | 36.9 | 3 | 0
2015 | NYISO_G-I_2_NEISO | NYISO_G-I | NEISO | Internal | Shoulder | B12 | 200 | 600 | 0 | 40.14 | 36.9 | 3 | 0
2015 | NYISO_G-I_2_NEISO | NYISO_G-I | NEISO | Internal | Shoulder | B13 | 600 | 600 | 0 | 38.91 | 36.9 | 3 | 0
2015 | NYISO_G-I_2_NEISO | NYISO_G-I | NEISO | Internal | Shoulder | B14 | 900 | 600 | 0 | 38.09 | 36.9 | 3 | 0
2015 | NYISO_G-I_2_NEISO | NYISO_G-I | NEISO | Internal | Shoulder | B15 | 1203 | 600 | 0 | 38.09 | 36.9 | 3 | 0
2015 | NYISO_G-I_2_NEISO | NYISO_G-I | NEISO | Internal | Summer | B1 | 10 | 600 | 0 | 60.86 | 57.86 | 3 | 0
2015 | NYISO_G-I_2_NEISO | NYISO_G-I | NEISO | Internal | Summer | B2 | 25 | 600 | 0 | 59.36 | 56.36 | 3 | 0
2015 | NYISO_G-I_2_NEISO | NYISO_G-I | NEISO | Internal | Summer | B3 | 75 | 600 | 0 | 50.98 | 47.98 | 3 | 0
2015 | NYISO_G-I_2_NEISO | NYISO_G-I | NEISO | Internal | Summer | B4 | 100 | 600 | 0 | 49.5 | 45.69 | 3 | 0
2015 | NYISO_G-I_2_NEISO | NYISO_G-I | NEISO | Internal | Summer | B5 | 200 | 600 | 0 | 42.54 | 38.73 | 3 | 0
2015 | NYISO_G-I_2_NEISO | NYISO_G-I | NEISO | Internal | Summer | B6 | 300 | 600 | 0 | 38.82 | 35.01 | 3 | 0
2015 | NYISO_G-I_2_NEISO | NYISO_G-I | NEISO | Internal | Summer | B7 | 400 | 600 | 0 | 37.28 | 34.2 | 3 | 0
2015 | NYISO_G-I_2_NEISO | NYISO_G-I | NEISO | Internal | Summer | B8 | 500 | 600 | 0 | 37.16 | 34.2 | 3 | 0
2015 | NYISO_G-I_2_NEISO | NYISO_G-I | NEISO | Internal | Summer | B9 | 800 | 600 | 0 | 37.16 | 34.2 | 3 | 0
2015 | NYISO_G-I_2_NEISO | NYISO_G-I | NEISO | Internal | Summer | B10 | 1262 | 600 | 0 | 36.33 | 34.2 | 3 | 0
2015 | NYISO_G-I_2_NEISO | NYISO_G-I | NEISO | Internal | Winter | B16 | 25 | 600 | 0 | 48.29 | 45.29 | 3 | 0
2015 | NYISO_G-I_2_NEISO | NYISO_G-I | NEISO | Internal | Winter | B17 | 100 | 600 | 0 | 46.52 | 45.29 | 3 | 0
2015 | NYISO_G-I_2_NEISO | NYISO_G-I | NEISO | Internal | Winter | B18 | 400 | 600 | 0 | 44.3 | 45.29 | 3 | 0
2015 | NYISO_G-I_2_NEISO | NYISO_G-I | NEISO | Internal | Winter | B19 | 700 | 600 | 0 | 44.3 | 45.29 | 3 | 0
2015 | NYISO_G-I_2_NEISO | NYISO_G-I | NEISO | Internal | Winter | B20 | 935 | 600 | 0 | 42.8 | 45.29 | 3 | 0
2015 | NYISO_G-I_2_NYISO_A-F | NYISO_G-I | NYISO_A-F | Internal | Shoulder | B11 | 25 | 1999 | 0 | 40.71 | 40.69 | 0.01 | 0
2015 | NYISO_G-I_2_NYISO_A-F | NYISO_G-I | NYISO_A-F | Internal | Shoulder | B12 | 200 | 1999 | 0 | 40.14 | 40.13 | 0.01 | 0
2015 | NYISO_G-I_2_NYISO_A-F | NYISO_G-I | NYISO_A-F | Internal | Shoulder | B13 | 600 | 1999 | 0 | 38.91 | 38.08 | 0.01 | 0
2015 | NYISO_G-I_2_NYISO_A-F | NYISO_G-I | NYISO_A-F | Internal | Shoulder | B14 | 900 | 1999 | 0 | 38.09 | 38.08 | 0.01 | 0
2015 | NYISO_G-I_2_NYISO_A-F | NYISO_G-I | NYISO_A-F | Internal | Shoulder | B15 | 1203 | 1999 | 0 | 38.09 | 38.08 | 0.01 | 0
2015 | NYISO_G-I_2_NYISO_A-F | NYISO_G-I | NYISO_A-F | Internal | Summer | B1 | 10 | 1999 | 0 | 60.86 | 60.02 | 0.01 | 0
2015 | NYISO_G-I_2_NYISO_A-F | NYISO_G-I | NYISO_A-F | Internal | Summer | B2 | 25 | 1999 | 0 | 59.36 | 58.52 | 0.01 | 0
2015 | NYISO_G-I_2_NYISO_A-F | NYISO_G-I | NYISO_A-F | Internal | Summer | B3 | 75 | 1999 | 0 | 50.98 | 50.79 | 0.01 | 0
2015 | NYISO_G-I_2_NYISO_A-F | NYISO_G-I | NYISO_A-F | Internal | Summer | B4 | 100 | 1999 | 0 | 49.5 | 49.48 | 0.01 | 0
2015 | NYISO_G-I_2_NYISO_A-F | NYISO_G-I | NYISO_A-F | Internal | Summer | B5 | 200 | 1999 | 0 | 42.54 | 42.53 | 0.01 | 0
2015 | NYISO_G-I_2_NYISO_A-F | NYISO_G-I | NYISO_A-F | Internal | Summer | B6 | 300 | 1999 | 0 | 38.82 | 38.8 | 0.01 | 0
2015 | NYISO_G-I_2_NYISO_A-F | NYISO_G-I | NYISO_A-F | Internal | Summer | B7 | 400 | 1999 | 0 | 37.28 | 36.72 | 0.01 | 0
2015 | NYISO_G-I_2_NYISO_A-F | NYISO_G-I | NYISO_A-F | Internal | Summer | B8 | 500 | 1999 | 0 | 37.16 | 36.31 | 0.01 | 0
2015 | NYISO_G-I_2_NYISO_A-F | NYISO_G-I | NYISO_A-F | Internal | Summer | B9 | 800 | 1999 | 0 | 37.16 | 36.31 | 0.01 | 0
2015 | NYISO_G-I_2_NYISO_A-F | NYISO_G-I | NYISO_A-F | Internal | Summer | B10 | 1262 | 1999 | 0 | 36.33 | 36.31 | 0.01 | 0
2015 | NYISO_G-I_2_NYISO_A-F | NYISO_G-I | NYISO_A-F | Internal | Winter | B16 | 25 | 1999 | 0 | 48.29 | 47.45 | 0.01 | 0
2015 | NYISO_G-I_2_NYISO_A-F | NYISO_G-I | NYISO_A-F | Internal | Winter | B17 | 100 | 1999 | 0 | 46.52 | 45.67 | 0.01 | 0
2015 | NYISO_G-I_2_NYISO_A-F | NYISO_G-I | NYISO_A-F | Internal | Winter | B18 | 400 | 1999 | 0 | 44.3 | 43.46 | 0.01 | 0
2015 | NYISO_G-I_2_NYISO_A-F | NYISO_G-I | NYISO_A-F | Internal | Winter | B19 | 700 | 1999 | 0 | 44.3 | 43.46 | 0.01 | 0
2015 | NYISO_G-I_2_NYISO_A-F | NYISO_G-I | NYISO_A-F | Internal | Winter | B20 | 935 | 1999 | 0 | 42.8 | 42.29 | 0.01 | 0
2015 | NYISO_G-I_2_NYISO_J-K | NYISO_G-I | NYISO_J-K | Internal | Shoulder | B11 | 25 | 6130 | 1920.2 | 40.71 | 40.72 | 0.01 | 0
2015 | NYISO_G-I_2_NYISO_J-K | NYISO_G-I | NYISO_J-K | Internal | Shoulder | B12 | 200 | 6130 | 4727.89 | 40.14 | 40.16 | 0.01 | 0
2015 | NYISO_G-I_2_NYISO_J-K | NYISO_G-I | NYISO_J-K | Internal | Shoulder | B13 | 600 | 6130 | 4887.95 | 38.91 | 38.92 | 0.01 | 0
2015 | NYISO_G-I_2_NYISO_J-K | NYISO_G-I | NYISO_J-K | Internal | Shoulder | B14 | 900 | 6130 | 4196.2 | 38.09 | 38.1 | 0.01 | 0
2015 | NYISO_G-I_2_NYISO_J-K | NYISO_G-I | NYISO_J-K | Internal | Shoulder | B15 | 1203 | 6130 | 2599.47 | 38.09 | 38.1 | 0.01 | 0
2015 | NYISO_G-I_2_NYISO_J-K | NYISO_G-I | NYISO_J-K | Internal | Summer | B1 | 10 | 6130 | 4488.22 | 60.86 | 60.87 | 0.01 | 0
2015 | NYISO_G-I_2_NYISO_J-K | NYISO_G-I | NYISO_J-K | Internal | Summer | B2 | 25 | 6130 | 4042.81 | 59.36 | 59.37 | 0.01 | 0
2015 | NYISO_G-I_2_NYISO_J-K | NYISO_G-I | NYISO_J-K | Internal | Summer | B3 | 75 | 6130 | 4225.36 | 50.98 | 50.99 | 0.01 | 0
2015 | NYISO_G-I_2_NYISO_J-K | NYISO_G-I | NYISO_J-K | Internal | Summer | B4 | 100 | 6130 | 4286.87 | 49.5 | 49.51 | 0.01 | 0
2015 | NYISO_G-I_2_NYISO_J-K | NYISO_G-I | NYISO_J-K | Internal | Summer | B5 | 200 | 6130 | 4592.15 | 42.54 | 42.55 | 0.01 | 0
2015 | NYISO_G-I_2_NYISO_J-K | NYISO_G-I | NYISO_J-K | Internal | Summer | B6 | 300 | 6130 | 3989.11 | 38.82 | 38.83 | 0.01 | 0
2015 | NYISO_G-I_2_NYISO_J-K | NYISO_G-I | NYISO_J-K | Internal | Summer | B7 | 400 | 6130 | 5080.98 | 37.28 | 37.29 | 0.01 | 0
2015 | NYISO_G-I_2_NYISO_J-K | NYISO_G-I | NYISO_J-K | Internal | Summer | B8 | 500 | 6130 | 5919.27 | 37.16 | 37.17 | 0.01 | 0
2015 | NYISO_G-I_2_NYISO_J-K | NYISO_G-I | NYISO_J-K | Internal | Summer | B9 | 800 | 6130 | 5076.51 | 37.16 | 37.17 | 0.01 | 0
2015 | NYISO_G-I_2_NYISO_J-K | NYISO_G-I | NYISO_J-K | Internal | Summer | B10 | 1262 | 6130 | 3370.99 | 36.33 | 36.34 | 0.01 | 0
2015 | NYISO_G-I_2_NYISO_J-K | NYISO_G-I | NYISO_J-K | Internal | Winter | B16 | 25 | 6130 | 6028.25 | 48.29 | 48.3 | 0.01 | 0
2015 | NYISO_G-I_2_NYISO_J-K | NYISO_G-I | NYISO_J-K | Internal | Winter | B17 | 100 | 6130 | 7563.35 | 46.52 | 46.54 | 0.01 | 0.01
2015 | NYISO_G-I_2_NYISO_J-K | NYISO_G-I | NYISO_J-K | Internal | Winter | B18 | 400 | 6130 | 7580.81 | 44.3 | 44.32 | 0.01 | 0.01
2015 | NYISO_G-I_2_NYISO_J-K | NYISO_G-I | NYISO_J-K | Internal | Winter | B19 | 700 | 6130 | 7766.93 | 44.3 | 44.32 | 0.01 | 0.01
2015 | NYISO_G-I_2_NYISO_J-K | NYISO_G-I | NYISO_J-K | Internal | Winter | B20 | 935 | 6130 | 5028.41 | 42.8 | 42.81 | 0.01 | 0
2015 | NYISO_G-I_2_PJM_E | NYISO_G-I | PJM_E | Internal | Shoulder | B11 | 25 | 1500 | 3201.56 | 40.71 | 48.72 | 8 | 0.01
2015 | NYISO_G-I_2_PJM_E | NYISO_G-I | PJM_E | Internal | Shoulder | B12 | 200 | 1500 | 0 | 40.14 | 42.66 | 8 | 0
2015 | NYISO_G-I_2_PJM_E | NYISO_G-I | PJM_E | Internal | Shoulder | B13 | 600 | 1500 | 0 | 38.91 | 39.98 | 8 | 0
2015 | NYISO_G-I_2_PJM_E | NYISO_G-I | PJM_E | Internal | Shoulder | B14 | 900 | 1500 | 0 | 38.09 | 38.43 | 8 | 0
2015 | NYISO_G-I_2_PJM_E | NYISO_G-I | PJM_E | Internal | Shoulder | B15 | 1203 | 1500 | 0 | 38.09 | 36.13 | 8 | 0
2015 | NYISO_G-I_2_PJM_E | NYISO_G-I | PJM_E | Internal | Summer | B1 | 10 | 1500 | 0 | 60.86 | 62.82 | 8 | 0
2015 | NYISO_G-I_2_PJM_E | NYISO_G-I | PJM_E | Internal | Summer | B2 | 25 | 1500 | 0 | 59.36 | 61.33 | 8 | 0
2015 | NYISO_G-I_2_PJM_E | NYISO_G-I | PJM_E | Internal | Summer | B3 | 75 | 1500 | 0 | 50.98 | 58.31 | 8 | 0
2015 | NYISO_G-I_2_PJM_E | NYISO_G-I | PJM_E | Internal | Summer | B4 | 100 | 1500 | 0 | 49.5 | 56.14 | 8 | 0
2015 | NYISO_G-I_2_PJM_E | NYISO_G-I | PJM_E | Internal | Summer | B5 | 200 | 1500 | 0 | 42.54 | 48.67 | 8 | 0
2015 | NYISO_G-I_2_PJM_E | NYISO_G-I | PJM_E | Internal | Summer | B6 | 300 | 1500 | 0 | 38.82 | 45.04 | 8 | 0
2015 | NYISO_G-I_2_PJM_E | NYISO_G-I | PJM_E | Internal | Summer | B7 | 400 | 1500 | 0 | 37.28 | 38.59 | 8 | 0
2015 | NYISO_G-I_2_PJM_E | NYISO_G-I | PJM_E | Internal | Summer | B8 | 500 | 1500 | 0 | 37.16 | 37.09 | 8 | 0
2015 | NYISO_G-I_2_PJM_E | NYISO_G-I | PJM_E | Internal | Summer | B9 | 800 | 1500 | 0 | 37.16 | 35.48 | 8 | 0
2015 | NYISO_G-I_2_PJM_E | NYISO_G-I | PJM_E | Internal | Summer | B10 | 1262 | 1500 | 0 | 36.33 | 33.72 | 8 | 0
2015 | NYISO_G-I_2_PJM_E | NYISO_G-I | PJM_E | Internal | Winter | B16 | 25 | 1500 | 0 | 48.29 | 50.08 | 8 | 0
2015 | NYISO_G-I_2_PJM_E | NYISO_G-I | PJM_E | Internal | Winter | B17 | 100 | 1500 | 0 | 46.52 | 45.22 | 8 | 0
2015 | NYISO_G-I_2_PJM_E | NYISO_G-I | PJM_E | Internal | Winter | B18 | 400 | 1500 | 0 | 44.3 | 41.71 | 8 | 0
2015 | NYISO_G-I_2_PJM_E | NYISO_G-I | PJM_E | Internal | Winter | B19 | 700 | 1500 | 0 | 44.3 | 39.05 | 8 | 0
2015 | NYISO_G-I_2_PJM_E | NYISO_G-I | PJM_E | Internal | Winter | B20 | 935 | 1500 | 0 | 42.8 | 36.29 | 8 | 0
2015 | NYISO_J-K_2_NYISO_G-I | NYISO_J-K | NYISO_G-I | Internal | Shoulder | B11 | 25 | 1999 | 0 | 40.72 | 40.71 | 0.01 | 0
2015 | NYISO_J-K_2_NYISO_G-I | NYISO_J-K | NYISO_G-I | Internal | Shoulder | B12 | 200 | 1999 | 0 | 40.16 | 40.14 | 0.01 | 0
2015 | NYISO_J-K_2_NYISO_G-I | NYISO_J-K | NYISO_G-I | Internal | Shoulder | B13 | 600 | 1999 | 0 | 38.92 | 38.91 | 0.01 | 0
2015 | NYISO_J-K_2_NYISO_G-I | NYISO_J-K | NYISO_G-I | Internal | Shoulder | B14 | 900 | 1999 | 0 | 38.1 | 38.09 | 0.01 | 0
2015 | NYISO_J-K_2_NYISO_G-I | NYISO_J-K | NYISO_G-I | Internal | Shoulder | B15 | 1203 | 1999 | 0 | 38.1 | 38.09 | 0.01 | 0
2015 | NYISO_J-K_2_NYISO_G-I | NYISO_J-K | NYISO_G-I | Internal | Summer | B1 | 10 | 1999 | 0 | 60.87 | 60.86 | 0.01 | 0
2015 | NYISO_J-K_2_NYISO_G-I | NYISO_J-K | NYISO_G-I | Internal | Summer | B2 | 25 | 1999 | 0 | 59.37 | 59.36 | 0.01 | 0
2015 | NYISO_J-K_2_NYISO_G-I | NYISO_J-K | NYISO_G-I | Internal | Summer | B3 | 75 | 1999 | 0 | 50.99 | 50.98 | 0.01 | 0
2015 | NYISO_J-K_2_NYISO_G-I | NYISO_J-K | NYISO_G-I | Internal | Summer | B4 | 100 | 1999 | 0 | 49.51 | 49.5 | 0.01 | 0
2015 | NYISO_J-K_2_NYISO_G-I | NYISO_J-K | NYISO_G-I | Internal | Summer | B5 | 200 | 1999 | 0 | 42.55 | 42.54 | 0.01 | 0
2015 | NYISO_J-K_2_NYISO_G-I | NYISO_J-K | NYISO_G-I | Internal | Summer | B6 | 300 | 1999 | 0 | 38.83 | 38.82 | 0.01 | 0
2015 | NYISO_J-K_2_NYISO_G-I | NYISO_J-K | NYISO_G-I | Internal | Summer | B7 | 400 | 1999 | 0 | 37.29 | 37.28 | 0.01 | 0
2015 | NYISO_J-K_2_NYISO_G-I | NYISO_J-K | NYISO_G-I | Internal | Summer | B8 | 500 | 1999 | 0 | 37.17 | 37.16 | 0.01 | 0
2015 | NYISO_J-K_2_NYISO_G-I | NYISO_J-K | NYISO_G-I | Internal | Summer | B9 | 800 | 1999 | 0 | 37.17 | 37.16 | 0.01 | 0
2015 | NYISO_J-K_2_NYISO_G-I | NYISO_J-K | NYISO_G-I | Internal | Summer | B10 | 1262 | 1999 | 0 | 36.34 | 36.33 | 0.01 | 0
2015 | NYISO_J-K_2_NYISO_G-I | NYISO_J-K | NYISO_G-I | Internal | Winter | B16 | 25 | 1999 | 0 | 48.3 | 48.29 | 0.01 | 0
2015 | NYISO_J-K_2_NYISO_G-I | NYISO_J-K | NYISO_G-I | Internal | Winter | B17 | 100 | 1999 | 0 | 46.54 | 46.52 | 0.01 | 0
2015 | NYISO_J-K_2_NYISO_G-I | NYISO_J-K | NYISO_G-I | Internal | Winter | B18 | 400 | 1999 | 0 | 44.32 | 44.3 | 0.01 | 0
2015 | NYISO_J-K_2_NYISO_G-I | NYISO_J-K | NYISO_G-I | Internal | Winter | B19 | 700 | 1999 | 0 | 44.32 | 44.3 | 0.01 | 0
2015 | NYISO_J-K_2_NYISO_G-I | NYISO_J-K | NYISO_G-I | Internal | Winter | B20 | 935 | 1999 | 0 | 42.81 | 42.8 | 0.01 | 0
2015 | NYISO_J-K_2_PJM_E_OL | NYISO_J-K | PJM_E | Internal | Shoulder | B11 | 25 | 99999 | 0 | 40.72 | 48.72 | 8.03 | 0
2015 | NYISO_J-K_2_PJM_E_OL | NYISO_J-K | PJM_E | Internal | Shoulder | B12 | 200 | 99999 | 0 | 40.16 | 42.66 | 8.03 | 0
2015 | NYISO_J-K_2_PJM_E_OL | NYISO_J-K | PJM_E | Internal | Shoulder | B13 | 600 | 99999 | 0 | 38.92 | 39.98 | 8.03 | 0
2015 | NYISO_J-K_2_PJM_E_OL | NYISO_J-K | PJM_E | Internal | Shoulder | B14 | 900 | 99999 | 0 | 38.1 | 38.43 | 8.03 | 0
2015 | NYISO_J-K_2_PJM_E_OL | NYISO_J-K | PJM_E | Internal | Shoulder | B15 | 1203 | 99999 | 0 | 38.1 | 36.13 | 8.03 | 0
2015 | NYISO_J-K_2_PJM_E_OL | NYISO_J-K | PJM_E | Internal | Summer | B1 | 10 | 99999 | 0 | 60.87 | 62.82 | 8.03 | 0
2015 | NYISO_J-K_2_PJM_E_OL | NYISO_J-K | PJM_E | Internal | Summer | B2 | 25 | 99999 | 0 | 59.37 | 61.33 | 8.03 | 0
2015 | NYISO_J-K_2_PJM_E_OL | NYISO_J-K | PJM_E | Internal | Summer | B3 | 75 | 99999 | 0 | 50.99 | 58.31 | 8.03 | 0
2015 | NYISO_J-K_2_PJM_E_OL | NYISO_J-K | PJM_E | Internal | Summer | B4 | 100 | 99999 | 0 | 49.51 | 56.14 | 8.03 | 0
2015 | NYISO_J-K_2_PJM_E_OL | NYISO_J-K | PJM_E | Internal | Summer | B5 | 200 | 99999 | 0 | 42.55 | 48.67 | 8.03 | 0
2015 | NYISO_J-K_2_PJM_E_OL | NYISO_J-K | PJM_E | Internal | Summer | B6 | 300 | 99999 | 0 | 38.83 | 45.04 | 8.03 | 0
2015 | NYISO_J-K_2_PJM_E_OL | NYISO_J-K | PJM_E | Internal | Summer | B7 | 400 | 99999 | 0 | 37.29 | 38.59 | 8.03 | 0
2015 | NYISO_J-K_2_PJM_E_OL | NYISO_J-K | PJM_E | Internal | Summer | B8 | 500 | 99999 | 0 | 37.17 | 37.09 | 8.03 | 0
2015 | NYISO_J-K_2_PJM_E_OL | NYISO_J-K | PJM_E | Internal | Summer | B9 | 800 | 99999 | 0 | 37.17 | 35.48 | 8.03 | 0
2015 | NYISO_J-K_2_PJM_E_OL | NYISO_J-K | PJM_E | Internal | Summer | B10 | 1262 | 99999 | 0 | 36.34 | 33.72 | 8.03 | 0
2015 | NYISO_J-K_2_PJM_E_OL | NYISO_J-K | PJM_E | Internal | Winter | B16 | 25 | 99999 | 0 | 48.3 | 50.08 | 8.03 | 0
2015 | NYISO_J-K_2_PJM_E_OL | NYISO_J-K | PJM_E | Internal | Winter | B17 | 100 | 99999 | 0 | 46.54 | 45.22 | 8.03 | 0
2015 | NYISO_J-K_2_PJM_E_OL | NYISO_J-K | PJM_E | Internal | Winter | B18 | 400 | 99999 | 0 | 44.32 | 41.71 | 8.03 | 0
2015 | NYISO_J-K_2_PJM_E_OL | NYISO_J-K | PJM_E | Internal | Winter | B19 | 700 | 99999 | 0 | 44.32 | 39.05 | 8.03 | 0
2015 | NYISO_J-K_2_PJM_E_OL | NYISO_J-K | PJM_E | Internal | Winter | B20 | 935 | 99999 | 0 | 42.81 | 36.29 | 8.03 | 0
2015 | PJM_E_2_NYISO_G-I | PJM_E | NYISO_G-I | Internal | Shoulder | B11 | 25 | 500 | 0 | 48.72 | 40.71 | 6 | 0
2015 | PJM_E_2_NYISO_G-I | PJM_E | NYISO_G-I | Internal | Shoulder | B12 | 200 | 500 | 0 | 42.66 | 40.14 | 6 | 0
2015 | PJM_E_2_NYISO_G-I | PJM_E | NYISO_G-I | Internal | Shoulder | B13 | 600 | 500 | 0 | 39.98 | 38.91 | 6 | 0
2015 | PJM_E_2_NYISO_G-I | PJM_E | NYISO_G-I | Internal | Shoulder | B14 | 900 | 500 | 0 | 38.43 | 38.09 | 6 | 0
2015 | PJM_E_2_NYISO_G-I | PJM_E | NYISO_G-I | Internal | Shoulder | B15 | 1203 | 500 | 0 | 36.13 | 38.09 | 6 | 0
2015 | PJM_E_2_NYISO_G-I | PJM_E | NYISO_G-I | Internal | Summer | B1 | 10 | 500 | 0 | 62.82 | 60.86 | 6 | 0
2015 | PJM_E_2_NYISO_G-I | PJM_E | NYISO_G-I | Internal | Summer | B2 | 25 | 500 | 0 | 61.33 | 59.36 | 6 | 0
2015 | PJM_E_2_NYISO_G-I | PJM_E | NYISO_G-I | Internal | Summer | B3 | 75 | 500 | 0 | 58.31 | 50.98 | 6 | 0
2015 | PJM_E_2_NYISO_G-I | PJM_E | NYISO_G-I | Internal | Summer | B4 | 100 | 500 | 0 | 56.14 | 49.5 | 6 | 0
2015 | PJM_E_2_NYISO_G-I | PJM_E | NYISO_G-I | Internal | Summer | B5 | 200 | 500 | 0 | 48.67 | 42.54 | 6 | 0
2015 | PJM_E_2_NYISO_G-I | PJM_E | NYISO_G-I | Internal | Summer | B6 | 300 | 500 | 0 | 45.04 | 38.82 | 6 | 0
2015 | PJM_E_2_NYISO_G-I | PJM_E | NYISO_G-I | Internal | Summer | B7 | 400 | 500 | 0 | 38.59 | 37.28 | 6 | 0
2015 | PJM_E_2_NYISO_G-I | PJM_E | NYISO_G-I | Internal | Summer | B8 | 500 | 500 | 0 | 37.09 | 37.16 | 6 | 0
2015 | PJM_E_2_NYISO_G-I | PJM_E | NYISO_G-I | Internal | Summer | B9 | 800 | 500 | 0 | 35.48 | 37.16 | 6 | 0
2015 | PJM_E_2_NYISO_G-I | PJM_E | NYISO_G-I | Internal | Summer | B10 | 1262 | 500 | 0 | 33.72 | 36.33 | 6 | 0
2015 | PJM_E_2_NYISO_G-I | PJM_E | NYISO_G-I | Internal | Winter | B16 | 25 | 500 | 0 | 50.08 | 48.29 | 6 | 0
2015 | PJM_E_2_NYISO_G-I | PJM_E | NYISO_G-I | Internal | Winter | B17 | 100 | 500 | 0 | 45.22 | 46.52 | 6 | 0
2015 | PJM_E_2_NYISO_G-I | PJM_E | NYISO_G-I | Internal | Winter | B18 | 400 | 500 | 0 | 41.71 | 44.3 | 6 | 0
2015 | PJM_E_2_NYISO_G-I | PJM_E | NYISO_G-I | Internal | Winter | B19 | 700 | 500 | 0 | 39.05 | 44.3 | 6 | 0
2015 | PJM_E_2_NYISO_G-I | PJM_E | NYISO_G-I | Internal | Winter | B20 | 935 | 500 | 500 | 36.29 | 42.8 | 6 | 0.51
2015 | PJM_E_2_NYISO_J-K | PJM_E | NYISO_J-K | Internal | Shoulder | B11 | 25 | 330 | 0 | 48.72 | 40.72 | 6 | 0
2015 | PJM_E_2_NYISO_J-K | PJM_E | NYISO_J-K | Internal | Shoulder | B12 | 200 | 330 | 0 | 42.66 | 40.16 | 6 | 0
2015 | PJM_E_2_NYISO_J-K | PJM_E | NYISO_J-K | Internal | Shoulder | B13 | 600 | 330 | 0 | 39.98 | 38.92 | 6 | 0
2015 | PJM_E_2_NYISO_J-K | PJM_E | NYISO_J-K | Internal | Shoulder | B14 | 900 | 330 | 0 | 38.43 | 38.1 | 6 | 0
2015 | PJM_E_2_NYISO_J-K | PJM_E | NYISO_J-K | Internal | Shoulder | B15 | 1203 | 330 | 0 | 36.13 | 38.1 | 6 | 0
2015 | PJM_E_2_NYISO_J-K | PJM_E | NYISO_J-K | Internal | Summer | B1 | 10 | 330 | 0 | 62.82 | 60.87 | 6 | 0
2015 | PJM_E_2_NYISO_J-K | PJM_E | NYISO_J-K | Internal | Summer | B2 | 25 | 330 | 0 | 61.33 | 59.37 | 6 | 0
2015 | PJM_E_2_NYISO_J-K | PJM_E | NYISO_J-K | Internal | Summer | B3 | 75 | 330 | 0 | 58.31 | 50.99 | 6 | 0
2015 | PJM_E_2_NYISO_J-K | PJM_E | NYISO_J-K | Internal | Summer | B4 | 100 | 330 | 0 | 56.14 | 49.51 | 6 | 0
2015 | PJM_E_2_NYISO_J-K | PJM_E | NYISO_J-K | Internal | Summer | B5 | 200 | 330 | 0 | 48.67 | 42.55 | 6 | 0
2015 | PJM_E_2_NYISO_J-K | PJM_E | NYISO_J-K | Internal | Summer | B6 | 300 | 330 | 0 | 45.04 | 38.83 | 6 | 0
2015 | PJM_E_2_NYISO_J-K | PJM_E | NYISO_J-K | Internal | Summer | B7 | 400 | 330 | 0 | 38.59 | 37.29 | 6 | 0
2015 | PJM_E_2_NYISO_J-K | PJM_E | NYISO_J-K | Internal | Summer | B8 | 500 | 330 | 0 | 37.09 | 37.17 | 6 | 0
2015 | PJM_E_2_NYISO_J-K | PJM_E | NYISO_J-K | Internal | Summer | B9 | 800 | 330 | 0 | 35.48 | 37.17 | 6 | 0
2015 | PJM_E_2_NYISO_J-K | PJM_E | NYISO_J-K | Internal | Summer | B10 | 1262 | 330 | 0 | 33.72 | 36.34 | 6 | 0
2015 | PJM_E_2_NYISO_J-K | PJM_E | NYISO_J-K | Internal | Winter | B16 | 25 | 330 | 0 | 50.08 | 48.3 | 6 | 0
2015 | PJM_E_2_NYISO_J-K | PJM_E | NYISO_J-K | Internal | Winter | B17 | 100 | 330 | 0 | 45.22 | 46.54 | 6 | 0
2015 | PJM_E_2_NYISO_J-K | PJM_E | NYISO_J-K | Internal | Winter | B18 | 400 | 330 | 0 | 41.71 | 44.32 | 6 | 0
2015 | PJM_E_2_NYISO_J-K | PJM_E | NYISO_J-K | Internal | Winter | B19 | 700 | 330 | 0 | 39.05 | 44.32 | 6 | 0
2015 | PJM_E_2_NYISO_J-K | PJM_E | NYISO_J-K | Internal | Winter | B20 | 935 | 330 | 1189.1 | 36.29 | 42.81 | 6 | 0.52
2015 | PJM_E_2_PJM_ROM | PJM_E | PJM_ROM | Internal | Shoulder | B11 | 25 | 8000 | 4964.95 | 48.72 | 48.73 | 0.01 | 0
2015 | PJM_E_2_PJM_ROM | PJM_E | PJM_ROM | Internal | Shoulder | B12 | 200 | 8000 | 0 | 42.66 | 42.64 | 0.01 | 0
2015 | PJM_E_2_PJM_ROM | PJM_E | PJM_ROM | Internal | Shoulder | B13 | 600 | 8000 | 0 | 39.98 | 39.97 | 0.01 | 0
2015 | PJM_E_2_PJM_ROM | PJM_E | PJM_ROM | Internal | Shoulder | B14 | 900 | 8000 | 0 | 38.43 | 38.41 | 0.01 | 0
2015 | PJM_E_2_PJM_ROM | PJM_E | PJM_ROM | Internal | Shoulder | B15 | 1203 | 8000 | 0 | 36.13 | 36.12 | 0.01 | 0
2015 | PJM_E_2_PJM_ROM | PJM_E | PJM_ROM | Internal | Summer | B1 | 10 | 8000 | 0 | 62.82 | 62.81 | 0.01 | 0
2015 | PJM_E_2_PJM_ROM | PJM_E | PJM_ROM | Internal | Summer | B2 | 25 | 8000 | 0 | 61.33 | 61.31 | 0.01 | 0
2015 | PJM_E_2_PJM_ROM | PJM_E | PJM_ROM | Internal | Summer | B3 | 75 | 8000 | 0 | 58.31 | 58.3 | 0.01 | 0
2015 | PJM_E_2_PJM_ROM | PJM_E | PJM_ROM | Internal | Summer | B4 | 100 | 8000 | 0 | 56.14 | 56.13 | 0.01 | 0
2015 | PJM_E_2_PJM_ROM | PJM_E | PJM_ROM | Internal | Summer | B5 | 200 | 8000 | 0 | 48.67 | 48.66 | 0.01 | 0
2015 | PJM_E_2_PJM_ROM | PJM_E | PJM_ROM | Internal | Summer | B6 | 300 | 8000 | 0 | 45.04 | 45.03 | 0.01 | 0
2015 | PJM_E_2_PJM_ROM | PJM_E | PJM_ROM | Internal | Summer | B7 | 400 | 8000 | 0 | 38.59 | 38.58 | 0.01 | 0
2015 | PJM_E_2_PJM_ROM | PJM_E | PJM_ROM | Internal | Summer | B8 | 500 | 8000 | 0 | 37.09 | 37.08 | 0.01 | 0
2015 | PJM_E_2_PJM_ROM | PJM_E | PJM_ROM | Internal | Summer | B9 | 800 | 8000 | 0 | 35.48 | 35.47 | 0.01 | 0
2015 | PJM_E_2_PJM_ROM | PJM_E | PJM_ROM | Internal | Summer | B10 | 1262 | 8000 | 0 | 33.72 | 33.71 | 0.01 | 0
2015 | PJM_E_2_PJM_ROM | PJM_E | PJM_ROM | Internal | Winter | B16 | 25 | 8000 | 0 | 50.08 | 50.07 | 0.01 | 0
2015 | PJM_E_2_PJM_ROM | PJM_E | PJM_ROM | Internal | Winter | B17 | 100 | 8000 | 0 | 45.22 | 45.21 | 0.01 | 0
2015 | PJM_E_2_PJM_ROM | PJM_E | PJM_ROM | Internal | Winter | B18 | 400 | 8000 | 0 | 41.71 | 41.7 | 0.01 | 0
2015 | PJM_E_2_PJM_ROM | PJM_E | PJM_ROM | Internal | Winter | B19 | 700 | 8000 | 0 | 39.05 | 39.03 | 0.01 | 0
2015 | PJM_E_2_PJM_ROM | PJM_E | PJM_ROM | Internal | Winter | B20 | 935 | 8000 | 0 | 36.29 | 36.28 | 0.01 | 0
2015 | PJM_ROR_2_MISO_IN | PJM_ROR | MISO_IN | Internal | Shoulder | B11 | 25 | 909 | 0 | 48.74 | 47.33 | 2 | 0
2015 | PJM_ROR_2_MISO_IN | PJM_ROR | MISO_IN | Internal | Shoulder | B12 | 200 | 909 | 0 | 42.63 | 40.64 | 2 | 0
2015 | PJM_ROR_2_MISO_IN | PJM_ROR | MISO_IN | Internal | Shoulder | B13 | 600 | 909 | 0 | 39.96 | 37.98 | 2 | 0
2015 | PJM_ROR_2_MISO_IN | PJM_ROR | MISO_IN | Internal | Shoulder | B14 | 900 | 909 | 0 | 38.4 | 36.41 | 2 | 0
2015 | PJM_ROR_2_MISO_IN | PJM_ROR | MISO_IN | Internal | Shoulder | B15 | 1203 | 909 | 0 | 35.6 | 34.3 | 2 | 0
2015 | PJM_ROR_2_MISO_IN | PJM_ROR | MISO_IN | Internal | Summer | B1 | 10 | 909 | 0 | 62.8 | 60.8 | 2 | 0
2015 | PJM_ROR_2_MISO_IN | PJM_ROR | MISO_IN | Internal | Summer | B2 | 25 | 909 | 0 | 61.3 | 59.31 | 2 | 0
2015 | PJM_ROR_2_MISO_IN | PJM_ROR | MISO_IN | Internal | Summer | B3 | 75 | 909 | 0 | 58.29 | 56.48 | 2 | 0
2015 | PJM_ROR_2_MISO_IN | PJM_ROR | MISO_IN | Internal | Summer | B4 | 100 | 909 | 0 | 56.12 | 54.13 | 2 | 0
2015 | PJM_ROR_2_MISO_IN | PJM_ROR | MISO_IN | Internal | Summer | B5 | 200 | 909 | 0 | 48.65 | 46.65 | 2 | 0
2015 | PJM_ROR_2_MISO_IN | PJM_ROR | MISO_IN | Internal | Summer | B6 | 300 | 909 | 0 | 45.02 | 43.02 | 2 | 0
2015 | PJM_ROR_2_MISO_IN | PJM_ROR | MISO_IN | Internal | Summer | B7 | 400 | 909 | 0 | 38.57 | 36.56 | 2 | 0
2015 | PJM_ROR_2_MISO_IN | PJM_ROR | MISO_IN | Internal | Summer | B8 | 500 | 909 | 0 | 36.56 | 34.57 | 2 | 0
2015 | PJM_ROR_2_MISO_IN | PJM_ROR | MISO_IN | Internal | Summer | B9 | 800 | 909 | 0 | 35.46 | 33.47 | 2 | 0
2015 | PJM_ROR_2_MISO_IN | PJM_ROR | MISO_IN | Internal | Summer | B10 | 1262 | 909 | 0 | 33.19 | 32.19 | 2 | 0
2015 | PJM_ROR_2_MISO_IN | PJM_ROR | MISO_IN | Internal | Winter | B16 | 25 | 909 | 0 | 50.06 | 48.07 | 2 | 0
2015 | PJM_ROR_2_MISO_IN | PJM_ROR | MISO_IN | Internal | Winter | B17 | 100 | 909 | 0 | 44.69 | 42.7 | 2 | 0
2015 | PJM_ROR_2_MISO_IN | PJM_ROR | MISO_IN | Internal | Winter | B18 | 400 | 909 | 0 | 41.19 | 39.19 | 2 | 0
2015 | PJM_ROR_2_MISO_IN | PJM_ROR | MISO_IN | Internal | Winter | B19 | 700 | 909 | 0 | 38.52 | 36.53 | 2 | 0
2015 | PJM_ROR_2_MISO_IN | PJM_ROR | MISO_IN | Internal | Winter | B20 | 935 | 909 | 0 | 35.76 | 33.77 | 2 | 0
2015 | PJM_ROR_2_MISO_MI | PJM_ROR | MISO_MI | Internal | Shoulder | B11 | 25 | 1305 | 0 | 48.74 | 47.21 | 2 | 0
2015 | PJM_ROR_2_MISO_MI | PJM_ROR | MISO_MI | Internal | Shoulder | B12 | 200 | 1305 | 0 | 42.63 | 40.66 | 2 | 0
2015 | PJM_ROR_2_MISO_MI | PJM_ROR | MISO_MI | Internal | Shoulder | B13 | 600 | 1305 | 0 | 39.96 | 37.99 | 2 | 0
2015 | PJM_ROR_2_MISO_MI | PJM_ROR | MISO_MI | Internal | Shoulder | B14 | 900 | 1305 | 0 | 38.4 | 36.43 | 2 | 0
2015 | PJM_ROR_2_MISO_MI | PJM_ROR | MISO_MI | Internal | Shoulder | B15 | 1203 | 1305 | 0 | 35.6 | 34.31 | 2 | 0
2015 | PJM_ROR_2_MISO_MI | PJM_ROR | MISO_MI | Internal | Summer | B1 | 10 | 1305 | 0 | 62.8 | 60.62 | 2 | 0
2015 | PJM_ROR_2_MISO_MI | PJM_ROR | MISO_MI | Internal | Summer | B2 | 25 | 1305 | 0 | 61.3 | 59.2 | 2 | 0
2015 | PJM_ROR_2_MISO_MI | PJM_ROR | MISO_MI | Internal | Summer | B3 | 75 | 1305 | 0 | 58.29 | 56.29 | 2 | 0
2015 | PJM_ROR_2_MISO_MI | PJM_ROR | MISO_MI | Internal | Summer | B4 | 100 | 1305 | 0 | 56.12 | 54.01 | 2 | 0
2015 | PJM_ROR_2_MISO_MI | PJM_ROR | MISO_MI | Internal | Summer | B5 | 200 | 1305 | 0 | 48.65 | 46.54 | 2 | 0
2015 | PJM_ROR_2_MISO_MI | PJM_ROR | MISO_MI | Internal | Summer | B6 | 300 | 1305 | 0 | 45.02 | 43.01 | 2 | 0
2015 | PJM_ROR_2_MISO_MI | PJM_ROR | MISO_MI | Internal | Summer | B7 | 400 | 1305 | 0 | 38.57 | 36.57 | 2 | 0
2015 | PJM_ROR_2_MISO_MI | PJM_ROR | MISO_MI | Internal | Summer | B8 | 500 | 1305 | 0 | 36.56 | 34.58 | 2 | 0
2015 | PJM_ROR_2_MISO_MI | PJM_ROR | MISO_MI | Internal | Summer | B9 | 800 | 1305 | 0 | 35.46 | 33.48 | 2 | 0
2015 | PJM_ROR_2_MISO_MI | PJM_ROR | MISO_MI | Internal | Summer | B10 | 1262 | 1305 | 0 | 33.19 | 32.2 | 2 | 0
2015 | PJM_ROR_2_MISO_MI | PJM_ROR | MISO_MI | Internal | Winter | B16 | 25 | 1305 | 0 | 50.06 | 48.06 | 2 | 0
2015 | PJM_ROR_2_MISO_MI | PJM_ROR | MISO_MI | Internal | Winter | B17 | 100 | 1305 | 0 | 44.69 | 42.71 | 2 | 0
2015 | PJM_ROR_2_MISO_MI | PJM_ROR | MISO_MI | Internal | Winter | B18 | 400 | 1305 | 0 | 41.19 | 39.21 | 2 | 0
2015 | PJM_ROR_2_MISO_MI | PJM_ROR | MISO_MI | Internal | Winter | B19 | 700 | 1305 | 0 | 38.52 | 36.54 | 2 | 0
2015 | PJM_ROR_2_MISO_MI | PJM_ROR | MISO_MI | Internal | Winter | B20 | 935 | 1305 | 0 | 35.76 | 33.78 | 2 | 0
2015 | PJM_ROR_2_MISO_MO-IL | PJM_ROR | MISO_MO-IL | Internal | Shoulder | B11 | 25 | 1111 | 0 | 48.74 | 47.32 | 2 | 0
2015 | PJM_ROR_2_MISO_MO-IL | PJM_ROR | MISO_MO-IL | Internal | Shoulder | B12 | 200 | 1111 | 0 | 42.63 | 40.63 | 2 | 0
2015 | PJM_ROR_2_MISO_MO-IL | PJM_ROR | MISO_MO-IL | Internal | Shoulder | B13 | 600 | 1111 | 0 | 39.96 | 37.96 | 2 | 0
2015 | PJM_ROR_2_MISO_MO-IL | PJM_ROR | MISO_MO-IL | Internal | Shoulder | B14 | 900 | 1111 | 0 | 38.4 | 36.4 | 2 | 0
2015 | PJM_ROR_2_MISO_MO-IL | PJM_ROR | MISO_MO-IL | Internal | Shoulder | B15 | 1203 | 1111 | 0 | 35.6 | 34.29 | 2 | 0
2015 | PJM_ROR_2_MISO_MO-IL | PJM_ROR | MISO_MO-IL | Internal | Summer | B1 | 10 | 1111 | 0 | 62.8 | 60.8 | 2 | 0
2015 | PJM_ROR_2_MISO_MO-IL | PJM_ROR | MISO_MO-IL | Internal | Summer | B2 | 25 | 1111 | 0 | 61.3 | 59.3 | 2 | 0
2015 | PJM_ROR_2_MISO_MO-IL | PJM_ROR | MISO_MO-IL | Internal | Summer | B3 | 75 | 1111 | 0 | 58.29 | 56.47 | 2 | 0
2015 | PJM_ROR_2_MISO_MO-IL | PJM_ROR | MISO_MO-IL | Internal | Summer | B4 | 100 | 1111 | 0 | 56.12 | 54.12 | 2 | 0
2015 | PJM_ROR_2_MISO_MO-IL | PJM_ROR | MISO_MO-IL | Internal | Summer | B5 | 200 | 1111 | 0 | 48.65 | 46.65 | 2 | 0
2015 | PJM_ROR_2_MISO_MO-IL | PJM_ROR | MISO_MO-IL | Internal | Summer | B6 | 300 | 1111 | 0 | 45.02 | 43.02 | 2 | 0
2015 | PJM_ROR_2_MISO_MO-IL | PJM_ROR | MISO_MO-IL | Internal | Summer | B7 | 400 | 1111 | 0 | 38.57 | 36.57 | 2 | 0
2015 | PJM_ROR_2_MISO_MO-IL | PJM_ROR | MISO_MO-IL | Internal | Summer | B8 | 500 | 1111 | 0 | 36.56 | 34.56 | 2 | 0
2015 | PJM_ROR_2_MISO_MO-IL | PJM_ROR | MISO_MO-IL | Internal | Summer | B9 | 800 | 1111 | 0 | 35.46 | 33.46 | 2 | 0
2015 | PJM_ROR_2_MISO_MO-IL | PJM_ROR | MISO_MO-IL | Internal | Summer | B10 | 1262 | 1111 | 0 | 33.19 | 32.02 | 2 | 0
2015 | PJM_ROR_2_MISO_MO-IL | PJM_ROR | MISO_MO-IL | Internal | Winter | B16 | 25 | 1111 | 0 | 50.06 | 48.06 | 2 | 0
2015 | PJM_ROR_2_MISO_MO-IL | PJM_ROR | MISO_MO-IL | Internal | Winter | B17 | 100 | 1111 | 0 | 44.69 | 42.69 | 2 | 0
2015 | PJM_ROR_2_MISO_MO-IL | PJM_ROR | MISO_MO-IL | Internal | Winter | B18 | 400 | 1111 | 0 | 41.19 | 39.18 | 2 | 0
2015 | PJM_ROR_2_MISO_MO-IL | PJM_ROR | MISO_MO-IL | Internal | Winter | B19 | 700 | 1111 | 0 | 38.52 | 36.51 | 2 | 0
2015 | PJM_ROR_2_MISO_MO-IL | PJM_ROR | MISO_MO-IL | Internal | Winter | B20 | 935 | 1111 | 0 | 35.76 | 33.76 | 2 | 0
2015 | PJM_ROR_2_MISO_W | PJM_ROR | MISO_W | Internal | Shoulder | B11 | 25 | 709 | 0 | 48.74 | 47.31 | 2 | 0
2015 | PJM_ROR_2_MISO_W | PJM_ROR | MISO_W | Internal | Shoulder | B12 | 200 | 709 | 0 | 42.63 | 40.63 | 2 | 0
2015 | PJM_ROR_2_MISO_W | PJM_ROR | MISO_W | Internal | Shoulder | B13 | 600 | 709 | 0 | 39.96 | 37.96 | 2 | 0
2015 | PJM_ROR_2_MISO_W | PJM_ROR | MISO_W | Internal | Shoulder | B14 | 900 | 709 | 0 | 38.4 | 36.4 | 2 | 0
2015 | PJM_ROR_2_MISO_W | PJM_ROR | MISO_W | Internal | Shoulder | B15 | 1203 | 709 | 0 | 35.6 | 34.36 | 2 | 0
2015 | PJM_ROR_2_MISO_W | PJM_ROR | MISO_W | Internal | Summer | B1 | 10 | 709 | 0 | 62.8 | 60.8 | 2 | 0
2015 | PJM_ROR_2_MISO_W | PJM_ROR | MISO_W | Internal | Summer | B2 | 25 | 709 | 0 | 61.3 | 59.3 | 2 | 0
2015 | PJM_ROR_2_MISO_W | PJM_ROR | MISO_W | Internal | Summer | B3 | 75 | 709 | 0 | 58.29 | 56.46 | 2 | 0
2015 | PJM_ROR_2_MISO_W | PJM_ROR | MISO_W | Internal | Summer | B4 | 100 | 709 | 0 | 56.12 | 54.12 | 2 | 0
2015 | PJM_ROR_2_MISO_W | PJM_ROR | MISO_W | Internal | Summer | B5 | 200 | 709 | 0 | 48.65 | 46.64 | 2 | 0
2015 | PJM_ROR_2_MISO_W | PJM_ROR | MISO_W | Internal | Summer | B6 | 300 | 709 | 0 | 45.02 | 43.03 | 2 | 0
2015 | PJM_ROR_2_MISO_W | PJM_ROR | MISO_W | Internal | Summer | B7 | 400 | 709 | 0 | 38.57 | 36.57 | 2 | 0
2015 | PJM_ROR_2_MISO_W | PJM_ROR | MISO_W | Internal | Summer | B8 | 500 | 709 | 0 | 36.56 | 34.56 | 2 | 0
2015 | PJM_ROR_2_MISO_W | PJM_ROR | MISO_W | Internal | Summer | B9 | 800 | 709 | 0 | 35.46 | 33.45 | 2 | 0
2015 | PJM_ROR_2_MISO_W | PJM_ROR | MISO_W | Internal | Summer | B10 | 1262 | 709 | 0 | 33.19 | 32.1 | 2 | 0
2015 | PJM_ROR_2_MISO_W | PJM_ROR | MISO_W | Internal | Winter | B16 | 25 | 709 | 0 | 50.06 | 48.05 | 2 | 0
2015 | PJM_ROR_2_MISO_W | PJM_ROR | MISO_W | Internal | Winter | B17 | 100 | 709 | 0 | 44.69 | 42.69 | 2 | 0
2015 | PJM_ROR_2_MISO_W | PJM_ROR | MISO_W | Internal | Winter | B18 | 400 | 709 | 0 | 41.19 | 39.18 | 2 | 0
2015 | PJM_ROR_2_MISO_W | PJM_ROR | MISO_W | Internal | Winter | B19 | 700 | 709 | 0 | 38.52 | 36.53 | 2 | 0
2015 | PJM_ROR_2_MISO_W | PJM_ROR | MISO_W | Internal | Winter | B20 | 935 | 709 | 0 | 35.76 | 33.82 | 2 | 0
2015 | PJM_ROR_2_MISO_WUMS | PJM_ROR | MISO_WUMS | Internal | Shoulder | B11 | 25 | 1467 | 0 | 48.74 | 47.32 | 2 | 0
2015 | PJM_ROR_2_MISO_WUMS | PJM_ROR | MISO_WUMS | Internal | Shoulder | B12 | 200 | 1467 | 0 | 42.63 | 40.64 | 2 | 0
2015 | PJM_ROR_2_MISO_WUMS | PJM_ROR | MISO_WUMS | Internal | Shoulder | B13 | 600 | 1467 | 0 | 39.96 | 37.97 | 2 | 0
2015 | PJM_ROR_2_MISO_WUMS | PJM_ROR | MISO_WUMS | Internal | Shoulder | B14 | 900 | 1467 | 0 | 38.4 | 36.41 | 2 | 0
2015 | PJM_ROR_2_MISO_WUMS | PJM_ROR | MISO_WUMS | Internal | Shoulder | B15 | 1203 | 1467 | 0 | 35.6 | 34.35 | 2 | 0
2015 | PJM_ROR_2_MISO_WUMS | PJM_ROR | MISO_WUMS | Internal | Summer | B1 | 10 | 1467 | 0 | 62.8 | 60.8 | 2 | 0
2015 | PJM_ROR_2_MISO_WUMS | PJM_ROR | MISO_WUMS | Internal | Summer | B2 | 25 | 1467 | 0 | 61.3 | 59.3 | 2 | 0
2015 | PJM_ROR_2_MISO_WUMS | PJM_ROR | MISO_WUMS | Internal | Summer | B3 | 75 | 1467 | 0 | 58.29 | 56.47 | 2 | 0
2015 | PJM_ROR_2_MISO_WUMS | PJM_ROR | MISO_WUMS | Internal | Summer | B4 | 100 | 1467 | 0 | 56.12 | 54.13 | 2 | 0
2015 | PJM_ROR_2_MISO_WUMS | PJM_ROR | MISO_WUMS | Internal | Summer | B5 | 200 | 1467 | 0 | 48.65 | 46.65 | 2 | 0
2015 | PJM_ROR_2_MISO_WUMS | PJM_ROR | MISO_WUMS | Internal | Summer | B6 | 300 | 1467 | 0 | 45.02 | 43.02 | 2 | 0
2015 | PJM_ROR_2_MISO_WUMS | PJM_ROR | MISO_WUMS | Internal | Summer | B7 | 400 | 1467 | 0 | 38.57 | 36.58 | 2 | 0
2015 | PJM_ROR_2_MISO_WUMS | PJM_ROR | MISO_WUMS | Internal | Summer | B8 | 500 | 1467 | 0 | 36.56 | 34.57 | 2 | 0
2015 | PJM_ROR_2_MISO_WUMS | PJM_ROR | MISO_WUMS | Internal | Summer | B9 | 800 | 1467 | 0 | 35.46 | 33.47 | 2 | 0
2015 | PJM_ROR_2_MISO_WUMS | PJM_ROR | MISO_WUMS | Internal | Summer | B10 | 1262 | 1467 | 0 | 33.19 | 32.38 | 2 | 0
2015 | PJM_ROR_2_MISO_WUMS | PJM_ROR | MISO_WUMS | Internal | Winter | B16 | 25 | 1467 | 0 | 50.06 | 48.06 | 2 | 0
2015 | PJM_ROR_2_MISO_WUMS | PJM_ROR | MISO_WUMS | Internal | Winter | B17 | 100 | 1467 | 0 | 44.69 | 42.7 | 2 | 0
2015 | PJM_ROR_2_MISO_WUMS | PJM_ROR | MISO_WUMS | Internal | Winter | B18 | 400 | 1467 | 0 | 41.19 | 39.19 | 2 | 0
2015 | PJM_ROR_2_MISO_WUMS | PJM_ROR | MISO_WUMS | Internal | Winter | B19 | 700 | 1467 | 0 | 38.52 | 36.54 | 2 | 0
2015 | PJM_ROR_2_MISO_WUMS | PJM_ROR | MISO_WUMS | Internal | Winter | B20 | 935 | 1467 | 0 | 35.76 | 33.83 | 2 | 0
2015 | PJM_ROR_2_PJM_ROM | PJM_ROR | PJM_ROM | Internal | Shoulder | B11 | 25 | 8000 | 0 | 48.74 | 48.73 | 0.01 | 0
2015 | PJM_ROR_2_PJM_ROM | PJM_ROR | PJM_ROM | Internal | Shoulder | B12 | 200 | 8000 | 3553.83 | 42.63 | 42.64 | 0.01 | 0
2015 | PJM_ROR_2_PJM_ROM | PJM_ROR | PJM_ROM | Internal | Shoulder | B13 | 600 | 8000 | 3968.15 | 39.96 | 39.97 | 0.01 | 0
2015 | PJM_ROR_2_PJM_ROM | PJM_ROR | PJM_ROM | Internal | Shoulder | B14 | 900 | 8000 | 7884.41 | 38.4 | 38.41 | 0.01 | 0
2015 | PJM_ROR_2_PJM_ROM | PJM_ROR | PJM_ROM | Internal | Shoulder | B15 | 1203 | 8000 | 9862.88 | 35.6 | 36.12 | 0.01 | 0.51
2015 | PJM_ROR_2_PJM_ROM | PJM_ROR | PJM_ROM | Internal | Summer | B1 | 10 | 8000 | 4924.4 | 62.8 | 62.81 | 0.01 | 0
2015 | PJM_ROR_2_PJM_ROM | PJM_ROR | PJM_ROM | Internal | Summer | B2 | 25 | 8000 | 5796.28 | 61.3 | 61.31 | 0.01 | 0
2015 | PJM_ROR_2_PJM_ROM | PJM_ROR | PJM_ROM | Internal | Summer | B3 | 75 | 8000 | 1211.75 | 58.29 | 58.3 | 0.01 | 0
2015 | PJM_ROR_2_PJM_ROM | PJM_ROR | PJM_ROM | Internal | Summer | B4 | 100 | 8000 | 444.94 | 56.12 | 56.13 | 0.01 | 0
2015 | PJM_ROR_2_PJM_ROM | PJM_ROR | PJM_ROM | Internal | Summer | B5 | 200 | 8000 | 2561.99 | 48.65 | 48.66 | 0.01 | 0
2015 | PJM_ROR_2_PJM_ROM | PJM_ROR | PJM_ROM | Internal | Summer | B6 | 300 | 8000 | 2523.03 | 45.02 | 45.03 | 0.01 | 0
2015 | PJM_ROR_2_PJM_ROM | PJM_ROR | PJM_ROM | Internal | Summer | B7 | 400 | 8000 | 4273.56 | 38.57 | 38.58 | 0.01 | 0
2015 | PJM_ROR_2_PJM_ROM | PJM_ROR | PJM_ROM | Internal | Summer | B8 | 500 | 8000 | 8662.59 | 36.56 | 37.08 | 0.01 | 0.51
2015 | PJM_ROR_2_PJM_ROM | PJM_ROR | PJM_ROM | Internal | Summer | B9 | 800 | 8000 | 7533.61 | 35.46 | 35.47 | 0.01 | 0
2015 | PJM_ROR_2_PJM_ROM | PJM_ROR | PJM_ROM | Internal | Summer | B10 | 1262 | 8000 | 8143.24 | 33.19 | 33.71 | 0.01 | 0.51
2015 | PJM_ROR_2_PJM_ROM | PJM_ROR | PJM_ROM | Internal | Winter | B16 | 25 | 8000 | 4969.72 | 50.06 | 50.07 | 0.01 | 0
2015 | PJM_ROR_2_PJM_ROM | PJM_ROR | PJM_ROM | Internal | Winter | B17 | 100 | 8000 | 8129.82 | 44.69 | 45.21 | 0.01 | 0.51
2015 | PJM_ROR_2_PJM_ROM | PJM_ROR | PJM_ROM | Internal | Winter | B18 | 400 | 8000 | 10926.03 | 41.19 | 41.7 | 0.01 | 0.51
2015 | PJM_ROR_2_PJM_ROM | PJM_ROR | PJM_ROM | Internal | Winter | B19 | 700 | 8000 | 10606.2 | 38.52 | 39.03 | 0.01 | 0.51
2015 | PJM_ROR_2_PJM_ROM | PJM_ROR | PJM_ROM | Internal | Winter | B20 | 935 | 8000 | 12828.3 | 35.76 | 36.28 | 0.01 | 0.51
2015 | PJM_ROR_2_TVA_Transmission | PJM_ROR | TVA_Transmission | Internal | Shoulder | B11 | 25 | 2500 | 717.16 | 48.74 | 54.74 | 6 | 0
2015 | PJM_ROR_2_TVA_Transmission | PJM_ROR | TVA_Transmission | Internal | Shoulder | B12 | 200 | 2500 | 0 | 42.63 | 44.32 | 6 | 0
2015 | PJM_ROR_2_TVA_Transmission | PJM_ROR | TVA_Transmission | Internal | Shoulder | B13 | 600 | 2500 | 0 | 39.96 | 42.58 | 6 | 0
2015 | PJM_ROR_2_TVA_Transmission | PJM_ROR | TVA_Transmission | Internal | Shoulder | B14 | 900 | 2500 | 0 | 38.4 | 41.36 | 6 | 0
2015 | PJM_ROR_2_TVA_Transmission | PJM_ROR | TVA_Transmission | Internal | Shoulder | B15 | 1203 | 2500 | 0 | 35.6 | 39.96 | 6 | 0
2015 | PJM_ROR_2_TVA_Transmission | PJM_ROR | TVA_Transmission | Internal | Summer | B1 | 10 | 2500 | 1370.15 | 62.8 | 68.8 | 6 | 0
2015 | PJM_ROR_2_TVA_Transmission | PJM_ROR | TVA_Transmission | Internal | Summer | B2 | 25 | 2500 | 413.98 | 61.3 | 67.3 | 6 | 0
2015 | PJM_ROR_2_TVA_Transmission | PJM_ROR | TVA_Transmission | Internal | Summer | B3 | 75 | 2500 | 1202.23 | 58.29 | 64.29 | 6 | 0
2015 | PJM_ROR_2_TVA_Transmission | PJM_ROR | TVA_Transmission | Internal | Summer | B4 | 100 | 2500 | 594.27 | 56.12 | 62.12 | 6 | 0
2015 | PJM_ROR_2_TVA_Transmission | PJM_ROR | TVA_Transmission | Internal | Summer | B5 | 200 | 2500 | 0 | 48.65 | 53.71 | 6 | 0
2015 | PJM_ROR_2_TVA_Transmission | PJM_ROR | TVA_Transmission | Internal | Summer | B6 | 300 | 2500 | 0 | 45.02 | 48.21 | 6 | 0
2015 | PJM_ROR_2_TVA_Transmission | PJM_ROR | TVA_Transmission | Internal | Summer | B7 | 400 | 2500 | 0 | 38.57 | 42.09 | 6 | 0
2015 | PJM_ROR_2_TVA_Transmission | PJM_ROR | TVA_Transmission | Internal | Summer | B8 | 500 | 2500 | 0 | 36.56 | 39.64 | 6 | 0
2015 | PJM_ROR_2_TVA_Transmission | PJM_ROR | TVA_Transmission | Internal | Summer | B9 | 800 | 2500 | 0 | 35.46 | 39.06 | 6 | 0
2015 | PJM_ROR_2_TVA_Transmission | PJM_ROR | TVA_Transmission | Internal | Summer | B10 | 1262 | 2500 | 0 | 33.19 | 36.82 | 6 | 0
2015 | PJM_ROR_2_TVA_Transmission | PJM_ROR | TVA_Transmission | Internal | Winter | B16 | 25 | 2500 | 28.07 | 50.06 | 56.06 | 6 | 0
2015 | PJM_ROR_2_TVA_Transmission | PJM_ROR | TVA_Transmission | Internal | Winter | B17 | 100 | 2500 | 0 | 44.69 | 46.52 | 6 | 0
2015 | PJM_ROR_2_TVA_Transmission | PJM_ROR | TVA_Transmission | Internal | Winter | B18 | 400 | 2500 | 0 | 41.19 | 43.46 | 6 | 0
2015 | PJM_ROR_2_TVA_Transmission | PJM_ROR | TVA_Transmission | Internal | Winter | B19 | 700 | 2500 | 0 | 38.52 | 41.24 | 6 | 0
2015 | PJM_ROR_2_TVA_Transmission | PJM_ROR | TVA_Transmission | Internal | Winter | B20 | 935 | 2500 | 0 | 35.76 | 40.18 | 6 | 0
2015 | PJM_ROR_2_VACAR | PJM_ROR | VACAR | Internal | Shoulder | B11 | 25 | 3000 | 4714.99 | 48.74 | 55.11 | 6 | 0.37
2015 | PJM_ROR_2_VACAR | PJM_ROR | VACAR | Internal | Shoulder | B12 | 200 | 3000 | 61.56 | 42.63 | 48.63 | 6 | 0
2015 | PJM_ROR_2_VACAR | PJM_ROR | VACAR | Internal | Shoulder | B13 | 600 | 3000 | 0 | 39.96 | 45.86 | 6 | 0
2015 | PJM_ROR_2_VACAR | PJM_ROR | VACAR | Internal | Shoulder | B14 | 900 | 3000 | 860.97 | 38.4 | 44.4 | 6 | 0
2015 | PJM_ROR_2_VACAR | PJM_ROR | VACAR | Internal | Shoulder | B15 | 1203 | 3000 | 1889.96 | 35.6 | 41.6 | 6 | 0
2015 | PJM_ROR_2_VACAR | PJM_ROR | VACAR | Internal | Summer | B1 | 10 | 3000 | 6305.07 | 62.8 | 69.17 | 6 | 0.37
2015 | PJM_ROR_2_VACAR | PJM_ROR | VACAR | Internal | Summer | B2 | 25 | 3000 | 5771.16 | 61.3 | 67.67 | 6 | 0.37
2015 | PJM_ROR_2_VACAR | PJM_ROR | VACAR | Internal | Summer | B3 | 75 | 3000 | 4123.31 | 58.29 | 64.66 | 6 | 0.37
2015 | PJM_ROR_2_VACAR | PJM_ROR | VACAR | Internal | Summer | B4 | 100 | 3000 | 2109.01 | 56.12 | 62.12 | 6 | 0
2015 | PJM_ROR_2_VACAR | PJM_ROR | VACAR | Internal | Summer | B5 | 200 | 3000 | 4402.72 | 48.65 | 55.02 | 6 | 0.37
2015 | PJM_ROR_2_VACAR | PJM_ROR | VACAR | Internal | Summer | B6 | 300 | 3000 | 1074.55 | 45.02 | 51.02 | 6 | 0
2015 | PJM_ROR_2_VACAR | PJM_ROR | VACAR | Internal | Summer | B7 | 400 | 3000 | 2311.55 | 38.57 | 44.57 | 6 | 0
2015 | PJM_ROR_2_VACAR | PJM_ROR | VACAR | Internal | Summer | B8 | 500 | 3000 | 1439.7 | 36.56 | 42.56 | 6 | 0
2015 | PJM_ROR_2_VACAR | PJM_ROR | VACAR | Internal | Summer | B9 | 800 | 3000 | 1852.4 | 35.46 | 41.46 | 6 | 0
2015 | PJM_ROR_2_VACAR | PJM_ROR | VACAR | Internal | Summer | B10 | 1262 | 3000 | 3000 | 33.19 | 39.53 | 6 | 0.34
2015 | PJM_ROR_2_VACAR | PJM_ROR | VACAR | Internal | Winter | B16 | 25 | 3000 | 4924.49 | 50.06 | 56.43 | 6 | 0.37
2015 | PJM_ROR_2_VACAR | PJM_ROR | VACAR | Internal | Winter | B17 | 100 | 3000 | 353.3 | 44.69 | 50.69 | 6 | 0
2015 | PJM_ROR_2_VACAR | PJM_ROR | VACAR | Internal | Winter | B18 | 400 | 3000 | 0 | 41.19 | 46.75 | 6 | 0
2015 | PJM_ROR_2_VACAR | PJM_ROR | VACAR | Internal | Winter | B19 | 700 | 3000 | 257.86 | 38.52 | 44.52 | 6 | 0
2015 | PJM_ROR_2_VACAR | PJM_ROR | VACAR | Internal | Winter | B20 | 935 | 3000 | 3704.75 | 35.76 | 42.13 | 6 | 0.37
2015 | PJM_ROM_2_NYISO_A-F | PJM_ROM | NYISO_A-F | Internal | Shoulder | B11 | 25 | 2000 | 0 | 48.73 | 40.69 | 6 | 0
2015 | PJM_ROM_2_NYISO_A-F | PJM_ROM | NYISO_A-F | Internal | Shoulder | B12 | 200 | 2000 | 0 | 42.64 | 40.13 | 6 | 0
2015 | PJM_ROM_2_NYISO_A-F | PJM_ROM | NYISO_A-F | Internal | Shoulder | B13 | 600 | 2000 | 0 | 39.97 | 38.08 | 6 | 0
2015 | PJM_ROM_2_NYISO_A-F | PJM_ROM | NYISO_A-F | Internal | Shoulder | B14 | 900 | 2000 | 0 | 38.41 | 38.08 | 6 | 0
2015 | PJM_ROM_2_NYISO_A-F | PJM_ROM | NYISO_A-F | Internal | Shoulder | B15 | 1203 | 2000 | 0 | 36.12 | 38.08 | 6 | 0
2015 | PJM_ROM_2_NYISO_A-F | PJM_ROM | NYISO_A-F | Internal | Summer | B1 | 10 | 2000 | 0 | 62.81 | 60.02 | 6 | 0
2015 | PJM_ROM_2_NYISO_A-F | PJM_ROM | NYISO_A-F | Internal | Summer | B2 | 25 | 2000 | 0 | 61.31 | 58.52 | 6 | 0
2015 | PJM_ROM_2_NYISO_A-F | PJM_ROM | NYISO_A-F | Internal | Summer | B3 | 75 | 2000 | 0 | 58.3 | 50.79 | 6 | 0
2015 | PJM_ROM_2_NYISO_A-F | PJM_ROM | NYISO_A-F | Internal | Summer | B4 | 100 | 2000 | 0 | 56.13 | 49.48 | 6 | 0
2015 | PJM_ROM_2_NYISO_A-F | PJM_ROM | NYISO_A-F | Internal | Summer | B5 | 200 | 2000 | 0 | 48.66 | 42.53 | 6 | 0
2015 | PJM_ROM_2_NYISO_A-F | PJM_ROM | NYISO_A-F | Internal | Summer | B6 | 300 | 2000 | 0 | 45.03 | 38.8 | 6 | 0
2015 | PJM_ROM_2_NYISO_A-F | PJM_ROM | NYISO_A-F | Internal | Summer | B7 | 400 | 2000 | 0 | 38.58 | 36.72 | 6 | 0
2015 | PJM_ROM_2_NYISO_A-F | PJM_ROM | NYISO_A-F | Internal | Summer | B8 | 500 | 2000 | 0 | 37.08 | 36.31 | 6 | 0
2015 | PJM_ROM_2_NYISO_A-F | PJM_ROM | NYISO_A-F | Internal | Summer | B9 | 800 | 2000 | 0 | 35.47 | 36.31 | 6 | 0
2015 | PJM_ROM_2_NYISO_A-F | PJM_ROM | NYISO_A-F | Internal | Summer | B10 | 1262 | 2000 | 0 | 33.71 | 36.31 | 6 | 0
2015 | PJM_ROM_2_NYISO_A-F | PJM_ROM | NYISO_A-F | Internal | Winter | B16 | 25 | 2000 | 0 | 50.07 | 47.45 | 6 | 0
2015 | PJM_ROM_2_NYISO_A-F | PJM_ROM | NYISO_A-F | Internal | Winter | B17 | 100 | 2000 | 0 | 45.21 | 45.67 | 6 | 0
2015 | PJM_ROM_2_NYISO_A-F | PJM_ROM | NYISO_A-F | Internal | Winter | B18 | 400 | 2000 | 0 | 41.7 | 43.46 | 6 | 0
2015 | PJM_ROM_2_NYISO_A-F | PJM_ROM | NYISO_A-F | Internal | Winter | B19 | 700 | 2000 | 0 | 39.03 | 43.46 | 6 | 0
2015 | PJM_ROM_2_NYISO_A-F | PJM_ROM | NYISO_A-F | Internal | Winter | B20 | 935 | 2000 | 2948.19 | 36.28 | 42.29 | 6 | 0.01
2015 | PJM_ROM_2_PJM_E | PJM_ROM | PJM_E | Internal | Shoulder | B11 | 25 | 8000 | 0 | 48.73 | 48.72 | 0.01 | 0
2015 | PJM_ROM_2_PJM_E | PJM_ROM | PJM_E | Internal | Shoulder | B12 | 200 | 8000 | 189.79 | 42.64 | 42.66 | 0.01 | 0
2015 | PJM_ROM_2_PJM_E | PJM_ROM | PJM_E | Internal | Shoulder | B13 | 600 | 8000 | 1486.46 | 39.97 | 39.98 | 0.01 | 0
2015 | PJM_ROM_2_PJM_E | PJM_ROM | PJM_E | Internal | Shoulder | B14 | 900 | 8000 | 3178.43 | 38.41 | 38.43 | 0.01 | 0
2015 | PJM_ROM_2_PJM_E | PJM_ROM | PJM_E | Internal | Shoulder | B15 | 1203 | 8000 | 4422.13 | 36.12 | 36.13 | 0.01 | 0
2015 | PJM_ROM_2_PJM_E | PJM_ROM | PJM_E | Internal | Summer | B1 | 10 | 8000 | 3273.71 | 62.81 | 62.82 | 0.01 | 0
2015 | PJM_ROM_2_PJM_E | PJM_ROM | PJM_E | Internal | Summer | B2 | 25 | 8000 | 4633.3 | 61.31 | 61.33 | 0.01 | 0
2015 | PJM_ROM_2_PJM_E | PJM_ROM | PJM_E | Internal | Summer | B3 | 75 | 8000 | 1638.2 | 58.3 | 58.31 | 0.01 | 0
2015 | PJM_ROM_2_PJM_E | PJM_ROM | PJM_E | Internal | Summer | B4 | 100 | 8000 | 2059.26 | 56.13 | 56.14 | 0.01 | 0
2015 | PJM_ROM_2_PJM_E | PJM_ROM | PJM_E | Internal | Summer | B5 | 200 | 8000 | 1504.63 | 48.66 | 48.67 | 0.01 | 0
2015 | PJM_ROM_2_PJM_E | PJM_ROM | PJM_E | Internal | Summer | B6 | 300 | 8000 | 1012.04 | 45.03 | 45.04 | 0.01 | 0
2015 | PJM_ROM_2_PJM_E | PJM_ROM | PJM_E | Internal | Summer | B7 | 400 | 8000 | 2330.71 | 38.58 | 38.59 | 0.01 | 0
2015 | PJM_ROM_2_PJM_E | PJM_ROM | PJM_E | Internal | Summer | B8 | 500 | 8000 | 4153.38 | 37.08 | 37.09 | 0.01 | 0
2015 | PJM_ROM_2_PJM_E | PJM_ROM | PJM_E | Internal | Summer | B9 | 800 | 8000 | 2620.93 | 35.47 | 35.48 | 0.01 | 0
2015 | PJM_ROM_2_PJM_E | PJM_ROM | PJM_E | Internal | Summer | B10 | 1262 | 8000 | 3863.31 | 33.71 | 33.72 | 0.01 | 0
2015 | PJM_ROM_2_PJM_E | PJM_ROM | PJM_E | Internal | Winter | B16 | 25 | 8000 | 1296.4 | 50.07 | 50.08 | 0.01 | 0
2015 | PJM_ROM_2_PJM_E | PJM_ROM | PJM_E | Internal | Winter | B17 | 100 | 8000 | 4667.95 | 45.21 | 45.22 | 0.01 | 0
2015 | PJM_ROM_2_PJM_E | PJM_ROM | PJM_E | Internal | Winter | B18 | 400 | 8000 | 6967.9 | 41.7 | 41.71 | 0.01 | 0
2015 | PJM_ROM_2_PJM_E | PJM_ROM | PJM_E | Internal | Winter | B19 | 700 | 8000 | 6091.97 | 39.03 | 39.05 | 0.01 | 0
2015 | PJM_ROM_2_PJM_E | PJM_ROM | PJM_E | Internal | Winter | B20 | 935 | 8000 | 5316.35 | 36.28 | 36.29 | 0.01 | 0
2015 | PJM_ROM_2_PJM_ROR | PJM_ROM | PJM_ROR | Internal | Shoulder | B11 | 25 | 8000 | 3639.71 | 48.73 | 48.74 | 0.01 | 0
2015 | PJM_ROM_2_PJM_ROR | PJM_ROM | PJM_ROR | Internal | Shoulder | B12 | 200 | 8000 | 0 | 42.64 | 42.63 | 0.01 | 0
2015 | PJM_ROM_2_PJM_ROR | PJM_ROM | PJM_ROR | Internal | Shoulder | B13 | 600 | 8000 | 0 | 39.97 | 39.96 | 0.01 | 0
2015 | PJM_ROM_2_PJM_ROR | PJM_ROM | PJM_ROR | Internal | Shoulder | B14 | 900 | 8000 | 0 | 38.41 | 38.4 | 0.01 | 0
2015 | PJM_ROM_2_PJM_ROR | PJM_ROM | PJM_ROR | Internal | Shoulder | B15 | 1203 | 8000 | 0 | 36.12 | 35.6 | 0.01 | 0
2015 | PJM_ROM_2_PJM_ROR | PJM_ROM | PJM_ROR | Internal | Summer | B1 | 10 | 8000 | 0 | 62.81 | 62.8 | 0.01 | 0
2015 | PJM_ROM_2_PJM_ROR | PJM_ROM | PJM_ROR | Internal | Summer | B2 | 25 | 8000 | 0 | 61.31 | 61.3 | 0.01 | 0
2015 | PJM_ROM_2_PJM_ROR | PJM_ROM | PJM_ROR | Internal | Summer | B3 | 75 | 8000 | 0 | 58.3 | 58.29 | 0.01 | 0
2015 | PJM_ROM_2_PJM_ROR | PJM_ROM | PJM_ROR | Internal | Summer | B4 | 100 | 8000 | 0 | 56.13 | 56.12 | 0.01 | 0
2015 | PJM_ROM_2_PJM_ROR | PJM_ROM | PJM_ROR | Internal | Summer | B5 | 200 | 8000 | 0 | 48.66 | 48.65 | 0.01 | 0
2015 | PJM_ROM_2_PJM_ROR | PJM_ROM | PJM_ROR | Internal | Summer | B6 | 300 | 8000 | 0 | 45.03 | 45.02 | 0.01 | 0
2015 | PJM_ROM_2_PJM_ROR | PJM_ROM | PJM_ROR | Internal | Summer | B7 | 400 | 8000 | 0 | 38.58 | 38.57 | 0.01 | 0
2015 | PJM_ROM_2_PJM_ROR | PJM_ROM | PJM_ROR | Internal | Summer | B8 | 500 | 8000 | 0 | 37.08 | 36.56 | 0.01 | 0
2015 | PJM_ROM_2_PJM_ROR | PJM_ROM | PJM_ROR | Internal | Summer | B9 | 800 | 8000 | 0 | 35.47 | 35.46 | 0.01 | 0
2015 | PJM_ROM_2_PJM_ROR | PJM_ROM | PJM_ROR | Internal | Summer | B10 | 1262 | 8000 | 0 | 33.71 | 33.19 | 0.01 | 0
2015 | PJM_ROM_2_PJM_ROR | PJM_ROM | PJM_ROR | Internal | Winter | B16 | 25 | 8000 | 0 | 50.07 | 50.06 | 0.01 | 0
2015 | PJM_ROM_2_PJM_ROR | PJM_ROM | PJM_ROR | Internal | Winter | B17 | 100 | 8000 | 0 | 45.21 | 44.69 | 0.01 | 0
2015 | PJM_ROM_2_PJM_ROR | PJM_ROM | PJM_ROR | Internal | Winter | B18 | 400 | 8000 | 0 | 41.7 | 41.19 | 0.01 | 0
2015 | PJM_ROM_2_PJM_ROR | PJM_ROM | PJM_ROR | Internal | Winter | B19 | 700 | 8000 | 0 | 39.03 | 38.52 | 0.01 | 0
2015 | PJM_ROM_2_PJM_ROR | PJM_ROM | PJM_ROR | Internal | Winter | B20 | 935 | 8000 | 0 | 36.28 | 35.76 | 0.01 | 0
2015 | SOCO_2_FRCC | SOCO | FRCC | Internal | Shoulder | B11 | 25 | 3700 | 3225.06 | 62.12 | 72.12 | 10 | 0
2015 | SOCO_2_FRCC | SOCO | FRCC | Internal | Shoulder | B12 | 200 | 3700 | 1706.64 | 43 | 53 | 10 | 0
2015 | SOCO_2_FRCC | SOCO | FRCC | Internal | Shoulder | B13 | 600 | 3700 | 415.33 | 40 | 50 | 10 | 0
2015 | SOCO_2_FRCC | SOCO | FRCC | Internal | Shoulder | B14 | 900 | 3700 | 0 | 40 | 46.3 | 10 | 0
2015 | SOCO_2_FRCC | SOCO | FRCC | Internal | Shoulder | B15 | 1203 | 3700 | 0 | 40 | 44.41 | 10 | 0
2015 | SOCO_2_FRCC | SOCO | FRCC | Internal | Summer | B1 | 10 | 3700 | 0 | 66.43 | 73.02 | 10 | 0
2015 | SOCO_2_FRCC | SOCO | FRCC | Internal | Summer | B2 | 25 | 3700 | 0 | 66.43 | 73.02 | 10 | 0
2015 | SOCO_2_FRCC | SOCO | FRCC | Internal | Summer | B3 | 75 | 3700 | 0 | 66.43 | 73.02 | 10 | 0
2015 | SOCO_2_FRCC | SOCO | FRCC | Internal | Summer | B4 | 100 | 3700 | 0 | 66.43 | 73.02 | 10 | 0
2015 | SOCO_2_FRCC | SOCO | FRCC | Internal | Summer | B5 | 200 | 3700 | 2411.19 | 62.02 | 72.02 | 10 | 0
2015 | SOCO_2_FRCC | SOCO | FRCC | Internal | Summer | B6 | 300 | 3700 | 751.33 | 54.15 | 64.15 | 10 | 0
2015 | SOCO_2_FRCC | SOCO | FRCC | Internal | Summer | B7 | 400 | 3700 | 3123.06 | 49.79 | 59.79 | 10 | 0
2015 | SOCO_2_FRCC | SOCO | FRCC | Internal | Summer | B8 | 500 | 3700 | 870.44 | 43.41 | 53.41 | 10 | 0
2015 | SOCO_2_FRCC | SOCO | FRCC | Internal | Summer | B9 | 800 | 3700 | 0 | 38.83 | 46.03 | 10 | 0
2015 | SOCO_2_FRCC | SOCO | FRCC | Internal | Summer | B10 | 1262 | 3700 | 0 | 38.83 | 43.74 | 10 | 0
2015 | SOCO_2_FRCC | SOCO | FRCC | Internal | Winter | B16 | 25 | 3700 | 1809 | 61.57 | 71.57 | 10 | 0
2015 | SOCO_2_FRCC | SOCO | FRCC | Internal | Winter | B17 | 100 | 3700 | 1998.67 | 43.89 | 53.89 | 10 | 0
2015 | SOCO_2_FRCC | SOCO | FRCC | Internal | Winter | B18 | 400 | 3700 | 0 | 42.39 | 52.14 | 10 | 0
2015 | SOCO_2_FRCC | SOCO | FRCC | Internal | Winter | B19 | 700 | 3700 | 0 | 42.39 | 48.42 | 10 | 0
2015 | SOCO_2_FRCC | SOCO | FRCC | Internal | Winter | B20 | 935 | 3700 | 0 | 42.39 | 46.43 | 10 | 0
2015 | SPP_N_2_ENT | SPP_N | ENT | Internal | Shoulder | B11 | 25 | 1800 | 0 | 54.31 | 55.32 | 5 | 0
2015 | SPP_N_2_ENT | SPP_N | ENT | Internal | Shoulder | B12 | 200 | 1800 | 0 | 40.64 | 39.32 | 5 | 0
2015 | SPP_N_2_ENT | SPP_N | ENT | Internal | Shoulder | B13 | 600 | 1800 | 0 | 38.93 | 39.32 | 5 | 0
2015 | SPP_N_2_ENT | SPP_N | ENT | Internal | Shoulder | B14 | 900 | 1800 | 0 | 37.97 | 39.04 | 5 | 0
2015 | SPP_N_2_ENT | SPP_N | ENT | Internal | Shoulder | B15 | 1203 | 1800 | 0 | 37.62 | 37.8 | 5 | 0
2015 | SPP_N_2_ENT | SPP_N | ENT | Internal | Summer | B1 | 10 | 1800 | 0 | 61.23 | 60.8 | 5 | 0
2015 | SPP_N_2_ENT | SPP_N | ENT | Internal | Summer | B2 | 25 | 1800 | 0 | 60.58 | 59.3 | 5 | 0
2015 | SPP_N_2_ENT | SPP_N | ENT | Internal | Summer | B3 | 75 | 1800 | 0 | 58.99 | 58.43 | 5 | 0
2015 | SPP_N_2_ENT | SPP_N | ENT | Internal | Summer | B4 | 100 | 1800 | 0 | 55.68 | 58.43 | 5 | 0
2015 | SPP_N_2_ENT | SPP_N | ENT | Internal | Summer | B5 | 200 | 1800 | 0 | 53.64 | 53.91 | 5 | 0
2015 | SPP_N_2_ENT | SPP_N | ENT | Internal | Summer | B6 | 300 | 1800 | 0 | 50.03 | 46.15 | 5 | 0
2015 | SPP_N_2_ENT | SPP_N | ENT | Internal | Summer | B7 | 400 | 1800 | 0 | 43.57 | 41.79 | 5 | 0
2015 | SPP_N_2_ENT | SPP_N | ENT | Internal | Summer | B8 | 500 | 1800 | 0 | 37.98 | 38.1 | 5 | 0
2015 | SPP_N_2_ENT | SPP_N | ENT | Internal | Summer | B9 | 800 | 1800 | 0 | 36.35 | 37.83 | 5 | 0
2015 | SPP_N_2_ENT | SPP_N | ENT | Internal | Summer | B10 | 1262 | 1800 | 0 | 36.24 | 36.6 | 5 | 0
2015 | SPP_N_2_ENT | SPP_N | ENT | Internal | Winter | B16 | 25 | 1800 | 0 | 48.88 | 53.57 | 5 | 0
2015 | SPP_N_2_ENT | SPP_N | ENT | Internal | Winter | B17 | 100 | 1800 | 0 | 41.5 | 41.76 | 5 | 0
2015 | SPP_N_2_ENT | SPP_N | ENT | Internal | Winter | B18 | 400 | 1800 | 0 | 40.09 | 41.76 | 5 | 0
2015 | SPP_N_2_ENT | SPP_N | ENT | Internal | Winter | B19 | 700 | 1800 | 0 | 40.01 | 41.46 | 5 | 0
2015 | SPP_N_2_ENT | SPP_N | ENT | Internal | Winter | B20 | 935 | 1800 | 0 | 39.84 | 40.11 | 5 | 0
2015 | SPP_N_2_MISO_MO-IL | SPP_N | MISO_MO-IL | Internal | Shoulder | B11 | 25 | 2000 | 0 | 54.31 | 47.32 | 5 | 0
2015 | SPP_N_2_MISO_MO-IL | SPP_N | MISO_MO-IL | Internal | Shoulder | B12 | 200 | 2000 | 0 | 40.64 | 40.63 | 5 | 0
2015 | SPP_N_2_MISO_MO-IL | SPP_N | MISO_MO-IL | Internal | Shoulder | B13 | 600 | 2000 | 0 | 38.93 | 37.96 | 5 | 0
2015 | SPP_N_2_MISO_MO-IL | SPP_N | MISO_MO-IL | Internal | Shoulder | B14 | 900 | 2000 | 0 | 37.97 | 36.4 | 5 | 0
2015 | SPP_N_2_MISO_MO-IL | SPP_N | MISO_MO-IL | Internal | Shoulder | B15 | 1203 | 2000 | 0 | 37.62 | 34.29 | 5 | 0
2015 | SPP_N_2_MISO_MO-IL | SPP_N | MISO_MO-IL | Internal | Summer | B1 | 10 | 2000 | 0 | 61.23 | 60.8 | 5 | 0
2015 | SPP_N_2_MISO_MO-IL | SPP_N | MISO_MO-IL | Internal | Summer | B2 | 25 | 2000 | 0 | 60.58 | 59.3 | 5 | 0
2015 | SPP_N_2_MISO_MO-IL | SPP_N | MISO_MO-IL | Internal | Summer | B3 | 75 | 2000 | 0 | 58.99 | 56.47 | 5 | 0
2015 | SPP_N_2_MISO_MO-IL | SPP_N | MISO_MO-IL | Internal | Summer | B4 | 100 | 2000 | 0 | 55.68 | 54.12 | 5 | 0
2015 | SPP_N_2_MISO_MO-IL | SPP_N | MISO_MO-IL | Internal | Summer | B5 | 200 | 2000 | 0 | 53.64 | 46.65 | 5 | 0
2015 | SPP_N_2_MISO_MO-IL | SPP_N | MISO_MO-IL | Internal | Summer | B6 | 300 | 2000 | 0 | 50.03 | 43.02 | 5 | 0
2015 | SPP_N_2_MISO_MO-IL | SPP_N | MISO_MO-IL | Internal | Summer | B7 | 400 | 2000 | 0 | 43.57 | 36.57 | 5 | 0
2015 | SPP_N_2_MISO_MO-IL | SPP_N | MISO_MO-IL | Internal | Summer | B8 | 500 | 2000 | 0 | 37.98 | 34.56 | 5 | 0
2015 | SPP_N_2_MISO_MO-IL | SPP_N | MISO_MO-IL | Internal | Summer | B9 | 800 | 2000 | 0 | 36.35 | 33.46 | 5 | 0
2015 | SPP_N_2_MISO_MO-IL | SPP_N | MISO_MO-IL | Internal | Summer | B10 | 1262 | 2000 | 0 | 36.24 | 32.02 | 5 | 0
2015 | SPP_N_2_MISO_MO-IL | SPP_N | MISO_MO-IL | Internal | Winter | B16 | 25 | 2000 | 0 | 48.88 | 48.06 | 5 | 0
2015 | SPP_N_2_MISO_MO-IL | SPP_N | MISO_MO-IL | Internal | Winter | B17 | 100 | 2000 | 0 | 41.5 | 42.69 | 5 | 0
2015 | SPP_N_2_MISO_MO-IL | SPP_N | MISO_MO-IL | Internal | Winter | B18 | 400 | 2000 | 0 | 40.09 | 39.18 | 5 | 0
2015 | SPP_N_2_MISO_MO-IL | SPP_N | MISO_MO-IL | Internal | Winter | B19 | 700 | 2000 | 0 | 40.01 | 36.51 | 5 | 0
2015 | SPP_N_2_MISO_MO-IL | SPP_N | MISO_MO-IL | Internal | Winter | B20 | 935 | 2000 | 0 | 39.84 | 33.76 | 5 | 0
2015 | SPP_N_2_MISO_W | SPP_N | MISO_W | Internal | Shoulder | B11 | 25 | 750 | 0 | 54.31 | 47.31 | 5 | 0
2015 | SPP_N_2_MISO_W | SPP_N | MISO_W | Internal | Shoulder | B12 | 200 | 750 | 0 | 40.64 | 40.63 | 5 | 0
2015 | SPP_N_2_MISO_W | SPP_N | MISO_W | Internal | Shoulder | B13 | 600 | 750 | 0 | 38.93 | 37.96 | 5 | 0
2015 | SPP_N_2_MISO_W | SPP_N | MISO_W | Internal | Shoulder | B14 | 900 | 750 | 0 | 37.97 | 36.4 | 5 | 0
2015 | SPP_N_2_MISO_W | SPP_N | MISO_W | Internal | Shoulder | B15 | 1203 | 750 | 0 | 37.62 | 34.36 | 5 | 0
2015 | SPP_N_2_MISO_W | SPP_N | MISO_W | Internal | Summer | B1 | 10 | 750 | 0 | 61.23 | 60.8 | 5 | 0
2015 | SPP_N_2_MISO_W | SPP_N | MISO_W | Internal | Summer | B2 | 25 | 750 | 0 | 60.58 | 59.3 | 5 | 0
2015 | SPP_N_2_MISO_W | SPP_N | MISO_W | Internal | Summer | B3 | 75 | 750 | 0 | 58.99 | 56.46 | 5 | 0
2015 | SPP_N_2_MISO_W | SPP_N | MISO_W | Internal | Summer | B4 | 100 | 750 | 0 | 55.68 | 54.12 | 5 | 0
2015 | SPP_N_2_MISO_W | SPP_N | MISO_W | Internal | Summer | B5 | 200 | 750 | 0 | 53.64 | 46.64 | 5 | 0
2015 | SPP_N_2_MISO_W | SPP_N | MISO_W | Internal | Summer | B6 | 300 | 750 | 0 | 50.03 | 43.03 | 5 | 0
2015 | SPP_N_2_MISO_W | SPP_N | MISO_W | Internal | Summer | B7 | 400 | 750 | 0 | 43.57 | 36.57 | 5 | 0
2015 | SPP_N_2_MISO_W | SPP_N | MISO_W | Internal | Summer | B8 | 500 | 750 | 0 | 37.98 | 34.56 | 5 | 0
2015 | SPP_N_2_MISO_W | SPP_N | MISO_W | Internal | Summer | B9 | 800 | 750 | 0 | 36.35 | 33.45 | 5 | 0
2015 | SPP_N_2_MISO_W | SPP_N | MISO_W | Internal | Summer | B10 | 1262 | 750 | 0 | 36.24 | 32.1 | 5 | 0
2015 | SPP_N_2_MISO_W | SPP_N | MISO_W | Internal | Winter | B16 | 25 | 750 | 0 | 48.88 | 48.05 | 5 | 0
2015 | SPP_N_2_MISO_W | SPP_N | MISO_W | Internal | Winter | B17 | 100 | 750 | 0 | 41.5 | 42.69 | 5 | 0
2015 | SPP_N_2_MISO_W | SPP_N | MISO_W | Internal | Winter | B18 | 400 | 750 | 0 | 40.09 | 39.18 | 5 | 0
2015 | SPP_N_2_MISO_W | SPP_N | MISO_W | Internal | Winter | B19 | 700 | 750 | 0 | 40.01 | 36.53 | 5 | 0
2015 | SPP_N_2_MISO_W | SPP_N | MISO_W | Internal | Winter | B20 | 935 | 750 | 0 | 39.84 | 33.82 | 5 | 0
2015 | SPP_N_2_NE | SPP_N | NE | Internal | Shoulder | B11 | 25 | 330 | 0 | 54.31 | 53.48 | 0.01 | 0
2015 | SPP_N_2_NE | SPP_N | NE | Internal | Shoulder | B12 | 200 | 330 | 0 | 40.64 | 40.63 | 0.01 | 0
2015 | SPP_N_2_NE | SPP_N | NE | Internal | Shoulder | B13 | 600 | 330 | 0 | 38.93 | 38.91 | 0.01 | 0
2015 | SPP_N_2_NE | SPP_N | NE | Internal | Shoulder | B14 | 900 | 330 | 0 | 37.97 | 37.96 | 0.01 | 0
2015 | SPP_N_2_NE | SPP_N | NE | Internal | Shoulder | B15 | 1203 | 330 | 0 | 37.62 | 37.6 | 0.01 | 0
2015 | SPP_N_2_NE | SPP_N | NE | Internal | Summer | B1 | 10 | 330 | 0 | 61.23 | 60.8 | 0.01 | 0
2015 | SPP_N_2_NE | SPP_N | NE | Internal | Summer | B2 | 25 | 330 | 0 | 60.58 | 59.76 | 0.01 | 0
2015 | SPP_N_2_NE | SPP_N | NE | Internal | Summer | B3 | 75 | 330 | 0 | 58.99 | 58.98 | 0.01 | 0
2015 | SPP_N_2_NE | SPP_N | NE | Internal | Summer | B4 | 100 | 330 | 0 | 55.68 | 55.66 | 0.01 | 0
2015 | SPP_N_2_NE | SPP_N | NE | Internal | Summer | B5 | 200 | 330 | 0 | 53.64 | 52.82 | 0.01 | 0
2015 | SPP_N_2_NE | SPP_N | NE | Internal | Summer | B6 | 300 | 330 | 0 | 50.03 | 49.21 | 0.01 | 0
2015 | SPP_N_2_NE | SPP_N | NE | Internal | Summer | B7 | 400 | 330 | 0 | 43.57 | 42.74 | 0.01 | 0
2015 | SPP_N_2_NE | SPP_N | NE | Internal | Summer | B8 | 500 | 330 | 0 | 37.98 | 37.16 | 0.01 | 0
2015 | SPP_N_2_NE | SPP_N | NE | Internal | Summer | B9 | 800 | 330 | 0 | 36.35 | 35.52 | 0.01 | 0
2015 | SPP_N_2_NE | SPP_N | NE | Internal | Summer | B10 | 1262 | 330 | 0 | 36.24 | 35.41 | 0.01 | 0
2015 | SPP_N_2_NE | SPP_N | NE | Internal | Winter | B16 | 25 | 330 | 0 | 48.88 | 48.05 | 0.01 | 0
2015 | SPP_N_2_NE | SPP_N | NE | Internal | Winter | B17 | 100 | 330 | 0 | 41.5 | 41.48 | 0.01 | 0
2015 | SPP_N_2_NE | SPP_N | NE | Internal | Winter | B18 | 400 | 330 | 0 | 40.09 | 39.27 | 0.01 | 0
2015 | SPP_N_2_NE | SPP_N | NE | Internal | Winter | B19 | 700 | 330 | 0 | 40.01 | 39.27 | 0.01 | 0
2015 | SPP_N_2_NE | SPP_N | NE | Internal | Winter | B20 | 935 | 330 | 0 | 39.84 | 39.01 | 0.01 | 0
2015 | SPP_N_2_SPP_S | SPP_N | SPP_S | Internal | Shoulder | B11 | 25 | 4000 | 0 | 54.31 | 54.07 | 0.01 | 0
2015 | SPP_N_2_SPP_S | SPP_N | SPP_S | Internal | Shoulder | B12 | 200 | 4000 | 0 | 40.64 | 40.63 | 0.01 | 0
2015 | SPP_N_2_SPP_S | SPP_N | SPP_S | Internal | Shoulder | B13 | 600 | 4000 | 672.82 | 38.93 | 38.94 | 0.01 | 0
2015 | SPP_N_2_SPP_S | SPP_N | SPP_S | Internal | Shoulder | B14 | 900 | 4000 | 168.12 | 37.97 | 37.98 | 0.01 | 0
2015 | SPP_N_2_SPP_S | SPP_N | SPP_S | Internal | Shoulder | B15 | 1203 | 4000 | 1388.42 | 37.62 | 37.63 | 0.01 | 0
2015 | SPP_N_2_SPP_S | SPP_N | SPP_S | Internal | Summer | B1 | 10 | 4000 | 0 | 61.23 | 60.04 | 0.01 | 0
2015 | SPP_N_2_SPP_S | SPP_N | SPP_S | Internal | Summer | B2 | 25 | 4000 | 0 | 60.58 | 59.39 | 0.01 | 0
2015 | SPP_N_2_SPP_S | SPP_N | SPP_S | Internal | Summer | B3 | 75 | 4000 | 0 | 58.99 | 57.8 | 0.01 | 0
2015 | SPP_N_2_SPP_S | SPP_N | SPP_S | Internal | Summer | B4 | 100 | 4000 | 0 | 55.68 | 54.49 | 0.01 | 0
2015 | SPP_N_2_SPP_S | SPP_N | SPP_S | Internal | Summer | B5 | 200 | 4000 | 0 | 53.64 | 52.64 | 0.01 | 0
2015 | SPP_N_2_SPP_S | SPP_N | SPP_S | Internal | Summer | B6 | 300 | 4000 | 2839.99 | 50.03 | 50.04 | 0.01 | 0
2015 | SPP_N_2_SPP_S | SPP_N | SPP_S | Internal | Summer | B7 | 400 | 4000 | 1734.56 | 43.57 | 43.58 | 0.01 | 0
2015 | SPP_N_2_SPP_S | SPP_N | SPP_S | Internal | Summer | B8 | 500 | 4000 | 2019.78 | 37.98 | 38 | 0.01 | 0
2015 | SPP_N_2_SPP_S | SPP_N | SPP_S | Internal | Summer | B9 | 800 | 4000 | 2278.59 | 36.35 | 36.36 | 0.01 | 0
2015 | SPP_N_2_SPP_S | SPP_N | SPP_S | Internal | Summer | B10 | 1262 | 4000 | 4548.19 | 36.24 | 36.28 | 0.01 | 0.03
2015 | SPP_N_2_SPP_S | SPP_N | SPP_S | Internal | Winter | B16 | 25 | 4000 | 1372.68 | 48.88 | 48.89 | 0.01 | 0
2015 | SPP_N_2_SPP_S | SPP_N | SPP_S | Internal | Winter | B17 | 100 | 4000 | 1376.66 | 41.5 | 41.51 | 0.01 | 0
2015 | SPP_N_2_SPP_S | SPP_N | SPP_S | Internal | Winter | B18 | 400 | 4000 | 2403.26 | 40.09 | 40.11 | 0.01 | 0
2015 | SPP_N_2_SPP_S | SPP_N | SPP_S | Internal | Winter | B19 | 700 | 4000 | 2169.02 | 40.01 | 40.02 | 0.01 | 0
2015 | SPP_N_2_SPP_S | SPP_N | SPP_S | Internal | Winter | B20 | 935 | 4000 | 4099.63 | 39.84 | 39.88 | 0.01 | 0.03
2015 | SPP_S_2_ENT | SPP_S | ENT | Internal | Shoulder | B11 | 25 | 850 | 0 | 54.07 | 55.32 | 5 | 0
2015 | SPP_S_2_ENT | SPP_S | ENT | Internal | Shoulder | B12 | 200 | 850 | 0 | 40.63 | 39.32 | 5 | 0
2015 | SPP_S_2_ENT | SPP_S | ENT | Internal | Shoulder | B13 | 600 | 850 | 0 | 38.94 | 39.32 | 5 | 0
2015 | SPP_S_2_ENT | SPP_S | ENT | Internal | Shoulder | B14 | 900 | 850 | 0 | 37.98 | 39.04 | 5 | 0
2015 | SPP_S_2_ENT | SPP_S | ENT | Internal | Shoulder | B15 | 1203 | 850 | 0 | 37.63 | 37.8 | 5 | 0
2015 | SPP_S_2_ENT | SPP_S | ENT | Internal | Summer | B1 | 10 | 850 | 0 | 60.04 | 60.8 | 5 | 0
2015 | SPP_S_2_ENT | SPP_S | ENT | Internal | Summer | B2 | 25 | 850 | 0 | 59.39 | 59.3 | 5 | 0
2015 | SPP_S_2_ENT | SPP_S | ENT | Internal | Summer | B3 | 75 | 850 | 0 | 57.8 | 58.43 | 5 | 0
2015 | SPP_S_2_ENT | SPP_S | ENT | Internal | Summer | B4 | 100 | 850 | 0 | 54.49 | 58.43 | 5 | 0
2015 | SPP_S_2_ENT | SPP_S | ENT | Internal | Summer | B5 | 200 | 850 | 0 | 52.64 | 53.91 | 5 | 0
2015 | SPP_S_2_ENT | SPP_S | ENT | Internal | Summer | B6 | 300 | 850 | 0 | 50.04 | 46.15 | 5 | 0
2015 | SPP_S_2_ENT | SPP_S | ENT | Internal | Summer | B7 | 400 | 850 | 0 | 43.58 | 41.79 | 5 | 0
2015 | SPP_S_2_ENT | SPP_S | ENT | Internal | Summer | B8 | 500 | 850 | 0 | 38 | 38.1 | 5 | 0
2015 | SPP_S_2_ENT | SPP_S | ENT | Internal | Summer | B9 | 800 | 850 | 0 | 36.36 | 37.83 | 5 | 0
2015 | SPP_S_2_ENT | SPP_S | ENT | Internal | Summer | B10 | 1262 | 850 | 0 | 36.28 | 36.6 | 5 | 0
2015 | SPP_S_2_ENT | SPP_S | ENT | Internal | Winter | B16 | 25 | 850 | 0 | 48.89 | 53.57 | 5 | 0
2015 | SPP_S_2_ENT | SPP_S | ENT | Internal | Winter | B17 | 100 | 850 | 0 | 41.51 | 41.76 | 5 | 0
2015 | SPP_S_2_ENT | SPP_S | ENT | Internal | Winter | B18 | 400 | 850 | 0 | 40.11 | 41.76 | 5 | 0
2015 | SPP_S_2_ENT | SPP_S | ENT | Internal | Winter | B19 | 700 | 850 | 0 | 40.02 | 41.46 | 5 | 0
2015 | SPP_S_2_ENT | SPP_S | ENT | Internal | Winter | B20 | 935 | 850 | 0 | 39.88 | 40.11 | 5 | 0
2015 | SPP_S_2_SPP_N | SPP_S | SPP_N | Internal | Shoulder | B11 | 25 | 640 | 640 | 54.07 | 54.31 | 0.01 | 0.23
2015 | SPP_S_2_SPP_N | SPP_S | SPP_N | Internal | Shoulder | B12 | 200 | 640 | 610.66 | 40.63 | 40.64 | 0.01 | 0
2015 | SPP_S_2_SPP_N | SPP_S | SPP_N | Internal | Shoulder | B13 | 600 | 640 | 0 | 38.94 | 38.93 | 0.01 | 0
2015 | SPP_S_2_SPP_N | SPP_S | SPP_N | Internal | Shoulder | B14 | 900 | 640 | 0 | 37.98 | 37.97 | 0.01 | 0
2015 | SPP_S_2_SPP_N | SPP_S | SPP_N | Internal | Shoulder | B15 | 1203 | 640 | 0 | 37.63 | 37.62 | 0.01 | 0
2015 | SPP_S_2_SPP_N | SPP_S | SPP_N | Internal | Summer | B1 | 10 | 640 | 2136.74 | 60.04 | 61.23 | 0.01 | 1.18
2015 | SPP_S_2_SPP_N | SPP_S | SPP_N | Internal | Summer | B2 | 25 | 640 | 2007.66 | 59.39 | 60.58 | 0.01 | 1.18
2015 | SPP_S_2_SPP_N | SPP_S | SPP_N | Internal | Summer | B3 | 75 | 640 | 2734.08 | 57.8 | 58.99 | 0.01 | 1.18
2015 | SPP_S_2_SPP_N | SPP_S | SPP_N | Internal | Summer | B4 | 100 | 640 | 1609.72 | 54.49 | 55.68 | 0.01 | 1.18
2015 | SPP_S_2_SPP_N | SPP_S | SPP_N | Internal | Summer | B5 | 200 | 640 | 640 | 52.64 | 53.64 | 0.01 | 0.99
2015 | SPP_S_2_SPP_N | SPP_S | SPP_N | Internal | Summer | B6 | 300 | 640 | 0 | 50.04 | 50.03 | 0.01 | 0
2015 | SPP_S_2_SPP_N | SPP_S | SPP_N | Internal | Summer | B7 | 400 | 640 | 0 | 43.58 | 43.57 | 0.01 | 0
2015 | SPP_S_2_SPP_N | SPP_S | SPP_N | Internal | Summer | B8 | 500 | 640 | 0 | 38 | 37.98 | 0.01 | 0
2015 | SPP_S_2_SPP_N | SPP_S | SPP_N | Internal | Summer | B9 | 800 | 640 | 0 | 36.36 | 36.35 | 0.01 | 0
2015 | SPP_S_2_SPP_N | SPP_S | SPP_N | Internal | Summer | B10 | 1262 | 640 | 0 | 36.28 | 36.24 | 0.01 | 0
2015 | SPP_S_2_SPP_N | SPP_S | SPP_N | Internal | Winter | B16 | 25 | 640 | 0 | 48.89 | 48.88 | 0.01 | 0
2015 | SPP_S_2_SPP_N | SPP_S | SPP_N | Internal | Winter | B17 | 100 | 640 | 0 | 41.51 | 41.5 | 0.01 | 0
2015 | SPP_S_2_SPP_N | SPP_S | SPP_N | Internal | Winter | B18 | 400 | 640 | 0 | 40.11 | 40.09 | 0.01 | 0
2015 | SPP_S_2_SPP_N | SPP_S | SPP_N | Internal | Winter | B19 | 700 | 640 | 0 | 40.02 | 40.01 | 0.01 | 0
2015 | SPP_S_2_SPP_N | SPP_S | SPP_N | Internal | Winter | B20 | 935 | 640 | 0 | 39.88 | 39.84 | 0.01 | 0
2015 | TVA_2_NonRTO_Midwest | TVA | NonRTO_Midwest | Internal | Shoulder | B11 | 25 | 100 | 0 | 54.75 | 55.33 | 9 | 0
2015 | TVA_2_NonRTO_Midwest | TVA | NonRTO_Midwest | Internal | Shoulder | B12 | 200 | 100 | 0 | 41.16 | 48.64 | 9 | 0
2015 | TVA_2_NonRTO_Midwest | TVA | NonRTO_Midwest | Internal | Shoulder | B13 | 600 | 100 | 0 | 40.32 | 45.52 | 9 | 0
2015 | TVA_2_NonRTO_Midwest | TVA | NonRTO_Midwest | Internal | Shoulder | B14 | 900 | 100 | 0 | 40.32 | 35.44 | 9 | 0
2015 | TVA_2_NonRTO_Midwest | TVA | NonRTO_Midwest | Internal | Shoulder | B15 | 1203 | 100 | 0 | 39.49 | 32.85 | 9 | 0
2015 | TVA_2_NonRTO_Midwest | TVA | NonRTO_Midwest | Internal | Summer | B1 | 10 | 100 | 0 | 68.81 | 65.02 | 9 | 0
2015 | TVA_2_NonRTO_Midwest | TVA | NonRTO_Midwest | Internal | Summer | B2 | 25 | 100 | 0 | 67.31 | 65.02 | 9 | 0
2015 | TVA_2_NonRTO_Midwest | TVA | NonRTO_Midwest | Internal | Summer | B3 | 75 | 100 | 0 | 64.3 | 64.48 | 9 | 0
2015 | TVA_2_NonRTO_Midwest | TVA | NonRTO_Midwest | Internal | Summer | B4 | 100 | 100 | 0 | 62.13 | 62.13 | 9 | 0
2015 | TVA_2_NonRTO_Midwest | TVA | NonRTO_Midwest | Internal | Summer | B5 | 200 | 100 | 0 | 52.06 | 54.65 | 9 | 0
2015 | TVA_2_NonRTO_Midwest | TVA | NonRTO_Midwest | Internal | Summer | B6 | 300 | 100 | 0 | 44.2 | 51.02 | 9 | 0
2015 | TVA_2_NonRTO_Midwest | TVA | NonRTO_Midwest | Internal | Summer | B7 | 400 | 100 | 0 | 39.84 | 35.82 | 9 | 0
2015 | TVA_2_NonRTO_Midwest | TVA | NonRTO_Midwest | Internal | Summer | B8 | 500 | 100 | 0 | 38.22 | 34.39 | 9 | 0
2015 | TVA_2_NonRTO_Midwest | TVA | NonRTO_Midwest | Internal | Summer | B9 | 800 | 100 | 0 | 38.22 | 32.85 | 9 | 0
2015 | TVA_2_NonRTO_Midwest | TVA | NonRTO_Midwest | Internal | Summer | B10 | 1262 | 100 | 0 | 35.46 | 32 | 9 | 0
2015 | TVA_2_NonRTO_Midwest | TVA | NonRTO_Midwest | Internal | Winter | B16 | 25 | 100 | 0 | 56.07 | 56.07 | 9 | 0
2015 | TVA_2_NonRTO_Midwest | TVA | NonRTO_Midwest | Internal | Winter | B17 | 100 | 100 | 0 | 43.7 | 50.7 | 9 | 0
2015 | TVA_2_NonRTO_Midwest | TVA | NonRTO_Midwest | Internal | Winter | B18 | 400 | 100 | 0 | 39.79 | 47.19 | 9 | 0
2015 | TVA_2_NonRTO_Midwest | TVA | NonRTO_Midwest | Internal | Winter | B19 | 700 | 100 | 0 | 39.79 | 35.67 | 9 | 0
2015 | TVA_2_NonRTO_Midwest | TVA | NonRTO_Midwest | Internal | Winter | B20 | 935 | 100 | 0 | 39.79 | 32.85 | 9 | 0
2015 | TVA_2_SOCO | TVA | SOCO | Internal | Shoulder | B11 | 25 | 500 | 0 | 54.75 | 62.12 | 9 | 0
2015 | TVA_2_SOCO | TVA | SOCO | Internal | Shoulder | B12 | 200 | 500 | 0 | 41.16 | 43 | 9 | 0
2015 | TVA_2_SOCO | TVA | SOCO | Internal | Shoulder | B13 | 600 | 500 | 0 | 40.32 | 40 | 9 | 0
2015 | TVA_2_SOCO | TVA | SOCO | Internal | Shoulder | B14 | 900 | 500 | 0 | 40.32 | 40 | 9 | 0
2015 | TVA_2_SOCO | TVA | SOCO | Internal | Shoulder | B15 | 1203 | 500 | 0 | 39.49 | 40 | 9 | 0
2015 | TVA_2_SOCO | TVA | SOCO | Internal | Summer | B1 | 10 | 500 | 0 | 68.81 | 66.43 | 9 | 0
2015 | TVA_2_SOCO | TVA | SOCO | Internal | Summer | B2 | 25 | 500 | 0 | 67.31 | 66.43 | 9 | 0
2015 | TVA_2_SOCO | TVA | SOCO | Internal | Summer | B3 | 75 | 500 | 0 | 64.3 | 66.43 | 9 | 0
2015 | TVA_2_SOCO | TVA | SOCO | Internal | Summer | B4 | 100 | 500 | 0 | 62.13 | 66.43 | 9 | 0
2015 | TVA_2_SOCO | TVA | SOCO | Internal | Summer | B5 | 200 | 500 | 803.79 | 52.06 | 62.02 | 9 | 0.95
2015 | TVA_2_SOCO | TVA | SOCO | Internal | Summer | B6 | 300 | 500 | 1123.04 | 44.2 | 54.15 | 9 | 0.95
2015 | TVA_2_SOCO | TVA | SOCO | Internal | Summer | B7 | 400 | 500 | 2769.78 | 39.84 | 49.79 | 9 | 0.95
2015 | TVA_2_SOCO | TVA | SOCO | Internal | Summer | B8 | 500 | 500 | 0 | 38.22 | 43.41 | 9 | 0
2015 | TVA_2_SOCO | TVA | SOCO | Internal | Summer | B9 | 800 | 500 | 0 | 38.22 | 38.83 | 9 | 0
2015 | TVA_2_SOCO | TVA | SOCO | Internal | Summer | B10 | 1262 | 500 | 0 | 35.46 | 38.83 | 9 | 0
2015 | TVA_2_SOCO | TVA | SOCO | Internal | Winter | B16 | 25 | 500 | 0 | 56.07 | 61.57 | 9 | 0
2015 | TVA_2_SOCO | TVA | SOCO | Internal | Winter | B17 | 100 | 500 | 0 | 43.7 | 43.89 | 9 | 0
2015 | TVA_2_SOCO | TVA | SOCO | Internal | Winter | B18 | 400 | 500 | 0 | 39.79 | 42.39 | 9 | 0
2015 | TVA_2_SOCO | TVA | SOCO | Internal | Winter | B19 | 700 | 500 | 0 | 39.79 | 42.39 | 9 | 0
2015 | TVA_2_SOCO | TVA | SOCO | Internal | Winter | B20 | 935 | 500 | 0 | 39.79 | 42.39 | 9 | 0
2015 | TVA_2_VACAR | TVA | VACAR | Internal | Shoulder | B11 | 25 | 150 | 0 | 54.75 | 55.11 | 9 | 0
2015 | TVA_2_VACAR | TVA | VACAR | Internal | Shoulder | B12 | 200 | 150 | 0 | 41.16 | 48.63 | 9 | 0
2015 | TVA_2_VACAR | TVA | VACAR | Internal | Shoulder | B13 | 600 | 150 | 0 | 40.32 | 45.86 | 9 | 0
2015 | TVA_2_VACAR | TVA | VACAR | Internal | Shoulder | B14 | 900 | 150 | 0 | 40.32 | 44.4 | 9 | 0
2015 | TVA_2_VACAR | TVA | VACAR | Internal | Shoulder | B15 | 1203 | 150 | 0 | 39.49 | 41.6 | 9 | 0
2015 | TVA_2_VACAR | TVA | VACAR | Internal | Summer | B1 | 10 | 150 | 0 | 68.81 | 69.17 | 9 | 0
2015 | TVA_2_VACAR | TVA | VACAR | Internal | Summer | B2 | 25 | 150 | 0 | 67.31 | 67.67 | 9 | 0
2015 | TVA_2_VACAR | TVA | VACAR | Internal | Summer | B3 | 75 | 150 | 0 | 64.3 | 64.66 | 9 | 0
2015 | TVA_2_VACAR | TVA | VACAR | Internal | Summer | B4 | 100 | 150 | 0 | 62.13 | 62.12 | 9 | 0
2015 | TVA_2_VACAR | TVA | VACAR | Internal | Summer | B5 | 200 | 150 | 0 | 52.06 | 55.02 | 9 | 0
2015 | TVA_2_VACAR | TVA | VACAR | Internal | Summer | B6 | 300 | 150 | 0 | 44.2 | 51.02 | 9 | 0
2015 | TVA_2_VACAR | TVA | VACAR | Internal | Summer | B7 | 400 | 150 | 0 | 39.84 | 44.57 | 9 | 0
2015 | TVA_2_VACAR | TVA | VACAR | Internal | Summer | B8 | 500 | 150 | 0 | 38.22 | 42.56 | 9 | 0
2015 | TVA_2_VACAR | TVA | VACAR | Internal | Summer | B9 | 800 | 150 | 0 | 38.22 | 41.46 | 9 | 0
2015 | TVA_2_VACAR | TVA | VACAR | Internal | Summer | B10 | 1262 | 150 | 0 | 35.46 | 39.53 | 9 | 0
2015 | TVA_2_VACAR | TVA | VACAR | Internal | Winter | B16 | 25 | 150 | 0 | 56.07 | 56.43 | 9 | 0
2015 | TVA_2_VACAR | TVA | VACAR | Internal | Winter | B17 | 100 | 150 | 0 | 43.7 | 50.69 | 9 | 0
2015 | TVA_2_VACAR | TVA | VACAR | Internal | Winter | B18 | 400 | 150 | 0 | 39.79 | 46.75 | 9 | 0
2015 | TVA_2_VACAR | TVA | VACAR | Internal | Winter | B19 | 700 | 150 | 0 | 39.79 | 44.52 | 9 | 0
2015 | TVA_2_VACAR | TVA | VACAR | Internal | Winter | B20 | 935 | 150 | 0 | 39.79 | 42.13 | 9 | 0
2015 | TVA_Transmission_2_TVA | TVA_Transmission | TVA | Internal | Shoulder | B11 | 25 | 99999 | 717.16 | 54.74 | 54.75 | 0.01 | 0
2015 | TVA_Transmission_2_TVA | TVA_Transmission | TVA | Internal | Shoulder | B12 | 200 | 99999 | 0 | 44.32 | 41.16 | 0.01 | 0
2015 | TVA_Transmission_2_TVA | TVA_Transmission | TVA | Internal | Shoulder | B13 | 600 | 99999 | 0 | 42.58 | 40.32 | 0.01 | 0
2015 | TVA_Transmission_2_TVA | TVA_Transmission | TVA | Internal | Shoulder | B14 | 900 | 99999 | 0 | 41.36 | 40.32 | 0.01 | 0
2015 | TVA_Transmission_2_TVA | TVA_Transmission | TVA | Internal | Shoulder | B15 | 1203 | 99999 | 0 | 39.96 | 39.49 | 0.01 | 0
2015 | TVA_Transmission_2_TVA | TVA_Transmission | TVA | Internal | Summer | B1 | 10 | 99999 | 3227.5 | 68.8 | 68.81 | 0.01 | 0
2015 | TVA_Transmission_2_TVA | TVA_Transmission | TVA | Internal | Summer | B2 | 25 | 99999 | 2530.89 | 67.3 | 67.31 | 0.01 | 0
2015 | TVA_Transmission_2_TVA | TVA_Transmission | TVA | Internal | Summer | B3 | 75 | 99999 | 1202.23 | 64.29 | 64.3 | 0.01 | 0
2015 | TVA_Transmission_2_TVA | TVA_Transmission | TVA | Internal | Summer | B4 | 100 | 99999 | 600.12 | 62.12 | 62.13 | 0.01 | 0
2015 | TVA_Transmission_2_TVA | TVA_Transmission | TVA | Internal | Summer | B5 | 200 | 99999 | 0 | 53.71 | 52.06 | 0.01 | 0
2015 | TVA_Transmission_2_TVA | TVA_Transmission | TVA | Internal | Summer | B6 | 300 | 99999 | 0 | 48.21 | 44.2 | 0.01 | 0
2015 | TVA_Transmission_2_TVA | TVA_Transmission | TVA | Internal | Summer | B7 | 400 | 99999 | 0 | 42.09 | 39.84 | 0.01 | 0
2015 | TVA_Transmission_2_TVA | TVA_Transmission | TVA | Internal | Summer | B8 | 500 | 99999 | 0 | 39.64 | 38.22 | 0.01 | 0
2015 | TVA_Transmission_2_TVA | TVA_Transmission | TVA | Internal | Summer | B9 | 800 | 99999 | 0 | 39.06 | 38.22 | 0.01 | 0
2015 | TVA_Transmission_2_TVA | TVA_Transmission | TVA | Internal | Summer | B10 | 1262 | 99999 | 0 | 36.82 | 35.46 | 0.01 | 0
2015 | TVA_Transmission_2_TVA | TVA_Transmission | TVA | Internal | Winter | B16 | 25 | 99999 | 58.6 | 56.06 | 56.07 | 0.01 | 0
2015 | TVA_Transmission_2_TVA | TVA_Transmission | TVA | Internal | Winter | B17 | 100 | 99999 | 0 | 46.52 | 43.7 | 0.01 | 0
2015 | TVA_Transmission_2_TVA | TVA_Transmission | TVA | Internal | Winter | B18 | 400 | 99999 | 0 | 43.46 | 39.79 | 0.01 | 0
2015 | TVA_Transmission_2_TVA | TVA_Transmission | TVA | Internal | Winter | B19 | 700 | 99999 | 0 | 41.24 | 39.79 | 0.01 | 0
2015 | TVA_Transmission_2_TVA | TVA_Transmission | TVA | Internal | Winter | B20 | 935 | 99999 | 0 | 40.18 | 39.79 | 0.01 | 0
2015 | VACAR_2_SOCO | VACAR | SOCO | Internal | Shoulder | B11 | 25 | 3000 | 3276.57 | 55.11 | 62.12 | 7 | 0.01
2015 | VACAR_2_SOCO | VACAR | SOCO | Internal | Shoulder | B12 | 200 | 3000 | 0 | 48.63 | 43 | 7 | 0
2015 | VACAR_2_SOCO | VACAR | SOCO | Internal | Shoulder | B13 | 600 | 3000 | 0 | 45.86 | 40 | 7 | 0
2015 | VACAR_2_SOCO | VACAR | SOCO | Internal | Shoulder | B14 | 900 | 3000 | 0 | 44.4 | 40 | 7 | 0
2015 | VACAR_2_SOCO | VACAR | SOCO | Internal | Shoulder | B15 | 1203 | 3000 | 0 | 41.6 | 40 | 7 | 0
2015 | VACAR_2_SOCO | VACAR | SOCO | Internal | Summer | B1 | 10 | 3000 | 0 | 69.17 | 66.43 | 7 | 0
2015 | VACAR_2_SOCO | VACAR | SOCO | Internal | Summer | B2 | 25 | 3000 | 0 | 67.67 | 66.43 | 7 | 0
2015 | VACAR_2_SOCO | VACAR | SOCO | Internal | Summer | B3 | 75 | 3000 | 0 | 64.66 | 66.43 | 7 | 0
2015 | VACAR_2_SOCO | VACAR | SOCO | Internal | Summer | B4 | 100 | 3000 | 0 | 62.12 | 66.43 | 7 | 0
2015 | VACAR_2_SOCO | VACAR | SOCO | Internal | Summer | B5 | 200 | 3000 | 1185.5 | 55.02 | 62.02 | 7 | 0
2015 | VACAR_2_SOCO | VACAR | SOCO | Internal | Summer | B6 | 300 | 3000 | 0 | 51.02 | 54.15 | 7 | 0
2015 | VACAR_2_SOCO | VACAR | SOCO | Internal | Summer | B7 | 400 | 3000 | 0 | 44.57 | 49.79 | 7 | 0
2015 | VACAR_2_SOCO | VACAR | SOCO | Internal | Summer | B8 | 500 | 3000 | 0 | 42.56 | 43.41 | 7 | 0
2015 | VACAR_2_SOCO | VACAR | SOCO | Internal | Summer | B9 | 800 | 3000 | 0 | 41.46 | 38.83 | 7 | 0
2015 | VACAR_2_SOCO | VACAR | SOCO | Internal | Summer | B10 | 1262 | 3000 | 0 | 39.53 | 38.83 | 7 | 0
2015 | VACAR_2_SOCO | VACAR | SOCO | Internal | Winter | B16 | 25 | 3000 | 0 | 56.43 | 61.57 | 7 | 0
2015 | VACAR_2_SOCO | VACAR | SOCO | Internal | Winter | B17 | 100 | 3000 | 0 | 50.69 | 43.89 | 7 | 0
2015 | VACAR_2_SOCO | VACAR | SOCO | Internal | Winter | B18 | 400 | 3000 | 0 | 46.75 | 42.39 | 7 | 0
2015 | VACAR_2_SOCO | VACAR | SOCO | Internal | Winter | B19 | 700 | 3000 | 0 | 44.52 | 42.39 | 7 | 0
2015 | VACAR_2_SOCO | VACAR | SOCO | Internal | Winter | B20 | 935 | 3000 | 0 | 42.13 | 42.39 | 7 | 0
2020 | ENT_2_SOCO | ENT | SOCO | Internal | Shoulder | B11 | 25 | 2000 | 0 | 59.7 | 65.91 | 8 | 0
2020 | ENT_2_SOCO | ENT | SOCO | Internal | Shoulder | B12 | 200 | 2000 | 0 | 42.38 | 44.08 | 8 | 0
2020 | ENT_2_SOCO | ENT | SOCO | Internal | Shoulder | B13 | 600 | 2000 | 0 | 42.38 | 43.06 | 8 | 0
2020 | ENT_2_SOCO | ENT | SOCO | Internal | Shoulder | B14 | 900 | 2000 | 0 | 42.38 | 43.06 | 8 | 0
2020 | ENT_2_SOCO | ENT | SOCO | Internal | Shoulder | B15 | 1203 | 2000 | 0 | 42.07 | 42.57 | 8 | 0
2020 | ENT_2_SOCO | ENT | SOCO | Internal | Summer | B1 | 10 | 2000 | 0 | 68.85 | 71.71 | 8 | 0
2020 | ENT_2_SOCO | ENT | SOCO | Internal | Summer | B2 | 25 | 2000 | 0 | 64.19 | 71.71 | 8 | 0
2020 | ENT_2_SOCO | ENT | SOCO | Internal | Summer | B3 | 75 | 2000 | 831.18 | 62.36 | 70.36 | 8 | 0
2020 | ENT_2_SOCO | ENT | SOCO | Internal | Summer | B4 | 100 | 2000 | 865.67 | 62.36 | 70.36 | 8 | 0
2020 | ENT_2_SOCO | ENT | SOCO | Internal | Summer | B5 | 200 | 2000 | 2000 | 61.87 | 69.97 | 8 | 0.1
2020 | ENT_2_SOCO | ENT | SOCO | Internal | Summer | B6 | 300 | 2000 | 0 | 55.85 | 57.44 | 8 | 0
2020 | ENT_2_SOCO | ENT | SOCO | Internal | Summer | B7 | 400 | 2000 | 298.4 | 45.01 | 53.01 | 8 | 0
2020 | ENT_2_SOCO | ENT | SOCO | Internal | Summer | B8 | 500 | 2000 | 0 | 41 | 44.07 | 8 | 0
2020 | ENT_2_SOCO | ENT | SOCO | Internal | Summer | B9 | 800 | 2000 | 0 | 41 | 42.76 | 8 | 0
2020 | ENT_2_SOCO | ENT | SOCO | Internal | Summer | B10 | 1262 | 2000 | 0 | 40.71 | 41.3 | 8 | 0
2020 | ENT_2_SOCO | ENT | SOCO | Internal | Winter | B16 | 25 | 2000 | 4617.11 | 54.37 | 62.61 | 8 | 0.24
2020 | ENT_2_SOCO | ENT | SOCO | Internal | Winter | B17 | 100 | 2000 | 0 | 45.1 | 46.79 | 8 | 0
2020 | ENT_2_SOCO | ENT | SOCO | Internal | Winter | B18 | 400 | 2000 | 0 | 44.84 | 45.18 | 8 | 0
2020 | ENT_2_SOCO | ENT | SOCO | Internal | Winter | B19 | 700 | 2000 | 0 | 43.65 | 45.18 | 8 | 0
2020 | ENT_2_SOCO | ENT | SOCO | Internal | Winter | B20 | 935 | 2000 | 0 | 43.31 | 45.18 | 8 | 0
2020 | ENT_2_TVA_Transmission | ENT | TVA_Transmission | Internal | Shoulder | B11 | 25 | 2100 | 0 | 59.7 | 58.55 | 8 | 0
2020 | ENT_2_TVA_Transmission | ENT | TVA_Transmission | Internal | Shoulder | B12 | 200 | 2100 | 0 | 42.38 | 47.79 | 8 | 0
2020 | ENT_2_TVA_Transmission | ENT | TVA_Transmission | Internal | Shoulder | B13 | 600 | 2100 | 0 | 42.38 | 45.27 | 8 | 0
2020 | ENT_2_TVA_Transmission | ENT | TVA_Transmission | Internal | Shoulder | B14 | 900 | 2100 | 0 | 42.38 | 44.29 | 8 | 0
2020 | ENT_2_TVA_Transmission | ENT | TVA_Transmission | Internal | Shoulder | B15 | 1203 | 2100 | 0 | 42.07 | 42.61 | 8 | 0
2020 | ENT_2_TVA_Transmission | ENT | TVA_Transmission | Internal | Summer | B1 | 10 | 2100 | 0 | 68.85 | 73.81 | 8 | 0
2020 | ENT_2_TVA_Transmission | ENT | TVA_Transmission | Internal | Summer | B2 | 25 | 2100 | 91.04 | 64.19 | 72.19 | 8 | 0
2020 | ENT_2_TVA_Transmission | ENT | TVA_Transmission | Internal | Summer | B3 | 75 | 2100 | 0 | 62.36 | 67.86 | 8 | 0
2020 | ENT_2_TVA_Transmission | ENT | TVA_Transmission | Internal | Summer | B4 | 100 | 2100 | 0 | 62.36 | 67.71 | 8 | 0
2020 | ENT_2_TVA_Transmission | ENT | TVA_Transmission | Internal | Summer | B5 | 200 | 2100 | 0 | 61.87 | 62.02 | 8 | 0
2020 | ENT_2_TVA_Transmission | ENT | TVA_Transmission | Internal | Summer | B6 | 300 | 2100 | 0 | 55.85 | 52.89 | 8 | 0
2020 | ENT_2_TVA_Transmission | ENT | TVA_Transmission | Internal | Summer | B7 | 400 | 2100 | 0 | 45.01 | 45.91 | 8 | 0
2020 | ENT_2_TVA_Transmission | ENT | TVA_Transmission | Internal | Summer | B8 | 500 | 2100 | 0 | 41 | 42.68 | 8 | 0
2020 | ENT_2_TVA_Transmission | ENT | TVA_Transmission | Internal | Summer | B9 | 800 | 2100 | 0 | 41 | 41.83 | 8 | 0
2020 | ENT_2_TVA_Transmission | ENT | TVA_Transmission | Internal | Summer | B10 | 1262 | 2100 | 0 | 40.71 | 38.61 | 8 | 0
2020 | ENT_2_TVA_Transmission | ENT | TVA_Transmission | Internal | Winter | B16 | 25 | 2100 | 0 | 54.37 | 59.59 | 8 | 0
2020 | ENT_2_TVA_Transmission | ENT | TVA_Transmission | Internal | Winter | B17 | 100 | 2100 | 0 | 45.1 | 50.51 | 8 | 0
2020 | ENT_2_TVA_Transmission | ENT | TVA_Transmission | Internal | Winter | B18 | 400 | 2100 | 0 | 44.84 | 46.76 | 8 | 0
2020 | ENT_2_TVA_Transmission | ENT | TVA_Transmission | Internal | Winter | B19 | 700 | 2100 | 0 | 43.65 | 44.66 | 8 | 0
2020 | ENT_2_TVA_Transmission | ENT | TVA_Transmission | Internal | Winter | B20 | 935 | 2100 | 0 | 43.31 | 42.65 | 8 | 0
2020 | HQ_NEISO_2_NEISO | HQ_NEISO | NEISO | Internal | Shoulder | B11 | 25 | 99999 | 2920 | 40.98 | 40.99 | 0.01 | 0
2020 | HQ_NEISO_2_NEISO | HQ_NEISO | NEISO | Internal | Shoulder | B12 | 200 | 99999 | 2920 | 37.48 | 37.5 | 0.01 | 0
2020 | HQ_NEISO_2_NEISO | HQ_NEISO | NEISO | Internal | Shoulder | B13 | 600 | 99999 | 2920 | 37.48 | 37.5 | 0.01 | 0
2020 | HQ_NEISO_2_NEISO | HQ_NEISO | NEISO | Internal | Shoulder | B14 | 900 | 99999 | 2920 | 37.48 | 37.5 | 0.01 | 0
2020 | HQ_NEISO_2_NEISO | HQ_NEISO | NEISO | Internal | Shoulder | B15 | 1203 | 99999 | 1143.24 | 37.48 | 37.5 | 0.01 | 0
2020 | HQ_NEISO_2_NEISO | HQ_NEISO | NEISO | Internal | Summer | B1 | 10 | 99999 | 2920 | 67.97 | 67.98 | 0.01 | 0
2020 | HQ_NEISO_2_NEISO | HQ_NEISO | NEISO | Internal | Summer | B2 | 25 | 99999 | 2920 | 61.45 | 61.46 | 0.01 | 0
2020 | HQ_NEISO_2_NEISO | HQ_NEISO | NEISO | Internal | Summer | B3 | 75 | 99999 | 2920 | 50.31 | 50.33 | 0.01 | 0
2020 | HQ_NEISO_2_NEISO | HQ_NEISO | NEISO | Internal | Summer | B4 | 100 | 99999 | 2920 | 50.15 | 50.16 | 0.01 | 0
2020 | HQ_NEISO_2_NEISO | HQ_NEISO | NEISO | Internal | Summer | B5 | 200 | 99999 | 2920 | 45.47 | 45.49 | 0.01 | 0
2020 | HQ_NEISO_2_NEISO | HQ_NEISO | NEISO | Internal | Summer | B6 | 300 | 99999 | 2920 | 38.34 | 38.35 | 0.01 | 0
2020 | HQ_NEISO_2_NEISO | HQ_NEISO | NEISO | Internal | Summer | B7 | 400 | 99999 | 2920 | 34.6 | 34.61 | 0.01 | 0
2020 | HQ_NEISO_2_NEISO | HQ_NEISO | NEISO | Internal | Summer | B8 | 500 | 99999 | 2920 | 34.6 | 34.61 | 0.01 | 0
2020 | HQ_NEISO_2_NEISO | HQ_NEISO | NEISO | Internal | Summer | B9 | 800 | 99999 | 2920 | 34.6 | 34.61 | 0.01 | 0
2020 | HQ_NEISO_2_NEISO | HQ_NEISO | NEISO | Internal | Summer | B10 | 1262 | 99999 | 795.94 | 34.6 | 34.61 | 0.01 | 0
2020 | HQ_NEISO_2_NEISO | HQ_NEISO | NEISO | Internal | Winter | B16 | 25 | 99999 | 2920 | 46.41 | 46.42 | 0.01 | 0
2020 | HQ_NEISO_2_NEISO | HQ_NEISO | NEISO | Internal | Winter | B17 | 100 | 99999 | 2920 | 46.41 | 46.42 | 0.01 | 0
2020 | HQ_NEISO_2_NEISO | HQ_NEISO | NEISO | Internal | Winter | B18 | 400 | 99999 | 2920 | 46.41 | 46.42 | 0.01 | 0
2020 | HQ_NEISO_2_NEISO | HQ_NEISO | NEISO | Internal | Winter | B19 | 700 | 99999 | 2920 | 46.41 | 46.42 | 0.01 | 0
2020 | HQ_NEISO_2_NEISO | HQ_NEISO | NEISO | Internal | Winter | B20 | 935 | 99999 | 1233.58 | 46.41 | 46.42 | 0.01 | 0
2020 | HQ_NY_2_NYISO_A-F | HQ_NY | NYISO_A-F | Internal | Shoulder | B11 | 25 | 99999 | 1666.02 | 43.69 | 43.7 | 0.01 | 0
2020 | HQ_NY_2_NYISO_A-F | HQ_NY | NYISO_A-F | Internal | Shoulder | B12 | 200 | 99999 | 1679.04 | 40 | 40.01 | 0.01 | 0
2020 | HQ_NY_2_NYISO_A-F | HQ_NY | NYISO_A-F | Internal | Shoulder | B13 | 600 | 99999 | 1654.84 | 39.86 | 39.87 | 0.01 | 0
2020 | HQ_NY_2_NYISO_A-F | HQ_NY | NYISO_A-F | Internal | Shoulder | B14 | 900 | 99999 | 1614.89 | 39.19 | 39.2 | 0.01 | 0
2020 | HQ_NY_2_NYISO_A-F | HQ_NY | NYISO_A-F | Internal | Shoulder | B15 | 1203 | 99999 | 701 | 38.59 | 38.61 | 0.01 | 0
2020 | HQ_NY_2_NYISO_A-F | HQ_NY | NYISO_A-F | Internal | Summer | B1 | 10 | 99999 | 1918.77 | 64.97 | 64.98 | 0.01 | 0
2020 | HQ_NY_2_NYISO_A-F | HQ_NY | NYISO_A-F | Internal | Summer | B2 | 25 | 99999 | 1884.45 | 63.35 | 63.37 | 0.01 | 0
2020 | HQ_NY_2_NYISO_A-F | HQ_NY | NYISO_A-F | Internal | Summer | B3 | 75 | 99999 | 1833 | 53.31 | 53.33 | 0.01 | 0
2020 | HQ_NY_2_NYISO_A-F | HQ_NY | NYISO_A-F | Internal | Summer | B4 | 100 | 99999 | 1777.75 | 52.65 | 52.67 | 0.01 | 0
2020 | HQ_NY_2_NYISO_A-F | HQ_NY | NYISO_A-F | Internal | Summer | B5 | 200 | 99999 | 1744.38 | 48.92 | 48.93 | 0.01 | 0
2020 | HQ_NY_2_NYISO_A-F | HQ_NY | NYISO_A-F | Internal | Summer | B6 | 300 | 99999 | 1711.08 | 41.79 | 41.8 | 0.01 | 0
2020 | HQ_NY_2_NYISO_A-F | HQ_NY | NYISO_A-F | Internal | Summer | B7 | 400 | 99999 | 1672.81 | 38.05 | 38.06 | 0.01 | 0
2020 | HQ_NY_2_NYISO_A-F | HQ_NY | NYISO_A-F | Internal | Summer | B8 | 500 | 99999 | 1646.9 | 37.59 | 37.6 | 0.01 | 0
2020 | HQ_NY_2_NYISO_A-F | HQ_NY | NYISO_A-F | Internal | Summer | B9 | 800 | 99999 | 1611.79 | 36.85 | 36.86 | 0.01 | 0
2020 | HQ_NY_2_NYISO_A-F | HQ_NY | NYISO_A-F | Internal | Summer | B10 | 1262 | 99999 | 546.9 | 36.85 | 36.86 | 0.01 | 0
2020 | HQ_NY_2_NYISO_A-F | HQ_NY | NYISO_A-F | Internal | Winter | B16 | 25 | 99999 | 1756.65 | 48.32 | 48.33 | 0.01 | 0
2020 | HQ_NY_2_NYISO_A-F | HQ_NY | NYISO_A-F | Internal | Winter | B17 | 100 | 99999 | 1735.42 | 46.98 | 46.99 | 0.01 | 0
2020 | HQ_NY_2_NYISO_A-F | HQ_NY | NYISO_A-F | Internal | Winter | B18 | 400 | 99999 | 1711.02 | 44.08 | 44.09 | 0.01 | 0
2020 | HQ_NY_2_NYISO_A-F | HQ_NY | NYISO_A-F | Internal | Winter | B19 | 700 | 99999 | 1668.52 | 44.08 | 44.09 | 0.01 | 0
2020 | HQ_NY_2_NYISO_A-F | HQ_NY | NYISO_A-F | Internal | Winter | B20 | 935 | 99999 | 793.34 | 43.86 | 43.88 | 0.01 | 0
2020 | HQ_IESO_2_IESO | HQ_IESO | IESO | Internal | Shoulder | B11 | 25 | 99999 | 400 | 46.7 | 46.71 | 0.01 | 0
2020 | HQ_IESO_2_IESO | HQ_IESO | IESO | Internal | Shoulder | B12 | 200 | 99999 | 400 | 38.18 | 38.19 | 0.01 | 0
2020 | HQ_IESO_2_IESO | HQ_IESO | IESO | Internal | Shoulder | B13 | 600 | 99999 | 400 | 33.99 | 34 | 0.01 | 0
2020 | HQ_IESO_2_IESO | HQ_IESO | IESO | Internal | Shoulder | B14 | 900 | 99999 | 400 | 32.59 | 32.61 | 0.01 | 0
2020 | HQ_IESO_2_IESO | HQ_IESO | IESO | Internal | Shoulder | B15 | 1203 | 99999 | 75.48 | 32.45 | 32.46 | 0.01 | 0
2020 | HQ_IESO_2_IESO | HQ_IESO | IESO | Internal | Summer | B1 | 10 | 99999 | 400 | 57.97 | 57.98 | 0.01 | 0
2020 | HQ_IESO_2_IESO | HQ_IESO | IESO | Internal | Summer | B2 | 25 | 99999 | 400 | 56.35 | 56.37 | 0.01 | 0
2020 | HQ_IESO_2_IESO | HQ_IESO | IESO | Internal | Summer | B3 | 75 | 99999 | 400 | 53.3 | 53.31 | 0.01 | 0
2020 | HQ_IESO_2_IESO | HQ_IESO | IESO | Internal | Summer | B4 | 100 | 99999 | 400 | 52.54 | 52.55 | 0.01 | 0
2020 | HQ_IESO_2_IESO | HQ_IESO | IESO | Internal | Summer | B5 | 200 | 99999 | 400 | 48.56 | 48.57 | 0.01 | 0
2020 | HQ_IESO_2_IESO | HQ_IESO | IESO | Internal | Summer | B6 | 300 | 99999 | 400 | 40 | 40.01 | 0.01 | 0
2020 | HQ_IESO_2_IESO | HQ_IESO | IESO | Internal | Summer | B7 | 400 | 99999 | 400 | 32.57 | 32.58 | 0.01 | 0
2020 | HQ_IESO_2_IESO | HQ_IESO | IESO | Internal | Summer | B8 | 500 | 99999 | 400 | 30.59 | 30.6 | 0.01 | 0
2020 | HQ_IESO_2_IESO | HQ_IESO | IESO | Internal | Summer | B9 | 800 | 99999 | 400 | 29.63 | 29.64 | 0.01 | 0
2020 | HQ_IESO_2_IESO | HQ_IESO | IESO | Internal | Summer | B10 | 1262 | 99999 | 12.04 | 29.63 | 29.64 | 0.01 | 0
2020 | HQ_IESO_2_IESO | HQ_IESO | IESO | Internal | Winter | B16 | 25 | 99999 | 400 | 45.93 | 45.94 | 0.01 | 0
2020 | HQ_IESO_2_IESO | HQ_IESO | IESO | Internal | Winter | B17 | 100 | 99999 | 400 | 39.74 | 39.75 | 0.01 | 0
2020 | HQ_IESO_2_IESO | HQ_IESO | IESO | Internal | Winter | B18 | 400 | 99999 | 400 | 36.54 | 36.56 | 0.01 | 0
2020 | HQ_IESO_2_IESO | HQ_IESO | IESO | Internal | Winter | B19 | 700 | 99999 | 400 | 36.54 | 36.56 | 0.01 | 0
2020 | HQ_IESO_2_IESO | HQ_IESO | IESO | Internal | Winter | B20 | 935 | 99999 | 91.98 | 36.54 | 36.56 | 0.01 | 0
2020 | IESO_2_MAPP_CA | IESO | MAPP_CA | Internal | Shoulder | B11 | 25 | 262 | 0 | 46.71 | 52.22 | 7 | 0
2020 | IESO_2_MAPP_CA | IESO | MAPP_CA | Internal | Shoulder | B12 | 200 | 262 | 262 | 38.19 | 46.01 | 7 | 0.81
2020 | IESO_2_MAPP_CA | IESO | MAPP_CA | Internal | Shoulder | B13 | 600 | 262 | 262 | 34 | 41.82 | 7 | 0.81
2020 | IESO_2_MAPP_CA | IESO | MAPP_CA | Internal | Shoulder | B14 | 900 | 262 | 262 | 32.61 | 40.44 | 7 | 0.83
2020 | IESO_2_MAPP_CA | IESO | MAPP_CA | Internal | Shoulder | B15 | 1203 | 262 | 262 | 32.46 | 40.44 | 7 | 0.98
2020 | IESO_2_MAPP_CA | IESO | MAPP_CA | Internal | Summer | B1 | 10 | 262 | 0 | 57.98 | 63.49 | 7 | 0
2020 | IESO_2_MAPP_CA | IESO | MAPP_CA | Internal | Summer | B2 | 25 | 262 | 45.12 | 56.37 | 63.37 | 7 | 0
2020 | IESO_2_MAPP_CA | IESO | MAPP_CA | Internal | Summer | B3 | 75 | 262 | 120.76 | 53.31 | 60.31 | 7 | 0
2020 | IESO_2_MAPP_CA | IESO | MAPP_CA | Internal | Summer | B4 | 100 | 262 | 61.15 | 52.55 | 59.55 | 7 | 0
2020 | IESO_2_MAPP_CA | IESO | MAPP_CA | Internal | Summer | B5 | 200 | 262 | 16.75 | 48.57 | 55.57 | 7 | 0
2020 | IESO_2_MAPP_CA | IESO | MAPP_CA | Internal | Summer | B6 | 300 | 262 | 262 | 40.01 | 47.82 | 7 | 0.81
2020 | IESO_2_MAPP_CA | IESO | MAPP_CA | Internal | Summer | B7 | 400 | 262 | 262 | 32.58 | 40.39 | 7 | 0.81
2020 | IESO_2_MAPP_CA | IESO | MAPP_CA | Internal | Summer | B8 | 500 | 262 | 262 | 30.6 | 38.41 | 7 | 0.81
2020 | IESO_2_MAPP_CA | IESO | MAPP_CA | Internal | Summer | B9 | 800 | 262 | 262 | 29.64 | 37.45 | 7 | 0.81
2020 | IESO_2_MAPP_CA | IESO | MAPP_CA | Internal | Summer | B10 | 1262 | 262 | 262 | 29.64 | 37.45 | 7 | 0.81
2020 | IESO_2_MAPP_CA | IESO | MAPP_CA | Internal | Winter | B16 | 25 | 262 | 262 | 45.94 | 53.75 | 7 | 0.81
2020 | IESO_2_MAPP_CA | IESO | MAPP_CA | Internal | Winter | B17 | 100 | 262 | 262 | 39.75 | 47.59 | 7 | 0.83
2020 | IESO_2_MAPP_CA | IESO | MAPP_CA | Internal | Winter | B18 | 400 | 262 | 0 | 36.56 | 43.54 | 7 | 0
2020 | IESO_2_MAPP_CA | IESO | MAPP_CA | Internal | Winter | B19 | 700 | 262 | 0 | 36.56 | 40.84 | 7 | 0
2020 | IESO_2_MAPP_CA | IESO | MAPP_CA | Internal | Winter | B20 | 935 | 262 | 0 | 36.56 | 39.67 | 7 | 0
2020 | IESO_2_MISO_MI | IESO | MISO_MI | Internal | Shoulder | B11 | 25 | 1840 | 1840 | 46.71 | 54.55 | 7 | 0.85
2020 | IESO_2_MISO_MI | IESO | MISO_MI | Internal | Shoulder | B12 | 200 | 1840 | 1840 | 38.19 | 46.03 | 7 | 0.83
2020 | IESO_2_MISO_MI | IESO | MISO_MI | Internal | Shoulder | B13 | 600 | 1840 | 1840 | 34 | 41.86 | 7 | 0.85
2020 | IESO_2_MISO_MI | IESO | MISO_MI | Internal | Shoulder | B14 | 900 | 1840 | 1840 | 32.61 | 40.43 | 7 | 0.82
2020 | IESO_2_MISO_MI | IESO | MISO_MI | Internal | Shoulder | B15 | 1203 | 1840 | 0 | 32.46 | 39.42 | 7 | 0
2020 | IESO_2_MISO_MI | IESO | MISO_MI | Internal | Summer | B1 | 10 | 1840 | 1840 | 57.98 | 65.73 | 7 | 0.75
2020 | IESO_2_MISO_MI | IESO | MISO_MI | Internal | Summer | B2 | 25 | 1840 | 1840 | 56.37 | 64.12 | 7 | 0.75
2020 | IESO_2_MISO_MI | IESO | MISO_MI | Internal | Summer | B3 | 75 | 1840 | 1840 | 53.31 | 60.79 | 7 | 0.48
2020 | IESO_2_MISO_MI | IESO | MISO_MI | Internal | Summer | B4 | 100 | 1840 | 1840 | 52.55 | 60.38 | 7 | 0.83
2020 | IESO_2_MISO_MI | IESO | MISO_MI | Internal | Summer | B5 | 200 | 1840 | 1840 | 48.57 | 56.42 | 7 | 0.85
2020 | IESO_2_MISO_MI | IESO | MISO_MI | Internal | Summer | B6 | 300 | 1840 | 1840 | 40.01 | 47.87 | 7 | 0.86
2020 | IESO_2_MISO_MI | IESO | MISO_MI | Internal | Summer | B7 | 400 | 1840 | 1840 | 32.58 | 40.44 | 7 | 0.86
2020 | IESO_2_MISO_MI | IESO | MISO_MI | Internal | Summer | B8 | 500 | 1840 | 1840 | 30.6 | 38.46 | 7 | 0.86
2020 | IESO_2_MISO_MI | IESO | MISO_MI | Internal | Summer | B9 | 800 | 1840 | 1840 | 29.64 | 37.47 | 7 | 0.83
2020 | IESO_2_MISO_MI | IESO | MISO_MI | Internal | Summer | B10 | 1262 | 1840 | 0 | 29.64 | 36.43 | 7 | 0
2020 | IESO_2_MISO_MI | IESO | MISO_MI | Internal | Winter | B16 | 25 | 1840 | 1840 | 45.94 | 53.81 | 7 | 0.87
2020 | IESO_2_MISO_MI | IESO | MISO_MI | Internal | Winter | B17 | 100 | 1840 | 1840 | 39.75 | 47.61 | 7 | 0.86
2020 | IESO_2_MISO_MI | IESO | MISO_MI | Internal | Winter | B18 | 400 | 1840 | 609.11 | 36.56 | 43.56 | 7 | 0
2020 | IESO_2_MISO_MI | IESO | MISO_MI | Internal | Winter | B19 | 700 | 1840 | 0 | 36.56 | 40.79 | 7 | 0
2020 | IESO_2_MISO_MI | IESO | MISO_MI | Internal | Winter | B20 | 935 | 1840 | 0 | 36.56 | 38.61 | 7 | 0
2020 | IESO_2_MISO_W | IESO | MISO_W | Internal | Shoulder | B11 | 25 | 140 | 6116.66 | 46.71 | 54.53 | 7 | 0.82
2020 | IESO_2_MISO_W | IESO | MISO_W | Internal | Shoulder | B12 | 200 | 140 | 2437.32 | 38.19 | 46.02 | 7 | 0.82
2020 | IESO_2_MISO_W | IESO | MISO_W | Internal | Shoulder | B13 | 600 | 140 | 1759.53 | 34 | 41.83 | 7 | 0.82
2020 | IESO_2_MISO_W | IESO | MISO_W | Internal | Shoulder | B14 | 900 | 140 | 1035.1 | 32.61 | 40.43 | 7 | 0.82
2020 | IESO_2_MISO_W | IESO | MISO_W | Internal | Shoulder | B15 | 1203 | 140 | 0 | 32.46 | 39.41 | 7 | 0
2020 | IESO_2_MISO_W | IESO | MISO_W | Internal | Summer | B1 | 10 | 140 | 1258.9 | 57.98 | 65.8 | 7 | 0.82
2020 | IESO_2_MISO_W | IESO | MISO_W | Internal | Summer | B2 | 25 | 140 | 2759.1 | 56.37 | 64.19 | 7 | 0.82
2020 | IESO_2_MISO_W | IESO | MISO_W | Internal | Summer | B3 | 75 | 140 | 3748.05 | 53.31 | 61.13 | 7 | 0.82
2020 | IESO_2_MISO_W | IESO | MISO_W | Internal | Summer | B4 | 100 | 140 | 4651.03 | 52.55 | 60.37 | 7 | 0.82
2020 | IESO_2_MISO_W | IESO | MISO_W | Internal | Summer | B5 | 200 | 140 | 5355.4 | 48.57 | 56.39 | 7 | 0.82
2020 | IESO_2_MISO_W | IESO | MISO_W | Internal | Summer | B6 | 300 | 140 | 5491.76 | 40.01 | 47.83 | 7 | 0.82
2020 | IESO_2_MISO_W | IESO | MISO_W | Internal | Summer | B7 | 400 | 140 | 1907.03 | 32.58 | 40.4 | 7 | 0.82
2020 | IESO_2_MISO_W | IESO | MISO_W | Internal | Summer | B8 | 500 | 140 | 926.71 | 30.6 | 38.43 | 7 | 0.82
2020 | IESO_2_MISO_W | IESO | MISO_W | Internal | Summer | B9 | 800 | 140 | 193.13 | 29.64 | 37.46 | 7 | 0.82
2020 | IESO_2_MISO_W | IESO | MISO_W | Internal | Summer | B10 | 1262 | 140 | 0 | 29.64 | 36.42 | 7 | 0
2020 | IESO_2_MISO_W | IESO | MISO_W | Internal | Winter | B16 | 25 | 140 | 3868.43 | 45.94 | 53.76 | 7 | 0.82
2020 | IESO_2_MISO_W | IESO | MISO_W | Internal | Winter | B17 | 100 | 140 | 409.63 | 39.75 | 47.58 | 7 | 0.82
2020 | IESO_2_MISO_W | IESO | MISO_W | Internal | Winter | B18 | 400 | 140 | 0 | 36.56 | 43.53 | 7 | 0
2020 | IESO_2_MISO_W | IESO | MISO_W | Internal | Winter | B19 | 700 | 140 | 0 | 36.56 | 40.83 | 7 | 0
2020 | IESO_2_MISO_W | IESO | MISO_W | Internal | Winter | B20 | 935 | 140 | 0 | 36.56 | 38.64 | 7 | 0
2020 | IESO_2_NYISO_A-F | IESO | NYISO_A-F | Internal | Shoulder | B11 | 25 | 1725 | 0 | 46.71 | 43.7 | 7 | 0
2020 | IESO_2_NYISO_A-F | IESO | NYISO_A-F | Internal | Shoulder | B12 | 200 | 1725 | 0 | 38.19 | 40.01 | 7 | 0
2020 | IESO_2_NYISO_A-F | IESO | NYISO_A-F | Internal | Shoulder | B13 | 600 | 1725 | 0 | 34 | 39.87 | 7 | 0
2020 | IESO_2_NYISO_A-F | IESO | NYISO_A-F | Internal | Shoulder | B14 | 900 | 1725 | 0 | 32.61 | 39.2 | 7 | 0
2020 | IESO_2_NYISO_A-F | IESO | NYISO_A-F | Internal | Shoulder | B15 | 1203 | 1725 | 0 | 32.46 | 38.61 | 7 | 0
2020 | IESO_2_NYISO_A-F | IESO | NYISO_A-F | Internal | Summer | B1 | 10 | 1725 | 1105.34 | 57.98 | 64.98 | 7 | 0
2020 | IESO_2_NYISO_A-F | IESO | NYISO_A-F | Internal | Summer | B2 | 25 | 1725 | 73.52 | 56.37 | 63.37 | 7 | 0
2020 | IESO_2_NYISO_A-F | IESO | NYISO_A-F | Internal | Summer | B3 | 75 | 1725 | 0 | 53.31 | 53.33 | 7 | 0
2020 | IESO_2_NYISO_A-F | IESO | NYISO_A-F | Internal | Summer | B4 | 100 | 1725 | 0 | 52.55 | 52.67 | 7 | 0
2020 | IESO_2_NYISO_A-F | IESO | NYISO_A-F | Internal | Summer | B5 | 200 | 1725 | 0 | 48.57 | 48.93 | 7 | 0
2020 | IESO_2_NYISO_A-F | IESO | NYISO_A-F | Internal | Summer | B6 | 300 | 1725 | 0 | 40.01 | 41.8 | 7 | 0
2020 | IESO_2_NYISO_A-F | IESO | NYISO_A-F | Internal | Summer | B7 | 400 | 1725 | 0 | 32.58 | 38.06 | 7 | 0
2020 | IESO_2_NYISO_A-F | IESO | NYISO_A-F | Internal | Summer | B8 | 500 | 1725 | 1724.7 | 30.6 | 37.6 | 7 | 0
2020 | IESO_2_NYISO_A-F | IESO | NYISO_A-F | Internal | Summer | B9 | 800 | 1725 | 1725 | 29.64 | 36.86 | 7 | 0.22
2020 | IESO_2_NYISO_A-F | IESO | NYISO_A-F | Internal | Summer | B10 | 1262 | 1725 | 1725 | 29.64 | 36.86 | 7 | 0.22
2020 | IESO_2_NYISO_A-F | IESO | NYISO_A-F | Internal | Winter | B16 | 25 | 1725 | 0 | 45.94 | 48.33 | 7 | 0
2020 | IESO_2_NYISO_A-F | IESO | NYISO_A-F | Internal | Winter | B17 | 100 | 1725 | 1725 | 39.75 | 46.99 | 7 | 0.24
2020 | IESO_2_NYISO_A-F | IESO | NYISO_A-F | Internal | Winter | B18 | 400 | 1725 | 3213.28 | 36.56 | 44.09 | 7 | 0.53
2020 | IESO_2_NYISO_A-F | IESO | NYISO_A-F | Internal | Winter | B19 | 700 | 1725 | 2128.76 | 36.56 | 44.09 | 7 | 0.53
2020 | IESO_2_NYISO_A-F | IESO | NYISO_A-F | Internal | Winter | B20 | 935 | 1725 | 1725 | 36.56 | 43.88 | 7 | 0.32
2020 | MAPP_CA_2_IESO | MAPP_CA | IESO | Internal | Shoulder | B11 | 25 | 330 | 0 | 52.22 | 46.71 | 8 | 0
2020 | MAPP_CA_2_IESO | MAPP_CA | IESO | Internal | Shoulder | B12 | 200 | 330 | 0 | 46.01 | 38.19 | 8 | 0
2020 | MAPP_CA_2_IESO | MAPP_CA | IESO | Internal | Shoulder | B13 | 600 | 330 | 0 | 41.82 | 34 | 8 | 0
2020 | MAPP_CA_2_IESO | MAPP_CA | IESO | Internal | Shoulder | B14 | 900 | 330 | 0 | 40.44 | 32.61 | 8 | 0
2020 | MAPP_CA_2_IESO | MAPP_CA | IESO | Internal | Shoulder | B15 | 1203 | 330 | 0 | 40.44 | 32.46 | 8 | 0
2020 | MAPP_CA_2_IESO | MAPP_CA | IESO | Internal | Summer | B1 | 10 | 330 | 0 | 63.49 | 57.98 | 8 | 0
2020 | MAPP_CA_2_IESO | MAPP_CA | IESO | Internal | Summer | B2 | 25 | 330 | 0 | 63.37 | 56.37 | 8 | 0
2020 | MAPP_CA_2_IESO | MAPP_CA | IESO | Internal | Summer | B3 | 75 | 330 | 0 | 60.31 | 53.31 | 8 | 0
2020 | MAPP_CA_2_IESO | MAPP_CA | IESO | Internal | Summer | B4 | 100 | 330 | 0 | 59.55 | 52.55 | 8 | 0
2020 | MAPP_CA_2_IESO | MAPP_CA | IESO | Internal | Summer | B5 | 200 | 330 | 0 | 55.57 | 48.57 | 8 | 0
2020 | MAPP_CA_2_IESO | MAPP_CA | IESO | Internal | Summer | B6 | 300 | 330 | 0 | 47.82 | 40.01 | 8 | 0
2020 | MAPP_CA_2_IESO | MAPP_CA | IESO | Internal | Summer | B7 | 400 | 330 | 0 | 40.39 | 32.58 | 8 | 0
2020 | MAPP_CA_2_IESO | MAPP_CA | IESO | Internal | Summer | B8 | 500 | 330 | 0 | 38.41 | 30.6 | 8 | 0
2020 | MAPP_CA_2_IESO | MAPP_CA | IESO | Internal | Summer | B9 | 800 | 330 | 0 | 37.45 | 29.64 | 8 | 0
2020 | MAPP_CA_2_IESO | MAPP_CA | IESO | Internal | Summer | B10 | 1262 | 330 | 0 | 37.45 | 29.64 | 8 | 0
2020 | MAPP_CA_2_IESO | MAPP_CA | IESO | Internal | Winter | B16 | 25 | 330 | 0 | 53.75 | 45.94 | 8 | 0
2020 | MAPP_CA_2_IESO | MAPP_CA | IESO | Internal | Winter | B17 | 100 | 330 | 0 | 47.59 | 39.75 | 8 | 0
2020 | MAPP_CA_2_IESO | MAPP_CA | IESO | Internal | Winter | B18 | 400 | 330 | 0 | 43.54 | 36.56 | 8 | 0
2020 | MAPP_CA_2_IESO | MAPP_CA | IESO | Internal | Winter | B19 | 700 | 330 | 0 | 40.84 | 36.56 | 8 | 0
2020 | MAPP_CA_2_IESO | MAPP_CA | IESO | Internal | Winter | B20 | 935 | 330 | 0 | 39.67 | 36.56 | 8 | 0
2020 | MAPP_CA_2_MISO_W | MAPP_CA | MISO_W | Internal | Shoulder | B11 | 25 | 1970 | 2069.14 | 52.22 | 54.53 | 0.01 | 2.3
2020 | MAPP_CA_2_MISO_W | MAPP_CA | MISO_W | Internal | Shoulder | B12 | 200 | 1970 | 961.84 | 46.01 | 46.02 | 0.01 | 0
2020 | MAPP_CA_2_MISO_W | MAPP_CA | MISO_W | Internal | Shoulder | B13 | 600 | 1970 | 639.36 | 41.82 | 41.83 | 0.01 | 0
2020 | MAPP_CA_2_MISO_W | MAPP_CA | MISO_W | Internal | Shoulder | B14 | 900 | 1970 | 0 | 40.44 | 40.43 | 0.01 | 0
2020 | MAPP_CA_2_MISO_W | MAPP_CA | MISO_W | Internal | Shoulder | B15 | 1203 | 1970 | 0 | 40.44 | 39.41 | 0.01 | 0
2020 | MAPP_CA_2_MISO_W | MAPP_CA | MISO_W | Internal | Summer | B1 | 10 | 1970 | 2023.44 | 63.49 | 65.8 | 0.01 | 2.3
2020 | MAPP_CA_2_MISO_W | MAPP_CA | MISO_W | Internal | Summer | B2 | 25 | 1970 | 1970 | 63.37 | 64.19 | 0.01 | 0.81
2020 | MAPP_CA_2_MISO_W | MAPP_CA | MISO_W | Internal | Summer | B3 | 75 | 1970 | 1970 | 60.31 | 61.13 | 0.01 | 0.81
2020 | MAPP_CA_2_MISO_W | MAPP_CA | MISO_W | Internal | Summer | B4 | 100 | 1970 | 1970 | 59.55 | 60.37 | 0.01 | 0.81
2020 | MAPP_CA_2_MISO_W | MAPP_CA | MISO_W | Internal | Summer | B5 | 200 | 1970 | 1970 | 55.57 | 56.39 | 0.01 | 0.81
2020 | MAPP_CA_2_MISO_W | MAPP_CA | MISO_W | Internal | Summer | B6 | 300 | 1970 | 1083.54 | 47.82 | 47.83 | 0.01 | 0
2020 | MAPP_CA_2_MISO_W | MAPP_CA | MISO_W | Internal | Summer | B7 | 400 | 1970 | 782.88 | 40.39 | 40.4 | 0.01 | 0
2020 | MAPP_CA_2_MISO_W | MAPP_CA | MISO_W | Internal | Summer | B8 | 500 | 1970 | 654.15 | 38.41 | 38.43 | 0.01 | 0
2020 | MAPP_CA_2_MISO_W | MAPP_CA | MISO_W | Internal | Summer | B9 | 800 | 1970 | 759.06 | 37.45 | 37.46 | 0.01 | 0
2020 | MAPP_CA_2_MISO_W | MAPP_CA | MISO_W | Internal | Summer | B10 | 1262 | 1970 | 0 | 37.45 | 36.42 | 0.01 | 0
2020 | MAPP_CA_2_MISO_W | MAPP_CA | MISO_W | Internal | Winter | B16 | 25 | 1970 | 1350.97 | 53.75 | 53.76 | 0.01 | 0
2020 | MAPP_CA_2_MISO_W | MAPP_CA | MISO_W | Internal | Winter | B17 | 100 | 1970 | 0 | 47.59 | 47.58 | 0.01 | 0
2020 | MAPP_CA_2_MISO_W | MAPP_CA | MISO_W | Internal | Winter | B18 | 400 | 1970 | 0 | 43.54 | 43.53 | 0.01 | 0
2020 | MAPP_CA_2_MISO_W | MAPP_CA | MISO_W | Internal | Winter | B19 | 700 | 1970 | 0 | 40.84 | 40.83 | 0.01 | 0
2020 | MAPP_CA_2_MISO_W | MAPP_CA | MISO_W | Internal | Winter | B20 | 935 | 1970 | 0 | 39.67 | 38.64 | 0.01 | 0
2020 | MAPP_US_2_MAPP_CA | MAPP_US | MAPP_CA | Internal | Shoulder | B11 | 25 | 165 | 0 | 50.98 | 52.22 | 7 | 0
2020 | MAPP_US_2_MAPP_CA | MAPP_US | MAPP_CA | Internal | Shoulder | B12 | 200 | 165 | 0 | 39.02 | 46.01 | 7 | 0
2020 | MAPP_US_2_MAPP_CA | MAPP_US | MAPP_CA | Internal | Shoulder | B13 | 600 | 165 | 0 | 34.83 | 41.82 | 7 | 0
2020 | MAPP_US_2_MAPP_CA | MAPP_US | MAPP_CA | Internal | Shoulder | B14 | 900 | 165 | 24.43 | 33.44 | 40.44 | 7 | 0
2020 | MAPP_US_2_MAPP_CA | MAPP_US | MAPP_CA | Internal | Shoulder | B15 | 1203 | 165 | 136.58 | 33.44 | 40.44 | 7 | 0
2020 | MAPP_US_2_MAPP_CA | MAPP_US | MAPP_CA | Internal | Summer | B1 | 10 | 165 | 0 | 58.8 | 63.49 | 7 | 0
2020 | MAPP_US_2_MAPP_CA | MAPP_US | MAPP_CA | Internal | Summer | B2 | 25 | 165 | 0 | 57.19 | 63.37 | 7 | 0
2020 | MAPP_US_2_MAPP_CA | MAPP_US | MAPP_CA | Internal | Summer | B3 | 75 | 165 | 0 | 54.13 | 60.31 | 7 | 0
2020 | MAPP_US_2_MAPP_CA | MAPP_US | MAPP_CA | Internal | Summer | B4 | 100 | 165 | 0 | 53.37 | 59.55 | 7 | 0
2020 | MAPP_US_2_MAPP_CA | MAPP_US | MAPP_CA | Internal | Summer | B5 | 200 | 165 | 0 | 49.39 | 55.57 | 7 | 0
2020 | MAPP_US_2_MAPP_CA | MAPP_US | MAPP_CA | Internal | Summer | B6 | 300 | 165 | 0 | 47.36 | 47.82 | 7 | 0
2020 | MAPP_US_2_MAPP_CA | MAPP_US | MAPP_CA | Internal | Summer | B7 | 400 | 165 | 0 | 36.11 | 40.39 | 7 | 0
2020 | MAPP_US_2_MAPP_CA | MAPP_US | MAPP_CA | Internal | Summer | B8 | 500 | 165 | 0 | 31.49 | 38.41 | 7 | 0
2020 | MAPP_US_2_MAPP_CA | MAPP_US | MAPP_CA | Internal | Summer | B9 | 800 | 165 | 0 | 31.41 | 37.45 | 7 | 0
2020 | MAPP_US_2_MAPP_CA | MAPP_US | MAPP_CA | Internal | Summer | B10 | 1262 | 165 | 165 | 29.87 | 37.45 | 7 | 0.58
2020 | MAPP_US_2_MAPP_CA | MAPP_US | MAPP_CA | Internal | Winter | B16 | 25 | 165 | 0 | 46.76 | 53.75 | 7 | 0
2020 | MAPP_US_2_MAPP_CA | MAPP_US | MAPP_CA | Internal | Winter | B17 | 100 | 165 | 165 | 40.58 | 47.59 | 7 | 0.01
2020 | MAPP_US_2_MAPP_CA | MAPP_US | MAPP_CA | Internal | Winter | B18 | 400 | 165 | 165 | 36.53 | 43.54 | 7 | 0.01
2020 | MAPP_US_2_MAPP_CA | MAPP_US | MAPP_CA | Internal | Winter | B19 | 700 | 165 | 0 | 34.78 | 40.84 | 7 | 0
2020 | MAPP_US_2_MAPP_CA | MAPP_US | MAPP_CA | Internal | Winter | B20 | 935 | 165 | 312.09 | 31.88 | 39.67 | 7 | 0.79
2020 | MAPP_US_2_MISO_W | MAPP_US | MISO_W | Internal | Shoulder | B11 | 25 | 2635 | 0 | 50.98 | 54.53 | 7 | 0
2020 | MAPP_US_2_MISO_W | MAPP_US | MISO_W | Internal | Shoulder | B12 | 200 | 2635 | 1162.58 | 39.02 | 46.02 | 7 | 0
2020 | MAPP_US_2_MISO_W | MAPP_US | MISO_W | Internal | Shoulder | B13 | 600 | 2635 | 1082.05 | 34.83 | 41.83 | 7 | 0
2020 | MAPP_US_2_MISO_W | MAPP_US | MISO_W | Internal | Shoulder | B14 | 900 | 2635 | 0 | 33.44 | 40.43 | 7 | 0
2020 | MAPP_US_2_MISO_W | MAPP_US | MISO_W | Internal | Shoulder | B15 | 1203 | 2635 | 0 | 33.44 | 39.41 | 7 | 0
2020 | MAPP_US_2_MISO_W | MAPP_US | MISO_W | Internal | Summer | B1 | 10 | 2635 | 1037.64 | 58.8 | 65.8 | 7 | 0
2020 | MAPP_US_2_MISO_W | MAPP_US | MISO_W | Internal | Summer | B2 | 25 | 2635 | 1129.15 | 57.19 | 64.19 | 7 | 0
2020 | MAPP_US_2_MISO_W | MAPP_US | MISO_W | Internal | Summer | B3 | 75 | 2635 | 673.67 | 54.13 | 61.13 | 7 | 0
2020 | MAPP_US_2_MISO_W | MAPP_US | MISO_W | Internal | Summer | B4 | 100 | 2635 | 994.65 | 53.37 | 60.37 | 7 | 0
2020 | MAPP_US_2_MISO_W | MAPP_US | MISO_W | Internal | Summer | B5 | 200 | 2635 | 255.38 | 49.39 | 56.39 | 7 | 0
2020 | MAPP_US_2_MISO_W | MAPP_US | MISO_W | Internal | Summer | B6 | 300 | 2635 | 0 | 47.36 | 47.83 | 7 | 0
2020 | MAPP_US_2_MISO_W | MAPP_US | MISO_W | Internal | Summer | B7 | 400 | 2635 | 0 | 36.11 | 40.4 | 7 | 0
2020 | MAPP_US_2_MISO_W | MAPP_US | MISO_W | Internal | Summer | B8 | 500 | 2635 | 0 | 31.49 | 38.43 | 7 | 0
2020 | MAPP_US_2_MISO_W | MAPP_US | MISO_W | Internal | Summer | B9 | 800 | 2635 | 0 | 31.41 | 37.46 | 7 | 0
2020 | MAPP_US_2_MISO_W | MAPP_US | MISO_W | Internal | Summer | B10 | 1262 | 2635 | 0 | 29.87 | 36.42 | 7 | 0
2020 | MAPP_US_2_MISO_W | MAPP_US | MISO_W | Internal | Winter | B16 | 25 | 2635 | 1757.84 | 46.76 | 53.76 | 7 | 0
2020 | MAPP_US_2_MISO_W | MAPP_US | MISO_W | Internal | Winter | B17 | 100 | 2635 | 1220.08 | 40.58 | 47.58 | 7 | 0
2020 | MAPP_US_2_MISO_W | MAPP_US | MISO_W | Internal | Winter | B18 | 400 | 2635 | 996.67 | 36.53 | 43.53 | 7 | 0
2020 | MAPP_US_2_MISO_W | MAPP_US | MISO_W | Internal | Winter | B19 | 700 | 2635 | 0 | 34.78 | 40.83 | 7 | 0
2020 | MAPP_US_2_MISO_W | MAPP_US | MISO_W | Internal | Winter | B20 | 935 | 2635 | 0 | 31.88 | 38.64 | 7 | 0
2020 | MAPP_US_2_NE | MAPP_US | NE | Internal | Shoulder | B11 | 25 | 2000 | 1473.61 | 50.98 | 57.98 | 7 | 0
2020 | MAPP_US_2_NE | MAPP_US | NE | Internal | Shoulder | B12 | 200 | 2000 | 0 | 39.02 | 41.01 | 7 | 0
2020 | MAPP_US_2_NE | MAPP_US | NE | Internal | Shoulder | B13 | 600 | 2000 | 0 | 34.83 | 39.81 | 7 | 0
2020 | MAPP_US_2_NE | MAPP_US | NE | Internal | Shoulder | B14 | 900 | 2000 | 0 | 33.44 | 38.75 | 7 | 0
2020 | MAPP_US_2_NE | MAPP_US | NE | Internal | Shoulder | B15 | 1203 | 2000 | 0 | 33.44 | 36.86 | 7 | 0
2020 | MAPP_US_2_NE | MAPP_US | NE | Internal | Summer | B1 | 10 | 2000 | 0 | 58.8 | 65.33 | 7 | 0
2020 | MAPP_US_2_NE | MAPP_US | NE | Internal | Summer | B2 | 25 | 2000 | 0 | 57.19 | 59.19 | 7 | 0
2020 | MAPP_US_2_NE | MAPP_US | NE | Internal | Summer | B3 | 75 | 2000 | 0 | 54.13 | 59.99 | 7 | 0
2020 | MAPP_US_2_NE | MAPP_US | NE | Internal | Summer | B4 | 100 | 2000 | 0 | 53.37 | 58.42 | 7 | 0
2020 | MAPP_US_2_NE | MAPP_US | NE | Internal | Summer | B5 | 200 | 2000 | 839.87 | 49.39 | 56.39 | 7 | 0
2020 | MAPP_US_2_NE | MAPP_US | NE | Internal | Summer | B6 | 300 | 2000 | 1344.13 | 47.36 | 54.36 | 7 | 0
2020 | MAPP_US_2_NE | MAPP_US | NE | Internal | Summer | B7 | 400 | 2000 | 1489.68 | 36.11 | 43.11 | 7 | 0
2020 | MAPP_US_2_NE | MAPP_US | NE | Internal | Summer | B8 | 500 | 2000 | 1687.82 | 31.49 | 38.49 | 7 | 0
2020 | MAPP_US_2_NE | MAPP_US | NE | Internal | Summer | B9 | 800 | 2000 | 979.26 | 31.41 | 38.41 | 7 | 0
2020 | MAPP_US_2_NE | MAPP_US | NE | Internal | Summer | B10 | 1262 | 2000 | 745.42 | 29.87 | 36.87 | 7 | 0
2020 | MAPP_US_2_NE | MAPP_US | NE | Internal | Winter | B16 | 25 | 2000 | 0 | 46.76 | 48.75 | 7 | 0
2020 | MAPP_US_2_NE | MAPP_US | NE | Internal | Winter | B17 | 100 | 2000 | 0 | 40.58 | 42.56 | 7 | 0
2020 | MAPP_US_2_NE | MAPP_US | NE | Internal | Winter | B18 | 400 | 2000 | 0 | 36.53 | 39.37 | 7 | 0
2020 | MAPP_US_2_NE | MAPP_US | NE | Internal | Winter | B19 | 700 | 2000 | 0 | 34.78 | 38.17 | 7 | 0
2020 | MAPP_US_2_NE | MAPP_US | NE | Internal | Winter | B20 | 935 | 2000 | 0 | 31.88 | 37.68 | 7 | 0
2020 | MARITIMES_2_NEISO | MARITIMES | NEISO | Internal | Shoulder | B11 | 25 | 99999 | 1720.66 | 40.98 | 40.99 | 0.01 | 0
2020 | MARITIMES_2_NEISO | MARITIMES | NEISO | Internal | Shoulder | B12 | 200 | 99999 | 1717.44 | 37.48 | 37.5 | 0.01 | 0
2020 | MARITIMES_2_NEISO | MARITIMES | NEISO | Internal | Shoulder | B13 | 600 | 99999 | 1704.78 | 37.48 | 37.5 | 0.01 | 0
2020 | MARITIMES_2_NEISO | MARITIMES | NEISO | Internal | Shoulder | B14 | 900 | 99999 | 1682.64 | 37.48 | 37.5 | 0.01 | 0
2020 | MARITIMES_2_NEISO | MARITIMES | NEISO | Internal | Shoulder | B15 | 1203 | 99999 | 648.08 | 37.48 | 37.5 | 0.01 | 0
2020 | MARITIMES_2_NEISO | MARITIMES | NEISO | Internal | Summer | B1 | 10 | 99999 | 1900 | 67.97 | 67.98 | 0.01 | 0
2020 | MARITIMES_2_NEISO | MARITIMES | NEISO | Internal | Summer | B2 | 25 | 99999 | 1878.75 | 61.45 | 61.46 | 0.01 | 0
2020 | MARITIMES_2_NEISO | MARITIMES | NEISO | Internal | Summer | B3 | 75 | 99999 | 1836.38 | 50.31 | 50.33 | 0.01 | 0
2020 | MARITIMES_2_NEISO | MARITIMES | NEISO | Internal | Summer | B4 | 100 | 99999 | 1799.97 | 50.15 | 50.16 | 0.01 | 0
2020 | MARITIMES_2_NEISO | MARITIMES | NEISO | Internal | Summer | B5 | 200 | 99999 | 1780.16 | 45.47 | 45.49 | 0.01 | 0
2020 | MARITIMES_2_NEISO | MARITIMES | NEISO | Internal | Summer | B6 | 300 | 99999 | 1757.82 | 38.34 | 38.35 | 0.01 | 0
2020 | MARITIMES_2_NEISO | MARITIMES | NEISO | Internal | Summer | B7 | 400 | 99999 | 1732.23 | 34.6 | 34.61 | 0.01 | 0
2020 | MARITIMES_2_NEISO | MARITIMES | NEISO | Internal | Summer | B8 | 500 | 99999 | 1712.1 | 34.6 | 34.61 | 0.01 | 0
2020 | MARITIMES_2_NEISO | MARITIMES | NEISO | Internal | Summer | B9 | 800 | 99999 | 1687.45 | 34.6 | 34.61 | 0.01 | 0
2020 | MARITIMES_2_NEISO | MARITIMES | NEISO | Internal | Summer | B10 | 1262 | 99999 | 465.06 | 34.6 | 34.61 | 0.01 | 0
2020 | MARITIMES_2_NEISO | MARITIMES | NEISO | Internal | Winter | B16 | 25 | 99999 | 1765.23 | 46.41 | 46.42 | 0.01 | 0
2020 | MARITIMES_2_NEISO | MARITIMES | NEISO | Internal | Winter | B17 | 100 | 99999 | 1747.34 | 46.41 | 46.42 | 0.01 | 0
2020 | MARITIMES_2_NEISO | MARITIMES | NEISO | Internal | Winter | B18 | 400 | 99999 | 1733.65 | 46.41 | 46.42 | 0.01 | 0
2020 | MARITIMES_2_NEISO | MARITIMES | NEISO | Internal | Winter | B19 | 700 | 99999 | 1708.15 | 46.41 | 46.42 | 0.01 | 0
2020 | MARITIMES_2_NEISO | MARITIMES | NEISO | Internal | Winter | B20 | 935 | 99999 | 723.43 | 46.41 | 46.42 | 0.01 | 0
2020 | MISO_IN_2_MISO_MI | MISO_IN | MISO_MI | Internal | Shoulder | B11 | 25 | 5000 | 0 | 54.57 | 54.55 | 0.01 | 0
2020 | MISO_IN_2_MISO_MI | MISO_IN | MISO_MI | Internal | Shoulder | B12 | 200 | 5000 | 0 | 46.04 | 46.03 | 0.01 | 0
2020 | MISO_IN_2_MISO_MI | MISO_IN | MISO_MI | Internal | Shoulder | B13 | 600 | 5000 | 0 | 41.85 | 41.86 | 0.01 | 0
2020 | MISO_IN_2_MISO_MI | MISO_IN | MISO_MI | Internal | Shoulder | B14 | 900 | 5000 | 0 | 40.44 | 40.43 | 0.01 | 0
2020 | MISO_IN_2_MISO_MI | MISO_IN | MISO_MI | Internal | Shoulder | B15 | 1203 | 5000 | 189.28 | 39.41 | 39.42 | 0.01 | 0
2020 | MISO_IN_2_MISO_MI | MISO_IN | MISO_MI | Internal | Summer | B1 | 10 | 5000 | 0 | 65.8 | 65.73 | 0.01 | 0
2020 | MISO_IN_2_MISO_MI | MISO_IN | MISO_MI | Internal | Summer | B2 | 25 | 5000 | 0 | 64.21 | 64.12 | 0.01 | 0
2020 | MISO_IN_2_MISO_MI | MISO_IN | MISO_MI | Internal | Summer | B3 | 75 | 5000 | 0 | 61.15 | 60.79 | 0.01 | 0
2020 | MISO_IN_2_MISO_MI | MISO_IN | MISO_MI | Internal | Summer | B4 | 100 | 5000 | 0 | 60.4 | 60.38 | 0.01 | 0
2020 | MISO_IN_2_MISO_MI | MISO_IN | MISO_MI | Internal | Summer | B5 | 200 | 5000 | 0 | 56.42 | 56.42 | 0.01 | 0
2020 | MISO_IN_2_MISO_MI | MISO_IN | MISO_MI | Internal | Summer | B6 | 300 | 5000 | 1012.87 | 47.86 | 47.87 | 0.01 | 0
2020 | MISO_IN_2_MISO_MI | MISO_IN | MISO_MI | Internal | Summer | B7 | 400 | 5000 | 1623.06 | 40.42 | 40.44 | 0.01 | 0
2020 | MISO_IN_2_MISO_MI | MISO_IN | MISO_MI | Internal | Summer | B8 | 500 | 5000 | 1981.37 | 38.45 | 38.46 | 0.01 | 0
2020 | MISO_IN_2_MISO_MI | MISO_IN | MISO_MI | Internal | Summer | B9 | 800 | 5000 | 1163.17 | 37.46 | 37.47 | 0.01 | 0
2020 | MISO_IN_2_MISO_MI | MISO_IN | MISO_MI | Internal | Summer | B10 | 1262 | 5000 | 2367.24 | 36.42 | 36.43 | 0.01 | 0
2020 | MISO_IN_2_MISO_MI | MISO_IN | MISO_MI | Internal | Winter | B16 | 25 | 5000 | 732.82 | 53.8 | 53.81 | 0.01 | 0
2020 | MISO_IN_2_MISO_MI | MISO_IN | MISO_MI | Internal | Winter | B17 | 100 | 5000 | 980.27 | 47.6 | 47.61 | 0.01 | 0
2020 | MISO_IN_2_MISO_MI | MISO_IN | MISO_MI | Internal | Winter | B18 | 400 | 5000 | 1499.05 | 43.54 | 43.56 | 0.01 | 0
2020 | MISO_IN_2_MISO_MI | MISO_IN | MISO_MI | Internal | Winter | B19 | 700 | 5000 | 2226.6 | 40.78 | 40.79 | 0.01 | 0
2020 | MISO_IN_2_MISO_MI | MISO_IN | MISO_MI | Internal | Winter | B20 | 935 | 5000 | 1812.14 | 38.6 | 38.61 | 0.01 | 0
2020 | MISO_IN_2_MISO_MO-IL | MISO_IN | MISO_MO-IL | Internal | Shoulder | B11 | 25 | 5000 | 0 | 54.57 | 54.55 | 0.01 | 0
2020 | MISO_IN_2_MISO_MO-IL | MISO_IN | MISO_MO-IL | Internal | Shoulder | B12 | 200 | 5000 | 0 | 46.04 | 46.03 | 0.01 | 0
2020 | MISO_IN_2_MISO_MO-IL | MISO_IN | MISO_MO-IL | Internal | Shoulder | B13 | 600 | 5000 | 0 | 41.85 | 41.84 | 0.01 | 0
2020 | MISO_IN_2_MISO_MO-IL | MISO_IN | MISO_MO-IL | Internal | Shoulder | B14 | 900 | 5000 | 0 | 40.44 | 40.44 | 0.01 | 0
2020 | MISO_IN_2_MISO_MO-IL | MISO_IN | MISO_MO-IL | Internal | Shoulder | B15 | 1203 | 5000 | 0 | 39.41 | 39.4 | 0.01 | 0
2020 | MISO_IN_2_MISO_MO-IL | MISO_IN | MISO_MO-IL | Internal | Summer | B1 | 10 | 5000 | 397.17 | 65.8 | 65.81 | 0.01 | 0
2020 | MISO_IN_2_MISO_MO-IL | MISO_IN | MISO_MO-IL | Internal | Summer | B2 | 25 | 5000 | 0 | 64.21 | 64.2 | 0.01 | 0
2020 | MISO_IN_2_MISO_MO-IL | MISO_IN | MISO_MO-IL | Internal | Summer | B3 | 75 | 5000 | 0 | 61.15 | 61.14 | 0.01 | 0
2020 | MISO_IN_2_MISO_MO-IL | MISO_IN | MISO_MO-IL | Internal | Summer | B4 | 100 | 5000 | 0 | 60.4 | 60.38 | 0.01 | 0
2020 | MISO_IN_2_MISO_MO-IL | MISO_IN | MISO_MO-IL | Internal | Summer | B5 | 200 | 5000 | 0 | 56.42 | 56.41 | 0.01 | 0
2020 | MISO_IN_2_MISO_MO-IL | MISO_IN | MISO_MO-IL | Internal | Summer | B6 | 300 | 5000 | 0 | 47.86 | 47.85 | 0.01 | 0
2020 | MISO_IN_2_MISO_MO-IL | MISO_IN | MISO_MO-IL | Internal | Summer | B7 | 400 | 5000 | 0 | 40.42 | 40.41 | 0.01 | 0
2020 | MISO_IN_2_MISO_MO-IL | MISO_IN | MISO_MO-IL | Internal | Summer | B8 | 500 | 5000 | 0 | 38.45 | 38.44 | 0.01 | 0
2020 | MISO_IN_2_MISO_MO-IL | MISO_IN | MISO_MO-IL | Internal | Summer | B9 | 800 | 5000 | 338.23 | 37.46 | 37.47 | 0.01 | 0
2020 | MISO_IN_2_MISO_MO-IL | MISO_IN | MISO_MO-IL | Internal | Summer | B10 | 1262 | 5000 | 0 | 36.42 | 36.41 | 0.01 | 0
2020 | MISO_IN_2_MISO_MO-IL | MISO_IN | MISO_MO-IL | Internal | Winter | B16 | 25 | 5000 | 0 | 53.8 | 53.77 | 0.01 | 0
2020 | MISO_IN_2_MISO_MO-IL | MISO_IN | MISO_MO-IL | Internal | Winter | B17 | 100 | 5000 | 0 | 47.6 | 47.59 | 0.01 | 0
2020 | MISO_IN_2_MISO_MO-IL | MISO_IN | MISO_MO-IL | Internal | Winter | B18 | 400 | 5000 | 0 | 43.54 | 43.53 | 0.01 | 0
2020 | MISO_IN_2_MISO_MO-IL | MISO_IN | MISO_MO-IL | Internal | Winter | B19 | 700 | 5000 | 0 | 40.78 | 40.77 | 0.01 | 0
2020 | MISO_IN_2_MISO_MO-IL | MISO_IN | MISO_MO-IL | Internal | Winter | B20 | 935 | 5000 | 0 | 38.6 | 38.59 | 0.01 | 0
2020 | MISO_IN_2_NonRTO_Midwest | MISO_IN | NonRTO_Midwest | Internal | Shoulder | B11 | 25 | 4800 | 1074.62 | 54.57 | 62.57 | 8 | 0
2020 | MISO_IN_2_NonRTO_Midwest | MISO_IN | NonRTO_Midwest | Internal | Shoulder | B12 | 200 | 4800 | 0 | 46.04 | 53.66 | 8 | 0
2020 | MISO_IN_2_NonRTO_Midwest | MISO_IN | NonRTO_Midwest | Internal | Shoulder | B13 | 600 | 4800 | 99.33 | 41.85 | 49.85 | 8 | 0
2020 | MISO_IN_2_NonRTO_Midwest | MISO_IN | NonRTO_Midwest | Internal | Shoulder | B14 | 900 | 4800 | 0 | 40.44 | 43.09 | 8 | 0
2020 | MISO_IN_2_NonRTO_Midwest | MISO_IN | NonRTO_Midwest | Internal | Shoulder | B15 | 1203 | 4800 | 0 | 39.41 | 35.35 | 8 | 0
2020 | MISO_IN_2_NonRTO_Midwest | MISO_IN | NonRTO_Midwest | Internal | Summer | B1 | 10 | 4800 | 0 | 65.8 | 69.15 | 8 | 0
2020 | MISO_IN_2_NonRTO_Midwest | MISO_IN | NonRTO_Midwest | Internal | Summer | B2 | 25 | 4800 | 0 | 64.21 | 69.15 | 8 | 0
2020 | MISO_IN_2_NonRTO_Midwest | MISO_IN | NonRTO_Midwest | Internal | Summer | B3 | 75 | 4800 | 1511.31 | 61.15 | 69.15 | 8 | 0
2020 | MISO_IN_2_NonRTO_Midwest | MISO_IN | NonRTO_Midwest | Internal | Summer | B4 | 100 | 4800 | 1305.1 | 60.4 | 68.4 | 8 | 0
2020 | MISO_IN_2_NonRTO_Midwest | MISO_IN | NonRTO_Midwest | Internal | Summer | B5 | 200 | 4800 | 1026.52 | 56.42 | 64.42 | 8 | 0
2020 | MISO_IN_2_NonRTO_Midwest | MISO_IN | NonRTO_Midwest | Internal | Summer | B6 | 300 | 4800 | 546.87 | 47.86 | 55.86 | 8 | 0
2020 | MISO_IN_2_NonRTO_Midwest | MISO_IN | NonRTO_Midwest | Internal | Summer | B7 | 400 | 4800 | 0 | 40.42 | 43.76 | 8 | 0
2020 | MISO_IN_2_NonRTO_Midwest | MISO_IN | NonRTO_Midwest | Internal | Summer | B8 | 500 | 4800 | 0 | 38.45 | 42.79 | 8 | 0
2020 | MISO_IN_2_NonRTO_Midwest | MISO_IN | NonRTO_Midwest | Internal | Summer | B9 | 800 | 4800 | 0 | 37.46 | 36.89 | 8 | 0
2020 | MISO_IN_2_NonRTO_Midwest | MISO_IN | NonRTO_Midwest | Internal | Summer | B10 | 1262 | 4800 | 0 | 36.42 | 33.6 | 8 | 0
2020 | MISO_IN_2_NonRTO_Midwest | MISO_IN | NonRTO_Midwest | Internal | Winter | B16 | 25 | 4800 | 2098.48 | 53.8 | 61.8 | 8 | 0
2020 | MISO_IN_2_NonRTO_Midwest | MISO_IN | NonRTO_Midwest | Internal | Winter | B17 | 100 | 4800 | 1089.29 | 47.6 | 55.6 | 8 | 0
2020 | MISO_IN_2_NonRTO_Midwest | MISO_IN | NonRTO_Midwest | Internal | Winter | B18 | 400 | 4800 | 133.51 | 43.54 | 51.54 | 8 | 0
2020 | MISO_IN_2_NonRTO_Midwest | MISO_IN | NonRTO_Midwest | Internal | Winter | B19 | 700 | 4800 | 0 | 40.78 | 43.25 | 8 | 0
2020 | MISO_IN_2_NonRTO_Midwest | MISO_IN | NonRTO_Midwest | Internal | Winter | B20 | 935 | 4800 | 0 | 38.6 | 35.43 | 8 | 0
2020 | MISO_IN_2_PJM_ROR | MISO_IN | PJM_ROR | Internal | Shoulder | B11 | 25 | 992 | 0 | 54.57 | 52.55 | 2 | 0
2020 | MISO_IN_2_PJM_ROR | MISO_IN | PJM_ROR | Internal | Shoulder | B12 | 200 | 992 | 0 | 46.04 | 48.02 | 2 | 0
2020 | MISO_IN_2_PJM_ROR | MISO_IN | PJM_ROR | Internal | Shoulder | B13 | 600 | 992 | 0 | 41.85 | 43.04 | 2 | 0
2020 | MISO_IN_2_PJM_ROR | MISO_IN | PJM_ROR | Internal | Shoulder | B14 | 900 | 992 | 0 | 40.44 | 41.86 | 2 | 0
2020 | MISO_IN_2_PJM_ROR | MISO_IN | PJM_ROR | Internal | Shoulder | B15 | 1203 | 992 | 0 | 39.41 | 37.64 | 2 | 0
2020 | MISO_IN_2_PJM_ROR | MISO_IN | PJM_ROR | Internal | Summer | B1 | 10 | 992 | 991.99 | 65.8 | 67.8 | 2 | 0
2020 | MISO_IN_2_PJM_ROR | MISO_IN | PJM_ROR | Internal | Summer | B2 | 25 | 992 | 0 | 64.21 | 66.19 | 2 | 0
2020 | MISO_IN_2_PJM_ROR | MISO_IN | PJM_ROR | Internal | Summer | B3 | 75 | 992 | 0 | 61.15 | 61.86 | 2 | 0
2020 | MISO_IN_2_PJM_ROR | MISO_IN | PJM_ROR | Internal | Summer | B4 | 100 | 992 | 0 | 60.4 | 61.71 | 2 | 0
2020 | MISO_IN_2_PJM_ROR | MISO_IN | PJM_ROR | Internal | Summer | B5 | 200 | 992 | 0 | 56.42 | 56.97 | 2 | 0
2020 | MISO_IN_2_PJM_ROR | MISO_IN | PJM_ROR | Internal | Summer | B6 | 300 | 992 | 0 | 47.86 | 49.83 | 2 | 0
2020 | MISO_IN_2_PJM_ROR | MISO_IN | PJM_ROR | Internal | Summer | B7 | 400 | 992 | 0 | 40.42 | 42.4 | 2 | 0
2020 | MISO_IN_2_PJM_ROR | MISO_IN | PJM_ROR | Internal | Summer | B8 | 500 | 992 | 0 | 38.45 | 38.92 | 2 | 0
2020 | MISO_IN_2_PJM_ROR | MISO_IN | PJM_ROR | Internal | Summer | B9 | 800 | 992 | 0 | 37.46 | 37.34 | 2 | 0
2020 | MISO_IN_2_PJM_ROR | MISO_IN | PJM_ROR | Internal | Summer | B10 | 1262 | 992 | 0 | 36.42 | 35.12 | 2 | 0
2020 | MISO_IN_2_PJM_ROR | MISO_IN | PJM_ROR | Internal | Winter | B16 | 25 | 992 | 0 | 53.8 | 55.76 | 2 | 0
2020 | MISO_IN_2_PJM_ROR | MISO_IN | PJM_ROR | Internal | Winter | B17 | 100 | 992 | 0 | 47.6 | 49.58 | 2 | 0
2020 | MISO_IN_2_PJM_ROR | MISO_IN | PJM_ROR | Internal | Winter | B18 | 400 | 992 | 0 | 43.54 | 45.53 | 2 | 0
2020 | MISO_IN_2_PJM_ROR | MISO_IN | PJM_ROR | Internal | Winter | B19 | 700 | 992 | 0 | 40.78 | 42.71 | 2 | 0
2020 | MISO_IN_2_PJM_ROR | MISO_IN | PJM_ROR | Internal | Winter | B20 | 935 | 992 | 0 | 38.6 | 38.96 | 2 | 0
2020 | MISO_MI_2_MISO_IN | MISO_MI | MISO_IN | Internal | Shoulder | B11 | 25 | 2045 | 1340.63 | 54.55 | 54.57 | 0.01 | 0
2020 | MISO_MI_2_MISO_IN | MISO_MI | MISO_IN | Internal | Shoulder | B12 | 200 | 2045 | 1018.91 | 46.03 | 46.04 | 0.01 | 0
2020 | MISO_MI_2_MISO_IN | MISO_MI | MISO_IN | Internal | Shoulder | B13 | 600 | 2045 | 0 | 41.86 | 41.85 | 0.01 | 0
2020 | MISO_MI_2_MISO_IN | MISO_MI | MISO_IN | Internal | Shoulder | B14 | 900 | 2045 | 740.22 | 40.43 | 40.44 | 0.01 | 0
2020 | MISO_MI_2_MISO_IN | MISO_MI | MISO_IN | Internal | Shoulder | B15 | 1203 | 2045 | 0 | 39.42 | 39.41 | 0.01 | 0
2020 | MISO_MI_2_MISO_IN | MISO_MI | MISO_IN | Internal | Summer | B1 | 10 | 2045 | 2045 | 65.73 | 65.8 | 0.01 | 0.06
2020 | MISO_MI_2_MISO_IN | MISO_MI | MISO_IN | Internal | Summer | B2 | 25 | 2045 | 2045 | 64.12 | 64.21 | 0.01 | 0.08
2020 | MISO_MI_2_MISO_IN | MISO_MI | MISO_IN | Internal | Summer | B3 | 75 | 2045 | 3271.77 | 60.79 | 61.15 | 0.01 | 0.35
2020 | MISO_MI_2_MISO_IN | MISO_MI | MISO_IN | Internal | Summer | B4 | 100 | 2045 | 1641.7 | 60.38 | 60.4 | 0.01 | 0
2020 | MISO_MI_2_MISO_IN | MISO_MI | MISO_IN | Internal | Summer | B5 | 200 | 2045 | 0 | 56.42 | 56.42 | 0.01 | 0
2020 | MISO_MI_2_MISO_IN | MISO_MI | MISO_IN | Internal | Summer | B6 | 300 | 2045 | 0 | 47.87 | 47.86 | 0.01 | 0
2020 | MISO_MI_2_MISO_IN | MISO_MI | MISO_IN | Internal | Summer | B7 | 400 | 2045 | 0 | 40.44 | 40.42 | 0.01 | 0
2020 | MISO_MI_2_MISO_IN | MISO_MI | MISO_IN | Internal | Summer | B8 | 500 | 2045 | 0 | 38.46 | 38.45 | 0.01 | 0
2020 | MISO_MI_2_MISO_IN | MISO_MI | MISO_IN | Internal | Summer | B9 | 800 | 2045 | 0 | 37.47 | 37.46 | 0.01 | 0
2020 | MISO_MI_2_MISO_IN | MISO_MI | MISO_IN | Internal | Summer | B10 | 1262 | 2045 | 0 | 36.43 | 36.42 | 0.01 | 0
2020 | MISO_MI_2_MISO_IN | MISO_MI | MISO_IN | Internal | Winter | B16 | 25 | 2045 | 0 | 53.81 | 53.8 | 0.01 | 0
2020 | MISO_MI_2_MISO_IN | MISO_MI | MISO_IN | Internal | Winter | B17 | 100 | 2045 | 0 | 47.61 | 47.6 | 0.01 | 0
2020 | MISO_MI_2_MISO_IN | MISO_MI | MISO_IN | Internal | Winter | B18 | 400 | 2045 | 0 | 43.56 | 43.54 | 0.01 | 0
2020 | MISO_MI_2_MISO_IN | MISO_MI | MISO_IN | Internal | Winter | B19 | 700 | 2045 | 0 | 40.79 | 40.78 | 0.01 | 0
2020 | MISO_MI_2_MISO_IN | MISO_MI | MISO_IN | Internal | Winter | B20 | 935 | 2045 | 0 | 38.61 | 38.6 | 0.01 | 0
2020 | MISO_MI_2_MISO_WUMS | MISO_MI | MISO_WUMS | Internal | Shoulder | B11 | 25 | 117 | 0 | 54.55 | 54.54 | 0.01 | 0
2020 | MISO_MI_2_MISO_WUMS | MISO_MI | MISO_WUMS | Internal | Shoulder | B12 | 200 | 117 | 0 | 46.03 | 46.03 | 0.01 | 0
2020 | MISO_MI_2_MISO_WUMS | MISO_MI | MISO_WUMS | Internal | Shoulder | B13 | 600 | 117 | 0 | 41.86 | 41.84 | 0.01 | 0
2020 | MISO_MI_2_MISO_WUMS | MISO_MI | MISO_WUMS | Internal | Shoulder | B14 | 900 | 117 | 60.32 | 40.43 | 40.44 | 0.01 | 0
2020 | MISO_MI_2_MISO_WUMS | MISO_MI | MISO_WUMS | Internal | Shoulder | B15 | 1203 | 117 | 0 | 39.42 | 39.4 | 0.01 | 0
2020 | MISO_MI_2_MISO_WUMS | MISO_MI | MISO_WUMS | Internal | Summer | B1 | 10 | 117 | 0 | 65.73 | 65.66 | 0.01 | 0
2020 | MISO_MI_2_MISO_WUMS | MISO_MI | MISO_WUMS | Internal | Summer | B2 | 25 | 117 | 0 | 64.12 | 64.05 | 0.01 | 0
2020 | MISO_MI_2_MISO_WUMS | MISO_MI | MISO_WUMS | Internal | Summer | B3 | 75 | 117 | 0 | 60.79 | 60.72 | 0.01 | 0
2020 | MISO_MI_2_MISO_WUMS | MISO_MI | MISO_WUMS | Internal | Summer | B4 | 100 | 117 | 9.69 | 60.38 | 60.4 | 0.01 | 0
2020 | MISO_MI_2_MISO_WUMS | MISO_MI | MISO_WUMS | Internal | Summer | B5 | 200 | 117 | 0 | 56.42 | 56.41 | 0.01 | 0
2020 | MISO_MI_2_MISO_WUMS | MISO_MI | MISO_WUMS | Internal | Summer | B6 | 300 | 117 | 0 | 47.87 | 47.85 | 0.01 | 0
2020 | MISO_MI_2_MISO_WUMS | MISO_MI | MISO_WUMS | Internal | Summer | B7 | 400 | 117 | 0 | 40.44 | 40.41 | 0.01 | 0
2020 | MISO_MI_2_MISO_WUMS | MISO_MI | MISO_WUMS | Internal | Summer | B8 | 500 | 117 | 0 | 38.46 | 38.44 | 0.01 | 0
2020 | MISO_MI_2_MISO_WUMS | MISO_MI | MISO_WUMS | Internal | Summer | B9 | 800 | 117 | 0 | 37.47 | 37.47 | 0.01 | 0
2020 | MISO_MI_2_MISO_WUMS | MISO_MI | MISO_WUMS | Internal | Summer | B10 | 1262 | 117 | 0 | 36.43 | 36.43 | 0.01 | 0
2020 | MISO_MI_2_MISO_WUMS | MISO_MI | MISO_WUMS | Internal | Winter | B16 | 25 | 117 | 0 | 53.81 | 53.77 | 0.01 | 0
2020 | MISO_MI_2_MISO_WUMS | MISO_MI | MISO_WUMS | Internal | Winter | B17 | 100 | 117 | 0 | 47.61 | 47.59 | 0.01 | 0
2020 | MISO_MI_2_MISO_WUMS | MISO_MI | MISO_WUMS | Internal | Winter | B18 | 400 | 117 | 0 | 43.56 | 43.54 | 0.01 | 0
2020 | MISO_MI_2_MISO_WUMS | MISO_MI | MISO_WUMS | Internal | Winter | B19 | 700 | 117 | 117 | 40.79 | 40.81 | 0.01 | 0.01
2020 | MISO_MI_2_MISO_WUMS | MISO_MI | MISO_WUMS | Internal | Winter | B20 | 935 | 117 | 667.22 | 38.61 | 38.65 | 0.01 | 0.03
2020 | MISO_MI_2_PJM_ROR | MISO_MI | PJM_ROR | Internal | Shoulder | B11 | 25 | 1424 | 0 | 54.55 | 52.55 | 2 | 0
2020 | MISO_MI_2_PJM_ROR | MISO_MI | PJM_ROR | Internal | Shoulder | B12 | 200 | 1424 | 0 | 46.03 | 48.02 | 2 | 0
2020 | MISO_MI_2_PJM_ROR | MISO_MI | PJM_ROR | Internal | Shoulder | B13 | 600 | 1424 | 0 | 41.86 | 43.04 | 2 | 0
2020 | MISO_MI_2_PJM_ROR | MISO_MI | PJM_ROR | Internal | Shoulder | B14 | 900 | 1424 | 0 | 40.43 | 41.86 | 2 | 0
2020 | MISO_MI_2_PJM_ROR | MISO_MI | PJM_ROR | Internal | Shoulder | B15 | 1203 | 1424 | 0 | 39.42 | 37.64 | 2 | 0
2020 | MISO_MI_2_PJM_ROR | MISO_MI | PJM_ROR | Internal | Summer | B1 | 10 | 1424 | 2247.27 | 65.73 | 67.8 | 2 | 0.07
2020 | MISO_MI_2_PJM_ROR | MISO_MI | PJM_ROR | Internal | Summer | B2 | 25 | 1424 | 1572.91 | 64.12 | 66.19 | 2 | 0.07
2020 | MISO_MI_2_PJM_ROR | MISO_MI | PJM_ROR | Internal | Summer | B3 | 75 | 1424 | 0 | 60.79 | 61.86 | 2 | 0
2020 | MISO_MI_2_PJM_ROR | MISO_MI | PJM_ROR | Internal | Summer | B4 | 100 | 1424 | 0 | 60.38 | 61.71 | 2 | 0
2020 | MISO_MI_2_PJM_ROR | MISO_MI | PJM_ROR | Internal | Summer | B5 | 200 | 1424 | 0 | 56.42 | 56.97 | 2 | 0
2020 | MISO_MI_2_PJM_ROR | MISO_MI | PJM_ROR | Internal | Summer | B6 | 300 | 1424 | 0 | 47.87 | 49.83 | 2 | 0
2020 | MISO_MI_2_PJM_ROR | MISO_MI | PJM_ROR | Internal | Summer | B7 | 400 | 1424 | 0 | 40.44 | 42.4 | 2 | 0
2020 | MISO_MI_2_PJM_ROR | MISO_MI | PJM_ROR | Internal | Summer | B8 | 500 | 1424 | 0 | 38.46 | 38.92 | 2 | 0
2020 | MISO_MI_2_PJM_ROR | MISO_MI | PJM_ROR | Internal | Summer | B9 | 800 | 1424 | 0 | 37.47 | 37.34 | 2 | 0
2020 | MISO_MI_2_PJM_ROR | MISO_MI | PJM_ROR | Internal | Summer | B10 | 1262 | 1424 | 0 | 36.43 | 35.12 | 2 | 0
2020 | MISO_MI_2_PJM_ROR | MISO_MI | PJM_ROR | Internal | Winter | B16 | 25 | 1424 | 0 | 53.81 | 55.76 | 2 | 0
2020 | MISO_MI_2_PJM_ROR | MISO_MI | PJM_ROR | Internal | Winter | B17 | 100 | 1424 | 0 | 47.61 | 49.58 | 2 | 0
2020 | MISO_MI_2_PJM_ROR | MISO_MI | PJM_ROR | Internal | Winter | B18 | 400 | 1424 | 0 | 43.56 | 45.53 | 2 | 0
2020 | MISO_MI_2_PJM_ROR | MISO_MI | PJM_ROR | Internal | Winter | B19 | 700 | 1424 | 0 | 40.79 | 42.71 | 2 | 0
2020 | MISO_MI_2_PJM_ROR | MISO_MI | PJM_ROR | Internal | Winter | B20 | 935 | 1424 | 0 | 38.61 | 38.96 | 2 | 0
2020 | MISO_MO-IL_2_ENT | MISO_MO-IL | ENT | Internal | Shoulder | B11 | 25 | 2540 | 0 | 54.55 | 59.7 | 8 | 0
2020 | MISO_MO-IL_2_ENT | MISO_MO-IL | ENT | Internal | Shoulder | B12 | 200 | 2540 | 0 | 46.03 | 42.38 | 8 | 0
2020 | MISO_MO-IL_2_ENT | MISO_MO-IL | ENT | Internal | Shoulder | B13 | 600 | 2540 | 0 | 41.84 | 42.38 | 8 | 0
2020 | MISO_MO-IL_2_ENT | MISO_MO-IL | ENT | Internal | Shoulder | B14 | 900 | 2540 | 0 | 40.44 | 42.38 | 8 | 0
2020 | MISO_MO-IL_2_ENT | MISO_MO-IL | ENT | Internal | Shoulder | B15 | 1203 | 2540 | 0 | 39.4 | 42.07 | 8 | 0
2020 | MISO_MO-IL_2_ENT | MISO_MO-IL | ENT | Internal | Summer | B1 | 10 | 2540 | 0 | 65.81 | 68.85 | 8 | 0
2020 | MISO_MO-IL_2_ENT | MISO_MO-IL | ENT | Internal | Summer | B2 | 25 | 2540 | 0 | 64.2 | 64.19 | 8 | 0
2020 | MISO_MO-IL_2_ENT | MISO_MO-IL | ENT | Internal | Summer | B3 | 75 | 2540 | 0 | 61.14 | 62.36 | 8 | 0
2020 | MISO_MO-IL_2_ENT | MISO_MO-IL | ENT | Internal | Summer | B4 | 100 | 2540 | 0 | 60.38 | 62.36 | 8 | 0
2020 | MISO_MO-IL_2_ENT | MISO_MO-IL | ENT | Internal | Summer | B5 | 200 | 2540 | 0 | 56.41 | 61.87 | 8 | 0
2020 | MISO_MO-IL_2_ENT | MISO_MO-IL | ENT | Internal | Summer | B6 | 300 | 2540 | 428.9 | 47.85 | 55.85 | 8 | 0
2020 | MISO_MO-IL_2_ENT | MISO_MO-IL | ENT | Internal | Summer | B7 | 400 | 2540 | 0 | 40.41 | 45.01 | 8 | 0
2020 | MISO_MO-IL_2_ENT | MISO_MO-IL | ENT | Internal | Summer | B8 | 500 | 2540 | 0 | 38.44 | 41 | 8 | 0
2020 | MISO_MO-IL_2_ENT | MISO_MO-IL | ENT | Internal | Summer | B9 | 800 | 2540 | 0 | 37.47 | 41 | 8 | 0
2020 | MISO_MO-IL_2_ENT | MISO_MO-IL | ENT | Internal | Summer | B10 | 1262 | 2540 | 0 | 36.41 | 40.71 | 8 | 0
2020 | MISO_MO-IL_2_ENT | MISO_MO-IL | ENT | Internal | Winter | B16 | 25 | 2540 | 0 | 53.77 | 54.37 | 8 | 0
2020 | MISO_MO-IL_2_ENT | MISO_MO-IL | ENT | Internal | Winter | B17 | 100 | 2540 | 0 | 47.59 | 45.1 | 8 | 0
2020 | MISO_MO-IL_2_ENT | MISO_MO-IL | ENT | Internal | Winter | B18 | 400 | 2540 | 0 | 43.53 | 44.84 | 8 | 0
2020 | MISO_MO-IL_2_ENT | MISO_MO-IL | ENT | Internal | Winter | B19 | 700 | 2540 | 0 | 40.77 | 43.65 | 8 | 0
2020 | MISO_MO-IL_2_ENT | MISO_MO-IL | ENT | Internal | Winter | B20 | 935 | 2540 | 0 | 38.59 | 43.31 | 8 | 0
2020 | MISO_MO-IL_2_MISO_IN | MISO_MO-IL | MISO_IN | Internal | Shoulder | B11 | 25 | 2100 | 755.63 | 54.55 | 54.57 | 0.01 | 0
2020 | MISO_MO-IL_2_MISO_IN | MISO_MO-IL | MISO_IN | Internal | Shoulder | B12 | 200 | 2100 | 226.77 | 46.03 | 46.04 | 0.01 | 0
2020 | MISO_MO-IL_2_MISO_IN | MISO_MO-IL | MISO_IN | Internal | Shoulder | B13 | 600 | 2100 | 1088.17 | 41.84 | 41.85 | 0.01 | 0
2020 | MISO_MO-IL_2_MISO_IN | MISO_MO-IL | MISO_IN | Internal | Shoulder | B14 | 900 | 2100 | 0 | 40.44 | 40.44 | 0.01 | 0
2020 | MISO_MO-IL_2_MISO_IN | MISO_MO-IL | MISO_IN | Internal | Shoulder | B15 | 1203 | 2100 | 214.43 | 39.4 | 39.41 | 0.01 | 0
2020 | MISO_MO-IL_2_MISO_IN | MISO_MO-IL | MISO_IN | Internal | Summer | B1 | 10 | 2100 | 0 | 65.81 | 65.8 | 0.01 | 0
2020 | MISO_MO-IL_2_MISO_IN | MISO_MO-IL | MISO_IN | Internal | Summer | B2 | 25 | 2100 | 923.98 | 64.2 | 64.21 | 0.01 | 0
2020 | MISO_MO-IL_2_MISO_IN | MISO_MO-IL | MISO_IN | Internal | Summer | B3 | 75 | 2100 | 334.82 | 61.14 | 61.15 | 0.01 | 0
2020 | MISO_MO-IL_2_MISO_IN | MISO_MO-IL | MISO_IN | Internal | Summer | B4 | 100 | 2100 | 948.08 | 60.38 | 60.4 | 0.01 | 0
2020 | MISO_MO-IL_2_MISO_IN | MISO_MO-IL | MISO_IN | Internal | Summer | B5 | 200 | 2100 | 2032.96 | 56.41 | 56.42 | 0.01 | 0
2020 | MISO_MO-IL_2_MISO_IN | MISO_MO-IL | MISO_IN | Internal | Summer | B6 | 300 | 2100 | 1638.79 | 47.85 | 47.86 | 0.01 | 0
2020 | MISO_MO-IL_2_MISO_IN | MISO_MO-IL | MISO_IN | Internal | Summer | B7 | 400 | 2100 | 1505.33 | 40.41 | 40.42 | 0.01 | 0
2020 | MISO_MO-IL_2_MISO_IN | MISO_MO-IL | MISO_IN | Internal | Summer | B8 | 500 | 2100 | 1544.01 | 38.44 | 38.45 | 0.01 | 0
2020 | MISO_MO-IL_2_MISO_IN | MISO_MO-IL | MISO_IN | Internal | Summer | B9 | 800 | 2100 | 0 | 37.47 | 37.46 | 0.01 | 0
2020 | MISO_MO-IL_2_MISO_IN | MISO_MO-IL | MISO_IN | Internal | Summer | B10 | 1262 | 2100 | 297.42 | 36.41 | 36.42 | 0.01 | 0
2020 | MISO_MO-IL_2_MISO_IN | MISO_MO-IL | MISO_IN | Internal | Winter | B16 | 25 | 2100 | 2948.81 | 53.77 | 53.8 | 0.01 | 0.01
2020 | MISO_MO-IL_2_MISO_IN | MISO_MO-IL | MISO_IN | Internal | Winter | B17 | 100 | 2100 | 1368.54 | 47.59 | 47.6 | 0.01 | 0
2020 | MISO_MO-IL_2_MISO_IN | MISO_MO-IL | MISO_IN | Internal | Winter | B18 | 400 | 2100 | 145.54 | 43.53 | 43.54 | 0.01 | 0
2020 | MISO_MO-IL_2_MISO_IN | MISO_MO-IL | MISO_IN | Internal | Winter | B19 | 700 | 2100 | 887.55 | 40.77 | 40.78 | 0.01 | 0
2020 | MISO_MO-IL_2_MISO_IN | MISO_MO-IL | MISO_IN | Internal | Winter | B20 | 935 | 2100 | 325.18 | 38.59 | 38.6 | 0.01 | 0
2020 | MISO_MO-IL_2_MISO_W | MISO_MO-IL | MISO_W | Internal | Shoulder | B11 | 25 | 960 | 0 | 54.55 | 54.53 | 0.01 | 0
2020 | MISO_MO-IL_2_MISO_W | MISO_MO-IL | MISO_W | Internal | Shoulder | B12 | 200 | 960 | 0 | 46.03 | 46.02 | 0.01 | 0
2020 | MISO_MO-IL_2_MISO_W | MISO_MO-IL | MISO_W | Internal | Shoulder | B13 | 600 | 960 | 0 | 41.84 | 41.83 | 0.01 | 0
2020 | MISO_MO-IL_2_MISO_W | MISO_MO-IL | MISO_W | Internal | Shoulder | B14 | 900 | 960 | 0 | 40.44 | 40.43 | 0.01 | 0
2020 | MISO_MO-IL_2_MISO_W | MISO_MO-IL | MISO_W | Internal | Shoulder | B15 | 1203 | 960 | 110.57 | 39.4 | 39.41 | 0.01 | 0
2020 | MISO_MO-IL_2_MISO_W | MISO_MO-IL | MISO_W | Internal | Summer | B1 | 10 | 960 | 0 | 65.81 | 65.8 | 0.01 | 0
2020 | MISO_MO-IL_2_MISO_W | MISO_MO-IL | MISO_W | Internal | Summer | B2 | 25 | 960 | 0 | 64.2 | 64.19 | 0.01 | 0
2020 | MISO_MO-IL_2_MISO_W | MISO_MO-IL | MISO_W | Internal | Summer | B3 | 75 | 960 | 0 | 61.14 | 61.13 | 0.01 | 0
2020 | MISO_MO-IL_2_MISO_W | MISO_MO-IL | MISO_W | Internal | Summer | B4 | 100 | 960 | 0 | 60.38 | 60.37 | 0.01 | 0
2020 | MISO_MO-IL_2_MISO_W | MISO_MO-IL | MISO_W | Internal | Summer | B5 | 200 | 960 | 0 | 56.41 | 56.39 | 0.01 | 0
2020 | MISO_MO-IL_2_MISO_W | MISO_MO-IL | MISO_W | Internal | Summer | B6 | 300 | 960 | 0 | 47.85 | 47.83 | 0.01 | 0
2020 | MISO_MO-IL_2_MISO_W | MISO_MO-IL | MISO_W | Internal | Summer | B7 | 400 | 960 | 0 | 40.41 | 40.4 | 0.01 | 0
2020 | MISO_MO-IL_2_MISO_W | MISO_MO-IL | MISO_W | Internal | Summer | B8 | 500 | 960 | 0 | 38.44 | 38.43 | 0.01 | 0
2020 | MISO_MO-IL_2_MISO_W | MISO_MO-IL | MISO_W | Internal | Summer | B9 | 800 | 960 | 0 | 37.47 | 37.46 | 0.01 | 0
2020 | MISO_MO-IL_2_MISO_W | MISO_MO-IL | MISO_W | Internal | Summer | B10 | 1262 | 960 | 0 | 36.41 | 36.42 | 0.01 | 0
2020 | MISO_MO-IL_2_MISO_W | MISO_MO-IL | MISO_W | Internal | Winter | B16 | 25 | 960 | 0 | 53.77 | 53.76 | 0.01 | 0
2020 | MISO_MO-IL_2_MISO_W | MISO_MO-IL | MISO_W | Internal | Winter | B17 | 100 | 960 | 0 | 47.59 | 47.58 | 0.01 | 0
2020 | MISO_MO-IL_2_MISO_W | MISO_MO-IL | MISO_W | Internal | Winter | B18 | 400 | 960 | 0 | 43.53 | 43.53 | 0.01 | 0
2020 | MISO_MO-IL_2_MISO_W | MISO_MO-IL | MISO_W | Internal | Winter | B19 | 700 | 960 | 1144.39 | 40.77 | 40.83 | 0.01 | 0.05
2020 | MISO_MO-IL_2_MISO_W | MISO_MO-IL | MISO_W | Internal | Winter | B20 | 935 | 960 | 960 | 38.59 | 38.64 | 0.01 | 0.05
2020 | MISO_MO-IL_2_PJM_ROR | MISO_MO-IL | PJM_ROR | Internal | Shoulder | B11 | 25 | 1212 | 0 | 54.55 | 52.55 | 2 | 0
2020 | MISO_MO-IL_2_PJM_ROR | MISO_MO-IL | PJM_ROR | Internal | Shoulder | B12 | 200 | 1212 | 0 | 46.03 | 48.02 | 2 | 0
2020 | MISO_MO-IL_2_PJM_ROR | MISO_MO-IL | PJM_ROR | Internal | Shoulder | B13 | 600 | 1212 | 0 | 41.84 | 43.04 | 2 | 0
2020 | MISO_MO-IL_2_PJM_ROR | MISO_MO-IL | PJM_ROR | Internal | Shoulder | B14 | 900 | 1212 | 0 | 40.44 | 41.86 | 2 | 0
2020 | MISO_MO-IL_2_PJM_ROR | MISO_MO-IL | PJM_ROR | Internal | Shoulder | B15 | 1203 | 1212 | 0 | 39.4 | 37.64 | 2 | 0
2020 | MISO_MO-IL_2_PJM_ROR | MISO_MO-IL | PJM_ROR | Internal | Summer | B1 | 10 | 1212 | 0 | 65.81 | 67.8 | 2 | 0
2020 | MISO_MO-IL_2_PJM_ROR | MISO_MO-IL | PJM_ROR | Internal | Summer | B2 | 25 | 1212 | 0 | 64.2 | 66.19 | 2 | 0
2020 | MISO_MO-IL_2_PJM_ROR | MISO_MO-IL | PJM_ROR | Internal | Summer | B3 | 75 | 1212 | 0 | 61.14 | 61.86 | 2 | 0
2020 | MISO_MO-IL_2_PJM_ROR | MISO_MO-IL | PJM_ROR | Internal | Summer | B4 | 100 | 1212 | 0 | 60.38 | 61.71 | 2 | 0
2020 | MISO_MO-IL_2_PJM_ROR | MISO_MO-IL | PJM_ROR | Internal | Summer | B5 | 200 | 1212 | 0 | 56.41 | 56.97 | 2 | 0
2020 | MISO_MO-IL_2_PJM_ROR | MISO_MO-IL | PJM_ROR | Internal | Summer | B6 | 300 | 1212 | 0 | 47.85 | 49.83 | 2 | 0
2020 | MISO_MO-IL_2_PJM_ROR | MISO_MO-IL | PJM_ROR | Internal | Summer | B7 | 400 | 1212 | 0 | 40.41 | 42.4 | 2 | 0
2020 | MISO_MO-IL_2_PJM_ROR | MISO_MO-IL | PJM_ROR | Internal | Summer | B8 | 500 | 1212 | 0 | 38.44 | 38.92 | 2 | 0
2020 | MISO_MO-IL_2_PJM_ROR | MISO_MO-IL | PJM_ROR | Internal | Summer | B9 | 800 | 1212 | 0 | 37.47 | 37.34 | 2 | 0
2020 | MISO_MO-IL_2_PJM_ROR | MISO_MO-IL | PJM_ROR | Internal | Summer | B10 | 1262 | 1212 | 0 | 36.41 | 35.12 | 2 | 0
2020 | MISO_MO-IL_2_PJM_ROR | MISO_MO-IL | PJM_ROR | Internal | Winter | B16 | 25 | 1212 | 0 | 53.77 | 55.76 | 2 | 0
2020 | MISO_MO-IL_2_PJM_ROR | MISO_MO-IL | PJM_ROR | Internal | Winter | B17 | 100 | 1212 | 0 | 47.59 | 49.58 | 2 | 0
2020 | MISO_MO-IL_2_PJM_ROR | MISO_MO-IL | PJM_ROR | Internal | Winter | B18 | 400 | 1212 | 1157.2 | 43.53 | 45.53 | 2 | 0
2020 | MISO_MO-IL_2_PJM_ROR | MISO_MO-IL | PJM_ROR | Internal | Winter | B19 | 700 | 1212 | 0 | 40.77 | 42.71 | 2 | 0
2020 | MISO_MO-IL_2_PJM_ROR | MISO_MO-IL | PJM_ROR | Internal | Winter | B20 | 935 | 1212 | 0 | 38.59 | 38.96 | 2 | 0
2020 | MISO_MO-IL_2_TVA_Transmission | MISO_MO-IL | TVA_Transmission | Internal | Shoulder | B11 | 25 | 4000 | 0 | 54.55 | 58.55 | 8 | 0
2020 | MISO_MO-IL_2_TVA_Transmission | MISO_MO-IL | TVA_Transmission | Internal | Shoulder | B12 | 200 | 4000 | 0 | 46.03 | 47.79 | 8 | 0
2020 | MISO_MO-IL_2_TVA_Transmission | MISO_MO-IL | TVA_Transmission | Internal | Shoulder | B13 | 600 | 4000 | 0 | 41.84 | 45.27 | 8 | 0
2020 | MISO_MO-IL_2_TVA_Transmission | MISO_MO-IL | TVA_Transmission | Internal | Shoulder | B14 | 900 | 4000 | 0 | 40.44 | 44.29 | 8 | 0
2020 | MISO_MO-IL_2_TVA_Transmission | MISO_MO-IL | TVA_Transmission | Internal | Shoulder | B15 | 1203 | 4000 | 0 | 39.4 | 42.61 | 8 | 0
2020 | MISO_MO-IL_2_TVA_Transmission | MISO_MO-IL | TVA_Transmission | Internal | Summer | B1 | 10 | 4000 | 525.24 | 65.81 | 73.81 | 8 | 0
2020 | MISO_MO-IL_2_TVA_Transmission | MISO_MO-IL | TVA_Transmission | Internal | Summer | B2 | 25 | 4000 | 0 | 64.2 | 72.19 | 8 | 0
2020 | MISO_MO-IL_2_TVA_Transmission | MISO_MO-IL | TVA_Transmission | Internal | Summer | B3 | 75 | 4000 | 0 | 61.14 | 67.86 | 8 | 0
2020 | MISO_MO-IL_2_TVA_Transmission | MISO_MO-IL | TVA_Transmission | Internal | Summer | B4 | 100 | 4000 | 0 | 60.38 | 67.71 | 8 | 0
2020 | MISO_MO-IL_2_TVA_Transmission | MISO_MO-IL | TVA_Transmission | Internal | Summer | B5 | 200 | 4000 | 0 | 56.41 | 62.02 | 8 | 0
2020 | MISO_MO-IL_2_TVA_Transmission | MISO_MO-IL | TVA_Transmission | Internal | Summer | B6 | 300 | 4000 | 0 | 47.85 | 52.89 | 8 | 0
2020 | MISO_MO-IL_2_TVA_Transmission | MISO_MO-IL | TVA_Transmission | Internal | Summer | B7 | 400 | 4000 | 0 | 40.41 | 45.91 | 8 | 0
2020 | MISO_MO-IL_2_TVA_Transmission | MISO_MO-IL | TVA_Transmission | Internal | Summer | B8 | 500 | 4000 | 0 | 38.44 | 42.68 | 8 | 0
2020 | MISO_MO-IL_2_TVA_Transmission | MISO_MO-IL | TVA_Transmission | Internal | Summer | B9 | 800 | 4000 | 0 | 37.47 | 41.83 | 8 | 0
2020 | MISO_MO-IL_2_TVA_Transmission | MISO_MO-IL | TVA_Transmission | Internal | Summer | B10 | 1262 | 4000 | 0 | 36.41 | 38.61 | 8 | 0
2020 | MISO_MO-IL_2_TVA_Transmission | MISO_MO-IL | TVA_Transmission | Internal | Winter | B16 | 25 | 4000 | 0 | 53.77 | 59.59 | 8 | 0
2020 | MISO_MO-IL_2_TVA_Transmission | MISO_MO-IL | TVA_Transmission | Internal | Winter | B17 | 100 | 4000 | 0 | 47.59 | 50.51 | 8 | 0
2020 | MISO_MO-IL_2_TVA_Transmission | MISO_MO-IL | TVA_Transmission | Internal | Winter | B18 | 400 | 4000 | 0 | 43.53 | 46.76 | 8 | 0
2020 | MISO_MO-IL_2_TVA_Transmission | MISO_MO-IL | TVA_Transmission | Internal | Winter | B19 | 700 | 4000 | 0 | 40.77 | 44.66 | 8 | 0
2020 | MISO_MO-IL_2_TVA_Transmission | MISO_MO-IL | TVA_Transmission | Internal | Winter | B20 | 935 | 4000 | 0 | 38.59 | 42.65 | 8 | 0
2020 | MISO_W_2_IESO | MISO_W | IESO | Internal | Shoulder | B11 | 25 | 90 | 0 | 54.53 | 46.71 | 8 | 0
2020 | MISO_W_2_IESO | MISO_W | IESO | Internal | Shoulder | B12 | 200 | 90 | 0 | 46.02 | 38.19 | 8 | 0
2020 | MISO_W_2_IESO | MISO_W | IESO | Internal | Shoulder | B13 | 600 | 90 | 0 | 41.83 | 34 | 8 | 0
2020 | MISO_W_2_IESO | MISO_W | IESO | Internal | Shoulder | B14 | 900 | 90 | 0 | 40.43 | 32.61 | 8 | 0
2020 | MISO_W_2_IESO | MISO_W | IESO | Internal | Shoulder | B15 | 1203 | 90 | 0 | 39.41 | 32.46 | 8 | 0
2020 | MISO_W_2_IESO | MISO_W | IESO | Internal | Summer | B1 | 10 | 90 | 0 | 65.8 | 57.98 | 8 | 0
2020 | MISO_W_2_IESO | MISO_W | IESO | Internal | Summer | B2 | 25 | 90 | 0 | 64.19 | 56.37 | 8 | 0
2020 | MISO_W_2_IESO | MISO_W | IESO | Internal | Summer | B3 | 75 | 90 | 0 | 61.13 | 53.31 | 8 | 0
2020 | MISO_W_2_IESO | MISO_W | IESO | Internal | Summer | B4 | 100 | 90 | 0 | 60.37 | 52.55 | 8 | 0
2020 | MISO_W_2_IESO | MISO_W | IESO | Internal | Summer | B5 | 200 | 90 | 0 | 56.39 | 48.57 | 8 | 0
2020 | MISO_W_2_IESO | MISO_W | IESO | Internal | Summer | B6 | 300 | 90 | 0 | 47.83 | 40.01 | 8 | 0
2020 | MISO_W_2_IESO | MISO_W | IESO | Internal | Summer | B7 | 400 | 90 | 0 | 40.4 | 32.58 | 8 | 0
2020 | MISO_W_2_IESO | MISO_W | IESO | Internal | Summer | B8 | 500 | 90 | 0 | 38.43 | 30.6 | 8 | 0
2020 | MISO_W_2_IESO | MISO_W | IESO | Internal | Summer | B9 | 800 | 90 | 0 | 37.46 | 29.64 | 8 | 0
2020 | MISO_W_2_IESO | MISO_W | IESO | Internal | Summer | B10 | 1262 | 90 | 0 | 36.42 | 29.64 | 8 | 0
2020 | MISO_W_2_IESO | MISO_W | IESO | Internal | Winter | B16 | 25 | 90 | 0 | 53.76 | 45.94 | 8 | 0
2020 | MISO_W_2_IESO | MISO_W | IESO | Internal | Winter | B17 | 100 | 90 | 0 | 47.58 | 39.75 | 8 | 0
2020 | MISO_W_2_IESO | MISO_W | IESO | Internal | Winter | B18 | 400 | 90 | 0 | 43.53 | 36.56 | 8 | 0
2020 | MISO_W_2_IESO | MISO_W | IESO | Internal | Winter | B19 | 700 | 90 | 0 | 40.83 | 36.56 | 8 | 0
2020 | MISO_W_2_IESO | MISO_W | IESO | Internal | Winter | B20 | 935 | 90 | 0 | 38.64 | 36.56 | 8 | 0
2020 | MISO_W_2_MAPP_CA | MISO_W | MAPP_CA | Internal | Shoulder | B11 | 25 | 700 | 0 | 54.53 | 52.22 | 0.01 | 0
2020 | MISO_W_2_MAPP_CA | MISO_W | MAPP_CA | Internal | Shoulder | B12 | 200 | 700 | 0 | 46.02 | 46.01 | 0.01 | 0
2020 | MISO_W_2_MAPP_CA | MISO_W | MAPP_CA | Internal | Shoulder | B13 | 600 | 700 | 0 | 41.83 | 41.82 | 0.01 | 0
2020 | MISO_W_2_MAPP_CA | MISO_W | MAPP_CA | Internal | Shoulder | B14 | 900 | 700 | 336.51 | 40.43 | 40.44 | 0.01 | 0
2020 | MISO_W_2_MAPP_CA | MISO_W | MAPP_CA | Internal | Shoulder | B15 | 1203 | 700 | 1797 | 39.41 | 40.44 | 0.01 | 1.02
2020 | MISO_W_2_MAPP_CA | MISO_W | MAPP_CA | Internal | Summer | B1 | 10 | 700 | 0 | 65.8 | 63.49 | 0.01 | 0
2020 | MISO_W_2_MAPP_CA | MISO_W | MAPP_CA | Internal | Summer | B2 | 25 | 700 | 0 | 64.19 | 63.37 | 0.01 | 0
2020 | MISO_W_2_MAPP_CA | MISO_W | MAPP_CA | Internal | Summer | B3 | 75 | 700 | 0 | 61.13 | 60.31 | 0.01 | 0
2020 | MISO_W_2_MAPP_CA | MISO_W | MAPP_CA | Internal | Summer | B4 | 100 | 700 | 0 | 60.37 | 59.55 | 0.01 | 0
2020 | MISO_W_2_MAPP_CA | MISO_W | MAPP_CA | Internal | Summer | B5 | 200 | 700 | 0 | 56.39 | 55.57 | 0.01 | 0
2020 | MISO_W_2_MAPP_CA | MISO_W | MAPP_CA | Internal | Summer | B6 | 300 | 700 | 0 | 47.83 | 47.82 | 0.01 | 0
2020 | MISO_W_2_MAPP_CA | MISO_W | MAPP_CA | Internal | Summer | B7 | 400 | 700 | 0 | 40.4 | 40.39 | 0.01 | 0
2020 | MISO_W_2_MAPP_CA | MISO_W | MAPP_CA | Internal | Summer | B8 | 500 | 700 | 0 | 38.43 | 38.41 | 0.01 | 0
2020 | MISO_W_2_MAPP_CA | MISO_W | MAPP_CA | Internal | Summer | B9 | 800 | 700 | 0 | 37.46 | 37.45 | 0.01 | 0
2020 | MISO_W_2_MAPP_CA | MISO_W | MAPP_CA | Internal | Summer | B10 | 1262 | 700 | 2400.89 | 36.42 | 37.45 | 0.01 | 1.02
2020 | MISO_W_2_MAPP_CA | MISO_W | MAPP_CA | Internal | Winter | B16 | 25 | 700 | 0 | 53.76 | 53.75 | 0.01 | 0
2020 | MISO_W_2_MAPP_CA | MISO_W | MAPP_CA | Internal | Winter | B17 | 100 | 700 | 144.89 | 47.58 | 47.59 | 0.01 | 0
2020 | MISO_W_2_MAPP_CA | MISO_W | MAPP_CA | Internal | Winter | B18 | 400 | 700 | 505.51 | 43.53 | 43.54 | 0.01 | 0
2020 | MISO_W_2_MAPP_CA | MISO_W | MAPP_CA | Internal | Winter | B19 | 700 | 700 | 506.2 | 40.83 | 40.84 | 0.01 | 0
2020 | MISO_W_2_MAPP_CA | MISO_W | MAPP_CA | Internal | Winter | B20 | 935 | 700 | 2696.38 | 38.64 | 39.67 | 0.01 | 1.02
2020 | MISO_W_2_MISO_MO-IL | MISO_W | MISO_MO-IL | Internal | Shoulder | B11 | 25 | 3800 | 4245.79 | 54.53 | 54.55 | 0.01 | 0.01
2020 | MISO_W_2_MISO_MO-IL | MISO_W | MISO_MO-IL | Internal | Shoulder | B12 | 200 | 3800 | 1557.44 | 46.02 | 46.03 | 0.01 | 0
2020 | MISO_W_2_MISO_MO-IL | MISO_W | MISO_MO-IL | Internal | Shoulder | B13 | 600 | 3800 | 1718.46 | 41.83 | 41.84 | 0.01 | 0
2020 | MISO_W_2_MISO_MO-IL | MISO_W | MISO_MO-IL | Internal | Shoulder | B14 | 900 | 3800 | 327.69 | 40.43 | 40.44 | 0.01 | 0
2020 | MISO_W_2_MISO_MO-IL | MISO_W | MISO_MO-IL | Internal | Shoulder | B15 | 1203 | 3800 | 0 | 39.41 | 39.4 | 0.01 | 0
2020 | MISO_W_2_MISO_MO-IL | MISO_W | MISO_MO-IL | Internal | Summer | B1 | 10 | 3800 | 146.89 | 65.8 | 65.81 | 0.01 | 0
2020 | MISO_W_2_MISO_MO-IL | MISO_W | MISO_MO-IL | Internal | Summer | B2 | 25 | 3800 | 282.64 | 64.19 | 64.2 | 0.01 | 0
2020 | MISO_W_2_MISO_MO-IL | MISO_W | MISO_MO-IL | Internal | Summer | B3 | 75 | 3800 | 2396.36 | 61.13 | 61.14 | 0.01 | 0
2020 | MISO_W_2_MISO_MO-IL | MISO_W | MISO_MO-IL | Internal | Summer | B4 | 100 | 3800 | 1996.39 | 60.37 | 60.38 | 0.01 | 0
2020 | MISO_W_2_MISO_MO-IL | MISO_W | MISO_MO-IL | Internal | Summer | B5 | 200 | 3800 | 3145.61 | 56.39 | 56.41 | 0.01 | 0
2020 | MISO_W_2_MISO_MO-IL | MISO_W | MISO_MO-IL | Internal | Summer | B6 | 300 | 3800 | 2538.89 | 47.83 | 47.85 | 0.01 | 0
2020 | MISO_W_2_MISO_MO-IL | MISO_W | MISO_MO-IL | Internal | Summer | B7 | 400 | 3800 | 1093.99 | 40.4 | 40.41 | 0.01 | 0
2020 | MISO_W_2_MISO_MO-IL | MISO_W | MISO_MO-IL | Internal | Summer | B8 | 500 | 3800 | 2019.62 | 38.43 | 38.44 | 0.01 | 0
2020 | MISO_W_2_MISO_MO-IL | MISO_W | MISO_MO-IL | Internal | Summer | B9 | 800 | 3800 | 25.71 | 37.46 | 37.47 | 0.01 | 0
2020 | MISO_W_2_MISO_MO-IL | MISO_W | MISO_MO-IL | Internal | Summer | B10 | 1262 | 3800 | 0 | 36.42 | 36.41 | 0.01 | 0
2020 | MISO_W_2_MISO_MO-IL | MISO_W | MISO_MO-IL | Internal | Winter | B16 | 25 | 3800 | 3243.07 | 53.76 | 53.77 | 0.01 | 0
2020 | MISO_W_2_MISO_MO-IL | MISO_W | MISO_MO-IL | Internal | Winter | B17 | 100 | 3800 | 557.43 | 47.58 | 47.59 | 0.01 | 0
2020 | MISO_W_2_MISO_MO-IL | MISO_W | MISO_MO-IL | Internal | Winter | B18 | 400 | 3800 | 0 | 43.53 | 43.53 | 0.01 | 0
2020 | MISO_W_2_MISO_MO-IL | MISO_W | MISO_MO-IL | Internal | Winter | B19 | 700 | 3800 | 0 | 40.83 | 40.77 | 0.01 | 0
2020 | MISO_W_2_MISO_MO-IL | MISO_W | MISO_MO-IL | Internal | Winter | B20 | 935 | 3800 | 0 | 38.64 | 38.59 | 0.01 | 0
2020 | MISO_W_2_MISO_WUMS | MISO_W | MISO_WUMS | Internal | Shoulder | B11 | 25 | 1629 | 859.16 | 54.53 | 54.54 | 0.01 | 0
2020 | MISO_W_2_MISO_WUMS | MISO_W | MISO_WUMS | Internal | Shoulder | B12 | 200 | 1629 | 653.51 | 46.02 | 46.03 | 0.01 | 0
2020 | MISO_W_2_MISO_WUMS | MISO_W | MISO_WUMS | Internal | Shoulder | B13 | 600 | 1629 | 522.12 | 41.83 | 41.84 | 0.01 | 0
2020 | MISO_W_2_MISO_WUMS | MISO_W | MISO_WUMS | Internal | Shoulder | B14 | 900 | 1629 | 291.55 | 40.43 | 40.44 | 0.01 | 0
2020 | MISO_W_2_MISO_WUMS | MISO_W | MISO_WUMS | Internal | Shoulder | B15 | 1203 | 1629 | 0 | 39.41 | 39.4 | 0.01 | 0
2020 | MISO_W_2_MISO_WUMS | MISO_W | MISO_WUMS | Internal | Summer | B1 | 10 | 1629 | 0 | 65.8 | 65.66 | 0.01 | 0
2020 | MISO_W_2_MISO_WUMS | MISO_W | MISO_WUMS | Internal | Summer | B2 | 25 | 1629 | 0 | 64.19 | 64.05 | 0.01 | 0
2020 | MISO_W_2_MISO_WUMS | MISO_W | MISO_WUMS | Internal | Summer | B3 | 75 | 1629 | 0 | 61.13 | 60.72 | 0.01 | 0
2020 | MISO_W_2_MISO_WUMS | MISO_W | MISO_WUMS | Internal | Summer | B4 | 100 | 1629 | 1638.86 | 60.37 | 60.4 | 0.01 | 0.01
2020 | MISO_W_2_MISO_WUMS | MISO_W | MISO_WUMS | Internal | Summer | B5 | 200 | 1629 | 1289.21 | 56.39 | 56.41 | 0.01 | 0
2020 | MISO_W_2_MISO_WUMS | MISO_W | MISO_WUMS | Internal | Summer | B6 | 300 | 1629 | 822.03 | 47.83 | 47.85 | 0.01 | 0
2020 | MISO_W_2_MISO_WUMS | MISO_W | MISO_WUMS | Internal | Summer | B7 | 400 | 1629 | 909.65 | 40.4 | 40.41 | 0.01 | 0
2020 | MISO_W_2_MISO_WUMS | MISO_W | MISO_WUMS | Internal | Summer | B8 | 500 | 1629 | 1058.76 | 38.43 | 38.44 | 0.01 | 0
2020 | MISO_W_2_MISO_WUMS | MISO_W | MISO_WUMS | Internal | Summer | B9 | 800 | 1629 | 508.77 | 37.46 | 37.47 | 0.01 | 0
2020 | MISO_W_2_MISO_WUMS | MISO_W | MISO_WUMS | Internal | Summer | B10 | 1262 | 1629 | 0 | 36.42 | 36.43 | 0.01 | 0
2020 | MISO_W_2_MISO_WUMS | MISO_W | MISO_WUMS | Internal | Winter | B16 | 25 | 1629 | 822.24 | 53.76 | 53.77 | 0.01 | 0
2020 | MISO_W_2_MISO_WUMS | MISO_W | MISO_WUMS | Internal | Winter | B17 | 100 | 1629 | 513.96 | 47.58 | 47.59 | 0.01 | 0
2020 | MISO_W_2_MISO_WUMS | MISO_W | MISO_WUMS | Internal | Winter | B18 | 400 | 1629 | 261.39 | 43.53 | 43.54 | 0.01 | 0
2020 | MISO_W_2_MISO_WUMS | MISO_W | MISO_WUMS | Internal | Winter | B19 | 700 | 1629 | 0 | 40.83 | 40.81 | 0.01 | 0
2020 | MISO_W_2_MISO_WUMS | MISO_W | MISO_WUMS | Internal | Winter | B20 | 935 | 1629 | 456.48 | 38.64 | 38.65 | 0.01 | 0
2020 | MISO_W_2_PJM_ROR | MISO_W | PJM_ROR | Internal | Shoulder | B11 | 25 | 773 | 0 | 54.53 | 52.55 | 2 | 0
2020 | MISO_W_2_PJM_ROR | MISO_W | PJM_ROR | Internal | Shoulder | B12 | 200 | 773 | 2425.04 | 46.02 | 48.02 | 2 | 0
2020 | MISO_W_2_PJM_ROR | MISO_W | PJM_ROR | Internal | Shoulder | B13 | 600 | 773 | 0 | 41.83 | 43.04 | 2 | 0
2020 | MISO_W_2_PJM_ROR | MISO_W | PJM_ROR | Internal | Shoulder | B14 | 900 | 773 | 0 | 40.43 | 41.86 | 2 | 0
2020 | MISO_W_2_PJM_ROR | MISO_W | PJM_ROR | Internal | Shoulder | B15 | 1203 | 773 | 0 | 39.41 | 37.64 | 2 | 0
2020 | MISO_W_2_PJM_ROR | MISO_W | PJM_ROR | Internal | Summer | B1 | 10 | 773 | 3912.98 | 65.8 | 67.8 | 2 | 0
2020 | MISO_W_2_PJM_ROR | MISO_W | PJM_ROR | Internal | Summer | B2 | 25 | 773 | 4297.29 | 64.19 | 66.19 | 2 | 0
2020 | MISO_W_2_PJM_ROR | MISO_W | PJM_ROR | Internal | Summer | B3 | 75 | 773 | 0 | 61.13 | 61.86 | 2 | 0
2020 | MISO_W_2_PJM_ROR | MISO_W | PJM_ROR | Internal | Summer | B4 | 100 | 773 | 0 | 60.37 | 61.71 | 2 | 0
2020 | MISO_W_2_PJM_ROR | MISO_W | PJM_ROR | Internal | Summer | B5 | 200 | 773 | 0 | 56.39 | 56.97 | 2 | 0
2020 | MISO_W_2_PJM_ROR | MISO_W | PJM_ROR | Internal | Summer | B6 | 300 | 773 | 77.48 | 47.83 | 49.83 | 2 | 0
2020 | MISO_W_2_PJM_ROR | MISO_W | PJM_ROR | Internal | Summer | B7 | 400 | 773 | 142.7 | 40.4 | 42.4 | 2 | 0
2020 | MISO_W_2_PJM_ROR | MISO_W | PJM_ROR | Internal | Summer | B8 | 500 | 773 | 0 | 38.43 | 38.92 | 2 | 0
2020 | MISO_W_2_PJM_ROR | MISO_W | PJM_ROR | Internal | Summer | B9 | 800 | 773 | 0 | 37.46 | 37.34 | 2 | 0
2020 | MISO_W_2_PJM_ROR | MISO_W | PJM_ROR | Internal | Summer | B10 | 1262 | 773 | 0 | 36.42 | 35.12 | 2 | 0
2020 | MISO_W_2_PJM_ROR | MISO_W | PJM_ROR | Internal | Winter | B16 | 25 | 773 | 5788.43 | 53.76 | 55.76 | 2 | 0
2020 | MISO_W_2_PJM_ROR | MISO_W | PJM_ROR | Internal | Winter | B17 | 100 | 773 | 3885.12 | 47.58 | 49.58 | 2 | 0
2020 | MISO_W_2_PJM_ROR | MISO_W | PJM_ROR | Internal | Winter | B18 | 400 | 773 | 841.37 | 43.53 | 45.53 | 2 | 0
2020 | MISO_W_2_PJM_ROR | MISO_W | PJM_ROR | Internal | Winter | B19 | 700 | 773 | 0 | 40.83 | 42.71 | 2 | 0
2020 | MISO_W_2_PJM_ROR | MISO_W | PJM_ROR | Internal | Winter | B20 | 935 | 773 | 0 | 38.64 | 38.96 | 2 | 0
2020 | MISO_W_2_SPP_N | MISO_W | SPP_N | Internal | Shoulder | B11 | 25 | 3200 | 0 | 54.53 | 58.46 | 7 | 0
2020 | MISO_W_2_SPP_N | MISO_W | SPP_N | Internal | Shoulder | B12 | 200 | 3200 | 0 | 46.02 | 41.48 | 7 | 0
2020 | MISO_W_2_SPP_N | MISO_W | SPP_N | Internal | Shoulder | B13 | 600 | 3200 | 0 | 41.83 | 40.28 | 7 | 0
2020 | MISO_W_2_SPP_N | MISO_W | SPP_N | Internal | Shoulder | B14 | 900 | 3200 | 0 | 40.43 | 39.22 | 7 | 0
2020 | MISO_W_2_SPP_N | MISO_W | SPP_N | Internal | Shoulder | B15 | 1203 | 3200 | 0 | 39.41 | 37.33 | 7 | 0
2020 | MISO_W_2_SPP_N | MISO_W | SPP_N | Internal | Summer | B1 | 10 | 3200 | 0 | 65.8 | 65.8 | 7 | 0
2020 | MISO_W_2_SPP_N | MISO_W | SPP_N | Internal | Summer | B2 | 25 | 3200 | 0 | 64.19 | 59.66 | 7 | 0
2020 | MISO_W_2_SPP_N | MISO_W | SPP_N | Internal | Summer | B3 | 75 | 3200 | 0 | 61.13 | 60.46 | 7 | 0
2020 | MISO_W_2_SPP_N | MISO_W | SPP_N | Internal | Summer | B4 | 100 | 3200 | 0 | 60.37 | 58.89 | 7 | 0
2020 | MISO_W_2_SPP_N | MISO_W | SPP_N | Internal | Summer | B5 | 200 | 3200 | 0 | 56.39 | 56.87 | 7 | 0
2020 | MISO_W_2_SPP_N | MISO_W | SPP_N | Internal | Summer | B6 | 300 | 3200 | 1252.06 | 47.83 | 54.83 | 7 | 0
2020 | MISO_W_2_SPP_N | MISO_W | SPP_N | Internal | Summer | B7 | 400 | 3200 | 0 | 40.4 | 43.58 | 7 | 0
2020 | MISO_W_2_SPP_N | MISO_W | SPP_N | Internal | Summer | B8 | 500 | 3200 | 0 | 38.43 | 38.96 | 7 | 0
2020 | MISO_W_2_SPP_N | MISO_W | SPP_N | Internal | Summer | B9 | 800 | 3200 | 0 | 37.46 | 38.88 | 7 | 0
2020 | MISO_W_2_SPP_N | MISO_W | SPP_N | Internal | Summer | B10 | 1262 | 3200 | 0 | 36.42 | 37.34 | 7 | 0
2020 | MISO_W_2_SPP_N | MISO_W | SPP_N | Internal | Winter | B16 | 25 | 3200 | 0 | 53.76 | 49.22 | 7 | 0
2020 | MISO_W_2_SPP_N | MISO_W | SPP_N | Internal | Winter | B17 | 100 | 3200 | 0 | 47.58 | 43.04 | 7 | 0
2020 | MISO_W_2_SPP_N | MISO_W | SPP_N | Internal | Winter | B18 | 400 | 3200 | 0 | 43.53 | 39.84 | 7 | 0
2020 | MISO_W_2_SPP_N | MISO_W | SPP_N | Internal | Winter | B19 | 700 | 3200 | 0 | 40.83 | 38.65 | 7 | 0
2020 | MISO_W_2_SPP_N | MISO_W | SPP_N | Internal | Winter | B20 | 935 | 3200 | 0 | 38.64 | 38.15 | 7 | 0
2020 | MISO_WUMS_2_MISO_MI | MISO_WUMS | MISO_MI | Internal | Shoulder | B11 | 25 | 99 | 45.25 | 54.54 | 54.55 | 0.01 | 0
2020 | MISO_WUMS_2_MISO_MI | MISO_WUMS | MISO_MI | Internal | Shoulder | B12 | 200 | 99 | 0 | 46.03 | 46.03 | 0.01 | 0
2020 | MISO_WUMS_2_MISO_MI | MISO_WUMS | MISO_MI | Internal | Shoulder | B13 | 600 | 99 | 99 | 41.84 | 41.86 | 0.01 | 0.01
2020 | MISO_WUMS_2_MISO_MI | MISO_WUMS | MISO_MI | Internal | Shoulder | B14 | 900 | 99 | 0 | 40.44 | 40.43 | 0.01 | 0
2020 | MISO_WUMS_2_MISO_MI | MISO_WUMS | MISO_MI | Internal | Shoulder | B15 | 1203 | 99 | 99 | 39.4 | 39.42 | 0.01 | 0.01
2020 | MISO_WUMS_2_MISO_MI | MISO_WUMS | MISO_MI | Internal | Summer | B1 | 10 | 99 | 3409.46 | 65.66 | 65.73 | 0.01 | 0.06
2020 | MISO_WUMS_2_MISO_MI | MISO_WUMS | MISO_MI | Internal | Summer | B2 | 25 | 99 | 3247.87 | 64.05 | 64.12 | 0.01 | 0.06
2020 | MISO_WUMS_2_MISO_MI | MISO_WUMS | MISO_MI | Internal | Summer | B3 | 75 | 99 | 2749.93 | 60.72 | 60.79 | 0.01 | 0.06
2020 | MISO_WUMS_2_MISO_MI | MISO_WUMS | MISO_MI | Internal | Summer | B4 | 100 | 99 | 0 | 60.4 | 60.38 | 0.01 | 0
2020 | MISO_WUMS_2_MISO_MI | MISO_WUMS | MISO_MI | Internal | Summer | B5 | 200 | 99 | 44.88 | 56.41 | 56.42 | 0.01 | 0
2020 | MISO_WUMS_2_MISO_MI | MISO_WUMS | MISO_MI | Internal | Summer | B6 | 300 | 99 | 99 | 47.85 | 47.87 | 0.01 | 0.01
2020 | MISO_WUMS_2_MISO_MI | MISO_WUMS | MISO_MI | Internal | Summer | B7 | 400 | 99 | 99 | 40.41 | 40.44 | 0.01 | 0.01
2020 | MISO_WUMS_2_MISO_MI | MISO_WUMS | MISO_MI | Internal | Summer | B8 | 500 | 99 | 99 | 38.44 | 38.46 | 0.01 | 0.01
2020 | MISO_WUMS_2_MISO_MI | MISO_WUMS | MISO_MI | Internal | Summer | B9 | 800 | 99 | 0 | 37.47 | 37.47 | 0.01 | 0
2020 | MISO_WUMS_2_MISO_MI | MISO_WUMS | MISO_MI | Internal | Summer | B10 | 1262 | 99 | 0 | 36.43 | 36.43 | 0.01 | 0
2020 | MISO_WUMS_2_MISO_MI | MISO_WUMS | MISO_MI | Internal | Winter | B16 | 25 | 99 | 99 | 53.77 | 53.81 | 0.01 | 0.02
2020 | MISO_WUMS_2_MISO_MI | MISO_WUMS | MISO_MI | Internal | Winter | B17 | 100 | 99 | 99 | 47.59 | 47.61 | 0.01 | 0.01
2020 | MISO_WUMS_2_MISO_MI | MISO_WUMS | MISO_MI | Internal | Winter | B18 | 400 | 99 | 99 | 43.54 | 43.56 | 0.01 | 0
2020 | MISO_WUMS_2_MISO_MI | MISO_WUMS | MISO_MI | Internal | Winter | B19 | 700 | 99 | 0 | 40.81 | 40.79 | 0.01 | 0
2020 | MISO_WUMS_2_MISO_MI | MISO_WUMS | MISO_MI | Internal | Winter | B20 | 935 | 99 | 0 | 38.65 | 38.61 | 0.01 | 0
2020 | MISO_WUMS_2_MISO_W | MISO_WUMS | MISO_W | Internal | Shoulder | B11 | 25 | 1137 | 0 | 54.54 | 54.53 | 0.01 | 0
2020 | MISO_WUMS_2_MISO_W | MISO_WUMS | MISO_W | Internal | Shoulder | B12 | 200 | 1137 | 0 | 46.03 | 46.02 | 0.01 | 0
2020 | MISO_WUMS_2_MISO_W | MISO_WUMS | MISO_W | Internal | Shoulder | B13 | 600 | 1137 | 0 | 41.84 | 41.83 | 0.01 | 0
2020 | MISO_WUMS_2_MISO_W | MISO_WUMS | MISO_W | Internal | Shoulder | B14 | 900 | 1137 | 0 | 40.44 | 40.43 | 0.01 | 0
2020 | MISO_WUMS_2_MISO_W | MISO_WUMS | MISO_W | Internal | Shoulder | B15 | 1203 | 1137 | 532.66 | 39.4 | 39.41 | 0.01 | 0
2020 | MISO_WUMS_2_MISO_W | MISO_WUMS | MISO_W | Internal | Summer | B1 | 10 | 1137 | 1137 | 65.66 | 65.8 | 0.01 | 0.13
2020 | MISO_WUMS_2_MISO_W | MISO_WUMS | MISO_W | Internal | Summer | B2 | 25 | 1137 | 1137 | 64.05 | 64.19 | 0.01 | 0.13
2020 | MISO_WUMS_2_MISO_W | MISO_WUMS | MISO_W | Internal | Summer | B3 | 75 | 1137 | 1137 | 60.72 | 61.13 | 0.01 | 0.4
2020 | MISO_WUMS_2_MISO_W | MISO_WUMS | MISO_W | Internal | Summer | B4 | 100 | 1137 | 0 | 60.4 | 60.37 | 0.01 | 0
2020 | MISO_WUMS_2_MISO_W | MISO_WUMS | MISO_W | Internal | Summer | B5 | 200 | 1137 | 0 | 56.41 | 56.39 | 0.01 | 0
2020 | MISO_WUMS_2_MISO_W | MISO_WUMS | MISO_W | Internal | Summer | B6 | 300 | 1137 | 0 | 47.85 | 47.83 | 0.01 | 0
2020 | MISO_WUMS_2_MISO_W | MISO_WUMS | MISO_W | Internal | Summer | B7 | 400 | 1137 | 0 | 40.41 | 40.4 | 0.01 | 0
2020 | MISO_WUMS_2_MISO_W | MISO_WUMS | MISO_W | Internal | Summer | B8 | 500 | 1137 | 0 | 38.44 | 38.43 | 0.01 | 0
2020 | MISO_WUMS_2_MISO_W | MISO_WUMS | MISO_W | Internal | Summer | B9 | 800 | 1137 | 0 | 37.47 | 37.46 | 0.01 | 0
2020 | MISO_WUMS_2_MISO_W | MISO_WUMS | MISO_W | Internal | Summer | B10 | 1262 | 1137 | 0 | 36.43 | 36.42 | 0.01 | 0
2020 | MISO_WUMS_2_MISO_W | MISO_WUMS | MISO_W | Internal | Winter | B16 | 25 | 1137 | 0 | 53.77 | 53.76 | 0.01 | 0
2020 | MISO_WUMS_2_MISO_W | MISO_WUMS | MISO_W | Internal | Winter | B17 | 100 | 1137 | 0 | 47.59 | 47.58 | 0.01 | 0
2020 | MISO_WUMS_2_MISO_W | MISO_WUMS | MISO_W | Internal | Winter | B18 | 400 | 1137 | 0 | 43.54 | 43.53 | 0.01 | 0
2020 | MISO_WUMS_2_MISO_W | MISO_WUMS | MISO_W | Internal | Winter | B19 | 700 | 1137 | 156.52 | 40.81 | 40.83 | 0.01 | 0
2020 | MISO_WUMS_2_MISO_W | MISO_WUMS | MISO_W | Internal | Winter | B20 | 935 | 1137 | 0 | 38.65 | 38.64 | 0.01 | 0
2020 | MISO_WUMS_2_PJM_ROR | MISO_WUMS | PJM_ROR | Internal | Shoulder | B11 | 25 | 1600 | 0 | 54.54 | 52.55 | 2 | 0
2020 | MISO_WUMS_2_PJM_ROR | MISO_WUMS | PJM_ROR | Internal | Shoulder | B12 | 200 | 1600 | 0 | 46.03 | 48.02 | 2 | 0
2020 | MISO_WUMS_2_PJM_ROR | MISO_WUMS | PJM_ROR | Internal | Shoulder | B13 | 600 | 1600 | 0 | 41.84 | 43.04 | 2 | 0
2020 | MISO_WUMS_2_PJM_ROR | MISO_WUMS | PJM_ROR | Internal | Shoulder | B14 | 900 | 1600 | 0 | 40.44 | 41.86 | 2 | 0
2020 | MISO_WUMS_2_PJM_ROR | MISO_WUMS | PJM_ROR | Internal | Shoulder | B15 | 1203 | 1600 | 0 | 39.4 | 37.64 | 2 | 0
2020 | MISO_WUMS_2_PJM_ROR | MISO_WUMS | PJM_ROR | Internal | Summer | B1 | 10 | 1600 | 1600 | 65.66 | 67.8 | 2 | 0.14
2020 | MISO_WUMS_2_PJM_ROR | MISO_WUMS | PJM_ROR | Internal | Summer | B2 | 25 | 1600 | 1600 | 64.05 | 66.19 | 2 | 0.14
2020 | MISO_WUMS_2_PJM_ROR | MISO_WUMS | PJM_ROR | Internal | Summer | B3 | 75 | 1600 | 0 | 60.72 | 61.86 | 2 | 0
2020 | MISO_WUMS_2_PJM_ROR | MISO_WUMS | PJM_ROR | Internal | Summer | B4 | 100 | 1600 | 0 | 60.4 | 61.71 | 2 | 0
2020 | MISO_WUMS_2_PJM_ROR | MISO_WUMS | PJM_ROR | Internal | Summer | B5 | 200 | 1600 | 0 | 56.41 | 56.97 | 2 | 0
2020 | MISO_WUMS_2_PJM_ROR | MISO_WUMS | PJM_ROR | Internal | Summer | B6 | 300 | 1600 | 0 | 47.85 | 49.83 | 2 | 0
2020 | MISO_WUMS_2_PJM_ROR | MISO_WUMS | PJM_ROR | Internal | Summer | B7 | 400 | 1600 | 0 | 40.41 | 42.4 | 2 | 0
2020 | MISO_WUMS_2_PJM_ROR | MISO_WUMS | PJM_ROR | Internal | Summer | B8 | 500 | 1600 | 0 | 38.44 | 38.92 | 2 | 0
2020 | MISO_WUMS_2_PJM_ROR | MISO_WUMS | PJM_ROR | Internal | Summer | B9 | 800 | 1600 | 0 | 37.47 | 37.34 | 2 | 0
2020 | MISO_WUMS_2_PJM_ROR | MISO_WUMS | PJM_ROR | Internal | Summer | B10 | 1262 | 1600 | 0 | 36.43 | 35.12 | 2 | 0
2020 | MISO_WUMS_2_PJM_ROR | MISO_WUMS | PJM_ROR | Internal | Winter | B16 | 25 | 1600 | 0 | 53.77 | 55.76 | 2 | 0
2020 | MISO_WUMS_2_PJM_ROR | MISO_WUMS | PJM_ROR | Internal | Winter | B17 | 100 | 1600 | 0 | 47.59 | 49.58 | 2 | 0
2020 | MISO_WUMS_2_PJM_ROR | MISO_WUMS | PJM_ROR | Internal | Winter | B18 | 400 | 1600 | 0 | 43.54 | 45.53 | 2 | 0
2020 | MISO_WUMS_2_PJM_ROR | MISO_WUMS | PJM_ROR | Internal | Winter | B19 | 700 | 1600 | 0 | 40.81 | 42.71 | 2 | 0
2020 | MISO_WUMS_2_PJM_ROR | MISO_WUMS | PJM_ROR | Internal | Winter | B20 | 935 | 1600 | 0 | 38.65 | 38.96 | 2 | 0
2020 | NE_2_MISO_W | NE | MISO_W | Internal | Shoulder | B11 | 25 | 1600 | 0 | 57.98 | 54.53 | 5 | 0
2020 | NE_2_MISO_W | NE | MISO_W | Internal | Shoulder | B12 | 200 | 1600 | 1799.7 | 41.01 | 46.02 | 5 | 0.01
2020 | NE_2_MISO_W | NE | MISO_W | Internal | Shoulder | B13 | 600 | 1600 | 0 | 39.81 | 41.83 | 5 | 0
2020 | NE_2_MISO_W | NE | MISO_W | Internal | Shoulder | B14 | 900 | 1600 | 0 | 38.75 | 40.43 | 5 | 0
2020 | NE_2_MISO_W | NE | MISO_W | Internal | Shoulder | B15 | 1203 | 1600 | 0 | 36.86 | 39.41 | 5 | 0
2020 | NE_2_MISO_W | NE | MISO_W | Internal | Summer | B1 | 10 | 1600 | 0 | 65.33 | 65.8 | 5 | 0
2020 | NE_2_MISO_W | NE | MISO_W | Internal | Summer | B2 | 25 | 1600 | 332.64 | 59.19 | 64.19 | 5 | 0
2020 | NE_2_MISO_W | NE | MISO_W | Internal | Summer | B3 | 75 | 1600 | 0 | 59.99 | 61.13 | 5 | 0
2020 | NE_2_MISO_W | NE | MISO_W | Internal | Summer | B4 | 100 | 1600 | 0 | 58.42 | 60.37 | 5 | 0
2020 | NE_2_MISO_W | NE | MISO_W | Internal | Summer | B5 | 200 | 1600 | 0 | 56.39 | 56.39 | 5 | 0
2020 | NE_2_MISO_W | NE | MISO_W | Internal | Summer | B6 | 300 | 1600 | 0 | 54.36 | 47.83 | 5 | 0
2020 | NE_2_MISO_W | NE | MISO_W | Internal | Summer | B7 | 400 | 1600 | 0 | 43.11 | 40.4 | 5 | 0
2020 | NE_2_MISO_W | NE | MISO_W | Internal | Summer | B8 | 500 | 1600 | 0 | 38.49 | 38.43 | 5 | 0
2020 | NE_2_MISO_W | NE | MISO_W | Internal | Summer | B9 | 800 | 1600 | 0 | 38.41 | 37.46 | 5 | 0
2020 | NE_2_MISO_W | NE | MISO_W | Internal | Summer | B10 | 1262 | 1600 | 0 | 36.87 | 36.42 | 5 | 0
2020 | NE_2_MISO_W | NE | MISO_W | Internal | Winter | B16 | 25 | 1600 | 2747.67 | 48.75 | 53.76 | 5 | 0.01
2020 | NE_2_MISO_W | NE | MISO_W | Internal | Winter | B17 | 100 | 1600 | 2528.1 | 42.56 | 47.58 | 5 | 0.01
2020 | NE_2_MISO_W | NE | MISO_W | Internal | Winter | B18 | 400 | 1600 | 0 | 39.37 | 43.53 | 5 | 0
2020 | NE_2_MISO_W | NE | MISO_W | Internal | Winter | B19 | 700 | 1600 | 0 | 38.17 | 40.83 | 5 | 0
2020 | NE_2_MISO_W | NE | MISO_W | Internal | Winter | B20 | 935 | 1600 | 0 | 37.68 | 38.64 | 5 | 0
2020 | NE_2_SPP_N | NE | SPP_N | Internal | Shoulder | B11 | 25 | 1800 | 8599.43 | 57.98 | 58.46 | 0.01 | 0.46
2020 | NE_2_SPP_N | NE | SPP_N | Internal | Shoulder | B12 | 200 | 1800 | 7882.01 | 41.01 | 41.48 | 0.01 | 0.46
2020 | NE_2_SPP_N | NE | SPP_N | Internal | Shoulder | B13 | 600 | 1800 | 10918.42 | 39.81 | 40.28 | 0.01 | 0.46
2020 | NE_2_SPP_N | NE | SPP_N | Internal | Shoulder | B14 | 900 | 1800 | 11389.88 | 38.75 | 39.22 | 0.01 | 0.46
2020 | NE_2_SPP_N | NE | SPP_N | Internal | Shoulder | B15 | 1203 | 1800 | 12649.49 | 36.86 | 37.33 | 0.01 | 0.46
2020 | NE_2_SPP_N | NE | SPP_N | Internal | Summer | B1 | 10 | 1800 | 6751.84 | 65.33 | 65.8 | 0.01 | 0.46
2020 | NE_2_SPP_N | NE | SPP_N | Internal | Summer | B2 | 25 | 1800 | 8454.94 | 59.19 | 59.66 | 0.01 | 0.46
2020 | NE_2_SPP_N | NE | SPP_N | Internal | Summer | B3 | 75 | 1800 | 7062.6 | 59.99 | 60.46 | 0.01 | 0.46
2020 | NE_2_SPP_N | NE | SPP_N | Internal | Summer | B4 | 100 | 1800 | 6003.51 | 58.42 | 58.89 | 0.01 | 0.46
2020 | NE_2_SPP_N | NE | SPP_N | Internal | Summer | B5 | 200 | 1800 | 7314.2 | 56.39 | 56.87 | 0.01 | 0.46
2020 | NE_2_SPP_N | NE | SPP_N | Internal | Summer | B6 | 300 | 1800 | 8354.37 | 54.36 | 54.83 | 0.01 | 0.46
2020 | NE_2_SPP_N | NE | SPP_N | Internal | Summer | B7 | 400 | 1800 | 9813.77 | 43.11 | 43.58 | 0.01 | 0.46
2020 | NE_2_SPP_N | NE | SPP_N | Internal | Summer | B8 | 500 | 1800 | 11726.11 | 38.49 | 38.96 | 0.01 | 0.46
2020 | NE_2_SPP_N | NE | SPP_N | Internal | Summer | B9 | 800 | 1800 | 11038.23 | 38.41 | 38.88 | 0.01 | 0.46
2020 | NE_2_SPP_N | NE | SPP_N | Internal | Summer | B10 | 1262 | 1800 | 12234.39 | 36.87 | 37.34 | 0.01 | 0.46
2020 | NE_2_SPP_N | NE | SPP_N | Internal | Winter | B16 | 25 | 1800 | 13835.64 | 48.75 | 49.22 | 0.01 | 0.46
2020 | NE_2_SPP_N | NE | SPP_N | Internal | Winter | B17 | 100 | 1800 | 12183.91 | 42.56 | 43.04 | 0.01 | 0.46
2020 | NE_2_SPP_N | NE | SPP_N | Internal | Winter | B18 | 400 | 1800 | 13451.77 | 39.37 | 39.84 | 0.01 | 0.46
2020 | NE_2_SPP_N | NE | SPP_N | Internal | Winter | B19 | 700 | 1800 | 12669.52 | 38.17 | 38.65 | 0.01 | 0.46
2020 | NE_2_SPP_N | NE | SPP_N | Internal | Winter | B20 | 935 | 1800 | 14261.34 | 37.68 | 38.15 | 0.01 | 0.46
2020 | NEISO_2_NYISO_A-F | NEISO | NYISO_A-F | Internal | Shoulder | B11 | 25 | 600 | 0 | 40.99 | 43.7 | 3 | 0
2020 | NEISO_2_NYISO_A-F | NEISO | NYISO_A-F | Internal | Shoulder | B12 | 200 | 600 | 0 | 37.5 | 40.01 | 3 | 0
2020 | NEISO_2_NYISO_A-F | NEISO | NYISO_A-F | Internal | Shoulder | B13 | 600 | 600 | 0 | 37.5 | 39.87 | 3 | 0
2020 | NEISO_2_NYISO_A-F | NEISO | NYISO_A-F | Internal | Shoulder | B14 | 900 | 600 | 0 | 37.5 | 39.2 | 3 | 0
2020 | NEISO_2_NYISO_A-F | NEISO | NYISO_A-F | Internal | Shoulder | B15 | 1203 | 600 | 0 | 37.5 | 38.61 | 3 | 0
2020 | NEISO_2_NYISO_A-F | NEISO | NYISO_A-F | Internal | Summer | B1 | 10 | 600 | 0 | 67.98 | 64.98 | 3 | 0
2020 | NEISO_2_NYISO_A-F | NEISO | NYISO_A-F | Internal | Summer | B2 | 25 | 600 | 0 | 61.46 | 63.37 | 3 | 0
2020 | NEISO_2_NYISO_A-F | NEISO | NYISO_A-F | Internal | Summer | B3 | 75 | 600 | 214.52 | 50.33 | 53.33 | 3 | 0
2020 | NEISO_2_NYISO_A-F | NEISO | NYISO_A-F | Internal | Summer | B4 | 100 | 600 | 0 | 50.16 | 52.67 | 3 | 0
2020 | NEISO_2_NYISO_A-F | NEISO | NYISO_A-F | Internal | Summer | B5 | 200 | 600 | 600 | 45.49 | 48.93 | 3 | 0.45
2020 | NEISO_2_NYISO_A-F | NEISO | NYISO_A-F | Internal | Summer | B6 | 300 | 600 | 600 | 38.35 | 41.8 | 3 | 0.45
2020 | NEISO_2_NYISO_A-F | NEISO | NYISO_A-F | Internal | Summer | B7 | 400 | 600 | 600 | 34.61 | 38.06 | 3 | 0.45
2020 | NEISO_2_NYISO_A-F | NEISO | NYISO_A-F | Internal | Summer | B8 | 500 | 600 | 0 | 34.61 | 37.6 | 3 | 0
2020 | NEISO_2_NYISO_A-F | NEISO | NYISO_A-F | Internal | Summer | B9 | 800 | 600 | 0 | 34.61 | 36.86 | 3 | 0
2020 | NEISO_2_NYISO_A-F | NEISO | NYISO_A-F | Internal | Summer | B10 | 1262 | 600 | 0 | 34.61 | 36.86 | 3 | 0
2020 | NEISO_2_NYISO_A-F | NEISO | NYISO_A-F | Internal | Winter | B16 | 25 | 600 | 0 | 46.42 | 48.33 | 3 | 0
2020 | NEISO_2_NYISO_A-F | NEISO | NYISO_A-F | Internal | Winter | B17 | 100 | 600 | 0 | 46.42 | 46.99 | 3 | 0
2020 | NEISO_2_NYISO_A-F | NEISO | NYISO_A-F | Internal | Winter | B18 | 400 | 600 | 0 | 46.42 | 44.09 | 3 | 0
2020 | NEISO_2_NYISO_A-F | NEISO | NYISO_A-F | Internal | Winter | B19 | 700 | 600 | 0 | 46.42 | 44.09 | 3 | 0
2020 | NEISO_2_NYISO_A-F | NEISO | NYISO_A-F | Internal | Winter | B20 | 935 | 600 | 0 | 46.42 | 43.88 | 3 | 0
2020 | NEISO_2_NYISO_G-I | NEISO | NYISO_G-I | Internal | Shoulder | B11 | 25 | 600 | 600 | 40.99 | 44.45 | 3 | 0.46
2020 | NEISO_2_NYISO_G-I | NEISO | NYISO_G-I | Internal | Shoulder | B12 | 200 | 600 | 0 | 37.5 | 40.02 | 3 | 0
2020 | NEISO_2_NYISO_G-I | NEISO | NYISO_G-I | Internal | Shoulder | B13 | 600 | 600 | 0 | 37.5 | 40.02 | 3 | 0
2020 | NEISO_2_NYISO_G-I | NEISO | NYISO_G-I | Internal | Shoulder | B14 | 900 | 600 | 0 | 37.5 | 39.21 | 3 | 0
2020 | NEISO_2_NYISO_G-I | NEISO | NYISO_G-I | Internal | Shoulder | B15 | 1203 | 600 | 0 | 37.5 | 38.62 | 3 | 0
2020 | NEISO_2_NYISO_G-I | NEISO | NYISO_G-I | Internal | Summer | B1 | 10 | 600 | 0 | 67.98 | 66.07 | 3 | 0
2020 | NEISO_2_NYISO_G-I | NEISO | NYISO_G-I | Internal | Summer | B2 | 25 | 600 | 385.34 | 61.46 | 64.46 | 3 | 0
2020 | NEISO_2_NYISO_G-I | NEISO | NYISO_G-I | Internal | Summer | B3 | 75 | 600 | 600 | 50.33 | 53.78 | 3 | 0.46
2020 | NEISO_2_NYISO_G-I | NEISO | NYISO_G-I | Internal | Summer | B4 | 100 | 600 | 600 | 50.16 | 53.62 | 3 | 0.46
2020 | NEISO_2_NYISO_G-I | NEISO | NYISO_G-I | Internal | Summer | B5 | 200 | 600 | 600 | 45.49 | 48.95 | 3 | 0.46
2020 | NEISO_2_NYISO_G-I | NEISO | NYISO_G-I | Internal | Summer | B6 | 300 | 600 | 600 | 38.35 | 41.81 | 3 | 0.46
2020 | NEISO_2_NYISO_G-I | NEISO | NYISO_G-I | Internal | Summer | B7 | 400 | 600 | 600 | 34.61 | 38.07 | 3 | 0.46
2020 | NEISO_2_NYISO_G-I | NEISO | NYISO_G-I | Internal | Summer | B8 | 500 | 600 | 72.83 | 34.61 | 37.61 | 3 | 0
2020 | NEISO_2_NYISO_G-I | NEISO | NYISO_G-I | Internal | Summer | B9 | 800 | 600 | 0 | 34.61 | 36.87 | 3 | 0
2020 | NEISO_2_NYISO_G-I | NEISO | NYISO_G-I | Internal | Summer | B10 | 1262 | 600 | 0 | 34.61 | 36.87 | 3 | 0
2020 | NEISO_2_NYISO_G-I | NEISO | NYISO_G-I | Internal | Winter | B16 | 25 | 600 | 506.16 | 46.42 | 49.42 | 3 | 0
2020 | NEISO_2_NYISO_G-I | NEISO | NYISO_G-I | Internal | Winter | B17 | 100 | 600 | 0 | 46.42 | 48.08 | 3 | 0
2020 | NEISO_2_NYISO_G-I | NEISO | NYISO_G-I | Internal | Winter | B18 | 400 | 600 | 0 | 46.42 | 45.18 | 3 | 0
2020 | NEISO_2_NYISO_G-I | NEISO | NYISO_G-I | Internal | Winter | B19 | 700 | 600 | 0 | 46.42 | 45.18 | 3 | 0
2020 | NEISO_2_NYISO_G-I | NEISO | NYISO_G-I | Internal | Winter | B20 | 935 | 600 | 0 | 46.42 | 44.97 | 3 | 0
2020 | NEISO_2_NYISO_J-K | NEISO | NYISO_J-K | Internal | Shoulder | B11 | 25 | 430 | 6766.16 | 40.99 | 44.46 | 3 | 0.47
2020 | NEISO_2_NYISO_J-K | NEISO | NYISO_J-K | Internal | Shoulder | B12 | 200 | 430 | 0 | 37.5 | 40.03 | 3 | 0
2020 | NEISO_2_NYISO_J-K | NEISO | NYISO_J-K | Internal | Shoulder | B13 | 600 | 430 | 0 | 37.5 | 40.03 | 3 | 0
2020 | NEISO_2_NYISO_J-K | NEISO | NYISO_J-K | Internal | Shoulder | B14 | 900 | 430 | 0 | 37.5 | 39.23 | 3 | 0
2020 | NEISO_2_NYISO_J-K | NEISO | NYISO_J-K | Internal | Shoulder | B15 | 1203 | 430 | 0 | 37.5 | 38.63 | 3 | 0
2020 | NEISO_2_NYISO_J-K | NEISO | NYISO_J-K | Internal | Summer | B1 | 10 | 430 | 0 | 67.98 | 66.08 | 3 | 0
2020 | NEISO_2_NYISO_J-K | NEISO | NYISO_J-K | Internal | Summer | B2 | 25 | 430 | 430 | 61.46 | 64.47 | 3 | 0.01
2020 | NEISO_2_NYISO_J-K | NEISO | NYISO_J-K | Internal | Summer | B3 | 75 | 430 | 1072.24 | 50.33 | 53.8 | 3 | 0.47
2020 | NEISO_2_NYISO_J-K | NEISO | NYISO_J-K | Internal | Summer | B4 | 100 | 430 | 3380.32 | 50.16 | 53.63 | 3 | 0.47
2020 | NEISO_2_NYISO_J-K | NEISO | NYISO_J-K | Internal | Summer | B5 | 200 | 430 | 2374 | 45.49 | 48.96 | 3 | 0.47
2020 | NEISO_2_NYISO_J-K | NEISO | NYISO_J-K | Internal | Summer | B6 | 300 | 430 | 3181.82 | 38.35 | 41.82 | 3 | 0.47
2020 | NEISO_2_NYISO_J-K | NEISO | NYISO_J-K | Internal | Summer | B7 | 400 | 430 | 2254.74 | 34.61 | 38.09 | 3 | 0.47
2020 | NEISO_2_NYISO_J-K | NEISO | NYISO_J-K | Internal | Summer | B8 | 500 | 430 | 430 | 34.61 | 37.63 | 3 | 0.01
2020 | NEISO_2_NYISO_J-K | NEISO | NYISO_J-K | Internal | Summer | B9 | 800 | 430 | 0 | 34.61 | 36.88 | 3 | 0
2020 | NEISO_2_NYISO_J-K | NEISO | NYISO_J-K | Internal | Summer | B10 | 1262 | 430 | 0 | 34.61 | 36.88 | 3 | 0
2020 | NEISO_2_NYISO_J-K | NEISO | NYISO_J-K | Internal | Winter | B16 | 25 | 430 | 430 | 46.42 | 49.45 | 3 | 0.02
2020 | NEISO_2_NYISO_J-K | NEISO | NYISO_J-K | Internal | Winter | B17 | 100 | 430 | 0 | 46.42 | 48.1 | 3 | 0
2020 | NEISO_2_NYISO_J-K | NEISO | NYISO_J-K | Internal | Winter | B18 | 400 | 430 | 0 | 46.42 | 45.2 | 3 | 0
2020 | NEISO_2_NYISO_J-K | NEISO | NYISO_J-K | Internal | Winter | B19 | 700 | 430 | 0 | 46.42 | 45.2 | 3 | 0
2020 | NEISO_2_NYISO_J-K | NEISO | NYISO_J-K | Internal | Winter | B20 | 935 | 430 | 0 | 46.42 | 44.98 | 3 | 0
2020 | NonRTO_Midwest_2_MISO_IN | NonRTO_Midwest | MISO_IN | Internal | Shoulder | B11 | 25 | 4450 | 0 | 62.57 | 54.57 | 8 | 0
2020 | NonRTO_Midwest_2_MISO_IN | NonRTO_Midwest | MISO_IN | Internal | Shoulder | B12 | 200 | 4450 | 0 | 53.66 | 46.04 | 8 | 0
2020 | NonRTO_Midwest_2_MISO_IN | NonRTO_Midwest | MISO_IN | Internal | Shoulder | B13 | 600 | 4450 | 0 | 49.85 | 41.85 | 8 | 0
2020 | NonRTO_Midwest_2_MISO_IN | NonRTO_Midwest | MISO_IN | Internal | Shoulder | B14 | 900 | 4450 | 0 | 43.09 | 40.44 | 8 | 0
2020 | NonRTO_Midwest_2_MISO_IN | NonRTO_Midwest | MISO_IN | Internal | Shoulder | B15 | 1203 | 4450 | 0 | 35.35 | 39.41 | 8 | 0
2020 | NonRTO_Midwest_2_MISO_IN | NonRTO_Midwest | MISO_IN | Internal | Summer | B1 | 10 | 4450 | 0 | 69.15 | 65.8 | 8 | 0
2020 | NonRTO_Midwest_2_MISO_IN | NonRTO_Midwest | MISO_IN | Internal | Summer | B2 | 25 | 4450 | 0 | 69.15 | 64.21 | 8 | 0
2020 | NonRTO_Midwest_2_MISO_IN | NonRTO_Midwest | MISO_IN | Internal | Summer | B3 | 75 | 4450 | 0 | 69.15 | 61.15 | 8 | 0
2020 | NonRTO_Midwest_2_MISO_IN | NonRTO_Midwest | MISO_IN | Internal | Summer | B4 | 100 | 4450 | 0 | 68.4 | 60.4 | 8 | 0
2020 | NonRTO_Midwest_2_MISO_IN | NonRTO_Midwest | MISO_IN | Internal | Summer | B5 | 200 | 4450 | 0 | 64.42 | 56.42 | 8 | 0
2020 | NonRTO_Midwest_2_MISO_IN | NonRTO_Midwest | MISO_IN | Internal | Summer | B6 | 300 | 4450 | 0 | 55.86 | 47.86 | 8 | 0
2020 | NonRTO_Midwest_2_MISO_IN | NonRTO_Midwest | MISO_IN | Internal | Summer | B7 | 400 | 4450 | 0 | 43.76 | 40.42 | 8 | 0
2020 | NonRTO_Midwest_2_MISO_IN | NonRTO_Midwest | MISO_IN | Internal | Summer | B8 | 500 | 4450 | 0 | 42.79 | 38.45 | 8 | 0
2020 | NonRTO_Midwest_2_MISO_IN | NonRTO_Midwest | MISO_IN | Internal | Summer | B9 | 800 | 4450 | 0 | 36.89 | 37.46 | 8 | 0
2020 | NonRTO_Midwest_2_MISO_IN | NonRTO_Midwest | MISO_IN | Internal | Summer | B10 | 1262 | 4450 | 0 | 33.6 | 36.42 | 8 | 0
2020 | NonRTO_Midwest_2_MISO_IN | NonRTO_Midwest | MISO_IN | Internal | Winter | B16 | 25 | 4450 | 0 | 61.8 | 53.8 | 8 | 0
2020 | NonRTO_Midwest_2_MISO_IN | NonRTO_Midwest | MISO_IN | Internal | Winter | B17 | 100 | 4450 | 0 | 55.6 | 47.6 | 8 | 0
2020 | NonRTO_Midwest_2_MISO_IN | NonRTO_Midwest | MISO_IN | Internal | Winter | B18 | 400 | 4450 | 0 | 51.54 | 43.54 | 8 | 0
2020 | NonRTO_Midwest_2_MISO_IN | NonRTO_Midwest | MISO_IN | Internal | Winter | B19 | 700 | 4450 | 0 | 43.25 | 40.78 | 8 | 0
2020 | NonRTO_Midwest_2_MISO_IN | NonRTO_Midwest | MISO_IN | Internal | Winter | B20 | 935 | 4450 | 0 | 35.43 | 38.6 | 8 | 0
2020 | NonRTO_Midwest_2_TVA_Transmission | NonRTO_Midwest | TVA_Transmission | Internal | Shoulder | B11 | 25 | 2400 | 0 | 62.57 | 58.55 | 8 | 0
2020 | NonRTO_Midwest_2_TVA_Transmission | NonRTO_Midwest | TVA_Transmission | Internal | Shoulder | B12 | 200 | 2400 | 0 | 53.66 | 47.79 | 8 | 0
2020 | NonRTO_Midwest_2_TVA_Transmission | NonRTO_Midwest | TVA_Transmission | Internal | Shoulder | B13 | 600 | 2400 | 0 | 49.85 | 45.27 | 8 | 0
2020 | NonRTO_Midwest_2_TVA_Transmission | NonRTO_Midwest | TVA_Transmission | Internal | Shoulder | B14 | 900 | 2400 | 0 | 43.09 | 44.29 | 8 | 0
2020 | NonRTO_Midwest_2_TVA_Transmission | NonRTO_Midwest | TVA_Transmission | Internal | Shoulder | B15 | 1203 | 2400 | 0 | 35.35 | 42.61 | 8 | 0
2020 | NonRTO_Midwest_2_TVA_Transmission | NonRTO_Midwest | TVA_Transmission | Internal | Summer | B1 | 10 | 2400 | 0 | 69.15 | 73.81 | 8 | 0
2020 | NonRTO_Midwest_2_TVA_Transmission | NonRTO_Midwest | TVA_Transmission | Internal | Summer | B2 | 25 | 2400 | 0 | 69.15 | 72.19 | 8 | 0
2020 | NonRTO_Midwest_2_TVA_Transmission | NonRTO_Midwest | TVA_Transmission | Internal | Summer | B3 | 75 | 2400 | 0 | 69.15 | 67.86 | 8 | 0
2020 | NonRTO_Midwest_2_TVA_Transmission | NonRTO_Midwest | TVA_Transmission | Internal | Summer | B4 | 100 | 2400 | 0 | 68.4 | 67.71 | 8 | 0
2020 | NonRTO_Midwest_2_TVA_Transmission | NonRTO_Midwest | TVA_Transmission | Internal | Summer | B5 | 200 | 2400 | 0 | 64.42 | 62.02 | 8 | 0
2020 | NonRTO_Midwest_2_TVA_Transmission | NonRTO_Midwest | TVA_Transmission | Internal | Summer | B6 | 300 | 2400 | 0 | 55.86 | 52.89 | 8 | 0
2020 | NonRTO_Midwest_2_TVA_Transmission | NonRTO_Midwest | TVA_Transmission | Internal | Summer | B7 | 400 | 2400 | 0 | 43.76 | 45.91 | 8 | 0
2020 | NonRTO_Midwest_2_TVA_Transmission | NonRTO_Midwest | TVA_Transmission | Internal | Summer | B8 | 500 | 2400 | 0 | 42.79 | 42.68 | 8 | 0
2020 | NonRTO_Midwest_2_TVA_Transmission | NonRTO_Midwest | TVA_Transmission | Internal | Summer | B9 | 800 | 2400 | 0 | 36.89 | 41.83 | 8 | 0
2020 | NonRTO_Midwest_2_TVA_Transmission | NonRTO_Midwest | TVA_Transmission | Internal | Summer | B10 | 1262 | 2400 | 0 | 33.6 | 38.61 | 8 | 0
2020 | NonRTO_Midwest_2_TVA_Transmission | NonRTO_Midwest | TVA_Transmission | Internal | Winter | B16 | 25 | 2400 | 0 | 61.8 | 59.59 | 8 | 0
2020 | NonRTO_Midwest_2_TVA_Transmission | NonRTO_Midwest | TVA_Transmission | Internal | Winter | B17 | 100 | 2400 | 0 | 55.6 | 50.51 | 8 | 0
2020 | NonRTO_Midwest_2_TVA_Transmission | NonRTO_Midwest | TVA_Transmission | Internal | Winter | B18 | 400 | 2400 | 0 | 51.54 | 46.76 | 8 | 0
2020 | NonRTO_Midwest_2_TVA_Transmission | NonRTO_Midwest | TVA_Transmission | Internal | Winter | B19 | 700 | 2400 | 0 | 43.25 | 44.66 | 8 | 0
2020 | NonRTO_Midwest_2_TVA_Transmission | NonRTO_Midwest | TVA_Transmission | Internal | Winter | B20 | 935 | 2400 | 0 | 35.43 | 42.65 | 8 | 0
2020 | NYISO_A-F_2_IESO | NYISO_A-F | IESO | Internal | Shoulder | B11 | 25 | 1600 | 0 | 43.7 | 46.71 | 7 | 0
2020 | NYISO_A-F_2_IESO | NYISO_A-F | IESO | Internal | Shoulder | B12 | 200 | 1600 | 0 | 40.01 | 38.19 | 7 | 0
2020 | NYISO_A-F_2_IESO | NYISO_A-F | IESO | Internal | Shoulder | B13 | 600 | 1600 | 0 | 39.87 | 34 | 7 | 0
2020 | NYISO_A-F_2_IESO | NYISO_A-F | IESO | Internal | Shoulder | B14 | 900 | 1600 | 0 | 39.2 | 32.61 | 7 | 0
2020 | NYISO_A-F_2_IESO | NYISO_A-F | IESO | Internal | Shoulder | B15 | 1203 | 1600 | 0 | 38.61 | 32.46 | 7 | 0
2020 | NYISO_A-F_2_IESO | NYISO_A-F | IESO | Internal | Summer | B1 | 10 | 1600 | 0 | 64.98 | 57.98 | 7 | 0
2020 | NYISO_A-F_2_IESO | NYISO_A-F | IESO | Internal | Summer | B2 | 25 | 1600 | 0 | 63.37 | 56.37 | 7 | 0
2020 | NYISO_A-F_2_IESO | NYISO_A-F | IESO | Internal | Summer | B3 | 75 | 1600 | 0 | 53.33 | 53.31 | 7 | 0
2020 | NYISO_A-F_2_IESO | NYISO_A-F | IESO | Internal | Summer | B4 | 100 | 1600 | 0 | 52.67 | 52.55 | 7 | 0
2020 | NYISO_A-F_2_IESO | NYISO_A-F | IESO | Internal | Summer | B5 | 200 | 1600 | 0 | 48.93 | 48.57 | 7 | 0
2020 | NYISO_A-F_2_IESO | NYISO_A-F | IESO | Internal | Summer | B6 | 300 | 1600 | 0 | 41.8 | 40.01 | 7 | 0
2020 | NYISO_A-F_2_IESO | NYISO_A-F | IESO | Internal | Summer | B7 | 400 | 1600 | 0 | 38.06 | 32.58 | 7 | 0
2020 | NYISO_A-F_2_IESO | NYISO_A-F | IESO | Internal | Summer | B8 | 500 | 1600 | 0 | 37.6 | 30.6 | 7 | 0
2020 | NYISO_A-F_2_IESO | NYISO_A-F | IESO | Internal | Summer | B9 | 800 | 1600 | 0 | 36.86 | 29.64 | 7 | 0
2020 | NYISO_A-F_2_IESO | NYISO_A-F | IESO | Internal | Summer | B10 | 1262 | 1600 | 0 | 36.86 | 29.64 | 7 | 0
2020 | NYISO_A-F_2_IESO | NYISO_A-F | IESO | Internal | Winter | B16 | 25 | 1600 | 0 | 48.33 | 45.94 | 7 | 0
2020 | NYISO_A-F_2_IESO | NYISO_A-F | IESO | Internal | Winter | B17 | 100 | 1600 | 0 | 46.99 | 39.75 | 7 | 0
2020 | NYISO_A-F_2_IESO | NYISO_A-F | IESO | Internal | Winter | B18 | 400 | 1600 | 0 | 44.09 | 36.56 | 7 | 0
2020 | NYISO_A-F_2_IESO | NYISO_A-F | IESO | Internal | Winter | B19 | 700 | 1600 | 0 | 44.09 | 36.56 | 7 | 0
2020 | NYISO_A-F_2_IESO | NYISO_A-F | IESO | Internal | Winter | B20 | 935 | 1600 | 0 | 43.88 | 36.56 | 7 | 0
2020 | NYISO_A-F_2_NEISO | NYISO_A-F | NEISO | Internal | Shoulder | B11 | 25 | 600 | 0 | 43.7 | 40.99 | 3 | 0
2020 | NYISO_A-F_2_NEISO | NYISO_A-F | NEISO | Internal | Shoulder | B12 | 200 | 600 | 0 | 40.01 | 37.5 | 3 | 0
2020 | NYISO_A-F_2_NEISO | NYISO_A-F | NEISO | Internal | Shoulder | B13 | 600 | 600 | 0 | 39.87 | 37.5 | 3 | 0
2020 | NYISO_A-F_2_NEISO | NYISO_A-F | NEISO | Internal | Shoulder | B14 | 900 | 600 | 0 | 39.2 | 37.5 | 3 | 0
2020 | NYISO_A-F_2_NEISO | NYISO_A-F | NEISO | Internal | Shoulder | B15 | 1203 | 600 | 0 | 38.61 | 37.5 | 3 | 0
2020 | NYISO_A-F_2_NEISO | NYISO_A-F | NEISO | Internal | Summer | B1 | 10 | 600 | 114.48 | 64.98 | 67.98 | 3 | 0
2020 | NYISO_A-F_2_NEISO | NYISO_A-F | NEISO | Internal | Summer | B2 | 25 | 600 | 0 | 63.37 | 61.46 | 3 | 0
2020 | NYISO_A-F_2_NEISO | NYISO_A-F | NEISO | Internal | Summer | B3 | 75 | 600 | 0 | 53.33 | 50.33 | 3 | 0
2020 | NYISO_A-F_2_NEISO | NYISO_A-F | NEISO | Internal | Summer | B4 | 100 | 600 | 0 | 52.67 | 50.16 | 3 | 0
2020 | NYISO_A-F_2_NEISO | NYISO_A-F | NEISO | Internal | Summer | B5 | 200 | 600 | 0 | 48.93 | 45.49 | 3 | 0
2020 | NYISO_A-F_2_NEISO | NYISO_A-F | NEISO | Internal | Summer | B6 | 300 | 600 | 0 | 41.8 | 38.35 | 3 | 0
2020 | NYISO_A-F_2_NEISO | NYISO_A-F | NEISO | Internal | Summer | B7 | 400 | 600 | 0 | 38.06 | 34.61 | 3 | 0
2020 | NYISO_A-F_2_NEISO | NYISO_A-F | NEISO | Internal | Summer | B8 | 500 | 600 | 0 | 37.6 | 34.61 | 3 | 0
2020 | NYISO_A-F_2_NEISO | NYISO_A-F | NEISO | Internal | Summer | B9 | 800 | 600 | 0 | 36.86 | 34.61 | 3 | 0
2020 | NYISO_A-F_2_NEISO | NYISO_A-F | NEISO | Internal | Summer | B10 | 1262 | 600 | 0 | 36.86 | 34.61 | 3 | 0
2020 | NYISO_A-F_2_NEISO | NYISO_A-F | NEISO | Internal | Winter | B16 | 25 | 600 | 0 | 48.33 | 46.42 | 3 | 0
2020 | NYISO_A-F_2_NEISO | NYISO_A-F | NEISO | Internal | Winter | B17 | 100 | 600 | 0 | 46.99 | 46.42 | 3 | 0
2020 | NYISO_A-F_2_NEISO | NYISO_A-F | NEISO | Internal | Winter | B18 | 400 | 600 | 0 | 44.09 | 46.42 | 3 | 0
2020 | NYISO_A-F_2_NEISO | NYISO_A-F | NEISO | Internal | Winter | B19 | 700 | 600 | 0 | 44.09 | 46.42 | 3 | 0
2020 | NYISO_A-F_2_NEISO | NYISO_A-F | NEISO | Internal | Winter | B20 | 935 | 600 | 0 | 43.88 | 46.42 | 3 | 0
2020 | NYISO_A-F_2_NYISO_G-I | NYISO_A-F | NYISO_G-I | Internal | Shoulder | B11 | 25 | 4250 | 4250 | 43.7 | 44.45 | 0.01 | 0.74
2020 | NYISO_A-F_2_NYISO_G-I | NYISO_A-F | NYISO_G-I | Internal | Shoulder | B12 | 200 | 4250 | 4215.76 | 40.01 | 40.02 | 0.01 | 0
2020 | NYISO_A-F_2_NYISO_G-I | NYISO_A-F | NYISO_G-I | Internal | Shoulder | B13 | 600 | 4250 | 4250 | 39.87 | 40.02 | 0.01 | 0.14
2020 | NYISO_A-F_2_NYISO_G-I | NYISO_A-F | NYISO_G-I | Internal | Shoulder | B14 | 900 | 4250 | 3920.11 | 39.2 | 39.21 | 0.01 | 0
2020 | NYISO_A-F_2_NYISO_G-I | NYISO_A-F | NYISO_G-I | Internal | Shoulder | B15 | 1203 | 4250 | 1800.72 | 38.61 | 38.62 | 0.01 | 0
2020 | NYISO_A-F_2_NYISO_G-I | NYISO_A-F | NYISO_G-I | Internal | Summer | B1 | 10 | 4250 | 6636.15 | 64.98 | 66.07 | 0.01 | 1.08
2020 | NYISO_A-F_2_NYISO_G-I | NYISO_A-F | NYISO_G-I | Internal | Summer | B2 | 25 | 4250 | 5206.27 | 63.37 | 64.46 | 0.01 | 1.08
2020 | NYISO_A-F_2_NYISO_G-I | NYISO_A-F | NYISO_G-I | Internal | Summer | B3 | 75 | 4250 | 4250 | 53.33 | 53.78 | 0.01 | 0.45
2020 | NYISO_A-F_2_NYISO_G-I | NYISO_A-F | NYISO_G-I | Internal | Summer | B4 | 100 | 4250 | 4250 | 52.67 | 53.62 | 0.01 | 0.94
2020 | NYISO_A-F_2_NYISO_G-I | NYISO_A-F | NYISO_G-I | Internal | Summer | B5 | 200 | 4250 | 3819.73 | 48.93 | 48.95 | 0.01 | 0
2020 | NYISO_A-F_2_NYISO_G-I | NYISO_A-F | NYISO_G-I | Internal | Summer | B6 | 300 | 4250 | 2939.82 | 41.8 | 41.81 | 0.01 | 0
2020 | NYISO_A-F_2_NYISO_G-I | NYISO_A-F | NYISO_G-I | Internal | Summer | B7 | 400 | 4250 | 2620.38 | 38.06 | 38.07 | 0.01 | 0
2020 | NYISO_A-F_2_NYISO_G-I | NYISO_A-F | NYISO_G-I | Internal | Summer | B8 | 500 | 4250 | 4145.42 | 37.6 | 37.61 | 0.01 | 0
2020 | NYISO_A-F_2_NYISO_G-I | NYISO_A-F | NYISO_G-I | Internal | Summer | B9 | 800 | 4250 | 3753.31 | 36.86 | 36.87 | 0.01 | 0
2020 | NYISO_A-F_2_NYISO_G-I | NYISO_A-F | NYISO_G-I | Internal | Summer | B10 | 1262 | 4250 | 1747.51 | 36.86 | 36.87 | 0.01 | 0
2020 | NYISO_A-F_2_NYISO_G-I | NYISO_A-F | NYISO_G-I | Internal | Winter | B16 | 25 | 4250 | 5856.25 | 48.33 | 49.42 | 0.01 | 1.08
2020 | NYISO_A-F_2_NYISO_G-I | NYISO_A-F | NYISO_G-I | Internal | Winter | B17 | 100 | 4250 | 7751.96 | 46.99 | 48.08 | 0.01 | 1.08
2020 | NYISO_A-F_2_NYISO_G-I | NYISO_A-F | NYISO_G-I | Internal | Winter | B18 | 400 | 4250 | 8374.26 | 44.09 | 45.18 | 0.01 | 1.08
2020 | NYISO_A-F_2_NYISO_G-I | NYISO_A-F | NYISO_G-I | Internal | Winter | B19 | 700 | 4250 | 7757.31 | 44.09 | 45.18 | 0.01 | 1.08
2020 | NYISO_A-F_2_NYISO_G-I | NYISO_A-F | NYISO_G-I | Internal | Winter | B20 | 935 | 4250 | 5352.86 | 43.88 | 44.97 | 0.01 | 1.08
2020 | NYISO_A-F_2_PJM_ROM | NYISO_A-F | PJM_ROM | Internal | Shoulder | B11 | 25 | 1000 | 1000 | 43.7 | 52.53 | 8 | 0.83
2020 | NYISO_A-F_2_PJM_ROM | NYISO_A-F | PJM_ROM | Internal | Shoulder | B12 | 200 | 1000 | 76.87 | 40.01 | 48.01 | 8 | 0
2020 | NYISO_A-F_2_PJM_ROM | NYISO_A-F | PJM_ROM | Internal | Shoulder | B13 | 600 | 1000 | 0 | 39.87 | 43.03 | 8 | 0
2020 | NYISO_A-F_2_PJM_ROM | NYISO_A-F | PJM_ROM | Internal | Shoulder | B14 | 900 | 1000 | 0 | 39.2 | 41.87 | 8 | 0
2020 | NYISO_A-F_2_PJM_ROM | NYISO_A-F | PJM_ROM | Internal | Shoulder | B15 | 1203 | 1000 | 0 | 38.61 | 37.65 | 8 | 0
2020 | NYISO_A-F_2_PJM_ROM | NYISO_A-F | PJM_ROM | Internal | Summer | B1 | 10 | 1000 | 0 | 64.98 | 67.82 | 8 | 0
2020 | NYISO_A-F_2_PJM_ROM | NYISO_A-F | PJM_ROM | Internal | Summer | B2 | 25 | 1000 | 0 | 63.37 | 66.2 | 8 | 0
2020 | NYISO_A-F_2_PJM_ROM | NYISO_A-F | PJM_ROM | Internal | Summer | B3 | 75 | 1000 | 1000 | 53.33 | 61.85 | 8 | 0.52
2020 | NYISO_A-F_2_PJM_ROM | NYISO_A-F | PJM_ROM | Internal | Summer | B4 | 100 | 1000 | 1113.22 | 52.67 | 61.69 | 8 | 1.02
2020 | NYISO_A-F_2_PJM_ROM | NYISO_A-F | PJM_ROM | Internal | Summer | B5 | 200 | 1000 | 1000 | 48.93 | 56.96 | 8 | 0.02
2020 | NYISO_A-F_2_PJM_ROM | NYISO_A-F | PJM_ROM | Internal | Summer | B6 | 300 | 1000 | 1000 | 41.8 | 49.82 | 8 | 0.02
2020 | NYISO_A-F_2_PJM_ROM | NYISO_A-F | PJM_ROM | Internal | Summer | B7 | 400 | 1000 | 0 | 38.06 | 42.39 | 8 | 0
2020 | NYISO_A-F_2_PJM_ROM | NYISO_A-F | PJM_ROM | Internal | Summer | B8 | 500 | 1000 | 0 | 37.6 | 38.94 | 8 | 0
2020 | NYISO_A-F_2_PJM_ROM | NYISO_A-F | PJM_ROM | Internal | Summer | B9 | 800 | 1000 | 0 | 36.86 | 37.35 | 8 | 0
2020 | NYISO_A-F_2_PJM_ROM | NYISO_A-F | PJM_ROM | Internal | Summer | B10 | 1262 | 1000 | 0 | 36.86 | 35.13 | 8 | 0
2020 | NYISO_A-F_2_PJM_ROM | NYISO_A-F | PJM_ROM | Internal | Winter | B16 | 25 | 1000 | 0 | 48.33 | 55.78 | 8 | 0
2020 | NYISO_A-F_2_PJM_ROM | NYISO_A-F | PJM_ROM | Internal | Winter | B17 | 100 | 1000 | 0 | 46.99 | 49.59 | 8 | 0
2020 | NYISO_A-F_2_PJM_ROM | NYISO_A-F | PJM_ROM | Internal | Winter | B18 | 400 | 1000 | 0 | 44.09 | 45.54 | 8 | 0
2020 | NYISO_A-F_2_PJM_ROM | NYISO_A-F | PJM_ROM | Internal | Winter | B19 | 700 | 1000 | 0 | 44.09 | 42.73 | 8 | 0
2020 | NYISO_A-F_2_PJM_ROM | NYISO_A-F | PJM_ROM | Internal | Winter | B20 | 935 | 1000 | 0 | 43.88 | 38.97 | 8 | 0
2020 | NYISO_G-I_2_NEISO | NYISO_G-I | NEISO | Internal | Shoulder | B11 | 25 | 600 | 0 | 44.45 | 40.99 | 3 | 0
2020 | NYISO_G-I_2_NEISO | NYISO_G-I | NEISO | Internal | Shoulder | B12 | 200 | 600 | 0 | 40.02 | 37.5 | 3 | 0
2020 | NYISO_G-I_2_NEISO | NYISO_G-I | NEISO | Internal | Shoulder | B13 | 600 | 600 | 0 | 40.02 | 37.5 | 3 | 0
2020 | NYISO_G-I_2_NEISO | NYISO_G-I | NEISO | Internal | Shoulder | B14 | 900 | 600 | 0 | 39.21 | 37.5 | 3 | 0
2020 | NYISO_G-I_2_NEISO | NYISO_G-I | NEISO | Internal | Shoulder | B15 | 1203 | 600 | 0 | 38.62 | 37.5 | 3 | 0
2020 | NYISO_G-I_2_NEISO | NYISO_G-I | NEISO | Internal | Summer | B1 | 10 | 600 | 0 | 66.07 | 67.98 | 3 | 0
2020 | NYISO_G-I_2_NEISO | NYISO_G-I | NEISO | Internal | Summer | B2 | 25 | 600 | 0 | 64.46 | 61.46 | 3 | 0
2020 | NYISO_G-I_2_NEISO | NYISO_G-I | NEISO | Internal | Summer | B3 | 75 | 600 | 0 | 53.78 | 50.33 | 3 | 0
2020 | NYISO_G-I_2_NEISO | NYISO_G-I | NEISO | Internal | Summer | B4 | 100 | 600 | 0 | 53.62 | 50.16 | 3 | 0
2020 | NYISO_G-I_2_NEISO | NYISO_G-I | NEISO | Internal | Summer | B5 | 200 | 600 | 0 | 48.95 | 45.49 | 3 | 0
2020 | NYISO_G-I_2_NEISO | NYISO_G-I | NEISO | Internal | Summer | B6 | 300 | 600 | 0 | 41.81 | 38.35 | 3 | 0
2020 | NYISO_G-I_2_NEISO | NYISO_G-I | NEISO | Internal | Summer | B7 | 400 | 600 | 0 | 38.07 | 34.61 | 3 | 0
2020 | NYISO_G-I_2_NEISO | NYISO_G-I | NEISO | Internal | Summer | B8 | 500 | 600 | 0 | 37.61 | 34.61 | 3 | 0
2020 | NYISO_G-I_2_NEISO | NYISO_G-I | NEISO | Internal | Summer | B9 | 800 | 600 | 0 | 36.87 | 34.61 | 3 | 0
2020 | NYISO_G-I_2_NEISO | NYISO_G-I | NEISO | Internal | Summer | B10 | 1262 | 600 | 0 | 36.87 | 34.61 | 3 | 0
2020 | NYISO_G-I_2_NEISO | NYISO_G-I | NEISO | Internal | Winter | B16 | 25 | 600 | 0 | 49.42 | 46.42 | 3 | 0
2020 | NYISO_G-I_2_NEISO | NYISO_G-I | NEISO | Internal | Winter | B17 | 100 | 600 | 0 | 48.08 | 46.42 | 3 | 0
2020 | NYISO_G-I_2_NEISO | NYISO_G-I | NEISO | Internal | Winter | B18 | 400 | 600 | 0 | 45.18 | 46.42 | 3 | 0
2020 | NYISO_G-I_2_NEISO | NYISO_G-I | NEISO | Internal | Winter | B19 | 700 | 600 | 0 | 45.18 | 46.42 | 3 | 0
2020 | NYISO_G-I_2_NEISO | NYISO_G-I | NEISO | Internal | Winter | B20 | 935 | 600 | 0 | 44.97 | 46.42 | 3 | 0
2020 | NYISO_G-I_2_NYISO_A-F | NYISO_G-I | NYISO_A-F | Internal | Shoulder | B11 | 25 | 1999 | 0 | 44.45 | 43.7 | 0.01 | 0
2020 | NYISO_G-I_2_NYISO_A-F | NYISO_G-I | NYISO_A-F | Internal | Shoulder | B12 | 200 | 1999 | 0 | 40.02 | 40.01 | 0.01 | 0
2020 | NYISO_G-I_2_NYISO_A-F | NYISO_G-I | NYISO_A-F | Internal | Shoulder | B13 | 600 | 1999 | 0 | 40.02 | 39.87 | 0.01 | 0
2020 | NYISO_G-I_2_NYISO_A-F | NYISO_G-I | NYISO_A-F | Internal | Shoulder | B14 | 900 | 1999 | 0 | 39.21 | 39.2 | 0.01 | 0
2020 | NYISO_G-I_2_NYISO_A-F | NYISO_G-I | NYISO_A-F | Internal | Shoulder | B15 | 1203 | 1999 | 0 | 38.62 | 38.61 | 0.01 | 0
2020 | NYISO_G-I_2_NYISO_A-F | NYISO_G-I | NYISO_A-F | Internal | Summer | B1 | 10 | 1999 | 0 | 66.07 | 64.98 | 0.01 | 0
2020 | NYISO_G-I_2_NYISO_A-F | NYISO_G-I | NYISO_A-F | Internal | Summer | B2 | 25 | 1999 | 0 | 64.46 | 63.37 | 0.01 | 0
2020 | NYISO_G-I_2_NYISO_A-F | NYISO_G-I | NYISO_A-F | Internal | Summer | B3 | 75 | 1999 | 0 | 53.78 | 53.33 | 0.01 | 0
2020 | NYISO_G-I_2_NYISO_A-F | NYISO_G-I | NYISO_A-F | Internal | Summer | B4 | 100 | 1999 | 0 | 53.62 | 52.67 | 0.01 | 0
2020 | NYISO_G-I_2_NYISO_A-F | NYISO_G-I | NYISO_A-F | Internal | Summer | B5 | 200 | 1999 | 0 | 48.95 | 48.93 | 0.01 | 0
2020 | NYISO_G-I_2_NYISO_A-F | NYISO_G-I | NYISO_A-F | Internal | Summer | B6 | 300 | 1999 | 0 | 41.81 | 41.8 | 0.01 | 0
2020 | NYISO_G-I_2_NYISO_A-F | NYISO_G-I | NYISO_A-F | Internal | Summer | B7 | 400 | 1999 | 0 | 38.07 | 38.06 | 0.01 | 0
2020 | NYISO_G-I_2_NYISO_A-F | NYISO_G-I | NYISO_A-F | Internal | Summer | B8 | 500 | 1999 | 0 | 37.61 | 37.6 | 0.01 | 0
2020 | NYISO_G-I_2_NYISO_A-F | NYISO_G-I | NYISO_A-F | Internal | Summer | B9 | 800 | 1999 | 0 | 36.87 | 36.86 | 0.01 | 0
2020 | NYISO_G-I_2_NYISO_A-F | NYISO_G-I | NYISO_A-F | Internal | Summer | B10 | 1262 | 1999 | 0 | 36.87 | 36.86 | 0.01 | 0
2020 | NYISO_G-I_2_NYISO_A-F | NYISO_G-I | NYISO_A-F | Internal | Winter | B16 | 25 | 1999 | 0 | 49.42 | 48.33 | 0.01 | 0
2020 | NYISO_G-I_2_NYISO_A-F | NYISO_G-I | NYISO_A-F | Internal | Winter | B17 | 100 | 1999 | 0 | 48.08 | 46.99 | 0.01 | 0
2020 | NYISO_G-I_2_NYISO_A-F | NYISO_G-I | NYISO_A-F | Internal | Winter | B18 | 400 | 1999 | 0 | 45.18 | 44.09 | 0.01 | 0
2020 | NYISO_G-I_2_NYISO_A-F | NYISO_G-I | NYISO_A-F | Internal | Winter | B19 | 700 | 1999 | 0 | 45.18 | 44.09 | 0.01 | 0
2020 | NYISO_G-I_2_NYISO_A-F | NYISO_G-I | NYISO_A-F | Internal | Winter | B20 | 935 | 1999 | 0 | 44.97 | 43.88 | 0.01 | 0
2020 | NYISO_G-I_2_NYISO_J-K | NYISO_G-I | NYISO_J-K | Internal | Shoulder | B11 | 25 | 6130 | 3803.02 | 44.45 | 44.46 | 0.01 | 0
2020 | NYISO_G-I_2_NYISO_J-K | NYISO_G-I | NYISO_J-K | Internal | Shoulder | B12 | 200 | 6130 | 4714.19 | 40.02 | 40.03 | 0.01 | 0
2020 | NYISO_G-I_2_NYISO_J-K | NYISO_G-I | NYISO_J-K | Internal | Shoulder | B13 | 600 | 6130 | 4872.51 | 40.02 | 40.03 | 0.01 | 0
2020 | NYISO_G-I_2_NYISO_J-K | NYISO_G-I | NYISO_J-K | Internal | Shoulder | B14 | 900 | 6130 | 4697.56 | 39.21 | 39.23 | 0.01 | 0
2020 | NYISO_G-I_2_NYISO_J-K | NYISO_G-I | NYISO_J-K | Internal | Shoulder | B15 | 1203 | 6130 | 2997.77 | 38.62 | 38.63 | 0.01 | 0
2020 | NYISO_G-I_2_NYISO_J-K | NYISO_G-I | NYISO_J-K | Internal | Summer | B1 | 10 | 6130 | 5661.43 | 66.07 | 66.08 | 0.01 | 0
2020 | NYISO_G-I_2_NYISO_J-K | NYISO_G-I | NYISO_J-K | Internal | Summer | B2 | 25 | 6130 | 4774.73 | 64.46 | 64.47 | 0.01 | 0
2020 | NYISO_G-I_2_NYISO_J-K | NYISO_G-I | NYISO_J-K | Internal | Summer | B3 | 75 | 6130 | 2937.35 | 53.78 | 53.8 | 0.01 | 0
2020 | NYISO_G-I_2_NYISO_J-K | NYISO_G-I | NYISO_J-K | Internal | Summer | B4 | 100 | 6130 | 3202.07 | 53.62 | 53.63 | 0.01 | 0
2020 | NYISO_G-I_2_NYISO_J-K | NYISO_G-I | NYISO_J-K | Internal | Summer | B5 | 200 | 6130 | 3001.49 | 48.95 | 48.96 | 0.01 | 0
2020 | NYISO_G-I_2_NYISO_J-K | NYISO_G-I | NYISO_J-K | Internal | Summer | B6 | 300 | 6130 | 3608.24 | 41.81 | 41.82 | 0.01 | 0
2020 | NYISO_G-I_2_NYISO_J-K | NYISO_G-I | NYISO_J-K | Internal | Summer | B7 | 400 | 6130 | 3573.61 | 38.07 | 38.09 | 0.01 | 0
2020 | NYISO_G-I_2_NYISO_J-K | NYISO_G-I | NYISO_J-K | Internal | Summer | B8 | 500 | 6130 | 4724.31 | 37.61 | 37.63 | 0.01 | 0
2020 | NYISO_G-I_2_NYISO_J-K | NYISO_G-I | NYISO_J-K | Internal | Summer | B9 | 800 | 6130 | 4468.4 | 36.87 | 36.88 | 0.01 | 0
2020 | NYISO_G-I_2_NYISO_J-K | NYISO_G-I | NYISO_J-K | Internal | Summer | B10 | 1262 | 6130 | 2915.68 | 36.87 | 36.88 | 0.01 | 0
2020 | NYISO_G-I_2_NYISO_J-K | NYISO_G-I | NYISO_J-K | Internal | Winter | B16 | 25 | 6130 | 6552.51 | 49.42 | 49.45 | 0.01 | 0.01
2020 | NYISO_G-I_2_NYISO_J-K | NYISO_G-I | NYISO_J-K | Internal | Winter | B17 | 100 | 6130 | 8069.94 | 48.08 | 48.1 | 0.01 | 0.01
2020 | NYISO_G-I_2_NYISO_J-K | NYISO_G-I | NYISO_J-K | Internal | Winter | B18 | 400 | 6130 | 8004.77 | 45.18 | 45.2 | 0.01 | 0.01
2020 | NYISO_G-I_2_NYISO_J-K | NYISO_G-I | NYISO_J-K | Internal | Winter | B19 | 700 | 6130 | 7560.82 | 45.18 | 45.2 | 0.01 | 0.01
2020 | NYISO_G-I_2_NYISO_J-K | NYISO_G-I | NYISO_J-K | Internal | Winter | B20 | 935 | 6130 | 5570.78 | 44.97 | 44.98 | 0.01 | 0
2020 | NYISO_G-I_2_PJM_E | NYISO_G-I | PJM_E | Internal | Shoulder | B11 | 25 | 1500 | 1500 | 44.45 | 52.51 | 8 | 0.05
2020 | NYISO_G-I_2_PJM_E | NYISO_G-I | PJM_E | Internal | Shoulder | B12 | 200 | 1500 | 0 | 40.02 | 48 | 8 | 0
2020 | NYISO_G-I_2_PJM_E | NYISO_G-I | PJM_E | Internal | Shoulder | B13 | 600 | 1500 | 0 | 40.02 | 43.02 | 8 | 0
2020 | NYISO_G-I_2_PJM_E | NYISO_G-I | PJM_E | Internal | Shoulder | B14 | 900 | 1500 | 0 | 39.21 | 41.86 | 8 | 0
2020 | NYISO_G-I_2_PJM_E | NYISO_G-I | PJM_E | Internal | Shoulder | B15 | 1203 | 1500 | 0 | 38.62 | 37.66 | 8 | 0
2020 | NYISO_G-I_2_PJM_E | NYISO_G-I | PJM_E | Internal | Summer | B1 | 10 | 1500 | 0 | 66.07 | 67.83 | 8 | 0
2020 | NYISO_G-I_2_PJM_E | NYISO_G-I | PJM_E | Internal | Summer | B2 | 25 | 1500 | 0 | 64.46 | 66.21 | 8 | 0
2020 | NYISO_G-I_2_PJM_E | NYISO_G-I | PJM_E | Internal | Summer | B3 | 75 | 1500 | 1500 | 53.78 | 61.84 | 8 | 0.05
2020 | NYISO_G-I_2_PJM_E | NYISO_G-I | PJM_E | Internal | Summer | B4 | 100 | 1500 | 1500 | 53.62 | 61.68 | 8 | 0.05
2020 | NYISO_G-I_2_PJM_E | NYISO_G-I | PJM_E | Internal | Summer | B5 | 200 | 1500 | 1406.7 | 48.95 | 56.95 | 8 | 0
2020 | NYISO_G-I_2_PJM_E | NYISO_G-I | PJM_E | Internal | Summer | B6 | 300 | 1500 | 114.41 | 41.81 | 49.81 | 8 | 0
2020 | NYISO_G-I_2_PJM_E | NYISO_G-I | PJM_E | Internal | Summer | B7 | 400 | 1500 | 0 | 38.07 | 42.38 | 8 | 0
2020 | NYISO_G-I_2_PJM_E | NYISO_G-I | PJM_E | Internal | Summer | B8 | 500 | 1500 | 0 | 37.61 | 38.92 | 8 | 0
2020 | NYISO_G-I_2_PJM_E | NYISO_G-I | PJM_E | Internal | Summer | B9 | 800 | 1500 | 0 | 36.87 | 37.36 | 8 | 0
2020 | NYISO_G-I_2_PJM_E | NYISO_G-I | PJM_E | Internal | Summer | B10 | 1262 | 1500 | 0 | 36.87 | 35.15 | 8 | 0
2020 | NYISO_G-I_2_PJM_E | NYISO_G-I | PJM_E | Internal | Winter | B16 | 25 | 1500 | 0 | 49.42 | 55.79 | 8 | 0
2020 | NYISO_G-I_2_PJM_E | NYISO_G-I | PJM_E | Internal | Winter | B17 | 100 | 1500 | 0 | 48.08 | 49.58 | 8 | 0
2020 | NYISO_G-I_2_PJM_E | NYISO_G-I | PJM_E | Internal | Winter | B18 | 400 | 1500 | 0 | 45.18 | 45.56 | 8 | 0
2020 | NYISO_G-I_2_PJM_E | NYISO_G-I | PJM_E | Internal | Winter | B19 | 700 | 1500 | 0 | 45.18 | 42.74 | 8 | 0
2020 | NYISO_G-I_2_PJM_E | NYISO_G-I | PJM_E | Internal | Winter | B20 | 935 | 1500 | 0 | 44.97 | 38.98 | 8 | 0
2020 | NYISO_J-K_2_NYISO_G-I | NYISO_J-K | NYISO_G-I | Internal | Shoulder | B11 | 25 | 1999 | 0 | 44.46 | 44.45 | 0.01 | 0
2020 | NYISO_J-K_2_NYISO_G-I | NYISO_J-K | NYISO_G-I | Internal | Shoulder | B12 | 200 | 1999 | 0 | 40.03 | 40.02 | 0.01 | 0
2020 | NYISO_J-K_2_NYISO_G-I | NYISO_J-K | NYISO_G-I | Internal | Shoulder | B13 | 600 | 1999 | 0 | 40.03 | 40.02 | 0.01 | 0
2020 | NYISO_J-K_2_NYISO_G-I | NYISO_J-K | NYISO_G-I | Internal | Shoulder | B14 | 900 | 1999 | 0 | 39.23 | 39.21 | 0.01 | 0
2020 | NYISO_J-K_2_NYISO_G-I | NYISO_J-K | NYISO_G-I | Internal | Shoulder | B15 | 1203 | 1999 | 0 | 38.63 | 38.62 | 0.01 | 0
2020 | NYISO_J-K_2_NYISO_G-I | NYISO_J-K | NYISO_G-I | Internal | Summer | B1 | 10 | 1999 | 0 | 66.08 | 66.07 | 0.01 | 0
2020 | NYISO_J-K_2_NYISO_G-I | NYISO_J-K | NYISO_G-I | Internal | Summer | B2 | 25 | 1999 | 0 | 64.47 | 64.46 | 0.01 | 0
2020 | NYISO_J-K_2_NYISO_G-I | NYISO_J-K | NYISO_G-I | Internal | Summer | B3 | 75 | 1999 | 0 | 53.8 | 53.78 | 0.01 | 0
2020 | NYISO_J-K_2_NYISO_G-I | NYISO_J-K | NYISO_G-I | Internal | Summer | B4 | 100 | 1999 | 0 | 53.63 | 53.62 | 0.01 | 0
2020 | NYISO_J-K_2_NYISO_G-I | NYISO_J-K | NYISO_G-I | Internal | Summer | B5 | 200 | 1999 | 0 | 48.96 | 48.95 | 0.01 | 0
2020 | NYISO_J-K_2_NYISO_G-I | NYISO_J-K | NYISO_G-I | Internal | Summer | B6 | 300 | 1999 | 0 | 41.82 | 41.81 | 0.01 | 0
2020 | NYISO_J-K_2_NYISO_G-I | NYISO_J-K | NYISO_G-I | Internal | Summer | B7 | 400 | 1999 | 0 | 38.09 | 38.07 | 0.01 | 0
2020 | NYISO_J-K_2_NYISO_G-I | NYISO_J-K | NYISO_G-I | Internal | Summer | B8 | 500 | 1999 | 0 | 37.63 | 37.61 | 0.01 | 0
2020 | NYISO_J-K_2_NYISO_G-I | NYISO_J-K | NYISO_G-I | Internal | Summer | B9 | 800 | 1999 | 0 | 36.88 | 36.87 | 0.01 | 0
2020 | NYISO_J-K_2_NYISO_G-I | NYISO_J-K | NYISO_G-I | Internal | Summer | B10 | 1262 | 1999 | 0 | 36.88 | 36.87 | 0.01 | 0
2020 | NYISO_J-K_2_NYISO_G-I | NYISO_J-K | NYISO_G-I | Internal | Winter | B16 | 25 | 1999 | 0 | 49.45 | 49.42 | 0.01 | 0
2020 | NYISO_J-K_2_NYISO_G-I | NYISO_J-K | NYISO_G-I | Internal | Winter | B17 | 100 | 1999 | 0 | 48.1 | 48.08 | 0.01 | 0
2020 | NYISO_J-K_2_NYISO_G-I | NYISO_J-K | NYISO_G-I | Internal | Winter | B18 | 400 | 1999 | 0 | 45.2 | 45.18 | 0.01 | 0
2020 | NYISO_J-K_2_NYISO_G-I | NYISO_J-K | NYISO_G-I | Internal | Winter | B19 | 700 | 1999 | 0 | 45.2 | 45.18 | 0.01 | 0
2020 | NYISO_J-K_2_NYISO_G-I | NYISO_J-K | NYISO_G-I | Internal | Winter | B20 | 935 | 1999 | 0 | 44.98 | 44.97 | 0.01 | 0
2020 | NYISO_J-K_2_PJM_E_OL | NYISO_J-K | PJM_E | Internal | Shoulder | B11 | 25 | 99999 | 5463.08 | 44.46 | 52.51 | 8.04 | 0
2020 | NYISO_J-K_2_PJM_E_OL | NYISO_J-K | PJM_E | Internal | Shoulder | B12 | 200 | 99999 | 0 | 40.03 | 48 | 8.04 | 0
2020 | NYISO_J-K_2_PJM_E_OL | NYISO_J-K | PJM_E | Internal | Shoulder | B13 | 600 | 99999 | 0 | 40.03 | 43.02 | 8.04 | 0
2020 | NYISO_J-K_2_PJM_E_OL | NYISO_J-K | PJM_E | Internal | Shoulder | B14 | 900 | 99999 | 0 | 39.23 | 41.86 | 8.04 | 0
2020 | NYISO_J-K_2_PJM_E_OL | NYISO_J-K | PJM_E | Internal | Shoulder | B15 | 1203 | 99999 | 0 | 38.63 | 37.66 | 8.04 | 0
2020 | NYISO_J-K_2_PJM_E_OL | NYISO_J-K | PJM_E | Internal | Summer | B1 | 10 | 99999 | 0 | 66.08 | 67.83 | 8.04 | 0
2020 | NYISO_J-K_2_PJM_E_OL | NYISO_J-K | PJM_E | Internal | Summer | B2 | 25 | 99999 | 0 | 64.47 | 66.21 | 8.04 | 0
2020 | NYISO_J-K_2_PJM_E_OL | NYISO_J-K | PJM_E | Internal | Summer | B3 | 75 | 99999 | 187.64 | 53.8 | 61.84 | 8.04 | 0
2020 | NYISO_J-K_2_PJM_E_OL | NYISO_J-K | PJM_E | Internal | Summer | B4 | 100 | 99999 | 3894.32 | 53.63 | 61.68 | 8.04 | 0
2020 | NYISO_J-K_2_PJM_E_OL | NYISO_J-K | PJM_E | Internal | Summer | B5 | 200 | 99999 | 0 | 48.96 | 56.95 | 8.04 | 0
2020 | NYISO_J-K_2_PJM_E_OL | NYISO_J-K | PJM_E | Internal | Summer | B6 | 300 | 99999 | 0 | 41.82 | 49.81 | 8.04 | 0
2020 | NYISO_J-K_2_PJM_E_OL | NYISO_J-K | PJM_E | Internal | Summer | B7 | 400 | 99999 | 0 | 38.09 | 42.38 | 8.04 | 0
2020 | NYISO_J-K_2_PJM_E_OL | NYISO_J-K | PJM_E | Internal | Summer | B8 | 500 | 99999 | 0 | 37.63 | 38.92 | 8.04 | 0
2020 | NYISO_J-K_2_PJM_E_OL | NYISO_J-K | PJM_E | Internal | Summer | B9 | 800 | 99999 | 0 | 36.88 | 37.36 | 8.04 | 0
2020 | NYISO_J-K_2_PJM_E_OL | NYISO_J-K | PJM_E | Internal | Summer | B10 | 1262 | 99999 | 0 | 36.88 | 35.15 | 8.04 | 0
2020 | NYISO_J-K_2_PJM_E_OL | NYISO_J-K | PJM_E | Internal | Winter | B16 | 25 | 99999 | 0 | 49.45 | 55.79 | 8.04 | 0
2020 | NYISO_J-K_2_PJM_E_OL | NYISO_J-K | PJM_E | Internal | Winter | B17 | 100 | 99999 | 0 | 48.1 | 49.58 | 8.04 | 0
2020 | NYISO_J-K_2_PJM_E_OL | NYISO_J-K | PJM_E | Internal | Winter | B18 | 400 | 99999 | 0 | 45.2 | 45.56 | 8.04 | 0
2020 | NYISO_J-K_2_PJM_E_OL | NYISO_J-K | PJM_E | Internal | Winter | B19 | 700 | 99999 | 0 | 45.2 | 42.74 | 8.04 | 0
2020 | NYISO_J-K_2_PJM_E_OL | NYISO_J-K | PJM_E | Internal | Winter | B20 | 935 | 99999 | 0 | 44.98 | 38.98 | 8.04 | 0
2020 | PJM_E_2_NYISO_G-I | PJM_E | NYISO_G-I | Internal | Shoulder | B11 | 25 | 500 | 0 | 52.51 | 44.45 | 6 | 0
2020 | PJM_E_2_NYISO_G-I | PJM_E | NYISO_G-I | Internal | Shoulder | B12 | 200 | 500 | 0 | 48 | 40.02 | 6 | 0
2020 | PJM_E_2_NYISO_G-I | PJM_E | NYISO_G-I | Internal | Shoulder | B13 | 600 | 500 | 0 | 43.02 | 40.02 | 6 | 0
2020 | PJM_E_2_NYISO_G-I | PJM_E | NYISO_G-I | Internal | Shoulder | B14 | 900 | 500 | 0 | 41.86 | 39.21 | 6 | 0
2020 | PJM_E_2_NYISO_G-I | PJM_E | NYISO_G-I | Internal | Shoulder | B15 | 1203 | 500 | 0 | 37.66 | 38.62 | 6 | 0
2020 | PJM_E_2_NYISO_G-I | PJM_E | NYISO_G-I | Internal | Summer | B1 | 10 | 500 | 0 | 67.83 | 66.07 | 6 | 0
2020 | PJM_E_2_NYISO_G-I | PJM_E | NYISO_G-I | Internal | Summer | B2 | 25 | 500 | 0 | 66.21 | 64.46 | 6 | 0
2020 | PJM_E_2_NYISO_G-I | PJM_E | NYISO_G-I | Internal | Summer | B3 | 75 | 500 | 0 | 61.84 | 53.78 | 6 | 0
2020 | PJM_E_2_NYISO_G-I | PJM_E | NYISO_G-I | Internal | Summer | B4 | 100 | 500 | 0 | 61.68 | 53.62 | 6 | 0
2020 | PJM_E_2_NYISO_G-I | PJM_E | NYISO_G-I | Internal | Summer | B5 | 200 | 500 | 0 | 56.95 | 48.95 | 6 | 0
2020 | PJM_E_2_NYISO_G-I | PJM_E | NYISO_G-I | Internal | Summer | B6 | 300 | 500 | 0 | 49.81 | 41.81 | 6 | 0
2020 | PJM_E_2_NYISO_G-I | PJM_E | NYISO_G-I | Internal | Summer | B7 | 400 | 500 | 0 | 42.38 | 38.07 | 6 | 0
2020 | PJM_E_2_NYISO_G-I | PJM_E | NYISO_G-I | Internal | Summer | B8 | 500 | 500 | 0 | 38.92 | 37.61 | 6 | 0
2020 | PJM_E_2_NYISO_G-I | PJM_E | NYISO_G-I | Internal | Summer | B9 | 800 | 500 | 0 | 37.36 | 36.87 | 6 | 0
2020 | PJM_E_2_NYISO_G-I | PJM_E | NYISO_G-I | Internal | Summer | B10 | 1262 | 500 | 0 | 35.15 | 36.87 | 6 | 0
2020 | PJM_E_2_NYISO_G-I | PJM_E | NYISO_G-I | Internal | Winter | B16 | 25 | 500 | 0 | 55.79 | 49.42 | 6 | 0
2020 | PJM_E_2_NYISO_G-I | PJM_E | NYISO_G-I | Internal | Winter | B17 | 100 | 500 | 0 | 49.58 | 48.08 | 6 | 0
2020 | PJM_E_2_NYISO_G-I | PJM_E | NYISO_G-I | Internal | Winter | B18 | 400 | 500 | 0 | 45.56 | 45.18 | 6 | 0
2020 | PJM_E_2_NYISO_G-I | PJM_E | NYISO_G-I | Internal | Winter | B19 | 700 | 500 | 0 | 42.74 | 45.18 | 6 | 0
2020 | PJM_E_2_NYISO_G-I | PJM_E | NYISO_G-I | Internal | Winter | B20 | 935 | 500 | 0 | 38.98 | 44.97 | 6 | 0
2020 | PJM_E_2_NYISO_J-K | PJM_E | NYISO_J-K | Internal | Shoulder | B11 | 25 | 330 | 0 | 52.51 | 44.46 | 6 | 0
2020 | PJM_E_2_NYISO_J-K | PJM_E | NYISO_J-K | Internal | Shoulder | B12 | 200 | 330 | 0 | 48 | 40.03 | 6 | 0
2020 | PJM_E_2_NYISO_J-K | PJM_E | NYISO_J-K | Internal | Shoulder | B13 | 600 | 330 | 0 | 43.02 | 40.03 | 6 | 0
2020 | PJM_E_2_NYISO_J-K | PJM_E | NYISO_J-K | Internal | Shoulder | B14 | 900 | 330 | 0 | 41.86 | 39.23 | 6 | 0
2020 | PJM_E_2_NYISO_J-K | PJM_E | NYISO_J-K | Internal | Shoulder | B15 | 1203 | 330 | 0 | 37.66 | 38.63 | 6 | 0
2020 | PJM_E_2_NYISO_J-K | PJM_E | NYISO_J-K | Internal | Summer | B1 | 10 | 330 | 0 | 67.83 | 66.08 | 6 | 0
2020 | PJM_E_2_NYISO_J-K | PJM_E | NYISO_J-K | Internal | Summer | B2 | 25 | 330 | 0 | 66.21 | 64.47 | 6 | 0
2020 | PJM_E_2_NYISO_J-K | PJM_E | NYISO_J-K | Internal | Summer | B3 | 75 | 330 | 0 | 61.84 | 53.8 | 6 | 0
2020 | PJM_E_2_NYISO_J-K | PJM_E | NYISO_J-K | Internal | Summer | B4 | 100 | 330 | 0 | 61.68 | 53.63 | 6 | 0
2020 | PJM_E_2_NYISO_J-K | PJM_E | NYISO_J-K | Internal | Summer | B5 | 200 | 330 | 0 | 56.95 | 48.96 | 6 | 0
2020 | PJM_E_2_NYISO_J-K | PJM_E | NYISO_J-K | Internal | Summer | B6 | 300 | 330 | 0 | 49.81 | 41.82 | 6 | 0
2020 | PJM_E_2_NYISO_J-K | PJM_E | NYISO_J-K | Internal | Summer | B7 | 400 | 330 | 0 | 42.38 | 38.09 | 6 | 0
2020 | PJM_E_2_NYISO_J-K | PJM_E | NYISO_J-K | Internal | Summer | B8 | 500 | 330 | 0 | 38.92 | 37.63 | 6 | 0
2020 | PJM_E_2_NYISO_J-K | PJM_E | NYISO_J-K | Internal | Summer | B9 | 800 | 330 | 0 | 37.36 | 36.88 | 6 | 0
2020 | PJM_E_2_NYISO_J-K | PJM_E | NYISO_J-K | Internal | Summer | B10 | 1262 | 330 | 0 | 35.15 | 36.88 | 6 | 0
2020 | PJM_E_2_NYISO_J-K | PJM_E | NYISO_J-K | Internal | Winter | B16 | 25 | 330 | 0 | 55.79 | 49.45 | 6 | 0
2020 | PJM_E_2_NYISO_J-K | PJM_E | NYISO_J-K | Internal | Winter | B17 | 100 | 330 | 0 | 49.58 | 48.1 | 6 | 0
2020 | PJM_E_2_NYISO_J-K | PJM_E | NYISO_J-K | Internal | Winter | B18 | 400 | 330 | 0 | 45.56 | 45.2 | 6 | 0
2020 | PJM_E_2_NYISO_J-K | PJM_E | NYISO_J-K | Internal | Winter | B19 | 700 | 330 | 0 | 42.74 | 45.2 | 6 | 0
2020 | PJM_E_2_NYISO_J-K | PJM_E | NYISO_J-K | Internal | Winter | B20 | 935 | 330 | 281.58 | 38.98 | 44.98 | 6 | 0
2020 | PJM_E_2_PJM_ROM | PJM_E | PJM_ROM | Internal | Shoulder | B11 | 25 | 8000 | 9324.33 | 52.51 | 52.53 | 0.01 | 0.01
2020 | PJM_E_2_PJM_ROM | PJM_E | PJM_ROM | Internal | Shoulder | B12 | 200 | 8000 | 2683.14 | 48 | 48.01 | 0.01 | 0
2020 | PJM_E_2_PJM_ROM | PJM_E | PJM_ROM | Internal | Shoulder | B13 | 600 | 8000 | 3382.7 | 43.02 | 43.03 | 0.01 | 0
2020 | PJM_E_2_PJM_ROM | PJM_E | PJM_ROM | Internal | Shoulder | B14 | 900 | 8000 | 1574 | 41.86 | 41.87 | 0.01 | 0
2020 | PJM_E_2_PJM_ROM | PJM_E | PJM_ROM | Internal | Shoulder | B15 | 1203 | 8000 | 0 | 37.66 | 37.65 | 0.01 | 0
2020 | PJM_E_2_PJM_ROM | PJM_E | PJM_ROM | Internal | Summer | B1 | 10 | 8000 | 0 | 67.83 | 67.82 | 0.01 | 0
2020 | PJM_E_2_PJM_ROM | PJM_E | PJM_ROM | Internal | Summer | B2 | 25 | 8000 | 0 | 66.21 | 66.2 | 0.01 | 0
2020 | PJM_E_2_PJM_ROM | PJM_E | PJM_ROM | Internal | Summer | B3 | 75 | 8000 | 966.02 | 61.84 | 61.85 | 0.01 | 0
2020 | PJM_E_2_PJM_ROM | PJM_E | PJM_ROM | Internal | Summer | B4 | 100 | 8000 | 6551.17 | 61.68 | 61.69 | 0.01 | 0
2020 | PJM_E_2_PJM_ROM | PJM_E | PJM_ROM | Internal | Summer | B5 | 200 | 8000 | 1122.16 | 56.95 | 56.96 | 0.01 | 0
2020 | PJM_E_2_PJM_ROM | PJM_E | PJM_ROM | Internal | Summer | B6 | 300 | 8000 | 1077.19 | 49.81 | 49.82 | 0.01 | 0
2020 | PJM_E_2_PJM_ROM | PJM_E | PJM_ROM | Internal | Summer | B7 | 400 | 8000 | 2056.18 | 42.38 | 42.39 | 0.01 | 0
2020 | PJM_E_2_PJM_ROM | PJM_E | PJM_ROM | Internal | Summer | B8 | 500 | 8000 | 472.33 | 38.92 | 38.94 | 0.01 | 0
2020 | PJM_E_2_PJM_ROM | PJM_E | PJM_ROM | Internal | Summer | B9 | 800 | 8000 | 0 | 37.36 | 37.35 | 0.01 | 0
2020 | PJM_E_2_PJM_ROM | PJM_E | PJM_ROM | Internal | Summer | B10 | 1262 | 8000 | 0 | 35.15 | 35.13 | 0.01 | 0
2020 | PJM_E_2_PJM_ROM | PJM_E | PJM_ROM | Internal | Winter | B16 | 25 | 8000 | 0 | 55.79 | 55.78 | 0.01 | 0
2020 | PJM_E_2_PJM_ROM | PJM_E | PJM_ROM | Internal | Winter | B17 | 100 | 8000 | 205.48 | 49.58 | 49.59 | 0.01 | 0
2020 | PJM_E_2_PJM_ROM | PJM_E | PJM_ROM | Internal | Winter | B18 | 400 | 8000 | 0 | 45.56 | 45.54 | 0.01 | 0
2020 | PJM_E_2_PJM_ROM | PJM_E | PJM_ROM | Internal | Winter | B19 | 700 | 8000 | 0 | 42.74 | 42.73 | 0.01 | 0
2020 | PJM_E_2_PJM_ROM | PJM_E | PJM_ROM | Internal | Winter | B20 | 935 | 8000 | 0 | 38.98 | 38.97 | 0.01 | 0
2020 | PJM_ROR_2_MISO_IN | PJM_ROR | MISO_IN | Internal | Shoulder | B11 | 25 | 909 | 909 | 52.55 | 54.57 | 2 | 0.01
2020 | PJM_ROR_2_MISO_IN | PJM_ROR | MISO_IN | Internal | Shoulder | B12 | 200 | 909 | 0 | 48.02 | 46.04 | 2 | 0
2020 | PJM_ROR_2_MISO_IN | PJM_ROR | MISO_IN | Internal | Shoulder | B13 | 600 | 909 | 0 | 43.04 | 41.85 | 2 | 0
2020 | PJM_ROR_2_MISO_IN | PJM_ROR | MISO_IN | Internal | Shoulder | B14 | 900 | 909 | 0 | 41.86 | 40.44 | 2 | 0
2020 | PJM_ROR_2_MISO_IN | PJM_ROR | MISO_IN | Internal | Shoulder | B15 | 1203 | 909 | 0 | 37.64 | 39.41 | 2 | 0
2020 | PJM_ROR_2_MISO_IN | PJM_ROR | MISO_IN | Internal | Summer | B1 | 10 | 909 | 0 | 67.8 | 65.8 | 2 | 0
2020 | PJM_ROR_2_MISO_IN | PJM_ROR | MISO_IN | Internal | Summer | B2 | 25 | 909 | 0 | 66.19 | 64.21 | 2 | 0
2020 | PJM_ROR_2_MISO_IN | PJM_ROR | MISO_IN | Internal | Summer | B3 | 75 | 909 | 0 | 61.86 | 61.15 | 2 | 0
2020 | PJM_ROR_2_MISO_IN | PJM_ROR | MISO_IN | Internal | Summer | B4 | 100 | 909 | 0 | 61.71 | 60.4 | 2 | 0
2020 | PJM_ROR_2_MISO_IN | PJM_ROR | MISO_IN | Internal | Summer | B5 | 200 | 909 | 0 | 56.97 | 56.42 | 2 | 0
2020 | PJM_ROR_2_MISO_IN | PJM_ROR | MISO_IN | Internal | Summer | B6 | 300 | 909 | 0 | 49.83 | 47.86 | 2 | 0
2020 | PJM_ROR_2_MISO_IN | PJM_ROR | MISO_IN | Internal | Summer | B7 | 400 | 909 | 0 | 42.4 | 40.42 | 2 | 0
2020 | PJM_ROR_2_MISO_IN | PJM_ROR | MISO_IN | Internal | Summer | B8 | 500 | 909 | 0 | 38.92 | 38.45 | 2 | 0
2020 | PJM_ROR_2_MISO_IN | PJM_ROR | MISO_IN | Internal | Summer | B9 | 800 | 909 | 0 | 37.34 | 37.46 | 2 | 0
2020 | PJM_ROR_2_MISO_IN | PJM_ROR | MISO_IN | Internal | Summer | B10 | 1262 | 909 | 0 | 35.12 | 36.42 | 2 | 0
2020 | PJM_ROR_2_MISO_IN | PJM_ROR | MISO_IN | Internal | Winter | B16 | 25 | 909 | 0 | 55.76 | 53.8 | 2 | 0
2020 | PJM_ROR_2_MISO_IN | PJM_ROR | MISO_IN | Internal | Winter | B17 | 100 | 909 | 0 | 49.58 | 47.6 | 2 | 0
2020 | PJM_ROR_2_MISO_IN | PJM_ROR | MISO_IN | Internal | Winter | B18 | 400 | 909 | 0 | 45.53 | 43.54 | 2 | 0
2020 | PJM_ROR_2_MISO_IN | PJM_ROR | MISO_IN | Internal | Winter | B19 | 700 | 909 | 0 | 42.71 | 40.78 | 2 | 0
2020 | PJM_ROR_2_MISO_IN | PJM_ROR | MISO_IN | Internal | Winter | B20 | 935 | 909 | 0 | 38.96 | 38.6 | 2 | 0
2020 | PJM_ROR_2_MISO_MI | PJM_ROR | MISO_MI | Internal | Shoulder | B11 | 25 | 1305 | 279.39 | 52.55 | 54.55 | 2 | 0
2020 | PJM_ROR_2_MISO_MI | PJM_ROR | MISO_MI | Internal | Shoulder | B12 | 200 | 1305 | 0 | 48.02 | 46.03 | 2 | 0
2020 | PJM_ROR_2_MISO_MI | PJM_ROR | MISO_MI | Internal | Shoulder | B13 | 600 | 1305 | 0 | 43.04 | 41.86 | 2 | 0
2020 | PJM_ROR_2_MISO_MI | PJM_ROR | MISO_MI | Internal | Shoulder | B14 | 900 | 1305 | 0 | 41.86 | 40.43 | 2 | 0
2020 | PJM_ROR_2_MISO_MI | PJM_ROR | MISO_MI | Internal | Shoulder | B15 | 1203 | 1305 | 0 | 37.64 | 39.42 | 2 | 0
2020 | PJM_ROR_2_MISO_MI | PJM_ROR | MISO_MI | Internal | Summer | B1 | 10 | 1305 | 0 | 67.8 | 65.73 | 2 | 0
2020 | PJM_ROR_2_MISO_MI | PJM_ROR | MISO_MI | Internal | Summer | B2 | 25 | 1305 | 0 | 66.19 | 64.12 | 2 | 0
2020 | PJM_ROR_2_MISO_MI | PJM_ROR | MISO_MI | Internal | Summer | B3 | 75 | 1305 | 0 | 61.86 | 60.79 | 2 | 0
2020 | PJM_ROR_2_MISO_MI | PJM_ROR | MISO_MI | Internal | Summer | B4 | 100 | 1305 | 0 | 61.71 | 60.38 | 2 | 0
2020 | PJM_ROR_2_MISO_MI | PJM_ROR | MISO_MI | Internal | Summer | B5 | 200 | 1305 | 0 | 56.97 | 56.42 | 2 | 0
2020 | PJM_ROR_2_MISO_MI | PJM_ROR | MISO_MI | Internal | Summer | B6 | 300 | 1305 | 0 | 49.83 | 47.87 | 2 | 0
2020 | PJM_ROR_2_MISO_MI | PJM_ROR | MISO_MI | Internal | Summer | B7 | 400 | 1305 | 0 | 42.4 | 40.44 | 2 | 0
2020 | PJM_ROR_2_MISO_MI | PJM_ROR | MISO_MI | Internal | Summer | B8 | 500 | 1305 | 0 | 38.92 | 38.46 | 2 | 0
2020 | PJM_ROR_2_MISO_MI | PJM_ROR | MISO_MI | Internal | Summer | B9 | 800 | 1305 | 0 | 37.34 | 37.47 | 2 | 0
2020 | PJM_ROR_2_MISO_MI | PJM_ROR | MISO_MI | Internal | Summer | B10 | 1262 | 1305 | 0 | 35.12 | 36.43 | 2 | 0
2020 | PJM_ROR_2_MISO_MI | PJM_ROR | MISO_MI | Internal | Winter | B16 | 25 | 1305 | 0 | 55.76 | 53.81 | 2 | 0
2020 | PJM_ROR_2_MISO_MI | PJM_ROR | MISO_MI | Internal | Winter | B17 | 100 | 1305 | 0 | 49.58 | 47.61 | 2 | 0
2020 | PJM_ROR_2_MISO_MI | PJM_ROR | MISO_MI | Internal | Winter | B18 | 400 | 1305 | 0 | 45.53 | 43.56 | 2 | 0
2020 | PJM_ROR_2_MISO_MI | PJM_ROR | MISO_MI | Internal | Winter | B19 | 700 | 1305 | 0 | 42.71 | 40.79 | 2 | 0
2020 | PJM_ROR_2_MISO_MI | PJM_ROR | MISO_MI | Internal | Winter | B20 | 935 | 1305 | 0 | 38.96 | 38.61 | 2 | 0
2020 | PJM_ROR_2_MISO_MO-IL | PJM_ROR | MISO_MO-IL | Internal | Shoulder | B11 | 25 | 1111 | 365.15 | 52.55 | 54.55 | 2 | 0
2020 | PJM_ROR_2_MISO_MO-IL | PJM_ROR | MISO_MO-IL | Internal | Shoulder | B12 | 200 | 1111 | 0 | 48.02 | 46.03 | 2 | 0
2020 | PJM_ROR_2_MISO_MO-IL | PJM_ROR | MISO_MO-IL | Internal | Shoulder | B13 | 600 | 1111 | 0 | 43.04 | 41.84 | 2 | 0
2020 | PJM_ROR_2_MISO_MO-IL | PJM_ROR | MISO_MO-IL | Internal | Shoulder | B14 | 900 | 1111 | 0 | 41.86 | 40.44 | 2 | 0
2020 | PJM_ROR_2_MISO_MO-IL | PJM_ROR | MISO_MO-IL | Internal | Shoulder | B15 | 1203 | 1111 | 0 | 37.64 | 39.4 | 2 | 0
2020 | PJM_ROR_2_MISO_MO-IL | PJM_ROR | MISO_MO-IL | Internal | Summer | B1 | 10 | 1111 | 0 | 67.8 | 65.81 | 2 | 0
2020 | PJM_ROR_2_MISO_MO-IL | PJM_ROR | MISO_MO-IL | Internal | Summer | B2 | 25 | 1111 | 0 | 66.19 | 64.2 | 2 | 0
2020 | PJM_ROR_2_MISO_MO-IL | PJM_ROR | MISO_MO-IL | Internal | Summer | B3 | 75 | 1111 | 0 | 61.86 | 61.14 | 2 | 0
2020 | PJM_ROR_2_MISO_MO-IL | PJM_ROR | MISO_MO-IL | Internal | Summer | B4 | 100 | 1111 | 0 | 61.71 | 60.38 | 2 | 0
2020 | PJM_ROR_2_MISO_MO-IL | PJM_ROR | MISO_MO-IL | Internal | Summer | B5 | 200 | 1111 | 0 | 56.97 | 56.41 | 2 | 0
2020 | PJM_ROR_2_MISO_MO-IL | PJM_ROR | MISO_MO-IL | Internal | Summer | B6 | 300 | 1111 | 0 | 49.83 | 47.85 | 2 | 0
2020 | PJM_ROR_2_MISO_MO-IL | PJM_ROR | MISO_MO-IL | Internal | Summer | B7 | 400 | 1111 | 0 | 42.4 | 40.41 | 2 | 0
2020 | PJM_ROR_2_MISO_MO-IL | PJM_ROR | MISO_MO-IL | Internal | Summer | B8 | 500 | 1111 | 0 | 38.92 | 38.44 | 2 | 0
2020 | PJM_ROR_2_MISO_MO-IL | PJM_ROR | MISO_MO-IL | Internal | Summer | B9 | 800 | 1111 | 0 | 37.34 | 37.47 | 2 | 0
2020 | PJM_ROR_2_MISO_MO-IL | PJM_ROR | MISO_MO-IL | Internal | Summer | B10 | 1262 | 1111 | 0 | 35.12 | 36.41 | 2 | 0
2020 | PJM_ROR_2_MISO_MO-IL | PJM_ROR | MISO_MO-IL | Internal | Winter | B16 | 25 | 1111 | 0 | 55.76 | 53.77 | 2 | 0
2020 | PJM_ROR_2_MISO_MO-IL | PJM_ROR | MISO_MO-IL | Internal | Winter | B17 | 100 | 1111 | 0 | 49.58 | 47.59 | 2 | 0
2020 | PJM_ROR_2_MISO_MO-IL | PJM_ROR | MISO_MO-IL | Internal | Winter | B18 | 400 | 1111 | 0 | 45.53 | 43.53 | 2 | 0
2020 | PJM_ROR_2_MISO_MO-IL | PJM_ROR | MISO_MO-IL | Internal | Winter | B19 | 700 | 1111 | 0 | 42.71 | 40.77 | 2 | 0
2020 | PJM_ROR_2_MISO_MO-IL | PJM_ROR | MISO_MO-IL | Internal | Winter | B20 | 935 | 1111 | 0 | 38.96 | 38.59 | 2 | 0
2020 | PJM_ROR_2_MISO_W | PJM_ROR | MISO_W | Internal | Shoulder | B11 | 25 | 709 | 0 | 52.55 | 54.53 | 2 | 0
2020 | PJM_ROR_2_MISO_W | PJM_ROR | MISO_W | Internal | Shoulder | B12 | 200 | 709 | 0 | 48.02 | 46.02 | 2 | 0
2020 | PJM_ROR_2_MISO_W | PJM_ROR | MISO_W | Internal | Shoulder | B13 | 600 | 709 | 0 | 43.04 | 41.83 | 2 | 0
2020 | PJM_ROR_2_MISO_W | PJM_ROR | MISO_W | Internal | Shoulder | B14 | 900 | 709 | 0 | 41.86 | 40.43 | 2 | 0
2020 | PJM_ROR_2_MISO_W | PJM_ROR | MISO_W | Internal | Shoulder | B15 | 1203 | 709 | 0 | 37.64 | 39.41 | 2 | 0
2020 | PJM_ROR_2_MISO_W | PJM_ROR | MISO_W | Internal | Summer | B1 | 10 | 709 | 0 | 67.8 | 65.8 | 2 | 0
2020 | PJM_ROR_2_MISO_W | PJM_ROR | MISO_W | Internal | Summer | B2 | 25 | 709 | 0 | 66.19 | 64.19 | 2 | 0
2020 | PJM_ROR_2_MISO_W | PJM_ROR | MISO_W | Internal | Summer | B3 | 75 | 709 | 0 | 61.86 | 61.13 | 2 | 0
2020 | PJM_ROR_2_MISO_W | PJM_ROR | MISO_W | Internal | Summer | B4 | 100 | 709 | 0 | 61.71 | 60.37 | 2 | 0
2020 | PJM_ROR_2_MISO_W | PJM_ROR | MISO_W | Internal | Summer | B5 | 200 | 709 | 0 | 56.97 | 56.39 | 2 | 0
2020 | PJM_ROR_2_MISO_W | PJM_ROR | MISO_W | Internal | Summer | B6 | 300 | 709 | 0 | 49.83 | 47.83 | 2 | 0
2020 | PJM_ROR_2_MISO_W | PJM_ROR | MISO_W | Internal | Summer | B7 | 400 | 709 | 0 | 42.4 | 40.4 | 2 | 0
2020 | PJM_ROR_2_MISO_W | PJM_ROR | MISO_W | Internal | Summer | B8 | 500 | 709 | 0 | 38.92 | 38.43 | 2 | 0
2020 | PJM_ROR_2_MISO_W | PJM_ROR | MISO_W | Internal | Summer | B9 | 800 | 709 | 0 | 37.34 | 37.46 | 2 | 0
2020 | PJM_ROR_2_MISO_W | PJM_ROR | MISO_W | Internal | Summer | B10 | 1262 | 709 | 0 | 35.12 | 36.42 | 2 | 0
2020 | PJM_ROR_2_MISO_W | PJM_ROR | MISO_W | Internal | Winter | B16 | 25 | 709 | 0 | 55.76 | 53.76 | 2 | 0
2020 | PJM_ROR_2_MISO_W | PJM_ROR | MISO_W | Internal | Winter | B17 | 100 | 709 | 0 | 49.58 | 47.58 | 2 | 0
2020 | PJM_ROR_2_MISO_W | PJM_ROR | MISO_W | Internal | Winter | B18 | 400 | 709 | 0 | 45.53 | 43.53 | 2 | 0
2020 | PJM_ROR_2_MISO_W | PJM_ROR | MISO_W | Internal | Winter | B19 | 700 | 709 | 0 | 42.71 | 40.83 | 2 | 0
2020 | PJM_ROR_2_MISO_W | PJM_ROR | MISO_W | Internal | Winter | B20 | 935 | 709 | 0 | 38.96 | 38.64 | 2 | 0
2020 | PJM_ROR_2_MISO_WUMS | PJM_ROR | MISO_WUMS | Internal | Shoulder | B11 | 25 | 1467 | 0 | 52.55 | 54.54 | 2 | 0
2020 | PJM_ROR_2_MISO_WUMS | PJM_ROR | MISO_WUMS | Internal | Shoulder | B12 | 200 | 1467 | 0 | 48.02 | 46.03 | 2 | 0
2020 | PJM_ROR_2_MISO_WUMS | PJM_ROR | MISO_WUMS | Internal | Shoulder | B13 | 600 | 1467 | 0 | 43.04 | 41.84 | 2 | 0
2020 | PJM_ROR_2_MISO_WUMS | PJM_ROR | MISO_WUMS | Internal | Shoulder | B14 | 900 | 1467 | 0 | 41.86 | 40.44 | 2 | 0
2020 | PJM_ROR_2_MISO_WUMS | PJM_ROR | MISO_WUMS | Internal | Shoulder | B15 | 1203 | 1467 | 0 | 37.64 | 39.4 | 2 | 0
2020 | PJM_ROR_2_MISO_WUMS | PJM_ROR | MISO_WUMS | Internal | Summer | B1 | 10 | 1467 | 0 | 67.8 | 65.66 | 2 | 0
2020 | PJM_ROR_2_MISO_WUMS | PJM_ROR | MISO_WUMS | Internal | Summer | B2 | 25 | 1467 | 0 | 66.19 | 64.05 | 2 | 0
2020 | PJM_ROR_2_MISO_WUMS | PJM_ROR | MISO_WUMS | Internal | Summer | B3 | 75 | 1467 | 0 | 61.86 | 60.72 | 2 | 0
2020 | PJM_ROR_2_MISO_WUMS | PJM_ROR | MISO_WUMS | Internal | Summer | B4 | 100 | 1467 | 0 | 61.71 | 60.4 | 2 | 0
2020 | PJM_ROR_2_MISO_WUMS | PJM_ROR | MISO_WUMS | Internal | Summer | B5 | 200 | 1467 | 0 | 56.97 | 56.41 | 2 | 0
2020 | PJM_ROR_2_MISO_WUMS | PJM_ROR | MISO_WUMS | Internal | Summer | B6 | 300 | 1467 | 0 | 49.83 | 47.85 | 2 | 0
2020 | PJM_ROR_2_MISO_WUMS | PJM_ROR | MISO_WUMS | Internal | Summer | B7 | 400 | 1467 | 0 | 42.4 | 40.41 | 2 | 0
2020 | PJM_ROR_2_MISO_WUMS | PJM_ROR | MISO_WUMS | Internal | Summer | B8 | 500 | 1467 | 0 | 38.92 | 38.44 | 2 | 0
2020 | PJM_ROR_2_MISO_WUMS | PJM_ROR | MISO_WUMS | Internal | Summer | B9 | 800 | 1467 | 0 | 37.34 | 37.47 | 2 | 0
2020 | PJM_ROR_2_MISO_WUMS | PJM_ROR | MISO_WUMS | Internal | Summer | B10 | 1262 | 1467 | 0 | 35.12 | 36.43 | 2 | 0
2020 | PJM_ROR_2_MISO_WUMS | PJM_ROR | MISO_WUMS | Internal | Winter | B16 | 25 | 1467 | 0 | 55.76 | 53.77 | 2 | 0
2020 | PJM_ROR_2_MISO_WUMS | PJM_ROR | MISO_WUMS | Internal | Winter | B17 | 100 | 1467 | 0 | 49.58 | 47.59 | 2 | 0
2020 | PJM_ROR_2_MISO_WUMS | PJM_ROR | MISO_WUMS | Internal | Winter | B18 | 400 | 1467 | 0 | 45.53 | 43.54 | 2 | 0
2020 | PJM_ROR_2_MISO_WUMS | PJM_ROR | MISO_WUMS | Internal | Winter | B19 | 700 | 1467 | 0 | 42.71 | 40.81 | 2 | 0
2020 | PJM_ROR_2_MISO_WUMS | PJM_ROR | MISO_WUMS | Internal | Winter | B20 | 935 | 1467 | 0 | 38.96 | 38.65 | 2 | 0
2020 | PJM_ROR_2_PJM_ROM | PJM_ROR | PJM_ROM | Internal | Shoulder | B11 | 25 | 8000 | 0 | 52.55 | 52.53 | 0.01 | 0
2020 | PJM_ROR_2_PJM_ROM | PJM_ROR | PJM_ROM | Internal | Shoulder | B12 | 200 | 8000 | 0 | 48.02 | 48.01 | 0.01 | 0
2020 | PJM_ROR_2_PJM_ROM | PJM_ROR | PJM_ROM | Internal | Shoulder | B13 | 600 | 8000 | 0 | 43.04 | 43.03 | 0.01 | 0
2020 | PJM_ROR_2_PJM_ROM | PJM_ROR | PJM_ROM | Internal | Shoulder | B14 | 900 | 8000 | 0 | 41.86 | 41.87 | 0.01 | 0
2020 | PJM_ROR_2_PJM_ROM | PJM_ROR | PJM_ROM | Internal | Shoulder | B15 | 1203 | 8000 | 1548.62 | 37.64 | 37.65 | 0.01 | 0
2020 | PJM_ROR_2_PJM_ROM | PJM_ROR | PJM_ROM | Internal | Summer | B1 | 10 | 8000 | 2789.13 | 67.8 | 67.82 | 0.01 | 0
2020 | PJM_ROR_2_PJM_ROM | PJM_ROR | PJM_ROM | Internal | Summer | B2 | 25 | 8000 | 1422.51 | 66.19 | 66.2 | 0.01 | 0
2020 | PJM_ROR_2_PJM_ROM | PJM_ROR | PJM_ROM | Internal | Summer | B3 | 75 | 8000 | 0 | 61.86 | 61.85 | 0.01 | 0
2020 | PJM_ROR_2_PJM_ROM | PJM_ROR | PJM_ROM | Internal | Summer | B4 | 100 | 8000 | 0 | 61.71 | 61.69 | 0.01 | 0
2020 | PJM_ROR_2_PJM_ROM | PJM_ROR | PJM_ROM | Internal | Summer | B5 | 200 | 8000 | 0 | 56.97 | 56.96 | 0.01 | 0
2020 | PJM_ROR_2_PJM_ROM | PJM_ROR | PJM_ROM | Internal | Summer | B6 | 300 | 8000 | 0 | 49.83 | 49.82 | 0.01 | 0
2020 | PJM_ROR_2_PJM_ROM | PJM_ROR | PJM_ROM | Internal | Summer | B7 | 400 | 8000 | 0 | 42.4 | 42.39 | 0.01 | 0
2020 | PJM_ROR_2_PJM_ROM | PJM_ROR | PJM_ROM | Internal | Summer | B8 | 500 | 8000 | 1411.09 | 38.92 | 38.94 | 0.01 | 0
2020 | PJM_ROR_2_PJM_ROM | PJM_ROR | PJM_ROM | Internal | Summer | B9 | 800 | 8000 | 3729.9 | 37.34 | 37.35 | 0.01 | 0
2020 | PJM_ROR_2_PJM_ROM | PJM_ROR | PJM_ROM | Internal | Summer | B10 | 1262 | 8000 | 5368.61 | 35.12 | 35.13 | 0.01 | 0
2020 | PJM_ROR_2_PJM_ROM | PJM_ROR | PJM_ROM | Internal | Winter | B16 | 25 | 8000 | 1535.79 | 55.76 | 55.78 | 0.01 | 0
2020 | PJM_ROR_2_PJM_ROM | PJM_ROR | PJM_ROM | Internal | Winter | B17 | 100 | 8000 | 1940.08 | 49.58 | 49.59 | 0.01 | 0
2020 | PJM_ROR_2_PJM_ROM | PJM_ROR | PJM_ROM | Internal | Winter | B18 | 400 | 8000 | 4044.19 | 45.53 | 45.54 | 0.01 | 0
2020 | PJM_ROR_2_PJM_ROM | PJM_ROR | PJM_ROM | Internal | Winter | B19 | 700 | 8000 | 5556.13 | 42.71 | 42.73 | 0.01 | 0
2020 | PJM_ROR_2_PJM_ROM | PJM_ROR | PJM_ROM | Internal | Winter | B20 | 935 | 8000 | 5084.86 | 38.96 | 38.97 | 0.01 | 0
2020 | PJM_ROR_2_TVA_Transmission | PJM_ROR | TVA_Transmission | Internal | Shoulder | B11 | 25 | 2500 | 19.52 | 52.55 | 58.55 | 6 | 0
2020 | PJM_ROR_2_TVA_Transmission | PJM_ROR | TVA_Transmission | Internal | Shoulder | B12 | 200 | 2500 | 0 | 48.02 | 47.79 | 6 | 0
2020 | PJM_ROR_2_TVA_Transmission | PJM_ROR | TVA_Transmission | Internal | Shoulder | B13 | 600 | 2500 | 0 | 43.04 | 45.27 | 6 | 0
2020 | PJM_ROR_2_TVA_Transmission | PJM_ROR | TVA_Transmission | Internal | Shoulder | B14 | 900 | 2500 | 0 | 41.86 | 44.29 | 6 | 0
2020 | PJM_ROR_2_TVA_Transmission | PJM_ROR | TVA_Transmission | Internal | Shoulder | B15 | 1203 | 2500 | 0 | 37.64 | 42.61 | 6 | 0
2020 | PJM_ROR_2_TVA_Transmission | PJM_ROR | TVA_Transmission | Internal | Summer | B1 | 10 | 2500 | 2500.01 | 67.8 | 73.81 | 6 | 0.01
2020 | PJM_ROR_2_TVA_Transmission | PJM_ROR | TVA_Transmission | Internal | Summer | B2 | 25 | 2500 | 2122.13 | 66.19 | 72.19 | 6 | 0
2020 | PJM_ROR_2_TVA_Transmission | PJM_ROR | TVA_Transmission | Internal | Summer | B3 | 75 | 2500 | 618.72 | 61.86 | 67.86 | 6 | 0
2020 | PJM_ROR_2_TVA_Transmission | PJM_ROR | TVA_Transmission | Internal | Summer | B4 | 100 | 2500 | 726.09 | 61.71 | 67.71 | 6 | 0
2020 | PJM_ROR_2_TVA_Transmission | PJM_ROR | TVA_Transmission | Internal | Summer | B5 | 200 | 2500 | 0 | 56.97 | 62.02 | 6 | 0
2020 | PJM_ROR_2_TVA_Transmission | PJM_ROR | TVA_Transmission | Internal | Summer | B6 | 300 | 2500 | 0 | 49.83 | 52.89 | 6 | 0
2020 | PJM_ROR_2_TVA_Transmission | PJM_ROR | TVA_Transmission | Internal | Summer | B7 | 400 | 2500 | 0 | 42.4 | 45.91 | 6 | 0
2020 | PJM_ROR_2_TVA_Transmission | PJM_ROR | TVA_Transmission | Internal | Summer | B8 | 500 | 2500 | 0 | 38.92 | 42.68 | 6 | 0
2020 | PJM_ROR_2_TVA_Transmission | PJM_ROR | TVA_Transmission | Internal | Summer | B9 | 800 | 2500 | 0 | 37.34 | 41.83 | 6 | 0
2020 | PJM_ROR_2_TVA_Transmission | PJM_ROR | TVA_Transmission | Internal | Summer | B10 | 1262 | 2500 | 0 | 35.12 | 38.61 | 6 | 0
2020 | PJM_ROR_2_TVA_Transmission | PJM_ROR | TVA_Transmission | Internal | Winter | B16 | 25 | 2500 | 0 | 55.76 | 59.59 | 6 | 0
2020 | PJM_ROR_2_TVA_Transmission | PJM_ROR | TVA_Transmission | Internal | Winter | B17 | 100 | 2500 | 0 | 49.58 | 50.51 | 6 | 0
2020 | PJM_ROR_2_TVA_Transmission | PJM_ROR | TVA_Transmission | Internal | Winter | B18 | 400 | 2500 | 0 | 45.53 | 46.76 | 6 | 0
2020 | PJM_ROR_2_TVA_Transmission | PJM_ROR | TVA_Transmission | Internal | Winter | B19 | 700 | 2500 | 0 | 42.71 | 44.66 | 6 | 0
2020 | PJM_ROR_2_TVA_Transmission | PJM_ROR | TVA_Transmission | Internal | Winter | B20 | 935 | 2500 | 0 | 38.96 | 42.65 | 6 | 0
2020 | PJM_ROR_2_VACAR | PJM_ROR | VACAR | Internal | Shoulder | B11 | 25 | 3000 | 3000 | 52.55 | 58.9 | 6 | 0.34
2020 | PJM_ROR_2_VACAR | PJM_ROR | VACAR | Internal | Shoulder | B12 | 200 | 3000 | 0 | 48.02 | 48.88 | 6 | 0
2020 | PJM_ROR_2_VACAR | PJM_ROR | VACAR | Internal | Shoulder | B13 | 600 | 3000 | 0 | 43.04 | 46.46 | 6 | 0
2020 | PJM_ROR_2_VACAR | PJM_ROR | VACAR | Internal | Shoulder | B14 | 900 | 3000 | 0 | 41.86 | 45.98 | 6 | 0
2020 | PJM_ROR_2_VACAR | PJM_ROR | VACAR | Internal | Shoulder | B15 | 1203 | 3000 | 0 | 37.64 | 42.39 | 6 | 0
2020 | PJM_ROR_2_VACAR | PJM_ROR | VACAR | Internal | Summer | B1 | 10 | 3000 | 2685.04 | 67.8 | 73.8 | 6 | 0
2020 | PJM_ROR_2_VACAR | PJM_ROR | VACAR | Internal | Summer | B2 | 25 | 3000 | 6030.06 | 66.19 | 73.39 | 6 | 1.2
2020 | PJM_ROR_2_VACAR | PJM_ROR | VACAR | Internal | Summer | B3 | 75 | 3000 | 5035.12 | 61.86 | 69.06 | 6 | 1.2
2020 | PJM_ROR_2_VACAR | PJM_ROR | VACAR | Internal | Summer | B4 | 100 | 3000 | 2768.42 | 61.71 | 67.71 | 6 | 0
2020 | PJM_ROR_2_VACAR | PJM_ROR | VACAR | Internal | Summer | B5 | 200 | 3000 | 1592.91 | 56.97 | 62.97 | 6 | 0
2020 | PJM_ROR_2_VACAR | PJM_ROR | VACAR | Internal | Summer | B6 | 300 | 3000 | 1516.37 | 49.83 | 55.83 | 6 | 0
2020 | PJM_ROR_2_VACAR | PJM_ROR | VACAR | Internal | Summer | B7 | 400 | 3000 | 0 | 42.4 | 47.6 | 6 | 0
2020 | PJM_ROR_2_VACAR | PJM_ROR | VACAR | Internal | Summer | B8 | 500 | 3000 | 438.24 | 38.92 | 44.92 | 6 | 0
2020 | PJM_ROR_2_VACAR | PJM_ROR | VACAR | Internal | Summer | B9 | 800 | 3000 | 0 | 37.34 | 43.26 | 6 | 0
2020 | PJM_ROR_2_VACAR | PJM_ROR | VACAR | Internal | Summer | B10 | 1262 | 3000 | 0 | 35.12 | 41.06 | 6 | 0
2020 | PJM_ROR_2_VACAR | PJM_ROR | VACAR | Internal | Winter | B16 | 25 | 3000 | 3000 | 55.76 | 62.32 | 6 | 0.55
2020 | PJM_ROR_2_VACAR | PJM_ROR | VACAR | Internal | Winter | B17 | 100 | 3000 | 529.62 | 49.58 | 55.58 | 6 | 0
2020 | PJM_ROR_2_VACAR | PJM_ROR | VACAR | Internal | Winter | B18 | 400 | 3000 | 0 | 45.53 | 47.2 | 6 | 0
2020 | PJM_ROR_2_VACAR | PJM_ROR | VACAR | Internal | Winter | B19 | 700 | 3000 | 0 | 42.71 | 46.27 | 6 | 0
2020 | PJM_ROR_2_VACAR | PJM_ROR | VACAR | Internal | Winter | B20 | 935 | 3000 | 1786.48 | 38.96 | 44.96 | 6 | 0
2020 | PJM_ROM_2_NYISO_A-F | PJM_ROM | NYISO_A-F | Internal | Shoulder | B11 | 25 | 2000 | 0 | 52.53 | 43.7 | 6 | 0
2020 | PJM_ROM_2_NYISO_A-F | PJM_ROM | NYISO_A-F | Internal | Shoulder | B12 | 200 | 2000 | 0 | 48.01 | 40.01 | 6 | 0
2020 | PJM_ROM_2_NYISO_A-F | PJM_ROM | NYISO_A-F | Internal | Shoulder | B13 | 600 | 2000 | 0 | 43.03 | 39.87 | 6 | 0
2020 | PJM_ROM_2_NYISO_A-F | PJM_ROM | NYISO_A-F | Internal | Shoulder | B14 | 900 | 2000 | 0 | 41.87 | 39.2 | 6 | 0
2020 | PJM_ROM_2_NYISO_A-F | PJM_ROM | NYISO_A-F | Internal | Shoulder | B15 | 1203 | 2000 | 0 | 37.65 | 38.61 | 6 | 0
2020 | PJM_ROM_2_NYISO_A-F | PJM_ROM | NYISO_A-F | Internal | Summer | B1 | 10 | 2000 | 0 | 67.82 | 64.98 | 6 | 0
2020 | PJM_ROM_2_NYISO_A-F | PJM_ROM | NYISO_A-F | Internal | Summer | B2 | 25 | 2000 | 0 | 66.2 | 63.37 | 6 | 0
2020 | PJM_ROM_2_NYISO_A-F | PJM_ROM | NYISO_A-F | Internal | Summer | B3 | 75 | 2000 | 0 | 61.85 | 53.33 | 6 | 0
2020 | PJM_ROM_2_NYISO_A-F | PJM_ROM | NYISO_A-F | Internal | Summer | B4 | 100 | 2000 | 0 | 61.69 | 52.67 | 6 | 0
2020 | PJM_ROM_2_NYISO_A-F | PJM_ROM | NYISO_A-F | Internal | Summer | B5 | 200 | 2000 | 0 | 56.96 | 48.93 | 6 | 0
2020 | PJM_ROM_2_NYISO_A-F | PJM_ROM | NYISO_A-F | Internal | Summer | B6 | 300 | 2000 | 0 | 49.82 | 41.8 | 6 | 0
2020 | PJM_ROM_2_NYISO_A-F | PJM_ROM | NYISO_A-F | Internal | Summer | B7 | 400 | 2000 | 0 | 42.39 | 38.06 | 6 | 0
2020 | PJM_ROM_2_NYISO_A-F | PJM_ROM | NYISO_A-F | Internal | Summer | B8 | 500 | 2000 | 0 | 38.94 | 37.6 | 6 | 0
2020 | PJM_ROM_2_NYISO_A-F | PJM_ROM | NYISO_A-F | Internal | Summer | B9 | 800 | 2000 | 0 | 37.35 | 36.86 | 6 | 0
2020 | PJM_ROM_2_NYISO_A-F | PJM_ROM | NYISO_A-F | Internal | Summer | B10 | 1262 | 2000 | 0 | 35.13 | 36.86 | 6 | 0
2020 | PJM_ROM_2_NYISO_A-F | PJM_ROM | NYISO_A-F | Internal | Winter | B16 | 25 | 2000 | 0 | 55.78 | 48.33 | 6 | 0
2020 | PJM_ROM_2_NYISO_A-F | PJM_ROM | NYISO_A-F | Internal | Winter | B17 | 100 | 2000 | 0 | 49.59 | 46.99 | 6 | 0
2020 | PJM_ROM_2_NYISO_A-F | PJM_ROM | NYISO_A-F | Internal | Winter | B18 | 400 | 2000 | 0 | 45.54 | 44.09 | 6 | 0
2020 | PJM_ROM_2_NYISO_A-F | PJM_ROM | NYISO_A-F | Internal | Winter | B19 | 700 | 2000 | 0 | 42.73 | 44.09 | 6 | 0
2020 | PJM_ROM_2_NYISO_A-F | PJM_ROM | NYISO_A-F | Internal | Winter | B20 | 935 | 2000 | 0 | 38.97 | 43.88 | 6 | 0
2020 | PJM_ROM_2_PJM_E | PJM_ROM | PJM_E | Internal | Shoulder | B11 | 25 | 8000 | 0 | 52.53 | 52.51 | 0.01 | 0
2020 | PJM_ROM_2_PJM_E | PJM_ROM | PJM_E | Internal | Shoulder | B12 | 200 | 8000 | 0 | 48.01 | 48 | 0.01 | 0
2020 | PJM_ROM_2_PJM_E | PJM_ROM | PJM_E | Internal | Shoulder | B13 | 600 | 8000 | 0 | 43.03 | 43.02 | 0.01 | 0
2020 | PJM_ROM_2_PJM_E | PJM_ROM | PJM_E | Internal | Shoulder | B14 | 900 | 8000 | 0 | 41.87 | 41.86 | 0.01 | 0
2020 | PJM_ROM_2_PJM_E | PJM_ROM | PJM_E | Internal | Shoulder | B15 | 1203 | 8000 | 71.02 | 37.65 | 37.66 | 0.01 | 0
2020 | PJM_ROM_2_PJM_E | PJM_ROM | PJM_E | Internal | Summer | B1 | 10 | 8000 | 2055.12 | 67.82 | 67.83 | 0.01 | 0
2020 | PJM_ROM_2_PJM_E | PJM_ROM | PJM_E | Internal | Summer | B2 | 25 | 8000 | 1186.41 | 66.2 | 66.21 | 0.01 | 0
2020 | PJM_ROM_2_PJM_E | PJM_ROM | PJM_E | Internal | Summer | B3 | 75 | 8000 | 0 | 61.85 | 61.84 | 0.01 | 0
2020 | PJM_ROM_2_PJM_E | PJM_ROM | PJM_E | Internal | Summer | B4 | 100 | 8000 | 0 | 61.69 | 61.68 | 0.01 | 0
2020 | PJM_ROM_2_PJM_E | PJM_ROM | PJM_E | Internal | Summer | B5 | 200 | 8000 | 0 | 56.96 | 56.95 | 0.01 | 0
2020 | PJM_ROM_2_PJM_E | PJM_ROM | PJM_E | Internal | Summer | B6 | 300 | 8000 | 0 | 49.82 | 49.81 | 0.01 | 0
2020 | PJM_ROM_2_PJM_E | PJM_ROM | PJM_E | Internal | Summer | B7 | 400 | 8000 | 0 | 42.39 | 42.38 | 0.01 | 0
2020 | PJM_ROM_2_PJM_E | PJM_ROM | PJM_E | Internal | Summer | B8 | 500 | 8000 | 0 | 38.94 | 38.92 | 0.01 | 0
2020 | PJM_ROM_2_PJM_E | PJM_ROM | PJM_E | Internal | Summer | B9 | 800 | 8000 | 1842.21 | 37.35 | 37.36 | 0.01 | 0
2020 | PJM_ROM_2_PJM_E | PJM_ROM | PJM_E | Internal | Summer | B10 | 1262 | 8000 | 2024.74 | 35.13 | 35.15 | 0.01 | 0
2020 | PJM_ROM_2_PJM_E | PJM_ROM | PJM_E | Internal | Winter | B16 | 25 | 8000 | 140.82 | 55.78 | 55.79 | 0.01 | 0
2020 | PJM_ROM_2_PJM_E | PJM_ROM | PJM_E | Internal | Winter | B17 | 100 | 8000 | 0 | 49.59 | 49.58 | 0.01 | 0
2020 | PJM_ROM_2_PJM_E | PJM_ROM | PJM_E | Internal | Winter | B18 | 400 | 8000 | 2299.41 | 45.54 | 45.56 | 0.01 | 0
2020 | PJM_ROM_2_PJM_E | PJM_ROM | PJM_E | Internal | Winter | B19 | 700 | 8000 | 2685.17 | 42.73 | 42.74 | 0.01 | 0
2020 | PJM_ROM_2_PJM_E | PJM_ROM | PJM_E | Internal | Winter | B20 | 935 | 8000 | 3348.72 | 38.97 | 38.98 | 0.01 | 0
2020 | PJM_ROM_2_PJM_ROR | PJM_ROM | PJM_ROR | Internal | Shoulder | B11 | 25 | 8000 | 8606.75 | 52.53 | 52.55 | 0.01 | 0.01
2020 | PJM_ROM_2_PJM_ROR | PJM_ROM | PJM_ROR | Internal | Shoulder | B12 | 200 | 8000 | 1310.57 | 48.01 | 48.02 | 0.01 | 0
2020 | PJM_ROM_2_PJM_ROR | PJM_ROM | PJM_ROR | Internal | Shoulder | B13 | 600 | 8000 | 2219.64 | 43.03 | 43.04 | 0.01 | 0
2020 | PJM_ROM_2_PJM_ROR | PJM_ROM | PJM_ROR | Internal | Shoulder | B14 | 900 | 8000 | 0 | 41.87 | 41.86 | 0.01 | 0
2020 | PJM_ROM_2_PJM_ROR | PJM_ROM | PJM_ROR | Internal | Shoulder | B15 | 1203 | 8000 | 0 | 37.65 | 37.64 | 0.01 | 0
2020 | PJM_ROM_2_PJM_ROR | PJM_ROM | PJM_ROR | Internal | Summer | B1 | 10 | 8000 | 0 | 67.82 | 67.8 | 0.01 | 0
2020 | PJM_ROM_2_PJM_ROR | PJM_ROM | PJM_ROR | Internal | Summer | B2 | 25 | 8000 | 0 | 66.2 | 66.19 | 0.01 | 0
2020 | PJM_ROM_2_PJM_ROR | PJM_ROM | PJM_ROR | Internal | Summer | B3 | 75 | 8000 | 1937.75 | 61.85 | 61.86 | 0.01 | 0
2020 | PJM_ROM_2_PJM_ROR | PJM_ROM | PJM_ROR | Internal | Summer | B4 | 100 | 8000 | 8799 | 61.69 | 61.71 | 0.01 | 0.01
2020 | PJM_ROM_2_PJM_ROR | PJM_ROM | PJM_ROR | Internal | Summer | B5 | 200 | 8000 | 3905.15 | 56.96 | 56.97 | 0.01 | 0
2020 | PJM_ROM_2_PJM_ROR | PJM_ROM | PJM_ROR | Internal | Summer | B6 | 300 | 8000 | 1648.53 | 49.82 | 49.83 | 0.01 | 0
2020 | PJM_ROM_2_PJM_ROR | PJM_ROM | PJM_ROR | Internal | Summer | B7 | 400 | 8000 | 783.82 | 42.39 | 42.4 | 0.01 | 0
2020 | PJM_ROM_2_PJM_ROR | PJM_ROM | PJM_ROR | Internal | Summer | B8 | 500 | 8000 | 0 | 38.94 | 38.92 | 0.01 | 0
2020 | PJM_ROM_2_PJM_ROR | PJM_ROM | PJM_ROR | Internal | Summer | B9 | 800 | 8000 | 0 | 37.35 | 37.34 | 0.01 | 0
2020 | PJM_ROM_2_PJM_ROR | PJM_ROM | PJM_ROR | Internal | Summer | B10 | 1262 | 8000 | 0 | 35.13 | 35.12 | 0.01 | 0
2020 | PJM_ROM_2_PJM_ROR | PJM_ROM | PJM_ROR | Internal | Winter | B16 | 25 | 8000 | 0 | 55.78 | 55.76 | 0.01 | 0
2020 | PJM_ROM_2_PJM_ROR | PJM_ROM | PJM_ROR | Internal | Winter | B17 | 100 | 8000 | 0 | 49.59 | 49.58 | 0.01 | 0
2020 | PJM_ROM_2_PJM_ROR | PJM_ROM | PJM_ROR | Internal | Winter | B18 | 400 | 8000 | 0 | 45.54 | 45.53 | 0.01 | 0
2020 | PJM_ROM_2_PJM_ROR | PJM_ROM | PJM_ROR | Internal | Winter | B19 | 700 | 8000 | 0 | 42.73 | 42.71 | 0.01 | 0
2020 | PJM_ROM_2_PJM_ROR | PJM_ROM | PJM_ROR | Internal | Winter | B20 | 935 | 8000 | 0 | 38.97 | 38.96 | 0.01 | 0
2020 | SOCO_2_FRCC | SOCO | FRCC | Internal | Shoulder | B11 | 25 | 3700 | 2914.66 | 65.91 | 75.91 | 10 | 0
2020 | SOCO_2_FRCC | SOCO | FRCC | Internal | Shoulder | B12 | 200 | 3700 | 1443.5 | 44.08 | 54.08 | 10 | 0
2020 | SOCO_2_FRCC | SOCO | FRCC | Internal | Shoulder | B13 | 600 | 3700 | 0 | 43.06 | 49.53 | 10 | 0
2020 | SOCO_2_FRCC | SOCO | FRCC | Internal | Shoulder | B14 | 900 | 3700 | 0 | 43.06 | 49.53 | 10 | 0
2020 | SOCO_2_FRCC | SOCO | FRCC | Internal | Shoulder | B15 | 1203 | 3700 | 0 | 42.57 | 47.5 | 10 | 0
2020 | SOCO_2_FRCC | SOCO | FRCC | Internal | Summer | B1 | 10 | 3700 | 230.76 | 71.71 | 81.71 | 10 | 0
2020 | SOCO_2_FRCC | SOCO | FRCC | Internal | Summer | B2 | 25 | 3700 | 0 | 71.71 | 77.75 | 10 | 0
2020 | SOCO_2_FRCC | SOCO | FRCC | Internal | Summer | B3 | 75 | 3700 | 0 | 70.36 | 77.75 | 10 | 0
2020 | SOCO_2_FRCC | SOCO | FRCC | Internal | Summer | B4 | 100 | 3700 | 0 | 70.36 | 77.75 | 10 | 0
2020 | SOCO_2_FRCC | SOCO | FRCC | Internal | Summer | B5 | 200 | 3700 | 0 | 69.97 | 77.75 | 10 | 0
2020 | SOCO_2_FRCC | SOCO | FRCC | Internal | Summer | B6 | 300 | 3700 | 489.73 | 57.44 | 67.44 | 10 | 0
2020 | SOCO_2_FRCC | SOCO | FRCC | Internal | Summer | B7 | 400 | 3700 | 2010.16 | 53.01 | 63.01 | 10 | 0
2020 | SOCO_2_FRCC | SOCO | FRCC | Internal | Summer | B8 | 500 | 3700 | 467.51 | 44.07 | 54.07 | 10 | 0
2020 | SOCO_2_FRCC | SOCO | FRCC | Internal | Summer | B9 | 800 | 3700 | 0 | 42.76 | 48.76 | 10 | 0
2020 | SOCO_2_FRCC | SOCO | FRCC | Internal | Summer | B10 | 1262 | 3700 | 0 | 41.3 | 46.76 | 10 | 0
2020 | SOCO_2_FRCC | SOCO | FRCC | Internal | Winter | B16 | 25 | 3700 | 1459.59 | 62.61 | 72.61 | 10 | 0
2020 | SOCO_2_FRCC | SOCO | FRCC | Internal | Winter | B17 | 100 | 3700 | 724.49 | 46.79 | 56.79 | 10 | 0
2020 | SOCO_2_FRCC | SOCO | FRCC | Internal | Winter | B18 | 400 | 3700 | 0 | 45.18 | 51.86 | 10 | 0
2020 | SOCO_2_FRCC | SOCO | FRCC | Internal | Winter | B19 | 700 | 3700 | 0 | 45.18 | 51.3 | 10 | 0
2020 | SOCO_2_FRCC | SOCO | FRCC | Internal | Winter | B20 | 935 | 3700 | 0 | 45.18 | 49.73 | 10 | 0
2020 | SPP_N_2_ENT | SPP_N | ENT | Internal | Shoulder | B11 | 25 | 1800 | 0 | 58.46 | 59.7 | 5 | 0
2020 | SPP_N_2_ENT | SPP_N | ENT | Internal | Shoulder | B12 | 200 | 1800 | 0 | 41.48 | 42.38 | 5 | 0
2020 | SPP_N_2_ENT | SPP_N | ENT | Internal | Shoulder | B13 | 600 | 1800 | 0 | 40.28 | 42.38 | 5 | 0
2020 | SPP_N_2_ENT | SPP_N | ENT | Internal | Shoulder | B14 | 900 | 1800 | 0 | 39.22 | 42.38 | 5 | 0
2020 | SPP_N_2_ENT | SPP_N | ENT | Internal | Shoulder | B15 | 1203 | 1800 | 0 | 37.33 | 42.07 | 5 | 0
2020 | SPP_N_2_ENT | SPP_N | ENT | Internal | Summer | B1 | 10 | 1800 | 0 | 65.8 | 68.85 | 5 | 0
2020 | SPP_N_2_ENT | SPP_N | ENT | Internal | Summer | B2 | 25 | 1800 | 0 | 59.66 | 64.19 | 5 | 0
2020 | SPP_N_2_ENT | SPP_N | ENT | Internal | Summer | B3 | 75 | 1800 | 0 | 60.46 | 62.36 | 5 | 0
2020 | SPP_N_2_ENT | SPP_N | ENT | Internal | Summer | B4 | 100 | 1800 | 0 | 58.89 | 62.36 | 5 | 0
2020 | SPP_N_2_ENT | SPP_N | ENT | Internal | Summer | B5 | 200 | 1800 | 178.73 | 56.87 | 61.87 | 5 | 0
2020 | SPP_N_2_ENT | SPP_N | ENT | Internal | Summer | B6 | 300 | 1800 | 0 | 54.83 | 55.85 | 5 | 0
2020 | SPP_N_2_ENT | SPP_N | ENT | Internal | Summer | B7 | 400 | 1800 | 0 | 43.58 | 45.01 | 5 | 0
2020 | SPP_N_2_ENT | SPP_N | ENT | Internal | Summer | B8 | 500 | 1800 | 0 | 38.96 | 41 | 5 | 0
2020 | SPP_N_2_ENT | SPP_N | ENT | Internal | Summer | B9 | 800 | 1800 | 0 | 38.88 | 41 | 5 | 0
2020 | SPP_N_2_ENT | SPP_N | ENT | Internal | Summer | B10 | 1262 | 1800 | 0 | 37.34 | 40.71 | 5 | 0
2020 | SPP_N_2_ENT | SPP_N | ENT | Internal | Winter | B16 | 25 | 1800 | 4526.97 | 49.22 | 54.37 | 5 | 0.15
2020 | SPP_N_2_ENT | SPP_N | ENT | Internal | Winter | B17 | 100 | 1800 | 0 | 43.04 | 45.1 | 5 | 0
2020 | SPP_N_2_ENT | SPP_N | ENT | Internal | Winter | B18 | 400 | 1800 | 729.5 | 39.84 | 44.84 | 5 | 0
2020 | SPP_N_2_ENT | SPP_N | ENT | Internal | Winter | B19 | 700 | 1800 | 1497.74 | 38.65 | 43.65 | 5 | 0
2020 | SPP_N_2_ENT | SPP_N | ENT | Internal | Winter | B20 | 935 | 1800 | 4679.79 | 38.15 | 43.31 | 5 | 0.15
2020 | SPP_N_2_MISO_MO-IL | SPP_N | MISO_MO-IL | Internal | Shoulder | B11 | 25 | 2000 | 0 | 58.46 | 54.55 | 5 | 0
2020 | SPP_N_2_MISO_MO-IL | SPP_N | MISO_MO-IL | Internal | Shoulder | B12 | 200 | 2000 | 0 | 41.48 | 46.03 | 5 | 0
2020 | SPP_N_2_MISO_MO-IL | SPP_N | MISO_MO-IL | Internal | Shoulder | B13 | 600 | 2000 | 0 | 40.28 | 41.84 | 5 | 0
2020 | SPP_N_2_MISO_MO-IL | SPP_N | MISO_MO-IL | Internal | Shoulder | B14 | 900 | 2000 | 0 | 39.22 | 40.44 | 5 | 0
2020 | SPP_N_2_MISO_MO-IL | SPP_N | MISO_MO-IL | Internal | Shoulder | B15 | 1203 | 2000 | 0 | 37.33 | 39.4 | 5 | 0
2020 | SPP_N_2_MISO_MO-IL | SPP_N | MISO_MO-IL | Internal | Summer | B1 | 10 | 2000 | 0 | 65.8 | 65.81 | 5 | 0
2020 | SPP_N_2_MISO_MO-IL | SPP_N | MISO_MO-IL | Internal | Summer | B2 | 25 | 2000 | 0 | 59.66 | 64.2 | 5 | 0
2020 | SPP_N_2_MISO_MO-IL | SPP_N | MISO_MO-IL | Internal | Summer | B3 | 75 | 2000 | 0 | 60.46 | 61.14 | 5 | 0
2020 | SPP_N_2_MISO_MO-IL | SPP_N | MISO_MO-IL | Internal | Summer | B4 | 100 | 2000 | 0 | 58.89 | 60.38 | 5 | 0
2020 | SPP_N_2_MISO_MO-IL | SPP_N | MISO_MO-IL | Internal | Summer | B5 | 200 | 2000 | 0 | 56.87 | 56.41 | 5 | 0
2020 | SPP_N_2_MISO_MO-IL | SPP_N | MISO_MO-IL | Internal | Summer | B6 | 300 | 2000 | 0 | 54.83 | 47.85 | 5 | 0
2020 | SPP_N_2_MISO_MO-IL | SPP_N | MISO_MO-IL | Internal | Summer | B7 | 400 | 2000 | 0 | 43.58 | 40.41 | 5 | 0
2020 | SPP_N_2_MISO_MO-IL | SPP_N | MISO_MO-IL | Internal | Summer | B8 | 500 | 2000 | 0 | 38.96 | 38.44 | 5 | 0
2020 | SPP_N_2_MISO_MO-IL | SPP_N | MISO_MO-IL | Internal | Summer | B9 | 800 | 2000 | 0 | 38.88 | 37.47 | 5 | 0
2020 | SPP_N_2_MISO_MO-IL | SPP_N | MISO_MO-IL | Internal | Summer | B10 | 1262 | 2000 | 0 | 37.34 | 36.41 | 5 | 0
2020 | SPP_N_2_MISO_MO-IL | SPP_N | MISO_MO-IL | Internal | Winter | B16 | 25 | 2000 | 0 | 49.22 | 53.77 | 5 | 0
2020 | SPP_N_2_MISO_MO-IL | SPP_N | MISO_MO-IL | Internal | Winter | B17 | 100 | 2000 | 0 | 43.04 | 47.59 | 5 | 0
2020 | SPP_N_2_MISO_MO-IL | SPP_N | MISO_MO-IL | Internal | Winter | B18 | 400 | 2000 | 0 | 39.84 | 43.53 | 5 | 0
2020 | SPP_N_2_MISO_MO-IL | SPP_N | MISO_MO-IL | Internal | Winter | B19 | 700 | 2000 | 0 | 38.65 | 40.77 | 5 | 0
2020 | SPP_N_2_MISO_MO-IL | SPP_N | MISO_MO-IL | Internal | Winter | B20 | 935 | 2000 | 0 | 38.15 | 38.59 | 5 | 0
2020 | SPP_N_2_MISO_W | SPP_N | MISO_W | Internal | Shoulder | B11 | 25 | 750 | 0 | 58.46 | 54.53 | 5 | 0
2020 | SPP_N_2_MISO_W | SPP_N | MISO_W | Internal | Shoulder | B12 | 200 | 750 | 0 | 41.48 | 46.02 | 5 | 0
2020 | SPP_N_2_MISO_W | SPP_N | MISO_W | Internal | Shoulder | B13 | 600 | 750 | 0 | 40.28 | 41.83 | 5 | 0
2020 | SPP_N_2_MISO_W | SPP_N | MISO_W | Internal | Shoulder | B14 | 900 | 750 | 0 | 39.22 | 40.43 | 5 | 0
2020 | SPP_N_2_MISO_W | SPP_N | MISO_W | Internal | Shoulder | B15 | 1203 | 750 | 0 | 37.33 | 39.41 | 5 | 0
2020 | SPP_N_2_MISO_W | SPP_N | MISO_W | Internal | Summer | B1 | 10 | 750 | 0 | 65.8 | 65.8 | 5 | 0
2020 | SPP_N_2_MISO_W | SPP_N | MISO_W | Internal | Summer | B2 | 25 | 750 | 0 | 59.66 | 64.19 | 5 | 0
2020 | SPP_N_2_MISO_W | SPP_N | MISO_W | Internal | Summer | B3 | 75 | 750 | 0 | 60.46 | 61.13 | 5 | 0
2020 | SPP_N_2_MISO_W | SPP_N | MISO_W | Internal | Summer | B4 | 100 | 750 | 0 | 58.89 | 60.37 | 5 | 0
2020 | SPP_N_2_MISO_W | SPP_N | MISO_W | Internal | Summer | B5 | 200 | 750 | 0 | 56.87 | 56.39 | 5 | 0
2020 | SPP_N_2_MISO_W | SPP_N | MISO_W | Internal | Summer | B6 | 300 | 750 | 0 | 54.83 | 47.83 | 5 | 0
2020 | SPP_N_2_MISO_W | SPP_N | MISO_W | Internal | Summer | B7 | 400 | 750 | 0 | 43.58 | 40.4 | 5 | 0
2020 | SPP_N_2_MISO_W | SPP_N | MISO_W | Internal | Summer | B8 | 500 | 750 | 0 | 38.96 | 38.43 | 5 | 0
2020 | SPP_N_2_MISO_W | SPP_N | MISO_W | Internal | Summer | B9 | 800 | 750 | 0 | 38.88 | 37.46 | 5 | 0
2020 | SPP_N_2_MISO_W | SPP_N | MISO_W | Internal | Summer | B10 | 1262 | 750 | 0 | 37.34 | 36.42 | 5 | 0
2020 | SPP_N_2_MISO_W | SPP_N | MISO_W | Internal | Winter | B16 | 25 | 750 | 0 | 49.22 | 53.76 | 5 | 0
2020 | SPP_N_2_MISO_W | SPP_N | MISO_W | Internal | Winter | B17 | 100 | 750 | 0 | 43.04 | 47.58 | 5 | 0
2020 | SPP_N_2_MISO_W | SPP_N | MISO_W | Internal | Winter | B18 | 400 | 750 | 0 | 39.84 | 43.53 | 5 | 0
2020 | SPP_N_2_MISO_W | SPP_N | MISO_W | Internal | Winter | B19 | 700 | 750 | 0 | 38.65 | 40.83 | 5 | 0
2020 | SPP_N_2_MISO_W | SPP_N | MISO_W | Internal | Winter | B20 | 935 | 750 | 0 | 38.15 | 38.64 | 5 | 0
2020 | SPP_N_2_NE | SPP_N | NE | Internal | Shoulder | B11 | 25 | 330 | 0 | 58.46 | 57.98 | 0.01 | 0
2020 | SPP_N_2_NE | SPP_N | NE | Internal | Shoulder | B12 | 200 | 330 | 0 | 41.48 | 41.01 | 0.01 | 0
2020 | SPP_N_2_NE | SPP_N | NE | Internal | Shoulder | B13 | 600 | 330 | 0 | 40.28 | 39.81 | 0.01 | 0
2020 | SPP_N_2_NE | SPP_N | NE | Internal | Shoulder | B14 | 900 | 330 | 0 | 39.22 | 38.75 | 0.01 | 0
2020 | SPP_N_2_NE | SPP_N | NE | Internal | Shoulder | B15 | 1203 | 330 | 0 | 37.33 | 36.86 | 0.01 | 0
2020 | SPP_N_2_NE | SPP_N | NE | Internal | Summer | B1 | 10 | 330 | 0 | 65.8 | 65.33 | 0.01 | 0
2020 | SPP_N_2_NE | SPP_N | NE | Internal | Summer | B2 | 25 | 330 | 0 | 59.66 | 59.19 | 0.01 | 0
2020 | SPP_N_2_NE | SPP_N | NE | Internal | Summer | B3 | 75 | 330 | 0 | 60.46 | 59.99 | 0.01 | 0
2020 | SPP_N_2_NE | SPP_N | NE | Internal | Summer | B4 | 100 | 330 | 0 | 58.89 | 58.42 | 0.01 | 0
2020 | SPP_N_2_NE | SPP_N | NE | Internal | Summer | B5 | 200 | 330 | 0 | 56.87 | 56.39 | 0.01 | 0
2020 | SPP_N_2_NE | SPP_N | NE | Internal | Summer | B6 | 300 | 330 | 0 | 54.83 | 54.36 | 0.01 | 0
2020 | SPP_N_2_NE | SPP_N | NE | Internal | Summer | B7 | 400 | 330 | 0 | 43.58 | 43.11 | 0.01 | 0
2020 | SPP_N_2_NE | SPP_N | NE | Internal | Summer | B8 | 500 | 330 | 0 | 38.96 | 38.49 | 0.01 | 0
2020 | SPP_N_2_NE | SPP_N | NE | Internal | Summer | B9 | 800 | 330 | 0 | 38.88 | 38.41 | 0.01 | 0
2020 | SPP_N_2_NE | SPP_N | NE | Internal | Summer | B10 | 1262 | 330 | 0 | 37.34 | 36.87 | 0.01 | 0
2020 | SPP_N_2_NE | SPP_N | NE | Internal | Winter | B16 | 25 | 330 | 0 | 49.22 | 48.75 | 0.01 | 0
2020 | SPP_N_2_NE | SPP_N | NE | Internal | Winter | B17 | 100 | 330 | 0 | 43.04 | 42.56 | 0.01 | 0
2020 | SPP_N_2_NE | SPP_N | NE | Internal | Winter | B18 | 400 | 330 | 0 | 39.84 | 39.37 | 0.01 | 0
2020 | SPP_N_2_NE | SPP_N | NE | Internal | Winter | B19 | 700 | 330 | 0 | 38.65 | 38.17 | 0.01 | 0
2020 | SPP_N_2_NE | SPP_N | NE | Internal | Winter | B20 | 935 | 330 | 0 | 38.15 | 37.68 | 0.01 | 0
2020 | SPP_N_2_SPP_S | SPP_N | SPP_S | Internal | Shoulder | B11 | 25 | 4000 | 3443.64 | 58.46 | 58.47 | 0.01 | 0
2020 | SPP_N_2_SPP_S | SPP_N | SPP_S | Internal | Shoulder | B12 | 200 | 4000 | 4565.75 | 41.48 | 41.74 | 0.01 | 0.25
2020 | SPP_N_2_SPP_S | SPP_N | SPP_S | Internal | Shoulder | B13 | 600 | 4000 | 7486.45 | 40.28 | 40.54 | 0.01 | 0.25
2020 | SPP_N_2_SPP_S | SPP_N | SPP_S | Internal | Shoulder | B14 | 900 | 4000 | 8629.91 | 39.22 | 39.48 | 0.01 | 0.25
2020 | SPP_N_2_SPP_S | SPP_N | SPP_S | Internal | Shoulder | B15 | 1203 | 4000 | 10908.14 | 37.33 | 37.59 | 0.01 | 0.25
2020 | SPP_N_2_SPP_S | SPP_N | SPP_S | Internal | Summer | B1 | 10 | 4000 | 0 | 65.8 | 65.78 | 0.01 | 0
2020 | SPP_N_2_SPP_S | SPP_N | SPP_S | Internal | Summer | B2 | 25 | 4000 | 476.11 | 59.66 | 59.67 | 0.01 | 0
2020 | SPP_N_2_SPP_S | SPP_N | SPP_S | Internal | Summer | B3 | 75 | 4000 | 0 | 60.46 | 60.45 | 0.01 | 0
2020 | SPP_N_2_SPP_S | SPP_N | SPP_S | Internal | Summer | B4 | 100 | 4000 | 0 | 58.89 | 58.88 | 0.01 | 0
2020 | SPP_N_2_SPP_S | SPP_N | SPP_S | Internal | Summer | B5 | 200 | 4000 | 1313.14 | 56.87 | 56.88 | 0.01 | 0
2020 | SPP_N_2_SPP_S | SPP_N | SPP_S | Internal | Summer | B6 | 300 | 4000 | 5220.66 | 54.83 | 55.09 | 0.01 | 0.25
2020 | SPP_N_2_SPP_S | SPP_N | SPP_S | Internal | Summer | B7 | 400 | 4000 | 6225.65 | 43.58 | 43.84 | 0.01 | 0.25
2020 | SPP_N_2_SPP_S | SPP_N | SPP_S | Internal | Summer | B8 | 500 | 4000 | 8136.66 | 38.96 | 39.22 | 0.01 | 0.25
2020 | SPP_N_2_SPP_S | SPP_N | SPP_S | Internal | Summer | B9 | 800 | 4000 | 8940.57 | 38.88 | 39.14 | 0.01 | 0.25
2020 | SPP_N_2_SPP_S | SPP_N | SPP_S | Internal | Summer | B10 | 1262 | 4000 | 11771 | 37.34 | 37.6 | 0.01 | 0.25
2020 | SPP_N_2_SPP_S | SPP_N | SPP_S | Internal | Winter | B16 | 25 | 4000 | 5556.06 | 49.22 | 49.48 | 0.01 | 0.25
2020 | SPP_N_2_SPP_S | SPP_N | SPP_S | Internal | Winter | B17 | 100 | 4000 | 9335.62 | 43.04 | 43.29 | 0.01 | 0.25
2020 | SPP_N_2_SPP_S | SPP_N | SPP_S | Internal | Winter | B18 | 400 | 4000 | 10131.08 | 39.84 | 40.1 | 0.01 | 0.25
2020 | SPP_N_2_SPP_S | SPP_N | SPP_S | Internal | Winter | B19 | 700 | 4000 | 9221.44 | 38.65 | 38.9 | 0.01 | 0.25
2020 | SPP_N_2_SPP_S | SPP_N | SPP_S | Internal | Winter | B20 | 935 | 4000 | 9274.67 | 38.15 | 38.41 | 0.01 | 0.25
2020 | SPP_S_2_ENT | SPP_S | ENT | Internal | Shoulder | B11 | 25 | 850 | 0 | 58.47 | 59.7 | 5 | 0
2020 | SPP_S_2_ENT | SPP_S | ENT | Internal | Shoulder | B12 | 200 | 850 | 0 | 41.74 | 42.38 | 5 | 0
2020 | SPP_S_2_ENT | SPP_S | ENT | Internal | Shoulder | B13 | 600 | 850 | 0 | 40.54 | 42.38 | 5 | 0
2020 | SPP_S_2_ENT | SPP_S | ENT | Internal | Shoulder | B14 | 900 | 850 | 0 | 39.48 | 42.38 | 5 | 0
2020 | SPP_S_2_ENT | SPP_S | ENT | Internal | Shoulder | B15 | 1203 | 850 | 0 | 37.59 | 42.07 | 5 | 0
2020 | SPP_S_2_ENT | SPP_S | ENT | Internal | Summer | B1 | 10 | 850 | 0 | 65.78 | 68.85 | 5 | 0
2020 | SPP_S_2_ENT | SPP_S | ENT | Internal | Summer | B2 | 25 | 850 | 0 | 59.67 | 64.19 | 5 | 0
2020 | SPP_S_2_ENT | SPP_S | ENT | Internal | Summer | B3 | 75 | 850 | 0 | 60.45 | 62.36 | 5 | 0
2020 | SPP_S_2_ENT | SPP_S | ENT | Internal | Summer | B4 | 100 | 850 | 0 | 58.88 | 62.36 | 5 | 0
2020 | SPP_S_2_ENT | SPP_S | ENT | Internal | Summer | B5 | 200 | 850 | 0 | 56.88 | 61.87 | 5 | 0
2020 | SPP_S_2_ENT | SPP_S | ENT | Internal | Summer | B6 | 300 | 850 | 0 | 55.09 | 55.85 | 5 | 0
2020 | SPP_S_2_ENT | SPP_S | ENT | Internal | Summer | B7 | 400 | 850 | 0 | 43.84 | 45.01 | 5 | 0
2020 | SPP_S_2_ENT | SPP_S | ENT | Internal | Summer | B8 | 500 | 850 | 0 | 39.22 | 41 | 5 | 0
2020 | SPP_S_2_ENT | SPP_S | ENT | Internal | Summer | B9 | 800 | 850 | 0 | 39.14 | 41 | 5 | 0
2020 | SPP_S_2_ENT | SPP_S | ENT | Internal | Summer | B10 | 1262 | 850 | 0 | 37.6 | 40.71 | 5 | 0
2020 | SPP_S_2_ENT | SPP_S | ENT | Internal | Winter | B16 | 25 | 850 | 0 | 49.48 | 54.37 | 5 | 0
2020 | SPP_S_2_ENT | SPP_S | ENT | Internal | Winter | B17 | 100 | 850 | 0 | 43.29 | 45.1 | 5 | 0
2020 | SPP_S_2_ENT | SPP_S | ENT | Internal | Winter | B18 | 400 | 850 | 0 | 40.1 | 44.84 | 5 | 0
2020 | SPP_S_2_ENT | SPP_S | ENT | Internal | Winter | B19 | 700 | 850 | 0 | 38.9 | 43.65 | 5 | 0
2020 | SPP_S_2_ENT | SPP_S | ENT | Internal | Winter | B20 | 935 | 850 | 0 | 38.41 | 43.31 | 5 | 0
2020 | SPP_S_2_SPP_N | SPP_S | SPP_N | Internal | Shoulder | B11 | 25 | 640 | 0 | 58.47 | 58.46 | 0.01 | 0
2020 | SPP_S_2_SPP_N | SPP_S | SPP_N | Internal | Shoulder | B12 | 200 | 640 | 0 | 41.74 | 41.48 | 0.01 | 0
2020 | SPP_S_2_SPP_N | SPP_S | SPP_N | Internal | Shoulder | B13 | 600 | 640 | 0 | 40.54 | 40.28 | 0.01 | 0
2020 | SPP_S_2_SPP_N | SPP_S | SPP_N | Internal | Shoulder | B14 | 900 | 640 | 0 | 39.48 | 39.22 | 0.01 | 0
2020 | SPP_S_2_SPP_N | SPP_S | SPP_N | Internal | Shoulder | B15 | 1203 | 640 | 0 | 37.59 | 37.33 | 0.01 | 0
2020 | SPP_S_2_SPP_N | SPP_S | SPP_N | Internal | Summer | B1 | 10 | 640 | 639.99 | 65.78 | 65.8 | 0.01 | 0.01
2020 | SPP_S_2_SPP_N | SPP_S | SPP_N | Internal | Summer | B2 | 25 | 640 | 0 | 59.67 | 59.66 | 0.01 | 0
2020 | SPP_S_2_SPP_N | SPP_S | SPP_N | Internal | Summer | B3 | 75 | 640 | 237.33 | 60.45 | 60.46 | 0.01 | 0
2020 | SPP_S_2_SPP_N | SPP_S | SPP_N | Internal | Summer | B4 | 100 | 640 | 564.7 | 58.88 | 58.89 | 0.01 | 0
2020 | SPP_S_2_SPP_N | SPP_S | SPP_N | Internal | Summer | B5 | 200 | 640 | 0 | 56.88 | 56.87 | 0.01 | 0
2020 | SPP_S_2_SPP_N | SPP_S | SPP_N | Internal | Summer | B6 | 300 | 640 | 0 | 55.09 | 54.83 | 0.01 | 0
2020 | SPP_S_2_SPP_N | SPP_S | SPP_N | Internal | Summer | B7 | 400 | 640 | 0 | 43.84 | 43.58 | 0.01 | 0
2020 | SPP_S_2_SPP_N | SPP_S | SPP_N | Internal | Summer | B8 | 500 | 640 | 0 | 39.22 | 38.96 | 0.01 | 0
2020 | SPP_S_2_SPP_N | SPP_S | SPP_N | Internal | Summer | B9 | 800 | 640 | 0 | 39.14 | 38.88 | 0.01 | 0
2020 | SPP_S_2_SPP_N | SPP_S | SPP_N | Internal | Summer | B10 | 1262 | 640 | 0 | 37.6 | 37.34 | 0.01 | 0
2020 | SPP_S_2_SPP_N | SPP_S | SPP_N | Internal | Winter | B16 | 25 | 640 | 0 | 49.48 | 49.22 | 0.01 | 0
2020 | SPP_S_2_SPP_N | SPP_S | SPP_N | Internal | Winter | B17 | 100 | 640 | 0 | 43.29 | 43.04 | 0.01 | 0
2020 | SPP_S_2_SPP_N | SPP_S | SPP_N | Internal | Winter | B18 | 400 | 640 | 0 | 40.1 | 39.84 | 0.01 | 0
2020 | SPP_S_2_SPP_N | SPP_S | SPP_N | Internal | Winter | B19 | 700 | 640 | 0 | 38.9 | 38.65 | 0.01 | 0
2020 | SPP_S_2_SPP_N | SPP_S | SPP_N | Internal | Winter | B20 | 935 | 640 | 0 | 38.41 | 38.15 | 0.01 | 0
2020 | TVA_2_NonRTO_Midwest | TVA | NonRTO_Midwest | Internal | Shoulder | B11 | 25 | 100 | 0 | 58.57 | 62.57 | 9 | 0
2020 | TVA_2_NonRTO_Midwest | TVA | NonRTO_Midwest | Internal | Shoulder | B12 | 200 | 100 | 649.83 | 44 | 53.66 | 9 | 0.66
2020 | TVA_2_NonRTO_Midwest | TVA | NonRTO_Midwest | Internal | Shoulder | B13 | 600 | 100 | 0 | 42.21 | 49.85 | 9 | 0
2020 | TVA_2_NonRTO_Midwest | TVA | NonRTO_Midwest | Internal | Shoulder | B14 | 900 | 100 | 0 | 42.21 | 43.09 | 9 | 0
2020 | TVA_2_NonRTO_Midwest | TVA | NonRTO_Midwest | Internal | Shoulder | B15 | 1203 | 100 | 0 | 42.21 | 35.35 | 9 | 0
2020 | TVA_2_NonRTO_Midwest | TVA | NonRTO_Midwest | Internal | Summer | B1 | 10 | 100 | 0 | 73.82 | 69.15 | 9 | 0
2020 | TVA_2_NonRTO_Midwest | TVA | NonRTO_Midwest | Internal | Summer | B2 | 25 | 100 | 0 | 72.2 | 69.15 | 9 | 0
2020 | TVA_2_NonRTO_Midwest | TVA | NonRTO_Midwest | Internal | Summer | B3 | 75 | 100 | 0 | 67.87 | 69.15 | 9 | 0
2020 | TVA_2_NonRTO_Midwest | TVA | NonRTO_Midwest | Internal | Summer | B4 | 100 | 100 | 0 | 67.72 | 68.4 | 9 | 0
2020 | TVA_2_NonRTO_Midwest | TVA | NonRTO_Midwest | Internal | Summer | B5 | 200 | 100 | 0 | 59.58 | 64.42 | 9 | 0
2020 | TVA_2_NonRTO_Midwest | TVA | NonRTO_Midwest | Internal | Summer | B6 | 300 | 100 | 0 | 47.04 | 55.86 | 9 | 0
2020 | TVA_2_NonRTO_Midwest | TVA | NonRTO_Midwest | Internal | Summer | B7 | 400 | 100 | 0 | 42.62 | 43.76 | 9 | 0
2020 | TVA_2_NonRTO_Midwest | TVA | NonRTO_Midwest | Internal | Summer | B8 | 500 | 100 | 0 | 40.88 | 42.79 | 9 | 0
2020 | TVA_2_NonRTO_Midwest | TVA | NonRTO_Midwest | Internal | Summer | B9 | 800 | 100 | 0 | 40.88 | 36.89 | 9 | 0
2020 | TVA_2_NonRTO_Midwest | TVA | NonRTO_Midwest | Internal | Summer | B10 | 1262 | 100 | 0 | 36.63 | 33.6 | 9 | 0
2020 | TVA_2_NonRTO_Midwest | TVA | NonRTO_Midwest | Internal | Winter | B16 | 25 | 100 | 0 | 58.46 | 61.8 | 9 | 0
2020 | TVA_2_NonRTO_Midwest | TVA | NonRTO_Midwest | Internal | Winter | B17 | 100 | 100 | 0 | 46.75 | 55.6 | 9 | 0
2020 | TVA_2_NonRTO_Midwest | TVA | NonRTO_Midwest | Internal | Winter | B18 | 400 | 100 | 100 | 42.06 | 51.54 | 9 | 0.48
2020 | TVA_2_NonRTO_Midwest | TVA | NonRTO_Midwest | Internal | Winter | B19 | 700 | 100 | 0 | 42.06 | 43.25 | 9 | 0
2020 | TVA_2_NonRTO_Midwest | TVA | NonRTO_Midwest | Internal | Winter | B20 | 935 | 100 | 0 | 42.06 | 35.43 | 9 | 0
2020 | TVA_2_SOCO | TVA | SOCO | Internal | Shoulder | B11 | 25 | 500 | 0 | 58.57 | 65.91 | 9 | 0
2020 | TVA_2_SOCO | TVA | SOCO | Internal | Shoulder | B12 | 200 | 500 | 0 | 44 | 44.08 | 9 | 0
2020 | TVA_2_SOCO | TVA | SOCO | Internal | Shoulder | B13 | 600 | 500 | 0 | 42.21 | 43.06 | 9 | 0
2020 | TVA_2_SOCO | TVA | SOCO | Internal | Shoulder | B14 | 900 | 500 | 0 | 42.21 | 43.06 | 9 | 0
2020 | TVA_2_SOCO | TVA | SOCO | Internal | Shoulder | B15 | 1203 | 500 | 0 | 42.21 | 42.57 | 9 | 0
2020 | TVA_2_SOCO | TVA | SOCO | Internal | Summer | B1 | 10 | 500 | 0 | 73.82 | 71.71 | 9 | 0
2020 | TVA_2_SOCO | TVA | SOCO | Internal | Summer | B2 | 25 | 500 | 0 | 72.2 | 71.71 | 9 | 0
2020 | TVA_2_SOCO | TVA | SOCO | Internal | Summer | B3 | 75 | 500 | 0 | 67.87 | 70.36 | 9 | 0
2020 | TVA_2_SOCO | TVA | SOCO | Internal | Summer | B4 | 100 | 500 | 0 | 67.72 | 70.36 | 9 | 0
2020 | TVA_2_SOCO | TVA | SOCO | Internal | Summer | B5 | 200 | 500 | 844.42 | 59.58 | 69.97 | 9 | 1.39
2020 | TVA_2_SOCO | TVA | SOCO | Internal | Summer | B6 | 300 | 500 | 1491.62 | 47.04 | 57.44 | 9 | 1.39
2020 | TVA_2_SOCO | TVA | SOCO | Internal | Summer | B7 | 400 | 500 | 3204.44 | 42.62 | 53.01 | 9 | 1.39
2020 | TVA_2_SOCO | TVA | SOCO | Internal | Summer | B8 | 500 | 500 | 0 | 40.88 | 44.07 | 9 | 0
2020 | TVA_2_SOCO | TVA | SOCO | Internal | Summer | B9 | 800 | 500 | 0 | 40.88 | 42.76 | 9 | 0
2020 | TVA_2_SOCO | TVA | SOCO | Internal | Summer | B10 | 1262 | 500 | 0 | 36.63 | 41.3 | 9 | 0
2020 | TVA_2_SOCO | TVA | SOCO | Internal | Winter | B16 | 25 | 500 | 0 | 58.46 | 62.61 | 9 | 0
2020 | TVA_2_SOCO | TVA | SOCO | Internal | Winter | B17 | 100 | 500 | 0 | 46.75 | 46.79 | 9 | 0
2020 | TVA_2_SOCO | TVA | SOCO | Internal | Winter | B18 | 400 | 500 | 0 | 42.06 | 45.18 | 9 | 0
2020 | TVA_2_SOCO | TVA | SOCO | Internal | Winter | B19 | 700 | 500 | 0 | 42.06 | 45.18 | 9 | 0
2020 | TVA_2_SOCO | TVA | SOCO | Internal | Winter | B20 | 935 | 500 | 0 | 42.06 | 45.18 | 9 | 0
2020 | TVA_2_VACAR | TVA | VACAR | Internal | Shoulder | B11 | 25 | 150 | 0 | 58.57 | 58.9 | 9 | 0
2020 | TVA_2_VACAR | TVA | VACAR | Internal | Shoulder | B12 | 200 | 150 | 0 | 44 | 48.88 | 9 | 0
2020 | TVA_2_VACAR | TVA | VACAR | Internal | Shoulder | B13 | 600 | 150 | 0 | 42.21 | 46.46 | 9 | 0
2020 | TVA_2_VACAR | TVA | VACAR | Internal | Shoulder | B14 | 900 | 150 | 0 | 42.21 | 45.98 | 9 | 0
2020 | TVA_2_VACAR | TVA | VACAR | Internal | Shoulder | B15 | 1203 | 150 | 0 | 42.21 | 42.39 | 9 | 0
2020 | TVA_2_VACAR | TVA | VACAR | Internal | Summer | B1 | 10 | 150 | 0 | 73.82 | 73.8 | 9 | 0
2020 | TVA_2_VACAR | TVA | VACAR | Internal | Summer | B2 | 25 | 150 | 0 | 72.2 | 73.39 | 9 | 0
2020 | TVA_2_VACAR | TVA | VACAR | Internal | Summer | B3 | 75 | 150 | 0 | 67.87 | 69.06 | 9 | 0
2020 | TVA_2_VACAR | TVA | VACAR | Internal | Summer | B4 | 100 | 150 | 0 | 67.72 | 67.71 | 9 | 0
2020 | TVA_2_VACAR | TVA | VACAR | Internal | Summer | B5 | 200 | 150 | 0 | 59.58 | 62.97 | 9 | 0
2020 | TVA_2_VACAR | TVA | VACAR | Internal | Summer | B6 | 300 | 150 | 0 | 47.04 | 55.83 | 9 | 0
2020 | TVA_2_VACAR | TVA | VACAR | Internal | Summer | B7 | 400 | 150 | 0 | 42.62 | 47.6 | 9 | 0
2020 | TVA_2_VACAR | TVA | VACAR | Internal | Summer | B8 | 500 | 150 | 0 | 40.88 | 44.92 | 9 | 0
2020 | TVA_2_VACAR | TVA | VACAR | Internal | Summer | B9 | 800 | 150 | 0 | 40.88 | 43.26 | 9 | 0
2020 | TVA_2_VACAR | TVA | VACAR | Internal | Summer | B10 | 1262 | 150 | 0 | 36.63 | 41.06 | 9 | 0
2020 | TVA_2_VACAR | TVA | VACAR | Internal | Winter | B16 | 25 | 150 | 0 | 58.46 | 62.32 | 9 | 0
2020 | TVA_2_VACAR | TVA | VACAR | Internal | Winter | B17 | 100 | 150 | 0 | 46.75 | 55.58 | 9 | 0
2020 | TVA_2_VACAR | TVA | VACAR | Internal | Winter | B18 | 400 | 150 | 0 | 42.06 | 47.2 | 9 | 0
2020 | TVA_2_VACAR | TVA | VACAR | Internal | Winter | B19 | 700 | 150 | 0 | 42.06 | 46.27 | 9 | 0
2020 | TVA_2_VACAR | TVA | VACAR | Internal | Winter | B20 | 935 | 150 | 0 | 42.06 | 44.96 | 9 | 0
2020 | TVA_Transmission_2_TVA | TVA_Transmission | TVA | Internal | Shoulder | B11 | 25 | 99999 | 19.52 | 58.55 | 58.57 | 0.01 | 0
2020 | TVA_Transmission_2_TVA | TVA_Transmission | TVA | Internal | Shoulder | B12 | 200 | 99999 | 0 | 47.79 | 44 | 0.01 | 0
2020 | TVA_Transmission_2_TVA | TVA_Transmission | TVA | Internal | Shoulder | B13 | 600 | 99999 | 0 | 45.27 | 42.21 | 0.01 | 0
2020 | TVA_Transmission_2_TVA | TVA_Transmission | TVA | Internal | Shoulder | B14 | 900 | 99999 | 0 | 44.29 | 42.21 | 0.01 | 0
2020 | TVA_Transmission_2_TVA | TVA_Transmission | TVA | Internal | Shoulder | B15 | 1203 | 99999 | 0 | 42.61 | 42.21 | 0.01 | 0
2020 | TVA_Transmission_2_TVA | TVA_Transmission | TVA | Internal | Summer | B1 | 10 | 99999 | 3025.25 | 73.81 | 73.82 | 0.01 | 0
2020 | TVA_Transmission_2_TVA | TVA_Transmission | TVA | Internal | Summer | B2 | 25 | 99999 | 2213.17 | 72.19 | 72.2 | 0.01 | 0
2020 | TVA_Transmission_2_TVA | TVA_Transmission | TVA | Internal | Summer | B3 | 75 | 99999 | 618.72 | 67.86 | 67.87 | 0.01 | 0
2020 | TVA_Transmission_2_TVA | TVA_Transmission | TVA | Internal | Summer | B4 | 100 | 99999 | 726.09 | 67.71 | 67.72 | 0.01 | 0
2020 | TVA_Transmission_2_TVA | TVA_Transmission | TVA | Internal | Summer | B5 | 200 | 99999 | 0 | 62.02 | 59.58 | 0.01 | 0
2020 | TVA_Transmission_2_TVA | TVA_Transmission | TVA | Internal | Summer | B6 | 300 | 99999 | 0 | 52.89 | 47.04 | 0.01 | 0
2020 | TVA_Transmission_2_TVA | TVA_Transmission | TVA | Internal | Summer | B7 | 400 | 99999 | 0 | 45.91 | 42.62 | 0.01 | 0
2020 | TVA_Transmission_2_TVA | TVA_Transmission | TVA | Internal | Summer | B8 | 500 | 99999 | 0 | 42.68 | 40.88 | 0.01 | 0
2020 | TVA_Transmission_2_TVA | TVA_Transmission | TVA | Internal | Summer | B9 | 800 | 99999 | 0 | 41.83 | 40.88 | 0.01 | 0
2020 | TVA_Transmission_2_TVA | TVA_Transmission | TVA | Internal | Summer | B10 | 1262 | 99999 | 0 | 38.61 | 36.63 | 0.01 | 0
2020 | TVA_Transmission_2_TVA | TVA_Transmission | TVA | Internal | Winter | B16 | 25 | 99999 | 0 | 59.59 | 58.46 | 0.01 | 0
2020 | TVA_Transmission_2_TVA | TVA_Transmission | TVA | Internal | Winter | B17 | 100 | 99999 | 0 | 50.51 | 46.75 | 0.01 | 0
2020 | TVA_Transmission_2_TVA | TVA_Transmission | TVA | Internal | Winter | B18 | 400 | 99999 | 0 | 46.76 | 42.06 | 0.01 | 0
2020 | TVA_Transmission_2_TVA | TVA_Transmission | TVA | Internal | Winter | B19 | 700 | 99999 | 0 | 44.66 | 42.06 | 0.01 | 0
2020 | TVA_Transmission_2_TVA | TVA_Transmission | TVA | Internal | Winter | B20 | 935 | 99999 | 0 | 42.65 | 42.06 | 0.01 | 0
2020 | VACAR_2_SOCO | VACAR | SOCO | Internal | Shoulder | B11 | 25 | 3000 | 3469.91 | 58.9 | 65.91 | 7 | 0.01
2020 | VACAR_2_SOCO | VACAR | SOCO | Internal | Shoulder | B12 | 200 | 3000 | 0 | 48.88 | 44.08 | 7 | 0
2020 | VACAR_2_SOCO | VACAR | SOCO | Internal | Shoulder | B13 | 600 | 3000 | 0 | 46.46 | 43.06 | 7 | 0
2020 | VACAR_2_SOCO | VACAR | SOCO | Internal | Shoulder | B14 | 900 | 3000 | 0 | 45.98 | 43.06 | 7 | 0
2020 | VACAR_2_SOCO | VACAR | SOCO | Internal | Shoulder | B15 | 1203 | 3000 | 0 | 42.39 | 42.57 | 7 | 0
2020 | VACAR_2_SOCO | VACAR | SOCO | Internal | Summer | B1 | 10 | 3000 | 0 | 73.8 | 71.71 | 7 | 0
2020 | VACAR_2_SOCO | VACAR | SOCO | Internal | Summer | B2 | 25 | 3000 | 0 | 73.39 | 71.71 | 7 | 0
2020 | VACAR_2_SOCO | VACAR | SOCO | Internal | Summer | B3 | 75 | 3000 | 0 | 69.06 | 70.36 | 7 | 0
2020 | VACAR_2_SOCO | VACAR | SOCO | Internal | Summer | B4 | 100 | 3000 | 0 | 67.71 | 70.36 | 7 | 0
2020 | VACAR_2_SOCO | VACAR | SOCO | Internal | Summer | B5 | 200 | 3000 | 474.81 | 62.97 | 69.97 | 7 | 0
2020 | VACAR_2_SOCO | VACAR | SOCO | Internal | Summer | B6 | 300 | 3000 | 0 | 55.83 | 57.44 | 7 | 0
2020 | VACAR_2_SOCO | VACAR | SOCO | Internal | Summer | B7 | 400 | 3000 | 0 | 47.6 | 53.01 | 7 | 0
2020 | VACAR_2_SOCO | VACAR | SOCO | Internal | Summer | B8 | 500 | 3000 | 0 | 44.92 | 44.07 | 7 | 0
2020 | VACAR_2_SOCO | VACAR | SOCO | Internal | Summer | B9 | 800 | 3000 | 0 | 43.26 | 42.76 | 7 | 0
2020 | VACAR_2_SOCO | VACAR | SOCO | Internal | Summer | B10 | 1262 | 3000 | 0 | 41.06 | 41.3 | 7 | 0
2020 | VACAR_2_SOCO | VACAR | SOCO | Internal | Winter | B16 | 25 | 3000 | 0 | 62.32 | 62.61 | 7 | 0
2020 | VACAR_2_SOCO | VACAR | SOCO | Internal | Winter | B17 | 100 | 3000 | 0 | 55.58 | 46.79 | 7 | 0
2020 | VACAR_2_SOCO | VACAR | SOCO | Internal | Winter | B18 | 400 | 3000 | 0 | 47.2 | 45.18 | 7 | 0
2020 | VACAR_2_SOCO | VACAR | SOCO | Internal | Winter | B19 | 700 | 3000 | 0 | 46.27 | 45.18 | 7 | 0
2020 | VACAR_2_SOCO | VACAR | SOCO | Internal | Winter | B20 | 935 | 3000 | 0 | 44.96 | 45.18 | 7 | 0
2025 | ENT_2_SOCO | ENT | SOCO | Internal | Shoulder | B11 | 25 | 2000 | 6038.01 | 59.76 | 68.1 | 8 | 0.34
2025 | ENT_2_SOCO | ENT | SOCO | Internal | Shoulder | B12 | 200 | 2000 | 0 | 44.8 | 49.62 | 8 | 0
2025 | ENT_2_SOCO | ENT | SOCO | Internal | Shoulder | B13 | 600 | 2000 | 0 | 44.13 | 44.95 | 8 | 0
2025 | ENT_2_SOCO | ENT | SOCO | Internal | Shoulder | B14 | 900 | 2000 | 0 | 42.41 | 44.95 | 8 | 0
2025 | ENT_2_SOCO | ENT | SOCO | Internal | Shoulder | B15 | 1203 | 2000 | 0 | 38.79 | 44.95 | 8 | 0
2025 | ENT_2_SOCO | ENT | SOCO | Internal | Summer | B1 | 10 | 2000 | 2138.66 | 69.31 | 77.65 | 8 | 0.34
2025 | ENT_2_SOCO | ENT | SOCO | Internal | Summer | B2 | 25 | 2000 | 105.45 | 67.37 | 75.37 | 8 | 0
2025 | ENT_2_SOCO | ENT | SOCO | Internal | Summer | B3 | 75 | 2000 | 3195.02 | 65.6 | 73.95 | 8 | 0.34
2025 | ENT_2_SOCO | ENT | SOCO | Internal | Summer | B4 | 100 | 2000 | 3230.33 | 65.6 | 73.95 | 8 | 0.34
2025 | ENT_2_SOCO | ENT | SOCO | Internal | Summer | B5 | 200 | 2000 | 4196.35 | 65.18 | 73.53 | 8 | 0.34
2025 | ENT_2_SOCO | ENT | SOCO | Internal | Summer | B6 | 300 | 2000 | 2020.48 | 56.89 | 65.23 | 8 | 0.34
2025 | ENT_2_SOCO | ENT | SOCO | Internal | Summer | B7 | 400 | 2000 | 2700.15 | 47.06 | 55.4 | 8 | 0.34
2025 | ENT_2_SOCO | ENT | SOCO | Internal | Summer | B8 | 500 | 2000 | 860.67 | 43.28 | 51.28 | 8 | 0
2025 | ENT_2_SOCO | ENT | SOCO | Internal | Summer | B9 | 800 | 2000 | 0 | 41.56 | 43.64 | 8 | 0
2025 | ENT_2_SOCO | ENT | SOCO | Internal | Summer | B10 | 1262 | 2000 | 0 | 37.34 | 43.55 | 8 | 0
2025 | ENT_2_SOCO | ENT | SOCO | Internal | Winter | B16 | 25 | 2000 | 8804.39 | 53.52 | 61.86 | 8 | 0.34
2025 | ENT_2_SOCO | ENT | SOCO | Internal | Winter | B17 | 100 | 2000 | 0 | 47.44 | 54.97 | 8 | 0
2025 | ENT_2_SOCO | ENT | SOCO | Internal | Winter | B18 | 400 | 2000 | 0 | 45.88 | 47.83 | 8 | 0
2025 | ENT_2_SOCO | ENT | SOCO | Internal | Winter | B19 | 700 | 2000 | 0 | 43.28 | 47.83 | 8 | 0
2025 | ENT_2_SOCO | ENT | SOCO | Internal | Winter | B20 | 935 | 2000 | 3293.28 | 38.15 | 46.49 | 8 | 0.34
2025 | ENT_2_TVA_Transmission | ENT | TVA_Transmission | Internal | Shoulder | B11 | 25 | 2100 | 0 | 59.76 | 61.23 | 8 | 0
2025 | ENT_2_TVA_Transmission | ENT | TVA_Transmission | Internal | Shoulder | B12 | 200 | 2100 | 0 | 44.8 | 50.5 | 8 | 0
2025 | ENT_2_TVA_Transmission | ENT | TVA_Transmission | Internal | Shoulder | B13 | 600 | 2100 | 0 | 44.13 | 47.06 | 8 | 0
2025 | ENT_2_TVA_Transmission | ENT | TVA_Transmission | Internal | Shoulder | B14 | 900 | 2100 | 0 | 42.41 | 46.04 | 8 | 0
2025 | ENT_2_TVA_Transmission | ENT | TVA_Transmission | Internal | Shoulder | B15 | 1203 | 2100 | 0 | 38.79 | 44.72 | 8 | 0
2025 | ENT_2_TVA_Transmission | ENT | TVA_Transmission | Internal | Summer | B1 | 10 | 2100 | 0 | 69.31 | 76.32 | 8 | 0
2025 | ENT_2_TVA_Transmission | ENT | TVA_Transmission | Internal | Summer | B2 | 25 | 2100 | 1186.81 | 67.37 | 75.37 | 8 | 0
2025 | ENT_2_TVA_Transmission | ENT | TVA_Transmission | Internal | Summer | B3 | 75 | 2100 | 0 | 65.6 | 71.45 | 8 | 0
2025 | ENT_2_TVA_Transmission | ENT | TVA_Transmission | Internal | Summer | B4 | 100 | 2100 | 0 | 65.6 | 70.5 | 8 | 0
2025 | ENT_2_TVA_Transmission | ENT | TVA_Transmission | Internal | Summer | B5 | 200 | 2100 | 0 | 65.18 | 65.7 | 8 | 0
2025 | ENT_2_TVA_Transmission | ENT | TVA_Transmission | Internal | Summer | B6 | 300 | 2100 | 0 | 56.89 | 56.96 | 8 | 0
2025 | ENT_2_TVA_Transmission | ENT | TVA_Transmission | Internal | Summer | B7 | 400 | 2100 | 0 | 47.06 | 47.68 | 8 | 0
2025 | ENT_2_TVA_Transmission | ENT | TVA_Transmission | Internal | Summer | B8 | 500 | 2100 | 0 | 43.28 | 44.8 | 8 | 0
2025 | ENT_2_TVA_Transmission | ENT | TVA_Transmission | Internal | Summer | B9 | 800 | 2100 | 0 | 41.56 | 43.75 | 8 | 0
2025 | ENT_2_TVA_Transmission | ENT | TVA_Transmission | Internal | Summer | B10 | 1262 | 2100 | 0 | 37.34 | 40.52 | 8 | 0
2025 | ENT_2_TVA_Transmission | ENT | TVA_Transmission | Internal | Winter | B16 | 25 | 2100 | 0 | 53.52 | 60.33 | 8 | 0
2025 | ENT_2_TVA_Transmission | ENT | TVA_Transmission | Internal | Winter | B17 | 100 | 2100 | 0 | 47.44 | 51.59 | 8 | 0
2025 | ENT_2_TVA_Transmission | ENT | TVA_Transmission | Internal | Winter | B18 | 400 | 2100 | 0 | 45.88 | 48.24 | 8 | 0
2025 | ENT_2_TVA_Transmission | ENT | TVA_Transmission | Internal | Winter | B19 | 700 | 2100 | 0 | 43.28 | 46.41 | 8 | 0
2025 | ENT_2_TVA_Transmission | ENT | TVA_Transmission | Internal | Winter | B20 | 935 | 2100 | 0 | 38.15 | 44.49 | 8 | 0
2025 | HQ_NEISO_2_NEISO | HQ_NEISO | NEISO | Internal | Shoulder | B11 | 25 | 99999 | 2920 | 42.73 | 42.74 | 0.01 | 0
2025 | HQ_NEISO_2_NEISO | HQ_NEISO | NEISO | Internal | Shoulder | B12 | 200 | 99999 | 2920 | 38.87 | 38.89 | 0.01 | 0
2025 | HQ_NEISO_2_NEISO | HQ_NEISO | NEISO | Internal | Shoulder | B13 | 600 | 99999 | 2920 | 38.87 | 38.89 | 0.01 | 0
2025 | HQ_NEISO_2_NEISO | HQ_NEISO | NEISO | Internal | Shoulder | B14 | 900 | 99999 | 2920 | 38.87 | 38.89 | 0.01 | 0
2025 | HQ_NEISO_2_NEISO | HQ_NEISO | NEISO | Internal | Shoulder | B15 | 1203 | 99999 | 1143.24 | 38.87 | 38.89 | 0.01 | 0
2025 | HQ_NEISO_2_NEISO | HQ_NEISO | NEISO | Internal | Summer | B1 | 10 | 99999 | 2920 | 60.55 | 60.56 | 0.01 | 0
2025 | HQ_NEISO_2_NEISO | HQ_NEISO | NEISO | Internal | Summer | B2 | 25 | 99999 | 2920 | 59.6 | 59.61 | 0.01 | 0
2025 | HQ_NEISO_2_NEISO | HQ_NEISO | NEISO | Internal | Summer | B3 | 75 | 99999 | 2920 | 52.98 | 52.99 | 0.01 | 0
2025 | HQ_NEISO_2_NEISO | HQ_NEISO | NEISO | Internal | Summer | B4 | 100 | 99999 | 2920 | 52.02 | 52.03 | 0.01 | 0
2025 | HQ_NEISO_2_NEISO | HQ_NEISO | NEISO | Internal | Summer | B5 | 200 | 99999 | 2920 | 47.8 | 47.81 | 0.01 | 0
2025 | HQ_NEISO_2_NEISO | HQ_NEISO | NEISO | Internal | Summer | B6 | 300 | 99999 | 2920 | 39.55 | 39.56 | 0.01 | 0
2025 | HQ_NEISO_2_NEISO | HQ_NEISO | NEISO | Internal | Summer | B7 | 400 | 99999 | 2920 | 35.71 | 35.72 | 0.01 | 0
2025 | HQ_NEISO_2_NEISO | HQ_NEISO | NEISO | Internal | Summer | B8 | 500 | 99999 | 2920 | 35.71 | 35.72 | 0.01 | 0
2025 | HQ_NEISO_2_NEISO | HQ_NEISO | NEISO | Internal | Summer | B9 | 800 | 99999 | 2920 | 35.71 | 35.72 | 0.01 | 0
2025 | HQ_NEISO_2_NEISO | HQ_NEISO | NEISO | Internal | Summer | B10 | 1262 | 99999 | 795.94 | 35.71 | 35.72 | 0.01 | 0
2025 | HQ_NEISO_2_NEISO | HQ_NEISO | NEISO | Internal | Winter | B16 | 25 | 99999 | 2920 | 48.67 | 48.68 | 0.01 | 0
2025 | HQ_NEISO_2_NEISO | HQ_NEISO | NEISO | Internal | Winter | B17 | 100 | 99999 | 2920 | 48.67 | 48.68 | 0.01 | 0
2025 | HQ_NEISO_2_NEISO | HQ_NEISO | NEISO | Internal | Winter | B18 | 400 | 99999 | 2920 | 48.43 | 48.45 | 0.01 | 0
2025 | HQ_NEISO_2_NEISO | HQ_NEISO | NEISO | Internal | Winter | B19 | 700 | 99999 | 2920 | 48.39 | 48.4 | 0.01 | 0
2025 | HQ_NEISO_2_NEISO | HQ_NEISO | NEISO | Internal | Winter | B20 | 935 | 99999 | 1233.58 | 48.39 | 48.4 | 0.01 | 0
2025 | HQ_NY_2_NYISO_A-F | HQ_NY | NYISO_A-F | Internal | Shoulder | B11 | 25 | 99999 | 2812.27 | 45.92 | 45.93 | 0.01 | 0
2025 | HQ_NY_2_NYISO_A-F | HQ_NY | NYISO_A-F | Internal | Shoulder | B12 | 200 | 99999 | 2847.69 | 41.69 | 41.7 | 0.01 | 0
2025 | HQ_NY_2_NYISO_A-F | HQ_NY | NYISO_A-F | Internal | Shoulder | B13 | 600 | 99999 | 2781.85 | 40.55 | 40.56 | 0.01 | 0
2025 | HQ_NY_2_NYISO_A-F | HQ_NY | NYISO_A-F | Internal | Shoulder | B14 | 900 | 99999 | 2673.14 | 40.24 | 40.25 | 0.01 | 0
2025 | HQ_NY_2_NYISO_A-F | HQ_NY | NYISO_A-F | Internal | Shoulder | B15 | 1203 | 99999 | 1582.7 | 40.24 | 40.25 | 0.01 | 0
2025 | HQ_NY_2_NYISO_A-F | HQ_NY | NYISO_A-F | Internal | Summer | B1 | 10 | 99999 | 3500 | 62.32 | 62.33 | 0.01 | 0
2025 | HQ_NY_2_NYISO_A-F | HQ_NY | NYISO_A-F | Internal | Summer | B2 | 25 | 99999 | 3406.62 | 61.37 | 61.39 | 0.01 | 0
2025 | HQ_NY_2_NYISO_A-F | HQ_NY | NYISO_A-F | Internal | Summer | B3 | 75 | 99999 | 3266.6 | 56.15 | 56.17 | 0.01 | 0
2025 | HQ_NY_2_NYISO_A-F | HQ_NY | NYISO_A-F | Internal | Summer | B4 | 100 | 99999 | 3116.28 | 55.19 | 55.21 | 0.01 | 0
2025 | HQ_NY_2_NYISO_A-F | HQ_NY | NYISO_A-F | Internal | Summer | B5 | 200 | 99999 | 3025.49 | 50.97 | 50.99 | 0.01 | 0
2025 | HQ_NY_2_NYISO_A-F | HQ_NY | NYISO_A-F | Internal | Summer | B6 | 300 | 99999 | 2934.86 | 43.71 | 43.72 | 0.01 | 0
2025 | HQ_NY_2_NYISO_A-F | HQ_NY | NYISO_A-F | Internal | Summer | B7 | 400 | 99999 | 2830.75 | 39.98 | 39.99 | 0.01 | 0
2025 | HQ_NY_2_NYISO_A-F | HQ_NY | NYISO_A-F | Internal | Summer | B8 | 500 | 99999 | 2760.25 | 38.36 | 38.37 | 0.01 | 0
2025 | HQ_NY_2_NYISO_A-F | HQ_NY | NYISO_A-F | Internal | Summer | B9 | 800 | 99999 | 2664.71 | 37.91 | 37.92 | 0.01 | 0
2025 | HQ_NY_2_NYISO_A-F | HQ_NY | NYISO_A-F | Internal | Summer | B10 | 1262 | 99999 | 1436.31 | 37.91 | 37.92 | 0.01 | 0
2025 | HQ_NY_2_NYISO_A-F | HQ_NY | NYISO_A-F | Internal | Winter | B16 | 25 | 99999 | 3058.87 | 50.43 | 50.44 | 0.01 | 0
2025 | HQ_NY_2_NYISO_A-F | HQ_NY | NYISO_A-F | Internal | Winter | B17 | 100 | 99999 | 3001.1 | 47.12 | 47.13 | 0.01 | 0
2025 | HQ_NY_2_NYISO_A-F | HQ_NY | NYISO_A-F | Internal | Winter | B18 | 400 | 99999 | 2934.69 | 45.43 | 45.45 | 0.01 | 0
2025 | HQ_NY_2_NYISO_A-F | HQ_NY | NYISO_A-F | Internal | Winter | B19 | 700 | 99999 | 2819.07 | 45.17 | 45.19 | 0.01 | 0
2025 | HQ_NY_2_NYISO_A-F | HQ_NY | NYISO_A-F | Internal | Winter | B20 | 935 | 99999 | 1762.97 | 45 | 45.01 | 0.01 | 0
2025 | HQ_IESO_2_IESO | HQ_IESO | IESO | Internal | Shoulder | B11 | 25 | 99999 | 400 | 48.93 | 48.95 | 0.01 | 0
2025 | HQ_IESO_2_IESO | HQ_IESO | IESO | Internal | Shoulder | B12 | 200 | 99999 | 400 | 39.81 | 39.82 | 0.01 | 0
2025 | HQ_IESO_2_IESO | HQ_IESO | IESO | Internal | Shoulder | B13 | 600 | 99999 | 400 | 34.89 | 34.9 | 0.01 | 0
2025 | HQ_IESO_2_IESO | HQ_IESO | IESO | Internal | Shoulder | B14 | 900 | 99999 | 400 | 34.22 | 34.23 | 0.01 | 0
2025 | HQ_IESO_2_IESO | HQ_IESO | IESO | Internal | Shoulder | B15 | 1203 | 99999 | 75.48 | 34.22 | 34.23 | 0.01 | 0
2025 | HQ_IESO_2_IESO | HQ_IESO | IESO | Internal | Summer | B1 | 10 | 99999 | 400 | 60.29 | 60.31 | 0.01 | 0
2025 | HQ_IESO_2_IESO | HQ_IESO | IESO | Internal | Summer | B2 | 25 | 99999 | 400 | 59.34 | 59.36 | 0.01 | 0
2025 | HQ_IESO_2_IESO | HQ_IESO | IESO | Internal | Summer | B3 | 75 | 99999 | 400 | 56.23 | 56.24 | 0.01 | 0
2025 | HQ_IESO_2_IESO | HQ_IESO | IESO | Internal | Summer | B4 | 100 | 99999 | 400 | 55.77 | 55.78 | 0.01 | 0
2025 | HQ_IESO_2_IESO | HQ_IESO | IESO | Internal | Summer | B5 | 200 | 99999 | 400 | 54.18 | 54.19 | 0.01 | 0
2025 | HQ_IESO_2_IESO | HQ_IESO | IESO | Internal | Summer | B6 | 300 | 99999 | 400 | 41.95 | 41.96 | 0.01 | 0
2025 | HQ_IESO_2_IESO | HQ_IESO | IESO | Internal | Summer | B7 | 400 | 99999 | 400 | 33.27 | 33.28 | 0.01 | 0
2025 | HQ_IESO_2_IESO | HQ_IESO | IESO | Internal | Summer | B8 | 500 | 99999 | 400 | 31.36 | 31.37 | 0.01 | 0
2025 | HQ_IESO_2_IESO | HQ_IESO | IESO | Internal | Summer | B9 | 800 | 99999 | 400 | 30.91 | 30.92 | 0.01 | 0
2025 | HQ_IESO_2_IESO | HQ_IESO | IESO | Internal | Summer | B10 | 1262 | 99999 | 12.04 | 30.91 | 30.92 | 0.01 | 0
2025 | HQ_IESO_2_IESO | HQ_IESO | IESO | Internal | Winter | B16 | 25 | 99999 | 400 | 44.66 | 44.68 | 0.01 | 0
2025 | HQ_IESO_2_IESO | HQ_IESO | IESO | Internal | Winter | B17 | 100 | 99999 | 400 | 39.94 | 39.95 | 0.01 | 0
2025 | HQ_IESO_2_IESO | HQ_IESO | IESO | Internal | Winter | B18 | 400 | 99999 | 400 | 38.26 | 38.27 | 0.01 | 0
2025 | HQ_IESO_2_IESO | HQ_IESO | IESO | Internal | Winter | B19 | 700 | 99999 | 400 | 38 | 38.01 | 0.01 | 0
2025 | HQ_IESO_2_IESO | HQ_IESO | IESO | Internal | Winter | B20 | 935 | 99999 | 91.98 | 38 | 38.01 | 0.01 | 0
2025 | IESO_2_MAPP_CA | IESO | MAPP_CA | Internal | Shoulder | B11 | 25 | 262 | 0 | 48.95 | 54.76 | 7 | 0
2025 | IESO_2_MAPP_CA | IESO | MAPP_CA | Internal | Shoulder | B12 | 200 | 262 | 0 | 39.82 | 46.64 | 7 | 0
2025 | IESO_2_MAPP_CA | IESO | MAPP_CA | Internal | Shoulder | B13 | 600 | 262 | 254.88 | 34.9 | 41.9 | 7 | 0
2025 | IESO_2_MAPP_CA | IESO | MAPP_CA | Internal | Shoulder | B14 | 900 | 262 | 0 | 34.23 | 40.18 | 7 | 0
2025 | IESO_2_MAPP_CA | IESO | MAPP_CA | Internal | Shoulder | B15 | 1203 | 262 | 0 | 34.23 | 38.65 | 7 | 0
2025 | IESO_2_MAPP_CA | IESO | MAPP_CA | Internal | Summer | B1 | 10 | 262 | 0 | 60.31 | 65.23 | 7 | 0
2025 | IESO_2_MAPP_CA | IESO | MAPP_CA | Internal | Summer | B2 | 25 | 262 | 54 | 59.36 | 66.36 | 7 | 0
2025 | IESO_2_MAPP_CA | IESO | MAPP_CA | Internal | Summer | B3 | 75 | 262 | 165.01 | 56.24 | 63.24 | 7 | 0
2025 | IESO_2_MAPP_CA | IESO | MAPP_CA | Internal | Summer | B4 | 100 | 262 | 170.7 | 55.78 | 62.78 | 7 | 0
2025 | IESO_2_MAPP_CA | IESO | MAPP_CA | Internal | Summer | B5 | 200 | 262 | 183.76 | 54.19 | 61.19 | 7 | 0
2025 | IESO_2_MAPP_CA | IESO | MAPP_CA | Internal | Summer | B6 | 300 | 262 | 174.62 | 41.96 | 48.96 | 7 | 0
2025 | IESO_2_MAPP_CA | IESO | MAPP_CA | Internal | Summer | B7 | 400 | 262 | 839.56 | 33.28 | 40.49 | 7 | 0.21
2025 | IESO_2_MAPP_CA | IESO | MAPP_CA | Internal | Summer | B8 | 500 | 262 | 779.63 | 31.37 | 38.58 | 7 | 0.21
2025 | IESO_2_MAPP_CA | IESO | MAPP_CA | Internal | Summer | B9 | 800 | 262 | 559.67 | 30.92 | 38.13 | 7 | 0.21
2025 | IESO_2_MAPP_CA | IESO | MAPP_CA | Internal | Summer | B10 | 1262 | 262 | 0 | 30.92 | 37.2 | 7 | 0
2025 | IESO_2_MAPP_CA | IESO | MAPP_CA | Internal | Winter | B16 | 25 | 262 | 0 | 44.68 | 51.29 | 7 | 0
2025 | IESO_2_MAPP_CA | IESO | MAPP_CA | Internal | Winter | B17 | 100 | 262 | 0 | 39.95 | 45.55 | 7 | 0
2025 | IESO_2_MAPP_CA | IESO | MAPP_CA | Internal | Winter | B18 | 400 | 262 | 0 | 38.27 | 43.66 | 7 | 0
2025 | IESO_2_MAPP_CA | IESO | MAPP_CA | Internal | Winter | B19 | 700 | 262 | 0 | 38.01 | 41.05 | 7 | 0
2025 | IESO_2_MAPP_CA | IESO | MAPP_CA | Internal | Winter | B20 | 935 | 262 | 0 | 38.01 | 38.01 | 7 | 0
2025 | IESO_2_MISO_MI | IESO | MISO_MI | Internal | Shoulder | B11 | 25 | 1840 | 2677.63 | 48.95 | 56.96 | 7 | 1.01
2025 | IESO_2_MISO_MI | IESO | MISO_MI | Internal | Shoulder | B12 | 200 | 1840 | 2137.19 | 39.82 | 47.83 | 7 | 1.01
2025 | IESO_2_MISO_MI | IESO | MISO_MI | Internal | Shoulder | B13 | 600 | 1840 | 2271.81 | 34.9 | 42.91 | 7 | 1.01
2025 | IESO_2_MISO_MI | IESO | MISO_MI | Internal | Shoulder | B14 | 900 | 1840 | 916.58 | 34.23 | 41.23 | 7 | 0
2025 | IESO_2_MISO_MI | IESO | MISO_MI | Internal | Shoulder | B15 | 1203 | 1840 | 0 | 34.23 | 37.96 | 7 | 0
2025 | IESO_2_MISO_MI | IESO | MISO_MI | Internal | Summer | B1 | 10 | 1840 | 3622.39 | 60.31 | 68.32 | 7 | 1.01
2025 | IESO_2_MISO_MI | IESO | MISO_MI | Internal | Summer | B2 | 25 | 1840 | 4119.44 | 59.36 | 67.37 | 7 | 1.01
2025 | IESO_2_MISO_MI | IESO | MISO_MI | Internal | Summer | B3 | 75 | 1840 | 1840 | 56.24 | 64.04 | 7 | 0.8
2025 | IESO_2_MISO_MI | IESO | MISO_MI | Internal | Summer | B4 | 100 | 1840 | 2149.86 | 55.78 | 63.79 | 7 | 1.01
2025 | IESO_2_MISO_MI | IESO | MISO_MI | Internal | Summer | B5 | 200 | 1840 | 3797.15 | 54.19 | 62.21 | 7 | 1.01
2025 | IESO_2_MISO_MI | IESO | MISO_MI | Internal | Summer | B6 | 300 | 1840 | 3898.44 | 41.96 | 49.98 | 7 | 1.01
2025 | IESO_2_MISO_MI | IESO | MISO_MI | Internal | Summer | B7 | 400 | 1840 | 2787.36 | 33.28 | 41.29 | 7 | 1.01
2025 | IESO_2_MISO_MI | IESO | MISO_MI | Internal | Summer | B8 | 500 | 1840 | 2993.64 | 31.37 | 39.38 | 7 | 1.01
2025 | IESO_2_MISO_MI | IESO | MISO_MI | Internal | Summer | B9 | 800 | 1840 | 1840 | 30.92 | 38.62 | 7 | 0.7
2025 | IESO_2_MISO_MI | IESO | MISO_MI | Internal | Summer | B10 | 1262 | 1840 | 0 | 30.92 | 35.7 | 7 | 0
2025 | IESO_2_MISO_MI | IESO | MISO_MI | Internal | Winter | B16 | 25 | 1840 | 3003.53 | 44.68 | 52.69 | 7 | 1.01
2025 | IESO_2_MISO_MI | IESO | MISO_MI | Internal | Winter | B17 | 100 | 1840 | 691.58 | 39.95 | 46.95 | 7 | 0
2025 | IESO_2_MISO_MI | IESO | MISO_MI | Internal | Winter | B18 | 400 | 1840 | 0 | 38.27 | 44.83 | 7 | 0
2025 | IESO_2_MISO_MI | IESO | MISO_MI | Internal | Winter | B19 | 700 | 1840 | 0 | 38.01 | 42.27 | 7 | 0
2025 | IESO_2_MISO_MI | IESO | MISO_MI | Internal | Winter | B20 | 935 | 1840 | 0 | 38.01 | 37.04 | 7 | 0
2025 | IESO_2_MISO_W | IESO | MISO_W | Internal | Shoulder | B11 | 25 | 140 | 4080.7 | 48.95 | 57.01 | 7 | 1.07
2025 | IESO_2_MISO_W | IESO | MISO_W | Internal | Shoulder | B12 | 200 | 140 | 0 | 39.82 | 46.65 | 7 | 0
2025 | IESO_2_MISO_W | IESO | MISO_W | Internal | Shoulder | B13 | 600 | 140 | 140 | 34.9 | 41.91 | 7 | 0.01
2025 | IESO_2_MISO_W | IESO | MISO_W | Internal | Shoulder | B14 | 900 | 140 | 0 | 34.23 | 40.2 | 7 | 0
2025 | IESO_2_MISO_W | IESO | MISO_W | Internal | Shoulder | B15 | 1203 | 140 | 0 | 34.23 | 36.57 | 7 | 0
2025 | IESO_2_MISO_W | IESO | MISO_W | Internal | Summer | B1 | 10 | 140 | 140 | 60.31 | 67.48 | 7 | 0.18
2025 | IESO_2_MISO_W | IESO | MISO_W | Internal | Summer | B2 | 25 | 140 | 140 | 59.36 | 67.16 | 7 | 0.81
2025 | IESO_2_MISO_W | IESO | MISO_W | Internal | Summer | B3 | 75 | 140 | 3353.19 | 56.24 | 64.31 | 7 | 1.07
2025 | IESO_2_MISO_W | IESO | MISO_W | Internal | Summer | B4 | 100 | 140 | 3915.56 | 55.78 | 63.85 | 7 | 1.07
2025 | IESO_2_MISO_W | IESO | MISO_W | Internal | Summer | B5 | 200 | 140 | 2941.18 | 54.19 | 62.26 | 7 | 1.07
2025 | IESO_2_MISO_W | IESO | MISO_W | Internal | Summer | B6 | 300 | 140 | 140 | 41.96 | 49.99 | 7 | 1.03
2025 | IESO_2_MISO_W | IESO | MISO_W | Internal | Summer | B7 | 400 | 140 | 140 | 33.28 | 41.26 | 7 | 0.98
2025 | IESO_2_MISO_W | IESO | MISO_W | Internal | Summer | B8 | 500 | 140 | 140 | 31.37 | 39.37 | 7 | 1
2025 | IESO_2_MISO_W | IESO | MISO_W | Internal | Summer | B9 | 800 | 140 | 140 | 30.92 | 38.59 | 7 | 0.67
2025 | IESO_2_MISO_W | IESO | MISO_W | Internal | Summer | B10 | 1262 | 140 | 0 | 30.92 | 35.12 | 7 | 0
2025 | IESO_2_MISO_W | IESO | MISO_W | Internal | Winter | B16 | 25 | 140 | 0 | 44.68 | 51.3 | 7 | 0
2025 | IESO_2_MISO_W | IESO | MISO_W | Internal | Winter | B17 | 100 | 140 | 0 | 39.95 | 45.56 | 7 | 0
2025 | IESO_2_MISO_W | IESO | MISO_W | Internal | Winter | B18 | 400 | 140 | 0 | 38.27 | 43.67 | 7 | 0
2025 | IESO_2_MISO_W | IESO | MISO_W | Internal | Winter | B19 | 700 | 140 | 0 | 38.01 | 41.06 | 7 | 0
2025 | IESO_2_MISO_W | IESO | MISO_W | Internal | Winter | B20 | 935 | 140 | 0 | 38.01 | 35.93 | 7 | 0
2025 | IESO_2_NYISO_A-F | IESO | NYISO_A-F | Internal | Shoulder | B11 | 25 | 1725 | 0 | 48.95 | 45.93 | 7 | 0
2025 | IESO_2_NYISO_A-F | IESO | NYISO_A-F | Internal | Shoulder | B12 | 200 | 1725 | 0 | 39.82 | 41.7 | 7 | 0
2025 | IESO_2_NYISO_A-F | IESO | NYISO_A-F | Internal | Shoulder | B13 | 600 | 1725 | 0 | 34.9 | 40.56 | 7 | 0
2025 | IESO_2_NYISO_A-F | IESO | NYISO_A-F | Internal | Shoulder | B14 | 900 | 1725 | 0 | 34.23 | 40.25 | 7 | 0
2025 | IESO_2_NYISO_A-F | IESO | NYISO_A-F | Internal | Shoulder | B15 | 1203 | 1725 | 0 | 34.23 | 40.25 | 7 | 0
2025 | IESO_2_NYISO_A-F | IESO | NYISO_A-F | Internal | Summer | B1 | 10 | 1725 | 0 | 60.31 | 62.33 | 7 | 0
2025 | IESO_2_NYISO_A-F | IESO | NYISO_A-F | Internal | Summer | B2 | 25 | 1725 | 0 | 59.36 | 61.39 | 7 | 0
2025 | IESO_2_NYISO_A-F | IESO | NYISO_A-F | Internal | Summer | B3 | 75 | 1725 | 0 | 56.24 | 56.17 | 7 | 0
2025 | IESO_2_NYISO_A-F | IESO | NYISO_A-F | Internal | Summer | B4 | 100 | 1725 | 0 | 55.78 | 55.21 | 7 | 0
2025 | IESO_2_NYISO_A-F | IESO | NYISO_A-F | Internal | Summer | B5 | 200 | 1725 | 0 | 54.19 | 50.99 | 7 | 0
2025 | IESO_2_NYISO_A-F | IESO | NYISO_A-F | Internal | Summer | B6 | 300 | 1725 | 0 | 41.96 | 43.72 | 7 | 0
2025 | IESO_2_NYISO_A-F | IESO | NYISO_A-F | Internal | Summer | B7 | 400 | 1725 | 0 | 33.28 | 39.99 | 7 | 0
2025 | IESO_2_NYISO_A-F | IESO | NYISO_A-F | Internal | Summer | B8 | 500 | 1725 | 627.35 | 31.37 | 38.37 | 7 | 0
2025 | IESO_2_NYISO_A-F | IESO | NYISO_A-F | Internal | Summer | B9 | 800 | 1725 | 1640.21 | 30.92 | 37.92 | 7 | 0
2025 | IESO_2_NYISO_A-F | IESO | NYISO_A-F | Internal | Summer | B10 | 1262 | 1725 | 1673.1 | 30.92 | 37.92 | 7 | 0
2025 | IESO_2_NYISO_A-F | IESO | NYISO_A-F | Internal | Winter | B16 | 25 | 1725 | 0 | 44.68 | 50.44 | 7 | 0
2025 | IESO_2_NYISO_A-F | IESO | NYISO_A-F | Internal | Winter | B17 | 100 | 1725 | 1961.12 | 39.95 | 47.13 | 7 | 0.18
2025 | IESO_2_NYISO_A-F | IESO | NYISO_A-F | Internal | Winter | B18 | 400 | 1725 | 3325.9 | 38.27 | 45.45 | 7 | 0.18
2025 | IESO_2_NYISO_A-F | IESO | NYISO_A-F | Internal | Winter | B19 | 700 | 1725 | 2701.65 | 38.01 | 45.19 | 7 | 0.18
2025 | IESO_2_NYISO_A-F | IESO | NYISO_A-F | Internal | Winter | B20 | 935 | 1725 | 122.28 | 38.01 | 45.01 | 7 | 0
2025 | MAPP_CA_2_IESO | MAPP_CA | IESO | Internal | Shoulder | B11 | 25 | 330 | 0 | 54.76 | 48.95 | 8 | 0
2025 | MAPP_CA_2_IESO | MAPP_CA | IESO | Internal | Shoulder | B12 | 200 | 330 | 0 | 46.64 | 39.82 | 8 | 0
2025 | MAPP_CA_2_IESO | MAPP_CA | IESO | Internal | Shoulder | B13 | 600 | 330 | 0 | 41.9 | 34.9 | 8 | 0
2025 | MAPP_CA_2_IESO | MAPP_CA | IESO | Internal | Shoulder | B14 | 900 | 330 | 0 | 40.18 | 34.23 | 8 | 0
2025 | MAPP_CA_2_IESO | MAPP_CA | IESO | Internal | Shoulder | B15 | 1203 | 330 | 0 | 38.65 | 34.23 | 8 | 0
2025 | MAPP_CA_2_IESO | MAPP_CA | IESO | Internal | Summer | B1 | 10 | 330 | 0 | 65.23 | 60.31 | 8 | 0
2025 | MAPP_CA_2_IESO | MAPP_CA | IESO | Internal | Summer | B2 | 25 | 330 | 0 | 66.36 | 59.36 | 8 | 0
2025 | MAPP_CA_2_IESO | MAPP_CA | IESO | Internal | Summer | B3 | 75 | 330 | 0 | 63.24 | 56.24 | 8 | 0
2025 | MAPP_CA_2_IESO | MAPP_CA | IESO | Internal | Summer | B4 | 100 | 330 | 0 | 62.78 | 55.78 | 8 | 0
2025 | MAPP_CA_2_IESO | MAPP_CA | IESO | Internal | Summer | B5 | 200 | 330 | 0 | 61.19 | 54.19 | 8 | 0
2025 | MAPP_CA_2_IESO | MAPP_CA | IESO | Internal | Summer | B6 | 300 | 330 | 0 | 48.96 | 41.96 | 8 | 0
2025 | MAPP_CA_2_IESO | MAPP_CA | IESO | Internal | Summer | B7 | 400 | 330 | 0 | 40.49 | 33.28 | 8 | 0
2025 | MAPP_CA_2_IESO | MAPP_CA | IESO | Internal | Summer | B8 | 500 | 330 | 0 | 38.58 | 31.37 | 8 | 0
2025 | MAPP_CA_2_IESO | MAPP_CA | IESO | Internal | Summer | B9 | 800 | 330 | 0 | 38.13 | 30.92 | 8 | 0
2025 | MAPP_CA_2_IESO | MAPP_CA | IESO | Internal | Summer | B10 | 1262 | 330 | 0 | 37.2 | 30.92 | 8 | 0
2025 | MAPP_CA_2_IESO | MAPP_CA | IESO | Internal | Winter | B16 | 25 | 330 | 0 | 51.29 | 44.68 | 8 | 0
2025 | MAPP_CA_2_IESO | MAPP_CA | IESO | Internal | Winter | B17 | 100 | 330 | 0 | 45.55 | 39.95 | 8 | 0
2025 | MAPP_CA_2_IESO | MAPP_CA | IESO | Internal | Winter | B18 | 400 | 330 | 0 | 43.66 | 38.27 | 8 | 0
2025 | MAPP_CA_2_IESO | MAPP_CA | IESO | Internal | Winter | B19 | 700 | 330 | 0 | 41.05 | 38.01 | 8 | 0
2025 | MAPP_CA_2_IESO | MAPP_CA | IESO | Internal | Winter | B20 | 935 | 330 | 0 | 38.01 | 38.01 | 8 | 0
2025 | MAPP_CA_2_MISO_W | MAPP_CA | MISO_W | Internal | Shoulder | B11 | 25 | 1970 | 2018.73 | 54.76 | 57.01 | 0.01 | 2.24
2025 | MAPP_CA_2_MISO_W | MAPP_CA | MISO_W | Internal | Shoulder | B12 | 200 | 1970 | 1067.86 | 46.64 | 46.65 | 0.01 | 0
2025 | MAPP_CA_2_MISO_W | MAPP_CA | MISO_W | Internal | Shoulder | B13 | 600 | 1970 | 1103.73 | 41.9 | 41.91 | 0.01 | 0
2025 | MAPP_CA_2_MISO_W | MAPP_CA | MISO_W | Internal | Shoulder | B14 | 900 | 1970 | 1008.76 | 40.18 | 40.2 | 0.01 | 0
2025 | MAPP_CA_2_MISO_W | MAPP_CA | MISO_W | Internal | Shoulder | B15 | 1203 | 1970 | 0 | 38.65 | 36.57 | 0.01 | 0
2025 | MAPP_CA_2_MISO_W | MAPP_CA | MISO_W | Internal | Summer | B1 | 10 | 1970 | 1990.64 | 65.23 | 67.48 | 0.01 | 2.24
2025 | MAPP_CA_2_MISO_W | MAPP_CA | MISO_W | Internal | Summer | B2 | 25 | 1970 | 1970 | 66.36 | 67.16 | 0.01 | 0.8
2025 | MAPP_CA_2_MISO_W | MAPP_CA | MISO_W | Internal | Summer | B3 | 75 | 1970 | 1970 | 63.24 | 64.31 | 0.01 | 1.06
2025 | MAPP_CA_2_MISO_W | MAPP_CA | MISO_W | Internal | Summer | B4 | 100 | 1970 | 1970 | 62.78 | 63.85 | 0.01 | 1.06
2025 | MAPP_CA_2_MISO_W | MAPP_CA | MISO_W | Internal | Summer | B5 | 200 | 1970 | 1970 | 61.19 | 62.26 | 0.01 | 1.06
2025 | MAPP_CA_2_MISO_W | MAPP_CA | MISO_W | Internal | Summer | B6 | 300 | 1970 | 1970 | 48.96 | 49.99 | 0.01 | 1.01
2025 | MAPP_CA_2_MISO_W | MAPP_CA | MISO_W | Internal | Summer | B7 | 400 | 1970 | 1970 | 40.49 | 41.26 | 0.01 | 0.76
2025 | MAPP_CA_2_MISO_W | MAPP_CA | MISO_W | Internal | Summer | B8 | 500 | 1970 | 1970 | 38.58 | 39.37 | 0.01 | 0.78
2025 | MAPP_CA_2_MISO_W | MAPP_CA | MISO_W | Internal | Summer | B9 | 800 | 1970 | 1970 | 38.13 | 38.59 | 0.01 | 0.44
2025 | MAPP_CA_2_MISO_W | MAPP_CA | MISO_W | Internal | Summer | B10 | 1262 | 1970 | 0 | 37.2 | 35.12 | 0.01 | 0
2025 | MAPP_CA_2_MISO_W | MAPP_CA | MISO_W | Internal | Winter | B16 | 25 | 1970 | 496.7 | 51.29 | 51.3 | 0.01 | 0
2025 | MAPP_CA_2_MISO_W | MAPP_CA | MISO_W | Internal | Winter | B17 | 100 | 1970 | 40.68 | 45.55 | 45.56 | 0.01 | 0
2025 | MAPP_CA_2_MISO_W | MAPP_CA | MISO_W | Internal | Winter | B18 | 400 | 1970 | 115.4 | 43.66 | 43.67 | 0.01 | 0
2025 | MAPP_CA_2_MISO_W | MAPP_CA | MISO_W | Internal | Winter | B19 | 700 | 1970 | 222.48 | 41.05 | 41.06 | 0.01 | 0
2025 | MAPP_CA_2_MISO_W | MAPP_CA | MISO_W | Internal | Winter | B20 | 935 | 1970 | 0 | 38.01 | 35.93 | 0.01 | 0
2025 | MAPP_US_2_MAPP_CA | MAPP_US | MAPP_CA | Internal | Shoulder | B11 | 25 | 165 | 0 | 50.01 | 54.76 | 7 | 0
2025 | MAPP_US_2_MAPP_CA | MAPP_US | MAPP_CA | Internal | Shoulder | B12 | 200 | 165 | 0 | 39.65 | 46.64 | 7 | 0
2025 | MAPP_US_2_MAPP_CA | MAPP_US | MAPP_CA | Internal | Shoulder | B13 | 600 | 165 | 0 | 34.91 | 41.9 | 7 | 0
2025 | MAPP_US_2_MAPP_CA | MAPP_US | MAPP_CA | Internal | Shoulder | B14 | 900 | 165 | 0 | 34.27 | 40.18 | 7 | 0
2025 | MAPP_US_2_MAPP_CA | MAPP_US | MAPP_CA | Internal | Shoulder | B15 | 1203 | 165 | 80.74 | 31.65 | 38.65 | 7 | 0
2025 | MAPP_US_2_MAPP_CA | MAPP_US | MAPP_CA | Internal | Summer | B1 | 10 | 165 | 0 | 60.48 | 65.23 | 7 | 0
2025 | MAPP_US_2_MAPP_CA | MAPP_US | MAPP_CA | Internal | Summer | B2 | 25 | 165 | 0 | 60.16 | 66.36 | 7 | 0
2025 | MAPP_US_2_MAPP_CA | MAPP_US | MAPP_CA | Internal | Summer | B3 | 75 | 165 | 0 | 57.31 | 63.24 | 7 | 0
2025 | MAPP_US_2_MAPP_CA | MAPP_US | MAPP_CA | Internal | Summer | B4 | 100 | 165 | 0 | 56.85 | 62.78 | 7 | 0
2025 | MAPP_US_2_MAPP_CA | MAPP_US | MAPP_CA | Internal | Summer | B5 | 200 | 165 | 0 | 55.26 | 61.19 | 7 | 0
2025 | MAPP_US_2_MAPP_CA | MAPP_US | MAPP_CA | Internal | Summer | B6 | 300 | 165 | 0 | 42.99 | 48.96 | 7 | 0
2025 | MAPP_US_2_MAPP_CA | MAPP_US | MAPP_CA | Internal | Summer | B7 | 400 | 165 | 0 | 34.26 | 40.49 | 7 | 0
2025 | MAPP_US_2_MAPP_CA | MAPP_US | MAPP_CA | Internal | Summer | B8 | 500 | 165 | 0 | 32.37 | 38.58 | 7 | 0
2025 | MAPP_US_2_MAPP_CA | MAPP_US | MAPP_CA | Internal | Summer | B9 | 800 | 165 | 0 | 31.59 | 38.13 | 7 | 0
2025 | MAPP_US_2_MAPP_CA | MAPP_US | MAPP_CA | Internal | Summer | B10 | 1262 | 165 | 870.01 | 28.9 | 37.2 | 7 | 1.31
2025 | MAPP_US_2_MAPP_CA | MAPP_US | MAPP_CA | Internal | Winter | B16 | 25 | 165 | 0 | 44.3 | 51.29 | 7 | 0
2025 | MAPP_US_2_MAPP_CA | MAPP_US | MAPP_CA | Internal | Winter | B17 | 100 | 165 | 0 | 38.56 | 45.55 | 7 | 0
2025 | MAPP_US_2_MAPP_CA | MAPP_US | MAPP_CA | Internal | Winter | B18 | 400 | 165 | 0 | 36.67 | 43.66 | 7 | 0
2025 | MAPP_US_2_MAPP_CA | MAPP_US | MAPP_CA | Internal | Winter | B19 | 700 | 165 | 0 | 36.67 | 41.05 | 7 | 0
2025 | MAPP_US_2_MAPP_CA | MAPP_US | MAPP_CA | Internal | Winter | B20 | 935 | 165 | 453.43 | 29.7 | 38.01 | 7 | 1.31
2025 | MAPP_US_2_MISO_W | MAPP_US | MISO_W | Internal | Shoulder | B11 | 25 | 2635 | 1428.5 | 50.01 | 57.01 | 7 | 0
2025 | MAPP_US_2_MISO_W | MAPP_US | MISO_W | Internal | Shoulder | B12 | 200 | 2635 | 1114 | 39.65 | 46.65 | 7 | 0
2025 | MAPP_US_2_MISO_W | MAPP_US | MISO_W | Internal | Shoulder | B13 | 600 | 2635 | 1034.31 | 34.91 | 41.91 | 7 | 0
2025 | MAPP_US_2_MISO_W | MAPP_US | MISO_W | Internal | Shoulder | B14 | 900 | 2635 | 0 | 34.27 | 40.2 | 7 | 0
2025 | MAPP_US_2_MISO_W | MAPP_US | MISO_W | Internal | Shoulder | B15 | 1203 | 2635 | 0 | 31.65 | 36.57 | 7 | 0
2025 | MAPP_US_2_MISO_W | MAPP_US | MISO_W | Internal | Summer | B1 | 10 | 2635 | 546.85 | 60.48 | 67.48 | 7 | 0
2025 | MAPP_US_2_MISO_W | MAPP_US | MISO_W | Internal | Summer | B2 | 25 | 2635 | 699.52 | 60.16 | 67.16 | 7 | 0
2025 | MAPP_US_2_MISO_W | MAPP_US | MISO_W | Internal | Summer | B3 | 75 | 2635 | 655.84 | 57.31 | 64.31 | 7 | 0
2025 | MAPP_US_2_MISO_W | MAPP_US | MISO_W | Internal | Summer | B4 | 100 | 2635 | 930.03 | 56.85 | 63.85 | 7 | 0
2025 | MAPP_US_2_MISO_W | MAPP_US | MISO_W | Internal | Summer | B5 | 200 | 2635 | 1033.59 | 55.26 | 62.26 | 7 | 0
2025 | MAPP_US_2_MISO_W | MAPP_US | MISO_W | Internal | Summer | B6 | 300 | 2635 | 1286.04 | 42.99 | 49.99 | 7 | 0
2025 | MAPP_US_2_MISO_W | MAPP_US | MISO_W | Internal | Summer | B7 | 400 | 2635 | 1234.82 | 34.26 | 41.26 | 7 | 0
2025 | MAPP_US_2_MISO_W | MAPP_US | MISO_W | Internal | Summer | B8 | 500 | 2635 | 1637.34 | 32.37 | 39.37 | 7 | 0
2025 | MAPP_US_2_MISO_W | MAPP_US | MISO_W | Internal | Summer | B9 | 800 | 2635 | 932.77 | 31.59 | 38.59 | 7 | 0
2025 | MAPP_US_2_MISO_W | MAPP_US | MISO_W | Internal | Summer | B10 | 1262 | 2635 | 0 | 28.9 | 35.12 | 7 | 0
2025 | MAPP_US_2_MISO_W | MAPP_US | MISO_W | Internal | Winter | B16 | 25 | 2635 | 1687.86 | 44.3 | 51.3 | 7 | 0
2025 | MAPP_US_2_MISO_W | MAPP_US | MISO_W | Internal | Winter | B17 | 100 | 2635 | 1111.62 | 38.56 | 45.56 | 7 | 0
2025 | MAPP_US_2_MISO_W | MAPP_US | MISO_W | Internal | Winter | B18 | 400 | 2635 | 968.7 | 36.67 | 43.67 | 7 | 0
2025 | MAPP_US_2_MISO_W | MAPP_US | MISO_W | Internal | Winter | B19 | 700 | 2635 | 0 | 36.67 | 41.06 | 7 | 0
2025 | MAPP_US_2_MISO_W | MAPP_US | MISO_W | Internal | Winter | B20 | 935 | 2635 | 0 | 29.7 | 35.93 | 7 | 0
2025 | MAPP_US_2_NE | MAPP_US | NE | Internal | Shoulder | B11 | 25 | 2000 | 0 | 50.01 | 52.01 | 7 | 0
2025 | MAPP_US_2_NE | MAPP_US | NE | Internal | Shoulder | B12 | 200 | 2000 | 0 | 39.65 | 41.12 | 7 | 0
2025 | MAPP_US_2_NE | MAPP_US | NE | Internal | Shoulder | B13 | 600 | 2000 | 0 | 34.91 | 36.38 | 7 | 0
2025 | MAPP_US_2_NE | MAPP_US | NE | Internal | Shoulder | B14 | 900 | 2000 | 0 | 34.27 | 34.67 | 7 | 0
2025 | MAPP_US_2_NE | MAPP_US | NE | Internal | Shoulder | B15 | 1203 | 2000 | 0 | 31.65 | 31.05 | 7 | 0
2025 | MAPP_US_2_NE | MAPP_US | NE | Internal | Summer | B1 | 10 | 2000 | 0 | 60.48 | 61.96 | 7 | 0
2025 | MAPP_US_2_NE | MAPP_US | NE | Internal | Summer | B2 | 25 | 2000 | 0 | 60.16 | 61.64 | 7 | 0
2025 | MAPP_US_2_NE | MAPP_US | NE | Internal | Summer | B3 | 75 | 2000 | 0 | 57.31 | 59.31 | 7 | 0
2025 | MAPP_US_2_NE | MAPP_US | NE | Internal | Summer | B4 | 100 | 2000 | 0 | 56.85 | 58.85 | 7 | 0
2025 | MAPP_US_2_NE | MAPP_US | NE | Internal | Summer | B5 | 200 | 2000 | 0 | 55.26 | 58.81 | 7 | 0
2025 | MAPP_US_2_NE | MAPP_US | NE | Internal | Summer | B6 | 300 | 2000 | 0 | 42.99 | 49.33 | 7 | 0
2025 | MAPP_US_2_NE | MAPP_US | NE | Internal | Summer | B7 | 400 | 2000 | 0 | 34.26 | 40.55 | 7 | 0
2025 | MAPP_US_2_NE | MAPP_US | NE | Internal | Summer | B8 | 500 | 2000 | 0 | 32.37 | 35.54 | 7 | 0
2025 | MAPP_US_2_NE | MAPP_US | NE | Internal | Summer | B9 | 800 | 2000 | 0 | 31.59 | 33.82 | 7 | 0
2025 | MAPP_US_2_NE | MAPP_US | NE | Internal | Summer | B10 | 1262 | 2000 | 0 | 28.9 | 29.6 | 7 | 0
2025 | MAPP_US_2_NE | MAPP_US | NE | Internal | Winter | B16 | 25 | 2000 | 0 | 44.3 | 45.78 | 7 | 0
2025 | MAPP_US_2_NE | MAPP_US | NE | Internal | Winter | B17 | 100 | 2000 | 0 | 38.56 | 40.04 | 7 | 0
2025 | MAPP_US_2_NE | MAPP_US | NE | Internal | Winter | B18 | 400 | 2000 | 0 | 36.67 | 38.14 | 7 | 0
2025 | MAPP_US_2_NE | MAPP_US | NE | Internal | Winter | B19 | 700 | 2000 | 0 | 36.67 | 35.53 | 7 | 0
2025 | MAPP_US_2_NE | MAPP_US | NE | Internal | Winter | B20 | 935 | 2000 | 0 | 29.7 | 30.4 | 7 | 0
2025 | MARITIMES_2_NEISO | MARITIMES | NEISO | Internal | Shoulder | B11 | 25 | 99999 | 1720.66 | 42.73 | 42.74 | 0.01 | 0
2025 | MARITIMES_2_NEISO | MARITIMES | NEISO | Internal | Shoulder | B12 | 200 | 99999 | 1717.44 | 38.87 | 38.89 | 0.01 | 0
2025 | MARITIMES_2_NEISO | MARITIMES | NEISO | Internal | Shoulder | B13 | 600 | 99999 | 1704.78 | 38.87 | 38.89 | 0.01 | 0
2025 | MARITIMES_2_NEISO | MARITIMES | NEISO | Internal | Shoulder | B14 | 900 | 99999 | 1682.64 | 38.87 | 38.89 | 0.01 | 0
2025 | MARITIMES_2_NEISO | MARITIMES | NEISO | Internal | Shoulder | B15 | 1203 | 99999 | 648.08 | 38.87 | 38.89 | 0.01 | 0
2025 | MARITIMES_2_NEISO | MARITIMES | NEISO | Internal | Summer | B1 | 10 | 99999 | 1900 | 60.55 | 60.56 | 0.01 | 0
2025 | MARITIMES_2_NEISO | MARITIMES | NEISO | Internal | Summer | B2 | 25 | 99999 | 1878.75 | 59.6 | 59.61 | 0.01 | 0
2025 | MARITIMES_2_NEISO | MARITIMES | NEISO | Internal | Summer | B3 | 75 | 99999 | 1836.38 | 52.98 | 52.99 | 0.01 | 0
2025 | MARITIMES_2_NEISO | MARITIMES | NEISO | Internal | Summer | B4 | 100 | 99999 | 1799.97 | 52.02 | 52.03 | 0.01 | 0
2025 | MARITIMES_2_NEISO | MARITIMES | NEISO | Internal | Summer | B5 | 200 | 99999 | 1780.16 | 47.8 | 47.81 | 0.01 | 0
2025 | MARITIMES_2_NEISO | MARITIMES | NEISO | Internal | Summer | B6 | 300 | 99999 | 1757.82 | 39.55 | 39.56 | 0.01 | 0
2025 | MARITIMES_2_NEISO | MARITIMES | NEISO | Internal | Summer | B7 | 400 | 99999 | 1732.23 | 35.71 | 35.72 | 0.01 | 0
2025 | MARITIMES_2_NEISO | MARITIMES | NEISO | Internal | Summer | B8 | 500 | 99999 | 1712.1 | 35.71 | 35.72 | 0.01 | 0
2025 | MARITIMES_2_NEISO | MARITIMES | NEISO | Internal | Summer | B9 | 800 | 99999 | 1687.45 | 35.71 | 35.72 | 0.01 | 0
2025 | MARITIMES_2_NEISO | MARITIMES | NEISO | Internal | Summer | B10 | 1262 | 99999 | 465.06 | 35.71 | 35.72 | 0.01 | 0
2025 | MARITIMES_2_NEISO | MARITIMES | NEISO | Internal | Winter | B16 | 25 | 99999 | 1765.23 | 48.67 | 48.68 | 0.01 | 0
2025 | MARITIMES_2_NEISO | MARITIMES | NEISO | Internal | Winter | B17 | 100 | 99999 | 1747.34 | 48.67 | 48.68 | 0.01 | 0
2025 | MARITIMES_2_NEISO | MARITIMES | NEISO | Internal | Winter | B18 | 400 | 99999 | 1733.65 | 48.43 | 48.45 | 0.01 | 0
2025 | MARITIMES_2_NEISO | MARITIMES | NEISO | Internal | Winter | B19 | 700 | 99999 | 1708.15 | 48.39 | 48.4 | 0.01 | 0
2025 | MARITIMES_2_NEISO | MARITIMES | NEISO | Internal | Winter | B20 | 935 | 99999 | 723.43 | 48.39 | 48.4 | 0.01 | 0
2025 | MISO_IN_2_MISO_MI | MISO_IN | MISO_MI | Internal | Shoulder | B11 | 25 | 5000 | 0 | 57.23 | 56.96 | 0.01 | 0
2025 | MISO_IN_2_MISO_MI | MISO_IN | MISO_MI | Internal | Shoulder | B12 | 200 | 5000 | 1442.59 | 47.82 | 47.83 | 0.01 | 0
2025 | MISO_IN_2_MISO_MI | MISO_IN | MISO_MI | Internal | Shoulder | B13 | 600 | 5000 | 1004.88 | 42.9 | 42.91 | 0.01 | 0
2025 | MISO_IN_2_MISO_MI | MISO_IN | MISO_MI | Internal | Shoulder | B14 | 900 | 5000 | 1947.62 | 41.22 | 41.23 | 0.01 | 0
2025 | MISO_IN_2_MISO_MI | MISO_IN | MISO_MI | Internal | Shoulder | B15 | 1203 | 5000 | 2161.71 | 37.95 | 37.96 | 0.01 | 0
2025 | MISO_IN_2_MISO_MI | MISO_IN | MISO_MI | Internal | Summer | B1 | 10 | 5000 | 0 | 68.33 | 68.32 | 0.01 | 0
2025 | MISO_IN_2_MISO_MI | MISO_IN | MISO_MI | Internal | Summer | B2 | 25 | 5000 | 0 | 67.38 | 67.37 | 0.01 | 0
2025 | MISO_IN_2_MISO_MI | MISO_IN | MISO_MI | Internal | Summer | B3 | 75 | 5000 | 0 | 64.31 | 64.04 | 0.01 | 0
2025 | MISO_IN_2_MISO_MI | MISO_IN | MISO_MI | Internal | Summer | B4 | 100 | 5000 | 0 | 63.87 | 63.79 | 0.01 | 0
2025 | MISO_IN_2_MISO_MI | MISO_IN | MISO_MI | Internal | Summer | B5 | 200 | 5000 | 0 | 62.26 | 62.21 | 0.01 | 0
2025 | MISO_IN_2_MISO_MI | MISO_IN | MISO_MI | Internal | Summer | B6 | 300 | 5000 | 0 | 49.99 | 49.98 | 0.01 | 0
2025 | MISO_IN_2_MISO_MI | MISO_IN | MISO_MI | Internal | Summer | B7 | 400 | 5000 | 1061.02 | 41.28 | 41.29 | 0.01 | 0
2025 | MISO_IN_2_MISO_MI | MISO_IN | MISO_MI | Internal | Summer | B8 | 500 | 5000 | 535.33 | 39.37 | 39.38 | 0.01 | 0
2025 | MISO_IN_2_MISO_MI | MISO_IN | MISO_MI | Internal | Summer | B9 | 800 | 5000 | 2122.53 | 38.61 | 38.62 | 0.01 | 0
2025 | MISO_IN_2_MISO_MI | MISO_IN | MISO_MI | Internal | Summer | B10 | 1262 | 5000 | 4663.72 | 35.69 | 35.7 | 0.01 | 0
2025 | MISO_IN_2_MISO_MI | MISO_IN | MISO_MI | Internal | Winter | B16 | 25 | 5000 | 0 | 52.89 | 52.69 | 0.01 | 0
2025 | MISO_IN_2_MISO_MI | MISO_IN | MISO_MI | Internal | Winter | B17 | 100 | 5000 | 2218.11 | 46.94 | 46.95 | 0.01 | 0
2025 | MISO_IN_2_MISO_MI | MISO_IN | MISO_MI | Internal | Winter | B18 | 400 | 5000 | 2402.5 | 44.82 | 44.83 | 0.01 | 0
2025 | MISO_IN_2_MISO_MI | MISO_IN | MISO_MI | Internal | Winter | B19 | 700 | 5000 | 3417.32 | 42.25 | 42.27 | 0.01 | 0
2025 | MISO_IN_2_MISO_MI | MISO_IN | MISO_MI | Internal | Winter | B20 | 935 | 5000 | 2412.57 | 37.03 | 37.04 | 0.01 | 0
2025 | MISO_IN_2_MISO_MO-IL | MISO_IN | MISO_MO-IL | Internal | Shoulder | B11 | 25 | 5000 | 0 | 57.23 | 57.23 | 0.01 | 0
2025 | MISO_IN_2_MISO_MO-IL | MISO_IN | MISO_MO-IL | Internal | Shoulder | B12 | 200 | 5000 | 0 | 47.82 | 47.29 | 0.01 | 0
2025 | MISO_IN_2_MISO_MO-IL | MISO_IN | MISO_MO-IL | Internal | Shoulder | B13 | 600 | 5000 | 0 | 42.9 | 42.47 | 0.01 | 0
2025 | MISO_IN_2_MISO_MO-IL | MISO_IN | MISO_MO-IL | Internal | Shoulder | B14 | 900 | 5000 | 0 | 41.22 | 40.69 | 0.01 | 0
2025 | MISO_IN_2_MISO_MO-IL | MISO_IN | MISO_MO-IL | Internal | Shoulder | B15 | 1203 | 5000 | 0 | 37.95 | 37.39 | 0.01 | 0
2025 | MISO_IN_2_MISO_MO-IL | MISO_IN | MISO_MO-IL | Internal | Summer | B1 | 10 | 5000 | 0 | 68.33 | 68.32 | 0.01 | 0
2025 | MISO_IN_2_MISO_MO-IL | MISO_IN | MISO_MO-IL | Internal | Summer | B2 | 25 | 5000 | 0 | 67.38 | 67.37 | 0.01 | 0
2025 | MISO_IN_2_MISO_MO-IL | MISO_IN | MISO_MO-IL | Internal | Summer | B3 | 75 | 5000 | 1517.78 | 64.31 | 64.32 | 0.01 | 0
2025 | MISO_IN_2_MISO_MO-IL | MISO_IN | MISO_MO-IL | Internal | Summer | B4 | 100 | 5000 | 0 | 63.87 | 63.86 | 0.01 | 0
2025 | MISO_IN_2_MISO_MO-IL | MISO_IN | MISO_MO-IL | Internal | Summer | B5 | 200 | 5000 | 133.47 | 62.26 | 62.27 | 0.01 | 0
2025 | MISO_IN_2_MISO_MO-IL | MISO_IN | MISO_MO-IL | Internal | Summer | B6 | 300 | 5000 | 359.91 | 49.99 | 50 | 0.01 | 0
2025 | MISO_IN_2_MISO_MO-IL | MISO_IN | MISO_MO-IL | Internal | Summer | B7 | 400 | 5000 | 0 | 41.28 | 41.27 | 0.01 | 0
2025 | MISO_IN_2_MISO_MO-IL | MISO_IN | MISO_MO-IL | Internal | Summer | B8 | 500 | 5000 | 68.43 | 39.37 | 39.38 | 0.01 | 0
2025 | MISO_IN_2_MISO_MO-IL | MISO_IN | MISO_MO-IL | Internal | Summer | B9 | 800 | 5000 | 0 | 38.61 | 38.6 | 0.01 | 0
2025 | MISO_IN_2_MISO_MO-IL | MISO_IN | MISO_MO-IL | Internal | Summer | B10 | 1262 | 5000 | 0 | 35.69 | 35.13 | 0.01 | 0
2025 | MISO_IN_2_MISO_MO-IL | MISO_IN | MISO_MO-IL | Internal | Winter | B16 | 25 | 5000 | 0 | 52.89 | 52.33 | 0.01 | 0
2025 | MISO_IN_2_MISO_MO-IL | MISO_IN | MISO_MO-IL | Internal | Winter | B17 | 100 | 5000 | 0 | 46.94 | 46.38 | 0.01 | 0
2025 | MISO_IN_2_MISO_MO-IL | MISO_IN | MISO_MO-IL | Internal | Winter | B18 | 400 | 5000 | 0 | 44.82 | 44.26 | 0.01 | 0
2025 | MISO_IN_2_MISO_MO-IL | MISO_IN | MISO_MO-IL | Internal | Winter | B19 | 700 | 5000 | 0 | 42.25 | 41.7 | 0.01 | 0
2025 | MISO_IN_2_MISO_MO-IL | MISO_IN | MISO_MO-IL | Internal | Winter | B20 | 935 | 5000 | 0 | 37.03 | 36.57 | 0.01 | 0
2025 | MISO_IN_2_NonRTO_Midwest | MISO_IN | NonRTO_Midwest | Internal | Shoulder | B11 | 25 | 4800 | 1448 | 57.23 | 65.23 | 8 | 0
2025 | MISO_IN_2_NonRTO_Midwest | MISO_IN | NonRTO_Midwest | Internal | Shoulder | B12 | 200 | 4800 | 0 | 47.82 | 55.71 | 8 | 0
2025 | MISO_IN_2_NonRTO_Midwest | MISO_IN | NonRTO_Midwest | Internal | Shoulder | B13 | 600 | 4800 | 214.07 | 42.9 | 50.9 | 8 | 0
2025 | MISO_IN_2_NonRTO_Midwest | MISO_IN | NonRTO_Midwest | Internal | Shoulder | B14 | 900 | 4800 | 0 | 41.22 | 44.03 | 8 | 0
2025 | MISO_IN_2_NonRTO_Midwest | MISO_IN | NonRTO_Midwest | Internal | Shoulder | B15 | 1203 | 4800 | 0 | 37.95 | 37.56 | 8 | 0
2025 | MISO_IN_2_NonRTO_Midwest | MISO_IN | NonRTO_Midwest | Internal | Summer | B1 | 10 | 4800 | 0 | 68.33 | 72.57 | 8 | 0
2025 | MISO_IN_2_NonRTO_Midwest | MISO_IN | NonRTO_Midwest | Internal | Summer | B2 | 25 | 4800 | 0 | 67.38 | 72.57 | 8 | 0
2025 | MISO_IN_2_NonRTO_Midwest | MISO_IN | NonRTO_Midwest | Internal | Summer | B3 | 75 | 4800 | 2072.55 | 64.31 | 72.31 | 8 | 0
2025 | MISO_IN_2_NonRTO_Midwest | MISO_IN | NonRTO_Midwest | Internal | Summer | B4 | 100 | 4800 | 1615.7 | 63.87 | 71.87 | 8 | 0
2025 | MISO_IN_2_NonRTO_Midwest | MISO_IN | NonRTO_Midwest | Internal | Summer | B5 | 200 | 4800 | 1299.87 | 62.26 | 70.26 | 8 | 0
2025 | MISO_IN_2_NonRTO_Midwest | MISO_IN | NonRTO_Midwest | Internal | Summer | B6 | 300 | 4800 | 772.03 | 49.99 | 57.99 | 8 | 0
2025 | MISO_IN_2_NonRTO_Midwest | MISO_IN | NonRTO_Midwest | Internal | Summer | B7 | 400 | 4800 | 125.02 | 41.28 | 49.28 | 8 | 0
2025 | MISO_IN_2_NonRTO_Midwest | MISO_IN | NonRTO_Midwest | Internal | Summer | B8 | 500 | 4800 | 0 | 39.37 | 43.38 | 8 | 0
2025 | MISO_IN_2_NonRTO_Midwest | MISO_IN | NonRTO_Midwest | Internal | Summer | B9 | 800 | 4800 | 0 | 38.61 | 37.57 | 8 | 0
2025 | MISO_IN_2_NonRTO_Midwest | MISO_IN | NonRTO_Midwest | Internal | Summer | B10 | 1262 | 4800 | 0 | 35.69 | 33.78 | 8 | 0
2025 | MISO_IN_2_NonRTO_Midwest | MISO_IN | NonRTO_Midwest | Internal | Winter | B16 | 25 | 4800 | 2812.09 | 52.89 | 60.89 | 8 | 0
2025 | MISO_IN_2_NonRTO_Midwest | MISO_IN | NonRTO_Midwest | Internal | Winter | B17 | 100 | 4800 | 1661.05 | 46.94 | 54.94 | 8 | 0
2025 | MISO_IN_2_NonRTO_Midwest | MISO_IN | NonRTO_Midwest | Internal | Winter | B18 | 400 | 4800 | 729 | 44.82 | 52.82 | 8 | 0
2025 | MISO_IN_2_NonRTO_Midwest | MISO_IN | NonRTO_Midwest | Internal | Winter | B19 | 700 | 4800 | 0 | 42.25 | 44.65 | 8 | 0
2025 | MISO_IN_2_NonRTO_Midwest | MISO_IN | NonRTO_Midwest | Internal | Winter | B20 | 935 | 4800 | 0 | 37.03 | 37.57 | 8 | 0
2025 | MISO_IN_2_PJM_ROR | MISO_IN | PJM_ROR | Internal | Shoulder | B11 | 25 | 992 | 0 | 57.23 | 55.23 | 2 | 0
2025 | MISO_IN_2_PJM_ROR | MISO_IN | PJM_ROR | Internal | Shoulder | B12 | 200 | 992 | 0 | 47.82 | 49.72 | 2 | 0
2025 | MISO_IN_2_PJM_ROR | MISO_IN | PJM_ROR | Internal | Shoulder | B13 | 600 | 992 | 679.34 | 42.9 | 44.9 | 2 | 0
2025 | MISO_IN_2_PJM_ROR | MISO_IN | PJM_ROR | Internal | Shoulder | B14 | 900 | 992 | 0 | 41.22 | 43.12 | 2 | 0
2025 | MISO_IN_2_PJM_ROR | MISO_IN | PJM_ROR | Internal | Shoulder | B15 | 1203 | 992 | 0 | 37.95 | 39.64 | 2 | 0
2025 | MISO_IN_2_PJM_ROR | MISO_IN | PJM_ROR | Internal | Summer | B1 | 10 | 992 | 0.01 | 68.33 | 70.32 | 2 | 0
2025 | MISO_IN_2_PJM_ROR | MISO_IN | PJM_ROR | Internal | Summer | B2 | 25 | 992 | 0 | 67.38 | 69.37 | 2 | 0
2025 | MISO_IN_2_PJM_ROR | MISO_IN | PJM_ROR | Internal | Summer | B3 | 75 | 992 | 0 | 64.31 | 65.45 | 2 | 0
2025 | MISO_IN_2_PJM_ROR | MISO_IN | PJM_ROR | Internal | Summer | B4 | 100 | 992 | 0 | 63.87 | 64.5 | 2 | 0
2025 | MISO_IN_2_PJM_ROR | MISO_IN | PJM_ROR | Internal | Summer | B5 | 200 | 992 | 0 | 62.26 | 60.27 | 2 | 0
2025 | MISO_IN_2_PJM_ROR | MISO_IN | PJM_ROR | Internal | Summer | B6 | 300 | 992 | 0 | 49.99 | 51.98 | 2 | 0
2025 | MISO_IN_2_PJM_ROR | MISO_IN | PJM_ROR | Internal | Summer | B7 | 400 | 992 | 0 | 41.28 | 43.27 | 2 | 0
2025 | MISO_IN_2_PJM_ROR | MISO_IN | PJM_ROR | Internal | Summer | B8 | 500 | 992 | 0 | 39.37 | 40.45 | 2 | 0
2025 | MISO_IN_2_PJM_ROR | MISO_IN | PJM_ROR | Internal | Summer | B9 | 800 | 992 | 0 | 38.61 | 39.06 | 2 | 0
2025 | MISO_IN_2_PJM_ROR | MISO_IN | PJM_ROR | Internal | Summer | B10 | 1262 | 992 | 0 | 35.69 | 36.63 | 2 | 0
2025 | MISO_IN_2_PJM_ROR | MISO_IN | PJM_ROR | Internal | Winter | B16 | 25 | 992 | 0 | 52.89 | 54.37 | 2 | 0
2025 | MISO_IN_2_PJM_ROR | MISO_IN | PJM_ROR | Internal | Winter | B17 | 100 | 992 | 0 | 46.94 | 48.63 | 2 | 0
2025 | MISO_IN_2_PJM_ROR | MISO_IN | PJM_ROR | Internal | Winter | B18 | 400 | 992 | 0 | 44.82 | 46.69 | 2 | 0
2025 | MISO_IN_2_PJM_ROR | MISO_IN | PJM_ROR | Internal | Winter | B19 | 700 | 992 | 0 | 42.25 | 44.13 | 2 | 0
2025 | MISO_IN_2_PJM_ROR | MISO_IN | PJM_ROR | Internal | Winter | B20 | 935 | 992 | 0 | 37.03 | 39 | 2 | 0
2025 | MISO_MI_2_MISO_IN | MISO_MI | MISO_IN | Internal | Shoulder | B11 | 25 | 2045 | 2204.16 | 56.96 | 57.23 | 0.01 | 0.26
2025 | MISO_MI_2_MISO_IN | MISO_MI | MISO_IN | Internal | Shoulder | B12 | 200 | 2045 | 0 | 47.83 | 47.82 | 0.01 | 0
2025 | MISO_MI_2_MISO_IN | MISO_MI | MISO_IN | Internal | Shoulder | B13 | 600 | 2045 | 0 | 42.91 | 42.9 | 0.01 | 0
2025 | MISO_MI_2_MISO_IN | MISO_MI | MISO_IN | Internal | Shoulder | B14 | 900 | 2045 | 0 | 41.23 | 41.22 | 0.01 | 0
2025 | MISO_MI_2_MISO_IN | MISO_MI | MISO_IN | Internal | Shoulder | B15 | 1203 | 2045 | 0 | 37.96 | 37.95 | 0.01 | 0
2025 | MISO_MI_2_MISO_IN | MISO_MI | MISO_IN | Internal | Summer | B1 | 10 | 2045 | 1040.16 | 68.32 | 68.33 | 0.01 | 0
2025 | MISO_MI_2_MISO_IN | MISO_MI | MISO_IN | Internal | Summer | B2 | 25 | 2045 | 1642.73 | 67.37 | 67.38 | 0.01 | 0
2025 | MISO_MI_2_MISO_IN | MISO_MI | MISO_IN | Internal | Summer | B3 | 75 | 2045 | 5565.43 | 64.04 | 64.31 | 0.01 | 0.26
2025 | MISO_MI_2_MISO_IN | MISO_MI | MISO_IN | Internal | Summer | B4 | 100 | 2045 | 2045 | 63.79 | 63.87 | 0.01 | 0.07
2025 | MISO_MI_2_MISO_IN | MISO_MI | MISO_IN | Internal | Summer | B5 | 200 | 2045 | 2045 | 62.21 | 62.26 | 0.01 | 0.04
2025 | MISO_MI_2_MISO_IN | MISO_MI | MISO_IN | Internal | Summer | B6 | 300 | 2045 | 1066.98 | 49.98 | 49.99 | 0.01 | 0
2025 | MISO_MI_2_MISO_IN | MISO_MI | MISO_IN | Internal | Summer | B7 | 400 | 2045 | 0 | 41.29 | 41.28 | 0.01 | 0
2025 | MISO_MI_2_MISO_IN | MISO_MI | MISO_IN | Internal | Summer | B8 | 500 | 2045 | 0 | 39.38 | 39.37 | 0.01 | 0
2025 | MISO_MI_2_MISO_IN | MISO_MI | MISO_IN | Internal | Summer | B9 | 800 | 2045 | 0 | 38.62 | 38.61 | 0.01 | 0
2025 | MISO_MI_2_MISO_IN | MISO_MI | MISO_IN | Internal | Summer | B10 | 1262 | 2045 | 0 | 35.7 | 35.69 | 0.01 | 0
2025 | MISO_MI_2_MISO_IN | MISO_MI | MISO_IN | Internal | Winter | B16 | 25 | 2045 | 2045 | 52.69 | 52.89 | 0.01 | 0.18
2025 | MISO_MI_2_MISO_IN | MISO_MI | MISO_IN | Internal | Winter | B17 | 100 | 2045 | 0 | 46.95 | 46.94 | 0.01 | 0
2025 | MISO_MI_2_MISO_IN | MISO_MI | MISO_IN | Internal | Winter | B18 | 400 | 2045 | 0 | 44.83 | 44.82 | 0.01 | 0
2025 | MISO_MI_2_MISO_IN | MISO_MI | MISO_IN | Internal | Winter | B19 | 700 | 2045 | 0 | 42.27 | 42.25 | 0.01 | 0
2025 | MISO_MI_2_MISO_IN | MISO_MI | MISO_IN | Internal | Winter | B20 | 935 | 2045 | 0 | 37.04 | 37.03 | 0.01 | 0
2025 | MISO_MI_2_MISO_WUMS | MISO_MI | MISO_WUMS | Internal | Shoulder | B11 | 25 | 117 | 117 | 56.96 | 57.03 | 0.01 | 0.05
2025 | MISO_MI_2_MISO_WUMS | MISO_MI | MISO_WUMS | Internal | Shoulder | B12 | 200 | 117 | 0 | 47.83 | 47.72 | 0.01 | 0
2025 | MISO_MI_2_MISO_WUMS | MISO_MI | MISO_WUMS | Internal | Shoulder | B13 | 600 | 117 | 0 | 42.91 | 42.9 | 0.01 | 0
2025 | MISO_MI_2_MISO_WUMS | MISO_MI | MISO_WUMS | Internal | Shoulder | B14 | 900 | 117 | 0 | 41.23 | 41.12 | 0.01 | 0
2025 | MISO_MI_2_MISO_WUMS | MISO_MI | MISO_WUMS | Internal | Shoulder | B15 | 1203 | 117 | 0 | 37.96 | 37.84 | 0.01 | 0
2025 | MISO_MI_2_MISO_WUMS | MISO_MI | MISO_WUMS | Internal | Summer | B1 | 10 | 117 | 0 | 68.32 | 68.2 | 0.01 | 0
2025 | MISO_MI_2_MISO_WUMS | MISO_MI | MISO_WUMS | Internal | Summer | B2 | 25 | 117 | 0 | 67.37 | 67.26 | 0.01 | 0
2025 | MISO_MI_2_MISO_WUMS | MISO_MI | MISO_WUMS | Internal | Summer | B3 | 75 | 117 | 0 | 64.04 | 63.92 | 0.01 | 0
2025 | MISO_MI_2_MISO_WUMS | MISO_MI | MISO_WUMS | Internal | Summer | B4 | 100 | 117 | 117 | 63.79 | 63.83 | 0.01 | 0.03
2025 | MISO_MI_2_MISO_WUMS | MISO_MI | MISO_WUMS | Internal | Summer | B5 | 200 | 117 | 117 | 62.21 | 62.27 | 0.01 | 0.05
2025 | MISO_MI_2_MISO_WUMS | MISO_MI | MISO_WUMS | Internal | Summer | B6 | 300 | 117 | 117 | 49.98 | 50 | 0.01 | 0.01
2025 | MISO_MI_2_MISO_WUMS | MISO_MI | MISO_WUMS | Internal | Summer | B7 | 400 | 117 | 0 | 41.29 | 41.27 | 0.01 | 0
2025 | MISO_MI_2_MISO_WUMS | MISO_MI | MISO_WUMS | Internal | Summer | B8 | 500 | 117 | 0 | 39.38 | 39.38 | 0.01 | 0
2025 | MISO_MI_2_MISO_WUMS | MISO_MI | MISO_WUMS | Internal | Summer | B9 | 800 | 117 | 0 | 38.62 | 38.6 | 0.01 | 0
2025 | MISO_MI_2_MISO_WUMS | MISO_MI | MISO_WUMS | Internal | Summer | B10 | 1262 | 117 | 556.03 | 35.7 | 35.78 | 0.01 | 0.07
2025 | MISO_MI_2_MISO_WUMS | MISO_MI | MISO_WUMS | Internal | Winter | B16 | 25 | 117 | 0 | 52.69 | 52.57 | 0.01 | 0
2025 | MISO_MI_2_MISO_WUMS | MISO_MI | MISO_WUMS | Internal | Winter | B17 | 100 | 117 | 0 | 46.95 | 46.83 | 0.01 | 0
2025 | MISO_MI_2_MISO_WUMS | MISO_MI | MISO_WUMS | Internal | Winter | B18 | 400 | 117 | 0 | 44.83 | 44.71 | 0.01 | 0
2025 | MISO_MI_2_MISO_WUMS | MISO_MI | MISO_WUMS | Internal | Winter | B19 | 700 | 117 | 117 | 42.27 | 42.33 | 0.01 | 0.05
2025 | MISO_MI_2_MISO_WUMS | MISO_MI | MISO_WUMS | Internal | Winter | B20 | 935 | 117 | 0 | 37.04 | 37 | 0.01 | 0
2025 | MISO_MI_2_PJM_ROR | MISO_MI | PJM_ROR | Internal | Shoulder | B11 | 25 | 1424 | 0 | 56.96 | 55.23 | 2 | 0
2025 | MISO_MI_2_PJM_ROR | MISO_MI | PJM_ROR | Internal | Shoulder | B12 | 200 | 1424 | 0 | 47.83 | 49.72 | 2 | 0
2025 | MISO_MI_2_PJM_ROR | MISO_MI | PJM_ROR | Internal | Shoulder | B13 | 600 | 1424 | 0 | 42.91 | 44.9 | 2 | 0
2025 | MISO_MI_2_PJM_ROR | MISO_MI | PJM_ROR | Internal | Shoulder | B14 | 900 | 1424 | 0 | 41.23 | 43.12 | 2 | 0
2025 | MISO_MI_2_PJM_ROR | MISO_MI | PJM_ROR | Internal | Shoulder | B15 | 1203 | 1424 | 0 | 37.96 | 39.64 | 2 | 0
2025 | MISO_MI_2_PJM_ROR | MISO_MI | PJM_ROR | Internal | Summer | B1 | 10 | 1424 | 9610.62 | 68.32 | 70.32 | 2 | 0
2025 | MISO_MI_2_PJM_ROR | MISO_MI | PJM_ROR | Internal | Summer | B2 | 25 | 1424 | 5189.79 | 67.37 | 69.37 | 2 | 0
2025 | MISO_MI_2_PJM_ROR | MISO_MI | PJM_ROR | Internal | Summer | B3 | 75 | 1424 | 0 | 64.04 | 65.45 | 2 | 0
2025 | MISO_MI_2_PJM_ROR | MISO_MI | PJM_ROR | Internal | Summer | B4 | 100 | 1424 | 0 | 63.79 | 64.5 | 2 | 0
2025 | MISO_MI_2_PJM_ROR | MISO_MI | PJM_ROR | Internal | Summer | B5 | 200 | 1424 | 0 | 62.21 | 60.27 | 2 | 0
2025 | MISO_MI_2_PJM_ROR | MISO_MI | PJM_ROR | Internal | Summer | B6 | 300 | 1424 | 972.49 | 49.98 | 51.98 | 2 | 0
2025 | MISO_MI_2_PJM_ROR | MISO_MI | PJM_ROR | Internal | Summer | B7 | 400 | 1424 | 0 | 41.29 | 43.27 | 2 | 0
2025 | MISO_MI_2_PJM_ROR | MISO_MI | PJM_ROR | Internal | Summer | B8 | 500 | 1424 | 0 | 39.38 | 40.45 | 2 | 0
2025 | MISO_MI_2_PJM_ROR | MISO_MI | PJM_ROR | Internal | Summer | B9 | 800 | 1424 | 0 | 38.62 | 39.06 | 2 | 0
2025 | MISO_MI_2_PJM_ROR | MISO_MI | PJM_ROR | Internal | Summer | B10 | 1262 | 1424 | 0 | 35.7 | 36.63 | 2 | 0
2025 | MISO_MI_2_PJM_ROR | MISO_MI | PJM_ROR | Internal | Winter | B16 | 25 | 1424 | 0 | 52.69 | 54.37 | 2 | 0
2025 | MISO_MI_2_PJM_ROR | MISO_MI | PJM_ROR | Internal | Winter | B17 | 100 | 1424 | 0 | 46.95 | 48.63 | 2 | 0
2025 | MISO_MI_2_PJM_ROR | MISO_MI | PJM_ROR | Internal | Winter | B18 | 400 | 1424 | 0 | 44.83 | 46.69 | 2 | 0
2025 | MISO_MI_2_PJM_ROR | MISO_MI | PJM_ROR | Internal | Winter | B19 | 700 | 1424 | 0 | 42.27 | 44.13 | 2 | 0
2025 | MISO_MI_2_PJM_ROR | MISO_MI | PJM_ROR | Internal | Winter | B20 | 935 | 1424 | 0 | 37.04 | 39 | 2 | 0
2025 | MISO_MO-IL_2_ENT | MISO_MO-IL | ENT | Internal | Shoulder | B11 | 25 | 2540 | 0 | 57.23 | 59.76 | 8 | 0
2025 | MISO_MO-IL_2_ENT | MISO_MO-IL | ENT | Internal | Shoulder | B12 | 200 | 2540 | 0 | 47.29 | 44.8 | 8 | 0
2025 | MISO_MO-IL_2_ENT | MISO_MO-IL | ENT | Internal | Shoulder | B13 | 600 | 2540 | 0 | 42.47 | 44.13 | 8 | 0
2025 | MISO_MO-IL_2_ENT | MISO_MO-IL | ENT | Internal | Shoulder | B14 | 900 | 2540 | 0 | 40.69 | 42.41 | 8 | 0
2025 | MISO_MO-IL_2_ENT | MISO_MO-IL | ENT | Internal | Shoulder | B15 | 1203 | 2540 | 0 | 37.39 | 38.79 | 8 | 0
2025 | MISO_MO-IL_2_ENT | MISO_MO-IL | ENT | Internal | Summer | B1 | 10 | 2540 | 0 | 68.32 | 69.31 | 8 | 0
2025 | MISO_MO-IL_2_ENT | MISO_MO-IL | ENT | Internal | Summer | B2 | 25 | 2540 | 0 | 67.37 | 67.37 | 8 | 0
2025 | MISO_MO-IL_2_ENT | MISO_MO-IL | ENT | Internal | Summer | B3 | 75 | 2540 | 0 | 64.32 | 65.6 | 8 | 0
2025 | MISO_MO-IL_2_ENT | MISO_MO-IL | ENT | Internal | Summer | B4 | 100 | 2540 | 0 | 63.86 | 65.6 | 8 | 0
2025 | MISO_MO-IL_2_ENT | MISO_MO-IL | ENT | Internal | Summer | B5 | 200 | 2540 | 0 | 62.27 | 65.18 | 8 | 0
2025 | MISO_MO-IL_2_ENT | MISO_MO-IL | ENT | Internal | Summer | B6 | 300 | 2540 | 0 | 50 | 56.89 | 8 | 0
2025 | MISO_MO-IL_2_ENT | MISO_MO-IL | ENT | Internal | Summer | B7 | 400 | 2540 | 0 | 41.27 | 47.06 | 8 | 0
2025 | MISO_MO-IL_2_ENT | MISO_MO-IL | ENT | Internal | Summer | B8 | 500 | 2540 | 0 | 39.38 | 43.28 | 8 | 0
2025 | MISO_MO-IL_2_ENT | MISO_MO-IL | ENT | Internal | Summer | B9 | 800 | 2540 | 0 | 38.6 | 41.56 | 8 | 0
2025 | MISO_MO-IL_2_ENT | MISO_MO-IL | ENT | Internal | Summer | B10 | 1262 | 2540 | 0 | 35.13 | 37.34 | 8 | 0
2025 | MISO_MO-IL_2_ENT | MISO_MO-IL | ENT | Internal | Winter | B16 | 25 | 2540 | 0 | 52.33 | 53.52 | 8 | 0
2025 | MISO_MO-IL_2_ENT | MISO_MO-IL | ENT | Internal | Winter | B17 | 100 | 2540 | 0 | 46.38 | 47.44 | 8 | 0
2025 | MISO_MO-IL_2_ENT | MISO_MO-IL | ENT | Internal | Winter | B18 | 400 | 2540 | 0 | 44.26 | 45.88 | 8 | 0
2025 | MISO_MO-IL_2_ENT | MISO_MO-IL | ENT | Internal | Winter | B19 | 700 | 2540 | 0 | 41.7 | 43.28 | 8 | 0
2025 | MISO_MO-IL_2_ENT | MISO_MO-IL | ENT | Internal | Winter | B20 | 935 | 2540 | 0 | 36.57 | 38.15 | 8 | 0
2025 | MISO_MO-IL_2_MISO_IN | MISO_MO-IL | MISO_IN | Internal | Shoulder | B11 | 25 | 2100 | 0 | 57.23 | 57.23 | 0.01 | 0
2025 | MISO_MO-IL_2_MISO_IN | MISO_MO-IL | MISO_IN | Internal | Shoulder | B12 | 200 | 2100 | 2100 | 47.29 | 47.82 | 0.01 | 0.52
2025 | MISO_MO-IL_2_MISO_IN | MISO_MO-IL | MISO_IN | Internal | Shoulder | B13 | 600 | 2100 | 2100 | 42.47 | 42.9 | 0.01 | 0.42
2025 | MISO_MO-IL_2_MISO_IN | MISO_MO-IL | MISO_IN | Internal | Shoulder | B14 | 900 | 2100 | 2100 | 40.69 | 41.22 | 0.01 | 0.52
2025 | MISO_MO-IL_2_MISO_IN | MISO_MO-IL | MISO_IN | Internal | Shoulder | B15 | 1203 | 2100 | 2575.17 | 37.39 | 37.95 | 0.01 | 0.55
2025 | MISO_MO-IL_2_MISO_IN | MISO_MO-IL | MISO_IN | Internal | Summer | B1 | 10 | 2100 | 0.03 | 68.32 | 68.33 | 0.01 | 0
2025 | MISO_MO-IL_2_MISO_IN | MISO_MO-IL | MISO_IN | Internal | Summer | B2 | 25 | 2100 | 1215.33 | 67.37 | 67.38 | 0.01 | 0
2025 | MISO_MO-IL_2_MISO_IN | MISO_MO-IL | MISO_IN | Internal | Summer | B3 | 75 | 2100 | 0 | 64.32 | 64.31 | 0.01 | 0
2025 | MISO_MO-IL_2_MISO_IN | MISO_MO-IL | MISO_IN | Internal | Summer | B4 | 100 | 2100 | 726.43 | 63.86 | 63.87 | 0.01 | 0
2025 | MISO_MO-IL_2_MISO_IN | MISO_MO-IL | MISO_IN | Internal | Summer | B5 | 200 | 2100 | 0 | 62.27 | 62.26 | 0.01 | 0
2025 | MISO_MO-IL_2_MISO_IN | MISO_MO-IL | MISO_IN | Internal | Summer | B6 | 300 | 2100 | 0 | 50 | 49.99 | 0.01 | 0
2025 | MISO_MO-IL_2_MISO_IN | MISO_MO-IL | MISO_IN | Internal | Summer | B7 | 400 | 2100 | 485.11 | 41.27 | 41.28 | 0.01 | 0
2025 | MISO_MO-IL_2_MISO_IN | MISO_MO-IL | MISO_IN | Internal | Summer | B8 | 500 | 2100 | 0 | 39.38 | 39.37 | 0.01 | 0
2025 | MISO_MO-IL_2_MISO_IN | MISO_MO-IL | MISO_IN | Internal | Summer | B9 | 800 | 2100 | 1446.48 | 38.6 | 38.61 | 0.01 | 0
2025 | MISO_MO-IL_2_MISO_IN | MISO_MO-IL | MISO_IN | Internal | Summer | B10 | 1262 | 2100 | 2804.75 | 35.13 | 35.69 | 0.01 | 0.55
2025 | MISO_MO-IL_2_MISO_IN | MISO_MO-IL | MISO_IN | Internal | Winter | B16 | 25 | 2100 | 2100.01 | 52.33 | 52.89 | 0.01 | 0.54
2025 | MISO_MO-IL_2_MISO_IN | MISO_MO-IL | MISO_IN | Internal | Winter | B17 | 100 | 2100 | 4383.97 | 46.38 | 46.94 | 0.01 | 0.55
2025 | MISO_MO-IL_2_MISO_IN | MISO_MO-IL | MISO_IN | Internal | Winter | B18 | 400 | 2100 | 3060.16 | 44.26 | 44.82 | 0.01 | 0.55
2025 | MISO_MO-IL_2_MISO_IN | MISO_MO-IL | MISO_IN | Internal | Winter | B19 | 700 | 2100 | 3481.11 | 41.7 | 42.25 | 0.01 | 0.55
2025 | MISO_MO-IL_2_MISO_IN | MISO_MO-IL | MISO_IN | Internal | Winter | B20 | 935 | 2100 | 2100 | 36.57 | 37.03 | 0.01 | 0.45
2025 | MISO_MO-IL_2_MISO_W | MISO_MO-IL | MISO_W | Internal | Shoulder | B11 | 25 | 960 | 0 | 57.23 | 57.01 | 0.01 | 0
2025 | MISO_MO-IL_2_MISO_W | MISO_MO-IL | MISO_W | Internal | Shoulder | B12 | 200 | 960 | 0 | 47.29 | 46.65 | 0.01 | 0
2025 | MISO_MO-IL_2_MISO_W | MISO_MO-IL | MISO_W | Internal | Shoulder | B13 | 600 | 960 | 0 | 42.47 | 41.91 | 0.01 | 0
2025 | MISO_MO-IL_2_MISO_W | MISO_MO-IL | MISO_W | Internal | Shoulder | B14 | 900 | 960 | 0 | 40.69 | 40.2 | 0.01 | 0
2025 | MISO_MO-IL_2_MISO_W | MISO_MO-IL | MISO_W | Internal | Shoulder | B15 | 1203 | 960 | 0 | 37.39 | 36.57 | 0.01 | 0
2025 | MISO_MO-IL_2_MISO_W | MISO_MO-IL | MISO_W | Internal | Summer | B1 | 10 | 960 | 0 | 68.32 | 67.48 | 0.01 | 0
2025 | MISO_MO-IL_2_MISO_W | MISO_MO-IL | MISO_W | Internal | Summer | B2 | 25 | 960 | 0 | 67.37 | 67.16 | 0.01 | 0
2025 | MISO_MO-IL_2_MISO_W | MISO_MO-IL | MISO_W | Internal | Summer | B3 | 75 | 960 | 0 | 64.32 | 64.31 | 0.01 | 0
2025 | MISO_MO-IL_2_MISO_W | MISO_MO-IL | MISO_W | Internal | Summer | B4 | 100 | 960 | 0 | 63.86 | 63.85 | 0.01 | 0
2025 | MISO_MO-IL_2_MISO_W | MISO_MO-IL | MISO_W | Internal | Summer | B5 | 200 | 960 | 0 | 62.27 | 62.26 | 0.01 | 0
2025 | MISO_MO-IL_2_MISO_W | MISO_MO-IL | MISO_W | Internal | Summer | B6 | 300 | 960 | 0 | 50 | 49.99 | 0.01 | 0
2025 | MISO_MO-IL_2_MISO_W | MISO_MO-IL | MISO_W | Internal | Summer | B7 | 400 | 960 | 0 | 41.27 | 41.26 | 0.01 | 0
2025 | MISO_MO-IL_2_MISO_W | MISO_MO-IL | MISO_W | Internal | Summer | B8 | 500 | 960 | 0 | 39.38 | 39.37 | 0.01 | 0
2025 | MISO_MO-IL_2_MISO_W | MISO_MO-IL | MISO_W | Internal | Summer | B9 | 800 | 960 | 0 | 38.6 | 38.59 | 0.01 | 0
2025 | MISO_MO-IL_2_MISO_W | MISO_MO-IL | MISO_W | Internal | Summer | B10 | 1262 | 960 | 0 | 35.13 | 35.12 | 0.01 | 0
2025 | MISO_MO-IL_2_MISO_W | MISO_MO-IL | MISO_W | Internal | Winter | B16 | 25 | 960 | 0 | 52.33 | 51.3 | 0.01 | 0
2025 | MISO_MO-IL_2_MISO_W | MISO_MO-IL | MISO_W | Internal | Winter | B17 | 100 | 960 | 0 | 46.38 | 45.56 | 0.01 | 0
2025 | MISO_MO-IL_2_MISO_W | MISO_MO-IL | MISO_W | Internal | Winter | B18 | 400 | 960 | 0 | 44.26 | 43.67 | 0.01 | 0
2025 | MISO_MO-IL_2_MISO_W | MISO_MO-IL | MISO_W | Internal | Winter | B19 | 700 | 960 | 0 | 41.7 | 41.06 | 0.01 | 0
2025 | MISO_MO-IL_2_MISO_W | MISO_MO-IL | MISO_W | Internal | Winter | B20 | 935 | 960 | 0 | 36.57 | 35.93 | 0.01 | 0
2025 | MISO_MO-IL_2_PJM_ROR | MISO_MO-IL | PJM_ROR | Internal | Shoulder | B11 | 25 | 1212 | 0 | 57.23 | 55.23 | 2 | 0
2025 | MISO_MO-IL_2_PJM_ROR | MISO_MO-IL | PJM_ROR | Internal | Shoulder | B12 | 200 | 1212 | 1584.58 | 47.29 | 49.72 | 2 | 0.43
2025 | MISO_MO-IL_2_PJM_ROR | MISO_MO-IL | PJM_ROR | Internal | Shoulder | B13 | 600 | 1212 | 1999.53 | 42.47 | 44.9 | 2 | 0.43
2025 | MISO_MO-IL_2_PJM_ROR | MISO_MO-IL | PJM_ROR | Internal | Shoulder | B14 | 900 | 1212 | 2042.59 | 40.69 | 43.12 | 2 | 0.43
2025 | MISO_MO-IL_2_PJM_ROR | MISO_MO-IL | PJM_ROR | Internal | Shoulder | B15 | 1203 | 1212 | 1212 | 37.39 | 39.64 | 2 | 0.25
2025 | MISO_MO-IL_2_PJM_ROR | MISO_MO-IL | PJM_ROR | Internal | Summer | B1 | 10 | 1212 | 1056.07 | 68.32 | 70.32 | 2 | 0
2025 | MISO_MO-IL_2_PJM_ROR | MISO_MO-IL | PJM_ROR | Internal | Summer | B2 | 25 | 1212 | 1211.99 | 67.37 | 69.37 | 2 | 0
2025 | MISO_MO-IL_2_PJM_ROR | MISO_MO-IL | PJM_ROR | Internal | Summer | B3 | 75 | 1212 | 0 | 64.32 | 65.45 | 2 | 0
2025 | MISO_MO-IL_2_PJM_ROR | MISO_MO-IL | PJM_ROR | Internal | Summer | B4 | 100 | 1212 | 0 | 63.86 | 64.5 | 2 | 0
2025 | MISO_MO-IL_2_PJM_ROR | MISO_MO-IL | PJM_ROR | Internal | Summer | B5 | 200 | 1212 | 0 | 62.27 | 60.27 | 2 | 0
2025 | MISO_MO-IL_2_PJM_ROR | MISO_MO-IL | PJM_ROR | Internal | Summer | B6 | 300 | 1212 | 0 | 50 | 51.98 | 2 | 0
2025 | MISO_MO-IL_2_PJM_ROR | MISO_MO-IL | PJM_ROR | Internal | Summer | B7 | 400 | 1212 | 115.28 | 41.27 | 43.27 | 2 | 0
2025 | MISO_MO-IL_2_PJM_ROR | MISO_MO-IL | PJM_ROR | Internal | Summer | B8 | 500 | 1212 | 0 | 39.38 | 40.45 | 2 | 0
2025 | MISO_MO-IL_2_PJM_ROR | MISO_MO-IL | PJM_ROR | Internal | Summer | B9 | 800 | 1212 | 0 | 38.6 | 39.06 | 2 | 0
2025 | MISO_MO-IL_2_PJM_ROR | MISO_MO-IL | PJM_ROR | Internal | Summer | B10 | 1262 | 1212 | 0 | 35.13 | 36.63 | 2 | 0
2025 | MISO_MO-IL_2_PJM_ROR | MISO_MO-IL | PJM_ROR | Internal | Winter | B16 | 25 | 1212 | 1212 | 52.33 | 54.37 | 2 | 0.04
2025 | MISO_MO-IL_2_PJM_ROR | MISO_MO-IL | PJM_ROR | Internal | Winter | B17 | 100 | 1212 | 1212 | 46.38 | 48.63 | 2 | 0.25
2025 | MISO_MO-IL_2_PJM_ROR | MISO_MO-IL | PJM_ROR | Internal | Winter | B18 | 400 | 1212 | 3322.58 | 44.26 | 46.69 | 2 | 0.43
2025 | MISO_MO-IL_2_PJM_ROR | MISO_MO-IL | PJM_ROR | Internal | Winter | B19 | 700 | 1212 | 3233.05 | 41.7 | 44.13 | 2 | 0.43
2025 | MISO_MO-IL_2_PJM_ROR | MISO_MO-IL | PJM_ROR | Internal | Winter | B20 | 935 | 1212 | 3002.68 | 36.57 | 39 | 2 | 0.43
2025 | MISO_MO-IL_2_TVA_Transmission | MISO_MO-IL | TVA_Transmission | Internal | Shoulder | B11 | 25 | 4000 | 0 | 57.23 | 61.23 | 8 | 0
2025 | MISO_MO-IL_2_TVA_Transmission | MISO_MO-IL | TVA_Transmission | Internal | Shoulder | B12 | 200 | 4000 | 0 | 47.29 | 50.5 | 8 | 0
2025 | MISO_MO-IL_2_TVA_Transmission | MISO_MO-IL | TVA_Transmission | Internal | Shoulder | B13 | 600 | 4000 | 0 | 42.47 | 47.06 | 8 | 0
2025 | MISO_MO-IL_2_TVA_Transmission | MISO_MO-IL | TVA_Transmission | Internal | Shoulder | B14 | 900 | 4000 | 0 | 40.69 | 46.04 | 8 | 0
2025 | MISO_MO-IL_2_TVA_Transmission | MISO_MO-IL | TVA_Transmission | Internal | Shoulder | B15 | 1203 | 4000 | 0 | 37.39 | 44.72 | 8 | 0
2025 | MISO_MO-IL_2_TVA_Transmission | MISO_MO-IL | TVA_Transmission | Internal | Summer | B1 | 10 | 4000 | 3455.09 | 68.32 | 76.32 | 8 | 0
2025 | MISO_MO-IL_2_TVA_Transmission | MISO_MO-IL | TVA_Transmission | Internal | Summer | B2 | 25 | 4000 | 1675.42 | 67.37 | 75.37 | 8 | 0
2025 | MISO_MO-IL_2_TVA_Transmission | MISO_MO-IL | TVA_Transmission | Internal | Summer | B3 | 75 | 4000 | 0 | 64.32 | 71.45 | 8 | 0
2025 | MISO_MO-IL_2_TVA_Transmission | MISO_MO-IL | TVA_Transmission | Internal | Summer | B4 | 100 | 4000 | 0 | 63.86 | 70.5 | 8 | 0
2025 | MISO_MO-IL_2_TVA_Transmission | MISO_MO-IL | TVA_Transmission | Internal | Summer | B5 | 200 | 4000 | 0 | 62.27 | 65.7 | 8 | 0
2025 | MISO_MO-IL_2_TVA_Transmission | MISO_MO-IL | TVA_Transmission | Internal | Summer | B6 | 300 | 4000 | 0 | 50 | 56.96 | 8 | 0
2025 | MISO_MO-IL_2_TVA_Transmission | MISO_MO-IL | TVA_Transmission | Internal | Summer | B7 | 400 | 4000 | 0 | 41.27 | 47.68 | 8 | 0
2025 | MISO_MO-IL_2_TVA_Transmission | MISO_MO-IL | TVA_Transmission | Internal | Summer | B8 | 500 | 4000 | 0 | 39.38 | 44.8 | 8 | 0
2025 | MISO_MO-IL_2_TVA_Transmission | MISO_MO-IL | TVA_Transmission | Internal | Summer | B9 | 800 | 4000 | 0 | 38.6 | 43.75 | 8 | 0
2025 | MISO_MO-IL_2_TVA_Transmission | MISO_MO-IL | TVA_Transmission | Internal | Summer | B10 | 1262 | 4000 | 0 | 35.13 | 40.52 | 8 | 0
2025 | MISO_MO-IL_2_TVA_Transmission | MISO_MO-IL | TVA_Transmission | Internal | Winter | B16 | 25 | 4000 | 1769.93 | 52.33 | 60.33 | 8 | 0
2025 | MISO_MO-IL_2_TVA_Transmission | MISO_MO-IL | TVA_Transmission | Internal | Winter | B17 | 100 | 4000 | 0 | 46.38 | 51.59 | 8 | 0
2025 | MISO_MO-IL_2_TVA_Transmission | MISO_MO-IL | TVA_Transmission | Internal | Winter | B18 | 400 | 4000 | 0 | 44.26 | 48.24 | 8 | 0
2025 | MISO_MO-IL_2_TVA_Transmission | MISO_MO-IL | TVA_Transmission | Internal | Winter | B19 | 700 | 4000 | 0 | 41.7 | 46.41 | 8 | 0
2025 | MISO_MO-IL_2_TVA_Transmission | MISO_MO-IL | TVA_Transmission | Internal | Winter | B20 | 935 | 4000 | 0 | 36.57 | 44.49 | 8 | 0
2025 | MISO_W_2_IESO | MISO_W | IESO | Internal | Shoulder | B11 | 25 | 90 | 0 | 57.01 | 48.95 | 8 | 0
2025 | MISO_W_2_IESO | MISO_W | IESO | Internal | Shoulder | B12 | 200 | 90 | 0 | 46.65 | 39.82 | 8 | 0
2025 | MISO_W_2_IESO | MISO_W | IESO | Internal | Shoulder | B13 | 600 | 90 | 0 | 41.91 | 34.9 | 8 | 0
2025 | MISO_W_2_IESO | MISO_W | IESO | Internal | Shoulder | B14 | 900 | 90 | 0 | 40.2 | 34.23 | 8 | 0
2025 | MISO_W_2_IESO | MISO_W | IESO | Internal | Shoulder | B15 | 1203 | 90 | 0 | 36.57 | 34.23 | 8 | 0
2025 | MISO_W_2_IESO | MISO_W | IESO | Internal | Summer | B1 | 10 | 90 | 0 | 67.48 | 60.31 | 8 | 0
2025 | MISO_W_2_IESO | MISO_W | IESO | Internal | Summer | B2 | 25 | 90 | 0 | 67.16 | 59.36 | 8 | 0
2025 | MISO_W_2_IESO | MISO_W | IESO | Internal | Summer | B3 | 75 | 90 | 0 | 64.31 | 56.24 | 8 | 0
2025 | MISO_W_2_IESO | MISO_W | IESO | Internal | Summer | B4 | 100 | 90 | 0 | 63.85 | 55.78 | 8 | 0
2025 | MISO_W_2_IESO | MISO_W | IESO | Internal | Summer | B5 | 200 | 90 | 0 | 62.26 | 54.19 | 8 | 0
2025 | MISO_W_2_IESO | MISO_W | IESO | Internal | Summer | B6 | 300 | 90 | 0 | 49.99 | 41.96 | 8 | 0
2025 | MISO_W_2_IESO | MISO_W | IESO | Internal | Summer | B7 | 400 | 90 | 0 | 41.26 | 33.28 | 8 | 0
2025 | MISO_W_2_IESO | MISO_W | IESO | Internal | Summer | B8 | 500 | 90 | 0 | 39.37 | 31.37 | 8 | 0
2025 | MISO_W_2_IESO | MISO_W | IESO | Internal | Summer | B9 | 800 | 90 | 0 | 38.59 | 30.92 | 8 | 0
2025 | MISO_W_2_IESO | MISO_W | IESO | Internal | Summer | B10 | 1262 | 90 | 0 | 35.12 | 30.92 | 8 | 0
2025 | MISO_W_2_IESO | MISO_W | IESO | Internal | Winter | B16 | 25 | 90 | 0 | 51.3 | 44.68 | 8 | 0
2025 | MISO_W_2_IESO | MISO_W | IESO | Internal | Winter | B17 | 100 | 90 | 0 | 45.56 | 39.95 | 8 | 0
2025 | MISO_W_2_IESO | MISO_W | IESO | Internal | Winter | B18 | 400 | 90 | 0 | 43.67 | 38.27 | 8 | 0
2025 | MISO_W_2_IESO | MISO_W | IESO | Internal | Winter | B19 | 700 | 90 | 0 | 41.06 | 38.01 | 8 | 0
2025 | MISO_W_2_IESO | MISO_W | IESO | Internal | Winter | B20 | 935 | 90 | 0 | 35.93 | 38.01 | 8 | 0
2025 | MISO_W_2_MAPP_CA | MISO_W | MAPP_CA | Internal | Shoulder | B11 | 25 | 700 | 0 | 57.01 | 54.76 | 0.01 | 0
2025 | MISO_W_2_MAPP_CA | MISO_W | MAPP_CA | Internal | Shoulder | B12 | 200 | 700 | 0 | 46.65 | 46.64 | 0.01 | 0
2025 | MISO_W_2_MAPP_CA | MISO_W | MAPP_CA | Internal | Shoulder | B13 | 600 | 700 | 0 | 41.91 | 41.9 | 0.01 | 0
2025 | MISO_W_2_MAPP_CA | MISO_W | MAPP_CA | Internal | Shoulder | B14 | 900 | 700 | 0 | 40.2 | 40.18 | 0.01 | 0
2025 | MISO_W_2_MAPP_CA | MISO_W | MAPP_CA | Internal | Shoulder | B15 | 1203 | 700 | 2247.71 | 36.57 | 38.65 | 0.01 | 2.07
2025 | MISO_W_2_MAPP_CA | MISO_W | MAPP_CA | Internal | Summer | B1 | 10 | 700 | 0 | 67.48 | 65.23 | 0.01 | 0
2025 | MISO_W_2_MAPP_CA | MISO_W | MAPP_CA | Internal | Summer | B2 | 25 | 700 | 0 | 67.16 | 66.36 | 0.01 | 0
2025 | MISO_W_2_MAPP_CA | MISO_W | MAPP_CA | Internal | Summer | B3 | 75 | 700 | 0 | 64.31 | 63.24 | 0.01 | 0
2025 | MISO_W_2_MAPP_CA | MISO_W | MAPP_CA | Internal | Summer | B4 | 100 | 700 | 0 | 63.85 | 62.78 | 0.01 | 0
2025 | MISO_W_2_MAPP_CA | MISO_W | MAPP_CA | Internal | Summer | B5 | 200 | 700 | 0 | 62.26 | 61.19 | 0.01 | 0
2025 | MISO_W_2_MAPP_CA | MISO_W | MAPP_CA | Internal | Summer | B6 | 300 | 700 | 0 | 49.99 | 48.96 | 0.01 | 0
2025 | MISO_W_2_MAPP_CA | MISO_W | MAPP_CA | Internal | Summer | B7 | 400 | 700 | 0 | 41.26 | 40.49 | 0.01 | 0
2025 | MISO_W_2_MAPP_CA | MISO_W | MAPP_CA | Internal | Summer | B8 | 500 | 700 | 0 | 39.37 | 38.58 | 0.01 | 0
2025 | MISO_W_2_MAPP_CA | MISO_W | MAPP_CA | Internal | Summer | B9 | 800 | 700 | 0 | 38.59 | 38.13 | 0.01 | 0
2025 | MISO_W_2_MAPP_CA | MISO_W | MAPP_CA | Internal | Summer | B10 | 1262 | 700 | 1479.69 | 35.12 | 37.2 | 0.01 | 2.07
2025 | MISO_W_2_MAPP_CA | MISO_W | MAPP_CA | Internal | Winter | B16 | 25 | 700 | 0 | 51.3 | 51.29 | 0.01 | 0
2025 | MISO_W_2_MAPP_CA | MISO_W | MAPP_CA | Internal | Winter | B17 | 100 | 700 | 0 | 45.56 | 45.55 | 0.01 | 0
2025 | MISO_W_2_MAPP_CA | MISO_W | MAPP_CA | Internal | Winter | B18 | 400 | 700 | 0 | 43.67 | 43.66 | 0.01 | 0
2025 | MISO_W_2_MAPP_CA | MISO_W | MAPP_CA | Internal | Winter | B19 | 700 | 700 | 0 | 41.06 | 41.05 | 0.01 | 0
2025 | MISO_W_2_MAPP_CA | MISO_W | MAPP_CA | Internal | Winter | B20 | 935 | 700 | 1966.68 | 35.93 | 38.01 | 0.01 | 2.07
2025 | MISO_W_2_MISO_MO-IL | MISO_W | MISO_MO-IL | Internal | Shoulder | B11 | 25 | 3800 | 3800 | 57.01 | 57.23 | 0.01 | 0.2
2025 | MISO_W_2_MISO_MO-IL | MISO_W | MISO_MO-IL | Internal | Shoulder | B12 | 200 | 3800 | 3800 | 46.65 | 47.29 | 0.01 | 0.63
2025 | MISO_W_2_MISO_MO-IL | MISO_W | MISO_MO-IL | Internal | Shoulder | B13 | 600 | 3800 | 3800 | 41.91 | 42.47 | 0.01 | 0.55
2025 | MISO_W_2_MISO_MO-IL | MISO_W | MISO_MO-IL | Internal | Shoulder | B14 | 900 | 3800 | 3800 | 40.2 | 40.69 | 0.01 | 0.48
2025 | MISO_W_2_MISO_MO-IL | MISO_W | MISO_MO-IL | Internal | Shoulder | B15 | 1203 | 3800 | 3800 | 36.57 | 37.39 | 0.01 | 0.8
2025 | MISO_W_2_MISO_MO-IL | MISO_W | MISO_MO-IL | Internal | Summer | B1 | 10 | 3800 | 3800 | 67.48 | 68.32 | 0.01 | 0.83
2025 | MISO_W_2_MISO_MO-IL | MISO_W | MISO_MO-IL | Internal | Summer | B2 | 25 | 3800 | 3800 | 67.16 | 67.37 | 0.01 | 0.19
2025 | MISO_W_2_MISO_MO-IL | MISO_W | MISO_MO-IL | Internal | Summer | B3 | 75 | 3800 | 2187.69 | 64.31 | 64.32 | 0.01 | 0
2025 | MISO_W_2_MISO_MO-IL | MISO_W | MISO_MO-IL | Internal | Summer | B4 | 100 | 3800 | 3342.16 | 63.85 | 63.86 | 0.01 | 0
2025 | MISO_W_2_MISO_MO-IL | MISO_W | MISO_MO-IL | Internal | Summer | B5 | 200 | 3800 | 1677.49 | 62.26 | 62.27 | 0.01 | 0
2025 | MISO_W_2_MISO_MO-IL | MISO_W | MISO_MO-IL | Internal | Summer | B6 | 300 | 3800 | 600.14 | 49.99 | 50 | 0.01 | 0
2025 | MISO_W_2_MISO_MO-IL | MISO_W | MISO_MO-IL | Internal | Summer | B7 | 400 | 3800 | 1392.74 | 41.26 | 41.27 | 0.01 | 0
2025 | MISO_W_2_MISO_MO-IL | MISO_W | MISO_MO-IL | Internal | Summer | B8 | 500 | 3800 | 1602.65 | 39.37 | 39.38 | 0.01 | 0
2025 | MISO_W_2_MISO_MO-IL | MISO_W | MISO_MO-IL | Internal | Summer | B9 | 800 | 3800 | 2407.88 | 38.59 | 38.6 | 0.01 | 0
2025 | MISO_W_2_MISO_MO-IL | MISO_W | MISO_MO-IL | Internal | Summer | B10 | 1262 | 3800 | 3186.76 | 35.12 | 35.13 | 0.01 | 0
2025 | MISO_W_2_MISO_MO-IL | MISO_W | MISO_MO-IL | Internal | Winter | B16 | 25 | 3800 | 3800 | 51.3 | 52.33 | 0.01 | 1.01
2025 | MISO_W_2_MISO_MO-IL | MISO_W | MISO_MO-IL | Internal | Winter | B17 | 100 | 3800 | 3800 | 45.56 | 46.38 | 0.01 | 0.8
2025 | MISO_W_2_MISO_MO-IL | MISO_W | MISO_MO-IL | Internal | Winter | B18 | 400 | 3800 | 3800 | 43.67 | 44.26 | 0.01 | 0.58
2025 | MISO_W_2_MISO_MO-IL | MISO_W | MISO_MO-IL | Internal | Winter | B19 | 700 | 3800 | 3800 | 41.06 | 41.7 | 0.01 | 0.63
2025 | MISO_W_2_MISO_MO-IL | MISO_W | MISO_MO-IL | Internal | Winter | B20 | 935 | 3800 | 3800 | 35.93 | 36.57 | 0.01 | 0.63
2025 | MISO_W_2_MISO_WUMS | MISO_W | MISO_WUMS | Internal | Shoulder | B11 | 25 | 1629 | 1296.11 | 57.01 | 57.03 | 0.01 | 0
2025 | MISO_W_2_MISO_WUMS | MISO_W | MISO_WUMS | Internal | Shoulder | B12 | 200 | 1629 | 1629 | 46.65 | 47.72 | 0.01 | 1.06
2025 | MISO_W_2_MISO_WUMS | MISO_W | MISO_WUMS | Internal | Shoulder | B13 | 600 | 1629 | 1629 | 41.91 | 42.9 | 0.01 | 0.98
2025 | MISO_W_2_MISO_WUMS | MISO_W | MISO_WUMS | Internal | Shoulder | B14 | 900 | 1629 | 1629 | 40.2 | 41.12 | 0.01 | 0.91
2025 | MISO_W_2_MISO_WUMS | MISO_W | MISO_WUMS | Internal | Shoulder | B15 | 1203 | 1629 | 3243.54 | 36.57 | 37.84 | 0.01 | 1.26
2025 | MISO_W_2_MISO_WUMS | MISO_W | MISO_WUMS | Internal | Summer | B1 | 10 | 1629 | 1629 | 67.48 | 68.2 | 0.01 | 0.71
2025 | MISO_W_2_MISO_WUMS | MISO_W | MISO_WUMS | Internal | Summer | B2 | 25 | 1629 | 1629 | 67.16 | 67.26 | 0.01 | 0.08
2025 | MISO_W_2_MISO_WUMS | MISO_W | MISO_WUMS | Internal | Summer | B3 | 75 | 1629 | 0 | 64.31 | 63.92 | 0.01 | 0
2025 | MISO_W_2_MISO_WUMS | MISO_W | MISO_WUMS | Internal | Summer | B4 | 100 | 1629 | 0 | 63.85 | 63.83 | 0.01 | 0
2025 | MISO_W_2_MISO_WUMS | MISO_W | MISO_WUMS | Internal | Summer | B5 | 200 | 1629 | 736.22 | 62.26 | 62.27 | 0.01 | 0
2025 | MISO_W_2_MISO_WUMS | MISO_W | MISO_WUMS | Internal | Summer | B6 | 300 | 1629 | 531.05 | 49.99 | 50 | 0.01 | 0
2025 | MISO_W_2_MISO_WUMS | MISO_W | MISO_WUMS | Internal | Summer | B7 | 400 | 1629 | 602.98 | 41.26 | 41.27 | 0.01 | 0
2025 | MISO_W_2_MISO_WUMS | MISO_W | MISO_WUMS | Internal | Summer | B8 | 500 | 1629 | 933.08 | 39.37 | 39.38 | 0.01 | 0
2025 | MISO_W_2_MISO_WUMS | MISO_W | MISO_WUMS | Internal | Summer | B9 | 800 | 1629 | 554.57 | 38.59 | 38.6 | 0.01 | 0
2025 | MISO_W_2_MISO_WUMS | MISO_W | MISO_WUMS | Internal | Summer | B10 | 1262 | 1629 | 1629 | 35.12 | 35.78 | 0.01 | 0.65
2025 | MISO_W_2_MISO_WUMS | MISO_W | MISO_WUMS | Internal | Winter | B16 | 25 | 1629 | 2223.72 | 51.3 | 52.57 | 0.01 | 1.26
2025 | MISO_W_2_MISO_WUMS | MISO_W | MISO_WUMS | Internal | Winter | B17 | 100 | 1629 | 2023.5 | 45.56 | 46.83 | 0.01 | 1.26
2025 | MISO_W_2_MISO_WUMS | MISO_W | MISO_WUMS | Internal | Winter | B18 | 400 | 1629 | 1629 | 43.67 | 44.71 | 0.01 | 1.03
2025 | MISO_W_2_MISO_WUMS | MISO_W | MISO_WUMS | Internal | Winter | B19 | 700 | 1629 | 1810.72 | 41.06 | 42.33 | 0.01 | 1.26
2025 | MISO_W_2_MISO_WUMS | MISO_W | MISO_WUMS | Internal | Winter | B20 | 935 | 1629 | 1629 | 35.93 | 37 | 0.01 | 1.06
2025 | MISO_W_2_PJM_ROR | MISO_W | PJM_ROR | Internal | Shoulder | B11 | 25 | 773 | 0 | 57.01 | 55.23 | 2 | 0
2025 | MISO_W_2_PJM_ROR | MISO_W | PJM_ROR | Internal | Shoulder | B12 | 200 | 773 | 3498.44 | 46.65 | 49.72 | 2 | 1.07
2025 | MISO_W_2_PJM_ROR | MISO_W | PJM_ROR | Internal | Shoulder | B13 | 600 | 773 | 773 | 41.91 | 44.9 | 2 | 0.99
2025 | MISO_W_2_PJM_ROR | MISO_W | PJM_ROR | Internal | Shoulder | B14 | 900 | 773 | 773 | 40.2 | 43.12 | 2 | 0.92
2025 | MISO_W_2_PJM_ROR | MISO_W | PJM_ROR | Internal | Shoulder | B15 | 1203 | 773 | 2724.87 | 36.57 | 39.64 | 2 | 1.07
2025 | MISO_W_2_PJM_ROR | MISO_W | PJM_ROR | Internal | Summer | B1 | 10 | 773 | 773 | 67.48 | 70.32 | 2 | 0.84
2025 | MISO_W_2_PJM_ROR | MISO_W | PJM_ROR | Internal | Summer | B2 | 25 | 773 | 773 | 67.16 | 69.37 | 2 | 0.21
2025 | MISO_W_2_PJM_ROR | MISO_W | PJM_ROR | Internal | Summer | B3 | 75 | 773 | 0 | 64.31 | 65.45 | 2 | 0
2025 | MISO_W_2_PJM_ROR | MISO_W | PJM_ROR | Internal | Summer | B4 | 100 | 773 | 0 | 63.85 | 64.5 | 2 | 0
2025 | MISO_W_2_PJM_ROR | MISO_W | PJM_ROR | Internal | Summer | B5 | 200 | 773 | 0 | 62.26 | 60.27 | 2 | 0
2025 | MISO_W_2_PJM_ROR | MISO_W | PJM_ROR | Internal | Summer | B6 | 300 | 773 | 0 | 49.99 | 51.98 | 2 | 0
2025 | MISO_W_2_PJM_ROR | MISO_W | PJM_ROR | Internal | Summer | B7 | 400 | 773 | 773 | 41.26 | 43.27 | 2 | 0.01
2025 | MISO_W_2_PJM_ROR | MISO_W | PJM_ROR | Internal | Summer | B8 | 500 | 773 | 0 | 39.37 | 40.45 | 2 | 0
2025 | MISO_W_2_PJM_ROR | MISO_W | PJM_ROR | Internal | Summer | B9 | 800 | 773 | 0 | 38.59 | 39.06 | 2 | 0
2025 | MISO_W_2_PJM_ROR | MISO_W | PJM_ROR | Internal | Summer | B10 | 1262 | 773 | 0 | 35.12 | 36.63 | 2 | 0
2025 | MISO_W_2_PJM_ROR | MISO_W | PJM_ROR | Internal | Winter | B16 | 25 | 773 | 9943.05 | 51.3 | 54.37 | 2 | 1.07
2025 | MISO_W_2_PJM_ROR | MISO_W | PJM_ROR | Internal | Winter | B17 | 100 | 773 | 8912.11 | 45.56 | 48.63 | 2 | 1.07
2025 | MISO_W_2_PJM_ROR | MISO_W | PJM_ROR | Internal | Winter | B18 | 400 | 773 | 773 | 43.67 | 46.69 | 2 | 1.02
2025 | MISO_W_2_PJM_ROR | MISO_W | PJM_ROR | Internal | Winter | B19 | 700 | 773 | 832.69 | 41.06 | 44.13 | 2 | 1.07
2025 | MISO_W_2_PJM_ROR | MISO_W | PJM_ROR | Internal | Winter | B20 | 935 | 773 | 1483.2 | 35.93 | 39 | 2 | 1.07
2025 | MISO_W_2_SPP_N | MISO_W | SPP_N | Internal | Shoulder | B11 | 25 | 3200 | 0 | 57.01 | 52.75 | 7 | 0
2025 | MISO_W_2_SPP_N | MISO_W | SPP_N | Internal | Shoulder | B12 | 200 | 3200 | 0 | 46.65 | 41.85 | 7 | 0
2025 | MISO_W_2_SPP_N | MISO_W | SPP_N | Internal | Shoulder | B13 | 600 | 3200 | 0 | 41.91 | 37.12 | 7 | 0
2025 | MISO_W_2_SPP_N | MISO_W | SPP_N | Internal | Shoulder | B14 | 900 | 3200 | 0 | 40.2 | 35.4 | 7 | 0
2025 | MISO_W_2_SPP_N | MISO_W | SPP_N | Internal | Shoulder | B15 | 1203 | 3200 | 0 | 36.57 | 31.78 | 7 | 0
2025 | MISO_W_2_SPP_N | MISO_W | SPP_N | Internal | Summer | B1 | 10 | 3200 | 0 | 67.48 | 62.69 | 7 | 0
2025 | MISO_W_2_SPP_N | MISO_W | SPP_N | Internal | Summer | B2 | 25 | 3200 | 0 | 67.16 | 62.37 | 7 | 0
2025 | MISO_W_2_SPP_N | MISO_W | SPP_N | Internal | Summer | B3 | 75 | 3200 | 0 | 64.31 | 60.04 | 7 | 0
2025 | MISO_W_2_SPP_N | MISO_W | SPP_N | Internal | Summer | B4 | 100 | 3200 | 0 | 63.85 | 59.58 | 7 | 0
2025 | MISO_W_2_SPP_N | MISO_W | SPP_N | Internal | Summer | B5 | 200 | 3200 | 0 | 62.26 | 59.54 | 7 | 0
2025 | MISO_W_2_SPP_N | MISO_W | SPP_N | Internal | Summer | B6 | 300 | 3200 | 0 | 49.99 | 50.06 | 7 | 0
2025 | MISO_W_2_SPP_N | MISO_W | SPP_N | Internal | Summer | B7 | 400 | 3200 | 0 | 41.26 | 41.28 | 7 | 0
2025 | MISO_W_2_SPP_N | MISO_W | SPP_N | Internal | Summer | B8 | 500 | 3200 | 0 | 39.37 | 36.27 | 7 | 0
2025 | MISO_W_2_SPP_N | MISO_W | SPP_N | Internal | Summer | B9 | 800 | 3200 | 0 | 38.59 | 34.55 | 7 | 0
2025 | MISO_W_2_SPP_N | MISO_W | SPP_N | Internal | Summer | B10 | 1262 | 3200 | 0 | 35.12 | 30.33 | 7 | 0
2025 | MISO_W_2_SPP_N | MISO_W | SPP_N | Internal | Winter | B16 | 25 | 3200 | 0 | 51.3 | 46.51 | 7 | 0
2025 | MISO_W_2_SPP_N | MISO_W | SPP_N | Internal | Winter | B17 | 100 | 3200 | 0 | 45.56 | 40.77 | 7 | 0
2025 | MISO_W_2_SPP_N | MISO_W | SPP_N | Internal | Winter | B18 | 400 | 3200 | 0 | 43.67 | 38.87 | 7 | 0
2025 | MISO_W_2_SPP_N | MISO_W | SPP_N | Internal | Winter | B19 | 700 | 3200 | 0 | 41.06 | 36.27 | 7 | 0
2025 | MISO_W_2_SPP_N | MISO_W | SPP_N | Internal | Winter | B20 | 935 | 3200 | 0 | 35.93 | 31.13 | 7 | 0
2025 | MISO_WUMS_2_MISO_MI | MISO_WUMS | MISO_MI | Internal | Shoulder | B11 | 25 | 99 | 0 | 57.03 | 56.96 | 0.01 | 0
2025 | MISO_WUMS_2_MISO_MI | MISO_WUMS | MISO_MI | Internal | Shoulder | B12 | 200 | 99 | 122.76 | 47.72 | 47.83 | 0.01 | 0.1
2025 | MISO_WUMS_2_MISO_MI | MISO_WUMS | MISO_MI | Internal | Shoulder | B13 | 600 | 99 | 43.81 | 42.9 | 42.91 | 0.01 | 0
2025 | MISO_WUMS_2_MISO_MI | MISO_WUMS | MISO_MI | Internal | Shoulder | B14 | 900 | 99 | 576.83 | 41.12 | 41.23 | 0.01 | 0.1
2025 | MISO_WUMS_2_MISO_MI | MISO_WUMS | MISO_MI | Internal | Shoulder | B15 | 1203 | 99 | 902.04 | 37.84 | 37.96 | 0.01 | 0.1
2025 | MISO_WUMS_2_MISO_MI | MISO_WUMS | MISO_MI | Internal | Summer | B1 | 10 | 99 | 8048.25 | 68.2 | 68.32 | 0.01 | 0.1
2025 | MISO_WUMS_2_MISO_MI | MISO_WUMS | MISO_MI | Internal | Summer | B2 | 25 | 99 | 5438.24 | 67.26 | 67.37 | 0.01 | 0.1
2025 | MISO_WUMS_2_MISO_MI | MISO_WUMS | MISO_MI | Internal | Summer | B3 | 75 | 99 | 4910.02 | 63.92 | 64.04 | 0.01 | 0.1
2025 | MISO_WUMS_2_MISO_MI | MISO_WUMS | MISO_MI | Internal | Summer | B4 | 100 | 99 | 0 | 63.83 | 63.79 | 0.01 | 0
2025 | MISO_WUMS_2_MISO_MI | MISO_WUMS | MISO_MI | Internal | Summer | B5 | 200 | 99 | 0 | 62.27 | 62.21 | 0.01 | 0
2025 | MISO_WUMS_2_MISO_MI | MISO_WUMS | MISO_MI | Internal | Summer | B6 | 300 | 99 | 0 | 50 | 49.98 | 0.01 | 0
2025 | MISO_WUMS_2_MISO_MI | MISO_WUMS | MISO_MI | Internal | Summer | B7 | 400 | 99 | 99 | 41.27 | 41.29 | 0.01 | 0.01
2025 | MISO_WUMS_2_MISO_MI | MISO_WUMS | MISO_MI | Internal | Summer | B8 | 500 | 99 | 0 | 39.38 | 39.38 | 0.01 | 0
2025 | MISO_WUMS_2_MISO_MI | MISO_WUMS | MISO_MI | Internal | Summer | B9 | 800 | 99 | 99 | 38.6 | 38.62 | 0.01 | 0.01
2025 | MISO_WUMS_2_MISO_MI | MISO_WUMS | MISO_MI | Internal | Summer | B10 | 1262 | 99 | 0 | 35.78 | 35.7 | 0.01 | 0
2025 | MISO_WUMS_2_MISO_MI | MISO_WUMS | MISO_MI | Internal | Winter | B16 | 25 | 99 | 1209.07 | 52.57 | 52.69 | 0.01 | 0.1
2025 | MISO_WUMS_2_MISO_MI | MISO_WUMS | MISO_MI | Internal | Winter | B17 | 100 | 99 | 1293.16 | 46.83 | 46.95 | 0.01 | 0.1
2025 | MISO_WUMS_2_MISO_MI | MISO_WUMS | MISO_MI | Internal | Winter | B18 | 400 | 99 | 1051.48 | 44.71 | 44.83 | 0.01 | 0.1
2025 | MISO_WUMS_2_MISO_MI | MISO_WUMS | MISO_MI | Internal | Winter | B19 | 700 | 99 | 0 | 42.33 | 42.27 | 0.01 | 0
2025 | MISO_WUMS_2_MISO_MI | MISO_WUMS | MISO_MI | Internal | Winter | B20 | 935 | 99 | 99 | 37 | 37.04 | 0.01 | 0.04
2025 | MISO_WUMS_2_MISO_W | MISO_WUMS | MISO_W | Internal | Shoulder | B11 | 25 | 1137 | 0 | 57.03 | 57.01 | 0.01 | 0
2025 | MISO_WUMS_2_MISO_W | MISO_WUMS | MISO_W | Internal | Shoulder | B12 | 200 | 1137 | 0 | 47.72 | 46.65 | 0.01 | 0
2025 | MISO_WUMS_2_MISO_W | MISO_WUMS | MISO_W | Internal | Shoulder | B13 | 600 | 1137 | 0 | 42.9 | 41.91 | 0.01 | 0
2025 | MISO_WUMS_2_MISO_W | MISO_WUMS | MISO_W | Internal | Shoulder | B14 | 900 | 1137 | 0 | 41.12 | 40.2 | 0.01 | 0
2025 | MISO_WUMS_2_MISO_W | MISO_WUMS | MISO_W | Internal | Shoulder | B15 | 1203 | 1137 | 0 | 37.84 | 36.57 | 0.01 | 0
2025 | MISO_WUMS_2_MISO_W | MISO_WUMS | MISO_W | Internal | Summer | B1 | 10 | 1137 | 0 | 68.2 | 67.48 | 0.01 | 0
2025 | MISO_WUMS_2_MISO_W | MISO_WUMS | MISO_W | Internal | Summer | B2 | 25 | 1137 | 0 | 67.26 | 67.16 | 0.01 | 0
2025 | MISO_WUMS_2_MISO_W | MISO_WUMS | MISO_W | Internal | Summer | B3 | 75 | 1137 | 1137 | 63.92 | 64.31 | 0.01 | 0.37
2025 | MISO_WUMS_2_MISO_W | MISO_WUMS | MISO_W | Internal | Summer | B4 | 100 | 1137 | 692.74 | 63.83 | 63.85 | 0.01 | 0
2025 | MISO_WUMS_2_MISO_W | MISO_WUMS | MISO_W | Internal | Summer | B5 | 200 | 1137 | 0 | 62.27 | 62.26 | 0.01 | 0
2025 | MISO_WUMS_2_MISO_W | MISO_WUMS | MISO_W | Internal | Summer | B6 | 300 | 1137 | 0 | 50 | 49.99 | 0.01 | 0
2025 | MISO_WUMS_2_MISO_W | MISO_WUMS | MISO_W | Internal | Summer | B7 | 400 | 1137 | 0 | 41.27 | 41.26 | 0.01 | 0
2025 | MISO_WUMS_2_MISO_W | MISO_WUMS | MISO_W | Internal | Summer | B8 | 500 | 1137 | 0 | 39.38 | 39.37 | 0.01 | 0
2025 | MISO_WUMS_2_MISO_W | MISO_WUMS | MISO_W | Internal | Summer | B9 | 800 | 1137 | 0 | 38.6 | 38.59 | 0.01 | 0
2025 | MISO_WUMS_2_MISO_W | MISO_WUMS | MISO_W | Internal | Summer | B10 | 1262 | 1137 | 0 | 35.78 | 35.12 | 0.01 | 0
2025 | MISO_WUMS_2_MISO_W | MISO_WUMS | MISO_W | Internal | Winter | B16 | 25 | 1137 | 0 | 52.57 | 51.3 | 0.01 | 0
2025 | MISO_WUMS_2_MISO_W | MISO_WUMS | MISO_W | Internal | Winter | B17 | 100 | 1137 | 0 | 46.83 | 45.56 | 0.01 | 0
2025 | MISO_WUMS_2_MISO_W | MISO_WUMS | MISO_W | Internal | Winter | B18 | 400 | 1137 | 0 | 44.71 | 43.67 | 0.01 | 0
2025 | MISO_WUMS_2_MISO_W | MISO_WUMS | MISO_W | Internal | Winter | B19 | 700 | 1137 | 0 | 42.33 | 41.06 | 0.01 | 0
2025 | MISO_WUMS_2_MISO_W | MISO_WUMS | MISO_W | Internal | Winter | B20 | 935 | 1137 | 0 | 37 | 35.93 | 0.01 | 0
2025 | MISO_WUMS_2_PJM_ROR | MISO_WUMS | PJM_ROR | Internal | Shoulder | B11 | 25 | 1600 | 0 | 57.03 | 55.23 | 2 | 0
2025 | MISO_WUMS_2_PJM_ROR | MISO_WUMS | PJM_ROR | Internal | Shoulder | B12 | 200 | 1600 | 260.19 | 47.72 | 49.72 | 2 | 0
2025 | MISO_WUMS_2_PJM_ROR | MISO_WUMS | PJM_ROR | Internal | Shoulder | B13 | 600 | 1600 | 324.58 | 42.9 | 44.9 | 2 | 0
2025 | MISO_WUMS_2_PJM_ROR | MISO_WUMS | PJM_ROR | Internal | Shoulder | B14 | 900 | 1600 | 327.48 | 41.12 | 43.12 | 2 | 0
2025 | MISO_WUMS_2_PJM_ROR | MISO_WUMS | PJM_ROR | Internal | Shoulder | B15 | 1203 | 1600 | 0 | 37.84 | 39.64 | 2 | 0
2025 | MISO_WUMS_2_PJM_ROR | MISO_WUMS | PJM_ROR | Internal | Summer | B1 | 10 | 1600 | 1600 | 68.2 | 70.32 | 2 | 0.12
2025 | MISO_WUMS_2_PJM_ROR | MISO_WUMS | PJM_ROR | Internal | Summer | B2 | 25 | 1600 | 1600 | 67.26 | 69.37 | 2 | 0.12
2025 | MISO_WUMS_2_PJM_ROR | MISO_WUMS | PJM_ROR | Internal | Summer | B3 | 75 | 1600 | 0 | 63.92 | 65.45 | 2 | 0
2025 | MISO_WUMS_2_PJM_ROR | MISO_WUMS | PJM_ROR | Internal | Summer | B4 | 100 | 1600 | 0 | 63.83 | 64.5 | 2 | 0
2025 | MISO_WUMS_2_PJM_ROR | MISO_WUMS | PJM_ROR | Internal | Summer | B5 | 200 | 1600 | 0 | 62.27 | 60.27 | 2 | 0
2025 | MISO_WUMS_2_PJM_ROR | MISO_WUMS | PJM_ROR | Internal | Summer | B6 | 300 | 1600 | 0 | 50 | 51.98 | 2 | 0
2025 | MISO_WUMS_2_PJM_ROR | MISO_WUMS | PJM_ROR | Internal | Summer | B7 | 400 | 1600 | 127 | 41.27 | 43.27 | 2 | 0
2025 | MISO_WUMS_2_PJM_ROR | MISO_WUMS | PJM_ROR | Internal | Summer | B8 | 500 | 1600 | 0 | 39.38 | 40.45 | 2 | 0
2025 | MISO_WUMS_2_PJM_ROR | MISO_WUMS | PJM_ROR | Internal | Summer | B9 | 800 | 1600 | 0 | 38.6 | 39.06 | 2 | 0
2025 | MISO_WUMS_2_PJM_ROR | MISO_WUMS | PJM_ROR | Internal | Summer | B10 | 1262 | 1600 | 0 | 35.78 | 36.63 | 2 | 0
2025 | MISO_WUMS_2_PJM_ROR | MISO_WUMS | PJM_ROR | Internal | Winter | B16 | 25 | 1600 | 0 | 52.57 | 54.37 | 2 | 0
2025 | MISO_WUMS_2_PJM_ROR | MISO_WUMS | PJM_ROR | Internal | Winter | B17 | 100 | 1600 | 0 | 46.83 | 48.63 | 2 | 0
2025 | MISO_WUMS_2_PJM_ROR | MISO_WUMS | PJM_ROR | Internal | Winter | B18 | 400 | 1600 | 0 | 44.71 | 46.69 | 2 | 0
2025 | MISO_WUMS_2_PJM_ROR | MISO_WUMS | PJM_ROR | Internal | Winter | B19 | 700 | 1600 | 0 | 42.33 | 44.13 | 2 | 0
2025 | MISO_WUMS_2_PJM_ROR | MISO_WUMS | PJM_ROR | Internal | Winter | B20 | 935 | 1600 | 202.58 | 37 | 39 | 2 | 0
2025 | NE_2_MISO_W | NE | MISO_W | Internal | Shoulder | B11 | 25 | 1600 | 786.14 | 52.01 | 57.01 | 5 | 0
2025 | NE_2_MISO_W | NE | MISO_W | Internal | Shoulder | B12 | 200 | 1600 | 8328.21 | 41.12 | 46.65 | 5 | 0.53
2025 | NE_2_MISO_W | NE | MISO_W | Internal | Shoulder | B13 | 600 | 1600 | 7568.62 | 36.38 | 41.91 | 5 | 0.53
2025 | NE_2_MISO_W | NE | MISO_W | Internal | Shoulder | B14 | 900 | 1600 | 7666.95 | 34.67 | 40.2 | 5 | 0.53
2025 | NE_2_MISO_W | NE | MISO_W | Internal | Shoulder | B15 | 1203 | 1600 | 12190.08 | 31.05 | 36.57 | 5 | 0.53
2025 | NE_2_MISO_W | NE | MISO_W | Internal | Summer | B1 | 10 | 1600 | 7935.9 | 61.96 | 67.48 | 5 | 0.53
2025 | NE_2_MISO_W | NE | MISO_W | Internal | Summer | B2 | 25 | 1600 | 8609.09 | 61.64 | 67.16 | 5 | 0.53
2025 | NE_2_MISO_W | NE | MISO_W | Internal | Summer | B3 | 75 | 1600 | 657.35 | 59.31 | 64.31 | 5 | 0
2025 | NE_2_MISO_W | NE | MISO_W | Internal | Summer | B4 | 100 | 1600 | 189.4 | 58.85 | 63.85 | 5 | 0
2025 | NE_2_MISO_W | NE | MISO_W | Internal | Summer | B5 | 200 | 1600 | 0 | 58.81 | 62.26 | 5 | 0
2025 | NE_2_MISO_W | NE | MISO_W | Internal | Summer | B6 | 300 | 1600 | 0 | 49.33 | 49.99 | 5 | 0
2025 | NE_2_MISO_W | NE | MISO_W | Internal | Summer | B7 | 400 | 1600 | 0 | 40.55 | 41.26 | 5 | 0
2025 | NE_2_MISO_W | NE | MISO_W | Internal | Summer | B8 | 500 | 1600 | 0 | 35.54 | 39.37 | 5 | 0
2025 | NE_2_MISO_W | NE | MISO_W | Internal | Summer | B9 | 800 | 1600 | 0 | 33.82 | 38.59 | 5 | 0
2025 | NE_2_MISO_W | NE | MISO_W | Internal | Summer | B10 | 1262 | 1600 | 3707.35 | 29.6 | 35.12 | 5 | 0.53
2025 | NE_2_MISO_W | NE | MISO_W | Internal | Winter | B16 | 25 | 1600 | 12798.69 | 45.78 | 51.3 | 5 | 0.53
2025 | NE_2_MISO_W | NE | MISO_W | Internal | Winter | B17 | 100 | 1600 | 13356 | 40.04 | 45.56 | 5 | 0.53
2025 | NE_2_MISO_W | NE | MISO_W | Internal | Winter | B18 | 400 | 1600 | 5954.69 | 38.14 | 43.67 | 5 | 0.53
2025 | NE_2_MISO_W | NE | MISO_W | Internal | Winter | B19 | 700 | 1600 | 6595.77 | 35.53 | 41.06 | 5 | 0.53
2025 | NE_2_MISO_W | NE | MISO_W | Internal | Winter | B20 | 935 | 1600 | 6482 | 30.4 | 35.93 | 5 | 0.53
2025 | NE_2_SPP_N | NE | SPP_N | Internal | Shoulder | B11 | 25 | 1800 | 12180.81 | 52.01 | 52.75 | 0.01 | 0.72
2025 | NE_2_SPP_N | NE | SPP_N | Internal | Shoulder | B12 | 200 | 1800 | 8775.49 | 41.12 | 41.85 | 0.01 | 0.72
2025 | NE_2_SPP_N | NE | SPP_N | Internal | Shoulder | B13 | 600 | 1800 | 11611.92 | 36.38 | 37.12 | 0.01 | 0.72
2025 | NE_2_SPP_N | NE | SPP_N | Internal | Shoulder | B14 | 900 | 1800 | 12716.2 | 34.67 | 35.4 | 0.01 | 0.72
2025 | NE_2_SPP_N | NE | SPP_N | Internal | Shoulder | B15 | 1203 | 1800 | 10085.23 | 31.05 | 31.78 | 0.01 | 0.72
2025 | NE_2_SPP_N | NE | SPP_N | Internal | Summer | B1 | 10 | 1800 | 2256.13 | 61.96 | 62.69 | 0.01 | 0.72
2025 | NE_2_SPP_N | NE | SPP_N | Internal | Summer | B2 | 25 | 1800 | 7051.71 | 61.64 | 62.37 | 0.01 | 0.72
2025 | NE_2_SPP_N | NE | SPP_N | Internal | Summer | B3 | 75 | 1800 | 11479.16 | 59.31 | 60.04 | 0.01 | 0.72
2025 | NE_2_SPP_N | NE | SPP_N | Internal | Summer | B4 | 100 | 1800 | 9982.98 | 58.85 | 59.58 | 0.01 | 0.72
2025 | NE_2_SPP_N | NE | SPP_N | Internal | Summer | B5 | 200 | 1800 | 10854.12 | 58.81 | 59.54 | 0.01 | 0.72
2025 | NE_2_SPP_N | NE | SPP_N | Internal | Summer | B6 | 300 | 1800 | 11582.76 | 49.33 | 50.06 | 0.01 | 0.72
2025 | NE_2_SPP_N | NE | SPP_N | Internal | Summer | B7 | 400 | 1800 | 13419.52 | 40.55 | 41.28 | 0.01 | 0.72
2025 | NE_2_SPP_N | NE | SPP_N | Internal | Summer | B8 | 500 | 1800 | 16421.13 | 35.54 | 36.27 | 0.01 | 0.72
2025 | NE_2_SPP_N | NE | SPP_N | Internal | Summer | B9 | 800 | 1800 | 16234.43 | 33.82 | 34.55 | 0.01 | 0.72
2025 | NE_2_SPP_N | NE | SPP_N | Internal | Summer | B10 | 1262 | 1800 | 15109.95 | 29.6 | 30.33 | 0.01 | 0.72
2025 | NE_2_SPP_N | NE | SPP_N | Internal | Winter | B16 | 25 | 1800 | 14434.48 | 45.78 | 46.51 | 0.01 | 0.72
2025 | NE_2_SPP_N | NE | SPP_N | Internal | Winter | B17 | 100 | 1800 | 10776.29 | 40.04 | 40.77 | 0.01 | 0.72
2025 | NE_2_SPP_N | NE | SPP_N | Internal | Winter | B18 | 400 | 1800 | 15868.77 | 38.14 | 38.87 | 0.01 | 0.72
2025 | NE_2_SPP_N | NE | SPP_N | Internal | Winter | B19 | 700 | 1800 | 13816.92 | 35.53 | 36.27 | 0.01 | 0.72
2025 | NE_2_SPP_N | NE | SPP_N | Internal | Winter | B20 | 935 | 1800 | 15844.62 | 30.4 | 31.13 | 0.01 | 0.72
2025 | NEISO_2_NYISO_A-F | NEISO | NYISO_A-F | Internal | Shoulder | B11 | 25 | 600 | 600 | 42.74 | 45.93 | 3 | 0.19
2025 | NEISO_2_NYISO_A-F | NEISO | NYISO_A-F | Internal | Shoulder | B12 | 200 | 600 | 0 | 38.89 | 41.7 | 3 | 0
2025 | NEISO_2_NYISO_A-F | NEISO | NYISO_A-F | Internal | Shoulder | B13 | 600 | 600 | 0 | 38.89 | 40.56 | 3 | 0
2025 | NEISO_2_NYISO_A-F | NEISO | NYISO_A-F | Internal | Shoulder | B14 | 900 | 600 | 0 | 38.89 | 40.25 | 3 | 0
2025 | NEISO_2_NYISO_A-F | NEISO | NYISO_A-F | Internal | Shoulder | B15 | 1203 | 600 | 0 | 38.89 | 40.25 | 3 | 0
2025 | NEISO_2_NYISO_A-F | NEISO | NYISO_A-F | Internal | Summer | B1 | 10 | 600 | 0 | 60.56 | 62.33 | 3 | 0
2025 | NEISO_2_NYISO_A-F | NEISO | NYISO_A-F | Internal | Summer | B2 | 25 | 600 | 0 | 59.61 | 61.39 | 3 | 0
2025 | NEISO_2_NYISO_A-F | NEISO | NYISO_A-F | Internal | Summer | B3 | 75 | 600 | 600 | 52.99 | 56.17 | 3 | 0.17
2025 | NEISO_2_NYISO_A-F | NEISO | NYISO_A-F | Internal | Summer | B4 | 100 | 600 | 600 | 52.03 | 55.21 | 3 | 0.18
2025 | NEISO_2_NYISO_A-F | NEISO | NYISO_A-F | Internal | Summer | B5 | 200 | 600 | 600 | 47.81 | 50.99 | 3 | 0.18
2025 | NEISO_2_NYISO_A-F | NEISO | NYISO_A-F | Internal | Summer | B6 | 300 | 600 | 600 | 39.56 | 43.72 | 3 | 1.16
2025 | NEISO_2_NYISO_A-F | NEISO | NYISO_A-F | Internal | Summer | B7 | 400 | 600 | 983.99 | 35.72 | 39.99 | 3 | 1.27
2025 | NEISO_2_NYISO_A-F | NEISO | NYISO_A-F | Internal | Summer | B8 | 500 | 600 | 0 | 35.72 | 38.37 | 3 | 0
2025 | NEISO_2_NYISO_A-F | NEISO | NYISO_A-F | Internal | Summer | B9 | 800 | 600 | 0 | 35.72 | 37.92 | 3 | 0
2025 | NEISO_2_NYISO_A-F | NEISO | NYISO_A-F | Internal | Summer | B10 | 1262 | 600 | 0 | 35.72 | 37.92 | 3 | 0
2025 | NEISO_2_NYISO_A-F | NEISO | NYISO_A-F | Internal | Winter | B16 | 25 | 600 | 0 | 48.68 | 50.44 | 3 | 0
2025 | NEISO_2_NYISO_A-F | NEISO | NYISO_A-F | Internal | Winter | B17 | 100 | 600 | 0 | 48.68 | 47.13 | 3 | 0
2025 | NEISO_2_NYISO_A-F | NEISO | NYISO_A-F | Internal | Winter | B18 | 400 | 600 | 0 | 48.45 | 45.45 | 3 | 0
2025 | NEISO_2_NYISO_A-F | NEISO | NYISO_A-F | Internal | Winter | B19 | 700 | 600 | 0 | 48.4 | 45.19 | 3 | 0
2025 | NEISO_2_NYISO_A-F | NEISO | NYISO_A-F | Internal | Winter | B20 | 935 | 600 | 0 | 48.4 | 45.01 | 3 | 0
2025 | NEISO_2_NYISO_G-I | NEISO | NYISO_G-I | Internal | Shoulder | B11 | 25 | 600 | 600 | 42.74 | 47.13 | 3 | 1.39
2025 | NEISO_2_NYISO_G-I | NEISO | NYISO_G-I | Internal | Shoulder | B12 | 200 | 600 | 0 | 38.89 | 41.78 | 3 | 0
2025 | NEISO_2_NYISO_G-I | NEISO | NYISO_G-I | Internal | Shoulder | B13 | 600 | 600 | 0 | 38.89 | 41.78 | 3 | 0
2025 | NEISO_2_NYISO_G-I | NEISO | NYISO_G-I | Internal | Shoulder | B14 | 900 | 600 | 0 | 38.89 | 40.37 | 3 | 0
2025 | NEISO_2_NYISO_G-I | NEISO | NYISO_G-I | Internal | Shoulder | B15 | 1203 | 600 | 0 | 38.89 | 40.26 | 3 | 0
2025 | NEISO_2_NYISO_G-I | NEISO | NYISO_G-I | Internal | Summer | B1 | 10 | 600 | 0 | 60.56 | 63.55 | 3 | 0
2025 | NEISO_2_NYISO_G-I | NEISO | NYISO_G-I | Internal | Summer | B2 | 25 | 600 | 0 | 59.61 | 62.6 | 3 | 0
2025 | NEISO_2_NYISO_G-I | NEISO | NYISO_G-I | Internal | Summer | B3 | 75 | 600 | 600 | 52.99 | 57.38 | 3 | 1.39
2025 | NEISO_2_NYISO_G-I | NEISO | NYISO_G-I | Internal | Summer | B4 | 100 | 600 | 600 | 52.03 | 56.42 | 3 | 1.39
2025 | NEISO_2_NYISO_G-I | NEISO | NYISO_G-I | Internal | Summer | B5 | 200 | 600 | 600 | 47.81 | 52.2 | 3 | 1.39
2025 | NEISO_2_NYISO_G-I | NEISO | NYISO_G-I | Internal | Summer | B6 | 300 | 600 | 600 | 39.56 | 43.95 | 3 | 1.39
2025 | NEISO_2_NYISO_G-I | NEISO | NYISO_G-I | Internal | Summer | B7 | 400 | 600 | 600 | 35.72 | 40.11 | 3 | 1.39
2025 | NEISO_2_NYISO_G-I | NEISO | NYISO_G-I | Internal | Summer | B8 | 500 | 600 | 448.83 | 35.72 | 38.72 | 3 | 0
2025 | NEISO_2_NYISO_G-I | NEISO | NYISO_G-I | Internal | Summer | B9 | 800 | 600 | 0 | 35.72 | 38.31 | 3 | 0
2025 | NEISO_2_NYISO_G-I | NEISO | NYISO_G-I | Internal | Summer | B10 | 1262 | 600 | 0 | 35.72 | 37.93 | 3 | 0
2025 | NEISO_2_NYISO_G-I | NEISO | NYISO_G-I | Internal | Winter | B16 | 25 | 600 | 0 | 48.68 | 51.66 | 3 | 0
2025 | NEISO_2_NYISO_G-I | NEISO | NYISO_G-I | Internal | Winter | B17 | 100 | 600 | 0 | 48.68 | 48.34 | 3 | 0
2025 | NEISO_2_NYISO_G-I | NEISO | NYISO_G-I | Internal | Winter | B18 | 400 | 600 | 0 | 48.45 | 46.66 | 3 | 0
2025 | NEISO_2_NYISO_G-I | NEISO | NYISO_G-I | Internal | Winter | B19 | 700 | 600 | 0 | 48.4 | 46.4 | 3 | 0
2025 | NEISO_2_NYISO_G-I | NEISO | NYISO_G-I | Internal | Winter | B20 | 935 | 600 | 0 | 48.4 | 45.55 | 3 | 0
2025 | NEISO_2_NYISO_J-K | NEISO | NYISO_J-K | Internal | Shoulder | B11 | 25 | 430 | 7116.58 | 42.74 | 47.14 | 3 | 1.4
2025 | NEISO_2_NYISO_J-K | NEISO | NYISO_J-K | Internal | Shoulder | B12 | 200 | 430 | 0 | 38.89 | 41.79 | 3 | 0
2025 | NEISO_2_NYISO_J-K | NEISO | NYISO_J-K | Internal | Shoulder | B13 | 600 | 430 | 0 | 38.89 | 41.79 | 3 | 0
2025 | NEISO_2_NYISO_J-K | NEISO | NYISO_J-K | Internal | Shoulder | B14 | 900 | 430 | 0 | 38.89 | 40.38 | 3 | 0
2025 | NEISO_2_NYISO_J-K | NEISO | NYISO_J-K | Internal | Shoulder | B15 | 1203 | 430 | 0 | 38.89 | 40.28 | 3 | 0
2025 | NEISO_2_NYISO_J-K | NEISO | NYISO_J-K | Internal | Summer | B1 | 10 | 430 | 81.49 | 60.56 | 63.56 | 3 | 0
2025 | NEISO_2_NYISO_J-K | NEISO | NYISO_J-K | Internal | Summer | B2 | 25 | 430 | 176.54 | 59.61 | 62.61 | 3 | 0
2025 | NEISO_2_NYISO_J-K | NEISO | NYISO_J-K | Internal | Summer | B3 | 75 | 430 | 606.25 | 52.99 | 57.39 | 3 | 1.4
2025 | NEISO_2_NYISO_J-K | NEISO | NYISO_J-K | Internal | Summer | B4 | 100 | 430 | 2695.06 | 52.03 | 56.43 | 3 | 1.4
2025 | NEISO_2_NYISO_J-K | NEISO | NYISO_J-K | Internal | Summer | B5 | 200 | 430 | 2334.54 | 47.81 | 52.21 | 3 | 1.4
2025 | NEISO_2_NYISO_J-K | NEISO | NYISO_J-K | Internal | Summer | B6 | 300 | 430 | 3303.73 | 39.56 | 43.97 | 3 | 1.4
2025 | NEISO_2_NYISO_J-K | NEISO | NYISO_J-K | Internal | Summer | B7 | 400 | 430 | 1130.31 | 35.72 | 40.12 | 3 | 1.4
2025 | NEISO_2_NYISO_J-K | NEISO | NYISO_J-K | Internal | Summer | B8 | 500 | 430 | 430 | 35.72 | 38.73 | 3 | 0.01
2025 | NEISO_2_NYISO_J-K | NEISO | NYISO_J-K | Internal | Summer | B9 | 800 | 430 | 0 | 35.72 | 38.33 | 3 | 0
2025 | NEISO_2_NYISO_J-K | NEISO | NYISO_J-K | Internal | Summer | B10 | 1262 | 430 | 0 | 35.72 | 37.94 | 3 | 0
2025 | NEISO_2_NYISO_J-K | NEISO | NYISO_J-K | Internal | Winter | B16 | 25 | 430 | 17.22 | 48.68 | 51.68 | 3 | 0
2025 | NEISO_2_NYISO_J-K | NEISO | NYISO_J-K | Internal | Winter | B17 | 100 | 430 | 0 | 48.68 | 48.37 | 3 | 0
2025 | NEISO_2_NYISO_J-K | NEISO | NYISO_J-K | Internal | Winter | B18 | 400 | 430 | 0 | 48.45 | 46.69 | 3 | 0
2025 | NEISO_2_NYISO_J-K | NEISO | NYISO_J-K | Internal | Winter | B19 | 700 | 430 | 0 | 48.4 | 46.43 | 3 | 0
2025 | NEISO_2_NYISO_J-K | NEISO | NYISO_J-K | Internal | Winter | B20 | 935 | 430 | 0 | 48.4 | 45.56 | 3 | 0
2025 | NonRTO_Midwest_2_MISO_IN | NonRTO_Midwest | MISO_IN | Internal | Shoulder | B11 | 25 | 4450 | 0 | 65.23 | 57.23 | 8 | 0
2025 | NonRTO_Midwest_2_MISO_IN | NonRTO_Midwest | MISO_IN | Internal | Shoulder | B12 | 200 | 4450 | 0 | 55.71 | 47.82 | 8 | 0
2025 | NonRTO_Midwest_2_MISO_IN | NonRTO_Midwest | MISO_IN | Internal | Shoulder | B13 | 600 | 4450 | 0 | 50.9 | 42.9 | 8 | 0
2025 | NonRTO_Midwest_2_MISO_IN | NonRTO_Midwest | MISO_IN | Internal | Shoulder | B14 | 900 | 4450 | 0 | 44.03 | 41.22 | 8 | 0
2025 | NonRTO_Midwest_2_MISO_IN | NonRTO_Midwest | MISO_IN | Internal | Shoulder | B15 | 1203 | 4450 | 0 | 37.56 | 37.95 | 8 | 0
2025 | NonRTO_Midwest_2_MISO_IN | NonRTO_Midwest | MISO_IN | Internal | Summer | B1 | 10 | 4450 | 0 | 72.57 | 68.33 | 8 | 0
2025 | NonRTO_Midwest_2_MISO_IN | NonRTO_Midwest | MISO_IN | Internal | Summer | B2 | 25 | 4450 | 0 | 72.57 | 67.38 | 8 | 0
2025 | NonRTO_Midwest_2_MISO_IN | NonRTO_Midwest | MISO_IN | Internal | Summer | B3 | 75 | 4450 | 0 | 72.31 | 64.31 | 8 | 0
2025 | NonRTO_Midwest_2_MISO_IN | NonRTO_Midwest | MISO_IN | Internal | Summer | B4 | 100 | 4450 | 0 | 71.87 | 63.87 | 8 | 0
2025 | NonRTO_Midwest_2_MISO_IN | NonRTO_Midwest | MISO_IN | Internal | Summer | B5 | 200 | 4450 | 0 | 70.26 | 62.26 | 8 | 0
2025 | NonRTO_Midwest_2_MISO_IN | NonRTO_Midwest | MISO_IN | Internal | Summer | B6 | 300 | 4450 | 0 | 57.99 | 49.99 | 8 | 0
2025 | NonRTO_Midwest_2_MISO_IN | NonRTO_Midwest | MISO_IN | Internal | Summer | B7 | 400 | 4450 | 0 | 49.28 | 41.28 | 8 | 0
2025 | NonRTO_Midwest_2_MISO_IN | NonRTO_Midwest | MISO_IN | Internal | Summer | B8 | 500 | 4450 | 0 | 43.38 | 39.37 | 8 | 0
2025 | NonRTO_Midwest_2_MISO_IN | NonRTO_Midwest | MISO_IN | Internal | Summer | B9 | 800 | 4450 | 0 | 37.57 | 38.61 | 8 | 0
2025 | NonRTO_Midwest_2_MISO_IN | NonRTO_Midwest | MISO_IN | Internal | Summer | B10 | 1262 | 4450 | 0 | 33.78 | 35.69 | 8 | 0
2025 | NonRTO_Midwest_2_MISO_IN | NonRTO_Midwest | MISO_IN | Internal | Winter | B16 | 25 | 4450 | 0 | 60.89 | 52.89 | 8 | 0
2025 | NonRTO_Midwest_2_MISO_IN | NonRTO_Midwest | MISO_IN | Internal | Winter | B17 | 100 | 4450 | 0 | 54.94 | 46.94 | 8 | 0
2025 | NonRTO_Midwest_2_MISO_IN | NonRTO_Midwest | MISO_IN | Internal | Winter | B18 | 400 | 4450 | 0 | 52.82 | 44.82 | 8 | 0
2025 | NonRTO_Midwest_2_MISO_IN | NonRTO_Midwest | MISO_IN | Internal | Winter | B19 | 700 | 4450 | 0 | 44.65 | 42.25 | 8 | 0
2025 | NonRTO_Midwest_2_MISO_IN | NonRTO_Midwest | MISO_IN | Internal | Winter | B20 | 935 | 4450 | 0 | 37.57 | 37.03 | 8 | 0
2025 | NonRTO_Midwest_2_TVA_Transmission | NonRTO_Midwest | TVA_Transmission | Internal | Shoulder | B11 | 25 | 2400 | 0 | 65.23 | 61.23 | 8 | 0
2025 | NonRTO_Midwest_2_TVA_Transmission | NonRTO_Midwest | TVA_Transmission | Internal | Shoulder | B12 | 200 | 2400 | 0 | 55.71 | 50.5 | 8 | 0
2025 | NonRTO_Midwest_2_TVA_Transmission | NonRTO_Midwest | TVA_Transmission | Internal | Shoulder | B13 | 600 | 2400 | 0 | 50.9 | 47.06 | 8 | 0
2025 | NonRTO_Midwest_2_TVA_Transmission | NonRTO_Midwest | TVA_Transmission | Internal | Shoulder | B14 | 900 | 2400 | 0 | 44.03 | 46.04 | 8 | 0
2025 | NonRTO_Midwest_2_TVA_Transmission | NonRTO_Midwest | TVA_Transmission | Internal | Shoulder | B15 | 1203 | 2400 | 0 | 37.56 | 44.72 | 8 | 0
2025 | NonRTO_Midwest_2_TVA_Transmission | NonRTO_Midwest | TVA_Transmission | Internal | Summer | B1 | 10 | 2400 | 0 | 72.57 | 76.32 | 8 | 0
2025 | NonRTO_Midwest_2_TVA_Transmission | NonRTO_Midwest | TVA_Transmission | Internal | Summer | B2 | 25 | 2400 | 0 | 72.57 | 75.37 | 8 | 0
2025 | NonRTO_Midwest_2_TVA_Transmission | NonRTO_Midwest | TVA_Transmission | Internal | Summer | B3 | 75 | 2400 | 0 | 72.31 | 71.45 | 8 | 0
2025 | NonRTO_Midwest_2_TVA_Transmission | NonRTO_Midwest | TVA_Transmission | Internal | Summer | B4 | 100 | 2400 | 0 | 71.87 | 70.5 | 8 | 0
2025 | NonRTO_Midwest_2_TVA_Transmission | NonRTO_Midwest | TVA_Transmission | Internal | Summer | B5 | 200 | 2400 | 0 | 70.26 | 65.7 | 8 | 0
2025 | NonRTO_Midwest_2_TVA_Transmission | NonRTO_Midwest | TVA_Transmission | Internal | Summer | B6 | 300 | 2400 | 0 | 57.99 | 56.96 | 8 | 0
2025 | NonRTO_Midwest_2_TVA_Transmission | NonRTO_Midwest | TVA_Transmission | Internal | Summer | B7 | 400 | 2400 | 0 | 49.28 | 47.68 | 8 | 0
2025 | NonRTO_Midwest_2_TVA_Transmission | NonRTO_Midwest | TVA_Transmission | Internal | Summer | B8 | 500 | 2400 | 0 | 43.38 | 44.8 | 8 | 0
2025 | NonRTO_Midwest_2_TVA_Transmission | NonRTO_Midwest | TVA_Transmission | Internal | Summer | B9 | 800 | 2400 | 0 | 37.57 | 43.75 | 8 | 0
2025 | NonRTO_Midwest_2_TVA_Transmission | NonRTO_Midwest | TVA_Transmission | Internal | Summer | B10 | 1262 | 2400 | 0 | 33.78 | 40.52 | 8 | 0
2025 | NonRTO_Midwest_2_TVA_Transmission | NonRTO_Midwest | TVA_Transmission | Internal | Winter | B16 | 25 | 2400 | 0 | 60.89 | 60.33 | 8 | 0
2025 | NonRTO_Midwest_2_TVA_Transmission | NonRTO_Midwest | TVA_Transmission | Internal | Winter | B17 | 100 | 2400 | 0 | 54.94 | 51.59 | 8 | 0
2025 | NonRTO_Midwest_2_TVA_Transmission | NonRTO_Midwest | TVA_Transmission | Internal | Winter | B18 | 400 | 2400 | 0 | 52.82 | 48.24 | 8 | 0
2025 | NonRTO_Midwest_2_TVA_Transmission | NonRTO_Midwest | TVA_Transmission | Internal | Winter | B19 | 700 | 2400 | 0 | 44.65 | 46.41 | 8 | 0
2025 | NonRTO_Midwest_2_TVA_Transmission | NonRTO_Midwest | TVA_Transmission | Internal | Winter | B20 | 935 | 2400 | 0 | 37.57 | 44.49 | 8 | 0
2025 | NYISO_A-F_2_IESO | NYISO_A-F | IESO | Internal | Shoulder | B11 | 25 | 1600 | 0 | 45.93 | 48.95 | 7 | 0
2025 | NYISO_A-F_2_IESO | NYISO_A-F | IESO | Internal | Shoulder | B12 | 200 | 1600 | 0 | 41.7 | 39.82 | 7 | 0
2025 | NYISO_A-F_2_IESO | NYISO_A-F | IESO | Internal | Shoulder | B13 | 600 | 1600 | 0 | 40.56 | 34.9 | 7 | 0
2025 | NYISO_A-F_2_IESO | NYISO_A-F | IESO | Internal | Shoulder | B14 | 900 | 1600 | 0 | 40.25 | 34.23 | 7 | 0
2025 | NYISO_A-F_2_IESO | NYISO_A-F | IESO | Internal | Shoulder | B15 | 1203 | 1600 | 0 | 40.25 | 34.23 | 7 | 0
2025 | NYISO_A-F_2_IESO | NYISO_A-F | IESO | Internal | Summer | B1 | 10 | 1600 | 0 | 62.33 | 60.31 | 7 | 0
2025 | NYISO_A-F_2_IESO | NYISO_A-F | IESO | Internal | Summer | B2 | 25 | 1600 | 0 | 61.39 | 59.36 | 7 | 0
2025 | NYISO_A-F_2_IESO | NYISO_A-F | IESO | Internal | Summer | B3 | 75 | 1600 | 0 | 56.17 | 56.24 | 7 | 0
2025 | NYISO_A-F_2_IESO | NYISO_A-F | IESO | Internal | Summer | B4 | 100 | 1600 | 0 | 55.21 | 55.78 | 7 | 0
2025 | NYISO_A-F_2_IESO | NYISO_A-F | IESO | Internal | Summer | B5 | 200 | 1600 | 0 | 50.99 | 54.19 | 7 | 0
2025 | NYISO_A-F_2_IESO | NYISO_A-F | IESO | Internal | Summer | B6 | 300 | 1600 | 0 | 43.72 | 41.96 | 7 | 0
2025 | NYISO_A-F_2_IESO | NYISO_A-F | IESO | Internal | Summer | B7 | 400 | 1600 | 0 | 39.99 | 33.28 | 7 | 0
2025 | NYISO_A-F_2_IESO | NYISO_A-F | IESO | Internal | Summer | B8 | 500 | 1600 | 0 | 38.37 | 31.37 | 7 | 0
2025 | NYISO_A-F_2_IESO | NYISO_A-F | IESO | Internal | Summer | B9 | 800 | 1600 | 0 | 37.92 | 30.92 | 7 | 0
2025 | NYISO_A-F_2_IESO | NYISO_A-F | IESO | Internal | Summer | B10 | 1262 | 1600 | 0 | 37.92 | 30.92 | 7 | 0
2025 | NYISO_A-F_2_IESO | NYISO_A-F | IESO | Internal | Winter | B16 | 25 | 1600 | 0 | 50.44 | 44.68 | 7 | 0
2025 | NYISO_A-F_2_IESO | NYISO_A-F | IESO | Internal | Winter | B17 | 100 | 1600 | 0 | 47.13 | 39.95 | 7 | 0
2025 | NYISO_A-F_2_IESO | NYISO_A-F | IESO | Internal | Winter | B18 | 400 | 1600 | 0 | 45.45 | 38.27 | 7 | 0
2025 | NYISO_A-F_2_IESO | NYISO_A-F | IESO | Internal | Winter | B19 | 700 | 1600 | 0 | 45.19 | 38.01 | 7 | 0
2025 | NYISO_A-F_2_IESO | NYISO_A-F | IESO | Internal | Winter | B20 | 935 | 1600 | 0 | 45.01 | 38.01 | 7 | 0
2025 | NYISO_A-F_2_NEISO | NYISO_A-F | NEISO | Internal | Shoulder | B11 | 25 | 600 | 0 | 45.93 | 42.74 | 3 | 0
2025 | NYISO_A-F_2_NEISO | NYISO_A-F | NEISO | Internal | Shoulder | B12 | 200 | 600 | 0 | 41.7 | 38.89 | 3 | 0
2025 | NYISO_A-F_2_NEISO | NYISO_A-F | NEISO | Internal | Shoulder | B13 | 600 | 600 | 0 | 40.56 | 38.89 | 3 | 0
2025 | NYISO_A-F_2_NEISO | NYISO_A-F | NEISO | Internal | Shoulder | B14 | 900 | 600 | 0 | 40.25 | 38.89 | 3 | 0
2025 | NYISO_A-F_2_NEISO | NYISO_A-F | NEISO | Internal | Shoulder | B15 | 1203 | 600 | 0 | 40.25 | 38.89 | 3 | 0
2025 | NYISO_A-F_2_NEISO | NYISO_A-F | NEISO | Internal | Summer | B1 | 10 | 600 | 0 | 62.33 | 60.56 | 3 | 0
2025 | NYISO_A-F_2_NEISO | NYISO_A-F | NEISO | Internal | Summer | B2 | 25 | 600 | 0 | 61.39 | 59.61 | 3 | 0
2025 | NYISO_A-F_2_NEISO | NYISO_A-F | NEISO | Internal | Summer | B3 | 75 | 600 | 0 | 56.17 | 52.99 | 3 | 0
2025 | NYISO_A-F_2_NEISO | NYISO_A-F | NEISO | Internal | Summer | B4 | 100 | 600 | 0 | 55.21 | 52.03 | 3 | 0
2025 | NYISO_A-F_2_NEISO | NYISO_A-F | NEISO | Internal | Summer | B5 | 200 | 600 | 0 | 50.99 | 47.81 | 3 | 0
2025 | NYISO_A-F_2_NEISO | NYISO_A-F | NEISO | Internal | Summer | B6 | 300 | 600 | 0 | 43.72 | 39.56 | 3 | 0
2025 | NYISO_A-F_2_NEISO | NYISO_A-F | NEISO | Internal | Summer | B7 | 400 | 600 | 0 | 39.99 | 35.72 | 3 | 0
2025 | NYISO_A-F_2_NEISO | NYISO_A-F | NEISO | Internal | Summer | B8 | 500 | 600 | 0 | 38.37 | 35.72 | 3 | 0
2025 | NYISO_A-F_2_NEISO | NYISO_A-F | NEISO | Internal | Summer | B9 | 800 | 600 | 0 | 37.92 | 35.72 | 3 | 0
2025 | NYISO_A-F_2_NEISO | NYISO_A-F | NEISO | Internal | Summer | B10 | 1262 | 600 | 0 | 37.92 | 35.72 | 3 | 0
2025 | NYISO_A-F_2_NEISO | NYISO_A-F | NEISO | Internal | Winter | B16 | 25 | 600 | 0 | 50.44 | 48.68 | 3 | 0
2025 | NYISO_A-F_2_NEISO | NYISO_A-F | NEISO | Internal | Winter | B17 | 100 | 600 | 0 | 47.13 | 48.68 | 3 | 0
2025 | NYISO_A-F_2_NEISO | NYISO_A-F | NEISO | Internal | Winter | B18 | 400 | 600 | 473.52 | 45.45 | 48.45 | 3 | 0
2025 | NYISO_A-F_2_NEISO | NYISO_A-F | NEISO | Internal | Winter | B19 | 700 | 600 | 600 | 45.19 | 48.4 | 3 | 0.21
2025 | NYISO_A-F_2_NEISO | NYISO_A-F | NEISO | Internal | Winter | B20 | 935 | 600 | 947.97 | 45.01 | 48.4 | 3 | 0.39
2025 | NYISO_A-F_2_NYISO_G-I | NYISO_A-F | NYISO_G-I | Internal | Shoulder | B11 | 25 | 4250 | 4250 | 45.93 | 47.13 | 0.01 | 1.19
2025 | NYISO_A-F_2_NYISO_G-I | NYISO_A-F | NYISO_G-I | Internal | Shoulder | B12 | 200 | 4250 | 4250 | 41.7 | 41.78 | 0.01 | 0.06
2025 | NYISO_A-F_2_NYISO_G-I | NYISO_A-F | NYISO_G-I | Internal | Shoulder | B13 | 600 | 4250 | 4457.02 | 40.56 | 41.78 | 0.01 | 1.21
2025 | NYISO_A-F_2_NYISO_G-I | NYISO_A-F | NYISO_G-I | Internal | Shoulder | B14 | 900 | 4250 | 4250 | 40.25 | 40.37 | 0.01 | 0.1
2025 | NYISO_A-F_2_NYISO_G-I | NYISO_A-F | NYISO_G-I | Internal | Shoulder | B15 | 1203 | 4250 | 2948.17 | 40.25 | 40.26 | 0.01 | 0
2025 | NYISO_A-F_2_NYISO_G-I | NYISO_A-F | NYISO_G-I | Internal | Summer | B1 | 10 | 4250 | 7258.46 | 62.33 | 63.55 | 0.01 | 1.21
2025 | NYISO_A-F_2_NYISO_G-I | NYISO_A-F | NYISO_G-I | Internal | Summer | B2 | 25 | 4250 | 6530.51 | 61.39 | 62.6 | 0.01 | 1.21
2025 | NYISO_A-F_2_NYISO_G-I | NYISO_A-F | NYISO_G-I | Internal | Summer | B3 | 75 | 4250 | 5160.71 | 56.17 | 57.38 | 0.01 | 1.21
2025 | NYISO_A-F_2_NYISO_G-I | NYISO_A-F | NYISO_G-I | Internal | Summer | B4 | 100 | 4250 | 4250 | 55.21 | 56.42 | 0.01 | 1.2
2025 | NYISO_A-F_2_NYISO_G-I | NYISO_A-F | NYISO_G-I | Internal | Summer | B5 | 200 | 4250 | 4250 | 50.99 | 52.2 | 0.01 | 1.2
2025 | NYISO_A-F_2_NYISO_G-I | NYISO_A-F | NYISO_G-I | Internal | Summer | B6 | 300 | 4250 | 4250 | 43.72 | 43.95 | 0.01 | 0.22
2025 | NYISO_A-F_2_NYISO_G-I | NYISO_A-F | NYISO_G-I | Internal | Summer | B7 | 400 | 4250 | 4250 | 39.99 | 40.11 | 0.01 | 0.11
2025 | NYISO_A-F_2_NYISO_G-I | NYISO_A-F | NYISO_G-I | Internal | Summer | B8 | 500 | 4250 | 4250 | 38.37 | 38.72 | 0.01 | 0.34
2025 | NYISO_A-F_2_NYISO_G-I | NYISO_A-F | NYISO_G-I | Internal | Summer | B9 | 800 | 4250 | 4250 | 37.92 | 38.31 | 0.01 | 0.38
2025 | NYISO_A-F_2_NYISO_G-I | NYISO_A-F | NYISO_G-I | Internal | Summer | B10 | 1262 | 4250 | 3033.99 | 37.92 | 37.93 | 0.01 | 0
2025 | NYISO_A-F_2_NYISO_G-I | NYISO_A-F | NYISO_G-I | Internal | Winter | B16 | 25 | 4250 | 7131.69 | 50.44 | 51.66 | 0.01 | 1.21
2025 | NYISO_A-F_2_NYISO_G-I | NYISO_A-F | NYISO_G-I | Internal | Winter | B17 | 100 | 4250 | 8113.1 | 47.13 | 48.34 | 0.01 | 1.21
2025 | NYISO_A-F_2_NYISO_G-I | NYISO_A-F | NYISO_G-I | Internal | Winter | B18 | 400 | 4250 | 9211.81 | 45.45 | 46.66 | 0.01 | 1.21
2025 | NYISO_A-F_2_NYISO_G-I | NYISO_A-F | NYISO_G-I | Internal | Winter | B19 | 700 | 4250 | 8856.99 | 45.19 | 46.4 | 0.01 | 1.21
2025 | NYISO_A-F_2_NYISO_G-I | NYISO_A-F | NYISO_G-I | Internal | Winter | B20 | 935 | 4250 | 4250 | 45.01 | 45.55 | 0.01 | 0.53
2025 | NYISO_A-F_2_PJM_ROM | NYISO_A-F | PJM_ROM | Internal | Shoulder | B11 | 25 | 1000 | 2861.64 | 45.93 | 55.21 | 8 | 1.28
2025 | NYISO_A-F_2_PJM_ROM | NYISO_A-F | PJM_ROM | Internal | Shoulder | B12 | 200 | 1000 | 370.46 | 41.7 | 49.7 | 8 | 0
2025 | NYISO_A-F_2_PJM_ROM | NYISO_A-F | PJM_ROM | Internal | Shoulder | B13 | 600 | 1000 | 0 | 40.56 | 44.89 | 8 | 0
2025 | NYISO_A-F_2_PJM_ROM | NYISO_A-F | PJM_ROM | Internal | Shoulder | B14 | 900 | 1000 | 0 | 40.25 | 43.13 | 8 | 0
2025 | NYISO_A-F_2_PJM_ROM | NYISO_A-F | PJM_ROM | Internal | Shoulder | B15 | 1203 | 1000 | 0 | 40.25 | 39.65 | 8 | 0
2025 | NYISO_A-F_2_PJM_ROM | NYISO_A-F | PJM_ROM | Internal | Summer | B1 | 10 | 1000 | 47.28 | 62.33 | 70.33 | 8 | 0
2025 | NYISO_A-F_2_PJM_ROM | NYISO_A-F | PJM_ROM | Internal | Summer | B2 | 25 | 1000 | 204.82 | 61.39 | 69.39 | 8 | 0
2025 | NYISO_A-F_2_PJM_ROM | NYISO_A-F | PJM_ROM | Internal | Summer | B3 | 75 | 1000 | 1990.58 | 56.17 | 65.44 | 8 | 1.28
2025 | NYISO_A-F_2_PJM_ROM | NYISO_A-F | PJM_ROM | Internal | Summer | B4 | 100 | 1000 | 3135.86 | 55.21 | 64.48 | 8 | 1.28
2025 | NYISO_A-F_2_PJM_ROM | NYISO_A-F | PJM_ROM | Internal | Summer | B5 | 200 | 1000 | 1936.09 | 50.99 | 60.26 | 8 | 1.28
2025 | NYISO_A-F_2_PJM_ROM | NYISO_A-F | PJM_ROM | Internal | Summer | B6 | 300 | 1000 | 1000 | 43.72 | 51.97 | 8 | 0.24
2025 | NYISO_A-F_2_PJM_ROM | NYISO_A-F | PJM_ROM | Internal | Summer | B7 | 400 | 1000 | 0 | 39.99 | 43.26 | 8 | 0
2025 | NYISO_A-F_2_PJM_ROM | NYISO_A-F | PJM_ROM | Internal | Summer | B8 | 500 | 1000 | 0 | 38.37 | 40.47 | 8 | 0
2025 | NYISO_A-F_2_PJM_ROM | NYISO_A-F | PJM_ROM | Internal | Summer | B9 | 800 | 1000 | 0 | 37.92 | 39.07 | 8 | 0
2025 | NYISO_A-F_2_PJM_ROM | NYISO_A-F | PJM_ROM | Internal | Summer | B10 | 1262 | 1000 | 0 | 37.92 | 36.65 | 8 | 0
2025 | NYISO_A-F_2_PJM_ROM | NYISO_A-F | PJM_ROM | Internal | Winter | B16 | 25 | 1000 | 0 | 50.44 | 54.38 | 8 | 0
2025 | NYISO_A-F_2_PJM_ROM | NYISO_A-F | PJM_ROM | Internal | Winter | B17 | 100 | 1000 | 0 | 47.13 | 48.64 | 8 | 0
2025 | NYISO_A-F_2_PJM_ROM | NYISO_A-F | PJM_ROM | Internal | Winter | B18 | 400 | 1000 | 0 | 45.45 | 46.7 | 8 | 0
2025 | NYISO_A-F_2_PJM_ROM | NYISO_A-F | PJM_ROM | Internal | Winter | B19 | 700 | 1000 | 0 | 45.19 | 44.14 | 8 | 0
2025 | NYISO_A-F_2_PJM_ROM | NYISO_A-F | PJM_ROM | Internal | Winter | B20 | 935 | 1000 | 0 | 45.01 | 39.01 | 8 | 0
2025 | NYISO_G-I_2_NEISO | NYISO_G-I | NEISO | Internal | Shoulder | B11 | 25 | 600 | 0 | 47.13 | 42.74 | 3 | 0
2025 | NYISO_G-I_2_NEISO | NYISO_G-I | NEISO | Internal | Shoulder | B12 | 200 | 600 | 0 | 41.78 | 38.89 | 3 | 0
2025 | NYISO_G-I_2_NEISO | NYISO_G-I | NEISO | Internal | Shoulder | B13 | 600 | 600 | 0 | 41.78 | 38.89 | 3 | 0
2025 | NYISO_G-I_2_NEISO | NYISO_G-I | NEISO | Internal | Shoulder | B14 | 900 | 600 | 0 | 40.37 | 38.89 | 3 | 0
2025 | NYISO_G-I_2_NEISO | NYISO_G-I | NEISO | Internal | Shoulder | B15 | 1203 | 600 | 0 | 40.26 | 38.89 | 3 | 0
2025 | NYISO_G-I_2_NEISO | NYISO_G-I | NEISO | Internal | Summer | B1 | 10 | 600 | 0 | 63.55 | 60.56 | 3 | 0
2025 | NYISO_G-I_2_NEISO | NYISO_G-I | NEISO | Internal | Summer | B2 | 25 | 600 | 0 | 62.6 | 59.61 | 3 | 0
2025 | NYISO_G-I_2_NEISO | NYISO_G-I | NEISO | Internal | Summer | B3 | 75 | 600 | 0 | 57.38 | 52.99 | 3 | 0
2025 | NYISO_G-I_2_NEISO | NYISO_G-I | NEISO | Internal | Summer | B4 | 100 | 600 | 0 | 56.42 | 52.03 | 3 | 0
2025 | NYISO_G-I_2_NEISO | NYISO_G-I | NEISO | Internal | Summer | B5 | 200 | 600 | 0 | 52.2 | 47.81 | 3 | 0
2025 | NYISO_G-I_2_NEISO | NYISO_G-I | NEISO | Internal | Summer | B6 | 300 | 600 | 0 | 43.95 | 39.56 | 3 | 0
2025 | NYISO_G-I_2_NEISO | NYISO_G-I | NEISO | Internal | Summer | B7 | 400 | 600 | 0 | 40.11 | 35.72 | 3 | 0
2025 | NYISO_G-I_2_NEISO | NYISO_G-I | NEISO | Internal | Summer | B8 | 500 | 600 | 0 | 38.72 | 35.72 | 3 | 0
2025 | NYISO_G-I_2_NEISO | NYISO_G-I | NEISO | Internal | Summer | B9 | 800 | 600 | 0 | 38.31 | 35.72 | 3 | 0
2025 | NYISO_G-I_2_NEISO | NYISO_G-I | NEISO | Internal | Summer | B10 | 1262 | 600 | 0 | 37.93 | 35.72 | 3 | 0
2025 | NYISO_G-I_2_NEISO | NYISO_G-I | NEISO | Internal | Winter | B16 | 25 | 600 | 0 | 51.66 | 48.68 | 3 | 0
2025 | NYISO_G-I_2_NEISO | NYISO_G-I | NEISO | Internal | Winter | B17 | 100 | 600 | 0 | 48.34 | 48.68 | 3 | 0
2025 | NYISO_G-I_2_NEISO | NYISO_G-I | NEISO | Internal | Winter | B18 | 400 | 600 | 0 | 46.66 | 48.45 | 3 | 0
2025 | NYISO_G-I_2_NEISO | NYISO_G-I | NEISO | Internal | Winter | B19 | 700 | 600 | 0 | 46.4 | 48.4 | 3 | 0
2025 | NYISO_G-I_2_NEISO | NYISO_G-I | NEISO | Internal | Winter | B20 | 935 | 600 | 0 | 45.55 | 48.4 | 3 | 0
2025 | NYISO_G-I_2_NYISO_A-F | NYISO_G-I | NYISO_A-F | Internal | Shoulder | B11 | 25 | 1999 | 0 | 47.13 | 45.93 | 0.01 | 0
2025 | NYISO_G-I_2_NYISO_A-F | NYISO_G-I | NYISO_A-F | Internal | Shoulder | B12 | 200 | 1999 | 0 | 41.78 | 41.7 | 0.01 | 0
2025 | NYISO_G-I_2_NYISO_A-F | NYISO_G-I | NYISO_A-F | Internal | Shoulder | B13 | 600 | 1999 | 0 | 41.78 | 40.56 | 0.01 | 0
2025 | NYISO_G-I_2_NYISO_A-F | NYISO_G-I | NYISO_A-F | Internal | Shoulder | B14 | 900 | 1999 | 0 | 40.37 | 40.25 | 0.01 | 0
2025 | NYISO_G-I_2_NYISO_A-F | NYISO_G-I | NYISO_A-F | Internal | Shoulder | B15 | 1203 | 1999 | 0 | 40.26 | 40.25 | 0.01 | 0
2025 | NYISO_G-I_2_NYISO_A-F | NYISO_G-I | NYISO_A-F | Internal | Summer | B1 | 10 | 1999 | 0 | 63.55 | 62.33 | 0.01 | 0
2025 | NYISO_G-I_2_NYISO_A-F | NYISO_G-I | NYISO_A-F | Internal | Summer | B2 | 25 | 1999 | 0 | 62.6 | 61.39 | 0.01 | 0
2025 | NYISO_G-I_2_NYISO_A-F | NYISO_G-I | NYISO_A-F | Internal | Summer | B3 | 75 | 1999 | 0 | 57.38 | 56.17 | 0.01 | 0
2025 | NYISO_G-I_2_NYISO_A-F | NYISO_G-I | NYISO_A-F | Internal | Summer | B4 | 100 | 1999 | 0 | 56.42 | 55.21 | 0.01 | 0
2025 | NYISO_G-I_2_NYISO_A-F | NYISO_G-I | NYISO_A-F | Internal | Summer | B5 | 200 | 1999 | 0 | 52.2 | 50.99 | 0.01 | 0
2025 | NYISO_G-I_2_NYISO_A-F | NYISO_G-I | NYISO_A-F | Internal | Summer | B6 | 300 | 1999 | 0 | 43.95 | 43.72 | 0.01 | 0
2025 | NYISO_G-I_2_NYISO_A-F | NYISO_G-I | NYISO_A-F | Internal | Summer | B7 | 400 | 1999 | 0 | 40.11 | 39.99 | 0.01 | 0
2025 | NYISO_G-I_2_NYISO_A-F | NYISO_G-I | NYISO_A-F | Internal | Summer | B8 | 500 | 1999 | 0 | 38.72 | 38.37 | 0.01 | 0
2025 | NYISO_G-I_2_NYISO_A-F | NYISO_G-I | NYISO_A-F | Internal | Summer | B9 | 800 | 1999 | 0 | 38.31 | 37.92 | 0.01 | 0
2025 | NYISO_G-I_2_NYISO_A-F | NYISO_G-I | NYISO_A-F | Internal | Summer | B10 | 1262 | 1999 | 0 | 37.93 | 37.92 | 0.01 | 0
2025 | NYISO_G-I_2_NYISO_A-F | NYISO_G-I | NYISO_A-F | Internal | Winter | B16 | 25 | 1999 | 0 | 51.66 | 50.44 | 0.01 | 0
2025 | NYISO_G-I_2_NYISO_A-F | NYISO_G-I | NYISO_A-F | Internal | Winter | B17 | 100 | 1999 | 0 | 48.34 | 47.13 | 0.01 | 0
2025 | NYISO_G-I_2_NYISO_A-F | NYISO_G-I | NYISO_A-F | Internal | Winter | B18 | 400 | 1999 | 0 | 46.66 | 45.45 | 0.01 | 0
2025 | NYISO_G-I_2_NYISO_A-F | NYISO_G-I | NYISO_A-F | Internal | Winter | B19 | 700 | 1999 | 0 | 46.4 | 45.19 | 0.01 | 0
2025 | NYISO_G-I_2_NYISO_A-F | NYISO_G-I | NYISO_A-F | Internal | Winter | B20 | 935 | 1999 | 0 | 45.55 | 45.01 | 0.01 | 0
2025 | NYISO_G-I_2_NYISO_J-K | NYISO_G-I | NYISO_J-K | Internal | Shoulder | B11 | 25 | 6130 | 3880.97 | 47.13 | 47.14 | 0.01 | 0
2025 | NYISO_G-I_2_NYISO_J-K | NYISO_G-I | NYISO_J-K | Internal | Shoulder | B12 | 200 | 6130 | 4828.31 | 41.78 | 41.79 | 0.01 | 0
2025 | NYISO_G-I_2_NYISO_J-K | NYISO_G-I | NYISO_J-K | Internal | Shoulder | B13 | 600 | 6130 | 5162.84 | 41.78 | 41.79 | 0.01 | 0
2025 | NYISO_G-I_2_NYISO_J-K | NYISO_G-I | NYISO_J-K | Internal | Shoulder | B14 | 900 | 6130 | 4939.63 | 40.37 | 40.38 | 0.01 | 0
2025 | NYISO_G-I_2_NYISO_J-K | NYISO_G-I | NYISO_J-K | Internal | Shoulder | B15 | 1203 | 6130 | 3188.38 | 40.26 | 40.28 | 0.01 | 0
2025 | NYISO_G-I_2_NYISO_J-K | NYISO_G-I | NYISO_J-K | Internal | Summer | B1 | 10 | 6130 | 6058.21 | 63.55 | 63.56 | 0.01 | 0
2025 | NYISO_G-I_2_NYISO_J-K | NYISO_G-I | NYISO_J-K | Internal | Summer | B2 | 25 | 6130 | 5492.62 | 62.6 | 62.61 | 0.01 | 0
2025 | NYISO_G-I_2_NYISO_J-K | NYISO_G-I | NYISO_J-K | Internal | Summer | B3 | 75 | 6130 | 3638.27 | 57.38 | 57.39 | 0.01 | 0
2025 | NYISO_G-I_2_NYISO_J-K | NYISO_G-I | NYISO_J-K | Internal | Summer | B4 | 100 | 6130 | 2999.68 | 56.42 | 56.43 | 0.01 | 0
2025 | NYISO_G-I_2_NYISO_J-K | NYISO_G-I | NYISO_J-K | Internal | Summer | B5 | 200 | 6130 | 3139.79 | 52.2 | 52.21 | 0.01 | 0
2025 | NYISO_G-I_2_NYISO_J-K | NYISO_G-I | NYISO_J-K | Internal | Summer | B6 | 300 | 6130 | 3832.6 | 43.95 | 43.97 | 0.01 | 0
2025 | NYISO_G-I_2_NYISO_J-K | NYISO_G-I | NYISO_J-K | Internal | Summer | B7 | 400 | 6130 | 5015.19 | 40.11 | 40.12 | 0.01 | 0
2025 | NYISO_G-I_2_NYISO_J-K | NYISO_G-I | NYISO_J-K | Internal | Summer | B8 | 500 | 6130 | 5021.07 | 38.72 | 38.73 | 0.01 | 0
2025 | NYISO_G-I_2_NYISO_J-K | NYISO_G-I | NYISO_J-K | Internal | Summer | B9 | 800 | 6130 | 4786.96 | 38.31 | 38.33 | 0.01 | 0
2025 | NYISO_G-I_2_NYISO_J-K | NYISO_G-I | NYISO_J-K | Internal | Summer | B10 | 1262 | 6130 | 4036.56 | 37.93 | 37.94 | 0.01 | 0
2025 | NYISO_G-I_2_NYISO_J-K | NYISO_G-I | NYISO_J-K | Internal | Winter | B16 | 25 | 6130 | 7248.65 | 51.66 | 51.68 | 0.01 | 0.01
2025 | NYISO_G-I_2_NYISO_J-K | NYISO_G-I | NYISO_J-K | Internal | Winter | B17 | 100 | 6130 | 8361.52 | 48.34 | 48.37 | 0.01 | 0.01
2025 | NYISO_G-I_2_NYISO_J-K | NYISO_G-I | NYISO_J-K | Internal | Winter | B18 | 400 | 6130 | 8774.71 | 46.66 | 46.69 | 0.01 | 0.01
2025 | NYISO_G-I_2_NYISO_J-K | NYISO_G-I | NYISO_J-K | Internal | Winter | B19 | 700 | 6130 | 8597.71 | 46.4 | 46.43 | 0.01 | 0.01
2025 | NYISO_G-I_2_NYISO_J-K | NYISO_G-I | NYISO_J-K | Internal | Winter | B20 | 935 | 6130 | 4916.5 | 45.55 | 45.56 | 0.01 | 0
2025 | NYISO_G-I_2_PJM_E | NYISO_G-I | PJM_E | Internal | Shoulder | B11 | 25 | 1500 | 1500 | 47.13 | 55.18 | 8 | 0.05
2025 | NYISO_G-I_2_PJM_E | NYISO_G-I | PJM_E | Internal | Shoulder | B12 | 200 | 1500 | 0 | 41.78 | 49.69 | 8 | 0
2025 | NYISO_G-I_2_PJM_E | NYISO_G-I | PJM_E | Internal | Shoulder | B13 | 600 | 1500 | 0 | 41.78 | 44.88 | 8 | 0
2025 | NYISO_G-I_2_PJM_E | NYISO_G-I | PJM_E | Internal | Shoulder | B14 | 900 | 1500 | 0 | 40.37 | 43.12 | 8 | 0
2025 | NYISO_G-I_2_PJM_E | NYISO_G-I | PJM_E | Internal | Shoulder | B15 | 1203 | 1500 | 0 | 40.26 | 39.67 | 8 | 0
2025 | NYISO_G-I_2_PJM_E | NYISO_G-I | PJM_E | Internal | Summer | B1 | 10 | 1500 | 0 | 63.55 | 70.35 | 8 | 0
2025 | NYISO_G-I_2_PJM_E | NYISO_G-I | PJM_E | Internal | Summer | B2 | 25 | 1500 | 0 | 62.6 | 69.4 | 8 | 0
2025 | NYISO_G-I_2_PJM_E | NYISO_G-I | PJM_E | Internal | Summer | B3 | 75 | 1500 | 1500 | 57.38 | 65.43 | 8 | 0.05
2025 | NYISO_G-I_2_PJM_E | NYISO_G-I | PJM_E | Internal | Summer | B4 | 100 | 1500 | 1500 | 56.42 | 64.47 | 8 | 0.05
2025 | NYISO_G-I_2_PJM_E | NYISO_G-I | PJM_E | Internal | Summer | B5 | 200 | 1500 | 1500 | 52.2 | 60.25 | 8 | 0.05
2025 | NYISO_G-I_2_PJM_E | NYISO_G-I | PJM_E | Internal | Summer | B6 | 300 | 1500 | 1006.89 | 43.95 | 51.95 | 8 | 0
2025 | NYISO_G-I_2_PJM_E | NYISO_G-I | PJM_E | Internal | Summer | B7 | 400 | 1500 | 0 | 40.11 | 43.24 | 8 | 0
2025 | NYISO_G-I_2_PJM_E | NYISO_G-I | PJM_E | Internal | Summer | B8 | 500 | 1500 | 0 | 38.72 | 40.48 | 8 | 0
2025 | NYISO_G-I_2_PJM_E | NYISO_G-I | PJM_E | Internal | Summer | B9 | 800 | 1500 | 0 | 38.31 | 39.08 | 8 | 0
2025 | NYISO_G-I_2_PJM_E | NYISO_G-I | PJM_E | Internal | Summer | B10 | 1262 | 1500 | 0 | 37.93 | 36.66 | 8 | 0
2025 | NYISO_G-I_2_PJM_E | NYISO_G-I | PJM_E | Internal | Winter | B16 | 25 | 1500 | 0 | 51.66 | 54.4 | 8 | 0
2025 | NYISO_G-I_2_PJM_E | NYISO_G-I | PJM_E | Internal | Winter | B17 | 100 | 1500 | 0 | 48.34 | 48.66 | 8 | 0
2025 | NYISO_G-I_2_PJM_E | NYISO_G-I | PJM_E | Internal | Winter | B18 | 400 | 1500 | 0 | 46.66 | 46.71 | 8 | 0
2025 | NYISO_G-I_2_PJM_E | NYISO_G-I | PJM_E | Internal | Winter | B19 | 700 | 1500 | 0 | 46.4 | 44.15 | 8 | 0
2025 | NYISO_G-I_2_PJM_E | NYISO_G-I | PJM_E | Internal | Winter | B20 | 935 | 1500 | 0 | 45.55 | 39.02 | 8 | 0
2025 | NYISO_J-K_2_NYISO_G-I | NYISO_J-K | NYISO_G-I | Internal | Shoulder | B11 | 25 | 1999 | 0 | 47.14 | 47.13 | 0.01 | 0
2025 | NYISO_J-K_2_NYISO_G-I | NYISO_J-K | NYISO_G-I | Internal | Shoulder | B12 | 200 | 1999 | 0 | 41.79 | 41.78 | 0.01 | 0
2025 | NYISO_J-K_2_NYISO_G-I | NYISO_J-K | NYISO_G-I | Internal | Shoulder | B13 | 600 | 1999 | 0 | 41.79 | 41.78 | 0.01 | 0
2025 | NYISO_J-K_2_NYISO_G-I | NYISO_J-K | NYISO_G-I | Internal | Shoulder | B14 | 900 | 1999 | 0 | 40.38 | 40.37 | 0.01 | 0
2025 | NYISO_J-K_2_NYISO_G-I | NYISO_J-K | NYISO_G-I | Internal | Shoulder | B15 | 1203 | 1999 | 0 | 40.28 | 40.26 | 0.01 | 0
2025 | NYISO_J-K_2_NYISO_G-I | NYISO_J-K | NYISO_G-I | Internal | Summer | B1 | 10 | 1999 | 0 | 63.56 | 63.55 | 0.01 | 0
2025 | NYISO_J-K_2_NYISO_G-I | NYISO_J-K | NYISO_G-I | Internal | Summer | B2 | 25 | 1999 | 0 | 62.61 | 62.6 | 0.01 | 0
2025 | NYISO_J-K_2_NYISO_G-I | NYISO_J-K | NYISO_G-I | Internal | Summer | B3 | 75 | 1999 | 0 | 57.39 | 57.38 | 0.01 | 0
2025 | NYISO_J-K_2_NYISO_G-I | NYISO_J-K | NYISO_G-I | Internal | Summer | B4 | 100 | 1999 | 0 | 56.43 | 56.42 | 0.01 | 0
2025 | NYISO_J-K_2_NYISO_G-I | NYISO_J-K | NYISO_G-I | Internal | Summer | B5 | 200 | 1999 | 0 | 52.21 | 52.2 | 0.01 | 0
2025 | NYISO_J-K_2_NYISO_G-I | NYISO_J-K | NYISO_G-I | Internal | Summer | B6 | 300 | 1999 | 0 | 43.97 | 43.95 | 0.01 | 0
2025 | NYISO_J-K_2_NYISO_G-I | NYISO_J-K | NYISO_G-I | Internal | Summer | B7 | 400 | 1999 | 0 | 40.12 | 40.11 | 0.01 | 0
2025 | NYISO_J-K_2_NYISO_G-I | NYISO_J-K | NYISO_G-I | Internal | Summer | B8 | 500 | 1999 | 0 | 38.73 | 38.72 | 0.01 | 0
2025 | NYISO_J-K_2_NYISO_G-I | NYISO_J-K | NYISO_G-I | Internal | Summer | B9 | 800 | 1999 | 0 | 38.33 | 38.31 | 0.01 | 0
2025 | NYISO_J-K_2_NYISO_G-I | NYISO_J-K | NYISO_G-I | Internal | Summer | B10 | 1262 | 1999 | 0 | 37.94 | 37.93 | 0.01 | 0
2025 | NYISO_J-K_2_NYISO_G-I | NYISO_J-K | NYISO_G-I | Internal | Winter | B16 | 25 | 1999 | 0 | 51.68 | 51.66 | 0.01 | 0
2025 | NYISO_J-K_2_NYISO_G-I | NYISO_J-K | NYISO_G-I | Internal | Winter | B17 | 100 | 1999 | 0 | 48.37 | 48.34 | 0.01 | 0
2025 | NYISO_J-K_2_NYISO_G-I | NYISO_J-K | NYISO_G-I | Internal | Winter | B18 | 400 | 1999 | 0 | 46.69 | 46.66 | 0.01 | 0
2025 | NYISO_J-K_2_NYISO_G-I | NYISO_J-K | NYISO_G-I | Internal | Winter | B19 | 700 | 1999 | 0 | 46.43 | 46.4 | 0.01 | 0
2025 | NYISO_J-K_2_NYISO_G-I | NYISO_J-K | NYISO_G-I | Internal | Winter | B20 | 935 | 1999 | 0 | 45.56 | 45.55 | 0.01 | 0
2025 | NYISO_J-K_2_PJM_E_OL | NYISO_J-K | PJM_E | Internal | Shoulder | B11 | 25 | 99999 | 5595.94 | 47.14 | 55.18 | 8.04 | 0
2025 | NYISO_J-K_2_PJM_E_OL | NYISO_J-K | PJM_E | Internal | Shoulder | B12 | 200 | 99999 | 0 | 41.79 | 49.69 | 8.04 | 0
2025 | NYISO_J-K_2_PJM_E_OL | NYISO_J-K | PJM_E | Internal | Shoulder | B13 | 600 | 99999 | 0 | 41.79 | 44.88 | 8.04 | 0
2025 | NYISO_J-K_2_PJM_E_OL | NYISO_J-K | PJM_E | Internal | Shoulder | B14 | 900 | 99999 | 0 | 40.38 | 43.12 | 8.04 | 0
2025 | NYISO_J-K_2_PJM_E_OL | NYISO_J-K | PJM_E | Internal | Shoulder | B15 | 1203 | 99999 | 0 | 40.28 | 39.67 | 8.04 | 0
2025 | NYISO_J-K_2_PJM_E_OL | NYISO_J-K | PJM_E | Internal | Summer | B1 | 10 | 99999 | 0 | 63.56 | 70.35 | 8.04 | 0
2025 | NYISO_J-K_2_PJM_E_OL | NYISO_J-K | PJM_E | Internal | Summer | B2 | 25 | 99999 | 0 | 62.61 | 69.4 | 8.04 | 0
2025 | NYISO_J-K_2_PJM_E_OL | NYISO_J-K | PJM_E | Internal | Summer | B3 | 75 | 99999 | 0 | 57.39 | 65.43 | 8.04 | 0
2025 | NYISO_J-K_2_PJM_E_OL | NYISO_J-K | PJM_E | Internal | Summer | B4 | 100 | 99999 | 2618.41 | 56.43 | 64.47 | 8.04 | 0
2025 | NYISO_J-K_2_PJM_E_OL | NYISO_J-K | PJM_E | Internal | Summer | B5 | 200 | 99999 | 1424.43 | 52.21 | 60.25 | 8.04 | 0
2025 | NYISO_J-K_2_PJM_E_OL | NYISO_J-K | PJM_E | Internal | Summer | B6 | 300 | 99999 | 0 | 43.97 | 51.95 | 8.04 | 0
2025 | NYISO_J-K_2_PJM_E_OL | NYISO_J-K | PJM_E | Internal | Summer | B7 | 400 | 99999 | 0 | 40.12 | 43.24 | 8.04 | 0
2025 | NYISO_J-K_2_PJM_E_OL | NYISO_J-K | PJM_E | Internal | Summer | B8 | 500 | 99999 | 0 | 38.73 | 40.48 | 8.04 | 0
2025 | NYISO_J-K_2_PJM_E_OL | NYISO_J-K | PJM_E | Internal | Summer | B9 | 800 | 99999 | 0 | 38.33 | 39.08 | 8.04 | 0
2025 | NYISO_J-K_2_PJM_E_OL | NYISO_J-K | PJM_E | Internal | Summer | B10 | 1262 | 99999 | 0 | 37.94 | 36.66 | 8.04 | 0
2025 | NYISO_J-K_2_PJM_E_OL | NYISO_J-K | PJM_E | Internal | Winter | B16 | 25 | 99999 | 0 | 51.68 | 54.4 | 8.04 | 0
2025 | NYISO_J-K_2_PJM_E_OL | NYISO_J-K | PJM_E | Internal | Winter | B17 | 100 | 99999 | 0 | 48.37 | 48.66 | 8.04 | 0
2025 | NYISO_J-K_2_PJM_E_OL | NYISO_J-K | PJM_E | Internal | Winter | B18 | 400 | 99999 | 0 | 46.69 | 46.71 | 8.04 | 0
2025 | NYISO_J-K_2_PJM_E_OL | NYISO_J-K | PJM_E | Internal | Winter | B19 | 700 | 99999 | 0 | 46.43 | 44.15 | 8.04 | 0
2025 | NYISO_J-K_2_PJM_E_OL | NYISO_J-K | PJM_E | Internal | Winter | B20 | 935 | 99999 | 0 | 45.56 | 39.02 | 8.04 | 0
2025 | PJM_E_2_NYISO_G-I | PJM_E | NYISO_G-I | Internal | Shoulder | B11 | 25 | 500 | 0 | 55.18 | 47.13 | 6 | 0
2025 | PJM_E_2_NYISO_G-I | PJM_E | NYISO_G-I | Internal | Shoulder | B12 | 200 | 500 | 0 | 49.69 | 41.78 | 6 | 0
2025 | PJM_E_2_NYISO_G-I | PJM_E | NYISO_G-I | Internal | Shoulder | B13 | 600 | 500 | 0 | 44.88 | 41.78 | 6 | 0
2025 | PJM_E_2_NYISO_G-I | PJM_E | NYISO_G-I | Internal | Shoulder | B14 | 900 | 500 | 0 | 43.12 | 40.37 | 6 | 0
2025 | PJM_E_2_NYISO_G-I | PJM_E | NYISO_G-I | Internal | Shoulder | B15 | 1203 | 500 | 0 | 39.67 | 40.26 | 6 | 0
2025 | PJM_E_2_NYISO_G-I | PJM_E | NYISO_G-I | Internal | Summer | B1 | 10 | 500 | 0 | 70.35 | 63.55 | 6 | 0
2025 | PJM_E_2_NYISO_G-I | PJM_E | NYISO_G-I | Internal | Summer | B2 | 25 | 500 | 0 | 69.4 | 62.6 | 6 | 0
2025 | PJM_E_2_NYISO_G-I | PJM_E | NYISO_G-I | Internal | Summer | B3 | 75 | 500 | 0 | 65.43 | 57.38 | 6 | 0
2025 | PJM_E_2_NYISO_G-I | PJM_E | NYISO_G-I | Internal | Summer | B4 | 100 | 500 | 0 | 64.47 | 56.42 | 6 | 0
2025 | PJM_E_2_NYISO_G-I | PJM_E | NYISO_G-I | Internal | Summer | B5 | 200 | 500 | 0 | 60.25 | 52.2 | 6 | 0
2025 | PJM_E_2_NYISO_G-I | PJM_E | NYISO_G-I | Internal | Summer | B6 | 300 | 500 | 0 | 51.95 | 43.95 | 6 | 0
2025 | PJM_E_2_NYISO_G-I | PJM_E | NYISO_G-I | Internal | Summer | B7 | 400 | 500 | 0 | 43.24 | 40.11 | 6 | 0
2025 | PJM_E_2_NYISO_G-I | PJM_E | NYISO_G-I | Internal | Summer | B8 | 500 | 500 | 0 | 40.48 | 38.72 | 6 | 0
2025 | PJM_E_2_NYISO_G-I | PJM_E | NYISO_G-I | Internal | Summer | B9 | 800 | 500 | 0 | 39.08 | 38.31 | 6 | 0
2025 | PJM_E_2_NYISO_G-I | PJM_E | NYISO_G-I | Internal | Summer | B10 | 1262 | 500 | 0 | 36.66 | 37.93 | 6 | 0
2025 | PJM_E_2_NYISO_G-I | PJM_E | NYISO_G-I | Internal | Winter | B16 | 25 | 500 | 0 | 54.4 | 51.66 | 6 | 0
2025 | PJM_E_2_NYISO_G-I | PJM_E | NYISO_G-I | Internal | Winter | B17 | 100 | 500 | 0 | 48.66 | 48.34 | 6 | 0
2025 | PJM_E_2_NYISO_G-I | PJM_E | NYISO_G-I | Internal | Winter | B18 | 400 | 500 | 0 | 46.71 | 46.66 | 6 | 0
2025 | PJM_E_2_NYISO_G-I | PJM_E | NYISO_G-I | Internal | Winter | B19 | 700 | 500 | 0 | 44.15 | 46.4 | 6 | 0
2025 | PJM_E_2_NYISO_G-I | PJM_E | NYISO_G-I | Internal | Winter | B20 | 935 | 500 | 500 | 39.02 | 45.55 | 6 | 0.53
2025 | PJM_E_2_NYISO_J-K | PJM_E | NYISO_J-K | Internal | Shoulder | B11 | 25 | 330 | 0 | 55.18 | 47.14 | 6 | 0
2025 | PJM_E_2_NYISO_J-K | PJM_E | NYISO_J-K | Internal | Shoulder | B12 | 200 | 330 | 0 | 49.69 | 41.79 | 6 | 0
2025 | PJM_E_2_NYISO_J-K | PJM_E | NYISO_J-K | Internal | Shoulder | B13 | 600 | 330 | 0 | 44.88 | 41.79 | 6 | 0
2025 | PJM_E_2_NYISO_J-K | PJM_E | NYISO_J-K | Internal | Shoulder | B14 | 900 | 330 | 0 | 43.12 | 40.38 | 6 | 0
2025 | PJM_E_2_NYISO_J-K | PJM_E | NYISO_J-K | Internal | Shoulder | B15 | 1203 | 330 | 0 | 39.67 | 40.28 | 6 | 0
2025 | PJM_E_2_NYISO_J-K | PJM_E | NYISO_J-K | Internal | Summer | B1 | 10 | 330 | 0 | 70.35 | 63.56 | 6 | 0
2025 | PJM_E_2_NYISO_J-K | PJM_E | NYISO_J-K | Internal | Summer | B2 | 25 | 330 | 0 | 69.4 | 62.61 | 6 | 0
2025 | PJM_E_2_NYISO_J-K | PJM_E | NYISO_J-K | Internal | Summer | B3 | 75 | 330 | 0 | 65.43 | 57.39 | 6 | 0
2025 | PJM_E_2_NYISO_J-K | PJM_E | NYISO_J-K | Internal | Summer | B4 | 100 | 330 | 0 | 64.47 | 56.43 | 6 | 0
2025 | PJM_E_2_NYISO_J-K | PJM_E | NYISO_J-K | Internal | Summer | B5 | 200 | 330 | 0 | 60.25 | 52.21 | 6 | 0
2025 | PJM_E_2_NYISO_J-K | PJM_E | NYISO_J-K | Internal | Summer | B6 | 300 | 330 | 0 | 51.95 | 43.97 | 6 | 0
2025 | PJM_E_2_NYISO_J-K | PJM_E | NYISO_J-K | Internal | Summer | B7 | 400 | 330 | 0 | 43.24 | 40.12 | 6 | 0
2025 | PJM_E_2_NYISO_J-K | PJM_E | NYISO_J-K | Internal | Summer | B8 | 500 | 330 | 0 | 40.48 | 38.73 | 6 | 0
2025 | PJM_E_2_NYISO_J-K | PJM_E | NYISO_J-K | Internal | Summer | B9 | 800 | 330 | 0 | 39.08 | 38.33 | 6 | 0
2025 | PJM_E_2_NYISO_J-K | PJM_E | NYISO_J-K | Internal | Summer | B10 | 1262 | 330 | 0 | 36.66 | 37.94 | 6 | 0
2025 | PJM_E_2_NYISO_J-K | PJM_E | NYISO_J-K | Internal | Winter | B16 | 25 | 330 | 0 | 54.4 | 51.68 | 6 | 0
2025 | PJM_E_2_NYISO_J-K | PJM_E | NYISO_J-K | Internal | Winter | B17 | 100 | 330 | 0 | 48.66 | 48.37 | 6 | 0
2025 | PJM_E_2_NYISO_J-K | PJM_E | NYISO_J-K | Internal | Winter | B18 | 400 | 330 | 0 | 46.71 | 46.69 | 6 | 0
2025 | PJM_E_2_NYISO_J-K | PJM_E | NYISO_J-K | Internal | Winter | B19 | 700 | 330 | 0 | 44.15 | 46.43 | 6 | 0
2025 | PJM_E_2_NYISO_J-K | PJM_E | NYISO_J-K | Internal | Winter | B20 | 935 | 330 | 1921.04 | 39.02 | 45.56 | 6 | 0.54
2025 | PJM_E_2_PJM_ROM | PJM_E | PJM_ROM | Internal | Shoulder | B11 | 25 | 8000 | 9597.5 | 55.18 | 55.21 | 0.01 | 0.01
2025 | PJM_E_2_PJM_ROM | PJM_E | PJM_ROM | Internal | Shoulder | B12 | 200 | 8000 | 2555.73 | 49.69 | 49.7 | 0.01 | 0
2025 | PJM_E_2_PJM_ROM | PJM_E | PJM_ROM | Internal | Shoulder | B13 | 600 | 8000 | 3115.59 | 44.88 | 44.89 | 0.01 | 0
2025 | PJM_E_2_PJM_ROM | PJM_E | PJM_ROM | Internal | Shoulder | B14 | 900 | 8000 | 1093.21 | 43.12 | 43.13 | 0.01 | 0
2025 | PJM_E_2_PJM_ROM | PJM_E | PJM_ROM | Internal | Shoulder | B15 | 1203 | 8000 | 0 | 39.67 | 39.65 | 0.01 | 0
2025 | PJM_E_2_PJM_ROM | PJM_E | PJM_ROM | Internal | Summer | B1 | 10 | 8000 | 0 | 70.35 | 70.33 | 0.01 | 0
2025 | PJM_E_2_PJM_ROM | PJM_E | PJM_ROM | Internal | Summer | B2 | 25 | 8000 | 0 | 69.4 | 69.39 | 0.01 | 0
2025 | PJM_E_2_PJM_ROM | PJM_E | PJM_ROM | Internal | Summer | B3 | 75 | 8000 | 2617.9 | 65.43 | 65.44 | 0.01 | 0
2025 | PJM_E_2_PJM_ROM | PJM_E | PJM_ROM | Internal | Summer | B4 | 100 | 8000 | 6765.45 | 64.47 | 64.48 | 0.01 | 0
2025 | PJM_E_2_PJM_ROM | PJM_E | PJM_ROM | Internal | Summer | B5 | 200 | 8000 | 2319.3 | 60.25 | 60.26 | 0.01 | 0
2025 | PJM_E_2_PJM_ROM | PJM_E | PJM_ROM | Internal | Summer | B6 | 300 | 8000 | 1715.35 | 51.95 | 51.97 | 0.01 | 0
2025 | PJM_E_2_PJM_ROM | PJM_E | PJM_ROM | Internal | Summer | B7 | 400 | 8000 | 1854.64 | 43.24 | 43.26 | 0.01 | 0
2025 | PJM_E_2_PJM_ROM | PJM_E | PJM_ROM | Internal | Summer | B8 | 500 | 8000 | 0 | 40.48 | 40.47 | 0.01 | 0
2025 | PJM_E_2_PJM_ROM | PJM_E | PJM_ROM | Internal | Summer | B9 | 800 | 8000 | 0 | 39.08 | 39.07 | 0.01 | 0
2025 | PJM_E_2_PJM_ROM | PJM_E | PJM_ROM | Internal | Summer | B10 | 1262 | 8000 | 0 | 36.66 | 36.65 | 0.01 | 0
2025 | PJM_E_2_PJM_ROM | PJM_E | PJM_ROM | Internal | Winter | B16 | 25 | 8000 | 0 | 54.4 | 54.38 | 0.01 | 0
2025 | PJM_E_2_PJM_ROM | PJM_E | PJM_ROM | Internal | Winter | B17 | 100 | 8000 | 0 | 48.66 | 48.64 | 0.01 | 0
2025 | PJM_E_2_PJM_ROM | PJM_E | PJM_ROM | Internal | Winter | B18 | 400 | 8000 | 0 | 46.71 | 46.7 | 0.01 | 0
2025 | PJM_E_2_PJM_ROM | PJM_E | PJM_ROM | Internal | Winter | B19 | 700 | 8000 | 0 | 44.15 | 44.14 | 0.01 | 0
2025 | PJM_E_2_PJM_ROM | PJM_E | PJM_ROM | Internal | Winter | B20 | 935 | 8000 | 0 | 39.02 | 39.01 | 0.01 | 0
2025 | PJM_ROR_2_MISO_IN | PJM_ROR | MISO_IN | Internal | Shoulder | B11 | 25 | 909 | 593.67 | 55.23 | 57.23 | 2 | 0
2025 | PJM_ROR_2_MISO_IN | PJM_ROR | MISO_IN | Internal | Shoulder | B12 | 200 | 909 | 0 | 49.72 | 47.82 | 2 | 0
2025 | PJM_ROR_2_MISO_IN | PJM_ROR | MISO_IN | Internal | Shoulder | B13 | 600 | 909 | 0 | 44.9 | 42.9 | 2 | 0
2025 | PJM_ROR_2_MISO_IN | PJM_ROR | MISO_IN | Internal | Shoulder | B14 | 900 | 909 | 0 | 43.12 | 41.22 | 2 | 0
2025 | PJM_ROR_2_MISO_IN | PJM_ROR | MISO_IN | Internal | Shoulder | B15 | 1203 | 909 | 0 | 39.64 | 37.95 | 2 | 0
2025 | PJM_ROR_2_MISO_IN | PJM_ROR | MISO_IN | Internal | Summer | B1 | 10 | 909 | 0 | 70.32 | 68.33 | 2 | 0
2025 | PJM_ROR_2_MISO_IN | PJM_ROR | MISO_IN | Internal | Summer | B2 | 25 | 909 | 0 | 69.37 | 67.38 | 2 | 0
2025 | PJM_ROR_2_MISO_IN | PJM_ROR | MISO_IN | Internal | Summer | B3 | 75 | 909 | 0 | 65.45 | 64.31 | 2 | 0
2025 | PJM_ROR_2_MISO_IN | PJM_ROR | MISO_IN | Internal | Summer | B4 | 100 | 909 | 0 | 64.5 | 63.87 | 2 | 0
2025 | PJM_ROR_2_MISO_IN | PJM_ROR | MISO_IN | Internal | Summer | B5 | 200 | 909 | 0 | 60.27 | 62.26 | 2 | 0
2025 | PJM_ROR_2_MISO_IN | PJM_ROR | MISO_IN | Internal | Summer | B6 | 300 | 909 | 0 | 51.98 | 49.99 | 2 | 0
2025 | PJM_ROR_2_MISO_IN | PJM_ROR | MISO_IN | Internal | Summer | B7 | 400 | 909 | 0 | 43.27 | 41.28 | 2 | 0
2025 | PJM_ROR_2_MISO_IN | PJM_ROR | MISO_IN | Internal | Summer | B8 | 500 | 909 | 0 | 40.45 | 39.37 | 2 | 0
2025 | PJM_ROR_2_MISO_IN | PJM_ROR | MISO_IN | Internal | Summer | B9 | 800 | 909 | 0 | 39.06 | 38.61 | 2 | 0
2025 | PJM_ROR_2_MISO_IN | PJM_ROR | MISO_IN | Internal | Summer | B10 | 1262 | 909 | 0 | 36.63 | 35.69 | 2 | 0
2025 | PJM_ROR_2_MISO_IN | PJM_ROR | MISO_IN | Internal | Winter | B16 | 25 | 909 | 0 | 54.37 | 52.89 | 2 | 0
2025 | PJM_ROR_2_MISO_IN | PJM_ROR | MISO_IN | Internal | Winter | B17 | 100 | 909 | 0 | 48.63 | 46.94 | 2 | 0
2025 | PJM_ROR_2_MISO_IN | PJM_ROR | MISO_IN | Internal | Winter | B18 | 400 | 909 | 0 | 46.69 | 44.82 | 2 | 0
2025 | PJM_ROR_2_MISO_IN | PJM_ROR | MISO_IN | Internal | Winter | B19 | 700 | 909 | 0 | 44.13 | 42.25 | 2 | 0
2025 | PJM_ROR_2_MISO_IN | PJM_ROR | MISO_IN | Internal | Winter | B20 | 935 | 909 | 0 | 39 | 37.03 | 2 | 0
2025 | PJM_ROR_2_MISO_MI | PJM_ROR | MISO_MI | Internal | Shoulder | B11 | 25 | 1305 | 0 | 55.23 | 56.96 | 2 | 0
2025 | PJM_ROR_2_MISO_MI | PJM_ROR | MISO_MI | Internal | Shoulder | B12 | 200 | 1305 | 0 | 49.72 | 47.83 | 2 | 0
2025 | PJM_ROR_2_MISO_MI | PJM_ROR | MISO_MI | Internal | Shoulder | B13 | 600 | 1305 | 0 | 44.9 | 42.91 | 2 | 0
2025 | PJM_ROR_2_MISO_MI | PJM_ROR | MISO_MI | Internal | Shoulder | B14 | 900 | 1305 | 0 | 43.12 | 41.23 | 2 | 0
2025 | PJM_ROR_2_MISO_MI | PJM_ROR | MISO_MI | Internal | Shoulder | B15 | 1203 | 1305 | 0 | 39.64 | 37.96 | 2 | 0
2025 | PJM_ROR_2_MISO_MI | PJM_ROR | MISO_MI | Internal | Summer | B1 | 10 | 1305 | 0 | 70.32 | 68.32 | 2 | 0
2025 | PJM_ROR_2_MISO_MI | PJM_ROR | MISO_MI | Internal | Summer | B2 | 25 | 1305 | 0 | 69.37 | 67.37 | 2 | 0
2025 | PJM_ROR_2_MISO_MI | PJM_ROR | MISO_MI | Internal | Summer | B3 | 75 | 1305 | 0 | 65.45 | 64.04 | 2 | 0
2025 | PJM_ROR_2_MISO_MI | PJM_ROR | MISO_MI | Internal | Summer | B4 | 100 | 1305 | 0 | 64.5 | 63.79 | 2 | 0
2025 | PJM_ROR_2_MISO_MI | PJM_ROR | MISO_MI | Internal | Summer | B5 | 200 | 1305 | 0 | 60.27 | 62.21 | 2 | 0
2025 | PJM_ROR_2_MISO_MI | PJM_ROR | MISO_MI | Internal | Summer | B6 | 300 | 1305 | 0 | 51.98 | 49.98 | 2 | 0
2025 | PJM_ROR_2_MISO_MI | PJM_ROR | MISO_MI | Internal | Summer | B7 | 400 | 1305 | 0 | 43.27 | 41.29 | 2 | 0
2025 | PJM_ROR_2_MISO_MI | PJM_ROR | MISO_MI | Internal | Summer | B8 | 500 | 1305 | 0 | 40.45 | 39.38 | 2 | 0
2025 | PJM_ROR_2_MISO_MI | PJM_ROR | MISO_MI | Internal | Summer | B9 | 800 | 1305 | 0 | 39.06 | 38.62 | 2 | 0
2025 | PJM_ROR_2_MISO_MI | PJM_ROR | MISO_MI | Internal | Summer | B10 | 1262 | 1305 | 0 | 36.63 | 35.7 | 2 | 0
2025 | PJM_ROR_2_MISO_MI | PJM_ROR | MISO_MI | Internal | Winter | B16 | 25 | 1305 | 0 | 54.37 | 52.69 | 2 | 0
2025 | PJM_ROR_2_MISO_MI | PJM_ROR | MISO_MI | Internal | Winter | B17 | 100 | 1305 | 0 | 48.63 | 46.95 | 2 | 0
2025 | PJM_ROR_2_MISO_MI | PJM_ROR | MISO_MI | Internal | Winter | B18 | 400 | 1305 | 0 | 46.69 | 44.83 | 2 | 0
2025 | PJM_ROR_2_MISO_MI | PJM_ROR | MISO_MI | Internal | Winter | B19 | 700 | 1305 | 0 | 44.13 | 42.27 | 2 | 0
2025 | PJM_ROR_2_MISO_MI | PJM_ROR | MISO_MI | Internal | Winter | B20 | 935 | 1305 | 0 | 39 | 37.04 | 2 | 0
2025 | PJM_ROR_2_MISO_MO-IL | PJM_ROR | MISO_MO-IL | Internal | Shoulder | B11 | 25 | 1111 | 591.09 | 55.23 | 57.23 | 2 | 0
2025 | PJM_ROR_2_MISO_MO-IL | PJM_ROR | MISO_MO-IL | Internal | Shoulder | B12 | 200 | 1111 | 0 | 49.72 | 47.29 | 2 | 0
2025 | PJM_ROR_2_MISO_MO-IL | PJM_ROR | MISO_MO-IL | Internal | Shoulder | B13 | 600 | 1111 | 0 | 44.9 | 42.47 | 2 | 0
2025 | PJM_ROR_2_MISO_MO-IL | PJM_ROR | MISO_MO-IL | Internal | Shoulder | B14 | 900 | 1111 | 0 | 43.12 | 40.69 | 2 | 0
2025 | PJM_ROR_2_MISO_MO-IL | PJM_ROR | MISO_MO-IL | Internal | Shoulder | B15 | 1203 | 1111 | 0 | 39.64 | 37.39 | 2 | 0
2025 | PJM_ROR_2_MISO_MO-IL | PJM_ROR | MISO_MO-IL | Internal | Summer | B1 | 10 | 1111 | 0 | 70.32 | 68.32 | 2 | 0
2025 | PJM_ROR_2_MISO_MO-IL | PJM_ROR | MISO_MO-IL | Internal | Summer | B2 | 25 | 1111 | 0 | 69.37 | 67.37 | 2 | 0
2025 | PJM_ROR_2_MISO_MO-IL | PJM_ROR | MISO_MO-IL | Internal | Summer | B3 | 75 | 1111 | 0 | 65.45 | 64.32 | 2 | 0
2025 | PJM_ROR_2_MISO_MO-IL | PJM_ROR | MISO_MO-IL | Internal | Summer | B4 | 100 | 1111 | 0 | 64.5 | 63.86 | 2 | 0
2025 | PJM_ROR_2_MISO_MO-IL | PJM_ROR | MISO_MO-IL | Internal | Summer | B5 | 200 | 1111 | 309.24 | 60.27 | 62.27 | 2 | 0
2025 | PJM_ROR_2_MISO_MO-IL | PJM_ROR | MISO_MO-IL | Internal | Summer | B6 | 300 | 1111 | 0 | 51.98 | 50 | 2 | 0
2025 | PJM_ROR_2_MISO_MO-IL | PJM_ROR | MISO_MO-IL | Internal | Summer | B7 | 400 | 1111 | 0 | 43.27 | 41.27 | 2 | 0
2025 | PJM_ROR_2_MISO_MO-IL | PJM_ROR | MISO_MO-IL | Internal | Summer | B8 | 500 | 1111 | 0 | 40.45 | 39.38 | 2 | 0
2025 | PJM_ROR_2_MISO_MO-IL | PJM_ROR | MISO_MO-IL | Internal | Summer | B9 | 800 | 1111 | 0 | 39.06 | 38.6 | 2 | 0
2025 | PJM_ROR_2_MISO_MO-IL | PJM_ROR | MISO_MO-IL | Internal | Summer | B10 | 1262 | 1111 | 0 | 36.63 | 35.13 | 2 | 0
2025 | PJM_ROR_2_MISO_MO-IL | PJM_ROR | MISO_MO-IL | Internal | Winter | B16 | 25 | 1111 | 0 | 54.37 | 52.33 | 2 | 0
2025 | PJM_ROR_2_MISO_MO-IL | PJM_ROR | MISO_MO-IL | Internal | Winter | B17 | 100 | 1111 | 0 | 48.63 | 46.38 | 2 | 0
2025 | PJM_ROR_2_MISO_MO-IL | PJM_ROR | MISO_MO-IL | Internal | Winter | B18 | 400 | 1111 | 0 | 46.69 | 44.26 | 2 | 0
2025 | PJM_ROR_2_MISO_MO-IL | PJM_ROR | MISO_MO-IL | Internal | Winter | B19 | 700 | 1111 | 0 | 44.13 | 41.7 | 2 | 0
2025 | PJM_ROR_2_MISO_MO-IL | PJM_ROR | MISO_MO-IL | Internal | Winter | B20 | 935 | 1111 | 0 | 39 | 36.57 | 2 | 0
2025 | PJM_ROR_2_MISO_W | PJM_ROR | MISO_W | Internal | Shoulder | B11 | 25 | 709 | 0 | 55.23 | 57.01 | 2 | 0
2025 | PJM_ROR_2_MISO_W | PJM_ROR | MISO_W | Internal | Shoulder | B12 | 200 | 709 | 0 | 49.72 | 46.65 | 2 | 0
2025 | PJM_ROR_2_MISO_W | PJM_ROR | MISO_W | Internal | Shoulder | B13 | 600 | 709 | 0 | 44.9 | 41.91 | 2 | 0
2025 | PJM_ROR_2_MISO_W | PJM_ROR | MISO_W | Internal | Shoulder | B14 | 900 | 709 | 0 | 43.12 | 40.2 | 2 | 0
2025 | PJM_ROR_2_MISO_W | PJM_ROR | MISO_W | Internal | Shoulder | B15 | 1203 | 709 | 0 | 39.64 | 36.57 | 2 | 0
2025 | PJM_ROR_2_MISO_W | PJM_ROR | MISO_W | Internal | Summer | B1 | 10 | 709 | 0 | 70.32 | 67.48 | 2 | 0
2025 | PJM_ROR_2_MISO_W | PJM_ROR | MISO_W | Internal | Summer | B2 | 25 | 709 | 0 | 69.37 | 67.16 | 2 | 0
2025 | PJM_ROR_2_MISO_W | PJM_ROR | MISO_W | Internal | Summer | B3 | 75 | 709 | 0 | 65.45 | 64.31 | 2 | 0
2025 | PJM_ROR_2_MISO_W | PJM_ROR | MISO_W | Internal | Summer | B4 | 100 | 709 | 0 | 64.5 | 63.85 | 2 | 0
2025 | PJM_ROR_2_MISO_W | PJM_ROR | MISO_W | Internal | Summer | B5 | 200 | 709 | 0 | 60.27 | 62.26 | 2 | 0
2025 | PJM_ROR_2_MISO_W | PJM_ROR | MISO_W | Internal | Summer | B6 | 300 | 709 | 0 | 51.98 | 49.99 | 2 | 0
2025 | PJM_ROR_2_MISO_W | PJM_ROR | MISO_W | Internal | Summer | B7 | 400 | 709 | 0 | 43.27 | 41.26 | 2 | 0
2025 | PJM_ROR_2_MISO_W | PJM_ROR | MISO_W | Internal | Summer | B8 | 500 | 709 | 0 | 40.45 | 39.37 | 2 | 0
2025 | PJM_ROR_2_MISO_W | PJM_ROR | MISO_W | Internal | Summer | B9 | 800 | 709 | 0 | 39.06 | 38.59 | 2 | 0
2025 | PJM_ROR_2_MISO_W | PJM_ROR | MISO_W | Internal | Summer | B10 | 1262 | 709 | 0 | 36.63 | 35.12 | 2 | 0
2025 | PJM_ROR_2_MISO_W | PJM_ROR | MISO_W | Internal | Winter | B16 | 25 | 709 | 0 | 54.37 | 51.3 | 2 | 0
2025 | PJM_ROR_2_MISO_W | PJM_ROR | MISO_W | Internal | Winter | B17 | 100 | 709 | 0 | 48.63 | 45.56 | 2 | 0
2025 | PJM_ROR_2_MISO_W | PJM_ROR | MISO_W | Internal | Winter | B18 | 400 | 709 | 0 | 46.69 | 43.67 | 2 | 0
2025 | PJM_ROR_2_MISO_W | PJM_ROR | MISO_W | Internal | Winter | B19 | 700 | 709 | 0 | 44.13 | 41.06 | 2 | 0
2025 | PJM_ROR_2_MISO_W | PJM_ROR | MISO_W | Internal | Winter | B20 | 935 | 709 | 0 | 39 | 35.93 | 2 | 0
2025 | PJM_ROR_2_MISO_WUMS | PJM_ROR | MISO_WUMS | Internal | Shoulder | B11 | 25 | 1467 | 0 | 55.23 | 57.03 | 2 | 0
2025 | PJM_ROR_2_MISO_WUMS | PJM_ROR | MISO_WUMS | Internal | Shoulder | B12 | 200 | 1467 | 0 | 49.72 | 47.72 | 2 | 0
2025 | PJM_ROR_2_MISO_WUMS | PJM_ROR | MISO_WUMS | Internal | Shoulder | B13 | 600 | 1467 | 0 | 44.9 | 42.9 | 2 | 0
2025 | PJM_ROR_2_MISO_WUMS | PJM_ROR | MISO_WUMS | Internal | Shoulder | B14 | 900 | 1467 | 0 | 43.12 | 41.12 | 2 | 0
2025 | PJM_ROR_2_MISO_WUMS | PJM_ROR | MISO_WUMS | Internal | Shoulder | B15 | 1203 | 1467 | 0 | 39.64 | 37.84 | 2 | 0
2025 | PJM_ROR_2_MISO_WUMS | PJM_ROR | MISO_WUMS | Internal | Summer | B1 | 10 | 1467 | 0 | 70.32 | 68.2 | 2 | 0
2025 | PJM_ROR_2_MISO_WUMS | PJM_ROR | MISO_WUMS | Internal | Summer | B2 | 25 | 1467 | 0 | 69.37 | 67.26 | 2 | 0
2025 | PJM_ROR_2_MISO_WUMS | PJM_ROR | MISO_WUMS | Internal | Summer | B3 | 75 | 1467 | 0 | 65.45 | 63.92 | 2 | 0
2025 | PJM_ROR_2_MISO_WUMS | PJM_ROR | MISO_WUMS | Internal | Summer | B4 | 100 | 1467 | 0 | 64.5 | 63.83 | 2 | 0
2025 | PJM_ROR_2_MISO_WUMS | PJM_ROR | MISO_WUMS | Internal | Summer | B5 | 200 | 1467 | 339.4 | 60.27 | 62.27 | 2 | 0
2025 | PJM_ROR_2_MISO_WUMS | PJM_ROR | MISO_WUMS | Internal | Summer | B6 | 300 | 1467 | 0 | 51.98 | 50 | 2 | 0
2025 | PJM_ROR_2_MISO_WUMS | PJM_ROR | MISO_WUMS | Internal | Summer | B7 | 400 | 1467 | 0 | 43.27 | 41.27 | 2 | 0
2025 | PJM_ROR_2_MISO_WUMS | PJM_ROR | MISO_WUMS | Internal | Summer | B8 | 500 | 1467 | 0 | 40.45 | 39.38 | 2 | 0
2025 | PJM_ROR_2_MISO_WUMS | PJM_ROR | MISO_WUMS | Internal | Summer | B9 | 800 | 1467 | 0 | 39.06 | 38.6 | 2 | 0
2025 | PJM_ROR_2_MISO_WUMS | PJM_ROR | MISO_WUMS | Internal | Summer | B10 | 1262 | 1467 | 0 | 36.63 | 35.78 | 2 | 0
2025 | PJM_ROR_2_MISO_WUMS | PJM_ROR | MISO_WUMS | Internal | Winter | B16 | 25 | 1467 | 0 | 54.37 | 52.57 | 2 | 0
2025 | PJM_ROR_2_MISO_WUMS | PJM_ROR | MISO_WUMS | Internal | Winter | B17 | 100 | 1467 | 0 | 48.63 | 46.83 | 2 | 0
2025 | PJM_ROR_2_MISO_WUMS | PJM_ROR | MISO_WUMS | Internal | Winter | B18 | 400 | 1467 | 0 | 46.69 | 44.71 | 2 | 0
2025 | PJM_ROR_2_MISO_WUMS | PJM_ROR | MISO_WUMS | Internal | Winter | B19 | 700 | 1467 | 0 | 44.13 | 42.33 | 2 | 0
2025 | PJM_ROR_2_MISO_WUMS | PJM_ROR | MISO_WUMS | Internal | Winter | B20 | 935 | 1467 | 0 | 39 | 37 | 2 | 0
2025 | PJM_ROR_2_PJM_ROM | PJM_ROR | PJM_ROM | Internal | Shoulder | B11 | 25 | 8000 | 0 | 55.23 | 55.21 | 0.01 | 0
2025 | PJM_ROR_2_PJM_ROM | PJM_ROR | PJM_ROM | Internal | Shoulder | B12 | 200 | 8000 | 0 | 49.72 | 49.7 | 0.01 | 0
2025 | PJM_ROR_2_PJM_ROM | PJM_ROR | PJM_ROM | Internal | Shoulder | B13 | 600 | 8000 | 0 | 44.9 | 44.89 | 0.01 | 0
2025 | PJM_ROR_2_PJM_ROM | PJM_ROR | PJM_ROM | Internal | Shoulder | B14 | 900 | 8000 | 0 | 43.12 | 43.13 | 0.01 | 0
2025 | PJM_ROR_2_PJM_ROM | PJM_ROR | PJM_ROM | Internal | Shoulder | B15 | 1203 | 8000 | 875.03 | 39.64 | 39.65 | 0.01 | 0
2025 | PJM_ROR_2_PJM_ROM | PJM_ROR | PJM_ROM | Internal | Summer | B1 | 10 | 8000 | 2473.32 | 70.32 | 70.33 | 0.01 | 0
2025 | PJM_ROR_2_PJM_ROM | PJM_ROR | PJM_ROM | Internal | Summer | B2 | 25 | 8000 | 975.12 | 69.37 | 69.39 | 0.01 | 0
2025 | PJM_ROR_2_PJM_ROM | PJM_ROR | PJM_ROM | Internal | Summer | B3 | 75 | 8000 | 0 | 65.45 | 65.44 | 0.01 | 0
2025 | PJM_ROR_2_PJM_ROM | PJM_ROR | PJM_ROM | Internal | Summer | B4 | 100 | 8000 | 0 | 64.5 | 64.48 | 0.01 | 0
2025 | PJM_ROR_2_PJM_ROM | PJM_ROR | PJM_ROM | Internal | Summer | B5 | 200 | 8000 | 0 | 60.27 | 60.26 | 0.01 | 0
2025 | PJM_ROR_2_PJM_ROM | PJM_ROR | PJM_ROM | Internal | Summer | B6 | 300 | 8000 | 0 | 51.98 | 51.97 | 0.01 | 0
2025 | PJM_ROR_2_PJM_ROM | PJM_ROR | PJM_ROM | Internal | Summer | B7 | 400 | 8000 | 0 | 43.27 | 43.26 | 0.01 | 0
2025 | PJM_ROR_2_PJM_ROM | PJM_ROR | PJM_ROM | Internal | Summer | B8 | 500 | 8000 | 936.88 | 40.45 | 40.47 | 0.01 | 0
2025 | PJM_ROR_2_PJM_ROM | PJM_ROR | PJM_ROM | Internal | Summer | B9 | 800 | 8000 | 3566.26 | 39.06 | 39.07 | 0.01 | 0
2025 | PJM_ROR_2_PJM_ROM | PJM_ROR | PJM_ROM | Internal | Summer | B10 | 1262 | 8000 | 2265.76 | 36.63 | 36.65 | 0.01 | 0
2025 | PJM_ROR_2_PJM_ROM | PJM_ROR | PJM_ROM | Internal | Winter | B16 | 25 | 8000 | 578.72 | 54.37 | 54.38 | 0.01 | 0
2025 | PJM_ROR_2_PJM_ROM | PJM_ROR | PJM_ROM | Internal | Winter | B17 | 100 | 8000 | 2938.08 | 48.63 | 48.64 | 0.01 | 0
2025 | PJM_ROR_2_PJM_ROM | PJM_ROR | PJM_ROM | Internal | Winter | B18 | 400 | 8000 | 4511.96 | 46.69 | 46.7 | 0.01 | 0
2025 | PJM_ROR_2_PJM_ROM | PJM_ROR | PJM_ROM | Internal | Winter | B19 | 700 | 8000 | 5711.89 | 44.13 | 44.14 | 0.01 | 0
2025 | PJM_ROR_2_PJM_ROM | PJM_ROR | PJM_ROM | Internal | Winter | B20 | 935 | 8000 | 5477.06 | 39 | 39.01 | 0.01 | 0
2025 | PJM_ROR_2_TVA_Transmission | PJM_ROR | TVA_Transmission | Internal | Shoulder | B11 | 25 | 2500 | 270.94 | 55.23 | 61.23 | 6 | 0
2025 | PJM_ROR_2_TVA_Transmission | PJM_ROR | TVA_Transmission | Internal | Shoulder | B12 | 200 | 2500 | 0 | 49.72 | 50.5 | 6 | 0
2025 | PJM_ROR_2_TVA_Transmission | PJM_ROR | TVA_Transmission | Internal | Shoulder | B13 | 600 | 2500 | 0 | 44.9 | 47.06 | 6 | 0
2025 | PJM_ROR_2_TVA_Transmission | PJM_ROR | TVA_Transmission | Internal | Shoulder | B14 | 900 | 2500 | 0 | 43.12 | 46.04 | 6 | 0
2025 | PJM_ROR_2_TVA_Transmission | PJM_ROR | TVA_Transmission | Internal | Shoulder | B15 | 1203 | 2500 | 0 | 39.64 | 44.72 | 6 | 0
2025 | PJM_ROR_2_TVA_Transmission | PJM_ROR | TVA_Transmission | Internal | Summer | B1 | 10 | 2500 | 237.86 | 70.32 | 76.32 | 6 | 0
2025 | PJM_ROR_2_TVA_Transmission | PJM_ROR | TVA_Transmission | Internal | Summer | B2 | 25 | 2500 | 0.01 | 69.37 | 75.37 | 6 | 0
2025 | PJM_ROR_2_TVA_Transmission | PJM_ROR | TVA_Transmission | Internal | Summer | B3 | 75 | 2500 | 1232.23 | 65.45 | 71.45 | 6 | 0
2025 | PJM_ROR_2_TVA_Transmission | PJM_ROR | TVA_Transmission | Internal | Summer | B4 | 100 | 2500 | 1442.13 | 64.5 | 70.5 | 6 | 0
2025 | PJM_ROR_2_TVA_Transmission | PJM_ROR | TVA_Transmission | Internal | Summer | B5 | 200 | 2500 | 0 | 60.27 | 65.7 | 6 | 0
2025 | PJM_ROR_2_TVA_Transmission | PJM_ROR | TVA_Transmission | Internal | Summer | B6 | 300 | 2500 | 0 | 51.98 | 56.96 | 6 | 0
2025 | PJM_ROR_2_TVA_Transmission | PJM_ROR | TVA_Transmission | Internal | Summer | B7 | 400 | 2500 | 0 | 43.27 | 47.68 | 6 | 0
2025 | PJM_ROR_2_TVA_Transmission | PJM_ROR | TVA_Transmission | Internal | Summer | B8 | 500 | 2500 | 0 | 40.45 | 44.8 | 6 | 0
2025 | PJM_ROR_2_TVA_Transmission | PJM_ROR | TVA_Transmission | Internal | Summer | B9 | 800 | 2500 | 0 | 39.06 | 43.75 | 6 | 0
2025 | PJM_ROR_2_TVA_Transmission | PJM_ROR | TVA_Transmission | Internal | Summer | B10 | 1262 | 2500 | 0 | 36.63 | 40.52 | 6 | 0
2025 | PJM_ROR_2_TVA_Transmission | PJM_ROR | TVA_Transmission | Internal | Winter | B16 | 25 | 2500 | 0 | 54.37 | 60.33 | 6 | 0
2025 | PJM_ROR_2_TVA_Transmission | PJM_ROR | TVA_Transmission | Internal | Winter | B17 | 100 | 2500 | 0 | 48.63 | 51.59 | 6 | 0
2025 | PJM_ROR_2_TVA_Transmission | PJM_ROR | TVA_Transmission | Internal | Winter | B18 | 400 | 2500 | 0 | 46.69 | 48.24 | 6 | 0
2025 | PJM_ROR_2_TVA_Transmission | PJM_ROR | TVA_Transmission | Internal | Winter | B19 | 700 | 2500 | 0 | 44.13 | 46.41 | 6 | 0
2025 | PJM_ROR_2_TVA_Transmission | PJM_ROR | TVA_Transmission | Internal | Winter | B20 | 935 | 2500 | 0 | 39 | 44.49 | 6 | 0
2025 | PJM_ROR_2_VACAR | PJM_ROR | VACAR | Internal | Shoulder | B11 | 25 | 3000 | 2703.58 | 55.23 | 61.23 | 6 | 0
2025 | PJM_ROR_2_VACAR | PJM_ROR | VACAR | Internal | Shoulder | B12 | 200 | 3000 | 0 | 49.72 | 55.55 | 6 | 0
2025 | PJM_ROR_2_VACAR | PJM_ROR | VACAR | Internal | Shoulder | B13 | 600 | 3000 | 0 | 44.9 | 48.58 | 6 | 0
2025 | PJM_ROR_2_VACAR | PJM_ROR | VACAR | Internal | Shoulder | B14 | 900 | 3000 | 0 | 43.12 | 48.58 | 6 | 0
2025 | PJM_ROR_2_VACAR | PJM_ROR | VACAR | Internal | Shoulder | B15 | 1203 | 3000 | 0 | 39.64 | 44.72 | 6 | 0
2025 | PJM_ROR_2_VACAR | PJM_ROR | VACAR | Internal | Summer | B1 | 10 | 3000 | 8598.93 | 70.32 | 76.58 | 6 | 0.25
2025 | PJM_ROR_2_VACAR | PJM_ROR | VACAR | Internal | Summer | B2 | 25 | 3000 | 9050.51 | 69.37 | 75.63 | 6 | 0.25
2025 | PJM_ROR_2_VACAR | PJM_ROR | VACAR | Internal | Summer | B3 | 75 | 3000 | 6774.36 | 65.45 | 71.71 | 6 | 0.25
2025 | PJM_ROR_2_VACAR | PJM_ROR | VACAR | Internal | Summer | B4 | 100 | 3000 | 4403.52 | 64.5 | 70.76 | 6 | 0.25
2025 | PJM_ROR_2_VACAR | PJM_ROR | VACAR | Internal | Summer | B5 | 200 | 3000 | 3358.7 | 60.27 | 66.53 | 6 | 0.25
2025 | PJM_ROR_2_VACAR | PJM_ROR | VACAR | Internal | Summer | B6 | 300 | 3000 | 3593.83 | 51.98 | 58.23 | 6 | 0.25
2025 | PJM_ROR_2_VACAR | PJM_ROR | VACAR | Internal | Summer | B7 | 400 | 3000 | 1116.2 | 43.27 | 49.27 | 6 | 0
2025 | PJM_ROR_2_VACAR | PJM_ROR | VACAR | Internal | Summer | B8 | 500 | 3000 | 780.65 | 40.45 | 46.45 | 6 | 0
2025 | PJM_ROR_2_VACAR | PJM_ROR | VACAR | Internal | Summer | B9 | 800 | 3000 | 0 | 39.06 | 44.14 | 6 | 0
2025 | PJM_ROR_2_VACAR | PJM_ROR | VACAR | Internal | Summer | B10 | 1262 | 3000 | 3000 | 36.63 | 42.82 | 6 | 0.18
2025 | PJM_ROR_2_VACAR | PJM_ROR | VACAR | Internal | Winter | B16 | 25 | 3000 | 7369.25 | 54.37 | 60.63 | 6 | 0.25
2025 | PJM_ROR_2_VACAR | PJM_ROR | VACAR | Internal | Winter | B17 | 100 | 3000 | 3082.89 | 48.63 | 54.89 | 6 | 0.25
2025 | PJM_ROR_2_VACAR | PJM_ROR | VACAR | Internal | Winter | B18 | 400 | 3000 | 0 | 46.69 | 49.07 | 6 | 0
2025 | PJM_ROR_2_VACAR | PJM_ROR | VACAR | Internal | Winter | B19 | 700 | 3000 | 0 | 44.13 | 48.99 | 6 | 0
2025 | PJM_ROR_2_VACAR | PJM_ROR | VACAR | Internal | Winter | B20 | 935 | 3000 | 2810.74 | 39 | 45 | 6 | 0
2025 | PJM_ROM_2_NYISO_A-F | PJM_ROM | NYISO_A-F | Internal | Shoulder | B11 | 25 | 2000 | 0 | 55.21 | 45.93 | 6 | 0
2025 | PJM_ROM_2_NYISO_A-F | PJM_ROM | NYISO_A-F | Internal | Shoulder | B12 | 200 | 2000 | 0 | 49.7 | 41.7 | 6 | 0
2025 | PJM_ROM_2_NYISO_A-F | PJM_ROM | NYISO_A-F | Internal | Shoulder | B13 | 600 | 2000 | 0 | 44.89 | 40.56 | 6 | 0
2025 | PJM_ROM_2_NYISO_A-F | PJM_ROM | NYISO_A-F | Internal | Shoulder | B14 | 900 | 2000 | 0 | 43.13 | 40.25 | 6 | 0
2025 | PJM_ROM_2_NYISO_A-F | PJM_ROM | NYISO_A-F | Internal | Shoulder | B15 | 1203 | 2000 | 0 | 39.65 | 40.25 | 6 | 0
2025 | PJM_ROM_2_NYISO_A-F | PJM_ROM | NYISO_A-F | Internal | Summer | B1 | 10 | 2000 | 0 | 70.33 | 62.33 | 6 | 0
2025 | PJM_ROM_2_NYISO_A-F | PJM_ROM | NYISO_A-F | Internal | Summer | B2 | 25 | 2000 | 0 | 69.39 | 61.39 | 6 | 0
2025 | PJM_ROM_2_NYISO_A-F | PJM_ROM | NYISO_A-F | Internal | Summer | B3 | 75 | 2000 | 0 | 65.44 | 56.17 | 6 | 0
2025 | PJM_ROM_2_NYISO_A-F | PJM_ROM | NYISO_A-F | Internal | Summer | B4 | 100 | 2000 | 0 | 64.48 | 55.21 | 6 | 0
2025 | PJM_ROM_2_NYISO_A-F | PJM_ROM | NYISO_A-F | Internal | Summer | B5 | 200 | 2000 | 0 | 60.26 | 50.99 | 6 | 0
2025 | PJM_ROM_2_NYISO_A-F | PJM_ROM | NYISO_A-F | Internal | Summer | B6 | 300 | 2000 | 0 | 51.97 | 43.72 | 6 | 0
2025 | PJM_ROM_2_NYISO_A-F | PJM_ROM | NYISO_A-F | Internal | Summer | B7 | 400 | 2000 | 0 | 43.26 | 39.99 | 6 | 0
2025 | PJM_ROM_2_NYISO_A-F | PJM_ROM | NYISO_A-F | Internal | Summer | B8 | 500 | 2000 | 0 | 40.47 | 38.37 | 6 | 0
2025 | PJM_ROM_2_NYISO_A-F | PJM_ROM | NYISO_A-F | Internal | Summer | B9 | 800 | 2000 | 0 | 39.07 | 37.92 | 6 | 0
2025 | PJM_ROM_2_NYISO_A-F | PJM_ROM | NYISO_A-F | Internal | Summer | B10 | 1262 | 2000 | 0 | 36.65 | 37.92 | 6 | 0
2025 | PJM_ROM_2_NYISO_A-F | PJM_ROM | NYISO_A-F | Internal | Winter | B16 | 25 | 2000 | 0 | 54.38 | 50.44 | 6 | 0
2025 | PJM_ROM_2_NYISO_A-F | PJM_ROM | NYISO_A-F | Internal | Winter | B17 | 100 | 2000 | 0 | 48.64 | 47.13 | 6 | 0
2025 | PJM_ROM_2_NYISO_A-F | PJM_ROM | NYISO_A-F | Internal | Winter | B18 | 400 | 2000 | 0 | 46.7 | 45.45 | 6 | 0
2025 | PJM_ROM_2_NYISO_A-F | PJM_ROM | NYISO_A-F | Internal | Winter | B19 | 700 | 2000 | 0 | 44.14 | 45.19 | 6 | 0
2025 | PJM_ROM_2_NYISO_A-F | PJM_ROM | NYISO_A-F | Internal | Winter | B20 | 935 | 2000 | 498.22 | 39.01 | 45.01 | 6 | 0
2025 | PJM_ROM_2_PJM_E | PJM_ROM | PJM_E | Internal | Shoulder | B11 | 25 | 8000 | 0 | 55.21 | 55.18 | 0.01 | 0
2025 | PJM_ROM_2_PJM_E | PJM_ROM | PJM_E | Internal | Shoulder | B12 | 200 | 8000 | 0 | 49.7 | 49.69 | 0.01 | 0
2025 | PJM_ROM_2_PJM_E | PJM_ROM | PJM_E | Internal | Shoulder | B13 | 600 | 8000 | 0 | 44.89 | 44.88 | 0.01 | 0
2025 | PJM_ROM_2_PJM_E | PJM_ROM | PJM_E | Internal | Shoulder | B14 | 900 | 8000 | 0 | 43.13 | 43.12 | 0.01 | 0
2025 | PJM_ROM_2_PJM_E | PJM_ROM | PJM_E | Internal | Shoulder | B15 | 1203 | 8000 | 30.52 | 39.65 | 39.67 | 0.01 | 0
2025 | PJM_ROM_2_PJM_E | PJM_ROM | PJM_E | Internal | Summer | B1 | 10 | 8000 | 2483.45 | 70.33 | 70.35 | 0.01 | 0
2025 | PJM_ROM_2_PJM_E | PJM_ROM | PJM_E | Internal | Summer | B2 | 25 | 8000 | 1668.41 | 69.39 | 69.4 | 0.01 | 0
2025 | PJM_ROM_2_PJM_E | PJM_ROM | PJM_E | Internal | Summer | B3 | 75 | 8000 | 0 | 65.44 | 65.43 | 0.01 | 0
2025 | PJM_ROM_2_PJM_E | PJM_ROM | PJM_E | Internal | Summer | B4 | 100 | 8000 | 0 | 64.48 | 64.47 | 0.01 | 0
2025 | PJM_ROM_2_PJM_E | PJM_ROM | PJM_E | Internal | Summer | B5 | 200 | 8000 | 0 | 60.26 | 60.25 | 0.01 | 0
2025 | PJM_ROM_2_PJM_E | PJM_ROM | PJM_E | Internal | Summer | B6 | 300 | 8000 | 0 | 51.97 | 51.95 | 0.01 | 0
2025 | PJM_ROM_2_PJM_E | PJM_ROM | PJM_E | Internal | Summer | B7 | 400 | 8000 | 0 | 43.26 | 43.24 | 0.01 | 0
2025 | PJM_ROM_2_PJM_E | PJM_ROM | PJM_E | Internal | Summer | B8 | 500 | 8000 | 88.64 | 40.47 | 40.48 | 0.01 | 0
2025 | PJM_ROM_2_PJM_E | PJM_ROM | PJM_E | Internal | Summer | B9 | 800 | 8000 | 1983.68 | 39.07 | 39.08 | 0.01 | 0
2025 | PJM_ROM_2_PJM_E | PJM_ROM | PJM_E | Internal | Summer | B10 | 1262 | 8000 | 1571.07 | 36.65 | 36.66 | 0.01 | 0
2025 | PJM_ROM_2_PJM_E | PJM_ROM | PJM_E | Internal | Winter | B16 | 25 | 8000 | 821.73 | 54.38 | 54.4 | 0.01 | 0
2025 | PJM_ROM_2_PJM_E | PJM_ROM | PJM_E | Internal | Winter | B17 | 100 | 8000 | 2243.15 | 48.64 | 48.66 | 0.01 | 0
2025 | PJM_ROM_2_PJM_E | PJM_ROM | PJM_E | Internal | Winter | B18 | 400 | 8000 | 3941.18 | 46.7 | 46.71 | 0.01 | 0
2025 | PJM_ROM_2_PJM_E | PJM_ROM | PJM_E | Internal | Winter | B19 | 700 | 8000 | 4942.12 | 44.14 | 44.15 | 0.01 | 0
2025 | PJM_ROM_2_PJM_E | PJM_ROM | PJM_E | Internal | Winter | B20 | 935 | 8000 | 5426.22 | 39.01 | 39.02 | 0.01 | 0
2025 | PJM_ROM_2_PJM_ROR | PJM_ROM | PJM_ROR | Internal | Shoulder | B11 | 25 | 8000 | 11027.36 | 55.21 | 55.23 | 0.01 | 0.01
2025 | PJM_ROM_2_PJM_ROR | PJM_ROM | PJM_ROR | Internal | Shoulder | B12 | 200 | 8000 | 1676.15 | 49.7 | 49.72 | 0.01 | 0
2025 | PJM_ROM_2_PJM_ROR | PJM_ROM | PJM_ROR | Internal | Shoulder | B13 | 600 | 8000 | 1700.82 | 44.89 | 44.9 | 0.01 | 0
2025 | PJM_ROM_2_PJM_ROR | PJM_ROM | PJM_ROR | Internal | Shoulder | B14 | 900 | 8000 | 0 | 43.13 | 43.12 | 0.01 | 0
2025 | PJM_ROM_2_PJM_ROR | PJM_ROM | PJM_ROR | Internal | Shoulder | B15 | 1203 | 8000 | 0 | 39.65 | 39.64 | 0.01 | 0
2025 | PJM_ROM_2_PJM_ROR | PJM_ROM | PJM_ROR | Internal | Summer | B1 | 10 | 8000 | 0 | 70.33 | 70.32 | 0.01 | 0
2025 | PJM_ROM_2_PJM_ROR | PJM_ROM | PJM_ROR | Internal | Summer | B2 | 25 | 8000 | 0 | 69.39 | 69.37 | 0.01 | 0
2025 | PJM_ROM_2_PJM_ROR | PJM_ROM | PJM_ROR | Internal | Summer | B3 | 75 | 8000 | 5384.47 | 65.44 | 65.45 | 0.01 | 0
2025 | PJM_ROM_2_PJM_ROR | PJM_ROM | PJM_ROR | Internal | Summer | B4 | 100 | 8000 | 11708.18 | 64.48 | 64.5 | 0.01 | 0.01
2025 | PJM_ROM_2_PJM_ROR | PJM_ROM | PJM_ROR | Internal | Summer | B5 | 200 | 8000 | 6797.84 | 60.26 | 60.27 | 0.01 | 0
2025 | PJM_ROM_2_PJM_ROR | PJM_ROM | PJM_ROR | Internal | Summer | B6 | 300 | 8000 | 3203.18 | 51.97 | 51.98 | 0.01 | 0
2025 | PJM_ROM_2_PJM_ROR | PJM_ROM | PJM_ROR | Internal | Summer | B7 | 400 | 8000 | 1510.76 | 43.26 | 43.27 | 0.01 | 0
2025 | PJM_ROM_2_PJM_ROR | PJM_ROM | PJM_ROR | Internal | Summer | B8 | 500 | 8000 | 0 | 40.47 | 40.45 | 0.01 | 0
2025 | PJM_ROM_2_PJM_ROR | PJM_ROM | PJM_ROR | Internal | Summer | B9 | 800 | 8000 | 0 | 39.07 | 39.06 | 0.01 | 0
2025 | PJM_ROM_2_PJM_ROR | PJM_ROM | PJM_ROR | Internal | Summer | B10 | 1262 | 8000 | 0 | 36.65 | 36.63 | 0.01 | 0
2025 | PJM_ROM_2_PJM_ROR | PJM_ROM | PJM_ROR | Internal | Winter | B16 | 25 | 8000 | 0 | 54.38 | 54.37 | 0.01 | 0
2025 | PJM_ROM_2_PJM_ROR | PJM_ROM | PJM_ROR | Internal | Winter | B17 | 100 | 8000 | 0 | 48.64 | 48.63 | 0.01 | 0
2025 | PJM_ROM_2_PJM_ROR | PJM_ROM | PJM_ROR | Internal | Winter | B18 | 400 | 8000 | 0 | 46.7 | 46.69 | 0.01 | 0
2025 | PJM_ROM_2_PJM_ROR | PJM_ROM | PJM_ROR | Internal | Winter | B19 | 700 | 8000 | 0 | 44.14 | 44.13 | 0.01 | 0
2025 | PJM_ROM_2_PJM_ROR | PJM_ROM | PJM_ROR | Internal | Winter | B20 | 935 | 8000 | 0 | 39.01 | 39 | 0.01 | 0
2025 | SOCO_2_FRCC | SOCO | FRCC | Internal | Shoulder | B11 | 25 | 3700 | 4053.55 | 68.1 | 78.11 | 10 | 0.01
2025 | SOCO_2_FRCC | SOCO | FRCC | Internal | Shoulder | B12 | 200 | 3700 | 1410.64 | 49.62 | 59.62 | 10 | 0
2025 | SOCO_2_FRCC | SOCO | FRCC | Internal | Shoulder | B13 | 600 | 3700 | 0 | 44.95 | 52.33 | 10 | 0
2025 | SOCO_2_FRCC | SOCO | FRCC | Internal | Shoulder | B14 | 900 | 3700 | 0 | 44.95 | 52.33 | 10 | 0
2025 | SOCO_2_FRCC | SOCO | FRCC | Internal | Shoulder | B15 | 1203 | 3700 | 0 | 44.95 | 50.17 | 10 | 0
2025 | SOCO_2_FRCC | SOCO | FRCC | Internal | Summer | B1 | 10 | 3700 | 1401.51 | 77.65 | 87.65 | 10 | 0
2025 | SOCO_2_FRCC | SOCO | FRCC | Internal | Summer | B2 | 25 | 3700 | 0 | 75.37 | 81.82 | 10 | 0
2025 | SOCO_2_FRCC | SOCO | FRCC | Internal | Summer | B3 | 75 | 3700 | 0 | 73.95 | 81.82 | 10 | 0
2025 | SOCO_2_FRCC | SOCO | FRCC | Internal | Summer | B4 | 100 | 3700 | 0 | 73.95 | 81.82 | 10 | 0
2025 | SOCO_2_FRCC | SOCO | FRCC | Internal | Summer | B5 | 200 | 3700 | 0 | 73.53 | 81.82 | 10 | 0
2025 | SOCO_2_FRCC | SOCO | FRCC | Internal | Summer | B6 | 300 | 3700 | 1302.97 | 65.23 | 75.23 | 10 | 0
2025 | SOCO_2_FRCC | SOCO | FRCC | Internal | Summer | B7 | 400 | 3700 | 2738.35 | 55.4 | 65.4 | 10 | 0
2025 | SOCO_2_FRCC | SOCO | FRCC | Internal | Summer | B8 | 500 | 3700 | 170.31 | 51.28 | 61.28 | 10 | 0
2025 | SOCO_2_FRCC | SOCO | FRCC | Internal | Summer | B9 | 800 | 3700 | 0 | 43.64 | 51.48 | 10 | 0
2025 | SOCO_2_FRCC | SOCO | FRCC | Internal | Summer | B10 | 1262 | 3700 | 0 | 43.55 | 49.37 | 10 | 0
2025 | SOCO_2_FRCC | SOCO | FRCC | Internal | Winter | B16 | 25 | 3700 | 3911.49 | 61.86 | 71.88 | 10 | 0.01
2025 | SOCO_2_FRCC | SOCO | FRCC | Internal | Winter | B17 | 100 | 3700 | 182.09 | 54.97 | 64.97 | 10 | 0
2025 | SOCO_2_FRCC | SOCO | FRCC | Internal | Winter | B18 | 400 | 3700 | 0 | 47.83 | 54.89 | 10 | 0
2025 | SOCO_2_FRCC | SOCO | FRCC | Internal | Winter | B19 | 700 | 3700 | 0 | 47.83 | 54.21 | 10 | 0
2025 | SOCO_2_FRCC | SOCO | FRCC | Internal | Winter | B20 | 935 | 3700 | 0 | 46.49 | 52.63 | 10 | 0
2025 | SPP_N_2_ENT | SPP_N | ENT | Internal | Shoulder | B11 | 25 | 1800 | 7066.79 | 52.75 | 59.76 | 5 | 2.01
2025 | SPP_N_2_ENT | SPP_N | ENT | Internal | Shoulder | B12 | 200 | 1800 | 0 | 41.85 | 44.8 | 5 | 0
2025 | SPP_N_2_ENT | SPP_N | ENT | Internal | Shoulder | B13 | 600 | 1800 | 2885.62 | 37.12 | 44.13 | 5 | 2.01
2025 | SPP_N_2_ENT | SPP_N | ENT | Internal | Shoulder | B14 | 900 | 1800 | 8022.94 | 35.4 | 42.41 | 5 | 2.01
2025 | SPP_N_2_ENT | SPP_N | ENT | Internal | Shoulder | B15 | 1203 | 1800 | 6981.63 | 31.78 | 38.79 | 5 | 2.01
2025 | SPP_N_2_ENT | SPP_N | ENT | Internal | Summer | B1 | 10 | 1800 | 1800 | 62.69 | 69.31 | 5 | 1.62
2025 | SPP_N_2_ENT | SPP_N | ENT | Internal | Summer | B2 | 25 | 1800 | 651.06 | 62.37 | 67.37 | 5 | 0
2025 | SPP_N_2_ENT | SPP_N | ENT | Internal | Summer | B3 | 75 | 1800 | 1800 | 60.04 | 65.6 | 5 | 0.56
2025 | SPP_N_2_ENT | SPP_N | ENT | Internal | Summer | B4 | 100 | 1800 | 1800 | 59.58 | 65.6 | 5 | 1.03
2025 | SPP_N_2_ENT | SPP_N | ENT | Internal | Summer | B5 | 200 | 1800 | 1800 | 59.54 | 65.18 | 5 | 0.64
2025 | SPP_N_2_ENT | SPP_N | ENT | Internal | Summer | B6 | 300 | 1800 | 1800 | 50.06 | 56.89 | 5 | 1.83
2025 | SPP_N_2_ENT | SPP_N | ENT | Internal | Summer | B7 | 400 | 1800 | 1800 | 41.28 | 47.06 | 5 | 0.78
2025 | SPP_N_2_ENT | SPP_N | ENT | Internal | Summer | B8 | 500 | 1800 | 2221.9 | 36.27 | 43.28 | 5 | 2.01
2025 | SPP_N_2_ENT | SPP_N | ENT | Internal | Summer | B9 | 800 | 1800 | 5256.58 | 34.55 | 41.56 | 5 | 2.01
2025 | SPP_N_2_ENT | SPP_N | ENT | Internal | Summer | B10 | 1262 | 1800 | 8166.72 | 30.33 | 37.34 | 5 | 2.01
2025 | SPP_N_2_ENT | SPP_N | ENT | Internal | Winter | B16 | 25 | 1800 | 5565.9 | 46.51 | 53.52 | 5 | 2.01
2025 | SPP_N_2_ENT | SPP_N | ENT | Internal | Winter | B17 | 100 | 1800 | 1800 | 40.77 | 47.44 | 5 | 1.67
2025 | SPP_N_2_ENT | SPP_N | ENT | Internal | Winter | B18 | 400 | 1800 | 6235.26 | 38.87 | 45.88 | 5 | 2.01
2025 | SPP_N_2_ENT | SPP_N | ENT | Internal | Winter | B19 | 700 | 1800 | 6399.4 | 36.27 | 43.28 | 5 | 2.01
2025 | SPP_N_2_ENT | SPP_N | ENT | Internal | Winter | B20 | 935 | 1800 | 9730.53 | 31.13 | 38.15 | 5 | 2.01
2025 | SPP_N_2_MISO_MO-IL | SPP_N | MISO_MO-IL | Internal | Shoulder | B11 | 25 | 2000 | 0 | 52.75 | 57.23 | 5 | 0
2025 | SPP_N_2_MISO_MO-IL | SPP_N | MISO_MO-IL | Internal | Shoulder | B12 | 200 | 2000 | 2000 | 41.85 | 47.29 | 5 | 0.43
2025 | SPP_N_2_MISO_MO-IL | SPP_N | MISO_MO-IL | Internal | Shoulder | B13 | 600 | 2000 | 2000 | 37.12 | 42.47 | 5 | 0.35
2025 | SPP_N_2_MISO_MO-IL | SPP_N | MISO_MO-IL | Internal | Shoulder | B14 | 900 | 2000 | 2000 | 35.4 | 40.69 | 5 | 0.28
2025 | SPP_N_2_MISO_MO-IL | SPP_N | MISO_MO-IL | Internal | Shoulder | B15 | 1203 | 2000 | 2000 | 31.78 | 37.39 | 5 | 0.61
2025 | SPP_N_2_MISO_MO-IL | SPP_N | MISO_MO-IL | Internal | Summer | B1 | 10 | 2000 | 2000 | 62.69 | 68.32 | 5 | 0.63
2025 | SPP_N_2_MISO_MO-IL | SPP_N | MISO_MO-IL | Internal | Summer | B2 | 25 | 2000 | 880.02 | 62.37 | 67.37 | 5 | 0
2025 | SPP_N_2_MISO_MO-IL | SPP_N | MISO_MO-IL | Internal | Summer | B3 | 75 | 2000 | 0 | 60.04 | 64.32 | 5 | 0
2025 | SPP_N_2_MISO_MO-IL | SPP_N | MISO_MO-IL | Internal | Summer | B4 | 100 | 2000 | 0 | 59.58 | 63.86 | 5 | 0
2025 | SPP_N_2_MISO_MO-IL | SPP_N | MISO_MO-IL | Internal | Summer | B5 | 200 | 2000 | 0 | 59.54 | 62.27 | 5 | 0
2025 | SPP_N_2_MISO_MO-IL | SPP_N | MISO_MO-IL | Internal | Summer | B6 | 300 | 2000 | 0 | 50.06 | 50 | 5 | 0
2025 | SPP_N_2_MISO_MO-IL | SPP_N | MISO_MO-IL | Internal | Summer | B7 | 400 | 2000 | 0 | 41.28 | 41.27 | 5 | 0
2025 | SPP_N_2_MISO_MO-IL | SPP_N | MISO_MO-IL | Internal | Summer | B8 | 500 | 2000 | 0 | 36.27 | 39.38 | 5 | 0
2025 | SPP_N_2_MISO_MO-IL | SPP_N | MISO_MO-IL | Internal | Summer | B9 | 800 | 2000 | 0 | 34.55 | 38.6 | 5 | 0
2025 | SPP_N_2_MISO_MO-IL | SPP_N | MISO_MO-IL | Internal | Summer | B10 | 1262 | 2000 | 0 | 30.33 | 35.13 | 5 | 0
2025 | SPP_N_2_MISO_MO-IL | SPP_N | MISO_MO-IL | Internal | Winter | B16 | 25 | 2000 | 2000 | 46.51 | 52.33 | 5 | 0.82
2025 | SPP_N_2_MISO_MO-IL | SPP_N | MISO_MO-IL | Internal | Winter | B17 | 100 | 2000 | 2000 | 40.77 | 46.38 | 5 | 0.61
2025 | SPP_N_2_MISO_MO-IL | SPP_N | MISO_MO-IL | Internal | Winter | B18 | 400 | 2000 | 2000 | 38.87 | 44.26 | 5 | 0.38
2025 | SPP_N_2_MISO_MO-IL | SPP_N | MISO_MO-IL | Internal | Winter | B19 | 700 | 2000 | 2000 | 36.27 | 41.7 | 5 | 0.43
2025 | SPP_N_2_MISO_MO-IL | SPP_N | MISO_MO-IL | Internal | Winter | B20 | 935 | 2000 | 2000 | 31.13 | 36.57 | 5 | 0.43
2025 | SPP_N_2_MISO_W | SPP_N | MISO_W | Internal | Shoulder | B11 | 25 | 750 | 0 | 52.75 | 57.01 | 5 | 0
2025 | SPP_N_2_MISO_W | SPP_N | MISO_W | Internal | Shoulder | B12 | 200 | 750 | 0 | 41.85 | 46.65 | 5 | 0
2025 | SPP_N_2_MISO_W | SPP_N | MISO_W | Internal | Shoulder | B13 | 600 | 750 | 0 | 37.12 | 41.91 | 5 | 0
2025 | SPP_N_2_MISO_W | SPP_N | MISO_W | Internal | Shoulder | B14 | 900 | 750 | 0 | 35.4 | 40.2 | 5 | 0
2025 | SPP_N_2_MISO_W | SPP_N | MISO_W | Internal | Shoulder | B15 | 1203 | 750 | 0 | 31.78 | 36.57 | 5 | 0
2025 | SPP_N_2_MISO_W | SPP_N | MISO_W | Internal | Summer | B1 | 10 | 750 | 0 | 62.69 | 67.48 | 5 | 0
2025 | SPP_N_2_MISO_W | SPP_N | MISO_W | Internal | Summer | B2 | 25 | 750 | 0 | 62.37 | 67.16 | 5 | 0
2025 | SPP_N_2_MISO_W | SPP_N | MISO_W | Internal | Summer | B3 | 75 | 750 | 0 | 60.04 | 64.31 | 5 | 0
2025 | SPP_N_2_MISO_W | SPP_N | MISO_W | Internal | Summer | B4 | 100 | 750 | 0 | 59.58 | 63.85 | 5 | 0
2025 | SPP_N_2_MISO_W | SPP_N | MISO_W | Internal | Summer | B5 | 200 | 750 | 0 | 59.54 | 62.26 | 5 | 0
2025 | SPP_N_2_MISO_W | SPP_N | MISO_W | Internal | Summer | B6 | 300 | 750 | 0 | 50.06 | 49.99 | 5 | 0
2025 | SPP_N_2_MISO_W | SPP_N | MISO_W | Internal | Summer | B7 | 400 | 750 | 0 | 41.28 | 41.26 | 5 | 0
2025 | SPP_N_2_MISO_W | SPP_N | MISO_W | Internal | Summer | B8 | 500 | 750 | 0 | 36.27 | 39.37 | 5 | 0
2025 | SPP_N_2_MISO_W | SPP_N | MISO_W | Internal | Summer | B9 | 800 | 750 | 0 | 34.55 | 38.59 | 5 | 0
2025 | SPP_N_2_MISO_W | SPP_N | MISO_W | Internal | Summer | B10 | 1262 | 750 | 0 | 30.33 | 35.12 | 5 | 0
2025 | SPP_N_2_MISO_W | SPP_N | MISO_W | Internal | Winter | B16 | 25 | 750 | 0 | 46.51 | 51.3 | 5 | 0
2025 | SPP_N_2_MISO_W | SPP_N | MISO_W | Internal | Winter | B17 | 100 | 750 | 0 | 40.77 | 45.56 | 5 | 0
2025 | SPP_N_2_MISO_W | SPP_N | MISO_W | Internal | Winter | B18 | 400 | 750 | 0 | 38.87 | 43.67 | 5 | 0
2025 | SPP_N_2_MISO_W | SPP_N | MISO_W | Internal | Winter | B19 | 700 | 750 | 0 | 36.27 | 41.06 | 5 | 0
2025 | SPP_N_2_MISO_W | SPP_N | MISO_W | Internal | Winter | B20 | 935 | 750 | 0 | 31.13 | 35.93 | 5 | 0
2025 | SPP_N_2_NE | SPP_N | NE | Internal | Shoulder | B11 | 25 | 330 | 0 | 52.75 | 52.01 | 0.01 | 0
2025 | SPP_N_2_NE | SPP_N | NE | Internal | Shoulder | B12 | 200 | 330 | 0 | 41.85 | 41.12 | 0.01 | 0
2025 | SPP_N_2_NE | SPP_N | NE | Internal | Shoulder | B13 | 600 | 330 | 0 | 37.12 | 36.38 | 0.01 | 0
2025 | SPP_N_2_NE | SPP_N | NE | Internal | Shoulder | B14 | 900 | 330 | 0 | 35.4 | 34.67 | 0.01 | 0
2025 | SPP_N_2_NE | SPP_N | NE | Internal | Shoulder | B15 | 1203 | 330 | 0 | 31.78 | 31.05 | 0.01 | 0
2025 | SPP_N_2_NE | SPP_N | NE | Internal | Summer | B1 | 10 | 330 | 0 | 62.69 | 61.96 | 0.01 | 0
2025 | SPP_N_2_NE | SPP_N | NE | Internal | Summer | B2 | 25 | 330 | 0 | 62.37 | 61.64 | 0.01 | 0
2025 | SPP_N_2_NE | SPP_N | NE | Internal | Summer | B3 | 75 | 330 | 0 | 60.04 | 59.31 | 0.01 | 0
2025 | SPP_N_2_NE | SPP_N | NE | Internal | Summer | B4 | 100 | 330 | 0 | 59.58 | 58.85 | 0.01 | 0
2025 | SPP_N_2_NE | SPP_N | NE | Internal | Summer | B5 | 200 | 330 | 0 | 59.54 | 58.81 | 0.01 | 0
2025 | SPP_N_2_NE | SPP_N | NE | Internal | Summer | B6 | 300 | 330 | 0 | 50.06 | 49.33 | 0.01 | 0
2025 | SPP_N_2_NE | SPP_N | NE | Internal | Summer | B7 | 400 | 330 | 0 | 41.28 | 40.55 | 0.01 | 0
2025 | SPP_N_2_NE | SPP_N | NE | Internal | Summer | B8 | 500 | 330 | 0 | 36.27 | 35.54 | 0.01 | 0
2025 | SPP_N_2_NE | SPP_N | NE | Internal | Summer | B9 | 800 | 330 | 0 | 34.55 | 33.82 | 0.01 | 0
2025 | SPP_N_2_NE | SPP_N | NE | Internal | Summer | B10 | 1262 | 330 | 0 | 30.33 | 29.6 | 0.01 | 0
2025 | SPP_N_2_NE | SPP_N | NE | Internal | Winter | B16 | 25 | 330 | 0 | 46.51 | 45.78 | 0.01 | 0
2025 | SPP_N_2_NE | SPP_N | NE | Internal | Winter | B17 | 100 | 330 | 0 | 40.77 | 40.04 | 0.01 | 0
2025 | SPP_N_2_NE | SPP_N | NE | Internal | Winter | B18 | 400 | 330 | 0 | 38.87 | 38.14 | 0.01 | 0
2025 | SPP_N_2_NE | SPP_N | NE | Internal | Winter | B19 | 700 | 330 | 0 | 36.27 | 35.53 | 0.01 | 0
2025 | SPP_N_2_NE | SPP_N | NE | Internal | Winter | B20 | 935 | 330 | 0 | 31.13 | 30.4 | 0.01 | 0
2025 | SPP_N_2_SPP_S | SPP_N | SPP_S | Internal | Shoulder | B11 | 25 | 4000 | 0 | 52.75 | 52.35 | 0.01 | 0
2025 | SPP_N_2_SPP_S | SPP_N | SPP_S | Internal | Shoulder | B12 | 200 | 4000 | 2226.13 | 41.85 | 41.87 | 0.01 | 0
2025 | SPP_N_2_SPP_S | SPP_N | SPP_S | Internal | Shoulder | B13 | 600 | 4000 | 2814.28 | 37.12 | 37.13 | 0.01 | 0
2025 | SPP_N_2_SPP_S | SPP_N | SPP_S | Internal | Shoulder | B14 | 900 | 4000 | 0 | 35.4 | 35 | 0.01 | 0
2025 | SPP_N_2_SPP_S | SPP_N | SPP_S | Internal | Shoulder | B15 | 1203 | 4000 | 0 | 31.78 | 31.38 | 0.01 | 0
2025 | SPP_N_2_SPP_S | SPP_N | SPP_S | Internal | Summer | B1 | 10 | 4000 | 0 | 62.69 | 61.9 | 0.01 | 0
2025 | SPP_N_2_SPP_S | SPP_N | SPP_S | Internal | Summer | B2 | 25 | 4000 | 0 | 62.37 | 61.58 | 0.01 | 0
2025 | SPP_N_2_SPP_S | SPP_N | SPP_S | Internal | Summer | B3 | 75 | 4000 | 411.06 | 60.04 | 60.05 | 0.01 | 0
2025 | SPP_N_2_SPP_S | SPP_N | SPP_S | Internal | Summer | B4 | 100 | 4000 | 0 | 59.58 | 59.57 | 0.01 | 0
2025 | SPP_N_2_SPP_S | SPP_N | SPP_S | Internal | Summer | B5 | 200 | 4000 | 1390.13 | 59.54 | 59.55 | 0.01 | 0
2025 | SPP_N_2_SPP_S | SPP_N | SPP_S | Internal | Summer | B6 | 300 | 4000 | 3414.68 | 50.06 | 50.07 | 0.01 | 0
2025 | SPP_N_2_SPP_S | SPP_N | SPP_S | Internal | Summer | B7 | 400 | 4000 | 5012.68 | 41.28 | 41.85 | 0.01 | 0.56
2025 | SPP_N_2_SPP_S | SPP_N | SPP_S | Internal | Summer | B8 | 500 | 4000 | 8754.15 | 36.27 | 36.84 | 0.01 | 0.56
2025 | SPP_N_2_SPP_S | SPP_N | SPP_S | Internal | Summer | B9 | 800 | 4000 | 6896.31 | 34.55 | 35.12 | 0.01 | 0.56
2025 | SPP_N_2_SPP_S | SPP_N | SPP_S | Internal | Summer | B10 | 1262 | 4000 | 4910.04 | 30.33 | 30.9 | 0.01 | 0.56
2025 | SPP_N_2_SPP_S | SPP_N | SPP_S | Internal | Winter | B16 | 25 | 4000 | 0 | 46.51 | 46.11 | 0.01 | 0
2025 | SPP_N_2_SPP_S | SPP_N | SPP_S | Internal | Winter | B17 | 100 | 4000 | 964.15 | 40.77 | 40.78 | 0.01 | 0
2025 | SPP_N_2_SPP_S | SPP_N | SPP_S | Internal | Winter | B18 | 400 | 4000 | 2119.41 | 38.87 | 38.89 | 0.01 | 0
2025 | SPP_N_2_SPP_S | SPP_N | SPP_S | Internal | Winter | B19 | 700 | 4000 | 579.79 | 36.27 | 36.28 | 0.01 | 0
2025 | SPP_N_2_SPP_S | SPP_N | SPP_S | Internal | Winter | B20 | 935 | 4000 | 573.4 | 31.13 | 31.15 | 0.01 | 0
2025 | SPP_S_2_ENT | SPP_S | ENT | Internal | Shoulder | B11 | 25 | 850 | 1185.9 | 52.35 | 59.76 | 5 | 2.41
2025 | SPP_S_2_ENT | SPP_S | ENT | Internal | Shoulder | B12 | 200 | 850 | 0 | 41.87 | 44.8 | 5 | 0
2025 | SPP_S_2_ENT | SPP_S | ENT | Internal | Shoulder | B13 | 600 | 850 | 850 | 37.13 | 44.13 | 5 | 2
2025 | SPP_S_2_ENT | SPP_S | ENT | Internal | Shoulder | B14 | 900 | 850 | 1802.35 | 35 | 42.41 | 5 | 2.41
2025 | SPP_S_2_ENT | SPP_S | ENT | Internal | Shoulder | B15 | 1203 | 850 | 2005.94 | 31.38 | 38.79 | 5 | 2.41
2025 | SPP_S_2_ENT | SPP_S | ENT | Internal | Summer | B1 | 10 | 850 | 988.14 | 61.9 | 69.31 | 5 | 2.41
2025 | SPP_S_2_ENT | SPP_S | ENT | Internal | Summer | B2 | 25 | 850 | 850 | 61.58 | 67.37 | 5 | 0.79
2025 | SPP_S_2_ENT | SPP_S | ENT | Internal | Summer | B3 | 75 | 850 | 850 | 60.05 | 65.6 | 5 | 0.55
2025 | SPP_S_2_ENT | SPP_S | ENT | Internal | Summer | B4 | 100 | 850 | 850 | 59.57 | 65.6 | 5 | 1.04
2025 | SPP_S_2_ENT | SPP_S | ENT | Internal | Summer | B5 | 200 | 850 | 850 | 59.55 | 65.18 | 5 | 0.63
2025 | SPP_S_2_ENT | SPP_S | ENT | Internal | Summer | B6 | 300 | 850 | 850 | 50.07 | 56.89 | 5 | 1.82
2025 | SPP_S_2_ENT | SPP_S | ENT | Internal | Summer | B7 | 400 | 850 | 850 | 41.85 | 47.06 | 5 | 0.21
2025 | SPP_S_2_ENT | SPP_S | ENT | Internal | Summer | B8 | 500 | 850 | 850 | 36.84 | 43.28 | 5 | 1.44
2025 | SPP_S_2_ENT | SPP_S | ENT | Internal | Summer | B9 | 800 | 850 | 850 | 35.12 | 41.56 | 5 | 1.44
2025 | SPP_S_2_ENT | SPP_S | ENT | Internal | Summer | B10 | 1262 | 850 | 850 | 30.9 | 37.34 | 5 | 1.44
2025 | SPP_S_2_ENT | SPP_S | ENT | Internal | Winter | B16 | 25 | 850 | 3553.68 | 46.11 | 53.52 | 5 | 2.41
2025 | SPP_S_2_ENT | SPP_S | ENT | Internal | Winter | B17 | 100 | 850 | 850 | 40.78 | 47.44 | 5 | 1.66
2025 | SPP_S_2_ENT | SPP_S | ENT | Internal | Winter | B18 | 400 | 850 | 850 | 38.89 | 45.88 | 5 | 2
2025 | SPP_S_2_ENT | SPP_S | ENT | Internal | Winter | B19 | 700 | 850 | 850 | 36.28 | 43.28 | 5 | 2
2025 | SPP_S_2_ENT | SPP_S | ENT | Internal | Winter | B20 | 935 | 850 | 850 | 31.15 | 38.15 | 5 | 2
2025 | SPP_S_2_SPP_N | SPP_S | SPP_N | Internal | Shoulder | B11 | 25 | 640 | 640 | 52.35 | 52.75 | 0.01 | 0.39
2025 | SPP_S_2_SPP_N | SPP_S | SPP_N | Internal | Shoulder | B12 | 200 | 640 | 0 | 41.87 | 41.85 | 0.01 | 0
2025 | SPP_S_2_SPP_N | SPP_S | SPP_N | Internal | Shoulder | B13 | 600 | 640 | 0 | 37.13 | 37.12 | 0.01 | 0
2025 | SPP_S_2_SPP_N | SPP_S | SPP_N | Internal | Shoulder | B14 | 900 | 640 | 640 | 35 | 35.4 | 0.01 | 0.39
2025 | SPP_S_2_SPP_N | SPP_S | SPP_N | Internal | Shoulder | B15 | 1203 | 640 | 640 | 31.38 | 31.78 | 0.01 | 0.39
2025 | SPP_S_2_SPP_N | SPP_S | SPP_N | Internal | Summer | B1 | 10 | 640 | 12096.63 | 61.9 | 62.69 | 0.01 | 0.78
2025 | SPP_S_2_SPP_N | SPP_S | SPP_N | Internal | Summer | B2 | 25 | 640 | 4426.09 | 61.58 | 62.37 | 0.01 | 0.78
2025 | SPP_S_2_SPP_N | SPP_S | SPP_N | Internal | Summer | B3 | 75 | 640 | 0 | 60.05 | 60.04 | 0.01 | 0
2025 | SPP_S_2_SPP_N | SPP_S | SPP_N | Internal | Summer | B4 | 100 | 640 | 269.34 | 59.57 | 59.58 | 0.01 | 0
2025 | SPP_S_2_SPP_N | SPP_S | SPP_N | Internal | Summer | B5 | 200 | 640 | 0 | 59.55 | 59.54 | 0.01 | 0
2025 | SPP_S_2_SPP_N | SPP_S | SPP_N | Internal | Summer | B6 | 300 | 640 | 0 | 50.07 | 50.06 | 0.01 | 0
2025 | SPP_S_2_SPP_N | SPP_S | SPP_N | Internal | Summer | B7 | 400 | 640 | 0 | 41.85 | 41.28 | 0.01 | 0
2025 | SPP_S_2_SPP_N | SPP_S | SPP_N | Internal | Summer | B8 | 500 | 640 | 0 | 36.84 | 36.27 | 0.01 | 0
2025 | SPP_S_2_SPP_N | SPP_S | SPP_N | Internal | Summer | B9 | 800 | 640 | 0 | 35.12 | 34.55 | 0.01 | 0
2025 | SPP_S_2_SPP_N | SPP_S | SPP_N | Internal | Summer | B10 | 1262 | 640 | 0 | 30.9 | 30.33 | 0.01 | 0
2025 | SPP_S_2_SPP_N | SPP_S | SPP_N | Internal | Winter | B16 | 25 | 640 | 640 | 46.11 | 46.51 | 0.01 | 0.39
2025 | SPP_S_2_SPP_N | SPP_S | SPP_N | Internal | Winter | B17 | 100 | 640 | 0 | 40.78 | 40.77 | 0.01 | 0
2025 | SPP_S_2_SPP_N | SPP_S | SPP_N | Internal | Winter | B18 | 400 | 640 | 0 | 38.89 | 38.87 | 0.01 | 0
2025 | SPP_S_2_SPP_N | SPP_S | SPP_N | Internal | Winter | B19 | 700 | 640 | 0 | 36.28 | 36.27 | 0.01 | 0
2025 | SPP_S_2_SPP_N | SPP_S | SPP_N | Internal | Winter | B20 | 935 | 640 | 0 | 31.15 | 31.13 | 0.01 | 0
2025 | TVA_2_NonRTO_Midwest | TVA | NonRTO_Midwest | Internal | Shoulder | B11 | 25 | 100 | 0 | 61.24 | 65.23 | 9 | 0
2025 | TVA_2_NonRTO_Midwest | TVA | NonRTO_Midwest | Internal | Shoulder | B12 | 200 | 100 | 817.81 | 46.39 | 55.71 | 9 | 0.33
2025 | TVA_2_NonRTO_Midwest | TVA | NonRTO_Midwest | Internal | Shoulder | B13 | 600 | 100 | 0 | 44.69 | 50.9 | 9 | 0
2025 | TVA_2_NonRTO_Midwest | TVA | NonRTO_Midwest | Internal | Shoulder | B14 | 900 | 100 | 0 | 44.69 | 44.03 | 9 | 0
2025 | TVA_2_NonRTO_Midwest | TVA | NonRTO_Midwest | Internal | Shoulder | B15 | 1203 | 100 | 0 | 44.49 | 37.56 | 9 | 0
2025 | TVA_2_NonRTO_Midwest | TVA | NonRTO_Midwest | Internal | Summer | B1 | 10 | 100 | 0 | 76.33 | 72.57 | 9 | 0
2025 | TVA_2_NonRTO_Midwest | TVA | NonRTO_Midwest | Internal | Summer | B2 | 25 | 100 | 0 | 75.38 | 72.57 | 9 | 0
2025 | TVA_2_NonRTO_Midwest | TVA | NonRTO_Midwest | Internal | Summer | B3 | 75 | 100 | 0 | 71.47 | 72.31 | 9 | 0
2025 | TVA_2_NonRTO_Midwest | TVA | NonRTO_Midwest | Internal | Summer | B4 | 100 | 100 | 0 | 70.52 | 71.87 | 9 | 0
2025 | TVA_2_NonRTO_Midwest | TVA | NonRTO_Midwest | Internal | Summer | B5 | 200 | 100 | 0 | 64.53 | 70.26 | 9 | 0
2025 | TVA_2_NonRTO_Midwest | TVA | NonRTO_Midwest | Internal | Summer | B6 | 300 | 100 | 0 | 54.78 | 57.99 | 9 | 0
2025 | TVA_2_NonRTO_Midwest | TVA | NonRTO_Midwest | Internal | Summer | B7 | 400 | 100 | 0 | 44.95 | 49.28 | 9 | 0
2025 | TVA_2_NonRTO_Midwest | TVA | NonRTO_Midwest | Internal | Summer | B8 | 500 | 100 | 0 | 43.12 | 43.38 | 9 | 0
2025 | TVA_2_NonRTO_Midwest | TVA | NonRTO_Midwest | Internal | Summer | B9 | 800 | 100 | 0 | 43.12 | 37.57 | 9 | 0
2025 | TVA_2_NonRTO_Midwest | TVA | NonRTO_Midwest | Internal | Summer | B10 | 1262 | 100 | 0 | 39.84 | 33.78 | 9 | 0
2025 | TVA_2_NonRTO_Midwest | TVA | NonRTO_Midwest | Internal | Winter | B16 | 25 | 100 | 0 | 60.34 | 60.89 | 9 | 0
2025 | TVA_2_NonRTO_Midwest | TVA | NonRTO_Midwest | Internal | Winter | B17 | 100 | 100 | 0 | 49.38 | 54.94 | 9 | 0
2025 | TVA_2_NonRTO_Midwest | TVA | NonRTO_Midwest | Internal | Winter | B18 | 400 | 100 | 0 | 44.45 | 52.82 | 9 | 0
2025 | TVA_2_NonRTO_Midwest | TVA | NonRTO_Midwest | Internal | Winter | B19 | 700 | 100 | 0 | 44.45 | 44.65 | 9 | 0
2025 | TVA_2_NonRTO_Midwest | TVA | NonRTO_Midwest | Internal | Winter | B20 | 935 | 100 | 0 | 44.45 | 37.57 | 9 | 0
2025 | TVA_2_SOCO | TVA | SOCO | Internal | Shoulder | B11 | 25 | 500 | 0 | 61.24 | 68.1 | 9 | 0
2025 | TVA_2_SOCO | TVA | SOCO | Internal | Shoulder | B12 | 200 | 500 | 0 | 46.39 | 49.62 | 9 | 0
2025 | TVA_2_SOCO | TVA | SOCO | Internal | Shoulder | B13 | 600 | 500 | 0 | 44.69 | 44.95 | 9 | 0
2025 | TVA_2_SOCO | TVA | SOCO | Internal | Shoulder | B14 | 900 | 500 | 0 | 44.69 | 44.95 | 9 | 0
2025 | TVA_2_SOCO | TVA | SOCO | Internal | Shoulder | B15 | 1203 | 500 | 0 | 44.49 | 44.95 | 9 | 0
2025 | TVA_2_SOCO | TVA | SOCO | Internal | Summer | B1 | 10 | 500 | 0 | 76.33 | 77.65 | 9 | 0
2025 | TVA_2_SOCO | TVA | SOCO | Internal | Summer | B2 | 25 | 500 | 0 | 75.38 | 75.37 | 9 | 0
2025 | TVA_2_SOCO | TVA | SOCO | Internal | Summer | B3 | 75 | 500 | 0 | 71.47 | 73.95 | 9 | 0
2025 | TVA_2_SOCO | TVA | SOCO | Internal | Summer | B4 | 100 | 500 | 0 | 70.52 | 73.95 | 9 | 0
2025 | TVA_2_SOCO | TVA | SOCO | Internal | Summer | B5 | 200 | 500 | 284.69 | 64.53 | 73.53 | 9 | 0
2025 | TVA_2_SOCO | TVA | SOCO | Internal | Summer | B6 | 300 | 500 | 984.79 | 54.78 | 65.23 | 9 | 1.45
2025 | TVA_2_SOCO | TVA | SOCO | Internal | Summer | B7 | 400 | 500 | 3143.98 | 44.95 | 55.4 | 9 | 1.45
2025 | TVA_2_SOCO | TVA | SOCO | Internal | Summer | B8 | 500 | 500 | 0 | 43.12 | 51.28 | 9 | 0
2025 | TVA_2_SOCO | TVA | SOCO | Internal | Summer | B9 | 800 | 500 | 0 | 43.12 | 43.64 | 9 | 0
2025 | TVA_2_SOCO | TVA | SOCO | Internal | Summer | B10 | 1262 | 500 | 0 | 39.84 | 43.55 | 9 | 0
2025 | TVA_2_SOCO | TVA | SOCO | Internal | Winter | B16 | 25 | 500 | 0 | 60.34 | 61.86 | 9 | 0
2025 | TVA_2_SOCO | TVA | SOCO | Internal | Winter | B17 | 100 | 500 | 0 | 49.38 | 54.97 | 9 | 0
2025 | TVA_2_SOCO | TVA | SOCO | Internal | Winter | B18 | 400 | 500 | 0 | 44.45 | 47.83 | 9 | 0
2025 | TVA_2_SOCO | TVA | SOCO | Internal | Winter | B19 | 700 | 500 | 0 | 44.45 | 47.83 | 9 | 0
2025 | TVA_2_SOCO | TVA | SOCO | Internal | Winter | B20 | 935 | 500 | 0 | 44.45 | 46.49 | 9 | 0
2025 | TVA_2_VACAR | TVA | VACAR | Internal | Shoulder | B11 | 25 | 150 | 0 | 61.24 | 61.23 | 9 | 0
2025 | TVA_2_VACAR | TVA | VACAR | Internal | Shoulder | B12 | 200 | 150 | 601.61 | 46.39 | 55.55 | 9 | 0.17
2025 | TVA_2_VACAR | TVA | VACAR | Internal | Shoulder | B13 | 600 | 150 | 0 | 44.69 | 48.58 | 9 | 0
2025 | TVA_2_VACAR | TVA | VACAR | Internal | Shoulder | B14 | 900 | 150 | 0 | 44.69 | 48.58 | 9 | 0
2025 | TVA_2_VACAR | TVA | VACAR | Internal | Shoulder | B15 | 1203 | 150 | 0 | 44.49 | 44.72 | 9 | 0
2025 | TVA_2_VACAR | TVA | VACAR | Internal | Summer | B1 | 10 | 150 | 0 | 76.33 | 76.58 | 9 | 0
2025 | TVA_2_VACAR | TVA | VACAR | Internal | Summer | B2 | 25 | 150 | 0 | 75.38 | 75.63 | 9 | 0
2025 | TVA_2_VACAR | TVA | VACAR | Internal | Summer | B3 | 75 | 150 | 0 | 71.47 | 71.71 | 9 | 0
2025 | TVA_2_VACAR | TVA | VACAR | Internal | Summer | B4 | 100 | 150 | 0 | 70.52 | 70.76 | 9 | 0
2025 | TVA_2_VACAR | TVA | VACAR | Internal | Summer | B5 | 200 | 150 | 0 | 64.53 | 66.53 | 9 | 0
2025 | TVA_2_VACAR | TVA | VACAR | Internal | Summer | B6 | 300 | 150 | 0 | 54.78 | 58.23 | 9 | 0
2025 | TVA_2_VACAR | TVA | VACAR | Internal | Summer | B7 | 400 | 150 | 0 | 44.95 | 49.27 | 9 | 0
2025 | TVA_2_VACAR | TVA | VACAR | Internal | Summer | B8 | 500 | 150 | 0 | 43.12 | 46.45 | 9 | 0
2025 | TVA_2_VACAR | TVA | VACAR | Internal | Summer | B9 | 800 | 150 | 0 | 43.12 | 44.14 | 9 | 0
2025 | TVA_2_VACAR | TVA | VACAR | Internal | Summer | B10 | 1262 | 150 | 0 | 39.84 | 42.82 | 9 | 0
2025 | TVA_2_VACAR | TVA | VACAR | Internal | Winter | B16 | 25 | 150 | 0 | 60.34 | 60.63 | 9 | 0
2025 | TVA_2_VACAR | TVA | VACAR | Internal | Winter | B17 | 100 | 150 | 0 | 49.38 | 54.89 | 9 | 0
2025 | TVA_2_VACAR | TVA | VACAR | Internal | Winter | B18 | 400 | 150 | 0 | 44.45 | 49.07 | 9 | 0
2025 | TVA_2_VACAR | TVA | VACAR | Internal | Winter | B19 | 700 | 150 | 0 | 44.45 | 48.99 | 9 | 0
2025 | TVA_2_VACAR | TVA | VACAR | Internal | Winter | B20 | 935 | 150 | 0 | 44.45 | 45 | 9 | 0
2025 | TVA_Transmission_2_TVA | TVA_Transmission | TVA | Internal | Shoulder | B11 | 25 | 99999 | 270.94 | 61.23 | 61.24 | 0.01 | 0
2025 | TVA_Transmission_2_TVA | TVA_Transmission | TVA | Internal | Shoulder | B12 | 200 | 99999 | 0 | 50.5 | 46.39 | 0.01 | 0
2025 | TVA_Transmission_2_TVA | TVA_Transmission | TVA | Internal | Shoulder | B13 | 600 | 99999 | 0 | 47.06 | 44.69 | 0.01 | 0
2025 | TVA_Transmission_2_TVA | TVA_Transmission | TVA | Internal | Shoulder | B14 | 900 | 99999 | 0 | 46.04 | 44.69 | 0.01 | 0
2025 | TVA_Transmission_2_TVA | TVA_Transmission | TVA | Internal | Shoulder | B15 | 1203 | 99999 | 0 | 44.72 | 44.49 | 0.01 | 0
2025 | TVA_Transmission_2_TVA | TVA_Transmission | TVA | Internal | Summer | B1 | 10 | 99999 | 3692.95 | 76.32 | 76.33 | 0.01 | 0
2025 | TVA_Transmission_2_TVA | TVA_Transmission | TVA | Internal | Summer | B2 | 25 | 99999 | 2862.24 | 75.37 | 75.38 | 0.01 | 0
2025 | TVA_Transmission_2_TVA | TVA_Transmission | TVA | Internal | Summer | B3 | 75 | 99999 | 1232.23 | 71.45 | 71.47 | 0.01 | 0
2025 | TVA_Transmission_2_TVA | TVA_Transmission | TVA | Internal | Summer | B4 | 100 | 99999 | 1442.13 | 70.5 | 70.52 | 0.01 | 0
2025 | TVA_Transmission_2_TVA | TVA_Transmission | TVA | Internal | Summer | B5 | 200 | 99999 | 0 | 65.7 | 64.53 | 0.01 | 0
2025 | TVA_Transmission_2_TVA | TVA_Transmission | TVA | Internal | Summer | B6 | 300 | 99999 | 0 | 56.96 | 54.78 | 0.01 | 0
2025 | TVA_Transmission_2_TVA | TVA_Transmission | TVA | Internal | Summer | B7 | 400 | 99999 | 0 | 47.68 | 44.95 | 0.01 | 0
2025 | TVA_Transmission_2_TVA | TVA_Transmission | TVA | Internal | Summer | B8 | 500 | 99999 | 0 | 44.8 | 43.12 | 0.01 | 0
2025 | TVA_Transmission_2_TVA | TVA_Transmission | TVA | Internal | Summer | B9 | 800 | 99999 | 0 | 43.75 | 43.12 | 0.01 | 0
2025 | TVA_Transmission_2_TVA | TVA_Transmission | TVA | Internal | Summer | B10 | 1262 | 99999 | 0 | 40.52 | 39.84 | 0.01 | 0
2025 | TVA_Transmission_2_TVA | TVA_Transmission | TVA | Internal | Winter | B16 | 25 | 99999 | 1769.93 | 60.33 | 60.34 | 0.01 | 0
2025 | TVA_Transmission_2_TVA | TVA_Transmission | TVA | Internal | Winter | B17 | 100 | 99999 | 0 | 51.59 | 49.38 | 0.01 | 0
2025 | TVA_Transmission_2_TVA | TVA_Transmission | TVA | Internal | Winter | B18 | 400 | 99999 | 0 | 48.24 | 44.45 | 0.01 | 0
2025 | TVA_Transmission_2_TVA | TVA_Transmission | TVA | Internal | Winter | B19 | 700 | 99999 | 0 | 46.41 | 44.45 | 0.01 | 0
2025 | TVA_Transmission_2_TVA | TVA_Transmission | TVA | Internal | Winter | B20 | 935 | 99999 | 0 | 44.49 | 44.45 | 0.01 | 0
2025 | VACAR_2_SOCO | VACAR | SOCO | Internal | Shoulder | B11 | 25 | 3000 | 0 | 61.23 | 68.1 | 7 | 0
2025 | VACAR_2_SOCO | VACAR | SOCO | Internal | Shoulder | B12 | 200 | 3000 | 0 | 55.55 | 49.62 | 7 | 0
2025 | VACAR_2_SOCO | VACAR | SOCO | Internal | Shoulder | B13 | 600 | 3000 | 0 | 48.58 | 44.95 | 7 | 0
2025 | VACAR_2_SOCO | VACAR | SOCO | Internal | Shoulder | B14 | 900 | 3000 | 0 | 48.58 | 44.95 | 7 | 0
2025 | VACAR_2_SOCO | VACAR | SOCO | Internal | Shoulder | B15 | 1203 | 3000 | 0 | 44.72 | 44.95 | 7 | 0
2025 | VACAR_2_SOCO | VACAR | SOCO | Internal | Summer | B1 | 10 | 3000 | 0 | 76.58 | 77.65 | 7 | 0
2025 | VACAR_2_SOCO | VACAR | SOCO | Internal | Summer | B2 | 25 | 3000 | 0 | 75.63 | 75.37 | 7 | 0
2025 | VACAR_2_SOCO | VACAR | SOCO | Internal | Summer | B3 | 75 | 3000 | 0 | 71.71 | 73.95 | 7 | 0
2025 | VACAR_2_SOCO | VACAR | SOCO | Internal | Summer | B4 | 100 | 3000 | 0 | 70.76 | 73.95 | 7 | 0
2025 | VACAR_2_SOCO | VACAR | SOCO | Internal | Summer | B5 | 200 | 3000 | 692.65 | 66.53 | 73.53 | 7 | 0
2025 | VACAR_2_SOCO | VACAR | SOCO | Internal | Summer | B6 | 300 | 3000 | 650 | 58.23 | 65.23 | 7 | 0
2025 | VACAR_2_SOCO | VACAR | SOCO | Internal | Summer | B7 | 400 | 3000 | 0 | 49.27 | 55.4 | 7 | 0
2025 | VACAR_2_SOCO | VACAR | SOCO | Internal | Summer | B8 | 500 | 3000 | 0 | 46.45 | 51.28 | 7 | 0
2025 | VACAR_2_SOCO | VACAR | SOCO | Internal | Summer | B9 | 800 | 3000 | 0 | 44.14 | 43.64 | 7 | 0
2025 | VACAR_2_SOCO | VACAR | SOCO | Internal | Summer | B10 | 1262 | 3000 | 0 | 42.82 | 43.55 | 7 | 0
2025 | VACAR_2_SOCO | VACAR | SOCO | Internal | Winter | B16 | 25 | 3000 | 0 | 60.63 | 61.86 | 7 | 0
2025 | VACAR_2_SOCO | VACAR | SOCO | Internal | Winter | B17 | 100 | 3000 | 0 | 54.89 | 54.97 | 7 | 0
2025 | VACAR_2_SOCO | VACAR | SOCO | Internal | Winter | B18 | 400 | 3000 | 0 | 49.07 | 47.83 | 7 | 0
2025 | VACAR_2_SOCO | VACAR | SOCO | Internal | Winter | B19 | 700 | 3000 | 0 | 48.99 | 47.83 | 7 | 0
2025 | VACAR_2_SOCO | VACAR | SOCO | Internal | Winter | B20 | 935 | 3000 | 0 | 45 | 46.49 | 7 | 0
2030 | ENT_2_SOCO | ENT | SOCO | Internal | Shoulder | B11 | 25 | 2000 | 8119.82 | 55.68 | 64.27 | 8 | 0.58
2030 | ENT_2_SOCO | ENT | SOCO | Internal | Shoulder | B12 | 200 | 2000 | 0 | 45.46 | 50.68 | 8 | 0
2030 | ENT_2_SOCO | ENT | SOCO | Internal | Shoulder | B13 | 600 | 2000 | 0 | 44.99 | 47.47 | 8 | 0
2030 | ENT_2_SOCO | ENT | SOCO | Internal | Shoulder | B14 | 900 | 2000 | 0 | 39.88 | 47.47 | 8 | 0
2030 | ENT_2_SOCO | ENT | SOCO | Internal | Shoulder | B15 | 1203 | 2000 | 5703.1 | 37.11 | 45.69 | 8 | 0.58
2030 | ENT_2_SOCO | ENT | SOCO | Internal | Summer | B1 | 10 | 2000 | 12176.77 | 69.23 | 77.81 | 8 | 0.58
2030 | ENT_2_SOCO | ENT | SOCO | Internal | Summer | B2 | 25 | 2000 | 2404.73 | 69.51 | 78.09 | 8 | 0.58
2030 | ENT_2_SOCO | ENT | SOCO | Internal | Summer | B3 | 75 | 2000 | 2276.14 | 69.23 | 77.81 | 8 | 0.58
2030 | ENT_2_SOCO | ENT | SOCO | Internal | Summer | B4 | 100 | 2000 | 2282.07 | 69.23 | 77.81 | 8 | 0.58
2030 | ENT_2_SOCO | ENT | SOCO | Internal | Summer | B5 | 200 | 2000 | 9015.34 | 65.32 | 73.9 | 8 | 0.58
2030 | ENT_2_SOCO | ENT | SOCO | Internal | Summer | B6 | 300 | 2000 | 3308.86 | 55.09 | 63.67 | 8 | 0.58
2030 | ENT_2_SOCO | ENT | SOCO | Internal | Summer | B7 | 400 | 2000 | 4525.41 | 48.15 | 56.74 | 8 | 0.58
2030 | ENT_2_SOCO | ENT | SOCO | Internal | Summer | B8 | 500 | 2000 | 1359.45 | 43.54 | 51.54 | 8 | 0
2030 | ENT_2_SOCO | ENT | SOCO | Internal | Summer | B9 | 800 | 2000 | 0 | 41.57 | 45.97 | 8 | 0
2030 | ENT_2_SOCO | ENT | SOCO | Internal | Summer | B10 | 1262 | 2000 | 2000 | 37.6 | 45.97 | 8 | 0.37
2030 | ENT_2_SOCO | ENT | SOCO | Internal | Winter | B16 | 25 | 2000 | 10257.97 | 52.46 | 61.04 | 8 | 0.58
2030 | ENT_2_SOCO | ENT | SOCO | Internal | Winter | B17 | 100 | 2000 | 1873.61 | 46.84 | 54.84 | 8 | 0
2030 | ENT_2_SOCO | ENT | SOCO | Internal | Winter | B18 | 400 | 2000 | 0 | 44.92 | 50.64 | 8 | 0
2030 | ENT_2_SOCO | ENT | SOCO | Internal | Winter | B19 | 700 | 2000 | 2000 | 42.27 | 50.64 | 8 | 0.36
2030 | ENT_2_SOCO | ENT | SOCO | Internal | Winter | B20 | 935 | 2000 | 6585.3 | 37.49 | 46.07 | 8 | 0.58
2030 | ENT_2_TVA_Transmission | ENT | TVA_Transmission | Internal | Shoulder | B11 | 25 | 2100 | 0 | 55.68 | 60.21 | 8 | 0
2030 | ENT_2_TVA_Transmission | ENT | TVA_Transmission | Internal | Shoulder | B12 | 200 | 2100 | 0 | 45.46 | 49.6 | 8 | 0
2030 | ENT_2_TVA_Transmission | ENT | TVA_Transmission | Internal | Shoulder | B13 | 600 | 2100 | 0 | 44.99 | 48.03 | 8 | 0
2030 | ENT_2_TVA_Transmission | ENT | TVA_Transmission | Internal | Shoulder | B14 | 900 | 2100 | 0 | 39.88 | 47.18 | 8 | 0
2030 | ENT_2_TVA_Transmission | ENT | TVA_Transmission | Internal | Shoulder | B15 | 1203 | 2100 | 0 | 37.11 | 44.09 | 8 | 0
2030 | ENT_2_TVA_Transmission | ENT | TVA_Transmission | Internal | Summer | B1 | 10 | 2100 | 3432.29 | 69.23 | 77.79 | 8 | 0.56
2030 | ENT_2_TVA_Transmission | ENT | TVA_Transmission | Internal | Summer | B2 | 25 | 2100 | 0 | 69.51 | 75.32 | 8 | 0
2030 | ENT_2_TVA_Transmission | ENT | TVA_Transmission | Internal | Summer | B3 | 75 | 2100 | 0 | 69.23 | 75.28 | 8 | 0
2030 | ENT_2_TVA_Transmission | ENT | TVA_Transmission | Internal | Summer | B4 | 100 | 2100 | 0 | 69.23 | 72.6 | 8 | 0
2030 | ENT_2_TVA_Transmission | ENT | TVA_Transmission | Internal | Summer | B5 | 200 | 2100 | 0 | 65.32 | 65.83 | 8 | 0
2030 | ENT_2_TVA_Transmission | ENT | TVA_Transmission | Internal | Summer | B6 | 300 | 2100 | 0 | 55.09 | 56.13 | 8 | 0
2030 | ENT_2_TVA_Transmission | ENT | TVA_Transmission | Internal | Summer | B7 | 400 | 2100 | 0 | 48.15 | 49 | 8 | 0
2030 | ENT_2_TVA_Transmission | ENT | TVA_Transmission | Internal | Summer | B8 | 500 | 2100 | 0 | 43.54 | 46.57 | 8 | 0
2030 | ENT_2_TVA_Transmission | ENT | TVA_Transmission | Internal | Summer | B9 | 800 | 2100 | 0 | 41.57 | 43.52 | 8 | 0
2030 | ENT_2_TVA_Transmission | ENT | TVA_Transmission | Internal | Summer | B10 | 1262 | 2100 | 0 | 37.6 | 41.9 | 8 | 0
2030 | ENT_2_TVA_Transmission | ENT | TVA_Transmission | Internal | Winter | B16 | 25 | 2100 | 0 | 52.46 | 58.03 | 8 | 0
2030 | ENT_2_TVA_Transmission | ENT | TVA_Transmission | Internal | Winter | B17 | 100 | 2100 | 0 | 46.84 | 52.73 | 8 | 0
2030 | ENT_2_TVA_Transmission | ENT | TVA_Transmission | Internal | Winter | B18 | 400 | 2100 | 0 | 44.92 | 49.02 | 8 | 0
2030 | ENT_2_TVA_Transmission | ENT | TVA_Transmission | Internal | Winter | B19 | 700 | 2100 | 0 | 42.27 | 48.31 | 8 | 0
2030 | ENT_2_TVA_Transmission | ENT | TVA_Transmission | Internal | Winter | B20 | 935 | 2100 | 0 | 37.49 | 42.76 | 8 | 0
2030 | HQ_NEISO_2_NEISO | HQ_NEISO | NEISO | Internal | Shoulder | B11 | 25 | 99999 | 4523.29 | 42.26 | 42.27 | 0.01 | 0
2030 | HQ_NEISO_2_NEISO | HQ_NEISO | NEISO | Internal | Shoulder | B12 | 200 | 99999 | 4507.22 | 40.19 | 40.21 | 0.01 | 0
2030 | HQ_NEISO_2_NEISO | HQ_NEISO | NEISO | Internal | Shoulder | B13 | 600 | 99999 | 4443.92 | 38.66 | 38.67 | 0.01 | 0
2030 | HQ_NEISO_2_NEISO | HQ_NEISO | NEISO | Internal | Shoulder | B14 | 900 | 99999 | 4333.2 | 38.66 | 38.67 | 0.01 | 0
2030 | HQ_NEISO_2_NEISO | HQ_NEISO | NEISO | Internal | Shoulder | B15 | 1203 | 99999 | 2251.49 | 38.66 | 38.67 | 0.01 | 0
2030 | HQ_NEISO_2_NEISO | HQ_NEISO | NEISO | Internal | Summer | B1 | 10 | 99999 | 5420 | 60.97 | 60.98 | 0.01 | 0
2030 | HQ_NEISO_2_NEISO | HQ_NEISO | NEISO | Internal | Summer | B2 | 25 | 99999 | 5313.73 | 58.28 | 58.29 | 0.01 | 0
2030 | HQ_NEISO_2_NEISO | HQ_NEISO | NEISO | Internal | Summer | B3 | 75 | 99999 | 5101.91 | 57.36 | 57.37 | 0.01 | 0
2030 | HQ_NEISO_2_NEISO | HQ_NEISO | NEISO | Internal | Summer | B4 | 100 | 99999 | 4919.84 | 54.67 | 54.68 | 0.01 | 0
2030 | HQ_NEISO_2_NEISO | HQ_NEISO | NEISO | Internal | Summer | B5 | 200 | 99999 | 4820.81 | 48.74 | 48.75 | 0.01 | 0
2030 | HQ_NEISO_2_NEISO | HQ_NEISO | NEISO | Internal | Summer | B6 | 300 | 99999 | 4709.12 | 39.82 | 39.83 | 0.01 | 0
2030 | HQ_NEISO_2_NEISO | HQ_NEISO | NEISO | Internal | Summer | B7 | 400 | 99999 | 4581.14 | 36.77 | 36.79 | 0.01 | 0
2030 | HQ_NEISO_2_NEISO | HQ_NEISO | NEISO | Internal | Summer | B8 | 500 | 99999 | 4480.51 | 36.77 | 36.79 | 0.01 | 0
2030 | HQ_NEISO_2_NEISO | HQ_NEISO | NEISO | Internal | Summer | B9 | 800 | 99999 | 4357.25 | 36.77 | 36.79 | 0.01 | 0
2030 | HQ_NEISO_2_NEISO | HQ_NEISO | NEISO | Internal | Summer | B10 | 1262 | 99999 | 1940.57 | 36.77 | 36.79 | 0.01 | 0
2030 | HQ_NEISO_2_NEISO | HQ_NEISO | NEISO | Internal | Winter | B16 | 25 | 99999 | 4746.16 | 50.13 | 50.14 | 0.01 | 0
2030 | HQ_NEISO_2_NEISO | HQ_NEISO | NEISO | Internal | Winter | B17 | 100 | 99999 | 4656.71 | 48.74 | 48.75 | 0.01 | 0
2030 | HQ_NEISO_2_NEISO | HQ_NEISO | NEISO | Internal | Winter | B18 | 400 | 99999 | 4588.26 | 46.66 | 46.67 | 0.01 | 0
2030 | HQ_NEISO_2_NEISO | HQ_NEISO | NEISO | Internal | Winter | B19 | 700 | 99999 | 4460.73 | 46.66 | 46.67 | 0.01 | 0
2030 | HQ_NEISO_2_NEISO | HQ_NEISO | NEISO | Internal | Winter | B20 | 935 | 99999 | 2471.08 | 46.66 | 46.67 | 0.01 | 0
2030 | HQ_NY_2_NYISO_A-F | HQ_NY | NYISO_A-F | Internal | Shoulder | B11 | 25 | 99999 | 2812.27 | 45.26 | 45.27 | 0.01 | 0
2030 | HQ_NY_2_NYISO_A-F | HQ_NY | NYISO_A-F | Internal | Shoulder | B12 | 200 | 99999 | 2847.69 | 43.33 | 43.34 | 0.01 | 0
2030 | HQ_NY_2_NYISO_A-F | HQ_NY | NYISO_A-F | Internal | Shoulder | B13 | 600 | 99999 | 2781.85 | 41.66 | 41.67 | 0.01 | 0
2030 | HQ_NY_2_NYISO_A-F | HQ_NY | NYISO_A-F | Internal | Shoulder | B14 | 900 | 99999 | 2673.14 | 41.65 | 41.66 | 0.01 | 0
2030 | HQ_NY_2_NYISO_A-F | HQ_NY | NYISO_A-F | Internal | Shoulder | B15 | 1203 | 99999 | 1582.7 | 41.65 | 41.66 | 0.01 | 0
2030 | HQ_NY_2_NYISO_A-F | HQ_NY | NYISO_A-F | Internal | Summer | B1 | 10 | 99999 | 3500 | 63.55 | 63.56 | 0.01 | 0
2030 | HQ_NY_2_NYISO_A-F | HQ_NY | NYISO_A-F | Internal | Summer | B2 | 25 | 99999 | 3406.62 | 60.86 | 60.87 | 0.01 | 0
2030 | HQ_NY_2_NYISO_A-F | HQ_NY | NYISO_A-F | Internal | Summer | B3 | 75 | 99999 | 3266.6 | 59.94 | 59.96 | 0.01 | 0
2030 | HQ_NY_2_NYISO_A-F | HQ_NY | NYISO_A-F | Internal | Summer | B4 | 100 | 99999 | 3116.28 | 57.26 | 57.27 | 0.01 | 0
2030 | HQ_NY_2_NYISO_A-F | HQ_NY | NYISO_A-F | Internal | Summer | B5 | 200 | 99999 | 3025.49 | 51.74 | 51.75 | 0.01 | 0
2030 | HQ_NY_2_NYISO_A-F | HQ_NY | NYISO_A-F | Internal | Summer | B6 | 300 | 99999 | 2934.86 | 43.65 | 43.67 | 0.01 | 0
2030 | HQ_NY_2_NYISO_A-F | HQ_NY | NYISO_A-F | Internal | Summer | B7 | 400 | 99999 | 2830.75 | 40.61 | 40.62 | 0.01 | 0
2030 | HQ_NY_2_NYISO_A-F | HQ_NY | NYISO_A-F | Internal | Summer | B8 | 500 | 99999 | 2760.25 | 40.09 | 40.1 | 0.01 | 0
2030 | HQ_NY_2_NYISO_A-F | HQ_NY | NYISO_A-F | Internal | Summer | B9 | 800 | 99999 | 2664.71 | 38.99 | 39 | 0.01 | 0
2030 | HQ_NY_2_NYISO_A-F | HQ_NY | NYISO_A-F | Internal | Summer | B10 | 1262 | 99999 | 1436.31 | 38.99 | 39 | 0.01 | 0
2030 | HQ_NY_2_NYISO_A-F | HQ_NY | NYISO_A-F | Internal | Winter | B16 | 25 | 99999 | 3058.87 | 51.65 | 51.66 | 0.01 | 0
2030 | HQ_NY_2_NYISO_A-F | HQ_NY | NYISO_A-F | Internal | Winter | B17 | 100 | 99999 | 3001.1 | 50.48 | 50.49 | 0.01 | 0
2030 | HQ_NY_2_NYISO_A-F | HQ_NY | NYISO_A-F | Internal | Winter | B18 | 400 | 99999 | 2934.69 | 48.18 | 48.19 | 0.01 | 0
2030 | HQ_NY_2_NYISO_A-F | HQ_NY | NYISO_A-F | Internal | Winter | B19 | 700 | 99999 | 2819.07 | 48.11 | 48.12 | 0.01 | 0
2030 | HQ_NY_2_NYISO_A-F | HQ_NY | NYISO_A-F | Internal | Winter | B20 | 935 | 99999 | 1762.97 | 43.9 | 43.91 | 0.01 | 0
2030 | HQ_IESO_2_IESO | HQ_IESO | IESO | Internal | Shoulder | B11 | 25 | 99999 | 400 | 45.09 | 45.1 | 0.01 | 0
2030 | HQ_IESO_2_IESO | HQ_IESO | IESO | Internal | Shoulder | B12 | 200 | 99999 | 400 | 37.51 | 37.52 | 0.01 | 0
2030 | HQ_IESO_2_IESO | HQ_IESO | IESO | Internal | Shoulder | B13 | 600 | 99999 | 400 | 35.54 | 35.55 | 0.01 | 0
2030 | HQ_IESO_2_IESO | HQ_IESO | IESO | Internal | Shoulder | B14 | 900 | 99999 | 400 | 35.54 | 35.55 | 0.01 | 0
2030 | HQ_IESO_2_IESO | HQ_IESO | IESO | Internal | Shoulder | B15 | 1203 | 99999 | 75.48 | 35.54 | 35.55 | 0.01 | 0
2030 | HQ_IESO_2_IESO | HQ_IESO | IESO | Internal | Summer | B1 | 10 | 99999 | 400 | 62.87 | 62.88 | 0.01 | 0
2030 | HQ_IESO_2_IESO | HQ_IESO | IESO | Internal | Summer | B2 | 25 | 99999 | 400 | 60.18 | 60.19 | 0.01 | 0
2030 | HQ_IESO_2_IESO | HQ_IESO | IESO | Internal | Summer | B3 | 75 | 99999 | 400 | 60.18 | 60.19 | 0.01 | 0
2030 | HQ_IESO_2_IESO | HQ_IESO | IESO | Internal | Summer | B4 | 100 | 99999 | 400 | 56.83 | 56.84 | 0.01 | 0
2030 | HQ_IESO_2_IESO | HQ_IESO | IESO | Internal | Summer | B5 | 200 | 99999 | 400 | 50.88 | 50.89 | 0.01 | 0
2030 | HQ_IESO_2_IESO | HQ_IESO | IESO | Internal | Summer | B6 | 300 | 99999 | 400 | 41.98 | 41.99 | 0.01 | 0
2030 | HQ_IESO_2_IESO | HQ_IESO | IESO | Internal | Summer | B7 | 400 | 99999 | 400 | 34.51 | 34.52 | 0.01 | 0
2030 | HQ_IESO_2_IESO | HQ_IESO | IESO | Internal | Summer | B8 | 500 | 99999 | 400 | 33.09 | 33.1 | 0.01 | 0
2030 | HQ_IESO_2_IESO | HQ_IESO | IESO | Internal | Summer | B9 | 800 | 99999 | 400 | 31.93 | 31.94 | 0.01 | 0
2030 | HQ_IESO_2_IESO | HQ_IESO | IESO | Internal | Summer | B10 | 1262 | 99999 | 12.04 | 31.93 | 31.94 | 0.01 | 0
2030 | HQ_IESO_2_IESO | HQ_IESO | IESO | Internal | Winter | B16 | 25 | 99999 | 400 | 44.65 | 44.66 | 0.01 | 0
2030 | HQ_IESO_2_IESO | HQ_IESO | IESO | Internal | Winter | B17 | 100 | 99999 | 400 | 43.42 | 43.43 | 0.01 | 0
2030 | HQ_IESO_2_IESO | HQ_IESO | IESO | Internal | Winter | B18 | 400 | 99999 | 400 | 41.13 | 41.14 | 0.01 | 0
2030 | HQ_IESO_2_IESO | HQ_IESO | IESO | Internal | Winter | B19 | 700 | 99999 | 400 | 41.05 | 41.07 | 0.01 | 0
2030 | HQ_IESO_2_IESO | HQ_IESO | IESO | Internal | Winter | B20 | 935 | 99999 | 91.98 | 41.05 | 41.07 | 0.01 | 0
2030 | IESO_2_MAPP_CA | IESO | MAPP_CA | Internal | Shoulder | B11 | 25 | 262 | 0 | 45.1 | 46.05 | 7 | 0
2030 | IESO_2_MAPP_CA | IESO | MAPP_CA | Internal | Shoulder | B12 | 200 | 262 | 0 | 37.52 | 37.47 | 7 | 0
2030 | IESO_2_MAPP_CA | IESO | MAPP_CA | Internal | Shoulder | B13 | 600 | 262 | 0 | 35.55 | 35.36 | 7 | 0
2030 | IESO_2_MAPP_CA | IESO | MAPP_CA | Internal | Shoulder | B14 | 900 | 262 | 0 | 35.55 | 33.59 | 7 | 0
2030 | IESO_2_MAPP_CA | IESO | MAPP_CA | Internal | Shoulder | B15 | 1203 | 262 | 0 | 35.55 | 33.59 | 7 | 0
2030 | IESO_2_MAPP_CA | IESO | MAPP_CA | Internal | Summer | B1 | 10 | 262 | 0 | 62.88 | 63.75 | 7 | 0
2030 | IESO_2_MAPP_CA | IESO | MAPP_CA | Internal | Summer | B2 | 25 | 262 | 0 | 60.19 | 61.06 | 7 | 0
2030 | IESO_2_MAPP_CA | IESO | MAPP_CA | Internal | Summer | B3 | 75 | 262 | 0 | 60.19 | 64.06 | 7 | 0
2030 | IESO_2_MAPP_CA | IESO | MAPP_CA | Internal | Summer | B4 | 100 | 262 | 0 | 56.84 | 60.7 | 7 | 0
2030 | IESO_2_MAPP_CA | IESO | MAPP_CA | Internal | Summer | B5 | 200 | 262 | 0 | 50.89 | 55.69 | 7 | 0
2030 | IESO_2_MAPP_CA | IESO | MAPP_CA | Internal | Summer | B6 | 300 | 262 | 0 | 41.99 | 45.45 | 7 | 0
2030 | IESO_2_MAPP_CA | IESO | MAPP_CA | Internal | Summer | B7 | 400 | 262 | 0 | 34.52 | 38.52 | 7 | 0
2030 | IESO_2_MAPP_CA | IESO | MAPP_CA | Internal | Summer | B8 | 500 | 262 | 0 | 33.1 | 33.9 | 7 | 0
2030 | IESO_2_MAPP_CA | IESO | MAPP_CA | Internal | Summer | B9 | 800 | 262 | 0 | 31.94 | 31.94 | 7 | 0
2030 | IESO_2_MAPP_CA | IESO | MAPP_CA | Internal | Summer | B10 | 1262 | 262 | 0 | 31.94 | 31.94 | 7 | 0
2030 | IESO_2_MAPP_CA | IESO | MAPP_CA | Internal | Winter | B16 | 25 | 262 | 0 | 44.66 | 43.76 | 7 | 0
2030 | IESO_2_MAPP_CA | IESO | MAPP_CA | Internal | Winter | B17 | 100 | 262 | 0 | 43.43 | 42.5 | 7 | 0
2030 | IESO_2_MAPP_CA | IESO | MAPP_CA | Internal | Winter | B18 | 400 | 262 | 0 | 41.14 | 39.46 | 7 | 0
2030 | IESO_2_MAPP_CA | IESO | MAPP_CA | Internal | Winter | B19 | 700 | 262 | 0 | 41.07 | 37.94 | 7 | 0
2030 | IESO_2_MAPP_CA | IESO | MAPP_CA | Internal | Winter | B20 | 935 | 262 | 0 | 41.07 | 33.07 | 7 | 0
2030 | IESO_2_MISO_MI | IESO | MISO_MI | Internal | Shoulder | B11 | 25 | 1840 | 2563.8 | 45.1 | 52.86 | 7 | 0.76
2030 | IESO_2_MISO_MI | IESO | MISO_MI | Internal | Shoulder | B12 | 200 | 1840 | 1163.35 | 37.52 | 44.52 | 7 | 0
2030 | IESO_2_MISO_MI | IESO | MISO_MI | Internal | Shoulder | B13 | 600 | 1840 | 0 | 35.55 | 42.41 | 7 | 0
2030 | IESO_2_MISO_MI | IESO | MISO_MI | Internal | Shoulder | B14 | 900 | 1840 | 0 | 35.55 | 40.89 | 7 | 0
2030 | IESO_2_MISO_MI | IESO | MISO_MI | Internal | Shoulder | B15 | 1203 | 1840 | 0 | 35.55 | 36.83 | 7 | 0
2030 | IESO_2_MISO_MI | IESO | MISO_MI | Internal | Summer | B1 | 10 | 1840 | 3421.6 | 62.88 | 70.64 | 7 | 0.76
2030 | IESO_2_MISO_MI | IESO | MISO_MI | Internal | Summer | B2 | 25 | 1840 | 4002.38 | 60.19 | 67.95 | 7 | 0.76
2030 | IESO_2_MISO_MI | IESO | MISO_MI | Internal | Summer | B3 | 75 | 1840 | 5089.64 | 60.19 | 67.95 | 7 | 0.76
2030 | IESO_2_MISO_MI | IESO | MISO_MI | Internal | Summer | B4 | 100 | 1840 | 5994.91 | 56.84 | 64.6 | 7 | 0.76
2030 | IESO_2_MISO_MI | IESO | MISO_MI | Internal | Summer | B5 | 200 | 1840 | 6561.45 | 50.89 | 58.65 | 7 | 0.76
2030 | IESO_2_MISO_MI | IESO | MISO_MI | Internal | Summer | B6 | 300 | 1840 | 2823.25 | 41.99 | 49.75 | 7 | 0.76
2030 | IESO_2_MISO_MI | IESO | MISO_MI | Internal | Summer | B7 | 400 | 1840 | 3584.23 | 34.52 | 42.28 | 7 | 0.76
2030 | IESO_2_MISO_MI | IESO | MISO_MI | Internal | Summer | B8 | 500 | 1840 | 3657.42 | 33.1 | 40.86 | 7 | 0.76
2030 | IESO_2_MISO_MI | IESO | MISO_MI | Internal | Summer | B9 | 800 | 1840 | 286.26 | 31.94 | 38.94 | 7 | 0
2030 | IESO_2_MISO_MI | IESO | MISO_MI | Internal | Summer | B10 | 1262 | 1840 | 0 | 31.94 | 35.27 | 7 | 0
2030 | IESO_2_MISO_MI | IESO | MISO_MI | Internal | Winter | B16 | 25 | 1840 | 0 | 44.66 | 50.82 | 7 | 0
2030 | IESO_2_MISO_MI | IESO | MISO_MI | Internal | Winter | B17 | 100 | 1840 | 0 | 43.43 | 46.85 | 7 | 0
2030 | IESO_2_MISO_MI | IESO | MISO_MI | Internal | Winter | B18 | 400 | 1840 | 0 | 41.14 | 43.81 | 7 | 0
2030 | IESO_2_MISO_MI | IESO | MISO_MI | Internal | Winter | B19 | 700 | 1840 | 0 | 41.07 | 42.1 | 7 | 0
2030 | IESO_2_MISO_MI | IESO | MISO_MI | Internal | Winter | B20 | 935 | 1840 | 0 | 41.07 | 35.5 | 7 | 0
2030 | IESO_2_MISO_W | IESO | MISO_W | Internal | Shoulder | B11 | 25 | 140 | 0 | 45.1 | 49.01 | 7 | 0
2030 | IESO_2_MISO_W | IESO | MISO_W | Internal | Shoulder | B12 | 200 | 140 | 0 | 37.52 | 40.43 | 7 | 0
2030 | IESO_2_MISO_W | IESO | MISO_W | Internal | Shoulder | B13 | 600 | 140 | 0 | 35.55 | 38.32 | 7 | 0
2030 | IESO_2_MISO_W | IESO | MISO_W | Internal | Shoulder | B14 | 900 | 140 | 0 | 35.55 | 36.55 | 7 | 0
2030 | IESO_2_MISO_W | IESO | MISO_W | Internal | Shoulder | B15 | 1203 | 140 | 0 | 35.55 | 32.78 | 7 | 0
2030 | IESO_2_MISO_W | IESO | MISO_W | Internal | Summer | B1 | 10 | 140 | 0 | 62.88 | 66.71 | 7 | 0
2030 | IESO_2_MISO_W | IESO | MISO_W | Internal | Summer | B2 | 25 | 140 | 0 | 60.19 | 64.02 | 7 | 0
2030 | IESO_2_MISO_W | IESO | MISO_W | Internal | Summer | B3 | 75 | 140 | 0 | 60.19 | 67.02 | 7 | 0
2030 | IESO_2_MISO_W | IESO | MISO_W | Internal | Summer | B4 | 100 | 140 | 0 | 56.84 | 63.67 | 7 | 0
2030 | IESO_2_MISO_W | IESO | MISO_W | Internal | Summer | B5 | 200 | 140 | 140 | 50.89 | 58.65 | 7 | 0.76
2030 | IESO_2_MISO_W | IESO | MISO_W | Internal | Summer | B6 | 300 | 140 | 0 | 41.99 | 48.42 | 7 | 0
2030 | IESO_2_MISO_W | IESO | MISO_W | Internal | Summer | B7 | 400 | 140 | 0 | 34.52 | 41.48 | 7 | 0
2030 | IESO_2_MISO_W | IESO | MISO_W | Internal | Summer | B8 | 500 | 140 | 0 | 33.1 | 36.87 | 7 | 0
2030 | IESO_2_MISO_W | IESO | MISO_W | Internal | Summer | B9 | 800 | 140 | 0 | 31.94 | 34.9 | 7 | 0
2030 | IESO_2_MISO_W | IESO | MISO_W | Internal | Summer | B10 | 1262 | 140 | 0 | 31.94 | 30.93 | 7 | 0
2030 | IESO_2_MISO_W | IESO | MISO_W | Internal | Winter | B16 | 25 | 140 | 0 | 44.66 | 46.73 | 7 | 0
2030 | IESO_2_MISO_W | IESO | MISO_W | Internal | Winter | B17 | 100 | 140 | 0 | 43.43 | 42.52 | 7 | 0
2030 | IESO_2_MISO_W | IESO | MISO_W | Internal | Winter | B18 | 400 | 140 | 0 | 41.14 | 39.47 | 7 | 0
2030 | IESO_2_MISO_W | IESO | MISO_W | Internal | Winter | B19 | 700 | 140 | 0 | 41.07 | 37.95 | 7 | 0
2030 | IESO_2_MISO_W | IESO | MISO_W | Internal | Winter | B20 | 935 | 140 | 0 | 41.07 | 31.46 | 7 | 0
2030 | IESO_2_NYISO_A-F | IESO | NYISO_A-F | Internal | Shoulder | B11 | 25 | 1725 | 0 | 45.1 | 45.27 | 7 | 0
2030 | IESO_2_NYISO_A-F | IESO | NYISO_A-F | Internal | Shoulder | B12 | 200 | 1725 | 0 | 37.52 | 43.34 | 7 | 0
2030 | IESO_2_NYISO_A-F | IESO | NYISO_A-F | Internal | Shoulder | B13 | 600 | 1725 | 0 | 35.55 | 41.67 | 7 | 0
2030 | IESO_2_NYISO_A-F | IESO | NYISO_A-F | Internal | Shoulder | B14 | 900 | 1725 | 0 | 35.55 | 41.66 | 7 | 0
2030 | IESO_2_NYISO_A-F | IESO | NYISO_A-F | Internal | Shoulder | B15 | 1203 | 1725 | 0 | 35.55 | 41.66 | 7 | 0
2030 | IESO_2_NYISO_A-F | IESO | NYISO_A-F | Internal | Summer | B1 | 10 | 1725 | 0 | 62.88 | 63.56 | 7 | 0
2030 | IESO_2_NYISO_A-F | IESO | NYISO_A-F | Internal | Summer | B2 | 25 | 1725 | 0 | 60.19 | 60.87 | 7 | 0
2030 | IESO_2_NYISO_A-F | IESO | NYISO_A-F | Internal | Summer | B3 | 75 | 1725 | 0 | 60.19 | 59.96 | 7 | 0
2030 | IESO_2_NYISO_A-F | IESO | NYISO_A-F | Internal | Summer | B4 | 100 | 1725 | 0 | 56.84 | 57.27 | 7 | 0
2030 | IESO_2_NYISO_A-F | IESO | NYISO_A-F | Internal | Summer | B5 | 200 | 1725 | 0 | 50.89 | 51.75 | 7 | 0
2030 | IESO_2_NYISO_A-F | IESO | NYISO_A-F | Internal | Summer | B6 | 300 | 1725 | 0 | 41.99 | 43.67 | 7 | 0
2030 | IESO_2_NYISO_A-F | IESO | NYISO_A-F | Internal | Summer | B7 | 400 | 1725 | 0 | 34.52 | 40.62 | 7 | 0
2030 | IESO_2_NYISO_A-F | IESO | NYISO_A-F | Internal | Summer | B8 | 500 | 1725 | 723.72 | 33.1 | 40.1 | 7 | 0
2030 | IESO_2_NYISO_A-F | IESO | NYISO_A-F | Internal | Summer | B9 | 800 | 1725 | 2514.3 | 31.94 | 39 | 7 | 0.06
2030 | IESO_2_NYISO_A-F | IESO | NYISO_A-F | Internal | Summer | B10 | 1262 | 1725 | 2393.79 | 31.94 | 39 | 7 | 0.06
2030 | IESO_2_NYISO_A-F | IESO | NYISO_A-F | Internal | Winter | B16 | 25 | 1725 | 1558.32 | 44.66 | 51.66 | 7 | 0
2030 | IESO_2_NYISO_A-F | IESO | NYISO_A-F | Internal | Winter | B17 | 100 | 1725 | 2062.83 | 43.43 | 50.49 | 7 | 0.06
2030 | IESO_2_NYISO_A-F | IESO | NYISO_A-F | Internal | Winter | B18 | 400 | 1725 | 2755.2 | 41.14 | 48.19 | 7 | 0.06
2030 | IESO_2_NYISO_A-F | IESO | NYISO_A-F | Internal | Winter | B19 | 700 | 1725 | 2111.91 | 41.07 | 48.12 | 7 | 0.06
2030 | IESO_2_NYISO_A-F | IESO | NYISO_A-F | Internal | Winter | B20 | 935 | 1725 | 0 | 41.07 | 43.91 | 7 | 0
2030 | MAPP_CA_2_IESO | MAPP_CA | IESO | Internal | Shoulder | B11 | 25 | 330 | 0 | 46.05 | 45.1 | 8 | 0
2030 | MAPP_CA_2_IESO | MAPP_CA | IESO | Internal | Shoulder | B12 | 200 | 330 | 0 | 37.47 | 37.52 | 8 | 0
2030 | MAPP_CA_2_IESO | MAPP_CA | IESO | Internal | Shoulder | B13 | 600 | 330 | 0 | 35.36 | 35.55 | 8 | 0
2030 | MAPP_CA_2_IESO | MAPP_CA | IESO | Internal | Shoulder | B14 | 900 | 330 | 0 | 33.59 | 35.55 | 8 | 0
2030 | MAPP_CA_2_IESO | MAPP_CA | IESO | Internal | Shoulder | B15 | 1203 | 330 | 0 | 33.59 | 35.55 | 8 | 0
2030 | MAPP_CA_2_IESO | MAPP_CA | IESO | Internal | Summer | B1 | 10 | 330 | 0 | 63.75 | 62.88 | 8 | 0
2030 | MAPP_CA_2_IESO | MAPP_CA | IESO | Internal | Summer | B2 | 25 | 330 | 0 | 61.06 | 60.19 | 8 | 0
2030 | MAPP_CA_2_IESO | MAPP_CA | IESO | Internal | Summer | B3 | 75 | 330 | 0 | 64.06 | 60.19 | 8 | 0
2030 | MAPP_CA_2_IESO | MAPP_CA | IESO | Internal | Summer | B4 | 100 | 330 | 0 | 60.7 | 56.84 | 8 | 0
2030 | MAPP_CA_2_IESO | MAPP_CA | IESO | Internal | Summer | B5 | 200 | 330 | 0 | 55.69 | 50.89 | 8 | 0
2030 | MAPP_CA_2_IESO | MAPP_CA | IESO | Internal | Summer | B6 | 300 | 330 | 0 | 45.45 | 41.99 | 8 | 0
2030 | MAPP_CA_2_IESO | MAPP_CA | IESO | Internal | Summer | B7 | 400 | 330 | 0 | 38.52 | 34.52 | 8 | 0
2030 | MAPP_CA_2_IESO | MAPP_CA | IESO | Internal | Summer | B8 | 500 | 330 | 0 | 33.9 | 33.1 | 8 | 0
2030 | MAPP_CA_2_IESO | MAPP_CA | IESO | Internal | Summer | B9 | 800 | 330 | 0 | 31.94 | 31.94 | 8 | 0
2030 | MAPP_CA_2_IESO | MAPP_CA | IESO | Internal | Summer | B10 | 1262 | 330 | 0 | 31.94 | 31.94 | 8 | 0
2030 | MAPP_CA_2_IESO | MAPP_CA | IESO | Internal | Winter | B16 | 25 | 330 | 0 | 43.76 | 44.66 | 8 | 0
2030 | MAPP_CA_2_IESO | MAPP_CA | IESO | Internal | Winter | B17 | 100 | 330 | 0 | 42.5 | 43.43 | 8 | 0
2030 | MAPP_CA_2_IESO | MAPP_CA | IESO | Internal | Winter | B18 | 400 | 330 | 0 | 39.46 | 41.14 | 8 | 0
2030 | MAPP_CA_2_IESO | MAPP_CA | IESO | Internal | Winter | B19 | 700 | 330 | 0 | 37.94 | 41.07 | 8 | 0
2030 | MAPP_CA_2_IESO | MAPP_CA | IESO | Internal | Winter | B20 | 935 | 330 | 199.25 | 33.07 | 41.07 | 8 | 0
2030 | MAPP_CA_2_MISO_W | MAPP_CA | MISO_W | Internal | Shoulder | B11 | 25 | 1970 | 2922.64 | 46.05 | 49.01 | 0.01 | 2.95
2030 | MAPP_CA_2_MISO_W | MAPP_CA | MISO_W | Internal | Shoulder | B12 | 200 | 1970 | 2319.72 | 37.47 | 40.43 | 0.01 | 2.95
2030 | MAPP_CA_2_MISO_W | MAPP_CA | MISO_W | Internal | Shoulder | B13 | 600 | 1970 | 2334.29 | 35.36 | 38.32 | 0.01 | 2.95
2030 | MAPP_CA_2_MISO_W | MAPP_CA | MISO_W | Internal | Shoulder | B14 | 900 | 1970 | 1973.05 | 33.59 | 36.55 | 0.01 | 2.95
2030 | MAPP_CA_2_MISO_W | MAPP_CA | MISO_W | Internal | Shoulder | B15 | 1203 | 1970 | 0 | 33.59 | 32.78 | 0.01 | 0
2030 | MAPP_CA_2_MISO_W | MAPP_CA | MISO_W | Internal | Summer | B1 | 10 | 1970 | 3621.62 | 63.75 | 66.71 | 0.01 | 2.95
2030 | MAPP_CA_2_MISO_W | MAPP_CA | MISO_W | Internal | Summer | B2 | 25 | 1970 | 3587.64 | 61.06 | 64.02 | 0.01 | 2.95
2030 | MAPP_CA_2_MISO_W | MAPP_CA | MISO_W | Internal | Summer | B3 | 75 | 1970 | 3418.27 | 64.06 | 67.02 | 0.01 | 2.95
2030 | MAPP_CA_2_MISO_W | MAPP_CA | MISO_W | Internal | Summer | B4 | 100 | 1970 | 3301.52 | 60.7 | 63.67 | 0.01 | 2.95
2030 | MAPP_CA_2_MISO_W | MAPP_CA | MISO_W | Internal | Summer | B5 | 200 | 1970 | 3191.21 | 55.69 | 58.65 | 0.01 | 2.95
2030 | MAPP_CA_2_MISO_W | MAPP_CA | MISO_W | Internal | Summer | B6 | 300 | 1970 | 2875.5 | 45.45 | 48.42 | 0.01 | 2.95
2030 | MAPP_CA_2_MISO_W | MAPP_CA | MISO_W | Internal | Summer | B7 | 400 | 1970 | 2838.18 | 38.52 | 41.48 | 0.01 | 2.95
2030 | MAPP_CA_2_MISO_W | MAPP_CA | MISO_W | Internal | Summer | B8 | 500 | 1970 | 2742.41 | 33.9 | 36.87 | 0.01 | 2.95
2030 | MAPP_CA_2_MISO_W | MAPP_CA | MISO_W | Internal | Summer | B9 | 800 | 1970 | 2355.01 | 31.94 | 34.9 | 0.01 | 2.95
2030 | MAPP_CA_2_MISO_W | MAPP_CA | MISO_W | Internal | Summer | B10 | 1262 | 1970 | 0 | 31.94 | 30.93 | 0.01 | 0
2030 | MAPP_CA_2_MISO_W | MAPP_CA | MISO_W | Internal | Winter | B16 | 25 | 1970 | 2024.94 | 43.76 | 46.73 | 0.01 | 2.95
2030 | MAPP_CA_2_MISO_W | MAPP_CA | MISO_W | Internal | Winter | B17 | 100 | 1970 | 1823.76 | 42.5 | 42.52 | 0.01 | 0
2030 | MAPP_CA_2_MISO_W | MAPP_CA | MISO_W | Internal | Winter | B18 | 400 | 1970 | 1706.98 | 39.46 | 39.47 | 0.01 | 0
2030 | MAPP_CA_2_MISO_W | MAPP_CA | MISO_W | Internal | Winter | B19 | 700 | 1970 | 1695.51 | 37.94 | 37.95 | 0.01 | 0
2030 | MAPP_CA_2_MISO_W | MAPP_CA | MISO_W | Internal | Winter | B20 | 935 | 1970 | 0 | 33.07 | 31.46 | 0.01 | 0
2030 | MAPP_US_2_MAPP_CA | MAPP_US | MAPP_CA | Internal | Shoulder | B11 | 25 | 165 | 0 | 42.01 | 46.05 | 7 | 0
2030 | MAPP_US_2_MAPP_CA | MAPP_US | MAPP_CA | Internal | Shoulder | B12 | 200 | 165 | 0 | 33.43 | 37.47 | 7 | 0
2030 | MAPP_US_2_MAPP_CA | MAPP_US | MAPP_CA | Internal | Shoulder | B13 | 600 | 165 | 0 | 31.32 | 35.36 | 7 | 0
2030 | MAPP_US_2_MAPP_CA | MAPP_US | MAPP_CA | Internal | Shoulder | B14 | 900 | 165 | 0 | 29.55 | 33.59 | 7 | 0
2030 | MAPP_US_2_MAPP_CA | MAPP_US | MAPP_CA | Internal | Shoulder | B15 | 1203 | 165 | 165 | 25.78 | 33.59 | 7 | 0.8
2030 | MAPP_US_2_MAPP_CA | MAPP_US | MAPP_CA | Internal | Summer | B1 | 10 | 165 | 0 | 59.71 | 63.75 | 7 | 0
2030 | MAPP_US_2_MAPP_CA | MAPP_US | MAPP_CA | Internal | Summer | B2 | 25 | 165 | 0 | 57.02 | 61.06 | 7 | 0
2030 | MAPP_US_2_MAPP_CA | MAPP_US | MAPP_CA | Internal | Summer | B3 | 75 | 165 | 0 | 60.02 | 64.06 | 7 | 0
2030 | MAPP_US_2_MAPP_CA | MAPP_US | MAPP_CA | Internal | Summer | B4 | 100 | 165 | 0 | 56.67 | 60.7 | 7 | 0
2030 | MAPP_US_2_MAPP_CA | MAPP_US | MAPP_CA | Internal | Summer | B5 | 200 | 165 | 0 | 51.65 | 55.69 | 7 | 0
2030 | MAPP_US_2_MAPP_CA | MAPP_US | MAPP_CA | Internal | Summer | B6 | 300 | 165 | 0 | 41.42 | 45.45 | 7 | 0
2030 | MAPP_US_2_MAPP_CA | MAPP_US | MAPP_CA | Internal | Summer | B7 | 400 | 165 | 0 | 34.48 | 38.52 | 7 | 0
2030 | MAPP_US_2_MAPP_CA | MAPP_US | MAPP_CA | Internal | Summer | B8 | 500 | 165 | 0 | 29.46 | 33.9 | 7 | 0
2030 | MAPP_US_2_MAPP_CA | MAPP_US | MAPP_CA | Internal | Summer | B9 | 800 | 165 | 0 | 27.9 | 31.94 | 7 | 0
2030 | MAPP_US_2_MAPP_CA | MAPP_US | MAPP_CA | Internal | Summer | B10 | 1262 | 165 | 165 | 23.93 | 31.94 | 7 | 1
2030 | MAPP_US_2_MAPP_CA | MAPP_US | MAPP_CA | Internal | Winter | B16 | 25 | 165 | 0 | 39.31 | 43.76 | 7 | 0
2030 | MAPP_US_2_MAPP_CA | MAPP_US | MAPP_CA | Internal | Winter | B17 | 100 | 165 | 165 | 35.1 | 42.5 | 7 | 0.4
2030 | MAPP_US_2_MAPP_CA | MAPP_US | MAPP_CA | Internal | Winter | B18 | 400 | 165 | 16.72 | 32.46 | 39.46 | 7 | 0
2030 | MAPP_US_2_MAPP_CA | MAPP_US | MAPP_CA | Internal | Winter | B19 | 700 | 165 | 0 | 30.95 | 37.94 | 7 | 0
2030 | MAPP_US_2_MAPP_CA | MAPP_US | MAPP_CA | Internal | Winter | B20 | 935 | 165 | 702.31 | 24.95 | 33.07 | 7 | 1.11
2030 | MAPP_US_2_MISO_W | MAPP_US | MISO_W | Internal | Shoulder | B11 | 25 | 2635 | 1767.21 | 42.01 | 49.01 | 7 | 0
2030 | MAPP_US_2_MISO_W | MAPP_US | MISO_W | Internal | Shoulder | B12 | 200 | 2635 | 1955.54 | 33.43 | 40.43 | 7 | 0
2030 | MAPP_US_2_MISO_W | MAPP_US | MISO_W | Internal | Shoulder | B13 | 600 | 2635 | 2158.11 | 31.32 | 38.32 | 7 | 0
2030 | MAPP_US_2_MISO_W | MAPP_US | MISO_W | Internal | Shoulder | B14 | 900 | 2635 | 1138.72 | 29.55 | 36.55 | 7 | 0
2030 | MAPP_US_2_MISO_W | MAPP_US | MISO_W | Internal | Shoulder | B15 | 1203 | 2635 | 601.63 | 25.78 | 32.78 | 7 | 0
2030 | MAPP_US_2_MISO_W | MAPP_US | MISO_W | Internal | Summer | B1 | 10 | 2635 | 643.15 | 59.71 | 66.71 | 7 | 0
2030 | MAPP_US_2_MISO_W | MAPP_US | MISO_W | Internal | Summer | B2 | 25 | 2635 | 1166.39 | 57.02 | 64.02 | 7 | 0
2030 | MAPP_US_2_MISO_W | MAPP_US | MISO_W | Internal | Summer | B3 | 75 | 2635 | 1081.08 | 60.02 | 67.02 | 7 | 0
2030 | MAPP_US_2_MISO_W | MAPP_US | MISO_W | Internal | Summer | B4 | 100 | 2635 | 1619.21 | 56.67 | 63.67 | 7 | 0
2030 | MAPP_US_2_MISO_W | MAPP_US | MISO_W | Internal | Summer | B5 | 200 | 2635 | 1499.52 | 51.65 | 58.65 | 7 | 0
2030 | MAPP_US_2_MISO_W | MAPP_US | MISO_W | Internal | Summer | B6 | 300 | 2635 | 1643.31 | 41.42 | 48.42 | 7 | 0
2030 | MAPP_US_2_MISO_W | MAPP_US | MISO_W | Internal | Summer | B7 | 400 | 2635 | 2109.24 | 34.48 | 41.48 | 7 | 0
2030 | MAPP_US_2_MISO_W | MAPP_US | MISO_W | Internal | Summer | B8 | 500 | 2635 | 2658.55 | 29.46 | 36.87 | 7 | 0.41
2030 | MAPP_US_2_MISO_W | MAPP_US | MISO_W | Internal | Summer | B9 | 800 | 2635 | 2059.87 | 27.9 | 34.9 | 7 | 0
2030 | MAPP_US_2_MISO_W | MAPP_US | MISO_W | Internal | Summer | B10 | 1262 | 2635 | 308.81 | 23.93 | 30.93 | 7 | 0
2030 | MAPP_US_2_MISO_W | MAPP_US | MISO_W | Internal | Winter | B16 | 25 | 2635 | 3579.03 | 39.31 | 46.73 | 7 | 0.41
2030 | MAPP_US_2_MISO_W | MAPP_US | MISO_W | Internal | Winter | B17 | 100 | 2635 | 2650.2 | 35.1 | 42.52 | 7 | 0.41
2030 | MAPP_US_2_MISO_W | MAPP_US | MISO_W | Internal | Winter | B18 | 400 | 2635 | 2635 | 32.46 | 39.47 | 7 | 0.01
2030 | MAPP_US_2_MISO_W | MAPP_US | MISO_W | Internal | Winter | B19 | 700 | 2635 | 1248.87 | 30.95 | 37.95 | 7 | 0
2030 | MAPP_US_2_MISO_W | MAPP_US | MISO_W | Internal | Winter | B20 | 935 | 2635 | 0 | 24.95 | 31.46 | 7 | 0
2030 | MAPP_US_2_NE | MAPP_US | NE | Internal | Shoulder | B11 | 25 | 2000 | 0 | 42.01 | 42.59 | 7 | 0
2030 | MAPP_US_2_NE | MAPP_US | NE | Internal | Shoulder | B12 | 200 | 2000 | 0 | 33.43 | 34.01 | 7 | 0
2030 | MAPP_US_2_NE | MAPP_US | NE | Internal | Shoulder | B13 | 600 | 2000 | 0 | 31.32 | 31.9 | 7 | 0
2030 | MAPP_US_2_NE | MAPP_US | NE | Internal | Shoulder | B14 | 900 | 2000 | 0 | 29.55 | 30.13 | 7 | 0
2030 | MAPP_US_2_NE | MAPP_US | NE | Internal | Shoulder | B15 | 1203 | 2000 | 0 | 25.78 | 26.36 | 7 | 0
2030 | MAPP_US_2_NE | MAPP_US | NE | Internal | Summer | B1 | 10 | 2000 | 0 | 59.71 | 60.29 | 7 | 0
2030 | MAPP_US_2_NE | MAPP_US | NE | Internal | Summer | B2 | 25 | 2000 | 0 | 57.02 | 57.6 | 7 | 0
2030 | MAPP_US_2_NE | MAPP_US | NE | Internal | Summer | B3 | 75 | 2000 | 0 | 60.02 | 60.6 | 7 | 0
2030 | MAPP_US_2_NE | MAPP_US | NE | Internal | Summer | B4 | 100 | 2000 | 0 | 56.67 | 57.24 | 7 | 0
2030 | MAPP_US_2_NE | MAPP_US | NE | Internal | Summer | B5 | 200 | 2000 | 0 | 51.65 | 52.23 | 7 | 0
2030 | MAPP_US_2_NE | MAPP_US | NE | Internal | Summer | B6 | 300 | 2000 | 0 | 41.42 | 41.99 | 7 | 0
2030 | MAPP_US_2_NE | MAPP_US | NE | Internal | Summer | B7 | 400 | 2000 | 0 | 34.48 | 35.06 | 7 | 0
2030 | MAPP_US_2_NE | MAPP_US | NE | Internal | Summer | B8 | 500 | 2000 | 0 | 29.46 | 30.44 | 7 | 0
2030 | MAPP_US_2_NE | MAPP_US | NE | Internal | Summer | B9 | 800 | 2000 | 0 | 27.9 | 28.48 | 7 | 0
2030 | MAPP_US_2_NE | MAPP_US | NE | Internal | Summer | B10 | 1262 | 2000 | 0 | 23.93 | 24.51 | 7 | 0
2030 | MAPP_US_2_NE | MAPP_US | NE | Internal | Winter | B16 | 25 | 2000 | 0 | 39.31 | 40.3 | 7 | 0
2030 | MAPP_US_2_NE | MAPP_US | NE | Internal | Winter | B17 | 100 | 2000 | 0 | 35.1 | 36.09 | 7 | 0
2030 | MAPP_US_2_NE | MAPP_US | NE | Internal | Winter | B18 | 400 | 2000 | 0 | 32.46 | 33.05 | 7 | 0
2030 | MAPP_US_2_NE | MAPP_US | NE | Internal | Winter | B19 | 700 | 2000 | 0 | 30.95 | 31.53 | 7 | 0
2030 | MAPP_US_2_NE | MAPP_US | NE | Internal | Winter | B20 | 935 | 2000 | 0 | 24.95 | 25.04 | 7 | 0
2030 | MARITIMES_2_NEISO | MARITIMES | NEISO | Internal | Shoulder | B11 | 25 | 99999 | 1720.66 | 42.26 | 42.27 | 0.01 | 0
2030 | MARITIMES_2_NEISO | MARITIMES | NEISO | Internal | Shoulder | B12 | 200 | 99999 | 1717.44 | 40.19 | 40.21 | 0.01 | 0
2030 | MARITIMES_2_NEISO | MARITIMES | NEISO | Internal | Shoulder | B13 | 600 | 99999 | 1704.78 | 38.66 | 38.67 | 0.01 | 0
2030 | MARITIMES_2_NEISO | MARITIMES | NEISO | Internal | Shoulder | B14 | 900 | 99999 | 1682.64 | 38.66 | 38.67 | 0.01 | 0
2030 | MARITIMES_2_NEISO | MARITIMES | NEISO | Internal | Shoulder | B15 | 1203 | 99999 | 648.08 | 38.66 | 38.67 | 0.01 | 0
2030 | MARITIMES_2_NEISO | MARITIMES | NEISO | Internal | Summer | B1 | 10 | 99999 | 1900 | 60.97 | 60.98 | 0.01 | 0
2030 | MARITIMES_2_NEISO | MARITIMES | NEISO | Internal | Summer | B2 | 25 | 99999 | 1878.75 | 58.28 | 58.29 | 0.01 | 0
2030 | MARITIMES_2_NEISO | MARITIMES | NEISO | Internal | Summer | B3 | 75 | 99999 | 1836.38 | 57.36 | 57.37 | 0.01 | 0
2030 | MARITIMES_2_NEISO | MARITIMES | NEISO | Internal | Summer | B4 | 100 | 99999 | 1799.97 | 54.67 | 54.68 | 0.01 | 0
2030 | MARITIMES_2_NEISO | MARITIMES | NEISO | Internal | Summer | B5 | 200 | 99999 | 1780.16 | 48.74 | 48.75 | 0.01 | 0
2030 | MARITIMES_2_NEISO | MARITIMES | NEISO | Internal | Summer | B6 | 300 | 99999 | 1757.82 | 39.82 | 39.83 | 0.01 | 0
2030 | MARITIMES_2_NEISO | MARITIMES | NEISO | Internal | Summer | B7 | 400 | 99999 | 1732.23 | 36.77 | 36.79 | 0.01 | 0
2030 | MARITIMES_2_NEISO | MARITIMES | NEISO | Internal | Summer | B8 | 500 | 99999 | 1712.1 | 36.77 | 36.79 | 0.01 | 0
2030 | MARITIMES_2_NEISO | MARITIMES | NEISO | Internal | Summer | B9 | 800 | 99999 | 1687.45 | 36.77 | 36.79 | 0.01 | 0
2030 | MARITIMES_2_NEISO | MARITIMES | NEISO | Internal | Summer | B10 | 1262 | 99999 | 465.06 | 36.77 | 36.79 | 0.01 | 0
2030 | MARITIMES_2_NEISO | MARITIMES | NEISO | Internal | Winter | B16 | 25 | 99999 | 1765.23 | 50.13 | 50.14 | 0.01 | 0
2030 | MARITIMES_2_NEISO | MARITIMES | NEISO | Internal | Winter | B17 | 100 | 99999 | 1747.34 | 48.74 | 48.75 | 0.01 | 0
2030 | MARITIMES_2_NEISO | MARITIMES | NEISO | Internal | Winter | B18 | 400 | 99999 | 1733.65 | 46.66 | 46.67 | 0.01 | 0
2030 | MARITIMES_2_NEISO | MARITIMES | NEISO | Internal | Winter | B19 | 700 | 99999 | 1708.15 | 46.66 | 46.67 | 0.01 | 0
2030 | MARITIMES_2_NEISO | MARITIMES | NEISO | Internal | Winter | B20 | 935 | 99999 | 723.43 | 46.66 | 46.67 | 0.01 | 0
2030 | MISO_IN_2_MISO_MI | MISO_IN | MISO_MI | Internal | Shoulder | B11 | 25 | 5000 | 0 | 52.89 | 52.86 | 0.01 | 0
2030 | MISO_IN_2_MISO_MI | MISO_IN | MISO_MI | Internal | Shoulder | B12 | 200 | 5000 | 5000 | 44.41 | 44.52 | 0.01 | 0.1
2030 | MISO_IN_2_MISO_MI | MISO_IN | MISO_MI | Internal | Shoulder | B13 | 600 | 5000 | 5000 | 42.3 | 42.41 | 0.01 | 0.1
2030 | MISO_IN_2_MISO_MI | MISO_IN | MISO_MI | Internal | Shoulder | B14 | 900 | 5000 | 5132.24 | 40.53 | 40.89 | 0.01 | 0.34
2030 | MISO_IN_2_MISO_MI | MISO_IN | MISO_MI | Internal | Shoulder | B15 | 1203 | 5000 | 5000 | 36.77 | 36.83 | 0.01 | 0.05
2030 | MISO_IN_2_MISO_MI | MISO_IN | MISO_MI | Internal | Summer | B1 | 10 | 5000 | 0 | 70.67 | 70.64 | 0.01 | 0
2030 | MISO_IN_2_MISO_MI | MISO_IN | MISO_MI | Internal | Summer | B2 | 25 | 5000 | 0 | 67.97 | 67.95 | 0.01 | 0
2030 | MISO_IN_2_MISO_MI | MISO_IN | MISO_MI | Internal | Summer | B3 | 75 | 5000 | 0 | 67.97 | 67.95 | 0.01 | 0
2030 | MISO_IN_2_MISO_MI | MISO_IN | MISO_MI | Internal | Summer | B4 | 100 | 5000 | 0 | 64.63 | 64.6 | 0.01 | 0
2030 | MISO_IN_2_MISO_MI | MISO_IN | MISO_MI | Internal | Summer | B5 | 200 | 5000 | 0 | 58.68 | 58.65 | 0.01 | 0
2030 | MISO_IN_2_MISO_MI | MISO_IN | MISO_MI | Internal | Summer | B6 | 300 | 5000 | 0 | 49.76 | 49.75 | 0.01 | 0
2030 | MISO_IN_2_MISO_MI | MISO_IN | MISO_MI | Internal | Summer | B7 | 400 | 5000 | 1095.38 | 42.27 | 42.28 | 0.01 | 0
2030 | MISO_IN_2_MISO_MI | MISO_IN | MISO_MI | Internal | Summer | B8 | 500 | 5000 | 1773.67 | 40.85 | 40.86 | 0.01 | 0
2030 | MISO_IN_2_MISO_MI | MISO_IN | MISO_MI | Internal | Summer | B9 | 800 | 5000 | 5000 | 38.88 | 38.94 | 0.01 | 0.05
2030 | MISO_IN_2_MISO_MI | MISO_IN | MISO_MI | Internal | Summer | B10 | 1262 | 5000 | 5338.79 | 34.92 | 35.27 | 0.01 | 0.34
2030 | MISO_IN_2_MISO_MI | MISO_IN | MISO_MI | Internal | Winter | B16 | 25 | 5000 | 5000 | 50.71 | 50.82 | 0.01 | 0.1
2030 | MISO_IN_2_MISO_MI | MISO_IN | MISO_MI | Internal | Winter | B17 | 100 | 5000 | 5449.52 | 46.5 | 46.85 | 0.01 | 0.34
2030 | MISO_IN_2_MISO_MI | MISO_IN | MISO_MI | Internal | Winter | B18 | 400 | 5000 | 5730.9 | 43.45 | 43.81 | 0.01 | 0.34
2030 | MISO_IN_2_MISO_MI | MISO_IN | MISO_MI | Internal | Winter | B19 | 700 | 5000 | 5000 | 41.94 | 42.1 | 0.01 | 0.15
2030 | MISO_IN_2_MISO_MI | MISO_IN | MISO_MI | Internal | Winter | B20 | 935 | 5000 | 5000 | 35.44 | 35.5 | 0.01 | 0.05
2030 | MISO_IN_2_MISO_MO-IL | MISO_IN | MISO_MO-IL | Internal | Shoulder | B11 | 25 | 5000 | 0 | 52.89 | 52.21 | 0.01 | 0
2030 | MISO_IN_2_MISO_MO-IL | MISO_IN | MISO_MO-IL | Internal | Shoulder | B12 | 200 | 5000 | 0 | 44.41 | 43.73 | 0.01 | 0
2030 | MISO_IN_2_MISO_MO-IL | MISO_IN | MISO_MO-IL | Internal | Shoulder | B13 | 600 | 5000 | 0 | 42.3 | 41.62 | 0.01 | 0
2030 | MISO_IN_2_MISO_MO-IL | MISO_IN | MISO_MO-IL | Internal | Shoulder | B14 | 900 | 5000 | 0 | 40.53 | 39.85 | 0.01 | 0
2030 | MISO_IN_2_MISO_MO-IL | MISO_IN | MISO_MO-IL | Internal | Shoulder | B15 | 1203 | 5000 | 0 | 36.77 | 36.09 | 0.01 | 0
2030 | MISO_IN_2_MISO_MO-IL | MISO_IN | MISO_MO-IL | Internal | Summer | B1 | 10 | 5000 | 0 | 70.67 | 70.02 | 0.01 | 0
2030 | MISO_IN_2_MISO_MO-IL | MISO_IN | MISO_MO-IL | Internal | Summer | B2 | 25 | 5000 | 0 | 67.97 | 67.32 | 0.01 | 0
2030 | MISO_IN_2_MISO_MO-IL | MISO_IN | MISO_MO-IL | Internal | Summer | B3 | 75 | 5000 | 0 | 67.97 | 67.96 | 0.01 | 0
2030 | MISO_IN_2_MISO_MO-IL | MISO_IN | MISO_MO-IL | Internal | Summer | B4 | 100 | 5000 | 0 | 64.63 | 64.6 | 0.01 | 0
2030 | MISO_IN_2_MISO_MO-IL | MISO_IN | MISO_MO-IL | Internal | Summer | B5 | 200 | 5000 | 0 | 58.68 | 58.66 | 0.01 | 0
2030 | MISO_IN_2_MISO_MO-IL | MISO_IN | MISO_MO-IL | Internal | Summer | B6 | 300 | 5000 | 0 | 49.76 | 49.35 | 0.01 | 0
2030 | MISO_IN_2_MISO_MO-IL | MISO_IN | MISO_MO-IL | Internal | Summer | B7 | 400 | 5000 | 0 | 42.27 | 42.26 | 0.01 | 0
2030 | MISO_IN_2_MISO_MO-IL | MISO_IN | MISO_MO-IL | Internal | Summer | B8 | 500 | 5000 | 0 | 40.85 | 40.17 | 0.01 | 0
2030 | MISO_IN_2_MISO_MO-IL | MISO_IN | MISO_MO-IL | Internal | Summer | B9 | 800 | 5000 | 0 | 38.88 | 38.2 | 0.01 | 0
2030 | MISO_IN_2_MISO_MO-IL | MISO_IN | MISO_MO-IL | Internal | Summer | B10 | 1262 | 5000 | 0 | 34.92 | 34.24 | 0.01 | 0
2030 | MISO_IN_2_MISO_MO-IL | MISO_IN | MISO_MO-IL | Internal | Winter | B16 | 25 | 5000 | 0 | 50.71 | 50.03 | 0.01 | 0
2030 | MISO_IN_2_MISO_MO-IL | MISO_IN | MISO_MO-IL | Internal | Winter | B17 | 100 | 5000 | 0 | 46.5 | 45.82 | 0.01 | 0
2030 | MISO_IN_2_MISO_MO-IL | MISO_IN | MISO_MO-IL | Internal | Winter | B18 | 400 | 5000 | 0 | 43.45 | 42.77 | 0.01 | 0
2030 | MISO_IN_2_MISO_MO-IL | MISO_IN | MISO_MO-IL | Internal | Winter | B19 | 700 | 5000 | 0 | 41.94 | 41.26 | 0.01 | 0
2030 | MISO_IN_2_MISO_MO-IL | MISO_IN | MISO_MO-IL | Internal | Winter | B20 | 935 | 5000 | 0 | 35.44 | 34.76 | 0.01 | 0
2030 | MISO_IN_2_NonRTO_Midwest | MISO_IN | NonRTO_Midwest | Internal | Shoulder | B11 | 25 | 4800 | 1713.33 | 52.89 | 60.89 | 8 | 0
2030 | MISO_IN_2_NonRTO_Midwest | MISO_IN | NonRTO_Midwest | Internal | Shoulder | B12 | 200 | 4800 | 1082.56 | 44.41 | 52.41 | 8 | 0
2030 | MISO_IN_2_NonRTO_Midwest | MISO_IN | NonRTO_Midwest | Internal | Shoulder | B13 | 600 | 4800 | 478.06 | 42.3 | 50.3 | 8 | 0
2030 | MISO_IN_2_NonRTO_Midwest | MISO_IN | NonRTO_Midwest | Internal | Shoulder | B14 | 900 | 4800 | 0 | 40.53 | 45.1 | 8 | 0
2030 | MISO_IN_2_NonRTO_Midwest | MISO_IN | NonRTO_Midwest | Internal | Shoulder | B15 | 1203 | 4800 | 0 | 36.77 | 38.02 | 8 | 0
2030 | MISO_IN_2_NonRTO_Midwest | MISO_IN | NonRTO_Midwest | Internal | Summer | B1 | 10 | 4800 | 0 | 70.67 | 76.13 | 8 | 0
2030 | MISO_IN_2_NonRTO_Midwest | MISO_IN | NonRTO_Midwest | Internal | Summer | B2 | 25 | 4800 | 2578.52 | 67.97 | 75.97 | 8 | 0
2030 | MISO_IN_2_NonRTO_Midwest | MISO_IN | NonRTO_Midwest | Internal | Summer | B3 | 75 | 4800 | 2029.08 | 67.97 | 75.97 | 8 | 0
2030 | MISO_IN_2_NonRTO_Midwest | MISO_IN | NonRTO_Midwest | Internal | Summer | B4 | 100 | 4800 | 1602.06 | 64.63 | 72.63 | 8 | 0
2030 | MISO_IN_2_NonRTO_Midwest | MISO_IN | NonRTO_Midwest | Internal | Summer | B5 | 200 | 4800 | 1255.42 | 58.68 | 66.68 | 8 | 0
2030 | MISO_IN_2_NonRTO_Midwest | MISO_IN | NonRTO_Midwest | Internal | Summer | B6 | 300 | 4800 | 726.92 | 49.76 | 57.76 | 8 | 0
2030 | MISO_IN_2_NonRTO_Midwest | MISO_IN | NonRTO_Midwest | Internal | Summer | B7 | 400 | 4800 | 79.12 | 42.27 | 50.27 | 8 | 0
2030 | MISO_IN_2_NonRTO_Midwest | MISO_IN | NonRTO_Midwest | Internal | Summer | B8 | 500 | 4800 | 0 | 40.85 | 43.18 | 8 | 0
2030 | MISO_IN_2_NonRTO_Midwest | MISO_IN | NonRTO_Midwest | Internal | Summer | B9 | 800 | 4800 | 0 | 38.88 | 38.02 | 8 | 0
2030 | MISO_IN_2_NonRTO_Midwest | MISO_IN | NonRTO_Midwest | Internal | Summer | B10 | 1262 | 4800 | 0 | 34.92 | 33.9 | 8 | 0
2030 | MISO_IN_2_NonRTO_Midwest | MISO_IN | NonRTO_Midwest | Internal | Winter | B16 | 25 | 4800 | 2579.08 | 50.71 | 58.71 | 8 | 0
2030 | MISO_IN_2_NonRTO_Midwest | MISO_IN | NonRTO_Midwest | Internal | Winter | B17 | 100 | 4800 | 1426.65 | 46.5 | 54.5 | 8 | 0
2030 | MISO_IN_2_NonRTO_Midwest | MISO_IN | NonRTO_Midwest | Internal | Winter | B18 | 400 | 4800 | 493.43 | 43.45 | 51.45 | 8 | 0
2030 | MISO_IN_2_NonRTO_Midwest | MISO_IN | NonRTO_Midwest | Internal | Winter | B19 | 700 | 4800 | 0 | 41.94 | 45.37 | 8 | 0
2030 | MISO_IN_2_NonRTO_Midwest | MISO_IN | NonRTO_Midwest | Internal | Winter | B20 | 935 | 4800 | 0 | 35.44 | 38.02 | 8 | 0
2030 | MISO_IN_2_PJM_ROR | MISO_IN | PJM_ROR | Internal | Shoulder | B11 | 25 | 992 | 0 | 52.89 | 54.21 | 2 | 0
2030 | MISO_IN_2_PJM_ROR | MISO_IN | PJM_ROR | Internal | Shoulder | B12 | 200 | 992 | 992 | 44.41 | 46.52 | 2 | 0.11
2030 | MISO_IN_2_PJM_ROR | MISO_IN | PJM_ROR | Internal | Shoulder | B13 | 600 | 992 | 992 | 42.3 | 44.41 | 2 | 0.11
2030 | MISO_IN_2_PJM_ROR | MISO_IN | PJM_ROR | Internal | Shoulder | B14 | 900 | 992 | 992 | 40.53 | 42.64 | 2 | 0.11
2030 | MISO_IN_2_PJM_ROR | MISO_IN | PJM_ROR | Internal | Shoulder | B15 | 1203 | 992 | 992 | 36.77 | 38.88 | 2 | 0.11
2030 | MISO_IN_2_PJM_ROR | MISO_IN | PJM_ROR | Internal | Summer | B1 | 10 | 992 | 992 | 70.67 | 72.8 | 2 | 0.14
2030 | MISO_IN_2_PJM_ROR | MISO_IN | PJM_ROR | Internal | Summer | B2 | 25 | 992 | 992 | 67.97 | 70.11 | 2 | 0.14
2030 | MISO_IN_2_PJM_ROR | MISO_IN | PJM_ROR | Internal | Summer | B3 | 75 | 992 | 0 | 67.97 | 69.28 | 2 | 0
2030 | MISO_IN_2_PJM_ROR | MISO_IN | PJM_ROR | Internal | Summer | B4 | 100 | 992 | 0 | 64.63 | 66.6 | 2 | 0
2030 | MISO_IN_2_PJM_ROR | MISO_IN | PJM_ROR | Internal | Summer | B5 | 200 | 992 | 0 | 58.68 | 60.66 | 2 | 0
2030 | MISO_IN_2_PJM_ROR | MISO_IN | PJM_ROR | Internal | Summer | B6 | 300 | 992 | 0 | 49.76 | 51.74 | 2 | 0
2030 | MISO_IN_2_PJM_ROR | MISO_IN | PJM_ROR | Internal | Summer | B7 | 400 | 992 | 0 | 42.27 | 44.26 | 2 | 0
2030 | MISO_IN_2_PJM_ROR | MISO_IN | PJM_ROR | Internal | Summer | B8 | 500 | 992 | 142 | 40.85 | 42.85 | 2 | 0
2030 | MISO_IN_2_PJM_ROR | MISO_IN | PJM_ROR | Internal | Summer | B9 | 800 | 992 | 950.48 | 38.88 | 40.88 | 2 | 0
2030 | MISO_IN_2_PJM_ROR | MISO_IN | PJM_ROR | Internal | Summer | B10 | 1262 | 992 | 992 | 34.92 | 37.02 | 2 | 0.11
2030 | MISO_IN_2_PJM_ROR | MISO_IN | PJM_ROR | Internal | Winter | B16 | 25 | 992 | 992 | 50.71 | 52.82 | 2 | 0.11
2030 | MISO_IN_2_PJM_ROR | MISO_IN | PJM_ROR | Internal | Winter | B17 | 100 | 992 | 992 | 46.5 | 48.61 | 2 | 0.11
2030 | MISO_IN_2_PJM_ROR | MISO_IN | PJM_ROR | Internal | Winter | B18 | 400 | 992 | 992 | 43.45 | 45.56 | 2 | 0.11
2030 | MISO_IN_2_PJM_ROR | MISO_IN | PJM_ROR | Internal | Winter | B19 | 700 | 992 | 992 | 41.94 | 44.04 | 2 | 0.11
2030 | MISO_IN_2_PJM_ROR | MISO_IN | PJM_ROR | Internal | Winter | B20 | 935 | 992 | 992 | 35.44 | 37.55 | 2 | 0.11
2030 | MISO_MI_2_MISO_IN | MISO_MI | MISO_IN | Internal | Shoulder | B11 | 25 | 2045 | 2137.24 | 52.86 | 52.89 | 0.01 | 0.01
2030 | MISO_MI_2_MISO_IN | MISO_MI | MISO_IN | Internal | Shoulder | B12 | 200 | 2045 | 0 | 44.52 | 44.41 | 0.01 | 0
2030 | MISO_MI_2_MISO_IN | MISO_MI | MISO_IN | Internal | Shoulder | B13 | 600 | 2045 | 0 | 42.41 | 42.3 | 0.01 | 0
2030 | MISO_MI_2_MISO_IN | MISO_MI | MISO_IN | Internal | Shoulder | B14 | 900 | 2045 | 0 | 40.89 | 40.53 | 0.01 | 0
2030 | MISO_MI_2_MISO_IN | MISO_MI | MISO_IN | Internal | Shoulder | B15 | 1203 | 2045 | 0 | 36.83 | 36.77 | 0.01 | 0
2030 | MISO_MI_2_MISO_IN | MISO_MI | MISO_IN | Internal | Summer | B1 | 10 | 2045 | 3937.76 | 70.64 | 70.67 | 0.01 | 0.01
2030 | MISO_MI_2_MISO_IN | MISO_MI | MISO_IN | Internal | Summer | B2 | 25 | 2045 | 6209.93 | 67.95 | 67.97 | 0.01 | 0.01
2030 | MISO_MI_2_MISO_IN | MISO_MI | MISO_IN | Internal | Summer | B3 | 75 | 2045 | 4872.42 | 67.95 | 67.97 | 0.01 | 0.01
2030 | MISO_MI_2_MISO_IN | MISO_MI | MISO_IN | Internal | Summer | B4 | 100 | 2045 | 2614.4 | 64.6 | 64.63 | 0.01 | 0.01
2030 | MISO_MI_2_MISO_IN | MISO_MI | MISO_IN | Internal | Summer | B5 | 200 | 2045 | 2905.85 | 58.65 | 58.68 | 0.01 | 0.01
2030 | MISO_MI_2_MISO_IN | MISO_MI | MISO_IN | Internal | Summer | B6 | 300 | 2045 | 103.66 | 49.75 | 49.76 | 0.01 | 0
2030 | MISO_MI_2_MISO_IN | MISO_MI | MISO_IN | Internal | Summer | B7 | 400 | 2045 | 0 | 42.28 | 42.27 | 0.01 | 0
2030 | MISO_MI_2_MISO_IN | MISO_MI | MISO_IN | Internal | Summer | B8 | 500 | 2045 | 0 | 40.86 | 40.85 | 0.01 | 0
2030 | MISO_MI_2_MISO_IN | MISO_MI | MISO_IN | Internal | Summer | B9 | 800 | 2045 | 0 | 38.94 | 38.88 | 0.01 | 0
2030 | MISO_MI_2_MISO_IN | MISO_MI | MISO_IN | Internal | Summer | B10 | 1262 | 2045 | 0 | 35.27 | 34.92 | 0.01 | 0
2030 | MISO_MI_2_MISO_IN | MISO_MI | MISO_IN | Internal | Winter | B16 | 25 | 2045 | 0 | 50.82 | 50.71 | 0.01 | 0
2030 | MISO_MI_2_MISO_IN | MISO_MI | MISO_IN | Internal | Winter | B17 | 100 | 2045 | 0 | 46.85 | 46.5 | 0.01 | 0
2030 | MISO_MI_2_MISO_IN | MISO_MI | MISO_IN | Internal | Winter | B18 | 400 | 2045 | 0 | 43.81 | 43.45 | 0.01 | 0
2030 | MISO_MI_2_MISO_IN | MISO_MI | MISO_IN | Internal | Winter | B19 | 700 | 2045 | 0 | 42.1 | 41.94 | 0.01 | 0
2030 | MISO_MI_2_MISO_IN | MISO_MI | MISO_IN | Internal | Winter | B20 | 935 | 2045 | 0 | 35.5 | 35.44 | 0.01 | 0
2030 | MISO_MI_2_MISO_WUMS | MISO_MI | MISO_WUMS | Internal | Shoulder | B11 | 25 | 117 | 0 | 52.86 | 52.59 | 0.01 | 0
2030 | MISO_MI_2_MISO_WUMS | MISO_MI | MISO_WUMS | Internal | Shoulder | B12 | 200 | 117 | 0 | 44.52 | 44.52 | 0.01 | 0
2030 | MISO_MI_2_MISO_WUMS | MISO_MI | MISO_WUMS | Internal | Shoulder | B13 | 600 | 117 | 117 | 42.41 | 42.45 | 0.01 | 0.02
2030 | MISO_MI_2_MISO_WUMS | MISO_MI | MISO_WUMS | Internal | Shoulder | B14 | 900 | 117 | 0 | 40.89 | 40.86 | 0.01 | 0
2030 | MISO_MI_2_MISO_WUMS | MISO_MI | MISO_WUMS | Internal | Shoulder | B15 | 1203 | 117 | 117.84 | 36.83 | 37.1 | 0.01 | 0.26
2030 | MISO_MI_2_MISO_WUMS | MISO_MI | MISO_WUMS | Internal | Summer | B1 | 10 | 117 | 0 | 70.64 | 70.37 | 0.01 | 0
2030 | MISO_MI_2_MISO_WUMS | MISO_MI | MISO_WUMS | Internal | Summer | B2 | 25 | 117 | 0 | 67.95 | 67.68 | 0.01 | 0
2030 | MISO_MI_2_MISO_WUMS | MISO_MI | MISO_WUMS | Internal | Summer | B3 | 75 | 117 | 0 | 67.95 | 67.68 | 0.01 | 0
2030 | MISO_MI_2_MISO_WUMS | MISO_MI | MISO_WUMS | Internal | Summer | B4 | 100 | 117 | 10.95 | 64.6 | 64.62 | 0.01 | 0
2030 | MISO_MI_2_MISO_WUMS | MISO_MI | MISO_WUMS | Internal | Summer | B5 | 200 | 117 | 44.67 | 58.65 | 58.66 | 0.01 | 0
2030 | MISO_MI_2_MISO_WUMS | MISO_MI | MISO_WUMS | Internal | Summer | B6 | 300 | 117 | 0 | 49.75 | 49.74 | 0.01 | 0
2030 | MISO_MI_2_MISO_WUMS | MISO_MI | MISO_WUMS | Internal | Summer | B7 | 400 | 117 | 0 | 42.28 | 42.26 | 0.01 | 0
2030 | MISO_MI_2_MISO_WUMS | MISO_MI | MISO_WUMS | Internal | Summer | B8 | 500 | 117 | 0 | 40.86 | 40.85 | 0.01 | 0
2030 | MISO_MI_2_MISO_WUMS | MISO_MI | MISO_WUMS | Internal | Summer | B9 | 800 | 117 | 806.74 | 38.94 | 39.21 | 0.01 | 0.26
2030 | MISO_MI_2_MISO_WUMS | MISO_MI | MISO_WUMS | Internal | Summer | B10 | 1262 | 117 | 0 | 35.27 | 35.24 | 0.01 | 0
2030 | MISO_MI_2_MISO_WUMS | MISO_MI | MISO_WUMS | Internal | Winter | B16 | 25 | 117 | 0 | 50.82 | 50.82 | 0.01 | 0
2030 | MISO_MI_2_MISO_WUMS | MISO_MI | MISO_WUMS | Internal | Winter | B17 | 100 | 117 | 0 | 46.85 | 46.61 | 0.01 | 0
2030 | MISO_MI_2_MISO_WUMS | MISO_MI | MISO_WUMS | Internal | Winter | B18 | 400 | 117 | 0 | 43.81 | 43.78 | 0.01 | 0
2030 | MISO_MI_2_MISO_WUMS | MISO_MI | MISO_WUMS | Internal | Winter | B19 | 700 | 117 | 117 | 42.1 | 42.26 | 0.01 | 0.15
2030 | MISO_MI_2_MISO_WUMS | MISO_MI | MISO_WUMS | Internal | Winter | B20 | 935 | 117 | 142.68 | 35.5 | 35.77 | 0.01 | 0.26
2030 | MISO_MI_2_PJM_ROR | MISO_MI | PJM_ROR | Internal | Shoulder | B11 | 25 | 1424 | 0 | 52.86 | 54.21 | 2 | 0
2030 | MISO_MI_2_PJM_ROR | MISO_MI | PJM_ROR | Internal | Shoulder | B12 | 200 | 1424 | 1043.42 | 44.52 | 46.52 | 2 | 0
2030 | MISO_MI_2_PJM_ROR | MISO_MI | PJM_ROR | Internal | Shoulder | B13 | 600 | 1424 | 102.68 | 42.41 | 44.41 | 2 | 0
2030 | MISO_MI_2_PJM_ROR | MISO_MI | PJM_ROR | Internal | Shoulder | B14 | 900 | 1424 | 0 | 40.89 | 42.64 | 2 | 0
2030 | MISO_MI_2_PJM_ROR | MISO_MI | PJM_ROR | Internal | Shoulder | B15 | 1203 | 1424 | 1424 | 36.83 | 38.88 | 2 | 0.05
2030 | MISO_MI_2_PJM_ROR | MISO_MI | PJM_ROR | Internal | Summer | B1 | 10 | 1424 | 1424 | 70.64 | 72.8 | 2 | 0.16
2030 | MISO_MI_2_PJM_ROR | MISO_MI | PJM_ROR | Internal | Summer | B2 | 25 | 1424 | 1424 | 67.95 | 70.11 | 2 | 0.16
2030 | MISO_MI_2_PJM_ROR | MISO_MI | PJM_ROR | Internal | Summer | B3 | 75 | 1424 | 0 | 67.95 | 69.28 | 2 | 0
2030 | MISO_MI_2_PJM_ROR | MISO_MI | PJM_ROR | Internal | Summer | B4 | 100 | 1424 | 222.48 | 64.6 | 66.6 | 2 | 0
2030 | MISO_MI_2_PJM_ROR | MISO_MI | PJM_ROR | Internal | Summer | B5 | 200 | 1424 | 1424 | 58.65 | 60.66 | 2 | 0.01
2030 | MISO_MI_2_PJM_ROR | MISO_MI | PJM_ROR | Internal | Summer | B6 | 300 | 1424 | 0 | 49.75 | 51.74 | 2 | 0
2030 | MISO_MI_2_PJM_ROR | MISO_MI | PJM_ROR | Internal | Summer | B7 | 400 | 1424 | 0 | 42.28 | 44.26 | 2 | 0
2030 | MISO_MI_2_PJM_ROR | MISO_MI | PJM_ROR | Internal | Summer | B8 | 500 | 1424 | 0 | 40.86 | 42.85 | 2 | 0
2030 | MISO_MI_2_PJM_ROR | MISO_MI | PJM_ROR | Internal | Summer | B9 | 800 | 1424 | 0 | 38.94 | 40.88 | 2 | 0
2030 | MISO_MI_2_PJM_ROR | MISO_MI | PJM_ROR | Internal | Summer | B10 | 1262 | 1424 | 0 | 35.27 | 37.02 | 2 | 0
2030 | MISO_MI_2_PJM_ROR | MISO_MI | PJM_ROR | Internal | Winter | B16 | 25 | 1424 | 1179.34 | 50.82 | 52.82 | 2 | 0
2030 | MISO_MI_2_PJM_ROR | MISO_MI | PJM_ROR | Internal | Winter | B17 | 100 | 1424 | 0 | 46.85 | 48.61 | 2 | 0
2030 | MISO_MI_2_PJM_ROR | MISO_MI | PJM_ROR | Internal | Winter | B18 | 400 | 1424 | 0 | 43.81 | 45.56 | 2 | 0
2030 | MISO_MI_2_PJM_ROR | MISO_MI | PJM_ROR | Internal | Winter | B19 | 700 | 1424 | 0 | 42.1 | 44.04 | 2 | 0
2030 | MISO_MI_2_PJM_ROR | MISO_MI | PJM_ROR | Internal | Winter | B20 | 935 | 1424 | 1424 | 35.5 | 37.55 | 2 | 0.05
2030 | MISO_MO-IL_2_ENT | MISO_MO-IL | ENT | Internal | Shoulder | B11 | 25 | 2540 | 0 | 52.21 | 55.68 | 8 | 0
2030 | MISO_MO-IL_2_ENT | MISO_MO-IL | ENT | Internal | Shoulder | B12 | 200 | 2540 | 0 | 43.73 | 45.46 | 8 | 0
2030 | MISO_MO-IL_2_ENT | MISO_MO-IL | ENT | Internal | Shoulder | B13 | 600 | 2540 | 0 | 41.62 | 44.99 | 8 | 0
2030 | MISO_MO-IL_2_ENT | MISO_MO-IL | ENT | Internal | Shoulder | B14 | 900 | 2540 | 0 | 39.85 | 39.88 | 8 | 0
2030 | MISO_MO-IL_2_ENT | MISO_MO-IL | ENT | Internal | Shoulder | B15 | 1203 | 2540 | 0 | 36.09 | 37.11 | 8 | 0
2030 | MISO_MO-IL_2_ENT | MISO_MO-IL | ENT | Internal | Summer | B1 | 10 | 2540 | 0 | 70.02 | 69.23 | 8 | 0
2030 | MISO_MO-IL_2_ENT | MISO_MO-IL | ENT | Internal | Summer | B2 | 25 | 2540 | 0 | 67.32 | 69.51 | 8 | 0
2030 | MISO_MO-IL_2_ENT | MISO_MO-IL | ENT | Internal | Summer | B3 | 75 | 2540 | 0 | 67.96 | 69.23 | 8 | 0
2030 | MISO_MO-IL_2_ENT | MISO_MO-IL | ENT | Internal | Summer | B4 | 100 | 2540 | 0 | 64.6 | 69.23 | 8 | 0
2030 | MISO_MO-IL_2_ENT | MISO_MO-IL | ENT | Internal | Summer | B5 | 200 | 2540 | 0 | 58.66 | 65.32 | 8 | 0
2030 | MISO_MO-IL_2_ENT | MISO_MO-IL | ENT | Internal | Summer | B6 | 300 | 2540 | 0 | 49.35 | 55.09 | 8 | 0
2030 | MISO_MO-IL_2_ENT | MISO_MO-IL | ENT | Internal | Summer | B7 | 400 | 2540 | 0 | 42.26 | 48.15 | 8 | 0
2030 | MISO_MO-IL_2_ENT | MISO_MO-IL | ENT | Internal | Summer | B8 | 500 | 2540 | 0 | 40.17 | 43.54 | 8 | 0
2030 | MISO_MO-IL_2_ENT | MISO_MO-IL | ENT | Internal | Summer | B9 | 800 | 2540 | 0 | 38.2 | 41.57 | 8 | 0
2030 | MISO_MO-IL_2_ENT | MISO_MO-IL | ENT | Internal | Summer | B10 | 1262 | 2540 | 0 | 34.24 | 37.6 | 8 | 0
2030 | MISO_MO-IL_2_ENT | MISO_MO-IL | ENT | Internal | Winter | B16 | 25 | 2540 | 0 | 50.03 | 52.46 | 8 | 0
2030 | MISO_MO-IL_2_ENT | MISO_MO-IL | ENT | Internal | Winter | B17 | 100 | 2540 | 0 | 45.82 | 46.84 | 8 | 0
2030 | MISO_MO-IL_2_ENT | MISO_MO-IL | ENT | Internal | Winter | B18 | 400 | 2540 | 0 | 42.77 | 44.92 | 8 | 0
2030 | MISO_MO-IL_2_ENT | MISO_MO-IL | ENT | Internal | Winter | B19 | 700 | 2540 | 0 | 41.26 | 42.27 | 8 | 0
2030 | MISO_MO-IL_2_ENT | MISO_MO-IL | ENT | Internal | Winter | B20 | 935 | 2540 | 0 | 34.76 | 37.49 | 8 | 0
2030 | MISO_MO-IL_2_MISO_IN | MISO_MO-IL | MISO_IN | Internal | Shoulder | B11 | 25 | 2100 | 2168.4 | 52.21 | 52.89 | 0.01 | 0.67
2030 | MISO_MO-IL_2_MISO_IN | MISO_MO-IL | MISO_IN | Internal | Shoulder | B12 | 200 | 2100 | 9205.73 | 43.73 | 44.41 | 0.01 | 0.67
2030 | MISO_MO-IL_2_MISO_IN | MISO_MO-IL | MISO_IN | Internal | Shoulder | B13 | 600 | 2100 | 9292.83 | 41.62 | 42.3 | 0.01 | 0.67
2030 | MISO_MO-IL_2_MISO_IN | MISO_MO-IL | MISO_IN | Internal | Shoulder | B14 | 900 | 2100 | 8912.66 | 39.85 | 40.53 | 0.01 | 0.67
2030 | MISO_MO-IL_2_MISO_IN | MISO_MO-IL | MISO_IN | Internal | Shoulder | B15 | 1203 | 2100 | 7301.39 | 36.09 | 36.77 | 0.01 | 0.67
2030 | MISO_MO-IL_2_MISO_IN | MISO_MO-IL | MISO_IN | Internal | Summer | B1 | 10 | 2100 | 2100 | 70.02 | 70.67 | 0.01 | 0.64
2030 | MISO_MO-IL_2_MISO_IN | MISO_MO-IL | MISO_IN | Internal | Summer | B2 | 25 | 2100 | 2100 | 67.32 | 67.97 | 0.01 | 0.64
2030 | MISO_MO-IL_2_MISO_IN | MISO_MO-IL | MISO_IN | Internal | Summer | B3 | 75 | 2100 | 918.06 | 67.96 | 67.97 | 0.01 | 0
2030 | MISO_MO-IL_2_MISO_IN | MISO_MO-IL | MISO_IN | Internal | Summer | B4 | 100 | 2100 | 2100 | 64.6 | 64.63 | 0.01 | 0.01
2030 | MISO_MO-IL_2_MISO_IN | MISO_MO-IL | MISO_IN | Internal | Summer | B5 | 200 | 2100 | 861.78 | 58.66 | 58.68 | 0.01 | 0
2030 | MISO_MO-IL_2_MISO_IN | MISO_MO-IL | MISO_IN | Internal | Summer | B6 | 300 | 2100 | 2100 | 49.35 | 49.76 | 0.01 | 0.4
2030 | MISO_MO-IL_2_MISO_IN | MISO_MO-IL | MISO_IN | Internal | Summer | B7 | 400 | 2100 | 1974.84 | 42.26 | 42.27 | 0.01 | 0
2030 | MISO_MO-IL_2_MISO_IN | MISO_MO-IL | MISO_IN | Internal | Summer | B8 | 500 | 2100 | 3196.12 | 40.17 | 40.85 | 0.01 | 0.67
2030 | MISO_MO-IL_2_MISO_IN | MISO_MO-IL | MISO_IN | Internal | Summer | B9 | 800 | 2100 | 6472.3 | 38.2 | 38.88 | 0.01 | 0.67
2030 | MISO_MO-IL_2_MISO_IN | MISO_MO-IL | MISO_IN | Internal | Summer | B10 | 1262 | 2100 | 7583.35 | 34.24 | 34.92 | 0.01 | 0.67
2030 | MISO_MO-IL_2_MISO_IN | MISO_MO-IL | MISO_IN | Internal | Winter | B16 | 25 | 2100 | 11648.09 | 50.03 | 50.71 | 0.01 | 0.67
2030 | MISO_MO-IL_2_MISO_IN | MISO_MO-IL | MISO_IN | Internal | Winter | B17 | 100 | 2100 | 10236.59 | 45.82 | 46.5 | 0.01 | 0.67
2030 | MISO_MO-IL_2_MISO_IN | MISO_MO-IL | MISO_IN | Internal | Winter | B18 | 400 | 2100 | 9418.22 | 42.77 | 43.45 | 0.01 | 0.67
2030 | MISO_MO-IL_2_MISO_IN | MISO_MO-IL | MISO_IN | Internal | Winter | B19 | 700 | 2100 | 7762.71 | 41.26 | 41.94 | 0.01 | 0.67
2030 | MISO_MO-IL_2_MISO_IN | MISO_MO-IL | MISO_IN | Internal | Winter | B20 | 935 | 2100 | 7500.36 | 34.76 | 35.44 | 0.01 | 0.67
2030 | MISO_MO-IL_2_MISO_W | MISO_MO-IL | MISO_W | Internal | Shoulder | B11 | 25 | 960 | 0 | 52.21 | 49.01 | 0.01 | 0
2030 | MISO_MO-IL_2_MISO_W | MISO_MO-IL | MISO_W | Internal | Shoulder | B12 | 200 | 960 | 0 | 43.73 | 40.43 | 0.01 | 0
2030 | MISO_MO-IL_2_MISO_W | MISO_MO-IL | MISO_W | Internal | Shoulder | B13 | 600 | 960 | 0 | 41.62 | 38.32 | 0.01 | 0
2030 | MISO_MO-IL_2_MISO_W | MISO_MO-IL | MISO_W | Internal | Shoulder | B14 | 900 | 960 | 0 | 39.85 | 36.55 | 0.01 | 0
2030 | MISO_MO-IL_2_MISO_W | MISO_MO-IL | MISO_W | Internal | Shoulder | B15 | 1203 | 960 | 0 | 36.09 | 32.78 | 0.01 | 0
2030 | MISO_MO-IL_2_MISO_W | MISO_MO-IL | MISO_W | Internal | Summer | B1 | 10 | 960 | 0 | 70.02 | 66.71 | 0.01 | 0
2030 | MISO_MO-IL_2_MISO_W | MISO_MO-IL | MISO_W | Internal | Summer | B2 | 25 | 960 | 0 | 67.32 | 64.02 | 0.01 | 0
2030 | MISO_MO-IL_2_MISO_W | MISO_MO-IL | MISO_W | Internal | Summer | B3 | 75 | 960 | 0 | 67.96 | 67.02 | 0.01 | 0
2030 | MISO_MO-IL_2_MISO_W | MISO_MO-IL | MISO_W | Internal | Summer | B4 | 100 | 960 | 0 | 64.6 | 63.67 | 0.01 | 0
2030 | MISO_MO-IL_2_MISO_W | MISO_MO-IL | MISO_W | Internal | Summer | B5 | 200 | 960 | 0 | 58.66 | 58.65 | 0.01 | 0
2030 | MISO_MO-IL_2_MISO_W | MISO_MO-IL | MISO_W | Internal | Summer | B6 | 300 | 960 | 0 | 49.35 | 48.42 | 0.01 | 0
2030 | MISO_MO-IL_2_MISO_W | MISO_MO-IL | MISO_W | Internal | Summer | B7 | 400 | 960 | 0 | 42.26 | 41.48 | 0.01 | 0
2030 | MISO_MO-IL_2_MISO_W | MISO_MO-IL | MISO_W | Internal | Summer | B8 | 500 | 960 | 0 | 40.17 | 36.87 | 0.01 | 0
2030 | MISO_MO-IL_2_MISO_W | MISO_MO-IL | MISO_W | Internal | Summer | B9 | 800 | 960 | 0 | 38.2 | 34.9 | 0.01 | 0
2030 | MISO_MO-IL_2_MISO_W | MISO_MO-IL | MISO_W | Internal | Summer | B10 | 1262 | 960 | 0 | 34.24 | 30.93 | 0.01 | 0
2030 | MISO_MO-IL_2_MISO_W | MISO_MO-IL | MISO_W | Internal | Winter | B16 | 25 | 960 | 0 | 50.03 | 46.73 | 0.01 | 0
2030 | MISO_MO-IL_2_MISO_W | MISO_MO-IL | MISO_W | Internal | Winter | B17 | 100 | 960 | 0 | 45.82 | 42.52 | 0.01 | 0
2030 | MISO_MO-IL_2_MISO_W | MISO_MO-IL | MISO_W | Internal | Winter | B18 | 400 | 960 | 0 | 42.77 | 39.47 | 0.01 | 0
2030 | MISO_MO-IL_2_MISO_W | MISO_MO-IL | MISO_W | Internal | Winter | B19 | 700 | 960 | 0 | 41.26 | 37.95 | 0.01 | 0
2030 | MISO_MO-IL_2_MISO_W | MISO_MO-IL | MISO_W | Internal | Winter | B20 | 935 | 960 | 0 | 34.76 | 31.46 | 0.01 | 0
2030 | MISO_MO-IL_2_PJM_ROR | MISO_MO-IL | PJM_ROR | Internal | Shoulder | B11 | 25 | 1212 | 175.34 | 52.21 | 54.21 | 2 | 0
2030 | MISO_MO-IL_2_PJM_ROR | MISO_MO-IL | PJM_ROR | Internal | Shoulder | B12 | 200 | 1212 | 1212 | 43.73 | 46.52 | 2 | 0.79
2030 | MISO_MO-IL_2_PJM_ROR | MISO_MO-IL | PJM_ROR | Internal | Shoulder | B13 | 600 | 1212 | 1212 | 41.62 | 44.41 | 2 | 0.79
2030 | MISO_MO-IL_2_PJM_ROR | MISO_MO-IL | PJM_ROR | Internal | Shoulder | B14 | 900 | 1212 | 1212 | 39.85 | 42.64 | 2 | 0.79
2030 | MISO_MO-IL_2_PJM_ROR | MISO_MO-IL | PJM_ROR | Internal | Shoulder | B15 | 1203 | 1212 | 1212 | 36.09 | 38.88 | 2 | 0.79
2030 | MISO_MO-IL_2_PJM_ROR | MISO_MO-IL | PJM_ROR | Internal | Summer | B1 | 10 | 1212 | 1212 | 70.02 | 72.8 | 2 | 0.79
2030 | MISO_MO-IL_2_PJM_ROR | MISO_MO-IL | PJM_ROR | Internal | Summer | B2 | 25 | 1212 | 1212 | 67.32 | 70.11 | 2 | 0.79
2030 | MISO_MO-IL_2_PJM_ROR | MISO_MO-IL | PJM_ROR | Internal | Summer | B3 | 75 | 1212 | 0 | 67.96 | 69.28 | 2 | 0
2030 | MISO_MO-IL_2_PJM_ROR | MISO_MO-IL | PJM_ROR | Internal | Summer | B4 | 100 | 1212 | 167.48 | 64.6 | 66.6 | 2 | 0
2030 | MISO_MO-IL_2_PJM_ROR | MISO_MO-IL | PJM_ROR | Internal | Summer | B5 | 200 | 1212 | 73.94 | 58.66 | 60.66 | 2 | 0
2030 | MISO_MO-IL_2_PJM_ROR | MISO_MO-IL | PJM_ROR | Internal | Summer | B6 | 300 | 1212 | 1212 | 49.35 | 51.74 | 2 | 0.39
2030 | MISO_MO-IL_2_PJM_ROR | MISO_MO-IL | PJM_ROR | Internal | Summer | B7 | 400 | 1212 | 3.47 | 42.26 | 44.26 | 2 | 0
2030 | MISO_MO-IL_2_PJM_ROR | MISO_MO-IL | PJM_ROR | Internal | Summer | B8 | 500 | 1212 | 1212 | 40.17 | 42.85 | 2 | 0.68
2030 | MISO_MO-IL_2_PJM_ROR | MISO_MO-IL | PJM_ROR | Internal | Summer | B9 | 800 | 1212 | 1212 | 38.2 | 40.88 | 2 | 0.68
2030 | MISO_MO-IL_2_PJM_ROR | MISO_MO-IL | PJM_ROR | Internal | Summer | B10 | 1262 | 1212 | 1212 | 34.24 | 37.02 | 2 | 0.79
2030 | MISO_MO-IL_2_PJM_ROR | MISO_MO-IL | PJM_ROR | Internal | Winter | B16 | 25 | 1212 | 1212 | 50.03 | 52.82 | 2 | 0.79
2030 | MISO_MO-IL_2_PJM_ROR | MISO_MO-IL | PJM_ROR | Internal | Winter | B17 | 100 | 1212 | 1212 | 45.82 | 48.61 | 2 | 0.79
2030 | MISO_MO-IL_2_PJM_ROR | MISO_MO-IL | PJM_ROR | Internal | Winter | B18 | 400 | 1212 | 1212 | 42.77 | 45.56 | 2 | 0.79
2030 | MISO_MO-IL_2_PJM_ROR | MISO_MO-IL | PJM_ROR | Internal | Winter | B19 | 700 | 1212 | 1212 | 41.26 | 44.04 | 2 | 0.79
2030 | MISO_MO-IL_2_PJM_ROR | MISO_MO-IL | PJM_ROR | Internal | Winter | B20 | 935 | 1212 | 1212 | 34.76 | 37.55 | 2 | 0.79
2030 | MISO_MO-IL_2_TVA_Transmission | MISO_MO-IL | TVA_Transmission | Internal | Shoulder | B11 | 25 | 4000 | 58.29 | 52.21 | 60.21 | 8 | 0
2030 | MISO_MO-IL_2_TVA_Transmission | MISO_MO-IL | TVA_Transmission | Internal | Shoulder | B12 | 200 | 4000 | 0 | 43.73 | 49.6 | 8 | 0
2030 | MISO_MO-IL_2_TVA_Transmission | MISO_MO-IL | TVA_Transmission | Internal | Shoulder | B13 | 600 | 4000 | 0 | 41.62 | 48.03 | 8 | 0
2030 | MISO_MO-IL_2_TVA_Transmission | MISO_MO-IL | TVA_Transmission | Internal | Shoulder | B14 | 900 | 4000 | 0 | 39.85 | 47.18 | 8 | 0
2030 | MISO_MO-IL_2_TVA_Transmission | MISO_MO-IL | TVA_Transmission | Internal | Shoulder | B15 | 1203 | 4000 | 1217.68 | 36.09 | 44.09 | 8 | 0
2030 | MISO_MO-IL_2_TVA_Transmission | MISO_MO-IL | TVA_Transmission | Internal | Summer | B1 | 10 | 4000 | 0 | 70.02 | 77.79 | 8 | 0
2030 | MISO_MO-IL_2_TVA_Transmission | MISO_MO-IL | TVA_Transmission | Internal | Summer | B2 | 25 | 4000 | 2541.43 | 67.32 | 75.32 | 8 | 0
2030 | MISO_MO-IL_2_TVA_Transmission | MISO_MO-IL | TVA_Transmission | Internal | Summer | B3 | 75 | 4000 | 0 | 67.96 | 75.28 | 8 | 0
2030 | MISO_MO-IL_2_TVA_Transmission | MISO_MO-IL | TVA_Transmission | Internal | Summer | B4 | 100 | 4000 | 204.96 | 64.6 | 72.6 | 8 | 0
2030 | MISO_MO-IL_2_TVA_Transmission | MISO_MO-IL | TVA_Transmission | Internal | Summer | B5 | 200 | 4000 | 0 | 58.66 | 65.83 | 8 | 0
2030 | MISO_MO-IL_2_TVA_Transmission | MISO_MO-IL | TVA_Transmission | Internal | Summer | B6 | 300 | 4000 | 0 | 49.35 | 56.13 | 8 | 0
2030 | MISO_MO-IL_2_TVA_Transmission | MISO_MO-IL | TVA_Transmission | Internal | Summer | B7 | 400 | 4000 | 0 | 42.26 | 49 | 8 | 0
2030 | MISO_MO-IL_2_TVA_Transmission | MISO_MO-IL | TVA_Transmission | Internal | Summer | B8 | 500 | 4000 | 0 | 40.17 | 46.57 | 8 | 0
2030 | MISO_MO-IL_2_TVA_Transmission | MISO_MO-IL | TVA_Transmission | Internal | Summer | B9 | 800 | 4000 | 0 | 38.2 | 43.52 | 8 | 0
2030 | MISO_MO-IL_2_TVA_Transmission | MISO_MO-IL | TVA_Transmission | Internal | Summer | B10 | 1262 | 4000 | 0 | 34.24 | 41.9 | 8 | 0
2030 | MISO_MO-IL_2_TVA_Transmission | MISO_MO-IL | TVA_Transmission | Internal | Winter | B16 | 25 | 4000 | 2300.57 | 50.03 | 58.03 | 8 | 0
2030 | MISO_MO-IL_2_TVA_Transmission | MISO_MO-IL | TVA_Transmission | Internal | Winter | B17 | 100 | 4000 | 0 | 45.82 | 52.73 | 8 | 0
2030 | MISO_MO-IL_2_TVA_Transmission | MISO_MO-IL | TVA_Transmission | Internal | Winter | B18 | 400 | 4000 | 0 | 42.77 | 49.02 | 8 | 0
2030 | MISO_MO-IL_2_TVA_Transmission | MISO_MO-IL | TVA_Transmission | Internal | Winter | B19 | 700 | 4000 | 0 | 41.26 | 48.31 | 8 | 0
2030 | MISO_MO-IL_2_TVA_Transmission | MISO_MO-IL | TVA_Transmission | Internal | Winter | B20 | 935 | 4000 | 2739.25 | 34.76 | 42.76 | 8 | 0
2030 | MISO_W_2_IESO | MISO_W | IESO | Internal | Shoulder | B11 | 25 | 90 | 0 | 49.01 | 45.1 | 8 | 0
2030 | MISO_W_2_IESO | MISO_W | IESO | Internal | Shoulder | B12 | 200 | 90 | 0 | 40.43 | 37.52 | 8 | 0
2030 | MISO_W_2_IESO | MISO_W | IESO | Internal | Shoulder | B13 | 600 | 90 | 0 | 38.32 | 35.55 | 8 | 0
2030 | MISO_W_2_IESO | MISO_W | IESO | Internal | Shoulder | B14 | 900 | 90 | 0 | 36.55 | 35.55 | 8 | 0
2030 | MISO_W_2_IESO | MISO_W | IESO | Internal | Shoulder | B15 | 1203 | 90 | 0 | 32.78 | 35.55 | 8 | 0
2030 | MISO_W_2_IESO | MISO_W | IESO | Internal | Summer | B1 | 10 | 90 | 0 | 66.71 | 62.88 | 8 | 0
2030 | MISO_W_2_IESO | MISO_W | IESO | Internal | Summer | B2 | 25 | 90 | 0 | 64.02 | 60.19 | 8 | 0
2030 | MISO_W_2_IESO | MISO_W | IESO | Internal | Summer | B3 | 75 | 90 | 0 | 67.02 | 60.19 | 8 | 0
2030 | MISO_W_2_IESO | MISO_W | IESO | Internal | Summer | B4 | 100 | 90 | 0 | 63.67 | 56.84 | 8 | 0
2030 | MISO_W_2_IESO | MISO_W | IESO | Internal | Summer | B5 | 200 | 90 | 0 | 58.65 | 50.89 | 8 | 0
2030 | MISO_W_2_IESO | MISO_W | IESO | Internal | Summer | B6 | 300 | 90 | 0 | 48.42 | 41.99 | 8 | 0
2030 | MISO_W_2_IESO | MISO_W | IESO | Internal | Summer | B7 | 400 | 90 | 0 | 41.48 | 34.52 | 8 | 0
2030 | MISO_W_2_IESO | MISO_W | IESO | Internal | Summer | B8 | 500 | 90 | 0 | 36.87 | 33.1 | 8 | 0
2030 | MISO_W_2_IESO | MISO_W | IESO | Internal | Summer | B9 | 800 | 90 | 0 | 34.9 | 31.94 | 8 | 0
2030 | MISO_W_2_IESO | MISO_W | IESO | Internal | Summer | B10 | 1262 | 90 | 0 | 30.93 | 31.94 | 8 | 0
2030 | MISO_W_2_IESO | MISO_W | IESO | Internal | Winter | B16 | 25 | 90 | 0 | 46.73 | 44.66 | 8 | 0
2030 | MISO_W_2_IESO | MISO_W | IESO | Internal | Winter | B17 | 100 | 90 | 0 | 42.52 | 43.43 | 8 | 0
2030 | MISO_W_2_IESO | MISO_W | IESO | Internal | Winter | B18 | 400 | 90 | 0 | 39.47 | 41.14 | 8 | 0
2030 | MISO_W_2_IESO | MISO_W | IESO | Internal | Winter | B19 | 700 | 90 | 0 | 37.95 | 41.07 | 8 | 0
2030 | MISO_W_2_IESO | MISO_W | IESO | Internal | Winter | B20 | 935 | 90 | 90 | 31.46 | 41.07 | 8 | 1.61
2030 | MISO_W_2_MAPP_CA | MISO_W | MAPP_CA | Internal | Shoulder | B11 | 25 | 700 | 0 | 49.01 | 46.05 | 0.01 | 0
2030 | MISO_W_2_MAPP_CA | MISO_W | MAPP_CA | Internal | Shoulder | B12 | 200 | 700 | 0 | 40.43 | 37.47 | 0.01 | 0
2030 | MISO_W_2_MAPP_CA | MISO_W | MAPP_CA | Internal | Shoulder | B13 | 600 | 700 | 0 | 38.32 | 35.36 | 0.01 | 0
2030 | MISO_W_2_MAPP_CA | MISO_W | MAPP_CA | Internal | Shoulder | B14 | 900 | 700 | 0 | 36.55 | 33.59 | 0.01 | 0
2030 | MISO_W_2_MAPP_CA | MISO_W | MAPP_CA | Internal | Shoulder | B15 | 1203 | 700 | 700 | 32.78 | 33.59 | 0.01 | 0.79
2030 | MISO_W_2_MAPP_CA | MISO_W | MAPP_CA | Internal | Summer | B1 | 10 | 700 | 0 | 66.71 | 63.75 | 0.01 | 0
2030 | MISO_W_2_MAPP_CA | MISO_W | MAPP_CA | Internal | Summer | B2 | 25 | 700 | 0 | 64.02 | 61.06 | 0.01 | 0
2030 | MISO_W_2_MAPP_CA | MISO_W | MAPP_CA | Internal | Summer | B3 | 75 | 700 | 0 | 67.02 | 64.06 | 0.01 | 0
2030 | MISO_W_2_MAPP_CA | MISO_W | MAPP_CA | Internal | Summer | B4 | 100 | 700 | 0 | 63.67 | 60.7 | 0.01 | 0
2030 | MISO_W_2_MAPP_CA | MISO_W | MAPP_CA | Internal | Summer | B5 | 200 | 700 | 0 | 58.65 | 55.69 | 0.01 | 0
2030 | MISO_W_2_MAPP_CA | MISO_W | MAPP_CA | Internal | Summer | B6 | 300 | 700 | 0 | 48.42 | 45.45 | 0.01 | 0
2030 | MISO_W_2_MAPP_CA | MISO_W | MAPP_CA | Internal | Summer | B7 | 400 | 700 | 0 | 41.48 | 38.52 | 0.01 | 0
2030 | MISO_W_2_MAPP_CA | MISO_W | MAPP_CA | Internal | Summer | B8 | 500 | 700 | 0 | 36.87 | 33.9 | 0.01 | 0
2030 | MISO_W_2_MAPP_CA | MISO_W | MAPP_CA | Internal | Summer | B9 | 800 | 700 | 0 | 34.9 | 31.94 | 0.01 | 0
2030 | MISO_W_2_MAPP_CA | MISO_W | MAPP_CA | Internal | Summer | B10 | 1262 | 700 | 700 | 30.93 | 31.94 | 0.01 | 0.99
2030 | MISO_W_2_MAPP_CA | MISO_W | MAPP_CA | Internal | Winter | B16 | 25 | 700 | 0 | 46.73 | 43.76 | 0.01 | 0
2030 | MISO_W_2_MAPP_CA | MISO_W | MAPP_CA | Internal | Winter | B17 | 100 | 700 | 0 | 42.52 | 42.5 | 0.01 | 0
2030 | MISO_W_2_MAPP_CA | MISO_W | MAPP_CA | Internal | Winter | B18 | 400 | 700 | 0 | 39.47 | 39.46 | 0.01 | 0
2030 | MISO_W_2_MAPP_CA | MISO_W | MAPP_CA | Internal | Winter | B19 | 700 | 700 | 0 | 37.95 | 37.94 | 0.01 | 0
2030 | MISO_W_2_MAPP_CA | MISO_W | MAPP_CA | Internal | Winter | B20 | 935 | 700 | 700 | 31.46 | 33.07 | 0.01 | 1.59
2030 | MISO_W_2_MISO_MO-IL | MISO_W | MISO_MO-IL | Internal | Shoulder | B11 | 25 | 3800 | 3800 | 49.01 | 52.21 | 0.01 | 3.18
2030 | MISO_W_2_MISO_MO-IL | MISO_W | MISO_MO-IL | Internal | Shoulder | B12 | 200 | 3800 | 10433.32 | 40.43 | 43.73 | 0.01 | 3.29
2030 | MISO_W_2_MISO_MO-IL | MISO_W | MISO_MO-IL | Internal | Shoulder | B13 | 600 | 3800 | 9738.41 | 38.32 | 41.62 | 0.01 | 3.29
2030 | MISO_W_2_MISO_MO-IL | MISO_W | MISO_MO-IL | Internal | Shoulder | B14 | 900 | 3800 | 8716.96 | 36.55 | 39.85 | 0.01 | 3.29
2030 | MISO_W_2_MISO_MO-IL | MISO_W | MISO_MO-IL | Internal | Shoulder | B15 | 1203 | 3800 | 8794.32 | 32.78 | 36.09 | 0.01 | 3.29
2030 | MISO_W_2_MISO_MO-IL | MISO_W | MISO_MO-IL | Internal | Summer | B1 | 10 | 3800 | 6503.27 | 66.71 | 70.02 | 0.01 | 3.29
2030 | MISO_W_2_MISO_MO-IL | MISO_W | MISO_MO-IL | Internal | Summer | B2 | 25 | 3800 | 9721.88 | 64.02 | 67.32 | 0.01 | 3.29
2030 | MISO_W_2_MISO_MO-IL | MISO_W | MISO_MO-IL | Internal | Summer | B3 | 75 | 3800 | 3800 | 67.02 | 67.96 | 0.01 | 0.93
2030 | MISO_W_2_MISO_MO-IL | MISO_W | MISO_MO-IL | Internal | Summer | B4 | 100 | 3800 | 3800 | 63.67 | 64.6 | 0.01 | 0.93
2030 | MISO_W_2_MISO_MO-IL | MISO_W | MISO_MO-IL | Internal | Summer | B5 | 200 | 3800 | 3695.45 | 58.65 | 58.66 | 0.01 | 0
2030 | MISO_W_2_MISO_MO-IL | MISO_W | MISO_MO-IL | Internal | Summer | B6 | 300 | 3800 | 3800 | 48.42 | 49.35 | 0.01 | 0.93
2030 | MISO_W_2_MISO_MO-IL | MISO_W | MISO_MO-IL | Internal | Summer | B7 | 400 | 3800 | 3800 | 41.48 | 42.26 | 0.01 | 0.76
2030 | MISO_W_2_MISO_MO-IL | MISO_W | MISO_MO-IL | Internal | Summer | B8 | 500 | 3800 | 4313 | 36.87 | 40.17 | 0.01 | 3.29
2030 | MISO_W_2_MISO_MO-IL | MISO_W | MISO_MO-IL | Internal | Summer | B9 | 800 | 3800 | 7844.91 | 34.9 | 38.2 | 0.01 | 3.29
2030 | MISO_W_2_MISO_MO-IL | MISO_W | MISO_MO-IL | Internal | Summer | B10 | 1262 | 3800 | 7571.73 | 30.93 | 34.24 | 0.01 | 3.29
2030 | MISO_W_2_MISO_MO-IL | MISO_W | MISO_MO-IL | Internal | Winter | B16 | 25 | 3800 | 16849.43 | 46.73 | 50.03 | 0.01 | 3.29
2030 | MISO_W_2_MISO_MO-IL | MISO_W | MISO_MO-IL | Internal | Winter | B17 | 100 | 3800 | 12800.11 | 42.52 | 45.82 | 0.01 | 3.29
2030 | MISO_W_2_MISO_MO-IL | MISO_W | MISO_MO-IL | Internal | Winter | B18 | 400 | 3800 | 11165.91 | 39.47 | 42.77 | 0.01 | 3.29
2030 | MISO_W_2_MISO_MO-IL | MISO_W | MISO_MO-IL | Internal | Winter | B19 | 700 | 3800 | 8682.04 | 37.95 | 41.26 | 0.01 | 3.29
2030 | MISO_W_2_MISO_MO-IL | MISO_W | MISO_MO-IL | Internal | Winter | B20 | 935 | 3800 | 12713.39 | 31.46 | 34.76 | 0.01 | 3.29
2030 | MISO_W_2_MISO_WUMS | MISO_W | MISO_WUMS | Internal | Shoulder | B11 | 25 | 1629 | 1629 | 49.01 | 52.59 | 0.01 | 3.56
2030 | MISO_W_2_MISO_WUMS | MISO_W | MISO_WUMS | Internal | Shoulder | B12 | 200 | 1629 | 1629 | 40.43 | 44.52 | 0.01 | 4.08
2030 | MISO_W_2_MISO_WUMS | MISO_W | MISO_WUMS | Internal | Shoulder | B13 | 600 | 1629 | 1629 | 38.32 | 42.45 | 0.01 | 4.11
2030 | MISO_W_2_MISO_WUMS | MISO_W | MISO_WUMS | Internal | Shoulder | B14 | 900 | 1629 | 3808.87 | 36.55 | 40.86 | 0.01 | 4.3
2030 | MISO_W_2_MISO_WUMS | MISO_W | MISO_WUMS | Internal | Shoulder | B15 | 1203 | 1629 | 2710.28 | 32.78 | 37.1 | 0.01 | 4.3
2030 | MISO_W_2_MISO_WUMS | MISO_W | MISO_WUMS | Internal | Summer | B1 | 10 | 1629 | 1629 | 66.71 | 70.37 | 0.01 | 3.64
2030 | MISO_W_2_MISO_WUMS | MISO_W | MISO_WUMS | Internal | Summer | B2 | 25 | 1629 | 1629 | 64.02 | 67.68 | 0.01 | 3.64
2030 | MISO_W_2_MISO_WUMS | MISO_W | MISO_WUMS | Internal | Summer | B3 | 75 | 1629 | 1629 | 67.02 | 67.68 | 0.01 | 0.64
2030 | MISO_W_2_MISO_WUMS | MISO_W | MISO_WUMS | Internal | Summer | B4 | 100 | 1629 | 1629 | 63.67 | 64.62 | 0.01 | 0.94
2030 | MISO_W_2_MISO_WUMS | MISO_W | MISO_WUMS | Internal | Summer | B5 | 200 | 1629 | 1201.31 | 58.65 | 58.66 | 0.01 | 0
2030 | MISO_W_2_MISO_WUMS | MISO_W | MISO_WUMS | Internal | Summer | B6 | 300 | 1629 | 1629 | 48.42 | 49.74 | 0.01 | 1.31
2030 | MISO_W_2_MISO_WUMS | MISO_W | MISO_WUMS | Internal | Summer | B7 | 400 | 1629 | 1629 | 41.48 | 42.26 | 0.01 | 0.76
2030 | MISO_W_2_MISO_WUMS | MISO_W | MISO_WUMS | Internal | Summer | B8 | 500 | 1629 | 1629 | 36.87 | 40.85 | 0.01 | 3.97
2030 | MISO_W_2_MISO_WUMS | MISO_W | MISO_WUMS | Internal | Summer | B9 | 800 | 1629 | 1936.57 | 34.9 | 39.21 | 0.01 | 4.3
2030 | MISO_W_2_MISO_WUMS | MISO_W | MISO_WUMS | Internal | Summer | B10 | 1262 | 1629 | 2468.47 | 30.93 | 35.24 | 0.01 | 4.3
2030 | MISO_W_2_MISO_WUMS | MISO_W | MISO_WUMS | Internal | Winter | B16 | 25 | 1629 | 1629 | 46.73 | 50.82 | 0.01 | 4.08
2030 | MISO_W_2_MISO_WUMS | MISO_W | MISO_WUMS | Internal | Winter | B17 | 100 | 1629 | 1629 | 42.52 | 46.61 | 0.01 | 4.08
2030 | MISO_W_2_MISO_WUMS | MISO_W | MISO_WUMS | Internal | Winter | B18 | 400 | 1629 | 2251.43 | 39.47 | 43.78 | 0.01 | 4.3
2030 | MISO_W_2_MISO_WUMS | MISO_W | MISO_WUMS | Internal | Winter | B19 | 700 | 1629 | 1699.36 | 37.95 | 42.26 | 0.01 | 4.3
2030 | MISO_W_2_MISO_WUMS | MISO_W | MISO_WUMS | Internal | Winter | B20 | 935 | 1629 | 1898.57 | 31.46 | 35.77 | 0.01 | 4.3
2030 | MISO_W_2_PJM_ROR | MISO_W | PJM_ROR | Internal | Shoulder | B11 | 25 | 773 | 773 | 49.01 | 54.21 | 2 | 3.2
2030 | MISO_W_2_PJM_ROR | MISO_W | PJM_ROR | Internal | Shoulder | B12 | 200 | 773 | 10267.82 | 40.43 | 46.52 | 2 | 4.09
2030 | MISO_W_2_PJM_ROR | MISO_W | PJM_ROR | Internal | Shoulder | B13 | 600 | 773 | 12277.47 | 38.32 | 44.41 | 2 | 4.09
2030 | MISO_W_2_PJM_ROR | MISO_W | PJM_ROR | Internal | Shoulder | B14 | 900 | 773 | 17072.81 | 36.55 | 42.64 | 2 | 4.09
2030 | MISO_W_2_PJM_ROR | MISO_W | PJM_ROR | Internal | Shoulder | B15 | 1203 | 773 | 17407.43 | 32.78 | 38.88 | 2 | 4.09
2030 | MISO_W_2_PJM_ROR | MISO_W | PJM_ROR | Internal | Summer | B1 | 10 | 773 | 2006.1 | 66.71 | 72.8 | 2 | 4.09
2030 | MISO_W_2_PJM_ROR | MISO_W | PJM_ROR | Internal | Summer | B2 | 25 | 773 | 3391.96 | 64.02 | 70.11 | 2 | 4.09
2030 | MISO_W_2_PJM_ROR | MISO_W | PJM_ROR | Internal | Summer | B3 | 75 | 773 | 773 | 67.02 | 69.28 | 2 | 0.26
2030 | MISO_W_2_PJM_ROR | MISO_W | PJM_ROR | Internal | Summer | B4 | 100 | 773 | 773 | 63.67 | 66.6 | 2 | 0.94
2030 | MISO_W_2_PJM_ROR | MISO_W | PJM_ROR | Internal | Summer | B5 | 200 | 773 | 773 | 58.65 | 60.66 | 2 | 0.01
2030 | MISO_W_2_PJM_ROR | MISO_W | PJM_ROR | Internal | Summer | B6 | 300 | 773 | 773 | 48.42 | 51.74 | 2 | 1.32
2030 | MISO_W_2_PJM_ROR | MISO_W | PJM_ROR | Internal | Summer | B7 | 400 | 773 | 773 | 41.48 | 44.26 | 2 | 0.77
2030 | MISO_W_2_PJM_ROR | MISO_W | PJM_ROR | Internal | Summer | B8 | 500 | 773 | 773 | 36.87 | 42.85 | 2 | 3.98
2030 | MISO_W_2_PJM_ROR | MISO_W | PJM_ROR | Internal | Summer | B9 | 800 | 773 | 773 | 34.9 | 40.88 | 2 | 3.98
2030 | MISO_W_2_PJM_ROR | MISO_W | PJM_ROR | Internal | Summer | B10 | 1262 | 773 | 5946.16 | 30.93 | 37.02 | 2 | 4.09
2030 | MISO_W_2_PJM_ROR | MISO_W | PJM_ROR | Internal | Winter | B16 | 25 | 773 | 13999.45 | 46.73 | 52.82 | 2 | 4.09
2030 | MISO_W_2_PJM_ROR | MISO_W | PJM_ROR | Internal | Winter | B17 | 100 | 773 | 15012.2 | 42.52 | 48.61 | 2 | 4.09
2030 | MISO_W_2_PJM_ROR | MISO_W | PJM_ROR | Internal | Winter | B18 | 400 | 773 | 11396.78 | 39.47 | 45.56 | 2 | 4.09
2030 | MISO_W_2_PJM_ROR | MISO_W | PJM_ROR | Internal | Winter | B19 | 700 | 773 | 12627.96 | 37.95 | 44.04 | 2 | 4.09
2030 | MISO_W_2_PJM_ROR | MISO_W | PJM_ROR | Internal | Winter | B20 | 935 | 773 | 6421.17 | 31.46 | 37.55 | 2 | 4.09
2030 | MISO_W_2_SPP_N | MISO_W | SPP_N | Internal | Shoulder | B11 | 25 | 3200 | 0 | 49.01 | 44.95 | 7 | 0
2030 | MISO_W_2_SPP_N | MISO_W | SPP_N | Internal | Shoulder | B12 | 200 | 3200 | 0 | 40.43 | 34.73 | 7 | 0
2030 | MISO_W_2_SPP_N | MISO_W | SPP_N | Internal | Shoulder | B13 | 600 | 3200 | 0 | 38.32 | 34.26 | 7 | 0
2030 | MISO_W_2_SPP_N | MISO_W | SPP_N | Internal | Shoulder | B14 | 900 | 3200 | 0 | 36.55 | 29.15 | 7 | 0
2030 | MISO_W_2_SPP_N | MISO_W | SPP_N | Internal | Shoulder | B15 | 1203 | 3200 | 0 | 32.78 | 26.37 | 7 | 0
2030 | MISO_W_2_SPP_N | MISO_W | SPP_N | Internal | Summer | B1 | 10 | 3200 | 0 | 66.71 | 59.31 | 7 | 0
2030 | MISO_W_2_SPP_N | MISO_W | SPP_N | Internal | Summer | B2 | 25 | 3200 | 0 | 64.02 | 59.96 | 7 | 0
2030 | MISO_W_2_SPP_N | MISO_W | SPP_N | Internal | Summer | B3 | 75 | 3200 | 0 | 67.02 | 62.96 | 7 | 0
2030 | MISO_W_2_SPP_N | MISO_W | SPP_N | Internal | Summer | B4 | 100 | 3200 | 0 | 63.67 | 59.6 | 7 | 0
2030 | MISO_W_2_SPP_N | MISO_W | SPP_N | Internal | Summer | B5 | 200 | 3200 | 0 | 58.65 | 54.59 | 7 | 0
2030 | MISO_W_2_SPP_N | MISO_W | SPP_N | Internal | Summer | B6 | 300 | 3200 | 0 | 48.42 | 44.35 | 7 | 0
2030 | MISO_W_2_SPP_N | MISO_W | SPP_N | Internal | Summer | B7 | 400 | 3200 | 0 | 41.48 | 37.42 | 7 | 0
2030 | MISO_W_2_SPP_N | MISO_W | SPP_N | Internal | Summer | B8 | 500 | 3200 | 0 | 36.87 | 32.81 | 7 | 0
2030 | MISO_W_2_SPP_N | MISO_W | SPP_N | Internal | Summer | B9 | 800 | 3200 | 0 | 34.9 | 30.84 | 7 | 0
2030 | MISO_W_2_SPP_N | MISO_W | SPP_N | Internal | Summer | B10 | 1262 | 3200 | 0 | 30.93 | 26.87 | 7 | 0
2030 | MISO_W_2_SPP_N | MISO_W | SPP_N | Internal | Winter | B16 | 25 | 3200 | 0 | 46.73 | 41.73 | 7 | 0
2030 | MISO_W_2_SPP_N | MISO_W | SPP_N | Internal | Winter | B17 | 100 | 3200 | 0 | 42.52 | 36.1 | 7 | 0
2030 | MISO_W_2_SPP_N | MISO_W | SPP_N | Internal | Winter | B18 | 400 | 3200 | 0 | 39.47 | 34.19 | 7 | 0
2030 | MISO_W_2_SPP_N | MISO_W | SPP_N | Internal | Winter | B19 | 700 | 3200 | 0 | 37.95 | 31.54 | 7 | 0
2030 | MISO_W_2_SPP_N | MISO_W | SPP_N | Internal | Winter | B20 | 935 | 3200 | 0 | 31.46 | 26.76 | 7 | 0
2030 | MISO_WUMS_2_MISO_MI | MISO_WUMS | MISO_MI | Internal | Shoulder | B11 | 25 | 99 | 295.87 | 52.59 | 52.86 | 0.01 | 0.26
2030 | MISO_WUMS_2_MISO_MI | MISO_WUMS | MISO_MI | Internal | Shoulder | B12 | 200 | 99 | 0 | 44.52 | 44.52 | 0.01 | 0
2030 | MISO_WUMS_2_MISO_MI | MISO_WUMS | MISO_MI | Internal | Shoulder | B13 | 600 | 99 | 0 | 42.45 | 42.41 | 0.01 | 0
2030 | MISO_WUMS_2_MISO_MI | MISO_WUMS | MISO_MI | Internal | Shoulder | B14 | 900 | 99 | 99 | 40.86 | 40.89 | 0.01 | 0.01
2030 | MISO_WUMS_2_MISO_MI | MISO_WUMS | MISO_MI | Internal | Shoulder | B15 | 1203 | 99 | 0 | 37.1 | 36.83 | 0.01 | 0
2030 | MISO_WUMS_2_MISO_MI | MISO_WUMS | MISO_MI | Internal | Summer | B1 | 10 | 99 | 6662.17 | 70.37 | 70.64 | 0.01 | 0.26
2030 | MISO_WUMS_2_MISO_MI | MISO_WUMS | MISO_MI | Internal | Summer | B2 | 25 | 99 | 7026 | 67.68 | 67.95 | 0.01 | 0.26
2030 | MISO_WUMS_2_MISO_MI | MISO_WUMS | MISO_MI | Internal | Summer | B3 | 75 | 99 | 1594.68 | 67.68 | 67.95 | 0.01 | 0.26
2030 | MISO_WUMS_2_MISO_MI | MISO_WUMS | MISO_MI | Internal | Summer | B4 | 100 | 99 | 0 | 64.62 | 64.6 | 0.01 | 0
2030 | MISO_WUMS_2_MISO_MI | MISO_WUMS | MISO_MI | Internal | Summer | B5 | 200 | 99 | 0 | 58.66 | 58.65 | 0.01 | 0
2030 | MISO_WUMS_2_MISO_MI | MISO_WUMS | MISO_MI | Internal | Summer | B6 | 300 | 99 | 88.96 | 49.74 | 49.75 | 0.01 | 0
2030 | MISO_WUMS_2_MISO_MI | MISO_WUMS | MISO_MI | Internal | Summer | B7 | 400 | 99 | 99 | 42.26 | 42.28 | 0.01 | 0.01
2030 | MISO_WUMS_2_MISO_MI | MISO_WUMS | MISO_MI | Internal | Summer | B8 | 500 | 99 | 52.41 | 40.85 | 40.86 | 0.01 | 0
2030 | MISO_WUMS_2_MISO_MI | MISO_WUMS | MISO_MI | Internal | Summer | B9 | 800 | 99 | 0 | 39.21 | 38.94 | 0.01 | 0
2030 | MISO_WUMS_2_MISO_MI | MISO_WUMS | MISO_MI | Internal | Summer | B10 | 1262 | 99 | 99 | 35.24 | 35.27 | 0.01 | 0.01
2030 | MISO_WUMS_2_MISO_MI | MISO_WUMS | MISO_MI | Internal | Winter | B16 | 25 | 99 | 0 | 50.82 | 50.82 | 0.01 | 0
2030 | MISO_WUMS_2_MISO_MI | MISO_WUMS | MISO_MI | Internal | Winter | B17 | 100 | 99 | 99 | 46.61 | 46.85 | 0.01 | 0.23
2030 | MISO_WUMS_2_MISO_MI | MISO_WUMS | MISO_MI | Internal | Winter | B18 | 400 | 99 | 99 | 43.78 | 43.81 | 0.01 | 0.01
2030 | MISO_WUMS_2_MISO_MI | MISO_WUMS | MISO_MI | Internal | Winter | B19 | 700 | 99 | 0 | 42.26 | 42.1 | 0.01 | 0
2030 | MISO_WUMS_2_MISO_MI | MISO_WUMS | MISO_MI | Internal | Winter | B20 | 935 | 99 | 0 | 35.77 | 35.5 | 0.01 | 0
2030 | MISO_WUMS_2_MISO_W | MISO_WUMS | MISO_W | Internal | Shoulder | B11 | 25 | 1137 | 0 | 52.59 | 49.01 | 0.01 | 0
2030 | MISO_WUMS_2_MISO_W | MISO_WUMS | MISO_W | Internal | Shoulder | B12 | 200 | 1137 | 0 | 44.52 | 40.43 | 0.01 | 0
2030 | MISO_WUMS_2_MISO_W | MISO_WUMS | MISO_W | Internal | Shoulder | B13 | 600 | 1137 | 0 | 42.45 | 38.32 | 0.01 | 0
2030 | MISO_WUMS_2_MISO_W | MISO_WUMS | MISO_W | Internal | Shoulder | B14 | 900 | 1137 | 0 | 40.86 | 36.55 | 0.01 | 0
2030 | MISO_WUMS_2_MISO_W | MISO_WUMS | MISO_W | Internal | Shoulder | B15 | 1203 | 1137 | 0 | 37.1 | 32.78 | 0.01 | 0
2030 | MISO_WUMS_2_MISO_W | MISO_WUMS | MISO_W | Internal | Summer | B1 | 10 | 1137 | 0 | 70.37 | 66.71 | 0.01 | 0
2030 | MISO_WUMS_2_MISO_W | MISO_WUMS | MISO_W | Internal | Summer | B2 | 25 | 1137 | 0 | 67.68 | 64.02 | 0.01 | 0
2030 | MISO_WUMS_2_MISO_W | MISO_WUMS | MISO_W | Internal | Summer | B3 | 75 | 1137 | 0 | 67.68 | 67.02 | 0.01 | 0
2030 | MISO_WUMS_2_MISO_W | MISO_WUMS | MISO_W | Internal | Summer | B4 | 100 | 1137 | 0 | 64.62 | 63.67 | 0.01 | 0
2030 | MISO_WUMS_2_MISO_W | MISO_WUMS | MISO_W | Internal | Summer | B5 | 200 | 1137 | 0 | 58.66 | 58.65 | 0.01 | 0
2030 | MISO_WUMS_2_MISO_W | MISO_WUMS | MISO_W | Internal | Summer | B6 | 300 | 1137 | 0 | 49.74 | 48.42 | 0.01 | 0
2030 | MISO_WUMS_2_MISO_W | MISO_WUMS | MISO_W | Internal | Summer | B7 | 400 | 1137 | 0 | 42.26 | 41.48 | 0.01 | 0
2030 | MISO_WUMS_2_MISO_W | MISO_WUMS | MISO_W | Internal | Summer | B8 | 500 | 1137 | 0 | 40.85 | 36.87 | 0.01 | 0
2030 | MISO_WUMS_2_MISO_W | MISO_WUMS | MISO_W | Internal | Summer | B9 | 800 | 1137 | 0 | 39.21 | 34.9 | 0.01 | 0
2030 | MISO_WUMS_2_MISO_W | MISO_WUMS | MISO_W | Internal | Summer | B10 | 1262 | 1137 | 0 | 35.24 | 30.93 | 0.01 | 0
2030 | MISO_WUMS_2_MISO_W | MISO_WUMS | MISO_W | Internal | Winter | B16 | 25 | 1137 | 0 | 50.82 | 46.73 | 0.01 | 0
2030 | MISO_WUMS_2_MISO_W | MISO_WUMS | MISO_W | Internal | Winter | B17 | 100 | 1137 | 0 | 46.61 | 42.52 | 0.01 | 0
2030 | MISO_WUMS_2_MISO_W | MISO_WUMS | MISO_W | Internal | Winter | B18 | 400 | 1137 | 0 | 43.78 | 39.47 | 0.01 | 0
2030 | MISO_WUMS_2_MISO_W | MISO_WUMS | MISO_W | Internal | Winter | B19 | 700 | 1137 | 0 | 42.26 | 37.95 | 0.01 | 0
2030 | MISO_WUMS_2_MISO_W | MISO_WUMS | MISO_W | Internal | Winter | B20 | 935 | 1137 | 0 | 35.77 | 31.46 | 0.01 | 0
2030 | MISO_WUMS_2_PJM_ROR | MISO_WUMS | PJM_ROR | Internal | Shoulder | B11 | 25 | 1600 | 0 | 52.59 | 54.21 | 2 | 0
2030 | MISO_WUMS_2_PJM_ROR | MISO_WUMS | PJM_ROR | Internal | Shoulder | B12 | 200 | 1600 | 305.76 | 44.52 | 46.52 | 2 | 0
2030 | MISO_WUMS_2_PJM_ROR | MISO_WUMS | PJM_ROR | Internal | Shoulder | B13 | 600 | 1600 | 0 | 42.45 | 44.41 | 2 | 0
2030 | MISO_WUMS_2_PJM_ROR | MISO_WUMS | PJM_ROR | Internal | Shoulder | B14 | 900 | 1600 | 0 | 40.86 | 42.64 | 2 | 0
2030 | MISO_WUMS_2_PJM_ROR | MISO_WUMS | PJM_ROR | Internal | Shoulder | B15 | 1203 | 1600 | 0 | 37.1 | 38.88 | 2 | 0
2030 | MISO_WUMS_2_PJM_ROR | MISO_WUMS | PJM_ROR | Internal | Summer | B1 | 10 | 1600 | 7496.44 | 70.37 | 72.8 | 2 | 0.44
2030 | MISO_WUMS_2_PJM_ROR | MISO_WUMS | PJM_ROR | Internal | Summer | B2 | 25 | 1600 | 1875.96 | 67.68 | 70.11 | 2 | 0.44
2030 | MISO_WUMS_2_PJM_ROR | MISO_WUMS | PJM_ROR | Internal | Summer | B3 | 75 | 1600 | 0 | 67.68 | 69.28 | 2 | 0
2030 | MISO_WUMS_2_PJM_ROR | MISO_WUMS | PJM_ROR | Internal | Summer | B4 | 100 | 1600 | 0 | 64.62 | 66.6 | 2 | 0
2030 | MISO_WUMS_2_PJM_ROR | MISO_WUMS | PJM_ROR | Internal | Summer | B5 | 200 | 1600 | 188.29 | 58.66 | 60.66 | 2 | 0
2030 | MISO_WUMS_2_PJM_ROR | MISO_WUMS | PJM_ROR | Internal | Summer | B6 | 300 | 1600 | 1020.36 | 49.74 | 51.74 | 2 | 0
2030 | MISO_WUMS_2_PJM_ROR | MISO_WUMS | PJM_ROR | Internal | Summer | B7 | 400 | 1600 | 1274.97 | 42.26 | 44.26 | 2 | 0
2030 | MISO_WUMS_2_PJM_ROR | MISO_WUMS | PJM_ROR | Internal | Summer | B8 | 500 | 1600 | 306.57 | 40.85 | 42.85 | 2 | 0
2030 | MISO_WUMS_2_PJM_ROR | MISO_WUMS | PJM_ROR | Internal | Summer | B9 | 800 | 1600 | 0 | 39.21 | 40.88 | 2 | 0
2030 | MISO_WUMS_2_PJM_ROR | MISO_WUMS | PJM_ROR | Internal | Summer | B10 | 1262 | 1600 | 0 | 35.24 | 37.02 | 2 | 0
2030 | MISO_WUMS_2_PJM_ROR | MISO_WUMS | PJM_ROR | Internal | Winter | B16 | 25 | 1600 | 788.25 | 50.82 | 52.82 | 2 | 0
2030 | MISO_WUMS_2_PJM_ROR | MISO_WUMS | PJM_ROR | Internal | Winter | B17 | 100 | 1600 | 902.63 | 46.61 | 48.61 | 2 | 0
2030 | MISO_WUMS_2_PJM_ROR | MISO_WUMS | PJM_ROR | Internal | Winter | B18 | 400 | 1600 | 0 | 43.78 | 45.56 | 2 | 0
2030 | MISO_WUMS_2_PJM_ROR | MISO_WUMS | PJM_ROR | Internal | Winter | B19 | 700 | 1600 | 0 | 42.26 | 44.04 | 2 | 0
2030 | MISO_WUMS_2_PJM_ROR | MISO_WUMS | PJM_ROR | Internal | Winter | B20 | 935 | 1600 | 0 | 35.77 | 37.55 | 2 | 0
2030 | NE_2_MISO_W | NE | MISO_W | Internal | Shoulder | B11 | 25 | 1600 | 4323.29 | 42.59 | 49.01 | 5 | 1.42
2030 | NE_2_MISO_W | NE | MISO_W | Internal | Shoulder | B12 | 200 | 1600 | 20962.27 | 34.01 | 40.43 | 5 | 1.42
2030 | NE_2_MISO_W | NE | MISO_W | Internal | Shoulder | B13 | 600 | 1600 | 22296.39 | 31.9 | 38.32 | 5 | 1.42
2030 | NE_2_MISO_W | NE | MISO_W | Internal | Shoulder | B14 | 900 | 1600 | 27376.34 | 30.13 | 36.55 | 5 | 1.42
2030 | NE_2_MISO_W | NE | MISO_W | Internal | Shoulder | B15 | 1203 | 1600 | 28269.54 | 26.36 | 32.78 | 5 | 1.42
2030 | NE_2_MISO_W | NE | MISO_W | Internal | Summer | B1 | 10 | 1600 | 13665.13 | 60.29 | 66.71 | 5 | 1.42
2030 | NE_2_MISO_W | NE | MISO_W | Internal | Summer | B2 | 25 | 1600 | 18190.2 | 57.6 | 64.02 | 5 | 1.42
2030 | NE_2_MISO_W | NE | MISO_W | Internal | Summer | B3 | 75 | 1600 | 10173.36 | 60.6 | 67.02 | 5 | 1.42
2030 | NE_2_MISO_W | NE | MISO_W | Internal | Summer | B4 | 100 | 1600 | 8392.02 | 57.24 | 63.67 | 5 | 1.42
2030 | NE_2_MISO_W | NE | MISO_W | Internal | Summer | B5 | 200 | 1600 | 7003.37 | 52.23 | 58.65 | 5 | 1.42
2030 | NE_2_MISO_W | NE | MISO_W | Internal | Summer | B6 | 300 | 1600 | 6406.1 | 41.99 | 48.42 | 5 | 1.42
2030 | NE_2_MISO_W | NE | MISO_W | Internal | Summer | B7 | 400 | 1600 | 6871.34 | 35.06 | 41.48 | 5 | 1.42
2030 | NE_2_MISO_W | NE | MISO_W | Internal | Summer | B8 | 500 | 1600 | 4629.92 | 30.44 | 36.87 | 5 | 1.42
2030 | NE_2_MISO_W | NE | MISO_W | Internal | Summer | B9 | 800 | 1600 | 9532.75 | 28.48 | 34.9 | 5 | 1.42
2030 | NE_2_MISO_W | NE | MISO_W | Internal | Summer | B10 | 1262 | 1600 | 17901.97 | 24.51 | 30.93 | 5 | 1.42
2030 | NE_2_MISO_W | NE | MISO_W | Internal | Winter | B16 | 25 | 1600 | 33776.57 | 40.3 | 46.73 | 5 | 1.42
2030 | NE_2_MISO_W | NE | MISO_W | Internal | Winter | B17 | 100 | 1600 | 30493.87 | 36.09 | 42.52 | 5 | 1.42
2030 | NE_2_MISO_W | NE | MISO_W | Internal | Winter | B18 | 400 | 1600 | 26532.98 | 33.05 | 39.47 | 5 | 1.42
2030 | NE_2_MISO_W | NE | MISO_W | Internal | Winter | B19 | 700 | 1600 | 25773.26 | 31.53 | 37.95 | 5 | 1.42
2030 | NE_2_MISO_W | NE | MISO_W | Internal | Winter | B20 | 935 | 1600 | 27130.93 | 25.04 | 31.46 | 5 | 1.42
2030 | NE_2_SPP_N | NE | SPP_N | Internal | Shoulder | B11 | 25 | 1800 | 12176.76 | 42.59 | 44.95 | 0.01 | 2.35
2030 | NE_2_SPP_N | NE | SPP_N | Internal | Shoulder | B12 | 200 | 1800 | 1800 | 34.01 | 34.73 | 0.01 | 0.71
2030 | NE_2_SPP_N | NE | SPP_N | Internal | Shoulder | B13 | 600 | 1800 | 3193.18 | 31.9 | 34.26 | 0.01 | 2.35
2030 | NE_2_SPP_N | NE | SPP_N | Internal | Shoulder | B14 | 900 | 1800 | 0 | 30.13 | 29.15 | 0.01 | 0
2030 | NE_2_SPP_N | NE | SPP_N | Internal | Shoulder | B15 | 1203 | 1800 | 1222.06 | 26.36 | 26.37 | 0.01 | 0
2030 | NE_2_SPP_N | NE | SPP_N | Internal | Summer | B1 | 10 | 1800 | 0 | 60.29 | 59.31 | 0.01 | 0
2030 | NE_2_SPP_N | NE | SPP_N | Internal | Summer | B2 | 25 | 1800 | 2153.59 | 57.6 | 59.96 | 0.01 | 2.35
2030 | NE_2_SPP_N | NE | SPP_N | Internal | Summer | B3 | 75 | 1800 | 5737.77 | 60.6 | 62.96 | 0.01 | 2.35
2030 | NE_2_SPP_N | NE | SPP_N | Internal | Summer | B4 | 100 | 1800 | 4477.99 | 57.24 | 59.6 | 0.01 | 2.35
2030 | NE_2_SPP_N | NE | SPP_N | Internal | Summer | B5 | 200 | 1800 | 6734.26 | 52.23 | 54.59 | 0.01 | 2.35
2030 | NE_2_SPP_N | NE | SPP_N | Internal | Summer | B6 | 300 | 1800 | 7916.63 | 41.99 | 44.35 | 0.01 | 2.35
2030 | NE_2_SPP_N | NE | SPP_N | Internal | Summer | B7 | 400 | 1800 | 10288.52 | 35.06 | 37.42 | 0.01 | 2.35
2030 | NE_2_SPP_N | NE | SPP_N | Internal | Summer | B8 | 500 | 1800 | 16845.39 | 30.44 | 32.81 | 0.01 | 2.35
2030 | NE_2_SPP_N | NE | SPP_N | Internal | Summer | B9 | 800 | 1800 | 11663.54 | 28.48 | 30.84 | 0.01 | 2.35
2030 | NE_2_SPP_N | NE | SPP_N | Internal | Summer | B10 | 1262 | 1800 | 6600.17 | 24.51 | 26.87 | 0.01 | 2.35
2030 | NE_2_SPP_N | NE | SPP_N | Internal | Winter | B16 | 25 | 1800 | 1800 | 40.3 | 41.73 | 0.01 | 1.41
2030 | NE_2_SPP_N | NE | SPP_N | Internal | Winter | B17 | 100 | 1800 | 919.9 | 36.09 | 36.1 | 0.01 | 0
2030 | NE_2_SPP_N | NE | SPP_N | Internal | Winter | B18 | 400 | 1800 | 1800 | 33.05 | 34.19 | 0.01 | 1.13
2030 | NE_2_SPP_N | NE | SPP_N | Internal | Winter | B19 | 700 | 1800 | 702.48 | 31.53 | 31.54 | 0.01 | 0
2030 | NE_2_SPP_N | NE | SPP_N | Internal | Winter | B20 | 935 | 1800 | 1800 | 25.04 | 26.76 | 0.01 | 1.71
2030 | NEISO_2_NYISO_A-F | NEISO | NYISO_A-F | Internal | Shoulder | B11 | 25 | 600 | 117.98 | 42.27 | 45.27 | 3 | 0
2030 | NEISO_2_NYISO_A-F | NEISO | NYISO_A-F | Internal | Shoulder | B12 | 200 | 600 | 600 | 40.21 | 43.34 | 3 | 0.13
2030 | NEISO_2_NYISO_A-F | NEISO | NYISO_A-F | Internal | Shoulder | B13 | 600 | 600 | 347.76 | 38.67 | 41.67 | 3 | 0
2030 | NEISO_2_NYISO_A-F | NEISO | NYISO_A-F | Internal | Shoulder | B14 | 900 | 600 | 0 | 38.67 | 41.66 | 3 | 0
2030 | NEISO_2_NYISO_A-F | NEISO | NYISO_A-F | Internal | Shoulder | B15 | 1203 | 600 | 0 | 38.67 | 41.66 | 3 | 0
2030 | NEISO_2_NYISO_A-F | NEISO | NYISO_A-F | Internal | Summer | B1 | 10 | 600 | 0 | 60.98 | 63.56 | 3 | 0
2030 | NEISO_2_NYISO_A-F | NEISO | NYISO_A-F | Internal | Summer | B2 | 25 | 600 | 0 | 58.29 | 60.87 | 3 | 0
2030 | NEISO_2_NYISO_A-F | NEISO | NYISO_A-F | Internal | Summer | B3 | 75 | 600 | 0 | 57.37 | 59.96 | 3 | 0
2030 | NEISO_2_NYISO_A-F | NEISO | NYISO_A-F | Internal | Summer | B4 | 100 | 600 | 0 | 54.68 | 57.27 | 3 | 0
2030 | NEISO_2_NYISO_A-F | NEISO | NYISO_A-F | Internal | Summer | B5 | 200 | 600 | 305.55 | 48.75 | 51.75 | 3 | 0
2030 | NEISO_2_NYISO_A-F | NEISO | NYISO_A-F | Internal | Summer | B6 | 300 | 600 | 600 | 39.83 | 43.67 | 3 | 0.84
2030 | NEISO_2_NYISO_A-F | NEISO | NYISO_A-F | Internal | Summer | B7 | 400 | 600 | 600 | 36.79 | 40.62 | 3 | 0.84
2030 | NEISO_2_NYISO_A-F | NEISO | NYISO_A-F | Internal | Summer | B8 | 500 | 600 | 600 | 36.79 | 40.1 | 3 | 0.32
2030 | NEISO_2_NYISO_A-F | NEISO | NYISO_A-F | Internal | Summer | B9 | 800 | 600 | 0 | 36.79 | 39 | 3 | 0
2030 | NEISO_2_NYISO_A-F | NEISO | NYISO_A-F | Internal | Summer | B10 | 1262 | 600 | 0 | 36.79 | 39 | 3 | 0
2030 | NEISO_2_NYISO_A-F | NEISO | NYISO_A-F | Internal | Winter | B16 | 25 | 600 | 0 | 50.14 | 51.66 | 3 | 0
2030 | NEISO_2_NYISO_A-F | NEISO | NYISO_A-F | Internal | Winter | B17 | 100 | 600 | 0 | 48.75 | 50.49 | 3 | 0
2030 | NEISO_2_NYISO_A-F | NEISO | NYISO_A-F | Internal | Winter | B18 | 400 | 600 | 0 | 46.67 | 48.19 | 3 | 0
2030 | NEISO_2_NYISO_A-F | NEISO | NYISO_A-F | Internal | Winter | B19 | 700 | 600 | 0 | 46.67 | 48.12 | 3 | 0
2030 | NEISO_2_NYISO_A-F | NEISO | NYISO_A-F | Internal | Winter | B20 | 935 | 600 | 0 | 46.67 | 43.91 | 3 | 0
2030 | NEISO_2_NYISO_G-I | NEISO | NYISO_G-I | Internal | Shoulder | B11 | 25 | 600 | 600 | 42.27 | 46.12 | 3 | 0.85
2030 | NEISO_2_NYISO_G-I | NEISO | NYISO_G-I | Internal | Shoulder | B12 | 200 | 600 | 600 | 40.21 | 43.36 | 3 | 0.15
2030 | NEISO_2_NYISO_G-I | NEISO | NYISO_G-I | Internal | Shoulder | B13 | 600 | 600 | 600 | 38.67 | 41.89 | 3 | 0.22
2030 | NEISO_2_NYISO_G-I | NEISO | NYISO_G-I | Internal | Shoulder | B14 | 900 | 600 | 588.46 | 38.67 | 41.67 | 3 | 0
2030 | NEISO_2_NYISO_G-I | NEISO | NYISO_G-I | Internal | Shoulder | B15 | 1203 | 600 | 524.95 | 38.67 | 41.67 | 3 | 0
2030 | NEISO_2_NYISO_G-I | NEISO | NYISO_G-I | Internal | Summer | B1 | 10 | 600 | 600 | 60.98 | 64.83 | 3 | 0.85
2030 | NEISO_2_NYISO_G-I | NEISO | NYISO_G-I | Internal | Summer | B2 | 25 | 600 | 600 | 58.29 | 62.14 | 3 | 0.85
2030 | NEISO_2_NYISO_G-I | NEISO | NYISO_G-I | Internal | Summer | B3 | 75 | 600 | 600 | 57.37 | 61.22 | 3 | 0.85
2030 | NEISO_2_NYISO_G-I | NEISO | NYISO_G-I | Internal | Summer | B4 | 100 | 600 | 600 | 54.68 | 58.53 | 3 | 0.85
2030 | NEISO_2_NYISO_G-I | NEISO | NYISO_G-I | Internal | Summer | B5 | 200 | 600 | 600 | 48.75 | 52.6 | 3 | 0.85
2030 | NEISO_2_NYISO_G-I | NEISO | NYISO_G-I | Internal | Summer | B6 | 300 | 600 | 600 | 39.83 | 43.68 | 3 | 0.85
2030 | NEISO_2_NYISO_G-I | NEISO | NYISO_G-I | Internal | Summer | B7 | 400 | 600 | 600 | 36.79 | 40.63 | 3 | 0.85
2030 | NEISO_2_NYISO_G-I | NEISO | NYISO_G-I | Internal | Summer | B8 | 500 | 600 | 600 | 36.79 | 40.63 | 3 | 0.85
2030 | NEISO_2_NYISO_G-I | NEISO | NYISO_G-I | Internal | Summer | B9 | 800 | 600 | 0 | 36.79 | 39.59 | 3 | 0
2030 | NEISO_2_NYISO_G-I | NEISO | NYISO_G-I | Internal | Summer | B10 | 1262 | 600 | 0 | 36.79 | 39.01 | 3 | 0
2030 | NEISO_2_NYISO_G-I | NEISO | NYISO_G-I | Internal | Winter | B16 | 25 | 600 | 0 | 50.14 | 52.93 | 3 | 0
2030 | NEISO_2_NYISO_G-I | NEISO | NYISO_G-I | Internal | Winter | B17 | 100 | 600 | 204.56 | 48.75 | 51.75 | 3 | 0
2030 | NEISO_2_NYISO_G-I | NEISO | NYISO_G-I | Internal | Winter | B18 | 400 | 600 | 0 | 46.67 | 49.46 | 3 | 0
2030 | NEISO_2_NYISO_G-I | NEISO | NYISO_G-I | Internal | Winter | B19 | 700 | 600 | 0 | 46.67 | 49.39 | 3 | 0
2030 | NEISO_2_NYISO_G-I | NEISO | NYISO_G-I | Internal | Winter | B20 | 935 | 600 | 0 | 46.67 | 44.51 | 3 | 0
2030 | NEISO_2_NYISO_J-K | NEISO | NYISO_J-K | Internal | Shoulder | B11 | 25 | 430 | 9281.61 | 42.27 | 46.13 | 3 | 0.86
2030 | NEISO_2_NYISO_J-K | NEISO | NYISO_J-K | Internal | Shoulder | B12 | 200 | 430 | 430 | 40.21 | 43.37 | 3 | 0.16
2030 | NEISO_2_NYISO_J-K | NEISO | NYISO_J-K | Internal | Shoulder | B13 | 600 | 430 | 430 | 38.67 | 41.9 | 3 | 0.23
2030 | NEISO_2_NYISO_J-K | NEISO | NYISO_J-K | Internal | Shoulder | B14 | 900 | 430 | 430 | 38.67 | 41.68 | 3 | 0.01
2030 | NEISO_2_NYISO_J-K | NEISO | NYISO_J-K | Internal | Shoulder | B15 | 1203 | 430 | 430 | 38.67 | 41.68 | 3 | 0.01
2030 | NEISO_2_NYISO_J-K | NEISO | NYISO_J-K | Internal | Summer | B1 | 10 | 430 | 2340.63 | 60.98 | 64.84 | 3 | 0.86
2030 | NEISO_2_NYISO_J-K | NEISO | NYISO_J-K | Internal | Summer | B2 | 25 | 430 | 2743.14 | 58.29 | 62.15 | 3 | 0.86
2030 | NEISO_2_NYISO_J-K | NEISO | NYISO_J-K | Internal | Summer | B3 | 75 | 430 | 4121.26 | 57.37 | 61.23 | 3 | 0.86
2030 | NEISO_2_NYISO_J-K | NEISO | NYISO_J-K | Internal | Summer | B4 | 100 | 430 | 5992.99 | 54.68 | 58.54 | 3 | 0.86
2030 | NEISO_2_NYISO_J-K | NEISO | NYISO_J-K | Internal | Summer | B5 | 200 | 430 | 5230.26 | 48.75 | 52.61 | 3 | 0.86
2030 | NEISO_2_NYISO_J-K | NEISO | NYISO_J-K | Internal | Summer | B6 | 300 | 430 | 5231.17 | 39.83 | 43.69 | 3 | 0.86
2030 | NEISO_2_NYISO_J-K | NEISO | NYISO_J-K | Internal | Summer | B7 | 400 | 430 | 2511.74 | 36.79 | 40.65 | 3 | 0.86
2030 | NEISO_2_NYISO_J-K | NEISO | NYISO_J-K | Internal | Summer | B8 | 500 | 430 | 549.72 | 36.79 | 40.65 | 3 | 0.86
2030 | NEISO_2_NYISO_J-K | NEISO | NYISO_J-K | Internal | Summer | B9 | 800 | 430 | 0 | 36.79 | 39.6 | 3 | 0
2030 | NEISO_2_NYISO_J-K | NEISO | NYISO_J-K | Internal | Summer | B10 | 1262 | 430 | 0 | 36.79 | 39.02 | 3 | 0
2030 | NEISO_2_NYISO_J-K | NEISO | NYISO_J-K | Internal | Winter | B16 | 25 | 430 | 7.37 | 50.14 | 53.14 | 3 | 0
2030 | NEISO_2_NYISO_J-K | NEISO | NYISO_J-K | Internal | Winter | B17 | 100 | 430 | 430 | 48.75 | 51.97 | 3 | 0.21
2030 | NEISO_2_NYISO_J-K | NEISO | NYISO_J-K | Internal | Winter | B18 | 400 | 430 | 415.36 | 46.67 | 49.67 | 3 | 0
2030 | NEISO_2_NYISO_J-K | NEISO | NYISO_J-K | Internal | Winter | B19 | 700 | 430 | 0 | 46.67 | 49.6 | 3 | 0
2030 | NEISO_2_NYISO_J-K | NEISO | NYISO_J-K | Internal | Winter | B20 | 935 | 430 | 0 | 46.67 | 44.52 | 3 | 0
2030 | NonRTO_Midwest_2_MISO_IN | NonRTO_Midwest | MISO_IN | Internal | Shoulder | B11 | 25 | 4450 | 0 | 60.89 | 52.89 | 8 | 0
2030 | NonRTO_Midwest_2_MISO_IN | NonRTO_Midwest | MISO_IN | Internal | Shoulder | B12 | 200 | 4450 | 0 | 52.41 | 44.41 | 8 | 0
2030 | NonRTO_Midwest_2_MISO_IN | NonRTO_Midwest | MISO_IN | Internal | Shoulder | B13 | 600 | 4450 | 0 | 50.3 | 42.3 | 8 | 0
2030 | NonRTO_Midwest_2_MISO_IN | NonRTO_Midwest | MISO_IN | Internal | Shoulder | B14 | 900 | 4450 | 0 | 45.1 | 40.53 | 8 | 0
2030 | NonRTO_Midwest_2_MISO_IN | NonRTO_Midwest | MISO_IN | Internal | Shoulder | B15 | 1203 | 4450 | 0 | 38.02 | 36.77 | 8 | 0
2030 | NonRTO_Midwest_2_MISO_IN | NonRTO_Midwest | MISO_IN | Internal | Summer | B1 | 10 | 4450 | 0 | 76.13 | 70.67 | 8 | 0
2030 | NonRTO_Midwest_2_MISO_IN | NonRTO_Midwest | MISO_IN | Internal | Summer | B2 | 25 | 4450 | 0 | 75.97 | 67.97 | 8 | 0
2030 | NonRTO_Midwest_2_MISO_IN | NonRTO_Midwest | MISO_IN | Internal | Summer | B3 | 75 | 4450 | 0 | 75.97 | 67.97 | 8 | 0
2030 | NonRTO_Midwest_2_MISO_IN | NonRTO_Midwest | MISO_IN | Internal | Summer | B4 | 100 | 4450 | 0 | 72.63 | 64.63 | 8 | 0
2030 | NonRTO_Midwest_2_MISO_IN | NonRTO_Midwest | MISO_IN | Internal | Summer | B5 | 200 | 4450 | 0 | 66.68 | 58.68 | 8 | 0
2030 | NonRTO_Midwest_2_MISO_IN | NonRTO_Midwest | MISO_IN | Internal | Summer | B6 | 300 | 4450 | 0 | 57.76 | 49.76 | 8 | 0
2030 | NonRTO_Midwest_2_MISO_IN | NonRTO_Midwest | MISO_IN | Internal | Summer | B7 | 400 | 4450 | 0 | 50.27 | 42.27 | 8 | 0
2030 | NonRTO_Midwest_2_MISO_IN | NonRTO_Midwest | MISO_IN | Internal | Summer | B8 | 500 | 4450 | 0 | 43.18 | 40.85 | 8 | 0
2030 | NonRTO_Midwest_2_MISO_IN | NonRTO_Midwest | MISO_IN | Internal | Summer | B9 | 800 | 4450 | 0 | 38.02 | 38.88 | 8 | 0
2030 | NonRTO_Midwest_2_MISO_IN | NonRTO_Midwest | MISO_IN | Internal | Summer | B10 | 1262 | 4450 | 0 | 33.9 | 34.92 | 8 | 0
2030 | NonRTO_Midwest_2_MISO_IN | NonRTO_Midwest | MISO_IN | Internal | Winter | B16 | 25 | 4450 | 0 | 58.71 | 50.71 | 8 | 0
2030 | NonRTO_Midwest_2_MISO_IN | NonRTO_Midwest | MISO_IN | Internal | Winter | B17 | 100 | 4450 | 0 | 54.5 | 46.5 | 8 | 0
2030 | NonRTO_Midwest_2_MISO_IN | NonRTO_Midwest | MISO_IN | Internal | Winter | B18 | 400 | 4450 | 0 | 51.45 | 43.45 | 8 | 0
2030 | NonRTO_Midwest_2_MISO_IN | NonRTO_Midwest | MISO_IN | Internal | Winter | B19 | 700 | 4450 | 0 | 45.37 | 41.94 | 8 | 0
2030 | NonRTO_Midwest_2_MISO_IN | NonRTO_Midwest | MISO_IN | Internal | Winter | B20 | 935 | 4450 | 0 | 38.02 | 35.44 | 8 | 0
2030 | NonRTO_Midwest_2_TVA_Transmission | NonRTO_Midwest | TVA_Transmission | Internal | Shoulder | B11 | 25 | 2400 | 0 | 60.89 | 60.21 | 8 | 0
2030 | NonRTO_Midwest_2_TVA_Transmission | NonRTO_Midwest | TVA_Transmission | Internal | Shoulder | B12 | 200 | 2400 | 0 | 52.41 | 49.6 | 8 | 0
2030 | NonRTO_Midwest_2_TVA_Transmission | NonRTO_Midwest | TVA_Transmission | Internal | Shoulder | B13 | 600 | 2400 | 0 | 50.3 | 48.03 | 8 | 0
2030 | NonRTO_Midwest_2_TVA_Transmission | NonRTO_Midwest | TVA_Transmission | Internal | Shoulder | B14 | 900 | 2400 | 0 | 45.1 | 47.18 | 8 | 0
2030 | NonRTO_Midwest_2_TVA_Transmission | NonRTO_Midwest | TVA_Transmission | Internal | Shoulder | B15 | 1203 | 2400 | 0 | 38.02 | 44.09 | 8 | 0
2030 | NonRTO_Midwest_2_TVA_Transmission | NonRTO_Midwest | TVA_Transmission | Internal | Summer | B1 | 10 | 2400 | 0 | 76.13 | 77.79 | 8 | 0
2030 | NonRTO_Midwest_2_TVA_Transmission | NonRTO_Midwest | TVA_Transmission | Internal | Summer | B2 | 25 | 2400 | 0 | 75.97 | 75.32 | 8 | 0
2030 | NonRTO_Midwest_2_TVA_Transmission | NonRTO_Midwest | TVA_Transmission | Internal | Summer | B3 | 75 | 2400 | 0 | 75.97 | 75.28 | 8 | 0
2030 | NonRTO_Midwest_2_TVA_Transmission | NonRTO_Midwest | TVA_Transmission | Internal | Summer | B4 | 100 | 2400 | 0 | 72.63 | 72.6 | 8 | 0
2030 | NonRTO_Midwest_2_TVA_Transmission | NonRTO_Midwest | TVA_Transmission | Internal | Summer | B5 | 200 | 2400 | 0 | 66.68 | 65.83 | 8 | 0
2030 | NonRTO_Midwest_2_TVA_Transmission | NonRTO_Midwest | TVA_Transmission | Internal | Summer | B6 | 300 | 2400 | 0 | 57.76 | 56.13 | 8 | 0
2030 | NonRTO_Midwest_2_TVA_Transmission | NonRTO_Midwest | TVA_Transmission | Internal | Summer | B7 | 400 | 2400 | 0 | 50.27 | 49 | 8 | 0
2030 | NonRTO_Midwest_2_TVA_Transmission | NonRTO_Midwest | TVA_Transmission | Internal | Summer | B8 | 500 | 2400 | 0 | 43.18 | 46.57 | 8 | 0
2030 | NonRTO_Midwest_2_TVA_Transmission | NonRTO_Midwest | TVA_Transmission | Internal | Summer | B9 | 800 | 2400 | 0 | 38.02 | 43.52 | 8 | 0
2030 | NonRTO_Midwest_2_TVA_Transmission | NonRTO_Midwest | TVA_Transmission | Internal | Summer | B10 | 1262 | 2400 | 28.23 | 33.9 | 41.9 | 8 | 0
2030 | NonRTO_Midwest_2_TVA_Transmission | NonRTO_Midwest | TVA_Transmission | Internal | Winter | B16 | 25 | 2400 | 0 | 58.71 | 58.03 | 8 | 0
2030 | NonRTO_Midwest_2_TVA_Transmission | NonRTO_Midwest | TVA_Transmission | Internal | Winter | B17 | 100 | 2400 | 0 | 54.5 | 52.73 | 8 | 0
2030 | NonRTO_Midwest_2_TVA_Transmission | NonRTO_Midwest | TVA_Transmission | Internal | Winter | B18 | 400 | 2400 | 0 | 51.45 | 49.02 | 8 | 0
2030 | NonRTO_Midwest_2_TVA_Transmission | NonRTO_Midwest | TVA_Transmission | Internal | Winter | B19 | 700 | 2400 | 0 | 45.37 | 48.31 | 8 | 0
2030 | NonRTO_Midwest_2_TVA_Transmission | NonRTO_Midwest | TVA_Transmission | Internal | Winter | B20 | 935 | 2400 | 0 | 38.02 | 42.76 | 8 | 0
2030 | NYISO_A-F_2_IESO | NYISO_A-F | IESO | Internal | Shoulder | B11 | 25 | 1600 | 0 | 45.27 | 45.1 | 7 | 0
2030 | NYISO_A-F_2_IESO | NYISO_A-F | IESO | Internal | Shoulder | B12 | 200 | 1600 | 0 | 43.34 | 37.52 | 7 | 0
2030 | NYISO_A-F_2_IESO | NYISO_A-F | IESO | Internal | Shoulder | B13 | 600 | 1600 | 0 | 41.67 | 35.55 | 7 | 0
2030 | NYISO_A-F_2_IESO | NYISO_A-F | IESO | Internal | Shoulder | B14 | 900 | 1600 | 0 | 41.66 | 35.55 | 7 | 0
2030 | NYISO_A-F_2_IESO | NYISO_A-F | IESO | Internal | Shoulder | B15 | 1203 | 1600 | 0 | 41.66 | 35.55 | 7 | 0
2030 | NYISO_A-F_2_IESO | NYISO_A-F | IESO | Internal | Summer | B1 | 10 | 1600 | 0 | 63.56 | 62.88 | 7 | 0
2030 | NYISO_A-F_2_IESO | NYISO_A-F | IESO | Internal | Summer | B2 | 25 | 1600 | 0 | 60.87 | 60.19 | 7 | 0
2030 | NYISO_A-F_2_IESO | NYISO_A-F | IESO | Internal | Summer | B3 | 75 | 1600 | 0 | 59.96 | 60.19 | 7 | 0
2030 | NYISO_A-F_2_IESO | NYISO_A-F | IESO | Internal | Summer | B4 | 100 | 1600 | 0 | 57.27 | 56.84 | 7 | 0
2030 | NYISO_A-F_2_IESO | NYISO_A-F | IESO | Internal | Summer | B5 | 200 | 1600 | 0 | 51.75 | 50.89 | 7 | 0
2030 | NYISO_A-F_2_IESO | NYISO_A-F | IESO | Internal | Summer | B6 | 300 | 1600 | 0 | 43.67 | 41.99 | 7 | 0
2030 | NYISO_A-F_2_IESO | NYISO_A-F | IESO | Internal | Summer | B7 | 400 | 1600 | 0 | 40.62 | 34.52 | 7 | 0
2030 | NYISO_A-F_2_IESO | NYISO_A-F | IESO | Internal | Summer | B8 | 500 | 1600 | 0 | 40.1 | 33.1 | 7 | 0
2030 | NYISO_A-F_2_IESO | NYISO_A-F | IESO | Internal | Summer | B9 | 800 | 1600 | 0 | 39 | 31.94 | 7 | 0
2030 | NYISO_A-F_2_IESO | NYISO_A-F | IESO | Internal | Summer | B10 | 1262 | 1600 | 0 | 39 | 31.94 | 7 | 0
2030 | NYISO_A-F_2_IESO | NYISO_A-F | IESO | Internal | Winter | B16 | 25 | 1600 | 0 | 51.66 | 44.66 | 7 | 0
2030 | NYISO_A-F_2_IESO | NYISO_A-F | IESO | Internal | Winter | B17 | 100 | 1600 | 0 | 50.49 | 43.43 | 7 | 0
2030 | NYISO_A-F_2_IESO | NYISO_A-F | IESO | Internal | Winter | B18 | 400 | 1600 | 0 | 48.19 | 41.14 | 7 | 0
2030 | NYISO_A-F_2_IESO | NYISO_A-F | IESO | Internal | Winter | B19 | 700 | 1600 | 0 | 48.12 | 41.07 | 7 | 0
2030 | NYISO_A-F_2_IESO | NYISO_A-F | IESO | Internal | Winter | B20 | 935 | 1600 | 0 | 43.91 | 41.07 | 7 | 0
2030 | NYISO_A-F_2_NEISO | NYISO_A-F | NEISO | Internal | Shoulder | B11 | 25 | 600 | 0 | 45.27 | 42.27 | 3 | 0
2030 | NYISO_A-F_2_NEISO | NYISO_A-F | NEISO | Internal | Shoulder | B12 | 200 | 600 | 0 | 43.34 | 40.21 | 3 | 0
2030 | NYISO_A-F_2_NEISO | NYISO_A-F | NEISO | Internal | Shoulder | B13 | 600 | 600 | 0 | 41.67 | 38.67 | 3 | 0
2030 | NYISO_A-F_2_NEISO | NYISO_A-F | NEISO | Internal | Shoulder | B14 | 900 | 600 | 0 | 41.66 | 38.67 | 3 | 0
2030 | NYISO_A-F_2_NEISO | NYISO_A-F | NEISO | Internal | Shoulder | B15 | 1203 | 600 | 0 | 41.66 | 38.67 | 3 | 0
2030 | NYISO_A-F_2_NEISO | NYISO_A-F | NEISO | Internal | Summer | B1 | 10 | 600 | 0 | 63.56 | 60.98 | 3 | 0
2030 | NYISO_A-F_2_NEISO | NYISO_A-F | NEISO | Internal | Summer | B2 | 25 | 600 | 0 | 60.87 | 58.29 | 3 | 0
2030 | NYISO_A-F_2_NEISO | NYISO_A-F | NEISO | Internal | Summer | B3 | 75 | 600 | 0 | 59.96 | 57.37 | 3 | 0
2030 | NYISO_A-F_2_NEISO | NYISO_A-F | NEISO | Internal | Summer | B4 | 100 | 600 | 0 | 57.27 | 54.68 | 3 | 0
2030 | NYISO_A-F_2_NEISO | NYISO_A-F | NEISO | Internal | Summer | B5 | 200 | 600 | 0 | 51.75 | 48.75 | 3 | 0
2030 | NYISO_A-F_2_NEISO | NYISO_A-F | NEISO | Internal | Summer | B6 | 300 | 600 | 0 | 43.67 | 39.83 | 3 | 0
2030 | NYISO_A-F_2_NEISO | NYISO_A-F | NEISO | Internal | Summer | B7 | 400 | 600 | 0 | 40.62 | 36.79 | 3 | 0
2030 | NYISO_A-F_2_NEISO | NYISO_A-F | NEISO | Internal | Summer | B8 | 500 | 600 | 0 | 40.1 | 36.79 | 3 | 0
2030 | NYISO_A-F_2_NEISO | NYISO_A-F | NEISO | Internal | Summer | B9 | 800 | 600 | 0 | 39 | 36.79 | 3 | 0
2030 | NYISO_A-F_2_NEISO | NYISO_A-F | NEISO | Internal | Summer | B10 | 1262 | 600 | 0 | 39 | 36.79 | 3 | 0
2030 | NYISO_A-F_2_NEISO | NYISO_A-F | NEISO | Internal | Winter | B16 | 25 | 600 | 0 | 51.66 | 50.14 | 3 | 0
2030 | NYISO_A-F_2_NEISO | NYISO_A-F | NEISO | Internal | Winter | B17 | 100 | 600 | 0 | 50.49 | 48.75 | 3 | 0
2030 | NYISO_A-F_2_NEISO | NYISO_A-F | NEISO | Internal | Winter | B18 | 400 | 600 | 0 | 48.19 | 46.67 | 3 | 0
2030 | NYISO_A-F_2_NEISO | NYISO_A-F | NEISO | Internal | Winter | B19 | 700 | 600 | 0 | 48.12 | 46.67 | 3 | 0
2030 | NYISO_A-F_2_NEISO | NYISO_A-F | NEISO | Internal | Winter | B20 | 935 | 600 | 0 | 43.91 | 46.67 | 3 | 0
2030 | NYISO_A-F_2_NYISO_G-I | NYISO_A-F | NYISO_G-I | Internal | Shoulder | B11 | 25 | 4250 | 4250 | 45.27 | 46.12 | 0.01 | 0.84
2030 | NYISO_A-F_2_NYISO_G-I | NYISO_A-F | NYISO_G-I | Internal | Shoulder | B12 | 200 | 4250 | 4250 | 43.34 | 43.36 | 0.01 | 0.01
2030 | NYISO_A-F_2_NYISO_G-I | NYISO_A-F | NYISO_G-I | Internal | Shoulder | B13 | 600 | 4250 | 4250 | 41.67 | 41.89 | 0.01 | 0.21
2030 | NYISO_A-F_2_NYISO_G-I | NYISO_A-F | NYISO_G-I | Internal | Shoulder | B14 | 900 | 4250 | 4229.03 | 41.66 | 41.67 | 0.01 | 0
2030 | NYISO_A-F_2_NYISO_G-I | NYISO_A-F | NYISO_G-I | Internal | Shoulder | B15 | 1203 | 4250 | 2035.67 | 41.66 | 41.67 | 0.01 | 0
2030 | NYISO_A-F_2_NYISO_G-I | NYISO_A-F | NYISO_G-I | Internal | Summer | B1 | 10 | 4250 | 5545.69 | 63.56 | 64.83 | 0.01 | 1.26
2030 | NYISO_A-F_2_NYISO_G-I | NYISO_A-F | NYISO_G-I | Internal | Summer | B2 | 25 | 4250 | 4795.36 | 60.87 | 62.14 | 0.01 | 1.26
2030 | NYISO_A-F_2_NYISO_G-I | NYISO_A-F | NYISO_G-I | Internal | Summer | B3 | 75 | 4250 | 4250.01 | 59.96 | 61.22 | 0.01 | 1.25
2030 | NYISO_A-F_2_NYISO_G-I | NYISO_A-F | NYISO_G-I | Internal | Summer | B4 | 100 | 4250 | 4250 | 57.27 | 58.53 | 0.01 | 1.25
2030 | NYISO_A-F_2_NYISO_G-I | NYISO_A-F | NYISO_G-I | Internal | Summer | B5 | 200 | 4250 | 4250 | 51.75 | 52.6 | 0.01 | 0.84
2030 | NYISO_A-F_2_NYISO_G-I | NYISO_A-F | NYISO_G-I | Internal | Summer | B6 | 300 | 4250 | 3538.7 | 43.67 | 43.68 | 0.01 | 0
2030 | NYISO_A-F_2_NYISO_G-I | NYISO_A-F | NYISO_G-I | Internal | Summer | B7 | 400 | 4250 | 3163.61 | 40.62 | 40.63 | 0.01 | 0
2030 | NYISO_A-F_2_NYISO_G-I | NYISO_A-F | NYISO_G-I | Internal | Summer | B8 | 500 | 4250 | 4250 | 40.1 | 40.63 | 0.01 | 0.52
2030 | NYISO_A-F_2_NYISO_G-I | NYISO_A-F | NYISO_G-I | Internal | Summer | B9 | 800 | 4250 | 4250 | 39 | 39.59 | 0.01 | 0.58
2030 | NYISO_A-F_2_NYISO_G-I | NYISO_A-F | NYISO_G-I | Internal | Summer | B10 | 1262 | 4250 | 3207.43 | 39 | 39.01 | 0.01 | 0
2030 | NYISO_A-F_2_NYISO_G-I | NYISO_A-F | NYISO_G-I | Internal | Winter | B16 | 25 | 4250 | 8048.71 | 51.66 | 52.93 | 0.01 | 1.26
2030 | NYISO_A-F_2_NYISO_G-I | NYISO_A-F | NYISO_G-I | Internal | Winter | B17 | 100 | 4250 | 7671.65 | 50.49 | 51.75 | 0.01 | 1.26
2030 | NYISO_A-F_2_NYISO_G-I | NYISO_A-F | NYISO_G-I | Internal | Winter | B18 | 400 | 4250 | 8483.86 | 48.19 | 49.46 | 0.01 | 1.26
2030 | NYISO_A-F_2_NYISO_G-I | NYISO_A-F | NYISO_G-I | Internal | Winter | B19 | 700 | 4250 | 8246.59 | 48.12 | 49.39 | 0.01 | 1.26
2030 | NYISO_A-F_2_NYISO_G-I | NYISO_A-F | NYISO_G-I | Internal | Winter | B20 | 935 | 4250 | 4250 | 43.91 | 44.51 | 0.01 | 0.59
2030 | NYISO_A-F_2_PJM_ROM | NYISO_A-F | PJM_ROM | Internal | Shoulder | B11 | 25 | 1000 | 1000 | 45.27 | 54.18 | 8 | 0.91
2030 | NYISO_A-F_2_PJM_ROM | NYISO_A-F | PJM_ROM | Internal | Shoulder | B12 | 200 | 1000 | 0 | 43.34 | 46.53 | 8 | 0
2030 | NYISO_A-F_2_PJM_ROM | NYISO_A-F | PJM_ROM | Internal | Shoulder | B13 | 600 | 1000 | 0 | 41.67 | 44.42 | 8 | 0
2030 | NYISO_A-F_2_PJM_ROM | NYISO_A-F | PJM_ROM | Internal | Shoulder | B14 | 900 | 1000 | 0 | 41.66 | 42.65 | 8 | 0
2030 | NYISO_A-F_2_PJM_ROM | NYISO_A-F | PJM_ROM | Internal | Shoulder | B15 | 1203 | 1000 | 0 | 41.66 | 38.89 | 8 | 0
2030 | NYISO_A-F_2_PJM_ROM | NYISO_A-F | PJM_ROM | Internal | Summer | B1 | 10 | 1000 | 1000 | 63.56 | 72.82 | 8 | 1.26
2030 | NYISO_A-F_2_PJM_ROM | NYISO_A-F | PJM_ROM | Internal | Summer | B2 | 25 | 1000 | 1000 | 60.87 | 70.12 | 8 | 1.26
2030 | NYISO_A-F_2_PJM_ROM | NYISO_A-F | PJM_ROM | Internal | Summer | B3 | 75 | 1000 | 1561.43 | 59.96 | 69.27 | 8 | 1.31
2030 | NYISO_A-F_2_PJM_ROM | NYISO_A-F | PJM_ROM | Internal | Summer | B4 | 100 | 1000 | 1808.97 | 57.27 | 66.58 | 8 | 1.31
2030 | NYISO_A-F_2_PJM_ROM | NYISO_A-F | PJM_ROM | Internal | Summer | B5 | 200 | 1000 | 1000 | 51.75 | 60.65 | 8 | 0.9
2030 | NYISO_A-F_2_PJM_ROM | NYISO_A-F | PJM_ROM | Internal | Summer | B6 | 300 | 1000 | 1000 | 43.67 | 51.73 | 8 | 0.06
2030 | NYISO_A-F_2_PJM_ROM | NYISO_A-F | PJM_ROM | Internal | Summer | B7 | 400 | 1000 | 0 | 40.62 | 44.24 | 8 | 0
2030 | NYISO_A-F_2_PJM_ROM | NYISO_A-F | PJM_ROM | Internal | Summer | B8 | 500 | 1000 | 0 | 40.1 | 42.86 | 8 | 0
2030 | NYISO_A-F_2_PJM_ROM | NYISO_A-F | PJM_ROM | Internal | Summer | B9 | 800 | 1000 | 0 | 39 | 40.89 | 8 | 0
2030 | NYISO_A-F_2_PJM_ROM | NYISO_A-F | PJM_ROM | Internal | Summer | B10 | 1262 | 1000 | 0 | 39 | 37.04 | 8 | 0
2030 | NYISO_A-F_2_PJM_ROM | NYISO_A-F | PJM_ROM | Internal | Winter | B16 | 25 | 1000 | 0 | 51.66 | 52.83 | 8 | 0
2030 | NYISO_A-F_2_PJM_ROM | NYISO_A-F | PJM_ROM | Internal | Winter | B17 | 100 | 1000 | 0 | 50.49 | 48.62 | 8 | 0
2030 | NYISO_A-F_2_PJM_ROM | NYISO_A-F | PJM_ROM | Internal | Winter | B18 | 400 | 1000 | 0 | 48.19 | 45.86 | 8 | 0
2030 | NYISO_A-F_2_PJM_ROM | NYISO_A-F | PJM_ROM | Internal | Winter | B19 | 700 | 1000 | 0 | 48.12 | 44.4 | 8 | 0
2030 | NYISO_A-F_2_PJM_ROM | NYISO_A-F | PJM_ROM | Internal | Winter | B20 | 935 | 1000 | 0 | 43.91 | 37.91 | 8 | 0
2030 | NYISO_G-I_2_NEISO | NYISO_G-I | NEISO | Internal | Shoulder | B11 | 25 | 600 | 0 | 46.12 | 42.27 | 3 | 0
2030 | NYISO_G-I_2_NEISO | NYISO_G-I | NEISO | Internal | Shoulder | B12 | 200 | 600 | 0 | 43.36 | 40.21 | 3 | 0
2030 | NYISO_G-I_2_NEISO | NYISO_G-I | NEISO | Internal | Shoulder | B13 | 600 | 600 | 0 | 41.89 | 38.67 | 3 | 0
2030 | NYISO_G-I_2_NEISO | NYISO_G-I | NEISO | Internal | Shoulder | B14 | 900 | 600 | 0 | 41.67 | 38.67 | 3 | 0
2030 | NYISO_G-I_2_NEISO | NYISO_G-I | NEISO | Internal | Shoulder | B15 | 1203 | 600 | 0 | 41.67 | 38.67 | 3 | 0
2030 | NYISO_G-I_2_NEISO | NYISO_G-I | NEISO | Internal | Summer | B1 | 10 | 600 | 0 | 64.83 | 60.98 | 3 | 0
2030 | NYISO_G-I_2_NEISO | NYISO_G-I | NEISO | Internal | Summer | B2 | 25 | 600 | 0 | 62.14 | 58.29 | 3 | 0
2030 | NYISO_G-I_2_NEISO | NYISO_G-I | NEISO | Internal | Summer | B3 | 75 | 600 | 0 | 61.22 | 57.37 | 3 | 0
2030 | NYISO_G-I_2_NEISO | NYISO_G-I | NEISO | Internal | Summer | B4 | 100 | 600 | 0 | 58.53 | 54.68 | 3 | 0
2030 | NYISO_G-I_2_NEISO | NYISO_G-I | NEISO | Internal | Summer | B5 | 200 | 600 | 0 | 52.6 | 48.75 | 3 | 0
2030 | NYISO_G-I_2_NEISO | NYISO_G-I | NEISO | Internal | Summer | B6 | 300 | 600 | 0 | 43.68 | 39.83 | 3 | 0
2030 | NYISO_G-I_2_NEISO | NYISO_G-I | NEISO | Internal | Summer | B7 | 400 | 600 | 0 | 40.63 | 36.79 | 3 | 0
2030 | NYISO_G-I_2_NEISO | NYISO_G-I | NEISO | Internal | Summer | B8 | 500 | 600 | 0 | 40.63 | 36.79 | 3 | 0
2030 | NYISO_G-I_2_NEISO | NYISO_G-I | NEISO | Internal | Summer | B9 | 800 | 600 | 0 | 39.59 | 36.79 | 3 | 0
2030 | NYISO_G-I_2_NEISO | NYISO_G-I | NEISO | Internal | Summer | B10 | 1262 | 600 | 0 | 39.01 | 36.79 | 3 | 0
2030 | NYISO_G-I_2_NEISO | NYISO_G-I | NEISO | Internal | Winter | B16 | 25 | 600 | 0 | 52.93 | 50.14 | 3 | 0
2030 | NYISO_G-I_2_NEISO | NYISO_G-I | NEISO | Internal | Winter | B17 | 100 | 600 | 0 | 51.75 | 48.75 | 3 | 0
2030 | NYISO_G-I_2_NEISO | NYISO_G-I | NEISO | Internal | Winter | B18 | 400 | 600 | 0 | 49.46 | 46.67 | 3 | 0
2030 | NYISO_G-I_2_NEISO | NYISO_G-I | NEISO | Internal | Winter | B19 | 700 | 600 | 0 | 49.39 | 46.67 | 3 | 0
2030 | NYISO_G-I_2_NEISO | NYISO_G-I | NEISO | Internal | Winter | B20 | 935 | 600 | 0 | 44.51 | 46.67 | 3 | 0
2030 | NYISO_G-I_2_NYISO_A-F | NYISO_G-I | NYISO_A-F | Internal | Shoulder | B11 | 25 | 1999 | 0 | 46.12 | 45.27 | 0.01 | 0
2030 | NYISO_G-I_2_NYISO_A-F | NYISO_G-I | NYISO_A-F | Internal | Shoulder | B12 | 200 | 1999 | 0 | 43.36 | 43.34 | 0.01 | 0
2030 | NYISO_G-I_2_NYISO_A-F | NYISO_G-I | NYISO_A-F | Internal | Shoulder | B13 | 600 | 1999 | 0 | 41.89 | 41.67 | 0.01 | 0
2030 | NYISO_G-I_2_NYISO_A-F | NYISO_G-I | NYISO_A-F | Internal | Shoulder | B14 | 900 | 1999 | 0 | 41.67 | 41.66 | 0.01 | 0
2030 | NYISO_G-I_2_NYISO_A-F | NYISO_G-I | NYISO_A-F | Internal | Shoulder | B15 | 1203 | 1999 | 0 | 41.67 | 41.66 | 0.01 | 0
2030 | NYISO_G-I_2_NYISO_A-F | NYISO_G-I | NYISO_A-F | Internal | Summer | B1 | 10 | 1999 | 0 | 64.83 | 63.56 | 0.01 | 0
2030 | NYISO_G-I_2_NYISO_A-F | NYISO_G-I | NYISO_A-F | Internal | Summer | B2 | 25 | 1999 | 0 | 62.14 | 60.87 | 0.01 | 0
2030 | NYISO_G-I_2_NYISO_A-F | NYISO_G-I | NYISO_A-F | Internal | Summer | B3 | 75 | 1999 | 0 | 61.22 | 59.96 | 0.01 | 0
2030 | NYISO_G-I_2_NYISO_A-F | NYISO_G-I | NYISO_A-F | Internal | Summer | B4 | 100 | 1999 | 0 | 58.53 | 57.27 | 0.01 | 0
2030 | NYISO_G-I_2_NYISO_A-F | NYISO_G-I | NYISO_A-F | Internal | Summer | B5 | 200 | 1999 | 0 | 52.6 | 51.75 | 0.01 | 0
2030 | NYISO_G-I_2_NYISO_A-F | NYISO_G-I | NYISO_A-F | Internal | Summer | B6 | 300 | 1999 | 0 | 43.68 | 43.67 | 0.01 | 0
2030 | NYISO_G-I_2_NYISO_A-F | NYISO_G-I | NYISO_A-F | Internal | Summer | B7 | 400 | 1999 | 0 | 40.63 | 40.62 | 0.01 | 0
2030 | NYISO_G-I_2_NYISO_A-F | NYISO_G-I | NYISO_A-F | Internal | Summer | B8 | 500 | 1999 | 0 | 40.63 | 40.1 | 0.01 | 0
2030 | NYISO_G-I_2_NYISO_A-F | NYISO_G-I | NYISO_A-F | Internal | Summer | B9 | 800 | 1999 | 0 | 39.59 | 39 | 0.01 | 0
2030 | NYISO_G-I_2_NYISO_A-F | NYISO_G-I | NYISO_A-F | Internal | Summer | B10 | 1262 | 1999 | 0 | 39.01 | 39 | 0.01 | 0
2030 | NYISO_G-I_2_NYISO_A-F | NYISO_G-I | NYISO_A-F | Internal | Winter | B16 | 25 | 1999 | 0 | 52.93 | 51.66 | 0.01 | 0
2030 | NYISO_G-I_2_NYISO_A-F | NYISO_G-I | NYISO_A-F | Internal | Winter | B17 | 100 | 1999 | 0 | 51.75 | 50.49 | 0.01 | 0
2030 | NYISO_G-I_2_NYISO_A-F | NYISO_G-I | NYISO_A-F | Internal | Winter | B18 | 400 | 1999 | 0 | 49.46 | 48.19 | 0.01 | 0
2030 | NYISO_G-I_2_NYISO_A-F | NYISO_G-I | NYISO_A-F | Internal | Winter | B19 | 700 | 1999 | 0 | 49.39 | 48.12 | 0.01 | 0
2030 | NYISO_G-I_2_NYISO_A-F | NYISO_G-I | NYISO_A-F | Internal | Winter | B20 | 935 | 1999 | 0 | 44.51 | 43.91 | 0.01 | 0
2030 | NYISO_G-I_2_NYISO_J-K | NYISO_G-I | NYISO_J-K | Internal | Shoulder | B11 | 25 | 6130 | 3953.1 | 46.12 | 46.13 | 0.01 | 0
2030 | NYISO_G-I_2_NYISO_J-K | NYISO_G-I | NYISO_J-K | Internal | Shoulder | B12 | 200 | 6130 | 5501.88 | 43.36 | 43.37 | 0.01 | 0
2030 | NYISO_G-I_2_NYISO_J-K | NYISO_G-I | NYISO_J-K | Internal | Shoulder | B13 | 600 | 6130 | 5474.92 | 41.89 | 41.9 | 0.01 | 0
2030 | NYISO_G-I_2_NYISO_J-K | NYISO_G-I | NYISO_J-K | Internal | Shoulder | B14 | 900 | 6130 | 4693.24 | 41.67 | 41.68 | 0.01 | 0
2030 | NYISO_G-I_2_NYISO_J-K | NYISO_G-I | NYISO_J-K | Internal | Shoulder | B15 | 1203 | 6130 | 2888.95 | 41.67 | 41.68 | 0.01 | 0
2030 | NYISO_G-I_2_NYISO_J-K | NYISO_G-I | NYISO_J-K | Internal | Summer | B1 | 10 | 6130 | 3934.72 | 64.83 | 64.84 | 0.01 | 0
2030 | NYISO_G-I_2_NYISO_J-K | NYISO_G-I | NYISO_J-K | Internal | Summer | B2 | 25 | 6130 | 3339.37 | 62.14 | 62.15 | 0.01 | 0
2030 | NYISO_G-I_2_NYISO_J-K | NYISO_G-I | NYISO_J-K | Internal | Summer | B3 | 75 | 6130 | 2677.93 | 61.22 | 61.23 | 0.01 | 0
2030 | NYISO_G-I_2_NYISO_J-K | NYISO_G-I | NYISO_J-K | Internal | Summer | B4 | 100 | 6130 | 2955.51 | 58.53 | 58.54 | 0.01 | 0
2030 | NYISO_G-I_2_NYISO_J-K | NYISO_G-I | NYISO_J-K | Internal | Summer | B5 | 200 | 6130 | 3098.38 | 52.6 | 52.61 | 0.01 | 0
2030 | NYISO_G-I_2_NYISO_J-K | NYISO_G-I | NYISO_J-K | Internal | Summer | B6 | 300 | 6130 | 2590.73 | 43.68 | 43.69 | 0.01 | 0
2030 | NYISO_G-I_2_NYISO_J-K | NYISO_G-I | NYISO_J-K | Internal | Summer | B7 | 400 | 6130 | 3895.26 | 40.63 | 40.65 | 0.01 | 0
2030 | NYISO_G-I_2_NYISO_J-K | NYISO_G-I | NYISO_J-K | Internal | Summer | B8 | 500 | 6130 | 5141.82 | 40.63 | 40.65 | 0.01 | 0
2030 | NYISO_G-I_2_NYISO_J-K | NYISO_G-I | NYISO_J-K | Internal | Summer | B9 | 800 | 6130 | 4760.77 | 39.59 | 39.6 | 0.01 | 0
2030 | NYISO_G-I_2_NYISO_J-K | NYISO_G-I | NYISO_J-K | Internal | Summer | B10 | 1262 | 6130 | 4193.08 | 39.01 | 39.02 | 0.01 | 0
2030 | NYISO_G-I_2_NYISO_J-K | NYISO_G-I | NYISO_J-K | Internal | Winter | B16 | 25 | 6130 | 8178.58 | 52.93 | 53.14 | 0.01 | 0.2
2030 | NYISO_G-I_2_NYISO_J-K | NYISO_G-I | NYISO_J-K | Internal | Winter | B17 | 100 | 6130 | 8141.72 | 51.75 | 51.97 | 0.01 | 0.2
2030 | NYISO_G-I_2_NYISO_J-K | NYISO_G-I | NYISO_J-K | Internal | Winter | B18 | 400 | 6130 | 8066.8 | 49.46 | 49.67 | 0.01 | 0.2
2030 | NYISO_G-I_2_NYISO_J-K | NYISO_G-I | NYISO_J-K | Internal | Winter | B19 | 700 | 6130 | 8010.92 | 49.39 | 49.6 | 0.01 | 0.2
2030 | NYISO_G-I_2_NYISO_J-K | NYISO_G-I | NYISO_J-K | Internal | Winter | B20 | 935 | 6130 | 4948.54 | 44.51 | 44.52 | 0.01 | 0
2030 | NYISO_G-I_2_PJM_E | NYISO_G-I | PJM_E | Internal | Shoulder | B11 | 25 | 1500 | 1500 | 46.12 | 54.16 | 8 | 0.04
2030 | NYISO_G-I_2_PJM_E | NYISO_G-I | PJM_E | Internal | Shoulder | B12 | 200 | 1500 | 0 | 43.36 | 46.52 | 8 | 0
2030 | NYISO_G-I_2_PJM_E | NYISO_G-I | PJM_E | Internal | Shoulder | B13 | 600 | 1500 | 0 | 41.89 | 44.44 | 8 | 0
2030 | NYISO_G-I_2_PJM_E | NYISO_G-I | PJM_E | Internal | Shoulder | B14 | 900 | 1500 | 0 | 41.67 | 42.66 | 8 | 0
2030 | NYISO_G-I_2_PJM_E | NYISO_G-I | PJM_E | Internal | Shoulder | B15 | 1203 | 1500 | 0 | 41.67 | 38.9 | 8 | 0
2030 | NYISO_G-I_2_PJM_E | NYISO_G-I | PJM_E | Internal | Summer | B1 | 10 | 1500 | 949.41 | 64.83 | 72.83 | 8 | 0
2030 | NYISO_G-I_2_PJM_E | NYISO_G-I | PJM_E | Internal | Summer | B2 | 25 | 1500 | 959.15 | 62.14 | 70.14 | 8 | 0
2030 | NYISO_G-I_2_PJM_E | NYISO_G-I | PJM_E | Internal | Summer | B3 | 75 | 1500 | 1500 | 61.22 | 69.26 | 8 | 0.04
2030 | NYISO_G-I_2_PJM_E | NYISO_G-I | PJM_E | Internal | Summer | B4 | 100 | 1500 | 1500 | 58.53 | 66.57 | 8 | 0.04
2030 | NYISO_G-I_2_PJM_E | NYISO_G-I | PJM_E | Internal | Summer | B5 | 200 | 1500 | 1500 | 52.6 | 60.64 | 8 | 0.04
2030 | NYISO_G-I_2_PJM_E | NYISO_G-I | PJM_E | Internal | Summer | B6 | 300 | 1500 | 1500 | 43.68 | 51.72 | 8 | 0.04
2030 | NYISO_G-I_2_PJM_E | NYISO_G-I | PJM_E | Internal | Summer | B7 | 400 | 1500 | 0 | 40.63 | 44.23 | 8 | 0
2030 | NYISO_G-I_2_PJM_E | NYISO_G-I | PJM_E | Internal | Summer | B8 | 500 | 1500 | 0 | 40.63 | 42.87 | 8 | 0
2030 | NYISO_G-I_2_PJM_E | NYISO_G-I | PJM_E | Internal | Summer | B9 | 800 | 1500 | 0 | 39.59 | 40.91 | 8 | 0
2030 | NYISO_G-I_2_PJM_E | NYISO_G-I | PJM_E | Internal | Summer | B10 | 1262 | 1500 | 0 | 39.01 | 37.05 | 8 | 0
2030 | NYISO_G-I_2_PJM_E | NYISO_G-I | PJM_E | Internal | Winter | B16 | 25 | 1500 | 0 | 52.93 | 52.84 | 8 | 0
2030 | NYISO_G-I_2_PJM_E | NYISO_G-I | PJM_E | Internal | Winter | B17 | 100 | 1500 | 0 | 51.75 | 48.63 | 8 | 0
2030 | NYISO_G-I_2_PJM_E | NYISO_G-I | PJM_E | Internal | Winter | B18 | 400 | 1500 | 0 | 49.46 | 45.88 | 8 | 0
2030 | NYISO_G-I_2_PJM_E | NYISO_G-I | PJM_E | Internal | Winter | B19 | 700 | 1500 | 0 | 49.39 | 44.41 | 8 | 0
2030 | NYISO_G-I_2_PJM_E | NYISO_G-I | PJM_E | Internal | Winter | B20 | 935 | 1500 | 0 | 44.51 | 37.92 | 8 | 0
2030 | NYISO_J-K_2_NYISO_G-I | NYISO_J-K | NYISO_G-I | Internal | Shoulder | B11 | 25 | 1999 | 0 | 46.13 | 46.12 | 0.01 | 0
2030 | NYISO_J-K_2_NYISO_G-I | NYISO_J-K | NYISO_G-I | Internal | Shoulder | B12 | 200 | 1999 | 0 | 43.37 | 43.36 | 0.01 | 0
2030 | NYISO_J-K_2_NYISO_G-I | NYISO_J-K | NYISO_G-I | Internal | Shoulder | B13 | 600 | 1999 | 0 | 41.9 | 41.89 | 0.01 | 0
2030 | NYISO_J-K_2_NYISO_G-I | NYISO_J-K | NYISO_G-I | Internal | Shoulder | B14 | 900 | 1999 | 0 | 41.68 | 41.67 | 0.01 | 0
2030 | NYISO_J-K_2_NYISO_G-I | NYISO_J-K | NYISO_G-I | Internal | Shoulder | B15 | 1203 | 1999 | 0 | 41.68 | 41.67 | 0.01 | 0
2030 | NYISO_J-K_2_NYISO_G-I | NYISO_J-K | NYISO_G-I | Internal | Summer | B1 | 10 | 1999 | 0 | 64.84 | 64.83 | 0.01 | 0
2030 | NYISO_J-K_2_NYISO_G-I | NYISO_J-K | NYISO_G-I | Internal | Summer | B2 | 25 | 1999 | 0 | 62.15 | 62.14 | 0.01 | 0
2030 | NYISO_J-K_2_NYISO_G-I | NYISO_J-K | NYISO_G-I | Internal | Summer | B3 | 75 | 1999 | 0 | 61.23 | 61.22 | 0.01 | 0
2030 | NYISO_J-K_2_NYISO_G-I | NYISO_J-K | NYISO_G-I | Internal | Summer | B4 | 100 | 1999 | 0 | 58.54 | 58.53 | 0.01 | 0
2030 | NYISO_J-K_2_NYISO_G-I | NYISO_J-K | NYISO_G-I | Internal | Summer | B5 | 200 | 1999 | 0 | 52.61 | 52.6 | 0.01 | 0
2030 | NYISO_J-K_2_NYISO_G-I | NYISO_J-K | NYISO_G-I | Internal | Summer | B6 | 300 | 1999 | 0 | 43.69 | 43.68 | 0.01 | 0
2030 | NYISO_J-K_2_NYISO_G-I | NYISO_J-K | NYISO_G-I | Internal | Summer | B7 | 400 | 1999 | 0 | 40.65 | 40.63 | 0.01 | 0
2030 | NYISO_J-K_2_NYISO_G-I | NYISO_J-K | NYISO_G-I | Internal | Summer | B8 | 500 | 1999 | 0 | 40.65 | 40.63 | 0.01 | 0
2030 | NYISO_J-K_2_NYISO_G-I | NYISO_J-K | NYISO_G-I | Internal | Summer | B9 | 800 | 1999 | 0 | 39.6 | 39.59 | 0.01 | 0
2030 | NYISO_J-K_2_NYISO_G-I | NYISO_J-K | NYISO_G-I | Internal | Summer | B10 | 1262 | 1999 | 0 | 39.02 | 39.01 | 0.01 | 0
2030 | NYISO_J-K_2_NYISO_G-I | NYISO_J-K | NYISO_G-I | Internal | Winter | B16 | 25 | 1999 | 0 | 53.14 | 52.93 | 0.01 | 0
2030 | NYISO_J-K_2_NYISO_G-I | NYISO_J-K | NYISO_G-I | Internal | Winter | B17 | 100 | 1999 | 0 | 51.97 | 51.75 | 0.01 | 0
2030 | NYISO_J-K_2_NYISO_G-I | NYISO_J-K | NYISO_G-I | Internal | Winter | B18 | 400 | 1999 | 0 | 49.67 | 49.46 | 0.01 | 0
2030 | NYISO_J-K_2_NYISO_G-I | NYISO_J-K | NYISO_G-I | Internal | Winter | B19 | 700 | 1999 | 0 | 49.6 | 49.39 | 0.01 | 0
2030 | NYISO_J-K_2_NYISO_G-I | NYISO_J-K | NYISO_G-I | Internal | Winter | B20 | 935 | 1999 | 0 | 44.52 | 44.51 | 0.01 | 0
2030 | NYISO_J-K_2_PJM_E_OL | NYISO_J-K | PJM_E | Internal | Shoulder | B11 | 25 | 99999 | 7594.41 | 46.13 | 54.16 | 8.03 | 0
2030 | NYISO_J-K_2_PJM_E_OL | NYISO_J-K | PJM_E | Internal | Shoulder | B12 | 200 | 99999 | 0 | 43.37 | 46.52 | 8.03 | 0
2030 | NYISO_J-K_2_PJM_E_OL | NYISO_J-K | PJM_E | Internal | Shoulder | B13 | 600 | 99999 | 0 | 41.9 | 44.44 | 8.03 | 0
2030 | NYISO_J-K_2_PJM_E_OL | NYISO_J-K | PJM_E | Internal | Shoulder | B14 | 900 | 99999 | 0 | 41.68 | 42.66 | 8.03 | 0
2030 | NYISO_J-K_2_PJM_E_OL | NYISO_J-K | PJM_E | Internal | Shoulder | B15 | 1203 | 99999 | 0 | 41.68 | 38.9 | 8.03 | 0
2030 | NYISO_J-K_2_PJM_E_OL | NYISO_J-K | PJM_E | Internal | Summer | B1 | 10 | 99999 | 0 | 64.84 | 72.83 | 8.03 | 0
2030 | NYISO_J-K_2_PJM_E_OL | NYISO_J-K | PJM_E | Internal | Summer | B2 | 25 | 99999 | 0 | 62.15 | 70.14 | 8.03 | 0
2030 | NYISO_J-K_2_PJM_E_OL | NYISO_J-K | PJM_E | Internal | Summer | B3 | 75 | 99999 | 2184.48 | 61.23 | 69.26 | 8.03 | 0
2030 | NYISO_J-K_2_PJM_E_OL | NYISO_J-K | PJM_E | Internal | Summer | B4 | 100 | 99999 | 5537.36 | 58.54 | 66.57 | 8.03 | 0
2030 | NYISO_J-K_2_PJM_E_OL | NYISO_J-K | PJM_E | Internal | Summer | B5 | 200 | 99999 | 214.53 | 52.61 | 60.64 | 8.03 | 0
2030 | NYISO_J-K_2_PJM_E_OL | NYISO_J-K | PJM_E | Internal | Summer | B6 | 300 | 99999 | 394.06 | 43.69 | 51.72 | 8.03 | 0
2030 | NYISO_J-K_2_PJM_E_OL | NYISO_J-K | PJM_E | Internal | Summer | B7 | 400 | 99999 | 0 | 40.65 | 44.23 | 8.03 | 0
2030 | NYISO_J-K_2_PJM_E_OL | NYISO_J-K | PJM_E | Internal | Summer | B8 | 500 | 99999 | 0 | 40.65 | 42.87 | 8.03 | 0
2030 | NYISO_J-K_2_PJM_E_OL | NYISO_J-K | PJM_E | Internal | Summer | B9 | 800 | 99999 | 0 | 39.6 | 40.91 | 8.03 | 0
2030 | NYISO_J-K_2_PJM_E_OL | NYISO_J-K | PJM_E | Internal | Summer | B10 | 1262 | 99999 | 0 | 39.02 | 37.05 | 8.03 | 0
2030 | NYISO_J-K_2_PJM_E_OL | NYISO_J-K | PJM_E | Internal | Winter | B16 | 25 | 99999 | 0 | 53.14 | 52.84 | 8.03 | 0
2030 | NYISO_J-K_2_PJM_E_OL | NYISO_J-K | PJM_E | Internal | Winter | B17 | 100 | 99999 | 0 | 51.97 | 48.63 | 8.03 | 0
2030 | NYISO_J-K_2_PJM_E_OL | NYISO_J-K | PJM_E | Internal | Winter | B18 | 400 | 99999 | 0 | 49.67 | 45.88 | 8.03 | 0
2030 | NYISO_J-K_2_PJM_E_OL | NYISO_J-K | PJM_E | Internal | Winter | B19 | 700 | 99999 | 0 | 49.6 | 44.41 | 8.03 | 0
2030 | NYISO_J-K_2_PJM_E_OL | NYISO_J-K | PJM_E | Internal | Winter | B20 | 935 | 99999 | 0 | 44.52 | 37.92 | 8.03 | 0
2030 | PJM_E_2_NYISO_G-I | PJM_E | NYISO_G-I | Internal | Shoulder | B11 | 25 | 500 | 0 | 54.16 | 46.12 | 6 | 0
2030 | PJM_E_2_NYISO_G-I | PJM_E | NYISO_G-I | Internal | Shoulder | B12 | 200 | 500 | 0 | 46.52 | 43.36 | 6 | 0
2030 | PJM_E_2_NYISO_G-I | PJM_E | NYISO_G-I | Internal | Shoulder | B13 | 600 | 500 | 0 | 44.44 | 41.89 | 6 | 0
2030 | PJM_E_2_NYISO_G-I | PJM_E | NYISO_G-I | Internal | Shoulder | B14 | 900 | 500 | 0 | 42.66 | 41.67 | 6 | 0
2030 | PJM_E_2_NYISO_G-I | PJM_E | NYISO_G-I | Internal | Shoulder | B15 | 1203 | 500 | 0 | 38.9 | 41.67 | 6 | 0
2030 | PJM_E_2_NYISO_G-I | PJM_E | NYISO_G-I | Internal | Summer | B1 | 10 | 500 | 0 | 72.83 | 64.83 | 6 | 0
2030 | PJM_E_2_NYISO_G-I | PJM_E | NYISO_G-I | Internal | Summer | B2 | 25 | 500 | 0 | 70.14 | 62.14 | 6 | 0
2030 | PJM_E_2_NYISO_G-I | PJM_E | NYISO_G-I | Internal | Summer | B3 | 75 | 500 | 0 | 69.26 | 61.22 | 6 | 0
2030 | PJM_E_2_NYISO_G-I | PJM_E | NYISO_G-I | Internal | Summer | B4 | 100 | 500 | 0 | 66.57 | 58.53 | 6 | 0
2030 | PJM_E_2_NYISO_G-I | PJM_E | NYISO_G-I | Internal | Summer | B5 | 200 | 500 | 0 | 60.64 | 52.6 | 6 | 0
2030 | PJM_E_2_NYISO_G-I | PJM_E | NYISO_G-I | Internal | Summer | B6 | 300 | 500 | 0 | 51.72 | 43.68 | 6 | 0
2030 | PJM_E_2_NYISO_G-I | PJM_E | NYISO_G-I | Internal | Summer | B7 | 400 | 500 | 0 | 44.23 | 40.63 | 6 | 0
2030 | PJM_E_2_NYISO_G-I | PJM_E | NYISO_G-I | Internal | Summer | B8 | 500 | 500 | 0 | 42.87 | 40.63 | 6 | 0
2030 | PJM_E_2_NYISO_G-I | PJM_E | NYISO_G-I | Internal | Summer | B9 | 800 | 500 | 0 | 40.91 | 39.59 | 6 | 0
2030 | PJM_E_2_NYISO_G-I | PJM_E | NYISO_G-I | Internal | Summer | B10 | 1262 | 500 | 0 | 37.05 | 39.01 | 6 | 0
2030 | PJM_E_2_NYISO_G-I | PJM_E | NYISO_G-I | Internal | Winter | B16 | 25 | 500 | 0 | 52.84 | 52.93 | 6 | 0
2030 | PJM_E_2_NYISO_G-I | PJM_E | NYISO_G-I | Internal | Winter | B17 | 100 | 500 | 0 | 48.63 | 51.75 | 6 | 0
2030 | PJM_E_2_NYISO_G-I | PJM_E | NYISO_G-I | Internal | Winter | B18 | 400 | 500 | 0 | 45.88 | 49.46 | 6 | 0
2030 | PJM_E_2_NYISO_G-I | PJM_E | NYISO_G-I | Internal | Winter | B19 | 700 | 500 | 0 | 44.41 | 49.39 | 6 | 0
2030 | PJM_E_2_NYISO_G-I | PJM_E | NYISO_G-I | Internal | Winter | B20 | 935 | 500 | 500 | 37.92 | 44.51 | 6 | 0.59
2030 | PJM_E_2_NYISO_J-K | PJM_E | NYISO_J-K | Internal | Shoulder | B11 | 25 | 330 | 0 | 54.16 | 46.13 | 6 | 0
2030 | PJM_E_2_NYISO_J-K | PJM_E | NYISO_J-K | Internal | Shoulder | B12 | 200 | 330 | 0 | 46.52 | 43.37 | 6 | 0
2030 | PJM_E_2_NYISO_J-K | PJM_E | NYISO_J-K | Internal | Shoulder | B13 | 600 | 330 | 0 | 44.44 | 41.9 | 6 | 0
2030 | PJM_E_2_NYISO_J-K | PJM_E | NYISO_J-K | Internal | Shoulder | B14 | 900 | 330 | 0 | 42.66 | 41.68 | 6 | 0
2030 | PJM_E_2_NYISO_J-K | PJM_E | NYISO_J-K | Internal | Shoulder | B15 | 1203 | 330 | 0 | 38.9 | 41.68 | 6 | 0
2030 | PJM_E_2_NYISO_J-K | PJM_E | NYISO_J-K | Internal | Summer | B1 | 10 | 330 | 0 | 72.83 | 64.84 | 6 | 0
2030 | PJM_E_2_NYISO_J-K | PJM_E | NYISO_J-K | Internal | Summer | B2 | 25 | 330 | 0 | 70.14 | 62.15 | 6 | 0
2030 | PJM_E_2_NYISO_J-K | PJM_E | NYISO_J-K | Internal | Summer | B3 | 75 | 330 | 0 | 69.26 | 61.23 | 6 | 0
2030 | PJM_E_2_NYISO_J-K | PJM_E | NYISO_J-K | Internal | Summer | B4 | 100 | 330 | 0 | 66.57 | 58.54 | 6 | 0
2030 | PJM_E_2_NYISO_J-K | PJM_E | NYISO_J-K | Internal | Summer | B5 | 200 | 330 | 0 | 60.64 | 52.61 | 6 | 0
2030 | PJM_E_2_NYISO_J-K | PJM_E | NYISO_J-K | Internal | Summer | B6 | 300 | 330 | 0 | 51.72 | 43.69 | 6 | 0
2030 | PJM_E_2_NYISO_J-K | PJM_E | NYISO_J-K | Internal | Summer | B7 | 400 | 330 | 0 | 44.23 | 40.65 | 6 | 0
2030 | PJM_E_2_NYISO_J-K | PJM_E | NYISO_J-K | Internal | Summer | B8 | 500 | 330 | 0 | 42.87 | 40.65 | 6 | 0
2030 | PJM_E_2_NYISO_J-K | PJM_E | NYISO_J-K | Internal | Summer | B9 | 800 | 330 | 0 | 40.91 | 39.6 | 6 | 0
2030 | PJM_E_2_NYISO_J-K | PJM_E | NYISO_J-K | Internal | Summer | B10 | 1262 | 330 | 0 | 37.05 | 39.02 | 6 | 0
2030 | PJM_E_2_NYISO_J-K | PJM_E | NYISO_J-K | Internal | Winter | B16 | 25 | 330 | 0 | 52.84 | 53.14 | 6 | 0
2030 | PJM_E_2_NYISO_J-K | PJM_E | NYISO_J-K | Internal | Winter | B17 | 100 | 330 | 0 | 48.63 | 51.97 | 6 | 0
2030 | PJM_E_2_NYISO_J-K | PJM_E | NYISO_J-K | Internal | Winter | B18 | 400 | 330 | 0 | 45.88 | 49.67 | 6 | 0
2030 | PJM_E_2_NYISO_J-K | PJM_E | NYISO_J-K | Internal | Winter | B19 | 700 | 330 | 0 | 44.41 | 49.6 | 6 | 0
2030 | PJM_E_2_NYISO_J-K | PJM_E | NYISO_J-K | Internal | Winter | B20 | 935 | 330 | 2029.4 | 37.92 | 44.52 | 6 | 0.6
2030 | PJM_E_2_PJM_ROM | PJM_E | PJM_ROM | Internal | Shoulder | B11 | 25 | 8000 | 10931.12 | 54.16 | 54.18 | 0.01 | 0.01
2030 | PJM_E_2_PJM_ROM | PJM_E | PJM_ROM | Internal | Shoulder | B12 | 200 | 8000 | 1075.04 | 46.52 | 46.53 | 0.01 | 0
2030 | PJM_E_2_PJM_ROM | PJM_E | PJM_ROM | Internal | Shoulder | B13 | 600 | 8000 | 0 | 44.44 | 44.42 | 0.01 | 0
2030 | PJM_E_2_PJM_ROM | PJM_E | PJM_ROM | Internal | Shoulder | B14 | 900 | 8000 | 0 | 42.66 | 42.65 | 0.01 | 0
2030 | PJM_E_2_PJM_ROM | PJM_E | PJM_ROM | Internal | Shoulder | B15 | 1203 | 8000 | 0 | 38.9 | 38.89 | 0.01 | 0
2030 | PJM_E_2_PJM_ROM | PJM_E | PJM_ROM | Internal | Summer | B1 | 10 | 8000 | 0 | 72.83 | 72.82 | 0.01 | 0
2030 | PJM_E_2_PJM_ROM | PJM_E | PJM_ROM | Internal | Summer | B2 | 25 | 8000 | 0 | 70.14 | 70.12 | 0.01 | 0
2030 | PJM_E_2_PJM_ROM | PJM_E | PJM_ROM | Internal | Summer | B3 | 75 | 8000 | 3808.81 | 69.26 | 69.27 | 0.01 | 0
2030 | PJM_E_2_PJM_ROM | PJM_E | PJM_ROM | Internal | Summer | B4 | 100 | 8000 | 7874.81 | 66.57 | 66.58 | 0.01 | 0
2030 | PJM_E_2_PJM_ROM | PJM_E | PJM_ROM | Internal | Summer | B5 | 200 | 8000 | 214.92 | 60.64 | 60.65 | 0.01 | 0
2030 | PJM_E_2_PJM_ROM | PJM_E | PJM_ROM | Internal | Summer | B6 | 300 | 8000 | 1381.85 | 51.72 | 51.73 | 0.01 | 0
2030 | PJM_E_2_PJM_ROM | PJM_E | PJM_ROM | Internal | Summer | B7 | 400 | 8000 | 1117.33 | 44.23 | 44.24 | 0.01 | 0
2030 | PJM_E_2_PJM_ROM | PJM_E | PJM_ROM | Internal | Summer | B8 | 500 | 8000 | 0 | 42.87 | 42.86 | 0.01 | 0
2030 | PJM_E_2_PJM_ROM | PJM_E | PJM_ROM | Internal | Summer | B9 | 800 | 8000 | 0 | 40.91 | 40.89 | 0.01 | 0
2030 | PJM_E_2_PJM_ROM | PJM_E | PJM_ROM | Internal | Summer | B10 | 1262 | 8000 | 0 | 37.05 | 37.04 | 0.01 | 0
2030 | PJM_E_2_PJM_ROM | PJM_E | PJM_ROM | Internal | Winter | B16 | 25 | 8000 | 0 | 52.84 | 52.83 | 0.01 | 0
2030 | PJM_E_2_PJM_ROM | PJM_E | PJM_ROM | Internal | Winter | B17 | 100 | 8000 | 0 | 48.63 | 48.62 | 0.01 | 0
2030 | PJM_E_2_PJM_ROM | PJM_E | PJM_ROM | Internal | Winter | B18 | 400 | 8000 | 0 | 45.88 | 45.86 | 0.01 | 0
2030 | PJM_E_2_PJM_ROM | PJM_E | PJM_ROM | Internal | Winter | B19 | 700 | 8000 | 0 | 44.41 | 44.4 | 0.01 | 0
2030 | PJM_E_2_PJM_ROM | PJM_E | PJM_ROM | Internal | Winter | B20 | 935 | 8000 | 0 | 37.92 | 37.91 | 0.01 | 0
2030 | PJM_ROR_2_MISO_IN | PJM_ROR | MISO_IN | Internal | Shoulder | B11 | 25 | 909 | 0 | 54.21 | 52.89 | 2 | 0
2030 | PJM_ROR_2_MISO_IN | PJM_ROR | MISO_IN | Internal | Shoulder | B12 | 200 | 909 | 0 | 46.52 | 44.41 | 2 | 0
2030 | PJM_ROR_2_MISO_IN | PJM_ROR | MISO_IN | Internal | Shoulder | B13 | 600 | 909 | 0 | 44.41 | 42.3 | 2 | 0
2030 | PJM_ROR_2_MISO_IN | PJM_ROR | MISO_IN | Internal | Shoulder | B14 | 900 | 909 | 0 | 42.64 | 40.53 | 2 | 0
2030 | PJM_ROR_2_MISO_IN | PJM_ROR | MISO_IN | Internal | Shoulder | B15 | 1203 | 909 | 0 | 38.88 | 36.77 | 2 | 0
2030 | PJM_ROR_2_MISO_IN | PJM_ROR | MISO_IN | Internal | Summer | B1 | 10 | 909 | 0 | 72.8 | 70.67 | 2 | 0
2030 | PJM_ROR_2_MISO_IN | PJM_ROR | MISO_IN | Internal | Summer | B2 | 25 | 909 | 0 | 70.11 | 67.97 | 2 | 0
2030 | PJM_ROR_2_MISO_IN | PJM_ROR | MISO_IN | Internal | Summer | B3 | 75 | 909 | 0 | 69.28 | 67.97 | 2 | 0
2030 | PJM_ROR_2_MISO_IN | PJM_ROR | MISO_IN | Internal | Summer | B4 | 100 | 909 | 0 | 66.6 | 64.63 | 2 | 0
2030 | PJM_ROR_2_MISO_IN | PJM_ROR | MISO_IN | Internal | Summer | B5 | 200 | 909 | 0 | 60.66 | 58.68 | 2 | 0
2030 | PJM_ROR_2_MISO_IN | PJM_ROR | MISO_IN | Internal | Summer | B6 | 300 | 909 | 0 | 51.74 | 49.76 | 2 | 0
2030 | PJM_ROR_2_MISO_IN | PJM_ROR | MISO_IN | Internal | Summer | B7 | 400 | 909 | 0 | 44.26 | 42.27 | 2 | 0
2030 | PJM_ROR_2_MISO_IN | PJM_ROR | MISO_IN | Internal | Summer | B8 | 500 | 909 | 0 | 42.85 | 40.85 | 2 | 0
2030 | PJM_ROR_2_MISO_IN | PJM_ROR | MISO_IN | Internal | Summer | B9 | 800 | 909 | 0 | 40.88 | 38.88 | 2 | 0
2030 | PJM_ROR_2_MISO_IN | PJM_ROR | MISO_IN | Internal | Summer | B10 | 1262 | 909 | 0 | 37.02 | 34.92 | 2 | 0
2030 | PJM_ROR_2_MISO_IN | PJM_ROR | MISO_IN | Internal | Winter | B16 | 25 | 909 | 0 | 52.82 | 50.71 | 2 | 0
2030 | PJM_ROR_2_MISO_IN | PJM_ROR | MISO_IN | Internal | Winter | B17 | 100 | 909 | 0 | 48.61 | 46.5 | 2 | 0
2030 | PJM_ROR_2_MISO_IN | PJM_ROR | MISO_IN | Internal | Winter | B18 | 400 | 909 | 0 | 45.56 | 43.45 | 2 | 0
2030 | PJM_ROR_2_MISO_IN | PJM_ROR | MISO_IN | Internal | Winter | B19 | 700 | 909 | 0 | 44.04 | 41.94 | 2 | 0
2030 | PJM_ROR_2_MISO_IN | PJM_ROR | MISO_IN | Internal | Winter | B20 | 935 | 909 | 0 | 37.55 | 35.44 | 2 | 0
2030 | PJM_ROR_2_MISO_MI | PJM_ROR | MISO_MI | Internal | Shoulder | B11 | 25 | 1305 | 0 | 54.21 | 52.86 | 2 | 0
2030 | PJM_ROR_2_MISO_MI | PJM_ROR | MISO_MI | Internal | Shoulder | B12 | 200 | 1305 | 0 | 46.52 | 44.52 | 2 | 0
2030 | PJM_ROR_2_MISO_MI | PJM_ROR | MISO_MI | Internal | Shoulder | B13 | 600 | 1305 | 0 | 44.41 | 42.41 | 2 | 0
2030 | PJM_ROR_2_MISO_MI | PJM_ROR | MISO_MI | Internal | Shoulder | B14 | 900 | 1305 | 0 | 42.64 | 40.89 | 2 | 0
2030 | PJM_ROR_2_MISO_MI | PJM_ROR | MISO_MI | Internal | Shoulder | B15 | 1203 | 1305 | 0 | 38.88 | 36.83 | 2 | 0
2030 | PJM_ROR_2_MISO_MI | PJM_ROR | MISO_MI | Internal | Summer | B1 | 10 | 1305 | 0 | 72.8 | 70.64 | 2 | 0
2030 | PJM_ROR_2_MISO_MI | PJM_ROR | MISO_MI | Internal | Summer | B2 | 25 | 1305 | 0 | 70.11 | 67.95 | 2 | 0
2030 | PJM_ROR_2_MISO_MI | PJM_ROR | MISO_MI | Internal | Summer | B3 | 75 | 1305 | 0 | 69.28 | 67.95 | 2 | 0
2030 | PJM_ROR_2_MISO_MI | PJM_ROR | MISO_MI | Internal | Summer | B4 | 100 | 1305 | 0 | 66.6 | 64.6 | 2 | 0
2030 | PJM_ROR_2_MISO_MI | PJM_ROR | MISO_MI | Internal | Summer | B5 | 200 | 1305 | 0 | 60.66 | 58.65 | 2 | 0
2030 | PJM_ROR_2_MISO_MI | PJM_ROR | MISO_MI | Internal | Summer | B6 | 300 | 1305 | 0 | 51.74 | 49.75 | 2 | 0
2030 | PJM_ROR_2_MISO_MI | PJM_ROR | MISO_MI | Internal | Summer | B7 | 400 | 1305 | 0 | 44.26 | 42.28 | 2 | 0
2030 | PJM_ROR_2_MISO_MI | PJM_ROR | MISO_MI | Internal | Summer | B8 | 500 | 1305 | 0 | 42.85 | 40.86 | 2 | 0
2030 | PJM_ROR_2_MISO_MI | PJM_ROR | MISO_MI | Internal | Summer | B9 | 800 | 1305 | 0 | 40.88 | 38.94 | 2 | 0
2030 | PJM_ROR_2_MISO_MI | PJM_ROR | MISO_MI | Internal | Summer | B10 | 1262 | 1305 | 0 | 37.02 | 35.27 | 2 | 0
2030 | PJM_ROR_2_MISO_MI | PJM_ROR | MISO_MI | Internal | Winter | B16 | 25 | 1305 | 0 | 52.82 | 50.82 | 2 | 0
2030 | PJM_ROR_2_MISO_MI | PJM_ROR | MISO_MI | Internal | Winter | B17 | 100 | 1305 | 0 | 48.61 | 46.85 | 2 | 0
2030 | PJM_ROR_2_MISO_MI | PJM_ROR | MISO_MI | Internal | Winter | B18 | 400 | 1305 | 0 | 45.56 | 43.81 | 2 | 0
2030 | PJM_ROR_2_MISO_MI | PJM_ROR | MISO_MI | Internal | Winter | B19 | 700 | 1305 | 0 | 44.04 | 42.1 | 2 | 0
2030 | PJM_ROR_2_MISO_MI | PJM_ROR | MISO_MI | Internal | Winter | B20 | 935 | 1305 | 0 | 37.55 | 35.5 | 2 | 0
2030 | PJM_ROR_2_MISO_MO-IL | PJM_ROR | MISO_MO-IL | Internal | Shoulder | B11 | 25 | 1111 | 0 | 54.21 | 52.21 | 2 | 0
2030 | PJM_ROR_2_MISO_MO-IL | PJM_ROR | MISO_MO-IL | Internal | Shoulder | B12 | 200 | 1111 | 0 | 46.52 | 43.73 | 2 | 0
2030 | PJM_ROR_2_MISO_MO-IL | PJM_ROR | MISO_MO-IL | Internal | Shoulder | B13 | 600 | 1111 | 0 | 44.41 | 41.62 | 2 | 0
2030 | PJM_ROR_2_MISO_MO-IL | PJM_ROR | MISO_MO-IL | Internal | Shoulder | B14 | 900 | 1111 | 0 | 42.64 | 39.85 | 2 | 0
2030 | PJM_ROR_2_MISO_MO-IL | PJM_ROR | MISO_MO-IL | Internal | Shoulder | B15 | 1203 | 1111 | 0 | 38.88 | 36.09 | 2 | 0
2030 | PJM_ROR_2_MISO_MO-IL | PJM_ROR | MISO_MO-IL | Internal | Summer | B1 | 10 | 1111 | 0 | 72.8 | 70.02 | 2 | 0
2030 | PJM_ROR_2_MISO_MO-IL | PJM_ROR | MISO_MO-IL | Internal | Summer | B2 | 25 | 1111 | 0 | 70.11 | 67.32 | 2 | 0
2030 | PJM_ROR_2_MISO_MO-IL | PJM_ROR | MISO_MO-IL | Internal | Summer | B3 | 75 | 1111 | 0 | 69.28 | 67.96 | 2 | 0
2030 | PJM_ROR_2_MISO_MO-IL | PJM_ROR | MISO_MO-IL | Internal | Summer | B4 | 100 | 1111 | 0 | 66.6 | 64.6 | 2 | 0
2030 | PJM_ROR_2_MISO_MO-IL | PJM_ROR | MISO_MO-IL | Internal | Summer | B5 | 200 | 1111 | 0 | 60.66 | 58.66 | 2 | 0
2030 | PJM_ROR_2_MISO_MO-IL | PJM_ROR | MISO_MO-IL | Internal | Summer | B6 | 300 | 1111 | 0 | 51.74 | 49.35 | 2 | 0
2030 | PJM_ROR_2_MISO_MO-IL | PJM_ROR | MISO_MO-IL | Internal | Summer | B7 | 400 | 1111 | 0 | 44.26 | 42.26 | 2 | 0
2030 | PJM_ROR_2_MISO_MO-IL | PJM_ROR | MISO_MO-IL | Internal | Summer | B8 | 500 | 1111 | 0 | 42.85 | 40.17 | 2 | 0
2030 | PJM_ROR_2_MISO_MO-IL | PJM_ROR | MISO_MO-IL | Internal | Summer | B9 | 800 | 1111 | 0 | 40.88 | 38.2 | 2 | 0
2030 | PJM_ROR_2_MISO_MO-IL | PJM_ROR | MISO_MO-IL | Internal | Summer | B10 | 1262 | 1111 | 0 | 37.02 | 34.24 | 2 | 0
2030 | PJM_ROR_2_MISO_MO-IL | PJM_ROR | MISO_MO-IL | Internal | Winter | B16 | 25 | 1111 | 0 | 52.82 | 50.03 | 2 | 0
2030 | PJM_ROR_2_MISO_MO-IL | PJM_ROR | MISO_MO-IL | Internal | Winter | B17 | 100 | 1111 | 0 | 48.61 | 45.82 | 2 | 0
2030 | PJM_ROR_2_MISO_MO-IL | PJM_ROR | MISO_MO-IL | Internal | Winter | B18 | 400 | 1111 | 0 | 45.56 | 42.77 | 2 | 0
2030 | PJM_ROR_2_MISO_MO-IL | PJM_ROR | MISO_MO-IL | Internal | Winter | B19 | 700 | 1111 | 0 | 44.04 | 41.26 | 2 | 0
2030 | PJM_ROR_2_MISO_MO-IL | PJM_ROR | MISO_MO-IL | Internal | Winter | B20 | 935 | 1111 | 0 | 37.55 | 34.76 | 2 | 0
2030 | PJM_ROR_2_MISO_W | PJM_ROR | MISO_W | Internal | Shoulder | B11 | 25 | 709 | 0 | 54.21 | 49.01 | 2 | 0
2030 | PJM_ROR_2_MISO_W | PJM_ROR | MISO_W | Internal | Shoulder | B12 | 200 | 709 | 0 | 46.52 | 40.43 | 2 | 0
2030 | PJM_ROR_2_MISO_W | PJM_ROR | MISO_W | Internal | Shoulder | B13 | 600 | 709 | 0 | 44.41 | 38.32 | 2 | 0
2030 | PJM_ROR_2_MISO_W | PJM_ROR | MISO_W | Internal | Shoulder | B14 | 900 | 709 | 0 | 42.64 | 36.55 | 2 | 0
2030 | PJM_ROR_2_MISO_W | PJM_ROR | MISO_W | Internal | Shoulder | B15 | 1203 | 709 | 0 | 38.88 | 32.78 | 2 | 0
2030 | PJM_ROR_2_MISO_W | PJM_ROR | MISO_W | Internal | Summer | B1 | 10 | 709 | 0 | 72.8 | 66.71 | 2 | 0
2030 | PJM_ROR_2_MISO_W | PJM_ROR | MISO_W | Internal | Summer | B2 | 25 | 709 | 0 | 70.11 | 64.02 | 2 | 0
2030 | PJM_ROR_2_MISO_W | PJM_ROR | MISO_W | Internal | Summer | B3 | 75 | 709 | 0 | 69.28 | 67.02 | 2 | 0
2030 | PJM_ROR_2_MISO_W | PJM_ROR | MISO_W | Internal | Summer | B4 | 100 | 709 | 0 | 66.6 | 63.67 | 2 | 0
2030 | PJM_ROR_2_MISO_W | PJM_ROR | MISO_W | Internal | Summer | B5 | 200 | 709 | 0 | 60.66 | 58.65 | 2 | 0
2030 | PJM_ROR_2_MISO_W | PJM_ROR | MISO_W | Internal | Summer | B6 | 300 | 709 | 0 | 51.74 | 48.42 | 2 | 0
2030 | PJM_ROR_2_MISO_W | PJM_ROR | MISO_W | Internal | Summer | B7 | 400 | 709 | 0 | 44.26 | 41.48 | 2 | 0
2030 | PJM_ROR_2_MISO_W | PJM_ROR | MISO_W | Internal | Summer | B8 | 500 | 709 | 0 | 42.85 | 36.87 | 2 | 0
2030 | PJM_ROR_2_MISO_W | PJM_ROR | MISO_W | Internal | Summer | B9 | 800 | 709 | 0 | 40.88 | 34.9 | 2 | 0
2030 | PJM_ROR_2_MISO_W | PJM_ROR | MISO_W | Internal | Summer | B10 | 1262 | 709 | 0 | 37.02 | 30.93 | 2 | 0
2030 | PJM_ROR_2_MISO_W | PJM_ROR | MISO_W | Internal | Winter | B16 | 25 | 709 | 0 | 52.82 | 46.73 | 2 | 0
2030 | PJM_ROR_2_MISO_W | PJM_ROR | MISO_W | Internal | Winter | B17 | 100 | 709 | 0 | 48.61 | 42.52 | 2 | 0
2030 | PJM_ROR_2_MISO_W | PJM_ROR | MISO_W | Internal | Winter | B18 | 400 | 709 | 0 | 45.56 | 39.47 | 2 | 0
2030 | PJM_ROR_2_MISO_W | PJM_ROR | MISO_W | Internal | Winter | B19 | 700 | 709 | 0 | 44.04 | 37.95 | 2 | 0
2030 | PJM_ROR_2_MISO_W | PJM_ROR | MISO_W | Internal | Winter | B20 | 935 | 709 | 0 | 37.55 | 31.46 | 2 | 0
2030 | PJM_ROR_2_MISO_WUMS | PJM_ROR | MISO_WUMS | Internal | Shoulder | B11 | 25 | 1467 | 0 | 54.21 | 52.59 | 2 | 0
2030 | PJM_ROR_2_MISO_WUMS | PJM_ROR | MISO_WUMS | Internal | Shoulder | B12 | 200 | 1467 | 0 | 46.52 | 44.52 | 2 | 0
2030 | PJM_ROR_2_MISO_WUMS | PJM_ROR | MISO_WUMS | Internal | Shoulder | B13 | 600 | 1467 | 0 | 44.41 | 42.45 | 2 | 0
2030 | PJM_ROR_2_MISO_WUMS | PJM_ROR | MISO_WUMS | Internal | Shoulder | B14 | 900 | 1467 | 0 | 42.64 | 40.86 | 2 | 0
2030 | PJM_ROR_2_MISO_WUMS | PJM_ROR | MISO_WUMS | Internal | Shoulder | B15 | 1203 | 1467 | 0 | 38.88 | 37.1 | 2 | 0
2030 | PJM_ROR_2_MISO_WUMS | PJM_ROR | MISO_WUMS | Internal | Summer | B1 | 10 | 1467 | 0 | 72.8 | 70.37 | 2 | 0
2030 | PJM_ROR_2_MISO_WUMS | PJM_ROR | MISO_WUMS | Internal | Summer | B2 | 25 | 1467 | 0 | 70.11 | 67.68 | 2 | 0
2030 | PJM_ROR_2_MISO_WUMS | PJM_ROR | MISO_WUMS | Internal | Summer | B3 | 75 | 1467 | 0 | 69.28 | 67.68 | 2 | 0
2030 | PJM_ROR_2_MISO_WUMS | PJM_ROR | MISO_WUMS | Internal | Summer | B4 | 100 | 1467 | 0 | 66.6 | 64.62 | 2 | 0
2030 | PJM_ROR_2_MISO_WUMS | PJM_ROR | MISO_WUMS | Internal | Summer | B5 | 200 | 1467 | 0 | 60.66 | 58.66 | 2 | 0
2030 | PJM_ROR_2_MISO_WUMS | PJM_ROR | MISO_WUMS | Internal | Summer | B6 | 300 | 1467 | 0 | 51.74 | 49.74 | 2 | 0
2030 | PJM_ROR_2_MISO_WUMS | PJM_ROR | MISO_WUMS | Internal | Summer | B7 | 400 | 1467 | 0 | 44.26 | 42.26 | 2 | 0
2030 | PJM_ROR_2_MISO_WUMS | PJM_ROR | MISO_WUMS | Internal | Summer | B8 | 500 | 1467 | 0 | 42.85 | 40.85 | 2 | 0
2030 | PJM_ROR_2_MISO_WUMS | PJM_ROR | MISO_WUMS | Internal | Summer | B9 | 800 | 1467 | 0 | 40.88 | 39.21 | 2 | 0
2030 | PJM_ROR_2_MISO_WUMS | PJM_ROR | MISO_WUMS | Internal | Summer | B10 | 1262 | 1467 | 0 | 37.02 | 35.24 | 2 | 0
2030 | PJM_ROR_2_MISO_WUMS | PJM_ROR | MISO_WUMS | Internal | Winter | B16 | 25 | 1467 | 0 | 52.82 | 50.82 | 2 | 0
2030 | PJM_ROR_2_MISO_WUMS | PJM_ROR | MISO_WUMS | Internal | Winter | B17 | 100 | 1467 | 0 | 48.61 | 46.61 | 2 | 0
2030 | PJM_ROR_2_MISO_WUMS | PJM_ROR | MISO_WUMS | Internal | Winter | B18 | 400 | 1467 | 0 | 45.56 | 43.78 | 2 | 0
2030 | PJM_ROR_2_MISO_WUMS | PJM_ROR | MISO_WUMS | Internal | Winter | B19 | 700 | 1467 | 0 | 44.04 | 42.26 | 2 | 0
2030 | PJM_ROR_2_MISO_WUMS | PJM_ROR | MISO_WUMS | Internal | Winter | B20 | 935 | 1467 | 0 | 37.55 | 35.77 | 2 | 0
2030 | PJM_ROR_2_PJM_ROM | PJM_ROR | PJM_ROM | Internal | Shoulder | B11 | 25 | 8000 | 0 | 54.21 | 54.18 | 0.01 | 0
2030 | PJM_ROR_2_PJM_ROM | PJM_ROR | PJM_ROM | Internal | Shoulder | B12 | 200 | 8000 | 2350.57 | 46.52 | 46.53 | 0.01 | 0
2030 | PJM_ROR_2_PJM_ROM | PJM_ROR | PJM_ROM | Internal | Shoulder | B13 | 600 | 8000 | 2923.24 | 44.41 | 44.42 | 0.01 | 0
2030 | PJM_ROR_2_PJM_ROM | PJM_ROR | PJM_ROM | Internal | Shoulder | B14 | 900 | 8000 | 7305.82 | 42.64 | 42.65 | 0.01 | 0
2030 | PJM_ROR_2_PJM_ROM | PJM_ROR | PJM_ROM | Internal | Shoulder | B15 | 1203 | 8000 | 7331.02 | 38.88 | 38.89 | 0.01 | 0
2030 | PJM_ROR_2_PJM_ROM | PJM_ROR | PJM_ROM | Internal | Summer | B1 | 10 | 8000 | 2543.16 | 72.8 | 72.82 | 0.01 | 0
2030 | PJM_ROR_2_PJM_ROM | PJM_ROR | PJM_ROM | Internal | Summer | B2 | 25 | 8000 | 1133.4 | 70.11 | 70.12 | 0.01 | 0
2030 | PJM_ROR_2_PJM_ROM | PJM_ROR | PJM_ROM | Internal | Summer | B3 | 75 | 8000 | 0 | 69.28 | 69.27 | 0.01 | 0
2030 | PJM_ROR_2_PJM_ROM | PJM_ROR | PJM_ROM | Internal | Summer | B4 | 100 | 8000 | 0 | 66.6 | 66.58 | 0.01 | 0
2030 | PJM_ROR_2_PJM_ROM | PJM_ROR | PJM_ROM | Internal | Summer | B5 | 200 | 8000 | 0 | 60.66 | 60.65 | 0.01 | 0
2030 | PJM_ROR_2_PJM_ROM | PJM_ROR | PJM_ROM | Internal | Summer | B6 | 300 | 8000 | 0 | 51.74 | 51.73 | 0.01 | 0
2030 | PJM_ROR_2_PJM_ROM | PJM_ROR | PJM_ROM | Internal | Summer | B7 | 400 | 8000 | 0 | 44.26 | 44.24 | 0.01 | 0
2030 | PJM_ROR_2_PJM_ROM | PJM_ROR | PJM_ROM | Internal | Summer | B8 | 500 | 8000 | 1501.29 | 42.85 | 42.86 | 0.01 | 0
2030 | PJM_ROR_2_PJM_ROM | PJM_ROR | PJM_ROM | Internal | Summer | B9 | 800 | 8000 | 2163.82 | 40.88 | 40.89 | 0.01 | 0
2030 | PJM_ROR_2_PJM_ROM | PJM_ROR | PJM_ROM | Internal | Summer | B10 | 1262 | 8000 | 5405.65 | 37.02 | 37.04 | 0.01 | 0
2030 | PJM_ROR_2_PJM_ROM | PJM_ROR | PJM_ROM | Internal | Winter | B16 | 25 | 8000 | 6174.63 | 52.82 | 52.83 | 0.01 | 0
2030 | PJM_ROR_2_PJM_ROM | PJM_ROR | PJM_ROM | Internal | Winter | B17 | 100 | 8000 | 7193.72 | 48.61 | 48.62 | 0.01 | 0
2030 | PJM_ROR_2_PJM_ROM | PJM_ROR | PJM_ROM | Internal | Winter | B18 | 400 | 8000 | 8000 | 45.56 | 45.86 | 0.01 | 0.29
2030 | PJM_ROR_2_PJM_ROM | PJM_ROR | PJM_ROM | Internal | Winter | B19 | 700 | 8000 | 8865.98 | 44.04 | 44.4 | 0.01 | 0.35
2030 | PJM_ROR_2_PJM_ROM | PJM_ROR | PJM_ROM | Internal | Winter | B20 | 935 | 8000 | 8332.4 | 37.55 | 37.91 | 0.01 | 0.35
2030 | PJM_ROR_2_TVA_Transmission | PJM_ROR | TVA_Transmission | Internal | Shoulder | B11 | 25 | 2500 | 95.62 | 54.21 | 60.21 | 6 | 0
2030 | PJM_ROR_2_TVA_Transmission | PJM_ROR | TVA_Transmission | Internal | Shoulder | B12 | 200 | 2500 | 0 | 46.52 | 49.6 | 6 | 0
2030 | PJM_ROR_2_TVA_Transmission | PJM_ROR | TVA_Transmission | Internal | Shoulder | B13 | 600 | 2500 | 0 | 44.41 | 48.03 | 6 | 0
2030 | PJM_ROR_2_TVA_Transmission | PJM_ROR | TVA_Transmission | Internal | Shoulder | B14 | 900 | 2500 | 0 | 42.64 | 47.18 | 6 | 0
2030 | PJM_ROR_2_TVA_Transmission | PJM_ROR | TVA_Transmission | Internal | Shoulder | B15 | 1203 | 2500 | 0 | 38.88 | 44.09 | 6 | 0
2030 | PJM_ROR_2_TVA_Transmission | PJM_ROR | TVA_Transmission | Internal | Summer | B1 | 10 | 2500 | 0 | 72.8 | 77.79 | 6 | 0
2030 | PJM_ROR_2_TVA_Transmission | PJM_ROR | TVA_Transmission | Internal | Summer | B2 | 25 | 2500 | 0 | 70.11 | 75.32 | 6 | 0
2030 | PJM_ROR_2_TVA_Transmission | PJM_ROR | TVA_Transmission | Internal | Summer | B3 | 75 | 2500 | 793.47 | 69.28 | 75.28 | 6 | 0
2030 | PJM_ROR_2_TVA_Transmission | PJM_ROR | TVA_Transmission | Internal | Summer | B4 | 100 | 2500 | 1560.65 | 66.6 | 72.6 | 6 | 0
2030 | PJM_ROR_2_TVA_Transmission | PJM_ROR | TVA_Transmission | Internal | Summer | B5 | 200 | 2500 | 0 | 60.66 | 65.83 | 6 | 0
2030 | PJM_ROR_2_TVA_Transmission | PJM_ROR | TVA_Transmission | Internal | Summer | B6 | 300 | 2500 | 0 | 51.74 | 56.13 | 6 | 0
2030 | PJM_ROR_2_TVA_Transmission | PJM_ROR | TVA_Transmission | Internal | Summer | B7 | 400 | 2500 | 0 | 44.26 | 49 | 6 | 0
2030 | PJM_ROR_2_TVA_Transmission | PJM_ROR | TVA_Transmission | Internal | Summer | B8 | 500 | 2500 | 0 | 42.85 | 46.57 | 6 | 0
2030 | PJM_ROR_2_TVA_Transmission | PJM_ROR | TVA_Transmission | Internal | Summer | B9 | 800 | 2500 | 0 | 40.88 | 43.52 | 6 | 0
2030 | PJM_ROR_2_TVA_Transmission | PJM_ROR | TVA_Transmission | Internal | Summer | B10 | 1262 | 2500 | 0 | 37.02 | 41.9 | 6 | 0
2030 | PJM_ROR_2_TVA_Transmission | PJM_ROR | TVA_Transmission | Internal | Winter | B16 | 25 | 2500 | 0 | 52.82 | 58.03 | 6 | 0
2030 | PJM_ROR_2_TVA_Transmission | PJM_ROR | TVA_Transmission | Internal | Winter | B17 | 100 | 2500 | 0 | 48.61 | 52.73 | 6 | 0
2030 | PJM_ROR_2_TVA_Transmission | PJM_ROR | TVA_Transmission | Internal | Winter | B18 | 400 | 2500 | 0 | 45.56 | 49.02 | 6 | 0
2030 | PJM_ROR_2_TVA_Transmission | PJM_ROR | TVA_Transmission | Internal | Winter | B19 | 700 | 2500 | 0 | 44.04 | 48.31 | 6 | 0
2030 | PJM_ROR_2_TVA_Transmission | PJM_ROR | TVA_Transmission | Internal | Winter | B20 | 935 | 2500 | 0 | 37.55 | 42.76 | 6 | 0
2030 | PJM_ROR_2_VACAR | PJM_ROR | VACAR | Internal | Shoulder | B11 | 25 | 3000 | 3702.88 | 54.21 | 60.6 | 6 | 0.39
2030 | PJM_ROR_2_VACAR | PJM_ROR | VACAR | Internal | Shoulder | B12 | 200 | 3000 | 2550.74 | 46.52 | 52.52 | 6 | 0
2030 | PJM_ROR_2_VACAR | PJM_ROR | VACAR | Internal | Shoulder | B13 | 600 | 3000 | 2267.18 | 44.41 | 50.41 | 6 | 0
2030 | PJM_ROR_2_VACAR | PJM_ROR | VACAR | Internal | Shoulder | B14 | 900 | 3000 | 1949.96 | 42.64 | 48.64 | 6 | 0
2030 | PJM_ROR_2_VACAR | PJM_ROR | VACAR | Internal | Shoulder | B15 | 1203 | 3000 | 7207.87 | 38.88 | 45.26 | 6 | 0.39
2030 | PJM_ROR_2_VACAR | PJM_ROR | VACAR | Internal | Summer | B1 | 10 | 3000 | 10129.55 | 72.8 | 79.19 | 6 | 0.39
2030 | PJM_ROR_2_VACAR | PJM_ROR | VACAR | Internal | Summer | B2 | 25 | 3000 | 10161.14 | 70.11 | 76.5 | 6 | 0.39
2030 | PJM_ROR_2_VACAR | PJM_ROR | VACAR | Internal | Summer | B3 | 75 | 3000 | 7844.38 | 69.28 | 75.67 | 6 | 0.39
2030 | PJM_ROR_2_VACAR | PJM_ROR | VACAR | Internal | Summer | B4 | 100 | 3000 | 5423.9 | 66.6 | 72.99 | 6 | 0.39
2030 | PJM_ROR_2_VACAR | PJM_ROR | VACAR | Internal | Summer | B5 | 200 | 3000 | 3644.9 | 60.66 | 67.05 | 6 | 0.39
2030 | PJM_ROR_2_VACAR | PJM_ROR | VACAR | Internal | Summer | B6 | 300 | 3000 | 3865.25 | 51.74 | 58.13 | 6 | 0.39
2030 | PJM_ROR_2_VACAR | PJM_ROR | VACAR | Internal | Summer | B7 | 400 | 3000 | 2469.55 | 44.26 | 50.26 | 6 | 0
2030 | PJM_ROR_2_VACAR | PJM_ROR | VACAR | Internal | Summer | B8 | 500 | 3000 | 0 | 42.85 | 48.71 | 6 | 0
2030 | PJM_ROR_2_VACAR | PJM_ROR | VACAR | Internal | Summer | B9 | 800 | 3000 | 0 | 40.88 | 46.68 | 6 | 0
2030 | PJM_ROR_2_VACAR | PJM_ROR | VACAR | Internal | Summer | B10 | 1262 | 3000 | 6247.56 | 37.02 | 43.41 | 6 | 0.39
2030 | PJM_ROR_2_VACAR | PJM_ROR | VACAR | Internal | Winter | B16 | 25 | 3000 | 8694.42 | 52.82 | 59.21 | 6 | 0.39
2030 | PJM_ROR_2_VACAR | PJM_ROR | VACAR | Internal | Winter | B17 | 100 | 3000 | 5176.51 | 48.61 | 55 | 6 | 0.39
2030 | PJM_ROR_2_VACAR | PJM_ROR | VACAR | Internal | Winter | B18 | 400 | 3000 | 148.12 | 45.56 | 51.56 | 6 | 0
2030 | PJM_ROR_2_VACAR | PJM_ROR | VACAR | Internal | Winter | B19 | 700 | 3000 | 4211.61 | 44.04 | 50.43 | 6 | 0.39
2030 | PJM_ROR_2_VACAR | PJM_ROR | VACAR | Internal | Winter | B20 | 935 | 3000 | 5595.02 | 37.55 | 43.94 | 6 | 0.39
2030 | PJM_ROM_2_NYISO_A-F | PJM_ROM | NYISO_A-F | Internal | Shoulder | B11 | 25 | 2000 | 0 | 54.18 | 45.27 | 6 | 0
2030 | PJM_ROM_2_NYISO_A-F | PJM_ROM | NYISO_A-F | Internal | Shoulder | B12 | 200 | 2000 | 0 | 46.53 | 43.34 | 6 | 0
2030 | PJM_ROM_2_NYISO_A-F | PJM_ROM | NYISO_A-F | Internal | Shoulder | B13 | 600 | 2000 | 0 | 44.42 | 41.67 | 6 | 0
2030 | PJM_ROM_2_NYISO_A-F | PJM_ROM | NYISO_A-F | Internal | Shoulder | B14 | 900 | 2000 | 0 | 42.65 | 41.66 | 6 | 0
2030 | PJM_ROM_2_NYISO_A-F | PJM_ROM | NYISO_A-F | Internal | Shoulder | B15 | 1203 | 2000 | 0 | 38.89 | 41.66 | 6 | 0
2030 | PJM_ROM_2_NYISO_A-F | PJM_ROM | NYISO_A-F | Internal | Summer | B1 | 10 | 2000 | 0 | 72.82 | 63.56 | 6 | 0
2030 | PJM_ROM_2_NYISO_A-F | PJM_ROM | NYISO_A-F | Internal | Summer | B2 | 25 | 2000 | 0 | 70.12 | 60.87 | 6 | 0
2030 | PJM_ROM_2_NYISO_A-F | PJM_ROM | NYISO_A-F | Internal | Summer | B3 | 75 | 2000 | 0 | 69.27 | 59.96 | 6 | 0
2030 | PJM_ROM_2_NYISO_A-F | PJM_ROM | NYISO_A-F | Internal | Summer | B4 | 100 | 2000 | 0 | 66.58 | 57.27 | 6 | 0
2030 | PJM_ROM_2_NYISO_A-F | PJM_ROM | NYISO_A-F | Internal | Summer | B5 | 200 | 2000 | 0 | 60.65 | 51.75 | 6 | 0
2030 | PJM_ROM_2_NYISO_A-F | PJM_ROM | NYISO_A-F | Internal | Summer | B6 | 300 | 2000 | 0 | 51.73 | 43.67 | 6 | 0
2030 | PJM_ROM_2_NYISO_A-F | PJM_ROM | NYISO_A-F | Internal | Summer | B7 | 400 | 2000 | 0 | 44.24 | 40.62 | 6 | 0
2030 | PJM_ROM_2_NYISO_A-F | PJM_ROM | NYISO_A-F | Internal | Summer | B8 | 500 | 2000 | 0 | 42.86 | 40.1 | 6 | 0
2030 | PJM_ROM_2_NYISO_A-F | PJM_ROM | NYISO_A-F | Internal | Summer | B9 | 800 | 2000 | 0 | 40.89 | 39 | 6 | 0
2030 | PJM_ROM_2_NYISO_A-F | PJM_ROM | NYISO_A-F | Internal | Summer | B10 | 1262 | 2000 | 0 | 37.04 | 39 | 6 | 0
2030 | PJM_ROM_2_NYISO_A-F | PJM_ROM | NYISO_A-F | Internal | Winter | B16 | 25 | 2000 | 0 | 52.83 | 51.66 | 6 | 0
2030 | PJM_ROM_2_NYISO_A-F | PJM_ROM | NYISO_A-F | Internal | Winter | B17 | 100 | 2000 | 0 | 48.62 | 50.49 | 6 | 0
2030 | PJM_ROM_2_NYISO_A-F | PJM_ROM | NYISO_A-F | Internal | Winter | B18 | 400 | 2000 | 0 | 45.86 | 48.19 | 6 | 0
2030 | PJM_ROM_2_NYISO_A-F | PJM_ROM | NYISO_A-F | Internal | Winter | B19 | 700 | 2000 | 0 | 44.4 | 48.12 | 6 | 0
2030 | PJM_ROM_2_NYISO_A-F | PJM_ROM | NYISO_A-F | Internal | Winter | B20 | 935 | 2000 | 1845.34 | 37.91 | 43.91 | 6 | 0
2030 | PJM_ROM_2_PJM_E | PJM_ROM | PJM_E | Internal | Shoulder | B11 | 25 | 8000 | 0 | 54.18 | 54.16 | 0.01 | 0
2030 | PJM_ROM_2_PJM_E | PJM_ROM | PJM_E | Internal | Shoulder | B12 | 200 | 8000 | 0 | 46.53 | 46.52 | 0.01 | 0
2030 | PJM_ROM_2_PJM_E | PJM_ROM | PJM_E | Internal | Shoulder | B13 | 600 | 8000 | 683 | 44.42 | 44.44 | 0.01 | 0
2030 | PJM_ROM_2_PJM_E | PJM_ROM | PJM_E | Internal | Shoulder | B14 | 900 | 8000 | 3008.75 | 42.65 | 42.66 | 0.01 | 0
2030 | PJM_ROM_2_PJM_E | PJM_ROM | PJM_E | Internal | Shoulder | B15 | 1203 | 8000 | 4258.93 | 38.89 | 38.9 | 0.01 | 0
2030 | PJM_ROM_2_PJM_E | PJM_ROM | PJM_E | Internal | Summer | B1 | 10 | 8000 | 2707.88 | 72.82 | 72.83 | 0.01 | 0
2030 | PJM_ROM_2_PJM_E | PJM_ROM | PJM_E | Internal | Summer | B2 | 25 | 8000 | 1844.88 | 70.12 | 70.14 | 0.01 | 0
2030 | PJM_ROM_2_PJM_E | PJM_ROM | PJM_E | Internal | Summer | B3 | 75 | 8000 | 0 | 69.27 | 69.26 | 0.01 | 0
2030 | PJM_ROM_2_PJM_E | PJM_ROM | PJM_E | Internal | Summer | B4 | 100 | 8000 | 0 | 66.58 | 66.57 | 0.01 | 0
2030 | PJM_ROM_2_PJM_E | PJM_ROM | PJM_E | Internal | Summer | B5 | 200 | 8000 | 0 | 60.65 | 60.64 | 0.01 | 0
2030 | PJM_ROM_2_PJM_E | PJM_ROM | PJM_E | Internal | Summer | B6 | 300 | 8000 | 0 | 51.73 | 51.72 | 0.01 | 0
2030 | PJM_ROM_2_PJM_E | PJM_ROM | PJM_E | Internal | Summer | B7 | 400 | 8000 | 0 | 44.24 | 44.23 | 0.01 | 0
2030 | PJM_ROM_2_PJM_E | PJM_ROM | PJM_E | Internal | Summer | B8 | 500 | 8000 | 181.81 | 42.86 | 42.87 | 0.01 | 0
2030 | PJM_ROM_2_PJM_E | PJM_ROM | PJM_E | Internal | Summer | B9 | 800 | 8000 | 2592.78 | 40.89 | 40.91 | 0.01 | 0
2030 | PJM_ROM_2_PJM_E | PJM_ROM | PJM_E | Internal | Summer | B10 | 1262 | 8000 | 3930.47 | 37.04 | 37.05 | 0.01 | 0
2030 | PJM_ROM_2_PJM_E | PJM_ROM | PJM_E | Internal | Winter | B16 | 25 | 8000 | 3565.5 | 52.83 | 52.84 | 0.01 | 0
2030 | PJM_ROM_2_PJM_E | PJM_ROM | PJM_E | Internal | Winter | B17 | 100 | 8000 | 5355.78 | 48.62 | 48.63 | 0.01 | 0
2030 | PJM_ROM_2_PJM_E | PJM_ROM | PJM_E | Internal | Winter | B18 | 400 | 8000 | 5494.35 | 45.86 | 45.88 | 0.01 | 0
2030 | PJM_ROM_2_PJM_E | PJM_ROM | PJM_E | Internal | Winter | B19 | 700 | 8000 | 5951.95 | 44.4 | 44.41 | 0.01 | 0
2030 | PJM_ROM_2_PJM_E | PJM_ROM | PJM_E | Internal | Winter | B20 | 935 | 8000 | 6048.64 | 37.91 | 37.92 | 0.01 | 0
2030 | PJM_ROM_2_PJM_ROR | PJM_ROM | PJM_ROR | Internal | Shoulder | B11 | 25 | 8000 | 9623.78 | 54.18 | 54.21 | 0.01 | 0.01
2030 | PJM_ROM_2_PJM_ROR | PJM_ROM | PJM_ROR | Internal | Shoulder | B12 | 200 | 8000 | 0 | 46.53 | 46.52 | 0.01 | 0
2030 | PJM_ROM_2_PJM_ROR | PJM_ROM | PJM_ROR | Internal | Shoulder | B13 | 600 | 8000 | 0 | 44.42 | 44.41 | 0.01 | 0
2030 | PJM_ROM_2_PJM_ROR | PJM_ROM | PJM_ROR | Internal | Shoulder | B14 | 900 | 8000 | 0 | 42.65 | 42.64 | 0.01 | 0
2030 | PJM_ROM_2_PJM_ROR | PJM_ROM | PJM_ROR | Internal | Shoulder | B15 | 1203 | 8000 | 0 | 38.89 | 38.88 | 0.01 | 0
2030 | PJM_ROM_2_PJM_ROR | PJM_ROM | PJM_ROR | Internal | Summer | B1 | 10 | 8000 | 0 | 72.82 | 72.8 | 0.01 | 0
2030 | PJM_ROM_2_PJM_ROR | PJM_ROM | PJM_ROR | Internal | Summer | B2 | 25 | 8000 | 0 | 70.12 | 70.11 | 0.01 | 0
2030 | PJM_ROM_2_PJM_ROR | PJM_ROM | PJM_ROR | Internal | Summer | B3 | 75 | 8000 | 5437.62 | 69.27 | 69.28 | 0.01 | 0
2030 | PJM_ROM_2_PJM_ROR | PJM_ROM | PJM_ROR | Internal | Summer | B4 | 100 | 8000 | 10833.05 | 66.58 | 66.6 | 0.01 | 0.01
2030 | PJM_ROM_2_PJM_ROR | PJM_ROM | PJM_ROR | Internal | Summer | B5 | 200 | 8000 | 3127.05 | 60.65 | 60.66 | 0.01 | 0
2030 | PJM_ROM_2_PJM_ROR | PJM_ROM | PJM_ROR | Internal | Summer | B6 | 300 | 8000 | 771.84 | 51.73 | 51.74 | 0.01 | 0
2030 | PJM_ROM_2_PJM_ROR | PJM_ROM | PJM_ROR | Internal | Summer | B7 | 400 | 8000 | 251.64 | 44.24 | 44.26 | 0.01 | 0
2030 | PJM_ROM_2_PJM_ROR | PJM_ROM | PJM_ROR | Internal | Summer | B8 | 500 | 8000 | 0 | 42.86 | 42.85 | 0.01 | 0
2030 | PJM_ROM_2_PJM_ROR | PJM_ROM | PJM_ROR | Internal | Summer | B9 | 800 | 8000 | 0 | 40.89 | 40.88 | 0.01 | 0
2030 | PJM_ROM_2_PJM_ROR | PJM_ROM | PJM_ROR | Internal | Summer | B10 | 1262 | 8000 | 0 | 37.04 | 37.02 | 0.01 | 0
2030 | PJM_ROM_2_PJM_ROR | PJM_ROM | PJM_ROR | Internal | Winter | B16 | 25 | 8000 | 0 | 52.83 | 52.82 | 0.01 | 0
2030 | PJM_ROM_2_PJM_ROR | PJM_ROM | PJM_ROR | Internal | Winter | B17 | 100 | 8000 | 0 | 48.62 | 48.61 | 0.01 | 0
2030 | PJM_ROM_2_PJM_ROR | PJM_ROM | PJM_ROR | Internal | Winter | B18 | 400 | 8000 | 0 | 45.86 | 45.56 | 0.01 | 0
2030 | PJM_ROM_2_PJM_ROR | PJM_ROM | PJM_ROR | Internal | Winter | B19 | 700 | 8000 | 0 | 44.4 | 44.04 | 0.01 | 0
2030 | PJM_ROM_2_PJM_ROR | PJM_ROM | PJM_ROR | Internal | Winter | B20 | 935 | 8000 | 0 | 37.91 | 37.55 | 0.01 | 0
2030 | SOCO_2_FRCC | SOCO | FRCC | Internal | Shoulder | B11 | 25 | 3700 | 6332.61 | 64.27 | 74.59 | 10 | 0.33
2030 | SOCO_2_FRCC | SOCO | FRCC | Internal | Shoulder | B12 | 200 | 3700 | 2000.05 | 50.68 | 60.68 | 10 | 0
2030 | SOCO_2_FRCC | SOCO | FRCC | Internal | Shoulder | B13 | 600 | 3700 | 0 | 47.47 | 54.98 | 10 | 0
2030 | SOCO_2_FRCC | SOCO | FRCC | Internal | Shoulder | B14 | 900 | 3700 | 0 | 47.47 | 54.98 | 10 | 0
2030 | SOCO_2_FRCC | SOCO | FRCC | Internal | Shoulder | B15 | 1203 | 3700 | 0 | 45.69 | 52.71 | 10 | 0
2030 | SOCO_2_FRCC | SOCO | FRCC | Internal | Summer | B1 | 10 | 3700 | 1631.64 | 77.81 | 87.81 | 10 | 0
2030 | SOCO_2_FRCC | SOCO | FRCC | Internal | Summer | B2 | 25 | 3700 | 0 | 78.09 | 85.63 | 10 | 0
2030 | SOCO_2_FRCC | SOCO | FRCC | Internal | Summer | B3 | 75 | 3700 | 0 | 77.81 | 85.63 | 10 | 0
2030 | SOCO_2_FRCC | SOCO | FRCC | Internal | Summer | B4 | 100 | 3700 | 0 | 77.81 | 85.63 | 10 | 0
2030 | SOCO_2_FRCC | SOCO | FRCC | Internal | Summer | B5 | 200 | 3700 | 3700 | 73.9 | 84.12 | 10 | 0.22
2030 | SOCO_2_FRCC | SOCO | FRCC | Internal | Summer | B6 | 300 | 3700 | 1412.78 | 63.67 | 73.67 | 10 | 0
2030 | SOCO_2_FRCC | SOCO | FRCC | Internal | Summer | B7 | 400 | 3700 | 2819.54 | 56.74 | 66.74 | 10 | 0
2030 | SOCO_2_FRCC | SOCO | FRCC | Internal | Summer | B8 | 500 | 3700 | 1138.83 | 51.54 | 61.54 | 10 | 0
2030 | SOCO_2_FRCC | SOCO | FRCC | Internal | Summer | B9 | 800 | 3700 | 0 | 45.97 | 54.02 | 10 | 0
2030 | SOCO_2_FRCC | SOCO | FRCC | Internal | Summer | B10 | 1262 | 3700 | 0 | 45.97 | 51.8 | 10 | 0
2030 | SOCO_2_FRCC | SOCO | FRCC | Internal | Winter | B16 | 25 | 3700 | 4522.52 | 61.04 | 71.37 | 10 | 0.33
2030 | SOCO_2_FRCC | SOCO | FRCC | Internal | Winter | B17 | 100 | 3700 | 1394.71 | 54.84 | 64.84 | 10 | 0
2030 | SOCO_2_FRCC | SOCO | FRCC | Internal | Winter | B18 | 400 | 3700 | 0 | 50.64 | 57.76 | 10 | 0
2030 | SOCO_2_FRCC | SOCO | FRCC | Internal | Winter | B19 | 700 | 3700 | 0 | 50.64 | 57.05 | 10 | 0
2030 | SOCO_2_FRCC | SOCO | FRCC | Internal | Winter | B20 | 935 | 3700 | 0 | 46.07 | 55.37 | 10 | 0
2030 | SPP_N_2_ENT | SPP_N | ENT | Internal | Shoulder | B11 | 25 | 1800 | 9868.84 | 44.95 | 55.68 | 5 | 5.73
2030 | SPP_N_2_ENT | SPP_N | ENT | Internal | Shoulder | B12 | 200 | 1800 | 3845.54 | 34.73 | 45.46 | 5 | 5.73
2030 | SPP_N_2_ENT | SPP_N | ENT | Internal | Shoulder | B13 | 600 | 1800 | 6656.06 | 34.26 | 44.99 | 5 | 5.73
2030 | SPP_N_2_ENT | SPP_N | ENT | Internal | Shoulder | B14 | 900 | 1800 | 4296.61 | 29.15 | 39.88 | 5 | 5.73
2030 | SPP_N_2_ENT | SPP_N | ENT | Internal | Shoulder | B15 | 1203 | 1800 | 6696.52 | 26.37 | 37.11 | 5 | 5.73
2030 | SPP_N_2_ENT | SPP_N | ENT | Internal | Summer | B1 | 10 | 1800 | 1800 | 59.31 | 69.23 | 5 | 4.92
2030 | SPP_N_2_ENT | SPP_N | ENT | Internal | Summer | B2 | 25 | 1800 | 1800 | 59.96 | 69.51 | 5 | 4.55
2030 | SPP_N_2_ENT | SPP_N | ENT | Internal | Summer | B3 | 75 | 1800 | 1800 | 62.96 | 69.23 | 5 | 1.27
2030 | SPP_N_2_ENT | SPP_N | ENT | Internal | Summer | B4 | 100 | 1800 | 1800 | 59.6 | 69.23 | 5 | 4.62
2030 | SPP_N_2_ENT | SPP_N | ENT | Internal | Summer | B5 | 200 | 1800 | 6534.53 | 54.59 | 65.32 | 5 | 5.73
2030 | SPP_N_2_ENT | SPP_N | ENT | Internal | Summer | B6 | 300 | 1800 | 3955.45 | 44.35 | 55.09 | 5 | 5.73
2030 | SPP_N_2_ENT | SPP_N | ENT | Internal | Summer | B7 | 400 | 1800 | 4266.65 | 37.42 | 48.15 | 5 | 5.73
2030 | SPP_N_2_ENT | SPP_N | ENT | Internal | Summer | B8 | 500 | 1800 | 13565.18 | 32.81 | 43.54 | 5 | 5.73
2030 | SPP_N_2_ENT | SPP_N | ENT | Internal | Summer | B9 | 800 | 1800 | 10318.24 | 30.84 | 41.57 | 5 | 5.73
2030 | SPP_N_2_ENT | SPP_N | ENT | Internal | Summer | B10 | 1262 | 1800 | 10720.83 | 26.87 | 37.6 | 5 | 5.73
2030 | SPP_N_2_ENT | SPP_N | ENT | Internal | Winter | B16 | 25 | 1800 | 5954.98 | 41.73 | 52.46 | 5 | 5.73
2030 | SPP_N_2_ENT | SPP_N | ENT | Internal | Winter | B17 | 100 | 1800 | 5794.43 | 36.1 | 46.84 | 5 | 5.73
2030 | SPP_N_2_ENT | SPP_N | ENT | Internal | Winter | B18 | 400 | 1800 | 5148.77 | 34.19 | 44.92 | 5 | 5.73
2030 | SPP_N_2_ENT | SPP_N | ENT | Internal | Winter | B19 | 700 | 1800 | 5345.2 | 31.54 | 42.27 | 5 | 5.73
2030 | SPP_N_2_ENT | SPP_N | ENT | Internal | Winter | B20 | 935 | 1800 | 8860.54 | 26.76 | 37.49 | 5 | 5.73
2030 | SPP_N_2_MISO_MO-IL | SPP_N | MISO_MO-IL | Internal | Shoulder | B11 | 25 | 2000 | 2000 | 44.95 | 52.21 | 5 | 2.26
2030 | SPP_N_2_MISO_MO-IL | SPP_N | MISO_MO-IL | Internal | Shoulder | B12 | 200 | 2000 | 2000 | 34.73 | 43.73 | 5 | 4
2030 | SPP_N_2_MISO_MO-IL | SPP_N | MISO_MO-IL | Internal | Shoulder | B13 | 600 | 2000 | 2000 | 34.26 | 41.62 | 5 | 2.37
2030 | SPP_N_2_MISO_MO-IL | SPP_N | MISO_MO-IL | Internal | Shoulder | B14 | 900 | 2000 | 2656.94 | 29.15 | 39.85 | 5 | 5.7
2030 | SPP_N_2_MISO_MO-IL | SPP_N | MISO_MO-IL | Internal | Shoulder | B15 | 1203 | 2000 | 2000 | 26.37 | 36.09 | 5 | 4.71
2030 | SPP_N_2_MISO_MO-IL | SPP_N | MISO_MO-IL | Internal | Summer | B1 | 10 | 2000 | 2889.34 | 59.31 | 70.02 | 5 | 5.7
2030 | SPP_N_2_MISO_MO-IL | SPP_N | MISO_MO-IL | Internal | Summer | B2 | 25 | 2000 | 2000 | 59.96 | 67.32 | 5 | 2.37
2030 | SPP_N_2_MISO_MO-IL | SPP_N | MISO_MO-IL | Internal | Summer | B3 | 75 | 2000 | 1520.79 | 62.96 | 67.96 | 5 | 0
2030 | SPP_N_2_MISO_MO-IL | SPP_N | MISO_MO-IL | Internal | Summer | B4 | 100 | 2000 | 1945.29 | 59.6 | 64.6 | 5 | 0
2030 | SPP_N_2_MISO_MO-IL | SPP_N | MISO_MO-IL | Internal | Summer | B5 | 200 | 2000 | 0 | 54.59 | 58.66 | 5 | 0
2030 | SPP_N_2_MISO_MO-IL | SPP_N | MISO_MO-IL | Internal | Summer | B6 | 300 | 2000 | 1070.32 | 44.35 | 49.35 | 5 | 0
2030 | SPP_N_2_MISO_MO-IL | SPP_N | MISO_MO-IL | Internal | Summer | B7 | 400 | 2000 | 0 | 37.42 | 42.26 | 5 | 0
2030 | SPP_N_2_MISO_MO-IL | SPP_N | MISO_MO-IL | Internal | Summer | B8 | 500 | 2000 | 2000 | 32.81 | 40.17 | 5 | 2.37
2030 | SPP_N_2_MISO_MO-IL | SPP_N | MISO_MO-IL | Internal | Summer | B9 | 800 | 2000 | 2000 | 30.84 | 38.2 | 5 | 2.37
2030 | SPP_N_2_MISO_MO-IL | SPP_N | MISO_MO-IL | Internal | Summer | B10 | 1262 | 2000 | 2000 | 26.87 | 34.24 | 5 | 2.37
2030 | SPP_N_2_MISO_MO-IL | SPP_N | MISO_MO-IL | Internal | Winter | B16 | 25 | 2000 | 2000 | 41.73 | 50.03 | 5 | 3.3
2030 | SPP_N_2_MISO_MO-IL | SPP_N | MISO_MO-IL | Internal | Winter | B17 | 100 | 2000 | 2000 | 36.1 | 45.82 | 5 | 4.71
2030 | SPP_N_2_MISO_MO-IL | SPP_N | MISO_MO-IL | Internal | Winter | B18 | 400 | 2000 | 2000 | 34.19 | 42.77 | 5 | 3.58
2030 | SPP_N_2_MISO_MO-IL | SPP_N | MISO_MO-IL | Internal | Winter | B19 | 700 | 2000 | 2000 | 31.54 | 41.26 | 5 | 4.71
2030 | SPP_N_2_MISO_MO-IL | SPP_N | MISO_MO-IL | Internal | Winter | B20 | 935 | 2000 | 2000 | 26.76 | 34.76 | 5 | 3.01
2030 | SPP_N_2_MISO_W | SPP_N | MISO_W | Internal | Shoulder | B11 | 25 | 750 | 0 | 44.95 | 49.01 | 5 | 0
2030 | SPP_N_2_MISO_W | SPP_N | MISO_W | Internal | Shoulder | B12 | 200 | 750 | 750 | 34.73 | 40.43 | 5 | 0.7
2030 | SPP_N_2_MISO_W | SPP_N | MISO_W | Internal | Shoulder | B13 | 600 | 750 | 0 | 34.26 | 38.32 | 5 | 0
2030 | SPP_N_2_MISO_W | SPP_N | MISO_W | Internal | Shoulder | B14 | 900 | 750 | 750 | 29.15 | 36.55 | 5 | 2.4
2030 | SPP_N_2_MISO_W | SPP_N | MISO_W | Internal | Shoulder | B15 | 1203 | 750 | 750 | 26.37 | 32.78 | 5 | 1.41
2030 | SPP_N_2_MISO_W | SPP_N | MISO_W | Internal | Summer | B1 | 10 | 750 | 750 | 59.31 | 66.71 | 5 | 2.4
2030 | SPP_N_2_MISO_W | SPP_N | MISO_W | Internal | Summer | B2 | 25 | 750 | 0 | 59.96 | 64.02 | 5 | 0
2030 | SPP_N_2_MISO_W | SPP_N | MISO_W | Internal | Summer | B3 | 75 | 750 | 0 | 62.96 | 67.02 | 5 | 0
2030 | SPP_N_2_MISO_W | SPP_N | MISO_W | Internal | Summer | B4 | 100 | 750 | 0 | 59.6 | 63.67 | 5 | 0
2030 | SPP_N_2_MISO_W | SPP_N | MISO_W | Internal | Summer | B5 | 200 | 750 | 0 | 54.59 | 58.65 | 5 | 0
2030 | SPP_N_2_MISO_W | SPP_N | MISO_W | Internal | Summer | B6 | 300 | 750 | 0 | 44.35 | 48.42 | 5 | 0
2030 | SPP_N_2_MISO_W | SPP_N | MISO_W | Internal | Summer | B7 | 400 | 750 | 0 | 37.42 | 41.48 | 5 | 0
2030 | SPP_N_2_MISO_W | SPP_N | MISO_W | Internal | Summer | B8 | 500 | 750 | 0 | 32.81 | 36.87 | 5 | 0
2030 | SPP_N_2_MISO_W | SPP_N | MISO_W | Internal | Summer | B9 | 800 | 750 | 0 | 30.84 | 34.9 | 5 | 0
2030 | SPP_N_2_MISO_W | SPP_N | MISO_W | Internal | Summer | B10 | 1262 | 750 | 0 | 26.87 | 30.93 | 5 | 0
2030 | SPP_N_2_MISO_W | SPP_N | MISO_W | Internal | Winter | B16 | 25 | 750 | 267.72 | 41.73 | 46.73 | 5 | 0
2030 | SPP_N_2_MISO_W | SPP_N | MISO_W | Internal | Winter | B17 | 100 | 750 | 750 | 36.1 | 42.52 | 5 | 1.41
2030 | SPP_N_2_MISO_W | SPP_N | MISO_W | Internal | Winter | B18 | 400 | 750 | 750 | 34.19 | 39.47 | 5 | 0.28
2030 | SPP_N_2_MISO_W | SPP_N | MISO_W | Internal | Winter | B19 | 700 | 750 | 750 | 31.54 | 37.95 | 5 | 1.41
2030 | SPP_N_2_MISO_W | SPP_N | MISO_W | Internal | Winter | B20 | 935 | 750 | 0 | 26.76 | 31.46 | 5 | 0
2030 | SPP_N_2_NE | SPP_N | NE | Internal | Shoulder | B11 | 25 | 330 | 0 | 44.95 | 42.59 | 0.01 | 0
2030 | SPP_N_2_NE | SPP_N | NE | Internal | Shoulder | B12 | 200 | 330 | 0 | 34.73 | 34.01 | 0.01 | 0
2030 | SPP_N_2_NE | SPP_N | NE | Internal | Shoulder | B13 | 600 | 330 | 0 | 34.26 | 31.9 | 0.01 | 0
2030 | SPP_N_2_NE | SPP_N | NE | Internal | Shoulder | B14 | 900 | 330 | 330 | 29.15 | 30.13 | 0.01 | 0.96
2030 | SPP_N_2_NE | SPP_N | NE | Internal | Shoulder | B15 | 1203 | 330 | 0 | 26.37 | 26.36 | 0.01 | 0
2030 | SPP_N_2_NE | SPP_N | NE | Internal | Summer | B1 | 10 | 330 | 330 | 59.31 | 60.29 | 0.01 | 0.96
2030 | SPP_N_2_NE | SPP_N | NE | Internal | Summer | B2 | 25 | 330 | 0 | 59.96 | 57.6 | 0.01 | 0
2030 | SPP_N_2_NE | SPP_N | NE | Internal | Summer | B3 | 75 | 330 | 0 | 62.96 | 60.6 | 0.01 | 0
2030 | SPP_N_2_NE | SPP_N | NE | Internal | Summer | B4 | 100 | 330 | 0 | 59.6 | 57.24 | 0.01 | 0
2030 | SPP_N_2_NE | SPP_N | NE | Internal | Summer | B5 | 200 | 330 | 0 | 54.59 | 52.23 | 0.01 | 0
2030 | SPP_N_2_NE | SPP_N | NE | Internal | Summer | B6 | 300 | 330 | 0 | 44.35 | 41.99 | 0.01 | 0
2030 | SPP_N_2_NE | SPP_N | NE | Internal | Summer | B7 | 400 | 330 | 0 | 37.42 | 35.06 | 0.01 | 0
2030 | SPP_N_2_NE | SPP_N | NE | Internal | Summer | B8 | 500 | 330 | 0 | 32.81 | 30.44 | 0.01 | 0
2030 | SPP_N_2_NE | SPP_N | NE | Internal | Summer | B9 | 800 | 330 | 0 | 30.84 | 28.48 | 0.01 | 0
2030 | SPP_N_2_NE | SPP_N | NE | Internal | Summer | B10 | 1262 | 330 | 0 | 26.87 | 24.51 | 0.01 | 0
2030 | SPP_N_2_NE | SPP_N | NE | Internal | Winter | B16 | 25 | 330 | 0 | 41.73 | 40.3 | 0.01 | 0
2030 | SPP_N_2_NE | SPP_N | NE | Internal | Winter | B17 | 100 | 330 | 0 | 36.1 | 36.09 | 0.01 | 0
2030 | SPP_N_2_NE | SPP_N | NE | Internal | Winter | B18 | 400 | 330 | 0 | 34.19 | 33.05 | 0.01 | 0
2030 | SPP_N_2_NE | SPP_N | NE | Internal | Winter | B19 | 700 | 330 | 0 | 31.54 | 31.53 | 0.01 | 0
2030 | SPP_N_2_NE | SPP_N | NE | Internal | Winter | B20 | 935 | 330 | 0 | 26.76 | 25.04 | 0.01 | 0
2030 | SPP_N_2_SPP_S | SPP_N | SPP_S | Internal | Shoulder | B11 | 25 | 4000 | 1912 | 44.95 | 44.96 | 0.01 | 0
2030 | SPP_N_2_SPP_S | SPP_N | SPP_S | Internal | Shoulder | B12 | 200 | 4000 | 0 | 34.73 | 34.31 | 0.01 | 0
2030 | SPP_N_2_SPP_S | SPP_N | SPP_S | Internal | Shoulder | B13 | 600 | 4000 | 0 | 34.26 | 33.84 | 0.01 | 0
2030 | SPP_N_2_SPP_S | SPP_N | SPP_S | Internal | Shoulder | B14 | 900 | 4000 | 0 | 29.15 | 28.73 | 0.01 | 0
2030 | SPP_N_2_SPP_S | SPP_N | SPP_S | Internal | Shoulder | B15 | 1203 | 4000 | 0 | 26.37 | 25.96 | 0.01 | 0
2030 | SPP_N_2_SPP_S | SPP_N | SPP_S | Internal | Summer | B1 | 10 | 4000 | 0 | 59.31 | 58.08 | 0.01 | 0
2030 | SPP_N_2_SPP_S | SPP_N | SPP_S | Internal | Summer | B2 | 25 | 4000 | 0 | 59.96 | 58.36 | 0.01 | 0
2030 | SPP_N_2_SPP_S | SPP_N | SPP_S | Internal | Summer | B3 | 75 | 4000 | 0 | 62.96 | 62.94 | 0.01 | 0
2030 | SPP_N_2_SPP_S | SPP_N | SPP_S | Internal | Summer | B4 | 100 | 4000 | 0 | 59.6 | 58.97 | 0.01 | 0
2030 | SPP_N_2_SPP_S | SPP_N | SPP_S | Internal | Summer | B5 | 200 | 4000 | 0 | 54.59 | 54.17 | 0.01 | 0
2030 | SPP_N_2_SPP_S | SPP_N | SPP_S | Internal | Summer | B6 | 300 | 4000 | 2024.1 | 44.35 | 44.37 | 0.01 | 0
2030 | SPP_N_2_SPP_S | SPP_N | SPP_S | Internal | Summer | B7 | 400 | 4000 | 6642.74 | 37.42 | 38.79 | 0.01 | 1.36
2030 | SPP_N_2_SPP_S | SPP_N | SPP_S | Internal | Summer | B8 | 500 | 4000 | 4215.55 | 32.81 | 34.17 | 0.01 | 1.36
2030 | SPP_N_2_SPP_S | SPP_N | SPP_S | Internal | Summer | B9 | 800 | 4000 | 3638.73 | 30.84 | 30.85 | 0.01 | 0
2030 | SPP_N_2_SPP_S | SPP_N | SPP_S | Internal | Summer | B10 | 1262 | 4000 | 112.02 | 26.87 | 26.88 | 0.01 | 0
2030 | SPP_N_2_SPP_S | SPP_N | SPP_S | Internal | Winter | B16 | 25 | 4000 | 0 | 41.73 | 41.31 | 0.01 | 0
2030 | SPP_N_2_SPP_S | SPP_N | SPP_S | Internal | Winter | B17 | 100 | 4000 | 0 | 36.1 | 35.69 | 0.01 | 0
2030 | SPP_N_2_SPP_S | SPP_N | SPP_S | Internal | Winter | B18 | 400 | 4000 | 0 | 34.19 | 33.77 | 0.01 | 0
2030 | SPP_N_2_SPP_S | SPP_N | SPP_S | Internal | Winter | B19 | 700 | 4000 | 0 | 31.54 | 31.12 | 0.01 | 0
2030 | SPP_N_2_SPP_S | SPP_N | SPP_S | Internal | Winter | B20 | 935 | 4000 | 0 | 26.76 | 26.34 | 0.01 | 0
2030 | SPP_S_2_ENT | SPP_S | ENT | Internal | Shoulder | B11 | 25 | 850 | 850 | 44.96 | 55.68 | 5 | 5.72
2030 | SPP_S_2_ENT | SPP_S | ENT | Internal | Shoulder | B12 | 200 | 850 | 3010.05 | 34.31 | 45.46 | 5 | 6.15
2030 | SPP_S_2_ENT | SPP_S | ENT | Internal | Shoulder | B13 | 600 | 850 | 3658.25 | 33.84 | 44.99 | 5 | 6.15
2030 | SPP_S_2_ENT | SPP_S | ENT | Internal | Shoulder | B14 | 900 | 850 | 7181.97 | 28.73 | 39.88 | 5 | 6.15
2030 | SPP_S_2_ENT | SPP_S | ENT | Internal | Shoulder | B15 | 1203 | 850 | 8786.27 | 25.96 | 37.11 | 5 | 6.15
2030 | SPP_S_2_ENT | SPP_S | ENT | Internal | Summer | B1 | 10 | 850 | 16015.89 | 58.08 | 69.23 | 5 | 6.15
2030 | SPP_S_2_ENT | SPP_S | ENT | Internal | Summer | B2 | 25 | 850 | 1834.57 | 58.36 | 69.51 | 5 | 6.15
2030 | SPP_S_2_ENT | SPP_S | ENT | Internal | Summer | B3 | 75 | 850 | 850 | 62.94 | 69.23 | 5 | 1.29
2030 | SPP_S_2_ENT | SPP_S | ENT | Internal | Summer | B4 | 100 | 850 | 850 | 58.97 | 69.23 | 5 | 5.25
2030 | SPP_S_2_ENT | SPP_S | ENT | Internal | Summer | B5 | 200 | 850 | 1861.01 | 54.17 | 65.32 | 5 | 6.15
2030 | SPP_S_2_ENT | SPP_S | ENT | Internal | Summer | B6 | 300 | 850 | 850 | 44.37 | 55.09 | 5 | 5.72
2030 | SPP_S_2_ENT | SPP_S | ENT | Internal | Summer | B7 | 400 | 850 | 850 | 38.79 | 48.15 | 5 | 4.36
2030 | SPP_S_2_ENT | SPP_S | ENT | Internal | Summer | B8 | 500 | 850 | 850 | 34.17 | 43.54 | 5 | 4.36
2030 | SPP_S_2_ENT | SPP_S | ENT | Internal | Summer | B9 | 800 | 850 | 850 | 30.85 | 41.57 | 5 | 5.72
2030 | SPP_S_2_ENT | SPP_S | ENT | Internal | Summer | B10 | 1262 | 850 | 850 | 26.88 | 37.6 | 5 | 5.72
2030 | SPP_S_2_ENT | SPP_S | ENT | Internal | Winter | B16 | 25 | 850 | 5868.94 | 41.31 | 52.46 | 5 | 6.15
2030 | SPP_S_2_ENT | SPP_S | ENT | Internal | Winter | B17 | 100 | 850 | 5441.58 | 35.69 | 46.84 | 5 | 6.15
2030 | SPP_S_2_ENT | SPP_S | ENT | Internal | Winter | B18 | 400 | 850 | 3382.58 | 33.77 | 44.92 | 5 | 6.15
2030 | SPP_S_2_ENT | SPP_S | ENT | Internal | Winter | B19 | 700 | 850 | 4686.57 | 31.12 | 42.27 | 5 | 6.15
2030 | SPP_S_2_ENT | SPP_S | ENT | Internal | Winter | B20 | 935 | 850 | 5925.5 | 26.34 | 37.49 | 5 | 6.15
2030 | SPP_S_2_SPP_N | SPP_S | SPP_N | Internal | Shoulder | B11 | 25 | 640 | 0 | 44.96 | 44.95 | 0.01 | 0
2030 | SPP_S_2_SPP_N | SPP_S | SPP_N | Internal | Shoulder | B12 | 200 | 640 | 640 | 34.31 | 34.73 | 0.01 | 0.41
2030 | SPP_S_2_SPP_N | SPP_S | SPP_N | Internal | Shoulder | B13 | 600 | 640 | 640 | 33.84 | 34.26 | 0.01 | 0.41
2030 | SPP_S_2_SPP_N | SPP_S | SPP_N | Internal | Shoulder | B14 | 900 | 640 | 640 | 28.73 | 29.15 | 0.01 | 0.41
2030 | SPP_S_2_SPP_N | SPP_S | SPP_N | Internal | Shoulder | B15 | 1203 | 640 | 640 | 25.96 | 26.37 | 0.01 | 0.41
2030 | SPP_S_2_SPP_N | SPP_S | SPP_N | Internal | Summer | B1 | 10 | 640 | 640 | 58.08 | 59.31 | 0.01 | 1.22
2030 | SPP_S_2_SPP_N | SPP_S | SPP_N | Internal | Summer | B2 | 25 | 640 | 1951.65 | 58.36 | 59.96 | 0.01 | 1.59
2030 | SPP_S_2_SPP_N | SPP_S | SPP_N | Internal | Summer | B3 | 75 | 640 | 640 | 62.94 | 62.96 | 0.01 | 0.01
2030 | SPP_S_2_SPP_N | SPP_S | SPP_N | Internal | Summer | B4 | 100 | 640 | 640 | 58.97 | 59.6 | 0.01 | 0.62
2030 | SPP_S_2_SPP_N | SPP_S | SPP_N | Internal | Summer | B5 | 200 | 640 | 640 | 54.17 | 54.59 | 0.01 | 0.41
2030 | SPP_S_2_SPP_N | SPP_S | SPP_N | Internal | Summer | B6 | 300 | 640 | 0 | 44.37 | 44.35 | 0.01 | 0
2030 | SPP_S_2_SPP_N | SPP_S | SPP_N | Internal | Summer | B7 | 400 | 640 | 0 | 38.79 | 37.42 | 0.01 | 0
2030 | SPP_S_2_SPP_N | SPP_S | SPP_N | Internal | Summer | B8 | 500 | 640 | 0 | 34.17 | 32.81 | 0.01 | 0
2030 | SPP_S_2_SPP_N | SPP_S | SPP_N | Internal | Summer | B9 | 800 | 640 | 0 | 30.85 | 30.84 | 0.01 | 0
2030 | SPP_S_2_SPP_N | SPP_S | SPP_N | Internal | Summer | B10 | 1262 | 640 | 0 | 26.88 | 26.87 | 0.01 | 0
2030 | SPP_S_2_SPP_N | SPP_S | SPP_N | Internal | Winter | B16 | 25 | 640 | 640 | 41.31 | 41.73 | 0.01 | 0.41
2030 | SPP_S_2_SPP_N | SPP_S | SPP_N | Internal | Winter | B17 | 100 | 640 | 640 | 35.69 | 36.1 | 0.01 | 0.41
2030 | SPP_S_2_SPP_N | SPP_S | SPP_N | Internal | Winter | B18 | 400 | 640 | 640 | 33.77 | 34.19 | 0.01 | 0.41
2030 | SPP_S_2_SPP_N | SPP_S | SPP_N | Internal | Winter | B19 | 700 | 640 | 640 | 31.12 | 31.54 | 0.01 | 0.41
2030 | SPP_S_2_SPP_N | SPP_S | SPP_N | Internal | Winter | B20 | 935 | 640 | 640 | 26.34 | 26.76 | 0.01 | 0.41
2030 | TVA_2_NonRTO_Midwest | TVA | NonRTO_Midwest | Internal | Shoulder | B11 | 25 | 100 | 0 | 60.22 | 60.89 | 9 | 0
2030 | TVA_2_NonRTO_Midwest | TVA | NonRTO_Midwest | Internal | Shoulder | B12 | 200 | 100 | 0 | 48.03 | 52.41 | 9 | 0
2030 | TVA_2_NonRTO_Midwest | TVA | NonRTO_Midwest | Internal | Shoulder | B13 | 600 | 100 | 0 | 46.87 | 50.3 | 9 | 0
2030 | TVA_2_NonRTO_Midwest | TVA | NonRTO_Midwest | Internal | Shoulder | B14 | 900 | 100 | 0 | 46.87 | 45.1 | 9 | 0
2030 | TVA_2_NonRTO_Midwest | TVA | NonRTO_Midwest | Internal | Shoulder | B15 | 1203 | 100 | 0 | 44.1 | 38.02 | 9 | 0
2030 | TVA_2_NonRTO_Midwest | TVA | NonRTO_Midwest | Internal | Summer | B1 | 10 | 100 | 0 | 77.8 | 76.13 | 9 | 0
2030 | TVA_2_NonRTO_Midwest | TVA | NonRTO_Midwest | Internal | Summer | B2 | 25 | 100 | 0 | 75.34 | 75.97 | 9 | 0
2030 | TVA_2_NonRTO_Midwest | TVA | NonRTO_Midwest | Internal | Summer | B3 | 75 | 100 | 0 | 75.29 | 75.97 | 9 | 0
2030 | TVA_2_NonRTO_Midwest | TVA | NonRTO_Midwest | Internal | Summer | B4 | 100 | 100 | 0 | 72.62 | 72.63 | 9 | 0
2030 | TVA_2_NonRTO_Midwest | TVA | NonRTO_Midwest | Internal | Summer | B5 | 200 | 100 | 0 | 64.9 | 66.68 | 9 | 0
2030 | TVA_2_NonRTO_Midwest | TVA | NonRTO_Midwest | Internal | Summer | B6 | 300 | 100 | 0 | 54.31 | 57.76 | 9 | 0
2030 | TVA_2_NonRTO_Midwest | TVA | NonRTO_Midwest | Internal | Summer | B7 | 400 | 100 | 0 | 47.37 | 50.27 | 9 | 0
2030 | TVA_2_NonRTO_Midwest | TVA | NonRTO_Midwest | Internal | Summer | B8 | 500 | 100 | 0 | 45.43 | 43.18 | 9 | 0
2030 | TVA_2_NonRTO_Midwest | TVA | NonRTO_Midwest | Internal | Summer | B9 | 800 | 100 | 0 | 42.23 | 38.02 | 9 | 0
2030 | TVA_2_NonRTO_Midwest | TVA | NonRTO_Midwest | Internal | Summer | B10 | 1262 | 100 | 0 | 41.91 | 33.9 | 9 | 0
2030 | TVA_2_NonRTO_Midwest | TVA | NonRTO_Midwest | Internal | Winter | B16 | 25 | 100 | 0 | 58.04 | 58.71 | 9 | 0
2030 | TVA_2_NonRTO_Midwest | TVA | NonRTO_Midwest | Internal | Winter | B17 | 100 | 100 | 0 | 52.04 | 54.5 | 9 | 0
2030 | TVA_2_NonRTO_Midwest | TVA | NonRTO_Midwest | Internal | Winter | B18 | 400 | 100 | 0 | 47.77 | 51.45 | 9 | 0
2030 | TVA_2_NonRTO_Midwest | TVA | NonRTO_Midwest | Internal | Winter | B19 | 700 | 100 | 0 | 47.77 | 45.37 | 9 | 0
2030 | TVA_2_NonRTO_Midwest | TVA | NonRTO_Midwest | Internal | Winter | B20 | 935 | 100 | 0 | 42.78 | 38.02 | 9 | 0
2030 | TVA_2_SOCO | TVA | SOCO | Internal | Shoulder | B11 | 25 | 500 | 0 | 60.22 | 64.27 | 9 | 0
2030 | TVA_2_SOCO | TVA | SOCO | Internal | Shoulder | B12 | 200 | 500 | 0 | 48.03 | 50.68 | 9 | 0
2030 | TVA_2_SOCO | TVA | SOCO | Internal | Shoulder | B13 | 600 | 500 | 0 | 46.87 | 47.47 | 9 | 0
2030 | TVA_2_SOCO | TVA | SOCO | Internal | Shoulder | B14 | 900 | 500 | 0 | 46.87 | 47.47 | 9 | 0
2030 | TVA_2_SOCO | TVA | SOCO | Internal | Shoulder | B15 | 1203 | 500 | 0 | 44.1 | 45.69 | 9 | 0
2030 | TVA_2_SOCO | TVA | SOCO | Internal | Summer | B1 | 10 | 500 | 0 | 77.8 | 77.81 | 9 | 0
2030 | TVA_2_SOCO | TVA | SOCO | Internal | Summer | B2 | 25 | 500 | 0 | 75.34 | 78.09 | 9 | 0
2030 | TVA_2_SOCO | TVA | SOCO | Internal | Summer | B3 | 75 | 500 | 0 | 75.29 | 77.81 | 9 | 0
2030 | TVA_2_SOCO | TVA | SOCO | Internal | Summer | B4 | 100 | 500 | 0 | 72.62 | 77.81 | 9 | 0
2030 | TVA_2_SOCO | TVA | SOCO | Internal | Summer | B5 | 200 | 500 | 86.34 | 64.9 | 73.9 | 9 | 0
2030 | TVA_2_SOCO | TVA | SOCO | Internal | Summer | B6 | 300 | 500 | 963.39 | 54.31 | 63.67 | 9 | 0.36
2030 | TVA_2_SOCO | TVA | SOCO | Internal | Summer | B7 | 400 | 500 | 1549.05 | 47.37 | 56.74 | 9 | 0.36
2030 | TVA_2_SOCO | TVA | SOCO | Internal | Summer | B8 | 500 | 500 | 0 | 45.43 | 51.54 | 9 | 0
2030 | TVA_2_SOCO | TVA | SOCO | Internal | Summer | B9 | 800 | 500 | 0 | 42.23 | 45.97 | 9 | 0
2030 | TVA_2_SOCO | TVA | SOCO | Internal | Summer | B10 | 1262 | 500 | 0 | 41.91 | 45.97 | 9 | 0
2030 | TVA_2_SOCO | TVA | SOCO | Internal | Winter | B16 | 25 | 500 | 0 | 58.04 | 61.04 | 9 | 0
2030 | TVA_2_SOCO | TVA | SOCO | Internal | Winter | B17 | 100 | 500 | 0 | 52.04 | 54.84 | 9 | 0
2030 | TVA_2_SOCO | TVA | SOCO | Internal | Winter | B18 | 400 | 500 | 0 | 47.77 | 50.64 | 9 | 0
2030 | TVA_2_SOCO | TVA | SOCO | Internal | Winter | B19 | 700 | 500 | 0 | 47.77 | 50.64 | 9 | 0
2030 | TVA_2_SOCO | TVA | SOCO | Internal | Winter | B20 | 935 | 500 | 0 | 42.78 | 46.07 | 9 | 0
2030 | TVA_2_VACAR | TVA | VACAR | Internal | Shoulder | B11 | 25 | 150 | 0 | 60.22 | 60.6 | 9 | 0
2030 | TVA_2_VACAR | TVA | VACAR | Internal | Shoulder | B12 | 200 | 150 | 0 | 48.03 | 52.52 | 9 | 0
2030 | TVA_2_VACAR | TVA | VACAR | Internal | Shoulder | B13 | 600 | 150 | 0 | 46.87 | 50.41 | 9 | 0
2030 | TVA_2_VACAR | TVA | VACAR | Internal | Shoulder | B14 | 900 | 150 | 0 | 46.87 | 48.64 | 9 | 0
2030 | TVA_2_VACAR | TVA | VACAR | Internal | Shoulder | B15 | 1203 | 150 | 0 | 44.1 | 45.26 | 9 | 0
2030 | TVA_2_VACAR | TVA | VACAR | Internal | Summer | B1 | 10 | 150 | 0 | 77.8 | 79.19 | 9 | 0
2030 | TVA_2_VACAR | TVA | VACAR | Internal | Summer | B2 | 25 | 150 | 0 | 75.34 | 76.5 | 9 | 0
2030 | TVA_2_VACAR | TVA | VACAR | Internal | Summer | B3 | 75 | 150 | 0 | 75.29 | 75.67 | 9 | 0
2030 | TVA_2_VACAR | TVA | VACAR | Internal | Summer | B4 | 100 | 150 | 0 | 72.62 | 72.99 | 9 | 0
2030 | TVA_2_VACAR | TVA | VACAR | Internal | Summer | B5 | 200 | 150 | 0 | 64.9 | 67.05 | 9 | 0
2030 | TVA_2_VACAR | TVA | VACAR | Internal | Summer | B6 | 300 | 150 | 0 | 54.31 | 58.13 | 9 | 0
2030 | TVA_2_VACAR | TVA | VACAR | Internal | Summer | B7 | 400 | 150 | 0 | 47.37 | 50.26 | 9 | 0
2030 | TVA_2_VACAR | TVA | VACAR | Internal | Summer | B8 | 500 | 150 | 0 | 45.43 | 48.71 | 9 | 0
2030 | TVA_2_VACAR | TVA | VACAR | Internal | Summer | B9 | 800 | 150 | 0 | 42.23 | 46.68 | 9 | 0
2030 | TVA_2_VACAR | TVA | VACAR | Internal | Summer | B10 | 1262 | 150 | 0 | 41.91 | 43.41 | 9 | 0
2030 | TVA_2_VACAR | TVA | VACAR | Internal | Winter | B16 | 25 | 150 | 0 | 58.04 | 59.21 | 9 | 0
2030 | TVA_2_VACAR | TVA | VACAR | Internal | Winter | B17 | 100 | 150 | 0 | 52.04 | 55 | 9 | 0
2030 | TVA_2_VACAR | TVA | VACAR | Internal | Winter | B18 | 400 | 150 | 0 | 47.77 | 51.56 | 9 | 0
2030 | TVA_2_VACAR | TVA | VACAR | Internal | Winter | B19 | 700 | 150 | 0 | 47.77 | 50.43 | 9 | 0
2030 | TVA_2_VACAR | TVA | VACAR | Internal | Winter | B20 | 935 | 150 | 0 | 42.78 | 43.94 | 9 | 0
2030 | TVA_Transmission_2_TVA | TVA_Transmission | TVA | Internal | Shoulder | B11 | 25 | 99999 | 153.91 | 60.21 | 60.22 | 0.01 | 0
2030 | TVA_Transmission_2_TVA | TVA_Transmission | TVA | Internal | Shoulder | B12 | 200 | 99999 | 0 | 49.6 | 48.03 | 0.01 | 0
2030 | TVA_Transmission_2_TVA | TVA_Transmission | TVA | Internal | Shoulder | B13 | 600 | 99999 | 0 | 48.03 | 46.87 | 0.01 | 0
2030 | TVA_Transmission_2_TVA | TVA_Transmission | TVA | Internal | Shoulder | B14 | 900 | 99999 | 0 | 47.18 | 46.87 | 0.01 | 0
2030 | TVA_Transmission_2_TVA | TVA_Transmission | TVA | Internal | Shoulder | B15 | 1203 | 99999 | 1217.68 | 44.09 | 44.1 | 0.01 | 0
2030 | TVA_Transmission_2_TVA | TVA_Transmission | TVA | Internal | Summer | B1 | 10 | 99999 | 3432.29 | 77.79 | 77.8 | 0.01 | 0
2030 | TVA_Transmission_2_TVA | TVA_Transmission | TVA | Internal | Summer | B2 | 25 | 99999 | 2541.43 | 75.32 | 75.34 | 0.01 | 0
2030 | TVA_Transmission_2_TVA | TVA_Transmission | TVA | Internal | Summer | B3 | 75 | 99999 | 793.47 | 75.28 | 75.29 | 0.01 | 0
2030 | TVA_Transmission_2_TVA | TVA_Transmission | TVA | Internal | Summer | B4 | 100 | 99999 | 1765.61 | 72.6 | 72.62 | 0.01 | 0
2030 | TVA_Transmission_2_TVA | TVA_Transmission | TVA | Internal | Summer | B5 | 200 | 99999 | 0 | 65.83 | 64.9 | 0.01 | 0
2030 | TVA_Transmission_2_TVA | TVA_Transmission | TVA | Internal | Summer | B6 | 300 | 99999 | 0 | 56.13 | 54.31 | 0.01 | 0
2030 | TVA_Transmission_2_TVA | TVA_Transmission | TVA | Internal | Summer | B7 | 400 | 99999 | 0 | 49 | 47.37 | 0.01 | 0
2030 | TVA_Transmission_2_TVA | TVA_Transmission | TVA | Internal | Summer | B8 | 500 | 99999 | 0 | 46.57 | 45.43 | 0.01 | 0
2030 | TVA_Transmission_2_TVA | TVA_Transmission | TVA | Internal | Summer | B9 | 800 | 99999 | 0 | 43.52 | 42.23 | 0.01 | 0
2030 | TVA_Transmission_2_TVA | TVA_Transmission | TVA | Internal | Summer | B10 | 1262 | 99999 | 28.23 | 41.9 | 41.91 | 0.01 | 0
2030 | TVA_Transmission_2_TVA | TVA_Transmission | TVA | Internal | Winter | B16 | 25 | 99999 | 2300.57 | 58.03 | 58.04 | 0.01 | 0
2030 | TVA_Transmission_2_TVA | TVA_Transmission | TVA | Internal | Winter | B17 | 100 | 99999 | 0 | 52.73 | 52.04 | 0.01 | 0
2030 | TVA_Transmission_2_TVA | TVA_Transmission | TVA | Internal | Winter | B18 | 400 | 99999 | 0 | 49.02 | 47.77 | 0.01 | 0
2030 | TVA_Transmission_2_TVA | TVA_Transmission | TVA | Internal | Winter | B19 | 700 | 99999 | 0 | 48.31 | 47.77 | 0.01 | 0
2030 | TVA_Transmission_2_TVA | TVA_Transmission | TVA | Internal | Winter | B20 | 935 | 99999 | 2739.25 | 42.76 | 42.78 | 0.01 | 0
2030 | VACAR_2_SOCO | VACAR | SOCO | Internal | Shoulder | B11 | 25 | 3000 | 0 | 60.6 | 64.27 | 7 | 0
2030 | VACAR_2_SOCO | VACAR | SOCO | Internal | Shoulder | B12 | 200 | 3000 | 0 | 52.52 | 50.68 | 7 | 0
2030 | VACAR_2_SOCO | VACAR | SOCO | Internal | Shoulder | B13 | 600 | 3000 | 0 | 50.41 | 47.47 | 7 | 0
2030 | VACAR_2_SOCO | VACAR | SOCO | Internal | Shoulder | B14 | 900 | 3000 | 0 | 48.64 | 47.47 | 7 | 0
2030 | VACAR_2_SOCO | VACAR | SOCO | Internal | Shoulder | B15 | 1203 | 3000 | 0 | 45.26 | 45.69 | 7 | 0
2030 | VACAR_2_SOCO | VACAR | SOCO | Internal | Summer | B1 | 10 | 3000 | 0 | 79.19 | 77.81 | 7 | 0
2030 | VACAR_2_SOCO | VACAR | SOCO | Internal | Summer | B2 | 25 | 3000 | 0 | 76.5 | 78.09 | 7 | 0
2030 | VACAR_2_SOCO | VACAR | SOCO | Internal | Summer | B3 | 75 | 3000 | 0 | 75.67 | 77.81 | 7 | 0
2030 | VACAR_2_SOCO | VACAR | SOCO | Internal | Summer | B4 | 100 | 3000 | 0 | 72.99 | 77.81 | 7 | 0
2030 | VACAR_2_SOCO | VACAR | SOCO | Internal | Summer | B5 | 200 | 3000 | 0 | 67.05 | 73.9 | 7 | 0
2030 | VACAR_2_SOCO | VACAR | SOCO | Internal | Summer | B6 | 300 | 3000 | 0 | 58.13 | 63.67 | 7 | 0
2030 | VACAR_2_SOCO | VACAR | SOCO | Internal | Summer | B7 | 400 | 3000 | 0 | 50.26 | 56.74 | 7 | 0
2030 | VACAR_2_SOCO | VACAR | SOCO | Internal | Summer | B8 | 500 | 3000 | 0 | 48.71 | 51.54 | 7 | 0
2030 | VACAR_2_SOCO | VACAR | SOCO | Internal | Summer | B9 | 800 | 3000 | 0 | 46.68 | 45.97 | 7 | 0
2030 | VACAR_2_SOCO | VACAR | SOCO | Internal | Summer | B10 | 1262 | 3000 | 0 | 43.41 | 45.97 | 7 | 0
2030 | VACAR_2_SOCO | VACAR | SOCO | Internal | Winter | B16 | 25 | 3000 | 0 | 59.21 | 61.04 | 7 | 0
2030 | VACAR_2_SOCO | VACAR | SOCO | Internal | Winter | B17 | 100 | 3000 | 0 | 55 | 54.84 | 7 | 0
2030 | VACAR_2_SOCO | VACAR | SOCO | Internal | Winter | B18 | 400 | 3000 | 0 | 51.56 | 50.64 | 7 | 0
2030 | VACAR_2_SOCO | VACAR | SOCO | Internal | Winter | B19 | 700 | 3000 | 0 | 50.43 | 50.64 | 7 | 0
2030 | VACAR_2_SOCO | VACAR | SOCO | Internal | Winter | B20 | 935 | 3000 | 0 | 43.94 | 46.07 | 7 | 0
2035 | ENT_2_SOCO | ENT | SOCO | Internal | Shoulder | B11 | 25 | 2000 | 4643.47 | 65.28 | 74.85 | 8 | 1.56
2035 | ENT_2_SOCO | ENT | SOCO | Internal | Shoulder | B12 | 200 | 2000 | 0 | 52.97 | 54.95 | 8 | 0
2035 | ENT_2_SOCO | ENT | SOCO | Internal | Shoulder | B13 | 600 | 2000 | 0 | 50.84 | 53.05 | 8 | 0
2035 | ENT_2_SOCO | ENT | SOCO | Internal | Shoulder | B14 | 900 | 2000 | 0 | 46.64 | 53.05 | 8 | 0
2035 | ENT_2_SOCO | ENT | SOCO | Internal | Shoulder | B15 | 1203 | 2000 | 5159.28 | 42.94 | 52.5 | 8 | 1.56
2035 | ENT_2_SOCO | ENT | SOCO | Internal | Summer | B1 | 10 | 2000 | 5029.59 | 77.97 | 87.54 | 8 | 1.56
2035 | ENT_2_SOCO | ENT | SOCO | Internal | Summer | B2 | 25 | 2000 | 2000 | 79.21 | 88.3 | 8 | 1.08
2035 | ENT_2_SOCO | ENT | SOCO | Internal | Summer | B3 | 75 | 2000 | 1947.04 | 78.6 | 86.6 | 8 | 0
2035 | ENT_2_SOCO | ENT | SOCO | Internal | Summer | B4 | 100 | 2000 | 1954.39 | 78.6 | 86.6 | 8 | 0
2035 | ENT_2_SOCO | ENT | SOCO | Internal | Summer | B5 | 200 | 2000 | 2913.92 | 75 | 84.56 | 8 | 1.56
2035 | ENT_2_SOCO | ENT | SOCO | Internal | Summer | B6 | 300 | 2000 | 1145.41 | 64.7 | 72.7 | 8 | 0
2035 | ENT_2_SOCO | ENT | SOCO | Internal | Summer | B7 | 400 | 2000 | 1660.42 | 54.35 | 62.35 | 8 | 0
2035 | ENT_2_SOCO | ENT | SOCO | Internal | Summer | B8 | 500 | 2000 | 290.89 | 49.07 | 57.07 | 8 | 0
2035 | ENT_2_SOCO | ENT | SOCO | Internal | Summer | B9 | 800 | 2000 | 0 | 46.14 | 51.48 | 8 | 0
2035 | ENT_2_SOCO | ENT | SOCO | Internal | Summer | B10 | 1262 | 2000 | 3971.87 | 41.22 | 50.78 | 8 | 1.56
2035 | ENT_2_SOCO | ENT | SOCO | Internal | Winter | B16 | 25 | 2000 | 8759.77 | 59.87 | 69.44 | 8 | 1.56
2035 | ENT_2_SOCO | ENT | SOCO | Internal | Winter | B17 | 100 | 2000 | 0 | 53.48 | 60.13 | 8 | 0
2035 | ENT_2_SOCO | ENT | SOCO | Internal | Winter | B18 | 400 | 2000 | 0 | 51.56 | 56.53 | 8 | 0
2035 | ENT_2_SOCO | ENT | SOCO | Internal | Winter | B19 | 700 | 2000 | 2000 | 48.37 | 56.53 | 8 | 0.16
2035 | ENT_2_SOCO | ENT | SOCO | Internal | Winter | B20 | 935 | 2000 | 6004.62 | 42.25 | 51.82 | 8 | 1.56
2035 | ENT_2_TVA_Transmission | ENT | TVA_Transmission | Internal | Shoulder | B11 | 25 | 2100 | 0 | 65.28 | 67.69 | 8 | 0
2035 | ENT_2_TVA_Transmission | ENT | TVA_Transmission | Internal | Shoulder | B12 | 200 | 2100 | 0 | 52.97 | 56.87 | 8 | 0
2035 | ENT_2_TVA_Transmission | ENT | TVA_Transmission | Internal | Shoulder | B13 | 600 | 2100 | 0 | 50.84 | 53.87 | 8 | 0
2035 | ENT_2_TVA_Transmission | ENT | TVA_Transmission | Internal | Shoulder | B14 | 900 | 2100 | 0 | 46.64 | 52.55 | 8 | 0
2035 | ENT_2_TVA_Transmission | ENT | TVA_Transmission | Internal | Shoulder | B15 | 1203 | 2100 | 0 | 42.94 | 48.78 | 8 | 0
2035 | ENT_2_TVA_Transmission | ENT | TVA_Transmission | Internal | Summer | B1 | 10 | 2100 | 0 | 77.97 | 84.9 | 8 | 0
2035 | ENT_2_TVA_Transmission | ENT | TVA_Transmission | Internal | Summer | B2 | 25 | 2100 | 0 | 79.21 | 83.69 | 8 | 0
2035 | ENT_2_TVA_Transmission | ENT | TVA_Transmission | Internal | Summer | B3 | 75 | 2100 | 0 | 78.6 | 83.18 | 8 | 0
2035 | ENT_2_TVA_Transmission | ENT | TVA_Transmission | Internal | Summer | B4 | 100 | 2100 | 0 | 78.6 | 79.66 | 8 | 0
2035 | ENT_2_TVA_Transmission | ENT | TVA_Transmission | Internal | Summer | B5 | 200 | 2100 | 0 | 75 | 77.32 | 8 | 0
2035 | ENT_2_TVA_Transmission | ENT | TVA_Transmission | Internal | Summer | B6 | 300 | 2100 | 0 | 64.7 | 65.92 | 8 | 0
2035 | ENT_2_TVA_Transmission | ENT | TVA_Transmission | Internal | Summer | B7 | 400 | 2100 | 0 | 54.35 | 54.24 | 8 | 0
2035 | ENT_2_TVA_Transmission | ENT | TVA_Transmission | Internal | Summer | B8 | 500 | 2100 | 0 | 49.07 | 51.48 | 8 | 0
2035 | ENT_2_TVA_Transmission | ENT | TVA_Transmission | Internal | Summer | B9 | 800 | 2100 | 0 | 46.14 | 50.62 | 8 | 0
2035 | ENT_2_TVA_Transmission | ENT | TVA_Transmission | Internal | Summer | B10 | 1262 | 2100 | 0 | 41.22 | 45.69 | 8 | 0
2035 | ENT_2_TVA_Transmission | ENT | TVA_Transmission | Internal | Winter | B16 | 25 | 2100 | 0 | 59.87 | 64.91 | 8 | 0
2035 | ENT_2_TVA_Transmission | ENT | TVA_Transmission | Internal | Winter | B17 | 100 | 2100 | 0 | 53.48 | 58.6 | 8 | 0
2035 | ENT_2_TVA_Transmission | ENT | TVA_Transmission | Internal | Winter | B18 | 400 | 2100 | 0 | 51.56 | 56.11 | 8 | 0
2035 | ENT_2_TVA_Transmission | ENT | TVA_Transmission | Internal | Winter | B19 | 700 | 2100 | 0 | 48.37 | 54.21 | 8 | 0
2035 | ENT_2_TVA_Transmission | ENT | TVA_Transmission | Internal | Winter | B20 | 935 | 2100 | 0 | 42.25 | 48.09 | 8 | 0
2035 | HQ_NEISO_2_NEISO | HQ_NEISO | NEISO | Internal | Shoulder | B11 | 25 | 99999 | 4523.29 | 49.98 | 49.99 | 0.01 | 0
2035 | HQ_NEISO_2_NEISO | HQ_NEISO | NEISO | Internal | Shoulder | B12 | 200 | 99999 | 4507.22 | 43.26 | 43.27 | 0.01 | 0
2035 | HQ_NEISO_2_NEISO | HQ_NEISO | NEISO | Internal | Shoulder | B13 | 600 | 99999 | 4443.92 | 42.32 | 42.33 | 0.01 | 0
2035 | HQ_NEISO_2_NEISO | HQ_NEISO | NEISO | Internal | Shoulder | B14 | 900 | 99999 | 4333.2 | 42.32 | 42.33 | 0.01 | 0
2035 | HQ_NEISO_2_NEISO | HQ_NEISO | NEISO | Internal | Shoulder | B15 | 1203 | 99999 | 2251.49 | 42.32 | 42.33 | 0.01 | 0
2035 | HQ_NEISO_2_NEISO | HQ_NEISO | NEISO | Internal | Summer | B1 | 10 | 99999 | 5420 | 67.64 | 67.65 | 0.01 | 0
2035 | HQ_NEISO_2_NEISO | HQ_NEISO | NEISO | Internal | Summer | B2 | 25 | 99999 | 5313.73 | 66.28 | 66.29 | 0.01 | 0
2035 | HQ_NEISO_2_NEISO | HQ_NEISO | NEISO | Internal | Summer | B3 | 75 | 99999 | 5101.91 | 65.3 | 65.32 | 0.01 | 0
2035 | HQ_NEISO_2_NEISO | HQ_NEISO | NEISO | Internal | Summer | B4 | 100 | 99999 | 4919.84 | 61.78 | 61.8 | 0.01 | 0
2035 | HQ_NEISO_2_NEISO | HQ_NEISO | NEISO | Internal | Summer | B5 | 200 | 99999 | 4820.81 | 59.44 | 59.45 | 0.01 | 0
2035 | HQ_NEISO_2_NEISO | HQ_NEISO | NEISO | Internal | Summer | B6 | 300 | 99999 | 4709.12 | 49.88 | 49.89 | 0.01 | 0
2035 | HQ_NEISO_2_NEISO | HQ_NEISO | NEISO | Internal | Summer | B7 | 400 | 99999 | 4581.14 | 41.87 | 41.88 | 0.01 | 0
2035 | HQ_NEISO_2_NEISO | HQ_NEISO | NEISO | Internal | Summer | B8 | 500 | 99999 | 4480.51 | 38.69 | 38.7 | 0.01 | 0
2035 | HQ_NEISO_2_NEISO | HQ_NEISO | NEISO | Internal | Summer | B9 | 800 | 99999 | 4357.25 | 38.69 | 38.7 | 0.01 | 0
2035 | HQ_NEISO_2_NEISO | HQ_NEISO | NEISO | Internal | Summer | B10 | 1262 | 99999 | 1940.57 | 38.69 | 38.7 | 0.01 | 0
2035 | HQ_NEISO_2_NEISO | HQ_NEISO | NEISO | Internal | Winter | B16 | 25 | 99999 | 4746.16 | 53.5 | 53.51 | 0.01 | 0
2035 | HQ_NEISO_2_NEISO | HQ_NEISO | NEISO | Internal | Winter | B17 | 100 | 99999 | 4656.71 | 53.5 | 53.51 | 0.01 | 0
2035 | HQ_NEISO_2_NEISO | HQ_NEISO | NEISO | Internal | Winter | B18 | 400 | 99999 | 4588.26 | 53.5 | 53.51 | 0.01 | 0
2035 | HQ_NEISO_2_NEISO | HQ_NEISO | NEISO | Internal | Winter | B19 | 700 | 99999 | 4460.73 | 52.47 | 52.48 | 0.01 | 0
2035 | HQ_NEISO_2_NEISO | HQ_NEISO | NEISO | Internal | Winter | B20 | 935 | 99999 | 2471.08 | 52.37 | 52.38 | 0.01 | 0
2035 | HQ_NY_2_NYISO_A-F | HQ_NY | NYISO_A-F | Internal | Shoulder | B11 | 25 | 99999 | 2812.27 | 52.98 | 52.99 | 0.01 | 0
2035 | HQ_NY_2_NYISO_A-F | HQ_NY | NYISO_A-F | Internal | Shoulder | B12 | 200 | 99999 | 2847.69 | 46.78 | 46.79 | 0.01 | 0
2035 | HQ_NY_2_NYISO_A-F | HQ_NY | NYISO_A-F | Internal | Shoulder | B13 | 600 | 99999 | 2781.85 | 45.76 | 45.77 | 0.01 | 0
2035 | HQ_NY_2_NYISO_A-F | HQ_NY | NYISO_A-F | Internal | Shoulder | B14 | 900 | 99999 | 2673.14 | 45.76 | 45.77 | 0.01 | 0
2035 | HQ_NY_2_NYISO_A-F | HQ_NY | NYISO_A-F | Internal | Shoulder | B15 | 1203 | 99999 | 1582.7 | 45.76 | 45.77 | 0.01 | 0
2035 | HQ_NY_2_NYISO_A-F | HQ_NY | NYISO_A-F | Internal | Summer | B1 | 10 | 99999 | 3500 | 70.39 | 70.4 | 0.01 | 0
2035 | HQ_NY_2_NYISO_A-F | HQ_NY | NYISO_A-F | Internal | Summer | B2 | 25 | 99999 | 3406.62 | 69.03 | 69.04 | 0.01 | 0
2035 | HQ_NY_2_NYISO_A-F | HQ_NY | NYISO_A-F | Internal | Summer | B3 | 75 | 99999 | 3266.6 | 68.05 | 68.07 | 0.01 | 0
2035 | HQ_NY_2_NYISO_A-F | HQ_NY | NYISO_A-F | Internal | Summer | B4 | 100 | 99999 | 3116.28 | 64.53 | 64.55 | 0.01 | 0
2035 | HQ_NY_2_NYISO_A-F | HQ_NY | NYISO_A-F | Internal | Summer | B5 | 200 | 99999 | 3025.49 | 62.19 | 62.2 | 0.01 | 0
2035 | HQ_NY_2_NYISO_A-F | HQ_NY | NYISO_A-F | Internal | Summer | B6 | 300 | 99999 | 2934.86 | 52.88 | 52.89 | 0.01 | 0
2035 | HQ_NY_2_NYISO_A-F | HQ_NY | NYISO_A-F | Internal | Summer | B7 | 400 | 99999 | 2830.75 | 45.39 | 45.4 | 0.01 | 0
2035 | HQ_NY_2_NYISO_A-F | HQ_NY | NYISO_A-F | Internal | Summer | B8 | 500 | 99999 | 2760.25 | 42.21 | 42.22 | 0.01 | 0
2035 | HQ_NY_2_NYISO_A-F | HQ_NY | NYISO_A-F | Internal | Summer | B9 | 800 | 99999 | 2664.71 | 42.21 | 42.22 | 0.01 | 0
2035 | HQ_NY_2_NYISO_A-F | HQ_NY | NYISO_A-F | Internal | Summer | B10 | 1262 | 99999 | 1436.31 | 42.21 | 42.22 | 0.01 | 0
2035 | HQ_NY_2_NYISO_A-F | HQ_NY | NYISO_A-F | Internal | Winter | B16 | 25 | 99999 | 3058.87 | 56.25 | 56.26 | 0.01 | 0
2035 | HQ_NY_2_NYISO_A-F | HQ_NY | NYISO_A-F | Internal | Winter | B17 | 100 | 99999 | 3001.1 | 55.69 | 55.7 | 0.01 | 0
2035 | HQ_NY_2_NYISO_A-F | HQ_NY | NYISO_A-F | Internal | Winter | B18 | 400 | 99999 | 2934.69 | 55.61 | 55.63 | 0.01 | 0
2035 | HQ_NY_2_NYISO_A-F | HQ_NY | NYISO_A-F | Internal | Winter | B19 | 700 | 99999 | 2819.07 | 54.66 | 54.67 | 0.01 | 0
2035 | HQ_NY_2_NYISO_A-F | HQ_NY | NYISO_A-F | Internal | Winter | B20 | 935 | 99999 | 1762.97 | 49.33 | 49.34 | 0.01 | 0
2035 | HQ_IESO_2_IESO | HQ_IESO | IESO | Internal | Shoulder | B11 | 25 | 99999 | 400 | 53.14 | 53.15 | 0.01 | 0
2035 | HQ_IESO_2_IESO | HQ_IESO | IESO | Internal | Shoulder | B12 | 200 | 99999 | 400 | 46.11 | 46.13 | 0.01 | 0
2035 | HQ_IESO_2_IESO | HQ_IESO | IESO | Internal | Shoulder | B13 | 600 | 99999 | 400 | 45.66 | 45.67 | 0.01 | 0
2035 | HQ_IESO_2_IESO | HQ_IESO | IESO | Internal | Shoulder | B14 | 900 | 99999 | 400 | 45.66 | 45.67 | 0.01 | 0
2035 | HQ_IESO_2_IESO | HQ_IESO | IESO | Internal | Shoulder | B15 | 1203 | 99999 | 75.48 | 45.66 | 45.67 | 0.01 | 0
2035 | HQ_IESO_2_IESO | HQ_IESO | IESO | Internal | Summer | B1 | 10 | 99999 | 400 | 77.39 | 77.4 | 0.01 | 0
2035 | HQ_IESO_2_IESO | HQ_IESO | IESO | Internal | Summer | B2 | 25 | 99999 | 400 | 68.64 | 68.65 | 0.01 | 0
2035 | HQ_IESO_2_IESO | HQ_IESO | IESO | Internal | Summer | B3 | 75 | 99999 | 400 | 65.78 | 65.79 | 0.01 | 0
2035 | HQ_IESO_2_IESO | HQ_IESO | IESO | Internal | Summer | B4 | 100 | 99999 | 400 | 65.78 | 65.79 | 0.01 | 0
2035 | HQ_IESO_2_IESO | HQ_IESO | IESO | Internal | Summer | B5 | 200 | 99999 | 400 | 63.45 | 63.46 | 0.01 | 0
2035 | HQ_IESO_2_IESO | HQ_IESO | IESO | Internal | Summer | B6 | 300 | 99999 | 400 | 50.56 | 50.57 | 0.01 | 0
2035 | HQ_IESO_2_IESO | HQ_IESO | IESO | Internal | Summer | B7 | 400 | 99999 | 400 | 47.84 | 47.85 | 0.01 | 0
2035 | HQ_IESO_2_IESO | HQ_IESO | IESO | Internal | Summer | B8 | 500 | 99999 | 400 | 41.77 | 41.78 | 0.01 | 0
2035 | HQ_IESO_2_IESO | HQ_IESO | IESO | Internal | Summer | B9 | 800 | 99999 | 400 | 41.77 | 41.78 | 0.01 | 0
2035 | HQ_IESO_2_IESO | HQ_IESO | IESO | Internal | Summer | B10 | 1262 | 99999 | 12.04 | 41.77 | 41.78 | 0.01 | 0
2035 | HQ_IESO_2_IESO | HQ_IESO | IESO | Internal | Winter | B16 | 25 | 99999 | 400 | 51.14 | 51.15 | 0.01 | 0
2035 | HQ_IESO_2_IESO | HQ_IESO | IESO | Internal | Winter | B17 | 100 | 99999 | 400 | 48.69 | 48.7 | 0.01 | 0
2035 | HQ_IESO_2_IESO | HQ_IESO | IESO | Internal | Winter | B18 | 400 | 99999 | 400 | 48.61 | 48.63 | 0.01 | 0
2035 | HQ_IESO_2_IESO | HQ_IESO | IESO | Internal | Winter | B19 | 700 | 99999 | 400 | 47.78 | 47.79 | 0.01 | 0
2035 | HQ_IESO_2_IESO | HQ_IESO | IESO | Internal | Winter | B20 | 935 | 99999 | 91.98 | 47.25 | 47.26 | 0.01 | 0
2035 | IESO_2_MAPP_CA | IESO | MAPP_CA | Internal | Shoulder | B11 | 25 | 262 | 0 | 53.15 | 53.87 | 7 | 0
2035 | IESO_2_MAPP_CA | IESO | MAPP_CA | Internal | Shoulder | B12 | 200 | 262 | 0 | 46.13 | 43.44 | 7 | 0
2035 | IESO_2_MAPP_CA | IESO | MAPP_CA | Internal | Shoulder | B13 | 600 | 262 | 0 | 45.67 | 39.73 | 7 | 0
2035 | IESO_2_MAPP_CA | IESO | MAPP_CA | Internal | Shoulder | B14 | 900 | 262 | 0 | 45.67 | 39.73 | 7 | 0
2035 | IESO_2_MAPP_CA | IESO | MAPP_CA | Internal | Shoulder | B15 | 1203 | 262 | 0 | 45.67 | 39.73 | 7 | 0
2035 | IESO_2_MAPP_CA | IESO | MAPP_CA | Internal | Summer | B1 | 10 | 262 | 0 | 77.4 | 71.6 | 7 | 0
2035 | IESO_2_MAPP_CA | IESO | MAPP_CA | Internal | Summer | B2 | 25 | 262 | 0 | 68.65 | 67.23 | 7 | 0
2035 | IESO_2_MAPP_CA | IESO | MAPP_CA | Internal | Summer | B3 | 75 | 262 | 0 | 65.79 | 70.66 | 7 | 0
2035 | IESO_2_MAPP_CA | IESO | MAPP_CA | Internal | Summer | B4 | 100 | 262 | 0 | 65.79 | 70.37 | 7 | 0
2035 | IESO_2_MAPP_CA | IESO | MAPP_CA | Internal | Summer | B5 | 200 | 262 | 0 | 63.46 | 67.81 | 7 | 0
2035 | IESO_2_MAPP_CA | IESO | MAPP_CA | Internal | Summer | B6 | 300 | 262 | 0 | 50.57 | 52.73 | 7 | 0
2035 | IESO_2_MAPP_CA | IESO | MAPP_CA | Internal | Summer | B7 | 400 | 262 | 0 | 47.85 | 46.67 | 7 | 0
2035 | IESO_2_MAPP_CA | IESO | MAPP_CA | Internal | Summer | B8 | 500 | 262 | 0 | 41.78 | 37.09 | 7 | 0
2035 | IESO_2_MAPP_CA | IESO | MAPP_CA | Internal | Summer | B9 | 800 | 262 | 0 | 41.78 | 36.44 | 7 | 0
2035 | IESO_2_MAPP_CA | IESO | MAPP_CA | Internal | Summer | B10 | 1262 | 262 | 0 | 41.78 | 36.44 | 7 | 0
2035 | IESO_2_MAPP_CA | IESO | MAPP_CA | Internal | Winter | B16 | 25 | 262 | 0 | 51.15 | 53.39 | 7 | 0
2035 | IESO_2_MAPP_CA | IESO | MAPP_CA | Internal | Winter | B17 | 100 | 262 | 0 | 48.7 | 47.8 | 7 | 0
2035 | IESO_2_MAPP_CA | IESO | MAPP_CA | Internal | Winter | B18 | 400 | 262 | 0 | 48.63 | 45.15 | 7 | 0
2035 | IESO_2_MAPP_CA | IESO | MAPP_CA | Internal | Winter | B19 | 700 | 262 | 0 | 47.79 | 42.69 | 7 | 0
2035 | IESO_2_MAPP_CA | IESO | MAPP_CA | Internal | Winter | B20 | 935 | 262 | 0 | 47.26 | 39.05 | 7 | 0
2035 | IESO_2_MISO_MI | IESO | MISO_MI | Internal | Shoulder | B11 | 25 | 1840 | 4607.18 | 53.15 | 63.01 | 7 | 2.86
2035 | IESO_2_MISO_MI | IESO | MISO_MI | Internal | Shoulder | B12 | 200 | 1840 | 1094.93 | 46.13 | 53.13 | 7 | 0
2035 | IESO_2_MISO_MI | IESO | MISO_MI | Internal | Shoulder | B13 | 600 | 1840 | 0 | 45.67 | 49.28 | 7 | 0
2035 | IESO_2_MISO_MI | IESO | MISO_MI | Internal | Shoulder | B14 | 900 | 1840 | 0 | 45.67 | 46.22 | 7 | 0
2035 | IESO_2_MISO_MI | IESO | MISO_MI | Internal | Shoulder | B15 | 1203 | 1840 | 0 | 45.67 | 42.01 | 7 | 0
2035 | IESO_2_MISO_MI | IESO | MISO_MI | Internal | Summer | B1 | 10 | 1840 | 0 | 77.4 | 76.89 | 7 | 0
2035 | IESO_2_MISO_MI | IESO | MISO_MI | Internal | Summer | B2 | 25 | 1840 | 629.26 | 68.65 | 75.65 | 7 | 0
2035 | IESO_2_MISO_MI | IESO | MISO_MI | Internal | Summer | B3 | 75 | 1840 | 1860.65 | 65.79 | 75.65 | 7 | 2.86
2035 | IESO_2_MISO_MI | IESO | MISO_MI | Internal | Summer | B4 | 100 | 1840 | 2820.75 | 65.79 | 75.65 | 7 | 2.86
2035 | IESO_2_MISO_MI | IESO | MISO_MI | Internal | Summer | B5 | 200 | 1840 | 3552.7 | 63.46 | 73.32 | 7 | 2.86
2035 | IESO_2_MISO_MI | IESO | MISO_MI | Internal | Summer | B6 | 300 | 1840 | 4014.07 | 50.57 | 60.43 | 7 | 2.86
2035 | IESO_2_MISO_MI | IESO | MISO_MI | Internal | Summer | B7 | 400 | 1840 | 1808.31 | 47.85 | 54.85 | 7 | 0
2035 | IESO_2_MISO_MI | IESO | MISO_MI | Internal | Summer | B8 | 500 | 1840 | 0 | 41.78 | 47.21 | 7 | 0
2035 | IESO_2_MISO_MI | IESO | MISO_MI | Internal | Summer | B9 | 800 | 1840 | 0 | 41.78 | 44.28 | 7 | 0
2035 | IESO_2_MISO_MI | IESO | MISO_MI | Internal | Summer | B10 | 1262 | 1840 | 0 | 41.78 | 39.36 | 7 | 0
2035 | IESO_2_MISO_MI | IESO | MISO_MI | Internal | Winter | B16 | 25 | 1840 | 177.77 | 51.15 | 58.15 | 7 | 0
2035 | IESO_2_MISO_MI | IESO | MISO_MI | Internal | Winter | B17 | 100 | 1840 | 0 | 48.7 | 52.98 | 7 | 0
2035 | IESO_2_MISO_MI | IESO | MISO_MI | Internal | Winter | B18 | 400 | 1840 | 0 | 48.63 | 50.33 | 7 | 0
2035 | IESO_2_MISO_MI | IESO | MISO_MI | Internal | Winter | B19 | 700 | 1840 | 0 | 47.79 | 47.87 | 7 | 0
2035 | IESO_2_MISO_MI | IESO | MISO_MI | Internal | Winter | B20 | 935 | 1840 | 0 | 47.26 | 41.06 | 7 | 0
2035 | IESO_2_MISO_W | IESO | MISO_W | Internal | Shoulder | B11 | 25 | 140 | 0 | 53.15 | 58.82 | 7 | 0
2035 | IESO_2_MISO_W | IESO | MISO_W | Internal | Shoulder | B12 | 200 | 140 | 0 | 46.13 | 48.38 | 7 | 0
2035 | IESO_2_MISO_W | IESO | MISO_W | Internal | Shoulder | B13 | 600 | 140 | 0 | 45.67 | 44.11 | 7 | 0
2035 | IESO_2_MISO_W | IESO | MISO_W | Internal | Shoulder | B14 | 900 | 140 | 0 | 45.67 | 41.04 | 7 | 0
2035 | IESO_2_MISO_W | IESO | MISO_W | Internal | Shoulder | B15 | 1203 | 140 | 0 | 45.67 | 37.26 | 7 | 0
2035 | IESO_2_MISO_W | IESO | MISO_W | Internal | Summer | B1 | 10 | 140 | 0 | 77.4 | 76.55 | 7 | 0
2035 | IESO_2_MISO_W | IESO | MISO_W | Internal | Summer | B2 | 25 | 140 | 0 | 68.65 | 72.18 | 7 | 0
2035 | IESO_2_MISO_W | IESO | MISO_W | Internal | Summer | B3 | 75 | 140 | 140 | 65.79 | 75.6 | 7 | 2.81
2035 | IESO_2_MISO_W | IESO | MISO_W | Internal | Summer | B4 | 100 | 140 | 140 | 65.79 | 75.31 | 7 | 2.52
2035 | IESO_2_MISO_W | IESO | MISO_W | Internal | Summer | B5 | 200 | 140 | 140 | 63.46 | 72.75 | 7 | 2.29
2035 | IESO_2_MISO_W | IESO | MISO_W | Internal | Summer | B6 | 300 | 140 | 140 | 50.57 | 57.67 | 7 | 0.1
2035 | IESO_2_MISO_W | IESO | MISO_W | Internal | Summer | B7 | 400 | 140 | 0 | 47.85 | 51.61 | 7 | 0
2035 | IESO_2_MISO_W | IESO | MISO_W | Internal | Summer | B8 | 500 | 140 | 0 | 41.78 | 42.03 | 7 | 0
2035 | IESO_2_MISO_W | IESO | MISO_W | Internal | Summer | B9 | 800 | 140 | 0 | 41.78 | 39.11 | 7 | 0
2035 | IESO_2_MISO_W | IESO | MISO_W | Internal | Summer | B10 | 1262 | 140 | 0 | 41.78 | 34.18 | 7 | 0
2035 | IESO_2_MISO_W | IESO | MISO_W | Internal | Winter | B16 | 25 | 140 | 0 | 51.15 | 53.4 | 7 | 0
2035 | IESO_2_MISO_W | IESO | MISO_W | Internal | Winter | B17 | 100 | 140 | 0 | 48.7 | 47.81 | 7 | 0
2035 | IESO_2_MISO_W | IESO | MISO_W | Internal | Winter | B18 | 400 | 140 | 0 | 48.63 | 45.16 | 7 | 0
2035 | IESO_2_MISO_W | IESO | MISO_W | Internal | Winter | B19 | 700 | 140 | 0 | 47.79 | 42.7 | 7 | 0
2035 | IESO_2_MISO_W | IESO | MISO_W | Internal | Winter | B20 | 935 | 140 | 0 | 47.26 | 36.58 | 7 | 0
2035 | IESO_2_NYISO_A-F | IESO | NYISO_A-F | Internal | Shoulder | B11 | 25 | 1725 | 0 | 53.15 | 52.99 | 7 | 0
2035 | IESO_2_NYISO_A-F | IESO | NYISO_A-F | Internal | Shoulder | B12 | 200 | 1725 | 0 | 46.13 | 46.79 | 7 | 0
2035 | IESO_2_NYISO_A-F | IESO | NYISO_A-F | Internal | Shoulder | B13 | 600 | 1725 | 0 | 45.67 | 45.77 | 7 | 0
2035 | IESO_2_NYISO_A-F | IESO | NYISO_A-F | Internal | Shoulder | B14 | 900 | 1725 | 0 | 45.67 | 45.77 | 7 | 0
2035 | IESO_2_NYISO_A-F | IESO | NYISO_A-F | Internal | Shoulder | B15 | 1203 | 1725 | 0 | 45.67 | 45.77 | 7 | 0
2035 | IESO_2_NYISO_A-F | IESO | NYISO_A-F | Internal | Summer | B1 | 10 | 1725 | 0 | 77.4 | 70.4 | 7 | 0
2035 | IESO_2_NYISO_A-F | IESO | NYISO_A-F | Internal | Summer | B2 | 25 | 1725 | 0 | 68.65 | 69.04 | 7 | 0
2035 | IESO_2_NYISO_A-F | IESO | NYISO_A-F | Internal | Summer | B3 | 75 | 1725 | 0 | 65.79 | 68.07 | 7 | 0
2035 | IESO_2_NYISO_A-F | IESO | NYISO_A-F | Internal | Summer | B4 | 100 | 1725 | 0 | 65.79 | 64.55 | 7 | 0
2035 | IESO_2_NYISO_A-F | IESO | NYISO_A-F | Internal | Summer | B5 | 200 | 1725 | 0 | 63.46 | 62.2 | 7 | 0
2035 | IESO_2_NYISO_A-F | IESO | NYISO_A-F | Internal | Summer | B6 | 300 | 1725 | 0 | 50.57 | 52.89 | 7 | 0
2035 | IESO_2_NYISO_A-F | IESO | NYISO_A-F | Internal | Summer | B7 | 400 | 1725 | 0 | 47.85 | 45.4 | 7 | 0
2035 | IESO_2_NYISO_A-F | IESO | NYISO_A-F | Internal | Summer | B8 | 500 | 1725 | 0 | 41.78 | 42.22 | 7 | 0
2035 | IESO_2_NYISO_A-F | IESO | NYISO_A-F | Internal | Summer | B9 | 800 | 1725 | 0 | 41.78 | 42.22 | 7 | 0
2035 | IESO_2_NYISO_A-F | IESO | NYISO_A-F | Internal | Summer | B10 | 1262 | 1725 | 0 | 41.78 | 42.22 | 7 | 0
2035 | IESO_2_NYISO_A-F | IESO | NYISO_A-F | Internal | Winter | B16 | 25 | 1725 | 0 | 51.15 | 56.26 | 7 | 0
2035 | IESO_2_NYISO_A-F | IESO | NYISO_A-F | Internal | Winter | B17 | 100 | 1725 | 744.97 | 48.7 | 55.7 | 7 | 0
2035 | IESO_2_NYISO_A-F | IESO | NYISO_A-F | Internal | Winter | B18 | 400 | 1725 | 1439.97 | 48.63 | 55.63 | 7 | 0
2035 | IESO_2_NYISO_A-F | IESO | NYISO_A-F | Internal | Winter | B19 | 700 | 1725 | 0 | 47.79 | 54.67 | 7 | 0
2035 | IESO_2_NYISO_A-F | IESO | NYISO_A-F | Internal | Winter | B20 | 935 | 1725 | 0 | 47.26 | 49.34 | 7 | 0
2035 | MAPP_CA_2_IESO | MAPP_CA | IESO | Internal | Shoulder | B11 | 25 | 330 | 0 | 53.87 | 53.15 | 8 | 0
2035 | MAPP_CA_2_IESO | MAPP_CA | IESO | Internal | Shoulder | B12 | 200 | 330 | 0 | 43.44 | 46.13 | 8 | 0
2035 | MAPP_CA_2_IESO | MAPP_CA | IESO | Internal | Shoulder | B13 | 600 | 330 | 0 | 39.73 | 45.67 | 8 | 0
2035 | MAPP_CA_2_IESO | MAPP_CA | IESO | Internal | Shoulder | B14 | 900 | 330 | 0 | 39.73 | 45.67 | 8 | 0
2035 | MAPP_CA_2_IESO | MAPP_CA | IESO | Internal | Shoulder | B15 | 1203 | 330 | 0 | 39.73 | 45.67 | 8 | 0
2035 | MAPP_CA_2_IESO | MAPP_CA | IESO | Internal | Summer | B1 | 10 | 330 | 0 | 71.6 | 77.4 | 8 | 0
2035 | MAPP_CA_2_IESO | MAPP_CA | IESO | Internal | Summer | B2 | 25 | 330 | 0 | 67.23 | 68.65 | 8 | 0
2035 | MAPP_CA_2_IESO | MAPP_CA | IESO | Internal | Summer | B3 | 75 | 330 | 0 | 70.66 | 65.79 | 8 | 0
2035 | MAPP_CA_2_IESO | MAPP_CA | IESO | Internal | Summer | B4 | 100 | 330 | 0 | 70.37 | 65.79 | 8 | 0
2035 | MAPP_CA_2_IESO | MAPP_CA | IESO | Internal | Summer | B5 | 200 | 330 | 0 | 67.81 | 63.46 | 8 | 0
2035 | MAPP_CA_2_IESO | MAPP_CA | IESO | Internal | Summer | B6 | 300 | 330 | 0 | 52.73 | 50.57 | 8 | 0
2035 | MAPP_CA_2_IESO | MAPP_CA | IESO | Internal | Summer | B7 | 400 | 330 | 0 | 46.67 | 47.85 | 8 | 0
2035 | MAPP_CA_2_IESO | MAPP_CA | IESO | Internal | Summer | B8 | 500 | 330 | 0 | 37.09 | 41.78 | 8 | 0
2035 | MAPP_CA_2_IESO | MAPP_CA | IESO | Internal | Summer | B9 | 800 | 330 | 0 | 36.44 | 41.78 | 8 | 0
2035 | MAPP_CA_2_IESO | MAPP_CA | IESO | Internal | Summer | B10 | 1262 | 330 | 0 | 36.44 | 41.78 | 8 | 0
2035 | MAPP_CA_2_IESO | MAPP_CA | IESO | Internal | Winter | B16 | 25 | 330 | 0 | 53.39 | 51.15 | 8 | 0
2035 | MAPP_CA_2_IESO | MAPP_CA | IESO | Internal | Winter | B17 | 100 | 330 | 0 | 47.8 | 48.7 | 8 | 0
2035 | MAPP_CA_2_IESO | MAPP_CA | IESO | Internal | Winter | B18 | 400 | 330 | 0 | 45.15 | 48.63 | 8 | 0
2035 | MAPP_CA_2_IESO | MAPP_CA | IESO | Internal | Winter | B19 | 700 | 330 | 0 | 42.69 | 47.79 | 8 | 0
2035 | MAPP_CA_2_IESO | MAPP_CA | IESO | Internal | Winter | B20 | 935 | 330 | 330 | 39.05 | 47.26 | 8 | 0.21
2035 | MAPP_CA_2_MISO_W | MAPP_CA | MISO_W | Internal | Shoulder | B11 | 25 | 1970 | 2633.17 | 53.87 | 58.82 | 0.01 | 4.93
2035 | MAPP_CA_2_MISO_W | MAPP_CA | MISO_W | Internal | Shoulder | B12 | 200 | 1970 | 2009.11 | 43.44 | 48.38 | 0.01 | 4.93
2035 | MAPP_CA_2_MISO_W | MAPP_CA | MISO_W | Internal | Shoulder | B13 | 600 | 1970 | 1970 | 39.73 | 44.11 | 0.01 | 4.36
2035 | MAPP_CA_2_MISO_W | MAPP_CA | MISO_W | Internal | Shoulder | B14 | 900 | 1970 | 1970 | 39.73 | 41.04 | 0.01 | 1.3
2035 | MAPP_CA_2_MISO_W | MAPP_CA | MISO_W | Internal | Shoulder | B15 | 1203 | 1970 | 0 | 39.73 | 37.26 | 0.01 | 0
2035 | MAPP_CA_2_MISO_W | MAPP_CA | MISO_W | Internal | Summer | B1 | 10 | 1970 | 3303.83 | 71.6 | 76.55 | 0.01 | 4.93
2035 | MAPP_CA_2_MISO_W | MAPP_CA | MISO_W | Internal | Summer | B2 | 25 | 1970 | 3268.26 | 67.23 | 72.18 | 0.01 | 4.93
2035 | MAPP_CA_2_MISO_W | MAPP_CA | MISO_W | Internal | Summer | B3 | 75 | 1970 | 3099.08 | 70.66 | 75.6 | 0.01 | 4.93
2035 | MAPP_CA_2_MISO_W | MAPP_CA | MISO_W | Internal | Summer | B4 | 100 | 1970 | 2986.74 | 70.37 | 75.31 | 0.01 | 4.93
2035 | MAPP_CA_2_MISO_W | MAPP_CA | MISO_W | Internal | Summer | B5 | 200 | 1970 | 2879.7 | 67.81 | 72.75 | 0.01 | 4.93
2035 | MAPP_CA_2_MISO_W | MAPP_CA | MISO_W | Internal | Summer | B6 | 300 | 1970 | 2569.81 | 52.73 | 57.67 | 0.01 | 4.93
2035 | MAPP_CA_2_MISO_W | MAPP_CA | MISO_W | Internal | Summer | B7 | 400 | 1970 | 2538.27 | 46.67 | 51.61 | 0.01 | 4.93
2035 | MAPP_CA_2_MISO_W | MAPP_CA | MISO_W | Internal | Summer | B8 | 500 | 1970 | 2451.34 | 37.09 | 42.03 | 0.01 | 4.93
2035 | MAPP_CA_2_MISO_W | MAPP_CA | MISO_W | Internal | Summer | B9 | 800 | 1970 | 1970 | 36.44 | 39.11 | 0.01 | 2.65
2035 | MAPP_CA_2_MISO_W | MAPP_CA | MISO_W | Internal | Summer | B10 | 1262 | 1970 | 0 | 36.44 | 34.18 | 0.01 | 0
2035 | MAPP_CA_2_MISO_W | MAPP_CA | MISO_W | Internal | Winter | B16 | 25 | 1970 | 1846.42 | 53.39 | 53.4 | 0.01 | 0
2035 | MAPP_CA_2_MISO_W | MAPP_CA | MISO_W | Internal | Winter | B17 | 100 | 1970 | 1475.35 | 47.8 | 47.81 | 0.01 | 0
2035 | MAPP_CA_2_MISO_W | MAPP_CA | MISO_W | Internal | Winter | B18 | 400 | 1970 | 1511.63 | 45.15 | 45.16 | 0.01 | 0
2035 | MAPP_CA_2_MISO_W | MAPP_CA | MISO_W | Internal | Winter | B19 | 700 | 1970 | 1526.2 | 42.69 | 42.7 | 0.01 | 0
2035 | MAPP_CA_2_MISO_W | MAPP_CA | MISO_W | Internal | Winter | B20 | 935 | 1970 | 0 | 39.05 | 36.58 | 0.01 | 0
2035 | MAPP_US_2_MAPP_CA | MAPP_US | MAPP_CA | Internal | Shoulder | B11 | 25 | 165 | 0 | 50.57 | 53.87 | 7 | 0
2035 | MAPP_US_2_MAPP_CA | MAPP_US | MAPP_CA | Internal | Shoulder | B12 | 200 | 165 | 0 | 40.13 | 43.44 | 7 | 0
2035 | MAPP_US_2_MAPP_CA | MAPP_US | MAPP_CA | Internal | Shoulder | B13 | 600 | 165 | 0 | 35.86 | 39.73 | 7 | 0
2035 | MAPP_US_2_MAPP_CA | MAPP_US | MAPP_CA | Internal | Shoulder | B14 | 900 | 165 | 0 | 32.79 | 39.73 | 7 | 0
2035 | MAPP_US_2_MAPP_CA | MAPP_US | MAPP_CA | Internal | Shoulder | B15 | 1203 | 165 | 552.09 | 30.26 | 39.73 | 7 | 2.47
2035 | MAPP_US_2_MAPP_CA | MAPP_US | MAPP_CA | Internal | Summer | B1 | 10 | 165 | 0 | 69.55 | 71.6 | 7 | 0
2035 | MAPP_US_2_MAPP_CA | MAPP_US | MAPP_CA | Internal | Summer | B2 | 25 | 165 | 0 | 65.18 | 67.23 | 7 | 0
2035 | MAPP_US_2_MAPP_CA | MAPP_US | MAPP_CA | Internal | Summer | B3 | 75 | 165 | 0 | 68.6 | 70.66 | 7 | 0
2035 | MAPP_US_2_MAPP_CA | MAPP_US | MAPP_CA | Internal | Summer | B4 | 100 | 165 | 0 | 68.31 | 70.37 | 7 | 0
2035 | MAPP_US_2_MAPP_CA | MAPP_US | MAPP_CA | Internal | Summer | B5 | 200 | 165 | 0 | 65.75 | 67.81 | 7 | 0
2035 | MAPP_US_2_MAPP_CA | MAPP_US | MAPP_CA | Internal | Summer | B6 | 300 | 165 | 0 | 49.42 | 52.73 | 7 | 0
2035 | MAPP_US_2_MAPP_CA | MAPP_US | MAPP_CA | Internal | Summer | B7 | 400 | 165 | 0 | 43.36 | 46.67 | 7 | 0
2035 | MAPP_US_2_MAPP_CA | MAPP_US | MAPP_CA | Internal | Summer | B8 | 500 | 165 | 0 | 33.78 | 37.09 | 7 | 0
2035 | MAPP_US_2_MAPP_CA | MAPP_US | MAPP_CA | Internal | Summer | B9 | 800 | 165 | 0 | 30.86 | 36.44 | 7 | 0
2035 | MAPP_US_2_MAPP_CA | MAPP_US | MAPP_CA | Internal | Summer | B10 | 1262 | 165 | 340.7 | 26.97 | 36.44 | 7 | 2.47
2035 | MAPP_US_2_MAPP_CA | MAPP_US | MAPP_CA | Internal | Winter | B16 | 25 | 165 | 165 | 45.15 | 53.39 | 7 | 1.24
2035 | MAPP_US_2_MAPP_CA | MAPP_US | MAPP_CA | Internal | Winter | B17 | 100 | 165 | 165 | 39.56 | 47.8 | 7 | 1.24
2035 | MAPP_US_2_MAPP_CA | MAPP_US | MAPP_CA | Internal | Winter | B18 | 400 | 165 | 165 | 36.91 | 45.15 | 7 | 1.24
2035 | MAPP_US_2_MAPP_CA | MAPP_US | MAPP_CA | Internal | Winter | B19 | 700 | 165 | 165 | 34.45 | 42.69 | 7 | 1.24
2035 | MAPP_US_2_MAPP_CA | MAPP_US | MAPP_CA | Internal | Winter | B20 | 935 | 165 | 872.14 | 29.58 | 39.05 | 7 | 2.47
2035 | MAPP_US_2_MISO_W | MAPP_US | MISO_W | Internal | Shoulder | B11 | 25 | 2635 | 3039.86 | 50.57 | 58.82 | 7 | 1.25
2035 | MAPP_US_2_MISO_W | MAPP_US | MISO_W | Internal | Shoulder | B12 | 200 | 2635 | 3344.13 | 40.13 | 48.38 | 7 | 1.25
2035 | MAPP_US_2_MISO_W | MAPP_US | MISO_W | Internal | Shoulder | B13 | 600 | 2635 | 3654.89 | 35.86 | 44.11 | 7 | 1.25
2035 | MAPP_US_2_MISO_W | MAPP_US | MISO_W | Internal | Shoulder | B14 | 900 | 2635 | 2654.36 | 32.79 | 41.04 | 7 | 1.25
2035 | MAPP_US_2_MISO_W | MAPP_US | MISO_W | Internal | Shoulder | B15 | 1203 | 2635 | 2635 | 30.26 | 37.26 | 7 | 0
2035 | MAPP_US_2_MISO_W | MAPP_US | MISO_W | Internal | Summer | B1 | 10 | 2635 | 976.4 | 69.55 | 76.55 | 7 | 0
2035 | MAPP_US_2_MISO_W | MAPP_US | MISO_W | Internal | Summer | B2 | 25 | 2635 | 2167.62 | 65.18 | 72.18 | 7 | 0
2035 | MAPP_US_2_MISO_W | MAPP_US | MISO_W | Internal | Summer | B3 | 75 | 2635 | 1964.24 | 68.6 | 75.6 | 7 | 0
2035 | MAPP_US_2_MISO_W | MAPP_US | MISO_W | Internal | Summer | B4 | 100 | 2635 | 2464.9 | 68.31 | 75.31 | 7 | 0
2035 | MAPP_US_2_MISO_W | MAPP_US | MISO_W | Internal | Summer | B5 | 200 | 2635 | 2350.27 | 65.75 | 72.75 | 7 | 0
2035 | MAPP_US_2_MISO_W | MAPP_US | MISO_W | Internal | Summer | B6 | 300 | 2635 | 2662.96 | 49.42 | 57.67 | 7 | 1.25
2035 | MAPP_US_2_MISO_W | MAPP_US | MISO_W | Internal | Summer | B7 | 400 | 2635 | 3195.7 | 43.36 | 51.61 | 7 | 1.25
2035 | MAPP_US_2_MISO_W | MAPP_US | MISO_W | Internal | Summer | B8 | 500 | 2635 | 3936.89 | 33.78 | 42.03 | 7 | 1.25
2035 | MAPP_US_2_MISO_W | MAPP_US | MISO_W | Internal | Summer | B9 | 800 | 2635 | 3476.29 | 30.86 | 39.11 | 7 | 1.25
2035 | MAPP_US_2_MISO_W | MAPP_US | MISO_W | Internal | Summer | B10 | 1262 | 2635 | 2635 | 26.97 | 34.18 | 7 | 0.21
2035 | MAPP_US_2_MISO_W | MAPP_US | MISO_W | Internal | Winter | B16 | 25 | 2635 | 6018.13 | 45.15 | 53.4 | 7 | 1.25
2035 | MAPP_US_2_MISO_W | MAPP_US | MISO_W | Internal | Winter | B17 | 100 | 2635 | 4743.33 | 39.56 | 47.81 | 7 | 1.25
2035 | MAPP_US_2_MISO_W | MAPP_US | MISO_W | Internal | Winter | B18 | 400 | 2635 | 4392.58 | 36.91 | 45.16 | 7 | 1.25
2035 | MAPP_US_2_MISO_W | MAPP_US | MISO_W | Internal | Winter | B19 | 700 | 2635 | 2666.42 | 34.45 | 42.7 | 7 | 1.25
2035 | MAPP_US_2_MISO_W | MAPP_US | MISO_W | Internal | Winter | B20 | 935 | 2635 | 2635 | 29.58 | 36.58 | 7 | 0
2035 | MAPP_US_2_NE | MAPP_US | NE | Internal | Shoulder | B11 | 25 | 2000 | 0 | 50.57 | 52.52 | 7 | 0
2035 | MAPP_US_2_NE | MAPP_US | NE | Internal | Shoulder | B12 | 200 | 2000 | 0 | 40.13 | 42.08 | 7 | 0
2035 | MAPP_US_2_NE | MAPP_US | NE | Internal | Shoulder | B13 | 600 | 2000 | 0 | 35.86 | 37.81 | 7 | 0
2035 | MAPP_US_2_NE | MAPP_US | NE | Internal | Shoulder | B14 | 900 | 2000 | 0 | 32.79 | 34.74 | 7 | 0
2035 | MAPP_US_2_NE | MAPP_US | NE | Internal | Shoulder | B15 | 1203 | 2000 | 0 | 30.26 | 30.97 | 7 | 0
2035 | MAPP_US_2_NE | MAPP_US | NE | Internal | Summer | B1 | 10 | 2000 | 0 | 69.55 | 70.25 | 7 | 0
2035 | MAPP_US_2_NE | MAPP_US | NE | Internal | Summer | B2 | 25 | 2000 | 0 | 65.18 | 65.88 | 7 | 0
2035 | MAPP_US_2_NE | MAPP_US | NE | Internal | Summer | B3 | 75 | 2000 | 0 | 68.6 | 69.31 | 7 | 0
2035 | MAPP_US_2_NE | MAPP_US | NE | Internal | Summer | B4 | 100 | 2000 | 0 | 68.31 | 69.02 | 7 | 0
2035 | MAPP_US_2_NE | MAPP_US | NE | Internal | Summer | B5 | 200 | 2000 | 0 | 65.75 | 66.45 | 7 | 0
2035 | MAPP_US_2_NE | MAPP_US | NE | Internal | Summer | B6 | 300 | 2000 | 0 | 49.42 | 51.37 | 7 | 0
2035 | MAPP_US_2_NE | MAPP_US | NE | Internal | Summer | B7 | 400 | 2000 | 0 | 43.36 | 45.32 | 7 | 0
2035 | MAPP_US_2_NE | MAPP_US | NE | Internal | Summer | B8 | 500 | 2000 | 0 | 33.78 | 35.74 | 7 | 0
2035 | MAPP_US_2_NE | MAPP_US | NE | Internal | Summer | B9 | 800 | 2000 | 0 | 30.86 | 32.81 | 7 | 0
2035 | MAPP_US_2_NE | MAPP_US | NE | Internal | Summer | B10 | 1262 | 2000 | 0 | 26.97 | 27.88 | 7 | 0
2035 | MAPP_US_2_NE | MAPP_US | NE | Internal | Winter | B16 | 25 | 2000 | 0 | 45.15 | 47.11 | 7 | 0
2035 | MAPP_US_2_NE | MAPP_US | NE | Internal | Winter | B17 | 100 | 2000 | 0 | 39.56 | 41.51 | 7 | 0
2035 | MAPP_US_2_NE | MAPP_US | NE | Internal | Winter | B18 | 400 | 2000 | 0 | 36.91 | 38.86 | 7 | 0
2035 | MAPP_US_2_NE | MAPP_US | NE | Internal | Winter | B19 | 700 | 2000 | 0 | 34.45 | 36.4 | 7 | 0
2035 | MAPP_US_2_NE | MAPP_US | NE | Internal | Winter | B20 | 935 | 2000 | 0 | 29.58 | 30.28 | 7 | 0
2035 | MARITIMES_2_NEISO | MARITIMES | NEISO | Internal | Shoulder | B11 | 25 | 99999 | 1720.66 | 49.98 | 49.99 | 0.01 | 0
2035 | MARITIMES_2_NEISO | MARITIMES | NEISO | Internal | Shoulder | B12 | 200 | 99999 | 1717.44 | 43.26 | 43.27 | 0.01 | 0
2035 | MARITIMES_2_NEISO | MARITIMES | NEISO | Internal | Shoulder | B13 | 600 | 99999 | 1704.78 | 42.32 | 42.33 | 0.01 | 0
2035 | MARITIMES_2_NEISO | MARITIMES | NEISO | Internal | Shoulder | B14 | 900 | 99999 | 1682.64 | 42.32 | 42.33 | 0.01 | 0
2035 | MARITIMES_2_NEISO | MARITIMES | NEISO | Internal | Shoulder | B15 | 1203 | 99999 | 648.08 | 42.32 | 42.33 | 0.01 | 0
2035 | MARITIMES_2_NEISO | MARITIMES | NEISO | Internal | Summer | B1 | 10 | 99999 | 1900 | 67.64 | 67.65 | 0.01 | 0
2035 | MARITIMES_2_NEISO | MARITIMES | NEISO | Internal | Summer | B2 | 25 | 99999 | 1878.75 | 66.28 | 66.29 | 0.01 | 0
2035 | MARITIMES_2_NEISO | MARITIMES | NEISO | Internal | Summer | B3 | 75 | 99999 | 1836.38 | 65.3 | 65.32 | 0.01 | 0
2035 | MARITIMES_2_NEISO | MARITIMES | NEISO | Internal | Summer | B4 | 100 | 99999 | 1799.97 | 61.78 | 61.8 | 0.01 | 0
2035 | MARITIMES_2_NEISO | MARITIMES | NEISO | Internal | Summer | B5 | 200 | 99999 | 1780.16 | 59.44 | 59.45 | 0.01 | 0
2035 | MARITIMES_2_NEISO | MARITIMES | NEISO | Internal | Summer | B6 | 300 | 99999 | 1757.82 | 49.88 | 49.89 | 0.01 | 0
2035 | MARITIMES_2_NEISO | MARITIMES | NEISO | Internal | Summer | B7 | 400 | 99999 | 1732.23 | 41.87 | 41.88 | 0.01 | 0
2035 | MARITIMES_2_NEISO | MARITIMES | NEISO | Internal | Summer | B8 | 500 | 99999 | 1712.1 | 38.69 | 38.7 | 0.01 | 0
2035 | MARITIMES_2_NEISO | MARITIMES | NEISO | Internal | Summer | B9 | 800 | 99999 | 1687.45 | 38.69 | 38.7 | 0.01 | 0
2035 | MARITIMES_2_NEISO | MARITIMES | NEISO | Internal | Summer | B10 | 1262 | 99999 | 465.06 | 38.69 | 38.7 | 0.01 | 0
2035 | MARITIMES_2_NEISO | MARITIMES | NEISO | Internal | Winter | B16 | 25 | 99999 | 1765.23 | 53.5 | 53.51 | 0.01 | 0
2035 | MARITIMES_2_NEISO | MARITIMES | NEISO | Internal | Winter | B17 | 100 | 99999 | 1747.34 | 53.5 | 53.51 | 0.01 | 0
2035 | MARITIMES_2_NEISO | MARITIMES | NEISO | Internal | Winter | B18 | 400 | 99999 | 1733.65 | 53.5 | 53.51 | 0.01 | 0
2035 | MARITIMES_2_NEISO | MARITIMES | NEISO | Internal | Winter | B19 | 700 | 99999 | 1708.15 | 52.47 | 52.48 | 0.01 | 0
2035 | MARITIMES_2_NEISO | MARITIMES | NEISO | Internal | Winter | B20 | 935 | 99999 | 723.43 | 52.37 | 52.38 | 0.01 | 0
2035 | MISO_IN_2_MISO_MI | MISO_IN | MISO_MI | Internal | Shoulder | B11 | 25 | 5000 | 0 | 63.03 | 63.01 | 0.01 | 0
2035 | MISO_IN_2_MISO_MI | MISO_IN | MISO_MI | Internal | Shoulder | B12 | 200 | 5000 | 5000 | 52.6 | 53.13 | 0.01 | 0.52
2035 | MISO_IN_2_MISO_MI | MISO_IN | MISO_MI | Internal | Shoulder | B13 | 600 | 5000 | 6096.63 | 48.33 | 49.28 | 0.01 | 0.94
2035 | MISO_IN_2_MISO_MI | MISO_IN | MISO_MI | Internal | Shoulder | B14 | 900 | 5000 | 6552.08 | 45.26 | 46.22 | 0.01 | 0.94
2035 | MISO_IN_2_MISO_MI | MISO_IN | MISO_MI | Internal | Shoulder | B15 | 1203 | 5000 | 5000 | 41.48 | 42.01 | 0.01 | 0.52
2035 | MISO_IN_2_MISO_MI | MISO_IN | MISO_MI | Internal | Summer | B1 | 10 | 5000 | 0 | 76.91 | 76.89 | 0.01 | 0
2035 | MISO_IN_2_MISO_MI | MISO_IN | MISO_MI | Internal | Summer | B2 | 25 | 5000 | 0 | 75.68 | 75.65 | 0.01 | 0
2035 | MISO_IN_2_MISO_MI | MISO_IN | MISO_MI | Internal | Summer | B3 | 75 | 5000 | 0 | 75.68 | 75.65 | 0.01 | 0
2035 | MISO_IN_2_MISO_MI | MISO_IN | MISO_MI | Internal | Summer | B4 | 100 | 5000 | 0 | 75.68 | 75.65 | 0.01 | 0
2035 | MISO_IN_2_MISO_MI | MISO_IN | MISO_MI | Internal | Summer | B5 | 200 | 5000 | 0 | 73.33 | 73.32 | 0.01 | 0
2035 | MISO_IN_2_MISO_MI | MISO_IN | MISO_MI | Internal | Summer | B6 | 300 | 5000 | 616.59 | 60.42 | 60.43 | 0.01 | 0
2035 | MISO_IN_2_MISO_MI | MISO_IN | MISO_MI | Internal | Summer | B7 | 400 | 5000 | 3601.28 | 54.84 | 54.85 | 0.01 | 0
2035 | MISO_IN_2_MISO_MI | MISO_IN | MISO_MI | Internal | Summer | B8 | 500 | 5000 | 5242.78 | 46.25 | 47.21 | 0.01 | 0.94
2035 | MISO_IN_2_MISO_MI | MISO_IN | MISO_MI | Internal | Summer | B9 | 800 | 5000 | 5688.74 | 43.32 | 44.28 | 0.01 | 0.94
2035 | MISO_IN_2_MISO_MI | MISO_IN | MISO_MI | Internal | Summer | B10 | 1262 | 5000 | 5254.38 | 38.4 | 39.36 | 0.01 | 0.94
2035 | MISO_IN_2_MISO_MI | MISO_IN | MISO_MI | Internal | Winter | B16 | 25 | 5000 | 5000 | 57.62 | 58.15 | 0.01 | 0.52
2035 | MISO_IN_2_MISO_MI | MISO_IN | MISO_MI | Internal | Winter | B17 | 100 | 5000 | 6365.67 | 52.03 | 52.98 | 0.01 | 0.94
2035 | MISO_IN_2_MISO_MI | MISO_IN | MISO_MI | Internal | Winter | B18 | 400 | 5000 | 6609.28 | 49.38 | 50.33 | 0.01 | 0.94
2035 | MISO_IN_2_MISO_MI | MISO_IN | MISO_MI | Internal | Winter | B19 | 700 | 5000 | 5616.5 | 46.92 | 47.87 | 0.01 | 0.94
2035 | MISO_IN_2_MISO_MI | MISO_IN | MISO_MI | Internal | Winter | B20 | 935 | 5000 | 5000 | 40.8 | 41.06 | 0.01 | 0.24
2035 | MISO_IN_2_MISO_MO-IL | MISO_IN | MISO_MO-IL | Internal | Shoulder | B11 | 25 | 5000 | 0 | 63.03 | 62.33 | 0.01 | 0
2035 | MISO_IN_2_MISO_MO-IL | MISO_IN | MISO_MO-IL | Internal | Shoulder | B12 | 200 | 5000 | 0 | 52.6 | 51.89 | 0.01 | 0
2035 | MISO_IN_2_MISO_MO-IL | MISO_IN | MISO_MO-IL | Internal | Shoulder | B13 | 600 | 5000 | 0 | 48.33 | 47.62 | 0.01 | 0
2035 | MISO_IN_2_MISO_MO-IL | MISO_IN | MISO_MO-IL | Internal | Shoulder | B14 | 900 | 5000 | 0 | 45.26 | 44.55 | 0.01 | 0
2035 | MISO_IN_2_MISO_MO-IL | MISO_IN | MISO_MO-IL | Internal | Shoulder | B15 | 1203 | 5000 | 0 | 41.48 | 40.78 | 0.01 | 0
2035 | MISO_IN_2_MISO_MO-IL | MISO_IN | MISO_MO-IL | Internal | Summer | B1 | 10 | 5000 | 0 | 76.91 | 76.9 | 0.01 | 0
2035 | MISO_IN_2_MISO_MO-IL | MISO_IN | MISO_MO-IL | Internal | Summer | B2 | 25 | 5000 | 1636.32 | 75.68 | 75.69 | 0.01 | 0
2035 | MISO_IN_2_MISO_MO-IL | MISO_IN | MISO_MO-IL | Internal | Summer | B3 | 75 | 5000 | 1281.44 | 75.68 | 75.69 | 0.01 | 0
2035 | MISO_IN_2_MISO_MO-IL | MISO_IN | MISO_MO-IL | Internal | Summer | B4 | 100 | 5000 | 0 | 75.68 | 75.66 | 0.01 | 0
2035 | MISO_IN_2_MISO_MO-IL | MISO_IN | MISO_MO-IL | Internal | Summer | B5 | 200 | 5000 | 0 | 73.33 | 73.32 | 0.01 | 0
2035 | MISO_IN_2_MISO_MO-IL | MISO_IN | MISO_MO-IL | Internal | Summer | B6 | 300 | 5000 | 0 | 60.42 | 59.71 | 0.01 | 0
2035 | MISO_IN_2_MISO_MO-IL | MISO_IN | MISO_MO-IL | Internal | Summer | B7 | 400 | 5000 | 0 | 54.84 | 54.13 | 0.01 | 0
2035 | MISO_IN_2_MISO_MO-IL | MISO_IN | MISO_MO-IL | Internal | Summer | B8 | 500 | 5000 | 0 | 46.25 | 45.54 | 0.01 | 0
2035 | MISO_IN_2_MISO_MO-IL | MISO_IN | MISO_MO-IL | Internal | Summer | B9 | 800 | 5000 | 0 | 43.32 | 42.62 | 0.01 | 0
2035 | MISO_IN_2_MISO_MO-IL | MISO_IN | MISO_MO-IL | Internal | Summer | B10 | 1262 | 5000 | 0 | 38.4 | 37.69 | 0.01 | 0
2035 | MISO_IN_2_MISO_MO-IL | MISO_IN | MISO_MO-IL | Internal | Winter | B16 | 25 | 5000 | 0 | 57.62 | 56.91 | 0.01 | 0
2035 | MISO_IN_2_MISO_MO-IL | MISO_IN | MISO_MO-IL | Internal | Winter | B17 | 100 | 5000 | 0 | 52.03 | 51.32 | 0.01 | 0
2035 | MISO_IN_2_MISO_MO-IL | MISO_IN | MISO_MO-IL | Internal | Winter | B18 | 400 | 5000 | 0 | 49.38 | 48.67 | 0.01 | 0
2035 | MISO_IN_2_MISO_MO-IL | MISO_IN | MISO_MO-IL | Internal | Winter | B19 | 700 | 5000 | 0 | 46.92 | 46.21 | 0.01 | 0
2035 | MISO_IN_2_MISO_MO-IL | MISO_IN | MISO_MO-IL | Internal | Winter | B20 | 935 | 5000 | 0 | 40.8 | 40.09 | 0.01 | 0
2035 | MISO_IN_2_NonRTO_Midwest | MISO_IN | NonRTO_Midwest | Internal | Shoulder | B11 | 25 | 4800 | 1715.38 | 63.03 | 71.03 | 8 | 0
2035 | MISO_IN_2_NonRTO_Midwest | MISO_IN | NonRTO_Midwest | Internal | Shoulder | B12 | 200 | 4800 | 1084.03 | 52.6 | 60.6 | 8 | 0
2035 | MISO_IN_2_NonRTO_Midwest | MISO_IN | NonRTO_Midwest | Internal | Shoulder | B13 | 600 | 4800 | 478.76 | 48.33 | 56.33 | 8 | 0
2035 | MISO_IN_2_NonRTO_Midwest | MISO_IN | NonRTO_Midwest | Internal | Shoulder | B14 | 900 | 4800 | 0 | 45.26 | 49.28 | 8 | 0
2035 | MISO_IN_2_NonRTO_Midwest | MISO_IN | NonRTO_Midwest | Internal | Shoulder | B15 | 1203 | 4800 | 0 | 41.48 | 40.78 | 8 | 0
2035 | MISO_IN_2_NonRTO_Midwest | MISO_IN | NonRTO_Midwest | Internal | Summer | B1 | 10 | 4800 | 0 | 76.91 | 84.43 | 8 | 0
2035 | MISO_IN_2_NonRTO_Midwest | MISO_IN | NonRTO_Midwest | Internal | Summer | B2 | 25 | 4800 | 2491.22 | 75.68 | 83.68 | 8 | 0
2035 | MISO_IN_2_NonRTO_Midwest | MISO_IN | NonRTO_Midwest | Internal | Summer | B3 | 75 | 4800 | 1941.08 | 75.68 | 83.68 | 8 | 0
2035 | MISO_IN_2_NonRTO_Midwest | MISO_IN | NonRTO_Midwest | Internal | Summer | B4 | 100 | 4800 | 1483.1 | 75.68 | 83.68 | 8 | 0
2035 | MISO_IN_2_NonRTO_Midwest | MISO_IN | NonRTO_Midwest | Internal | Summer | B5 | 200 | 4800 | 1166.42 | 73.33 | 81.33 | 8 | 0
2035 | MISO_IN_2_NonRTO_Midwest | MISO_IN | NonRTO_Midwest | Internal | Summer | B6 | 300 | 4800 | 637.25 | 60.42 | 68.42 | 8 | 0
2035 | MISO_IN_2_NonRTO_Midwest | MISO_IN | NonRTO_Midwest | Internal | Summer | B7 | 400 | 4800 | 0 | 54.84 | 46.84 | 8 | 0
2035 | MISO_IN_2_NonRTO_Midwest | MISO_IN | NonRTO_Midwest | Internal | Summer | B8 | 500 | 4800 | 0 | 46.25 | 44.56 | 8 | 0
2035 | MISO_IN_2_NonRTO_Midwest | MISO_IN | NonRTO_Midwest | Internal | Summer | B9 | 800 | 4800 | 0 | 43.32 | 42.62 | 8 | 0
2035 | MISO_IN_2_NonRTO_Midwest | MISO_IN | NonRTO_Midwest | Internal | Summer | B10 | 1262 | 4800 | 0 | 38.4 | 37.69 | 8 | 0
2035 | MISO_IN_2_NonRTO_Midwest | MISO_IN | NonRTO_Midwest | Internal | Winter | B16 | 25 | 4800 | 2779.94 | 57.62 | 65.62 | 8 | 0
2035 | MISO_IN_2_NonRTO_Midwest | MISO_IN | NonRTO_Midwest | Internal | Winter | B17 | 100 | 4800 | 1626.1 | 52.03 | 60.03 | 8 | 0
2035 | MISO_IN_2_NonRTO_Midwest | MISO_IN | NonRTO_Midwest | Internal | Winter | B18 | 400 | 4800 | 691.69 | 49.38 | 57.38 | 8 | 0
2035 | MISO_IN_2_NonRTO_Midwest | MISO_IN | NonRTO_Midwest | Internal | Winter | B19 | 700 | 4800 | 0 | 46.92 | 51.44 | 8 | 0
2035 | MISO_IN_2_NonRTO_Midwest | MISO_IN | NonRTO_Midwest | Internal | Winter | B20 | 935 | 4800 | 0 | 40.8 | 40.09 | 8 | 0
2035 | MISO_IN_2_PJM_ROR | MISO_IN | PJM_ROR | Internal | Shoulder | B11 | 25 | 992 | 0 | 63.03 | 61.85 | 2 | 0
2035 | MISO_IN_2_PJM_ROR | MISO_IN | PJM_ROR | Internal | Shoulder | B12 | 200 | 992 | 992 | 52.6 | 55.13 | 2 | 0.53
2035 | MISO_IN_2_PJM_ROR | MISO_IN | PJM_ROR | Internal | Shoulder | B13 | 600 | 992 | 992 | 48.33 | 50.86 | 2 | 0.53
2035 | MISO_IN_2_PJM_ROR | MISO_IN | PJM_ROR | Internal | Shoulder | B14 | 900 | 992 | 992 | 45.26 | 47.79 | 2 | 0.53
2035 | MISO_IN_2_PJM_ROR | MISO_IN | PJM_ROR | Internal | Shoulder | B15 | 1203 | 992 | 992 | 41.48 | 44.01 | 2 | 0.53
2035 | MISO_IN_2_PJM_ROR | MISO_IN | PJM_ROR | Internal | Summer | B1 | 10 | 992 | 992 | 76.91 | 79.21 | 2 | 0.3
2035 | MISO_IN_2_PJM_ROR | MISO_IN | PJM_ROR | Internal | Summer | B2 | 25 | 992 | 992 | 75.68 | 77.98 | 2 | 0.3
2035 | MISO_IN_2_PJM_ROR | MISO_IN | PJM_ROR | Internal | Summer | B3 | 75 | 992 | 0 | 75.68 | 77.18 | 2 | 0
2035 | MISO_IN_2_PJM_ROR | MISO_IN | PJM_ROR | Internal | Summer | B4 | 100 | 992 | 0 | 75.68 | 73.66 | 2 | 0
2035 | MISO_IN_2_PJM_ROR | MISO_IN | PJM_ROR | Internal | Summer | B5 | 200 | 992 | 0 | 73.33 | 71.32 | 2 | 0
2035 | MISO_IN_2_PJM_ROR | MISO_IN | PJM_ROR | Internal | Summer | B6 | 300 | 992 | 0 | 60.42 | 61.71 | 2 | 0
2035 | MISO_IN_2_PJM_ROR | MISO_IN | PJM_ROR | Internal | Summer | B7 | 400 | 992 | 0 | 54.84 | 53.73 | 2 | 0
2035 | MISO_IN_2_PJM_ROR | MISO_IN | PJM_ROR | Internal | Summer | B8 | 500 | 992 | 0 | 46.25 | 47.54 | 2 | 0
2035 | MISO_IN_2_PJM_ROR | MISO_IN | PJM_ROR | Internal | Summer | B9 | 800 | 992 | 0 | 43.32 | 44.62 | 2 | 0
2035 | MISO_IN_2_PJM_ROR | MISO_IN | PJM_ROR | Internal | Summer | B10 | 1262 | 992 | 992 | 38.4 | 40.93 | 2 | 0.53
2035 | MISO_IN_2_PJM_ROR | MISO_IN | PJM_ROR | Internal | Winter | B16 | 25 | 992 | 992 | 57.62 | 60.15 | 2 | 0.53
2035 | MISO_IN_2_PJM_ROR | MISO_IN | PJM_ROR | Internal | Winter | B17 | 100 | 992 | 992 | 52.03 | 54.56 | 2 | 0.53
2035 | MISO_IN_2_PJM_ROR | MISO_IN | PJM_ROR | Internal | Winter | B18 | 400 | 992 | 992 | 49.38 | 51.91 | 2 | 0.53
2035 | MISO_IN_2_PJM_ROR | MISO_IN | PJM_ROR | Internal | Winter | B19 | 700 | 992 | 992 | 46.92 | 49.45 | 2 | 0.53
2035 | MISO_IN_2_PJM_ROR | MISO_IN | PJM_ROR | Internal | Winter | B20 | 935 | 992 | 992 | 40.8 | 43.33 | 2 | 0.53
2035 | MISO_MI_2_MISO_IN | MISO_MI | MISO_IN | Internal | Shoulder | B11 | 25 | 2045 | 2298.4 | 63.01 | 63.03 | 0.01 | 0.01
2035 | MISO_MI_2_MISO_IN | MISO_MI | MISO_IN | Internal | Shoulder | B12 | 200 | 2045 | 0 | 53.13 | 52.6 | 0.01 | 0
2035 | MISO_MI_2_MISO_IN | MISO_MI | MISO_IN | Internal | Shoulder | B13 | 600 | 2045 | 0 | 49.28 | 48.33 | 0.01 | 0
2035 | MISO_MI_2_MISO_IN | MISO_MI | MISO_IN | Internal | Shoulder | B14 | 900 | 2045 | 0 | 46.22 | 45.26 | 0.01 | 0
2035 | MISO_MI_2_MISO_IN | MISO_MI | MISO_IN | Internal | Shoulder | B15 | 1203 | 2045 | 0 | 42.01 | 41.48 | 0.01 | 0
2035 | MISO_MI_2_MISO_IN | MISO_MI | MISO_IN | Internal | Summer | B1 | 10 | 2045 | 5082.07 | 76.89 | 76.91 | 0.01 | 0.01
2035 | MISO_MI_2_MISO_IN | MISO_MI | MISO_IN | Internal | Summer | B2 | 25 | 2045 | 10742.81 | 75.65 | 75.68 | 0.01 | 0.01
2035 | MISO_MI_2_MISO_IN | MISO_MI | MISO_IN | Internal | Summer | B3 | 75 | 2045 | 7822.92 | 75.65 | 75.68 | 0.01 | 0.01
2035 | MISO_MI_2_MISO_IN | MISO_MI | MISO_IN | Internal | Summer | B4 | 100 | 2045 | 2964.12 | 75.65 | 75.68 | 0.01 | 0.01
2035 | MISO_MI_2_MISO_IN | MISO_MI | MISO_IN | Internal | Summer | B5 | 200 | 2045 | 512.65 | 73.32 | 73.33 | 0.01 | 0
2035 | MISO_MI_2_MISO_IN | MISO_MI | MISO_IN | Internal | Summer | B6 | 300 | 2045 | 0 | 60.43 | 60.42 | 0.01 | 0
2035 | MISO_MI_2_MISO_IN | MISO_MI | MISO_IN | Internal | Summer | B7 | 400 | 2045 | 0 | 54.85 | 54.84 | 0.01 | 0
2035 | MISO_MI_2_MISO_IN | MISO_MI | MISO_IN | Internal | Summer | B8 | 500 | 2045 | 0 | 47.21 | 46.25 | 0.01 | 0
2035 | MISO_MI_2_MISO_IN | MISO_MI | MISO_IN | Internal | Summer | B9 | 800 | 2045 | 0 | 44.28 | 43.32 | 0.01 | 0
2035 | MISO_MI_2_MISO_IN | MISO_MI | MISO_IN | Internal | Summer | B10 | 1262 | 2045 | 0 | 39.36 | 38.4 | 0.01 | 0
2035 | MISO_MI_2_MISO_IN | MISO_MI | MISO_IN | Internal | Winter | B16 | 25 | 2045 | 0 | 58.15 | 57.62 | 0.01 | 0
2035 | MISO_MI_2_MISO_IN | MISO_MI | MISO_IN | Internal | Winter | B17 | 100 | 2045 | 0 | 52.98 | 52.03 | 0.01 | 0
2035 | MISO_MI_2_MISO_IN | MISO_MI | MISO_IN | Internal | Winter | B18 | 400 | 2045 | 0 | 50.33 | 49.38 | 0.01 | 0
2035 | MISO_MI_2_MISO_IN | MISO_MI | MISO_IN | Internal | Winter | B19 | 700 | 2045 | 0 | 47.87 | 46.92 | 0.01 | 0
2035 | MISO_MI_2_MISO_IN | MISO_MI | MISO_IN | Internal | Winter | B20 | 935 | 2045 | 0 | 41.06 | 40.8 | 0.01 | 0
2035 | MISO_MI_2_MISO_WUMS | MISO_MI | MISO_WUMS | Internal | Shoulder | B11 | 25 | 117 | 117 | 63.01 | 63.67 | 0.01 | 0.65
2035 | MISO_MI_2_MISO_WUMS | MISO_MI | MISO_WUMS | Internal | Shoulder | B12 | 200 | 117 | 117 | 53.13 | 53.23 | 0.01 | 0.1
2035 | MISO_MI_2_MISO_WUMS | MISO_MI | MISO_WUMS | Internal | Shoulder | B13 | 600 | 117 | 0 | 49.28 | 48.97 | 0.01 | 0
2035 | MISO_MI_2_MISO_WUMS | MISO_MI | MISO_WUMS | Internal | Shoulder | B14 | 900 | 117 | 0 | 46.22 | 45.9 | 0.01 | 0
2035 | MISO_MI_2_MISO_WUMS | MISO_MI | MISO_WUMS | Internal | Shoulder | B15 | 1203 | 117 | 117 | 42.01 | 42.12 | 0.01 | 0.1
2035 | MISO_MI_2_MISO_WUMS | MISO_MI | MISO_WUMS | Internal | Summer | B1 | 10 | 117 | 0 | 76.89 | 76.56 | 0.01 | 0
2035 | MISO_MI_2_MISO_WUMS | MISO_MI | MISO_WUMS | Internal | Summer | B2 | 25 | 117 | 0 | 75.65 | 75.33 | 0.01 | 0
2035 | MISO_MI_2_MISO_WUMS | MISO_MI | MISO_WUMS | Internal | Summer | B3 | 75 | 117 | 0 | 75.65 | 75.33 | 0.01 | 0
2035 | MISO_MI_2_MISO_WUMS | MISO_MI | MISO_WUMS | Internal | Summer | B4 | 100 | 117 | 0 | 75.65 | 75.33 | 0.01 | 0
2035 | MISO_MI_2_MISO_WUMS | MISO_MI | MISO_WUMS | Internal | Summer | B5 | 200 | 117 | 55.83 | 73.32 | 73.33 | 0.01 | 0
2035 | MISO_MI_2_MISO_WUMS | MISO_MI | MISO_WUMS | Internal | Summer | B6 | 300 | 117 | 1859.08 | 60.43 | 61.31 | 0.01 | 0.87
2035 | MISO_MI_2_MISO_WUMS | MISO_MI | MISO_WUMS | Internal | Summer | B7 | 400 | 117 | 482.95 | 54.85 | 55.73 | 0.01 | 0.87
2035 | MISO_MI_2_MISO_WUMS | MISO_MI | MISO_WUMS | Internal | Summer | B8 | 500 | 117 | 0 | 47.21 | 46.89 | 0.01 | 0
2035 | MISO_MI_2_MISO_WUMS | MISO_MI | MISO_WUMS | Internal | Summer | B9 | 800 | 117 | 0 | 44.28 | 43.96 | 0.01 | 0
2035 | MISO_MI_2_MISO_WUMS | MISO_MI | MISO_WUMS | Internal | Summer | B10 | 1262 | 117 | 0 | 39.36 | 39.04 | 0.01 | 0
2035 | MISO_MI_2_MISO_WUMS | MISO_MI | MISO_WUMS | Internal | Winter | B16 | 25 | 117 | 117 | 58.15 | 58.26 | 0.01 | 0.1
2035 | MISO_MI_2_MISO_WUMS | MISO_MI | MISO_WUMS | Internal | Winter | B17 | 100 | 117 | 0 | 52.98 | 52.67 | 0.01 | 0
2035 | MISO_MI_2_MISO_WUMS | MISO_MI | MISO_WUMS | Internal | Winter | B18 | 400 | 117 | 0 | 50.33 | 50.02 | 0.01 | 0
2035 | MISO_MI_2_MISO_WUMS | MISO_MI | MISO_WUMS | Internal | Winter | B19 | 700 | 117 | 0 | 47.87 | 47.55 | 0.01 | 0
2035 | MISO_MI_2_MISO_WUMS | MISO_MI | MISO_WUMS | Internal | Winter | B20 | 935 | 117 | 117 | 41.06 | 41.44 | 0.01 | 0.37
2035 | MISO_MI_2_PJM_ROR | MISO_MI | PJM_ROR | Internal | Shoulder | B11 | 25 | 1424 | 0 | 63.01 | 61.85 | 2 | 0
2035 | MISO_MI_2_PJM_ROR | MISO_MI | PJM_ROR | Internal | Shoulder | B12 | 200 | 1424 | 443.15 | 53.13 | 55.13 | 2 | 0
2035 | MISO_MI_2_PJM_ROR | MISO_MI | PJM_ROR | Internal | Shoulder | B13 | 600 | 1424 | 0 | 49.28 | 50.86 | 2 | 0
2035 | MISO_MI_2_PJM_ROR | MISO_MI | PJM_ROR | Internal | Shoulder | B14 | 900 | 1424 | 0 | 46.22 | 47.79 | 2 | 0
2035 | MISO_MI_2_PJM_ROR | MISO_MI | PJM_ROR | Internal | Shoulder | B15 | 1203 | 1424 | 274.97 | 42.01 | 44.01 | 2 | 0
2035 | MISO_MI_2_PJM_ROR | MISO_MI | PJM_ROR | Internal | Summer | B1 | 10 | 1424 | 1424 | 76.89 | 79.21 | 2 | 0.33
2035 | MISO_MI_2_PJM_ROR | MISO_MI | PJM_ROR | Internal | Summer | B2 | 25 | 1424 | 1424 | 75.65 | 77.98 | 2 | 0.33
2035 | MISO_MI_2_PJM_ROR | MISO_MI | PJM_ROR | Internal | Summer | B3 | 75 | 1424 | 0 | 75.65 | 77.18 | 2 | 0
2035 | MISO_MI_2_PJM_ROR | MISO_MI | PJM_ROR | Internal | Summer | B4 | 100 | 1424 | 0 | 75.65 | 73.66 | 2 | 0
2035 | MISO_MI_2_PJM_ROR | MISO_MI | PJM_ROR | Internal | Summer | B5 | 200 | 1424 | 0 | 73.32 | 71.32 | 2 | 0
2035 | MISO_MI_2_PJM_ROR | MISO_MI | PJM_ROR | Internal | Summer | B6 | 300 | 1424 | 0 | 60.43 | 61.71 | 2 | 0
2035 | MISO_MI_2_PJM_ROR | MISO_MI | PJM_ROR | Internal | Summer | B7 | 400 | 1424 | 0 | 54.85 | 53.73 | 2 | 0
2035 | MISO_MI_2_PJM_ROR | MISO_MI | PJM_ROR | Internal | Summer | B8 | 500 | 1424 | 0 | 47.21 | 47.54 | 2 | 0
2035 | MISO_MI_2_PJM_ROR | MISO_MI | PJM_ROR | Internal | Summer | B9 | 800 | 1424 | 0 | 44.28 | 44.62 | 2 | 0
2035 | MISO_MI_2_PJM_ROR | MISO_MI | PJM_ROR | Internal | Summer | B10 | 1262 | 1424 | 0 | 39.36 | 40.93 | 2 | 0
2035 | MISO_MI_2_PJM_ROR | MISO_MI | PJM_ROR | Internal | Winter | B16 | 25 | 1424 | 292.4 | 58.15 | 60.15 | 2 | 0
2035 | MISO_MI_2_PJM_ROR | MISO_MI | PJM_ROR | Internal | Winter | B17 | 100 | 1424 | 0 | 52.98 | 54.56 | 2 | 0
2035 | MISO_MI_2_PJM_ROR | MISO_MI | PJM_ROR | Internal | Winter | B18 | 400 | 1424 | 0 | 50.33 | 51.91 | 2 | 0
2035 | MISO_MI_2_PJM_ROR | MISO_MI | PJM_ROR | Internal | Winter | B19 | 700 | 1424 | 0 | 47.87 | 49.45 | 2 | 0
2035 | MISO_MI_2_PJM_ROR | MISO_MI | PJM_ROR | Internal | Winter | B20 | 935 | 1424 | 1424 | 41.06 | 43.33 | 2 | 0.27
2035 | MISO_MO-IL_2_ENT | MISO_MO-IL | ENT | Internal | Shoulder | B11 | 25 | 2540 | 0 | 62.33 | 65.28 | 8 | 0
2035 | MISO_MO-IL_2_ENT | MISO_MO-IL | ENT | Internal | Shoulder | B12 | 200 | 2540 | 0 | 51.89 | 52.97 | 8 | 0
2035 | MISO_MO-IL_2_ENT | MISO_MO-IL | ENT | Internal | Shoulder | B13 | 600 | 2540 | 0 | 47.62 | 50.84 | 8 | 0
2035 | MISO_MO-IL_2_ENT | MISO_MO-IL | ENT | Internal | Shoulder | B14 | 900 | 2540 | 0 | 44.55 | 46.64 | 8 | 0
2035 | MISO_MO-IL_2_ENT | MISO_MO-IL | ENT | Internal | Shoulder | B15 | 1203 | 2540 | 0 | 40.78 | 42.94 | 8 | 0
2035 | MISO_MO-IL_2_ENT | MISO_MO-IL | ENT | Internal | Summer | B1 | 10 | 2540 | 0 | 76.9 | 77.97 | 8 | 0
2035 | MISO_MO-IL_2_ENT | MISO_MO-IL | ENT | Internal | Summer | B2 | 25 | 2540 | 0 | 75.69 | 79.21 | 8 | 0
2035 | MISO_MO-IL_2_ENT | MISO_MO-IL | ENT | Internal | Summer | B3 | 75 | 2540 | 0 | 75.69 | 78.6 | 8 | 0
2035 | MISO_MO-IL_2_ENT | MISO_MO-IL | ENT | Internal | Summer | B4 | 100 | 2540 | 0 | 75.66 | 78.6 | 8 | 0
2035 | MISO_MO-IL_2_ENT | MISO_MO-IL | ENT | Internal | Summer | B5 | 200 | 2540 | 0 | 73.32 | 75 | 8 | 0
2035 | MISO_MO-IL_2_ENT | MISO_MO-IL | ENT | Internal | Summer | B6 | 300 | 2540 | 0 | 59.71 | 64.7 | 8 | 0
2035 | MISO_MO-IL_2_ENT | MISO_MO-IL | ENT | Internal | Summer | B7 | 400 | 2540 | 0 | 54.13 | 54.35 | 8 | 0
2035 | MISO_MO-IL_2_ENT | MISO_MO-IL | ENT | Internal | Summer | B8 | 500 | 2540 | 0 | 45.54 | 49.07 | 8 | 0
2035 | MISO_MO-IL_2_ENT | MISO_MO-IL | ENT | Internal | Summer | B9 | 800 | 2540 | 0 | 42.62 | 46.14 | 8 | 0
2035 | MISO_MO-IL_2_ENT | MISO_MO-IL | ENT | Internal | Summer | B10 | 1262 | 2540 | 0 | 37.69 | 41.22 | 8 | 0
2035 | MISO_MO-IL_2_ENT | MISO_MO-IL | ENT | Internal | Winter | B16 | 25 | 2540 | 0 | 56.91 | 59.87 | 8 | 0
2035 | MISO_MO-IL_2_ENT | MISO_MO-IL | ENT | Internal | Winter | B17 | 100 | 2540 | 0 | 51.32 | 53.48 | 8 | 0
2035 | MISO_MO-IL_2_ENT | MISO_MO-IL | ENT | Internal | Winter | B18 | 400 | 2540 | 0 | 48.67 | 51.56 | 8 | 0
2035 | MISO_MO-IL_2_ENT | MISO_MO-IL | ENT | Internal | Winter | B19 | 700 | 2540 | 0 | 46.21 | 48.37 | 8 | 0
2035 | MISO_MO-IL_2_ENT | MISO_MO-IL | ENT | Internal | Winter | B20 | 935 | 2540 | 0 | 40.09 | 42.25 | 8 | 0
2035 | MISO_MO-IL_2_MISO_IN | MISO_MO-IL | MISO_IN | Internal | Shoulder | B11 | 25 | 2100 | 3643.15 | 62.33 | 63.03 | 0.01 | 0.69
2035 | MISO_MO-IL_2_MISO_IN | MISO_MO-IL | MISO_IN | Internal | Shoulder | B12 | 200 | 2100 | 10496.86 | 51.89 | 52.6 | 0.01 | 0.69
2035 | MISO_MO-IL_2_MISO_IN | MISO_MO-IL | MISO_IN | Internal | Shoulder | B13 | 600 | 2100 | 10767.52 | 47.62 | 48.33 | 0.01 | 0.69
2035 | MISO_MO-IL_2_MISO_IN | MISO_MO-IL | MISO_IN | Internal | Shoulder | B14 | 900 | 2100 | 10910.9 | 44.55 | 45.26 | 0.01 | 0.69
2035 | MISO_MO-IL_2_MISO_IN | MISO_MO-IL | MISO_IN | Internal | Shoulder | B15 | 1203 | 2100 | 8474.43 | 40.78 | 41.48 | 0.01 | 0.69
2035 | MISO_MO-IL_2_MISO_IN | MISO_MO-IL | MISO_IN | Internal | Summer | B1 | 10 | 2100 | 1855.95 | 76.9 | 76.91 | 0.01 | 0
2035 | MISO_MO-IL_2_MISO_IN | MISO_MO-IL | MISO_IN | Internal | Summer | B2 | 25 | 2100 | 0 | 75.69 | 75.68 | 0.01 | 0
2035 | MISO_MO-IL_2_MISO_IN | MISO_MO-IL | MISO_IN | Internal | Summer | B3 | 75 | 2100 | 0 | 75.69 | 75.68 | 0.01 | 0
2035 | MISO_MO-IL_2_MISO_IN | MISO_MO-IL | MISO_IN | Internal | Summer | B4 | 100 | 2100 | 451.01 | 75.66 | 75.68 | 0.01 | 0
2035 | MISO_MO-IL_2_MISO_IN | MISO_MO-IL | MISO_IN | Internal | Summer | B5 | 200 | 2100 | 1818.98 | 73.32 | 73.33 | 0.01 | 0
2035 | MISO_MO-IL_2_MISO_IN | MISO_MO-IL | MISO_IN | Internal | Summer | B6 | 300 | 2100 | 3454.13 | 59.71 | 60.42 | 0.01 | 0.69
2035 | MISO_MO-IL_2_MISO_IN | MISO_MO-IL | MISO_IN | Internal | Summer | B7 | 400 | 2100 | 4492.5 | 54.13 | 54.84 | 0.01 | 0.69
2035 | MISO_MO-IL_2_MISO_IN | MISO_MO-IL | MISO_IN | Internal | Summer | B8 | 500 | 2100 | 5219.86 | 45.54 | 46.25 | 0.01 | 0.69
2035 | MISO_MO-IL_2_MISO_IN | MISO_MO-IL | MISO_IN | Internal | Summer | B9 | 800 | 2100 | 5539.19 | 42.62 | 43.32 | 0.01 | 0.69
2035 | MISO_MO-IL_2_MISO_IN | MISO_MO-IL | MISO_IN | Internal | Summer | B10 | 1262 | 2100 | 5691.21 | 37.69 | 38.4 | 0.01 | 0.69
2035 | MISO_MO-IL_2_MISO_IN | MISO_MO-IL | MISO_IN | Internal | Winter | B16 | 25 | 2100 | 11250.17 | 56.91 | 57.62 | 0.01 | 0.69
2035 | MISO_MO-IL_2_MISO_IN | MISO_MO-IL | MISO_IN | Internal | Winter | B17 | 100 | 2100 | 10707.01 | 51.32 | 52.03 | 0.01 | 0.69
2035 | MISO_MO-IL_2_MISO_IN | MISO_MO-IL | MISO_IN | Internal | Winter | B18 | 400 | 2100 | 9811.08 | 48.67 | 49.38 | 0.01 | 0.69
2035 | MISO_MO-IL_2_MISO_IN | MISO_MO-IL | MISO_IN | Internal | Winter | B19 | 700 | 2100 | 7166.32 | 46.21 | 46.92 | 0.01 | 0.69
2035 | MISO_MO-IL_2_MISO_IN | MISO_MO-IL | MISO_IN | Internal | Winter | B20 | 935 | 2100 | 6204.64 | 40.09 | 40.8 | 0.01 | 0.69
2035 | MISO_MO-IL_2_MISO_W | MISO_MO-IL | MISO_W | Internal | Shoulder | B11 | 25 | 960 | 0 | 62.33 | 58.82 | 0.01 | 0
2035 | MISO_MO-IL_2_MISO_W | MISO_MO-IL | MISO_W | Internal | Shoulder | B12 | 200 | 960 | 0 | 51.89 | 48.38 | 0.01 | 0
2035 | MISO_MO-IL_2_MISO_W | MISO_MO-IL | MISO_W | Internal | Shoulder | B13 | 600 | 960 | 0 | 47.62 | 44.11 | 0.01 | 0
2035 | MISO_MO-IL_2_MISO_W | MISO_MO-IL | MISO_W | Internal | Shoulder | B14 | 900 | 960 | 0 | 44.55 | 41.04 | 0.01 | 0
2035 | MISO_MO-IL_2_MISO_W | MISO_MO-IL | MISO_W | Internal | Shoulder | B15 | 1203 | 960 | 0 | 40.78 | 37.26 | 0.01 | 0
2035 | MISO_MO-IL_2_MISO_W | MISO_MO-IL | MISO_W | Internal | Summer | B1 | 10 | 960 | 0 | 76.9 | 76.55 | 0.01 | 0
2035 | MISO_MO-IL_2_MISO_W | MISO_MO-IL | MISO_W | Internal | Summer | B2 | 25 | 960 | 0 | 75.69 | 72.18 | 0.01 | 0
2035 | MISO_MO-IL_2_MISO_W | MISO_MO-IL | MISO_W | Internal | Summer | B3 | 75 | 960 | 0 | 75.69 | 75.6 | 0.01 | 0
2035 | MISO_MO-IL_2_MISO_W | MISO_MO-IL | MISO_W | Internal | Summer | B4 | 100 | 960 | 0 | 75.66 | 75.31 | 0.01 | 0
2035 | MISO_MO-IL_2_MISO_W | MISO_MO-IL | MISO_W | Internal | Summer | B5 | 200 | 960 | 0 | 73.32 | 72.75 | 0.01 | 0
2035 | MISO_MO-IL_2_MISO_W | MISO_MO-IL | MISO_W | Internal | Summer | B6 | 300 | 960 | 0 | 59.71 | 57.67 | 0.01 | 0
2035 | MISO_MO-IL_2_MISO_W | MISO_MO-IL | MISO_W | Internal | Summer | B7 | 400 | 960 | 0 | 54.13 | 51.61 | 0.01 | 0
2035 | MISO_MO-IL_2_MISO_W | MISO_MO-IL | MISO_W | Internal | Summer | B8 | 500 | 960 | 0 | 45.54 | 42.03 | 0.01 | 0
2035 | MISO_MO-IL_2_MISO_W | MISO_MO-IL | MISO_W | Internal | Summer | B9 | 800 | 960 | 0 | 42.62 | 39.11 | 0.01 | 0
2035 | MISO_MO-IL_2_MISO_W | MISO_MO-IL | MISO_W | Internal | Summer | B10 | 1262 | 960 | 0 | 37.69 | 34.18 | 0.01 | 0
2035 | MISO_MO-IL_2_MISO_W | MISO_MO-IL | MISO_W | Internal | Winter | B16 | 25 | 960 | 0 | 56.91 | 53.4 | 0.01 | 0
2035 | MISO_MO-IL_2_MISO_W | MISO_MO-IL | MISO_W | Internal | Winter | B17 | 100 | 960 | 0 | 51.32 | 47.81 | 0.01 | 0
2035 | MISO_MO-IL_2_MISO_W | MISO_MO-IL | MISO_W | Internal | Winter | B18 | 400 | 960 | 0 | 48.67 | 45.16 | 0.01 | 0
2035 | MISO_MO-IL_2_MISO_W | MISO_MO-IL | MISO_W | Internal | Winter | B19 | 700 | 960 | 0 | 46.21 | 42.7 | 0.01 | 0
2035 | MISO_MO-IL_2_MISO_W | MISO_MO-IL | MISO_W | Internal | Winter | B20 | 935 | 960 | 0 | 40.09 | 36.58 | 0.01 | 0
2035 | MISO_MO-IL_2_PJM_ROR | MISO_MO-IL | PJM_ROR | Internal | Shoulder | B11 | 25 | 1212 | 0 | 62.33 | 61.85 | 2 | 0
2035 | MISO_MO-IL_2_PJM_ROR | MISO_MO-IL | PJM_ROR | Internal | Shoulder | B12 | 200 | 1212 | 1212 | 51.89 | 55.13 | 2 | 1.24
2035 | MISO_MO-IL_2_PJM_ROR | MISO_MO-IL | PJM_ROR | Internal | Shoulder | B13 | 600 | 1212 | 1212 | 47.62 | 50.86 | 2 | 1.24
2035 | MISO_MO-IL_2_PJM_ROR | MISO_MO-IL | PJM_ROR | Internal | Shoulder | B14 | 900 | 1212 | 1212 | 44.55 | 47.79 | 2 | 1.24
2035 | MISO_MO-IL_2_PJM_ROR | MISO_MO-IL | PJM_ROR | Internal | Shoulder | B15 | 1203 | 1212 | 1212 | 40.78 | 44.01 | 2 | 1.24
2035 | MISO_MO-IL_2_PJM_ROR | MISO_MO-IL | PJM_ROR | Internal | Summer | B1 | 10 | 1212 | 1212 | 76.9 | 79.21 | 2 | 0.32
2035 | MISO_MO-IL_2_PJM_ROR | MISO_MO-IL | PJM_ROR | Internal | Summer | B2 | 25 | 1212 | 1212 | 75.69 | 77.98 | 2 | 0.29
2035 | MISO_MO-IL_2_PJM_ROR | MISO_MO-IL | PJM_ROR | Internal | Summer | B3 | 75 | 1212 | 0 | 75.69 | 77.18 | 2 | 0
2035 | MISO_MO-IL_2_PJM_ROR | MISO_MO-IL | PJM_ROR | Internal | Summer | B4 | 100 | 1212 | 0 | 75.66 | 73.66 | 2 | 0
2035 | MISO_MO-IL_2_PJM_ROR | MISO_MO-IL | PJM_ROR | Internal | Summer | B5 | 200 | 1212 | 0 | 73.32 | 71.32 | 2 | 0
2035 | MISO_MO-IL_2_PJM_ROR | MISO_MO-IL | PJM_ROR | Internal | Summer | B6 | 300 | 1212 | 205.19 | 59.71 | 61.71 | 2 | 0
2035 | MISO_MO-IL_2_PJM_ROR | MISO_MO-IL | PJM_ROR | Internal | Summer | B7 | 400 | 1212 | 0 | 54.13 | 53.73 | 2 | 0
2035 | MISO_MO-IL_2_PJM_ROR | MISO_MO-IL | PJM_ROR | Internal | Summer | B8 | 500 | 1212 | 425.4 | 45.54 | 47.54 | 2 | 0
2035 | MISO_MO-IL_2_PJM_ROR | MISO_MO-IL | PJM_ROR | Internal | Summer | B9 | 800 | 1212 | 890.16 | 42.62 | 44.62 | 2 | 0
2035 | MISO_MO-IL_2_PJM_ROR | MISO_MO-IL | PJM_ROR | Internal | Summer | B10 | 1262 | 1212 | 1212 | 37.69 | 40.93 | 2 | 1.24
2035 | MISO_MO-IL_2_PJM_ROR | MISO_MO-IL | PJM_ROR | Internal | Winter | B16 | 25 | 1212 | 1212 | 56.91 | 60.15 | 2 | 1.24
2035 | MISO_MO-IL_2_PJM_ROR | MISO_MO-IL | PJM_ROR | Internal | Winter | B17 | 100 | 1212 | 1212 | 51.32 | 54.56 | 2 | 1.24
2035 | MISO_MO-IL_2_PJM_ROR | MISO_MO-IL | PJM_ROR | Internal | Winter | B18 | 400 | 1212 | 1212 | 48.67 | 51.91 | 2 | 1.24
2035 | MISO_MO-IL_2_PJM_ROR | MISO_MO-IL | PJM_ROR | Internal | Winter | B19 | 700 | 1212 | 1212 | 46.21 | 49.45 | 2 | 1.24
2035 | MISO_MO-IL_2_PJM_ROR | MISO_MO-IL | PJM_ROR | Internal | Winter | B20 | 935 | 1212 | 1212 | 40.09 | 43.33 | 2 | 1.24
2035 | MISO_MO-IL_2_TVA_Transmission | MISO_MO-IL | TVA_Transmission | Internal | Shoulder | B11 | 25 | 4000 | 0 | 62.33 | 67.69 | 8 | 0
2035 | MISO_MO-IL_2_TVA_Transmission | MISO_MO-IL | TVA_Transmission | Internal | Shoulder | B12 | 200 | 4000 | 0 | 51.89 | 56.87 | 8 | 0
2035 | MISO_MO-IL_2_TVA_Transmission | MISO_MO-IL | TVA_Transmission | Internal | Shoulder | B13 | 600 | 4000 | 0 | 47.62 | 53.87 | 8 | 0
2035 | MISO_MO-IL_2_TVA_Transmission | MISO_MO-IL | TVA_Transmission | Internal | Shoulder | B14 | 900 | 4000 | 432.76 | 44.55 | 52.55 | 8 | 0
2035 | MISO_MO-IL_2_TVA_Transmission | MISO_MO-IL | TVA_Transmission | Internal | Shoulder | B15 | 1203 | 4000 | 1962.21 | 40.78 | 48.78 | 8 | 0
2035 | MISO_MO-IL_2_TVA_Transmission | MISO_MO-IL | TVA_Transmission | Internal | Summer | B1 | 10 | 4000 | 3768.69 | 76.9 | 84.9 | 8 | 0
2035 | MISO_MO-IL_2_TVA_Transmission | MISO_MO-IL | TVA_Transmission | Internal | Summer | B2 | 25 | 4000 | 2912.95 | 75.69 | 83.69 | 8 | 0
2035 | MISO_MO-IL_2_TVA_Transmission | MISO_MO-IL | TVA_Transmission | Internal | Summer | B3 | 75 | 4000 | 0 | 75.69 | 83.18 | 8 | 0
2035 | MISO_MO-IL_2_TVA_Transmission | MISO_MO-IL | TVA_Transmission | Internal | Summer | B4 | 100 | 4000 | 0 | 75.66 | 79.66 | 8 | 0
2035 | MISO_MO-IL_2_TVA_Transmission | MISO_MO-IL | TVA_Transmission | Internal | Summer | B5 | 200 | 4000 | 0 | 73.32 | 77.32 | 8 | 0
2035 | MISO_MO-IL_2_TVA_Transmission | MISO_MO-IL | TVA_Transmission | Internal | Summer | B6 | 300 | 4000 | 0 | 59.71 | 65.92 | 8 | 0
2035 | MISO_MO-IL_2_TVA_Transmission | MISO_MO-IL | TVA_Transmission | Internal | Summer | B7 | 400 | 4000 | 0 | 54.13 | 54.24 | 8 | 0
2035 | MISO_MO-IL_2_TVA_Transmission | MISO_MO-IL | TVA_Transmission | Internal | Summer | B8 | 500 | 4000 | 0 | 45.54 | 51.48 | 8 | 0
2035 | MISO_MO-IL_2_TVA_Transmission | MISO_MO-IL | TVA_Transmission | Internal | Summer | B9 | 800 | 4000 | 380.05 | 42.62 | 50.62 | 8 | 0
2035 | MISO_MO-IL_2_TVA_Transmission | MISO_MO-IL | TVA_Transmission | Internal | Summer | B10 | 1262 | 4000 | 1439.9 | 37.69 | 45.69 | 8 | 0
2035 | MISO_MO-IL_2_TVA_Transmission | MISO_MO-IL | TVA_Transmission | Internal | Winter | B16 | 25 | 4000 | 2858.4 | 56.91 | 64.91 | 8 | 0
2035 | MISO_MO-IL_2_TVA_Transmission | MISO_MO-IL | TVA_Transmission | Internal | Winter | B17 | 100 | 4000 | 0 | 51.32 | 58.6 | 8 | 0
2035 | MISO_MO-IL_2_TVA_Transmission | MISO_MO-IL | TVA_Transmission | Internal | Winter | B18 | 400 | 4000 | 0 | 48.67 | 56.11 | 8 | 0
2035 | MISO_MO-IL_2_TVA_Transmission | MISO_MO-IL | TVA_Transmission | Internal | Winter | B19 | 700 | 4000 | 788.58 | 46.21 | 54.21 | 8 | 0
2035 | MISO_MO-IL_2_TVA_Transmission | MISO_MO-IL | TVA_Transmission | Internal | Winter | B20 | 935 | 4000 | 3323.84 | 40.09 | 48.09 | 8 | 0
2035 | MISO_W_2_IESO | MISO_W | IESO | Internal | Shoulder | B11 | 25 | 90 | 0 | 58.82 | 53.15 | 8 | 0
2035 | MISO_W_2_IESO | MISO_W | IESO | Internal | Shoulder | B12 | 200 | 90 | 0 | 48.38 | 46.13 | 8 | 0
2035 | MISO_W_2_IESO | MISO_W | IESO | Internal | Shoulder | B13 | 600 | 90 | 0 | 44.11 | 45.67 | 8 | 0
2035 | MISO_W_2_IESO | MISO_W | IESO | Internal | Shoulder | B14 | 900 | 90 | 0 | 41.04 | 45.67 | 8 | 0
2035 | MISO_W_2_IESO | MISO_W | IESO | Internal | Shoulder | B15 | 1203 | 90 | 90 | 37.26 | 45.67 | 8 | 0.41
2035 | MISO_W_2_IESO | MISO_W | IESO | Internal | Summer | B1 | 10 | 90 | 0 | 76.55 | 77.4 | 8 | 0
2035 | MISO_W_2_IESO | MISO_W | IESO | Internal | Summer | B2 | 25 | 90 | 0 | 72.18 | 68.65 | 8 | 0
2035 | MISO_W_2_IESO | MISO_W | IESO | Internal | Summer | B3 | 75 | 90 | 0 | 75.6 | 65.79 | 8 | 0
2035 | MISO_W_2_IESO | MISO_W | IESO | Internal | Summer | B4 | 100 | 90 | 0 | 75.31 | 65.79 | 8 | 0
2035 | MISO_W_2_IESO | MISO_W | IESO | Internal | Summer | B5 | 200 | 90 | 0 | 72.75 | 63.46 | 8 | 0
2035 | MISO_W_2_IESO | MISO_W | IESO | Internal | Summer | B6 | 300 | 90 | 0 | 57.67 | 50.57 | 8 | 0
2035 | MISO_W_2_IESO | MISO_W | IESO | Internal | Summer | B7 | 400 | 90 | 0 | 51.61 | 47.85 | 8 | 0
2035 | MISO_W_2_IESO | MISO_W | IESO | Internal | Summer | B8 | 500 | 90 | 0 | 42.03 | 41.78 | 8 | 0
2035 | MISO_W_2_IESO | MISO_W | IESO | Internal | Summer | B9 | 800 | 90 | 0 | 39.11 | 41.78 | 8 | 0
2035 | MISO_W_2_IESO | MISO_W | IESO | Internal | Summer | B10 | 1262 | 90 | 0 | 34.18 | 41.78 | 8 | 0
2035 | MISO_W_2_IESO | MISO_W | IESO | Internal | Winter | B16 | 25 | 90 | 0 | 53.4 | 51.15 | 8 | 0
2035 | MISO_W_2_IESO | MISO_W | IESO | Internal | Winter | B17 | 100 | 90 | 0 | 47.81 | 48.7 | 8 | 0
2035 | MISO_W_2_IESO | MISO_W | IESO | Internal | Winter | B18 | 400 | 90 | 0 | 45.16 | 48.63 | 8 | 0
2035 | MISO_W_2_IESO | MISO_W | IESO | Internal | Winter | B19 | 700 | 90 | 0 | 42.7 | 47.79 | 8 | 0
2035 | MISO_W_2_IESO | MISO_W | IESO | Internal | Winter | B20 | 935 | 90 | 2307.05 | 36.58 | 47.26 | 8 | 2.68
2035 | MISO_W_2_MAPP_CA | MISO_W | MAPP_CA | Internal | Shoulder | B11 | 25 | 700 | 0 | 58.82 | 53.87 | 0.01 | 0
2035 | MISO_W_2_MAPP_CA | MISO_W | MAPP_CA | Internal | Shoulder | B12 | 200 | 700 | 0 | 48.38 | 43.44 | 0.01 | 0
2035 | MISO_W_2_MAPP_CA | MISO_W | MAPP_CA | Internal | Shoulder | B13 | 600 | 700 | 0 | 44.11 | 39.73 | 0.01 | 0
2035 | MISO_W_2_MAPP_CA | MISO_W | MAPP_CA | Internal | Shoulder | B14 | 900 | 700 | 0 | 41.04 | 39.73 | 0.01 | 0
2035 | MISO_W_2_MAPP_CA | MISO_W | MAPP_CA | Internal | Shoulder | B15 | 1203 | 700 | 763.21 | 37.26 | 39.73 | 0.01 | 2.46
2035 | MISO_W_2_MAPP_CA | MISO_W | MAPP_CA | Internal | Summer | B1 | 10 | 700 | 0 | 76.55 | 71.6 | 0.01 | 0
2035 | MISO_W_2_MAPP_CA | MISO_W | MAPP_CA | Internal | Summer | B2 | 25 | 700 | 0 | 72.18 | 67.23 | 0.01 | 0
2035 | MISO_W_2_MAPP_CA | MISO_W | MAPP_CA | Internal | Summer | B3 | 75 | 700 | 0 | 75.6 | 70.66 | 0.01 | 0
2035 | MISO_W_2_MAPP_CA | MISO_W | MAPP_CA | Internal | Summer | B4 | 100 | 700 | 0 | 75.31 | 70.37 | 0.01 | 0
2035 | MISO_W_2_MAPP_CA | MISO_W | MAPP_CA | Internal | Summer | B5 | 200 | 700 | 0 | 72.75 | 67.81 | 0.01 | 0
2035 | MISO_W_2_MAPP_CA | MISO_W | MAPP_CA | Internal | Summer | B6 | 300 | 700 | 0 | 57.67 | 52.73 | 0.01 | 0
2035 | MISO_W_2_MAPP_CA | MISO_W | MAPP_CA | Internal | Summer | B7 | 400 | 700 | 0 | 51.61 | 46.67 | 0.01 | 0
2035 | MISO_W_2_MAPP_CA | MISO_W | MAPP_CA | Internal | Summer | B8 | 500 | 700 | 0 | 42.03 | 37.09 | 0.01 | 0
2035 | MISO_W_2_MAPP_CA | MISO_W | MAPP_CA | Internal | Summer | B9 | 800 | 700 | 0 | 39.11 | 36.44 | 0.01 | 0
2035 | MISO_W_2_MAPP_CA | MISO_W | MAPP_CA | Internal | Summer | B10 | 1262 | 700 | 700 | 34.18 | 36.44 | 0.01 | 2.25
2035 | MISO_W_2_MAPP_CA | MISO_W | MAPP_CA | Internal | Winter | B16 | 25 | 700 | 0 | 53.4 | 53.39 | 0.01 | 0
2035 | MISO_W_2_MAPP_CA | MISO_W | MAPP_CA | Internal | Winter | B17 | 100 | 700 | 0 | 47.81 | 47.8 | 0.01 | 0
2035 | MISO_W_2_MAPP_CA | MISO_W | MAPP_CA | Internal | Winter | B18 | 400 | 700 | 0 | 45.16 | 45.15 | 0.01 | 0
2035 | MISO_W_2_MAPP_CA | MISO_W | MAPP_CA | Internal | Winter | B19 | 700 | 700 | 0 | 42.7 | 42.69 | 0.01 | 0
2035 | MISO_W_2_MAPP_CA | MISO_W | MAPP_CA | Internal | Winter | B20 | 935 | 700 | 964.59 | 36.58 | 39.05 | 0.01 | 2.46
2035 | MISO_W_2_MISO_MO-IL | MISO_W | MISO_MO-IL | Internal | Shoulder | B11 | 25 | 3800 | 7276.13 | 58.82 | 62.33 | 0.01 | 3.5
2035 | MISO_W_2_MISO_MO-IL | MISO_W | MISO_MO-IL | Internal | Shoulder | B12 | 200 | 3800 | 10600.17 | 48.38 | 51.89 | 0.01 | 3.5
2035 | MISO_W_2_MISO_MO-IL | MISO_W | MISO_MO-IL | Internal | Shoulder | B13 | 600 | 3800 | 13323.27 | 44.11 | 47.62 | 0.01 | 3.5
2035 | MISO_W_2_MISO_MO-IL | MISO_W | MISO_MO-IL | Internal | Shoulder | B14 | 900 | 3800 | 7308.69 | 41.04 | 44.55 | 0.01 | 3.5
2035 | MISO_W_2_MISO_MO-IL | MISO_W | MISO_MO-IL | Internal | Shoulder | B15 | 1203 | 3800 | 5985.2 | 37.26 | 40.78 | 0.01 | 3.5
2035 | MISO_W_2_MISO_MO-IL | MISO_W | MISO_MO-IL | Internal | Summer | B1 | 10 | 3800 | 3800 | 76.55 | 76.9 | 0.01 | 0.34
2035 | MISO_W_2_MISO_MO-IL | MISO_W | MISO_MO-IL | Internal | Summer | B2 | 25 | 3800 | 7087.35 | 72.18 | 75.69 | 0.01 | 3.5
2035 | MISO_W_2_MISO_MO-IL | MISO_W | MISO_MO-IL | Internal | Summer | B3 | 75 | 3800 | 3800 | 75.6 | 75.69 | 0.01 | 0.07
2035 | MISO_W_2_MISO_MO-IL | MISO_W | MISO_MO-IL | Internal | Summer | B4 | 100 | 3800 | 3800 | 75.31 | 75.66 | 0.01 | 0.34
2035 | MISO_W_2_MISO_MO-IL | MISO_W | MISO_MO-IL | Internal | Summer | B5 | 200 | 3800 | 3800 | 72.75 | 73.32 | 0.01 | 0.56
2035 | MISO_W_2_MISO_MO-IL | MISO_W | MISO_MO-IL | Internal | Summer | B6 | 300 | 3800 | 3800 | 57.67 | 59.71 | 0.01 | 2.03
2035 | MISO_W_2_MISO_MO-IL | MISO_W | MISO_MO-IL | Internal | Summer | B7 | 400 | 3800 | 3800 | 51.61 | 54.13 | 0.01 | 2.5
2035 | MISO_W_2_MISO_MO-IL | MISO_W | MISO_MO-IL | Internal | Summer | B8 | 500 | 3800 | 4984.38 | 42.03 | 45.54 | 0.01 | 3.5
2035 | MISO_W_2_MISO_MO-IL | MISO_W | MISO_MO-IL | Internal | Summer | B9 | 800 | 3800 | 4737.88 | 39.11 | 42.62 | 0.01 | 3.5
2035 | MISO_W_2_MISO_MO-IL | MISO_W | MISO_MO-IL | Internal | Summer | B10 | 1262 | 3800 | 7613.33 | 34.18 | 37.69 | 0.01 | 3.5
2035 | MISO_W_2_MISO_MO-IL | MISO_W | MISO_MO-IL | Internal | Winter | B16 | 25 | 3800 | 15327.62 | 53.4 | 56.91 | 0.01 | 3.5
2035 | MISO_W_2_MISO_MO-IL | MISO_W | MISO_MO-IL | Internal | Winter | B17 | 100 | 3800 | 9655.63 | 47.81 | 51.32 | 0.01 | 3.5
2035 | MISO_W_2_MISO_MO-IL | MISO_W | MISO_MO-IL | Internal | Winter | B18 | 400 | 3800 | 9803.65 | 45.16 | 48.67 | 0.01 | 3.5
2035 | MISO_W_2_MISO_MO-IL | MISO_W | MISO_MO-IL | Internal | Winter | B19 | 700 | 3800 | 4743.39 | 42.7 | 46.21 | 0.01 | 3.5
2035 | MISO_W_2_MISO_MO-IL | MISO_W | MISO_MO-IL | Internal | Winter | B20 | 935 | 3800 | 4693.82 | 36.58 | 40.09 | 0.01 | 3.5
2035 | MISO_W_2_MISO_WUMS | MISO_W | MISO_WUMS | Internal | Shoulder | B11 | 25 | 1629 | 3658.8 | 58.82 | 63.67 | 0.01 | 4.84
2035 | MISO_W_2_MISO_WUMS | MISO_W | MISO_WUMS | Internal | Shoulder | B12 | 200 | 1629 | 3475.74 | 48.38 | 53.23 | 0.01 | 4.84
2035 | MISO_W_2_MISO_WUMS | MISO_W | MISO_WUMS | Internal | Shoulder | B13 | 600 | 1629 | 3583 | 44.11 | 48.97 | 0.01 | 4.84
2035 | MISO_W_2_MISO_WUMS | MISO_W | MISO_WUMS | Internal | Shoulder | B14 | 900 | 1629 | 5431.31 | 41.04 | 45.9 | 0.01 | 4.84
2035 | MISO_W_2_MISO_WUMS | MISO_W | MISO_WUMS | Internal | Shoulder | B15 | 1203 | 1629 | 3583.16 | 37.26 | 42.12 | 0.01 | 4.84
2035 | MISO_W_2_MISO_WUMS | MISO_W | MISO_WUMS | Internal | Summer | B1 | 10 | 1629 | 1391.45 | 76.55 | 76.56 | 0.01 | 0
2035 | MISO_W_2_MISO_WUMS | MISO_W | MISO_WUMS | Internal | Summer | B2 | 25 | 1629 | 1629 | 72.18 | 75.33 | 0.01 | 3.14
2035 | MISO_W_2_MISO_WUMS | MISO_W | MISO_WUMS | Internal | Summer | B3 | 75 | 1629 | 0 | 75.6 | 75.33 | 0.01 | 0
2035 | MISO_W_2_MISO_WUMS | MISO_W | MISO_WUMS | Internal | Summer | B4 | 100 | 1629 | 810.94 | 75.31 | 75.33 | 0.01 | 0
2035 | MISO_W_2_MISO_WUMS | MISO_W | MISO_WUMS | Internal | Summer | B5 | 200 | 1629 | 1629 | 72.75 | 73.33 | 0.01 | 0.57
2035 | MISO_W_2_MISO_WUMS | MISO_W | MISO_WUMS | Internal | Summer | B6 | 300 | 1629 | 1629 | 57.67 | 61.31 | 0.01 | 3.63
2035 | MISO_W_2_MISO_WUMS | MISO_W | MISO_WUMS | Internal | Summer | B7 | 400 | 1629 | 1629 | 51.61 | 55.73 | 0.01 | 4.1
2035 | MISO_W_2_MISO_WUMS | MISO_W | MISO_WUMS | Internal | Summer | B8 | 500 | 1629 | 2790.91 | 42.03 | 46.89 | 0.01 | 4.84
2035 | MISO_W_2_MISO_WUMS | MISO_W | MISO_WUMS | Internal | Summer | B9 | 800 | 1629 | 4645.08 | 39.11 | 43.96 | 0.01 | 4.84
2035 | MISO_W_2_MISO_WUMS | MISO_W | MISO_WUMS | Internal | Summer | B10 | 1262 | 1629 | 3993.62 | 34.18 | 39.04 | 0.01 | 4.84
2035 | MISO_W_2_MISO_WUMS | MISO_W | MISO_WUMS | Internal | Winter | B16 | 25 | 1629 | 3719.88 | 53.4 | 58.26 | 0.01 | 4.84
2035 | MISO_W_2_MISO_WUMS | MISO_W | MISO_WUMS | Internal | Winter | B17 | 100 | 1629 | 3647.45 | 47.81 | 52.67 | 0.01 | 4.84
2035 | MISO_W_2_MISO_WUMS | MISO_W | MISO_WUMS | Internal | Winter | B18 | 400 | 1629 | 5037.38 | 45.16 | 50.02 | 0.01 | 4.84
2035 | MISO_W_2_MISO_WUMS | MISO_W | MISO_WUMS | Internal | Winter | B19 | 700 | 1629 | 4644.95 | 42.7 | 47.55 | 0.01 | 4.84
2035 | MISO_W_2_MISO_WUMS | MISO_W | MISO_WUMS | Internal | Winter | B20 | 935 | 1629 | 3146.96 | 36.58 | 41.44 | 0.01 | 4.84
2035 | MISO_W_2_PJM_ROR | MISO_W | PJM_ROR | Internal | Shoulder | B11 | 25 | 773 | 773 | 58.82 | 61.85 | 2 | 1.03
2035 | MISO_W_2_PJM_ROR | MISO_W | PJM_ROR | Internal | Shoulder | B12 | 200 | 773 | 2944.4 | 48.38 | 55.13 | 2 | 4.75
2035 | MISO_W_2_PJM_ROR | MISO_W | PJM_ROR | Internal | Shoulder | B13 | 600 | 773 | 3216.56 | 44.11 | 50.86 | 2 | 4.75
2035 | MISO_W_2_PJM_ROR | MISO_W | PJM_ROR | Internal | Shoulder | B14 | 900 | 773 | 10139.96 | 41.04 | 47.79 | 2 | 4.75
2035 | MISO_W_2_PJM_ROR | MISO_W | PJM_ROR | Internal | Shoulder | B15 | 1203 | 773 | 15657.42 | 37.26 | 44.01 | 2 | 4.75
2035 | MISO_W_2_PJM_ROR | MISO_W | PJM_ROR | Internal | Summer | B1 | 10 | 773 | 773 | 76.55 | 79.21 | 2 | 0.67
2035 | MISO_W_2_PJM_ROR | MISO_W | PJM_ROR | Internal | Summer | B2 | 25 | 773 | 773 | 72.18 | 77.98 | 2 | 3.8
2035 | MISO_W_2_PJM_ROR | MISO_W | PJM_ROR | Internal | Summer | B3 | 75 | 773 | 0 | 75.6 | 77.18 | 2 | 0
2035 | MISO_W_2_PJM_ROR | MISO_W | PJM_ROR | Internal | Summer | B4 | 100 | 773 | 0 | 75.31 | 73.66 | 2 | 0
2035 | MISO_W_2_PJM_ROR | MISO_W | PJM_ROR | Internal | Summer | B5 | 200 | 773 | 0 | 72.75 | 71.32 | 2 | 0
2035 | MISO_W_2_PJM_ROR | MISO_W | PJM_ROR | Internal | Summer | B6 | 300 | 773 | 773 | 57.67 | 61.71 | 2 | 2.04
2035 | MISO_W_2_PJM_ROR | MISO_W | PJM_ROR | Internal | Summer | B7 | 400 | 773 | 773 | 51.61 | 53.73 | 2 | 0.11
2035 | MISO_W_2_PJM_ROR | MISO_W | PJM_ROR | Internal | Summer | B8 | 500 | 773 | 773 | 42.03 | 47.54 | 2 | 3.51
2035 | MISO_W_2_PJM_ROR | MISO_W | PJM_ROR | Internal | Summer | B9 | 800 | 773 | 773 | 39.11 | 44.62 | 2 | 3.51
2035 | MISO_W_2_PJM_ROR | MISO_W | PJM_ROR | Internal | Summer | B10 | 1262 | 773 | 5263.75 | 34.18 | 40.93 | 2 | 4.75
2035 | MISO_W_2_PJM_ROR | MISO_W | PJM_ROR | Internal | Winter | B16 | 25 | 773 | 18457.82 | 53.4 | 60.15 | 2 | 4.75
2035 | MISO_W_2_PJM_ROR | MISO_W | PJM_ROR | Internal | Winter | B17 | 100 | 773 | 19211.83 | 47.81 | 54.56 | 2 | 4.75
2035 | MISO_W_2_PJM_ROR | MISO_W | PJM_ROR | Internal | Winter | B18 | 400 | 773 | 13616.79 | 45.16 | 51.91 | 2 | 4.75
2035 | MISO_W_2_PJM_ROR | MISO_W | PJM_ROR | Internal | Winter | B19 | 700 | 773 | 16066.41 | 42.7 | 49.45 | 2 | 4.75
2035 | MISO_W_2_PJM_ROR | MISO_W | PJM_ROR | Internal | Winter | B20 | 935 | 773 | 18613.32 | 36.58 | 43.33 | 2 | 4.75
2035 | MISO_W_2_SPP_N | MISO_W | SPP_N | Internal | Shoulder | B11 | 25 | 3200 | 0 | 58.82 | 53.82 | 7 | 0
2035 | MISO_W_2_SPP_N | MISO_W | SPP_N | Internal | Shoulder | B12 | 200 | 3200 | 0 | 48.38 | 42.58 | 7 | 0
2035 | MISO_W_2_SPP_N | MISO_W | SPP_N | Internal | Shoulder | B13 | 600 | 3200 | 0 | 44.11 | 39.38 | 7 | 0
2035 | MISO_W_2_SPP_N | MISO_W | SPP_N | Internal | Shoulder | B14 | 900 | 3200 | 0 | 41.04 | 35.25 | 7 | 0
2035 | MISO_W_2_SPP_N | MISO_W | SPP_N | Internal | Shoulder | B15 | 1203 | 3200 | 0 | 37.26 | 31.47 | 7 | 0
2035 | MISO_W_2_SPP_N | MISO_W | SPP_N | Internal | Summer | B1 | 10 | 3200 | 0 | 76.55 | 67.59 | 7 | 0
2035 | MISO_W_2_SPP_N | MISO_W | SPP_N | Internal | Summer | B2 | 25 | 3200 | 0 | 72.18 | 67.74 | 7 | 0
2035 | MISO_W_2_SPP_N | MISO_W | SPP_N | Internal | Summer | B3 | 75 | 3200 | 0 | 75.6 | 71.17 | 7 | 0
2035 | MISO_W_2_SPP_N | MISO_W | SPP_N | Internal | Summer | B4 | 100 | 3200 | 0 | 75.31 | 70.88 | 7 | 0
2035 | MISO_W_2_SPP_N | MISO_W | SPP_N | Internal | Summer | B5 | 200 | 3200 | 0 | 72.75 | 68.32 | 7 | 0
2035 | MISO_W_2_SPP_N | MISO_W | SPP_N | Internal | Summer | B6 | 300 | 3200 | 0 | 57.67 | 53.24 | 7 | 0
2035 | MISO_W_2_SPP_N | MISO_W | SPP_N | Internal | Summer | B7 | 400 | 3200 | 0 | 51.61 | 47.18 | 7 | 0
2035 | MISO_W_2_SPP_N | MISO_W | SPP_N | Internal | Summer | B8 | 500 | 3200 | 0 | 42.03 | 37.6 | 7 | 0
2035 | MISO_W_2_SPP_N | MISO_W | SPP_N | Internal | Summer | B9 | 800 | 3200 | 0 | 39.11 | 34.67 | 7 | 0
2035 | MISO_W_2_SPP_N | MISO_W | SPP_N | Internal | Summer | B10 | 1262 | 3200 | 0 | 34.18 | 29.75 | 7 | 0
2035 | MISO_W_2_SPP_N | MISO_W | SPP_N | Internal | Winter | B16 | 25 | 3200 | 0 | 53.4 | 48.4 | 7 | 0
2035 | MISO_W_2_SPP_N | MISO_W | SPP_N | Internal | Winter | B17 | 100 | 3200 | 0 | 47.81 | 42.01 | 7 | 0
2035 | MISO_W_2_SPP_N | MISO_W | SPP_N | Internal | Winter | B18 | 400 | 3200 | 0 | 45.16 | 40.09 | 7 | 0
2035 | MISO_W_2_SPP_N | MISO_W | SPP_N | Internal | Winter | B19 | 700 | 3200 | 0 | 42.7 | 36.9 | 7 | 0
2035 | MISO_W_2_SPP_N | MISO_W | SPP_N | Internal | Winter | B20 | 935 | 3200 | 0 | 36.58 | 30.79 | 7 | 0
2035 | MISO_WUMS_2_MISO_MI | MISO_WUMS | MISO_MI | Internal | Shoulder | B11 | 25 | 99 | 0 | 63.67 | 63.01 | 0.01 | 0
2035 | MISO_WUMS_2_MISO_MI | MISO_WUMS | MISO_MI | Internal | Shoulder | B12 | 200 | 99 | 0 | 53.23 | 53.13 | 0.01 | 0
2035 | MISO_WUMS_2_MISO_MI | MISO_WUMS | MISO_MI | Internal | Shoulder | B13 | 600 | 99 | 99 | 48.97 | 49.28 | 0.01 | 0.3
2035 | MISO_WUMS_2_MISO_MI | MISO_WUMS | MISO_MI | Internal | Shoulder | B14 | 900 | 99 | 99 | 45.9 | 46.22 | 0.01 | 0.3
2035 | MISO_WUMS_2_MISO_MI | MISO_WUMS | MISO_MI | Internal | Shoulder | B15 | 1203 | 99 | 0 | 42.12 | 42.01 | 0.01 | 0
2035 | MISO_WUMS_2_MISO_MI | MISO_WUMS | MISO_MI | Internal | Summer | B1 | 10 | 99 | 12927.12 | 76.56 | 76.89 | 0.01 | 0.31
2035 | MISO_WUMS_2_MISO_MI | MISO_WUMS | MISO_MI | Internal | Summer | B2 | 25 | 99 | 16577.05 | 75.33 | 75.65 | 0.01 | 0.31
2035 | MISO_WUMS_2_MISO_MI | MISO_WUMS | MISO_MI | Internal | Summer | B3 | 75 | 99 | 9357.15 | 75.33 | 75.65 | 0.01 | 0.31
2035 | MISO_WUMS_2_MISO_MI | MISO_WUMS | MISO_MI | Internal | Summer | B4 | 100 | 99 | 2243.8 | 75.33 | 75.65 | 0.01 | 0.31
2035 | MISO_WUMS_2_MISO_MI | MISO_WUMS | MISO_MI | Internal | Summer | B5 | 200 | 99 | 0 | 73.33 | 73.32 | 0.01 | 0
2035 | MISO_WUMS_2_MISO_MI | MISO_WUMS | MISO_MI | Internal | Summer | B6 | 300 | 99 | 0 | 61.31 | 60.43 | 0.01 | 0
2035 | MISO_WUMS_2_MISO_MI | MISO_WUMS | MISO_MI | Internal | Summer | B7 | 400 | 99 | 0 | 55.73 | 54.85 | 0.01 | 0
2035 | MISO_WUMS_2_MISO_MI | MISO_WUMS | MISO_MI | Internal | Summer | B8 | 500 | 99 | 99 | 46.89 | 47.21 | 0.01 | 0.3
2035 | MISO_WUMS_2_MISO_MI | MISO_WUMS | MISO_MI | Internal | Summer | B9 | 800 | 99 | 99 | 43.96 | 44.28 | 0.01 | 0.3
2035 | MISO_WUMS_2_MISO_MI | MISO_WUMS | MISO_MI | Internal | Summer | B10 | 1262 | 99 | 99 | 39.04 | 39.36 | 0.01 | 0.3
2035 | MISO_WUMS_2_MISO_MI | MISO_WUMS | MISO_MI | Internal | Winter | B16 | 25 | 99 | 0 | 58.26 | 58.15 | 0.01 | 0
2035 | MISO_WUMS_2_MISO_MI | MISO_WUMS | MISO_MI | Internal | Winter | B17 | 100 | 99 | 99 | 52.67 | 52.98 | 0.01 | 0.3
2035 | MISO_WUMS_2_MISO_MI | MISO_WUMS | MISO_MI | Internal | Winter | B18 | 400 | 99 | 99 | 50.02 | 50.33 | 0.01 | 0.3
2035 | MISO_WUMS_2_MISO_MI | MISO_WUMS | MISO_MI | Internal | Winter | B19 | 700 | 99 | 99 | 47.55 | 47.87 | 0.01 | 0.3
2035 | MISO_WUMS_2_MISO_MI | MISO_WUMS | MISO_MI | Internal | Winter | B20 | 935 | 99 | 0 | 41.44 | 41.06 | 0.01 | 0
2035 | MISO_WUMS_2_MISO_W | MISO_WUMS | MISO_W | Internal | Shoulder | B11 | 25 | 1137 | 0 | 63.67 | 58.82 | 0.01 | 0
2035 | MISO_WUMS_2_MISO_W | MISO_WUMS | MISO_W | Internal | Shoulder | B12 | 200 | 1137 | 0 | 53.23 | 48.38 | 0.01 | 0
2035 | MISO_WUMS_2_MISO_W | MISO_WUMS | MISO_W | Internal | Shoulder | B13 | 600 | 1137 | 0 | 48.97 | 44.11 | 0.01 | 0
2035 | MISO_WUMS_2_MISO_W | MISO_WUMS | MISO_W | Internal | Shoulder | B14 | 900 | 1137 | 0 | 45.9 | 41.04 | 0.01 | 0
2035 | MISO_WUMS_2_MISO_W | MISO_WUMS | MISO_W | Internal | Shoulder | B15 | 1203 | 1137 | 0 | 42.12 | 37.26 | 0.01 | 0
2035 | MISO_WUMS_2_MISO_W | MISO_WUMS | MISO_W | Internal | Summer | B1 | 10 | 1137 | 0 | 76.56 | 76.55 | 0.01 | 0
2035 | MISO_WUMS_2_MISO_W | MISO_WUMS | MISO_W | Internal | Summer | B2 | 25 | 1137 | 0 | 75.33 | 72.18 | 0.01 | 0
2035 | MISO_WUMS_2_MISO_W | MISO_WUMS | MISO_W | Internal | Summer | B3 | 75 | 1137 | 1137 | 75.33 | 75.6 | 0.01 | 0.27
2035 | MISO_WUMS_2_MISO_W | MISO_WUMS | MISO_W | Internal | Summer | B4 | 100 | 1137 | 0 | 75.33 | 75.31 | 0.01 | 0
2035 | MISO_WUMS_2_MISO_W | MISO_WUMS | MISO_W | Internal | Summer | B5 | 200 | 1137 | 0 | 73.33 | 72.75 | 0.01 | 0
2035 | MISO_WUMS_2_MISO_W | MISO_WUMS | MISO_W | Internal | Summer | B6 | 300 | 1137 | 0 | 61.31 | 57.67 | 0.01 | 0
2035 | MISO_WUMS_2_MISO_W | MISO_WUMS | MISO_W | Internal | Summer | B7 | 400 | 1137 | 0 | 55.73 | 51.61 | 0.01 | 0
2035 | MISO_WUMS_2_MISO_W | MISO_WUMS | MISO_W | Internal | Summer | B8 | 500 | 1137 | 0 | 46.89 | 42.03 | 0.01 | 0
2035 | MISO_WUMS_2_MISO_W | MISO_WUMS | MISO_W | Internal | Summer | B9 | 800 | 1137 | 0 | 43.96 | 39.11 | 0.01 | 0
2035 | MISO_WUMS_2_MISO_W | MISO_WUMS | MISO_W | Internal | Summer | B10 | 1262 | 1137 | 0 | 39.04 | 34.18 | 0.01 | 0
2035 | MISO_WUMS_2_MISO_W | MISO_WUMS | MISO_W | Internal | Winter | B16 | 25 | 1137 | 0 | 58.26 | 53.4 | 0.01 | 0
2035 | MISO_WUMS_2_MISO_W | MISO_WUMS | MISO_W | Internal | Winter | B17 | 100 | 1137 | 0 | 52.67 | 47.81 | 0.01 | 0
2035 | MISO_WUMS_2_MISO_W | MISO_WUMS | MISO_W | Internal | Winter | B18 | 400 | 1137 | 0 | 50.02 | 45.16 | 0.01 | 0
2035 | MISO_WUMS_2_MISO_W | MISO_WUMS | MISO_W | Internal | Winter | B19 | 700 | 1137 | 0 | 47.55 | 42.7 | 0.01 | 0
2035 | MISO_WUMS_2_MISO_W | MISO_WUMS | MISO_W | Internal | Winter | B20 | 935 | 1137 | 0 | 41.44 | 36.58 | 0.01 | 0
2035 | MISO_WUMS_2_PJM_ROR | MISO_WUMS | PJM_ROR | Internal | Shoulder | B11 | 25 | 1600 | 0 | 63.67 | 61.85 | 2 | 0
2035 | MISO_WUMS_2_PJM_ROR | MISO_WUMS | PJM_ROR | Internal | Shoulder | B12 | 200 | 1600 | 0 | 53.23 | 55.13 | 2 | 0
2035 | MISO_WUMS_2_PJM_ROR | MISO_WUMS | PJM_ROR | Internal | Shoulder | B13 | 600 | 1600 | 0 | 48.97 | 50.86 | 2 | 0
2035 | MISO_WUMS_2_PJM_ROR | MISO_WUMS | PJM_ROR | Internal | Shoulder | B14 | 900 | 1600 | 0 | 45.9 | 47.79 | 2 | 0
2035 | MISO_WUMS_2_PJM_ROR | MISO_WUMS | PJM_ROR | Internal | Shoulder | B15 | 1203 | 1600 | 0 | 42.12 | 44.01 | 2 | 0
2035 | MISO_WUMS_2_PJM_ROR | MISO_WUMS | PJM_ROR | Internal | Summer | B1 | 10 | 1600 | 8082.57 | 76.56 | 79.21 | 2 | 0.65
2035 | MISO_WUMS_2_PJM_ROR | MISO_WUMS | PJM_ROR | Internal | Summer | B2 | 25 | 1600 | 2941.48 | 75.33 | 77.98 | 2 | 0.65
2035 | MISO_WUMS_2_PJM_ROR | MISO_WUMS | PJM_ROR | Internal | Summer | B3 | 75 | 1600 | 0 | 75.33 | 77.18 | 2 | 0
2035 | MISO_WUMS_2_PJM_ROR | MISO_WUMS | PJM_ROR | Internal | Summer | B4 | 100 | 1600 | 0 | 75.33 | 73.66 | 2 | 0
2035 | MISO_WUMS_2_PJM_ROR | MISO_WUMS | PJM_ROR | Internal | Summer | B5 | 200 | 1600 | 0 | 73.33 | 71.32 | 2 | 0
2035 | MISO_WUMS_2_PJM_ROR | MISO_WUMS | PJM_ROR | Internal | Summer | B6 | 300 | 1600 | 0 | 61.31 | 61.71 | 2 | 0
2035 | MISO_WUMS_2_PJM_ROR | MISO_WUMS | PJM_ROR | Internal | Summer | B7 | 400 | 1600 | 0 | 55.73 | 53.73 | 2 | 0
2035 | MISO_WUMS_2_PJM_ROR | MISO_WUMS | PJM_ROR | Internal | Summer | B8 | 500 | 1600 | 0 | 46.89 | 47.54 | 2 | 0
2035 | MISO_WUMS_2_PJM_ROR | MISO_WUMS | PJM_ROR | Internal | Summer | B9 | 800 | 1600 | 0 | 43.96 | 44.62 | 2 | 0
2035 | MISO_WUMS_2_PJM_ROR | MISO_WUMS | PJM_ROR | Internal | Summer | B10 | 1262 | 1600 | 0 | 39.04 | 40.93 | 2 | 0
2035 | MISO_WUMS_2_PJM_ROR | MISO_WUMS | PJM_ROR | Internal | Winter | B16 | 25 | 1600 | 0 | 58.26 | 60.15 | 2 | 0
2035 | MISO_WUMS_2_PJM_ROR | MISO_WUMS | PJM_ROR | Internal | Winter | B17 | 100 | 1600 | 0 | 52.67 | 54.56 | 2 | 0
2035 | MISO_WUMS_2_PJM_ROR | MISO_WUMS | PJM_ROR | Internal | Winter | B18 | 400 | 1600 | 0 | 50.02 | 51.91 | 2 | 0
2035 | MISO_WUMS_2_PJM_ROR | MISO_WUMS | PJM_ROR | Internal | Winter | B19 | 700 | 1600 | 0 | 47.55 | 49.45 | 2 | 0
2035 | MISO_WUMS_2_PJM_ROR | MISO_WUMS | PJM_ROR | Internal | Winter | B20 | 935 | 1600 | 0 | 41.44 | 43.33 | 2 | 0
2035 | NE_2_MISO_W | NE | MISO_W | Internal | Shoulder | B11 | 25 | 1600 | 13606.8 | 52.52 | 58.82 | 5 | 1.3
2035 | NE_2_MISO_W | NE | MISO_W | Internal | Shoulder | B12 | 200 | 1600 | 19867.99 | 42.08 | 48.38 | 5 | 1.3
2035 | NE_2_MISO_W | NE | MISO_W | Internal | Shoulder | B13 | 600 | 1600 | 22729.47 | 37.81 | 44.11 | 5 | 1.3
2035 | NE_2_MISO_W | NE | MISO_W | Internal | Shoulder | B14 | 900 | 1600 | 24366.27 | 34.74 | 41.04 | 5 | 1.3
2035 | NE_2_MISO_W | NE | MISO_W | Internal | Shoulder | B15 | 1203 | 1600 | 26855.65 | 30.97 | 37.26 | 5 | 1.3
2035 | NE_2_MISO_W | NE | MISO_W | Internal | Summer | B1 | 10 | 1600 | 12848.7 | 70.25 | 76.55 | 5 | 1.3
2035 | NE_2_MISO_W | NE | MISO_W | Internal | Summer | B2 | 25 | 1600 | 15647.25 | 65.88 | 72.18 | 5 | 1.3
2035 | NE_2_MISO_W | NE | MISO_W | Internal | Summer | B3 | 75 | 1600 | 9295.92 | 69.31 | 75.6 | 5 | 1.3
2035 | NE_2_MISO_W | NE | MISO_W | Internal | Summer | B4 | 100 | 1600 | 9432.74 | 69.02 | 75.31 | 5 | 1.3
2035 | NE_2_MISO_W | NE | MISO_W | Internal | Summer | B5 | 200 | 1600 | 9480.4 | 66.45 | 72.75 | 5 | 1.3
2035 | NE_2_MISO_W | NE | MISO_W | Internal | Summer | B6 | 300 | 1600 | 8757.71 | 51.37 | 57.67 | 5 | 1.3
2035 | NE_2_MISO_W | NE | MISO_W | Internal | Summer | B7 | 400 | 1600 | 6545.61 | 45.32 | 51.61 | 5 | 1.3
2035 | NE_2_MISO_W | NE | MISO_W | Internal | Summer | B8 | 500 | 1600 | 8599.93 | 35.74 | 42.03 | 5 | 1.3
2035 | NE_2_MISO_W | NE | MISO_W | Internal | Summer | B9 | 800 | 1600 | 10013.23 | 32.81 | 39.11 | 5 | 1.3
2035 | NE_2_MISO_W | NE | MISO_W | Internal | Summer | B10 | 1262 | 1600 | 17789.12 | 27.88 | 34.18 | 5 | 1.3
2035 | NE_2_MISO_W | NE | MISO_W | Internal | Winter | B16 | 25 | 1600 | 35583.52 | 47.11 | 53.4 | 5 | 1.3
2035 | NE_2_MISO_W | NE | MISO_W | Internal | Winter | B17 | 100 | 1600 | 31220.14 | 41.51 | 47.81 | 5 | 1.3
2035 | NE_2_MISO_W | NE | MISO_W | Internal | Winter | B18 | 400 | 1600 | 27990.06 | 38.86 | 45.16 | 5 | 1.3
2035 | NE_2_MISO_W | NE | MISO_W | Internal | Winter | B19 | 700 | 1600 | 26050.73 | 36.4 | 42.7 | 5 | 1.3
2035 | NE_2_MISO_W | NE | MISO_W | Internal | Winter | B20 | 935 | 1600 | 28630.48 | 30.28 | 36.58 | 5 | 1.3
2035 | NE_2_SPP_N | NE | SPP_N | Internal | Shoulder | B11 | 25 | 1800 | 1800 | 52.52 | 53.82 | 0.01 | 1.29
2035 | NE_2_SPP_N | NE | SPP_N | Internal | Shoulder | B12 | 200 | 1800 | 1800 | 42.08 | 42.58 | 0.01 | 0.49
2035 | NE_2_SPP_N | NE | SPP_N | Internal | Shoulder | B13 | 600 | 1800 | 1800 | 37.81 | 39.38 | 0.01 | 1.55
2035 | NE_2_SPP_N | NE | SPP_N | Internal | Shoulder | B14 | 900 | 1800 | 1800 | 34.74 | 35.25 | 0.01 | 0.49
2035 | NE_2_SPP_N | NE | SPP_N | Internal | Shoulder | B15 | 1203 | 1800 | 1800 | 30.97 | 31.47 | 0.01 | 0.49
2035 | NE_2_SPP_N | NE | SPP_N | Internal | Summer | B1 | 10 | 1800 | 0 | 70.25 | 67.59 | 0.01 | 0
2035 | NE_2_SPP_N | NE | SPP_N | Internal | Summer | B2 | 25 | 1800 | 4221.52 | 65.88 | 67.74 | 0.01 | 1.85
2035 | NE_2_SPP_N | NE | SPP_N | Internal | Summer | B3 | 75 | 1800 | 5924.47 | 69.31 | 71.17 | 0.01 | 1.85
2035 | NE_2_SPP_N | NE | SPP_N | Internal | Summer | B4 | 100 | 1800 | 2909.47 | 69.02 | 70.88 | 0.01 | 1.85
2035 | NE_2_SPP_N | NE | SPP_N | Internal | Summer | B5 | 200 | 1800 | 3773.4 | 66.45 | 68.32 | 0.01 | 1.85
2035 | NE_2_SPP_N | NE | SPP_N | Internal | Summer | B6 | 300 | 1800 | 5128.15 | 51.37 | 53.24 | 0.01 | 1.85
2035 | NE_2_SPP_N | NE | SPP_N | Internal | Summer | B7 | 400 | 1800 | 10007.74 | 45.32 | 47.18 | 0.01 | 1.85
2035 | NE_2_SPP_N | NE | SPP_N | Internal | Summer | B8 | 500 | 1800 | 12482.73 | 35.74 | 37.6 | 0.01 | 1.85
2035 | NE_2_SPP_N | NE | SPP_N | Internal | Summer | B9 | 800 | 1800 | 10788.37 | 32.81 | 34.67 | 0.01 | 1.85
2035 | NE_2_SPP_N | NE | SPP_N | Internal | Summer | B10 | 1262 | 1800 | 6485.01 | 27.88 | 29.75 | 0.01 | 1.85
2035 | NE_2_SPP_N | NE | SPP_N | Internal | Winter | B16 | 25 | 1800 | 1800 | 47.11 | 48.4 | 0.01 | 1.29
2035 | NE_2_SPP_N | NE | SPP_N | Internal | Winter | B17 | 100 | 1800 | 1800 | 41.51 | 42.01 | 0.01 | 0.49
2035 | NE_2_SPP_N | NE | SPP_N | Internal | Winter | B18 | 400 | 1800 | 1800 | 38.86 | 40.09 | 0.01 | 1.22
2035 | NE_2_SPP_N | NE | SPP_N | Internal | Winter | B19 | 700 | 1800 | 1800 | 36.4 | 36.9 | 0.01 | 0.49
2035 | NE_2_SPP_N | NE | SPP_N | Internal | Winter | B20 | 935 | 1800 | 1800 | 30.28 | 30.79 | 0.01 | 0.49
2035 | NEISO_2_NYISO_A-F | NEISO | NYISO_A-F | Internal | Shoulder | B11 | 25 | 600 | 458.02 | 49.99 | 52.99 | 3 | 0
2035 | NEISO_2_NYISO_A-F | NEISO | NYISO_A-F | Internal | Shoulder | B12 | 200 | 600 | 1729.38 | 43.27 | 46.79 | 3 | 0.52
2035 | NEISO_2_NYISO_A-F | NEISO | NYISO_A-F | Internal | Shoulder | B13 | 600 | 600 | 600 | 42.33 | 45.77 | 3 | 0.44
2035 | NEISO_2_NYISO_A-F | NEISO | NYISO_A-F | Internal | Shoulder | B14 | 900 | 600 | 600 | 42.33 | 45.77 | 3 | 0.44
2035 | NEISO_2_NYISO_A-F | NEISO | NYISO_A-F | Internal | Shoulder | B15 | 1203 | 600 | 600 | 42.33 | 45.77 | 3 | 0.44
2035 | NEISO_2_NYISO_A-F | NEISO | NYISO_A-F | Internal | Summer | B1 | 10 | 600 | 0 | 67.65 | 70.4 | 3 | 0
2035 | NEISO_2_NYISO_A-F | NEISO | NYISO_A-F | Internal | Summer | B2 | 25 | 600 | 0 | 66.29 | 69.04 | 3 | 0
2035 | NEISO_2_NYISO_A-F | NEISO | NYISO_A-F | Internal | Summer | B3 | 75 | 600 | 0 | 65.32 | 68.07 | 3 | 0
2035 | NEISO_2_NYISO_A-F | NEISO | NYISO_A-F | Internal | Summer | B4 | 100 | 600 | 0 | 61.8 | 64.55 | 3 | 0
2035 | NEISO_2_NYISO_A-F | NEISO | NYISO_A-F | Internal | Summer | B5 | 200 | 600 | 0 | 59.45 | 62.2 | 3 | 0
2035 | NEISO_2_NYISO_A-F | NEISO | NYISO_A-F | Internal | Summer | B6 | 300 | 600 | 148.63 | 49.89 | 52.89 | 3 | 0
2035 | NEISO_2_NYISO_A-F | NEISO | NYISO_A-F | Internal | Summer | B7 | 400 | 600 | 1238.52 | 41.88 | 45.4 | 3 | 0.52
2035 | NEISO_2_NYISO_A-F | NEISO | NYISO_A-F | Internal | Summer | B8 | 500 | 600 | 2081.71 | 38.7 | 42.22 | 3 | 0.52
2035 | NEISO_2_NYISO_A-F | NEISO | NYISO_A-F | Internal | Summer | B9 | 800 | 600 | 2540.33 | 38.7 | 42.22 | 3 | 0.52
2035 | NEISO_2_NYISO_A-F | NEISO | NYISO_A-F | Internal | Summer | B10 | 1262 | 600 | 1463.64 | 38.7 | 42.22 | 3 | 0.52
2035 | NEISO_2_NYISO_A-F | NEISO | NYISO_A-F | Internal | Winter | B16 | 25 | 600 | 0 | 53.51 | 56.26 | 3 | 0
2035 | NEISO_2_NYISO_A-F | NEISO | NYISO_A-F | Internal | Winter | B17 | 100 | 600 | 0 | 53.51 | 55.7 | 3 | 0
2035 | NEISO_2_NYISO_A-F | NEISO | NYISO_A-F | Internal | Winter | B18 | 400 | 600 | 0 | 53.51 | 55.63 | 3 | 0
2035 | NEISO_2_NYISO_A-F | NEISO | NYISO_A-F | Internal | Winter | B19 | 700 | 600 | 0 | 52.48 | 54.67 | 3 | 0
2035 | NEISO_2_NYISO_A-F | NEISO | NYISO_A-F | Internal | Winter | B20 | 935 | 600 | 0 | 52.38 | 49.34 | 3 | 0
2035 | NEISO_2_NYISO_G-I | NEISO | NYISO_G-I | Internal | Shoulder | B11 | 25 | 600 | 4067.75 | 49.99 | 53.55 | 3 | 0.56
2035 | NEISO_2_NYISO_G-I | NEISO | NYISO_G-I | Internal | Shoulder | B12 | 200 | 600 | 4015.38 | 43.27 | 46.83 | 3 | 0.56
2035 | NEISO_2_NYISO_G-I | NEISO | NYISO_G-I | Internal | Shoulder | B13 | 600 | 600 | 1005.26 | 42.33 | 45.89 | 3 | 0.56
2035 | NEISO_2_NYISO_G-I | NEISO | NYISO_G-I | Internal | Shoulder | B14 | 900 | 600 | 600 | 42.33 | 45.82 | 3 | 0.49
2035 | NEISO_2_NYISO_G-I | NEISO | NYISO_G-I | Internal | Shoulder | B15 | 1203 | 600 | 600 | 42.33 | 45.79 | 3 | 0.45
2035 | NEISO_2_NYISO_G-I | NEISO | NYISO_G-I | Internal | Summer | B1 | 10 | 600 | 2317.48 | 67.65 | 71.21 | 3 | 0.56
2035 | NEISO_2_NYISO_G-I | NEISO | NYISO_G-I | Internal | Summer | B2 | 25 | 600 | 2723.58 | 66.29 | 69.86 | 3 | 0.56
2035 | NEISO_2_NYISO_G-I | NEISO | NYISO_G-I | Internal | Summer | B3 | 75 | 600 | 4282.82 | 65.32 | 68.88 | 3 | 0.56
2035 | NEISO_2_NYISO_G-I | NEISO | NYISO_G-I | Internal | Summer | B4 | 100 | 600 | 3924.29 | 61.8 | 65.36 | 3 | 0.56
2035 | NEISO_2_NYISO_G-I | NEISO | NYISO_G-I | Internal | Summer | B5 | 200 | 600 | 3471.78 | 59.45 | 63.01 | 3 | 0.56
2035 | NEISO_2_NYISO_G-I | NEISO | NYISO_G-I | Internal | Summer | B6 | 300 | 600 | 4223.86 | 49.89 | 53.45 | 3 | 0.56
2035 | NEISO_2_NYISO_G-I | NEISO | NYISO_G-I | Internal | Summer | B7 | 400 | 600 | 4016.63 | 41.88 | 45.44 | 3 | 0.56
2035 | NEISO_2_NYISO_G-I | NEISO | NYISO_G-I | Internal | Summer | B8 | 500 | 600 | 2189.5 | 38.7 | 42.26 | 3 | 0.56
2035 | NEISO_2_NYISO_G-I | NEISO | NYISO_G-I | Internal | Summer | B9 | 800 | 600 | 966.91 | 38.7 | 42.26 | 3 | 0.56
2035 | NEISO_2_NYISO_G-I | NEISO | NYISO_G-I | Internal | Summer | B10 | 1262 | 600 | 600 | 38.7 | 42.23 | 3 | 0.53
2035 | NEISO_2_NYISO_G-I | NEISO | NYISO_G-I | Internal | Winter | B16 | 25 | 600 | 1315.61 | 53.51 | 57.07 | 3 | 0.56
2035 | NEISO_2_NYISO_G-I | NEISO | NYISO_G-I | Internal | Winter | B17 | 100 | 600 | 285.22 | 53.51 | 56.51 | 3 | 0
2035 | NEISO_2_NYISO_G-I | NEISO | NYISO_G-I | Internal | Winter | B18 | 400 | 600 | 0 | 53.51 | 56.44 | 3 | 0
2035 | NEISO_2_NYISO_G-I | NEISO | NYISO_G-I | Internal | Winter | B19 | 700 | 600 | 71.03 | 52.48 | 55.48 | 3 | 0
2035 | NEISO_2_NYISO_G-I | NEISO | NYISO_G-I | Internal | Winter | B20 | 935 | 600 | 0 | 52.38 | 49.38 | 3 | 0
2035 | NEISO_2_NYISO_J-K | NEISO | NYISO_J-K | Internal | Shoulder | B11 | 25 | 430 | 3906.58 | 49.99 | 53.73 | 3 | 0.73
2035 | NEISO_2_NYISO_J-K | NEISO | NYISO_J-K | Internal | Shoulder | B12 | 200 | 430 | 1586.37 | 43.27 | 47 | 3 | 0.73
2035 | NEISO_2_NYISO_J-K | NEISO | NYISO_J-K | Internal | Shoulder | B13 | 600 | 430 | 430 | 42.33 | 45.9 | 3 | 0.57
2035 | NEISO_2_NYISO_J-K | NEISO | NYISO_J-K | Internal | Shoulder | B14 | 900 | 430 | 430 | 42.33 | 45.83 | 3 | 0.5
2035 | NEISO_2_NYISO_J-K | NEISO | NYISO_J-K | Internal | Shoulder | B15 | 1203 | 430 | 430 | 42.33 | 45.8 | 3 | 0.47
2035 | NEISO_2_NYISO_J-K | NEISO | NYISO_J-K | Internal | Summer | B1 | 10 | 430 | 430 | 67.65 | 71.23 | 3 | 0.57
2035 | NEISO_2_NYISO_J-K | NEISO | NYISO_J-K | Internal | Summer | B2 | 25 | 430 | 430 | 66.29 | 69.87 | 3 | 0.57
2035 | NEISO_2_NYISO_J-K | NEISO | NYISO_J-K | Internal | Summer | B3 | 75 | 430 | 1141.79 | 65.32 | 69.05 | 3 | 0.73
2035 | NEISO_2_NYISO_J-K | NEISO | NYISO_J-K | Internal | Summer | B4 | 100 | 430 | 2859.42 | 61.8 | 65.53 | 3 | 0.73
2035 | NEISO_2_NYISO_J-K | NEISO | NYISO_J-K | Internal | Summer | B5 | 200 | 430 | 3697.7 | 59.45 | 63.19 | 3 | 0.73
2035 | NEISO_2_NYISO_J-K | NEISO | NYISO_J-K | Internal | Summer | B6 | 300 | 430 | 2553.61 | 49.89 | 53.63 | 3 | 0.73
2035 | NEISO_2_NYISO_J-K | NEISO | NYISO_J-K | Internal | Summer | B7 | 400 | 430 | 1470.92 | 41.88 | 45.61 | 3 | 0.73
2035 | NEISO_2_NYISO_J-K | NEISO | NYISO_J-K | Internal | Summer | B8 | 500 | 430 | 430 | 38.7 | 42.27 | 3 | 0.57
2035 | NEISO_2_NYISO_J-K | NEISO | NYISO_J-K | Internal | Summer | B9 | 800 | 430 | 430 | 38.7 | 42.27 | 3 | 0.57
2035 | NEISO_2_NYISO_J-K | NEISO | NYISO_J-K | Internal | Summer | B10 | 1262 | 430 | 430 | 38.7 | 42.24 | 3 | 0.54
2035 | NEISO_2_NYISO_J-K | NEISO | NYISO_J-K | Internal | Winter | B16 | 25 | 430 | 2034.31 | 53.51 | 57.24 | 3 | 0.73
2035 | NEISO_2_NYISO_J-K | NEISO | NYISO_J-K | Internal | Winter | B17 | 100 | 430 | 1623.32 | 53.51 | 57.24 | 3 | 0.73
2035 | NEISO_2_NYISO_J-K | NEISO | NYISO_J-K | Internal | Winter | B18 | 400 | 430 | 825.37 | 53.51 | 57.24 | 3 | 0.73
2035 | NEISO_2_NYISO_J-K | NEISO | NYISO_J-K | Internal | Winter | B19 | 700 | 430 | 430 | 52.48 | 55.77 | 3 | 0.28
2035 | NEISO_2_NYISO_J-K | NEISO | NYISO_J-K | Internal | Winter | B20 | 935 | 430 | 0 | 52.38 | 49.65 | 3 | 0
2035 | NonRTO_Midwest_2_MISO_IN | NonRTO_Midwest | MISO_IN | Internal | Shoulder | B11 | 25 | 4450 | 0 | 71.03 | 63.03 | 8 | 0
2035 | NonRTO_Midwest_2_MISO_IN | NonRTO_Midwest | MISO_IN | Internal | Shoulder | B12 | 200 | 4450 | 0 | 60.6 | 52.6 | 8 | 0
2035 | NonRTO_Midwest_2_MISO_IN | NonRTO_Midwest | MISO_IN | Internal | Shoulder | B13 | 600 | 4450 | 0 | 56.33 | 48.33 | 8 | 0
2035 | NonRTO_Midwest_2_MISO_IN | NonRTO_Midwest | MISO_IN | Internal | Shoulder | B14 | 900 | 4450 | 0 | 49.28 | 45.26 | 8 | 0
2035 | NonRTO_Midwest_2_MISO_IN | NonRTO_Midwest | MISO_IN | Internal | Shoulder | B15 | 1203 | 4450 | 0 | 40.78 | 41.48 | 8 | 0
2035 | NonRTO_Midwest_2_MISO_IN | NonRTO_Midwest | MISO_IN | Internal | Summer | B1 | 10 | 4450 | 0 | 84.43 | 76.91 | 8 | 0
2035 | NonRTO_Midwest_2_MISO_IN | NonRTO_Midwest | MISO_IN | Internal | Summer | B2 | 25 | 4450 | 0 | 83.68 | 75.68 | 8 | 0
2035 | NonRTO_Midwest_2_MISO_IN | NonRTO_Midwest | MISO_IN | Internal | Summer | B3 | 75 | 4450 | 0 | 83.68 | 75.68 | 8 | 0
2035 | NonRTO_Midwest_2_MISO_IN | NonRTO_Midwest | MISO_IN | Internal | Summer | B4 | 100 | 4450 | 0 | 83.68 | 75.68 | 8 | 0
2035 | NonRTO_Midwest_2_MISO_IN | NonRTO_Midwest | MISO_IN | Internal | Summer | B5 | 200 | 4450 | 0 | 81.33 | 73.33 | 8 | 0
2035 | NonRTO_Midwest_2_MISO_IN | NonRTO_Midwest | MISO_IN | Internal | Summer | B6 | 300 | 4450 | 0 | 68.42 | 60.42 | 8 | 0
2035 | NonRTO_Midwest_2_MISO_IN | NonRTO_Midwest | MISO_IN | Internal | Summer | B7 | 400 | 4450 | 11.36 | 46.84 | 54.84 | 8 | 0
2035 | NonRTO_Midwest_2_MISO_IN | NonRTO_Midwest | MISO_IN | Internal | Summer | B8 | 500 | 4450 | 0 | 44.56 | 46.25 | 8 | 0
2035 | NonRTO_Midwest_2_MISO_IN | NonRTO_Midwest | MISO_IN | Internal | Summer | B9 | 800 | 4450 | 0 | 42.62 | 43.32 | 8 | 0
2035 | NonRTO_Midwest_2_MISO_IN | NonRTO_Midwest | MISO_IN | Internal | Summer | B10 | 1262 | 4450 | 0 | 37.69 | 38.4 | 8 | 0
2035 | NonRTO_Midwest_2_MISO_IN | NonRTO_Midwest | MISO_IN | Internal | Winter | B16 | 25 | 4450 | 0 | 65.62 | 57.62 | 8 | 0
2035 | NonRTO_Midwest_2_MISO_IN | NonRTO_Midwest | MISO_IN | Internal | Winter | B17 | 100 | 4450 | 0 | 60.03 | 52.03 | 8 | 0
2035 | NonRTO_Midwest_2_MISO_IN | NonRTO_Midwest | MISO_IN | Internal | Winter | B18 | 400 | 4450 | 0 | 57.38 | 49.38 | 8 | 0
2035 | NonRTO_Midwest_2_MISO_IN | NonRTO_Midwest | MISO_IN | Internal | Winter | B19 | 700 | 4450 | 0 | 51.44 | 46.92 | 8 | 0
2035 | NonRTO_Midwest_2_MISO_IN | NonRTO_Midwest | MISO_IN | Internal | Winter | B20 | 935 | 4450 | 0 | 40.09 | 40.8 | 8 | 0
2035 | NonRTO_Midwest_2_TVA_Transmission | NonRTO_Midwest | TVA_Transmission | Internal | Shoulder | B11 | 25 | 2400 | 0 | 71.03 | 67.69 | 8 | 0
2035 | NonRTO_Midwest_2_TVA_Transmission | NonRTO_Midwest | TVA_Transmission | Internal | Shoulder | B12 | 200 | 2400 | 0 | 60.6 | 56.87 | 8 | 0
2035 | NonRTO_Midwest_2_TVA_Transmission | NonRTO_Midwest | TVA_Transmission | Internal | Shoulder | B13 | 600 | 2400 | 0 | 56.33 | 53.87 | 8 | 0
2035 | NonRTO_Midwest_2_TVA_Transmission | NonRTO_Midwest | TVA_Transmission | Internal | Shoulder | B14 | 900 | 2400 | 0 | 49.28 | 52.55 | 8 | 0
2035 | NonRTO_Midwest_2_TVA_Transmission | NonRTO_Midwest | TVA_Transmission | Internal | Shoulder | B15 | 1203 | 2400 | 170.56 | 40.78 | 48.78 | 8 | 0
2035 | NonRTO_Midwest_2_TVA_Transmission | NonRTO_Midwest | TVA_Transmission | Internal | Summer | B1 | 10 | 2400 | 0 | 84.43 | 84.9 | 8 | 0
2035 | NonRTO_Midwest_2_TVA_Transmission | NonRTO_Midwest | TVA_Transmission | Internal | Summer | B2 | 25 | 2400 | 0 | 83.68 | 83.69 | 8 | 0
2035 | NonRTO_Midwest_2_TVA_Transmission | NonRTO_Midwest | TVA_Transmission | Internal | Summer | B3 | 75 | 2400 | 0 | 83.68 | 83.18 | 8 | 0
2035 | NonRTO_Midwest_2_TVA_Transmission | NonRTO_Midwest | TVA_Transmission | Internal | Summer | B4 | 100 | 2400 | 0 | 83.68 | 79.66 | 8 | 0
2035 | NonRTO_Midwest_2_TVA_Transmission | NonRTO_Midwest | TVA_Transmission | Internal | Summer | B5 | 200 | 2400 | 0 | 81.33 | 77.32 | 8 | 0
2035 | NonRTO_Midwest_2_TVA_Transmission | NonRTO_Midwest | TVA_Transmission | Internal | Summer | B6 | 300 | 2400 | 0 | 68.42 | 65.92 | 8 | 0
2035 | NonRTO_Midwest_2_TVA_Transmission | NonRTO_Midwest | TVA_Transmission | Internal | Summer | B7 | 400 | 2400 | 0 | 46.84 | 54.24 | 8 | 0
2035 | NonRTO_Midwest_2_TVA_Transmission | NonRTO_Midwest | TVA_Transmission | Internal | Summer | B8 | 500 | 2400 | 0 | 44.56 | 51.48 | 8 | 0
2035 | NonRTO_Midwest_2_TVA_Transmission | NonRTO_Midwest | TVA_Transmission | Internal | Summer | B9 | 800 | 2400 | 322.94 | 42.62 | 50.62 | 8 | 0
2035 | NonRTO_Midwest_2_TVA_Transmission | NonRTO_Midwest | TVA_Transmission | Internal | Summer | B10 | 1262 | 2400 | 1071.27 | 37.69 | 45.69 | 8 | 0
2035 | NonRTO_Midwest_2_TVA_Transmission | NonRTO_Midwest | TVA_Transmission | Internal | Winter | B16 | 25 | 2400 | 0 | 65.62 | 64.91 | 8 | 0
2035 | NonRTO_Midwest_2_TVA_Transmission | NonRTO_Midwest | TVA_Transmission | Internal | Winter | B17 | 100 | 2400 | 0 | 60.03 | 58.6 | 8 | 0
2035 | NonRTO_Midwest_2_TVA_Transmission | NonRTO_Midwest | TVA_Transmission | Internal | Winter | B18 | 400 | 2400 | 0 | 57.38 | 56.11 | 8 | 0
2035 | NonRTO_Midwest_2_TVA_Transmission | NonRTO_Midwest | TVA_Transmission | Internal | Winter | B19 | 700 | 2400 | 0 | 51.44 | 54.21 | 8 | 0
2035 | NonRTO_Midwest_2_TVA_Transmission | NonRTO_Midwest | TVA_Transmission | Internal | Winter | B20 | 935 | 2400 | 127.29 | 40.09 | 48.09 | 8 | 0
2035 | NYISO_A-F_2_IESO | NYISO_A-F | IESO | Internal | Shoulder | B11 | 25 | 1600 | 0 | 52.99 | 53.15 | 7 | 0
2035 | NYISO_A-F_2_IESO | NYISO_A-F | IESO | Internal | Shoulder | B12 | 200 | 1600 | 0 | 46.79 | 46.13 | 7 | 0
2035 | NYISO_A-F_2_IESO | NYISO_A-F | IESO | Internal | Shoulder | B13 | 600 | 1600 | 0 | 45.77 | 45.67 | 7 | 0
2035 | NYISO_A-F_2_IESO | NYISO_A-F | IESO | Internal | Shoulder | B14 | 900 | 1600 | 0 | 45.77 | 45.67 | 7 | 0
2035 | NYISO_A-F_2_IESO | NYISO_A-F | IESO | Internal | Shoulder | B15 | 1203 | 1600 | 0 | 45.77 | 45.67 | 7 | 0
2035 | NYISO_A-F_2_IESO | NYISO_A-F | IESO | Internal | Summer | B1 | 10 | 1600 | 262 | 70.4 | 77.4 | 7 | 0
2035 | NYISO_A-F_2_IESO | NYISO_A-F | IESO | Internal | Summer | B2 | 25 | 1600 | 0 | 69.04 | 68.65 | 7 | 0
2035 | NYISO_A-F_2_IESO | NYISO_A-F | IESO | Internal | Summer | B3 | 75 | 1600 | 0 | 68.07 | 65.79 | 7 | 0
2035 | NYISO_A-F_2_IESO | NYISO_A-F | IESO | Internal | Summer | B4 | 100 | 1600 | 0 | 64.55 | 65.79 | 7 | 0
2035 | NYISO_A-F_2_IESO | NYISO_A-F | IESO | Internal | Summer | B5 | 200 | 1600 | 0 | 62.2 | 63.46 | 7 | 0
2035 | NYISO_A-F_2_IESO | NYISO_A-F | IESO | Internal | Summer | B6 | 300 | 1600 | 0 | 52.89 | 50.57 | 7 | 0
2035 | NYISO_A-F_2_IESO | NYISO_A-F | IESO | Internal | Summer | B7 | 400 | 1600 | 0 | 45.4 | 47.85 | 7 | 0
2035 | NYISO_A-F_2_IESO | NYISO_A-F | IESO | Internal | Summer | B8 | 500 | 1600 | 0 | 42.22 | 41.78 | 7 | 0
2035 | NYISO_A-F_2_IESO | NYISO_A-F | IESO | Internal | Summer | B9 | 800 | 1600 | 0 | 42.22 | 41.78 | 7 | 0
2035 | NYISO_A-F_2_IESO | NYISO_A-F | IESO | Internal | Summer | B10 | 1262 | 1600 | 0 | 42.22 | 41.78 | 7 | 0
2035 | NYISO_A-F_2_IESO | NYISO_A-F | IESO | Internal | Winter | B16 | 25 | 1600 | 0 | 56.26 | 51.15 | 7 | 0
2035 | NYISO_A-F_2_IESO | NYISO_A-F | IESO | Internal | Winter | B17 | 100 | 1600 | 0 | 55.7 | 48.7 | 7 | 0
2035 | NYISO_A-F_2_IESO | NYISO_A-F | IESO | Internal | Winter | B18 | 400 | 1600 | 0 | 55.63 | 48.63 | 7 | 0
2035 | NYISO_A-F_2_IESO | NYISO_A-F | IESO | Internal | Winter | B19 | 700 | 1600 | 0 | 54.67 | 47.79 | 7 | 0
2035 | NYISO_A-F_2_IESO | NYISO_A-F | IESO | Internal | Winter | B20 | 935 | 1600 | 0 | 49.34 | 47.26 | 7 | 0
2035 | NYISO_A-F_2_NEISO | NYISO_A-F | NEISO | Internal | Shoulder | B11 | 25 | 600 | 0 | 52.99 | 49.99 | 3 | 0
2035 | NYISO_A-F_2_NEISO | NYISO_A-F | NEISO | Internal | Shoulder | B12 | 200 | 600 | 0 | 46.79 | 43.27 | 3 | 0
2035 | NYISO_A-F_2_NEISO | NYISO_A-F | NEISO | Internal | Shoulder | B13 | 600 | 600 | 0 | 45.77 | 42.33 | 3 | 0
2035 | NYISO_A-F_2_NEISO | NYISO_A-F | NEISO | Internal | Shoulder | B14 | 900 | 600 | 0 | 45.77 | 42.33 | 3 | 0
2035 | NYISO_A-F_2_NEISO | NYISO_A-F | NEISO | Internal | Shoulder | B15 | 1203 | 600 | 0 | 45.77 | 42.33 | 3 | 0
2035 | NYISO_A-F_2_NEISO | NYISO_A-F | NEISO | Internal | Summer | B1 | 10 | 600 | 0 | 70.4 | 67.65 | 3 | 0
2035 | NYISO_A-F_2_NEISO | NYISO_A-F | NEISO | Internal | Summer | B2 | 25 | 600 | 0 | 69.04 | 66.29 | 3 | 0
2035 | NYISO_A-F_2_NEISO | NYISO_A-F | NEISO | Internal | Summer | B3 | 75 | 600 | 0 | 68.07 | 65.32 | 3 | 0
2035 | NYISO_A-F_2_NEISO | NYISO_A-F | NEISO | Internal | Summer | B4 | 100 | 600 | 0 | 64.55 | 61.8 | 3 | 0
2035 | NYISO_A-F_2_NEISO | NYISO_A-F | NEISO | Internal | Summer | B5 | 200 | 600 | 0 | 62.2 | 59.45 | 3 | 0
2035 | NYISO_A-F_2_NEISO | NYISO_A-F | NEISO | Internal | Summer | B6 | 300 | 600 | 0 | 52.89 | 49.89 | 3 | 0
2035 | NYISO_A-F_2_NEISO | NYISO_A-F | NEISO | Internal | Summer | B7 | 400 | 600 | 0 | 45.4 | 41.88 | 3 | 0
2035 | NYISO_A-F_2_NEISO | NYISO_A-F | NEISO | Internal | Summer | B8 | 500 | 600 | 0 | 42.22 | 38.7 | 3 | 0
2035 | NYISO_A-F_2_NEISO | NYISO_A-F | NEISO | Internal | Summer | B9 | 800 | 600 | 0 | 42.22 | 38.7 | 3 | 0
2035 | NYISO_A-F_2_NEISO | NYISO_A-F | NEISO | Internal | Summer | B10 | 1262 | 600 | 0 | 42.22 | 38.7 | 3 | 0
2035 | NYISO_A-F_2_NEISO | NYISO_A-F | NEISO | Internal | Winter | B16 | 25 | 600 | 0 | 56.26 | 53.51 | 3 | 0
2035 | NYISO_A-F_2_NEISO | NYISO_A-F | NEISO | Internal | Winter | B17 | 100 | 600 | 0 | 55.7 | 53.51 | 3 | 0
2035 | NYISO_A-F_2_NEISO | NYISO_A-F | NEISO | Internal | Winter | B18 | 400 | 600 | 0 | 55.63 | 53.51 | 3 | 0
2035 | NYISO_A-F_2_NEISO | NYISO_A-F | NEISO | Internal | Winter | B19 | 700 | 600 | 0 | 54.67 | 52.48 | 3 | 0
2035 | NYISO_A-F_2_NEISO | NYISO_A-F | NEISO | Internal | Winter | B20 | 935 | 600 | 600 | 49.34 | 52.38 | 3 | 0.04
2035 | NYISO_A-F_2_NYISO_G-I | NYISO_A-F | NYISO_G-I | Internal | Shoulder | B11 | 25 | 4250 | 4250 | 52.99 | 53.55 | 0.01 | 0.55
2035 | NYISO_A-F_2_NYISO_G-I | NYISO_A-F | NYISO_G-I | Internal | Shoulder | B12 | 200 | 4250 | 4250 | 46.79 | 46.83 | 0.01 | 0.03
2035 | NYISO_A-F_2_NYISO_G-I | NYISO_A-F | NYISO_G-I | Internal | Shoulder | B13 | 600 | 4250 | 4250 | 45.77 | 45.89 | 0.01 | 0.11
2035 | NYISO_A-F_2_NYISO_G-I | NYISO_A-F | NYISO_G-I | Internal | Shoulder | B14 | 900 | 4250 | 4250 | 45.77 | 45.82 | 0.01 | 0.03
2035 | NYISO_A-F_2_NYISO_G-I | NYISO_A-F | NYISO_G-I | Internal | Shoulder | B15 | 1203 | 4250 | 2608.06 | 45.77 | 45.79 | 0.01 | 0
2035 | NYISO_A-F_2_NYISO_G-I | NYISO_A-F | NYISO_G-I | Internal | Summer | B1 | 10 | 4250 | 5115.07 | 70.4 | 71.21 | 0.01 | 0.8
2035 | NYISO_A-F_2_NYISO_G-I | NYISO_A-F | NYISO_G-I | Internal | Summer | B2 | 25 | 4250 | 4820.17 | 69.04 | 69.86 | 0.01 | 0.8
2035 | NYISO_A-F_2_NYISO_G-I | NYISO_A-F | NYISO_G-I | Internal | Summer | B3 | 75 | 4250 | 4844.45 | 68.07 | 68.88 | 0.01 | 0.8
2035 | NYISO_A-F_2_NYISO_G-I | NYISO_A-F | NYISO_G-I | Internal | Summer | B4 | 100 | 4250 | 4912.78 | 64.55 | 65.36 | 0.01 | 0.8
2035 | NYISO_A-F_2_NYISO_G-I | NYISO_A-F | NYISO_G-I | Internal | Summer | B5 | 200 | 4250 | 5215.55 | 62.2 | 63.01 | 0.01 | 0.8
2035 | NYISO_A-F_2_NYISO_G-I | NYISO_A-F | NYISO_G-I | Internal | Summer | B6 | 300 | 4250 | 4250 | 52.89 | 53.45 | 0.01 | 0.55
2035 | NYISO_A-F_2_NYISO_G-I | NYISO_A-F | NYISO_G-I | Internal | Summer | B7 | 400 | 4250 | 4250 | 45.4 | 45.44 | 0.01 | 0.03
2035 | NYISO_A-F_2_NYISO_G-I | NYISO_A-F | NYISO_G-I | Internal | Summer | B8 | 500 | 4250 | 4250 | 42.22 | 42.26 | 0.01 | 0.03
2035 | NYISO_A-F_2_NYISO_G-I | NYISO_A-F | NYISO_G-I | Internal | Summer | B9 | 800 | 4250 | 4250 | 42.22 | 42.26 | 0.01 | 0.03
2035 | NYISO_A-F_2_NYISO_G-I | NYISO_A-F | NYISO_G-I | Internal | Summer | B10 | 1262 | 4250 | 2065.48 | 42.22 | 42.23 | 0.01 | 0
2035 | NYISO_A-F_2_NYISO_G-I | NYISO_A-F | NYISO_G-I | Internal | Winter | B16 | 25 | 4250 | 5805.5 | 56.26 | 57.07 | 0.01 | 0.8
2035 | NYISO_A-F_2_NYISO_G-I | NYISO_A-F | NYISO_G-I | Internal | Winter | B17 | 100 | 4250 | 6693.56 | 55.7 | 56.51 | 0.01 | 0.8
2035 | NYISO_A-F_2_NYISO_G-I | NYISO_A-F | NYISO_G-I | Internal | Winter | B18 | 400 | 4250 | 7605.45 | 55.63 | 56.44 | 0.01 | 0.8
2035 | NYISO_A-F_2_NYISO_G-I | NYISO_A-F | NYISO_G-I | Internal | Winter | B19 | 700 | 4250 | 6578.35 | 54.67 | 55.48 | 0.01 | 0.8
2035 | NYISO_A-F_2_NYISO_G-I | NYISO_A-F | NYISO_G-I | Internal | Winter | B20 | 935 | 4250 | 4250 | 49.34 | 49.38 | 0.01 | 0.02
2035 | NYISO_A-F_2_PJM_ROM | NYISO_A-F | PJM_ROM | Internal | Shoulder | B11 | 25 | 1000 | 1000 | 52.99 | 61.82 | 8 | 0.83
2035 | NYISO_A-F_2_PJM_ROM | NYISO_A-F | PJM_ROM | Internal | Shoulder | B12 | 200 | 1000 | 1000 | 46.79 | 55.1 | 8 | 0.31
2035 | NYISO_A-F_2_PJM_ROM | NYISO_A-F | PJM_ROM | Internal | Shoulder | B13 | 600 | 1000 | 0 | 45.77 | 50.85 | 8 | 0
2035 | NYISO_A-F_2_PJM_ROM | NYISO_A-F | PJM_ROM | Internal | Shoulder | B14 | 900 | 1000 | 0 | 45.77 | 47.78 | 8 | 0
2035 | NYISO_A-F_2_PJM_ROM | NYISO_A-F | PJM_ROM | Internal | Shoulder | B15 | 1203 | 1000 | 0 | 45.77 | 44 | 8 | 0
2035 | NYISO_A-F_2_PJM_ROM | NYISO_A-F | PJM_ROM | Internal | Summer | B1 | 10 | 1000 | 1000 | 70.4 | 79.2 | 8 | 0.8
2035 | NYISO_A-F_2_PJM_ROM | NYISO_A-F | PJM_ROM | Internal | Summer | B2 | 25 | 1000 | 1000 | 69.04 | 77.97 | 8 | 0.92
2035 | NYISO_A-F_2_PJM_ROM | NYISO_A-F | PJM_ROM | Internal | Summer | B3 | 75 | 1000 | 1000 | 68.07 | 77.16 | 8 | 1.09
2035 | NYISO_A-F_2_PJM_ROM | NYISO_A-F | PJM_ROM | Internal | Summer | B4 | 100 | 1000 | 1000 | 64.55 | 73.64 | 8 | 1.09
2035 | NYISO_A-F_2_PJM_ROM | NYISO_A-F | PJM_ROM | Internal | Summer | B5 | 200 | 1000 | 1000 | 62.2 | 71.3 | 8 | 1.09
2035 | NYISO_A-F_2_PJM_ROM | NYISO_A-F | PJM_ROM | Internal | Summer | B6 | 300 | 1000 | 1000 | 52.89 | 61.7 | 8 | 0.81
2035 | NYISO_A-F_2_PJM_ROM | NYISO_A-F | PJM_ROM | Internal | Summer | B7 | 400 | 1000 | 1000 | 45.4 | 53.71 | 8 | 0.31
2035 | NYISO_A-F_2_PJM_ROM | NYISO_A-F | PJM_ROM | Internal | Summer | B8 | 500 | 1000 | 0 | 42.22 | 47.53 | 8 | 0
2035 | NYISO_A-F_2_PJM_ROM | NYISO_A-F | PJM_ROM | Internal | Summer | B9 | 800 | 1000 | 0 | 42.22 | 44.61 | 8 | 0
2035 | NYISO_A-F_2_PJM_ROM | NYISO_A-F | PJM_ROM | Internal | Summer | B10 | 1262 | 1000 | 0 | 42.22 | 40.92 | 8 | 0
2035 | NYISO_A-F_2_PJM_ROM | NYISO_A-F | PJM_ROM | Internal | Winter | B16 | 25 | 1000 | 0 | 56.26 | 60.16 | 8 | 0
2035 | NYISO_A-F_2_PJM_ROM | NYISO_A-F | PJM_ROM | Internal | Winter | B17 | 100 | 1000 | 0 | 55.7 | 54.57 | 8 | 0
2035 | NYISO_A-F_2_PJM_ROM | NYISO_A-F | PJM_ROM | Internal | Winter | B18 | 400 | 1000 | 0 | 55.63 | 51.92 | 8 | 0
2035 | NYISO_A-F_2_PJM_ROM | NYISO_A-F | PJM_ROM | Internal | Winter | B19 | 700 | 1000 | 0 | 54.67 | 49.46 | 8 | 0
2035 | NYISO_A-F_2_PJM_ROM | NYISO_A-F | PJM_ROM | Internal | Winter | B20 | 935 | 1000 | 0 | 49.34 | 43.34 | 8 | 0
2035 | NYISO_G-I_2_NEISO | NYISO_G-I | NEISO | Internal | Shoulder | B11 | 25 | 600 | 0 | 53.55 | 49.99 | 3 | 0
2035 | NYISO_G-I_2_NEISO | NYISO_G-I | NEISO | Internal | Shoulder | B12 | 200 | 600 | 0 | 46.83 | 43.27 | 3 | 0
2035 | NYISO_G-I_2_NEISO | NYISO_G-I | NEISO | Internal | Shoulder | B13 | 600 | 600 | 0 | 45.89 | 42.33 | 3 | 0
2035 | NYISO_G-I_2_NEISO | NYISO_G-I | NEISO | Internal | Shoulder | B14 | 900 | 600 | 0 | 45.82 | 42.33 | 3 | 0
2035 | NYISO_G-I_2_NEISO | NYISO_G-I | NEISO | Internal | Shoulder | B15 | 1203 | 600 | 0 | 45.79 | 42.33 | 3 | 0
2035 | NYISO_G-I_2_NEISO | NYISO_G-I | NEISO | Internal | Summer | B1 | 10 | 600 | 0 | 71.21 | 67.65 | 3 | 0
2035 | NYISO_G-I_2_NEISO | NYISO_G-I | NEISO | Internal | Summer | B2 | 25 | 600 | 0 | 69.86 | 66.29 | 3 | 0
2035 | NYISO_G-I_2_NEISO | NYISO_G-I | NEISO | Internal | Summer | B3 | 75 | 600 | 0 | 68.88 | 65.32 | 3 | 0
2035 | NYISO_G-I_2_NEISO | NYISO_G-I | NEISO | Internal | Summer | B4 | 100 | 600 | 0 | 65.36 | 61.8 | 3 | 0
2035 | NYISO_G-I_2_NEISO | NYISO_G-I | NEISO | Internal | Summer | B5 | 200 | 600 | 0 | 63.01 | 59.45 | 3 | 0
2035 | NYISO_G-I_2_NEISO | NYISO_G-I | NEISO | Internal | Summer | B6 | 300 | 600 | 0 | 53.45 | 49.89 | 3 | 0
2035 | NYISO_G-I_2_NEISO | NYISO_G-I | NEISO | Internal | Summer | B7 | 400 | 600 | 0 | 45.44 | 41.88 | 3 | 0
2035 | NYISO_G-I_2_NEISO | NYISO_G-I | NEISO | Internal | Summer | B8 | 500 | 600 | 0 | 42.26 | 38.7 | 3 | 0
2035 | NYISO_G-I_2_NEISO | NYISO_G-I | NEISO | Internal | Summer | B9 | 800 | 600 | 0 | 42.26 | 38.7 | 3 | 0
2035 | NYISO_G-I_2_NEISO | NYISO_G-I | NEISO | Internal | Summer | B10 | 1262 | 600 | 0 | 42.23 | 38.7 | 3 | 0
2035 | NYISO_G-I_2_NEISO | NYISO_G-I | NEISO | Internal | Winter | B16 | 25 | 600 | 0 | 57.07 | 53.51 | 3 | 0
2035 | NYISO_G-I_2_NEISO | NYISO_G-I | NEISO | Internal | Winter | B17 | 100 | 600 | 0 | 56.51 | 53.51 | 3 | 0
2035 | NYISO_G-I_2_NEISO | NYISO_G-I | NEISO | Internal | Winter | B18 | 400 | 600 | 0 | 56.44 | 53.51 | 3 | 0
2035 | NYISO_G-I_2_NEISO | NYISO_G-I | NEISO | Internal | Winter | B19 | 700 | 600 | 0 | 55.48 | 52.48 | 3 | 0
2035 | NYISO_G-I_2_NEISO | NYISO_G-I | NEISO | Internal | Winter | B20 | 935 | 600 | 134.98 | 49.38 | 52.38 | 3 | 0
2035 | NYISO_G-I_2_NYISO_A-F | NYISO_G-I | NYISO_A-F | Internal | Shoulder | B11 | 25 | 1999 | 0 | 53.55 | 52.99 | 0.01 | 0
2035 | NYISO_G-I_2_NYISO_A-F | NYISO_G-I | NYISO_A-F | Internal | Shoulder | B12 | 200 | 1999 | 0 | 46.83 | 46.79 | 0.01 | 0
2035 | NYISO_G-I_2_NYISO_A-F | NYISO_G-I | NYISO_A-F | Internal | Shoulder | B13 | 600 | 1999 | 0 | 45.89 | 45.77 | 0.01 | 0
2035 | NYISO_G-I_2_NYISO_A-F | NYISO_G-I | NYISO_A-F | Internal | Shoulder | B14 | 900 | 1999 | 0 | 45.82 | 45.77 | 0.01 | 0
2035 | NYISO_G-I_2_NYISO_A-F | NYISO_G-I | NYISO_A-F | Internal | Shoulder | B15 | 1203 | 1999 | 0 | 45.79 | 45.77 | 0.01 | 0
2035 | NYISO_G-I_2_NYISO_A-F | NYISO_G-I | NYISO_A-F | Internal | Summer | B1 | 10 | 1999 | 0 | 71.21 | 70.4 | 0.01 | 0
2035 | NYISO_G-I_2_NYISO_A-F | NYISO_G-I | NYISO_A-F | Internal | Summer | B2 | 25 | 1999 | 0 | 69.86 | 69.04 | 0.01 | 0
2035 | NYISO_G-I_2_NYISO_A-F | NYISO_G-I | NYISO_A-F | Internal | Summer | B3 | 75 | 1999 | 0 | 68.88 | 68.07 | 0.01 | 0
2035 | NYISO_G-I_2_NYISO_A-F | NYISO_G-I | NYISO_A-F | Internal | Summer | B4 | 100 | 1999 | 0 | 65.36 | 64.55 | 0.01 | 0
2035 | NYISO_G-I_2_NYISO_A-F | NYISO_G-I | NYISO_A-F | Internal | Summer | B5 | 200 | 1999 | 0 | 63.01 | 62.2 | 0.01 | 0
2035 | NYISO_G-I_2_NYISO_A-F | NYISO_G-I | NYISO_A-F | Internal | Summer | B6 | 300 | 1999 | 0 | 53.45 | 52.89 | 0.01 | 0
2035 | NYISO_G-I_2_NYISO_A-F | NYISO_G-I | NYISO_A-F | Internal | Summer | B7 | 400 | 1999 | 0 | 45.44 | 45.4 | 0.01 | 0
2035 | NYISO_G-I_2_NYISO_A-F | NYISO_G-I | NYISO_A-F | Internal | Summer | B8 | 500 | 1999 | 0 | 42.26 | 42.22 | 0.01 | 0
2035 | NYISO_G-I_2_NYISO_A-F | NYISO_G-I | NYISO_A-F | Internal | Summer | B9 | 800 | 1999 | 0 | 42.26 | 42.22 | 0.01 | 0
2035 | NYISO_G-I_2_NYISO_A-F | NYISO_G-I | NYISO_A-F | Internal | Summer | B10 | 1262 | 1999 | 0 | 42.23 | 42.22 | 0.01 | 0
2035 | NYISO_G-I_2_NYISO_A-F | NYISO_G-I | NYISO_A-F | Internal | Winter | B16 | 25 | 1999 | 0 | 57.07 | 56.26 | 0.01 | 0
2035 | NYISO_G-I_2_NYISO_A-F | NYISO_G-I | NYISO_A-F | Internal | Winter | B17 | 100 | 1999 | 0 | 56.51 | 55.7 | 0.01 | 0
2035 | NYISO_G-I_2_NYISO_A-F | NYISO_G-I | NYISO_A-F | Internal | Winter | B18 | 400 | 1999 | 0 | 56.44 | 55.63 | 0.01 | 0
2035 | NYISO_G-I_2_NYISO_A-F | NYISO_G-I | NYISO_A-F | Internal | Winter | B19 | 700 | 1999 | 0 | 55.48 | 54.67 | 0.01 | 0
2035 | NYISO_G-I_2_NYISO_A-F | NYISO_G-I | NYISO_A-F | Internal | Winter | B20 | 935 | 1999 | 0 | 49.38 | 49.34 | 0.01 | 0
2035 | NYISO_G-I_2_NYISO_J-K | NYISO_G-I | NYISO_J-K | Internal | Shoulder | B11 | 25 | 6130 | 6130 | 53.55 | 53.73 | 0.01 | 0.16
2035 | NYISO_G-I_2_NYISO_J-K | NYISO_G-I | NYISO_J-K | Internal | Shoulder | B12 | 200 | 6130 | 6130 | 46.83 | 47 | 0.01 | 0.16
2035 | NYISO_G-I_2_NYISO_J-K | NYISO_G-I | NYISO_J-K | Internal | Shoulder | B13 | 600 | 6130 | 4756.25 | 45.89 | 45.9 | 0.01 | 0
2035 | NYISO_G-I_2_NYISO_J-K | NYISO_G-I | NYISO_J-K | Internal | Shoulder | B14 | 900 | 6130 | 4521.28 | 45.82 | 45.83 | 0.01 | 0
2035 | NYISO_G-I_2_NYISO_J-K | NYISO_G-I | NYISO_J-K | Internal | Shoulder | B15 | 1203 | 6130 | 3353.89 | 45.79 | 45.8 | 0.01 | 0
2035 | NYISO_G-I_2_NYISO_J-K | NYISO_G-I | NYISO_J-K | Internal | Summer | B1 | 10 | 6130 | 3995.94 | 71.21 | 71.23 | 0.01 | 0
2035 | NYISO_G-I_2_NYISO_J-K | NYISO_G-I | NYISO_J-K | Internal | Summer | B2 | 25 | 6130 | 4099.38 | 69.86 | 69.87 | 0.01 | 0
2035 | NYISO_G-I_2_NYISO_J-K | NYISO_G-I | NYISO_J-K | Internal | Summer | B3 | 75 | 6130 | 6130 | 68.88 | 69.05 | 0.01 | 0.16
2035 | NYISO_G-I_2_NYISO_J-K | NYISO_G-I | NYISO_J-K | Internal | Summer | B4 | 100 | 6130 | 6130 | 65.36 | 65.53 | 0.01 | 0.16
2035 | NYISO_G-I_2_NYISO_J-K | NYISO_G-I | NYISO_J-K | Internal | Summer | B5 | 200 | 6130 | 6130 | 63.01 | 63.19 | 0.01 | 0.16
2035 | NYISO_G-I_2_NYISO_J-K | NYISO_G-I | NYISO_J-K | Internal | Summer | B6 | 300 | 6130 | 6130 | 53.45 | 53.63 | 0.01 | 0.16
2035 | NYISO_G-I_2_NYISO_J-K | NYISO_G-I | NYISO_J-K | Internal | Summer | B7 | 400 | 6130 | 6130 | 45.44 | 45.61 | 0.01 | 0.16
2035 | NYISO_G-I_2_NYISO_J-K | NYISO_G-I | NYISO_J-K | Internal | Summer | B8 | 500 | 6130 | 5952.95 | 42.26 | 42.27 | 0.01 | 0
2035 | NYISO_G-I_2_NYISO_J-K | NYISO_G-I | NYISO_J-K | Internal | Summer | B9 | 800 | 6130 | 4959.83 | 42.26 | 42.27 | 0.01 | 0
2035 | NYISO_G-I_2_NYISO_J-K | NYISO_G-I | NYISO_J-K | Internal | Summer | B10 | 1262 | 6130 | 2906.35 | 42.23 | 42.24 | 0.01 | 0
2035 | NYISO_G-I_2_NYISO_J-K | NYISO_G-I | NYISO_J-K | Internal | Winter | B16 | 25 | 6130 | 6130 | 57.07 | 57.24 | 0.01 | 0.16
2035 | NYISO_G-I_2_NYISO_J-K | NYISO_G-I | NYISO_J-K | Internal | Winter | B17 | 100 | 6130 | 6130 | 56.51 | 57.24 | 0.01 | 0.72
2035 | NYISO_G-I_2_NYISO_J-K | NYISO_G-I | NYISO_J-K | Internal | Winter | B18 | 400 | 6130 | 6832.39 | 56.44 | 57.24 | 0.01 | 0.79
2035 | NYISO_G-I_2_NYISO_J-K | NYISO_G-I | NYISO_J-K | Internal | Winter | B19 | 700 | 6130 | 6130 | 55.48 | 55.77 | 0.01 | 0.27
2035 | NYISO_G-I_2_NYISO_J-K | NYISO_G-I | NYISO_J-K | Internal | Winter | B20 | 935 | 6130 | 6130 | 49.38 | 49.65 | 0.01 | 0.26
2035 | NYISO_G-I_2_PJM_E | NYISO_G-I | PJM_E | Internal | Shoulder | B11 | 25 | 1500 | 1500 | 53.55 | 61.81 | 8 | 0.26
2035 | NYISO_G-I_2_PJM_E | NYISO_G-I | PJM_E | Internal | Shoulder | B12 | 200 | 1500 | 1500 | 46.83 | 55.09 | 8 | 0.26
2035 | NYISO_G-I_2_PJM_E | NYISO_G-I | PJM_E | Internal | Shoulder | B13 | 600 | 1500 | 0 | 45.89 | 50.83 | 8 | 0
2035 | NYISO_G-I_2_PJM_E | NYISO_G-I | PJM_E | Internal | Shoulder | B14 | 900 | 1500 | 0 | 45.82 | 47.79 | 8 | 0
2035 | NYISO_G-I_2_PJM_E | NYISO_G-I | PJM_E | Internal | Shoulder | B15 | 1203 | 1500 | 0 | 45.79 | 44.01 | 8 | 0
2035 | NYISO_G-I_2_PJM_E | NYISO_G-I | PJM_E | Internal | Summer | B1 | 10 | 1500 | 1316.92 | 71.21 | 79.21 | 8 | 0
2035 | NYISO_G-I_2_PJM_E | NYISO_G-I | PJM_E | Internal | Summer | B2 | 25 | 1500 | 1500 | 69.86 | 77.96 | 8 | 0.1
2035 | NYISO_G-I_2_PJM_E | NYISO_G-I | PJM_E | Internal | Summer | B3 | 75 | 1500 | 1500 | 68.88 | 77.14 | 8 | 0.26
2035 | NYISO_G-I_2_PJM_E | NYISO_G-I | PJM_E | Internal | Summer | B4 | 100 | 1500 | 1500 | 65.36 | 73.62 | 8 | 0.26
2035 | NYISO_G-I_2_PJM_E | NYISO_G-I | PJM_E | Internal | Summer | B5 | 200 | 1500 | 1500 | 63.01 | 71.27 | 8 | 0.26
2035 | NYISO_G-I_2_PJM_E | NYISO_G-I | PJM_E | Internal | Summer | B6 | 300 | 1500 | 1500 | 53.45 | 61.71 | 8 | 0.26
2035 | NYISO_G-I_2_PJM_E | NYISO_G-I | PJM_E | Internal | Summer | B7 | 400 | 1500 | 1500 | 45.44 | 53.7 | 8 | 0.26
2035 | NYISO_G-I_2_PJM_E | NYISO_G-I | PJM_E | Internal | Summer | B8 | 500 | 1500 | 0 | 42.26 | 47.54 | 8 | 0
2035 | NYISO_G-I_2_PJM_E | NYISO_G-I | PJM_E | Internal | Summer | B9 | 800 | 1500 | 0 | 42.26 | 44.62 | 8 | 0
2035 | NYISO_G-I_2_PJM_E | NYISO_G-I | PJM_E | Internal | Summer | B10 | 1262 | 1500 | 0 | 42.23 | 40.93 | 8 | 0
2035 | NYISO_G-I_2_PJM_E | NYISO_G-I | PJM_E | Internal | Winter | B16 | 25 | 1500 | 0 | 57.07 | 60.17 | 8 | 0
2035 | NYISO_G-I_2_PJM_E | NYISO_G-I | PJM_E | Internal | Winter | B17 | 100 | 1500 | 0 | 56.51 | 54.58 | 8 | 0
2035 | NYISO_G-I_2_PJM_E | NYISO_G-I | PJM_E | Internal | Winter | B18 | 400 | 1500 | 0 | 56.44 | 51.93 | 8 | 0
2035 | NYISO_G-I_2_PJM_E | NYISO_G-I | PJM_E | Internal | Winter | B19 | 700 | 1500 | 0 | 55.48 | 49.48 | 8 | 0
2035 | NYISO_G-I_2_PJM_E | NYISO_G-I | PJM_E | Internal | Winter | B20 | 935 | 1500 | 0 | 49.38 | 43.37 | 8 | 0
2035 | NYISO_J-K_2_NYISO_G-I | NYISO_J-K | NYISO_G-I | Internal | Shoulder | B11 | 25 | 1999 | 0 | 53.73 | 53.55 | 0.01 | 0
2035 | NYISO_J-K_2_NYISO_G-I | NYISO_J-K | NYISO_G-I | Internal | Shoulder | B12 | 200 | 1999 | 0 | 47 | 46.83 | 0.01 | 0
2035 | NYISO_J-K_2_NYISO_G-I | NYISO_J-K | NYISO_G-I | Internal | Shoulder | B13 | 600 | 1999 | 0 | 45.9 | 45.89 | 0.01 | 0
2035 | NYISO_J-K_2_NYISO_G-I | NYISO_J-K | NYISO_G-I | Internal | Shoulder | B14 | 900 | 1999 | 0 | 45.83 | 45.82 | 0.01 | 0
2035 | NYISO_J-K_2_NYISO_G-I | NYISO_J-K | NYISO_G-I | Internal | Shoulder | B15 | 1203 | 1999 | 0 | 45.8 | 45.79 | 0.01 | 0
2035 | NYISO_J-K_2_NYISO_G-I | NYISO_J-K | NYISO_G-I | Internal | Summer | B1 | 10 | 1999 | 0 | 71.23 | 71.21 | 0.01 | 0
2035 | NYISO_J-K_2_NYISO_G-I | NYISO_J-K | NYISO_G-I | Internal | Summer | B2 | 25 | 1999 | 0 | 69.87 | 69.86 | 0.01 | 0
2035 | NYISO_J-K_2_NYISO_G-I | NYISO_J-K | NYISO_G-I | Internal | Summer | B3 | 75 | 1999 | 0 | 69.05 | 68.88 | 0.01 | 0
2035 | NYISO_J-K_2_NYISO_G-I | NYISO_J-K | NYISO_G-I | Internal | Summer | B4 | 100 | 1999 | 0 | 65.53 | 65.36 | 0.01 | 0
2035 | NYISO_J-K_2_NYISO_G-I | NYISO_J-K | NYISO_G-I | Internal | Summer | B5 | 200 | 1999 | 0 | 63.19 | 63.01 | 0.01 | 0
2035 | NYISO_J-K_2_NYISO_G-I | NYISO_J-K | NYISO_G-I | Internal | Summer | B6 | 300 | 1999 | 0 | 53.63 | 53.45 | 0.01 | 0
2035 | NYISO_J-K_2_NYISO_G-I | NYISO_J-K | NYISO_G-I | Internal | Summer | B7 | 400 | 1999 | 0 | 45.61 | 45.44 | 0.01 | 0
2035 | NYISO_J-K_2_NYISO_G-I | NYISO_J-K | NYISO_G-I | Internal | Summer | B8 | 500 | 1999 | 0 | 42.27 | 42.26 | 0.01 | 0
2035 | NYISO_J-K_2_NYISO_G-I | NYISO_J-K | NYISO_G-I | Internal | Summer | B9 | 800 | 1999 | 0 | 42.27 | 42.26 | 0.01 | 0
2035 | NYISO_J-K_2_NYISO_G-I | NYISO_J-K | NYISO_G-I | Internal | Summer | B10 | 1262 | 1999 | 0 | 42.24 | 42.23 | 0.01 | 0
2035 | NYISO_J-K_2_NYISO_G-I | NYISO_J-K | NYISO_G-I | Internal | Winter | B16 | 25 | 1999 | 0 | 57.24 | 57.07 | 0.01 | 0
2035 | NYISO_J-K_2_NYISO_G-I | NYISO_J-K | NYISO_G-I | Internal | Winter | B17 | 100 | 1999 | 0 | 57.24 | 56.51 | 0.01 | 0
2035 | NYISO_J-K_2_NYISO_G-I | NYISO_J-K | NYISO_G-I | Internal | Winter | B18 | 400 | 1999 | 0 | 57.24 | 56.44 | 0.01 | 0
2035 | NYISO_J-K_2_NYISO_G-I | NYISO_J-K | NYISO_G-I | Internal | Winter | B19 | 700 | 1999 | 0 | 55.77 | 55.48 | 0.01 | 0
2035 | NYISO_J-K_2_NYISO_G-I | NYISO_J-K | NYISO_G-I | Internal | Winter | B20 | 935 | 1999 | 0 | 49.65 | 49.38 | 0.01 | 0
2035 | NYISO_J-K_2_PJM_E_OL | NYISO_J-K | PJM_E | Internal | Shoulder | B11 | 25 | 99999 | 3684.91 | 53.73 | 61.81 | 8.09 | 0
2035 | NYISO_J-K_2_PJM_E_OL | NYISO_J-K | PJM_E | Internal | Shoulder | B12 | 200 | 99999 | 2204.66 | 47 | 55.09 | 8.09 | 0
2035 | NYISO_J-K_2_PJM_E_OL | NYISO_J-K | PJM_E | Internal | Shoulder | B13 | 600 | 99999 | 0 | 45.9 | 50.83 | 8.09 | 0
2035 | NYISO_J-K_2_PJM_E_OL | NYISO_J-K | PJM_E | Internal | Shoulder | B14 | 900 | 99999 | 0 | 45.83 | 47.79 | 8.09 | 0
2035 | NYISO_J-K_2_PJM_E_OL | NYISO_J-K | PJM_E | Internal | Shoulder | B15 | 1203 | 99999 | 0 | 45.8 | 44.01 | 8.09 | 0
2035 | NYISO_J-K_2_PJM_E_OL | NYISO_J-K | PJM_E | Internal | Summer | B1 | 10 | 99999 | 0 | 71.23 | 79.21 | 8.09 | 0
2035 | NYISO_J-K_2_PJM_E_OL | NYISO_J-K | PJM_E | Internal | Summer | B2 | 25 | 99999 | 620.7 | 69.87 | 77.96 | 8.09 | 0
2035 | NYISO_J-K_2_PJM_E_OL | NYISO_J-K | PJM_E | Internal | Summer | B3 | 75 | 99999 | 4929.24 | 69.05 | 77.14 | 8.09 | 0
2035 | NYISO_J-K_2_PJM_E_OL | NYISO_J-K | PJM_E | Internal | Summer | B4 | 100 | 99999 | 7931.08 | 65.53 | 73.62 | 8.09 | 0
2035 | NYISO_J-K_2_PJM_E_OL | NYISO_J-K | PJM_E | Internal | Summer | B5 | 200 | 99999 | 6111.96 | 63.19 | 71.27 | 8.09 | 0
2035 | NYISO_J-K_2_PJM_E_OL | NYISO_J-K | PJM_E | Internal | Summer | B6 | 300 | 99999 | 448.04 | 53.63 | 61.71 | 8.09 | 0
2035 | NYISO_J-K_2_PJM_E_OL | NYISO_J-K | PJM_E | Internal | Summer | B7 | 400 | 99999 | 454.57 | 45.61 | 53.7 | 8.09 | 0
2035 | NYISO_J-K_2_PJM_E_OL | NYISO_J-K | PJM_E | Internal | Summer | B8 | 500 | 99999 | 0 | 42.27 | 47.54 | 8.09 | 0
2035 | NYISO_J-K_2_PJM_E_OL | NYISO_J-K | PJM_E | Internal | Summer | B9 | 800 | 99999 | 0 | 42.27 | 44.62 | 8.09 | 0
2035 | NYISO_J-K_2_PJM_E_OL | NYISO_J-K | PJM_E | Internal | Summer | B10 | 1262 | 99999 | 0 | 42.24 | 40.93 | 8.09 | 0
2035 | NYISO_J-K_2_PJM_E_OL | NYISO_J-K | PJM_E | Internal | Winter | B16 | 25 | 99999 | 0 | 57.24 | 60.17 | 8.09 | 0
2035 | NYISO_J-K_2_PJM_E_OL | NYISO_J-K | PJM_E | Internal | Winter | B17 | 100 | 99999 | 0 | 57.24 | 54.58 | 8.09 | 0
2035 | NYISO_J-K_2_PJM_E_OL | NYISO_J-K | PJM_E | Internal | Winter | B18 | 400 | 99999 | 0 | 57.24 | 51.93 | 8.09 | 0
2035 | NYISO_J-K_2_PJM_E_OL | NYISO_J-K | PJM_E | Internal | Winter | B19 | 700 | 99999 | 0 | 55.77 | 49.48 | 8.09 | 0
2035 | NYISO_J-K_2_PJM_E_OL | NYISO_J-K | PJM_E | Internal | Winter | B20 | 935 | 99999 | 0 | 49.65 | 43.37 | 8.09 | 0
2035 | PJM_E_2_NYISO_G-I | PJM_E | NYISO_G-I | Internal | Shoulder | B11 | 25 | 500 | 0 | 61.81 | 53.55 | 6 | 0
2035 | PJM_E_2_NYISO_G-I | PJM_E | NYISO_G-I | Internal | Shoulder | B12 | 200 | 500 | 0 | 55.09 | 46.83 | 6 | 0
2035 | PJM_E_2_NYISO_G-I | PJM_E | NYISO_G-I | Internal | Shoulder | B13 | 600 | 500 | 0 | 50.83 | 45.89 | 6 | 0
2035 | PJM_E_2_NYISO_G-I | PJM_E | NYISO_G-I | Internal | Shoulder | B14 | 900 | 500 | 0 | 47.79 | 45.82 | 6 | 0
2035 | PJM_E_2_NYISO_G-I | PJM_E | NYISO_G-I | Internal | Shoulder | B15 | 1203 | 500 | 0 | 44.01 | 45.79 | 6 | 0
2035 | PJM_E_2_NYISO_G-I | PJM_E | NYISO_G-I | Internal | Summer | B1 | 10 | 500 | 0 | 79.21 | 71.21 | 6 | 0
2035 | PJM_E_2_NYISO_G-I | PJM_E | NYISO_G-I | Internal | Summer | B2 | 25 | 500 | 0 | 77.96 | 69.86 | 6 | 0
2035 | PJM_E_2_NYISO_G-I | PJM_E | NYISO_G-I | Internal | Summer | B3 | 75 | 500 | 0 | 77.14 | 68.88 | 6 | 0
2035 | PJM_E_2_NYISO_G-I | PJM_E | NYISO_G-I | Internal | Summer | B4 | 100 | 500 | 0 | 73.62 | 65.36 | 6 | 0
2035 | PJM_E_2_NYISO_G-I | PJM_E | NYISO_G-I | Internal | Summer | B5 | 200 | 500 | 0 | 71.27 | 63.01 | 6 | 0
2035 | PJM_E_2_NYISO_G-I | PJM_E | NYISO_G-I | Internal | Summer | B6 | 300 | 500 | 0 | 61.71 | 53.45 | 6 | 0
2035 | PJM_E_2_NYISO_G-I | PJM_E | NYISO_G-I | Internal | Summer | B7 | 400 | 500 | 0 | 53.7 | 45.44 | 6 | 0
2035 | PJM_E_2_NYISO_G-I | PJM_E | NYISO_G-I | Internal | Summer | B8 | 500 | 500 | 0 | 47.54 | 42.26 | 6 | 0
2035 | PJM_E_2_NYISO_G-I | PJM_E | NYISO_G-I | Internal | Summer | B9 | 800 | 500 | 0 | 44.62 | 42.26 | 6 | 0
2035 | PJM_E_2_NYISO_G-I | PJM_E | NYISO_G-I | Internal | Summer | B10 | 1262 | 500 | 0 | 40.93 | 42.23 | 6 | 0
2035 | PJM_E_2_NYISO_G-I | PJM_E | NYISO_G-I | Internal | Winter | B16 | 25 | 500 | 0 | 60.17 | 57.07 | 6 | 0
2035 | PJM_E_2_NYISO_G-I | PJM_E | NYISO_G-I | Internal | Winter | B17 | 100 | 500 | 0 | 54.58 | 56.51 | 6 | 0
2035 | PJM_E_2_NYISO_G-I | PJM_E | NYISO_G-I | Internal | Winter | B18 | 400 | 500 | 0 | 51.93 | 56.44 | 6 | 0
2035 | PJM_E_2_NYISO_G-I | PJM_E | NYISO_G-I | Internal | Winter | B19 | 700 | 500 | 63.44 | 49.48 | 55.48 | 6 | 0
2035 | PJM_E_2_NYISO_G-I | PJM_E | NYISO_G-I | Internal | Winter | B20 | 935 | 500 | 2898.28 | 43.37 | 49.38 | 6 | 0.01
2035 | PJM_E_2_NYISO_J-K | PJM_E | NYISO_J-K | Internal | Shoulder | B11 | 25 | 330 | 0 | 61.81 | 53.73 | 6 | 0
2035 | PJM_E_2_NYISO_J-K | PJM_E | NYISO_J-K | Internal | Shoulder | B12 | 200 | 330 | 0 | 55.09 | 47 | 6 | 0
2035 | PJM_E_2_NYISO_J-K | PJM_E | NYISO_J-K | Internal | Shoulder | B13 | 600 | 330 | 0 | 50.83 | 45.9 | 6 | 0
2035 | PJM_E_2_NYISO_J-K | PJM_E | NYISO_J-K | Internal | Shoulder | B14 | 900 | 330 | 0 | 47.79 | 45.83 | 6 | 0
2035 | PJM_E_2_NYISO_J-K | PJM_E | NYISO_J-K | Internal | Shoulder | B15 | 1203 | 330 | 0 | 44.01 | 45.8 | 6 | 0
2035 | PJM_E_2_NYISO_J-K | PJM_E | NYISO_J-K | Internal | Summer | B1 | 10 | 330 | 0 | 79.21 | 71.23 | 6 | 0
2035 | PJM_E_2_NYISO_J-K | PJM_E | NYISO_J-K | Internal | Summer | B2 | 25 | 330 | 0 | 77.96 | 69.87 | 6 | 0
2035 | PJM_E_2_NYISO_J-K | PJM_E | NYISO_J-K | Internal | Summer | B3 | 75 | 330 | 0 | 77.14 | 69.05 | 6 | 0
2035 | PJM_E_2_NYISO_J-K | PJM_E | NYISO_J-K | Internal | Summer | B4 | 100 | 330 | 0 | 73.62 | 65.53 | 6 | 0
2035 | PJM_E_2_NYISO_J-K | PJM_E | NYISO_J-K | Internal | Summer | B5 | 200 | 330 | 0 | 71.27 | 63.19 | 6 | 0
2035 | PJM_E_2_NYISO_J-K | PJM_E | NYISO_J-K | Internal | Summer | B6 | 300 | 330 | 0 | 61.71 | 53.63 | 6 | 0
2035 | PJM_E_2_NYISO_J-K | PJM_E | NYISO_J-K | Internal | Summer | B7 | 400 | 330 | 0 | 53.7 | 45.61 | 6 | 0
2035 | PJM_E_2_NYISO_J-K | PJM_E | NYISO_J-K | Internal | Summer | B8 | 500 | 330 | 0 | 47.54 | 42.27 | 6 | 0
2035 | PJM_E_2_NYISO_J-K | PJM_E | NYISO_J-K | Internal | Summer | B9 | 800 | 330 | 0 | 44.62 | 42.27 | 6 | 0
2035 | PJM_E_2_NYISO_J-K | PJM_E | NYISO_J-K | Internal | Summer | B10 | 1262 | 330 | 0 | 40.93 | 42.24 | 6 | 0
2035 | PJM_E_2_NYISO_J-K | PJM_E | NYISO_J-K | Internal | Winter | B16 | 25 | 330 | 0 | 60.17 | 57.24 | 6 | 0
2035 | PJM_E_2_NYISO_J-K | PJM_E | NYISO_J-K | Internal | Winter | B17 | 100 | 330 | 0 | 54.58 | 57.24 | 6 | 0
2035 | PJM_E_2_NYISO_J-K | PJM_E | NYISO_J-K | Internal | Winter | B18 | 400 | 330 | 0 | 51.93 | 57.24 | 6 | 0
2035 | PJM_E_2_NYISO_J-K | PJM_E | NYISO_J-K | Internal | Winter | B19 | 700 | 330 | 2064.45 | 49.48 | 55.77 | 6 | 0.28
2035 | PJM_E_2_NYISO_J-K | PJM_E | NYISO_J-K | Internal | Winter | B20 | 935 | 330 | 1339.99 | 43.37 | 49.65 | 6 | 0.28
2035 | PJM_E_2_PJM_ROM | PJM_E | PJM_ROM | Internal | Shoulder | B11 | 25 | 8000 | 5183.39 | 61.81 | 61.82 | 0.01 | 0
2035 | PJM_E_2_PJM_ROM | PJM_E | PJM_ROM | Internal | Shoulder | B12 | 200 | 8000 | 3419.77 | 55.09 | 55.1 | 0.01 | 0
2035 | PJM_E_2_PJM_ROM | PJM_E | PJM_ROM | Internal | Shoulder | B13 | 600 | 8000 | 541.59 | 50.83 | 50.85 | 0.01 | 0
2035 | PJM_E_2_PJM_ROM | PJM_E | PJM_ROM | Internal | Shoulder | B14 | 900 | 8000 | 0 | 47.79 | 47.78 | 0.01 | 0
2035 | PJM_E_2_PJM_ROM | PJM_E | PJM_ROM | Internal | Shoulder | B15 | 1203 | 8000 | 0 | 44.01 | 44 | 0.01 | 0
2035 | PJM_E_2_PJM_ROM | PJM_E | PJM_ROM | Internal | Summer | B1 | 10 | 8000 | 0 | 79.21 | 79.2 | 0.01 | 0
2035 | PJM_E_2_PJM_ROM | PJM_E | PJM_ROM | Internal | Summer | B2 | 25 | 8000 | 1517.58 | 77.96 | 77.97 | 0.01 | 0
2035 | PJM_E_2_PJM_ROM | PJM_E | PJM_ROM | Internal | Summer | B3 | 75 | 8000 | 8861.99 | 77.14 | 77.16 | 0.01 | 0.01
2035 | PJM_E_2_PJM_ROM | PJM_E | PJM_ROM | Internal | Summer | B4 | 100 | 8000 | 13981.12 | 73.62 | 73.64 | 0.01 | 0.01
2035 | PJM_E_2_PJM_ROM | PJM_E | PJM_ROM | Internal | Summer | B5 | 200 | 8000 | 12072.91 | 71.27 | 71.3 | 0.01 | 0.01
2035 | PJM_E_2_PJM_ROM | PJM_E | PJM_ROM | Internal | Summer | B6 | 300 | 8000 | 0 | 61.71 | 61.7 | 0.01 | 0
2035 | PJM_E_2_PJM_ROM | PJM_E | PJM_ROM | Internal | Summer | B7 | 400 | 8000 | 694.61 | 53.7 | 53.71 | 0.01 | 0
2035 | PJM_E_2_PJM_ROM | PJM_E | PJM_ROM | Internal | Summer | B8 | 500 | 8000 | 0 | 47.54 | 47.53 | 0.01 | 0
2035 | PJM_E_2_PJM_ROM | PJM_E | PJM_ROM | Internal | Summer | B9 | 800 | 8000 | 0 | 44.62 | 44.61 | 0.01 | 0
2035 | PJM_E_2_PJM_ROM | PJM_E | PJM_ROM | Internal | Summer | B10 | 1262 | 8000 | 0 | 40.93 | 40.92 | 0.01 | 0
2035 | PJM_E_2_PJM_ROM | PJM_E | PJM_ROM | Internal | Winter | B16 | 25 | 8000 | 0 | 60.17 | 60.16 | 0.01 | 0
2035 | PJM_E_2_PJM_ROM | PJM_E | PJM_ROM | Internal | Winter | B17 | 100 | 8000 | 0 | 54.58 | 54.57 | 0.01 | 0
2035 | PJM_E_2_PJM_ROM | PJM_E | PJM_ROM | Internal | Winter | B18 | 400 | 8000 | 0 | 51.93 | 51.92 | 0.01 | 0
2035 | PJM_E_2_PJM_ROM | PJM_E | PJM_ROM | Internal | Winter | B19 | 700 | 8000 | 0 | 49.48 | 49.46 | 0.01 | 0
2035 | PJM_E_2_PJM_ROM | PJM_E | PJM_ROM | Internal | Winter | B20 | 935 | 8000 | 0 | 43.37 | 43.34 | 0.01 | 0
2035 | PJM_ROR_2_MISO_IN | PJM_ROR | MISO_IN | Internal | Shoulder | B11 | 25 | 909 | 0 | 61.85 | 63.03 | 2 | 0
2035 | PJM_ROR_2_MISO_IN | PJM_ROR | MISO_IN | Internal | Shoulder | B12 | 200 | 909 | 0 | 55.13 | 52.6 | 2 | 0
2035 | PJM_ROR_2_MISO_IN | PJM_ROR | MISO_IN | Internal | Shoulder | B13 | 600 | 909 | 0 | 50.86 | 48.33 | 2 | 0
2035 | PJM_ROR_2_MISO_IN | PJM_ROR | MISO_IN | Internal | Shoulder | B14 | 900 | 909 | 0 | 47.79 | 45.26 | 2 | 0
2035 | PJM_ROR_2_MISO_IN | PJM_ROR | MISO_IN | Internal | Shoulder | B15 | 1203 | 909 | 0 | 44.01 | 41.48 | 2 | 0
2035 | PJM_ROR_2_MISO_IN | PJM_ROR | MISO_IN | Internal | Summer | B1 | 10 | 909 | 0 | 79.21 | 76.91 | 2 | 0
2035 | PJM_ROR_2_MISO_IN | PJM_ROR | MISO_IN | Internal | Summer | B2 | 25 | 909 | 0 | 77.98 | 75.68 | 2 | 0
2035 | PJM_ROR_2_MISO_IN | PJM_ROR | MISO_IN | Internal | Summer | B3 | 75 | 909 | 0 | 77.18 | 75.68 | 2 | 0
2035 | PJM_ROR_2_MISO_IN | PJM_ROR | MISO_IN | Internal | Summer | B4 | 100 | 909 | 1716.43 | 73.66 | 75.68 | 2 | 0.01
2035 | PJM_ROR_2_MISO_IN | PJM_ROR | MISO_IN | Internal | Summer | B5 | 200 | 909 | 2117.02 | 71.32 | 73.33 | 2 | 0.01
2035 | PJM_ROR_2_MISO_IN | PJM_ROR | MISO_IN | Internal | Summer | B6 | 300 | 909 | 0 | 61.71 | 60.42 | 2 | 0
2035 | PJM_ROR_2_MISO_IN | PJM_ROR | MISO_IN | Internal | Summer | B7 | 400 | 909 | 0 | 53.73 | 54.84 | 2 | 0
2035 | PJM_ROR_2_MISO_IN | PJM_ROR | MISO_IN | Internal | Summer | B8 | 500 | 909 | 0 | 47.54 | 46.25 | 2 | 0
2035 | PJM_ROR_2_MISO_IN | PJM_ROR | MISO_IN | Internal | Summer | B9 | 800 | 909 | 0 | 44.62 | 43.32 | 2 | 0
2035 | PJM_ROR_2_MISO_IN | PJM_ROR | MISO_IN | Internal | Summer | B10 | 1262 | 909 | 0 | 40.93 | 38.4 | 2 | 0
2035 | PJM_ROR_2_MISO_IN | PJM_ROR | MISO_IN | Internal | Winter | B16 | 25 | 909 | 0 | 60.15 | 57.62 | 2 | 0
2035 | PJM_ROR_2_MISO_IN | PJM_ROR | MISO_IN | Internal | Winter | B17 | 100 | 909 | 0 | 54.56 | 52.03 | 2 | 0
2035 | PJM_ROR_2_MISO_IN | PJM_ROR | MISO_IN | Internal | Winter | B18 | 400 | 909 | 0 | 51.91 | 49.38 | 2 | 0
2035 | PJM_ROR_2_MISO_IN | PJM_ROR | MISO_IN | Internal | Winter | B19 | 700 | 909 | 0 | 49.45 | 46.92 | 2 | 0
2035 | PJM_ROR_2_MISO_IN | PJM_ROR | MISO_IN | Internal | Winter | B20 | 935 | 909 | 0 | 43.33 | 40.8 | 2 | 0
2035 | PJM_ROR_2_MISO_MI | PJM_ROR | MISO_MI | Internal | Shoulder | B11 | 25 | 1305 | 0 | 61.85 | 63.01 | 2 | 0
2035 | PJM_ROR_2_MISO_MI | PJM_ROR | MISO_MI | Internal | Shoulder | B12 | 200 | 1305 | 0 | 55.13 | 53.13 | 2 | 0
2035 | PJM_ROR_2_MISO_MI | PJM_ROR | MISO_MI | Internal | Shoulder | B13 | 600 | 1305 | 0 | 50.86 | 49.28 | 2 | 0
2035 | PJM_ROR_2_MISO_MI | PJM_ROR | MISO_MI | Internal | Shoulder | B14 | 900 | 1305 | 0 | 47.79 | 46.22 | 2 | 0
2035 | PJM_ROR_2_MISO_MI | PJM_ROR | MISO_MI | Internal | Shoulder | B15 | 1203 | 1305 | 0 | 44.01 | 42.01 | 2 | 0
2035 | PJM_ROR_2_MISO_MI | PJM_ROR | MISO_MI | Internal | Summer | B1 | 10 | 1305 | 0 | 79.21 | 76.89 | 2 | 0
2035 | PJM_ROR_2_MISO_MI | PJM_ROR | MISO_MI | Internal | Summer | B2 | 25 | 1305 | 0 | 77.98 | 75.65 | 2 | 0
2035 | PJM_ROR_2_MISO_MI | PJM_ROR | MISO_MI | Internal | Summer | B3 | 75 | 1305 | 0 | 77.18 | 75.65 | 2 | 0
2035 | PJM_ROR_2_MISO_MI | PJM_ROR | MISO_MI | Internal | Summer | B4 | 100 | 1305 | 0 | 73.66 | 75.65 | 2 | 0
2035 | PJM_ROR_2_MISO_MI | PJM_ROR | MISO_MI | Internal | Summer | B5 | 200 | 1305 | 685.71 | 71.32 | 73.32 | 2 | 0
2035 | PJM_ROR_2_MISO_MI | PJM_ROR | MISO_MI | Internal | Summer | B6 | 300 | 1305 | 0 | 61.71 | 60.43 | 2 | 0
2035 | PJM_ROR_2_MISO_MI | PJM_ROR | MISO_MI | Internal | Summer | B7 | 400 | 1305 | 0 | 53.73 | 54.85 | 2 | 0
2035 | PJM_ROR_2_MISO_MI | PJM_ROR | MISO_MI | Internal | Summer | B8 | 500 | 1305 | 0 | 47.54 | 47.21 | 2 | 0
2035 | PJM_ROR_2_MISO_MI | PJM_ROR | MISO_MI | Internal | Summer | B9 | 800 | 1305 | 0 | 44.62 | 44.28 | 2 | 0
2035 | PJM_ROR_2_MISO_MI | PJM_ROR | MISO_MI | Internal | Summer | B10 | 1262 | 1305 | 0 | 40.93 | 39.36 | 2 | 0
2035 | PJM_ROR_2_MISO_MI | PJM_ROR | MISO_MI | Internal | Winter | B16 | 25 | 1305 | 0 | 60.15 | 58.15 | 2 | 0
2035 | PJM_ROR_2_MISO_MI | PJM_ROR | MISO_MI | Internal | Winter | B17 | 100 | 1305 | 0 | 54.56 | 52.98 | 2 | 0
2035 | PJM_ROR_2_MISO_MI | PJM_ROR | MISO_MI | Internal | Winter | B18 | 400 | 1305 | 0 | 51.91 | 50.33 | 2 | 0
2035 | PJM_ROR_2_MISO_MI | PJM_ROR | MISO_MI | Internal | Winter | B19 | 700 | 1305 | 0 | 49.45 | 47.87 | 2 | 0
2035 | PJM_ROR_2_MISO_MI | PJM_ROR | MISO_MI | Internal | Winter | B20 | 935 | 1305 | 0 | 43.33 | 41.06 | 2 | 0
2035 | PJM_ROR_2_MISO_MO-IL | PJM_ROR | MISO_MO-IL | Internal | Shoulder | B11 | 25 | 1111 | 0 | 61.85 | 62.33 | 2 | 0
2035 | PJM_ROR_2_MISO_MO-IL | PJM_ROR | MISO_MO-IL | Internal | Shoulder | B12 | 200 | 1111 | 0 | 55.13 | 51.89 | 2 | 0
2035 | PJM_ROR_2_MISO_MO-IL | PJM_ROR | MISO_MO-IL | Internal | Shoulder | B13 | 600 | 1111 | 0 | 50.86 | 47.62 | 2 | 0
2035 | PJM_ROR_2_MISO_MO-IL | PJM_ROR | MISO_MO-IL | Internal | Shoulder | B14 | 900 | 1111 | 0 | 47.79 | 44.55 | 2 | 0
2035 | PJM_ROR_2_MISO_MO-IL | PJM_ROR | MISO_MO-IL | Internal | Shoulder | B15 | 1203 | 1111 | 0 | 44.01 | 40.78 | 2 | 0
2035 | PJM_ROR_2_MISO_MO-IL | PJM_ROR | MISO_MO-IL | Internal | Summer | B1 | 10 | 1111 | 0 | 79.21 | 76.9 | 2 | 0
2035 | PJM_ROR_2_MISO_MO-IL | PJM_ROR | MISO_MO-IL | Internal | Summer | B2 | 25 | 1111 | 0 | 77.98 | 75.69 | 2 | 0
2035 | PJM_ROR_2_MISO_MO-IL | PJM_ROR | MISO_MO-IL | Internal | Summer | B3 | 75 | 1111 | 0 | 77.18 | 75.69 | 2 | 0
2035 | PJM_ROR_2_MISO_MO-IL | PJM_ROR | MISO_MO-IL | Internal | Summer | B4 | 100 | 1111 | 563.53 | 73.66 | 75.66 | 2 | 0
2035 | PJM_ROR_2_MISO_MO-IL | PJM_ROR | MISO_MO-IL | Internal | Summer | B5 | 200 | 1111 | 172.12 | 71.32 | 73.32 | 2 | 0
2035 | PJM_ROR_2_MISO_MO-IL | PJM_ROR | MISO_MO-IL | Internal | Summer | B6 | 300 | 1111 | 0 | 61.71 | 59.71 | 2 | 0
2035 | PJM_ROR_2_MISO_MO-IL | PJM_ROR | MISO_MO-IL | Internal | Summer | B7 | 400 | 1111 | 0 | 53.73 | 54.13 | 2 | 0
2035 | PJM_ROR_2_MISO_MO-IL | PJM_ROR | MISO_MO-IL | Internal | Summer | B8 | 500 | 1111 | 0 | 47.54 | 45.54 | 2 | 0
2035 | PJM_ROR_2_MISO_MO-IL | PJM_ROR | MISO_MO-IL | Internal | Summer | B9 | 800 | 1111 | 0 | 44.62 | 42.62 | 2 | 0
2035 | PJM_ROR_2_MISO_MO-IL | PJM_ROR | MISO_MO-IL | Internal | Summer | B10 | 1262 | 1111 | 0 | 40.93 | 37.69 | 2 | 0
2035 | PJM_ROR_2_MISO_MO-IL | PJM_ROR | MISO_MO-IL | Internal | Winter | B16 | 25 | 1111 | 0 | 60.15 | 56.91 | 2 | 0
2035 | PJM_ROR_2_MISO_MO-IL | PJM_ROR | MISO_MO-IL | Internal | Winter | B17 | 100 | 1111 | 0 | 54.56 | 51.32 | 2 | 0
2035 | PJM_ROR_2_MISO_MO-IL | PJM_ROR | MISO_MO-IL | Internal | Winter | B18 | 400 | 1111 | 0 | 51.91 | 48.67 | 2 | 0
2035 | PJM_ROR_2_MISO_MO-IL | PJM_ROR | MISO_MO-IL | Internal | Winter | B19 | 700 | 1111 | 0 | 49.45 | 46.21 | 2 | 0
2035 | PJM_ROR_2_MISO_MO-IL | PJM_ROR | MISO_MO-IL | Internal | Winter | B20 | 935 | 1111 | 0 | 43.33 | 40.09 | 2 | 0
2035 | PJM_ROR_2_MISO_W | PJM_ROR | MISO_W | Internal | Shoulder | B11 | 25 | 709 | 0 | 61.85 | 58.82 | 2 | 0
2035 | PJM_ROR_2_MISO_W | PJM_ROR | MISO_W | Internal | Shoulder | B12 | 200 | 709 | 0 | 55.13 | 48.38 | 2 | 0
2035 | PJM_ROR_2_MISO_W | PJM_ROR | MISO_W | Internal | Shoulder | B13 | 600 | 709 | 0 | 50.86 | 44.11 | 2 | 0
2035 | PJM_ROR_2_MISO_W | PJM_ROR | MISO_W | Internal | Shoulder | B14 | 900 | 709 | 0 | 47.79 | 41.04 | 2 | 0
2035 | PJM_ROR_2_MISO_W | PJM_ROR | MISO_W | Internal | Shoulder | B15 | 1203 | 709 | 0 | 44.01 | 37.26 | 2 | 0
2035 | PJM_ROR_2_MISO_W | PJM_ROR | MISO_W | Internal | Summer | B1 | 10 | 709 | 0 | 79.21 | 76.55 | 2 | 0
2035 | PJM_ROR_2_MISO_W | PJM_ROR | MISO_W | Internal | Summer | B2 | 25 | 709 | 0 | 77.98 | 72.18 | 2 | 0
2035 | PJM_ROR_2_MISO_W | PJM_ROR | MISO_W | Internal | Summer | B3 | 75 | 709 | 0 | 77.18 | 75.6 | 2 | 0
2035 | PJM_ROR_2_MISO_W | PJM_ROR | MISO_W | Internal | Summer | B4 | 100 | 709 | 0 | 73.66 | 75.31 | 2 | 0
2035 | PJM_ROR_2_MISO_W | PJM_ROR | MISO_W | Internal | Summer | B5 | 200 | 709 | 0 | 71.32 | 72.75 | 2 | 0
2035 | PJM_ROR_2_MISO_W | PJM_ROR | MISO_W | Internal | Summer | B6 | 300 | 709 | 0 | 61.71 | 57.67 | 2 | 0
2035 | PJM_ROR_2_MISO_W | PJM_ROR | MISO_W | Internal | Summer | B7 | 400 | 709 | 0 | 53.73 | 51.61 | 2 | 0
2035 | PJM_ROR_2_MISO_W | PJM_ROR | MISO_W | Internal | Summer | B8 | 500 | 709 | 0 | 47.54 | 42.03 | 2 | 0
2035 | PJM_ROR_2_MISO_W | PJM_ROR | MISO_W | Internal | Summer | B9 | 800 | 709 | 0 | 44.62 | 39.11 | 2 | 0
2035 | PJM_ROR_2_MISO_W | PJM_ROR | MISO_W | Internal | Summer | B10 | 1262 | 709 | 0 | 40.93 | 34.18 | 2 | 0
2035 | PJM_ROR_2_MISO_W | PJM_ROR | MISO_W | Internal | Winter | B16 | 25 | 709 | 0 | 60.15 | 53.4 | 2 | 0
2035 | PJM_ROR_2_MISO_W | PJM_ROR | MISO_W | Internal | Winter | B17 | 100 | 709 | 0 | 54.56 | 47.81 | 2 | 0
2035 | PJM_ROR_2_MISO_W | PJM_ROR | MISO_W | Internal | Winter | B18 | 400 | 709 | 0 | 51.91 | 45.16 | 2 | 0
2035 | PJM_ROR_2_MISO_W | PJM_ROR | MISO_W | Internal | Winter | B19 | 700 | 709 | 0 | 49.45 | 42.7 | 2 | 0
2035 | PJM_ROR_2_MISO_W | PJM_ROR | MISO_W | Internal | Winter | B20 | 935 | 709 | 0 | 43.33 | 36.58 | 2 | 0
2035 | PJM_ROR_2_MISO_WUMS | PJM_ROR | MISO_WUMS | Internal | Shoulder | B11 | 25 | 1467 | 0 | 61.85 | 63.67 | 2 | 0
2035 | PJM_ROR_2_MISO_WUMS | PJM_ROR | MISO_WUMS | Internal | Shoulder | B12 | 200 | 1467 | 0 | 55.13 | 53.23 | 2 | 0
2035 | PJM_ROR_2_MISO_WUMS | PJM_ROR | MISO_WUMS | Internal | Shoulder | B13 | 600 | 1467 | 0 | 50.86 | 48.97 | 2 | 0
2035 | PJM_ROR_2_MISO_WUMS | PJM_ROR | MISO_WUMS | Internal | Shoulder | B14 | 900 | 1467 | 0 | 47.79 | 45.9 | 2 | 0
2035 | PJM_ROR_2_MISO_WUMS | PJM_ROR | MISO_WUMS | Internal | Shoulder | B15 | 1203 | 1467 | 0 | 44.01 | 42.12 | 2 | 0
2035 | PJM_ROR_2_MISO_WUMS | PJM_ROR | MISO_WUMS | Internal | Summer | B1 | 10 | 1467 | 0 | 79.21 | 76.56 | 2 | 0
2035 | PJM_ROR_2_MISO_WUMS | PJM_ROR | MISO_WUMS | Internal | Summer | B2 | 25 | 1467 | 0 | 77.98 | 75.33 | 2 | 0
2035 | PJM_ROR_2_MISO_WUMS | PJM_ROR | MISO_WUMS | Internal | Summer | B3 | 75 | 1467 | 0 | 77.18 | 75.33 | 2 | 0
2035 | PJM_ROR_2_MISO_WUMS | PJM_ROR | MISO_WUMS | Internal | Summer | B4 | 100 | 1467 | 0 | 73.66 | 75.33 | 2 | 0
2035 | PJM_ROR_2_MISO_WUMS | PJM_ROR | MISO_WUMS | Internal | Summer | B5 | 200 | 1467 | 2403.67 | 71.32 | 73.33 | 2 | 0.01
2035 | PJM_ROR_2_MISO_WUMS | PJM_ROR | MISO_WUMS | Internal | Summer | B6 | 300 | 1467 | 0 | 61.71 | 61.31 | 2 | 0
2035 | PJM_ROR_2_MISO_WUMS | PJM_ROR | MISO_WUMS | Internal | Summer | B7 | 400 | 1467 | 794 | 53.73 | 55.73 | 2 | 0
2035 | PJM_ROR_2_MISO_WUMS | PJM_ROR | MISO_WUMS | Internal | Summer | B8 | 500 | 1467 | 0 | 47.54 | 46.89 | 2 | 0
2035 | PJM_ROR_2_MISO_WUMS | PJM_ROR | MISO_WUMS | Internal | Summer | B9 | 800 | 1467 | 0 | 44.62 | 43.96 | 2 | 0
2035 | PJM_ROR_2_MISO_WUMS | PJM_ROR | MISO_WUMS | Internal | Summer | B10 | 1262 | 1467 | 0 | 40.93 | 39.04 | 2 | 0
2035 | PJM_ROR_2_MISO_WUMS | PJM_ROR | MISO_WUMS | Internal | Winter | B16 | 25 | 1467 | 0 | 60.15 | 58.26 | 2 | 0
2035 | PJM_ROR_2_MISO_WUMS | PJM_ROR | MISO_WUMS | Internal | Winter | B17 | 100 | 1467 | 0 | 54.56 | 52.67 | 2 | 0
2035 | PJM_ROR_2_MISO_WUMS | PJM_ROR | MISO_WUMS | Internal | Winter | B18 | 400 | 1467 | 0 | 51.91 | 50.02 | 2 | 0
2035 | PJM_ROR_2_MISO_WUMS | PJM_ROR | MISO_WUMS | Internal | Winter | B19 | 700 | 1467 | 0 | 49.45 | 47.55 | 2 | 0
2035 | PJM_ROR_2_MISO_WUMS | PJM_ROR | MISO_WUMS | Internal | Winter | B20 | 935 | 1467 | 0 | 43.33 | 41.44 | 2 | 0
2035 | PJM_ROR_2_PJM_ROM | PJM_ROR | PJM_ROM | Internal | Shoulder | B11 | 25 | 8000 | 0 | 61.85 | 61.82 | 0.01 | 0
2035 | PJM_ROR_2_PJM_ROM | PJM_ROR | PJM_ROM | Internal | Shoulder | B12 | 200 | 8000 | 0 | 55.13 | 55.1 | 0.01 | 0
2035 | PJM_ROR_2_PJM_ROM | PJM_ROR | PJM_ROM | Internal | Shoulder | B13 | 600 | 8000 | 0 | 50.86 | 50.85 | 0.01 | 0
2035 | PJM_ROR_2_PJM_ROM | PJM_ROR | PJM_ROM | Internal | Shoulder | B14 | 900 | 8000 | 0 | 47.79 | 47.78 | 0.01 | 0
2035 | PJM_ROR_2_PJM_ROM | PJM_ROR | PJM_ROM | Internal | Shoulder | B15 | 1203 | 8000 | 0 | 44.01 | 44 | 0.01 | 0
2035 | PJM_ROR_2_PJM_ROM | PJM_ROR | PJM_ROM | Internal | Summer | B1 | 10 | 8000 | 0 | 79.21 | 79.2 | 0.01 | 0
2035 | PJM_ROR_2_PJM_ROM | PJM_ROR | PJM_ROM | Internal | Summer | B2 | 25 | 8000 | 0 | 77.98 | 77.97 | 0.01 | 0
2035 | PJM_ROR_2_PJM_ROM | PJM_ROR | PJM_ROM | Internal | Summer | B3 | 75 | 8000 | 0 | 77.18 | 77.16 | 0.01 | 0
2035 | PJM_ROR_2_PJM_ROM | PJM_ROR | PJM_ROM | Internal | Summer | B4 | 100 | 8000 | 0 | 73.66 | 73.64 | 0.01 | 0
2035 | PJM_ROR_2_PJM_ROM | PJM_ROR | PJM_ROM | Internal | Summer | B5 | 200 | 8000 | 0 | 71.32 | 71.3 | 0.01 | 0
2035 | PJM_ROR_2_PJM_ROM | PJM_ROR | PJM_ROM | Internal | Summer | B6 | 300 | 8000 | 0 | 61.71 | 61.7 | 0.01 | 0
2035 | PJM_ROR_2_PJM_ROM | PJM_ROR | PJM_ROM | Internal | Summer | B7 | 400 | 8000 | 0 | 53.73 | 53.71 | 0.01 | 0
2035 | PJM_ROR_2_PJM_ROM | PJM_ROR | PJM_ROM | Internal | Summer | B8 | 500 | 8000 | 0 | 47.54 | 47.53 | 0.01 | 0
2035 | PJM_ROR_2_PJM_ROM | PJM_ROR | PJM_ROM | Internal | Summer | B9 | 800 | 8000 | 0 | 44.62 | 44.61 | 0.01 | 0
2035 | PJM_ROR_2_PJM_ROM | PJM_ROR | PJM_ROM | Internal | Summer | B10 | 1262 | 8000 | 0 | 40.93 | 40.92 | 0.01 | 0
2035 | PJM_ROR_2_PJM_ROM | PJM_ROR | PJM_ROM | Internal | Winter | B16 | 25 | 8000 | 1956.96 | 60.15 | 60.16 | 0.01 | 0
2035 | PJM_ROR_2_PJM_ROM | PJM_ROR | PJM_ROM | Internal | Winter | B17 | 100 | 8000 | 3981.33 | 54.56 | 54.57 | 0.01 | 0
2035 | PJM_ROR_2_PJM_ROM | PJM_ROR | PJM_ROM | Internal | Winter | B18 | 400 | 8000 | 4922.09 | 51.91 | 51.92 | 0.01 | 0
2035 | PJM_ROR_2_PJM_ROM | PJM_ROR | PJM_ROM | Internal | Winter | B19 | 700 | 8000 | 6640.61 | 49.45 | 49.46 | 0.01 | 0
2035 | PJM_ROR_2_PJM_ROM | PJM_ROR | PJM_ROM | Internal | Winter | B20 | 935 | 8000 | 14738.97 | 43.33 | 43.34 | 0.01 | 0
2035 | PJM_ROR_2_TVA_Transmission | PJM_ROR | TVA_Transmission | Internal | Shoulder | B11 | 25 | 2500 | 0 | 61.85 | 67.69 | 6 | 0
2035 | PJM_ROR_2_TVA_Transmission | PJM_ROR | TVA_Transmission | Internal | Shoulder | B12 | 200 | 2500 | 0 | 55.13 | 56.87 | 6 | 0
2035 | PJM_ROR_2_TVA_Transmission | PJM_ROR | TVA_Transmission | Internal | Shoulder | B13 | 600 | 2500 | 0 | 50.86 | 53.87 | 6 | 0
2035 | PJM_ROR_2_TVA_Transmission | PJM_ROR | TVA_Transmission | Internal | Shoulder | B14 | 900 | 2500 | 0 | 47.79 | 52.55 | 6 | 0
2035 | PJM_ROR_2_TVA_Transmission | PJM_ROR | TVA_Transmission | Internal | Shoulder | B15 | 1203 | 2500 | 0 | 44.01 | 48.78 | 6 | 0
2035 | PJM_ROR_2_TVA_Transmission | PJM_ROR | TVA_Transmission | Internal | Summer | B1 | 10 | 2500 | 0 | 79.21 | 84.9 | 6 | 0
2035 | PJM_ROR_2_TVA_Transmission | PJM_ROR | TVA_Transmission | Internal | Summer | B2 | 25 | 2500 | 0 | 77.98 | 83.69 | 6 | 0
2035 | PJM_ROR_2_TVA_Transmission | PJM_ROR | TVA_Transmission | Internal | Summer | B3 | 75 | 2500 | 1233.87 | 77.18 | 83.18 | 6 | 0
2035 | PJM_ROR_2_TVA_Transmission | PJM_ROR | TVA_Transmission | Internal | Summer | B4 | 100 | 2500 | 2237.84 | 73.66 | 79.66 | 6 | 0
2035 | PJM_ROR_2_TVA_Transmission | PJM_ROR | TVA_Transmission | Internal | Summer | B5 | 200 | 2500 | 458.96 | 71.32 | 77.32 | 6 | 0
2035 | PJM_ROR_2_TVA_Transmission | PJM_ROR | TVA_Transmission | Internal | Summer | B6 | 300 | 2500 | 0 | 61.71 | 65.92 | 6 | 0
2035 | PJM_ROR_2_TVA_Transmission | PJM_ROR | TVA_Transmission | Internal | Summer | B7 | 400 | 2500 | 0 | 53.73 | 54.24 | 6 | 0
2035 | PJM_ROR_2_TVA_Transmission | PJM_ROR | TVA_Transmission | Internal | Summer | B8 | 500 | 2500 | 0 | 47.54 | 51.48 | 6 | 0
2035 | PJM_ROR_2_TVA_Transmission | PJM_ROR | TVA_Transmission | Internal | Summer | B9 | 800 | 2500 | 237.38 | 44.62 | 50.62 | 6 | 0
2035 | PJM_ROR_2_TVA_Transmission | PJM_ROR | TVA_Transmission | Internal | Summer | B10 | 1262 | 2500 | 0 | 40.93 | 45.69 | 6 | 0
2035 | PJM_ROR_2_TVA_Transmission | PJM_ROR | TVA_Transmission | Internal | Winter | B16 | 25 | 2500 | 0 | 60.15 | 64.91 | 6 | 0
2035 | PJM_ROR_2_TVA_Transmission | PJM_ROR | TVA_Transmission | Internal | Winter | B17 | 100 | 2500 | 0 | 54.56 | 58.6 | 6 | 0
2035 | PJM_ROR_2_TVA_Transmission | PJM_ROR | TVA_Transmission | Internal | Winter | B18 | 400 | 2500 | 0 | 51.91 | 56.11 | 6 | 0
2035 | PJM_ROR_2_TVA_Transmission | PJM_ROR | TVA_Transmission | Internal | Winter | B19 | 700 | 2500 | 0 | 49.45 | 54.21 | 6 | 0
2035 | PJM_ROR_2_TVA_Transmission | PJM_ROR | TVA_Transmission | Internal | Winter | B20 | 935 | 2500 | 0 | 43.33 | 48.09 | 6 | 0
2035 | PJM_ROR_2_VACAR | PJM_ROR | VACAR | Internal | Shoulder | B11 | 25 | 3000 | 1829.23 | 61.85 | 67.85 | 6 | 0
2035 | PJM_ROR_2_VACAR | PJM_ROR | VACAR | Internal | Shoulder | B12 | 200 | 3000 | 0 | 55.13 | 58.35 | 6 | 0
2035 | PJM_ROR_2_VACAR | PJM_ROR | VACAR | Internal | Shoulder | B13 | 600 | 3000 | 0 | 50.86 | 52.77 | 6 | 0
2035 | PJM_ROR_2_VACAR | PJM_ROR | VACAR | Internal | Shoulder | B14 | 900 | 3000 | 0 | 47.79 | 50.61 | 6 | 0
2035 | PJM_ROR_2_VACAR | PJM_ROR | VACAR | Internal | Shoulder | B15 | 1203 | 3000 | 9471.7 | 44.01 | 50.25 | 6 | 0.24
2035 | PJM_ROR_2_VACAR | PJM_ROR | VACAR | Internal | Summer | B1 | 10 | 3000 | 10071.64 | 79.21 | 85.46 | 6 | 0.24
2035 | PJM_ROR_2_VACAR | PJM_ROR | VACAR | Internal | Summer | B2 | 25 | 3000 | 10070.35 | 77.98 | 84.22 | 6 | 0.24
2035 | PJM_ROR_2_VACAR | PJM_ROR | VACAR | Internal | Summer | B3 | 75 | 3000 | 7623.71 | 77.18 | 83.43 | 6 | 0.24
2035 | PJM_ROR_2_VACAR | PJM_ROR | VACAR | Internal | Summer | B4 | 100 | 3000 | 5044.5 | 73.66 | 79.91 | 6 | 0.24
2035 | PJM_ROR_2_VACAR | PJM_ROR | VACAR | Internal | Summer | B5 | 200 | 3000 | 5790.84 | 71.32 | 77.56 | 6 | 0.24
2035 | PJM_ROR_2_VACAR | PJM_ROR | VACAR | Internal | Summer | B6 | 300 | 3000 | 553.38 | 61.71 | 67.71 | 6 | 0
2035 | PJM_ROR_2_VACAR | PJM_ROR | VACAR | Internal | Summer | B7 | 400 | 3000 | 444.74 | 53.73 | 59.73 | 6 | 0
2035 | PJM_ROR_2_VACAR | PJM_ROR | VACAR | Internal | Summer | B8 | 500 | 3000 | 0 | 47.54 | 52.69 | 6 | 0
2035 | PJM_ROR_2_VACAR | PJM_ROR | VACAR | Internal | Summer | B9 | 800 | 3000 | 0 | 44.62 | 48.39 | 6 | 0
2035 | PJM_ROR_2_VACAR | PJM_ROR | VACAR | Internal | Summer | B10 | 1262 | 3000 | 7873.66 | 40.93 | 47.17 | 6 | 0.24
2035 | PJM_ROR_2_VACAR | PJM_ROR | VACAR | Internal | Winter | B16 | 25 | 3000 | 9507.58 | 60.15 | 66.39 | 6 | 0.24
2035 | PJM_ROR_2_VACAR | PJM_ROR | VACAR | Internal | Winter | B17 | 100 | 3000 | 6220.2 | 54.56 | 60.8 | 6 | 0.24
2035 | PJM_ROR_2_VACAR | PJM_ROR | VACAR | Internal | Winter | B18 | 400 | 3000 | 819.27 | 51.91 | 57.91 | 6 | 0
2035 | PJM_ROR_2_VACAR | PJM_ROR | VACAR | Internal | Winter | B19 | 700 | 3000 | 4157.06 | 49.45 | 55.69 | 6 | 0.24
2035 | PJM_ROR_2_VACAR | PJM_ROR | VACAR | Internal | Winter | B20 | 935 | 3000 | 5834.02 | 43.33 | 49.57 | 6 | 0.24
2035 | PJM_ROM_2_NYISO_A-F | PJM_ROM | NYISO_A-F | Internal | Shoulder | B11 | 25 | 2000 | 0 | 61.82 | 52.99 | 6 | 0
2035 | PJM_ROM_2_NYISO_A-F | PJM_ROM | NYISO_A-F | Internal | Shoulder | B12 | 200 | 2000 | 0 | 55.1 | 46.79 | 6 | 0
2035 | PJM_ROM_2_NYISO_A-F | PJM_ROM | NYISO_A-F | Internal | Shoulder | B13 | 600 | 2000 | 0 | 50.85 | 45.77 | 6 | 0
2035 | PJM_ROM_2_NYISO_A-F | PJM_ROM | NYISO_A-F | Internal | Shoulder | B14 | 900 | 2000 | 0 | 47.78 | 45.77 | 6 | 0
2035 | PJM_ROM_2_NYISO_A-F | PJM_ROM | NYISO_A-F | Internal | Shoulder | B15 | 1203 | 2000 | 0 | 44 | 45.77 | 6 | 0
2035 | PJM_ROM_2_NYISO_A-F | PJM_ROM | NYISO_A-F | Internal | Summer | B1 | 10 | 2000 | 0 | 79.2 | 70.4 | 6 | 0
2035 | PJM_ROM_2_NYISO_A-F | PJM_ROM | NYISO_A-F | Internal | Summer | B2 | 25 | 2000 | 0 | 77.97 | 69.04 | 6 | 0
2035 | PJM_ROM_2_NYISO_A-F | PJM_ROM | NYISO_A-F | Internal | Summer | B3 | 75 | 2000 | 0 | 77.16 | 68.07 | 6 | 0
2035 | PJM_ROM_2_NYISO_A-F | PJM_ROM | NYISO_A-F | Internal | Summer | B4 | 100 | 2000 | 0 | 73.64 | 64.55 | 6 | 0
2035 | PJM_ROM_2_NYISO_A-F | PJM_ROM | NYISO_A-F | Internal | Summer | B5 | 200 | 2000 | 0 | 71.3 | 62.2 | 6 | 0
2035 | PJM_ROM_2_NYISO_A-F | PJM_ROM | NYISO_A-F | Internal | Summer | B6 | 300 | 2000 | 0 | 61.7 | 52.89 | 6 | 0
2035 | PJM_ROM_2_NYISO_A-F | PJM_ROM | NYISO_A-F | Internal | Summer | B7 | 400 | 2000 | 0 | 53.71 | 45.4 | 6 | 0
2035 | PJM_ROM_2_NYISO_A-F | PJM_ROM | NYISO_A-F | Internal | Summer | B8 | 500 | 2000 | 0 | 47.53 | 42.22 | 6 | 0
2035 | PJM_ROM_2_NYISO_A-F | PJM_ROM | NYISO_A-F | Internal | Summer | B9 | 800 | 2000 | 0 | 44.61 | 42.22 | 6 | 0
2035 | PJM_ROM_2_NYISO_A-F | PJM_ROM | NYISO_A-F | Internal | Summer | B10 | 1262 | 2000 | 0 | 40.92 | 42.22 | 6 | 0
2035 | PJM_ROM_2_NYISO_A-F | PJM_ROM | NYISO_A-F | Internal | Winter | B16 | 25 | 2000 | 0 | 60.16 | 56.26 | 6 | 0
2035 | PJM_ROM_2_NYISO_A-F | PJM_ROM | NYISO_A-F | Internal | Winter | B17 | 100 | 2000 | 0 | 54.57 | 55.7 | 6 | 0
2035 | PJM_ROM_2_NYISO_A-F | PJM_ROM | NYISO_A-F | Internal | Winter | B18 | 400 | 2000 | 0 | 51.92 | 55.63 | 6 | 0
2035 | PJM_ROM_2_NYISO_A-F | PJM_ROM | NYISO_A-F | Internal | Winter | B19 | 700 | 2000 | 0 | 49.46 | 54.67 | 6 | 0
2035 | PJM_ROM_2_NYISO_A-F | PJM_ROM | NYISO_A-F | Internal | Winter | B20 | 935 | 2000 | 1598.98 | 43.34 | 49.34 | 6 | 0
2035 | PJM_ROM_2_PJM_E | PJM_ROM | PJM_E | Internal | Shoulder | B11 | 25 | 8000 | 0 | 61.82 | 61.81 | 0.01 | 0
2035 | PJM_ROM_2_PJM_E | PJM_ROM | PJM_E | Internal | Shoulder | B12 | 200 | 8000 | 0 | 55.1 | 55.09 | 0.01 | 0
2035 | PJM_ROM_2_PJM_E | PJM_ROM | PJM_E | Internal | Shoulder | B13 | 600 | 8000 | 0 | 50.85 | 50.83 | 0.01 | 0
2035 | PJM_ROM_2_PJM_E | PJM_ROM | PJM_E | Internal | Shoulder | B14 | 900 | 8000 | 1154.16 | 47.78 | 47.79 | 0.01 | 0
2035 | PJM_ROM_2_PJM_E | PJM_ROM | PJM_E | Internal | Shoulder | B15 | 1203 | 8000 | 2547.52 | 44 | 44.01 | 0.01 | 0
2035 | PJM_ROM_2_PJM_E | PJM_ROM | PJM_E | Internal | Summer | B1 | 10 | 8000 | 174.43 | 79.2 | 79.21 | 0.01 | 0
2035 | PJM_ROM_2_PJM_E | PJM_ROM | PJM_E | Internal | Summer | B2 | 25 | 8000 | 0 | 77.97 | 77.96 | 0.01 | 0
2035 | PJM_ROM_2_PJM_E | PJM_ROM | PJM_E | Internal | Summer | B3 | 75 | 8000 | 0 | 77.16 | 77.14 | 0.01 | 0
2035 | PJM_ROM_2_PJM_E | PJM_ROM | PJM_E | Internal | Summer | B4 | 100 | 8000 | 0 | 73.64 | 73.62 | 0.01 | 0
2035 | PJM_ROM_2_PJM_E | PJM_ROM | PJM_E | Internal | Summer | B5 | 200 | 8000 | 0 | 71.3 | 71.27 | 0.01 | 0
2035 | PJM_ROM_2_PJM_E | PJM_ROM | PJM_E | Internal | Summer | B6 | 300 | 8000 | 577.28 | 61.7 | 61.71 | 0.01 | 0
2035 | PJM_ROM_2_PJM_E | PJM_ROM | PJM_E | Internal | Summer | B7 | 400 | 8000 | 0 | 53.71 | 53.7 | 0.01 | 0
2035 | PJM_ROM_2_PJM_E | PJM_ROM | PJM_E | Internal | Summer | B8 | 500 | 8000 | 126.25 | 47.53 | 47.54 | 0.01 | 0
2035 | PJM_ROM_2_PJM_E | PJM_ROM | PJM_E | Internal | Summer | B9 | 800 | 8000 | 1307.82 | 44.61 | 44.62 | 0.01 | 0
2035 | PJM_ROM_2_PJM_E | PJM_ROM | PJM_E | Internal | Summer | B10 | 1262 | 8000 | 2866.3 | 40.92 | 40.93 | 0.01 | 0
2035 | PJM_ROM_2_PJM_E | PJM_ROM | PJM_E | Internal | Winter | B16 | 25 | 8000 | 4398.12 | 60.16 | 60.17 | 0.01 | 0
2035 | PJM_ROM_2_PJM_E | PJM_ROM | PJM_E | Internal | Winter | B17 | 100 | 8000 | 5316.8 | 54.57 | 54.58 | 0.01 | 0
2035 | PJM_ROM_2_PJM_E | PJM_ROM | PJM_E | Internal | Winter | B18 | 400 | 8000 | 7359.86 | 51.92 | 51.93 | 0.01 | 0
2035 | PJM_ROM_2_PJM_E | PJM_ROM | PJM_E | Internal | Winter | B19 | 700 | 8000 | 8122.91 | 49.46 | 49.48 | 0.01 | 0.01
2035 | PJM_ROM_2_PJM_E | PJM_ROM | PJM_E | Internal | Winter | B20 | 935 | 8000 | 10376.41 | 43.34 | 43.37 | 0.01 | 0.01
2035 | PJM_ROM_2_PJM_ROR | PJM_ROM | PJM_ROR | Internal | Shoulder | B11 | 25 | 8000 | 11389.83 | 61.82 | 61.85 | 0.01 | 0.01
2035 | PJM_ROM_2_PJM_ROR | PJM_ROM | PJM_ROR | Internal | Shoulder | B12 | 200 | 8000 | 8319.93 | 55.1 | 55.13 | 0.01 | 0.01
2035 | PJM_ROM_2_PJM_ROR | PJM_ROM | PJM_ROR | Internal | Shoulder | B13 | 600 | 8000 | 5449.19 | 50.85 | 50.86 | 0.01 | 0
2035 | PJM_ROM_2_PJM_ROR | PJM_ROM | PJM_ROR | Internal | Shoulder | B14 | 900 | 8000 | 3077.45 | 47.78 | 47.79 | 0.01 | 0
2035 | PJM_ROM_2_PJM_ROR | PJM_ROM | PJM_ROR | Internal | Shoulder | B15 | 1203 | 8000 | 2125.25 | 44 | 44.01 | 0.01 | 0
2035 | PJM_ROM_2_PJM_ROR | PJM_ROM | PJM_ROR | Internal | Summer | B1 | 10 | 8000 | 5323.74 | 79.2 | 79.21 | 0.01 | 0
2035 | PJM_ROM_2_PJM_ROR | PJM_ROM | PJM_ROR | Internal | Summer | B2 | 25 | 8000 | 7582.29 | 77.97 | 77.98 | 0.01 | 0
2035 | PJM_ROM_2_PJM_ROR | PJM_ROM | PJM_ROR | Internal | Summer | B3 | 75 | 8000 | 16732.66 | 77.16 | 77.18 | 0.01 | 0.01
2035 | PJM_ROM_2_PJM_ROR | PJM_ROM | PJM_ROR | Internal | Summer | B4 | 100 | 8000 | 21612.03 | 73.64 | 73.66 | 0.01 | 0.01
2035 | PJM_ROM_2_PJM_ROR | PJM_ROM | PJM_ROR | Internal | Summer | B5 | 200 | 8000 | 20491.69 | 71.3 | 71.32 | 0.01 | 0.01
2035 | PJM_ROM_2_PJM_ROR | PJM_ROM | PJM_ROR | Internal | Summer | B6 | 300 | 8000 | 6079.5 | 61.7 | 61.71 | 0.01 | 0
2035 | PJM_ROM_2_PJM_ROR | PJM_ROM | PJM_ROR | Internal | Summer | B7 | 400 | 8000 | 6633.93 | 53.71 | 53.73 | 0.01 | 0
2035 | PJM_ROM_2_PJM_ROR | PJM_ROM | PJM_ROR | Internal | Summer | B8 | 500 | 8000 | 5293.47 | 47.53 | 47.54 | 0.01 | 0
2035 | PJM_ROM_2_PJM_ROR | PJM_ROM | PJM_ROR | Internal | Summer | B9 | 800 | 8000 | 4812.68 | 44.61 | 44.62 | 0.01 | 0
2035 | PJM_ROM_2_PJM_ROR | PJM_ROM | PJM_ROR | Internal | Summer | B10 | 1262 | 8000 | 3046.44 | 40.92 | 40.93 | 0.01 | 0
2035 | PJM_ROM_2_PJM_ROR | PJM_ROM | PJM_ROR | Internal | Winter | B16 | 25 | 8000 | 0 | 60.16 | 60.15 | 0.01 | 0
2035 | PJM_ROM_2_PJM_ROR | PJM_ROM | PJM_ROR | Internal | Winter | B17 | 100 | 8000 | 0 | 54.57 | 54.56 | 0.01 | 0
2035 | PJM_ROM_2_PJM_ROR | PJM_ROM | PJM_ROR | Internal | Winter | B18 | 400 | 8000 | 0 | 51.92 | 51.91 | 0.01 | 0
2035 | PJM_ROM_2_PJM_ROR | PJM_ROM | PJM_ROR | Internal | Winter | B19 | 700 | 8000 | 0 | 49.46 | 49.45 | 0.01 | 0
2035 | PJM_ROM_2_PJM_ROR | PJM_ROM | PJM_ROR | Internal | Winter | B20 | 935 | 8000 | 0 | 43.34 | 43.33 | 0.01 | 0
2035 | SOCO_2_FRCC | SOCO | FRCC | Internal | Shoulder | B11 | 25 | 3700 | 2328.35 | 74.85 | 84.85 | 10 | 0
2035 | SOCO_2_FRCC | SOCO | FRCC | Internal | Shoulder | B12 | 200 | 3700 | 0 | 54.95 | 60.77 | 10 | 0
2035 | SOCO_2_FRCC | SOCO | FRCC | Internal | Shoulder | B13 | 600 | 3700 | 0 | 53.05 | 60.77 | 10 | 0
2035 | SOCO_2_FRCC | SOCO | FRCC | Internal | Shoulder | B14 | 900 | 3700 | 0 | 53.05 | 58.25 | 10 | 0
2035 | SOCO_2_FRCC | SOCO | FRCC | Internal | Shoulder | B15 | 1203 | 3700 | 0 | 52.5 | 58.25 | 10 | 0
2035 | SOCO_2_FRCC | SOCO | FRCC | Internal | Summer | B1 | 10 | 3700 | 1120.8 | 87.54 | 97.54 | 10 | 0
2035 | SOCO_2_FRCC | SOCO | FRCC | Internal | Summer | B2 | 25 | 3700 | 0 | 88.3 | 94.06 | 10 | 0
2035 | SOCO_2_FRCC | SOCO | FRCC | Internal | Summer | B3 | 75 | 3700 | 0 | 86.6 | 94.06 | 10 | 0
2035 | SOCO_2_FRCC | SOCO | FRCC | Internal | Summer | B4 | 100 | 3700 | 0 | 86.6 | 94.06 | 10 | 0
2035 | SOCO_2_FRCC | SOCO | FRCC | Internal | Summer | B5 | 200 | 3700 | 0 | 84.56 | 94.06 | 10 | 0
2035 | SOCO_2_FRCC | SOCO | FRCC | Internal | Summer | B6 | 300 | 3700 | 0 | 72.7 | 81.01 | 10 | 0
2035 | SOCO_2_FRCC | SOCO | FRCC | Internal | Summer | B7 | 400 | 3700 | 953.13 | 62.35 | 72.35 | 10 | 0
2035 | SOCO_2_FRCC | SOCO | FRCC | Internal | Summer | B8 | 500 | 3700 | 0 | 57.07 | 59.66 | 10 | 0
2035 | SOCO_2_FRCC | SOCO | FRCC | Internal | Summer | B9 | 800 | 3700 | 0 | 51.48 | 57.19 | 10 | 0
2035 | SOCO_2_FRCC | SOCO | FRCC | Internal | Summer | B10 | 1262 | 3700 | 0 | 50.78 | 57.19 | 10 | 0
2035 | SOCO_2_FRCC | SOCO | FRCC | Internal | Winter | B16 | 25 | 3700 | 3587.28 | 69.44 | 79.44 | 10 | 0
2035 | SOCO_2_FRCC | SOCO | FRCC | Internal | Winter | B17 | 100 | 3700 | 0 | 60.13 | 64.35 | 10 | 0
2035 | SOCO_2_FRCC | SOCO | FRCC | Internal | Winter | B18 | 400 | 3700 | 0 | 56.53 | 62.49 | 10 | 0
2035 | SOCO_2_FRCC | SOCO | FRCC | Internal | Winter | B19 | 700 | 3700 | 0 | 56.53 | 61.16 | 10 | 0
2035 | SOCO_2_FRCC | SOCO | FRCC | Internal | Winter | B20 | 935 | 3700 | 0 | 51.82 | 61.16 | 10 | 0
2035 | SPP_N_2_ENT | SPP_N | ENT | Internal | Shoulder | B11 | 25 | 1800 | 2925.58 | 53.82 | 65.28 | 5 | 6.47
2035 | SPP_N_2_ENT | SPP_N | ENT | Internal | Shoulder | B12 | 200 | 1800 | 1800 | 42.58 | 52.97 | 5 | 5.38
2035 | SPP_N_2_ENT | SPP_N | ENT | Internal | Shoulder | B13 | 600 | 1800 | 5351.13 | 39.38 | 50.84 | 5 | 6.47
2035 | SPP_N_2_ENT | SPP_N | ENT | Internal | Shoulder | B14 | 900 | 1800 | 1800 | 35.25 | 46.64 | 5 | 6.39
2035 | SPP_N_2_ENT | SPP_N | ENT | Internal | Shoulder | B15 | 1203 | 1800 | 4448.92 | 31.47 | 42.94 | 5 | 6.47
2035 | SPP_N_2_ENT | SPP_N | ENT | Internal | Summer | B1 | 10 | 1800 | 1800 | 67.59 | 77.97 | 5 | 5.38
2035 | SPP_N_2_ENT | SPP_N | ENT | Internal | Summer | B2 | 25 | 1800 | 2056.08 | 67.74 | 79.21 | 5 | 6.47
2035 | SPP_N_2_ENT | SPP_N | ENT | Internal | Summer | B3 | 75 | 1800 | 1800 | 71.17 | 78.6 | 5 | 2.43
2035 | SPP_N_2_ENT | SPP_N | ENT | Internal | Summer | B4 | 100 | 1800 | 1800 | 70.88 | 78.6 | 5 | 2.72
2035 | SPP_N_2_ENT | SPP_N | ENT | Internal | Summer | B5 | 200 | 1800 | 1800 | 68.32 | 75 | 5 | 1.68
2035 | SPP_N_2_ENT | SPP_N | ENT | Internal | Summer | B6 | 300 | 1800 | 2172.23 | 53.24 | 64.7 | 5 | 6.47
2035 | SPP_N_2_ENT | SPP_N | ENT | Internal | Summer | B7 | 400 | 1800 | 1800 | 47.18 | 54.35 | 5 | 2.16
2035 | SPP_N_2_ENT | SPP_N | ENT | Internal | Summer | B8 | 500 | 1800 | 7831.81 | 37.6 | 49.07 | 5 | 6.47
2035 | SPP_N_2_ENT | SPP_N | ENT | Internal | Summer | B9 | 800 | 1800 | 9189.65 | 34.67 | 46.14 | 5 | 6.47
2035 | SPP_N_2_ENT | SPP_N | ENT | Internal | Summer | B10 | 1262 | 1800 | 12200.87 | 29.75 | 41.22 | 5 | 6.47
2035 | SPP_N_2_ENT | SPP_N | ENT | Internal | Winter | B16 | 25 | 1800 | 5584.23 | 48.4 | 59.87 | 5 | 6.47
2035 | SPP_N_2_ENT | SPP_N | ENT | Internal | Winter | B17 | 100 | 1800 | 4916.4 | 42.01 | 53.48 | 5 | 6.47
2035 | SPP_N_2_ENT | SPP_N | ENT | Internal | Winter | B18 | 400 | 1800 | 5160.68 | 40.09 | 51.56 | 5 | 6.47
2035 | SPP_N_2_ENT | SPP_N | ENT | Internal | Winter | B19 | 700 | 1800 | 4209.68 | 36.9 | 48.37 | 5 | 6.47
2035 | SPP_N_2_ENT | SPP_N | ENT | Internal | Winter | B20 | 935 | 1800 | 6627.41 | 30.79 | 42.25 | 5 | 6.47
2035 | SPP_N_2_MISO_MO-IL | SPP_N | MISO_MO-IL | Internal | Shoulder | B11 | 25 | 2000 | 2000 | 53.82 | 62.33 | 5 | 3.51
2035 | SPP_N_2_MISO_MO-IL | SPP_N | MISO_MO-IL | Internal | Shoulder | B12 | 200 | 2000 | 4607.29 | 42.58 | 51.89 | 5 | 4.31
2035 | SPP_N_2_MISO_MO-IL | SPP_N | MISO_MO-IL | Internal | Shoulder | B13 | 600 | 2000 | 2000 | 39.38 | 47.62 | 5 | 3.24
2035 | SPP_N_2_MISO_MO-IL | SPP_N | MISO_MO-IL | Internal | Shoulder | B14 | 900 | 2000 | 7835.29 | 35.25 | 44.55 | 5 | 4.31
2035 | SPP_N_2_MISO_MO-IL | SPP_N | MISO_MO-IL | Internal | Shoulder | B15 | 1203 | 2000 | 6997.99 | 31.47 | 40.78 | 5 | 4.31
2035 | SPP_N_2_MISO_MO-IL | SPP_N | MISO_MO-IL | Internal | Summer | B1 | 10 | 2000 | 10400.06 | 67.59 | 76.9 | 5 | 4.31
2035 | SPP_N_2_MISO_MO-IL | SPP_N | MISO_MO-IL | Internal | Summer | B2 | 25 | 2000 | 2000 | 67.74 | 75.69 | 5 | 2.94
2035 | SPP_N_2_MISO_MO-IL | SPP_N | MISO_MO-IL | Internal | Summer | B3 | 75 | 2000 | 0 | 71.17 | 75.69 | 5 | 0
2035 | SPP_N_2_MISO_MO-IL | SPP_N | MISO_MO-IL | Internal | Summer | B4 | 100 | 2000 | 0 | 70.88 | 75.66 | 5 | 0
2035 | SPP_N_2_MISO_MO-IL | SPP_N | MISO_MO-IL | Internal | Summer | B5 | 200 | 2000 | 1229.12 | 68.32 | 73.32 | 5 | 0
2035 | SPP_N_2_MISO_MO-IL | SPP_N | MISO_MO-IL | Internal | Summer | B6 | 300 | 2000 | 2000 | 53.24 | 59.71 | 5 | 1.48
2035 | SPP_N_2_MISO_MO-IL | SPP_N | MISO_MO-IL | Internal | Summer | B7 | 400 | 2000 | 2000 | 47.18 | 54.13 | 5 | 1.95
2035 | SPP_N_2_MISO_MO-IL | SPP_N | MISO_MO-IL | Internal | Summer | B8 | 500 | 2000 | 2000 | 37.6 | 45.54 | 5 | 2.94
2035 | SPP_N_2_MISO_MO-IL | SPP_N | MISO_MO-IL | Internal | Summer | B9 | 800 | 2000 | 2000 | 34.67 | 42.62 | 5 | 2.94
2035 | SPP_N_2_MISO_MO-IL | SPP_N | MISO_MO-IL | Internal | Summer | B10 | 1262 | 2000 | 2000 | 29.75 | 37.69 | 5 | 2.94
2035 | SPP_N_2_MISO_MO-IL | SPP_N | MISO_MO-IL | Internal | Winter | B16 | 25 | 2000 | 2000 | 48.4 | 56.91 | 5 | 3.51
2035 | SPP_N_2_MISO_MO-IL | SPP_N | MISO_MO-IL | Internal | Winter | B17 | 100 | 2000 | 3888.08 | 42.01 | 51.32 | 5 | 4.31
2035 | SPP_N_2_MISO_MO-IL | SPP_N | MISO_MO-IL | Internal | Winter | B18 | 400 | 2000 | 2000 | 40.09 | 48.67 | 5 | 3.58
2035 | SPP_N_2_MISO_MO-IL | SPP_N | MISO_MO-IL | Internal | Winter | B19 | 700 | 2000 | 4342.53 | 36.9 | 46.21 | 5 | 4.31
2035 | SPP_N_2_MISO_MO-IL | SPP_N | MISO_MO-IL | Internal | Winter | B20 | 935 | 2000 | 5509.58 | 30.79 | 40.09 | 5 | 4.31
2035 | SPP_N_2_MISO_W | SPP_N | MISO_W | Internal | Shoulder | B11 | 25 | 750 | 484.55 | 53.82 | 58.82 | 5 | 0
2035 | SPP_N_2_MISO_W | SPP_N | MISO_W | Internal | Shoulder | B12 | 200 | 750 | 750 | 42.58 | 48.38 | 5 | 0.8
2035 | SPP_N_2_MISO_W | SPP_N | MISO_W | Internal | Shoulder | B13 | 600 | 750 | 0 | 39.38 | 44.11 | 5 | 0
2035 | SPP_N_2_MISO_W | SPP_N | MISO_W | Internal | Shoulder | B14 | 900 | 750 | 750 | 35.25 | 41.04 | 5 | 0.8
2035 | SPP_N_2_MISO_W | SPP_N | MISO_W | Internal | Shoulder | B15 | 1203 | 750 | 750 | 31.47 | 37.26 | 5 | 0.8
2035 | SPP_N_2_MISO_W | SPP_N | MISO_W | Internal | Summer | B1 | 10 | 750 | 750 | 67.59 | 76.55 | 5 | 3.96
2035 | SPP_N_2_MISO_W | SPP_N | MISO_W | Internal | Summer | B2 | 25 | 750 | 0 | 67.74 | 72.18 | 5 | 0
2035 | SPP_N_2_MISO_W | SPP_N | MISO_W | Internal | Summer | B3 | 75 | 750 | 0 | 71.17 | 75.6 | 5 | 0
2035 | SPP_N_2_MISO_W | SPP_N | MISO_W | Internal | Summer | B4 | 100 | 750 | 0 | 70.88 | 75.31 | 5 | 0
2035 | SPP_N_2_MISO_W | SPP_N | MISO_W | Internal | Summer | B5 | 200 | 750 | 0 | 68.32 | 72.75 | 5 | 0
2035 | SPP_N_2_MISO_W | SPP_N | MISO_W | Internal | Summer | B6 | 300 | 750 | 0 | 53.24 | 57.67 | 5 | 0
2035 | SPP_N_2_MISO_W | SPP_N | MISO_W | Internal | Summer | B7 | 400 | 750 | 0 | 47.18 | 51.61 | 5 | 0
2035 | SPP_N_2_MISO_W | SPP_N | MISO_W | Internal | Summer | B8 | 500 | 750 | 0 | 37.6 | 42.03 | 5 | 0
2035 | SPP_N_2_MISO_W | SPP_N | MISO_W | Internal | Summer | B9 | 800 | 750 | 0 | 34.67 | 39.11 | 5 | 0
2035 | SPP_N_2_MISO_W | SPP_N | MISO_W | Internal | Summer | B10 | 1262 | 750 | 0 | 29.75 | 34.18 | 5 | 0
2035 | SPP_N_2_MISO_W | SPP_N | MISO_W | Internal | Winter | B16 | 25 | 750 | 682.77 | 48.4 | 53.4 | 5 | 0
2035 | SPP_N_2_MISO_W | SPP_N | MISO_W | Internal | Winter | B17 | 100 | 750 | 750 | 42.01 | 47.81 | 5 | 0.8
2035 | SPP_N_2_MISO_W | SPP_N | MISO_W | Internal | Winter | B18 | 400 | 750 | 750 | 40.09 | 45.16 | 5 | 0.07
2035 | SPP_N_2_MISO_W | SPP_N | MISO_W | Internal | Winter | B19 | 700 | 750 | 750 | 36.9 | 42.7 | 5 | 0.8
2035 | SPP_N_2_MISO_W | SPP_N | MISO_W | Internal | Winter | B20 | 935 | 750 | 750 | 30.79 | 36.58 | 5 | 0.8
2035 | SPP_N_2_NE | SPP_N | NE | Internal | Shoulder | B11 | 25 | 330 | 0 | 53.82 | 52.52 | 0.01 | 0
2035 | SPP_N_2_NE | SPP_N | NE | Internal | Shoulder | B12 | 200 | 330 | 0 | 42.58 | 42.08 | 0.01 | 0
2035 | SPP_N_2_NE | SPP_N | NE | Internal | Shoulder | B13 | 600 | 330 | 0 | 39.38 | 37.81 | 0.01 | 0
2035 | SPP_N_2_NE | SPP_N | NE | Internal | Shoulder | B14 | 900 | 330 | 0 | 35.25 | 34.74 | 0.01 | 0
2035 | SPP_N_2_NE | SPP_N | NE | Internal | Shoulder | B15 | 1203 | 330 | 0 | 31.47 | 30.97 | 0.01 | 0
2035 | SPP_N_2_NE | SPP_N | NE | Internal | Summer | B1 | 10 | 330 | 330 | 67.59 | 70.25 | 0.01 | 2.65
2035 | SPP_N_2_NE | SPP_N | NE | Internal | Summer | B2 | 25 | 330 | 0 | 67.74 | 65.88 | 0.01 | 0
2035 | SPP_N_2_NE | SPP_N | NE | Internal | Summer | B3 | 75 | 330 | 0 | 71.17 | 69.31 | 0.01 | 0
2035 | SPP_N_2_NE | SPP_N | NE | Internal | Summer | B4 | 100 | 330 | 0 | 70.88 | 69.02 | 0.01 | 0
2035 | SPP_N_2_NE | SPP_N | NE | Internal | Summer | B5 | 200 | 330 | 0 | 68.32 | 66.45 | 0.01 | 0
2035 | SPP_N_2_NE | SPP_N | NE | Internal | Summer | B6 | 300 | 330 | 0 | 53.24 | 51.37 | 0.01 | 0
2035 | SPP_N_2_NE | SPP_N | NE | Internal | Summer | B7 | 400 | 330 | 0 | 47.18 | 45.32 | 0.01 | 0
2035 | SPP_N_2_NE | SPP_N | NE | Internal | Summer | B8 | 500 | 330 | 0 | 37.6 | 35.74 | 0.01 | 0
2035 | SPP_N_2_NE | SPP_N | NE | Internal | Summer | B9 | 800 | 330 | 0 | 34.67 | 32.81 | 0.01 | 0
2035 | SPP_N_2_NE | SPP_N | NE | Internal | Summer | B10 | 1262 | 330 | 0 | 29.75 | 27.88 | 0.01 | 0
2035 | SPP_N_2_NE | SPP_N | NE | Internal | Winter | B16 | 25 | 330 | 0 | 48.4 | 47.11 | 0.01 | 0
2035 | SPP_N_2_NE | SPP_N | NE | Internal | Winter | B17 | 100 | 330 | 0 | 42.01 | 41.51 | 0.01 | 0
2035 | SPP_N_2_NE | SPP_N | NE | Internal | Winter | B18 | 400 | 330 | 0 | 40.09 | 38.86 | 0.01 | 0
2035 | SPP_N_2_NE | SPP_N | NE | Internal | Winter | B19 | 700 | 330 | 0 | 36.9 | 36.4 | 0.01 | 0
2035 | SPP_N_2_NE | SPP_N | NE | Internal | Winter | B20 | 935 | 330 | 0 | 30.79 | 30.28 | 0.01 | 0
2035 | SPP_N_2_SPP_S | SPP_N | SPP_S | Internal | Shoulder | B11 | 25 | 4000 | 0 | 53.82 | 53.07 | 0.01 | 0
2035 | SPP_N_2_SPP_S | SPP_N | SPP_S | Internal | Shoulder | B12 | 200 | 4000 | 0 | 42.58 | 40.75 | 0.01 | 0
2035 | SPP_N_2_SPP_S | SPP_N | SPP_S | Internal | Shoulder | B13 | 600 | 4000 | 0 | 39.38 | 38.63 | 0.01 | 0
2035 | SPP_N_2_SPP_S | SPP_N | SPP_S | Internal | Shoulder | B14 | 900 | 4000 | 0 | 35.25 | 34.43 | 0.01 | 0
2035 | SPP_N_2_SPP_S | SPP_N | SPP_S | Internal | Shoulder | B15 | 1203 | 4000 | 0 | 31.47 | 30.72 | 0.01 | 0
2035 | SPP_N_2_SPP_S | SPP_N | SPP_S | Internal | Summer | B1 | 10 | 4000 | 0 | 67.59 | 65.76 | 0.01 | 0
2035 | SPP_N_2_SPP_S | SPP_N | SPP_S | Internal | Summer | B2 | 25 | 4000 | 0 | 67.74 | 67 | 0.01 | 0
2035 | SPP_N_2_SPP_S | SPP_N | SPP_S | Internal | Summer | B3 | 75 | 4000 | 355.03 | 71.17 | 71.18 | 0.01 | 0
2035 | SPP_N_2_SPP_S | SPP_N | SPP_S | Internal | Summer | B4 | 100 | 4000 | 0 | 70.88 | 70.59 | 0.01 | 0
2035 | SPP_N_2_SPP_S | SPP_N | SPP_S | Internal | Summer | B5 | 200 | 4000 | 0 | 68.32 | 68.31 | 0.01 | 0
2035 | SPP_N_2_SPP_S | SPP_N | SPP_S | Internal | Summer | B6 | 300 | 4000 | 918.35 | 53.24 | 53.25 | 0.01 | 0
2035 | SPP_N_2_SPP_S | SPP_N | SPP_S | Internal | Summer | B7 | 400 | 4000 | 6482.04 | 47.18 | 48.78 | 0.01 | 1.59
2035 | SPP_N_2_SPP_S | SPP_N | SPP_S | Internal | Summer | B8 | 500 | 4000 | 5412.51 | 37.6 | 39.2 | 0.01 | 1.59
2035 | SPP_N_2_SPP_S | SPP_N | SPP_S | Internal | Summer | B9 | 800 | 4000 | 3816.69 | 34.67 | 34.69 | 0.01 | 0
2035 | SPP_N_2_SPP_S | SPP_N | SPP_S | Internal | Summer | B10 | 1262 | 4000 | 37.95 | 29.75 | 29.76 | 0.01 | 0
2035 | SPP_N_2_SPP_S | SPP_N | SPP_S | Internal | Winter | B16 | 25 | 4000 | 0 | 48.4 | 47.66 | 0.01 | 0
2035 | SPP_N_2_SPP_S | SPP_N | SPP_S | Internal | Winter | B17 | 100 | 4000 | 0 | 42.01 | 41.27 | 0.01 | 0
2035 | SPP_N_2_SPP_S | SPP_N | SPP_S | Internal | Winter | B18 | 400 | 4000 | 0 | 40.09 | 39.35 | 0.01 | 0
2035 | SPP_N_2_SPP_S | SPP_N | SPP_S | Internal | Winter | B19 | 700 | 4000 | 0 | 36.9 | 36.16 | 0.01 | 0
2035 | SPP_N_2_SPP_S | SPP_N | SPP_S | Internal | Winter | B20 | 935 | 4000 | 0 | 30.79 | 30.04 | 0.01 | 0
2035 | SPP_S_2_ENT | SPP_S | ENT | Internal | Shoulder | B11 | 25 | 850 | 4976.47 | 53.07 | 65.28 | 5 | 7.21
2035 | SPP_S_2_ENT | SPP_S | ENT | Internal | Shoulder | B12 | 200 | 850 | 1127.12 | 40.75 | 52.97 | 5 | 7.21
2035 | SPP_S_2_ENT | SPP_S | ENT | Internal | Shoulder | B13 | 600 | 850 | 2617.68 | 38.63 | 50.84 | 5 | 7.21
2035 | SPP_S_2_ENT | SPP_S | ENT | Internal | Shoulder | B14 | 900 | 850 | 8168.03 | 34.43 | 46.64 | 5 | 7.21
2035 | SPP_S_2_ENT | SPP_S | ENT | Internal | Shoulder | B15 | 1203 | 850 | 9389.23 | 30.72 | 42.94 | 5 | 7.21
2035 | SPP_S_2_ENT | SPP_S | ENT | Internal | Summer | B1 | 10 | 850 | 5927.97 | 65.76 | 77.97 | 5 | 7.21
2035 | SPP_S_2_ENT | SPP_S | ENT | Internal | Summer | B2 | 25 | 850 | 1489.95 | 67 | 79.21 | 5 | 7.21
2035 | SPP_S_2_ENT | SPP_S | ENT | Internal | Summer | B3 | 75 | 850 | 850 | 71.18 | 78.6 | 5 | 2.41
2035 | SPP_S_2_ENT | SPP_S | ENT | Internal | Summer | B4 | 100 | 850 | 850 | 70.59 | 78.6 | 5 | 3.01
2035 | SPP_S_2_ENT | SPP_S | ENT | Internal | Summer | B5 | 200 | 850 | 850 | 68.31 | 75 | 5 | 1.69
2035 | SPP_S_2_ENT | SPP_S | ENT | Internal | Summer | B6 | 300 | 850 | 850 | 53.25 | 64.7 | 5 | 6.46
2035 | SPP_S_2_ENT | SPP_S | ENT | Internal | Summer | B7 | 400 | 850 | 850 | 48.78 | 54.35 | 5 | 0.56
2035 | SPP_S_2_ENT | SPP_S | ENT | Internal | Summer | B8 | 500 | 850 | 850 | 39.2 | 49.07 | 5 | 4.87
2035 | SPP_S_2_ENT | SPP_S | ENT | Internal | Summer | B9 | 800 | 850 | 850 | 34.69 | 46.14 | 5 | 6.46
2035 | SPP_S_2_ENT | SPP_S | ENT | Internal | Summer | B10 | 1262 | 850 | 850 | 29.76 | 41.22 | 5 | 6.46
2035 | SPP_S_2_ENT | SPP_S | ENT | Internal | Winter | B16 | 25 | 850 | 4535.53 | 47.66 | 59.87 | 5 | 7.21
2035 | SPP_S_2_ENT | SPP_S | ENT | Internal | Winter | B17 | 100 | 850 | 4267.93 | 41.27 | 53.48 | 5 | 7.21
2035 | SPP_S_2_ENT | SPP_S | ENT | Internal | Winter | B18 | 400 | 850 | 3211.32 | 39.35 | 51.56 | 5 | 7.21
2035 | SPP_S_2_ENT | SPP_S | ENT | Internal | Winter | B19 | 700 | 850 | 5041.99 | 36.16 | 48.37 | 5 | 7.21
2035 | SPP_S_2_ENT | SPP_S | ENT | Internal | Winter | B20 | 935 | 850 | 6577.79 | 30.04 | 42.25 | 5 | 7.21
2035 | SPP_S_2_SPP_N | SPP_S | SPP_N | Internal | Shoulder | B11 | 25 | 640 | 640 | 53.07 | 53.82 | 0.01 | 0.73
2035 | SPP_S_2_SPP_N | SPP_S | SPP_N | Internal | Shoulder | B12 | 200 | 640 | 1162.15 | 40.75 | 42.58 | 0.01 | 1.82
2035 | SPP_S_2_SPP_N | SPP_S | SPP_N | Internal | Shoulder | B13 | 600 | 640 | 640 | 38.63 | 39.38 | 0.01 | 0.73
2035 | SPP_S_2_SPP_N | SPP_S | SPP_N | Internal | Shoulder | B14 | 900 | 640 | 640 | 34.43 | 35.25 | 0.01 | 0.81
2035 | SPP_S_2_SPP_N | SPP_S | SPP_N | Internal | Shoulder | B15 | 1203 | 640 | 640 | 30.72 | 31.47 | 0.01 | 0.73
2035 | SPP_S_2_SPP_N | SPP_S | SPP_N | Internal | Summer | B1 | 10 | 640 | 8235.31 | 65.76 | 67.59 | 0.01 | 1.82
2035 | SPP_S_2_SPP_N | SPP_S | SPP_N | Internal | Summer | B2 | 25 | 640 | 640 | 67 | 67.74 | 0.01 | 0.73
2035 | SPP_S_2_SPP_N | SPP_S | SPP_N | Internal | Summer | B3 | 75 | 640 | 0 | 71.18 | 71.17 | 0.01 | 0
2035 | SPP_S_2_SPP_N | SPP_S | SPP_N | Internal | Summer | B4 | 100 | 640 | 640 | 70.59 | 70.88 | 0.01 | 0.28
2035 | SPP_S_2_SPP_N | SPP_S | SPP_N | Internal | Summer | B5 | 200 | 640 | 224.34 | 68.31 | 68.32 | 0.01 | 0
2035 | SPP_S_2_SPP_N | SPP_S | SPP_N | Internal | Summer | B6 | 300 | 640 | 0 | 53.25 | 53.24 | 0.01 | 0
2035 | SPP_S_2_SPP_N | SPP_S | SPP_N | Internal | Summer | B7 | 400 | 640 | 0 | 48.78 | 47.18 | 0.01 | 0
2035 | SPP_S_2_SPP_N | SPP_S | SPP_N | Internal | Summer | B8 | 500 | 640 | 0 | 39.2 | 37.6 | 0.01 | 0
2035 | SPP_S_2_SPP_N | SPP_S | SPP_N | Internal | Summer | B9 | 800 | 640 | 0 | 34.69 | 34.67 | 0.01 | 0
2035 | SPP_S_2_SPP_N | SPP_S | SPP_N | Internal | Summer | B10 | 1262 | 640 | 0 | 29.76 | 29.75 | 0.01 | 0
2035 | SPP_S_2_SPP_N | SPP_S | SPP_N | Internal | Winter | B16 | 25 | 640 | 640 | 47.66 | 48.4 | 0.01 | 0.73
2035 | SPP_S_2_SPP_N | SPP_S | SPP_N | Internal | Winter | B17 | 100 | 640 | 640 | 41.27 | 42.01 | 0.01 | 0.73
2035 | SPP_S_2_SPP_N | SPP_S | SPP_N | Internal | Winter | B18 | 400 | 640 | 640 | 39.35 | 40.09 | 0.01 | 0.73
2035 | SPP_S_2_SPP_N | SPP_S | SPP_N | Internal | Winter | B19 | 700 | 640 | 640 | 36.16 | 36.9 | 0.01 | 0.73
2035 | SPP_S_2_SPP_N | SPP_S | SPP_N | Internal | Winter | B20 | 935 | 640 | 640 | 30.04 | 30.79 | 0.01 | 0.73
2035 | TVA_2_NonRTO_Midwest | TVA | NonRTO_Midwest | Internal | Shoulder | B11 | 25 | 100 | 0 | 67.42 | 71.03 | 9 | 0
2035 | TVA_2_NonRTO_Midwest | TVA | NonRTO_Midwest | Internal | Shoulder | B12 | 200 | 100 | 0 | 54.52 | 60.6 | 9 | 0
2035 | TVA_2_NonRTO_Midwest | TVA | NonRTO_Midwest | Internal | Shoulder | B13 | 600 | 100 | 0 | 52.57 | 56.33 | 9 | 0
2035 | TVA_2_NonRTO_Midwest | TVA | NonRTO_Midwest | Internal | Shoulder | B14 | 900 | 100 | 0 | 52.57 | 49.28 | 9 | 0
2035 | TVA_2_NonRTO_Midwest | TVA | NonRTO_Midwest | Internal | Shoulder | B15 | 1203 | 100 | 0 | 48.79 | 40.78 | 9 | 0
2035 | TVA_2_NonRTO_Midwest | TVA | NonRTO_Midwest | Internal | Summer | B1 | 10 | 100 | 0 | 84.91 | 84.43 | 9 | 0
2035 | TVA_2_NonRTO_Midwest | TVA | NonRTO_Midwest | Internal | Summer | B2 | 25 | 100 | 0 | 83.7 | 83.68 | 9 | 0
2035 | TVA_2_NonRTO_Midwest | TVA | NonRTO_Midwest | Internal | Summer | B3 | 75 | 100 | 0 | 83.2 | 83.68 | 9 | 0
2035 | TVA_2_NonRTO_Midwest | TVA | NonRTO_Midwest | Internal | Summer | B4 | 100 | 100 | 0 | 79.68 | 83.68 | 9 | 0
2035 | TVA_2_NonRTO_Midwest | TVA | NonRTO_Midwest | Internal | Summer | B5 | 200 | 100 | 0 | 77.33 | 81.33 | 9 | 0
2035 | TVA_2_NonRTO_Midwest | TVA | NonRTO_Midwest | Internal | Summer | B6 | 300 | 100 | 0 | 63.31 | 68.42 | 9 | 0
2035 | TVA_2_NonRTO_Midwest | TVA | NonRTO_Midwest | Internal | Summer | B7 | 400 | 100 | 0 | 52.95 | 46.84 | 9 | 0
2035 | TVA_2_NonRTO_Midwest | TVA | NonRTO_Midwest | Internal | Summer | B8 | 500 | 100 | 0 | 50.78 | 44.56 | 9 | 0
2035 | TVA_2_NonRTO_Midwest | TVA | NonRTO_Midwest | Internal | Summer | B9 | 800 | 100 | 0 | 50.63 | 42.62 | 9 | 0
2035 | TVA_2_NonRTO_Midwest | TVA | NonRTO_Midwest | Internal | Summer | B10 | 1262 | 100 | 0 | 45.71 | 37.69 | 9 | 0
2035 | TVA_2_NonRTO_Midwest | TVA | NonRTO_Midwest | Internal | Winter | B16 | 25 | 100 | 0 | 64.93 | 65.62 | 9 | 0
2035 | TVA_2_NonRTO_Midwest | TVA | NonRTO_Midwest | Internal | Winter | B17 | 100 | 100 | 0 | 57.93 | 60.03 | 9 | 0
2035 | TVA_2_NonRTO_Midwest | TVA | NonRTO_Midwest | Internal | Winter | B18 | 400 | 100 | 0 | 55.54 | 57.38 | 9 | 0
2035 | TVA_2_NonRTO_Midwest | TVA | NonRTO_Midwest | Internal | Winter | B19 | 700 | 100 | 0 | 54.22 | 51.44 | 9 | 0
2035 | TVA_2_NonRTO_Midwest | TVA | NonRTO_Midwest | Internal | Winter | B20 | 935 | 100 | 0 | 48.1 | 40.09 | 9 | 0
2035 | TVA_2_SOCO | TVA | SOCO | Internal | Shoulder | B11 | 25 | 500 | 0 | 67.42 | 74.85 | 9 | 0
2035 | TVA_2_SOCO | TVA | SOCO | Internal | Shoulder | B12 | 200 | 500 | 0 | 54.52 | 54.95 | 9 | 0
2035 | TVA_2_SOCO | TVA | SOCO | Internal | Shoulder | B13 | 600 | 500 | 0 | 52.57 | 53.05 | 9 | 0
2035 | TVA_2_SOCO | TVA | SOCO | Internal | Shoulder | B14 | 900 | 500 | 0 | 52.57 | 53.05 | 9 | 0
2035 | TVA_2_SOCO | TVA | SOCO | Internal | Shoulder | B15 | 1203 | 500 | 0 | 48.79 | 52.5 | 9 | 0
2035 | TVA_2_SOCO | TVA | SOCO | Internal | Summer | B1 | 10 | 500 | 0 | 84.91 | 87.54 | 9 | 0
2035 | TVA_2_SOCO | TVA | SOCO | Internal | Summer | B2 | 25 | 500 | 0 | 83.7 | 88.3 | 9 | 0
2035 | TVA_2_SOCO | TVA | SOCO | Internal | Summer | B3 | 75 | 500 | 0 | 83.2 | 86.6 | 9 | 0
2035 | TVA_2_SOCO | TVA | SOCO | Internal | Summer | B4 | 100 | 500 | 0 | 79.68 | 86.6 | 9 | 0
2035 | TVA_2_SOCO | TVA | SOCO | Internal | Summer | B5 | 200 | 500 | 0 | 77.33 | 84.56 | 9 | 0
2035 | TVA_2_SOCO | TVA | SOCO | Internal | Summer | B6 | 300 | 500 | 1565.94 | 63.31 | 72.7 | 9 | 0.39
2035 | TVA_2_SOCO | TVA | SOCO | Internal | Summer | B7 | 400 | 500 | 2831.21 | 52.95 | 62.35 | 9 | 0.39
2035 | TVA_2_SOCO | TVA | SOCO | Internal | Summer | B8 | 500 | 500 | 0 | 50.78 | 57.07 | 9 | 0
2035 | TVA_2_SOCO | TVA | SOCO | Internal | Summer | B9 | 800 | 500 | 0 | 50.63 | 51.48 | 9 | 0
2035 | TVA_2_SOCO | TVA | SOCO | Internal | Summer | B10 | 1262 | 500 | 0 | 45.71 | 50.78 | 9 | 0
2035 | TVA_2_SOCO | TVA | SOCO | Internal | Winter | B16 | 25 | 500 | 0 | 64.93 | 69.44 | 9 | 0
2035 | TVA_2_SOCO | TVA | SOCO | Internal | Winter | B17 | 100 | 500 | 0 | 57.93 | 60.13 | 9 | 0
2035 | TVA_2_SOCO | TVA | SOCO | Internal | Winter | B18 | 400 | 500 | 0 | 55.54 | 56.53 | 9 | 0
2035 | TVA_2_SOCO | TVA | SOCO | Internal | Winter | B19 | 700 | 500 | 0 | 54.22 | 56.53 | 9 | 0
2035 | TVA_2_SOCO | TVA | SOCO | Internal | Winter | B20 | 935 | 500 | 0 | 48.1 | 51.82 | 9 | 0
2035 | TVA_2_VACAR | TVA | VACAR | Internal | Shoulder | B11 | 25 | 150 | 0 | 67.42 | 67.85 | 9 | 0
2035 | TVA_2_VACAR | TVA | VACAR | Internal | Shoulder | B12 | 200 | 150 | 0 | 54.52 | 58.35 | 9 | 0
2035 | TVA_2_VACAR | TVA | VACAR | Internal | Shoulder | B13 | 600 | 150 | 0 | 52.57 | 52.77 | 9 | 0
2035 | TVA_2_VACAR | TVA | VACAR | Internal | Shoulder | B14 | 900 | 150 | 0 | 52.57 | 50.61 | 9 | 0
2035 | TVA_2_VACAR | TVA | VACAR | Internal | Shoulder | B15 | 1203 | 150 | 0 | 48.79 | 50.25 | 9 | 0
2035 | TVA_2_VACAR | TVA | VACAR | Internal | Summer | B1 | 10 | 150 | 0 | 84.91 | 85.46 | 9 | 0
2035 | TVA_2_VACAR | TVA | VACAR | Internal | Summer | B2 | 25 | 150 | 0 | 83.7 | 84.22 | 9 | 0
2035 | TVA_2_VACAR | TVA | VACAR | Internal | Summer | B3 | 75 | 150 | 0 | 83.2 | 83.43 | 9 | 0
2035 | TVA_2_VACAR | TVA | VACAR | Internal | Summer | B4 | 100 | 150 | 0 | 79.68 | 79.91 | 9 | 0
2035 | TVA_2_VACAR | TVA | VACAR | Internal | Summer | B5 | 200 | 150 | 0 | 77.33 | 77.56 | 9 | 0
2035 | TVA_2_VACAR | TVA | VACAR | Internal | Summer | B6 | 300 | 150 | 0 | 63.31 | 67.71 | 9 | 0
2035 | TVA_2_VACAR | TVA | VACAR | Internal | Summer | B7 | 400 | 150 | 0 | 52.95 | 59.73 | 9 | 0
2035 | TVA_2_VACAR | TVA | VACAR | Internal | Summer | B8 | 500 | 150 | 0 | 50.78 | 52.69 | 9 | 0
2035 | TVA_2_VACAR | TVA | VACAR | Internal | Summer | B9 | 800 | 150 | 0 | 50.63 | 48.39 | 9 | 0
2035 | TVA_2_VACAR | TVA | VACAR | Internal | Summer | B10 | 1262 | 150 | 0 | 45.71 | 47.17 | 9 | 0
2035 | TVA_2_VACAR | TVA | VACAR | Internal | Winter | B16 | 25 | 150 | 0 | 64.93 | 66.39 | 9 | 0
2035 | TVA_2_VACAR | TVA | VACAR | Internal | Winter | B17 | 100 | 150 | 0 | 57.93 | 60.8 | 9 | 0
2035 | TVA_2_VACAR | TVA | VACAR | Internal | Winter | B18 | 400 | 150 | 0 | 55.54 | 57.91 | 9 | 0
2035 | TVA_2_VACAR | TVA | VACAR | Internal | Winter | B19 | 700 | 150 | 0 | 54.22 | 55.69 | 9 | 0
2035 | TVA_2_VACAR | TVA | VACAR | Internal | Winter | B20 | 935 | 150 | 0 | 48.1 | 49.57 | 9 | 0
2035 | TVA_Transmission_2_TVA | TVA_Transmission | TVA | Internal | Shoulder | B11 | 25 | 99999 | 0 | 67.69 | 67.42 | 0.01 | 0
2035 | TVA_Transmission_2_TVA | TVA_Transmission | TVA | Internal | Shoulder | B12 | 200 | 99999 | 0 | 56.87 | 54.52 | 0.01 | 0
2035 | TVA_Transmission_2_TVA | TVA_Transmission | TVA | Internal | Shoulder | B13 | 600 | 99999 | 0 | 53.87 | 52.57 | 0.01 | 0
2035 | TVA_Transmission_2_TVA | TVA_Transmission | TVA | Internal | Shoulder | B14 | 900 | 99999 | 432.76 | 52.55 | 52.57 | 0.01 | 0
2035 | TVA_Transmission_2_TVA | TVA_Transmission | TVA | Internal | Shoulder | B15 | 1203 | 99999 | 2132.77 | 48.78 | 48.79 | 0.01 | 0
2035 | TVA_Transmission_2_TVA | TVA_Transmission | TVA | Internal | Summer | B1 | 10 | 99999 | 3768.69 | 84.9 | 84.91 | 0.01 | 0
2035 | TVA_Transmission_2_TVA | TVA_Transmission | TVA | Internal | Summer | B2 | 25 | 99999 | 2912.95 | 83.69 | 83.7 | 0.01 | 0
2035 | TVA_Transmission_2_TVA | TVA_Transmission | TVA | Internal | Summer | B3 | 75 | 99999 | 1233.87 | 83.18 | 83.2 | 0.01 | 0
2035 | TVA_Transmission_2_TVA | TVA_Transmission | TVA | Internal | Summer | B4 | 100 | 99999 | 2237.84 | 79.66 | 79.68 | 0.01 | 0
2035 | TVA_Transmission_2_TVA | TVA_Transmission | TVA | Internal | Summer | B5 | 200 | 99999 | 458.96 | 77.32 | 77.33 | 0.01 | 0
2035 | TVA_Transmission_2_TVA | TVA_Transmission | TVA | Internal | Summer | B6 | 300 | 99999 | 0 | 65.92 | 63.31 | 0.01 | 0
2035 | TVA_Transmission_2_TVA | TVA_Transmission | TVA | Internal | Summer | B7 | 400 | 99999 | 0 | 54.24 | 52.95 | 0.01 | 0
2035 | TVA_Transmission_2_TVA | TVA_Transmission | TVA | Internal | Summer | B8 | 500 | 99999 | 0 | 51.48 | 50.78 | 0.01 | 0
2035 | TVA_Transmission_2_TVA | TVA_Transmission | TVA | Internal | Summer | B9 | 800 | 99999 | 940.37 | 50.62 | 50.63 | 0.01 | 0
2035 | TVA_Transmission_2_TVA | TVA_Transmission | TVA | Internal | Summer | B10 | 1262 | 99999 | 2511.17 | 45.69 | 45.71 | 0.01 | 0
2035 | TVA_Transmission_2_TVA | TVA_Transmission | TVA | Internal | Winter | B16 | 25 | 99999 | 2858.4 | 64.91 | 64.93 | 0.01 | 0
2035 | TVA_Transmission_2_TVA | TVA_Transmission | TVA | Internal | Winter | B17 | 100 | 99999 | 0 | 58.6 | 57.93 | 0.01 | 0
2035 | TVA_Transmission_2_TVA | TVA_Transmission | TVA | Internal | Winter | B18 | 400 | 99999 | 0 | 56.11 | 55.54 | 0.01 | 0
2035 | TVA_Transmission_2_TVA | TVA_Transmission | TVA | Internal | Winter | B19 | 700 | 99999 | 788.58 | 54.21 | 54.22 | 0.01 | 0
2035 | TVA_Transmission_2_TVA | TVA_Transmission | TVA | Internal | Winter | B20 | 935 | 99999 | 3451.13 | 48.09 | 48.1 | 0.01 | 0
2035 | VACAR_2_SOCO | VACAR | SOCO | Internal | Shoulder | B11 | 25 | 3000 | 133.91 | 67.85 | 74.85 | 7 | 0
2035 | VACAR_2_SOCO | VACAR | SOCO | Internal | Shoulder | B12 | 200 | 3000 | 0 | 58.35 | 54.95 | 7 | 0
2035 | VACAR_2_SOCO | VACAR | SOCO | Internal | Shoulder | B13 | 600 | 3000 | 0 | 52.77 | 53.05 | 7 | 0
2035 | VACAR_2_SOCO | VACAR | SOCO | Internal | Shoulder | B14 | 900 | 3000 | 0 | 50.61 | 53.05 | 7 | 0
2035 | VACAR_2_SOCO | VACAR | SOCO | Internal | Shoulder | B15 | 1203 | 3000 | 0 | 50.25 | 52.5 | 7 | 0
2035 | VACAR_2_SOCO | VACAR | SOCO | Internal | Summer | B1 | 10 | 3000 | 0 | 85.46 | 87.54 | 7 | 0
2035 | VACAR_2_SOCO | VACAR | SOCO | Internal | Summer | B2 | 25 | 3000 | 0 | 84.22 | 88.3 | 7 | 0
2035 | VACAR_2_SOCO | VACAR | SOCO | Internal | Summer | B3 | 75 | 3000 | 0 | 83.43 | 86.6 | 7 | 0
2035 | VACAR_2_SOCO | VACAR | SOCO | Internal | Summer | B4 | 100 | 3000 | 0 | 79.91 | 86.6 | 7 | 0
2035 | VACAR_2_SOCO | VACAR | SOCO | Internal | Summer | B5 | 200 | 3000 | 2658.17 | 77.56 | 84.56 | 7 | 0
2035 | VACAR_2_SOCO | VACAR | SOCO | Internal | Summer | B6 | 300 | 3000 | 0 | 67.71 | 72.7 | 7 | 0
2035 | VACAR_2_SOCO | VACAR | SOCO | Internal | Summer | B7 | 400 | 3000 | 0 | 59.73 | 62.35 | 7 | 0
2035 | VACAR_2_SOCO | VACAR | SOCO | Internal | Summer | B8 | 500 | 3000 | 0 | 52.69 | 57.07 | 7 | 0
2035 | VACAR_2_SOCO | VACAR | SOCO | Internal | Summer | B9 | 800 | 3000 | 0 | 48.39 | 51.48 | 7 | 0
2035 | VACAR_2_SOCO | VACAR | SOCO | Internal | Summer | B10 | 1262 | 3000 | 0 | 47.17 | 50.78 | 7 | 0
2035 | VACAR_2_SOCO | VACAR | SOCO | Internal | Winter | B16 | 25 | 3000 | 0 | 66.39 | 69.44 | 7 | 0
2035 | VACAR_2_SOCO | VACAR | SOCO | Internal | Winter | B17 | 100 | 3000 | 0 | 60.8 | 60.13 | 7 | 0
2035 | VACAR_2_SOCO | VACAR | SOCO | Internal | Winter | B18 | 400 | 3000 | 0 | 57.91 | 56.53 | 7 | 0
2035 | VACAR_2_SOCO | VACAR | SOCO | Internal | Winter | B19 | 700 | 3000 | 0 | 55.69 | 56.53 | 7 | 0
2035 | VACAR_2_SOCO | VACAR | SOCO | Internal | Winter | B20 | 935 | 3000 | 0 | 49.57 | 51.82 | 7 | 0
2040 | ENT_2_SOCO | ENT | SOCO | Internal | Shoulder | B11 | 25 | 2000 | 2000 | 73.01 | 81.6 | 8 | 0.59
2040 | ENT_2_SOCO | ENT | SOCO | Internal | Shoulder | B12 | 200 | 2000 | 0 | 59.51 | 59.58 | 8 | 0
2040 | ENT_2_SOCO | ENT | SOCO | Internal | Shoulder | B13 | 600 | 2000 | 0 | 57.12 | 59.58 | 8 | 0
2040 | ENT_2_SOCO | ENT | SOCO | Internal | Shoulder | B14 | 900 | 2000 | 406.88 | 51.58 | 59.58 | 8 | 0
2040 | ENT_2_SOCO | ENT | SOCO | Internal | Shoulder | B15 | 1203 | 2000 | 4236.29 | 46.34 | 55.73 | 8 | 1.39
2040 | ENT_2_SOCO | ENT | SOCO | Internal | Summer | B1 | 10 | 2000 | 4706.15 | 87.55 | 96.95 | 8 | 1.39
2040 | ENT_2_SOCO | ENT | SOCO | Internal | Summer | B2 | 25 | 2000 | 2000 | 90.08 | 98.84 | 8 | 0.75
2040 | ENT_2_SOCO | ENT | SOCO | Internal | Summer | B3 | 75 | 2000 | 1241.96 | 89.19 | 97.19 | 8 | 0
2040 | ENT_2_SOCO | ENT | SOCO | Internal | Summer | B4 | 100 | 2000 | 323.32 | 88.91 | 96.91 | 8 | 0
2040 | ENT_2_SOCO | ENT | SOCO | Internal | Summer | B5 | 200 | 2000 | 1398.39 | 84.85 | 92.85 | 8 | 0
2040 | ENT_2_SOCO | ENT | SOCO | Internal | Summer | B6 | 300 | 2000 | 0 | 73.49 | 79.81 | 8 | 0
2040 | ENT_2_SOCO | ENT | SOCO | Internal | Summer | B7 | 400 | 2000 | 196.09 | 60.7 | 68.7 | 8 | 0
2040 | ENT_2_SOCO | ENT | SOCO | Internal | Summer | B8 | 500 | 2000 | 0 | 55.21 | 60.05 | 8 | 0
2040 | ENT_2_SOCO | ENT | SOCO | Internal | Summer | B9 | 800 | 2000 | 0 | 50.12 | 57.95 | 8 | 0
2040 | ENT_2_SOCO | ENT | SOCO | Internal | Summer | B10 | 1262 | 2000 | 2388.66 | 43.93 | 53.32 | 8 | 1.39
2040 | ENT_2_SOCO | ENT | SOCO | Internal | Winter | B16 | 25 | 2000 | 6896.43 | 68.32 | 77.72 | 8 | 1.39
2040 | ENT_2_SOCO | ENT | SOCO | Internal | Winter | B17 | 100 | 2000 | 0 | 60.68 | 63.88 | 8 | 0
2040 | ENT_2_SOCO | ENT | SOCO | Internal | Winter | B18 | 400 | 2000 | 0 | 56.89 | 63.4 | 8 | 0
2040 | ENT_2_SOCO | ENT | SOCO | Internal | Winter | B19 | 700 | 2000 | 2345.65 | 54.01 | 63.4 | 8 | 1.39
2040 | ENT_2_SOCO | ENT | SOCO | Internal | Winter | B20 | 935 | 2000 | 4806.62 | 48.33 | 57.73 | 8 | 1.39
2040 | ENT_2_TVA_Transmission | ENT | TVA_Transmission | Internal | Shoulder | B11 | 25 | 2100 | 0 | 73.01 | 74.13 | 8 | 0
2040 | ENT_2_TVA_Transmission | ENT | TVA_Transmission | Internal | Shoulder | B12 | 200 | 2100 | 0 | 59.51 | 62.83 | 8 | 0
2040 | ENT_2_TVA_Transmission | ENT | TVA_Transmission | Internal | Shoulder | B13 | 600 | 2100 | 0 | 57.12 | 59.46 | 8 | 0
2040 | ENT_2_TVA_Transmission | ENT | TVA_Transmission | Internal | Shoulder | B14 | 900 | 2100 | 0 | 51.58 | 56.7 | 8 | 0
2040 | ENT_2_TVA_Transmission | ENT | TVA_Transmission | Internal | Shoulder | B15 | 1203 | 2100 | 0 | 46.34 | 53.24 | 8 | 0
2040 | ENT_2_TVA_Transmission | ENT | TVA_Transmission | Internal | Summer | B1 | 10 | 2100 | 0 | 87.55 | 93.85 | 8 | 0
2040 | ENT_2_TVA_Transmission | ENT | TVA_Transmission | Internal | Summer | B2 | 25 | 2100 | 0 | 90.08 | 93.61 | 8 | 0
2040 | ENT_2_TVA_Transmission | ENT | TVA_Transmission | Internal | Summer | B3 | 75 | 2100 | 0 | 89.19 | 92.48 | 8 | 0
2040 | ENT_2_TVA_Transmission | ENT | TVA_Transmission | Internal | Summer | B4 | 100 | 2100 | 0 | 88.91 | 89.58 | 8 | 0
2040 | ENT_2_TVA_Transmission | ENT | TVA_Transmission | Internal | Summer | B5 | 200 | 2100 | 0 | 84.85 | 85.01 | 8 | 0
2040 | ENT_2_TVA_Transmission | ENT | TVA_Transmission | Internal | Summer | B6 | 300 | 2100 | 0 | 73.49 | 72.62 | 8 | 0
2040 | ENT_2_TVA_Transmission | ENT | TVA_Transmission | Internal | Summer | B7 | 400 | 2100 | 0 | 60.7 | 62.74 | 8 | 0
2040 | ENT_2_TVA_Transmission | ENT | TVA_Transmission | Internal | Summer | B8 | 500 | 2100 | 0 | 55.21 | 57.19 | 8 | 0
2040 | ENT_2_TVA_Transmission | ENT | TVA_Transmission | Internal | Summer | B9 | 800 | 2100 | 0 | 50.12 | 53.65 | 8 | 0
2040 | ENT_2_TVA_Transmission | ENT | TVA_Transmission | Internal | Summer | B10 | 1262 | 2100 | 0 | 43.93 | 47.45 | 8 | 0
2040 | ENT_2_TVA_Transmission | ENT | TVA_Transmission | Internal | Winter | B16 | 25 | 2100 | 0 | 68.32 | 72.42 | 8 | 0
2040 | ENT_2_TVA_Transmission | ENT | TVA_Transmission | Internal | Winter | B17 | 100 | 2100 | 0 | 60.68 | 64.75 | 8 | 0
2040 | ENT_2_TVA_Transmission | ENT | TVA_Transmission | Internal | Winter | B18 | 400 | 2100 | 0 | 56.89 | 60.42 | 8 | 0
2040 | ENT_2_TVA_Transmission | ENT | TVA_Transmission | Internal | Winter | B19 | 700 | 2100 | 0 | 54.01 | 58.51 | 8 | 0
2040 | ENT_2_TVA_Transmission | ENT | TVA_Transmission | Internal | Winter | B20 | 935 | 2100 | 0 | 48.33 | 53.45 | 8 | 0
2040 | HQ_NEISO_2_NEISO | HQ_NEISO | NEISO | Internal | Shoulder | B11 | 25 | 99999 | 4523.29 | 55.14 | 55.15 | 0.01 | 0
2040 | HQ_NEISO_2_NEISO | HQ_NEISO | NEISO | Internal | Shoulder | B12 | 200 | 99999 | 4507.22 | 47.1 | 47.11 | 0.01 | 0
2040 | HQ_NEISO_2_NEISO | HQ_NEISO | NEISO | Internal | Shoulder | B13 | 600 | 99999 | 4443.92 | 45.21 | 45.22 | 0.01 | 0
2040 | HQ_NEISO_2_NEISO | HQ_NEISO | NEISO | Internal | Shoulder | B14 | 900 | 99999 | 4333.2 | 45.21 | 45.22 | 0.01 | 0
2040 | HQ_NEISO_2_NEISO | HQ_NEISO | NEISO | Internal | Shoulder | B15 | 1203 | 99999 | 2251.49 | 45.21 | 45.22 | 0.01 | 0
2040 | HQ_NEISO_2_NEISO | HQ_NEISO | NEISO | Internal | Summer | B1 | 10 | 99999 | 5420 | 75.39 | 75.4 | 0.01 | 0
2040 | HQ_NEISO_2_NEISO | HQ_NEISO | NEISO | Internal | Summer | B2 | 25 | 99999 | 5313.73 | 74.23 | 74.24 | 0.01 | 0
2040 | HQ_NEISO_2_NEISO | HQ_NEISO | NEISO | Internal | Summer | B3 | 75 | 99999 | 5101.91 | 73.06 | 73.07 | 0.01 | 0
2040 | HQ_NEISO_2_NEISO | HQ_NEISO | NEISO | Internal | Summer | B4 | 100 | 99999 | 4919.84 | 70.15 | 70.16 | 0.01 | 0
2040 | HQ_NEISO_2_NEISO | HQ_NEISO | NEISO | Internal | Summer | B5 | 200 | 99999 | 4820.81 | 65.58 | 65.59 | 0.01 | 0
2040 | HQ_NEISO_2_NEISO | HQ_NEISO | NEISO | Internal | Summer | B6 | 300 | 99999 | 4709.12 | 54.05 | 54.06 | 0.01 | 0
2040 | HQ_NEISO_2_NEISO | HQ_NEISO | NEISO | Internal | Summer | B7 | 400 | 99999 | 4581.14 | 45.57 | 45.58 | 0.01 | 0
2040 | HQ_NEISO_2_NEISO | HQ_NEISO | NEISO | Internal | Summer | B8 | 500 | 99999 | 4480.51 | 43.7 | 43.71 | 0.01 | 0
2040 | HQ_NEISO_2_NEISO | HQ_NEISO | NEISO | Internal | Summer | B9 | 800 | 99999 | 4357.25 | 41.34 | 41.35 | 0.01 | 0
2040 | HQ_NEISO_2_NEISO | HQ_NEISO | NEISO | Internal | Summer | B10 | 1262 | 99999 | 1940.57 | 41.34 | 41.35 | 0.01 | 0
2040 | HQ_NEISO_2_NEISO | HQ_NEISO | NEISO | Internal | Winter | B16 | 25 | 99999 | 4746.16 | 59.73 | 59.74 | 0.01 | 0
2040 | HQ_NEISO_2_NEISO | HQ_NEISO | NEISO | Internal | Winter | B17 | 100 | 99999 | 4656.71 | 57.11 | 57.12 | 0.01 | 0
2040 | HQ_NEISO_2_NEISO | HQ_NEISO | NEISO | Internal | Winter | B18 | 400 | 99999 | 4588.26 | 57.11 | 57.12 | 0.01 | 0
2040 | HQ_NEISO_2_NEISO | HQ_NEISO | NEISO | Internal | Winter | B19 | 700 | 99999 | 4460.73 | 57.11 | 57.12 | 0.01 | 0
2040 | HQ_NEISO_2_NEISO | HQ_NEISO | NEISO | Internal | Winter | B20 | 935 | 99999 | 2471.08 | 57.11 | 57.12 | 0.01 | 0
2040 | HQ_NY_2_NYISO_A-F | HQ_NY | NYISO_A-F | Internal | Shoulder | B11 | 25 | 99999 | 2812.27 | 59.15 | 59.16 | 0.01 | 0
2040 | HQ_NY_2_NYISO_A-F | HQ_NY | NYISO_A-F | Internal | Shoulder | B12 | 200 | 99999 | 2847.69 | 51.11 | 51.12 | 0.01 | 0
2040 | HQ_NY_2_NYISO_A-F | HQ_NY | NYISO_A-F | Internal | Shoulder | B13 | 600 | 99999 | 2781.85 | 49.22 | 49.23 | 0.01 | 0
2040 | HQ_NY_2_NYISO_A-F | HQ_NY | NYISO_A-F | Internal | Shoulder | B14 | 900 | 99999 | 2673.14 | 49.22 | 49.23 | 0.01 | 0
2040 | HQ_NY_2_NYISO_A-F | HQ_NY | NYISO_A-F | Internal | Shoulder | B15 | 1203 | 99999 | 1582.7 | 49.06 | 49.07 | 0.01 | 0
2040 | HQ_NY_2_NYISO_A-F | HQ_NY | NYISO_A-F | Internal | Summer | B1 | 10 | 99999 | 3500 | 78.65 | 78.66 | 0.01 | 0
2040 | HQ_NY_2_NYISO_A-F | HQ_NY | NYISO_A-F | Internal | Summer | B2 | 25 | 99999 | 3406.62 | 78.11 | 78.13 | 0.01 | 0
2040 | HQ_NY_2_NYISO_A-F | HQ_NY | NYISO_A-F | Internal | Summer | B3 | 75 | 99999 | 3266.6 | 76.98 | 76.99 | 0.01 | 0
2040 | HQ_NY_2_NYISO_A-F | HQ_NY | NYISO_A-F | Internal | Summer | B4 | 100 | 99999 | 3116.28 | 74.08 | 74.09 | 0.01 | 0
2040 | HQ_NY_2_NYISO_A-F | HQ_NY | NYISO_A-F | Internal | Summer | B5 | 200 | 99999 | 3025.49 | 69.51 | 69.52 | 0.01 | 0
2040 | HQ_NY_2_NYISO_A-F | HQ_NY | NYISO_A-F | Internal | Summer | B6 | 300 | 99999 | 2934.86 | 58.06 | 58.07 | 0.01 | 0
2040 | HQ_NY_2_NYISO_A-F | HQ_NY | NYISO_A-F | Internal | Summer | B7 | 400 | 99999 | 2830.75 | 49.58 | 49.6 | 0.01 | 0
2040 | HQ_NY_2_NYISO_A-F | HQ_NY | NYISO_A-F | Internal | Summer | B8 | 500 | 99999 | 2760.25 | 47.72 | 47.73 | 0.01 | 0
2040 | HQ_NY_2_NYISO_A-F | HQ_NY | NYISO_A-F | Internal | Summer | B9 | 800 | 99999 | 2664.71 | 45.35 | 45.36 | 0.01 | 0
2040 | HQ_NY_2_NYISO_A-F | HQ_NY | NYISO_A-F | Internal | Summer | B10 | 1262 | 99999 | 1436.31 | 45.35 | 45.36 | 0.01 | 0
2040 | HQ_NY_2_NYISO_A-F | HQ_NY | NYISO_A-F | Internal | Winter | B16 | 25 | 99999 | 3058.87 | 62.99 | 63 | 0.01 | 0
2040 | HQ_NY_2_NYISO_A-F | HQ_NY | NYISO_A-F | Internal | Winter | B17 | 100 | 99999 | 3001.1 | 60.37 | 60.38 | 0.01 | 0
2040 | HQ_NY_2_NYISO_A-F | HQ_NY | NYISO_A-F | Internal | Winter | B18 | 400 | 99999 | 2934.69 | 60.37 | 60.38 | 0.01 | 0
2040 | HQ_NY_2_NYISO_A-F | HQ_NY | NYISO_A-F | Internal | Winter | B19 | 700 | 99999 | 2819.07 | 59.56 | 59.57 | 0.01 | 0
2040 | HQ_NY_2_NYISO_A-F | HQ_NY | NYISO_A-F | Internal | Winter | B20 | 935 | 99999 | 1762.97 | 55.4 | 55.42 | 0.01 | 0
2040 | HQ_IESO_2_IESO | HQ_IESO | IESO | Internal | Shoulder | B11 | 25 | 99999 | 400 | 61.6 | 61.61 | 0.01 | 0
2040 | HQ_IESO_2_IESO | HQ_IESO | IESO | Internal | Shoulder | B12 | 200 | 99999 | 400 | 52.69 | 52.7 | 0.01 | 0
2040 | HQ_IESO_2_IESO | HQ_IESO | IESO | Internal | Shoulder | B13 | 600 | 99999 | 400 | 51.98 | 52 | 0.01 | 0
2040 | HQ_IESO_2_IESO | HQ_IESO | IESO | Internal | Shoulder | B14 | 900 | 99999 | 400 | 51.98 | 52 | 0.01 | 0
2040 | HQ_IESO_2_IESO | HQ_IESO | IESO | Internal | Shoulder | B15 | 1203 | 99999 | 75.48 | 51.98 | 52 | 0.01 | 0
2040 | HQ_IESO_2_IESO | HQ_IESO | IESO | Internal | Summer | B1 | 10 | 99999 | 400 | 78.8 | 78.81 | 0.01 | 0
2040 | HQ_IESO_2_IESO | HQ_IESO | IESO | Internal | Summer | B2 | 25 | 99999 | 400 | 78.57 | 78.58 | 0.01 | 0
2040 | HQ_IESO_2_IESO | HQ_IESO | IESO | Internal | Summer | B3 | 75 | 99999 | 400 | 76.64 | 76.65 | 0.01 | 0
2040 | HQ_IESO_2_IESO | HQ_IESO | IESO | Internal | Summer | B4 | 100 | 99999 | 400 | 76.64 | 76.65 | 0.01 | 0
2040 | HQ_IESO_2_IESO | HQ_IESO | IESO | Internal | Summer | B5 | 200 | 99999 | 400 | 72.07 | 72.08 | 0.01 | 0
2040 | HQ_IESO_2_IESO | HQ_IESO | IESO | Internal | Summer | B6 | 300 | 99999 | 400 | 60.47 | 60.48 | 0.01 | 0
2040 | HQ_IESO_2_IESO | HQ_IESO | IESO | Internal | Summer | B7 | 400 | 99999 | 400 | 51.99 | 52 | 0.01 | 0
2040 | HQ_IESO_2_IESO | HQ_IESO | IESO | Internal | Summer | B8 | 500 | 99999 | 400 | 47.77 | 47.78 | 0.01 | 0
2040 | HQ_IESO_2_IESO | HQ_IESO | IESO | Internal | Summer | B9 | 800 | 99999 | 400 | 47.77 | 47.78 | 0.01 | 0
2040 | HQ_IESO_2_IESO | HQ_IESO | IESO | Internal | Summer | B10 | 1262 | 99999 | 12.04 | 47.77 | 47.78 | 0.01 | 0
2040 | HQ_IESO_2_IESO | HQ_IESO | IESO | Internal | Winter | B16 | 25 | 99999 | 400 | 58.63 | 58.64 | 0.01 | 0
2040 | HQ_IESO_2_IESO | HQ_IESO | IESO | Internal | Winter | B17 | 100 | 99999 | 400 | 55.04 | 55.05 | 0.01 | 0
2040 | HQ_IESO_2_IESO | HQ_IESO | IESO | Internal | Winter | B18 | 400 | 99999 | 400 | 54.12 | 54.13 | 0.01 | 0
2040 | HQ_IESO_2_IESO | HQ_IESO | IESO | Internal | Winter | B19 | 700 | 99999 | 400 | 54.12 | 54.13 | 0.01 | 0
2040 | HQ_IESO_2_IESO | HQ_IESO | IESO | Internal | Winter | B20 | 935 | 99999 | 91.98 | 54.12 | 54.13 | 0.01 | 0
2040 | IESO_2_MAPP_CA | IESO | MAPP_CA | Internal | Shoulder | B11 | 25 | 262 | 0 | 61.61 | 62.5 | 7 | 0
2040 | IESO_2_MAPP_CA | IESO | MAPP_CA | Internal | Shoulder | B12 | 200 | 262 | 0 | 52.7 | 53.71 | 7 | 0
2040 | IESO_2_MAPP_CA | IESO | MAPP_CA | Internal | Shoulder | B13 | 600 | 262 | 0 | 52 | 49.26 | 7 | 0
2040 | IESO_2_MAPP_CA | IESO | MAPP_CA | Internal | Shoulder | B14 | 900 | 262 | 0 | 52 | 45.1 | 7 | 0
2040 | IESO_2_MAPP_CA | IESO | MAPP_CA | Internal | Shoulder | B15 | 1203 | 262 | 0 | 52 | 41.47 | 7 | 0
2040 | IESO_2_MAPP_CA | IESO | MAPP_CA | Internal | Summer | B1 | 10 | 262 | 0 | 78.81 | 78.92 | 7 | 0
2040 | IESO_2_MAPP_CA | IESO | MAPP_CA | Internal | Summer | B2 | 25 | 262 | 0 | 78.58 | 78.48 | 7 | 0
2040 | IESO_2_MAPP_CA | IESO | MAPP_CA | Internal | Summer | B3 | 75 | 262 | 0 | 76.65 | 81.49 | 7 | 0
2040 | IESO_2_MAPP_CA | IESO | MAPP_CA | Internal | Summer | B4 | 100 | 262 | 0 | 76.65 | 80.77 | 7 | 0
2040 | IESO_2_MAPP_CA | IESO | MAPP_CA | Internal | Summer | B5 | 200 | 262 | 0 | 72.08 | 76.89 | 7 | 0
2040 | IESO_2_MAPP_CA | IESO | MAPP_CA | Internal | Summer | B6 | 300 | 262 | 0 | 60.48 | 61.88 | 7 | 0
2040 | IESO_2_MAPP_CA | IESO | MAPP_CA | Internal | Summer | B7 | 400 | 262 | 0 | 52 | 53.97 | 7 | 0
2040 | IESO_2_MAPP_CA | IESO | MAPP_CA | Internal | Summer | B8 | 500 | 262 | 0 | 47.78 | 43.61 | 7 | 0
2040 | IESO_2_MAPP_CA | IESO | MAPP_CA | Internal | Summer | B9 | 800 | 262 | 0 | 47.78 | 39.78 | 7 | 0
2040 | IESO_2_MAPP_CA | IESO | MAPP_CA | Internal | Summer | B10 | 1262 | 262 | 0 | 47.78 | 37.47 | 7 | 0
2040 | IESO_2_MAPP_CA | IESO | MAPP_CA | Internal | Winter | B16 | 25 | 262 | 0 | 58.64 | 60.83 | 7 | 0
2040 | IESO_2_MAPP_CA | IESO | MAPP_CA | Internal | Winter | B17 | 100 | 262 | 0 | 55.05 | 53.18 | 7 | 0
2040 | IESO_2_MAPP_CA | IESO | MAPP_CA | Internal | Winter | B18 | 400 | 262 | 0 | 54.13 | 48.82 | 7 | 0
2040 | IESO_2_MAPP_CA | IESO | MAPP_CA | Internal | Winter | B19 | 700 | 262 | 0 | 54.13 | 46.91 | 7 | 0
2040 | IESO_2_MAPP_CA | IESO | MAPP_CA | Internal | Winter | B20 | 935 | 262 | 0 | 54.13 | 43.61 | 7 | 0
2040 | IESO_2_MISO_MI | IESO | MISO_MI | Internal | Shoulder | B11 | 25 | 1840 | 3384.9 | 61.61 | 70.53 | 7 | 1.92
2040 | IESO_2_MISO_MI | IESO | MISO_MI | Internal | Shoulder | B12 | 200 | 1840 | 344.65 | 52.7 | 59.7 | 7 | 0
2040 | IESO_2_MISO_MI | IESO | MISO_MI | Internal | Shoulder | B13 | 600 | 1840 | 0 | 52 | 55.25 | 7 | 0
2040 | IESO_2_MISO_MI | IESO | MISO_MI | Internal | Shoulder | B14 | 900 | 1840 | 0 | 52 | 51.1 | 7 | 0
2040 | IESO_2_MISO_MI | IESO | MISO_MI | Internal | Shoulder | B15 | 1203 | 1840 | 0 | 52 | 45.85 | 7 | 0
2040 | IESO_2_MISO_MI | IESO | MISO_MI | Internal | Summer | B1 | 10 | 1840 | 762.73 | 78.81 | 85.81 | 7 | 0
2040 | IESO_2_MISO_MI | IESO | MISO_MI | Internal | Summer | B2 | 25 | 1840 | 1681.17 | 78.58 | 85.58 | 7 | 0
2040 | IESO_2_MISO_MI | IESO | MISO_MI | Internal | Summer | B3 | 75 | 1840 | 2951.42 | 76.65 | 85.58 | 7 | 1.92
2040 | IESO_2_MISO_MI | IESO | MISO_MI | Internal | Summer | B4 | 100 | 1840 | 3936.51 | 76.65 | 85.58 | 7 | 1.92
2040 | IESO_2_MISO_MI | IESO | MISO_MI | Internal | Summer | B5 | 200 | 1840 | 4687.27 | 72.08 | 81.01 | 7 | 1.92
2040 | IESO_2_MISO_MI | IESO | MISO_MI | Internal | Summer | B6 | 300 | 1840 | 5304 | 60.48 | 69.4 | 7 | 1.92
2040 | IESO_2_MISO_MI | IESO | MISO_MI | Internal | Summer | B7 | 400 | 1840 | 3436.95 | 52 | 60.93 | 7 | 1.92
2040 | IESO_2_MISO_MI | IESO | MISO_MI | Internal | Summer | B8 | 500 | 1840 | 0 | 47.78 | 53.13 | 7 | 0
2040 | IESO_2_MISO_MI | IESO | MISO_MI | Internal | Summer | B9 | 800 | 1840 | 0 | 47.78 | 48.04 | 7 | 0
2040 | IESO_2_MISO_MI | IESO | MISO_MI | Internal | Summer | B10 | 1262 | 1840 | 0 | 47.78 | 41.85 | 7 | 0
2040 | IESO_2_MISO_MI | IESO | MISO_MI | Internal | Winter | B16 | 25 | 1840 | 1476.97 | 58.64 | 65.64 | 7 | 0
2040 | IESO_2_MISO_MI | IESO | MISO_MI | Internal | Winter | B17 | 100 | 1840 | 0 | 55.05 | 59.18 | 7 | 0
2040 | IESO_2_MISO_MI | IESO | MISO_MI | Internal | Winter | B18 | 400 | 1840 | 0 | 54.13 | 54.81 | 7 | 0
2040 | IESO_2_MISO_MI | IESO | MISO_MI | Internal | Winter | B19 | 700 | 1840 | 0 | 54.13 | 52.9 | 7 | 0
2040 | IESO_2_MISO_MI | IESO | MISO_MI | Internal | Winter | B20 | 935 | 1840 | 0 | 54.13 | 46.81 | 7 | 0
2040 | IESO_2_MISO_W | IESO | MISO_W | Internal | Shoulder | B11 | 25 | 140 | 0 | 61.61 | 66.04 | 7 | 0
2040 | IESO_2_MISO_W | IESO | MISO_W | Internal | Shoulder | B12 | 200 | 140 | 0 | 52.7 | 53.72 | 7 | 0
2040 | IESO_2_MISO_W | IESO | MISO_W | Internal | Shoulder | B13 | 600 | 140 | 0 | 52 | 49.27 | 7 | 0
2040 | IESO_2_MISO_W | IESO | MISO_W | Internal | Shoulder | B14 | 900 | 140 | 0 | 52 | 45.12 | 7 | 0
2040 | IESO_2_MISO_W | IESO | MISO_W | Internal | Shoulder | B15 | 1203 | 140 | 0 | 52 | 39.87 | 7 | 0
2040 | IESO_2_MISO_W | IESO | MISO_W | Internal | Summer | B1 | 10 | 140 | 0 | 78.81 | 82.46 | 7 | 0
2040 | IESO_2_MISO_W | IESO | MISO_W | Internal | Summer | B2 | 25 | 140 | 0 | 78.58 | 82.03 | 7 | 0
2040 | IESO_2_MISO_W | IESO | MISO_W | Internal | Summer | B3 | 75 | 140 | 140 | 76.65 | 85.04 | 7 | 1.38
2040 | IESO_2_MISO_W | IESO | MISO_W | Internal | Summer | B4 | 100 | 140 | 140 | 76.65 | 84.31 | 7 | 0.66
2040 | IESO_2_MISO_W | IESO | MISO_W | Internal | Summer | B5 | 200 | 140 | 140 | 72.08 | 80.43 | 7 | 1.35
2040 | IESO_2_MISO_W | IESO | MISO_W | Internal | Summer | B6 | 300 | 140 | 0 | 60.48 | 65.43 | 7 | 0
2040 | IESO_2_MISO_W | IESO | MISO_W | Internal | Summer | B7 | 400 | 140 | 0 | 52 | 57.52 | 7 | 0
2040 | IESO_2_MISO_W | IESO | MISO_W | Internal | Summer | B8 | 500 | 140 | 0 | 47.78 | 47.15 | 7 | 0
2040 | IESO_2_MISO_W | IESO | MISO_W | Internal | Summer | B9 | 800 | 140 | 0 | 47.78 | 42.06 | 7 | 0
2040 | IESO_2_MISO_W | IESO | MISO_W | Internal | Summer | B10 | 1262 | 140 | 0 | 47.78 | 35.87 | 7 | 0
2040 | IESO_2_MISO_W | IESO | MISO_W | Internal | Winter | B16 | 25 | 140 | 0 | 58.64 | 60.84 | 7 | 0
2040 | IESO_2_MISO_W | IESO | MISO_W | Internal | Winter | B17 | 100 | 140 | 0 | 55.05 | 53.2 | 7 | 0
2040 | IESO_2_MISO_W | IESO | MISO_W | Internal | Winter | B18 | 400 | 140 | 0 | 54.13 | 48.83 | 7 | 0
2040 | IESO_2_MISO_W | IESO | MISO_W | Internal | Winter | B19 | 700 | 140 | 0 | 54.13 | 46.92 | 7 | 0
2040 | IESO_2_MISO_W | IESO | MISO_W | Internal | Winter | B20 | 935 | 140 | 0 | 54.13 | 42 | 7 | 0
2040 | IESO_2_NYISO_A-F | IESO | NYISO_A-F | Internal | Shoulder | B11 | 25 | 1725 | 0 | 61.61 | 59.16 | 7 | 0
2040 | IESO_2_NYISO_A-F | IESO | NYISO_A-F | Internal | Shoulder | B12 | 200 | 1725 | 0 | 52.7 | 51.12 | 7 | 0
2040 | IESO_2_NYISO_A-F | IESO | NYISO_A-F | Internal | Shoulder | B13 | 600 | 1725 | 0 | 52 | 49.23 | 7 | 0
2040 | IESO_2_NYISO_A-F | IESO | NYISO_A-F | Internal | Shoulder | B14 | 900 | 1725 | 0 | 52 | 49.23 | 7 | 0
2040 | IESO_2_NYISO_A-F | IESO | NYISO_A-F | Internal | Shoulder | B15 | 1203 | 1725 | 0 | 52 | 49.07 | 7 | 0
2040 | IESO_2_NYISO_A-F | IESO | NYISO_A-F | Internal | Summer | B1 | 10 | 1725 | 0 | 78.81 | 78.66 | 7 | 0
2040 | IESO_2_NYISO_A-F | IESO | NYISO_A-F | Internal | Summer | B2 | 25 | 1725 | 0 | 78.58 | 78.13 | 7 | 0
2040 | IESO_2_NYISO_A-F | IESO | NYISO_A-F | Internal | Summer | B3 | 75 | 1725 | 0 | 76.65 | 76.99 | 7 | 0
2040 | IESO_2_NYISO_A-F | IESO | NYISO_A-F | Internal | Summer | B4 | 100 | 1725 | 0 | 76.65 | 74.09 | 7 | 0
2040 | IESO_2_NYISO_A-F | IESO | NYISO_A-F | Internal | Summer | B5 | 200 | 1725 | 0 | 72.08 | 69.52 | 7 | 0
2040 | IESO_2_NYISO_A-F | IESO | NYISO_A-F | Internal | Summer | B6 | 300 | 1725 | 0 | 60.48 | 58.07 | 7 | 0
2040 | IESO_2_NYISO_A-F | IESO | NYISO_A-F | Internal | Summer | B7 | 400 | 1725 | 0 | 52 | 49.6 | 7 | 0
2040 | IESO_2_NYISO_A-F | IESO | NYISO_A-F | Internal | Summer | B8 | 500 | 1725 | 0 | 47.78 | 47.73 | 7 | 0
2040 | IESO_2_NYISO_A-F | IESO | NYISO_A-F | Internal | Summer | B9 | 800 | 1725 | 0 | 47.78 | 45.36 | 7 | 0
2040 | IESO_2_NYISO_A-F | IESO | NYISO_A-F | Internal | Summer | B10 | 1262 | 1725 | 0 | 47.78 | 45.36 | 7 | 0
2040 | IESO_2_NYISO_A-F | IESO | NYISO_A-F | Internal | Winter | B16 | 25 | 1725 | 0 | 58.64 | 63 | 7 | 0
2040 | IESO_2_NYISO_A-F | IESO | NYISO_A-F | Internal | Winter | B17 | 100 | 1725 | 0 | 55.05 | 60.38 | 7 | 0
2040 | IESO_2_NYISO_A-F | IESO | NYISO_A-F | Internal | Winter | B18 | 400 | 1725 | 0 | 54.13 | 60.38 | 7 | 0
2040 | IESO_2_NYISO_A-F | IESO | NYISO_A-F | Internal | Winter | B19 | 700 | 1725 | 0 | 54.13 | 59.57 | 7 | 0
2040 | IESO_2_NYISO_A-F | IESO | NYISO_A-F | Internal | Winter | B20 | 935 | 1725 | 0 | 54.13 | 55.42 | 7 | 0
2040 | MAPP_CA_2_IESO | MAPP_CA | IESO | Internal | Shoulder | B11 | 25 | 330 | 0 | 62.5 | 61.61 | 8 | 0
2040 | MAPP_CA_2_IESO | MAPP_CA | IESO | Internal | Shoulder | B12 | 200 | 330 | 0 | 53.71 | 52.7 | 8 | 0
2040 | MAPP_CA_2_IESO | MAPP_CA | IESO | Internal | Shoulder | B13 | 600 | 330 | 0 | 49.26 | 52 | 8 | 0
2040 | MAPP_CA_2_IESO | MAPP_CA | IESO | Internal | Shoulder | B14 | 900 | 330 | 0 | 45.1 | 52 | 8 | 0
2040 | MAPP_CA_2_IESO | MAPP_CA | IESO | Internal | Shoulder | B15 | 1203 | 330 | 330 | 41.47 | 52 | 8 | 2.52
2040 | MAPP_CA_2_IESO | MAPP_CA | IESO | Internal | Summer | B1 | 10 | 330 | 0 | 78.92 | 78.81 | 8 | 0
2040 | MAPP_CA_2_IESO | MAPP_CA | IESO | Internal | Summer | B2 | 25 | 330 | 0 | 78.48 | 78.58 | 8 | 0
2040 | MAPP_CA_2_IESO | MAPP_CA | IESO | Internal | Summer | B3 | 75 | 330 | 0 | 81.49 | 76.65 | 8 | 0
2040 | MAPP_CA_2_IESO | MAPP_CA | IESO | Internal | Summer | B4 | 100 | 330 | 0 | 80.77 | 76.65 | 8 | 0
2040 | MAPP_CA_2_IESO | MAPP_CA | IESO | Internal | Summer | B5 | 200 | 330 | 0 | 76.89 | 72.08 | 8 | 0
2040 | MAPP_CA_2_IESO | MAPP_CA | IESO | Internal | Summer | B6 | 300 | 330 | 0 | 61.88 | 60.48 | 8 | 0
2040 | MAPP_CA_2_IESO | MAPP_CA | IESO | Internal | Summer | B7 | 400 | 330 | 0 | 53.97 | 52 | 8 | 0
2040 | MAPP_CA_2_IESO | MAPP_CA | IESO | Internal | Summer | B8 | 500 | 330 | 0 | 43.61 | 47.78 | 8 | 0
2040 | MAPP_CA_2_IESO | MAPP_CA | IESO | Internal | Summer | B9 | 800 | 330 | 289.64 | 39.78 | 47.78 | 8 | 0
2040 | MAPP_CA_2_IESO | MAPP_CA | IESO | Internal | Summer | B10 | 1262 | 330 | 330 | 37.47 | 47.78 | 8 | 2.31
2040 | MAPP_CA_2_IESO | MAPP_CA | IESO | Internal | Winter | B16 | 25 | 330 | 0 | 60.83 | 58.64 | 8 | 0
2040 | MAPP_CA_2_IESO | MAPP_CA | IESO | Internal | Winter | B17 | 100 | 330 | 0 | 53.18 | 55.05 | 8 | 0
2040 | MAPP_CA_2_IESO | MAPP_CA | IESO | Internal | Winter | B18 | 400 | 330 | 0 | 48.82 | 54.13 | 8 | 0
2040 | MAPP_CA_2_IESO | MAPP_CA | IESO | Internal | Winter | B19 | 700 | 330 | 0 | 46.91 | 54.13 | 8 | 0
2040 | MAPP_CA_2_IESO | MAPP_CA | IESO | Internal | Winter | B20 | 935 | 330 | 330 | 43.61 | 54.13 | 8 | 2.52
2040 | MAPP_CA_2_MISO_W | MAPP_CA | MISO_W | Internal | Shoulder | B11 | 25 | 1970 | 2526.67 | 62.5 | 66.04 | 0.01 | 3.53
2040 | MAPP_CA_2_MISO_W | MAPP_CA | MISO_W | Internal | Shoulder | B12 | 200 | 1970 | 1850.94 | 53.71 | 53.72 | 0.01 | 0
2040 | MAPP_CA_2_MISO_W | MAPP_CA | MISO_W | Internal | Shoulder | B13 | 600 | 1970 | 1875.14 | 49.26 | 49.27 | 0.01 | 0
2040 | MAPP_CA_2_MISO_W | MAPP_CA | MISO_W | Internal | Shoulder | B14 | 900 | 1970 | 1780.83 | 45.1 | 45.12 | 0.01 | 0
2040 | MAPP_CA_2_MISO_W | MAPP_CA | MISO_W | Internal | Shoulder | B15 | 1203 | 1970 | 0 | 41.47 | 39.87 | 0.01 | 0
2040 | MAPP_CA_2_MISO_W | MAPP_CA | MISO_W | Internal | Summer | B1 | 10 | 1970 | 2973.18 | 78.92 | 82.46 | 0.01 | 3.53
2040 | MAPP_CA_2_MISO_W | MAPP_CA | MISO_W | Internal | Summer | B2 | 25 | 1970 | 2935.95 | 78.48 | 82.03 | 0.01 | 3.53
2040 | MAPP_CA_2_MISO_W | MAPP_CA | MISO_W | Internal | Summer | B3 | 75 | 1970 | 2766.98 | 81.49 | 85.04 | 0.01 | 3.53
2040 | MAPP_CA_2_MISO_W | MAPP_CA | MISO_W | Internal | Summer | B4 | 100 | 1970 | 2659.22 | 80.77 | 84.31 | 0.01 | 3.53
2040 | MAPP_CA_2_MISO_W | MAPP_CA | MISO_W | Internal | Summer | B5 | 200 | 1970 | 2555.59 | 76.89 | 80.43 | 0.01 | 3.53
2040 | MAPP_CA_2_MISO_W | MAPP_CA | MISO_W | Internal | Summer | B6 | 300 | 1970 | 2446.43 | 61.88 | 65.43 | 0.01 | 3.53
2040 | MAPP_CA_2_MISO_W | MAPP_CA | MISO_W | Internal | Summer | B7 | 400 | 1970 | 2226.24 | 53.97 | 57.52 | 0.01 | 3.53
2040 | MAPP_CA_2_MISO_W | MAPP_CA | MISO_W | Internal | Summer | B8 | 500 | 1970 | 2148.5 | 43.61 | 47.15 | 0.01 | 3.53
2040 | MAPP_CA_2_MISO_W | MAPP_CA | MISO_W | Internal | Summer | B9 | 800 | 1970 | 1970 | 39.78 | 42.06 | 0.01 | 2.27
2040 | MAPP_CA_2_MISO_W | MAPP_CA | MISO_W | Internal | Summer | B10 | 1262 | 1970 | 0 | 37.47 | 35.87 | 0.01 | 0
2040 | MAPP_CA_2_MISO_W | MAPP_CA | MISO_W | Internal | Winter | B16 | 25 | 1970 | 1489.01 | 60.83 | 60.84 | 0.01 | 0
2040 | MAPP_CA_2_MISO_W | MAPP_CA | MISO_W | Internal | Winter | B17 | 100 | 1970 | 1112.84 | 53.18 | 53.2 | 0.01 | 0
2040 | MAPP_CA_2_MISO_W | MAPP_CA | MISO_W | Internal | Winter | B18 | 400 | 1970 | 1154.1 | 48.82 | 48.83 | 0.01 | 0
2040 | MAPP_CA_2_MISO_W | MAPP_CA | MISO_W | Internal | Winter | B19 | 700 | 1970 | 1013.36 | 46.91 | 46.92 | 0.01 | 0
2040 | MAPP_CA_2_MISO_W | MAPP_CA | MISO_W | Internal | Winter | B20 | 935 | 1970 | 0 | 43.61 | 42 | 0.01 | 0
2040 | MAPP_US_2_MAPP_CA | MAPP_US | MAPP_CA | Internal | Shoulder | B11 | 25 | 165 | 0 | 58.54 | 62.5 | 7 | 0
2040 | MAPP_US_2_MAPP_CA | MAPP_US | MAPP_CA | Internal | Shoulder | B12 | 200 | 165 | 165 | 46.23 | 53.71 | 7 | 0.48
2040 | MAPP_US_2_MAPP_CA | MAPP_US | MAPP_CA | Internal | Shoulder | B13 | 600 | 165 | 165 | 41.78 | 49.26 | 7 | 0.48
2040 | MAPP_US_2_MAPP_CA | MAPP_US | MAPP_CA | Internal | Shoulder | B14 | 900 | 165 | 0 | 38.12 | 45.1 | 7 | 0
2040 | MAPP_US_2_MAPP_CA | MAPP_US | MAPP_CA | Internal | Shoulder | B15 | 1203 | 165 | 1334.09 | 32.87 | 41.47 | 7 | 1.6
2040 | MAPP_US_2_MAPP_CA | MAPP_US | MAPP_CA | Internal | Summer | B1 | 10 | 165 | 0 | 75.46 | 78.92 | 7 | 0
2040 | MAPP_US_2_MAPP_CA | MAPP_US | MAPP_CA | Internal | Summer | B2 | 25 | 165 | 0 | 75.03 | 78.48 | 7 | 0
2040 | MAPP_US_2_MAPP_CA | MAPP_US | MAPP_CA | Internal | Summer | B3 | 75 | 165 | 0 | 78.04 | 81.49 | 7 | 0
2040 | MAPP_US_2_MAPP_CA | MAPP_US | MAPP_CA | Internal | Summer | B4 | 100 | 165 | 0 | 77.31 | 80.77 | 7 | 0
2040 | MAPP_US_2_MAPP_CA | MAPP_US | MAPP_CA | Internal | Summer | B5 | 200 | 165 | 0 | 73.43 | 76.89 | 7 | 0
2040 | MAPP_US_2_MAPP_CA | MAPP_US | MAPP_CA | Internal | Summer | B6 | 300 | 165 | 0 | 58.43 | 61.88 | 7 | 0
2040 | MAPP_US_2_MAPP_CA | MAPP_US | MAPP_CA | Internal | Summer | B7 | 400 | 165 | 0 | 50.02 | 53.97 | 7 | 0
2040 | MAPP_US_2_MAPP_CA | MAPP_US | MAPP_CA | Internal | Summer | B8 | 500 | 165 | 0 | 39.66 | 43.61 | 7 | 0
2040 | MAPP_US_2_MAPP_CA | MAPP_US | MAPP_CA | Internal | Summer | B9 | 800 | 165 | 0 | 34.57 | 39.78 | 7 | 0
2040 | MAPP_US_2_MAPP_CA | MAPP_US | MAPP_CA | Internal | Summer | B10 | 1262 | 165 | 1291.06 | 28.87 | 37.47 | 7 | 1.6
2040 | MAPP_US_2_MAPP_CA | MAPP_US | MAPP_CA | Internal | Winter | B16 | 25 | 165 | 165 | 53.34 | 60.83 | 7 | 0.48
2040 | MAPP_US_2_MAPP_CA | MAPP_US | MAPP_CA | Internal | Winter | B17 | 100 | 165 | 165 | 45.7 | 53.18 | 7 | 0.48
2040 | MAPP_US_2_MAPP_CA | MAPP_US | MAPP_CA | Internal | Winter | B18 | 400 | 165 | 165 | 41.34 | 48.82 | 7 | 0.48
2040 | MAPP_US_2_MAPP_CA | MAPP_US | MAPP_CA | Internal | Winter | B19 | 700 | 165 | 0 | 39.92 | 46.91 | 7 | 0
2040 | MAPP_US_2_MAPP_CA | MAPP_US | MAPP_CA | Internal | Winter | B20 | 935 | 165 | 1452.7 | 35 | 43.61 | 7 | 1.6
2040 | MAPP_US_2_MISO_W | MAPP_US | MISO_W | Internal | Shoulder | B11 | 25 | 2635 | 3037.46 | 58.54 | 66.04 | 7 | 0.5
2040 | MAPP_US_2_MISO_W | MAPP_US | MISO_W | Internal | Shoulder | B12 | 200 | 2635 | 2892.41 | 46.23 | 53.72 | 7 | 0.5
2040 | MAPP_US_2_MISO_W | MAPP_US | MISO_W | Internal | Shoulder | B13 | 600 | 2635 | 3207.53 | 41.78 | 49.27 | 7 | 0.5
2040 | MAPP_US_2_MISO_W | MAPP_US | MISO_W | Internal | Shoulder | B14 | 900 | 2635 | 2382.45 | 38.12 | 45.12 | 7 | 0
2040 | MAPP_US_2_MISO_W | MAPP_US | MISO_W | Internal | Shoulder | B15 | 1203 | 2635 | 1611.77 | 32.87 | 39.87 | 7 | 0
2040 | MAPP_US_2_MISO_W | MAPP_US | MISO_W | Internal | Summer | B1 | 10 | 2635 | 633.1 | 75.46 | 82.46 | 7 | 0
2040 | MAPP_US_2_MISO_W | MAPP_US | MISO_W | Internal | Summer | B2 | 25 | 2635 | 1627.4 | 75.03 | 82.03 | 7 | 0
2040 | MAPP_US_2_MISO_W | MAPP_US | MISO_W | Internal | Summer | B3 | 75 | 2635 | 1638.81 | 78.04 | 85.04 | 7 | 0
2040 | MAPP_US_2_MISO_W | MAPP_US | MISO_W | Internal | Summer | B4 | 100 | 2635 | 2277.57 | 77.31 | 84.31 | 7 | 0
2040 | MAPP_US_2_MISO_W | MAPP_US | MISO_W | Internal | Summer | B5 | 200 | 2635 | 2027.35 | 73.43 | 80.43 | 7 | 0
2040 | MAPP_US_2_MISO_W | MAPP_US | MISO_W | Internal | Summer | B6 | 300 | 2635 | 2358.67 | 58.43 | 65.43 | 7 | 0
2040 | MAPP_US_2_MISO_W | MAPP_US | MISO_W | Internal | Summer | B7 | 400 | 2635 | 2908.36 | 50.02 | 57.52 | 7 | 0.5
2040 | MAPP_US_2_MISO_W | MAPP_US | MISO_W | Internal | Summer | B8 | 500 | 2635 | 3672.47 | 39.66 | 47.15 | 7 | 0.5
2040 | MAPP_US_2_MISO_W | MAPP_US | MISO_W | Internal | Summer | B9 | 800 | 2635 | 3232.76 | 34.57 | 42.06 | 7 | 0.5
2040 | MAPP_US_2_MISO_W | MAPP_US | MISO_W | Internal | Summer | B10 | 1262 | 2635 | 2278.42 | 28.87 | 35.87 | 7 | 0
2040 | MAPP_US_2_MISO_W | MAPP_US | MISO_W | Internal | Winter | B16 | 25 | 2635 | 5682.24 | 53.34 | 60.84 | 7 | 0.5
2040 | MAPP_US_2_MISO_W | MAPP_US | MISO_W | Internal | Winter | B17 | 100 | 2635 | 4402.28 | 45.7 | 53.2 | 7 | 0.5
2040 | MAPP_US_2_MISO_W | MAPP_US | MISO_W | Internal | Winter | B18 | 400 | 2635 | 4058.95 | 41.34 | 48.83 | 7 | 0.5
2040 | MAPP_US_2_MISO_W | MAPP_US | MISO_W | Internal | Winter | B19 | 700 | 2635 | 2513.22 | 39.92 | 46.92 | 7 | 0
2040 | MAPP_US_2_MISO_W | MAPP_US | MISO_W | Internal | Winter | B20 | 935 | 2635 | 1990.91 | 35 | 42 | 7 | 0
2040 | MAPP_US_2_NE | MAPP_US | NE | Internal | Shoulder | B11 | 25 | 2000 | 0 | 58.54 | 59.81 | 7 | 0
2040 | MAPP_US_2_NE | MAPP_US | NE | Internal | Shoulder | B12 | 200 | 2000 | 0 | 46.23 | 47.49 | 7 | 0
2040 | MAPP_US_2_NE | MAPP_US | NE | Internal | Shoulder | B13 | 600 | 2000 | 0 | 41.78 | 43.04 | 7 | 0
2040 | MAPP_US_2_NE | MAPP_US | NE | Internal | Shoulder | B14 | 900 | 2000 | 0 | 38.12 | 38.89 | 7 | 0
2040 | MAPP_US_2_NE | MAPP_US | NE | Internal | Shoulder | B15 | 1203 | 2000 | 0 | 32.87 | 33.64 | 7 | 0
2040 | MAPP_US_2_NE | MAPP_US | NE | Internal | Summer | B1 | 10 | 2000 | 0 | 75.46 | 76.23 | 7 | 0
2040 | MAPP_US_2_NE | MAPP_US | NE | Internal | Summer | B2 | 25 | 2000 | 0 | 75.03 | 75.8 | 7 | 0
2040 | MAPP_US_2_NE | MAPP_US | NE | Internal | Summer | B3 | 75 | 2000 | 0 | 78.04 | 78.81 | 7 | 0
2040 | MAPP_US_2_NE | MAPP_US | NE | Internal | Summer | B4 | 100 | 2000 | 0 | 77.31 | 78.08 | 7 | 0
2040 | MAPP_US_2_NE | MAPP_US | NE | Internal | Summer | B5 | 200 | 2000 | 0 | 73.43 | 74.2 | 7 | 0
2040 | MAPP_US_2_NE | MAPP_US | NE | Internal | Summer | B6 | 300 | 2000 | 0 | 58.43 | 59.2 | 7 | 0
2040 | MAPP_US_2_NE | MAPP_US | NE | Internal | Summer | B7 | 400 | 2000 | 0 | 50.02 | 51.29 | 7 | 0
2040 | MAPP_US_2_NE | MAPP_US | NE | Internal | Summer | B8 | 500 | 2000 | 0 | 39.66 | 40.92 | 7 | 0
2040 | MAPP_US_2_NE | MAPP_US | NE | Internal | Summer | B9 | 800 | 2000 | 0 | 34.57 | 35.83 | 7 | 0
2040 | MAPP_US_2_NE | MAPP_US | NE | Internal | Summer | B10 | 1262 | 2000 | 0 | 28.87 | 29.64 | 7 | 0
2040 | MAPP_US_2_NE | MAPP_US | NE | Internal | Winter | B16 | 25 | 2000 | 0 | 53.34 | 54.61 | 7 | 0
2040 | MAPP_US_2_NE | MAPP_US | NE | Internal | Winter | B17 | 100 | 2000 | 0 | 45.7 | 46.97 | 7 | 0
2040 | MAPP_US_2_NE | MAPP_US | NE | Internal | Winter | B18 | 400 | 2000 | 0 | 41.34 | 42.6 | 7 | 0
2040 | MAPP_US_2_NE | MAPP_US | NE | Internal | Winter | B19 | 700 | 2000 | 0 | 39.92 | 40.69 | 7 | 0
2040 | MAPP_US_2_NE | MAPP_US | NE | Internal | Winter | B20 | 935 | 2000 | 0 | 35 | 35.77 | 7 | 0
2040 | MARITIMES_2_NEISO | MARITIMES | NEISO | Internal | Shoulder | B11 | 25 | 99999 | 1720.66 | 55.14 | 55.15 | 0.01 | 0
2040 | MARITIMES_2_NEISO | MARITIMES | NEISO | Internal | Shoulder | B12 | 200 | 99999 | 1717.44 | 47.1 | 47.11 | 0.01 | 0
2040 | MARITIMES_2_NEISO | MARITIMES | NEISO | Internal | Shoulder | B13 | 600 | 99999 | 1704.78 | 45.21 | 45.22 | 0.01 | 0
2040 | MARITIMES_2_NEISO | MARITIMES | NEISO | Internal | Shoulder | B14 | 900 | 99999 | 1682.64 | 45.21 | 45.22 | 0.01 | 0
2040 | MARITIMES_2_NEISO | MARITIMES | NEISO | Internal | Shoulder | B15 | 1203 | 99999 | 648.08 | 45.21 | 45.22 | 0.01 | 0
2040 | MARITIMES_2_NEISO | MARITIMES | NEISO | Internal | Summer | B1 | 10 | 99999 | 1900 | 75.39 | 75.4 | 0.01 | 0
2040 | MARITIMES_2_NEISO | MARITIMES | NEISO | Internal | Summer | B2 | 25 | 99999 | 1878.75 | 74.23 | 74.24 | 0.01 | 0
2040 | MARITIMES_2_NEISO | MARITIMES | NEISO | Internal | Summer | B3 | 75 | 99999 | 1836.38 | 73.06 | 73.07 | 0.01 | 0
2040 | MARITIMES_2_NEISO | MARITIMES | NEISO | Internal | Summer | B4 | 100 | 99999 | 1799.97 | 70.15 | 70.16 | 0.01 | 0
2040 | MARITIMES_2_NEISO | MARITIMES | NEISO | Internal | Summer | B5 | 200 | 99999 | 1780.16 | 65.58 | 65.59 | 0.01 | 0
2040 | MARITIMES_2_NEISO | MARITIMES | NEISO | Internal | Summer | B6 | 300 | 99999 | 1757.82 | 54.05 | 54.06 | 0.01 | 0
2040 | MARITIMES_2_NEISO | MARITIMES | NEISO | Internal | Summer | B7 | 400 | 99999 | 1732.23 | 45.57 | 45.58 | 0.01 | 0
2040 | MARITIMES_2_NEISO | MARITIMES | NEISO | Internal | Summer | B8 | 500 | 99999 | 1712.1 | 43.7 | 43.71 | 0.01 | 0
2040 | MARITIMES_2_NEISO | MARITIMES | NEISO | Internal | Summer | B9 | 800 | 99999 | 1687.45 | 41.34 | 41.35 | 0.01 | 0
2040 | MARITIMES_2_NEISO | MARITIMES | NEISO | Internal | Summer | B10 | 1262 | 99999 | 465.06 | 41.34 | 41.35 | 0.01 | 0
2040 | MARITIMES_2_NEISO | MARITIMES | NEISO | Internal | Winter | B16 | 25 | 99999 | 1765.23 | 59.73 | 59.74 | 0.01 | 0
2040 | MARITIMES_2_NEISO | MARITIMES | NEISO | Internal | Winter | B17 | 100 | 99999 | 1747.34 | 57.11 | 57.12 | 0.01 | 0
2040 | MARITIMES_2_NEISO | MARITIMES | NEISO | Internal | Winter | B18 | 400 | 99999 | 1733.65 | 57.11 | 57.12 | 0.01 | 0
2040 | MARITIMES_2_NEISO | MARITIMES | NEISO | Internal | Winter | B19 | 700 | 99999 | 1708.15 | 57.11 | 57.12 | 0.01 | 0
2040 | MARITIMES_2_NEISO | MARITIMES | NEISO | Internal | Winter | B20 | 935 | 99999 | 723.43 | 57.11 | 57.12 | 0.01 | 0
2040 | MISO_IN_2_MISO_MI | MISO_IN | MISO_MI | Internal | Shoulder | B11 | 25 | 5000 | 683.97 | 70.52 | 70.53 | 0.01 | 0
2040 | MISO_IN_2_MISO_MI | MISO_IN | MISO_MI | Internal | Shoulder | B12 | 200 | 5000 | 5830.65 | 58.2 | 59.7 | 0.01 | 1.49
2040 | MISO_IN_2_MISO_MI | MISO_IN | MISO_MI | Internal | Shoulder | B13 | 600 | 5000 | 6819.21 | 53.75 | 55.25 | 0.01 | 1.49
2040 | MISO_IN_2_MISO_MI | MISO_IN | MISO_MI | Internal | Shoulder | B14 | 900 | 5000 | 7230.52 | 49.59 | 51.1 | 0.01 | 1.49
2040 | MISO_IN_2_MISO_MI | MISO_IN | MISO_MI | Internal | Shoulder | B15 | 1203 | 5000 | 5103.26 | 44.35 | 45.85 | 0.01 | 1.49
2040 | MISO_IN_2_MISO_MI | MISO_IN | MISO_MI | Internal | Summer | B1 | 10 | 5000 | 0 | 85.83 | 85.81 | 0.01 | 0
2040 | MISO_IN_2_MISO_MI | MISO_IN | MISO_MI | Internal | Summer | B2 | 25 | 5000 | 0 | 85.6 | 85.58 | 0.01 | 0
2040 | MISO_IN_2_MISO_MI | MISO_IN | MISO_MI | Internal | Summer | B3 | 75 | 5000 | 0 | 85.6 | 85.58 | 0.01 | 0
2040 | MISO_IN_2_MISO_MI | MISO_IN | MISO_MI | Internal | Summer | B4 | 100 | 5000 | 0 | 85.59 | 85.58 | 0.01 | 0
2040 | MISO_IN_2_MISO_MI | MISO_IN | MISO_MI | Internal | Summer | B5 | 200 | 5000 | 0 | 81.02 | 81.01 | 0.01 | 0
2040 | MISO_IN_2_MISO_MI | MISO_IN | MISO_MI | Internal | Summer | B6 | 300 | 5000 | 0 | 69.42 | 69.4 | 0.01 | 0
2040 | MISO_IN_2_MISO_MI | MISO_IN | MISO_MI | Internal | Summer | B7 | 400 | 5000 | 2475.53 | 60.91 | 60.93 | 0.01 | 0
2040 | MISO_IN_2_MISO_MI | MISO_IN | MISO_MI | Internal | Summer | B8 | 500 | 5000 | 5776.55 | 51.63 | 53.13 | 0.01 | 1.49
2040 | MISO_IN_2_MISO_MI | MISO_IN | MISO_MI | Internal | Summer | B9 | 800 | 5000 | 6180.16 | 46.54 | 48.04 | 0.01 | 1.49
2040 | MISO_IN_2_MISO_MI | MISO_IN | MISO_MI | Internal | Summer | B10 | 1262 | 5000 | 6063.3 | 40.35 | 41.85 | 0.01 | 1.49
2040 | MISO_IN_2_MISO_MI | MISO_IN | MISO_MI | Internal | Winter | B16 | 25 | 5000 | 5000 | 65.32 | 65.64 | 0.01 | 0.31
2040 | MISO_IN_2_MISO_MI | MISO_IN | MISO_MI | Internal | Winter | B17 | 100 | 5000 | 6606.55 | 57.68 | 59.18 | 0.01 | 1.49
2040 | MISO_IN_2_MISO_MI | MISO_IN | MISO_MI | Internal | Winter | B18 | 400 | 5000 | 6817.51 | 53.31 | 54.81 | 0.01 | 1.49
2040 | MISO_IN_2_MISO_MI | MISO_IN | MISO_MI | Internal | Winter | B19 | 700 | 5000 | 5783.2 | 51.4 | 52.9 | 0.01 | 1.49
2040 | MISO_IN_2_MISO_MI | MISO_IN | MISO_MI | Internal | Winter | B20 | 935 | 5000 | 5000 | 46.34 | 46.81 | 0.01 | 0.45
2040 | MISO_IN_2_MISO_MO-IL | MISO_IN | MISO_MO-IL | Internal | Shoulder | B11 | 25 | 5000 | 0 | 70.52 | 69.63 | 0.01 | 0
2040 | MISO_IN_2_MISO_MO-IL | MISO_IN | MISO_MO-IL | Internal | Shoulder | B12 | 200 | 5000 | 0 | 58.2 | 57.31 | 0.01 | 0
2040 | MISO_IN_2_MISO_MO-IL | MISO_IN | MISO_MO-IL | Internal | Shoulder | B13 | 600 | 5000 | 0 | 53.75 | 52.86 | 0.01 | 0
2040 | MISO_IN_2_MISO_MO-IL | MISO_IN | MISO_MO-IL | Internal | Shoulder | B14 | 900 | 5000 | 0 | 49.59 | 48.7 | 0.01 | 0
2040 | MISO_IN_2_MISO_MO-IL | MISO_IN | MISO_MO-IL | Internal | Shoulder | B15 | 1203 | 5000 | 0 | 44.35 | 43.46 | 0.01 | 0
2040 | MISO_IN_2_MISO_MO-IL | MISO_IN | MISO_MO-IL | Internal | Summer | B1 | 10 | 5000 | 1134.63 | 85.83 | 85.85 | 0.01 | 0
2040 | MISO_IN_2_MISO_MO-IL | MISO_IN | MISO_MO-IL | Internal | Summer | B2 | 25 | 5000 | 1561.9 | 85.6 | 85.61 | 0.01 | 0
2040 | MISO_IN_2_MISO_MO-IL | MISO_IN | MISO_MO-IL | Internal | Summer | B3 | 75 | 5000 | 607.45 | 85.6 | 85.61 | 0.01 | 0
2040 | MISO_IN_2_MISO_MO-IL | MISO_IN | MISO_MO-IL | Internal | Summer | B4 | 100 | 5000 | 0 | 85.59 | 85.58 | 0.01 | 0
2040 | MISO_IN_2_MISO_MO-IL | MISO_IN | MISO_MO-IL | Internal | Summer | B5 | 200 | 5000 | 0 | 81.02 | 81.01 | 0.01 | 0
2040 | MISO_IN_2_MISO_MO-IL | MISO_IN | MISO_MO-IL | Internal | Summer | B6 | 300 | 5000 | 0 | 69.42 | 68.52 | 0.01 | 0
2040 | MISO_IN_2_MISO_MO-IL | MISO_IN | MISO_MO-IL | Internal | Summer | B7 | 400 | 5000 | 0 | 60.91 | 60.02 | 0.01 | 0
2040 | MISO_IN_2_MISO_MO-IL | MISO_IN | MISO_MO-IL | Internal | Summer | B8 | 500 | 5000 | 0 | 51.63 | 50.74 | 0.01 | 0
2040 | MISO_IN_2_MISO_MO-IL | MISO_IN | MISO_MO-IL | Internal | Summer | B9 | 800 | 5000 | 0 | 46.54 | 45.65 | 0.01 | 0
2040 | MISO_IN_2_MISO_MO-IL | MISO_IN | MISO_MO-IL | Internal | Summer | B10 | 1262 | 5000 | 0 | 40.35 | 39.45 | 0.01 | 0
2040 | MISO_IN_2_MISO_MO-IL | MISO_IN | MISO_MO-IL | Internal | Winter | B16 | 25 | 5000 | 0 | 65.32 | 64.42 | 0.01 | 0
2040 | MISO_IN_2_MISO_MO-IL | MISO_IN | MISO_MO-IL | Internal | Winter | B17 | 100 | 5000 | 0 | 57.68 | 56.78 | 0.01 | 0
2040 | MISO_IN_2_MISO_MO-IL | MISO_IN | MISO_MO-IL | Internal | Winter | B18 | 400 | 5000 | 0 | 53.31 | 52.42 | 0.01 | 0
2040 | MISO_IN_2_MISO_MO-IL | MISO_IN | MISO_MO-IL | Internal | Winter | B19 | 700 | 5000 | 0 | 51.4 | 50.51 | 0.01 | 0
2040 | MISO_IN_2_MISO_MO-IL | MISO_IN | MISO_MO-IL | Internal | Winter | B20 | 935 | 5000 | 0 | 46.34 | 45.45 | 0.01 | 0
2040 | MISO_IN_2_NonRTO_Midwest | MISO_IN | NonRTO_Midwest | Internal | Shoulder | B11 | 25 | 4800 | 1745.38 | 70.52 | 78.52 | 8 | 0
2040 | MISO_IN_2_NonRTO_Midwest | MISO_IN | NonRTO_Midwest | Internal | Shoulder | B12 | 200 | 4800 | 1105.43 | 58.2 | 66.2 | 8 | 0
2040 | MISO_IN_2_NonRTO_Midwest | MISO_IN | NonRTO_Midwest | Internal | Shoulder | B13 | 600 | 4800 | 488.9 | 53.75 | 61.75 | 8 | 0
2040 | MISO_IN_2_NonRTO_Midwest | MISO_IN | NonRTO_Midwest | Internal | Shoulder | B14 | 900 | 4800 | 0 | 49.59 | 55.68 | 8 | 0
2040 | MISO_IN_2_NonRTO_Midwest | MISO_IN | NonRTO_Midwest | Internal | Shoulder | B15 | 1203 | 4800 | 0 | 44.35 | 45.24 | 8 | 0
2040 | MISO_IN_2_NonRTO_Midwest | MISO_IN | NonRTO_Midwest | Internal | Summer | B1 | 10 | 4800 | 2768.06 | 85.83 | 93.83 | 8 | 0
2040 | MISO_IN_2_NonRTO_Midwest | MISO_IN | NonRTO_Midwest | Internal | Summer | B2 | 25 | 4800 | 2549.02 | 85.6 | 93.6 | 8 | 0
2040 | MISO_IN_2_NonRTO_Midwest | MISO_IN | NonRTO_Midwest | Internal | Summer | B3 | 75 | 4800 | 1988.74 | 85.6 | 93.6 | 8 | 0
2040 | MISO_IN_2_NonRTO_Midwest | MISO_IN | NonRTO_Midwest | Internal | Summer | B4 | 100 | 4800 | 1522.35 | 85.59 | 93.59 | 8 | 0
2040 | MISO_IN_2_NonRTO_Midwest | MISO_IN | NonRTO_Midwest | Internal | Summer | B5 | 200 | 4800 | 1199.46 | 81.02 | 89.02 | 8 | 0
2040 | MISO_IN_2_NonRTO_Midwest | MISO_IN | NonRTO_Midwest | Internal | Summer | B6 | 300 | 4800 | 660.46 | 69.42 | 77.42 | 8 | 0
2040 | MISO_IN_2_NonRTO_Midwest | MISO_IN | NonRTO_Midwest | Internal | Summer | B7 | 400 | 4800 | 0 | 60.91 | 61.85 | 8 | 0
2040 | MISO_IN_2_NonRTO_Midwest | MISO_IN | NonRTO_Midwest | Internal | Summer | B8 | 500 | 4800 | 0 | 51.63 | 49.81 | 8 | 0
2040 | MISO_IN_2_NonRTO_Midwest | MISO_IN | NonRTO_Midwest | Internal | Summer | B9 | 800 | 4800 | 0 | 46.54 | 45.65 | 8 | 0
2040 | MISO_IN_2_NonRTO_Midwest | MISO_IN | NonRTO_Midwest | Internal | Summer | B10 | 1262 | 4800 | 0 | 40.35 | 39.45 | 8 | 0
2040 | MISO_IN_2_NonRTO_Midwest | MISO_IN | NonRTO_Midwest | Internal | Winter | B16 | 25 | 4800 | 2561.49 | 65.32 | 73.32 | 8 | 0
2040 | MISO_IN_2_NonRTO_Midwest | MISO_IN | NonRTO_Midwest | Internal | Winter | B17 | 100 | 4800 | 1386.9 | 57.68 | 65.68 | 8 | 0
2040 | MISO_IN_2_NonRTO_Midwest | MISO_IN | NonRTO_Midwest | Internal | Winter | B18 | 400 | 4800 | 434.99 | 53.31 | 61.31 | 8 | 0
2040 | MISO_IN_2_NonRTO_Midwest | MISO_IN | NonRTO_Midwest | Internal | Winter | B19 | 700 | 4800 | 0 | 51.4 | 57.5 | 8 | 0
2040 | MISO_IN_2_NonRTO_Midwest | MISO_IN | NonRTO_Midwest | Internal | Winter | B20 | 935 | 4800 | 0 | 46.34 | 45.45 | 8 | 0
2040 | MISO_IN_2_PJM_ROR | MISO_IN | PJM_ROR | Internal | Shoulder | B11 | 25 | 992 | 0 | 70.52 | 68.55 | 2 | 0
2040 | MISO_IN_2_PJM_ROR | MISO_IN | PJM_ROR | Internal | Shoulder | B12 | 200 | 992 | 992 | 58.2 | 60.49 | 2 | 0.29
2040 | MISO_IN_2_PJM_ROR | MISO_IN | PJM_ROR | Internal | Shoulder | B13 | 600 | 992 | 992 | 53.75 | 56.57 | 2 | 0.82
2040 | MISO_IN_2_PJM_ROR | MISO_IN | PJM_ROR | Internal | Shoulder | B14 | 900 | 992 | 992 | 49.59 | 52.49 | 2 | 0.9
2040 | MISO_IN_2_PJM_ROR | MISO_IN | PJM_ROR | Internal | Shoulder | B15 | 1203 | 992 | 992 | 44.35 | 47.24 | 2 | 0.9
2040 | MISO_IN_2_PJM_ROR | MISO_IN | PJM_ROR | Internal | Summer | B1 | 10 | 992 | 992 | 85.83 | 88.15 | 2 | 0.31
2040 | MISO_IN_2_PJM_ROR | MISO_IN | PJM_ROR | Internal | Summer | B2 | 25 | 992 | 992 | 85.6 | 87.61 | 2 | 0.01
2040 | MISO_IN_2_PJM_ROR | MISO_IN | PJM_ROR | Internal | Summer | B3 | 75 | 992 | 0 | 85.6 | 86.48 | 2 | 0
2040 | MISO_IN_2_PJM_ROR | MISO_IN | PJM_ROR | Internal | Summer | B4 | 100 | 992 | 0 | 85.59 | 83.58 | 2 | 0
2040 | MISO_IN_2_PJM_ROR | MISO_IN | PJM_ROR | Internal | Summer | B5 | 200 | 992 | 0 | 81.02 | 79.01 | 2 | 0
2040 | MISO_IN_2_PJM_ROR | MISO_IN | PJM_ROR | Internal | Summer | B6 | 300 | 992 | 0 | 69.42 | 67.43 | 2 | 0
2040 | MISO_IN_2_PJM_ROR | MISO_IN | PJM_ROR | Internal | Summer | B7 | 400 | 992 | 0 | 60.91 | 58.95 | 2 | 0
2040 | MISO_IN_2_PJM_ROR | MISO_IN | PJM_ROR | Internal | Summer | B8 | 500 | 992 | 0 | 51.63 | 51.74 | 2 | 0
2040 | MISO_IN_2_PJM_ROR | MISO_IN | PJM_ROR | Internal | Summer | B9 | 800 | 992 | 0 | 46.54 | 47.65 | 2 | 0
2040 | MISO_IN_2_PJM_ROR | MISO_IN | PJM_ROR | Internal | Summer | B10 | 1262 | 992 | 992 | 40.35 | 43.24 | 2 | 0.9
2040 | MISO_IN_2_PJM_ROR | MISO_IN | PJM_ROR | Internal | Winter | B16 | 25 | 992 | 992 | 65.32 | 68.21 | 2 | 0.9
2040 | MISO_IN_2_PJM_ROR | MISO_IN | PJM_ROR | Internal | Winter | B17 | 100 | 992 | 992 | 57.68 | 60.57 | 2 | 0.9
2040 | MISO_IN_2_PJM_ROR | MISO_IN | PJM_ROR | Internal | Winter | B18 | 400 | 992 | 992 | 53.31 | 56.21 | 2 | 0.9
2040 | MISO_IN_2_PJM_ROR | MISO_IN | PJM_ROR | Internal | Winter | B19 | 700 | 992 | 992 | 51.4 | 54.3 | 2 | 0.9
2040 | MISO_IN_2_PJM_ROR | MISO_IN | PJM_ROR | Internal | Winter | B20 | 935 | 992 | 992 | 46.34 | 49.38 | 2 | 1.03
2040 | MISO_MI_2_MISO_IN | MISO_MI | MISO_IN | Internal | Shoulder | B11 | 25 | 2045 | 0 | 70.53 | 70.52 | 0.01 | 0
2040 | MISO_MI_2_MISO_IN | MISO_MI | MISO_IN | Internal | Shoulder | B12 | 200 | 2045 | 0 | 59.7 | 58.2 | 0.01 | 0
2040 | MISO_MI_2_MISO_IN | MISO_MI | MISO_IN | Internal | Shoulder | B13 | 600 | 2045 | 0 | 55.25 | 53.75 | 0.01 | 0
2040 | MISO_MI_2_MISO_IN | MISO_MI | MISO_IN | Internal | Shoulder | B14 | 900 | 2045 | 0 | 51.1 | 49.59 | 0.01 | 0
2040 | MISO_MI_2_MISO_IN | MISO_MI | MISO_IN | Internal | Shoulder | B15 | 1203 | 2045 | 0 | 45.85 | 44.35 | 0.01 | 0
2040 | MISO_MI_2_MISO_IN | MISO_MI | MISO_IN | Internal | Summer | B1 | 10 | 2045 | 11495.92 | 85.81 | 85.83 | 0.01 | 0.01
2040 | MISO_MI_2_MISO_IN | MISO_MI | MISO_IN | Internal | Summer | B2 | 25 | 2045 | 11369.45 | 85.58 | 85.6 | 0.01 | 0.01
2040 | MISO_MI_2_MISO_IN | MISO_MI | MISO_IN | Internal | Summer | B3 | 75 | 2045 | 7807.11 | 85.58 | 85.6 | 0.01 | 0.01
2040 | MISO_MI_2_MISO_IN | MISO_MI | MISO_IN | Internal | Summer | B4 | 100 | 2045 | 1072.49 | 85.58 | 85.59 | 0.01 | 0
2040 | MISO_MI_2_MISO_IN | MISO_MI | MISO_IN | Internal | Summer | B5 | 200 | 2045 | 887.87 | 81.01 | 81.02 | 0.01 | 0
2040 | MISO_MI_2_MISO_IN | MISO_MI | MISO_IN | Internal | Summer | B6 | 300 | 2045 | 393.94 | 69.4 | 69.42 | 0.01 | 0
2040 | MISO_MI_2_MISO_IN | MISO_MI | MISO_IN | Internal | Summer | B7 | 400 | 2045 | 0 | 60.93 | 60.91 | 0.01 | 0
2040 | MISO_MI_2_MISO_IN | MISO_MI | MISO_IN | Internal | Summer | B8 | 500 | 2045 | 0 | 53.13 | 51.63 | 0.01 | 0
2040 | MISO_MI_2_MISO_IN | MISO_MI | MISO_IN | Internal | Summer | B9 | 800 | 2045 | 0 | 48.04 | 46.54 | 0.01 | 0
2040 | MISO_MI_2_MISO_IN | MISO_MI | MISO_IN | Internal | Summer | B10 | 1262 | 2045 | 0 | 41.85 | 40.35 | 0.01 | 0
2040 | MISO_MI_2_MISO_IN | MISO_MI | MISO_IN | Internal | Winter | B16 | 25 | 2045 | 0 | 65.64 | 65.32 | 0.01 | 0
2040 | MISO_MI_2_MISO_IN | MISO_MI | MISO_IN | Internal | Winter | B17 | 100 | 2045 | 0 | 59.18 | 57.68 | 0.01 | 0
2040 | MISO_MI_2_MISO_IN | MISO_MI | MISO_IN | Internal | Winter | B18 | 400 | 2045 | 0 | 54.81 | 53.31 | 0.01 | 0
2040 | MISO_MI_2_MISO_IN | MISO_MI | MISO_IN | Internal | Winter | B19 | 700 | 2045 | 0 | 52.9 | 51.4 | 0.01 | 0
2040 | MISO_MI_2_MISO_IN | MISO_MI | MISO_IN | Internal | Winter | B20 | 935 | 2045 | 0 | 46.81 | 46.34 | 0.01 | 0
2040 | MISO_MI_2_MISO_WUMS | MISO_MI | MISO_WUMS | Internal | Shoulder | B11 | 25 | 117 | 1117.16 | 70.53 | 70.55 | 0.01 | 0.01
2040 | MISO_MI_2_MISO_WUMS | MISO_MI | MISO_WUMS | Internal | Shoulder | B12 | 200 | 117 | 0 | 59.7 | 58.49 | 0.01 | 0
2040 | MISO_MI_2_MISO_WUMS | MISO_MI | MISO_WUMS | Internal | Shoulder | B13 | 600 | 117 | 0 | 55.25 | 54.04 | 0.01 | 0
2040 | MISO_MI_2_MISO_WUMS | MISO_MI | MISO_WUMS | Internal | Shoulder | B14 | 900 | 117 | 0 | 51.1 | 49.88 | 0.01 | 0
2040 | MISO_MI_2_MISO_WUMS | MISO_MI | MISO_WUMS | Internal | Shoulder | B15 | 1203 | 117 | 0 | 45.85 | 44.63 | 0.01 | 0
2040 | MISO_MI_2_MISO_WUMS | MISO_MI | MISO_WUMS | Internal | Summer | B1 | 10 | 117 | 0 | 85.81 | 84.54 | 0.01 | 0
2040 | MISO_MI_2_MISO_WUMS | MISO_MI | MISO_WUMS | Internal | Summer | B2 | 25 | 117 | 0 | 85.58 | 84.3 | 0.01 | 0
2040 | MISO_MI_2_MISO_WUMS | MISO_MI | MISO_WUMS | Internal | Summer | B3 | 75 | 117 | 0 | 85.58 | 84.3 | 0.01 | 0
2040 | MISO_MI_2_MISO_WUMS | MISO_MI | MISO_WUMS | Internal | Summer | B4 | 100 | 117 | 0 | 85.58 | 84.3 | 0.01 | 0
2040 | MISO_MI_2_MISO_WUMS | MISO_MI | MISO_WUMS | Internal | Summer | B5 | 200 | 117 | 57.63 | 81.01 | 81.02 | 0.01 | 0
2040 | MISO_MI_2_MISO_WUMS | MISO_MI | MISO_WUMS | Internal | Summer | B6 | 300 | 117 | 1548.28 | 69.4 | 69.43 | 0.01 | 0.01
2040 | MISO_MI_2_MISO_WUMS | MISO_MI | MISO_WUMS | Internal | Summer | B7 | 400 | 117 | 1343.87 | 60.93 | 60.95 | 0.01 | 0.01
2040 | MISO_MI_2_MISO_WUMS | MISO_MI | MISO_WUMS | Internal | Summer | B8 | 500 | 117 | 0 | 53.13 | 51.92 | 0.01 | 0
2040 | MISO_MI_2_MISO_WUMS | MISO_MI | MISO_WUMS | Internal | Summer | B9 | 800 | 117 | 0 | 48.04 | 46.83 | 0.01 | 0
2040 | MISO_MI_2_MISO_WUMS | MISO_MI | MISO_WUMS | Internal | Summer | B10 | 1262 | 117 | 0 | 41.85 | 40.63 | 0.01 | 0
2040 | MISO_MI_2_MISO_WUMS | MISO_MI | MISO_WUMS | Internal | Winter | B16 | 25 | 117 | 0 | 65.64 | 65.6 | 0.01 | 0
2040 | MISO_MI_2_MISO_WUMS | MISO_MI | MISO_WUMS | Internal | Winter | B17 | 100 | 117 | 0 | 59.18 | 57.96 | 0.01 | 0
2040 | MISO_MI_2_MISO_WUMS | MISO_MI | MISO_WUMS | Internal | Winter | B18 | 400 | 117 | 0 | 54.81 | 53.6 | 0.01 | 0
2040 | MISO_MI_2_MISO_WUMS | MISO_MI | MISO_WUMS | Internal | Winter | B19 | 700 | 117 | 0 | 52.9 | 51.69 | 0.01 | 0
2040 | MISO_MI_2_MISO_WUMS | MISO_MI | MISO_WUMS | Internal | Winter | B20 | 935 | 117 | 0 | 46.81 | 46.77 | 0.01 | 0
2040 | MISO_MI_2_PJM_ROR | MISO_MI | PJM_ROR | Internal | Shoulder | B11 | 25 | 1424 | 0 | 70.53 | 68.55 | 2 | 0
2040 | MISO_MI_2_PJM_ROR | MISO_MI | PJM_ROR | Internal | Shoulder | B12 | 200 | 1424 | 0 | 59.7 | 60.49 | 2 | 0
2040 | MISO_MI_2_PJM_ROR | MISO_MI | PJM_ROR | Internal | Shoulder | B13 | 600 | 1424 | 0 | 55.25 | 56.57 | 2 | 0
2040 | MISO_MI_2_PJM_ROR | MISO_MI | PJM_ROR | Internal | Shoulder | B14 | 900 | 1424 | 0 | 51.1 | 52.49 | 2 | 0
2040 | MISO_MI_2_PJM_ROR | MISO_MI | PJM_ROR | Internal | Shoulder | B15 | 1203 | 1424 | 0 | 45.85 | 47.24 | 2 | 0
2040 | MISO_MI_2_PJM_ROR | MISO_MI | PJM_ROR | Internal | Summer | B1 | 10 | 1424 | 1424 | 85.81 | 88.15 | 2 | 0.33
2040 | MISO_MI_2_PJM_ROR | MISO_MI | PJM_ROR | Internal | Summer | B2 | 25 | 1424 | 1424 | 85.58 | 87.61 | 2 | 0.04
2040 | MISO_MI_2_PJM_ROR | MISO_MI | PJM_ROR | Internal | Summer | B3 | 75 | 1424 | 0 | 85.58 | 86.48 | 2 | 0
2040 | MISO_MI_2_PJM_ROR | MISO_MI | PJM_ROR | Internal | Summer | B4 | 100 | 1424 | 0 | 85.58 | 83.58 | 2 | 0
2040 | MISO_MI_2_PJM_ROR | MISO_MI | PJM_ROR | Internal | Summer | B5 | 200 | 1424 | 0 | 81.01 | 79.01 | 2 | 0
2040 | MISO_MI_2_PJM_ROR | MISO_MI | PJM_ROR | Internal | Summer | B6 | 300 | 1424 | 0 | 69.4 | 67.43 | 2 | 0
2040 | MISO_MI_2_PJM_ROR | MISO_MI | PJM_ROR | Internal | Summer | B7 | 400 | 1424 | 0 | 60.93 | 58.95 | 2 | 0
2040 | MISO_MI_2_PJM_ROR | MISO_MI | PJM_ROR | Internal | Summer | B8 | 500 | 1424 | 0 | 53.13 | 51.74 | 2 | 0
2040 | MISO_MI_2_PJM_ROR | MISO_MI | PJM_ROR | Internal | Summer | B9 | 800 | 1424 | 0 | 48.04 | 47.65 | 2 | 0
2040 | MISO_MI_2_PJM_ROR | MISO_MI | PJM_ROR | Internal | Summer | B10 | 1262 | 1424 | 0 | 41.85 | 43.24 | 2 | 0
2040 | MISO_MI_2_PJM_ROR | MISO_MI | PJM_ROR | Internal | Winter | B16 | 25 | 1424 | 1539.07 | 65.64 | 68.21 | 2 | 0.57
2040 | MISO_MI_2_PJM_ROR | MISO_MI | PJM_ROR | Internal | Winter | B17 | 100 | 1424 | 0 | 59.18 | 60.57 | 2 | 0
2040 | MISO_MI_2_PJM_ROR | MISO_MI | PJM_ROR | Internal | Winter | B18 | 400 | 1424 | 0 | 54.81 | 56.21 | 2 | 0
2040 | MISO_MI_2_PJM_ROR | MISO_MI | PJM_ROR | Internal | Winter | B19 | 700 | 1424 | 0 | 52.9 | 54.3 | 2 | 0
2040 | MISO_MI_2_PJM_ROR | MISO_MI | PJM_ROR | Internal | Winter | B20 | 935 | 1424 | 1564.81 | 46.81 | 49.38 | 2 | 0.57
2040 | MISO_MO-IL_2_ENT | MISO_MO-IL | ENT | Internal | Shoulder | B11 | 25 | 2540 | 0 | 69.63 | 73.01 | 8 | 0
2040 | MISO_MO-IL_2_ENT | MISO_MO-IL | ENT | Internal | Shoulder | B12 | 200 | 2540 | 0 | 57.31 | 59.51 | 8 | 0
2040 | MISO_MO-IL_2_ENT | MISO_MO-IL | ENT | Internal | Shoulder | B13 | 600 | 2540 | 0 | 52.86 | 57.12 | 8 | 0
2040 | MISO_MO-IL_2_ENT | MISO_MO-IL | ENT | Internal | Shoulder | B14 | 900 | 2540 | 0 | 48.7 | 51.58 | 8 | 0
2040 | MISO_MO-IL_2_ENT | MISO_MO-IL | ENT | Internal | Shoulder | B15 | 1203 | 2540 | 0 | 43.46 | 46.34 | 8 | 0
2040 | MISO_MO-IL_2_ENT | MISO_MO-IL | ENT | Internal | Summer | B1 | 10 | 2540 | 0 | 85.85 | 87.55 | 8 | 0
2040 | MISO_MO-IL_2_ENT | MISO_MO-IL | ENT | Internal | Summer | B2 | 25 | 2540 | 0 | 85.61 | 90.08 | 8 | 0
2040 | MISO_MO-IL_2_ENT | MISO_MO-IL | ENT | Internal | Summer | B3 | 75 | 2540 | 0 | 85.61 | 89.19 | 8 | 0
2040 | MISO_MO-IL_2_ENT | MISO_MO-IL | ENT | Internal | Summer | B4 | 100 | 2540 | 0 | 85.58 | 88.91 | 8 | 0
2040 | MISO_MO-IL_2_ENT | MISO_MO-IL | ENT | Internal | Summer | B5 | 200 | 2540 | 0 | 81.01 | 84.85 | 8 | 0
2040 | MISO_MO-IL_2_ENT | MISO_MO-IL | ENT | Internal | Summer | B6 | 300 | 2540 | 0 | 68.52 | 73.49 | 8 | 0
2040 | MISO_MO-IL_2_ENT | MISO_MO-IL | ENT | Internal | Summer | B7 | 400 | 2540 | 0 | 60.02 | 60.7 | 8 | 0
2040 | MISO_MO-IL_2_ENT | MISO_MO-IL | ENT | Internal | Summer | B8 | 500 | 2540 | 0 | 50.74 | 55.21 | 8 | 0
2040 | MISO_MO-IL_2_ENT | MISO_MO-IL | ENT | Internal | Summer | B9 | 800 | 2540 | 0 | 45.65 | 50.12 | 8 | 0
2040 | MISO_MO-IL_2_ENT | MISO_MO-IL | ENT | Internal | Summer | B10 | 1262 | 2540 | 0 | 39.45 | 43.93 | 8 | 0
2040 | MISO_MO-IL_2_ENT | MISO_MO-IL | ENT | Internal | Winter | B16 | 25 | 2540 | 0 | 64.42 | 68.32 | 8 | 0
2040 | MISO_MO-IL_2_ENT | MISO_MO-IL | ENT | Internal | Winter | B17 | 100 | 2540 | 0 | 56.78 | 60.68 | 8 | 0
2040 | MISO_MO-IL_2_ENT | MISO_MO-IL | ENT | Internal | Winter | B18 | 400 | 2540 | 0 | 52.42 | 56.89 | 8 | 0
2040 | MISO_MO-IL_2_ENT | MISO_MO-IL | ENT | Internal | Winter | B19 | 700 | 2540 | 0 | 50.51 | 54.01 | 8 | 0
2040 | MISO_MO-IL_2_ENT | MISO_MO-IL | ENT | Internal | Winter | B20 | 935 | 2540 | 0 | 45.45 | 48.33 | 8 | 0
2040 | MISO_MO-IL_2_MISO_IN | MISO_MO-IL | MISO_IN | Internal | Shoulder | B11 | 25 | 2100 | 7134.22 | 69.63 | 70.52 | 0.01 | 0.88
2040 | MISO_MO-IL_2_MISO_IN | MISO_MO-IL | MISO_IN | Internal | Shoulder | B12 | 200 | 2100 | 11801.19 | 57.31 | 58.2 | 0.01 | 0.88
2040 | MISO_MO-IL_2_MISO_IN | MISO_MO-IL | MISO_IN | Internal | Shoulder | B13 | 600 | 2100 | 12938.3 | 52.86 | 53.75 | 0.01 | 0.88
2040 | MISO_MO-IL_2_MISO_IN | MISO_MO-IL | MISO_IN | Internal | Shoulder | B14 | 900 | 2100 | 11998.49 | 48.7 | 49.59 | 0.01 | 0.88
2040 | MISO_MO-IL_2_MISO_IN | MISO_MO-IL | MISO_IN | Internal | Shoulder | B15 | 1203 | 2100 | 8274.13 | 43.46 | 44.35 | 0.01 | 0.88
2040 | MISO_MO-IL_2_MISO_IN | MISO_MO-IL | MISO_IN | Internal | Summer | B1 | 10 | 2100 | 0 | 85.85 | 85.83 | 0.01 | 0
2040 | MISO_MO-IL_2_MISO_IN | MISO_MO-IL | MISO_IN | Internal | Summer | B2 | 25 | 2100 | 0 | 85.61 | 85.6 | 0.01 | 0
2040 | MISO_MO-IL_2_MISO_IN | MISO_MO-IL | MISO_IN | Internal | Summer | B3 | 75 | 2100 | 0 | 85.61 | 85.6 | 0.01 | 0
2040 | MISO_MO-IL_2_MISO_IN | MISO_MO-IL | MISO_IN | Internal | Summer | B4 | 100 | 2100 | 1498.69 | 85.58 | 85.59 | 0.01 | 0
2040 | MISO_MO-IL_2_MISO_IN | MISO_MO-IL | MISO_IN | Internal | Summer | B5 | 200 | 2100 | 1176.66 | 81.01 | 81.02 | 0.01 | 0
2040 | MISO_MO-IL_2_MISO_IN | MISO_MO-IL | MISO_IN | Internal | Summer | B6 | 300 | 2100 | 2993.08 | 68.52 | 69.42 | 0.01 | 0.88
2040 | MISO_MO-IL_2_MISO_IN | MISO_MO-IL | MISO_IN | Internal | Summer | B7 | 400 | 2100 | 3863.7 | 60.02 | 60.91 | 0.01 | 0.88
2040 | MISO_MO-IL_2_MISO_IN | MISO_MO-IL | MISO_IN | Internal | Summer | B8 | 500 | 2100 | 7203.57 | 50.74 | 51.63 | 0.01 | 0.88
2040 | MISO_MO-IL_2_MISO_IN | MISO_MO-IL | MISO_IN | Internal | Summer | B9 | 800 | 2100 | 6325.12 | 45.65 | 46.54 | 0.01 | 0.88
2040 | MISO_MO-IL_2_MISO_IN | MISO_MO-IL | MISO_IN | Internal | Summer | B10 | 1262 | 2100 | 6855.33 | 39.45 | 40.35 | 0.01 | 0.88
2040 | MISO_MO-IL_2_MISO_IN | MISO_MO-IL | MISO_IN | Internal | Winter | B16 | 25 | 2100 | 11561.23 | 64.42 | 65.32 | 0.01 | 0.88
2040 | MISO_MO-IL_2_MISO_IN | MISO_MO-IL | MISO_IN | Internal | Winter | B17 | 100 | 2100 | 11913.54 | 56.78 | 57.68 | 0.01 | 0.88
2040 | MISO_MO-IL_2_MISO_IN | MISO_MO-IL | MISO_IN | Internal | Winter | B18 | 400 | 2100 | 10230.12 | 52.42 | 53.31 | 0.01 | 0.88
2040 | MISO_MO-IL_2_MISO_IN | MISO_MO-IL | MISO_IN | Internal | Winter | B19 | 700 | 2100 | 7770.41 | 50.51 | 51.4 | 0.01 | 0.88
2040 | MISO_MO-IL_2_MISO_IN | MISO_MO-IL | MISO_IN | Internal | Winter | B20 | 935 | 2100 | 5243.08 | 45.45 | 46.34 | 0.01 | 0.88
2040 | MISO_MO-IL_2_MISO_W | MISO_MO-IL | MISO_W | Internal | Shoulder | B11 | 25 | 960 | 0 | 69.63 | 66.04 | 0.01 | 0
2040 | MISO_MO-IL_2_MISO_W | MISO_MO-IL | MISO_W | Internal | Shoulder | B12 | 200 | 960 | 0 | 57.31 | 53.72 | 0.01 | 0
2040 | MISO_MO-IL_2_MISO_W | MISO_MO-IL | MISO_W | Internal | Shoulder | B13 | 600 | 960 | 0 | 52.86 | 49.27 | 0.01 | 0
2040 | MISO_MO-IL_2_MISO_W | MISO_MO-IL | MISO_W | Internal | Shoulder | B14 | 900 | 960 | 0 | 48.7 | 45.12 | 0.01 | 0
2040 | MISO_MO-IL_2_MISO_W | MISO_MO-IL | MISO_W | Internal | Shoulder | B15 | 1203 | 960 | 0 | 43.46 | 39.87 | 0.01 | 0
2040 | MISO_MO-IL_2_MISO_W | MISO_MO-IL | MISO_W | Internal | Summer | B1 | 10 | 960 | 0 | 85.85 | 82.46 | 0.01 | 0
2040 | MISO_MO-IL_2_MISO_W | MISO_MO-IL | MISO_W | Internal | Summer | B2 | 25 | 960 | 0 | 85.61 | 82.03 | 0.01 | 0
2040 | MISO_MO-IL_2_MISO_W | MISO_MO-IL | MISO_W | Internal | Summer | B3 | 75 | 960 | 0 | 85.61 | 85.04 | 0.01 | 0
2040 | MISO_MO-IL_2_MISO_W | MISO_MO-IL | MISO_W | Internal | Summer | B4 | 100 | 960 | 0 | 85.58 | 84.31 | 0.01 | 0
2040 | MISO_MO-IL_2_MISO_W | MISO_MO-IL | MISO_W | Internal | Summer | B5 | 200 | 960 | 0 | 81.01 | 80.43 | 0.01 | 0
2040 | MISO_MO-IL_2_MISO_W | MISO_MO-IL | MISO_W | Internal | Summer | B6 | 300 | 960 | 0 | 68.52 | 65.43 | 0.01 | 0
2040 | MISO_MO-IL_2_MISO_W | MISO_MO-IL | MISO_W | Internal | Summer | B7 | 400 | 960 | 0 | 60.02 | 57.52 | 0.01 | 0
2040 | MISO_MO-IL_2_MISO_W | MISO_MO-IL | MISO_W | Internal | Summer | B8 | 500 | 960 | 0 | 50.74 | 47.15 | 0.01 | 0
2040 | MISO_MO-IL_2_MISO_W | MISO_MO-IL | MISO_W | Internal | Summer | B9 | 800 | 960 | 0 | 45.65 | 42.06 | 0.01 | 0
2040 | MISO_MO-IL_2_MISO_W | MISO_MO-IL | MISO_W | Internal | Summer | B10 | 1262 | 960 | 0 | 39.45 | 35.87 | 0.01 | 0
2040 | MISO_MO-IL_2_MISO_W | MISO_MO-IL | MISO_W | Internal | Winter | B16 | 25 | 960 | 0 | 64.42 | 60.84 | 0.01 | 0
2040 | MISO_MO-IL_2_MISO_W | MISO_MO-IL | MISO_W | Internal | Winter | B17 | 100 | 960 | 0 | 56.78 | 53.2 | 0.01 | 0
2040 | MISO_MO-IL_2_MISO_W | MISO_MO-IL | MISO_W | Internal | Winter | B18 | 400 | 960 | 0 | 52.42 | 48.83 | 0.01 | 0
2040 | MISO_MO-IL_2_MISO_W | MISO_MO-IL | MISO_W | Internal | Winter | B19 | 700 | 960 | 0 | 50.51 | 46.92 | 0.01 | 0
2040 | MISO_MO-IL_2_MISO_W | MISO_MO-IL | MISO_W | Internal | Winter | B20 | 935 | 960 | 0 | 45.45 | 42 | 0.01 | 0
2040 | MISO_MO-IL_2_PJM_ROR | MISO_MO-IL | PJM_ROR | Internal | Shoulder | B11 | 25 | 1212 | 0 | 69.63 | 68.55 | 2 | 0
2040 | MISO_MO-IL_2_PJM_ROR | MISO_MO-IL | PJM_ROR | Internal | Shoulder | B12 | 200 | 1212 | 1212 | 57.31 | 60.49 | 2 | 1.18
2040 | MISO_MO-IL_2_PJM_ROR | MISO_MO-IL | PJM_ROR | Internal | Shoulder | B13 | 600 | 1212 | 1212 | 52.86 | 56.57 | 2 | 1.72
2040 | MISO_MO-IL_2_PJM_ROR | MISO_MO-IL | PJM_ROR | Internal | Shoulder | B14 | 900 | 1212 | 1212 | 48.7 | 52.49 | 2 | 1.79
2040 | MISO_MO-IL_2_PJM_ROR | MISO_MO-IL | PJM_ROR | Internal | Shoulder | B15 | 1203 | 1212 | 1212 | 43.46 | 47.24 | 2 | 1.79
2040 | MISO_MO-IL_2_PJM_ROR | MISO_MO-IL | PJM_ROR | Internal | Summer | B1 | 10 | 1212 | 1212 | 85.85 | 88.15 | 2 | 0.3
2040 | MISO_MO-IL_2_PJM_ROR | MISO_MO-IL | PJM_ROR | Internal | Summer | B2 | 25 | 1212 | 1031.53 | 85.61 | 87.61 | 2 | 0
2040 | MISO_MO-IL_2_PJM_ROR | MISO_MO-IL | PJM_ROR | Internal | Summer | B3 | 75 | 1212 | 0 | 85.61 | 86.48 | 2 | 0
2040 | MISO_MO-IL_2_PJM_ROR | MISO_MO-IL | PJM_ROR | Internal | Summer | B4 | 100 | 1212 | 0 | 85.58 | 83.58 | 2 | 0
2040 | MISO_MO-IL_2_PJM_ROR | MISO_MO-IL | PJM_ROR | Internal | Summer | B5 | 200 | 1212 | 0 | 81.01 | 79.01 | 2 | 0
2040 | MISO_MO-IL_2_PJM_ROR | MISO_MO-IL | PJM_ROR | Internal | Summer | B6 | 300 | 1212 | 0 | 68.52 | 67.43 | 2 | 0
2040 | MISO_MO-IL_2_PJM_ROR | MISO_MO-IL | PJM_ROR | Internal | Summer | B7 | 400 | 1212 | 0 | 60.02 | 58.95 | 2 | 0
2040 | MISO_MO-IL_2_PJM_ROR | MISO_MO-IL | PJM_ROR | Internal | Summer | B8 | 500 | 1212 | 0 | 50.74 | 51.74 | 2 | 0
2040 | MISO_MO-IL_2_PJM_ROR | MISO_MO-IL | PJM_ROR | Internal | Summer | B9 | 800 | 1212 | 515.34 | 45.65 | 47.65 | 2 | 0
2040 | MISO_MO-IL_2_PJM_ROR | MISO_MO-IL | PJM_ROR | Internal | Summer | B10 | 1262 | 1212 | 1212 | 39.45 | 43.24 | 2 | 1.79
2040 | MISO_MO-IL_2_PJM_ROR | MISO_MO-IL | PJM_ROR | Internal | Winter | B16 | 25 | 1212 | 1212 | 64.42 | 68.21 | 2 | 1.79
2040 | MISO_MO-IL_2_PJM_ROR | MISO_MO-IL | PJM_ROR | Internal | Winter | B17 | 100 | 1212 | 1212 | 56.78 | 60.57 | 2 | 1.79
2040 | MISO_MO-IL_2_PJM_ROR | MISO_MO-IL | PJM_ROR | Internal | Winter | B18 | 400 | 1212 | 1212 | 52.42 | 56.21 | 2 | 1.79
2040 | MISO_MO-IL_2_PJM_ROR | MISO_MO-IL | PJM_ROR | Internal | Winter | B19 | 700 | 1212 | 1212 | 50.51 | 54.3 | 2 | 1.79
2040 | MISO_MO-IL_2_PJM_ROR | MISO_MO-IL | PJM_ROR | Internal | Winter | B20 | 935 | 1212 | 5442.12 | 45.45 | 49.38 | 2 | 1.93
2040 | MISO_MO-IL_2_TVA_Transmission | MISO_MO-IL | TVA_Transmission | Internal | Shoulder | B11 | 25 | 4000 | 0 | 69.63 | 74.13 | 8 | 0
2040 | MISO_MO-IL_2_TVA_Transmission | MISO_MO-IL | TVA_Transmission | Internal | Shoulder | B12 | 200 | 4000 | 0 | 57.31 | 62.83 | 8 | 0
2040 | MISO_MO-IL_2_TVA_Transmission | MISO_MO-IL | TVA_Transmission | Internal | Shoulder | B13 | 600 | 4000 | 0 | 52.86 | 59.46 | 8 | 0
2040 | MISO_MO-IL_2_TVA_Transmission | MISO_MO-IL | TVA_Transmission | Internal | Shoulder | B14 | 900 | 4000 | 3173.54 | 48.7 | 56.7 | 8 | 0
2040 | MISO_MO-IL_2_TVA_Transmission | MISO_MO-IL | TVA_Transmission | Internal | Shoulder | B15 | 1203 | 4000 | 4000 | 43.46 | 53.24 | 8 | 1.79
2040 | MISO_MO-IL_2_TVA_Transmission | MISO_MO-IL | TVA_Transmission | Internal | Summer | B1 | 10 | 4000 | 3899.51 | 85.85 | 93.85 | 8 | 0
2040 | MISO_MO-IL_2_TVA_Transmission | MISO_MO-IL | TVA_Transmission | Internal | Summer | B2 | 25 | 4000 | 2824.64 | 85.61 | 93.61 | 8 | 0
2040 | MISO_MO-IL_2_TVA_Transmission | MISO_MO-IL | TVA_Transmission | Internal | Summer | B3 | 75 | 4000 | 0 | 85.61 | 92.48 | 8 | 0
2040 | MISO_MO-IL_2_TVA_Transmission | MISO_MO-IL | TVA_Transmission | Internal | Summer | B4 | 100 | 4000 | 0 | 85.58 | 89.58 | 8 | 0
2040 | MISO_MO-IL_2_TVA_Transmission | MISO_MO-IL | TVA_Transmission | Internal | Summer | B5 | 200 | 4000 | 0 | 81.01 | 85.01 | 8 | 0
2040 | MISO_MO-IL_2_TVA_Transmission | MISO_MO-IL | TVA_Transmission | Internal | Summer | B6 | 300 | 4000 | 0 | 68.52 | 72.62 | 8 | 0
2040 | MISO_MO-IL_2_TVA_Transmission | MISO_MO-IL | TVA_Transmission | Internal | Summer | B7 | 400 | 4000 | 0 | 60.02 | 62.74 | 8 | 0
2040 | MISO_MO-IL_2_TVA_Transmission | MISO_MO-IL | TVA_Transmission | Internal | Summer | B8 | 500 | 4000 | 0 | 50.74 | 57.19 | 8 | 0
2040 | MISO_MO-IL_2_TVA_Transmission | MISO_MO-IL | TVA_Transmission | Internal | Summer | B9 | 800 | 4000 | 202.4 | 45.65 | 53.65 | 8 | 0
2040 | MISO_MO-IL_2_TVA_Transmission | MISO_MO-IL | TVA_Transmission | Internal | Summer | B10 | 1262 | 4000 | 1607.2 | 39.45 | 47.45 | 8 | 0
2040 | MISO_MO-IL_2_TVA_Transmission | MISO_MO-IL | TVA_Transmission | Internal | Winter | B16 | 25 | 4000 | 3057.96 | 64.42 | 72.42 | 8 | 0
2040 | MISO_MO-IL_2_TVA_Transmission | MISO_MO-IL | TVA_Transmission | Internal | Winter | B17 | 100 | 4000 | 0 | 56.78 | 64.75 | 8 | 0
2040 | MISO_MO-IL_2_TVA_Transmission | MISO_MO-IL | TVA_Transmission | Internal | Winter | B18 | 400 | 4000 | 472.13 | 52.42 | 60.42 | 8 | 0
2040 | MISO_MO-IL_2_TVA_Transmission | MISO_MO-IL | TVA_Transmission | Internal | Winter | B19 | 700 | 4000 | 1023.76 | 50.51 | 58.51 | 8 | 0
2040 | MISO_MO-IL_2_TVA_Transmission | MISO_MO-IL | TVA_Transmission | Internal | Winter | B20 | 935 | 4000 | 2808.28 | 45.45 | 53.45 | 8 | 0
2040 | MISO_W_2_IESO | MISO_W | IESO | Internal | Shoulder | B11 | 25 | 90 | 0 | 66.04 | 61.61 | 8 | 0
2040 | MISO_W_2_IESO | MISO_W | IESO | Internal | Shoulder | B12 | 200 | 90 | 0 | 53.72 | 52.7 | 8 | 0
2040 | MISO_W_2_IESO | MISO_W | IESO | Internal | Shoulder | B13 | 600 | 90 | 0 | 49.27 | 52 | 8 | 0
2040 | MISO_W_2_IESO | MISO_W | IESO | Internal | Shoulder | B14 | 900 | 90 | 0 | 45.12 | 52 | 8 | 0
2040 | MISO_W_2_IESO | MISO_W | IESO | Internal | Shoulder | B15 | 1203 | 90 | 2225.54 | 39.87 | 52 | 8 | 4.13
2040 | MISO_W_2_IESO | MISO_W | IESO | Internal | Summer | B1 | 10 | 90 | 0 | 82.46 | 78.81 | 8 | 0
2040 | MISO_W_2_IESO | MISO_W | IESO | Internal | Summer | B2 | 25 | 90 | 0 | 82.03 | 78.58 | 8 | 0
2040 | MISO_W_2_IESO | MISO_W | IESO | Internal | Summer | B3 | 75 | 90 | 0 | 85.04 | 76.65 | 8 | 0
2040 | MISO_W_2_IESO | MISO_W | IESO | Internal | Summer | B4 | 100 | 90 | 0 | 84.31 | 76.65 | 8 | 0
2040 | MISO_W_2_IESO | MISO_W | IESO | Internal | Summer | B5 | 200 | 90 | 0 | 80.43 | 72.08 | 8 | 0
2040 | MISO_W_2_IESO | MISO_W | IESO | Internal | Summer | B6 | 300 | 90 | 0 | 65.43 | 60.48 | 8 | 0
2040 | MISO_W_2_IESO | MISO_W | IESO | Internal | Summer | B7 | 400 | 90 | 0 | 57.52 | 52 | 8 | 0
2040 | MISO_W_2_IESO | MISO_W | IESO | Internal | Summer | B8 | 500 | 90 | 0 | 47.15 | 47.78 | 8 | 0
2040 | MISO_W_2_IESO | MISO_W | IESO | Internal | Summer | B9 | 800 | 90 | 0 | 42.06 | 47.78 | 8 | 0
2040 | MISO_W_2_IESO | MISO_W | IESO | Internal | Summer | B10 | 1262 | 90 | 90 | 35.87 | 47.78 | 8 | 3.91
2040 | MISO_W_2_IESO | MISO_W | IESO | Internal | Winter | B16 | 25 | 90 | 0 | 60.84 | 58.64 | 8 | 0
2040 | MISO_W_2_IESO | MISO_W | IESO | Internal | Winter | B17 | 100 | 90 | 0 | 53.2 | 55.05 | 8 | 0
2040 | MISO_W_2_IESO | MISO_W | IESO | Internal | Winter | B18 | 400 | 90 | 0 | 48.83 | 54.13 | 8 | 0
2040 | MISO_W_2_IESO | MISO_W | IESO | Internal | Winter | B19 | 700 | 90 | 0 | 46.92 | 54.13 | 8 | 0
2040 | MISO_W_2_IESO | MISO_W | IESO | Internal | Winter | B20 | 935 | 90 | 1504.36 | 42 | 54.13 | 8 | 4.13
2040 | MISO_W_2_MAPP_CA | MISO_W | MAPP_CA | Internal | Shoulder | B11 | 25 | 700 | 0 | 66.04 | 62.5 | 0.01 | 0
2040 | MISO_W_2_MAPP_CA | MISO_W | MAPP_CA | Internal | Shoulder | B12 | 200 | 700 | 0 | 53.72 | 53.71 | 0.01 | 0
2040 | MISO_W_2_MAPP_CA | MISO_W | MAPP_CA | Internal | Shoulder | B13 | 600 | 700 | 0 | 49.27 | 49.26 | 0.01 | 0
2040 | MISO_W_2_MAPP_CA | MISO_W | MAPP_CA | Internal | Shoulder | B14 | 900 | 700 | 0 | 45.12 | 45.1 | 0.01 | 0
2040 | MISO_W_2_MAPP_CA | MISO_W | MAPP_CA | Internal | Shoulder | B15 | 1203 | 700 | 700 | 39.87 | 41.47 | 0.01 | 1.59
2040 | MISO_W_2_MAPP_CA | MISO_W | MAPP_CA | Internal | Summer | B1 | 10 | 700 | 0 | 82.46 | 78.92 | 0.01 | 0
2040 | MISO_W_2_MAPP_CA | MISO_W | MAPP_CA | Internal | Summer | B2 | 25 | 700 | 0 | 82.03 | 78.48 | 0.01 | 0
2040 | MISO_W_2_MAPP_CA | MISO_W | MAPP_CA | Internal | Summer | B3 | 75 | 700 | 0 | 85.04 | 81.49 | 0.01 | 0
2040 | MISO_W_2_MAPP_CA | MISO_W | MAPP_CA | Internal | Summer | B4 | 100 | 700 | 0 | 84.31 | 80.77 | 0.01 | 0
2040 | MISO_W_2_MAPP_CA | MISO_W | MAPP_CA | Internal | Summer | B5 | 200 | 700 | 0 | 80.43 | 76.89 | 0.01 | 0
2040 | MISO_W_2_MAPP_CA | MISO_W | MAPP_CA | Internal | Summer | B6 | 300 | 700 | 0 | 65.43 | 61.88 | 0.01 | 0
2040 | MISO_W_2_MAPP_CA | MISO_W | MAPP_CA | Internal | Summer | B7 | 400 | 700 | 0 | 57.52 | 53.97 | 0.01 | 0
2040 | MISO_W_2_MAPP_CA | MISO_W | MAPP_CA | Internal | Summer | B8 | 500 | 700 | 0 | 47.15 | 43.61 | 0.01 | 0
2040 | MISO_W_2_MAPP_CA | MISO_W | MAPP_CA | Internal | Summer | B9 | 800 | 700 | 0 | 42.06 | 39.78 | 0.01 | 0
2040 | MISO_W_2_MAPP_CA | MISO_W | MAPP_CA | Internal | Summer | B10 | 1262 | 700 | 700 | 35.87 | 37.47 | 0.01 | 1.59
2040 | MISO_W_2_MAPP_CA | MISO_W | MAPP_CA | Internal | Winter | B16 | 25 | 700 | 0 | 60.84 | 60.83 | 0.01 | 0
2040 | MISO_W_2_MAPP_CA | MISO_W | MAPP_CA | Internal | Winter | B17 | 100 | 700 | 0 | 53.2 | 53.18 | 0.01 | 0
2040 | MISO_W_2_MAPP_CA | MISO_W | MAPP_CA | Internal | Winter | B18 | 400 | 700 | 0 | 48.83 | 48.82 | 0.01 | 0
2040 | MISO_W_2_MAPP_CA | MISO_W | MAPP_CA | Internal | Winter | B19 | 700 | 700 | 0 | 46.92 | 46.91 | 0.01 | 0
2040 | MISO_W_2_MAPP_CA | MISO_W | MAPP_CA | Internal | Winter | B20 | 935 | 700 | 700 | 42 | 43.61 | 0.01 | 1.59
2040 | MISO_W_2_MISO_MO-IL | MISO_W | MISO_MO-IL | Internal | Shoulder | B11 | 25 | 3800 | 11426.93 | 66.04 | 69.63 | 0.01 | 3.58
2040 | MISO_W_2_MISO_MO-IL | MISO_W | MISO_MO-IL | Internal | Shoulder | B12 | 200 | 3800 | 13343.62 | 53.72 | 57.31 | 0.01 | 3.58
2040 | MISO_W_2_MISO_MO-IL | MISO_W | MISO_MO-IL | Internal | Shoulder | B13 | 600 | 3800 | 16010.97 | 49.27 | 52.86 | 0.01 | 3.58
2040 | MISO_W_2_MISO_MO-IL | MISO_W | MISO_MO-IL | Internal | Shoulder | B14 | 900 | 3800 | 13021.28 | 45.12 | 48.7 | 0.01 | 3.58
2040 | MISO_W_2_MISO_MO-IL | MISO_W | MISO_MO-IL | Internal | Shoulder | B15 | 1203 | 3800 | 7066.3 | 39.87 | 43.46 | 0.01 | 3.58
2040 | MISO_W_2_MISO_MO-IL | MISO_W | MISO_MO-IL | Internal | Summer | B1 | 10 | 3800 | 3800 | 82.46 | 85.85 | 0.01 | 3.37
2040 | MISO_W_2_MISO_MO-IL | MISO_W | MISO_MO-IL | Internal | Summer | B2 | 25 | 3800 | 7728.44 | 82.03 | 85.61 | 0.01 | 3.58
2040 | MISO_W_2_MISO_MO-IL | MISO_W | MISO_MO-IL | Internal | Summer | B3 | 75 | 3800 | 3800 | 85.04 | 85.61 | 0.01 | 0.56
2040 | MISO_W_2_MISO_MO-IL | MISO_W | MISO_MO-IL | Internal | Summer | B4 | 100 | 3800 | 3800 | 84.31 | 85.58 | 0.01 | 1.25
2040 | MISO_W_2_MISO_MO-IL | MISO_W | MISO_MO-IL | Internal | Summer | B5 | 200 | 3800 | 3800 | 80.43 | 81.01 | 0.01 | 0.56
2040 | MISO_W_2_MISO_MO-IL | MISO_W | MISO_MO-IL | Internal | Summer | B6 | 300 | 3800 | 3800 | 65.43 | 68.52 | 0.01 | 3.08
2040 | MISO_W_2_MISO_MO-IL | MISO_W | MISO_MO-IL | Internal | Summer | B7 | 400 | 3800 | 3800 | 57.52 | 60.02 | 0.01 | 2.49
2040 | MISO_W_2_MISO_MO-IL | MISO_W | MISO_MO-IL | Internal | Summer | B8 | 500 | 3800 | 7125.45 | 47.15 | 50.74 | 0.01 | 3.58
2040 | MISO_W_2_MISO_MO-IL | MISO_W | MISO_MO-IL | Internal | Summer | B9 | 800 | 3800 | 5490.12 | 42.06 | 45.65 | 0.01 | 3.58
2040 | MISO_W_2_MISO_MO-IL | MISO_W | MISO_MO-IL | Internal | Summer | B10 | 1262 | 3800 | 8504.96 | 35.87 | 39.45 | 0.01 | 3.58
2040 | MISO_W_2_MISO_MO-IL | MISO_W | MISO_MO-IL | Internal | Winter | B16 | 25 | 3800 | 16486.04 | 60.84 | 64.42 | 0.01 | 3.58
2040 | MISO_W_2_MISO_MO-IL | MISO_W | MISO_MO-IL | Internal | Winter | B17 | 100 | 3800 | 13346.41 | 53.2 | 56.78 | 0.01 | 3.58
2040 | MISO_W_2_MISO_MO-IL | MISO_W | MISO_MO-IL | Internal | Winter | B18 | 400 | 3800 | 11258.64 | 48.83 | 52.42 | 0.01 | 3.58
2040 | MISO_W_2_MISO_MO-IL | MISO_W | MISO_MO-IL | Internal | Winter | B19 | 700 | 3800 | 8451.02 | 46.92 | 50.51 | 0.01 | 3.58
2040 | MISO_W_2_MISO_MO-IL | MISO_W | MISO_MO-IL | Internal | Winter | B20 | 935 | 3800 | 3800 | 42 | 45.45 | 0.01 | 3.44
2040 | MISO_W_2_MISO_WUMS | MISO_W | MISO_WUMS | Internal | Shoulder | B11 | 25 | 1629 | 1629 | 66.04 | 70.55 | 0.01 | 4.5
2040 | MISO_W_2_MISO_WUMS | MISO_W | MISO_WUMS | Internal | Shoulder | B12 | 200 | 1629 | 5130.26 | 53.72 | 58.49 | 0.01 | 4.75
2040 | MISO_W_2_MISO_WUMS | MISO_W | MISO_WUMS | Internal | Shoulder | B13 | 600 | 1629 | 6023.56 | 49.27 | 54.04 | 0.01 | 4.75
2040 | MISO_W_2_MISO_WUMS | MISO_W | MISO_WUMS | Internal | Shoulder | B14 | 900 | 1629 | 7309.2 | 45.12 | 49.88 | 0.01 | 4.75
2040 | MISO_W_2_MISO_WUMS | MISO_W | MISO_WUMS | Internal | Shoulder | B15 | 1203 | 1629 | 5678.43 | 39.87 | 44.63 | 0.01 | 4.75
2040 | MISO_W_2_MISO_WUMS | MISO_W | MISO_WUMS | Internal | Summer | B1 | 10 | 1629 | 1629 | 82.46 | 84.54 | 0.01 | 2.06
2040 | MISO_W_2_MISO_WUMS | MISO_W | MISO_WUMS | Internal | Summer | B2 | 25 | 1629 | 1629 | 82.03 | 84.3 | 0.01 | 2.26
2040 | MISO_W_2_MISO_WUMS | MISO_W | MISO_WUMS | Internal | Summer | B3 | 75 | 1629 | 0 | 85.04 | 84.3 | 0.01 | 0
2040 | MISO_W_2_MISO_WUMS | MISO_W | MISO_WUMS | Internal | Summer | B4 | 100 | 1629 | 0 | 84.31 | 84.3 | 0.01 | 0
2040 | MISO_W_2_MISO_WUMS | MISO_W | MISO_WUMS | Internal | Summer | B5 | 200 | 1629 | 1629 | 80.43 | 81.02 | 0.01 | 0.57
2040 | MISO_W_2_MISO_WUMS | MISO_W | MISO_WUMS | Internal | Summer | B6 | 300 | 1629 | 1629 | 65.43 | 69.43 | 0.01 | 3.99
2040 | MISO_W_2_MISO_WUMS | MISO_W | MISO_WUMS | Internal | Summer | B7 | 400 | 1629 | 1629 | 57.52 | 60.95 | 0.01 | 3.42
2040 | MISO_W_2_MISO_WUMS | MISO_W | MISO_WUMS | Internal | Summer | B8 | 500 | 1629 | 3157.9 | 47.15 | 51.92 | 0.01 | 4.75
2040 | MISO_W_2_MISO_WUMS | MISO_W | MISO_WUMS | Internal | Summer | B9 | 800 | 1629 | 4996.51 | 42.06 | 46.83 | 0.01 | 4.75
2040 | MISO_W_2_MISO_WUMS | MISO_W | MISO_WUMS | Internal | Summer | B10 | 1262 | 1629 | 5886.79 | 35.87 | 40.63 | 0.01 | 4.75
2040 | MISO_W_2_MISO_WUMS | MISO_W | MISO_WUMS | Internal | Winter | B16 | 25 | 1629 | 5964.55 | 60.84 | 65.6 | 0.01 | 4.75
2040 | MISO_W_2_MISO_WUMS | MISO_W | MISO_WUMS | Internal | Winter | B17 | 100 | 1629 | 7305.84 | 53.2 | 57.96 | 0.01 | 4.75
2040 | MISO_W_2_MISO_WUMS | MISO_W | MISO_WUMS | Internal | Winter | B18 | 400 | 1629 | 7026 | 48.83 | 53.6 | 0.01 | 4.75
2040 | MISO_W_2_MISO_WUMS | MISO_W | MISO_WUMS | Internal | Winter | B19 | 700 | 1629 | 6592.49 | 46.92 | 51.69 | 0.01 | 4.75
2040 | MISO_W_2_MISO_WUMS | MISO_W | MISO_WUMS | Internal | Winter | B20 | 935 | 1629 | 4884.64 | 42 | 46.77 | 0.01 | 4.75
2040 | MISO_W_2_PJM_ROR | MISO_W | PJM_ROR | Internal | Shoulder | B11 | 25 | 773 | 773 | 66.04 | 68.55 | 2 | 0.51
2040 | MISO_W_2_PJM_ROR | MISO_W | PJM_ROR | Internal | Shoulder | B12 | 200 | 773 | 773 | 53.72 | 60.49 | 2 | 4.76
2040 | MISO_W_2_PJM_ROR | MISO_W | PJM_ROR | Internal | Shoulder | B13 | 600 | 773 | 773 | 49.27 | 56.57 | 2 | 5.3
2040 | MISO_W_2_PJM_ROR | MISO_W | PJM_ROR | Internal | Shoulder | B14 | 900 | 773 | 5453.12 | 45.12 | 52.49 | 2 | 5.38
2040 | MISO_W_2_PJM_ROR | MISO_W | PJM_ROR | Internal | Shoulder | B15 | 1203 | 773 | 13206.74 | 39.87 | 47.24 | 2 | 5.38
2040 | MISO_W_2_PJM_ROR | MISO_W | PJM_ROR | Internal | Summer | B1 | 10 | 773 | 773 | 82.46 | 88.15 | 2 | 3.68
2040 | MISO_W_2_PJM_ROR | MISO_W | PJM_ROR | Internal | Summer | B2 | 25 | 773 | 773 | 82.03 | 87.61 | 2 | 3.59
2040 | MISO_W_2_PJM_ROR | MISO_W | PJM_ROR | Internal | Summer | B3 | 75 | 773 | 0 | 85.04 | 86.48 | 2 | 0
2040 | MISO_W_2_PJM_ROR | MISO_W | PJM_ROR | Internal | Summer | B4 | 100 | 773 | 0 | 84.31 | 83.58 | 2 | 0
2040 | MISO_W_2_PJM_ROR | MISO_W | PJM_ROR | Internal | Summer | B5 | 200 | 773 | 0 | 80.43 | 79.01 | 2 | 0
2040 | MISO_W_2_PJM_ROR | MISO_W | PJM_ROR | Internal | Summer | B6 | 300 | 773 | 552.11 | 65.43 | 67.43 | 2 | 0
2040 | MISO_W_2_PJM_ROR | MISO_W | PJM_ROR | Internal | Summer | B7 | 400 | 773 | 0 | 57.52 | 58.95 | 2 | 0
2040 | MISO_W_2_PJM_ROR | MISO_W | PJM_ROR | Internal | Summer | B8 | 500 | 773 | 773 | 47.15 | 51.74 | 2 | 2.59
2040 | MISO_W_2_PJM_ROR | MISO_W | PJM_ROR | Internal | Summer | B9 | 800 | 773 | 773 | 42.06 | 47.65 | 2 | 3.59
2040 | MISO_W_2_PJM_ROR | MISO_W | PJM_ROR | Internal | Summer | B10 | 1262 | 773 | 6637.67 | 35.87 | 43.24 | 2 | 5.38
2040 | MISO_W_2_PJM_ROR | MISO_W | PJM_ROR | Internal | Winter | B16 | 25 | 773 | 18715.01 | 60.84 | 68.21 | 2 | 5.38
2040 | MISO_W_2_PJM_ROR | MISO_W | PJM_ROR | Internal | Winter | B17 | 100 | 773 | 15170.87 | 53.2 | 60.57 | 2 | 5.38
2040 | MISO_W_2_PJM_ROR | MISO_W | PJM_ROR | Internal | Winter | B18 | 400 | 773 | 10968.84 | 48.83 | 56.21 | 2 | 5.38
2040 | MISO_W_2_PJM_ROR | MISO_W | PJM_ROR | Internal | Winter | B19 | 700 | 773 | 12963.4 | 46.92 | 54.3 | 2 | 5.38
2040 | MISO_W_2_PJM_ROR | MISO_W | PJM_ROR | Internal | Winter | B20 | 935 | 773 | 22628.93 | 42 | 49.38 | 2 | 5.38
2040 | MISO_W_2_SPP_N | MISO_W | SPP_N | Internal | Shoulder | B11 | 25 | 3200 | 0 | 66.04 | 60.53 | 7 | 0
2040 | MISO_W_2_SPP_N | MISO_W | SPP_N | Internal | Shoulder | B12 | 200 | 3200 | 0 | 53.72 | 47.71 | 7 | 0
2040 | MISO_W_2_SPP_N | MISO_W | SPP_N | Internal | Shoulder | B13 | 600 | 3200 | 0 | 49.27 | 44.64 | 7 | 0
2040 | MISO_W_2_SPP_N | MISO_W | SPP_N | Internal | Shoulder | B14 | 900 | 3200 | 0 | 45.12 | 39.1 | 7 | 0
2040 | MISO_W_2_SPP_N | MISO_W | SPP_N | Internal | Shoulder | B15 | 1203 | 3200 | 0 | 39.87 | 33.85 | 7 | 0
2040 | MISO_W_2_SPP_N | MISO_W | SPP_N | Internal | Summer | B1 | 10 | 3200 | 0 | 82.46 | 76.24 | 7 | 0
2040 | MISO_W_2_SPP_N | MISO_W | SPP_N | Internal | Summer | B2 | 25 | 3200 | 0 | 82.03 | 77.6 | 7 | 0
2040 | MISO_W_2_SPP_N | MISO_W | SPP_N | Internal | Summer | B3 | 75 | 3200 | 0 | 85.04 | 80.61 | 7 | 0
2040 | MISO_W_2_SPP_N | MISO_W | SPP_N | Internal | Summer | B4 | 100 | 3200 | 0 | 84.31 | 79.89 | 7 | 0
2040 | MISO_W_2_SPP_N | MISO_W | SPP_N | Internal | Summer | B5 | 200 | 3200 | 0 | 80.43 | 76.01 | 7 | 0
2040 | MISO_W_2_SPP_N | MISO_W | SPP_N | Internal | Summer | B6 | 300 | 3200 | 0 | 65.43 | 61 | 7 | 0
2040 | MISO_W_2_SPP_N | MISO_W | SPP_N | Internal | Summer | B7 | 400 | 3200 | 0 | 57.52 | 53.09 | 7 | 0
2040 | MISO_W_2_SPP_N | MISO_W | SPP_N | Internal | Summer | B8 | 500 | 3200 | 0 | 47.15 | 42.73 | 7 | 0
2040 | MISO_W_2_SPP_N | MISO_W | SPP_N | Internal | Summer | B9 | 800 | 3200 | 0 | 42.06 | 37.64 | 7 | 0
2040 | MISO_W_2_SPP_N | MISO_W | SPP_N | Internal | Summer | B10 | 1262 | 3200 | 0 | 35.87 | 31.44 | 7 | 0
2040 | MISO_W_2_SPP_N | MISO_W | SPP_N | Internal | Winter | B16 | 25 | 3200 | 0 | 60.84 | 55.84 | 7 | 0
2040 | MISO_W_2_SPP_N | MISO_W | SPP_N | Internal | Winter | B17 | 100 | 3200 | 0 | 53.2 | 48.2 | 7 | 0
2040 | MISO_W_2_SPP_N | MISO_W | SPP_N | Internal | Winter | B18 | 400 | 3200 | 0 | 48.83 | 44.41 | 7 | 0
2040 | MISO_W_2_SPP_N | MISO_W | SPP_N | Internal | Winter | B19 | 700 | 3200 | 0 | 46.92 | 41.52 | 7 | 0
2040 | MISO_W_2_SPP_N | MISO_W | SPP_N | Internal | Winter | B20 | 935 | 3200 | 0 | 42 | 35.85 | 7 | 0
2040 | MISO_WUMS_2_MISO_MI | MISO_WUMS | MISO_MI | Internal | Shoulder | B11 | 25 | 99 | 0 | 70.55 | 70.53 | 0.01 | 0
2040 | MISO_WUMS_2_MISO_MI | MISO_WUMS | MISO_MI | Internal | Shoulder | B12 | 200 | 99 | 99 | 58.49 | 59.7 | 0.01 | 1.2
2040 | MISO_WUMS_2_MISO_MI | MISO_WUMS | MISO_MI | Internal | Shoulder | B13 | 600 | 99 | 99 | 54.04 | 55.25 | 0.01 | 1.2
2040 | MISO_WUMS_2_MISO_MI | MISO_WUMS | MISO_MI | Internal | Shoulder | B14 | 900 | 99 | 99 | 49.88 | 51.1 | 0.01 | 1.2
2040 | MISO_WUMS_2_MISO_MI | MISO_WUMS | MISO_MI | Internal | Shoulder | B15 | 1203 | 99 | 99 | 44.63 | 45.85 | 0.01 | 1.2
2040 | MISO_WUMS_2_MISO_MI | MISO_WUMS | MISO_MI | Internal | Summer | B1 | 10 | 99 | 19412.26 | 84.54 | 85.81 | 0.01 | 1.26
2040 | MISO_WUMS_2_MISO_MI | MISO_WUMS | MISO_MI | Internal | Summer | B2 | 25 | 99 | 19514.36 | 84.3 | 85.58 | 0.01 | 1.26
2040 | MISO_WUMS_2_MISO_MI | MISO_WUMS | MISO_MI | Internal | Summer | B3 | 75 | 99 | 11559.1 | 84.3 | 85.58 | 0.01 | 1.26
2040 | MISO_WUMS_2_MISO_MI | MISO_WUMS | MISO_MI | Internal | Summer | B4 | 100 | 99 | 1971.57 | 84.3 | 85.58 | 0.01 | 1.26
2040 | MISO_WUMS_2_MISO_MI | MISO_WUMS | MISO_MI | Internal | Summer | B5 | 200 | 99 | 0 | 81.02 | 81.01 | 0.01 | 0
2040 | MISO_WUMS_2_MISO_MI | MISO_WUMS | MISO_MI | Internal | Summer | B6 | 300 | 99 | 0 | 69.43 | 69.4 | 0.01 | 0
2040 | MISO_WUMS_2_MISO_MI | MISO_WUMS | MISO_MI | Internal | Summer | B7 | 400 | 99 | 0 | 60.95 | 60.93 | 0.01 | 0
2040 | MISO_WUMS_2_MISO_MI | MISO_WUMS | MISO_MI | Internal | Summer | B8 | 500 | 99 | 99 | 51.92 | 53.13 | 0.01 | 1.2
2040 | MISO_WUMS_2_MISO_MI | MISO_WUMS | MISO_MI | Internal | Summer | B9 | 800 | 99 | 99 | 46.83 | 48.04 | 0.01 | 1.2
2040 | MISO_WUMS_2_MISO_MI | MISO_WUMS | MISO_MI | Internal | Summer | B10 | 1262 | 99 | 99 | 40.63 | 41.85 | 0.01 | 1.2
2040 | MISO_WUMS_2_MISO_MI | MISO_WUMS | MISO_MI | Internal | Winter | B16 | 25 | 99 | 99 | 65.6 | 65.64 | 0.01 | 0.03
2040 | MISO_WUMS_2_MISO_MI | MISO_WUMS | MISO_MI | Internal | Winter | B17 | 100 | 99 | 99 | 57.96 | 59.18 | 0.01 | 1.2
2040 | MISO_WUMS_2_MISO_MI | MISO_WUMS | MISO_MI | Internal | Winter | B18 | 400 | 99 | 99 | 53.6 | 54.81 | 0.01 | 1.2
2040 | MISO_WUMS_2_MISO_MI | MISO_WUMS | MISO_MI | Internal | Winter | B19 | 700 | 99 | 99 | 51.69 | 52.9 | 0.01 | 1.2
2040 | MISO_WUMS_2_MISO_MI | MISO_WUMS | MISO_MI | Internal | Winter | B20 | 935 | 99 | 99 | 46.77 | 46.81 | 0.01 | 0.03
2040 | MISO_WUMS_2_MISO_W | MISO_WUMS | MISO_W | Internal | Shoulder | B11 | 25 | 1137 | 0 | 70.55 | 66.04 | 0.01 | 0
2040 | MISO_WUMS_2_MISO_W | MISO_WUMS | MISO_W | Internal | Shoulder | B12 | 200 | 1137 | 0 | 58.49 | 53.72 | 0.01 | 0
2040 | MISO_WUMS_2_MISO_W | MISO_WUMS | MISO_W | Internal | Shoulder | B13 | 600 | 1137 | 0 | 54.04 | 49.27 | 0.01 | 0
2040 | MISO_WUMS_2_MISO_W | MISO_WUMS | MISO_W | Internal | Shoulder | B14 | 900 | 1137 | 0 | 49.88 | 45.12 | 0.01 | 0
2040 | MISO_WUMS_2_MISO_W | MISO_WUMS | MISO_W | Internal | Shoulder | B15 | 1203 | 1137 | 0 | 44.63 | 39.87 | 0.01 | 0
2040 | MISO_WUMS_2_MISO_W | MISO_WUMS | MISO_W | Internal | Summer | B1 | 10 | 1137 | 0 | 84.54 | 82.46 | 0.01 | 0
2040 | MISO_WUMS_2_MISO_W | MISO_WUMS | MISO_W | Internal | Summer | B2 | 25 | 1137 | 0 | 84.3 | 82.03 | 0.01 | 0
2040 | MISO_WUMS_2_MISO_W | MISO_WUMS | MISO_W | Internal | Summer | B3 | 75 | 1137 | 1137 | 84.3 | 85.04 | 0.01 | 0.72
2040 | MISO_WUMS_2_MISO_W | MISO_WUMS | MISO_W | Internal | Summer | B4 | 100 | 1137 | 982.99 | 84.3 | 84.31 | 0.01 | 0
2040 | MISO_WUMS_2_MISO_W | MISO_WUMS | MISO_W | Internal | Summer | B5 | 200 | 1137 | 0 | 81.02 | 80.43 | 0.01 | 0
2040 | MISO_WUMS_2_MISO_W | MISO_WUMS | MISO_W | Internal | Summer | B6 | 300 | 1137 | 0 | 69.43 | 65.43 | 0.01 | 0
2040 | MISO_WUMS_2_MISO_W | MISO_WUMS | MISO_W | Internal | Summer | B7 | 400 | 1137 | 0 | 60.95 | 57.52 | 0.01 | 0
2040 | MISO_WUMS_2_MISO_W | MISO_WUMS | MISO_W | Internal | Summer | B8 | 500 | 1137 | 0 | 51.92 | 47.15 | 0.01 | 0
2040 | MISO_WUMS_2_MISO_W | MISO_WUMS | MISO_W | Internal | Summer | B9 | 800 | 1137 | 0 | 46.83 | 42.06 | 0.01 | 0
2040 | MISO_WUMS_2_MISO_W | MISO_WUMS | MISO_W | Internal | Summer | B10 | 1262 | 1137 | 0 | 40.63 | 35.87 | 0.01 | 0
2040 | MISO_WUMS_2_MISO_W | MISO_WUMS | MISO_W | Internal | Winter | B16 | 25 | 1137 | 0 | 65.6 | 60.84 | 0.01 | 0
2040 | MISO_WUMS_2_MISO_W | MISO_WUMS | MISO_W | Internal | Winter | B17 | 100 | 1137 | 0 | 57.96 | 53.2 | 0.01 | 0
2040 | MISO_WUMS_2_MISO_W | MISO_WUMS | MISO_W | Internal | Winter | B18 | 400 | 1137 | 0 | 53.6 | 48.83 | 0.01 | 0
2040 | MISO_WUMS_2_MISO_W | MISO_WUMS | MISO_W | Internal | Winter | B19 | 700 | 1137 | 0 | 51.69 | 46.92 | 0.01 | 0
2040 | MISO_WUMS_2_MISO_W | MISO_WUMS | MISO_W | Internal | Winter | B20 | 935 | 1137 | 0 | 46.77 | 42 | 0.01 | 0
2040 | MISO_WUMS_2_PJM_ROR | MISO_WUMS | PJM_ROR | Internal | Shoulder | B11 | 25 | 1600 | 0 | 70.55 | 68.55 | 2 | 0
2040 | MISO_WUMS_2_PJM_ROR | MISO_WUMS | PJM_ROR | Internal | Shoulder | B12 | 200 | 1600 | 895.18 | 58.49 | 60.49 | 2 | 0
2040 | MISO_WUMS_2_PJM_ROR | MISO_WUMS | PJM_ROR | Internal | Shoulder | B13 | 600 | 1600 | 1600 | 54.04 | 56.57 | 2 | 0.54
2040 | MISO_WUMS_2_PJM_ROR | MISO_WUMS | PJM_ROR | Internal | Shoulder | B14 | 900 | 1600 | 1600 | 49.88 | 52.49 | 2 | 0.61
2040 | MISO_WUMS_2_PJM_ROR | MISO_WUMS | PJM_ROR | Internal | Shoulder | B15 | 1203 | 1600 | 1600 | 44.63 | 47.24 | 2 | 0.61
2040 | MISO_WUMS_2_PJM_ROR | MISO_WUMS | PJM_ROR | Internal | Summer | B1 | 10 | 1600 | 5104.85 | 84.54 | 88.15 | 2 | 1.61
2040 | MISO_WUMS_2_PJM_ROR | MISO_WUMS | PJM_ROR | Internal | Summer | B2 | 25 | 1600 | 1600 | 84.3 | 87.61 | 2 | 1.31
2040 | MISO_WUMS_2_PJM_ROR | MISO_WUMS | PJM_ROR | Internal | Summer | B3 | 75 | 1600 | 1600 | 84.3 | 86.48 | 2 | 0.17
2040 | MISO_WUMS_2_PJM_ROR | MISO_WUMS | PJM_ROR | Internal | Summer | B4 | 100 | 1600 | 0 | 84.3 | 83.58 | 2 | 0
2040 | MISO_WUMS_2_PJM_ROR | MISO_WUMS | PJM_ROR | Internal | Summer | B5 | 200 | 1600 | 0 | 81.02 | 79.01 | 2 | 0
2040 | MISO_WUMS_2_PJM_ROR | MISO_WUMS | PJM_ROR | Internal | Summer | B6 | 300 | 1600 | 0 | 69.43 | 67.43 | 2 | 0
2040 | MISO_WUMS_2_PJM_ROR | MISO_WUMS | PJM_ROR | Internal | Summer | B7 | 400 | 1600 | 0 | 60.95 | 58.95 | 2 | 0
2040 | MISO_WUMS_2_PJM_ROR | MISO_WUMS | PJM_ROR | Internal | Summer | B8 | 500 | 1600 | 0 | 51.92 | 51.74 | 2 | 0
2040 | MISO_WUMS_2_PJM_ROR | MISO_WUMS | PJM_ROR | Internal | Summer | B9 | 800 | 1600 | 0 | 46.83 | 47.65 | 2 | 0
2040 | MISO_WUMS_2_PJM_ROR | MISO_WUMS | PJM_ROR | Internal | Summer | B10 | 1262 | 1600 | 1600 | 40.63 | 43.24 | 2 | 0.61
2040 | MISO_WUMS_2_PJM_ROR | MISO_WUMS | PJM_ROR | Internal | Winter | B16 | 25 | 1600 | 1600 | 65.6 | 68.21 | 2 | 0.61
2040 | MISO_WUMS_2_PJM_ROR | MISO_WUMS | PJM_ROR | Internal | Winter | B17 | 100 | 1600 | 1600 | 57.96 | 60.57 | 2 | 0.61
2040 | MISO_WUMS_2_PJM_ROR | MISO_WUMS | PJM_ROR | Internal | Winter | B18 | 400 | 1600 | 1600 | 53.6 | 56.21 | 2 | 0.61
2040 | MISO_WUMS_2_PJM_ROR | MISO_WUMS | PJM_ROR | Internal | Winter | B19 | 700 | 1600 | 1600 | 51.69 | 54.3 | 2 | 0.61
2040 | MISO_WUMS_2_PJM_ROR | MISO_WUMS | PJM_ROR | Internal | Winter | B20 | 935 | 1600 | 1600 | 46.77 | 49.38 | 2 | 0.61
2040 | NE_2_MISO_W | NE | MISO_W | Internal | Shoulder | B11 | 25 | 1600 | 16029.4 | 59.81 | 66.04 | 5 | 1.23
2040 | NE_2_MISO_W | NE | MISO_W | Internal | Shoulder | B12 | 200 | 1600 | 23140.42 | 47.49 | 53.72 | 5 | 1.23
2040 | NE_2_MISO_W | NE | MISO_W | Internal | Shoulder | B13 | 600 | 1600 | 26377.79 | 43.04 | 49.27 | 5 | 1.23
2040 | NE_2_MISO_W | NE | MISO_W | Internal | Shoulder | B14 | 900 | 1600 | 28210.01 | 38.89 | 45.12 | 5 | 1.23
2040 | NE_2_MISO_W | NE | MISO_W | Internal | Shoulder | B15 | 1203 | 1600 | 31083.9 | 33.64 | 39.87 | 5 | 1.23
2040 | NE_2_MISO_W | NE | MISO_W | Internal | Summer | B1 | 10 | 1600 | 14480.32 | 76.23 | 82.46 | 5 | 1.23
2040 | NE_2_MISO_W | NE | MISO_W | Internal | Summer | B2 | 25 | 1600 | 17886.27 | 75.8 | 82.03 | 5 | 1.23
2040 | NE_2_MISO_W | NE | MISO_W | Internal | Summer | B3 | 75 | 1600 | 10668.64 | 78.81 | 85.04 | 5 | 1.23
2040 | NE_2_MISO_W | NE | MISO_W | Internal | Summer | B4 | 100 | 1600 | 8834.09 | 78.08 | 84.31 | 5 | 1.23
2040 | NE_2_MISO_W | NE | MISO_W | Internal | Summer | B5 | 200 | 1600 | 10787.98 | 74.2 | 80.43 | 5 | 1.23
2040 | NE_2_MISO_W | NE | MISO_W | Internal | Summer | B6 | 300 | 1600 | 9713.84 | 59.2 | 65.43 | 5 | 1.23
2040 | NE_2_MISO_W | NE | MISO_W | Internal | Summer | B7 | 400 | 1600 | 6952.1 | 51.29 | 57.52 | 5 | 1.23
2040 | NE_2_MISO_W | NE | MISO_W | Internal | Summer | B8 | 500 | 1600 | 12206.09 | 40.92 | 47.15 | 5 | 1.23
2040 | NE_2_MISO_W | NE | MISO_W | Internal | Summer | B9 | 800 | 1600 | 11601.61 | 35.83 | 42.06 | 5 | 1.23
2040 | NE_2_MISO_W | NE | MISO_W | Internal | Summer | B10 | 1262 | 1600 | 22805.3 | 29.64 | 35.87 | 5 | 1.23
2040 | NE_2_MISO_W | NE | MISO_W | Internal | Winter | B16 | 25 | 1600 | 40971.18 | 54.61 | 60.84 | 5 | 1.23
2040 | NE_2_MISO_W | NE | MISO_W | Internal | Winter | B17 | 100 | 1600 | 35969.72 | 46.97 | 53.2 | 5 | 1.23
2040 | NE_2_MISO_W | NE | MISO_W | Internal | Winter | B18 | 400 | 1600 | 30967.15 | 42.6 | 48.83 | 5 | 1.23
2040 | NE_2_MISO_W | NE | MISO_W | Internal | Winter | B19 | 700 | 1600 | 30069.83 | 40.69 | 46.92 | 5 | 1.23
2040 | NE_2_MISO_W | NE | MISO_W | Internal | Winter | B20 | 935 | 1600 | 33255.28 | 35.77 | 42 | 5 | 1.23
2040 | NE_2_SPP_N | NE | SPP_N | Internal | Shoulder | B11 | 25 | 1800 | 1800 | 59.81 | 60.53 | 0.01 | 0.7
2040 | NE_2_SPP_N | NE | SPP_N | Internal | Shoulder | B12 | 200 | 1800 | 1800 | 47.49 | 47.71 | 0.01 | 0.2
2040 | NE_2_SPP_N | NE | SPP_N | Internal | Shoulder | B13 | 600 | 1800 | 1800 | 43.04 | 44.64 | 0.01 | 1.58
2040 | NE_2_SPP_N | NE | SPP_N | Internal | Shoulder | B14 | 900 | 1800 | 1800 | 38.89 | 39.1 | 0.01 | 0.2
2040 | NE_2_SPP_N | NE | SPP_N | Internal | Shoulder | B15 | 1203 | 1800 | 1800 | 33.64 | 33.85 | 0.01 | 0.2
2040 | NE_2_SPP_N | NE | SPP_N | Internal | Summer | B1 | 10 | 1800 | 132 | 76.23 | 76.24 | 0.01 | 0
2040 | NE_2_SPP_N | NE | SPP_N | Internal | Summer | B2 | 25 | 1800 | 5093.92 | 75.8 | 77.6 | 0.01 | 1.79
2040 | NE_2_SPP_N | NE | SPP_N | Internal | Summer | B3 | 75 | 1800 | 7016.35 | 78.81 | 80.61 | 0.01 | 1.79
2040 | NE_2_SPP_N | NE | SPP_N | Internal | Summer | B4 | 100 | 1800 | 5514.76 | 78.08 | 79.89 | 0.01 | 1.79
2040 | NE_2_SPP_N | NE | SPP_N | Internal | Summer | B5 | 200 | 1800 | 4670.28 | 74.2 | 76.01 | 0.01 | 1.79
2040 | NE_2_SPP_N | NE | SPP_N | Internal | Summer | B6 | 300 | 1800 | 6380.37 | 59.2 | 61 | 0.01 | 1.79
2040 | NE_2_SPP_N | NE | SPP_N | Internal | Summer | B7 | 400 | 1800 | 12189.05 | 51.29 | 53.09 | 0.01 | 1.79
2040 | NE_2_SPP_N | NE | SPP_N | Internal | Summer | B8 | 500 | 1800 | 12035.46 | 40.92 | 42.73 | 0.01 | 1.79
2040 | NE_2_SPP_N | NE | SPP_N | Internal | Summer | B9 | 800 | 1800 | 12283.04 | 35.83 | 37.64 | 0.01 | 1.79
2040 | NE_2_SPP_N | NE | SPP_N | Internal | Summer | B10 | 1262 | 1800 | 4946.51 | 29.64 | 31.44 | 0.01 | 1.79
2040 | NE_2_SPP_N | NE | SPP_N | Internal | Winter | B16 | 25 | 1800 | 1800 | 54.61 | 55.84 | 0.01 | 1.22
2040 | NE_2_SPP_N | NE | SPP_N | Internal | Winter | B17 | 100 | 1800 | 1800 | 46.97 | 48.2 | 0.01 | 1.22
2040 | NE_2_SPP_N | NE | SPP_N | Internal | Winter | B18 | 400 | 1800 | 3113.24 | 42.6 | 44.41 | 0.01 | 1.79
2040 | NE_2_SPP_N | NE | SPP_N | Internal | Winter | B19 | 700 | 1800 | 1800 | 40.69 | 41.52 | 0.01 | 0.82
2040 | NE_2_SPP_N | NE | SPP_N | Internal | Winter | B20 | 935 | 1800 | 1800 | 35.77 | 35.85 | 0.01 | 0.06
2040 | NEISO_2_NYISO_A-F | NEISO | NYISO_A-F | Internal | Shoulder | B11 | 25 | 600 | 600 | 55.15 | 59.16 | 3 | 1.01
2040 | NEISO_2_NYISO_A-F | NEISO | NYISO_A-F | Internal | Shoulder | B12 | 200 | 600 | 600 | 47.11 | 51.12 | 3 | 1.01
2040 | NEISO_2_NYISO_A-F | NEISO | NYISO_A-F | Internal | Shoulder | B13 | 600 | 600 | 600 | 45.22 | 49.23 | 3 | 1.01
2040 | NEISO_2_NYISO_A-F | NEISO | NYISO_A-F | Internal | Shoulder | B14 | 900 | 600 | 600 | 45.22 | 49.23 | 3 | 1.01
2040 | NEISO_2_NYISO_A-F | NEISO | NYISO_A-F | Internal | Shoulder | B15 | 1203 | 600 | 600 | 45.22 | 49.07 | 3 | 0.85
2040 | NEISO_2_NYISO_A-F | NEISO | NYISO_A-F | Internal | Summer | B1 | 10 | 600 | 600 | 75.4 | 78.66 | 3 | 0.26
2040 | NEISO_2_NYISO_A-F | NEISO | NYISO_A-F | Internal | Summer | B2 | 25 | 600 | 600 | 74.24 | 78.13 | 3 | 0.88
2040 | NEISO_2_NYISO_A-F | NEISO | NYISO_A-F | Internal | Summer | B3 | 75 | 600 | 600 | 73.07 | 76.99 | 3 | 0.92
2040 | NEISO_2_NYISO_A-F | NEISO | NYISO_A-F | Internal | Summer | B4 | 100 | 600 | 600 | 70.16 | 74.09 | 3 | 0.93
2040 | NEISO_2_NYISO_A-F | NEISO | NYISO_A-F | Internal | Summer | B5 | 200 | 600 | 600 | 65.59 | 69.52 | 3 | 0.93
2040 | NEISO_2_NYISO_A-F | NEISO | NYISO_A-F | Internal | Summer | B6 | 300 | 600 | 600 | 54.06 | 58.07 | 3 | 1.01
2040 | NEISO_2_NYISO_A-F | NEISO | NYISO_A-F | Internal | Summer | B7 | 400 | 600 | 600 | 45.58 | 49.6 | 3 | 1.01
2040 | NEISO_2_NYISO_A-F | NEISO | NYISO_A-F | Internal | Summer | B8 | 500 | 600 | 600 | 43.71 | 47.73 | 3 | 1.01
2040 | NEISO_2_NYISO_A-F | NEISO | NYISO_A-F | Internal | Summer | B9 | 800 | 600 | 600 | 41.35 | 45.36 | 3 | 1.01
2040 | NEISO_2_NYISO_A-F | NEISO | NYISO_A-F | Internal | Summer | B10 | 1262 | 600 | 600 | 41.35 | 45.36 | 3 | 1.01
2040 | NEISO_2_NYISO_A-F | NEISO | NYISO_A-F | Internal | Winter | B16 | 25 | 600 | 600 | 59.74 | 63 | 3 | 0.26
2040 | NEISO_2_NYISO_A-F | NEISO | NYISO_A-F | Internal | Winter | B17 | 100 | 600 | 600 | 57.12 | 60.38 | 3 | 0.26
2040 | NEISO_2_NYISO_A-F | NEISO | NYISO_A-F | Internal | Winter | B18 | 400 | 600 | 600 | 57.12 | 60.38 | 3 | 0.26
2040 | NEISO_2_NYISO_A-F | NEISO | NYISO_A-F | Internal | Winter | B19 | 700 | 600 | 0 | 57.12 | 59.57 | 3 | 0
2040 | NEISO_2_NYISO_A-F | NEISO | NYISO_A-F | Internal | Winter | B20 | 935 | 600 | 0 | 57.12 | 55.42 | 3 | 0
2040 | NEISO_2_NYISO_G-I | NEISO | NYISO_G-I | Internal | Shoulder | B11 | 25 | 600 | 6264.96 | 55.15 | 59.18 | 3 | 1.03
2040 | NEISO_2_NYISO_G-I | NEISO | NYISO_G-I | Internal | Shoulder | B12 | 200 | 600 | 5567.73 | 47.11 | 51.13 | 3 | 1.03
2040 | NEISO_2_NYISO_G-I | NEISO | NYISO_G-I | Internal | Shoulder | B13 | 600 | 600 | 2139.75 | 45.22 | 49.25 | 3 | 1.03
2040 | NEISO_2_NYISO_G-I | NEISO | NYISO_G-I | Internal | Shoulder | B14 | 900 | 600 | 691.86 | 45.22 | 49.25 | 3 | 1.03
2040 | NEISO_2_NYISO_G-I | NEISO | NYISO_G-I | Internal | Shoulder | B15 | 1203 | 600 | 600 | 45.22 | 49.08 | 3 | 0.87
2040 | NEISO_2_NYISO_G-I | NEISO | NYISO_G-I | Internal | Summer | B1 | 10 | 600 | 718.44 | 75.4 | 79.42 | 3 | 1.03
2040 | NEISO_2_NYISO_G-I | NEISO | NYISO_G-I | Internal | Summer | B2 | 25 | 600 | 1131.5 | 74.24 | 78.27 | 3 | 1.03
2040 | NEISO_2_NYISO_G-I | NEISO | NYISO_G-I | Internal | Summer | B3 | 75 | 600 | 3416.17 | 73.07 | 77.1 | 3 | 1.03
2040 | NEISO_2_NYISO_G-I | NEISO | NYISO_G-I | Internal | Summer | B4 | 100 | 600 | 5338.49 | 70.16 | 74.19 | 3 | 1.03
2040 | NEISO_2_NYISO_G-I | NEISO | NYISO_G-I | Internal | Summer | B5 | 200 | 600 | 6031.18 | 65.59 | 69.61 | 3 | 1.03
2040 | NEISO_2_NYISO_G-I | NEISO | NYISO_G-I | Internal | Summer | B6 | 300 | 600 | 2550.52 | 54.06 | 58.08 | 3 | 1.03
2040 | NEISO_2_NYISO_G-I | NEISO | NYISO_G-I | Internal | Summer | B7 | 400 | 600 | 4388.77 | 45.58 | 49.61 | 3 | 1.03
2040 | NEISO_2_NYISO_G-I | NEISO | NYISO_G-I | Internal | Summer | B8 | 500 | 600 | 3777.61 | 43.71 | 47.74 | 3 | 1.03
2040 | NEISO_2_NYISO_G-I | NEISO | NYISO_G-I | Internal | Summer | B9 | 800 | 600 | 4453.59 | 41.35 | 45.37 | 3 | 1.03
2040 | NEISO_2_NYISO_G-I | NEISO | NYISO_G-I | Internal | Summer | B10 | 1262 | 600 | 2725 | 41.35 | 45.37 | 3 | 1.03
2040 | NEISO_2_NYISO_G-I | NEISO | NYISO_G-I | Internal | Winter | B16 | 25 | 600 | 1117.19 | 59.74 | 63.76 | 3 | 1.03
2040 | NEISO_2_NYISO_G-I | NEISO | NYISO_G-I | Internal | Winter | B17 | 100 | 600 | 933.96 | 57.12 | 61.15 | 3 | 1.03
2040 | NEISO_2_NYISO_G-I | NEISO | NYISO_G-I | Internal | Winter | B18 | 400 | 600 | 630.22 | 57.12 | 61.15 | 3 | 1.03
2040 | NEISO_2_NYISO_G-I | NEISO | NYISO_G-I | Internal | Winter | B19 | 700 | 600 | 600 | 57.12 | 60.33 | 3 | 0.21
2040 | NEISO_2_NYISO_G-I | NEISO | NYISO_G-I | Internal | Winter | B20 | 935 | 600 | 0 | 57.12 | 55.44 | 3 | 0
2040 | NEISO_2_NYISO_J-K | NEISO | NYISO_J-K | Internal | Shoulder | B11 | 25 | 430 | 833.05 | 55.15 | 59.43 | 3 | 1.28
2040 | NEISO_2_NYISO_J-K | NEISO | NYISO_J-K | Internal | Shoulder | B12 | 200 | 430 | 430 | 47.11 | 51.15 | 3 | 1.04
2040 | NEISO_2_NYISO_J-K | NEISO | NYISO_J-K | Internal | Shoulder | B13 | 600 | 430 | 430 | 45.22 | 49.26 | 3 | 1.04
2040 | NEISO_2_NYISO_J-K | NEISO | NYISO_J-K | Internal | Shoulder | B14 | 900 | 430 | 430 | 45.22 | 49.26 | 3 | 1.04
2040 | NEISO_2_NYISO_J-K | NEISO | NYISO_J-K | Internal | Shoulder | B15 | 1203 | 430 | 430 | 45.22 | 49.1 | 3 | 0.88
2040 | NEISO_2_NYISO_J-K | NEISO | NYISO_J-K | Internal | Summer | B1 | 10 | 430 | 430 | 75.4 | 79.44 | 3 | 1.04
2040 | NEISO_2_NYISO_J-K | NEISO | NYISO_J-K | Internal | Summer | B2 | 25 | 430 | 430 | 74.24 | 78.28 | 3 | 1.04
2040 | NEISO_2_NYISO_J-K | NEISO | NYISO_J-K | Internal | Summer | B3 | 75 | 430 | 430 | 73.07 | 77.11 | 3 | 1.04
2040 | NEISO_2_NYISO_J-K | NEISO | NYISO_J-K | Internal | Summer | B4 | 100 | 430 | 430 | 70.16 | 74.18 | 3 | 1.02
2040 | NEISO_2_NYISO_J-K | NEISO | NYISO_J-K | Internal | Summer | B5 | 200 | 430 | 430 | 65.59 | 69.63 | 3 | 1.04
2040 | NEISO_2_NYISO_J-K | NEISO | NYISO_J-K | Internal | Summer | B6 | 300 | 430 | 2822.85 | 54.06 | 58.34 | 3 | 1.28
2040 | NEISO_2_NYISO_J-K | NEISO | NYISO_J-K | Internal | Summer | B7 | 400 | 430 | 1673.35 | 45.58 | 49.86 | 3 | 1.28
2040 | NEISO_2_NYISO_J-K | NEISO | NYISO_J-K | Internal | Summer | B8 | 500 | 430 | 867.71 | 43.71 | 48 | 3 | 1.28
2040 | NEISO_2_NYISO_J-K | NEISO | NYISO_J-K | Internal | Summer | B9 | 800 | 430 | 430 | 41.35 | 45.38 | 3 | 1.04
2040 | NEISO_2_NYISO_J-K | NEISO | NYISO_J-K | Internal | Summer | B10 | 1262 | 430 | 430 | 41.35 | 45.38 | 3 | 1.04
2040 | NEISO_2_NYISO_J-K | NEISO | NYISO_J-K | Internal | Winter | B16 | 25 | 430 | 2420.34 | 59.74 | 64.02 | 3 | 1.28
2040 | NEISO_2_NYISO_J-K | NEISO | NYISO_J-K | Internal | Winter | B17 | 100 | 430 | 2187.28 | 57.12 | 61.4 | 3 | 1.28
2040 | NEISO_2_NYISO_J-K | NEISO | NYISO_J-K | Internal | Winter | B18 | 400 | 430 | 2086.43 | 57.12 | 61.4 | 3 | 1.28
2040 | NEISO_2_NYISO_J-K | NEISO | NYISO_J-K | Internal | Winter | B19 | 700 | 430 | 430 | 57.12 | 60.98 | 3 | 0.86
2040 | NEISO_2_NYISO_J-K | NEISO | NYISO_J-K | Internal | Winter | B20 | 935 | 430 | 0 | 57.12 | 56.07 | 3 | 0
2040 | NonRTO_Midwest_2_MISO_IN | NonRTO_Midwest | MISO_IN | Internal | Shoulder | B11 | 25 | 4450 | 0 | 78.52 | 70.52 | 8 | 0
2040 | NonRTO_Midwest_2_MISO_IN | NonRTO_Midwest | MISO_IN | Internal | Shoulder | B12 | 200 | 4450 | 0 | 66.2 | 58.2 | 8 | 0
2040 | NonRTO_Midwest_2_MISO_IN | NonRTO_Midwest | MISO_IN | Internal | Shoulder | B13 | 600 | 4450 | 0 | 61.75 | 53.75 | 8 | 0
2040 | NonRTO_Midwest_2_MISO_IN | NonRTO_Midwest | MISO_IN | Internal | Shoulder | B14 | 900 | 4450 | 0 | 55.68 | 49.59 | 8 | 0
2040 | NonRTO_Midwest_2_MISO_IN | NonRTO_Midwest | MISO_IN | Internal | Shoulder | B15 | 1203 | 4450 | 0 | 45.24 | 44.35 | 8 | 0
2040 | NonRTO_Midwest_2_MISO_IN | NonRTO_Midwest | MISO_IN | Internal | Summer | B1 | 10 | 4450 | 0 | 93.83 | 85.83 | 8 | 0
2040 | NonRTO_Midwest_2_MISO_IN | NonRTO_Midwest | MISO_IN | Internal | Summer | B2 | 25 | 4450 | 0 | 93.6 | 85.6 | 8 | 0
2040 | NonRTO_Midwest_2_MISO_IN | NonRTO_Midwest | MISO_IN | Internal | Summer | B3 | 75 | 4450 | 0 | 93.6 | 85.6 | 8 | 0
2040 | NonRTO_Midwest_2_MISO_IN | NonRTO_Midwest | MISO_IN | Internal | Summer | B4 | 100 | 4450 | 0 | 93.59 | 85.59 | 8 | 0
2040 | NonRTO_Midwest_2_MISO_IN | NonRTO_Midwest | MISO_IN | Internal | Summer | B5 | 200 | 4450 | 0 | 89.02 | 81.02 | 8 | 0
2040 | NonRTO_Midwest_2_MISO_IN | NonRTO_Midwest | MISO_IN | Internal | Summer | B6 | 300 | 4450 | 0 | 77.42 | 69.42 | 8 | 0
2040 | NonRTO_Midwest_2_MISO_IN | NonRTO_Midwest | MISO_IN | Internal | Summer | B7 | 400 | 4450 | 0 | 61.85 | 60.91 | 8 | 0
2040 | NonRTO_Midwest_2_MISO_IN | NonRTO_Midwest | MISO_IN | Internal | Summer | B8 | 500 | 4450 | 0 | 49.81 | 51.63 | 8 | 0
2040 | NonRTO_Midwest_2_MISO_IN | NonRTO_Midwest | MISO_IN | Internal | Summer | B9 | 800 | 4450 | 0 | 45.65 | 46.54 | 8 | 0
2040 | NonRTO_Midwest_2_MISO_IN | NonRTO_Midwest | MISO_IN | Internal | Summer | B10 | 1262 | 4450 | 0 | 39.45 | 40.35 | 8 | 0
2040 | NonRTO_Midwest_2_MISO_IN | NonRTO_Midwest | MISO_IN | Internal | Winter | B16 | 25 | 4450 | 0 | 73.32 | 65.32 | 8 | 0
2040 | NonRTO_Midwest_2_MISO_IN | NonRTO_Midwest | MISO_IN | Internal | Winter | B17 | 100 | 4450 | 0 | 65.68 | 57.68 | 8 | 0
2040 | NonRTO_Midwest_2_MISO_IN | NonRTO_Midwest | MISO_IN | Internal | Winter | B18 | 400 | 4450 | 0 | 61.31 | 53.31 | 8 | 0
2040 | NonRTO_Midwest_2_MISO_IN | NonRTO_Midwest | MISO_IN | Internal | Winter | B19 | 700 | 4450 | 0 | 57.5 | 51.4 | 8 | 0
2040 | NonRTO_Midwest_2_MISO_IN | NonRTO_Midwest | MISO_IN | Internal | Winter | B20 | 935 | 4450 | 0 | 45.45 | 46.34 | 8 | 0
2040 | NonRTO_Midwest_2_TVA_Transmission | NonRTO_Midwest | TVA_Transmission | Internal | Shoulder | B11 | 25 | 2400 | 0 | 78.52 | 74.13 | 8 | 0
2040 | NonRTO_Midwest_2_TVA_Transmission | NonRTO_Midwest | TVA_Transmission | Internal | Shoulder | B12 | 200 | 2400 | 0 | 66.2 | 62.83 | 8 | 0
2040 | NonRTO_Midwest_2_TVA_Transmission | NonRTO_Midwest | TVA_Transmission | Internal | Shoulder | B13 | 600 | 2400 | 0 | 61.75 | 59.46 | 8 | 0
2040 | NonRTO_Midwest_2_TVA_Transmission | NonRTO_Midwest | TVA_Transmission | Internal | Shoulder | B14 | 900 | 2400 | 0 | 55.68 | 56.7 | 8 | 0
2040 | NonRTO_Midwest_2_TVA_Transmission | NonRTO_Midwest | TVA_Transmission | Internal | Shoulder | B15 | 1203 | 2400 | 409.74 | 45.24 | 53.24 | 8 | 0
2040 | NonRTO_Midwest_2_TVA_Transmission | NonRTO_Midwest | TVA_Transmission | Internal | Summer | B1 | 10 | 2400 | 0 | 93.83 | 93.85 | 8 | 0
2040 | NonRTO_Midwest_2_TVA_Transmission | NonRTO_Midwest | TVA_Transmission | Internal | Summer | B2 | 25 | 2400 | 0 | 93.6 | 93.61 | 8 | 0
2040 | NonRTO_Midwest_2_TVA_Transmission | NonRTO_Midwest | TVA_Transmission | Internal | Summer | B3 | 75 | 2400 | 0 | 93.6 | 92.48 | 8 | 0
2040 | NonRTO_Midwest_2_TVA_Transmission | NonRTO_Midwest | TVA_Transmission | Internal | Summer | B4 | 100 | 2400 | 0 | 93.59 | 89.58 | 8 | 0
2040 | NonRTO_Midwest_2_TVA_Transmission | NonRTO_Midwest | TVA_Transmission | Internal | Summer | B5 | 200 | 2400 | 0 | 89.02 | 85.01 | 8 | 0
2040 | NonRTO_Midwest_2_TVA_Transmission | NonRTO_Midwest | TVA_Transmission | Internal | Summer | B6 | 300 | 2400 | 0 | 77.42 | 72.62 | 8 | 0
2040 | NonRTO_Midwest_2_TVA_Transmission | NonRTO_Midwest | TVA_Transmission | Internal | Summer | B7 | 400 | 2400 | 0 | 61.85 | 62.74 | 8 | 0
2040 | NonRTO_Midwest_2_TVA_Transmission | NonRTO_Midwest | TVA_Transmission | Internal | Summer | B8 | 500 | 2400 | 0 | 49.81 | 57.19 | 8 | 0
2040 | NonRTO_Midwest_2_TVA_Transmission | NonRTO_Midwest | TVA_Transmission | Internal | Summer | B9 | 800 | 2400 | 743.78 | 45.65 | 53.65 | 8 | 0
2040 | NonRTO_Midwest_2_TVA_Transmission | NonRTO_Midwest | TVA_Transmission | Internal | Summer | B10 | 1262 | 2400 | 1326.11 | 39.45 | 47.45 | 8 | 0
2040 | NonRTO_Midwest_2_TVA_Transmission | NonRTO_Midwest | TVA_Transmission | Internal | Winter | B16 | 25 | 2400 | 0 | 73.32 | 72.42 | 8 | 0
2040 | NonRTO_Midwest_2_TVA_Transmission | NonRTO_Midwest | TVA_Transmission | Internal | Winter | B17 | 100 | 2400 | 0 | 65.68 | 64.75 | 8 | 0
2040 | NonRTO_Midwest_2_TVA_Transmission | NonRTO_Midwest | TVA_Transmission | Internal | Winter | B18 | 400 | 2400 | 0 | 61.31 | 60.42 | 8 | 0
2040 | NonRTO_Midwest_2_TVA_Transmission | NonRTO_Midwest | TVA_Transmission | Internal | Winter | B19 | 700 | 2400 | 0 | 57.5 | 58.51 | 8 | 0
2040 | NonRTO_Midwest_2_TVA_Transmission | NonRTO_Midwest | TVA_Transmission | Internal | Winter | B20 | 935 | 2400 | 893.83 | 45.45 | 53.45 | 8 | 0
2040 | NYISO_A-F_2_IESO | NYISO_A-F | IESO | Internal | Shoulder | B11 | 25 | 1600 | 0 | 59.16 | 61.61 | 7 | 0
2040 | NYISO_A-F_2_IESO | NYISO_A-F | IESO | Internal | Shoulder | B12 | 200 | 1600 | 0 | 51.12 | 52.7 | 7 | 0
2040 | NYISO_A-F_2_IESO | NYISO_A-F | IESO | Internal | Shoulder | B13 | 600 | 1600 | 0 | 49.23 | 52 | 7 | 0
2040 | NYISO_A-F_2_IESO | NYISO_A-F | IESO | Internal | Shoulder | B14 | 900 | 1600 | 0 | 49.23 | 52 | 7 | 0
2040 | NYISO_A-F_2_IESO | NYISO_A-F | IESO | Internal | Shoulder | B15 | 1203 | 1600 | 0 | 49.07 | 52 | 7 | 0
2040 | NYISO_A-F_2_IESO | NYISO_A-F | IESO | Internal | Summer | B1 | 10 | 1600 | 0 | 78.66 | 78.81 | 7 | 0
2040 | NYISO_A-F_2_IESO | NYISO_A-F | IESO | Internal | Summer | B2 | 25 | 1600 | 0 | 78.13 | 78.58 | 7 | 0
2040 | NYISO_A-F_2_IESO | NYISO_A-F | IESO | Internal | Summer | B3 | 75 | 1600 | 0 | 76.99 | 76.65 | 7 | 0
2040 | NYISO_A-F_2_IESO | NYISO_A-F | IESO | Internal | Summer | B4 | 100 | 1600 | 0 | 74.09 | 76.65 | 7 | 0
2040 | NYISO_A-F_2_IESO | NYISO_A-F | IESO | Internal | Summer | B5 | 200 | 1600 | 0 | 69.52 | 72.08 | 7 | 0
2040 | NYISO_A-F_2_IESO | NYISO_A-F | IESO | Internal | Summer | B6 | 300 | 1600 | 0 | 58.07 | 60.48 | 7 | 0
2040 | NYISO_A-F_2_IESO | NYISO_A-F | IESO | Internal | Summer | B7 | 400 | 1600 | 0 | 49.6 | 52 | 7 | 0
2040 | NYISO_A-F_2_IESO | NYISO_A-F | IESO | Internal | Summer | B8 | 500 | 1600 | 0 | 47.73 | 47.78 | 7 | 0
2040 | NYISO_A-F_2_IESO | NYISO_A-F | IESO | Internal | Summer | B9 | 800 | 1600 | 0 | 45.36 | 47.78 | 7 | 0
2040 | NYISO_A-F_2_IESO | NYISO_A-F | IESO | Internal | Summer | B10 | 1262 | 1600 | 0 | 45.36 | 47.78 | 7 | 0
2040 | NYISO_A-F_2_IESO | NYISO_A-F | IESO | Internal | Winter | B16 | 25 | 1600 | 0 | 63 | 58.64 | 7 | 0
2040 | NYISO_A-F_2_IESO | NYISO_A-F | IESO | Internal | Winter | B17 | 100 | 1600 | 0 | 60.38 | 55.05 | 7 | 0
2040 | NYISO_A-F_2_IESO | NYISO_A-F | IESO | Internal | Winter | B18 | 400 | 1600 | 0 | 60.38 | 54.13 | 7 | 0
2040 | NYISO_A-F_2_IESO | NYISO_A-F | IESO | Internal | Winter | B19 | 700 | 1600 | 0 | 59.57 | 54.13 | 7 | 0
2040 | NYISO_A-F_2_IESO | NYISO_A-F | IESO | Internal | Winter | B20 | 935 | 1600 | 0 | 55.42 | 54.13 | 7 | 0
2040 | NYISO_A-F_2_NEISO | NYISO_A-F | NEISO | Internal | Shoulder | B11 | 25 | 600 | 0 | 59.16 | 55.15 | 3 | 0
2040 | NYISO_A-F_2_NEISO | NYISO_A-F | NEISO | Internal | Shoulder | B12 | 200 | 600 | 0 | 51.12 | 47.11 | 3 | 0
2040 | NYISO_A-F_2_NEISO | NYISO_A-F | NEISO | Internal | Shoulder | B13 | 600 | 600 | 0 | 49.23 | 45.22 | 3 | 0
2040 | NYISO_A-F_2_NEISO | NYISO_A-F | NEISO | Internal | Shoulder | B14 | 900 | 600 | 0 | 49.23 | 45.22 | 3 | 0
2040 | NYISO_A-F_2_NEISO | NYISO_A-F | NEISO | Internal | Shoulder | B15 | 1203 | 600 | 0 | 49.07 | 45.22 | 3 | 0
2040 | NYISO_A-F_2_NEISO | NYISO_A-F | NEISO | Internal | Summer | B1 | 10 | 600 | 0 | 78.66 | 75.4 | 3 | 0
2040 | NYISO_A-F_2_NEISO | NYISO_A-F | NEISO | Internal | Summer | B2 | 25 | 600 | 0 | 78.13 | 74.24 | 3 | 0
2040 | NYISO_A-F_2_NEISO | NYISO_A-F | NEISO | Internal | Summer | B3 | 75 | 600 | 0 | 76.99 | 73.07 | 3 | 0
2040 | NYISO_A-F_2_NEISO | NYISO_A-F | NEISO | Internal | Summer | B4 | 100 | 600 | 0 | 74.09 | 70.16 | 3 | 0
2040 | NYISO_A-F_2_NEISO | NYISO_A-F | NEISO | Internal | Summer | B5 | 200 | 600 | 0 | 69.52 | 65.59 | 3 | 0
2040 | NYISO_A-F_2_NEISO | NYISO_A-F | NEISO | Internal | Summer | B6 | 300 | 600 | 0 | 58.07 | 54.06 | 3 | 0
2040 | NYISO_A-F_2_NEISO | NYISO_A-F | NEISO | Internal | Summer | B7 | 400 | 600 | 0 | 49.6 | 45.58 | 3 | 0
2040 | NYISO_A-F_2_NEISO | NYISO_A-F | NEISO | Internal | Summer | B8 | 500 | 600 | 0 | 47.73 | 43.71 | 3 | 0
2040 | NYISO_A-F_2_NEISO | NYISO_A-F | NEISO | Internal | Summer | B9 | 800 | 600 | 0 | 45.36 | 41.35 | 3 | 0
2040 | NYISO_A-F_2_NEISO | NYISO_A-F | NEISO | Internal | Summer | B10 | 1262 | 600 | 0 | 45.36 | 41.35 | 3 | 0
2040 | NYISO_A-F_2_NEISO | NYISO_A-F | NEISO | Internal | Winter | B16 | 25 | 600 | 0 | 63 | 59.74 | 3 | 0
2040 | NYISO_A-F_2_NEISO | NYISO_A-F | NEISO | Internal | Winter | B17 | 100 | 600 | 0 | 60.38 | 57.12 | 3 | 0
2040 | NYISO_A-F_2_NEISO | NYISO_A-F | NEISO | Internal | Winter | B18 | 400 | 600 | 0 | 60.38 | 57.12 | 3 | 0
2040 | NYISO_A-F_2_NEISO | NYISO_A-F | NEISO | Internal | Winter | B19 | 700 | 600 | 0 | 59.57 | 57.12 | 3 | 0
2040 | NYISO_A-F_2_NEISO | NYISO_A-F | NEISO | Internal | Winter | B20 | 935 | 600 | 0 | 55.42 | 57.12 | 3 | 0
2040 | NYISO_A-F_2_NYISO_G-I | NYISO_A-F | NYISO_G-I | Internal | Shoulder | B11 | 25 | 4250 | 3627.73 | 59.16 | 59.18 | 0.01 | 0
2040 | NYISO_A-F_2_NYISO_G-I | NYISO_A-F | NYISO_G-I | Internal | Shoulder | B12 | 200 | 4250 | 2268.64 | 51.12 | 51.13 | 0.01 | 0
2040 | NYISO_A-F_2_NYISO_G-I | NYISO_A-F | NYISO_G-I | Internal | Shoulder | B13 | 600 | 4250 | 3683.07 | 49.23 | 49.25 | 0.01 | 0
2040 | NYISO_A-F_2_NYISO_G-I | NYISO_A-F | NYISO_G-I | Internal | Shoulder | B14 | 900 | 4250 | 4072.19 | 49.23 | 49.25 | 0.01 | 0
2040 | NYISO_A-F_2_NYISO_G-I | NYISO_A-F | NYISO_G-I | Internal | Shoulder | B15 | 1203 | 4250 | 1855.76 | 49.07 | 49.08 | 0.01 | 0
2040 | NYISO_A-F_2_NYISO_G-I | NYISO_A-F | NYISO_G-I | Internal | Summer | B1 | 10 | 4250 | 4294.67 | 78.66 | 79.42 | 0.01 | 0.75
2040 | NYISO_A-F_2_NYISO_G-I | NYISO_A-F | NYISO_G-I | Internal | Summer | B2 | 25 | 4250 | 4250 | 78.13 | 78.27 | 0.01 | 0.13
2040 | NYISO_A-F_2_NYISO_G-I | NYISO_A-F | NYISO_G-I | Internal | Summer | B3 | 75 | 4250 | 4250 | 76.99 | 77.1 | 0.01 | 0.09
2040 | NYISO_A-F_2_NYISO_G-I | NYISO_A-F | NYISO_G-I | Internal | Summer | B4 | 100 | 4250 | 4250 | 74.09 | 74.19 | 0.01 | 0.08
2040 | NYISO_A-F_2_NYISO_G-I | NYISO_A-F | NYISO_G-I | Internal | Summer | B5 | 200 | 4250 | 4250 | 69.52 | 69.61 | 0.01 | 0.08
2040 | NYISO_A-F_2_NYISO_G-I | NYISO_A-F | NYISO_G-I | Internal | Summer | B6 | 300 | 4250 | 4216.92 | 58.07 | 58.08 | 0.01 | 0
2040 | NYISO_A-F_2_NYISO_G-I | NYISO_A-F | NYISO_G-I | Internal | Summer | B7 | 400 | 4250 | 2950.37 | 49.6 | 49.61 | 0.01 | 0
2040 | NYISO_A-F_2_NYISO_G-I | NYISO_A-F | NYISO_G-I | Internal | Summer | B8 | 500 | 4250 | 2582.83 | 47.73 | 47.74 | 0.01 | 0
2040 | NYISO_A-F_2_NYISO_G-I | NYISO_A-F | NYISO_G-I | Internal | Summer | B9 | 800 | 4250 | 1055.98 | 45.36 | 45.37 | 0.01 | 0
2040 | NYISO_A-F_2_NYISO_G-I | NYISO_A-F | NYISO_G-I | Internal | Summer | B10 | 1262 | 4250 | 95.25 | 45.36 | 45.37 | 0.01 | 0
2040 | NYISO_A-F_2_NYISO_G-I | NYISO_A-F | NYISO_G-I | Internal | Winter | B16 | 25 | 4250 | 5431.75 | 63 | 63.76 | 0.01 | 0.75
2040 | NYISO_A-F_2_NYISO_G-I | NYISO_A-F | NYISO_G-I | Internal | Winter | B17 | 100 | 4250 | 5478.34 | 60.38 | 61.15 | 0.01 | 0.75
2040 | NYISO_A-F_2_NYISO_G-I | NYISO_A-F | NYISO_G-I | Internal | Winter | B18 | 400 | 4250 | 5703.06 | 60.38 | 61.15 | 0.01 | 0.75
2040 | NYISO_A-F_2_NYISO_G-I | NYISO_A-F | NYISO_G-I | Internal | Winter | B19 | 700 | 4250 | 5529.92 | 59.57 | 60.33 | 0.01 | 0.75
2040 | NYISO_A-F_2_NYISO_G-I | NYISO_A-F | NYISO_G-I | Internal | Winter | B20 | 935 | 4250 | 4250 | 55.42 | 55.44 | 0.01 | 0.01
2040 | NYISO_A-F_2_PJM_ROM | NYISO_A-F | PJM_ROM | Internal | Shoulder | B11 | 25 | 1000 | 1000 | 59.16 | 67.2 | 8 | 0.04
2040 | NYISO_A-F_2_PJM_ROM | NYISO_A-F | PJM_ROM | Internal | Shoulder | B12 | 200 | 1000 | 1000 | 51.12 | 59.13 | 8 | 0.01
2040 | NYISO_A-F_2_PJM_ROM | NYISO_A-F | PJM_ROM | Internal | Shoulder | B13 | 600 | 1000 | 0 | 49.23 | 55.22 | 8 | 0
2040 | NYISO_A-F_2_PJM_ROM | NYISO_A-F | PJM_ROM | Internal | Shoulder | B14 | 900 | 1000 | 0 | 49.23 | 51.14 | 8 | 0
2040 | NYISO_A-F_2_PJM_ROM | NYISO_A-F | PJM_ROM | Internal | Shoulder | B15 | 1203 | 1000 | 0 | 49.07 | 45.89 | 8 | 0
2040 | NYISO_A-F_2_PJM_ROM | NYISO_A-F | PJM_ROM | Internal | Summer | B1 | 10 | 1000 | 1543.56 | 78.66 | 86.79 | 8 | 0.13
2040 | NYISO_A-F_2_PJM_ROM | NYISO_A-F | PJM_ROM | Internal | Summer | B2 | 25 | 1000 | 1046.25 | 78.13 | 86.26 | 8 | 0.13
2040 | NYISO_A-F_2_PJM_ROM | NYISO_A-F | PJM_ROM | Internal | Summer | B3 | 75 | 1000 | 1092.96 | 76.99 | 85.12 | 8 | 0.13
2040 | NYISO_A-F_2_PJM_ROM | NYISO_A-F | PJM_ROM | Internal | Summer | B4 | 100 | 1000 | 1367.26 | 74.09 | 82.22 | 8 | 0.13
2040 | NYISO_A-F_2_PJM_ROM | NYISO_A-F | PJM_ROM | Internal | Summer | B5 | 200 | 1000 | 1492.91 | 69.52 | 77.65 | 8 | 0.13
2040 | NYISO_A-F_2_PJM_ROM | NYISO_A-F | PJM_ROM | Internal | Summer | B6 | 300 | 1000 | 422.53 | 58.07 | 66.07 | 8 | 0
2040 | NYISO_A-F_2_PJM_ROM | NYISO_A-F | PJM_ROM | Internal | Summer | B7 | 400 | 1000 | 611.52 | 49.6 | 57.6 | 8 | 0
2040 | NYISO_A-F_2_PJM_ROM | NYISO_A-F | PJM_ROM | Internal | Summer | B8 | 500 | 1000 | 0 | 47.73 | 50.39 | 8 | 0
2040 | NYISO_A-F_2_PJM_ROM | NYISO_A-F | PJM_ROM | Internal | Summer | B9 | 800 | 1000 | 0 | 45.36 | 46.29 | 8 | 0
2040 | NYISO_A-F_2_PJM_ROM | NYISO_A-F | PJM_ROM | Internal | Summer | B10 | 1262 | 1000 | 0 | 45.36 | 42.1 | 8 | 0
2040 | NYISO_A-F_2_PJM_ROM | NYISO_A-F | PJM_ROM | Internal | Winter | B16 | 25 | 1000 | 0 | 63 | 68.2 | 8 | 0
2040 | NYISO_A-F_2_PJM_ROM | NYISO_A-F | PJM_ROM | Internal | Winter | B17 | 100 | 1000 | 0 | 60.38 | 60.56 | 8 | 0
2040 | NYISO_A-F_2_PJM_ROM | NYISO_A-F | PJM_ROM | Internal | Winter | B18 | 400 | 1000 | 0 | 60.38 | 56.2 | 8 | 0
2040 | NYISO_A-F_2_PJM_ROM | NYISO_A-F | PJM_ROM | Internal | Winter | B19 | 700 | 1000 | 0 | 59.57 | 54.31 | 8 | 0
2040 | NYISO_A-F_2_PJM_ROM | NYISO_A-F | PJM_ROM | Internal | Winter | B20 | 935 | 1000 | 0 | 55.42 | 49.4 | 8 | 0
2040 | NYISO_G-I_2_NEISO | NYISO_G-I | NEISO | Internal | Shoulder | B11 | 25 | 600 | 0 | 59.18 | 55.15 | 3 | 0
2040 | NYISO_G-I_2_NEISO | NYISO_G-I | NEISO | Internal | Shoulder | B12 | 200 | 600 | 0 | 51.13 | 47.11 | 3 | 0
2040 | NYISO_G-I_2_NEISO | NYISO_G-I | NEISO | Internal | Shoulder | B13 | 600 | 600 | 0 | 49.25 | 45.22 | 3 | 0
2040 | NYISO_G-I_2_NEISO | NYISO_G-I | NEISO | Internal | Shoulder | B14 | 900 | 600 | 0 | 49.25 | 45.22 | 3 | 0
2040 | NYISO_G-I_2_NEISO | NYISO_G-I | NEISO | Internal | Shoulder | B15 | 1203 | 600 | 0 | 49.08 | 45.22 | 3 | 0
2040 | NYISO_G-I_2_NEISO | NYISO_G-I | NEISO | Internal | Summer | B1 | 10 | 600 | 0 | 79.42 | 75.4 | 3 | 0
2040 | NYISO_G-I_2_NEISO | NYISO_G-I | NEISO | Internal | Summer | B2 | 25 | 600 | 0 | 78.27 | 74.24 | 3 | 0
2040 | NYISO_G-I_2_NEISO | NYISO_G-I | NEISO | Internal | Summer | B3 | 75 | 600 | 0 | 77.1 | 73.07 | 3 | 0
2040 | NYISO_G-I_2_NEISO | NYISO_G-I | NEISO | Internal | Summer | B4 | 100 | 600 | 0 | 74.19 | 70.16 | 3 | 0
2040 | NYISO_G-I_2_NEISO | NYISO_G-I | NEISO | Internal | Summer | B5 | 200 | 600 | 0 | 69.61 | 65.59 | 3 | 0
2040 | NYISO_G-I_2_NEISO | NYISO_G-I | NEISO | Internal | Summer | B6 | 300 | 600 | 0 | 58.08 | 54.06 | 3 | 0
2040 | NYISO_G-I_2_NEISO | NYISO_G-I | NEISO | Internal | Summer | B7 | 400 | 600 | 0 | 49.61 | 45.58 | 3 | 0
2040 | NYISO_G-I_2_NEISO | NYISO_G-I | NEISO | Internal | Summer | B8 | 500 | 600 | 0 | 47.74 | 43.71 | 3 | 0
2040 | NYISO_G-I_2_NEISO | NYISO_G-I | NEISO | Internal | Summer | B9 | 800 | 600 | 0 | 45.37 | 41.35 | 3 | 0
2040 | NYISO_G-I_2_NEISO | NYISO_G-I | NEISO | Internal | Summer | B10 | 1262 | 600 | 0 | 45.37 | 41.35 | 3 | 0
2040 | NYISO_G-I_2_NEISO | NYISO_G-I | NEISO | Internal | Winter | B16 | 25 | 600 | 0 | 63.76 | 59.74 | 3 | 0
2040 | NYISO_G-I_2_NEISO | NYISO_G-I | NEISO | Internal | Winter | B17 | 100 | 600 | 0 | 61.15 | 57.12 | 3 | 0
2040 | NYISO_G-I_2_NEISO | NYISO_G-I | NEISO | Internal | Winter | B18 | 400 | 600 | 0 | 61.15 | 57.12 | 3 | 0
2040 | NYISO_G-I_2_NEISO | NYISO_G-I | NEISO | Internal | Winter | B19 | 700 | 600 | 0 | 60.33 | 57.12 | 3 | 0
2040 | NYISO_G-I_2_NEISO | NYISO_G-I | NEISO | Internal | Winter | B20 | 935 | 600 | 0 | 55.44 | 57.12 | 3 | 0
2040 | NYISO_G-I_2_NYISO_A-F | NYISO_G-I | NYISO_A-F | Internal | Shoulder | B11 | 25 | 1999 | 0 | 59.18 | 59.16 | 0.01 | 0
2040 | NYISO_G-I_2_NYISO_A-F | NYISO_G-I | NYISO_A-F | Internal | Shoulder | B12 | 200 | 1999 | 0 | 51.13 | 51.12 | 0.01 | 0
2040 | NYISO_G-I_2_NYISO_A-F | NYISO_G-I | NYISO_A-F | Internal | Shoulder | B13 | 600 | 1999 | 0 | 49.25 | 49.23 | 0.01 | 0
2040 | NYISO_G-I_2_NYISO_A-F | NYISO_G-I | NYISO_A-F | Internal | Shoulder | B14 | 900 | 1999 | 0 | 49.25 | 49.23 | 0.01 | 0
2040 | NYISO_G-I_2_NYISO_A-F | NYISO_G-I | NYISO_A-F | Internal | Shoulder | B15 | 1203 | 1999 | 0 | 49.08 | 49.07 | 0.01 | 0
2040 | NYISO_G-I_2_NYISO_A-F | NYISO_G-I | NYISO_A-F | Internal | Summer | B1 | 10 | 1999 | 0 | 79.42 | 78.66 | 0.01 | 0
2040 | NYISO_G-I_2_NYISO_A-F | NYISO_G-I | NYISO_A-F | Internal | Summer | B2 | 25 | 1999 | 0 | 78.27 | 78.13 | 0.01 | 0
2040 | NYISO_G-I_2_NYISO_A-F | NYISO_G-I | NYISO_A-F | Internal | Summer | B3 | 75 | 1999 | 0 | 77.1 | 76.99 | 0.01 | 0
2040 | NYISO_G-I_2_NYISO_A-F | NYISO_G-I | NYISO_A-F | Internal | Summer | B4 | 100 | 1999 | 0 | 74.19 | 74.09 | 0.01 | 0
2040 | NYISO_G-I_2_NYISO_A-F | NYISO_G-I | NYISO_A-F | Internal | Summer | B5 | 200 | 1999 | 0 | 69.61 | 69.52 | 0.01 | 0
2040 | NYISO_G-I_2_NYISO_A-F | NYISO_G-I | NYISO_A-F | Internal | Summer | B6 | 300 | 1999 | 0 | 58.08 | 58.07 | 0.01 | 0
2040 | NYISO_G-I_2_NYISO_A-F | NYISO_G-I | NYISO_A-F | Internal | Summer | B7 | 400 | 1999 | 0 | 49.61 | 49.6 | 0.01 | 0
2040 | NYISO_G-I_2_NYISO_A-F | NYISO_G-I | NYISO_A-F | Internal | Summer | B8 | 500 | 1999 | 0 | 47.74 | 47.73 | 0.01 | 0
2040 | NYISO_G-I_2_NYISO_A-F | NYISO_G-I | NYISO_A-F | Internal | Summer | B9 | 800 | 1999 | 0 | 45.37 | 45.36 | 0.01 | 0
2040 | NYISO_G-I_2_NYISO_A-F | NYISO_G-I | NYISO_A-F | Internal | Summer | B10 | 1262 | 1999 | 0 | 45.37 | 45.36 | 0.01 | 0
2040 | NYISO_G-I_2_NYISO_A-F | NYISO_G-I | NYISO_A-F | Internal | Winter | B16 | 25 | 1999 | 0 | 63.76 | 63 | 0.01 | 0
2040 | NYISO_G-I_2_NYISO_A-F | NYISO_G-I | NYISO_A-F | Internal | Winter | B17 | 100 | 1999 | 0 | 61.15 | 60.38 | 0.01 | 0
2040 | NYISO_G-I_2_NYISO_A-F | NYISO_G-I | NYISO_A-F | Internal | Winter | B18 | 400 | 1999 | 0 | 61.15 | 60.38 | 0.01 | 0
2040 | NYISO_G-I_2_NYISO_A-F | NYISO_G-I | NYISO_A-F | Internal | Winter | B19 | 700 | 1999 | 0 | 60.33 | 59.57 | 0.01 | 0
2040 | NYISO_G-I_2_NYISO_A-F | NYISO_G-I | NYISO_A-F | Internal | Winter | B20 | 935 | 1999 | 0 | 55.44 | 55.42 | 0.01 | 0
2040 | NYISO_G-I_2_NYISO_J-K | NYISO_G-I | NYISO_J-K | Internal | Shoulder | B11 | 25 | 6130 | 6130 | 59.18 | 59.43 | 0.01 | 0.24
2040 | NYISO_G-I_2_NYISO_J-K | NYISO_G-I | NYISO_J-K | Internal | Shoulder | B12 | 200 | 6130 | 5646.62 | 51.13 | 51.15 | 0.01 | 0
2040 | NYISO_G-I_2_NYISO_J-K | NYISO_G-I | NYISO_J-K | Internal | Shoulder | B13 | 600 | 6130 | 5303.15 | 49.25 | 49.26 | 0.01 | 0
2040 | NYISO_G-I_2_NYISO_J-K | NYISO_G-I | NYISO_J-K | Internal | Shoulder | B14 | 900 | 6130 | 4422.96 | 49.25 | 49.26 | 0.01 | 0
2040 | NYISO_G-I_2_NYISO_J-K | NYISO_G-I | NYISO_J-K | Internal | Shoulder | B15 | 1203 | 6130 | 2612.3 | 49.08 | 49.1 | 0.01 | 0
2040 | NYISO_G-I_2_NYISO_J-K | NYISO_G-I | NYISO_J-K | Internal | Summer | B1 | 10 | 6130 | 3066.9 | 79.42 | 79.44 | 0.01 | 0
2040 | NYISO_G-I_2_NYISO_J-K | NYISO_G-I | NYISO_J-K | Internal | Summer | B2 | 25 | 6130 | 2521.01 | 78.27 | 78.28 | 0.01 | 0
2040 | NYISO_G-I_2_NYISO_J-K | NYISO_G-I | NYISO_J-K | Internal | Summer | B3 | 75 | 6130 | 868.22 | 77.1 | 77.11 | 0.01 | 0
2040 | NYISO_G-I_2_NYISO_J-K | NYISO_G-I | NYISO_J-K | Internal | Summer | B4 | 100 | 6130 | 0 | 74.19 | 74.18 | 0.01 | 0
2040 | NYISO_G-I_2_NYISO_J-K | NYISO_G-I | NYISO_J-K | Internal | Summer | B5 | 200 | 6130 | 1959.93 | 69.61 | 69.63 | 0.01 | 0
2040 | NYISO_G-I_2_NYISO_J-K | NYISO_G-I | NYISO_J-K | Internal | Summer | B6 | 300 | 6130 | 6130 | 58.08 | 58.34 | 0.01 | 0.24
2040 | NYISO_G-I_2_NYISO_J-K | NYISO_G-I | NYISO_J-K | Internal | Summer | B7 | 400 | 6130 | 6130 | 49.61 | 49.86 | 0.01 | 0.24
2040 | NYISO_G-I_2_NYISO_J-K | NYISO_G-I | NYISO_J-K | Internal | Summer | B8 | 500 | 6130 | 6130 | 47.74 | 48 | 0.01 | 0.24
2040 | NYISO_G-I_2_NYISO_J-K | NYISO_G-I | NYISO_J-K | Internal | Summer | B9 | 800 | 6130 | 5519.64 | 45.37 | 45.38 | 0.01 | 0
2040 | NYISO_G-I_2_NYISO_J-K | NYISO_G-I | NYISO_J-K | Internal | Summer | B10 | 1262 | 6130 | 3352.53 | 45.37 | 45.38 | 0.01 | 0
2040 | NYISO_G-I_2_NYISO_J-K | NYISO_G-I | NYISO_J-K | Internal | Winter | B16 | 25 | 6130 | 6130 | 63.76 | 64.02 | 0.01 | 0.24
2040 | NYISO_G-I_2_NYISO_J-K | NYISO_G-I | NYISO_J-K | Internal | Winter | B17 | 100 | 6130 | 6130 | 61.15 | 61.4 | 0.01 | 0.24
2040 | NYISO_G-I_2_NYISO_J-K | NYISO_G-I | NYISO_J-K | Internal | Winter | B18 | 400 | 6130 | 6130 | 61.15 | 61.4 | 0.01 | 0.24
2040 | NYISO_G-I_2_NYISO_J-K | NYISO_G-I | NYISO_J-K | Internal | Winter | B19 | 700 | 6130 | 6130 | 60.33 | 60.98 | 0.01 | 0.63
2040 | NYISO_G-I_2_NYISO_J-K | NYISO_G-I | NYISO_J-K | Internal | Winter | B20 | 935 | 6130 | 6130 | 55.44 | 56.07 | 0.01 | 0.62
2040 | NYISO_G-I_2_PJM_E | NYISO_G-I | PJM_E | Internal | Shoulder | B11 | 25 | 1500 | 3043.87 | 59.18 | 67.19 | 8 | 0.01
2040 | NYISO_G-I_2_PJM_E | NYISO_G-I | PJM_E | Internal | Shoulder | B12 | 200 | 1500 | 1527.05 | 51.13 | 59.15 | 8 | 0.01
2040 | NYISO_G-I_2_PJM_E | NYISO_G-I | PJM_E | Internal | Shoulder | B13 | 600 | 1500 | 0 | 49.25 | 55.23 | 8 | 0
2040 | NYISO_G-I_2_PJM_E | NYISO_G-I | PJM_E | Internal | Shoulder | B14 | 900 | 1500 | 0 | 49.25 | 51.15 | 8 | 0
2040 | NYISO_G-I_2_PJM_E | NYISO_G-I | PJM_E | Internal | Shoulder | B15 | 1203 | 1500 | 0 | 49.08 | 45.9 | 8 | 0
2040 | NYISO_G-I_2_PJM_E | NYISO_G-I | PJM_E | Internal | Summer | B1 | 10 | 1500 | 0 | 79.42 | 86.8 | 8 | 0
2040 | NYISO_G-I_2_PJM_E | NYISO_G-I | PJM_E | Internal | Summer | B2 | 25 | 1500 | 1098.67 | 78.27 | 86.27 | 8 | 0
2040 | NYISO_G-I_2_PJM_E | NYISO_G-I | PJM_E | Internal | Summer | B3 | 75 | 1500 | 5505.69 | 77.1 | 85.11 | 8 | 0.01
2040 | NYISO_G-I_2_PJM_E | NYISO_G-I | PJM_E | Internal | Summer | B4 | 100 | 1500 | 8602.59 | 74.19 | 82.2 | 8 | 0.01
2040 | NYISO_G-I_2_PJM_E | NYISO_G-I | PJM_E | Internal | Summer | B5 | 200 | 1500 | 7491.29 | 69.61 | 77.63 | 8 | 0.01
2040 | NYISO_G-I_2_PJM_E | NYISO_G-I | PJM_E | Internal | Summer | B6 | 300 | 1500 | 31.29 | 58.08 | 66.08 | 8 | 0
2040 | NYISO_G-I_2_PJM_E | NYISO_G-I | PJM_E | Internal | Summer | B7 | 400 | 1500 | 820.47 | 49.61 | 57.61 | 8 | 0
2040 | NYISO_G-I_2_PJM_E | NYISO_G-I | PJM_E | Internal | Summer | B8 | 500 | 1500 | 0 | 47.74 | 50.4 | 8 | 0
2040 | NYISO_G-I_2_PJM_E | NYISO_G-I | PJM_E | Internal | Summer | B9 | 800 | 1500 | 0 | 45.37 | 46.31 | 8 | 0
2040 | NYISO_G-I_2_PJM_E | NYISO_G-I | PJM_E | Internal | Summer | B10 | 1262 | 1500 | 0 | 45.37 | 42.12 | 8 | 0
2040 | NYISO_G-I_2_PJM_E | NYISO_G-I | PJM_E | Internal | Winter | B16 | 25 | 1500 | 0 | 63.76 | 68.21 | 8 | 0
2040 | NYISO_G-I_2_PJM_E | NYISO_G-I | PJM_E | Internal | Winter | B17 | 100 | 1500 | 0 | 61.15 | 60.57 | 8 | 0
2040 | NYISO_G-I_2_PJM_E | NYISO_G-I | PJM_E | Internal | Winter | B18 | 400 | 1500 | 0 | 61.15 | 56.21 | 8 | 0
2040 | NYISO_G-I_2_PJM_E | NYISO_G-I | PJM_E | Internal | Winter | B19 | 700 | 1500 | 0 | 60.33 | 54.33 | 8 | 0
2040 | NYISO_G-I_2_PJM_E | NYISO_G-I | PJM_E | Internal | Winter | B20 | 935 | 1500 | 0 | 55.44 | 49.43 | 8 | 0
2040 | NYISO_J-K_2_NYISO_G-I | NYISO_J-K | NYISO_G-I | Internal | Shoulder | B11 | 25 | 1999 | 0 | 59.43 | 59.18 | 0.01 | 0
2040 | NYISO_J-K_2_NYISO_G-I | NYISO_J-K | NYISO_G-I | Internal | Shoulder | B12 | 200 | 1999 | 0 | 51.15 | 51.13 | 0.01 | 0
2040 | NYISO_J-K_2_NYISO_G-I | NYISO_J-K | NYISO_G-I | Internal | Shoulder | B13 | 600 | 1999 | 0 | 49.26 | 49.25 | 0.01 | 0
2040 | NYISO_J-K_2_NYISO_G-I | NYISO_J-K | NYISO_G-I | Internal | Shoulder | B14 | 900 | 1999 | 0 | 49.26 | 49.25 | 0.01 | 0
2040 | NYISO_J-K_2_NYISO_G-I | NYISO_J-K | NYISO_G-I | Internal | Shoulder | B15 | 1203 | 1999 | 0 | 49.1 | 49.08 | 0.01 | 0
2040 | NYISO_J-K_2_NYISO_G-I | NYISO_J-K | NYISO_G-I | Internal | Summer | B1 | 10 | 1999 | 0 | 79.44 | 79.42 | 0.01 | 0
2040 | NYISO_J-K_2_NYISO_G-I | NYISO_J-K | NYISO_G-I | Internal | Summer | B2 | 25 | 1999 | 0 | 78.28 | 78.27 | 0.01 | 0
2040 | NYISO_J-K_2_NYISO_G-I | NYISO_J-K | NYISO_G-I | Internal | Summer | B3 | 75 | 1999 | 0 | 77.11 | 77.1 | 0.01 | 0
2040 | NYISO_J-K_2_NYISO_G-I | NYISO_J-K | NYISO_G-I | Internal | Summer | B4 | 100 | 1999 | 0 | 74.18 | 74.19 | 0.01 | 0
2040 | NYISO_J-K_2_NYISO_G-I | NYISO_J-K | NYISO_G-I | Internal | Summer | B5 | 200 | 1999 | 0 | 69.63 | 69.61 | 0.01 | 0
2040 | NYISO_J-K_2_NYISO_G-I | NYISO_J-K | NYISO_G-I | Internal | Summer | B6 | 300 | 1999 | 0 | 58.34 | 58.08 | 0.01 | 0
2040 | NYISO_J-K_2_NYISO_G-I | NYISO_J-K | NYISO_G-I | Internal | Summer | B7 | 400 | 1999 | 0 | 49.86 | 49.61 | 0.01 | 0
2040 | NYISO_J-K_2_NYISO_G-I | NYISO_J-K | NYISO_G-I | Internal | Summer | B8 | 500 | 1999 | 0 | 48 | 47.74 | 0.01 | 0
2040 | NYISO_J-K_2_NYISO_G-I | NYISO_J-K | NYISO_G-I | Internal | Summer | B9 | 800 | 1999 | 0 | 45.38 | 45.37 | 0.01 | 0
2040 | NYISO_J-K_2_NYISO_G-I | NYISO_J-K | NYISO_G-I | Internal | Summer | B10 | 1262 | 1999 | 0 | 45.38 | 45.37 | 0.01 | 0
2040 | NYISO_J-K_2_NYISO_G-I | NYISO_J-K | NYISO_G-I | Internal | Winter | B16 | 25 | 1999 | 0 | 64.02 | 63.76 | 0.01 | 0
2040 | NYISO_J-K_2_NYISO_G-I | NYISO_J-K | NYISO_G-I | Internal | Winter | B17 | 100 | 1999 | 0 | 61.4 | 61.15 | 0.01 | 0
2040 | NYISO_J-K_2_NYISO_G-I | NYISO_J-K | NYISO_G-I | Internal | Winter | B18 | 400 | 1999 | 0 | 61.4 | 61.15 | 0.01 | 0
2040 | NYISO_J-K_2_NYISO_G-I | NYISO_J-K | NYISO_G-I | Internal | Winter | B19 | 700 | 1999 | 0 | 60.98 | 60.33 | 0.01 | 0
2040 | NYISO_J-K_2_NYISO_G-I | NYISO_J-K | NYISO_G-I | Internal | Winter | B20 | 935 | 1999 | 0 | 56.07 | 55.44 | 0.01 | 0
2040 | NYISO_J-K_2_PJM_E_OL | NYISO_J-K | PJM_E | Internal | Shoulder | B11 | 25 | 99999 | 0 | 59.43 | 67.19 | 8.02 | 0
2040 | NYISO_J-K_2_PJM_E_OL | NYISO_J-K | PJM_E | Internal | Shoulder | B12 | 200 | 99999 | 0 | 51.15 | 59.15 | 8.02 | 0
2040 | NYISO_J-K_2_PJM_E_OL | NYISO_J-K | PJM_E | Internal | Shoulder | B13 | 600 | 99999 | 0 | 49.26 | 55.23 | 8.02 | 0
2040 | NYISO_J-K_2_PJM_E_OL | NYISO_J-K | PJM_E | Internal | Shoulder | B14 | 900 | 99999 | 0 | 49.26 | 51.15 | 8.02 | 0
2040 | NYISO_J-K_2_PJM_E_OL | NYISO_J-K | PJM_E | Internal | Shoulder | B15 | 1203 | 99999 | 0 | 49.1 | 45.9 | 8.02 | 0
2040 | NYISO_J-K_2_PJM_E_OL | NYISO_J-K | PJM_E | Internal | Summer | B1 | 10 | 99999 | 0 | 79.44 | 86.8 | 8.02 | 0
2040 | NYISO_J-K_2_PJM_E_OL | NYISO_J-K | PJM_E | Internal | Summer | B2 | 25 | 99999 | 0 | 78.28 | 86.27 | 8.02 | 0
2040 | NYISO_J-K_2_PJM_E_OL | NYISO_J-K | PJM_E | Internal | Summer | B3 | 75 | 99999 | 0 | 77.11 | 85.11 | 8.02 | 0
2040 | NYISO_J-K_2_PJM_E_OL | NYISO_J-K | PJM_E | Internal | Summer | B4 | 100 | 99999 | 487.05 | 74.18 | 82.2 | 8.02 | 0
2040 | NYISO_J-K_2_PJM_E_OL | NYISO_J-K | PJM_E | Internal | Summer | B5 | 200 | 99999 | 0 | 69.63 | 77.63 | 8.02 | 0
2040 | NYISO_J-K_2_PJM_E_OL | NYISO_J-K | PJM_E | Internal | Summer | B6 | 300 | 99999 | 0 | 58.34 | 66.08 | 8.02 | 0
2040 | NYISO_J-K_2_PJM_E_OL | NYISO_J-K | PJM_E | Internal | Summer | B7 | 400 | 99999 | 0 | 49.86 | 57.61 | 8.02 | 0
2040 | NYISO_J-K_2_PJM_E_OL | NYISO_J-K | PJM_E | Internal | Summer | B8 | 500 | 99999 | 0 | 48 | 50.4 | 8.02 | 0
2040 | NYISO_J-K_2_PJM_E_OL | NYISO_J-K | PJM_E | Internal | Summer | B9 | 800 | 99999 | 0 | 45.38 | 46.31 | 8.02 | 0
2040 | NYISO_J-K_2_PJM_E_OL | NYISO_J-K | PJM_E | Internal | Summer | B10 | 1262 | 99999 | 0 | 45.38 | 42.12 | 8.02 | 0
2040 | NYISO_J-K_2_PJM_E_OL | NYISO_J-K | PJM_E | Internal | Winter | B16 | 25 | 99999 | 0 | 64.02 | 68.21 | 8.02 | 0
2040 | NYISO_J-K_2_PJM_E_OL | NYISO_J-K | PJM_E | Internal | Winter | B17 | 100 | 99999 | 0 | 61.4 | 60.57 | 8.02 | 0
2040 | NYISO_J-K_2_PJM_E_OL | NYISO_J-K | PJM_E | Internal | Winter | B18 | 400 | 99999 | 0 | 61.4 | 56.21 | 8.02 | 0
2040 | NYISO_J-K_2_PJM_E_OL | NYISO_J-K | PJM_E | Internal | Winter | B19 | 700 | 99999 | 0 | 60.98 | 54.33 | 8.02 | 0
2040 | NYISO_J-K_2_PJM_E_OL | NYISO_J-K | PJM_E | Internal | Winter | B20 | 935 | 99999 | 0 | 56.07 | 49.43 | 8.02 | 0
2040 | PJM_E_2_NYISO_G-I | PJM_E | NYISO_G-I | Internal | Shoulder | B11 | 25 | 500 | 0 | 67.19 | 59.18 | 6 | 0
2040 | PJM_E_2_NYISO_G-I | PJM_E | NYISO_G-I | Internal | Shoulder | B12 | 200 | 500 | 0 | 59.15 | 51.13 | 6 | 0
2040 | PJM_E_2_NYISO_G-I | PJM_E | NYISO_G-I | Internal | Shoulder | B13 | 600 | 500 | 0 | 55.23 | 49.25 | 6 | 0
2040 | PJM_E_2_NYISO_G-I | PJM_E | NYISO_G-I | Internal | Shoulder | B14 | 900 | 500 | 0 | 51.15 | 49.25 | 6 | 0
2040 | PJM_E_2_NYISO_G-I | PJM_E | NYISO_G-I | Internal | Shoulder | B15 | 1203 | 500 | 0 | 45.9 | 49.08 | 6 | 0
2040 | PJM_E_2_NYISO_G-I | PJM_E | NYISO_G-I | Internal | Summer | B1 | 10 | 500 | 0 | 86.8 | 79.42 | 6 | 0
2040 | PJM_E_2_NYISO_G-I | PJM_E | NYISO_G-I | Internal | Summer | B2 | 25 | 500 | 0 | 86.27 | 78.27 | 6 | 0
2040 | PJM_E_2_NYISO_G-I | PJM_E | NYISO_G-I | Internal | Summer | B3 | 75 | 500 | 0 | 85.11 | 77.1 | 6 | 0
2040 | PJM_E_2_NYISO_G-I | PJM_E | NYISO_G-I | Internal | Summer | B4 | 100 | 500 | 0 | 82.2 | 74.19 | 6 | 0
2040 | PJM_E_2_NYISO_G-I | PJM_E | NYISO_G-I | Internal | Summer | B5 | 200 | 500 | 0 | 77.63 | 69.61 | 6 | 0
2040 | PJM_E_2_NYISO_G-I | PJM_E | NYISO_G-I | Internal | Summer | B6 | 300 | 500 | 0 | 66.08 | 58.08 | 6 | 0
2040 | PJM_E_2_NYISO_G-I | PJM_E | NYISO_G-I | Internal | Summer | B7 | 400 | 500 | 0 | 57.61 | 49.61 | 6 | 0
2040 | PJM_E_2_NYISO_G-I | PJM_E | NYISO_G-I | Internal | Summer | B8 | 500 | 500 | 0 | 50.4 | 47.74 | 6 | 0
2040 | PJM_E_2_NYISO_G-I | PJM_E | NYISO_G-I | Internal | Summer | B9 | 800 | 500 | 0 | 46.31 | 45.37 | 6 | 0
2040 | PJM_E_2_NYISO_G-I | PJM_E | NYISO_G-I | Internal | Summer | B10 | 1262 | 500 | 0 | 42.12 | 45.37 | 6 | 0
2040 | PJM_E_2_NYISO_G-I | PJM_E | NYISO_G-I | Internal | Winter | B16 | 25 | 500 | 0 | 68.21 | 63.76 | 6 | 0
2040 | PJM_E_2_NYISO_G-I | PJM_E | NYISO_G-I | Internal | Winter | B17 | 100 | 500 | 0 | 60.57 | 61.15 | 6 | 0
2040 | PJM_E_2_NYISO_G-I | PJM_E | NYISO_G-I | Internal | Winter | B18 | 400 | 500 | 0 | 56.21 | 61.15 | 6 | 0
2040 | PJM_E_2_NYISO_G-I | PJM_E | NYISO_G-I | Internal | Winter | B19 | 700 | 500 | 3.79 | 54.33 | 60.33 | 6 | 0
2040 | PJM_E_2_NYISO_G-I | PJM_E | NYISO_G-I | Internal | Winter | B20 | 935 | 500 | 2475.09 | 49.43 | 55.44 | 6 | 0.01
2040 | PJM_E_2_NYISO_J-K | PJM_E | NYISO_J-K | Internal | Shoulder | B11 | 25 | 330 | 0 | 67.19 | 59.43 | 6 | 0
2040 | PJM_E_2_NYISO_J-K | PJM_E | NYISO_J-K | Internal | Shoulder | B12 | 200 | 330 | 0 | 59.15 | 51.15 | 6 | 0
2040 | PJM_E_2_NYISO_J-K | PJM_E | NYISO_J-K | Internal | Shoulder | B13 | 600 | 330 | 0 | 55.23 | 49.26 | 6 | 0
2040 | PJM_E_2_NYISO_J-K | PJM_E | NYISO_J-K | Internal | Shoulder | B14 | 900 | 330 | 0 | 51.15 | 49.26 | 6 | 0
2040 | PJM_E_2_NYISO_J-K | PJM_E | NYISO_J-K | Internal | Shoulder | B15 | 1203 | 330 | 0 | 45.9 | 49.1 | 6 | 0
2040 | PJM_E_2_NYISO_J-K | PJM_E | NYISO_J-K | Internal | Summer | B1 | 10 | 330 | 0 | 86.8 | 79.44 | 6 | 0
2040 | PJM_E_2_NYISO_J-K | PJM_E | NYISO_J-K | Internal | Summer | B2 | 25 | 330 | 0 | 86.27 | 78.28 | 6 | 0
2040 | PJM_E_2_NYISO_J-K | PJM_E | NYISO_J-K | Internal | Summer | B3 | 75 | 330 | 0 | 85.11 | 77.11 | 6 | 0
2040 | PJM_E_2_NYISO_J-K | PJM_E | NYISO_J-K | Internal | Summer | B4 | 100 | 330 | 0 | 82.2 | 74.18 | 6 | 0
2040 | PJM_E_2_NYISO_J-K | PJM_E | NYISO_J-K | Internal | Summer | B5 | 200 | 330 | 0 | 77.63 | 69.63 | 6 | 0
2040 | PJM_E_2_NYISO_J-K | PJM_E | NYISO_J-K | Internal | Summer | B6 | 300 | 330 | 0 | 66.08 | 58.34 | 6 | 0
2040 | PJM_E_2_NYISO_J-K | PJM_E | NYISO_J-K | Internal | Summer | B7 | 400 | 330 | 0 | 57.61 | 49.86 | 6 | 0
2040 | PJM_E_2_NYISO_J-K | PJM_E | NYISO_J-K | Internal | Summer | B8 | 500 | 330 | 0 | 50.4 | 48 | 6 | 0
2040 | PJM_E_2_NYISO_J-K | PJM_E | NYISO_J-K | Internal | Summer | B9 | 800 | 330 | 0 | 46.31 | 45.38 | 6 | 0
2040 | PJM_E_2_NYISO_J-K | PJM_E | NYISO_J-K | Internal | Summer | B10 | 1262 | 330 | 0 | 42.12 | 45.38 | 6 | 0
2040 | PJM_E_2_NYISO_J-K | PJM_E | NYISO_J-K | Internal | Winter | B16 | 25 | 330 | 0 | 68.21 | 64.02 | 6 | 0
2040 | PJM_E_2_NYISO_J-K | PJM_E | NYISO_J-K | Internal | Winter | B17 | 100 | 330 | 0 | 60.57 | 61.4 | 6 | 0
2040 | PJM_E_2_NYISO_J-K | PJM_E | NYISO_J-K | Internal | Winter | B18 | 400 | 330 | 0 | 56.21 | 61.4 | 6 | 0
2040 | PJM_E_2_NYISO_J-K | PJM_E | NYISO_J-K | Internal | Winter | B19 | 700 | 330 | 1125.79 | 54.33 | 60.98 | 6 | 0.64
2040 | PJM_E_2_NYISO_J-K | PJM_E | NYISO_J-K | Internal | Winter | B20 | 935 | 330 | 983.26 | 49.43 | 56.07 | 6 | 0.64
2040 | PJM_E_2_PJM_ROM | PJM_E | PJM_ROM | Internal | Shoulder | B11 | 25 | 8000 | 1656.24 | 67.19 | 67.2 | 0.01 | 0
2040 | PJM_E_2_PJM_ROM | PJM_E | PJM_ROM | Internal | Shoulder | B12 | 200 | 8000 | 0 | 59.15 | 59.13 | 0.01 | 0
2040 | PJM_E_2_PJM_ROM | PJM_E | PJM_ROM | Internal | Shoulder | B13 | 600 | 8000 | 0 | 55.23 | 55.22 | 0.01 | 0
2040 | PJM_E_2_PJM_ROM | PJM_E | PJM_ROM | Internal | Shoulder | B14 | 900 | 8000 | 0 | 51.15 | 51.14 | 0.01 | 0
2040 | PJM_E_2_PJM_ROM | PJM_E | PJM_ROM | Internal | Shoulder | B15 | 1203 | 8000 | 0 | 45.9 | 45.89 | 0.01 | 0
2040 | PJM_E_2_PJM_ROM | PJM_E | PJM_ROM | Internal | Summer | B1 | 10 | 8000 | 0.01 | 86.8 | 86.79 | 0.01 | 0
2040 | PJM_E_2_PJM_ROM | PJM_E | PJM_ROM | Internal | Summer | B2 | 25 | 8000 | 0 | 86.27 | 86.26 | 0.01 | 0
2040 | PJM_E_2_PJM_ROM | PJM_E | PJM_ROM | Internal | Summer | B3 | 75 | 8000 | 5240.7 | 85.11 | 85.12 | 0.01 | 0
2040 | PJM_E_2_PJM_ROM | PJM_E | PJM_ROM | Internal | Summer | B4 | 100 | 8000 | 11065.83 | 82.2 | 82.22 | 0.01 | 0.01
2040 | PJM_E_2_PJM_ROM | PJM_E | PJM_ROM | Internal | Summer | B5 | 200 | 8000 | 10662.54 | 77.63 | 77.65 | 0.01 | 0.01
2040 | PJM_E_2_PJM_ROM | PJM_E | PJM_ROM | Internal | Summer | B6 | 300 | 8000 | 0 | 66.08 | 66.07 | 0.01 | 0
2040 | PJM_E_2_PJM_ROM | PJM_E | PJM_ROM | Internal | Summer | B7 | 400 | 8000 | 0 | 57.61 | 57.6 | 0.01 | 0
2040 | PJM_E_2_PJM_ROM | PJM_E | PJM_ROM | Internal | Summer | B8 | 500 | 8000 | 0 | 50.4 | 50.39 | 0.01 | 0
2040 | PJM_E_2_PJM_ROM | PJM_E | PJM_ROM | Internal | Summer | B9 | 800 | 8000 | 0 | 46.31 | 46.29 | 0.01 | 0
2040 | PJM_E_2_PJM_ROM | PJM_E | PJM_ROM | Internal | Summer | B10 | 1262 | 8000 | 0 | 42.12 | 42.1 | 0.01 | 0
2040 | PJM_E_2_PJM_ROM | PJM_E | PJM_ROM | Internal | Winter | B16 | 25 | 8000 | 0 | 68.21 | 68.2 | 0.01 | 0
2040 | PJM_E_2_PJM_ROM | PJM_E | PJM_ROM | Internal | Winter | B17 | 100 | 8000 | 0 | 60.57 | 60.56 | 0.01 | 0
2040 | PJM_E_2_PJM_ROM | PJM_E | PJM_ROM | Internal | Winter | B18 | 400 | 8000 | 0 | 56.21 | 56.2 | 0.01 | 0
2040 | PJM_E_2_PJM_ROM | PJM_E | PJM_ROM | Internal | Winter | B19 | 700 | 8000 | 0 | 54.33 | 54.31 | 0.01 | 0
2040 | PJM_E_2_PJM_ROM | PJM_E | PJM_ROM | Internal | Winter | B20 | 935 | 8000 | 0 | 49.43 | 49.4 | 0.01 | 0
2040 | PJM_ROR_2_MISO_IN | PJM_ROR | MISO_IN | Internal | Shoulder | B11 | 25 | 909 | 0 | 68.55 | 70.52 | 2 | 0
2040 | PJM_ROR_2_MISO_IN | PJM_ROR | MISO_IN | Internal | Shoulder | B12 | 200 | 909 | 0 | 60.49 | 58.2 | 2 | 0
2040 | PJM_ROR_2_MISO_IN | PJM_ROR | MISO_IN | Internal | Shoulder | B13 | 600 | 909 | 0 | 56.57 | 53.75 | 2 | 0
2040 | PJM_ROR_2_MISO_IN | PJM_ROR | MISO_IN | Internal | Shoulder | B14 | 900 | 909 | 0 | 52.49 | 49.59 | 2 | 0
2040 | PJM_ROR_2_MISO_IN | PJM_ROR | MISO_IN | Internal | Shoulder | B15 | 1203 | 909 | 0 | 47.24 | 44.35 | 2 | 0
2040 | PJM_ROR_2_MISO_IN | PJM_ROR | MISO_IN | Internal | Summer | B1 | 10 | 909 | 0 | 88.15 | 85.83 | 2 | 0
2040 | PJM_ROR_2_MISO_IN | PJM_ROR | MISO_IN | Internal | Summer | B2 | 25 | 909 | 0 | 87.61 | 85.6 | 2 | 0
2040 | PJM_ROR_2_MISO_IN | PJM_ROR | MISO_IN | Internal | Summer | B3 | 75 | 909 | 0 | 86.48 | 85.6 | 2 | 0
2040 | PJM_ROR_2_MISO_IN | PJM_ROR | MISO_IN | Internal | Summer | B4 | 100 | 909 | 3179.14 | 83.58 | 85.59 | 2 | 0.01
2040 | PJM_ROR_2_MISO_IN | PJM_ROR | MISO_IN | Internal | Summer | B5 | 200 | 909 | 2977.36 | 79.01 | 81.02 | 2 | 0.01
2040 | PJM_ROR_2_MISO_IN | PJM_ROR | MISO_IN | Internal | Summer | B6 | 300 | 909 | 0 | 67.43 | 69.42 | 2 | 0
2040 | PJM_ROR_2_MISO_IN | PJM_ROR | MISO_IN | Internal | Summer | B7 | 400 | 909 | 0 | 58.95 | 60.91 | 2 | 0
2040 | PJM_ROR_2_MISO_IN | PJM_ROR | MISO_IN | Internal | Summer | B8 | 500 | 909 | 0 | 51.74 | 51.63 | 2 | 0
2040 | PJM_ROR_2_MISO_IN | PJM_ROR | MISO_IN | Internal | Summer | B9 | 800 | 909 | 0 | 47.65 | 46.54 | 2 | 0
2040 | PJM_ROR_2_MISO_IN | PJM_ROR | MISO_IN | Internal | Summer | B10 | 1262 | 909 | 0 | 43.24 | 40.35 | 2 | 0
2040 | PJM_ROR_2_MISO_IN | PJM_ROR | MISO_IN | Internal | Winter | B16 | 25 | 909 | 0 | 68.21 | 65.32 | 2 | 0
2040 | PJM_ROR_2_MISO_IN | PJM_ROR | MISO_IN | Internal | Winter | B17 | 100 | 909 | 0 | 60.57 | 57.68 | 2 | 0
2040 | PJM_ROR_2_MISO_IN | PJM_ROR | MISO_IN | Internal | Winter | B18 | 400 | 909 | 0 | 56.21 | 53.31 | 2 | 0
2040 | PJM_ROR_2_MISO_IN | PJM_ROR | MISO_IN | Internal | Winter | B19 | 700 | 909 | 0 | 54.3 | 51.4 | 2 | 0
2040 | PJM_ROR_2_MISO_IN | PJM_ROR | MISO_IN | Internal | Winter | B20 | 935 | 909 | 0 | 49.38 | 46.34 | 2 | 0
2040 | PJM_ROR_2_MISO_MI | PJM_ROR | MISO_MI | Internal | Shoulder | B11 | 25 | 1305 | 0 | 68.55 | 70.53 | 2 | 0
2040 | PJM_ROR_2_MISO_MI | PJM_ROR | MISO_MI | Internal | Shoulder | B12 | 200 | 1305 | 0 | 60.49 | 59.7 | 2 | 0
2040 | PJM_ROR_2_MISO_MI | PJM_ROR | MISO_MI | Internal | Shoulder | B13 | 600 | 1305 | 0 | 56.57 | 55.25 | 2 | 0
2040 | PJM_ROR_2_MISO_MI | PJM_ROR | MISO_MI | Internal | Shoulder | B14 | 900 | 1305 | 0 | 52.49 | 51.1 | 2 | 0
2040 | PJM_ROR_2_MISO_MI | PJM_ROR | MISO_MI | Internal | Shoulder | B15 | 1203 | 1305 | 0 | 47.24 | 45.85 | 2 | 0
2040 | PJM_ROR_2_MISO_MI | PJM_ROR | MISO_MI | Internal | Summer | B1 | 10 | 1305 | 0 | 88.15 | 85.81 | 2 | 0
2040 | PJM_ROR_2_MISO_MI | PJM_ROR | MISO_MI | Internal | Summer | B2 | 25 | 1305 | 0 | 87.61 | 85.58 | 2 | 0
2040 | PJM_ROR_2_MISO_MI | PJM_ROR | MISO_MI | Internal | Summer | B3 | 75 | 1305 | 0 | 86.48 | 85.58 | 2 | 0
2040 | PJM_ROR_2_MISO_MI | PJM_ROR | MISO_MI | Internal | Summer | B4 | 100 | 1305 | 524.65 | 83.58 | 85.58 | 2 | 0
2040 | PJM_ROR_2_MISO_MI | PJM_ROR | MISO_MI | Internal | Summer | B5 | 200 | 1305 | 575.11 | 79.01 | 81.01 | 2 | 0
2040 | PJM_ROR_2_MISO_MI | PJM_ROR | MISO_MI | Internal | Summer | B6 | 300 | 1305 | 0 | 67.43 | 69.4 | 2 | 0
2040 | PJM_ROR_2_MISO_MI | PJM_ROR | MISO_MI | Internal | Summer | B7 | 400 | 1305 | 0 | 58.95 | 60.93 | 2 | 0
2040 | PJM_ROR_2_MISO_MI | PJM_ROR | MISO_MI | Internal | Summer | B8 | 500 | 1305 | 0 | 51.74 | 53.13 | 2 | 0
2040 | PJM_ROR_2_MISO_MI | PJM_ROR | MISO_MI | Internal | Summer | B9 | 800 | 1305 | 0 | 47.65 | 48.04 | 2 | 0
2040 | PJM_ROR_2_MISO_MI | PJM_ROR | MISO_MI | Internal | Summer | B10 | 1262 | 1305 | 0 | 43.24 | 41.85 | 2 | 0
2040 | PJM_ROR_2_MISO_MI | PJM_ROR | MISO_MI | Internal | Winter | B16 | 25 | 1305 | 0 | 68.21 | 65.64 | 2 | 0
2040 | PJM_ROR_2_MISO_MI | PJM_ROR | MISO_MI | Internal | Winter | B17 | 100 | 1305 | 0 | 60.57 | 59.18 | 2 | 0
2040 | PJM_ROR_2_MISO_MI | PJM_ROR | MISO_MI | Internal | Winter | B18 | 400 | 1305 | 0 | 56.21 | 54.81 | 2 | 0
2040 | PJM_ROR_2_MISO_MI | PJM_ROR | MISO_MI | Internal | Winter | B19 | 700 | 1305 | 0 | 54.3 | 52.9 | 2 | 0
2040 | PJM_ROR_2_MISO_MI | PJM_ROR | MISO_MI | Internal | Winter | B20 | 935 | 1305 | 0 | 49.38 | 46.81 | 2 | 0
2040 | PJM_ROR_2_MISO_MO-IL | PJM_ROR | MISO_MO-IL | Internal | Shoulder | B11 | 25 | 1111 | 0 | 68.55 | 69.63 | 2 | 0
2040 | PJM_ROR_2_MISO_MO-IL | PJM_ROR | MISO_MO-IL | Internal | Shoulder | B12 | 200 | 1111 | 0 | 60.49 | 57.31 | 2 | 0
2040 | PJM_ROR_2_MISO_MO-IL | PJM_ROR | MISO_MO-IL | Internal | Shoulder | B13 | 600 | 1111 | 0 | 56.57 | 52.86 | 2 | 0
2040 | PJM_ROR_2_MISO_MO-IL | PJM_ROR | MISO_MO-IL | Internal | Shoulder | B14 | 900 | 1111 | 0 | 52.49 | 48.7 | 2 | 0
2040 | PJM_ROR_2_MISO_MO-IL | PJM_ROR | MISO_MO-IL | Internal | Shoulder | B15 | 1203 | 1111 | 0 | 47.24 | 43.46 | 2 | 0
2040 | PJM_ROR_2_MISO_MO-IL | PJM_ROR | MISO_MO-IL | Internal | Summer | B1 | 10 | 1111 | 0 | 88.15 | 85.85 | 2 | 0
2040 | PJM_ROR_2_MISO_MO-IL | PJM_ROR | MISO_MO-IL | Internal | Summer | B2 | 25 | 1111 | 0 | 87.61 | 85.61 | 2 | 0
2040 | PJM_ROR_2_MISO_MO-IL | PJM_ROR | MISO_MO-IL | Internal | Summer | B3 | 75 | 1111 | 0 | 86.48 | 85.61 | 2 | 0
2040 | PJM_ROR_2_MISO_MO-IL | PJM_ROR | MISO_MO-IL | Internal | Summer | B4 | 100 | 1111 | 343 | 83.58 | 85.58 | 2 | 0
2040 | PJM_ROR_2_MISO_MO-IL | PJM_ROR | MISO_MO-IL | Internal | Summer | B5 | 200 | 1111 | 412.78 | 79.01 | 81.01 | 2 | 0
2040 | PJM_ROR_2_MISO_MO-IL | PJM_ROR | MISO_MO-IL | Internal | Summer | B6 | 300 | 1111 | 0 | 67.43 | 68.52 | 2 | 0
2040 | PJM_ROR_2_MISO_MO-IL | PJM_ROR | MISO_MO-IL | Internal | Summer | B7 | 400 | 1111 | 0 | 58.95 | 60.02 | 2 | 0
2040 | PJM_ROR_2_MISO_MO-IL | PJM_ROR | MISO_MO-IL | Internal | Summer | B8 | 500 | 1111 | 0 | 51.74 | 50.74 | 2 | 0
2040 | PJM_ROR_2_MISO_MO-IL | PJM_ROR | MISO_MO-IL | Internal | Summer | B9 | 800 | 1111 | 0 | 47.65 | 45.65 | 2 | 0
2040 | PJM_ROR_2_MISO_MO-IL | PJM_ROR | MISO_MO-IL | Internal | Summer | B10 | 1262 | 1111 | 0 | 43.24 | 39.45 | 2 | 0
2040 | PJM_ROR_2_MISO_MO-IL | PJM_ROR | MISO_MO-IL | Internal | Winter | B16 | 25 | 1111 | 0 | 68.21 | 64.42 | 2 | 0
2040 | PJM_ROR_2_MISO_MO-IL | PJM_ROR | MISO_MO-IL | Internal | Winter | B17 | 100 | 1111 | 0 | 60.57 | 56.78 | 2 | 0
2040 | PJM_ROR_2_MISO_MO-IL | PJM_ROR | MISO_MO-IL | Internal | Winter | B18 | 400 | 1111 | 0 | 56.21 | 52.42 | 2 | 0
2040 | PJM_ROR_2_MISO_MO-IL | PJM_ROR | MISO_MO-IL | Internal | Winter | B19 | 700 | 1111 | 0 | 54.3 | 50.51 | 2 | 0
2040 | PJM_ROR_2_MISO_MO-IL | PJM_ROR | MISO_MO-IL | Internal | Winter | B20 | 935 | 1111 | 0 | 49.38 | 45.45 | 2 | 0
2040 | PJM_ROR_2_MISO_W | PJM_ROR | MISO_W | Internal | Shoulder | B11 | 25 | 709 | 0 | 68.55 | 66.04 | 2 | 0
2040 | PJM_ROR_2_MISO_W | PJM_ROR | MISO_W | Internal | Shoulder | B12 | 200 | 709 | 0 | 60.49 | 53.72 | 2 | 0
2040 | PJM_ROR_2_MISO_W | PJM_ROR | MISO_W | Internal | Shoulder | B13 | 600 | 709 | 0 | 56.57 | 49.27 | 2 | 0
2040 | PJM_ROR_2_MISO_W | PJM_ROR | MISO_W | Internal | Shoulder | B14 | 900 | 709 | 0 | 52.49 | 45.12 | 2 | 0
2040 | PJM_ROR_2_MISO_W | PJM_ROR | MISO_W | Internal | Shoulder | B15 | 1203 | 709 | 0 | 47.24 | 39.87 | 2 | 0
2040 | PJM_ROR_2_MISO_W | PJM_ROR | MISO_W | Internal | Summer | B1 | 10 | 709 | 0 | 88.15 | 82.46 | 2 | 0
2040 | PJM_ROR_2_MISO_W | PJM_ROR | MISO_W | Internal | Summer | B2 | 25 | 709 | 0 | 87.61 | 82.03 | 2 | 0
2040 | PJM_ROR_2_MISO_W | PJM_ROR | MISO_W | Internal | Summer | B3 | 75 | 709 | 0 | 86.48 | 85.04 | 2 | 0
2040 | PJM_ROR_2_MISO_W | PJM_ROR | MISO_W | Internal | Summer | B4 | 100 | 709 | 0 | 83.58 | 84.31 | 2 | 0
2040 | PJM_ROR_2_MISO_W | PJM_ROR | MISO_W | Internal | Summer | B5 | 200 | 709 | 0 | 79.01 | 80.43 | 2 | 0
2040 | PJM_ROR_2_MISO_W | PJM_ROR | MISO_W | Internal | Summer | B6 | 300 | 709 | 0 | 67.43 | 65.43 | 2 | 0
2040 | PJM_ROR_2_MISO_W | PJM_ROR | MISO_W | Internal | Summer | B7 | 400 | 709 | 0 | 58.95 | 57.52 | 2 | 0
2040 | PJM_ROR_2_MISO_W | PJM_ROR | MISO_W | Internal | Summer | B8 | 500 | 709 | 0 | 51.74 | 47.15 | 2 | 0
2040 | PJM_ROR_2_MISO_W | PJM_ROR | MISO_W | Internal | Summer | B9 | 800 | 709 | 0 | 47.65 | 42.06 | 2 | 0
2040 | PJM_ROR_2_MISO_W | PJM_ROR | MISO_W | Internal | Summer | B10 | 1262 | 709 | 0 | 43.24 | 35.87 | 2 | 0
2040 | PJM_ROR_2_MISO_W | PJM_ROR | MISO_W | Internal | Winter | B16 | 25 | 709 | 0 | 68.21 | 60.84 | 2 | 0
2040 | PJM_ROR_2_MISO_W | PJM_ROR | MISO_W | Internal | Winter | B17 | 100 | 709 | 0 | 60.57 | 53.2 | 2 | 0
2040 | PJM_ROR_2_MISO_W | PJM_ROR | MISO_W | Internal | Winter | B18 | 400 | 709 | 0 | 56.21 | 48.83 | 2 | 0
2040 | PJM_ROR_2_MISO_W | PJM_ROR | MISO_W | Internal | Winter | B19 | 700 | 709 | 0 | 54.3 | 46.92 | 2 | 0
2040 | PJM_ROR_2_MISO_W | PJM_ROR | MISO_W | Internal | Winter | B20 | 935 | 709 | 0 | 49.38 | 42 | 2 | 0
2040 | PJM_ROR_2_MISO_WUMS | PJM_ROR | MISO_WUMS | Internal | Shoulder | B11 | 25 | 1467 | 1416.73 | 68.55 | 70.55 | 2 | 0
2040 | PJM_ROR_2_MISO_WUMS | PJM_ROR | MISO_WUMS | Internal | Shoulder | B12 | 200 | 1467 | 0 | 60.49 | 58.49 | 2 | 0
2040 | PJM_ROR_2_MISO_WUMS | PJM_ROR | MISO_WUMS | Internal | Shoulder | B13 | 600 | 1467 | 0 | 56.57 | 54.04 | 2 | 0
2040 | PJM_ROR_2_MISO_WUMS | PJM_ROR | MISO_WUMS | Internal | Shoulder | B14 | 900 | 1467 | 0 | 52.49 | 49.88 | 2 | 0
2040 | PJM_ROR_2_MISO_WUMS | PJM_ROR | MISO_WUMS | Internal | Shoulder | B15 | 1203 | 1467 | 0 | 47.24 | 44.63 | 2 | 0
2040 | PJM_ROR_2_MISO_WUMS | PJM_ROR | MISO_WUMS | Internal | Summer | B1 | 10 | 1467 | 0 | 88.15 | 84.54 | 2 | 0
2040 | PJM_ROR_2_MISO_WUMS | PJM_ROR | MISO_WUMS | Internal | Summer | B2 | 25 | 1467 | 0 | 87.61 | 84.3 | 2 | 0
2040 | PJM_ROR_2_MISO_WUMS | PJM_ROR | MISO_WUMS | Internal | Summer | B3 | 75 | 1467 | 0 | 86.48 | 84.3 | 2 | 0
2040 | PJM_ROR_2_MISO_WUMS | PJM_ROR | MISO_WUMS | Internal | Summer | B4 | 100 | 1467 | 0 | 83.58 | 84.3 | 2 | 0
2040 | PJM_ROR_2_MISO_WUMS | PJM_ROR | MISO_WUMS | Internal | Summer | B5 | 200 | 1467 | 2842.57 | 79.01 | 81.02 | 2 | 0.01
2040 | PJM_ROR_2_MISO_WUMS | PJM_ROR | MISO_WUMS | Internal | Summer | B6 | 300 | 1467 | 729.87 | 67.43 | 69.43 | 2 | 0
2040 | PJM_ROR_2_MISO_WUMS | PJM_ROR | MISO_WUMS | Internal | Summer | B7 | 400 | 1467 | 331.2 | 58.95 | 60.95 | 2 | 0
2040 | PJM_ROR_2_MISO_WUMS | PJM_ROR | MISO_WUMS | Internal | Summer | B8 | 500 | 1467 | 0 | 51.74 | 51.92 | 2 | 0
2040 | PJM_ROR_2_MISO_WUMS | PJM_ROR | MISO_WUMS | Internal | Summer | B9 | 800 | 1467 | 0 | 47.65 | 46.83 | 2 | 0
2040 | PJM_ROR_2_MISO_WUMS | PJM_ROR | MISO_WUMS | Internal | Summer | B10 | 1262 | 1467 | 0 | 43.24 | 40.63 | 2 | 0
2040 | PJM_ROR_2_MISO_WUMS | PJM_ROR | MISO_WUMS | Internal | Winter | B16 | 25 | 1467 | 0 | 68.21 | 65.6 | 2 | 0
2040 | PJM_ROR_2_MISO_WUMS | PJM_ROR | MISO_WUMS | Internal | Winter | B17 | 100 | 1467 | 0 | 60.57 | 57.96 | 2 | 0
2040 | PJM_ROR_2_MISO_WUMS | PJM_ROR | MISO_WUMS | Internal | Winter | B18 | 400 | 1467 | 0 | 56.21 | 53.6 | 2 | 0
2040 | PJM_ROR_2_MISO_WUMS | PJM_ROR | MISO_WUMS | Internal | Winter | B19 | 700 | 1467 | 0 | 54.3 | 51.69 | 2 | 0
2040 | PJM_ROR_2_MISO_WUMS | PJM_ROR | MISO_WUMS | Internal | Winter | B20 | 935 | 1467 | 0 | 49.38 | 46.77 | 2 | 0
2040 | PJM_ROR_2_PJM_ROM | PJM_ROR | PJM_ROM | Internal | Shoulder | B11 | 25 | 8000 | 0 | 68.55 | 67.2 | 0.01 | 0
2040 | PJM_ROR_2_PJM_ROM | PJM_ROR | PJM_ROM | Internal | Shoulder | B12 | 200 | 8000 | 0 | 60.49 | 59.13 | 0.01 | 0
2040 | PJM_ROR_2_PJM_ROM | PJM_ROR | PJM_ROM | Internal | Shoulder | B13 | 600 | 8000 | 0 | 56.57 | 55.22 | 0.01 | 0
2040 | PJM_ROR_2_PJM_ROM | PJM_ROR | PJM_ROM | Internal | Shoulder | B14 | 900 | 8000 | 0 | 52.49 | 51.14 | 0.01 | 0
2040 | PJM_ROR_2_PJM_ROM | PJM_ROR | PJM_ROM | Internal | Shoulder | B15 | 1203 | 8000 | 0 | 47.24 | 45.89 | 0.01 | 0
2040 | PJM_ROR_2_PJM_ROM | PJM_ROR | PJM_ROM | Internal | Summer | B1 | 10 | 8000 | 0 | 88.15 | 86.79 | 0.01 | 0
2040 | PJM_ROR_2_PJM_ROM | PJM_ROR | PJM_ROM | Internal | Summer | B2 | 25 | 8000 | 0 | 87.61 | 86.26 | 0.01 | 0
2040 | PJM_ROR_2_PJM_ROM | PJM_ROR | PJM_ROM | Internal | Summer | B3 | 75 | 8000 | 0 | 86.48 | 85.12 | 0.01 | 0
2040 | PJM_ROR_2_PJM_ROM | PJM_ROR | PJM_ROM | Internal | Summer | B4 | 100 | 8000 | 0 | 83.58 | 82.22 | 0.01 | 0
2040 | PJM_ROR_2_PJM_ROM | PJM_ROR | PJM_ROM | Internal | Summer | B5 | 200 | 8000 | 0 | 79.01 | 77.65 | 0.01 | 0
2040 | PJM_ROR_2_PJM_ROM | PJM_ROR | PJM_ROM | Internal | Summer | B6 | 300 | 8000 | 0 | 67.43 | 66.07 | 0.01 | 0
2040 | PJM_ROR_2_PJM_ROM | PJM_ROR | PJM_ROM | Internal | Summer | B7 | 400 | 8000 | 0 | 58.95 | 57.6 | 0.01 | 0
2040 | PJM_ROR_2_PJM_ROM | PJM_ROR | PJM_ROM | Internal | Summer | B8 | 500 | 8000 | 0 | 51.74 | 50.39 | 0.01 | 0
2040 | PJM_ROR_2_PJM_ROM | PJM_ROR | PJM_ROM | Internal | Summer | B9 | 800 | 8000 | 0 | 47.65 | 46.29 | 0.01 | 0
2040 | PJM_ROR_2_PJM_ROM | PJM_ROR | PJM_ROM | Internal | Summer | B10 | 1262 | 8000 | 0 | 43.24 | 42.1 | 0.01 | 0
2040 | PJM_ROR_2_PJM_ROM | PJM_ROR | PJM_ROM | Internal | Winter | B16 | 25 | 8000 | 0 | 68.21 | 68.2 | 0.01 | 0
2040 | PJM_ROR_2_PJM_ROM | PJM_ROR | PJM_ROM | Internal | Winter | B17 | 100 | 8000 | 0 | 60.57 | 60.56 | 0.01 | 0
2040 | PJM_ROR_2_PJM_ROM | PJM_ROR | PJM_ROM | Internal | Winter | B18 | 400 | 8000 | 0 | 56.21 | 56.2 | 0.01 | 0
2040 | PJM_ROR_2_PJM_ROM | PJM_ROR | PJM_ROM | Internal | Winter | B19 | 700 | 8000 | 153.72 | 54.3 | 54.31 | 0.01 | 0
2040 | PJM_ROR_2_PJM_ROM | PJM_ROR | PJM_ROM | Internal | Winter | B20 | 935 | 8000 | 17249.12 | 49.38 | 49.4 | 0.01 | 0.01
2040 | PJM_ROR_2_TVA_Transmission | PJM_ROR | TVA_Transmission | Internal | Shoulder | B11 | 25 | 2500 | 0 | 68.55 | 74.13 | 6 | 0
2040 | PJM_ROR_2_TVA_Transmission | PJM_ROR | TVA_Transmission | Internal | Shoulder | B12 | 200 | 2500 | 0 | 60.49 | 62.83 | 6 | 0
2040 | PJM_ROR_2_TVA_Transmission | PJM_ROR | TVA_Transmission | Internal | Shoulder | B13 | 600 | 2500 | 0 | 56.57 | 59.46 | 6 | 0
2040 | PJM_ROR_2_TVA_Transmission | PJM_ROR | TVA_Transmission | Internal | Shoulder | B14 | 900 | 2500 | 0 | 52.49 | 56.7 | 6 | 0
2040 | PJM_ROR_2_TVA_Transmission | PJM_ROR | TVA_Transmission | Internal | Shoulder | B15 | 1203 | 2500 | 1675.81 | 47.24 | 53.24 | 6 | 0
2040 | PJM_ROR_2_TVA_Transmission | PJM_ROR | TVA_Transmission | Internal | Summer | B1 | 10 | 2500 | 0 | 88.15 | 93.85 | 6 | 0
2040 | PJM_ROR_2_TVA_Transmission | PJM_ROR | TVA_Transmission | Internal | Summer | B2 | 25 | 2500 | 225.27 | 87.61 | 93.61 | 6 | 0
2040 | PJM_ROR_2_TVA_Transmission | PJM_ROR | TVA_Transmission | Internal | Summer | B3 | 75 | 2500 | 1382.89 | 86.48 | 92.48 | 6 | 0
2040 | PJM_ROR_2_TVA_Transmission | PJM_ROR | TVA_Transmission | Internal | Summer | B4 | 100 | 2500 | 2392.43 | 83.58 | 89.58 | 6 | 0
2040 | PJM_ROR_2_TVA_Transmission | PJM_ROR | TVA_Transmission | Internal | Summer | B5 | 200 | 2500 | 626.34 | 79.01 | 85.01 | 6 | 0
2040 | PJM_ROR_2_TVA_Transmission | PJM_ROR | TVA_Transmission | Internal | Summer | B6 | 300 | 2500 | 0 | 67.43 | 72.62 | 6 | 0
2040 | PJM_ROR_2_TVA_Transmission | PJM_ROR | TVA_Transmission | Internal | Summer | B7 | 400 | 2500 | 0 | 58.95 | 62.74 | 6 | 0
2040 | PJM_ROR_2_TVA_Transmission | PJM_ROR | TVA_Transmission | Internal | Summer | B8 | 500 | 2500 | 0 | 51.74 | 57.19 | 6 | 0
2040 | PJM_ROR_2_TVA_Transmission | PJM_ROR | TVA_Transmission | Internal | Summer | B9 | 800 | 2500 | 236.33 | 47.65 | 53.65 | 6 | 0
2040 | PJM_ROR_2_TVA_Transmission | PJM_ROR | TVA_Transmission | Internal | Summer | B10 | 1262 | 2500 | 0 | 43.24 | 47.45 | 6 | 0
2040 | PJM_ROR_2_TVA_Transmission | PJM_ROR | TVA_Transmission | Internal | Winter | B16 | 25 | 2500 | 0 | 68.21 | 72.42 | 6 | 0
2040 | PJM_ROR_2_TVA_Transmission | PJM_ROR | TVA_Transmission | Internal | Winter | B17 | 100 | 2500 | 0 | 60.57 | 64.75 | 6 | 0
2040 | PJM_ROR_2_TVA_Transmission | PJM_ROR | TVA_Transmission | Internal | Winter | B18 | 400 | 2500 | 0 | 56.21 | 60.42 | 6 | 0
2040 | PJM_ROR_2_TVA_Transmission | PJM_ROR | TVA_Transmission | Internal | Winter | B19 | 700 | 2500 | 0 | 54.3 | 58.51 | 6 | 0
2040 | PJM_ROR_2_TVA_Transmission | PJM_ROR | TVA_Transmission | Internal | Winter | B20 | 935 | 2500 | 0 | 49.38 | 53.45 | 6 | 0
2040 | PJM_ROR_2_VACAR | PJM_ROR | VACAR | Internal | Shoulder | B11 | 25 | 3000 | 2682.74 | 68.55 | 74.55 | 6 | 0
2040 | PJM_ROR_2_VACAR | PJM_ROR | VACAR | Internal | Shoulder | B12 | 200 | 3000 | 0 | 60.49 | 63.63 | 6 | 0
2040 | PJM_ROR_2_VACAR | PJM_ROR | VACAR | Internal | Shoulder | B13 | 600 | 3000 | 0 | 56.57 | 55.06 | 6 | 0
2040 | PJM_ROR_2_VACAR | PJM_ROR | VACAR | Internal | Shoulder | B14 | 900 | 3000 | 0 | 52.49 | 55.06 | 6 | 0
2040 | PJM_ROR_2_VACAR | PJM_ROR | VACAR | Internal | Shoulder | B15 | 1203 | 3000 | 11901.91 | 47.24 | 54.04 | 6 | 0.8
2040 | PJM_ROR_2_VACAR | PJM_ROR | VACAR | Internal | Summer | B1 | 10 | 3000 | 6349.44 | 88.15 | 94.94 | 6 | 0.8
2040 | PJM_ROR_2_VACAR | PJM_ROR | VACAR | Internal | Summer | B2 | 25 | 3000 | 7417 | 87.61 | 94.41 | 6 | 0.8
2040 | PJM_ROR_2_VACAR | PJM_ROR | VACAR | Internal | Summer | B3 | 75 | 3000 | 4863.53 | 86.48 | 93.27 | 6 | 0.8
2040 | PJM_ROR_2_VACAR | PJM_ROR | VACAR | Internal | Summer | B4 | 100 | 3000 | 5086.66 | 83.58 | 90.37 | 6 | 0.8
2040 | PJM_ROR_2_VACAR | PJM_ROR | VACAR | Internal | Summer | B5 | 200 | 3000 | 6524.15 | 79.01 | 85.8 | 6 | 0.8
2040 | PJM_ROR_2_VACAR | PJM_ROR | VACAR | Internal | Summer | B6 | 300 | 3000 | 335.23 | 67.43 | 73.43 | 6 | 0
2040 | PJM_ROR_2_VACAR | PJM_ROR | VACAR | Internal | Summer | B7 | 400 | 3000 | 0 | 58.95 | 63.4 | 6 | 0
2040 | PJM_ROR_2_VACAR | PJM_ROR | VACAR | Internal | Summer | B8 | 500 | 3000 | 0 | 51.74 | 53.05 | 6 | 0
2040 | PJM_ROR_2_VACAR | PJM_ROR | VACAR | Internal | Summer | B9 | 800 | 3000 | 0 | 47.65 | 52.69 | 6 | 0
2040 | PJM_ROR_2_VACAR | PJM_ROR | VACAR | Internal | Summer | B10 | 1262 | 3000 | 9874.82 | 43.24 | 50.04 | 6 | 0.8
2040 | PJM_ROR_2_VACAR | PJM_ROR | VACAR | Internal | Winter | B16 | 25 | 3000 | 9293.3 | 68.21 | 75.01 | 6 | 0.8
2040 | PJM_ROR_2_VACAR | PJM_ROR | VACAR | Internal | Winter | B17 | 100 | 3000 | 4231.87 | 60.57 | 67.37 | 6 | 0.8
2040 | PJM_ROR_2_VACAR | PJM_ROR | VACAR | Internal | Winter | B18 | 400 | 3000 | 0 | 56.21 | 62.16 | 6 | 0
2040 | PJM_ROR_2_VACAR | PJM_ROR | VACAR | Internal | Winter | B19 | 700 | 3000 | 3000 | 54.3 | 60.67 | 6 | 0.37
2040 | PJM_ROR_2_VACAR | PJM_ROR | VACAR | Internal | Winter | B20 | 935 | 3000 | 8620.64 | 49.38 | 56.18 | 6 | 0.8
2040 | PJM_ROM_2_NYISO_A-F | PJM_ROM | NYISO_A-F | Internal | Shoulder | B11 | 25 | 2000 | 0 | 67.2 | 59.16 | 6 | 0
2040 | PJM_ROM_2_NYISO_A-F | PJM_ROM | NYISO_A-F | Internal | Shoulder | B12 | 200 | 2000 | 0 | 59.13 | 51.12 | 6 | 0
2040 | PJM_ROM_2_NYISO_A-F | PJM_ROM | NYISO_A-F | Internal | Shoulder | B13 | 600 | 2000 | 0 | 55.22 | 49.23 | 6 | 0
2040 | PJM_ROM_2_NYISO_A-F | PJM_ROM | NYISO_A-F | Internal | Shoulder | B14 | 900 | 2000 | 0 | 51.14 | 49.23 | 6 | 0
2040 | PJM_ROM_2_NYISO_A-F | PJM_ROM | NYISO_A-F | Internal | Shoulder | B15 | 1203 | 2000 | 0 | 45.89 | 49.07 | 6 | 0
2040 | PJM_ROM_2_NYISO_A-F | PJM_ROM | NYISO_A-F | Internal | Summer | B1 | 10 | 2000 | 0 | 86.79 | 78.66 | 6 | 0
2040 | PJM_ROM_2_NYISO_A-F | PJM_ROM | NYISO_A-F | Internal | Summer | B2 | 25 | 2000 | 0 | 86.26 | 78.13 | 6 | 0
2040 | PJM_ROM_2_NYISO_A-F | PJM_ROM | NYISO_A-F | Internal | Summer | B3 | 75 | 2000 | 0 | 85.12 | 76.99 | 6 | 0
2040 | PJM_ROM_2_NYISO_A-F | PJM_ROM | NYISO_A-F | Internal | Summer | B4 | 100 | 2000 | 0 | 82.22 | 74.09 | 6 | 0
2040 | PJM_ROM_2_NYISO_A-F | PJM_ROM | NYISO_A-F | Internal | Summer | B5 | 200 | 2000 | 0 | 77.65 | 69.52 | 6 | 0
2040 | PJM_ROM_2_NYISO_A-F | PJM_ROM | NYISO_A-F | Internal | Summer | B6 | 300 | 2000 | 0 | 66.07 | 58.07 | 6 | 0
2040 | PJM_ROM_2_NYISO_A-F | PJM_ROM | NYISO_A-F | Internal | Summer | B7 | 400 | 2000 | 0 | 57.6 | 49.6 | 6 | 0
2040 | PJM_ROM_2_NYISO_A-F | PJM_ROM | NYISO_A-F | Internal | Summer | B8 | 500 | 2000 | 0 | 50.39 | 47.73 | 6 | 0
2040 | PJM_ROM_2_NYISO_A-F | PJM_ROM | NYISO_A-F | Internal | Summer | B9 | 800 | 2000 | 0 | 46.29 | 45.36 | 6 | 0
2040 | PJM_ROM_2_NYISO_A-F | PJM_ROM | NYISO_A-F | Internal | Summer | B10 | 1262 | 2000 | 0 | 42.1 | 45.36 | 6 | 0
2040 | PJM_ROM_2_NYISO_A-F | PJM_ROM | NYISO_A-F | Internal | Winter | B16 | 25 | 2000 | 0 | 68.2 | 63 | 6 | 0
2040 | PJM_ROM_2_NYISO_A-F | PJM_ROM | NYISO_A-F | Internal | Winter | B17 | 100 | 2000 | 0 | 60.56 | 60.38 | 6 | 0
2040 | PJM_ROM_2_NYISO_A-F | PJM_ROM | NYISO_A-F | Internal | Winter | B18 | 400 | 2000 | 0 | 56.2 | 60.38 | 6 | 0
2040 | PJM_ROM_2_NYISO_A-F | PJM_ROM | NYISO_A-F | Internal | Winter | B19 | 700 | 2000 | 0 | 54.31 | 59.57 | 6 | 0
2040 | PJM_ROM_2_NYISO_A-F | PJM_ROM | NYISO_A-F | Internal | Winter | B20 | 935 | 2000 | 2012.24 | 49.4 | 55.42 | 6 | 0.01
2040 | PJM_ROM_2_PJM_E | PJM_ROM | PJM_E | Internal | Shoulder | B11 | 25 | 8000 | 0 | 67.2 | 67.19 | 0.01 | 0
2040 | PJM_ROM_2_PJM_E | PJM_ROM | PJM_E | Internal | Shoulder | B12 | 200 | 8000 | 585.18 | 59.13 | 59.15 | 0.01 | 0
2040 | PJM_ROM_2_PJM_E | PJM_ROM | PJM_E | Internal | Shoulder | B13 | 600 | 8000 | 1240.65 | 55.22 | 55.23 | 0.01 | 0
2040 | PJM_ROM_2_PJM_E | PJM_ROM | PJM_E | Internal | Shoulder | B14 | 900 | 8000 | 2868.99 | 51.14 | 51.15 | 0.01 | 0
2040 | PJM_ROM_2_PJM_E | PJM_ROM | PJM_E | Internal | Shoulder | B15 | 1203 | 8000 | 4107.51 | 45.89 | 45.9 | 0.01 | 0
2040 | PJM_ROM_2_PJM_E | PJM_ROM | PJM_E | Internal | Summer | B1 | 10 | 8000 | 4427.35 | 86.79 | 86.8 | 0.01 | 0
2040 | PJM_ROM_2_PJM_E | PJM_ROM | PJM_E | Internal | Summer | B2 | 25 | 8000 | 2381.98 | 86.26 | 86.27 | 0.01 | 0
2040 | PJM_ROM_2_PJM_E | PJM_ROM | PJM_E | Internal | Summer | B3 | 75 | 8000 | 0 | 85.12 | 85.11 | 0.01 | 0
2040 | PJM_ROM_2_PJM_E | PJM_ROM | PJM_E | Internal | Summer | B4 | 100 | 8000 | 0 | 82.22 | 82.2 | 0.01 | 0
2040 | PJM_ROM_2_PJM_E | PJM_ROM | PJM_E | Internal | Summer | B5 | 200 | 8000 | 0 | 77.65 | 77.63 | 0.01 | 0
2040 | PJM_ROM_2_PJM_E | PJM_ROM | PJM_E | Internal | Summer | B6 | 300 | 8000 | 4889.95 | 66.07 | 66.08 | 0.01 | 0
2040 | PJM_ROM_2_PJM_E | PJM_ROM | PJM_E | Internal | Summer | B7 | 400 | 8000 | 2707.97 | 57.6 | 57.61 | 0.01 | 0
2040 | PJM_ROM_2_PJM_E | PJM_ROM | PJM_E | Internal | Summer | B8 | 500 | 8000 | 2297.55 | 50.39 | 50.4 | 0.01 | 0
2040 | PJM_ROM_2_PJM_E | PJM_ROM | PJM_E | Internal | Summer | B9 | 800 | 8000 | 5110.59 | 46.29 | 46.31 | 0.01 | 0
2040 | PJM_ROM_2_PJM_E | PJM_ROM | PJM_E | Internal | Summer | B10 | 1262 | 8000 | 8534.74 | 42.1 | 42.12 | 0.01 | 0.01
2040 | PJM_ROM_2_PJM_E | PJM_ROM | PJM_E | Internal | Winter | B16 | 25 | 8000 | 6346.98 | 68.2 | 68.21 | 0.01 | 0
2040 | PJM_ROM_2_PJM_E | PJM_ROM | PJM_E | Internal | Winter | B17 | 100 | 8000 | 5512.69 | 60.56 | 60.57 | 0.01 | 0
2040 | PJM_ROM_2_PJM_E | PJM_ROM | PJM_E | Internal | Winter | B18 | 400 | 8000 | 7086.38 | 56.2 | 56.21 | 0.01 | 0
2040 | PJM_ROM_2_PJM_E | PJM_ROM | PJM_E | Internal | Winter | B19 | 700 | 8000 | 9190.04 | 54.31 | 54.33 | 0.01 | 0.01
2040 | PJM_ROM_2_PJM_E | PJM_ROM | PJM_E | Internal | Winter | B20 | 935 | 8000 | 11509.89 | 49.4 | 49.43 | 0.01 | 0.01
2040 | PJM_ROM_2_PJM_ROR | PJM_ROM | PJM_ROR | Internal | Shoulder | B11 | 25 | 8000 | 18798.09 | 67.2 | 68.55 | 0.01 | 1.34
2040 | PJM_ROM_2_PJM_ROR | PJM_ROM | PJM_ROR | Internal | Shoulder | B12 | 200 | 8000 | 15261.26 | 59.13 | 60.49 | 0.01 | 1.34
2040 | PJM_ROM_2_PJM_ROR | PJM_ROM | PJM_ROR | Internal | Shoulder | B13 | 600 | 8000 | 14641.38 | 55.22 | 56.57 | 0.01 | 1.34
2040 | PJM_ROM_2_PJM_ROR | PJM_ROM | PJM_ROR | Internal | Shoulder | B14 | 900 | 8000 | 12377.57 | 51.14 | 52.49 | 0.01 | 1.34
2040 | PJM_ROM_2_PJM_ROR | PJM_ROM | PJM_ROR | Internal | Shoulder | B15 | 1203 | 8000 | 11673.11 | 45.89 | 47.24 | 0.01 | 1.34
2040 | PJM_ROM_2_PJM_ROR | PJM_ROM | PJM_ROR | Internal | Summer | B1 | 10 | 8000 | 11920.48 | 86.79 | 88.15 | 0.01 | 1.34
2040 | PJM_ROM_2_PJM_ROR | PJM_ROM | PJM_ROR | Internal | Summer | B2 | 25 | 8000 | 14051.35 | 86.26 | 87.61 | 0.01 | 1.34
2040 | PJM_ROM_2_PJM_ROR | PJM_ROM | PJM_ROR | Internal | Summer | B3 | 75 | 8000 | 23579.32 | 85.12 | 86.48 | 0.01 | 1.34
2040 | PJM_ROM_2_PJM_ROR | PJM_ROM | PJM_ROR | Internal | Summer | B4 | 100 | 8000 | 30865.55 | 82.22 | 83.58 | 0.01 | 1.34
2040 | PJM_ROM_2_PJM_ROR | PJM_ROM | PJM_ROR | Internal | Summer | B5 | 200 | 8000 | 30010.35 | 77.65 | 79.01 | 0.01 | 1.34
2040 | PJM_ROM_2_PJM_ROR | PJM_ROM | PJM_ROR | Internal | Summer | B6 | 300 | 8000 | 14045 | 66.07 | 67.43 | 0.01 | 1.34
2040 | PJM_ROM_2_PJM_ROR | PJM_ROM | PJM_ROR | Internal | Summer | B7 | 400 | 8000 | 13362.05 | 57.6 | 58.95 | 0.01 | 1.34
2040 | PJM_ROM_2_PJM_ROR | PJM_ROM | PJM_ROR | Internal | Summer | B8 | 500 | 8000 | 13679.83 | 50.39 | 51.74 | 0.01 | 1.34
2040 | PJM_ROM_2_PJM_ROR | PJM_ROM | PJM_ROR | Internal | Summer | B9 | 800 | 8000 | 11610.21 | 46.29 | 47.65 | 0.01 | 1.34
2040 | PJM_ROM_2_PJM_ROR | PJM_ROM | PJM_ROR | Internal | Summer | B10 | 1262 | 8000 | 8000 | 42.1 | 43.24 | 0.01 | 1.14
2040 | PJM_ROM_2_PJM_ROR | PJM_ROM | PJM_ROR | Internal | Winter | B16 | 25 | 8000 | 2538.19 | 68.2 | 68.21 | 0.01 | 0
2040 | PJM_ROM_2_PJM_ROR | PJM_ROM | PJM_ROR | Internal | Winter | B17 | 100 | 8000 | 4065.38 | 60.56 | 60.57 | 0.01 | 0
2040 | PJM_ROM_2_PJM_ROR | PJM_ROM | PJM_ROR | Internal | Winter | B18 | 400 | 8000 | 2858.16 | 56.2 | 56.21 | 0.01 | 0
2040 | PJM_ROM_2_PJM_ROR | PJM_ROM | PJM_ROR | Internal | Winter | B19 | 700 | 8000 | 0 | 54.31 | 54.3 | 0.01 | 0
2040 | PJM_ROM_2_PJM_ROR | PJM_ROM | PJM_ROR | Internal | Winter | B20 | 935 | 8000 | 0 | 49.4 | 49.38 | 0.01 | 0
2040 | SOCO_2_FRCC | SOCO | FRCC | Internal | Shoulder | B11 | 25 | 3700 | 3519.52 | 81.6 | 91.6 | 10 | 0
2040 | SOCO_2_FRCC | SOCO | FRCC | Internal | Shoulder | B12 | 200 | 3700 | 0 | 59.58 | 67.37 | 10 | 0
2040 | SOCO_2_FRCC | SOCO | FRCC | Internal | Shoulder | B13 | 600 | 3700 | 0 | 59.58 | 65.94 | 10 | 0
2040 | SOCO_2_FRCC | SOCO | FRCC | Internal | Shoulder | B14 | 900 | 3700 | 0 | 59.58 | 64.57 | 10 | 0
2040 | SOCO_2_FRCC | SOCO | FRCC | Internal | Shoulder | B15 | 1203 | 3700 | 0 | 55.73 | 64.57 | 10 | 0
2040 | SOCO_2_FRCC | SOCO | FRCC | Internal | Summer | B1 | 10 | 3700 | 1078.07 | 96.95 | 106.95 | 10 | 0
2040 | SOCO_2_FRCC | SOCO | FRCC | Internal | Summer | B2 | 25 | 3700 | 0 | 98.84 | 103.65 | 10 | 0
2040 | SOCO_2_FRCC | SOCO | FRCC | Internal | Summer | B3 | 75 | 3700 | 0 | 97.19 | 103.65 | 10 | 0
2040 | SOCO_2_FRCC | SOCO | FRCC | Internal | Summer | B4 | 100 | 3700 | 0 | 96.91 | 103.65 | 10 | 0
2040 | SOCO_2_FRCC | SOCO | FRCC | Internal | Summer | B5 | 200 | 3700 | 0 | 92.85 | 101.43 | 10 | 0
2040 | SOCO_2_FRCC | SOCO | FRCC | Internal | Summer | B6 | 300 | 3700 | 94.51 | 79.81 | 89.81 | 10 | 0
2040 | SOCO_2_FRCC | SOCO | FRCC | Internal | Summer | B7 | 400 | 3700 | 217.82 | 68.7 | 78.7 | 10 | 0
2040 | SOCO_2_FRCC | SOCO | FRCC | Internal | Summer | B8 | 500 | 3700 | 0 | 60.05 | 66.06 | 10 | 0
2040 | SOCO_2_FRCC | SOCO | FRCC | Internal | Summer | B9 | 800 | 3700 | 0 | 57.95 | 63.32 | 10 | 0
2040 | SOCO_2_FRCC | SOCO | FRCC | Internal | Summer | B10 | 1262 | 3700 | 856.29 | 53.32 | 63.32 | 10 | 0
2040 | SOCO_2_FRCC | SOCO | FRCC | Internal | Winter | B16 | 25 | 3700 | 2660.74 | 77.72 | 87.72 | 10 | 0
2040 | SOCO_2_FRCC | SOCO | FRCC | Internal | Winter | B17 | 100 | 3700 | 0 | 63.88 | 70.67 | 10 | 0
2040 | SOCO_2_FRCC | SOCO | FRCC | Internal | Winter | B18 | 400 | 3700 | 0 | 63.4 | 67.73 | 10 | 0
2040 | SOCO_2_FRCC | SOCO | FRCC | Internal | Winter | B19 | 700 | 3700 | 0 | 63.4 | 67.73 | 10 | 0
2040 | SOCO_2_FRCC | SOCO | FRCC | Internal | Winter | B20 | 935 | 3700 | 700.71 | 57.73 | 67.73 | 10 | 0
2040 | SPP_N_2_ENT | SPP_N | ENT | Internal | Shoulder | B11 | 25 | 1800 | 2190.14 | 60.53 | 73.01 | 5 | 7.48
2040 | SPP_N_2_ENT | SPP_N | ENT | Internal | Shoulder | B12 | 200 | 1800 | 1800 | 47.71 | 59.51 | 5 | 6.81
2040 | SPP_N_2_ENT | SPP_N | ENT | Internal | Shoulder | B13 | 600 | 1800 | 5006.27 | 44.64 | 57.12 | 5 | 7.48
2040 | SPP_N_2_ENT | SPP_N | ENT | Internal | Shoulder | B14 | 900 | 1800 | 2888.47 | 39.1 | 51.58 | 5 | 7.48
2040 | SPP_N_2_ENT | SPP_N | ENT | Internal | Shoulder | B15 | 1203 | 1800 | 3362.32 | 33.85 | 46.34 | 5 | 7.48
2040 | SPP_N_2_ENT | SPP_N | ENT | Internal | Summer | B1 | 10 | 1800 | 1800 | 76.24 | 87.55 | 5 | 6.31
2040 | SPP_N_2_ENT | SPP_N | ENT | Internal | Summer | B2 | 25 | 1800 | 2270.89 | 77.6 | 90.08 | 5 | 7.48
2040 | SPP_N_2_ENT | SPP_N | ENT | Internal | Summer | B3 | 75 | 1800 | 1800 | 80.61 | 89.19 | 5 | 3.58
2040 | SPP_N_2_ENT | SPP_N | ENT | Internal | Summer | B4 | 100 | 1800 | 1800 | 79.89 | 88.91 | 5 | 4.03
2040 | SPP_N_2_ENT | SPP_N | ENT | Internal | Summer | B5 | 200 | 1800 | 1800 | 76.01 | 84.85 | 5 | 3.84
2040 | SPP_N_2_ENT | SPP_N | ENT | Internal | Summer | B6 | 300 | 1800 | 2512.98 | 61 | 73.49 | 5 | 7.48
2040 | SPP_N_2_ENT | SPP_N | ENT | Internal | Summer | B7 | 400 | 1800 | 1800 | 53.09 | 60.7 | 5 | 2.6
2040 | SPP_N_2_ENT | SPP_N | ENT | Internal | Summer | B8 | 500 | 1800 | 6549.03 | 42.73 | 55.21 | 5 | 7.48
2040 | SPP_N_2_ENT | SPP_N | ENT | Internal | Summer | B9 | 800 | 1800 | 10578.53 | 37.64 | 50.12 | 5 | 7.48
2040 | SPP_N_2_ENT | SPP_N | ENT | Internal | Summer | B10 | 1262 | 1800 | 10893.96 | 31.44 | 43.93 | 5 | 7.48
2040 | SPP_N_2_ENT | SPP_N | ENT | Internal | Winter | B16 | 25 | 1800 | 5437.78 | 55.84 | 68.32 | 5 | 7.48
2040 | SPP_N_2_ENT | SPP_N | ENT | Internal | Winter | B17 | 100 | 1800 | 6462.54 | 48.2 | 60.68 | 5 | 7.48
2040 | SPP_N_2_ENT | SPP_N | ENT | Internal | Winter | B18 | 400 | 1800 | 6851.74 | 44.41 | 56.89 | 5 | 7.48
2040 | SPP_N_2_ENT | SPP_N | ENT | Internal | Winter | B19 | 700 | 1800 | 6207.56 | 41.52 | 54.01 | 5 | 7.48
2040 | SPP_N_2_ENT | SPP_N | ENT | Internal | Winter | B20 | 935 | 1800 | 3520 | 35.85 | 48.33 | 5 | 7.48
2040 | SPP_N_2_MISO_MO-IL | SPP_N | MISO_MO-IL | Internal | Shoulder | B11 | 25 | 2000 | 2000 | 60.53 | 69.63 | 5 | 4.1
2040 | SPP_N_2_MISO_MO-IL | SPP_N | MISO_MO-IL | Internal | Shoulder | B12 | 200 | 2000 | 3716.36 | 47.71 | 57.31 | 5 | 4.6
2040 | SPP_N_2_MISO_MO-IL | SPP_N | MISO_MO-IL | Internal | Shoulder | B13 | 600 | 2000 | 2000 | 44.64 | 52.86 | 5 | 3.22
2040 | SPP_N_2_MISO_MO-IL | SPP_N | MISO_MO-IL | Internal | Shoulder | B14 | 900 | 2000 | 6435.31 | 39.1 | 48.7 | 5 | 4.6
2040 | SPP_N_2_MISO_MO-IL | SPP_N | MISO_MO-IL | Internal | Shoulder | B15 | 1203 | 2000 | 7804.8 | 33.85 | 43.46 | 5 | 4.6
2040 | SPP_N_2_MISO_MO-IL | SPP_N | MISO_MO-IL | Internal | Summer | B1 | 10 | 2000 | 8405.76 | 76.24 | 85.85 | 5 | 4.6
2040 | SPP_N_2_MISO_MO-IL | SPP_N | MISO_MO-IL | Internal | Summer | B2 | 25 | 2000 | 2000 | 77.6 | 85.61 | 5 | 3.01
2040 | SPP_N_2_MISO_MO-IL | SPP_N | MISO_MO-IL | Internal | Summer | B3 | 75 | 2000 | 1450.46 | 80.61 | 85.61 | 5 | 0
2040 | SPP_N_2_MISO_MO-IL | SPP_N | MISO_MO-IL | Internal | Summer | B4 | 100 | 2000 | 2000 | 79.89 | 85.58 | 5 | 0.69
2040 | SPP_N_2_MISO_MO-IL | SPP_N | MISO_MO-IL | Internal | Summer | B5 | 200 | 2000 | 1058.34 | 76.01 | 81.01 | 5 | 0
2040 | SPP_N_2_MISO_MO-IL | SPP_N | MISO_MO-IL | Internal | Summer | B6 | 300 | 2000 | 2000 | 61 | 68.52 | 5 | 2.52
2040 | SPP_N_2_MISO_MO-IL | SPP_N | MISO_MO-IL | Internal | Summer | B7 | 400 | 2000 | 2000 | 53.09 | 60.02 | 5 | 1.93
2040 | SPP_N_2_MISO_MO-IL | SPP_N | MISO_MO-IL | Internal | Summer | B8 | 500 | 2000 | 2000 | 42.73 | 50.74 | 5 | 3.01
2040 | SPP_N_2_MISO_MO-IL | SPP_N | MISO_MO-IL | Internal | Summer | B9 | 800 | 2000 | 2000 | 37.64 | 45.65 | 5 | 3.01
2040 | SPP_N_2_MISO_MO-IL | SPP_N | MISO_MO-IL | Internal | Summer | B10 | 1262 | 2000 | 2000 | 31.44 | 39.45 | 5 | 3.01
2040 | SPP_N_2_MISO_MO-IL | SPP_N | MISO_MO-IL | Internal | Winter | B16 | 25 | 2000 | 2000 | 55.84 | 64.42 | 5 | 3.59
2040 | SPP_N_2_MISO_MO-IL | SPP_N | MISO_MO-IL | Internal | Winter | B17 | 100 | 2000 | 2000 | 48.2 | 56.78 | 5 | 3.59
2040 | SPP_N_2_MISO_MO-IL | SPP_N | MISO_MO-IL | Internal | Winter | B18 | 400 | 2000 | 2000 | 44.41 | 52.42 | 5 | 3.01
2040 | SPP_N_2_MISO_MO-IL | SPP_N | MISO_MO-IL | Internal | Winter | B19 | 700 | 2000 | 2000 | 41.52 | 50.51 | 5 | 3.99
2040 | SPP_N_2_MISO_MO-IL | SPP_N | MISO_MO-IL | Internal | Winter | B20 | 935 | 2000 | 8543.56 | 35.85 | 45.45 | 5 | 4.6
2040 | SPP_N_2_MISO_W | SPP_N | MISO_W | Internal | Shoulder | B11 | 25 | 750 | 750 | 60.53 | 66.04 | 5 | 0.51
2040 | SPP_N_2_MISO_W | SPP_N | MISO_W | Internal | Shoulder | B12 | 200 | 750 | 750 | 47.71 | 53.72 | 5 | 1.02
2040 | SPP_N_2_MISO_W | SPP_N | MISO_W | Internal | Shoulder | B13 | 600 | 750 | 0 | 44.64 | 49.27 | 5 | 0
2040 | SPP_N_2_MISO_W | SPP_N | MISO_W | Internal | Shoulder | B14 | 900 | 750 | 750 | 39.1 | 45.12 | 5 | 1.02
2040 | SPP_N_2_MISO_W | SPP_N | MISO_W | Internal | Shoulder | B15 | 1203 | 750 | 750 | 33.85 | 39.87 | 5 | 1.02
2040 | SPP_N_2_MISO_W | SPP_N | MISO_W | Internal | Summer | B1 | 10 | 750 | 750 | 76.24 | 82.46 | 5 | 1.22
2040 | SPP_N_2_MISO_W | SPP_N | MISO_W | Internal | Summer | B2 | 25 | 750 | 0 | 77.6 | 82.03 | 5 | 0
2040 | SPP_N_2_MISO_W | SPP_N | MISO_W | Internal | Summer | B3 | 75 | 750 | 0 | 80.61 | 85.04 | 5 | 0
2040 | SPP_N_2_MISO_W | SPP_N | MISO_W | Internal | Summer | B4 | 100 | 750 | 0 | 79.89 | 84.31 | 5 | 0
2040 | SPP_N_2_MISO_W | SPP_N | MISO_W | Internal | Summer | B5 | 200 | 750 | 0 | 76.01 | 80.43 | 5 | 0
2040 | SPP_N_2_MISO_W | SPP_N | MISO_W | Internal | Summer | B6 | 300 | 750 | 0 | 61 | 65.43 | 5 | 0
2040 | SPP_N_2_MISO_W | SPP_N | MISO_W | Internal | Summer | B7 | 400 | 750 | 0 | 53.09 | 57.52 | 5 | 0
2040 | SPP_N_2_MISO_W | SPP_N | MISO_W | Internal | Summer | B8 | 500 | 750 | 0 | 42.73 | 47.15 | 5 | 0
2040 | SPP_N_2_MISO_W | SPP_N | MISO_W | Internal | Summer | B9 | 800 | 750 | 0 | 37.64 | 42.06 | 5 | 0
2040 | SPP_N_2_MISO_W | SPP_N | MISO_W | Internal | Summer | B10 | 1262 | 750 | 0 | 31.44 | 35.87 | 5 | 0
2040 | SPP_N_2_MISO_W | SPP_N | MISO_W | Internal | Winter | B16 | 25 | 750 | 380.98 | 55.84 | 60.84 | 5 | 0
2040 | SPP_N_2_MISO_W | SPP_N | MISO_W | Internal | Winter | B17 | 100 | 750 | 706.27 | 48.2 | 53.2 | 5 | 0
2040 | SPP_N_2_MISO_W | SPP_N | MISO_W | Internal | Winter | B18 | 400 | 750 | 0 | 44.41 | 48.83 | 5 | 0
2040 | SPP_N_2_MISO_W | SPP_N | MISO_W | Internal | Winter | B19 | 700 | 750 | 750 | 41.52 | 46.92 | 5 | 0.4
2040 | SPP_N_2_MISO_W | SPP_N | MISO_W | Internal | Winter | B20 | 935 | 750 | 750 | 35.85 | 42 | 5 | 1.15
2040 | SPP_N_2_NE | SPP_N | NE | Internal | Shoulder | B11 | 25 | 330 | 0 | 60.53 | 59.81 | 0.01 | 0
2040 | SPP_N_2_NE | SPP_N | NE | Internal | Shoulder | B12 | 200 | 330 | 0 | 47.71 | 47.49 | 0.01 | 0
2040 | SPP_N_2_NE | SPP_N | NE | Internal | Shoulder | B13 | 600 | 330 | 0 | 44.64 | 43.04 | 0.01 | 0
2040 | SPP_N_2_NE | SPP_N | NE | Internal | Shoulder | B14 | 900 | 330 | 0 | 39.1 | 38.89 | 0.01 | 0
2040 | SPP_N_2_NE | SPP_N | NE | Internal | Shoulder | B15 | 1203 | 330 | 0 | 33.85 | 33.64 | 0.01 | 0
2040 | SPP_N_2_NE | SPP_N | NE | Internal | Summer | B1 | 10 | 330 | 0 | 76.24 | 76.23 | 0.01 | 0
2040 | SPP_N_2_NE | SPP_N | NE | Internal | Summer | B2 | 25 | 330 | 0 | 77.6 | 75.8 | 0.01 | 0
2040 | SPP_N_2_NE | SPP_N | NE | Internal | Summer | B3 | 75 | 330 | 0 | 80.61 | 78.81 | 0.01 | 0
2040 | SPP_N_2_NE | SPP_N | NE | Internal | Summer | B4 | 100 | 330 | 0 | 79.89 | 78.08 | 0.01 | 0
2040 | SPP_N_2_NE | SPP_N | NE | Internal | Summer | B5 | 200 | 330 | 0 | 76.01 | 74.2 | 0.01 | 0
2040 | SPP_N_2_NE | SPP_N | NE | Internal | Summer | B6 | 300 | 330 | 0 | 61 | 59.2 | 0.01 | 0
2040 | SPP_N_2_NE | SPP_N | NE | Internal | Summer | B7 | 400 | 330 | 0 | 53.09 | 51.29 | 0.01 | 0
2040 | SPP_N_2_NE | SPP_N | NE | Internal | Summer | B8 | 500 | 330 | 0 | 42.73 | 40.92 | 0.01 | 0
2040 | SPP_N_2_NE | SPP_N | NE | Internal | Summer | B9 | 800 | 330 | 0 | 37.64 | 35.83 | 0.01 | 0
2040 | SPP_N_2_NE | SPP_N | NE | Internal | Summer | B10 | 1262 | 330 | 0 | 31.44 | 29.64 | 0.01 | 0
2040 | SPP_N_2_NE | SPP_N | NE | Internal | Winter | B16 | 25 | 330 | 0 | 55.84 | 54.61 | 0.01 | 0
2040 | SPP_N_2_NE | SPP_N | NE | Internal | Winter | B17 | 100 | 330 | 0 | 48.2 | 46.97 | 0.01 | 0
2040 | SPP_N_2_NE | SPP_N | NE | Internal | Winter | B18 | 400 | 330 | 0 | 44.41 | 42.6 | 0.01 | 0
2040 | SPP_N_2_NE | SPP_N | NE | Internal | Winter | B19 | 700 | 330 | 0 | 41.52 | 40.69 | 0.01 | 0
2040 | SPP_N_2_NE | SPP_N | NE | Internal | Winter | B20 | 935 | 330 | 0 | 35.85 | 35.77 | 0.01 | 0
2040 | SPP_N_2_SPP_S | SPP_N | SPP_S | Internal | Shoulder | B11 | 25 | 4000 | 0 | 60.53 | 59.67 | 0.01 | 0
2040 | SPP_N_2_SPP_S | SPP_N | SPP_S | Internal | Shoulder | B12 | 200 | 4000 | 0 | 47.71 | 46.17 | 0.01 | 0
2040 | SPP_N_2_SPP_S | SPP_N | SPP_S | Internal | Shoulder | B13 | 600 | 4000 | 0 | 44.64 | 43.78 | 0.01 | 0
2040 | SPP_N_2_SPP_S | SPP_N | SPP_S | Internal | Shoulder | B14 | 900 | 4000 | 0 | 39.1 | 38.24 | 0.01 | 0
2040 | SPP_N_2_SPP_S | SPP_N | SPP_S | Internal | Shoulder | B15 | 1203 | 4000 | 0 | 33.85 | 33 | 0.01 | 0
2040 | SPP_N_2_SPP_S | SPP_N | SPP_S | Internal | Summer | B1 | 10 | 4000 | 0 | 76.24 | 74.21 | 0.01 | 0
2040 | SPP_N_2_SPP_S | SPP_N | SPP_S | Internal | Summer | B2 | 25 | 4000 | 0 | 77.6 | 76.74 | 0.01 | 0
2040 | SPP_N_2_SPP_S | SPP_N | SPP_S | Internal | Summer | B3 | 75 | 4000 | 0 | 80.61 | 80.25 | 0.01 | 0
2040 | SPP_N_2_SPP_S | SPP_N | SPP_S | Internal | Summer | B4 | 100 | 4000 | 0 | 79.89 | 79.58 | 0.01 | 0
2040 | SPP_N_2_SPP_S | SPP_N | SPP_S | Internal | Summer | B5 | 200 | 4000 | 266.87 | 76.01 | 76.02 | 0.01 | 0
2040 | SPP_N_2_SPP_S | SPP_N | SPP_S | Internal | Summer | B6 | 300 | 4000 | 1301.26 | 61 | 61.01 | 0.01 | 0
2040 | SPP_N_2_SPP_S | SPP_N | SPP_S | Internal | Summer | B7 | 400 | 4000 | 8176.17 | 53.09 | 54.9 | 0.01 | 1.79
2040 | SPP_N_2_SPP_S | SPP_N | SPP_S | Internal | Summer | B8 | 500 | 4000 | 5815.17 | 42.73 | 44.53 | 0.01 | 1.79
2040 | SPP_N_2_SPP_S | SPP_N | SPP_S | Internal | Summer | B9 | 800 | 4000 | 3548.19 | 37.64 | 37.65 | 0.01 | 0
2040 | SPP_N_2_SPP_S | SPP_N | SPP_S | Internal | Summer | B10 | 1262 | 4000 | 0 | 31.44 | 31.43 | 0.01 | 0
2040 | SPP_N_2_SPP_S | SPP_N | SPP_S | Internal | Winter | B16 | 25 | 4000 | 0 | 55.84 | 54.98 | 0.01 | 0
2040 | SPP_N_2_SPP_S | SPP_N | SPP_S | Internal | Winter | B17 | 100 | 4000 | 0 | 48.2 | 47.34 | 0.01 | 0
2040 | SPP_N_2_SPP_S | SPP_N | SPP_S | Internal | Winter | B18 | 400 | 4000 | 0 | 44.41 | 43.55 | 0.01 | 0
2040 | SPP_N_2_SPP_S | SPP_N | SPP_S | Internal | Winter | B19 | 700 | 4000 | 0 | 41.52 | 40.67 | 0.01 | 0
2040 | SPP_N_2_SPP_S | SPP_N | SPP_S | Internal | Winter | B20 | 935 | 4000 | 0 | 35.85 | 34.99 | 0.01 | 0
2040 | SPP_S_2_ENT | SPP_S | ENT | Internal | Shoulder | B11 | 25 | 850 | 4360.21 | 59.67 | 73.01 | 5 | 8.34
2040 | SPP_S_2_ENT | SPP_S | ENT | Internal | Shoulder | B12 | 200 | 850 | 1309.13 | 46.17 | 59.51 | 5 | 8.34
2040 | SPP_S_2_ENT | SPP_S | ENT | Internal | Shoulder | B13 | 600 | 850 | 2299.33 | 43.78 | 57.12 | 5 | 8.34
2040 | SPP_S_2_ENT | SPP_S | ENT | Internal | Shoulder | B14 | 900 | 850 | 8578.43 | 38.24 | 51.58 | 5 | 8.34
2040 | SPP_S_2_ENT | SPP_S | ENT | Internal | Shoulder | B15 | 1203 | 850 | 9871 | 33 | 46.34 | 5 | 8.34
2040 | SPP_S_2_ENT | SPP_S | ENT | Internal | Summer | B1 | 10 | 850 | 7176.62 | 74.21 | 87.55 | 5 | 8.34
2040 | SPP_S_2_ENT | SPP_S | ENT | Internal | Summer | B2 | 25 | 850 | 948.07 | 76.74 | 90.08 | 5 | 8.34
2040 | SPP_S_2_ENT | SPP_S | ENT | Internal | Summer | B3 | 75 | 850 | 850 | 80.25 | 89.19 | 5 | 3.95
2040 | SPP_S_2_ENT | SPP_S | ENT | Internal | Summer | B4 | 100 | 850 | 850 | 79.58 | 88.91 | 5 | 4.34
2040 | SPP_S_2_ENT | SPP_S | ENT | Internal | Summer | B5 | 200 | 850 | 850 | 76.02 | 84.85 | 5 | 3.83
2040 | SPP_S_2_ENT | SPP_S | ENT | Internal | Summer | B6 | 300 | 850 | 850 | 61.01 | 73.49 | 5 | 7.47
2040 | SPP_S_2_ENT | SPP_S | ENT | Internal | Summer | B7 | 400 | 850 | 850 | 54.9 | 60.7 | 5 | 0.8
2040 | SPP_S_2_ENT | SPP_S | ENT | Internal | Summer | B8 | 500 | 850 | 850 | 44.53 | 55.21 | 5 | 5.68
2040 | SPP_S_2_ENT | SPP_S | ENT | Internal | Summer | B9 | 800 | 850 | 850 | 37.65 | 50.12 | 5 | 7.47
2040 | SPP_S_2_ENT | SPP_S | ENT | Internal | Summer | B10 | 1262 | 850 | 850 | 31.43 | 43.93 | 5 | 7.5
2040 | SPP_S_2_ENT | SPP_S | ENT | Internal | Winter | B16 | 25 | 850 | 4148.78 | 54.98 | 68.32 | 5 | 8.34
2040 | SPP_S_2_ENT | SPP_S | ENT | Internal | Winter | B17 | 100 | 850 | 3916.44 | 47.34 | 60.68 | 5 | 8.34
2040 | SPP_S_2_ENT | SPP_S | ENT | Internal | Winter | B18 | 400 | 850 | 2877.72 | 43.55 | 56.89 | 5 | 8.34
2040 | SPP_S_2_ENT | SPP_S | ENT | Internal | Winter | B19 | 700 | 850 | 4725.92 | 40.67 | 54.01 | 5 | 8.34
2040 | SPP_S_2_ENT | SPP_S | ENT | Internal | Winter | B20 | 935 | 850 | 8202.85 | 34.99 | 48.33 | 5 | 8.34
2040 | SPP_S_2_SPP_N | SPP_S | SPP_N | Internal | Shoulder | B11 | 25 | 640 | 640 | 59.67 | 60.53 | 0.01 | 0.85
2040 | SPP_S_2_SPP_N | SPP_S | SPP_N | Internal | Shoulder | B12 | 200 | 640 | 640 | 46.17 | 47.71 | 0.01 | 1.52
2040 | SPP_S_2_SPP_N | SPP_S | SPP_N | Internal | Shoulder | B13 | 600 | 640 | 640 | 43.78 | 44.64 | 0.01 | 0.85
2040 | SPP_S_2_SPP_N | SPP_S | SPP_N | Internal | Shoulder | B14 | 900 | 640 | 640 | 38.24 | 39.1 | 0.01 | 0.85
2040 | SPP_S_2_SPP_N | SPP_S | SPP_N | Internal | Shoulder | B15 | 1203 | 640 | 640 | 33 | 33.85 | 0.01 | 0.85
2040 | SPP_S_2_SPP_N | SPP_S | SPP_N | Internal | Summer | B1 | 10 | 640 | 6436.77 | 74.21 | 76.24 | 0.01 | 2.02
2040 | SPP_S_2_SPP_N | SPP_S | SPP_N | Internal | Summer | B2 | 25 | 640 | 640 | 76.74 | 77.6 | 0.01 | 0.85
2040 | SPP_S_2_SPP_N | SPP_S | SPP_N | Internal | Summer | B3 | 75 | 640 | 640 | 80.25 | 80.61 | 0.01 | 0.35
2040 | SPP_S_2_SPP_N | SPP_S | SPP_N | Internal | Summer | B4 | 100 | 640 | 640 | 79.58 | 79.89 | 0.01 | 0.3
2040 | SPP_S_2_SPP_N | SPP_S | SPP_N | Internal | Summer | B5 | 200 | 640 | 0 | 76.02 | 76.01 | 0.01 | 0
2040 | SPP_S_2_SPP_N | SPP_S | SPP_N | Internal | Summer | B6 | 300 | 640 | 0 | 61.01 | 61 | 0.01 | 0
2040 | SPP_S_2_SPP_N | SPP_S | SPP_N | Internal | Summer | B7 | 400 | 640 | 0 | 54.9 | 53.09 | 0.01 | 0
2040 | SPP_S_2_SPP_N | SPP_S | SPP_N | Internal | Summer | B8 | 500 | 640 | 0 | 44.53 | 42.73 | 0.01 | 0
2040 | SPP_S_2_SPP_N | SPP_S | SPP_N | Internal | Summer | B9 | 800 | 640 | 0 | 37.65 | 37.64 | 0.01 | 0
2040 | SPP_S_2_SPP_N | SPP_S | SPP_N | Internal | Summer | B10 | 1262 | 640 | 148.3 | 31.43 | 31.44 | 0.01 | 0
2040 | SPP_S_2_SPP_N | SPP_S | SPP_N | Internal | Winter | B16 | 25 | 640 | 640 | 54.98 | 55.84 | 0.01 | 0.85
2040 | SPP_S_2_SPP_N | SPP_S | SPP_N | Internal | Winter | B17 | 100 | 640 | 640 | 47.34 | 48.2 | 0.01 | 0.85
2040 | SPP_S_2_SPP_N | SPP_S | SPP_N | Internal | Winter | B18 | 400 | 640 | 640 | 43.55 | 44.41 | 0.01 | 0.85
2040 | SPP_S_2_SPP_N | SPP_S | SPP_N | Internal | Winter | B19 | 700 | 640 | 640 | 40.67 | 41.52 | 0.01 | 0.85
2040 | SPP_S_2_SPP_N | SPP_S | SPP_N | Internal | Winter | B20 | 935 | 640 | 640 | 34.99 | 35.85 | 0.01 | 0.85
2040 | TVA_2_NonRTO_Midwest | TVA | NonRTO_Midwest | Internal | Shoulder | B11 | 25 | 100 | 0 | 73.38 | 78.52 | 9 | 0
2040 | TVA_2_NonRTO_Midwest | TVA | NonRTO_Midwest | Internal | Shoulder | B12 | 200 | 100 | 0 | 61.03 | 66.2 | 9 | 0
2040 | TVA_2_NonRTO_Midwest | TVA | NonRTO_Midwest | Internal | Shoulder | B13 | 600 | 100 | 0 | 58.51 | 61.75 | 9 | 0
2040 | TVA_2_NonRTO_Midwest | TVA | NonRTO_Midwest | Internal | Shoulder | B14 | 900 | 100 | 0 | 56.71 | 55.68 | 9 | 0
2040 | TVA_2_NonRTO_Midwest | TVA | NonRTO_Midwest | Internal | Shoulder | B15 | 1203 | 100 | 0 | 53.26 | 45.24 | 9 | 0
2040 | TVA_2_NonRTO_Midwest | TVA | NonRTO_Midwest | Internal | Summer | B1 | 10 | 100 | 0 | 93.86 | 93.83 | 9 | 0
2040 | TVA_2_NonRTO_Midwest | TVA | NonRTO_Midwest | Internal | Summer | B2 | 25 | 100 | 0 | 93.62 | 93.6 | 9 | 0
2040 | TVA_2_NonRTO_Midwest | TVA | NonRTO_Midwest | Internal | Summer | B3 | 75 | 100 | 0 | 92.49 | 93.6 | 9 | 0
2040 | TVA_2_NonRTO_Midwest | TVA | NonRTO_Midwest | Internal | Summer | B4 | 100 | 100 | 0 | 89.59 | 93.59 | 9 | 0
2040 | TVA_2_NonRTO_Midwest | TVA | NonRTO_Midwest | Internal | Summer | B5 | 200 | 100 | 0 | 85.02 | 89.02 | 9 | 0
2040 | TVA_2_NonRTO_Midwest | TVA | NonRTO_Midwest | Internal | Summer | B6 | 300 | 100 | 0 | 70.52 | 77.42 | 9 | 0
2040 | TVA_2_NonRTO_Midwest | TVA | NonRTO_Midwest | Internal | Summer | B7 | 400 | 100 | 0 | 59.4 | 61.85 | 9 | 0
2040 | TVA_2_NonRTO_Midwest | TVA | NonRTO_Midwest | Internal | Summer | B8 | 500 | 100 | 0 | 56.94 | 49.81 | 9 | 0
2040 | TVA_2_NonRTO_Midwest | TVA | NonRTO_Midwest | Internal | Summer | B9 | 800 | 100 | 0 | 53.66 | 45.65 | 9 | 0
2040 | TVA_2_NonRTO_Midwest | TVA | NonRTO_Midwest | Internal | Summer | B10 | 1262 | 100 | 0 | 47.47 | 39.45 | 9 | 0
2040 | TVA_2_NonRTO_Midwest | TVA | NonRTO_Midwest | Internal | Winter | B16 | 25 | 100 | 0 | 72.44 | 73.32 | 9 | 0
2040 | TVA_2_NonRTO_Midwest | TVA | NonRTO_Midwest | Internal | Winter | B17 | 100 | 100 | 0 | 64.7 | 65.68 | 9 | 0
2040 | TVA_2_NonRTO_Midwest | TVA | NonRTO_Midwest | Internal | Winter | B18 | 400 | 100 | 0 | 60.43 | 61.31 | 9 | 0
2040 | TVA_2_NonRTO_Midwest | TVA | NonRTO_Midwest | Internal | Winter | B19 | 700 | 100 | 0 | 58.52 | 57.5 | 9 | 0
2040 | TVA_2_NonRTO_Midwest | TVA | NonRTO_Midwest | Internal | Winter | B20 | 935 | 100 | 0 | 53.46 | 45.45 | 9 | 0
2040 | TVA_2_SOCO | TVA | SOCO | Internal | Shoulder | B11 | 25 | 500 | 0 | 73.38 | 81.6 | 9 | 0
2040 | TVA_2_SOCO | TVA | SOCO | Internal | Shoulder | B12 | 200 | 500 | 0 | 61.03 | 59.58 | 9 | 0
2040 | TVA_2_SOCO | TVA | SOCO | Internal | Shoulder | B13 | 600 | 500 | 0 | 58.51 | 59.58 | 9 | 0
2040 | TVA_2_SOCO | TVA | SOCO | Internal | Shoulder | B14 | 900 | 500 | 0 | 56.71 | 59.58 | 9 | 0
2040 | TVA_2_SOCO | TVA | SOCO | Internal | Shoulder | B15 | 1203 | 500 | 0 | 53.26 | 55.73 | 9 | 0
2040 | TVA_2_SOCO | TVA | SOCO | Internal | Summer | B1 | 10 | 500 | 0 | 93.86 | 96.95 | 9 | 0
2040 | TVA_2_SOCO | TVA | SOCO | Internal | Summer | B2 | 25 | 500 | 0 | 93.62 | 98.84 | 9 | 0
2040 | TVA_2_SOCO | TVA | SOCO | Internal | Summer | B3 | 75 | 500 | 0 | 92.49 | 97.19 | 9 | 0
2040 | TVA_2_SOCO | TVA | SOCO | Internal | Summer | B4 | 100 | 500 | 0 | 89.59 | 96.91 | 9 | 0
2040 | TVA_2_SOCO | TVA | SOCO | Internal | Summer | B5 | 200 | 500 | 0 | 85.02 | 92.85 | 9 | 0
2040 | TVA_2_SOCO | TVA | SOCO | Internal | Summer | B6 | 300 | 500 | 1872.29 | 70.52 | 79.81 | 9 | 0.29
2040 | TVA_2_SOCO | TVA | SOCO | Internal | Summer | B7 | 400 | 500 | 2347.55 | 59.4 | 68.7 | 9 | 0.29
2040 | TVA_2_SOCO | TVA | SOCO | Internal | Summer | B8 | 500 | 500 | 0 | 56.94 | 60.05 | 9 | 0
2040 | TVA_2_SOCO | TVA | SOCO | Internal | Summer | B9 | 800 | 500 | 0 | 53.66 | 57.95 | 9 | 0
2040 | TVA_2_SOCO | TVA | SOCO | Internal | Summer | B10 | 1262 | 500 | 0 | 47.47 | 53.32 | 9 | 0
2040 | TVA_2_SOCO | TVA | SOCO | Internal | Winter | B16 | 25 | 500 | 0 | 72.44 | 77.72 | 9 | 0
2040 | TVA_2_SOCO | TVA | SOCO | Internal | Winter | B17 | 100 | 500 | 0 | 64.7 | 63.88 | 9 | 0
2040 | TVA_2_SOCO | TVA | SOCO | Internal | Winter | B18 | 400 | 500 | 0 | 60.43 | 63.4 | 9 | 0
2040 | TVA_2_SOCO | TVA | SOCO | Internal | Winter | B19 | 700 | 500 | 0 | 58.52 | 63.4 | 9 | 0
2040 | TVA_2_SOCO | TVA | SOCO | Internal | Winter | B20 | 935 | 500 | 0 | 53.46 | 57.73 | 9 | 0
2040 | TVA_2_VACAR | TVA | VACAR | Internal | Shoulder | B11 | 25 | 150 | 0 | 73.38 | 74.55 | 9 | 0
2040 | TVA_2_VACAR | TVA | VACAR | Internal | Shoulder | B12 | 200 | 150 | 0 | 61.03 | 63.63 | 9 | 0
2040 | TVA_2_VACAR | TVA | VACAR | Internal | Shoulder | B13 | 600 | 150 | 0 | 58.51 | 55.06 | 9 | 0
2040 | TVA_2_VACAR | TVA | VACAR | Internal | Shoulder | B14 | 900 | 150 | 0 | 56.71 | 55.06 | 9 | 0
2040 | TVA_2_VACAR | TVA | VACAR | Internal | Shoulder | B15 | 1203 | 150 | 0 | 53.26 | 54.04 | 9 | 0
2040 | TVA_2_VACAR | TVA | VACAR | Internal | Summer | B1 | 10 | 150 | 0 | 93.86 | 94.94 | 9 | 0
2040 | TVA_2_VACAR | TVA | VACAR | Internal | Summer | B2 | 25 | 150 | 0 | 93.62 | 94.41 | 9 | 0
2040 | TVA_2_VACAR | TVA | VACAR | Internal | Summer | B3 | 75 | 150 | 0 | 92.49 | 93.27 | 9 | 0
2040 | TVA_2_VACAR | TVA | VACAR | Internal | Summer | B4 | 100 | 150 | 0 | 89.59 | 90.37 | 9 | 0
2040 | TVA_2_VACAR | TVA | VACAR | Internal | Summer | B5 | 200 | 150 | 0 | 85.02 | 85.8 | 9 | 0
2040 | TVA_2_VACAR | TVA | VACAR | Internal | Summer | B6 | 300 | 150 | 0 | 70.52 | 73.43 | 9 | 0
2040 | TVA_2_VACAR | TVA | VACAR | Internal | Summer | B7 | 400 | 150 | 0 | 59.4 | 63.4 | 9 | 0
2040 | TVA_2_VACAR | TVA | VACAR | Internal | Summer | B8 | 500 | 150 | 0 | 56.94 | 53.05 | 9 | 0
2040 | TVA_2_VACAR | TVA | VACAR | Internal | Summer | B9 | 800 | 150 | 0 | 53.66 | 52.69 | 9 | 0
2040 | TVA_2_VACAR | TVA | VACAR | Internal | Summer | B10 | 1262 | 150 | 0 | 47.47 | 50.04 | 9 | 0
2040 | TVA_2_VACAR | TVA | VACAR | Internal | Winter | B16 | 25 | 150 | 0 | 72.44 | 75.01 | 9 | 0
2040 | TVA_2_VACAR | TVA | VACAR | Internal | Winter | B17 | 100 | 150 | 0 | 64.7 | 67.37 | 9 | 0
2040 | TVA_2_VACAR | TVA | VACAR | Internal | Winter | B18 | 400 | 150 | 0 | 60.43 | 62.16 | 9 | 0
2040 | TVA_2_VACAR | TVA | VACAR | Internal | Winter | B19 | 700 | 150 | 0 | 58.52 | 60.67 | 9 | 0
2040 | TVA_2_VACAR | TVA | VACAR | Internal | Winter | B20 | 935 | 150 | 0 | 53.46 | 56.18 | 9 | 0
2040 | TVA_Transmission_2_TVA | TVA_Transmission | TVA | Internal | Shoulder | B11 | 25 | 99999 | 0 | 74.13 | 73.38 | 0.01 | 0
2040 | TVA_Transmission_2_TVA | TVA_Transmission | TVA | Internal | Shoulder | B12 | 200 | 99999 | 0 | 62.83 | 61.03 | 0.01 | 0
2040 | TVA_Transmission_2_TVA | TVA_Transmission | TVA | Internal | Shoulder | B13 | 600 | 99999 | 0 | 59.46 | 58.51 | 0.01 | 0
2040 | TVA_Transmission_2_TVA | TVA_Transmission | TVA | Internal | Shoulder | B14 | 900 | 99999 | 3173.54 | 56.7 | 56.71 | 0.01 | 0
2040 | TVA_Transmission_2_TVA | TVA_Transmission | TVA | Internal | Shoulder | B15 | 1203 | 99999 | 6085.55 | 53.24 | 53.26 | 0.01 | 0
2040 | TVA_Transmission_2_TVA | TVA_Transmission | TVA | Internal | Summer | B1 | 10 | 99999 | 3899.51 | 93.85 | 93.86 | 0.01 | 0
2040 | TVA_Transmission_2_TVA | TVA_Transmission | TVA | Internal | Summer | B2 | 25 | 99999 | 3049.91 | 93.61 | 93.62 | 0.01 | 0
2040 | TVA_Transmission_2_TVA | TVA_Transmission | TVA | Internal | Summer | B3 | 75 | 99999 | 1382.89 | 92.48 | 92.49 | 0.01 | 0
2040 | TVA_Transmission_2_TVA | TVA_Transmission | TVA | Internal | Summer | B4 | 100 | 99999 | 2392.43 | 89.58 | 89.59 | 0.01 | 0
2040 | TVA_Transmission_2_TVA | TVA_Transmission | TVA | Internal | Summer | B5 | 200 | 99999 | 626.34 | 85.01 | 85.02 | 0.01 | 0
2040 | TVA_Transmission_2_TVA | TVA_Transmission | TVA | Internal | Summer | B6 | 300 | 99999 | 0 | 72.62 | 70.52 | 0.01 | 0
2040 | TVA_Transmission_2_TVA | TVA_Transmission | TVA | Internal | Summer | B7 | 400 | 99999 | 0 | 62.74 | 59.4 | 0.01 | 0
2040 | TVA_Transmission_2_TVA | TVA_Transmission | TVA | Internal | Summer | B8 | 500 | 99999 | 0 | 57.19 | 56.94 | 0.01 | 0
2040 | TVA_Transmission_2_TVA | TVA_Transmission | TVA | Internal | Summer | B9 | 800 | 99999 | 1182.5 | 53.65 | 53.66 | 0.01 | 0
2040 | TVA_Transmission_2_TVA | TVA_Transmission | TVA | Internal | Summer | B10 | 1262 | 99999 | 2933.31 | 47.45 | 47.47 | 0.01 | 0
2040 | TVA_Transmission_2_TVA | TVA_Transmission | TVA | Internal | Winter | B16 | 25 | 99999 | 3057.96 | 72.42 | 72.44 | 0.01 | 0
2040 | TVA_Transmission_2_TVA | TVA_Transmission | TVA | Internal | Winter | B17 | 100 | 99999 | 0 | 64.75 | 64.7 | 0.01 | 0
2040 | TVA_Transmission_2_TVA | TVA_Transmission | TVA | Internal | Winter | B18 | 400 | 99999 | 472.13 | 60.42 | 60.43 | 0.01 | 0
2040 | TVA_Transmission_2_TVA | TVA_Transmission | TVA | Internal | Winter | B19 | 700 | 99999 | 1023.76 | 58.51 | 58.52 | 0.01 | 0
2040 | TVA_Transmission_2_TVA | TVA_Transmission | TVA | Internal | Winter | B20 | 935 | 99999 | 3702.11 | 53.45 | 53.46 | 0.01 | 0
2040 | VACAR_2_SOCO | VACAR | SOCO | Internal | Shoulder | B11 | 25 | 3000 | 3645.84 | 74.55 | 81.6 | 7 | 0.04
2040 | VACAR_2_SOCO | VACAR | SOCO | Internal | Shoulder | B12 | 200 | 3000 | 0 | 63.63 | 59.58 | 7 | 0
2040 | VACAR_2_SOCO | VACAR | SOCO | Internal | Shoulder | B13 | 600 | 3000 | 0 | 55.06 | 59.58 | 7 | 0
2040 | VACAR_2_SOCO | VACAR | SOCO | Internal | Shoulder | B14 | 900 | 3000 | 0 | 55.06 | 59.58 | 7 | 0
2040 | VACAR_2_SOCO | VACAR | SOCO | Internal | Shoulder | B15 | 1203 | 3000 | 0 | 54.04 | 55.73 | 7 | 0
2040 | VACAR_2_SOCO | VACAR | SOCO | Internal | Summer | B1 | 10 | 3000 | 0 | 94.94 | 96.95 | 7 | 0
2040 | VACAR_2_SOCO | VACAR | SOCO | Internal | Summer | B2 | 25 | 3000 | 0 | 94.41 | 98.84 | 7 | 0
2040 | VACAR_2_SOCO | VACAR | SOCO | Internal | Summer | B3 | 75 | 3000 | 0 | 93.27 | 97.19 | 7 | 0
2040 | VACAR_2_SOCO | VACAR | SOCO | Internal | Summer | B4 | 100 | 3000 | 0 | 90.37 | 96.91 | 7 | 0
2040 | VACAR_2_SOCO | VACAR | SOCO | Internal | Summer | B5 | 200 | 3000 | 3458.57 | 85.8 | 92.85 | 7 | 0.04
2040 | VACAR_2_SOCO | VACAR | SOCO | Internal | Summer | B6 | 300 | 3000 | 0 | 73.43 | 79.81 | 7 | 0
2040 | VACAR_2_SOCO | VACAR | SOCO | Internal | Summer | B7 | 400 | 3000 | 0 | 63.4 | 68.7 | 7 | 0
2040 | VACAR_2_SOCO | VACAR | SOCO | Internal | Summer | B8 | 500 | 3000 | 533.69 | 53.05 | 60.05 | 7 | 0
2040 | VACAR_2_SOCO | VACAR | SOCO | Internal | Summer | B9 | 800 | 3000 | 0 | 52.69 | 57.95 | 7 | 0
2040 | VACAR_2_SOCO | VACAR | SOCO | Internal | Summer | B10 | 1262 | 3000 | 0 | 50.04 | 53.32 | 7 | 0
2040 | VACAR_2_SOCO | VACAR | SOCO | Internal | Winter | B16 | 25 | 3000 | 0 | 75.01 | 77.72 | 7 | 0
2040 | VACAR_2_SOCO | VACAR | SOCO | Internal | Winter | B17 | 100 | 3000 | 0 | 67.37 | 63.88 | 7 | 0
2040 | VACAR_2_SOCO | VACAR | SOCO | Internal | Winter | B18 | 400 | 3000 | 0 | 62.16 | 63.4 | 7 | 0
2040 | VACAR_2_SOCO | VACAR | SOCO | Internal | Winter | B19 | 700 | 3000 | 0 | 60.67 | 63.4 | 7 | 0
2040 | VACAR_2_SOCO | VACAR | SOCO | Internal | Winter | B20 | 935 | 3000 | 0 | 56.18 | 57.73 | 7 | 0
2015 | AZ_NM_SNV_Coal_2_SPP_S | AZ_NM_SNV_Coal | SPP_S | External | Shoulder | B11 | 25 | 400 | 400 | 39.01 | 54.07 | 8.17 | 6.89
2015 | AZ_NM_SNV_Coal_2_SPP_S | AZ_NM_SNV_Coal | SPP_S | External | Shoulder | B12 | 200 | 400 | 0 | 39.01 | 40.63 | 8.17 | 0
2015 | AZ_NM_SNV_Coal_2_SPP_S | AZ_NM_SNV_Coal | SPP_S | External | Shoulder | B13 | 600 | 400 | 0 | 38.98 | 38.94 | 8.17 | 0
2015 | AZ_NM_SNV_Coal_2_SPP_S | AZ_NM_SNV_Coal | SPP_S | External | Shoulder | B14 | 900 | 400 | 0 | 38.98 | 37.98 | 8.17 | 0
2015 | AZ_NM_SNV_Coal_2_SPP_S | AZ_NM_SNV_Coal | SPP_S | External | Shoulder | B15 | 1203 | 400 | 0 | 38.95 | 37.63 | 8.17 | 0
2015 | AZ_NM_SNV_Coal_2_SPP_S | AZ_NM_SNV_Coal | SPP_S | External | Summer | B1 | 10 | 400 | 0 | 57.55 | 60.04 | 8.17 | 0
2015 | AZ_NM_SNV_Coal_2_SPP_S | AZ_NM_SNV_Coal | SPP_S | External | Summer | B2 | 25 | 400 | 0 | 57.55 | 59.39 | 8.17 | 0
2015 | AZ_NM_SNV_Coal_2_SPP_S | AZ_NM_SNV_Coal | SPP_S | External | Summer | B3 | 75 | 400 | 0 | 57.55 | 57.8 | 8.17 | 0
2015 | AZ_NM_SNV_Coal_2_SPP_S | AZ_NM_SNV_Coal | SPP_S | External | Summer | B4 | 100 | 400 | 0 | 55.54 | 54.49 | 8.17 | 0
2015 | AZ_NM_SNV_Coal_2_SPP_S | AZ_NM_SNV_Coal | SPP_S | External | Summer | B5 | 200 | 400 | 0 | 47.12 | 52.64 | 8.17 | 0
2015 | AZ_NM_SNV_Coal_2_SPP_S | AZ_NM_SNV_Coal | SPP_S | External | Summer | B6 | 300 | 400 | 400 | 41.65 | 50.04 | 8.17 | 0.23
2015 | AZ_NM_SNV_Coal_2_SPP_S | AZ_NM_SNV_Coal | SPP_S | External | Summer | B7 | 400 | 400 | 0 | 38.98 | 43.58 | 8.17 | 0
2015 | AZ_NM_SNV_Coal_2_SPP_S | AZ_NM_SNV_Coal | SPP_S | External | Summer | B8 | 500 | 400 | 0 | 38.97 | 38 | 8.17 | 0
2015 | AZ_NM_SNV_Coal_2_SPP_S | AZ_NM_SNV_Coal | SPP_S | External | Summer | B9 | 800 | 400 | 0 | 38.95 | 36.36 | 8.17 | 0
2015 | AZ_NM_SNV_Coal_2_SPP_S | AZ_NM_SNV_Coal | SPP_S | External | Summer | B10 | 1262 | 400 | 0 | 37.83 | 36.28 | 8.17 | 0
2015 | AZ_NM_SNV_Coal_2_SPP_S | AZ_NM_SNV_Coal | SPP_S | External | Winter | B16 | 25 | 400 | 0 | 41.47 | 48.89 | 8.17 | 0
2015 | AZ_NM_SNV_Coal_2_SPP_S | AZ_NM_SNV_Coal | SPP_S | External | Winter | B17 | 100 | 400 | 0 | 41.34 | 41.51 | 8.17 | 0
2015 | AZ_NM_SNV_Coal_2_SPP_S | AZ_NM_SNV_Coal | SPP_S | External | Winter | B18 | 400 | 400 | 0 | 41.34 | 40.11 | 8.17 | 0
2015 | AZ_NM_SNV_Coal_2_SPP_S | AZ_NM_SNV_Coal | SPP_S | External | Winter | B19 | 700 | 400 | 0 | 41.34 | 40.02 | 8.17 | 0
2015 | AZ_NM_SNV_Coal_2_SPP_S | AZ_NM_SNV_Coal | SPP_S | External | Winter | B20 | 935 | 400 | 0 | 41.32 | 39.88 | 8.17 | 0
2015 | ERCOT_2_SPP_S | ERCOT | SPP_S | External | Shoulder | B11 | 25 | 800 | 0 | 54.66 | 54.07 | 8 | 0
2015 | ERCOT_2_SPP_S | ERCOT | SPP_S | External | Shoulder | B12 | 200 | 800 | 0 | 40.88 | 40.63 | 8 | 0
2015 | ERCOT_2_SPP_S | ERCOT | SPP_S | External | Shoulder | B13 | 600 | 800 | 0 | 37.53 | 38.94 | 8 | 0
2015 | ERCOT_2_SPP_S | ERCOT | SPP_S | External | Shoulder | B14 | 900 | 800 | 0 | 37.53 | 37.98 | 8 | 0
2015 | ERCOT_2_SPP_S | ERCOT | SPP_S | External | Shoulder | B15 | 1203 | 800 | 0 | 37.53 | 37.63 | 8 | 0
2015 | ERCOT_2_SPP_S | ERCOT | SPP_S | External | Summer | B1 | 10 | 800 | 0 | 53.11 | 60.04 | 8 | 0
2015 | ERCOT_2_SPP_S | ERCOT | SPP_S | External | Summer | B2 | 25 | 800 | 0 | 53.11 | 59.39 | 8 | 0
2015 | ERCOT_2_SPP_S | ERCOT | SPP_S | External | Summer | B3 | 75 | 800 | 0 | 53.11 | 57.8 | 8 | 0
2015 | ERCOT_2_SPP_S | ERCOT | SPP_S | External | Summer | B4 | 100 | 800 | 0 | 53.11 | 54.49 | 8 | 0
2015 | ERCOT_2_SPP_S | ERCOT | SPP_S | External | Summer | B5 | 200 | 800 | 0 | 53.11 | 52.64 | 8 | 0
2015 | ERCOT_2_SPP_S | ERCOT | SPP_S | External | Summer | B6 | 300 | 800 | 0 | 53.11 | 50.04 | 8 | 0
2015 | ERCOT_2_SPP_S | ERCOT | SPP_S | External | Summer | B7 | 400 | 800 | 0 | 46.9 | 43.58 | 8 | 0
2015 | ERCOT_2_SPP_S | ERCOT | SPP_S | External | Summer | B8 | 500 | 800 | 0 | 39.73 | 38 | 8 | 0
2015 | ERCOT_2_SPP_S | ERCOT | SPP_S | External | Summer | B9 | 800 | 800 | 0 | 36.48 | 36.36 | 8 | 0
2015 | ERCOT_2_SPP_S | ERCOT | SPP_S | External | Summer | B10 | 1262 | 800 | 0 | 36.48 | 36.28 | 8 | 0
2015 | ERCOT_2_SPP_S | ERCOT | SPP_S | External | Winter | B16 | 25 | 800 | 0 | 51.14 | 48.89 | 8 | 0
2015 | ERCOT_2_SPP_S | ERCOT | SPP_S | External | Winter | B17 | 100 | 800 | 0 | 39.81 | 41.51 | 8 | 0
2015 | ERCOT_2_SPP_S | ERCOT | SPP_S | External | Winter | B18 | 400 | 800 | 0 | 39.73 | 40.11 | 8 | 0
2015 | ERCOT_2_SPP_S | ERCOT | SPP_S | External | Winter | B19 | 700 | 800 | 0 | 39.73 | 40.02 | 8 | 0
2015 | ERCOT_2_SPP_S | ERCOT | SPP_S | External | Winter | B20 | 935 | 800 | 0 | 39.73 | 39.88 | 8 | 0
2015 | MAPP_US_2_RMPA | MAPP_US | RMPA | External | Shoulder | B11 | 25 | 200 | 0 | 46.48 | 40.04 | 8 | 0
2015 | MAPP_US_2_RMPA | MAPP_US | RMPA | External | Shoulder | B12 | 200 | 200 | 0 | 33.63 | 40.04 | 8 | 0
2015 | MAPP_US_2_RMPA | MAPP_US | RMPA | External | Shoulder | B13 | 600 | 200 | 200 | 31.91 | 40.04 | 8 | 0.12
2015 | MAPP_US_2_RMPA | MAPP_US | RMPA | External | Shoulder | B14 | 900 | 200 | 200 | 30.96 | 40.04 | 8 | 1.08
2015 | MAPP_US_2_RMPA | MAPP_US | RMPA | External | Shoulder | B15 | 1203 | 200 | 200 | 30.6 | 39.01 | 8 | 0.4
2015 | MAPP_US_2_RMPA | MAPP_US | RMPA | External | Summer | B1 | 10 | 200 | 0 | 53.8 | 60.29 | 8 | 0
2015 | MAPP_US_2_RMPA | MAPP_US | RMPA | External | Summer | B2 | 25 | 200 | 0 | 52.76 | 53.71 | 8 | 0
2015 | MAPP_US_2_RMPA | MAPP_US | RMPA | External | Summer | B3 | 75 | 200 | 0 | 51.98 | 53.71 | 8 | 0
2015 | MAPP_US_2_RMPA | MAPP_US | RMPA | External | Summer | B4 | 100 | 200 | 0 | 48.66 | 47.68 | 8 | 0
2015 | MAPP_US_2_RMPA | MAPP_US | RMPA | External | Summer | B5 | 200 | 200 | 0 | 45.82 | 45.64 | 8 | 0
2015 | MAPP_US_2_RMPA | MAPP_US | RMPA | External | Summer | B6 | 300 | 200 | 0 | 42.21 | 38.5 | 8 | 0
2015 | MAPP_US_2_RMPA | MAPP_US | RMPA | External | Summer | B7 | 400 | 200 | 0 | 35.73 | 38.5 | 8 | 0
2015 | MAPP_US_2_RMPA | MAPP_US | RMPA | External | Summer | B8 | 500 | 200 | 200 | 30.16 | 38.5 | 8 | 0.34
2015 | MAPP_US_2_RMPA | MAPP_US | RMPA | External | Summer | B9 | 800 | 200 | 200 | 28.52 | 38.5 | 8 | 1.98
2015 | MAPP_US_2_RMPA | MAPP_US | RMPA | External | Summer | B10 | 1262 | 200 | 200 | 28.41 | 38.5 | 8 | 2.09
2015 | MAPP_US_2_RMPA | MAPP_US | RMPA | External | Winter | B16 | 25 | 200 | 98.85 | 41.05 | 49.05 | 8 | 0
2015 | MAPP_US_2_RMPA | MAPP_US | RMPA | External | Winter | B17 | 100 | 200 | 0 | 35.69 | 42.95 | 8 | 0
2015 | MAPP_US_2_RMPA | MAPP_US | RMPA | External | Winter | B18 | 400 | 200 | 200 | 32.27 | 42.95 | 8 | 2.68
2015 | MAPP_US_2_RMPA | MAPP_US | RMPA | External | Winter | B19 | 700 | 200 | 200 | 32.27 | 42.95 | 8 | 2.68
2015 | MAPP_US_2_RMPA | MAPP_US | RMPA | External | Winter | B20 | 935 | 200 | 0 | 32.01 | 35.08 | 8 | 0
2015 | NE_2_RMPA | NE | RMPA | External | Shoulder | B11 | 25 | 310 | 0 | 53.48 | 40.04 | 5 | 0
2015 | NE_2_RMPA | NE | RMPA | External | Shoulder | B12 | 200 | 310 | 0 | 40.63 | 40.04 | 5 | 0
2015 | NE_2_RMPA | NE | RMPA | External | Shoulder | B13 | 600 | 310 | 0 | 38.91 | 40.04 | 5 | 0
2015 | NE_2_RMPA | NE | RMPA | External | Shoulder | B14 | 900 | 310 | 0 | 37.96 | 40.04 | 5 | 0
2015 | NE_2_RMPA | NE | RMPA | External | Shoulder | B15 | 1203 | 310 | 0 | 37.6 | 39.01 | 5 | 0
2015 | NE_2_RMPA | NE | RMPA | External | Summer | B1 | 10 | 310 | 0 | 60.8 | 60.29 | 5 | 0
2015 | NE_2_RMPA | NE | RMPA | External | Summer | B2 | 25 | 310 | 0 | 59.76 | 53.71 | 5 | 0
2015 | NE_2_RMPA | NE | RMPA | External | Summer | B3 | 75 | 310 | 0 | 58.98 | 53.71 | 5 | 0
2015 | NE_2_RMPA | NE | RMPA | External | Summer | B4 | 100 | 310 | 0 | 55.66 | 47.68 | 5 | 0
2015 | NE_2_RMPA | NE | RMPA | External | Summer | B5 | 200 | 310 | 0 | 52.82 | 45.64 | 5 | 0
2015 | NE_2_RMPA | NE | RMPA | External | Summer | B6 | 300 | 310 | 0 | 49.21 | 38.5 | 5 | 0
2015 | NE_2_RMPA | NE | RMPA | External | Summer | B7 | 400 | 310 | 0 | 42.74 | 38.5 | 5 | 0
2015 | NE_2_RMPA | NE | RMPA | External | Summer | B8 | 500 | 310 | 0 | 37.16 | 38.5 | 5 | 0
2015 | NE_2_RMPA | NE | RMPA | External | Summer | B9 | 800 | 310 | 0 | 35.52 | 38.5 | 5 | 0
2015 | NE_2_RMPA | NE | RMPA | External | Summer | B10 | 1262 | 310 | 0 | 35.41 | 38.5 | 5 | 0
2015 | NE_2_RMPA | NE | RMPA | External | Winter | B16 | 25 | 310 | 0 | 48.05 | 49.05 | 5 | 0
2015 | NE_2_RMPA | NE | RMPA | External | Winter | B17 | 100 | 310 | 0 | 41.48 | 42.95 | 5 | 0
2015 | NE_2_RMPA | NE | RMPA | External | Winter | B18 | 400 | 310 | 0 | 39.27 | 42.95 | 5 | 0
2015 | NE_2_RMPA | NE | RMPA | External | Winter | B19 | 700 | 310 | 0 | 39.27 | 42.95 | 5 | 0
2015 | NE_2_RMPA | NE | RMPA | External | Winter | B20 | 935 | 310 | 0 | 39.01 | 35.08 | 5 | 0
2015 | NWPP_Coal_2_MAPP_US | NWPP_Coal | MAPP_US | External | Shoulder | B11 | 25 | 150 | 0 | 38.95 | 46.48 | 8 | 0
2015 | NWPP_Coal_2_MAPP_US | NWPP_Coal | MAPP_US | External | Shoulder | B12 | 200 | 150 | 0 | 38.95 | 33.63 | 8 | 0
2015 | NWPP_Coal_2_MAPP_US | NWPP_Coal | MAPP_US | External | Shoulder | B13 | 600 | 150 | 0 | 38.95 | 31.91 | 8 | 0
2015 | NWPP_Coal_2_MAPP_US | NWPP_Coal | MAPP_US | External | Shoulder | B14 | 900 | 150 | 0 | 38.95 | 30.96 | 8 | 0
2015 | NWPP_Coal_2_MAPP_US | NWPP_Coal | MAPP_US | External | Shoulder | B15 | 1203 | 150 | 0 | 38.95 | 30.6 | 8 | 0
2015 | NWPP_Coal_2_MAPP_US | NWPP_Coal | MAPP_US | External | Summer | B1 | 10 | 150 | 150 | 38.95 | 53.8 | 8 | 6.84
2015 | NWPP_Coal_2_MAPP_US | NWPP_Coal | MAPP_US | External | Summer | B2 | 25 | 150 | 150 | 38.95 | 52.76 | 8 | 5.81
2015 | NWPP_Coal_2_MAPP_US | NWPP_Coal | MAPP_US | External | Summer | B3 | 75 | 150 | 150 | 38.95 | 51.98 | 8 | 5.02
2015 | NWPP_Coal_2_MAPP_US | NWPP_Coal | MAPP_US | External | Summer | B4 | 100 | 150 | 150 | 38.95 | 48.66 | 8 | 1.71
2015 | NWPP_Coal_2_MAPP_US | NWPP_Coal | MAPP_US | External | Summer | B5 | 200 | 150 | 0 | 38.95 | 45.82 | 8 | 0
2015 | NWPP_Coal_2_MAPP_US | NWPP_Coal | MAPP_US | External | Summer | B6 | 300 | 150 | 0 | 38.95 | 42.21 | 8 | 0
2015 | NWPP_Coal_2_MAPP_US | NWPP_Coal | MAPP_US | External | Summer | B7 | 400 | 150 | 0 | 38.95 | 35.73 | 8 | 0
2015 | NWPP_Coal_2_MAPP_US | NWPP_Coal | MAPP_US | External | Summer | B8 | 500 | 150 | 0 | 38.95 | 30.16 | 8 | 0
2015 | NWPP_Coal_2_MAPP_US | NWPP_Coal | MAPP_US | External | Summer | B9 | 800 | 150 | 0 | 38.95 | 28.52 | 8 | 0
2015 | NWPP_Coal_2_MAPP_US | NWPP_Coal | MAPP_US | External | Summer | B10 | 1262 | 150 | 0 | 38.95 | 28.41 | 8 | 0
2015 | NWPP_Coal_2_MAPP_US | NWPP_Coal | MAPP_US | External | Winter | B16 | 25 | 150 | 0 | 41.32 | 41.05 | 8 | 0
2015 | NWPP_Coal_2_MAPP_US | NWPP_Coal | MAPP_US | External | Winter | B17 | 100 | 150 | 0 | 41.32 | 35.69 | 8 | 0
2015 | NWPP_Coal_2_MAPP_US | NWPP_Coal | MAPP_US | External | Winter | B18 | 400 | 150 | 0 | 41.32 | 32.27 | 8 | 0
2015 | NWPP_Coal_2_MAPP_US | NWPP_Coal | MAPP_US | External | Winter | B19 | 700 | 150 | 0 | 41.32 | 32.27 | 8 | 0
2015 | NWPP_Coal_2_MAPP_US | NWPP_Coal | MAPP_US | External | Winter | B20 | 935 | 150 | 0 | 41.32 | 32.01 | 8 | 0
2015 | RMPA_2_NE | RMPA | NE | External | Shoulder | B11 | 25 | 310 | 310 | 40.04 | 53.48 | 8 | 5.45
2015 | RMPA_2_NE | RMPA | NE | External | Shoulder | B12 | 200 | 310 | 0 | 40.04 | 40.63 | 8 | 0
2015 | RMPA_2_NE | RMPA | NE | External | Shoulder | B13 | 600 | 310 | 0 | 40.04 | 38.91 | 8 | 0
2015 | RMPA_2_NE | RMPA | NE | External | Shoulder | B14 | 900 | 310 | 0 | 40.04 | 37.96 | 8 | 0
2015 | RMPA_2_NE | RMPA | NE | External | Shoulder | B15 | 1203 | 310 | 0 | 39.01 | 37.6 | 8 | 0
2015 | RMPA_2_NE | RMPA | NE | External | Summer | B1 | 10 | 310 | 0 | 60.29 | 60.8 | 8 | 0
2015 | RMPA_2_NE | RMPA | NE | External | Summer | B2 | 25 | 310 | 0 | 53.71 | 59.76 | 8 | 0
2015 | RMPA_2_NE | RMPA | NE | External | Summer | B3 | 75 | 310 | 0 | 53.71 | 58.98 | 8 | 0
2015 | RMPA_2_NE | RMPA | NE | External | Summer | B4 | 100 | 310 | 0 | 47.68 | 55.66 | 8 | 0
2015 | RMPA_2_NE | RMPA | NE | External | Summer | B5 | 200 | 310 | 0 | 45.64 | 52.82 | 8 | 0
2015 | RMPA_2_NE | RMPA | NE | External | Summer | B6 | 300 | 310 | 310 | 38.5 | 49.21 | 8 | 2.71
2015 | RMPA_2_NE | RMPA | NE | External | Summer | B7 | 400 | 310 | 0 | 38.5 | 42.74 | 8 | 0
2015 | RMPA_2_NE | RMPA | NE | External | Summer | B8 | 500 | 310 | 0 | 38.5 | 37.16 | 8 | 0
2015 | RMPA_2_NE | RMPA | NE | External | Summer | B9 | 800 | 310 | 0 | 38.5 | 35.52 | 8 | 0
2015 | RMPA_2_NE | RMPA | NE | External | Summer | B10 | 1262 | 310 | 0 | 38.5 | 35.41 | 8 | 0
2015 | RMPA_2_NE | RMPA | NE | External | Winter | B16 | 25 | 310 | 0 | 49.05 | 48.05 | 8 | 0
2015 | RMPA_2_NE | RMPA | NE | External | Winter | B17 | 100 | 310 | 0 | 42.95 | 41.48 | 8 | 0
2015 | RMPA_2_NE | RMPA | NE | External | Winter | B18 | 400 | 310 | 0 | 42.95 | 39.27 | 8 | 0
2015 | RMPA_2_NE | RMPA | NE | External | Winter | B19 | 700 | 310 | 0 | 42.95 | 39.27 | 8 | 0
2015 | RMPA_2_NE | RMPA | NE | External | Winter | B20 | 935 | 310 | 0 | 35.08 | 39.01 | 8 | 0
2015 | RMPA_2_SPP_N | RMPA | SPP_N | External | Shoulder | B11 | 25 | 210 | 210 | 40.04 | 54.31 | 8 | 6.27
2015 | RMPA_2_SPP_N | RMPA | SPP_N | External | Shoulder | B12 | 200 | 210 | 0 | 40.04 | 40.64 | 8 | 0
2015 | RMPA_2_SPP_N | RMPA | SPP_N | External | Shoulder | B13 | 600 | 210 | 0 | 40.04 | 38.93 | 8 | 0
2015 | RMPA_2_SPP_N | RMPA | SPP_N | External | Shoulder | B14 | 900 | 210 | 0 | 40.04 | 37.97 | 8 | 0
2015 | RMPA_2_SPP_N | RMPA | SPP_N | External | Shoulder | B15 | 1203 | 210 | 0 | 39.01 | 37.62 | 8 | 0
2015 | RMPA_2_SPP_N | RMPA | SPP_N | External | Summer | B1 | 10 | 210 | 0 | 60.29 | 61.23 | 8 | 0
2015 | RMPA_2_SPP_N | RMPA | SPP_N | External | Summer | B2 | 25 | 210 | 0 | 53.71 | 60.58 | 8 | 0
2015 | RMPA_2_SPP_N | RMPA | SPP_N | External | Summer | B3 | 75 | 210 | 0 | 53.71 | 58.99 | 8 | 0
2015 | RMPA_2_SPP_N | RMPA | SPP_N | External | Summer | B4 | 100 | 210 | 169.51 | 47.68 | 55.68 | 8 | 0
2015 | RMPA_2_SPP_N | RMPA | SPP_N | External | Summer | B5 | 200 | 210 | 178.39 | 45.64 | 53.64 | 8 | 0
2015 | RMPA_2_SPP_N | RMPA | SPP_N | External | Summer | B6 | 300 | 210 | 210 | 38.5 | 50.03 | 8 | 3.53
2015 | RMPA_2_SPP_N | RMPA | SPP_N | External | Summer | B7 | 400 | 210 | 0 | 38.5 | 43.57 | 8 | 0
2015 | RMPA_2_SPP_N | RMPA | SPP_N | External | Summer | B8 | 500 | 210 | 0 | 38.5 | 37.98 | 8 | 0
2015 | RMPA_2_SPP_N | RMPA | SPP_N | External | Summer | B9 | 800 | 210 | 0 | 38.5 | 36.35 | 8 | 0
2015 | RMPA_2_SPP_N | RMPA | SPP_N | External | Summer | B10 | 1262 | 210 | 0 | 38.5 | 36.24 | 8 | 0
2015 | RMPA_2_SPP_N | RMPA | SPP_N | External | Winter | B16 | 25 | 210 | 0 | 49.05 | 48.88 | 8 | 0
2015 | RMPA_2_SPP_N | RMPA | SPP_N | External | Winter | B17 | 100 | 210 | 0 | 42.95 | 41.5 | 8 | 0
2015 | RMPA_2_SPP_N | RMPA | SPP_N | External | Winter | B18 | 400 | 210 | 0 | 42.95 | 40.09 | 8 | 0
2015 | RMPA_2_SPP_N | RMPA | SPP_N | External | Winter | B19 | 700 | 210 | 0 | 42.95 | 40.01 | 8 | 0
2015 | RMPA_2_SPP_N | RMPA | SPP_N | External | Winter | B20 | 935 | 210 | 0 | 35.08 | 39.84 | 8 | 0
2015 | SPP_N_2_RMPA | SPP_N | RMPA | External | Shoulder | B11 | 25 | 210 | 0 | 54.31 | 40.04 | 5 | 0
2015 | SPP_N_2_RMPA | SPP_N | RMPA | External | Shoulder | B12 | 200 | 210 | 0 | 40.64 | 40.04 | 5 | 0
2015 | SPP_N_2_RMPA | SPP_N | RMPA | External | Shoulder | B13 | 600 | 210 | 0 | 38.93 | 40.04 | 5 | 0
2015 | SPP_N_2_RMPA | SPP_N | RMPA | External | Shoulder | B14 | 900 | 210 | 0 | 37.97 | 40.04 | 5 | 0
2015 | SPP_N_2_RMPA | SPP_N | RMPA | External | Shoulder | B15 | 1203 | 210 | 0 | 37.62 | 39.01 | 5 | 0
2015 | SPP_N_2_RMPA | SPP_N | RMPA | External | Summer | B1 | 10 | 210 | 0 | 61.23 | 60.29 | 5 | 0
2015 | SPP_N_2_RMPA | SPP_N | RMPA | External | Summer | B2 | 25 | 210 | 0 | 60.58 | 53.71 | 5 | 0
2015 | SPP_N_2_RMPA | SPP_N | RMPA | External | Summer | B3 | 75 | 210 | 0 | 58.99 | 53.71 | 5 | 0
2015 | SPP_N_2_RMPA | SPP_N | RMPA | External | Summer | B4 | 100 | 210 | 0 | 55.68 | 47.68 | 5 | 0
2015 | SPP_N_2_RMPA | SPP_N | RMPA | External | Summer | B5 | 200 | 210 | 0 | 53.64 | 45.64 | 5 | 0
2015 | SPP_N_2_RMPA | SPP_N | RMPA | External | Summer | B6 | 300 | 210 | 0 | 50.03 | 38.5 | 5 | 0
2015 | SPP_N_2_RMPA | SPP_N | RMPA | External | Summer | B7 | 400 | 210 | 0 | 43.57 | 38.5 | 5 | 0
2015 | SPP_N_2_RMPA | SPP_N | RMPA | External | Summer | B8 | 500 | 210 | 0 | 37.98 | 38.5 | 5 | 0
2015 | SPP_N_2_RMPA | SPP_N | RMPA | External | Summer | B9 | 800 | 210 | 0 | 36.35 | 38.5 | 5 | 0
2015 | SPP_N_2_RMPA | SPP_N | RMPA | External | Summer | B10 | 1262 | 210 | 0 | 36.24 | 38.5 | 5 | 0
2015 | SPP_N_2_RMPA | SPP_N | RMPA | External | Winter | B16 | 25 | 210 | 0 | 48.88 | 49.05 | 5 | 0
2015 | SPP_N_2_RMPA | SPP_N | RMPA | External | Winter | B17 | 100 | 210 | 0 | 41.5 | 42.95 | 5 | 0
2015 | SPP_N_2_RMPA | SPP_N | RMPA | External | Winter | B18 | 400 | 210 | 0 | 40.09 | 42.95 | 5 | 0
2015 | SPP_N_2_RMPA | SPP_N | RMPA | External | Winter | B19 | 700 | 210 | 0 | 40.01 | 42.95 | 5 | 0
2015 | SPP_N_2_RMPA | SPP_N | RMPA | External | Winter | B20 | 935 | 210 | 0 | 39.84 | 35.08 | 5 | 0
2015 | SPP_S_2_ERCOT | SPP_S | ERCOT | External | Shoulder | B11 | 25 | 800 | 0 | 54.07 | 54.66 | 5 | 0
2015 | SPP_S_2_ERCOT | SPP_S | ERCOT | External | Shoulder | B12 | 200 | 800 | 0 | 40.63 | 40.88 | 5 | 0
2015 | SPP_S_2_ERCOT | SPP_S | ERCOT | External | Shoulder | B13 | 600 | 800 | 0 | 38.94 | 37.53 | 5 | 0
2015 | SPP_S_2_ERCOT | SPP_S | ERCOT | External | Shoulder | B14 | 900 | 800 | 0 | 37.98 | 37.53 | 5 | 0
2015 | SPP_S_2_ERCOT | SPP_S | ERCOT | External | Shoulder | B15 | 1203 | 800 | 0 | 37.63 | 37.53 | 5 | 0
2015 | SPP_S_2_ERCOT | SPP_S | ERCOT | External | Summer | B1 | 10 | 800 | 0 | 60.04 | 53.11 | 5 | 0
2015 | SPP_S_2_ERCOT | SPP_S | ERCOT | External | Summer | B2 | 25 | 800 | 0 | 59.39 | 53.11 | 5 | 0
2015 | SPP_S_2_ERCOT | SPP_S | ERCOT | External | Summer | B3 | 75 | 800 | 0 | 57.8 | 53.11 | 5 | 0
2015 | SPP_S_2_ERCOT | SPP_S | ERCOT | External | Summer | B4 | 100 | 800 | 0 | 54.49 | 53.11 | 5 | 0
2015 | SPP_S_2_ERCOT | SPP_S | ERCOT | External | Summer | B5 | 200 | 800 | 0 | 52.64 | 53.11 | 5 | 0
2015 | SPP_S_2_ERCOT | SPP_S | ERCOT | External | Summer | B6 | 300 | 800 | 0 | 50.04 | 53.11 | 5 | 0
2015 | SPP_S_2_ERCOT | SPP_S | ERCOT | External | Summer | B7 | 400 | 800 | 0 | 43.58 | 46.9 | 5 | 0
2015 | SPP_S_2_ERCOT | SPP_S | ERCOT | External | Summer | B8 | 500 | 800 | 0 | 38 | 39.73 | 5 | 0
2015 | SPP_S_2_ERCOT | SPP_S | ERCOT | External | Summer | B9 | 800 | 800 | 0 | 36.36 | 36.48 | 5 | 0
2015 | SPP_S_2_ERCOT | SPP_S | ERCOT | External | Summer | B10 | 1262 | 800 | 0 | 36.28 | 36.48 | 5 | 0
2015 | SPP_S_2_ERCOT | SPP_S | ERCOT | External | Winter | B16 | 25 | 800 | 0 | 48.89 | 51.14 | 5 | 0
2015 | SPP_S_2_ERCOT | SPP_S | ERCOT | External | Winter | B17 | 100 | 800 | 0 | 41.51 | 39.81 | 5 | 0
2015 | SPP_S_2_ERCOT | SPP_S | ERCOT | External | Winter | B18 | 400 | 800 | 0 | 40.11 | 39.73 | 5 | 0
2015 | SPP_S_2_ERCOT | SPP_S | ERCOT | External | Winter | B19 | 700 | 800 | 0 | 40.02 | 39.73 | 5 | 0
2015 | SPP_S_2_ERCOT | SPP_S | ERCOT | External | Winter | B20 | 935 | 800 | 0 | 39.88 | 39.73 | 5 | 0
2020 | AZ_NM_SNV_Coal_2_SPP_S | AZ_NM_SNV_Coal | SPP_S | External | Shoulder | B11 | 25 | 400 | 400 | 45.45 | 58.47 | 8.17 | 4.85
2020 | AZ_NM_SNV_Coal_2_SPP_S | AZ_NM_SNV_Coal | SPP_S | External | Shoulder | B12 | 200 | 400 | 0 | 45.44 | 41.74 | 8.17 | 0
2020 | AZ_NM_SNV_Coal_2_SPP_S | AZ_NM_SNV_Coal | SPP_S | External | Shoulder | B13 | 600 | 400 | 0 | 45.44 | 40.54 | 8.17 | 0
2020 | AZ_NM_SNV_Coal_2_SPP_S | AZ_NM_SNV_Coal | SPP_S | External | Shoulder | B14 | 900 | 400 | 0 | 45.44 | 39.48 | 8.17 | 0
2020 | AZ_NM_SNV_Coal_2_SPP_S | AZ_NM_SNV_Coal | SPP_S | External | Shoulder | B15 | 1203 | 400 | 0 | 44.72 | 37.59 | 8.17 | 0
2020 | AZ_NM_SNV_Coal_2_SPP_S | AZ_NM_SNV_Coal | SPP_S | External | Summer | B1 | 10 | 400 | 0 | 66.64 | 65.78 | 8.17 | 0
2020 | AZ_NM_SNV_Coal_2_SPP_S | AZ_NM_SNV_Coal | SPP_S | External | Summer | B2 | 25 | 400 | 0 | 66.64 | 59.67 | 8.17 | 0
2020 | AZ_NM_SNV_Coal_2_SPP_S | AZ_NM_SNV_Coal | SPP_S | External | Summer | B3 | 75 | 400 | 0 | 66.64 | 60.45 | 8.17 | 0
2020 | AZ_NM_SNV_Coal_2_SPP_S | AZ_NM_SNV_Coal | SPP_S | External | Summer | B4 | 100 | 400 | 0 | 63.88 | 58.88 | 8.17 | 0
2020 | AZ_NM_SNV_Coal_2_SPP_S | AZ_NM_SNV_Coal | SPP_S | External | Summer | B5 | 200 | 400 | 0 | 53.56 | 56.88 | 8.17 | 0
2020 | AZ_NM_SNV_Coal_2_SPP_S | AZ_NM_SNV_Coal | SPP_S | External | Summer | B6 | 300 | 400 | 0 | 48.46 | 55.09 | 8.17 | 0
2020 | AZ_NM_SNV_Coal_2_SPP_S | AZ_NM_SNV_Coal | SPP_S | External | Summer | B7 | 400 | 400 | 0 | 45.42 | 43.84 | 8.17 | 0
2020 | AZ_NM_SNV_Coal_2_SPP_S | AZ_NM_SNV_Coal | SPP_S | External | Summer | B8 | 500 | 400 | 0 | 45.41 | 39.22 | 8.17 | 0
2020 | AZ_NM_SNV_Coal_2_SPP_S | AZ_NM_SNV_Coal | SPP_S | External | Summer | B9 | 800 | 400 | 0 | 45.39 | 39.14 | 8.17 | 0
2020 | AZ_NM_SNV_Coal_2_SPP_S | AZ_NM_SNV_Coal | SPP_S | External | Summer | B10 | 1262 | 400 | 0 | 44.09 | 37.6 | 8.17 | 0
2020 | AZ_NM_SNV_Coal_2_SPP_S | AZ_NM_SNV_Coal | SPP_S | External | Winter | B16 | 25 | 400 | 0 | 48.29 | 49.48 | 8.17 | 0
2020 | AZ_NM_SNV_Coal_2_SPP_S | AZ_NM_SNV_Coal | SPP_S | External | Winter | B17 | 100 | 400 | 0 | 48.29 | 43.29 | 8.17 | 0
2020 | AZ_NM_SNV_Coal_2_SPP_S | AZ_NM_SNV_Coal | SPP_S | External | Winter | B18 | 400 | 400 | 0 | 48.29 | 40.1 | 8.17 | 0
2020 | AZ_NM_SNV_Coal_2_SPP_S | AZ_NM_SNV_Coal | SPP_S | External | Winter | B19 | 700 | 400 | 0 | 48.29 | 38.9 | 8.17 | 0
2020 | AZ_NM_SNV_Coal_2_SPP_S | AZ_NM_SNV_Coal | SPP_S | External | Winter | B20 | 935 | 400 | 0 | 47.95 | 38.41 | 8.17 | 0
2020 | ERCOT_2_SPP_S | ERCOT | SPP_S | External | Shoulder | B11 | 25 | 800 | 0 | 59.04 | 58.47 | 8 | 0
2020 | ERCOT_2_SPP_S | ERCOT | SPP_S | External | Shoulder | B12 | 200 | 800 | 0 | 44.1 | 41.74 | 8 | 0
2020 | ERCOT_2_SPP_S | ERCOT | SPP_S | External | Shoulder | B13 | 600 | 800 | 0 | 40.47 | 40.54 | 8 | 0
2020 | ERCOT_2_SPP_S | ERCOT | SPP_S | External | Shoulder | B14 | 900 | 800 | 0 | 40.47 | 39.48 | 8 | 0
2020 | ERCOT_2_SPP_S | ERCOT | SPP_S | External | Shoulder | B15 | 1203 | 800 | 0 | 40.47 | 37.59 | 8 | 0
2020 | ERCOT_2_SPP_S | ERCOT | SPP_S | External | Summer | B1 | 10 | 800 | 5.17 | 57.78 | 65.78 | 8 | 0
2020 | ERCOT_2_SPP_S | ERCOT | SPP_S | External | Summer | B2 | 25 | 800 | 0 | 57.34 | 59.67 | 8 | 0
2020 | ERCOT_2_SPP_S | ERCOT | SPP_S | External | Summer | B3 | 75 | 800 | 0 | 57.34 | 60.45 | 8 | 0
2020 | ERCOT_2_SPP_S | ERCOT | SPP_S | External | Summer | B4 | 100 | 800 | 0 | 57.34 | 58.88 | 8 | 0
2020 | ERCOT_2_SPP_S | ERCOT | SPP_S | External | Summer | B5 | 200 | 800 | 0 | 57.34 | 56.88 | 8 | 0
2020 | ERCOT_2_SPP_S | ERCOT | SPP_S | External | Summer | B6 | 300 | 800 | 0 | 57.34 | 55.09 | 8 | 0
2020 | ERCOT_2_SPP_S | ERCOT | SPP_S | External | Summer | B7 | 400 | 800 | 0 | 48.84 | 43.84 | 8 | 0
2020 | ERCOT_2_SPP_S | ERCOT | SPP_S | External | Summer | B8 | 500 | 800 | 0 | 42.85 | 39.22 | 8 | 0
2020 | ERCOT_2_SPP_S | ERCOT | SPP_S | External | Summer | B9 | 800 | 800 | 0 | 39.32 | 39.14 | 8 | 0
2020 | ERCOT_2_SPP_S | ERCOT | SPP_S | External | Summer | B10 | 1262 | 800 | 0 | 39.32 | 37.6 | 8 | 0
2020 | ERCOT_2_SPP_S | ERCOT | SPP_S | External | Winter | B16 | 25 | 800 | 0 | 52.96 | 49.48 | 8 | 0
2020 | ERCOT_2_SPP_S | ERCOT | SPP_S | External | Winter | B17 | 100 | 800 | 0 | 43.2 | 43.29 | 8 | 0
2020 | ERCOT_2_SPP_S | ERCOT | SPP_S | External | Winter | B18 | 400 | 800 | 0 | 42.93 | 40.1 | 8 | 0
2020 | ERCOT_2_SPP_S | ERCOT | SPP_S | External | Winter | B19 | 700 | 800 | 0 | 42.93 | 38.9 | 8 | 0
2020 | ERCOT_2_SPP_S | ERCOT | SPP_S | External | Winter | B20 | 935 | 800 | 0 | 42.93 | 38.41 | 8 | 0
2020 | MAPP_US_2_RMPA | MAPP_US | RMPA | External | Shoulder | B11 | 25 | 200 | 0 | 50.98 | 50.46 | 8 | 0
2020 | MAPP_US_2_RMPA | MAPP_US | RMPA | External | Shoulder | B12 | 200 | 200 | 0 | 39.02 | 44.66 | 8 | 0
2020 | MAPP_US_2_RMPA | MAPP_US | RMPA | External | Shoulder | B13 | 600 | 200 | 200 | 34.83 | 44.22 | 8 | 1.4
2020 | MAPP_US_2_RMPA | MAPP_US | RMPA | External | Shoulder | B14 | 900 | 200 | 200 | 33.44 | 44.22 | 8 | 2.78
2020 | MAPP_US_2_RMPA | MAPP_US | RMPA | External | Shoulder | B15 | 1203 | 200 | 200 | 33.44 | 44.22 | 8 | 2.78
2020 | MAPP_US_2_RMPA | MAPP_US | RMPA | External | Summer | B1 | 10 | 200 | 0 | 58.8 | 65.97 | 8 | 0
2020 | MAPP_US_2_RMPA | MAPP_US | RMPA | External | Summer | B2 | 25 | 200 | 0 | 57.19 | 64.66 | 8 | 0
2020 | MAPP_US_2_RMPA | MAPP_US | RMPA | External | Summer | B3 | 75 | 200 | 200 | 54.13 | 64.99 | 8 | 2.86
2020 | MAPP_US_2_RMPA | MAPP_US | RMPA | External | Summer | B4 | 100 | 200 | 0 | 53.37 | 58.29 | 8 | 0
2020 | MAPP_US_2_RMPA | MAPP_US | RMPA | External | Summer | B5 | 200 | 200 | 0 | 49.39 | 53.56 | 8 | 0
2020 | MAPP_US_2_RMPA | MAPP_US | RMPA | External | Summer | B6 | 300 | 200 | 0 | 47.36 | 46.36 | 8 | 0
2020 | MAPP_US_2_RMPA | MAPP_US | RMPA | External | Summer | B7 | 400 | 200 | 0 | 36.11 | 42.46 | 8 | 0
2020 | MAPP_US_2_RMPA | MAPP_US | RMPA | External | Summer | B8 | 500 | 200 | 200 | 31.49 | 42.46 | 8 | 2.96
2020 | MAPP_US_2_RMPA | MAPP_US | RMPA | External | Summer | B9 | 800 | 200 | 200 | 31.41 | 42.46 | 8 | 3.05
2020 | MAPP_US_2_RMPA | MAPP_US | RMPA | External | Summer | B10 | 1262 | 200 | 200 | 29.87 | 41.94 | 8 | 4.07
2020 | MAPP_US_2_RMPA | MAPP_US | RMPA | External | Winter | B16 | 25 | 200 | 189.76 | 46.76 | 54.76 | 8 | 0
2020 | MAPP_US_2_RMPA | MAPP_US | RMPA | External | Winter | B17 | 100 | 200 | 0 | 40.58 | 47.57 | 8 | 0
2020 | MAPP_US_2_RMPA | MAPP_US | RMPA | External | Winter | B18 | 400 | 200 | 200 | 36.53 | 47.57 | 8 | 3.04
2020 | MAPP_US_2_RMPA | MAPP_US | RMPA | External | Winter | B19 | 700 | 200 | 200 | 34.78 | 47.57 | 8 | 4.79
2020 | MAPP_US_2_RMPA | MAPP_US | RMPA | External | Winter | B20 | 935 | 200 | 200 | 31.88 | 40.11 | 8 | 0.23
2020 | NE_2_RMPA | NE | RMPA | External | Shoulder | B11 | 25 | 310 | 0 | 57.98 | 50.46 | 5 | 0
2020 | NE_2_RMPA | NE | RMPA | External | Shoulder | B12 | 200 | 310 | 0 | 41.01 | 44.66 | 5 | 0
2020 | NE_2_RMPA | NE | RMPA | External | Shoulder | B13 | 600 | 310 | 0 | 39.81 | 44.22 | 5 | 0
2020 | NE_2_RMPA | NE | RMPA | External | Shoulder | B14 | 900 | 310 | 310 | 38.75 | 44.22 | 5 | 0.47
2020 | NE_2_RMPA | NE | RMPA | External | Shoulder | B15 | 1203 | 310 | 310 | 36.86 | 44.22 | 5 | 2.37
2020 | NE_2_RMPA | NE | RMPA | External | Summer | B1 | 10 | 310 | 0 | 65.33 | 65.97 | 5 | 0
2020 | NE_2_RMPA | NE | RMPA | External | Summer | B2 | 25 | 310 | 310 | 59.19 | 64.66 | 5 | 0.47
2020 | NE_2_RMPA | NE | RMPA | External | Summer | B3 | 75 | 310 | 166.64 | 59.99 | 64.99 | 5 | 0
2020 | NE_2_RMPA | NE | RMPA | External | Summer | B4 | 100 | 310 | 0 | 58.42 | 58.29 | 5 | 0
2020 | NE_2_RMPA | NE | RMPA | External | Summer | B5 | 200 | 310 | 0 | 56.39 | 53.56 | 5 | 0
2020 | NE_2_RMPA | NE | RMPA | External | Summer | B6 | 300 | 310 | 0 | 54.36 | 46.36 | 5 | 0
2020 | NE_2_RMPA | NE | RMPA | External | Summer | B7 | 400 | 310 | 0 | 43.11 | 42.46 | 5 | 0
2020 | NE_2_RMPA | NE | RMPA | External | Summer | B8 | 500 | 310 | 0 | 38.49 | 42.46 | 5 | 0
2020 | NE_2_RMPA | NE | RMPA | External | Summer | B9 | 800 | 310 | 0 | 38.41 | 42.46 | 5 | 0
2020 | NE_2_RMPA | NE | RMPA | External | Summer | B10 | 1262 | 310 | 310 | 36.87 | 41.94 | 5 | 0.07
2020 | NE_2_RMPA | NE | RMPA | External | Winter | B16 | 25 | 310 | 310 | 48.75 | 54.76 | 5 | 1.01
2020 | NE_2_RMPA | NE | RMPA | External | Winter | B17 | 100 | 310 | 310 | 42.56 | 47.57 | 5 | 0
2020 | NE_2_RMPA | NE | RMPA | External | Winter | B18 | 400 | 310 | 310 | 39.37 | 47.57 | 5 | 3.2
2020 | NE_2_RMPA | NE | RMPA | External | Winter | B19 | 700 | 310 | 310 | 38.17 | 47.57 | 5 | 4.39
2020 | NE_2_RMPA | NE | RMPA | External | Winter | B20 | 935 | 310 | 0 | 37.68 | 40.11 | 5 | 0
2020 | NWPP_Coal_2_MAPP_US | NWPP_Coal | MAPP_US | External | Shoulder | B11 | 25 | 150 | 0 | 45.43 | 50.98 | 8 | 0
2020 | NWPP_Coal_2_MAPP_US | NWPP_Coal | MAPP_US | External | Shoulder | B12 | 200 | 150 | 0 | 45.43 | 39.02 | 8 | 0
2020 | NWPP_Coal_2_MAPP_US | NWPP_Coal | MAPP_US | External | Shoulder | B13 | 600 | 150 | 0 | 45.43 | 34.83 | 8 | 0
2020 | NWPP_Coal_2_MAPP_US | NWPP_Coal | MAPP_US | External | Shoulder | B14 | 900 | 150 | 0 | 45.43 | 33.44 | 8 | 0
2020 | NWPP_Coal_2_MAPP_US | NWPP_Coal | MAPP_US | External | Shoulder | B15 | 1203 | 150 | 0 | 45.43 | 33.44 | 8 | 0
2020 | NWPP_Coal_2_MAPP_US | NWPP_Coal | MAPP_US | External | Summer | B1 | 10 | 150 | 0 | 57.81 | 58.8 | 8 | 0
2020 | NWPP_Coal_2_MAPP_US | NWPP_Coal | MAPP_US | External | Summer | B2 | 25 | 150 | 150 | 45.39 | 57.19 | 8 | 3.79
2020 | NWPP_Coal_2_MAPP_US | NWPP_Coal | MAPP_US | External | Summer | B3 | 75 | 150 | 150 | 45.39 | 54.13 | 8 | 0.74
2020 | NWPP_Coal_2_MAPP_US | NWPP_Coal | MAPP_US | External | Summer | B4 | 100 | 150 | 0 | 45.39 | 53.37 | 8 | 0
2020 | NWPP_Coal_2_MAPP_US | NWPP_Coal | MAPP_US | External | Summer | B5 | 200 | 150 | 0 | 45.39 | 49.39 | 8 | 0
2020 | NWPP_Coal_2_MAPP_US | NWPP_Coal | MAPP_US | External | Summer | B6 | 300 | 150 | 0 | 45.39 | 47.36 | 8 | 0
2020 | NWPP_Coal_2_MAPP_US | NWPP_Coal | MAPP_US | External | Summer | B7 | 400 | 150 | 0 | 45.39 | 36.11 | 8 | 0
2020 | NWPP_Coal_2_MAPP_US | NWPP_Coal | MAPP_US | External | Summer | B8 | 500 | 150 | 0 | 45.39 | 31.49 | 8 | 0
2020 | NWPP_Coal_2_MAPP_US | NWPP_Coal | MAPP_US | External | Summer | B9 | 800 | 150 | 0 | 45.39 | 31.41 | 8 | 0
2020 | NWPP_Coal_2_MAPP_US | NWPP_Coal | MAPP_US | External | Summer | B10 | 1262 | 150 | 0 | 45.39 | 29.87 | 8 | 0
2020 | NWPP_Coal_2_MAPP_US | NWPP_Coal | MAPP_US | External | Winter | B16 | 25 | 150 | 0 | 48.28 | 46.76 | 8 | 0
2020 | NWPP_Coal_2_MAPP_US | NWPP_Coal | MAPP_US | External | Winter | B17 | 100 | 150 | 0 | 48.28 | 40.58 | 8 | 0
2020 | NWPP_Coal_2_MAPP_US | NWPP_Coal | MAPP_US | External | Winter | B18 | 400 | 150 | 0 | 48.28 | 36.53 | 8 | 0
2020 | NWPP_Coal_2_MAPP_US | NWPP_Coal | MAPP_US | External | Winter | B19 | 700 | 150 | 0 | 48.28 | 34.78 | 8 | 0
2020 | NWPP_Coal_2_MAPP_US | NWPP_Coal | MAPP_US | External | Winter | B20 | 935 | 150 | 0 | 48.28 | 31.88 | 8 | 0
2020 | RMPA_2_NE | RMPA | NE | External | Shoulder | B11 | 25 | 310 | 0 | 50.46 | 57.98 | 8 | 0
2020 | RMPA_2_NE | RMPA | NE | External | Shoulder | B12 | 200 | 310 | 0 | 44.66 | 41.01 | 8 | 0
2020 | RMPA_2_NE | RMPA | NE | External | Shoulder | B13 | 600 | 310 | 0 | 44.22 | 39.81 | 8 | 0
2020 | RMPA_2_NE | RMPA | NE | External | Shoulder | B14 | 900 | 310 | 0 | 44.22 | 38.75 | 8 | 0
2020 | RMPA_2_NE | RMPA | NE | External | Shoulder | B15 | 1203 | 310 | 0 | 44.22 | 36.86 | 8 | 0
2020 | RMPA_2_NE | RMPA | NE | External | Summer | B1 | 10 | 310 | 0 | 65.97 | 65.33 | 8 | 0
2020 | RMPA_2_NE | RMPA | NE | External | Summer | B2 | 25 | 310 | 0 | 64.66 | 59.19 | 8 | 0
2020 | RMPA_2_NE | RMPA | NE | External | Summer | B3 | 75 | 310 | 0 | 64.99 | 59.99 | 8 | 0
2020 | RMPA_2_NE | RMPA | NE | External | Summer | B4 | 100 | 310 | 0 | 58.29 | 58.42 | 8 | 0
2020 | RMPA_2_NE | RMPA | NE | External | Summer | B5 | 200 | 310 | 0 | 53.56 | 56.39 | 8 | 0
2020 | RMPA_2_NE | RMPA | NE | External | Summer | B6 | 300 | 310 | 18.42 | 46.36 | 54.36 | 8 | 0
2020 | RMPA_2_NE | RMPA | NE | External | Summer | B7 | 400 | 310 | 0 | 42.46 | 43.11 | 8 | 0
2020 | RMPA_2_NE | RMPA | NE | External | Summer | B8 | 500 | 310 | 0 | 42.46 | 38.49 | 8 | 0
2020 | RMPA_2_NE | RMPA | NE | External | Summer | B9 | 800 | 310 | 0 | 42.46 | 38.41 | 8 | 0
2020 | RMPA_2_NE | RMPA | NE | External | Summer | B10 | 1262 | 310 | 0 | 41.94 | 36.87 | 8 | 0
2020 | RMPA_2_NE | RMPA | NE | External | Winter | B16 | 25 | 310 | 0 | 54.76 | 48.75 | 8 | 0
2020 | RMPA_2_NE | RMPA | NE | External | Winter | B17 | 100 | 310 | 0 | 47.57 | 42.56 | 8 | 0
2020 | RMPA_2_NE | RMPA | NE | External | Winter | B18 | 400 | 310 | 0 | 47.57 | 39.37 | 8 | 0
2020 | RMPA_2_NE | RMPA | NE | External | Winter | B19 | 700 | 310 | 0 | 47.57 | 38.17 | 8 | 0
2020 | RMPA_2_NE | RMPA | NE | External | Winter | B20 | 935 | 310 | 0 | 40.11 | 37.68 | 8 | 0
2020 | RMPA_2_SPP_N | RMPA | SPP_N | External | Shoulder | B11 | 25 | 210 | 149.73 | 50.46 | 58.46 | 8 | 0
2020 | RMPA_2_SPP_N | RMPA | SPP_N | External | Shoulder | B12 | 200 | 210 | 0 | 44.66 | 41.48 | 8 | 0
2020 | RMPA_2_SPP_N | RMPA | SPP_N | External | Shoulder | B13 | 600 | 210 | 0 | 44.22 | 40.28 | 8 | 0
2020 | RMPA_2_SPP_N | RMPA | SPP_N | External | Shoulder | B14 | 900 | 210 | 0 | 44.22 | 39.22 | 8 | 0
2020 | RMPA_2_SPP_N | RMPA | SPP_N | External | Shoulder | B15 | 1203 | 210 | 0 | 44.22 | 37.33 | 8 | 0
2020 | RMPA_2_SPP_N | RMPA | SPP_N | External | Summer | B1 | 10 | 210 | 0 | 65.97 | 65.8 | 8 | 0
2020 | RMPA_2_SPP_N | RMPA | SPP_N | External | Summer | B2 | 25 | 210 | 0 | 64.66 | 59.66 | 8 | 0
2020 | RMPA_2_SPP_N | RMPA | SPP_N | External | Summer | B3 | 75 | 210 | 0 | 64.99 | 60.46 | 8 | 0
2020 | RMPA_2_SPP_N | RMPA | SPP_N | External | Summer | B4 | 100 | 210 | 0 | 58.29 | 58.89 | 8 | 0
2020 | RMPA_2_SPP_N | RMPA | SPP_N | External | Summer | B5 | 200 | 210 | 0 | 53.56 | 56.87 | 8 | 0
2020 | RMPA_2_SPP_N | RMPA | SPP_N | External | Summer | B6 | 300 | 210 | 210 | 46.36 | 54.83 | 8 | 0.47
2020 | RMPA_2_SPP_N | RMPA | SPP_N | External | Summer | B7 | 400 | 210 | 0 | 42.46 | 43.58 | 8 | 0
2020 | RMPA_2_SPP_N | RMPA | SPP_N | External | Summer | B8 | 500 | 210 | 0 | 42.46 | 38.96 | 8 | 0
2020 | RMPA_2_SPP_N | RMPA | SPP_N | External | Summer | B9 | 800 | 210 | 0 | 42.46 | 38.88 | 8 | 0
2020 | RMPA_2_SPP_N | RMPA | SPP_N | External | Summer | B10 | 1262 | 210 | 0 | 41.94 | 37.34 | 8 | 0
2020 | RMPA_2_SPP_N | RMPA | SPP_N | External | Winter | B16 | 25 | 210 | 0 | 54.76 | 49.22 | 8 | 0
2020 | RMPA_2_SPP_N | RMPA | SPP_N | External | Winter | B17 | 100 | 210 | 0 | 47.57 | 43.04 | 8 | 0
2020 | RMPA_2_SPP_N | RMPA | SPP_N | External | Winter | B18 | 400 | 210 | 0 | 47.57 | 39.84 | 8 | 0
2020 | RMPA_2_SPP_N | RMPA | SPP_N | External | Winter | B19 | 700 | 210 | 0 | 47.57 | 38.65 | 8 | 0
2020 | RMPA_2_SPP_N | RMPA | SPP_N | External | Winter | B20 | 935 | 210 | 0 | 40.11 | 38.15 | 8 | 0
2020 | SPP_N_2_RMPA | SPP_N | RMPA | External | Shoulder | B11 | 25 | 210 | 0 | 58.46 | 50.46 | 5 | 0
2020 | SPP_N_2_RMPA | SPP_N | RMPA | External | Shoulder | B12 | 200 | 210 | 0 | 41.48 | 44.66 | 5 | 0
2020 | SPP_N_2_RMPA | SPP_N | RMPA | External | Shoulder | B13 | 600 | 210 | 0 | 40.28 | 44.22 | 5 | 0
2020 | SPP_N_2_RMPA | SPP_N | RMPA | External | Shoulder | B14 | 900 | 210 | 31.13 | 39.22 | 44.22 | 5 | 0
2020 | SPP_N_2_RMPA | SPP_N | RMPA | External | Shoulder | B15 | 1203 | 210 | 210 | 37.33 | 44.22 | 5 | 1.9
2020 | SPP_N_2_RMPA | SPP_N | RMPA | External | Summer | B1 | 10 | 210 | 0 | 65.8 | 65.97 | 5 | 0
2020 | SPP_N_2_RMPA | SPP_N | RMPA | External | Summer | B2 | 25 | 210 | 1.33 | 59.66 | 64.66 | 5 | 0
2020 | SPP_N_2_RMPA | SPP_N | RMPA | External | Summer | B3 | 75 | 210 | 0 | 60.46 | 64.99 | 5 | 0
2020 | SPP_N_2_RMPA | SPP_N | RMPA | External | Summer | B4 | 100 | 210 | 0 | 58.89 | 58.29 | 5 | 0
2020 | SPP_N_2_RMPA | SPP_N | RMPA | External | Summer | B5 | 200 | 210 | 0 | 56.87 | 53.56 | 5 | 0
2020 | SPP_N_2_RMPA | SPP_N | RMPA | External | Summer | B6 | 300 | 210 | 0 | 54.83 | 46.36 | 5 | 0
2020 | SPP_N_2_RMPA | SPP_N | RMPA | External | Summer | B7 | 400 | 210 | 0 | 43.58 | 42.46 | 5 | 0
2020 | SPP_N_2_RMPA | SPP_N | RMPA | External | Summer | B8 | 500 | 210 | 0 | 38.96 | 42.46 | 5 | 0
2020 | SPP_N_2_RMPA | SPP_N | RMPA | External | Summer | B9 | 800 | 210 | 0 | 38.88 | 42.46 | 5 | 0
2020 | SPP_N_2_RMPA | SPP_N | RMPA | External | Summer | B10 | 1262 | 210 | 0 | 37.34 | 41.94 | 5 | 0
2020 | SPP_N_2_RMPA | SPP_N | RMPA | External | Winter | B16 | 25 | 210 | 210 | 49.22 | 54.76 | 5 | 0.54
2020 | SPP_N_2_RMPA | SPP_N | RMPA | External | Winter | B17 | 100 | 210 | 0 | 43.04 | 47.57 | 5 | 0
2020 | SPP_N_2_RMPA | SPP_N | RMPA | External | Winter | B18 | 400 | 210 | 210 | 39.84 | 47.57 | 5 | 2.73
2020 | SPP_N_2_RMPA | SPP_N | RMPA | External | Winter | B19 | 700 | 210 | 210 | 38.65 | 47.57 | 5 | 3.92
2020 | SPP_N_2_RMPA | SPP_N | RMPA | External | Winter | B20 | 935 | 210 | 0 | 38.15 | 40.11 | 5 | 0
2020 | SPP_S_2_ERCOT | SPP_S | ERCOT | External | Shoulder | B11 | 25 | 800 | 0 | 58.47 | 59.04 | 5 | 0
2020 | SPP_S_2_ERCOT | SPP_S | ERCOT | External | Shoulder | B12 | 200 | 800 | 0 | 41.74 | 44.1 | 5 | 0
2020 | SPP_S_2_ERCOT | SPP_S | ERCOT | External | Shoulder | B13 | 600 | 800 | 0 | 40.54 | 40.47 | 5 | 0
2020 | SPP_S_2_ERCOT | SPP_S | ERCOT | External | Shoulder | B14 | 900 | 800 | 0 | 39.48 | 40.47 | 5 | 0
2020 | SPP_S_2_ERCOT | SPP_S | ERCOT | External | Shoulder | B15 | 1203 | 800 | 0 | 37.59 | 40.47 | 5 | 0
2020 | SPP_S_2_ERCOT | SPP_S | ERCOT | External | Summer | B1 | 10 | 800 | 0 | 65.78 | 57.78 | 5 | 0
2020 | SPP_S_2_ERCOT | SPP_S | ERCOT | External | Summer | B2 | 25 | 800 | 0 | 59.67 | 57.34 | 5 | 0
2020 | SPP_S_2_ERCOT | SPP_S | ERCOT | External | Summer | B3 | 75 | 800 | 0 | 60.45 | 57.34 | 5 | 0
2020 | SPP_S_2_ERCOT | SPP_S | ERCOT | External | Summer | B4 | 100 | 800 | 0 | 58.88 | 57.34 | 5 | 0
2020 | SPP_S_2_ERCOT | SPP_S | ERCOT | External | Summer | B5 | 200 | 800 | 0 | 56.88 | 57.34 | 5 | 0
2020 | SPP_S_2_ERCOT | SPP_S | ERCOT | External | Summer | B6 | 300 | 800 | 0 | 55.09 | 57.34 | 5 | 0
2020 | SPP_S_2_ERCOT | SPP_S | ERCOT | External | Summer | B7 | 400 | 800 | 495.73 | 43.84 | 48.84 | 5 | 0
2020 | SPP_S_2_ERCOT | SPP_S | ERCOT | External | Summer | B8 | 500 | 800 | 0 | 39.22 | 42.85 | 5 | 0
2020 | SPP_S_2_ERCOT | SPP_S | ERCOT | External | Summer | B9 | 800 | 800 | 0 | 39.14 | 39.32 | 5 | 0
2020 | SPP_S_2_ERCOT | SPP_S | ERCOT | External | Summer | B10 | 1262 | 800 | 0 | 37.6 | 39.32 | 5 | 0
2020 | SPP_S_2_ERCOT | SPP_S | ERCOT | External | Winter | B16 | 25 | 800 | 0 | 49.48 | 52.96 | 5 | 0
2020 | SPP_S_2_ERCOT | SPP_S | ERCOT | External | Winter | B17 | 100 | 800 | 0 | 43.29 | 43.2 | 5 | 0
2020 | SPP_S_2_ERCOT | SPP_S | ERCOT | External | Winter | B18 | 400 | 800 | 0 | 40.1 | 42.93 | 5 | 0
2020 | SPP_S_2_ERCOT | SPP_S | ERCOT | External | Winter | B19 | 700 | 800 | 0 | 38.9 | 42.93 | 5 | 0
2020 | SPP_S_2_ERCOT | SPP_S | ERCOT | External | Winter | B20 | 935 | 800 | 0 | 38.41 | 42.93 | 5 | 0
2025 | AZ_NM_SNV_Coal_2_SPP_S | AZ_NM_SNV_Coal | SPP_S | External | Shoulder | B11 | 25 | 400 | 0 | 50.98 | 52.35 | 8.17 | 0
2025 | AZ_NM_SNV_Coal_2_SPP_S | AZ_NM_SNV_Coal | SPP_S | External | Shoulder | B12 | 200 | 400 | 0 | 50.98 | 41.87 | 8.17 | 0
2025 | AZ_NM_SNV_Coal_2_SPP_S | AZ_NM_SNV_Coal | SPP_S | External | Shoulder | B13 | 600 | 400 | 0 | 50.98 | 37.13 | 8.17 | 0
2025 | AZ_NM_SNV_Coal_2_SPP_S | AZ_NM_SNV_Coal | SPP_S | External | Shoulder | B14 | 900 | 400 | 0 | 50.98 | 35 | 8.17 | 0
2025 | AZ_NM_SNV_Coal_2_SPP_S | AZ_NM_SNV_Coal | SPP_S | External | Shoulder | B15 | 1203 | 400 | 0 | 48.34 | 31.38 | 8.17 | 0
2025 | AZ_NM_SNV_Coal_2_SPP_S | AZ_NM_SNV_Coal | SPP_S | External | Summer | B1 | 10 | 400 | 0 | 74.43 | 61.9 | 8.17 | 0
2025 | AZ_NM_SNV_Coal_2_SPP_S | AZ_NM_SNV_Coal | SPP_S | External | Summer | B2 | 25 | 400 | 0 | 74.43 | 61.58 | 8.17 | 0
2025 | AZ_NM_SNV_Coal_2_SPP_S | AZ_NM_SNV_Coal | SPP_S | External | Summer | B3 | 75 | 400 | 0 | 74.43 | 60.05 | 8.17 | 0
2025 | AZ_NM_SNV_Coal_2_SPP_S | AZ_NM_SNV_Coal | SPP_S | External | Summer | B4 | 100 | 400 | 0 | 71.53 | 59.57 | 8.17 | 0
2025 | AZ_NM_SNV_Coal_2_SPP_S | AZ_NM_SNV_Coal | SPP_S | External | Summer | B5 | 200 | 400 | 0 | 61.58 | 59.55 | 8.17 | 0
2025 | AZ_NM_SNV_Coal_2_SPP_S | AZ_NM_SNV_Coal | SPP_S | External | Summer | B6 | 300 | 400 | 0 | 54.3 | 50.07 | 8.17 | 0
2025 | AZ_NM_SNV_Coal_2_SPP_S | AZ_NM_SNV_Coal | SPP_S | External | Summer | B7 | 400 | 400 | 0 | 50.92 | 41.85 | 8.17 | 0
2025 | AZ_NM_SNV_Coal_2_SPP_S | AZ_NM_SNV_Coal | SPP_S | External | Summer | B8 | 500 | 400 | 0 | 50.92 | 36.84 | 8.17 | 0
2025 | AZ_NM_SNV_Coal_2_SPP_S | AZ_NM_SNV_Coal | SPP_S | External | Summer | B9 | 800 | 400 | 0 | 50.89 | 35.12 | 8.17 | 0
2025 | AZ_NM_SNV_Coal_2_SPP_S | AZ_NM_SNV_Coal | SPP_S | External | Summer | B10 | 1262 | 400 | 0 | 49.46 | 30.9 | 8.17 | 0
2025 | AZ_NM_SNV_Coal_2_SPP_S | AZ_NM_SNV_Coal | SPP_S | External | Winter | B16 | 25 | 400 | 0 | 54.14 | 46.11 | 8.17 | 0
2025 | AZ_NM_SNV_Coal_2_SPP_S | AZ_NM_SNV_Coal | SPP_S | External | Winter | B17 | 100 | 400 | 0 | 54.14 | 40.78 | 8.17 | 0
2025 | AZ_NM_SNV_Coal_2_SPP_S | AZ_NM_SNV_Coal | SPP_S | External | Winter | B18 | 400 | 400 | 0 | 54.14 | 38.89 | 8.17 | 0
2025 | AZ_NM_SNV_Coal_2_SPP_S | AZ_NM_SNV_Coal | SPP_S | External | Winter | B19 | 700 | 400 | 0 | 54.14 | 36.28 | 8.17 | 0
2025 | AZ_NM_SNV_Coal_2_SPP_S | AZ_NM_SNV_Coal | SPP_S | External | Winter | B20 | 935 | 400 | 0 | 51.27 | 31.15 | 8.17 | 0
2025 | ERCOT_2_SPP_S | ERCOT | SPP_S | External | Shoulder | B11 | 25 | 800 | 0 | 62.42 | 52.35 | 8 | 0
2025 | ERCOT_2_SPP_S | ERCOT | SPP_S | External | Shoulder | B12 | 200 | 800 | 0 | 46.59 | 41.87 | 8 | 0
2025 | ERCOT_2_SPP_S | ERCOT | SPP_S | External | Shoulder | B13 | 600 | 800 | 0 | 42.74 | 37.13 | 8 | 0
2025 | ERCOT_2_SPP_S | ERCOT | SPP_S | External | Shoulder | B14 | 900 | 800 | 0 | 42.74 | 35 | 8 | 0
2025 | ERCOT_2_SPP_S | ERCOT | SPP_S | External | Shoulder | B15 | 1203 | 800 | 0 | 42.74 | 31.38 | 8 | 0
2025 | ERCOT_2_SPP_S | ERCOT | SPP_S | External | Summer | B1 | 10 | 800 | 0 | 66.9 | 61.9 | 8 | 0
2025 | ERCOT_2_SPP_S | ERCOT | SPP_S | External | Summer | B2 | 25 | 800 | 0 | 60.55 | 61.58 | 8 | 0
2025 | ERCOT_2_SPP_S | ERCOT | SPP_S | External | Summer | B3 | 75 | 800 | 0 | 60.55 | 60.05 | 8 | 0
2025 | ERCOT_2_SPP_S | ERCOT | SPP_S | External | Summer | B4 | 100 | 800 | 0 | 60.55 | 59.57 | 8 | 0
2025 | ERCOT_2_SPP_S | ERCOT | SPP_S | External | Summer | B5 | 200 | 800 | 0 | 60.55 | 59.55 | 8 | 0
2025 | ERCOT_2_SPP_S | ERCOT | SPP_S | External | Summer | B6 | 300 | 800 | 0 | 60.55 | 50.07 | 8 | 0
2025 | ERCOT_2_SPP_S | ERCOT | SPP_S | External | Summer | B7 | 400 | 800 | 0 | 46.85 | 41.85 | 8 | 0
2025 | ERCOT_2_SPP_S | ERCOT | SPP_S | External | Summer | B8 | 500 | 800 | 0 | 41.84 | 36.84 | 8 | 0
2025 | ERCOT_2_SPP_S | ERCOT | SPP_S | External | Summer | B9 | 800 | 800 | 0 | 41.49 | 35.12 | 8 | 0
2025 | ERCOT_2_SPP_S | ERCOT | SPP_S | External | Summer | B10 | 1262 | 800 | 0 | 41.49 | 30.9 | 8 | 0
2025 | ERCOT_2_SPP_S | ERCOT | SPP_S | External | Winter | B16 | 25 | 800 | 0 | 49.57 | 46.11 | 8 | 0
2025 | ERCOT_2_SPP_S | ERCOT | SPP_S | External | Winter | B17 | 100 | 800 | 0 | 45.46 | 40.78 | 8 | 0
2025 | ERCOT_2_SPP_S | ERCOT | SPP_S | External | Winter | B18 | 400 | 800 | 0 | 45.46 | 38.89 | 8 | 0
2025 | ERCOT_2_SPP_S | ERCOT | SPP_S | External | Winter | B19 | 700 | 800 | 0 | 45.46 | 36.28 | 8 | 0
2025 | ERCOT_2_SPP_S | ERCOT | SPP_S | External | Winter | B20 | 935 | 800 | 0 | 40.72 | 31.15 | 8 | 0
2025 | MAPP_US_2_RMPA | MAPP_US | RMPA | External | Shoulder | B11 | 25 | 200 | 0 | 50.01 | 47.31 | 8 | 0
2025 | MAPP_US_2_RMPA | MAPP_US | RMPA | External | Shoulder | B12 | 200 | 200 | 0 | 39.65 | 47.31 | 8 | 0
2025 | MAPP_US_2_RMPA | MAPP_US | RMPA | External | Shoulder | B13 | 600 | 200 | 200 | 34.91 | 45.34 | 8 | 2.43
2025 | MAPP_US_2_RMPA | MAPP_US | RMPA | External | Shoulder | B14 | 900 | 200 | 200 | 34.27 | 45.34 | 8 | 3.07
2025 | MAPP_US_2_RMPA | MAPP_US | RMPA | External | Shoulder | B15 | 1203 | 200 | 200 | 31.65 | 42.81 | 8 | 3.15
2025 | MAPP_US_2_RMPA | MAPP_US | RMPA | External | Summer | B1 | 10 | 200 | 200 | 60.48 | 69.07 | 8 | 0.58
2025 | MAPP_US_2_RMPA | MAPP_US | RMPA | External | Summer | B2 | 25 | 200 | 0 | 60.16 | 66.64 | 8 | 0
2025 | MAPP_US_2_RMPA | MAPP_US | RMPA | External | Summer | B3 | 75 | 200 | 0 | 57.31 | 65.04 | 8 | 0
2025 | MAPP_US_2_RMPA | MAPP_US | RMPA | External | Summer | B4 | 100 | 200 | 0 | 56.85 | 59.06 | 8 | 0
2025 | MAPP_US_2_RMPA | MAPP_US | RMPA | External | Summer | B5 | 200 | 200 | 0 | 55.26 | 53.42 | 8 | 0
2025 | MAPP_US_2_RMPA | MAPP_US | RMPA | External | Summer | B6 | 300 | 200 | 0 | 42.99 | 45.32 | 8 | 0
2025 | MAPP_US_2_RMPA | MAPP_US | RMPA | External | Summer | B7 | 400 | 200 | 200 | 34.26 | 45.32 | 8 | 3.06
2025 | MAPP_US_2_RMPA | MAPP_US | RMPA | External | Summer | B8 | 500 | 200 | 200 | 32.37 | 42.75 | 8 | 2.38
2025 | MAPP_US_2_RMPA | MAPP_US | RMPA | External | Summer | B9 | 800 | 200 | 200 | 31.59 | 42.73 | 8 | 3.14
2025 | MAPP_US_2_RMPA | MAPP_US | RMPA | External | Summer | B10 | 1262 | 200 | 200 | 28.9 | 41.3 | 8 | 4.4
2025 | MAPP_US_2_RMPA | MAPP_US | RMPA | External | Winter | B16 | 25 | 200 | 0 | 44.3 | 51.24 | 8 | 0
2025 | MAPP_US_2_RMPA | MAPP_US | RMPA | External | Winter | B17 | 100 | 200 | 200 | 38.56 | 51.05 | 8 | 4.48
2025 | MAPP_US_2_RMPA | MAPP_US | RMPA | External | Winter | B18 | 400 | 200 | 200 | 36.67 | 50.32 | 8 | 5.66
2025 | MAPP_US_2_RMPA | MAPP_US | RMPA | External | Winter | B19 | 700 | 200 | 200 | 36.67 | 50.32 | 8 | 5.66
2025 | MAPP_US_2_RMPA | MAPP_US | RMPA | External | Winter | B20 | 935 | 200 | 0 | 29.7 | 36.65 | 8 | 0
2025 | NE_2_RMPA | NE | RMPA | External | Shoulder | B11 | 25 | 310 | 0 | 52.01 | 47.31 | 5 | 0
2025 | NE_2_RMPA | NE | RMPA | External | Shoulder | B12 | 200 | 310 | 310 | 41.12 | 47.31 | 5 | 1.19
2025 | NE_2_RMPA | NE | RMPA | External | Shoulder | B13 | 600 | 310 | 310 | 36.38 | 45.34 | 5 | 3.95
2025 | NE_2_RMPA | NE | RMPA | External | Shoulder | B14 | 900 | 310 | 310 | 34.67 | 45.34 | 5 | 5.67
2025 | NE_2_RMPA | NE | RMPA | External | Shoulder | B15 | 1203 | 310 | 310 | 31.05 | 42.81 | 5 | 6.76
2025 | NE_2_RMPA | NE | RMPA | External | Summer | B1 | 10 | 310 | 310 | 61.96 | 69.07 | 5 | 2.11
2025 | NE_2_RMPA | NE | RMPA | External | Summer | B2 | 25 | 310 | 122.65 | 61.64 | 66.64 | 5 | 0
2025 | NE_2_RMPA | NE | RMPA | External | Summer | B3 | 75 | 310 | 310 | 59.31 | 65.04 | 5 | 0.73
2025 | NE_2_RMPA | NE | RMPA | External | Summer | B4 | 100 | 310 | 0 | 58.85 | 59.06 | 5 | 0
2025 | NE_2_RMPA | NE | RMPA | External | Summer | B5 | 200 | 310 | 0 | 58.81 | 53.42 | 5 | 0
2025 | NE_2_RMPA | NE | RMPA | External | Summer | B6 | 300 | 310 | 0 | 49.33 | 45.32 | 5 | 0
2025 | NE_2_RMPA | NE | RMPA | External | Summer | B7 | 400 | 310 | 0 | 40.55 | 45.32 | 5 | 0
2025 | NE_2_RMPA | NE | RMPA | External | Summer | B8 | 500 | 310 | 310 | 35.54 | 42.75 | 5 | 2.22
2025 | NE_2_RMPA | NE | RMPA | External | Summer | B9 | 800 | 310 | 310 | 33.82 | 42.73 | 5 | 3.91
2025 | NE_2_RMPA | NE | RMPA | External | Summer | B10 | 1262 | 310 | 310 | 29.6 | 41.3 | 5 | 6.7
2025 | NE_2_RMPA | NE | RMPA | External | Winter | B16 | 25 | 310 | 310 | 45.78 | 51.24 | 5 | 0.46
2025 | NE_2_RMPA | NE | RMPA | External | Winter | B17 | 100 | 310 | 310 | 40.04 | 51.05 | 5 | 6.01
2025 | NE_2_RMPA | NE | RMPA | External | Winter | B18 | 400 | 310 | 310 | 38.14 | 50.32 | 5 | 7.18
2025 | NE_2_RMPA | NE | RMPA | External | Winter | B19 | 700 | 310 | 310 | 35.53 | 50.32 | 5 | 9.79
2025 | NE_2_RMPA | NE | RMPA | External | Winter | B20 | 935 | 310 | 310 | 30.4 | 36.65 | 5 | 1.25
2025 | NWPP_Coal_2_MAPP_US | NWPP_Coal | MAPP_US | External | Shoulder | B11 | 25 | 150 | 0 | 50.97 | 50.01 | 8 | 0
2025 | NWPP_Coal_2_MAPP_US | NWPP_Coal | MAPP_US | External | Shoulder | B12 | 200 | 150 | 0 | 50.97 | 39.65 | 8 | 0
2025 | NWPP_Coal_2_MAPP_US | NWPP_Coal | MAPP_US | External | Shoulder | B13 | 600 | 150 | 0 | 50.97 | 34.91 | 8 | 0
2025 | NWPP_Coal_2_MAPP_US | NWPP_Coal | MAPP_US | External | Shoulder | B14 | 900 | 150 | 0 | 50.97 | 34.27 | 8 | 0
2025 | NWPP_Coal_2_MAPP_US | NWPP_Coal | MAPP_US | External | Shoulder | B15 | 1203 | 150 | 0 | 50.97 | 31.65 | 8 | 0
2025 | NWPP_Coal_2_MAPP_US | NWPP_Coal | MAPP_US | External | Summer | B1 | 10 | 150 | 0 | 60.9 | 60.48 | 8 | 0
2025 | NWPP_Coal_2_MAPP_US | NWPP_Coal | MAPP_US | External | Summer | B2 | 25 | 150 | 0 | 58.47 | 60.16 | 8 | 0
2025 | NWPP_Coal_2_MAPP_US | NWPP_Coal | MAPP_US | External | Summer | B3 | 75 | 150 | 0 | 50.89 | 57.31 | 8 | 0
2025 | NWPP_Coal_2_MAPP_US | NWPP_Coal | MAPP_US | External | Summer | B4 | 100 | 150 | 0 | 50.89 | 56.85 | 8 | 0
2025 | NWPP_Coal_2_MAPP_US | NWPP_Coal | MAPP_US | External | Summer | B5 | 200 | 150 | 0 | 50.89 | 55.26 | 8 | 0
2025 | NWPP_Coal_2_MAPP_US | NWPP_Coal | MAPP_US | External | Summer | B6 | 300 | 150 | 0 | 50.89 | 42.99 | 8 | 0
2025 | NWPP_Coal_2_MAPP_US | NWPP_Coal | MAPP_US | External | Summer | B7 | 400 | 150 | 0 | 50.89 | 34.26 | 8 | 0
2025 | NWPP_Coal_2_MAPP_US | NWPP_Coal | MAPP_US | External | Summer | B8 | 500 | 150 | 0 | 50.89 | 32.37 | 8 | 0
2025 | NWPP_Coal_2_MAPP_US | NWPP_Coal | MAPP_US | External | Summer | B9 | 800 | 150 | 0 | 50.89 | 31.59 | 8 | 0
2025 | NWPP_Coal_2_MAPP_US | NWPP_Coal | MAPP_US | External | Summer | B10 | 1262 | 150 | 0 | 50.89 | 28.9 | 8 | 0
2025 | NWPP_Coal_2_MAPP_US | NWPP_Coal | MAPP_US | External | Winter | B16 | 25 | 150 | 0 | 54.13 | 44.3 | 8 | 0
2025 | NWPP_Coal_2_MAPP_US | NWPP_Coal | MAPP_US | External | Winter | B17 | 100 | 150 | 0 | 54.13 | 38.56 | 8 | 0
2025 | NWPP_Coal_2_MAPP_US | NWPP_Coal | MAPP_US | External | Winter | B18 | 400 | 150 | 0 | 54.13 | 36.67 | 8 | 0
2025 | NWPP_Coal_2_MAPP_US | NWPP_Coal | MAPP_US | External | Winter | B19 | 700 | 150 | 0 | 54.13 | 36.67 | 8 | 0
2025 | NWPP_Coal_2_MAPP_US | NWPP_Coal | MAPP_US | External | Winter | B20 | 935 | 150 | 0 | 54.13 | 29.7 | 8 | 0
2025 | RMPA_2_NE | RMPA | NE | External | Shoulder | B11 | 25 | 310 | 0 | 47.31 | 52.01 | 8 | 0
2025 | RMPA_2_NE | RMPA | NE | External | Shoulder | B12 | 200 | 310 | 0 | 47.31 | 41.12 | 8 | 0
2025 | RMPA_2_NE | RMPA | NE | External | Shoulder | B13 | 600 | 310 | 0 | 45.34 | 36.38 | 8 | 0
2025 | RMPA_2_NE | RMPA | NE | External | Shoulder | B14 | 900 | 310 | 0 | 45.34 | 34.67 | 8 | 0
2025 | RMPA_2_NE | RMPA | NE | External | Shoulder | B15 | 1203 | 310 | 0 | 42.81 | 31.05 | 8 | 0
2025 | RMPA_2_NE | RMPA | NE | External | Summer | B1 | 10 | 310 | 0 | 69.07 | 61.96 | 8 | 0
2025 | RMPA_2_NE | RMPA | NE | External | Summer | B2 | 25 | 310 | 0 | 66.64 | 61.64 | 8 | 0
2025 | RMPA_2_NE | RMPA | NE | External | Summer | B3 | 75 | 310 | 0 | 65.04 | 59.31 | 8 | 0
2025 | RMPA_2_NE | RMPA | NE | External | Summer | B4 | 100 | 310 | 0 | 59.06 | 58.85 | 8 | 0
2025 | RMPA_2_NE | RMPA | NE | External | Summer | B5 | 200 | 310 | 0 | 53.42 | 58.81 | 8 | 0
2025 | RMPA_2_NE | RMPA | NE | External | Summer | B6 | 300 | 310 | 0 | 45.32 | 49.33 | 8 | 0
2025 | RMPA_2_NE | RMPA | NE | External | Summer | B7 | 400 | 310 | 0 | 45.32 | 40.55 | 8 | 0
2025 | RMPA_2_NE | RMPA | NE | External | Summer | B8 | 500 | 310 | 0 | 42.75 | 35.54 | 8 | 0
2025 | RMPA_2_NE | RMPA | NE | External | Summer | B9 | 800 | 310 | 0 | 42.73 | 33.82 | 8 | 0
2025 | RMPA_2_NE | RMPA | NE | External | Summer | B10 | 1262 | 310 | 0 | 41.3 | 29.6 | 8 | 0
2025 | RMPA_2_NE | RMPA | NE | External | Winter | B16 | 25 | 310 | 0 | 51.24 | 45.78 | 8 | 0
2025 | RMPA_2_NE | RMPA | NE | External | Winter | B17 | 100 | 310 | 0 | 51.05 | 40.04 | 8 | 0
2025 | RMPA_2_NE | RMPA | NE | External | Winter | B18 | 400 | 310 | 0 | 50.32 | 38.14 | 8 | 0
2025 | RMPA_2_NE | RMPA | NE | External | Winter | B19 | 700 | 310 | 0 | 50.32 | 35.53 | 8 | 0
2025 | RMPA_2_NE | RMPA | NE | External | Winter | B20 | 935 | 310 | 0 | 36.65 | 30.4 | 8 | 0
2025 | RMPA_2_SPP_N | RMPA | SPP_N | External | Shoulder | B11 | 25 | 210 | 0 | 47.31 | 52.75 | 8 | 0
2025 | RMPA_2_SPP_N | RMPA | SPP_N | External | Shoulder | B12 | 200 | 210 | 0 | 47.31 | 41.85 | 8 | 0
2025 | RMPA_2_SPP_N | RMPA | SPP_N | External | Shoulder | B13 | 600 | 210 | 0 | 45.34 | 37.12 | 8 | 0
2025 | RMPA_2_SPP_N | RMPA | SPP_N | External | Shoulder | B14 | 900 | 210 | 0 | 45.34 | 35.4 | 8 | 0
2025 | RMPA_2_SPP_N | RMPA | SPP_N | External | Shoulder | B15 | 1203 | 210 | 0 | 42.81 | 31.78 | 8 | 0
2025 | RMPA_2_SPP_N | RMPA | SPP_N | External | Summer | B1 | 10 | 210 | 0 | 69.07 | 62.69 | 8 | 0
2025 | RMPA_2_SPP_N | RMPA | SPP_N | External | Summer | B2 | 25 | 210 | 0 | 66.64 | 62.37 | 8 | 0
2025 | RMPA_2_SPP_N | RMPA | SPP_N | External | Summer | B3 | 75 | 210 | 0 | 65.04 | 60.04 | 8 | 0
2025 | RMPA_2_SPP_N | RMPA | SPP_N | External | Summer | B4 | 100 | 210 | 0 | 59.06 | 59.58 | 8 | 0
2025 | RMPA_2_SPP_N | RMPA | SPP_N | External | Summer | B5 | 200 | 210 | 0 | 53.42 | 59.54 | 8 | 0
2025 | RMPA_2_SPP_N | RMPA | SPP_N | External | Summer | B6 | 300 | 210 | 0 | 45.32 | 50.06 | 8 | 0
2025 | RMPA_2_SPP_N | RMPA | SPP_N | External | Summer | B7 | 400 | 210 | 0 | 45.32 | 41.28 | 8 | 0
2025 | RMPA_2_SPP_N | RMPA | SPP_N | External | Summer | B8 | 500 | 210 | 0 | 42.75 | 36.27 | 8 | 0
2025 | RMPA_2_SPP_N | RMPA | SPP_N | External | Summer | B9 | 800 | 210 | 0 | 42.73 | 34.55 | 8 | 0
2025 | RMPA_2_SPP_N | RMPA | SPP_N | External | Summer | B10 | 1262 | 210 | 0 | 41.3 | 30.33 | 8 | 0
2025 | RMPA_2_SPP_N | RMPA | SPP_N | External | Winter | B16 | 25 | 210 | 0 | 51.24 | 46.51 | 8 | 0
2025 | RMPA_2_SPP_N | RMPA | SPP_N | External | Winter | B17 | 100 | 210 | 0 | 51.05 | 40.77 | 8 | 0
2025 | RMPA_2_SPP_N | RMPA | SPP_N | External | Winter | B18 | 400 | 210 | 0 | 50.32 | 38.87 | 8 | 0
2025 | RMPA_2_SPP_N | RMPA | SPP_N | External | Winter | B19 | 700 | 210 | 0 | 50.32 | 36.27 | 8 | 0
2025 | RMPA_2_SPP_N | RMPA | SPP_N | External | Winter | B20 | 935 | 210 | 0 | 36.65 | 31.13 | 8 | 0
2025 | SPP_N_2_RMPA | SPP_N | RMPA | External | Shoulder | B11 | 25 | 210 | 0 | 52.75 | 47.31 | 5 | 0
2025 | SPP_N_2_RMPA | SPP_N | RMPA | External | Shoulder | B12 | 200 | 210 | 210 | 41.85 | 47.31 | 5 | 0.46
2025 | SPP_N_2_RMPA | SPP_N | RMPA | External | Shoulder | B13 | 600 | 210 | 210 | 37.12 | 45.34 | 5 | 3.22
2025 | SPP_N_2_RMPA | SPP_N | RMPA | External | Shoulder | B14 | 900 | 210 | 210 | 35.4 | 45.34 | 5 | 4.94
2025 | SPP_N_2_RMPA | SPP_N | RMPA | External | Shoulder | B15 | 1203 | 210 | 210 | 31.78 | 42.81 | 5 | 6.03
2025 | SPP_N_2_RMPA | SPP_N | RMPA | External | Summer | B1 | 10 | 210 | 210 | 62.69 | 69.07 | 5 | 1.38
2025 | SPP_N_2_RMPA | SPP_N | RMPA | External | Summer | B2 | 25 | 210 | 0 | 62.37 | 66.64 | 5 | 0
2025 | SPP_N_2_RMPA | SPP_N | RMPA | External | Summer | B3 | 75 | 210 | 45.16 | 60.04 | 65.04 | 5 | 0
2025 | SPP_N_2_RMPA | SPP_N | RMPA | External | Summer | B4 | 100 | 210 | 0 | 59.58 | 59.06 | 5 | 0
2025 | SPP_N_2_RMPA | SPP_N | RMPA | External | Summer | B5 | 200 | 210 | 0 | 59.54 | 53.42 | 5 | 0
2025 | SPP_N_2_RMPA | SPP_N | RMPA | External | Summer | B6 | 300 | 210 | 0 | 50.06 | 45.32 | 5 | 0
2025 | SPP_N_2_RMPA | SPP_N | RMPA | External | Summer | B7 | 400 | 210 | 0 | 41.28 | 45.32 | 5 | 0
2025 | SPP_N_2_RMPA | SPP_N | RMPA | External | Summer | B8 | 500 | 210 | 210 | 36.27 | 42.75 | 5 | 1.48
2025 | SPP_N_2_RMPA | SPP_N | RMPA | External | Summer | B9 | 800 | 210 | 210 | 34.55 | 42.73 | 5 | 3.18
2025 | SPP_N_2_RMPA | SPP_N | RMPA | External | Summer | B10 | 1262 | 210 | 210 | 30.33 | 41.3 | 5 | 5.97
2025 | SPP_N_2_RMPA | SPP_N | RMPA | External | Winter | B16 | 25 | 210 | 0 | 46.51 | 51.24 | 5 | 0
2025 | SPP_N_2_RMPA | SPP_N | RMPA | External | Winter | B17 | 100 | 210 | 210 | 40.77 | 51.05 | 5 | 5.28
2025 | SPP_N_2_RMPA | SPP_N | RMPA | External | Winter | B18 | 400 | 210 | 210 | 38.87 | 50.32 | 5 | 6.45
2025 | SPP_N_2_RMPA | SPP_N | RMPA | External | Winter | B19 | 700 | 210 | 210 | 36.27 | 50.32 | 5 | 9.06
2025 | SPP_N_2_RMPA | SPP_N | RMPA | External | Winter | B20 | 935 | 210 | 210 | 31.13 | 36.65 | 5 | 0.52
2025 | SPP_S_2_ERCOT | SPP_S | ERCOT | External | Shoulder | B11 | 25 | 800 | 800 | 52.35 | 62.42 | 5 | 5.07
2025 | SPP_S_2_ERCOT | SPP_S | ERCOT | External | Shoulder | B12 | 200 | 800 | 0 | 41.87 | 46.59 | 5 | 0
2025 | SPP_S_2_ERCOT | SPP_S | ERCOT | External | Shoulder | B13 | 600 | 800 | 800 | 37.13 | 42.74 | 5 | 0.61
2025 | SPP_S_2_ERCOT | SPP_S | ERCOT | External | Shoulder | B14 | 900 | 800 | 800 | 35 | 42.74 | 5 | 2.74
2025 | SPP_S_2_ERCOT | SPP_S | ERCOT | External | Shoulder | B15 | 1203 | 800 | 800 | 31.38 | 42.74 | 5 | 6.36
2025 | SPP_S_2_ERCOT | SPP_S | ERCOT | External | Summer | B1 | 10 | 800 | 542.8 | 61.9 | 66.9 | 5 | 0
2025 | SPP_S_2_ERCOT | SPP_S | ERCOT | External | Summer | B2 | 25 | 800 | 0 | 61.58 | 60.55 | 5 | 0
2025 | SPP_S_2_ERCOT | SPP_S | ERCOT | External | Summer | B3 | 75 | 800 | 0 | 60.05 | 60.55 | 5 | 0
2025 | SPP_S_2_ERCOT | SPP_S | ERCOT | External | Summer | B4 | 100 | 800 | 0 | 59.57 | 60.55 | 5 | 0
2025 | SPP_S_2_ERCOT | SPP_S | ERCOT | External | Summer | B5 | 200 | 800 | 0 | 59.55 | 60.55 | 5 | 0
2025 | SPP_S_2_ERCOT | SPP_S | ERCOT | External | Summer | B6 | 300 | 800 | 800 | 50.07 | 60.55 | 5 | 5.48
2025 | SPP_S_2_ERCOT | SPP_S | ERCOT | External | Summer | B7 | 400 | 800 | 454.49 | 41.85 | 46.85 | 5 | 0
2025 | SPP_S_2_ERCOT | SPP_S | ERCOT | External | Summer | B8 | 500 | 800 | 526.73 | 36.84 | 41.84 | 5 | 0
2025 | SPP_S_2_ERCOT | SPP_S | ERCOT | External | Summer | B9 | 800 | 800 | 800 | 35.12 | 41.49 | 5 | 1.36
2025 | SPP_S_2_ERCOT | SPP_S | ERCOT | External | Summer | B10 | 1262 | 800 | 800 | 30.9 | 41.49 | 5 | 5.59
2025 | SPP_S_2_ERCOT | SPP_S | ERCOT | External | Winter | B16 | 25 | 800 | 0 | 46.11 | 49.57 | 5 | 0
2025 | SPP_S_2_ERCOT | SPP_S | ERCOT | External | Winter | B17 | 100 | 800 | 0 | 40.78 | 45.46 | 5 | 0
2025 | SPP_S_2_ERCOT | SPP_S | ERCOT | External | Winter | B18 | 400 | 800 | 800 | 38.89 | 45.46 | 5 | 1.57
2025 | SPP_S_2_ERCOT | SPP_S | ERCOT | External | Winter | B19 | 700 | 800 | 800 | 36.28 | 45.46 | 5 | 4.18
2025 | SPP_S_2_ERCOT | SPP_S | ERCOT | External | Winter | B20 | 935 | 800 | 800 | 31.15 | 40.72 | 5 | 4.58
2030 | AZ_NM_SNV_Coal_2_SPP_S | AZ_NM_SNV_Coal | SPP_S | External | Shoulder | B11 | 25 | 400 | 0 | 57.33 | 44.96 | 8.17 | 0
2030 | AZ_NM_SNV_Coal_2_SPP_S | AZ_NM_SNV_Coal | SPP_S | External | Shoulder | B12 | 200 | 400 | 0 | 56.54 | 34.31 | 8.17 | 0
2030 | AZ_NM_SNV_Coal_2_SPP_S | AZ_NM_SNV_Coal | SPP_S | External | Shoulder | B13 | 600 | 400 | 0 | 56.53 | 33.84 | 8.17 | 0
2030 | AZ_NM_SNV_Coal_2_SPP_S | AZ_NM_SNV_Coal | SPP_S | External | Shoulder | B14 | 900 | 400 | 0 | 56.53 | 28.73 | 8.17 | 0
2030 | AZ_NM_SNV_Coal_2_SPP_S | AZ_NM_SNV_Coal | SPP_S | External | Shoulder | B15 | 1203 | 400 | 0 | 50.86 | 25.96 | 8.17 | 0
2030 | AZ_NM_SNV_Coal_2_SPP_S | AZ_NM_SNV_Coal | SPP_S | External | Summer | B1 | 10 | 400 | 0 | 83.47 | 58.08 | 8.17 | 0
2030 | AZ_NM_SNV_Coal_2_SPP_S | AZ_NM_SNV_Coal | SPP_S | External | Summer | B2 | 25 | 400 | 0 | 83.47 | 58.36 | 8.17 | 0
2030 | AZ_NM_SNV_Coal_2_SPP_S | AZ_NM_SNV_Coal | SPP_S | External | Summer | B3 | 75 | 400 | 0 | 83.47 | 62.94 | 8.17 | 0
2030 | AZ_NM_SNV_Coal_2_SPP_S | AZ_NM_SNV_Coal | SPP_S | External | Summer | B4 | 100 | 400 | 0 | 77.56 | 58.97 | 8.17 | 0
2030 | AZ_NM_SNV_Coal_2_SPP_S | AZ_NM_SNV_Coal | SPP_S | External | Summer | B5 | 200 | 400 | 0 | 75.91 | 54.17 | 8.17 | 0
2030 | AZ_NM_SNV_Coal_2_SPP_S | AZ_NM_SNV_Coal | SPP_S | External | Summer | B6 | 300 | 400 | 0 | 64.66 | 44.37 | 8.17 | 0
2030 | AZ_NM_SNV_Coal_2_SPP_S | AZ_NM_SNV_Coal | SPP_S | External | Summer | B7 | 400 | 400 | 0 | 56.51 | 38.79 | 8.17 | 0
2030 | AZ_NM_SNV_Coal_2_SPP_S | AZ_NM_SNV_Coal | SPP_S | External | Summer | B8 | 500 | 400 | 0 | 56.51 | 34.17 | 8.17 | 0
2030 | AZ_NM_SNV_Coal_2_SPP_S | AZ_NM_SNV_Coal | SPP_S | External | Summer | B9 | 800 | 400 | 0 | 56.49 | 30.85 | 8.17 | 0
2030 | AZ_NM_SNV_Coal_2_SPP_S | AZ_NM_SNV_Coal | SPP_S | External | Summer | B10 | 1262 | 400 | 0 | 54.35 | 26.88 | 8.17 | 0
2030 | AZ_NM_SNV_Coal_2_SPP_S | AZ_NM_SNV_Coal | SPP_S | External | Winter | B16 | 25 | 400 | 0 | 60.82 | 41.31 | 8.17 | 0
2030 | AZ_NM_SNV_Coal_2_SPP_S | AZ_NM_SNV_Coal | SPP_S | External | Winter | B17 | 100 | 400 | 0 | 60.56 | 35.69 | 8.17 | 0
2030 | AZ_NM_SNV_Coal_2_SPP_S | AZ_NM_SNV_Coal | SPP_S | External | Winter | B18 | 400 | 400 | 0 | 60.56 | 33.77 | 8.17 | 0
2030 | AZ_NM_SNV_Coal_2_SPP_S | AZ_NM_SNV_Coal | SPP_S | External | Winter | B19 | 700 | 400 | 0 | 60.56 | 31.12 | 8.17 | 0
2030 | AZ_NM_SNV_Coal_2_SPP_S | AZ_NM_SNV_Coal | SPP_S | External | Winter | B20 | 935 | 400 | 0 | 53.63 | 26.34 | 8.17 | 0
2030 | ERCOT_2_SPP_S | ERCOT | SPP_S | External | Shoulder | B11 | 25 | 800 | 0 | 66.03 | 44.96 | 8 | 0
2030 | ERCOT_2_SPP_S | ERCOT | SPP_S | External | Shoulder | B12 | 200 | 800 | 0 | 49.25 | 34.31 | 8 | 0
2030 | ERCOT_2_SPP_S | ERCOT | SPP_S | External | Shoulder | B13 | 600 | 800 | 0 | 45.17 | 33.84 | 8 | 0
2030 | ERCOT_2_SPP_S | ERCOT | SPP_S | External | Shoulder | B14 | 900 | 800 | 0 | 45.17 | 28.73 | 8 | 0
2030 | ERCOT_2_SPP_S | ERCOT | SPP_S | External | Shoulder | B15 | 1203 | 800 | 0 | 41.22 | 25.96 | 8 | 0
2030 | ERCOT_2_SPP_S | ERCOT | SPP_S | External | Summer | B1 | 10 | 800 | 0 | 63.97 | 58.08 | 8 | 0
2030 | ERCOT_2_SPP_S | ERCOT | SPP_S | External | Summer | B2 | 25 | 800 | 0 | 63.97 | 58.36 | 8 | 0
2030 | ERCOT_2_SPP_S | ERCOT | SPP_S | External | Summer | B3 | 75 | 800 | 0 | 63.97 | 62.94 | 8 | 0
2030 | ERCOT_2_SPP_S | ERCOT | SPP_S | External | Summer | B4 | 100 | 800 | 0 | 63.97 | 58.97 | 8 | 0
2030 | ERCOT_2_SPP_S | ERCOT | SPP_S | External | Summer | B5 | 200 | 800 | 0 | 63.97 | 54.17 | 8 | 0
2030 | ERCOT_2_SPP_S | ERCOT | SPP_S | External | Summer | B6 | 300 | 800 | 0 | 63.97 | 44.37 | 8 | 0
2030 | ERCOT_2_SPP_S | ERCOT | SPP_S | External | Summer | B7 | 400 | 800 | 0 | 47.73 | 38.79 | 8 | 0
2030 | ERCOT_2_SPP_S | ERCOT | SPP_S | External | Summer | B8 | 500 | 800 | 0 | 43.79 | 34.17 | 8 | 0
2030 | ERCOT_2_SPP_S | ERCOT | SPP_S | External | Summer | B9 | 800 | 800 | 0 | 43.79 | 30.85 | 8 | 0
2030 | ERCOT_2_SPP_S | ERCOT | SPP_S | External | Summer | B10 | 1262 | 800 | 0 | 43.79 | 26.88 | 8 | 0
2030 | ERCOT_2_SPP_S | ERCOT | SPP_S | External | Winter | B16 | 25 | 800 | 0 | 48.13 | 41.31 | 8 | 0
2030 | ERCOT_2_SPP_S | ERCOT | SPP_S | External | Winter | B17 | 100 | 800 | 0 | 48.13 | 35.69 | 8 | 0
2030 | ERCOT_2_SPP_S | ERCOT | SPP_S | External | Winter | B18 | 400 | 800 | 0 | 48.13 | 33.77 | 8 | 0
2030 | ERCOT_2_SPP_S | ERCOT | SPP_S | External | Winter | B19 | 700 | 800 | 0 | 48.13 | 31.12 | 8 | 0
2030 | ERCOT_2_SPP_S | ERCOT | SPP_S | External | Winter | B20 | 935 | 800 | 0 | 39.74 | 26.34 | 8 | 0
2030 | MAPP_US_2_RMPA | MAPP_US | RMPA | External | Shoulder | B11 | 25 | 200 | 200 | 42.01 | 50.18 | 8 | 0.17
2030 | MAPP_US_2_RMPA | MAPP_US | RMPA | External | Shoulder | B12 | 200 | 200 | 200 | 33.43 | 50.6 | 8 | 9.17
2030 | MAPP_US_2_RMPA | MAPP_US | RMPA | External | Shoulder | B13 | 600 | 200 | 200 | 31.32 | 50.18 | 8 | 10.86
2030 | MAPP_US_2_RMPA | MAPP_US | RMPA | External | Shoulder | B14 | 900 | 200 | 200 | 29.55 | 50.18 | 8 | 12.63
2030 | MAPP_US_2_RMPA | MAPP_US | RMPA | External | Shoulder | B15 | 1203 | 200 | 200 | 25.78 | 48.35 | 8 | 14.57
2030 | MAPP_US_2_RMPA | MAPP_US | RMPA | External | Summer | B1 | 10 | 200 | 200 | 59.71 | 74.51 | 8 | 6.8
2030 | MAPP_US_2_RMPA | MAPP_US | RMPA | External | Summer | B2 | 25 | 200 | 200 | 57.02 | 74.51 | 8 | 9.49
2030 | MAPP_US_2_RMPA | MAPP_US | RMPA | External | Summer | B3 | 75 | 200 | 200 | 60.02 | 74.51 | 8 | 6.49
2030 | MAPP_US_2_RMPA | MAPP_US | RMPA | External | Summer | B4 | 100 | 200 | 0 | 56.67 | 64.66 | 8 | 0
2030 | MAPP_US_2_RMPA | MAPP_US | RMPA | External | Summer | B5 | 200 | 200 | 129.54 | 51.65 | 59.65 | 8 | 0
2030 | MAPP_US_2_RMPA | MAPP_US | RMPA | External | Summer | B6 | 300 | 200 | 0 | 41.42 | 48.39 | 8 | 0
2030 | MAPP_US_2_RMPA | MAPP_US | RMPA | External | Summer | B7 | 400 | 200 | 200 | 34.48 | 48.39 | 8 | 5.91
2030 | MAPP_US_2_RMPA | MAPP_US | RMPA | External | Summer | B8 | 500 | 200 | 200 | 29.46 | 48.39 | 8 | 10.93
2030 | MAPP_US_2_RMPA | MAPP_US | RMPA | External | Summer | B9 | 800 | 200 | 200 | 27.9 | 48.33 | 8 | 12.42
2030 | MAPP_US_2_RMPA | MAPP_US | RMPA | External | Summer | B10 | 1262 | 200 | 200 | 23.93 | 46.19 | 8 | 14.25
2030 | MAPP_US_2_RMPA | MAPP_US | RMPA | External | Winter | B16 | 25 | 200 | 200 | 39.31 | 58.97 | 8 | 11.65
2030 | MAPP_US_2_RMPA | MAPP_US | RMPA | External | Winter | B17 | 100 | 200 | 200 | 35.1 | 54.72 | 8 | 11.62
2030 | MAPP_US_2_RMPA | MAPP_US | RMPA | External | Winter | B18 | 400 | 200 | 200 | 32.46 | 54.72 | 8 | 14.27
2030 | MAPP_US_2_RMPA | MAPP_US | RMPA | External | Winter | B19 | 700 | 200 | 200 | 30.95 | 54.72 | 8 | 15.77
2030 | MAPP_US_2_RMPA | MAPP_US | RMPA | External | Winter | B20 | 935 | 200 | 200 | 24.95 | 42.44 | 8 | 9.49
2030 | NE_2_RMPA | NE | RMPA | External | Shoulder | B11 | 25 | 310 | 310 | 42.59 | 50.18 | 5 | 2.59
2030 | NE_2_RMPA | NE | RMPA | External | Shoulder | B12 | 200 | 310 | 310 | 34.01 | 50.6 | 5 | 11.6
2030 | NE_2_RMPA | NE | RMPA | External | Shoulder | B13 | 600 | 310 | 310 | 31.9 | 50.18 | 5 | 13.28
2030 | NE_2_RMPA | NE | RMPA | External | Shoulder | B14 | 900 | 310 | 310 | 30.13 | 50.18 | 5 | 15.05
2030 | NE_2_RMPA | NE | RMPA | External | Shoulder | B15 | 1203 | 310 | 310 | 26.36 | 48.35 | 5 | 16.99
2030 | NE_2_RMPA | NE | RMPA | External | Summer | B1 | 10 | 310 | 310 | 60.29 | 74.51 | 5 | 9.22
2030 | NE_2_RMPA | NE | RMPA | External | Summer | B2 | 25 | 310 | 310 | 57.6 | 74.51 | 5 | 11.91
2030 | NE_2_RMPA | NE | RMPA | External | Summer | B3 | 75 | 310 | 310 | 60.6 | 74.51 | 5 | 8.91
2030 | NE_2_RMPA | NE | RMPA | External | Summer | B4 | 100 | 310 | 310 | 57.24 | 64.66 | 5 | 2.41
2030 | NE_2_RMPA | NE | RMPA | External | Summer | B5 | 200 | 310 | 310 | 52.23 | 59.65 | 5 | 2.42
2030 | NE_2_RMPA | NE | RMPA | External | Summer | B6 | 300 | 310 | 310 | 41.99 | 48.39 | 5 | 1.4
2030 | NE_2_RMPA | NE | RMPA | External | Summer | B7 | 400 | 310 | 310 | 35.06 | 48.39 | 5 | 8.33
2030 | NE_2_RMPA | NE | RMPA | External | Summer | B8 | 500 | 310 | 310 | 30.44 | 48.39 | 5 | 12.95
2030 | NE_2_RMPA | NE | RMPA | External | Summer | B9 | 800 | 310 | 310 | 28.48 | 48.33 | 5 | 14.85
2030 | NE_2_RMPA | NE | RMPA | External | Summer | B10 | 1262 | 310 | 310 | 24.51 | 46.19 | 5 | 16.68
2030 | NE_2_RMPA | NE | RMPA | External | Winter | B16 | 25 | 310 | 310 | 40.3 | 58.97 | 5 | 13.66
2030 | NE_2_RMPA | NE | RMPA | External | Winter | B17 | 100 | 310 | 310 | 36.09 | 54.72 | 5 | 13.63
2030 | NE_2_RMPA | NE | RMPA | External | Winter | B18 | 400 | 310 | 310 | 33.05 | 54.72 | 5 | 16.68
2030 | NE_2_RMPA | NE | RMPA | External | Winter | B19 | 700 | 310 | 310 | 31.53 | 54.72 | 5 | 18.19
2030 | NE_2_RMPA | NE | RMPA | External | Winter | B20 | 935 | 310 | 310 | 25.04 | 42.44 | 5 | 12.41
2030 | NWPP_Coal_2_MAPP_US | NWPP_Coal | MAPP_US | External | Shoulder | B11 | 25 | 150 | 0 | 56.52 | 42.01 | 8 | 0
2030 | NWPP_Coal_2_MAPP_US | NWPP_Coal | MAPP_US | External | Shoulder | B12 | 200 | 150 | 0 | 56.52 | 33.43 | 8 | 0
2030 | NWPP_Coal_2_MAPP_US | NWPP_Coal | MAPP_US | External | Shoulder | B13 | 600 | 150 | 0 | 56.52 | 31.32 | 8 | 0
2030 | NWPP_Coal_2_MAPP_US | NWPP_Coal | MAPP_US | External | Shoulder | B14 | 900 | 150 | 0 | 56.52 | 29.55 | 8 | 0
2030 | NWPP_Coal_2_MAPP_US | NWPP_Coal | MAPP_US | External | Shoulder | B15 | 1203 | 150 | 0 | 56.52 | 25.78 | 8 | 0
2030 | NWPP_Coal_2_MAPP_US | NWPP_Coal | MAPP_US | External | Summer | B1 | 10 | 150 | 0 | 59.53 | 59.71 | 8 | 0
2030 | NWPP_Coal_2_MAPP_US | NWPP_Coal | MAPP_US | External | Summer | B2 | 25 | 150 | 0 | 59.53 | 57.02 | 8 | 0
2030 | NWPP_Coal_2_MAPP_US | NWPP_Coal | MAPP_US | External | Summer | B3 | 75 | 150 | 0 | 56.49 | 60.02 | 8 | 0
2030 | NWPP_Coal_2_MAPP_US | NWPP_Coal | MAPP_US | External | Summer | B4 | 100 | 150 | 0 | 56.49 | 56.67 | 8 | 0
2030 | NWPP_Coal_2_MAPP_US | NWPP_Coal | MAPP_US | External | Summer | B5 | 200 | 150 | 0 | 56.49 | 51.65 | 8 | 0
2030 | NWPP_Coal_2_MAPP_US | NWPP_Coal | MAPP_US | External | Summer | B6 | 300 | 150 | 0 | 56.49 | 41.42 | 8 | 0
2030 | NWPP_Coal_2_MAPP_US | NWPP_Coal | MAPP_US | External | Summer | B7 | 400 | 150 | 0 | 56.49 | 34.48 | 8 | 0
2030 | NWPP_Coal_2_MAPP_US | NWPP_Coal | MAPP_US | External | Summer | B8 | 500 | 150 | 0 | 56.49 | 29.46 | 8 | 0
2030 | NWPP_Coal_2_MAPP_US | NWPP_Coal | MAPP_US | External | Summer | B9 | 800 | 150 | 0 | 56.49 | 27.9 | 8 | 0
2030 | NWPP_Coal_2_MAPP_US | NWPP_Coal | MAPP_US | External | Summer | B10 | 1262 | 150 | 0 | 56.49 | 23.93 | 8 | 0
2030 | NWPP_Coal_2_MAPP_US | NWPP_Coal | MAPP_US | External | Winter | B16 | 25 | 150 | 0 | 60.55 | 39.31 | 8 | 0
2030 | NWPP_Coal_2_MAPP_US | NWPP_Coal | MAPP_US | External | Winter | B17 | 100 | 150 | 0 | 60.55 | 35.1 | 8 | 0
2030 | NWPP_Coal_2_MAPP_US | NWPP_Coal | MAPP_US | External | Winter | B18 | 400 | 150 | 0 | 60.55 | 32.46 | 8 | 0
2030 | NWPP_Coal_2_MAPP_US | NWPP_Coal | MAPP_US | External | Winter | B19 | 700 | 150 | 0 | 60.55 | 30.95 | 8 | 0
2030 | NWPP_Coal_2_MAPP_US | NWPP_Coal | MAPP_US | External | Winter | B20 | 935 | 150 | 0 | 60.55 | 24.95 | 8 | 0
2030 | RMPA_2_NE | RMPA | NE | External | Shoulder | B11 | 25 | 310 | 0 | 50.18 | 42.59 | 8 | 0
2030 | RMPA_2_NE | RMPA | NE | External | Shoulder | B12 | 200 | 310 | 0 | 50.6 | 34.01 | 8 | 0
2030 | RMPA_2_NE | RMPA | NE | External | Shoulder | B13 | 600 | 310 | 0 | 50.18 | 31.9 | 8 | 0
2030 | RMPA_2_NE | RMPA | NE | External | Shoulder | B14 | 900 | 310 | 0 | 50.18 | 30.13 | 8 | 0
2030 | RMPA_2_NE | RMPA | NE | External | Shoulder | B15 | 1203 | 310 | 0 | 48.35 | 26.36 | 8 | 0
2030 | RMPA_2_NE | RMPA | NE | External | Summer | B1 | 10 | 310 | 0 | 74.51 | 60.29 | 8 | 0
2030 | RMPA_2_NE | RMPA | NE | External | Summer | B2 | 25 | 310 | 0 | 74.51 | 57.6 | 8 | 0
2030 | RMPA_2_NE | RMPA | NE | External | Summer | B3 | 75 | 310 | 0 | 74.51 | 60.6 | 8 | 0
2030 | RMPA_2_NE | RMPA | NE | External | Summer | B4 | 100 | 310 | 0 | 64.66 | 57.24 | 8 | 0
2030 | RMPA_2_NE | RMPA | NE | External | Summer | B5 | 200 | 310 | 0 | 59.65 | 52.23 | 8 | 0
2030 | RMPA_2_NE | RMPA | NE | External | Summer | B6 | 300 | 310 | 0 | 48.39 | 41.99 | 8 | 0
2030 | RMPA_2_NE | RMPA | NE | External | Summer | B7 | 400 | 310 | 0 | 48.39 | 35.06 | 8 | 0
2030 | RMPA_2_NE | RMPA | NE | External | Summer | B8 | 500 | 310 | 0 | 48.39 | 30.44 | 8 | 0
2030 | RMPA_2_NE | RMPA | NE | External | Summer | B9 | 800 | 310 | 0 | 48.33 | 28.48 | 8 | 0
2030 | RMPA_2_NE | RMPA | NE | External | Summer | B10 | 1262 | 310 | 0 | 46.19 | 24.51 | 8 | 0
2030 | RMPA_2_NE | RMPA | NE | External | Winter | B16 | 25 | 310 | 0 | 58.97 | 40.3 | 8 | 0
2030 | RMPA_2_NE | RMPA | NE | External | Winter | B17 | 100 | 310 | 0 | 54.72 | 36.09 | 8 | 0
2030 | RMPA_2_NE | RMPA | NE | External | Winter | B18 | 400 | 310 | 0 | 54.72 | 33.05 | 8 | 0
2030 | RMPA_2_NE | RMPA | NE | External | Winter | B19 | 700 | 310 | 0 | 54.72 | 31.53 | 8 | 0
2030 | RMPA_2_NE | RMPA | NE | External | Winter | B20 | 935 | 310 | 0 | 42.44 | 25.04 | 8 | 0
2030 | RMPA_2_SPP_N | RMPA | SPP_N | External | Shoulder | B11 | 25 | 210 | 0 | 50.18 | 44.95 | 8 | 0
2030 | RMPA_2_SPP_N | RMPA | SPP_N | External | Shoulder | B12 | 200 | 210 | 0 | 50.6 | 34.73 | 8 | 0
2030 | RMPA_2_SPP_N | RMPA | SPP_N | External | Shoulder | B13 | 600 | 210 | 0 | 50.18 | 34.26 | 8 | 0
2030 | RMPA_2_SPP_N | RMPA | SPP_N | External | Shoulder | B14 | 900 | 210 | 0 | 50.18 | 29.15 | 8 | 0
2030 | RMPA_2_SPP_N | RMPA | SPP_N | External | Shoulder | B15 | 1203 | 210 | 0 | 48.35 | 26.37 | 8 | 0
2030 | RMPA_2_SPP_N | RMPA | SPP_N | External | Summer | B1 | 10 | 210 | 0 | 74.51 | 59.31 | 8 | 0
2030 | RMPA_2_SPP_N | RMPA | SPP_N | External | Summer | B2 | 25 | 210 | 0 | 74.51 | 59.96 | 8 | 0
2030 | RMPA_2_SPP_N | RMPA | SPP_N | External | Summer | B3 | 75 | 210 | 0 | 74.51 | 62.96 | 8 | 0
2030 | RMPA_2_SPP_N | RMPA | SPP_N | External | Summer | B4 | 100 | 210 | 0 | 64.66 | 59.6 | 8 | 0
2030 | RMPA_2_SPP_N | RMPA | SPP_N | External | Summer | B5 | 200 | 210 | 0 | 59.65 | 54.59 | 8 | 0
2030 | RMPA_2_SPP_N | RMPA | SPP_N | External | Summer | B6 | 300 | 210 | 0 | 48.39 | 44.35 | 8 | 0
2030 | RMPA_2_SPP_N | RMPA | SPP_N | External | Summer | B7 | 400 | 210 | 0 | 48.39 | 37.42 | 8 | 0
2030 | RMPA_2_SPP_N | RMPA | SPP_N | External | Summer | B8 | 500 | 210 | 0 | 48.39 | 32.81 | 8 | 0
2030 | RMPA_2_SPP_N | RMPA | SPP_N | External | Summer | B9 | 800 | 210 | 0 | 48.33 | 30.84 | 8 | 0
2030 | RMPA_2_SPP_N | RMPA | SPP_N | External | Summer | B10 | 1262 | 210 | 0 | 46.19 | 26.87 | 8 | 0
2030 | RMPA_2_SPP_N | RMPA | SPP_N | External | Winter | B16 | 25 | 210 | 0 | 58.97 | 41.73 | 8 | 0
2030 | RMPA_2_SPP_N | RMPA | SPP_N | External | Winter | B17 | 100 | 210 | 0 | 54.72 | 36.1 | 8 | 0
2030 | RMPA_2_SPP_N | RMPA | SPP_N | External | Winter | B18 | 400 | 210 | 0 | 54.72 | 34.19 | 8 | 0
2030 | RMPA_2_SPP_N | RMPA | SPP_N | External | Winter | B19 | 700 | 210 | 0 | 54.72 | 31.54 | 8 | 0
2030 | RMPA_2_SPP_N | RMPA | SPP_N | External | Winter | B20 | 935 | 210 | 0 | 42.44 | 26.76 | 8 | 0
2030 | SPP_N_2_RMPA | SPP_N | RMPA | External | Shoulder | B11 | 25 | 210 | 210 | 44.95 | 50.18 | 5 | 0.23
2030 | SPP_N_2_RMPA | SPP_N | RMPA | External | Shoulder | B12 | 200 | 210 | 210 | 34.73 | 50.6 | 5 | 10.87
2030 | SPP_N_2_RMPA | SPP_N | RMPA | External | Shoulder | B13 | 600 | 210 | 210 | 34.26 | 50.18 | 5 | 10.92
2030 | SPP_N_2_RMPA | SPP_N | RMPA | External | Shoulder | B14 | 900 | 210 | 210 | 29.15 | 50.18 | 5 | 16.03
2030 | SPP_N_2_RMPA | SPP_N | RMPA | External | Shoulder | B15 | 1203 | 210 | 210 | 26.37 | 48.35 | 5 | 16.98
2030 | SPP_N_2_RMPA | SPP_N | RMPA | External | Summer | B1 | 10 | 210 | 210 | 59.31 | 74.51 | 5 | 10.2
2030 | SPP_N_2_RMPA | SPP_N | RMPA | External | Summer | B2 | 25 | 210 | 210 | 59.96 | 74.51 | 5 | 9.55
2030 | SPP_N_2_RMPA | SPP_N | RMPA | External | Summer | B3 | 75 | 210 | 210 | 62.96 | 74.51 | 5 | 6.55
2030 | SPP_N_2_RMPA | SPP_N | RMPA | External | Summer | B4 | 100 | 210 | 210 | 59.6 | 64.66 | 5 | 0.05
2030 | SPP_N_2_RMPA | SPP_N | RMPA | External | Summer | B5 | 200 | 210 | 210 | 54.59 | 59.65 | 5 | 0.06
2030 | SPP_N_2_RMPA | SPP_N | RMPA | External | Summer | B6 | 300 | 210 | 0 | 44.35 | 48.39 | 5 | 0
2030 | SPP_N_2_RMPA | SPP_N | RMPA | External | Summer | B7 | 400 | 210 | 210 | 37.42 | 48.39 | 5 | 5.97
2030 | SPP_N_2_RMPA | SPP_N | RMPA | External | Summer | B8 | 500 | 210 | 210 | 32.81 | 48.39 | 5 | 10.58
2030 | SPP_N_2_RMPA | SPP_N | RMPA | External | Summer | B9 | 800 | 210 | 210 | 30.84 | 48.33 | 5 | 12.49
2030 | SPP_N_2_RMPA | SPP_N | RMPA | External | Summer | B10 | 1262 | 210 | 210 | 26.87 | 46.19 | 5 | 14.32
2030 | SPP_N_2_RMPA | SPP_N | RMPA | External | Winter | B16 | 25 | 210 | 210 | 41.73 | 58.97 | 5 | 12.24
2030 | SPP_N_2_RMPA | SPP_N | RMPA | External | Winter | B17 | 100 | 210 | 210 | 36.1 | 54.72 | 5 | 13.62
2030 | SPP_N_2_RMPA | SPP_N | RMPA | External | Winter | B18 | 400 | 210 | 210 | 34.19 | 54.72 | 5 | 15.53
2030 | SPP_N_2_RMPA | SPP_N | RMPA | External | Winter | B19 | 700 | 210 | 210 | 31.54 | 54.72 | 5 | 18.18
2030 | SPP_N_2_RMPA | SPP_N | RMPA | External | Winter | B20 | 935 | 210 | 210 | 26.76 | 42.44 | 5 | 10.69
2030 | SPP_S_2_ERCOT | SPP_S | ERCOT | External | Shoulder | B11 | 25 | 800 | 800 | 44.96 | 66.03 | 5 | 16.07
2030 | SPP_S_2_ERCOT | SPP_S | ERCOT | External | Shoulder | B12 | 200 | 800 | 800 | 34.31 | 49.25 | 5 | 9.93
2030 | SPP_S_2_ERCOT | SPP_S | ERCOT | External | Shoulder | B13 | 600 | 800 | 800 | 33.84 | 45.17 | 5 | 6.33
2030 | SPP_S_2_ERCOT | SPP_S | ERCOT | External | Shoulder | B14 | 900 | 800 | 800 | 28.73 | 45.17 | 5 | 11.44
2030 | SPP_S_2_ERCOT | SPP_S | ERCOT | External | Shoulder | B15 | 1203 | 800 | 800 | 25.96 | 41.22 | 5 | 10.26
2030 | SPP_S_2_ERCOT | SPP_S | ERCOT | External | Summer | B1 | 10 | 800 | 800 | 58.08 | 63.97 | 5 | 0.9
2030 | SPP_S_2_ERCOT | SPP_S | ERCOT | External | Summer | B2 | 25 | 800 | 800 | 58.36 | 63.97 | 5 | 0.62
2030 | SPP_S_2_ERCOT | SPP_S | ERCOT | External | Summer | B3 | 75 | 800 | 0 | 62.94 | 63.97 | 5 | 0
2030 | SPP_S_2_ERCOT | SPP_S | ERCOT | External | Summer | B4 | 100 | 800 | 103.83 | 58.97 | 63.97 | 5 | 0
2030 | SPP_S_2_ERCOT | SPP_S | ERCOT | External | Summer | B5 | 200 | 800 | 800 | 54.17 | 63.97 | 5 | 4.8
2030 | SPP_S_2_ERCOT | SPP_S | ERCOT | External | Summer | B6 | 300 | 800 | 800 | 44.37 | 63.97 | 5 | 14.61
2030 | SPP_S_2_ERCOT | SPP_S | ERCOT | External | Summer | B7 | 400 | 800 | 800 | 38.79 | 47.73 | 5 | 3.95
2030 | SPP_S_2_ERCOT | SPP_S | ERCOT | External | Summer | B8 | 500 | 800 | 800 | 34.17 | 43.79 | 5 | 4.61
2030 | SPP_S_2_ERCOT | SPP_S | ERCOT | External | Summer | B9 | 800 | 800 | 800 | 30.85 | 43.79 | 5 | 7.94
2030 | SPP_S_2_ERCOT | SPP_S | ERCOT | External | Summer | B10 | 1262 | 800 | 800 | 26.88 | 43.79 | 5 | 11.9
2030 | SPP_S_2_ERCOT | SPP_S | ERCOT | External | Winter | B16 | 25 | 800 | 800 | 41.31 | 48.13 | 5 | 1.82
2030 | SPP_S_2_ERCOT | SPP_S | ERCOT | External | Winter | B17 | 100 | 800 | 800 | 35.69 | 48.13 | 5 | 7.45
2030 | SPP_S_2_ERCOT | SPP_S | ERCOT | External | Winter | B18 | 400 | 800 | 800 | 33.77 | 48.13 | 5 | 9.36
2030 | SPP_S_2_ERCOT | SPP_S | ERCOT | External | Winter | B19 | 700 | 800 | 800 | 31.12 | 48.13 | 5 | 12.01
2030 | SPP_S_2_ERCOT | SPP_S | ERCOT | External | Winter | B20 | 935 | 800 | 800 | 26.34 | 39.74 | 5 | 8.4
2035 | AZ_NM_SNV_Coal_2_SPP_S | AZ_NM_SNV_Coal | SPP_S | External | Shoulder | B11 | 25 | 400 | 0 | 67.12 | 53.07 | 8.17 | 0
2035 | AZ_NM_SNV_Coal_2_SPP_S | AZ_NM_SNV_Coal | SPP_S | External | Shoulder | B12 | 200 | 400 | 0 | 64.5 | 40.75 | 8.17 | 0
2035 | AZ_NM_SNV_Coal_2_SPP_S | AZ_NM_SNV_Coal | SPP_S | External | Shoulder | B13 | 600 | 400 | 0 | 62.05 | 38.63 | 8.17 | 0
2035 | AZ_NM_SNV_Coal_2_SPP_S | AZ_NM_SNV_Coal | SPP_S | External | Shoulder | B14 | 900 | 400 | 0 | 62.04 | 34.43 | 8.17 | 0
2035 | AZ_NM_SNV_Coal_2_SPP_S | AZ_NM_SNV_Coal | SPP_S | External | Shoulder | B15 | 1203 | 400 | 0 | 56.34 | 30.72 | 8.17 | 0
2035 | AZ_NM_SNV_Coal_2_SPP_S | AZ_NM_SNV_Coal | SPP_S | External | Summer | B1 | 10 | 400 | 0 | 115.37 | 65.76 | 8.17 | 0
2035 | AZ_NM_SNV_Coal_2_SPP_S | AZ_NM_SNV_Coal | SPP_S | External | Summer | B2 | 25 | 400 | 0 | 97.49 | 67 | 8.17 | 0
2035 | AZ_NM_SNV_Coal_2_SPP_S | AZ_NM_SNV_Coal | SPP_S | External | Summer | B3 | 75 | 400 | 0 | 97.49 | 71.18 | 8.17 | 0
2035 | AZ_NM_SNV_Coal_2_SPP_S | AZ_NM_SNV_Coal | SPP_S | External | Summer | B4 | 100 | 400 | 0 | 97.49 | 70.59 | 8.17 | 0
2035 | AZ_NM_SNV_Coal_2_SPP_S | AZ_NM_SNV_Coal | SPP_S | External | Summer | B5 | 200 | 400 | 0 | 83.64 | 68.31 | 8.17 | 0
2035 | AZ_NM_SNV_Coal_2_SPP_S | AZ_NM_SNV_Coal | SPP_S | External | Summer | B6 | 300 | 400 | 0 | 71.57 | 53.25 | 8.17 | 0
2035 | AZ_NM_SNV_Coal_2_SPP_S | AZ_NM_SNV_Coal | SPP_S | External | Summer | B7 | 400 | 400 | 0 | 65.57 | 48.78 | 8.17 | 0
2035 | AZ_NM_SNV_Coal_2_SPP_S | AZ_NM_SNV_Coal | SPP_S | External | Summer | B8 | 500 | 400 | 0 | 65.57 | 39.2 | 8.17 | 0
2035 | AZ_NM_SNV_Coal_2_SPP_S | AZ_NM_SNV_Coal | SPP_S | External | Summer | B9 | 800 | 400 | 0 | 65.34 | 34.69 | 8.17 | 0
2035 | AZ_NM_SNV_Coal_2_SPP_S | AZ_NM_SNV_Coal | SPP_S | External | Summer | B10 | 1262 | 400 | 0 | 58.83 | 29.76 | 8.17 | 0
2035 | AZ_NM_SNV_Coal_2_SPP_S | AZ_NM_SNV_Coal | SPP_S | External | Winter | B16 | 25 | 400 | 0 | 71.02 | 47.66 | 8.17 | 0
2035 | AZ_NM_SNV_Coal_2_SPP_S | AZ_NM_SNV_Coal | SPP_S | External | Winter | B17 | 100 | 400 | 0 | 66.75 | 41.27 | 8.17 | 0
2035 | AZ_NM_SNV_Coal_2_SPP_S | AZ_NM_SNV_Coal | SPP_S | External | Winter | B18 | 400 | 400 | 0 | 66.74 | 39.35 | 8.17 | 0
2035 | AZ_NM_SNV_Coal_2_SPP_S | AZ_NM_SNV_Coal | SPP_S | External | Winter | B19 | 700 | 400 | 0 | 66.74 | 36.16 | 8.17 | 0
2035 | AZ_NM_SNV_Coal_2_SPP_S | AZ_NM_SNV_Coal | SPP_S | External | Winter | B20 | 935 | 400 | 0 | 59.79 | 30.04 | 8.17 | 0
2035 | ERCOT_2_SPP_S | ERCOT | SPP_S | External | Shoulder | B11 | 25 | 800 | 0 | 74.05 | 53.07 | 8 | 0
2035 | ERCOT_2_SPP_S | ERCOT | SPP_S | External | Shoulder | B12 | 200 | 800 | 0 | 50.56 | 40.75 | 8 | 0
2035 | ERCOT_2_SPP_S | ERCOT | SPP_S | External | Shoulder | B13 | 600 | 800 | 0 | 50.56 | 38.63 | 8 | 0
2035 | ERCOT_2_SPP_S | ERCOT | SPP_S | External | Shoulder | B14 | 900 | 800 | 0 | 50.56 | 34.43 | 8 | 0
2035 | ERCOT_2_SPP_S | ERCOT | SPP_S | External | Shoulder | B15 | 1203 | 800 | 0 | 44.87 | 30.72 | 8 | 0
2035 | ERCOT_2_SPP_S | ERCOT | SPP_S | External | Summer | B1 | 10 | 800 | 0 | 71.73 | 65.76 | 8 | 0
2035 | ERCOT_2_SPP_S | ERCOT | SPP_S | External | Summer | B2 | 25 | 800 | 0 | 71.73 | 67 | 8 | 0
2035 | ERCOT_2_SPP_S | ERCOT | SPP_S | External | Summer | B3 | 75 | 800 | 0 | 71.73 | 71.18 | 8 | 0
2035 | ERCOT_2_SPP_S | ERCOT | SPP_S | External | Summer | B4 | 100 | 800 | 0 | 71.73 | 70.59 | 8 | 0
2035 | ERCOT_2_SPP_S | ERCOT | SPP_S | External | Summer | B5 | 200 | 800 | 0 | 71.73 | 68.31 | 8 | 0
2035 | ERCOT_2_SPP_S | ERCOT | SPP_S | External | Summer | B6 | 300 | 800 | 0 | 71.73 | 53.25 | 8 | 0
2035 | ERCOT_2_SPP_S | ERCOT | SPP_S | External | Summer | B7 | 400 | 800 | 0 | 53.44 | 48.78 | 8 | 0
2035 | ERCOT_2_SPP_S | ERCOT | SPP_S | External | Summer | B8 | 500 | 800 | 0 | 49 | 39.2 | 8 | 0
2035 | ERCOT_2_SPP_S | ERCOT | SPP_S | External | Summer | B9 | 800 | 800 | 0 | 49 | 34.69 | 8 | 0
2035 | ERCOT_2_SPP_S | ERCOT | SPP_S | External | Summer | B10 | 1262 | 800 | 0 | 49 | 29.76 | 8 | 0
2035 | ERCOT_2_SPP_S | ERCOT | SPP_S | External | Winter | B16 | 25 | 800 | 0 | 53.83 | 47.66 | 8 | 0
2035 | ERCOT_2_SPP_S | ERCOT | SPP_S | External | Winter | B17 | 100 | 800 | 0 | 53.83 | 41.27 | 8 | 0
2035 | ERCOT_2_SPP_S | ERCOT | SPP_S | External | Winter | B18 | 400 | 800 | 0 | 53.83 | 39.35 | 8 | 0
2035 | ERCOT_2_SPP_S | ERCOT | SPP_S | External | Winter | B19 | 700 | 800 | 0 | 53.83 | 36.16 | 8 | 0
2035 | ERCOT_2_SPP_S | ERCOT | SPP_S | External | Winter | B20 | 935 | 800 | 0 | 41.35 | 30.04 | 8 | 0
2035 | MAPP_US_2_RMPA | MAPP_US | RMPA | External | Shoulder | B11 | 25 | 200 | 0 | 50.57 | 56.34 | 8 | 0
2035 | MAPP_US_2_RMPA | MAPP_US | RMPA | External | Shoulder | B12 | 200 | 200 | 200 | 40.13 | 56.34 | 8 | 8.21
2035 | MAPP_US_2_RMPA | MAPP_US | RMPA | External | Shoulder | B13 | 600 | 200 | 200 | 35.86 | 53.89 | 8 | 10.03
2035 | MAPP_US_2_RMPA | MAPP_US | RMPA | External | Shoulder | B14 | 900 | 200 | 200 | 32.79 | 53.88 | 8 | 13.08
2035 | MAPP_US_2_RMPA | MAPP_US | RMPA | External | Shoulder | B15 | 1203 | 200 | 200 | 30.26 | 48.18 | 8 | 9.92
2035 | MAPP_US_2_RMPA | MAPP_US | RMPA | External | Summer | B1 | 10 | 200 | 200 | 69.55 | 82.39 | 8 | 4.85
2035 | MAPP_US_2_RMPA | MAPP_US | RMPA | External | Summer | B2 | 25 | 200 | 13.98 | 65.18 | 73.18 | 8 | 0
2035 | MAPP_US_2_RMPA | MAPP_US | RMPA | External | Summer | B3 | 75 | 200 | 79.88 | 68.6 | 76.6 | 8 | 0
2035 | MAPP_US_2_RMPA | MAPP_US | RMPA | External | Summer | B4 | 100 | 200 | 0 | 68.31 | 70.2 | 8 | 0
2035 | MAPP_US_2_RMPA | MAPP_US | RMPA | External | Summer | B5 | 200 | 200 | 0 | 65.75 | 60.22 | 8 | 0
2035 | MAPP_US_2_RMPA | MAPP_US | RMPA | External | Summer | B6 | 300 | 200 | 0 | 49.42 | 53.87 | 8 | 0
2035 | MAPP_US_2_RMPA | MAPP_US | RMPA | External | Summer | B7 | 400 | 200 | 200 | 43.36 | 53.87 | 8 | 2.5
2035 | MAPP_US_2_RMPA | MAPP_US | RMPA | External | Summer | B8 | 500 | 200 | 200 | 33.78 | 53.87 | 8 | 12.08
2035 | MAPP_US_2_RMPA | MAPP_US | RMPA | External | Summer | B9 | 800 | 200 | 200 | 30.86 | 53.87 | 8 | 15.01
2035 | MAPP_US_2_RMPA | MAPP_US | RMPA | External | Summer | B10 | 1262 | 200 | 200 | 26.97 | 43.38 | 8 | 8.41
2035 | MAPP_US_2_RMPA | MAPP_US | RMPA | External | Winter | B16 | 25 | 200 | 200 | 45.15 | 62.86 | 8 | 9.7
2035 | MAPP_US_2_RMPA | MAPP_US | RMPA | External | Winter | B17 | 100 | 200 | 200 | 39.56 | 60.97 | 8 | 13.41
2035 | MAPP_US_2_RMPA | MAPP_US | RMPA | External | Winter | B18 | 400 | 200 | 200 | 36.91 | 58.7 | 8 | 13.79
2035 | MAPP_US_2_RMPA | MAPP_US | RMPA | External | Winter | B19 | 700 | 200 | 200 | 34.45 | 58.7 | 8 | 16.25
2035 | MAPP_US_2_RMPA | MAPP_US | RMPA | External | Winter | B20 | 935 | 200 | 200 | 29.58 | 42.24 | 8 | 4.66
2035 | NE_2_RMPA | NE | RMPA | External | Shoulder | B11 | 25 | 310 | 0 | 52.52 | 56.34 | 5 | 0
2035 | NE_2_RMPA | NE | RMPA | External | Shoulder | B12 | 200 | 310 | 310 | 42.08 | 56.34 | 5 | 9.25
2035 | NE_2_RMPA | NE | RMPA | External | Shoulder | B13 | 600 | 310 | 310 | 37.81 | 53.89 | 5 | 11.08
2035 | NE_2_RMPA | NE | RMPA | External | Shoulder | B14 | 900 | 310 | 310 | 34.74 | 53.88 | 5 | 14.13
2035 | NE_2_RMPA | NE | RMPA | External | Shoulder | B15 | 1203 | 310 | 310 | 30.97 | 48.18 | 5 | 12.21
2035 | NE_2_RMPA | NE | RMPA | External | Summer | B1 | 10 | 310 | 310 | 70.25 | 82.39 | 5 | 7.14
2035 | NE_2_RMPA | NE | RMPA | External | Summer | B2 | 25 | 310 | 310 | 65.88 | 73.18 | 5 | 2.3
2035 | NE_2_RMPA | NE | RMPA | External | Summer | B3 | 75 | 310 | 310 | 69.31 | 76.6 | 5 | 2.3
2035 | NE_2_RMPA | NE | RMPA | External | Summer | B4 | 100 | 310 | 0 | 69.02 | 70.2 | 5 | 0
2035 | NE_2_RMPA | NE | RMPA | External | Summer | B5 | 200 | 310 | 0 | 66.45 | 60.22 | 5 | 0
2035 | NE_2_RMPA | NE | RMPA | External | Summer | B6 | 300 | 310 | 0 | 51.37 | 53.87 | 5 | 0
2035 | NE_2_RMPA | NE | RMPA | External | Summer | B7 | 400 | 310 | 310 | 45.32 | 53.87 | 5 | 3.55
2035 | NE_2_RMPA | NE | RMPA | External | Summer | B8 | 500 | 310 | 310 | 35.74 | 53.87 | 5 | 13.13
2035 | NE_2_RMPA | NE | RMPA | External | Summer | B9 | 800 | 310 | 310 | 32.81 | 53.87 | 5 | 16.06
2035 | NE_2_RMPA | NE | RMPA | External | Summer | B10 | 1262 | 310 | 310 | 27.88 | 43.38 | 5 | 10.5
2035 | NE_2_RMPA | NE | RMPA | External | Winter | B16 | 25 | 310 | 310 | 47.11 | 62.86 | 5 | 10.75
2035 | NE_2_RMPA | NE | RMPA | External | Winter | B17 | 100 | 310 | 310 | 41.51 | 60.97 | 5 | 14.46
2035 | NE_2_RMPA | NE | RMPA | External | Winter | B18 | 400 | 310 | 310 | 38.86 | 58.7 | 5 | 14.84
2035 | NE_2_RMPA | NE | RMPA | External | Winter | B19 | 700 | 310 | 310 | 36.4 | 58.7 | 5 | 17.3
2035 | NE_2_RMPA | NE | RMPA | External | Winter | B20 | 935 | 310 | 310 | 30.28 | 42.24 | 5 | 6.96
2035 | NWPP_Coal_2_MAPP_US | NWPP_Coal | MAPP_US | External | Shoulder | B11 | 25 | 150 | 0 | 62.03 | 50.57 | 8 | 0
2035 | NWPP_Coal_2_MAPP_US | NWPP_Coal | MAPP_US | External | Shoulder | B12 | 200 | 150 | 0 | 62.03 | 40.13 | 8 | 0
2035 | NWPP_Coal_2_MAPP_US | NWPP_Coal | MAPP_US | External | Shoulder | B13 | 600 | 150 | 0 | 62.03 | 35.86 | 8 | 0
2035 | NWPP_Coal_2_MAPP_US | NWPP_Coal | MAPP_US | External | Shoulder | B14 | 900 | 150 | 0 | 62.03 | 32.79 | 8 | 0
2035 | NWPP_Coal_2_MAPP_US | NWPP_Coal | MAPP_US | External | Shoulder | B15 | 1203 | 150 | 0 | 62.03 | 30.26 | 8 | 0
2035 | NWPP_Coal_2_MAPP_US | NWPP_Coal | MAPP_US | External | Summer | B1 | 10 | 150 | 0 | 62.03 | 69.55 | 8 | 0
2035 | NWPP_Coal_2_MAPP_US | NWPP_Coal | MAPP_US | External | Summer | B2 | 25 | 150 | 0 | 62.03 | 65.18 | 8 | 0
2035 | NWPP_Coal_2_MAPP_US | NWPP_Coal | MAPP_US | External | Summer | B3 | 75 | 150 | 0 | 62.03 | 68.6 | 8 | 0
2035 | NWPP_Coal_2_MAPP_US | NWPP_Coal | MAPP_US | External | Summer | B4 | 100 | 150 | 0 | 62.03 | 68.31 | 8 | 0
2035 | NWPP_Coal_2_MAPP_US | NWPP_Coal | MAPP_US | External | Summer | B5 | 200 | 150 | 0 | 62.03 | 65.75 | 8 | 0
2035 | NWPP_Coal_2_MAPP_US | NWPP_Coal | MAPP_US | External | Summer | B6 | 300 | 150 | 0 | 62.03 | 49.42 | 8 | 0
2035 | NWPP_Coal_2_MAPP_US | NWPP_Coal | MAPP_US | External | Summer | B7 | 400 | 150 | 0 | 62.03 | 43.36 | 8 | 0
2035 | NWPP_Coal_2_MAPP_US | NWPP_Coal | MAPP_US | External | Summer | B8 | 500 | 150 | 0 | 62.03 | 33.78 | 8 | 0
2035 | NWPP_Coal_2_MAPP_US | NWPP_Coal | MAPP_US | External | Summer | B9 | 800 | 150 | 0 | 62.03 | 30.86 | 8 | 0
2035 | NWPP_Coal_2_MAPP_US | NWPP_Coal | MAPP_US | External | Summer | B10 | 1262 | 150 | 0 | 62.03 | 26.97 | 8 | 0
2035 | NWPP_Coal_2_MAPP_US | NWPP_Coal | MAPP_US | External | Winter | B16 | 25 | 150 | 0 | 66.73 | 45.15 | 8 | 0
2035 | NWPP_Coal_2_MAPP_US | NWPP_Coal | MAPP_US | External | Winter | B17 | 100 | 150 | 0 | 66.73 | 39.56 | 8 | 0
2035 | NWPP_Coal_2_MAPP_US | NWPP_Coal | MAPP_US | External | Winter | B18 | 400 | 150 | 0 | 66.73 | 36.91 | 8 | 0
2035 | NWPP_Coal_2_MAPP_US | NWPP_Coal | MAPP_US | External | Winter | B19 | 700 | 150 | 0 | 66.73 | 34.45 | 8 | 0
2035 | NWPP_Coal_2_MAPP_US | NWPP_Coal | MAPP_US | External | Winter | B20 | 935 | 150 | 0 | 66.73 | 29.58 | 8 | 0
2035 | RMPA_2_NE | RMPA | NE | External | Shoulder | B11 | 25 | 310 | 0 | 56.34 | 52.52 | 8 | 0
2035 | RMPA_2_NE | RMPA | NE | External | Shoulder | B12 | 200 | 310 | 0 | 56.34 | 42.08 | 8 | 0
2035 | RMPA_2_NE | RMPA | NE | External | Shoulder | B13 | 600 | 310 | 0 | 53.89 | 37.81 | 8 | 0
2035 | RMPA_2_NE | RMPA | NE | External | Shoulder | B14 | 900 | 310 | 0 | 53.88 | 34.74 | 8 | 0
2035 | RMPA_2_NE | RMPA | NE | External | Shoulder | B15 | 1203 | 310 | 0 | 48.18 | 30.97 | 8 | 0
2035 | RMPA_2_NE | RMPA | NE | External | Summer | B1 | 10 | 310 | 0 | 82.39 | 70.25 | 8 | 0
2035 | RMPA_2_NE | RMPA | NE | External | Summer | B2 | 25 | 310 | 0 | 73.18 | 65.88 | 8 | 0
2035 | RMPA_2_NE | RMPA | NE | External | Summer | B3 | 75 | 310 | 0 | 76.6 | 69.31 | 8 | 0
2035 | RMPA_2_NE | RMPA | NE | External | Summer | B4 | 100 | 310 | 0 | 70.2 | 69.02 | 8 | 0
2035 | RMPA_2_NE | RMPA | NE | External | Summer | B5 | 200 | 310 | 0 | 60.22 | 66.45 | 8 | 0
2035 | RMPA_2_NE | RMPA | NE | External | Summer | B6 | 300 | 310 | 0 | 53.87 | 51.37 | 8 | 0
2035 | RMPA_2_NE | RMPA | NE | External | Summer | B7 | 400 | 310 | 0 | 53.87 | 45.32 | 8 | 0
2035 | RMPA_2_NE | RMPA | NE | External | Summer | B8 | 500 | 310 | 0 | 53.87 | 35.74 | 8 | 0
2035 | RMPA_2_NE | RMPA | NE | External | Summer | B9 | 800 | 310 | 0 | 53.87 | 32.81 | 8 | 0
2035 | RMPA_2_NE | RMPA | NE | External | Summer | B10 | 1262 | 310 | 0 | 43.38 | 27.88 | 8 | 0
2035 | RMPA_2_NE | RMPA | NE | External | Winter | B16 | 25 | 310 | 0 | 62.86 | 47.11 | 8 | 0
2035 | RMPA_2_NE | RMPA | NE | External | Winter | B17 | 100 | 310 | 0 | 60.97 | 41.51 | 8 | 0
2035 | RMPA_2_NE | RMPA | NE | External | Winter | B18 | 400 | 310 | 0 | 58.7 | 38.86 | 8 | 0
2035 | RMPA_2_NE | RMPA | NE | External | Winter | B19 | 700 | 310 | 0 | 58.7 | 36.4 | 8 | 0
2035 | RMPA_2_NE | RMPA | NE | External | Winter | B20 | 935 | 310 | 0 | 42.24 | 30.28 | 8 | 0
2035 | RMPA_2_SPP_N | RMPA | SPP_N | External | Shoulder | B11 | 25 | 210 | 0 | 56.34 | 53.82 | 8 | 0
2035 | RMPA_2_SPP_N | RMPA | SPP_N | External | Shoulder | B12 | 200 | 210 | 0 | 56.34 | 42.58 | 8 | 0
2035 | RMPA_2_SPP_N | RMPA | SPP_N | External | Shoulder | B13 | 600 | 210 | 0 | 53.89 | 39.38 | 8 | 0
2035 | RMPA_2_SPP_N | RMPA | SPP_N | External | Shoulder | B14 | 900 | 210 | 0 | 53.88 | 35.25 | 8 | 0
2035 | RMPA_2_SPP_N | RMPA | SPP_N | External | Shoulder | B15 | 1203 | 210 | 0 | 48.18 | 31.47 | 8 | 0
2035 | RMPA_2_SPP_N | RMPA | SPP_N | External | Summer | B1 | 10 | 210 | 0 | 82.39 | 67.59 | 8 | 0
2035 | RMPA_2_SPP_N | RMPA | SPP_N | External | Summer | B2 | 25 | 210 | 0 | 73.18 | 67.74 | 8 | 0
2035 | RMPA_2_SPP_N | RMPA | SPP_N | External | Summer | B3 | 75 | 210 | 0 | 76.6 | 71.17 | 8 | 0
2035 | RMPA_2_SPP_N | RMPA | SPP_N | External | Summer | B4 | 100 | 210 | 0 | 70.2 | 70.88 | 8 | 0
2035 | RMPA_2_SPP_N | RMPA | SPP_N | External | Summer | B5 | 200 | 210 | 210 | 60.22 | 68.32 | 8 | 0.1
2035 | RMPA_2_SPP_N | RMPA | SPP_N | External | Summer | B6 | 300 | 210 | 0 | 53.87 | 53.24 | 8 | 0
2035 | RMPA_2_SPP_N | RMPA | SPP_N | External | Summer | B7 | 400 | 210 | 0 | 53.87 | 47.18 | 8 | 0
2035 | RMPA_2_SPP_N | RMPA | SPP_N | External | Summer | B8 | 500 | 210 | 0 | 53.87 | 37.6 | 8 | 0
2035 | RMPA_2_SPP_N | RMPA | SPP_N | External | Summer | B9 | 800 | 210 | 0 | 53.87 | 34.67 | 8 | 0
2035 | RMPA_2_SPP_N | RMPA | SPP_N | External | Summer | B10 | 1262 | 210 | 0 | 43.38 | 29.75 | 8 | 0
2035 | RMPA_2_SPP_N | RMPA | SPP_N | External | Winter | B16 | 25 | 210 | 0 | 62.86 | 48.4 | 8 | 0
2035 | RMPA_2_SPP_N | RMPA | SPP_N | External | Winter | B17 | 100 | 210 | 0 | 60.97 | 42.01 | 8 | 0
2035 | RMPA_2_SPP_N | RMPA | SPP_N | External | Winter | B18 | 400 | 210 | 0 | 58.7 | 40.09 | 8 | 0
2035 | RMPA_2_SPP_N | RMPA | SPP_N | External | Winter | B19 | 700 | 210 | 0 | 58.7 | 36.9 | 8 | 0
2035 | RMPA_2_SPP_N | RMPA | SPP_N | External | Winter | B20 | 935 | 210 | 0 | 42.24 | 30.79 | 8 | 0
2035 | SPP_N_2_RMPA | SPP_N | RMPA | External | Shoulder | B11 | 25 | 210 | 0 | 53.82 | 56.34 | 5 | 0
2035 | SPP_N_2_RMPA | SPP_N | RMPA | External | Shoulder | B12 | 200 | 210 | 210 | 42.58 | 56.34 | 5 | 8.75
2035 | SPP_N_2_RMPA | SPP_N | RMPA | External | Shoulder | B13 | 600 | 210 | 210 | 39.38 | 53.89 | 5 | 9.51
2035 | SPP_N_2_RMPA | SPP_N | RMPA | External | Shoulder | B14 | 900 | 210 | 210 | 35.25 | 53.88 | 5 | 13.63
2035 | SPP_N_2_RMPA | SPP_N | RMPA | External | Shoulder | B15 | 1203 | 210 | 210 | 31.47 | 48.18 | 5 | 11.71
2035 | SPP_N_2_RMPA | SPP_N | RMPA | External | Summer | B1 | 10 | 210 | 210 | 67.59 | 82.39 | 5 | 9.8
2035 | SPP_N_2_RMPA | SPP_N | RMPA | External | Summer | B2 | 25 | 210 | 210 | 67.74 | 73.18 | 5 | 0.43
2035 | SPP_N_2_RMPA | SPP_N | RMPA | External | Summer | B3 | 75 | 210 | 210 | 71.17 | 76.6 | 5 | 0.43
2035 | SPP_N_2_RMPA | SPP_N | RMPA | External | Summer | B4 | 100 | 210 | 0 | 70.88 | 70.2 | 5 | 0
2035 | SPP_N_2_RMPA | SPP_N | RMPA | External | Summer | B5 | 200 | 210 | 0 | 68.32 | 60.22 | 5 | 0
2035 | SPP_N_2_RMPA | SPP_N | RMPA | External | Summer | B6 | 300 | 210 | 0 | 53.24 | 53.87 | 5 | 0
2035 | SPP_N_2_RMPA | SPP_N | RMPA | External | Summer | B7 | 400 | 210 | 210 | 47.18 | 53.87 | 5 | 1.69
2035 | SPP_N_2_RMPA | SPP_N | RMPA | External | Summer | B8 | 500 | 210 | 210 | 37.6 | 53.87 | 5 | 11.27
2035 | SPP_N_2_RMPA | SPP_N | RMPA | External | Summer | B9 | 800 | 210 | 210 | 34.67 | 53.87 | 5 | 14.19
2035 | SPP_N_2_RMPA | SPP_N | RMPA | External | Summer | B10 | 1262 | 210 | 210 | 29.75 | 43.38 | 5 | 8.63
2035 | SPP_N_2_RMPA | SPP_N | RMPA | External | Winter | B16 | 25 | 210 | 210 | 48.4 | 62.86 | 5 | 9.45
2035 | SPP_N_2_RMPA | SPP_N | RMPA | External | Winter | B17 | 100 | 210 | 210 | 42.01 | 60.97 | 5 | 13.96
2035 | SPP_N_2_RMPA | SPP_N | RMPA | External | Winter | B18 | 400 | 210 | 210 | 40.09 | 58.7 | 5 | 13.6
2035 | SPP_N_2_RMPA | SPP_N | RMPA | External | Winter | B19 | 700 | 210 | 210 | 36.9 | 58.7 | 5 | 16.8
2035 | SPP_N_2_RMPA | SPP_N | RMPA | External | Winter | B20 | 935 | 210 | 210 | 30.79 | 42.24 | 5 | 6.46
2035 | SPP_S_2_ERCOT | SPP_S | ERCOT | External | Shoulder | B11 | 25 | 800 | 800 | 53.07 | 74.05 | 5 | 15.98
2035 | SPP_S_2_ERCOT | SPP_S | ERCOT | External | Shoulder | B12 | 200 | 800 | 800 | 40.75 | 50.56 | 5 | 4.81
2035 | SPP_S_2_ERCOT | SPP_S | ERCOT | External | Shoulder | B13 | 600 | 800 | 800 | 38.63 | 50.56 | 5 | 6.93
2035 | SPP_S_2_ERCOT | SPP_S | ERCOT | External | Shoulder | B14 | 900 | 800 | 800 | 34.43 | 50.56 | 5 | 11.13
2035 | SPP_S_2_ERCOT | SPP_S | ERCOT | External | Shoulder | B15 | 1203 | 800 | 800 | 30.72 | 44.87 | 5 | 9.15
2035 | SPP_S_2_ERCOT | SPP_S | ERCOT | External | Summer | B1 | 10 | 800 | 800 | 65.76 | 71.73 | 5 | 0.96
2035 | SPP_S_2_ERCOT | SPP_S | ERCOT | External | Summer | B2 | 25 | 800 | 0 | 67 | 71.73 | 5 | 0
2035 | SPP_S_2_ERCOT | SPP_S | ERCOT | External | Summer | B3 | 75 | 800 | 0 | 71.18 | 71.73 | 5 | 0
2035 | SPP_S_2_ERCOT | SPP_S | ERCOT | External | Summer | B4 | 100 | 800 | 0 | 70.59 | 71.73 | 5 | 0
2035 | SPP_S_2_ERCOT | SPP_S | ERCOT | External | Summer | B5 | 200 | 800 | 0 | 68.31 | 71.73 | 5 | 0
2035 | SPP_S_2_ERCOT | SPP_S | ERCOT | External | Summer | B6 | 300 | 800 | 800 | 53.25 | 71.73 | 5 | 13.48
2035 | SPP_S_2_ERCOT | SPP_S | ERCOT | External | Summer | B7 | 400 | 800 | 0 | 48.78 | 53.44 | 5 | 0
2035 | SPP_S_2_ERCOT | SPP_S | ERCOT | External | Summer | B8 | 500 | 800 | 800 | 39.2 | 49 | 5 | 4.79
2035 | SPP_S_2_ERCOT | SPP_S | ERCOT | External | Summer | B9 | 800 | 800 | 800 | 34.69 | 49 | 5 | 9.31
2035 | SPP_S_2_ERCOT | SPP_S | ERCOT | External | Summer | B10 | 1262 | 800 | 800 | 29.76 | 49 | 5 | 14.24
2035 | SPP_S_2_ERCOT | SPP_S | ERCOT | External | Winter | B16 | 25 | 800 | 800 | 47.66 | 53.83 | 5 | 1.17
2035 | SPP_S_2_ERCOT | SPP_S | ERCOT | External | Winter | B17 | 100 | 800 | 800 | 41.27 | 53.83 | 5 | 7.56
2035 | SPP_S_2_ERCOT | SPP_S | ERCOT | External | Winter | B18 | 400 | 800 | 800 | 39.35 | 53.83 | 5 | 9.48
2035 | SPP_S_2_ERCOT | SPP_S | ERCOT | External | Winter | B19 | 700 | 800 | 800 | 36.16 | 53.83 | 5 | 12.67
2035 | SPP_S_2_ERCOT | SPP_S | ERCOT | External | Winter | B20 | 935 | 800 | 800 | 30.04 | 41.35 | 5 | 6.31
2040 | AZ_NM_SNV_Coal_2_SPP_S | AZ_NM_SNV_Coal | SPP_S | External | Shoulder | B11 | 25 | 400 | 0 | 76.29 | 59.67 | 8.17 | 0
2040 | AZ_NM_SNV_Coal_2_SPP_S | AZ_NM_SNV_Coal | SPP_S | External | Shoulder | B12 | 200 | 400 | 0 | 68.15 | 46.17 | 8.17 | 0
2040 | AZ_NM_SNV_Coal_2_SPP_S | AZ_NM_SNV_Coal | SPP_S | External | Shoulder | B13 | 600 | 400 | 0 | 68.13 | 43.78 | 8.17 | 0
2040 | AZ_NM_SNV_Coal_2_SPP_S | AZ_NM_SNV_Coal | SPP_S | External | Shoulder | B14 | 900 | 400 | 0 | 68.11 | 38.24 | 8.17 | 0
2040 | AZ_NM_SNV_Coal_2_SPP_S | AZ_NM_SNV_Coal | SPP_S | External | Shoulder | B15 | 1203 | 400 | 0 | 58.84 | 33 | 8.17 | 0
2040 | AZ_NM_SNV_Coal_2_SPP_S | AZ_NM_SNV_Coal | SPP_S | External | Summer | B1 | 10 | 400 | 0 | 123.3 | 74.21 | 8.17 | 0
2040 | AZ_NM_SNV_Coal_2_SPP_S | AZ_NM_SNV_Coal | SPP_S | External | Summer | B2 | 25 | 400 | 0 | 114.23 | 76.74 | 8.17 | 0
2040 | AZ_NM_SNV_Coal_2_SPP_S | AZ_NM_SNV_Coal | SPP_S | External | Summer | B3 | 75 | 400 | 0 | 114.23 | 80.25 | 8.17 | 0
2040 | AZ_NM_SNV_Coal_2_SPP_S | AZ_NM_SNV_Coal | SPP_S | External | Summer | B4 | 100 | 400 | 0 | 99.47 | 79.58 | 8.17 | 0
2040 | AZ_NM_SNV_Coal_2_SPP_S | AZ_NM_SNV_Coal | SPP_S | External | Summer | B5 | 200 | 400 | 0 | 83.61 | 76.02 | 8.17 | 0
2040 | AZ_NM_SNV_Coal_2_SPP_S | AZ_NM_SNV_Coal | SPP_S | External | Summer | B6 | 300 | 400 | 0 | 77.09 | 61.01 | 8.17 | 0
2040 | AZ_NM_SNV_Coal_2_SPP_S | AZ_NM_SNV_Coal | SPP_S | External | Summer | B7 | 400 | 400 | 0 | 76.87 | 54.9 | 8.17 | 0
2040 | AZ_NM_SNV_Coal_2_SPP_S | AZ_NM_SNV_Coal | SPP_S | External | Summer | B8 | 500 | 400 | 0 | 76.87 | 44.53 | 8.17 | 0
2040 | AZ_NM_SNV_Coal_2_SPP_S | AZ_NM_SNV_Coal | SPP_S | External | Summer | B9 | 800 | 400 | 0 | 69.11 | 37.65 | 8.17 | 0
2040 | AZ_NM_SNV_Coal_2_SPP_S | AZ_NM_SNV_Coal | SPP_S | External | Summer | B10 | 1262 | 400 | 0 | 56.55 | 31.43 | 8.17 | 0
2040 | AZ_NM_SNV_Coal_2_SPP_S | AZ_NM_SNV_Coal | SPP_S | External | Winter | B16 | 25 | 400 | 0 | 81.71 | 54.98 | 8.17 | 0
2040 | AZ_NM_SNV_Coal_2_SPP_S | AZ_NM_SNV_Coal | SPP_S | External | Winter | B17 | 100 | 400 | 0 | 73.38 | 47.34 | 8.17 | 0
2040 | AZ_NM_SNV_Coal_2_SPP_S | AZ_NM_SNV_Coal | SPP_S | External | Winter | B18 | 400 | 400 | 0 | 73.36 | 43.55 | 8.17 | 0
2040 | AZ_NM_SNV_Coal_2_SPP_S | AZ_NM_SNV_Coal | SPP_S | External | Winter | B19 | 700 | 400 | 0 | 71.79 | 40.67 | 8.17 | 0
2040 | AZ_NM_SNV_Coal_2_SPP_S | AZ_NM_SNV_Coal | SPP_S | External | Winter | B20 | 935 | 400 | 0 | 63.79 | 34.99 | 8.17 | 0
2040 | ERCOT_2_SPP_S | ERCOT | SPP_S | External | Shoulder | B11 | 25 | 800 | 0 | 83.39 | 59.67 | 8 | 0
2040 | ERCOT_2_SPP_S | ERCOT | SPP_S | External | Shoulder | B12 | 200 | 800 | 0 | 56.84 | 46.17 | 8 | 0
2040 | ERCOT_2_SPP_S | ERCOT | SPP_S | External | Shoulder | B13 | 600 | 800 | 0 | 56.84 | 43.78 | 8 | 0
2040 | ERCOT_2_SPP_S | ERCOT | SPP_S | External | Shoulder | B14 | 900 | 800 | 0 | 56.84 | 38.24 | 8 | 0
2040 | ERCOT_2_SPP_S | ERCOT | SPP_S | External | Shoulder | B15 | 1203 | 800 | 0 | 46.14 | 33 | 8 | 0
2040 | ERCOT_2_SPP_S | ERCOT | SPP_S | External | Summer | B1 | 10 | 800 | 0 | 80.81 | 74.21 | 8 | 0
2040 | ERCOT_2_SPP_S | ERCOT | SPP_S | External | Summer | B2 | 25 | 800 | 0 | 80.81 | 76.74 | 8 | 0
2040 | ERCOT_2_SPP_S | ERCOT | SPP_S | External | Summer | B3 | 75 | 800 | 0 | 80.81 | 80.25 | 8 | 0
2040 | ERCOT_2_SPP_S | ERCOT | SPP_S | External | Summer | B4 | 100 | 800 | 0 | 80.81 | 79.58 | 8 | 0
2040 | ERCOT_2_SPP_S | ERCOT | SPP_S | External | Summer | B5 | 200 | 800 | 0 | 80.81 | 76.02 | 8 | 0
2040 | ERCOT_2_SPP_S | ERCOT | SPP_S | External | Summer | B6 | 300 | 800 | 0 | 80.81 | 61.01 | 8 | 0
2040 | ERCOT_2_SPP_S | ERCOT | SPP_S | External | Summer | B7 | 400 | 800 | 0 | 60.13 | 54.9 | 8 | 0
2040 | ERCOT_2_SPP_S | ERCOT | SPP_S | External | Summer | B8 | 500 | 800 | 0 | 55.11 | 44.53 | 8 | 0
2040 | ERCOT_2_SPP_S | ERCOT | SPP_S | External | Summer | B9 | 800 | 800 | 0 | 55.11 | 37.65 | 8 | 0
2040 | ERCOT_2_SPP_S | ERCOT | SPP_S | External | Summer | B10 | 1262 | 800 | 0 | 50.55 | 31.43 | 8 | 0
2040 | ERCOT_2_SPP_S | ERCOT | SPP_S | External | Winter | B16 | 25 | 800 | 0 | 60.45 | 54.98 | 8 | 0
2040 | ERCOT_2_SPP_S | ERCOT | SPP_S | External | Winter | B17 | 100 | 800 | 0 | 60.45 | 47.34 | 8 | 0
2040 | ERCOT_2_SPP_S | ERCOT | SPP_S | External | Winter | B18 | 400 | 800 | 0 | 60.45 | 43.55 | 8 | 0
2040 | ERCOT_2_SPP_S | ERCOT | SPP_S | External | Winter | B19 | 700 | 800 | 0 | 60.45 | 40.67 | 8 | 0
2040 | ERCOT_2_SPP_S | ERCOT | SPP_S | External | Winter | B20 | 935 | 800 | 0 | 42.47 | 34.99 | 8 | 0
2040 | MAPP_US_2_RMPA | MAPP_US | RMPA | External | Shoulder | B11 | 25 | 200 | 0 | 58.54 | 62.87 | 8 | 0
2040 | MAPP_US_2_RMPA | MAPP_US | RMPA | External | Shoulder | B12 | 200 | 200 | 200 | 46.23 | 59.98 | 8 | 5.76
2040 | MAPP_US_2_RMPA | MAPP_US | RMPA | External | Shoulder | B13 | 600 | 200 | 200 | 41.78 | 59.96 | 8 | 10.18
2040 | MAPP_US_2_RMPA | MAPP_US | RMPA | External | Shoulder | B14 | 900 | 200 | 200 | 38.12 | 59.96 | 8 | 13.84
2040 | MAPP_US_2_RMPA | MAPP_US | RMPA | External | Shoulder | B15 | 1203 | 200 | 200 | 32.87 | 43.22 | 8 | 2.35
2040 | MAPP_US_2_RMPA | MAPP_US | RMPA | External | Summer | B1 | 10 | 200 | 200 | 75.46 | 91.4 | 8 | 7.94
2040 | MAPP_US_2_RMPA | MAPP_US | RMPA | External | Summer | B2 | 25 | 200 | 200 | 75.03 | 91.4 | 8 | 8.38
2040 | MAPP_US_2_RMPA | MAPP_US | RMPA | External | Summer | B3 | 75 | 200 | 200 | 78.04 | 91.4 | 8 | 5.36
2040 | MAPP_US_2_RMPA | MAPP_US | RMPA | External | Summer | B4 | 100 | 200 | 0 | 77.31 | 76.87 | 8 | 0
2040 | MAPP_US_2_RMPA | MAPP_US | RMPA | External | Summer | B5 | 200 | 200 | 0 | 73.43 | 66.2 | 8 | 0
2040 | MAPP_US_2_RMPA | MAPP_US | RMPA | External | Summer | B6 | 300 | 200 | 0 | 58.43 | 60.13 | 8 | 0
2040 | MAPP_US_2_RMPA | MAPP_US | RMPA | External | Summer | B7 | 400 | 200 | 200 | 50.02 | 60.13 | 8 | 2.11
2040 | MAPP_US_2_RMPA | MAPP_US | RMPA | External | Summer | B8 | 500 | 200 | 200 | 39.66 | 60.13 | 8 | 12.47
2040 | MAPP_US_2_RMPA | MAPP_US | RMPA | External | Summer | B9 | 800 | 200 | 200 | 34.57 | 46.51 | 8 | 3.95
2040 | MAPP_US_2_RMPA | MAPP_US | RMPA | External | Summer | B10 | 1262 | 200 | 200 | 28.87 | 43.32 | 8 | 6.45
2040 | MAPP_US_2_RMPA | MAPP_US | RMPA | External | Winter | B16 | 25 | 200 | 200 | 53.34 | 73.52 | 8 | 12.18
2040 | MAPP_US_2_RMPA | MAPP_US | RMPA | External | Winter | B17 | 100 | 200 | 200 | 45.7 | 68.06 | 8 | 14.36
2040 | MAPP_US_2_RMPA | MAPP_US | RMPA | External | Winter | B18 | 400 | 200 | 200 | 41.34 | 63.62 | 8 | 14.29
2040 | MAPP_US_2_RMPA | MAPP_US | RMPA | External | Winter | B19 | 700 | 200 | 200 | 39.92 | 63.62 | 8 | 15.7
2040 | MAPP_US_2_RMPA | MAPP_US | RMPA | External | Winter | B20 | 935 | 200 | 0 | 35 | 38.59 | 8 | 0
2040 | NE_2_RMPA | NE | RMPA | External | Shoulder | B11 | 25 | 310 | 0 | 59.81 | 62.87 | 5 | 0
2040 | NE_2_RMPA | NE | RMPA | External | Shoulder | B12 | 200 | 310 | 310 | 47.49 | 59.98 | 5 | 7.49
2040 | NE_2_RMPA | NE | RMPA | External | Shoulder | B13 | 600 | 310 | 310 | 43.04 | 59.96 | 5 | 11.92
2040 | NE_2_RMPA | NE | RMPA | External | Shoulder | B14 | 900 | 310 | 310 | 38.89 | 59.96 | 5 | 16.07
2040 | NE_2_RMPA | NE | RMPA | External | Shoulder | B15 | 1203 | 310 | 310 | 33.64 | 43.22 | 5 | 4.58
2040 | NE_2_RMPA | NE | RMPA | External | Summer | B1 | 10 | 310 | 310 | 76.23 | 91.4 | 5 | 10.17
2040 | NE_2_RMPA | NE | RMPA | External | Summer | B2 | 25 | 310 | 310 | 75.8 | 91.4 | 5 | 10.61
2040 | NE_2_RMPA | NE | RMPA | External | Summer | B3 | 75 | 310 | 310 | 78.81 | 91.4 | 5 | 7.59
2040 | NE_2_RMPA | NE | RMPA | External | Summer | B4 | 100 | 310 | 0 | 78.08 | 76.87 | 5 | 0
2040 | NE_2_RMPA | NE | RMPA | External | Summer | B5 | 200 | 310 | 0 | 74.2 | 66.2 | 5 | 0
2040 | NE_2_RMPA | NE | RMPA | External | Summer | B6 | 300 | 310 | 0 | 59.2 | 60.13 | 5 | 0
2040 | NE_2_RMPA | NE | RMPA | External | Summer | B7 | 400 | 310 | 310 | 51.29 | 60.13 | 5 | 3.84
2040 | NE_2_RMPA | NE | RMPA | External | Summer | B8 | 500 | 310 | 310 | 40.92 | 60.13 | 5 | 14.21
2040 | NE_2_RMPA | NE | RMPA | External | Summer | B9 | 800 | 310 | 310 | 35.83 | 46.51 | 5 | 5.68
2040 | NE_2_RMPA | NE | RMPA | External | Summer | B10 | 1262 | 310 | 310 | 29.64 | 43.32 | 5 | 8.68
2040 | NE_2_RMPA | NE | RMPA | External | Winter | B16 | 25 | 310 | 310 | 54.61 | 73.52 | 5 | 13.92
2040 | NE_2_RMPA | NE | RMPA | External | Winter | B17 | 100 | 310 | 310 | 46.97 | 68.06 | 5 | 16.09
2040 | NE_2_RMPA | NE | RMPA | External | Winter | B18 | 400 | 310 | 310 | 42.6 | 63.62 | 5 | 16.02
2040 | NE_2_RMPA | NE | RMPA | External | Winter | B19 | 700 | 310 | 310 | 40.69 | 63.62 | 5 | 17.93
2040 | NE_2_RMPA | NE | RMPA | External | Winter | B20 | 935 | 310 | 0 | 35.77 | 38.59 | 5 | 0
2040 | NWPP_Coal_2_MAPP_US | NWPP_Coal | MAPP_US | External | Shoulder | B11 | 25 | 150 | 0 | 68.13 | 58.54 | 8 | 0
2040 | NWPP_Coal_2_MAPP_US | NWPP_Coal | MAPP_US | External | Shoulder | B12 | 200 | 150 | 0 | 68.13 | 46.23 | 8 | 0
2040 | NWPP_Coal_2_MAPP_US | NWPP_Coal | MAPP_US | External | Shoulder | B13 | 600 | 150 | 0 | 68.13 | 41.78 | 8 | 0
2040 | NWPP_Coal_2_MAPP_US | NWPP_Coal | MAPP_US | External | Shoulder | B14 | 900 | 150 | 0 | 68.13 | 38.12 | 8 | 0
2040 | NWPP_Coal_2_MAPP_US | NWPP_Coal | MAPP_US | External | Shoulder | B15 | 1203 | 150 | 0 | 68.13 | 32.87 | 8 | 0
2040 | NWPP_Coal_2_MAPP_US | NWPP_Coal | MAPP_US | External | Summer | B1 | 10 | 150 | 0 | 68.91 | 75.46 | 8 | 0
2040 | NWPP_Coal_2_MAPP_US | NWPP_Coal | MAPP_US | External | Summer | B2 | 25 | 150 | 0 | 68.7 | 75.03 | 8 | 0
2040 | NWPP_Coal_2_MAPP_US | NWPP_Coal | MAPP_US | External | Summer | B3 | 75 | 150 | 150 | 68.7 | 78.04 | 8 | 1.34
2040 | NWPP_Coal_2_MAPP_US | NWPP_Coal | MAPP_US | External | Summer | B4 | 100 | 150 | 150 | 68.7 | 77.31 | 8 | 0.61
2040 | NWPP_Coal_2_MAPP_US | NWPP_Coal | MAPP_US | External | Summer | B5 | 200 | 150 | 0 | 68.7 | 73.43 | 8 | 0
2040 | NWPP_Coal_2_MAPP_US | NWPP_Coal | MAPP_US | External | Summer | B6 | 300 | 150 | 0 | 68.7 | 58.43 | 8 | 0
2040 | NWPP_Coal_2_MAPP_US | NWPP_Coal | MAPP_US | External | Summer | B7 | 400 | 150 | 0 | 68.7 | 50.02 | 8 | 0
2040 | NWPP_Coal_2_MAPP_US | NWPP_Coal | MAPP_US | External | Summer | B8 | 500 | 150 | 0 | 68.7 | 39.66 | 8 | 0
2040 | NWPP_Coal_2_MAPP_US | NWPP_Coal | MAPP_US | External | Summer | B9 | 800 | 150 | 0 | 68.7 | 34.57 | 8 | 0
2040 | NWPP_Coal_2_MAPP_US | NWPP_Coal | MAPP_US | External | Summer | B10 | 1262 | 150 | 0 | 68.7 | 28.87 | 8 | 0
2040 | NWPP_Coal_2_MAPP_US | NWPP_Coal | MAPP_US | External | Winter | B16 | 25 | 150 | 0 | 81.69 | 53.34 | 8 | 0
2040 | NWPP_Coal_2_MAPP_US | NWPP_Coal | MAPP_US | External | Winter | B17 | 100 | 150 | 0 | 73.37 | 45.7 | 8 | 0
2040 | NWPP_Coal_2_MAPP_US | NWPP_Coal | MAPP_US | External | Winter | B18 | 400 | 150 | 0 | 73.37 | 41.34 | 8 | 0
2040 | NWPP_Coal_2_MAPP_US | NWPP_Coal | MAPP_US | External | Winter | B19 | 700 | 150 | 0 | 73.37 | 39.92 | 8 | 0
2040 | NWPP_Coal_2_MAPP_US | NWPP_Coal | MAPP_US | External | Winter | B20 | 935 | 150 | 0 | 73.37 | 35 | 8 | 0
2040 | RMPA_2_NE | RMPA | NE | External | Shoulder | B11 | 25 | 310 | 0 | 62.87 | 59.81 | 8 | 0
2040 | RMPA_2_NE | RMPA | NE | External | Shoulder | B12 | 200 | 310 | 0 | 59.98 | 47.49 | 8 | 0
2040 | RMPA_2_NE | RMPA | NE | External | Shoulder | B13 | 600 | 310 | 0 | 59.96 | 43.04 | 8 | 0
2040 | RMPA_2_NE | RMPA | NE | External | Shoulder | B14 | 900 | 310 | 0 | 59.96 | 38.89 | 8 | 0
2040 | RMPA_2_NE | RMPA | NE | External | Shoulder | B15 | 1203 | 310 | 0 | 43.22 | 33.64 | 8 | 0
2040 | RMPA_2_NE | RMPA | NE | External | Summer | B1 | 10 | 310 | 0 | 91.4 | 76.23 | 8 | 0
2040 | RMPA_2_NE | RMPA | NE | External | Summer | B2 | 25 | 310 | 0 | 91.4 | 75.8 | 8 | 0
2040 | RMPA_2_NE | RMPA | NE | External | Summer | B3 | 75 | 310 | 0 | 91.4 | 78.81 | 8 | 0
2040 | RMPA_2_NE | RMPA | NE | External | Summer | B4 | 100 | 310 | 0 | 76.87 | 78.08 | 8 | 0
2040 | RMPA_2_NE | RMPA | NE | External | Summer | B5 | 200 | 310 | 97.84 | 66.2 | 74.2 | 8 | 0
2040 | RMPA_2_NE | RMPA | NE | External | Summer | B6 | 300 | 310 | 0 | 60.13 | 59.2 | 8 | 0
2040 | RMPA_2_NE | RMPA | NE | External | Summer | B7 | 400 | 310 | 0 | 60.13 | 51.29 | 8 | 0
2040 | RMPA_2_NE | RMPA | NE | External | Summer | B8 | 500 | 310 | 0 | 60.13 | 40.92 | 8 | 0
2040 | RMPA_2_NE | RMPA | NE | External | Summer | B9 | 800 | 310 | 0 | 46.51 | 35.83 | 8 | 0
2040 | RMPA_2_NE | RMPA | NE | External | Summer | B10 | 1262 | 310 | 0 | 43.32 | 29.64 | 8 | 0
2040 | RMPA_2_NE | RMPA | NE | External | Winter | B16 | 25 | 310 | 0 | 73.52 | 54.61 | 8 | 0
2040 | RMPA_2_NE | RMPA | NE | External | Winter | B17 | 100 | 310 | 0 | 68.06 | 46.97 | 8 | 0
2040 | RMPA_2_NE | RMPA | NE | External | Winter | B18 | 400 | 310 | 0 | 63.62 | 42.6 | 8 | 0
2040 | RMPA_2_NE | RMPA | NE | External | Winter | B19 | 700 | 310 | 0 | 63.62 | 40.69 | 8 | 0
2040 | RMPA_2_NE | RMPA | NE | External | Winter | B20 | 935 | 310 | 0 | 38.59 | 35.77 | 8 | 0
2040 | RMPA_2_SPP_N | RMPA | SPP_N | External | Shoulder | B11 | 25 | 210 | 0 | 62.87 | 60.53 | 8 | 0
2040 | RMPA_2_SPP_N | RMPA | SPP_N | External | Shoulder | B12 | 200 | 210 | 0 | 59.98 | 47.71 | 8 | 0
2040 | RMPA_2_SPP_N | RMPA | SPP_N | External | Shoulder | B13 | 600 | 210 | 0 | 59.96 | 44.64 | 8 | 0
2040 | RMPA_2_SPP_N | RMPA | SPP_N | External | Shoulder | B14 | 900 | 210 | 0 | 59.96 | 39.1 | 8 | 0
2040 | RMPA_2_SPP_N | RMPA | SPP_N | External | Shoulder | B15 | 1203 | 210 | 0 | 43.22 | 33.85 | 8 | 0
2040 | RMPA_2_SPP_N | RMPA | SPP_N | External | Summer | B1 | 10 | 210 | 0 | 91.4 | 76.24 | 8 | 0
2040 | RMPA_2_SPP_N | RMPA | SPP_N | External | Summer | B2 | 25 | 210 | 0 | 91.4 | 77.6 | 8 | 0
2040 | RMPA_2_SPP_N | RMPA | SPP_N | External | Summer | B3 | 75 | 210 | 0 | 91.4 | 80.61 | 8 | 0
2040 | RMPA_2_SPP_N | RMPA | SPP_N | External | Summer | B4 | 100 | 210 | 0 | 76.87 | 79.89 | 8 | 0
2040 | RMPA_2_SPP_N | RMPA | SPP_N | External | Summer | B5 | 200 | 210 | 210 | 66.2 | 76.01 | 8 | 1.8
2040 | RMPA_2_SPP_N | RMPA | SPP_N | External | Summer | B6 | 300 | 210 | 0 | 60.13 | 61 | 8 | 0
2040 | RMPA_2_SPP_N | RMPA | SPP_N | External | Summer | B7 | 400 | 210 | 0 | 60.13 | 53.09 | 8 | 0
2040 | RMPA_2_SPP_N | RMPA | SPP_N | External | Summer | B8 | 500 | 210 | 0 | 60.13 | 42.73 | 8 | 0
2040 | RMPA_2_SPP_N | RMPA | SPP_N | External | Summer | B9 | 800 | 210 | 0 | 46.51 | 37.64 | 8 | 0
2040 | RMPA_2_SPP_N | RMPA | SPP_N | External | Summer | B10 | 1262 | 210 | 0 | 43.32 | 31.44 | 8 | 0
2040 | RMPA_2_SPP_N | RMPA | SPP_N | External | Winter | B16 | 25 | 210 | 0 | 73.52 | 55.84 | 8 | 0
2040 | RMPA_2_SPP_N | RMPA | SPP_N | External | Winter | B17 | 100 | 210 | 0 | 68.06 | 48.2 | 8 | 0
2040 | RMPA_2_SPP_N | RMPA | SPP_N | External | Winter | B18 | 400 | 210 | 0 | 63.62 | 44.41 | 8 | 0
2040 | RMPA_2_SPP_N | RMPA | SPP_N | External | Winter | B19 | 700 | 210 | 0 | 63.62 | 41.52 | 8 | 0
2040 | RMPA_2_SPP_N | RMPA | SPP_N | External | Winter | B20 | 935 | 210 | 0 | 38.59 | 35.85 | 8 | 0
2040 | SPP_N_2_RMPA | SPP_N | RMPA | External | Shoulder | B11 | 25 | 210 | 0 | 60.53 | 62.87 | 5 | 0
2040 | SPP_N_2_RMPA | SPP_N | RMPA | External | Shoulder | B12 | 200 | 210 | 210 | 47.71 | 59.98 | 5 | 7.28
2040 | SPP_N_2_RMPA | SPP_N | RMPA | External | Shoulder | B13 | 600 | 210 | 210 | 44.64 | 59.96 | 5 | 10.32
2040 | SPP_N_2_RMPA | SPP_N | RMPA | External | Shoulder | B14 | 900 | 210 | 210 | 39.1 | 59.96 | 5 | 15.86
2040 | SPP_N_2_RMPA | SPP_N | RMPA | External | Shoulder | B15 | 1203 | 210 | 210 | 33.85 | 43.22 | 5 | 4.36
2040 | SPP_N_2_RMPA | SPP_N | RMPA | External | Summer | B1 | 10 | 210 | 210 | 76.24 | 91.4 | 5 | 10.16
2040 | SPP_N_2_RMPA | SPP_N | RMPA | External | Summer | B2 | 25 | 210 | 210 | 77.6 | 91.4 | 5 | 8.8
2040 | SPP_N_2_RMPA | SPP_N | RMPA | External | Summer | B3 | 75 | 210 | 210 | 80.61 | 91.4 | 5 | 5.79
2040 | SPP_N_2_RMPA | SPP_N | RMPA | External | Summer | B4 | 100 | 210 | 0 | 79.89 | 76.87 | 5 | 0
2040 | SPP_N_2_RMPA | SPP_N | RMPA | External | Summer | B5 | 200 | 210 | 0 | 76.01 | 66.2 | 5 | 0
2040 | SPP_N_2_RMPA | SPP_N | RMPA | External | Summer | B6 | 300 | 210 | 0 | 61 | 60.13 | 5 | 0
2040 | SPP_N_2_RMPA | SPP_N | RMPA | External | Summer | B7 | 400 | 210 | 210 | 53.09 | 60.13 | 5 | 2.04
2040 | SPP_N_2_RMPA | SPP_N | RMPA | External | Summer | B8 | 500 | 210 | 210 | 42.73 | 60.13 | 5 | 12.4
2040 | SPP_N_2_RMPA | SPP_N | RMPA | External | Summer | B9 | 800 | 210 | 210 | 37.64 | 46.51 | 5 | 3.88
2040 | SPP_N_2_RMPA | SPP_N | RMPA | External | Summer | B10 | 1262 | 210 | 210 | 31.44 | 43.32 | 5 | 6.87
2040 | SPP_N_2_RMPA | SPP_N | RMPA | External | Winter | B16 | 25 | 210 | 210 | 55.84 | 73.52 | 5 | 12.69
2040 | SPP_N_2_RMPA | SPP_N | RMPA | External | Winter | B17 | 100 | 210 | 210 | 48.2 | 68.06 | 5 | 14.86
2040 | SPP_N_2_RMPA | SPP_N | RMPA | External | Winter | B18 | 400 | 210 | 210 | 44.41 | 63.62 | 5 | 14.22
2040 | SPP_N_2_RMPA | SPP_N | RMPA | External | Winter | B19 | 700 | 210 | 210 | 41.52 | 63.62 | 5 | 17.1
2040 | SPP_N_2_RMPA | SPP_N | RMPA | External | Winter | B20 | 935 | 210 | 0 | 35.85 | 38.59 | 5 | 0
2040 | SPP_S_2_ERCOT | SPP_S | ERCOT | External | Shoulder | B11 | 25 | 800 | 800 | 59.67 | 83.39 | 5 | 18.72
2040 | SPP_S_2_ERCOT | SPP_S | ERCOT | External | Shoulder | B12 | 200 | 800 | 800 | 46.17 | 56.84 | 5 | 5.67
2040 | SPP_S_2_ERCOT | SPP_S | ERCOT | External | Shoulder | B13 | 600 | 800 | 800 | 43.78 | 56.84 | 5 | 8.06
2040 | SPP_S_2_ERCOT | SPP_S | ERCOT | External | Shoulder | B14 | 900 | 800 | 800 | 38.24 | 56.84 | 5 | 13.6
2040 | SPP_S_2_ERCOT | SPP_S | ERCOT | External | Shoulder | B15 | 1203 | 800 | 800 | 33 | 46.14 | 5 | 8.14
2040 | SPP_S_2_ERCOT | SPP_S | ERCOT | External | Summer | B1 | 10 | 800 | 800 | 74.21 | 80.81 | 5 | 1.6
2040 | SPP_S_2_ERCOT | SPP_S | ERCOT | External | Summer | B2 | 25 | 800 | 0 | 76.74 | 80.81 | 5 | 0
2040 | SPP_S_2_ERCOT | SPP_S | ERCOT | External | Summer | B3 | 75 | 800 | 0 | 80.25 | 80.81 | 5 | 0
2040 | SPP_S_2_ERCOT | SPP_S | ERCOT | External | Summer | B4 | 100 | 800 | 0 | 79.58 | 80.81 | 5 | 0
2040 | SPP_S_2_ERCOT | SPP_S | ERCOT | External | Summer | B5 | 200 | 800 | 0 | 76.02 | 80.81 | 5 | 0
2040 | SPP_S_2_ERCOT | SPP_S | ERCOT | External | Summer | B6 | 300 | 800 | 800 | 61.01 | 80.81 | 5 | 14.8
2040 | SPP_S_2_ERCOT | SPP_S | ERCOT | External | Summer | B7 | 400 | 800 | 800 | 54.9 | 60.13 | 5 | 0.23
2040 | SPP_S_2_ERCOT | SPP_S | ERCOT | External | Summer | B8 | 500 | 800 | 800 | 44.53 | 55.11 | 5 | 5.57
2040 | SPP_S_2_ERCOT | SPP_S | ERCOT | External | Summer | B9 | 800 | 800 | 800 | 37.65 | 55.11 | 5 | 12.46
2040 | SPP_S_2_ERCOT | SPP_S | ERCOT | External | Summer | B10 | 1262 | 800 | 800 | 31.43 | 50.55 | 5 | 14.12
2040 | SPP_S_2_ERCOT | SPP_S | ERCOT | External | Winter | B16 | 25 | 800 | 800 | 54.98 | 60.45 | 5 | 0.47
2040 | SPP_S_2_ERCOT | SPP_S | ERCOT | External | Winter | B17 | 100 | 800 | 800 | 47.34 | 60.45 | 5 | 8.11
2040 | SPP_S_2_ERCOT | SPP_S | ERCOT | External | Winter | B18 | 400 | 800 | 800 | 43.55 | 60.45 | 5 | 11.9
2040 | SPP_S_2_ERCOT | SPP_S | ERCOT | External | Winter | B19 | 700 | 800 | 800 | 40.67 | 60.45 | 5 | 14.79
2040 | SPP_S_2_ERCOT | SPP_S | ERCOT | External | Winter | B20 | 935 | 800 | 800 | 34.99 | 42.47 | 5 | 2.48