## Title
Future 5 Sensitivity 8: National RPS Top-Down Implementation, Reduced Hurdle Rates
"The results presented herein use modeling assumptions developed by EIPC, EIPC stakeholders and CRA for purposes of EIPC capacity expansion modeling. As such, these results do not necessarily reflect the opinions or views of CRA or any individual EIPC stakeholder."

## Build Summary
EI New Build Summary
EI New Builds by Type
|  | Additions |  |  | Retirements
| 2010 | 2015 | 2020 | 2030 | 2015 | 2020 | 2030 | Total
Coal | 271.9154 | 8.4766 | 0 | 0 | 68.9138 | 20.8316 | 9.4041 | 181.2426
Nuclear | 99.849 | 2.7406 | 4.53 | 0 | 0 | 0.6145 | 1.4882 | 105.0169
CC | 132.682 | 26.8632 | 5.4879 | 2.8891 | 5.4294 | 0.38084 | 1.0285 | 161.0836
CT | 120.329 | 5.911 | 6.4696 | 11.9594 | 2.462 | 0 | 0.0095 | 142.1975
Steam Oil/Gas | 74.547 | 0 | 0 | 0 | 35.4313 | 0 | 0.52904 | 38.5867
Hydro | 44.6048 | 0 | 1.5753 | 5.3127 | 0 | 0 | 0 | 51.4928
On-Shore Wind | 18.707 | 22.1949 | 36.1377 | 139.4472 | 0 | 0 | 0 | 216.4868
Off-Shore Wind | 0 | 0.469 | 0 | 1.1 | 0 | 0 | 0 | 1.569
Other Renewable | 3.613 | 2.3484 | 3.2354 | 4.2532 | 0 | 0 | 0 | 13.4499
New HQ/Maritimes | 0 | 0 | 1.4188 | 4.0812 | 0 | 0 | 0 | 5.5
Other | 17.054 | 0 | 0 | 0 | 0 | 0 | 0 | 17.054
Total w/o DR | 783.3012 | 69.0037 | 58.8547 | 169.0428 | 112.2364 | 21.827 | 12.4594 | 933.6797
DR | 33.1 | -1.344 | 16.8375 | 22.1146 | 0 | 0 | 0 | 70.7081
Total w/DR | 816.4012 | 67.6596 | 75.6922 | 191.1574 | 112.2364 | 21.827 | 12.4594 | 1004.3878
EI New Builds by Region
| EI Cumulative New Builds |  |  |  | EI Cumulative New CCs |  |  |  | EI Cumulative New On-Shore Wind |  |  |  | EI Cumulative Coal Retirements
| 2015 | 2020 | 2030 |  |  | 2015 | 2020 | 2030 |  | 2015 | 2020 | 2030 |  | 2015 | 2020 | 2030
ENT | 890.29 | 955.33 | 1338.61 |  | ENT | 0 | 0 | 0 | ENT | 0 | 0 | 0 | ENT | 892.9 | 892.9 | 892.9
FRCC | 4226.23 | 7381.55 | 8886.86 |  | FRCC | 1516.9 | 4672.22 | 5979.53 | FRCC | 0 | 0 | 0 | FRCC | 694.4 | 1563.4 | 1563.4
IESO | 5144.99 | 5144.99 | 5144.99 |  | IESO | 1263 | 1263 | 1263 | IESO | 2105.9 | 2105.9 | 2105.9 | IESO | 6416 | 6416 | 6416
MAPP_CA | 302.4 | 997.4 | 4952.4 |  | MAPP_CA | 0 | 0 | 0 | MAPP_CA | 302.4 | 302.4 | 302.4 | MAPP_CA | 75.01 | 440.12 | 1745.9
MAPP_US | 729.6 | 2309.11 | 7745.7 |  | MAPP_US | 0 | 0 | 0 | MAPP_US | 421.3 | 2000.81 | 7365.73 | MAPP_US | 612.6 | 1140.01 | 1186.5
MISO_IN | 618 | 853.95 | 1081.28 |  | MISO_IN | 0 | 0 | 0 | MISO_IN | 0 | 0 | 0 | MISO_IN | 1360.9 | 1360.9 | 1360.9
MISO_MI | 2000 | 2376.53 | 2609.15 |  | MISO_MI | 0 | 0 | 0 | MISO_MI | 2000 | 2304.83 | 2448.9 | MISO_MI | 2326 | 3513 | 3513
MISO_MO-IL | 2090 | 2370 | 4403.3 |  | MISO_MO-IL | 0 | 0 | 0 | MISO_MO-IL | 300 | 300 | 2109.97 | MISO_MO-IL | 1024.7 | 2319.7 | 2319.7
MISO_W | 2894.83 | 2894.83 | 15140.47 |  | MISO_W | 0 | 0 | 0 | MISO_W | 2800.5 | 2800.5 | 14974.47 | MISO_W | 2668.36 | 2928.56 | 2928.56
MISO_WUMS | 1818.9 | 4811.36 | 13403 |  | MISO_WUMS | 0 | 0 | 0 | MISO_WUMS | 968.9 | 968.9 | 968.9 | MISO_WUMS | 2411.1 | 2411.1 | 2411.1
NE | 434.1 | 21310.3 | 71815.51 |  | NE | 0 | 0 | 0 | NE | 202 | 21078.2 | 71511.74 | NE | 0 | 275.6 | 1184.8
NEISO | 3384.16 | 5210.4 | 7858.5 |  | NEISO | 2049.5 | 2049.5 | 2049.5 | NEISO | 231.2 | 1731.08 | 4307.95 | NEISO | 2250.13 | 2570.13 | 2570.13
NonRTO_Midwest | 0 | 386.9 | 1293.15 |  | NonRTO_Midwest | 0 | 0 | 0 | NonRTO_Midwest | 0 | 0 | 0 | NonRTO_Midwest | 1789.65 | 1789.65 | 1789.65
NYISO_A-F | 3289.7 | 3999.5 | 4067.43 |  | NYISO_A-F | 639 | 639 | 639 | NYISO_A-F | 2476.3 | 3186.1 | 3186.1 | NYISO_A-F | 2251.9 | 2251.9 | 2251.9
NYISO_G-I | 0 | 60 | 134.33 |  | NYISO_G-I | 0 | 0 | 0 | NYISO_G-I | 0 | 60 | 60 | NYISO_G-I | 368.2 | 368.2 | 368.2
NYISO_J-K | 1207.4 | 1207.4 | 1594.28 |  | NYISO_J-K | 1175.4 | 1175.4 | 1175.4 | NYISO_J-K | 0 | 0 | 0 | NYISO_J-K | 0 | 0 | 0
PJM_E | 5940.05 | 6072.95 | 7172.95 |  | PJM_E | 4634.3 | 4634.3 | 4634.3 | PJM_E | 1150 | 1150 | 1150 | PJM_E | 3285 | 3853 | 3853
PJM_ROM | 2243.7 | 4761.84 | 12227.68 |  | PJM_ROM | 1678.5 | 1678.5 | 1678.5 | PJM_ROM | 479.8 | 1230 | 6981.74 | PJM_ROM | 8669.5 | 8669.5 | 8669.5
PJM_ROR | 14076.1 | 15146.24 | 16982.12 |  | PJM_ROR | 3077 | 3197 | 3197 | PJM_ROR | 8325.7 | 8517.4 | 10095.01 | PJM_ROR | 13860.59 | 23770.22 | 23770.22
SOCO | 5151.9 | 7538.9 | 7646.3 |  | SOCO | 5026.9 | 5213.9 | 5213.9 | SOCO | 0 | 0 | 0 | SOCO | 10105.93 | 10354.93 | 10354.93
SPP_N | 465.04 | 465.04 | 14734.02 |  | SPP_N | 0 | 0 | 0 | SPP_N | 0 | 0 | 14173.98 | SPP_N | 334 | 1032.46 | 1747.5
SPP_S | 1830.99 | 8797.47 | 54333 |  | SPP_S | 0 | 0 | 0 | SPP_S | 430 | 7096.48 | 52537.01 | SPP_S | 522 | 1910.21 | 8337.8
TVA | 3115.89 | 4883.21 | 8059.14 |  | TVA | 1418 | 1787.51 | 1787.54 | TVA | 0 | 0 | 0 | TVA | 3610.95 | 4351.95 | 4351.95
VACAR | 7149.42 | 16504.47 | 18777.06 |  | VACAR | 4384.74 | 6040.86 | 7622.64 | VACAR | 0.9 | 3500 | 3500 | VACAR | 3383.99 | 5561.99 | 5561.99
| 69003.69 | 126439.67 | 291401.23 |  |  | 26863.24 | 32351.19 | 35240.31 |  | 22194.9 | 58332.6 | 197779.8 |  | 68913.81 | 89745.43 | 99149.53

## Generation
#1 | Total Generation (GWh)
Total Generation by Reporting Type: Entergy
ReportingType | 2015 | 2020 | 2025 | 2030 | 2035 | 2040
BM | 0 | 0 | 0 | 0 | 0 | 0
CC | 64401.18 | 64271.9 | 32343.02 | 17068.89 | 19077.79 | 16611.93
CSP | 0 | 0 | 0 | 0 | 0 | 0
CT | 0 | 0 | 0 | 0 | 3.72 | 18.9
Coal | 60874.01 | 50047.65 | 48497.68 | 44784.9 | 49646.38 | 53252.87
Geo | 0 | 0 | 0 | 0 | 0 | 0
H | 153 | 153 | 153 | 153 | 153 | 153
LFG | 63.07 | 63.07 | 63.07 | 909.81 | 909.81 | 909.81
Nuc | 42234.08 | 42234.08 | 42234.08 | 42234.08 | 35675.42 | 27909.39
PS | 25.66 | 43.36 | 25.66 | 50.74 | 62.54 | 50.74
PV | 0.57 | 125.9 | 194.25 | 200.81 | 208.17 | 213.2
PeakG | 0 | 0 | 0 | 0 | 0 | 0
PeakO | 0 | 0 | 0 | 0 | 0 | 0
ST | 0 | 0 | 0 | 0 | 0 | 0
STOG | 1489.24 | 1568.07 | 1511.98 | 883.53 | 1511.98 | 1511.98
STWD | 0 | 136.27 | 80.65 | 80.65 | 136.27 | 157.9
WT | 315.27 | 315.27 | 315.27 | 315.27 | 315.27 | 609.92
IGCC | 0 | 0 | 0 | 0 | 0 | 0
DemandResponse | 0 | 0 | 0 | 0 | 0 | 0
IGCC-CCS | 0 | 0 | 0 | 0 | 0 | 0
WT_off | 0 | 0 | 0 | 0 | 0 | 0
PseudoUnit | 0 | 0 | 0 | 0 | 0 | 0
FixedInterchange | 0 | 0 | 0 | 0 | 0 | 0
Total Generation by Reporting Type: FRCC
ReportingType | 2015 | 2020 | 2025 | 2030 | 2035 | 2040
BM | 0 | 0 | 0 | 0 | 0 | 0
CC | 142609.67 | 149019.75 | 147879.48 | 146477.49 | 194432.79 | 229697.17
CSP | 0 | 0 | 0 | 0 | 0 | 0
CT | 130.33 | 179.81 | 349.9 | 390.08 | 182.51 | 486.48
Coal | 55992.15 | 55350.83 | 55773.81 | 57428.69 | 58544.69 | 58544.69
Geo | 0 | 0 | 0 | 0 | 0 | 0
H | 27.85 | 27.85 | 27.85 | 27.85 | 27.85 | 27.85
LFG | 3831.62 | 3831.62 | 5392.66 | 5392.66 | 5392.66 | 5392.66
Nuc | 32180.57 | 32180.57 | 32180.57 | 32180.57 | 19598.11 | 6535.31
PS | 0 | 0 | 0 | 0 | 0 | 0
PV | 134.03 | 134.03 | 134.03 | 134.03 | 134.03 | 134.03
PeakG | 20.19 | 33.32 | 91.82 | 79.17 | 76.77 | 71.59
PeakO | 0 | 0 | 0 | 0 | 0 | 0
ST | 0 | 0 | 0 | 0 | 0 | 0
STOG | 2341.65 | 2265.02 | 2551.47 | 2571.16 | 2051.86 | 1858.01
STWD | 0 | 1366.56 | 1366.56 | 1366.56 | 1366.56 | 1366.56
WT | 0 | 0 | 0 | 0 | 0 | 0
IGCC | 0 | 0 | 0 | 0 | 0 | 0
DemandResponse | 0 | 0 | 0 | 0 | 0 | 0
IGCC-CCS | 0 | 0 | 0 | 0 | 0 | 0
WT_off | 0 | 0 | 0 | 0 | 0 | 0
PseudoUnit | 0 | 0 | 0 | 0 | 0 | 0
FixedInterchange | 0 | 0 | 0 | 0 | 0 | 0
Total Generation by Reporting Type: MAPP_US
ReportingType | 2015 | 2020 | 2025 | 2030 | 2035 | 2040
BM | 0 | 0 | 0 | 0 | 0 | 0
CC | 538.83 | 610.56 | 272.56 | 188.11 | 194.63 | 194.63
CSP | 0 | 0 | 0 | 0 | 0 | 0
CT | 0 | 2.68 | 0 | 0 | 0 | 0
Coal | 21992.45 | 18006.51 | 17658.88 | 16794.27 | 16631.57 | 16134.68
Geo | 354.6 | 354.6 | 354.6 | 354.6 | 354.6 | 354.6
H | 10150.02 | 10150.02 | 10150.02 | 10150.02 | 10150.02 | 10150.02
LFG | 15.77 | 15.77 | 15.77 | 580.79 | 580.79 | 580.79
Nuc | 0 | 0 | 0 | 0 | 0 | 0
PS | 0 | 0 | 0 | 0 | 0 | 0
PV | 0 | 0 | 0 | 0 | 0 | 0
PeakG | 96.59 | 91.98 | 68.21 | 25.29 | 30.73 | 49.16
PeakO | 0 | 0 | 0 | 0 | 0 | 0
ST | 0 | 0 | 0 | 0 | 0 | 0
STOG | 0 | 0 | 0 | 0 | 0 | 0
STWD | 0 | 0 | 0 | 0 | 0 | 0
WT | 5908.78 | 11433.54 | 24011.19 | 30198.79 | 40592.01 | 40592.01
IGCC | 0 | 0 | 0 | 0 | 0 | 0
DemandResponse | 0 | 0 | 0 | 0 | 0 | 0
IGCC-CCS | 0 | 0 | 0 | 0 | 0 | 0
WT_off | 0 | 0 | 0 | 0 | 0 | 0
PseudoUnit | 0 | 0 | 0 | 0 | 0 | 0
FixedInterchange | 0 | 0 | 0 | 0 | 0 | 0
Total Generation by Reporting Type: MISO_IN
ReportingType | 2015 | 2020 | 2025 | 2030 | 2035 | 2040
BM | 0 | 0 | 0 | 0 | 0 | 0
CC | 5200.77 | 7363.48 | 4836.46 | 2528.09 | 3287.65 | 3788.12
CSP | 0 | 0 | 0 | 0 | 0 | 0
CT | 0 | 0 | 0 | 0 | 0 | 0
Coal | 88291.22 | 92057.21 | 91023.1 | 89636.43 | 96288.85 | 96969.13
Geo | 0 | 0 | 0 | 0 | 0 | 0
H | 417.2 | 417.2 | 417.2 | 417.2 | 417.2 | 417.2
LFG | 291.71 | 291.71 | 627.41 | 923.41 | 923.41 | 923.41
Nuc | 0 | 0 | 0 | 0 | 0 | 0
PS | 0 | 0 | 0 | 0 | 0 | 0
PV | 0 | 392.72 | 637.73 | 637.73 | 657.09 | 679.52
PeakG | 25.81 | 25.81 | 25.81 | 0 | 41.53 | 60.16
PeakO | 0 | 0 | 0 | 0 | 0 | 0
ST | 0 | 0 | 0 | 0 | 0 | 0
STOG | 54.68 | 106.75 | 54.68 | 54.68 | 106.75 | 106.75
STWD | 0 | 0 | 0 | 0 | 0 | 0
WT | 1553.06 | 1553.06 | 1553.06 | 1553.06 | 1553.06 | 1553.06
IGCC | 4427.31 | 4427.31 | 4427.31 | 4427.31 | 4427.31 | 4427.31
DemandResponse | 0 | 0 | 0 | 0 | 0 | 0
IGCC-CCS | 0 | 0 | 0 | 0 | 0 | 0
WT_off | 0 | 0 | 0 | 0 | 0 | 0
PseudoUnit | 0 | 0 | 0 | 0 | 0 | 0
FixedInterchange | 0 | 0 | 0 | 0 | 0 | 0
Total Generation by Reporting Type: MISO_MI
ReportingType | 2015 | 2020 | 2025 | 2030 | 2035 | 2040
BM | 0 | 0 | 0 | 0 | 0 | 0
CC | 13871.93 | 14937.27 | 9875.06 | 5370.18 | 7646.52 | 6147.39
CSP | 0 | 0 | 0 | 0 | 0 | 0
CT | 0 | 0 | 0 | 0 | 0 | 0
Coal | 59832.13 | 49904.45 | 50085.08 | 47680.56 | 53223.33 | 53729.71
Geo | 0 | 0 | 0 | 0 | 0 | 0
H | 410 | 410 | 410 | 410 | 410 | 410
LFG | 1285.09 | 1850.41 | 2548.5 | 2548.5 | 2548.5 | 2548.5
Nuc | 14714.16 | 14714.16 | 14714.16 | 14714.16 | 8654.01 | 8654.01
PS | 848.13 | 1422.72 | 1375.92 | 980.83 | 1422.72 | 1422.72
PV | 0 | 0 | 0 | 0 | 0 | 0
PeakG | 63.91 | 90.05 | 29.96 | 3.38 | 29.96 | 29.96
PeakO | 0 | 0 | 0 | 0 | 0 | 0
ST | 0 | 0 | 0 | 0 | 0 | 0
STOG | 415.38 | 634.42 | 540.49 | 540.49 | 540.49 | 640.04
STWD | 261.97 | 1142.3 | 1142.3 | 1142.3 | 1142.3 | 1142.3
WT | 5161.16 | 5980.29 | 5980.29 | 6367.43 | 6773.47 | 7162.42
IGCC | 0 | 0 | 0 | 0 | 0 | 0
DemandResponse | 0 | 0 | 0 | 0 | 0 | 0
IGCC-CCS | 0 | 0 | 0 | 0 | 0 | 0
WT_off | 0 | 0 | 0 | 0 | 0 | 0
PseudoUnit | 0 | 0 | 0 | 0 | 0 | 0
FixedInterchange | 0 | 0 | 0 | 0 | 0 | 0
Total Generation by Reporting Type: MISO_MO-IL
ReportingType | 2015 | 2020 | 2025 | 2030 | 2035 | 2040
BM | 0 | 0 | 0 | 0 | 0 | 0
CC | 3740.64 | 5051.57 | 2556.98 | 1159.53 | 1186.73 | 1169.54
CSP | 0 | 0 | 0 | 0 | 0 | 0
CT | 0 | 0 | 0 | 0 | 0 | 0
Coal | 106084.29 | 87780.5 | 87579.9 | 83566.74 | 92489.31 | 92584.29
Geo | 0 | 0 | 0 | 0 | 0 | 0
H | 1317.1 | 2690.42 | 2690.42 | 2690.42 | 2690.42 | 2690.42
LFG | 141.91 | 141.91 | 1902.67 | 1902.67 | 1902.67 | 1902.67
Nuc | 17393.71 | 17393.71 | 17393.71 | 17393.71 | 17393.71 | 17393.71
PS | 202.4 | 334.4 | 323.4 | 323.4 | 334.4 | 482.46
PV | 0 | 0 | 0 | 0 | 0 | 0
PeakG | 441.61 | 412.43 | 318.24 | 44.61 | 100.68 | 118.06
PeakO | 0 | 0 | 0 | 0 | 0 | 0
ST | 0 | 0 | 0 | 0 | 0 | 0
STOG | 110.53 | 110.53 | 57.9 | 57.9 | 57.9 | 5.26
STWD | 0 | 0 | 0 | 0 | 0 | 0
WT | 2075.16 | 2075.16 | 2075.16 | 7614.96 | 7614.96 | 13560.05
IGCC | 0 | 0 | 0 | 0 | 0 | 0
DemandResponse | 0 | 0 | 0 | 0 | 0 | 0
IGCC-CCS | 0 | 0 | 0 | 0 | 0 | 0
WT_off | 0 | 0 | 0 | 0 | 0 | 0
PseudoUnit | 0 | 0 | 0 | 0 | 0 | 0
FixedInterchange | 0 | 0 | 0 | 0 | 0 | 0
Total Generation by Reporting Type: MISO_W
ReportingType | 2015 | 2020 | 2025 | 2030 | 2035 | 2040
BM | 0 | 0 | 0 | 0 | 0 | 0
CC | 10433.25 | 10159.79 | 5563.79 | 2564.32 | 3163.42 | 3149.05
CSP | 0 | 0 | 0 | 0 | 0 | 0
CT | 0 | 0 | 0 | 0 | 0 | 0
Coal | 84167.22 | 81228.49 | 80999.77 | 72423.87 | 78242.07 | 76740.92
Geo | 0 | 0 | 0 | 0 | 0 | 0
H | 1643.73 | 1643.73 | 1643.73 | 1643.73 | 1643.73 | 1643.73
LFG | 1616.22 | 1616.22 | 2181.24 | 2181.24 | 2181.24 | 2181.24
Nuc | 18393.35 | 18393.35 | 18393.35 | 18393.35 | 0.78 | 0.78
PS | 0 | 0 | 0 | 0 | 0 | 0
PV | 0 | 0 | 0 | 0 | 0 | 0
PeakG | 128.96 | 114.16 | 57.42 | 21.75 | 25.3 | 25.3
PeakO | 0 | 0 | 0 | 0 | 0 | 0
ST | 0 | 0 | 0 | 0 | 0 | 0
STOG | 7.64 | 4.54 | 1.74 | 0.18 | 0.18 | 0.18
STWD | 0 | 1612.64 | 390.21 | 911.3 | 875.52 | 1348.38
WT | 27590.66 | 27590.66 | 27590.66 | 67775.84 | 79275.12 | 87306.79
IGCC | 0 | 0 | 0 | 0 | 0 | 0
DemandResponse | 0 | 0 | 0 | 0 | 0 | 0
IGCC-CCS | 0 | 0 | 0 | 0 | 0 | 0
WT_off | 0 | 0 | 0 | 0 | 0 | 0
PseudoUnit | 0 | 0 | 0 | 0 | 0 | 0
FixedInterchange | 0 | 0 | 0 | 0 | 0 | 0
Total Generation by Reporting Type: MISO_WUMS
ReportingType | 2015 | 2020 | 2025 | 2030 | 2035 | 2040
BM | 0 | 0 | 0 | 0 | 0 | 0
CC | 15382.52 | 17271.28 | 11712.98 | 3718.36 | 6462.67 | 5259.6
CSP | 0 | 0 | 0 | 0 | 0 | 0
CT | 0 | 586.81 | 1168.28 | 783.28 | 1951.08 | 3185.81
Coal | 32674.12 | 32301.06 | 32203.67 | 30476.38 | 38807.31 | 40543.89
Geo | 0 | 0 | 0 | 0 | 0 | 0
H | 1018.41 | 1023.31 | 1023.31 | 1023.31 | 1023.31 | 1023.31
LFG | 559.76 | 559.76 | 2320.52 | 2320.52 | 2320.52 | 2320.52
Nuc | 14153.33 | 14153.33 | 14153.33 | 14153.33 | 0.78 | 0.78
PS | 0 | 0 | 0 | 0 | 0 | 0
PV | 0 | 0 | 0 | 0 | 0 | 0
PeakG | 94.39 | 94.39 | 16.98 | 0 | 0 | 0
PeakO | 0 | 0 | 0 | 0 | 0 | 0
ST | 0 | 0 | 0 | 0 | 0 | 0
STOG | 2.73 | 2.33 | 0 | 0 | 0 | 0
STWD | 0 | 329.48 | 70.76 | 69.46 | 261.49 | 376.73
WT | 4109.61 | 4109.61 | 4109.61 | 4109.61 | 4109.61 | 4197.83
IGCC | 0 | 0 | 0 | 0 | 0 | 0
DemandResponse | 0 | 0 | 0 | 0 | 0 | 0
IGCC-CCS | 0 | 0 | 0 | 0 | 0 | 0
WT_off | 0 | 0 | 0 | 0 | 0 | 0
PseudoUnit | 0 | 0 | 0 | 0 | 0 | 0
FixedInterchange | 0 | 0 | 0 | 0 | 0 | 0
Total Generation by Reporting Type: Nebraska
ReportingType | 2015 | 2020 | 2025 | 2030 | 2035 | 2040
BM | 0 | 0 | 0 | 0 | 0 | 0
CC | 939.33 | 387.49 | 247.08 | 137.83 | 247.08 | 247.08
CSP | 0 | 0 | 0 | 0 | 0 | 0
CT | 0 | 0 | 0 | 0 | 0 | 0
Coal | 30719.51 | 28382.5 | 21665.11 | 19747.88 | 19990.34 | 19324.32
Geo | 0 | 0 | 0 | 0 | 0 | 0
H | 591 | 591 | 591 | 591 | 591 | 591
LFG | 47.3 | 47.3 | 47.3 | 610.88 | 610.88 | 610.88
Nuc | 9752.32 | 9752.32 | 9752.32 | 9731.98 | 1.55 | 1.55
PS | 0 | 0 | 0 | 0 | 0 | 0
PV | 0 | 0 | 0 | 0 | 0 | 0
PeakG | 44.3 | 11.18 | 0 | 0 | 0 | 0
PeakO | 0 | 0 | 0 | 0 | 0 | 0
ST | 0 | 0 | 0 | 0 | 0 | 0
STOG | 0 | 0 | 0 | 0 | 0 | 0
STWD | 0 | 0 | 0 | 0 | 0 | 0
WT | 1220.72 | 75302.22 | 160035.4 | 254175.89 | 254516.75 | 254529.12
IGCC | 0 | 0 | 0 | 0 | 0 | 0
DemandResponse | 0 | 0 | 0 | 0 | 0 | 0
IGCC-CCS | 0 | 0 | 0 | 0 | 0 | 0
WT_off | 0 | 0 | 0 | 0 | 0 | 0
PseudoUnit | 0 | 0 | 0 | 0 | 0 | 0
FixedInterchange | 0 | 0 | 0 | 0 | 0 | 0
Total Generation by Reporting Type: NEISO
ReportingType | 2015 | 2020 | 2025 | 2030 | 2035 | 2040
BM | 1882.96 | 1223.25 | 527.9 | 518.88 | 527.9 | 547.56
CC | 49030.13 | 43327.28 | 40163.1 | 29375.92 | 38943.26 | 47215.11
CSP | 0 | 0 | 0 | 0 | 0 | 0
CT | 3.12 | 10.92 | 10.92 | 0 | 10.61 | 10.61
Coal | 32.27 | 0 | 0 | 0 | 0 | 0
Geo | 0 | 0 | 0 | 0 | 0 | 0
H | 12289.94 | 12303.66 | 12303.66 | 12303.66 | 12303.66 | 12303.66
LFG | 4582.65 | 4582.65 | 5132.48 | 5132.48 | 5132.48 | 5132.48
Nuc | 36181.73 | 36181.73 | 36181.73 | 36181.73 | 26141.23 | 19310.53
PS | 183.98 | 184.14 | 164.34 | 58.59 | 136.26 | 184.14
PV | 5.26 | 571.78 | 574.39 | 574.39 | 574.39 | 574.47
PeakG | 32.93 | 38.51 | 38.51 | 0 | 38.51 | 54.38
PeakO | 0 | 0 | 1.19 | 0 | 0 | 0
ST | 0 | 0 | 0 | 0 | 0 | 0
STOG | 0 | 0 | 0 | 0 | 0 | 0
STWD | 4274.88 | 4274.88 | 2242 | 3099.35 | 2866.43 | 3025.29
WT | 1283.3 | 5716.24 | 11559.15 | 13332.3 | 15598.01 | 15598.01
IGCC | 0 | 0 | 0 | 0 | 0 | 0
DemandResponse | 0 | 0 | 0 | 0 | 0 | 0
IGCC-CCS | 0 | 0 | 0 | 0 | 0 | 0
WT_off | 1870.13 | 1870.13 | 1870.13 | 1870.13 | 0 | 0
PseudoUnit | 0 | 0 | 0 | 0 | 0 | 0
FixedInterchange | 0 | 0 | 0 | 0 | 0 | 0
Total Generation by Reporting Type: NonRTO_Midwest
ReportingType | 2015 | 2020 | 2025 | 2030 | 2035 | 2040
BM | 0 | 0 | 0 | 0 | 0 | 0
CC | 0 | 0 | 0 | 0 | 0.03 | 874.1
CSP | 0 | 0 | 0 | 0 | 0 | 0
CT | 0 | 12.65 | 12.65 | 39.75 | 75.89 | 75.89
Coal | 58691.63 | 61090.58 | 61173.91 | 60861.79 | 63363.87 | 64562.36
Geo | 0 | 0 | 0 | 0 | 0 | 0
H | 457.8 | 457.8 | 3593.25 | 3593.25 | 3593.25 | 3593.25
LFG | 110.38 | 110.38 | 1373.79 | 1373.79 | 1373.79 | 1373.79
Nuc | 0 | 0 | 0 | 0 | 0 | 0.02
PS | 0 | 0 | 0 | 0 | 0 | 0
PV | 0 | 0 | 0 | 0 | 0 | 0
PeakG | 19.2 | 25.5 | 29.84 | 28.26 | 97.75 | 102.66
PeakO | 0 | 0 | 0 | 0 | 0 | 0
ST | 0 | 0 | 0 | 0 | 0 | 0
STOG | 0 | 0 | 0 | 0 | 0 | 0
STWD | 0 | 0 | 0 | 0 | 0 | 0
WT | 151.43 | 151.43 | 151.43 | 151.43 | 151.43 | 151.43
IGCC | 0 | 0 | 0 | 0 | 0 | 0
DemandResponse | 0 | 0 | 0 | 0 | 0 | 0
IGCC-CCS | 0 | 0 | 0 | 0 | 0 | 0
WT_off | 0 | 0 | 0 | 0 | 0 | 0
PseudoUnit | 0 | 0 | 0 | 0 | 0 | 0
FixedInterchange | 0 | 0 | 0 | 0 | 0 | 0
Total Generation by Reporting Type: NYISO_A-F
ReportingType | 2015 | 2020 | 2025 | 2030 | 2035 | 2040
BM | 0 | 0 | 0 | 0 | 0 | 0
CC | 8171.26 | 9591.03 | 7132.72 | 6986.55 | 12863.75 | 14058.97
CSP | 0 | 0 | 0 | 0 | 0 | 0
CT | 0 | 0 | 0 | 0 | 0 | 0
Coal | 0 | 0 | 0 | 0 | 0 | 0
Geo | 0 | 0 | 0 | 0 | 0 | 0
H | 27149.98 | 27149.98 | 27149.98 | 27149.98 | 27149.98 | 27149.98
LFG | 1359.2 | 1359.2 | 1359.2 | 1894.79 | 1894.79 | 1894.79
Nuc | 26211.3 | 26211.3 | 26211.3 | 21372.53 | 16850.79 | 10212.67
PS | 122.53 | 89.88 | 39.73 | 30.07 | 228.97 | 578.92
PV | 0 | 0 | 0 | 0 | 0 | 0
PeakG | 1.88 | 6.58 | 0 | 0 | 9.56 | 20.68
PeakO | 0 | 0 | 0 | 0 | 0 | 0
ST | 0 | 0 | 0 | 0 | 0 | 0
STOG | 0 | 0 | 0 | 0 | 0 | 0
STWD | 0 | 8.51 | 0 | 64.63 | 96.88 | 223.43
WT | 10101.82 | 11933.66 | 11933.66 | 11933.66 | 11933.66 | 11933.66
IGCC | 0 | 0 | 0 | 0 | 0 | 0
DemandResponse | 0 | 0 | 0 | 0 | 0 | 0
IGCC-CCS | 0 | 0 | 0 | 0 | 0 | 0
WT_off | 0 | 0 | 0 | 0 | 0 | 0
PseudoUnit | 0 | 0 | 0 | 0 | 0 | 0
FixedInterchange | 0 | 0 | 0 | 0 | 0 | 0
Total Generation by Reporting Type: NYISO_G-I
ReportingType | 2015 | 2020 | 2025 | 2030 | 2035 | 2040
BM | 0 | 0 | 0 | 0 | 0 | 0
CC | 3112.17 | 6691.39 | 5556.32 | 3673.23 | 19205.84 | 41442.61
CSP | 0 | 0 | 0 | 0 | 0 | 0
CT | 0 | 0 | 0 | 0 | 0 | 0
Coal | 0 | 0 | 0 | 0 | 0 | 0
Geo | 0 | 0 | 0 | 0 | 0 | 0
H | 266.56 | 266.56 | 266.56 | 266.56 | 266.56 | 266.56
LFG | 504.58 | 504.58 | 507.04 | 1090.62 | 1090.62 | 1090.62
Nuc | 15929.31 | 15929.31 | 15929.31 | 15929.31 | 7987.24 | 3.12
PS | 0 | 0 | 0 | 0 | 0 | 0
PV | 0 | 0 | 0 | 0 | 0 | 0
PeakG | 0.01 | 0.03 | 0.75 | 0.11 | 0.11 | 0.11
PeakO | 0 | 0 | 0 | 0 | 0 | 0
ST | 0 | 0 | 0 | 0 | 0 | 0
STOG | 0 | 0 | 0 | 0 | 0 | 0
STWD | 0 | 0 | 0 | 0 | 0 | 0
WT | 0 | 178.23 | 178.23 | 178.23 | 178.23 | 178.23
IGCC | 0 | 0 | 0 | 0 | 0 | 0
DemandResponse | 0 | 0 | 0 | 0 | 0 | 0
IGCC-CCS | 0 | 0 | 0 | 0 | 0 | 0
WT_off | 0 | 0 | 0 | 0 | 0 | 0
PseudoUnit | 0 | 0 | 0 | 0 | 0 | 0
FixedInterchange | 0 | 0 | 0 | 0 | 0 | 0
Total Generation by Reporting Type: NYISO_J-K
ReportingType | 2015 | 2020 | 2025 | 2030 | 2035 | 2040
BM | 0 | 0 | 0 | 0 | 0 | 0
CC | 23946.8 | 25654.15 | 24860.91 | 22592.91 | 30274.45 | 31275.6
CSP | 0 | 0 | 0 | 0 | 0 | 0
CT | 0 | 0 | 0 | 32.11 | 211.16 | 346.68
Coal | 0 | 0 | 0 | 0 | 0 | 0
Geo | 0 | 0 | 0 | 0 | 0 | 0
H | 0 | 0 | 0 | 0 | 0 | 0
LFG | 977.62 | 977.62 | 977.62 | 1563.66 | 1563.66 | 1563.66
Nuc | 0 | 0 | 0 | 0 | 0 | 0
PS | 0 | 0 | 0 | 0 | 0 | 0
PV | 53.26 | 53.26 | 53.26 | 53.26 | 0 | 0
PeakG | 97.93 | 176.08 | 231.69 | 269.6 | 476.62 | 421.3
PeakO | 0 | 0 | 0.01 | 0 | 0 | 0
ST | 0 | 0 | 0 | 0 | 0 | 0
STOG | 899.55 | 1620.42 | 1853.5 | 1805.04 | 2763.99 | 3165.19
STWD | 0 | 0 | 0 | 0 | 0 | 0
WT | 0 | 0 | 0 | 0 | 0 | 0
IGCC | 0 | 0 | 0 | 0 | 0 | 0
DemandResponse | 0 | 0 | 0 | 0 | 0 | 0
IGCC-CCS | 0 | 0 | 0 | 0 | 0 | 0
WT_off | 0 | 0 | 0 | 0 | 0 | 0
PseudoUnit | 0 | 0 | 0 | 0 | 0 | 0
FixedInterchange | 0 | 0 | 0 | 0 | 0 | 0
Total Generation by Reporting Type: PJM_E
ReportingType | 2015 | 2020 | 2025 | 2030 | 2035 | 2040
BM | 6.5 | 223.98 | 223.98 | 223.98 | 223.98 | 223.98
CC | 29080.57 | 50646.2 | 40796.19 | 30864.48 | 54078.77 | 56191.68
CSP | 0 | 0 | 0 | 0 | 0 | 0
CT | 0 | 0.86 | 0.86 | 5.14 | 763.45 | 204.83
Coal | 368.17 | 174.76 | 174.76 | 150.41 | 207.62 | 207.62
Geo | 0 | 0 | 0 | 0 | 0 | 0
H | 1839.27 | 1839.27 | 1839.27 | 1839.27 | 1839.27 | 1839.27
LFG | 3714.15 | 4761.94 | 4761.94 | 4761.94 | 4761.94 | 4761.94
Nuc | 66287.73 | 61501.14 | 61501.14 | 61501.14 | 44177.54 | 35032.79
PS | 164 | 304 | 294 | 174 | 294 | 294
PV | 102.4 | 102.4 | 102.4 | 102.4 | 102.4 | 102.4
PeakG | 22.93 | 80.26 | 481.53 | 481.53 | 940.13 | 443.67
PeakO | 0 | 0 | 0 | 0 | 0 | 0
ST | 0 | 0 | 0 | 0 | 0 | 0
STOG | 478.17 | 1000.72 | 1000.72 | 1000.72 | 1000.72 | 983.02
STWD | 0 | 0 | 0 | 0 | 0 | 0
WT | 2143.36 | 2143.36 | 2143.36 | 2143.36 | 2143.36 | 2143.36
IGCC | 0 | 0 | 0 | 0 | 0 | 0
DemandResponse | 0 | 0 | 0 | 0 | 0 | 0
IGCC-CCS | 0 | 0 | 0 | 0 | 0 | 0
WT_off | 0 | 0 | 3990.53 | 3990.53 | 3990.53 | 3990.53
PseudoUnit | 0 | 0 | 0 | 0 | 0 | 0
FixedInterchange | 0 | 0 | 0 | 0 | 0 | 0
Total Generation by Reporting Type: PJM_ROM
ReportingType | 2015 | 2020 | 2025 | 2030 | 2035 | 2040
BM | 3.9 | 134.39 | 134.39 | 134.39 | 134.39 | 134.39
CC | 17748.57 | 25028.57 | 23527.62 | 17628.53 | 27327.83 | 130297.9
CSP | 0 | 0 | 0 | 0 | 0 | 0
CT | 0.04 | 0.52 | 3.14 | 3.14 | 6.13 | 1.64
Coal | 51632.41 | 56716.5 | 56716.5 | 54773.23 | 58083.8 | 58083.8
Geo | 0 | 0 | 0 | 0 | 0 | 0
H | 3645.46 | 4036.88 | 6490.47 | 6490.47 | 6490.47 | 6490.47
LFG | 2813.8 | 4903.85 | 4903.85 | 4903.85 | 4903.85 | 4903.85
Nuc | 39227.38 | 39227.38 | 39227.38 | 39227.38 | 25736.15 | 18733.49
PS | 620.33 | 1149.88 | 1112.05 | 658.16 | 1112.06 | 1129.78
PV | 10.51 | 2480.06 | 4036.96 | 4458.73 | 4625.61 | 4825.22
PeakG | 0 | 48.51 | 48.51 | 13.86 | 296.06 | 152.46
PeakO | 0 | 0 | 0 | 0 | 0 | 0
ST | 0 | 0 | 0 | 0 | 0 | 0
STOG | 691.59 | 1402.89 | 1350.24 | 1350.24 | 1803.02 | 2018.67
STWD | 359.55 | 490.56 | 490.56 | 490.56 | 490.56 | 490.56
WT | 3032.09 | 4910.74 | 17102.64 | 17102.64 | 17102.64 | 17102.64
IGCC | 0 | 0 | 0 | 0 | 0 | 0
DemandResponse | 0 | 0 | 0 | 0 | 0 | 0
IGCC-CCS | 0 | 0 | 0 | 0 | 0 | 0
WT_off | 0 | 0 | 0 | 0 | 0 | 0
PseudoUnit | 0 | 0 | 0 | 0 | 0 | 0
FixedInterchange | 0 | 0 | 0 | 0 | 0 | 0
Total Generation by Reporting Type: PJM_ROR
ReportingType | 2015 | 2020 | 2025 | 2030 | 2035 | 2040
BM | 0 | 2874.47 | 2426.45 | 2874.47 | 2426.45 | 1216.37
CC | 68060.42 | 73087.11 | 63406.21 | 42836.7 | 105703.9 | 89549.08
CSP | 0 | 0 | 0 | 0 | 0 | 0
CT | 5.69 | 5.69 | 5.69 | 5.69 | 5.69 | 11.11
Coal | 349132.5 | 276800.29 | 276295.92 | 275282.01 | 277669.51 | 280575.35
Geo | 0 | 0 | 0 | 0 | 0 | 0
H | 4602.26 | 6925.78 | 6925.78 | 6925.78 | 6925.78 | 6925.78
LFG | 4252.63 | 6266.48 | 8302.71 | 8302.71 | 8302.71 | 8302.71
Nuc | 156083.84 | 156083.84 | 156083.84 | 149330.43 | 116030.78 | 77993.94
PS | 2054.47 | 2341.56 | 2264.53 | 2264.53 | 2341.56 | 2341.56
PV | 63.07 | 63.07 | 63.07 | 63.07 | 63.07 | 63.07
PeakG | 1124.03 | 2080.55 | 1378.42 | 1000.89 | 1531.29 | 2237.52
PeakO | 0 | 0 | 0 | 0 | 0 | 0
ST | 0 | 0 | 0 | 0 | 0 | 0
STOG | 847.2 | 1431.48 | 847.2 | 798.51 | 798.51 | 798.51
STWD | 78.86 | 1359.55 | 1359.55 | 1359.55 | 1359.55 | 1359.55
WT | 28147.97 | 28682.04 | 28682.04 | 32400.11 | 37031.33 | 43244.95
IGCC | 0 | 0 | 0 | 0 | 0 | 0
DemandResponse | 0 | 0 | 0 | 0 | 0 | 0
IGCC-CCS | 0 | 0 | 0 | 0 | 0 | 0
WT_off | 0 | 0 | 0 | 0 | 0 | 0
PseudoUnit | 0 | 0 | 0 | 0 | 0 | 0
FixedInterchange | 0 | 0 | 0 | 0 | 0 | 0
Total Generation by Reporting Type: SOCO
ReportingType | 2015 | 2020 | 2025 | 2030 | 2035 | 2040
BM | 0 | 38.26 | 38.26 | 63.61 | 63.61 | 127.25
CC | 122352.81 | 127121.41 | 120288.92 | 101103.91 | 96832.66 | 70193.72
CSP | 0 | 0 | 0 | 0 | 0 | 0
CT | 0 | 0 | 0 | 0 | 0 | 0
Coal | 94947.74 | 98782.38 | 107475.27 | 111876.61 | 114491.29 | 172756.51
Geo | 0 | 0 | 0 | 0 | 0 | 0
H | 10893.11 | 10893.11 | 10893.11 | 10893.11 | 10893.11 | 10893.11
LFG | 291.71 | 291.71 | 1138.45 | 1138.45 | 1138.45 | 1138.45
Nuc | 45497.84 | 62634.5 | 62634.5 | 62634.5 | 62634.5 | 42031.17
PS | 913.66 | 1252.66 | 1273 | 1159.02 | 760.73 | 1231.13
PV | 0 | 0 | 0 | 0 | 0 | 0
PeakG | 775.03 | 1256.39 | 1912.67 | 1805.3 | 1690.58 | 649.38
PeakO | 0 | 0 | 0 | 0 | 0 | 0
ST | 0 | 0 | 0 | 0 | 0 | 0
STOG | 0 | 0 | 0 | 0 | 0 | 0
STWD | 0 | 451.92 | 451.92 | 1950.02 | 2056.23 | 3922.63
WT | 0 | 0 | 0 | 0 | 0 | 0
IGCC | 0 | 0 | 0 | 0 | 0 | 0
DemandResponse | 0 | 0 | 0 | 0 | 0 | 0
IGCC-CCS | 0 | 0 | 0 | 0 | 0 | 0
WT_off | 0 | 0 | 0 | 0 | 0 | 0
PseudoUnit | 0 | 0 | 0 | 0 | 0 | 0
FixedInterchange | 0 | 0 | 0 | 0 | 0 | 0
Total Generation by Reporting Type: SPP_N
ReportingType | 2015 | 2020 | 2025 | 2030 | 2035 | 2040
BM | 0 | 0 | 0 | 0 | 0 | 0
CC | 6455.61 | 1805.43 | 1026.5 | 956.57 | 956.57 | 956.57
CSP | 0 | 0 | 0 | 0 | 0 | 0
CT | 0 | 0 | 0 | 0 | 0 | 0
Coal | 59322.92 | 53625.61 | 48670.56 | 35898.58 | 37843.87 | 36472.53
Geo | 0 | 0 | 0 | 0 | 0 | 0
H | 60 | 60 | 60 | 60 | 60 | 60
LFG | 55.19 | 55.19 | 55.19 | 804.17 | 804.17 | 804.17
Nuc | 9035.69 | 9035.69 | 9035.69 | 9035.69 | 9035.69 | 9035.69
PS | 0 | 0 | 0 | 0 | 0 | 0
PV | 0 | 0 | 0 | 0 | 0 | 0
PeakG | 0 | 0 | 0 | 0 | 0 | 0
PeakO | 0 | 0 | 0 | 0 | 0 | 0
ST | 0 | 0 | 0 | 0 | 0 | 0
STOG | 184.98 | 159.35 | 17.67 | 5.05 | 5.05 | 5.05
STWD | 0 | 0 | 0 | 0 | 0 | 0
WT | 4213.48 | 4213.48 | 4213.48 | 52886.5 | 61452.31 | 73698.03
IGCC | 0 | 0 | 0 | 0 | 0 | 0
DemandResponse | 0 | 0 | 0 | 0 | 0 | 0
IGCC-CCS | 0 | 0 | 0 | 0 | 0 | 0
WT_off | 0 | 0 | 0 | 0 | 0 | 0
PseudoUnit | 0 | 0 | 0 | 0 | 0 | 0
FixedInterchange | 0 | 0 | 0 | 0 | 0 | 0
Total Generation by Reporting Type: SPP_S
ReportingType | 2015 | 2020 | 2025 | 2030 | 2035 | 2040
BM | 0 | 0 | 0 | 0 | 0 | 0
CC | 42360.23 | 26339.61 | 11081.11 | 7137.03 | 8443.38 | 8698.48
CSP | 0 | 0 | 0 | 0 | 0 | 0
CT | 3.86 | 6.66 | 0 | 0 | 0 | 0
Coal | 96566.1 | 74795.35 | 40631.16 | 22474.32 | 28936.92 | 26816.96
Geo | 0 | 0 | 0 | 0 | 0 | 0
H | 10050.79 | 10050.79 | 10050.79 | 10050.79 | 10050.79 | 10050.79
LFG | 149.8 | 149.8 | 149.8 | 898.78 | 898.78 | 898.78
Nuc | 0 | 0 | 0 | 0 | 0 | 0
PS | 194.01 | 309.78 | 323.35 | 680.15 | 992.91 | 1102.85
PV | 0 | 0 | 0 | 0 | 0 | 0
PeakG | 0 | 0 | 0 | 0 | 0 | 0
PeakO | 0 | 0 | 0 | 0 | 0 | 0
ST | 0 | 0 | 0 | 0 | 0 | 0
STOG | 3006.75 | 3054.89 | 2250.79 | 1247.94 | 2420.66 | 2645.25
STWD | 0 | 55.57 | 30.24 | 30.24 | 52.92 | 54.81
WT | 9404.55 | 32395.11 | 145796.08 | 189104.94 | 194587.26 | 198036.43
IGCC | 0 | 0 | 0 | 0 | 0 | 0
DemandResponse | 0 | 0 | 0 | 0 | 0 | 0
IGCC-CCS | 0 | 0 | 0 | 0 | 0 | 0
WT_off | 0 | 0 | 0 | 0 | 0 | 0
PseudoUnit | 0 | 0 | 0 | 0 | 0 | 0
FixedInterchange | 0 | 0 | 0 | 0 | 0 | 0
Total Generation by Reporting Type: TVA
ReportingType | 2015 | 2020 | 2025 | 2030 | 2035 | 2040
BM | 0 | 0 | 0 | 0 | 0 | 0
CC | 16519.63 | 19874.83 | 17791.89 | 12142.44 | 13340.63 | 13174.98
CSP | 0 | 0 | 0 | 0 | 0 | 0
CT | 0 | 45.7 | 45.7 | 160.26 | 229.84 | 388.65
Coal | 84379.56 | 78433.7 | 78947.25 | 78947.25 | 84529.49 | 91239.6
Geo | 0 | 0 | 0 | 0 | 0 | 0
H | 17444.8 | 17444.8 | 17545.57 | 17545.57 | 17545.57 | 17545.57
LFG | 102.49 | 102.49 | 949.23 | 949.23 | 949.23 | 949.23
Nuc | 65391.09 | 65391.09 | 65391.09 | 65391.09 | 45821.54 | 35861.5
PS | 737.23 | 737.18 | 744.57 | 1281.1 | 1319.11 | 1281.11
PV | 0 | 0 | 0 | 0 | 0 | 0
PeakG | 0 | 0 | 0 | 0 | 0 | 0
PeakO | 0 | 0 | 0 | 0 | 0 | 0
ST | 0 | 0 | 0 | 0 | 0 | 0
STOG | 0 | 0 | 0 | 0 | 0 | 0
STWD | 0 | 3.38 | 3.37 | 21.54 | 17.94 | 29.36
WT | 73.94 | 73.94 | 73.94 | 73.94 | 73.94 | 73.94
IGCC | 0 | 0 | 0 | 0 | 0 | 0
DemandResponse | 0 | 0 | 0 | 0 | 0 | 0
IGCC-CCS | 0 | 0 | 0 | 0 | 0 | 0
WT_off | 0 | 0 | 0 | 0 | 0 | 0
PseudoUnit | 0 | 0 | 0 | 0 | 0 | 0
FixedInterchange | 0 | 0 | 0 | 0 | 0 | 0
Total Generation by Reporting Type: TVA_Transmission
ReportingType | 2015 | 2020 | 2025 | 2030 | 2035 | 2040
BM | 0 | 0 | 0 | 0 | 0 | 0
CC | 0 | 0 | 0 | 0 | 0 | 0
CSP | 0 | 0 | 0 | 0 | 0 | 0
CT | 0 | 0 | 0 | 0 | 0 | 0
Coal | 0 | 0 | 0 | 0 | 0 | 0
Geo | 0 | 0 | 0 | 0 | 0 | 0
H | 0 | 0 | 0 | 0 | 0 | 0
LFG | 0 | 0 | 0 | 0 | 0 | 0
Nuc | 0 | 0 | 0 | 0 | 0 | 0
PS | 0 | 0 | 0 | 0 | 0 | 0
PV | 0 | 0 | 0 | 0 | 0 | 0
PeakG | 0 | 0 | 0 | 0 | 0 | 0
PeakO | 0 | 0 | 0 | 0 | 0 | 0
ST | 0 | 0 | 0 | 0 | 0 | 0
STOG | 0 | 0 | 0 | 0 | 0 | 0
STWD | 0 | 0 | 0 | 0 | 0 | 0
WT | 0 | 0 | 0 | 0 | 0 | 0
IGCC | 0 | 0 | 0 | 0 | 0 | 0
DemandResponse | 0 | 0 | 0 | 0 | 0 | 0
IGCC-CCS | 0 | 0 | 0 | 0 | 0 | 0
WT_off | 0 | 0 | 0 | 0 | 0 | 0
PseudoUnit | 0 | 0 | 0 | 0 | 0 | 0
FixedInterchange | 0 | 0 | 0 | 0 | 0 | 0
Total Generation by Reporting Type: VACAR
ReportingType | 2015 | 2020 | 2025 | 2030 | 2035 | 2040
BM | 6.84 | 1730.81 | 6363.36 | 6811.59 | 8180.29 | 9306.23
CC | 38250.49 | 44592.07 | 40183.61 | 35549.42 | 71974.77 | 106239.26
CSP | 0 | 0 | 0 | 0 | 0 | 0
CT | 89.96 | 262.37 | 439.58 | 442.22 | 509.28 | 678.83
Coal | 83326.28 | 76487.49 | 87615.93 | 94778.12 | 109525.84 | 113975.38
Geo | 0 | 0 | 0 | 0 | 0 | 0
H | 4325 | 4325 | 4325 | 4325 | 4325 | 4325
LFG | 499.37 | 1343.43 | 1343.43 | 1343.43 | 1343.43 | 1343.43
Nuc | 89032.75 | 107182.03 | 107182.03 | 107182.03 | 81882.09 | 67409.4
PS | 653.44 | 1203.36 | 1327.71 | 1149.71 | 1675.75 | 1256.1
PV | 42.05 | 308.79 | 321.36 | 328.64 | 350.9 | 369.21
PeakG | 18.84 | 61.16 | 117.29 | 127.37 | 119.09 | 233.6
PeakO | 0 | 0 | 0 | 0 | 0 | 0
ST | 0 | 0 | 0 | 0 | 0 | 0
STOG | 0 | 0 | 0 | 0 | 0 | 0
STWD | 1969.25 | 1969.25 | 1969.25 | 1969.25 | 1969.25 | 1969.25
WT | 2.34 | 7866.99 | 7866.99 | 7866.99 | 7866.99 | 7866.99
IGCC | 0 | 0 | 0 | 0 | 0 | 0
DemandResponse | 0 | 0 | 0 | 0 | 0 | 0
IGCC-CCS | 0 | 0 | 0 | 0 | 0 | 0
WT_off | 3.46 | 3.46 | 3.46 | 3.46 | 3.46 | 3.46
PseudoUnit | 0 | 0 | 0 | 0 | 0 | 0
FixedInterchange | 0 | 0 | 0 | 0 | 0 | 0
Total Generation by Reporting Type: IESO
ReportingType | 2015 | 2020 | 2025 | 2030 | 2035 | 2040
BM | 0 | 0 | 0 | 0 | 0 | 0
CC | 2383.35 | 1497.16 | 1271.6 | 967.97 | 5885.75 | 19463
CSP | 0 | 0 | 0 | 0 | 0 | 0
CT | 0 | 0 | 0 | 0 | 4.94 | 110.2
Coal | 0 | 0 | 0 | 0 | 0 | 0
Geo | 0 | 0 | 0 | 0 | 0 | 0
H | 46189.03 | 46189.03 | 46189.03 | 46189.03 | 46189.03 | 47737.94
LFG | 926.37 | 926.37 | 926.37 | 926.37 | 930.31 | 930.31
Nuc | 101402.31 | 101402.31 | 101402.31 | 101402.31 | 93379.23 | 81383.57
PS | 13.53 | 4.3 | 4.3 | 4.3 | 13.53 | 50.43
PV | 78.84 | 78.84 | 78.84 | 78.84 | 78.84 | 78.84
PeakG | 0 | 0 | 0 | 0 | 0 | 4.3
PeakO | 0 | 0 | 0 | 0 | 0 | 0
ST | 0 | 0 | 0 | 0 | 0 | 0
STOG | 0 | 0 | 0 | 0 | 0 | 0
STWD | 0 | 0 | 0 | 0 | 0 | 0
WT | 8479.75 | 8479.75 | 8479.75 | 8479.75 | 3205.67 | 3205.67
IGCC | 0 | 0 | 0 | 0 | 0 | 0
DemandResponse | 0 | 0 | 0 | 0 | 0 | 0
IGCC-CCS | 0 | 0 | 0 | 0 | 0 | 0
WT_off | 0 | 0 | 0 | 0 | 0 | 0
PseudoUnit | 0 | 0 | 0 | 0 | 0 | 0
FixedInterchange | 0 | 0 | 0 | 0 | 0 | 0
Total Generation by Reporting Type: MAPP_CA
ReportingType | 2015 | 2020 | 2025 | 2030 | 2035 | 2040
BM | 0 | 0 | 0 | 0 | 0 | 0
CC | 3943.99 | 2124.52 | 615.62 | 0 | 0 | 120.57
CSP | 0 | 0 | 0 | 0 | 0 | 0
CT | 0 | 0 | 0 | 0 | 0 | 0
Coal | 636.67 | 844.89 | 24.64 | 0 | 0 | 0
Geo | 0 | 0 | 0 | 0 | 0 | 0
H | 41520.42 | 45597.02 | 54366.11 | 68795.52 | 68795.52 | 68795.52
LFG | 0 | 0 | 0 | 0 | 0 | 0
Nuc | 0 | 0 | 0 | 0 | 0 | 0
PS | 0 | 0 | 0 | 0 | 0 | 0
PV | 0 | 0 | 0 | 0 | 0 | 0
PeakG | 0 | 0 | 0 | 0 | 0 | 0
PeakO | 0 | 0 | 0 | 0 | 0 | 0
ST | 0 | 0 | 0 | 0 | 0 | 0
STOG | 3.4 | 0 | 0 | 0 | 0 | 0
STWD | 0 | 0 | 0 | 0 | 0 | 0
WT | 1446.06 | 1446.06 | 1446.06 | 1446.06 | 1446.06 | 1446.06
IGCC | 0 | 0 | 0 | 0 | 0 | 0
DemandResponse | 0 | 0 | 0 | 0 | 0 | 0
IGCC-CCS | 0 | 0 | 0 | 0 | 0 | 0
WT_off | 0 | 0 | 0 | 0 | 0 | 0
PseudoUnit | 0 | 0 | 0 | 0 | 0 | 0
FixedInterchange | 0 | 0 | 0 | 0 | 0 | 0
Total Generation by Reporting Type: AZ_NM_SNV_Coal
ReportingType | 2015 | 2020 | 2025 | 2030 | 2035 | 2040
BM | 0 | 0 | 0 | 0 | 0 | 0
CC | 0 | 0 | 0 | 0 | 0 | 0
CSP | 0 | 0 | 0 | 0 | 0 | 0
CT | 0 | 0 | 0 | 0 | 0 | 0
Coal | 77482.01 | 77472.95 | 77472.96 | 77472.96 | 92926.97 | 161934.4
Geo | 0 | 0 | 0 | 0 | 0 | 0
H | 0 | 0 | 0 | 0 | 0 | 0
LFG | 0 | 0 | 0 | 0 | 0 | 0
Nuc | 0 | 0 | 0 | 0 | 0 | 0
PS | 0 | 0 | 0 | 0 | 0 | 0
PV | 0 | 0 | 0 | 0 | 0 | 0
PeakG | 0 | 0 | 0 | 0 | 0 | 0
PeakO | 0 | 0 | 0 | 0 | 0 | 0
ST | 0 | 0 | 0 | 0 | 0 | 0
STOG | 0 | 0 | 0 | 0 | 0 | 0
STWD | 0 | 0 | 0 | 0 | 0 | 0
WT | 0 | 0 | 0 | 0 | 0 | 0
IGCC | 0 | 0 | 0 | 0 | 0 | 0
DemandResponse | 0 | 0 | 0 | 0 | 0 | 0
IGCC-CCS | 0 | 0 | 0 | 0 | 0 | 0
WT_off | 0 | 0 | 0 | 0 | 0 | 0
PseudoUnit | 0 | 0 | 0 | 0 | 0 | 0
FixedInterchange | 0 | 0 | 0 | 0 | 0 | 0
Total Generation by Reporting Type: AZ_NM_SNV_Gas
ReportingType | 2015 | 2020 | 2025 | 2030 | 2035 | 2040
BM | 0 | 0 | 0 | 0 | 0 | 0
CC | 104791.96 | 124748.74 | 124233.74 | 153567.27 | 153324.02 | 141083.9
CSP | 0 | 0 | 0 | 0 | 0 | 0
CT | 0 | 0 | 144.37 | 275 | 0 | 0
Coal | 0 | 0 | 0 | 0 | 0 | 0
Geo | 0 | 0 | 0 | 0 | 0 | 0
H | 0 | 0 | 0 | 0 | 0 | 0
LFG | 0 | 0 | 0 | 0 | 0 | 0
Nuc | 0 | 0 | 0 | 0 | 0 | 0
PS | 0 | 0 | 0 | 0 | 0 | 0
PV | 0 | 0 | 0 | 0 | 0 | 0
PeakG | 0 | 0 | 233.36 | 398.71 | 468.81 | 0
PeakO | 0 | 0 | 0 | 0 | 0 | 0
ST | 0 | 0 | 0 | 0 | 0 | 0
STOG | 0 | 0 | 0 | 0 | 0 | 0
STWD | 0 | 0 | 0 | 0 | 0 | 0
WT | 0 | 0 | 0 | 0 | 0 | 0
IGCC | 0 | 0 | 0 | 0 | 0 | 0
DemandResponse | 0 | 0 | 0 | 0 | 0 | 0
IGCC-CCS | 0 | 0 | 0 | 0 | 0 | 0
WT_off | 0 | 0 | 0 | 0 | 0 | 0
PseudoUnit | 0 | 0 | 0 | 0 | 0 | 0
FixedInterchange | 0 | 0 | 0 | 0 | 0 | 0
Total Generation by Reporting Type: AZ_NM_SNV_NucRenew
ReportingType | 2015 | 2020 | 2025 | 2030 | 2035 | 2040
BM | 0 | 0 | 0 | 0 | 0 | 0
CC | 0 | 0 | 0 | 0 | 0 | 0
CSP | 0 | 0 | 0 | 0 | 0 | 0
CT | 0 | 0 | 0 | 0 | 0 | 0
Coal | 0 | 0 | 0 | 0 | 0 | 0
Geo | 0 | 0 | 12066.9 | 12066.9 | 12066.9 | 12066.9
H | 8952 | 8952 | 8952 | 8952 | 8952 | 8952
LFG | 55.19 | 55.19 | 533.48 | 533.48 | 533.48 | 533.48
Nuc | 30183.89 | 30183.89 | 30183.89 | 30183.89 | 30183.89 | 30183.89
PS | 45.36 | 45.36 | 45.36 | 88.56 | 88.56 | 88.56
PV | 365.63 | 365.63 | 365.63 | 365.63 | 365.63 | 365.63
PeakG | 0 | 0 | 0 | 0 | 0 | 0
PeakO | 0 | 0 | 0 | 0 | 0 | 0
ST | 981.12 | 2520.82 | 3490.17 | 3926.91 | 3926.91 | 3926.91
STOG | 0 | 0 | 0 | 0 | 0 | 0
STWD | 182.21 | 182.21 | 182.21 | 182.21 | 182.21 | 182.21
WT | 1407.73 | 1407.73 | 2285.53 | 3937.43 | 3937.43 | 3937.43
IGCC | 0 | 0 | 0 | 0 | 0 | 0
DemandResponse | 0 | 0 | 0 | 0 | 0 | 0
IGCC-CCS | 0 | 0 | 0 | 0 | 0 | 0
WT_off | 0 | 0 | 0 | 0 | 0 | 0
PseudoUnit | 0 | 0 | 0 | 0 | 0 | 0
FixedInterchange | 0 | 0 | 0 | 0 | 0 | 0
Total Generation by Reporting Type: ERCOT
ReportingType | 2015 | 2020 | 2025 | 2030 | 2035 | 2040
BM | 0 | 154.07 | 98.27 | 13781.59 | 14260.45 | 15129.27
CC | 141465.2 | 122268.1 | 99348.92 | 81293.95 | 86882.6 | 98379.81
CSP | 0 | 0 | 0 | 0 | 0 | 0
CT | 0 | 0 | 0 | 0 | 0 | 0
Coal | 121877.47 | 130694.13 | 136671.15 | 136876.04 | 138497.28 | 139618
Geo | 0 | 0 | 0 | 0 | 0 | 0
H | 607.38 | 607.38 | 607.38 | 2022.97 | 2022.97 | 2022.97
LFG | 591.3 | 591.3 | 3382.24 | 3382.24 | 3382.24 | 3382.24
Nuc | 39655.79 | 39655.79 | 39655.79 | 39655.79 | 39655.79 | 39655.79
PS | 0 | 0 | 0 | 0 | 0 | 0
PV | 30.84 | 30.84 | 30.84 | 30.84 | 2.63 | 2.63
PeakG | 0 | 0 | 0 | 0 | 0 | 0
PeakO | 0 | 0 | 0 | 0 | 0 | 0
ST | 0 | 0 | 0 | 0 | 0 | 0
STOG | 4678.22 | 5009.05 | 4976.19 | 4501.45 | 4155.57 | 3761.06
STWD | 0 | 0 | 0 | 0 | 0 | 0
WT | 27080.39 | 51398.19 | 78832.26 | 95903.18 | 98325.67 | 102669.75
IGCC | 0 | 0 | 0 | 0 | 0 | 0
DemandResponse | 0 | 0 | 0 | 0 | 0 | 0
IGCC-CCS | 0 | 0 | 0 | 0 | 0 | 0
WT_off | 0 | 0 | 0 | 0 | 0 | 0
PseudoUnit | 0 | 0 | 0 | 0 | 0 | 0
FixedInterchange | 0 | 0 | 0 | 0 | 0 | 0
Total Generation by Reporting Type: NP15
ReportingType | 2015 | 2020 | 2025 | 2030 | 2035 | 2040
BM | 0 | 0 | 0 | 0 | 0 | 0
CC | 35638.5 | 36825.97 | 28137.27 | 21960.98 | 12440.55 | 5170.68
CSP | 0 | 0 | 0 | 0 | 0 | 0
CT | 0 | 0 | 0 | 0 | 0 | 0
Coal | 213.44 | 0 | 0 | 0 | 0 | 0
Geo | 9050.48 | 10433.7 | 14043.68 | 14043.68 | 14043.68 | 14043.68
H | 24182 | 24182 | 24182 | 24182 | 24182 | 24182
LFG | 670.14 | 5124.6 | 5124.6 | 5124.6 | 5124.6 | 5124.6
Nuc | 17915.6 | 17915.6 | 17915.6 | 17915.6 | 17915.6 | 17915.6
PS | 1.12 | 7.03 | 0 | 7.5 | 218.96 | 355.31
PV | 153.52 | 153.52 | 153.52 | 153.52 | 139.28 | 139.28
PeakG | 0 | 0 | 0 | 0 | 0.02 | 6.03
PeakO | 0 | 0 | 0 | 0 | 0 | 0
ST | 99.08 | 99.08 | 99.08 | 99.08 | 99.08 | 99.08
STOG | 130.9 | 171.45 | 72.85 | 141.38 | 87.13 | 159.02
STWD | 3097.54 | 3097.54 | 3097.54 | 3097.54 | 3097.54 | 3097.54
WT | 3102.31 | 3102.31 | 26933.79 | 33193.01 | 33232.87 | 33232.87
IGCC | 0 | 0 | 0 | 0 | 0 | 0
DemandResponse | 0 | 0 | 0 | 0 | 0 | 0
IGCC-CCS | 0 | 0 | 0 | 0 | 0 | 0
WT_off | 0 | 0 | 0 | 0 | 0 | 0
PseudoUnit | 0 | 0 | 0 | 0 | 0 | 0
FixedInterchange | 0 | 0 | 0 | 0 | 0 | 0
Total Generation by Reporting Type: NWPP_Coal
ReportingType | 2015 | 2020 | 2025 | 2030 | 2035 | 2040
BM | 0 | 0 | 0 | 0 | 0 | 0
CC | 0 | 0 | 0 | 0 | 0 | 0
CSP | 0 | 0 | 0 | 0 | 0 | 0
CT | 0 | 0 | 0 | 0 | 0 | 0
Coal | 97191.1 | 97072.99 | 97072.99 | 97072.99 | 97073 | 97073
Geo | 0 | 0 | 0 | 0 | 0 | 0
H | 0 | 0 | 0 | 0 | 0 | 0
LFG | 0 | 0 | 0 | 0 | 0 | 0
Nuc | 0 | 0 | 0 | 0 | 0 | 0
PS | 0 | 0 | 0 | 0 | 0 | 0
PV | 0 | 0 | 0 | 0 | 0 | 0
PeakG | 0 | 0 | 0 | 0 | 0 | 0
PeakO | 0 | 0 | 0 | 0 | 0 | 0
ST | 0 | 0 | 0 | 0 | 0 | 0
STOG | 0 | 0 | 0 | 0 | 0 | 0
STWD | 0 | 0 | 0 | 0 | 0 | 0
WT | 0 | 0 | 0 | 0 | 0 | 0
IGCC | 0 | 0 | 0 | 0 | 0 | 0
DemandResponse | 0 | 0 | 0 | 0 | 0 | 0
IGCC-CCS | 0 | 0 | 0 | 0 | 0 | 0
WT_off | 0 | 0 | 0 | 0 | 0 | 0
PseudoUnit | 0 | 0 | 0 | 0 | 0 | 0
FixedInterchange | 0 | 0 | 0 | 0 | 0 | 0
Total Generation by Reporting Type: NWPP_Gas
ReportingType | 2015 | 2020 | 2025 | 2030 | 2035 | 2040
BM | 0 | 0 | 0 | 0 | 0 | 0
CC | 50575.36 | 50575.36 | 50575.36 | 74294.56 | 109955.19 | 112505.71
CSP | 0 | 0 | 0 | 0 | 0 | 0
CT | 0 | 0 | 0 | 0 | 0 | 0
Coal | 0 | 0 | 0 | 0 | 0 | 3276.44
Geo | 0 | 0 | 0 | 0 | 0 | 0
H | 0 | 0 | 0 | 0 | 0 | 0
LFG | 0 | 0 | 0 | 0 | 0 | 0
Nuc | 0 | 0 | 0 | 0 | 0 | 0
PS | 0 | 0 | 0 | 0 | 0 | 0
PV | 0 | 0 | 0 | 0 | 0 | 0
PeakG | 0 | 0 | 0 | 0 | 0 | 0
PeakO | 0 | 0 | 0 | 0 | 0 | 0
ST | 0 | 0 | 0 | 0 | 0 | 0
STOG | 0 | 0 | 0 | 0 | 0 | 0
STWD | 0 | 0 | 0 | 0 | 0 | 0
WT | 0 | 0 | 0 | 0 | 0 | 0
IGCC | 0 | 0 | 0 | 0 | 0 | 0
DemandResponse | 0 | 0 | 0 | 0 | 0 | 0
IGCC-CCS | 0 | 0 | 0 | 0 | 0 | 0
WT_off | 0 | 0 | 0 | 0 | 0 | 0
PseudoUnit | 0 | 0 | 0 | 0 | 0 | 0
FixedInterchange | 0 | 0 | 0 | 0 | 0 | 0
Total Generation by Reporting Type: NWPP_NucRenew
ReportingType | 2015 | 2020 | 2025 | 2030 | 2035 | 2040
BM | 0 | 0 | 0 | 0 | 0 | 0.75
CC | 0 | 0 | 0 | 0 | 0 | 0
CSP | 0 | 0 | 0 | 0 | 0 | 0
CT | 0 | 0 | 0 | 0 | 0 | 0
Coal | 0 | 0 | 0 | 0 | 0 | 0
Geo | 3280.13 | 3280.13 | 6891.88 | 6891.88 | 6891.88 | 6891.88
H | 133486 | 133486 | 133486 | 133486 | 133486 | 133486
LFG | 1013.09 | 1013.09 | 2940.73 | 2940.73 | 2940.73 | 2940.73
Nuc | 8809.8 | 8809.8 | 8809.8 | 8809.8 | 8809.8 | 8809.8
PS | 0 | 0 | 0 | 0 | 0 | 0
PV | 7.88 | 7.88 | 7.88 | 7.88 | 7.88 | 7.88
PeakG | 0 | 0 | 0 | 0 | 0 | 0
PeakO | 0 | 0 | 0 | 0 | 0 | 0
ST | 0 | 0 | 0 | 0 | 0 | 0
STOG | 0 | 0 | 0 | 0 | 0 | 0
STWD | 0 | 82.05 | 885.74 | 2656.69 | 2656.69 | 2655.94
WT | 15874.4 | 15874.4 | 15874.4 | 15874.4 | 15874.4 | 15874.4
IGCC | 0 | 0 | 0 | 0 | 0 | 0
DemandResponse | 0 | 0 | 0 | 0 | 0 | 0
IGCC-CCS | 0 | 0 | 0 | 0 | 0 | 0
WT_off | 0 | 0 | 0 | 0 | 0 | 0
PseudoUnit | 0 | 0 | 0 | 0 | 0 | 0
FixedInterchange | 0 | 0 | 0 | 0 | 0 | 0
Total Generation by Reporting Type: RMPA
ReportingType | 2015 | 2020 | 2025 | 2030 | 2035 | 2040
BM | 0 | 0 | 0 | 0 | 0 | 0
CC | 4532.52 | 6431.09 | 2209.04 | 3183.91 | 2584.54 | 2787.47
CSP | 0 | 0 | 0 | 0 | 0 | 0
CT | 0 | 0 | 0 | 0 | 0 | 0
Coal | 55435.07 | 54077.86 | 50686.51 | 50686.51 | 59983.16 | 69179.29
Geo | 0 | 3818.04 | 21181.43 | 21387.54 | 21387.54 | 21387.54
H | 4353 | 4353 | 4353 | 4353 | 4353 | 4353
LFG | 58.34 | 58.34 | 58.34 | 286.45 | 286.45 | 286.45
Nuc | 0 | 0 | 0 | 0 | 0 | 0
PS | 61.93 | 105.6 | 118.23 | 236.13 | 440.17 | 1085.96
PV | 54.93 | 54.93 | 54.93 | 54.93 | 54.93 | 54.93
PeakG | 3.61 | 16.42 | 0 | 28.35 | 5.15 | 7.94
PeakO | 0 | 0 | 0 | 0 | 0 | 0
ST | 9.83 | 1255.62 | 1361.35 | 1411.32 | 1411.32 | 1411.32
STOG | 0 | 0 | 0 | 0 | 0 | 0
STWD | 0 | 0 | 0 | 0 | 0 | 0
WT | 6354.34 | 6354.34 | 6354.34 | 6354.34 | 6354.34 | 6354.34
IGCC | 0 | 0 | 0 | 0 | 0 | 0
DemandResponse | 0 | 0 | 0 | 0 | 0 | 0
IGCC-CCS | 0 | 0 | 0 | 0 | 0 | 0
WT_off | 0 | 0 | 0 | 0 | 0 | 0
PseudoUnit | 0 | 0 | 0 | 0 | 0 | 0
FixedInterchange | 0 | 0 | 0 | 0 | 0 | 0
Total Generation by Reporting Type: SP15
ReportingType | 2015 | 2020 | 2025 | 2030 | 2035 | 2040
BM | 44.8 | 44.8 | 44.8 | 44.8 | 27.49 | 27.49
CC | 23768.26 | 23875.92 | 21014.17 | 18921.31 | 17319.99 | 9307.63
CSP | 0 | 0 | 0 | 0 | 0 | 0
CT | 0 | 0 | 0 | 0 | 0 | 0
Coal | 761.6 | 761.6 | 761.6 | 612.39 | 0 | 0
Geo | 7774.15 | 19841.05 | 19841.05 | 19841.05 | 19841.05 | 19841.05
H | 5920 | 5920 | 5920 | 5920 | 5920 | 5920
LFG | 1759.71 | 6141.64 | 6141.64 | 6141.64 | 6141.64 | 6141.64
Nuc | 17526.13 | 17526.13 | 17526.13 | 17526.13 | 17526.13 | 17526.13
PS | 190.86 | 268.37 | 302.4 | 275.39 | 590.4 | 590.4
PV | 331.57 | 331.57 | 331.57 | 331.57 | 323.24 | 323.24
PeakG | 0 | 0 | 0 | 0 | 3.55 | 0
PeakO | 0 | 0 | 0 | 0 | 0 | 0
ST | 1569.79 | 1569.79 | 1569.79 | 1569.79 | 1569.79 | 1569.79
STOG | 221.06 | 336.44 | 232.13 | 396.71 | 798.36 | 508.24
STWD | 833.95 | 833.95 | 833.95 | 833.95 | 833.95 | 833.95
WT | 5740.26 | 5740.26 | 5740.26 | 5740.26 | 5740.26 | 5740.26
IGCC | 0 | 0 | 0 | 0 | 0 | 0
DemandResponse | 0 | 0 | 0 | 0 | 0 | 0
IGCC-CCS | 0 | 0 | 0 | 0 | 0 | 0
WT_off | 0 | 0 | 0 | 0 | 0 | 0
PseudoUnit | 0 | 0 | 0 | 0 | 0 | 0
FixedInterchange | 0 | 0 | 0 | 0 | 0 | 0
Total Generation by Reporting Type: ALB
ReportingType | 2015 | 2020 | 2025 | 2030 | 2035 | 2040
BM | 0 | 0 | 0 | 0 | 0 | 0
CC | 18642.06 | 22498.87 | 28858.22 | 33549.04 | 40072.49 | 44528.3
CSP | 0 | 0 | 0 | 0 | 0 | 0
CT | 0 | 0 | 0 | 0 | 0 | 0
Coal | 46350.59 | 46350.59 | 46350.59 | 46350.59 | 46350.59 | 46350.59
Geo | 0 | 0 | 0 | 0 | 0 | 0
H | 1979.87 | 1979.87 | 1979.87 | 1979.87 | 1979.87 | 1979.87
LFG | 78.84 | 78.84 | 78.84 | 78.84 | 78.84 | 78.84
Nuc | 0 | 0 | 0 | 0 | 0 | 0
PS | 0 | 0 | 0 | 0 | 0 | 0
PV | 0 | 0 | 0 | 0 | 0 | 0
PeakG | 0 | 0 | 0 | 0 | 0 | 0
PeakO | 0 | 0 | 0 | 0 | 0 | 0
ST | 0 | 0 | 0 | 0 | 0 | 0
STOG | 0 | 0 | 0 | 0 | 0 | 0
STWD | 0 | 0 | 0 | 0 | 0 | 0
WT | 1553.84 | 1553.84 | 1553.84 | 1553.84 | 1553.84 | 1553.84
IGCC | 0 | 0 | 0 | 0 | 0 | 0
DemandResponse | 0 | 0 | 0 | 0 | 0 | 0
IGCC-CCS | 0 | 0 | 0 | 0 | 0 | 0
WT_off | 0 | 0 | 0 | 0 | 0 | 0
PseudoUnit | 0 | 0 | 0 | 0 | 0 | 0
FixedInterchange | 0 | 0 | 0 | 0 | 0 | 0
Total Generation by Reporting Type: BC
ReportingType | 2015 | 2020 | 2025 | 2030 | 2035 | 2040
BM | 0 | 0 | 0 | 0 | 0 | 0
CC | 10506.74 | 11828.8 | 15743.25 | 20871.64 | 25831.92 | 31023.58
CSP | 0 | 0 | 0 | 0 | 0 | 0
CT | 0 | 0 | 0 | 0 | 0 | 0
Coal | 0 | 0 | 0 | 0 | 0 | 0
Geo | 0 | 0 | 0 | 0 | 0 | 0
H | 54411.22 | 54411.22 | 54411.22 | 54411.22 | 54411.22 | 54411.22
LFG | 189.22 | 189.22 | 189.22 | 189.22 | 189.22 | 189.22
Nuc | 0 | 0 | 0 | 0 | 0 | 0
PS | 0 | 0 | 0 | 0 | 0 | 0
PV | 0 | 0 | 0 | 0 | 0 | 0
PeakG | 0 | 0 | 0 | 0 | 0 | 0
PeakO | 0 | 0 | 0 | 0 | 0 | 0
ST | 0 | 0 | 0 | 0 | 0 | 0
STOG | 0 | 0 | 0 | 0 | 0 | 0
STWD | 0 | 0 | 0 | 0 | 0 | 0
WT | 568.82 | 568.82 | 568.82 | 568.82 | 568.82 | 568.82
IGCC | 0 | 0 | 0 | 0 | 0 | 0
DemandResponse | 0 | 0 | 0 | 0 | 0 | 0
IGCC-CCS | 0 | 0 | 0 | 0 | 0 | 0
WT_off | 0 | 0 | 0 | 0 | 0 | 0
PseudoUnit | 0 | 0 | 0 | 0 | 0 | 0
FixedInterchange | 0 | 0 | 0 | 0 | 0 | 0
Total Generation by Reporting Type: HQ_IESO
ReportingType | 2015 | 2020 | 2025 | 2030 | 2035 | 2040
BM | 0 | 0 | 0 | 0 | 0 | 0
CC | 0 | 0 | 0 | 0 | 0 | 0
CSP | 0 | 0 | 0 | 0 | 0 | 0
CT | 0 | 0 | 0 | 0 | 0 | 0
Coal | 0 | 0 | 0 | 0 | 0 | 0
Geo | 0 | 0 | 0 | 0 | 0 | 0
H | 0 | 0 | 0 | 0 | 0 | 0
LFG | 0 | 0 | 0 | 0 | 0 | 0
Nuc | 0 | 0 | 0 | 0 | 0 | 0
PS | 0 | 0 | 0 | 0 | 0 | 0
PV | 0 | 0 | 0 | 0 | 0 | 0
PeakG | 0 | 0 | 0 | 0 | 0 | 0
PeakO | 0 | 0 | 0 | 0 | 0 | 0
ST | 0 | 0 | 0 | 0 | 0 | 0
STOG | 0 | 0 | 0 | 0 | 0 | 0
STWD | 0 | 0 | 0 | 0 | 0 | 0
WT | 0 | 0 | 0 | 0 | 0 | 0
IGCC | 0 | 0 | 0 | 0 | 0 | 0
DemandResponse | 0 | 0 | 0 | 0 | 0 | 0
IGCC-CCS | 0 | 0 | 0 | 0 | 0 | 0
WT_off | 0 | 0 | 0 | 0 | 0 | 0
PseudoUnit | 0 | 0 | 0 | 0 | 0 | 0
FixedInterchange | 2336 | 2336 | 2336 | 2336 | 2336 | 2336
Total Generation by Reporting Type: HQ_NEISO
ReportingType | 2015 | 2020 | 2025 | 2030 | 2035 | 2040
BM | 0 | 0 | 0 | 0 | 0 | 0
CC | 0 | 0 | 0 | 0 | 0 | 0
CSP | 0 | 0 | 0 | 0 | 0 | 0
CT | 0 | 0 | 0 | 0 | 0 | 0
Coal | 0 | 0 | 0 | 0 | 0 | 0
Geo | 0 | 0 | 0 | 0 | 0 | 0
H | 0 | 0 | 0 | 0 | 0 | 0
LFG | 0 | 0 | 0 | 0 | 0 | 0
Nuc | 0 | 0 | 0 | 0 | 0 | 0
PS | 0 | 0 | 0 | 0 | 0 | 0
PV | 0 | 0 | 0 | 0 | 0 | 0
PeakG | 0 | 0 | 0 | 0 | 0 | 0
PeakO | 0 | 0 | 0 | 0 | 0 | 0
ST | 0 | 0 | 0 | 0 | 0 | 0
STOG | 0 | 0 | 0 | 0 | 0 | 0
STWD | 0 | 0 | 0 | 0 | 0 | 0
WT | 0 | 0 | 0 | 0 | 0 | 0
IGCC | 0 | 0 | 0 | 0 | 0 | 0
DemandResponse | 0 | 0 | 0 | 0 | 0 | 0
IGCC-CCS | 0 | 0 | 0 | 0 | 0 | 0
WT_off | 0 | 0 | 0 | 0 | 0 | 0
PseudoUnit | 0 | 0 | 0 | 12403.59 | 12403.59 | 12403.59
FixedInterchange | 19184.4 | 19184.4 | 19184.4 | 19184.4 | 19184.4 | 19184.4
Total Generation by Reporting Type: HQ_NY
ReportingType | 2015 | 2020 | 2025 | 2030 | 2035 | 2040
BM | 0 | 0 | 0 | 0 | 0 | 0
CC | 0 | 0 | 0 | 0 | 0 | 0
CSP | 0 | 0 | 0 | 0 | 0 | 0
CT | 0 | 0 | 0 | 0 | 0 | 0
Coal | 0 | 0 | 0 | 0 | 0 | 0
Geo | 0 | 0 | 0 | 0 | 0 | 0
H | 0 | 0 | 0 | 0 | 0 | 0
LFG | 0 | 0 | 0 | 0 | 0 | 0
Nuc | 0 | 0 | 0 | 0 | 0 | 0
PS | 0 | 0 | 0 | 0 | 0 | 0
PV | 0 | 0 | 0 | 0 | 0 | 0
PeakG | 0 | 0 | 0 | 0 | 0 | 0
PeakO | 0 | 0 | 0 | 0 | 0 | 0
ST | 0 | 0 | 0 | 0 | 0 | 0
STOG | 0 | 0 | 0 | 0 | 0 | 0
STWD | 0 | 0 | 0 | 0 | 0 | 0
WT | 0 | 0 | 0 | 0 | 0 | 0
IGCC | 0 | 0 | 0 | 0 | 0 | 0
DemandResponse | 0 | 0 | 0 | 0 | 0 | 0
IGCC-CCS | 0 | 0 | 0 | 0 | 0 | 0
WT_off | 0 | 0 | 0 | 0 | 0 | 0
PseudoUnit | 0 | 5354.63 | 14570.11 | 14570.11 | 14570.11 | 14570.11
FixedInterchange | 5840 | 5840 | 5840 | 5840 | 5840 | 5840
Total Generation by Reporting Type: MARITIMES
ReportingType | 2015 | 2020 | 2025 | 2030 | 2035 | 2040
BM | 0 | 0 | 0 | 0 | 0 | 0
CC | 0 | 0 | 0 | 0 | 0 | 0
CSP | 0 | 0 | 0 | 0 | 0 | 0
CT | 0 | 0 | 0 | 0 | 0 | 0
Coal | 0 | 0 | 0 | 0 | 0 | 0
Geo | 0 | 0 | 0 | 0 | 0 | 0
H | 0 | 0 | 0 | 0 | 0 | 0
LFG | 0 | 0 | 0 | 0 | 0 | 0
Nuc | 0 | 0 | 0 | 0 | 0 | 0
PS | 0 | 0 | 0 | 0 | 0 | 0
PV | 0 | 0 | 0 | 0 | 0 | 0
PeakG | 0 | 0 | 0 | 0 | 0 | 0
PeakO | 0 | 0 | 0 | 0 | 0 | 0
ST | 0 | 0 | 0 | 0 | 0 | 0
STOG | 0 | 0 | 0 | 0 | 0 | 0
STWD | 0 | 0 | 0 | 0 | 0 | 0
WT | 0 | 0 | 0 | 0 | 0 | 0
IGCC | 0 | 0 | 0 | 0 | 0 | 0
DemandResponse | 0 | 0 | 0 | 0 | 0 | 0
IGCC-CCS | 0 | 0 | 0 | 0 | 0 | 0
WT_off | 0 | 0 | 0 | 0 | 0 | 0
PseudoUnit | 0 | 2480.72 | 2480.72 | 2480.72 | 2480.72 | 2480.72
FixedInterchange | 8760 | 8760 | 8760 | 8760 | 8760 | 8760
Total Generation by Reporting Type: All
ReportingType | 2015 | 2020 | 2025 | 2030 | 2035 | 2040
BM | 1945 | 6424.03 | 9857.41 | 24453.32 | 25844.57 | 26713.3
CC | 1078454.73 | 1125506.7 | 983109.71 | 898671.1 | 1169942.17 | 1340803.2
CSP | 0 | 0 | 0 | 0 | 0 | 0
CT | 232.99 | 1114.67 | 2181.09 | 2136.67 | 3954.3 | 5519.64
Coal | 1818974.63 | 1679240.87 | 1652228.71 | 1606653.5 | 1713347.06 | 1869946.32
Geo | 20459.37 | 37727.52 | 74379.54 | 74585.65 | 74585.65 | 74585.65
H | 430354.22 | 438537.71 | 452996.6 | 468841.6 | 468841.6 | 470390.51
LFG | 32608.22 | 48005.68 | 65429.32 | 71131.94 | 71135.89 | 71135.89
Nuc | 913193.71 | 943693.07 | 943693.07 | 932080.56 | 725092.38 | 571594.66
PS | 7032.64 | 9803.6 | 9738.58 | 9422.19 | 12032.61 | 13526.15
PV | 1434.35 | 5255.21 | 7140.65 | 7576.28 | 7688.1 | 7933.56
PeakG | 3012.15 | 4663.33 | 5081.01 | 4328.19 | 5982.19 | 4688.26
PeakO | 0 | 0 | 1.2 | 0 | 0 | 0
ST | 2659.82 | 5445.31 | 6520.39 | 7007.1 | 7007.1 | 7007.1
STOG | 15563.68 | 18878.34 | 17319.53 | 15354.97 | 18102.16 | 18166.22
STWD | 11058.2 | 17396.62 | 14596.81 | 19325.79 | 19462.28 | 22236.39
WT | 178096.59 | 322550.73 | 603440.68 | 872336.02 | 913108.76 | 954122.29
IGCC | 4427.31 | 4427.31 | 4427.31 | 4427.31 | 4427.31 | 4427.31
DemandResponse | 0 | 0 | 0 | 0 | 0 | 0
IGCC-CCS | 0 | 0 | 0 | 0 | 0 | 0
WT_off | 1873.58 | 1873.58 | 5864.11 | 5864.11 | 3993.98 | 3993.98
PseudoUnit | 0 | 7835.35 | 17050.83 | 29454.41 | 29454.41 | 29454.41
FixedInterchange | 36120.4 | 36120.4 | 36120.4 | 36120.4 | 36120.4 | 36120.4
Total Generation by Reporting Type: EI_US
ReportingType | 2015 | 2020 | 2025 | 2030 | 2035 | 2040
BM | 1900.2 | 6225.16 | 9714.34 | 10626.93 | 11556.62 | 11555.78
CC | 682206.81 | 722832.17 | 611102.51 | 490060.48 | 715645.13 | 876432.56
CSP | 0 | 0 | 0 | 0 | 0 | 0
CT | 232.99 | 1114.67 | 2036.71 | 1861.67 | 3949.35 | 5409.44
Coal | 1419026.69 | 1271965.86 | 1243188.27 | 1197582.03 | 1278516.06 | 1352514.62
Geo | 354.6 | 354.6 | 354.6 | 354.6 | 354.6 | 354.6
H | 108753.3 | 112860.19 | 118549.99 | 118549.99 | 118549.99 | 118549.99
LFG | 27266.03 | 33827.09 | 46053.86 | 51528.38 | 51528.38 | 51528.38
Nuc | 697700.18 | 728199.54 | 728199.54 | 716587.03 | 517621.93 | 376119.86
PS | 6719.84 | 9372.93 | 9268.29 | 8810.3 | 10680.99 | 11355.49
PV | 411.15 | 4232.01 | 6117.45 | 6553.08 | 6715.66 | 6961.12
PeakG | 3008.54 | 4646.9 | 4847.66 | 3901.13 | 5504.66 | 4669.99
PeakO | 0 | 0 | 1.2 | 0 | 0 | 0
ST | 0 | 0 | 0 | 0 | 0 | 0
STOG | 10530.11 | 13361.4 | 12038.36 | 10315.43 | 13061.1 | 13737.9
STWD | 6944.51 | 13200.87 | 9597.37 | 12555.41 | 12691.9 | 15466.75
WT | 106488.69 | 226625.03 | 455371.64 | 699284.94 | 742869.4 | 779538.86
IGCC | 4427.31 | 4427.31 | 4427.31 | 4427.31 | 4427.31 | 4427.31
DemandResponse | 0 | 0 | 0 | 0 | 0 | 0
IGCC-CCS | 0 | 0 | 0 | 0 | 0 | 0
WT_off | 1873.58 | 1873.58 | 5864.11 | 5864.11 | 3993.98 | 3993.98
PseudoUnit | 0 | 7835.35 | 17050.83 | 29454.41 | 29454.41 | 29454.41
FixedInterchange | 33784.4 | 33784.4 | 33784.4 | 33784.4 | 33784.4 | 33784.4
Total Generation by Reporting Type: EI_Canada
ReportingType | 2015 | 2020 | 2025 | 2030 | 2035 | 2040
BM | 0 | 0 | 0 | 0 | 0 | 0
CC | 6327.34 | 3621.68 | 1887.22 | 967.97 | 5885.75 | 19583.57
CSP | 0 | 0 | 0 | 0 | 0 | 0
CT | 0 | 0 | 0 | 0 | 4.94 | 110.2
Coal | 636.67 | 844.89 | 24.64 | 0 | 0 | 0
Geo | 0 | 0 | 0 | 0 | 0 | 0
H | 87709.45 | 91786.05 | 100555.14 | 114984.55 | 114984.55 | 116533.45
LFG | 926.37 | 926.37 | 926.37 | 926.37 | 930.31 | 930.31
Nuc | 101402.31 | 101402.31 | 101402.31 | 101402.31 | 93379.23 | 81383.57
PS | 13.53 | 4.3 | 4.3 | 4.3 | 13.53 | 50.43
PV | 78.84 | 78.84 | 78.84 | 78.84 | 78.84 | 78.84
PeakG | 0 | 0 | 0 | 0 | 0 | 4.3
PeakO | 0 | 0 | 0 | 0 | 0 | 0
ST | 0 | 0 | 0 | 0 | 0 | 0
STOG | 3.4 | 0 | 0 | 0 | 0 | 0
STWD | 0 | 0 | 0 | 0 | 0 | 0
WT | 9925.81 | 9925.81 | 9925.81 | 9925.81 | 4651.73 | 4651.73
IGCC | 0 | 0 | 0 | 0 | 0 | 0
DemandResponse | 0 | 0 | 0 | 0 | 0 | 0
IGCC-CCS | 0 | 0 | 0 | 0 | 0 | 0
WT_off | 0 | 0 | 0 | 0 | 0 | 0
PseudoUnit | 0 | 0 | 0 | 0 | 0 | 0
FixedInterchange | 2336 | 2336 | 2336 | 2336 | 2336 | 2336
Total Generation by Reporting Type: EI
ReportingType | 2015 | 2020 | 2025 | 2030 | 2035 | 2040
BM | 1900.2 | 6225.16 | 9714.34 | 10626.93 | 11556.62 | 11555.78
CC | 688534.16 | 726453.85 | 612989.73 | 491028.45 | 721530.89 | 896016.13
CSP | 0 | 0 | 0 | 0 | 0 | 0
CT | 232.99 | 1114.67 | 2036.71 | 1861.67 | 3954.3 | 5519.64
Coal | 1419663.35 | 1272810.75 | 1243212.91 | 1197582.03 | 1278516.06 | 1352514.62
Geo | 354.6 | 354.6 | 354.6 | 354.6 | 354.6 | 354.6
H | 196462.75 | 204646.24 | 219105.13 | 233534.54 | 233534.54 | 235083.45
LFG | 28192.4 | 34753.46 | 46980.23 | 52454.75 | 52458.69 | 52458.69
Nuc | 799102.48 | 829601.85 | 829601.85 | 817989.34 | 611001.16 | 457503.43
PS | 6733.37 | 9377.23 | 9272.59 | 8814.61 | 10694.52 | 11405.92
PV | 489.99 | 4310.85 | 6196.29 | 6631.92 | 6794.5 | 7039.96
PeakG | 3008.54 | 4646.9 | 4847.66 | 3901.13 | 5504.66 | 4674.29
PeakO | 0 | 0 | 1.2 | 0 | 0 | 0
ST | 0 | 0 | 0 | 0 | 0 | 0
STOG | 10533.51 | 13361.4 | 12038.36 | 10315.43 | 13061.1 | 13737.9
STWD | 6944.51 | 13200.87 | 9597.37 | 12555.41 | 12691.9 | 15466.75
WT | 116414.5 | 236550.84 | 465297.45 | 709210.75 | 747521.12 | 784190.59
IGCC | 4427.31 | 4427.31 | 4427.31 | 4427.31 | 4427.31 | 4427.31
DemandResponse | 0 | 0 | 0 | 0 | 0 | 0
IGCC-CCS | 0 | 0 | 0 | 0 | 0 | 0
WT_off | 1873.58 | 1873.58 | 5864.11 | 5864.11 | 3993.98 | 3993.98
PseudoUnit | 0 | 7835.35 | 17050.83 | 29454.41 | 29454.41 | 29454.41
FixedInterchange | 36120.4 | 36120.4 | 36120.4 | 36120.4 | 36120.4 | 36120.4
Total Generation by Reporting Type: Outside_EI
ReportingType | 2015 | 2020 | 2025 | 2030 | 2035 | 2040
BM | 44.8 | 198.87 | 143.07 | 13826.39 | 14287.95 | 15157.51
CC | 389920.58 | 399052.85 | 370119.97 | 407642.65 | 448411.29 | 444787.07
CSP | 0 | 0 | 0 | 0 | 0 | 0
CT | 0 | 0 | 144.37 | 275 | 0 | 0
Coal | 399311.28 | 406430.12 | 409015.8 | 409071.47 | 434830.99 | 517431.7
Geo | 20104.76 | 37372.91 | 74024.94 | 74231.05 | 74231.05 | 74231.05
H | 233891.47 | 233891.47 | 233891.47 | 235307.06 | 235307.06 | 235307.06
LFG | 4415.83 | 13252.22 | 18449.09 | 18677.2 | 18677.2 | 18677.2
Nuc | 114091.22 | 114091.22 | 114091.22 | 114091.22 | 114091.22 | 114091.23
PS | 299.27 | 426.37 | 465.99 | 607.58 | 1338.08 | 2120.23
PV | 944.36 | 944.36 | 944.36 | 944.36 | 893.6 | 893.6
PeakG | 3.61 | 16.42 | 233.36 | 427.06 | 477.54 | 13.97
PeakO | 0 | 0 | 0 | 0 | 0 | 0
ST | 2659.82 | 5445.31 | 6520.39 | 7007.1 | 7007.1 | 7007.1
STOG | 5030.18 | 5516.93 | 5281.17 | 5039.54 | 5041.07 | 4428.32
STWD | 4113.7 | 4195.75 | 4999.44 | 6770.38 | 6770.38 | 6769.63
WT | 61682.09 | 85999.89 | 138143.24 | 163125.27 | 165587.63 | 169931.71
IGCC | 0 | 0 | 0 | 0 | 0 | 0
DemandResponse | 0 | 0 | 0 | 0 | 0 | 0
IGCC-CCS | 0 | 0 | 0 | 0 | 0 | 0
WT_off | 0 | 0 | 0 | 0 | 0 | 0
PseudoUnit | 0 | 0 | 0 | 0 | 0 | 0
FixedInterchange | 0 | 0 | 0 | 0 | 0 | 0
#2 | Energy Demand (TWh)
Energy Demand by Pool & Region:
Pool/Region | 2015 | 2020 | 2025 | 2030 | 2035 | 2040
ENT | 170.26 | 175.54 | 177.34 | 183.87 | 181 | 184.46
FRCC | 249.48 | 260.95 | 271.89 | 275.57 | 309.06 | 326.18
MAPP_US | 29.17 | 31.41 | 31.86 | 35.25 | 39.47 | 41.82
MISO_IN | 101.22 | 100.9 | 101.94 | 112.66 | 117.72 | 121.41
MISO_MI | 97.66 | 100.75 | 106.38 | 110.24 | 115.31 | 119.8
MISO_MO-IL | 99.44 | 103.81 | 111.5 | 115.53 | 119.46 | 123.95
MISO_W | 139.47 | 141.73 | 151.35 | 168.59 | 175.05 | 179.33
MISO_WUMS | 69.39 | 70.31 | 73.54 | 72.62 | 81.3 | 84.31
NE | 33.62 | 35.9 | 36.09 | 41.26 | 43.68 | 44.91
NEISO | 132.39 | 133.52 | 134.39 | 132.78 | 133.46 | 134.17
NonRTO_Midwest | 59.38 | 62.44 | 68.03 | 68.12 | 68.21 | 69.49
NYISO_A-F | 59.68 | 62.57 | 62.76 | 64.05 | 64.93 | 66.72
NYISO_G-I | 18.17 | 19.03 | 19.55 | 19.94 | 20.91 | 21.92
NYISO_J-K | 68.56 | 72.99 | 75.2 | 77.47 | 82.66 | 87.24
PJM_E | 131.36 | 121.31 | 125.98 | 131.18 | 135.93 | 143.89
PJM_ROM | 147.08 | 151.77 | 157.61 | 164.06 | 170.1 | 175.07
PJM_ROR | 542.4 | 527.37 | 541.6 | 536.42 | 557.15 | 575.21
SOCO | 269.47 | 290.72 | 302.07 | 303.39 | 306.28 | 329.67
SPP_N | 81.47 | 87.77 | 92.68 | 97.82 | 104.85 | 108.36
SPP_S | 178.66 | 186.81 | 193.81 | 195.45 | 208.17 | 211.36
TVA | 186.95 | 181.85 | 185.89 | 199.35 | 191.49 | 190.12
TVA_Transmission | 0 | 0 | 0 | 0 | 0 | 0
VACAR | 249.92 | 276.43 | 289.58 | 295.84 | 315.88 | 332.36
IESO | 141.43 | 136.52 | 141.89 | 146.15 | 151.4 | 156.84
MAPP_CA | 53.64 | 56.53 | 59.08 | 61.18 | 63.73 | 66.38
AZ_NM_SNV_Coal | 133.54 | 142.62 | 153.09 | 170.69 | 176.61 | 192.29
AZ_NM_SNV_Gas | 0 | 0 | 0 | 0 | 0 | 0
AZ_NM_SNV_NucRenew | 0 | 0 | 0 | 0 | 0 | 0
ERCOT | 336.37 | 351.88 | 368.67 | 383.74 | 393.31 | 410.69
NP15 | 114.62 | 119.49 | 125.25 | 133.78 | 140.89 | 146.72
NWPP_Coal | 255.71 | 273.72 | 289.62 | 307.3 | 325.34 | 338.64
NWPP_Gas | 0 | 0 | 0 | 0 | 0 | 0
NWPP_NucRenew | 0 | 0 | 0 | 0 | 0 | 0
RMPA | 72.48 | 81.15 | 87.69 | 90.79 | 96.69 | 102.97
SP15 | 189.18 | 201.93 | 210.72 | 222.33 | 234.13 | 247.41
ALB | 69.09 | 72.79 | 78.47 | 83.82 | 90.06 | 96.76
BC | 66.88 | 68.93 | 72.69 | 75.96 | 79.83 | 83.9
HQ_IESO | 0 | 0 | 0 | 0 | 0 | 0
HQ_NEISO | 0 | 0 | 0 | 0 | 0 | 0
HQ_NY | 0 | 0 | 0 | 0 | 0 | 0
MARITIMES | 0 | 0 | 0 | 0 | 0 | 0
All | 4548.12 | 4701.43 | 4898.19 | 5077.21 | 5294.08 | 5514.33
EI_US | 3115.17 | 3195.88 | 3311.02 | 3401.48 | 3542.07 | 3671.72
EI_Canada | 195.07 | 193.04 | 200.97 | 207.33 | 215.13 | 223.22
EI | 3310.24 | 3388.92 | 3511.98 | 3608.81 | 3757.21 | 3894.94
Outside_EI | 1237.89 | 1312.5 | 1386.21 | 1468.4 | 1536.87 | 1619.39
#3 | Generation Minus Energy (TWh)
Generation Minus Energy by Pool & Region:
Pool/Region | 2015 | 2020 | 2025 | 2030 | 2035 | 2040
ENT | -0.7 | -16.58 | -51.92 | -77.18 | -73.3 | -83.06
FRCC | -12.21 | -16.56 | -26.14 | -29.52 | -27.26 | -22.06
MAPP_US | 9.89 | 9.25 | 20.67 | 23.04 | 29.07 | 26.24
MISO_IN | -0.95 | 5.74 | 1.66 | -12.48 | -10.01 | -12.48
MISO_MI | -0.79 | -9.67 | -19.67 | -30.48 | -32.92 | -37.91
MISO_MO-IL | 32.07 | 12.18 | 3.4 | -0.78 | 4.31 | 5.96
MISO_W | 4.51 | 0.64 | -14.52 | -2.68 | -9.65 | -6.93
MISO_WUMS | -1.39 | 0.12 | -6.76 | -15.97 | -26.36 | -27.4
NE | 9.69 | 78.57 | 156.24 | 243.73 | 232.27 | 230.39
NEISO | -20.73 | -23.24 | -23.62 | -30.33 | -31.19 | -30.21
NonRTO_Midwest | 0.05 | -0.59 | -1.7 | -2.07 | 0.45 | 1.25
NYISO_A-F | 13.44 | 13.78 | 11.07 | 5.38 | 6.1 | -0.65
NYISO_G-I | 1.65 | 4.54 | 2.89 | 1.2 | 7.82 | 21.06
NYISO_J-K | -42.59 | -44.51 | -47.22 | -51.16 | -47.37 | -50.47
PJM_E | -27.15 | 1.47 | -8.67 | -23.94 | -21.41 | -37.47
PJM_ROM | -27.29 | -11.24 | -2.46 | -16.82 | -21.99 | 69.3
PJM_ROR | 72.06 | 30.63 | 6.44 | -12.97 | 3.04 | -60.59
SOCO | 6.2 | 12 | 4.04 | -10.76 | -15.72 | -26.72
SPP_N | -2.14 | -18.82 | -29.61 | 1.82 | 5.31 | 12.67
SPP_S | -16.92 | -39.65 | 16.51 | 36.17 | 38.21 | 36.94
TVA | -2.3 | 0.26 | -4.39 | -22.84 | -27.66 | -29.57
TVA_Transmission | 0 | 0 | 0 | 0 | 0 | 0
VACAR | -31.7 | -29.09 | -30.52 | -33.97 | -26.15 | -17.39
IESO | 18.04 | 22.06 | 16.46 | 11.9 | -1.71 | -3.87
MAPP_CA | -6.09 | -6.52 | -2.62 | 9.06 | 6.51 | 3.98
AZ_NM_SNV_Coal | -56.06 | -65.15 | -75.62 | -93.21 | -83.68 | -30.36
AZ_NM_SNV_Gas | 104.79 | 124.75 | 124.61 | 154.24 | 153.79 | 141.08
AZ_NM_SNV_NucRenew | 42.17 | 43.71 | 58.11 | 60.24 | 60.24 | 60.24
ERCOT | -0.39 | -1.47 | -5.07 | -6.29 | -6.13 | -6.07
NP15 | -20.37 | -18.37 | -5.49 | -13.86 | -30.31 | -43.2
NWPP_Coal | -158.52 | -176.65 | -192.55 | -210.23 | -228.27 | -241.56
NWPP_Gas | 50.58 | 50.58 | 50.58 | 74.29 | 109.96 | 115.78
NWPP_NucRenew | 162.47 | 162.55 | 168.9 | 170.67 | 170.67 | 170.67
RMPA | -1.62 | -4.62 | -1.32 | -2.81 | 0.17 | 3.93
SP15 | -122.74 | -118.74 | -130.46 | -144.17 | -157.5 | -179.08
ALB | -0.49 | -0.33 | 0.35 | -0.31 | -0.03 | -2.27
BC | -1.21 | -1.93 | -1.78 | 0.08 | 1.17 | 2.29
HQ_IESO | 2.34 | 2.34 | 2.34 | 2.34 | 2.34 | 2.34
HQ_NEISO | 19.18 | 19.18 | 19.18 | 31.59 | 31.59 | 31.59
HQ_NY | 5.84 | 11.19 | 20.41 | 20.41 | 20.41 | 20.41
MARITIMES | 8.76 | 11.24 | 11.24 | 11.24 | 11.24 | 11.24
All | 9.38 | 13.07 | 12.98 | 12.56 | 16.04 | 18.03
EI_US | -3.54 | 0.86 | 6.55 | 0.62 | 18.83 | 24.13
EI_Canada | 14.29 | 17.88 | 16.17 | 23.3 | 7.13 | 2.44
EI | 10.75 | 18.74 | 22.73 | 23.92 | 25.97 | 26.58
Outside_EI | -1.37 | -5.67 | -9.74 | -11.36 | -9.92 | -8.54
#4 | Fuel Use (TBtu)
Total Fuel Consumption by Reporting Type: Entergy
ReportingType | 2015 | 2020 | 2025 | 2030 | 2035 | 2040
BM | 0 | 0 | 0 | 0 | 0 | 0
CC | 468.63 | 468.28 | 236.4 | 124.91 | 139.63 | 121.69
CSP | 0 | 0 | 0 | 0 | 0 | 0
CT | 0 | 0 | 0 | 0 | 0.04 | 0.2
Coal | 611.29 | 505.66 | 490.08 | 452.07 | 502.33 | 539.82
Geo | 0 | 0 | 0 | 0 | 0 | 0
H | 0 | 0 | 0 | 0 | 0 | 0
LFG | 0 | 0 | 0 | 11.56 | 11.56 | 11.56
Nuc | 464.87 | 464.87 | 464.87 | 464.87 | 392.68 | 307.2
PS | 0 | 0 | 0 | 0 | 0 | 0
PV | 0 | 0 | 0 | 0 | 0 | 0
PeakG | 0 | 0 | 0 | 0 | 0 | 0
PeakO | 0 | 0 | 0 | 0 | 0 | 0
ST | 0 | 0 | 0 | 0 | 0 | 0
STOG | 16.03 | 16.88 | 16.27 | 9.51 | 16.27 | 16.27
STWD | 0 | 1.79 | 1.06 | 1.06 | 1.79 | 2.07
WT | 0 | 0 | 0 | 0 | 0 | 0
IGCC | 0 | 0 | 0 | 0 | 0 | 0
DemandResponse | 0 | 0 | 0 | 0 | 0 | 0
IGCC-CCS | 0 | 0 | 0 | 0 | 0 | 0
WT_off | 0 | 0 | 0 | 0 | 0 | 0
PseudoUnit | 0 | 0 | 0 | 0 | 0 | 0
FixedInterchange | 0 | 0 | 0 | 0 | 0 | 0
Total Fuel Consumption by Reporting Type: FRCC
ReportingType | 2015 | 2020 | 2025 | 2030 | 2035 | 2040
BM | 0 | 0 | 0 | 0 | 0 | 0
CC | 1022.89 | 1048.88 | 1036.08 | 1022.9 | 1313.6 | 1536.38
CSP | 0 | 0 | 0 | 0 | 0 | 0
CT | 1.41 | 1.94 | 3.78 | 4.22 | 1.97 | 5.26
Coal | 592.6 | 588.45 | 592.86 | 610.59 | 623.28 | 623.28
Geo | 0 | 0 | 0 | 0 | 0 | 0
H | 0 | 0 | 0 | 0 | 0 | 0
LFG | 0 | 0 | 21.31 | 21.31 | 21.31 | 21.31
Nuc | 352.09 | 352.09 | 352.09 | 352.09 | 214.42 | 71.5
PS | 0 | 0 | 0 | 0 | 0 | 0
PV | 0 | 0 | 0 | 0 | 0 | 0
PeakG | 0.23 | 0.38 | 1.03 | 0.89 | 0.86 | 0.81
PeakO | 0 | 0 | 0 | 0 | 0 | 0
ST | 0 | 0 | 0 | 0 | 0 | 0
STOG | 24.18 | 23.38 | 26.34 | 26.54 | 21.18 | 19.18
STWD | 0 | 15.45 | 15.45 | 15.45 | 15.45 | 15.45
WT | 0 | 0 | 0 | 0 | 0 | 0
IGCC | 0 | 0 | 0 | 0 | 0 | 0
DemandResponse | 0 | 0 | 0 | 0 | 0 | 0
IGCC-CCS | 0 | 0 | 0 | 0 | 0 | 0
WT_off | 0 | 0 | 0 | 0 | 0 | 0
PseudoUnit | 0 | 0 | 0 | 0 | 0 | 0
FixedInterchange | 0 | 0 | 0 | 0 | 0 | 0
Total Fuel Consumption by Reporting Type: MAPP_US
ReportingType | 2015 | 2020 | 2025 | 2030 | 2035 | 2040
BM | 0 | 0 | 0 | 0 | 0 | 0
CC | 3.88 | 4.39 | 1.96 | 1.35 | 1.4 | 1.4
CSP | 0 | 0 | 0 | 0 | 0 | 0
CT | 0 | 0.03 | 0 | 0 | 0 | 0
Coal | 233.11 | 189.15 | 185.28 | 175.89 | 174.15 | 169.13
Geo | 0 | 0 | 0 | 0 | 0 | 0
H | 0 | 0 | 0 | 0 | 0 | 0
LFG | 0 | 0 | 0 | 7.71 | 7.71 | 7.71
Nuc | 0 | 0 | 0 | 0 | 0 | 0
PS | 0 | 0 | 0 | 0 | 0 | 0
PV | 0 | 0 | 0 | 0 | 0 | 0
PeakG | 0.97 | 0.92 | 0.68 | 0.25 | 0.31 | 0.49
PeakO | 0 | 0 | 0 | 0 | 0 | 0
ST | 0 | 0 | 0 | 0 | 0 | 0
STOG | 0 | 0 | 0 | 0 | 0 | 0
STWD | 0 | 0 | 0 | 0 | 0 | 0
WT | 0.01 | 0.01 | 0.02 | 0.03 | 0.04 | 0.04
IGCC | 0 | 0 | 0 | 0 | 0 | 0
DemandResponse | 0 | 0 | 0 | 0 | 0 | 0
IGCC-CCS | 0 | 0 | 0 | 0 | 0 | 0
WT_off | 0 | 0 | 0 | 0 | 0 | 0
PseudoUnit | 0 | 0 | 0 | 0 | 0 | 0
FixedInterchange | 0 | 0 | 0 | 0 | 0 | 0
Total Fuel Consumption by Reporting Type: MISO_IN
ReportingType | 2015 | 2020 | 2025 | 2030 | 2035 | 2040
BM | 0 | 0 | 0 | 0 | 0 | 0
CC | 37.88 | 53.51 | 35.09 | 18.34 | 23.86 | 27.46
CSP | 0 | 0 | 0 | 0 | 0 | 0
CT | 0 | 0 | 0 | 0 | 0 | 0
Coal | 896.71 | 942.58 | 933.51 | 918.37 | 988.89 | 999.09
Geo | 0 | 0 | 0 | 0 | 0 | 0
H | 0 | 0 | 0 | 0 | 0 | 0
LFG | 0 | 0 | 4.58 | 8.62 | 8.62 | 8.62
Nuc | 0 | 0 | 0 | 0 | 0 | 0
PS | 0 | 0 | 0 | 0 | 0 | 0
PV | 0 | 0 | 0 | 0 | 0 | 0
PeakG | 0.31 | 0.31 | 0.31 | 0 | 0.49 | 0.72
PeakO | 0 | 0 | 0 | 0 | 0 | 0
ST | 0 | 0 | 0 | 0 | 0 | 0
STOG | 0.65 | 1.26 | 0.65 | 0.65 | 1.26 | 1.26
STWD | 0 | 0 | 0 | 0 | 0 | 0
WT | 0 | 0 | 0 | 0 | 0 | 0
IGCC | 40.45 | 40.45 | 40.45 | 40.45 | 40.45 | 40.45
DemandResponse | 0 | 0 | 0 | 0 | 0 | 0
IGCC-CCS | 0 | 0 | 0 | 0 | 0 | 0
WT_off | 0 | 0 | 0 | 0 | 0 | 0
PseudoUnit | 0 | 0 | 0 | 0 | 0 | 0
FixedInterchange | 0 | 0 | 0 | 0 | 0 | 0
Total Fuel Consumption by Reporting Type: MISO_MI
ReportingType | 2015 | 2020 | 2025 | 2030 | 2035 | 2040
BM | 0 | 0 | 0 | 0 | 0 | 0
CC | 103.56 | 111.76 | 74.25 | 40.33 | 57.76 | 46.88
CSP | 0 | 0 | 0 | 0 | 0 | 0
CT | 0 | 0 | 0 | 0 | 0 | 0
Coal | 600.29 | 507.33 | 509.37 | 483.66 | 541.79 | 546.86
Geo | 0 | 0 | 0 | 0 | 0 | 0
H | 0 | 0 | 0 | 0 | 0 | 0
LFG | 0 | 7.72 | 17.24 | 17.24 | 17.24 | 17.24
Nuc | 174.19 | 174.19 | 174.19 | 174.19 | 102.45 | 102.45
PS | 0 | 0 | 0 | 0 | 0 | 0
PV | 0 | 0 | 0 | 0 | 0 | 0
PeakG | 0.75 | 1.06 | 0.35 | 0.04 | 0.35 | 0.35
PeakO | 0 | 0 | 0 | 0 | 0 | 0
ST | 0 | 0 | 0 | 0 | 0 | 0
STOG | 4.95 | 7.57 | 6.45 | 6.45 | 6.45 | 7.63
STWD | 3.07 | 13.39 | 13.39 | 13.39 | 13.39 | 13.39
WT | 0.01 | 0.01 | 0.01 | 0.01 | 0.01 | 0.01
IGCC | 0 | 0 | 0 | 0 | 0 | 0
DemandResponse | 0 | 0 | 0 | 0 | 0 | 0
IGCC-CCS | 0 | 0 | 0 | 0 | 0 | 0
WT_off | 0 | 0 | 0 | 0 | 0 | 0
PseudoUnit | 0 | 0 | 0 | 0 | 0 | 0
FixedInterchange | 0 | 0 | 0 | 0 | 0 | 0
Total Fuel Consumption by Reporting Type: MISO_MO-IL
ReportingType | 2015 | 2020 | 2025 | 2030 | 2035 | 2040
BM | 0 | 0 | 0 | 0 | 0 | 0
CC | 27.54 | 36.97 | 18.69 | 8.5 | 8.7 | 8.57
CSP | 0 | 0 | 0 | 0 | 0 | 0
CT | 0 | 0 | 0 | 0 | 0 | 0
Coal | 1072.58 | 887.08 | 885.7 | 843.65 | 935.93 | 937.68
Geo | 0 | 0 | 0 | 0 | 0 | 0
H | 0 | 0 | 0 | 0 | 0 | 0
LFG | 0 | 0 | 24.03 | 24.03 | 24.03 | 24.03
Nuc | 178.81 | 178.81 | 178.81 | 178.81 | 178.81 | 178.81
PS | 0 | 0 | 0 | 0 | 0 | 0
PV | 0 | 0 | 0 | 0 | 0 | 0
PeakG | 4.97 | 4.64 | 3.58 | 0.5 | 1.13 | 1.33
PeakO | 0 | 0 | 0 | 0 | 0 | 0
ST | 0 | 0 | 0 | 0 | 0 | 0
STOG | 1.34 | 1.34 | 0.7 | 0.7 | 0.7 | 0.06
STWD | 0 | 0 | 0 | 0 | 0 | 0
WT | 0 | 0 | 0 | 0.01 | 0.01 | 0.01
IGCC | 0 | 0 | 0 | 0 | 0 | 0
DemandResponse | 0 | 0 | 0 | 0 | 0 | 0
IGCC-CCS | 0 | 0 | 0 | 0 | 0 | 0
WT_off | 0 | 0 | 0 | 0 | 0 | 0
PseudoUnit | 0 | 0 | 0 | 0 | 0 | 0
FixedInterchange | 0 | 0 | 0 | 0 | 0 | 0
Total Fuel Consumption by Reporting Type: MISO_W
ReportingType | 2015 | 2020 | 2025 | 2030 | 2035 | 2040
BM | 0 | 0 | 0 | 0 | 0 | 0
CC | 75.37 | 73.41 | 40.23 | 18.58 | 22.93 | 22.8
CSP | 0 | 0 | 0 | 0 | 0 | 0
CT | 0 | 0 | 0 | 0 | 0 | 0
Coal | 871.63 | 842.52 | 839.84 | 749.05 | 810.71 | 795.34
Geo | 0 | 0 | 0 | 0 | 0 | 0
H | 0 | 0 | 0 | 0 | 0 | 0
LFG | 0 | 0 | 7.71 | 7.71 | 7.71 | 7.71
Nuc | 190.11 | 190.11 | 190.11 | 190.11 | 0.01 | 0.01
PS | 0 | 0 | 0 | 0 | 0 | 0
PV | 0 | 0 | 0 | 0 | 0 | 0
PeakG | 1.45 | 1.28 | 0.64 | 0.24 | 0.28 | 0.28
PeakO | 0 | 0 | 0 | 0 | 0 | 0
ST | 0 | 0 | 0 | 0 | 0 | 0
STOG | 0.09 | 0.06 | 0.02 | 0 | 0 | 0
STWD | 0 | 18.34 | 4.44 | 10.36 | 9.96 | 15.33
WT | 0.03 | 0.03 | 0.03 | 0.07 | 0.08 | 0.09
IGCC | 0 | 0 | 0 | 0 | 0 | 0
DemandResponse | 0 | 0 | 0 | 0 | 0 | 0
IGCC-CCS | 0 | 0 | 0 | 0 | 0 | 0
WT_off | 0 | 0 | 0 | 0 | 0 | 0
PseudoUnit | 0 | 0 | 0 | 0 | 0 | 0
FixedInterchange | 0 | 0 | 0 | 0 | 0 | 0
Total Fuel Consumption by Reporting Type: MISO_WUMS
ReportingType | 2015 | 2020 | 2025 | 2030 | 2035 | 2040
BM | 0 | 0 | 0 | 0 | 0 | 0
CC | 111.03 | 124.63 | 84.5 | 26.83 | 46.63 | 37.93
CSP | 0 | 0 | 0 | 0 | 0 | 0
CT | 0 | 6.34 | 12.63 | 8.47 | 21.09 | 34.44
Coal | 336.34 | 335.56 | 334.13 | 316.68 | 399.43 | 416.95
Geo | 0 | 0 | 0 | 0 | 0 | 0
H | 0 | 0 | 0 | 0 | 0 | 0
LFG | 0 | 0 | 24.03 | 24.03 | 24.03 | 24.03
Nuc | 150.68 | 150.68 | 150.68 | 150.68 | 0.01 | 0.01
PS | 0 | 0 | 0 | 0 | 0 | 0
PV | 0 | 0 | 0 | 0 | 0 | 0
PeakG | 1.12 | 1.12 | 0.2 | 0 | 0 | 0
PeakO | 0 | 0 | 0 | 0 | 0 | 0
ST | 0 | 0 | 0 | 0 | 0 | 0
STOG | 0.04 | 0.03 | 0 | 0 | 0 | 0
STWD | 0 | 4.34 | 0.93 | 0.92 | 3.45 | 4.97
WT | 0 | 0 | 0 | 0 | 0 | 0
IGCC | 0 | 0 | 0 | 0 | 0 | 0
DemandResponse | 0 | 0 | 0 | 0 | 0 | 0
IGCC-CCS | 0 | 0 | 0 | 0 | 0 | 0
WT_off | 0 | 0 | 0 | 0 | 0 | 0
PseudoUnit | 0 | 0 | 0 | 0 | 0 | 0
FixedInterchange | 0 | 0 | 0 | 0 | 0 | 0
Total Fuel Consumption by Reporting Type: Nebraska
ReportingType | 2015 | 2020 | 2025 | 2030 | 2035 | 2040
BM | 0 | 0 | 0 | 0 | 0 | 0
CC | 7.34 | 3.03 | 1.93 | 1.08 | 1.93 | 1.93
CSP | 0 | 0 | 0 | 0 | 0 | 0
CT | 0 | 0 | 0 | 0 | 0 | 0
Coal | 332.69 | 307.53 | 231.12 | 210.99 | 213.51 | 206.19
Geo | 0 | 0 | 0 | 0 | 0 | 0
H | 0 | 0 | 0 | 0 | 0 | 0
LFG | 0 | 0 | 0 | 7.69 | 7.69 | 7.69
Nuc | 104.28 | 104.28 | 104.28 | 104.06 | 0.02 | 0.02
PS | 0 | 0 | 0 | 0 | 0 | 0
PV | 0 | 0 | 0 | 0 | 0 | 0
PeakG | 0.51 | 0.13 | 0 | 0 | 0 | 0
PeakO | 0 | 0 | 0 | 0 | 0 | 0
ST | 0 | 0 | 0 | 0 | 0 | 0
STOG | 0 | 0 | 0 | 0 | 0 | 0
STWD | 0 | 0 | 0 | 0 | 0 | 0
WT | 0 | 0.08 | 0.16 | 0.25 | 0.25 | 0.25
IGCC | 0 | 0 | 0 | 0 | 0 | 0
DemandResponse | 0 | 0 | 0 | 0 | 0 | 0
IGCC-CCS | 0 | 0 | 0 | 0 | 0 | 0
WT_off | 0 | 0 | 0 | 0 | 0 | 0
PseudoUnit | 0 | 0 | 0 | 0 | 0 | 0
FixedInterchange | 0 | 0 | 0 | 0 | 0 | 0
Total Fuel Consumption by Reporting Type: NEISO
ReportingType | 2015 | 2020 | 2025 | 2030 | 2035 | 2040
BM | 24.48 | 15.9 | 6.86 | 6.75 | 6.86 | 7.12
CC | 340.98 | 299.88 | 277.03 | 199.46 | 268.25 | 327.78
CSP | 0 | 0 | 0 | 0 | 0 | 0
CT | 0.03 | 0.12 | 0.12 | 0 | 0.11 | 0.11
Coal | 0.36 | 0 | 0 | 0 | 0 | 0
Geo | 0 | 0 | 0 | 0 | 0 | 0
H | 0 | 0 | 0 | 0 | 0 | 0
LFG | 5.3 | 5.3 | 12.81 | 12.81 | 12.81 | 12.81
Nuc | 365.51 | 365.51 | 365.51 | 365.51 | 264.08 | 195.08
PS | 0 | 0 | 0 | 0 | 0 | 0
PV | 0 | 0 | 0 | 0 | 0 | 0
PeakG | 0.34 | 0.4 | 0.4 | 0 | 0.4 | 0.57
PeakO | 0 | 0 | 0.01 | 0 | 0 | 0
ST | 0 | 0 | 0 | 0 | 0 | 0
STOG | 0 | 0 | 0 | 0 | 0 | 0
STWD | 51.79 | 51.79 | 26.55 | 37.08 | 34.22 | 36.17
WT | 0 | 0.01 | 0.01 | 0.01 | 0.02 | 0.02
IGCC | 0 | 0 | 0 | 0 | 0 | 0
DemandResponse | 0 | 0 | 0 | 0 | 0 | 0
IGCC-CCS | 0 | 0 | 0 | 0 | 0 | 0
WT_off | 0 | 0 | 0 | 0 | 0 | 0
PseudoUnit | 0 | 0 | 0 | 0 | 0 | 0
FixedInterchange | 0 | 0 | 0 | 0 | 0 | 0
Total Fuel Consumption by Reporting Type: NonRTO_Midwest
ReportingType | 2015 | 2020 | 2025 | 2030 | 2035 | 2040
BM | 0 | 0 | 0 | 0 | 0 | 0
CC | 0 | 0 | 0 | 0 | 0 | 5.62
CSP | 0 | 0 | 0 | 0 | 0 | 0
CT | 0 | 0.14 | 0.14 | 0.43 | 0.82 | 0.82
Coal | 586.49 | 609.75 | 610.86 | 607.57 | 632.73 | 645.51
Geo | 0 | 0 | 0 | 0 | 0 | 0
H | 0 | 0 | 0 | 0 | 0 | 0
LFG | 0 | 0 | 17.24 | 17.24 | 17.24 | 17.24
Nuc | 0 | 0 | 0 | 0 | 0 | 0
PS | 0 | 0 | 0 | 0 | 0 | 0
PV | 0 | 0 | 0 | 0 | 0 | 0
PeakG | 0.22 | 0.29 | 0.34 | 0.32 | 1.11 | 1.17
PeakO | 0 | 0 | 0 | 0 | 0 | 0
ST | 0 | 0 | 0 | 0 | 0 | 0
STOG | 0 | 0 | 0 | 0 | 0 | 0
STWD | 0 | 0 | 0 | 0 | 0 | 0
WT | 0 | 0 | 0 | 0 | 0 | 0
IGCC | 0 | 0 | 0 | 0 | 0 | 0
DemandResponse | 0 | 0 | 0 | 0 | 0 | 0
IGCC-CCS | 0 | 0 | 0 | 0 | 0 | 0
WT_off | 0 | 0 | 0 | 0 | 0 | 0
PseudoUnit | 0 | 0 | 0 | 0 | 0 | 0
FixedInterchange | 0 | 0 | 0 | 0 | 0 | 0
Total Fuel Consumption by Reporting Type: NYISO_A-F
ReportingType | 2015 | 2020 | 2025 | 2030 | 2035 | 2040
BM | 0 | 0 | 0 | 0 | 0 | 0
CC | 55.59 | 66.03 | 48 | 46.96 | 89.91 | 99.51
CSP | 0 | 0 | 0 | 0 | 0 | 0
CT | 0 | 0 | 0 | 0 | 0 | 0
Coal | 0 | 0 | 0 | 0 | 0 | 0
Geo | 0 | 0 | 0 | 0 | 0 | 0
H | 0 | 0 | 0 | 0 | 0 | 0
LFG | 0.69 | 0.69 | 0.69 | 8 | 8 | 8
Nuc | 270.5 | 270.5 | 270.5 | 220.56 | 173.9 | 105.39
PS | 0 | 0 | 0 | 0 | 0 | 0
PV | 0 | 0 | 0 | 0 | 0 | 0
PeakG | 0.02 | 0.07 | 0 | 0 | 0.1 | 0.21
PeakO | 0 | 0 | 0 | 0 | 0 | 0
ST | 0 | 0 | 0 | 0 | 0 | 0
STOG | 0 | 0 | 0 | 0 | 0 | 0
STWD | 0 | 0.11 | 0 | 0.81 | 1.21 | 2.79
WT | 0.01 | 0.01 | 0.01 | 0.01 | 0.01 | 0.01
IGCC | 0 | 0 | 0 | 0 | 0 | 0
DemandResponse | 0 | 0 | 0 | 0 | 0 | 0
IGCC-CCS | 0 | 0 | 0 | 0 | 0 | 0
WT_off | 0 | 0 | 0 | 0 | 0 | 0
PseudoUnit | 0 | 0 | 0 | 0 | 0 | 0
FixedInterchange | 0 | 0 | 0 | 0 | 0 | 0
Total Fuel Consumption by Reporting Type: NYISO_G-I
ReportingType | 2015 | 2020 | 2025 | 2030 | 2035 | 2040
BM | 0 | 0 | 0 | 0 | 0 | 0
CC | 22.4 | 48.16 | 40 | 26.44 | 129.84 | 272.74
CSP | 0 | 0 | 0 | 0 | 0 | 0
CT | 0 | 0 | 0 | 0 | 0 | 0
Coal | 0 | 0 | 0 | 0 | 0 | 0
Geo | 0 | 0 | 0 | 0 | 0 | 0
H | 0 | 0 | 0 | 0 | 0 | 0
LFG | 0 | 0 | 0.03 | 8 | 8 | 8
Nuc | 162.83 | 162.83 | 162.83 | 162.83 | 81.65 | 0.03
PS | 0 | 0 | 0 | 0 | 0 | 0
PV | 0 | 0 | 0 | 0 | 0 | 0
PeakG | 0 | 0 | 0.01 | 0 | 0 | 0
PeakO | 0 | 0 | 0 | 0 | 0 | 0
ST | 0 | 0 | 0 | 0 | 0 | 0
STOG | 0 | 0 | 0 | 0 | 0 | 0
STWD | 0 | 0 | 0 | 0 | 0 | 0
WT | 0 | 0 | 0 | 0 | 0 | 0
IGCC | 0 | 0 | 0 | 0 | 0 | 0
DemandResponse | 0 | 0 | 0 | 0 | 0 | 0
IGCC-CCS | 0 | 0 | 0 | 0 | 0 | 0
WT_off | 0 | 0 | 0 | 0 | 0 | 0
PseudoUnit | 0 | 0 | 0 | 0 | 0 | 0
FixedInterchange | 0 | 0 | 0 | 0 | 0 | 0
Total Fuel Consumption by Reporting Type: NYISO_J-K
ReportingType | 2015 | 2020 | 2025 | 2030 | 2035 | 2040
BM | 0 | 0 | 0 | 0 | 0 | 0
CC | 166.59 | 178.69 | 172.96 | 157.2 | 213.77 | 221.46
CSP | 0 | 0 | 0 | 0 | 0 | 0
CT | 0 | 0 | 0 | 0.35 | 2.28 | 3.75
Coal | 0 | 0 | 0 | 0 | 0 | 0
Geo | 0 | 0 | 0 | 0 | 0 | 0
H | 0 | 0 | 0 | 0 | 0 | 0
LFG | 0 | 0 | 0 | 8 | 8 | 8
Nuc | 0 | 0 | 0 | 0 | 0 | 0
PS | 0 | 0 | 0 | 0 | 0 | 0
PV | 0 | 0 | 0 | 0 | 0 | 0
PeakG | 0.97 | 1.81 | 2.39 | 2.7 | 4.75 | 4.18
PeakO | 0 | 0 | 0 | 0 | 0 | 0
ST | 0 | 0 | 0 | 0 | 0 | 0
STOG | 9.32 | 16.79 | 19.21 | 18.71 | 28.65 | 32.8
STWD | 0 | 0 | 0 | 0 | 0 | 0
WT | 0 | 0 | 0 | 0 | 0 | 0
IGCC | 0 | 0 | 0 | 0 | 0 | 0
DemandResponse | 0 | 0 | 0 | 0 | 0 | 0
IGCC-CCS | 0 | 0 | 0 | 0 | 0 | 0
WT_off | 0 | 0 | 0 | 0 | 0 | 0
PseudoUnit | 0 | 0 | 0 | 0 | 0 | 0
FixedInterchange | 0 | 0 | 0 | 0 | 0 | 0
Total Fuel Consumption by Reporting Type: PJM_E
ReportingType | 2015 | 2020 | 2025 | 2030 | 2035 | 2040
BM | 0.08 | 2.91 | 2.91 | 2.91 | 2.91 | 2.91
CC | 197.73 | 347.76 | 279.04 | 211.62 | 371.49 | 389
CSP | 0 | 0 | 0 | 0 | 0 | 0
CT | 0 | 0.01 | 0.01 | 0.06 | 8.25 | 2.21
Coal | 3.92 | 1.61 | 1.61 | 1.38 | 1.91 | 1.91
Geo | 0 | 0 | 0 | 0 | 0 | 0
H | 0 | 0 | 0 | 0 | 0 | 0
LFG | 0.98 | 15.28 | 15.28 | 15.28 | 15.28 | 15.28
Nuc | 702.72 | 651.97 | 651.97 | 651.97 | 468.33 | 371.38
PS | 0 | 0 | 0 | 0 | 0 | 0
PV | 0 | 0 | 0 | 0 | 0 | 0
PeakG | 0.25 | 0.87 | 5.23 | 5.23 | 10.22 | 4.82
PeakO | 0 | 0 | 0 | 0 | 0 | 0
ST | 0 | 0 | 0 | 0 | 0 | 0
STOG | 5.37 | 11.24 | 11.24 | 11.24 | 11.24 | 11.04
STWD | 0 | 0 | 0 | 0 | 0 | 0
WT | 0 | 0 | 0 | 0 | 0 | 0
IGCC | 0 | 0 | 0 | 0 | 0 | 0
DemandResponse | 0 | 0 | 0 | 0 | 0 | 0
IGCC-CCS | 0 | 0 | 0 | 0 | 0 | 0
WT_off | 0 | 0 | 0 | 0 | 0 | 0
PseudoUnit | 0 | 0 | 0 | 0 | 0 | 0
FixedInterchange | 0 | 0 | 0 | 0 | 0 | 0
Total Fuel Consumption by Reporting Type: PJM_ROM
ReportingType | 2015 | 2020 | 2025 | 2030 | 2035 | 2040
BM | 0.05 | 1.75 | 1.75 | 1.75 | 1.75 | 1.75
CC | 120.98 | 172.79 | 161.6 | 121.86 | 188.56 | 853.94
CSP | 0 | 0 | 0 | 0 | 0 | 0
CT | 0 | 0.01 | 0.03 | 0.03 | 0.07 | 0.02
Coal | 498.81 | 549.4 | 549.4 | 530.59 | 562.79 | 562.79
Geo | 0 | 0 | 0 | 0 | 0 | 0
H | 0 | 0 | 0 | 0 | 0 | 0
LFG | 2.04 | 30.56 | 30.56 | 30.56 | 30.56 | 30.56
Nuc | 420.79 | 420.79 | 420.79 | 420.79 | 276.07 | 200.95
PS | 0 | 0 | 0 | 0 | 0 | 0
PV | 0 | 0 | 0 | 0 | 0 | 0
PeakG | 0 | 0.55 | 0.55 | 0.16 | 3.39 | 1.74
PeakO | 0 | 0 | 0 | 0 | 0 | 0
ST | 0 | 0 | 0 | 0 | 0 | 0
STOG | 7.33 | 14.86 | 14.3 | 14.3 | 19.1 | 21.38
STWD | 3.94 | 5.38 | 5.38 | 5.38 | 5.38 | 5.38
WT | 0 | 0 | 0.02 | 0.02 | 0.02 | 0.02
IGCC | 0 | 0 | 0 | 0 | 0 | 0
DemandResponse | 0 | 0 | 0 | 0 | 0 | 0
IGCC-CCS | 0 | 0 | 0 | 0 | 0 | 0
WT_off | 0 | 0 | 0 | 0 | 0 | 0
PseudoUnit | 0 | 0 | 0 | 0 | 0 | 0
FixedInterchange | 0 | 0 | 0 | 0 | 0 | 0
Total Fuel Consumption by Reporting Type: PJM_ROR
ReportingType | 2015 | 2020 | 2025 | 2030 | 2035 | 2040
BM | 0 | 37.37 | 31.54 | 37.37 | 31.54 | 15.81
CC | 480.61 | 515.97 | 446.09 | 298.1 | 698.77 | 590.98
CSP | 0 | 0 | 0 | 0 | 0 | 0
CT | 0.06 | 0.06 | 0.06 | 0.06 | 0.06 | 0.12
Coal | 3450.74 | 2712.95 | 2707.79 | 2697.39 | 2721.6 | 2750.9
Geo | 0 | 0 | 0 | 0 | 0 | 0
H | 0 | 0 | 0 | 0 | 0 | 0
LFG | 6.18 | 33.67 | 61.46 | 61.46 | 61.46 | 61.46
Nuc | 1644.81 | 1644.81 | 1644.81 | 1573.64 | 1222.73 | 821.9
PS | 0 | 0 | 0 | 0 | 0 | 0
PV | 0 | 0 | 0 | 0 | 0 | 0
PeakG | 12.81 | 23.71 | 15.71 | 11.4 | 17.45 | 25.49
PeakO | 0 | 0 | 0 | 0 | 0 | 0
ST | 0 | 0 | 0 | 0 | 0 | 0
STOG | 8.87 | 14.99 | 8.87 | 8.36 | 8.36 | 8.36
STWD | 0.92 | 15.91 | 15.91 | 15.91 | 15.91 | 15.91
WT | 0.03 | 0.03 | 0.03 | 0.03 | 0.04 | 0.04
IGCC | 0 | 0 | 0 | 0 | 0 | 0
DemandResponse | 0 | 0 | 0 | 0 | 0 | 0
IGCC-CCS | 0 | 0 | 0 | 0 | 0 | 0
WT_off | 0 | 0 | 0 | 0 | 0 | 0
PseudoUnit | 0 | 0 | 0 | 0 | 0 | 0
FixedInterchange | 0 | 0 | 0 | 0 | 0 | 0
Total Fuel Consumption by Reporting Type: SOCO
ReportingType | 2015 | 2020 | 2025 | 2030 | 2035 | 2040
BM | 0 | 0.5 | 0.5 | 0.83 | 0.83 | 1.65
CC | 852.88 | 886.14 | 836.88 | 698.44 | 667.65 | 478
CSP | 0 | 0 | 0 | 0 | 0 | 0
CT | 0 | 0 | 0 | 0 | 0 | 0
Coal | 971.66 | 1013.72 | 1102.44 | 1147.38 | 1171.43 | 1707.47
Geo | 0 | 0 | 0 | 0 | 0 | 0
H | 0 | 0 | 0 | 0 | 0 | 0
LFG | 0 | 0 | 11.56 | 11.56 | 11.56 | 11.56
Nuc | 494.38 | 673.18 | 673.18 | 673.18 | 673.18 | 449.31
PS | 0 | 0 | 0 | 0 | 0 | 0
PV | 0 | 0 | 0 | 0 | 0 | 0
PeakG | 8.9 | 14.43 | 21.97 | 20.72 | 19.4 | 7.45
PeakO | 0 | 0 | 0 | 0 | 0 | 0
ST | 0 | 0 | 0 | 0 | 0 | 0
STOG | 0 | 0 | 0 | 0 | 0 | 0
STWD | 0 | 5.8 | 5.8 | 25.05 | 26.41 | 50.38
WT | 0 | 0 | 0 | 0 | 0 | 0
IGCC | 0 | 0 | 0 | 0 | 0 | 0
DemandResponse | 0 | 0 | 0 | 0 | 0 | 0
IGCC-CCS | 0 | 0 | 0 | 0 | 0 | 0
WT_off | 0 | 0 | 0 | 0 | 0 | 0
PseudoUnit | 0 | 0 | 0 | 0 | 0 | 0
FixedInterchange | 0 | 0 | 0 | 0 | 0 | 0
Total Fuel Consumption by Reporting Type: SPP_N
ReportingType | 2015 | 2020 | 2025 | 2030 | 2035 | 2040
BM | 0 | 0 | 0 | 0 | 0 | 0
CC | 47.36 | 13.27 | 7.54 | 7.03 | 7.03 | 7.03
CSP | 0 | 0 | 0 | 0 | 0 | 0
CT | 0 | 0 | 0 | 0 | 0 | 0
Coal | 619.46 | 555.86 | 500.44 | 368.04 | 388.19 | 374.36
Geo | 0 | 0 | 0 | 0 | 0 | 0
H | 0 | 0 | 0 | 0 | 0 | 0
LFG | 0 | 0 | 0 | 10.22 | 10.22 | 10.22
Nuc | 93.19 | 93.19 | 93.19 | 93.19 | 93.19 | 93.19
PS | 0 | 0 | 0 | 0 | 0 | 0
PV | 0 | 0 | 0 | 0 | 0 | 0
PeakG | 0 | 0 | 0 | 0 | 0 | 0
PeakO | 0 | 0 | 0 | 0 | 0 | 0
ST | 0 | 0 | 0 | 0 | 0 | 0
STOG | 2.12 | 1.82 | 0.2 | 0.06 | 0.06 | 0.06
STWD | 0 | 0 | 0 | 0 | 0 | 0
WT | 0 | 0 | 0 | 0.05 | 0.06 | 0.07
IGCC | 0 | 0 | 0 | 0 | 0 | 0
DemandResponse | 0 | 0 | 0 | 0 | 0 | 0
IGCC-CCS | 0 | 0 | 0 | 0 | 0 | 0
WT_off | 0 | 0 | 0 | 0 | 0 | 0
PseudoUnit | 0 | 0 | 0 | 0 | 0 | 0
FixedInterchange | 0 | 0 | 0 | 0 | 0 | 0
Total Fuel Consumption by Reporting Type: SPP_S
ReportingType | 2015 | 2020 | 2025 | 2030 | 2035 | 2040
BM | 0 | 0 | 0 | 0 | 0 | 0
CC | 307.68 | 191.86 | 81.26 | 52.46 | 62.23 | 64.06
CSP | 0 | 0 | 0 | 0 | 0 | 0
CT | 0.04 | 0.07 | 0 | 0 | 0 | 0
Coal | 979.37 | 763.07 | 409.87 | 224.89 | 292.17 | 270.71
Geo | 0 | 0 | 0 | 0 | 0 | 0
H | 0 | 0 | 0 | 0 | 0 | 0
LFG | 0 | 0 | 0 | 10.22 | 10.22 | 10.22
Nuc | 0 | 0 | 0 | 0 | 0 | 0
PS | 0 | 0 | 0 | 0 | 0 | 0
PV | 0 | 0 | 0 | 0 | 0 | 0
PeakG | 0 | 0 | 0 | 0 | 0 | 0
PeakO | 0 | 0 | 0 | 0 | 0 | 0
ST | 0 | 0 | 0 | 0 | 0 | 0
STOG | 31.98 | 32.52 | 23.91 | 13.26 | 25.69 | 28.08
STWD | 0 | 0.72 | 0.39 | 0.39 | 0.69 | 0.71
WT | 0.01 | 0.03 | 0.15 | 0.19 | 0.19 | 0.2
IGCC | 0 | 0 | 0 | 0 | 0 | 0
DemandResponse | 0 | 0 | 0 | 0 | 0 | 0
IGCC-CCS | 0 | 0 | 0 | 0 | 0 | 0
WT_off | 0 | 0 | 0 | 0 | 0 | 0
PseudoUnit | 0 | 0 | 0 | 0 | 0 | 0
FixedInterchange | 0 | 0 | 0 | 0 | 0 | 0
Total Fuel Consumption by Reporting Type: TVA
ReportingType | 2015 | 2020 | 2025 | 2030 | 2035 | 2040
BM | 0 | 0 | 0 | 0 | 0 | 0
CC | 113.65 | 136.33 | 122.07 | 82.73 | 91.41 | 89.95
CSP | 0 | 0 | 0 | 0 | 0 | 0
CT | 0 | 0.49 | 0.49 | 1.73 | 2.48 | 4.2
Coal | 858.14 | 802.05 | 807.06 | 807.06 | 858.95 | 920.68
Geo | 0 | 0 | 0 | 0 | 0 | 0
H | 0 | 0 | 0 | 0 | 0 | 0
LFG | 0 | 0 | 11.56 | 11.56 | 11.56 | 11.56
Nuc | 676.63 | 676.63 | 676.63 | 676.63 | 474.42 | 371.5
PS | 0 | 0 | 0 | 0 | 0 | 0
PV | 0 | 0 | 0 | 0 | 0 | 0
PeakG | 0 | 0 | 0 | 0 | 0 | 0
PeakO | 0 | 0 | 0 | 0 | 0 | 0
ST | 0 | 0 | 0 | 0 | 0 | 0
STOG | 0 | 0 | 0 | 0 | 0 | 0
STWD | 0 | 0.04 | 0.04 | 0.26 | 0.22 | 0.35
WT | 0 | 0 | 0 | 0 | 0 | 0
IGCC | 0 | 0 | 0 | 0 | 0 | 0
DemandResponse | 0 | 0 | 0 | 0 | 0 | 0
IGCC-CCS | 0 | 0 | 0 | 0 | 0 | 0
WT_off | 0 | 0 | 0 | 0 | 0 | 0
PseudoUnit | 0 | 0 | 0 | 0 | 0 | 0
FixedInterchange | 0 | 0 | 0 | 0 | 0 | 0
Total Fuel Consumption by Reporting Type: TVA_Transmission
ReportingType | 2015 | 2020 | 2025 | 2030 | 2035 | 2040
BM | 0 | 0 | 0 | 0 | 0 | 0
CC | 0 | 0 | 0 | 0 | 0 | 0
CSP | 0 | 0 | 0 | 0 | 0 | 0
CT | 0 | 0 | 0 | 0 | 0 | 0
Coal | 0 | 0 | 0 | 0 | 0 | 0
Geo | 0 | 0 | 0 | 0 | 0 | 0
H | 0 | 0 | 0 | 0 | 0 | 0
LFG | 0 | 0 | 0 | 0 | 0 | 0
Nuc | 0 | 0 | 0 | 0 | 0 | 0
PS | 0 | 0 | 0 | 0 | 0 | 0
PV | 0 | 0 | 0 | 0 | 0 | 0
PeakG | 0 | 0 | 0 | 0 | 0 | 0
PeakO | 0 | 0 | 0 | 0 | 0 | 0
ST | 0 | 0 | 0 | 0 | 0 | 0
STOG | 0 | 0 | 0 | 0 | 0 | 0
STWD | 0 | 0 | 0 | 0 | 0 | 0
WT | 0 | 0 | 0 | 0 | 0 | 0
IGCC | 0 | 0 | 0 | 0 | 0 | 0
DemandResponse | 0 | 0 | 0 | 0 | 0 | 0
IGCC-CCS | 0 | 0 | 0 | 0 | 0 | 0
WT_off | 0 | 0 | 0 | 0 | 0 | 0
PseudoUnit | 0 | 0 | 0 | 0 | 0 | 0
FixedInterchange | 0 | 0 | 0 | 0 | 0 | 0
Total Fuel Consumption by Reporting Type: VACAR
ReportingType | 2015 | 2020 | 2025 | 2030 | 2035 | 2040
BM | 0.09 | 22.5 | 82.72 | 88.55 | 106.34 | 120.98
CC | 253.78 | 292.41 | 262.82 | 231.95 | 466.53 | 686.58
CSP | 0 | 0 | 0 | 0 | 0 | 0
CT | 0.97 | 2.84 | 4.75 | 4.78 | 5.51 | 7.34
Coal | 827.86 | 753.71 | 866.88 | 939.33 | 1093.56 | 1141.72
Geo | 0 | 0 | 0 | 0 | 0 | 0
H | 0 | 0 | 0 | 0 | 0 | 0
LFG | 0.04 | 11.56 | 11.56 | 11.56 | 11.56 | 11.56
Nuc | 910.72 | 1100.09 | 1100.09 | 1100.09 | 841.29 | 693.25
PS | 0 | 0 | 0 | 0 | 0 | 0
PV | 0 | 0 | 0 | 0 | 0 | 0
PeakG | 0.21 | 0.69 | 1.33 | 1.44 | 1.35 | 2.64
PeakO | 0 | 0 | 0 | 0 | 0 | 0
ST | 0 | 0 | 0 | 0 | 0 | 0
STOG | 0 | 0 | 0 | 0 | 0 | 0
STWD | 24.47 | 24.47 | 24.47 | 24.47 | 24.47 | 24.47
WT | 0 | 0.01 | 0.01 | 0.01 | 0.01 | 0.01
IGCC | 0 | 0 | 0 | 0 | 0 | 0
DemandResponse | 0 | 0 | 0 | 0 | 0 | 0
IGCC-CCS | 0 | 0 | 0 | 0 | 0 | 0
WT_off | 0 | 0 | 0 | 0 | 0 | 0
PseudoUnit | 0 | 0 | 0 | 0 | 0 | 0
FixedInterchange | 0 | 0 | 0 | 0 | 0 | 0
Total Fuel Consumption by Reporting Type: IESO
ReportingType | 2015 | 2020 | 2025 | 2030 | 2035 | 2040
BM | 0 | 0 | 0 | 0 | 0 | 0
CC | 16.39 | 10.07 | 8.49 | 6.49 | 39.17 | 128.48
CSP | 0 | 0 | 0 | 0 | 0 | 0
CT | 0 | 0 | 0 | 0 | 0.05 | 1.19
Coal | 0 | 0 | 0 | 0 | 0 | 0
Geo | 0 | 0 | 0 | 0 | 0 | 0
H | 0 | 0 | 0 | 0 | 0 | 0
LFG | 1.56 | 1.56 | 1.56 | 1.56 | 1.61 | 1.61
Nuc | 1064.72 | 1064.72 | 1064.72 | 1064.72 | 980.48 | 854.53
PS | 0 | 0 | 0 | 0 | 0 | 0
PV | 0 | 0 | 0 | 0 | 0 | 0
PeakG | 0 | 0 | 0 | 0 | 0 | 0.05
PeakO | 0 | 0 | 0 | 0 | 0 | 0
ST | 0 | 0 | 0 | 0 | 0 | 0
STOG | 0 | 0 | 0 | 0 | 0 | 0
STWD | 0 | 0 | 0 | 0 | 0 | 0
WT | 0.01 | 0.01 | 0.01 | 0.01 | 0 | 0
IGCC | 0 | 0 | 0 | 0 | 0 | 0
DemandResponse | 0 | 0 | 0 | 0 | 0 | 0
IGCC-CCS | 0 | 0 | 0 | 0 | 0 | 0
WT_off | 0 | 0 | 0 | 0 | 0 | 0
PseudoUnit | 0 | 0 | 0 | 0 | 0 | 0
FixedInterchange | 0 | 0 | 0 | 0 | 0 | 0
Total Fuel Consumption by Reporting Type: MAPP_CA
ReportingType | 2015 | 2020 | 2025 | 2030 | 2035 | 2040
BM | 0 | 0 | 0 | 0 | 0 | 0
CC | 29.5 | 15.67 | 4.63 | 0 | 0 | 0.87
CSP | 0 | 0 | 0 | 0 | 0 | 0
CT | 0 | 0 | 0 | 0 | 0 | 0
Coal | 6.38 | 8.45 | 0.25 | 0 | 0 | 0
Geo | 0 | 0 | 0 | 0 | 0 | 0
H | 0 | 0 | 0.01 | 0.03 | 0.03 | 0.03
LFG | 0 | 0 | 0 | 0 | 0 | 0
Nuc | 0 | 0 | 0 | 0 | 0 | 0
PS | 0 | 0 | 0 | 0 | 0 | 0
PV | 0 | 0 | 0 | 0 | 0 | 0
PeakG | 0 | 0 | 0 | 0 | 0 | 0
PeakO | 0 | 0 | 0 | 0 | 0 | 0
ST | 0 | 0 | 0 | 0 | 0 | 0
STOG | 0.04 | 0 | 0 | 0 | 0 | 0
STWD | 0 | 0 | 0 | 0 | 0 | 0
WT | 0 | 0 | 0 | 0 | 0 | 0
IGCC | 0 | 0 | 0 | 0 | 0 | 0
DemandResponse | 0 | 0 | 0 | 0 | 0 | 0
IGCC-CCS | 0 | 0 | 0 | 0 | 0 | 0
WT_off | 0 | 0 | 0 | 0 | 0 | 0
PseudoUnit | 0 | 0 | 0 | 0 | 0 | 0
FixedInterchange | 0 | 0 | 0 | 0 | 0 | 0
Total Fuel Consumption by Reporting Type: AZ_NM_SNV_Coal
ReportingType | 2015 | 2020 | 2025 | 2030 | 2035 | 2040
BM | 0 | 0 | 0 | 0 | 0 | 0
CC | 0 | 0 | 0 | 0 | 0 | 0
CSP | 0 | 0 | 0 | 0 | 0 | 0
CT | 0 | 0 | 0 | 0 | 0 | 0
Coal | 775.37 | 775.36 | 775.36 | 775.36 | 917.54 | 1552.41
Geo | 0 | 0 | 0 | 0 | 0 | 0
H | 0 | 0 | 0 | 0 | 0 | 0
LFG | 0 | 0 | 0 | 0 | 0 | 0
Nuc | 0 | 0 | 0 | 0 | 0 | 0
PS | 0 | 0 | 0 | 0 | 0 | 0
PV | 0 | 0 | 0 | 0 | 0 | 0
PeakG | 0 | 0 | 0 | 0 | 0 | 0
PeakO | 0 | 0 | 0 | 0 | 0 | 0
ST | 0 | 0 | 0 | 0 | 0 | 0
STOG | 0 | 0 | 0 | 0 | 0 | 0
STWD | 0 | 0 | 0 | 0 | 0 | 0
WT | 0 | 0 | 0 | 0 | 0 | 0
IGCC | 0 | 0 | 0 | 0 | 0 | 0
DemandResponse | 0 | 0 | 0 | 0 | 0 | 0
IGCC-CCS | 0 | 0 | 0 | 0 | 0 | 0
WT_off | 0 | 0 | 0 | 0 | 0 | 0
PseudoUnit | 0 | 0 | 0 | 0 | 0 | 0
FixedInterchange | 0 | 0 | 0 | 0 | 0 | 0
Total Fuel Consumption by Reporting Type: AZ_NM_SNV_Gas
ReportingType | 2015 | 2020 | 2025 | 2030 | 2035 | 2040
BM | 0 | 0 | 0 | 0 | 0 | 0
CC | 752.54 | 894.16 | 890.2 | 1077.98 | 1076.11 | 986.11
CSP | 0 | 0 | 0 | 0 | 0 | 0
CT | 0 | 0 | 1.56 | 2.97 | 0 | 0
Coal | 0 | 0 | 0 | 0 | 0 | 0
Geo | 0 | 0 | 0 | 0 | 0 | 0
H | 0 | 0 | 0 | 0 | 0 | 0
LFG | 0 | 0 | 0 | 0 | 0 | 0
Nuc | 0 | 0 | 0 | 0 | 0 | 0
PS | 0 | 0 | 0 | 0 | 0 | 0
PV | 0 | 0 | 0 | 0 | 0 | 0
PeakG | 0 | 0 | 2.61 | 4.46 | 5.25 | 0
PeakO | 0 | 0 | 0 | 0 | 0 | 0
ST | 0 | 0 | 0 | 0 | 0 | 0
STOG | 0 | 0 | 0 | 0 | 0 | 0
STWD | 0 | 0 | 0 | 0 | 0 | 0
WT | 0 | 0 | 0 | 0 | 0 | 0
IGCC | 0 | 0 | 0 | 0 | 0 | 0
DemandResponse | 0 | 0 | 0 | 0 | 0 | 0
IGCC-CCS | 0 | 0 | 0 | 0 | 0 | 0
WT_off | 0 | 0 | 0 | 0 | 0 | 0
PseudoUnit | 0 | 0 | 0 | 0 | 0 | 0
FixedInterchange | 0 | 0 | 0 | 0 | 0 | 0
Total Fuel Consumption by Reporting Type: AZ_NM_SNV_NucRenew
ReportingType | 2015 | 2020 | 2025 | 2030 | 2035 | 2040
BM | 0 | 0 | 0 | 0 | 0 | 0
CC | 0 | 0 | 0 | 0 | 0 | 0
CSP | 0 | 0 | 0 | 0 | 0 | 0
CT | 0 | 0 | 0 | 0 | 0 | 0
Coal | 0 | 0 | 0 | 0 | 0 | 0
Geo | 0 | 0 | 0.01 | 0.01 | 0.01 | 0.01
H | 0 | 0 | 0 | 0 | 0 | 0
LFG | 0 | 0 | 6.53 | 6.53 | 6.53 | 6.53
Nuc | 317.72 | 317.72 | 317.72 | 317.72 | 317.72 | 317.72
PS | 0 | 0 | 0 | 0 | 0 | 0
PV | 0 | 0 | 0 | 0 | 0 | 0
PeakG | 0 | 0 | 0 | 0 | 0 | 0
PeakO | 0 | 0 | 0 | 0 | 0 | 0
ST | 0 | 0 | 0 | 0 | 0 | 0
STOG | 0 | 0 | 0 | 0 | 0 | 0
STWD | 1.77 | 1.77 | 1.77 | 1.77 | 1.77 | 1.77
WT | 0 | 0 | 0 | 0 | 0 | 0
IGCC | 0 | 0 | 0 | 0 | 0 | 0
DemandResponse | 0 | 0 | 0 | 0 | 0 | 0
IGCC-CCS | 0 | 0 | 0 | 0 | 0 | 0
WT_off | 0 | 0 | 0 | 0 | 0 | 0
PseudoUnit | 0 | 0 | 0 | 0 | 0 | 0
FixedInterchange | 0 | 0 | 0 | 0 | 0 | 0
Total Fuel Consumption by Reporting Type: ERCOT
ReportingType | 2015 | 2020 | 2025 | 2030 | 2035 | 2040
BM | 0 | 2 | 1.28 | 179.16 | 185.39 | 196.68
CC | 1021 | 882.84 | 717.6 | 587.4 | 619.1 | 687.1
CSP | 0 | 0 | 0 | 0 | 0 | 0
CT | 0 | 0 | 0 | 0 | 0 | 0
Coal | 1255.01 | 1348.31 | 1416.47 | 1431.04 | 1451.14 | 1463.18
Geo | 0 | 0 | 0 | 0 | 0 | 0
H | 0 | 0 | 0 | 0 | 0 | 0
LFG | 0 | 0 | 38.09 | 38.09 | 38.09 | 38.09
Nuc | 422.69 | 422.69 | 422.69 | 422.69 | 422.69 | 422.69
PS | 0 | 0 | 0 | 0 | 0 | 0
PV | 0 | 0 | 0 | 0 | 0 | 0
PeakG | 0 | 0 | 0 | 0 | 0 | 0
PeakO | 0 | 0 | 0 | 0 | 0 | 0
ST | 0 | 0 | 0 | 0 | 0 | 0
STOG | 50.08 | 53.62 | 53.27 | 48.18 | 44.48 | 40.26
STWD | 0 | 0 | 0 | 0 | 0 | 0
WT | 0.03 | 0.05 | 0.08 | 0.1 | 0.1 | 0.1
IGCC | 0 | 0 | 0 | 0 | 0 | 0
DemandResponse | 0 | 0 | 0 | 0 | 0 | 0
IGCC-CCS | 0 | 0 | 0 | 0 | 0 | 0
WT_off | 0 | 0 | 0 | 0 | 0 | 0
PseudoUnit | 0 | 0 | 0 | 0 | 0 | 0
FixedInterchange | 0 | 0 | 0 | 0 | 0 | 0
Total Fuel Consumption by Reporting Type: NP15
ReportingType | 2015 | 2020 | 2025 | 2030 | 2035 | 2040
BM | 0 | 0 | 0 | 0 | 0 | 0
CC | 251.2 | 259.79 | 197.1 | 153.26 | 84.48 | 36.05
CSP | 0 | 0 | 0 | 0 | 0 | 0
CT | 0 | 0 | 0 | 0 | 0 | 0
Coal | 2.5 | 0 | 0 | 0 | 0 | 0
Geo | 0.01 | 0.01 | 0.01 | 0.01 | 0.01 | 0.01
H | 0 | 0 | 0 | 0 | 0 | 0
LFG | 0 | 60.8 | 60.8 | 60.8 | 60.8 | 60.8
Nuc | 187.74 | 187.74 | 187.74 | 187.74 | 187.74 | 187.74
PS | 0 | 0 | 0 | 0 | 0 | 0
PV | 0 | 0 | 0 | 0 | 0 | 0
PeakG | 0 | 0 | 0 | 0 | 0 | 0.06
PeakO | 0 | 0 | 0 | 0 | 0 | 0
ST | 0 | 0 | 0 | 0 | 0 | 0
STOG | 1.29 | 1.69 | 0.72 | 1.4 | 0.86 | 1.57
STWD | 37.44 | 37.44 | 37.44 | 37.44 | 37.44 | 37.44
WT | 0 | 0 | 0.03 | 0.03 | 0.03 | 0.03
IGCC | 0 | 0 | 0 | 0 | 0 | 0
DemandResponse | 0 | 0 | 0 | 0 | 0 | 0
IGCC-CCS | 0 | 0 | 0 | 0 | 0 | 0
WT_off | 0 | 0 | 0 | 0 | 0 | 0
PseudoUnit | 0 | 0 | 0 | 0 | 0 | 0
FixedInterchange | 0 | 0 | 0 | 0 | 0 | 0
Total Fuel Consumption by Reporting Type: NWPP_Coal
ReportingType | 2015 | 2020 | 2025 | 2030 | 2035 | 2040
BM | 0 | 0 | 0 | 0 | 0 | 0
CC | 0 | 0 | 0 | 0 | 0 | 0
CSP | 0 | 0 | 0 | 0 | 0 | 0
CT | 0 | 0 | 0 | 0 | 0 | 0
Coal | 1032.68 | 1032.58 | 1032.58 | 1032.58 | 1032.58 | 1032.58
Geo | 0 | 0 | 0 | 0 | 0 | 0
H | 0 | 0 | 0 | 0 | 0 | 0
LFG | 0 | 0 | 0 | 0 | 0 | 0
Nuc | 0 | 0 | 0 | 0 | 0 | 0
PS | 0 | 0 | 0 | 0 | 0 | 0
PV | 0 | 0 | 0 | 0 | 0 | 0
PeakG | 0 | 0 | 0 | 0 | 0 | 0
PeakO | 0 | 0 | 0 | 0 | 0 | 0
ST | 0 | 0 | 0 | 0 | 0 | 0
STOG | 0 | 0 | 0 | 0 | 0 | 0
STWD | 0 | 0 | 0 | 0 | 0 | 0
WT | 0 | 0 | 0 | 0 | 0 | 0
IGCC | 0 | 0 | 0 | 0 | 0 | 0
DemandResponse | 0 | 0 | 0 | 0 | 0 | 0
IGCC-CCS | 0 | 0 | 0 | 0 | 0 | 0
WT_off | 0 | 0 | 0 | 0 | 0 | 0
PseudoUnit | 0 | 0 | 0 | 0 | 0 | 0
FixedInterchange | 0 | 0 | 0 | 0 | 0 | 0
Total Fuel Consumption by Reporting Type: NWPP_Gas
ReportingType | 2015 | 2020 | 2025 | 2030 | 2035 | 2040
BM | 0 | 0 | 0 | 0 | 0 | 0
CC | 362.19 | 362.19 | 362.19 | 514.7 | 744 | 760.4
CSP | 0 | 0 | 0 | 0 | 0 | 0
CT | 0 | 0 | 0 | 0 | 0 | 0
Coal | 0 | 0 | 0 | 0 | 0 | 30.14
Geo | 0 | 0 | 0 | 0 | 0 | 0
H | 0 | 0 | 0 | 0 | 0 | 0
LFG | 0 | 0 | 0 | 0 | 0 | 0
Nuc | 0 | 0 | 0 | 0 | 0 | 0
PS | 0 | 0 | 0 | 0 | 0 | 0
PV | 0 | 0 | 0 | 0 | 0 | 0
PeakG | 0 | 0 | 0 | 0 | 0 | 0
PeakO | 0 | 0 | 0 | 0 | 0 | 0
ST | 0 | 0 | 0 | 0 | 0 | 0
STOG | 0 | 0 | 0 | 0 | 0 | 0
STWD | 0 | 0 | 0 | 0 | 0 | 0
WT | 0 | 0 | 0 | 0 | 0 | 0
IGCC | 0 | 0 | 0 | 0 | 0 | 0
DemandResponse | 0 | 0 | 0 | 0 | 0 | 0
IGCC-CCS | 0 | 0 | 0 | 0 | 0 | 0
WT_off | 0 | 0 | 0 | 0 | 0 | 0
PseudoUnit | 0 | 0 | 0 | 0 | 0 | 0
FixedInterchange | 0 | 0 | 0 | 0 | 0 | 0
Total Fuel Consumption by Reporting Type: NWPP_NucRenew
ReportingType | 2015 | 2020 | 2025 | 2030 | 2035 | 2040
BM | 0 | 0 | 0 | 0 | 0 | 0.01
CC | 0 | 0 | 0 | 0 | 0 | 0
CSP | 0 | 0 | 0 | 0 | 0 | 0
CT | 0 | 0 | 0 | 0 | 0 | 0
Coal | 0 | 0 | 0 | 0 | 0 | 0
Geo | 0 | 0 | 0.01 | 0.01 | 0.01 | 0.01
H | 0 | 0 | 0 | 0 | 0 | 0
LFG | 2.74 | 2.74 | 29.05 | 29.05 | 29.05 | 29.05
Nuc | 88.66 | 88.66 | 88.66 | 88.66 | 88.66 | 88.66
PS | 0 | 0 | 0 | 0 | 0 | 0
PV | 0 | 0 | 0 | 0 | 0 | 0
PeakG | 0 | 0 | 0 | 0 | 0 | 0
PeakO | 0 | 0 | 0 | 0 | 0 | 0
ST | 0 | 0 | 0 | 0 | 0 | 0
STOG | 0 | 0 | 0 | 0 | 0 | 0
STWD | 0 | 0.96 | 10.4 | 31.2 | 31.2 | 31.19
WT | 0.02 | 0.02 | 0.02 | 0.02 | 0.02 | 0.02
IGCC | 0 | 0 | 0 | 0 | 0 | 0
DemandResponse | 0 | 0 | 0 | 0 | 0 | 0
IGCC-CCS | 0 | 0 | 0 | 0 | 0 | 0
WT_off | 0 | 0 | 0 | 0 | 0 | 0
PseudoUnit | 0 | 0 | 0 | 0 | 0 | 0
FixedInterchange | 0 | 0 | 0 | 0 | 0 | 0
Total Fuel Consumption by Reporting Type: RMPA
ReportingType | 2015 | 2020 | 2025 | 2030 | 2035 | 2040
BM | 0 | 0 | 0 | 0 | 0 | 0
CC | 34.34 | 48.73 | 16.74 | 24.12 | 19.58 | 21.12
CSP | 0 | 0 | 0 | 0 | 0 | 0
CT | 0 | 0 | 0 | 0 | 0 | 0
Coal | 577.93 | 564.94 | 530.09 | 530.09 | 615.12 | 699.35
Geo | 0 | 0 | 0.02 | 0.02 | 0.02 | 0.02
H | 0 | 0 | 0 | 0 | 0 | 0
LFG | 0.15 | 0.15 | 0.15 | 3.26 | 3.26 | 3.26
Nuc | 0 | 0 | 0 | 0 | 0 | 0
PS | 0 | 0 | 0 | 0 | 0 | 0
PV | 0 | 0 | 0 | 0 | 0 | 0
PeakG | 0.04 | 0.18 | 0 | 0.31 | 0.06 | 0.09
PeakO | 0 | 0 | 0 | 0 | 0 | 0
ST | 0 | 0 | 0 | 0 | 0 | 0
STOG | 0 | 0 | 0 | 0 | 0 | 0
STWD | 0 | 0 | 0 | 0 | 0 | 0
WT | 0.01 | 0.01 | 0.01 | 0.01 | 0.01 | 0.01
IGCC | 0 | 0 | 0 | 0 | 0 | 0
DemandResponse | 0 | 0 | 0 | 0 | 0 | 0
IGCC-CCS | 0 | 0 | 0 | 0 | 0 | 0
WT_off | 0 | 0 | 0 | 0 | 0 | 0
PseudoUnit | 0 | 0 | 0 | 0 | 0 | 0
FixedInterchange | 0 | 0 | 0 | 0 | 0 | 0
Total Fuel Consumption by Reporting Type: SP15
ReportingType | 2015 | 2020 | 2025 | 2030 | 2035 | 2040
BM | 0.58 | 0.58 | 0.58 | 0.58 | 0.36 | 0.36
CC | 169.52 | 170.36 | 150.25 | 135.88 | 124.57 | 66.85
CSP | 0 | 0 | 0 | 0 | 0 | 0
CT | 0 | 0 | 0 | 0 | 0 | 0
Coal | 8.42 | 8.42 | 8.42 | 6.77 | 0 | 0
Geo | 0.01 | 0.02 | 0.02 | 0.02 | 0.02 | 0.02
H | 0 | 0 | 0 | 0 | 0 | 0
LFG | 0.99 | 60.8 | 60.8 | 60.8 | 60.8 | 60.8
Nuc | 173.28 | 173.28 | 173.28 | 173.28 | 173.28 | 173.28
PS | 0 | 0 | 0 | 0 | 0 | 0
PV | 0 | 0 | 0 | 0 | 0 | 0
PeakG | 0 | 0 | 0 | 0 | 0.04 | 0
PeakO | 0 | 0 | 0 | 0 | 0 | 0
ST | 0 | 0 | 0 | 0 | 0 | 0
STOG | 2.31 | 3.52 | 2.43 | 4.15 | 8.34 | 5.31
STWD | 9.59 | 9.59 | 9.59 | 9.59 | 9.59 | 9.59
WT | 0.01 | 0.01 | 0.01 | 0.01 | 0.01 | 0.01
IGCC | 0 | 0 | 0 | 0 | 0 | 0
DemandResponse | 0 | 0 | 0 | 0 | 0 | 0
IGCC-CCS | 0 | 0 | 0 | 0 | 0 | 0
WT_off | 0 | 0 | 0 | 0 | 0 | 0
PseudoUnit | 0 | 0 | 0 | 0 | 0 | 0
FixedInterchange | 0 | 0 | 0 | 0 | 0 | 0
Total Fuel Consumption by Reporting Type: ALB
ReportingType | 2015 | 2020 | 2025 | 2030 | 2035 | 2040
BM | 0 | 0 | 0 | 0 | 0 | 0
CC | 139.49 | 163.99 | 205.29 | 235.61 | 271.96 | 295.56
CSP | 0 | 0 | 0 | 0 | 0 | 0
CT | 0 | 0 | 0 | 0 | 0 | 0
Coal | 470.15 | 470.15 | 470.15 | 470.15 | 470.15 | 470.15
Geo | 0 | 0 | 0 | 0 | 0 | 0
H | 0 | 0 | 0 | 0 | 0 | 0
LFG | 0 | 0 | 0 | 0 | 0 | 0
Nuc | 0 | 0 | 0 | 0 | 0 | 0
PS | 0 | 0 | 0 | 0 | 0 | 0
PV | 0 | 0 | 0 | 0 | 0 | 0
PeakG | 0 | 0 | 0 | 0 | 0 | 0
PeakO | 0 | 0 | 0 | 0 | 0 | 0
ST | 0 | 0 | 0 | 0 | 0 | 0
STOG | 0 | 0 | 0 | 0 | 0 | 0
STWD | 0 | 0 | 0 | 0 | 0 | 0
WT | 0 | 0 | 0 | 0 | 0 | 0
IGCC | 0 | 0 | 0 | 0 | 0 | 0
DemandResponse | 0 | 0 | 0 | 0 | 0 | 0
IGCC-CCS | 0 | 0 | 0 | 0 | 0 | 0
WT_off | 0 | 0 | 0 | 0 | 0 | 0
PseudoUnit | 0 | 0 | 0 | 0 | 0 | 0
FixedInterchange | 0 | 0 | 0 | 0 | 0 | 0
Total Fuel Consumption by Reporting Type: BC
ReportingType | 2015 | 2020 | 2025 | 2030 | 2035 | 2040
BM | 0 | 0 | 0 | 0 | 0 | 0
CC | 68.76 | 77.26 | 102.43 | 135.4 | 166.42 | 199.8
CSP | 0 | 0 | 0 | 0 | 0 | 0
CT | 0 | 0 | 0 | 0 | 0 | 0
Coal | 0 | 0 | 0 | 0 | 0 | 0
Geo | 0 | 0 | 0 | 0 | 0 | 0
H | 0 | 0 | 0 | 0 | 0 | 0
LFG | 0 | 0 | 0 | 0 | 0 | 0
Nuc | 0 | 0 | 0 | 0 | 0 | 0
PS | 0 | 0 | 0 | 0 | 0 | 0
PV | 0 | 0 | 0 | 0 | 0 | 0
PeakG | 0 | 0 | 0 | 0 | 0 | 0
PeakO | 0 | 0 | 0 | 0 | 0 | 0
ST | 0 | 0 | 0 | 0 | 0 | 0
STOG | 0 | 0 | 0 | 0 | 0 | 0
STWD | 0 | 0 | 0 | 0 | 0 | 0
WT | 0 | 0 | 0 | 0 | 0 | 0
IGCC | 0 | 0 | 0 | 0 | 0 | 0
DemandResponse | 0 | 0 | 0 | 0 | 0 | 0
IGCC-CCS | 0 | 0 | 0 | 0 | 0 | 0
WT_off | 0 | 0 | 0 | 0 | 0 | 0
PseudoUnit | 0 | 0 | 0 | 0 | 0 | 0
FixedInterchange | 0 | 0 | 0 | 0 | 0 | 0
Total Fuel Consumption by Reporting Type: HQ_IESO
ReportingType | 2015 | 2020 | 2025 | 2030 | 2035 | 2040
BM | 0 | 0 | 0 | 0 | 0 | 0
CC | 0 | 0 | 0 | 0 | 0 | 0
CSP | 0 | 0 | 0 | 0 | 0 | 0
CT | 0 | 0 | 0 | 0 | 0 | 0
Coal | 0 | 0 | 0 | 0 | 0 | 0
Geo | 0 | 0 | 0 | 0 | 0 | 0
H | 0 | 0 | 0 | 0 | 0 | 0
LFG | 0 | 0 | 0 | 0 | 0 | 0
Nuc | 0 | 0 | 0 | 0 | 0 | 0
PS | 0 | 0 | 0 | 0 | 0 | 0
PV | 0 | 0 | 0 | 0 | 0 | 0
PeakG | 0 | 0 | 0 | 0 | 0 | 0
PeakO | 0 | 0 | 0 | 0 | 0 | 0
ST | 0 | 0 | 0 | 0 | 0 | 0
STOG | 0 | 0 | 0 | 0 | 0 | 0
STWD | 0 | 0 | 0 | 0 | 0 | 0
WT | 0 | 0 | 0 | 0 | 0 | 0
IGCC | 0 | 0 | 0 | 0 | 0 | 0
DemandResponse | 0 | 0 | 0 | 0 | 0 | 0
IGCC-CCS | 0 | 0 | 0 | 0 | 0 | 0
WT_off | 0 | 0 | 0 | 0 | 0 | 0
PseudoUnit | 0 | 0 | 0 | 0 | 0 | 0
FixedInterchange | 0 | 0 | 0 | 0 | 0 | 0
Total Fuel Consumption by Reporting Type: HQ_NEISO
ReportingType | 2015 | 2020 | 2025 | 2030 | 2035 | 2040
BM | 0 | 0 | 0 | 0 | 0 | 0
CC | 0 | 0 | 0 | 0 | 0 | 0
CSP | 0 | 0 | 0 | 0 | 0 | 0
CT | 0 | 0 | 0 | 0 | 0 | 0
Coal | 0 | 0 | 0 | 0 | 0 | 0
Geo | 0 | 0 | 0 | 0 | 0 | 0
H | 0 | 0 | 0 | 0 | 0 | 0
LFG | 0 | 0 | 0 | 0 | 0 | 0
Nuc | 0 | 0 | 0 | 0 | 0 | 0
PS | 0 | 0 | 0 | 0 | 0 | 0
PV | 0 | 0 | 0 | 0 | 0 | 0
PeakG | 0 | 0 | 0 | 0 | 0 | 0
PeakO | 0 | 0 | 0 | 0 | 0 | 0
ST | 0 | 0 | 0 | 0 | 0 | 0
STOG | 0 | 0 | 0 | 0 | 0 | 0
STWD | 0 | 0 | 0 | 0 | 0 | 0
WT | 0 | 0 | 0 | 0 | 0 | 0
IGCC | 0 | 0 | 0 | 0 | 0 | 0
DemandResponse | 0 | 0 | 0 | 0 | 0 | 0
IGCC-CCS | 0 | 0 | 0 | 0 | 0 | 0
WT_off | 0 | 0 | 0 | 0 | 0 | 0
PseudoUnit | 0 | 0 | 0 | 0.01 | 0.01 | 0.01
FixedInterchange | 0.02 | 0.02 | 0.02 | 0.02 | 0.02 | 0.02
Total Fuel Consumption by Reporting Type: HQ_NY
ReportingType | 2015 | 2020 | 2025 | 2030 | 2035 | 2040
BM | 0 | 0 | 0 | 0 | 0 | 0
CC | 0 | 0 | 0 | 0 | 0 | 0
CSP | 0 | 0 | 0 | 0 | 0 | 0
CT | 0 | 0 | 0 | 0 | 0 | 0
Coal | 0 | 0 | 0 | 0 | 0 | 0
Geo | 0 | 0 | 0 | 0 | 0 | 0
H | 0 | 0 | 0 | 0 | 0 | 0
LFG | 0 | 0 | 0 | 0 | 0 | 0
Nuc | 0 | 0 | 0 | 0 | 0 | 0
PS | 0 | 0 | 0 | 0 | 0 | 0
PV | 0 | 0 | 0 | 0 | 0 | 0
PeakG | 0 | 0 | 0 | 0 | 0 | 0
PeakO | 0 | 0 | 0 | 0 | 0 | 0
ST | 0 | 0 | 0 | 0 | 0 | 0
STOG | 0 | 0 | 0 | 0 | 0 | 0
STWD | 0 | 0 | 0 | 0 | 0 | 0
WT | 0 | 0 | 0 | 0 | 0 | 0
IGCC | 0 | 0 | 0 | 0 | 0 | 0
DemandResponse | 0 | 0 | 0 | 0 | 0 | 0
IGCC-CCS | 0 | 0 | 0 | 0 | 0 | 0
WT_off | 0 | 0 | 0 | 0 | 0 | 0
PseudoUnit | 0 | 0.01 | 0.01 | 0.01 | 0.01 | 0.01
FixedInterchange | 0.01 | 0.01 | 0.01 | 0.01 | 0.01 | 0.01
Total Fuel Consumption by Reporting Type: MARITIMES
ReportingType | 2015 | 2020 | 2025 | 2030 | 2035 | 2040
BM | 0 | 0 | 0 | 0 | 0 | 0
CC | 0 | 0 | 0 | 0 | 0 | 0
CSP | 0 | 0 | 0 | 0 | 0 | 0
CT | 0 | 0 | 0 | 0 | 0 | 0
Coal | 0 | 0 | 0 | 0 | 0 | 0
Geo | 0 | 0 | 0 | 0 | 0 | 0
H | 0 | 0 | 0 | 0 | 0 | 0
LFG | 0 | 0 | 0 | 0 | 0 | 0
Nuc | 0 | 0 | 0 | 0 | 0 | 0
PS | 0 | 0 | 0 | 0 | 0 | 0
PV | 0 | 0 | 0 | 0 | 0 | 0
PeakG | 0 | 0 | 0 | 0 | 0 | 0
PeakO | 0 | 0 | 0 | 0 | 0 | 0
ST | 0 | 0 | 0 | 0 | 0 | 0
STOG | 0 | 0 | 0 | 0 | 0 | 0
STWD | 0 | 0 | 0 | 0 | 0 | 0
WT | 0 | 0 | 0 | 0 | 0 | 0
IGCC | 0 | 0 | 0 | 0 | 0 | 0
DemandResponse | 0 | 0 | 0 | 0 | 0 | 0
IGCC-CCS | 0 | 0 | 0 | 0 | 0 | 0
WT_off | 0 | 0 | 0 | 0 | 0 | 0
PseudoUnit | 0 | 0 | 0 | 0 | 0 | 0
FixedInterchange | 0.01 | 0.01 | 0.01 | 0.01 | 0.01 | 0.01
Total Fuel Consumption by Reporting Type: All
ReportingType | 2015 | 2020 | 2025 | 2030 | 2035 | 2040
BM | 25.28 | 83.51 | 128.15 | 317.89 | 335.98 | 347.27
CC | 7663.3 | 7959.21 | 6919.32 | 6267.91 | 8017.27 | 9074.05
CSP | 0 | 0 | 0 | 0 | 0 | 0
CT | 2.52 | 12.05 | 23.58 | 23.1 | 42.75 | 59.67
Coal | 18472.46 | 17076.17 | 16791.55 | 16330.58 | 17399.87 | 18858.2
Geo | 0.02 | 0.04 | 0.07 | 0.07 | 0.07 | 0.07
H | 0 | 0.01 | 0.02 | 0.04 | 0.04 | 0.04
LFG | 20.69 | 230.83 | 468.63 | 546.46 | 546.52 | 546.52
Nuc | 9611.91 | 9929.34 | 9929.34 | 9808.02 | 7627.79 | 6006.59
PS | 0 | 0 | 0 | 0 | 0 | 0
PV | 0 | 0.01 | 0.01 | 0.01 | 0.01 | 0.01
PeakG | 34.07 | 52.84 | 57.34 | 48.67 | 66.95 | 52.46
PeakO | 0 | 0 | 0.01 | 0 | 0 | 0
ST | 0 | 0.01 | 0.01 | 0.01 | 0.01 | 0.01
STOG | 165.99 | 201.57 | 184.58 | 163.51 | 192.65 | 193.29
STWD | 132.99 | 207.29 | 173.01 | 230.52 | 232.53 | 267.37
WT | 0.18 | 0.32 | 0.6 | 0.87 | 0.91 | 0.95
IGCC | 40.45 | 40.45 | 40.45 | 40.45 | 40.45 | 40.45
DemandResponse | 0 | 0 | 0 | 0 | 0 | 0
IGCC-CCS | 0 | 0 | 0 | 0 | 0 | 0
WT_off | 0 | 0 | 0.01 | 0.01 | 0 | 0
PseudoUnit | 0 | 0.01 | 0.02 | 0.03 | 0.03 | 0.03
FixedInterchange | 0.04 | 0.04 | 0.04 | 0.04 | 0.04 | 0.04
Total Fuel Consumption by Reporting Type: EI_US
ReportingType | 2015 | 2020 | 2025 | 2030 | 2035 | 2040
BM | 24.7 | 80.93 | 126.29 | 138.15 | 150.24 | 150.23
CC | 4818.36 | 5074.16 | 4264.41 | 3397.07 | 4871.88 | 5891.7
CSP | 0 | 0 | 0 | 0 | 0 | 0
CT | 2.52 | 12.05 | 22.02 | 20.12 | 42.69 | 58.48
Coal | 14344.04 | 12867.97 | 12558.24 | 12084.59 | 12913.35 | 13610.4
Geo | 0 | 0 | 0 | 0 | 0 | 0
H | 0 | 0 | 0.01 | 0.01 | 0.01 | 0.01
LFG | 15.24 | 104.79 | 271.66 | 346.37 | 346.37 | 346.37
Nuc | 7357.09 | 7674.53 | 7674.53 | 7553.2 | 5457.23 | 3961.98
PS | 0 | 0 | 0 | 0 | 0 | 0
PV | 0 | 0 | 0.01 | 0.01 | 0.01 | 0.01
PeakG | 34.03 | 52.66 | 54.73 | 43.9 | 61.6 | 52.26
PeakO | 0 | 0 | 0.01 | 0 | 0 | 0
ST | 0 | 0 | 0 | 0 | 0 | 0
STOG | 112.27 | 142.75 | 128.17 | 109.78 | 138.97 | 146.15
STWD | 84.19 | 157.52 | 113.81 | 150.51 | 152.52 | 187.37
WT | 0.11 | 0.23 | 0.46 | 0.7 | 0.74 | 0.78
IGCC | 40.45 | 40.45 | 40.45 | 40.45 | 40.45 | 40.45
DemandResponse | 0 | 0 | 0 | 0 | 0 | 0
IGCC-CCS | 0 | 0 | 0 | 0 | 0 | 0
WT_off | 0 | 0 | 0.01 | 0.01 | 0 | 0
PseudoUnit | 0 | 0.01 | 0.02 | 0.03 | 0.03 | 0.03
FixedInterchange | 0.03 | 0.03 | 0.03 | 0.03 | 0.03 | 0.03
Total Fuel Consumption by Reporting Type: EI_Canada
ReportingType | 2015 | 2020 | 2025 | 2030 | 2035 | 2040
BM | 0 | 0 | 0 | 0 | 0 | 0
CC | 45.89 | 25.74 | 13.12 | 6.49 | 39.17 | 129.35
CSP | 0 | 0 | 0 | 0 | 0 | 0
CT | 0 | 0 | 0 | 0 | 0.05 | 1.19
Coal | 6.38 | 8.45 | 0.25 | 0 | 0 | 0
Geo | 0 | 0 | 0 | 0 | 0 | 0
H | 0 | 0 | 0.01 | 0.03 | 0.03 | 0.03
LFG | 1.56 | 1.56 | 1.56 | 1.56 | 1.61 | 1.61
Nuc | 1064.72 | 1064.72 | 1064.72 | 1064.72 | 980.48 | 854.53
PS | 0 | 0 | 0 | 0 | 0 | 0
PV | 0 | 0 | 0 | 0 | 0 | 0
PeakG | 0 | 0 | 0 | 0 | 0 | 0.05
PeakO | 0 | 0 | 0 | 0 | 0 | 0
ST | 0 | 0 | 0 | 0 | 0 | 0
STOG | 0.04 | 0 | 0 | 0 | 0 | 0
STWD | 0 | 0 | 0 | 0 | 0 | 0
WT | 0.01 | 0.01 | 0.01 | 0.01 | 0 | 0
IGCC | 0 | 0 | 0 | 0 | 0 | 0
DemandResponse | 0 | 0 | 0 | 0 | 0 | 0
IGCC-CCS | 0 | 0 | 0 | 0 | 0 | 0
WT_off | 0 | 0 | 0 | 0 | 0 | 0
PseudoUnit | 0 | 0 | 0 | 0 | 0 | 0
FixedInterchange | 0 | 0 | 0 | 0 | 0 | 0
Total Fuel Consumption by Reporting Type: EI
ReportingType | 2015 | 2020 | 2025 | 2030 | 2035 | 2040
BM | 24.7 | 80.93 | 126.29 | 138.15 | 150.24 | 150.23
CC | 4864.25 | 5099.9 | 4277.53 | 3403.55 | 4911.05 | 6021.05
CSP | 0 | 0 | 0 | 0 | 0 | 0
CT | 2.52 | 12.05 | 22.02 | 20.12 | 42.75 | 59.67
Coal | 14350.42 | 12876.42 | 12558.48 | 12084.59 | 12913.35 | 13610.4
Geo | 0 | 0 | 0 | 0 | 0 | 0
H | 0 | 0.01 | 0.02 | 0.04 | 0.04 | 0.04
LFG | 16.8 | 106.35 | 273.22 | 347.94 | 347.99 | 347.99
Nuc | 8421.82 | 8739.25 | 8739.25 | 8617.93 | 6437.71 | 4816.5
PS | 0 | 0 | 0 | 0 | 0 | 0
PV | 0 | 0 | 0.01 | 0.01 | 0.01 | 0.01
PeakG | 34.03 | 52.66 | 54.73 | 43.9 | 61.6 | 52.31
PeakO | 0 | 0 | 0.01 | 0 | 0 | 0
ST | 0 | 0 | 0 | 0 | 0 | 0
STOG | 112.31 | 142.75 | 128.17 | 109.78 | 138.97 | 146.15
STWD | 84.19 | 157.52 | 113.81 | 150.51 | 152.52 | 187.37
WT | 0.12 | 0.24 | 0.47 | 0.71 | 0.75 | 0.78
IGCC | 40.45 | 40.45 | 40.45 | 40.45 | 40.45 | 40.45
DemandResponse | 0 | 0 | 0 | 0 | 0 | 0
IGCC-CCS | 0 | 0 | 0 | 0 | 0 | 0
WT_off | 0 | 0 | 0.01 | 0.01 | 0 | 0
PseudoUnit | 0 | 0.01 | 0.02 | 0.03 | 0.03 | 0.03
FixedInterchange | 0.04 | 0.04 | 0.04 | 0.04 | 0.04 | 0.04
Total Fuel Consumption by Reporting Type: Outside_EI
ReportingType | 2015 | 2020 | 2025 | 2030 | 2035 | 2040
BM | 0.58 | 2.59 | 1.86 | 179.74 | 185.74 | 197.05
CC | 2799.05 | 2859.31 | 2641.8 | 2864.36 | 3106.22 | 3053
CSP | 0 | 0 | 0 | 0 | 0 | 0
CT | 0 | 0 | 1.56 | 2.97 | 0 | 0
Coal | 4122.05 | 4199.75 | 4233.07 | 4245.99 | 4486.52 | 5247.8
Geo | 0.02 | 0.04 | 0.07 | 0.07 | 0.07 | 0.07
H | 0 | 0 | 0 | 0 | 0 | 0
LFG | 3.89 | 124.49 | 195.41 | 198.53 | 198.53 | 198.53
Nuc | 1190.09 | 1190.09 | 1190.09 | 1190.09 | 1190.09 | 1190.09
PS | 0 | 0 | 0 | 0 | 0 | 0
PV | 0 | 0 | 0 | 0 | 0 | 0
PeakG | 0.04 | 0.18 | 2.61 | 4.77 | 5.35 | 0.15
PeakO | 0 | 0 | 0 | 0 | 0 | 0
ST | 0 | 0.01 | 0.01 | 0.01 | 0.01 | 0.01
STOG | 53.68 | 58.82 | 56.41 | 53.72 | 53.68 | 47.14
STWD | 48.8 | 49.77 | 59.21 | 80.01 | 80.01 | 80
WT | 0.06 | 0.09 | 0.14 | 0.16 | 0.17 | 0.17
IGCC | 0 | 0 | 0 | 0 | 0 | 0
DemandResponse | 0 | 0 | 0 | 0 | 0 | 0
IGCC-CCS | 0 | 0 | 0 | 0 | 0 | 0
WT_off | 0 | 0 | 0 | 0 | 0 | 0
PseudoUnit | 0 | 0 | 0 | 0 | 0 | 0
FixedInterchange | 0 | 0 | 0 | 0 | 0 | 0
#5 | Annual Emmission Levels
SO2 Emissions (MMshortTons): Entergy
ReportingType | 2015 | 2020 | 2025 | 2030 | 2035 | 2040
BM | 0 | 0 | 0 | 0 | 0 | 0
CC | 0 | 0 | 0 | 0 | 0 | 0
CSP | 0 | 0 | 0 | 0 | 0 | 0
CT | 0 | 0 | 0 | 0 | 0 | 0
Coal | 0.38 | 0.07 | 0.08 | 0.05 | 0.09 | 0.12
Geo | 0 | 0 | 0 | 0 | 0 | 0
H | 0 | 0 | 0 | 0 | 0 | 0
LFG | 0 | 0 | 0 | 0 | 0 | 0
Nuc | 0 | 0 | 0 | 0 | 0 | 0
PS | 0 | 0 | 0 | 0 | 0 | 0
PV | 0 | 0 | 0 | 0 | 0 | 0
PeakG | 0 | 0 | 0 | 0 | 0 | 0
PeakO | 0 | 0 | 0 | 0 | 0 | 0
ST | 0 | 0 | 0 | 0 | 0 | 0
STOG | 0 | 0 | 0 | 0 | 0 | 0
STWD | 0 | 0 | 0 | 0 | 0 | 0
WT | 0 | 0 | 0 | 0 | 0 | 0
IGCC | 0 | 0 | 0 | 0 | 0 | 0
DemandResponse | 0 | 0 | 0 | 0 | 0 | 0
IGCC-CCS | 0 | 0 | 0 | 0 | 0 | 0
WT_off | 0 | 0 | 0 | 0 | 0 | 0
PseudoUnit | 0 | 0 | 0 | 0 | 0 | 0
FixedInterchange | 0 | 0 | 0 | 0 | 0 | 0
SO2 Emissions (MMshortTons): FRCC
ReportingType | 2015 | 2020 | 2025 | 2030 | 2035 | 2040
BM | 0 | 0 | 0 | 0 | 0 | 0
CC | 0 | 0 | 0 | 0 | 0 | 0
CSP | 0 | 0 | 0 | 0 | 0 | 0
CT | 0 | 0 | 0 | 0 | 0 | 0
Coal | 0.07 | 0.03 | 0.03 | 0.03 | 0.03 | 0.03
Geo | 0 | 0 | 0 | 0 | 0 | 0
H | 0 | 0 | 0 | 0 | 0 | 0
LFG | 0 | 0 | 0 | 0 | 0 | 0
Nuc | 0 | 0 | 0 | 0 | 0 | 0
PS | 0 | 0 | 0 | 0 | 0 | 0
PV | 0 | 0 | 0 | 0 | 0 | 0
PeakG | 0 | 0 | 0 | 0 | 0 | 0
PeakO | 0 | 0 | 0 | 0 | 0 | 0
ST | 0 | 0 | 0 | 0 | 0 | 0
STOG | 0 | 0 | 0 | 0 | 0 | 0
STWD | 0 | 0 | 0 | 0 | 0 | 0
WT | 0 | 0 | 0 | 0 | 0 | 0
IGCC | 0 | 0 | 0 | 0 | 0 | 0
DemandResponse | 0 | 0 | 0 | 0 | 0 | 0
IGCC-CCS | 0 | 0 | 0 | 0 | 0 | 0
WT_off | 0 | 0 | 0 | 0 | 0 | 0
PseudoUnit | 0 | 0 | 0 | 0 | 0 | 0
FixedInterchange | 0 | 0 | 0 | 0 | 0 | 0
SO2 Emissions (MMshortTons): MAPP_US
ReportingType | 2015 | 2020 | 2025 | 2030 | 2035 | 2040
BM | 0 | 0 | 0 | 0 | 0 | 0
CC | 0 | 0 | 0 | 0 | 0 | 0
CSP | 0 | 0 | 0 | 0 | 0 | 0
CT | 0 | 0 | 0 | 0 | 0 | 0
Coal | 0.04 | 0.01 | 0.01 | 0.01 | 0.01 | 0.01
Geo | 0 | 0 | 0 | 0 | 0 | 0
H | 0 | 0 | 0 | 0 | 0 | 0
LFG | 0 | 0 | 0 | 0 | 0 | 0
Nuc | 0 | 0 | 0 | 0 | 0 | 0
PS | 0 | 0 | 0 | 0 | 0 | 0
PV | 0 | 0 | 0 | 0 | 0 | 0
PeakG | 0 | 0 | 0 | 0 | 0 | 0
PeakO | 0 | 0 | 0 | 0 | 0 | 0
ST | 0 | 0 | 0 | 0 | 0 | 0
STOG | 0 | 0 | 0 | 0 | 0 | 0
STWD | 0 | 0 | 0 | 0 | 0 | 0
WT | 0 | 0 | 0 | 0 | 0 | 0
IGCC | 0 | 0 | 0 | 0 | 0 | 0
DemandResponse | 0 | 0 | 0 | 0 | 0 | 0
IGCC-CCS | 0 | 0 | 0 | 0 | 0 | 0
WT_off | 0 | 0 | 0 | 0 | 0 | 0
PseudoUnit | 0 | 0 | 0 | 0 | 0 | 0
FixedInterchange | 0 | 0 | 0 | 0 | 0 | 0
SO2 Emissions (MMshortTons): MISO_IN
ReportingType | 2015 | 2020 | 2025 | 2030 | 2035 | 2040
BM | 0 | 0 | 0 | 0 | 0 | 0
CC | 0 | 0 | 0 | 0 | 0 | 0
CSP | 0 | 0 | 0 | 0 | 0 | 0
CT | 0 | 0 | 0 | 0 | 0 | 0
Coal | 0.25 | 0.14 | 0.14 | 0.14 | 0.15 | 0.17
Geo | 0 | 0 | 0 | 0 | 0 | 0
H | 0 | 0 | 0 | 0 | 0 | 0
LFG | 0 | 0 | 0 | 0 | 0 | 0
Nuc | 0 | 0 | 0 | 0 | 0 | 0
PS | 0 | 0 | 0 | 0 | 0 | 0
PV | 0 | 0 | 0 | 0 | 0 | 0
PeakG | 0 | 0 | 0 | 0 | 0 | 0
PeakO | 0 | 0 | 0 | 0 | 0 | 0
ST | 0 | 0 | 0 | 0 | 0 | 0
STOG | 0 | 0 | 0 | 0 | 0 | 0
STWD | 0 | 0 | 0 | 0 | 0 | 0
WT | 0 | 0 | 0 | 0 | 0 | 0
IGCC | 0 | 0 | 0 | 0 | 0 | 0
DemandResponse | 0 | 0 | 0 | 0 | 0 | 0
IGCC-CCS | 0 | 0 | 0 | 0 | 0 | 0
WT_off | 0 | 0 | 0 | 0 | 0 | 0
PseudoUnit | 0 | 0 | 0 | 0 | 0 | 0
FixedInterchange | 0 | 0 | 0 | 0 | 0 | 0
SO2 Emissions (MMshortTons): MISO_MI
ReportingType | 2015 | 2020 | 2025 | 2030 | 2035 | 2040
BM | 0 | 0 | 0 | 0 | 0 | 0
CC | 0 | 0 | 0 | 0 | 0 | 0
CSP | 0 | 0 | 0 | 0 | 0 | 0
CT | 0 | 0 | 0 | 0 | 0 | 0
Coal | 0.25 | 0.03 | 0.03 | 0.03 | 0.04 | 0.04
Geo | 0 | 0 | 0 | 0 | 0 | 0
H | 0 | 0 | 0 | 0 | 0 | 0
LFG | 0 | 0 | 0 | 0 | 0 | 0
Nuc | 0 | 0 | 0 | 0 | 0 | 0
PS | 0 | 0 | 0 | 0 | 0 | 0
PV | 0 | 0 | 0 | 0 | 0 | 0
PeakG | 0 | 0 | 0 | 0 | 0 | 0
PeakO | 0 | 0 | 0 | 0 | 0 | 0
ST | 0 | 0 | 0 | 0 | 0 | 0
STOG | 0 | 0 | 0 | 0 | 0 | 0
STWD | 0 | 0 | 0 | 0 | 0 | 0
WT | 0 | 0 | 0 | 0 | 0 | 0
IGCC | 0 | 0 | 0 | 0 | 0 | 0
DemandResponse | 0 | 0 | 0 | 0 | 0 | 0
IGCC-CCS | 0 | 0 | 0 | 0 | 0 | 0
WT_off | 0 | 0 | 0 | 0 | 0 | 0
PseudoUnit | 0 | 0 | 0 | 0 | 0 | 0
FixedInterchange | 0 | 0 | 0 | 0 | 0 | 0
SO2 Emissions (MMshortTons): MISO_MO-IL
ReportingType | 2015 | 2020 | 2025 | 2030 | 2035 | 2040
BM | 0 | 0 | 0 | 0 | 0 | 0
CC | 0 | 0 | 0 | 0 | 0 | 0
CSP | 0 | 0 | 0 | 0 | 0 | 0
CT | 0 | 0 | 0 | 0 | 0 | 0
Coal | 0.48 | 0.13 | 0.17 | 0.15 | 0.22 | 0.24
Geo | 0 | 0 | 0 | 0 | 0 | 0
H | 0 | 0 | 0 | 0 | 0 | 0
LFG | 0 | 0 | 0 | 0 | 0 | 0
Nuc | 0 | 0 | 0 | 0 | 0 | 0
PS | 0 | 0 | 0 | 0 | 0 | 0
PV | 0 | 0 | 0 | 0 | 0 | 0
PeakG | 0 | 0 | 0 | 0 | 0 | 0
PeakO | 0 | 0 | 0 | 0 | 0 | 0
ST | 0 | 0 | 0 | 0 | 0 | 0
STOG | 0 | 0 | 0 | 0 | 0 | 0
STWD | 0 | 0 | 0 | 0 | 0 | 0
WT | 0 | 0 | 0 | 0 | 0 | 0
IGCC | 0 | 0 | 0 | 0 | 0 | 0
DemandResponse | 0 | 0 | 0 | 0 | 0 | 0
IGCC-CCS | 0 | 0 | 0 | 0 | 0 | 0
WT_off | 0 | 0 | 0 | 0 | 0 | 0
PseudoUnit | 0 | 0 | 0 | 0 | 0 | 0
FixedInterchange | 0 | 0 | 0 | 0 | 0 | 0
SO2 Emissions (MMshortTons): MISO_W
ReportingType | 2015 | 2020 | 2025 | 2030 | 2035 | 2040
BM | 0 | 0 | 0 | 0 | 0 | 0
CC | 0 | 0 | 0 | 0 | 0 | 0
CSP | 0 | 0 | 0 | 0 | 0 | 0
CT | 0 | 0 | 0 | 0 | 0 | 0
Coal | 0.22 | 0.06 | 0.06 | 0.04 | 0.05 | 0.05
Geo | 0 | 0 | 0 | 0 | 0 | 0
H | 0 | 0 | 0 | 0 | 0 | 0
LFG | 0 | 0 | 0 | 0 | 0 | 0
Nuc | 0 | 0 | 0 | 0 | 0 | 0
PS | 0 | 0 | 0 | 0 | 0 | 0
PV | 0 | 0 | 0 | 0 | 0 | 0
PeakG | 0 | 0 | 0 | 0 | 0 | 0
PeakO | 0 | 0 | 0 | 0 | 0 | 0
ST | 0 | 0 | 0 | 0 | 0 | 0
STOG | 0 | 0 | 0 | 0 | 0 | 0
STWD | 0 | 0 | 0 | 0 | 0 | 0
WT | 0 | 0 | 0 | 0 | 0 | 0
IGCC | 0 | 0 | 0 | 0 | 0 | 0
DemandResponse | 0 | 0 | 0 | 0 | 0 | 0
IGCC-CCS | 0 | 0 | 0 | 0 | 0 | 0
WT_off | 0 | 0 | 0 | 0 | 0 | 0
PseudoUnit | 0 | 0 | 0 | 0 | 0 | 0
FixedInterchange | 0 | 0 | 0 | 0 | 0 | 0
SO2 Emissions (MMshortTons): MISO_WUMS
ReportingType | 2015 | 2020 | 2025 | 2030 | 2035 | 2040
BM | 0 | 0 | 0 | 0 | 0 | 0
CC | 0 | 0 | 0 | 0 | 0 | 0
CSP | 0 | 0 | 0 | 0 | 0 | 0
CT | 0 | 0 | 0 | 0 | 0 | 0
Coal | 0.05 | 0.01 | 0.01 | 0.01 | 0.02 | 0.02
Geo | 0 | 0 | 0 | 0 | 0 | 0
H | 0 | 0 | 0 | 0 | 0 | 0
LFG | 0 | 0 | 0 | 0 | 0 | 0
Nuc | 0 | 0 | 0 | 0 | 0 | 0
PS | 0 | 0 | 0 | 0 | 0 | 0
PV | 0 | 0 | 0 | 0 | 0 | 0
PeakG | 0 | 0 | 0 | 0 | 0 | 0
PeakO | 0 | 0 | 0 | 0 | 0 | 0
ST | 0 | 0 | 0 | 0 | 0 | 0
STOG | 0 | 0 | 0 | 0 | 0 | 0
STWD | 0 | 0 | 0 | 0 | 0 | 0
WT | 0 | 0 | 0 | 0 | 0 | 0
IGCC | 0 | 0 | 0 | 0 | 0 | 0
DemandResponse | 0 | 0 | 0 | 0 | 0 | 0
IGCC-CCS | 0 | 0 | 0 | 0 | 0 | 0
WT_off | 0 | 0 | 0 | 0 | 0 | 0
PseudoUnit | 0 | 0 | 0 | 0 | 0 | 0
FixedInterchange | 0 | 0 | 0 | 0 | 0 | 0
SO2 Emissions (MMshortTons): Nebraska
ReportingType | 2015 | 2020 | 2025 | 2030 | 2035 | 2040
BM | 0 | 0 | 0 | 0 | 0 | 0
CC | 0 | 0 | 0 | 0 | 0 | 0
CSP | 0 | 0 | 0 | 0 | 0 | 0
CT | 0 | 0 | 0 | 0 | 0 | 0
Coal | 0.1 | 0.02 | 0.01 | 0.01 | 0.01 | 0.01
Geo | 0 | 0 | 0 | 0 | 0 | 0
H | 0 | 0 | 0 | 0 | 0 | 0
LFG | 0 | 0 | 0 | 0 | 0 | 0
Nuc | 0 | 0 | 0 | 0 | 0 | 0
PS | 0 | 0 | 0 | 0 | 0 | 0
PV | 0 | 0 | 0 | 0 | 0 | 0
PeakG | 0 | 0 | 0 | 0 | 0 | 0
PeakO | 0 | 0 | 0 | 0 | 0 | 0
ST | 0 | 0 | 0 | 0 | 0 | 0
STOG | 0 | 0 | 0 | 0 | 0 | 0
STWD | 0 | 0 | 0 | 0 | 0 | 0
WT | 0 | 0 | 0 | 0 | 0 | 0
IGCC | 0 | 0 | 0 | 0 | 0 | 0
DemandResponse | 0 | 0 | 0 | 0 | 0 | 0
IGCC-CCS | 0 | 0 | 0 | 0 | 0 | 0
WT_off | 0 | 0 | 0 | 0 | 0 | 0
PseudoUnit | 0 | 0 | 0 | 0 | 0 | 0
FixedInterchange | 0 | 0 | 0 | 0 | 0 | 0
SO2 Emissions (MMshortTons): NEISO
ReportingType | 2015 | 2020 | 2025 | 2030 | 2035 | 2040
BM | 0 | 0 | 0 | 0 | 0 | 0
CC | 0 | 0 | 0 | 0 | 0 | 0
CSP | 0 | 0 | 0 | 0 | 0 | 0
CT | 0 | 0 | 0 | 0 | 0 | 0
Coal | 0 | 0 | 0 | 0 | 0 | 0
Geo | 0 | 0 | 0 | 0 | 0 | 0
H | 0 | 0 | 0 | 0 | 0 | 0
LFG | 0 | 0 | 0 | 0 | 0 | 0
Nuc | 0 | 0 | 0 | 0 | 0 | 0
PS | 0 | 0 | 0 | 0 | 0 | 0
PV | 0 | 0 | 0 | 0 | 0 | 0
PeakG | 0 | 0 | 0 | 0 | 0 | 0
PeakO | 0 | 0 | 0 | 0 | 0 | 0
ST | 0 | 0 | 0 | 0 | 0 | 0
STOG | 0 | 0 | 0 | 0 | 0 | 0
STWD | 0 | 0 | 0 | 0 | 0 | 0
WT | 0 | 0 | 0 | 0 | 0 | 0
IGCC | 0 | 0 | 0 | 0 | 0 | 0
DemandResponse | 0 | 0 | 0 | 0 | 0 | 0
IGCC-CCS | 0 | 0 | 0 | 0 | 0 | 0
WT_off | 0 | 0 | 0 | 0 | 0 | 0
PseudoUnit | 0 | 0 | 0 | 0 | 0 | 0
FixedInterchange | 0 | 0 | 0 | 0 | 0 | 0
SO2 Emissions (MMshortTons): NonRTO_Midwest
ReportingType | 2015 | 2020 | 2025 | 2030 | 2035 | 2040
BM | 0 | 0 | 0 | 0 | 0 | 0
CC | 0 | 0 | 0 | 0 | 0 | 0
CSP | 0 | 0 | 0 | 0 | 0 | 0
CT | 0 | 0 | 0 | 0 | 0 | 0
Coal | 0.13 | 0.09 | 0.09 | 0.09 | 0.1 | 0.12
Geo | 0 | 0 | 0 | 0 | 0 | 0
H | 0 | 0 | 0 | 0 | 0 | 0
LFG | 0 | 0 | 0 | 0 | 0 | 0
Nuc | 0 | 0 | 0 | 0 | 0 | 0
PS | 0 | 0 | 0 | 0 | 0 | 0
PV | 0 | 0 | 0 | 0 | 0 | 0
PeakG | 0 | 0 | 0 | 0 | 0 | 0
PeakO | 0 | 0 | 0 | 0 | 0 | 0
ST | 0 | 0 | 0 | 0 | 0 | 0
STOG | 0 | 0 | 0 | 0 | 0 | 0
STWD | 0 | 0 | 0 | 0 | 0 | 0
WT | 0 | 0 | 0 | 0 | 0 | 0
IGCC | 0 | 0 | 0 | 0 | 0 | 0
DemandResponse | 0 | 0 | 0 | 0 | 0 | 0
IGCC-CCS | 0 | 0 | 0 | 0 | 0 | 0
WT_off | 0 | 0 | 0 | 0 | 0 | 0
PseudoUnit | 0 | 0 | 0 | 0 | 0 | 0
FixedInterchange | 0 | 0 | 0 | 0 | 0 | 0
SO2 Emissions (MMshortTons): NYISO_A-F
ReportingType | 2015 | 2020 | 2025 | 2030 | 2035 | 2040
BM | 0 | 0 | 0 | 0 | 0 | 0
CC | 0 | 0 | 0 | 0 | 0 | 0
CSP | 0 | 0 | 0 | 0 | 0 | 0
CT | 0 | 0 | 0 | 0 | 0 | 0
Coal | 0 | 0 | 0 | 0 | 0 | 0
Geo | 0 | 0 | 0 | 0 | 0 | 0
H | 0 | 0 | 0 | 0 | 0 | 0
LFG | 0 | 0 | 0 | 0 | 0 | 0
Nuc | 0 | 0 | 0 | 0 | 0 | 0
PS | 0 | 0 | 0 | 0 | 0 | 0
PV | 0 | 0 | 0 | 0 | 0 | 0
PeakG | 0 | 0 | 0 | 0 | 0 | 0
PeakO | 0 | 0 | 0 | 0 | 0 | 0
ST | 0 | 0 | 0 | 0 | 0 | 0
STOG | 0 | 0 | 0 | 0 | 0 | 0
STWD | 0 | 0 | 0 | 0 | 0 | 0
WT | 0 | 0 | 0 | 0 | 0 | 0
IGCC | 0 | 0 | 0 | 0 | 0 | 0
DemandResponse | 0 | 0 | 0 | 0 | 0 | 0
IGCC-CCS | 0 | 0 | 0 | 0 | 0 | 0
WT_off | 0 | 0 | 0 | 0 | 0 | 0
PseudoUnit | 0 | 0 | 0 | 0 | 0 | 0
FixedInterchange | 0 | 0 | 0 | 0 | 0 | 0
SO2 Emissions (MMshortTons): NYISO_G-I
ReportingType | 2015 | 2020 | 2025 | 2030 | 2035 | 2040
BM | 0 | 0 | 0 | 0 | 0 | 0
CC | 0 | 0 | 0 | 0 | 0 | 0
CSP | 0 | 0 | 0 | 0 | 0 | 0
CT | 0 | 0 | 0 | 0 | 0 | 0
Coal | 0 | 0 | 0 | 0 | 0 | 0
Geo | 0 | 0 | 0 | 0 | 0 | 0
H | 0 | 0 | 0 | 0 | 0 | 0
LFG | 0 | 0 | 0 | 0 | 0 | 0
Nuc | 0 | 0 | 0 | 0 | 0 | 0
PS | 0 | 0 | 0 | 0 | 0 | 0
PV | 0 | 0 | 0 | 0 | 0 | 0
PeakG | 0 | 0 | 0 | 0 | 0 | 0
PeakO | 0 | 0 | 0 | 0 | 0 | 0
ST | 0 | 0 | 0 | 0 | 0 | 0
STOG | 0 | 0 | 0 | 0 | 0 | 0
STWD | 0 | 0 | 0 | 0 | 0 | 0
WT | 0 | 0 | 0 | 0 | 0 | 0
IGCC | 0 | 0 | 0 | 0 | 0 | 0
DemandResponse | 0 | 0 | 0 | 0 | 0 | 0
IGCC-CCS | 0 | 0 | 0 | 0 | 0 | 0
WT_off | 0 | 0 | 0 | 0 | 0 | 0
PseudoUnit | 0 | 0 | 0 | 0 | 0 | 0
FixedInterchange | 0 | 0 | 0 | 0 | 0 | 0
SO2 Emissions (MMshortTons): NYISO_J-K
ReportingType | 2015 | 2020 | 2025 | 2030 | 2035 | 2040
BM | 0 | 0 | 0 | 0 | 0 | 0
CC | 0 | 0 | 0 | 0 | 0 | 0
CSP | 0 | 0 | 0 | 0 | 0 | 0
CT | 0 | 0 | 0 | 0 | 0 | 0
Coal | 0 | 0 | 0 | 0 | 0 | 0
Geo | 0 | 0 | 0 | 0 | 0 | 0
H | 0 | 0 | 0 | 0 | 0 | 0
LFG | 0 | 0 | 0 | 0 | 0 | 0
Nuc | 0 | 0 | 0 | 0 | 0 | 0
PS | 0 | 0 | 0 | 0 | 0 | 0
PV | 0 | 0 | 0 | 0 | 0 | 0
PeakG | 0 | 0 | 0 | 0 | 0 | 0
PeakO | 0 | 0 | 0 | 0 | 0 | 0
ST | 0 | 0 | 0 | 0 | 0 | 0
STOG | 0 | 0 | 0 | 0 | 0 | 0
STWD | 0 | 0 | 0 | 0 | 0 | 0
WT | 0 | 0 | 0 | 0 | 0 | 0
IGCC | 0 | 0 | 0 | 0 | 0 | 0
DemandResponse | 0 | 0 | 0 | 0 | 0 | 0
IGCC-CCS | 0 | 0 | 0 | 0 | 0 | 0
WT_off | 0 | 0 | 0 | 0 | 0 | 0
PseudoUnit | 0 | 0 | 0 | 0 | 0 | 0
FixedInterchange | 0 | 0 | 0 | 0 | 0 | 0
SO2 Emissions (MMshortTons): PJM_E
ReportingType | 2015 | 2020 | 2025 | 2030 | 2035 | 2040
BM | 0 | 0 | 0 | 0 | 0 | 0
CC | 0 | 0 | 0 | 0 | 0 | 0
CSP | 0 | 0 | 0 | 0 | 0 | 0
CT | 0 | 0 | 0 | 0 | 0 | 0
Coal | 0 | 0 | 0 | 0 | 0 | 0
Geo | 0 | 0 | 0 | 0 | 0 | 0
H | 0 | 0 | 0 | 0 | 0 | 0
LFG | 0 | 0 | 0 | 0 | 0 | 0
Nuc | 0 | 0 | 0 | 0 | 0 | 0
PS | 0 | 0 | 0 | 0 | 0 | 0
PV | 0 | 0 | 0 | 0 | 0 | 0
PeakG | 0 | 0 | 0 | 0 | 0 | 0
PeakO | 0 | 0 | 0 | 0 | 0 | 0
ST | 0 | 0 | 0 | 0 | 0 | 0
STOG | 0 | 0 | 0 | 0 | 0 | 0
STWD | 0 | 0 | 0 | 0 | 0 | 0
WT | 0 | 0 | 0 | 0 | 0 | 0
IGCC | 0 | 0 | 0 | 0 | 0 | 0
DemandResponse | 0 | 0 | 0 | 0 | 0 | 0
IGCC-CCS | 0 | 0 | 0 | 0 | 0 | 0
WT_off | 0 | 0 | 0 | 0 | 0 | 0
PseudoUnit | 0 | 0 | 0 | 0 | 0 | 0
FixedInterchange | 0 | 0 | 0 | 0 | 0 | 0
SO2 Emissions (MMshortTons): PJM_ROM
ReportingType | 2015 | 2020 | 2025 | 2030 | 2035 | 2040
BM | 0 | 0 | 0 | 0 | 0 | 0
CC | 0 | 0 | 0 | 0 | 0 | 0
CSP | 0 | 0 | 0 | 0 | 0 | 0
CT | 0 | 0 | 0 | 0 | 0 | 0
Coal | 0.14 | 0.06 | 0.06 | 0.06 | 0.06 | 0.06
Geo | 0 | 0 | 0 | 0 | 0 | 0
H | 0 | 0 | 0 | 0 | 0 | 0
LFG | 0 | 0 | 0 | 0 | 0 | 0
Nuc | 0 | 0 | 0 | 0 | 0 | 0
PS | 0 | 0 | 0 | 0 | 0 | 0
PV | 0 | 0 | 0 | 0 | 0 | 0
PeakG | 0 | 0 | 0 | 0 | 0 | 0
PeakO | 0 | 0 | 0 | 0 | 0 | 0
ST | 0 | 0 | 0 | 0 | 0 | 0
STOG | 0 | 0 | 0 | 0 | 0 | 0
STWD | 0 | 0 | 0 | 0 | 0 | 0
WT | 0 | 0 | 0 | 0 | 0 | 0
IGCC | 0 | 0 | 0 | 0 | 0 | 0
DemandResponse | 0 | 0 | 0 | 0 | 0 | 0
IGCC-CCS | 0 | 0 | 0 | 0 | 0 | 0
WT_off | 0 | 0 | 0 | 0 | 0 | 0
PseudoUnit | 0 | 0 | 0 | 0 | 0 | 0
FixedInterchange | 0 | 0 | 0 | 0 | 0 | 0
SO2 Emissions (MMshortTons): PJM_ROR
ReportingType | 2015 | 2020 | 2025 | 2030 | 2035 | 2040
BM | 0 | 0 | 0 | 0 | 0 | 0
CC | 0 | 0 | 0 | 0 | 0 | 0
CSP | 0 | 0 | 0 | 0 | 0 | 0
CT | 0 | 0 | 0 | 0 | 0 | 0
Coal | 1.29 | 0.27 | 0.28 | 0.28 | 0.29 | 0.29
Geo | 0 | 0 | 0 | 0 | 0 | 0
H | 0 | 0 | 0 | 0 | 0 | 0
LFG | 0 | 0 | 0 | 0 | 0 | 0
Nuc | 0 | 0 | 0 | 0 | 0 | 0
PS | 0 | 0 | 0 | 0 | 0 | 0
PV | 0 | 0 | 0 | 0 | 0 | 0
PeakG | 0 | 0 | 0 | 0 | 0 | 0
PeakO | 0 | 0 | 0 | 0 | 0 | 0
ST | 0 | 0 | 0 | 0 | 0 | 0
STOG | 0 | 0 | 0 | 0 | 0 | 0
STWD | 0 | 0 | 0 | 0 | 0 | 0
WT | 0 | 0 | 0 | 0 | 0 | 0
IGCC | 0 | 0 | 0 | 0 | 0 | 0
DemandResponse | 0 | 0 | 0 | 0 | 0 | 0
IGCC-CCS | 0 | 0 | 0 | 0 | 0 | 0
WT_off | 0 | 0 | 0 | 0 | 0 | 0
PseudoUnit | 0 | 0 | 0 | 0 | 0 | 0
FixedInterchange | 0 | 0 | 0 | 0 | 0 | 0
SO2 Emissions (MMshortTons): SOCO
ReportingType | 2015 | 2020 | 2025 | 2030 | 2035 | 2040
BM | 0 | 0 | 0 | 0 | 0 | 0
CC | 0 | 0 | 0 | 0 | 0 | 0
CSP | 0 | 0 | 0 | 0 | 0 | 0
CT | 0 | 0 | 0 | 0 | 0 | 0
Coal | 0.38 | 0.18 | 0.21 | 0.21 | 0.21 | 0.18
Geo | 0 | 0 | 0 | 0 | 0 | 0
H | 0 | 0 | 0 | 0 | 0 | 0
LFG | 0 | 0 | 0 | 0 | 0 | 0
Nuc | 0 | 0 | 0 | 0 | 0 | 0
PS | 0 | 0 | 0 | 0 | 0 | 0
PV | 0 | 0 | 0 | 0 | 0 | 0
PeakG | 0 | 0 | 0 | 0 | 0 | 0
PeakO | 0 | 0 | 0 | 0 | 0 | 0
ST | 0 | 0 | 0 | 0 | 0 | 0
STOG | 0 | 0 | 0 | 0 | 0 | 0
STWD | 0 | 0 | 0 | 0 | 0 | 0
WT | 0 | 0 | 0 | 0 | 0 | 0
IGCC | 0 | 0 | 0 | 0 | 0 | 0
DemandResponse | 0 | 0 | 0 | 0 | 0 | 0
IGCC-CCS | 0 | 0 | 0 | 0 | 0 | 0
WT_off | 0 | 0 | 0 | 0 | 0 | 0
PseudoUnit | 0 | 0 | 0 | 0 | 0 | 0
FixedInterchange | 0 | 0 | 0 | 0 | 0 | 0
SO2 Emissions (MMshortTons): SPP_N
ReportingType | 2015 | 2020 | 2025 | 2030 | 2035 | 2040
BM | 0 | 0 | 0 | 0 | 0 | 0
CC | 0 | 0 | 0 | 0 | 0 | 0
CSP | 0 | 0 | 0 | 0 | 0 | 0
CT | 0 | 0 | 0 | 0 | 0 | 0
Coal | 0.08 | 0.03 | 0.02 | 0.02 | 0.02 | 0.02
Geo | 0 | 0 | 0 | 0 | 0 | 0
H | 0 | 0 | 0 | 0 | 0 | 0
LFG | 0 | 0 | 0 | 0 | 0 | 0
Nuc | 0 | 0 | 0 | 0 | 0 | 0
PS | 0 | 0 | 0 | 0 | 0 | 0
PV | 0 | 0 | 0 | 0 | 0 | 0
PeakG | 0 | 0 | 0 | 0 | 0 | 0
PeakO | 0 | 0 | 0 | 0 | 0 | 0
ST | 0 | 0 | 0 | 0 | 0 | 0
STOG | 0 | 0 | 0 | 0 | 0 | 0
STWD | 0 | 0 | 0 | 0 | 0 | 0
WT | 0 | 0 | 0 | 0 | 0 | 0
IGCC | 0 | 0 | 0 | 0 | 0 | 0
DemandResponse | 0 | 0 | 0 | 0 | 0 | 0
IGCC-CCS | 0 | 0 | 0 | 0 | 0 | 0
WT_off | 0 | 0 | 0 | 0 | 0 | 0
PseudoUnit | 0 | 0 | 0 | 0 | 0 | 0
FixedInterchange | 0 | 0 | 0 | 0 | 0 | 0
SO2 Emissions (MMshortTons): SPP_S
ReportingType | 2015 | 2020 | 2025 | 2030 | 2035 | 2040
BM | 0 | 0 | 0 | 0 | 0 | 0
CC | 0 | 0 | 0 | 0 | 0 | 0
CSP | 0 | 0 | 0 | 0 | 0 | 0
CT | 0 | 0 | 0 | 0 | 0 | 0
Coal | 0.34 | 0.09 | 0.03 | 0.02 | 0.02 | 0.03
Geo | 0 | 0 | 0 | 0 | 0 | 0
H | 0 | 0 | 0 | 0 | 0 | 0
LFG | 0 | 0 | 0 | 0 | 0 | 0
Nuc | 0 | 0 | 0 | 0 | 0 | 0
PS | 0 | 0 | 0 | 0 | 0 | 0
PV | 0 | 0 | 0 | 0 | 0 | 0
PeakG | 0 | 0 | 0 | 0 | 0 | 0
PeakO | 0 | 0 | 0 | 0 | 0 | 0
ST | 0 | 0 | 0 | 0 | 0 | 0
STOG | 0 | 0 | 0 | 0 | 0 | 0
STWD | 0 | 0 | 0 | 0 | 0 | 0
WT | 0 | 0 | 0 | 0 | 0 | 0
IGCC | 0 | 0 | 0 | 0 | 0 | 0
DemandResponse | 0 | 0 | 0 | 0 | 0 | 0
IGCC-CCS | 0 | 0 | 0 | 0 | 0 | 0
WT_off | 0 | 0 | 0 | 0 | 0 | 0
PseudoUnit | 0 | 0 | 0 | 0 | 0 | 0
FixedInterchange | 0 | 0 | 0 | 0 | 0 | 0
SO2 Emissions (MMshortTons): TVA
ReportingType | 2015 | 2020 | 2025 | 2030 | 2035 | 2040
BM | 0 | 0 | 0 | 0 | 0 | 0
CC | 0 | 0 | 0 | 0 | 0 | 0
CSP | 0 | 0 | 0 | 0 | 0 | 0
CT | 0 | 0 | 0 | 0 | 0 | 0
Coal | 0.23 | 0.25 | 0.28 | 0.26 | 0.26 | 0.29
Geo | 0 | 0 | 0 | 0 | 0 | 0
H | 0 | 0 | 0 | 0 | 0 | 0
LFG | 0 | 0 | 0 | 0 | 0 | 0
Nuc | 0 | 0 | 0 | 0 | 0 | 0
PS | 0 | 0 | 0 | 0 | 0 | 0
PV | 0 | 0 | 0 | 0 | 0 | 0
PeakG | 0 | 0 | 0 | 0 | 0 | 0
PeakO | 0 | 0 | 0 | 0 | 0 | 0
ST | 0 | 0 | 0 | 0 | 0 | 0
STOG | 0 | 0 | 0 | 0 | 0 | 0
STWD | 0 | 0 | 0 | 0 | 0 | 0
WT | 0 | 0 | 0 | 0 | 0 | 0
IGCC | 0 | 0 | 0 | 0 | 0 | 0
DemandResponse | 0 | 0 | 0 | 0 | 0 | 0
IGCC-CCS | 0 | 0 | 0 | 0 | 0 | 0
WT_off | 0 | 0 | 0 | 0 | 0 | 0
PseudoUnit | 0 | 0 | 0 | 0 | 0 | 0
FixedInterchange | 0 | 0 | 0 | 0 | 0 | 0
SO2 Emissions (MMshortTons): TVA_Transmission
ReportingType | 2015 | 2020 | 2025 | 2030 | 2035 | 2040
BM | 0 | 0 | 0 | 0 | 0 | 0
CC | 0 | 0 | 0 | 0 | 0 | 0
CSP | 0 | 0 | 0 | 0 | 0 | 0
CT | 0 | 0 | 0 | 0 | 0 | 0
Coal | 0 | 0 | 0 | 0 | 0 | 0
Geo | 0 | 0 | 0 | 0 | 0 | 0
H | 0 | 0 | 0 | 0 | 0 | 0
LFG | 0 | 0 | 0 | 0 | 0 | 0
Nuc | 0 | 0 | 0 | 0 | 0 | 0
PS | 0 | 0 | 0 | 0 | 0 | 0
PV | 0 | 0 | 0 | 0 | 0 | 0
PeakG | 0 | 0 | 0 | 0 | 0 | 0
PeakO | 0 | 0 | 0 | 0 | 0 | 0
ST | 0 | 0 | 0 | 0 | 0 | 0
STOG | 0 | 0 | 0 | 0 | 0 | 0
STWD | 0 | 0 | 0 | 0 | 0 | 0
WT | 0 | 0 | 0 | 0 | 0 | 0
IGCC | 0 | 0 | 0 | 0 | 0 | 0
DemandResponse | 0 | 0 | 0 | 0 | 0 | 0
IGCC-CCS | 0 | 0 | 0 | 0 | 0 | 0
WT_off | 0 | 0 | 0 | 0 | 0 | 0
PseudoUnit | 0 | 0 | 0 | 0 | 0 | 0
FixedInterchange | 0 | 0 | 0 | 0 | 0 | 0
SO2 Emissions (MMshortTons): VACAR
ReportingType | 2015 | 2020 | 2025 | 2030 | 2035 | 2040
BM | 0 | 0 | 0 | 0 | 0 | 0
CC | 0 | 0 | 0 | 0 | 0 | 0
CSP | 0 | 0 | 0 | 0 | 0 | 0
CT | 0 | 0 | 0 | 0 | 0 | 0
Coal | 0.15 | 0.04 | 0.05 | 0.06 | 0.07 | 0.08
Geo | 0 | 0 | 0 | 0 | 0 | 0
H | 0 | 0 | 0 | 0 | 0 | 0
LFG | 0 | 0 | 0 | 0 | 0 | 0
Nuc | 0 | 0 | 0 | 0 | 0 | 0
PS | 0 | 0 | 0 | 0 | 0 | 0
PV | 0 | 0 | 0 | 0 | 0 | 0
PeakG | 0 | 0 | 0 | 0 | 0 | 0
PeakO | 0 | 0 | 0 | 0 | 0 | 0
ST | 0 | 0 | 0 | 0 | 0 | 0
STOG | 0 | 0 | 0 | 0 | 0 | 0
STWD | 0 | 0 | 0 | 0 | 0 | 0
WT | 0 | 0 | 0 | 0 | 0 | 0
IGCC | 0 | 0 | 0 | 0 | 0 | 0
DemandResponse | 0 | 0 | 0 | 0 | 0 | 0
IGCC-CCS | 0 | 0 | 0 | 0 | 0 | 0
WT_off | 0 | 0 | 0 | 0 | 0 | 0
PseudoUnit | 0 | 0 | 0 | 0 | 0 | 0
FixedInterchange | 0 | 0 | 0 | 0 | 0 | 0
SO2 Emissions (MMshortTons): IESO
ReportingType | 2015 | 2020 | 2025 | 2030 | 2035 | 2040
BM | 0 | 0 | 0 | 0 | 0 | 0
CC | 0 | 0 | 0 | 0 | 0 | 0
CSP | 0 | 0 | 0 | 0 | 0 | 0
CT | 0 | 0 | 0 | 0 | 0 | 0
Coal | 0 | 0 | 0 | 0 | 0 | 0
Geo | 0 | 0 | 0 | 0 | 0 | 0
H | 0 | 0 | 0 | 0 | 0 | 0
LFG | 0 | 0 | 0 | 0 | 0 | 0
Nuc | 0 | 0 | 0 | 0 | 0 | 0
PS | 0 | 0 | 0 | 0 | 0 | 0
PV | 0 | 0 | 0 | 0 | 0 | 0
PeakG | 0 | 0 | 0 | 0 | 0 | 0
PeakO | 0 | 0 | 0 | 0 | 0 | 0
ST | 0 | 0 | 0 | 0 | 0 | 0
STOG | 0 | 0 | 0 | 0 | 0 | 0
STWD | 0 | 0 | 0 | 0 | 0 | 0
WT | 0 | 0 | 0 | 0 | 0 | 0
IGCC | 0 | 0 | 0 | 0 | 0 | 0
DemandResponse | 0 | 0 | 0 | 0 | 0 | 0
IGCC-CCS | 0 | 0 | 0 | 0 | 0 | 0
WT_off | 0 | 0 | 0 | 0 | 0 | 0
PseudoUnit | 0 | 0 | 0 | 0 | 0 | 0
FixedInterchange | 0 | 0 | 0 | 0 | 0 | 0
SO2 Emissions (MMshortTons): MAPP_CA
ReportingType | 2015 | 2020 | 2025 | 2030 | 2035 | 2040
BM | 0 | 0 | 0 | 0 | 0 | 0
CC | 0 | 0 | 0 | 0 | 0 | 0
CSP | 0 | 0 | 0 | 0 | 0 | 0
CT | 0 | 0 | 0 | 0 | 0 | 0
Coal | 0.01 | 0.02 | 0 | 0 | 0 | 0
Geo | 0 | 0 | 0 | 0 | 0 | 0
H | 0 | 0 | 0 | 0 | 0 | 0
LFG | 0 | 0 | 0 | 0 | 0 | 0
Nuc | 0 | 0 | 0 | 0 | 0 | 0
PS | 0 | 0 | 0 | 0 | 0 | 0
PV | 0 | 0 | 0 | 0 | 0 | 0
PeakG | 0 | 0 | 0 | 0 | 0 | 0
PeakO | 0 | 0 | 0 | 0 | 0 | 0
ST | 0 | 0 | 0 | 0 | 0 | 0
STOG | 0 | 0 | 0 | 0 | 0 | 0
STWD | 0 | 0 | 0 | 0 | 0 | 0
WT | 0 | 0 | 0 | 0 | 0 | 0
IGCC | 0 | 0 | 0 | 0 | 0 | 0
DemandResponse | 0 | 0 | 0 | 0 | 0 | 0
IGCC-CCS | 0 | 0 | 0 | 0 | 0 | 0
WT_off | 0 | 0 | 0 | 0 | 0 | 0
PseudoUnit | 0 | 0 | 0 | 0 | 0 | 0
FixedInterchange | 0 | 0 | 0 | 0 | 0 | 0
SO2 Emissions (MMshortTons): AZ_NM_SNV_Coal
ReportingType | 2015 | 2020 | 2025 | 2030 | 2035 | 2040
BM | 0 | 0 | 0 | 0 | 0 | 0
CC | 0 | 0 | 0 | 0 | 0 | 0
CSP | 0 | 0 | 0 | 0 | 0 | 0
CT | 0 | 0 | 0 | 0 | 0 | 0
Coal | 0.03 | 0.02 | 0.02 | 0.02 | 0.02 | 0.03
Geo | 0 | 0 | 0 | 0 | 0 | 0
H | 0 | 0 | 0 | 0 | 0 | 0
LFG | 0 | 0 | 0 | 0 | 0 | 0
Nuc | 0 | 0 | 0 | 0 | 0 | 0
PS | 0 | 0 | 0 | 0 | 0 | 0
PV | 0 | 0 | 0 | 0 | 0 | 0
PeakG | 0 | 0 | 0 | 0 | 0 | 0
PeakO | 0 | 0 | 0 | 0 | 0 | 0
ST | 0 | 0 | 0 | 0 | 0 | 0
STOG | 0 | 0 | 0 | 0 | 0 | 0
STWD | 0 | 0 | 0 | 0 | 0 | 0
WT | 0 | 0 | 0 | 0 | 0 | 0
IGCC | 0 | 0 | 0 | 0 | 0 | 0
DemandResponse | 0 | 0 | 0 | 0 | 0 | 0
IGCC-CCS | 0 | 0 | 0 | 0 | 0 | 0
WT_off | 0 | 0 | 0 | 0 | 0 | 0
PseudoUnit | 0 | 0 | 0 | 0 | 0 | 0
FixedInterchange | 0 | 0 | 0 | 0 | 0 | 0
SO2 Emissions (MMshortTons): AZ_NM_SNV_Gas
ReportingType | 2015 | 2020 | 2025 | 2030 | 2035 | 2040
BM | 0 | 0 | 0 | 0 | 0 | 0
CC | 0 | 0 | 0 | 0 | 0 | 0
CSP | 0 | 0 | 0 | 0 | 0 | 0
CT | 0 | 0 | 0 | 0 | 0 | 0
Coal | 0 | 0 | 0 | 0 | 0 | 0
Geo | 0 | 0 | 0 | 0 | 0 | 0
H | 0 | 0 | 0 | 0 | 0 | 0
LFG | 0 | 0 | 0 | 0 | 0 | 0
Nuc | 0 | 0 | 0 | 0 | 0 | 0
PS | 0 | 0 | 0 | 0 | 0 | 0
PV | 0 | 0 | 0 | 0 | 0 | 0
PeakG | 0 | 0 | 0 | 0 | 0 | 0
PeakO | 0 | 0 | 0 | 0 | 0 | 0
ST | 0 | 0 | 0 | 0 | 0 | 0
STOG | 0 | 0 | 0 | 0 | 0 | 0
STWD | 0 | 0 | 0 | 0 | 0 | 0
WT | 0 | 0 | 0 | 0 | 0 | 0
IGCC | 0 | 0 | 0 | 0 | 0 | 0
DemandResponse | 0 | 0 | 0 | 0 | 0 | 0
IGCC-CCS | 0 | 0 | 0 | 0 | 0 | 0
WT_off | 0 | 0 | 0 | 0 | 0 | 0
PseudoUnit | 0 | 0 | 0 | 0 | 0 | 0
FixedInterchange | 0 | 0 | 0 | 0 | 0 | 0
SO2 Emissions (MMshortTons): AZ_NM_SNV_NucRenew
ReportingType | 2015 | 2020 | 2025 | 2030 | 2035 | 2040
BM | 0 | 0 | 0 | 0 | 0 | 0
CC | 0 | 0 | 0 | 0 | 0 | 0
CSP | 0 | 0 | 0 | 0 | 0 | 0
CT | 0 | 0 | 0 | 0 | 0 | 0
Coal | 0 | 0 | 0 | 0 | 0 | 0
Geo | 0 | 0 | 0 | 0 | 0 | 0
H | 0 | 0 | 0 | 0 | 0 | 0
LFG | 0 | 0 | 0 | 0 | 0 | 0
Nuc | 0 | 0 | 0 | 0 | 0 | 0
PS | 0 | 0 | 0 | 0 | 0 | 0
PV | 0 | 0 | 0 | 0 | 0 | 0
PeakG | 0 | 0 | 0 | 0 | 0 | 0
PeakO | 0 | 0 | 0 | 0 | 0 | 0
ST | 0 | 0 | 0 | 0 | 0 | 0
STOG | 0 | 0 | 0 | 0 | 0 | 0
STWD | 0 | 0 | 0 | 0 | 0 | 0
WT | 0 | 0 | 0 | 0 | 0 | 0
IGCC | 0 | 0 | 0 | 0 | 0 | 0
DemandResponse | 0 | 0 | 0 | 0 | 0 | 0
IGCC-CCS | 0 | 0 | 0 | 0 | 0 | 0
WT_off | 0 | 0 | 0 | 0 | 0 | 0
PseudoUnit | 0 | 0 | 0 | 0 | 0 | 0
FixedInterchange | 0 | 0 | 0 | 0 | 0 | 0
SO2 Emissions (MMshortTons): ERCOT
ReportingType | 2015 | 2020 | 2025 | 2030 | 2035 | 2040
BM | 0 | 0 | 0 | 0 | 0 | 0
CC | 0 | 0 | 0 | 0 | 0 | 0
CSP | 0 | 0 | 0 | 0 | 0 | 0
CT | 0 | 0 | 0 | 0 | 0 | 0
Coal | 0.21 | 0.07 | 0.08 | 0.08 | 0.08 | 0.08
Geo | 0 | 0 | 0 | 0 | 0 | 0
H | 0 | 0 | 0 | 0 | 0 | 0
LFG | 0 | 0 | 0 | 0 | 0 | 0
Nuc | 0 | 0 | 0 | 0 | 0 | 0
PS | 0 | 0 | 0 | 0 | 0 | 0
PV | 0 | 0 | 0 | 0 | 0 | 0
PeakG | 0 | 0 | 0 | 0 | 0 | 0
PeakO | 0 | 0 | 0 | 0 | 0 | 0
ST | 0 | 0 | 0 | 0 | 0 | 0
STOG | 0 | 0 | 0 | 0 | 0 | 0
STWD | 0 | 0 | 0 | 0 | 0 | 0
WT | 0 | 0 | 0 | 0 | 0 | 0
IGCC | 0 | 0 | 0 | 0 | 0 | 0
DemandResponse | 0 | 0 | 0 | 0 | 0 | 0
IGCC-CCS | 0 | 0 | 0 | 0 | 0 | 0
WT_off | 0 | 0 | 0 | 0 | 0 | 0
PseudoUnit | 0 | 0 | 0 | 0 | 0 | 0
FixedInterchange | 0 | 0 | 0 | 0 | 0 | 0
SO2 Emissions (MMshortTons): NP15
ReportingType | 2015 | 2020 | 2025 | 2030 | 2035 | 2040
BM | 0 | 0 | 0 | 0 | 0 | 0
CC | 0 | 0 | 0 | 0 | 0 | 0
CSP | 0 | 0 | 0 | 0 | 0 | 0
CT | 0 | 0 | 0 | 0 | 0 | 0
Coal | 0 | 0 | 0 | 0 | 0 | 0
Geo | 0 | 0 | 0 | 0 | 0 | 0
H | 0 | 0 | 0 | 0 | 0 | 0
LFG | 0 | 0 | 0 | 0 | 0 | 0
Nuc | 0 | 0 | 0 | 0 | 0 | 0
PS | 0 | 0 | 0 | 0 | 0 | 0
PV | 0 | 0 | 0 | 0 | 0 | 0
PeakG | 0 | 0 | 0 | 0 | 0 | 0
PeakO | 0 | 0 | 0 | 0 | 0 | 0
ST | 0 | 0 | 0 | 0 | 0 | 0
STOG | 0 | 0 | 0 | 0 | 0 | 0
STWD | 0 | 0 | 0 | 0 | 0 | 0
WT | 0 | 0 | 0 | 0 | 0 | 0
IGCC | 0 | 0 | 0 | 0 | 0 | 0
DemandResponse | 0 | 0 | 0 | 0 | 0 | 0
IGCC-CCS | 0 | 0 | 0 | 0 | 0 | 0
WT_off | 0 | 0 | 0 | 0 | 0 | 0
PseudoUnit | 0 | 0 | 0 | 0 | 0 | 0
FixedInterchange | 0 | 0 | 0 | 0 | 0 | 0
SO2 Emissions (MMshortTons): NWPP_Coal
ReportingType | 2015 | 2020 | 2025 | 2030 | 2035 | 2040
BM | 0 | 0 | 0 | 0 | 0 | 0
CC | 0 | 0 | 0 | 0 | 0 | 0
CSP | 0 | 0 | 0 | 0 | 0 | 0
CT | 0 | 0 | 0 | 0 | 0 | 0
Coal | 0.09 | 0.05 | 0.05 | 0.05 | 0.05 | 0.05
Geo | 0 | 0 | 0 | 0 | 0 | 0
H | 0 | 0 | 0 | 0 | 0 | 0
LFG | 0 | 0 | 0 | 0 | 0 | 0
Nuc | 0 | 0 | 0 | 0 | 0 | 0
PS | 0 | 0 | 0 | 0 | 0 | 0
PV | 0 | 0 | 0 | 0 | 0 | 0
PeakG | 0 | 0 | 0 | 0 | 0 | 0
PeakO | 0 | 0 | 0 | 0 | 0 | 0
ST | 0 | 0 | 0 | 0 | 0 | 0
STOG | 0 | 0 | 0 | 0 | 0 | 0
STWD | 0 | 0 | 0 | 0 | 0 | 0
WT | 0 | 0 | 0 | 0 | 0 | 0
IGCC | 0 | 0 | 0 | 0 | 0 | 0
DemandResponse | 0 | 0 | 0 | 0 | 0 | 0
IGCC-CCS | 0 | 0 | 0 | 0 | 0 | 0
WT_off | 0 | 0 | 0 | 0 | 0 | 0
PseudoUnit | 0 | 0 | 0 | 0 | 0 | 0
FixedInterchange | 0 | 0 | 0 | 0 | 0 | 0
SO2 Emissions (MMshortTons): NWPP_Gas
ReportingType | 2015 | 2020 | 2025 | 2030 | 2035 | 2040
BM | 0 | 0 | 0 | 0 | 0 | 0
CC | 0 | 0 | 0 | 0 | 0 | 0
CSP | 0 | 0 | 0 | 0 | 0 | 0
CT | 0 | 0 | 0 | 0 | 0 | 0
Coal | 0 | 0 | 0 | 0 | 0 | 0
Geo | 0 | 0 | 0 | 0 | 0 | 0
H | 0 | 0 | 0 | 0 | 0 | 0
LFG | 0 | 0 | 0 | 0 | 0 | 0
Nuc | 0 | 0 | 0 | 0 | 0 | 0
PS | 0 | 0 | 0 | 0 | 0 | 0
PV | 0 | 0 | 0 | 0 | 0 | 0
PeakG | 0 | 0 | 0 | 0 | 0 | 0
PeakO | 0 | 0 | 0 | 0 | 0 | 0
ST | 0 | 0 | 0 | 0 | 0 | 0
STOG | 0 | 0 | 0 | 0 | 0 | 0
STWD | 0 | 0 | 0 | 0 | 0 | 0
WT | 0 | 0 | 0 | 0 | 0 | 0
IGCC | 0 | 0 | 0 | 0 | 0 | 0
DemandResponse | 0 | 0 | 0 | 0 | 0 | 0
IGCC-CCS | 0 | 0 | 0 | 0 | 0 | 0
WT_off | 0 | 0 | 0 | 0 | 0 | 0
PseudoUnit | 0 | 0 | 0 | 0 | 0 | 0
FixedInterchange | 0 | 0 | 0 | 0 | 0 | 0
SO2 Emissions (MMshortTons): NWPP_NucRenew
ReportingType | 2015 | 2020 | 2025 | 2030 | 2035 | 2040
BM | 0 | 0 | 0 | 0 | 0 | 0
CC | 0 | 0 | 0 | 0 | 0 | 0
CSP | 0 | 0 | 0 | 0 | 0 | 0
CT | 0 | 0 | 0 | 0 | 0 | 0
Coal | 0 | 0 | 0 | 0 | 0 | 0
Geo | 0 | 0 | 0 | 0 | 0 | 0
H | 0 | 0 | 0 | 0 | 0 | 0
LFG | 0 | 0 | 0 | 0 | 0 | 0
Nuc | 0 | 0 | 0 | 0 | 0 | 0
PS | 0 | 0 | 0 | 0 | 0 | 0
PV | 0 | 0 | 0 | 0 | 0 | 0
PeakG | 0 | 0 | 0 | 0 | 0 | 0
PeakO | 0 | 0 | 0 | 0 | 0 | 0
ST | 0 | 0 | 0 | 0 | 0 | 0
STOG | 0 | 0 | 0 | 0 | 0 | 0
STWD | 0 | 0 | 0 | 0 | 0 | 0
WT | 0 | 0 | 0 | 0 | 0 | 0
IGCC | 0 | 0 | 0 | 0 | 0 | 0
DemandResponse | 0 | 0 | 0 | 0 | 0 | 0
IGCC-CCS | 0 | 0 | 0 | 0 | 0 | 0
WT_off | 0 | 0 | 0 | 0 | 0 | 0
PseudoUnit | 0 | 0 | 0 | 0 | 0 | 0
FixedInterchange | 0 | 0 | 0 | 0 | 0 | 0
SO2 Emissions (MMshortTons): RMPA
ReportingType | 2015 | 2020 | 2025 | 2030 | 2035 | 2040
BM | 0 | 0 | 0 | 0 | 0 | 0
CC | 0 | 0 | 0 | 0 | 0 | 0
CSP | 0 | 0 | 0 | 0 | 0 | 0
CT | 0 | 0 | 0 | 0 | 0 | 0
Coal | 0.06 | 0.03 | 0.03 | 0.03 | 0.03 | 0.03
Geo | 0 | 0 | 0 | 0 | 0 | 0
H | 0 | 0 | 0 | 0 | 0 | 0
LFG | 0 | 0 | 0 | 0 | 0 | 0
Nuc | 0 | 0 | 0 | 0 | 0 | 0
PS | 0 | 0 | 0 | 0 | 0 | 0
PV | 0 | 0 | 0 | 0 | 0 | 0
PeakG | 0 | 0 | 0 | 0 | 0 | 0
PeakO | 0 | 0 | 0 | 0 | 0 | 0
ST | 0 | 0 | 0 | 0 | 0 | 0
STOG | 0 | 0 | 0 | 0 | 0 | 0
STWD | 0 | 0 | 0 | 0 | 0 | 0
WT | 0 | 0 | 0 | 0 | 0 | 0
IGCC | 0 | 0 | 0 | 0 | 0 | 0
DemandResponse | 0 | 0 | 0 | 0 | 0 | 0
IGCC-CCS | 0 | 0 | 0 | 0 | 0 | 0
WT_off | 0 | 0 | 0 | 0 | 0 | 0
PseudoUnit | 0 | 0 | 0 | 0 | 0 | 0
FixedInterchange | 0 | 0 | 0 | 0 | 0 | 0
SO2 Emissions (MMshortTons): SP15
ReportingType | 2015 | 2020 | 2025 | 2030 | 2035 | 2040
BM | 0 | 0 | 0 | 0 | 0 | 0
CC | 0 | 0 | 0 | 0 | 0 | 0
CSP | 0 | 0 | 0 | 0 | 0 | 0
CT | 0 | 0 | 0 | 0 | 0 | 0
Coal | 0 | 0 | 0 | 0 | 0 | 0
Geo | 0 | 0 | 0 | 0 | 0 | 0
H | 0 | 0 | 0 | 0 | 0 | 0
LFG | 0 | 0 | 0 | 0 | 0 | 0
Nuc | 0 | 0 | 0 | 0 | 0 | 0
PS | 0 | 0 | 0 | 0 | 0 | 0
PV | 0 | 0 | 0 | 0 | 0 | 0
PeakG | 0 | 0 | 0 | 0 | 0 | 0
PeakO | 0 | 0 | 0 | 0 | 0 | 0
ST | 0 | 0 | 0 | 0 | 0 | 0
STOG | 0 | 0 | 0 | 0 | 0 | 0
STWD | 0 | 0 | 0 | 0 | 0 | 0
WT | 0 | 0 | 0 | 0 | 0 | 0
IGCC | 0 | 0 | 0 | 0 | 0 | 0
DemandResponse | 0 | 0 | 0 | 0 | 0 | 0
IGCC-CCS | 0 | 0 | 0 | 0 | 0 | 0
WT_off | 0 | 0 | 0 | 0 | 0 | 0
PseudoUnit | 0 | 0 | 0 | 0 | 0 | 0
FixedInterchange | 0 | 0 | 0 | 0 | 0 | 0
SO2 Emissions (MMshortTons): ALB
ReportingType | 2015 | 2020 | 2025 | 2030 | 2035 | 2040
BM | 0 | 0 | 0 | 0 | 0 | 0
CC | 0 | 0 | 0 | 0 | 0 | 0
CSP | 0 | 0 | 0 | 0 | 0 | 0
CT | 0 | 0 | 0 | 0 | 0 | 0
Coal | 0.15 | 0.14 | 0.14 | 0.14 | 0.14 | 0.14
Geo | 0 | 0 | 0 | 0 | 0 | 0
H | 0 | 0 | 0 | 0 | 0 | 0
LFG | 0 | 0 | 0 | 0 | 0 | 0
Nuc | 0 | 0 | 0 | 0 | 0 | 0
PS | 0 | 0 | 0 | 0 | 0 | 0
PV | 0 | 0 | 0 | 0 | 0 | 0
PeakG | 0 | 0 | 0 | 0 | 0 | 0
PeakO | 0 | 0 | 0 | 0 | 0 | 0
ST | 0 | 0 | 0 | 0 | 0 | 0
STOG | 0 | 0 | 0 | 0 | 0 | 0
STWD | 0 | 0 | 0 | 0 | 0 | 0
WT | 0 | 0 | 0 | 0 | 0 | 0
IGCC | 0 | 0 | 0 | 0 | 0 | 0
DemandResponse | 0 | 0 | 0 | 0 | 0 | 0
IGCC-CCS | 0 | 0 | 0 | 0 | 0 | 0
WT_off | 0 | 0 | 0 | 0 | 0 | 0
PseudoUnit | 0 | 0 | 0 | 0 | 0 | 0
FixedInterchange | 0 | 0 | 0 | 0 | 0 | 0
SO2 Emissions (MMshortTons): BC
ReportingType | 2015 | 2020 | 2025 | 2030 | 2035 | 2040
BM | 0 | 0 | 0 | 0 | 0 | 0
CC | 0 | 0 | 0 | 0 | 0 | 0
CSP | 0 | 0 | 0 | 0 | 0 | 0
CT | 0 | 0 | 0 | 0 | 0 | 0
Coal | 0 | 0 | 0 | 0 | 0 | 0
Geo | 0 | 0 | 0 | 0 | 0 | 0
H | 0 | 0 | 0 | 0 | 0 | 0
LFG | 0 | 0 | 0 | 0 | 0 | 0
Nuc | 0 | 0 | 0 | 0 | 0 | 0
PS | 0 | 0 | 0 | 0 | 0 | 0
PV | 0 | 0 | 0 | 0 | 0 | 0
PeakG | 0 | 0 | 0 | 0 | 0 | 0
PeakO | 0 | 0 | 0 | 0 | 0 | 0
ST | 0 | 0 | 0 | 0 | 0 | 0
STOG | 0 | 0 | 0 | 0 | 0 | 0
STWD | 0 | 0 | 0 | 0 | 0 | 0
WT | 0 | 0 | 0 | 0 | 0 | 0
IGCC | 0 | 0 | 0 | 0 | 0 | 0
DemandResponse | 0 | 0 | 0 | 0 | 0 | 0
IGCC-CCS | 0 | 0 | 0 | 0 | 0 | 0
WT_off | 0 | 0 | 0 | 0 | 0 | 0
PseudoUnit | 0 | 0 | 0 | 0 | 0 | 0
FixedInterchange | 0 | 0 | 0 | 0 | 0 | 0
SO2 Emissions (MMshortTons): HQ_IESO
ReportingType | 2015 | 2020 | 2025 | 2030 | 2035 | 2040
BM | 0 | 0 | 0 | 0 | 0 | 0
CC | 0 | 0 | 0 | 0 | 0 | 0
CSP | 0 | 0 | 0 | 0 | 0 | 0
CT | 0 | 0 | 0 | 0 | 0 | 0
Coal | 0 | 0 | 0 | 0 | 0 | 0
Geo | 0 | 0 | 0 | 0 | 0 | 0
H | 0 | 0 | 0 | 0 | 0 | 0
LFG | 0 | 0 | 0 | 0 | 0 | 0
Nuc | 0 | 0 | 0 | 0 | 0 | 0
PS | 0 | 0 | 0 | 0 | 0 | 0
PV | 0 | 0 | 0 | 0 | 0 | 0
PeakG | 0 | 0 | 0 | 0 | 0 | 0
PeakO | 0 | 0 | 0 | 0 | 0 | 0
ST | 0 | 0 | 0 | 0 | 0 | 0
STOG | 0 | 0 | 0 | 0 | 0 | 0
STWD | 0 | 0 | 0 | 0 | 0 | 0
WT | 0 | 0 | 0 | 0 | 0 | 0
IGCC | 0 | 0 | 0 | 0 | 0 | 0
DemandResponse | 0 | 0 | 0 | 0 | 0 | 0
IGCC-CCS | 0 | 0 | 0 | 0 | 0 | 0
WT_off | 0 | 0 | 0 | 0 | 0 | 0
PseudoUnit | 0 | 0 | 0 | 0 | 0 | 0
FixedInterchange | 0 | 0 | 0 | 0 | 0 | 0
SO2 Emissions (MMshortTons): HQ_NEISO
ReportingType | 2015 | 2020 | 2025 | 2030 | 2035 | 2040
BM | 0 | 0 | 0 | 0 | 0 | 0
CC | 0 | 0 | 0 | 0 | 0 | 0
CSP | 0 | 0 | 0 | 0 | 0 | 0
CT | 0 | 0 | 0 | 0 | 0 | 0
Coal | 0 | 0 | 0 | 0 | 0 | 0
Geo | 0 | 0 | 0 | 0 | 0 | 0
H | 0 | 0 | 0 | 0 | 0 | 0
LFG | 0 | 0 | 0 | 0 | 0 | 0
Nuc | 0 | 0 | 0 | 0 | 0 | 0
PS | 0 | 0 | 0 | 0 | 0 | 0
PV | 0 | 0 | 0 | 0 | 0 | 0
PeakG | 0 | 0 | 0 | 0 | 0 | 0
PeakO | 0 | 0 | 0 | 0 | 0 | 0
ST | 0 | 0 | 0 | 0 | 0 | 0
STOG | 0 | 0 | 0 | 0 | 0 | 0
STWD | 0 | 0 | 0 | 0 | 0 | 0
WT | 0 | 0 | 0 | 0 | 0 | 0
IGCC | 0 | 0 | 0 | 0 | 0 | 0
DemandResponse | 0 | 0 | 0 | 0 | 0 | 0
IGCC-CCS | 0 | 0 | 0 | 0 | 0 | 0
WT_off | 0 | 0 | 0 | 0 | 0 | 0
PseudoUnit | 0 | 0 | 0 | 0 | 0 | 0
FixedInterchange | 0 | 0 | 0 | 0 | 0 | 0
SO2 Emissions (MMshortTons): HQ_NY
ReportingType | 2015 | 2020 | 2025 | 2030 | 2035 | 2040
BM | 0 | 0 | 0 | 0 | 0 | 0
CC | 0 | 0 | 0 | 0 | 0 | 0
CSP | 0 | 0 | 0 | 0 | 0 | 0
CT | 0 | 0 | 0 | 0 | 0 | 0
Coal | 0 | 0 | 0 | 0 | 0 | 0
Geo | 0 | 0 | 0 | 0 | 0 | 0
H | 0 | 0 | 0 | 0 | 0 | 0
LFG | 0 | 0 | 0 | 0 | 0 | 0
Nuc | 0 | 0 | 0 | 0 | 0 | 0
PS | 0 | 0 | 0 | 0 | 0 | 0
PV | 0 | 0 | 0 | 0 | 0 | 0
PeakG | 0 | 0 | 0 | 0 | 0 | 0
PeakO | 0 | 0 | 0 | 0 | 0 | 0
ST | 0 | 0 | 0 | 0 | 0 | 0
STOG | 0 | 0 | 0 | 0 | 0 | 0
STWD | 0 | 0 | 0 | 0 | 0 | 0
WT | 0 | 0 | 0 | 0 | 0 | 0
IGCC | 0 | 0 | 0 | 0 | 0 | 0
DemandResponse | 0 | 0 | 0 | 0 | 0 | 0
IGCC-CCS | 0 | 0 | 0 | 0 | 0 | 0
WT_off | 0 | 0 | 0 | 0 | 0 | 0
PseudoUnit | 0 | 0 | 0 | 0 | 0 | 0
FixedInterchange | 0 | 0 | 0 | 0 | 0 | 0
SO2 Emissions (MMshortTons): MARITIMES
ReportingType | 2015 | 2020 | 2025 | 2030 | 2035 | 2040
BM | 0 | 0 | 0 | 0 | 0 | 0
CC | 0 | 0 | 0 | 0 | 0 | 0
CSP | 0 | 0 | 0 | 0 | 0 | 0
CT | 0 | 0 | 0 | 0 | 0 | 0
Coal | 0 | 0 | 0 | 0 | 0 | 0
Geo | 0 | 0 | 0 | 0 | 0 | 0
H | 0 | 0 | 0 | 0 | 0 | 0
LFG | 0 | 0 | 0 | 0 | 0 | 0
Nuc | 0 | 0 | 0 | 0 | 0 | 0
PS | 0 | 0 | 0 | 0 | 0 | 0
PV | 0 | 0 | 0 | 0 | 0 | 0
PeakG | 0 | 0 | 0 | 0 | 0 | 0
PeakO | 0 | 0 | 0 | 0 | 0 | 0
ST | 0 | 0 | 0 | 0 | 0 | 0
STOG | 0 | 0 | 0 | 0 | 0 | 0
STWD | 0 | 0 | 0 | 0 | 0 | 0
WT | 0 | 0 | 0 | 0 | 0 | 0
IGCC | 0 | 0 | 0 | 0 | 0 | 0
DemandResponse | 0 | 0 | 0 | 0 | 0 | 0
IGCC-CCS | 0 | 0 | 0 | 0 | 0 | 0
WT_off | 0 | 0 | 0 | 0 | 0 | 0
PseudoUnit | 0 | 0 | 0 | 0 | 0 | 0
FixedInterchange | 0 | 0 | 0 | 0 | 0 | 0
SO2 Emissions (MMshortTons): All
ReportingType | 2015 | 2020 | 2025 | 2030 | 2035 | 2040
BM | 0 | 0 | 0 | 0 | 0 | 0
CC | 0 | 0 | 0 | 0 | 0 | 0
CSP | 0 | 0 | 0 | 0 | 0 | 0
CT | 0 | 0 | 0 | 0 | 0 | 0
Coal | 5.12 | 1.86 | 1.88 | 1.79 | 2 | 2.08
Geo | 0 | 0 | 0 | 0 | 0 | 0
H | 0 | 0 | 0 | 0 | 0 | 0
LFG | 0 | 0 | 0 | 0 | 0 | 0
Nuc | 0 | 0 | 0 | 0 | 0 | 0
PS | 0 | 0 | 0 | 0 | 0 | 0
PV | 0 | 0 | 0 | 0 | 0 | 0
PeakG | 0 | 0 | 0 | 0 | 0 | 0
PeakO | 0 | 0 | 0 | 0 | 0 | 0
ST | 0 | 0 | 0 | 0 | 0 | 0
STOG | 0 | 0 | 0 | 0 | 0 | 0
STWD | 0 | 0 | 0 | 0 | 0 | 0
WT | 0 | 0 | 0 | 0 | 0 | 0
IGCC | 0 | 0 | 0 | 0 | 0 | 0
DemandResponse | 0 | 0 | 0 | 0 | 0 | 0
IGCC-CCS | 0 | 0 | 0 | 0 | 0 | 0
WT_off | 0 | 0 | 0 | 0 | 0 | 0
PseudoUnit | 0 | 0 | 0 | 0 | 0 | 0
FixedInterchange | 0 | 0 | 0 | 0 | 0 | 0
SO2 Emissions (MMshortTons): EI_US
ReportingType | 2015 | 2020 | 2025 | 2030 | 2035 | 2040
BM | 0 | 0 | 0 | 0 | 0 | 0
CC | 0 | 0 | 0 | 0 | 0 | 0
CSP | 0 | 0 | 0 | 0 | 0 | 0
CT | 0 | 0 | 0 | 0 | 0 | 0
Coal | 4.57 | 1.52 | 1.56 | 1.47 | 1.67 | 1.74
Geo | 0 | 0 | 0 | 0 | 0 | 0
H | 0 | 0 | 0 | 0 | 0 | 0
LFG | 0 | 0 | 0 | 0 | 0 | 0
Nuc | 0 | 0 | 0 | 0 | 0 | 0
PS | 0 | 0 | 0 | 0 | 0 | 0
PV | 0 | 0 | 0 | 0 | 0 | 0
PeakG | 0 | 0 | 0 | 0 | 0 | 0
PeakO | 0 | 0 | 0 | 0 | 0 | 0
ST | 0 | 0 | 0 | 0 | 0 | 0
STOG | 0 | 0 | 0 | 0 | 0 | 0
STWD | 0 | 0 | 0 | 0 | 0 | 0
WT | 0 | 0 | 0 | 0 | 0 | 0
IGCC | 0 | 0 | 0 | 0 | 0 | 0
DemandResponse | 0 | 0 | 0 | 0 | 0 | 0
IGCC-CCS | 0 | 0 | 0 | 0 | 0 | 0
WT_off | 0 | 0 | 0 | 0 | 0 | 0
PseudoUnit | 0 | 0 | 0 | 0 | 0 | 0
FixedInterchange | 0 | 0 | 0 | 0 | 0 | 0
SO2 Emissions (MMshortTons): EI_Canada
ReportingType | 2015 | 2020 | 2025 | 2030 | 2035 | 2040
BM | 0 | 0 | 0 | 0 | 0 | 0
CC | 0 | 0 | 0 | 0 | 0 | 0
CSP | 0 | 0 | 0 | 0 | 0 | 0
CT | 0 | 0 | 0 | 0 | 0 | 0
Coal | 0.01 | 0.02 | 0 | 0 | 0 | 0
Geo | 0 | 0 | 0 | 0 | 0 | 0
H | 0 | 0 | 0 | 0 | 0 | 0
LFG | 0 | 0 | 0 | 0 | 0 | 0
Nuc | 0 | 0 | 0 | 0 | 0 | 0
PS | 0 | 0 | 0 | 0 | 0 | 0
PV | 0 | 0 | 0 | 0 | 0 | 0
PeakG | 0 | 0 | 0 | 0 | 0 | 0
PeakO | 0 | 0 | 0 | 0 | 0 | 0
ST | 0 | 0 | 0 | 0 | 0 | 0
STOG | 0 | 0 | 0 | 0 | 0 | 0
STWD | 0 | 0 | 0 | 0 | 0 | 0
WT | 0 | 0 | 0 | 0 | 0 | 0
IGCC | 0 | 0 | 0 | 0 | 0 | 0
DemandResponse | 0 | 0 | 0 | 0 | 0 | 0
IGCC-CCS | 0 | 0 | 0 | 0 | 0 | 0
WT_off | 0 | 0 | 0 | 0 | 0 | 0
PseudoUnit | 0 | 0 | 0 | 0 | 0 | 0
FixedInterchange | 0 | 0 | 0 | 0 | 0 | 0
SO2 Emissions (MMshortTons): EI
ReportingType | 2015 | 2020 | 2025 | 2030 | 2035 | 2040
BM | 0 | 0 | 0 | 0 | 0 | 0
CC | 0 | 0 | 0 | 0 | 0 | 0
CSP | 0 | 0 | 0 | 0 | 0 | 0
CT | 0 | 0 | 0 | 0 | 0 | 0
Coal | 4.59 | 1.54 | 1.56 | 1.47 | 1.67 | 1.74
Geo | 0 | 0 | 0 | 0 | 0 | 0
H | 0 | 0 | 0 | 0 | 0 | 0
LFG | 0 | 0 | 0 | 0 | 0 | 0
Nuc | 0 | 0 | 0 | 0 | 0 | 0
PS | 0 | 0 | 0 | 0 | 0 | 0
PV | 0 | 0 | 0 | 0 | 0 | 0
PeakG | 0 | 0 | 0 | 0 | 0 | 0
PeakO | 0 | 0 | 0 | 0 | 0 | 0
ST | 0 | 0 | 0 | 0 | 0 | 0
STOG | 0 | 0 | 0 | 0 | 0 | 0
STWD | 0 | 0 | 0 | 0 | 0 | 0
WT | 0 | 0 | 0 | 0 | 0 | 0
IGCC | 0 | 0 | 0 | 0 | 0 | 0
DemandResponse | 0 | 0 | 0 | 0 | 0 | 0
IGCC-CCS | 0 | 0 | 0 | 0 | 0 | 0
WT_off | 0 | 0 | 0 | 0 | 0 | 0
PseudoUnit | 0 | 0 | 0 | 0 | 0 | 0
FixedInterchange | 0 | 0 | 0 | 0 | 0 | 0
SO2 Emissions (MMshortTons): Outside_EI
ReportingType | 2015 | 2020 | 2025 | 2030 | 2035 | 2040
BM | 0 | 0 | 0 | 0 | 0 | 0
CC | 0 | 0 | 0 | 0 | 0 | 0
CSP | 0 | 0 | 0 | 0 | 0 | 0
CT | 0 | 0 | 0 | 0 | 0 | 0
Coal | 0.54 | 0.32 | 0.32 | 0.32 | 0.33 | 0.34
Geo | 0 | 0 | 0 | 0 | 0 | 0
H | 0 | 0 | 0 | 0 | 0 | 0
LFG | 0 | 0 | 0 | 0 | 0 | 0
Nuc | 0 | 0 | 0 | 0 | 0 | 0
PS | 0 | 0 | 0 | 0 | 0 | 0
PV | 0 | 0 | 0 | 0 | 0 | 0
PeakG | 0 | 0 | 0 | 0 | 0 | 0
PeakO | 0 | 0 | 0 | 0 | 0 | 0
ST | 0 | 0 | 0 | 0 | 0 | 0
STOG | 0 | 0 | 0 | 0 | 0 | 0
STWD | 0 | 0 | 0 | 0 | 0 | 0
WT | 0 | 0 | 0 | 0 | 0 | 0
IGCC | 0 | 0 | 0 | 0 | 0 | 0
DemandResponse | 0 | 0 | 0 | 0 | 0 | 0
IGCC-CCS | 0 | 0 | 0 | 0 | 0 | 0
WT_off | 0 | 0 | 0 | 0 | 0 | 0
PseudoUnit | 0 | 0 | 0 | 0 | 0 | 0
FixedInterchange | 0 | 0 | 0 | 0 | 0 | 0
NOx Emissions (MMshortTons): Entergy
ReportingType | 2015 | 2020 | 2025 | 2030 | 2035 | 2040
BM | 0 | 0 | 0 | 0 | 0 | 0
CC | 0 | 0 | 0 | 0 | 0 | 0
CSP | 0 | 0 | 0 | 0 | 0 | 0
CT | 0 | 0 | 0 | 0 | 0 | 0
Coal | 0.05 | 0.04 | 0.04 | 0.04 | 0.04 | 0.05
Geo | 0 | 0 | 0 | 0 | 0 | 0
H | 0 | 0 | 0 | 0 | 0 | 0
LFG | 0 | 0 | 0 | 0 | 0 | 0
Nuc | 0 | 0 | 0 | 0 | 0 | 0
PS | 0 | 0 | 0 | 0 | 0 | 0
PV | 0 | 0 | 0 | 0 | 0 | 0
PeakG | 0 | 0 | 0 | 0 | 0 | 0
PeakO | 0 | 0 | 0 | 0 | 0 | 0
ST | 0 | 0 | 0 | 0 | 0 | 0
STOG | 0 | 0 | 0 | 0 | 0 | 0
STWD | 0 | 0 | 0 | 0 | 0 | 0
WT | 0 | 0 | 0 | 0 | 0 | 0
IGCC | 0 | 0 | 0 | 0 | 0 | 0
DemandResponse | 0 | 0 | 0 | 0 | 0 | 0
IGCC-CCS | 0 | 0 | 0 | 0 | 0 | 0
WT_off | 0 | 0 | 0 | 0 | 0 | 0
PseudoUnit | 0 | 0 | 0 | 0 | 0 | 0
FixedInterchange | 0 | 0 | 0 | 0 | 0 | 0
NOx Emissions (MMshortTons): FRCC
ReportingType | 2015 | 2020 | 2025 | 2030 | 2035 | 2040
BM | 0 | 0 | 0 | 0 | 0 | 0
CC | 0.01 | 0.01 | 0.01 | 0.01 | 0.01 | 0.02
CSP | 0 | 0 | 0 | 0 | 0 | 0
CT | 0 | 0 | 0 | 0 | 0 | 0
Coal | 0.04 | 0.03 | 0.03 | 0.04 | 0.04 | 0.04
Geo | 0 | 0 | 0 | 0 | 0 | 0
H | 0 | 0 | 0 | 0 | 0 | 0
LFG | 0 | 0 | 0 | 0 | 0 | 0
Nuc | 0 | 0 | 0 | 0 | 0 | 0
PS | 0 | 0 | 0 | 0 | 0 | 0
PV | 0 | 0 | 0 | 0 | 0 | 0
PeakG | 0 | 0 | 0 | 0 | 0 | 0
PeakO | 0 | 0 | 0 | 0 | 0 | 0
ST | 0 | 0 | 0 | 0 | 0 | 0
STOG | 0 | 0 | 0 | 0 | 0 | 0
STWD | 0 | 0 | 0 | 0 | 0 | 0
WT | 0 | 0 | 0 | 0 | 0 | 0
IGCC | 0 | 0 | 0 | 0 | 0 | 0
DemandResponse | 0 | 0 | 0 | 0 | 0 | 0
IGCC-CCS | 0 | 0 | 0 | 0 | 0 | 0
WT_off | 0 | 0 | 0 | 0 | 0 | 0
PseudoUnit | 0 | 0 | 0 | 0 | 0 | 0
FixedInterchange | 0 | 0 | 0 | 0 | 0 | 0
NOx Emissions (MMshortTons): MAPP_US
ReportingType | 2015 | 2020 | 2025 | 2030 | 2035 | 2040
BM | 0 | 0 | 0 | 0 | 0 | 0
CC | 0 | 0 | 0 | 0 | 0 | 0
CSP | 0 | 0 | 0 | 0 | 0 | 0
CT | 0 | 0 | 0 | 0 | 0 | 0
Coal | 0.05 | 0.04 | 0.03 | 0.03 | 0.03 | 0.03
Geo | 0 | 0 | 0 | 0 | 0 | 0
H | 0 | 0 | 0 | 0 | 0 | 0
LFG | 0 | 0 | 0 | 0 | 0 | 0
Nuc | 0 | 0 | 0 | 0 | 0 | 0
PS | 0 | 0 | 0 | 0 | 0 | 0
PV | 0 | 0 | 0 | 0 | 0 | 0
PeakG | 0 | 0 | 0 | 0 | 0 | 0
PeakO | 0 | 0 | 0 | 0 | 0 | 0
ST | 0 | 0 | 0 | 0 | 0 | 0
STOG | 0 | 0 | 0 | 0 | 0 | 0
STWD | 0 | 0 | 0 | 0 | 0 | 0
WT | 0 | 0 | 0 | 0 | 0 | 0
IGCC | 0 | 0 | 0 | 0 | 0 | 0
DemandResponse | 0 | 0 | 0 | 0 | 0 | 0
IGCC-CCS | 0 | 0 | 0 | 0 | 0 | 0
WT_off | 0 | 0 | 0 | 0 | 0 | 0
PseudoUnit | 0 | 0 | 0 | 0 | 0 | 0
FixedInterchange | 0 | 0 | 0 | 0 | 0 | 0
NOx Emissions (MMshortTons): MISO_IN
ReportingType | 2015 | 2020 | 2025 | 2030 | 2035 | 2040
BM | 0 | 0 | 0 | 0 | 0 | 0
CC | 0 | 0 | 0 | 0 | 0 | 0
CSP | 0 | 0 | 0 | 0 | 0 | 0
CT | 0 | 0 | 0 | 0 | 0 | 0
Coal | 0.07 | 0.07 | 0.07 | 0.07 | 0.08 | 0.08
Geo | 0 | 0 | 0 | 0 | 0 | 0
H | 0 | 0 | 0 | 0 | 0 | 0
LFG | 0 | 0 | 0 | 0 | 0 | 0
Nuc | 0 | 0 | 0 | 0 | 0 | 0
PS | 0 | 0 | 0 | 0 | 0 | 0
PV | 0 | 0 | 0 | 0 | 0 | 0
PeakG | 0 | 0 | 0 | 0 | 0 | 0
PeakO | 0 | 0 | 0 | 0 | 0 | 0
ST | 0 | 0 | 0 | 0 | 0 | 0
STOG | 0 | 0 | 0 | 0 | 0 | 0
STWD | 0 | 0 | 0 | 0 | 0 | 0
WT | 0 | 0 | 0 | 0 | 0 | 0
IGCC | 0 | 0 | 0 | 0 | 0 | 0
DemandResponse | 0 | 0 | 0 | 0 | 0 | 0
IGCC-CCS | 0 | 0 | 0 | 0 | 0 | 0
WT_off | 0 | 0 | 0 | 0 | 0 | 0
PseudoUnit | 0 | 0 | 0 | 0 | 0 | 0
FixedInterchange | 0 | 0 | 0 | 0 | 0 | 0
NOx Emissions (MMshortTons): MISO_MI
ReportingType | 2015 | 2020 | 2025 | 2030 | 2035 | 2040
BM | 0 | 0 | 0 | 0 | 0 | 0
CC | 0 | 0 | 0 | 0 | 0 | 0
CSP | 0 | 0 | 0 | 0 | 0 | 0
CT | 0 | 0 | 0 | 0 | 0 | 0
Coal | 0.06 | 0.05 | 0.05 | 0.05 | 0.06 | 0.06
Geo | 0 | 0 | 0 | 0 | 0 | 0
H | 0 | 0 | 0 | 0 | 0 | 0
LFG | 0 | 0 | 0 | 0 | 0 | 0
Nuc | 0 | 0 | 0 | 0 | 0 | 0
PS | 0 | 0 | 0 | 0 | 0 | 0
PV | 0 | 0 | 0 | 0 | 0 | 0
PeakG | 0 | 0 | 0 | 0 | 0 | 0
PeakO | 0 | 0 | 0 | 0 | 0 | 0
ST | 0 | 0 | 0 | 0 | 0 | 0
STOG | 0 | 0 | 0 | 0 | 0 | 0
STWD | 0 | 0 | 0 | 0 | 0 | 0
WT | 0 | 0 | 0 | 0 | 0 | 0
IGCC | 0 | 0 | 0 | 0 | 0 | 0
DemandResponse | 0 | 0 | 0 | 0 | 0 | 0
IGCC-CCS | 0 | 0 | 0 | 0 | 0 | 0
WT_off | 0 | 0 | 0 | 0 | 0 | 0
PseudoUnit | 0 | 0 | 0 | 0 | 0 | 0
FixedInterchange | 0 | 0 | 0 | 0 | 0 | 0
NOx Emissions (MMshortTons): MISO_MO-IL
ReportingType | 2015 | 2020 | 2025 | 2030 | 2035 | 2040
BM | 0 | 0 | 0 | 0 | 0 | 0
CC | 0 | 0 | 0 | 0 | 0 | 0
CSP | 0 | 0 | 0 | 0 | 0 | 0
CT | 0 | 0 | 0 | 0 | 0 | 0
Coal | 0.06 | 0.04 | 0.04 | 0.04 | 0.05 | 0.05
Geo | 0 | 0 | 0 | 0 | 0 | 0
H | 0 | 0 | 0 | 0 | 0 | 0
LFG | 0 | 0 | 0 | 0 | 0 | 0
Nuc | 0 | 0 | 0 | 0 | 0 | 0
PS | 0 | 0 | 0 | 0 | 0 | 0
PV | 0 | 0 | 0 | 0 | 0 | 0
PeakG | 0 | 0 | 0 | 0 | 0 | 0
PeakO | 0 | 0 | 0 | 0 | 0 | 0
ST | 0 | 0 | 0 | 0 | 0 | 0
STOG | 0 | 0 | 0 | 0 | 0 | 0
STWD | 0 | 0 | 0 | 0 | 0 | 0
WT | 0 | 0 | 0 | 0 | 0 | 0
IGCC | 0 | 0 | 0 | 0 | 0 | 0
DemandResponse | 0 | 0 | 0 | 0 | 0 | 0
IGCC-CCS | 0 | 0 | 0 | 0 | 0 | 0
WT_off | 0 | 0 | 0 | 0 | 0 | 0
PseudoUnit | 0 | 0 | 0 | 0 | 0 | 0
FixedInterchange | 0 | 0 | 0 | 0 | 0 | 0
NOx Emissions (MMshortTons): MISO_W
ReportingType | 2015 | 2020 | 2025 | 2030 | 2035 | 2040
BM | 0 | 0 | 0 | 0 | 0 | 0
CC | 0 | 0 | 0 | 0 | 0 | 0
CSP | 0 | 0 | 0 | 0 | 0 | 0
CT | 0 | 0 | 0 | 0 | 0 | 0
Coal | 0.09 | 0.09 | 0.09 | 0.08 | 0.09 | 0.09
Geo | 0 | 0 | 0 | 0 | 0 | 0
H | 0 | 0 | 0 | 0 | 0 | 0
LFG | 0 | 0 | 0 | 0 | 0 | 0
Nuc | 0 | 0 | 0 | 0 | 0 | 0
PS | 0 | 0 | 0 | 0 | 0 | 0
PV | 0 | 0 | 0 | 0 | 0 | 0
PeakG | 0 | 0 | 0 | 0 | 0 | 0
PeakO | 0 | 0 | 0 | 0 | 0 | 0
ST | 0 | 0 | 0 | 0 | 0 | 0
STOG | 0 | 0 | 0 | 0 | 0 | 0
STWD | 0 | 0 | 0 | 0 | 0 | 0
WT | 0 | 0 | 0 | 0 | 0 | 0
IGCC | 0 | 0 | 0 | 0 | 0 | 0
DemandResponse | 0 | 0 | 0 | 0 | 0 | 0
IGCC-CCS | 0 | 0 | 0 | 0 | 0 | 0
WT_off | 0 | 0 | 0 | 0 | 0 | 0
PseudoUnit | 0 | 0 | 0 | 0 | 0 | 0
FixedInterchange | 0 | 0 | 0 | 0 | 0 | 0
NOx Emissions (MMshortTons): MISO_WUMS
ReportingType | 2015 | 2020 | 2025 | 2030 | 2035 | 2040
BM | 0 | 0 | 0 | 0 | 0 | 0
CC | 0 | 0 | 0 | 0 | 0 | 0
CSP | 0 | 0 | 0 | 0 | 0 | 0
CT | 0 | 0 | 0 | 0 | 0 | 0
Coal | 0.01 | 0.01 | 0.01 | 0.01 | 0.01 | 0.01
Geo | 0 | 0 | 0 | 0 | 0 | 0
H | 0 | 0 | 0 | 0 | 0 | 0
LFG | 0 | 0 | 0 | 0 | 0 | 0
Nuc | 0 | 0 | 0 | 0 | 0 | 0
PS | 0 | 0 | 0 | 0 | 0 | 0
PV | 0 | 0 | 0 | 0 | 0 | 0
PeakG | 0 | 0 | 0 | 0 | 0 | 0
PeakO | 0 | 0 | 0 | 0 | 0 | 0
ST | 0 | 0 | 0 | 0 | 0 | 0
STOG | 0 | 0 | 0 | 0 | 0 | 0
STWD | 0 | 0 | 0 | 0 | 0 | 0
WT | 0 | 0 | 0 | 0 | 0 | 0
IGCC | 0 | 0 | 0 | 0 | 0 | 0
DemandResponse | 0 | 0 | 0 | 0 | 0 | 0
IGCC-CCS | 0 | 0 | 0 | 0 | 0 | 0
WT_off | 0 | 0 | 0 | 0 | 0 | 0
PseudoUnit | 0 | 0 | 0 | 0 | 0 | 0
FixedInterchange | 0 | 0 | 0 | 0 | 0 | 0
NOx Emissions (MMshortTons): Nebraska
ReportingType | 2015 | 2020 | 2025 | 2030 | 2035 | 2040
BM | 0 | 0 | 0 | 0 | 0 | 0
CC | 0 | 0 | 0 | 0 | 0 | 0
CSP | 0 | 0 | 0 | 0 | 0 | 0
CT | 0 | 0 | 0 | 0 | 0 | 0
Coal | 0.04 | 0.04 | 0.03 | 0.02 | 0.02 | 0.02
Geo | 0 | 0 | 0 | 0 | 0 | 0
H | 0 | 0 | 0 | 0 | 0 | 0
LFG | 0 | 0 | 0 | 0 | 0 | 0
Nuc | 0 | 0 | 0 | 0 | 0 | 0
PS | 0 | 0 | 0 | 0 | 0 | 0
PV | 0 | 0 | 0 | 0 | 0 | 0
PeakG | 0 | 0 | 0 | 0 | 0 | 0
PeakO | 0 | 0 | 0 | 0 | 0 | 0
ST | 0 | 0 | 0 | 0 | 0 | 0
STOG | 0 | 0 | 0 | 0 | 0 | 0
STWD | 0 | 0 | 0 | 0 | 0 | 0
WT | 0 | 0 | 0 | 0 | 0 | 0
IGCC | 0 | 0 | 0 | 0 | 0 | 0
DemandResponse | 0 | 0 | 0 | 0 | 0 | 0
IGCC-CCS | 0 | 0 | 0 | 0 | 0 | 0
WT_off | 0 | 0 | 0 | 0 | 0 | 0
PseudoUnit | 0 | 0 | 0 | 0 | 0 | 0
FixedInterchange | 0 | 0 | 0 | 0 | 0 | 0
NOx Emissions (MMshortTons): NEISO
ReportingType | 2015 | 2020 | 2025 | 2030 | 2035 | 2040
BM | 0 | 0 | 0 | 0 | 0 | 0
CC | 0 | 0 | 0 | 0 | 0 | 0
CSP | 0 | 0 | 0 | 0 | 0 | 0
CT | 0 | 0 | 0 | 0 | 0 | 0
Coal | 0 | 0 | 0 | 0 | 0 | 0
Geo | 0 | 0 | 0 | 0 | 0 | 0
H | 0 | 0 | 0 | 0 | 0 | 0
LFG | 0 | 0 | 0 | 0 | 0 | 0
Nuc | 0 | 0 | 0 | 0 | 0 | 0
PS | 0 | 0 | 0 | 0 | 0 | 0
PV | 0 | 0 | 0 | 0 | 0 | 0
PeakG | 0 | 0 | 0 | 0 | 0 | 0
PeakO | 0 | 0 | 0 | 0 | 0 | 0
ST | 0 | 0 | 0 | 0 | 0 | 0
STOG | 0 | 0 | 0 | 0 | 0 | 0
STWD | 0 | 0 | 0 | 0 | 0 | 0
WT | 0 | 0 | 0 | 0 | 0 | 0
IGCC | 0 | 0 | 0 | 0 | 0 | 0
DemandResponse | 0 | 0 | 0 | 0 | 0 | 0
IGCC-CCS | 0 | 0 | 0 | 0 | 0 | 0
WT_off | 0 | 0 | 0 | 0 | 0 | 0
PseudoUnit | 0 | 0 | 0 | 0 | 0 | 0
FixedInterchange | 0 | 0 | 0 | 0 | 0 | 0
NOx Emissions (MMshortTons): NonRTO_Midwest
ReportingType | 2015 | 2020 | 2025 | 2030 | 2035 | 2040
BM | 0 | 0 | 0 | 0 | 0 | 0
CC | 0 | 0 | 0 | 0 | 0 | 0
CSP | 0 | 0 | 0 | 0 | 0 | 0
CT | 0 | 0 | 0 | 0 | 0 | 0
Coal | 0.04 | 0.05 | 0.04 | 0.04 | 0.05 | 0.05
Geo | 0 | 0 | 0 | 0 | 0 | 0
H | 0 | 0 | 0 | 0 | 0 | 0
LFG | 0 | 0 | 0 | 0 | 0 | 0
Nuc | 0 | 0 | 0 | 0 | 0 | 0
PS | 0 | 0 | 0 | 0 | 0 | 0
PV | 0 | 0 | 0 | 0 | 0 | 0
PeakG | 0 | 0 | 0 | 0 | 0 | 0
PeakO | 0 | 0 | 0 | 0 | 0 | 0
ST | 0 | 0 | 0 | 0 | 0 | 0
STOG | 0 | 0 | 0 | 0 | 0 | 0
STWD | 0 | 0 | 0 | 0 | 0 | 0
WT | 0 | 0 | 0 | 0 | 0 | 0
IGCC | 0 | 0 | 0 | 0 | 0 | 0
DemandResponse | 0 | 0 | 0 | 0 | 0 | 0
IGCC-CCS | 0 | 0 | 0 | 0 | 0 | 0
WT_off | 0 | 0 | 0 | 0 | 0 | 0
PseudoUnit | 0 | 0 | 0 | 0 | 0 | 0
FixedInterchange | 0 | 0 | 0 | 0 | 0 | 0
NOx Emissions (MMshortTons): NYISO_A-F
ReportingType | 2015 | 2020 | 2025 | 2030 | 2035 | 2040
BM | 0 | 0 | 0 | 0 | 0 | 0
CC | 0 | 0 | 0 | 0 | 0 | 0
CSP | 0 | 0 | 0 | 0 | 0 | 0
CT | 0 | 0 | 0 | 0 | 0 | 0
Coal | 0 | 0 | 0 | 0 | 0 | 0
Geo | 0 | 0 | 0 | 0 | 0 | 0
H | 0 | 0 | 0 | 0 | 0 | 0
LFG | 0 | 0 | 0 | 0 | 0 | 0
Nuc | 0 | 0 | 0 | 0 | 0 | 0
PS | 0 | 0 | 0 | 0 | 0 | 0
PV | 0 | 0 | 0 | 0 | 0 | 0
PeakG | 0 | 0 | 0 | 0 | 0 | 0
PeakO | 0 | 0 | 0 | 0 | 0 | 0
ST | 0 | 0 | 0 | 0 | 0 | 0
STOG | 0 | 0 | 0 | 0 | 0 | 0
STWD | 0 | 0 | 0 | 0 | 0 | 0
WT | 0 | 0 | 0 | 0 | 0 | 0
IGCC | 0 | 0 | 0 | 0 | 0 | 0
DemandResponse | 0 | 0 | 0 | 0 | 0 | 0
IGCC-CCS | 0 | 0 | 0 | 0 | 0 | 0
WT_off | 0 | 0 | 0 | 0 | 0 | 0
PseudoUnit | 0 | 0 | 0 | 0 | 0 | 0
FixedInterchange | 0 | 0 | 0 | 0 | 0 | 0
NOx Emissions (MMshortTons): NYISO_G-I
ReportingType | 2015 | 2020 | 2025 | 2030 | 2035 | 2040
BM | 0 | 0 | 0 | 0 | 0 | 0
CC | 0 | 0 | 0 | 0 | 0 | 0
CSP | 0 | 0 | 0 | 0 | 0 | 0
CT | 0 | 0 | 0 | 0 | 0 | 0
Coal | 0 | 0 | 0 | 0 | 0 | 0
Geo | 0 | 0 | 0 | 0 | 0 | 0
H | 0 | 0 | 0 | 0 | 0 | 0
LFG | 0 | 0 | 0 | 0 | 0 | 0
Nuc | 0 | 0 | 0 | 0 | 0 | 0
PS | 0 | 0 | 0 | 0 | 0 | 0
PV | 0 | 0 | 0 | 0 | 0 | 0
PeakG | 0 | 0 | 0 | 0 | 0 | 0
PeakO | 0 | 0 | 0 | 0 | 0 | 0
ST | 0 | 0 | 0 | 0 | 0 | 0
STOG | 0 | 0 | 0 | 0 | 0 | 0
STWD | 0 | 0 | 0 | 0 | 0 | 0
WT | 0 | 0 | 0 | 0 | 0 | 0
IGCC | 0 | 0 | 0 | 0 | 0 | 0
DemandResponse | 0 | 0 | 0 | 0 | 0 | 0
IGCC-CCS | 0 | 0 | 0 | 0 | 0 | 0
WT_off | 0 | 0 | 0 | 0 | 0 | 0
PseudoUnit | 0 | 0 | 0 | 0 | 0 | 0
FixedInterchange | 0 | 0 | 0 | 0 | 0 | 0
NOx Emissions (MMshortTons): NYISO_J-K
ReportingType | 2015 | 2020 | 2025 | 2030 | 2035 | 2040
BM | 0 | 0 | 0 | 0 | 0 | 0
CC | 0 | 0 | 0 | 0 | 0 | 0
CSP | 0 | 0 | 0 | 0 | 0 | 0
CT | 0 | 0 | 0 | 0 | 0 | 0
Coal | 0 | 0 | 0 | 0 | 0 | 0
Geo | 0 | 0 | 0 | 0 | 0 | 0
H | 0 | 0 | 0 | 0 | 0 | 0
LFG | 0 | 0 | 0 | 0 | 0 | 0
Nuc | 0 | 0 | 0 | 0 | 0 | 0
PS | 0 | 0 | 0 | 0 | 0 | 0
PV | 0 | 0 | 0 | 0 | 0 | 0
PeakG | 0 | 0 | 0 | 0 | 0 | 0
PeakO | 0 | 0 | 0 | 0 | 0 | 0
ST | 0 | 0 | 0 | 0 | 0 | 0
STOG | 0 | 0 | 0 | 0 | 0 | 0
STWD | 0 | 0 | 0 | 0 | 0 | 0
WT | 0 | 0 | 0 | 0 | 0 | 0
IGCC | 0 | 0 | 0 | 0 | 0 | 0
DemandResponse | 0 | 0 | 0 | 0 | 0 | 0
IGCC-CCS | 0 | 0 | 0 | 0 | 0 | 0
WT_off | 0 | 0 | 0 | 0 | 0 | 0
PseudoUnit | 0 | 0 | 0 | 0 | 0 | 0
FixedInterchange | 0 | 0 | 0 | 0 | 0 | 0
NOx Emissions (MMshortTons): PJM_E
ReportingType | 2015 | 2020 | 2025 | 2030 | 2035 | 2040
BM | 0 | 0 | 0 | 0 | 0 | 0
CC | 0 | 0 | 0 | 0 | 0 | 0
CSP | 0 | 0 | 0 | 0 | 0 | 0
CT | 0 | 0 | 0 | 0 | 0 | 0
Coal | 0 | 0 | 0 | 0 | 0 | 0
Geo | 0 | 0 | 0 | 0 | 0 | 0
H | 0 | 0 | 0 | 0 | 0 | 0
LFG | 0 | 0 | 0 | 0 | 0 | 0
Nuc | 0 | 0 | 0 | 0 | 0 | 0
PS | 0 | 0 | 0 | 0 | 0 | 0
PV | 0 | 0 | 0 | 0 | 0 | 0
PeakG | 0 | 0 | 0 | 0 | 0 | 0
PeakO | 0 | 0 | 0 | 0 | 0 | 0
ST | 0 | 0 | 0 | 0 | 0 | 0
STOG | 0 | 0 | 0 | 0 | 0 | 0
STWD | 0 | 0 | 0 | 0 | 0 | 0
WT | 0 | 0 | 0 | 0 | 0 | 0
IGCC | 0 | 0 | 0 | 0 | 0 | 0
DemandResponse | 0 | 0 | 0 | 0 | 0 | 0
IGCC-CCS | 0 | 0 | 0 | 0 | 0 | 0
WT_off | 0 | 0 | 0 | 0 | 0 | 0
PseudoUnit | 0 | 0 | 0 | 0 | 0 | 0
FixedInterchange | 0 | 0 | 0 | 0 | 0 | 0
NOx Emissions (MMshortTons): PJM_ROM
ReportingType | 2015 | 2020 | 2025 | 2030 | 2035 | 2040
BM | 0 | 0 | 0 | 0 | 0 | 0
CC | 0 | 0 | 0 | 0 | 0 | 0.01
CSP | 0 | 0 | 0 | 0 | 0 | 0
CT | 0 | 0 | 0 | 0 | 0 | 0
Coal | 0.04 | 0.04 | 0.04 | 0.04 | 0.04 | 0.04
Geo | 0 | 0 | 0 | 0 | 0 | 0
H | 0 | 0 | 0 | 0 | 0 | 0
LFG | 0 | 0 | 0 | 0 | 0 | 0
Nuc | 0 | 0 | 0 | 0 | 0 | 0
PS | 0 | 0 | 0 | 0 | 0 | 0
PV | 0 | 0 | 0 | 0 | 0 | 0
PeakG | 0 | 0 | 0 | 0 | 0 | 0
PeakO | 0 | 0 | 0 | 0 | 0 | 0
ST | 0 | 0 | 0 | 0 | 0 | 0
STOG | 0 | 0 | 0 | 0 | 0 | 0
STWD | 0 | 0 | 0 | 0 | 0 | 0
WT | 0 | 0 | 0 | 0 | 0 | 0
IGCC | 0 | 0 | 0 | 0 | 0 | 0
DemandResponse | 0 | 0 | 0 | 0 | 0 | 0
IGCC-CCS | 0 | 0 | 0 | 0 | 0 | 0
WT_off | 0 | 0 | 0 | 0 | 0 | 0
PseudoUnit | 0 | 0 | 0 | 0 | 0 | 0
FixedInterchange | 0 | 0 | 0 | 0 | 0 | 0
NOx Emissions (MMshortTons): PJM_ROR
ReportingType | 2015 | 2020 | 2025 | 2030 | 2035 | 2040
BM | 0 | 0 | 0 | 0 | 0 | 0
CC | 0 | 0.01 | 0 | 0 | 0.01 | 0.01
CSP | 0 | 0 | 0 | 0 | 0 | 0
CT | 0 | 0 | 0 | 0 | 0 | 0
Coal | 0.27 | 0.18 | 0.18 | 0.18 | 0.18 | 0.18
Geo | 0 | 0 | 0 | 0 | 0 | 0
H | 0 | 0 | 0 | 0 | 0 | 0
LFG | 0 | 0 | 0 | 0 | 0 | 0
Nuc | 0 | 0 | 0 | 0 | 0 | 0
PS | 0 | 0 | 0 | 0 | 0 | 0
PV | 0 | 0 | 0 | 0 | 0 | 0
PeakG | 0 | 0 | 0 | 0 | 0 | 0
PeakO | 0 | 0 | 0 | 0 | 0 | 0
ST | 0 | 0 | 0 | 0 | 0 | 0
STOG | 0 | 0 | 0 | 0 | 0 | 0
STWD | 0 | 0 | 0 | 0 | 0 | 0
WT | 0 | 0 | 0 | 0 | 0 | 0
IGCC | 0 | 0 | 0 | 0 | 0 | 0
DemandResponse | 0 | 0 | 0 | 0 | 0 | 0
IGCC-CCS | 0 | 0 | 0 | 0 | 0 | 0
WT_off | 0 | 0 | 0 | 0 | 0 | 0
PseudoUnit | 0 | 0 | 0 | 0 | 0 | 0
FixedInterchange | 0 | 0 | 0 | 0 | 0 | 0
NOx Emissions (MMshortTons): SOCO
ReportingType | 2015 | 2020 | 2025 | 2030 | 2035 | 2040
BM | 0 | 0 | 0 | 0 | 0 | 0
CC | 0.01 | 0.01 | 0.01 | 0.01 | 0.01 | 0
CSP | 0 | 0 | 0 | 0 | 0 | 0
CT | 0 | 0 | 0 | 0 | 0 | 0
Coal | 0.06 | 0.06 | 0.06 | 0.07 | 0.07 | 0.08
Geo | 0 | 0 | 0 | 0 | 0 | 0
H | 0 | 0 | 0 | 0 | 0 | 0
LFG | 0 | 0 | 0 | 0 | 0 | 0
Nuc | 0 | 0 | 0 | 0 | 0 | 0
PS | 0 | 0 | 0 | 0 | 0 | 0
PV | 0 | 0 | 0 | 0 | 0 | 0
PeakG | 0 | 0 | 0 | 0 | 0 | 0
PeakO | 0 | 0 | 0 | 0 | 0 | 0
ST | 0 | 0 | 0 | 0 | 0 | 0
STOG | 0 | 0 | 0 | 0 | 0 | 0
STWD | 0 | 0 | 0 | 0 | 0 | 0
WT | 0 | 0 | 0 | 0 | 0 | 0
IGCC | 0 | 0 | 0 | 0 | 0 | 0
DemandResponse | 0 | 0 | 0 | 0 | 0 | 0
IGCC-CCS | 0 | 0 | 0 | 0 | 0 | 0
WT_off | 0 | 0 | 0 | 0 | 0 | 0
PseudoUnit | 0 | 0 | 0 | 0 | 0 | 0
FixedInterchange | 0 | 0 | 0 | 0 | 0 | 0
NOx Emissions (MMshortTons): SPP_N
ReportingType | 2015 | 2020 | 2025 | 2030 | 2035 | 2040
BM | 0 | 0 | 0 | 0 | 0 | 0
CC | 0 | 0 | 0 | 0 | 0 | 0
CSP | 0 | 0 | 0 | 0 | 0 | 0
CT | 0 | 0 | 0 | 0 | 0 | 0
Coal | 0.06 | 0.05 | 0.05 | 0.03 | 0.04 | 0.03
Geo | 0 | 0 | 0 | 0 | 0 | 0
H | 0 | 0 | 0 | 0 | 0 | 0
LFG | 0 | 0 | 0 | 0 | 0 | 0
Nuc | 0 | 0 | 0 | 0 | 0 | 0
PS | 0 | 0 | 0 | 0 | 0 | 0
PV | 0 | 0 | 0 | 0 | 0 | 0
PeakG | 0 | 0 | 0 | 0 | 0 | 0
PeakO | 0 | 0 | 0 | 0 | 0 | 0
ST | 0 | 0 | 0 | 0 | 0 | 0
STOG | 0 | 0 | 0 | 0 | 0 | 0
STWD | 0 | 0 | 0 | 0 | 0 | 0
WT | 0 | 0 | 0 | 0 | 0 | 0
IGCC | 0 | 0 | 0 | 0 | 0 | 0
DemandResponse | 0 | 0 | 0 | 0 | 0 | 0
IGCC-CCS | 0 | 0 | 0 | 0 | 0 | 0
WT_off | 0 | 0 | 0 | 0 | 0 | 0
PseudoUnit | 0 | 0 | 0 | 0 | 0 | 0
FixedInterchange | 0 | 0 | 0 | 0 | 0 | 0
NOx Emissions (MMshortTons): SPP_S
ReportingType | 2015 | 2020 | 2025 | 2030 | 2035 | 2040
BM | 0 | 0 | 0 | 0 | 0 | 0
CC | 0 | 0 | 0 | 0 | 0 | 0
CSP | 0 | 0 | 0 | 0 | 0 | 0
CT | 0 | 0 | 0 | 0 | 0 | 0
Coal | 0.11 | 0.09 | 0.04 | 0.02 | 0.03 | 0.02
Geo | 0 | 0 | 0 | 0 | 0 | 0
H | 0 | 0 | 0 | 0 | 0 | 0
LFG | 0 | 0 | 0 | 0 | 0 | 0
Nuc | 0 | 0 | 0 | 0 | 0 | 0
PS | 0 | 0 | 0 | 0 | 0 | 0
PV | 0 | 0 | 0 | 0 | 0 | 0
PeakG | 0 | 0 | 0 | 0 | 0 | 0
PeakO | 0 | 0 | 0 | 0 | 0 | 0
ST | 0 | 0 | 0 | 0 | 0 | 0
STOG | 0 | 0 | 0 | 0 | 0 | 0
STWD | 0 | 0 | 0 | 0 | 0 | 0
WT | 0 | 0 | 0 | 0 | 0 | 0
IGCC | 0 | 0 | 0 | 0 | 0 | 0
DemandResponse | 0 | 0 | 0 | 0 | 0 | 0
IGCC-CCS | 0 | 0 | 0 | 0 | 0 | 0
WT_off | 0 | 0 | 0 | 0 | 0 | 0
PseudoUnit | 0 | 0 | 0 | 0 | 0 | 0
FixedInterchange | 0 | 0 | 0 | 0 | 0 | 0
NOx Emissions (MMshortTons): TVA
ReportingType | 2015 | 2020 | 2025 | 2030 | 2035 | 2040
BM | 0 | 0 | 0 | 0 | 0 | 0
CC | 0 | 0 | 0 | 0 | 0 | 0
CSP | 0 | 0 | 0 | 0 | 0 | 0
CT | 0 | 0 | 0 | 0 | 0 | 0
Coal | 0.06 | 0.06 | 0.06 | 0.06 | 0.06 | 0.06
Geo | 0 | 0 | 0 | 0 | 0 | 0
H | 0 | 0 | 0 | 0 | 0 | 0
LFG | 0 | 0 | 0 | 0 | 0 | 0
Nuc | 0 | 0 | 0 | 0 | 0 | 0
PS | 0 | 0 | 0 | 0 | 0 | 0
PV | 0 | 0 | 0 | 0 | 0 | 0
PeakG | 0 | 0 | 0 | 0 | 0 | 0
PeakO | 0 | 0 | 0 | 0 | 0 | 0
ST | 0 | 0 | 0 | 0 | 0 | 0
STOG | 0 | 0 | 0 | 0 | 0 | 0
STWD | 0 | 0 | 0 | 0 | 0 | 0
WT | 0 | 0 | 0 | 0 | 0 | 0
IGCC | 0 | 0 | 0 | 0 | 0 | 0
DemandResponse | 0 | 0 | 0 | 0 | 0 | 0
IGCC-CCS | 0 | 0 | 0 | 0 | 0 | 0
WT_off | 0 | 0 | 0 | 0 | 0 | 0
PseudoUnit | 0 | 0 | 0 | 0 | 0 | 0
FixedInterchange | 0 | 0 | 0 | 0 | 0 | 0
NOx Emissions (MMshortTons): TVA_Transmission
ReportingType | 2015 | 2020 | 2025 | 2030 | 2035 | 2040
BM | 0 | 0 | 0 | 0 | 0 | 0
CC | 0 | 0 | 0 | 0 | 0 | 0
CSP | 0 | 0 | 0 | 0 | 0 | 0
CT | 0 | 0 | 0 | 0 | 0 | 0
Coal | 0 | 0 | 0 | 0 | 0 | 0
Geo | 0 | 0 | 0 | 0 | 0 | 0
H | 0 | 0 | 0 | 0 | 0 | 0
LFG | 0 | 0 | 0 | 0 | 0 | 0
Nuc | 0 | 0 | 0 | 0 | 0 | 0
PS | 0 | 0 | 0 | 0 | 0 | 0
PV | 0 | 0 | 0 | 0 | 0 | 0
PeakG | 0 | 0 | 0 | 0 | 0 | 0
PeakO | 0 | 0 | 0 | 0 | 0 | 0
ST | 0 | 0 | 0 | 0 | 0 | 0
STOG | 0 | 0 | 0 | 0 | 0 | 0
STWD | 0 | 0 | 0 | 0 | 0 | 0
WT | 0 | 0 | 0 | 0 | 0 | 0
IGCC | 0 | 0 | 0 | 0 | 0 | 0
DemandResponse | 0 | 0 | 0 | 0 | 0 | 0
IGCC-CCS | 0 | 0 | 0 | 0 | 0 | 0
WT_off | 0 | 0 | 0 | 0 | 0 | 0
PseudoUnit | 0 | 0 | 0 | 0 | 0 | 0
FixedInterchange | 0 | 0 | 0 | 0 | 0 | 0
NOx Emissions (MMshortTons): VACAR
ReportingType | 2015 | 2020 | 2025 | 2030 | 2035 | 2040
BM | 0 | 0 | 0 | 0 | 0 | 0
CC | 0 | 0 | 0 | 0 | 0 | 0.01
CSP | 0 | 0 | 0 | 0 | 0 | 0
CT | 0 | 0 | 0 | 0 | 0 | 0
Coal | 0.04 | 0.03 | 0.04 | 0.04 | 0.05 | 0.05
Geo | 0 | 0 | 0 | 0 | 0 | 0
H | 0 | 0 | 0 | 0 | 0 | 0
LFG | 0 | 0 | 0 | 0 | 0 | 0
Nuc | 0 | 0 | 0 | 0 | 0 | 0
PS | 0 | 0 | 0 | 0 | 0 | 0
PV | 0 | 0 | 0 | 0 | 0 | 0
PeakG | 0 | 0 | 0 | 0 | 0 | 0
PeakO | 0 | 0 | 0 | 0 | 0 | 0
ST | 0 | 0 | 0 | 0 | 0 | 0
STOG | 0 | 0 | 0 | 0 | 0 | 0
STWD | 0 | 0 | 0 | 0 | 0 | 0
WT | 0 | 0 | 0 | 0 | 0 | 0
IGCC | 0 | 0 | 0 | 0 | 0 | 0
DemandResponse | 0 | 0 | 0 | 0 | 0 | 0
IGCC-CCS | 0 | 0 | 0 | 0 | 0 | 0
WT_off | 0 | 0 | 0 | 0 | 0 | 0
PseudoUnit | 0 | 0 | 0 | 0 | 0 | 0
FixedInterchange | 0 | 0 | 0 | 0 | 0 | 0
NOx Emissions (MMshortTons): IESO
ReportingType | 2015 | 2020 | 2025 | 2030 | 2035 | 2040
BM | 0 | 0 | 0 | 0 | 0 | 0
CC | 0 | 0 | 0 | 0 | 0 | 0
CSP | 0 | 0 | 0 | 0 | 0 | 0
CT | 0 | 0 | 0 | 0 | 0 | 0
Coal | 0 | 0 | 0 | 0 | 0 | 0
Geo | 0 | 0 | 0 | 0 | 0 | 0
H | 0 | 0 | 0 | 0 | 0 | 0
LFG | 0 | 0 | 0 | 0 | 0 | 0
Nuc | 0 | 0 | 0 | 0 | 0 | 0
PS | 0 | 0 | 0 | 0 | 0 | 0
PV | 0 | 0 | 0 | 0 | 0 | 0
PeakG | 0 | 0 | 0 | 0 | 0 | 0
PeakO | 0 | 0 | 0 | 0 | 0 | 0
ST | 0 | 0 | 0 | 0 | 0 | 0
STOG | 0 | 0 | 0 | 0 | 0 | 0
STWD | 0 | 0 | 0 | 0 | 0 | 0
WT | 0 | 0 | 0 | 0 | 0 | 0
IGCC | 0 | 0 | 0 | 0 | 0 | 0
DemandResponse | 0 | 0 | 0 | 0 | 0 | 0
IGCC-CCS | 0 | 0 | 0 | 0 | 0 | 0
WT_off | 0 | 0 | 0 | 0 | 0 | 0
PseudoUnit | 0 | 0 | 0 | 0 | 0 | 0
FixedInterchange | 0 | 0 | 0 | 0 | 0 | 0
NOx Emissions (MMshortTons): MAPP_CA
ReportingType | 2015 | 2020 | 2025 | 2030 | 2035 | 2040
BM | 0 | 0 | 0 | 0 | 0 | 0
CC | 0 | 0 | 0 | 0 | 0 | 0
CSP | 0 | 0 | 0 | 0 | 0 | 0
CT | 0 | 0 | 0 | 0 | 0 | 0
Coal | 0 | 0 | 0 | 0 | 0 | 0
Geo | 0 | 0 | 0 | 0 | 0 | 0
H | 0 | 0 | 0 | 0 | 0 | 0
LFG | 0 | 0 | 0 | 0 | 0 | 0
Nuc | 0 | 0 | 0 | 0 | 0 | 0
PS | 0 | 0 | 0 | 0 | 0 | 0
PV | 0 | 0 | 0 | 0 | 0 | 0
PeakG | 0 | 0 | 0 | 0 | 0 | 0
PeakO | 0 | 0 | 0 | 0 | 0 | 0
ST | 0 | 0 | 0 | 0 | 0 | 0
STOG | 0 | 0 | 0 | 0 | 0 | 0
STWD | 0 | 0 | 0 | 0 | 0 | 0
WT | 0 | 0 | 0 | 0 | 0 | 0
IGCC | 0 | 0 | 0 | 0 | 0 | 0
DemandResponse | 0 | 0 | 0 | 0 | 0 | 0
IGCC-CCS | 0 | 0 | 0 | 0 | 0 | 0
WT_off | 0 | 0 | 0 | 0 | 0 | 0
PseudoUnit | 0 | 0 | 0 | 0 | 0 | 0
FixedInterchange | 0 | 0 | 0 | 0 | 0 | 0
NOx Emissions (MMshortTons): AZ_NM_SNV_Coal
ReportingType | 2015 | 2020 | 2025 | 2030 | 2035 | 2040
BM | 0 | 0 | 0 | 0 | 0 | 0
CC | 0 | 0 | 0 | 0 | 0 | 0
CSP | 0 | 0 | 0 | 0 | 0 | 0
CT | 0 | 0 | 0 | 0 | 0 | 0
Coal | 0.12 | 0.12 | 0.12 | 0.12 | 0.13 | 0.15
Geo | 0 | 0 | 0 | 0 | 0 | 0
H | 0 | 0 | 0 | 0 | 0 | 0
LFG | 0 | 0 | 0 | 0 | 0 | 0
Nuc | 0 | 0 | 0 | 0 | 0 | 0
PS | 0 | 0 | 0 | 0 | 0 | 0
PV | 0 | 0 | 0 | 0 | 0 | 0
PeakG | 0 | 0 | 0 | 0 | 0 | 0
PeakO | 0 | 0 | 0 | 0 | 0 | 0
ST | 0 | 0 | 0 | 0 | 0 | 0
STOG | 0 | 0 | 0 | 0 | 0 | 0
STWD | 0 | 0 | 0 | 0 | 0 | 0
WT | 0 | 0 | 0 | 0 | 0 | 0
IGCC | 0 | 0 | 0 | 0 | 0 | 0
DemandResponse | 0 | 0 | 0 | 0 | 0 | 0
IGCC-CCS | 0 | 0 | 0 | 0 | 0 | 0
WT_off | 0 | 0 | 0 | 0 | 0 | 0
PseudoUnit | 0 | 0 | 0 | 0 | 0 | 0
FixedInterchange | 0 | 0 | 0 | 0 | 0 | 0
NOx Emissions (MMshortTons): AZ_NM_SNV_Gas
ReportingType | 2015 | 2020 | 2025 | 2030 | 2035 | 2040
BM | 0 | 0 | 0 | 0 | 0 | 0
CC | 0.01 | 0.01 | 0.01 | 0.01 | 0.01 | 0.01
CSP | 0 | 0 | 0 | 0 | 0 | 0
CT | 0 | 0 | 0 | 0 | 0 | 0
Coal | 0 | 0 | 0 | 0 | 0 | 0
Geo | 0 | 0 | 0 | 0 | 0 | 0
H | 0 | 0 | 0 | 0 | 0 | 0
LFG | 0 | 0 | 0 | 0 | 0 | 0
Nuc | 0 | 0 | 0 | 0 | 0 | 0
PS | 0 | 0 | 0 | 0 | 0 | 0
PV | 0 | 0 | 0 | 0 | 0 | 0
PeakG | 0 | 0 | 0 | 0 | 0 | 0
PeakO | 0 | 0 | 0 | 0 | 0 | 0
ST | 0 | 0 | 0 | 0 | 0 | 0
STOG | 0 | 0 | 0 | 0 | 0 | 0
STWD | 0 | 0 | 0 | 0 | 0 | 0
WT | 0 | 0 | 0 | 0 | 0 | 0
IGCC | 0 | 0 | 0 | 0 | 0 | 0
DemandResponse | 0 | 0 | 0 | 0 | 0 | 0
IGCC-CCS | 0 | 0 | 0 | 0 | 0 | 0
WT_off | 0 | 0 | 0 | 0 | 0 | 0
PseudoUnit | 0 | 0 | 0 | 0 | 0 | 0
FixedInterchange | 0 | 0 | 0 | 0 | 0 | 0
NOx Emissions (MMshortTons): AZ_NM_SNV_NucRenew
ReportingType | 2015 | 2020 | 2025 | 2030 | 2035 | 2040
BM | 0 | 0 | 0 | 0 | 0 | 0
CC | 0 | 0 | 0 | 0 | 0 | 0
CSP | 0 | 0 | 0 | 0 | 0 | 0
CT | 0 | 0 | 0 | 0 | 0 | 0
Coal | 0 | 0 | 0 | 0 | 0 | 0
Geo | 0 | 0 | 0 | 0 | 0 | 0
H | 0 | 0 | 0 | 0 | 0 | 0
LFG | 0 | 0 | 0 | 0 | 0 | 0
Nuc | 0 | 0 | 0 | 0 | 0 | 0
PS | 0 | 0 | 0 | 0 | 0 | 0
PV | 0 | 0 | 0 | 0 | 0 | 0
PeakG | 0 | 0 | 0 | 0 | 0 | 0
PeakO | 0 | 0 | 0 | 0 | 0 | 0
ST | 0 | 0 | 0 | 0 | 0 | 0
STOG | 0 | 0 | 0 | 0 | 0 | 0
STWD | 0 | 0 | 0 | 0 | 0 | 0
WT | 0 | 0 | 0 | 0 | 0 | 0
IGCC | 0 | 0 | 0 | 0 | 0 | 0
DemandResponse | 0 | 0 | 0 | 0 | 0 | 0
IGCC-CCS | 0 | 0 | 0 | 0 | 0 | 0
WT_off | 0 | 0 | 0 | 0 | 0 | 0
PseudoUnit | 0 | 0 | 0 | 0 | 0 | 0
FixedInterchange | 0 | 0 | 0 | 0 | 0 | 0
NOx Emissions (MMshortTons): ERCOT
ReportingType | 2015 | 2020 | 2025 | 2030 | 2035 | 2040
BM | 0 | 0 | 0 | 0 | 0 | 0
CC | 0.01 | 0.01 | 0.01 | 0.01 | 0.01 | 0.01
CSP | 0 | 0 | 0 | 0 | 0 | 0
CT | 0 | 0 | 0 | 0 | 0 | 0
Coal | 0.08 | 0.09 | 0.09 | 0.09 | 0.09 | 0.09
Geo | 0 | 0 | 0 | 0 | 0 | 0
H | 0 | 0 | 0 | 0 | 0 | 0
LFG | 0 | 0 | 0 | 0 | 0 | 0
Nuc | 0 | 0 | 0 | 0 | 0 | 0
PS | 0 | 0 | 0 | 0 | 0 | 0
PV | 0 | 0 | 0 | 0 | 0 | 0
PeakG | 0 | 0 | 0 | 0 | 0 | 0
PeakO | 0 | 0 | 0 | 0 | 0 | 0
ST | 0 | 0 | 0 | 0 | 0 | 0
STOG | 0 | 0 | 0 | 0 | 0 | 0
STWD | 0 | 0 | 0 | 0 | 0 | 0
WT | 0 | 0 | 0 | 0 | 0 | 0
IGCC | 0 | 0 | 0 | 0 | 0 | 0
DemandResponse | 0 | 0 | 0 | 0 | 0 | 0
IGCC-CCS | 0 | 0 | 0 | 0 | 0 | 0
WT_off | 0 | 0 | 0 | 0 | 0 | 0
PseudoUnit | 0 | 0 | 0 | 0 | 0 | 0
FixedInterchange | 0 | 0 | 0 | 0 | 0 | 0
NOx Emissions (MMshortTons): NP15
ReportingType | 2015 | 2020 | 2025 | 2030 | 2035 | 2040
BM | 0 | 0 | 0 | 0 | 0 | 0
CC | 0 | 0 | 0 | 0 | 0 | 0
CSP | 0 | 0 | 0 | 0 | 0 | 0
CT | 0 | 0 | 0 | 0 | 0 | 0
Coal | 0 | 0 | 0 | 0 | 0 | 0
Geo | 0 | 0 | 0 | 0 | 0 | 0
H | 0 | 0 | 0 | 0 | 0 | 0
LFG | 0 | 0 | 0 | 0 | 0 | 0
Nuc | 0 | 0 | 0 | 0 | 0 | 0
PS | 0 | 0 | 0 | 0 | 0 | 0
PV | 0 | 0 | 0 | 0 | 0 | 0
PeakG | 0 | 0 | 0 | 0 | 0 | 0
PeakO | 0 | 0 | 0 | 0 | 0 | 0
ST | 0 | 0 | 0 | 0 | 0 | 0
STOG | 0 | 0 | 0 | 0 | 0 | 0
STWD | 0 | 0 | 0 | 0 | 0 | 0
WT | 0 | 0 | 0 | 0 | 0 | 0
IGCC | 0 | 0 | 0 | 0 | 0 | 0
DemandResponse | 0 | 0 | 0 | 0 | 0 | 0
IGCC-CCS | 0 | 0 | 0 | 0 | 0 | 0
WT_off | 0 | 0 | 0 | 0 | 0 | 0
PseudoUnit | 0 | 0 | 0 | 0 | 0 | 0
FixedInterchange | 0 | 0 | 0 | 0 | 0 | 0
NOx Emissions (MMshortTons): NWPP_Coal
ReportingType | 2015 | 2020 | 2025 | 2030 | 2035 | 2040
BM | 0 | 0 | 0 | 0 | 0 | 0
CC | 0 | 0 | 0 | 0 | 0 | 0
CSP | 0 | 0 | 0 | 0 | 0 | 0
CT | 0 | 0 | 0 | 0 | 0 | 0
Coal | 0.15 | 0.15 | 0.15 | 0.15 | 0.15 | 0.15
Geo | 0 | 0 | 0 | 0 | 0 | 0
H | 0 | 0 | 0 | 0 | 0 | 0
LFG | 0 | 0 | 0 | 0 | 0 | 0
Nuc | 0 | 0 | 0 | 0 | 0 | 0
PS | 0 | 0 | 0 | 0 | 0 | 0
PV | 0 | 0 | 0 | 0 | 0 | 0
PeakG | 0 | 0 | 0 | 0 | 0 | 0
PeakO | 0 | 0 | 0 | 0 | 0 | 0
ST | 0 | 0 | 0 | 0 | 0 | 0
STOG | 0 | 0 | 0 | 0 | 0 | 0
STWD | 0 | 0 | 0 | 0 | 0 | 0
WT | 0 | 0 | 0 | 0 | 0 | 0
IGCC | 0 | 0 | 0 | 0 | 0 | 0
DemandResponse | 0 | 0 | 0 | 0 | 0 | 0
IGCC-CCS | 0 | 0 | 0 | 0 | 0 | 0
WT_off | 0 | 0 | 0 | 0 | 0 | 0
PseudoUnit | 0 | 0 | 0 | 0 | 0 | 0
FixedInterchange | 0 | 0 | 0 | 0 | 0 | 0
NOx Emissions (MMshortTons): NWPP_Gas
ReportingType | 2015 | 2020 | 2025 | 2030 | 2035 | 2040
BM | 0 | 0 | 0 | 0 | 0 | 0
CC | 0 | 0 | 0 | 0.01 | 0.01 | 0.01
CSP | 0 | 0 | 0 | 0 | 0 | 0
CT | 0 | 0 | 0 | 0 | 0 | 0
Coal | 0 | 0 | 0 | 0 | 0 | 0
Geo | 0 | 0 | 0 | 0 | 0 | 0
H | 0 | 0 | 0 | 0 | 0 | 0
LFG | 0 | 0 | 0 | 0 | 0 | 0
Nuc | 0 | 0 | 0 | 0 | 0 | 0
PS | 0 | 0 | 0 | 0 | 0 | 0
PV | 0 | 0 | 0 | 0 | 0 | 0
PeakG | 0 | 0 | 0 | 0 | 0 | 0
PeakO | 0 | 0 | 0 | 0 | 0 | 0
ST | 0 | 0 | 0 | 0 | 0 | 0
STOG | 0 | 0 | 0 | 0 | 0 | 0
STWD | 0 | 0 | 0 | 0 | 0 | 0
WT | 0 | 0 | 0 | 0 | 0 | 0
IGCC | 0 | 0 | 0 | 0 | 0 | 0
DemandResponse | 0 | 0 | 0 | 0 | 0 | 0
IGCC-CCS | 0 | 0 | 0 | 0 | 0 | 0
WT_off | 0 | 0 | 0 | 0 | 0 | 0
PseudoUnit | 0 | 0 | 0 | 0 | 0 | 0
FixedInterchange | 0 | 0 | 0 | 0 | 0 | 0
NOx Emissions (MMshortTons): NWPP_NucRenew
ReportingType | 2015 | 2020 | 2025 | 2030 | 2035 | 2040
BM | 0 | 0 | 0 | 0 | 0 | 0
CC | 0 | 0 | 0 | 0 | 0 | 0
CSP | 0 | 0 | 0 | 0 | 0 | 0
CT | 0 | 0 | 0 | 0 | 0 | 0
Coal | 0 | 0 | 0 | 0 | 0 | 0
Geo | 0 | 0 | 0 | 0 | 0 | 0
H | 0 | 0 | 0 | 0 | 0 | 0
LFG | 0 | 0 | 0 | 0 | 0 | 0
Nuc | 0 | 0 | 0 | 0 | 0 | 0
PS | 0 | 0 | 0 | 0 | 0 | 0
PV | 0 | 0 | 0 | 0 | 0 | 0
PeakG | 0 | 0 | 0 | 0 | 0 | 0
PeakO | 0 | 0 | 0 | 0 | 0 | 0
ST | 0 | 0 | 0 | 0 | 0 | 0
STOG | 0 | 0 | 0 | 0 | 0 | 0
STWD | 0 | 0 | 0 | 0 | 0 | 0
WT | 0 | 0 | 0 | 0 | 0 | 0
IGCC | 0 | 0 | 0 | 0 | 0 | 0
DemandResponse | 0 | 0 | 0 | 0 | 0 | 0
IGCC-CCS | 0 | 0 | 0 | 0 | 0 | 0
WT_off | 0 | 0 | 0 | 0 | 0 | 0
PseudoUnit | 0 | 0 | 0 | 0 | 0 | 0
FixedInterchange | 0 | 0 | 0 | 0 | 0 | 0
NOx Emissions (MMshortTons): RMPA
ReportingType | 2015 | 2020 | 2025 | 2030 | 2035 | 2040
BM | 0 | 0 | 0 | 0 | 0 | 0
CC | 0 | 0 | 0 | 0 | 0 | 0
CSP | 0 | 0 | 0 | 0 | 0 | 0
CT | 0 | 0 | 0 | 0 | 0 | 0
Coal | 0.06 | 0.06 | 0.05 | 0.05 | 0.06 | 0.06
Geo | 0 | 0 | 0 | 0 | 0 | 0
H | 0 | 0 | 0 | 0 | 0 | 0
LFG | 0 | 0 | 0 | 0 | 0 | 0
Nuc | 0 | 0 | 0 | 0 | 0 | 0
PS | 0 | 0 | 0 | 0 | 0 | 0
PV | 0 | 0 | 0 | 0 | 0 | 0
PeakG | 0 | 0 | 0 | 0 | 0 | 0
PeakO | 0 | 0 | 0 | 0 | 0 | 0
ST | 0 | 0 | 0 | 0 | 0 | 0
STOG | 0 | 0 | 0 | 0 | 0 | 0
STWD | 0 | 0 | 0 | 0 | 0 | 0
WT | 0 | 0 | 0 | 0 | 0 | 0
IGCC | 0 | 0 | 0 | 0 | 0 | 0
DemandResponse | 0 | 0 | 0 | 0 | 0 | 0
IGCC-CCS | 0 | 0 | 0 | 0 | 0 | 0
WT_off | 0 | 0 | 0 | 0 | 0 | 0
PseudoUnit | 0 | 0 | 0 | 0 | 0 | 0
FixedInterchange | 0 | 0 | 0 | 0 | 0 | 0
NOx Emissions (MMshortTons): SP15
ReportingType | 2015 | 2020 | 2025 | 2030 | 2035 | 2040
BM | 0 | 0 | 0 | 0 | 0 | 0
CC | 0 | 0 | 0 | 0 | 0 | 0
CSP | 0 | 0 | 0 | 0 | 0 | 0
CT | 0 | 0 | 0 | 0 | 0 | 0
Coal | 0 | 0 | 0 | 0 | 0 | 0
Geo | 0 | 0 | 0 | 0 | 0 | 0
H | 0 | 0 | 0 | 0 | 0 | 0
LFG | 0 | 0 | 0 | 0 | 0 | 0
Nuc | 0 | 0 | 0 | 0 | 0 | 0
PS | 0 | 0 | 0 | 0 | 0 | 0
PV | 0 | 0 | 0 | 0 | 0 | 0
PeakG | 0 | 0 | 0 | 0 | 0 | 0
PeakO | 0 | 0 | 0 | 0 | 0 | 0
ST | 0 | 0 | 0 | 0 | 0 | 0
STOG | 0 | 0 | 0 | 0 | 0 | 0
STWD | 0 | 0 | 0 | 0 | 0 | 0
WT | 0 | 0 | 0 | 0 | 0 | 0
IGCC | 0 | 0 | 0 | 0 | 0 | 0
DemandResponse | 0 | 0 | 0 | 0 | 0 | 0
IGCC-CCS | 0 | 0 | 0 | 0 | 0 | 0
WT_off | 0 | 0 | 0 | 0 | 0 | 0
PseudoUnit | 0 | 0 | 0 | 0 | 0 | 0
FixedInterchange | 0 | 0 | 0 | 0 | 0 | 0
NOx Emissions (MMshortTons): ALB
ReportingType | 2015 | 2020 | 2025 | 2030 | 2035 | 2040
BM | 0 | 0 | 0 | 0 | 0 | 0
CC | 0 | 0 | 0 | 0 | 0 | 0
CSP | 0 | 0 | 0 | 0 | 0 | 0
CT | 0 | 0 | 0 | 0 | 0 | 0
Coal | 0.01 | 0.01 | 0.01 | 0.01 | 0.01 | 0.01
Geo | 0 | 0 | 0 | 0 | 0 | 0
H | 0 | 0 | 0 | 0 | 0 | 0
LFG | 0 | 0 | 0 | 0 | 0 | 0
Nuc | 0 | 0 | 0 | 0 | 0 | 0
PS | 0 | 0 | 0 | 0 | 0 | 0
PV | 0 | 0 | 0 | 0 | 0 | 0
PeakG | 0 | 0 | 0 | 0 | 0 | 0
PeakO | 0 | 0 | 0 | 0 | 0 | 0
ST | 0 | 0 | 0 | 0 | 0 | 0
STOG | 0 | 0 | 0 | 0 | 0 | 0
STWD | 0 | 0 | 0 | 0 | 0 | 0
WT | 0 | 0 | 0 | 0 | 0 | 0
IGCC | 0 | 0 | 0 | 0 | 0 | 0
DemandResponse | 0 | 0 | 0 | 0 | 0 | 0
IGCC-CCS | 0 | 0 | 0 | 0 | 0 | 0
WT_off | 0 | 0 | 0 | 0 | 0 | 0
PseudoUnit | 0 | 0 | 0 | 0 | 0 | 0
FixedInterchange | 0 | 0 | 0 | 0 | 0 | 0
NOx Emissions (MMshortTons): BC
ReportingType | 2015 | 2020 | 2025 | 2030 | 2035 | 2040
BM | 0 | 0 | 0 | 0 | 0 | 0
CC | 0 | 0 | 0 | 0 | 0 | 0
CSP | 0 | 0 | 0 | 0 | 0 | 0
CT | 0 | 0 | 0 | 0 | 0 | 0
Coal | 0 | 0 | 0 | 0 | 0 | 0
Geo | 0 | 0 | 0 | 0 | 0 | 0
H | 0 | 0 | 0 | 0 | 0 | 0
LFG | 0 | 0 | 0 | 0 | 0 | 0
Nuc | 0 | 0 | 0 | 0 | 0 | 0
PS | 0 | 0 | 0 | 0 | 0 | 0
PV | 0 | 0 | 0 | 0 | 0 | 0
PeakG | 0 | 0 | 0 | 0 | 0 | 0
PeakO | 0 | 0 | 0 | 0 | 0 | 0
ST | 0 | 0 | 0 | 0 | 0 | 0
STOG | 0 | 0 | 0 | 0 | 0 | 0
STWD | 0 | 0 | 0 | 0 | 0 | 0
WT | 0 | 0 | 0 | 0 | 0 | 0
IGCC | 0 | 0 | 0 | 0 | 0 | 0
DemandResponse | 0 | 0 | 0 | 0 | 0 | 0
IGCC-CCS | 0 | 0 | 0 | 0 | 0 | 0
WT_off | 0 | 0 | 0 | 0 | 0 | 0
PseudoUnit | 0 | 0 | 0 | 0 | 0 | 0
FixedInterchange | 0 | 0 | 0 | 0 | 0 | 0
NOx Emissions (MMshortTons): HQ_IESO
ReportingType | 2015 | 2020 | 2025 | 2030 | 2035 | 2040
BM | 0 | 0 | 0 | 0 | 0 | 0
CC | 0 | 0 | 0 | 0 | 0 | 0
CSP | 0 | 0 | 0 | 0 | 0 | 0
CT | 0 | 0 | 0 | 0 | 0 | 0
Coal | 0 | 0 | 0 | 0 | 0 | 0
Geo | 0 | 0 | 0 | 0 | 0 | 0
H | 0 | 0 | 0 | 0 | 0 | 0
LFG | 0 | 0 | 0 | 0 | 0 | 0
Nuc | 0 | 0 | 0 | 0 | 0 | 0
PS | 0 | 0 | 0 | 0 | 0 | 0
PV | 0 | 0 | 0 | 0 | 0 | 0
PeakG | 0 | 0 | 0 | 0 | 0 | 0
PeakO | 0 | 0 | 0 | 0 | 0 | 0
ST | 0 | 0 | 0 | 0 | 0 | 0
STOG | 0 | 0 | 0 | 0 | 0 | 0
STWD | 0 | 0 | 0 | 0 | 0 | 0
WT | 0 | 0 | 0 | 0 | 0 | 0
IGCC | 0 | 0 | 0 | 0 | 0 | 0
DemandResponse | 0 | 0 | 0 | 0 | 0 | 0
IGCC-CCS | 0 | 0 | 0 | 0 | 0 | 0
WT_off | 0 | 0 | 0 | 0 | 0 | 0
PseudoUnit | 0 | 0 | 0 | 0 | 0 | 0
FixedInterchange | 0 | 0 | 0 | 0 | 0 | 0
NOx Emissions (MMshortTons): HQ_NEISO
ReportingType | 2015 | 2020 | 2025 | 2030 | 2035 | 2040
BM | 0 | 0 | 0 | 0 | 0 | 0
CC | 0 | 0 | 0 | 0 | 0 | 0
CSP | 0 | 0 | 0 | 0 | 0 | 0
CT | 0 | 0 | 0 | 0 | 0 | 0
Coal | 0 | 0 | 0 | 0 | 0 | 0
Geo | 0 | 0 | 0 | 0 | 0 | 0
H | 0 | 0 | 0 | 0 | 0 | 0
LFG | 0 | 0 | 0 | 0 | 0 | 0
Nuc | 0 | 0 | 0 | 0 | 0 | 0
PS | 0 | 0 | 0 | 0 | 0 | 0
PV | 0 | 0 | 0 | 0 | 0 | 0
PeakG | 0 | 0 | 0 | 0 | 0 | 0
PeakO | 0 | 0 | 0 | 0 | 0 | 0
ST | 0 | 0 | 0 | 0 | 0 | 0
STOG | 0 | 0 | 0 | 0 | 0 | 0
STWD | 0 | 0 | 0 | 0 | 0 | 0
WT | 0 | 0 | 0 | 0 | 0 | 0
IGCC | 0 | 0 | 0 | 0 | 0 | 0
DemandResponse | 0 | 0 | 0 | 0 | 0 | 0
IGCC-CCS | 0 | 0 | 0 | 0 | 0 | 0
WT_off | 0 | 0 | 0 | 0 | 0 | 0
PseudoUnit | 0 | 0 | 0 | 0 | 0 | 0
FixedInterchange | 0 | 0 | 0 | 0 | 0 | 0
NOx Emissions (MMshortTons): HQ_NY
ReportingType | 2015 | 2020 | 2025 | 2030 | 2035 | 2040
BM | 0 | 0 | 0 | 0 | 0 | 0
CC | 0 | 0 | 0 | 0 | 0 | 0
CSP | 0 | 0 | 0 | 0 | 0 | 0
CT | 0 | 0 | 0 | 0 | 0 | 0
Coal | 0 | 0 | 0 | 0 | 0 | 0
Geo | 0 | 0 | 0 | 0 | 0 | 0
H | 0 | 0 | 0 | 0 | 0 | 0
LFG | 0 | 0 | 0 | 0 | 0 | 0
Nuc | 0 | 0 | 0 | 0 | 0 | 0
PS | 0 | 0 | 0 | 0 | 0 | 0
PV | 0 | 0 | 0 | 0 | 0 | 0
PeakG | 0 | 0 | 0 | 0 | 0 | 0
PeakO | 0 | 0 | 0 | 0 | 0 | 0
ST | 0 | 0 | 0 | 0 | 0 | 0
STOG | 0 | 0 | 0 | 0 | 0 | 0
STWD | 0 | 0 | 0 | 0 | 0 | 0
WT | 0 | 0 | 0 | 0 | 0 | 0
IGCC | 0 | 0 | 0 | 0 | 0 | 0
DemandResponse | 0 | 0 | 0 | 0 | 0 | 0
IGCC-CCS | 0 | 0 | 0 | 0 | 0 | 0
WT_off | 0 | 0 | 0 | 0 | 0 | 0
PseudoUnit | 0 | 0 | 0 | 0 | 0 | 0
FixedInterchange | 0 | 0 | 0 | 0 | 0 | 0
NOx Emissions (MMshortTons): MARITIMES
ReportingType | 2015 | 2020 | 2025 | 2030 | 2035 | 2040
BM | 0 | 0 | 0 | 0 | 0 | 0
CC | 0 | 0 | 0 | 0 | 0 | 0
CSP | 0 | 0 | 0 | 0 | 0 | 0
CT | 0 | 0 | 0 | 0 | 0 | 0
Coal | 0 | 0 | 0 | 0 | 0 | 0
Geo | 0 | 0 | 0 | 0 | 0 | 0
H | 0 | 0 | 0 | 0 | 0 | 0
LFG | 0 | 0 | 0 | 0 | 0 | 0
Nuc | 0 | 0 | 0 | 0 | 0 | 0
PS | 0 | 0 | 0 | 0 | 0 | 0
PV | 0 | 0 | 0 | 0 | 0 | 0
PeakG | 0 | 0 | 0 | 0 | 0 | 0
PeakO | 0 | 0 | 0 | 0 | 0 | 0
ST | 0 | 0 | 0 | 0 | 0 | 0
STOG | 0 | 0 | 0 | 0 | 0 | 0
STWD | 0 | 0 | 0 | 0 | 0 | 0
WT | 0 | 0 | 0 | 0 | 0 | 0
IGCC | 0 | 0 | 0 | 0 | 0 | 0
DemandResponse | 0 | 0 | 0 | 0 | 0 | 0
IGCC-CCS | 0 | 0 | 0 | 0 | 0 | 0
WT_off | 0 | 0 | 0 | 0 | 0 | 0
PseudoUnit | 0 | 0 | 0 | 0 | 0 | 0
FixedInterchange | 0 | 0 | 0 | 0 | 0 | 0
NOx Emissions (MMshortTons): All
ReportingType | 2015 | 2020 | 2025 | 2030 | 2035 | 2040
BM | 0 | 0 | 0 | 0 | 0 | 0
CC | 0.08 | 0.08 | 0.07 | 0.06 | 0.08 | 0.09
CSP | 0 | 0 | 0 | 0 | 0 | 0
CT | 0 | 0 | 0 | 0 | 0 | 0
Coal | 1.58 | 1.41 | 1.34 | 1.29 | 1.35 | 1.4
Geo | 0 | 0 | 0 | 0 | 0 | 0
H | 0 | 0 | 0 | 0 | 0 | 0
LFG | 0 | 0 | 0 | 0 | 0 | 0
Nuc | 0 | 0 | 0 | 0 | 0 | 0
PS | 0 | 0 | 0 | 0 | 0 | 0
PV | 0 | 0 | 0 | 0 | 0 | 0
PeakG | 0 | 0 | 0 | 0 | 0 | 0
PeakO | 0 | 0 | 0 | 0 | 0 | 0
ST | 0 | 0 | 0 | 0 | 0 | 0
STOG | 0.01 | 0.02 | 0.02 | 0.01 | 0.02 | 0.02
STWD | 0 | 0 | 0 | 0 | 0 | 0
WT | 0 | 0 | 0 | 0 | 0 | 0
IGCC | 0 | 0 | 0 | 0 | 0 | 0
DemandResponse | 0 | 0 | 0 | 0 | 0 | 0
IGCC-CCS | 0 | 0 | 0 | 0 | 0 | 0
WT_off | 0 | 0 | 0 | 0 | 0 | 0
PseudoUnit | 0 | 0 | 0 | 0 | 0 | 0
FixedInterchange | 0 | 0 | 0 | 0 | 0 | 0
NOx Emissions (MMshortTons): EI_US
ReportingType | 2015 | 2020 | 2025 | 2030 | 2035 | 2040
BM | 0 | 0 | 0 | 0 | 0 | 0
CC | 0.05 | 0.05 | 0.04 | 0.03 | 0.05 | 0.06
CSP | 0 | 0 | 0 | 0 | 0 | 0
CT | 0 | 0 | 0 | 0 | 0 | 0
Coal | 1.16 | 0.99 | 0.92 | 0.87 | 0.93 | 0.95
Geo | 0 | 0 | 0 | 0 | 0 | 0
H | 0 | 0 | 0 | 0 | 0 | 0
LFG | 0 | 0 | 0 | 0 | 0 | 0
Nuc | 0 | 0 | 0 | 0 | 0 | 0
PS | 0 | 0 | 0 | 0 | 0 | 0
PV | 0 | 0 | 0 | 0 | 0 | 0
PeakG | 0 | 0 | 0 | 0 | 0 | 0
PeakO | 0 | 0 | 0 | 0 | 0 | 0
ST | 0 | 0 | 0 | 0 | 0 | 0
STOG | 0.01 | 0.01 | 0.01 | 0.01 | 0.01 | 0.01
STWD | 0 | 0 | 0 | 0 | 0 | 0
WT | 0 | 0 | 0 | 0 | 0 | 0
IGCC | 0 | 0 | 0 | 0 | 0 | 0
DemandResponse | 0 | 0 | 0 | 0 | 0 | 0
IGCC-CCS | 0 | 0 | 0 | 0 | 0 | 0
WT_off | 0 | 0 | 0 | 0 | 0 | 0
PseudoUnit | 0 | 0 | 0 | 0 | 0 | 0
FixedInterchange | 0 | 0 | 0 | 0 | 0 | 0
NOx Emissions (MMshortTons): EI_Canada
ReportingType | 2015 | 2020 | 2025 | 2030 | 2035 | 2040
BM | 0 | 0 | 0 | 0 | 0 | 0
CC | 0 | 0 | 0 | 0 | 0 | 0
CSP | 0 | 0 | 0 | 0 | 0 | 0
CT | 0 | 0 | 0 | 0 | 0 | 0
Coal | 0 | 0 | 0 | 0 | 0 | 0
Geo | 0 | 0 | 0 | 0 | 0 | 0
H | 0 | 0 | 0 | 0 | 0 | 0
LFG | 0 | 0 | 0 | 0 | 0 | 0
Nuc | 0 | 0 | 0 | 0 | 0 | 0
PS | 0 | 0 | 0 | 0 | 0 | 0
PV | 0 | 0 | 0 | 0 | 0 | 0
PeakG | 0 | 0 | 0 | 0 | 0 | 0
PeakO | 0 | 0 | 0 | 0 | 0 | 0
ST | 0 | 0 | 0 | 0 | 0 | 0
STOG | 0 | 0 | 0 | 0 | 0 | 0
STWD | 0 | 0 | 0 | 0 | 0 | 0
WT | 0 | 0 | 0 | 0 | 0 | 0
IGCC | 0 | 0 | 0 | 0 | 0 | 0
DemandResponse | 0 | 0 | 0 | 0 | 0 | 0
IGCC-CCS | 0 | 0 | 0 | 0 | 0 | 0
WT_off | 0 | 0 | 0 | 0 | 0 | 0
PseudoUnit | 0 | 0 | 0 | 0 | 0 | 0
FixedInterchange | 0 | 0 | 0 | 0 | 0 | 0
NOx Emissions (MMshortTons): EI
ReportingType | 2015 | 2020 | 2025 | 2030 | 2035 | 2040
BM | 0 | 0 | 0 | 0 | 0 | 0
CC | 0.05 | 0.05 | 0.04 | 0.03 | 0.05 | 0.06
CSP | 0 | 0 | 0 | 0 | 0 | 0
CT | 0 | 0 | 0 | 0 | 0 | 0
Coal | 1.16 | 0.99 | 0.92 | 0.87 | 0.93 | 0.95
Geo | 0 | 0 | 0 | 0 | 0 | 0
H | 0 | 0 | 0 | 0 | 0 | 0
LFG | 0 | 0 | 0 | 0 | 0 | 0
Nuc | 0 | 0 | 0 | 0 | 0 | 0
PS | 0 | 0 | 0 | 0 | 0 | 0
PV | 0 | 0 | 0 | 0 | 0 | 0
PeakG | 0 | 0 | 0 | 0 | 0 | 0
PeakO | 0 | 0 | 0 | 0 | 0 | 0
ST | 0 | 0 | 0 | 0 | 0 | 0
STOG | 0.01 | 0.01 | 0.01 | 0.01 | 0.01 | 0.01
STWD | 0 | 0 | 0 | 0 | 0 | 0
WT | 0 | 0 | 0 | 0 | 0 | 0
IGCC | 0 | 0 | 0 | 0 | 0 | 0
DemandResponse | 0 | 0 | 0 | 0 | 0 | 0
IGCC-CCS | 0 | 0 | 0 | 0 | 0 | 0
WT_off | 0 | 0 | 0 | 0 | 0 | 0
PseudoUnit | 0 | 0 | 0 | 0 | 0 | 0
FixedInterchange | 0 | 0 | 0 | 0 | 0 | 0
NOx Emissions (MMshortTons): Outside_EI
ReportingType | 2015 | 2020 | 2025 | 2030 | 2035 | 2040
BM | 0 | 0 | 0 | 0 | 0 | 0
CC | 0.03 | 0.03 | 0.03 | 0.03 | 0.03 | 0.03
CSP | 0 | 0 | 0 | 0 | 0 | 0
CT | 0 | 0 | 0 | 0 | 0 | 0
Coal | 0.42 | 0.42 | 0.42 | 0.42 | 0.43 | 0.45
Geo | 0 | 0 | 0 | 0 | 0 | 0
H | 0 | 0 | 0 | 0 | 0 | 0
LFG | 0 | 0 | 0 | 0 | 0 | 0
Nuc | 0 | 0 | 0 | 0 | 0 | 0
PS | 0 | 0 | 0 | 0 | 0 | 0
PV | 0 | 0 | 0 | 0 | 0 | 0
PeakG | 0 | 0 | 0 | 0 | 0 | 0
PeakO | 0 | 0 | 0 | 0 | 0 | 0
ST | 0 | 0 | 0 | 0 | 0 | 0
STOG | 0 | 0.01 | 0.01 | 0 | 0 | 0
STWD | 0 | 0 | 0 | 0 | 0 | 0
WT | 0 | 0 | 0 | 0 | 0 | 0
IGCC | 0 | 0 | 0 | 0 | 0 | 0
DemandResponse | 0 | 0 | 0 | 0 | 0 | 0
IGCC-CCS | 0 | 0 | 0 | 0 | 0 | 0
WT_off | 0 | 0 | 0 | 0 | 0 | 0
PseudoUnit | 0 | 0 | 0 | 0 | 0 | 0
FixedInterchange | 0 | 0 | 0 | 0 | 0 | 0
CO2 Emissions (MMshortTons): Entergy
ReportingType | 2015 | 2020 | 2025 | 2030 | 2035 | 2040
BM | 0 | 0 | 0 | 0 | 0 | 0
CC | 27.34 | 27.32 | 13.79 | 7.29 | 8.15 | 7.1
CSP | 0 | 0 | 0 | 0 | 0 | 0
CT | 0 | 0 | 0 | 0 | 0 | 0.01
Coal | 64.46 | 53.57 | 51.89 | 47.92 | 53.13 | 57.04
Geo | 0 | 0 | 0 | 0 | 0 | 0
H | 0 | 0 | 0 | 0 | 0 | 0
LFG | 0 | 0 | 0 | 0 | 0 | 0
Nuc | 0 | 0 | 0 | 0 | 0 | 0
PS | 0 | 0 | 0 | 0 | 0 | 0
PV | 0 | 0 | 0 | 0 | 0 | 0
PeakG | 0 | 0 | 0 | 0 | 0 | 0
PeakO | 0 | 0 | 0 | 0 | 0 | 0
ST | 0 | 0 | 0 | 0 | 0 | 0
STOG | 0.94 | 0.98 | 0.95 | 0.55 | 0.95 | 0.95
STWD | 0 | 0 | 0 | 0 | 0 | 0
WT | 0 | 0 | 0 | 0 | 0 | 0
IGCC | 0 | 0 | 0 | 0 | 0 | 0
DemandResponse | 0 | 0 | 0 | 0 | 0 | 0
IGCC-CCS | 0 | 0 | 0 | 0 | 0 | 0
WT_off | 0 | 0 | 0 | 0 | 0 | 0
PseudoUnit | 0 | 0 | 0 | 0 | 0 | 0
FixedInterchange | 0 | 0 | 0 | 0 | 0 | 0
CO2 Emissions (MMshortTons): FRCC
ReportingType | 2015 | 2020 | 2025 | 2030 | 2035 | 2040
BM | 0 | 0 | 0 | 0 | 0 | 0
CC | 59.68 | 61.2 | 60.45 | 59.69 | 76.65 | 89.65
CSP | 0 | 0 | 0 | 0 | 0 | 0
CT | 0.08 | 0.11 | 0.22 | 0.25 | 0.12 | 0.31
Coal | 60.83 | 60.4 | 60.86 | 62.68 | 63.98 | 63.98
Geo | 0 | 0 | 0 | 0 | 0 | 0
H | 0 | 0 | 0 | 0 | 0 | 0
LFG | 0 | 0 | 0 | 0 | 0 | 0
Nuc | 0 | 0 | 0 | 0 | 0 | 0
PS | 0 | 0 | 0 | 0 | 0 | 0
PV | 0 | 0 | 0 | 0 | 0 | 0
PeakG | 0.01 | 0.02 | 0.06 | 0.05 | 0.05 | 0.05
PeakO | 0 | 0 | 0 | 0 | 0 | 0
ST | 0 | 0 | 0 | 0 | 0 | 0
STOG | 1.41 | 1.36 | 1.54 | 1.55 | 1.24 | 1.12
STWD | 0 | 0 | 0 | 0 | 0 | 0
WT | 0 | 0 | 0 | 0 | 0 | 0
IGCC | 0 | 0 | 0 | 0 | 0 | 0
DemandResponse | 0 | 0 | 0 | 0 | 0 | 0
IGCC-CCS | 0 | 0 | 0 | 0 | 0 | 0
WT_off | 0 | 0 | 0 | 0 | 0 | 0
PseudoUnit | 0 | 0 | 0 | 0 | 0 | 0
FixedInterchange | 0 | 0 | 0 | 0 | 0 | 0
CO2 Emissions (MMshortTons): MAPP_US
ReportingType | 2015 | 2020 | 2025 | 2030 | 2035 | 2040
BM | 0 | 0 | 0 | 0 | 0 | 0
CC | 0.23 | 0.26 | 0.11 | 0.08 | 0.08 | 0.08
CSP | 0 | 0 | 0 | 0 | 0 | 0
CT | 0 | 0 | 0 | 0 | 0 | 0
Coal | 24.97 | 20.26 | 19.85 | 18.84 | 18.65 | 18.12
Geo | 0 | 0 | 0 | 0 | 0 | 0
H | 0 | 0 | 0 | 0 | 0 | 0
LFG | 0 | 0 | 0 | 0 | 0 | 0
Nuc | 0 | 0 | 0 | 0 | 0 | 0
PS | 0 | 0 | 0 | 0 | 0 | 0
PV | 0 | 0 | 0 | 0 | 0 | 0
PeakG | 0.06 | 0.05 | 0.04 | 0.01 | 0.02 | 0.03
PeakO | 0 | 0 | 0 | 0 | 0 | 0
ST | 0 | 0 | 0 | 0 | 0 | 0
STOG | 0 | 0 | 0 | 0 | 0 | 0
STWD | 0 | 0 | 0 | 0 | 0 | 0
WT | 0 | 0 | 0 | 0 | 0 | 0
IGCC | 0 | 0 | 0 | 0 | 0 | 0
DemandResponse | 0 | 0 | 0 | 0 | 0 | 0
IGCC-CCS | 0 | 0 | 0 | 0 | 0 | 0
WT_off | 0 | 0 | 0 | 0 | 0 | 0
PseudoUnit | 0 | 0 | 0 | 0 | 0 | 0
FixedInterchange | 0 | 0 | 0 | 0 | 0 | 0
CO2 Emissions (MMshortTons): MISO_IN
ReportingType | 2015 | 2020 | 2025 | 2030 | 2035 | 2040
BM | 0 | 0 | 0 | 0 | 0 | 0
CC | 2.21 | 3.12 | 2.05 | 1.07 | 1.39 | 1.6
CSP | 0 | 0 | 0 | 0 | 0 | 0
CT | 0 | 0 | 0 | 0 | 0 | 0
Coal | 92.64 | 97.42 | 96.49 | 94.89 | 102.27 | 103.32
Geo | 0 | 0 | 0 | 0 | 0 | 0
H | 0 | 0 | 0 | 0 | 0 | 0
LFG | 0 | 0 | 0 | 0 | 0 | 0
Nuc | 0 | 0 | 0 | 0 | 0 | 0
PS | 0 | 0 | 0 | 0 | 0 | 0
PV | 0 | 0 | 0 | 0 | 0 | 0
PeakG | 0.02 | 0.02 | 0.02 | 0 | 0.03 | 0.04
PeakO | 0 | 0 | 0 | 0 | 0 | 0
ST | 0 | 0 | 0 | 0 | 0 | 0
STOG | 0.04 | 0.07 | 0.04 | 0.04 | 0.07 | 0.07
STWD | 0 | 0 | 0 | 0 | 0 | 0
WT | 0 | 0 | 0 | 0 | 0 | 0
IGCC | 4.15 | 4.15 | 4.15 | 4.15 | 4.15 | 4.15
DemandResponse | 0 | 0 | 0 | 0 | 0 | 0
IGCC-CCS | 0 | 0 | 0 | 0 | 0 | 0
WT_off | 0 | 0 | 0 | 0 | 0 | 0
PseudoUnit | 0 | 0 | 0 | 0 | 0 | 0
FixedInterchange | 0 | 0 | 0 | 0 | 0 | 0
CO2 Emissions (MMshortTons): MISO_MI
ReportingType | 2015 | 2020 | 2025 | 2030 | 2035 | 2040
BM | 0 | 0 | 0 | 0 | 0 | 0
CC | 6.04 | 6.52 | 4.33 | 2.35 | 3.37 | 2.74
CSP | 0 | 0 | 0 | 0 | 0 | 0
CT | 0 | 0 | 0 | 0 | 0 | 0
Coal | 63.84 | 53.95 | 54.17 | 51.44 | 57.62 | 58.16
Geo | 0 | 0 | 0 | 0 | 0 | 0
H | 0 | 0 | 0 | 0 | 0 | 0
LFG | 0 | 0 | 0 | 0 | 0 | 0
Nuc | 0 | 0 | 0 | 0 | 0 | 0
PS | 0 | 0 | 0 | 0 | 0 | 0
PV | 0 | 0 | 0 | 0 | 0 | 0
PeakG | 0.04 | 0.06 | 0.02 | 0 | 0.02 | 0.02
PeakO | 0 | 0 | 0 | 0 | 0 | 0
ST | 0 | 0 | 0 | 0 | 0 | 0
STOG | 0.29 | 0.44 | 0.38 | 0.38 | 0.38 | 0.45
STWD | 0 | 0 | 0 | 0 | 0 | 0
WT | 0 | 0 | 0 | 0 | 0 | 0
IGCC | 0 | 0 | 0 | 0 | 0 | 0
DemandResponse | 0 | 0 | 0 | 0 | 0 | 0
IGCC-CCS | 0 | 0 | 0 | 0 | 0 | 0
WT_off | 0 | 0 | 0 | 0 | 0 | 0
PseudoUnit | 0 | 0 | 0 | 0 | 0 | 0
FixedInterchange | 0 | 0 | 0 | 0 | 0 | 0
CO2 Emissions (MMshortTons): MISO_MO-IL
ReportingType | 2015 | 2020 | 2025 | 2030 | 2035 | 2040
BM | 0 | 0 | 0 | 0 | 0 | 0
CC | 1.61 | 2.16 | 1.09 | 0.5 | 0.51 | 0.5
CSP | 0 | 0 | 0 | 0 | 0 | 0
CT | 0 | 0 | 0 | 0 | 0 | 0
Coal | 113.13 | 93.57 | 93.14 | 88.74 | 98.05 | 98.22
Geo | 0 | 0 | 0 | 0 | 0 | 0
H | 0 | 0 | 0 | 0 | 0 | 0
LFG | 0 | 0 | 0 | 0 | 0 | 0
Nuc | 0 | 0 | 0 | 0 | 0 | 0
PS | 0 | 0 | 0 | 0 | 0 | 0
PV | 0 | 0 | 0 | 0 | 0 | 0
PeakG | 0.29 | 0.27 | 0.21 | 0.03 | 0.07 | 0.08
PeakO | 0 | 0 | 0 | 0 | 0 | 0
ST | 0 | 0 | 0 | 0 | 0 | 0
STOG | 0.08 | 0.08 | 0.04 | 0.04 | 0.04 | 0
STWD | 0 | 0 | 0 | 0 | 0 | 0
WT | 0 | 0 | 0 | 0 | 0 | 0
IGCC | 0 | 0 | 0 | 0 | 0 | 0
DemandResponse | 0 | 0 | 0 | 0 | 0 | 0
IGCC-CCS | 0 | 0 | 0 | 0 | 0 | 0
WT_off | 0 | 0 | 0 | 0 | 0 | 0
PseudoUnit | 0 | 0 | 0 | 0 | 0 | 0
FixedInterchange | 0 | 0 | 0 | 0 | 0 | 0
CO2 Emissions (MMshortTons): MISO_W
ReportingType | 2015 | 2020 | 2025 | 2030 | 2035 | 2040
BM | 0 | 0 | 0 | 0 | 0 | 0
CC | 4.4 | 4.28 | 2.35 | 1.08 | 1.34 | 1.33
CSP | 0 | 0 | 0 | 0 | 0 | 0
CT | 0 | 0 | 0 | 0 | 0 | 0
Coal | 92.82 | 89.73 | 89.44 | 79.79 | 86.34 | 84.71
Geo | 0 | 0 | 0 | 0 | 0 | 0
H | 0 | 0 | 0 | 0 | 0 | 0
LFG | 0 | 0 | 0 | 0 | 0 | 0
Nuc | 0 | 0 | 0 | 0 | 0 | 0
PS | 0 | 0 | 0 | 0 | 0 | 0
PV | 0 | 0 | 0 | 0 | 0 | 0
PeakG | 0.08 | 0.07 | 0.04 | 0.01 | 0.02 | 0.02
PeakO | 0 | 0 | 0 | 0 | 0 | 0
ST | 0 | 0 | 0 | 0 | 0 | 0
STOG | 0.01 | 0 | 0 | 0 | 0 | 0
STWD | 0 | 0 | 0 | 0 | 0 | 0
WT | 0 | 0 | 0 | 0 | 0 | 0
IGCC | 0 | 0 | 0 | 0 | 0 | 0
DemandResponse | 0 | 0 | 0 | 0 | 0 | 0
IGCC-CCS | 0 | 0 | 0 | 0 | 0 | 0
WT_off | 0 | 0 | 0 | 0 | 0 | 0
PseudoUnit | 0 | 0 | 0 | 0 | 0 | 0
FixedInterchange | 0 | 0 | 0 | 0 | 0 | 0
CO2 Emissions (MMshortTons): MISO_WUMS
ReportingType | 2015 | 2020 | 2025 | 2030 | 2035 | 2040
BM | 0 | 0 | 0 | 0 | 0 | 0
CC | 6.48 | 7.27 | 4.93 | 1.57 | 2.72 | 2.21
CSP | 0 | 0 | 0 | 0 | 0 | 0
CT | 0 | 0.37 | 0.74 | 0.49 | 1.23 | 2.01
Coal | 35.75 | 35.61 | 35.46 | 33.6 | 42.34 | 44.19
Geo | 0 | 0 | 0 | 0 | 0 | 0
H | 0 | 0 | 0 | 0 | 0 | 0
LFG | 0 | 0 | 0 | 0 | 0 | 0
Nuc | 0 | 0 | 0 | 0 | 0 | 0
PS | 0 | 0 | 0 | 0 | 0 | 0
PV | 0 | 0 | 0 | 0 | 0 | 0
PeakG | 0.07 | 0.07 | 0.01 | 0 | 0 | 0
PeakO | 0 | 0 | 0 | 0 | 0 | 0
ST | 0 | 0 | 0 | 0 | 0 | 0
STOG | 0 | 0 | 0 | 0 | 0 | 0
STWD | 0 | 0 | 0 | 0 | 0 | 0
WT | 0 | 0 | 0 | 0 | 0 | 0
IGCC | 0 | 0 | 0 | 0 | 0 | 0
DemandResponse | 0 | 0 | 0 | 0 | 0 | 0
IGCC-CCS | 0 | 0 | 0 | 0 | 0 | 0
WT_off | 0 | 0 | 0 | 0 | 0 | 0
PseudoUnit | 0 | 0 | 0 | 0 | 0 | 0
FixedInterchange | 0 | 0 | 0 | 0 | 0 | 0
CO2 Emissions (MMshortTons): Nebraska
ReportingType | 2015 | 2020 | 2025 | 2030 | 2035 | 2040
BM | 0 | 0 | 0 | 0 | 0 | 0
CC | 0.43 | 0.18 | 0.11 | 0.06 | 0.11 | 0.11
CSP | 0 | 0 | 0 | 0 | 0 | 0
CT | 0 | 0 | 0 | 0 | 0 | 0
Coal | 35.38 | 32.7 | 24.58 | 22.44 | 22.71 | 21.93
Geo | 0 | 0 | 0 | 0 | 0 | 0
H | 0 | 0 | 0 | 0 | 0 | 0
LFG | 0 | 0 | 0 | 0 | 0 | 0
Nuc | 0 | 0 | 0 | 0 | 0 | 0
PS | 0 | 0 | 0 | 0 | 0 | 0
PV | 0 | 0 | 0 | 0 | 0 | 0
PeakG | 0.03 | 0.01 | 0 | 0 | 0 | 0
PeakO | 0 | 0 | 0 | 0 | 0 | 0
ST | 0 | 0 | 0 | 0 | 0 | 0
STOG | 0 | 0 | 0 | 0 | 0 | 0
STWD | 0 | 0 | 0 | 0 | 0 | 0
WT | 0 | 0 | 0 | 0 | 0 | 0
IGCC | 0 | 0 | 0 | 0 | 0 | 0
DemandResponse | 0 | 0 | 0 | 0 | 0 | 0
IGCC-CCS | 0 | 0 | 0 | 0 | 0 | 0
WT_off | 0 | 0 | 0 | 0 | 0 | 0
PseudoUnit | 0 | 0 | 0 | 0 | 0 | 0
FixedInterchange | 0 | 0 | 0 | 0 | 0 | 0
CO2 Emissions (MMshortTons): NEISO
ReportingType | 2015 | 2020 | 2025 | 2030 | 2035 | 2040
BM | 0 | 0 | 0 | 0 | 0 | 0
CC | 19.9 | 17.5 | 16.16 | 11.64 | 15.65 | 19.13
CSP | 0 | 0 | 0 | 0 | 0 | 0
CT | 0 | 0.01 | 0.01 | 0 | 0.01 | 0.01
Coal | 0.04 | 0 | 0 | 0 | 0 | 0
Geo | 0 | 0 | 0 | 0 | 0 | 0
H | 0 | 0 | 0 | 0 | 0 | 0
LFG | 0 | 0 | 0 | 0 | 0 | 0
Nuc | 0 | 0 | 0 | 0 | 0 | 0
PS | 0 | 0 | 0 | 0 | 0 | 0
PV | 0 | 0 | 0 | 0 | 0 | 0
PeakG | 0.02 | 0.02 | 0.02 | 0 | 0.02 | 0.03
PeakO | 0 | 0 | 0 | 0 | 0 | 0
ST | 0 | 0 | 0 | 0 | 0 | 0
STOG | 0 | 0 | 0 | 0 | 0 | 0
STWD | 0 | 0 | 0 | 0 | 0 | 0
WT | 0 | 0 | 0 | 0 | 0 | 0
IGCC | 0 | 0 | 0 | 0 | 0 | 0
DemandResponse | 0 | 0 | 0 | 0 | 0 | 0
IGCC-CCS | 0 | 0 | 0 | 0 | 0 | 0
WT_off | 0 | 0 | 0 | 0 | 0 | 0
PseudoUnit | 0 | 0 | 0 | 0 | 0 | 0
FixedInterchange | 0 | 0 | 0 | 0 | 0 | 0
CO2 Emissions (MMshortTons): NonRTO_Midwest
ReportingType | 2015 | 2020 | 2025 | 2030 | 2035 | 2040
BM | 0 | 0 | 0 | 0 | 0 | 0
CC | 0 | 0 | 0 | 0 | 0 | 0.33
CSP | 0 | 0 | 0 | 0 | 0 | 0
CT | 0 | 0.01 | 0.01 | 0.03 | 0.05 | 0.05
Coal | 60.2 | 62.59 | 62.79 | 62.45 | 64.95 | 66.26
Geo | 0 | 0 | 0 | 0 | 0 | 0
H | 0 | 0 | 0 | 0 | 0 | 0
LFG | 0 | 0 | 0 | 0 | 0 | 0
Nuc | 0 | 0 | 0 | 0 | 0 | 0
PS | 0 | 0 | 0 | 0 | 0 | 0
PV | 0 | 0 | 0 | 0 | 0 | 0
PeakG | 0.01 | 0.02 | 0.02 | 0.02 | 0.07 | 0.07
PeakO | 0 | 0 | 0 | 0 | 0 | 0
ST | 0 | 0 | 0 | 0 | 0 | 0
STOG | 0 | 0 | 0 | 0 | 0 | 0
STWD | 0 | 0 | 0 | 0 | 0 | 0
WT | 0 | 0 | 0 | 0 | 0 | 0
IGCC | 0 | 0 | 0 | 0 | 0 | 0
DemandResponse | 0 | 0 | 0 | 0 | 0 | 0
IGCC-CCS | 0 | 0 | 0 | 0 | 0 | 0
WT_off | 0 | 0 | 0 | 0 | 0 | 0
PseudoUnit | 0 | 0 | 0 | 0 | 0 | 0
FixedInterchange | 0 | 0 | 0 | 0 | 0 | 0
CO2 Emissions (MMshortTons): NYISO_A-F
ReportingType | 2015 | 2020 | 2025 | 2030 | 2035 | 2040
BM | 0 | 0 | 0 | 0 | 0 | 0
CC | 3.24 | 3.85 | 2.8 | 2.74 | 5.25 | 5.81
CSP | 0 | 0 | 0 | 0 | 0 | 0
CT | 0 | 0 | 0 | 0 | 0 | 0
Coal | 0 | 0 | 0 | 0 | 0 | 0
Geo | 0 | 0 | 0 | 0 | 0 | 0
H | 0 | 0 | 0 | 0 | 0 | 0
LFG | 0 | 0 | 0 | 0 | 0 | 0
Nuc | 0 | 0 | 0 | 0 | 0 | 0
PS | 0 | 0 | 0 | 0 | 0 | 0
PV | 0 | 0 | 0 | 0 | 0 | 0
PeakG | 0 | 0 | 0 | 0 | 0.01 | 0.01
PeakO | 0 | 0 | 0 | 0 | 0 | 0
ST | 0 | 0 | 0 | 0 | 0 | 0
STOG | 0 | 0 | 0 | 0 | 0 | 0
STWD | 0 | 0 | 0 | 0 | 0 | 0
WT | 0 | 0 | 0 | 0 | 0 | 0
IGCC | 0 | 0 | 0 | 0 | 0 | 0
DemandResponse | 0 | 0 | 0 | 0 | 0 | 0
IGCC-CCS | 0 | 0 | 0 | 0 | 0 | 0
WT_off | 0 | 0 | 0 | 0 | 0 | 0
PseudoUnit | 0 | 0 | 0 | 0 | 0 | 0
FixedInterchange | 0 | 0 | 0 | 0 | 0 | 0
CO2 Emissions (MMshortTons): NYISO_G-I
ReportingType | 2015 | 2020 | 2025 | 2030 | 2035 | 2040
BM | 0 | 0 | 0 | 0 | 0 | 0
CC | 1.31 | 2.81 | 2.33 | 1.54 | 7.58 | 15.91
CSP | 0 | 0 | 0 | 0 | 0 | 0
CT | 0 | 0 | 0 | 0 | 0 | 0
Coal | 0 | 0 | 0 | 0 | 0 | 0
Geo | 0 | 0 | 0 | 0 | 0 | 0
H | 0 | 0 | 0 | 0 | 0 | 0
LFG | 0 | 0 | 0 | 0 | 0 | 0
Nuc | 0 | 0 | 0 | 0 | 0 | 0
PS | 0 | 0 | 0 | 0 | 0 | 0
PV | 0 | 0 | 0 | 0 | 0 | 0
PeakG | 0 | 0 | 0 | 0 | 0 | 0
PeakO | 0 | 0 | 0 | 0 | 0 | 0
ST | 0 | 0 | 0 | 0 | 0 | 0
STOG | 0 | 0 | 0 | 0 | 0 | 0
STWD | 0 | 0 | 0 | 0 | 0 | 0
WT | 0 | 0 | 0 | 0 | 0 | 0
IGCC | 0 | 0 | 0 | 0 | 0 | 0
DemandResponse | 0 | 0 | 0 | 0 | 0 | 0
IGCC-CCS | 0 | 0 | 0 | 0 | 0 | 0
WT_off | 0 | 0 | 0 | 0 | 0 | 0
PseudoUnit | 0 | 0 | 0 | 0 | 0 | 0
FixedInterchange | 0 | 0 | 0 | 0 | 0 | 0
CO2 Emissions (MMshortTons): NYISO_J-K
ReportingType | 2015 | 2020 | 2025 | 2030 | 2035 | 2040
BM | 0 | 0 | 0 | 0 | 0 | 0
CC | 9.72 | 10.43 | 10.09 | 9.17 | 12.47 | 12.92
CSP | 0 | 0 | 0 | 0 | 0 | 0
CT | 0 | 0 | 0 | 0.02 | 0.13 | 0.22
Coal | 0 | 0 | 0 | 0 | 0 | 0
Geo | 0 | 0 | 0 | 0 | 0 | 0
H | 0 | 0 | 0 | 0 | 0 | 0
LFG | 0 | 0 | 0 | 0 | 0 | 0
Nuc | 0 | 0 | 0 | 0 | 0 | 0
PS | 0 | 0 | 0 | 0 | 0 | 0
PV | 0 | 0 | 0 | 0 | 0 | 0
PeakG | 0.06 | 0.11 | 0.14 | 0.16 | 0.28 | 0.24
PeakO | 0 | 0 | 0 | 0 | 0 | 0
ST | 0 | 0 | 0 | 0 | 0 | 0
STOG | 0.54 | 0.98 | 1.12 | 1.09 | 1.67 | 1.91
STWD | 0 | 0 | 0 | 0 | 0 | 0
WT | 0 | 0 | 0 | 0 | 0 | 0
IGCC | 0 | 0 | 0 | 0 | 0 | 0
DemandResponse | 0 | 0 | 0 | 0 | 0 | 0
IGCC-CCS | 0 | 0 | 0 | 0 | 0 | 0
WT_off | 0 | 0 | 0 | 0 | 0 | 0
PseudoUnit | 0 | 0 | 0 | 0 | 0 | 0
FixedInterchange | 0 | 0 | 0 | 0 | 0 | 0
CO2 Emissions (MMshortTons): PJM_E
ReportingType | 2015 | 2020 | 2025 | 2030 | 2035 | 2040
BM | 0 | 0 | 0 | 0 | 0 | 0
CC | 11.54 | 20.29 | 16.28 | 12.35 | 21.68 | 22.7
CSP | 0 | 0 | 0 | 0 | 0 | 0
CT | 0 | 0 | 0 | 0 | 0.48 | 0.13
Coal | 0.4 | 0.16 | 0.16 | 0.14 | 0.2 | 0.2
Geo | 0 | 0 | 0 | 0 | 0 | 0
H | 0 | 0 | 0 | 0 | 0 | 0
LFG | 0 | 0 | 0 | 0 | 0 | 0
Nuc | 0 | 0 | 0 | 0 | 0 | 0
PS | 0 | 0 | 0 | 0 | 0 | 0
PV | 0 | 0 | 0 | 0 | 0 | 0
PeakG | 0.01 | 0.05 | 0.31 | 0.31 | 0.6 | 0.28
PeakO | 0 | 0 | 0 | 0 | 0 | 0
ST | 0 | 0 | 0 | 0 | 0 | 0
STOG | 0.31 | 0.66 | 0.66 | 0.66 | 0.66 | 0.64
STWD | 0 | 0 | 0 | 0 | 0 | 0
WT | 0 | 0 | 0 | 0 | 0 | 0
IGCC | 0 | 0 | 0 | 0 | 0 | 0
DemandResponse | 0 | 0 | 0 | 0 | 0 | 0
IGCC-CCS | 0 | 0 | 0 | 0 | 0 | 0
WT_off | 0 | 0 | 0 | 0 | 0 | 0
PseudoUnit | 0 | 0 | 0 | 0 | 0 | 0
FixedInterchange | 0 | 0 | 0 | 0 | 0 | 0
CO2 Emissions (MMshortTons): PJM_ROM
ReportingType | 2015 | 2020 | 2025 | 2030 | 2035 | 2040
BM | 0 | 0 | 0 | 0 | 0 | 0
CC | 7.06 | 10.08 | 9.43 | 7.11 | 11 | 49.83
CSP | 0 | 0 | 0 | 0 | 0 | 0
CT | 0 | 0 | 0 | 0 | 0 | 0
Coal | 51.2 | 56.4 | 56.4 | 54.46 | 57.77 | 57.77
Geo | 0 | 0 | 0 | 0 | 0 | 0
H | 0 | 0 | 0 | 0 | 0 | 0
LFG | 0 | 0 | 0 | 0 | 0 | 0
Nuc | 0 | 0 | 0 | 0 | 0 | 0
PS | 0 | 0 | 0 | 0 | 0 | 0
PV | 0 | 0 | 0 | 0 | 0 | 0
PeakG | 0 | 0.03 | 0.03 | 0.01 | 0.2 | 0.1
PeakO | 0 | 0 | 0 | 0 | 0 | 0
ST | 0 | 0 | 0 | 0 | 0 | 0
STOG | 0.43 | 0.87 | 0.83 | 0.83 | 1.11 | 1.25
STWD | 0 | 0 | 0 | 0 | 0 | 0
WT | 0 | 0 | 0 | 0 | 0 | 0
IGCC | 0 | 0 | 0 | 0 | 0 | 0
DemandResponse | 0 | 0 | 0 | 0 | 0 | 0
IGCC-CCS | 0 | 0 | 0 | 0 | 0 | 0
WT_off | 0 | 0 | 0 | 0 | 0 | 0
PseudoUnit | 0 | 0 | 0 | 0 | 0 | 0
FixedInterchange | 0 | 0 | 0 | 0 | 0 | 0
CO2 Emissions (MMshortTons): PJM_ROR
ReportingType | 2015 | 2020 | 2025 | 2030 | 2035 | 2040
BM | 0 | 0 | 0 | 0 | 0 | 0
CC | 28.04 | 30.11 | 26.03 | 17.39 | 40.77 | 34.48
CSP | 0 | 0 | 0 | 0 | 0 | 0
CT | 0 | 0 | 0 | 0 | 0 | 0.01
Coal | 355.92 | 278.92 | 278.39 | 277.33 | 279.81 | 282.82
Geo | 0 | 0 | 0 | 0 | 0 | 0
H | 0 | 0 | 0 | 0 | 0 | 0
LFG | 0 | 0 | 0 | 0 | 0 | 0
Nuc | 0 | 0 | 0 | 0 | 0 | 0
PS | 0 | 0 | 0 | 0 | 0 | 0
PV | 0 | 0 | 0 | 0 | 0 | 0
PeakG | 0.75 | 1.38 | 0.92 | 0.67 | 1.02 | 1.49
PeakO | 0 | 0 | 0 | 0 | 0 | 0
ST | 0 | 0 | 0 | 0 | 0 | 0
STOG | 0.52 | 0.87 | 0.52 | 0.49 | 0.49 | 0.49
STWD | 0 | 0 | 0 | 0 | 0 | 0
WT | 0 | 0 | 0 | 0 | 0 | 0
IGCC | 0 | 0 | 0 | 0 | 0 | 0
DemandResponse | 0 | 0 | 0 | 0 | 0 | 0
IGCC-CCS | 0 | 0 | 0 | 0 | 0 | 0
WT_off | 0 | 0 | 0 | 0 | 0 | 0
PseudoUnit | 0 | 0 | 0 | 0 | 0 | 0
FixedInterchange | 0 | 0 | 0 | 0 | 0 | 0
CO2 Emissions (MMshortTons): SOCO
ReportingType | 2015 | 2020 | 2025 | 2030 | 2035 | 2040
BM | 0 | 0 | 0 | 0 | 0 | 0
CC | 49.76 | 51.71 | 48.83 | 40.75 | 38.96 | 27.89
CSP | 0 | 0 | 0 | 0 | 0 | 0
CT | 0 | 0 | 0 | 0 | 0 | 0
Coal | 99.74 | 104.06 | 113.17 | 117.78 | 120.33 | 177.28
Geo | 0 | 0 | 0 | 0 | 0 | 0
H | 0 | 0 | 0 | 0 | 0 | 0
LFG | 0 | 0 | 0 | 0 | 0 | 0
Nuc | 0 | 0 | 0 | 0 | 0 | 0
PS | 0 | 0 | 0 | 0 | 0 | 0
PV | 0 | 0 | 0 | 0 | 0 | 0
PeakG | 0.52 | 0.84 | 1.28 | 1.21 | 1.13 | 0.43
PeakO | 0 | 0 | 0 | 0 | 0 | 0
ST | 0 | 0 | 0 | 0 | 0 | 0
STOG | 0 | 0 | 0 | 0 | 0 | 0
STWD | 0 | 0 | 0 | 0 | 0 | 0
WT | 0 | 0 | 0 | 0 | 0 | 0
IGCC | 0 | 0 | 0 | 0 | 0 | 0
DemandResponse | 0 | 0 | 0 | 0 | 0 | 0
IGCC-CCS | 0 | 0 | 0 | 0 | 0 | 0
WT_off | 0 | 0 | 0 | 0 | 0 | 0
PseudoUnit | 0 | 0 | 0 | 0 | 0 | 0
FixedInterchange | 0 | 0 | 0 | 0 | 0 | 0
CO2 Emissions (MMshortTons): SPP_N
ReportingType | 2015 | 2020 | 2025 | 2030 | 2035 | 2040
BM | 0 | 0 | 0 | 0 | 0 | 0
CC | 2.76 | 0.77 | 0.44 | 0.41 | 0.41 | 0.41
CSP | 0 | 0 | 0 | 0 | 0 | 0
CT | 0 | 0 | 0 | 0 | 0 | 0
Coal | 65.88 | 59.11 | 53.22 | 39.14 | 41.28 | 39.81
Geo | 0 | 0 | 0 | 0 | 0 | 0
H | 0 | 0 | 0 | 0 | 0 | 0
LFG | 0 | 0 | 0 | 0 | 0 | 0
Nuc | 0 | 0 | 0 | 0 | 0 | 0
PS | 0 | 0 | 0 | 0 | 0 | 0
PV | 0 | 0 | 0 | 0 | 0 | 0
PeakG | 0 | 0 | 0 | 0 | 0 | 0
PeakO | 0 | 0 | 0 | 0 | 0 | 0
ST | 0 | 0 | 0 | 0 | 0 | 0
STOG | 0.12 | 0.11 | 0.01 | 0 | 0 | 0
STWD | 0 | 0 | 0 | 0 | 0 | 0
WT | 0 | 0 | 0 | 0 | 0 | 0
IGCC | 0 | 0 | 0 | 0 | 0 | 0
DemandResponse | 0 | 0 | 0 | 0 | 0 | 0
IGCC-CCS | 0 | 0 | 0 | 0 | 0 | 0
WT_off | 0 | 0 | 0 | 0 | 0 | 0
PseudoUnit | 0 | 0 | 0 | 0 | 0 | 0
FixedInterchange | 0 | 0 | 0 | 0 | 0 | 0
CO2 Emissions (MMshortTons): SPP_S
ReportingType | 2015 | 2020 | 2025 | 2030 | 2035 | 2040
BM | 0 | 0 | 0 | 0 | 0 | 0
CC | 17.95 | 11.19 | 4.74 | 3.06 | 3.63 | 3.74
CSP | 0 | 0 | 0 | 0 | 0 | 0
CT | 0 | 0 | 0 | 0 | 0 | 0
Coal | 104.13 | 81.29 | 43.71 | 23.95 | 31.09 | 28.76
Geo | 0 | 0 | 0 | 0 | 0 | 0
H | 0 | 0 | 0 | 0 | 0 | 0
LFG | 0 | 0 | 0 | 0 | 0 | 0
Nuc | 0 | 0 | 0 | 0 | 0 | 0
PS | 0 | 0 | 0 | 0 | 0 | 0
PV | 0 | 0 | 0 | 0 | 0 | 0
PeakG | 0 | 0 | 0 | 0 | 0 | 0
PeakO | 0 | 0 | 0 | 0 | 0 | 0
ST | 0 | 0 | 0 | 0 | 0 | 0
STOG | 1.87 | 1.9 | 1.39 | 0.77 | 1.5 | 1.64
STWD | 0 | 0 | 0 | 0 | 0 | 0
WT | 0 | 0 | 0 | 0 | 0 | 0
IGCC | 0 | 0 | 0 | 0 | 0 | 0
DemandResponse | 0 | 0 | 0 | 0 | 0 | 0
IGCC-CCS | 0 | 0 | 0 | 0 | 0 | 0
WT_off | 0 | 0 | 0 | 0 | 0 | 0
PseudoUnit | 0 | 0 | 0 | 0 | 0 | 0
FixedInterchange | 0 | 0 | 0 | 0 | 0 | 0
CO2 Emissions (MMshortTons): TVA
ReportingType | 2015 | 2020 | 2025 | 2030 | 2035 | 2040
BM | 0 | 0 | 0 | 0 | 0 | 0
CC | 6.63 | 7.96 | 7.12 | 4.83 | 5.33 | 5.25
CSP | 0 | 0 | 0 | 0 | 0 | 0
CT | 0 | 0.03 | 0.03 | 0.1 | 0.14 | 0.25
Coal | 89.54 | 82.58 | 83.04 | 83.04 | 88.36 | 94.69
Geo | 0 | 0 | 0 | 0 | 0 | 0
H | 0 | 0 | 0 | 0 | 0 | 0
LFG | 0 | 0 | 0 | 0 | 0 | 0
Nuc | 0 | 0 | 0 | 0 | 0 | 0
PS | 0 | 0 | 0 | 0 | 0 | 0
PV | 0 | 0 | 0 | 0 | 0 | 0
PeakG | 0 | 0 | 0 | 0 | 0 | 0
PeakO | 0 | 0 | 0 | 0 | 0 | 0
ST | 0 | 0 | 0 | 0 | 0 | 0
STOG | 0 | 0 | 0 | 0 | 0 | 0
STWD | 0 | 0 | 0 | 0 | 0 | 0
WT | 0 | 0 | 0 | 0 | 0 | 0
IGCC | 0 | 0 | 0 | 0 | 0 | 0
DemandResponse | 0 | 0 | 0 | 0 | 0 | 0
IGCC-CCS | 0 | 0 | 0 | 0 | 0 | 0
WT_off | 0 | 0 | 0 | 0 | 0 | 0
PseudoUnit | 0 | 0 | 0 | 0 | 0 | 0
FixedInterchange | 0 | 0 | 0 | 0 | 0 | 0
CO2 Emissions (MMshortTons): TVA_Transmission
ReportingType | 2015 | 2020 | 2025 | 2030 | 2035 | 2040
BM | 0 | 0 | 0 | 0 | 0 | 0
CC | 0 | 0 | 0 | 0 | 0 | 0
CSP | 0 | 0 | 0 | 0 | 0 | 0
CT | 0 | 0 | 0 | 0 | 0 | 0
Coal | 0 | 0 | 0 | 0 | 0 | 0
Geo | 0 | 0 | 0 | 0 | 0 | 0
H | 0 | 0 | 0 | 0 | 0 | 0
LFG | 0 | 0 | 0 | 0 | 0 | 0
Nuc | 0 | 0 | 0 | 0 | 0 | 0
PS | 0 | 0 | 0 | 0 | 0 | 0
PV | 0 | 0 | 0 | 0 | 0 | 0
PeakG | 0 | 0 | 0 | 0 | 0 | 0
PeakO | 0 | 0 | 0 | 0 | 0 | 0
ST | 0 | 0 | 0 | 0 | 0 | 0
STOG | 0 | 0 | 0 | 0 | 0 | 0
STWD | 0 | 0 | 0 | 0 | 0 | 0
WT | 0 | 0 | 0 | 0 | 0 | 0
IGCC | 0 | 0 | 0 | 0 | 0 | 0
DemandResponse | 0 | 0 | 0 | 0 | 0 | 0
IGCC-CCS | 0 | 0 | 0 | 0 | 0 | 0
WT_off | 0 | 0 | 0 | 0 | 0 | 0
PseudoUnit | 0 | 0 | 0 | 0 | 0 | 0
FixedInterchange | 0 | 0 | 0 | 0 | 0 | 0
CO2 Emissions (MMshortTons): VACAR
ReportingType | 2015 | 2020 | 2025 | 2030 | 2035 | 2040
BM | 0 | 0 | 0 | 0 | 0 | 0
CC | 14.81 | 17.06 | 15.34 | 13.53 | 27.22 | 40.06
CSP | 0 | 0 | 0 | 0 | 0 | 0
CT | 0.06 | 0.17 | 0.28 | 0.28 | 0.32 | 0.43
Coal | 84.97 | 77.36 | 88.98 | 96.42 | 112.25 | 117.19
Geo | 0 | 0 | 0 | 0 | 0 | 0
H | 0 | 0 | 0 | 0 | 0 | 0
LFG | 0 | 0 | 0 | 0 | 0 | 0
Nuc | 0 | 0 | 0 | 0 | 0 | 0
PS | 0 | 0 | 0 | 0 | 0 | 0
PV | 0 | 0 | 0 | 0 | 0 | 0
PeakG | 0.01 | 0.04 | 0.08 | 0.08 | 0.08 | 0.15
PeakO | 0 | 0 | 0 | 0 | 0 | 0
ST | 0 | 0 | 0 | 0 | 0 | 0
STOG | 0 | 0 | 0 | 0 | 0 | 0
STWD | 0 | 0 | 0 | 0 | 0 | 0
WT | 0 | 0 | 0 | 0 | 0 | 0
IGCC | 0 | 0 | 0 | 0 | 0 | 0
DemandResponse | 0 | 0 | 0 | 0 | 0 | 0
IGCC-CCS | 0 | 0 | 0 | 0 | 0 | 0
WT_off | 0 | 0 | 0 | 0 | 0 | 0
PseudoUnit | 0 | 0 | 0 | 0 | 0 | 0
FixedInterchange | 0 | 0 | 0 | 0 | 0 | 0
CO2 Emissions (MMshortTons): IESO
ReportingType | 2015 | 2020 | 2025 | 2030 | 2035 | 2040
BM | 0 | 0 | 0 | 0 | 0 | 0
CC | 0.96 | 0.59 | 0.5 | 0.38 | 2.29 | 7.5
CSP | 0 | 0 | 0 | 0 | 0 | 0
CT | 0 | 0 | 0 | 0 | 0 | 0.07
Coal | 0 | 0 | 0 | 0 | 0 | 0
Geo | 0 | 0 | 0 | 0 | 0 | 0
H | 0 | 0 | 0 | 0 | 0 | 0
LFG | 0 | 0 | 0 | 0 | 0 | 0
Nuc | 0 | 0 | 0 | 0 | 0 | 0
PS | 0 | 0 | 0 | 0 | 0 | 0
PV | 0 | 0 | 0 | 0 | 0 | 0
PeakG | 0 | 0 | 0 | 0 | 0 | 0
PeakO | 0 | 0 | 0 | 0 | 0 | 0
ST | 0 | 0 | 0 | 0 | 0 | 0
STOG | 0 | 0 | 0 | 0 | 0 | 0
STWD | 0 | 0 | 0 | 0 | 0 | 0
WT | 0 | 0 | 0 | 0 | 0 | 0
IGCC | 0 | 0 | 0 | 0 | 0 | 0
DemandResponse | 0 | 0 | 0 | 0 | 0 | 0
IGCC-CCS | 0 | 0 | 0 | 0 | 0 | 0
WT_off | 0 | 0 | 0 | 0 | 0 | 0
PseudoUnit | 0 | 0 | 0 | 0 | 0 | 0
FixedInterchange | 0 | 0 | 0 | 0 | 0 | 0
CO2 Emissions (MMshortTons): MAPP_CA
ReportingType | 2015 | 2020 | 2025 | 2030 | 2035 | 2040
BM | 0 | 0 | 0 | 0 | 0 | 0
CC | 1.72 | 0.91 | 0.27 | 0 | 0 | 0.05
CSP | 0 | 0 | 0 | 0 | 0 | 0
CT | 0 | 0 | 0 | 0 | 0 | 0
Coal | 0.65 | 0.87 | 0.03 | 0 | 0 | 0
Geo | 0 | 0 | 0 | 0 | 0 | 0
H | 0 | 0 | 0 | 0 | 0 | 0
LFG | 0 | 0 | 0 | 0 | 0 | 0
Nuc | 0 | 0 | 0 | 0 | 0 | 0
PS | 0 | 0 | 0 | 0 | 0 | 0
PV | 0 | 0 | 0 | 0 | 0 | 0
PeakG | 0 | 0 | 0 | 0 | 0 | 0
PeakO | 0 | 0 | 0 | 0 | 0 | 0
ST | 0 | 0 | 0 | 0 | 0 | 0
STOG | 0 | 0 | 0 | 0 | 0 | 0
STWD | 0 | 0 | 0 | 0 | 0 | 0
WT | 0 | 0 | 0 | 0 | 0 | 0
IGCC | 0 | 0 | 0 | 0 | 0 | 0
DemandResponse | 0 | 0 | 0 | 0 | 0 | 0
IGCC-CCS | 0 | 0 | 0 | 0 | 0 | 0
WT_off | 0 | 0 | 0 | 0 | 0 | 0
PseudoUnit | 0 | 0 | 0 | 0 | 0 | 0
FixedInterchange | 0 | 0 | 0 | 0 | 0 | 0
CO2 Emissions (MMshortTons): AZ_NM_SNV_Coal
ReportingType | 2015 | 2020 | 2025 | 2030 | 2035 | 2040
BM | 0 | 0 | 0 | 0 | 0 | 0
CC | 0 | 0 | 0 | 0 | 0 | 0
CSP | 0 | 0 | 0 | 0 | 0 | 0
CT | 0 | 0 | 0 | 0 | 0 | 0
Coal | 80.32 | 80.51 | 80.51 | 80.51 | 95.61 | 163.06
Geo | 0 | 0 | 0 | 0 | 0 | 0
H | 0 | 0 | 0 | 0 | 0 | 0
LFG | 0 | 0 | 0 | 0 | 0 | 0
Nuc | 0 | 0 | 0 | 0 | 0 | 0
PS | 0 | 0 | 0 | 0 | 0 | 0
PV | 0 | 0 | 0 | 0 | 0 | 0
PeakG | 0 | 0 | 0 | 0 | 0 | 0
PeakO | 0 | 0 | 0 | 0 | 0 | 0
ST | 0 | 0 | 0 | 0 | 0 | 0
STOG | 0 | 0 | 0 | 0 | 0 | 0
STWD | 0 | 0 | 0 | 0 | 0 | 0
WT | 0 | 0 | 0 | 0 | 0 | 0
IGCC | 0 | 0 | 0 | 0 | 0 | 0
DemandResponse | 0 | 0 | 0 | 0 | 0 | 0
IGCC-CCS | 0 | 0 | 0 | 0 | 0 | 0
WT_off | 0 | 0 | 0 | 0 | 0 | 0
PseudoUnit | 0 | 0 | 0 | 0 | 0 | 0
FixedInterchange | 0 | 0 | 0 | 0 | 0 | 0
CO2 Emissions (MMshortTons): AZ_NM_SNV_Gas
ReportingType | 2015 | 2020 | 2025 | 2030 | 2035 | 2040
BM | 0 | 0 | 0 | 0 | 0 | 0
CC | 43.91 | 52.17 | 51.94 | 62.9 | 62.79 | 57.54
CSP | 0 | 0 | 0 | 0 | 0 | 0
CT | 0 | 0 | 0.09 | 0.17 | 0 | 0
Coal | 0 | 0 | 0 | 0 | 0 | 0
Geo | 0 | 0 | 0 | 0 | 0 | 0
H | 0 | 0 | 0 | 0 | 0 | 0
LFG | 0 | 0 | 0 | 0 | 0 | 0
Nuc | 0 | 0 | 0 | 0 | 0 | 0
PS | 0 | 0 | 0 | 0 | 0 | 0
PV | 0 | 0 | 0 | 0 | 0 | 0
PeakG | 0 | 0 | 0.15 | 0.26 | 0.31 | 0
PeakO | 0 | 0 | 0 | 0 | 0 | 0
ST | 0 | 0 | 0 | 0 | 0 | 0
STOG | 0 | 0 | 0 | 0 | 0 | 0
STWD | 0 | 0 | 0 | 0 | 0 | 0
WT | 0 | 0 | 0 | 0 | 0 | 0
IGCC | 0 | 0 | 0 | 0 | 0 | 0
DemandResponse | 0 | 0 | 0 | 0 | 0 | 0
IGCC-CCS | 0 | 0 | 0 | 0 | 0 | 0
WT_off | 0 | 0 | 0 | 0 | 0 | 0
PseudoUnit | 0 | 0 | 0 | 0 | 0 | 0
FixedInterchange | 0 | 0 | 0 | 0 | 0 | 0
CO2 Emissions (MMshortTons): AZ_NM_SNV_NucRenew
ReportingType | 2015 | 2020 | 2025 | 2030 | 2035 | 2040
BM | 0 | 0 | 0 | 0 | 0 | 0
CC | 0 | 0 | 0 | 0 | 0 | 0
CSP | 0 | 0 | 0 | 0 | 0 | 0
CT | 0 | 0 | 0 | 0 | 0 | 0
Coal | 0 | 0 | 0 | 0 | 0 | 0
Geo | 0 | 0 | 0 | 0 | 0 | 0
H | 0 | 0 | 0 | 0 | 0 | 0
LFG | 0 | 0 | 0 | 0 | 0 | 0
Nuc | 0 | 0 | 0 | 0 | 0 | 0
PS | 0 | 0 | 0 | 0 | 0 | 0
PV | 0 | 0 | 0 | 0 | 0 | 0
PeakG | 0 | 0 | 0 | 0 | 0 | 0
PeakO | 0 | 0 | 0 | 0 | 0 | 0
ST | 0 | 0 | 0 | 0 | 0 | 0
STOG | 0 | 0 | 0 | 0 | 0 | 0
STWD | 0 | 0 | 0 | 0 | 0 | 0
WT | 0 | 0 | 0 | 0 | 0 | 0
IGCC | 0 | 0 | 0 | 0 | 0 | 0
DemandResponse | 0 | 0 | 0 | 0 | 0 | 0
IGCC-CCS | 0 | 0 | 0 | 0 | 0 | 0
WT_off | 0 | 0 | 0 | 0 | 0 | 0
PseudoUnit | 0 | 0 | 0 | 0 | 0 | 0
FixedInterchange | 0 | 0 | 0 | 0 | 0 | 0
CO2 Emissions (MMshortTons): ERCOT
ReportingType | 2015 | 2020 | 2025 | 2030 | 2035 | 2040
BM | 0 | 0 | 0 | 0 | 0 | 0
CC | 59.57 | 51.51 | 41.87 | 34.27 | 36.12 | 40.09
CSP | 0 | 0 | 0 | 0 | 0 | 0
CT | 0 | 0 | 0 | 0 | 0 | 0
Coal | 133.79 | 143.67 | 150.95 | 152.55 | 154.7 | 155.98
Geo | 0 | 0 | 0 | 0 | 0 | 0
H | 0 | 0 | 0 | 0 | 0 | 0
LFG | 0 | 0 | 0 | 0 | 0 | 0
Nuc | 0 | 0 | 0 | 0 | 0 | 0
PS | 0 | 0 | 0 | 0 | 0 | 0
PV | 0 | 0 | 0 | 0 | 0 | 0
PeakG | 0 | 0 | 0 | 0 | 0 | 0
PeakO | 0 | 0 | 0 | 0 | 0 | 0
ST | 0 | 0 | 0 | 0 | 0 | 0
STOG | 2.92 | 3.13 | 3.11 | 2.81 | 2.6 | 2.35
STWD | 0 | 0 | 0 | 0 | 0 | 0
WT | 0 | 0 | 0 | 0 | 0 | 0
IGCC | 0 | 0 | 0 | 0 | 0 | 0
DemandResponse | 0 | 0 | 0 | 0 | 0 | 0
IGCC-CCS | 0 | 0 | 0 | 0 | 0 | 0
WT_off | 0 | 0 | 0 | 0 | 0 | 0
PseudoUnit | 0 | 0 | 0 | 0 | 0 | 0
FixedInterchange | 0 | 0 | 0 | 0 | 0 | 0
CO2 Emissions (MMshortTons): NP15
ReportingType | 2015 | 2020 | 2025 | 2030 | 2035 | 2040
BM | 0 | 0 | 0 | 0 | 0 | 0
CC | 14.66 | 15.16 | 11.5 | 8.94 | 4.93 | 2.1
CSP | 0 | 0 | 0 | 0 | 0 | 0
CT | 0 | 0 | 0 | 0 | 0 | 0
Coal | 0.27 | 0 | 0 | 0 | 0 | 0
Geo | 0 | 0 | 0 | 0 | 0 | 0
H | 0 | 0 | 0 | 0 | 0 | 0
LFG | 0 | 0 | 0 | 0 | 0 | 0
Nuc | 0 | 0 | 0 | 0 | 0 | 0
PS | 0 | 0 | 0 | 0 | 0 | 0
PV | 0 | 0 | 0 | 0 | 0 | 0
PeakG | 0 | 0 | 0 | 0 | 0 | 0
PeakO | 0 | 0 | 0 | 0 | 0 | 0
ST | 0 | 0 | 0 | 0 | 0 | 0
STOG | 0.08 | 0.1 | 0.04 | 0.08 | 0.05 | 0.09
STWD | 0 | 0 | 0 | 0 | 0 | 0
WT | 0 | 0 | 0 | 0 | 0 | 0
IGCC | 0 | 0 | 0 | 0 | 0 | 0
DemandResponse | 0 | 0 | 0 | 0 | 0 | 0
IGCC-CCS | 0 | 0 | 0 | 0 | 0 | 0
WT_off | 0 | 0 | 0 | 0 | 0 | 0
PseudoUnit | 0 | 0 | 0 | 0 | 0 | 0
FixedInterchange | 0 | 0 | 0 | 0 | 0 | 0
CO2 Emissions (MMshortTons): NWPP_Coal
ReportingType | 2015 | 2020 | 2025 | 2030 | 2035 | 2040
BM | 0 | 0 | 0 | 0 | 0 | 0
CC | 0 | 0 | 0 | 0 | 0 | 0
CSP | 0 | 0 | 0 | 0 | 0 | 0
CT | 0 | 0 | 0 | 0 | 0 | 0
Coal | 108.92 | 109.08 | 109.08 | 109.08 | 108.57 | 108.57
Geo | 0 | 0 | 0 | 0 | 0 | 0
H | 0 | 0 | 0 | 0 | 0 | 0
LFG | 0 | 0 | 0 | 0 | 0 | 0
Nuc | 0 | 0 | 0 | 0 | 0 | 0
PS | 0 | 0 | 0 | 0 | 0 | 0
PV | 0 | 0 | 0 | 0 | 0 | 0
PeakG | 0 | 0 | 0 | 0 | 0 | 0
PeakO | 0 | 0 | 0 | 0 | 0 | 0
ST | 0 | 0 | 0 | 0 | 0 | 0
STOG | 0 | 0 | 0 | 0 | 0 | 0
STWD | 0 | 0 | 0 | 0 | 0 | 0
WT | 0 | 0 | 0 | 0 | 0 | 0
IGCC | 0 | 0 | 0 | 0 | 0 | 0
DemandResponse | 0 | 0 | 0 | 0 | 0 | 0
IGCC-CCS | 0 | 0 | 0 | 0 | 0 | 0
WT_off | 0 | 0 | 0 | 0 | 0 | 0
PseudoUnit | 0 | 0 | 0 | 0 | 0 | 0
FixedInterchange | 0 | 0 | 0 | 0 | 0 | 0
CO2 Emissions (MMshortTons): NWPP_Gas
ReportingType | 2015 | 2020 | 2025 | 2030 | 2035 | 2040
BM | 0 | 0 | 0 | 0 | 0 | 0
CC | 21.13 | 21.13 | 21.13 | 30.03 | 43.41 | 44.37
CSP | 0 | 0 | 0 | 0 | 0 | 0
CT | 0 | 0 | 0 | 0 | 0 | 0
Coal | 0 | 0 | 0 | 0 | 0 | 3.2
Geo | 0 | 0 | 0 | 0 | 0 | 0
H | 0 | 0 | 0 | 0 | 0 | 0
LFG | 0 | 0 | 0 | 0 | 0 | 0
Nuc | 0 | 0 | 0 | 0 | 0 | 0
PS | 0 | 0 | 0 | 0 | 0 | 0
PV | 0 | 0 | 0 | 0 | 0 | 0
PeakG | 0 | 0 | 0 | 0 | 0 | 0
PeakO | 0 | 0 | 0 | 0 | 0 | 0
ST | 0 | 0 | 0 | 0 | 0 | 0
STOG | 0 | 0 | 0 | 0 | 0 | 0
STWD | 0 | 0 | 0 | 0 | 0 | 0
WT | 0 | 0 | 0 | 0 | 0 | 0
IGCC | 0 | 0 | 0 | 0 | 0 | 0
DemandResponse | 0 | 0 | 0 | 0 | 0 | 0
IGCC-CCS | 0 | 0 | 0 | 0 | 0 | 0
WT_off | 0 | 0 | 0 | 0 | 0 | 0
PseudoUnit | 0 | 0 | 0 | 0 | 0 | 0
FixedInterchange | 0 | 0 | 0 | 0 | 0 | 0
CO2 Emissions (MMshortTons): NWPP_NucRenew
ReportingType | 2015 | 2020 | 2025 | 2030 | 2035 | 2040
BM | 0 | 0 | 0 | 0 | 0 | 0
CC | 0 | 0 | 0 | 0 | 0 | 0
CSP | 0 | 0 | 0 | 0 | 0 | 0
CT | 0 | 0 | 0 | 0 | 0 | 0
Coal | 0 | 0 | 0 | 0 | 0 | 0
Geo | 0 | 0 | 0 | 0 | 0 | 0
H | 0 | 0 | 0 | 0 | 0 | 0
LFG | 0 | 0 | 0 | 0 | 0 | 0
Nuc | 0 | 0 | 0 | 0 | 0 | 0
PS | 0 | 0 | 0 | 0 | 0 | 0
PV | 0 | 0 | 0 | 0 | 0 | 0
PeakG | 0 | 0 | 0 | 0 | 0 | 0
PeakO | 0 | 0 | 0 | 0 | 0 | 0
ST | 0 | 0 | 0 | 0 | 0 | 0
STOG | 0 | 0 | 0 | 0 | 0 | 0
STWD | 0 | 0 | 0 | 0 | 0 | 0
WT | 0 | 0 | 0 | 0 | 0 | 0
IGCC | 0 | 0 | 0 | 0 | 0 | 0
DemandResponse | 0 | 0 | 0 | 0 | 0 | 0
IGCC-CCS | 0 | 0 | 0 | 0 | 0 | 0
WT_off | 0 | 0 | 0 | 0 | 0 | 0
PseudoUnit | 0 | 0 | 0 | 0 | 0 | 0
FixedInterchange | 0 | 0 | 0 | 0 | 0 | 0
CO2 Emissions (MMshortTons): RMPA
ReportingType | 2015 | 2020 | 2025 | 2030 | 2035 | 2040
BM | 0 | 0 | 0 | 0 | 0 | 0
CC | 2 | 2.84 | 0.98 | 1.41 | 1.14 | 1.23
CSP | 0 | 0 | 0 | 0 | 0 | 0
CT | 0 | 0 | 0 | 0 | 0 | 0
Coal | 61.31 | 59.93 | 56.25 | 56.25 | 65.3 | 74.26
Geo | 0 | 0 | 0 | 0 | 0 | 0
H | 0 | 0 | 0 | 0 | 0 | 0
LFG | 0 | 0 | 0 | 0 | 0 | 0
Nuc | 0 | 0 | 0 | 0 | 0 | 0
PS | 0 | 0 | 0 | 0 | 0 | 0
PV | 0 | 0 | 0 | 0 | 0 | 0
PeakG | 0 | 0.01 | 0 | 0.02 | 0 | 0.01
PeakO | 0 | 0 | 0 | 0 | 0 | 0
ST | 0 | 0 | 0 | 0 | 0 | 0
STOG | 0 | 0 | 0 | 0 | 0 | 0
STWD | 0 | 0 | 0 | 0 | 0 | 0
WT | 0 | 0 | 0 | 0 | 0 | 0
IGCC | 0 | 0 | 0 | 0 | 0 | 0
DemandResponse | 0 | 0 | 0 | 0 | 0 | 0
IGCC-CCS | 0 | 0 | 0 | 0 | 0 | 0
WT_off | 0 | 0 | 0 | 0 | 0 | 0
PseudoUnit | 0 | 0 | 0 | 0 | 0 | 0
FixedInterchange | 0 | 0 | 0 | 0 | 0 | 0
CO2 Emissions (MMshortTons): SP15
ReportingType | 2015 | 2020 | 2025 | 2030 | 2035 | 2040
BM | 0 | 0 | 0 | 0 | 0 | 0
CC | 9.89 | 9.94 | 8.77 | 7.93 | 7.27 | 3.9
CSP | 0 | 0 | 0 | 0 | 0 | 0
CT | 0 | 0 | 0 | 0 | 0 | 0
Coal | 0.9 | 0.9 | 0.9 | 0.72 | 0 | 0
Geo | 0 | 0 | 0 | 0 | 0 | 0
H | 0 | 0 | 0 | 0 | 0 | 0
LFG | 0 | 0 | 0 | 0 | 0 | 0
Nuc | 0 | 0 | 0 | 0 | 0 | 0
PS | 0 | 0 | 0 | 0 | 0 | 0
PV | 0 | 0 | 0 | 0 | 0 | 0
PeakG | 0 | 0 | 0 | 0 | 0 | 0
PeakO | 0 | 0 | 0 | 0 | 0 | 0
ST | 0 | 0 | 0 | 0 | 0 | 0
STOG | 0.13 | 0.21 | 0.14 | 0.24 | 0.49 | 0.31
STWD | 0 | 0 | 0 | 0 | 0 | 0
WT | 0 | 0 | 0 | 0 | 0 | 0
IGCC | 0 | 0 | 0 | 0 | 0 | 0
DemandResponse | 0 | 0 | 0 | 0 | 0 | 0
IGCC-CCS | 0 | 0 | 0 | 0 | 0 | 0
WT_off | 0 | 0 | 0 | 0 | 0 | 0
PseudoUnit | 0 | 0 | 0 | 0 | 0 | 0
FixedInterchange | 0 | 0 | 0 | 0 | 0 | 0
CO2 Emissions (MMshortTons): ALB
ReportingType | 2015 | 2020 | 2025 | 2030 | 2035 | 2040
BM | 0 | 0 | 0 | 0 | 0 | 0
CC | 8.14 | 9.57 | 11.98 | 13.75 | 15.87 | 17.25
CSP | 0 | 0 | 0 | 0 | 0 | 0
CT | 0 | 0 | 0 | 0 | 0 | 0
Coal | 50 | 50 | 50 | 50 | 50 | 50
Geo | 0 | 0 | 0 | 0 | 0 | 0
H | 0 | 0 | 0 | 0 | 0 | 0
LFG | 0 | 0 | 0 | 0 | 0 | 0
Nuc | 0 | 0 | 0 | 0 | 0 | 0
PS | 0 | 0 | 0 | 0 | 0 | 0
PV | 0 | 0 | 0 | 0 | 0 | 0
PeakG | 0 | 0 | 0 | 0 | 0 | 0
PeakO | 0 | 0 | 0 | 0 | 0 | 0
ST | 0 | 0 | 0 | 0 | 0 | 0
STOG | 0 | 0 | 0 | 0 | 0 | 0
STWD | 0 | 0 | 0 | 0 | 0 | 0
WT | 0 | 0 | 0 | 0 | 0 | 0
IGCC | 0 | 0 | 0 | 0 | 0 | 0
DemandResponse | 0 | 0 | 0 | 0 | 0 | 0
IGCC-CCS | 0 | 0 | 0 | 0 | 0 | 0
WT_off | 0 | 0 | 0 | 0 | 0 | 0
PseudoUnit | 0 | 0 | 0 | 0 | 0 | 0
FixedInterchange | 0 | 0 | 0 | 0 | 0 | 0
CO2 Emissions (MMshortTons): BC
ReportingType | 2015 | 2020 | 2025 | 2030 | 2035 | 2040
BM | 0 | 0 | 0 | 0 | 0 | 0
CC | 4.01 | 4.51 | 5.98 | 7.9 | 9.71 | 11.66
CSP | 0 | 0 | 0 | 0 | 0 | 0
CT | 0 | 0 | 0 | 0 | 0 | 0
Coal | 0 | 0 | 0 | 0 | 0 | 0
Geo | 0 | 0 | 0 | 0 | 0 | 0
H | 0 | 0 | 0 | 0 | 0 | 0
LFG | 0 | 0 | 0 | 0 | 0 | 0
Nuc | 0 | 0 | 0 | 0 | 0 | 0
PS | 0 | 0 | 0 | 0 | 0 | 0
PV | 0 | 0 | 0 | 0 | 0 | 0
PeakG | 0 | 0 | 0 | 0 | 0 | 0
PeakO | 0 | 0 | 0 | 0 | 0 | 0
ST | 0 | 0 | 0 | 0 | 0 | 0
STOG | 0 | 0 | 0 | 0 | 0 | 0
STWD | 0 | 0 | 0 | 0 | 0 | 0
WT | 0 | 0 | 0 | 0 | 0 | 0
IGCC | 0 | 0 | 0 | 0 | 0 | 0
DemandResponse | 0 | 0 | 0 | 0 | 0 | 0
IGCC-CCS | 0 | 0 | 0 | 0 | 0 | 0
WT_off | 0 | 0 | 0 | 0 | 0 | 0
PseudoUnit | 0 | 0 | 0 | 0 | 0 | 0
FixedInterchange | 0 | 0 | 0 | 0 | 0 | 0
CO2 Emissions (MMshortTons): HQ_IESO
ReportingType | 2015 | 2020 | 2025 | 2030 | 2035 | 2040
BM | 0 | 0 | 0 | 0 | 0 | 0
CC | 0 | 0 | 0 | 0 | 0 | 0
CSP | 0 | 0 | 0 | 0 | 0 | 0
CT | 0 | 0 | 0 | 0 | 0 | 0
Coal | 0 | 0 | 0 | 0 | 0 | 0
Geo | 0 | 0 | 0 | 0 | 0 | 0
H | 0 | 0 | 0 | 0 | 0 | 0
LFG | 0 | 0 | 0 | 0 | 0 | 0
Nuc | 0 | 0 | 0 | 0 | 0 | 0
PS | 0 | 0 | 0 | 0 | 0 | 0
PV | 0 | 0 | 0 | 0 | 0 | 0
PeakG | 0 | 0 | 0 | 0 | 0 | 0
PeakO | 0 | 0 | 0 | 0 | 0 | 0
ST | 0 | 0 | 0 | 0 | 0 | 0
STOG | 0 | 0 | 0 | 0 | 0 | 0
STWD | 0 | 0 | 0 | 0 | 0 | 0
WT | 0 | 0 | 0 | 0 | 0 | 0
IGCC | 0 | 0 | 0 | 0 | 0 | 0
DemandResponse | 0 | 0 | 0 | 0 | 0 | 0
IGCC-CCS | 0 | 0 | 0 | 0 | 0 | 0
WT_off | 0 | 0 | 0 | 0 | 0 | 0
PseudoUnit | 0 | 0 | 0 | 0 | 0 | 0
FixedInterchange | 0 | 0 | 0 | 0 | 0 | 0
CO2 Emissions (MMshortTons): HQ_NEISO
ReportingType | 2015 | 2020 | 2025 | 2030 | 2035 | 2040
BM | 0 | 0 | 0 | 0 | 0 | 0
CC | 0 | 0 | 0 | 0 | 0 | 0
CSP | 0 | 0 | 0 | 0 | 0 | 0
CT | 0 | 0 | 0 | 0 | 0 | 0
Coal | 0 | 0 | 0 | 0 | 0 | 0
Geo | 0 | 0 | 0 | 0 | 0 | 0
H | 0 | 0 | 0 | 0 | 0 | 0
LFG | 0 | 0 | 0 | 0 | 0 | 0
Nuc | 0 | 0 | 0 | 0 | 0 | 0
PS | 0 | 0 | 0 | 0 | 0 | 0
PV | 0 | 0 | 0 | 0 | 0 | 0
PeakG | 0 | 0 | 0 | 0 | 0 | 0
PeakO | 0 | 0 | 0 | 0 | 0 | 0
ST | 0 | 0 | 0 | 0 | 0 | 0
STOG | 0 | 0 | 0 | 0 | 0 | 0
STWD | 0 | 0 | 0 | 0 | 0 | 0
WT | 0 | 0 | 0 | 0 | 0 | 0
IGCC | 0 | 0 | 0 | 0 | 0 | 0
DemandResponse | 0 | 0 | 0 | 0 | 0 | 0
IGCC-CCS | 0 | 0 | 0 | 0 | 0 | 0
WT_off | 0 | 0 | 0 | 0 | 0 | 0
PseudoUnit | 0 | 0 | 0 | 0 | 0 | 0
FixedInterchange | 0 | 0 | 0 | 0 | 0 | 0
CO2 Emissions (MMshortTons): HQ_NY
ReportingType | 2015 | 2020 | 2025 | 2030 | 2035 | 2040
BM | 0 | 0 | 0 | 0 | 0 | 0
CC | 0 | 0 | 0 | 0 | 0 | 0
CSP | 0 | 0 | 0 | 0 | 0 | 0
CT | 0 | 0 | 0 | 0 | 0 | 0
Coal | 0 | 0 | 0 | 0 | 0 | 0
Geo | 0 | 0 | 0 | 0 | 0 | 0
H | 0 | 0 | 0 | 0 | 0 | 0
LFG | 0 | 0 | 0 | 0 | 0 | 0
Nuc | 0 | 0 | 0 | 0 | 0 | 0
PS | 0 | 0 | 0 | 0 | 0 | 0
PV | 0 | 0 | 0 | 0 | 0 | 0
PeakG | 0 | 0 | 0 | 0 | 0 | 0
PeakO | 0 | 0 | 0 | 0 | 0 | 0
ST | 0 | 0 | 0 | 0 | 0 | 0
STOG | 0 | 0 | 0 | 0 | 0 | 0
STWD | 0 | 0 | 0 | 0 | 0 | 0
WT | 0 | 0 | 0 | 0 | 0 | 0
IGCC | 0 | 0 | 0 | 0 | 0 | 0
DemandResponse | 0 | 0 | 0 | 0 | 0 | 0
IGCC-CCS | 0 | 0 | 0 | 0 | 0 | 0
WT_off | 0 | 0 | 0 | 0 | 0 | 0
PseudoUnit | 0 | 0 | 0 | 0 | 0 | 0
FixedInterchange | 0 | 0 | 0 | 0 | 0 | 0
CO2 Emissions (MMshortTons): MARITIMES
ReportingType | 2015 | 2020 | 2025 | 2030 | 2035 | 2040
BM | 0 | 0 | 0 | 0 | 0 | 0
CC | 0 | 0 | 0 | 0 | 0 | 0
CSP | 0 | 0 | 0 | 0 | 0 | 0
CT | 0 | 0 | 0 | 0 | 0 | 0
Coal | 0 | 0 | 0 | 0 | 0 | 0
Geo | 0 | 0 | 0 | 0 | 0 | 0
H | 0 | 0 | 0 | 0 | 0 | 0
LFG | 0 | 0 | 0 | 0 | 0 | 0
Nuc | 0 | 0 | 0 | 0 | 0 | 0
PS | 0 | 0 | 0 | 0 | 0 | 0
PV | 0 | 0 | 0 | 0 | 0 | 0
PeakG | 0 | 0 | 0 | 0 | 0 | 0
PeakO | 0 | 0 | 0 | 0 | 0 | 0
ST | 0 | 0 | 0 | 0 | 0 | 0
STOG | 0 | 0 | 0 | 0 | 0 | 0
STWD | 0 | 0 | 0 | 0 | 0 | 0
WT | 0 | 0 | 0 | 0 | 0 | 0
IGCC | 0 | 0 | 0 | 0 | 0 | 0
DemandResponse | 0 | 0 | 0 | 0 | 0 | 0
IGCC-CCS | 0 | 0 | 0 | 0 | 0 | 0
WT_off | 0 | 0 | 0 | 0 | 0 | 0
PseudoUnit | 0 | 0 | 0 | 0 | 0 | 0
FixedInterchange | 0 | 0 | 0 | 0 | 0 | 0
CO2 Emissions (MMshortTons): All
ReportingType | 2015 | 2020 | 2025 | 2030 | 2035 | 2040
BM | 0 | 0 | 0 | 0 | 0 | 0
CC | 447.15 | 464.41 | 403.74 | 365.73 | 467.8 | 529.46
CSP | 0 | 0 | 0 | 0 | 0 | 0
CT | 0.15 | 0.7 | 1.38 | 1.35 | 2.49 | 3.48
Coal | 1932 | 1784.64 | 1753.43 | 1704.15 | 1815.31 | 1969.52
Geo | 0 | 0 | 0 | 0 | 0 | 0
H | 0 | 0 | 0 | 0 | 0 | 0
LFG | 0 | 0 | 0 | 0 | 0 | 0
Nuc | 0 | 0 | 0 | 0 | 0 | 0
PS | 0 | 0 | 0 | 0 | 0 | 0
PV | 0 | 0 | 0 | 0 | 0 | 0
PeakG | 1.99 | 3.08 | 3.35 | 2.84 | 3.91 | 3.06
PeakO | 0 | 0 | 0 | 0 | 0 | 0
ST | 0 | 0 | 0 | 0 | 0 | 0
STOG | 9.69 | 11.76 | 10.77 | 9.54 | 11.24 | 11.28
STWD | 0 | 0 | 0 | 0 | 0 | 0
WT | 0 | 0 | 0 | 0 | 0 | 0
IGCC | 4.15 | 4.15 | 4.15 | 4.15 | 4.15 | 4.15
DemandResponse | 0 | 0 | 0 | 0 | 0 | 0
IGCC-CCS | 0 | 0 | 0 | 0 | 0 | 0
WT_off | 0 | 0 | 0 | 0 | 0 | 0
PseudoUnit | 0 | 0 | 0 | 0 | 0 | 0
FixedInterchange | 0 | 0 | 0 | 0 | 0 | 0
CO2 Emissions (MMshortTons): EI_US
ReportingType | 2015 | 2020 | 2025 | 2030 | 2035 | 2040
BM | 0 | 0 | 0 | 0 | 0 | 0
CC | 281.15 | 296.07 | 248.82 | 198.22 | 284.27 | 343.78
CSP | 0 | 0 | 0 | 0 | 0 | 0
CT | 0.15 | 0.7 | 1.28 | 1.17 | 2.49 | 3.41
Coal | 1495.85 | 1339.69 | 1305.73 | 1255.04 | 1341.13 | 1414.45
Geo | 0 | 0 | 0 | 0 | 0 | 0
H | 0 | 0 | 0 | 0 | 0 | 0
LFG | 0 | 0 | 0 | 0 | 0 | 0
Nuc | 0 | 0 | 0 | 0 | 0 | 0
PS | 0 | 0 | 0 | 0 | 0 | 0
PV | 0 | 0 | 0 | 0 | 0 | 0
PeakG | 1.99 | 3.07 | 3.19 | 2.56 | 3.59 | 3.05
PeakO | 0 | 0 | 0 | 0 | 0 | 0
ST | 0 | 0 | 0 | 0 | 0 | 0
STOG | 6.55 | 8.33 | 7.48 | 6.41 | 8.11 | 8.53
STWD | 0 | 0 | 0 | 0 | 0 | 0
WT | 0 | 0 | 0 | 0 | 0 | 0
IGCC | 4.15 | 4.15 | 4.15 | 4.15 | 4.15 | 4.15
DemandResponse | 0 | 0 | 0 | 0 | 0 | 0
IGCC-CCS | 0 | 0 | 0 | 0 | 0 | 0
WT_off | 0 | 0 | 0 | 0 | 0 | 0
PseudoUnit | 0 | 0 | 0 | 0 | 0 | 0
FixedInterchange | 0 | 0 | 0 | 0 | 0 | 0
CO2 Emissions (MMshortTons): EI_Canada
ReportingType | 2015 | 2020 | 2025 | 2030 | 2035 | 2040
BM | 0 | 0 | 0 | 0 | 0 | 0
CC | 2.68 | 1.5 | 0.77 | 0.38 | 2.29 | 7.55
CSP | 0 | 0 | 0 | 0 | 0 | 0
CT | 0 | 0 | 0 | 0 | 0 | 0.07
Coal | 0.65 | 0.87 | 0.03 | 0 | 0 | 0
Geo | 0 | 0 | 0 | 0 | 0 | 0
H | 0 | 0 | 0 | 0 | 0 | 0
LFG | 0 | 0 | 0 | 0 | 0 | 0
Nuc | 0 | 0 | 0 | 0 | 0 | 0
PS | 0 | 0 | 0 | 0 | 0 | 0
PV | 0 | 0 | 0 | 0 | 0 | 0
PeakG | 0 | 0 | 0 | 0 | 0 | 0
PeakO | 0 | 0 | 0 | 0 | 0 | 0
ST | 0 | 0 | 0 | 0 | 0 | 0
STOG | 0 | 0 | 0 | 0 | 0 | 0
STWD | 0 | 0 | 0 | 0 | 0 | 0
WT | 0 | 0 | 0 | 0 | 0 | 0
IGCC | 0 | 0 | 0 | 0 | 0 | 0
DemandResponse | 0 | 0 | 0 | 0 | 0 | 0
IGCC-CCS | 0 | 0 | 0 | 0 | 0 | 0
WT_off | 0 | 0 | 0 | 0 | 0 | 0
PseudoUnit | 0 | 0 | 0 | 0 | 0 | 0
FixedInterchange | 0 | 0 | 0 | 0 | 0 | 0
CO2 Emissions (MMshortTons): EI
ReportingType | 2015 | 2020 | 2025 | 2030 | 2035 | 2040
BM | 0 | 0 | 0 | 0 | 0 | 0
CC | 283.82 | 297.57 | 249.59 | 198.59 | 286.56 | 351.32
CSP | 0 | 0 | 0 | 0 | 0 | 0
CT | 0.15 | 0.7 | 1.28 | 1.17 | 2.49 | 3.48
Coal | 1496.5 | 1340.56 | 1305.75 | 1255.04 | 1341.13 | 1414.45
Geo | 0 | 0 | 0 | 0 | 0 | 0
H | 0 | 0 | 0 | 0 | 0 | 0
LFG | 0 | 0 | 0 | 0 | 0 | 0
Nuc | 0 | 0 | 0 | 0 | 0 | 0
PS | 0 | 0 | 0 | 0 | 0 | 0
PV | 0 | 0 | 0 | 0 | 0 | 0
PeakG | 1.99 | 3.07 | 3.19 | 2.56 | 3.59 | 3.05
PeakO | 0 | 0 | 0 | 0 | 0 | 0
ST | 0 | 0 | 0 | 0 | 0 | 0
STOG | 6.55 | 8.33 | 7.48 | 6.41 | 8.11 | 8.53
STWD | 0 | 0 | 0 | 0 | 0 | 0
WT | 0 | 0 | 0 | 0 | 0 | 0
IGCC | 4.15 | 4.15 | 4.15 | 4.15 | 4.15 | 4.15
DemandResponse | 0 | 0 | 0 | 0 | 0 | 0
IGCC-CCS | 0 | 0 | 0 | 0 | 0 | 0
WT_off | 0 | 0 | 0 | 0 | 0 | 0
PseudoUnit | 0 | 0 | 0 | 0 | 0 | 0
FixedInterchange | 0 | 0 | 0 | 0 | 0 | 0
CO2 Emissions (MMshortTons): Outside_EI
ReportingType | 2015 | 2020 | 2025 | 2030 | 2035 | 2040
BM | 0 | 0 | 0 | 0 | 0 | 0
CC | 163.32 | 166.84 | 154.15 | 167.13 | 181.25 | 178.14
CSP | 0 | 0 | 0 | 0 | 0 | 0
CT | 0 | 0 | 0.09 | 0.17 | 0 | 0
Coal | 435.5 | 444.08 | 447.67 | 449.1 | 474.18 | 555.07
Geo | 0 | 0 | 0 | 0 | 0 | 0
H | 0 | 0 | 0 | 0 | 0 | 0
LFG | 0 | 0 | 0 | 0 | 0 | 0
Nuc | 0 | 0 | 0 | 0 | 0 | 0
PS | 0 | 0 | 0 | 0 | 0 | 0
PV | 0 | 0 | 0 | 0 | 0 | 0
PeakG | 0 | 0.01 | 0.15 | 0.28 | 0.31 | 0.01
PeakO | 0 | 0 | 0 | 0 | 0 | 0
ST | 0 | 0 | 0 | 0 | 0 | 0
STOG | 3.13 | 3.43 | 3.29 | 3.13 | 3.13 | 2.75
STWD | 0 | 0 | 0 | 0 | 0 | 0
WT | 0 | 0 | 0 | 0 | 0 | 0
IGCC | 0 | 0 | 0 | 0 | 0 | 0
DemandResponse | 0 | 0 | 0 | 0 | 0 | 0
IGCC-CCS | 0 | 0 | 0 | 0 | 0 | 0
WT_off | 0 | 0 | 0 | 0 | 0 | 0
PseudoUnit | 0 | 0 | 0 | 0 | 0 | 0
FixedInterchange | 0 | 0 | 0 | 0 | 0 | 0
CO2 Emissions (MMmetricTons): Entergy
ReportingType | 2015 | 2020 | 2025 | 2030 | 2035 | 2040
BM | 0 | 0 | 0 | 0 | 0 | 0
CC | 24.81 | 24.79 | 12.51 | 6.61 | 7.39 | 6.44
CSP | 0 | 0 | 0 | 0 | 0 | 0
CT | 0 | 0 | 0 | 0 | 0 | 0.01
Coal | 58.48 | 48.6 | 47.07 | 43.47 | 48.19 | 51.75
Geo | 0 | 0 | 0 | 0 | 0 | 0
H | 0 | 0 | 0 | 0 | 0 | 0
LFG | 0 | 0 | 0 | 0 | 0 | 0
Nuc | 0 | 0 | 0 | 0 | 0 | 0
PS | 0 | 0 | 0 | 0 | 0 | 0
PV | 0 | 0 | 0 | 0 | 0 | 0
PeakG | 0 | 0 | 0 | 0 | 0 | 0
PeakO | 0 | 0 | 0 | 0 | 0 | 0
ST | 0 | 0 | 0 | 0 | 0 | 0
STOG | 0.85 | 0.89 | 0.86 | 0.5 | 0.86 | 0.86
STWD | 0 | 0 | 0 | 0 | 0 | 0
WT | 0 | 0 | 0 | 0 | 0 | 0
IGCC | 0 | 0 | 0 | 0 | 0 | 0
DemandResponse | 0 | 0 | 0 | 0 | 0 | 0
IGCC-CCS | 0 | 0 | 0 | 0 | 0 | 0
WT_off | 0 | 0 | 0 | 0 | 0 | 0
PseudoUnit | 0 | 0 | 0 | 0 | 0 | 0
FixedInterchange | 0 | 0 | 0 | 0 | 0 | 0
CO2 Emissions (MMmetricTons): FRCC
ReportingType | 2015 | 2020 | 2025 | 2030 | 2035 | 2040
BM | 0 | 0 | 0 | 0 | 0 | 0
CC | 54.15 | 55.52 | 54.84 | 54.15 | 69.53 | 81.33
CSP | 0 | 0 | 0 | 0 | 0 | 0
CT | 0.07 | 0.1 | 0.2 | 0.22 | 0.1 | 0.28
Coal | 55.18 | 54.8 | 55.21 | 56.86 | 58.04 | 58.04
Geo | 0 | 0 | 0 | 0 | 0 | 0
H | 0 | 0 | 0 | 0 | 0 | 0
LFG | 0 | 0 | 0 | 0 | 0 | 0
Nuc | 0 | 0 | 0 | 0 | 0 | 0
PS | 0 | 0 | 0 | 0 | 0 | 0
PV | 0 | 0 | 0 | 0 | 0 | 0
PeakG | 0.01 | 0.02 | 0.05 | 0.05 | 0.05 | 0.04
PeakO | 0 | 0 | 0 | 0 | 0 | 0
ST | 0 | 0 | 0 | 0 | 0 | 0
STOG | 1.28 | 1.24 | 1.39 | 1.41 | 1.12 | 1.02
STWD | 0 | 0 | 0 | 0 | 0 | 0
WT | 0 | 0 | 0 | 0 | 0 | 0
IGCC | 0 | 0 | 0 | 0 | 0 | 0
DemandResponse | 0 | 0 | 0 | 0 | 0 | 0
IGCC-CCS | 0 | 0 | 0 | 0 | 0 | 0
WT_off | 0 | 0 | 0 | 0 | 0 | 0
PseudoUnit | 0 | 0 | 0 | 0 | 0 | 0
FixedInterchange | 0 | 0 | 0 | 0 | 0 | 0
CO2 Emissions (MMmetricTons): MAPP_US
ReportingType | 2015 | 2020 | 2025 | 2030 | 2035 | 2040
BM | 0 | 0 | 0 | 0 | 0 | 0
CC | 0.21 | 0.23 | 0.1 | 0.07 | 0.07 | 0.07
CSP | 0 | 0 | 0 | 0 | 0 | 0
CT | 0 | 0 | 0 | 0 | 0 | 0
Coal | 22.65 | 18.38 | 18.01 | 17.09 | 16.92 | 16.44
Geo | 0 | 0 | 0 | 0 | 0 | 0
H | 0 | 0 | 0 | 0 | 0 | 0
LFG | 0 | 0 | 0 | 0 | 0 | 0
Nuc | 0 | 0 | 0 | 0 | 0 | 0
PS | 0 | 0 | 0 | 0 | 0 | 0
PV | 0 | 0 | 0 | 0 | 0 | 0
PeakG | 0.05 | 0.05 | 0.04 | 0.01 | 0.02 | 0.03
PeakO | 0 | 0 | 0 | 0 | 0 | 0
ST | 0 | 0 | 0 | 0 | 0 | 0
STOG | 0 | 0 | 0 | 0 | 0 | 0
STWD | 0 | 0 | 0 | 0 | 0 | 0
WT | 0 | 0 | 0 | 0 | 0 | 0
IGCC | 0 | 0 | 0 | 0 | 0 | 0
DemandResponse | 0 | 0 | 0 | 0 | 0 | 0
IGCC-CCS | 0 | 0 | 0 | 0 | 0 | 0
WT_off | 0 | 0 | 0 | 0 | 0 | 0
PseudoUnit | 0 | 0 | 0 | 0 | 0 | 0
FixedInterchange | 0 | 0 | 0 | 0 | 0 | 0
CO2 Emissions (MMmetricTons): MISO_IN
ReportingType | 2015 | 2020 | 2025 | 2030 | 2035 | 2040
BM | 0 | 0 | 0 | 0 | 0 | 0
CC | 2 | 2.83 | 1.86 | 0.97 | 1.26 | 1.45
CSP | 0 | 0 | 0 | 0 | 0 | 0
CT | 0 | 0 | 0 | 0 | 0 | 0
Coal | 84.04 | 88.38 | 87.54 | 86.08 | 92.78 | 93.73
Geo | 0 | 0 | 0 | 0 | 0 | 0
H | 0 | 0 | 0 | 0 | 0 | 0
LFG | 0 | 0 | 0 | 0 | 0 | 0
Nuc | 0 | 0 | 0 | 0 | 0 | 0
PS | 0 | 0 | 0 | 0 | 0 | 0
PV | 0 | 0 | 0 | 0 | 0 | 0
PeakG | 0.02 | 0.02 | 0.02 | 0 | 0.03 | 0.04
PeakO | 0 | 0 | 0 | 0 | 0 | 0
ST | 0 | 0 | 0 | 0 | 0 | 0
STOG | 0.03 | 0.07 | 0.03 | 0.03 | 0.07 | 0.07
STWD | 0 | 0 | 0 | 0 | 0 | 0
WT | 0 | 0 | 0 | 0 | 0 | 0
IGCC | 3.76 | 3.76 | 3.76 | 3.76 | 3.76 | 3.76
DemandResponse | 0 | 0 | 0 | 0 | 0 | 0
IGCC-CCS | 0 | 0 | 0 | 0 | 0 | 0
WT_off | 0 | 0 | 0 | 0 | 0 | 0
PseudoUnit | 0 | 0 | 0 | 0 | 0 | 0
FixedInterchange | 0 | 0 | 0 | 0 | 0 | 0
CO2 Emissions (MMmetricTons): MISO_MI
ReportingType | 2015 | 2020 | 2025 | 2030 | 2035 | 2040
BM | 0 | 0 | 0 | 0 | 0 | 0
CC | 5.48 | 5.92 | 3.93 | 2.13 | 3.06 | 2.48
CSP | 0 | 0 | 0 | 0 | 0 | 0
CT | 0 | 0 | 0 | 0 | 0 | 0
Coal | 57.92 | 48.95 | 49.14 | 46.66 | 52.27 | 52.76
Geo | 0 | 0 | 0 | 0 | 0 | 0
H | 0 | 0 | 0 | 0 | 0 | 0
LFG | 0 | 0 | 0 | 0 | 0 | 0
Nuc | 0 | 0 | 0 | 0 | 0 | 0
PS | 0 | 0 | 0 | 0 | 0 | 0
PV | 0 | 0 | 0 | 0 | 0 | 0
PeakG | 0.04 | 0.06 | 0.02 | 0 | 0.02 | 0.02
PeakO | 0 | 0 | 0 | 0 | 0 | 0
ST | 0 | 0 | 0 | 0 | 0 | 0
STOG | 0.26 | 0.4 | 0.34 | 0.34 | 0.34 | 0.4
STWD | 0 | 0 | 0 | 0 | 0 | 0
WT | 0 | 0 | 0 | 0 | 0 | 0
IGCC | 0 | 0 | 0 | 0 | 0 | 0
DemandResponse | 0 | 0 | 0 | 0 | 0 | 0
IGCC-CCS | 0 | 0 | 0 | 0 | 0 | 0
WT_off | 0 | 0 | 0 | 0 | 0 | 0
PseudoUnit | 0 | 0 | 0 | 0 | 0 | 0
FixedInterchange | 0 | 0 | 0 | 0 | 0 | 0
CO2 Emissions (MMmetricTons): MISO_MO-IL
ReportingType | 2015 | 2020 | 2025 | 2030 | 2035 | 2040
BM | 0 | 0 | 0 | 0 | 0 | 0
CC | 1.46 | 1.96 | 0.99 | 0.45 | 0.46 | 0.45
CSP | 0 | 0 | 0 | 0 | 0 | 0
CT | 0 | 0 | 0 | 0 | 0 | 0
Coal | 102.63 | 84.88 | 84.49 | 80.51 | 88.95 | 89.11
Geo | 0 | 0 | 0 | 0 | 0 | 0
H | 0 | 0 | 0 | 0 | 0 | 0
LFG | 0 | 0 | 0 | 0 | 0 | 0
Nuc | 0 | 0 | 0 | 0 | 0 | 0
PS | 0 | 0 | 0 | 0 | 0 | 0
PV | 0 | 0 | 0 | 0 | 0 | 0
PeakG | 0.26 | 0.25 | 0.19 | 0.03 | 0.06 | 0.07
PeakO | 0 | 0 | 0 | 0 | 0 | 0
ST | 0 | 0 | 0 | 0 | 0 | 0
STOG | 0.07 | 0.07 | 0.04 | 0.04 | 0.04 | 0
STWD | 0 | 0 | 0 | 0 | 0 | 0
WT | 0 | 0 | 0 | 0 | 0 | 0
IGCC | 0 | 0 | 0 | 0 | 0 | 0
DemandResponse | 0 | 0 | 0 | 0 | 0 | 0
IGCC-CCS | 0 | 0 | 0 | 0 | 0 | 0
WT_off | 0 | 0 | 0 | 0 | 0 | 0
PseudoUnit | 0 | 0 | 0 | 0 | 0 | 0
FixedInterchange | 0 | 0 | 0 | 0 | 0 | 0
CO2 Emissions (MMmetricTons): MISO_W
ReportingType | 2015 | 2020 | 2025 | 2030 | 2035 | 2040
BM | 0 | 0 | 0 | 0 | 0 | 0
CC | 3.99 | 3.89 | 2.13 | 0.98 | 1.21 | 1.21
CSP | 0 | 0 | 0 | 0 | 0 | 0
CT | 0 | 0 | 0 | 0 | 0 | 0
Coal | 84.21 | 81.4 | 81.14 | 72.38 | 78.33 | 76.85
Geo | 0 | 0 | 0 | 0 | 0 | 0
H | 0 | 0 | 0 | 0 | 0 | 0
LFG | 0 | 0 | 0 | 0 | 0 | 0
Nuc | 0 | 0 | 0 | 0 | 0 | 0
PS | 0 | 0 | 0 | 0 | 0 | 0
PV | 0 | 0 | 0 | 0 | 0 | 0
PeakG | 0.08 | 0.07 | 0.03 | 0.01 | 0.01 | 0.01
PeakO | 0 | 0 | 0 | 0 | 0 | 0
ST | 0 | 0 | 0 | 0 | 0 | 0
STOG | 0 | 0 | 0 | 0 | 0 | 0
STWD | 0 | 0 | 0 | 0 | 0 | 0
WT | 0 | 0 | 0 | 0 | 0 | 0
IGCC | 0 | 0 | 0 | 0 | 0 | 0
DemandResponse | 0 | 0 | 0 | 0 | 0 | 0
IGCC-CCS | 0 | 0 | 0 | 0 | 0 | 0
WT_off | 0 | 0 | 0 | 0 | 0 | 0
PseudoUnit | 0 | 0 | 0 | 0 | 0 | 0
FixedInterchange | 0 | 0 | 0 | 0 | 0 | 0
CO2 Emissions (MMmetricTons): MISO_WUMS
ReportingType | 2015 | 2020 | 2025 | 2030 | 2035 | 2040
BM | 0 | 0 | 0 | 0 | 0 | 0
CC | 5.88 | 6.6 | 4.47 | 1.42 | 2.47 | 2.01
CSP | 0 | 0 | 0 | 0 | 0 | 0
CT | 0 | 0.34 | 0.67 | 0.45 | 1.12 | 1.82
Coal | 32.43 | 32.31 | 32.17 | 30.49 | 38.41 | 40.09
Geo | 0 | 0 | 0 | 0 | 0 | 0
H | 0 | 0 | 0 | 0 | 0 | 0
LFG | 0 | 0 | 0 | 0 | 0 | 0
Nuc | 0 | 0 | 0 | 0 | 0 | 0
PS | 0 | 0 | 0 | 0 | 0 | 0
PV | 0 | 0 | 0 | 0 | 0 | 0
PeakG | 0.06 | 0.06 | 0.01 | 0 | 0 | 0
PeakO | 0 | 0 | 0 | 0 | 0 | 0
ST | 0 | 0 | 0 | 0 | 0 | 0
STOG | 0 | 0 | 0 | 0 | 0 | 0
STWD | 0 | 0 | 0 | 0 | 0 | 0
WT | 0 | 0 | 0 | 0 | 0 | 0
IGCC | 0 | 0 | 0 | 0 | 0 | 0
DemandResponse | 0 | 0 | 0 | 0 | 0 | 0
IGCC-CCS | 0 | 0 | 0 | 0 | 0 | 0
WT_off | 0 | 0 | 0 | 0 | 0 | 0
PseudoUnit | 0 | 0 | 0 | 0 | 0 | 0
FixedInterchange | 0 | 0 | 0 | 0 | 0 | 0
CO2 Emissions (MMmetricTons): Nebraska
ReportingType | 2015 | 2020 | 2025 | 2030 | 2035 | 2040
BM | 0 | 0 | 0 | 0 | 0 | 0
CC | 0.39 | 0.16 | 0.1 | 0.06 | 0.1 | 0.1
CSP | 0 | 0 | 0 | 0 | 0 | 0
CT | 0 | 0 | 0 | 0 | 0 | 0
Coal | 32.1 | 29.67 | 22.3 | 20.36 | 20.6 | 19.89
Geo | 0 | 0 | 0 | 0 | 0 | 0
H | 0 | 0 | 0 | 0 | 0 | 0
LFG | 0 | 0 | 0 | 0 | 0 | 0
Nuc | 0 | 0 | 0 | 0 | 0 | 0
PS | 0 | 0 | 0 | 0 | 0 | 0
PV | 0 | 0 | 0 | 0 | 0 | 0
PeakG | 0.03 | 0.01 | 0 | 0 | 0 | 0
PeakO | 0 | 0 | 0 | 0 | 0 | 0
ST | 0 | 0 | 0 | 0 | 0 | 0
STOG | 0 | 0 | 0 | 0 | 0 | 0
STWD | 0 | 0 | 0 | 0 | 0 | 0
WT | 0 | 0 | 0 | 0 | 0 | 0
IGCC | 0 | 0 | 0 | 0 | 0 | 0
DemandResponse | 0 | 0 | 0 | 0 | 0 | 0
IGCC-CCS | 0 | 0 | 0 | 0 | 0 | 0
WT_off | 0 | 0 | 0 | 0 | 0 | 0
PseudoUnit | 0 | 0 | 0 | 0 | 0 | 0
FixedInterchange | 0 | 0 | 0 | 0 | 0 | 0
CO2 Emissions (MMmetricTons): NEISO
ReportingType | 2015 | 2020 | 2025 | 2030 | 2035 | 2040
BM | 0 | 0 | 0 | 0 | 0 | 0
CC | 18.05 | 15.87 | 14.66 | 10.56 | 14.2 | 17.35
CSP | 0 | 0 | 0 | 0 | 0 | 0
CT | 0 | 0.01 | 0.01 | 0 | 0.01 | 0.01
Coal | 0.03 | 0 | 0 | 0 | 0 | 0
Geo | 0 | 0 | 0 | 0 | 0 | 0
H | 0 | 0 | 0 | 0 | 0 | 0
LFG | 0 | 0 | 0 | 0 | 0 | 0
Nuc | 0 | 0 | 0 | 0 | 0 | 0
PS | 0 | 0 | 0 | 0 | 0 | 0
PV | 0 | 0 | 0 | 0 | 0 | 0
PeakG | 0.02 | 0.02 | 0.02 | 0 | 0.02 | 0.03
PeakO | 0 | 0 | 0 | 0 | 0 | 0
ST | 0 | 0 | 0 | 0 | 0 | 0
STOG | 0 | 0 | 0 | 0 | 0 | 0
STWD | 0 | 0 | 0 | 0 | 0 | 0
WT | 0 | 0 | 0 | 0 | 0 | 0
IGCC | 0 | 0 | 0 | 0 | 0 | 0
DemandResponse | 0 | 0 | 0 | 0 | 0 | 0
IGCC-CCS | 0 | 0 | 0 | 0 | 0 | 0
WT_off | 0 | 0 | 0 | 0 | 0 | 0
PseudoUnit | 0 | 0 | 0 | 0 | 0 | 0
FixedInterchange | 0 | 0 | 0 | 0 | 0 | 0
CO2 Emissions (MMmetricTons): NonRTO_Midwest
ReportingType | 2015 | 2020 | 2025 | 2030 | 2035 | 2040
BM | 0 | 0 | 0 | 0 | 0 | 0
CC | 0 | 0 | 0 | 0 | 0 | 0.3
CSP | 0 | 0 | 0 | 0 | 0 | 0
CT | 0 | 0.01 | 0.01 | 0.02 | 0.04 | 0.04
Coal | 54.62 | 56.78 | 56.96 | 56.65 | 58.92 | 60.11
Geo | 0 | 0 | 0 | 0 | 0 | 0
H | 0 | 0 | 0 | 0 | 0 | 0
LFG | 0 | 0 | 0 | 0 | 0 | 0
Nuc | 0 | 0 | 0 | 0 | 0 | 0
PS | 0 | 0 | 0 | 0 | 0 | 0
PV | 0 | 0 | 0 | 0 | 0 | 0
PeakG | 0.01 | 0.02 | 0.02 | 0.02 | 0.06 | 0.06
PeakO | 0 | 0 | 0 | 0 | 0 | 0
ST | 0 | 0 | 0 | 0 | 0 | 0
STOG | 0 | 0 | 0 | 0 | 0 | 0
STWD | 0 | 0 | 0 | 0 | 0 | 0
WT | 0 | 0 | 0 | 0 | 0 | 0
IGCC | 0 | 0 | 0 | 0 | 0 | 0
DemandResponse | 0 | 0 | 0 | 0 | 0 | 0
IGCC-CCS | 0 | 0 | 0 | 0 | 0 | 0
WT_off | 0 | 0 | 0 | 0 | 0 | 0
PseudoUnit | 0 | 0 | 0 | 0 | 0 | 0
FixedInterchange | 0 | 0 | 0 | 0 | 0 | 0
CO2 Emissions (MMmetricTons): NYISO_A-F
ReportingType | 2015 | 2020 | 2025 | 2030 | 2035 | 2040
BM | 0 | 0 | 0 | 0 | 0 | 0
CC | 2.94 | 3.5 | 2.54 | 2.49 | 4.76 | 5.27
CSP | 0 | 0 | 0 | 0 | 0 | 0
CT | 0 | 0 | 0 | 0 | 0 | 0
Coal | 0 | 0 | 0 | 0 | 0 | 0
Geo | 0 | 0 | 0 | 0 | 0 | 0
H | 0 | 0 | 0 | 0 | 0 | 0
LFG | 0 | 0 | 0 | 0 | 0 | 0
Nuc | 0 | 0 | 0 | 0 | 0 | 0
PS | 0 | 0 | 0 | 0 | 0 | 0
PV | 0 | 0 | 0 | 0 | 0 | 0
PeakG | 0 | 0 | 0 | 0 | 0.01 | 0.01
PeakO | 0 | 0 | 0 | 0 | 0 | 0
ST | 0 | 0 | 0 | 0 | 0 | 0
STOG | 0 | 0 | 0 | 0 | 0 | 0
STWD | 0 | 0 | 0 | 0 | 0 | 0
WT | 0 | 0 | 0 | 0 | 0 | 0
IGCC | 0 | 0 | 0 | 0 | 0 | 0
DemandResponse | 0 | 0 | 0 | 0 | 0 | 0
IGCC-CCS | 0 | 0 | 0 | 0 | 0 | 0
WT_off | 0 | 0 | 0 | 0 | 0 | 0
PseudoUnit | 0 | 0 | 0 | 0 | 0 | 0
FixedInterchange | 0 | 0 | 0 | 0 | 0 | 0
CO2 Emissions (MMmetricTons): NYISO_G-I
ReportingType | 2015 | 2020 | 2025 | 2030 | 2035 | 2040
BM | 0 | 0 | 0 | 0 | 0 | 0
CC | 1.19 | 2.55 | 2.12 | 1.4 | 6.87 | 14.44
CSP | 0 | 0 | 0 | 0 | 0 | 0
CT | 0 | 0 | 0 | 0 | 0 | 0
Coal | 0 | 0 | 0 | 0 | 0 | 0
Geo | 0 | 0 | 0 | 0 | 0 | 0
H | 0 | 0 | 0 | 0 | 0 | 0
LFG | 0 | 0 | 0 | 0 | 0 | 0
Nuc | 0 | 0 | 0 | 0 | 0 | 0
PS | 0 | 0 | 0 | 0 | 0 | 0
PV | 0 | 0 | 0 | 0 | 0 | 0
PeakG | 0 | 0 | 0 | 0 | 0 | 0
PeakO | 0 | 0 | 0 | 0 | 0 | 0
ST | 0 | 0 | 0 | 0 | 0 | 0
STOG | 0 | 0 | 0 | 0 | 0 | 0
STWD | 0 | 0 | 0 | 0 | 0 | 0
WT | 0 | 0 | 0 | 0 | 0 | 0
IGCC | 0 | 0 | 0 | 0 | 0 | 0
DemandResponse | 0 | 0 | 0 | 0 | 0 | 0
IGCC-CCS | 0 | 0 | 0 | 0 | 0 | 0
WT_off | 0 | 0 | 0 | 0 | 0 | 0
PseudoUnit | 0 | 0 | 0 | 0 | 0 | 0
FixedInterchange | 0 | 0 | 0 | 0 | 0 | 0
CO2 Emissions (MMmetricTons): NYISO_J-K
ReportingType | 2015 | 2020 | 2025 | 2030 | 2035 | 2040
BM | 0 | 0 | 0 | 0 | 0 | 0
CC | 8.82 | 9.46 | 9.16 | 8.32 | 11.32 | 11.72
CSP | 0 | 0 | 0 | 0 | 0 | 0
CT | 0 | 0 | 0 | 0.02 | 0.12 | 0.2
Coal | 0 | 0 | 0 | 0 | 0 | 0
Geo | 0 | 0 | 0 | 0 | 0 | 0
H | 0 | 0 | 0 | 0 | 0 | 0
LFG | 0 | 0 | 0 | 0 | 0 | 0
Nuc | 0 | 0 | 0 | 0 | 0 | 0
PS | 0 | 0 | 0 | 0 | 0 | 0
PV | 0 | 0 | 0 | 0 | 0 | 0
PeakG | 0.05 | 0.1 | 0.13 | 0.14 | 0.25 | 0.22
PeakO | 0 | 0 | 0 | 0 | 0 | 0
ST | 0 | 0 | 0 | 0 | 0 | 0
STOG | 0.49 | 0.89 | 1.02 | 0.99 | 1.52 | 1.74
STWD | 0 | 0 | 0 | 0 | 0 | 0
WT | 0 | 0 | 0 | 0 | 0 | 0
IGCC | 0 | 0 | 0 | 0 | 0 | 0
DemandResponse | 0 | 0 | 0 | 0 | 0 | 0
IGCC-CCS | 0 | 0 | 0 | 0 | 0 | 0
WT_off | 0 | 0 | 0 | 0 | 0 | 0
PseudoUnit | 0 | 0 | 0 | 0 | 0 | 0
FixedInterchange | 0 | 0 | 0 | 0 | 0 | 0
CO2 Emissions (MMmetricTons): PJM_E
ReportingType | 2015 | 2020 | 2025 | 2030 | 2035 | 2040
BM | 0 | 0 | 0 | 0 | 0 | 0
CC | 10.47 | 18.41 | 14.77 | 11.2 | 19.66 | 20.59
CSP | 0 | 0 | 0 | 0 | 0 | 0
CT | 0 | 0 | 0 | 0 | 0.44 | 0.12
Coal | 0.37 | 0.15 | 0.15 | 0.13 | 0.18 | 0.18
Geo | 0 | 0 | 0 | 0 | 0 | 0
H | 0 | 0 | 0 | 0 | 0 | 0
LFG | 0 | 0 | 0 | 0 | 0 | 0
Nuc | 0 | 0 | 0 | 0 | 0 | 0
PS | 0 | 0 | 0 | 0 | 0 | 0
PV | 0 | 0 | 0 | 0 | 0 | 0
PeakG | 0.01 | 0.05 | 0.28 | 0.28 | 0.54 | 0.26
PeakO | 0 | 0 | 0 | 0 | 0 | 0
ST | 0 | 0 | 0 | 0 | 0 | 0
STOG | 0.28 | 0.59 | 0.59 | 0.59 | 0.59 | 0.58
STWD | 0 | 0 | 0 | 0 | 0 | 0
WT | 0 | 0 | 0 | 0 | 0 | 0
IGCC | 0 | 0 | 0 | 0 | 0 | 0
DemandResponse | 0 | 0 | 0 | 0 | 0 | 0
IGCC-CCS | 0 | 0 | 0 | 0 | 0 | 0
WT_off | 0 | 0 | 0 | 0 | 0 | 0
PseudoUnit | 0 | 0 | 0 | 0 | 0 | 0
FixedInterchange | 0 | 0 | 0 | 0 | 0 | 0
CO2 Emissions (MMmetricTons): PJM_ROM
ReportingType | 2015 | 2020 | 2025 | 2030 | 2035 | 2040
BM | 0 | 0 | 0 | 0 | 0 | 0
CC | 6.4 | 9.15 | 8.55 | 6.45 | 9.98 | 45.2
CSP | 0 | 0 | 0 | 0 | 0 | 0
CT | 0 | 0 | 0 | 0 | 0 | 0
Coal | 46.45 | 51.16 | 51.16 | 49.41 | 52.41 | 52.41
Geo | 0 | 0 | 0 | 0 | 0 | 0
H | 0 | 0 | 0 | 0 | 0 | 0
LFG | 0 | 0 | 0 | 0 | 0 | 0
Nuc | 0 | 0 | 0 | 0 | 0 | 0
PS | 0 | 0 | 0 | 0 | 0 | 0
PV | 0 | 0 | 0 | 0 | 0 | 0
PeakG | 0 | 0.03 | 0.03 | 0.01 | 0.18 | 0.09
PeakO | 0 | 0 | 0 | 0 | 0 | 0
ST | 0 | 0 | 0 | 0 | 0 | 0
STOG | 0.39 | 0.79 | 0.76 | 0.76 | 1.01 | 1.13
STWD | 0 | 0 | 0 | 0 | 0 | 0
WT | 0 | 0 | 0 | 0 | 0 | 0
IGCC | 0 | 0 | 0 | 0 | 0 | 0
DemandResponse | 0 | 0 | 0 | 0 | 0 | 0
IGCC-CCS | 0 | 0 | 0 | 0 | 0 | 0
WT_off | 0 | 0 | 0 | 0 | 0 | 0
PseudoUnit | 0 | 0 | 0 | 0 | 0 | 0
FixedInterchange | 0 | 0 | 0 | 0 | 0 | 0
CO2 Emissions (MMmetricTons): PJM_ROR
ReportingType | 2015 | 2020 | 2025 | 2030 | 2035 | 2040
BM | 0 | 0 | 0 | 0 | 0 | 0
CC | 25.44 | 27.31 | 23.61 | 15.78 | 36.99 | 31.28
CSP | 0 | 0 | 0 | 0 | 0 | 0
CT | 0 | 0 | 0 | 0 | 0 | 0.01
Coal | 322.89 | 253.04 | 252.56 | 251.59 | 253.84 | 256.57
Geo | 0 | 0 | 0 | 0 | 0 | 0
H | 0 | 0 | 0 | 0 | 0 | 0
LFG | 0 | 0 | 0 | 0 | 0 | 0
Nuc | 0 | 0 | 0 | 0 | 0 | 0
PS | 0 | 0 | 0 | 0 | 0 | 0
PV | 0 | 0 | 0 | 0 | 0 | 0
PeakG | 0.68 | 1.25 | 0.83 | 0.6 | 0.92 | 1.35
PeakO | 0 | 0 | 0 | 0 | 0 | 0
ST | 0 | 0 | 0 | 0 | 0 | 0
STOG | 0.47 | 0.79 | 0.47 | 0.44 | 0.44 | 0.44
STWD | 0 | 0 | 0 | 0 | 0 | 0
WT | 0 | 0 | 0 | 0 | 0 | 0
IGCC | 0 | 0 | 0 | 0 | 0 | 0
DemandResponse | 0 | 0 | 0 | 0 | 0 | 0
IGCC-CCS | 0 | 0 | 0 | 0 | 0 | 0
WT_off | 0 | 0 | 0 | 0 | 0 | 0
PseudoUnit | 0 | 0 | 0 | 0 | 0 | 0
FixedInterchange | 0 | 0 | 0 | 0 | 0 | 0
CO2 Emissions (MMmetricTons): SOCO
ReportingType | 2015 | 2020 | 2025 | 2030 | 2035 | 2040
BM | 0 | 0 | 0 | 0 | 0 | 0
CC | 45.15 | 46.91 | 44.3 | 36.97 | 35.34 | 25.3
CSP | 0 | 0 | 0 | 0 | 0 | 0
CT | 0 | 0 | 0 | 0 | 0 | 0
Coal | 90.48 | 94.4 | 102.66 | 106.85 | 109.17 | 160.83
Geo | 0 | 0 | 0 | 0 | 0 | 0
H | 0 | 0 | 0 | 0 | 0 | 0
LFG | 0 | 0 | 0 | 0 | 0 | 0
Nuc | 0 | 0 | 0 | 0 | 0 | 0
PS | 0 | 0 | 0 | 0 | 0 | 0
PV | 0 | 0 | 0 | 0 | 0 | 0
PeakG | 0.47 | 0.76 | 1.16 | 1.1 | 1.03 | 0.39
PeakO | 0 | 0 | 0 | 0 | 0 | 0
ST | 0 | 0 | 0 | 0 | 0 | 0
STOG | 0 | 0 | 0 | 0 | 0 | 0
STWD | 0 | 0 | 0 | 0 | 0 | 0
WT | 0 | 0 | 0 | 0 | 0 | 0
IGCC | 0 | 0 | 0 | 0 | 0 | 0
DemandResponse | 0 | 0 | 0 | 0 | 0 | 0
IGCC-CCS | 0 | 0 | 0 | 0 | 0 | 0
WT_off | 0 | 0 | 0 | 0 | 0 | 0
PseudoUnit | 0 | 0 | 0 | 0 | 0 | 0
FixedInterchange | 0 | 0 | 0 | 0 | 0 | 0
CO2 Emissions (MMmetricTons): SPP_N
ReportingType | 2015 | 2020 | 2025 | 2030 | 2035 | 2040
BM | 0 | 0 | 0 | 0 | 0 | 0
CC | 2.51 | 0.7 | 0.4 | 0.37 | 0.37 | 0.37
CSP | 0 | 0 | 0 | 0 | 0 | 0
CT | 0 | 0 | 0 | 0 | 0 | 0
Coal | 59.76 | 53.63 | 48.28 | 35.51 | 37.45 | 36.12
Geo | 0 | 0 | 0 | 0 | 0 | 0
H | 0 | 0 | 0 | 0 | 0 | 0
LFG | 0 | 0 | 0 | 0 | 0 | 0
Nuc | 0 | 0 | 0 | 0 | 0 | 0
PS | 0 | 0 | 0 | 0 | 0 | 0
PV | 0 | 0 | 0 | 0 | 0 | 0
PeakG | 0 | 0 | 0 | 0 | 0 | 0
PeakO | 0 | 0 | 0 | 0 | 0 | 0
ST | 0 | 0 | 0 | 0 | 0 | 0
STOG | 0.11 | 0.1 | 0.01 | 0 | 0 | 0
STWD | 0 | 0 | 0 | 0 | 0 | 0
WT | 0 | 0 | 0 | 0 | 0 | 0
IGCC | 0 | 0 | 0 | 0 | 0 | 0
DemandResponse | 0 | 0 | 0 | 0 | 0 | 0
IGCC-CCS | 0 | 0 | 0 | 0 | 0 | 0
WT_off | 0 | 0 | 0 | 0 | 0 | 0
PseudoUnit | 0 | 0 | 0 | 0 | 0 | 0
FixedInterchange | 0 | 0 | 0 | 0 | 0 | 0
CO2 Emissions (MMmetricTons): SPP_S
ReportingType | 2015 | 2020 | 2025 | 2030 | 2035 | 2040
BM | 0 | 0 | 0 | 0 | 0 | 0
CC | 16.29 | 10.16 | 4.3 | 2.78 | 3.29 | 3.39
CSP | 0 | 0 | 0 | 0 | 0 | 0
CT | 0 | 0 | 0 | 0 | 0 | 0
Coal | 94.47 | 73.75 | 39.65 | 21.73 | 28.2 | 26.09
Geo | 0 | 0 | 0 | 0 | 0 | 0
H | 0 | 0 | 0 | 0 | 0 | 0
LFG | 0 | 0 | 0 | 0 | 0 | 0
Nuc | 0 | 0 | 0 | 0 | 0 | 0
PS | 0 | 0 | 0 | 0 | 0 | 0
PV | 0 | 0 | 0 | 0 | 0 | 0
PeakG | 0 | 0 | 0 | 0 | 0 | 0
PeakO | 0 | 0 | 0 | 0 | 0 | 0
ST | 0 | 0 | 0 | 0 | 0 | 0
STOG | 1.69 | 1.72 | 1.27 | 0.7 | 1.36 | 1.49
STWD | 0 | 0 | 0 | 0 | 0 | 0
WT | 0 | 0 | 0 | 0 | 0 | 0
IGCC | 0 | 0 | 0 | 0 | 0 | 0
DemandResponse | 0 | 0 | 0 | 0 | 0 | 0
IGCC-CCS | 0 | 0 | 0 | 0 | 0 | 0
WT_off | 0 | 0 | 0 | 0 | 0 | 0
PseudoUnit | 0 | 0 | 0 | 0 | 0 | 0
FixedInterchange | 0 | 0 | 0 | 0 | 0 | 0
CO2 Emissions (MMmetricTons): TVA
ReportingType | 2015 | 2020 | 2025 | 2030 | 2035 | 2040
BM | 0 | 0 | 0 | 0 | 0 | 0
CC | 6.02 | 7.22 | 6.46 | 4.38 | 4.84 | 4.76
CSP | 0 | 0 | 0 | 0 | 0 | 0
CT | 0 | 0.03 | 0.03 | 0.09 | 0.13 | 0.22
Coal | 81.23 | 74.91 | 75.33 | 75.33 | 80.16 | 85.9
Geo | 0 | 0 | 0 | 0 | 0 | 0
H | 0 | 0 | 0 | 0 | 0 | 0
LFG | 0 | 0 | 0 | 0 | 0 | 0
Nuc | 0 | 0 | 0 | 0 | 0 | 0
PS | 0 | 0 | 0 | 0 | 0 | 0
PV | 0 | 0 | 0 | 0 | 0 | 0
PeakG | 0 | 0 | 0 | 0 | 0 | 0
PeakO | 0 | 0 | 0 | 0 | 0 | 0
ST | 0 | 0 | 0 | 0 | 0 | 0
STOG | 0 | 0 | 0 | 0 | 0 | 0
STWD | 0 | 0 | 0 | 0 | 0 | 0
WT | 0 | 0 | 0 | 0 | 0 | 0
IGCC | 0 | 0 | 0 | 0 | 0 | 0
DemandResponse | 0 | 0 | 0 | 0 | 0 | 0
IGCC-CCS | 0 | 0 | 0 | 0 | 0 | 0
WT_off | 0 | 0 | 0 | 0 | 0 | 0
PseudoUnit | 0 | 0 | 0 | 0 | 0 | 0
FixedInterchange | 0 | 0 | 0 | 0 | 0 | 0
CO2 Emissions (MMmetricTons): TVA_Transmission
ReportingType | 2015 | 2020 | 2025 | 2030 | 2035 | 2040
BM | 0 | 0 | 0 | 0 | 0 | 0
CC | 0 | 0 | 0 | 0 | 0 | 0
CSP | 0 | 0 | 0 | 0 | 0 | 0
CT | 0 | 0 | 0 | 0 | 0 | 0
Coal | 0 | 0 | 0 | 0 | 0 | 0
Geo | 0 | 0 | 0 | 0 | 0 | 0
H | 0 | 0 | 0 | 0 | 0 | 0
LFG | 0 | 0 | 0 | 0 | 0 | 0
Nuc | 0 | 0 | 0 | 0 | 0 | 0
PS | 0 | 0 | 0 | 0 | 0 | 0
PV | 0 | 0 | 0 | 0 | 0 | 0
PeakG | 0 | 0 | 0 | 0 | 0 | 0
PeakO | 0 | 0 | 0 | 0 | 0 | 0
ST | 0 | 0 | 0 | 0 | 0 | 0
STOG | 0 | 0 | 0 | 0 | 0 | 0
STWD | 0 | 0 | 0 | 0 | 0 | 0
WT | 0 | 0 | 0 | 0 | 0 | 0
IGCC | 0 | 0 | 0 | 0 | 0 | 0
DemandResponse | 0 | 0 | 0 | 0 | 0 | 0
IGCC-CCS | 0 | 0 | 0 | 0 | 0 | 0
WT_off | 0 | 0 | 0 | 0 | 0 | 0
PseudoUnit | 0 | 0 | 0 | 0 | 0 | 0
FixedInterchange | 0 | 0 | 0 | 0 | 0 | 0
CO2 Emissions (MMmetricTons): VACAR
ReportingType | 2015 | 2020 | 2025 | 2030 | 2035 | 2040
BM | 0 | 0 | 0 | 0 | 0 | 0
CC | 13.43 | 15.48 | 13.91 | 12.28 | 24.69 | 36.34
CSP | 0 | 0 | 0 | 0 | 0 | 0
CT | 0.05 | 0.15 | 0.25 | 0.25 | 0.29 | 0.39
Coal | 77.09 | 70.18 | 80.72 | 87.47 | 101.83 | 106.31
Geo | 0 | 0 | 0 | 0 | 0 | 0
H | 0 | 0 | 0 | 0 | 0 | 0
LFG | 0 | 0 | 0 | 0 | 0 | 0
Nuc | 0 | 0 | 0 | 0 | 0 | 0
PS | 0 | 0 | 0 | 0 | 0 | 0
PV | 0 | 0 | 0 | 0 | 0 | 0
PeakG | 0.01 | 0.04 | 0.07 | 0.08 | 0.07 | 0.14
PeakO | 0 | 0 | 0 | 0 | 0 | 0
ST | 0 | 0 | 0 | 0 | 0 | 0
STOG | 0 | 0 | 0 | 0 | 0 | 0
STWD | 0 | 0 | 0 | 0 | 0 | 0
WT | 0 | 0 | 0 | 0 | 0 | 0
IGCC | 0 | 0 | 0 | 0 | 0 | 0
DemandResponse | 0 | 0 | 0 | 0 | 0 | 0
IGCC-CCS | 0 | 0 | 0 | 0 | 0 | 0
WT_off | 0 | 0 | 0 | 0 | 0 | 0
PseudoUnit | 0 | 0 | 0 | 0 | 0 | 0
FixedInterchange | 0 | 0 | 0 | 0 | 0 | 0
CO2 Emissions (MMmetricTons): IESO
ReportingType | 2015 | 2020 | 2025 | 2030 | 2035 | 2040
BM | 0 | 0 | 0 | 0 | 0 | 0
CC | 0.87 | 0.53 | 0.45 | 0.34 | 2.07 | 6.8
CSP | 0 | 0 | 0 | 0 | 0 | 0
CT | 0 | 0 | 0 | 0 | 0 | 0.06
Coal | 0 | 0 | 0 | 0 | 0 | 0
Geo | 0 | 0 | 0 | 0 | 0 | 0
H | 0 | 0 | 0 | 0 | 0 | 0
LFG | 0 | 0 | 0 | 0 | 0 | 0
Nuc | 0 | 0 | 0 | 0 | 0 | 0
PS | 0 | 0 | 0 | 0 | 0 | 0
PV | 0 | 0 | 0 | 0 | 0 | 0
PeakG | 0 | 0 | 0 | 0 | 0 | 0
PeakO | 0 | 0 | 0 | 0 | 0 | 0
ST | 0 | 0 | 0 | 0 | 0 | 0
STOG | 0 | 0 | 0 | 0 | 0 | 0
STWD | 0 | 0 | 0 | 0 | 0 | 0
WT | 0 | 0 | 0 | 0 | 0 | 0
IGCC | 0 | 0 | 0 | 0 | 0 | 0
DemandResponse | 0 | 0 | 0 | 0 | 0 | 0
IGCC-CCS | 0 | 0 | 0 | 0 | 0 | 0
WT_off | 0 | 0 | 0 | 0 | 0 | 0
PseudoUnit | 0 | 0 | 0 | 0 | 0 | 0
FixedInterchange | 0 | 0 | 0 | 0 | 0 | 0
CO2 Emissions (MMmetricTons): MAPP_CA
ReportingType | 2015 | 2020 | 2025 | 2030 | 2035 | 2040
BM | 0 | 0 | 0 | 0 | 0 | 0
CC | 1.56 | 0.83 | 0.24 | 0 | 0 | 0.05
CSP | 0 | 0 | 0 | 0 | 0 | 0
CT | 0 | 0 | 0 | 0 | 0 | 0
Coal | 0.59 | 0.79 | 0.02 | 0 | 0 | 0
Geo | 0 | 0 | 0 | 0 | 0 | 0
H | 0 | 0 | 0 | 0 | 0 | 0
LFG | 0 | 0 | 0 | 0 | 0 | 0
Nuc | 0 | 0 | 0 | 0 | 0 | 0
PS | 0 | 0 | 0 | 0 | 0 | 0
PV | 0 | 0 | 0 | 0 | 0 | 0
PeakG | 0 | 0 | 0 | 0 | 0 | 0
PeakO | 0 | 0 | 0 | 0 | 0 | 0
ST | 0 | 0 | 0 | 0 | 0 | 0
STOG | 0 | 0 | 0 | 0 | 0 | 0
STWD | 0 | 0 | 0 | 0 | 0 | 0
WT | 0 | 0 | 0 | 0 | 0 | 0
IGCC | 0 | 0 | 0 | 0 | 0 | 0
DemandResponse | 0 | 0 | 0 | 0 | 0 | 0
IGCC-CCS | 0 | 0 | 0 | 0 | 0 | 0
WT_off | 0 | 0 | 0 | 0 | 0 | 0
PseudoUnit | 0 | 0 | 0 | 0 | 0 | 0
FixedInterchange | 0 | 0 | 0 | 0 | 0 | 0
CO2 Emissions (MMmetricTons): AZ_NM_SNV_Coal
ReportingType | 2015 | 2020 | 2025 | 2030 | 2035 | 2040
BM | 0 | 0 | 0 | 0 | 0 | 0
CC | 0 | 0 | 0 | 0 | 0 | 0
CSP | 0 | 0 | 0 | 0 | 0 | 0
CT | 0 | 0 | 0 | 0 | 0 | 0
Coal | 72.86 | 73.03 | 73.03 | 73.03 | 86.74 | 147.93
Geo | 0 | 0 | 0 | 0 | 0 | 0
H | 0 | 0 | 0 | 0 | 0 | 0
LFG | 0 | 0 | 0 | 0 | 0 | 0
Nuc | 0 | 0 | 0 | 0 | 0 | 0
PS | 0 | 0 | 0 | 0 | 0 | 0
PV | 0 | 0 | 0 | 0 | 0 | 0
PeakG | 0 | 0 | 0 | 0 | 0 | 0
PeakO | 0 | 0 | 0 | 0 | 0 | 0
ST | 0 | 0 | 0 | 0 | 0 | 0
STOG | 0 | 0 | 0 | 0 | 0 | 0
STWD | 0 | 0 | 0 | 0 | 0 | 0
WT | 0 | 0 | 0 | 0 | 0 | 0
IGCC | 0 | 0 | 0 | 0 | 0 | 0
DemandResponse | 0 | 0 | 0 | 0 | 0 | 0
IGCC-CCS | 0 | 0 | 0 | 0 | 0 | 0
WT_off | 0 | 0 | 0 | 0 | 0 | 0
PseudoUnit | 0 | 0 | 0 | 0 | 0 | 0
FixedInterchange | 0 | 0 | 0 | 0 | 0 | 0
CO2 Emissions (MMmetricTons): AZ_NM_SNV_Gas
ReportingType | 2015 | 2020 | 2025 | 2030 | 2035 | 2040
BM | 0 | 0 | 0 | 0 | 0 | 0
CC | 39.84 | 47.33 | 47.12 | 57.06 | 56.96 | 52.2
CSP | 0 | 0 | 0 | 0 | 0 | 0
CT | 0 | 0 | 0.08 | 0.16 | 0 | 0
Coal | 0 | 0 | 0 | 0 | 0 | 0
Geo | 0 | 0 | 0 | 0 | 0 | 0
H | 0 | 0 | 0 | 0 | 0 | 0
LFG | 0 | 0 | 0 | 0 | 0 | 0
Nuc | 0 | 0 | 0 | 0 | 0 | 0
PS | 0 | 0 | 0 | 0 | 0 | 0
PV | 0 | 0 | 0 | 0 | 0 | 0
PeakG | 0 | 0 | 0.14 | 0.24 | 0.28 | 0
PeakO | 0 | 0 | 0 | 0 | 0 | 0
ST | 0 | 0 | 0 | 0 | 0 | 0
STOG | 0 | 0 | 0 | 0 | 0 | 0
STWD | 0 | 0 | 0 | 0 | 0 | 0
WT | 0 | 0 | 0 | 0 | 0 | 0
IGCC | 0 | 0 | 0 | 0 | 0 | 0
DemandResponse | 0 | 0 | 0 | 0 | 0 | 0
IGCC-CCS | 0 | 0 | 0 | 0 | 0 | 0
WT_off | 0 | 0 | 0 | 0 | 0 | 0
PseudoUnit | 0 | 0 | 0 | 0 | 0 | 0
FixedInterchange | 0 | 0 | 0 | 0 | 0 | 0
CO2 Emissions (MMmetricTons): AZ_NM_SNV_NucRenew
ReportingType | 2015 | 2020 | 2025 | 2030 | 2035 | 2040
BM | 0 | 0 | 0 | 0 | 0 | 0
CC | 0 | 0 | 0 | 0 | 0 | 0
CSP | 0 | 0 | 0 | 0 | 0 | 0
CT | 0 | 0 | 0 | 0 | 0 | 0
Coal | 0 | 0 | 0 | 0 | 0 | 0
Geo | 0 | 0 | 0 | 0 | 0 | 0
H | 0 | 0 | 0 | 0 | 0 | 0
LFG | 0 | 0 | 0 | 0 | 0 | 0
Nuc | 0 | 0 | 0 | 0 | 0 | 0
PS | 0 | 0 | 0 | 0 | 0 | 0
PV | 0 | 0 | 0 | 0 | 0 | 0
PeakG | 0 | 0 | 0 | 0 | 0 | 0
PeakO | 0 | 0 | 0 | 0 | 0 | 0
ST | 0 | 0 | 0 | 0 | 0 | 0
STOG | 0 | 0 | 0 | 0 | 0 | 0
STWD | 0 | 0 | 0 | 0 | 0 | 0
WT | 0 | 0 | 0 | 0 | 0 | 0
IGCC | 0 | 0 | 0 | 0 | 0 | 0
DemandResponse | 0 | 0 | 0 | 0 | 0 | 0
IGCC-CCS | 0 | 0 | 0 | 0 | 0 | 0
WT_off | 0 | 0 | 0 | 0 | 0 | 0
PseudoUnit | 0 | 0 | 0 | 0 | 0 | 0
FixedInterchange | 0 | 0 | 0 | 0 | 0 | 0
CO2 Emissions (MMmetricTons): ERCOT
ReportingType | 2015 | 2020 | 2025 | 2030 | 2035 | 2040
BM | 0 | 0 | 0 | 0 | 0 | 0
CC | 54.05 | 46.73 | 37.99 | 31.09 | 32.77 | 36.37
CSP | 0 | 0 | 0 | 0 | 0 | 0
CT | 0 | 0 | 0 | 0 | 0 | 0
Coal | 121.38 | 130.34 | 136.94 | 138.39 | 140.35 | 141.51
Geo | 0 | 0 | 0 | 0 | 0 | 0
H | 0 | 0 | 0 | 0 | 0 | 0
LFG | 0 | 0 | 0 | 0 | 0 | 0
Nuc | 0 | 0 | 0 | 0 | 0 | 0
PS | 0 | 0 | 0 | 0 | 0 | 0
PV | 0 | 0 | 0 | 0 | 0 | 0
PeakG | 0 | 0 | 0 | 0 | 0 | 0
PeakO | 0 | 0 | 0 | 0 | 0 | 0
ST | 0 | 0 | 0 | 0 | 0 | 0
STOG | 2.65 | 2.84 | 2.82 | 2.55 | 2.35 | 2.13
STWD | 0 | 0 | 0 | 0 | 0 | 0
WT | 0 | 0 | 0 | 0 | 0 | 0
IGCC | 0 | 0 | 0 | 0 | 0 | 0
DemandResponse | 0 | 0 | 0 | 0 | 0 | 0
IGCC-CCS | 0 | 0 | 0 | 0 | 0 | 0
WT_off | 0 | 0 | 0 | 0 | 0 | 0
PseudoUnit | 0 | 0 | 0 | 0 | 0 | 0
FixedInterchange | 0 | 0 | 0 | 0 | 0 | 0
CO2 Emissions (MMmetricTons): NP15
ReportingType | 2015 | 2020 | 2025 | 2030 | 2035 | 2040
BM | 0 | 0 | 0 | 0 | 0 | 0
CC | 13.3 | 13.75 | 10.43 | 8.11 | 4.47 | 1.91
CSP | 0 | 0 | 0 | 0 | 0 | 0
CT | 0 | 0 | 0 | 0 | 0 | 0
Coal | 0.24 | 0 | 0 | 0 | 0 | 0
Geo | 0 | 0 | 0 | 0 | 0 | 0
H | 0 | 0 | 0 | 0 | 0 | 0
LFG | 0 | 0 | 0 | 0 | 0 | 0
Nuc | 0 | 0 | 0 | 0 | 0 | 0
PS | 0 | 0 | 0 | 0 | 0 | 0
PV | 0 | 0 | 0 | 0 | 0 | 0
PeakG | 0 | 0 | 0 | 0 | 0 | 0
PeakO | 0 | 0 | 0 | 0 | 0 | 0
ST | 0 | 0 | 0 | 0 | 0 | 0
STOG | 0.07 | 0.09 | 0.04 | 0.07 | 0.05 | 0.08
STWD | 0 | 0 | 0 | 0 | 0 | 0
WT | 0 | 0 | 0 | 0 | 0 | 0
IGCC | 0 | 0 | 0 | 0 | 0 | 0
DemandResponse | 0 | 0 | 0 | 0 | 0 | 0
IGCC-CCS | 0 | 0 | 0 | 0 | 0 | 0
WT_off | 0 | 0 | 0 | 0 | 0 | 0
PseudoUnit | 0 | 0 | 0 | 0 | 0 | 0
FixedInterchange | 0 | 0 | 0 | 0 | 0 | 0
CO2 Emissions (MMmetricTons): NWPP_Coal
ReportingType | 2015 | 2020 | 2025 | 2030 | 2035 | 2040
BM | 0 | 0 | 0 | 0 | 0 | 0
CC | 0 | 0 | 0 | 0 | 0 | 0
CSP | 0 | 0 | 0 | 0 | 0 | 0
CT | 0 | 0 | 0 | 0 | 0 | 0
Coal | 98.81 | 98.95 | 98.95 | 98.95 | 98.49 | 98.49
Geo | 0 | 0 | 0 | 0 | 0 | 0
H | 0 | 0 | 0 | 0 | 0 | 0
LFG | 0 | 0 | 0 | 0 | 0 | 0
Nuc | 0 | 0 | 0 | 0 | 0 | 0
PS | 0 | 0 | 0 | 0 | 0 | 0
PV | 0 | 0 | 0 | 0 | 0 | 0
PeakG | 0 | 0 | 0 | 0 | 0 | 0
PeakO | 0 | 0 | 0 | 0 | 0 | 0
ST | 0 | 0 | 0 | 0 | 0 | 0
STOG | 0 | 0 | 0 | 0 | 0 | 0
STWD | 0 | 0 | 0 | 0 | 0 | 0
WT | 0 | 0 | 0 | 0 | 0 | 0
IGCC | 0 | 0 | 0 | 0 | 0 | 0
DemandResponse | 0 | 0 | 0 | 0 | 0 | 0
IGCC-CCS | 0 | 0 | 0 | 0 | 0 | 0
WT_off | 0 | 0 | 0 | 0 | 0 | 0
PseudoUnit | 0 | 0 | 0 | 0 | 0 | 0
FixedInterchange | 0 | 0 | 0 | 0 | 0 | 0
CO2 Emissions (MMmetricTons): NWPP_Gas
ReportingType | 2015 | 2020 | 2025 | 2030 | 2035 | 2040
BM | 0 | 0 | 0 | 0 | 0 | 0
CC | 19.17 | 19.17 | 19.17 | 27.25 | 39.38 | 40.25
CSP | 0 | 0 | 0 | 0 | 0 | 0
CT | 0 | 0 | 0 | 0 | 0 | 0
Coal | 0 | 0 | 0 | 0 | 0 | 2.91
Geo | 0 | 0 | 0 | 0 | 0 | 0
H | 0 | 0 | 0 | 0 | 0 | 0
LFG | 0 | 0 | 0 | 0 | 0 | 0
Nuc | 0 | 0 | 0 | 0 | 0 | 0
PS | 0 | 0 | 0 | 0 | 0 | 0
PV | 0 | 0 | 0 | 0 | 0 | 0
PeakG | 0 | 0 | 0 | 0 | 0 | 0
PeakO | 0 | 0 | 0 | 0 | 0 | 0
ST | 0 | 0 | 0 | 0 | 0 | 0
STOG | 0 | 0 | 0 | 0 | 0 | 0
STWD | 0 | 0 | 0 | 0 | 0 | 0
WT | 0 | 0 | 0 | 0 | 0 | 0
IGCC | 0 | 0 | 0 | 0 | 0 | 0
DemandResponse | 0 | 0 | 0 | 0 | 0 | 0
IGCC-CCS | 0 | 0 | 0 | 0 | 0 | 0
WT_off | 0 | 0 | 0 | 0 | 0 | 0
PseudoUnit | 0 | 0 | 0 | 0 | 0 | 0
FixedInterchange | 0 | 0 | 0 | 0 | 0 | 0
CO2 Emissions (MMmetricTons): NWPP_NucRenew
ReportingType | 2015 | 2020 | 2025 | 2030 | 2035 | 2040
BM | 0 | 0 | 0 | 0 | 0 | 0
CC | 0 | 0 | 0 | 0 | 0 | 0
CSP | 0 | 0 | 0 | 0 | 0 | 0
CT | 0 | 0 | 0 | 0 | 0 | 0
Coal | 0 | 0 | 0 | 0 | 0 | 0
Geo | 0 | 0 | 0 | 0 | 0 | 0
H | 0 | 0 | 0 | 0 | 0 | 0
LFG | 0 | 0 | 0 | 0 | 0 | 0
Nuc | 0 | 0 | 0 | 0 | 0 | 0
PS | 0 | 0 | 0 | 0 | 0 | 0
PV | 0 | 0 | 0 | 0 | 0 | 0
PeakG | 0 | 0 | 0 | 0 | 0 | 0
PeakO | 0 | 0 | 0 | 0 | 0 | 0
ST | 0 | 0 | 0 | 0 | 0 | 0
STOG | 0 | 0 | 0 | 0 | 0 | 0
STWD | 0 | 0 | 0 | 0 | 0 | 0
WT | 0 | 0 | 0 | 0 | 0 | 0
IGCC | 0 | 0 | 0 | 0 | 0 | 0
DemandResponse | 0 | 0 | 0 | 0 | 0 | 0
IGCC-CCS | 0 | 0 | 0 | 0 | 0 | 0
WT_off | 0 | 0 | 0 | 0 | 0 | 0
PseudoUnit | 0 | 0 | 0 | 0 | 0 | 0
FixedInterchange | 0 | 0 | 0 | 0 | 0 | 0
CO2 Emissions (MMmetricTons): RMPA
ReportingType | 2015 | 2020 | 2025 | 2030 | 2035 | 2040
BM | 0 | 0 | 0 | 0 | 0 | 0
CC | 1.82 | 2.58 | 0.89 | 1.28 | 1.04 | 1.12
CSP | 0 | 0 | 0 | 0 | 0 | 0
CT | 0 | 0 | 0 | 0 | 0 | 0
Coal | 55.62 | 54.37 | 51.03 | 51.03 | 59.24 | 67.36
Geo | 0 | 0 | 0 | 0 | 0 | 0
H | 0 | 0 | 0 | 0 | 0 | 0
LFG | 0 | 0 | 0 | 0 | 0 | 0
Nuc | 0 | 0 | 0 | 0 | 0 | 0
PS | 0 | 0 | 0 | 0 | 0 | 0
PV | 0 | 0 | 0 | 0 | 0 | 0
PeakG | 0 | 0.01 | 0 | 0.02 | 0 | 0
PeakO | 0 | 0 | 0 | 0 | 0 | 0
ST | 0 | 0 | 0 | 0 | 0 | 0
STOG | 0 | 0 | 0 | 0 | 0 | 0
STWD | 0 | 0 | 0 | 0 | 0 | 0
WT | 0 | 0 | 0 | 0 | 0 | 0
IGCC | 0 | 0 | 0 | 0 | 0 | 0
DemandResponse | 0 | 0 | 0 | 0 | 0 | 0
IGCC-CCS | 0 | 0 | 0 | 0 | 0 | 0
WT_off | 0 | 0 | 0 | 0 | 0 | 0
PseudoUnit | 0 | 0 | 0 | 0 | 0 | 0
FixedInterchange | 0 | 0 | 0 | 0 | 0 | 0
CO2 Emissions (MMmetricTons): SP15
ReportingType | 2015 | 2020 | 2025 | 2030 | 2035 | 2040
BM | 0 | 0 | 0 | 0 | 0 | 0
CC | 8.97 | 9.02 | 7.95 | 7.19 | 6.59 | 3.54
CSP | 0 | 0 | 0 | 0 | 0 | 0
CT | 0 | 0 | 0 | 0 | 0 | 0
Coal | 0.81 | 0.81 | 0.81 | 0.65 | 0 | 0
Geo | 0 | 0 | 0 | 0 | 0 | 0
H | 0 | 0 | 0 | 0 | 0 | 0
LFG | 0 | 0 | 0 | 0 | 0 | 0
Nuc | 0 | 0 | 0 | 0 | 0 | 0
PS | 0 | 0 | 0 | 0 | 0 | 0
PV | 0 | 0 | 0 | 0 | 0 | 0
PeakG | 0 | 0 | 0 | 0 | 0 | 0
PeakO | 0 | 0 | 0 | 0 | 0 | 0
ST | 0 | 0 | 0 | 0 | 0 | 0
STOG | 0.12 | 0.19 | 0.13 | 0.22 | 0.44 | 0.28
STWD | 0 | 0 | 0 | 0 | 0 | 0
WT | 0 | 0 | 0 | 0 | 0 | 0
IGCC | 0 | 0 | 0 | 0 | 0 | 0
DemandResponse | 0 | 0 | 0 | 0 | 0 | 0
IGCC-CCS | 0 | 0 | 0 | 0 | 0 | 0
WT_off | 0 | 0 | 0 | 0 | 0 | 0
PseudoUnit | 0 | 0 | 0 | 0 | 0 | 0
FixedInterchange | 0 | 0 | 0 | 0 | 0 | 0
CO2 Emissions (MMmetricTons): ALB
ReportingType | 2015 | 2020 | 2025 | 2030 | 2035 | 2040
BM | 0 | 0 | 0 | 0 | 0 | 0
CC | 7.38 | 8.68 | 10.87 | 12.47 | 14.4 | 15.65
CSP | 0 | 0 | 0 | 0 | 0 | 0
CT | 0 | 0 | 0 | 0 | 0 | 0
Coal | 45.36 | 45.36 | 45.36 | 45.36 | 45.36 | 45.36
Geo | 0 | 0 | 0 | 0 | 0 | 0
H | 0 | 0 | 0 | 0 | 0 | 0
LFG | 0 | 0 | 0 | 0 | 0 | 0
Nuc | 0 | 0 | 0 | 0 | 0 | 0
PS | 0 | 0 | 0 | 0 | 0 | 0
PV | 0 | 0 | 0 | 0 | 0 | 0
PeakG | 0 | 0 | 0 | 0 | 0 | 0
PeakO | 0 | 0 | 0 | 0 | 0 | 0
ST | 0 | 0 | 0 | 0 | 0 | 0
STOG | 0 | 0 | 0 | 0 | 0 | 0
STWD | 0 | 0 | 0 | 0 | 0 | 0
WT | 0 | 0 | 0 | 0 | 0 | 0
IGCC | 0 | 0 | 0 | 0 | 0 | 0
DemandResponse | 0 | 0 | 0 | 0 | 0 | 0
IGCC-CCS | 0 | 0 | 0 | 0 | 0 | 0
WT_off | 0 | 0 | 0 | 0 | 0 | 0
PseudoUnit | 0 | 0 | 0 | 0 | 0 | 0
FixedInterchange | 0 | 0 | 0 | 0 | 0 | 0
CO2 Emissions (MMmetricTons): BC
ReportingType | 2015 | 2020 | 2025 | 2030 | 2035 | 2040
BM | 0 | 0 | 0 | 0 | 0 | 0
CC | 3.64 | 4.09 | 5.42 | 7.17 | 8.81 | 10.58
CSP | 0 | 0 | 0 | 0 | 0 | 0
CT | 0 | 0 | 0 | 0 | 0 | 0
Coal | 0 | 0 | 0 | 0 | 0 | 0
Geo | 0 | 0 | 0 | 0 | 0 | 0
H | 0 | 0 | 0 | 0 | 0 | 0
LFG | 0 | 0 | 0 | 0 | 0 | 0
Nuc | 0 | 0 | 0 | 0 | 0 | 0
PS | 0 | 0 | 0 | 0 | 0 | 0
PV | 0 | 0 | 0 | 0 | 0 | 0
PeakG | 0 | 0 | 0 | 0 | 0 | 0
PeakO | 0 | 0 | 0 | 0 | 0 | 0
ST | 0 | 0 | 0 | 0 | 0 | 0
STOG | 0 | 0 | 0 | 0 | 0 | 0
STWD | 0 | 0 | 0 | 0 | 0 | 0
WT | 0 | 0 | 0 | 0 | 0 | 0
IGCC | 0 | 0 | 0 | 0 | 0 | 0
DemandResponse | 0 | 0 | 0 | 0 | 0 | 0
IGCC-CCS | 0 | 0 | 0 | 0 | 0 | 0
WT_off | 0 | 0 | 0 | 0 | 0 | 0
PseudoUnit | 0 | 0 | 0 | 0 | 0 | 0
FixedInterchange | 0 | 0 | 0 | 0 | 0 | 0
CO2 Emissions (MMmetricTons): HQ_IESO
ReportingType | 2015 | 2020 | 2025 | 2030 | 2035 | 2040
BM | 0 | 0 | 0 | 0 | 0 | 0
CC | 0 | 0 | 0 | 0 | 0 | 0
CSP | 0 | 0 | 0 | 0 | 0 | 0
CT | 0 | 0 | 0 | 0 | 0 | 0
Coal | 0 | 0 | 0 | 0 | 0 | 0
Geo | 0 | 0 | 0 | 0 | 0 | 0
H | 0 | 0 | 0 | 0 | 0 | 0
LFG | 0 | 0 | 0 | 0 | 0 | 0
Nuc | 0 | 0 | 0 | 0 | 0 | 0
PS | 0 | 0 | 0 | 0 | 0 | 0
PV | 0 | 0 | 0 | 0 | 0 | 0
PeakG | 0 | 0 | 0 | 0 | 0 | 0
PeakO | 0 | 0 | 0 | 0 | 0 | 0
ST | 0 | 0 | 0 | 0 | 0 | 0
STOG | 0 | 0 | 0 | 0 | 0 | 0
STWD | 0 | 0 | 0 | 0 | 0 | 0
WT | 0 | 0 | 0 | 0 | 0 | 0
IGCC | 0 | 0 | 0 | 0 | 0 | 0
DemandResponse | 0 | 0 | 0 | 0 | 0 | 0
IGCC-CCS | 0 | 0 | 0 | 0 | 0 | 0
WT_off | 0 | 0 | 0 | 0 | 0 | 0
PseudoUnit | 0 | 0 | 0 | 0 | 0 | 0
FixedInterchange | 0 | 0 | 0 | 0 | 0 | 0
CO2 Emissions (MMmetricTons): HQ_NEISO
ReportingType | 2015 | 2020 | 2025 | 2030 | 2035 | 2040
BM | 0 | 0 | 0 | 0 | 0 | 0
CC | 0 | 0 | 0 | 0 | 0 | 0
CSP | 0 | 0 | 0 | 0 | 0 | 0
CT | 0 | 0 | 0 | 0 | 0 | 0
Coal | 0 | 0 | 0 | 0 | 0 | 0
Geo | 0 | 0 | 0 | 0 | 0 | 0
H | 0 | 0 | 0 | 0 | 0 | 0
LFG | 0 | 0 | 0 | 0 | 0 | 0
Nuc | 0 | 0 | 0 | 0 | 0 | 0
PS | 0 | 0 | 0 | 0 | 0 | 0
PV | 0 | 0 | 0 | 0 | 0 | 0
PeakG | 0 | 0 | 0 | 0 | 0 | 0
PeakO | 0 | 0 | 0 | 0 | 0 | 0
ST | 0 | 0 | 0 | 0 | 0 | 0
STOG | 0 | 0 | 0 | 0 | 0 | 0
STWD | 0 | 0 | 0 | 0 | 0 | 0
WT | 0 | 0 | 0 | 0 | 0 | 0
IGCC | 0 | 0 | 0 | 0 | 0 | 0
DemandResponse | 0 | 0 | 0 | 0 | 0 | 0
IGCC-CCS | 0 | 0 | 0 | 0 | 0 | 0
WT_off | 0 | 0 | 0 | 0 | 0 | 0
PseudoUnit | 0 | 0 | 0 | 0 | 0 | 0
FixedInterchange | 0 | 0 | 0 | 0 | 0 | 0
CO2 Emissions (MMmetricTons): HQ_NY
ReportingType | 2015 | 2020 | 2025 | 2030 | 2035 | 2040
BM | 0 | 0 | 0 | 0 | 0 | 0
CC | 0 | 0 | 0 | 0 | 0 | 0
CSP | 0 | 0 | 0 | 0 | 0 | 0
CT | 0 | 0 | 0 | 0 | 0 | 0
Coal | 0 | 0 | 0 | 0 | 0 | 0
Geo | 0 | 0 | 0 | 0 | 0 | 0
H | 0 | 0 | 0 | 0 | 0 | 0
LFG | 0 | 0 | 0 | 0 | 0 | 0
Nuc | 0 | 0 | 0 | 0 | 0 | 0
PS | 0 | 0 | 0 | 0 | 0 | 0
PV | 0 | 0 | 0 | 0 | 0 | 0
PeakG | 0 | 0 | 0 | 0 | 0 | 0
PeakO | 0 | 0 | 0 | 0 | 0 | 0
ST | 0 | 0 | 0 | 0 | 0 | 0
STOG | 0 | 0 | 0 | 0 | 0 | 0
STWD | 0 | 0 | 0 | 0 | 0 | 0
WT | 0 | 0 | 0 | 0 | 0 | 0
IGCC | 0 | 0 | 0 | 0 | 0 | 0
DemandResponse | 0 | 0 | 0 | 0 | 0 | 0
IGCC-CCS | 0 | 0 | 0 | 0 | 0 | 0
WT_off | 0 | 0 | 0 | 0 | 0 | 0
PseudoUnit | 0 | 0 | 0 | 0 | 0 | 0
FixedInterchange | 0 | 0 | 0 | 0 | 0 | 0
CO2 Emissions (MMmetricTons): MARITIMES
ReportingType | 2015 | 2020 | 2025 | 2030 | 2035 | 2040
BM | 0 | 0 | 0 | 0 | 0 | 0
CC | 0 | 0 | 0 | 0 | 0 | 0
CSP | 0 | 0 | 0 | 0 | 0 | 0
CT | 0 | 0 | 0 | 0 | 0 | 0
Coal | 0 | 0 | 0 | 0 | 0 | 0
Geo | 0 | 0 | 0 | 0 | 0 | 0
H | 0 | 0 | 0 | 0 | 0 | 0
LFG | 0 | 0 | 0 | 0 | 0 | 0
Nuc | 0 | 0 | 0 | 0 | 0 | 0
PS | 0 | 0 | 0 | 0 | 0 | 0
PV | 0 | 0 | 0 | 0 | 0 | 0
PeakG | 0 | 0 | 0 | 0 | 0 | 0
PeakO | 0 | 0 | 0 | 0 | 0 | 0
ST | 0 | 0 | 0 | 0 | 0 | 0
STOG | 0 | 0 | 0 | 0 | 0 | 0
STWD | 0 | 0 | 0 | 0 | 0 | 0
WT | 0 | 0 | 0 | 0 | 0 | 0
IGCC | 0 | 0 | 0 | 0 | 0 | 0
DemandResponse | 0 | 0 | 0 | 0 | 0 | 0
IGCC-CCS | 0 | 0 | 0 | 0 | 0 | 0
WT_off | 0 | 0 | 0 | 0 | 0 | 0
PseudoUnit | 0 | 0 | 0 | 0 | 0 | 0
FixedInterchange | 0 | 0 | 0 | 0 | 0 | 0
CO2 Emissions (MMmetricTons): All
ReportingType | 2015 | 2020 | 2025 | 2030 | 2035 | 2040
BM | 0 | 0 | 0 | 0 | 0 | 0
CC | 405.65 | 421.31 | 366.27 | 331.78 | 424.38 | 480.32
CSP | 0 | 0 | 0 | 0 | 0 | 0
CT | 0.13 | 0.64 | 1.25 | 1.22 | 2.26 | 3.16
Coal | 1752.69 | 1619.01 | 1590.69 | 1545.98 | 1646.83 | 1786.73
Geo | 0 | 0 | 0 | 0 | 0 | 0
H | 0 | 0 | 0 | 0 | 0 | 0
LFG | 0 | 0 | 0 | 0 | 0 | 0
Nuc | 0 | 0 | 0 | 0 | 0 | 0
PS | 0 | 0 | 0 | 0 | 0 | 0
PV | 0 | 0 | 0 | 0 | 0 | 0
PeakG | 1.8 | 2.8 | 3.04 | 2.58 | 3.54 | 2.78
PeakO | 0 | 0 | 0 | 0 | 0 | 0
ST | 0 | 0 | 0 | 0 | 0 | 0
STOG | 8.79 | 10.67 | 9.77 | 8.66 | 10.2 | 10.23
STWD | 0 | 0 | 0 | 0 | 0 | 0
WT | 0 | 0 | 0 | 0 | 0 | 0
IGCC | 3.76 | 3.76 | 3.76 | 3.76 | 3.76 | 3.76
DemandResponse | 0 | 0 | 0 | 0 | 0 | 0
IGCC-CCS | 0 | 0 | 0 | 0 | 0 | 0
WT_off | 0 | 0 | 0 | 0 | 0 | 0
PseudoUnit | 0 | 0 | 0 | 0 | 0 | 0
FixedInterchange | 0 | 0 | 0 | 0 | 0 | 0
CO2 Emissions (MMmetricTons): EI_US
ReportingType | 2015 | 2020 | 2025 | 2030 | 2035 | 2040
BM | 0 | 0 | 0 | 0 | 0 | 0
CC | 255.05 | 268.59 | 225.73 | 179.82 | 257.89 | 311.87
CSP | 0 | 0 | 0 | 0 | 0 | 0
CT | 0.13 | 0.64 | 1.17 | 1.07 | 2.26 | 3.1
Coal | 1357.02 | 1215.36 | 1184.54 | 1138.56 | 1216.66 | 1283.18
Geo | 0 | 0 | 0 | 0 | 0 | 0
H | 0 | 0 | 0 | 0 | 0 | 0
LFG | 0 | 0 | 0 | 0 | 0 | 0
Nuc | 0 | 0 | 0 | 0 | 0 | 0
PS | 0 | 0 | 0 | 0 | 0 | 0
PV | 0 | 0 | 0 | 0 | 0 | 0
PeakG | 1.8 | 2.79 | 2.9 | 2.32 | 3.26 | 2.77
PeakO | 0 | 0 | 0 | 0 | 0 | 0
ST | 0 | 0 | 0 | 0 | 0 | 0
STOG | 5.94 | 7.56 | 6.78 | 5.81 | 7.36 | 7.74
STWD | 0 | 0 | 0 | 0 | 0 | 0
WT | 0 | 0 | 0 | 0 | 0 | 0
IGCC | 3.76 | 3.76 | 3.76 | 3.76 | 3.76 | 3.76
DemandResponse | 0 | 0 | 0 | 0 | 0 | 0
IGCC-CCS | 0 | 0 | 0 | 0 | 0 | 0
WT_off | 0 | 0 | 0 | 0 | 0 | 0
PseudoUnit | 0 | 0 | 0 | 0 | 0 | 0
FixedInterchange | 0 | 0 | 0 | 0 | 0 | 0
CO2 Emissions (MMmetricTons): EI_Canada
ReportingType | 2015 | 2020 | 2025 | 2030 | 2035 | 2040
BM | 0 | 0 | 0 | 0 | 0 | 0
CC | 2.43 | 1.36 | 0.69 | 0.34 | 2.07 | 6.85
CSP | 0 | 0 | 0 | 0 | 0 | 0
CT | 0 | 0 | 0 | 0 | 0 | 0.06
Coal | 0.59 | 0.79 | 0.02 | 0 | 0 | 0
Geo | 0 | 0 | 0 | 0 | 0 | 0
H | 0 | 0 | 0 | 0 | 0 | 0
LFG | 0 | 0 | 0 | 0 | 0 | 0
Nuc | 0 | 0 | 0 | 0 | 0 | 0
PS | 0 | 0 | 0 | 0 | 0 | 0
PV | 0 | 0 | 0 | 0 | 0 | 0
PeakG | 0 | 0 | 0 | 0 | 0 | 0
PeakO | 0 | 0 | 0 | 0 | 0 | 0
ST | 0 | 0 | 0 | 0 | 0 | 0
STOG | 0 | 0 | 0 | 0 | 0 | 0
STWD | 0 | 0 | 0 | 0 | 0 | 0
WT | 0 | 0 | 0 | 0 | 0 | 0
IGCC | 0 | 0 | 0 | 0 | 0 | 0
DemandResponse | 0 | 0 | 0 | 0 | 0 | 0
IGCC-CCS | 0 | 0 | 0 | 0 | 0 | 0
WT_off | 0 | 0 | 0 | 0 | 0 | 0
PseudoUnit | 0 | 0 | 0 | 0 | 0 | 0
FixedInterchange | 0 | 0 | 0 | 0 | 0 | 0
CO2 Emissions (MMmetricTons): EI
ReportingType | 2015 | 2020 | 2025 | 2030 | 2035 | 2040
BM | 0 | 0 | 0 | 0 | 0 | 0
CC | 257.48 | 269.96 | 226.43 | 180.16 | 259.96 | 318.72
CSP | 0 | 0 | 0 | 0 | 0 | 0
CT | 0.13 | 0.64 | 1.17 | 1.07 | 2.26 | 3.16
Coal | 1357.61 | 1216.14 | 1184.57 | 1138.56 | 1216.66 | 1283.18
Geo | 0 | 0 | 0 | 0 | 0 | 0
H | 0 | 0 | 0 | 0 | 0 | 0
LFG | 0 | 0 | 0 | 0 | 0 | 0
Nuc | 0 | 0 | 0 | 0 | 0 | 0
PS | 0 | 0 | 0 | 0 | 0 | 0
PV | 0 | 0 | 0 | 0 | 0 | 0
PeakG | 1.8 | 2.79 | 2.9 | 2.32 | 3.26 | 2.77
PeakO | 0 | 0 | 0 | 0 | 0 | 0
ST | 0 | 0 | 0 | 0 | 0 | 0
STOG | 5.95 | 7.56 | 6.78 | 5.81 | 7.36 | 7.74
STWD | 0 | 0 | 0 | 0 | 0 | 0
WT | 0 | 0 | 0 | 0 | 0 | 0
IGCC | 3.76 | 3.76 | 3.76 | 3.76 | 3.76 | 3.76
DemandResponse | 0 | 0 | 0 | 0 | 0 | 0
IGCC-CCS | 0 | 0 | 0 | 0 | 0 | 0
WT_off | 0 | 0 | 0 | 0 | 0 | 0
PseudoUnit | 0 | 0 | 0 | 0 | 0 | 0
FixedInterchange | 0 | 0 | 0 | 0 | 0 | 0
CO2 Emissions (MMmetricTons): Outside_EI
ReportingType | 2015 | 2020 | 2025 | 2030 | 2035 | 2040
BM | 0 | 0 | 0 | 0 | 0 | 0
CC | 148.16 | 151.35 | 139.84 | 151.62 | 164.42 | 161.61
CSP | 0 | 0 | 0 | 0 | 0 | 0
CT | 0 | 0 | 0.08 | 0.16 | 0 | 0
Coal | 395.08 | 402.86 | 406.12 | 407.42 | 430.17 | 503.56
Geo | 0 | 0 | 0 | 0 | 0 | 0
H | 0 | 0 | 0 | 0 | 0 | 0
LFG | 0 | 0 | 0 | 0 | 0 | 0
Nuc | 0 | 0 | 0 | 0 | 0 | 0
PS | 0 | 0 | 0 | 0 | 0 | 0
PV | 0 | 0 | 0 | 0 | 0 | 0
PeakG | 0 | 0.01 | 0.14 | 0.25 | 0.28 | 0.01
PeakO | 0 | 0 | 0 | 0 | 0 | 0
ST | 0 | 0 | 0 | 0 | 0 | 0
STOG | 2.84 | 3.11 | 2.99 | 2.84 | 2.84 | 2.5
STWD | 0 | 0 | 0 | 0 | 0 | 0
WT | 0 | 0 | 0 | 0 | 0 | 0
IGCC | 0 | 0 | 0 | 0 | 0 | 0
DemandResponse | 0 | 0 | 0 | 0 | 0 | 0
IGCC-CCS | 0 | 0 | 0 | 0 | 0 | 0
WT_off | 0 | 0 | 0 | 0 | 0 | 0
PseudoUnit | 0 | 0 | 0 | 0 | 0 | 0
FixedInterchange | 0 | 0 | 0 | 0 | 0 | 0
#6 | 0.15: Fuel Cost [includes coal shadow price] ($million)
Fuel Cost by Reporting Type: Entergy
ReportingType | 2015 | 2020 | 2025 | 2030 | 2035 | 2040
BM | 0 | 0 | 0 | 0 | 0 | 0
CC | 2286.61 | 2463.46 | 1300.33 | 720.98 | 909.4 | 894.55
CSP | 0 | 0 | 0 | 0 | 0 | 0
CT | 0 | 0 | 0 | 0 | 0.26 | 1.5
Coal | 1419.55 | 1087.08 | 1060.27 | 977.72 | 1162.56 | 1281.84
Geo | 0 | 0 | 0 | 0 | 0 | 0
H | 0 | 0 | 0 | 0 | 0 | 0
LFG | 0 | 0 | 0 | 0.14 | 0.14 | 0.14
Nuc | 372.97 | 380.57 | 404.36 | 412.26 | 348.24 | 272.43
PS | 0 | 0 | 0 | 0 | 0 | 0
PV | 0 | 0 | 0 | 0 | 0 | 0
PeakG | 0 | 0 | 0 | 0 | 0 | 0
PeakO | 0 | 0 | 0 | 0 | 0 | 0
ST | 0 | 0 | 0 | 0 | 0 | 0
STOG | 76.26 | 86.91 | 88.64 | 54.84 | 105.61 | 119.42
STWD | 0 | 11.67 | 6.91 | 6.91 | 11.67 | 13.52
WT | 0 | 0 | 0 | 0 | 0 | 0
IGCC | 0 | 0 | 0 | 0 | 0 | 0
DemandResponse | 0 | 0 | 0 | 0 | 0 | 0
IGCC-CCS | 0 | 0 | 0 | 0 | 0 | 0
WT_off | 0 | 0 | 0 | 0 | 0 | 0
PseudoUnit | 0 | 0 | 0 | 0 | 0 | 0
FixedInterchange | 0 | 0 | 0 | 0 | 0 | 0
Fuel Cost by Reporting Type: FRCC
ReportingType | 2015 | 2020 | 2025 | 2030 | 2035 | 2040
BM | 0 | 0 | 0 | 0 | 0 | 0
CC | 5978.97 | 6588.04 | 6889.24 | 7159.98 | 10213.36 | 13282.77
CSP | 0 | 0 | 0 | 0 | 0 | 0
CT | 8.1 | 11.99 | 24.7 | 28.96 | 15.03 | 44.54
Coal | 1753.73 | 1734 | 1767.41 | 1833.48 | 1910.6 | 1923.3
Geo | 0 | 0 | 0 | 0 | 0 | 0
H | 0 | 0 | 0 | 0 | 0 | 0
LFG | 0 | 0 | 0.25 | 0.25 | 0.25 | 0.25
Nuc | 282.48 | 288.24 | 306.26 | 312.24 | 190.15 | 63.41
PS | 0 | 0 | 0 | 0 | 0 | 0
PV | 0 | 0 | 0 | 0 | 0 | 0
PeakG | 1.31 | 2.31 | 6.75 | 6.12 | 6.58 | 6.83
PeakO | 0 | 0 | 0 | 0 | 0 | 0
ST | 0 | 0 | 0 | 0 | 0 | 0
STOG | 139.11 | 144.41 | 172.39 | 182.66 | 161.54 | 162.58
STWD | 0 | 100.84 | 100.84 | 100.84 | 100.84 | 100.84
WT | 0 | 0 | 0 | 0 | 0 | 0
IGCC | 0 | 0 | 0 | 0 | 0 | 0
DemandResponse | 0 | 0 | 0 | 0 | 0 | 0
IGCC-CCS | 0 | 0 | 0 | 0 | 0 | 0
WT_off | 0 | 0 | 0 | 0 | 0 | 0
PseudoUnit | 0 | 0 | 0 | 0 | 0 | 0
FixedInterchange | 0 | 0 | 0 | 0 | 0 | 0
Fuel Cost by Reporting Type: MAPP_US
ReportingType | 2015 | 2020 | 2025 | 2030 | 2035 | 2040
BM | 0 | 0 | 0 | 0 | 0 | 0
CC | 17.62 | 22.2 | 10.37 | 7.68 | 9.03 | 10.27
CSP | 0 | 0 | 0 | 0 | 0 | 0
CT | 0 | 0.14 | 0 | 0 | 0 | 0
Coal | 300.26 | 230.94 | 225.45 | 213.6 | 211.39 | 204.43
Geo | 0 | 0 | 0 | 0 | 0 | 0
H | 0 | 0 | 0 | 0 | 0 | 0
LFG | 0 | 0 | 0 | 0.09 | 0.09 | 0.09
Nuc | 0 | 0 | 0 | 0 | 0 | 0
PS | 0 | 0 | 0 | 0 | 0 | 0
PV | 0 | 0 | 0 | 0 | 0 | 0
PeakG | 4.3 | 4.51 | 3.57 | 1.41 | 1.97 | 3.59
PeakO | 0 | 0 | 0 | 0 | 0 | 0
ST | 0 | 0 | 0 | 0 | 0 | 0
STOG | 0 | 0 | 0 | 0 | 0 | 0
STWD | 0 | 0 | 0 | 0 | 0 | 0
WT | 0 | 0 | 0 | 0 | 0 | 0
IGCC | 0 | 0 | 0 | 0 | 0 | 0
DemandResponse | 0 | 0 | 0 | 0 | 0 | 0
IGCC-CCS | 0 | 0 | 0 | 0 | 0 | 0
WT_off | 0 | 0 | 0 | 0 | 0 | 0
PseudoUnit | 0 | 0 | 0 | 0 | 0 | 0
FixedInterchange | 0 | 0 | 0 | 0 | 0 | 0
Fuel Cost by Reporting Type: MISO_IN
ReportingType | 2015 | 2020 | 2025 | 2030 | 2035 | 2040
BM | 0 | 0 | 0 | 0 | 0 | 0
CC | 173.3 | 261.47 | 183.91 | 101.65 | 149.39 | 195.2
CSP | 0 | 0 | 0 | 0 | 0 | 0
CT | 0 | 0 | 0 | 0 | 0 | 0
Coal | 1847.32 | 1908.17 | 1903.46 | 1871.54 | 2163.75 | 2256.89
Geo | 0 | 0 | 0 | 0 | 0 | 0
H | 0 | 0 | 0 | 0 | 0 | 0
LFG | 0 | 0 | 0.05 | 0.1 | 0.1 | 0.1
Nuc | 0 | 0 | 0 | 0 | 0 | 0
PS | 0 | 0 | 0 | 0 | 0 | 0
PV | 0 | 0 | 0 | 0 | 0 | 0
PeakG | 1.35 | 1.45 | 1.55 | 0 | 3 | 4.93
PeakO | 0 | 0 | 0 | 0 | 0 | 0
ST | 0 | 0 | 0 | 0 | 0 | 0
STOG | 2.86 | 5.97 | 3.26 | 3.48 | 7.68 | 8.71
STWD | 0 | 0 | 0 | 0 | 0 | 0
WT | 0 | 0 | 0 | 0 | 0 | 0
IGCC | 90.57 | 91.19 | 92.5 | 92.46 | 97.64 | 100.38
DemandResponse | 0 | 0 | 0 | 0 | 0 | 0
IGCC-CCS | 0 | 0 | 0 | 0 | 0 | 0
WT_off | 0 | 0 | 0 | 0 | 0 | 0
PseudoUnit | 0 | 0 | 0 | 0 | 0 | 0
FixedInterchange | 0 | 0 | 0 | 0 | 0 | 0
Fuel Cost by Reporting Type: MISO_MI
ReportingType | 2015 | 2020 | 2025 | 2030 | 2035 | 2040
BM | 0 | 0 | 0 | 0 | 0 | 0
CC | 458.02 | 540.95 | 384.22 | 222.83 | 360.77 | 332.86
CSP | 0 | 0 | 0 | 0 | 0 | 0
CT | 0 | 0 | 0 | 0 | 0 | 0
Coal | 1471.12 | 1182.03 | 1200.99 | 1156.82 | 1357.91 | 1422.56
Geo | 0 | 0 | 0 | 0 | 0 | 0
H | 0 | 0 | 0 | 0 | 0 | 0
LFG | 0 | 0.09 | 0.2 | 0.2 | 0.2 | 0.2
Nuc | 139.75 | 142.6 | 151.51 | 154.47 | 90.85 | 90.85
PS | 0 | 0 | 0 | 0 | 0 | 0
PV | 0 | 0 | 0 | 0 | 0 | 0
PeakG | 3.27 | 5.03 | 1.79 | 0.22 | 2.17 | 2.47
PeakO | 0 | 0 | 0 | 0 | 0 | 0
ST | 0 | 0 | 0 | 0 | 0 | 0
STOG | 21.45 | 35.77 | 32.56 | 34.9 | 39.54 | 53.25
STWD | 20.05 | 87.42 | 87.42 | 87.42 | 87.42 | 87.42
WT | 0 | 0 | 0 | 0 | 0 | 0
IGCC | 0 | 0 | 0 | 0 | 0 | 0
DemandResponse | 0 | 0 | 0 | 0 | 0 | 0
IGCC-CCS | 0 | 0 | 0 | 0 | 0 | 0
WT_off | 0 | 0 | 0 | 0 | 0 | 0
PseudoUnit | 0 | 0 | 0 | 0 | 0 | 0
FixedInterchange | 0 | 0 | 0 | 0 | 0 | 0
Fuel Cost by Reporting Type: MISO_MO-IL
ReportingType | 2015 | 2020 | 2025 | 2030 | 2035 | 2040
BM | 0 | 0 | 0 | 0 | 0 | 0
CC | 125.69 | 182.32 | 99.27 | 47.59 | 55.17 | 61.59
CSP | 0 | 0 | 0 | 0 | 0 | 0
CT | 0 | 0 | 0 | 0 | 0 | 0
Coal | 2252.01 | 1723.08 | 1732.79 | 1645.62 | 2004.96 | 2080.91
Geo | 0 | 0 | 0 | 0 | 0 | 0
H | 0 | 0 | 0 | 0 | 0 | 0
LFG | 0 | 0 | 0.29 | 0.29 | 0.29 | 0.29
Nuc | 143.46 | 146.38 | 155.53 | 158.57 | 158.57 | 158.57
PS | 0 | 0 | 0 | 0 | 0 | 0
PV | 0 | 0 | 0 | 0 | 0 | 0
PeakG | 21.9 | 22.14 | 18.44 | 2.78 | 7.09 | 9.43
PeakO | 0 | 0 | 0 | 0 | 0 | 0
ST | 0 | 0 | 0 | 0 | 0 | 0
STOG | 5.92 | 6.4 | 3.62 | 3.9 | 4.4 | 0.45
STWD | 0 | 0 | 0 | 0 | 0 | 0
WT | 0 | 0 | 0 | 0 | 0 | 0
IGCC | 0 | 0 | 0 | 0 | 0 | 0
DemandResponse | 0 | 0 | 0 | 0 | 0 | 0
IGCC-CCS | 0 | 0 | 0 | 0 | 0 | 0
WT_off | 0 | 0 | 0 | 0 | 0 | 0
PseudoUnit | 0 | 0 | 0 | 0 | 0 | 0
FixedInterchange | 0 | 0 | 0 | 0 | 0 | 0
Fuel Cost by Reporting Type: MISO_W
ReportingType | 2015 | 2020 | 2025 | 2030 | 2035 | 2040
BM | 0 | 0 | 0 | 0 | 0 | 0
CC | 346.77 | 373.77 | 218.34 | 105.88 | 147.81 | 166.72
CSP | 0 | 0 | 0 | 0 | 0 | 0
CT | 0 | 0 | 0 | 0 | 0 | 0
Coal | 1520.97 | 1378.3 | 1388.85 | 1249.07 | 1380.1 | 1385.43
Geo | 0 | 0 | 0 | 0 | 0 | 0
H | 0 | 0 | 0 | 0 | 0 | 0
LFG | 0 | 0 | 0.09 | 0.09 | 0.09 | 0.09
Nuc | 152.53 | 155.64 | 165.37 | 168.6 | 0.01 | 0.01
PS | 0 | 0 | 0 | 0 | 0 | 0
PV | 0 | 0 | 0 | 0 | 0 | 0
PeakG | 6.46 | 6.33 | 3.41 | 1.38 | 1.82 | 2.07
PeakO | 0 | 0 | 0 | 0 | 0 | 0
ST | 0 | 0 | 0 | 0 | 0 | 0
STOG | 0.42 | 0.28 | 0.11 | 0.01 | 0.01 | 0.02
STWD | 0 | 119.72 | 28.97 | 67.65 | 64.99 | 100.1
WT | 0 | 0 | 0 | 0 | 0 | 0
IGCC | 0 | 0 | 0 | 0 | 0 | 0
DemandResponse | 0 | 0 | 0 | 0 | 0 | 0
IGCC-CCS | 0 | 0 | 0 | 0 | 0 | 0
WT_off | 0 | 0 | 0 | 0 | 0 | 0
PseudoUnit | 0 | 0 | 0 | 0 | 0 | 0
FixedInterchange | 0 | 0 | 0 | 0 | 0 | 0
Fuel Cost by Reporting Type: MISO_WUMS
ReportingType | 2015 | 2020 | 2025 | 2030 | 2035 | 2040
BM | 0 | 0 | 0 | 0 | 0 | 0
CC | 491.04 | 600.07 | 436.7 | 145.11 | 289.21 | 267.67
CSP | 0 | 0 | 0 | 0 | 0 | 0
CT | 0 | 29.65 | 63.04 | 45.27 | 127.7 | 237.1
Coal | 793.55 | 742.86 | 741.46 | 700.3 | 990.9 | 1071.52
Geo | 0 | 0 | 0 | 0 | 0 | 0
H | 0 | 0 | 0 | 0 | 0 | 0
LFG | 0 | 0 | 0.29 | 0.29 | 0.29 | 0.29
Nuc | 120.89 | 123.35 | 131.06 | 133.62 | 0.01 | 0.01
PS | 0 | 0 | 0 | 0 | 0 | 0
PV | 0 | 0 | 0 | 0 | 0 | 0
PeakG | 4.81 | 5.25 | 1.01 | 0 | 0 | 0
PeakO | 0 | 0 | 0 | 0 | 0 | 0
ST | 0 | 0 | 0 | 0 | 0 | 0
STOG | 0.16 | 0.15 | 0 | 0 | 0 | 0
STWD | 0 | 28.36 | 6.09 | 5.98 | 22.51 | 32.43
WT | 0 | 0 | 0 | 0 | 0 | 0
IGCC | 0 | 0 | 0 | 0 | 0 | 0
DemandResponse | 0 | 0 | 0 | 0 | 0 | 0
IGCC-CCS | 0 | 0 | 0 | 0 | 0 | 0
WT_off | 0 | 0 | 0 | 0 | 0 | 0
PseudoUnit | 0 | 0 | 0 | 0 | 0 | 0
FixedInterchange | 0 | 0 | 0 | 0 | 0 | 0
Fuel Cost by Reporting Type: Nebraska
ReportingType | 2015 | 2020 | 2025 | 2030 | 2035 | 2040
BM | 0 | 0 | 0 | 0 | 0 | 0
CC | 33.39 | 15.01 | 10.28 | 6.16 | 12.55 | 14.28
CSP | 0 | 0 | 0 | 0 | 0 | 0
CT | 0 | 0 | 0 | 0 | 0 | 0
Coal | 460.88 | 381.51 | 278.83 | 250.99 | 276.68 | 276.16
Geo | 0 | 0 | 0 | 0 | 0 | 0
H | 0 | 0 | 0 | 0 | 0 | 0
LFG | 0 | 0 | 0 | 0.09 | 0.09 | 0.09
Nuc | 83.67 | 85.37 | 90.71 | 92.29 | 0.01 | 0.01
PS | 0 | 0 | 0 | 0 | 0 | 0
PV | 0 | 0 | 0 | 0 | 0 | 0
PeakG | 2.28 | 0.64 | 0 | 0 | 0 | 0
PeakO | 0 | 0 | 0 | 0 | 0 | 0
ST | 0 | 0 | 0 | 0 | 0 | 0
STOG | 0 | 0 | 0 | 0 | 0 | 0
STWD | 0 | 0 | 0 | 0 | 0 | 0
WT | 0 | 0 | 0 | 0 | 0 | 0
IGCC | 0 | 0 | 0 | 0 | 0 | 0
DemandResponse | 0 | 0 | 0 | 0 | 0 | 0
IGCC-CCS | 0 | 0 | 0 | 0 | 0 | 0
WT_off | 0 | 0 | 0 | 0 | 0 | 0
PseudoUnit | 0 | 0 | 0 | 0 | 0 | 0
FixedInterchange | 0 | 0 | 0 | 0 | 0 | 0
Fuel Cost by Reporting Type: NEISO
ReportingType | 2015 | 2020 | 2025 | 2030 | 2035 | 2040
BM | 159.81 | 103.82 | 44.8 | 44.04 | 44.8 | 46.47
CC | 1595.52 | 1410.42 | 1337.72 | 985.15 | 1416.63 | 1893.7
CSP | 0 | 0 | 0 | 0 | 0 | 0
CT | 0.15 | 0.52 | 0.53 | 0 | 0.57 | 0.61
Coal | 1.14 | 0 | 0 | 0 | 0 | 0
Geo | 0 | 0 | 0 | 0 | 0 | 0
H | 0 | 0 | 0 | 0 | 0 | 0
LFG | 0.06 | 0.06 | 0.15 | 0.15 | 0.15 | 0.15
Nuc | 293.25 | 299.23 | 317.93 | 324.14 | 234.19 | 173
PS | 0 | 0 | 0 | 0 | 0 | 0
PV | 0 | 0 | 0 | 0 | 0 | 0
PeakG | 1.47 | 1.76 | 1.82 | 0 | 1.99 | 3.01
PeakO | 0 | 0 | 0.32 | 0 | 0 | 0
ST | 0 | 0 | 0 | 0 | 0 | 0
STOG | 0 | 0 | 0 | 0 | 0 | 0
STWD | 338.09 | 338.09 | 173.33 | 242.07 | 223.39 | 236.16
WT | 0 | 0 | 0 | 0 | 0 | 0
IGCC | 0 | 0 | 0 | 0 | 0 | 0
DemandResponse | 0 | 0 | 0 | 0 | 0 | 0
IGCC-CCS | 0 | 0 | 0 | 0 | 0 | 0
WT_off | 0 | 0 | 0 | 0 | 0 | 0
PseudoUnit | 0 | 0 | 0 | 0 | 0 | 0
FixedInterchange | 0 | 0 | 0 | 0 | 0 | 0
Fuel Cost by Reporting Type: NonRTO_Midwest
ReportingType | 2015 | 2020 | 2025 | 2030 | 2035 | 2040
BM | 0 | 0 | 0 | 0 | 0 | 0
CC | 0 | 0 | 0 | 0 | 0 | 43.44
CSP | 0 | 0 | 0 | 0 | 0 | 0
CT | 0 | 0.73 | 0.77 | 2.56 | 5.48 | 6.17
Coal | 1325.99 | 1369.19 | 1395.29 | 1403.89 | 1539.96 | 1626.81
Geo | 0 | 0 | 0 | 0 | 0 | 0
H | 0 | 0 | 0 | 0 | 0 | 0
LFG | 0 | 0 | 0.2 | 0.2 | 0.2 | 0.2
Nuc | 0 | 0 | 0 | 0 | 0 | 0
PS | 0 | 0 | 0 | 0 | 0 | 0
PV | 0 | 0 | 0 | 0 | 0 | 0
PeakG | 1.09 | 1.55 | 1.92 | 1.92 | 7.44 | 8.8
PeakO | 0 | 0 | 0 | 0 | 0 | 0
ST | 0 | 0 | 0 | 0 | 0 | 0
STOG | 0 | 0 | 0 | 0 | 0 | 0
STWD | 0 | 0 | 0 | 0 | 0 | 0
WT | 0 | 0 | 0 | 0 | 0 | 0
IGCC | 0 | 0 | 0 | 0 | 0 | 0
DemandResponse | 0 | 0 | 0 | 0 | 0 | 0
IGCC-CCS | 0 | 0 | 0 | 0 | 0 | 0
WT_off | 0 | 0 | 0 | 0 | 0 | 0
PseudoUnit | 0 | 0 | 0 | 0 | 0 | 0
FixedInterchange | 0 | 0 | 0 | 0 | 0 | 0
Fuel Cost by Reporting Type: NYISO_A-F
ReportingType | 2015 | 2020 | 2025 | 2030 | 2035 | 2040
BM | 0 | 0 | 0 | 0 | 0 | 0
CC | 285.79 | 336.95 | 253.31 | 258.83 | 534.9 | 637.58
CSP | 0 | 0 | 0 | 0 | 0 | 0
CT | 0 | 0 | 0 | 0 | 0 | 0
Coal | 0 | 0 | 0 | 0 | 0 | 0
Geo | 0 | 0 | 0 | 0 | 0 | 0
H | 0 | 0 | 0 | 0 | 0 | 0
LFG | 0.01 | 0.01 | 0.01 | 0.09 | 0.09 | 0.09
Nuc | 217.02 | 221.45 | 235.29 | 195.6 | 154.22 | 93.47
PS | 0 | 0 | 0 | 0 | 0 | 0
PV | 0 | 0 | 0 | 0 | 0 | 0
PeakG | 0.09 | 0.32 | 0 | 0 | 0.55 | 1.28
PeakO | 0 | 0 | 0 | 0 | 0 | 0
ST | 0 | 0 | 0 | 0 | 0 | 0
STOG | 0 | 0 | 0 | 0 | 0 | 0
STWD | 0 | 0.69 | 0 | 5.27 | 7.9 | 18.23
WT | 0 | 0 | 0 | 0 | 0 | 0
IGCC | 0 | 0 | 0 | 0 | 0 | 0
DemandResponse | 0 | 0 | 0 | 0 | 0 | 0
IGCC-CCS | 0 | 0 | 0 | 0 | 0 | 0
WT_off | 0 | 0 | 0 | 0 | 0 | 0
PseudoUnit | 0 | 0 | 0 | 0 | 0 | 0
FixedInterchange | 0 | 0 | 0 | 0 | 0 | 0
Fuel Cost by Reporting Type: NYISO_G-I
ReportingType | 2015 | 2020 | 2025 | 2030 | 2035 | 2040
BM | 0 | 0 | 0 | 0 | 0 | 0
CC | 114.77 | 236.43 | 209.75 | 140.11 | 748.17 | 1683.86
CSP | 0 | 0 | 0 | 0 | 0 | 0
CT | 0 | 0 | 0 | 0 | 0 | 0
Coal | 0 | 0 | 0 | 0 | 0 | 0
Geo | 0 | 0 | 0 | 0 | 0 | 0
H | 0 | 0 | 0 | 0 | 0 | 0
LFG | 0 | 0 | 0 | 0.09 | 0.09 | 0.09
Nuc | 130.64 | 133.3 | 141.63 | 144.4 | 72.41 | 0.03
PS | 0 | 0 | 0 | 0 | 0 | 0
PV | 0 | 0 | 0 | 0 | 0 | 0
PeakG | 0 | 0 | 0.05 | 0.01 | 0.01 | 0.01
PeakO | 0 | 0 | 0 | 0 | 0 | 0
ST | 0 | 0 | 0 | 0 | 0 | 0
STOG | 0 | 0 | 0 | 0 | 0 | 0
STWD | 0 | 0 | 0 | 0 | 0 | 0
WT | 0 | 0 | 0 | 0 | 0 | 0
IGCC | 0 | 0 | 0 | 0 | 0 | 0
DemandResponse | 0 | 0 | 0 | 0 | 0 | 0
IGCC-CCS | 0 | 0 | 0 | 0 | 0 | 0
WT_off | 0 | 0 | 0 | 0 | 0 | 0
PseudoUnit | 0 | 0 | 0 | 0 | 0 | 0
FixedInterchange | 0 | 0 | 0 | 0 | 0 | 0
Fuel Cost by Reporting Type: NYISO_J-K
ReportingType | 2015 | 2020 | 2025 | 2030 | 2035 | 2040
BM | 0 | 0 | 0 | 0 | 0 | 0
CC | 783.24 | 844.57 | 859.01 | 804.79 | 1175.52 | 1323.02
CSP | 0 | 0 | 0 | 0 | 0 | 0
CT | 0 | 0 | 0 | 1.64 | 11.47 | 20.3
Coal | 0 | 0 | 0 | 0 | 0 | 0
Geo | 0 | 0 | 0 | 0 | 0 | 0
H | 0 | 0 | 0 | 0 | 0 | 0
LFG | 0 | 0 | 0 | 0.09 | 0.09 | 0.09
Nuc | 0 | 0 | 0 | 0 | 0 | 0
PS | 0 | 0 | 0 | 0 | 0 | 0
PV | 0 | 0 | 0 | 0 | 0 | 0
PeakG | 4.31 | 7.94 | 10.94 | 12.77 | 23.87 | 22.66
PeakO | 0 | 0 | 0 | 0 | 0 | 0
ST | 0 | 0 | 0 | 0 | 0 | 0
STOG | 41.37 | 73.63 | 87.9 | 88.62 | 143.99 | 178.07
STWD | 0 | 0 | 0 | 0 | 0 | 0
WT | 0 | 0 | 0 | 0 | 0 | 0
IGCC | 0 | 0 | 0 | 0 | 0 | 0
DemandResponse | 0 | 0 | 0 | 0 | 0 | 0
IGCC-CCS | 0 | 0 | 0 | 0 | 0 | 0
WT_off | 0 | 0 | 0 | 0 | 0 | 0
PseudoUnit | 0 | 0 | 0 | 0 | 0 | 0
FixedInterchange | 0 | 0 | 0 | 0 | 0 | 0
Fuel Cost by Reporting Type: PJM_E
ReportingType | 2015 | 2020 | 2025 | 2030 | 2035 | 2040
BM | 0.55 | 19.01 | 19.01 | 19.01 | 19.01 | 19.01
CC | 993.32 | 1749.6 | 1480.57 | 1153.04 | 2181.39 | 2451.57
CSP | 0 | 0 | 0 | 0 | 0 | 0
CT | 0 | 0.04 | 0.05 | 0.29 | 45.96 | 13.27
Coal | 12.03 | 5.05 | 5.02 | 4.6 | 6.46 | 6.74
Geo | 0 | 0 | 0 | 0 | 0 | 0
H | 0 | 0 | 0 | 0 | 0 | 0
LFG | 0.01 | 0.18 | 0.18 | 0.18 | 0.18 | 0.18
Nuc | 563.79 | 533.75 | 567.11 | 578.18 | 415.32 | 329.35
PS | 0 | 0 | 0 | 0 | 0 | 0
PV | 0 | 0 | 0 | 0 | 0 | 0
PeakG | 1.2 | 4.21 | 26.47 | 27.48 | 56.9 | 28.91
PeakO | 0 | 0 | 0 | 0 | 0 | 0
ST | 0 | 0 | 0 | 0 | 0 | 0
STOG | 25.79 | 54.2 | 56.84 | 59.01 | 62.6 | 66.18
STWD | 0 | 0 | 0 | 0 | 0 | 0
WT | 0 | 0 | 0 | 0 | 0 | 0
IGCC | 0 | 0 | 0 | 0 | 0 | 0
DemandResponse | 0 | 0 | 0 | 0 | 0 | 0
IGCC-CCS | 0 | 0 | 0 | 0 | 0 | 0
WT_off | 0 | 0 | 0 | 0 | 0 | 0
PseudoUnit | 0 | 0 | 0 | 0 | 0 | 0
FixedInterchange | 0 | 0 | 0 | 0 | 0 | 0
Fuel Cost by Reporting Type: PJM_ROM
ReportingType | 2015 | 2020 | 2025 | 2030 | 2035 | 2040
BM | 0.33 | 11.41 | 11.41 | 11.41 | 11.41 | 11.41
CC | 613.58 | 874.35 | 855.08 | 673.22 | 1116.58 | 5455.47
CSP | 0 | 0 | 0 | 0 | 0 | 0
CT | 0 | 0.03 | 0.17 | 0.18 | 0.37 | 0.11
Coal | 1236.38 | 1355.6 | 1353.19 | 1337.9 | 1449.17 | 1532.37
Geo | 0 | 0 | 0 | 0 | 0 | 0
H | 0 | 0 | 0 | 0 | 0 | 0
LFG | 0.02 | 0.36 | 0.36 | 0.36 | 0.36 | 0.36
Nuc | 337.6 | 344.49 | 366.02 | 373.17 | 244.83 | 178.21
PS | 0 | 0 | 0 | 0 | 0 | 0
PV | 0 | 0 | 0 | 0 | 0 | 0
PeakG | 0 | 2.7 | 2.83 | 0.84 | 18.97 | 10.49
PeakO | 0 | 0 | 0 | 0 | 0 | 0
ST | 0 | 0 | 0 | 0 | 0 | 0
STOG | 35.46 | 72.39 | 72.94 | 75.68 | 106.97 | 128.59
STWD | 25.73 | 35.1 | 35.1 | 35.1 | 35.1 | 35.1
WT | 0 | 0 | 0 | 0 | 0 | 0
IGCC | 0 | 0 | 0 | 0 | 0 | 0
DemandResponse | 0 | 0 | 0 | 0 | 0 | 0
IGCC-CCS | 0 | 0 | 0 | 0 | 0 | 0
WT_off | 0 | 0 | 0 | 0 | 0 | 0
PseudoUnit | 0 | 0 | 0 | 0 | 0 | 0
FixedInterchange | 0 | 0 | 0 | 0 | 0 | 0
Fuel Cost by Reporting Type: PJM_ROR
ReportingType | 2015 | 2020 | 2025 | 2030 | 2035 | 2040
BM | 0 | 243.96 | 205.93 | 243.96 | 205.93 | 103.23
CC | 2180.61 | 2519.28 | 2317.06 | 1649.48 | 4379.5 | 4192.35
CSP | 0 | 0 | 0 | 0 | 0 | 0
CT | 0.27 | 0.29 | 0.31 | 0.33 | 0.37 | 0.82
Coal | 7532.16 | 5843.42 | 5872.47 | 6114.78 | 6498.76 | 6915.36
Geo | 0 | 0 | 0 | 0 | 0 | 0
H | 0 | 0 | 0 | 0 | 0 | 0
LFG | 0.07 | 0.4 | 0.73 | 0.73 | 0.73 | 0.73
Nuc | 1319.64 | 1346.55 | 1430.71 | 1395.54 | 1084.35 | 728.88
PS | 0 | 0 | 0 | 0 | 0 | 0
PV | 0 | 0 | 0 | 0 | 0 | 0
PeakG | 56.18 | 111.42 | 78.77 | 61.03 | 105.47 | 174.9
PeakO | 0 | 0 | 0 | 0 | 0 | 0
ST | 0 | 0 | 0 | 0 | 0 | 0
STOG | 39.01 | 70.57 | 44.61 | 44.75 | 50.55 | 57.37
STWD | 6.03 | 103.87 | 103.87 | 103.87 | 103.87 | 103.87
WT | 0 | 0 | 0 | 0 | 0 | 0
IGCC | 0 | 0 | 0 | 0 | 0 | 0
DemandResponse | 0 | 0 | 0 | 0 | 0 | 0
IGCC-CCS | 0 | 0 | 0 | 0 | 0 | 0
WT_off | 0 | 0 | 0 | 0 | 0 | 0
PseudoUnit | 0 | 0 | 0 | 0 | 0 | 0
FixedInterchange | 0 | 0 | 0 | 0 | 0 | 0
Fuel Cost by Reporting Type: SOCO
ReportingType | 2015 | 2020 | 2025 | 2030 | 2035 | 2040
BM | 0 | 3.25 | 3.25 | 5.4 | 5.4 | 10.8
CC | 4447.01 | 4917.27 | 4910.67 | 4338.38 | 4655.42 | 3760.75
CSP | 0 | 0 | 0 | 0 | 0 | 0
CT | 0 | 0 | 0 | 0 | 0 | 0
Coal | 2519.16 | 2684.51 | 2990.58 | 3159.58 | 3354.75 | 4865.14
Geo | 0 | 0 | 0 | 0 | 0 | 0
H | 0 | 0 | 0 | 0 | 0 | 0
LFG | 0 | 0 | 0.14 | 0.14 | 0.14 | 0.14
Nuc | 396.64 | 551.11 | 585.56 | 596.99 | 596.99 | 398.46
PS | 0 | 0 | 0 | 0 | 0 | 0
PV | 0 | 0 | 0 | 0 | 0 | 0
PeakG | 45.07 | 78.05 | 125.68 | 125.52 | 132.41 | 57.56
PeakO | 0 | 0 | 0 | 0 | 0 | 0
ST | 0 | 0 | 0 | 0 | 0 | 0
STOG | 0 | 0 | 0 | 0 | 0 | 0
STWD | 0 | 37.89 | 37.89 | 163.51 | 172.42 | 328.92
WT | 0 | 0 | 0 | 0 | 0 | 0
IGCC | 0 | 0 | 0 | 0 | 0 | 0
DemandResponse | 0 | 0 | 0 | 0 | 0 | 0
IGCC-CCS | 0 | 0 | 0 | 0 | 0 | 0
WT_off | 0 | 0 | 0 | 0 | 0 | 0
PseudoUnit | 0 | 0 | 0 | 0 | 0 | 0
FixedInterchange | 0 | 0 | 0 | 0 | 0 | 0
Fuel Cost by Reporting Type: SPP_N
ReportingType | 2015 | 2020 | 2025 | 2030 | 2035 | 2040
BM | 0 | 0 | 0 | 0 | 0 | 0
CC | 225.45 | 68.32 | 41.28 | 41.17 | 46.54 | 52.69
CSP | 0 | 0 | 0 | 0 | 0 | 0
CT | 0 | 0 | 0 | 0 | 0 | 0
Coal | 1068.73 | 865.65 | 776.62 | 571.08 | 630.63 | 619.87
Geo | 0 | 0 | 0 | 0 | 0 | 0
H | 0 | 0 | 0 | 0 | 0 | 0
LFG | 0 | 0 | 0 | 0.12 | 0.12 | 0.12
Nuc | 74.76 | 76.29 | 81.06 | 82.64 | 82.64 | 82.64
PS | 0 | 0 | 0 | 0 | 0 | 0
PV | 0 | 0 | 0 | 0 | 0 | 0
PeakG | 0 | 0 | 0 | 0 | 0 | 0
PeakO | 0 | 0 | 0 | 0 | 0 | 0
ST | 0 | 0 | 0 | 0 | 0 | 0
STOG | 9.79 | 9.31 | 1.1 | 0.34 | 0.38 | 0.43
STWD | 0 | 0 | 0 | 0 | 0 | 0
WT | 0 | 0 | 0 | 0 | 0 | 0
IGCC | 0 | 0 | 0 | 0 | 0 | 0
DemandResponse | 0 | 0 | 0 | 0 | 0 | 0
IGCC-CCS | 0 | 0 | 0 | 0 | 0 | 0
WT_off | 0 | 0 | 0 | 0 | 0 | 0
PseudoUnit | 0 | 0 | 0 | 0 | 0 | 0
FixedInterchange | 0 | 0 | 0 | 0 | 0 | 0
Fuel Cost by Reporting Type: SPP_S
ReportingType | 2015 | 2020 | 2025 | 2030 | 2035 | 2040
BM | 0 | 0 | 0 | 0 | 0 | 0
CC | 1490.52 | 991.29 | 441.1 | 300.73 | 401.79 | 468.07
CSP | 0 | 0 | 0 | 0 | 0 | 0
CT | 0.2 | 0.37 | 0 | 0 | 0 | 0
Coal | 2109.52 | 1524.31 | 848.91 | 466.65 | 652.09 | 617.16
Geo | 0 | 0 | 0 | 0 | 0 | 0
H | 0 | 0 | 0 | 0 | 0 | 0
LFG | 0 | 0 | 0 | 0.12 | 0.12 | 0.12
Nuc | 0 | 0 | 0 | 0 | 0 | 0
PS | 0 | 0 | 0 | 0 | 0 | 0
PV | 0 | 0 | 0 | 0 | 0 | 0
PeakG | 0 | 0 | 0 | 0 | 0 | 0
PeakO | 0 | 0 | 0 | 0 | 0 | 0
ST | 0 | 0 | 0 | 0 | 0 | 0
STOG | 150.88 | 166.12 | 129.24 | 75.93 | 165.7 | 204.97
STWD | 0 | 4.73 | 2.57 | 2.57 | 4.5 | 4.66
WT | 0 | 0 | 0 | 0 | 0 | 0
IGCC | 0 | 0 | 0 | 0 | 0 | 0
DemandResponse | 0 | 0 | 0 | 0 | 0 | 0
IGCC-CCS | 0 | 0 | 0 | 0 | 0 | 0
WT_off | 0 | 0 | 0 | 0 | 0 | 0
PseudoUnit | 0 | 0 | 0 | 0 | 0 | 0
FixedInterchange | 0 | 0 | 0 | 0 | 0 | 0
Fuel Cost by Reporting Type: TVA
ReportingType | 2015 | 2020 | 2025 | 2030 | 2035 | 2040
BM | 0 | 0 | 0 | 0 | 0 | 0
CC | 578.56 | 749.22 | 707.62 | 505.28 | 626.15 | 694.27
CSP | 0 | 0 | 0 | 0 | 0 | 0
CT | 0 | 2.64 | 2.8 | 10.37 | 16.71 | 31.86
Coal | 1996.11 | 1823.92 | 1863.03 | 1862.87 | 2095.41 | 2315.48
Geo | 0 | 0 | 0 | 0 | 0 | 0
H | 0 | 0 | 0 | 0 | 0 | 0
LFG | 0 | 0 | 0.14 | 0.14 | 0.14 | 0.14
Nuc | 542.87 | 553.94 | 588.56 | 600.05 | 420.73 | 329.46
PS | 0 | 0 | 0 | 0 | 0 | 0
PV | 0 | 0 | 0 | 0 | 0 | 0
PeakG | 0 | 0 | 0 | 0 | 0 | 0
PeakO | 0 | 0 | 0 | 0 | 0 | 0
ST | 0 | 0 | 0 | 0 | 0 | 0
STOG | 0 | 0 | 0 | 0 | 0 | 0
STWD | 0 | 0.27 | 0.26 | 1.69 | 1.41 | 2.3
WT | 0 | 0 | 0 | 0 | 0 | 0
IGCC | 0 | 0 | 0 | 0 | 0 | 0
DemandResponse | 0 | 0 | 0 | 0 | 0 | 0
IGCC-CCS | 0 | 0 | 0 | 0 | 0 | 0
WT_off | 0 | 0 | 0 | 0 | 0 | 0
PseudoUnit | 0 | 0 | 0 | 0 | 0 | 0
FixedInterchange | 0 | 0 | 0 | 0 | 0 | 0
Fuel Cost by Reporting Type: TVA_Transmission
ReportingType | 2015 | 2020 | 2025 | 2030 | 2035 | 2040
BM | 0 | 0 | 0 | 0 | 0 | 0
CC | 0 | 0 | 0 | 0 | 0 | 0
CSP | 0 | 0 | 0 | 0 | 0 | 0
CT | 0 | 0 | 0 | 0 | 0 | 0
Coal | 0 | 0 | 0 | 0 | 0 | 0
Geo | 0 | 0 | 0 | 0 | 0 | 0
H | 0 | 0 | 0 | 0 | 0 | 0
LFG | 0 | 0 | 0 | 0 | 0 | 0
Nuc | 0 | 0 | 0 | 0 | 0 | 0
PS | 0 | 0 | 0 | 0 | 0 | 0
PV | 0 | 0 | 0 | 0 | 0 | 0
PeakG | 0 | 0 | 0 | 0 | 0 | 0
PeakO | 0 | 0 | 0 | 0 | 0 | 0
ST | 0 | 0 | 0 | 0 | 0 | 0
STOG | 0 | 0 | 0 | 0 | 0 | 0
STWD | 0 | 0 | 0 | 0 | 0 | 0
WT | 0 | 0 | 0 | 0 | 0 | 0
IGCC | 0 | 0 | 0 | 0 | 0 | 0
DemandResponse | 0 | 0 | 0 | 0 | 0 | 0
IGCC-CCS | 0 | 0 | 0 | 0 | 0 | 0
WT_off | 0 | 0 | 0 | 0 | 0 | 0
PseudoUnit | 0 | 0 | 0 | 0 | 0 | 0
FixedInterchange | 0 | 0 | 0 | 0 | 0 | 0
Fuel Cost by Reporting Type: VACAR
ReportingType | 2015 | 2020 | 2025 | 2030 | 2035 | 2040
BM | 0.58 | 146.89 | 540.06 | 578.1 | 694.27 | 789.82
CC | 1412.34 | 1740.84 | 1649.35 | 1527.06 | 3383.23 | 5492.15
CSP | 0 | 0 | 0 | 0 | 0 | 0
CT | 5.28 | 16.43 | 29.11 | 30.65 | 38.49 | 56.22
Coal | 2514.97 | 2273.51 | 2813.59 | 3058.08 | 3801.33 | 4056.87
Geo | 0 | 0 | 0 | 0 | 0 | 0
H | 0 | 0 | 0 | 0 | 0 | 0
LFG | 0 | 0.14 | 0.14 | 0.14 | 0.14 | 0.14
Nuc | 730.67 | 900.6 | 956.89 | 975.58 | 746.08 | 614.79
PS | 0 | 0 | 0 | 0 | 0 | 0
PV | 0 | 0 | 0 | 0 | 0 | 0
PeakG | 1.16 | 4.01 | 8.12 | 9.24 | 9.42 | 20.24
PeakO | 0 | 0 | 0 | 0 | 0 | 0
ST | 0 | 0 | 0 | 0 | 0 | 0
STOG | 0 | 0 | 0 | 0 | 0 | 0
STWD | 159.73 | 159.73 | 159.73 | 159.73 | 159.73 | 159.73
WT | 0 | 0 | 0 | 0 | 0 | 0
IGCC | 0 | 0 | 0 | 0 | 0 | 0
DemandResponse | 0 | 0 | 0 | 0 | 0 | 0
IGCC-CCS | 0 | 0 | 0 | 0 | 0 | 0
WT_off | 0 | 0 | 0 | 0 | 0 | 0
PseudoUnit | 0 | 0 | 0 | 0 | 0 | 0
FixedInterchange | 0 | 0 | 0 | 0 | 0 | 0
Fuel Cost by Reporting Type: IESO
ReportingType | 2015 | 2020 | 2025 | 2030 | 2035 | 2040
BM | 0 | 0 | 0 | 0 | 0 | 0
CC | 81.85 | 51.67 | 47.81 | 39.5 | 259.13 | 904.95
CSP | 0 | 0 | 0 | 0 | 0 | 0
CT | 0 | 0 | 0 | 0 | 0.35 | 8.22
Coal | 0 | 0 | 0 | 0 | 0 | 0
Geo | 0 | 0 | 0 | 0 | 0 | 0
H | 0 | 0 | 0 | 0 | 0 | 0
LFG | 0.02 | 0.02 | 0.02 | 0.02 | 0.02 | 0.02
Nuc | 854.23 | 871.65 | 926.13 | 944.22 | 869.51 | 757.81
PS | 0 | 0 | 0 | 0 | 0 | 0
PV | 0 | 0 | 0 | 0 | 0 | 0
PeakG | 0 | 0 | 0 | 0 | 0 | 0.34
PeakO | 0 | 0 | 0 | 0 | 0 | 0
ST | 0 | 0 | 0 | 0 | 0 | 0
STOG | 0 | 0 | 0 | 0 | 0 | 0
STWD | 0 | 0 | 0 | 0 | 0 | 0
WT | 0 | 0 | 0 | 0 | 0 | 0
IGCC | 0 | 0 | 0 | 0 | 0 | 0
DemandResponse | 0 | 0 | 0 | 0 | 0 | 0
IGCC-CCS | 0 | 0 | 0 | 0 | 0 | 0
WT_off | 0 | 0 | 0 | 0 | 0 | 0
PseudoUnit | 0 | 0 | 0 | 0 | 0 | 0
FixedInterchange | 0 | 0 | 0 | 0 | 0 | 0
Fuel Cost by Reporting Type: MAPP_CA
ReportingType | 2015 | 2020 | 2025 | 2030 | 2035 | 2040
BM | 0 | 0 | 0 | 0 | 0 | 0
CC | 138.42 | 85.01 | 26.52 | 0 | 0 | 6.93
CSP | 0 | 0 | 0 | 0 | 0 | 0
CT | 0 | 0 | 0 | 0 | 0 | 0
Coal | 27.7 | 36.7 | 1.07 | 0 | 0 | 0
Geo | 0 | 0 | 0 | 0 | 0 | 0
H | 0 | 0 | 0 | 0 | 0 | 0
LFG | 0 | 0 | 0 | 0 | 0 | 0
Nuc | 0 | 0 | 0 | 0 | 0 | 0
PS | 0 | 0 | 0 | 0 | 0 | 0
PV | 0 | 0 | 0 | 0 | 0 | 0
PeakG | 0 | 0 | 0 | 0 | 0 | 0
PeakO | 0 | 0 | 0 | 0 | 0 | 0
ST | 0 | 0 | 0 | 0 | 0 | 0
STOG | 0.19 | 0 | 0 | 0 | 0 | 0
STWD | 0 | 0 | 0 | 0 | 0 | 0
WT | 0 | 0 | 0 | 0 | 0 | 0
IGCC | 0 | 0 | 0 | 0 | 0 | 0
DemandResponse | 0 | 0 | 0 | 0 | 0 | 0
IGCC-CCS | 0 | 0 | 0 | 0 | 0 | 0
WT_off | 0 | 0 | 0 | 0 | 0 | 0
PseudoUnit | 0 | 0 | 0 | 0 | 0 | 0
FixedInterchange | 0 | 0 | 0 | 0 | 0 | 0
Fuel Cost by Reporting Type: AZ_NM_SNV_Coal
ReportingType | 2015 | 2020 | 2025 | 2030 | 2035 | 2040
BM | 0 | 0 | 0 | 0 | 0 | 0
CC | 0 | 0 | 0 | 0 | 0 | 0
CSP | 0 | 0 | 0 | 0 | 0 | 0
CT | 0 | 0 | 0 | 0 | 0 | 0
Coal | 1369.99 | 1320.25 | 1320.25 | 1320.25 | 1810.28 | 3567.1
Geo | 0 | 0 | 0 | 0 | 0 | 0
H | 0 | 0 | 0 | 0 | 0 | 0
LFG | 0 | 0 | 0 | 0 | 0 | 0
Nuc | 0 | 0 | 0 | 0 | 0 | 0
PS | 0 | 0 | 0 | 0 | 0 | 0
PV | 0 | 0 | 0 | 0 | 0 | 0
PeakG | 0 | 0 | 0 | 0 | 0 | 0
PeakO | 0 | 0 | 0 | 0 | 0 | 0
ST | 0 | 0 | 0 | 0 | 0 | 0
STOG | 0 | 0 | 0 | 0 | 0 | 0
STWD | 0 | 0 | 0 | 0 | 0 | 0
WT | 0 | 0 | 0 | 0 | 0 | 0
IGCC | 0 | 0 | 0 | 0 | 0 | 0
DemandResponse | 0 | 0 | 0 | 0 | 0 | 0
IGCC-CCS | 0 | 0 | 0 | 0 | 0 | 0
WT_off | 0 | 0 | 0 | 0 | 0 | 0
PseudoUnit | 0 | 0 | 0 | 0 | 0 | 0
FixedInterchange | 0 | 0 | 0 | 0 | 0 | 0
Fuel Cost by Reporting Type: AZ_NM_SNV_Gas
ReportingType | 2015 | 2020 | 2025 | 2030 | 2035 | 2040
BM | 0 | 0 | 0 | 0 | 0 | 0
CC | 3703.81 | 4908.88 | 5224.16 | 6777.2 | 7536.91 | 7714.92
CSP | 0 | 0 | 0 | 0 | 0 | 0
CT | 0 | 0 | 8.81 | 17.95 | 0 | 0
Coal | 0 | 0 | 0 | 0 | 0 | 0
Geo | 0 | 0 | 0 | 0 | 0 | 0
H | 0 | 0 | 0 | 0 | 0 | 0
LFG | 0 | 0 | 0 | 0 | 0 | 0
Nuc | 0 | 0 | 0 | 0 | 0 | 0
PS | 0 | 0 | 0 | 0 | 0 | 0
PV | 0 | 0 | 0 | 0 | 0 | 0
PeakG | 0 | 0 | 14.75 | 26.95 | 35.31 | 0
PeakO | 0 | 0 | 0 | 0 | 0 | 0
ST | 0 | 0 | 0 | 0 | 0 | 0
STOG | 0 | 0 | 0 | 0 | 0 | 0
STWD | 0 | 0 | 0 | 0 | 0 | 0
WT | 0 | 0 | 0 | 0 | 0 | 0
IGCC | 0 | 0 | 0 | 0 | 0 | 0
DemandResponse | 0 | 0 | 0 | 0 | 0 | 0
IGCC-CCS | 0 | 0 | 0 | 0 | 0 | 0
WT_off | 0 | 0 | 0 | 0 | 0 | 0
PseudoUnit | 0 | 0 | 0 | 0 | 0 | 0
FixedInterchange | 0 | 0 | 0 | 0 | 0 | 0
Fuel Cost by Reporting Type: AZ_NM_SNV_NucRenew
ReportingType | 2015 | 2020 | 2025 | 2030 | 2035 | 2040
BM | 0 | 0 | 0 | 0 | 0 | 0
CC | 0 | 0 | 0 | 0 | 0 | 0
CSP | 0 | 0 | 0 | 0 | 0 | 0
CT | 0 | 0 | 0 | 0 | 0 | 0
Coal | 0 | 0 | 0 | 0 | 0 | 0
Geo | 0 | 0 | 0 | 0 | 0 | 0
H | 0 | 0 | 0 | 0 | 0 | 0
LFG | 0 | 0 | 0.08 | 0.08 | 0.08 | 0.08
Nuc | 254.91 | 260.1 | 276.36 | 281.76 | 281.76 | 281.76
PS | 0 | 0 | 0 | 0 | 0 | 0
PV | 0 | 0 | 0 | 0 | 0 | 0
PeakG | 0 | 0 | 0 | 0 | 0 | 0
PeakO | 0 | 0 | 0 | 0 | 0 | 0
ST | 0 | 0 | 0 | 0 | 0 | 0
STOG | 0 | 0 | 0 | 0 | 0 | 0
STWD | 11.54 | 11.54 | 11.54 | 11.54 | 11.54 | 11.54
WT | 0 | 0 | 0 | 0 | 0 | 0
IGCC | 0 | 0 | 0 | 0 | 0 | 0
DemandResponse | 0 | 0 | 0 | 0 | 0 | 0
IGCC-CCS | 0 | 0 | 0 | 0 | 0 | 0
WT_off | 0 | 0 | 0 | 0 | 0 | 0
PseudoUnit | 0 | 0 | 0 | 0 | 0 | 0
FixedInterchange | 0 | 0 | 0 | 0 | 0 | 0
Fuel Cost by Reporting Type: ERCOT
ReportingType | 2015 | 2020 | 2025 | 2030 | 2035 | 2040
BM | 0 | 13.08 | 8.34 | 1169.65 | 1210.29 | 1284.03
CC | 4944.49 | 4630.81 | 3976.98 | 3443.53 | 4088.12 | 5132.33
CSP | 0 | 0 | 0 | 0 | 0 | 0
CT | 0 | 0 | 0 | 0 | 0 | 0
Coal | 3059.82 | 3314.15 | 3482.49 | 3503.89 | 3560.67 | 3595.35
Geo | 0 | 0 | 0 | 0 | 0 | 0
H | 0 | 0 | 0 | 0 | 0 | 0
LFG | 0 | 0 | 0.45 | 0.45 | 0.45 | 0.45
Nuc | 339.13 | 346.04 | 367.67 | 374.85 | 374.85 | 374.85
PS | 0 | 0 | 0 | 0 | 0 | 0
PV | 0 | 0 | 0 | 0 | 0 | 0
PeakG | 0 | 0 | 0 | 0 | 0 | 0
PeakO | 0 | 0 | 0 | 0 | 0 | 0
ST | 0 | 0 | 0 | 0 | 0 | 0
STOG | 237.63 | 275.62 | 289.8 | 277.57 | 288.46 | 295.23
STWD | 0 | 0 | 0 | 0 | 0 | 0
WT | 0 | 0 | 0 | 0 | 0 | 0
IGCC | 0 | 0 | 0 | 0 | 0 | 0
DemandResponse | 0 | 0 | 0 | 0 | 0 | 0
IGCC-CCS | 0 | 0 | 0 | 0 | 0 | 0
WT_off | 0 | 0 | 0 | 0 | 0 | 0
PseudoUnit | 0 | 0 | 0 | 0 | 0 | 0
FixedInterchange | 0 | 0 | 0 | 0 | 0 | 0
Fuel Cost by Reporting Type: NP15
ReportingType | 2015 | 2020 | 2025 | 2030 | 2035 | 2040
BM | 0 | 0 | 0 | 0 | 0 | 0
CC | 1315.93 | 1516.71 | 1231.34 | 1020.21 | 622.54 | 291.84
CSP | 0 | 0 | 0 | 0 | 0 | 0
CT | 0 | 0 | 0 | 0 | 0 | 0
Coal | 1.66 | 0 | 0 | 0 | 0 | 0
Geo | 0 | 0 | 0 | 0 | 0 | 0
H | 0 | 0 | 0 | 0 | 0 | 0
LFG | 0 | 0.72 | 0.72 | 0.72 | 0.72 | 0.72
Nuc | 150.62 | 153.69 | 163.3 | 166.49 | 166.49 | 166.49
PS | 0 | 0 | 0 | 0 | 0 | 0
PV | 0 | 0 | 0 | 0 | 0 | 0
PeakG | 0 | 0 | 0 | 0 | 0 | 0.52
PeakO | 0 | 0 | 0 | 0 | 0 | 0
ST | 0 | 0 | 0 | 0 | 0 | 0
STOG | 6.55 | 9.59 | 4.36 | 9.03 | 6.22 | 12.7
STWD | 244.45 | 244.45 | 244.45 | 244.45 | 244.45 | 244.45
WT | 0 | 0 | 0 | 0 | 0 | 0
IGCC | 0 | 0 | 0 | 0 | 0 | 0
DemandResponse | 0 | 0 | 0 | 0 | 0 | 0
IGCC-CCS | 0 | 0 | 0 | 0 | 0 | 0
WT_off | 0 | 0 | 0 | 0 | 0 | 0
PseudoUnit | 0 | 0 | 0 | 0 | 0 | 0
FixedInterchange | 0 | 0 | 0 | 0 | 0 | 0
Fuel Cost by Reporting Type: NWPP_Coal
ReportingType | 2015 | 2020 | 2025 | 2030 | 2035 | 2040
BM | 0 | 0 | 0 | 0 | 0 | 0
CC | 0 | 0 | 0 | 0 | 0 | 0
CSP | 0 | 0 | 0 | 0 | 0 | 0
CT | 0 | 0 | 0 | 0 | 0 | 0
Coal | 1528.12 | 1345.17 | 1365.92 | 1388.7 | 1437.47 | 1813.34
Geo | 0 | 0 | 0 | 0 | 0 | 0
H | 0 | 0 | 0 | 0 | 0 | 0
LFG | 0 | 0 | 0 | 0 | 0 | 0
Nuc | 0 | 0 | 0 | 0 | 0 | 0
PS | 0 | 0 | 0 | 0 | 0 | 0
PV | 0 | 0 | 0 | 0 | 0 | 0
PeakG | 0 | 0 | 0 | 0 | 0 | 0
PeakO | 0 | 0 | 0 | 0 | 0 | 0
ST | 0 | 0 | 0 | 0 | 0 | 0
STOG | 0 | 0 | 0 | 0 | 0 | 0
STWD | 0 | 0 | 0 | 0 | 0 | 0
WT | 0 | 0 | 0 | 0 | 0 | 0
IGCC | 0 | 0 | 0 | 0 | 0 | 0
DemandResponse | 0 | 0 | 0 | 0 | 0 | 0
IGCC-CCS | 0 | 0 | 0 | 0 | 0 | 0
WT_off | 0 | 0 | 0 | 0 | 0 | 0
PseudoUnit | 0 | 0 | 0 | 0 | 0 | 0
FixedInterchange | 0 | 0 | 0 | 0 | 0 | 0
Fuel Cost by Reporting Type: NWPP_Gas
ReportingType | 2015 | 2020 | 2025 | 2030 | 2035 | 2040
BM | 0 | 0 | 0 | 0 | 0 | 0
CC | 1730.69 | 1944.62 | 2091.2 | 3221.39 | 5327.46 | 6195.42
CSP | 0 | 0 | 0 | 0 | 0 | 0
CT | 0 | 0 | 0 | 0 | 0 | 0
Coal | 0 | 0 | 0 | 0 | 0 | 78.93
Geo | 0 | 0 | 0 | 0 | 0 | 0
H | 0 | 0 | 0 | 0 | 0 | 0
LFG | 0 | 0 | 0 | 0 | 0 | 0
Nuc | 0 | 0 | 0 | 0 | 0 | 0
PS | 0 | 0 | 0 | 0 | 0 | 0
PV | 0 | 0 | 0 | 0 | 0 | 0
PeakG | 0 | 0 | 0 | 0 | 0 | 0
PeakO | 0 | 0 | 0 | 0 | 0 | 0
ST | 0 | 0 | 0 | 0 | 0 | 0
STOG | 0 | 0 | 0 | 0 | 0 | 0
STWD | 0 | 0 | 0 | 0 | 0 | 0
WT | 0 | 0 | 0 | 0 | 0 | 0
IGCC | 0 | 0 | 0 | 0 | 0 | 0
DemandResponse | 0 | 0 | 0 | 0 | 0 | 0
IGCC-CCS | 0 | 0 | 0 | 0 | 0 | 0
WT_off | 0 | 0 | 0 | 0 | 0 | 0
PseudoUnit | 0 | 0 | 0 | 0 | 0 | 0
FixedInterchange | 0 | 0 | 0 | 0 | 0 | 0
Fuel Cost by Reporting Type: NWPP_NucRenew
ReportingType | 2015 | 2020 | 2025 | 2030 | 2035 | 2040
BM | 0 | 0 | 0 | 0 | 0 | 0.06
CC | 0 | 0 | 0 | 0 | 0 | 0
CSP | 0 | 0 | 0 | 0 | 0 | 0
CT | 0 | 0 | 0 | 0 | 0 | 0
Coal | 0 | 0 | 0 | 0 | 0 | 0
Geo | 0 | 0 | 0 | 0 | 0 | 0
H | 0 | 0 | 0 | 0 | 0 | 0
LFG | 0.03 | 0.03 | 0.34 | 0.34 | 0.34 | 0.34
Nuc | 71.13 | 72.58 | 77.12 | 78.63 | 78.63 | 78.63
PS | 0 | 0 | 0 | 0 | 0 | 0
PV | 0 | 0 | 0 | 0 | 0 | 0
PeakG | 0 | 0 | 0 | 0 | 0 | 0
PeakO | 0 | 0 | 0 | 0 | 0 | 0
ST | 0 | 0 | 0 | 0 | 0 | 0
STOG | 0 | 0 | 0 | 0 | 0 | 0
STWD | 0 | 6.29 | 67.92 | 203.71 | 203.71 | 203.65
WT | 0 | 0 | 0 | 0 | 0 | 0
IGCC | 0 | 0 | 0 | 0 | 0 | 0
DemandResponse | 0 | 0 | 0 | 0 | 0 | 0
IGCC-CCS | 0 | 0 | 0 | 0 | 0 | 0
WT_off | 0 | 0 | 0 | 0 | 0 | 0
PseudoUnit | 0 | 0 | 0 | 0 | 0 | 0
FixedInterchange | 0 | 0 | 0 | 0 | 0 | 0
Fuel Cost by Reporting Type: RMPA
ReportingType | 2015 | 2020 | 2025 | 2030 | 2035 | 2040
BM | 0 | 0 | 0 | 0 | 0 | 0
CC | 166.81 | 265.64 | 95.93 | 150.7 | 134.13 | 162.08
CSP | 0 | 0 | 0 | 0 | 0 | 0
CT | 0 | 0 | 0 | 0 | 0 | 0
Coal | 724.88 | 625.07 | 586.62 | 586.62 | 751.75 | 900.78
Geo | 0 | 0 | 0 | 0 | 0 | 0
H | 0 | 0 | 0 | 0 | 0 | 0
LFG | 0 | 0 | 0 | 0.04 | 0.04 | 0.04
Nuc | 0 | 0 | 0 | 0 | 0 | 0
PS | 0 | 0 | 0 | 0 | 0 | 0
PV | 0 | 0 | 0 | 0 | 0 | 0
PeakG | 0.19 | 0.95 | 0 | 1.88 | 0.38 | 0.66
PeakO | 0 | 0 | 0 | 0 | 0 | 0
ST | 0 | 0 | 0 | 0 | 0 | 0
STOG | 0 | 0 | 0 | 0 | 0 | 0
STWD | 0 | 0 | 0 | 0 | 0 | 0
WT | 0 | 0 | 0 | 0 | 0 | 0
IGCC | 0 | 0 | 0 | 0 | 0 | 0
DemandResponse | 0 | 0 | 0 | 0 | 0 | 0
IGCC-CCS | 0 | 0 | 0 | 0 | 0 | 0
WT_off | 0 | 0 | 0 | 0 | 0 | 0
PseudoUnit | 0 | 0 | 0 | 0 | 0 | 0
FixedInterchange | 0 | 0 | 0 | 0 | 0 | 0
Fuel Cost by Reporting Type: SP15
ReportingType | 2015 | 2020 | 2025 | 2030 | 2035 | 2040
BM | 3.8 | 3.8 | 3.8 | 3.8 | 2.33 | 2.33
CC | 860.15 | 973.99 | 914.5 | 878.27 | 900.62 | 538.99
CSP | 0 | 0 | 0 | 0 | 0 | 0
CT | 0 | 0 | 0 | 0 | 0 | 0
Coal | 5.6 | 3.9 | 3.9 | 3.13 | 0 | 0
Geo | 0 | 0 | 0 | 0 | 0 | 0
H | 0 | 0 | 0 | 0 | 0 | 0
LFG | 0.01 | 0.72 | 0.72 | 0.72 | 0.72 | 0.72
Nuc | 139.02 | 141.86 | 150.73 | 153.67 | 153.67 | 153.67
PS | 0 | 0 | 0 | 0 | 0 | 0
PV | 0 | 0 | 0 | 0 | 0 | 0
PeakG | 0 | 0 | 0 | 0 | 0.3 | 0
PeakO | 0 | 0 | 0 | 0 | 0 | 0
ST | 0 | 0 | 0 | 0 | 0 | 0
STOG | 11.66 | 19.83 | 14.63 | 26.7 | 60.07 | 42.81
STWD | 62.63 | 62.63 | 62.63 | 62.63 | 62.63 | 62.63
WT | 0 | 0 | 0 | 0 | 0 | 0
IGCC | 0 | 0 | 0 | 0 | 0 | 0
DemandResponse | 0 | 0 | 0 | 0 | 0 | 0
IGCC-CCS | 0 | 0 | 0 | 0 | 0 | 0
WT_off | 0 | 0 | 0 | 0 | 0 | 0
PseudoUnit | 0 | 0 | 0 | 0 | 0 | 0
FixedInterchange | 0 | 0 | 0 | 0 | 0 | 0
Fuel Cost by Reporting Type: ALB
ReportingType | 2015 | 2020 | 2025 | 2030 | 2035 | 2040
BM | 0 | 0 | 0 | 0 | 0 | 0
CC | 673.85 | 916.65 | 1283.63 | 1644.27 | 2143.46 | 2629.35
CSP | 0 | 0 | 0 | 0 | 0 | 0
CT | 0 | 0 | 0 | 0 | 0 | 0
Coal | 297.67 | 217.7 | 217.7 | 217.7 | 312.91 | 352.59
Geo | 0 | 0 | 0 | 0 | 0 | 0
H | 0 | 0 | 0 | 0 | 0 | 0
LFG | 0 | 0 | 0 | 0 | 0 | 0
Nuc | 0 | 0 | 0 | 0 | 0 | 0
PS | 0 | 0 | 0 | 0 | 0 | 0
PV | 0 | 0 | 0 | 0 | 0 | 0
PeakG | 0 | 0 | 0 | 0 | 0 | 0
PeakO | 0 | 0 | 0 | 0 | 0 | 0
ST | 0 | 0 | 0 | 0 | 0 | 0
STOG | 0 | 0 | 0 | 0 | 0 | 0
STWD | 0 | 0 | 0 | 0 | 0 | 0
WT | 0 | 0 | 0 | 0 | 0 | 0
IGCC | 0 | 0 | 0 | 0 | 0 | 0
DemandResponse | 0 | 0 | 0 | 0 | 0 | 0
IGCC-CCS | 0 | 0 | 0 | 0 | 0 | 0
WT_off | 0 | 0 | 0 | 0 | 0 | 0
PseudoUnit | 0 | 0 | 0 | 0 | 0 | 0
FixedInterchange | 0 | 0 | 0 | 0 | 0 | 0
Fuel Cost by Reporting Type: BC
ReportingType | 2015 | 2020 | 2025 | 2030 | 2035 | 2040
BM | 0 | 0 | 0 | 0 | 0 | 0
CC | 334.08 | 433.42 | 643.74 | 948.14 | 1319.37 | 1780.99
CSP | 0 | 0 | 0 | 0 | 0 | 0
CT | 0 | 0 | 0 | 0 | 0 | 0
Coal | 0 | 0 | 0 | 0 | 0 | 0
Geo | 0 | 0 | 0 | 0 | 0 | 0
H | 0 | 0 | 0 | 0 | 0 | 0
LFG | 0 | 0 | 0 | 0 | 0 | 0
Nuc | 0 | 0 | 0 | 0 | 0 | 0
PS | 0 | 0 | 0 | 0 | 0 | 0
PV | 0 | 0 | 0 | 0 | 0 | 0
PeakG | 0 | 0 | 0 | 0 | 0 | 0
PeakO | 0 | 0 | 0 | 0 | 0 | 0
ST | 0 | 0 | 0 | 0 | 0 | 0
STOG | 0 | 0 | 0 | 0 | 0 | 0
STWD | 0 | 0 | 0 | 0 | 0 | 0
WT | 0 | 0 | 0 | 0 | 0 | 0
IGCC | 0 | 0 | 0 | 0 | 0 | 0
DemandResponse | 0 | 0 | 0 | 0 | 0 | 0
IGCC-CCS | 0 | 0 | 0 | 0 | 0 | 0
WT_off | 0 | 0 | 0 | 0 | 0 | 0
PseudoUnit | 0 | 0 | 0 | 0 | 0 | 0
FixedInterchange | 0 | 0 | 0 | 0 | 0 | 0
Fuel Cost by Reporting Type: HQ_IESO
ReportingType | 2015 | 2020 | 2025 | 2030 | 2035 | 2040
BM | 0 | 0 | 0 | 0 | 0 | 0
CC | 0 | 0 | 0 | 0 | 0 | 0
CSP | 0 | 0 | 0 | 0 | 0 | 0
CT | 0 | 0 | 0 | 0 | 0 | 0
Coal | 0 | 0 | 0 | 0 | 0 | 0
Geo | 0 | 0 | 0 | 0 | 0 | 0
H | 0 | 0 | 0 | 0 | 0 | 0
LFG | 0 | 0 | 0 | 0 | 0 | 0
Nuc | 0 | 0 | 0 | 0 | 0 | 0
PS | 0 | 0 | 0 | 0 | 0 | 0
PV | 0 | 0 | 0 | 0 | 0 | 0
PeakG | 0 | 0 | 0 | 0 | 0 | 0
PeakO | 0 | 0 | 0 | 0 | 0 | 0
ST | 0 | 0 | 0 | 0 | 0 | 0
STOG | 0 | 0 | 0 | 0 | 0 | 0
STWD | 0 | 0 | 0 | 0 | 0 | 0
WT | 0 | 0 | 0 | 0 | 0 | 0
IGCC | 0 | 0 | 0 | 0 | 0 | 0
DemandResponse | 0 | 0 | 0 | 0 | 0 | 0
IGCC-CCS | 0 | 0 | 0 | 0 | 0 | 0
WT_off | 0 | 0 | 0 | 0 | 0 | 0
PseudoUnit | 0 | 0 | 0 | 0 | 0 | 0
FixedInterchange | 0 | 0 | 0 | 0 | 0 | 0
Fuel Cost by Reporting Type: HQ_NEISO
ReportingType | 2015 | 2020 | 2025 | 2030 | 2035 | 2040
BM | 0 | 0 | 0 | 0 | 0 | 0
CC | 0 | 0 | 0 | 0 | 0 | 0
CSP | 0 | 0 | 0 | 0 | 0 | 0
CT | 0 | 0 | 0 | 0 | 0 | 0
Coal | 0 | 0 | 0 | 0 | 0 | 0
Geo | 0 | 0 | 0 | 0 | 0 | 0
H | 0 | 0 | 0 | 0 | 0 | 0
LFG | 0 | 0 | 0 | 0 | 0 | 0
Nuc | 0 | 0 | 0 | 0 | 0 | 0
PS | 0 | 0 | 0 | 0 | 0 | 0
PV | 0 | 0 | 0 | 0 | 0 | 0
PeakG | 0 | 0 | 0 | 0 | 0 | 0
PeakO | 0 | 0 | 0 | 0 | 0 | 0
ST | 0 | 0 | 0 | 0 | 0 | 0
STOG | 0 | 0 | 0 | 0 | 0 | 0
STWD | 0 | 0 | 0 | 0 | 0 | 0
WT | 0 | 0 | 0 | 0 | 0 | 0
IGCC | 0 | 0 | 0 | 0 | 0 | 0
DemandResponse | 0 | 0 | 0 | 0 | 0 | 0
IGCC-CCS | 0 | 0 | 0 | 0 | 0 | 0
WT_off | 0 | 0 | 0 | 0 | 0 | 0
PseudoUnit | 0 | 0 | 0 | 0 | 0 | 0
FixedInterchange | 0 | 0 | 0 | 0 | 0 | 0
Fuel Cost by Reporting Type: HQ_NY
ReportingType | 2015 | 2020 | 2025 | 2030 | 2035 | 2040
BM | 0 | 0 | 0 | 0 | 0 | 0
CC | 0 | 0 | 0 | 0 | 0 | 0
CSP | 0 | 0 | 0 | 0 | 0 | 0
CT | 0 | 0 | 0 | 0 | 0 | 0
Coal | 0 | 0 | 0 | 0 | 0 | 0
Geo | 0 | 0 | 0 | 0 | 0 | 0
H | 0 | 0 | 0 | 0 | 0 | 0
LFG | 0 | 0 | 0 | 0 | 0 | 0
Nuc | 0 | 0 | 0 | 0 | 0 | 0
PS | 0 | 0 | 0 | 0 | 0 | 0
PV | 0 | 0 | 0 | 0 | 0 | 0
PeakG | 0 | 0 | 0 | 0 | 0 | 0
PeakO | 0 | 0 | 0 | 0 | 0 | 0
ST | 0 | 0 | 0 | 0 | 0 | 0
STOG | 0 | 0 | 0 | 0 | 0 | 0
STWD | 0 | 0 | 0 | 0 | 0 | 0
WT | 0 | 0 | 0 | 0 | 0 | 0
IGCC | 0 | 0 | 0 | 0 | 0 | 0
DemandResponse | 0 | 0 | 0 | 0 | 0 | 0
IGCC-CCS | 0 | 0 | 0 | 0 | 0 | 0
WT_off | 0 | 0 | 0 | 0 | 0 | 0
PseudoUnit | 0 | 0 | 0 | 0 | 0 | 0
FixedInterchange | 0 | 0 | 0 | 0 | 0 | 0
Fuel Cost by Reporting Type: MARITIMES
ReportingType | 2015 | 2020 | 2025 | 2030 | 2035 | 2040
BM | 0 | 0 | 0 | 0 | 0 | 0
CC | 0 | 0 | 0 | 0 | 0 | 0
CSP | 0 | 0 | 0 | 0 | 0 | 0
CT | 0 | 0 | 0 | 0 | 0 | 0
Coal | 0 | 0 | 0 | 0 | 0 | 0
Geo | 0 | 0 | 0 | 0 | 0 | 0
H | 0 | 0 | 0 | 0 | 0 | 0
LFG | 0 | 0 | 0 | 0 | 0 | 0
Nuc | 0 | 0 | 0 | 0 | 0 | 0
PS | 0 | 0 | 0 | 0 | 0 | 0
PV | 0 | 0 | 0 | 0 | 0 | 0
PeakG | 0 | 0 | 0 | 0 | 0 | 0
PeakO | 0 | 0 | 0 | 0 | 0 | 0
ST | 0 | 0 | 0 | 0 | 0 | 0
STOG | 0 | 0 | 0 | 0 | 0 | 0
STWD | 0 | 0 | 0 | 0 | 0 | 0
WT | 0 | 0 | 0 | 0 | 0 | 0
IGCC | 0 | 0 | 0 | 0 | 0 | 0
DemandResponse | 0 | 0 | 0 | 0 | 0 | 0
IGCC-CCS | 0 | 0 | 0 | 0 | 0 | 0
WT_off | 0 | 0 | 0 | 0 | 0 | 0
PseudoUnit | 0 | 0 | 0 | 0 | 0 | 0
FixedInterchange | 0 | 0 | 0 | 0 | 0 | 0
Fuel Cost by Reporting Type: All
ReportingType | 2015 | 2020 | 2025 | 2030 | 2035 | 2040
BM | 165.07 | 545.21 | 836.6 | 2075.37 | 2193.44 | 2267.17
CC | 38582.2 | 43213.22 | 40131.02 | 39018.33 | 55144.26 | 68732.62
CSP | 0 | 0 | 0 | 0 | 0 | 0
CT | 13.99 | 62.82 | 130.29 | 138.2 | 262.76 | 420.72
Coal | 39151.03 | 34976.07 | 35196.17 | 34898.85 | 39360.5 | 44766.93
Geo | 0 | 0 | 0 | 0 | 0 | 0
H | 0 | 0 | 0 | 0 | 0 | 0
LFG | 0.25 | 2.74 | 5.56 | 6.49 | 6.49 | 6.49
Nuc | 7711.69 | 8128.82 | 8636.85 | 8697.96 | 6764.49 | 5326.78
PS | 0 | 0 | 0 | 0 | 0 | 0
PV | 0 | 0 | 0 | 0 | 0 | 0
PeakG | 156.44 | 260.56 | 307.88 | 279.53 | 415.66 | 358.69
PeakO | 0 | 0 | 0.32 | 0 | 0 | 0
ST | 0 | 0 | 0 | 0 | 0 | 0
STOG | 804.51 | 1031.15 | 1002 | 937.42 | 1203.72 | 1330.77
STWD | 868.24 | 1353.29 | 1129.52 | 1504.94 | 1518.08 | 1745.55
WT | 0 | 0 | 0.01 | 0.01 | 0.01 | 0.01
IGCC | 90.57 | 91.19 | 92.5 | 92.46 | 97.64 | 100.38
DemandResponse | 0 | 0 | 0 | 0 | 0 | 0
IGCC-CCS | 0 | 0 | 0 | 0 | 0 | 0
WT_off | 0 | 0 | 0 | 0 | 0 | 0
PseudoUnit | 0 | 0 | 0 | 0 | 0 | 0
FixedInterchange | 0 | 0 | 0 | 0 | 0 | 0
Fuel Cost by Reporting Type: EI_US
ReportingType | 2015 | 2020 | 2025 | 2030 | 2035 | 2040
BM | 161.27 | 528.33 | 824.46 | 901.91 | 980.82 | 980.75
CC | 24632.12 | 27485.82 | 24595.21 | 20895.13 | 32812.52 | 43374.83
CSP | 0 | 0 | 0 | 0 | 0 | 0
CT | 13.99 | 62.82 | 121.48 | 120.26 | 262.41 | 412.51
Coal | 32135.59 | 28113.14 | 28218.21 | 27878.56 | 31487.42 | 34458.85
Geo | 0 | 0 | 0 | 0 | 0 | 0
H | 0 | 0 | 0 | 0 | 0 | 0
LFG | 0.18 | 1.24 | 3.22 | 4.11 | 4.11 | 4.11
Nuc | 5902.64 | 6282.88 | 6675.54 | 6698.35 | 4839.59 | 3513.57
PS | 0 | 0 | 0 | 0 | 0 | 0
PV | 0 | 0 | 0 | 0 | 0 | 0
PeakG | 156.26 | 259.61 | 293.13 | 250.71 | 379.66 | 357.17
PeakO | 0 | 0 | 0.32 | 0 | 0 | 0
ST | 0 | 0 | 0 | 0 | 0 | 0
STOG | 548.48 | 726.11 | 693.22 | 624.13 | 848.97 | 980.03
STWD | 549.62 | 1028.37 | 742.98 | 982.61 | 995.75 | 1223.28
WT | 0 | 0 | 0.01 | 0.01 | 0.01 | 0.01
IGCC | 90.57 | 91.19 | 92.5 | 92.46 | 97.64 | 100.38
DemandResponse | 0 | 0 | 0 | 0 | 0 | 0
IGCC-CCS | 0 | 0 | 0 | 0 | 0 | 0
WT_off | 0 | 0 | 0 | 0 | 0 | 0
PseudoUnit | 0 | 0 | 0 | 0 | 0 | 0
FixedInterchange | 0 | 0 | 0 | 0 | 0 | 0
Fuel Cost by Reporting Type: EI_Canada
ReportingType | 2015 | 2020 | 2025 | 2030 | 2035 | 2040
BM | 0 | 0 | 0 | 0 | 0 | 0
CC | 220.27 | 136.68 | 74.33 | 39.5 | 259.13 | 911.88
CSP | 0 | 0 | 0 | 0 | 0 | 0
CT | 0 | 0 | 0 | 0 | 0.35 | 8.22
Coal | 27.7 | 36.7 | 1.07 | 0 | 0 | 0
Geo | 0 | 0 | 0 | 0 | 0 | 0
H | 0 | 0 | 0 | 0 | 0 | 0
LFG | 0.02 | 0.02 | 0.02 | 0.02 | 0.02 | 0.02
Nuc | 854.23 | 871.65 | 926.13 | 944.22 | 869.51 | 757.81
PS | 0 | 0 | 0 | 0 | 0 | 0
PV | 0 | 0 | 0 | 0 | 0 | 0
PeakG | 0 | 0 | 0 | 0 | 0 | 0.34
PeakO | 0 | 0 | 0 | 0 | 0 | 0
ST | 0 | 0 | 0 | 0 | 0 | 0
STOG | 0.19 | 0 | 0 | 0 | 0 | 0
STWD | 0 | 0 | 0 | 0 | 0 | 0
WT | 0 | 0 | 0 | 0 | 0 | 0
IGCC | 0 | 0 | 0 | 0 | 0 | 0
DemandResponse | 0 | 0 | 0 | 0 | 0 | 0
IGCC-CCS | 0 | 0 | 0 | 0 | 0 | 0
WT_off | 0 | 0 | 0 | 0 | 0 | 0
PseudoUnit | 0 | 0 | 0 | 0 | 0 | 0
FixedInterchange | 0 | 0 | 0 | 0 | 0 | 0
Fuel Cost by Reporting Type: EI
ReportingType | 2015 | 2020 | 2025 | 2030 | 2035 | 2040
BM | 161.27 | 528.33 | 824.46 | 901.91 | 980.82 | 980.75
CC | 24852.39 | 27622.5 | 24669.54 | 20934.63 | 33071.65 | 44286.71
CSP | 0 | 0 | 0 | 0 | 0 | 0
CT | 13.99 | 62.82 | 121.48 | 120.26 | 262.76 | 420.72
Coal | 32163.3 | 28149.83 | 28219.28 | 27878.56 | 31487.42 | 34458.85
Geo | 0 | 0 | 0 | 0 | 0 | 0
H | 0 | 0 | 0 | 0 | 0 | 0
LFG | 0.2 | 1.26 | 3.24 | 4.13 | 4.13 | 4.13
Nuc | 6756.88 | 7154.54 | 7601.68 | 7642.57 | 5709.1 | 4271.38
PS | 0 | 0 | 0 | 0 | 0 | 0
PV | 0 | 0 | 0 | 0 | 0 | 0
PeakG | 156.26 | 259.61 | 293.13 | 250.71 | 379.66 | 357.51
PeakO | 0 | 0 | 0.32 | 0 | 0 | 0
ST | 0 | 0 | 0 | 0 | 0 | 0
STOG | 548.67 | 726.11 | 693.22 | 624.13 | 848.97 | 980.03
STWD | 549.62 | 1028.37 | 742.98 | 982.61 | 995.75 | 1223.28
WT | 0 | 0 | 0.01 | 0.01 | 0.01 | 0.01
IGCC | 90.57 | 91.19 | 92.5 | 92.46 | 97.64 | 100.38
DemandResponse | 0 | 0 | 0 | 0 | 0 | 0
IGCC-CCS | 0 | 0 | 0 | 0 | 0 | 0
WT_off | 0 | 0 | 0 | 0 | 0 | 0
PseudoUnit | 0 | 0 | 0 | 0 | 0 | 0
FixedInterchange | 0 | 0 | 0 | 0 | 0 | 0
Fuel Cost by Reporting Type: Outside_EI
ReportingType | 2015 | 2020 | 2025 | 2030 | 2035 | 2040
BM | 3.8 | 16.88 | 12.14 | 1173.45 | 1212.63 | 1286.43
CC | 13729.81 | 15590.72 | 15461.49 | 18083.7 | 22072.61 | 24445.91
CSP | 0 | 0 | 0 | 0 | 0 | 0
CT | 0 | 0 | 8.81 | 17.95 | 0 | 0
Coal | 6987.74 | 6826.24 | 6976.88 | 7020.29 | 7873.09 | 10308.08
Geo | 0 | 0 | 0 | 0 | 0 | 0
H | 0 | 0 | 0 | 0 | 0 | 0
LFG | 0.05 | 1.48 | 2.32 | 2.36 | 2.36 | 2.36
Nuc | 954.81 | 974.28 | 1035.18 | 1055.4 | 1055.4 | 1055.4
PS | 0 | 0 | 0 | 0 | 0 | 0
PV | 0 | 0 | 0 | 0 | 0 | 0
PeakG | 0.19 | 0.95 | 14.75 | 28.83 | 35.99 | 1.18
PeakO | 0 | 0 | 0 | 0 | 0 | 0
ST | 0 | 0 | 0 | 0 | 0 | 0
STOG | 255.84 | 305.04 | 308.78 | 313.29 | 354.75 | 350.74
STWD | 318.62 | 324.91 | 386.54 | 522.33 | 522.33 | 522.27
WT | 0 | 0 | 0 | 0 | 0 | 0
IGCC | 0 | 0 | 0 | 0 | 0 | 0
DemandResponse | 0 | 0 | 0 | 0 | 0 | 0
IGCC-CCS | 0 | 0 | 0 | 0 | 0 | 0
WT_off | 0 | 0 | 0 | 0 | 0 | 0
PseudoUnit | 0 | 0 | 0 | 0 | 0 | 0
FixedInterchange | 0 | 0 | 0 | 0 | 0 | 0
#7 | 0.15: Emission Cost ($million)
==== Emission Program: TitleIV_CAIRSO2 : (SO2) ====
Emission Cost by Reporting Type: Entergy
ReportingType | 2015 | 2020 | 2025 | 2030 | 2035 | 2040
BM | 0 | 0 | 0 | 0 | 0 | 0
CC | 0 | 0 | 0 | 0 | 0 | 0
CSP | 0 | 0 | 0 | 0 | 0 | 0
CT | 0 | 0 | 0 | 0 | 0 | 0
Coal | 41.05 | 0 | 0 | 0 | 0 | 0
Geo | 0 | 0 | 0 | 0 | 0 | 0
H | 0 | 0 | 0 | 0 | 0 | 0
LFG | 0 | 0 | 0 | 0 | 0 | 0
Nuc | 0 | 0 | 0 | 0 | 0 | 0
PS | 0 | 0 | 0 | 0 | 0 | 0
PV | 0 | 0 | 0 | 0 | 0 | 0
PeakG | 0 | 0 | 0 | 0 | 0 | 0
PeakO | 0 | 0 | 0 | 0 | 0 | 0
ST | 0 | 0 | 0 | 0 | 0 | 0
STOG | 0 | 0 | 0 | 0 | 0 | 0
STWD | 0 | 0 | 0 | 0 | 0 | 0
WT | 0 | 0 | 0 | 0 | 0 | 0
IGCC | 0 | 0 | 0 | 0 | 0 | 0
DemandResponse | 0 | 0 | 0 | 0 | 0 | 0
IGCC-CCS | 0 | 0 | 0 | 0 | 0 | 0
WT_off | 0 | 0 | 0 | 0 | 0 | 0
PseudoUnit | 0 | 0 | 0 | 0 | 0 | 0
FixedInterchange | 0 | 0 | 0 | 0 | 0 | 0
Emission Cost by Reporting Type: FRCC
ReportingType | 2015 | 2020 | 2025 | 2030 | 2035 | 2040
BM | 0 | 0 | 0 | 0 | 0 | 0
CC | 0 | 0 | 0 | 0 | 0 | 0
CSP | 0 | 0 | 0 | 0 | 0 | 0
CT | 0 | 0 | 0 | 0 | 0 | 0
Coal | 8.77 | 0 | 0 | 0 | 0 | 0
Geo | 0 | 0 | 0 | 0 | 0 | 0
H | 0 | 0 | 0 | 0 | 0 | 0
LFG | 0 | 0 | 0 | 0 | 0 | 0
Nuc | 0 | 0 | 0 | 0 | 0 | 0
PS | 0 | 0 | 0 | 0 | 0 | 0
PV | 0 | 0 | 0 | 0 | 0 | 0
PeakG | 0 | 0 | 0 | 0 | 0 | 0
PeakO | 0 | 0 | 0 | 0 | 0 | 0
ST | 0 | 0 | 0 | 0 | 0 | 0
STOG | 0 | 0 | 0 | 0 | 0 | 0
STWD | 0 | 0 | 0 | 0 | 0 | 0
WT | 0 | 0 | 0 | 0 | 0 | 0
IGCC | 0 | 0 | 0 | 0 | 0 | 0
DemandResponse | 0 | 0 | 0 | 0 | 0 | 0
IGCC-CCS | 0 | 0 | 0 | 0 | 0 | 0
WT_off | 0 | 0 | 0 | 0 | 0 | 0
PseudoUnit | 0 | 0 | 0 | 0 | 0 | 0
FixedInterchange | 0 | 0 | 0 | 0 | 0 | 0
Emission Cost by Reporting Type: MAPP_US
ReportingType | 2015 | 2020 | 2025 | 2030 | 2035 | 2040
BM | 0 | 0 | 0 | 0 | 0 | 0
CC | 0 | 0 | 0 | 0 | 0 | 0
CSP | 0 | 0 | 0 | 0 | 0 | 0
CT | 0 | 0 | 0 | 0 | 0 | 0
Coal | 1.87 | 0 | 0 | 0 | 0 | 0
Geo | 0 | 0 | 0 | 0 | 0 | 0
H | 0 | 0 | 0 | 0 | 0 | 0
LFG | 0 | 0 | 0 | 0 | 0 | 0
Nuc | 0 | 0 | 0 | 0 | 0 | 0
PS | 0 | 0 | 0 | 0 | 0 | 0
PV | 0 | 0 | 0 | 0 | 0 | 0
PeakG | 0 | 0 | 0 | 0 | 0 | 0
PeakO | 0 | 0 | 0 | 0 | 0 | 0
ST | 0 | 0 | 0 | 0 | 0 | 0
STOG | 0 | 0 | 0 | 0 | 0 | 0
STWD | 0 | 0 | 0 | 0 | 0 | 0
WT | 0 | 0 | 0 | 0 | 0 | 0
IGCC | 0 | 0 | 0 | 0 | 0 | 0
DemandResponse | 0 | 0 | 0 | 0 | 0 | 0
IGCC-CCS | 0 | 0 | 0 | 0 | 0 | 0
WT_off | 0 | 0 | 0 | 0 | 0 | 0
PseudoUnit | 0 | 0 | 0 | 0 | 0 | 0
FixedInterchange | 0 | 0 | 0 | 0 | 0 | 0
Emission Cost by Reporting Type: MISO_IN
ReportingType | 2015 | 2020 | 2025 | 2030 | 2035 | 2040
BM | 0 | 0 | 0 | 0 | 0 | 0
CC | 0 | 0 | 0 | 0 | 0 | 0
CSP | 0 | 0 | 0 | 0 | 0 | 0
CT | 0 | 0 | 0 | 0 | 0 | 0
Coal | 32.85 | 0 | 0 | 0 | 0 | 0
Geo | 0 | 0 | 0 | 0 | 0 | 0
H | 0 | 0 | 0 | 0 | 0 | 0
LFG | 0 | 0 | 0 | 0 | 0 | 0
Nuc | 0 | 0 | 0 | 0 | 0 | 0
PS | 0 | 0 | 0 | 0 | 0 | 0
PV | 0 | 0 | 0 | 0 | 0 | 0
PeakG | 0 | 0 | 0 | 0 | 0 | 0
PeakO | 0 | 0 | 0 | 0 | 0 | 0
ST | 0 | 0 | 0 | 0 | 0 | 0
STOG | 0 | 0 | 0 | 0 | 0 | 0
STWD | 0 | 0 | 0 | 0 | 0 | 0
WT | 0 | 0 | 0 | 0 | 0 | 0
IGCC | 0.26 | 0 | 0 | 0 | 0 | 0
DemandResponse | 0 | 0 | 0 | 0 | 0 | 0
IGCC-CCS | 0 | 0 | 0 | 0 | 0 | 0
WT_off | 0 | 0 | 0 | 0 | 0 | 0
PseudoUnit | 0 | 0 | 0 | 0 | 0 | 0
FixedInterchange | 0 | 0 | 0 | 0 | 0 | 0
Emission Cost by Reporting Type: MISO_MI
ReportingType | 2015 | 2020 | 2025 | 2030 | 2035 | 2040
BM | 0 | 0 | 0 | 0 | 0 | 0
CC | 0 | 0 | 0 | 0 | 0 | 0
CSP | 0 | 0 | 0 | 0 | 0 | 0
CT | 0 | 0 | 0 | 0 | 0 | 0
Coal | 32.05 | 0 | 0 | 0 | 0 | 0
Geo | 0 | 0 | 0 | 0 | 0 | 0
H | 0 | 0 | 0 | 0 | 0 | 0
LFG | 0 | 0 | 0 | 0 | 0 | 0
Nuc | 0 | 0 | 0 | 0 | 0 | 0
PS | 0 | 0 | 0 | 0 | 0 | 0
PV | 0 | 0 | 0 | 0 | 0 | 0
PeakG | 0 | 0 | 0 | 0 | 0 | 0
PeakO | 0 | 0 | 0 | 0 | 0 | 0
ST | 0 | 0 | 0 | 0 | 0 | 0
STOG | 0 | 0 | 0 | 0 | 0 | 0
STWD | 0 | 0 | 0 | 0 | 0 | 0
WT | 0 | 0 | 0 | 0 | 0 | 0
IGCC | 0 | 0 | 0 | 0 | 0 | 0
DemandResponse | 0 | 0 | 0 | 0 | 0 | 0
IGCC-CCS | 0 | 0 | 0 | 0 | 0 | 0
WT_off | 0 | 0 | 0 | 0 | 0 | 0
PseudoUnit | 0 | 0 | 0 | 0 | 0 | 0
FixedInterchange | 0 | 0 | 0 | 0 | 0 | 0
Emission Cost by Reporting Type: MISO_MO-IL
ReportingType | 2015 | 2020 | 2025 | 2030 | 2035 | 2040
BM | 0 | 0 | 0 | 0 | 0 | 0
CC | 0 | 0 | 0 | 0 | 0 | 0
CSP | 0 | 0 | 0 | 0 | 0 | 0
CT | 0 | 0 | 0 | 0 | 0 | 0
Coal | 62.82 | 0 | 0 | 0 | 0 | 0
Geo | 0 | 0 | 0 | 0 | 0 | 0
H | 0 | 0 | 0 | 0 | 0 | 0
LFG | 0 | 0 | 0 | 0 | 0 | 0
Nuc | 0 | 0 | 0 | 0 | 0 | 0
PS | 0 | 0 | 0 | 0 | 0 | 0
PV | 0 | 0 | 0 | 0 | 0 | 0
PeakG | 0 | 0 | 0 | 0 | 0 | 0
PeakO | 0 | 0 | 0 | 0 | 0 | 0
ST | 0 | 0 | 0 | 0 | 0 | 0
STOG | 0 | 0 | 0 | 0 | 0 | 0
STWD | 0 | 0 | 0 | 0 | 0 | 0
WT | 0 | 0 | 0 | 0 | 0 | 0
IGCC | 0 | 0 | 0 | 0 | 0 | 0
DemandResponse | 0 | 0 | 0 | 0 | 0 | 0
IGCC-CCS | 0 | 0 | 0 | 0 | 0 | 0
WT_off | 0 | 0 | 0 | 0 | 0 | 0
PseudoUnit | 0 | 0 | 0 | 0 | 0 | 0
FixedInterchange | 0 | 0 | 0 | 0 | 0 | 0
Emission Cost by Reporting Type: MISO_W
ReportingType | 2015 | 2020 | 2025 | 2030 | 2035 | 2040
BM | 0 | 0 | 0 | 0 | 0 | 0
CC | 0 | 0 | 0 | 0 | 0 | 0
CSP | 0 | 0 | 0 | 0 | 0 | 0
CT | 0 | 0 | 0 | 0 | 0 | 0
Coal | 28.82 | 0 | 0 | 0 | 0 | 0
Geo | 0 | 0 | 0 | 0 | 0 | 0
H | 0 | 0 | 0 | 0 | 0 | 0
LFG | 0 | 0 | 0 | 0 | 0 | 0
Nuc | 0 | 0 | 0 | 0 | 0 | 0
PS | 0 | 0 | 0 | 0 | 0 | 0
PV | 0 | 0 | 0 | 0 | 0 | 0
PeakG | 0 | 0 | 0 | 0 | 0 | 0
PeakO | 0 | 0 | 0 | 0 | 0 | 0
ST | 0 | 0 | 0 | 0 | 0 | 0
STOG | 0 | 0 | 0 | 0 | 0 | 0
STWD | 0 | 0 | 0 | 0 | 0 | 0
WT | 0 | 0 | 0 | 0 | 0 | 0
IGCC | 0 | 0 | 0 | 0 | 0 | 0
DemandResponse | 0 | 0 | 0 | 0 | 0 | 0
IGCC-CCS | 0 | 0 | 0 | 0 | 0 | 0
WT_off | 0 | 0 | 0 | 0 | 0 | 0
PseudoUnit | 0 | 0 | 0 | 0 | 0 | 0
FixedInterchange | 0 | 0 | 0 | 0 | 0 | 0
Emission Cost by Reporting Type: MISO_WUMS
ReportingType | 2015 | 2020 | 2025 | 2030 | 2035 | 2040
BM | 0 | 0 | 0 | 0 | 0 | 0
CC | 0 | 0 | 0 | 0 | 0 | 0
CSP | 0 | 0 | 0 | 0 | 0 | 0
CT | 0 | 0 | 0 | 0 | 0 | 0
Coal | 6.37 | 0 | 0 | 0 | 0 | 0
Geo | 0 | 0 | 0 | 0 | 0 | 0
H | 0 | 0 | 0 | 0 | 0 | 0
LFG | 0 | 0 | 0 | 0 | 0 | 0
Nuc | 0 | 0 | 0 | 0 | 0 | 0
PS | 0 | 0 | 0 | 0 | 0 | 0
PV | 0 | 0 | 0 | 0 | 0 | 0
PeakG | 0 | 0 | 0 | 0 | 0 | 0
PeakO | 0 | 0 | 0 | 0 | 0 | 0
ST | 0 | 0 | 0 | 0 | 0 | 0
STOG | 0 | 0 | 0 | 0 | 0 | 0
STWD | 0 | 0 | 0 | 0 | 0 | 0
WT | 0 | 0 | 0 | 0 | 0 | 0
IGCC | 0 | 0 | 0 | 0 | 0 | 0
DemandResponse | 0 | 0 | 0 | 0 | 0 | 0
IGCC-CCS | 0 | 0 | 0 | 0 | 0 | 0
WT_off | 0 | 0 | 0 | 0 | 0 | 0
PseudoUnit | 0 | 0 | 0 | 0 | 0 | 0
FixedInterchange | 0 | 0 | 0 | 0 | 0 | 0
Emission Cost by Reporting Type: Nebraska
ReportingType | 2015 | 2020 | 2025 | 2030 | 2035 | 2040
BM | 0 | 0 | 0 | 0 | 0 | 0
CC | 0 | 0 | 0 | 0 | 0 | 0
CSP | 0 | 0 | 0 | 0 | 0 | 0
CT | 0 | 0 | 0 | 0 | 0 | 0
Coal | 4.76 | 0 | 0 | 0 | 0 | 0
Geo | 0 | 0 | 0 | 0 | 0 | 0
H | 0 | 0 | 0 | 0 | 0 | 0
LFG | 0 | 0 | 0 | 0 | 0 | 0
Nuc | 0 | 0 | 0 | 0 | 0 | 0
PS | 0 | 0 | 0 | 0 | 0 | 0
PV | 0 | 0 | 0 | 0 | 0 | 0
PeakG | 0 | 0 | 0 | 0 | 0 | 0
PeakO | 0 | 0 | 0 | 0 | 0 | 0
ST | 0 | 0 | 0 | 0 | 0 | 0
STOG | 0 | 0 | 0 | 0 | 0 | 0
STWD | 0 | 0 | 0 | 0 | 0 | 0
WT | 0 | 0 | 0 | 0 | 0 | 0
IGCC | 0 | 0 | 0 | 0 | 0 | 0
DemandResponse | 0 | 0 | 0 | 0 | 0 | 0
IGCC-CCS | 0 | 0 | 0 | 0 | 0 | 0
WT_off | 0 | 0 | 0 | 0 | 0 | 0
PseudoUnit | 0 | 0 | 0 | 0 | 0 | 0
FixedInterchange | 0 | 0 | 0 | 0 | 0 | 0
Emission Cost by Reporting Type: NEISO
ReportingType | 2015 | 2020 | 2025 | 2030 | 2035 | 2040
BM | 0 | 0 | 0 | 0 | 0 | 0
CC | 0 | 0 | 0 | 0 | 0 | 0
CSP | 0 | 0 | 0 | 0 | 0 | 0
CT | 0 | 0 | 0 | 0 | 0 | 0
Coal | 0 | 0 | 0 | 0 | 0 | 0
Geo | 0 | 0 | 0 | 0 | 0 | 0
H | 0 | 0 | 0 | 0 | 0 | 0
LFG | 0 | 0 | 0 | 0 | 0 | 0
Nuc | 0 | 0 | 0 | 0 | 0 | 0
PS | 0 | 0 | 0 | 0 | 0 | 0
PV | 0 | 0 | 0 | 0 | 0 | 0
PeakG | 0 | 0 | 0 | 0 | 0 | 0
PeakO | 0 | 0 | 0 | 0 | 0 | 0
ST | 0 | 0 | 0 | 0 | 0 | 0
STOG | 0 | 0 | 0 | 0 | 0 | 0
STWD | 0 | 0 | 0 | 0 | 0 | 0
WT | 0 | 0 | 0 | 0 | 0 | 0
IGCC | 0 | 0 | 0 | 0 | 0 | 0
DemandResponse | 0 | 0 | 0 | 0 | 0 | 0
IGCC-CCS | 0 | 0 | 0 | 0 | 0 | 0
WT_off | 0 | 0 | 0 | 0 | 0 | 0
PseudoUnit | 0 | 0 | 0 | 0 | 0 | 0
FixedInterchange | 0 | 0 | 0 | 0 | 0 | 0
Emission Cost by Reporting Type: NonRTO_Midwest
ReportingType | 2015 | 2020 | 2025 | 2030 | 2035 | 2040
BM | 0 | 0 | 0 | 0 | 0 | 0
CC | 0 | 0 | 0 | 0 | 0 | 0
CSP | 0 | 0 | 0 | 0 | 0 | 0
CT | 0 | 0 | 0 | 0 | 0 | 0
Coal | 16.31 | 0 | 0 | 0 | 0 | 0
Geo | 0 | 0 | 0 | 0 | 0 | 0
H | 0 | 0 | 0 | 0 | 0 | 0
LFG | 0 | 0 | 0 | 0 | 0 | 0
Nuc | 0 | 0 | 0 | 0 | 0 | 0
PS | 0 | 0 | 0 | 0 | 0 | 0
PV | 0 | 0 | 0 | 0 | 0 | 0
PeakG | 0 | 0 | 0 | 0 | 0 | 0
PeakO | 0 | 0 | 0 | 0 | 0 | 0
ST | 0 | 0 | 0 | 0 | 0 | 0
STOG | 0 | 0 | 0 | 0 | 0 | 0
STWD | 0 | 0 | 0 | 0 | 0 | 0
WT | 0 | 0 | 0 | 0 | 0 | 0
IGCC | 0 | 0 | 0 | 0 | 0 | 0
DemandResponse | 0 | 0 | 0 | 0 | 0 | 0
IGCC-CCS | 0 | 0 | 0 | 0 | 0 | 0
WT_off | 0 | 0 | 0 | 0 | 0 | 0
PseudoUnit | 0 | 0 | 0 | 0 | 0 | 0
FixedInterchange | 0 | 0 | 0 | 0 | 0 | 0
Emission Cost by Reporting Type: NYISO_A-F
ReportingType | 2015 | 2020 | 2025 | 2030 | 2035 | 2040
BM | 0 | 0 | 0 | 0 | 0 | 0
CC | 0 | 0 | 0 | 0 | 0 | 0
CSP | 0 | 0 | 0 | 0 | 0 | 0
CT | 0 | 0 | 0 | 0 | 0 | 0
Coal | 0 | 0 | 0 | 0 | 0 | 0
Geo | 0 | 0 | 0 | 0 | 0 | 0
H | 0 | 0 | 0 | 0 | 0 | 0
LFG | 0 | 0 | 0 | 0 | 0 | 0
Nuc | 0 | 0 | 0 | 0 | 0 | 0
PS | 0 | 0 | 0 | 0 | 0 | 0
PV | 0 | 0 | 0 | 0 | 0 | 0
PeakG | 0 | 0 | 0 | 0 | 0 | 0
PeakO | 0 | 0 | 0 | 0 | 0 | 0
ST | 0 | 0 | 0 | 0 | 0 | 0
STOG | 0 | 0 | 0 | 0 | 0 | 0
STWD | 0 | 0 | 0 | 0 | 0 | 0
WT | 0 | 0 | 0 | 0 | 0 | 0
IGCC | 0 | 0 | 0 | 0 | 0 | 0
DemandResponse | 0 | 0 | 0 | 0 | 0 | 0
IGCC-CCS | 0 | 0 | 0 | 0 | 0 | 0
WT_off | 0 | 0 | 0 | 0 | 0 | 0
PseudoUnit | 0 | 0 | 0 | 0 | 0 | 0
FixedInterchange | 0 | 0 | 0 | 0 | 0 | 0
Emission Cost by Reporting Type: NYISO_G-I
ReportingType | 2015 | 2020 | 2025 | 2030 | 2035 | 2040
BM | 0 | 0 | 0 | 0 | 0 | 0
CC | 0 | 0 | 0 | 0 | 0 | 0
CSP | 0 | 0 | 0 | 0 | 0 | 0
CT | 0 | 0 | 0 | 0 | 0 | 0
Coal | 0 | 0 | 0 | 0 | 0 | 0
Geo | 0 | 0 | 0 | 0 | 0 | 0
H | 0 | 0 | 0 | 0 | 0 | 0
LFG | 0 | 0 | 0 | 0 | 0 | 0
Nuc | 0 | 0 | 0 | 0 | 0 | 0
PS | 0 | 0 | 0 | 0 | 0 | 0
PV | 0 | 0 | 0 | 0 | 0 | 0
PeakG | 0 | 0 | 0 | 0 | 0 | 0
PeakO | 0 | 0 | 0 | 0 | 0 | 0
ST | 0 | 0 | 0 | 0 | 0 | 0
STOG | 0 | 0 | 0 | 0 | 0 | 0
STWD | 0 | 0 | 0 | 0 | 0 | 0
WT | 0 | 0 | 0 | 0 | 0 | 0
IGCC | 0 | 0 | 0 | 0 | 0 | 0
DemandResponse | 0 | 0 | 0 | 0 | 0 | 0
IGCC-CCS | 0 | 0 | 0 | 0 | 0 | 0
WT_off | 0 | 0 | 0 | 0 | 0 | 0
PseudoUnit | 0 | 0 | 0 | 0 | 0 | 0
FixedInterchange | 0 | 0 | 0 | 0 | 0 | 0
Emission Cost by Reporting Type: NYISO_J-K
ReportingType | 2015 | 2020 | 2025 | 2030 | 2035 | 2040
BM | 0 | 0 | 0 | 0 | 0 | 0
CC | 0 | 0 | 0 | 0 | 0 | 0
CSP | 0 | 0 | 0 | 0 | 0 | 0
CT | 0 | 0 | 0 | 0 | 0 | 0
Coal | 0 | 0 | 0 | 0 | 0 | 0
Geo | 0 | 0 | 0 | 0 | 0 | 0
H | 0 | 0 | 0 | 0 | 0 | 0
LFG | 0 | 0 | 0 | 0 | 0 | 0
Nuc | 0 | 0 | 0 | 0 | 0 | 0
PS | 0 | 0 | 0 | 0 | 0 | 0
PV | 0 | 0 | 0 | 0 | 0 | 0
PeakG | 0 | 0 | 0 | 0 | 0 | 0
PeakO | 0 | 0 | 0 | 0 | 0 | 0
ST | 0 | 0 | 0 | 0 | 0 | 0
STOG | 0 | 0 | 0 | 0 | 0 | 0
STWD | 0 | 0 | 0 | 0 | 0 | 0
WT | 0 | 0 | 0 | 0 | 0 | 0
IGCC | 0 | 0 | 0 | 0 | 0 | 0
DemandResponse | 0 | 0 | 0 | 0 | 0 | 0
IGCC-CCS | 0 | 0 | 0 | 0 | 0 | 0
WT_off | 0 | 0 | 0 | 0 | 0 | 0
PseudoUnit | 0 | 0 | 0 | 0 | 0 | 0
FixedInterchange | 0 | 0 | 0 | 0 | 0 | 0
Emission Cost by Reporting Type: PJM_E
ReportingType | 2015 | 2020 | 2025 | 2030 | 2035 | 2040
BM | 0 | 0 | 0 | 0 | 0 | 0
CC | 0 | 0 | 0 | 0 | 0 | 0
CSP | 0 | 0 | 0 | 0 | 0 | 0
CT | 0 | 0 | 0 | 0 | 0 | 0
Coal | 0.02 | 0 | 0 | 0 | 0 | 0
Geo | 0 | 0 | 0 | 0 | 0 | 0
H | 0 | 0 | 0 | 0 | 0 | 0
LFG | 0 | 0 | 0 | 0 | 0 | 0
Nuc | 0 | 0 | 0 | 0 | 0 | 0
PS | 0 | 0 | 0 | 0 | 0 | 0
PV | 0 | 0 | 0 | 0 | 0 | 0
PeakG | 0 | 0 | 0 | 0 | 0 | 0
PeakO | 0 | 0 | 0 | 0 | 0 | 0
ST | 0 | 0 | 0 | 0 | 0 | 0
STOG | 0 | 0 | 0 | 0 | 0 | 0
STWD | 0 | 0 | 0 | 0 | 0 | 0
WT | 0 | 0 | 0 | 0 | 0 | 0
IGCC | 0 | 0 | 0 | 0 | 0 | 0
DemandResponse | 0 | 0 | 0 | 0 | 0 | 0
IGCC-CCS | 0 | 0 | 0 | 0 | 0 | 0
WT_off | 0 | 0 | 0 | 0 | 0 | 0
PseudoUnit | 0 | 0 | 0 | 0 | 0 | 0
FixedInterchange | 0 | 0 | 0 | 0 | 0 | 0
Emission Cost by Reporting Type: PJM_ROM
ReportingType | 2015 | 2020 | 2025 | 2030 | 2035 | 2040
BM | 0 | 0 | 0 | 0 | 0 | 0
CC | 0 | 0 | 0 | 0 | 0 | 0
CSP | 0 | 0 | 0 | 0 | 0 | 0
CT | 0 | 0 | 0 | 0 | 0 | 0
Coal | 17.73 | 0 | 0 | 0 | 0 | 0
Geo | 0 | 0 | 0 | 0 | 0 | 0
H | 0 | 0 | 0 | 0 | 0 | 0
LFG | 0 | 0 | 0 | 0 | 0 | 0
Nuc | 0 | 0 | 0 | 0 | 0 | 0
PS | 0 | 0 | 0 | 0 | 0 | 0
PV | 0 | 0 | 0 | 0 | 0 | 0
PeakG | 0 | 0 | 0 | 0 | 0 | 0
PeakO | 0 | 0 | 0 | 0 | 0 | 0
ST | 0 | 0 | 0 | 0 | 0 | 0
STOG | 0 | 0 | 0 | 0 | 0 | 0
STWD | 0 | 0 | 0 | 0 | 0 | 0
WT | 0 | 0 | 0 | 0 | 0 | 0
IGCC | 0 | 0 | 0 | 0 | 0 | 0
DemandResponse | 0 | 0 | 0 | 0 | 0 | 0
IGCC-CCS | 0 | 0 | 0 | 0 | 0 | 0
WT_off | 0 | 0 | 0 | 0 | 0 | 0
PseudoUnit | 0 | 0 | 0 | 0 | 0 | 0
FixedInterchange | 0 | 0 | 0 | 0 | 0 | 0
Emission Cost by Reporting Type: PJM_ROR
ReportingType | 2015 | 2020 | 2025 | 2030 | 2035 | 2040
BM | 0 | 0 | 0 | 0 | 0 | 0
CC | 0 | 0 | 0 | 0 | 0 | 0
CSP | 0 | 0 | 0 | 0 | 0 | 0
CT | 0 | 0 | 0 | 0 | 0 | 0
Coal | 168.37 | 0 | 0 | 0 | 0 | 0
Geo | 0 | 0 | 0 | 0 | 0 | 0
H | 0 | 0 | 0 | 0 | 0 | 0
LFG | 0 | 0 | 0 | 0 | 0 | 0
Nuc | 0 | 0 | 0 | 0 | 0 | 0
PS | 0 | 0 | 0 | 0 | 0 | 0
PV | 0 | 0 | 0 | 0 | 0 | 0
PeakG | 0 | 0 | 0 | 0 | 0 | 0
PeakO | 0 | 0 | 0 | 0 | 0 | 0
ST | 0 | 0 | 0 | 0 | 0 | 0
STOG | 0 | 0 | 0 | 0 | 0 | 0
STWD | 0 | 0 | 0 | 0 | 0 | 0
WT | 0 | 0 | 0 | 0 | 0 | 0
IGCC | 0 | 0 | 0 | 0 | 0 | 0
DemandResponse | 0 | 0 | 0 | 0 | 0 | 0
IGCC-CCS | 0 | 0 | 0 | 0 | 0 | 0
WT_off | 0 | 0 | 0 | 0 | 0 | 0
PseudoUnit | 0 | 0 | 0 | 0 | 0 | 0
FixedInterchange | 0 | 0 | 0 | 0 | 0 | 0
Emission Cost by Reporting Type: SOCO
ReportingType | 2015 | 2020 | 2025 | 2030 | 2035 | 2040
BM | 0 | 0 | 0 | 0 | 0 | 0
CC | 0 | 0 | 0 | 0 | 0 | 0
CSP | 0 | 0 | 0 | 0 | 0 | 0
CT | 0 | 0 | 0 | 0 | 0 | 0
Coal | 49.14 | 0 | 0 | 0 | 0 | 0
Geo | 0 | 0 | 0 | 0 | 0 | 0
H | 0 | 0 | 0 | 0 | 0 | 0
LFG | 0 | 0 | 0 | 0 | 0 | 0
Nuc | 0 | 0 | 0 | 0 | 0 | 0
PS | 0 | 0 | 0 | 0 | 0 | 0
PV | 0 | 0 | 0 | 0 | 0 | 0
PeakG | 0 | 0 | 0 | 0 | 0 | 0
PeakO | 0 | 0 | 0 | 0 | 0 | 0
ST | 0 | 0 | 0 | 0 | 0 | 0
STOG | 0 | 0 | 0 | 0 | 0 | 0
STWD | 0 | 0 | 0 | 0 | 0 | 0
WT | 0 | 0 | 0 | 0 | 0 | 0
IGCC | 0 | 0 | 0 | 0 | 0 | 0
DemandResponse | 0 | 0 | 0 | 0 | 0 | 0
IGCC-CCS | 0 | 0 | 0 | 0 | 0 | 0
WT_off | 0 | 0 | 0 | 0 | 0 | 0
PseudoUnit | 0 | 0 | 0 | 0 | 0 | 0
FixedInterchange | 0 | 0 | 0 | 0 | 0 | 0
Emission Cost by Reporting Type: SPP_N
ReportingType | 2015 | 2020 | 2025 | 2030 | 2035 | 2040
BM | 0 | 0 | 0 | 0 | 0 | 0
CC | 0 | 0 | 0 | 0 | 0 | 0
CSP | 0 | 0 | 0 | 0 | 0 | 0
CT | 0 | 0 | 0 | 0 | 0 | 0
Coal | 6.75 | 0 | 0 | 0 | 0 | 0
Geo | 0 | 0 | 0 | 0 | 0 | 0
H | 0 | 0 | 0 | 0 | 0 | 0
LFG | 0 | 0 | 0 | 0 | 0 | 0
Nuc | 0 | 0 | 0 | 0 | 0 | 0
PS | 0 | 0 | 0 | 0 | 0 | 0
PV | 0 | 0 | 0 | 0 | 0 | 0
PeakG | 0 | 0 | 0 | 0 | 0 | 0
PeakO | 0 | 0 | 0 | 0 | 0 | 0
ST | 0 | 0 | 0 | 0 | 0 | 0
STOG | 0 | 0 | 0 | 0 | 0 | 0
STWD | 0 | 0 | 0 | 0 | 0 | 0
WT | 0 | 0 | 0 | 0 | 0 | 0
IGCC | 0 | 0 | 0 | 0 | 0 | 0
DemandResponse | 0 | 0 | 0 | 0 | 0 | 0
IGCC-CCS | 0 | 0 | 0 | 0 | 0 | 0
WT_off | 0 | 0 | 0 | 0 | 0 | 0
PseudoUnit | 0 | 0 | 0 | 0 | 0 | 0
FixedInterchange | 0 | 0 | 0 | 0 | 0 | 0
Emission Cost by Reporting Type: SPP_S
ReportingType | 2015 | 2020 | 2025 | 2030 | 2035 | 2040
BM | 0 | 0 | 0 | 0 | 0 | 0
CC | 0 | 0 | 0 | 0 | 0 | 0
CSP | 0 | 0 | 0 | 0 | 0 | 0
CT | 0 | 0 | 0 | 0 | 0 | 0
Coal | 24.63 | 0 | 0 | 0 | 0 | 0
Geo | 0 | 0 | 0 | 0 | 0 | 0
H | 0 | 0 | 0 | 0 | 0 | 0
LFG | 0 | 0 | 0 | 0 | 0 | 0
Nuc | 0 | 0 | 0 | 0 | 0 | 0
PS | 0 | 0 | 0 | 0 | 0 | 0
PV | 0 | 0 | 0 | 0 | 0 | 0
PeakG | 0 | 0 | 0 | 0 | 0 | 0
PeakO | 0 | 0 | 0 | 0 | 0 | 0
ST | 0 | 0 | 0 | 0 | 0 | 0
STOG | 0 | 0 | 0 | 0 | 0 | 0
STWD | 0 | 0 | 0 | 0 | 0 | 0
WT | 0 | 0 | 0 | 0 | 0 | 0
IGCC | 0 | 0 | 0 | 0 | 0 | 0
DemandResponse | 0 | 0 | 0 | 0 | 0 | 0
IGCC-CCS | 0 | 0 | 0 | 0 | 0 | 0
WT_off | 0 | 0 | 0 | 0 | 0 | 0
PseudoUnit | 0 | 0 | 0 | 0 | 0 | 0
FixedInterchange | 0 | 0 | 0 | 0 | 0 | 0
Emission Cost by Reporting Type: TVA
ReportingType | 2015 | 2020 | 2025 | 2030 | 2035 | 2040
BM | 0 | 0 | 0 | 0 | 0 | 0
CC | 0 | 0 | 0 | 0 | 0 | 0
CSP | 0 | 0 | 0 | 0 | 0 | 0
CT | 0 | 0 | 0 | 0 | 0 | 0
Coal | 30.65 | 0 | 0 | 0 | 0 | 0
Geo | 0 | 0 | 0 | 0 | 0 | 0
H | 0 | 0 | 0 | 0 | 0 | 0
LFG | 0 | 0 | 0 | 0 | 0 | 0
Nuc | 0 | 0 | 0 | 0 | 0 | 0
PS | 0 | 0 | 0 | 0 | 0 | 0
PV | 0 | 0 | 0 | 0 | 0 | 0
PeakG | 0 | 0 | 0 | 0 | 0 | 0
PeakO | 0 | 0 | 0 | 0 | 0 | 0
ST | 0 | 0 | 0 | 0 | 0 | 0
STOG | 0 | 0 | 0 | 0 | 0 | 0
STWD | 0 | 0 | 0 | 0 | 0 | 0
WT | 0 | 0 | 0 | 0 | 0 | 0
IGCC | 0 | 0 | 0 | 0 | 0 | 0
DemandResponse | 0 | 0 | 0 | 0 | 0 | 0
IGCC-CCS | 0 | 0 | 0 | 0 | 0 | 0
WT_off | 0 | 0 | 0 | 0 | 0 | 0
PseudoUnit | 0 | 0 | 0 | 0 | 0 | 0
FixedInterchange | 0 | 0 | 0 | 0 | 0 | 0
Emission Cost by Reporting Type: TVA_Transmission
ReportingType | 2015 | 2020 | 2025 | 2030 | 2035 | 2040
BM | 0 | 0 | 0 | 0 | 0 | 0
CC | 0 | 0 | 0 | 0 | 0 | 0
CSP | 0 | 0 | 0 | 0 | 0 | 0
CT | 0 | 0 | 0 | 0 | 0 | 0
Coal | 0 | 0 | 0 | 0 | 0 | 0
Geo | 0 | 0 | 0 | 0 | 0 | 0
H | 0 | 0 | 0 | 0 | 0 | 0
LFG | 0 | 0 | 0 | 0 | 0 | 0
Nuc | 0 | 0 | 0 | 0 | 0 | 0
PS | 0 | 0 | 0 | 0 | 0 | 0
PV | 0 | 0 | 0 | 0 | 0 | 0
PeakG | 0 | 0 | 0 | 0 | 0 | 0
PeakO | 0 | 0 | 0 | 0 | 0 | 0
ST | 0 | 0 | 0 | 0 | 0 | 0
STOG | 0 | 0 | 0 | 0 | 0 | 0
STWD | 0 | 0 | 0 | 0 | 0 | 0
WT | 0 | 0 | 0 | 0 | 0 | 0
IGCC | 0 | 0 | 0 | 0 | 0 | 0
DemandResponse | 0 | 0 | 0 | 0 | 0 | 0
IGCC-CCS | 0 | 0 | 0 | 0 | 0 | 0
WT_off | 0 | 0 | 0 | 0 | 0 | 0
PseudoUnit | 0 | 0 | 0 | 0 | 0 | 0
FixedInterchange | 0 | 0 | 0 | 0 | 0 | 0
Emission Cost by Reporting Type: VACAR
ReportingType | 2015 | 2020 | 2025 | 2030 | 2035 | 2040
BM | 0 | 0 | 0 | 0 | 0 | 0
CC | 0 | 0 | 0 | 0 | 0 | 0
CSP | 0 | 0 | 0 | 0 | 0 | 0
CT | 0 | 0 | 0 | 0 | 0 | 0
Coal | 19.25 | 0 | 0 | 0 | 0 | 0
Geo | 0 | 0 | 0 | 0 | 0 | 0
H | 0 | 0 | 0 | 0 | 0 | 0
LFG | 0 | 0 | 0 | 0 | 0 | 0
Nuc | 0 | 0 | 0 | 0 | 0 | 0
PS | 0 | 0 | 0 | 0 | 0 | 0
PV | 0 | 0 | 0 | 0 | 0 | 0
PeakG | 0 | 0 | 0 | 0 | 0 | 0
PeakO | 0 | 0 | 0 | 0 | 0 | 0
ST | 0 | 0 | 0 | 0 | 0 | 0
STOG | 0 | 0 | 0 | 0 | 0 | 0
STWD | 0 | 0 | 0 | 0 | 0 | 0
WT | 0 | 0 | 0 | 0 | 0 | 0
IGCC | 0 | 0 | 0 | 0 | 0 | 0
DemandResponse | 0 | 0 | 0 | 0 | 0 | 0
IGCC-CCS | 0 | 0 | 0 | 0 | 0 | 0
WT_off | 0 | 0 | 0 | 0 | 0 | 0
PseudoUnit | 0 | 0 | 0 | 0 | 0 | 0
FixedInterchange | 0 | 0 | 0 | 0 | 0 | 0
Emission Cost by Reporting Type: IESO
ReportingType | 2015 | 2020 | 2025 | 2030 | 2035 | 2040
BM | 0 | 0 | 0 | 0 | 0 | 0
CC | 0 | 0 | 0 | 0 | 0 | 0
CSP | 0 | 0 | 0 | 0 | 0 | 0
CT | 0 | 0 | 0 | 0 | 0 | 0
Coal | 0 | 0 | 0 | 0 | 0 | 0
Geo | 0 | 0 | 0 | 0 | 0 | 0
H | 0 | 0 | 0 | 0 | 0 | 0
LFG | 0 | 0 | 0 | 0 | 0 | 0
Nuc | 0 | 0 | 0 | 0 | 0 | 0
PS | 0 | 0 | 0 | 0 | 0 | 0
PV | 0 | 0 | 0 | 0 | 0 | 0
PeakG | 0 | 0 | 0 | 0 | 0 | 0
PeakO | 0 | 0 | 0 | 0 | 0 | 0
ST | 0 | 0 | 0 | 0 | 0 | 0
STOG | 0 | 0 | 0 | 0 | 0 | 0
STWD | 0 | 0 | 0 | 0 | 0 | 0
WT | 0 | 0 | 0 | 0 | 0 | 0
IGCC | 0 | 0 | 0 | 0 | 0 | 0
DemandResponse | 0 | 0 | 0 | 0 | 0 | 0
IGCC-CCS | 0 | 0 | 0 | 0 | 0 | 0
WT_off | 0 | 0 | 0 | 0 | 0 | 0
PseudoUnit | 0 | 0 | 0 | 0 | 0 | 0
FixedInterchange | 0 | 0 | 0 | 0 | 0 | 0
Emission Cost by Reporting Type: MAPP_CA
ReportingType | 2015 | 2020 | 2025 | 2030 | 2035 | 2040
BM | 0 | 0 | 0 | 0 | 0 | 0
CC | 0 | 0 | 0 | 0 | 0 | 0
CSP | 0 | 0 | 0 | 0 | 0 | 0
CT | 0 | 0 | 0 | 0 | 0 | 0
Coal | 0 | 0 | 0 | 0 | 0 | 0
Geo | 0 | 0 | 0 | 0 | 0 | 0
H | 0 | 0 | 0 | 0 | 0 | 0
LFG | 0 | 0 | 0 | 0 | 0 | 0
Nuc | 0 | 0 | 0 | 0 | 0 | 0
PS | 0 | 0 | 0 | 0 | 0 | 0
PV | 0 | 0 | 0 | 0 | 0 | 0
PeakG | 0 | 0 | 0 | 0 | 0 | 0
PeakO | 0 | 0 | 0 | 0 | 0 | 0
ST | 0 | 0 | 0 | 0 | 0 | 0
STOG | 0 | 0 | 0 | 0 | 0 | 0
STWD | 0 | 0 | 0 | 0 | 0 | 0
WT | 0 | 0 | 0 | 0 | 0 | 0
IGCC | 0 | 0 | 0 | 0 | 0 | 0
DemandResponse | 0 | 0 | 0 | 0 | 0 | 0
IGCC-CCS | 0 | 0 | 0 | 0 | 0 | 0
WT_off | 0 | 0 | 0 | 0 | 0 | 0
PseudoUnit | 0 | 0 | 0 | 0 | 0 | 0
FixedInterchange | 0 | 0 | 0 | 0 | 0 | 0
Emission Cost by Reporting Type: AZ_NM_SNV_Coal
ReportingType | 2015 | 2020 | 2025 | 2030 | 2035 | 2040
BM | 0 | 0 | 0 | 0 | 0 | 0
CC | 0 | 0 | 0 | 0 | 0 | 0
CSP | 0 | 0 | 0 | 0 | 0 | 0
CT | 0 | 0 | 0 | 0 | 0 | 0
Coal | 1.3 | 0 | 0 | 0 | 0 | 0
Geo | 0 | 0 | 0 | 0 | 0 | 0
H | 0 | 0 | 0 | 0 | 0 | 0
LFG | 0 | 0 | 0 | 0 | 0 | 0
Nuc | 0 | 0 | 0 | 0 | 0 | 0
PS | 0 | 0 | 0 | 0 | 0 | 0
PV | 0 | 0 | 0 | 0 | 0 | 0
PeakG | 0 | 0 | 0 | 0 | 0 | 0
PeakO | 0 | 0 | 0 | 0 | 0 | 0
ST | 0 | 0 | 0 | 0 | 0 | 0
STOG | 0 | 0 | 0 | 0 | 0 | 0
STWD | 0 | 0 | 0 | 0 | 0 | 0
WT | 0 | 0 | 0 | 0 | 0 | 0
IGCC | 0 | 0 | 0 | 0 | 0 | 0
DemandResponse | 0 | 0 | 0 | 0 | 0 | 0
IGCC-CCS | 0 | 0 | 0 | 0 | 0 | 0
WT_off | 0 | 0 | 0 | 0 | 0 | 0
PseudoUnit | 0 | 0 | 0 | 0 | 0 | 0
FixedInterchange | 0 | 0 | 0 | 0 | 0 | 0
Emission Cost by Reporting Type: AZ_NM_SNV_Gas
ReportingType | 2015 | 2020 | 2025 | 2030 | 2035 | 2040
BM | 0 | 0 | 0 | 0 | 0 | 0
CC | 0 | 0 | 0 | 0 | 0 | 0
CSP | 0 | 0 | 0 | 0 | 0 | 0
CT | 0 | 0 | 0 | 0 | 0 | 0
Coal | 0 | 0 | 0 | 0 | 0 | 0
Geo | 0 | 0 | 0 | 0 | 0 | 0
H | 0 | 0 | 0 | 0 | 0 | 0
LFG | 0 | 0 | 0 | 0 | 0 | 0
Nuc | 0 | 0 | 0 | 0 | 0 | 0
PS | 0 | 0 | 0 | 0 | 0 | 0
PV | 0 | 0 | 0 | 0 | 0 | 0
PeakG | 0 | 0 | 0 | 0 | 0 | 0
PeakO | 0 | 0 | 0 | 0 | 0 | 0
ST | 0 | 0 | 0 | 0 | 0 | 0
STOG | 0 | 0 | 0 | 0 | 0 | 0
STWD | 0 | 0 | 0 | 0 | 0 | 0
WT | 0 | 0 | 0 | 0 | 0 | 0
IGCC | 0 | 0 | 0 | 0 | 0 | 0
DemandResponse | 0 | 0 | 0 | 0 | 0 | 0
IGCC-CCS | 0 | 0 | 0 | 0 | 0 | 0
WT_off | 0 | 0 | 0 | 0 | 0 | 0
PseudoUnit | 0 | 0 | 0 | 0 | 0 | 0
FixedInterchange | 0 | 0 | 0 | 0 | 0 | 0
Emission Cost by Reporting Type: AZ_NM_SNV_NucRenew
ReportingType | 2015 | 2020 | 2025 | 2030 | 2035 | 2040
BM | 0 | 0 | 0 | 0 | 0 | 0
CC | 0 | 0 | 0 | 0 | 0 | 0
CSP | 0 | 0 | 0 | 0 | 0 | 0
CT | 0 | 0 | 0 | 0 | 0 | 0
Coal | 0 | 0 | 0 | 0 | 0 | 0
Geo | 0 | 0 | 0 | 0 | 0 | 0
H | 0 | 0 | 0 | 0 | 0 | 0
LFG | 0 | 0 | 0 | 0 | 0 | 0
Nuc | 0 | 0 | 0 | 0 | 0 | 0
PS | 0 | 0 | 0 | 0 | 0 | 0
PV | 0 | 0 | 0 | 0 | 0 | 0
PeakG | 0 | 0 | 0 | 0 | 0 | 0
PeakO | 0 | 0 | 0 | 0 | 0 | 0
ST | 0 | 0 | 0 | 0 | 0 | 0
STOG | 0 | 0 | 0 | 0 | 0 | 0
STWD | 0 | 0 | 0 | 0 | 0 | 0
WT | 0 | 0 | 0 | 0 | 0 | 0
IGCC | 0 | 0 | 0 | 0 | 0 | 0
DemandResponse | 0 | 0 | 0 | 0 | 0 | 0
IGCC-CCS | 0 | 0 | 0 | 0 | 0 | 0
WT_off | 0 | 0 | 0 | 0 | 0 | 0
PseudoUnit | 0 | 0 | 0 | 0 | 0 | 0
FixedInterchange | 0 | 0 | 0 | 0 | 0 | 0
Emission Cost by Reporting Type: ERCOT
ReportingType | 2015 | 2020 | 2025 | 2030 | 2035 | 2040
BM | 0 | 0 | 0 | 0 | 0 | 0
CC | 0 | 0 | 0 | 0 | 0 | 0
CSP | 0 | 0 | 0 | 0 | 0 | 0
CT | 0 | 0 | 0 | 0 | 0 | 0
Coal | 26.87 | 0 | 0 | 0 | 0 | 0
Geo | 0 | 0 | 0 | 0 | 0 | 0
H | 0 | 0 | 0 | 0 | 0 | 0
LFG | 0 | 0 | 0 | 0 | 0 | 0
Nuc | 0 | 0 | 0 | 0 | 0 | 0
PS | 0 | 0 | 0 | 0 | 0 | 0
PV | 0 | 0 | 0 | 0 | 0 | 0
PeakG | 0 | 0 | 0 | 0 | 0 | 0
PeakO | 0 | 0 | 0 | 0 | 0 | 0
ST | 0 | 0 | 0 | 0 | 0 | 0
STOG | 0 | 0 | 0 | 0 | 0 | 0
STWD | 0 | 0 | 0 | 0 | 0 | 0
WT | 0 | 0 | 0 | 0 | 0 | 0
IGCC | 0 | 0 | 0 | 0 | 0 | 0
DemandResponse | 0 | 0 | 0 | 0 | 0 | 0
IGCC-CCS | 0 | 0 | 0 | 0 | 0 | 0
WT_off | 0 | 0 | 0 | 0 | 0 | 0
PseudoUnit | 0 | 0 | 0 | 0 | 0 | 0
FixedInterchange | 0 | 0 | 0 | 0 | 0 | 0
Emission Cost by Reporting Type: NP15
ReportingType | 2015 | 2020 | 2025 | 2030 | 2035 | 2040
BM | 0 | 0 | 0 | 0 | 0 | 0
CC | 0 | 0 | 0 | 0 | 0 | 0
CSP | 0 | 0 | 0 | 0 | 0 | 0
CT | 0 | 0 | 0 | 0 | 0 | 0
Coal | 0 | 0 | 0 | 0 | 0 | 0
Geo | 0 | 0 | 0 | 0 | 0 | 0
H | 0 | 0 | 0 | 0 | 0 | 0
LFG | 0 | 0 | 0 | 0 | 0 | 0
Nuc | 0 | 0 | 0 | 0 | 0 | 0
PS | 0 | 0 | 0 | 0 | 0 | 0
PV | 0 | 0 | 0 | 0 | 0 | 0
PeakG | 0 | 0 | 0 | 0 | 0 | 0
PeakO | 0 | 0 | 0 | 0 | 0 | 0
ST | 0 | 0 | 0 | 0 | 0 | 0
STOG | 0 | 0 | 0 | 0 | 0 | 0
STWD | 0 | 0 | 0 | 0 | 0 | 0
WT | 0 | 0 | 0 | 0 | 0 | 0
IGCC | 0 | 0 | 0 | 0 | 0 | 0
DemandResponse | 0 | 0 | 0 | 0 | 0 | 0
IGCC-CCS | 0 | 0 | 0 | 0 | 0 | 0
WT_off | 0 | 0 | 0 | 0 | 0 | 0
PseudoUnit | 0 | 0 | 0 | 0 | 0 | 0
FixedInterchange | 0 | 0 | 0 | 0 | 0 | 0
Emission Cost by Reporting Type: NWPP_Coal
ReportingType | 2015 | 2020 | 2025 | 2030 | 2035 | 2040
BM | 0 | 0 | 0 | 0 | 0 | 0
CC | 0 | 0 | 0 | 0 | 0 | 0
CSP | 0 | 0 | 0 | 0 | 0 | 0
CT | 0 | 0 | 0 | 0 | 0 | 0
Coal | 4.22 | 0 | 0 | 0 | 0 | 0
Geo | 0 | 0 | 0 | 0 | 0 | 0
H | 0 | 0 | 0 | 0 | 0 | 0
LFG | 0 | 0 | 0 | 0 | 0 | 0
Nuc | 0 | 0 | 0 | 0 | 0 | 0
PS | 0 | 0 | 0 | 0 | 0 | 0
PV | 0 | 0 | 0 | 0 | 0 | 0
PeakG | 0 | 0 | 0 | 0 | 0 | 0
PeakO | 0 | 0 | 0 | 0 | 0 | 0
ST | 0 | 0 | 0 | 0 | 0 | 0
STOG | 0 | 0 | 0 | 0 | 0 | 0
STWD | 0 | 0 | 0 | 0 | 0 | 0
WT | 0 | 0 | 0 | 0 | 0 | 0
IGCC | 0 | 0 | 0 | 0 | 0 | 0
DemandResponse | 0 | 0 | 0 | 0 | 0 | 0
IGCC-CCS | 0 | 0 | 0 | 0 | 0 | 0
WT_off | 0 | 0 | 0 | 0 | 0 | 0
PseudoUnit | 0 | 0 | 0 | 0 | 0 | 0
FixedInterchange | 0 | 0 | 0 | 0 | 0 | 0
Emission Cost by Reporting Type: NWPP_Gas
ReportingType | 2015 | 2020 | 2025 | 2030 | 2035 | 2040
BM | 0 | 0 | 0 | 0 | 0 | 0
CC | 0 | 0 | 0 | 0 | 0 | 0
CSP | 0 | 0 | 0 | 0 | 0 | 0
CT | 0 | 0 | 0 | 0 | 0 | 0
Coal | 0 | 0 | 0 | 0 | 0 | 0
Geo | 0 | 0 | 0 | 0 | 0 | 0
H | 0 | 0 | 0 | 0 | 0 | 0
LFG | 0 | 0 | 0 | 0 | 0 | 0
Nuc | 0 | 0 | 0 | 0 | 0 | 0
PS | 0 | 0 | 0 | 0 | 0 | 0
PV | 0 | 0 | 0 | 0 | 0 | 0
PeakG | 0 | 0 | 0 | 0 | 0 | 0
PeakO | 0 | 0 | 0 | 0 | 0 | 0
ST | 0 | 0 | 0 | 0 | 0 | 0
STOG | 0 | 0 | 0 | 0 | 0 | 0
STWD | 0 | 0 | 0 | 0 | 0 | 0
WT | 0 | 0 | 0 | 0 | 0 | 0
IGCC | 0 | 0 | 0 | 0 | 0 | 0
DemandResponse | 0 | 0 | 0 | 0 | 0 | 0
IGCC-CCS | 0 | 0 | 0 | 0 | 0 | 0
WT_off | 0 | 0 | 0 | 0 | 0 | 0
PseudoUnit | 0 | 0 | 0 | 0 | 0 | 0
FixedInterchange | 0 | 0 | 0 | 0 | 0 | 0
Emission Cost by Reporting Type: NWPP_NucRenew
ReportingType | 2015 | 2020 | 2025 | 2030 | 2035 | 2040
BM | 0 | 0 | 0 | 0 | 0 | 0
CC | 0 | 0 | 0 | 0 | 0 | 0
CSP | 0 | 0 | 0 | 0 | 0 | 0
CT | 0 | 0 | 0 | 0 | 0 | 0
Coal | 0 | 0 | 0 | 0 | 0 | 0
Geo | 0 | 0 | 0 | 0 | 0 | 0
H | 0 | 0 | 0 | 0 | 0 | 0
LFG | 0 | 0 | 0 | 0 | 0 | 0
Nuc | 0 | 0 | 0 | 0 | 0 | 0
PS | 0 | 0 | 0 | 0 | 0 | 0
PV | 0 | 0 | 0 | 0 | 0 | 0
PeakG | 0 | 0 | 0 | 0 | 0 | 0
PeakO | 0 | 0 | 0 | 0 | 0 | 0
ST | 0 | 0 | 0 | 0 | 0 | 0
STOG | 0 | 0 | 0 | 0 | 0 | 0
STWD | 0 | 0 | 0 | 0 | 0 | 0
WT | 0 | 0 | 0 | 0 | 0 | 0
IGCC | 0 | 0 | 0 | 0 | 0 | 0
DemandResponse | 0 | 0 | 0 | 0 | 0 | 0
IGCC-CCS | 0 | 0 | 0 | 0 | 0 | 0
WT_off | 0 | 0 | 0 | 0 | 0 | 0
PseudoUnit | 0 | 0 | 0 | 0 | 0 | 0
FixedInterchange | 0 | 0 | 0 | 0 | 0 | 0
Emission Cost by Reporting Type: RMPA
ReportingType | 2015 | 2020 | 2025 | 2030 | 2035 | 2040
BM | 0 | 0 | 0 | 0 | 0 | 0
CC | 0 | 0 | 0 | 0 | 0 | 0
CSP | 0 | 0 | 0 | 0 | 0 | 0
CT | 0 | 0 | 0 | 0 | 0 | 0
Coal | 2.63 | 0 | 0 | 0 | 0 | 0
Geo | 0 | 0 | 0 | 0 | 0 | 0
H | 0 | 0 | 0 | 0 | 0 | 0
LFG | 0 | 0 | 0 | 0 | 0 | 0
Nuc | 0 | 0 | 0 | 0 | 0 | 0
PS | 0 | 0 | 0 | 0 | 0 | 0
PV | 0 | 0 | 0 | 0 | 0 | 0
PeakG | 0 | 0 | 0 | 0 | 0 | 0
PeakO | 0 | 0 | 0 | 0 | 0 | 0
ST | 0 | 0 | 0 | 0 | 0 | 0
STOG | 0 | 0 | 0 | 0 | 0 | 0
STWD | 0 | 0 | 0 | 0 | 0 | 0
WT | 0 | 0 | 0 | 0 | 0 | 0
IGCC | 0 | 0 | 0 | 0 | 0 | 0
DemandResponse | 0 | 0 | 0 | 0 | 0 | 0
IGCC-CCS | 0 | 0 | 0 | 0 | 0 | 0
WT_off | 0 | 0 | 0 | 0 | 0 | 0
PseudoUnit | 0 | 0 | 0 | 0 | 0 | 0
FixedInterchange | 0 | 0 | 0 | 0 | 0 | 0
Emission Cost by Reporting Type: SP15
ReportingType | 2015 | 2020 | 2025 | 2030 | 2035 | 2040
BM | 0 | 0 | 0 | 0 | 0 | 0
CC | 0 | 0 | 0 | 0 | 0 | 0
CSP | 0 | 0 | 0 | 0 | 0 | 0
CT | 0 | 0 | 0 | 0 | 0 | 0
Coal | 0.01 | 0 | 0 | 0 | 0 | 0
Geo | 0 | 0 | 0 | 0 | 0 | 0
H | 0 | 0 | 0 | 0 | 0 | 0
LFG | 0 | 0 | 0 | 0 | 0 | 0
Nuc | 0 | 0 | 0 | 0 | 0 | 0
PS | 0 | 0 | 0 | 0 | 0 | 0
PV | 0 | 0 | 0 | 0 | 0 | 0
PeakG | 0 | 0 | 0 | 0 | 0 | 0
PeakO | 0 | 0 | 0 | 0 | 0 | 0
ST | 0 | 0 | 0 | 0 | 0 | 0
STOG | 0 | 0 | 0 | 0 | 0 | 0
STWD | 0 | 0 | 0 | 0 | 0 | 0
WT | 0 | 0 | 0 | 0 | 0 | 0
IGCC | 0 | 0 | 0 | 0 | 0 | 0
DemandResponse | 0 | 0 | 0 | 0 | 0 | 0
IGCC-CCS | 0 | 0 | 0 | 0 | 0 | 0
WT_off | 0 | 0 | 0 | 0 | 0 | 0
PseudoUnit | 0 | 0 | 0 | 0 | 0 | 0
FixedInterchange | 0 | 0 | 0 | 0 | 0 | 0
Emission Cost by Reporting Type: ALB
ReportingType | 2015 | 2020 | 2025 | 2030 | 2035 | 2040
BM | 0 | 0 | 0 | 0 | 0 | 0
CC | 0 | 0 | 0 | 0 | 0 | 0
CSP | 0 | 0 | 0 | 0 | 0 | 0
CT | 0 | 0 | 0 | 0 | 0 | 0
Coal | 0 | 0 | 0 | 0 | 0 | 0
Geo | 0 | 0 | 0 | 0 | 0 | 0
H | 0 | 0 | 0 | 0 | 0 | 0
LFG | 0 | 0 | 0 | 0 | 0 | 0
Nuc | 0 | 0 | 0 | 0 | 0 | 0
PS | 0 | 0 | 0 | 0 | 0 | 0
PV | 0 | 0 | 0 | 0 | 0 | 0
PeakG | 0 | 0 | 0 | 0 | 0 | 0
PeakO | 0 | 0 | 0 | 0 | 0 | 0
ST | 0 | 0 | 0 | 0 | 0 | 0
STOG | 0 | 0 | 0 | 0 | 0 | 0
STWD | 0 | 0 | 0 | 0 | 0 | 0
WT | 0 | 0 | 0 | 0 | 0 | 0
IGCC | 0 | 0 | 0 | 0 | 0 | 0
DemandResponse | 0 | 0 | 0 | 0 | 0 | 0
IGCC-CCS | 0 | 0 | 0 | 0 | 0 | 0
WT_off | 0 | 0 | 0 | 0 | 0 | 0
PseudoUnit | 0 | 0 | 0 | 0 | 0 | 0
FixedInterchange | 0 | 0 | 0 | 0 | 0 | 0
Emission Cost by Reporting Type: BC
ReportingType | 2015 | 2020 | 2025 | 2030 | 2035 | 2040
BM | 0 | 0 | 0 | 0 | 0 | 0
CC | 0 | 0 | 0 | 0 | 0 | 0
CSP | 0 | 0 | 0 | 0 | 0 | 0
CT | 0 | 0 | 0 | 0 | 0 | 0
Coal | 0 | 0 | 0 | 0 | 0 | 0
Geo | 0 | 0 | 0 | 0 | 0 | 0
H | 0 | 0 | 0 | 0 | 0 | 0
LFG | 0 | 0 | 0 | 0 | 0 | 0
Nuc | 0 | 0 | 0 | 0 | 0 | 0
PS | 0 | 0 | 0 | 0 | 0 | 0
PV | 0 | 0 | 0 | 0 | 0 | 0
PeakG | 0 | 0 | 0 | 0 | 0 | 0
PeakO | 0 | 0 | 0 | 0 | 0 | 0
ST | 0 | 0 | 0 | 0 | 0 | 0
STOG | 0 | 0 | 0 | 0 | 0 | 0
STWD | 0 | 0 | 0 | 0 | 0 | 0
WT | 0 | 0 | 0 | 0 | 0 | 0
IGCC | 0 | 0 | 0 | 0 | 0 | 0
DemandResponse | 0 | 0 | 0 | 0 | 0 | 0
IGCC-CCS | 0 | 0 | 0 | 0 | 0 | 0
WT_off | 0 | 0 | 0 | 0 | 0 | 0
PseudoUnit | 0 | 0 | 0 | 0 | 0 | 0
FixedInterchange | 0 | 0 | 0 | 0 | 0 | 0
Emission Cost by Reporting Type: HQ_IESO
ReportingType | 2015 | 2020 | 2025 | 2030 | 2035 | 2040
BM | 0 | 0 | 0 | 0 | 0 | 0
CC | 0 | 0 | 0 | 0 | 0 | 0
CSP | 0 | 0 | 0 | 0 | 0 | 0
CT | 0 | 0 | 0 | 0 | 0 | 0
Coal | 0 | 0 | 0 | 0 | 0 | 0
Geo | 0 | 0 | 0 | 0 | 0 | 0
H | 0 | 0 | 0 | 0 | 0 | 0
LFG | 0 | 0 | 0 | 0 | 0 | 0
Nuc | 0 | 0 | 0 | 0 | 0 | 0
PS | 0 | 0 | 0 | 0 | 0 | 0
PV | 0 | 0 | 0 | 0 | 0 | 0
PeakG | 0 | 0 | 0 | 0 | 0 | 0
PeakO | 0 | 0 | 0 | 0 | 0 | 0
ST | 0 | 0 | 0 | 0 | 0 | 0
STOG | 0 | 0 | 0 | 0 | 0 | 0
STWD | 0 | 0 | 0 | 0 | 0 | 0
WT | 0 | 0 | 0 | 0 | 0 | 0
IGCC | 0 | 0 | 0 | 0 | 0 | 0
DemandResponse | 0 | 0 | 0 | 0 | 0 | 0
IGCC-CCS | 0 | 0 | 0 | 0 | 0 | 0
WT_off | 0 | 0 | 0 | 0 | 0 | 0
PseudoUnit | 0 | 0 | 0 | 0 | 0 | 0
FixedInterchange | 0 | 0 | 0 | 0 | 0 | 0
Emission Cost by Reporting Type: HQ_NEISO
ReportingType | 2015 | 2020 | 2025 | 2030 | 2035 | 2040
BM | 0 | 0 | 0 | 0 | 0 | 0
CC | 0 | 0 | 0 | 0 | 0 | 0
CSP | 0 | 0 | 0 | 0 | 0 | 0
CT | 0 | 0 | 0 | 0 | 0 | 0
Coal | 0 | 0 | 0 | 0 | 0 | 0
Geo | 0 | 0 | 0 | 0 | 0 | 0
H | 0 | 0 | 0 | 0 | 0 | 0
LFG | 0 | 0 | 0 | 0 | 0 | 0
Nuc | 0 | 0 | 0 | 0 | 0 | 0
PS | 0 | 0 | 0 | 0 | 0 | 0
PV | 0 | 0 | 0 | 0 | 0 | 0
PeakG | 0 | 0 | 0 | 0 | 0 | 0
PeakO | 0 | 0 | 0 | 0 | 0 | 0
ST | 0 | 0 | 0 | 0 | 0 | 0
STOG | 0 | 0 | 0 | 0 | 0 | 0
STWD | 0 | 0 | 0 | 0 | 0 | 0
WT | 0 | 0 | 0 | 0 | 0 | 0
IGCC | 0 | 0 | 0 | 0 | 0 | 0
DemandResponse | 0 | 0 | 0 | 0 | 0 | 0
IGCC-CCS | 0 | 0 | 0 | 0 | 0 | 0
WT_off | 0 | 0 | 0 | 0 | 0 | 0
PseudoUnit | 0 | 0 | 0 | 0 | 0 | 0
FixedInterchange | 0 | 0 | 0 | 0 | 0 | 0
Emission Cost by Reporting Type: HQ_NY
ReportingType | 2015 | 2020 | 2025 | 2030 | 2035 | 2040
BM | 0 | 0 | 0 | 0 | 0 | 0
CC | 0 | 0 | 0 | 0 | 0 | 0
CSP | 0 | 0 | 0 | 0 | 0 | 0
CT | 0 | 0 | 0 | 0 | 0 | 0
Coal | 0 | 0 | 0 | 0 | 0 | 0
Geo | 0 | 0 | 0 | 0 | 0 | 0
H | 0 | 0 | 0 | 0 | 0 | 0
LFG | 0 | 0 | 0 | 0 | 0 | 0
Nuc | 0 | 0 | 0 | 0 | 0 | 0
PS | 0 | 0 | 0 | 0 | 0 | 0
PV | 0 | 0 | 0 | 0 | 0 | 0
PeakG | 0 | 0 | 0 | 0 | 0 | 0
PeakO | 0 | 0 | 0 | 0 | 0 | 0
ST | 0 | 0 | 0 | 0 | 0 | 0
STOG | 0 | 0 | 0 | 0 | 0 | 0
STWD | 0 | 0 | 0 | 0 | 0 | 0
WT | 0 | 0 | 0 | 0 | 0 | 0
IGCC | 0 | 0 | 0 | 0 | 0 | 0
DemandResponse | 0 | 0 | 0 | 0 | 0 | 0
IGCC-CCS | 0 | 0 | 0 | 0 | 0 | 0
WT_off | 0 | 0 | 0 | 0 | 0 | 0
PseudoUnit | 0 | 0 | 0 | 0 | 0 | 0
FixedInterchange | 0 | 0 | 0 | 0 | 0 | 0
Emission Cost by Reporting Type: MARITIMES
ReportingType | 2015 | 2020 | 2025 | 2030 | 2035 | 2040
BM | 0 | 0 | 0 | 0 | 0 | 0
CC | 0 | 0 | 0 | 0 | 0 | 0
CSP | 0 | 0 | 0 | 0 | 0 | 0
CT | 0 | 0 | 0 | 0 | 0 | 0
Coal | 0 | 0 | 0 | 0 | 0 | 0
Geo | 0 | 0 | 0 | 0 | 0 | 0
H | 0 | 0 | 0 | 0 | 0 | 0
LFG | 0 | 0 | 0 | 0 | 0 | 0
Nuc | 0 | 0 | 0 | 0 | 0 | 0
PS | 0 | 0 | 0 | 0 | 0 | 0
PV | 0 | 0 | 0 | 0 | 0 | 0
PeakG | 0 | 0 | 0 | 0 | 0 | 0
PeakO | 0 | 0 | 0 | 0 | 0 | 0
ST | 0 | 0 | 0 | 0 | 0 | 0
STOG | 0 | 0 | 0 | 0 | 0 | 0
STWD | 0 | 0 | 0 | 0 | 0 | 0
WT | 0 | 0 | 0 | 0 | 0 | 0
IGCC | 0 | 0 | 0 | 0 | 0 | 0
DemandResponse | 0 | 0 | 0 | 0 | 0 | 0
IGCC-CCS | 0 | 0 | 0 | 0 | 0 | 0
WT_off | 0 | 0 | 0 | 0 | 0 | 0
PseudoUnit | 0 | 0 | 0 | 0 | 0 | 0
FixedInterchange | 0 | 0 | 0 | 0 | 0 | 0
Emission Cost by Reporting Type: All
ReportingType | 2015 | 2020 | 2025 | 2030 | 2035 | 2040
BM | 0 | 0 | 0 | 0 | 0 | 0
CC | 0 | 0 | 0 | 0 | 0 | 0
CSP | 0 | 0 | 0 | 0 | 0 | 0
CT | 0 | 0 | 0 | 0 | 0 | 0
Coal | 587.22 | 0 | 0 | 0 | 0 | 0
Geo | 0 | 0 | 0 | 0 | 0 | 0
H | 0 | 0 | 0 | 0 | 0 | 0
LFG | 0 | 0 | 0 | 0 | 0 | 0
Nuc | 0 | 0 | 0 | 0 | 0 | 0
PS | 0 | 0 | 0 | 0 | 0 | 0
PV | 0 | 0 | 0 | 0 | 0 | 0
PeakG | 0 | 0 | 0 | 0 | 0 | 0
PeakO | 0 | 0 | 0 | 0 | 0 | 0
ST | 0 | 0 | 0 | 0 | 0 | 0
STOG | 0 | 0 | 0 | 0 | 0 | 0
STWD | 0 | 0 | 0 | 0 | 0 | 0
WT | 0 | 0 | 0 | 0 | 0 | 0
IGCC | 0.26 | 0 | 0 | 0 | 0 | 0
DemandResponse | 0 | 0 | 0 | 0 | 0 | 0
IGCC-CCS | 0 | 0 | 0 | 0 | 0 | 0
WT_off | 0 | 0 | 0 | 0 | 0 | 0
PseudoUnit | 0 | 0 | 0 | 0 | 0 | 0
FixedInterchange | 0 | 0 | 0 | 0 | 0 | 0
Emission Cost by Reporting Type: EI_US
ReportingType | 2015 | 2020 | 2025 | 2030 | 2035 | 2040
BM | 0 | 0 | 0 | 0 | 0 | 0
CC | 0 | 0 | 0 | 0 | 0 | 0
CSP | 0 | 0 | 0 | 0 | 0 | 0
CT | 0 | 0 | 0 | 0 | 0 | 0
Coal | 552.2 | 0 | 0 | 0 | 0 | 0
Geo | 0 | 0 | 0 | 0 | 0 | 0
H | 0 | 0 | 0 | 0 | 0 | 0
LFG | 0 | 0 | 0 | 0 | 0 | 0
Nuc | 0 | 0 | 0 | 0 | 0 | 0
PS | 0 | 0 | 0 | 0 | 0 | 0
PV | 0 | 0 | 0 | 0 | 0 | 0
PeakG | 0 | 0 | 0 | 0 | 0 | 0
PeakO | 0 | 0 | 0 | 0 | 0 | 0
ST | 0 | 0 | 0 | 0 | 0 | 0
STOG | 0 | 0 | 0 | 0 | 0 | 0
STWD | 0 | 0 | 0 | 0 | 0 | 0
WT | 0 | 0 | 0 | 0 | 0 | 0
IGCC | 0.26 | 0 | 0 | 0 | 0 | 0
DemandResponse | 0 | 0 | 0 | 0 | 0 | 0
IGCC-CCS | 0 | 0 | 0 | 0 | 0 | 0
WT_off | 0 | 0 | 0 | 0 | 0 | 0
PseudoUnit | 0 | 0 | 0 | 0 | 0 | 0
FixedInterchange | 0 | 0 | 0 | 0 | 0 | 0
Emission Cost by Reporting Type: EI_Canada
ReportingType | 2015 | 2020 | 2025 | 2030 | 2035 | 2040
BM | 0 | 0 | 0 | 0 | 0 | 0
CC | 0 | 0 | 0 | 0 | 0 | 0
CSP | 0 | 0 | 0 | 0 | 0 | 0
CT | 0 | 0 | 0 | 0 | 0 | 0
Coal | 0 | 0 | 0 | 0 | 0 | 0
Geo | 0 | 0 | 0 | 0 | 0 | 0
H | 0 | 0 | 0 | 0 | 0 | 0
LFG | 0 | 0 | 0 | 0 | 0 | 0
Nuc | 0 | 0 | 0 | 0 | 0 | 0
PS | 0 | 0 | 0 | 0 | 0 | 0
PV | 0 | 0 | 0 | 0 | 0 | 0
PeakG | 0 | 0 | 0 | 0 | 0 | 0
PeakO | 0 | 0 | 0 | 0 | 0 | 0
ST | 0 | 0 | 0 | 0 | 0 | 0
STOG | 0 | 0 | 0 | 0 | 0 | 0
STWD | 0 | 0 | 0 | 0 | 0 | 0
WT | 0 | 0 | 0 | 0 | 0 | 0
IGCC | 0 | 0 | 0 | 0 | 0 | 0
DemandResponse | 0 | 0 | 0 | 0 | 0 | 0
IGCC-CCS | 0 | 0 | 0 | 0 | 0 | 0
WT_off | 0 | 0 | 0 | 0 | 0 | 0
PseudoUnit | 0 | 0 | 0 | 0 | 0 | 0
FixedInterchange | 0 | 0 | 0 | 0 | 0 | 0
Emission Cost by Reporting Type: EI
ReportingType | 2015 | 2020 | 2025 | 2030 | 2035 | 2040
BM | 0 | 0 | 0 | 0 | 0 | 0
CC | 0 | 0 | 0 | 0 | 0 | 0
CSP | 0 | 0 | 0 | 0 | 0 | 0
CT | 0 | 0 | 0 | 0 | 0 | 0
Coal | 552.2 | 0 | 0 | 0 | 0 | 0
Geo | 0 | 0 | 0 | 0 | 0 | 0
H | 0 | 0 | 0 | 0 | 0 | 0
LFG | 0 | 0 | 0 | 0 | 0 | 0
Nuc | 0 | 0 | 0 | 0 | 0 | 0
PS | 0 | 0 | 0 | 0 | 0 | 0
PV | 0 | 0 | 0 | 0 | 0 | 0
PeakG | 0 | 0 | 0 | 0 | 0 | 0
PeakO | 0 | 0 | 0 | 0 | 0 | 0
ST | 0 | 0 | 0 | 0 | 0 | 0
STOG | 0 | 0 | 0 | 0 | 0 | 0
STWD | 0 | 0 | 0 | 0 | 0 | 0
WT | 0 | 0 | 0 | 0 | 0 | 0
IGCC | 0.26 | 0 | 0 | 0 | 0 | 0
DemandResponse | 0 | 0 | 0 | 0 | 0 | 0
IGCC-CCS | 0 | 0 | 0 | 0 | 0 | 0
WT_off | 0 | 0 | 0 | 0 | 0 | 0
PseudoUnit | 0 | 0 | 0 | 0 | 0 | 0
FixedInterchange | 0 | 0 | 0 | 0 | 0 | 0
Emission Cost by Reporting Type: Outside_EI
ReportingType | 2015 | 2020 | 2025 | 2030 | 2035 | 2040
BM | 0 | 0 | 0 | 0 | 0 | 0
CC | 0 | 0 | 0 | 0 | 0 | 0
CSP | 0 | 0 | 0 | 0 | 0 | 0
CT | 0 | 0 | 0 | 0 | 0 | 0
Coal | 35.02 | 0 | 0 | 0 | 0 | 0
Geo | 0 | 0 | 0 | 0 | 0 | 0
H | 0 | 0 | 0 | 0 | 0 | 0
LFG | 0 | 0 | 0 | 0 | 0 | 0
Nuc | 0 | 0 | 0 | 0 | 0 | 0
PS | 0 | 0 | 0 | 0 | 0 | 0
PV | 0 | 0 | 0 | 0 | 0 | 0
PeakG | 0 | 0 | 0 | 0 | 0 | 0
PeakO | 0 | 0 | 0 | 0 | 0 | 0
ST | 0 | 0 | 0 | 0 | 0 | 0
STOG | 0 | 0 | 0 | 0 | 0 | 0
STWD | 0 | 0 | 0 | 0 | 0 | 0
WT | 0 | 0 | 0 | 0 | 0 | 0
IGCC | 0 | 0 | 0 | 0 | 0 | 0
DemandResponse | 0 | 0 | 0 | 0 | 0 | 0
IGCC-CCS | 0 | 0 | 0 | 0 | 0 | 0
WT_off | 0 | 0 | 0 | 0 | 0 | 0
PseudoUnit | 0 | 0 | 0 | 0 | 0 | 0
FixedInterchange | 0 | 0 | 0 | 0 | 0 | 0
==== Emission Program: CAIRNoxSeasonal : (NOx) ====
Emission Cost by Reporting Type: Entergy
ReportingType | 2015 | 2020 | 2025 | 2030 | 2035 | 2040
BM | 0 | 0 | 0 | 0 | 0 | 0
CC | 0 | 0 | 0 | 0 | 0 | 0
CSP | 0 | 0 | 0 | 0 | 0 | 0
CT | 0 | 0 | 0 | 0 | 0 | 0
Coal | 0 | 0 | 0 | 0 | 0 | 0
Geo | 0 | 0 | 0 | 0 | 0 | 0
H | 0 | 0 | 0 | 0 | 0 | 0
LFG | 0 | 0 | 0 | 0 | 0 | 0
Nuc | 0 | 0 | 0 | 0 | 0 | 0
PS | 0 | 0 | 0 | 0 | 0 | 0
PV | 0 | 0 | 0 | 0 | 0 | 0
PeakG | 0 | 0 | 0 | 0 | 0 | 0
PeakO | 0 | 0 | 0 | 0 | 0 | 0
ST | 0 | 0 | 0 | 0 | 0 | 0
STOG | 0 | 0 | 0 | 0 | 0 | 0
STWD | 0 | 0 | 0 | 0 | 0 | 0
WT | 0 | 0 | 0 | 0 | 0 | 0
IGCC | 0 | 0 | 0 | 0 | 0 | 0
DemandResponse | 0 | 0 | 0 | 0 | 0 | 0
IGCC-CCS | 0 | 0 | 0 | 0 | 0 | 0
WT_off | 0 | 0 | 0 | 0 | 0 | 0
PseudoUnit | 0 | 0 | 0 | 0 | 0 | 0
FixedInterchange | 0 | 0 | 0 | 0 | 0 | 0
Emission Cost by Reporting Type: FRCC
ReportingType | 2015 | 2020 | 2025 | 2030 | 2035 | 2040
BM | 0 | 0 | 0 | 0 | 0 | 0
CC | 0 | 0 | 0 | 0 | 0 | 0
CSP | 0 | 0 | 0 | 0 | 0 | 0
CT | 0 | 0 | 0 | 0 | 0 | 0
Coal | 0 | 0 | 0 | 0 | 0 | 0
Geo | 0 | 0 | 0 | 0 | 0 | 0
H | 0 | 0 | 0 | 0 | 0 | 0
LFG | 0 | 0 | 0 | 0 | 0 | 0
Nuc | 0 | 0 | 0 | 0 | 0 | 0
PS | 0 | 0 | 0 | 0 | 0 | 0
PV | 0 | 0 | 0 | 0 | 0 | 0
PeakG | 0 | 0 | 0 | 0 | 0 | 0
PeakO | 0 | 0 | 0 | 0 | 0 | 0
ST | 0 | 0 | 0 | 0 | 0 | 0
STOG | 0 | 0 | 0 | 0 | 0 | 0
STWD | 0 | 0 | 0 | 0 | 0 | 0
WT | 0 | 0 | 0 | 0 | 0 | 0
IGCC | 0 | 0 | 0 | 0 | 0 | 0
DemandResponse | 0 | 0 | 0 | 0 | 0 | 0
IGCC-CCS | 0 | 0 | 0 | 0 | 0 | 0
WT_off | 0 | 0 | 0 | 0 | 0 | 0
PseudoUnit | 0 | 0 | 0 | 0 | 0 | 0
FixedInterchange | 0 | 0 | 0 | 0 | 0 | 0
Emission Cost by Reporting Type: MAPP_US
ReportingType | 2015 | 2020 | 2025 | 2030 | 2035 | 2040
BM | 0 | 0 | 0 | 0 | 0 | 0
CC | 0 | 0 | 0 | 0 | 0 | 0
CSP | 0 | 0 | 0 | 0 | 0 | 0
CT | 0 | 0 | 0 | 0 | 0 | 0
Coal | 0 | 0 | 0 | 0 | 0 | 0
Geo | 0 | 0 | 0 | 0 | 0 | 0
H | 0 | 0 | 0 | 0 | 0 | 0
LFG | 0 | 0 | 0 | 0 | 0 | 0
Nuc | 0 | 0 | 0 | 0 | 0 | 0
PS | 0 | 0 | 0 | 0 | 0 | 0
PV | 0 | 0 | 0 | 0 | 0 | 0
PeakG | 0 | 0 | 0 | 0 | 0 | 0
PeakO | 0 | 0 | 0 | 0 | 0 | 0
ST | 0 | 0 | 0 | 0 | 0 | 0
STOG | 0 | 0 | 0 | 0 | 0 | 0
STWD | 0 | 0 | 0 | 0 | 0 | 0
WT | 0 | 0 | 0 | 0 | 0 | 0
IGCC | 0 | 0 | 0 | 0 | 0 | 0
DemandResponse | 0 | 0 | 0 | 0 | 0 | 0
IGCC-CCS | 0 | 0 | 0 | 0 | 0 | 0
WT_off | 0 | 0 | 0 | 0 | 0 | 0
PseudoUnit | 0 | 0 | 0 | 0 | 0 | 0
FixedInterchange | 0 | 0 | 0 | 0 | 0 | 0
Emission Cost by Reporting Type: MISO_IN
ReportingType | 2015 | 2020 | 2025 | 2030 | 2035 | 2040
BM | 0 | 0 | 0 | 0 | 0 | 0
CC | 0 | 0 | 0 | 0 | 0 | 0
CSP | 0 | 0 | 0 | 0 | 0 | 0
CT | 0 | 0 | 0 | 0 | 0 | 0
Coal | 0 | 0 | 0 | 0 | 0 | 0
Geo | 0 | 0 | 0 | 0 | 0 | 0
H | 0 | 0 | 0 | 0 | 0 | 0
LFG | 0 | 0 | 0 | 0 | 0 | 0
Nuc | 0 | 0 | 0 | 0 | 0 | 0
PS | 0 | 0 | 0 | 0 | 0 | 0
PV | 0 | 0 | 0 | 0 | 0 | 0
PeakG | 0 | 0 | 0 | 0 | 0 | 0
PeakO | 0 | 0 | 0 | 0 | 0 | 0
ST | 0 | 0 | 0 | 0 | 0 | 0
STOG | 0 | 0 | 0 | 0 | 0 | 0
STWD | 0 | 0 | 0 | 0 | 0 | 0
WT | 0 | 0 | 0 | 0 | 0 | 0
IGCC | 0 | 0 | 0 | 0 | 0 | 0
DemandResponse | 0 | 0 | 0 | 0 | 0 | 0
IGCC-CCS | 0 | 0 | 0 | 0 | 0 | 0
WT_off | 0 | 0 | 0 | 0 | 0 | 0
PseudoUnit | 0 | 0 | 0 | 0 | 0 | 0
FixedInterchange | 0 | 0 | 0 | 0 | 0 | 0
Emission Cost by Reporting Type: MISO_MI
ReportingType | 2015 | 2020 | 2025 | 2030 | 2035 | 2040
BM | 0 | 0 | 0 | 0 | 0 | 0
CC | 0 | 0 | 0 | 0 | 0 | 0
CSP | 0 | 0 | 0 | 0 | 0 | 0
CT | 0 | 0 | 0 | 0 | 0 | 0
Coal | 0 | 0 | 0 | 0 | 0 | 0
Geo | 0 | 0 | 0 | 0 | 0 | 0
H | 0 | 0 | 0 | 0 | 0 | 0
LFG | 0 | 0 | 0 | 0 | 0 | 0
Nuc | 0 | 0 | 0 | 0 | 0 | 0
PS | 0 | 0 | 0 | 0 | 0 | 0
PV | 0 | 0 | 0 | 0 | 0 | 0
PeakG | 0 | 0 | 0 | 0 | 0 | 0
PeakO | 0 | 0 | 0 | 0 | 0 | 0
ST | 0 | 0 | 0 | 0 | 0 | 0
STOG | 0 | 0 | 0 | 0 | 0 | 0
STWD | 0 | 0 | 0 | 0 | 0 | 0
WT | 0 | 0 | 0 | 0 | 0 | 0
IGCC | 0 | 0 | 0 | 0 | 0 | 0
DemandResponse | 0 | 0 | 0 | 0 | 0 | 0
IGCC-CCS | 0 | 0 | 0 | 0 | 0 | 0
WT_off | 0 | 0 | 0 | 0 | 0 | 0
PseudoUnit | 0 | 0 | 0 | 0 | 0 | 0
FixedInterchange | 0 | 0 | 0 | 0 | 0 | 0
Emission Cost by Reporting Type: MISO_MO-IL
ReportingType | 2015 | 2020 | 2025 | 2030 | 2035 | 2040
BM | 0 | 0 | 0 | 0 | 0 | 0
CC | 0 | 0 | 0 | 0 | 0 | 0
CSP | 0 | 0 | 0 | 0 | 0 | 0
CT | 0 | 0 | 0 | 0 | 0 | 0
Coal | 0 | 0 | 0 | 0 | 0 | 0
Geo | 0 | 0 | 0 | 0 | 0 | 0
H | 0 | 0 | 0 | 0 | 0 | 0
LFG | 0 | 0 | 0 | 0 | 0 | 0
Nuc | 0 | 0 | 0 | 0 | 0 | 0
PS | 0 | 0 | 0 | 0 | 0 | 0
PV | 0 | 0 | 0 | 0 | 0 | 0
PeakG | 0 | 0 | 0 | 0 | 0 | 0
PeakO | 0 | 0 | 0 | 0 | 0 | 0
ST | 0 | 0 | 0 | 0 | 0 | 0
STOG | 0 | 0 | 0 | 0 | 0 | 0
STWD | 0 | 0 | 0 | 0 | 0 | 0
WT | 0 | 0 | 0 | 0 | 0 | 0
IGCC | 0 | 0 | 0 | 0 | 0 | 0
DemandResponse | 0 | 0 | 0 | 0 | 0 | 0
IGCC-CCS | 0 | 0 | 0 | 0 | 0 | 0
WT_off | 0 | 0 | 0 | 0 | 0 | 0
PseudoUnit | 0 | 0 | 0 | 0 | 0 | 0
FixedInterchange | 0 | 0 | 0 | 0 | 0 | 0
Emission Cost by Reporting Type: MISO_W
ReportingType | 2015 | 2020 | 2025 | 2030 | 2035 | 2040
BM | 0 | 0 | 0 | 0 | 0 | 0
CC | 0 | 0 | 0 | 0 | 0 | 0
CSP | 0 | 0 | 0 | 0 | 0 | 0
CT | 0 | 0 | 0 | 0 | 0 | 0
Coal | 0 | 0 | 0 | 0 | 0 | 0
Geo | 0 | 0 | 0 | 0 | 0 | 0
H | 0 | 0 | 0 | 0 | 0 | 0
LFG | 0 | 0 | 0 | 0 | 0 | 0
Nuc | 0 | 0 | 0 | 0 | 0 | 0
PS | 0 | 0 | 0 | 0 | 0 | 0
PV | 0 | 0 | 0 | 0 | 0 | 0
PeakG | 0 | 0 | 0 | 0 | 0 | 0
PeakO | 0 | 0 | 0 | 0 | 0 | 0
ST | 0 | 0 | 0 | 0 | 0 | 0
STOG | 0 | 0 | 0 | 0 | 0 | 0
STWD | 0 | 0 | 0 | 0 | 0 | 0
WT | 0 | 0 | 0 | 0 | 0 | 0
IGCC | 0 | 0 | 0 | 0 | 0 | 0
DemandResponse | 0 | 0 | 0 | 0 | 0 | 0
IGCC-CCS | 0 | 0 | 0 | 0 | 0 | 0
WT_off | 0 | 0 | 0 | 0 | 0 | 0
PseudoUnit | 0 | 0 | 0 | 0 | 0 | 0
FixedInterchange | 0 | 0 | 0 | 0 | 0 | 0
Emission Cost by Reporting Type: MISO_WUMS
ReportingType | 2015 | 2020 | 2025 | 2030 | 2035 | 2040
BM | 0 | 0 | 0 | 0 | 0 | 0
CC | 0 | 0 | 0 | 0 | 0 | 0
CSP | 0 | 0 | 0 | 0 | 0 | 0
CT | 0 | 0 | 0 | 0 | 0 | 0
Coal | 0 | 0 | 0 | 0 | 0 | 0
Geo | 0 | 0 | 0 | 0 | 0 | 0
H | 0 | 0 | 0 | 0 | 0 | 0
LFG | 0 | 0 | 0 | 0 | 0 | 0
Nuc | 0 | 0 | 0 | 0 | 0 | 0
PS | 0 | 0 | 0 | 0 | 0 | 0
PV | 0 | 0 | 0 | 0 | 0 | 0
PeakG | 0 | 0 | 0 | 0 | 0 | 0
PeakO | 0 | 0 | 0 | 0 | 0 | 0
ST | 0 | 0 | 0 | 0 | 0 | 0
STOG | 0 | 0 | 0 | 0 | 0 | 0
STWD | 0 | 0 | 0 | 0 | 0 | 0
WT | 0 | 0 | 0 | 0 | 0 | 0
IGCC | 0 | 0 | 0 | 0 | 0 | 0
DemandResponse | 0 | 0 | 0 | 0 | 0 | 0
IGCC-CCS | 0 | 0 | 0 | 0 | 0 | 0
WT_off | 0 | 0 | 0 | 0 | 0 | 0
PseudoUnit | 0 | 0 | 0 | 0 | 0 | 0
FixedInterchange | 0 | 0 | 0 | 0 | 0 | 0
Emission Cost by Reporting Type: Nebraska
ReportingType | 2015 | 2020 | 2025 | 2030 | 2035 | 2040
BM | 0 | 0 | 0 | 0 | 0 | 0
CC | 0 | 0 | 0 | 0 | 0 | 0
CSP | 0 | 0 | 0 | 0 | 0 | 0
CT | 0 | 0 | 0 | 0 | 0 | 0
Coal | 0 | 0 | 0 | 0 | 0 | 0
Geo | 0 | 0 | 0 | 0 | 0 | 0
H | 0 | 0 | 0 | 0 | 0 | 0
LFG | 0 | 0 | 0 | 0 | 0 | 0
Nuc | 0 | 0 | 0 | 0 | 0 | 0
PS | 0 | 0 | 0 | 0 | 0 | 0
PV | 0 | 0 | 0 | 0 | 0 | 0
PeakG | 0 | 0 | 0 | 0 | 0 | 0
PeakO | 0 | 0 | 0 | 0 | 0 | 0
ST | 0 | 0 | 0 | 0 | 0 | 0
STOG | 0 | 0 | 0 | 0 | 0 | 0
STWD | 0 | 0 | 0 | 0 | 0 | 0
WT | 0 | 0 | 0 | 0 | 0 | 0
IGCC | 0 | 0 | 0 | 0 | 0 | 0
DemandResponse | 0 | 0 | 0 | 0 | 0 | 0
IGCC-CCS | 0 | 0 | 0 | 0 | 0 | 0
WT_off | 0 | 0 | 0 | 0 | 0 | 0
PseudoUnit | 0 | 0 | 0 | 0 | 0 | 0
FixedInterchange | 0 | 0 | 0 | 0 | 0 | 0
Emission Cost by Reporting Type: NEISO
ReportingType | 2015 | 2020 | 2025 | 2030 | 2035 | 2040
BM | 0 | 0 | 0 | 0 | 0 | 0
CC | 0 | 0 | 0 | 0 | 0 | 0
CSP | 0 | 0 | 0 | 0 | 0 | 0
CT | 0 | 0 | 0 | 0 | 0 | 0
Coal | 0 | 0 | 0 | 0 | 0 | 0
Geo | 0 | 0 | 0 | 0 | 0 | 0
H | 0 | 0 | 0 | 0 | 0 | 0
LFG | 0 | 0 | 0 | 0 | 0 | 0
Nuc | 0 | 0 | 0 | 0 | 0 | 0
PS | 0 | 0 | 0 | 0 | 0 | 0
PV | 0 | 0 | 0 | 0 | 0 | 0
PeakG | 0 | 0 | 0 | 0 | 0 | 0
PeakO | 0 | 0 | 0 | 0 | 0 | 0
ST | 0 | 0 | 0 | 0 | 0 | 0
STOG | 0 | 0 | 0 | 0 | 0 | 0
STWD | 0 | 0 | 0 | 0 | 0 | 0
WT | 0 | 0 | 0 | 0 | 0 | 0
IGCC | 0 | 0 | 0 | 0 | 0 | 0
DemandResponse | 0 | 0 | 0 | 0 | 0 | 0
IGCC-CCS | 0 | 0 | 0 | 0 | 0 | 0
WT_off | 0 | 0 | 0 | 0 | 0 | 0
PseudoUnit | 0 | 0 | 0 | 0 | 0 | 0
FixedInterchange | 0 | 0 | 0 | 0 | 0 | 0
Emission Cost by Reporting Type: NonRTO_Midwest
ReportingType | 2015 | 2020 | 2025 | 2030 | 2035 | 2040
BM | 0 | 0 | 0 | 0 | 0 | 0
CC | 0 | 0 | 0 | 0 | 0 | 0
CSP | 0 | 0 | 0 | 0 | 0 | 0
CT | 0 | 0 | 0 | 0 | 0 | 0
Coal | 0 | 0 | 0 | 0 | 0 | 0
Geo | 0 | 0 | 0 | 0 | 0 | 0
H | 0 | 0 | 0 | 0 | 0 | 0
LFG | 0 | 0 | 0 | 0 | 0 | 0
Nuc | 0 | 0 | 0 | 0 | 0 | 0
PS | 0 | 0 | 0 | 0 | 0 | 0
PV | 0 | 0 | 0 | 0 | 0 | 0
PeakG | 0 | 0 | 0 | 0 | 0 | 0
PeakO | 0 | 0 | 0 | 0 | 0 | 0
ST | 0 | 0 | 0 | 0 | 0 | 0
STOG | 0 | 0 | 0 | 0 | 0 | 0
STWD | 0 | 0 | 0 | 0 | 0 | 0
WT | 0 | 0 | 0 | 0 | 0 | 0
IGCC | 0 | 0 | 0 | 0 | 0 | 0
DemandResponse | 0 | 0 | 0 | 0 | 0 | 0
IGCC-CCS | 0 | 0 | 0 | 0 | 0 | 0
WT_off | 0 | 0 | 0 | 0 | 0 | 0
PseudoUnit | 0 | 0 | 0 | 0 | 0 | 0
FixedInterchange | 0 | 0 | 0 | 0 | 0 | 0
Emission Cost by Reporting Type: NYISO_A-F
ReportingType | 2015 | 2020 | 2025 | 2030 | 2035 | 2040
BM | 0 | 0 | 0 | 0 | 0 | 0
CC | 0 | 0 | 0 | 0 | 0 | 0
CSP | 0 | 0 | 0 | 0 | 0 | 0
CT | 0 | 0 | 0 | 0 | 0 | 0
Coal | 0 | 0 | 0 | 0 | 0 | 0
Geo | 0 | 0 | 0 | 0 | 0 | 0
H | 0 | 0 | 0 | 0 | 0 | 0
LFG | 0 | 0 | 0 | 0 | 0 | 0
Nuc | 0 | 0 | 0 | 0 | 0 | 0
PS | 0 | 0 | 0 | 0 | 0 | 0
PV | 0 | 0 | 0 | 0 | 0 | 0
PeakG | 0 | 0 | 0 | 0 | 0 | 0
PeakO | 0 | 0 | 0 | 0 | 0 | 0
ST | 0 | 0 | 0 | 0 | 0 | 0
STOG | 0 | 0 | 0 | 0 | 0 | 0
STWD | 0 | 0 | 0 | 0 | 0 | 0
WT | 0 | 0 | 0 | 0 | 0 | 0
IGCC | 0 | 0 | 0 | 0 | 0 | 0
DemandResponse | 0 | 0 | 0 | 0 | 0 | 0
IGCC-CCS | 0 | 0 | 0 | 0 | 0 | 0
WT_off | 0 | 0 | 0 | 0 | 0 | 0
PseudoUnit | 0 | 0 | 0 | 0 | 0 | 0
FixedInterchange | 0 | 0 | 0 | 0 | 0 | 0
Emission Cost by Reporting Type: NYISO_G-I
ReportingType | 2015 | 2020 | 2025 | 2030 | 2035 | 2040
BM | 0 | 0 | 0 | 0 | 0 | 0
CC | 0 | 0 | 0 | 0 | 0 | 0
CSP | 0 | 0 | 0 | 0 | 0 | 0
CT | 0 | 0 | 0 | 0 | 0 | 0
Coal | 0 | 0 | 0 | 0 | 0 | 0
Geo | 0 | 0 | 0 | 0 | 0 | 0
H | 0 | 0 | 0 | 0 | 0 | 0
LFG | 0 | 0 | 0 | 0 | 0 | 0
Nuc | 0 | 0 | 0 | 0 | 0 | 0
PS | 0 | 0 | 0 | 0 | 0 | 0
PV | 0 | 0 | 0 | 0 | 0 | 0
PeakG | 0 | 0 | 0 | 0 | 0 | 0
PeakO | 0 | 0 | 0 | 0 | 0 | 0
ST | 0 | 0 | 0 | 0 | 0 | 0
STOG | 0 | 0 | 0 | 0 | 0 | 0
STWD | 0 | 0 | 0 | 0 | 0 | 0
WT | 0 | 0 | 0 | 0 | 0 | 0
IGCC | 0 | 0 | 0 | 0 | 0 | 0
DemandResponse | 0 | 0 | 0 | 0 | 0 | 0
IGCC-CCS | 0 | 0 | 0 | 0 | 0 | 0
WT_off | 0 | 0 | 0 | 0 | 0 | 0
PseudoUnit | 0 | 0 | 0 | 0 | 0 | 0
FixedInterchange | 0 | 0 | 0 | 0 | 0 | 0
Emission Cost by Reporting Type: NYISO_J-K
ReportingType | 2015 | 2020 | 2025 | 2030 | 2035 | 2040
BM | 0 | 0 | 0 | 0 | 0 | 0
CC | 0 | 0 | 0 | 0 | 0 | 0
CSP | 0 | 0 | 0 | 0 | 0 | 0
CT | 0 | 0 | 0 | 0 | 0 | 0
Coal | 0 | 0 | 0 | 0 | 0 | 0
Geo | 0 | 0 | 0 | 0 | 0 | 0
H | 0 | 0 | 0 | 0 | 0 | 0
LFG | 0 | 0 | 0 | 0 | 0 | 0
Nuc | 0 | 0 | 0 | 0 | 0 | 0
PS | 0 | 0 | 0 | 0 | 0 | 0
PV | 0 | 0 | 0 | 0 | 0 | 0
PeakG | 0 | 0 | 0 | 0 | 0 | 0
PeakO | 0 | 0 | 0 | 0 | 0 | 0
ST | 0 | 0 | 0 | 0 | 0 | 0
STOG | 0 | 0 | 0 | 0 | 0 | 0
STWD | 0 | 0 | 0 | 0 | 0 | 0
WT | 0 | 0 | 0 | 0 | 0 | 0
IGCC | 0 | 0 | 0 | 0 | 0 | 0
DemandResponse | 0 | 0 | 0 | 0 | 0 | 0
IGCC-CCS | 0 | 0 | 0 | 0 | 0 | 0
WT_off | 0 | 0 | 0 | 0 | 0 | 0
PseudoUnit | 0 | 0 | 0 | 0 | 0 | 0
FixedInterchange | 0 | 0 | 0 | 0 | 0 | 0
Emission Cost by Reporting Type: PJM_E
ReportingType | 2015 | 2020 | 2025 | 2030 | 2035 | 2040
BM | 0 | 0 | 0 | 0 | 0 | 0
CC | 0 | 0 | 0 | 0 | 0 | 0
CSP | 0 | 0 | 0 | 0 | 0 | 0
CT | 0 | 0 | 0 | 0 | 0 | 0
Coal | 0 | 0 | 0 | 0 | 0 | 0
Geo | 0 | 0 | 0 | 0 | 0 | 0
H | 0 | 0 | 0 | 0 | 0 | 0
LFG | 0 | 0 | 0 | 0 | 0 | 0
Nuc | 0 | 0 | 0 | 0 | 0 | 0
PS | 0 | 0 | 0 | 0 | 0 | 0
PV | 0 | 0 | 0 | 0 | 0 | 0
PeakG | 0 | 0 | 0 | 0 | 0 | 0
PeakO | 0 | 0 | 0 | 0 | 0 | 0
ST | 0 | 0 | 0 | 0 | 0 | 0
STOG | 0 | 0 | 0 | 0 | 0 | 0
STWD | 0 | 0 | 0 | 0 | 0 | 0
WT | 0 | 0 | 0 | 0 | 0 | 0
IGCC | 0 | 0 | 0 | 0 | 0 | 0
DemandResponse | 0 | 0 | 0 | 0 | 0 | 0
IGCC-CCS | 0 | 0 | 0 | 0 | 0 | 0
WT_off | 0 | 0 | 0 | 0 | 0 | 0
PseudoUnit | 0 | 0 | 0 | 0 | 0 | 0
FixedInterchange | 0 | 0 | 0 | 0 | 0 | 0
Emission Cost by Reporting Type: PJM_ROM
ReportingType | 2015 | 2020 | 2025 | 2030 | 2035 | 2040
BM | 0 | 0 | 0 | 0 | 0 | 0
CC | 0 | 0 | 0 | 0 | 0 | 0
CSP | 0 | 0 | 0 | 0 | 0 | 0
CT | 0 | 0 | 0 | 0 | 0 | 0
Coal | 0 | 0 | 0 | 0 | 0 | 0
Geo | 0 | 0 | 0 | 0 | 0 | 0
H | 0 | 0 | 0 | 0 | 0 | 0
LFG | 0 | 0 | 0 | 0 | 0 | 0
Nuc | 0 | 0 | 0 | 0 | 0 | 0
PS | 0 | 0 | 0 | 0 | 0 | 0
PV | 0 | 0 | 0 | 0 | 0 | 0
PeakG | 0 | 0 | 0 | 0 | 0 | 0
PeakO | 0 | 0 | 0 | 0 | 0 | 0
ST | 0 | 0 | 0 | 0 | 0 | 0
STOG | 0 | 0 | 0 | 0 | 0 | 0
STWD | 0 | 0 | 0 | 0 | 0 | 0
WT | 0 | 0 | 0 | 0 | 0 | 0
IGCC | 0 | 0 | 0 | 0 | 0 | 0
DemandResponse | 0 | 0 | 0 | 0 | 0 | 0
IGCC-CCS | 0 | 0 | 0 | 0 | 0 | 0
WT_off | 0 | 0 | 0 | 0 | 0 | 0
PseudoUnit | 0 | 0 | 0 | 0 | 0 | 0
FixedInterchange | 0 | 0 | 0 | 0 | 0 | 0
Emission Cost by Reporting Type: PJM_ROR
ReportingType | 2015 | 2020 | 2025 | 2030 | 2035 | 2040
BM | 0 | 0 | 0 | 0 | 0 | 0
CC | 0 | 0 | 0 | 0 | 0 | 0
CSP | 0 | 0 | 0 | 0 | 0 | 0
CT | 0 | 0 | 0 | 0 | 0 | 0
Coal | 0 | 0 | 0 | 0 | 0 | 0
Geo | 0 | 0 | 0 | 0 | 0 | 0
H | 0 | 0 | 0 | 0 | 0 | 0
LFG | 0 | 0 | 0 | 0 | 0 | 0
Nuc | 0 | 0 | 0 | 0 | 0 | 0
PS | 0 | 0 | 0 | 0 | 0 | 0
PV | 0 | 0 | 0 | 0 | 0 | 0
PeakG | 0 | 0 | 0 | 0 | 0 | 0
PeakO | 0 | 0 | 0 | 0 | 0 | 0
ST | 0 | 0 | 0 | 0 | 0 | 0
STOG | 0 | 0 | 0 | 0 | 0 | 0
STWD | 0 | 0 | 0 | 0 | 0 | 0
WT | 0 | 0 | 0 | 0 | 0 | 0
IGCC | 0 | 0 | 0 | 0 | 0 | 0
DemandResponse | 0 | 0 | 0 | 0 | 0 | 0
IGCC-CCS | 0 | 0 | 0 | 0 | 0 | 0
WT_off | 0 | 0 | 0 | 0 | 0 | 0
PseudoUnit | 0 | 0 | 0 | 0 | 0 | 0
FixedInterchange | 0 | 0 | 0 | 0 | 0 | 0
Emission Cost by Reporting Type: SOCO
ReportingType | 2015 | 2020 | 2025 | 2030 | 2035 | 2040
BM | 0 | 0 | 0 | 0 | 0 | 0
CC | 0 | 0 | 0 | 0 | 0 | 0
CSP | 0 | 0 | 0 | 0 | 0 | 0
CT | 0 | 0 | 0 | 0 | 0 | 0
Coal | 0 | 0 | 0 | 0 | 0 | 0
Geo | 0 | 0 | 0 | 0 | 0 | 0
H | 0 | 0 | 0 | 0 | 0 | 0
LFG | 0 | 0 | 0 | 0 | 0 | 0
Nuc | 0 | 0 | 0 | 0 | 0 | 0
PS | 0 | 0 | 0 | 0 | 0 | 0
PV | 0 | 0 | 0 | 0 | 0 | 0
PeakG | 0 | 0 | 0 | 0 | 0 | 0
PeakO | 0 | 0 | 0 | 0 | 0 | 0
ST | 0 | 0 | 0 | 0 | 0 | 0
STOG | 0 | 0 | 0 | 0 | 0 | 0
STWD | 0 | 0 | 0 | 0 | 0 | 0
WT | 0 | 0 | 0 | 0 | 0 | 0
IGCC | 0 | 0 | 0 | 0 | 0 | 0
DemandResponse | 0 | 0 | 0 | 0 | 0 | 0
IGCC-CCS | 0 | 0 | 0 | 0 | 0 | 0
WT_off | 0 | 0 | 0 | 0 | 0 | 0
PseudoUnit | 0 | 0 | 0 | 0 | 0 | 0
FixedInterchange | 0 | 0 | 0 | 0 | 0 | 0
Emission Cost by Reporting Type: SPP_N
ReportingType | 2015 | 2020 | 2025 | 2030 | 2035 | 2040
BM | 0 | 0 | 0 | 0 | 0 | 0
CC | 0 | 0 | 0 | 0 | 0 | 0
CSP | 0 | 0 | 0 | 0 | 0 | 0
CT | 0 | 0 | 0 | 0 | 0 | 0
Coal | 0 | 0 | 0 | 0 | 0 | 0
Geo | 0 | 0 | 0 | 0 | 0 | 0
H | 0 | 0 | 0 | 0 | 0 | 0
LFG | 0 | 0 | 0 | 0 | 0 | 0
Nuc | 0 | 0 | 0 | 0 | 0 | 0
PS | 0 | 0 | 0 | 0 | 0 | 0
PV | 0 | 0 | 0 | 0 | 0 | 0
PeakG | 0 | 0 | 0 | 0 | 0 | 0
PeakO | 0 | 0 | 0 | 0 | 0 | 0
ST | 0 | 0 | 0 | 0 | 0 | 0
STOG | 0 | 0 | 0 | 0 | 0 | 0
STWD | 0 | 0 | 0 | 0 | 0 | 0
WT | 0 | 0 | 0 | 0 | 0 | 0
IGCC | 0 | 0 | 0 | 0 | 0 | 0
DemandResponse | 0 | 0 | 0 | 0 | 0 | 0
IGCC-CCS | 0 | 0 | 0 | 0 | 0 | 0
WT_off | 0 | 0 | 0 | 0 | 0 | 0
PseudoUnit | 0 | 0 | 0 | 0 | 0 | 0
FixedInterchange | 0 | 0 | 0 | 0 | 0 | 0
Emission Cost by Reporting Type: SPP_S
ReportingType | 2015 | 2020 | 2025 | 2030 | 2035 | 2040
BM | 0 | 0 | 0 | 0 | 0 | 0
CC | 0 | 0 | 0 | 0 | 0 | 0
CSP | 0 | 0 | 0 | 0 | 0 | 0
CT | 0 | 0 | 0 | 0 | 0 | 0
Coal | 0 | 0 | 0 | 0 | 0 | 0
Geo | 0 | 0 | 0 | 0 | 0 | 0
H | 0 | 0 | 0 | 0 | 0 | 0
LFG | 0 | 0 | 0 | 0 | 0 | 0
Nuc | 0 | 0 | 0 | 0 | 0 | 0
PS | 0 | 0 | 0 | 0 | 0 | 0
PV | 0 | 0 | 0 | 0 | 0 | 0
PeakG | 0 | 0 | 0 | 0 | 0 | 0
PeakO | 0 | 0 | 0 | 0 | 0 | 0
ST | 0 | 0 | 0 | 0 | 0 | 0
STOG | 0 | 0 | 0 | 0 | 0 | 0
STWD | 0 | 0 | 0 | 0 | 0 | 0
WT | 0 | 0 | 0 | 0 | 0 | 0
IGCC | 0 | 0 | 0 | 0 | 0 | 0
DemandResponse | 0 | 0 | 0 | 0 | 0 | 0
IGCC-CCS | 0 | 0 | 0 | 0 | 0 | 0
WT_off | 0 | 0 | 0 | 0 | 0 | 0
PseudoUnit | 0 | 0 | 0 | 0 | 0 | 0
FixedInterchange | 0 | 0 | 0 | 0 | 0 | 0
Emission Cost by Reporting Type: TVA
ReportingType | 2015 | 2020 | 2025 | 2030 | 2035 | 2040
BM | 0 | 0 | 0 | 0 | 0 | 0
CC | 0 | 0 | 0 | 0 | 0 | 0
CSP | 0 | 0 | 0 | 0 | 0 | 0
CT | 0 | 0 | 0 | 0 | 0 | 0
Coal | 0 | 0 | 0 | 0 | 0 | 0
Geo | 0 | 0 | 0 | 0 | 0 | 0
H | 0 | 0 | 0 | 0 | 0 | 0
LFG | 0 | 0 | 0 | 0 | 0 | 0
Nuc | 0 | 0 | 0 | 0 | 0 | 0
PS | 0 | 0 | 0 | 0 | 0 | 0
PV | 0 | 0 | 0 | 0 | 0 | 0
PeakG | 0 | 0 | 0 | 0 | 0 | 0
PeakO | 0 | 0 | 0 | 0 | 0 | 0
ST | 0 | 0 | 0 | 0 | 0 | 0
STOG | 0 | 0 | 0 | 0 | 0 | 0
STWD | 0 | 0 | 0 | 0 | 0 | 0
WT | 0 | 0 | 0 | 0 | 0 | 0
IGCC | 0 | 0 | 0 | 0 | 0 | 0
DemandResponse | 0 | 0 | 0 | 0 | 0 | 0
IGCC-CCS | 0 | 0 | 0 | 0 | 0 | 0
WT_off | 0 | 0 | 0 | 0 | 0 | 0
PseudoUnit | 0 | 0 | 0 | 0 | 0 | 0
FixedInterchange | 0 | 0 | 0 | 0 | 0 | 0
Emission Cost by Reporting Type: TVA_Transmission
ReportingType | 2015 | 2020 | 2025 | 2030 | 2035 | 2040
BM | 0 | 0 | 0 | 0 | 0 | 0
CC | 0 | 0 | 0 | 0 | 0 | 0
CSP | 0 | 0 | 0 | 0 | 0 | 0
CT | 0 | 0 | 0 | 0 | 0 | 0
Coal | 0 | 0 | 0 | 0 | 0 | 0
Geo | 0 | 0 | 0 | 0 | 0 | 0
H | 0 | 0 | 0 | 0 | 0 | 0
LFG | 0 | 0 | 0 | 0 | 0 | 0
Nuc | 0 | 0 | 0 | 0 | 0 | 0
PS | 0 | 0 | 0 | 0 | 0 | 0
PV | 0 | 0 | 0 | 0 | 0 | 0
PeakG | 0 | 0 | 0 | 0 | 0 | 0
PeakO | 0 | 0 | 0 | 0 | 0 | 0
ST | 0 | 0 | 0 | 0 | 0 | 0
STOG | 0 | 0 | 0 | 0 | 0 | 0
STWD | 0 | 0 | 0 | 0 | 0 | 0
WT | 0 | 0 | 0 | 0 | 0 | 0
IGCC | 0 | 0 | 0 | 0 | 0 | 0
DemandResponse | 0 | 0 | 0 | 0 | 0 | 0
IGCC-CCS | 0 | 0 | 0 | 0 | 0 | 0
WT_off | 0 | 0 | 0 | 0 | 0 | 0
PseudoUnit | 0 | 0 | 0 | 0 | 0 | 0
FixedInterchange | 0 | 0 | 0 | 0 | 0 | 0
Emission Cost by Reporting Type: VACAR
ReportingType | 2015 | 2020 | 2025 | 2030 | 2035 | 2040
BM | 0 | 0 | 0 | 0 | 0 | 0
CC | 0 | 0 | 0 | 0 | 0 | 0
CSP | 0 | 0 | 0 | 0 | 0 | 0
CT | 0 | 0 | 0 | 0 | 0 | 0
Coal | 0 | 0 | 0 | 0 | 0 | 0
Geo | 0 | 0 | 0 | 0 | 0 | 0
H | 0 | 0 | 0 | 0 | 0 | 0
LFG | 0 | 0 | 0 | 0 | 0 | 0
Nuc | 0 | 0 | 0 | 0 | 0 | 0
PS | 0 | 0 | 0 | 0 | 0 | 0
PV | 0 | 0 | 0 | 0 | 0 | 0
PeakG | 0 | 0 | 0 | 0 | 0 | 0
PeakO | 0 | 0 | 0 | 0 | 0 | 0
ST | 0 | 0 | 0 | 0 | 0 | 0
STOG | 0 | 0 | 0 | 0 | 0 | 0
STWD | 0 | 0 | 0 | 0 | 0 | 0
WT | 0 | 0 | 0 | 0 | 0 | 0
IGCC | 0 | 0 | 0 | 0 | 0 | 0
DemandResponse | 0 | 0 | 0 | 0 | 0 | 0
IGCC-CCS | 0 | 0 | 0 | 0 | 0 | 0
WT_off | 0 | 0 | 0 | 0 | 0 | 0
PseudoUnit | 0 | 0 | 0 | 0 | 0 | 0
FixedInterchange | 0 | 0 | 0 | 0 | 0 | 0
Emission Cost by Reporting Type: IESO
ReportingType | 2015 | 2020 | 2025 | 2030 | 2035 | 2040
BM | 0 | 0 | 0 | 0 | 0 | 0
CC | 0 | 0 | 0 | 0 | 0 | 0
CSP | 0 | 0 | 0 | 0 | 0 | 0
CT | 0 | 0 | 0 | 0 | 0 | 0
Coal | 0 | 0 | 0 | 0 | 0 | 0
Geo | 0 | 0 | 0 | 0 | 0 | 0
H | 0 | 0 | 0 | 0 | 0 | 0
LFG | 0 | 0 | 0 | 0 | 0 | 0
Nuc | 0 | 0 | 0 | 0 | 0 | 0
PS | 0 | 0 | 0 | 0 | 0 | 0
PV | 0 | 0 | 0 | 0 | 0 | 0
PeakG | 0 | 0 | 0 | 0 | 0 | 0
PeakO | 0 | 0 | 0 | 0 | 0 | 0
ST | 0 | 0 | 0 | 0 | 0 | 0
STOG | 0 | 0 | 0 | 0 | 0 | 0
STWD | 0 | 0 | 0 | 0 | 0 | 0
WT | 0 | 0 | 0 | 0 | 0 | 0
IGCC | 0 | 0 | 0 | 0 | 0 | 0
DemandResponse | 0 | 0 | 0 | 0 | 0 | 0
IGCC-CCS | 0 | 0 | 0 | 0 | 0 | 0
WT_off | 0 | 0 | 0 | 0 | 0 | 0
PseudoUnit | 0 | 0 | 0 | 0 | 0 | 0
FixedInterchange | 0 | 0 | 0 | 0 | 0 | 0
Emission Cost by Reporting Type: MAPP_CA
ReportingType | 2015 | 2020 | 2025 | 2030 | 2035 | 2040
BM | 0 | 0 | 0 | 0 | 0 | 0
CC | 0 | 0 | 0 | 0 | 0 | 0
CSP | 0 | 0 | 0 | 0 | 0 | 0
CT | 0 | 0 | 0 | 0 | 0 | 0
Coal | 0 | 0 | 0 | 0 | 0 | 0
Geo | 0 | 0 | 0 | 0 | 0 | 0
H | 0 | 0 | 0 | 0 | 0 | 0
LFG | 0 | 0 | 0 | 0 | 0 | 0
Nuc | 0 | 0 | 0 | 0 | 0 | 0
PS | 0 | 0 | 0 | 0 | 0 | 0
PV | 0 | 0 | 0 | 0 | 0 | 0
PeakG | 0 | 0 | 0 | 0 | 0 | 0
PeakO | 0 | 0 | 0 | 0 | 0 | 0
ST | 0 | 0 | 0 | 0 | 0 | 0
STOG | 0 | 0 | 0 | 0 | 0 | 0
STWD | 0 | 0 | 0 | 0 | 0 | 0
WT | 0 | 0 | 0 | 0 | 0 | 0
IGCC | 0 | 0 | 0 | 0 | 0 | 0
DemandResponse | 0 | 0 | 0 | 0 | 0 | 0
IGCC-CCS | 0 | 0 | 0 | 0 | 0 | 0
WT_off | 0 | 0 | 0 | 0 | 0 | 0
PseudoUnit | 0 | 0 | 0 | 0 | 0 | 0
FixedInterchange | 0 | 0 | 0 | 0 | 0 | 0
Emission Cost by Reporting Type: AZ_NM_SNV_Coal
ReportingType | 2015 | 2020 | 2025 | 2030 | 2035 | 2040
BM | 0 | 0 | 0 | 0 | 0 | 0
CC | 0 | 0 | 0 | 0 | 0 | 0
CSP | 0 | 0 | 0 | 0 | 0 | 0
CT | 0 | 0 | 0 | 0 | 0 | 0
Coal | 0 | 0 | 0 | 0 | 0 | 0
Geo | 0 | 0 | 0 | 0 | 0 | 0
H | 0 | 0 | 0 | 0 | 0 | 0
LFG | 0 | 0 | 0 | 0 | 0 | 0
Nuc | 0 | 0 | 0 | 0 | 0 | 0
PS | 0 | 0 | 0 | 0 | 0 | 0
PV | 0 | 0 | 0 | 0 | 0 | 0
PeakG | 0 | 0 | 0 | 0 | 0 | 0
PeakO | 0 | 0 | 0 | 0 | 0 | 0
ST | 0 | 0 | 0 | 0 | 0 | 0
STOG | 0 | 0 | 0 | 0 | 0 | 0
STWD | 0 | 0 | 0 | 0 | 0 | 0
WT | 0 | 0 | 0 | 0 | 0 | 0
IGCC | 0 | 0 | 0 | 0 | 0 | 0
DemandResponse | 0 | 0 | 0 | 0 | 0 | 0
IGCC-CCS | 0 | 0 | 0 | 0 | 0 | 0
WT_off | 0 | 0 | 0 | 0 | 0 | 0
PseudoUnit | 0 | 0 | 0 | 0 | 0 | 0
FixedInterchange | 0 | 0 | 0 | 0 | 0 | 0
Emission Cost by Reporting Type: AZ_NM_SNV_Gas
ReportingType | 2015 | 2020 | 2025 | 2030 | 2035 | 2040
BM | 0 | 0 | 0 | 0 | 0 | 0
CC | 0 | 0 | 0 | 0 | 0 | 0
CSP | 0 | 0 | 0 | 0 | 0 | 0
CT | 0 | 0 | 0 | 0 | 0 | 0
Coal | 0 | 0 | 0 | 0 | 0 | 0
Geo | 0 | 0 | 0 | 0 | 0 | 0
H | 0 | 0 | 0 | 0 | 0 | 0
LFG | 0 | 0 | 0 | 0 | 0 | 0
Nuc | 0 | 0 | 0 | 0 | 0 | 0
PS | 0 | 0 | 0 | 0 | 0 | 0
PV | 0 | 0 | 0 | 0 | 0 | 0
PeakG | 0 | 0 | 0 | 0 | 0 | 0
PeakO | 0 | 0 | 0 | 0 | 0 | 0
ST | 0 | 0 | 0 | 0 | 0 | 0
STOG | 0 | 0 | 0 | 0 | 0 | 0
STWD | 0 | 0 | 0 | 0 | 0 | 0
WT | 0 | 0 | 0 | 0 | 0 | 0
IGCC | 0 | 0 | 0 | 0 | 0 | 0
DemandResponse | 0 | 0 | 0 | 0 | 0 | 0
IGCC-CCS | 0 | 0 | 0 | 0 | 0 | 0
WT_off | 0 | 0 | 0 | 0 | 0 | 0
PseudoUnit | 0 | 0 | 0 | 0 | 0 | 0
FixedInterchange | 0 | 0 | 0 | 0 | 0 | 0
Emission Cost by Reporting Type: AZ_NM_SNV_NucRenew
ReportingType | 2015 | 2020 | 2025 | 2030 | 2035 | 2040
BM | 0 | 0 | 0 | 0 | 0 | 0
CC | 0 | 0 | 0 | 0 | 0 | 0
CSP | 0 | 0 | 0 | 0 | 0 | 0
CT | 0 | 0 | 0 | 0 | 0 | 0
Coal | 0 | 0 | 0 | 0 | 0 | 0
Geo | 0 | 0 | 0 | 0 | 0 | 0
H | 0 | 0 | 0 | 0 | 0 | 0
LFG | 0 | 0 | 0 | 0 | 0 | 0
Nuc | 0 | 0 | 0 | 0 | 0 | 0
PS | 0 | 0 | 0 | 0 | 0 | 0
PV | 0 | 0 | 0 | 0 | 0 | 0
PeakG | 0 | 0 | 0 | 0 | 0 | 0
PeakO | 0 | 0 | 0 | 0 | 0 | 0
ST | 0 | 0 | 0 | 0 | 0 | 0
STOG | 0 | 0 | 0 | 0 | 0 | 0
STWD | 0 | 0 | 0 | 0 | 0 | 0
WT | 0 | 0 | 0 | 0 | 0 | 0
IGCC | 0 | 0 | 0 | 0 | 0 | 0
DemandResponse | 0 | 0 | 0 | 0 | 0 | 0
IGCC-CCS | 0 | 0 | 0 | 0 | 0 | 0
WT_off | 0 | 0 | 0 | 0 | 0 | 0
PseudoUnit | 0 | 0 | 0 | 0 | 0 | 0
FixedInterchange | 0 | 0 | 0 | 0 | 0 | 0
Emission Cost by Reporting Type: ERCOT
ReportingType | 2015 | 2020 | 2025 | 2030 | 2035 | 2040
BM | 0 | 0 | 0 | 0 | 0 | 0
CC | 0 | 0 | 0 | 0 | 0 | 0
CSP | 0 | 0 | 0 | 0 | 0 | 0
CT | 0 | 0 | 0 | 0 | 0 | 0
Coal | 0 | 0 | 0 | 0 | 0 | 0
Geo | 0 | 0 | 0 | 0 | 0 | 0
H | 0 | 0 | 0 | 0 | 0 | 0
LFG | 0 | 0 | 0 | 0 | 0 | 0
Nuc | 0 | 0 | 0 | 0 | 0 | 0
PS | 0 | 0 | 0 | 0 | 0 | 0
PV | 0 | 0 | 0 | 0 | 0 | 0
PeakG | 0 | 0 | 0 | 0 | 0 | 0
PeakO | 0 | 0 | 0 | 0 | 0 | 0
ST | 0 | 0 | 0 | 0 | 0 | 0
STOG | 0 | 0 | 0 | 0 | 0 | 0
STWD | 0 | 0 | 0 | 0 | 0 | 0
WT | 0 | 0 | 0 | 0 | 0 | 0
IGCC | 0 | 0 | 0 | 0 | 0 | 0
DemandResponse | 0 | 0 | 0 | 0 | 0 | 0
IGCC-CCS | 0 | 0 | 0 | 0 | 0 | 0
WT_off | 0 | 0 | 0 | 0 | 0 | 0
PseudoUnit | 0 | 0 | 0 | 0 | 0 | 0
FixedInterchange | 0 | 0 | 0 | 0 | 0 | 0
Emission Cost by Reporting Type: NP15
ReportingType | 2015 | 2020 | 2025 | 2030 | 2035 | 2040
BM | 0 | 0 | 0 | 0 | 0 | 0
CC | 0 | 0 | 0 | 0 | 0 | 0
CSP | 0 | 0 | 0 | 0 | 0 | 0
CT | 0 | 0 | 0 | 0 | 0 | 0
Coal | 0 | 0 | 0 | 0 | 0 | 0
Geo | 0 | 0 | 0 | 0 | 0 | 0
H | 0 | 0 | 0 | 0 | 0 | 0
LFG | 0 | 0 | 0 | 0 | 0 | 0
Nuc | 0 | 0 | 0 | 0 | 0 | 0
PS | 0 | 0 | 0 | 0 | 0 | 0
PV | 0 | 0 | 0 | 0 | 0 | 0
PeakG | 0 | 0 | 0 | 0 | 0 | 0
PeakO | 0 | 0 | 0 | 0 | 0 | 0
ST | 0 | 0 | 0 | 0 | 0 | 0
STOG | 0 | 0 | 0 | 0 | 0 | 0
STWD | 0 | 0 | 0 | 0 | 0 | 0
WT | 0 | 0 | 0 | 0 | 0 | 0
IGCC | 0 | 0 | 0 | 0 | 0 | 0
DemandResponse | 0 | 0 | 0 | 0 | 0 | 0
IGCC-CCS | 0 | 0 | 0 | 0 | 0 | 0
WT_off | 0 | 0 | 0 | 0 | 0 | 0
PseudoUnit | 0 | 0 | 0 | 0 | 0 | 0
FixedInterchange | 0 | 0 | 0 | 0 | 0 | 0
Emission Cost by Reporting Type: NWPP_Coal
ReportingType | 2015 | 2020 | 2025 | 2030 | 2035 | 2040
BM | 0 | 0 | 0 | 0 | 0 | 0
CC | 0 | 0 | 0 | 0 | 0 | 0
CSP | 0 | 0 | 0 | 0 | 0 | 0
CT | 0 | 0 | 0 | 0 | 0 | 0
Coal | 0 | 0 | 0 | 0 | 0 | 0
Geo | 0 | 0 | 0 | 0 | 0 | 0
H | 0 | 0 | 0 | 0 | 0 | 0
LFG | 0 | 0 | 0 | 0 | 0 | 0
Nuc | 0 | 0 | 0 | 0 | 0 | 0
PS | 0 | 0 | 0 | 0 | 0 | 0
PV | 0 | 0 | 0 | 0 | 0 | 0
PeakG | 0 | 0 | 0 | 0 | 0 | 0
PeakO | 0 | 0 | 0 | 0 | 0 | 0
ST | 0 | 0 | 0 | 0 | 0 | 0
STOG | 0 | 0 | 0 | 0 | 0 | 0
STWD | 0 | 0 | 0 | 0 | 0 | 0
WT | 0 | 0 | 0 | 0 | 0 | 0
IGCC | 0 | 0 | 0 | 0 | 0 | 0
DemandResponse | 0 | 0 | 0 | 0 | 0 | 0
IGCC-CCS | 0 | 0 | 0 | 0 | 0 | 0
WT_off | 0 | 0 | 0 | 0 | 0 | 0
PseudoUnit | 0 | 0 | 0 | 0 | 0 | 0
FixedInterchange | 0 | 0 | 0 | 0 | 0 | 0
Emission Cost by Reporting Type: NWPP_Gas
ReportingType | 2015 | 2020 | 2025 | 2030 | 2035 | 2040
BM | 0 | 0 | 0 | 0 | 0 | 0
CC | 0 | 0 | 0 | 0 | 0 | 0
CSP | 0 | 0 | 0 | 0 | 0 | 0
CT | 0 | 0 | 0 | 0 | 0 | 0
Coal | 0 | 0 | 0 | 0 | 0 | 0
Geo | 0 | 0 | 0 | 0 | 0 | 0
H | 0 | 0 | 0 | 0 | 0 | 0
LFG | 0 | 0 | 0 | 0 | 0 | 0
Nuc | 0 | 0 | 0 | 0 | 0 | 0
PS | 0 | 0 | 0 | 0 | 0 | 0
PV | 0 | 0 | 0 | 0 | 0 | 0
PeakG | 0 | 0 | 0 | 0 | 0 | 0
PeakO | 0 | 0 | 0 | 0 | 0 | 0
ST | 0 | 0 | 0 | 0 | 0 | 0
STOG | 0 | 0 | 0 | 0 | 0 | 0
STWD | 0 | 0 | 0 | 0 | 0 | 0
WT | 0 | 0 | 0 | 0 | 0 | 0
IGCC | 0 | 0 | 0 | 0 | 0 | 0
DemandResponse | 0 | 0 | 0 | 0 | 0 | 0
IGCC-CCS | 0 | 0 | 0 | 0 | 0 | 0
WT_off | 0 | 0 | 0 | 0 | 0 | 0
PseudoUnit | 0 | 0 | 0 | 0 | 0 | 0
FixedInterchange | 0 | 0 | 0 | 0 | 0 | 0
Emission Cost by Reporting Type: NWPP_NucRenew
ReportingType | 2015 | 2020 | 2025 | 2030 | 2035 | 2040
BM | 0 | 0 | 0 | 0 | 0 | 0
CC | 0 | 0 | 0 | 0 | 0 | 0
CSP | 0 | 0 | 0 | 0 | 0 | 0
CT | 0 | 0 | 0 | 0 | 0 | 0
Coal | 0 | 0 | 0 | 0 | 0 | 0
Geo | 0 | 0 | 0 | 0 | 0 | 0
H | 0 | 0 | 0 | 0 | 0 | 0
LFG | 0 | 0 | 0 | 0 | 0 | 0
Nuc | 0 | 0 | 0 | 0 | 0 | 0
PS | 0 | 0 | 0 | 0 | 0 | 0
PV | 0 | 0 | 0 | 0 | 0 | 0
PeakG | 0 | 0 | 0 | 0 | 0 | 0
PeakO | 0 | 0 | 0 | 0 | 0 | 0
ST | 0 | 0 | 0 | 0 | 0 | 0
STOG | 0 | 0 | 0 | 0 | 0 | 0
STWD | 0 | 0 | 0 | 0 | 0 | 0
WT | 0 | 0 | 0 | 0 | 0 | 0
IGCC | 0 | 0 | 0 | 0 | 0 | 0
DemandResponse | 0 | 0 | 0 | 0 | 0 | 0
IGCC-CCS | 0 | 0 | 0 | 0 | 0 | 0
WT_off | 0 | 0 | 0 | 0 | 0 | 0
PseudoUnit | 0 | 0 | 0 | 0 | 0 | 0
FixedInterchange | 0 | 0 | 0 | 0 | 0 | 0
Emission Cost by Reporting Type: RMPA
ReportingType | 2015 | 2020 | 2025 | 2030 | 2035 | 2040
BM | 0 | 0 | 0 | 0 | 0 | 0
CC | 0 | 0 | 0 | 0 | 0 | 0
CSP | 0 | 0 | 0 | 0 | 0 | 0
CT | 0 | 0 | 0 | 0 | 0 | 0
Coal | 0 | 0 | 0 | 0 | 0 | 0
Geo | 0 | 0 | 0 | 0 | 0 | 0
H | 0 | 0 | 0 | 0 | 0 | 0
LFG | 0 | 0 | 0 | 0 | 0 | 0
Nuc | 0 | 0 | 0 | 0 | 0 | 0
PS | 0 | 0 | 0 | 0 | 0 | 0
PV | 0 | 0 | 0 | 0 | 0 | 0
PeakG | 0 | 0 | 0 | 0 | 0 | 0
PeakO | 0 | 0 | 0 | 0 | 0 | 0
ST | 0 | 0 | 0 | 0 | 0 | 0
STOG | 0 | 0 | 0 | 0 | 0 | 0
STWD | 0 | 0 | 0 | 0 | 0 | 0
WT | 0 | 0 | 0 | 0 | 0 | 0
IGCC | 0 | 0 | 0 | 0 | 0 | 0
DemandResponse | 0 | 0 | 0 | 0 | 0 | 0
IGCC-CCS | 0 | 0 | 0 | 0 | 0 | 0
WT_off | 0 | 0 | 0 | 0 | 0 | 0
PseudoUnit | 0 | 0 | 0 | 0 | 0 | 0
FixedInterchange | 0 | 0 | 0 | 0 | 0 | 0
Emission Cost by Reporting Type: SP15
ReportingType | 2015 | 2020 | 2025 | 2030 | 2035 | 2040
BM | 0 | 0 | 0 | 0 | 0 | 0
CC | 0 | 0 | 0 | 0 | 0 | 0
CSP | 0 | 0 | 0 | 0 | 0 | 0
CT | 0 | 0 | 0 | 0 | 0 | 0
Coal | 0 | 0 | 0 | 0 | 0 | 0
Geo | 0 | 0 | 0 | 0 | 0 | 0
H | 0 | 0 | 0 | 0 | 0 | 0
LFG | 0 | 0 | 0 | 0 | 0 | 0
Nuc | 0 | 0 | 0 | 0 | 0 | 0
PS | 0 | 0 | 0 | 0 | 0 | 0
PV | 0 | 0 | 0 | 0 | 0 | 0
PeakG | 0 | 0 | 0 | 0 | 0 | 0
PeakO | 0 | 0 | 0 | 0 | 0 | 0
ST | 0 | 0 | 0 | 0 | 0 | 0
STOG | 0 | 0 | 0 | 0 | 0 | 0
STWD | 0 | 0 | 0 | 0 | 0 | 0
WT | 0 | 0 | 0 | 0 | 0 | 0
IGCC | 0 | 0 | 0 | 0 | 0 | 0
DemandResponse | 0 | 0 | 0 | 0 | 0 | 0
IGCC-CCS | 0 | 0 | 0 | 0 | 0 | 0
WT_off | 0 | 0 | 0 | 0 | 0 | 0
PseudoUnit | 0 | 0 | 0 | 0 | 0 | 0
FixedInterchange | 0 | 0 | 0 | 0 | 0 | 0
Emission Cost by Reporting Type: ALB
ReportingType | 2015 | 2020 | 2025 | 2030 | 2035 | 2040
BM | 0 | 0 | 0 | 0 | 0 | 0
CC | 0 | 0 | 0 | 0 | 0 | 0
CSP | 0 | 0 | 0 | 0 | 0 | 0
CT | 0 | 0 | 0 | 0 | 0 | 0
Coal | 0 | 0 | 0 | 0 | 0 | 0
Geo | 0 | 0 | 0 | 0 | 0 | 0
H | 0 | 0 | 0 | 0 | 0 | 0
LFG | 0 | 0 | 0 | 0 | 0 | 0
Nuc | 0 | 0 | 0 | 0 | 0 | 0
PS | 0 | 0 | 0 | 0 | 0 | 0
PV | 0 | 0 | 0 | 0 | 0 | 0
PeakG | 0 | 0 | 0 | 0 | 0 | 0
PeakO | 0 | 0 | 0 | 0 | 0 | 0
ST | 0 | 0 | 0 | 0 | 0 | 0
STOG | 0 | 0 | 0 | 0 | 0 | 0
STWD | 0 | 0 | 0 | 0 | 0 | 0
WT | 0 | 0 | 0 | 0 | 0 | 0
IGCC | 0 | 0 | 0 | 0 | 0 | 0
DemandResponse | 0 | 0 | 0 | 0 | 0 | 0
IGCC-CCS | 0 | 0 | 0 | 0 | 0 | 0
WT_off | 0 | 0 | 0 | 0 | 0 | 0
PseudoUnit | 0 | 0 | 0 | 0 | 0 | 0
FixedInterchange | 0 | 0 | 0 | 0 | 0 | 0
Emission Cost by Reporting Type: BC
ReportingType | 2015 | 2020 | 2025 | 2030 | 2035 | 2040
BM | 0 | 0 | 0 | 0 | 0 | 0
CC | 0 | 0 | 0 | 0 | 0 | 0
CSP | 0 | 0 | 0 | 0 | 0 | 0
CT | 0 | 0 | 0 | 0 | 0 | 0
Coal | 0 | 0 | 0 | 0 | 0 | 0
Geo | 0 | 0 | 0 | 0 | 0 | 0
H | 0 | 0 | 0 | 0 | 0 | 0
LFG | 0 | 0 | 0 | 0 | 0 | 0
Nuc | 0 | 0 | 0 | 0 | 0 | 0
PS | 0 | 0 | 0 | 0 | 0 | 0
PV | 0 | 0 | 0 | 0 | 0 | 0
PeakG | 0 | 0 | 0 | 0 | 0 | 0
PeakO | 0 | 0 | 0 | 0 | 0 | 0
ST | 0 | 0 | 0 | 0 | 0 | 0
STOG | 0 | 0 | 0 | 0 | 0 | 0
STWD | 0 | 0 | 0 | 0 | 0 | 0
WT | 0 | 0 | 0 | 0 | 0 | 0
IGCC | 0 | 0 | 0 | 0 | 0 | 0
DemandResponse | 0 | 0 | 0 | 0 | 0 | 0
IGCC-CCS | 0 | 0 | 0 | 0 | 0 | 0
WT_off | 0 | 0 | 0 | 0 | 0 | 0
PseudoUnit | 0 | 0 | 0 | 0 | 0 | 0
FixedInterchange | 0 | 0 | 0 | 0 | 0 | 0
Emission Cost by Reporting Type: HQ_IESO
ReportingType | 2015 | 2020 | 2025 | 2030 | 2035 | 2040
BM | 0 | 0 | 0 | 0 | 0 | 0
CC | 0 | 0 | 0 | 0 | 0 | 0
CSP | 0 | 0 | 0 | 0 | 0 | 0
CT | 0 | 0 | 0 | 0 | 0 | 0
Coal | 0 | 0 | 0 | 0 | 0 | 0
Geo | 0 | 0 | 0 | 0 | 0 | 0
H | 0 | 0 | 0 | 0 | 0 | 0
LFG | 0 | 0 | 0 | 0 | 0 | 0
Nuc | 0 | 0 | 0 | 0 | 0 | 0
PS | 0 | 0 | 0 | 0 | 0 | 0
PV | 0 | 0 | 0 | 0 | 0 | 0
PeakG | 0 | 0 | 0 | 0 | 0 | 0
PeakO | 0 | 0 | 0 | 0 | 0 | 0
ST | 0 | 0 | 0 | 0 | 0 | 0
STOG | 0 | 0 | 0 | 0 | 0 | 0
STWD | 0 | 0 | 0 | 0 | 0 | 0
WT | 0 | 0 | 0 | 0 | 0 | 0
IGCC | 0 | 0 | 0 | 0 | 0 | 0
DemandResponse | 0 | 0 | 0 | 0 | 0 | 0
IGCC-CCS | 0 | 0 | 0 | 0 | 0 | 0
WT_off | 0 | 0 | 0 | 0 | 0 | 0
PseudoUnit | 0 | 0 | 0 | 0 | 0 | 0
FixedInterchange | 0 | 0 | 0 | 0 | 0 | 0
Emission Cost by Reporting Type: HQ_NEISO
ReportingType | 2015 | 2020 | 2025 | 2030 | 2035 | 2040
BM | 0 | 0 | 0 | 0 | 0 | 0
CC | 0 | 0 | 0 | 0 | 0 | 0
CSP | 0 | 0 | 0 | 0 | 0 | 0
CT | 0 | 0 | 0 | 0 | 0 | 0
Coal | 0 | 0 | 0 | 0 | 0 | 0
Geo | 0 | 0 | 0 | 0 | 0 | 0
H | 0 | 0 | 0 | 0 | 0 | 0
LFG | 0 | 0 | 0 | 0 | 0 | 0
Nuc | 0 | 0 | 0 | 0 | 0 | 0
PS | 0 | 0 | 0 | 0 | 0 | 0
PV | 0 | 0 | 0 | 0 | 0 | 0
PeakG | 0 | 0 | 0 | 0 | 0 | 0
PeakO | 0 | 0 | 0 | 0 | 0 | 0
ST | 0 | 0 | 0 | 0 | 0 | 0
STOG | 0 | 0 | 0 | 0 | 0 | 0
STWD | 0 | 0 | 0 | 0 | 0 | 0
WT | 0 | 0 | 0 | 0 | 0 | 0
IGCC | 0 | 0 | 0 | 0 | 0 | 0
DemandResponse | 0 | 0 | 0 | 0 | 0 | 0
IGCC-CCS | 0 | 0 | 0 | 0 | 0 | 0
WT_off | 0 | 0 | 0 | 0 | 0 | 0
PseudoUnit | 0 | 0 | 0 | 0 | 0 | 0
FixedInterchange | 0 | 0 | 0 | 0 | 0 | 0
Emission Cost by Reporting Type: HQ_NY
ReportingType | 2015 | 2020 | 2025 | 2030 | 2035 | 2040
BM | 0 | 0 | 0 | 0 | 0 | 0
CC | 0 | 0 | 0 | 0 | 0 | 0
CSP | 0 | 0 | 0 | 0 | 0 | 0
CT | 0 | 0 | 0 | 0 | 0 | 0
Coal | 0 | 0 | 0 | 0 | 0 | 0
Geo | 0 | 0 | 0 | 0 | 0 | 0
H | 0 | 0 | 0 | 0 | 0 | 0
LFG | 0 | 0 | 0 | 0 | 0 | 0
Nuc | 0 | 0 | 0 | 0 | 0 | 0
PS | 0 | 0 | 0 | 0 | 0 | 0
PV | 0 | 0 | 0 | 0 | 0 | 0
PeakG | 0 | 0 | 0 | 0 | 0 | 0
PeakO | 0 | 0 | 0 | 0 | 0 | 0
ST | 0 | 0 | 0 | 0 | 0 | 0
STOG | 0 | 0 | 0 | 0 | 0 | 0
STWD | 0 | 0 | 0 | 0 | 0 | 0
WT | 0 | 0 | 0 | 0 | 0 | 0
IGCC | 0 | 0 | 0 | 0 | 0 | 0
DemandResponse | 0 | 0 | 0 | 0 | 0 | 0
IGCC-CCS | 0 | 0 | 0 | 0 | 0 | 0
WT_off | 0 | 0 | 0 | 0 | 0 | 0
PseudoUnit | 0 | 0 | 0 | 0 | 0 | 0
FixedInterchange | 0 | 0 | 0 | 0 | 0 | 0
Emission Cost by Reporting Type: MARITIMES
ReportingType | 2015 | 2020 | 2025 | 2030 | 2035 | 2040
BM | 0 | 0 | 0 | 0 | 0 | 0
CC | 0 | 0 | 0 | 0 | 0 | 0
CSP | 0 | 0 | 0 | 0 | 0 | 0
CT | 0 | 0 | 0 | 0 | 0 | 0
Coal | 0 | 0 | 0 | 0 | 0 | 0
Geo | 0 | 0 | 0 | 0 | 0 | 0
H | 0 | 0 | 0 | 0 | 0 | 0
LFG | 0 | 0 | 0 | 0 | 0 | 0
Nuc | 0 | 0 | 0 | 0 | 0 | 0
PS | 0 | 0 | 0 | 0 | 0 | 0
PV | 0 | 0 | 0 | 0 | 0 | 0
PeakG | 0 | 0 | 0 | 0 | 0 | 0
PeakO | 0 | 0 | 0 | 0 | 0 | 0
ST | 0 | 0 | 0 | 0 | 0 | 0
STOG | 0 | 0 | 0 | 0 | 0 | 0
STWD | 0 | 0 | 0 | 0 | 0 | 0
WT | 0 | 0 | 0 | 0 | 0 | 0
IGCC | 0 | 0 | 0 | 0 | 0 | 0
DemandResponse | 0 | 0 | 0 | 0 | 0 | 0
IGCC-CCS | 0 | 0 | 0 | 0 | 0 | 0
WT_off | 0 | 0 | 0 | 0 | 0 | 0
PseudoUnit | 0 | 0 | 0 | 0 | 0 | 0
FixedInterchange | 0 | 0 | 0 | 0 | 0 | 0
Emission Cost by Reporting Type: All
ReportingType | 2015 | 2020 | 2025 | 2030 | 2035 | 2040
BM | 0 | 0 | 0 | 0 | 0 | 0
CC | 0 | 0 | 0 | 0 | 0 | 0
CSP | 0 | 0 | 0 | 0 | 0 | 0
CT | 0 | 0 | 0 | 0 | 0 | 0
Coal | 0 | 0 | 0 | 0 | 0 | 0
Geo | 0 | 0 | 0 | 0 | 0 | 0
H | 0 | 0 | 0 | 0 | 0 | 0
LFG | 0 | 0 | 0 | 0 | 0 | 0
Nuc | 0 | 0 | 0 | 0 | 0 | 0
PS | 0 | 0 | 0 | 0 | 0 | 0
PV | 0 | 0 | 0 | 0 | 0 | 0
PeakG | 0 | 0 | 0 | 0 | 0 | 0
PeakO | 0 | 0 | 0 | 0 | 0 | 0
ST | 0 | 0 | 0 | 0 | 0 | 0
STOG | 0 | 0 | 0 | 0 | 0 | 0
STWD | 0 | 0 | 0 | 0 | 0 | 0
WT | 0 | 0 | 0 | 0 | 0 | 0
IGCC | 0 | 0 | 0 | 0 | 0 | 0
DemandResponse | 0 | 0 | 0 | 0 | 0 | 0
IGCC-CCS | 0 | 0 | 0 | 0 | 0 | 0
WT_off | 0 | 0 | 0 | 0 | 0 | 0
PseudoUnit | 0 | 0 | 0 | 0 | 0 | 0
FixedInterchange | 0 | 0 | 0 | 0 | 0 | 0
Emission Cost by Reporting Type: EI_US
ReportingType | 2015 | 2020 | 2025 | 2030 | 2035 | 2040
BM | 0 | 0 | 0 | 0 | 0 | 0
CC | 0 | 0 | 0 | 0 | 0 | 0
CSP | 0 | 0 | 0 | 0 | 0 | 0
CT | 0 | 0 | 0 | 0 | 0 | 0
Coal | 0 | 0 | 0 | 0 | 0 | 0
Geo | 0 | 0 | 0 | 0 | 0 | 0
H | 0 | 0 | 0 | 0 | 0 | 0
LFG | 0 | 0 | 0 | 0 | 0 | 0
Nuc | 0 | 0 | 0 | 0 | 0 | 0
PS | 0 | 0 | 0 | 0 | 0 | 0
PV | 0 | 0 | 0 | 0 | 0 | 0
PeakG | 0 | 0 | 0 | 0 | 0 | 0
PeakO | 0 | 0 | 0 | 0 | 0 | 0
ST | 0 | 0 | 0 | 0 | 0 | 0
STOG | 0 | 0 | 0 | 0 | 0 | 0
STWD | 0 | 0 | 0 | 0 | 0 | 0
WT | 0 | 0 | 0 | 0 | 0 | 0
IGCC | 0 | 0 | 0 | 0 | 0 | 0
DemandResponse | 0 | 0 | 0 | 0 | 0 | 0
IGCC-CCS | 0 | 0 | 0 | 0 | 0 | 0
WT_off | 0 | 0 | 0 | 0 | 0 | 0
PseudoUnit | 0 | 0 | 0 | 0 | 0 | 0
FixedInterchange | 0 | 0 | 0 | 0 | 0 | 0
Emission Cost by Reporting Type: EI_Canada
ReportingType | 2015 | 2020 | 2025 | 2030 | 2035 | 2040
BM | 0 | 0 | 0 | 0 | 0 | 0
CC | 0 | 0 | 0 | 0 | 0 | 0
CSP | 0 | 0 | 0 | 0 | 0 | 0
CT | 0 | 0 | 0 | 0 | 0 | 0
Coal | 0 | 0 | 0 | 0 | 0 | 0
Geo | 0 | 0 | 0 | 0 | 0 | 0
H | 0 | 0 | 0 | 0 | 0 | 0
LFG | 0 | 0 | 0 | 0 | 0 | 0
Nuc | 0 | 0 | 0 | 0 | 0 | 0
PS | 0 | 0 | 0 | 0 | 0 | 0
PV | 0 | 0 | 0 | 0 | 0 | 0
PeakG | 0 | 0 | 0 | 0 | 0 | 0
PeakO | 0 | 0 | 0 | 0 | 0 | 0
ST | 0 | 0 | 0 | 0 | 0 | 0
STOG | 0 | 0 | 0 | 0 | 0 | 0
STWD | 0 | 0 | 0 | 0 | 0 | 0
WT | 0 | 0 | 0 | 0 | 0 | 0
IGCC | 0 | 0 | 0 | 0 | 0 | 0
DemandResponse | 0 | 0 | 0 | 0 | 0 | 0
IGCC-CCS | 0 | 0 | 0 | 0 | 0 | 0
WT_off | 0 | 0 | 0 | 0 | 0 | 0
PseudoUnit | 0 | 0 | 0 | 0 | 0 | 0
FixedInterchange | 0 | 0 | 0 | 0 | 0 | 0
Emission Cost by Reporting Type: EI
ReportingType | 2015 | 2020 | 2025 | 2030 | 2035 | 2040
BM | 0 | 0 | 0 | 0 | 0 | 0
CC | 0 | 0 | 0 | 0 | 0 | 0
CSP | 0 | 0 | 0 | 0 | 0 | 0
CT | 0 | 0 | 0 | 0 | 0 | 0
Coal | 0 | 0 | 0 | 0 | 0 | 0
Geo | 0 | 0 | 0 | 0 | 0 | 0
H | 0 | 0 | 0 | 0 | 0 | 0
LFG | 0 | 0 | 0 | 0 | 0 | 0
Nuc | 0 | 0 | 0 | 0 | 0 | 0
PS | 0 | 0 | 0 | 0 | 0 | 0
PV | 0 | 0 | 0 | 0 | 0 | 0
PeakG | 0 | 0 | 0 | 0 | 0 | 0
PeakO | 0 | 0 | 0 | 0 | 0 | 0
ST | 0 | 0 | 0 | 0 | 0 | 0
STOG | 0 | 0 | 0 | 0 | 0 | 0
STWD | 0 | 0 | 0 | 0 | 0 | 0
WT | 0 | 0 | 0 | 0 | 0 | 0
IGCC | 0 | 0 | 0 | 0 | 0 | 0
DemandResponse | 0 | 0 | 0 | 0 | 0 | 0
IGCC-CCS | 0 | 0 | 0 | 0 | 0 | 0
WT_off | 0 | 0 | 0 | 0 | 0 | 0
PseudoUnit | 0 | 0 | 0 | 0 | 0 | 0
FixedInterchange | 0 | 0 | 0 | 0 | 0 | 0
Emission Cost by Reporting Type: Outside_EI
ReportingType | 2015 | 2020 | 2025 | 2030 | 2035 | 2040
BM | 0 | 0 | 0 | 0 | 0 | 0
CC | 0 | 0 | 0 | 0 | 0 | 0
CSP | 0 | 0 | 0 | 0 | 0 | 0
CT | 0 | 0 | 0 | 0 | 0 | 0
Coal | 0 | 0 | 0 | 0 | 0 | 0
Geo | 0 | 0 | 0 | 0 | 0 | 0
H | 0 | 0 | 0 | 0 | 0 | 0
LFG | 0 | 0 | 0 | 0 | 0 | 0
Nuc | 0 | 0 | 0 | 0 | 0 | 0
PS | 0 | 0 | 0 | 0 | 0 | 0
PV | 0 | 0 | 0 | 0 | 0 | 0
PeakG | 0 | 0 | 0 | 0 | 0 | 0
PeakO | 0 | 0 | 0 | 0 | 0 | 0
ST | 0 | 0 | 0 | 0 | 0 | 0
STOG | 0 | 0 | 0 | 0 | 0 | 0
STWD | 0 | 0 | 0 | 0 | 0 | 0
WT | 0 | 0 | 0 | 0 | 0 | 0
IGCC | 0 | 0 | 0 | 0 | 0 | 0
DemandResponse | 0 | 0 | 0 | 0 | 0 | 0
IGCC-CCS | 0 | 0 | 0 | 0 | 0 | 0
WT_off | 0 | 0 | 0 | 0 | 0 | 0
PseudoUnit | 0 | 0 | 0 | 0 | 0 | 0
FixedInterchange | 0 | 0 | 0 | 0 | 0 | 0
==== Emission Program: CAMR : (Hg) ====
Emission Cost by Reporting Type: Entergy
ReportingType | 2015 | 2020 | 2025 | 2030 | 2035 | 2040
BM | 0 | 0 | 0 | 0 | 0 | 0
CC | 0 | 0 | 0 | 0 | 0 | 0
CSP | 0 | 0 | 0 | 0 | 0 | 0
CT | 0 | 0 | 0 | 0 | 0 | 0
Coal | 0 | 0 | 0 | 0 | 0 | 0
Geo | 0 | 0 | 0 | 0 | 0 | 0
H | 0 | 0 | 0 | 0 | 0 | 0
LFG | 0 | 0 | 0 | 0 | 0 | 0
Nuc | 0 | 0 | 0 | 0 | 0 | 0
PS | 0 | 0 | 0 | 0 | 0 | 0
PV | 0 | 0 | 0 | 0 | 0 | 0
PeakG | 0 | 0 | 0 | 0 | 0 | 0
PeakO | 0 | 0 | 0 | 0 | 0 | 0
ST | 0 | 0 | 0 | 0 | 0 | 0
STOG | 0 | 0 | 0 | 0 | 0 | 0
STWD | 0 | 0 | 0 | 0 | 0 | 0
WT | 0 | 0 | 0 | 0 | 0 | 0
IGCC | 0 | 0 | 0 | 0 | 0 | 0
DemandResponse | 0 | 0 | 0 | 0 | 0 | 0
IGCC-CCS | 0 | 0 | 0 | 0 | 0 | 0
WT_off | 0 | 0 | 0 | 0 | 0 | 0
PseudoUnit | 0 | 0 | 0 | 0 | 0 | 0
FixedInterchange | 0 | 0 | 0 | 0 | 0 | 0
Emission Cost by Reporting Type: FRCC
ReportingType | 2015 | 2020 | 2025 | 2030 | 2035 | 2040
BM | 0 | 0 | 0 | 0 | 0 | 0
CC | 0 | 0 | 0 | 0 | 0 | 0
CSP | 0 | 0 | 0 | 0 | 0 | 0
CT | 0 | 0 | 0 | 0 | 0 | 0
Coal | 0 | 0 | 0 | 0 | 0 | 0
Geo | 0 | 0 | 0 | 0 | 0 | 0
H | 0 | 0 | 0 | 0 | 0 | 0
LFG | 0 | 0 | 0 | 0 | 0 | 0
Nuc | 0 | 0 | 0 | 0 | 0 | 0
PS | 0 | 0 | 0 | 0 | 0 | 0
PV | 0 | 0 | 0 | 0 | 0 | 0
PeakG | 0 | 0 | 0 | 0 | 0 | 0
PeakO | 0 | 0 | 0 | 0 | 0 | 0
ST | 0 | 0 | 0 | 0 | 0 | 0
STOG | 0 | 0 | 0 | 0 | 0 | 0
STWD | 0 | 0 | 0 | 0 | 0 | 0
WT | 0 | 0 | 0 | 0 | 0 | 0
IGCC | 0 | 0 | 0 | 0 | 0 | 0
DemandResponse | 0 | 0 | 0 | 0 | 0 | 0
IGCC-CCS | 0 | 0 | 0 | 0 | 0 | 0
WT_off | 0 | 0 | 0 | 0 | 0 | 0
PseudoUnit | 0 | 0 | 0 | 0 | 0 | 0
FixedInterchange | 0 | 0 | 0 | 0 | 0 | 0
Emission Cost by Reporting Type: MAPP_US
ReportingType | 2015 | 2020 | 2025 | 2030 | 2035 | 2040
BM | 0 | 0 | 0 | 0 | 0 | 0
CC | 0 | 0 | 0 | 0 | 0 | 0
CSP | 0 | 0 | 0 | 0 | 0 | 0
CT | 0 | 0 | 0 | 0 | 0 | 0
Coal | 0 | 0 | 0 | 0 | 0 | 0
Geo | 0 | 0 | 0 | 0 | 0 | 0
H | 0 | 0 | 0 | 0 | 0 | 0
LFG | 0 | 0 | 0 | 0 | 0 | 0
Nuc | 0 | 0 | 0 | 0 | 0 | 0
PS | 0 | 0 | 0 | 0 | 0 | 0
PV | 0 | 0 | 0 | 0 | 0 | 0
PeakG | 0 | 0 | 0 | 0 | 0 | 0
PeakO | 0 | 0 | 0 | 0 | 0 | 0
ST | 0 | 0 | 0 | 0 | 0 | 0
STOG | 0 | 0 | 0 | 0 | 0 | 0
STWD | 0 | 0 | 0 | 0 | 0 | 0
WT | 0 | 0 | 0 | 0 | 0 | 0
IGCC | 0 | 0 | 0 | 0 | 0 | 0
DemandResponse | 0 | 0 | 0 | 0 | 0 | 0
IGCC-CCS | 0 | 0 | 0 | 0 | 0 | 0
WT_off | 0 | 0 | 0 | 0 | 0 | 0
PseudoUnit | 0 | 0 | 0 | 0 | 0 | 0
FixedInterchange | 0 | 0 | 0 | 0 | 0 | 0
Emission Cost by Reporting Type: MISO_IN
ReportingType | 2015 | 2020 | 2025 | 2030 | 2035 | 2040
BM | 0 | 0 | 0 | 0 | 0 | 0
CC | 0 | 0 | 0 | 0 | 0 | 0
CSP | 0 | 0 | 0 | 0 | 0 | 0
CT | 0 | 0 | 0 | 0 | 0 | 0
Coal | 0 | 0 | 0 | 0 | 0 | 0
Geo | 0 | 0 | 0 | 0 | 0 | 0
H | 0 | 0 | 0 | 0 | 0 | 0
LFG | 0 | 0 | 0 | 0 | 0 | 0
Nuc | 0 | 0 | 0 | 0 | 0 | 0
PS | 0 | 0 | 0 | 0 | 0 | 0
PV | 0 | 0 | 0 | 0 | 0 | 0
PeakG | 0 | 0 | 0 | 0 | 0 | 0
PeakO | 0 | 0 | 0 | 0 | 0 | 0
ST | 0 | 0 | 0 | 0 | 0 | 0
STOG | 0 | 0 | 0 | 0 | 0 | 0
STWD | 0 | 0 | 0 | 0 | 0 | 0
WT | 0 | 0 | 0 | 0 | 0 | 0
IGCC | 0 | 0 | 0 | 0 | 0 | 0
DemandResponse | 0 | 0 | 0 | 0 | 0 | 0
IGCC-CCS | 0 | 0 | 0 | 0 | 0 | 0
WT_off | 0 | 0 | 0 | 0 | 0 | 0
PseudoUnit | 0 | 0 | 0 | 0 | 0 | 0
FixedInterchange | 0 | 0 | 0 | 0 | 0 | 0
Emission Cost by Reporting Type: MISO_MI
ReportingType | 2015 | 2020 | 2025 | 2030 | 2035 | 2040
BM | 0 | 0 | 0 | 0 | 0 | 0
CC | 0 | 0 | 0 | 0 | 0 | 0
CSP | 0 | 0 | 0 | 0 | 0 | 0
CT | 0 | 0 | 0 | 0 | 0 | 0
Coal | 0 | 0 | 0 | 0 | 0 | 0
Geo | 0 | 0 | 0 | 0 | 0 | 0
H | 0 | 0 | 0 | 0 | 0 | 0
LFG | 0 | 0 | 0 | 0 | 0 | 0
Nuc | 0 | 0 | 0 | 0 | 0 | 0
PS | 0 | 0 | 0 | 0 | 0 | 0
PV | 0 | 0 | 0 | 0 | 0 | 0
PeakG | 0 | 0 | 0 | 0 | 0 | 0
PeakO | 0 | 0 | 0 | 0 | 0 | 0
ST | 0 | 0 | 0 | 0 | 0 | 0
STOG | 0 | 0 | 0 | 0 | 0 | 0
STWD | 0 | 0 | 0 | 0 | 0 | 0
WT | 0 | 0 | 0 | 0 | 0 | 0
IGCC | 0 | 0 | 0 | 0 | 0 | 0
DemandResponse | 0 | 0 | 0 | 0 | 0 | 0
IGCC-CCS | 0 | 0 | 0 | 0 | 0 | 0
WT_off | 0 | 0 | 0 | 0 | 0 | 0
PseudoUnit | 0 | 0 | 0 | 0 | 0 | 0
FixedInterchange | 0 | 0 | 0 | 0 | 0 | 0
Emission Cost by Reporting Type: MISO_MO-IL
ReportingType | 2015 | 2020 | 2025 | 2030 | 2035 | 2040
BM | 0 | 0 | 0 | 0 | 0 | 0
CC | 0 | 0 | 0 | 0 | 0 | 0
CSP | 0 | 0 | 0 | 0 | 0 | 0
CT | 0 | 0 | 0 | 0 | 0 | 0
Coal | 0 | 0 | 0 | 0 | 0 | 0
Geo | 0 | 0 | 0 | 0 | 0 | 0
H | 0 | 0 | 0 | 0 | 0 | 0
LFG | 0 | 0 | 0 | 0 | 0 | 0
Nuc | 0 | 0 | 0 | 0 | 0 | 0
PS | 0 | 0 | 0 | 0 | 0 | 0
PV | 0 | 0 | 0 | 0 | 0 | 0
PeakG | 0 | 0 | 0 | 0 | 0 | 0
PeakO | 0 | 0 | 0 | 0 | 0 | 0
ST | 0 | 0 | 0 | 0 | 0 | 0
STOG | 0 | 0 | 0 | 0 | 0 | 0
STWD | 0 | 0 | 0 | 0 | 0 | 0
WT | 0 | 0 | 0 | 0 | 0 | 0
IGCC | 0 | 0 | 0 | 0 | 0 | 0
DemandResponse | 0 | 0 | 0 | 0 | 0 | 0
IGCC-CCS | 0 | 0 | 0 | 0 | 0 | 0
WT_off | 0 | 0 | 0 | 0 | 0 | 0
PseudoUnit | 0 | 0 | 0 | 0 | 0 | 0
FixedInterchange | 0 | 0 | 0 | 0 | 0 | 0
Emission Cost by Reporting Type: MISO_W
ReportingType | 2015 | 2020 | 2025 | 2030 | 2035 | 2040
BM | 0 | 0 | 0 | 0 | 0 | 0
CC | 0 | 0 | 0 | 0 | 0 | 0
CSP | 0 | 0 | 0 | 0 | 0 | 0
CT | 0 | 0 | 0 | 0 | 0 | 0
Coal | 0 | 0 | 0 | 0 | 0 | 0
Geo | 0 | 0 | 0 | 0 | 0 | 0
H | 0 | 0 | 0 | 0 | 0 | 0
LFG | 0 | 0 | 0 | 0 | 0 | 0
Nuc | 0 | 0 | 0 | 0 | 0 | 0
PS | 0 | 0 | 0 | 0 | 0 | 0
PV | 0 | 0 | 0 | 0 | 0 | 0
PeakG | 0 | 0 | 0 | 0 | 0 | 0
PeakO | 0 | 0 | 0 | 0 | 0 | 0
ST | 0 | 0 | 0 | 0 | 0 | 0
STOG | 0 | 0 | 0 | 0 | 0 | 0
STWD | 0 | 0 | 0 | 0 | 0 | 0
WT | 0 | 0 | 0 | 0 | 0 | 0
IGCC | 0 | 0 | 0 | 0 | 0 | 0
DemandResponse | 0 | 0 | 0 | 0 | 0 | 0
IGCC-CCS | 0 | 0 | 0 | 0 | 0 | 0
WT_off | 0 | 0 | 0 | 0 | 0 | 0
PseudoUnit | 0 | 0 | 0 | 0 | 0 | 0
FixedInterchange | 0 | 0 | 0 | 0 | 0 | 0
Emission Cost by Reporting Type: MISO_WUMS
ReportingType | 2015 | 2020 | 2025 | 2030 | 2035 | 2040
BM | 0 | 0 | 0 | 0 | 0 | 0
CC | 0 | 0 | 0 | 0 | 0 | 0
CSP | 0 | 0 | 0 | 0 | 0 | 0
CT | 0 | 0 | 0 | 0 | 0 | 0
Coal | 0 | 0 | 0 | 0 | 0 | 0
Geo | 0 | 0 | 0 | 0 | 0 | 0
H | 0 | 0 | 0 | 0 | 0 | 0
LFG | 0 | 0 | 0 | 0 | 0 | 0
Nuc | 0 | 0 | 0 | 0 | 0 | 0
PS | 0 | 0 | 0 | 0 | 0 | 0
PV | 0 | 0 | 0 | 0 | 0 | 0
PeakG | 0 | 0 | 0 | 0 | 0 | 0
PeakO | 0 | 0 | 0 | 0 | 0 | 0
ST | 0 | 0 | 0 | 0 | 0 | 0
STOG | 0 | 0 | 0 | 0 | 0 | 0
STWD | 0 | 0 | 0 | 0 | 0 | 0
WT | 0 | 0 | 0 | 0 | 0 | 0
IGCC | 0 | 0 | 0 | 0 | 0 | 0
DemandResponse | 0 | 0 | 0 | 0 | 0 | 0
IGCC-CCS | 0 | 0 | 0 | 0 | 0 | 0
WT_off | 0 | 0 | 0 | 0 | 0 | 0
PseudoUnit | 0 | 0 | 0 | 0 | 0 | 0
FixedInterchange | 0 | 0 | 0 | 0 | 0 | 0
Emission Cost by Reporting Type: Nebraska
ReportingType | 2015 | 2020 | 2025 | 2030 | 2035 | 2040
BM | 0 | 0 | 0 | 0 | 0 | 0
CC | 0 | 0 | 0 | 0 | 0 | 0
CSP | 0 | 0 | 0 | 0 | 0 | 0
CT | 0 | 0 | 0 | 0 | 0 | 0
Coal | 0 | 0 | 0 | 0 | 0 | 0
Geo | 0 | 0 | 0 | 0 | 0 | 0
H | 0 | 0 | 0 | 0 | 0 | 0
LFG | 0 | 0 | 0 | 0 | 0 | 0
Nuc | 0 | 0 | 0 | 0 | 0 | 0
PS | 0 | 0 | 0 | 0 | 0 | 0
PV | 0 | 0 | 0 | 0 | 0 | 0
PeakG | 0 | 0 | 0 | 0 | 0 | 0
PeakO | 0 | 0 | 0 | 0 | 0 | 0
ST | 0 | 0 | 0 | 0 | 0 | 0
STOG | 0 | 0 | 0 | 0 | 0 | 0
STWD | 0 | 0 | 0 | 0 | 0 | 0
WT | 0 | 0 | 0 | 0 | 0 | 0
IGCC | 0 | 0 | 0 | 0 | 0 | 0
DemandResponse | 0 | 0 | 0 | 0 | 0 | 0
IGCC-CCS | 0 | 0 | 0 | 0 | 0 | 0
WT_off | 0 | 0 | 0 | 0 | 0 | 0
PseudoUnit | 0 | 0 | 0 | 0 | 0 | 0
FixedInterchange | 0 | 0 | 0 | 0 | 0 | 0
Emission Cost by Reporting Type: NEISO
ReportingType | 2015 | 2020 | 2025 | 2030 | 2035 | 2040
BM | 0 | 0 | 0 | 0 | 0 | 0
CC | 0 | 0 | 0 | 0 | 0 | 0
CSP | 0 | 0 | 0 | 0 | 0 | 0
CT | 0 | 0 | 0 | 0 | 0 | 0
Coal | 0 | 0 | 0 | 0 | 0 | 0
Geo | 0 | 0 | 0 | 0 | 0 | 0
H | 0 | 0 | 0 | 0 | 0 | 0
LFG | 0 | 0 | 0 | 0 | 0 | 0
Nuc | 0 | 0 | 0 | 0 | 0 | 0
PS | 0 | 0 | 0 | 0 | 0 | 0
PV | 0 | 0 | 0 | 0 | 0 | 0
PeakG | 0 | 0 | 0 | 0 | 0 | 0
PeakO | 0 | 0 | 0 | 0 | 0 | 0
ST | 0 | 0 | 0 | 0 | 0 | 0
STOG | 0 | 0 | 0 | 0 | 0 | 0
STWD | 0 | 0 | 0 | 0 | 0 | 0
WT | 0 | 0 | 0 | 0 | 0 | 0
IGCC | 0 | 0 | 0 | 0 | 0 | 0
DemandResponse | 0 | 0 | 0 | 0 | 0 | 0
IGCC-CCS | 0 | 0 | 0 | 0 | 0 | 0
WT_off | 0 | 0 | 0 | 0 | 0 | 0
PseudoUnit | 0 | 0 | 0 | 0 | 0 | 0
FixedInterchange | 0 | 0 | 0 | 0 | 0 | 0
Emission Cost by Reporting Type: NonRTO_Midwest
ReportingType | 2015 | 2020 | 2025 | 2030 | 2035 | 2040
BM | 0 | 0 | 0 | 0 | 0 | 0
CC | 0 | 0 | 0 | 0 | 0 | 0
CSP | 0 | 0 | 0 | 0 | 0 | 0
CT | 0 | 0 | 0 | 0 | 0 | 0
Coal | 0 | 0 | 0 | 0 | 0 | 0
Geo | 0 | 0 | 0 | 0 | 0 | 0
H | 0 | 0 | 0 | 0 | 0 | 0
LFG | 0 | 0 | 0 | 0 | 0 | 0
Nuc | 0 | 0 | 0 | 0 | 0 | 0
PS | 0 | 0 | 0 | 0 | 0 | 0
PV | 0 | 0 | 0 | 0 | 0 | 0
PeakG | 0 | 0 | 0 | 0 | 0 | 0
PeakO | 0 | 0 | 0 | 0 | 0 | 0
ST | 0 | 0 | 0 | 0 | 0 | 0
STOG | 0 | 0 | 0 | 0 | 0 | 0
STWD | 0 | 0 | 0 | 0 | 0 | 0
WT | 0 | 0 | 0 | 0 | 0 | 0
IGCC | 0 | 0 | 0 | 0 | 0 | 0
DemandResponse | 0 | 0 | 0 | 0 | 0 | 0
IGCC-CCS | 0 | 0 | 0 | 0 | 0 | 0
WT_off | 0 | 0 | 0 | 0 | 0 | 0
PseudoUnit | 0 | 0 | 0 | 0 | 0 | 0
FixedInterchange | 0 | 0 | 0 | 0 | 0 | 0
Emission Cost by Reporting Type: NYISO_A-F
ReportingType | 2015 | 2020 | 2025 | 2030 | 2035 | 2040
BM | 0 | 0 | 0 | 0 | 0 | 0
CC | 0 | 0 | 0 | 0 | 0 | 0
CSP | 0 | 0 | 0 | 0 | 0 | 0
CT | 0 | 0 | 0 | 0 | 0 | 0
Coal | 0 | 0 | 0 | 0 | 0 | 0
Geo | 0 | 0 | 0 | 0 | 0 | 0
H | 0 | 0 | 0 | 0 | 0 | 0
LFG | 0 | 0 | 0 | 0 | 0 | 0
Nuc | 0 | 0 | 0 | 0 | 0 | 0
PS | 0 | 0 | 0 | 0 | 0 | 0
PV | 0 | 0 | 0 | 0 | 0 | 0
PeakG | 0 | 0 | 0 | 0 | 0 | 0
PeakO | 0 | 0 | 0 | 0 | 0 | 0
ST | 0 | 0 | 0 | 0 | 0 | 0
STOG | 0 | 0 | 0 | 0 | 0 | 0
STWD | 0 | 0 | 0 | 0 | 0 | 0
WT | 0 | 0 | 0 | 0 | 0 | 0
IGCC | 0 | 0 | 0 | 0 | 0 | 0
DemandResponse | 0 | 0 | 0 | 0 | 0 | 0
IGCC-CCS | 0 | 0 | 0 | 0 | 0 | 0
WT_off | 0 | 0 | 0 | 0 | 0 | 0
PseudoUnit | 0 | 0 | 0 | 0 | 0 | 0
FixedInterchange | 0 | 0 | 0 | 0 | 0 | 0
Emission Cost by Reporting Type: NYISO_G-I
ReportingType | 2015 | 2020 | 2025 | 2030 | 2035 | 2040
BM | 0 | 0 | 0 | 0 | 0 | 0
CC | 0 | 0 | 0 | 0 | 0 | 0
CSP | 0 | 0 | 0 | 0 | 0 | 0
CT | 0 | 0 | 0 | 0 | 0 | 0
Coal | 0 | 0 | 0 | 0 | 0 | 0
Geo | 0 | 0 | 0 | 0 | 0 | 0
H | 0 | 0 | 0 | 0 | 0 | 0
LFG | 0 | 0 | 0 | 0 | 0 | 0
Nuc | 0 | 0 | 0 | 0 | 0 | 0
PS | 0 | 0 | 0 | 0 | 0 | 0
PV | 0 | 0 | 0 | 0 | 0 | 0
PeakG | 0 | 0 | 0 | 0 | 0 | 0
PeakO | 0 | 0 | 0 | 0 | 0 | 0
ST | 0 | 0 | 0 | 0 | 0 | 0
STOG | 0 | 0 | 0 | 0 | 0 | 0
STWD | 0 | 0 | 0 | 0 | 0 | 0
WT | 0 | 0 | 0 | 0 | 0 | 0
IGCC | 0 | 0 | 0 | 0 | 0 | 0
DemandResponse | 0 | 0 | 0 | 0 | 0 | 0
IGCC-CCS | 0 | 0 | 0 | 0 | 0 | 0
WT_off | 0 | 0 | 0 | 0 | 0 | 0
PseudoUnit | 0 | 0 | 0 | 0 | 0 | 0
FixedInterchange | 0 | 0 | 0 | 0 | 0 | 0
Emission Cost by Reporting Type: NYISO_J-K
ReportingType | 2015 | 2020 | 2025 | 2030 | 2035 | 2040
BM | 0 | 0 | 0 | 0 | 0 | 0
CC | 0 | 0 | 0 | 0 | 0 | 0
CSP | 0 | 0 | 0 | 0 | 0 | 0
CT | 0 | 0 | 0 | 0 | 0 | 0
Coal | 0 | 0 | 0 | 0 | 0 | 0
Geo | 0 | 0 | 0 | 0 | 0 | 0
H | 0 | 0 | 0 | 0 | 0 | 0
LFG | 0 | 0 | 0 | 0 | 0 | 0
Nuc | 0 | 0 | 0 | 0 | 0 | 0
PS | 0 | 0 | 0 | 0 | 0 | 0
PV | 0 | 0 | 0 | 0 | 0 | 0
PeakG | 0 | 0 | 0 | 0 | 0 | 0
PeakO | 0 | 0 | 0 | 0 | 0 | 0
ST | 0 | 0 | 0 | 0 | 0 | 0
STOG | 0 | 0 | 0 | 0 | 0 | 0
STWD | 0 | 0 | 0 | 0 | 0 | 0
WT | 0 | 0 | 0 | 0 | 0 | 0
IGCC | 0 | 0 | 0 | 0 | 0 | 0
DemandResponse | 0 | 0 | 0 | 0 | 0 | 0
IGCC-CCS | 0 | 0 | 0 | 0 | 0 | 0
WT_off | 0 | 0 | 0 | 0 | 0 | 0
PseudoUnit | 0 | 0 | 0 | 0 | 0 | 0
FixedInterchange | 0 | 0 | 0 | 0 | 0 | 0
Emission Cost by Reporting Type: PJM_E
ReportingType | 2015 | 2020 | 2025 | 2030 | 2035 | 2040
BM | 0 | 0 | 0 | 0 | 0 | 0
CC | 0 | 0 | 0 | 0 | 0 | 0
CSP | 0 | 0 | 0 | 0 | 0 | 0
CT | 0 | 0 | 0 | 0 | 0 | 0
Coal | 0 | 0 | 0 | 0 | 0 | 0
Geo | 0 | 0 | 0 | 0 | 0 | 0
H | 0 | 0 | 0 | 0 | 0 | 0
LFG | 0 | 0 | 0 | 0 | 0 | 0
Nuc | 0 | 0 | 0 | 0 | 0 | 0
PS | 0 | 0 | 0 | 0 | 0 | 0
PV | 0 | 0 | 0 | 0 | 0 | 0
PeakG | 0 | 0 | 0 | 0 | 0 | 0
PeakO | 0 | 0 | 0 | 0 | 0 | 0
ST | 0 | 0 | 0 | 0 | 0 | 0
STOG | 0 | 0 | 0 | 0 | 0 | 0
STWD | 0 | 0 | 0 | 0 | 0 | 0
WT | 0 | 0 | 0 | 0 | 0 | 0
IGCC | 0 | 0 | 0 | 0 | 0 | 0
DemandResponse | 0 | 0 | 0 | 0 | 0 | 0
IGCC-CCS | 0 | 0 | 0 | 0 | 0 | 0
WT_off | 0 | 0 | 0 | 0 | 0 | 0
PseudoUnit | 0 | 0 | 0 | 0 | 0 | 0
FixedInterchange | 0 | 0 | 0 | 0 | 0 | 0
Emission Cost by Reporting Type: PJM_ROM
ReportingType | 2015 | 2020 | 2025 | 2030 | 2035 | 2040
BM | 0 | 0 | 0 | 0 | 0 | 0
CC | 0 | 0 | 0 | 0 | 0 | 0
CSP | 0 | 0 | 0 | 0 | 0 | 0
CT | 0 | 0 | 0 | 0 | 0 | 0
Coal | 0 | 0 | 0 | 0 | 0 | 0
Geo | 0 | 0 | 0 | 0 | 0 | 0
H | 0 | 0 | 0 | 0 | 0 | 0
LFG | 0 | 0 | 0 | 0 | 0 | 0
Nuc | 0 | 0 | 0 | 0 | 0 | 0
PS | 0 | 0 | 0 | 0 | 0 | 0
PV | 0 | 0 | 0 | 0 | 0 | 0
PeakG | 0 | 0 | 0 | 0 | 0 | 0
PeakO | 0 | 0 | 0 | 0 | 0 | 0
ST | 0 | 0 | 0 | 0 | 0 | 0
STOG | 0 | 0 | 0 | 0 | 0 | 0
STWD | 0 | 0 | 0 | 0 | 0 | 0
WT | 0 | 0 | 0 | 0 | 0 | 0
IGCC | 0 | 0 | 0 | 0 | 0 | 0
DemandResponse | 0 | 0 | 0 | 0 | 0 | 0
IGCC-CCS | 0 | 0 | 0 | 0 | 0 | 0
WT_off | 0 | 0 | 0 | 0 | 0 | 0
PseudoUnit | 0 | 0 | 0 | 0 | 0 | 0
FixedInterchange | 0 | 0 | 0 | 0 | 0 | 0
Emission Cost by Reporting Type: PJM_ROR
ReportingType | 2015 | 2020 | 2025 | 2030 | 2035 | 2040
BM | 0 | 0 | 0 | 0 | 0 | 0
CC | 0 | 0 | 0 | 0 | 0 | 0
CSP | 0 | 0 | 0 | 0 | 0 | 0
CT | 0 | 0 | 0 | 0 | 0 | 0
Coal | 0 | 0 | 0 | 0 | 0 | 0
Geo | 0 | 0 | 0 | 0 | 0 | 0
H | 0 | 0 | 0 | 0 | 0 | 0
LFG | 0 | 0 | 0 | 0 | 0 | 0
Nuc | 0 | 0 | 0 | 0 | 0 | 0
PS | 0 | 0 | 0 | 0 | 0 | 0
PV | 0 | 0 | 0 | 0 | 0 | 0
PeakG | 0 | 0 | 0 | 0 | 0 | 0
PeakO | 0 | 0 | 0 | 0 | 0 | 0
ST | 0 | 0 | 0 | 0 | 0 | 0
STOG | 0 | 0 | 0 | 0 | 0 | 0
STWD | 0 | 0 | 0 | 0 | 0 | 0
WT | 0 | 0 | 0 | 0 | 0 | 0
IGCC | 0 | 0 | 0 | 0 | 0 | 0
DemandResponse | 0 | 0 | 0 | 0 | 0 | 0
IGCC-CCS | 0 | 0 | 0 | 0 | 0 | 0
WT_off | 0 | 0 | 0 | 0 | 0 | 0
PseudoUnit | 0 | 0 | 0 | 0 | 0 | 0
FixedInterchange | 0 | 0 | 0 | 0 | 0 | 0
Emission Cost by Reporting Type: SOCO
ReportingType | 2015 | 2020 | 2025 | 2030 | 2035 | 2040
BM | 0 | 0 | 0 | 0 | 0 | 0
CC | 0 | 0 | 0 | 0 | 0 | 0
CSP | 0 | 0 | 0 | 0 | 0 | 0
CT | 0 | 0 | 0 | 0 | 0 | 0
Coal | 0 | 0 | 0 | 0 | 0 | 0
Geo | 0 | 0 | 0 | 0 | 0 | 0
H | 0 | 0 | 0 | 0 | 0 | 0
LFG | 0 | 0 | 0 | 0 | 0 | 0
Nuc | 0 | 0 | 0 | 0 | 0 | 0
PS | 0 | 0 | 0 | 0 | 0 | 0
PV | 0 | 0 | 0 | 0 | 0 | 0
PeakG | 0 | 0 | 0 | 0 | 0 | 0
PeakO | 0 | 0 | 0 | 0 | 0 | 0
ST | 0 | 0 | 0 | 0 | 0 | 0
STOG | 0 | 0 | 0 | 0 | 0 | 0
STWD | 0 | 0 | 0 | 0 | 0 | 0
WT | 0 | 0 | 0 | 0 | 0 | 0
IGCC | 0 | 0 | 0 | 0 | 0 | 0
DemandResponse | 0 | 0 | 0 | 0 | 0 | 0
IGCC-CCS | 0 | 0 | 0 | 0 | 0 | 0
WT_off | 0 | 0 | 0 | 0 | 0 | 0
PseudoUnit | 0 | 0 | 0 | 0 | 0 | 0
FixedInterchange | 0 | 0 | 0 | 0 | 0 | 0
Emission Cost by Reporting Type: SPP_N
ReportingType | 2015 | 2020 | 2025 | 2030 | 2035 | 2040
BM | 0 | 0 | 0 | 0 | 0 | 0
CC | 0 | 0 | 0 | 0 | 0 | 0
CSP | 0 | 0 | 0 | 0 | 0 | 0
CT | 0 | 0 | 0 | 0 | 0 | 0
Coal | 0 | 0 | 0 | 0 | 0 | 0
Geo | 0 | 0 | 0 | 0 | 0 | 0
H | 0 | 0 | 0 | 0 | 0 | 0
LFG | 0 | 0 | 0 | 0 | 0 | 0
Nuc | 0 | 0 | 0 | 0 | 0 | 0
PS | 0 | 0 | 0 | 0 | 0 | 0
PV | 0 | 0 | 0 | 0 | 0 | 0
PeakG | 0 | 0 | 0 | 0 | 0 | 0
PeakO | 0 | 0 | 0 | 0 | 0 | 0
ST | 0 | 0 | 0 | 0 | 0 | 0
STOG | 0 | 0 | 0 | 0 | 0 | 0
STWD | 0 | 0 | 0 | 0 | 0 | 0
WT | 0 | 0 | 0 | 0 | 0 | 0
IGCC | 0 | 0 | 0 | 0 | 0 | 0
DemandResponse | 0 | 0 | 0 | 0 | 0 | 0
IGCC-CCS | 0 | 0 | 0 | 0 | 0 | 0
WT_off | 0 | 0 | 0 | 0 | 0 | 0
PseudoUnit | 0 | 0 | 0 | 0 | 0 | 0
FixedInterchange | 0 | 0 | 0 | 0 | 0 | 0
Emission Cost by Reporting Type: SPP_S
ReportingType | 2015 | 2020 | 2025 | 2030 | 2035 | 2040
BM | 0 | 0 | 0 | 0 | 0 | 0
CC | 0 | 0 | 0 | 0 | 0 | 0
CSP | 0 | 0 | 0 | 0 | 0 | 0
CT | 0 | 0 | 0 | 0 | 0 | 0
Coal | 0 | 0 | 0 | 0 | 0 | 0
Geo | 0 | 0 | 0 | 0 | 0 | 0
H | 0 | 0 | 0 | 0 | 0 | 0
LFG | 0 | 0 | 0 | 0 | 0 | 0
Nuc | 0 | 0 | 0 | 0 | 0 | 0
PS | 0 | 0 | 0 | 0 | 0 | 0
PV | 0 | 0 | 0 | 0 | 0 | 0
PeakG | 0 | 0 | 0 | 0 | 0 | 0
PeakO | 0 | 0 | 0 | 0 | 0 | 0
ST | 0 | 0 | 0 | 0 | 0 | 0
STOG | 0 | 0 | 0 | 0 | 0 | 0
STWD | 0 | 0 | 0 | 0 | 0 | 0
WT | 0 | 0 | 0 | 0 | 0 | 0
IGCC | 0 | 0 | 0 | 0 | 0 | 0
DemandResponse | 0 | 0 | 0 | 0 | 0 | 0
IGCC-CCS | 0 | 0 | 0 | 0 | 0 | 0
WT_off | 0 | 0 | 0 | 0 | 0 | 0
PseudoUnit | 0 | 0 | 0 | 0 | 0 | 0
FixedInterchange | 0 | 0 | 0 | 0 | 0 | 0
Emission Cost by Reporting Type: TVA
ReportingType | 2015 | 2020 | 2025 | 2030 | 2035 | 2040
BM | 0 | 0 | 0 | 0 | 0 | 0
CC | 0 | 0 | 0 | 0 | 0 | 0
CSP | 0 | 0 | 0 | 0 | 0 | 0
CT | 0 | 0 | 0 | 0 | 0 | 0
Coal | 0 | 0 | 0 | 0 | 0 | 0
Geo | 0 | 0 | 0 | 0 | 0 | 0
H | 0 | 0 | 0 | 0 | 0 | 0
LFG | 0 | 0 | 0 | 0 | 0 | 0
Nuc | 0 | 0 | 0 | 0 | 0 | 0
PS | 0 | 0 | 0 | 0 | 0 | 0
PV | 0 | 0 | 0 | 0 | 0 | 0
PeakG | 0 | 0 | 0 | 0 | 0 | 0
PeakO | 0 | 0 | 0 | 0 | 0 | 0
ST | 0 | 0 | 0 | 0 | 0 | 0
STOG | 0 | 0 | 0 | 0 | 0 | 0
STWD | 0 | 0 | 0 | 0 | 0 | 0
WT | 0 | 0 | 0 | 0 | 0 | 0
IGCC | 0 | 0 | 0 | 0 | 0 | 0
DemandResponse | 0 | 0 | 0 | 0 | 0 | 0
IGCC-CCS | 0 | 0 | 0 | 0 | 0 | 0
WT_off | 0 | 0 | 0 | 0 | 0 | 0
PseudoUnit | 0 | 0 | 0 | 0 | 0 | 0
FixedInterchange | 0 | 0 | 0 | 0 | 0 | 0
Emission Cost by Reporting Type: TVA_Transmission
ReportingType | 2015 | 2020 | 2025 | 2030 | 2035 | 2040
BM | 0 | 0 | 0 | 0 | 0 | 0
CC | 0 | 0 | 0 | 0 | 0 | 0
CSP | 0 | 0 | 0 | 0 | 0 | 0
CT | 0 | 0 | 0 | 0 | 0 | 0
Coal | 0 | 0 | 0 | 0 | 0 | 0
Geo | 0 | 0 | 0 | 0 | 0 | 0
H | 0 | 0 | 0 | 0 | 0 | 0
LFG | 0 | 0 | 0 | 0 | 0 | 0
Nuc | 0 | 0 | 0 | 0 | 0 | 0
PS | 0 | 0 | 0 | 0 | 0 | 0
PV | 0 | 0 | 0 | 0 | 0 | 0
PeakG | 0 | 0 | 0 | 0 | 0 | 0
PeakO | 0 | 0 | 0 | 0 | 0 | 0
ST | 0 | 0 | 0 | 0 | 0 | 0
STOG | 0 | 0 | 0 | 0 | 0 | 0
STWD | 0 | 0 | 0 | 0 | 0 | 0
WT | 0 | 0 | 0 | 0 | 0 | 0
IGCC | 0 | 0 | 0 | 0 | 0 | 0
DemandResponse | 0 | 0 | 0 | 0 | 0 | 0
IGCC-CCS | 0 | 0 | 0 | 0 | 0 | 0
WT_off | 0 | 0 | 0 | 0 | 0 | 0
PseudoUnit | 0 | 0 | 0 | 0 | 0 | 0
FixedInterchange | 0 | 0 | 0 | 0 | 0 | 0
Emission Cost by Reporting Type: VACAR
ReportingType | 2015 | 2020 | 2025 | 2030 | 2035 | 2040
BM | 0 | 0 | 0 | 0 | 0 | 0
CC | 0 | 0 | 0 | 0 | 0 | 0
CSP | 0 | 0 | 0 | 0 | 0 | 0
CT | 0 | 0 | 0 | 0 | 0 | 0
Coal | 0 | 0 | 0 | 0 | 0 | 0
Geo | 0 | 0 | 0 | 0 | 0 | 0
H | 0 | 0 | 0 | 0 | 0 | 0
LFG | 0 | 0 | 0 | 0 | 0 | 0
Nuc | 0 | 0 | 0 | 0 | 0 | 0
PS | 0 | 0 | 0 | 0 | 0 | 0
PV | 0 | 0 | 0 | 0 | 0 | 0
PeakG | 0 | 0 | 0 | 0 | 0 | 0
PeakO | 0 | 0 | 0 | 0 | 0 | 0
ST | 0 | 0 | 0 | 0 | 0 | 0
STOG | 0 | 0 | 0 | 0 | 0 | 0
STWD | 0 | 0 | 0 | 0 | 0 | 0
WT | 0 | 0 | 0 | 0 | 0 | 0
IGCC | 0 | 0 | 0 | 0 | 0 | 0
DemandResponse | 0 | 0 | 0 | 0 | 0 | 0
IGCC-CCS | 0 | 0 | 0 | 0 | 0 | 0
WT_off | 0 | 0 | 0 | 0 | 0 | 0
PseudoUnit | 0 | 0 | 0 | 0 | 0 | 0
FixedInterchange | 0 | 0 | 0 | 0 | 0 | 0
Emission Cost by Reporting Type: IESO
ReportingType | 2015 | 2020 | 2025 | 2030 | 2035 | 2040
BM | 0 | 0 | 0 | 0 | 0 | 0
CC | 0 | 0 | 0 | 0 | 0 | 0
CSP | 0 | 0 | 0 | 0 | 0 | 0
CT | 0 | 0 | 0 | 0 | 0 | 0
Coal | 0 | 0 | 0 | 0 | 0 | 0
Geo | 0 | 0 | 0 | 0 | 0 | 0
H | 0 | 0 | 0 | 0 | 0 | 0
LFG | 0 | 0 | 0 | 0 | 0 | 0
Nuc | 0 | 0 | 0 | 0 | 0 | 0
PS | 0 | 0 | 0 | 0 | 0 | 0
PV | 0 | 0 | 0 | 0 | 0 | 0
PeakG | 0 | 0 | 0 | 0 | 0 | 0
PeakO | 0 | 0 | 0 | 0 | 0 | 0
ST | 0 | 0 | 0 | 0 | 0 | 0
STOG | 0 | 0 | 0 | 0 | 0 | 0
STWD | 0 | 0 | 0 | 0 | 0 | 0
WT | 0 | 0 | 0 | 0 | 0 | 0
IGCC | 0 | 0 | 0 | 0 | 0 | 0
DemandResponse | 0 | 0 | 0 | 0 | 0 | 0
IGCC-CCS | 0 | 0 | 0 | 0 | 0 | 0
WT_off | 0 | 0 | 0 | 0 | 0 | 0
PseudoUnit | 0 | 0 | 0 | 0 | 0 | 0
FixedInterchange | 0 | 0 | 0 | 0 | 0 | 0
Emission Cost by Reporting Type: MAPP_CA
ReportingType | 2015 | 2020 | 2025 | 2030 | 2035 | 2040
BM | 0 | 0 | 0 | 0 | 0 | 0
CC | 0 | 0 | 0 | 0 | 0 | 0
CSP | 0 | 0 | 0 | 0 | 0 | 0
CT | 0 | 0 | 0 | 0 | 0 | 0
Coal | 0 | 0 | 0 | 0 | 0 | 0
Geo | 0 | 0 | 0 | 0 | 0 | 0
H | 0 | 0 | 0 | 0 | 0 | 0
LFG | 0 | 0 | 0 | 0 | 0 | 0
Nuc | 0 | 0 | 0 | 0 | 0 | 0
PS | 0 | 0 | 0 | 0 | 0 | 0
PV | 0 | 0 | 0 | 0 | 0 | 0
PeakG | 0 | 0 | 0 | 0 | 0 | 0
PeakO | 0 | 0 | 0 | 0 | 0 | 0
ST | 0 | 0 | 0 | 0 | 0 | 0
STOG | 0 | 0 | 0 | 0 | 0 | 0
STWD | 0 | 0 | 0 | 0 | 0 | 0
WT | 0 | 0 | 0 | 0 | 0 | 0
IGCC | 0 | 0 | 0 | 0 | 0 | 0
DemandResponse | 0 | 0 | 0 | 0 | 0 | 0
IGCC-CCS | 0 | 0 | 0 | 0 | 0 | 0
WT_off | 0 | 0 | 0 | 0 | 0 | 0
PseudoUnit | 0 | 0 | 0 | 0 | 0 | 0
FixedInterchange | 0 | 0 | 0 | 0 | 0 | 0
Emission Cost by Reporting Type: AZ_NM_SNV_Coal
ReportingType | 2015 | 2020 | 2025 | 2030 | 2035 | 2040
BM | 0 | 0 | 0 | 0 | 0 | 0
CC | 0 | 0 | 0 | 0 | 0 | 0
CSP | 0 | 0 | 0 | 0 | 0 | 0
CT | 0 | 0 | 0 | 0 | 0 | 0
Coal | 0 | 0 | 0 | 0 | 0 | 0
Geo | 0 | 0 | 0 | 0 | 0 | 0
H | 0 | 0 | 0 | 0 | 0 | 0
LFG | 0 | 0 | 0 | 0 | 0 | 0
Nuc | 0 | 0 | 0 | 0 | 0 | 0
PS | 0 | 0 | 0 | 0 | 0 | 0
PV | 0 | 0 | 0 | 0 | 0 | 0
PeakG | 0 | 0 | 0 | 0 | 0 | 0
PeakO | 0 | 0 | 0 | 0 | 0 | 0
ST | 0 | 0 | 0 | 0 | 0 | 0
STOG | 0 | 0 | 0 | 0 | 0 | 0
STWD | 0 | 0 | 0 | 0 | 0 | 0
WT | 0 | 0 | 0 | 0 | 0 | 0
IGCC | 0 | 0 | 0 | 0 | 0 | 0
DemandResponse | 0 | 0 | 0 | 0 | 0 | 0
IGCC-CCS | 0 | 0 | 0 | 0 | 0 | 0
WT_off | 0 | 0 | 0 | 0 | 0 | 0
PseudoUnit | 0 | 0 | 0 | 0 | 0 | 0
FixedInterchange | 0 | 0 | 0 | 0 | 0 | 0
Emission Cost by Reporting Type: AZ_NM_SNV_Gas
ReportingType | 2015 | 2020 | 2025 | 2030 | 2035 | 2040
BM | 0 | 0 | 0 | 0 | 0 | 0
CC | 0 | 0 | 0 | 0 | 0 | 0
CSP | 0 | 0 | 0 | 0 | 0 | 0
CT | 0 | 0 | 0 | 0 | 0 | 0
Coal | 0 | 0 | 0 | 0 | 0 | 0
Geo | 0 | 0 | 0 | 0 | 0 | 0
H | 0 | 0 | 0 | 0 | 0 | 0
LFG | 0 | 0 | 0 | 0 | 0 | 0
Nuc | 0 | 0 | 0 | 0 | 0 | 0
PS | 0 | 0 | 0 | 0 | 0 | 0
PV | 0 | 0 | 0 | 0 | 0 | 0
PeakG | 0 | 0 | 0 | 0 | 0 | 0
PeakO | 0 | 0 | 0 | 0 | 0 | 0
ST | 0 | 0 | 0 | 0 | 0 | 0
STOG | 0 | 0 | 0 | 0 | 0 | 0
STWD | 0 | 0 | 0 | 0 | 0 | 0
WT | 0 | 0 | 0 | 0 | 0 | 0
IGCC | 0 | 0 | 0 | 0 | 0 | 0
DemandResponse | 0 | 0 | 0 | 0 | 0 | 0
IGCC-CCS | 0 | 0 | 0 | 0 | 0 | 0
WT_off | 0 | 0 | 0 | 0 | 0 | 0
PseudoUnit | 0 | 0 | 0 | 0 | 0 | 0
FixedInterchange | 0 | 0 | 0 | 0 | 0 | 0
Emission Cost by Reporting Type: AZ_NM_SNV_NucRenew
ReportingType | 2015 | 2020 | 2025 | 2030 | 2035 | 2040
BM | 0 | 0 | 0 | 0 | 0 | 0
CC | 0 | 0 | 0 | 0 | 0 | 0
CSP | 0 | 0 | 0 | 0 | 0 | 0
CT | 0 | 0 | 0 | 0 | 0 | 0
Coal | 0 | 0 | 0 | 0 | 0 | 0
Geo | 0 | 0 | 0 | 0 | 0 | 0
H | 0 | 0 | 0 | 0 | 0 | 0
LFG | 0 | 0 | 0 | 0 | 0 | 0
Nuc | 0 | 0 | 0 | 0 | 0 | 0
PS | 0 | 0 | 0 | 0 | 0 | 0
PV | 0 | 0 | 0 | 0 | 0 | 0
PeakG | 0 | 0 | 0 | 0 | 0 | 0
PeakO | 0 | 0 | 0 | 0 | 0 | 0
ST | 0 | 0 | 0 | 0 | 0 | 0
STOG | 0 | 0 | 0 | 0 | 0 | 0
STWD | 0 | 0 | 0 | 0 | 0 | 0
WT | 0 | 0 | 0 | 0 | 0 | 0
IGCC | 0 | 0 | 0 | 0 | 0 | 0
DemandResponse | 0 | 0 | 0 | 0 | 0 | 0
IGCC-CCS | 0 | 0 | 0 | 0 | 0 | 0
WT_off | 0 | 0 | 0 | 0 | 0 | 0
PseudoUnit | 0 | 0 | 0 | 0 | 0 | 0
FixedInterchange | 0 | 0 | 0 | 0 | 0 | 0
Emission Cost by Reporting Type: ERCOT
ReportingType | 2015 | 2020 | 2025 | 2030 | 2035 | 2040
BM | 0 | 0 | 0 | 0 | 0 | 0
CC | 0 | 0 | 0 | 0 | 0 | 0
CSP | 0 | 0 | 0 | 0 | 0 | 0
CT | 0 | 0 | 0 | 0 | 0 | 0
Coal | 0 | 0 | 0 | 0 | 0 | 0
Geo | 0 | 0 | 0 | 0 | 0 | 0
H | 0 | 0 | 0 | 0 | 0 | 0
LFG | 0 | 0 | 0 | 0 | 0 | 0
Nuc | 0 | 0 | 0 | 0 | 0 | 0
PS | 0 | 0 | 0 | 0 | 0 | 0
PV | 0 | 0 | 0 | 0 | 0 | 0
PeakG | 0 | 0 | 0 | 0 | 0 | 0
PeakO | 0 | 0 | 0 | 0 | 0 | 0
ST | 0 | 0 | 0 | 0 | 0 | 0
STOG | 0 | 0 | 0 | 0 | 0 | 0
STWD | 0 | 0 | 0 | 0 | 0 | 0
WT | 0 | 0 | 0 | 0 | 0 | 0
IGCC | 0 | 0 | 0 | 0 | 0 | 0
DemandResponse | 0 | 0 | 0 | 0 | 0 | 0
IGCC-CCS | 0 | 0 | 0 | 0 | 0 | 0
WT_off | 0 | 0 | 0 | 0 | 0 | 0
PseudoUnit | 0 | 0 | 0 | 0 | 0 | 0
FixedInterchange | 0 | 0 | 0 | 0 | 0 | 0
Emission Cost by Reporting Type: NP15
ReportingType | 2015 | 2020 | 2025 | 2030 | 2035 | 2040
BM | 0 | 0 | 0 | 0 | 0 | 0
CC | 0 | 0 | 0 | 0 | 0 | 0
CSP | 0 | 0 | 0 | 0 | 0 | 0
CT | 0 | 0 | 0 | 0 | 0 | 0
Coal | 0 | 0 | 0 | 0 | 0 | 0
Geo | 0 | 0 | 0 | 0 | 0 | 0
H | 0 | 0 | 0 | 0 | 0 | 0
LFG | 0 | 0 | 0 | 0 | 0 | 0
Nuc | 0 | 0 | 0 | 0 | 0 | 0
PS | 0 | 0 | 0 | 0 | 0 | 0
PV | 0 | 0 | 0 | 0 | 0 | 0
PeakG | 0 | 0 | 0 | 0 | 0 | 0
PeakO | 0 | 0 | 0 | 0 | 0 | 0
ST | 0 | 0 | 0 | 0 | 0 | 0
STOG | 0 | 0 | 0 | 0 | 0 | 0
STWD | 0 | 0 | 0 | 0 | 0 | 0
WT | 0 | 0 | 0 | 0 | 0 | 0
IGCC | 0 | 0 | 0 | 0 | 0 | 0
DemandResponse | 0 | 0 | 0 | 0 | 0 | 0
IGCC-CCS | 0 | 0 | 0 | 0 | 0 | 0
WT_off | 0 | 0 | 0 | 0 | 0 | 0
PseudoUnit | 0 | 0 | 0 | 0 | 0 | 0
FixedInterchange | 0 | 0 | 0 | 0 | 0 | 0
Emission Cost by Reporting Type: NWPP_Coal
ReportingType | 2015 | 2020 | 2025 | 2030 | 2035 | 2040
BM | 0 | 0 | 0 | 0 | 0 | 0
CC | 0 | 0 | 0 | 0 | 0 | 0
CSP | 0 | 0 | 0 | 0 | 0 | 0
CT | 0 | 0 | 0 | 0 | 0 | 0
Coal | 0 | 0 | 0 | 0 | 0 | 0
Geo | 0 | 0 | 0 | 0 | 0 | 0
H | 0 | 0 | 0 | 0 | 0 | 0
LFG | 0 | 0 | 0 | 0 | 0 | 0
Nuc | 0 | 0 | 0 | 0 | 0 | 0
PS | 0 | 0 | 0 | 0 | 0 | 0
PV | 0 | 0 | 0 | 0 | 0 | 0
PeakG | 0 | 0 | 0 | 0 | 0 | 0
PeakO | 0 | 0 | 0 | 0 | 0 | 0
ST | 0 | 0 | 0 | 0 | 0 | 0
STOG | 0 | 0 | 0 | 0 | 0 | 0
STWD | 0 | 0 | 0 | 0 | 0 | 0
WT | 0 | 0 | 0 | 0 | 0 | 0
IGCC | 0 | 0 | 0 | 0 | 0 | 0
DemandResponse | 0 | 0 | 0 | 0 | 0 | 0
IGCC-CCS | 0 | 0 | 0 | 0 | 0 | 0
WT_off | 0 | 0 | 0 | 0 | 0 | 0
PseudoUnit | 0 | 0 | 0 | 0 | 0 | 0
FixedInterchange | 0 | 0 | 0 | 0 | 0 | 0
Emission Cost by Reporting Type: NWPP_Gas
ReportingType | 2015 | 2020 | 2025 | 2030 | 2035 | 2040
BM | 0 | 0 | 0 | 0 | 0 | 0
CC | 0 | 0 | 0 | 0 | 0 | 0
CSP | 0 | 0 | 0 | 0 | 0 | 0
CT | 0 | 0 | 0 | 0 | 0 | 0
Coal | 0 | 0 | 0 | 0 | 0 | 0
Geo | 0 | 0 | 0 | 0 | 0 | 0
H | 0 | 0 | 0 | 0 | 0 | 0
LFG | 0 | 0 | 0 | 0 | 0 | 0
Nuc | 0 | 0 | 0 | 0 | 0 | 0
PS | 0 | 0 | 0 | 0 | 0 | 0
PV | 0 | 0 | 0 | 0 | 0 | 0
PeakG | 0 | 0 | 0 | 0 | 0 | 0
PeakO | 0 | 0 | 0 | 0 | 0 | 0
ST | 0 | 0 | 0 | 0 | 0 | 0
STOG | 0 | 0 | 0 | 0 | 0 | 0
STWD | 0 | 0 | 0 | 0 | 0 | 0
WT | 0 | 0 | 0 | 0 | 0 | 0
IGCC | 0 | 0 | 0 | 0 | 0 | 0
DemandResponse | 0 | 0 | 0 | 0 | 0 | 0
IGCC-CCS | 0 | 0 | 0 | 0 | 0 | 0
WT_off | 0 | 0 | 0 | 0 | 0 | 0
PseudoUnit | 0 | 0 | 0 | 0 | 0 | 0
FixedInterchange | 0 | 0 | 0 | 0 | 0 | 0
Emission Cost by Reporting Type: NWPP_NucRenew
ReportingType | 2015 | 2020 | 2025 | 2030 | 2035 | 2040
BM | 0 | 0 | 0 | 0 | 0 | 0
CC | 0 | 0 | 0 | 0 | 0 | 0
CSP | 0 | 0 | 0 | 0 | 0 | 0
CT | 0 | 0 | 0 | 0 | 0 | 0
Coal | 0 | 0 | 0 | 0 | 0 | 0
Geo | 0 | 0 | 0 | 0 | 0 | 0
H | 0 | 0 | 0 | 0 | 0 | 0
LFG | 0 | 0 | 0 | 0 | 0 | 0
Nuc | 0 | 0 | 0 | 0 | 0 | 0
PS | 0 | 0 | 0 | 0 | 0 | 0
PV | 0 | 0 | 0 | 0 | 0 | 0
PeakG | 0 | 0 | 0 | 0 | 0 | 0
PeakO | 0 | 0 | 0 | 0 | 0 | 0
ST | 0 | 0 | 0 | 0 | 0 | 0
STOG | 0 | 0 | 0 | 0 | 0 | 0
STWD | 0 | 0 | 0 | 0 | 0 | 0
WT | 0 | 0 | 0 | 0 | 0 | 0
IGCC | 0 | 0 | 0 | 0 | 0 | 0
DemandResponse | 0 | 0 | 0 | 0 | 0 | 0
IGCC-CCS | 0 | 0 | 0 | 0 | 0 | 0
WT_off | 0 | 0 | 0 | 0 | 0 | 0
PseudoUnit | 0 | 0 | 0 | 0 | 0 | 0
FixedInterchange | 0 | 0 | 0 | 0 | 0 | 0
Emission Cost by Reporting Type: RMPA
ReportingType | 2015 | 2020 | 2025 | 2030 | 2035 | 2040
BM | 0 | 0 | 0 | 0 | 0 | 0
CC | 0 | 0 | 0 | 0 | 0 | 0
CSP | 0 | 0 | 0 | 0 | 0 | 0
CT | 0 | 0 | 0 | 0 | 0 | 0
Coal | 0 | 0 | 0 | 0 | 0 | 0
Geo | 0 | 0 | 0 | 0 | 0 | 0
H | 0 | 0 | 0 | 0 | 0 | 0
LFG | 0 | 0 | 0 | 0 | 0 | 0
Nuc | 0 | 0 | 0 | 0 | 0 | 0
PS | 0 | 0 | 0 | 0 | 0 | 0
PV | 0 | 0 | 0 | 0 | 0 | 0
PeakG | 0 | 0 | 0 | 0 | 0 | 0
PeakO | 0 | 0 | 0 | 0 | 0 | 0
ST | 0 | 0 | 0 | 0 | 0 | 0
STOG | 0 | 0 | 0 | 0 | 0 | 0
STWD | 0 | 0 | 0 | 0 | 0 | 0
WT | 0 | 0 | 0 | 0 | 0 | 0
IGCC | 0 | 0 | 0 | 0 | 0 | 0
DemandResponse | 0 | 0 | 0 | 0 | 0 | 0
IGCC-CCS | 0 | 0 | 0 | 0 | 0 | 0
WT_off | 0 | 0 | 0 | 0 | 0 | 0
PseudoUnit | 0 | 0 | 0 | 0 | 0 | 0
FixedInterchange | 0 | 0 | 0 | 0 | 0 | 0
Emission Cost by Reporting Type: SP15
ReportingType | 2015 | 2020 | 2025 | 2030 | 2035 | 2040
BM | 0 | 0 | 0 | 0 | 0 | 0
CC | 0 | 0 | 0 | 0 | 0 | 0
CSP | 0 | 0 | 0 | 0 | 0 | 0
CT | 0 | 0 | 0 | 0 | 0 | 0
Coal | 0 | 0 | 0 | 0 | 0 | 0
Geo | 0 | 0 | 0 | 0 | 0 | 0
H | 0 | 0 | 0 | 0 | 0 | 0
LFG | 0 | 0 | 0 | 0 | 0 | 0
Nuc | 0 | 0 | 0 | 0 | 0 | 0
PS | 0 | 0 | 0 | 0 | 0 | 0
PV | 0 | 0 | 0 | 0 | 0 | 0
PeakG | 0 | 0 | 0 | 0 | 0 | 0
PeakO | 0 | 0 | 0 | 0 | 0 | 0
ST | 0 | 0 | 0 | 0 | 0 | 0
STOG | 0 | 0 | 0 | 0 | 0 | 0
STWD | 0 | 0 | 0 | 0 | 0 | 0
WT | 0 | 0 | 0 | 0 | 0 | 0
IGCC | 0 | 0 | 0 | 0 | 0 | 0
DemandResponse | 0 | 0 | 0 | 0 | 0 | 0
IGCC-CCS | 0 | 0 | 0 | 0 | 0 | 0
WT_off | 0 | 0 | 0 | 0 | 0 | 0
PseudoUnit | 0 | 0 | 0 | 0 | 0 | 0
FixedInterchange | 0 | 0 | 0 | 0 | 0 | 0
Emission Cost by Reporting Type: ALB
ReportingType | 2015 | 2020 | 2025 | 2030 | 2035 | 2040
BM | 0 | 0 | 0 | 0 | 0 | 0
CC | 0 | 0 | 0 | 0 | 0 | 0
CSP | 0 | 0 | 0 | 0 | 0 | 0
CT | 0 | 0 | 0 | 0 | 0 | 0
Coal | 0 | 0 | 0 | 0 | 0 | 0
Geo | 0 | 0 | 0 | 0 | 0 | 0
H | 0 | 0 | 0 | 0 | 0 | 0
LFG | 0 | 0 | 0 | 0 | 0 | 0
Nuc | 0 | 0 | 0 | 0 | 0 | 0
PS | 0 | 0 | 0 | 0 | 0 | 0
PV | 0 | 0 | 0 | 0 | 0 | 0
PeakG | 0 | 0 | 0 | 0 | 0 | 0
PeakO | 0 | 0 | 0 | 0 | 0 | 0
ST | 0 | 0 | 0 | 0 | 0 | 0
STOG | 0 | 0 | 0 | 0 | 0 | 0
STWD | 0 | 0 | 0 | 0 | 0 | 0
WT | 0 | 0 | 0 | 0 | 0 | 0
IGCC | 0 | 0 | 0 | 0 | 0 | 0
DemandResponse | 0 | 0 | 0 | 0 | 0 | 0
IGCC-CCS | 0 | 0 | 0 | 0 | 0 | 0
WT_off | 0 | 0 | 0 | 0 | 0 | 0
PseudoUnit | 0 | 0 | 0 | 0 | 0 | 0
FixedInterchange | 0 | 0 | 0 | 0 | 0 | 0
Emission Cost by Reporting Type: BC
ReportingType | 2015 | 2020 | 2025 | 2030 | 2035 | 2040
BM | 0 | 0 | 0 | 0 | 0 | 0
CC | 0 | 0 | 0 | 0 | 0 | 0
CSP | 0 | 0 | 0 | 0 | 0 | 0
CT | 0 | 0 | 0 | 0 | 0 | 0
Coal | 0 | 0 | 0 | 0 | 0 | 0
Geo | 0 | 0 | 0 | 0 | 0 | 0
H | 0 | 0 | 0 | 0 | 0 | 0
LFG | 0 | 0 | 0 | 0 | 0 | 0
Nuc | 0 | 0 | 0 | 0 | 0 | 0
PS | 0 | 0 | 0 | 0 | 0 | 0
PV | 0 | 0 | 0 | 0 | 0 | 0
PeakG | 0 | 0 | 0 | 0 | 0 | 0
PeakO | 0 | 0 | 0 | 0 | 0 | 0
ST | 0 | 0 | 0 | 0 | 0 | 0
STOG | 0 | 0 | 0 | 0 | 0 | 0
STWD | 0 | 0 | 0 | 0 | 0 | 0
WT | 0 | 0 | 0 | 0 | 0 | 0
IGCC | 0 | 0 | 0 | 0 | 0 | 0
DemandResponse | 0 | 0 | 0 | 0 | 0 | 0
IGCC-CCS | 0 | 0 | 0 | 0 | 0 | 0
WT_off | 0 | 0 | 0 | 0 | 0 | 0
PseudoUnit | 0 | 0 | 0 | 0 | 0 | 0
FixedInterchange | 0 | 0 | 0 | 0 | 0 | 0
Emission Cost by Reporting Type: HQ_IESO
ReportingType | 2015 | 2020 | 2025 | 2030 | 2035 | 2040
BM | 0 | 0 | 0 | 0 | 0 | 0
CC | 0 | 0 | 0 | 0 | 0 | 0
CSP | 0 | 0 | 0 | 0 | 0 | 0
CT | 0 | 0 | 0 | 0 | 0 | 0
Coal | 0 | 0 | 0 | 0 | 0 | 0
Geo | 0 | 0 | 0 | 0 | 0 | 0
H | 0 | 0 | 0 | 0 | 0 | 0
LFG | 0 | 0 | 0 | 0 | 0 | 0
Nuc | 0 | 0 | 0 | 0 | 0 | 0
PS | 0 | 0 | 0 | 0 | 0 | 0
PV | 0 | 0 | 0 | 0 | 0 | 0
PeakG | 0 | 0 | 0 | 0 | 0 | 0
PeakO | 0 | 0 | 0 | 0 | 0 | 0
ST | 0 | 0 | 0 | 0 | 0 | 0
STOG | 0 | 0 | 0 | 0 | 0 | 0
STWD | 0 | 0 | 0 | 0 | 0 | 0
WT | 0 | 0 | 0 | 0 | 0 | 0
IGCC | 0 | 0 | 0 | 0 | 0 | 0
DemandResponse | 0 | 0 | 0 | 0 | 0 | 0
IGCC-CCS | 0 | 0 | 0 | 0 | 0 | 0
WT_off | 0 | 0 | 0 | 0 | 0 | 0
PseudoUnit | 0 | 0 | 0 | 0 | 0 | 0
FixedInterchange | 0 | 0 | 0 | 0 | 0 | 0
Emission Cost by Reporting Type: HQ_NEISO
ReportingType | 2015 | 2020 | 2025 | 2030 | 2035 | 2040
BM | 0 | 0 | 0 | 0 | 0 | 0
CC | 0 | 0 | 0 | 0 | 0 | 0
CSP | 0 | 0 | 0 | 0 | 0 | 0
CT | 0 | 0 | 0 | 0 | 0 | 0
Coal | 0 | 0 | 0 | 0 | 0 | 0
Geo | 0 | 0 | 0 | 0 | 0 | 0
H | 0 | 0 | 0 | 0 | 0 | 0
LFG | 0 | 0 | 0 | 0 | 0 | 0
Nuc | 0 | 0 | 0 | 0 | 0 | 0
PS | 0 | 0 | 0 | 0 | 0 | 0
PV | 0 | 0 | 0 | 0 | 0 | 0
PeakG | 0 | 0 | 0 | 0 | 0 | 0
PeakO | 0 | 0 | 0 | 0 | 0 | 0
ST | 0 | 0 | 0 | 0 | 0 | 0
STOG | 0 | 0 | 0 | 0 | 0 | 0
STWD | 0 | 0 | 0 | 0 | 0 | 0
WT | 0 | 0 | 0 | 0 | 0 | 0
IGCC | 0 | 0 | 0 | 0 | 0 | 0
DemandResponse | 0 | 0 | 0 | 0 | 0 | 0
IGCC-CCS | 0 | 0 | 0 | 0 | 0 | 0
WT_off | 0 | 0 | 0 | 0 | 0 | 0
PseudoUnit | 0 | 0 | 0 | 0 | 0 | 0
FixedInterchange | 0 | 0 | 0 | 0 | 0 | 0
Emission Cost by Reporting Type: HQ_NY
ReportingType | 2015 | 2020 | 2025 | 2030 | 2035 | 2040
BM | 0 | 0 | 0 | 0 | 0 | 0
CC | 0 | 0 | 0 | 0 | 0 | 0
CSP | 0 | 0 | 0 | 0 | 0 | 0
CT | 0 | 0 | 0 | 0 | 0 | 0
Coal | 0 | 0 | 0 | 0 | 0 | 0
Geo | 0 | 0 | 0 | 0 | 0 | 0
H | 0 | 0 | 0 | 0 | 0 | 0
LFG | 0 | 0 | 0 | 0 | 0 | 0
Nuc | 0 | 0 | 0 | 0 | 0 | 0
PS | 0 | 0 | 0 | 0 | 0 | 0
PV | 0 | 0 | 0 | 0 | 0 | 0
PeakG | 0 | 0 | 0 | 0 | 0 | 0
PeakO | 0 | 0 | 0 | 0 | 0 | 0
ST | 0 | 0 | 0 | 0 | 0 | 0
STOG | 0 | 0 | 0 | 0 | 0 | 0
STWD | 0 | 0 | 0 | 0 | 0 | 0
WT | 0 | 0 | 0 | 0 | 0 | 0
IGCC | 0 | 0 | 0 | 0 | 0 | 0
DemandResponse | 0 | 0 | 0 | 0 | 0 | 0
IGCC-CCS | 0 | 0 | 0 | 0 | 0 | 0
WT_off | 0 | 0 | 0 | 0 | 0 | 0
PseudoUnit | 0 | 0 | 0 | 0 | 0 | 0
FixedInterchange | 0 | 0 | 0 | 0 | 0 | 0
Emission Cost by Reporting Type: MARITIMES
ReportingType | 2015 | 2020 | 2025 | 2030 | 2035 | 2040
BM | 0 | 0 | 0 | 0 | 0 | 0
CC | 0 | 0 | 0 | 0 | 0 | 0
CSP | 0 | 0 | 0 | 0 | 0 | 0
CT | 0 | 0 | 0 | 0 | 0 | 0
Coal | 0 | 0 | 0 | 0 | 0 | 0
Geo | 0 | 0 | 0 | 0 | 0 | 0
H | 0 | 0 | 0 | 0 | 0 | 0
LFG | 0 | 0 | 0 | 0 | 0 | 0
Nuc | 0 | 0 | 0 | 0 | 0 | 0
PS | 0 | 0 | 0 | 0 | 0 | 0
PV | 0 | 0 | 0 | 0 | 0 | 0
PeakG | 0 | 0 | 0 | 0 | 0 | 0
PeakO | 0 | 0 | 0 | 0 | 0 | 0
ST | 0 | 0 | 0 | 0 | 0 | 0
STOG | 0 | 0 | 0 | 0 | 0 | 0
STWD | 0 | 0 | 0 | 0 | 0 | 0
WT | 0 | 0 | 0 | 0 | 0 | 0
IGCC | 0 | 0 | 0 | 0 | 0 | 0
DemandResponse | 0 | 0 | 0 | 0 | 0 | 0
IGCC-CCS | 0 | 0 | 0 | 0 | 0 | 0
WT_off | 0 | 0 | 0 | 0 | 0 | 0
PseudoUnit | 0 | 0 | 0 | 0 | 0 | 0
FixedInterchange | 0 | 0 | 0 | 0 | 0 | 0
Emission Cost by Reporting Type: All
ReportingType | 2015 | 2020 | 2025 | 2030 | 2035 | 2040
BM | 0 | 0 | 0 | 0 | 0 | 0
CC | 0 | 0 | 0 | 0 | 0 | 0
CSP | 0 | 0 | 0 | 0 | 0 | 0
CT | 0 | 0 | 0 | 0 | 0 | 0
Coal | 0 | 0 | 0 | 0 | 0 | 0
Geo | 0 | 0 | 0 | 0 | 0 | 0
H | 0 | 0 | 0 | 0 | 0 | 0
LFG | 0 | 0 | 0 | 0 | 0 | 0
Nuc | 0 | 0 | 0 | 0 | 0 | 0
PS | 0 | 0 | 0 | 0 | 0 | 0
PV | 0 | 0 | 0 | 0 | 0 | 0
PeakG | 0 | 0 | 0 | 0 | 0 | 0
PeakO | 0 | 0 | 0 | 0 | 0 | 0
ST | 0 | 0 | 0 | 0 | 0 | 0
STOG | 0 | 0 | 0 | 0 | 0 | 0
STWD | 0 | 0 | 0 | 0 | 0 | 0
WT | 0 | 0 | 0 | 0 | 0 | 0
IGCC | 0 | 0 | 0 | 0 | 0 | 0
DemandResponse | 0 | 0 | 0 | 0 | 0 | 0
IGCC-CCS | 0 | 0 | 0 | 0 | 0 | 0
WT_off | 0 | 0 | 0 | 0 | 0 | 0
PseudoUnit | 0 | 0 | 0 | 0 | 0 | 0
FixedInterchange | 0 | 0 | 0 | 0 | 0 | 0
Emission Cost by Reporting Type: EI_US
ReportingType | 2015 | 2020 | 2025 | 2030 | 2035 | 2040
BM | 0 | 0 | 0 | 0 | 0 | 0
CC | 0 | 0 | 0 | 0 | 0 | 0
CSP | 0 | 0 | 0 | 0 | 0 | 0
CT | 0 | 0 | 0 | 0 | 0 | 0
Coal | 0 | 0 | 0 | 0 | 0 | 0
Geo | 0 | 0 | 0 | 0 | 0 | 0
H | 0 | 0 | 0 | 0 | 0 | 0
LFG | 0 | 0 | 0 | 0 | 0 | 0
Nuc | 0 | 0 | 0 | 0 | 0 | 0
PS | 0 | 0 | 0 | 0 | 0 | 0
PV | 0 | 0 | 0 | 0 | 0 | 0
PeakG | 0 | 0 | 0 | 0 | 0 | 0
PeakO | 0 | 0 | 0 | 0 | 0 | 0
ST | 0 | 0 | 0 | 0 | 0 | 0
STOG | 0 | 0 | 0 | 0 | 0 | 0
STWD | 0 | 0 | 0 | 0 | 0 | 0
WT | 0 | 0 | 0 | 0 | 0 | 0
IGCC | 0 | 0 | 0 | 0 | 0 | 0
DemandResponse | 0 | 0 | 0 | 0 | 0 | 0
IGCC-CCS | 0 | 0 | 0 | 0 | 0 | 0
WT_off | 0 | 0 | 0 | 0 | 0 | 0
PseudoUnit | 0 | 0 | 0 | 0 | 0 | 0
FixedInterchange | 0 | 0 | 0 | 0 | 0 | 0
Emission Cost by Reporting Type: EI_Canada
ReportingType | 2015 | 2020 | 2025 | 2030 | 2035 | 2040
BM | 0 | 0 | 0 | 0 | 0 | 0
CC | 0 | 0 | 0 | 0 | 0 | 0
CSP | 0 | 0 | 0 | 0 | 0 | 0
CT | 0 | 0 | 0 | 0 | 0 | 0
Coal | 0 | 0 | 0 | 0 | 0 | 0
Geo | 0 | 0 | 0 | 0 | 0 | 0
H | 0 | 0 | 0 | 0 | 0 | 0
LFG | 0 | 0 | 0 | 0 | 0 | 0
Nuc | 0 | 0 | 0 | 0 | 0 | 0
PS | 0 | 0 | 0 | 0 | 0 | 0
PV | 0 | 0 | 0 | 0 | 0 | 0
PeakG | 0 | 0 | 0 | 0 | 0 | 0
PeakO | 0 | 0 | 0 | 0 | 0 | 0
ST | 0 | 0 | 0 | 0 | 0 | 0
STOG | 0 | 0 | 0 | 0 | 0 | 0
STWD | 0 | 0 | 0 | 0 | 0 | 0
WT | 0 | 0 | 0 | 0 | 0 | 0
IGCC | 0 | 0 | 0 | 0 | 0 | 0
DemandResponse | 0 | 0 | 0 | 0 | 0 | 0
IGCC-CCS | 0 | 0 | 0 | 0 | 0 | 0
WT_off | 0 | 0 | 0 | 0 | 0 | 0
PseudoUnit | 0 | 0 | 0 | 0 | 0 | 0
FixedInterchange | 0 | 0 | 0 | 0 | 0 | 0
Emission Cost by Reporting Type: EI
ReportingType | 2015 | 2020 | 2025 | 2030 | 2035 | 2040
BM | 0 | 0 | 0 | 0 | 0 | 0
CC | 0 | 0 | 0 | 0 | 0 | 0
CSP | 0 | 0 | 0 | 0 | 0 | 0
CT | 0 | 0 | 0 | 0 | 0 | 0
Coal | 0 | 0 | 0 | 0 | 0 | 0
Geo | 0 | 0 | 0 | 0 | 0 | 0
H | 0 | 0 | 0 | 0 | 0 | 0
LFG | 0 | 0 | 0 | 0 | 0 | 0
Nuc | 0 | 0 | 0 | 0 | 0 | 0
PS | 0 | 0 | 0 | 0 | 0 | 0
PV | 0 | 0 | 0 | 0 | 0 | 0
PeakG | 0 | 0 | 0 | 0 | 0 | 0
PeakO | 0 | 0 | 0 | 0 | 0 | 0
ST | 0 | 0 | 0 | 0 | 0 | 0
STOG | 0 | 0 | 0 | 0 | 0 | 0
STWD | 0 | 0 | 0 | 0 | 0 | 0
WT | 0 | 0 | 0 | 0 | 0 | 0
IGCC | 0 | 0 | 0 | 0 | 0 | 0
DemandResponse | 0 | 0 | 0 | 0 | 0 | 0
IGCC-CCS | 0 | 0 | 0 | 0 | 0 | 0
WT_off | 0 | 0 | 0 | 0 | 0 | 0
PseudoUnit | 0 | 0 | 0 | 0 | 0 | 0
FixedInterchange | 0 | 0 | 0 | 0 | 0 | 0
Emission Cost by Reporting Type: Outside_EI
ReportingType | 2015 | 2020 | 2025 | 2030 | 2035 | 2040
BM | 0 | 0 | 0 | 0 | 0 | 0
CC | 0 | 0 | 0 | 0 | 0 | 0
CSP | 0 | 0 | 0 | 0 | 0 | 0
CT | 0 | 0 | 0 | 0 | 0 | 0
Coal | 0 | 0 | 0 | 0 | 0 | 0
Geo | 0 | 0 | 0 | 0 | 0 | 0
H | 0 | 0 | 0 | 0 | 0 | 0
LFG | 0 | 0 | 0 | 0 | 0 | 0
Nuc | 0 | 0 | 0 | 0 | 0 | 0
PS | 0 | 0 | 0 | 0 | 0 | 0
PV | 0 | 0 | 0 | 0 | 0 | 0
PeakG | 0 | 0 | 0 | 0 | 0 | 0
PeakO | 0 | 0 | 0 | 0 | 0 | 0
ST | 0 | 0 | 0 | 0 | 0 | 0
STOG | 0 | 0 | 0 | 0 | 0 | 0
STWD | 0 | 0 | 0 | 0 | 0 | 0
WT | 0 | 0 | 0 | 0 | 0 | 0
IGCC | 0 | 0 | 0 | 0 | 0 | 0
DemandResponse | 0 | 0 | 0 | 0 | 0 | 0
IGCC-CCS | 0 | 0 | 0 | 0 | 0 | 0
WT_off | 0 | 0 | 0 | 0 | 0 | 0
PseudoUnit | 0 | 0 | 0 | 0 | 0 | 0
FixedInterchange | 0 | 0 | 0 | 0 | 0 | 0
==== Emission Program: CAIRNOxAnnual : (NOx) ====
Emission Cost by Reporting Type: Entergy
ReportingType | 2015 | 2020 | 2025 | 2030 | 2035 | 2040
BM | 0 | 0 | 0 | 0 | 0 | 0
CC | 0 | 0 | 0 | 0 | 0 | 0
CSP | 0 | 0 | 0 | 0 | 0 | 0
CT | 0 | 0 | 0 | 0 | 0 | 0
Coal | 0 | 0 | 0 | 0 | 0 | 0
Geo | 0 | 0 | 0 | 0 | 0 | 0
H | 0 | 0 | 0 | 0 | 0 | 0
LFG | 0 | 0 | 0 | 0 | 0 | 0
Nuc | 0 | 0 | 0 | 0 | 0 | 0
PS | 0 | 0 | 0 | 0 | 0 | 0
PV | 0 | 0 | 0 | 0 | 0 | 0
PeakG | 0 | 0 | 0 | 0 | 0 | 0
PeakO | 0 | 0 | 0 | 0 | 0 | 0
ST | 0 | 0 | 0 | 0 | 0 | 0
STOG | 0 | 0 | 0 | 0 | 0 | 0
STWD | 0 | 0 | 0 | 0 | 0 | 0
WT | 0 | 0 | 0 | 0 | 0 | 0
IGCC | 0 | 0 | 0 | 0 | 0 | 0
DemandResponse | 0 | 0 | 0 | 0 | 0 | 0
IGCC-CCS | 0 | 0 | 0 | 0 | 0 | 0
WT_off | 0 | 0 | 0 | 0 | 0 | 0
PseudoUnit | 0 | 0 | 0 | 0 | 0 | 0
FixedInterchange | 0 | 0 | 0 | 0 | 0 | 0
Emission Cost by Reporting Type: FRCC
ReportingType | 2015 | 2020 | 2025 | 2030 | 2035 | 2040
BM | 0 | 0 | 0 | 0 | 0 | 0
CC | 0 | 0 | 0 | 0 | 0 | 0
CSP | 0 | 0 | 0 | 0 | 0 | 0
CT | 0 | 0 | 0 | 0 | 0 | 0
Coal | 0 | 0 | 0 | 0 | 0 | 0
Geo | 0 | 0 | 0 | 0 | 0 | 0
H | 0 | 0 | 0 | 0 | 0 | 0
LFG | 0 | 0 | 0 | 0 | 0 | 0
Nuc | 0 | 0 | 0 | 0 | 0 | 0
PS | 0 | 0 | 0 | 0 | 0 | 0
PV | 0 | 0 | 0 | 0 | 0 | 0
PeakG | 0 | 0 | 0 | 0 | 0 | 0
PeakO | 0 | 0 | 0 | 0 | 0 | 0
ST | 0 | 0 | 0 | 0 | 0 | 0
STOG | 0 | 0 | 0 | 0 | 0 | 0
STWD | 0 | 0 | 0 | 0 | 0 | 0
WT | 0 | 0 | 0 | 0 | 0 | 0
IGCC | 0 | 0 | 0 | 0 | 0 | 0
DemandResponse | 0 | 0 | 0 | 0 | 0 | 0
IGCC-CCS | 0 | 0 | 0 | 0 | 0 | 0
WT_off | 0 | 0 | 0 | 0 | 0 | 0
PseudoUnit | 0 | 0 | 0 | 0 | 0 | 0
FixedInterchange | 0 | 0 | 0 | 0 | 0 | 0
Emission Cost by Reporting Type: MAPP_US
ReportingType | 2015 | 2020 | 2025 | 2030 | 2035 | 2040
BM | 0 | 0 | 0 | 0 | 0 | 0
CC | 0 | 0 | 0 | 0 | 0 | 0
CSP | 0 | 0 | 0 | 0 | 0 | 0
CT | 0 | 0 | 0 | 0 | 0 | 0
Coal | 0 | 0 | 0 | 0 | 0 | 0
Geo | 0 | 0 | 0 | 0 | 0 | 0
H | 0 | 0 | 0 | 0 | 0 | 0
LFG | 0 | 0 | 0 | 0 | 0 | 0
Nuc | 0 | 0 | 0 | 0 | 0 | 0
PS | 0 | 0 | 0 | 0 | 0 | 0
PV | 0 | 0 | 0 | 0 | 0 | 0
PeakG | 0 | 0 | 0 | 0 | 0 | 0
PeakO | 0 | 0 | 0 | 0 | 0 | 0
ST | 0 | 0 | 0 | 0 | 0 | 0
STOG | 0 | 0 | 0 | 0 | 0 | 0
STWD | 0 | 0 | 0 | 0 | 0 | 0
WT | 0 | 0 | 0 | 0 | 0 | 0
IGCC | 0 | 0 | 0 | 0 | 0 | 0
DemandResponse | 0 | 0 | 0 | 0 | 0 | 0
IGCC-CCS | 0 | 0 | 0 | 0 | 0 | 0
WT_off | 0 | 0 | 0 | 0 | 0 | 0
PseudoUnit | 0 | 0 | 0 | 0 | 0 | 0
FixedInterchange | 0 | 0 | 0 | 0 | 0 | 0
Emission Cost by Reporting Type: MISO_IN
ReportingType | 2015 | 2020 | 2025 | 2030 | 2035 | 2040
BM | 0 | 0 | 0 | 0 | 0 | 0
CC | 0 | 0 | 0 | 0 | 0 | 0
CSP | 0 | 0 | 0 | 0 | 0 | 0
CT | 0 | 0 | 0 | 0 | 0 | 0
Coal | 0 | 0 | 0 | 0 | 0 | 0
Geo | 0 | 0 | 0 | 0 | 0 | 0
H | 0 | 0 | 0 | 0 | 0 | 0
LFG | 0 | 0 | 0 | 0 | 0 | 0
Nuc | 0 | 0 | 0 | 0 | 0 | 0
PS | 0 | 0 | 0 | 0 | 0 | 0
PV | 0 | 0 | 0 | 0 | 0 | 0
PeakG | 0 | 0 | 0 | 0 | 0 | 0
PeakO | 0 | 0 | 0 | 0 | 0 | 0
ST | 0 | 0 | 0 | 0 | 0 | 0
STOG | 0 | 0 | 0 | 0 | 0 | 0
STWD | 0 | 0 | 0 | 0 | 0 | 0
WT | 0 | 0 | 0 | 0 | 0 | 0
IGCC | 0 | 0 | 0 | 0 | 0 | 0
DemandResponse | 0 | 0 | 0 | 0 | 0 | 0
IGCC-CCS | 0 | 0 | 0 | 0 | 0 | 0
WT_off | 0 | 0 | 0 | 0 | 0 | 0
PseudoUnit | 0 | 0 | 0 | 0 | 0 | 0
FixedInterchange | 0 | 0 | 0 | 0 | 0 | 0
Emission Cost by Reporting Type: MISO_MI
ReportingType | 2015 | 2020 | 2025 | 2030 | 2035 | 2040
BM | 0 | 0 | 0 | 0 | 0 | 0
CC | 0 | 0 | 0 | 0 | 0 | 0
CSP | 0 | 0 | 0 | 0 | 0 | 0
CT | 0 | 0 | 0 | 0 | 0 | 0
Coal | 0 | 0 | 0 | 0 | 0 | 0
Geo | 0 | 0 | 0 | 0 | 0 | 0
H | 0 | 0 | 0 | 0 | 0 | 0
LFG | 0 | 0 | 0 | 0 | 0 | 0
Nuc | 0 | 0 | 0 | 0 | 0 | 0
PS | 0 | 0 | 0 | 0 | 0 | 0
PV | 0 | 0 | 0 | 0 | 0 | 0
PeakG | 0 | 0 | 0 | 0 | 0 | 0
PeakO | 0 | 0 | 0 | 0 | 0 | 0
ST | 0 | 0 | 0 | 0 | 0 | 0
STOG | 0 | 0 | 0 | 0 | 0 | 0
STWD | 0 | 0 | 0 | 0 | 0 | 0
WT | 0 | 0 | 0 | 0 | 0 | 0
IGCC | 0 | 0 | 0 | 0 | 0 | 0
DemandResponse | 0 | 0 | 0 | 0 | 0 | 0
IGCC-CCS | 0 | 0 | 0 | 0 | 0 | 0
WT_off | 0 | 0 | 0 | 0 | 0 | 0
PseudoUnit | 0 | 0 | 0 | 0 | 0 | 0
FixedInterchange | 0 | 0 | 0 | 0 | 0 | 0
Emission Cost by Reporting Type: MISO_MO-IL
ReportingType | 2015 | 2020 | 2025 | 2030 | 2035 | 2040
BM | 0 | 0 | 0 | 0 | 0 | 0
CC | 0 | 0 | 0 | 0 | 0 | 0
CSP | 0 | 0 | 0 | 0 | 0 | 0
CT | 0 | 0 | 0 | 0 | 0 | 0
Coal | 0 | 0 | 0 | 0 | 0 | 0
Geo | 0 | 0 | 0 | 0 | 0 | 0
H | 0 | 0 | 0 | 0 | 0 | 0
LFG | 0 | 0 | 0 | 0 | 0 | 0
Nuc | 0 | 0 | 0 | 0 | 0 | 0
PS | 0 | 0 | 0 | 0 | 0 | 0
PV | 0 | 0 | 0 | 0 | 0 | 0
PeakG | 0 | 0 | 0 | 0 | 0 | 0
PeakO | 0 | 0 | 0 | 0 | 0 | 0
ST | 0 | 0 | 0 | 0 | 0 | 0
STOG | 0 | 0 | 0 | 0 | 0 | 0
STWD | 0 | 0 | 0 | 0 | 0 | 0
WT | 0 | 0 | 0 | 0 | 0 | 0
IGCC | 0 | 0 | 0 | 0 | 0 | 0
DemandResponse | 0 | 0 | 0 | 0 | 0 | 0
IGCC-CCS | 0 | 0 | 0 | 0 | 0 | 0
WT_off | 0 | 0 | 0 | 0 | 0 | 0
PseudoUnit | 0 | 0 | 0 | 0 | 0 | 0
FixedInterchange | 0 | 0 | 0 | 0 | 0 | 0
Emission Cost by Reporting Type: MISO_W
ReportingType | 2015 | 2020 | 2025 | 2030 | 2035 | 2040
BM | 0 | 0 | 0 | 0 | 0 | 0
CC | 0 | 0 | 0 | 0 | 0 | 0
CSP | 0 | 0 | 0 | 0 | 0 | 0
CT | 0 | 0 | 0 | 0 | 0 | 0
Coal | 0 | 0 | 0 | 0 | 0 | 0
Geo | 0 | 0 | 0 | 0 | 0 | 0
H | 0 | 0 | 0 | 0 | 0 | 0
LFG | 0 | 0 | 0 | 0 | 0 | 0
Nuc | 0 | 0 | 0 | 0 | 0 | 0
PS | 0 | 0 | 0 | 0 | 0 | 0
PV | 0 | 0 | 0 | 0 | 0 | 0
PeakG | 0 | 0 | 0 | 0 | 0 | 0
PeakO | 0 | 0 | 0 | 0 | 0 | 0
ST | 0 | 0 | 0 | 0 | 0 | 0
STOG | 0 | 0 | 0 | 0 | 0 | 0
STWD | 0 | 0 | 0 | 0 | 0 | 0
WT | 0 | 0 | 0 | 0 | 0 | 0
IGCC | 0 | 0 | 0 | 0 | 0 | 0
DemandResponse | 0 | 0 | 0 | 0 | 0 | 0
IGCC-CCS | 0 | 0 | 0 | 0 | 0 | 0
WT_off | 0 | 0 | 0 | 0 | 0 | 0
PseudoUnit | 0 | 0 | 0 | 0 | 0 | 0
FixedInterchange | 0 | 0 | 0 | 0 | 0 | 0
Emission Cost by Reporting Type: MISO_WUMS
ReportingType | 2015 | 2020 | 2025 | 2030 | 2035 | 2040
BM | 0 | 0 | 0 | 0 | 0 | 0
CC | 0 | 0 | 0 | 0 | 0 | 0
CSP | 0 | 0 | 0 | 0 | 0 | 0
CT | 0 | 0 | 0 | 0 | 0 | 0
Coal | 0 | 0 | 0 | 0 | 0 | 0
Geo | 0 | 0 | 0 | 0 | 0 | 0
H | 0 | 0 | 0 | 0 | 0 | 0
LFG | 0 | 0 | 0 | 0 | 0 | 0
Nuc | 0 | 0 | 0 | 0 | 0 | 0
PS | 0 | 0 | 0 | 0 | 0 | 0
PV | 0 | 0 | 0 | 0 | 0 | 0
PeakG | 0 | 0 | 0 | 0 | 0 | 0
PeakO | 0 | 0 | 0 | 0 | 0 | 0
ST | 0 | 0 | 0 | 0 | 0 | 0
STOG | 0 | 0 | 0 | 0 | 0 | 0
STWD | 0 | 0 | 0 | 0 | 0 | 0
WT | 0 | 0 | 0 | 0 | 0 | 0
IGCC | 0 | 0 | 0 | 0 | 0 | 0
DemandResponse | 0 | 0 | 0 | 0 | 0 | 0
IGCC-CCS | 0 | 0 | 0 | 0 | 0 | 0
WT_off | 0 | 0 | 0 | 0 | 0 | 0
PseudoUnit | 0 | 0 | 0 | 0 | 0 | 0
FixedInterchange | 0 | 0 | 0 | 0 | 0 | 0
Emission Cost by Reporting Type: Nebraska
ReportingType | 2015 | 2020 | 2025 | 2030 | 2035 | 2040
BM | 0 | 0 | 0 | 0 | 0 | 0
CC | 0 | 0 | 0 | 0 | 0 | 0
CSP | 0 | 0 | 0 | 0 | 0 | 0
CT | 0 | 0 | 0 | 0 | 0 | 0
Coal | 0 | 0 | 0 | 0 | 0 | 0
Geo | 0 | 0 | 0 | 0 | 0 | 0
H | 0 | 0 | 0 | 0 | 0 | 0
LFG | 0 | 0 | 0 | 0 | 0 | 0
Nuc | 0 | 0 | 0 | 0 | 0 | 0
PS | 0 | 0 | 0 | 0 | 0 | 0
PV | 0 | 0 | 0 | 0 | 0 | 0
PeakG | 0 | 0 | 0 | 0 | 0 | 0
PeakO | 0 | 0 | 0 | 0 | 0 | 0
ST | 0 | 0 | 0 | 0 | 0 | 0
STOG | 0 | 0 | 0 | 0 | 0 | 0
STWD | 0 | 0 | 0 | 0 | 0 | 0
WT | 0 | 0 | 0 | 0 | 0 | 0
IGCC | 0 | 0 | 0 | 0 | 0 | 0
DemandResponse | 0 | 0 | 0 | 0 | 0 | 0
IGCC-CCS | 0 | 0 | 0 | 0 | 0 | 0
WT_off | 0 | 0 | 0 | 0 | 0 | 0
PseudoUnit | 0 | 0 | 0 | 0 | 0 | 0
FixedInterchange | 0 | 0 | 0 | 0 | 0 | 0
Emission Cost by Reporting Type: NEISO
ReportingType | 2015 | 2020 | 2025 | 2030 | 2035 | 2040
BM | 0 | 0 | 0 | 0 | 0 | 0
CC | 0 | 0 | 0 | 0 | 0 | 0
CSP | 0 | 0 | 0 | 0 | 0 | 0
CT | 0 | 0 | 0 | 0 | 0 | 0
Coal | 0 | 0 | 0 | 0 | 0 | 0
Geo | 0 | 0 | 0 | 0 | 0 | 0
H | 0 | 0 | 0 | 0 | 0 | 0
LFG | 0 | 0 | 0 | 0 | 0 | 0
Nuc | 0 | 0 | 0 | 0 | 0 | 0
PS | 0 | 0 | 0 | 0 | 0 | 0
PV | 0 | 0 | 0 | 0 | 0 | 0
PeakG | 0 | 0 | 0 | 0 | 0 | 0
PeakO | 0 | 0 | 0 | 0 | 0 | 0
ST | 0 | 0 | 0 | 0 | 0 | 0
STOG | 0 | 0 | 0 | 0 | 0 | 0
STWD | 0 | 0 | 0 | 0 | 0 | 0
WT | 0 | 0 | 0 | 0 | 0 | 0
IGCC | 0 | 0 | 0 | 0 | 0 | 0
DemandResponse | 0 | 0 | 0 | 0 | 0 | 0
IGCC-CCS | 0 | 0 | 0 | 0 | 0 | 0
WT_off | 0 | 0 | 0 | 0 | 0 | 0
PseudoUnit | 0 | 0 | 0 | 0 | 0 | 0
FixedInterchange | 0 | 0 | 0 | 0 | 0 | 0
Emission Cost by Reporting Type: NonRTO_Midwest
ReportingType | 2015 | 2020 | 2025 | 2030 | 2035 | 2040
BM | 0 | 0 | 0 | 0 | 0 | 0
CC | 0 | 0 | 0 | 0 | 0 | 0
CSP | 0 | 0 | 0 | 0 | 0 | 0
CT | 0 | 0 | 0 | 0 | 0 | 0
Coal | 0 | 0 | 0 | 0 | 0 | 0
Geo | 0 | 0 | 0 | 0 | 0 | 0
H | 0 | 0 | 0 | 0 | 0 | 0
LFG | 0 | 0 | 0 | 0 | 0 | 0
Nuc | 0 | 0 | 0 | 0 | 0 | 0
PS | 0 | 0 | 0 | 0 | 0 | 0
PV | 0 | 0 | 0 | 0 | 0 | 0
PeakG | 0 | 0 | 0 | 0 | 0 | 0
PeakO | 0 | 0 | 0 | 0 | 0 | 0
ST | 0 | 0 | 0 | 0 | 0 | 0
STOG | 0 | 0 | 0 | 0 | 0 | 0
STWD | 0 | 0 | 0 | 0 | 0 | 0
WT | 0 | 0 | 0 | 0 | 0 | 0
IGCC | 0 | 0 | 0 | 0 | 0 | 0
DemandResponse | 0 | 0 | 0 | 0 | 0 | 0
IGCC-CCS | 0 | 0 | 0 | 0 | 0 | 0
WT_off | 0 | 0 | 0 | 0 | 0 | 0
PseudoUnit | 0 | 0 | 0 | 0 | 0 | 0
FixedInterchange | 0 | 0 | 0 | 0 | 0 | 0
Emission Cost by Reporting Type: NYISO_A-F
ReportingType | 2015 | 2020 | 2025 | 2030 | 2035 | 2040
BM | 0 | 0 | 0 | 0 | 0 | 0
CC | 0 | 0 | 0 | 0 | 0 | 0
CSP | 0 | 0 | 0 | 0 | 0 | 0
CT | 0 | 0 | 0 | 0 | 0 | 0
Coal | 0 | 0 | 0 | 0 | 0 | 0
Geo | 0 | 0 | 0 | 0 | 0 | 0
H | 0 | 0 | 0 | 0 | 0 | 0
LFG | 0 | 0 | 0 | 0 | 0 | 0
Nuc | 0 | 0 | 0 | 0 | 0 | 0
PS | 0 | 0 | 0 | 0 | 0 | 0
PV | 0 | 0 | 0 | 0 | 0 | 0
PeakG | 0 | 0 | 0 | 0 | 0 | 0
PeakO | 0 | 0 | 0 | 0 | 0 | 0
ST | 0 | 0 | 0 | 0 | 0 | 0
STOG | 0 | 0 | 0 | 0 | 0 | 0
STWD | 0 | 0 | 0 | 0 | 0 | 0
WT | 0 | 0 | 0 | 0 | 0 | 0
IGCC | 0 | 0 | 0 | 0 | 0 | 0
DemandResponse | 0 | 0 | 0 | 0 | 0 | 0
IGCC-CCS | 0 | 0 | 0 | 0 | 0 | 0
WT_off | 0 | 0 | 0 | 0 | 0 | 0
PseudoUnit | 0 | 0 | 0 | 0 | 0 | 0
FixedInterchange | 0 | 0 | 0 | 0 | 0 | 0
Emission Cost by Reporting Type: NYISO_G-I
ReportingType | 2015 | 2020 | 2025 | 2030 | 2035 | 2040
BM | 0 | 0 | 0 | 0 | 0 | 0
CC | 0 | 0 | 0 | 0 | 0 | 0
CSP | 0 | 0 | 0 | 0 | 0 | 0
CT | 0 | 0 | 0 | 0 | 0 | 0
Coal | 0 | 0 | 0 | 0 | 0 | 0
Geo | 0 | 0 | 0 | 0 | 0 | 0
H | 0 | 0 | 0 | 0 | 0 | 0
LFG | 0 | 0 | 0 | 0 | 0 | 0
Nuc | 0 | 0 | 0 | 0 | 0 | 0
PS | 0 | 0 | 0 | 0 | 0 | 0
PV | 0 | 0 | 0 | 0 | 0 | 0
PeakG | 0 | 0 | 0 | 0 | 0 | 0
PeakO | 0 | 0 | 0 | 0 | 0 | 0
ST | 0 | 0 | 0 | 0 | 0 | 0
STOG | 0 | 0 | 0 | 0 | 0 | 0
STWD | 0 | 0 | 0 | 0 | 0 | 0
WT | 0 | 0 | 0 | 0 | 0 | 0
IGCC | 0 | 0 | 0 | 0 | 0 | 0
DemandResponse | 0 | 0 | 0 | 0 | 0 | 0
IGCC-CCS | 0 | 0 | 0 | 0 | 0 | 0
WT_off | 0 | 0 | 0 | 0 | 0 | 0
PseudoUnit | 0 | 0 | 0 | 0 | 0 | 0
FixedInterchange | 0 | 0 | 0 | 0 | 0 | 0
Emission Cost by Reporting Type: NYISO_J-K
ReportingType | 2015 | 2020 | 2025 | 2030 | 2035 | 2040
BM | 0 | 0 | 0 | 0 | 0 | 0
CC | 0 | 0 | 0 | 0 | 0 | 0
CSP | 0 | 0 | 0 | 0 | 0 | 0
CT | 0 | 0 | 0 | 0 | 0 | 0
Coal | 0 | 0 | 0 | 0 | 0 | 0
Geo | 0 | 0 | 0 | 0 | 0 | 0
H | 0 | 0 | 0 | 0 | 0 | 0
LFG | 0 | 0 | 0 | 0 | 0 | 0
Nuc | 0 | 0 | 0 | 0 | 0 | 0
PS | 0 | 0 | 0 | 0 | 0 | 0
PV | 0 | 0 | 0 | 0 | 0 | 0
PeakG | 0 | 0 | 0 | 0 | 0 | 0
PeakO | 0 | 0 | 0 | 0 | 0 | 0
ST | 0 | 0 | 0 | 0 | 0 | 0
STOG | 0 | 0 | 0 | 0 | 0 | 0
STWD | 0 | 0 | 0 | 0 | 0 | 0
WT | 0 | 0 | 0 | 0 | 0 | 0
IGCC | 0 | 0 | 0 | 0 | 0 | 0
DemandResponse | 0 | 0 | 0 | 0 | 0 | 0
IGCC-CCS | 0 | 0 | 0 | 0 | 0 | 0
WT_off | 0 | 0 | 0 | 0 | 0 | 0
PseudoUnit | 0 | 0 | 0 | 0 | 0 | 0
FixedInterchange | 0 | 0 | 0 | 0 | 0 | 0
Emission Cost by Reporting Type: PJM_E
ReportingType | 2015 | 2020 | 2025 | 2030 | 2035 | 2040
BM | 0 | 0 | 0 | 0 | 0 | 0
CC | 0 | 0 | 0 | 0 | 0 | 0
CSP | 0 | 0 | 0 | 0 | 0 | 0
CT | 0 | 0 | 0 | 0 | 0 | 0
Coal | 0 | 0 | 0 | 0 | 0 | 0
Geo | 0 | 0 | 0 | 0 | 0 | 0
H | 0 | 0 | 0 | 0 | 0 | 0
LFG | 0 | 0 | 0 | 0 | 0 | 0
Nuc | 0 | 0 | 0 | 0 | 0 | 0
PS | 0 | 0 | 0 | 0 | 0 | 0
PV | 0 | 0 | 0 | 0 | 0 | 0
PeakG | 0 | 0 | 0 | 0 | 0 | 0
PeakO | 0 | 0 | 0 | 0 | 0 | 0
ST | 0 | 0 | 0 | 0 | 0 | 0
STOG | 0 | 0 | 0 | 0 | 0 | 0
STWD | 0 | 0 | 0 | 0 | 0 | 0
WT | 0 | 0 | 0 | 0 | 0 | 0
IGCC | 0 | 0 | 0 | 0 | 0 | 0
DemandResponse | 0 | 0 | 0 | 0 | 0 | 0
IGCC-CCS | 0 | 0 | 0 | 0 | 0 | 0
WT_off | 0 | 0 | 0 | 0 | 0 | 0
PseudoUnit | 0 | 0 | 0 | 0 | 0 | 0
FixedInterchange | 0 | 0 | 0 | 0 | 0 | 0
Emission Cost by Reporting Type: PJM_ROM
ReportingType | 2015 | 2020 | 2025 | 2030 | 2035 | 2040
BM | 0 | 0 | 0 | 0 | 0 | 0
CC | 0 | 0 | 0 | 0 | 0 | 0
CSP | 0 | 0 | 0 | 0 | 0 | 0
CT | 0 | 0 | 0 | 0 | 0 | 0
Coal | 0 | 0 | 0 | 0 | 0 | 0
Geo | 0 | 0 | 0 | 0 | 0 | 0
H | 0 | 0 | 0 | 0 | 0 | 0
LFG | 0 | 0 | 0 | 0 | 0 | 0
Nuc | 0 | 0 | 0 | 0 | 0 | 0
PS | 0 | 0 | 0 | 0 | 0 | 0
PV | 0 | 0 | 0 | 0 | 0 | 0
PeakG | 0 | 0 | 0 | 0 | 0 | 0
PeakO | 0 | 0 | 0 | 0 | 0 | 0
ST | 0 | 0 | 0 | 0 | 0 | 0
STOG | 0 | 0 | 0 | 0 | 0 | 0
STWD | 0 | 0 | 0 | 0 | 0 | 0
WT | 0 | 0 | 0 | 0 | 0 | 0
IGCC | 0 | 0 | 0 | 0 | 0 | 0
DemandResponse | 0 | 0 | 0 | 0 | 0 | 0
IGCC-CCS | 0 | 0 | 0 | 0 | 0 | 0
WT_off | 0 | 0 | 0 | 0 | 0 | 0
PseudoUnit | 0 | 0 | 0 | 0 | 0 | 0
FixedInterchange | 0 | 0 | 0 | 0 | 0 | 0
Emission Cost by Reporting Type: PJM_ROR
ReportingType | 2015 | 2020 | 2025 | 2030 | 2035 | 2040
BM | 0 | 0 | 0 | 0 | 0 | 0
CC | 0 | 0 | 0 | 0 | 0 | 0
CSP | 0 | 0 | 0 | 0 | 0 | 0
CT | 0 | 0 | 0 | 0 | 0 | 0
Coal | 0 | 0 | 0 | 0 | 0 | 0
Geo | 0 | 0 | 0 | 0 | 0 | 0
H | 0 | 0 | 0 | 0 | 0 | 0
LFG | 0 | 0 | 0 | 0 | 0 | 0
Nuc | 0 | 0 | 0 | 0 | 0 | 0
PS | 0 | 0 | 0 | 0 | 0 | 0
PV | 0 | 0 | 0 | 0 | 0 | 0
PeakG | 0 | 0 | 0 | 0 | 0 | 0
PeakO | 0 | 0 | 0 | 0 | 0 | 0
ST | 0 | 0 | 0 | 0 | 0 | 0
STOG | 0 | 0 | 0 | 0 | 0 | 0
STWD | 0 | 0 | 0 | 0 | 0 | 0
WT | 0 | 0 | 0 | 0 | 0 | 0
IGCC | 0 | 0 | 0 | 0 | 0 | 0
DemandResponse | 0 | 0 | 0 | 0 | 0 | 0
IGCC-CCS | 0 | 0 | 0 | 0 | 0 | 0
WT_off | 0 | 0 | 0 | 0 | 0 | 0
PseudoUnit | 0 | 0 | 0 | 0 | 0 | 0
FixedInterchange | 0 | 0 | 0 | 0 | 0 | 0
Emission Cost by Reporting Type: SOCO
ReportingType | 2015 | 2020 | 2025 | 2030 | 2035 | 2040
BM | 0 | 0 | 0 | 0 | 0 | 0
CC | 0 | 0 | 0 | 0 | 0 | 0
CSP | 0 | 0 | 0 | 0 | 0 | 0
CT | 0 | 0 | 0 | 0 | 0 | 0
Coal | 0 | 0 | 0 | 0 | 0 | 0
Geo | 0 | 0 | 0 | 0 | 0 | 0
H | 0 | 0 | 0 | 0 | 0 | 0
LFG | 0 | 0 | 0 | 0 | 0 | 0
Nuc | 0 | 0 | 0 | 0 | 0 | 0
PS | 0 | 0 | 0 | 0 | 0 | 0
PV | 0 | 0 | 0 | 0 | 0 | 0
PeakG | 0 | 0 | 0 | 0 | 0 | 0
PeakO | 0 | 0 | 0 | 0 | 0 | 0
ST | 0 | 0 | 0 | 0 | 0 | 0
STOG | 0 | 0 | 0 | 0 | 0 | 0
STWD | 0 | 0 | 0 | 0 | 0 | 0
WT | 0 | 0 | 0 | 0 | 0 | 0
IGCC | 0 | 0 | 0 | 0 | 0 | 0
DemandResponse | 0 | 0 | 0 | 0 | 0 | 0
IGCC-CCS | 0 | 0 | 0 | 0 | 0 | 0
WT_off | 0 | 0 | 0 | 0 | 0 | 0
PseudoUnit | 0 | 0 | 0 | 0 | 0 | 0
FixedInterchange | 0 | 0 | 0 | 0 | 0 | 0
Emission Cost by Reporting Type: SPP_N
ReportingType | 2015 | 2020 | 2025 | 2030 | 2035 | 2040
BM | 0 | 0 | 0 | 0 | 0 | 0
CC | 0 | 0 | 0 | 0 | 0 | 0
CSP | 0 | 0 | 0 | 0 | 0 | 0
CT | 0 | 0 | 0 | 0 | 0 | 0
Coal | 0 | 0 | 0 | 0 | 0 | 0
Geo | 0 | 0 | 0 | 0 | 0 | 0
H | 0 | 0 | 0 | 0 | 0 | 0
LFG | 0 | 0 | 0 | 0 | 0 | 0
Nuc | 0 | 0 | 0 | 0 | 0 | 0
PS | 0 | 0 | 0 | 0 | 0 | 0
PV | 0 | 0 | 0 | 0 | 0 | 0
PeakG | 0 | 0 | 0 | 0 | 0 | 0
PeakO | 0 | 0 | 0 | 0 | 0 | 0
ST | 0 | 0 | 0 | 0 | 0 | 0
STOG | 0 | 0 | 0 | 0 | 0 | 0
STWD | 0 | 0 | 0 | 0 | 0 | 0
WT | 0 | 0 | 0 | 0 | 0 | 0
IGCC | 0 | 0 | 0 | 0 | 0 | 0
DemandResponse | 0 | 0 | 0 | 0 | 0 | 0
IGCC-CCS | 0 | 0 | 0 | 0 | 0 | 0
WT_off | 0 | 0 | 0 | 0 | 0 | 0
PseudoUnit | 0 | 0 | 0 | 0 | 0 | 0
FixedInterchange | 0 | 0 | 0 | 0 | 0 | 0
Emission Cost by Reporting Type: SPP_S
ReportingType | 2015 | 2020 | 2025 | 2030 | 2035 | 2040
BM | 0 | 0 | 0 | 0 | 0 | 0
CC | 0 | 0 | 0 | 0 | 0 | 0
CSP | 0 | 0 | 0 | 0 | 0 | 0
CT | 0 | 0 | 0 | 0 | 0 | 0
Coal | 0 | 0 | 0 | 0 | 0 | 0
Geo | 0 | 0 | 0 | 0 | 0 | 0
H | 0 | 0 | 0 | 0 | 0 | 0
LFG | 0 | 0 | 0 | 0 | 0 | 0
Nuc | 0 | 0 | 0 | 0 | 0 | 0
PS | 0 | 0 | 0 | 0 | 0 | 0
PV | 0 | 0 | 0 | 0 | 0 | 0
PeakG | 0 | 0 | 0 | 0 | 0 | 0
PeakO | 0 | 0 | 0 | 0 | 0 | 0
ST | 0 | 0 | 0 | 0 | 0 | 0
STOG | 0 | 0 | 0 | 0 | 0 | 0
STWD | 0 | 0 | 0 | 0 | 0 | 0
WT | 0 | 0 | 0 | 0 | 0 | 0
IGCC | 0 | 0 | 0 | 0 | 0 | 0
DemandResponse | 0 | 0 | 0 | 0 | 0 | 0
IGCC-CCS | 0 | 0 | 0 | 0 | 0 | 0
WT_off | 0 | 0 | 0 | 0 | 0 | 0
PseudoUnit | 0 | 0 | 0 | 0 | 0 | 0
FixedInterchange | 0 | 0 | 0 | 0 | 0 | 0
Emission Cost by Reporting Type: TVA
ReportingType | 2015 | 2020 | 2025 | 2030 | 2035 | 2040
BM | 0 | 0 | 0 | 0 | 0 | 0
CC | 0 | 0 | 0 | 0 | 0 | 0
CSP | 0 | 0 | 0 | 0 | 0 | 0
CT | 0 | 0 | 0 | 0 | 0 | 0
Coal | 0 | 0 | 0 | 0 | 0 | 0
Geo | 0 | 0 | 0 | 0 | 0 | 0
H | 0 | 0 | 0 | 0 | 0 | 0
LFG | 0 | 0 | 0 | 0 | 0 | 0
Nuc | 0 | 0 | 0 | 0 | 0 | 0
PS | 0 | 0 | 0 | 0 | 0 | 0
PV | 0 | 0 | 0 | 0 | 0 | 0
PeakG | 0 | 0 | 0 | 0 | 0 | 0
PeakO | 0 | 0 | 0 | 0 | 0 | 0
ST | 0 | 0 | 0 | 0 | 0 | 0
STOG | 0 | 0 | 0 | 0 | 0 | 0
STWD | 0 | 0 | 0 | 0 | 0 | 0
WT | 0 | 0 | 0 | 0 | 0 | 0
IGCC | 0 | 0 | 0 | 0 | 0 | 0
DemandResponse | 0 | 0 | 0 | 0 | 0 | 0
IGCC-CCS | 0 | 0 | 0 | 0 | 0 | 0
WT_off | 0 | 0 | 0 | 0 | 0 | 0
PseudoUnit | 0 | 0 | 0 | 0 | 0 | 0
FixedInterchange | 0 | 0 | 0 | 0 | 0 | 0
Emission Cost by Reporting Type: TVA_Transmission
ReportingType | 2015 | 2020 | 2025 | 2030 | 2035 | 2040
BM | 0 | 0 | 0 | 0 | 0 | 0
CC | 0 | 0 | 0 | 0 | 0 | 0
CSP | 0 | 0 | 0 | 0 | 0 | 0
CT | 0 | 0 | 0 | 0 | 0 | 0
Coal | 0 | 0 | 0 | 0 | 0 | 0
Geo | 0 | 0 | 0 | 0 | 0 | 0
H | 0 | 0 | 0 | 0 | 0 | 0
LFG | 0 | 0 | 0 | 0 | 0 | 0
Nuc | 0 | 0 | 0 | 0 | 0 | 0
PS | 0 | 0 | 0 | 0 | 0 | 0
PV | 0 | 0 | 0 | 0 | 0 | 0
PeakG | 0 | 0 | 0 | 0 | 0 | 0
PeakO | 0 | 0 | 0 | 0 | 0 | 0
ST | 0 | 0 | 0 | 0 | 0 | 0
STOG | 0 | 0 | 0 | 0 | 0 | 0
STWD | 0 | 0 | 0 | 0 | 0 | 0
WT | 0 | 0 | 0 | 0 | 0 | 0
IGCC | 0 | 0 | 0 | 0 | 0 | 0
DemandResponse | 0 | 0 | 0 | 0 | 0 | 0
IGCC-CCS | 0 | 0 | 0 | 0 | 0 | 0
WT_off | 0 | 0 | 0 | 0 | 0 | 0
PseudoUnit | 0 | 0 | 0 | 0 | 0 | 0
FixedInterchange | 0 | 0 | 0 | 0 | 0 | 0
Emission Cost by Reporting Type: VACAR
ReportingType | 2015 | 2020 | 2025 | 2030 | 2035 | 2040
BM | 0 | 0 | 0 | 0 | 0 | 0
CC | 0 | 0 | 0 | 0 | 0 | 0
CSP | 0 | 0 | 0 | 0 | 0 | 0
CT | 0 | 0 | 0 | 0 | 0 | 0
Coal | 0 | 0 | 0 | 0 | 0 | 0
Geo | 0 | 0 | 0 | 0 | 0 | 0
H | 0 | 0 | 0 | 0 | 0 | 0
LFG | 0 | 0 | 0 | 0 | 0 | 0
Nuc | 0 | 0 | 0 | 0 | 0 | 0
PS | 0 | 0 | 0 | 0 | 0 | 0
PV | 0 | 0 | 0 | 0 | 0 | 0
PeakG | 0 | 0 | 0 | 0 | 0 | 0
PeakO | 0 | 0 | 0 | 0 | 0 | 0
ST | 0 | 0 | 0 | 0 | 0 | 0
STOG | 0 | 0 | 0 | 0 | 0 | 0
STWD | 0 | 0 | 0 | 0 | 0 | 0
WT | 0 | 0 | 0 | 0 | 0 | 0
IGCC | 0 | 0 | 0 | 0 | 0 | 0
DemandResponse | 0 | 0 | 0 | 0 | 0 | 0
IGCC-CCS | 0 | 0 | 0 | 0 | 0 | 0
WT_off | 0 | 0 | 0 | 0 | 0 | 0
PseudoUnit | 0 | 0 | 0 | 0 | 0 | 0
FixedInterchange | 0 | 0 | 0 | 0 | 0 | 0
Emission Cost by Reporting Type: IESO
ReportingType | 2015 | 2020 | 2025 | 2030 | 2035 | 2040
BM | 0 | 0 | 0 | 0 | 0 | 0
CC | 0 | 0 | 0 | 0 | 0 | 0
CSP | 0 | 0 | 0 | 0 | 0 | 0
CT | 0 | 0 | 0 | 0 | 0 | 0
Coal | 0 | 0 | 0 | 0 | 0 | 0
Geo | 0 | 0 | 0 | 0 | 0 | 0
H | 0 | 0 | 0 | 0 | 0 | 0
LFG | 0 | 0 | 0 | 0 | 0 | 0
Nuc | 0 | 0 | 0 | 0 | 0 | 0
PS | 0 | 0 | 0 | 0 | 0 | 0
PV | 0 | 0 | 0 | 0 | 0 | 0
PeakG | 0 | 0 | 0 | 0 | 0 | 0
PeakO | 0 | 0 | 0 | 0 | 0 | 0
ST | 0 | 0 | 0 | 0 | 0 | 0
STOG | 0 | 0 | 0 | 0 | 0 | 0
STWD | 0 | 0 | 0 | 0 | 0 | 0
WT | 0 | 0 | 0 | 0 | 0 | 0
IGCC | 0 | 0 | 0 | 0 | 0 | 0
DemandResponse | 0 | 0 | 0 | 0 | 0 | 0
IGCC-CCS | 0 | 0 | 0 | 0 | 0 | 0
WT_off | 0 | 0 | 0 | 0 | 0 | 0
PseudoUnit | 0 | 0 | 0 | 0 | 0 | 0
FixedInterchange | 0 | 0 | 0 | 0 | 0 | 0
Emission Cost by Reporting Type: MAPP_CA
ReportingType | 2015 | 2020 | 2025 | 2030 | 2035 | 2040
BM | 0 | 0 | 0 | 0 | 0 | 0
CC | 0 | 0 | 0 | 0 | 0 | 0
CSP | 0 | 0 | 0 | 0 | 0 | 0
CT | 0 | 0 | 0 | 0 | 0 | 0
Coal | 0 | 0 | 0 | 0 | 0 | 0
Geo | 0 | 0 | 0 | 0 | 0 | 0
H | 0 | 0 | 0 | 0 | 0 | 0
LFG | 0 | 0 | 0 | 0 | 0 | 0
Nuc | 0 | 0 | 0 | 0 | 0 | 0
PS | 0 | 0 | 0 | 0 | 0 | 0
PV | 0 | 0 | 0 | 0 | 0 | 0
PeakG | 0 | 0 | 0 | 0 | 0 | 0
PeakO | 0 | 0 | 0 | 0 | 0 | 0
ST | 0 | 0 | 0 | 0 | 0 | 0
STOG | 0 | 0 | 0 | 0 | 0 | 0
STWD | 0 | 0 | 0 | 0 | 0 | 0
WT | 0 | 0 | 0 | 0 | 0 | 0
IGCC | 0 | 0 | 0 | 0 | 0 | 0
DemandResponse | 0 | 0 | 0 | 0 | 0 | 0
IGCC-CCS | 0 | 0 | 0 | 0 | 0 | 0
WT_off | 0 | 0 | 0 | 0 | 0 | 0
PseudoUnit | 0 | 0 | 0 | 0 | 0 | 0
FixedInterchange | 0 | 0 | 0 | 0 | 0 | 0
Emission Cost by Reporting Type: AZ_NM_SNV_Coal
ReportingType | 2015 | 2020 | 2025 | 2030 | 2035 | 2040
BM | 0 | 0 | 0 | 0 | 0 | 0
CC | 0 | 0 | 0 | 0 | 0 | 0
CSP | 0 | 0 | 0 | 0 | 0 | 0
CT | 0 | 0 | 0 | 0 | 0 | 0
Coal | 0 | 0 | 0 | 0 | 0 | 0
Geo | 0 | 0 | 0 | 0 | 0 | 0
H | 0 | 0 | 0 | 0 | 0 | 0
LFG | 0 | 0 | 0 | 0 | 0 | 0
Nuc | 0 | 0 | 0 | 0 | 0 | 0
PS | 0 | 0 | 0 | 0 | 0 | 0
PV | 0 | 0 | 0 | 0 | 0 | 0
PeakG | 0 | 0 | 0 | 0 | 0 | 0
PeakO | 0 | 0 | 0 | 0 | 0 | 0
ST | 0 | 0 | 0 | 0 | 0 | 0
STOG | 0 | 0 | 0 | 0 | 0 | 0
STWD | 0 | 0 | 0 | 0 | 0 | 0
WT | 0 | 0 | 0 | 0 | 0 | 0
IGCC | 0 | 0 | 0 | 0 | 0 | 0
DemandResponse | 0 | 0 | 0 | 0 | 0 | 0
IGCC-CCS | 0 | 0 | 0 | 0 | 0 | 0
WT_off | 0 | 0 | 0 | 0 | 0 | 0
PseudoUnit | 0 | 0 | 0 | 0 | 0 | 0
FixedInterchange | 0 | 0 | 0 | 0 | 0 | 0
Emission Cost by Reporting Type: AZ_NM_SNV_Gas
ReportingType | 2015 | 2020 | 2025 | 2030 | 2035 | 2040
BM | 0 | 0 | 0 | 0 | 0 | 0
CC | 0 | 0 | 0 | 0 | 0 | 0
CSP | 0 | 0 | 0 | 0 | 0 | 0
CT | 0 | 0 | 0 | 0 | 0 | 0
Coal | 0 | 0 | 0 | 0 | 0 | 0
Geo | 0 | 0 | 0 | 0 | 0 | 0
H | 0 | 0 | 0 | 0 | 0 | 0
LFG | 0 | 0 | 0 | 0 | 0 | 0
Nuc | 0 | 0 | 0 | 0 | 0 | 0
PS | 0 | 0 | 0 | 0 | 0 | 0
PV | 0 | 0 | 0 | 0 | 0 | 0
PeakG | 0 | 0 | 0 | 0 | 0 | 0
PeakO | 0 | 0 | 0 | 0 | 0 | 0
ST | 0 | 0 | 0 | 0 | 0 | 0
STOG | 0 | 0 | 0 | 0 | 0 | 0
STWD | 0 | 0 | 0 | 0 | 0 | 0
WT | 0 | 0 | 0 | 0 | 0 | 0
IGCC | 0 | 0 | 0 | 0 | 0 | 0
DemandResponse | 0 | 0 | 0 | 0 | 0 | 0
IGCC-CCS | 0 | 0 | 0 | 0 | 0 | 0
WT_off | 0 | 0 | 0 | 0 | 0 | 0
PseudoUnit | 0 | 0 | 0 | 0 | 0 | 0
FixedInterchange | 0 | 0 | 0 | 0 | 0 | 0
Emission Cost by Reporting Type: AZ_NM_SNV_NucRenew
ReportingType | 2015 | 2020 | 2025 | 2030 | 2035 | 2040
BM | 0 | 0 | 0 | 0 | 0 | 0
CC | 0 | 0 | 0 | 0 | 0 | 0
CSP | 0 | 0 | 0 | 0 | 0 | 0
CT | 0 | 0 | 0 | 0 | 0 | 0
Coal | 0 | 0 | 0 | 0 | 0 | 0
Geo | 0 | 0 | 0 | 0 | 0 | 0
H | 0 | 0 | 0 | 0 | 0 | 0
LFG | 0 | 0 | 0 | 0 | 0 | 0
Nuc | 0 | 0 | 0 | 0 | 0 | 0
PS | 0 | 0 | 0 | 0 | 0 | 0
PV | 0 | 0 | 0 | 0 | 0 | 0
PeakG | 0 | 0 | 0 | 0 | 0 | 0
PeakO | 0 | 0 | 0 | 0 | 0 | 0
ST | 0 | 0 | 0 | 0 | 0 | 0
STOG | 0 | 0 | 0 | 0 | 0 | 0
STWD | 0 | 0 | 0 | 0 | 0 | 0
WT | 0 | 0 | 0 | 0 | 0 | 0
IGCC | 0 | 0 | 0 | 0 | 0 | 0
DemandResponse | 0 | 0 | 0 | 0 | 0 | 0
IGCC-CCS | 0 | 0 | 0 | 0 | 0 | 0
WT_off | 0 | 0 | 0 | 0 | 0 | 0
PseudoUnit | 0 | 0 | 0 | 0 | 0 | 0
FixedInterchange | 0 | 0 | 0 | 0 | 0 | 0
Emission Cost by Reporting Type: ERCOT
ReportingType | 2015 | 2020 | 2025 | 2030 | 2035 | 2040
BM | 0 | 0 | 0 | 0 | 0 | 0
CC | 0 | 0 | 0 | 0 | 0 | 0
CSP | 0 | 0 | 0 | 0 | 0 | 0
CT | 0 | 0 | 0 | 0 | 0 | 0
Coal | 0 | 0 | 0 | 0 | 0 | 0
Geo | 0 | 0 | 0 | 0 | 0 | 0
H | 0 | 0 | 0 | 0 | 0 | 0
LFG | 0 | 0 | 0 | 0 | 0 | 0
Nuc | 0 | 0 | 0 | 0 | 0 | 0
PS | 0 | 0 | 0 | 0 | 0 | 0
PV | 0 | 0 | 0 | 0 | 0 | 0
PeakG | 0 | 0 | 0 | 0 | 0 | 0
PeakO | 0 | 0 | 0 | 0 | 0 | 0
ST | 0 | 0 | 0 | 0 | 0 | 0
STOG | 0 | 0 | 0 | 0 | 0 | 0
STWD | 0 | 0 | 0 | 0 | 0 | 0
WT | 0 | 0 | 0 | 0 | 0 | 0
IGCC | 0 | 0 | 0 | 0 | 0 | 0
DemandResponse | 0 | 0 | 0 | 0 | 0 | 0
IGCC-CCS | 0 | 0 | 0 | 0 | 0 | 0
WT_off | 0 | 0 | 0 | 0 | 0 | 0
PseudoUnit | 0 | 0 | 0 | 0 | 0 | 0
FixedInterchange | 0 | 0 | 0 | 0 | 0 | 0
Emission Cost by Reporting Type: NP15
ReportingType | 2015 | 2020 | 2025 | 2030 | 2035 | 2040
BM | 0 | 0 | 0 | 0 | 0 | 0
CC | 0 | 0 | 0 | 0 | 0 | 0
CSP | 0 | 0 | 0 | 0 | 0 | 0
CT | 0 | 0 | 0 | 0 | 0 | 0
Coal | 0 | 0 | 0 | 0 | 0 | 0
Geo | 0 | 0 | 0 | 0 | 0 | 0
H | 0 | 0 | 0 | 0 | 0 | 0
LFG | 0 | 0 | 0 | 0 | 0 | 0
Nuc | 0 | 0 | 0 | 0 | 0 | 0
PS | 0 | 0 | 0 | 0 | 0 | 0
PV | 0 | 0 | 0 | 0 | 0 | 0
PeakG | 0 | 0 | 0 | 0 | 0 | 0
PeakO | 0 | 0 | 0 | 0 | 0 | 0
ST | 0 | 0 | 0 | 0 | 0 | 0
STOG | 0 | 0 | 0 | 0 | 0 | 0
STWD | 0 | 0 | 0 | 0 | 0 | 0
WT | 0 | 0 | 0 | 0 | 0 | 0
IGCC | 0 | 0 | 0 | 0 | 0 | 0
DemandResponse | 0 | 0 | 0 | 0 | 0 | 0
IGCC-CCS | 0 | 0 | 0 | 0 | 0 | 0
WT_off | 0 | 0 | 0 | 0 | 0 | 0
PseudoUnit | 0 | 0 | 0 | 0 | 0 | 0
FixedInterchange | 0 | 0 | 0 | 0 | 0 | 0
Emission Cost by Reporting Type: NWPP_Coal
ReportingType | 2015 | 2020 | 2025 | 2030 | 2035 | 2040
BM | 0 | 0 | 0 | 0 | 0 | 0
CC | 0 | 0 | 0 | 0 | 0 | 0
CSP | 0 | 0 | 0 | 0 | 0 | 0
CT | 0 | 0 | 0 | 0 | 0 | 0
Coal | 0 | 0 | 0 | 0 | 0 | 0
Geo | 0 | 0 | 0 | 0 | 0 | 0
H | 0 | 0 | 0 | 0 | 0 | 0
LFG | 0 | 0 | 0 | 0 | 0 | 0
Nuc | 0 | 0 | 0 | 0 | 0 | 0
PS | 0 | 0 | 0 | 0 | 0 | 0
PV | 0 | 0 | 0 | 0 | 0 | 0
PeakG | 0 | 0 | 0 | 0 | 0 | 0
PeakO | 0 | 0 | 0 | 0 | 0 | 0
ST | 0 | 0 | 0 | 0 | 0 | 0
STOG | 0 | 0 | 0 | 0 | 0 | 0
STWD | 0 | 0 | 0 | 0 | 0 | 0
WT | 0 | 0 | 0 | 0 | 0 | 0
IGCC | 0 | 0 | 0 | 0 | 0 | 0
DemandResponse | 0 | 0 | 0 | 0 | 0 | 0
IGCC-CCS | 0 | 0 | 0 | 0 | 0 | 0
WT_off | 0 | 0 | 0 | 0 | 0 | 0
PseudoUnit | 0 | 0 | 0 | 0 | 0 | 0
FixedInterchange | 0 | 0 | 0 | 0 | 0 | 0
Emission Cost by Reporting Type: NWPP_Gas
ReportingType | 2015 | 2020 | 2025 | 2030 | 2035 | 2040
BM | 0 | 0 | 0 | 0 | 0 | 0
CC | 0 | 0 | 0 | 0 | 0 | 0
CSP | 0 | 0 | 0 | 0 | 0 | 0
CT | 0 | 0 | 0 | 0 | 0 | 0
Coal | 0 | 0 | 0 | 0 | 0 | 0
Geo | 0 | 0 | 0 | 0 | 0 | 0
H | 0 | 0 | 0 | 0 | 0 | 0
LFG | 0 | 0 | 0 | 0 | 0 | 0
Nuc | 0 | 0 | 0 | 0 | 0 | 0
PS | 0 | 0 | 0 | 0 | 0 | 0
PV | 0 | 0 | 0 | 0 | 0 | 0
PeakG | 0 | 0 | 0 | 0 | 0 | 0
PeakO | 0 | 0 | 0 | 0 | 0 | 0
ST | 0 | 0 | 0 | 0 | 0 | 0
STOG | 0 | 0 | 0 | 0 | 0 | 0
STWD | 0 | 0 | 0 | 0 | 0 | 0
WT | 0 | 0 | 0 | 0 | 0 | 0
IGCC | 0 | 0 | 0 | 0 | 0 | 0
DemandResponse | 0 | 0 | 0 | 0 | 0 | 0
IGCC-CCS | 0 | 0 | 0 | 0 | 0 | 0
WT_off | 0 | 0 | 0 | 0 | 0 | 0
PseudoUnit | 0 | 0 | 0 | 0 | 0 | 0
FixedInterchange | 0 | 0 | 0 | 0 | 0 | 0
Emission Cost by Reporting Type: NWPP_NucRenew
ReportingType | 2015 | 2020 | 2025 | 2030 | 2035 | 2040
BM | 0 | 0 | 0 | 0 | 0 | 0
CC | 0 | 0 | 0 | 0 | 0 | 0
CSP | 0 | 0 | 0 | 0 | 0 | 0
CT | 0 | 0 | 0 | 0 | 0 | 0
Coal | 0 | 0 | 0 | 0 | 0 | 0
Geo | 0 | 0 | 0 | 0 | 0 | 0
H | 0 | 0 | 0 | 0 | 0 | 0
LFG | 0 | 0 | 0 | 0 | 0 | 0
Nuc | 0 | 0 | 0 | 0 | 0 | 0
PS | 0 | 0 | 0 | 0 | 0 | 0
PV | 0 | 0 | 0 | 0 | 0 | 0
PeakG | 0 | 0 | 0 | 0 | 0 | 0
PeakO | 0 | 0 | 0 | 0 | 0 | 0
ST | 0 | 0 | 0 | 0 | 0 | 0
STOG | 0 | 0 | 0 | 0 | 0 | 0
STWD | 0 | 0 | 0 | 0 | 0 | 0
WT | 0 | 0 | 0 | 0 | 0 | 0
IGCC | 0 | 0 | 0 | 0 | 0 | 0
DemandResponse | 0 | 0 | 0 | 0 | 0 | 0
IGCC-CCS | 0 | 0 | 0 | 0 | 0 | 0
WT_off | 0 | 0 | 0 | 0 | 0 | 0
PseudoUnit | 0 | 0 | 0 | 0 | 0 | 0
FixedInterchange | 0 | 0 | 0 | 0 | 0 | 0
Emission Cost by Reporting Type: RMPA
ReportingType | 2015 | 2020 | 2025 | 2030 | 2035 | 2040
BM | 0 | 0 | 0 | 0 | 0 | 0
CC | 0 | 0 | 0 | 0 | 0 | 0
CSP | 0 | 0 | 0 | 0 | 0 | 0
CT | 0 | 0 | 0 | 0 | 0 | 0
Coal | 0 | 0 | 0 | 0 | 0 | 0
Geo | 0 | 0 | 0 | 0 | 0 | 0
H | 0 | 0 | 0 | 0 | 0 | 0
LFG | 0 | 0 | 0 | 0 | 0 | 0
Nuc | 0 | 0 | 0 | 0 | 0 | 0
PS | 0 | 0 | 0 | 0 | 0 | 0
PV | 0 | 0 | 0 | 0 | 0 | 0
PeakG | 0 | 0 | 0 | 0 | 0 | 0
PeakO | 0 | 0 | 0 | 0 | 0 | 0
ST | 0 | 0 | 0 | 0 | 0 | 0
STOG | 0 | 0 | 0 | 0 | 0 | 0
STWD | 0 | 0 | 0 | 0 | 0 | 0
WT | 0 | 0 | 0 | 0 | 0 | 0
IGCC | 0 | 0 | 0 | 0 | 0 | 0
DemandResponse | 0 | 0 | 0 | 0 | 0 | 0
IGCC-CCS | 0 | 0 | 0 | 0 | 0 | 0
WT_off | 0 | 0 | 0 | 0 | 0 | 0
PseudoUnit | 0 | 0 | 0 | 0 | 0 | 0
FixedInterchange | 0 | 0 | 0 | 0 | 0 | 0
Emission Cost by Reporting Type: SP15
ReportingType | 2015 | 2020 | 2025 | 2030 | 2035 | 2040
BM | 0 | 0 | 0 | 0 | 0 | 0
CC | 0 | 0 | 0 | 0 | 0 | 0
CSP | 0 | 0 | 0 | 0 | 0 | 0
CT | 0 | 0 | 0 | 0 | 0 | 0
Coal | 0 | 0 | 0 | 0 | 0 | 0
Geo | 0 | 0 | 0 | 0 | 0 | 0
H | 0 | 0 | 0 | 0 | 0 | 0
LFG | 0 | 0 | 0 | 0 | 0 | 0
Nuc | 0 | 0 | 0 | 0 | 0 | 0
PS | 0 | 0 | 0 | 0 | 0 | 0
PV | 0 | 0 | 0 | 0 | 0 | 0
PeakG | 0 | 0 | 0 | 0 | 0 | 0
PeakO | 0 | 0 | 0 | 0 | 0 | 0
ST | 0 | 0 | 0 | 0 | 0 | 0
STOG | 0 | 0 | 0 | 0 | 0 | 0
STWD | 0 | 0 | 0 | 0 | 0 | 0
WT | 0 | 0 | 0 | 0 | 0 | 0
IGCC | 0 | 0 | 0 | 0 | 0 | 0
DemandResponse | 0 | 0 | 0 | 0 | 0 | 0
IGCC-CCS | 0 | 0 | 0 | 0 | 0 | 0
WT_off | 0 | 0 | 0 | 0 | 0 | 0
PseudoUnit | 0 | 0 | 0 | 0 | 0 | 0
FixedInterchange | 0 | 0 | 0 | 0 | 0 | 0
Emission Cost by Reporting Type: ALB
ReportingType | 2015 | 2020 | 2025 | 2030 | 2035 | 2040
BM | 0 | 0 | 0 | 0 | 0 | 0
CC | 0 | 0 | 0 | 0 | 0 | 0
CSP | 0 | 0 | 0 | 0 | 0 | 0
CT | 0 | 0 | 0 | 0 | 0 | 0
Coal | 0 | 0 | 0 | 0 | 0 | 0
Geo | 0 | 0 | 0 | 0 | 0 | 0
H | 0 | 0 | 0 | 0 | 0 | 0
LFG | 0 | 0 | 0 | 0 | 0 | 0
Nuc | 0 | 0 | 0 | 0 | 0 | 0
PS | 0 | 0 | 0 | 0 | 0 | 0
PV | 0 | 0 | 0 | 0 | 0 | 0
PeakG | 0 | 0 | 0 | 0 | 0 | 0
PeakO | 0 | 0 | 0 | 0 | 0 | 0
ST | 0 | 0 | 0 | 0 | 0 | 0
STOG | 0 | 0 | 0 | 0 | 0 | 0
STWD | 0 | 0 | 0 | 0 | 0 | 0
WT | 0 | 0 | 0 | 0 | 0 | 0
IGCC | 0 | 0 | 0 | 0 | 0 | 0
DemandResponse | 0 | 0 | 0 | 0 | 0 | 0
IGCC-CCS | 0 | 0 | 0 | 0 | 0 | 0
WT_off | 0 | 0 | 0 | 0 | 0 | 0
PseudoUnit | 0 | 0 | 0 | 0 | 0 | 0
FixedInterchange | 0 | 0 | 0 | 0 | 0 | 0
Emission Cost by Reporting Type: BC
ReportingType | 2015 | 2020 | 2025 | 2030 | 2035 | 2040
BM | 0 | 0 | 0 | 0 | 0 | 0
CC | 0 | 0 | 0 | 0 | 0 | 0
CSP | 0 | 0 | 0 | 0 | 0 | 0
CT | 0 | 0 | 0 | 0 | 0 | 0
Coal | 0 | 0 | 0 | 0 | 0 | 0
Geo | 0 | 0 | 0 | 0 | 0 | 0
H | 0 | 0 | 0 | 0 | 0 | 0
LFG | 0 | 0 | 0 | 0 | 0 | 0
Nuc | 0 | 0 | 0 | 0 | 0 | 0
PS | 0 | 0 | 0 | 0 | 0 | 0
PV | 0 | 0 | 0 | 0 | 0 | 0
PeakG | 0 | 0 | 0 | 0 | 0 | 0
PeakO | 0 | 0 | 0 | 0 | 0 | 0
ST | 0 | 0 | 0 | 0 | 0 | 0
STOG | 0 | 0 | 0 | 0 | 0 | 0
STWD | 0 | 0 | 0 | 0 | 0 | 0
WT | 0 | 0 | 0 | 0 | 0 | 0
IGCC | 0 | 0 | 0 | 0 | 0 | 0
DemandResponse | 0 | 0 | 0 | 0 | 0 | 0
IGCC-CCS | 0 | 0 | 0 | 0 | 0 | 0
WT_off | 0 | 0 | 0 | 0 | 0 | 0
PseudoUnit | 0 | 0 | 0 | 0 | 0 | 0
FixedInterchange | 0 | 0 | 0 | 0 | 0 | 0
Emission Cost by Reporting Type: HQ_IESO
ReportingType | 2015 | 2020 | 2025 | 2030 | 2035 | 2040
BM | 0 | 0 | 0 | 0 | 0 | 0
CC | 0 | 0 | 0 | 0 | 0 | 0
CSP | 0 | 0 | 0 | 0 | 0 | 0
CT | 0 | 0 | 0 | 0 | 0 | 0
Coal | 0 | 0 | 0 | 0 | 0 | 0
Geo | 0 | 0 | 0 | 0 | 0 | 0
H | 0 | 0 | 0 | 0 | 0 | 0
LFG | 0 | 0 | 0 | 0 | 0 | 0
Nuc | 0 | 0 | 0 | 0 | 0 | 0
PS | 0 | 0 | 0 | 0 | 0 | 0
PV | 0 | 0 | 0 | 0 | 0 | 0
PeakG | 0 | 0 | 0 | 0 | 0 | 0
PeakO | 0 | 0 | 0 | 0 | 0 | 0
ST | 0 | 0 | 0 | 0 | 0 | 0
STOG | 0 | 0 | 0 | 0 | 0 | 0
STWD | 0 | 0 | 0 | 0 | 0 | 0
WT | 0 | 0 | 0 | 0 | 0 | 0
IGCC | 0 | 0 | 0 | 0 | 0 | 0
DemandResponse | 0 | 0 | 0 | 0 | 0 | 0
IGCC-CCS | 0 | 0 | 0 | 0 | 0 | 0
WT_off | 0 | 0 | 0 | 0 | 0 | 0
PseudoUnit | 0 | 0 | 0 | 0 | 0 | 0
FixedInterchange | 0 | 0 | 0 | 0 | 0 | 0
Emission Cost by Reporting Type: HQ_NEISO
ReportingType | 2015 | 2020 | 2025 | 2030 | 2035 | 2040
BM | 0 | 0 | 0 | 0 | 0 | 0
CC | 0 | 0 | 0 | 0 | 0 | 0
CSP | 0 | 0 | 0 | 0 | 0 | 0
CT | 0 | 0 | 0 | 0 | 0 | 0
Coal | 0 | 0 | 0 | 0 | 0 | 0
Geo | 0 | 0 | 0 | 0 | 0 | 0
H | 0 | 0 | 0 | 0 | 0 | 0
LFG | 0 | 0 | 0 | 0 | 0 | 0
Nuc | 0 | 0 | 0 | 0 | 0 | 0
PS | 0 | 0 | 0 | 0 | 0 | 0
PV | 0 | 0 | 0 | 0 | 0 | 0
PeakG | 0 | 0 | 0 | 0 | 0 | 0
PeakO | 0 | 0 | 0 | 0 | 0 | 0
ST | 0 | 0 | 0 | 0 | 0 | 0
STOG | 0 | 0 | 0 | 0 | 0 | 0
STWD | 0 | 0 | 0 | 0 | 0 | 0
WT | 0 | 0 | 0 | 0 | 0 | 0
IGCC | 0 | 0 | 0 | 0 | 0 | 0
DemandResponse | 0 | 0 | 0 | 0 | 0 | 0
IGCC-CCS | 0 | 0 | 0 | 0 | 0 | 0
WT_off | 0 | 0 | 0 | 0 | 0 | 0
PseudoUnit | 0 | 0 | 0 | 0 | 0 | 0
FixedInterchange | 0 | 0 | 0 | 0 | 0 | 0
Emission Cost by Reporting Type: HQ_NY
ReportingType | 2015 | 2020 | 2025 | 2030 | 2035 | 2040
BM | 0 | 0 | 0 | 0 | 0 | 0
CC | 0 | 0 | 0 | 0 | 0 | 0
CSP | 0 | 0 | 0 | 0 | 0 | 0
CT | 0 | 0 | 0 | 0 | 0 | 0
Coal | 0 | 0 | 0 | 0 | 0 | 0
Geo | 0 | 0 | 0 | 0 | 0 | 0
H | 0 | 0 | 0 | 0 | 0 | 0
LFG | 0 | 0 | 0 | 0 | 0 | 0
Nuc | 0 | 0 | 0 | 0 | 0 | 0
PS | 0 | 0 | 0 | 0 | 0 | 0
PV | 0 | 0 | 0 | 0 | 0 | 0
PeakG | 0 | 0 | 0 | 0 | 0 | 0
PeakO | 0 | 0 | 0 | 0 | 0 | 0
ST | 0 | 0 | 0 | 0 | 0 | 0
STOG | 0 | 0 | 0 | 0 | 0 | 0
STWD | 0 | 0 | 0 | 0 | 0 | 0
WT | 0 | 0 | 0 | 0 | 0 | 0
IGCC | 0 | 0 | 0 | 0 | 0 | 0
DemandResponse | 0 | 0 | 0 | 0 | 0 | 0
IGCC-CCS | 0 | 0 | 0 | 0 | 0 | 0
WT_off | 0 | 0 | 0 | 0 | 0 | 0
PseudoUnit | 0 | 0 | 0 | 0 | 0 | 0
FixedInterchange | 0 | 0 | 0 | 0 | 0 | 0
Emission Cost by Reporting Type: MARITIMES
ReportingType | 2015 | 2020 | 2025 | 2030 | 2035 | 2040
BM | 0 | 0 | 0 | 0 | 0 | 0
CC | 0 | 0 | 0 | 0 | 0 | 0
CSP | 0 | 0 | 0 | 0 | 0 | 0
CT | 0 | 0 | 0 | 0 | 0 | 0
Coal | 0 | 0 | 0 | 0 | 0 | 0
Geo | 0 | 0 | 0 | 0 | 0 | 0
H | 0 | 0 | 0 | 0 | 0 | 0
LFG | 0 | 0 | 0 | 0 | 0 | 0
Nuc | 0 | 0 | 0 | 0 | 0 | 0
PS | 0 | 0 | 0 | 0 | 0 | 0
PV | 0 | 0 | 0 | 0 | 0 | 0
PeakG | 0 | 0 | 0 | 0 | 0 | 0
PeakO | 0 | 0 | 0 | 0 | 0 | 0
ST | 0 | 0 | 0 | 0 | 0 | 0
STOG | 0 | 0 | 0 | 0 | 0 | 0
STWD | 0 | 0 | 0 | 0 | 0 | 0
WT | 0 | 0 | 0 | 0 | 0 | 0
IGCC | 0 | 0 | 0 | 0 | 0 | 0
DemandResponse | 0 | 0 | 0 | 0 | 0 | 0
IGCC-CCS | 0 | 0 | 0 | 0 | 0 | 0
WT_off | 0 | 0 | 0 | 0 | 0 | 0
PseudoUnit | 0 | 0 | 0 | 0 | 0 | 0
FixedInterchange | 0 | 0 | 0 | 0 | 0 | 0
Emission Cost by Reporting Type: All
ReportingType | 2015 | 2020 | 2025 | 2030 | 2035 | 2040
BM | 0 | 0 | 0 | 0 | 0 | 0
CC | 0 | 0 | 0 | 0 | 0 | 0
CSP | 0 | 0 | 0 | 0 | 0 | 0
CT | 0 | 0 | 0 | 0 | 0 | 0
Coal | 0 | 0 | 0 | 0 | 0 | 0
Geo | 0 | 0 | 0 | 0 | 0 | 0
H | 0 | 0 | 0 | 0 | 0 | 0
LFG | 0 | 0 | 0 | 0 | 0 | 0
Nuc | 0 | 0 | 0 | 0 | 0 | 0
PS | 0 | 0 | 0 | 0 | 0 | 0
PV | 0 | 0 | 0 | 0 | 0 | 0
PeakG | 0 | 0 | 0 | 0 | 0 | 0
PeakO | 0 | 0 | 0 | 0 | 0 | 0
ST | 0 | 0 | 0 | 0 | 0 | 0
STOG | 0 | 0 | 0 | 0 | 0 | 0
STWD | 0 | 0 | 0 | 0 | 0 | 0
WT | 0 | 0 | 0 | 0 | 0 | 0
IGCC | 0 | 0 | 0 | 0 | 0 | 0
DemandResponse | 0 | 0 | 0 | 0 | 0 | 0
IGCC-CCS | 0 | 0 | 0 | 0 | 0 | 0
WT_off | 0 | 0 | 0 | 0 | 0 | 0
PseudoUnit | 0 | 0 | 0 | 0 | 0 | 0
FixedInterchange | 0 | 0 | 0 | 0 | 0 | 0
Emission Cost by Reporting Type: EI_US
ReportingType | 2015 | 2020 | 2025 | 2030 | 2035 | 2040
BM | 0 | 0 | 0 | 0 | 0 | 0
CC | 0 | 0 | 0 | 0 | 0 | 0
CSP | 0 | 0 | 0 | 0 | 0 | 0
CT | 0 | 0 | 0 | 0 | 0 | 0
Coal | 0 | 0 | 0 | 0 | 0 | 0
Geo | 0 | 0 | 0 | 0 | 0 | 0
H | 0 | 0 | 0 | 0 | 0 | 0
LFG | 0 | 0 | 0 | 0 | 0 | 0
Nuc | 0 | 0 | 0 | 0 | 0 | 0
PS | 0 | 0 | 0 | 0 | 0 | 0
PV | 0 | 0 | 0 | 0 | 0 | 0
PeakG | 0 | 0 | 0 | 0 | 0 | 0
PeakO | 0 | 0 | 0 | 0 | 0 | 0
ST | 0 | 0 | 0 | 0 | 0 | 0
STOG | 0 | 0 | 0 | 0 | 0 | 0
STWD | 0 | 0 | 0 | 0 | 0 | 0
WT | 0 | 0 | 0 | 0 | 0 | 0
IGCC | 0 | 0 | 0 | 0 | 0 | 0
DemandResponse | 0 | 0 | 0 | 0 | 0 | 0
IGCC-CCS | 0 | 0 | 0 | 0 | 0 | 0
WT_off | 0 | 0 | 0 | 0 | 0 | 0
PseudoUnit | 0 | 0 | 0 | 0 | 0 | 0
FixedInterchange | 0 | 0 | 0 | 0 | 0 | 0
Emission Cost by Reporting Type: EI_Canada
ReportingType | 2015 | 2020 | 2025 | 2030 | 2035 | 2040
BM | 0 | 0 | 0 | 0 | 0 | 0
CC | 0 | 0 | 0 | 0 | 0 | 0
CSP | 0 | 0 | 0 | 0 | 0 | 0
CT | 0 | 0 | 0 | 0 | 0 | 0
Coal | 0 | 0 | 0 | 0 | 0 | 0
Geo | 0 | 0 | 0 | 0 | 0 | 0
H | 0 | 0 | 0 | 0 | 0 | 0
LFG | 0 | 0 | 0 | 0 | 0 | 0
Nuc | 0 | 0 | 0 | 0 | 0 | 0
PS | 0 | 0 | 0 | 0 | 0 | 0
PV | 0 | 0 | 0 | 0 | 0 | 0
PeakG | 0 | 0 | 0 | 0 | 0 | 0
PeakO | 0 | 0 | 0 | 0 | 0 | 0
ST | 0 | 0 | 0 | 0 | 0 | 0
STOG | 0 | 0 | 0 | 0 | 0 | 0
STWD | 0 | 0 | 0 | 0 | 0 | 0
WT | 0 | 0 | 0 | 0 | 0 | 0
IGCC | 0 | 0 | 0 | 0 | 0 | 0
DemandResponse | 0 | 0 | 0 | 0 | 0 | 0
IGCC-CCS | 0 | 0 | 0 | 0 | 0 | 0
WT_off | 0 | 0 | 0 | 0 | 0 | 0
PseudoUnit | 0 | 0 | 0 | 0 | 0 | 0
FixedInterchange | 0 | 0 | 0 | 0 | 0 | 0
Emission Cost by Reporting Type: EI
ReportingType | 2015 | 2020 | 2025 | 2030 | 2035 | 2040
BM | 0 | 0 | 0 | 0 | 0 | 0
CC | 0 | 0 | 0 | 0 | 0 | 0
CSP | 0 | 0 | 0 | 0 | 0 | 0
CT | 0 | 0 | 0 | 0 | 0 | 0
Coal | 0 | 0 | 0 | 0 | 0 | 0
Geo | 0 | 0 | 0 | 0 | 0 | 0
H | 0 | 0 | 0 | 0 | 0 | 0
LFG | 0 | 0 | 0 | 0 | 0 | 0
Nuc | 0 | 0 | 0 | 0 | 0 | 0
PS | 0 | 0 | 0 | 0 | 0 | 0
PV | 0 | 0 | 0 | 0 | 0 | 0
PeakG | 0 | 0 | 0 | 0 | 0 | 0
PeakO | 0 | 0 | 0 | 0 | 0 | 0
ST | 0 | 0 | 0 | 0 | 0 | 0
STOG | 0 | 0 | 0 | 0 | 0 | 0
STWD | 0 | 0 | 0 | 0 | 0 | 0
WT | 0 | 0 | 0 | 0 | 0 | 0
IGCC | 0 | 0 | 0 | 0 | 0 | 0
DemandResponse | 0 | 0 | 0 | 0 | 0 | 0
IGCC-CCS | 0 | 0 | 0 | 0 | 0 | 0
WT_off | 0 | 0 | 0 | 0 | 0 | 0
PseudoUnit | 0 | 0 | 0 | 0 | 0 | 0
FixedInterchange | 0 | 0 | 0 | 0 | 0 | 0
Emission Cost by Reporting Type: Outside_EI
ReportingType | 2015 | 2020 | 2025 | 2030 | 2035 | 2040
BM | 0 | 0 | 0 | 0 | 0 | 0
CC | 0 | 0 | 0 | 0 | 0 | 0
CSP | 0 | 0 | 0 | 0 | 0 | 0
CT | 0 | 0 | 0 | 0 | 0 | 0
Coal | 0 | 0 | 0 | 0 | 0 | 0
Geo | 0 | 0 | 0 | 0 | 0 | 0
H | 0 | 0 | 0 | 0 | 0 | 0
LFG | 0 | 0 | 0 | 0 | 0 | 0
Nuc | 0 | 0 | 0 | 0 | 0 | 0
PS | 0 | 0 | 0 | 0 | 0 | 0
PV | 0 | 0 | 0 | 0 | 0 | 0
PeakG | 0 | 0 | 0 | 0 | 0 | 0
PeakO | 0 | 0 | 0 | 0 | 0 | 0
ST | 0 | 0 | 0 | 0 | 0 | 0
STOG | 0 | 0 | 0 | 0 | 0 | 0
STWD | 0 | 0 | 0 | 0 | 0 | 0
WT | 0 | 0 | 0 | 0 | 0 | 0
IGCC | 0 | 0 | 0 | 0 | 0 | 0
DemandResponse | 0 | 0 | 0 | 0 | 0 | 0
IGCC-CCS | 0 | 0 | 0 | 0 | 0 | 0
WT_off | 0 | 0 | 0 | 0 | 0 | 0
PseudoUnit | 0 | 0 | 0 | 0 | 0 | 0
FixedInterchange | 0 | 0 | 0 | 0 | 0 | 0
==== Emission Program: Carbon_CA : (CO2) ====
Emission Cost by Reporting Type: Entergy
ReportingType | 2015 | 2020 | 2025 | 2030 | 2035 | 2040
BM | 0 | 0 | 0 | 0 | 0 | 0
CC | 0 | 0 | 0 | 0 | 0 | 0
CSP | 0 | 0 | 0 | 0 | 0 | 0
CT | 0 | 0 | 0 | 0 | 0 | 0
Coal | 0 | 0 | 0 | 0 | 0 | 0
Geo | 0 | 0 | 0 | 0 | 0 | 0
H | 0 | 0 | 0 | 0 | 0 | 0
LFG | 0 | 0 | 0 | 0 | 0 | 0
Nuc | 0 | 0 | 0 | 0 | 0 | 0
PS | 0 | 0 | 0 | 0 | 0 | 0
PV | 0 | 0 | 0 | 0 | 0 | 0
PeakG | 0 | 0 | 0 | 0 | 0 | 0
PeakO | 0 | 0 | 0 | 0 | 0 | 0
ST | 0 | 0 | 0 | 0 | 0 | 0
STOG | 0 | 0 | 0 | 0 | 0 | 0
STWD | 0 | 0 | 0 | 0 | 0 | 0
WT | 0 | 0 | 0 | 0 | 0 | 0
IGCC | 0 | 0 | 0 | 0 | 0 | 0
DemandResponse | 0 | 0 | 0 | 0 | 0 | 0
IGCC-CCS | 0 | 0 | 0 | 0 | 0 | 0
WT_off | 0 | 0 | 0 | 0 | 0 | 0
PseudoUnit | 0 | 0 | 0 | 0 | 0 | 0
FixedInterchange | 0 | 0 | 0 | 0 | 0 | 0
Emission Cost by Reporting Type: FRCC
ReportingType | 2015 | 2020 | 2025 | 2030 | 2035 | 2040
BM | 0 | 0 | 0 | 0 | 0 | 0
CC | 0 | 0 | 0 | 0 | 0 | 0
CSP | 0 | 0 | 0 | 0 | 0 | 0
CT | 0 | 0 | 0 | 0 | 0 | 0
Coal | 0 | 0 | 0 | 0 | 0 | 0
Geo | 0 | 0 | 0 | 0 | 0 | 0
H | 0 | 0 | 0 | 0 | 0 | 0
LFG | 0 | 0 | 0 | 0 | 0 | 0
Nuc | 0 | 0 | 0 | 0 | 0 | 0
PS | 0 | 0 | 0 | 0 | 0 | 0
PV | 0 | 0 | 0 | 0 | 0 | 0
PeakG | 0 | 0 | 0 | 0 | 0 | 0
PeakO | 0 | 0 | 0 | 0 | 0 | 0
ST | 0 | 0 | 0 | 0 | 0 | 0
STOG | 0 | 0 | 0 | 0 | 0 | 0
STWD | 0 | 0 | 0 | 0 | 0 | 0
WT | 0 | 0 | 0 | 0 | 0 | 0
IGCC | 0 | 0 | 0 | 0 | 0 | 0
DemandResponse | 0 | 0 | 0 | 0 | 0 | 0
IGCC-CCS | 0 | 0 | 0 | 0 | 0 | 0
WT_off | 0 | 0 | 0 | 0 | 0 | 0
PseudoUnit | 0 | 0 | 0 | 0 | 0 | 0
FixedInterchange | 0 | 0 | 0 | 0 | 0 | 0
Emission Cost by Reporting Type: MAPP_US
ReportingType | 2015 | 2020 | 2025 | 2030 | 2035 | 2040
BM | 0 | 0 | 0 | 0 | 0 | 0
CC | 0 | 0 | 0 | 0 | 0 | 0
CSP | 0 | 0 | 0 | 0 | 0 | 0
CT | 0 | 0 | 0 | 0 | 0 | 0
Coal | 0 | 0 | 0 | 0 | 0 | 0
Geo | 0 | 0 | 0 | 0 | 0 | 0
H | 0 | 0 | 0 | 0 | 0 | 0
LFG | 0 | 0 | 0 | 0 | 0 | 0
Nuc | 0 | 0 | 0 | 0 | 0 | 0
PS | 0 | 0 | 0 | 0 | 0 | 0
PV | 0 | 0 | 0 | 0 | 0 | 0
PeakG | 0 | 0 | 0 | 0 | 0 | 0
PeakO | 0 | 0 | 0 | 0 | 0 | 0
ST | 0 | 0 | 0 | 0 | 0 | 0
STOG | 0 | 0 | 0 | 0 | 0 | 0
STWD | 0 | 0 | 0 | 0 | 0 | 0
WT | 0 | 0 | 0 | 0 | 0 | 0
IGCC | 0 | 0 | 0 | 0 | 0 | 0
DemandResponse | 0 | 0 | 0 | 0 | 0 | 0
IGCC-CCS | 0 | 0 | 0 | 0 | 0 | 0
WT_off | 0 | 0 | 0 | 0 | 0 | 0
PseudoUnit | 0 | 0 | 0 | 0 | 0 | 0
FixedInterchange | 0 | 0 | 0 | 0 | 0 | 0
Emission Cost by Reporting Type: MISO_IN
ReportingType | 2015 | 2020 | 2025 | 2030 | 2035 | 2040
BM | 0 | 0 | 0 | 0 | 0 | 0
CC | 0 | 0 | 0 | 0 | 0 | 0
CSP | 0 | 0 | 0 | 0 | 0 | 0
CT | 0 | 0 | 0 | 0 | 0 | 0
Coal | 0 | 0 | 0 | 0 | 0 | 0
Geo | 0 | 0 | 0 | 0 | 0 | 0
H | 0 | 0 | 0 | 0 | 0 | 0
LFG | 0 | 0 | 0 | 0 | 0 | 0
Nuc | 0 | 0 | 0 | 0 | 0 | 0
PS | 0 | 0 | 0 | 0 | 0 | 0
PV | 0 | 0 | 0 | 0 | 0 | 0
PeakG | 0 | 0 | 0 | 0 | 0 | 0
PeakO | 0 | 0 | 0 | 0 | 0 | 0
ST | 0 | 0 | 0 | 0 | 0 | 0
STOG | 0 | 0 | 0 | 0 | 0 | 0
STWD | 0 | 0 | 0 | 0 | 0 | 0
WT | 0 | 0 | 0 | 0 | 0 | 0
IGCC | 0 | 0 | 0 | 0 | 0 | 0
DemandResponse | 0 | 0 | 0 | 0 | 0 | 0
IGCC-CCS | 0 | 0 | 0 | 0 | 0 | 0
WT_off | 0 | 0 | 0 | 0 | 0 | 0
PseudoUnit | 0 | 0 | 0 | 0 | 0 | 0
FixedInterchange | 0 | 0 | 0 | 0 | 0 | 0
Emission Cost by Reporting Type: MISO_MI
ReportingType | 2015 | 2020 | 2025 | 2030 | 2035 | 2040
BM | 0 | 0 | 0 | 0 | 0 | 0
CC | 0 | 0 | 0 | 0 | 0 | 0
CSP | 0 | 0 | 0 | 0 | 0 | 0
CT | 0 | 0 | 0 | 0 | 0 | 0
Coal | 0 | 0 | 0 | 0 | 0 | 0
Geo | 0 | 0 | 0 | 0 | 0 | 0
H | 0 | 0 | 0 | 0 | 0 | 0
LFG | 0 | 0 | 0 | 0 | 0 | 0
Nuc | 0 | 0 | 0 | 0 | 0 | 0
PS | 0 | 0 | 0 | 0 | 0 | 0
PV | 0 | 0 | 0 | 0 | 0 | 0
PeakG | 0 | 0 | 0 | 0 | 0 | 0
PeakO | 0 | 0 | 0 | 0 | 0 | 0
ST | 0 | 0 | 0 | 0 | 0 | 0
STOG | 0 | 0 | 0 | 0 | 0 | 0
STWD | 0 | 0 | 0 | 0 | 0 | 0
WT | 0 | 0 | 0 | 0 | 0 | 0
IGCC | 0 | 0 | 0 | 0 | 0 | 0
DemandResponse | 0 | 0 | 0 | 0 | 0 | 0
IGCC-CCS | 0 | 0 | 0 | 0 | 0 | 0
WT_off | 0 | 0 | 0 | 0 | 0 | 0
PseudoUnit | 0 | 0 | 0 | 0 | 0 | 0
FixedInterchange | 0 | 0 | 0 | 0 | 0 | 0
Emission Cost by Reporting Type: MISO_MO-IL
ReportingType | 2015 | 2020 | 2025 | 2030 | 2035 | 2040
BM | 0 | 0 | 0 | 0 | 0 | 0
CC | 0 | 0 | 0 | 0 | 0 | 0
CSP | 0 | 0 | 0 | 0 | 0 | 0
CT | 0 | 0 | 0 | 0 | 0 | 0
Coal | 0 | 0 | 0 | 0 | 0 | 0
Geo | 0 | 0 | 0 | 0 | 0 | 0
H | 0 | 0 | 0 | 0 | 0 | 0
LFG | 0 | 0 | 0 | 0 | 0 | 0
Nuc | 0 | 0 | 0 | 0 | 0 | 0
PS | 0 | 0 | 0 | 0 | 0 | 0
PV | 0 | 0 | 0 | 0 | 0 | 0
PeakG | 0 | 0 | 0 | 0 | 0 | 0
PeakO | 0 | 0 | 0 | 0 | 0 | 0
ST | 0 | 0 | 0 | 0 | 0 | 0
STOG | 0 | 0 | 0 | 0 | 0 | 0
STWD | 0 | 0 | 0 | 0 | 0 | 0
WT | 0 | 0 | 0 | 0 | 0 | 0
IGCC | 0 | 0 | 0 | 0 | 0 | 0
DemandResponse | 0 | 0 | 0 | 0 | 0 | 0
IGCC-CCS | 0 | 0 | 0 | 0 | 0 | 0
WT_off | 0 | 0 | 0 | 0 | 0 | 0
PseudoUnit | 0 | 0 | 0 | 0 | 0 | 0
FixedInterchange | 0 | 0 | 0 | 0 | 0 | 0
Emission Cost by Reporting Type: MISO_W
ReportingType | 2015 | 2020 | 2025 | 2030 | 2035 | 2040
BM | 0 | 0 | 0 | 0 | 0 | 0
CC | 0 | 0 | 0 | 0 | 0 | 0
CSP | 0 | 0 | 0 | 0 | 0 | 0
CT | 0 | 0 | 0 | 0 | 0 | 0
Coal | 0 | 0 | 0 | 0 | 0 | 0
Geo | 0 | 0 | 0 | 0 | 0 | 0
H | 0 | 0 | 0 | 0 | 0 | 0
LFG | 0 | 0 | 0 | 0 | 0 | 0
Nuc | 0 | 0 | 0 | 0 | 0 | 0
PS | 0 | 0 | 0 | 0 | 0 | 0
PV | 0 | 0 | 0 | 0 | 0 | 0
PeakG | 0 | 0 | 0 | 0 | 0 | 0
PeakO | 0 | 0 | 0 | 0 | 0 | 0
ST | 0 | 0 | 0 | 0 | 0 | 0
STOG | 0 | 0 | 0 | 0 | 0 | 0
STWD | 0 | 0 | 0 | 0 | 0 | 0
WT | 0 | 0 | 0 | 0 | 0 | 0
IGCC | 0 | 0 | 0 | 0 | 0 | 0
DemandResponse | 0 | 0 | 0 | 0 | 0 | 0
IGCC-CCS | 0 | 0 | 0 | 0 | 0 | 0
WT_off | 0 | 0 | 0 | 0 | 0 | 0
PseudoUnit | 0 | 0 | 0 | 0 | 0 | 0
FixedInterchange | 0 | 0 | 0 | 0 | 0 | 0
Emission Cost by Reporting Type: MISO_WUMS
ReportingType | 2015 | 2020 | 2025 | 2030 | 2035 | 2040
BM | 0 | 0 | 0 | 0 | 0 | 0
CC | 0 | 0 | 0 | 0 | 0 | 0
CSP | 0 | 0 | 0 | 0 | 0 | 0
CT | 0 | 0 | 0 | 0 | 0 | 0
Coal | 0 | 0 | 0 | 0 | 0 | 0
Geo | 0 | 0 | 0 | 0 | 0 | 0
H | 0 | 0 | 0 | 0 | 0 | 0
LFG | 0 | 0 | 0 | 0 | 0 | 0
Nuc | 0 | 0 | 0 | 0 | 0 | 0
PS | 0 | 0 | 0 | 0 | 0 | 0
PV | 0 | 0 | 0 | 0 | 0 | 0
PeakG | 0 | 0 | 0 | 0 | 0 | 0
PeakO | 0 | 0 | 0 | 0 | 0 | 0
ST | 0 | 0 | 0 | 0 | 0 | 0
STOG | 0 | 0 | 0 | 0 | 0 | 0
STWD | 0 | 0 | 0 | 0 | 0 | 0
WT | 0 | 0 | 0 | 0 | 0 | 0
IGCC | 0 | 0 | 0 | 0 | 0 | 0
DemandResponse | 0 | 0 | 0 | 0 | 0 | 0
IGCC-CCS | 0 | 0 | 0 | 0 | 0 | 0
WT_off | 0 | 0 | 0 | 0 | 0 | 0
PseudoUnit | 0 | 0 | 0 | 0 | 0 | 0
FixedInterchange | 0 | 0 | 0 | 0 | 0 | 0
Emission Cost by Reporting Type: Nebraska
ReportingType | 2015 | 2020 | 2025 | 2030 | 2035 | 2040
BM | 0 | 0 | 0 | 0 | 0 | 0
CC | 0 | 0 | 0 | 0 | 0 | 0
CSP | 0 | 0 | 0 | 0 | 0 | 0
CT | 0 | 0 | 0 | 0 | 0 | 0
Coal | 0 | 0 | 0 | 0 | 0 | 0
Geo | 0 | 0 | 0 | 0 | 0 | 0
H | 0 | 0 | 0 | 0 | 0 | 0
LFG | 0 | 0 | 0 | 0 | 0 | 0
Nuc | 0 | 0 | 0 | 0 | 0 | 0
PS | 0 | 0 | 0 | 0 | 0 | 0
PV | 0 | 0 | 0 | 0 | 0 | 0
PeakG | 0 | 0 | 0 | 0 | 0 | 0
PeakO | 0 | 0 | 0 | 0 | 0 | 0
ST | 0 | 0 | 0 | 0 | 0 | 0
STOG | 0 | 0 | 0 | 0 | 0 | 0
STWD | 0 | 0 | 0 | 0 | 0 | 0
WT | 0 | 0 | 0 | 0 | 0 | 0
IGCC | 0 | 0 | 0 | 0 | 0 | 0
DemandResponse | 0 | 0 | 0 | 0 | 0 | 0
IGCC-CCS | 0 | 0 | 0 | 0 | 0 | 0
WT_off | 0 | 0 | 0 | 0 | 0 | 0
PseudoUnit | 0 | 0 | 0 | 0 | 0 | 0
FixedInterchange | 0 | 0 | 0 | 0 | 0 | 0
Emission Cost by Reporting Type: NEISO
ReportingType | 2015 | 2020 | 2025 | 2030 | 2035 | 2040
BM | 0 | 0 | 0 | 0 | 0 | 0
CC | 0 | 0 | 0 | 0 | 0 | 0
CSP | 0 | 0 | 0 | 0 | 0 | 0
CT | 0 | 0 | 0 | 0 | 0 | 0
Coal | 0 | 0 | 0 | 0 | 0 | 0
Geo | 0 | 0 | 0 | 0 | 0 | 0
H | 0 | 0 | 0 | 0 | 0 | 0
LFG | 0 | 0 | 0 | 0 | 0 | 0
Nuc | 0 | 0 | 0 | 0 | 0 | 0
PS | 0 | 0 | 0 | 0 | 0 | 0
PV | 0 | 0 | 0 | 0 | 0 | 0
PeakG | 0 | 0 | 0 | 0 | 0 | 0
PeakO | 0 | 0 | 0 | 0 | 0 | 0
ST | 0 | 0 | 0 | 0 | 0 | 0
STOG | 0 | 0 | 0 | 0 | 0 | 0
STWD | 0 | 0 | 0 | 0 | 0 | 0
WT | 0 | 0 | 0 | 0 | 0 | 0
IGCC | 0 | 0 | 0 | 0 | 0 | 0
DemandResponse | 0 | 0 | 0 | 0 | 0 | 0
IGCC-CCS | 0 | 0 | 0 | 0 | 0 | 0
WT_off | 0 | 0 | 0 | 0 | 0 | 0
PseudoUnit | 0 | 0 | 0 | 0 | 0 | 0
FixedInterchange | 0 | 0 | 0 | 0 | 0 | 0
Emission Cost by Reporting Type: NonRTO_Midwest
ReportingType | 2015 | 2020 | 2025 | 2030 | 2035 | 2040
BM | 0 | 0 | 0 | 0 | 0 | 0
CC | 0 | 0 | 0 | 0 | 0 | 0
CSP | 0 | 0 | 0 | 0 | 0 | 0
CT | 0 | 0 | 0 | 0 | 0 | 0
Coal | 0 | 0 | 0 | 0 | 0 | 0
Geo | 0 | 0 | 0 | 0 | 0 | 0
H | 0 | 0 | 0 | 0 | 0 | 0
LFG | 0 | 0 | 0 | 0 | 0 | 0
Nuc | 0 | 0 | 0 | 0 | 0 | 0
PS | 0 | 0 | 0 | 0 | 0 | 0
PV | 0 | 0 | 0 | 0 | 0 | 0
PeakG | 0 | 0 | 0 | 0 | 0 | 0
PeakO | 0 | 0 | 0 | 0 | 0 | 0
ST | 0 | 0 | 0 | 0 | 0 | 0
STOG | 0 | 0 | 0 | 0 | 0 | 0
STWD | 0 | 0 | 0 | 0 | 0 | 0
WT | 0 | 0 | 0 | 0 | 0 | 0
IGCC | 0 | 0 | 0 | 0 | 0 | 0
DemandResponse | 0 | 0 | 0 | 0 | 0 | 0
IGCC-CCS | 0 | 0 | 0 | 0 | 0 | 0
WT_off | 0 | 0 | 0 | 0 | 0 | 0
PseudoUnit | 0 | 0 | 0 | 0 | 0 | 0
FixedInterchange | 0 | 0 | 0 | 0 | 0 | 0
Emission Cost by Reporting Type: NYISO_A-F
ReportingType | 2015 | 2020 | 2025 | 2030 | 2035 | 2040
BM | 0 | 0 | 0 | 0 | 0 | 0
CC | 0 | 0 | 0 | 0 | 0 | 0
CSP | 0 | 0 | 0 | 0 | 0 | 0
CT | 0 | 0 | 0 | 0 | 0 | 0
Coal | 0 | 0 | 0 | 0 | 0 | 0
Geo | 0 | 0 | 0 | 0 | 0 | 0
H | 0 | 0 | 0 | 0 | 0 | 0
LFG | 0 | 0 | 0 | 0 | 0 | 0
Nuc | 0 | 0 | 0 | 0 | 0 | 0
PS | 0 | 0 | 0 | 0 | 0 | 0
PV | 0 | 0 | 0 | 0 | 0 | 0
PeakG | 0 | 0 | 0 | 0 | 0 | 0
PeakO | 0 | 0 | 0 | 0 | 0 | 0
ST | 0 | 0 | 0 | 0 | 0 | 0
STOG | 0 | 0 | 0 | 0 | 0 | 0
STWD | 0 | 0 | 0 | 0 | 0 | 0
WT | 0 | 0 | 0 | 0 | 0 | 0
IGCC | 0 | 0 | 0 | 0 | 0 | 0
DemandResponse | 0 | 0 | 0 | 0 | 0 | 0
IGCC-CCS | 0 | 0 | 0 | 0 | 0 | 0
WT_off | 0 | 0 | 0 | 0 | 0 | 0
PseudoUnit | 0 | 0 | 0 | 0 | 0 | 0
FixedInterchange | 0 | 0 | 0 | 0 | 0 | 0
Emission Cost by Reporting Type: NYISO_G-I
ReportingType | 2015 | 2020 | 2025 | 2030 | 2035 | 2040
BM | 0 | 0 | 0 | 0 | 0 | 0
CC | 0 | 0 | 0 | 0 | 0 | 0
CSP | 0 | 0 | 0 | 0 | 0 | 0
CT | 0 | 0 | 0 | 0 | 0 | 0
Coal | 0 | 0 | 0 | 0 | 0 | 0
Geo | 0 | 0 | 0 | 0 | 0 | 0
H | 0 | 0 | 0 | 0 | 0 | 0
LFG | 0 | 0 | 0 | 0 | 0 | 0
Nuc | 0 | 0 | 0 | 0 | 0 | 0
PS | 0 | 0 | 0 | 0 | 0 | 0
PV | 0 | 0 | 0 | 0 | 0 | 0
PeakG | 0 | 0 | 0 | 0 | 0 | 0
PeakO | 0 | 0 | 0 | 0 | 0 | 0
ST | 0 | 0 | 0 | 0 | 0 | 0
STOG | 0 | 0 | 0 | 0 | 0 | 0
STWD | 0 | 0 | 0 | 0 | 0 | 0
WT | 0 | 0 | 0 | 0 | 0 | 0
IGCC | 0 | 0 | 0 | 0 | 0 | 0
DemandResponse | 0 | 0 | 0 | 0 | 0 | 0
IGCC-CCS | 0 | 0 | 0 | 0 | 0 | 0
WT_off | 0 | 0 | 0 | 0 | 0 | 0
PseudoUnit | 0 | 0 | 0 | 0 | 0 | 0
FixedInterchange | 0 | 0 | 0 | 0 | 0 | 0
Emission Cost by Reporting Type: NYISO_J-K
ReportingType | 2015 | 2020 | 2025 | 2030 | 2035 | 2040
BM | 0 | 0 | 0 | 0 | 0 | 0
CC | 0 | 0 | 0 | 0 | 0 | 0
CSP | 0 | 0 | 0 | 0 | 0 | 0
CT | 0 | 0 | 0 | 0 | 0 | 0
Coal | 0 | 0 | 0 | 0 | 0 | 0
Geo | 0 | 0 | 0 | 0 | 0 | 0
H | 0 | 0 | 0 | 0 | 0 | 0
LFG | 0 | 0 | 0 | 0 | 0 | 0
Nuc | 0 | 0 | 0 | 0 | 0 | 0
PS | 0 | 0 | 0 | 0 | 0 | 0
PV | 0 | 0 | 0 | 0 | 0 | 0
PeakG | 0 | 0 | 0 | 0 | 0 | 0
PeakO | 0 | 0 | 0 | 0 | 0 | 0
ST | 0 | 0 | 0 | 0 | 0 | 0
STOG | 0 | 0 | 0 | 0 | 0 | 0
STWD | 0 | 0 | 0 | 0 | 0 | 0
WT | 0 | 0 | 0 | 0 | 0 | 0
IGCC | 0 | 0 | 0 | 0 | 0 | 0
DemandResponse | 0 | 0 | 0 | 0 | 0 | 0
IGCC-CCS | 0 | 0 | 0 | 0 | 0 | 0
WT_off | 0 | 0 | 0 | 0 | 0 | 0
PseudoUnit | 0 | 0 | 0 | 0 | 0 | 0
FixedInterchange | 0 | 0 | 0 | 0 | 0 | 0
Emission Cost by Reporting Type: PJM_E
ReportingType | 2015 | 2020 | 2025 | 2030 | 2035 | 2040
BM | 0 | 0 | 0 | 0 | 0 | 0
CC | 0 | 0 | 0 | 0 | 0 | 0
CSP | 0 | 0 | 0 | 0 | 0 | 0
CT | 0 | 0 | 0 | 0 | 0 | 0
Coal | 0 | 0 | 0 | 0 | 0 | 0
Geo | 0 | 0 | 0 | 0 | 0 | 0
H | 0 | 0 | 0 | 0 | 0 | 0
LFG | 0 | 0 | 0 | 0 | 0 | 0
Nuc | 0 | 0 | 0 | 0 | 0 | 0
PS | 0 | 0 | 0 | 0 | 0 | 0
PV | 0 | 0 | 0 | 0 | 0 | 0
PeakG | 0 | 0 | 0 | 0 | 0 | 0
PeakO | 0 | 0 | 0 | 0 | 0 | 0
ST | 0 | 0 | 0 | 0 | 0 | 0
STOG | 0 | 0 | 0 | 0 | 0 | 0
STWD | 0 | 0 | 0 | 0 | 0 | 0
WT | 0 | 0 | 0 | 0 | 0 | 0
IGCC | 0 | 0 | 0 | 0 | 0 | 0
DemandResponse | 0 | 0 | 0 | 0 | 0 | 0
IGCC-CCS | 0 | 0 | 0 | 0 | 0 | 0
WT_off | 0 | 0 | 0 | 0 | 0 | 0
PseudoUnit | 0 | 0 | 0 | 0 | 0 | 0
FixedInterchange | 0 | 0 | 0 | 0 | 0 | 0
Emission Cost by Reporting Type: PJM_ROM
ReportingType | 2015 | 2020 | 2025 | 2030 | 2035 | 2040
BM | 0 | 0 | 0 | 0 | 0 | 0
CC | 0 | 0 | 0 | 0 | 0 | 0
CSP | 0 | 0 | 0 | 0 | 0 | 0
CT | 0 | 0 | 0 | 0 | 0 | 0
Coal | 0 | 0 | 0 | 0 | 0 | 0
Geo | 0 | 0 | 0 | 0 | 0 | 0
H | 0 | 0 | 0 | 0 | 0 | 0
LFG | 0 | 0 | 0 | 0 | 0 | 0
Nuc | 0 | 0 | 0 | 0 | 0 | 0
PS | 0 | 0 | 0 | 0 | 0 | 0
PV | 0 | 0 | 0 | 0 | 0 | 0
PeakG | 0 | 0 | 0 | 0 | 0 | 0
PeakO | 0 | 0 | 0 | 0 | 0 | 0
ST | 0 | 0 | 0 | 0 | 0 | 0
STOG | 0 | 0 | 0 | 0 | 0 | 0
STWD | 0 | 0 | 0 | 0 | 0 | 0
WT | 0 | 0 | 0 | 0 | 0 | 0
IGCC | 0 | 0 | 0 | 0 | 0 | 0
DemandResponse | 0 | 0 | 0 | 0 | 0 | 0
IGCC-CCS | 0 | 0 | 0 | 0 | 0 | 0
WT_off | 0 | 0 | 0 | 0 | 0 | 0
PseudoUnit | 0 | 0 | 0 | 0 | 0 | 0
FixedInterchange | 0 | 0 | 0 | 0 | 0 | 0
Emission Cost by Reporting Type: PJM_ROR
ReportingType | 2015 | 2020 | 2025 | 2030 | 2035 | 2040
BM | 0 | 0 | 0 | 0 | 0 | 0
CC | 0 | 0 | 0 | 0 | 0 | 0
CSP | 0 | 0 | 0 | 0 | 0 | 0
CT | 0 | 0 | 0 | 0 | 0 | 0
Coal | 0 | 0 | 0 | 0 | 0 | 0
Geo | 0 | 0 | 0 | 0 | 0 | 0
H | 0 | 0 | 0 | 0 | 0 | 0
LFG | 0 | 0 | 0 | 0 | 0 | 0
Nuc | 0 | 0 | 0 | 0 | 0 | 0
PS | 0 | 0 | 0 | 0 | 0 | 0
PV | 0 | 0 | 0 | 0 | 0 | 0
PeakG | 0 | 0 | 0 | 0 | 0 | 0
PeakO | 0 | 0 | 0 | 0 | 0 | 0
ST | 0 | 0 | 0 | 0 | 0 | 0
STOG | 0 | 0 | 0 | 0 | 0 | 0
STWD | 0 | 0 | 0 | 0 | 0 | 0
WT | 0 | 0 | 0 | 0 | 0 | 0
IGCC | 0 | 0 | 0 | 0 | 0 | 0
DemandResponse | 0 | 0 | 0 | 0 | 0 | 0
IGCC-CCS | 0 | 0 | 0 | 0 | 0 | 0
WT_off | 0 | 0 | 0 | 0 | 0 | 0
PseudoUnit | 0 | 0 | 0 | 0 | 0 | 0
FixedInterchange | 0 | 0 | 0 | 0 | 0 | 0
Emission Cost by Reporting Type: SOCO
ReportingType | 2015 | 2020 | 2025 | 2030 | 2035 | 2040
BM | 0 | 0 | 0 | 0 | 0 | 0
CC | 0 | 0 | 0 | 0 | 0 | 0
CSP | 0 | 0 | 0 | 0 | 0 | 0
CT | 0 | 0 | 0 | 0 | 0 | 0
Coal | 0 | 0 | 0 | 0 | 0 | 0
Geo | 0 | 0 | 0 | 0 | 0 | 0
H | 0 | 0 | 0 | 0 | 0 | 0
LFG | 0 | 0 | 0 | 0 | 0 | 0
Nuc | 0 | 0 | 0 | 0 | 0 | 0
PS | 0 | 0 | 0 | 0 | 0 | 0
PV | 0 | 0 | 0 | 0 | 0 | 0
PeakG | 0 | 0 | 0 | 0 | 0 | 0
PeakO | 0 | 0 | 0 | 0 | 0 | 0
ST | 0 | 0 | 0 | 0 | 0 | 0
STOG | 0 | 0 | 0 | 0 | 0 | 0
STWD | 0 | 0 | 0 | 0 | 0 | 0
WT | 0 | 0 | 0 | 0 | 0 | 0
IGCC | 0 | 0 | 0 | 0 | 0 | 0
DemandResponse | 0 | 0 | 0 | 0 | 0 | 0
IGCC-CCS | 0 | 0 | 0 | 0 | 0 | 0
WT_off | 0 | 0 | 0 | 0 | 0 | 0
PseudoUnit | 0 | 0 | 0 | 0 | 0 | 0
FixedInterchange | 0 | 0 | 0 | 0 | 0 | 0
Emission Cost by Reporting Type: SPP_N
ReportingType | 2015 | 2020 | 2025 | 2030 | 2035 | 2040
BM | 0 | 0 | 0 | 0 | 0 | 0
CC | 0 | 0 | 0 | 0 | 0 | 0
CSP | 0 | 0 | 0 | 0 | 0 | 0
CT | 0 | 0 | 0 | 0 | 0 | 0
Coal | 0 | 0 | 0 | 0 | 0 | 0
Geo | 0 | 0 | 0 | 0 | 0 | 0
H | 0 | 0 | 0 | 0 | 0 | 0
LFG | 0 | 0 | 0 | 0 | 0 | 0
Nuc | 0 | 0 | 0 | 0 | 0 | 0
PS | 0 | 0 | 0 | 0 | 0 | 0
PV | 0 | 0 | 0 | 0 | 0 | 0
PeakG | 0 | 0 | 0 | 0 | 0 | 0
PeakO | 0 | 0 | 0 | 0 | 0 | 0
ST | 0 | 0 | 0 | 0 | 0 | 0
STOG | 0 | 0 | 0 | 0 | 0 | 0
STWD | 0 | 0 | 0 | 0 | 0 | 0
WT | 0 | 0 | 0 | 0 | 0 | 0
IGCC | 0 | 0 | 0 | 0 | 0 | 0
DemandResponse | 0 | 0 | 0 | 0 | 0 | 0
IGCC-CCS | 0 | 0 | 0 | 0 | 0 | 0
WT_off | 0 | 0 | 0 | 0 | 0 | 0
PseudoUnit | 0 | 0 | 0 | 0 | 0 | 0
FixedInterchange | 0 | 0 | 0 | 0 | 0 | 0
Emission Cost by Reporting Type: SPP_S
ReportingType | 2015 | 2020 | 2025 | 2030 | 2035 | 2040
BM | 0 | 0 | 0 | 0 | 0 | 0
CC | 0 | 0 | 0 | 0 | 0 | 0
CSP | 0 | 0 | 0 | 0 | 0 | 0
CT | 0 | 0 | 0 | 0 | 0 | 0
Coal | 0 | 0 | 0 | 0 | 0 | 0
Geo | 0 | 0 | 0 | 0 | 0 | 0
H | 0 | 0 | 0 | 0 | 0 | 0
LFG | 0 | 0 | 0 | 0 | 0 | 0
Nuc | 0 | 0 | 0 | 0 | 0 | 0
PS | 0 | 0 | 0 | 0 | 0 | 0
PV | 0 | 0 | 0 | 0 | 0 | 0
PeakG | 0 | 0 | 0 | 0 | 0 | 0
PeakO | 0 | 0 | 0 | 0 | 0 | 0
ST | 0 | 0 | 0 | 0 | 0 | 0
STOG | 0 | 0 | 0 | 0 | 0 | 0
STWD | 0 | 0 | 0 | 0 | 0 | 0
WT | 0 | 0 | 0 | 0 | 0 | 0
IGCC | 0 | 0 | 0 | 0 | 0 | 0
DemandResponse | 0 | 0 | 0 | 0 | 0 | 0
IGCC-CCS | 0 | 0 | 0 | 0 | 0 | 0
WT_off | 0 | 0 | 0 | 0 | 0 | 0
PseudoUnit | 0 | 0 | 0 | 0 | 0 | 0
FixedInterchange | 0 | 0 | 0 | 0 | 0 | 0
Emission Cost by Reporting Type: TVA
ReportingType | 2015 | 2020 | 2025 | 2030 | 2035 | 2040
BM | 0 | 0 | 0 | 0 | 0 | 0
CC | 0 | 0 | 0 | 0 | 0 | 0
CSP | 0 | 0 | 0 | 0 | 0 | 0
CT | 0 | 0 | 0 | 0 | 0 | 0
Coal | 0 | 0 | 0 | 0 | 0 | 0
Geo | 0 | 0 | 0 | 0 | 0 | 0
H | 0 | 0 | 0 | 0 | 0 | 0
LFG | 0 | 0 | 0 | 0 | 0 | 0
Nuc | 0 | 0 | 0 | 0 | 0 | 0
PS | 0 | 0 | 0 | 0 | 0 | 0
PV | 0 | 0 | 0 | 0 | 0 | 0
PeakG | 0 | 0 | 0 | 0 | 0 | 0
PeakO | 0 | 0 | 0 | 0 | 0 | 0
ST | 0 | 0 | 0 | 0 | 0 | 0
STOG | 0 | 0 | 0 | 0 | 0 | 0
STWD | 0 | 0 | 0 | 0 | 0 | 0
WT | 0 | 0 | 0 | 0 | 0 | 0
IGCC | 0 | 0 | 0 | 0 | 0 | 0
DemandResponse | 0 | 0 | 0 | 0 | 0 | 0
IGCC-CCS | 0 | 0 | 0 | 0 | 0 | 0
WT_off | 0 | 0 | 0 | 0 | 0 | 0
PseudoUnit | 0 | 0 | 0 | 0 | 0 | 0
FixedInterchange | 0 | 0 | 0 | 0 | 0 | 0
Emission Cost by Reporting Type: TVA_Transmission
ReportingType | 2015 | 2020 | 2025 | 2030 | 2035 | 2040
BM | 0 | 0 | 0 | 0 | 0 | 0
CC | 0 | 0 | 0 | 0 | 0 | 0
CSP | 0 | 0 | 0 | 0 | 0 | 0
CT | 0 | 0 | 0 | 0 | 0 | 0
Coal | 0 | 0 | 0 | 0 | 0 | 0
Geo | 0 | 0 | 0 | 0 | 0 | 0
H | 0 | 0 | 0 | 0 | 0 | 0
LFG | 0 | 0 | 0 | 0 | 0 | 0
Nuc | 0 | 0 | 0 | 0 | 0 | 0
PS | 0 | 0 | 0 | 0 | 0 | 0
PV | 0 | 0 | 0 | 0 | 0 | 0
PeakG | 0 | 0 | 0 | 0 | 0 | 0
PeakO | 0 | 0 | 0 | 0 | 0 | 0
ST | 0 | 0 | 0 | 0 | 0 | 0
STOG | 0 | 0 | 0 | 0 | 0 | 0
STWD | 0 | 0 | 0 | 0 | 0 | 0
WT | 0 | 0 | 0 | 0 | 0 | 0
IGCC | 0 | 0 | 0 | 0 | 0 | 0
DemandResponse | 0 | 0 | 0 | 0 | 0 | 0
IGCC-CCS | 0 | 0 | 0 | 0 | 0 | 0
WT_off | 0 | 0 | 0 | 0 | 0 | 0
PseudoUnit | 0 | 0 | 0 | 0 | 0 | 0
FixedInterchange | 0 | 0 | 0 | 0 | 0 | 0
Emission Cost by Reporting Type: VACAR
ReportingType | 2015 | 2020 | 2025 | 2030 | 2035 | 2040
BM | 0 | 0 | 0 | 0 | 0 | 0
CC | 0 | 0 | 0 | 0 | 0 | 0
CSP | 0 | 0 | 0 | 0 | 0 | 0
CT | 0 | 0 | 0 | 0 | 0 | 0
Coal | 0 | 0 | 0 | 0 | 0 | 0
Geo | 0 | 0 | 0 | 0 | 0 | 0
H | 0 | 0 | 0 | 0 | 0 | 0
LFG | 0 | 0 | 0 | 0 | 0 | 0
Nuc | 0 | 0 | 0 | 0 | 0 | 0
PS | 0 | 0 | 0 | 0 | 0 | 0
PV | 0 | 0 | 0 | 0 | 0 | 0
PeakG | 0 | 0 | 0 | 0 | 0 | 0
PeakO | 0 | 0 | 0 | 0 | 0 | 0
ST | 0 | 0 | 0 | 0 | 0 | 0
STOG | 0 | 0 | 0 | 0 | 0 | 0
STWD | 0 | 0 | 0 | 0 | 0 | 0
WT | 0 | 0 | 0 | 0 | 0 | 0
IGCC | 0 | 0 | 0 | 0 | 0 | 0
DemandResponse | 0 | 0 | 0 | 0 | 0 | 0
IGCC-CCS | 0 | 0 | 0 | 0 | 0 | 0
WT_off | 0 | 0 | 0 | 0 | 0 | 0
PseudoUnit | 0 | 0 | 0 | 0 | 0 | 0
FixedInterchange | 0 | 0 | 0 | 0 | 0 | 0
Emission Cost by Reporting Type: IESO
ReportingType | 2015 | 2020 | 2025 | 2030 | 2035 | 2040
BM | 0 | 0 | 0 | 0 | 0 | 0
CC | 0 | 0 | 0 | 0 | 0 | 0
CSP | 0 | 0 | 0 | 0 | 0 | 0
CT | 0 | 0 | 0 | 0 | 0 | 0
Coal | 0 | 0 | 0 | 0 | 0 | 0
Geo | 0 | 0 | 0 | 0 | 0 | 0
H | 0 | 0 | 0 | 0 | 0 | 0
LFG | 0 | 0 | 0 | 0 | 0 | 0
Nuc | 0 | 0 | 0 | 0 | 0 | 0
PS | 0 | 0 | 0 | 0 | 0 | 0
PV | 0 | 0 | 0 | 0 | 0 | 0
PeakG | 0 | 0 | 0 | 0 | 0 | 0
PeakO | 0 | 0 | 0 | 0 | 0 | 0
ST | 0 | 0 | 0 | 0 | 0 | 0
STOG | 0 | 0 | 0 | 0 | 0 | 0
STWD | 0 | 0 | 0 | 0 | 0 | 0
WT | 0 | 0 | 0 | 0 | 0 | 0
IGCC | 0 | 0 | 0 | 0 | 0 | 0
DemandResponse | 0 | 0 | 0 | 0 | 0 | 0
IGCC-CCS | 0 | 0 | 0 | 0 | 0 | 0
WT_off | 0 | 0 | 0 | 0 | 0 | 0
PseudoUnit | 0 | 0 | 0 | 0 | 0 | 0
FixedInterchange | 0 | 0 | 0 | 0 | 0 | 0
Emission Cost by Reporting Type: MAPP_CA
ReportingType | 2015 | 2020 | 2025 | 2030 | 2035 | 2040
BM | 0 | 0 | 0 | 0 | 0 | 0
CC | 0 | 0 | 0 | 0 | 0 | 0
CSP | 0 | 0 | 0 | 0 | 0 | 0
CT | 0 | 0 | 0 | 0 | 0 | 0
Coal | 0 | 0 | 0 | 0 | 0 | 0
Geo | 0 | 0 | 0 | 0 | 0 | 0
H | 0 | 0 | 0 | 0 | 0 | 0
LFG | 0 | 0 | 0 | 0 | 0 | 0
Nuc | 0 | 0 | 0 | 0 | 0 | 0
PS | 0 | 0 | 0 | 0 | 0 | 0
PV | 0 | 0 | 0 | 0 | 0 | 0
PeakG | 0 | 0 | 0 | 0 | 0 | 0
PeakO | 0 | 0 | 0 | 0 | 0 | 0
ST | 0 | 0 | 0 | 0 | 0 | 0
STOG | 0 | 0 | 0 | 0 | 0 | 0
STWD | 0 | 0 | 0 | 0 | 0 | 0
WT | 0 | 0 | 0 | 0 | 0 | 0
IGCC | 0 | 0 | 0 | 0 | 0 | 0
DemandResponse | 0 | 0 | 0 | 0 | 0 | 0
IGCC-CCS | 0 | 0 | 0 | 0 | 0 | 0
WT_off | 0 | 0 | 0 | 0 | 0 | 0
PseudoUnit | 0 | 0 | 0 | 0 | 0 | 0
FixedInterchange | 0 | 0 | 0 | 0 | 0 | 0
Emission Cost by Reporting Type: AZ_NM_SNV_Coal
ReportingType | 2015 | 2020 | 2025 | 2030 | 2035 | 2040
BM | 0 | 0 | 0 | 0 | 0 | 0
CC | 0 | 0 | 0 | 0 | 0 | 0
CSP | 0 | 0 | 0 | 0 | 0 | 0
CT | 0 | 0 | 0 | 0 | 0 | 0
Coal | 0 | 0 | 0 | 0 | 0 | 0
Geo | 0 | 0 | 0 | 0 | 0 | 0
H | 0 | 0 | 0 | 0 | 0 | 0
LFG | 0 | 0 | 0 | 0 | 0 | 0
Nuc | 0 | 0 | 0 | 0 | 0 | 0
PS | 0 | 0 | 0 | 0 | 0 | 0
PV | 0 | 0 | 0 | 0 | 0 | 0
PeakG | 0 | 0 | 0 | 0 | 0 | 0
PeakO | 0 | 0 | 0 | 0 | 0 | 0
ST | 0 | 0 | 0 | 0 | 0 | 0
STOG | 0 | 0 | 0 | 0 | 0 | 0
STWD | 0 | 0 | 0 | 0 | 0 | 0
WT | 0 | 0 | 0 | 0 | 0 | 0
IGCC | 0 | 0 | 0 | 0 | 0 | 0
DemandResponse | 0 | 0 | 0 | 0 | 0 | 0
IGCC-CCS | 0 | 0 | 0 | 0 | 0 | 0
WT_off | 0 | 0 | 0 | 0 | 0 | 0
PseudoUnit | 0 | 0 | 0 | 0 | 0 | 0
FixedInterchange | 0 | 0 | 0 | 0 | 0 | 0
Emission Cost by Reporting Type: AZ_NM_SNV_Gas
ReportingType | 2015 | 2020 | 2025 | 2030 | 2035 | 2040
BM | 0 | 0 | 0 | 0 | 0 | 0
CC | 0 | 0 | 0 | 0 | 0 | 0
CSP | 0 | 0 | 0 | 0 | 0 | 0
CT | 0 | 0 | 0 | 0 | 0 | 0
Coal | 0 | 0 | 0 | 0 | 0 | 0
Geo | 0 | 0 | 0 | 0 | 0 | 0
H | 0 | 0 | 0 | 0 | 0 | 0
LFG | 0 | 0 | 0 | 0 | 0 | 0
Nuc | 0 | 0 | 0 | 0 | 0 | 0
PS | 0 | 0 | 0 | 0 | 0 | 0
PV | 0 | 0 | 0 | 0 | 0 | 0
PeakG | 0 | 0 | 0 | 0 | 0 | 0
PeakO | 0 | 0 | 0 | 0 | 0 | 0
ST | 0 | 0 | 0 | 0 | 0 | 0
STOG | 0 | 0 | 0 | 0 | 0 | 0
STWD | 0 | 0 | 0 | 0 | 0 | 0
WT | 0 | 0 | 0 | 0 | 0 | 0
IGCC | 0 | 0 | 0 | 0 | 0 | 0
DemandResponse | 0 | 0 | 0 | 0 | 0 | 0
IGCC-CCS | 0 | 0 | 0 | 0 | 0 | 0
WT_off | 0 | 0 | 0 | 0 | 0 | 0
PseudoUnit | 0 | 0 | 0 | 0 | 0 | 0
FixedInterchange | 0 | 0 | 0 | 0 | 0 | 0
Emission Cost by Reporting Type: AZ_NM_SNV_NucRenew
ReportingType | 2015 | 2020 | 2025 | 2030 | 2035 | 2040
BM | 0 | 0 | 0 | 0 | 0 | 0
CC | 0 | 0 | 0 | 0 | 0 | 0
CSP | 0 | 0 | 0 | 0 | 0 | 0
CT | 0 | 0 | 0 | 0 | 0 | 0
Coal | 0 | 0 | 0 | 0 | 0 | 0
Geo | 0 | 0 | 0 | 0 | 0 | 0
H | 0 | 0 | 0 | 0 | 0 | 0
LFG | 0 | 0 | 0 | 0 | 0 | 0
Nuc | 0 | 0 | 0 | 0 | 0 | 0
PS | 0 | 0 | 0 | 0 | 0 | 0
PV | 0 | 0 | 0 | 0 | 0 | 0
PeakG | 0 | 0 | 0 | 0 | 0 | 0
PeakO | 0 | 0 | 0 | 0 | 0 | 0
ST | 0 | 0 | 0 | 0 | 0 | 0
STOG | 0 | 0 | 0 | 0 | 0 | 0
STWD | 0 | 0 | 0 | 0 | 0 | 0
WT | 0 | 0 | 0 | 0 | 0 | 0
IGCC | 0 | 0 | 0 | 0 | 0 | 0
DemandResponse | 0 | 0 | 0 | 0 | 0 | 0
IGCC-CCS | 0 | 0 | 0 | 0 | 0 | 0
WT_off | 0 | 0 | 0 | 0 | 0 | 0
PseudoUnit | 0 | 0 | 0 | 0 | 0 | 0
FixedInterchange | 0 | 0 | 0 | 0 | 0 | 0
Emission Cost by Reporting Type: ERCOT
ReportingType | 2015 | 2020 | 2025 | 2030 | 2035 | 2040
BM | 0 | 0 | 0 | 0 | 0 | 0
CC | 0 | 0 | 0 | 0 | 0 | 0
CSP | 0 | 0 | 0 | 0 | 0 | 0
CT | 0 | 0 | 0 | 0 | 0 | 0
Coal | 0 | 0 | 0 | 0 | 0 | 0
Geo | 0 | 0 | 0 | 0 | 0 | 0
H | 0 | 0 | 0 | 0 | 0 | 0
LFG | 0 | 0 | 0 | 0 | 0 | 0
Nuc | 0 | 0 | 0 | 0 | 0 | 0
PS | 0 | 0 | 0 | 0 | 0 | 0
PV | 0 | 0 | 0 | 0 | 0 | 0
PeakG | 0 | 0 | 0 | 0 | 0 | 0
PeakO | 0 | 0 | 0 | 0 | 0 | 0
ST | 0 | 0 | 0 | 0 | 0 | 0
STOG | 0 | 0 | 0 | 0 | 0 | 0
STWD | 0 | 0 | 0 | 0 | 0 | 0
WT | 0 | 0 | 0 | 0 | 0 | 0
IGCC | 0 | 0 | 0 | 0 | 0 | 0
DemandResponse | 0 | 0 | 0 | 0 | 0 | 0
IGCC-CCS | 0 | 0 | 0 | 0 | 0 | 0
WT_off | 0 | 0 | 0 | 0 | 0 | 0
PseudoUnit | 0 | 0 | 0 | 0 | 0 | 0
FixedInterchange | 0 | 0 | 0 | 0 | 0 | 0
Emission Cost by Reporting Type: NP15
ReportingType | 2015 | 2020 | 2025 | 2030 | 2035 | 2040
BM | 0 | 0 | 0 | 0 | 0 | 0
CC | 253.95 | 335.19 | 324.56 | 322.09 | 226.6 | 123.43
CSP | 0 | 0 | 0 | 0 | 0 | 0
CT | 0 | 0 | 0 | 0 | 0 | 0
Coal | 4.6 | 0 | 0 | 0 | 0 | 0
Geo | 0 | 0 | 0 | 0 | 0 | 0
H | 0 | 0 | 0 | 0 | 0 | 0
LFG | 0 | 0 | 0 | 0 | 0 | 0
Nuc | 0 | 0 | 0 | 0 | 0 | 0
PS | 0 | 0 | 0 | 0 | 0 | 0
PV | 0 | 0 | 0 | 0 | 0 | 0
PeakG | 0 | 0 | 0 | 0 | 0 | 0.22
PeakO | 0 | 0 | 0 | 0 | 0 | 0
ST | 0 | 0 | 0 | 0 | 0 | 0
STOG | 1.31 | 2.18 | 1.18 | 2.93 | 2.31 | 5.37
STWD | 0 | 0 | 0 | 0 | 0 | 0
WT | 0 | 0 | 0 | 0 | 0 | 0
IGCC | 0 | 0 | 0 | 0 | 0 | 0
DemandResponse | 0 | 0 | 0 | 0 | 0 | 0
IGCC-CCS | 0 | 0 | 0 | 0 | 0 | 0
WT_off | 0 | 0 | 0 | 0 | 0 | 0
PseudoUnit | 0 | 0 | 0 | 0 | 0 | 0
FixedInterchange | 0 | 0 | 0 | 0 | 0 | 0
Emission Cost by Reporting Type: NWPP_Coal
ReportingType | 2015 | 2020 | 2025 | 2030 | 2035 | 2040
BM | 0 | 0 | 0 | 0 | 0 | 0
CC | 0 | 0 | 0 | 0 | 0 | 0
CSP | 0 | 0 | 0 | 0 | 0 | 0
CT | 0 | 0 | 0 | 0 | 0 | 0
Coal | 0 | 0 | 0 | 0 | 0 | 0
Geo | 0 | 0 | 0 | 0 | 0 | 0
H | 0 | 0 | 0 | 0 | 0 | 0
LFG | 0 | 0 | 0 | 0 | 0 | 0
Nuc | 0 | 0 | 0 | 0 | 0 | 0
PS | 0 | 0 | 0 | 0 | 0 | 0
PV | 0 | 0 | 0 | 0 | 0 | 0
PeakG | 0 | 0 | 0 | 0 | 0 | 0
PeakO | 0 | 0 | 0 | 0 | 0 | 0
ST | 0 | 0 | 0 | 0 | 0 | 0
STOG | 0 | 0 | 0 | 0 | 0 | 0
STWD | 0 | 0 | 0 | 0 | 0 | 0
WT | 0 | 0 | 0 | 0 | 0 | 0
IGCC | 0 | 0 | 0 | 0 | 0 | 0
DemandResponse | 0 | 0 | 0 | 0 | 0 | 0
IGCC-CCS | 0 | 0 | 0 | 0 | 0 | 0
WT_off | 0 | 0 | 0 | 0 | 0 | 0
PseudoUnit | 0 | 0 | 0 | 0 | 0 | 0
FixedInterchange | 0 | 0 | 0 | 0 | 0 | 0
Emission Cost by Reporting Type: NWPP_Gas
ReportingType | 2015 | 2020 | 2025 | 2030 | 2035 | 2040
BM | 0 | 0 | 0 | 0 | 0 | 0
CC | 0 | 0 | 0 | 0 | 0 | 0
CSP | 0 | 0 | 0 | 0 | 0 | 0
CT | 0 | 0 | 0 | 0 | 0 | 0
Coal | 0 | 0 | 0 | 0 | 0 | 0
Geo | 0 | 0 | 0 | 0 | 0 | 0
H | 0 | 0 | 0 | 0 | 0 | 0
LFG | 0 | 0 | 0 | 0 | 0 | 0
Nuc | 0 | 0 | 0 | 0 | 0 | 0
PS | 0 | 0 | 0 | 0 | 0 | 0
PV | 0 | 0 | 0 | 0 | 0 | 0
PeakG | 0 | 0 | 0 | 0 | 0 | 0
PeakO | 0 | 0 | 0 | 0 | 0 | 0
ST | 0 | 0 | 0 | 0 | 0 | 0
STOG | 0 | 0 | 0 | 0 | 0 | 0
STWD | 0 | 0 | 0 | 0 | 0 | 0
WT | 0 | 0 | 0 | 0 | 0 | 0
IGCC | 0 | 0 | 0 | 0 | 0 | 0
DemandResponse | 0 | 0 | 0 | 0 | 0 | 0
IGCC-CCS | 0 | 0 | 0 | 0 | 0 | 0
WT_off | 0 | 0 | 0 | 0 | 0 | 0
PseudoUnit | 0 | 0 | 0 | 0 | 0 | 0
FixedInterchange | 0 | 0 | 0 | 0 | 0 | 0
Emission Cost by Reporting Type: NWPP_NucRenew
ReportingType | 2015 | 2020 | 2025 | 2030 | 2035 | 2040
BM | 0 | 0 | 0 | 0 | 0 | 0
CC | 0 | 0 | 0 | 0 | 0 | 0
CSP | 0 | 0 | 0 | 0 | 0 | 0
CT | 0 | 0 | 0 | 0 | 0 | 0
Coal | 0 | 0 | 0 | 0 | 0 | 0
Geo | 0 | 0 | 0 | 0 | 0 | 0
H | 0 | 0 | 0 | 0 | 0 | 0
LFG | 0 | 0 | 0 | 0 | 0 | 0
Nuc | 0 | 0 | 0 | 0 | 0 | 0
PS | 0 | 0 | 0 | 0 | 0 | 0
PV | 0 | 0 | 0 | 0 | 0 | 0
PeakG | 0 | 0 | 0 | 0 | 0 | 0
PeakO | 0 | 0 | 0 | 0 | 0 | 0
ST | 0 | 0 | 0 | 0 | 0 | 0
STOG | 0 | 0 | 0 | 0 | 0 | 0
STWD | 0 | 0 | 0 | 0 | 0 | 0
WT | 0 | 0 | 0 | 0 | 0 | 0
IGCC | 0 | 0 | 0 | 0 | 0 | 0
DemandResponse | 0 | 0 | 0 | 0 | 0 | 0
IGCC-CCS | 0 | 0 | 0 | 0 | 0 | 0
WT_off | 0 | 0 | 0 | 0 | 0 | 0
PseudoUnit | 0 | 0 | 0 | 0 | 0 | 0
FixedInterchange | 0 | 0 | 0 | 0 | 0 | 0
Emission Cost by Reporting Type: RMPA
ReportingType | 2015 | 2020 | 2025 | 2030 | 2035 | 2040
BM | 0 | 0 | 0 | 0 | 0 | 0
CC | 0 | 0 | 0 | 0 | 0 | 0
CSP | 0 | 0 | 0 | 0 | 0 | 0
CT | 0 | 0 | 0 | 0 | 0 | 0
Coal | 0 | 0 | 0 | 0 | 0 | 0
Geo | 0 | 0 | 0 | 0 | 0 | 0
H | 0 | 0 | 0 | 0 | 0 | 0
LFG | 0 | 0 | 0 | 0 | 0 | 0
Nuc | 0 | 0 | 0 | 0 | 0 | 0
PS | 0 | 0 | 0 | 0 | 0 | 0
PV | 0 | 0 | 0 | 0 | 0 | 0
PeakG | 0 | 0 | 0 | 0 | 0 | 0
PeakO | 0 | 0 | 0 | 0 | 0 | 0
ST | 0 | 0 | 0 | 0 | 0 | 0
STOG | 0 | 0 | 0 | 0 | 0 | 0
STWD | 0 | 0 | 0 | 0 | 0 | 0
WT | 0 | 0 | 0 | 0 | 0 | 0
IGCC | 0 | 0 | 0 | 0 | 0 | 0
DemandResponse | 0 | 0 | 0 | 0 | 0 | 0
IGCC-CCS | 0 | 0 | 0 | 0 | 0 | 0
WT_off | 0 | 0 | 0 | 0 | 0 | 0
PseudoUnit | 0 | 0 | 0 | 0 | 0 | 0
FixedInterchange | 0 | 0 | 0 | 0 | 0 | 0
Emission Cost by Reporting Type: SP15
ReportingType | 2015 | 2020 | 2025 | 2030 | 2035 | 2040
BM | 0 | 0 | 0 | 0 | 0 | 0
CC | 171.37 | 219.8 | 247.42 | 285.56 | 334.14 | 228.85
CSP | 0 | 0 | 0 | 0 | 0 | 0
CT | 0 | 0 | 0 | 0 | 0 | 0
Coal | 15.51 | 19.79 | 25.26 | 25.92 | 0 | 0
Geo | 0 | 0 | 0 | 0 | 0 | 0
H | 0 | 0 | 0 | 0 | 0 | 0
LFG | 0 | 0 | 0 | 0 | 0 | 0
Nuc | 0 | 0 | 0 | 0 | 0 | 0
PS | 0 | 0 | 0 | 0 | 0 | 0
PV | 0 | 0 | 0 | 0 | 0 | 0
PeakG | 0 | 0 | 0 | 0 | 0.11 | 0
PeakO | 0 | 0 | 0 | 0 | 0 | 0
ST | 0 | 0 | 0 | 0 | 0 | 0
STOG | 2.34 | 4.54 | 3.99 | 8.71 | 22.38 | 18.18
STWD | 0 | 0 | 0 | 0 | 0 | 0
WT | 0 | 0 | 0 | 0 | 0 | 0
IGCC | 0 | 0 | 0 | 0 | 0 | 0
DemandResponse | 0 | 0 | 0 | 0 | 0 | 0
IGCC-CCS | 0 | 0 | 0 | 0 | 0 | 0
WT_off | 0 | 0 | 0 | 0 | 0 | 0
PseudoUnit | 0 | 0 | 0 | 0 | 0 | 0
FixedInterchange | 0 | 0 | 0 | 0 | 0 | 0
Emission Cost by Reporting Type: ALB
ReportingType | 2015 | 2020 | 2025 | 2030 | 2035 | 2040
BM | 0 | 0 | 0 | 0 | 0 | 0
CC | 0 | 0 | 0 | 0 | 0 | 0
CSP | 0 | 0 | 0 | 0 | 0 | 0
CT | 0 | 0 | 0 | 0 | 0 | 0
Coal | 0 | 0 | 0 | 0 | 0 | 0
Geo | 0 | 0 | 0 | 0 | 0 | 0
H | 0 | 0 | 0 | 0 | 0 | 0
LFG | 0 | 0 | 0 | 0 | 0 | 0
Nuc | 0 | 0 | 0 | 0 | 0 | 0
PS | 0 | 0 | 0 | 0 | 0 | 0
PV | 0 | 0 | 0 | 0 | 0 | 0
PeakG | 0 | 0 | 0 | 0 | 0 | 0
PeakO | 0 | 0 | 0 | 0 | 0 | 0
ST | 0 | 0 | 0 | 0 | 0 | 0
STOG | 0 | 0 | 0 | 0 | 0 | 0
STWD | 0 | 0 | 0 | 0 | 0 | 0
WT | 0 | 0 | 0 | 0 | 0 | 0
IGCC | 0 | 0 | 0 | 0 | 0 | 0
DemandResponse | 0 | 0 | 0 | 0 | 0 | 0
IGCC-CCS | 0 | 0 | 0 | 0 | 0 | 0
WT_off | 0 | 0 | 0 | 0 | 0 | 0
PseudoUnit | 0 | 0 | 0 | 0 | 0 | 0
FixedInterchange | 0 | 0 | 0 | 0 | 0 | 0
Emission Cost by Reporting Type: BC
ReportingType | 2015 | 2020 | 2025 | 2030 | 2035 | 2040
BM | 0 | 0 | 0 | 0 | 0 | 0
CC | 0 | 0 | 0 | 0 | 0 | 0
CSP | 0 | 0 | 0 | 0 | 0 | 0
CT | 0 | 0 | 0 | 0 | 0 | 0
Coal | 0 | 0 | 0 | 0 | 0 | 0
Geo | 0 | 0 | 0 | 0 | 0 | 0
H | 0 | 0 | 0 | 0 | 0 | 0
LFG | 0 | 0 | 0 | 0 | 0 | 0
Nuc | 0 | 0 | 0 | 0 | 0 | 0
PS | 0 | 0 | 0 | 0 | 0 | 0
PV | 0 | 0 | 0 | 0 | 0 | 0
PeakG | 0 | 0 | 0 | 0 | 0 | 0
PeakO | 0 | 0 | 0 | 0 | 0 | 0
ST | 0 | 0 | 0 | 0 | 0 | 0
STOG | 0 | 0 | 0 | 0 | 0 | 0
STWD | 0 | 0 | 0 | 0 | 0 | 0
WT | 0 | 0 | 0 | 0 | 0 | 0
IGCC | 0 | 0 | 0 | 0 | 0 | 0
DemandResponse | 0 | 0 | 0 | 0 | 0 | 0
IGCC-CCS | 0 | 0 | 0 | 0 | 0 | 0
WT_off | 0 | 0 | 0 | 0 | 0 | 0
PseudoUnit | 0 | 0 | 0 | 0 | 0 | 0
FixedInterchange | 0 | 0 | 0 | 0 | 0 | 0
Emission Cost by Reporting Type: HQ_IESO
ReportingType | 2015 | 2020 | 2025 | 2030 | 2035 | 2040
BM | 0 | 0 | 0 | 0 | 0 | 0
CC | 0 | 0 | 0 | 0 | 0 | 0
CSP | 0 | 0 | 0 | 0 | 0 | 0
CT | 0 | 0 | 0 | 0 | 0 | 0
Coal | 0 | 0 | 0 | 0 | 0 | 0
Geo | 0 | 0 | 0 | 0 | 0 | 0
H | 0 | 0 | 0 | 0 | 0 | 0
LFG | 0 | 0 | 0 | 0 | 0 | 0
Nuc | 0 | 0 | 0 | 0 | 0 | 0
PS | 0 | 0 | 0 | 0 | 0 | 0
PV | 0 | 0 | 0 | 0 | 0 | 0
PeakG | 0 | 0 | 0 | 0 | 0 | 0
PeakO | 0 | 0 | 0 | 0 | 0 | 0
ST | 0 | 0 | 0 | 0 | 0 | 0
STOG | 0 | 0 | 0 | 0 | 0 | 0
STWD | 0 | 0 | 0 | 0 | 0 | 0
WT | 0 | 0 | 0 | 0 | 0 | 0
IGCC | 0 | 0 | 0 | 0 | 0 | 0
DemandResponse | 0 | 0 | 0 | 0 | 0 | 0
IGCC-CCS | 0 | 0 | 0 | 0 | 0 | 0
WT_off | 0 | 0 | 0 | 0 | 0 | 0
PseudoUnit | 0 | 0 | 0 | 0 | 0 | 0
FixedInterchange | 0 | 0 | 0 | 0 | 0 | 0
Emission Cost by Reporting Type: HQ_NEISO
ReportingType | 2015 | 2020 | 2025 | 2030 | 2035 | 2040
BM | 0 | 0 | 0 | 0 | 0 | 0
CC | 0 | 0 | 0 | 0 | 0 | 0
CSP | 0 | 0 | 0 | 0 | 0 | 0
CT | 0 | 0 | 0 | 0 | 0 | 0
Coal | 0 | 0 | 0 | 0 | 0 | 0
Geo | 0 | 0 | 0 | 0 | 0 | 0
H | 0 | 0 | 0 | 0 | 0 | 0
LFG | 0 | 0 | 0 | 0 | 0 | 0
Nuc | 0 | 0 | 0 | 0 | 0 | 0
PS | 0 | 0 | 0 | 0 | 0 | 0
PV | 0 | 0 | 0 | 0 | 0 | 0
PeakG | 0 | 0 | 0 | 0 | 0 | 0
PeakO | 0 | 0 | 0 | 0 | 0 | 0
ST | 0 | 0 | 0 | 0 | 0 | 0
STOG | 0 | 0 | 0 | 0 | 0 | 0
STWD | 0 | 0 | 0 | 0 | 0 | 0
WT | 0 | 0 | 0 | 0 | 0 | 0
IGCC | 0 | 0 | 0 | 0 | 0 | 0
DemandResponse | 0 | 0 | 0 | 0 | 0 | 0
IGCC-CCS | 0 | 0 | 0 | 0 | 0 | 0
WT_off | 0 | 0 | 0 | 0 | 0 | 0
PseudoUnit | 0 | 0 | 0 | 0 | 0 | 0
FixedInterchange | 0 | 0 | 0 | 0 | 0 | 0
Emission Cost by Reporting Type: HQ_NY
ReportingType | 2015 | 2020 | 2025 | 2030 | 2035 | 2040
BM | 0 | 0 | 0 | 0 | 0 | 0
CC | 0 | 0 | 0 | 0 | 0 | 0
CSP | 0 | 0 | 0 | 0 | 0 | 0
CT | 0 | 0 | 0 | 0 | 0 | 0
Coal | 0 | 0 | 0 | 0 | 0 | 0
Geo | 0 | 0 | 0 | 0 | 0 | 0
H | 0 | 0 | 0 | 0 | 0 | 0
LFG | 0 | 0 | 0 | 0 | 0 | 0
Nuc | 0 | 0 | 0 | 0 | 0 | 0
PS | 0 | 0 | 0 | 0 | 0 | 0
PV | 0 | 0 | 0 | 0 | 0 | 0
PeakG | 0 | 0 | 0 | 0 | 0 | 0
PeakO | 0 | 0 | 0 | 0 | 0 | 0
ST | 0 | 0 | 0 | 0 | 0 | 0
STOG | 0 | 0 | 0 | 0 | 0 | 0
STWD | 0 | 0 | 0 | 0 | 0 | 0
WT | 0 | 0 | 0 | 0 | 0 | 0
IGCC | 0 | 0 | 0 | 0 | 0 | 0
DemandResponse | 0 | 0 | 0 | 0 | 0 | 0
IGCC-CCS | 0 | 0 | 0 | 0 | 0 | 0
WT_off | 0 | 0 | 0 | 0 | 0 | 0
PseudoUnit | 0 | 0 | 0 | 0 | 0 | 0
FixedInterchange | 0 | 0 | 0 | 0 | 0 | 0
Emission Cost by Reporting Type: MARITIMES
ReportingType | 2015 | 2020 | 2025 | 2030 | 2035 | 2040
BM | 0 | 0 | 0 | 0 | 0 | 0
CC | 0 | 0 | 0 | 0 | 0 | 0
CSP | 0 | 0 | 0 | 0 | 0 | 0
CT | 0 | 0 | 0 | 0 | 0 | 0
Coal | 0 | 0 | 0 | 0 | 0 | 0
Geo | 0 | 0 | 0 | 0 | 0 | 0
H | 0 | 0 | 0 | 0 | 0 | 0
LFG | 0 | 0 | 0 | 0 | 0 | 0
Nuc | 0 | 0 | 0 | 0 | 0 | 0
PS | 0 | 0 | 0 | 0 | 0 | 0
PV | 0 | 0 | 0 | 0 | 0 | 0
PeakG | 0 | 0 | 0 | 0 | 0 | 0
PeakO | 0 | 0 | 0 | 0 | 0 | 0
ST | 0 | 0 | 0 | 0 | 0 | 0
STOG | 0 | 0 | 0 | 0 | 0 | 0
STWD | 0 | 0 | 0 | 0 | 0 | 0
WT | 0 | 0 | 0 | 0 | 0 | 0
IGCC | 0 | 0 | 0 | 0 | 0 | 0
DemandResponse | 0 | 0 | 0 | 0 | 0 | 0
IGCC-CCS | 0 | 0 | 0 | 0 | 0 | 0
WT_off | 0 | 0 | 0 | 0 | 0 | 0
PseudoUnit | 0 | 0 | 0 | 0 | 0 | 0
FixedInterchange | 0 | 0 | 0 | 0 | 0 | 0
Emission Cost by Reporting Type: All
ReportingType | 2015 | 2020 | 2025 | 2030 | 2035 | 2040
BM | 0 | 0 | 0 | 0 | 0 | 0
CC | 425.33 | 554.99 | 571.98 | 607.66 | 560.74 | 352.28
CSP | 0 | 0 | 0 | 0 | 0 | 0
CT | 0 | 0 | 0 | 0 | 0 | 0
Coal | 20.1 | 19.79 | 25.26 | 25.92 | 0 | 0
Geo | 0 | 0 | 0 | 0 | 0 | 0
H | 0 | 0 | 0 | 0 | 0 | 0
LFG | 0 | 0 | 0 | 0 | 0 | 0
Nuc | 0 | 0 | 0 | 0 | 0 | 0
PS | 0 | 0 | 0 | 0 | 0 | 0
PV | 0 | 0 | 0 | 0 | 0 | 0
PeakG | 0 | 0 | 0 | 0 | 0.11 | 0.22
PeakO | 0 | 0 | 0 | 0 | 0 | 0
ST | 0 | 0 | 0 | 0 | 0 | 0
STOG | 3.64 | 6.72 | 5.18 | 11.64 | 24.68 | 23.55
STWD | 0 | 0 | 0 | 0 | 0 | 0
WT | 0 | 0 | 0 | 0 | 0 | 0
IGCC | 0 | 0 | 0 | 0 | 0 | 0
DemandResponse | 0 | 0 | 0 | 0 | 0 | 0
IGCC-CCS | 0 | 0 | 0 | 0 | 0 | 0
WT_off | 0 | 0 | 0 | 0 | 0 | 0
PseudoUnit | 0 | 0 | 0 | 0 | 0 | 0
FixedInterchange | 0 | 0 | 0 | 0 | 0 | 0
Emission Cost by Reporting Type: EI_US
ReportingType | 2015 | 2020 | 2025 | 2030 | 2035 | 2040
BM | 0 | 0 | 0 | 0 | 0 | 0
CC | 0 | 0 | 0 | 0 | 0 | 0
CSP | 0 | 0 | 0 | 0 | 0 | 0
CT | 0 | 0 | 0 | 0 | 0 | 0
Coal | 0 | 0 | 0 | 0 | 0 | 0
Geo | 0 | 0 | 0 | 0 | 0 | 0
H | 0 | 0 | 0 | 0 | 0 | 0
LFG | 0 | 0 | 0 | 0 | 0 | 0
Nuc | 0 | 0 | 0 | 0 | 0 | 0
PS | 0 | 0 | 0 | 0 | 0 | 0
PV | 0 | 0 | 0 | 0 | 0 | 0
PeakG | 0 | 0 | 0 | 0 | 0 | 0
PeakO | 0 | 0 | 0 | 0 | 0 | 0
ST | 0 | 0 | 0 | 0 | 0 | 0
STOG | 0 | 0 | 0 | 0 | 0 | 0
STWD | 0 | 0 | 0 | 0 | 0 | 0
WT | 0 | 0 | 0 | 0 | 0 | 0
IGCC | 0 | 0 | 0 | 0 | 0 | 0
DemandResponse | 0 | 0 | 0 | 0 | 0 | 0
IGCC-CCS | 0 | 0 | 0 | 0 | 0 | 0
WT_off | 0 | 0 | 0 | 0 | 0 | 0
PseudoUnit | 0 | 0 | 0 | 0 | 0 | 0
FixedInterchange | 0 | 0 | 0 | 0 | 0 | 0
Emission Cost by Reporting Type: EI_Canada
ReportingType | 2015 | 2020 | 2025 | 2030 | 2035 | 2040
BM | 0 | 0 | 0 | 0 | 0 | 0
CC | 0 | 0 | 0 | 0 | 0 | 0
CSP | 0 | 0 | 0 | 0 | 0 | 0
CT | 0 | 0 | 0 | 0 | 0 | 0
Coal | 0 | 0 | 0 | 0 | 0 | 0
Geo | 0 | 0 | 0 | 0 | 0 | 0
H | 0 | 0 | 0 | 0 | 0 | 0
LFG | 0 | 0 | 0 | 0 | 0 | 0
Nuc | 0 | 0 | 0 | 0 | 0 | 0
PS | 0 | 0 | 0 | 0 | 0 | 0
PV | 0 | 0 | 0 | 0 | 0 | 0
PeakG | 0 | 0 | 0 | 0 | 0 | 0
PeakO | 0 | 0 | 0 | 0 | 0 | 0
ST | 0 | 0 | 0 | 0 | 0 | 0
STOG | 0 | 0 | 0 | 0 | 0 | 0
STWD | 0 | 0 | 0 | 0 | 0 | 0
WT | 0 | 0 | 0 | 0 | 0 | 0
IGCC | 0 | 0 | 0 | 0 | 0 | 0
DemandResponse | 0 | 0 | 0 | 0 | 0 | 0
IGCC-CCS | 0 | 0 | 0 | 0 | 0 | 0
WT_off | 0 | 0 | 0 | 0 | 0 | 0
PseudoUnit | 0 | 0 | 0 | 0 | 0 | 0
FixedInterchange | 0 | 0 | 0 | 0 | 0 | 0
Emission Cost by Reporting Type: EI
ReportingType | 2015 | 2020 | 2025 | 2030 | 2035 | 2040
BM | 0 | 0 | 0 | 0 | 0 | 0
CC | 0 | 0 | 0 | 0 | 0 | 0
CSP | 0 | 0 | 0 | 0 | 0 | 0
CT | 0 | 0 | 0 | 0 | 0 | 0
Coal | 0 | 0 | 0 | 0 | 0 | 0
Geo | 0 | 0 | 0 | 0 | 0 | 0
H | 0 | 0 | 0 | 0 | 0 | 0
LFG | 0 | 0 | 0 | 0 | 0 | 0
Nuc | 0 | 0 | 0 | 0 | 0 | 0
PS | 0 | 0 | 0 | 0 | 0 | 0
PV | 0 | 0 | 0 | 0 | 0 | 0
PeakG | 0 | 0 | 0 | 0 | 0 | 0
PeakO | 0 | 0 | 0 | 0 | 0 | 0
ST | 0 | 0 | 0 | 0 | 0 | 0
STOG | 0 | 0 | 0 | 0 | 0 | 0
STWD | 0 | 0 | 0 | 0 | 0 | 0
WT | 0 | 0 | 0 | 0 | 0 | 0
IGCC | 0 | 0 | 0 | 0 | 0 | 0
DemandResponse | 0 | 0 | 0 | 0 | 0 | 0
IGCC-CCS | 0 | 0 | 0 | 0 | 0 | 0
WT_off | 0 | 0 | 0 | 0 | 0 | 0
PseudoUnit | 0 | 0 | 0 | 0 | 0 | 0
FixedInterchange | 0 | 0 | 0 | 0 | 0 | 0
Emission Cost by Reporting Type: Outside_EI
ReportingType | 2015 | 2020 | 2025 | 2030 | 2035 | 2040
BM | 0 | 0 | 0 | 0 | 0 | 0
CC | 425.33 | 554.99 | 571.98 | 607.66 | 560.74 | 352.28
CSP | 0 | 0 | 0 | 0 | 0 | 0
CT | 0 | 0 | 0 | 0 | 0 | 0
Coal | 20.1 | 19.79 | 25.26 | 25.92 | 0 | 0
Geo | 0 | 0 | 0 | 0 | 0 | 0
H | 0 | 0 | 0 | 0 | 0 | 0
LFG | 0 | 0 | 0 | 0 | 0 | 0
Nuc | 0 | 0 | 0 | 0 | 0 | 0
PS | 0 | 0 | 0 | 0 | 0 | 0
PV | 0 | 0 | 0 | 0 | 0 | 0
PeakG | 0 | 0 | 0 | 0 | 0.11 | 0.22
PeakO | 0 | 0 | 0 | 0 | 0 | 0
ST | 0 | 0 | 0 | 0 | 0 | 0
STOG | 3.64 | 6.72 | 5.18 | 11.64 | 24.68 | 23.55
STWD | 0 | 0 | 0 | 0 | 0 | 0
WT | 0 | 0 | 0 | 0 | 0 | 0
IGCC | 0 | 0 | 0 | 0 | 0 | 0
DemandResponse | 0 | 0 | 0 | 0 | 0 | 0
IGCC-CCS | 0 | 0 | 0 | 0 | 0 | 0
WT_off | 0 | 0 | 0 | 0 | 0 | 0
PseudoUnit | 0 | 0 | 0 | 0 | 0 | 0
FixedInterchange | 0 | 0 | 0 | 0 | 0 | 0
==== Emission Program: RGGI : (CO2) ====
Emission Cost by Reporting Type: Entergy
ReportingType | 2015 | 2020 | 2025 | 2030 | 2035 | 2040
BM | 0 | 0 | 0 | 0 | 0 | 0
CC | 0 | 0 | 0 | 0 | 0 | 0
CSP | 0 | 0 | 0 | 0 | 0 | 0
CT | 0 | 0 | 0 | 0 | 0 | 0
Coal | 0 | 0 | 0 | 0 | 0 | 0
Geo | 0 | 0 | 0 | 0 | 0 | 0
H | 0 | 0 | 0 | 0 | 0 | 0
LFG | 0 | 0 | 0 | 0 | 0 | 0
Nuc | 0 | 0 | 0 | 0 | 0 | 0
PS | 0 | 0 | 0 | 0 | 0 | 0
PV | 0 | 0 | 0 | 0 | 0 | 0
PeakG | 0 | 0 | 0 | 0 | 0 | 0
PeakO | 0 | 0 | 0 | 0 | 0 | 0
ST | 0 | 0 | 0 | 0 | 0 | 0
STOG | 0 | 0 | 0 | 0 | 0 | 0
STWD | 0 | 0 | 0 | 0 | 0 | 0
WT | 0 | 0 | 0 | 0 | 0 | 0
IGCC | 0 | 0 | 0 | 0 | 0 | 0
DemandResponse | 0 | 0 | 0 | 0 | 0 | 0
IGCC-CCS | 0 | 0 | 0 | 0 | 0 | 0
WT_off | 0 | 0 | 0 | 0 | 0 | 0
PseudoUnit | 0 | 0 | 0 | 0 | 0 | 0
FixedInterchange | 0 | 0 | 0 | 0 | 0 | 0
Emission Cost by Reporting Type: FRCC
ReportingType | 2015 | 2020 | 2025 | 2030 | 2035 | 2040
BM | 0 | 0 | 0 | 0 | 0 | 0
CC | 0 | 0 | 0 | 0 | 0 | 0
CSP | 0 | 0 | 0 | 0 | 0 | 0
CT | 0 | 0 | 0 | 0 | 0 | 0
Coal | 0 | 0 | 0 | 0 | 0 | 0
Geo | 0 | 0 | 0 | 0 | 0 | 0
H | 0 | 0 | 0 | 0 | 0 | 0
LFG | 0 | 0 | 0 | 0 | 0 | 0
Nuc | 0 | 0 | 0 | 0 | 0 | 0
PS | 0 | 0 | 0 | 0 | 0 | 0
PV | 0 | 0 | 0 | 0 | 0 | 0
PeakG | 0 | 0 | 0 | 0 | 0 | 0
PeakO | 0 | 0 | 0 | 0 | 0 | 0
ST | 0 | 0 | 0 | 0 | 0 | 0
STOG | 0 | 0 | 0 | 0 | 0 | 0
STWD | 0 | 0 | 0 | 0 | 0 | 0
WT | 0 | 0 | 0 | 0 | 0 | 0
IGCC | 0 | 0 | 0 | 0 | 0 | 0
DemandResponse | 0 | 0 | 0 | 0 | 0 | 0
IGCC-CCS | 0 | 0 | 0 | 0 | 0 | 0
WT_off | 0 | 0 | 0 | 0 | 0 | 0
PseudoUnit | 0 | 0 | 0 | 0 | 0 | 0
FixedInterchange | 0 | 0 | 0 | 0 | 0 | 0
Emission Cost by Reporting Type: MAPP_US
ReportingType | 2015 | 2020 | 2025 | 2030 | 2035 | 2040
BM | 0 | 0 | 0 | 0 | 0 | 0
CC | 0 | 0 | 0 | 0 | 0 | 0
CSP | 0 | 0 | 0 | 0 | 0 | 0
CT | 0 | 0 | 0 | 0 | 0 | 0
Coal | 0 | 0 | 0 | 0 | 0 | 0
Geo | 0 | 0 | 0 | 0 | 0 | 0
H | 0 | 0 | 0 | 0 | 0 | 0
LFG | 0 | 0 | 0 | 0 | 0 | 0
Nuc | 0 | 0 | 0 | 0 | 0 | 0
PS | 0 | 0 | 0 | 0 | 0 | 0
PV | 0 | 0 | 0 | 0 | 0 | 0
PeakG | 0 | 0 | 0 | 0 | 0 | 0
PeakO | 0 | 0 | 0 | 0 | 0 | 0
ST | 0 | 0 | 0 | 0 | 0 | 0
STOG | 0 | 0 | 0 | 0 | 0 | 0
STWD | 0 | 0 | 0 | 0 | 0 | 0
WT | 0 | 0 | 0 | 0 | 0 | 0
IGCC | 0 | 0 | 0 | 0 | 0 | 0
DemandResponse | 0 | 0 | 0 | 0 | 0 | 0
IGCC-CCS | 0 | 0 | 0 | 0 | 0 | 0
WT_off | 0 | 0 | 0 | 0 | 0 | 0
PseudoUnit | 0 | 0 | 0 | 0 | 0 | 0
FixedInterchange | 0 | 0 | 0 | 0 | 0 | 0
Emission Cost by Reporting Type: MISO_IN
ReportingType | 2015 | 2020 | 2025 | 2030 | 2035 | 2040
BM | 0 | 0 | 0 | 0 | 0 | 0
CC | 0 | 0 | 0 | 0 | 0 | 0
CSP | 0 | 0 | 0 | 0 | 0 | 0
CT | 0 | 0 | 0 | 0 | 0 | 0
Coal | 0 | 0 | 0 | 0 | 0 | 0
Geo | 0 | 0 | 0 | 0 | 0 | 0
H | 0 | 0 | 0 | 0 | 0 | 0
LFG | 0 | 0 | 0 | 0 | 0 | 0
Nuc | 0 | 0 | 0 | 0 | 0 | 0
PS | 0 | 0 | 0 | 0 | 0 | 0
PV | 0 | 0 | 0 | 0 | 0 | 0
PeakG | 0 | 0 | 0 | 0 | 0 | 0
PeakO | 0 | 0 | 0 | 0 | 0 | 0
ST | 0 | 0 | 0 | 0 | 0 | 0
STOG | 0 | 0 | 0 | 0 | 0 | 0
STWD | 0 | 0 | 0 | 0 | 0 | 0
WT | 0 | 0 | 0 | 0 | 0 | 0
IGCC | 0 | 0 | 0 | 0 | 0 | 0
DemandResponse | 0 | 0 | 0 | 0 | 0 | 0
IGCC-CCS | 0 | 0 | 0 | 0 | 0 | 0
WT_off | 0 | 0 | 0 | 0 | 0 | 0
PseudoUnit | 0 | 0 | 0 | 0 | 0 | 0
FixedInterchange | 0 | 0 | 0 | 0 | 0 | 0
Emission Cost by Reporting Type: MISO_MI
ReportingType | 2015 | 2020 | 2025 | 2030 | 2035 | 2040
BM | 0 | 0 | 0 | 0 | 0 | 0
CC | 0 | 0 | 0 | 0 | 0 | 0
CSP | 0 | 0 | 0 | 0 | 0 | 0
CT | 0 | 0 | 0 | 0 | 0 | 0
Coal | 0 | 0 | 0 | 0 | 0 | 0
Geo | 0 | 0 | 0 | 0 | 0 | 0
H | 0 | 0 | 0 | 0 | 0 | 0
LFG | 0 | 0 | 0 | 0 | 0 | 0
Nuc | 0 | 0 | 0 | 0 | 0 | 0
PS | 0 | 0 | 0 | 0 | 0 | 0
PV | 0 | 0 | 0 | 0 | 0 | 0
PeakG | 0 | 0 | 0 | 0 | 0 | 0
PeakO | 0 | 0 | 0 | 0 | 0 | 0
ST | 0 | 0 | 0 | 0 | 0 | 0
STOG | 0 | 0 | 0 | 0 | 0 | 0
STWD | 0 | 0 | 0 | 0 | 0 | 0
WT | 0 | 0 | 0 | 0 | 0 | 0
IGCC | 0 | 0 | 0 | 0 | 0 | 0
DemandResponse | 0 | 0 | 0 | 0 | 0 | 0
IGCC-CCS | 0 | 0 | 0 | 0 | 0 | 0
WT_off | 0 | 0 | 0 | 0 | 0 | 0
PseudoUnit | 0 | 0 | 0 | 0 | 0 | 0
FixedInterchange | 0 | 0 | 0 | 0 | 0 | 0
Emission Cost by Reporting Type: MISO_MO-IL
ReportingType | 2015 | 2020 | 2025 | 2030 | 2035 | 2040
BM | 0 | 0 | 0 | 0 | 0 | 0
CC | 0 | 0 | 0 | 0 | 0 | 0
CSP | 0 | 0 | 0 | 0 | 0 | 0
CT | 0 | 0 | 0 | 0 | 0 | 0
Coal | 0 | 0 | 0 | 0 | 0 | 0
Geo | 0 | 0 | 0 | 0 | 0 | 0
H | 0 | 0 | 0 | 0 | 0 | 0
LFG | 0 | 0 | 0 | 0 | 0 | 0
Nuc | 0 | 0 | 0 | 0 | 0 | 0
PS | 0 | 0 | 0 | 0 | 0 | 0
PV | 0 | 0 | 0 | 0 | 0 | 0
PeakG | 0 | 0 | 0 | 0 | 0 | 0
PeakO | 0 | 0 | 0 | 0 | 0 | 0
ST | 0 | 0 | 0 | 0 | 0 | 0
STOG | 0 | 0 | 0 | 0 | 0 | 0
STWD | 0 | 0 | 0 | 0 | 0 | 0
WT | 0 | 0 | 0 | 0 | 0 | 0
IGCC | 0 | 0 | 0 | 0 | 0 | 0
DemandResponse | 0 | 0 | 0 | 0 | 0 | 0
IGCC-CCS | 0 | 0 | 0 | 0 | 0 | 0
WT_off | 0 | 0 | 0 | 0 | 0 | 0
PseudoUnit | 0 | 0 | 0 | 0 | 0 | 0
FixedInterchange | 0 | 0 | 0 | 0 | 0 | 0
Emission Cost by Reporting Type: MISO_W
ReportingType | 2015 | 2020 | 2025 | 2030 | 2035 | 2040
BM | 0 | 0 | 0 | 0 | 0 | 0
CC | 0 | 0 | 0 | 0 | 0 | 0
CSP | 0 | 0 | 0 | 0 | 0 | 0
CT | 0 | 0 | 0 | 0 | 0 | 0
Coal | 0 | 0 | 0 | 0 | 0 | 0
Geo | 0 | 0 | 0 | 0 | 0 | 0
H | 0 | 0 | 0 | 0 | 0 | 0
LFG | 0 | 0 | 0 | 0 | 0 | 0
Nuc | 0 | 0 | 0 | 0 | 0 | 0
PS | 0 | 0 | 0 | 0 | 0 | 0
PV | 0 | 0 | 0 | 0 | 0 | 0
PeakG | 0 | 0 | 0 | 0 | 0 | 0
PeakO | 0 | 0 | 0 | 0 | 0 | 0
ST | 0 | 0 | 0 | 0 | 0 | 0
STOG | 0 | 0 | 0 | 0 | 0 | 0
STWD | 0 | 0 | 0 | 0 | 0 | 0
WT | 0 | 0 | 0 | 0 | 0 | 0
IGCC | 0 | 0 | 0 | 0 | 0 | 0
DemandResponse | 0 | 0 | 0 | 0 | 0 | 0
IGCC-CCS | 0 | 0 | 0 | 0 | 0 | 0
WT_off | 0 | 0 | 0 | 0 | 0 | 0
PseudoUnit | 0 | 0 | 0 | 0 | 0 | 0
FixedInterchange | 0 | 0 | 0 | 0 | 0 | 0
Emission Cost by Reporting Type: MISO_WUMS
ReportingType | 2015 | 2020 | 2025 | 2030 | 2035 | 2040
BM | 0 | 0 | 0 | 0 | 0 | 0
CC | 0 | 0 | 0 | 0 | 0 | 0
CSP | 0 | 0 | 0 | 0 | 0 | 0
CT | 0 | 0 | 0 | 0 | 0 | 0
Coal | 0 | 0 | 0 | 0 | 0 | 0
Geo | 0 | 0 | 0 | 0 | 0 | 0
H | 0 | 0 | 0 | 0 | 0 | 0
LFG | 0 | 0 | 0 | 0 | 0 | 0
Nuc | 0 | 0 | 0 | 0 | 0 | 0
PS | 0 | 0 | 0 | 0 | 0 | 0
PV | 0 | 0 | 0 | 0 | 0 | 0
PeakG | 0 | 0 | 0 | 0 | 0 | 0
PeakO | 0 | 0 | 0 | 0 | 0 | 0
ST | 0 | 0 | 0 | 0 | 0 | 0
STOG | 0 | 0 | 0 | 0 | 0 | 0
STWD | 0 | 0 | 0 | 0 | 0 | 0
WT | 0 | 0 | 0 | 0 | 0 | 0
IGCC | 0 | 0 | 0 | 0 | 0 | 0
DemandResponse | 0 | 0 | 0 | 0 | 0 | 0
IGCC-CCS | 0 | 0 | 0 | 0 | 0 | 0
WT_off | 0 | 0 | 0 | 0 | 0 | 0
PseudoUnit | 0 | 0 | 0 | 0 | 0 | 0
FixedInterchange | 0 | 0 | 0 | 0 | 0 | 0
Emission Cost by Reporting Type: Nebraska
ReportingType | 2015 | 2020 | 2025 | 2030 | 2035 | 2040
BM | 0 | 0 | 0 | 0 | 0 | 0
CC | 0 | 0 | 0 | 0 | 0 | 0
CSP | 0 | 0 | 0 | 0 | 0 | 0
CT | 0 | 0 | 0 | 0 | 0 | 0
Coal | 0 | 0 | 0 | 0 | 0 | 0
Geo | 0 | 0 | 0 | 0 | 0 | 0
H | 0 | 0 | 0 | 0 | 0 | 0
LFG | 0 | 0 | 0 | 0 | 0 | 0
Nuc | 0 | 0 | 0 | 0 | 0 | 0
PS | 0 | 0 | 0 | 0 | 0 | 0
PV | 0 | 0 | 0 | 0 | 0 | 0
PeakG | 0 | 0 | 0 | 0 | 0 | 0
PeakO | 0 | 0 | 0 | 0 | 0 | 0
ST | 0 | 0 | 0 | 0 | 0 | 0
STOG | 0 | 0 | 0 | 0 | 0 | 0
STWD | 0 | 0 | 0 | 0 | 0 | 0
WT | 0 | 0 | 0 | 0 | 0 | 0
IGCC | 0 | 0 | 0 | 0 | 0 | 0
DemandResponse | 0 | 0 | 0 | 0 | 0 | 0
IGCC-CCS | 0 | 0 | 0 | 0 | 0 | 0
WT_off | 0 | 0 | 0 | 0 | 0 | 0
PseudoUnit | 0 | 0 | 0 | 0 | 0 | 0
FixedInterchange | 0 | 0 | 0 | 0 | 0 | 0
Emission Cost by Reporting Type: NEISO
ReportingType | 2015 | 2020 | 2025 | 2030 | 2035 | 2040
BM | 0 | 0 | 0 | 0 | 0 | 0
CC | 37.6 | 33.07 | 30.55 | 22 | 29.58 | 36.15
CSP | 0 | 0 | 0 | 0 | 0 | 0
CT | 0 | 0.01 | 0.01 | 0 | 0.01 | 0.01
Coal | 0.07 | 0 | 0 | 0 | 0 | 0
Geo | 0 | 0 | 0 | 0 | 0 | 0
H | 0 | 0 | 0 | 0 | 0 | 0
LFG | 0 | 0 | 0 | 0 | 0 | 0
Nuc | 0 | 0 | 0 | 0 | 0 | 0
PS | 0 | 0 | 0 | 0 | 0 | 0
PV | 0 | 0 | 0 | 0 | 0 | 0
PeakG | 0.04 | 0.04 | 0.04 | 0 | 0.04 | 0.06
PeakO | 0 | 0 | 0 | 0 | 0 | 0
ST | 0 | 0 | 0 | 0 | 0 | 0
STOG | 0 | 0 | 0 | 0 | 0 | 0
STWD | 0 | 0 | 0 | 0 | 0 | 0
WT | 0 | 0 | 0 | 0 | 0 | 0
IGCC | 0 | 0 | 0 | 0 | 0 | 0
DemandResponse | 0 | 0 | 0 | 0 | 0 | 0
IGCC-CCS | 0 | 0 | 0 | 0 | 0 | 0
WT_off | 0 | 0 | 0 | 0 | 0 | 0
PseudoUnit | 0 | 0 | 0 | 0 | 0 | 0
FixedInterchange | 0 | 0 | 0 | 0 | 0 | 0
Emission Cost by Reporting Type: NonRTO_Midwest
ReportingType | 2015 | 2020 | 2025 | 2030 | 2035 | 2040
BM | 0 | 0 | 0 | 0 | 0 | 0
CC | 0 | 0 | 0 | 0 | 0 | 0
CSP | 0 | 0 | 0 | 0 | 0 | 0
CT | 0 | 0 | 0 | 0 | 0 | 0
Coal | 0 | 0 | 0 | 0 | 0 | 0
Geo | 0 | 0 | 0 | 0 | 0 | 0
H | 0 | 0 | 0 | 0 | 0 | 0
LFG | 0 | 0 | 0 | 0 | 0 | 0
Nuc | 0 | 0 | 0 | 0 | 0 | 0
PS | 0 | 0 | 0 | 0 | 0 | 0
PV | 0 | 0 | 0 | 0 | 0 | 0
PeakG | 0 | 0 | 0 | 0 | 0 | 0
PeakO | 0 | 0 | 0 | 0 | 0 | 0
ST | 0 | 0 | 0 | 0 | 0 | 0
STOG | 0 | 0 | 0 | 0 | 0 | 0
STWD | 0 | 0 | 0 | 0 | 0 | 0
WT | 0 | 0 | 0 | 0 | 0 | 0
IGCC | 0 | 0 | 0 | 0 | 0 | 0
DemandResponse | 0 | 0 | 0 | 0 | 0 | 0
IGCC-CCS | 0 | 0 | 0 | 0 | 0 | 0
WT_off | 0 | 0 | 0 | 0 | 0 | 0
PseudoUnit | 0 | 0 | 0 | 0 | 0 | 0
FixedInterchange | 0 | 0 | 0 | 0 | 0 | 0
Emission Cost by Reporting Type: NYISO_A-F
ReportingType | 2015 | 2020 | 2025 | 2030 | 2035 | 2040
BM | 0 | 0 | 0 | 0 | 0 | 0
CC | 6.13 | 7.28 | 5.29 | 5.18 | 9.92 | 10.97
CSP | 0 | 0 | 0 | 0 | 0 | 0
CT | 0 | 0 | 0 | 0 | 0 | 0
Coal | 0 | 0 | 0 | 0 | 0 | 0
Geo | 0 | 0 | 0 | 0 | 0 | 0
H | 0 | 0 | 0 | 0 | 0 | 0
LFG | 0 | 0 | 0 | 0 | 0 | 0
Nuc | 0 | 0 | 0 | 0 | 0 | 0
PS | 0 | 0 | 0 | 0 | 0 | 0
PV | 0 | 0 | 0 | 0 | 0 | 0
PeakG | 0 | 0.01 | 0 | 0 | 0.01 | 0.02
PeakO | 0 | 0 | 0 | 0 | 0 | 0
ST | 0 | 0 | 0 | 0 | 0 | 0
STOG | 0 | 0 | 0 | 0 | 0 | 0
STWD | 0 | 0 | 0 | 0 | 0 | 0
WT | 0 | 0 | 0 | 0 | 0 | 0
IGCC | 0 | 0 | 0 | 0 | 0 | 0
DemandResponse | 0 | 0 | 0 | 0 | 0 | 0
IGCC-CCS | 0 | 0 | 0 | 0 | 0 | 0
WT_off | 0 | 0 | 0 | 0 | 0 | 0
PseudoUnit | 0 | 0 | 0 | 0 | 0 | 0
FixedInterchange | 0 | 0 | 0 | 0 | 0 | 0
Emission Cost by Reporting Type: NYISO_G-I
ReportingType | 2015 | 2020 | 2025 | 2030 | 2035 | 2040
BM | 0 | 0 | 0 | 0 | 0 | 0
CC | 2.47 | 5.31 | 4.41 | 2.92 | 14.32 | 30.08
CSP | 0 | 0 | 0 | 0 | 0 | 0
CT | 0 | 0 | 0 | 0 | 0 | 0
Coal | 0 | 0 | 0 | 0 | 0 | 0
Geo | 0 | 0 | 0 | 0 | 0 | 0
H | 0 | 0 | 0 | 0 | 0 | 0
LFG | 0 | 0 | 0 | 0 | 0 | 0
Nuc | 0 | 0 | 0 | 0 | 0 | 0
PS | 0 | 0 | 0 | 0 | 0 | 0
PV | 0 | 0 | 0 | 0 | 0 | 0
PeakG | 0 | 0 | 0 | 0 | 0 | 0
PeakO | 0 | 0 | 0 | 0 | 0 | 0
ST | 0 | 0 | 0 | 0 | 0 | 0
STOG | 0 | 0 | 0 | 0 | 0 | 0
STWD | 0 | 0 | 0 | 0 | 0 | 0
WT | 0 | 0 | 0 | 0 | 0 | 0
IGCC | 0 | 0 | 0 | 0 | 0 | 0
DemandResponse | 0 | 0 | 0 | 0 | 0 | 0
IGCC-CCS | 0 | 0 | 0 | 0 | 0 | 0
WT_off | 0 | 0 | 0 | 0 | 0 | 0
PseudoUnit | 0 | 0 | 0 | 0 | 0 | 0
FixedInterchange | 0 | 0 | 0 | 0 | 0 | 0
Emission Cost by Reporting Type: NYISO_J-K
ReportingType | 2015 | 2020 | 2025 | 2030 | 2035 | 2040
BM | 0 | 0 | 0 | 0 | 0 | 0
CC | 18.37 | 19.7 | 19.07 | 17.34 | 23.57 | 24.42
CSP | 0 | 0 | 0 | 0 | 0 | 0
CT | 0 | 0 | 0 | 0.04 | 0.25 | 0.41
Coal | 0 | 0 | 0 | 0 | 0 | 0
Geo | 0 | 0 | 0 | 0 | 0 | 0
H | 0 | 0 | 0 | 0 | 0 | 0
LFG | 0 | 0 | 0 | 0 | 0 | 0
Nuc | 0 | 0 | 0 | 0 | 0 | 0
PS | 0 | 0 | 0 | 0 | 0 | 0
PV | 0 | 0 | 0 | 0 | 0 | 0
PeakG | 0.11 | 0.2 | 0.26 | 0.3 | 0.52 | 0.46
PeakO | 0 | 0 | 0 | 0 | 0 | 0
ST | 0 | 0 | 0 | 0 | 0 | 0
STOG | 1.03 | 1.85 | 2.12 | 2.06 | 3.16 | 3.62
STWD | 0 | 0 | 0 | 0 | 0 | 0
WT | 0 | 0 | 0 | 0 | 0 | 0
IGCC | 0 | 0 | 0 | 0 | 0 | 0
DemandResponse | 0 | 0 | 0 | 0 | 0 | 0
IGCC-CCS | 0 | 0 | 0 | 0 | 0 | 0
WT_off | 0 | 0 | 0 | 0 | 0 | 0
PseudoUnit | 0 | 0 | 0 | 0 | 0 | 0
FixedInterchange | 0 | 0 | 0 | 0 | 0 | 0
Emission Cost by Reporting Type: PJM_E
ReportingType | 2015 | 2020 | 2025 | 2030 | 2035 | 2040
BM | 0 | 0 | 0 | 0 | 0 | 0
CC | 21.81 | 38.35 | 30.77 | 23.34 | 40.97 | 42.9
CSP | 0 | 0 | 0 | 0 | 0 | 0
CT | 0 | 0 | 0 | 0.01 | 0.91 | 0.24
Coal | 0.76 | 0.31 | 0.31 | 0.27 | 0.37 | 0.37
Geo | 0 | 0 | 0 | 0 | 0 | 0
H | 0 | 0 | 0 | 0 | 0 | 0
LFG | 0 | 0 | 0 | 0 | 0 | 0
Nuc | 0 | 0 | 0 | 0 | 0 | 0
PS | 0 | 0 | 0 | 0 | 0 | 0
PV | 0 | 0 | 0 | 0 | 0 | 0
PeakG | 0.03 | 0.1 | 0.58 | 0.58 | 1.13 | 0.53
PeakO | 0 | 0 | 0 | 0 | 0 | 0
ST | 0 | 0 | 0 | 0 | 0 | 0
STOG | 0.59 | 1.24 | 1.24 | 1.24 | 1.24 | 1.22
STWD | 0 | 0 | 0 | 0 | 0 | 0
WT | 0 | 0 | 0 | 0 | 0 | 0
IGCC | 0 | 0 | 0 | 0 | 0 | 0
DemandResponse | 0 | 0 | 0 | 0 | 0 | 0
IGCC-CCS | 0 | 0 | 0 | 0 | 0 | 0
WT_off | 0 | 0 | 0 | 0 | 0 | 0
PseudoUnit | 0 | 0 | 0 | 0 | 0 | 0
FixedInterchange | 0 | 0 | 0 | 0 | 0 | 0
Emission Cost by Reporting Type: PJM_ROM
ReportingType | 2015 | 2020 | 2025 | 2030 | 2035 | 2040
BM | 0 | 0 | 0 | 0 | 0 | 0
CC | 0.15 | 0.18 | 0.14 | 0.14 | 0.22 | 0.26
CSP | 0 | 0 | 0 | 0 | 0 | 0
CT | 0 | 0 | 0 | 0 | 0 | 0
Coal | 16.25 | 25.19 | 25.19 | 22.39 | 26.65 | 26.65
Geo | 0 | 0 | 0 | 0 | 0 | 0
H | 0 | 0 | 0 | 0 | 0 | 0
LFG | 0 | 0 | 0 | 0 | 0 | 0
Nuc | 0 | 0 | 0 | 0 | 0 | 0
PS | 0 | 0 | 0 | 0 | 0 | 0
PV | 0 | 0 | 0 | 0 | 0 | 0
PeakG | 0 | 0.06 | 0.06 | 0.02 | 0.37 | 0.19
PeakO | 0 | 0 | 0 | 0 | 0 | 0
ST | 0 | 0 | 0 | 0 | 0 | 0
STOG | 0 | 0 | 0 | 0 | 0 | 0
STWD | 0 | 0 | 0 | 0 | 0 | 0
WT | 0 | 0 | 0 | 0 | 0 | 0
IGCC | 0 | 0 | 0 | 0 | 0 | 0
DemandResponse | 0 | 0 | 0 | 0 | 0 | 0
IGCC-CCS | 0 | 0 | 0 | 0 | 0 | 0
WT_off | 0 | 0 | 0 | 0 | 0 | 0
PseudoUnit | 0 | 0 | 0 | 0 | 0 | 0
FixedInterchange | 0 | 0 | 0 | 0 | 0 | 0
Emission Cost by Reporting Type: PJM_ROR
ReportingType | 2015 | 2020 | 2025 | 2030 | 2035 | 2040
BM | 0 | 0 | 0 | 0 | 0 | 0
CC | 0 | 0 | 0 | 0 | 0 | 0
CSP | 0 | 0 | 0 | 0 | 0 | 0
CT | 0 | 0 | 0 | 0 | 0 | 0
Coal | 0 | 0 | 0 | 0 | 0 | 0
Geo | 0 | 0 | 0 | 0 | 0 | 0
H | 0 | 0 | 0 | 0 | 0 | 0
LFG | 0 | 0 | 0 | 0 | 0 | 0
Nuc | 0 | 0 | 0 | 0 | 0 | 0
PS | 0 | 0 | 0 | 0 | 0 | 0
PV | 0 | 0 | 0 | 0 | 0 | 0
PeakG | 0 | 0 | 0 | 0 | 0 | 0
PeakO | 0 | 0 | 0 | 0 | 0 | 0
ST | 0 | 0 | 0 | 0 | 0 | 0
STOG | 0 | 0 | 0 | 0 | 0 | 0
STWD | 0 | 0 | 0 | 0 | 0 | 0
WT | 0 | 0 | 0 | 0 | 0 | 0
IGCC | 0 | 0 | 0 | 0 | 0 | 0
DemandResponse | 0 | 0 | 0 | 0 | 0 | 0
IGCC-CCS | 0 | 0 | 0 | 0 | 0 | 0
WT_off | 0 | 0 | 0 | 0 | 0 | 0
PseudoUnit | 0 | 0 | 0 | 0 | 0 | 0
FixedInterchange | 0 | 0 | 0 | 0 | 0 | 0
Emission Cost by Reporting Type: SOCO
ReportingType | 2015 | 2020 | 2025 | 2030 | 2035 | 2040
BM | 0 | 0 | 0 | 0 | 0 | 0
CC | 0 | 0 | 0 | 0 | 0 | 0
CSP | 0 | 0 | 0 | 0 | 0 | 0
CT | 0 | 0 | 0 | 0 | 0 | 0
Coal | 0 | 0 | 0 | 0 | 0 | 0
Geo | 0 | 0 | 0 | 0 | 0 | 0
H | 0 | 0 | 0 | 0 | 0 | 0
LFG | 0 | 0 | 0 | 0 | 0 | 0
Nuc | 0 | 0 | 0 | 0 | 0 | 0
PS | 0 | 0 | 0 | 0 | 0 | 0
PV | 0 | 0 | 0 | 0 | 0 | 0
PeakG | 0 | 0 | 0 | 0 | 0 | 0
PeakO | 0 | 0 | 0 | 0 | 0 | 0
ST | 0 | 0 | 0 | 0 | 0 | 0
STOG | 0 | 0 | 0 | 0 | 0 | 0
STWD | 0 | 0 | 0 | 0 | 0 | 0
WT | 0 | 0 | 0 | 0 | 0 | 0
IGCC | 0 | 0 | 0 | 0 | 0 | 0
DemandResponse | 0 | 0 | 0 | 0 | 0 | 0
IGCC-CCS | 0 | 0 | 0 | 0 | 0 | 0
WT_off | 0 | 0 | 0 | 0 | 0 | 0
PseudoUnit | 0 | 0 | 0 | 0 | 0 | 0
FixedInterchange | 0 | 0 | 0 | 0 | 0 | 0
Emission Cost by Reporting Type: SPP_N
ReportingType | 2015 | 2020 | 2025 | 2030 | 2035 | 2040
BM | 0 | 0 | 0 | 0 | 0 | 0
CC | 0 | 0 | 0 | 0 | 0 | 0
CSP | 0 | 0 | 0 | 0 | 0 | 0
CT | 0 | 0 | 0 | 0 | 0 | 0
Coal | 0 | 0 | 0 | 0 | 0 | 0
Geo | 0 | 0 | 0 | 0 | 0 | 0
H | 0 | 0 | 0 | 0 | 0 | 0
LFG | 0 | 0 | 0 | 0 | 0 | 0
Nuc | 0 | 0 | 0 | 0 | 0 | 0
PS | 0 | 0 | 0 | 0 | 0 | 0
PV | 0 | 0 | 0 | 0 | 0 | 0
PeakG | 0 | 0 | 0 | 0 | 0 | 0
PeakO | 0 | 0 | 0 | 0 | 0 | 0
ST | 0 | 0 | 0 | 0 | 0 | 0
STOG | 0 | 0 | 0 | 0 | 0 | 0
STWD | 0 | 0 | 0 | 0 | 0 | 0
WT | 0 | 0 | 0 | 0 | 0 | 0
IGCC | 0 | 0 | 0 | 0 | 0 | 0
DemandResponse | 0 | 0 | 0 | 0 | 0 | 0
IGCC-CCS | 0 | 0 | 0 | 0 | 0 | 0
WT_off | 0 | 0 | 0 | 0 | 0 | 0
PseudoUnit | 0 | 0 | 0 | 0 | 0 | 0
FixedInterchange | 0 | 0 | 0 | 0 | 0 | 0
Emission Cost by Reporting Type: SPP_S
ReportingType | 2015 | 2020 | 2025 | 2030 | 2035 | 2040
BM | 0 | 0 | 0 | 0 | 0 | 0
CC | 0 | 0 | 0 | 0 | 0 | 0
CSP | 0 | 0 | 0 | 0 | 0 | 0
CT | 0 | 0 | 0 | 0 | 0 | 0
Coal | 0 | 0 | 0 | 0 | 0 | 0
Geo | 0 | 0 | 0 | 0 | 0 | 0
H | 0 | 0 | 0 | 0 | 0 | 0
LFG | 0 | 0 | 0 | 0 | 0 | 0
Nuc | 0 | 0 | 0 | 0 | 0 | 0
PS | 0 | 0 | 0 | 0 | 0 | 0
PV | 0 | 0 | 0 | 0 | 0 | 0
PeakG | 0 | 0 | 0 | 0 | 0 | 0
PeakO | 0 | 0 | 0 | 0 | 0 | 0
ST | 0 | 0 | 0 | 0 | 0 | 0
STOG | 0 | 0 | 0 | 0 | 0 | 0
STWD | 0 | 0 | 0 | 0 | 0 | 0
WT | 0 | 0 | 0 | 0 | 0 | 0
IGCC | 0 | 0 | 0 | 0 | 0 | 0
DemandResponse | 0 | 0 | 0 | 0 | 0 | 0
IGCC-CCS | 0 | 0 | 0 | 0 | 0 | 0
WT_off | 0 | 0 | 0 | 0 | 0 | 0
PseudoUnit | 0 | 0 | 0 | 0 | 0 | 0
FixedInterchange | 0 | 0 | 0 | 0 | 0 | 0
Emission Cost by Reporting Type: TVA
ReportingType | 2015 | 2020 | 2025 | 2030 | 2035 | 2040
BM | 0 | 0 | 0 | 0 | 0 | 0
CC | 0 | 0 | 0 | 0 | 0 | 0
CSP | 0 | 0 | 0 | 0 | 0 | 0
CT | 0 | 0 | 0 | 0 | 0 | 0
Coal | 0 | 0 | 0 | 0 | 0 | 0
Geo | 0 | 0 | 0 | 0 | 0 | 0
H | 0 | 0 | 0 | 0 | 0 | 0
LFG | 0 | 0 | 0 | 0 | 0 | 0
Nuc | 0 | 0 | 0 | 0 | 0 | 0
PS | 0 | 0 | 0 | 0 | 0 | 0
PV | 0 | 0 | 0 | 0 | 0 | 0
PeakG | 0 | 0 | 0 | 0 | 0 | 0
PeakO | 0 | 0 | 0 | 0 | 0 | 0
ST | 0 | 0 | 0 | 0 | 0 | 0
STOG | 0 | 0 | 0 | 0 | 0 | 0
STWD | 0 | 0 | 0 | 0 | 0 | 0
WT | 0 | 0 | 0 | 0 | 0 | 0
IGCC | 0 | 0 | 0 | 0 | 0 | 0
DemandResponse | 0 | 0 | 0 | 0 | 0 | 0
IGCC-CCS | 0 | 0 | 0 | 0 | 0 | 0
WT_off | 0 | 0 | 0 | 0 | 0 | 0
PseudoUnit | 0 | 0 | 0 | 0 | 0 | 0
FixedInterchange | 0 | 0 | 0 | 0 | 0 | 0
Emission Cost by Reporting Type: TVA_Transmission
ReportingType | 2015 | 2020 | 2025 | 2030 | 2035 | 2040
BM | 0 | 0 | 0 | 0 | 0 | 0
CC | 0 | 0 | 0 | 0 | 0 | 0
CSP | 0 | 0 | 0 | 0 | 0 | 0
CT | 0 | 0 | 0 | 0 | 0 | 0
Coal | 0 | 0 | 0 | 0 | 0 | 0
Geo | 0 | 0 | 0 | 0 | 0 | 0
H | 0 | 0 | 0 | 0 | 0 | 0
LFG | 0 | 0 | 0 | 0 | 0 | 0
Nuc | 0 | 0 | 0 | 0 | 0 | 0
PS | 0 | 0 | 0 | 0 | 0 | 0
PV | 0 | 0 | 0 | 0 | 0 | 0
PeakG | 0 | 0 | 0 | 0 | 0 | 0
PeakO | 0 | 0 | 0 | 0 | 0 | 0
ST | 0 | 0 | 0 | 0 | 0 | 0
STOG | 0 | 0 | 0 | 0 | 0 | 0
STWD | 0 | 0 | 0 | 0 | 0 | 0
WT | 0 | 0 | 0 | 0 | 0 | 0
IGCC | 0 | 0 | 0 | 0 | 0 | 0
DemandResponse | 0 | 0 | 0 | 0 | 0 | 0
IGCC-CCS | 0 | 0 | 0 | 0 | 0 | 0
WT_off | 0 | 0 | 0 | 0 | 0 | 0
PseudoUnit | 0 | 0 | 0 | 0 | 0 | 0
FixedInterchange | 0 | 0 | 0 | 0 | 0 | 0
Emission Cost by Reporting Type: VACAR
ReportingType | 2015 | 2020 | 2025 | 2030 | 2035 | 2040
BM | 0 | 0 | 0 | 0 | 0 | 0
CC | 0 | 0 | 0 | 0 | 0 | 0
CSP | 0 | 0 | 0 | 0 | 0 | 0
CT | 0 | 0 | 0 | 0 | 0 | 0
Coal | 0 | 0 | 0 | 0 | 0 | 0
Geo | 0 | 0 | 0 | 0 | 0 | 0
H | 0 | 0 | 0 | 0 | 0 | 0
LFG | 0 | 0 | 0 | 0 | 0 | 0
Nuc | 0 | 0 | 0 | 0 | 0 | 0
PS | 0 | 0 | 0 | 0 | 0 | 0
PV | 0 | 0 | 0 | 0 | 0 | 0
PeakG | 0 | 0 | 0 | 0 | 0 | 0
PeakO | 0 | 0 | 0 | 0 | 0 | 0
ST | 0 | 0 | 0 | 0 | 0 | 0
STOG | 0 | 0 | 0 | 0 | 0 | 0
STWD | 0 | 0 | 0 | 0 | 0 | 0
WT | 0 | 0 | 0 | 0 | 0 | 0
IGCC | 0 | 0 | 0 | 0 | 0 | 0
DemandResponse | 0 | 0 | 0 | 0 | 0 | 0
IGCC-CCS | 0 | 0 | 0 | 0 | 0 | 0
WT_off | 0 | 0 | 0 | 0 | 0 | 0
PseudoUnit | 0 | 0 | 0 | 0 | 0 | 0
FixedInterchange | 0 | 0 | 0 | 0 | 0 | 0
Emission Cost by Reporting Type: IESO
ReportingType | 2015 | 2020 | 2025 | 2030 | 2035 | 2040
BM | 0 | 0 | 0 | 0 | 0 | 0
CC | 0 | 0 | 0 | 0 | 0 | 0
CSP | 0 | 0 | 0 | 0 | 0 | 0
CT | 0 | 0 | 0 | 0 | 0 | 0
Coal | 0 | 0 | 0 | 0 | 0 | 0
Geo | 0 | 0 | 0 | 0 | 0 | 0
H | 0 | 0 | 0 | 0 | 0 | 0
LFG | 0 | 0 | 0 | 0 | 0 | 0
Nuc | 0 | 0 | 0 | 0 | 0 | 0
PS | 0 | 0 | 0 | 0 | 0 | 0
PV | 0 | 0 | 0 | 0 | 0 | 0
PeakG | 0 | 0 | 0 | 0 | 0 | 0
PeakO | 0 | 0 | 0 | 0 | 0 | 0
ST | 0 | 0 | 0 | 0 | 0 | 0
STOG | 0 | 0 | 0 | 0 | 0 | 0
STWD | 0 | 0 | 0 | 0 | 0 | 0
WT | 0 | 0 | 0 | 0 | 0 | 0
IGCC | 0 | 0 | 0 | 0 | 0 | 0
DemandResponse | 0 | 0 | 0 | 0 | 0 | 0
IGCC-CCS | 0 | 0 | 0 | 0 | 0 | 0
WT_off | 0 | 0 | 0 | 0 | 0 | 0
PseudoUnit | 0 | 0 | 0 | 0 | 0 | 0
FixedInterchange | 0 | 0 | 0 | 0 | 0 | 0
Emission Cost by Reporting Type: MAPP_CA
ReportingType | 2015 | 2020 | 2025 | 2030 | 2035 | 2040
BM | 0 | 0 | 0 | 0 | 0 | 0
CC | 0 | 0 | 0 | 0 | 0 | 0
CSP | 0 | 0 | 0 | 0 | 0 | 0
CT | 0 | 0 | 0 | 0 | 0 | 0
Coal | 0 | 0 | 0 | 0 | 0 | 0
Geo | 0 | 0 | 0 | 0 | 0 | 0
H | 0 | 0 | 0 | 0 | 0 | 0
LFG | 0 | 0 | 0 | 0 | 0 | 0
Nuc | 0 | 0 | 0 | 0 | 0 | 0
PS | 0 | 0 | 0 | 0 | 0 | 0
PV | 0 | 0 | 0 | 0 | 0 | 0
PeakG | 0 | 0 | 0 | 0 | 0 | 0
PeakO | 0 | 0 | 0 | 0 | 0 | 0
ST | 0 | 0 | 0 | 0 | 0 | 0
STOG | 0 | 0 | 0 | 0 | 0 | 0
STWD | 0 | 0 | 0 | 0 | 0 | 0
WT | 0 | 0 | 0 | 0 | 0 | 0
IGCC | 0 | 0 | 0 | 0 | 0 | 0
DemandResponse | 0 | 0 | 0 | 0 | 0 | 0
IGCC-CCS | 0 | 0 | 0 | 0 | 0 | 0
WT_off | 0 | 0 | 0 | 0 | 0 | 0
PseudoUnit | 0 | 0 | 0 | 0 | 0 | 0
FixedInterchange | 0 | 0 | 0 | 0 | 0 | 0
Emission Cost by Reporting Type: AZ_NM_SNV_Coal
ReportingType | 2015 | 2020 | 2025 | 2030 | 2035 | 2040
BM | 0 | 0 | 0 | 0 | 0 | 0
CC | 0 | 0 | 0 | 0 | 0 | 0
CSP | 0 | 0 | 0 | 0 | 0 | 0
CT | 0 | 0 | 0 | 0 | 0 | 0
Coal | 0 | 0 | 0 | 0 | 0 | 0
Geo | 0 | 0 | 0 | 0 | 0 | 0
H | 0 | 0 | 0 | 0 | 0 | 0
LFG | 0 | 0 | 0 | 0 | 0 | 0
Nuc | 0 | 0 | 0 | 0 | 0 | 0
PS | 0 | 0 | 0 | 0 | 0 | 0
PV | 0 | 0 | 0 | 0 | 0 | 0
PeakG | 0 | 0 | 0 | 0 | 0 | 0
PeakO | 0 | 0 | 0 | 0 | 0 | 0
ST | 0 | 0 | 0 | 0 | 0 | 0
STOG | 0 | 0 | 0 | 0 | 0 | 0
STWD | 0 | 0 | 0 | 0 | 0 | 0
WT | 0 | 0 | 0 | 0 | 0 | 0
IGCC | 0 | 0 | 0 | 0 | 0 | 0
DemandResponse | 0 | 0 | 0 | 0 | 0 | 0
IGCC-CCS | 0 | 0 | 0 | 0 | 0 | 0
WT_off | 0 | 0 | 0 | 0 | 0 | 0
PseudoUnit | 0 | 0 | 0 | 0 | 0 | 0
FixedInterchange | 0 | 0 | 0 | 0 | 0 | 0
Emission Cost by Reporting Type: AZ_NM_SNV_Gas
ReportingType | 2015 | 2020 | 2025 | 2030 | 2035 | 2040
BM | 0 | 0 | 0 | 0 | 0 | 0
CC | 0 | 0 | 0 | 0 | 0 | 0
CSP | 0 | 0 | 0 | 0 | 0 | 0
CT | 0 | 0 | 0 | 0 | 0 | 0
Coal | 0 | 0 | 0 | 0 | 0 | 0
Geo | 0 | 0 | 0 | 0 | 0 | 0
H | 0 | 0 | 0 | 0 | 0 | 0
LFG | 0 | 0 | 0 | 0 | 0 | 0
Nuc | 0 | 0 | 0 | 0 | 0 | 0
PS | 0 | 0 | 0 | 0 | 0 | 0
PV | 0 | 0 | 0 | 0 | 0 | 0
PeakG | 0 | 0 | 0 | 0 | 0 | 0
PeakO | 0 | 0 | 0 | 0 | 0 | 0
ST | 0 | 0 | 0 | 0 | 0 | 0
STOG | 0 | 0 | 0 | 0 | 0 | 0
STWD | 0 | 0 | 0 | 0 | 0 | 0
WT | 0 | 0 | 0 | 0 | 0 | 0
IGCC | 0 | 0 | 0 | 0 | 0 | 0
DemandResponse | 0 | 0 | 0 | 0 | 0 | 0
IGCC-CCS | 0 | 0 | 0 | 0 | 0 | 0
WT_off | 0 | 0 | 0 | 0 | 0 | 0
PseudoUnit | 0 | 0 | 0 | 0 | 0 | 0
FixedInterchange | 0 | 0 | 0 | 0 | 0 | 0
Emission Cost by Reporting Type: AZ_NM_SNV_NucRenew
ReportingType | 2015 | 2020 | 2025 | 2030 | 2035 | 2040
BM | 0 | 0 | 0 | 0 | 0 | 0
CC | 0 | 0 | 0 | 0 | 0 | 0
CSP | 0 | 0 | 0 | 0 | 0 | 0
CT | 0 | 0 | 0 | 0 | 0 | 0
Coal | 0 | 0 | 0 | 0 | 0 | 0
Geo | 0 | 0 | 0 | 0 | 0 | 0
H | 0 | 0 | 0 | 0 | 0 | 0
LFG | 0 | 0 | 0 | 0 | 0 | 0
Nuc | 0 | 0 | 0 | 0 | 0 | 0
PS | 0 | 0 | 0 | 0 | 0 | 0
PV | 0 | 0 | 0 | 0 | 0 | 0
PeakG | 0 | 0 | 0 | 0 | 0 | 0
PeakO | 0 | 0 | 0 | 0 | 0 | 0
ST | 0 | 0 | 0 | 0 | 0 | 0
STOG | 0 | 0 | 0 | 0 | 0 | 0
STWD | 0 | 0 | 0 | 0 | 0 | 0
WT | 0 | 0 | 0 | 0 | 0 | 0
IGCC | 0 | 0 | 0 | 0 | 0 | 0
DemandResponse | 0 | 0 | 0 | 0 | 0 | 0
IGCC-CCS | 0 | 0 | 0 | 0 | 0 | 0
WT_off | 0 | 0 | 0 | 0 | 0 | 0
PseudoUnit | 0 | 0 | 0 | 0 | 0 | 0
FixedInterchange | 0 | 0 | 0 | 0 | 0 | 0
Emission Cost by Reporting Type: ERCOT
ReportingType | 2015 | 2020 | 2025 | 2030 | 2035 | 2040
BM | 0 | 0 | 0 | 0 | 0 | 0
CC | 0 | 0 | 0 | 0 | 0 | 0
CSP | 0 | 0 | 0 | 0 | 0 | 0
CT | 0 | 0 | 0 | 0 | 0 | 0
Coal | 0 | 0 | 0 | 0 | 0 | 0
Geo | 0 | 0 | 0 | 0 | 0 | 0
H | 0 | 0 | 0 | 0 | 0 | 0
LFG | 0 | 0 | 0 | 0 | 0 | 0
Nuc | 0 | 0 | 0 | 0 | 0 | 0
PS | 0 | 0 | 0 | 0 | 0 | 0
PV | 0 | 0 | 0 | 0 | 0 | 0
PeakG | 0 | 0 | 0 | 0 | 0 | 0
PeakO | 0 | 0 | 0 | 0 | 0 | 0
ST | 0 | 0 | 0 | 0 | 0 | 0
STOG | 0 | 0 | 0 | 0 | 0 | 0
STWD | 0 | 0 | 0 | 0 | 0 | 0
WT | 0 | 0 | 0 | 0 | 0 | 0
IGCC | 0 | 0 | 0 | 0 | 0 | 0
DemandResponse | 0 | 0 | 0 | 0 | 0 | 0
IGCC-CCS | 0 | 0 | 0 | 0 | 0 | 0
WT_off | 0 | 0 | 0 | 0 | 0 | 0
PseudoUnit | 0 | 0 | 0 | 0 | 0 | 0
FixedInterchange | 0 | 0 | 0 | 0 | 0 | 0
Emission Cost by Reporting Type: NP15
ReportingType | 2015 | 2020 | 2025 | 2030 | 2035 | 2040
BM | 0 | 0 | 0 | 0 | 0 | 0
CC | 0 | 0 | 0 | 0 | 0 | 0
CSP | 0 | 0 | 0 | 0 | 0 | 0
CT | 0 | 0 | 0 | 0 | 0 | 0
Coal | 0 | 0 | 0 | 0 | 0 | 0
Geo | 0 | 0 | 0 | 0 | 0 | 0
H | 0 | 0 | 0 | 0 | 0 | 0
LFG | 0 | 0 | 0 | 0 | 0 | 0
Nuc | 0 | 0 | 0 | 0 | 0 | 0
PS | 0 | 0 | 0 | 0 | 0 | 0
PV | 0 | 0 | 0 | 0 | 0 | 0
PeakG | 0 | 0 | 0 | 0 | 0 | 0
PeakO | 0 | 0 | 0 | 0 | 0 | 0
ST | 0 | 0 | 0 | 0 | 0 | 0
STOG | 0 | 0 | 0 | 0 | 0 | 0
STWD | 0 | 0 | 0 | 0 | 0 | 0
WT | 0 | 0 | 0 | 0 | 0 | 0
IGCC | 0 | 0 | 0 | 0 | 0 | 0
DemandResponse | 0 | 0 | 0 | 0 | 0 | 0
IGCC-CCS | 0 | 0 | 0 | 0 | 0 | 0
WT_off | 0 | 0 | 0 | 0 | 0 | 0
PseudoUnit | 0 | 0 | 0 | 0 | 0 | 0
FixedInterchange | 0 | 0 | 0 | 0 | 0 | 0
Emission Cost by Reporting Type: NWPP_Coal
ReportingType | 2015 | 2020 | 2025 | 2030 | 2035 | 2040
BM | 0 | 0 | 0 | 0 | 0 | 0
CC | 0 | 0 | 0 | 0 | 0 | 0
CSP | 0 | 0 | 0 | 0 | 0 | 0
CT | 0 | 0 | 0 | 0 | 0 | 0
Coal | 0 | 0 | 0 | 0 | 0 | 0
Geo | 0 | 0 | 0 | 0 | 0 | 0
H | 0 | 0 | 0 | 0 | 0 | 0
LFG | 0 | 0 | 0 | 0 | 0 | 0
Nuc | 0 | 0 | 0 | 0 | 0 | 0
PS | 0 | 0 | 0 | 0 | 0 | 0
PV | 0 | 0 | 0 | 0 | 0 | 0
PeakG | 0 | 0 | 0 | 0 | 0 | 0
PeakO | 0 | 0 | 0 | 0 | 0 | 0
ST | 0 | 0 | 0 | 0 | 0 | 0
STOG | 0 | 0 | 0 | 0 | 0 | 0
STWD | 0 | 0 | 0 | 0 | 0 | 0
WT | 0 | 0 | 0 | 0 | 0 | 0
IGCC | 0 | 0 | 0 | 0 | 0 | 0
DemandResponse | 0 | 0 | 0 | 0 | 0 | 0
IGCC-CCS | 0 | 0 | 0 | 0 | 0 | 0
WT_off | 0 | 0 | 0 | 0 | 0 | 0
PseudoUnit | 0 | 0 | 0 | 0 | 0 | 0
FixedInterchange | 0 | 0 | 0 | 0 | 0 | 0
Emission Cost by Reporting Type: NWPP_Gas
ReportingType | 2015 | 2020 | 2025 | 2030 | 2035 | 2040
BM | 0 | 0 | 0 | 0 | 0 | 0
CC | 0 | 0 | 0 | 0 | 0 | 0
CSP | 0 | 0 | 0 | 0 | 0 | 0
CT | 0 | 0 | 0 | 0 | 0 | 0
Coal | 0 | 0 | 0 | 0 | 0 | 0
Geo | 0 | 0 | 0 | 0 | 0 | 0
H | 0 | 0 | 0 | 0 | 0 | 0
LFG | 0 | 0 | 0 | 0 | 0 | 0
Nuc | 0 | 0 | 0 | 0 | 0 | 0
PS | 0 | 0 | 0 | 0 | 0 | 0
PV | 0 | 0 | 0 | 0 | 0 | 0
PeakG | 0 | 0 | 0 | 0 | 0 | 0
PeakO | 0 | 0 | 0 | 0 | 0 | 0
ST | 0 | 0 | 0 | 0 | 0 | 0
STOG | 0 | 0 | 0 | 0 | 0 | 0
STWD | 0 | 0 | 0 | 0 | 0 | 0
WT | 0 | 0 | 0 | 0 | 0 | 0
IGCC | 0 | 0 | 0 | 0 | 0 | 0
DemandResponse | 0 | 0 | 0 | 0 | 0 | 0
IGCC-CCS | 0 | 0 | 0 | 0 | 0 | 0
WT_off | 0 | 0 | 0 | 0 | 0 | 0
PseudoUnit | 0 | 0 | 0 | 0 | 0 | 0
FixedInterchange | 0 | 0 | 0 | 0 | 0 | 0
Emission Cost by Reporting Type: NWPP_NucRenew
ReportingType | 2015 | 2020 | 2025 | 2030 | 2035 | 2040
BM | 0 | 0 | 0 | 0 | 0 | 0
CC | 0 | 0 | 0 | 0 | 0 | 0
CSP | 0 | 0 | 0 | 0 | 0 | 0
CT | 0 | 0 | 0 | 0 | 0 | 0
Coal | 0 | 0 | 0 | 0 | 0 | 0
Geo | 0 | 0 | 0 | 0 | 0 | 0
H | 0 | 0 | 0 | 0 | 0 | 0
LFG | 0 | 0 | 0 | 0 | 0 | 0
Nuc | 0 | 0 | 0 | 0 | 0 | 0
PS | 0 | 0 | 0 | 0 | 0 | 0
PV | 0 | 0 | 0 | 0 | 0 | 0
PeakG | 0 | 0 | 0 | 0 | 0 | 0
PeakO | 0 | 0 | 0 | 0 | 0 | 0
ST | 0 | 0 | 0 | 0 | 0 | 0
STOG | 0 | 0 | 0 | 0 | 0 | 0
STWD | 0 | 0 | 0 | 0 | 0 | 0
WT | 0 | 0 | 0 | 0 | 0 | 0
IGCC | 0 | 0 | 0 | 0 | 0 | 0
DemandResponse | 0 | 0 | 0 | 0 | 0 | 0
IGCC-CCS | 0 | 0 | 0 | 0 | 0 | 0
WT_off | 0 | 0 | 0 | 0 | 0 | 0
PseudoUnit | 0 | 0 | 0 | 0 | 0 | 0
FixedInterchange | 0 | 0 | 0 | 0 | 0 | 0
Emission Cost by Reporting Type: RMPA
ReportingType | 2015 | 2020 | 2025 | 2030 | 2035 | 2040
BM | 0 | 0 | 0 | 0 | 0 | 0
CC | 0 | 0 | 0 | 0 | 0 | 0
CSP | 0 | 0 | 0 | 0 | 0 | 0
CT | 0 | 0 | 0 | 0 | 0 | 0
Coal | 0 | 0 | 0 | 0 | 0 | 0
Geo | 0 | 0 | 0 | 0 | 0 | 0
H | 0 | 0 | 0 | 0 | 0 | 0
LFG | 0 | 0 | 0 | 0 | 0 | 0
Nuc | 0 | 0 | 0 | 0 | 0 | 0
PS | 0 | 0 | 0 | 0 | 0 | 0
PV | 0 | 0 | 0 | 0 | 0 | 0
PeakG | 0 | 0 | 0 | 0 | 0 | 0
PeakO | 0 | 0 | 0 | 0 | 0 | 0
ST | 0 | 0 | 0 | 0 | 0 | 0
STOG | 0 | 0 | 0 | 0 | 0 | 0
STWD | 0 | 0 | 0 | 0 | 0 | 0
WT | 0 | 0 | 0 | 0 | 0 | 0
IGCC | 0 | 0 | 0 | 0 | 0 | 0
DemandResponse | 0 | 0 | 0 | 0 | 0 | 0
IGCC-CCS | 0 | 0 | 0 | 0 | 0 | 0
WT_off | 0 | 0 | 0 | 0 | 0 | 0
PseudoUnit | 0 | 0 | 0 | 0 | 0 | 0
FixedInterchange | 0 | 0 | 0 | 0 | 0 | 0
Emission Cost by Reporting Type: SP15
ReportingType | 2015 | 2020 | 2025 | 2030 | 2035 | 2040
BM | 0 | 0 | 0 | 0 | 0 | 0
CC | 0 | 0 | 0 | 0 | 0 | 0
CSP | 0 | 0 | 0 | 0 | 0 | 0
CT | 0 | 0 | 0 | 0 | 0 | 0
Coal | 0 | 0 | 0 | 0 | 0 | 0
Geo | 0 | 0 | 0 | 0 | 0 | 0
H | 0 | 0 | 0 | 0 | 0 | 0
LFG | 0 | 0 | 0 | 0 | 0 | 0
Nuc | 0 | 0 | 0 | 0 | 0 | 0
PS | 0 | 0 | 0 | 0 | 0 | 0
PV | 0 | 0 | 0 | 0 | 0 | 0
PeakG | 0 | 0 | 0 | 0 | 0 | 0
PeakO | 0 | 0 | 0 | 0 | 0 | 0
ST | 0 | 0 | 0 | 0 | 0 | 0
STOG | 0 | 0 | 0 | 0 | 0 | 0
STWD | 0 | 0 | 0 | 0 | 0 | 0
WT | 0 | 0 | 0 | 0 | 0 | 0
IGCC | 0 | 0 | 0 | 0 | 0 | 0
DemandResponse | 0 | 0 | 0 | 0 | 0 | 0
IGCC-CCS | 0 | 0 | 0 | 0 | 0 | 0
WT_off | 0 | 0 | 0 | 0 | 0 | 0
PseudoUnit | 0 | 0 | 0 | 0 | 0 | 0
FixedInterchange | 0 | 0 | 0 | 0 | 0 | 0
Emission Cost by Reporting Type: ALB
ReportingType | 2015 | 2020 | 2025 | 2030 | 2035 | 2040
BM | 0 | 0 | 0 | 0 | 0 | 0
CC | 0 | 0 | 0 | 0 | 0 | 0
CSP | 0 | 0 | 0 | 0 | 0 | 0
CT | 0 | 0 | 0 | 0 | 0 | 0
Coal | 0 | 0 | 0 | 0 | 0 | 0
Geo | 0 | 0 | 0 | 0 | 0 | 0
H | 0 | 0 | 0 | 0 | 0 | 0
LFG | 0 | 0 | 0 | 0 | 0 | 0
Nuc | 0 | 0 | 0 | 0 | 0 | 0
PS | 0 | 0 | 0 | 0 | 0 | 0
PV | 0 | 0 | 0 | 0 | 0 | 0
PeakG | 0 | 0 | 0 | 0 | 0 | 0
PeakO | 0 | 0 | 0 | 0 | 0 | 0
ST | 0 | 0 | 0 | 0 | 0 | 0
STOG | 0 | 0 | 0 | 0 | 0 | 0
STWD | 0 | 0 | 0 | 0 | 0 | 0
WT | 0 | 0 | 0 | 0 | 0 | 0
IGCC | 0 | 0 | 0 | 0 | 0 | 0
DemandResponse | 0 | 0 | 0 | 0 | 0 | 0
IGCC-CCS | 0 | 0 | 0 | 0 | 0 | 0
WT_off | 0 | 0 | 0 | 0 | 0 | 0
PseudoUnit | 0 | 0 | 0 | 0 | 0 | 0
FixedInterchange | 0 | 0 | 0 | 0 | 0 | 0
Emission Cost by Reporting Type: BC
ReportingType | 2015 | 2020 | 2025 | 2030 | 2035 | 2040
BM | 0 | 0 | 0 | 0 | 0 | 0
CC | 0 | 0 | 0 | 0 | 0 | 0
CSP | 0 | 0 | 0 | 0 | 0 | 0
CT | 0 | 0 | 0 | 0 | 0 | 0
Coal | 0 | 0 | 0 | 0 | 0 | 0
Geo | 0 | 0 | 0 | 0 | 0 | 0
H | 0 | 0 | 0 | 0 | 0 | 0
LFG | 0 | 0 | 0 | 0 | 0 | 0
Nuc | 0 | 0 | 0 | 0 | 0 | 0
PS | 0 | 0 | 0 | 0 | 0 | 0
PV | 0 | 0 | 0 | 0 | 0 | 0
PeakG | 0 | 0 | 0 | 0 | 0 | 0
PeakO | 0 | 0 | 0 | 0 | 0 | 0
ST | 0 | 0 | 0 | 0 | 0 | 0
STOG | 0 | 0 | 0 | 0 | 0 | 0
STWD | 0 | 0 | 0 | 0 | 0 | 0
WT | 0 | 0 | 0 | 0 | 0 | 0
IGCC | 0 | 0 | 0 | 0 | 0 | 0
DemandResponse | 0 | 0 | 0 | 0 | 0 | 0
IGCC-CCS | 0 | 0 | 0 | 0 | 0 | 0
WT_off | 0 | 0 | 0 | 0 | 0 | 0
PseudoUnit | 0 | 0 | 0 | 0 | 0 | 0
FixedInterchange | 0 | 0 | 0 | 0 | 0 | 0
Emission Cost by Reporting Type: HQ_IESO
ReportingType | 2015 | 2020 | 2025 | 2030 | 2035 | 2040
BM | 0 | 0 | 0 | 0 | 0 | 0
CC | 0 | 0 | 0 | 0 | 0 | 0
CSP | 0 | 0 | 0 | 0 | 0 | 0
CT | 0 | 0 | 0 | 0 | 0 | 0
Coal | 0 | 0 | 0 | 0 | 0 | 0
Geo | 0 | 0 | 0 | 0 | 0 | 0
H | 0 | 0 | 0 | 0 | 0 | 0
LFG | 0 | 0 | 0 | 0 | 0 | 0
Nuc | 0 | 0 | 0 | 0 | 0 | 0
PS | 0 | 0 | 0 | 0 | 0 | 0
PV | 0 | 0 | 0 | 0 | 0 | 0
PeakG | 0 | 0 | 0 | 0 | 0 | 0
PeakO | 0 | 0 | 0 | 0 | 0 | 0
ST | 0 | 0 | 0 | 0 | 0 | 0
STOG | 0 | 0 | 0 | 0 | 0 | 0
STWD | 0 | 0 | 0 | 0 | 0 | 0
WT | 0 | 0 | 0 | 0 | 0 | 0
IGCC | 0 | 0 | 0 | 0 | 0 | 0
DemandResponse | 0 | 0 | 0 | 0 | 0 | 0
IGCC-CCS | 0 | 0 | 0 | 0 | 0 | 0
WT_off | 0 | 0 | 0 | 0 | 0 | 0
PseudoUnit | 0 | 0 | 0 | 0 | 0 | 0
FixedInterchange | 0 | 0 | 0 | 0 | 0 | 0
Emission Cost by Reporting Type: HQ_NEISO
ReportingType | 2015 | 2020 | 2025 | 2030 | 2035 | 2040
BM | 0 | 0 | 0 | 0 | 0 | 0
CC | 0 | 0 | 0 | 0 | 0 | 0
CSP | 0 | 0 | 0 | 0 | 0 | 0
CT | 0 | 0 | 0 | 0 | 0 | 0
Coal | 0 | 0 | 0 | 0 | 0 | 0
Geo | 0 | 0 | 0 | 0 | 0 | 0
H | 0 | 0 | 0 | 0 | 0 | 0
LFG | 0 | 0 | 0 | 0 | 0 | 0
Nuc | 0 | 0 | 0 | 0 | 0 | 0
PS | 0 | 0 | 0 | 0 | 0 | 0
PV | 0 | 0 | 0 | 0 | 0 | 0
PeakG | 0 | 0 | 0 | 0 | 0 | 0
PeakO | 0 | 0 | 0 | 0 | 0 | 0
ST | 0 | 0 | 0 | 0 | 0 | 0
STOG | 0 | 0 | 0 | 0 | 0 | 0
STWD | 0 | 0 | 0 | 0 | 0 | 0
WT | 0 | 0 | 0 | 0 | 0 | 0
IGCC | 0 | 0 | 0 | 0 | 0 | 0
DemandResponse | 0 | 0 | 0 | 0 | 0 | 0
IGCC-CCS | 0 | 0 | 0 | 0 | 0 | 0
WT_off | 0 | 0 | 0 | 0 | 0 | 0
PseudoUnit | 0 | 0 | 0 | 0 | 0 | 0
FixedInterchange | 0 | 0 | 0 | 0 | 0 | 0
Emission Cost by Reporting Type: HQ_NY
ReportingType | 2015 | 2020 | 2025 | 2030 | 2035 | 2040
BM | 0 | 0 | 0 | 0 | 0 | 0
CC | 0 | 0 | 0 | 0 | 0 | 0
CSP | 0 | 0 | 0 | 0 | 0 | 0
CT | 0 | 0 | 0 | 0 | 0 | 0
Coal | 0 | 0 | 0 | 0 | 0 | 0
Geo | 0 | 0 | 0 | 0 | 0 | 0
H | 0 | 0 | 0 | 0 | 0 | 0
LFG | 0 | 0 | 0 | 0 | 0 | 0
Nuc | 0 | 0 | 0 | 0 | 0 | 0
PS | 0 | 0 | 0 | 0 | 0 | 0
PV | 0 | 0 | 0 | 0 | 0 | 0
PeakG | 0 | 0 | 0 | 0 | 0 | 0
PeakO | 0 | 0 | 0 | 0 | 0 | 0
ST | 0 | 0 | 0 | 0 | 0 | 0
STOG | 0 | 0 | 0 | 0 | 0 | 0
STWD | 0 | 0 | 0 | 0 | 0 | 0
WT | 0 | 0 | 0 | 0 | 0 | 0
IGCC | 0 | 0 | 0 | 0 | 0 | 0
DemandResponse | 0 | 0 | 0 | 0 | 0 | 0
IGCC-CCS | 0 | 0 | 0 | 0 | 0 | 0
WT_off | 0 | 0 | 0 | 0 | 0 | 0
PseudoUnit | 0 | 0 | 0 | 0 | 0 | 0
FixedInterchange | 0 | 0 | 0 | 0 | 0 | 0
Emission Cost by Reporting Type: MARITIMES
ReportingType | 2015 | 2020 | 2025 | 2030 | 2035 | 2040
BM | 0 | 0 | 0 | 0 | 0 | 0
CC | 0 | 0 | 0 | 0 | 0 | 0
CSP | 0 | 0 | 0 | 0 | 0 | 0
CT | 0 | 0 | 0 | 0 | 0 | 0
Coal | 0 | 0 | 0 | 0 | 0 | 0
Geo | 0 | 0 | 0 | 0 | 0 | 0
H | 0 | 0 | 0 | 0 | 0 | 0
LFG | 0 | 0 | 0 | 0 | 0 | 0
Nuc | 0 | 0 | 0 | 0 | 0 | 0
PS | 0 | 0 | 0 | 0 | 0 | 0
PV | 0 | 0 | 0 | 0 | 0 | 0
PeakG | 0 | 0 | 0 | 0 | 0 | 0
PeakO | 0 | 0 | 0 | 0 | 0 | 0
ST | 0 | 0 | 0 | 0 | 0 | 0
STOG | 0 | 0 | 0 | 0 | 0 | 0
STWD | 0 | 0 | 0 | 0 | 0 | 0
WT | 0 | 0 | 0 | 0 | 0 | 0
IGCC | 0 | 0 | 0 | 0 | 0 | 0
DemandResponse | 0 | 0 | 0 | 0 | 0 | 0
IGCC-CCS | 0 | 0 | 0 | 0 | 0 | 0
WT_off | 0 | 0 | 0 | 0 | 0 | 0
PseudoUnit | 0 | 0 | 0 | 0 | 0 | 0
FixedInterchange | 0 | 0 | 0 | 0 | 0 | 0
Emission Cost by Reporting Type: All
ReportingType | 2015 | 2020 | 2025 | 2030 | 2035 | 2040
BM | 0 | 0 | 0 | 0 | 0 | 0
CC | 86.52 | 103.9 | 90.24 | 70.9 | 118.58 | 144.78
CSP | 0 | 0 | 0 | 0 | 0 | 0
CT | 0 | 0.01 | 0.01 | 0.04 | 1.17 | 0.67
Coal | 17.08 | 25.5 | 25.5 | 22.66 | 27.02 | 27.02
Geo | 0 | 0 | 0 | 0 | 0 | 0
H | 0 | 0 | 0 | 0 | 0 | 0
LFG | 0 | 0 | 0 | 0 | 0 | 0
Nuc | 0 | 0 | 0 | 0 | 0 | 0
PS | 0 | 0 | 0 | 0 | 0 | 0
PV | 0 | 0 | 0 | 0 | 0 | 0
PeakG | 0.17 | 0.41 | 0.95 | 0.89 | 2.08 | 1.27
PeakO | 0 | 0 | 0 | 0 | 0 | 0
ST | 0 | 0 | 0 | 0 | 0 | 0
STOG | 1.62 | 3.09 | 3.36 | 3.3 | 4.4 | 4.83
STWD | 0 | 0 | 0 | 0 | 0 | 0
WT | 0 | 0 | 0 | 0 | 0 | 0
IGCC | 0 | 0 | 0 | 0 | 0 | 0
DemandResponse | 0 | 0 | 0 | 0 | 0 | 0
IGCC-CCS | 0 | 0 | 0 | 0 | 0 | 0
WT_off | 0 | 0 | 0 | 0 | 0 | 0
PseudoUnit | 0 | 0 | 0 | 0 | 0 | 0
FixedInterchange | 0 | 0 | 0 | 0 | 0 | 0
Emission Cost by Reporting Type: EI_US
ReportingType | 2015 | 2020 | 2025 | 2030 | 2035 | 2040
BM | 0 | 0 | 0 | 0 | 0 | 0
CC | 86.52 | 103.9 | 90.24 | 70.9 | 118.58 | 144.78
CSP | 0 | 0 | 0 | 0 | 0 | 0
CT | 0 | 0.01 | 0.01 | 0.04 | 1.17 | 0.67
Coal | 17.08 | 25.5 | 25.5 | 22.66 | 27.02 | 27.02
Geo | 0 | 0 | 0 | 0 | 0 | 0
H | 0 | 0 | 0 | 0 | 0 | 0
LFG | 0 | 0 | 0 | 0 | 0 | 0
Nuc | 0 | 0 | 0 | 0 | 0 | 0
PS | 0 | 0 | 0 | 0 | 0 | 0
PV | 0 | 0 | 0 | 0 | 0 | 0
PeakG | 0.17 | 0.41 | 0.95 | 0.89 | 2.08 | 1.27
PeakO | 0 | 0 | 0 | 0 | 0 | 0
ST | 0 | 0 | 0 | 0 | 0 | 0
STOG | 1.62 | 3.09 | 3.36 | 3.3 | 4.4 | 4.83
STWD | 0 | 0 | 0 | 0 | 0 | 0
WT | 0 | 0 | 0 | 0 | 0 | 0
IGCC | 0 | 0 | 0 | 0 | 0 | 0
DemandResponse | 0 | 0 | 0 | 0 | 0 | 0
IGCC-CCS | 0 | 0 | 0 | 0 | 0 | 0
WT_off | 0 | 0 | 0 | 0 | 0 | 0
PseudoUnit | 0 | 0 | 0 | 0 | 0 | 0
FixedInterchange | 0 | 0 | 0 | 0 | 0 | 0
Emission Cost by Reporting Type: EI_Canada
ReportingType | 2015 | 2020 | 2025 | 2030 | 2035 | 2040
BM | 0 | 0 | 0 | 0 | 0 | 0
CC | 0 | 0 | 0 | 0 | 0 | 0
CSP | 0 | 0 | 0 | 0 | 0 | 0
CT | 0 | 0 | 0 | 0 | 0 | 0
Coal | 0 | 0 | 0 | 0 | 0 | 0
Geo | 0 | 0 | 0 | 0 | 0 | 0
H | 0 | 0 | 0 | 0 | 0 | 0
LFG | 0 | 0 | 0 | 0 | 0 | 0
Nuc | 0 | 0 | 0 | 0 | 0 | 0
PS | 0 | 0 | 0 | 0 | 0 | 0
PV | 0 | 0 | 0 | 0 | 0 | 0
PeakG | 0 | 0 | 0 | 0 | 0 | 0
PeakO | 0 | 0 | 0 | 0 | 0 | 0
ST | 0 | 0 | 0 | 0 | 0 | 0
STOG | 0 | 0 | 0 | 0 | 0 | 0
STWD | 0 | 0 | 0 | 0 | 0 | 0
WT | 0 | 0 | 0 | 0 | 0 | 0
IGCC | 0 | 0 | 0 | 0 | 0 | 0
DemandResponse | 0 | 0 | 0 | 0 | 0 | 0
IGCC-CCS | 0 | 0 | 0 | 0 | 0 | 0
WT_off | 0 | 0 | 0 | 0 | 0 | 0
PseudoUnit | 0 | 0 | 0 | 0 | 0 | 0
FixedInterchange | 0 | 0 | 0 | 0 | 0 | 0
Emission Cost by Reporting Type: EI
ReportingType | 2015 | 2020 | 2025 | 2030 | 2035 | 2040
BM | 0 | 0 | 0 | 0 | 0 | 0
CC | 86.52 | 103.9 | 90.24 | 70.9 | 118.58 | 144.78
CSP | 0 | 0 | 0 | 0 | 0 | 0
CT | 0 | 0.01 | 0.01 | 0.04 | 1.17 | 0.67
Coal | 17.08 | 25.5 | 25.5 | 22.66 | 27.02 | 27.02
Geo | 0 | 0 | 0 | 0 | 0 | 0
H | 0 | 0 | 0 | 0 | 0 | 0
LFG | 0 | 0 | 0 | 0 | 0 | 0
Nuc | 0 | 0 | 0 | 0 | 0 | 0
PS | 0 | 0 | 0 | 0 | 0 | 0
PV | 0 | 0 | 0 | 0 | 0 | 0
PeakG | 0.17 | 0.41 | 0.95 | 0.89 | 2.08 | 1.27
PeakO | 0 | 0 | 0 | 0 | 0 | 0
ST | 0 | 0 | 0 | 0 | 0 | 0
STOG | 1.62 | 3.09 | 3.36 | 3.3 | 4.4 | 4.83
STWD | 0 | 0 | 0 | 0 | 0 | 0
WT | 0 | 0 | 0 | 0 | 0 | 0
IGCC | 0 | 0 | 0 | 0 | 0 | 0
DemandResponse | 0 | 0 | 0 | 0 | 0 | 0
IGCC-CCS | 0 | 0 | 0 | 0 | 0 | 0
WT_off | 0 | 0 | 0 | 0 | 0 | 0
PseudoUnit | 0 | 0 | 0 | 0 | 0 | 0
FixedInterchange | 0 | 0 | 0 | 0 | 0 | 0
Emission Cost by Reporting Type: Outside_EI
ReportingType | 2015 | 2020 | 2025 | 2030 | 2035 | 2040
BM | 0 | 0 | 0 | 0 | 0 | 0
CC | 0 | 0 | 0 | 0 | 0 | 0
CSP | 0 | 0 | 0 | 0 | 0 | 0
CT | 0 | 0 | 0 | 0 | 0 | 0
Coal | 0 | 0 | 0 | 0 | 0 | 0
Geo | 0 | 0 | 0 | 0 | 0 | 0
H | 0 | 0 | 0 | 0 | 0 | 0
LFG | 0 | 0 | 0 | 0 | 0 | 0
Nuc | 0 | 0 | 0 | 0 | 0 | 0
PS | 0 | 0 | 0 | 0 | 0 | 0
PV | 0 | 0 | 0 | 0 | 0 | 0
PeakG | 0 | 0 | 0 | 0 | 0 | 0
PeakO | 0 | 0 | 0 | 0 | 0 | 0
ST | 0 | 0 | 0 | 0 | 0 | 0
STOG | 0 | 0 | 0 | 0 | 0 | 0
STWD | 0 | 0 | 0 | 0 | 0 | 0
WT | 0 | 0 | 0 | 0 | 0 | 0
IGCC | 0 | 0 | 0 | 0 | 0 | 0
DemandResponse | 0 | 0 | 0 | 0 | 0 | 0
IGCC-CCS | 0 | 0 | 0 | 0 | 0 | 0
WT_off | 0 | 0 | 0 | 0 | 0 | 0
PseudoUnit | 0 | 0 | 0 | 0 | 0 | 0
FixedInterchange | 0 | 0 | 0 | 0 | 0 | 0
#8 | 0.15: Base VOM Costs ($million)
Base VOM Costs by Reporting Type: Entergy
ReportingType | 2015 | 2020 | 2025 | 2030 | 2035 | 2040
BM | 0 | 0 | 0 | 0 | 0 | 0
CC | 152.89 | 152.58 | 76.78 | 40.52 | 45.29 | 39.44
CSP | 0 | 0 | 0 | 0 | 0 | 0
CT | 0 | 0 | 0 | 0 | 0.04 | 0.19
Coal | 233.52 | 210.07 | 203.58 | 188.02 | 208.39 | 223.51
Geo | 0 | 0 | 0 | 0 | 0 | 0
H | 0 | 0 | 0 | 0 | 0 | 0
LFG | 0 | 0 | 0 | 0.01 | 0.01 | 0.01
Nuc | 100.26 | 100.26 | 100.26 | 100.26 | 84.69 | 66.26
PS | 0 | 0 | 0 | 0 | 0 | 0
PV | 0 | 0 | 0 | 0 | 0 | 0
PeakG | 0 | 0 | 0 | 0 | 0 | 0
PeakO | 0 | 0 | 0 | 0 | 0 | 0
ST | 0 | 0 | 0 | 0 | 0 | 0
STOG | 3.54 | 3.72 | 3.59 | 2.1 | 3.59 | 3.59
STWD | 0 | 0.32 | 0.19 | 0.19 | 0.32 | 0.37
WT | 0 | 0 | 0 | 0 | 0 | 0.01
IGCC | 0 | 0 | 0 | 0 | 0 | 0
DemandResponse | 0 | 0 | 0 | 0 | 0 | 0
IGCC-CCS | 0 | 0 | 0 | 0 | 0 | 0
WT_off | 0 | 0 | 0 | 0 | 0 | 0
PseudoUnit | 0 | 0 | 0 | 0 | 0 | 0
FixedInterchange | 0 | 0 | 0 | 0 | 0 | 0
Base VOM Costs by Reporting Type: FRCC
ReportingType | 2015 | 2020 | 2025 | 2030 | 2035 | 2040
BM | 0 | 0 | 0 | 0 | 0 | 0
CC | 350.79 | 391.44 | 395.16 | 395.95 | 583.02 | 709.35
CSP | 0 | 0 | 0 | 0 | 0 | 0
CT | 1.29 | 1.78 | 3.46 | 3.85 | 1.8 | 4.8
Coal | 212.47 | 231.97 | 233.75 | 240.68 | 245.36 | 245.36
Geo | 0 | 0 | 0 | 0 | 0 | 0
H | 0 | 0 | 0 | 0 | 0 | 0
LFG | 0.04 | 0.04 | 0.06 | 0.06 | 0.06 | 0.06
Nuc | 76.4 | 76.4 | 76.4 | 76.4 | 46.53 | 15.51
PS | 0 | 0 | 0 | 0 | 0 | 0
PV | 0 | 0 | 0 | 0 | 0 | 0
PeakG | 0.17 | 0.28 | 0.76 | 0.66 | 0.64 | 0.59
PeakO | 0 | 0 | 0 | 0 | 0 | 0
ST | 0 | 0 | 0 | 0 | 0 | 0
STOG | 5.56 | 5.38 | 6.06 | 6.1 | 4.87 | 4.41
STWD | 0 | 3.24 | 3.24 | 3.24 | 3.24 | 3.24
WT | 0 | 0 | 0 | 0 | 0 | 0
IGCC | 0 | 0 | 0 | 0 | 0 | 0
DemandResponse | 0 | 0 | 0 | 0 | 0 | 0
IGCC-CCS | 0 | 0 | 0 | 0 | 0 | 0
WT_off | 0 | 0 | 0 | 0 | 0 | 0
PseudoUnit | 0 | 0 | 0 | 0 | 0 | 0
FixedInterchange | 0 | 0 | 0 | 0 | 0 | 0
Base VOM Costs by Reporting Type: MAPP_US
ReportingType | 2015 | 2020 | 2025 | 2030 | 2035 | 2040
BM | 0 | 0 | 0 | 0 | 0 | 0
CC | 1.28 | 1.45 | 0.65 | 0.45 | 0.46 | 0.46
CSP | 0 | 0 | 0 | 0 | 0 | 0
CT | 0 | 0.03 | 0 | 0 | 0 | 0
Coal | 83.46 | 75.46 | 74.01 | 70.38 | 69.7 | 67.62
Geo | 0 | 0 | 0 | 0 | 0 | 0
H | 0 | 0 | 0 | 0 | 0 | 0
LFG | 0 | 0 | 0 | 0.01 | 0.01 | 0.01
Nuc | 0 | 0 | 0 | 0 | 0 | 0
PS | 0 | 0 | 0 | 0 | 0 | 0
PV | 0 | 0 | 0 | 0 | 0 | 0
PeakG | 0.8 | 0.76 | 0.57 | 0.21 | 0.26 | 0.41
PeakO | 0 | 0 | 0 | 0 | 0 | 0
ST | 0 | 0 | 0 | 0 | 0 | 0
STOG | 0 | 0 | 0 | 0 | 0 | 0
STWD | 0 | 0 | 0 | 0 | 0 | 0
WT | 0.07 | 0.13 | 0.26 | 0.33 | 0.44 | 0.44
IGCC | 0 | 0 | 0 | 0 | 0 | 0
DemandResponse | 0 | 0 | 0 | 0 | 0 | 0
IGCC-CCS | 0 | 0 | 0 | 0 | 0 | 0
WT_off | 0 | 0 | 0 | 0 | 0 | 0
PseudoUnit | 0 | 0 | 0 | 0 | 0 | 0
FixedInterchange | 0 | 0 | 0 | 0 | 0 | 0
Base VOM Costs by Reporting Type: MISO_IN
ReportingType | 2015 | 2020 | 2025 | 2030 | 2035 | 2040
BM | 0 | 0 | 0 | 0 | 0 | 0
CC | 12.35 | 17.48 | 11.48 | 6 | 7.8 | 8.99
CSP | 0 | 0 | 0 | 0 | 0 | 0
CT | 0 | 0 | 0 | 0 | 0 | 0
Coal | 335.04 | 385.81 | 381.48 | 375.66 | 403.54 | 406.4
Geo | 0 | 0 | 0 | 0 | 0 | 0
H | 0 | 0 | 0 | 0 | 0 | 0
LFG | 0 | 0 | 0.01 | 0.01 | 0.01 | 0.01
Nuc | 0 | 0 | 0 | 0 | 0 | 0
PS | 0 | 0 | 0 | 0 | 0 | 0
PV | 0 | 0 | 0.01 | 0.01 | 0.01 | 0.01
PeakG | 0.21 | 0.21 | 0.21 | 0 | 0.35 | 0.5
PeakO | 0 | 0 | 0 | 0 | 0 | 0
ST | 0 | 0 | 0 | 0 | 0 | 0
STOG | 0.13 | 0.25 | 0.13 | 0.13 | 0.25 | 0.25
STWD | 0 | 0 | 0 | 0 | 0 | 0
WT | 0.02 | 0.02 | 0.02 | 0.02 | 0.02 | 0.02
IGCC | 30.43 | 30.43 | 30.43 | 30.43 | 30.43 | 30.43
DemandResponse | 0 | 0 | 0 | 0 | 0 | 0
IGCC-CCS | 0 | 0 | 0 | 0 | 0 | 0
WT_off | 0 | 0 | 0 | 0 | 0 | 0
PseudoUnit | 0 | 0 | 0 | 0 | 0 | 0
FixedInterchange | 0 | 0 | 0 | 0 | 0 | 0
Base VOM Costs by Reporting Type: MISO_MI
ReportingType | 2015 | 2020 | 2025 | 2030 | 2035 | 2040
BM | 0 | 0 | 0 | 0 | 0 | 0
CC | 32.93 | 35.46 | 23.44 | 12.75 | 18.15 | 14.59
CSP | 0 | 0 | 0 | 0 | 0 | 0
CT | 0 | 0 | 0 | 0 | 0 | 0
Coal | 227.05 | 209.15 | 209.91 | 199.83 | 223.06 | 225.18
Geo | 0 | 0 | 0 | 0 | 0 | 0
H | 0 | 0 | 0 | 0 | 0 | 0
LFG | 0.01 | 0.02 | 0.03 | 0.03 | 0.03 | 0.03
Nuc | 34.93 | 34.93 | 34.93 | 34.93 | 20.54 | 20.54
PS | 0 | 0 | 0 | 0 | 0 | 0
PV | 0 | 0 | 0 | 0 | 0 | 0
PeakG | 0.53 | 0.75 | 0.25 | 0.03 | 0.25 | 0.25
PeakO | 0 | 0 | 0 | 0 | 0 | 0
ST | 0 | 0 | 0 | 0 | 0 | 0
STOG | 0.99 | 1.51 | 1.28 | 1.28 | 1.28 | 1.52
STWD | 0.62 | 2.71 | 2.71 | 2.71 | 2.71 | 2.71
WT | 0.06 | 0.06 | 0.06 | 0.07 | 0.07 | 0.08
IGCC | 0 | 0 | 0 | 0 | 0 | 0
DemandResponse | 0 | 0 | 0 | 0 | 0 | 0
IGCC-CCS | 0 | 0 | 0 | 0 | 0 | 0
WT_off | 0 | 0 | 0 | 0 | 0 | 0
PseudoUnit | 0 | 0 | 0 | 0 | 0 | 0
FixedInterchange | 0 | 0 | 0 | 0 | 0 | 0
Base VOM Costs by Reporting Type: MISO_MO-IL
ReportingType | 2015 | 2020 | 2025 | 2030 | 2035 | 2040
BM | 0 | 0 | 0 | 0 | 0 | 0
CC | 8.88 | 11.99 | 6.07 | 2.75 | 2.82 | 2.78
CSP | 0 | 0 | 0 | 0 | 0 | 0
CT | 0 | 0 | 0 | 0 | 0 | 0
Coal | 408.82 | 368.69 | 367.85 | 351.03 | 388.43 | 388.82
Geo | 0 | 0 | 0 | 0 | 0 | 0
H | 0 | 0.02 | 0.02 | 0.02 | 0.02 | 0.02
LFG | 0 | 0 | 0.02 | 0.02 | 0.02 | 0.02
Nuc | 41.29 | 41.29 | 41.29 | 41.29 | 41.29 | 41.29
PS | 0 | 0 | 0 | 0 | 0 | 0
PV | 0 | 0 | 0 | 0 | 0 | 0
PeakG | 3.67 | 3.43 | 2.64 | 0.37 | 0.84 | 0.98
PeakO | 0 | 0 | 0 | 0 | 0 | 0
ST | 0 | 0 | 0 | 0 | 0 | 0
STOG | 0.26 | 0.26 | 0.14 | 0.14 | 0.14 | 0.01
STWD | 0 | 0 | 0 | 0 | 0 | 0
WT | 0.02 | 0.02 | 0.02 | 0.08 | 0.08 | 0.15
IGCC | 0 | 0 | 0 | 0 | 0 | 0
DemandResponse | 0 | 0 | 0 | 0 | 0 | 0
IGCC-CCS | 0 | 0 | 0 | 0 | 0 | 0
WT_off | 0 | 0 | 0 | 0 | 0 | 0
PseudoUnit | 0 | 0 | 0 | 0 | 0 | 0
FixedInterchange | 0 | 0 | 0 | 0 | 0 | 0
Base VOM Costs by Reporting Type: MISO_W
ReportingType | 2015 | 2020 | 2025 | 2030 | 2035 | 2040
BM | 0 | 0 | 0 | 0 | 0 | 0
CC | 24.77 | 24.12 | 13.21 | 6.09 | 7.51 | 7.48
CSP | 0 | 0 | 0 | 0 | 0 | 0
CT | 0 | 0 | 0 | 0 | 0 | 0
Coal | 319.39 | 340.43 | 339.47 | 303.53 | 327.91 | 321.62
Geo | 0 | 0 | 0 | 0 | 0 | 0
H | 0 | 0 | 0 | 0 | 0 | 0
LFG | 0.02 | 0.02 | 0.02 | 0.02 | 0.02 | 0.02
Nuc | 43.67 | 43.67 | 43.67 | 43.67 | 0 | 0
PS | 0 | 0 | 0 | 0 | 0 | 0
PV | 0 | 0 | 0 | 0 | 0 | 0
PeakG | 1.07 | 0.95 | 0.48 | 0.18 | 0.21 | 0.21
PeakO | 0 | 0 | 0 | 0 | 0 | 0
ST | 0 | 0 | 0 | 0 | 0 | 0
STOG | 0.02 | 0.01 | 0 | 0 | 0 | 0
STWD | 0 | 3.83 | 0.93 | 2.16 | 2.08 | 3.2
WT | 0.32 | 0.32 | 0.32 | 0.74 | 0.87 | 0.95
IGCC | 0 | 0 | 0 | 0 | 0 | 0
DemandResponse | 0 | 0 | 0 | 0 | 0 | 0
IGCC-CCS | 0 | 0 | 0 | 0 | 0 | 0
WT_off | 0 | 0 | 0 | 0 | 0 | 0
PseudoUnit | 0 | 0 | 0 | 0 | 0 | 0
FixedInterchange | 0 | 0 | 0 | 0 | 0 | 0
Base VOM Costs by Reporting Type: MISO_WUMS
ReportingType | 2015 | 2020 | 2025 | 2030 | 2035 | 2040
BM | 0 | 0 | 0 | 0 | 0 | 0
CC | 36.52 | 41 | 27.81 | 8.83 | 15.34 | 12.49
CSP | 0 | 0 | 0 | 0 | 0 | 0
CT | 0 | 5.8 | 11.54 | 7.74 | 19.27 | 31.46
Coal | 124.26 | 135.5 | 135.09 | 127.85 | 162.87 | 170.18
Geo | 0 | 0 | 0 | 0 | 0 | 0
H | 0 | 0 | 0 | 0 | 0 | 0
LFG | 0.01 | 0.01 | 0.03 | 0.03 | 0.03 | 0.03
Nuc | 33.6 | 33.6 | 33.6 | 33.6 | 0 | 0
PS | 0 | 0 | 0 | 0 | 0 | 0
PV | 0 | 0 | 0 | 0 | 0 | 0
PeakG | 0.78 | 0.78 | 0.14 | 0 | 0 | 0
PeakO | 0 | 0 | 0 | 0 | 0 | 0
ST | 0 | 0 | 0 | 0 | 0 | 0
STOG | 0.01 | 0.01 | 0 | 0 | 0 | 0
STWD | 0 | 0.78 | 0.17 | 0.16 | 0.62 | 0.89
WT | 0.05 | 0.05 | 0.05 | 0.05 | 0.05 | 0.05
IGCC | 0 | 0 | 0 | 0 | 0 | 0
DemandResponse | 0 | 0 | 0 | 0 | 0 | 0
IGCC-CCS | 0 | 0 | 0 | 0 | 0 | 0
WT_off | 0 | 0 | 0 | 0 | 0 | 0
PseudoUnit | 0 | 0 | 0 | 0 | 0 | 0
FixedInterchange | 0 | 0 | 0 | 0 | 0 | 0
Base VOM Costs by Reporting Type: Nebraska
ReportingType | 2015 | 2020 | 2025 | 2030 | 2035 | 2040
BM | 0 | 0 | 0 | 0 | 0 | 0
CC | 2.23 | 0.92 | 0.59 | 0.33 | 0.59 | 0.59
CSP | 0 | 0 | 0 | 0 | 0 | 0
CT | 0 | 0 | 0 | 0 | 0 | 0
Coal | 117.38 | 119.05 | 90.9 | 82.87 | 83.88 | 81.09
Geo | 0 | 0 | 0 | 0 | 0 | 0
H | 0 | 0 | 0 | 0 | 0 | 0
LFG | 0 | 0 | 0 | 0.01 | 0.01 | 0.01
Nuc | 23.15 | 23.15 | 23.15 | 23.1 | 0 | 0
PS | 0 | 0 | 0 | 0 | 0 | 0
PV | 0 | 0 | 0 | 0 | 0 | 0
PeakG | 0.37 | 0.09 | 0 | 0 | 0 | 0
PeakO | 0 | 0 | 0 | 0 | 0 | 0
ST | 0 | 0 | 0 | 0 | 0 | 0
STOG | 0 | 0 | 0 | 0 | 0 | 0
STWD | 0 | 0 | 0 | 0 | 0 | 0
WT | 0.01 | 0.8 | 1.7 | 2.7 | 2.7 | 2.7
IGCC | 0 | 0 | 0 | 0 | 0 | 0
DemandResponse | 0 | 0 | 0 | 0 | 0 | 0
IGCC-CCS | 0 | 0 | 0 | 0 | 0 | 0
WT_off | 0 | 0 | 0 | 0 | 0 | 0
PseudoUnit | 0 | 0 | 0 | 0 | 0 | 0
FixedInterchange | 0 | 0 | 0 | 0 | 0 | 0
Base VOM Costs by Reporting Type: NEISO
ReportingType | 2015 | 2020 | 2025 | 2030 | 2035 | 2040
BM | 9.41 | 6.11 | 2.64 | 2.59 | 2.64 | 2.74
CC | 132.92 | 119.38 | 111.87 | 86.19 | 108.98 | 128.61
CSP | 0 | 0 | 0 | 0 | 0 | 0
CT | 0.03 | 0.11 | 0.11 | 0 | 0.1 | 0.1
Coal | 0.12 | 0 | 0 | 0 | 0 | 0
Geo | 0 | 0 | 0 | 0 | 0 | 0
H | 0 | 0 | 0 | 0 | 0 | 0
LFG | 0.05 | 0.05 | 0.06 | 0.06 | 0.06 | 0.06
Nuc | 85.9 | 85.9 | 85.9 | 85.9 | 62.06 | 45.84
PS | 0 | 0 | 0 | 0 | 0 | 0
PV | 0 | 0.01 | 0.01 | 0.01 | 0.01 | 0.01
PeakG | 0.27 | 0.32 | 0.32 | 0 | 0.32 | 0.45
PeakO | 0 | 0 | 0.01 | 0 | 0 | 0
ST | 0 | 0 | 0 | 0 | 0 | 0
STOG | 0 | 0 | 0 | 0 | 0 | 0
STWD | 10.15 | 10.15 | 5.32 | 7.36 | 6.8 | 7.18
WT | 0.01 | 0.06 | 0.12 | 0.14 | 0.17 | 0.17
IGCC | 0 | 0 | 0 | 0 | 0 | 0
DemandResponse | 0 | 0 | 0 | 0 | 0 | 0
IGCC-CCS | 0 | 0 | 0 | 0 | 0 | 0
WT_off | 0.02 | 0.02 | 0.02 | 0.02 | 0 | 0
PseudoUnit | 0 | 0 | 0 | 0 | 0 | 0
FixedInterchange | 0 | 0 | 0 | 0 | 0 | 0
Base VOM Costs by Reporting Type: NonRTO_Midwest
ReportingType | 2015 | 2020 | 2025 | 2030 | 2035 | 2040
BM | 0 | 0 | 0 | 0 | 0 | 0
CC | 0 | 0 | 0 | 0 | 0 | 3
CSP | 0 | 0 | 0 | 0 | 0 | 0
CT | 0 | 0.12 | 0.12 | 0.39 | 0.75 | 0.75
Coal | 222.72 | 256.03 | 256.38 | 255.07 | 265.56 | 270.58
Geo | 0 | 0 | 0 | 0 | 0 | 0
H | 0 | 0 | 0.04 | 0.04 | 0.04 | 0.04
LFG | 0 | 0 | 0.01 | 0.01 | 0.01 | 0.01
Nuc | 0 | 0 | 0 | 0 | 0 | 0
PS | 0 | 0 | 0 | 0 | 0 | 0
PV | 0 | 0 | 0 | 0 | 0 | 0
PeakG | 0.16 | 0.21 | 0.25 | 0.23 | 0.81 | 0.85
PeakO | 0 | 0 | 0 | 0 | 0 | 0
ST | 0 | 0 | 0 | 0 | 0 | 0
STOG | 0 | 0 | 0 | 0 | 0 | 0
STWD | 0 | 0 | 0 | 0 | 0 | 0
WT | 0 | 0 | 0 | 0 | 0 | 0
IGCC | 0 | 0 | 0 | 0 | 0 | 0
DemandResponse | 0 | 0 | 0 | 0 | 0 | 0
IGCC-CCS | 0 | 0 | 0 | 0 | 0 | 0
WT_off | 0 | 0 | 0 | 0 | 0 | 0
PseudoUnit | 0 | 0 | 0 | 0 | 0 | 0
FixedInterchange | 0 | 0 | 0 | 0 | 0 | 0
Base VOM Costs by Reporting Type: NYISO_A-F
ReportingType | 2015 | 2020 | 2025 | 2030 | 2035 | 2040
BM | 0 | 0 | 0 | 0 | 0 | 0
CC | 24.55 | 27.92 | 22.08 | 21.74 | 35.69 | 38.53
CSP | 0 | 0 | 0 | 0 | 0 | 0
CT | 0 | 0 | 0 | 0 | 0 | 0
Coal | 0 | 0 | 0 | 0 | 0 | 0
Geo | 0 | 0 | 0 | 0 | 0 | 0
H | 0 | 0 | 0 | 0 | 0 | 0
LFG | 0.02 | 0.02 | 0.02 | 0.02 | 0.02 | 0.02
Nuc | 62.23 | 62.23 | 62.23 | 50.74 | 40 | 24.24
PS | 0 | 0 | 0 | 0 | 0 | 0
PV | 0 | 0 | 0 | 0 | 0 | 0
PeakG | 0.02 | 0.05 | 0 | 0 | 0.08 | 0.17
PeakO | 0 | 0 | 0 | 0 | 0 | 0
ST | 0 | 0 | 0 | 0 | 0 | 0
STOG | 0 | 0 | 0 | 0 | 0 | 0
STWD | 0 | 0.02 | 0 | 0.15 | 0.23 | 0.53
WT | 0.11 | 0.13 | 0.13 | 0.13 | 0.13 | 0.13
IGCC | 0 | 0 | 0 | 0 | 0 | 0
DemandResponse | 0 | 0 | 0 | 0 | 0 | 0
IGCC-CCS | 0 | 0 | 0 | 0 | 0 | 0
WT_off | 0 | 0 | 0 | 0 | 0 | 0
PseudoUnit | 0 | 0 | 0 | 0 | 0 | 0
FixedInterchange | 0 | 0 | 0 | 0 | 0 | 0
Base VOM Costs by Reporting Type: NYISO_G-I
ReportingType | 2015 | 2020 | 2025 | 2030 | 2035 | 2040
BM | 0 | 0 | 0 | 0 | 0 | 0
CC | 7.39 | 15.89 | 13.19 | 8.72 | 57.16 | 133.55
CSP | 0 | 0 | 0 | 0 | 0 | 0
CT | 0 | 0 | 0 | 0 | 0 | 0
Coal | 0 | 0 | 0 | 0 | 0 | 0
Geo | 0 | 0 | 0 | 0 | 0 | 0
H | 0 | 0 | 0 | 0 | 0 | 0
LFG | 0.01 | 0.01 | 0.01 | 0.01 | 0.01 | 0.01
Nuc | 37.82 | 37.82 | 37.82 | 37.82 | 18.96 | 0.01
PS | 0 | 0 | 0 | 0 | 0 | 0
PV | 0 | 0 | 0 | 0 | 0 | 0
PeakG | 0 | 0 | 0.01 | 0 | 0 | 0
PeakO | 0 | 0 | 0 | 0 | 0 | 0
ST | 0 | 0 | 0 | 0 | 0 | 0
STOG | 0 | 0 | 0 | 0 | 0 | 0
STWD | 0 | 0 | 0 | 0 | 0 | 0
WT | 0 | 0 | 0 | 0 | 0 | 0
IGCC | 0 | 0 | 0 | 0 | 0 | 0
DemandResponse | 0 | 0 | 0 | 0 | 0 | 0
IGCC-CCS | 0 | 0 | 0 | 0 | 0 | 0
WT_off | 0 | 0 | 0 | 0 | 0 | 0
PseudoUnit | 0 | 0 | 0 | 0 | 0 | 0
FixedInterchange | 0 | 0 | 0 | 0 | 0 | 0
Base VOM Costs by Reporting Type: NYISO_J-K
ReportingType | 2015 | 2020 | 2025 | 2030 | 2035 | 2040
BM | 0 | 0 | 0 | 0 | 0 | 0
CC | 65.77 | 70.38 | 68.5 | 62.34 | 81.35 | 83.72
CSP | 0 | 0 | 0 | 0 | 0 | 0
CT | 0 | 0 | 0 | 0.32 | 2.09 | 3.42
Coal | 0 | 0 | 0 | 0 | 0 | 0
Geo | 0 | 0 | 0 | 0 | 0 | 0
H | 0 | 0 | 0 | 0 | 0 | 0
LFG | 0.01 | 0.01 | 0.01 | 0.02 | 0.02 | 0.02
Nuc | 0 | 0 | 0 | 0 | 0 | 0
PS | 0 | 0 | 0 | 0 | 0 | 0
PV | 0 | 0 | 0 | 0 | 0 | 0
PeakG | 0.81 | 1.46 | 1.93 | 2.24 | 3.96 | 3.5
PeakO | 0 | 0 | 0 | 0 | 0 | 0
ST | 0 | 0 | 0 | 0 | 0 | 0
STOG | 2.14 | 3.85 | 4.4 | 4.29 | 6.56 | 7.51
STWD | 0 | 0 | 0 | 0 | 0 | 0
WT | 0 | 0 | 0 | 0 | 0 | 0
IGCC | 0 | 0 | 0 | 0 | 0 | 0
DemandResponse | 0 | 0 | 0 | 0 | 0 | 0
IGCC-CCS | 0 | 0 | 0 | 0 | 0 | 0
WT_off | 0 | 0 | 0 | 0 | 0 | 0
PseudoUnit | 0 | 0 | 0 | 0 | 0 | 0
FixedInterchange | 0 | 0 | 0 | 0 | 0 | 0
Base VOM Costs by Reporting Type: PJM_E
ReportingType | 2015 | 2020 | 2025 | 2030 | 2035 | 2040
BM | 0.03 | 1.12 | 1.12 | 1.12 | 1.12 | 1.12
CC | 89.14 | 152.08 | 122.98 | 92.5 | 161.65 | 164.84
CSP | 0 | 0 | 0 | 0 | 0 | 0
CT | 0 | 0.01 | 0.01 | 0.05 | 7.54 | 2.02
Coal | 1.46 | 0.74 | 0.74 | 0.64 | 0.88 | 0.88
Geo | 0 | 0 | 0 | 0 | 0 | 0
H | 0 | 0 | 0 | 0 | 0 | 0
LFG | 0.04 | 0.05 | 0.05 | 0.05 | 0.05 | 0.05
Nuc | 157.37 | 146 | 146 | 146 | 104.88 | 83.17
PS | 0 | 0 | 0 | 0 | 0 | 0
PV | 0 | 0 | 0 | 0 | 0 | 0
PeakG | 0.19 | 0.67 | 4 | 4 | 7.81 | 3.69
PeakO | 0 | 0 | 0 | 0 | 0 | 0
ST | 0 | 0 | 0 | 0 | 0 | 0
STOG | 1.14 | 2.38 | 2.38 | 2.38 | 2.38 | 2.33
STWD | 0 | 0 | 0 | 0 | 0 | 0
WT | 0.02 | 0.02 | 0.02 | 0.02 | 0.02 | 0.02
IGCC | 0 | 0 | 0 | 0 | 0 | 0
DemandResponse | 0 | 0 | 0 | 0 | 0 | 0
IGCC-CCS | 0 | 0 | 0 | 0 | 0 | 0
WT_off | 0 | 0 | 0.04 | 0.04 | 0.04 | 0.04
PseudoUnit | 0 | 0 | 0 | 0 | 0 | 0
FixedInterchange | 0 | 0 | 0 | 0 | 0 | 0
Base VOM Costs by Reporting Type: PJM_ROM
ReportingType | 2015 | 2020 | 2025 | 2030 | 2035 | 2040
BM | 0.02 | 0.67 | 0.67 | 0.67 | 0.67 | 0.67
CC | 52.66 | 71.85 | 68.13 | 50.18 | 78.41 | 427.81
CSP | 0 | 0 | 0 | 0 | 0 | 0
CT | 0 | 0.01 | 0.03 | 0.03 | 0.06 | 0.02
Coal | 196.03 | 237.71 | 237.71 | 229.57 | 243.44 | 243.44
Geo | 0 | 0 | 0 | 0 | 0 | 0
H | 0 | 0 | 0.03 | 0.03 | 0.03 | 0.03
LFG | 0.03 | 0.05 | 0.05 | 0.05 | 0.05 | 0.05
Nuc | 93.13 | 93.13 | 93.13 | 93.13 | 61.1 | 44.47
PS | 0 | 0 | 0 | 0 | 0 | 0
PV | 0 | 0.03 | 0.04 | 0.05 | 0.05 | 0.05
PeakG | 0 | 0.4 | 0.4 | 0.12 | 2.46 | 1.27
PeakO | 0 | 0 | 0 | 0 | 0 | 0
ST | 0 | 0 | 0 | 0 | 0 | 0
STOG | 1.64 | 3.33 | 3.21 | 3.21 | 4.28 | 4.79
STWD | 0.85 | 1.16 | 1.16 | 1.16 | 1.16 | 1.16
WT | 0.03 | 0.05 | 0.18 | 0.18 | 0.18 | 0.18
IGCC | 0 | 0 | 0 | 0 | 0 | 0
DemandResponse | 0 | 0 | 0 | 0 | 0 | 0
IGCC-CCS | 0 | 0 | 0 | 0 | 0 | 0
WT_off | 0 | 0 | 0 | 0 | 0 | 0
PseudoUnit | 0 | 0 | 0 | 0 | 0 | 0
FixedInterchange | 0 | 0 | 0 | 0 | 0 | 0
Base VOM Costs by Reporting Type: PJM_ROR
ReportingType | 2015 | 2020 | 2025 | 2030 | 2035 | 2040
BM | 0 | 14.36 | 12.13 | 14.36 | 12.13 | 6.08
CC | 184.16 | 198.95 | 173.64 | 120.27 | 340.97 | 290.76
CSP | 0 | 0 | 0 | 0 | 0 | 0
CT | 0.06 | 0.06 | 0.06 | 0.06 | 0.06 | 0.11
Coal | 1332.43 | 1161.04 | 1158.92 | 1154.67 | 1164.68 | 1176.86
Geo | 0 | 0 | 0 | 0 | 0 | 0
H | 0 | 0.03 | 0.03 | 0.03 | 0.03 | 0.03
LFG | 0.05 | 0.07 | 0.09 | 0.09 | 0.09 | 0.09
Nuc | 370.54 | 370.54 | 370.54 | 354.51 | 275.46 | 185.16
PS | 0 | 0 | 0 | 0 | 0 | 0
PV | 0 | 0 | 0 | 0 | 0 | 0
PeakG | 9.34 | 17.29 | 11.45 | 8.32 | 12.72 | 18.59
PeakO | 0 | 0 | 0 | 0 | 0 | 0
ST | 0 | 0 | 0 | 0 | 0 | 0
STOG | 2.01 | 3.4 | 2.01 | 1.9 | 1.9 | 1.9
STWD | 0.19 | 3.23 | 3.23 | 3.23 | 3.23 | 3.23
WT | 0.31 | 0.31 | 0.31 | 0.35 | 0.4 | 0.47
IGCC | 0 | 0 | 0 | 0 | 0 | 0
DemandResponse | 0 | 0 | 0 | 0 | 0 | 0
IGCC-CCS | 0 | 0 | 0 | 0 | 0 | 0
WT_off | 0 | 0 | 0 | 0 | 0 | 0
PseudoUnit | 0 | 0 | 0 | 0 | 0 | 0
FixedInterchange | 0 | 0 | 0 | 0 | 0 | 0
Base VOM Costs by Reporting Type: SOCO
ReportingType | 2015 | 2020 | 2025 | 2030 | 2035 | 2040
BM | 0 | 0.19 | 0.19 | 0.32 | 0.32 | 0.64
CC | 330.99 | 343.82 | 327.6 | 282.06 | 271.92 | 205.38
CSP | 0 | 0 | 0 | 0 | 0 | 0
CT | 0 | 0 | 0 | 0 | 0 | 0
Coal | 360.3 | 413.99 | 450.43 | 468.87 | 479.98 | 727.58
Geo | 0 | 0 | 0 | 0 | 0 | 0
H | 0 | 0 | 0 | 0 | 0 | 0
LFG | 0 | 0 | 0.01 | 0.01 | 0.01 | 0.01
Nuc | 108.01 | 143 | 143 | 143 | 143 | 94.09
PS | 0 | 0 | 0 | 0 | 0 | 0
PV | 0 | 0 | 0 | 0 | 0 | 0
PeakG | 6.44 | 10.44 | 15.89 | 15 | 14.05 | 5.4
PeakO | 0 | 0 | 0 | 0 | 0 | 0
ST | 0 | 0 | 0 | 0 | 0 | 0
STOG | 0 | 0 | 0 | 0 | 0 | 0
STWD | 0 | 1.07 | 1.07 | 4.63 | 4.88 | 9.31
WT | 0 | 0 | 0 | 0 | 0 | 0
IGCC | 0 | 0 | 0 | 0 | 0 | 0
DemandResponse | 0 | 0 | 0 | 0 | 0 | 0
IGCC-CCS | 0 | 0 | 0 | 0 | 0 | 0
WT_off | 0 | 0 | 0 | 0 | 0 | 0
PseudoUnit | 0 | 0 | 0 | 0 | 0 | 0
FixedInterchange | 0 | 0 | 0 | 0 | 0 | 0
Base VOM Costs by Reporting Type: SPP_N
ReportingType | 2015 | 2020 | 2025 | 2030 | 2035 | 2040
BM | 0 | 0 | 0 | 0 | 0 | 0
CC | 15.33 | 4.29 | 2.44 | 2.27 | 2.27 | 2.27
CSP | 0 | 0 | 0 | 0 | 0 | 0
CT | 0 | 0 | 0 | 0 | 0 | 0
Coal | 226.74 | 224.95 | 204.19 | 150.64 | 158.79 | 153.04
Geo | 0 | 0 | 0 | 0 | 0 | 0
H | 0 | 0 | 0 | 0 | 0 | 0
LFG | 0 | 0 | 0 | 0.01 | 0.01 | 0.01
Nuc | 21.45 | 21.45 | 21.45 | 21.45 | 21.45 | 21.45
PS | 0 | 0 | 0 | 0 | 0 | 0
PV | 0 | 0 | 0 | 0 | 0 | 0
PeakG | 0 | 0 | 0 | 0 | 0 | 0
PeakO | 0 | 0 | 0 | 0 | 0 | 0
ST | 0 | 0 | 0 | 0 | 0 | 0
STOG | 0.44 | 0.38 | 0.04 | 0.01 | 0.01 | 0.01
STWD | 0 | 0 | 0 | 0 | 0 | 0
WT | 0.05 | 0.05 | 0.05 | 0.57 | 0.66 | 0.79
IGCC | 0 | 0 | 0 | 0 | 0 | 0
DemandResponse | 0 | 0 | 0 | 0 | 0 | 0
IGCC-CCS | 0 | 0 | 0 | 0 | 0 | 0
WT_off | 0 | 0 | 0 | 0 | 0 | 0
PseudoUnit | 0 | 0 | 0 | 0 | 0 | 0
FixedInterchange | 0 | 0 | 0 | 0 | 0 | 0
Base VOM Costs by Reporting Type: SPP_S
ReportingType | 2015 | 2020 | 2025 | 2030 | 2035 | 2040
BM | 0 | 0 | 0 | 0 | 0 | 0
CC | 100.56 | 62.53 | 26.31 | 16.94 | 20.04 | 20.65
CSP | 0 | 0 | 0 | 0 | 0 | 0
CT | 0.04 | 0.07 | 0 | 0 | 0 | 0
Coal | 369.9 | 313.91 | 170.73 | 94.5 | 121.62 | 112.7
Geo | 0 | 0 | 0 | 0 | 0 | 0
H | 0 | 0 | 0 | 0 | 0 | 0
LFG | 0 | 0 | 0 | 0.01 | 0.01 | 0.01
Nuc | 0 | 0 | 0 | 0 | 0 | 0
PS | 0 | 0 | 0 | 0 | 0 | 0
PV | 0 | 0 | 0 | 0 | 0 | 0
PeakG | 0 | 0 | 0 | 0 | 0 | 0
PeakO | 0 | 0 | 0 | 0 | 0 | 0
ST | 0 | 0 | 0 | 0 | 0 | 0
STOG | 7.14 | 7.25 | 5.34 | 2.96 | 5.75 | 6.28
STWD | 0 | 0.13 | 0.07 | 0.07 | 0.13 | 0.13
WT | 0.11 | 0.35 | 1.56 | 2.02 | 2.08 | 2.11
IGCC | 0 | 0 | 0 | 0 | 0 | 0
DemandResponse | 0 | 0 | 0 | 0 | 0 | 0
IGCC-CCS | 0 | 0 | 0 | 0 | 0 | 0
WT_off | 0 | 0 | 0 | 0 | 0 | 0
PseudoUnit | 0 | 0 | 0 | 0 | 0 | 0
FixedInterchange | 0 | 0 | 0 | 0 | 0 | 0
Base VOM Costs by Reporting Type: TVA
ReportingType | 2015 | 2020 | 2025 | 2030 | 2035 | 2040
BM | 0 | 0 | 0 | 0 | 0 | 0
CC | 47.56 | 57.5 | 52.07 | 36.56 | 39.73 | 39.54
CSP | 0 | 0 | 0 | 0 | 0 | 0
CT | 0 | 0.45 | 0.45 | 1.58 | 2.27 | 3.84
Coal | 320.2 | 328.71 | 330.87 | 330.87 | 354.53 | 383.05
Geo | 0 | 0 | 0 | 0 | 0 | 0
H | 0 | 0 | 0 | 0 | 0 | 0
LFG | 0 | 0 | 0.01 | 0.01 | 0.01 | 0.01
Nuc | 152.12 | 152.12 | 152.12 | 152.12 | 105.66 | 82.02
PS | 0 | 0 | 0 | 0 | 0 | 0
PV | 0 | 0 | 0 | 0 | 0 | 0
PeakG | 0 | 0 | 0 | 0 | 0 | 0
PeakO | 0 | 0 | 0 | 0 | 0 | 0
ST | 0 | 0 | 0 | 0 | 0 | 0
STOG | 0 | 0 | 0 | 0 | 0 | 0
STWD | 0 | 0.01 | 0.01 | 0.05 | 0.04 | 0.07
WT | 0 | 0 | 0 | 0 | 0 | 0
IGCC | 0 | 0 | 0 | 0 | 0 | 0
DemandResponse | 0 | 0 | 0 | 0 | 0 | 0
IGCC-CCS | 0 | 0 | 0 | 0 | 0 | 0
WT_off | 0 | 0 | 0 | 0 | 0 | 0
PseudoUnit | 0 | 0 | 0 | 0 | 0 | 0
FixedInterchange | 0 | 0 | 0 | 0 | 0 | 0
Base VOM Costs by Reporting Type: TVA_Transmission
ReportingType | 2015 | 2020 | 2025 | 2030 | 2035 | 2040
BM | 0 | 0 | 0 | 0 | 0 | 0
CC | 0 | 0 | 0 | 0 | 0 | 0
CSP | 0 | 0 | 0 | 0 | 0 | 0
CT | 0 | 0 | 0 | 0 | 0 | 0
Coal | 0 | 0 | 0 | 0 | 0 | 0
Geo | 0 | 0 | 0 | 0 | 0 | 0
H | 0 | 0 | 0 | 0 | 0 | 0
LFG | 0 | 0 | 0 | 0 | 0 | 0
Nuc | 0 | 0 | 0 | 0 | 0 | 0
PS | 0 | 0 | 0 | 0 | 0 | 0
PV | 0 | 0 | 0 | 0 | 0 | 0
PeakG | 0 | 0 | 0 | 0 | 0 | 0
PeakO | 0 | 0 | 0 | 0 | 0 | 0
ST | 0 | 0 | 0 | 0 | 0 | 0
STOG | 0 | 0 | 0 | 0 | 0 | 0
STWD | 0 | 0 | 0 | 0 | 0 | 0
WT | 0 | 0 | 0 | 0 | 0 | 0
IGCC | 0 | 0 | 0 | 0 | 0 | 0
DemandResponse | 0 | 0 | 0 | 0 | 0 | 0
IGCC-CCS | 0 | 0 | 0 | 0 | 0 | 0
WT_off | 0 | 0 | 0 | 0 | 0 | 0
PseudoUnit | 0 | 0 | 0 | 0 | 0 | 0
FixedInterchange | 0 | 0 | 0 | 0 | 0 | 0
Base VOM Costs by Reporting Type: VACAR
ReportingType | 2015 | 2020 | 2025 | 2030 | 2035 | 2040
BM | 0.03 | 8.65 | 31.8 | 34.04 | 40.88 | 46.51
CC | 121.38 | 146.25 | 132.72 | 118.09 | 242.78 | 360.42
CSP | 0 | 0 | 0 | 0 | 0 | 0
CT | 0.89 | 2.59 | 4.34 | 4.37 | 5.03 | 6.7
Coal | 319.08 | 320.93 | 367.57 | 397.58 | 459.39 | 478.04
Geo | 0 | 0 | 0 | 0 | 0 | 0
H | 0 | 0 | 0 | 0 | 0 | 0
LFG | 0.01 | 0.01 | 0.01 | 0.01 | 0.01 | 0.01
Nuc | 211.36 | 248.42 | 248.42 | 248.42 | 188.36 | 154
PS | 0 | 0 | 0 | 0 | 0 | 0
PV | 0 | 0 | 0 | 0 | 0 | 0
PeakG | 0.16 | 0.51 | 0.97 | 1.06 | 0.99 | 1.94
PeakO | 0 | 0 | 0 | 0 | 0 | 0
ST | 0 | 0 | 0 | 0 | 0 | 0
STOG | 0 | 0 | 0 | 0 | 0 | 0
STWD | 4.67 | 4.67 | 4.67 | 4.67 | 4.67 | 4.67
WT | 0 | 0.08 | 0.08 | 0.08 | 0.08 | 0.08
IGCC | 0 | 0 | 0 | 0 | 0 | 0
DemandResponse | 0 | 0 | 0 | 0 | 0 | 0
IGCC-CCS | 0 | 0 | 0 | 0 | 0 | 0
WT_off | 0 | 0 | 0 | 0 | 0 | 0
PseudoUnit | 0 | 0 | 0 | 0 | 0 | 0
FixedInterchange | 0 | 0 | 0 | 0 | 0 | 0
Base VOM Costs by Reporting Type: IESO
ReportingType | 2015 | 2020 | 2025 | 2030 | 2035 | 2040
BM | 0 | 0 | 0 | 0 | 0 | 0
CC | 6.7 | 4.53 | 3.92 | 2.96 | 18.36 | 62.17
CSP | 0 | 0 | 0 | 0 | 0 | 0
CT | 0 | 0 | 0 | 0 | 0.05 | 1.09
Coal | 0 | 0 | 0 | 0 | 0 | 0
Geo | 0 | 0 | 0 | 0 | 0 | 0
H | 0 | 0 | 0 | 0 | 0 | 0.02
LFG | 0.01 | 0.01 | 0.01 | 0.01 | 0.01 | 0.01
Nuc | 240.73 | 240.73 | 240.73 | 240.73 | 221.68 | 193.2
PS | 0 | 0 | 0 | 0 | 0 | 0
PV | 0 | 0 | 0 | 0 | 0 | 0
PeakG | 0 | 0 | 0 | 0 | 0 | 0.04
PeakO | 0 | 0 | 0 | 0 | 0 | 0
ST | 0 | 0 | 0 | 0 | 0 | 0
STOG | 0 | 0 | 0 | 0 | 0 | 0
STWD | 0 | 0 | 0 | 0 | 0 | 0
WT | 0.09 | 0.09 | 0.09 | 0.09 | 0.04 | 0.04
IGCC | 0 | 0 | 0 | 0 | 0 | 0
DemandResponse | 0 | 0 | 0 | 0 | 0 | 0
IGCC-CCS | 0 | 0 | 0 | 0 | 0 | 0
WT_off | 0 | 0 | 0 | 0 | 0 | 0
PseudoUnit | 0 | 0 | 0 | 0 | 0 | 0
FixedInterchange | 0 | 0 | 0 | 0 | 0 | 0
Base VOM Costs by Reporting Type: MAPP_CA
ReportingType | 2015 | 2020 | 2025 | 2030 | 2035 | 2040
BM | 0 | 0 | 0 | 0 | 0 | 0
CC | 9.36 | 5.04 | 1.46 | 0 | 0 | 0.29
CSP | 0 | 0 | 0 | 0 | 0 | 0
CT | 0 | 0 | 0 | 0 | 0 | 0
Coal | 2.27 | 3.01 | 0.09 | 0 | 0 | 0
Geo | 0 | 0 | 0 | 0 | 0 | 0
H | 0 | 0.05 | 0.15 | 0.32 | 0.32 | 0.32
LFG | 0 | 0 | 0 | 0 | 0 | 0
Nuc | 0 | 0 | 0 | 0 | 0 | 0
PS | 0 | 0 | 0 | 0 | 0 | 0
PV | 0 | 0 | 0 | 0 | 0 | 0
PeakG | 0 | 0 | 0 | 0 | 0 | 0
PeakO | 0 | 0 | 0 | 0 | 0 | 0
ST | 0 | 0 | 0 | 0 | 0 | 0
STOG | 0.01 | 0 | 0 | 0 | 0 | 0
STWD | 0 | 0 | 0 | 0 | 0 | 0
WT | 0.02 | 0.02 | 0.02 | 0.02 | 0.02 | 0.02
IGCC | 0 | 0 | 0 | 0 | 0 | 0
DemandResponse | 0 | 0 | 0 | 0 | 0 | 0
IGCC-CCS | 0 | 0 | 0 | 0 | 0 | 0
WT_off | 0 | 0 | 0 | 0 | 0 | 0
PseudoUnit | 0 | 0 | 0 | 0 | 0 | 0
FixedInterchange | 0 | 0 | 0 | 0 | 0 | 0
Base VOM Costs by Reporting Type: AZ_NM_SNV_Coal
ReportingType | 2015 | 2020 | 2025 | 2030 | 2035 | 2040
BM | 0 | 0 | 0 | 0 | 0 | 0
CC | 0 | 0 | 0 | 0 | 0 | 0
CSP | 0 | 0 | 0 | 0 | 0 | 0
CT | 0 | 0 | 0 | 0 | 0 | 0
Coal | 294.02 | 324.69 | 324.69 | 324.69 | 390.36 | 683.6
Geo | 0 | 0 | 0 | 0 | 0 | 0
H | 0 | 0 | 0 | 0 | 0 | 0
LFG | 0 | 0 | 0 | 0 | 0 | 0
Nuc | 0 | 0 | 0 | 0 | 0 | 0
PS | 0 | 0 | 0 | 0 | 0 | 0
PV | 0 | 0 | 0 | 0 | 0 | 0
PeakG | 0 | 0 | 0 | 0 | 0 | 0
PeakO | 0 | 0 | 0 | 0 | 0 | 0
ST | 0 | 0 | 0 | 0 | 0 | 0
STOG | 0 | 0 | 0 | 0 | 0 | 0
STWD | 0 | 0 | 0 | 0 | 0 | 0
WT | 0 | 0 | 0 | 0 | 0 | 0
IGCC | 0 | 0 | 0 | 0 | 0 | 0
DemandResponse | 0 | 0 | 0 | 0 | 0 | 0
IGCC-CCS | 0 | 0 | 0 | 0 | 0 | 0
WT_off | 0 | 0 | 0 | 0 | 0 | 0
PseudoUnit | 0 | 0 | 0 | 0 | 0 | 0
FixedInterchange | 0 | 0 | 0 | 0 | 0 | 0
Base VOM Costs by Reporting Type: AZ_NM_SNV_Gas
ReportingType | 2015 | 2020 | 2025 | 2030 | 2035 | 2040
BM | 0 | 0 | 0 | 0 | 0 | 0
CC | 254.16 | 311.41 | 310.18 | 411.51 | 410.94 | 381.88
CSP | 0 | 0 | 0 | 0 | 0 | 0
CT | 0 | 0 | 1.43 | 2.72 | 0 | 0
Coal | 0 | 0 | 0 | 0 | 0 | 0
Geo | 0 | 0 | 0 | 0 | 0 | 0
H | 0 | 0 | 0 | 0 | 0 | 0
LFG | 0 | 0 | 0 | 0 | 0 | 0
Nuc | 0 | 0 | 0 | 0 | 0 | 0
PS | 0 | 0 | 0 | 0 | 0 | 0
PV | 0 | 0 | 0 | 0 | 0 | 0
PeakG | 0 | 0 | 1.94 | 3.31 | 3.9 | 0
PeakO | 0 | 0 | 0 | 0 | 0 | 0
ST | 0 | 0 | 0 | 0 | 0 | 0
STOG | 0 | 0 | 0 | 0 | 0 | 0
STWD | 0 | 0 | 0 | 0 | 0 | 0
WT | 0 | 0 | 0 | 0 | 0 | 0
IGCC | 0 | 0 | 0 | 0 | 0 | 0
DemandResponse | 0 | 0 | 0 | 0 | 0 | 0
IGCC-CCS | 0 | 0 | 0 | 0 | 0 | 0
WT_off | 0 | 0 | 0 | 0 | 0 | 0
PseudoUnit | 0 | 0 | 0 | 0 | 0 | 0
FixedInterchange | 0 | 0 | 0 | 0 | 0 | 0
Base VOM Costs by Reporting Type: AZ_NM_SNV_NucRenew
ReportingType | 2015 | 2020 | 2025 | 2030 | 2035 | 2040
BM | 0 | 0 | 0 | 0 | 0 | 0
CC | 0 | 0 | 0 | 0 | 0 | 0
CSP | 0 | 0 | 0 | 0 | 0 | 0
CT | 0 | 0 | 0 | 0 | 0 | 0
Coal | 0 | 0 | 0 | 0 | 0 | 0
Geo | 0 | 0 | 116.31 | 116.31 | 116.31 | 116.31
H | 0 | 0 | 0 | 0 | 0 | 0
LFG | 0 | 0 | 0.01 | 0.01 | 0.01 | 0.01
Nuc | 71.66 | 71.66 | 71.66 | 71.66 | 71.66 | 71.66
PS | 0 | 0 | 0 | 0 | 0 | 0
PV | 0 | 0 | 0 | 0 | 0 | 0
PeakG | 0 | 0 | 0 | 0 | 0 | 0
PeakO | 0 | 0 | 0 | 0 | 0 | 0
ST | 0.01 | 0.03 | 0.04 | 0.04 | 0.04 | 0.04
STOG | 0 | 0 | 0 | 0 | 0 | 0
STWD | 0.43 | 0.43 | 0.43 | 0.43 | 0.43 | 0.43
WT | 0.02 | 0.02 | 0.03 | 0.04 | 0.04 | 0.04
IGCC | 0 | 0 | 0 | 0 | 0 | 0
DemandResponse | 0 | 0 | 0 | 0 | 0 | 0
IGCC-CCS | 0 | 0 | 0 | 0 | 0 | 0
WT_off | 0 | 0 | 0 | 0 | 0 | 0
PseudoUnit | 0 | 0 | 0 | 0 | 0 | 0
FixedInterchange | 0 | 0 | 0 | 0 | 0 | 0
Base VOM Costs by Reporting Type: ERCOT
ReportingType | 2015 | 2020 | 2025 | 2030 | 2035 | 2040
BM | 0 | 0.77 | 0.49 | 68.87 | 71.26 | 75.61
CC | 338.06 | 292.48 | 237.89 | 194.7 | 219.46 | 266.7
CSP | 0 | 0 | 0 | 0 | 0 | 0
CT | 0 | 0 | 0 | 0 | 0 | 0
Coal | 469.55 | 548.64 | 573.69 | 574.55 | 581.35 | 586.04
Geo | 0 | 0 | 0 | 0 | 0 | 0
H | 0 | 0 | 0 | 0.02 | 0.02 | 0.02
LFG | 0.01 | 0.01 | 0.04 | 0.04 | 0.04 | 0.04
Nuc | 94.14 | 94.14 | 94.14 | 94.14 | 94.14 | 94.14
PS | 0 | 0 | 0 | 0 | 0 | 0
PV | 0 | 0 | 0 | 0 | 0 | 0
PeakG | 0 | 0 | 0 | 0 | 0 | 0
PeakO | 0 | 0 | 0 | 0 | 0 | 0
ST | 0 | 0 | 0 | 0 | 0 | 0
STOG | 11.11 | 11.89 | 11.81 | 10.69 | 9.87 | 8.93
STWD | 0 | 0 | 0 | 0 | 0 | 0
WT | 0.32 | 0.58 | 0.87 | 1.05 | 1.08 | 1.12
IGCC | 0 | 0 | 0 | 0 | 0 | 0
DemandResponse | 0 | 0 | 0 | 0 | 0 | 0
IGCC-CCS | 0 | 0 | 0 | 0 | 0 | 0
WT_off | 0 | 0 | 0 | 0 | 0 | 0
PseudoUnit | 0 | 0 | 0 | 0 | 0 | 0
FixedInterchange | 0 | 0 | 0 | 0 | 0 | 0
Base VOM Costs by Reporting Type: NP15
ReportingType | 2015 | 2020 | 2025 | 2030 | 2035 | 2040
BM | 0 | 0 | 0 | 0 | 0 | 0
CC | 92.18 | 95 | 74.38 | 59.03 | 37.05 | 14.55
CSP | 0 | 0 | 0 | 0 | 0 | 0
CT | 0 | 0 | 0 | 0 | 0 | 0
Coal | 0.81 | 0 | 0 | 0 | 0 | 0
Geo | 0.11 | 13.44 | 48.23 | 48.23 | 48.23 | 48.23
H | 0 | 0 | 0 | 0 | 0 | 0
LFG | 0.01 | 0.06 | 0.06 | 0.06 | 0.06 | 0.06
Nuc | 42.53 | 42.53 | 42.53 | 42.53 | 42.53 | 42.53
PS | 0 | 0 | 0 | 0 | 0 | 0
PV | 0 | 0 | 0 | 0 | 0 | 0
PeakG | 0 | 0 | 0 | 0 | 0 | 0.05
PeakO | 0 | 0 | 0 | 0 | 0 | 0
ST | 0 | 0 | 0 | 0 | 0 | 0
STOG | 0.31 | 0.41 | 0.17 | 0.34 | 0.21 | 0.38
STWD | 7.35 | 7.35 | 7.35 | 7.35 | 7.35 | 7.35
WT | 0.04 | 0.04 | 0.29 | 0.36 | 0.36 | 0.36
IGCC | 0 | 0 | 0 | 0 | 0 | 0
DemandResponse | 0 | 0 | 0 | 0 | 0 | 0
IGCC-CCS | 0 | 0 | 0 | 0 | 0 | 0
WT_off | 0 | 0 | 0 | 0 | 0 | 0
PseudoUnit | 0 | 0 | 0 | 0 | 0 | 0
FixedInterchange | 0 | 0 | 0 | 0 | 0 | 0
Base VOM Costs by Reporting Type: NWPP_Coal
ReportingType | 2015 | 2020 | 2025 | 2030 | 2035 | 2040
BM | 0 | 0 | 0 | 0 | 0 | 0
CC | 0 | 0 | 0 | 0 | 0 | 0
CSP | 0 | 0 | 0 | 0 | 0 | 0
CT | 0 | 0 | 0 | 0 | 0 | 0
Coal | 368.81 | 406.83 | 406.83 | 406.83 | 406.83 | 406.83
Geo | 0 | 0 | 0 | 0 | 0 | 0
H | 0 | 0 | 0 | 0 | 0 | 0
LFG | 0 | 0 | 0 | 0 | 0 | 0
Nuc | 0 | 0 | 0 | 0 | 0 | 0
PS | 0 | 0 | 0 | 0 | 0 | 0
PV | 0 | 0 | 0 | 0 | 0 | 0
PeakG | 0 | 0 | 0 | 0 | 0 | 0
PeakO | 0 | 0 | 0 | 0 | 0 | 0
ST | 0 | 0 | 0 | 0 | 0 | 0
STOG | 0 | 0 | 0 | 0 | 0 | 0
STWD | 0 | 0 | 0 | 0 | 0 | 0
WT | 0 | 0 | 0 | 0 | 0 | 0
IGCC | 0 | 0 | 0 | 0 | 0 | 0
DemandResponse | 0 | 0 | 0 | 0 | 0 | 0
IGCC-CCS | 0 | 0 | 0 | 0 | 0 | 0
WT_off | 0 | 0 | 0 | 0 | 0 | 0
PseudoUnit | 0 | 0 | 0 | 0 | 0 | 0
FixedInterchange | 0 | 0 | 0 | 0 | 0 | 0
Base VOM Costs by Reporting Type: NWPP_Gas
ReportingType | 2015 | 2020 | 2025 | 2030 | 2035 | 2040
BM | 0 | 0 | 0 | 0 | 0 | 0
CC | 122.48 | 122.48 | 122.48 | 203.85 | 326.18 | 334.93
CSP | 0 | 0 | 0 | 0 | 0 | 0
CT | 0 | 0 | 0 | 0 | 0 | 0
Coal | 0 | 0 | 0 | 0 | 0 | 13.92
Geo | 0 | 0 | 0 | 0 | 0 | 0
H | 0 | 0 | 0 | 0 | 0 | 0
LFG | 0 | 0 | 0 | 0 | 0 | 0
Nuc | 0 | 0 | 0 | 0 | 0 | 0
PS | 0 | 0 | 0 | 0 | 0 | 0
PV | 0 | 0 | 0 | 0 | 0 | 0
PeakG | 0 | 0 | 0 | 0 | 0 | 0
PeakO | 0 | 0 | 0 | 0 | 0 | 0
ST | 0 | 0 | 0 | 0 | 0 | 0
STOG | 0 | 0 | 0 | 0 | 0 | 0
STWD | 0 | 0 | 0 | 0 | 0 | 0
WT | 0 | 0 | 0 | 0 | 0 | 0
IGCC | 0 | 0 | 0 | 0 | 0 | 0
DemandResponse | 0 | 0 | 0 | 0 | 0 | 0
IGCC-CCS | 0 | 0 | 0 | 0 | 0 | 0
WT_off | 0 | 0 | 0 | 0 | 0 | 0
PseudoUnit | 0 | 0 | 0 | 0 | 0 | 0
FixedInterchange | 0 | 0 | 0 | 0 | 0 | 0
Base VOM Costs by Reporting Type: NWPP_NucRenew
ReportingType | 2015 | 2020 | 2025 | 2030 | 2035 | 2040
BM | 0 | 0 | 0 | 0 | 0 | 0
CC | 0 | 0 | 0 | 0 | 0 | 0
CSP | 0 | 0 | 0 | 0 | 0 | 0
CT | 0 | 0 | 0 | 0 | 0 | 0
Coal | 0 | 0 | 0 | 0 | 0 | 0
Geo | 6.93 | 6.93 | 41.74 | 41.74 | 41.74 | 41.74
H | 0 | 0 | 0 | 0 | 0 | 0
LFG | 0.01 | 0.01 | 0.03 | 0.03 | 0.03 | 0.03
Nuc | 20.91 | 20.91 | 20.91 | 20.91 | 20.91 | 20.91
PS | 0 | 0 | 0 | 0 | 0 | 0
PV | 0 | 0 | 0 | 0 | 0 | 0
PeakG | 0 | 0 | 0 | 0 | 0 | 0
PeakO | 0 | 0 | 0 | 0 | 0 | 0
ST | 0 | 0 | 0 | 0 | 0 | 0
STOG | 0 | 0 | 0 | 0 | 0 | 0
STWD | 0 | 0.19 | 2.1 | 6.31 | 6.31 | 6.31
WT | 0.19 | 0.19 | 0.19 | 0.19 | 0.19 | 0.19
IGCC | 0 | 0 | 0 | 0 | 0 | 0
DemandResponse | 0 | 0 | 0 | 0 | 0 | 0
IGCC-CCS | 0 | 0 | 0 | 0 | 0 | 0
WT_off | 0 | 0 | 0 | 0 | 0 | 0
PseudoUnit | 0 | 0 | 0 | 0 | 0 | 0
FixedInterchange | 0 | 0 | 0 | 0 | 0 | 0
Base VOM Costs by Reporting Type: RMPA
ReportingType | 2015 | 2020 | 2025 | 2030 | 2035 | 2040
BM | 0 | 0 | 0 | 0 | 0 | 0
CC | 10.76 | 15.27 | 5.24 | 7.56 | 6.14 | 6.62
CSP | 0 | 0 | 0 | 0 | 0 | 0
CT | 0 | 0 | 0 | 0 | 0 | 0
Coal | 211.72 | 226.81 | 212.6 | 212.6 | 252.12 | 291.22
Geo | 0 | 36.8 | 204.16 | 206.14 | 206.14 | 206.14
H | 0 | 0 | 0 | 0 | 0 | 0
LFG | 0 | 0 | 0 | 0 | 0 | 0
Nuc | 0 | 0 | 0 | 0 | 0 | 0
PS | 0 | 0 | 0 | 0 | 0 | 0
PV | 0 | 0 | 0 | 0 | 0 | 0
PeakG | 0.03 | 0.14 | 0 | 0.24 | 0.04 | 0.07
PeakO | 0 | 0 | 0 | 0 | 0 | 0
ST | 0 | 0.01 | 0.01 | 0.01 | 0.01 | 0.01
STOG | 0 | 0 | 0 | 0 | 0 | 0
STWD | 0 | 0 | 0 | 0 | 0 | 0
WT | 0.07 | 0.07 | 0.07 | 0.07 | 0.07 | 0.07
IGCC | 0 | 0 | 0 | 0 | 0 | 0
DemandResponse | 0 | 0 | 0 | 0 | 0 | 0
IGCC-CCS | 0 | 0 | 0 | 0 | 0 | 0
WT_off | 0 | 0 | 0 | 0 | 0 | 0
PseudoUnit | 0 | 0 | 0 | 0 | 0 | 0
FixedInterchange | 0 | 0 | 0 | 0 | 0 | 0
Base VOM Costs by Reporting Type: SP15
ReportingType | 2015 | 2020 | 2025 | 2030 | 2035 | 2040
BM | 0.22 | 0.22 | 0.22 | 0.22 | 0.14 | 0.14
CC | 59.73 | 59.98 | 53.19 | 47.46 | 43.25 | 23.09
CSP | 0 | 0 | 0 | 0 | 0 | 0
CT | 0 | 0 | 0 | 0 | 0 | 0
Coal | 2.89 | 3.19 | 3.19 | 2.57 | 0 | 0
Geo | 4.1 | 120.4 | 120.4 | 120.4 | 120.4 | 120.4
H | 0 | 0 | 0 | 0 | 0 | 0
LFG | 0.02 | 0.07 | 0.07 | 0.07 | 0.07 | 0.07
Nuc | 41.61 | 41.61 | 41.61 | 41.61 | 41.61 | 41.61
PS | 0 | 0 | 0 | 0 | 0 | 0
PV | 0 | 0 | 0 | 0 | 0 | 0
PeakG | 0 | 0 | 0 | 0 | 0.03 | 0
PeakO | 0 | 0 | 0 | 0 | 0 | 0
ST | 0.02 | 0.02 | 0.02 | 0.02 | 0.02 | 0.02
STOG | 0.52 | 0.8 | 0.55 | 0.94 | 1.9 | 1.21
STWD | 1.98 | 1.98 | 1.98 | 1.98 | 1.98 | 1.98
WT | 0.07 | 0.07 | 0.07 | 0.07 | 0.07 | 0.07
IGCC | 0 | 0 | 0 | 0 | 0 | 0
DemandResponse | 0 | 0 | 0 | 0 | 0 | 0
IGCC-CCS | 0 | 0 | 0 | 0 | 0 | 0
WT_off | 0 | 0 | 0 | 0 | 0 | 0
PseudoUnit | 0 | 0 | 0 | 0 | 0 | 0
FixedInterchange | 0 | 0 | 0 | 0 | 0 | 0
Base VOM Costs by Reporting Type: ALB
ReportingType | 2015 | 2020 | 2025 | 2030 | 2035 | 2040
BM | 0 | 0 | 0 | 0 | 0 | 0
CC | 47.54 | 61.01 | 82.5 | 98.47 | 125.28 | 144.57
CSP | 0 | 0 | 0 | 0 | 0 | 0
CT | 0 | 0 | 0 | 0 | 0 | 0
Coal | 167.67 | 167.67 | 167.67 | 167.67 | 167.67 | 167.67
Geo | 0 | 0 | 0 | 0 | 0 | 0
H | 0 | 0 | 0 | 0 | 0 | 0
LFG | 0 | 0 | 0 | 0 | 0 | 0
Nuc | 0 | 0 | 0 | 0 | 0 | 0
PS | 0 | 0 | 0 | 0 | 0 | 0
PV | 0 | 0 | 0 | 0 | 0 | 0
PeakG | 0 | 0 | 0 | 0 | 0 | 0
PeakO | 0 | 0 | 0 | 0 | 0 | 0
ST | 0 | 0 | 0 | 0 | 0 | 0
STOG | 0 | 0 | 0 | 0 | 0 | 0
STWD | 0 | 0 | 0 | 0 | 0 | 0
WT | 0.02 | 0.02 | 0.02 | 0.02 | 0.02 | 0.02
IGCC | 0 | 0 | 0 | 0 | 0 | 0
DemandResponse | 0 | 0 | 0 | 0 | 0 | 0
IGCC-CCS | 0 | 0 | 0 | 0 | 0 | 0
WT_off | 0 | 0 | 0 | 0 | 0 | 0
PseudoUnit | 0 | 0 | 0 | 0 | 0 | 0
FixedInterchange | 0 | 0 | 0 | 0 | 0 | 0
Base VOM Costs by Reporting Type: BC
ReportingType | 2015 | 2020 | 2025 | 2030 | 2035 | 2040
BM | 0 | 0 | 0 | 0 | 0 | 0
CC | 34.39 | 38.93 | 52.35 | 69.95 | 88.18 | 105.98
CSP | 0 | 0 | 0 | 0 | 0 | 0
CT | 0 | 0 | 0 | 0 | 0 | 0
Coal | 0 | 0 | 0 | 0 | 0 | 0
Geo | 0 | 0 | 0 | 0 | 0 | 0
H | 0 | 0 | 0 | 0 | 0 | 0
LFG | 0 | 0 | 0 | 0 | 0 | 0
Nuc | 0 | 0 | 0 | 0 | 0 | 0
PS | 0 | 0 | 0 | 0 | 0 | 0
PV | 0 | 0 | 0 | 0 | 0 | 0
PeakG | 0 | 0 | 0 | 0 | 0 | 0
PeakO | 0 | 0 | 0 | 0 | 0 | 0
ST | 0 | 0 | 0 | 0 | 0 | 0
STOG | 0 | 0 | 0 | 0 | 0 | 0
STWD | 0 | 0 | 0 | 0 | 0 | 0
WT | 0.01 | 0.01 | 0.01 | 0.01 | 0.01 | 0.01
IGCC | 0 | 0 | 0 | 0 | 0 | 0
DemandResponse | 0 | 0 | 0 | 0 | 0 | 0
IGCC-CCS | 0 | 0 | 0 | 0 | 0 | 0
WT_off | 0 | 0 | 0 | 0 | 0 | 0
PseudoUnit | 0 | 0 | 0 | 0 | 0 | 0
FixedInterchange | 0 | 0 | 0 | 0 | 0 | 0
Base VOM Costs by Reporting Type: HQ_IESO
ReportingType | 2015 | 2020 | 2025 | 2030 | 2035 | 2040
BM | 0 | 0 | 0 | 0 | 0 | 0
CC | 0 | 0 | 0 | 0 | 0 | 0
CSP | 0 | 0 | 0 | 0 | 0 | 0
CT | 0 | 0 | 0 | 0 | 0 | 0
Coal | 0 | 0 | 0 | 0 | 0 | 0
Geo | 0 | 0 | 0 | 0 | 0 | 0
H | 0 | 0 | 0 | 0 | 0 | 0
LFG | 0 | 0 | 0 | 0 | 0 | 0
Nuc | 0 | 0 | 0 | 0 | 0 | 0
PS | 0 | 0 | 0 | 0 | 0 | 0
PV | 0 | 0 | 0 | 0 | 0 | 0
PeakG | 0 | 0 | 0 | 0 | 0 | 0
PeakO | 0 | 0 | 0 | 0 | 0 | 0
ST | 0 | 0 | 0 | 0 | 0 | 0
STOG | 0 | 0 | 0 | 0 | 0 | 0
STWD | 0 | 0 | 0 | 0 | 0 | 0
WT | 0 | 0 | 0 | 0 | 0 | 0
IGCC | 0 | 0 | 0 | 0 | 0 | 0
DemandResponse | 0 | 0 | 0 | 0 | 0 | 0
IGCC-CCS | 0 | 0 | 0 | 0 | 0 | 0
WT_off | 0 | 0 | 0 | 0 | 0 | 0
PseudoUnit | 0 | 0 | 0 | 0 | 0 | 0
FixedInterchange | 0 | 0 | 0 | 0 | 0 | 0
Base VOM Costs by Reporting Type: HQ_NEISO
ReportingType | 2015 | 2020 | 2025 | 2030 | 2035 | 2040
BM | 0 | 0 | 0 | 0 | 0 | 0
CC | 0 | 0 | 0 | 0 | 0 | 0
CSP | 0 | 0 | 0 | 0 | 0 | 0
CT | 0 | 0 | 0 | 0 | 0 | 0
Coal | 0 | 0 | 0 | 0 | 0 | 0
Geo | 0 | 0 | 0 | 0 | 0 | 0
H | 0 | 0 | 0 | 0 | 0 | 0
LFG | 0 | 0 | 0 | 0 | 0 | 0
Nuc | 0 | 0 | 0 | 0 | 0 | 0
PS | 0 | 0 | 0 | 0 | 0 | 0
PV | 0 | 0 | 0 | 0 | 0 | 0
PeakG | 0 | 0 | 0 | 0 | 0 | 0
PeakO | 0 | 0 | 0 | 0 | 0 | 0
ST | 0 | 0 | 0 | 0 | 0 | 0
STOG | 0 | 0 | 0 | 0 | 0 | 0
STWD | 0 | 0 | 0 | 0 | 0 | 0
WT | 0 | 0 | 0 | 0 | 0 | 0
IGCC | 0 | 0 | 0 | 0 | 0 | 0
DemandResponse | 0 | 0 | 0 | 0 | 0 | 0
IGCC-CCS | 0 | 0 | 0 | 0 | 0 | 0
WT_off | 0 | 0 | 0 | 0 | 0 | 0
PseudoUnit | 0 | 0 | 0 | 86.83 | 86.83 | 86.83
FixedInterchange | 0 | 0 | 0 | 0 | 0 | 0
Base VOM Costs by Reporting Type: HQ_NY
ReportingType | 2015 | 2020 | 2025 | 2030 | 2035 | 2040
BM | 0 | 0 | 0 | 0 | 0 | 0
CC | 0 | 0 | 0 | 0 | 0 | 0
CSP | 0 | 0 | 0 | 0 | 0 | 0
CT | 0 | 0 | 0 | 0 | 0 | 0
Coal | 0 | 0 | 0 | 0 | 0 | 0
Geo | 0 | 0 | 0 | 0 | 0 | 0
H | 0 | 0 | 0 | 0 | 0 | 0
LFG | 0 | 0 | 0 | 0 | 0 | 0
Nuc | 0 | 0 | 0 | 0 | 0 | 0
PS | 0 | 0 | 0 | 0 | 0 | 0
PV | 0 | 0 | 0 | 0 | 0 | 0
PeakG | 0 | 0 | 0 | 0 | 0 | 0
PeakO | 0 | 0 | 0 | 0 | 0 | 0
ST | 0 | 0 | 0 | 0 | 0 | 0
STOG | 0 | 0 | 0 | 0 | 0 | 0
STWD | 0 | 0 | 0 | 0 | 0 | 0
WT | 0 | 0 | 0 | 0 | 0 | 0
IGCC | 0 | 0 | 0 | 0 | 0 | 0
DemandResponse | 0 | 0 | 0 | 0 | 0 | 0
IGCC-CCS | 0 | 0 | 0 | 0 | 0 | 0
WT_off | 0 | 0 | 0 | 0 | 0 | 0
PseudoUnit | 0 | 37.48 | 101.99 | 101.99 | 101.99 | 101.99
FixedInterchange | 0 | 0 | 0 | 0 | 0 | 0
Base VOM Costs by Reporting Type: MARITIMES
ReportingType | 2015 | 2020 | 2025 | 2030 | 2035 | 2040
BM | 0 | 0 | 0 | 0 | 0 | 0
CC | 0 | 0 | 0 | 0 | 0 | 0
CSP | 0 | 0 | 0 | 0 | 0 | 0
CT | 0 | 0 | 0 | 0 | 0 | 0
Coal | 0 | 0 | 0 | 0 | 0 | 0
Geo | 0 | 0 | 0 | 0 | 0 | 0
H | 0 | 0 | 0 | 0 | 0 | 0
LFG | 0 | 0 | 0 | 0 | 0 | 0
Nuc | 0 | 0 | 0 | 0 | 0 | 0
PS | 0 | 0 | 0 | 0 | 0 | 0
PV | 0 | 0 | 0 | 0 | 0 | 0
PeakG | 0 | 0 | 0 | 0 | 0 | 0
PeakO | 0 | 0 | 0 | 0 | 0 | 0
ST | 0 | 0 | 0 | 0 | 0 | 0
STOG | 0 | 0 | 0 | 0 | 0 | 0
STWD | 0 | 0 | 0 | 0 | 0 | 0
WT | 0 | 0 | 0 | 0 | 0 | 0
IGCC | 0 | 0 | 0 | 0 | 0 | 0
DemandResponse | 0 | 0 | 0 | 0 | 0 | 0
IGCC-CCS | 0 | 0 | 0 | 0 | 0 | 0
WT_off | 0 | 0 | 0 | 0 | 0 | 0
PseudoUnit | 0 | 17.37 | 17.37 | 17.37 | 17.37 | 17.37
FixedInterchange | 0 | 0 | 0 | 0 | 0 | 0
Base VOM Costs by Reporting Type: All
ReportingType | 2015 | 2020 | 2025 | 2030 | 2035 | 2040
BM | 9.72 | 32.1 | 49.26 | 122.2 | 129.15 | 133.49
CC | 2770.41 | 2953.42 | 2620.33 | 2467 | 3396.76 | 4036.03
CSP | 0 | 0 | 0 | 0 | 0 | 0
CT | 2.3 | 11.01 | 21.54 | 21.1 | 39.05 | 54.51
Coal | 6928.11 | 7015.01 | 6902.32 | 6711.17 | 7160.36 | 7825.23
Geo | 11.14 | 177.58 | 530.84 | 532.83 | 532.83 | 532.83
H | 0 | 0.1 | 0.27 | 0.46 | 0.46 | 0.48
LFG | 0.38 | 0.54 | 0.73 | 0.79 | 0.79 | 0.79
Nuc | 2164.81 | 2225.48 | 2225.48 | 2197.91 | 1706.52 | 1342.12
PS | 0 | 0 | 0 | 0 | 0 | 0
PV | 0.02 | 0.06 | 0.08 | 0.08 | 0.08 | 0.09
PeakG | 25.03 | 38.75 | 42.22 | 35.96 | 49.71 | 38.95
PeakO | 0 | 0 | 0.01 | 0 | 0 | 0
ST | 0.03 | 0.06 | 0.07 | 0.07 | 0.07 | 0.07
STOG | 36.95 | 44.82 | 41.12 | 36.45 | 42.97 | 43.13
STWD | 26.25 | 41.3 | 34.65 | 45.88 | 46.2 | 52.79
WT | 2.03 | 3.57 | 6.55 | 9.41 | 9.84 | 10.28
IGCC | 30.43 | 30.43 | 30.43 | 30.43 | 30.43 | 30.43
DemandResponse | 0 | 0 | 0 | 0 | 0 | 0
IGCC-CCS | 0 | 0 | 0 | 0 | 0 | 0
WT_off | 0.02 | 0.02 | 0.06 | 0.06 | 0.04 | 0.04
PseudoUnit | 0 | 54.85 | 119.36 | 206.18 | 206.18 | 206.18
FixedInterchange | 0 | 0 | 0 | 0 | 0 | 0
Base VOM Costs by Reporting Type: EI_US
ReportingType | 2015 | 2020 | 2025 | 2030 | 2035 | 2040
BM | 9.5 | 31.11 | 48.55 | 53.11 | 57.75 | 57.75
CC | 1795.04 | 1947.29 | 1676.72 | 1371.52 | 2121.92 | 2695.26
CSP | 0 | 0 | 0 | 0 | 0 | 0
CT | 2.3 | 11.01 | 20.11 | 18.39 | 39 | 53.42
Coal | 5410.35 | 5334.16 | 5213.55 | 5022.25 | 5362.02 | 5675.94
Geo | 0 | 0 | 0 | 0 | 0 | 0
H | 0 | 0.05 | 0.12 | 0.12 | 0.12 | 0.12
LFG | 0.32 | 0.38 | 0.51 | 0.57 | 0.57 | 0.57
Nuc | 1653.22 | 1713.9 | 1713.9 | 1686.33 | 1213.99 | 878.06
PS | 0 | 0 | 0 | 0 | 0 | 0
PV | 0 | 0.05 | 0.07 | 0.07 | 0.07 | 0.07
PeakG | 25 | 38.61 | 40.28 | 32.41 | 45.74 | 38.8
PeakO | 0 | 0 | 0.01 | 0 | 0 | 0
ST | 0 | 0 | 0 | 0 | 0 | 0
STOG | 25 | 31.72 | 28.58 | 24.49 | 31.01 | 32.61
STWD | 16.49 | 31.34 | 22.78 | 29.81 | 30.13 | 36.72
WT | 1.2 | 2.48 | 4.91 | 7.5 | 7.96 | 8.35
IGCC | 30.43 | 30.43 | 30.43 | 30.43 | 30.43 | 30.43
DemandResponse | 0 | 0 | 0 | 0 | 0 | 0
IGCC-CCS | 0 | 0 | 0 | 0 | 0 | 0
WT_off | 0.02 | 0.02 | 0.06 | 0.06 | 0.04 | 0.04
PseudoUnit | 0 | 54.85 | 119.36 | 206.18 | 206.18 | 206.18
FixedInterchange | 0 | 0 | 0 | 0 | 0 | 0
Base VOM Costs by Reporting Type: EI_Canada
ReportingType | 2015 | 2020 | 2025 | 2030 | 2035 | 2040
BM | 0 | 0 | 0 | 0 | 0 | 0
CC | 16.07 | 9.57 | 5.39 | 2.96 | 18.36 | 62.45
CSP | 0 | 0 | 0 | 0 | 0 | 0
CT | 0 | 0 | 0 | 0 | 0.05 | 1.09
Coal | 2.27 | 3.01 | 0.09 | 0 | 0 | 0
Geo | 0 | 0 | 0 | 0 | 0 | 0
H | 0 | 0.05 | 0.15 | 0.32 | 0.32 | 0.34
LFG | 0.01 | 0.01 | 0.01 | 0.01 | 0.01 | 0.01
Nuc | 240.73 | 240.73 | 240.73 | 240.73 | 221.68 | 193.2
PS | 0 | 0 | 0 | 0 | 0 | 0
PV | 0 | 0 | 0 | 0 | 0 | 0
PeakG | 0 | 0 | 0 | 0 | 0 | 0.04
PeakO | 0 | 0 | 0 | 0 | 0 | 0
ST | 0 | 0 | 0 | 0 | 0 | 0
STOG | 0.01 | 0 | 0 | 0 | 0 | 0
STWD | 0 | 0 | 0 | 0 | 0 | 0
WT | 0.11 | 0.11 | 0.11 | 0.11 | 0.05 | 0.05
IGCC | 0 | 0 | 0 | 0 | 0 | 0
DemandResponse | 0 | 0 | 0 | 0 | 0 | 0
IGCC-CCS | 0 | 0 | 0 | 0 | 0 | 0
WT_off | 0 | 0 | 0 | 0 | 0 | 0
PseudoUnit | 0 | 0 | 0 | 0 | 0 | 0
FixedInterchange | 0 | 0 | 0 | 0 | 0 | 0
Base VOM Costs by Reporting Type: EI
ReportingType | 2015 | 2020 | 2025 | 2030 | 2035 | 2040
BM | 9.5 | 31.11 | 48.55 | 53.11 | 57.75 | 57.75
CC | 1811.11 | 1956.86 | 1682.11 | 1374.48 | 2140.29 | 2757.71
CSP | 0 | 0 | 0 | 0 | 0 | 0
CT | 2.3 | 11.01 | 20.11 | 18.39 | 39.05 | 54.51
Coal | 5412.62 | 5337.17 | 5213.64 | 5022.25 | 5362.02 | 5675.94
Geo | 0 | 0 | 0 | 0 | 0 | 0
H | 0 | 0.1 | 0.27 | 0.44 | 0.44 | 0.46
LFG | 0.33 | 0.4 | 0.53 | 0.58 | 0.58 | 0.58
Nuc | 1893.95 | 1954.63 | 1954.63 | 1927.06 | 1435.67 | 1071.27
PS | 0 | 0 | 0 | 0 | 0 | 0
PV | 0.01 | 0.05 | 0.07 | 0.07 | 0.07 | 0.08
PeakG | 25 | 38.61 | 40.28 | 32.41 | 45.74 | 38.84
PeakO | 0 | 0 | 0.01 | 0 | 0 | 0
ST | 0 | 0 | 0 | 0 | 0 | 0
STOG | 25.01 | 31.72 | 28.58 | 24.49 | 31.01 | 32.61
STWD | 16.49 | 31.34 | 22.78 | 29.81 | 30.13 | 36.72
WT | 1.31 | 2.59 | 5.02 | 7.61 | 8.01 | 8.4
IGCC | 30.43 | 30.43 | 30.43 | 30.43 | 30.43 | 30.43
DemandResponse | 0 | 0 | 0 | 0 | 0 | 0
IGCC-CCS | 0 | 0 | 0 | 0 | 0 | 0
WT_off | 0.02 | 0.02 | 0.06 | 0.06 | 0.04 | 0.04
PseudoUnit | 0 | 54.85 | 119.36 | 206.18 | 206.18 | 206.18
FixedInterchange | 0 | 0 | 0 | 0 | 0 | 0
Base VOM Costs by Reporting Type: Outside_EI
ReportingType | 2015 | 2020 | 2025 | 2030 | 2035 | 2040
BM | 0.22 | 0.99 | 0.71 | 69.09 | 71.4 | 75.75
CC | 959.3 | 996.56 | 938.22 | 1092.52 | 1256.48 | 1278.32
CSP | 0 | 0 | 0 | 0 | 0 | 0
CT | 0 | 0 | 1.43 | 2.72 | 0 | 0
Coal | 1515.49 | 1677.84 | 1688.68 | 1688.91 | 1798.34 | 2149.29
Geo | 11.13 | 177.57 | 530.84 | 532.83 | 532.83 | 532.83
H | 0 | 0 | 0 | 0.02 | 0.02 | 0.02
LFG | 0.05 | 0.14 | 0.2 | 0.2 | 0.2 | 0.2
Nuc | 270.85 | 270.85 | 270.85 | 270.85 | 270.85 | 270.85
PS | 0 | 0 | 0 | 0 | 0 | 0
PV | 0.01 | 0.01 | 0.01 | 0.01 | 0.01 | 0.01
PeakG | 0.03 | 0.14 | 1.94 | 3.55 | 3.97 | 0.12
PeakO | 0 | 0 | 0 | 0 | 0 | 0
ST | 0.03 | 0.06 | 0.07 | 0.07 | 0.07 | 0.07
STOG | 11.94 | 13.1 | 12.54 | 11.96 | 11.97 | 10.51
STWD | 9.77 | 9.96 | 11.87 | 16.07 | 16.07 | 16.07
WT | 0.72 | 0.98 | 1.53 | 1.8 | 1.83 | 1.87
IGCC | 0 | 0 | 0 | 0 | 0 | 0
DemandResponse | 0 | 0 | 0 | 0 | 0 | 0
IGCC-CCS | 0 | 0 | 0 | 0 | 0 | 0
WT_off | 0 | 0 | 0 | 0 | 0 | 0
PseudoUnit | 0 | 0 | 0 | 0 | 0 | 0
FixedInterchange | 0 | 0 | 0 | 0 | 0 | 0
#9 | 0.15: Retrofit VOM Costs ($million)
Retrofit VOM Costs by Reporting Type: Entergy
ReportingType | 2015 | 2020 | 2025 | 2030 | 2035 | 2040
BM | 0 | 0 | 0 | 0 | 0 | 0
CC | 0 | 0 | 0 | 0 | 0 | 0
CSP | 0 | 0 | 0 | 0 | 0 | 0
CT | 0 | 0 | 0 | 0 | 0 | 0
Coal | 15.01 | 283.2 | 262.66 | 215.12 | 278.32 | 325.05
Geo | 0 | 0 | 0 | 0 | 0 | 0
H | 0 | 0 | 0 | 0 | 0 | 0
LFG | 0 | 0 | 0 | 0 | 0 | 0
Nuc | 0 | 0 | 0 | 0 | 0 | 0
PS | 0 | 0 | 0 | 0 | 0 | 0
PV | 0 | 0 | 0 | 0 | 0 | 0
PeakG | 0 | 0 | 0 | 0 | 0 | 0
PeakO | 0 | 0 | 0 | 0 | 0 | 0
ST | 0 | 0 | 0 | 0 | 0 | 0
STOG | 0 | 0 | 0 | 0 | 0 | 0
STWD | 0 | 0 | 0 | 0 | 0 | 0
WT | 0 | 0 | 0 | 0 | 0 | 0
IGCC | 0 | 0 | 0 | 0 | 0 | 0
DemandResponse | 0 | 0 | 0 | 0 | 0 | 0
IGCC-CCS | 0 | 0 | 0 | 0 | 0 | 0
WT_off | 0 | 0 | 0 | 0 | 0 | 0
PseudoUnit | 0 | 0 | 0 | 0 | 0 | 0
FixedInterchange | 0 | 0 | 0 | 0 | 0 | 0
Retrofit VOM Costs by Reporting Type: FRCC
ReportingType | 2015 | 2020 | 2025 | 2030 | 2035 | 2040
BM | 0 | 0 | 0 | 0 | 0 | 0
CC | 0 | 0 | 0 | 0 | 0 | 0
CSP | 0 | 0 | 0 | 0 | 0 | 0
CT | 0 | 0 | 0 | 0 | 0 | 0
Coal | 225.26 | 275.22 | 277.13 | 286.55 | 296.13 | 296.13
Geo | 0 | 0 | 0 | 0 | 0 | 0
H | 0 | 0 | 0 | 0 | 0 | 0
LFG | 0 | 0 | 0 | 0 | 0 | 0
Nuc | 0 | 0 | 0 | 0 | 0 | 0
PS | 0 | 0 | 0 | 0 | 0 | 0
PV | 0 | 0 | 0 | 0 | 0 | 0
PeakG | 0 | 0 | 0 | 0 | 0 | 0
PeakO | 0 | 0 | 0 | 0 | 0 | 0
ST | 0 | 0 | 0 | 0 | 0 | 0
STOG | 0 | 0 | 0 | 0 | 0 | 0
STWD | 0 | 0 | 0 | 0 | 0 | 0
WT | 0 | 0 | 0 | 0 | 0 | 0
IGCC | 0 | 0 | 0 | 0 | 0 | 0
DemandResponse | 0 | 0 | 0 | 0 | 0 | 0
IGCC-CCS | 0 | 0 | 0 | 0 | 0 | 0
WT_off | 0 | 0 | 0 | 0 | 0 | 0
PseudoUnit | 0 | 0 | 0 | 0 | 0 | 0
FixedInterchange | 0 | 0 | 0 | 0 | 0 | 0
Retrofit VOM Costs by Reporting Type: MAPP_US
ReportingType | 2015 | 2020 | 2025 | 2030 | 2035 | 2040
BM | 0 | 0 | 0 | 0 | 0 | 0
CC | 0 | 0 | 0 | 0 | 0 | 0
CSP | 0 | 0 | 0 | 0 | 0 | 0
CT | 0 | 0 | 0 | 0 | 0 | 0
Coal | 94.43 | 100.27 | 98.64 | 92.26 | 91.19 | 88.77
Geo | 0 | 0 | 0 | 0 | 0 | 0
H | 0 | 0 | 0 | 0 | 0 | 0
LFG | 0 | 0 | 0 | 0 | 0 | 0
Nuc | 0 | 0 | 0 | 0 | 0 | 0
PS | 0 | 0 | 0 | 0 | 0 | 0
PV | 0 | 0 | 0 | 0 | 0 | 0
PeakG | 0 | 0 | 0 | 0 | 0 | 0
PeakO | 0 | 0 | 0 | 0 | 0 | 0
ST | 0 | 0 | 0 | 0 | 0 | 0
STOG | 0 | 0 | 0 | 0 | 0 | 0
STWD | 0 | 0 | 0 | 0 | 0 | 0
WT | 0 | 0 | 0 | 0 | 0 | 0
IGCC | 0 | 0 | 0 | 0 | 0 | 0
DemandResponse | 0 | 0 | 0 | 0 | 0 | 0
IGCC-CCS | 0 | 0 | 0 | 0 | 0 | 0
WT_off | 0 | 0 | 0 | 0 | 0 | 0
PseudoUnit | 0 | 0 | 0 | 0 | 0 | 0
FixedInterchange | 0 | 0 | 0 | 0 | 0 | 0
Retrofit VOM Costs by Reporting Type: MISO_IN
ReportingType | 2015 | 2020 | 2025 | 2030 | 2035 | 2040
BM | 0 | 0 | 0 | 0 | 0 | 0
CC | 0 | 0 | 0 | 0 | 0 | 0
CSP | 0 | 0 | 0 | 0 | 0 | 0
CT | 0 | 0 | 0 | 0 | 0 | 0
Coal | 328.07 | 509.61 | 501.92 | 492.85 | 562.47 | 567.53
Geo | 0 | 0 | 0 | 0 | 0 | 0
H | 0 | 0 | 0 | 0 | 0 | 0
LFG | 0 | 0 | 0 | 0 | 0 | 0
Nuc | 0 | 0 | 0 | 0 | 0 | 0
PS | 0 | 0 | 0 | 0 | 0 | 0
PV | 0 | 0 | 0 | 0 | 0 | 0
PeakG | 0 | 0 | 0 | 0 | 0 | 0
PeakO | 0 | 0 | 0 | 0 | 0 | 0
ST | 0 | 0 | 0 | 0 | 0 | 0
STOG | 0 | 0 | 0 | 0 | 0 | 0
STWD | 0 | 0 | 0 | 0 | 0 | 0
WT | 0 | 0 | 0 | 0 | 0 | 0
IGCC | 0 | 0 | 0 | 0 | 0 | 0
DemandResponse | 0 | 0 | 0 | 0 | 0 | 0
IGCC-CCS | 0 | 0 | 0 | 0 | 0 | 0
WT_off | 0 | 0 | 0 | 0 | 0 | 0
PseudoUnit | 0 | 0 | 0 | 0 | 0 | 0
FixedInterchange | 0 | 0 | 0 | 0 | 0 | 0
Retrofit VOM Costs by Reporting Type: MISO_MI
ReportingType | 2015 | 2020 | 2025 | 2030 | 2035 | 2040
BM | 0 | 0 | 0 | 0 | 0 | 0
CC | 0 | 0 | 0 | 0 | 0 | 0
CSP | 0 | 0 | 0 | 0 | 0 | 0
CT | 0 | 0 | 0 | 0 | 0 | 0
Coal | 58.91 | 234.58 | 235.93 | 221.65 | 266.45 | 273.17
Geo | 0 | 0 | 0 | 0 | 0 | 0
H | 0 | 0 | 0 | 0 | 0 | 0
LFG | 0 | 0 | 0 | 0 | 0 | 0
Nuc | 0 | 0 | 0 | 0 | 0 | 0
PS | 0 | 0 | 0 | 0 | 0 | 0
PV | 0 | 0 | 0 | 0 | 0 | 0
PeakG | 0 | 0 | 0 | 0 | 0 | 0
PeakO | 0 | 0 | 0 | 0 | 0 | 0
ST | 0 | 0 | 0 | 0 | 0 | 0
STOG | 0 | 0 | 0 | 0 | 0 | 0
STWD | 0 | 0 | 0 | 0 | 0 | 0
WT | 0 | 0 | 0 | 0 | 0 | 0
IGCC | 0 | 0 | 0 | 0 | 0 | 0
DemandResponse | 0 | 0 | 0 | 0 | 0 | 0
IGCC-CCS | 0 | 0 | 0 | 0 | 0 | 0
WT_off | 0 | 0 | 0 | 0 | 0 | 0
PseudoUnit | 0 | 0 | 0 | 0 | 0 | 0
FixedInterchange | 0 | 0 | 0 | 0 | 0 | 0
Retrofit VOM Costs by Reporting Type: MISO_MO-IL
ReportingType | 2015 | 2020 | 2025 | 2030 | 2035 | 2040
BM | 0 | 0 | 0 | 0 | 0 | 0
CC | 0 | 0 | 0 | 0 | 0 | 0
CSP | 0 | 0 | 0 | 0 | 0 | 0
CT | 0 | 0 | 0 | 0 | 0 | 0
Coal | 136.45 | 469.31 | 465 | 428.94 | 529.66 | 528.4
Geo | 0 | 0 | 0 | 0 | 0 | 0
H | 0 | 0 | 0 | 0 | 0 | 0
LFG | 0 | 0 | 0 | 0 | 0 | 0
Nuc | 0 | 0 | 0 | 0 | 0 | 0
PS | 0 | 0 | 0 | 0 | 0 | 0
PV | 0 | 0 | 0 | 0 | 0 | 0
PeakG | 0 | 0 | 0 | 0 | 0 | 0
PeakO | 0 | 0 | 0 | 0 | 0 | 0
ST | 0 | 0 | 0 | 0 | 0 | 0
STOG | 0 | 0 | 0 | 0 | 0 | 0
STWD | 0 | 0 | 0 | 0 | 0 | 0
WT | 0 | 0 | 0 | 0 | 0 | 0
IGCC | 0 | 0 | 0 | 0 | 0 | 0
DemandResponse | 0 | 0 | 0 | 0 | 0 | 0
IGCC-CCS | 0 | 0 | 0 | 0 | 0 | 0
WT_off | 0 | 0 | 0 | 0 | 0 | 0
PseudoUnit | 0 | 0 | 0 | 0 | 0 | 0
FixedInterchange | 0 | 0 | 0 | 0 | 0 | 0
Retrofit VOM Costs by Reporting Type: MISO_W
ReportingType | 2015 | 2020 | 2025 | 2030 | 2035 | 2040
BM | 0 | 0 | 0 | 0 | 0 | 0
CC | 0 | 0 | 0 | 0 | 0 | 0
CSP | 0 | 0 | 0 | 0 | 0 | 0
CT | 0 | 0 | 0 | 0 | 0 | 0
Coal | 147.32 | 410.13 | 408.25 | 327.8 | 379.97 | 367.75
Geo | 0 | 0 | 0 | 0 | 0 | 0
H | 0 | 0 | 0 | 0 | 0 | 0
LFG | 0 | 0 | 0 | 0 | 0 | 0
Nuc | 0 | 0 | 0 | 0 | 0 | 0
PS | 0 | 0 | 0 | 0 | 0 | 0
PV | 0 | 0 | 0 | 0 | 0 | 0
PeakG | 0 | 0 | 0 | 0 | 0 | 0
PeakO | 0 | 0 | 0 | 0 | 0 | 0
ST | 0 | 0 | 0 | 0 | 0 | 0
STOG | 0 | 0 | 0 | 0 | 0 | 0
STWD | 0 | 0 | 0 | 0 | 0 | 0
WT | 0 | 0 | 0 | 0 | 0 | 0
IGCC | 0 | 0 | 0 | 0 | 0 | 0
DemandResponse | 0 | 0 | 0 | 0 | 0 | 0
IGCC-CCS | 0 | 0 | 0 | 0 | 0 | 0
WT_off | 0 | 0 | 0 | 0 | 0 | 0
PseudoUnit | 0 | 0 | 0 | 0 | 0 | 0
FixedInterchange | 0 | 0 | 0 | 0 | 0 | 0
Retrofit VOM Costs by Reporting Type: MISO_WUMS
ReportingType | 2015 | 2020 | 2025 | 2030 | 2035 | 2040
BM | 0 | 0 | 0 | 0 | 0 | 0
CC | 0 | 0 | 0 | 0 | 0 | 0
CSP | 0 | 0 | 0 | 0 | 0 | 0
CT | 0 | 0 | 0 | 0 | 0 | 0
Coal | 104.78 | 182.84 | 183.9 | 171.68 | 238.88 | 255.58
Geo | 0 | 0 | 0 | 0 | 0 | 0
H | 0 | 0 | 0 | 0 | 0 | 0
LFG | 0 | 0 | 0 | 0 | 0 | 0
Nuc | 0 | 0 | 0 | 0 | 0 | 0
PS | 0 | 0 | 0 | 0 | 0 | 0
PV | 0 | 0 | 0 | 0 | 0 | 0
PeakG | 0 | 0 | 0 | 0 | 0 | 0
PeakO | 0 | 0 | 0 | 0 | 0 | 0
ST | 0 | 0 | 0 | 0 | 0 | 0
STOG | 0 | 0 | 0 | 0 | 0 | 0
STWD | 0 | 0 | 0 | 0 | 0 | 0
WT | 0 | 0 | 0 | 0 | 0 | 0
IGCC | 0 | 0 | 0 | 0 | 0 | 0
DemandResponse | 0 | 0 | 0 | 0 | 0 | 0
IGCC-CCS | 0 | 0 | 0 | 0 | 0 | 0
WT_off | 0 | 0 | 0 | 0 | 0 | 0
PseudoUnit | 0 | 0 | 0 | 0 | 0 | 0
FixedInterchange | 0 | 0 | 0 | 0 | 0 | 0
Retrofit VOM Costs by Reporting Type: Nebraska
ReportingType | 2015 | 2020 | 2025 | 2030 | 2035 | 2040
BM | 0 | 0 | 0 | 0 | 0 | 0
CC | 0 | 0 | 0 | 0 | 0 | 0
CSP | 0 | 0 | 0 | 0 | 0 | 0
CT | 0 | 0 | 0 | 0 | 0 | 0
Coal | 16.57 | 120.47 | 60.76 | 54.87 | 55.59 | 53.54
Geo | 0 | 0 | 0 | 0 | 0 | 0
H | 0 | 0 | 0 | 0 | 0 | 0
LFG | 0 | 0 | 0 | 0 | 0 | 0
Nuc | 0 | 0 | 0 | 0 | 0 | 0
PS | 0 | 0 | 0 | 0 | 0 | 0
PV | 0 | 0 | 0 | 0 | 0 | 0
PeakG | 0 | 0 | 0 | 0 | 0 | 0
PeakO | 0 | 0 | 0 | 0 | 0 | 0
ST | 0 | 0 | 0 | 0 | 0 | 0
STOG | 0 | 0 | 0 | 0 | 0 | 0
STWD | 0 | 0 | 0 | 0 | 0 | 0
WT | 0 | 0 | 0 | 0 | 0 | 0
IGCC | 0 | 0 | 0 | 0 | 0 | 0
DemandResponse | 0 | 0 | 0 | 0 | 0 | 0
IGCC-CCS | 0 | 0 | 0 | 0 | 0 | 0
WT_off | 0 | 0 | 0 | 0 | 0 | 0
PseudoUnit | 0 | 0 | 0 | 0 | 0 | 0
FixedInterchange | 0 | 0 | 0 | 0 | 0 | 0
Retrofit VOM Costs by Reporting Type: NEISO
ReportingType | 2015 | 2020 | 2025 | 2030 | 2035 | 2040
BM | 0 | 0 | 0 | 0 | 0 | 0
CC | 0 | 0 | 0 | 0 | 0 | 0
CSP | 0 | 0 | 0 | 0 | 0 | 0
CT | 0 | 0 | 0 | 0 | 0 | 0
Coal | 0.16 | 0 | 0 | 0 | 0 | 0
Geo | 0 | 0 | 0 | 0 | 0 | 0
H | 0 | 0 | 0 | 0 | 0 | 0
LFG | 0 | 0 | 0 | 0 | 0 | 0
Nuc | 0 | 0 | 0 | 0 | 0 | 0
PS | 0 | 0 | 0 | 0 | 0 | 0
PV | 0 | 0 | 0 | 0 | 0 | 0
PeakG | 0 | 0 | 0 | 0 | 0 | 0
PeakO | 0 | 0 | 0 | 0 | 0 | 0
ST | 0 | 0 | 0 | 0 | 0 | 0
STOG | 0 | 0 | 0 | 0 | 0 | 0
STWD | 0 | 0 | 0 | 0 | 0 | 0
WT | 0 | 0 | 0 | 0 | 0 | 0
IGCC | 0 | 0 | 0 | 0 | 0 | 0
DemandResponse | 0 | 0 | 0 | 0 | 0 | 0
IGCC-CCS | 0 | 0 | 0 | 0 | 0 | 0
WT_off | 0 | 0 | 0 | 0 | 0 | 0
PseudoUnit | 0 | 0 | 0 | 0 | 0 | 0
FixedInterchange | 0 | 0 | 0 | 0 | 0 | 0
Retrofit VOM Costs by Reporting Type: NonRTO_Midwest
ReportingType | 2015 | 2020 | 2025 | 2030 | 2035 | 2040
BM | 0 | 0 | 0 | 0 | 0 | 0
CC | 0 | 0 | 0 | 0 | 0 | 0
CSP | 0 | 0 | 0 | 0 | 0 | 0
CT | 0 | 0 | 0 | 0 | 0 | 0
Coal | 239.81 | 310.13 | 313.46 | 312.69 | 329.64 | 345.63
Geo | 0 | 0 | 0 | 0 | 0 | 0
H | 0 | 0 | 0 | 0 | 0 | 0
LFG | 0 | 0 | 0 | 0 | 0 | 0
Nuc | 0 | 0 | 0 | 0 | 0 | 0
PS | 0 | 0 | 0 | 0 | 0 | 0
PV | 0 | 0 | 0 | 0 | 0 | 0
PeakG | 0 | 0 | 0 | 0 | 0 | 0
PeakO | 0 | 0 | 0 | 0 | 0 | 0
ST | 0 | 0 | 0 | 0 | 0 | 0
STOG | 0 | 0 | 0 | 0 | 0 | 0
STWD | 0 | 0 | 0 | 0 | 0 | 0
WT | 0 | 0 | 0 | 0 | 0 | 0
IGCC | 0 | 0 | 0 | 0 | 0 | 0
DemandResponse | 0 | 0 | 0 | 0 | 0 | 0
IGCC-CCS | 0 | 0 | 0 | 0 | 0 | 0
WT_off | 0 | 0 | 0 | 0 | 0 | 0
PseudoUnit | 0 | 0 | 0 | 0 | 0 | 0
FixedInterchange | 0 | 0 | 0 | 0 | 0 | 0
Retrofit VOM Costs by Reporting Type: NYISO_A-F
ReportingType | 2015 | 2020 | 2025 | 2030 | 2035 | 2040
BM | 0 | 0 | 0 | 0 | 0 | 0
CC | 0 | 0 | 0 | 0 | 0 | 0
CSP | 0 | 0 | 0 | 0 | 0 | 0
CT | 0 | 0 | 0 | 0 | 0 | 0
Coal | 0 | 0 | 0 | 0 | 0 | 0
Geo | 0 | 0 | 0 | 0 | 0 | 0
H | 0 | 0 | 0 | 0 | 0 | 0
LFG | 0 | 0 | 0 | 0 | 0 | 0
Nuc | 0 | 0 | 0 | 0 | 0 | 0
PS | 0 | 0 | 0 | 0 | 0 | 0
PV | 0 | 0 | 0 | 0 | 0 | 0
PeakG | 0 | 0 | 0 | 0 | 0 | 0
PeakO | 0 | 0 | 0 | 0 | 0 | 0
ST | 0 | 0 | 0 | 0 | 0 | 0
STOG | 0 | 0 | 0 | 0 | 0 | 0
STWD | 0 | 0 | 0 | 0 | 0 | 0
WT | 0 | 0 | 0 | 0 | 0 | 0
IGCC | 0 | 0 | 0 | 0 | 0 | 0
DemandResponse | 0 | 0 | 0 | 0 | 0 | 0
IGCC-CCS | 0 | 0 | 0 | 0 | 0 | 0
WT_off | 0 | 0 | 0 | 0 | 0 | 0
PseudoUnit | 0 | 0 | 0 | 0 | 0 | 0
FixedInterchange | 0 | 0 | 0 | 0 | 0 | 0
Retrofit VOM Costs by Reporting Type: NYISO_G-I
ReportingType | 2015 | 2020 | 2025 | 2030 | 2035 | 2040
BM | 0 | 0 | 0 | 0 | 0 | 0
CC | 0 | 0 | 0 | 0 | 0 | 0
CSP | 0 | 0 | 0 | 0 | 0 | 0
CT | 0 | 0 | 0 | 0 | 0 | 0
Coal | 0 | 0 | 0 | 0 | 0 | 0
Geo | 0 | 0 | 0 | 0 | 0 | 0
H | 0 | 0 | 0 | 0 | 0 | 0
LFG | 0 | 0 | 0 | 0 | 0 | 0
Nuc | 0 | 0 | 0 | 0 | 0 | 0
PS | 0 | 0 | 0 | 0 | 0 | 0
PV | 0 | 0 | 0 | 0 | 0 | 0
PeakG | 0 | 0 | 0 | 0 | 0 | 0
PeakO | 0 | 0 | 0 | 0 | 0 | 0
ST | 0 | 0 | 0 | 0 | 0 | 0
STOG | 0 | 0 | 0 | 0 | 0 | 0
STWD | 0 | 0 | 0 | 0 | 0 | 0
WT | 0 | 0 | 0 | 0 | 0 | 0
IGCC | 0 | 0 | 0 | 0 | 0 | 0
DemandResponse | 0 | 0 | 0 | 0 | 0 | 0
IGCC-CCS | 0 | 0 | 0 | 0 | 0 | 0
WT_off | 0 | 0 | 0 | 0 | 0 | 0
PseudoUnit | 0 | 0 | 0 | 0 | 0 | 0
FixedInterchange | 0 | 0 | 0 | 0 | 0 | 0
Retrofit VOM Costs by Reporting Type: NYISO_J-K
ReportingType | 2015 | 2020 | 2025 | 2030 | 2035 | 2040
BM | 0 | 0 | 0 | 0 | 0 | 0
CC | 0 | 0 | 0 | 0 | 0 | 0
CSP | 0 | 0 | 0 | 0 | 0 | 0
CT | 0 | 0 | 0 | 0 | 0 | 0
Coal | 0 | 0 | 0 | 0 | 0 | 0
Geo | 0 | 0 | 0 | 0 | 0 | 0
H | 0 | 0 | 0 | 0 | 0 | 0
LFG | 0 | 0 | 0 | 0 | 0 | 0
Nuc | 0 | 0 | 0 | 0 | 0 | 0
PS | 0 | 0 | 0 | 0 | 0 | 0
PV | 0 | 0 | 0 | 0 | 0 | 0
PeakG | 0 | 0 | 0 | 0 | 0 | 0
PeakO | 0 | 0 | 0 | 0 | 0 | 0
ST | 0 | 0 | 0 | 0 | 0 | 0
STOG | 0 | 0 | 0 | 0 | 0 | 0
STWD | 0 | 0 | 0 | 0 | 0 | 0
WT | 0 | 0 | 0 | 0 | 0 | 0
IGCC | 0 | 0 | 0 | 0 | 0 | 0
DemandResponse | 0 | 0 | 0 | 0 | 0 | 0
IGCC-CCS | 0 | 0 | 0 | 0 | 0 | 0
WT_off | 0 | 0 | 0 | 0 | 0 | 0
PseudoUnit | 0 | 0 | 0 | 0 | 0 | 0
FixedInterchange | 0 | 0 | 0 | 0 | 0 | 0
Retrofit VOM Costs by Reporting Type: PJM_E
ReportingType | 2015 | 2020 | 2025 | 2030 | 2035 | 2040
BM | 0 | 0 | 0 | 0 | 0 | 0
CC | 0 | 0 | 0 | 0 | 0 | 0
CSP | 0 | 0 | 0 | 0 | 0 | 0
CT | 0 | 0 | 0 | 0 | 0 | 0
Coal | 1.8 | 0 | 0 | 0 | 0 | 0
Geo | 0 | 0 | 0 | 0 | 0 | 0
H | 0 | 0 | 0 | 0 | 0 | 0
LFG | 0 | 0 | 0 | 0 | 0 | 0
Nuc | 0 | 0 | 0 | 0 | 0 | 0
PS | 0 | 0 | 0 | 0 | 0 | 0
PV | 0 | 0 | 0 | 0 | 0 | 0
PeakG | 0 | 0 | 0 | 0 | 0 | 0
PeakO | 0 | 0 | 0 | 0 | 0 | 0
ST | 0 | 0 | 0 | 0 | 0 | 0
STOG | 0 | 0 | 0 | 0 | 0 | 0
STWD | 0 | 0 | 0 | 0 | 0 | 0
WT | 0 | 0 | 0 | 0 | 0 | 0
IGCC | 0 | 0 | 0 | 0 | 0 | 0
DemandResponse | 0 | 0 | 0 | 0 | 0 | 0
IGCC-CCS | 0 | 0 | 0 | 0 | 0 | 0
WT_off | 0 | 0 | 0 | 0 | 0 | 0
PseudoUnit | 0 | 0 | 0 | 0 | 0 | 0
FixedInterchange | 0 | 0 | 0 | 0 | 0 | 0
Retrofit VOM Costs by Reporting Type: PJM_ROM
ReportingType | 2015 | 2020 | 2025 | 2030 | 2035 | 2040
BM | 0 | 0 | 0 | 0 | 0 | 0
CC | 0 | 0 | 0 | 0 | 0 | 0
CSP | 0 | 0 | 0 | 0 | 0 | 0
CT | 0 | 0 | 0 | 0 | 0 | 0
Coal | 192.12 | 253.62 | 253.62 | 243.2 | 262.23 | 262.23
Geo | 0 | 0 | 0 | 0 | 0 | 0
H | 0 | 0 | 0 | 0 | 0 | 0
LFG | 0 | 0 | 0 | 0 | 0 | 0
Nuc | 0 | 0 | 0 | 0 | 0 | 0
PS | 0 | 0 | 0 | 0 | 0 | 0
PV | 0 | 0 | 0 | 0 | 0 | 0
PeakG | 0 | 0 | 0 | 0 | 0 | 0
PeakO | 0 | 0 | 0 | 0 | 0 | 0
ST | 0 | 0 | 0 | 0 | 0 | 0
STOG | 0 | 0 | 0 | 0 | 0 | 0
STWD | 0 | 0 | 0 | 0 | 0 | 0
WT | 0 | 0 | 0 | 0 | 0 | 0
IGCC | 0 | 0 | 0 | 0 | 0 | 0
DemandResponse | 0 | 0 | 0 | 0 | 0 | 0
IGCC-CCS | 0 | 0 | 0 | 0 | 0 | 0
WT_off | 0 | 0 | 0 | 0 | 0 | 0
PseudoUnit | 0 | 0 | 0 | 0 | 0 | 0
FixedInterchange | 0 | 0 | 0 | 0 | 0 | 0
Retrofit VOM Costs by Reporting Type: PJM_ROR
ReportingType | 2015 | 2020 | 2025 | 2030 | 2035 | 2040
BM | 0 | 0 | 0 | 0 | 0 | 0
CC | 0 | 0 | 0 | 0 | 0 | 0
CSP | 0 | 0 | 0 | 0 | 0 | 0
CT | 0 | 0 | 0 | 0 | 0 | 0
Coal | 944.94 | 1120.54 | 1117.71 | 1110.17 | 1126.34 | 1144.29
Geo | 0 | 0 | 0 | 0 | 0 | 0
H | 0 | 0 | 0 | 0 | 0 | 0
LFG | 0 | 0 | 0 | 0 | 0 | 0
Nuc | 0 | 0 | 0 | 0 | 0 | 0
PS | 0 | 0 | 0 | 0 | 0 | 0
PV | 0 | 0 | 0 | 0 | 0 | 0
PeakG | 0 | 0 | 0 | 0 | 0 | 0
PeakO | 0 | 0 | 0 | 0 | 0 | 0
ST | 0 | 0 | 0 | 0 | 0 | 0
STOG | 0 | 0 | 0 | 0 | 0 | 0
STWD | 0 | 0 | 0 | 0 | 0 | 0
WT | 0 | 0 | 0 | 0 | 0 | 0
IGCC | 0 | 0 | 0 | 0 | 0 | 0
DemandResponse | 0 | 0 | 0 | 0 | 0 | 0
IGCC-CCS | 0 | 0 | 0 | 0 | 0 | 0
WT_off | 0 | 0 | 0 | 0 | 0 | 0
PseudoUnit | 0 | 0 | 0 | 0 | 0 | 0
FixedInterchange | 0 | 0 | 0 | 0 | 0 | 0
Retrofit VOM Costs by Reporting Type: SOCO
ReportingType | 2015 | 2020 | 2025 | 2030 | 2035 | 2040
BM | 0 | 0 | 0 | 0 | 0 | 0
CC | 0 | 0 | 0 | 0 | 0 | 0
CSP | 0 | 0 | 0 | 0 | 0 | 0
CT | 0 | 0 | 0 | 0 | 0 | 0
Coal | 352.09 | 531.89 | 587.58 | 610.87 | 610.87 | 610.87
Geo | 0 | 0 | 0 | 0 | 0 | 0
H | 0 | 0 | 0 | 0 | 0 | 0
LFG | 0 | 0 | 0 | 0 | 0 | 0
Nuc | 0 | 0 | 0 | 0 | 0 | 0
PS | 0 | 0 | 0 | 0 | 0 | 0
PV | 0 | 0 | 0 | 0 | 0 | 0
PeakG | 0 | 0 | 0 | 0 | 0 | 0
PeakO | 0 | 0 | 0 | 0 | 0 | 0
ST | 0 | 0 | 0 | 0 | 0 | 0
STOG | 0 | 0 | 0 | 0 | 0 | 0
STWD | 0 | 0 | 0 | 0 | 0 | 0
WT | 0 | 0 | 0 | 0 | 0 | 0
IGCC | 0 | 0 | 0 | 0 | 0 | 0
DemandResponse | 0 | 0 | 0 | 0 | 0 | 0
IGCC-CCS | 0 | 0 | 0 | 0 | 0 | 0
WT_off | 0 | 0 | 0 | 0 | 0 | 0
PseudoUnit | 0 | 0 | 0 | 0 | 0 | 0
FixedInterchange | 0 | 0 | 0 | 0 | 0 | 0
Retrofit VOM Costs by Reporting Type: SPP_N
ReportingType | 2015 | 2020 | 2025 | 2030 | 2035 | 2040
BM | 0 | 0 | 0 | 0 | 0 | 0
CC | 0 | 0 | 0 | 0 | 0 | 0
CSP | 0 | 0 | 0 | 0 | 0 | 0
CT | 0 | 0 | 0 | 0 | 0 | 0
Coal | 173.17 | 297.67 | 245.61 | 171.43 | 183.54 | 176.54
Geo | 0 | 0 | 0 | 0 | 0 | 0
H | 0 | 0 | 0 | 0 | 0 | 0
LFG | 0 | 0 | 0 | 0 | 0 | 0
Nuc | 0 | 0 | 0 | 0 | 0 | 0
PS | 0 | 0 | 0 | 0 | 0 | 0
PV | 0 | 0 | 0 | 0 | 0 | 0
PeakG | 0 | 0 | 0 | 0 | 0 | 0
PeakO | 0 | 0 | 0 | 0 | 0 | 0
ST | 0 | 0 | 0 | 0 | 0 | 0
STOG | 0 | 0 | 0 | 0 | 0 | 0
STWD | 0 | 0 | 0 | 0 | 0 | 0
WT | 0 | 0 | 0 | 0 | 0 | 0
IGCC | 0 | 0 | 0 | 0 | 0 | 0
DemandResponse | 0 | 0 | 0 | 0 | 0 | 0
IGCC-CCS | 0 | 0 | 0 | 0 | 0 | 0
WT_off | 0 | 0 | 0 | 0 | 0 | 0
PseudoUnit | 0 | 0 | 0 | 0 | 0 | 0
FixedInterchange | 0 | 0 | 0 | 0 | 0 | 0
Retrofit VOM Costs by Reporting Type: SPP_S
ReportingType | 2015 | 2020 | 2025 | 2030 | 2035 | 2040
BM | 0 | 0 | 0 | 0 | 0 | 0
CC | 0 | 0 | 0 | 0 | 0 | 0
CSP | 0 | 0 | 0 | 0 | 0 | 0
CT | 0 | 0 | 0 | 0 | 0 | 0
Coal | 77.35 | 633.05 | 200.15 | 107.11 | 144.02 | 135.22
Geo | 0 | 0 | 0 | 0 | 0 | 0
H | 0 | 0 | 0 | 0 | 0 | 0
LFG | 0 | 0 | 0 | 0 | 0 | 0
Nuc | 0 | 0 | 0 | 0 | 0 | 0
PS | 0 | 0 | 0 | 0 | 0 | 0
PV | 0 | 0 | 0 | 0 | 0 | 0
PeakG | 0 | 0 | 0 | 0 | 0 | 0
PeakO | 0 | 0 | 0 | 0 | 0 | 0
ST | 0 | 0 | 0 | 0 | 0 | 0
STOG | 0 | 0 | 0 | 0 | 0 | 0
STWD | 0 | 0 | 0 | 0 | 0 | 0
WT | 0 | 0 | 0 | 0 | 0 | 0
IGCC | 0 | 0 | 0 | 0 | 0 | 0
DemandResponse | 0 | 0 | 0 | 0 | 0 | 0
IGCC-CCS | 0 | 0 | 0 | 0 | 0 | 0
WT_off | 0 | 0 | 0 | 0 | 0 | 0
PseudoUnit | 0 | 0 | 0 | 0 | 0 | 0
FixedInterchange | 0 | 0 | 0 | 0 | 0 | 0
Retrofit VOM Costs by Reporting Type: TVA
ReportingType | 2015 | 2020 | 2025 | 2030 | 2035 | 2040
BM | 0 | 0 | 0 | 0 | 0 | 0
CC | 0 | 0 | 0 | 0 | 0 | 0
CSP | 0 | 0 | 0 | 0 | 0 | 0
CT | 0 | 0 | 0 | 0 | 0 | 0
Coal | 231.82 | 458.23 | 465.44 | 465.44 | 478.73 | 478.73
Geo | 0 | 0 | 0 | 0 | 0 | 0
H | 0 | 0 | 0 | 0 | 0 | 0
LFG | 0 | 0 | 0 | 0 | 0 | 0
Nuc | 0 | 0 | 0 | 0 | 0 | 0
PS | 0 | 0 | 0 | 0 | 0 | 0
PV | 0 | 0 | 0 | 0 | 0 | 0
PeakG | 0 | 0 | 0 | 0 | 0 | 0
PeakO | 0 | 0 | 0 | 0 | 0 | 0
ST | 0 | 0 | 0 | 0 | 0 | 0
STOG | 0 | 0 | 0 | 0 | 0 | 0
STWD | 0 | 0 | 0 | 0 | 0 | 0
WT | 0 | 0 | 0 | 0 | 0 | 0
IGCC | 0 | 0 | 0 | 0 | 0 | 0
DemandResponse | 0 | 0 | 0 | 0 | 0 | 0
IGCC-CCS | 0 | 0 | 0 | 0 | 0 | 0
WT_off | 0 | 0 | 0 | 0 | 0 | 0
PseudoUnit | 0 | 0 | 0 | 0 | 0 | 0
FixedInterchange | 0 | 0 | 0 | 0 | 0 | 0
Retrofit VOM Costs by Reporting Type: TVA_Transmission
ReportingType | 2015 | 2020 | 2025 | 2030 | 2035 | 2040
BM | 0 | 0 | 0 | 0 | 0 | 0
CC | 0 | 0 | 0 | 0 | 0 | 0
CSP | 0 | 0 | 0 | 0 | 0 | 0
CT | 0 | 0 | 0 | 0 | 0 | 0
Coal | 0 | 0 | 0 | 0 | 0 | 0
Geo | 0 | 0 | 0 | 0 | 0 | 0
H | 0 | 0 | 0 | 0 | 0 | 0
LFG | 0 | 0 | 0 | 0 | 0 | 0
Nuc | 0 | 0 | 0 | 0 | 0 | 0
PS | 0 | 0 | 0 | 0 | 0 | 0
PV | 0 | 0 | 0 | 0 | 0 | 0
PeakG | 0 | 0 | 0 | 0 | 0 | 0
PeakO | 0 | 0 | 0 | 0 | 0 | 0
ST | 0 | 0 | 0 | 0 | 0 | 0
STOG | 0 | 0 | 0 | 0 | 0 | 0
STWD | 0 | 0 | 0 | 0 | 0 | 0
WT | 0 | 0 | 0 | 0 | 0 | 0
IGCC | 0 | 0 | 0 | 0 | 0 | 0
DemandResponse | 0 | 0 | 0 | 0 | 0 | 0
IGCC-CCS | 0 | 0 | 0 | 0 | 0 | 0
WT_off | 0 | 0 | 0 | 0 | 0 | 0
PseudoUnit | 0 | 0 | 0 | 0 | 0 | 0
FixedInterchange | 0 | 0 | 0 | 0 | 0 | 0
Retrofit VOM Costs by Reporting Type: VACAR
ReportingType | 2015 | 2020 | 2025 | 2030 | 2035 | 2040
BM | 0 | 0 | 0 | 0 | 0 | 0
CC | 0 | 0 | 0 | 0 | 0 | 0
CSP | 0 | 0 | 0 | 0 | 0 | 0
CT | 0 | 0 | 0 | 0 | 0 | 0
Coal | 296.34 | 331.59 | 387.58 | 422.95 | 503.82 | 525.29
Geo | 0 | 0 | 0 | 0 | 0 | 0
H | 0 | 0 | 0 | 0 | 0 | 0
LFG | 0 | 0 | 0 | 0 | 0 | 0
Nuc | 0 | 0 | 0 | 0 | 0 | 0
PS | 0 | 0 | 0 | 0 | 0 | 0
PV | 0 | 0 | 0 | 0 | 0 | 0
PeakG | 0 | 0 | 0 | 0 | 0 | 0
PeakO | 0 | 0 | 0 | 0 | 0 | 0
ST | 0 | 0 | 0 | 0 | 0 | 0
STOG | 0 | 0 | 0 | 0 | 0 | 0
STWD | 0 | 0 | 0 | 0 | 0 | 0
WT | 0 | 0 | 0 | 0 | 0 | 0
IGCC | 0 | 0 | 0 | 0 | 0 | 0
DemandResponse | 0 | 0 | 0 | 0 | 0 | 0
IGCC-CCS | 0 | 0 | 0 | 0 | 0 | 0
WT_off | 0 | 0 | 0 | 0 | 0 | 0
PseudoUnit | 0 | 0 | 0 | 0 | 0 | 0
FixedInterchange | 0 | 0 | 0 | 0 | 0 | 0
Retrofit VOM Costs by Reporting Type: IESO
ReportingType | 2015 | 2020 | 2025 | 2030 | 2035 | 2040
BM | 0 | 0 | 0 | 0 | 0 | 0
CC | 0 | 0 | 0 | 0 | 0 | 0
CSP | 0 | 0 | 0 | 0 | 0 | 0
CT | 0 | 0 | 0 | 0 | 0 | 0
Coal | 0 | 0 | 0 | 0 | 0 | 0
Geo | 0 | 0 | 0 | 0 | 0 | 0
H | 0 | 0 | 0 | 0 | 0 | 0
LFG | 0 | 0 | 0 | 0 | 0 | 0
Nuc | 0 | 0 | 0 | 0 | 0 | 0
PS | 0 | 0 | 0 | 0 | 0 | 0
PV | 0 | 0 | 0 | 0 | 0 | 0
PeakG | 0 | 0 | 0 | 0 | 0 | 0
PeakO | 0 | 0 | 0 | 0 | 0 | 0
ST | 0 | 0 | 0 | 0 | 0 | 0
STOG | 0 | 0 | 0 | 0 | 0 | 0
STWD | 0 | 0 | 0 | 0 | 0 | 0
WT | 0 | 0 | 0 | 0 | 0 | 0
IGCC | 0 | 0 | 0 | 0 | 0 | 0
DemandResponse | 0 | 0 | 0 | 0 | 0 | 0
IGCC-CCS | 0 | 0 | 0 | 0 | 0 | 0
WT_off | 0 | 0 | 0 | 0 | 0 | 0
PseudoUnit | 0 | 0 | 0 | 0 | 0 | 0
FixedInterchange | 0 | 0 | 0 | 0 | 0 | 0
Retrofit VOM Costs by Reporting Type: MAPP_CA
ReportingType | 2015 | 2020 | 2025 | 2030 | 2035 | 2040
BM | 0 | 0 | 0 | 0 | 0 | 0
CC | 0 | 0 | 0 | 0 | 0 | 0
CSP | 0 | 0 | 0 | 0 | 0 | 0
CT | 0 | 0 | 0 | 0 | 0 | 0
Coal | 0 | 0 | 0 | 0 | 0 | 0
Geo | 0 | 0 | 0 | 0 | 0 | 0
H | 0 | 0 | 0 | 0 | 0 | 0
LFG | 0 | 0 | 0 | 0 | 0 | 0
Nuc | 0 | 0 | 0 | 0 | 0 | 0
PS | 0 | 0 | 0 | 0 | 0 | 0
PV | 0 | 0 | 0 | 0 | 0 | 0
PeakG | 0 | 0 | 0 | 0 | 0 | 0
PeakO | 0 | 0 | 0 | 0 | 0 | 0
ST | 0 | 0 | 0 | 0 | 0 | 0
STOG | 0 | 0 | 0 | 0 | 0 | 0
STWD | 0 | 0 | 0 | 0 | 0 | 0
WT | 0 | 0 | 0 | 0 | 0 | 0
IGCC | 0 | 0 | 0 | 0 | 0 | 0
DemandResponse | 0 | 0 | 0 | 0 | 0 | 0
IGCC-CCS | 0 | 0 | 0 | 0 | 0 | 0
WT_off | 0 | 0 | 0 | 0 | 0 | 0
PseudoUnit | 0 | 0 | 0 | 0 | 0 | 0
FixedInterchange | 0 | 0 | 0 | 0 | 0 | 0
Retrofit VOM Costs by Reporting Type: AZ_NM_SNV_Coal
ReportingType | 2015 | 2020 | 2025 | 2030 | 2035 | 2040
BM | 0 | 0 | 0 | 0 | 0 | 0
CC | 0 | 0 | 0 | 0 | 0 | 0
CSP | 0 | 0 | 0 | 0 | 0 | 0
CT | 0 | 0 | 0 | 0 | 0 | 0
Coal | 358.05 | 404.7 | 404.7 | 404.7 | 404.7 | 404.7
Geo | 0 | 0 | 0 | 0 | 0 | 0
H | 0 | 0 | 0 | 0 | 0 | 0
LFG | 0 | 0 | 0 | 0 | 0 | 0
Nuc | 0 | 0 | 0 | 0 | 0 | 0
PS | 0 | 0 | 0 | 0 | 0 | 0
PV | 0 | 0 | 0 | 0 | 0 | 0
PeakG | 0 | 0 | 0 | 0 | 0 | 0
PeakO | 0 | 0 | 0 | 0 | 0 | 0
ST | 0 | 0 | 0 | 0 | 0 | 0
STOG | 0 | 0 | 0 | 0 | 0 | 0
STWD | 0 | 0 | 0 | 0 | 0 | 0
WT | 0 | 0 | 0 | 0 | 0 | 0
IGCC | 0 | 0 | 0 | 0 | 0 | 0
DemandResponse | 0 | 0 | 0 | 0 | 0 | 0
IGCC-CCS | 0 | 0 | 0 | 0 | 0 | 0
WT_off | 0 | 0 | 0 | 0 | 0 | 0
PseudoUnit | 0 | 0 | 0 | 0 | 0 | 0
FixedInterchange | 0 | 0 | 0 | 0 | 0 | 0
Retrofit VOM Costs by Reporting Type: AZ_NM_SNV_Gas
ReportingType | 2015 | 2020 | 2025 | 2030 | 2035 | 2040
BM | 0 | 0 | 0 | 0 | 0 | 0
CC | 0 | 0 | 0 | 0 | 0 | 0
CSP | 0 | 0 | 0 | 0 | 0 | 0
CT | 0 | 0 | 0 | 0 | 0 | 0
Coal | 0 | 0 | 0 | 0 | 0 | 0
Geo | 0 | 0 | 0 | 0 | 0 | 0
H | 0 | 0 | 0 | 0 | 0 | 0
LFG | 0 | 0 | 0 | 0 | 0 | 0
Nuc | 0 | 0 | 0 | 0 | 0 | 0
PS | 0 | 0 | 0 | 0 | 0 | 0
PV | 0 | 0 | 0 | 0 | 0 | 0
PeakG | 0 | 0 | 0 | 0 | 0 | 0
PeakO | 0 | 0 | 0 | 0 | 0 | 0
ST | 0 | 0 | 0 | 0 | 0 | 0
STOG | 0 | 0 | 0 | 0 | 0 | 0
STWD | 0 | 0 | 0 | 0 | 0 | 0
WT | 0 | 0 | 0 | 0 | 0 | 0
IGCC | 0 | 0 | 0 | 0 | 0 | 0
DemandResponse | 0 | 0 | 0 | 0 | 0 | 0
IGCC-CCS | 0 | 0 | 0 | 0 | 0 | 0
WT_off | 0 | 0 | 0 | 0 | 0 | 0
PseudoUnit | 0 | 0 | 0 | 0 | 0 | 0
FixedInterchange | 0 | 0 | 0 | 0 | 0 | 0
Retrofit VOM Costs by Reporting Type: AZ_NM_SNV_NucRenew
ReportingType | 2015 | 2020 | 2025 | 2030 | 2035 | 2040
BM | 0 | 0 | 0 | 0 | 0 | 0
CC | 0 | 0 | 0 | 0 | 0 | 0
CSP | 0 | 0 | 0 | 0 | 0 | 0
CT | 0 | 0 | 0 | 0 | 0 | 0
Coal | 0 | 0 | 0 | 0 | 0 | 0
Geo | 0 | 0 | 0 | 0 | 0 | 0
H | 0 | 0 | 0 | 0 | 0 | 0
LFG | 0 | 0 | 0 | 0 | 0 | 0
Nuc | 0 | 0 | 0 | 0 | 0 | 0
PS | 0 | 0 | 0 | 0 | 0 | 0
PV | 0 | 0 | 0 | 0 | 0 | 0
PeakG | 0 | 0 | 0 | 0 | 0 | 0
PeakO | 0 | 0 | 0 | 0 | 0 | 0
ST | 0 | 0 | 0 | 0 | 0 | 0
STOG | 0 | 0 | 0 | 0 | 0 | 0
STWD | 0 | 0 | 0 | 0 | 0 | 0
WT | 0 | 0 | 0 | 0 | 0 | 0
IGCC | 0 | 0 | 0 | 0 | 0 | 0
DemandResponse | 0 | 0 | 0 | 0 | 0 | 0
IGCC-CCS | 0 | 0 | 0 | 0 | 0 | 0
WT_off | 0 | 0 | 0 | 0 | 0 | 0
PseudoUnit | 0 | 0 | 0 | 0 | 0 | 0
FixedInterchange | 0 | 0 | 0 | 0 | 0 | 0
Retrofit VOM Costs by Reporting Type: ERCOT
ReportingType | 2015 | 2020 | 2025 | 2030 | 2035 | 2040
BM | 0 | 0 | 0 | 0 | 0 | 0
CC | 0 | 0 | 0 | 0 | 0 | 0
CSP | 0 | 0 | 0 | 0 | 0 | 0
CT | 0 | 0 | 0 | 0 | 0 | 0
Coal | 341.42 | 569.51 | 611.32 | 610.36 | 621.96 | 629.6
Geo | 0 | 0 | 0 | 0 | 0 | 0
H | 0 | 0 | 0 | 0 | 0 | 0
LFG | 0 | 0 | 0 | 0 | 0 | 0
Nuc | 0 | 0 | 0 | 0 | 0 | 0
PS | 0 | 0 | 0 | 0 | 0 | 0
PV | 0 | 0 | 0 | 0 | 0 | 0
PeakG | 0 | 0 | 0 | 0 | 0 | 0
PeakO | 0 | 0 | 0 | 0 | 0 | 0
ST | 0 | 0 | 0 | 0 | 0 | 0
STOG | 0 | 0 | 0 | 0 | 0 | 0
STWD | 0 | 0 | 0 | 0 | 0 | 0
WT | 0 | 0 | 0 | 0 | 0 | 0
IGCC | 0 | 0 | 0 | 0 | 0 | 0
DemandResponse | 0 | 0 | 0 | 0 | 0 | 0
IGCC-CCS | 0 | 0 | 0 | 0 | 0 | 0
WT_off | 0 | 0 | 0 | 0 | 0 | 0
PseudoUnit | 0 | 0 | 0 | 0 | 0 | 0
FixedInterchange | 0 | 0 | 0 | 0 | 0 | 0
Retrofit VOM Costs by Reporting Type: NP15
ReportingType | 2015 | 2020 | 2025 | 2030 | 2035 | 2040
BM | 0 | 0 | 0 | 0 | 0 | 0
CC | 0 | 0 | 0 | 0 | 0 | 0
CSP | 0 | 0 | 0 | 0 | 0 | 0
CT | 0 | 0 | 0 | 0 | 0 | 0
Coal | 1.46 | 0 | 0 | 0 | 0 | 0
Geo | 0 | 0 | 0 | 0 | 0 | 0
H | 0 | 0 | 0 | 0 | 0 | 0
LFG | 0 | 0 | 0 | 0 | 0 | 0
Nuc | 0 | 0 | 0 | 0 | 0 | 0
PS | 0 | 0 | 0 | 0 | 0 | 0
PV | 0 | 0 | 0 | 0 | 0 | 0
PeakG | 0 | 0 | 0 | 0 | 0 | 0
PeakO | 0 | 0 | 0 | 0 | 0 | 0
ST | 0 | 0 | 0 | 0 | 0 | 0
STOG | 0 | 0 | 0 | 0 | 0 | 0
STWD | 0 | 0 | 0 | 0 | 0 | 0
WT | 0 | 0 | 0 | 0 | 0 | 0
IGCC | 0 | 0 | 0 | 0 | 0 | 0
DemandResponse | 0 | 0 | 0 | 0 | 0 | 0
IGCC-CCS | 0 | 0 | 0 | 0 | 0 | 0
WT_off | 0 | 0 | 0 | 0 | 0 | 0
PseudoUnit | 0 | 0 | 0 | 0 | 0 | 0
FixedInterchange | 0 | 0 | 0 | 0 | 0 | 0
Retrofit VOM Costs by Reporting Type: NWPP_Coal
ReportingType | 2015 | 2020 | 2025 | 2030 | 2035 | 2040
BM | 0 | 0 | 0 | 0 | 0 | 0
CC | 0 | 0 | 0 | 0 | 0 | 0
CSP | 0 | 0 | 0 | 0 | 0 | 0
CT | 0 | 0 | 0 | 0 | 0 | 0
Coal | 536.7 | 693.67 | 693.67 | 693.67 | 693.67 | 693.67
Geo | 0 | 0 | 0 | 0 | 0 | 0
H | 0 | 0 | 0 | 0 | 0 | 0
LFG | 0 | 0 | 0 | 0 | 0 | 0
Nuc | 0 | 0 | 0 | 0 | 0 | 0
PS | 0 | 0 | 0 | 0 | 0 | 0
PV | 0 | 0 | 0 | 0 | 0 | 0
PeakG | 0 | 0 | 0 | 0 | 0 | 0
PeakO | 0 | 0 | 0 | 0 | 0 | 0
ST | 0 | 0 | 0 | 0 | 0 | 0
STOG | 0 | 0 | 0 | 0 | 0 | 0
STWD | 0 | 0 | 0 | 0 | 0 | 0
WT | 0 | 0 | 0 | 0 | 0 | 0
IGCC | 0 | 0 | 0 | 0 | 0 | 0
DemandResponse | 0 | 0 | 0 | 0 | 0 | 0
IGCC-CCS | 0 | 0 | 0 | 0 | 0 | 0
WT_off | 0 | 0 | 0 | 0 | 0 | 0
PseudoUnit | 0 | 0 | 0 | 0 | 0 | 0
FixedInterchange | 0 | 0 | 0 | 0 | 0 | 0
Retrofit VOM Costs by Reporting Type: NWPP_Gas
ReportingType | 2015 | 2020 | 2025 | 2030 | 2035 | 2040
BM | 0 | 0 | 0 | 0 | 0 | 0
CC | 0 | 0 | 0 | 0 | 0 | 0
CSP | 0 | 0 | 0 | 0 | 0 | 0
CT | 0 | 0 | 0 | 0 | 0 | 0
Coal | 0 | 0 | 0 | 0 | 0 | 0
Geo | 0 | 0 | 0 | 0 | 0 | 0
H | 0 | 0 | 0 | 0 | 0 | 0
LFG | 0 | 0 | 0 | 0 | 0 | 0
Nuc | 0 | 0 | 0 | 0 | 0 | 0
PS | 0 | 0 | 0 | 0 | 0 | 0
PV | 0 | 0 | 0 | 0 | 0 | 0
PeakG | 0 | 0 | 0 | 0 | 0 | 0
PeakO | 0 | 0 | 0 | 0 | 0 | 0
ST | 0 | 0 | 0 | 0 | 0 | 0
STOG | 0 | 0 | 0 | 0 | 0 | 0
STWD | 0 | 0 | 0 | 0 | 0 | 0
WT | 0 | 0 | 0 | 0 | 0 | 0
IGCC | 0 | 0 | 0 | 0 | 0 | 0
DemandResponse | 0 | 0 | 0 | 0 | 0 | 0
IGCC-CCS | 0 | 0 | 0 | 0 | 0 | 0
WT_off | 0 | 0 | 0 | 0 | 0 | 0
PseudoUnit | 0 | 0 | 0 | 0 | 0 | 0
FixedInterchange | 0 | 0 | 0 | 0 | 0 | 0
Retrofit VOM Costs by Reporting Type: NWPP_NucRenew
ReportingType | 2015 | 2020 | 2025 | 2030 | 2035 | 2040
BM | 0 | 0 | 0 | 0 | 0 | 0
CC | 0 | 0 | 0 | 0 | 0 | 0
CSP | 0 | 0 | 0 | 0 | 0 | 0
CT | 0 | 0 | 0 | 0 | 0 | 0
Coal | 0 | 0 | 0 | 0 | 0 | 0
Geo | 0 | 0 | 0 | 0 | 0 | 0
H | 0 | 0 | 0 | 0 | 0 | 0
LFG | 0 | 0 | 0 | 0 | 0 | 0
Nuc | 0 | 0 | 0 | 0 | 0 | 0
PS | 0 | 0 | 0 | 0 | 0 | 0
PV | 0 | 0 | 0 | 0 | 0 | 0
PeakG | 0 | 0 | 0 | 0 | 0 | 0
PeakO | 0 | 0 | 0 | 0 | 0 | 0
ST | 0 | 0 | 0 | 0 | 0 | 0
STOG | 0 | 0 | 0 | 0 | 0 | 0
STWD | 0 | 0 | 0 | 0 | 0 | 0
WT | 0 | 0 | 0 | 0 | 0 | 0
IGCC | 0 | 0 | 0 | 0 | 0 | 0
DemandResponse | 0 | 0 | 0 | 0 | 0 | 0
IGCC-CCS | 0 | 0 | 0 | 0 | 0 | 0
WT_off | 0 | 0 | 0 | 0 | 0 | 0
PseudoUnit | 0 | 0 | 0 | 0 | 0 | 0
FixedInterchange | 0 | 0 | 0 | 0 | 0 | 0
Retrofit VOM Costs by Reporting Type: RMPA
ReportingType | 2015 | 2020 | 2025 | 2030 | 2035 | 2040
BM | 0 | 0 | 0 | 0 | 0 | 0
CC | 0 | 0 | 0 | 0 | 0 | 0
CSP | 0 | 0 | 0 | 0 | 0 | 0
CT | 0 | 0 | 0 | 0 | 0 | 0
Coal | 259.51 | 340.11 | 316.98 | 316.98 | 315.57 | 314.5
Geo | 0 | 0 | 0 | 0 | 0 | 0
H | 0 | 0 | 0 | 0 | 0 | 0
LFG | 0 | 0 | 0 | 0 | 0 | 0
Nuc | 0 | 0 | 0 | 0 | 0 | 0
PS | 0 | 0 | 0 | 0 | 0 | 0
PV | 0 | 0 | 0 | 0 | 0 | 0
PeakG | 0 | 0 | 0 | 0 | 0 | 0
PeakO | 0 | 0 | 0 | 0 | 0 | 0
ST | 0 | 0 | 0 | 0 | 0 | 0
STOG | 0 | 0 | 0 | 0 | 0 | 0
STWD | 0 | 0 | 0 | 0 | 0 | 0
WT | 0 | 0 | 0 | 0 | 0 | 0
IGCC | 0 | 0 | 0 | 0 | 0 | 0
DemandResponse | 0 | 0 | 0 | 0 | 0 | 0
IGCC-CCS | 0 | 0 | 0 | 0 | 0 | 0
WT_off | 0 | 0 | 0 | 0 | 0 | 0
PseudoUnit | 0 | 0 | 0 | 0 | 0 | 0
FixedInterchange | 0 | 0 | 0 | 0 | 0 | 0
Retrofit VOM Costs by Reporting Type: SP15
ReportingType | 2015 | 2020 | 2025 | 2030 | 2035 | 2040
BM | 0 | 0 | 0 | 0 | 0 | 0
CC | 0 | 0 | 0 | 0 | 0 | 0
CSP | 0 | 0 | 0 | 0 | 0 | 0
CT | 0 | 0 | 0 | 0 | 0 | 0
Coal | 5.19 | 5.66 | 5.66 | 4.56 | 0 | 0
Geo | 0 | 0 | 0 | 0 | 0 | 0
H | 0 | 0 | 0 | 0 | 0 | 0
LFG | 0 | 0 | 0 | 0 | 0 | 0
Nuc | 0 | 0 | 0 | 0 | 0 | 0
PS | 0 | 0 | 0 | 0 | 0 | 0
PV | 0 | 0 | 0 | 0 | 0 | 0
PeakG | 0 | 0 | 0 | 0 | 0 | 0
PeakO | 0 | 0 | 0 | 0 | 0 | 0
ST | 0 | 0 | 0 | 0 | 0 | 0
STOG | 0 | 0 | 0 | 0 | 0 | 0
STWD | 0 | 0 | 0 | 0 | 0 | 0
WT | 0 | 0 | 0 | 0 | 0 | 0
IGCC | 0 | 0 | 0 | 0 | 0 | 0
DemandResponse | 0 | 0 | 0 | 0 | 0 | 0
IGCC-CCS | 0 | 0 | 0 | 0 | 0 | 0
WT_off | 0 | 0 | 0 | 0 | 0 | 0
PseudoUnit | 0 | 0 | 0 | 0 | 0 | 0
FixedInterchange | 0 | 0 | 0 | 0 | 0 | 0
Retrofit VOM Costs by Reporting Type: ALB
ReportingType | 2015 | 2020 | 2025 | 2030 | 2035 | 2040
BM | 0 | 0 | 0 | 0 | 0 | 0
CC | 0 | 0 | 0 | 0 | 0 | 0
CSP | 0 | 0 | 0 | 0 | 0 | 0
CT | 0 | 0 | 0 | 0 | 0 | 0
Coal | 21.2 | 21.2 | 21.2 | 21.2 | 21.2 | 21.2
Geo | 0 | 0 | 0 | 0 | 0 | 0
H | 0 | 0 | 0 | 0 | 0 | 0
LFG | 0 | 0 | 0 | 0 | 0 | 0
Nuc | 0 | 0 | 0 | 0 | 0 | 0
PS | 0 | 0 | 0 | 0 | 0 | 0
PV | 0 | 0 | 0 | 0 | 0 | 0
PeakG | 0 | 0 | 0 | 0 | 0 | 0
PeakO | 0 | 0 | 0 | 0 | 0 | 0
ST | 0 | 0 | 0 | 0 | 0 | 0
STOG | 0 | 0 | 0 | 0 | 0 | 0
STWD | 0 | 0 | 0 | 0 | 0 | 0
WT | 0 | 0 | 0 | 0 | 0 | 0
IGCC | 0 | 0 | 0 | 0 | 0 | 0
DemandResponse | 0 | 0 | 0 | 0 | 0 | 0
IGCC-CCS | 0 | 0 | 0 | 0 | 0 | 0
WT_off | 0 | 0 | 0 | 0 | 0 | 0
PseudoUnit | 0 | 0 | 0 | 0 | 0 | 0
FixedInterchange | 0 | 0 | 0 | 0 | 0 | 0
Retrofit VOM Costs by Reporting Type: BC
ReportingType | 2015 | 2020 | 2025 | 2030 | 2035 | 2040
BM | 0 | 0 | 0 | 0 | 0 | 0
CC | 0 | 0 | 0 | 0 | 0 | 0
CSP | 0 | 0 | 0 | 0 | 0 | 0
CT | 0 | 0 | 0 | 0 | 0 | 0
Coal | 0 | 0 | 0 | 0 | 0 | 0
Geo | 0 | 0 | 0 | 0 | 0 | 0
H | 0 | 0 | 0 | 0 | 0 | 0
LFG | 0 | 0 | 0 | 0 | 0 | 0
Nuc | 0 | 0 | 0 | 0 | 0 | 0
PS | 0 | 0 | 0 | 0 | 0 | 0
PV | 0 | 0 | 0 | 0 | 0 | 0
PeakG | 0 | 0 | 0 | 0 | 0 | 0
PeakO | 0 | 0 | 0 | 0 | 0 | 0
ST | 0 | 0 | 0 | 0 | 0 | 0
STOG | 0 | 0 | 0 | 0 | 0 | 0
STWD | 0 | 0 | 0 | 0 | 0 | 0
WT | 0 | 0 | 0 | 0 | 0 | 0
IGCC | 0 | 0 | 0 | 0 | 0 | 0
DemandResponse | 0 | 0 | 0 | 0 | 0 | 0
IGCC-CCS | 0 | 0 | 0 | 0 | 0 | 0
WT_off | 0 | 0 | 0 | 0 | 0 | 0
PseudoUnit | 0 | 0 | 0 | 0 | 0 | 0
FixedInterchange | 0 | 0 | 0 | 0 | 0 | 0
Retrofit VOM Costs by Reporting Type: HQ_IESO
ReportingType | 2015 | 2020 | 2025 | 2030 | 2035 | 2040
BM | 0 | 0 | 0 | 0 | 0 | 0
CC | 0 | 0 | 0 | 0 | 0 | 0
CSP | 0 | 0 | 0 | 0 | 0 | 0
CT | 0 | 0 | 0 | 0 | 0 | 0
Coal | 0 | 0 | 0 | 0 | 0 | 0
Geo | 0 | 0 | 0 | 0 | 0 | 0
H | 0 | 0 | 0 | 0 | 0 | 0
LFG | 0 | 0 | 0 | 0 | 0 | 0
Nuc | 0 | 0 | 0 | 0 | 0 | 0
PS | 0 | 0 | 0 | 0 | 0 | 0
PV | 0 | 0 | 0 | 0 | 0 | 0
PeakG | 0 | 0 | 0 | 0 | 0 | 0
PeakO | 0 | 0 | 0 | 0 | 0 | 0
ST | 0 | 0 | 0 | 0 | 0 | 0
STOG | 0 | 0 | 0 | 0 | 0 | 0
STWD | 0 | 0 | 0 | 0 | 0 | 0
WT | 0 | 0 | 0 | 0 | 0 | 0
IGCC | 0 | 0 | 0 | 0 | 0 | 0
DemandResponse | 0 | 0 | 0 | 0 | 0 | 0
IGCC-CCS | 0 | 0 | 0 | 0 | 0 | 0
WT_off | 0 | 0 | 0 | 0 | 0 | 0
PseudoUnit | 0 | 0 | 0 | 0 | 0 | 0
FixedInterchange | 0 | 0 | 0 | 0 | 0 | 0
Retrofit VOM Costs by Reporting Type: HQ_NEISO
ReportingType | 2015 | 2020 | 2025 | 2030 | 2035 | 2040
BM | 0 | 0 | 0 | 0 | 0 | 0
CC | 0 | 0 | 0 | 0 | 0 | 0
CSP | 0 | 0 | 0 | 0 | 0 | 0
CT | 0 | 0 | 0 | 0 | 0 | 0
Coal | 0 | 0 | 0 | 0 | 0 | 0
Geo | 0 | 0 | 0 | 0 | 0 | 0
H | 0 | 0 | 0 | 0 | 0 | 0
LFG | 0 | 0 | 0 | 0 | 0 | 0
Nuc | 0 | 0 | 0 | 0 | 0 | 0
PS | 0 | 0 | 0 | 0 | 0 | 0
PV | 0 | 0 | 0 | 0 | 0 | 0
PeakG | 0 | 0 | 0 | 0 | 0 | 0
PeakO | 0 | 0 | 0 | 0 | 0 | 0
ST | 0 | 0 | 0 | 0 | 0 | 0
STOG | 0 | 0 | 0 | 0 | 0 | 0
STWD | 0 | 0 | 0 | 0 | 0 | 0
WT | 0 | 0 | 0 | 0 | 0 | 0
IGCC | 0 | 0 | 0 | 0 | 0 | 0
DemandResponse | 0 | 0 | 0 | 0 | 0 | 0
IGCC-CCS | 0 | 0 | 0 | 0 | 0 | 0
WT_off | 0 | 0 | 0 | 0 | 0 | 0
PseudoUnit | 0 | 0 | 0 | 0 | 0 | 0
FixedInterchange | 0 | 0 | 0 | 0 | 0 | 0
Retrofit VOM Costs by Reporting Type: HQ_NY
ReportingType | 2015 | 2020 | 2025 | 2030 | 2035 | 2040
BM | 0 | 0 | 0 | 0 | 0 | 0
CC | 0 | 0 | 0 | 0 | 0 | 0
CSP | 0 | 0 | 0 | 0 | 0 | 0
CT | 0 | 0 | 0 | 0 | 0 | 0
Coal | 0 | 0 | 0 | 0 | 0 | 0
Geo | 0 | 0 | 0 | 0 | 0 | 0
H | 0 | 0 | 0 | 0 | 0 | 0
LFG | 0 | 0 | 0 | 0 | 0 | 0
Nuc | 0 | 0 | 0 | 0 | 0 | 0
PS | 0 | 0 | 0 | 0 | 0 | 0
PV | 0 | 0 | 0 | 0 | 0 | 0
PeakG | 0 | 0 | 0 | 0 | 0 | 0
PeakO | 0 | 0 | 0 | 0 | 0 | 0
ST | 0 | 0 | 0 | 0 | 0 | 0
STOG | 0 | 0 | 0 | 0 | 0 | 0
STWD | 0 | 0 | 0 | 0 | 0 | 0
WT | 0 | 0 | 0 | 0 | 0 | 0
IGCC | 0 | 0 | 0 | 0 | 0 | 0
DemandResponse | 0 | 0 | 0 | 0 | 0 | 0
IGCC-CCS | 0 | 0 | 0 | 0 | 0 | 0
WT_off | 0 | 0 | 0 | 0 | 0 | 0
PseudoUnit | 0 | 0 | 0 | 0 | 0 | 0
FixedInterchange | 0 | 0 | 0 | 0 | 0 | 0
Retrofit VOM Costs by Reporting Type: MARITIMES
ReportingType | 2015 | 2020 | 2025 | 2030 | 2035 | 2040
BM | 0 | 0 | 0 | 0 | 0 | 0
CC | 0 | 0 | 0 | 0 | 0 | 0
CSP | 0 | 0 | 0 | 0 | 0 | 0
CT | 0 | 0 | 0 | 0 | 0 | 0
Coal | 0 | 0 | 0 | 0 | 0 | 0
Geo | 0 | 0 | 0 | 0 | 0 | 0
H | 0 | 0 | 0 | 0 | 0 | 0
LFG | 0 | 0 | 0 | 0 | 0 | 0
Nuc | 0 | 0 | 0 | 0 | 0 | 0
PS | 0 | 0 | 0 | 0 | 0 | 0
PV | 0 | 0 | 0 | 0 | 0 | 0
PeakG | 0 | 0 | 0 | 0 | 0 | 0
PeakO | 0 | 0 | 0 | 0 | 0 | 0
ST | 0 | 0 | 0 | 0 | 0 | 0
STOG | 0 | 0 | 0 | 0 | 0 | 0
STWD | 0 | 0 | 0 | 0 | 0 | 0
WT | 0 | 0 | 0 | 0 | 0 | 0
IGCC | 0 | 0 | 0 | 0 | 0 | 0
DemandResponse | 0 | 0 | 0 | 0 | 0 | 0
IGCC-CCS | 0 | 0 | 0 | 0 | 0 | 0
WT_off | 0 | 0 | 0 | 0 | 0 | 0
PseudoUnit | 0 | 0 | 0 | 0 | 0 | 0
FixedInterchange | 0 | 0 | 0 | 0 | 0 | 0
retrofit VOM Costs by Reporting Type: All
ReportingType | 2015 | 2020 | 2025 | 2030 | 2035 | 2040
BM | 0 | 0 | 0 | 0 | 0 | 0
CC | 0 | 0 | 0 | 0 | 0 | 0
CSP | 0 | 0 | 0 | 0 | 0 | 0
CT | 0 | 0 | 0 | 0 | 0 | 0
Coal | 5159.92 | 8557.21 | 8118.88 | 7787.06 | 8394.95 | 8498.39
Geo | 0 | 0 | 0 | 0 | 0 | 0
H | 0 | 0 | 0 | 0 | 0 | 0
LFG | 0 | 0 | 0 | 0 | 0 | 0
Nuc | 0 | 0 | 0 | 0 | 0 | 0
PS | 0 | 0 | 0 | 0 | 0 | 0
PV | 0 | 0 | 0 | 0 | 0 | 0
PeakG | 0 | 0 | 0 | 0 | 0 | 0
PeakO | 0 | 0 | 0 | 0 | 0 | 0
ST | 0 | 0 | 0 | 0 | 0 | 0
STOG | 0 | 0 | 0 | 0 | 0 | 0
STWD | 0 | 0 | 0 | 0 | 0 | 0
WT | 0 | 0 | 0 | 0 | 0 | 0
IGCC | 0 | 0 | 0 | 0 | 0 | 0
DemandResponse | 0 | 0 | 0 | 0 | 0 | 0
IGCC-CCS | 0 | 0 | 0 | 0 | 0 | 0
WT_off | 0 | 0 | 0 | 0 | 0 | 0
PseudoUnit | 0 | 0 | 0 | 0 | 0 | 0
FixedInterchange | 0 | 0 | 0 | 0 | 0 | 0
retrofit VOM Costs by Reporting Type: EI_US
ReportingType | 2015 | 2020 | 2025 | 2030 | 2035 | 2040
BM | 0 | 0 | 0 | 0 | 0 | 0
CC | 0 | 0 | 0 | 0 | 0 | 0
CSP | 0 | 0 | 0 | 0 | 0 | 0
CT | 0 | 0 | 0 | 0 | 0 | 0
Coal | 3636.39 | 6522.35 | 6065.35 | 5735.59 | 6337.85 | 6434.72
Geo | 0 | 0 | 0 | 0 | 0 | 0
H | 0 | 0 | 0 | 0 | 0 | 0
LFG | 0 | 0 | 0 | 0 | 0 | 0
Nuc | 0 | 0 | 0 | 0 | 0 | 0
PS | 0 | 0 | 0 | 0 | 0 | 0
PV | 0 | 0 | 0 | 0 | 0 | 0
PeakG | 0 | 0 | 0 | 0 | 0 | 0
PeakO | 0 | 0 | 0 | 0 | 0 | 0
ST | 0 | 0 | 0 | 0 | 0 | 0
STOG | 0 | 0 | 0 | 0 | 0 | 0
STWD | 0 | 0 | 0 | 0 | 0 | 0
WT | 0 | 0 | 0 | 0 | 0 | 0
IGCC | 0 | 0 | 0 | 0 | 0 | 0
DemandResponse | 0 | 0 | 0 | 0 | 0 | 0
IGCC-CCS | 0 | 0 | 0 | 0 | 0 | 0
WT_off | 0 | 0 | 0 | 0 | 0 | 0
PseudoUnit | 0 | 0 | 0 | 0 | 0 | 0
FixedInterchange | 0 | 0 | 0 | 0 | 0 | 0
retrofit VOM Costs by Reporting Type: EI_Canada
ReportingType | 2015 | 2020 | 2025 | 2030 | 2035 | 2040
BM | 0 | 0 | 0 | 0 | 0 | 0
CC | 0 | 0 | 0 | 0 | 0 | 0
CSP | 0 | 0 | 0 | 0 | 0 | 0
CT | 0 | 0 | 0 | 0 | 0 | 0
Coal | 0 | 0 | 0 | 0 | 0 | 0
Geo | 0 | 0 | 0 | 0 | 0 | 0
H | 0 | 0 | 0 | 0 | 0 | 0
LFG | 0 | 0 | 0 | 0 | 0 | 0
Nuc | 0 | 0 | 0 | 0 | 0 | 0
PS | 0 | 0 | 0 | 0 | 0 | 0
PV | 0 | 0 | 0 | 0 | 0 | 0
PeakG | 0 | 0 | 0 | 0 | 0 | 0
PeakO | 0 | 0 | 0 | 0 | 0 | 0
ST | 0 | 0 | 0 | 0 | 0 | 0
STOG | 0 | 0 | 0 | 0 | 0 | 0
STWD | 0 | 0 | 0 | 0 | 0 | 0
WT | 0 | 0 | 0 | 0 | 0 | 0
IGCC | 0 | 0 | 0 | 0 | 0 | 0
DemandResponse | 0 | 0 | 0 | 0 | 0 | 0
IGCC-CCS | 0 | 0 | 0 | 0 | 0 | 0
WT_off | 0 | 0 | 0 | 0 | 0 | 0
PseudoUnit | 0 | 0 | 0 | 0 | 0 | 0
FixedInterchange | 0 | 0 | 0 | 0 | 0 | 0
retrofit VOM Costs by Reporting Type: EI
ReportingType | 2015 | 2020 | 2025 | 2030 | 2035 | 2040
BM | 0 | 0 | 0 | 0 | 0 | 0
CC | 0 | 0 | 0 | 0 | 0 | 0
CSP | 0 | 0 | 0 | 0 | 0 | 0
CT | 0 | 0 | 0 | 0 | 0 | 0
Coal | 3636.39 | 6522.35 | 6065.35 | 5735.59 | 6337.85 | 6434.72
Geo | 0 | 0 | 0 | 0 | 0 | 0
H | 0 | 0 | 0 | 0 | 0 | 0
LFG | 0 | 0 | 0 | 0 | 0 | 0
Nuc | 0 | 0 | 0 | 0 | 0 | 0
PS | 0 | 0 | 0 | 0 | 0 | 0
PV | 0 | 0 | 0 | 0 | 0 | 0
PeakG | 0 | 0 | 0 | 0 | 0 | 0
PeakO | 0 | 0 | 0 | 0 | 0 | 0
ST | 0 | 0 | 0 | 0 | 0 | 0
STOG | 0 | 0 | 0 | 0 | 0 | 0
STWD | 0 | 0 | 0 | 0 | 0 | 0
WT | 0 | 0 | 0 | 0 | 0 | 0
IGCC | 0 | 0 | 0 | 0 | 0 | 0
DemandResponse | 0 | 0 | 0 | 0 | 0 | 0
IGCC-CCS | 0 | 0 | 0 | 0 | 0 | 0
WT_off | 0 | 0 | 0 | 0 | 0 | 0
PseudoUnit | 0 | 0 | 0 | 0 | 0 | 0
FixedInterchange | 0 | 0 | 0 | 0 | 0 | 0
retrofit VOM Costs by Reporting Type: Outside_EI
ReportingType | 2015 | 2020 | 2025 | 2030 | 2035 | 2040
BM | 0 | 0 | 0 | 0 | 0 | 0
CC | 0 | 0 | 0 | 0 | 0 | 0
CSP | 0 | 0 | 0 | 0 | 0 | 0
CT | 0 | 0 | 0 | 0 | 0 | 0
Coal | 1523.53 | 2034.86 | 2053.53 | 2051.47 | 2057.1 | 2063.67
Geo | 0 | 0 | 0 | 0 | 0 | 0
H | 0 | 0 | 0 | 0 | 0 | 0
LFG | 0 | 0 | 0 | 0 | 0 | 0
Nuc | 0 | 0 | 0 | 0 | 0 | 0
PS | 0 | 0 | 0 | 0 | 0 | 0
PV | 0 | 0 | 0 | 0 | 0 | 0
PeakG | 0 | 0 | 0 | 0 | 0 | 0
PeakO | 0 | 0 | 0 | 0 | 0 | 0
ST | 0 | 0 | 0 | 0 | 0 | 0
STOG | 0 | 0 | 0 | 0 | 0 | 0
STWD | 0 | 0 | 0 | 0 | 0 | 0
WT | 0 | 0 | 0 | 0 | 0 | 0
IGCC | 0 | 0 | 0 | 0 | 0 | 0
DemandResponse | 0 | 0 | 0 | 0 | 0 | 0
IGCC-CCS | 0 | 0 | 0 | 0 | 0 | 0
WT_off | 0 | 0 | 0 | 0 | 0 | 0
PseudoUnit | 0 | 0 | 0 | 0 | 0 | 0
FixedInterchange | 0 | 0 | 0 | 0 | 0 | 0
#10 | 0.15: Base FOM Costs ($million)
Base FOM Costs by Reporting Type: Entergy
ReportingType | 2015 | 2020 | 2025 | 2030 | 2035 | 2040
BM | 0 | 0 | 0 | 0 | 0 | 0
CC | 413.46 | 525.29 | 422.2 | 450.21 | 515.09 | 515.09
CSP | 0 | 0 | 0 | 0 | 0 | 0
CT | 0 | 0 | 0 | 1.59 | 2.67 | 13.55
Coal | 517.35 | 557.26 | 562.84 | 589.52 | 615.72 | 775.53
Geo | 0 | 0 | 0 | 0 | 0 | 0
H | 10.6 | 10.6 | 10.6 | 10.6 | 10.6 | 10.6
LFG | 0.97 | 0.97 | 0.97 | 13.89 | 13.89 | 13.89
Nuc | 789.41 | 804.93 | 789.41 | 789.41 | 666.82 | 1125.48
PS | 1.4 | 1.4 | 1.4 | 1.4 | 1.4 | 1.4
PV | 0 | 1.09 | 1.68 | 1.74 | 1.8 | 1.85
PeakG | 47.54 | 69.98 | 49.29 | 63.1 | 67 | 67
PeakO | 4.42 | 5.87 | 5.08 | 5.22 | 5.22 | 5.22
ST | 0 | 0 | 0 | 0 | 0 | 0
STOG | 173.66 | 205.49 | 176.15 | 176.15 | 176.15 | 176.15
STWD | 6.6 | 8.26 | 6.73 | 6.73 | 6.73 | 6.73
WT | 3.66 | 3.66 | 3.66 | 3.66 | 3.66 | 6.47
IGCC | 0 | 0 | 0 | 0 | 0 | 0
DemandResponse | 0 | 0 | 0 | 0 | 0 | 0
IGCC-CCS | 0 | 0 | 0 | 0 | 0 | 0
WT_off | 0 | 0 | 0 | 0 | 0 | 0
PseudoUnit | 0 | 0 | 0 | 0 | 0 | 0
FixedInterchange | 0 | 0 | 0 | 0 | 0 | 0
Base FOM Costs by Reporting Type: FRCC
ReportingType | 2015 | 2020 | 2025 | 2030 | 2035 | 2040
BM | 0 | 0 | 0 | 0 | 0 | 0
CC | 674.93 | 895.77 | 745.52 | 780.58 | 999.83 | 1100.86
CSP | 0 | 0 | 0 | 0 | 0 | 0
CT | 16.6 | 16.6 | 16.6 | 16.6 | 16.6 | 16.6
Coal | 566.68 | 543.52 | 563.62 | 608.77 | 641.4 | 686.02
Geo | 0 | 0 | 0 | 0 | 0 | 0
H | 0.78 | 0.78 | 0.78 | 0.78 | 0.78 | 0.78
LFG | 58.63 | 58.63 | 82.46 | 82.46 | 82.46 | 82.46
Nuc | 601.49 | 635.55 | 601.49 | 601.49 | 946.02 | 369.98
PS | 0 | 0 | 0 | 0 | 0 | 0
PV | 0.75 | 0.75 | 0.75 | 0.75 | 0.75 | 0.75
PeakG | 149.81 | 217.71 | 155.12 | 202.68 | 202.68 | 202.68
PeakO | 64.61 | 83.43 | 68.43 | 68.43 | 68.43 | 68.43
ST | 0 | 0 | 0 | 0 | 0 | 0
STOG | 206.06 | 243.83 | 209.02 | 209.02 | 209.02 | 209.02
STWD | 6.25 | 7.82 | 6.37 | 6.37 | 6.37 | 6.37
WT | 0 | 0 | 0 | 0 | 0 | 0
IGCC | 0 | 0 | 0 | 0 | 0 | 0
DemandResponse | 0 | 0 | 0 | 0 | 0 | 0
IGCC-CCS | 0 | 0 | 0 | 0 | 0 | 0
WT_off | 0 | 0 | 0 | 0 | 0 | 0
PseudoUnit | 0 | 0 | 0 | 0 | 0 | 0
FixedInterchange | 0 | 0 | 0 | 0 | 0 | 0
Base FOM Costs by Reporting Type: MAPP_US
ReportingType | 2015 | 2020 | 2025 | 2030 | 2035 | 2040
BM | 0 | 0 | 0 | 0 | 0 | 0
CC | 8.37 | 10.64 | 8.55 | 8.55 | 9.26 | 10.46
CSP | 0 | 0 | 0 | 0 | 0 | 0
CT | 2.06 | 2.06 | 2.06 | 2.06 | 3.66 | 6.88
Coal | 200.74 | 176.78 | 172.13 | 173.29 | 204.74 | 236.69
Geo | 3.95 | 3.95 | 3.95 | 3.95 | 3.95 | 3.95
H | 31.14 | 31.14 | 31.14 | 31.14 | 31.14 | 31.14
LFG | 0.24 | 0.24 | 0.24 | 8.86 | 8.86 | 8.86
Nuc | 0.01 | 0.01 | 0.01 | 0.01 | 0.01 | 0.01
PS | 0 | 0 | 0 | 0 | 0 | 0
PV | 0 | 0 | 0 | 0 | 0 | 0
PeakG | 12.29 | 19.13 | 14.16 | 16.07 | 17.04 | 17.04
PeakO | 0 | 0 | 0 | 0 | 0 | 0
ST | 0 | 0 | 0 | 0 | 0 | 0
STOG | 0 | 0 | 0 | 0 | 0 | 0
STWD | 0 | 0 | 0 | 0 | 0 | 0
WT | 55.22 | 99.56 | 200.51 | 250.17 | 333.58 | 333.58
IGCC | 0 | 0 | 0 | 0 | 0 | 0
DemandResponse | 0 | 0 | 0 | 0 | 0 | 0
IGCC-CCS | 0 | 0 | 0 | 0 | 0 | 0
WT_off | 0 | 0 | 0 | 0 | 0 | 0
PseudoUnit | 0 | 0 | 0 | 0 | 0 | 0
FixedInterchange | 0 | 0 | 0 | 0 | 0 | 0
Base FOM Costs by Reporting Type: MISO_IN
ReportingType | 2015 | 2020 | 2025 | 2030 | 2035 | 2040
BM | 0 | 0 | 0 | 0 | 0 | 0
CC | 41.43 | 52.67 | 42.31 | 45.82 | 51.79 | 51.79
CSP | 0 | 0 | 0 | 0 | 0 | 0
CT | 0 | 0 | 0 | 0 | 0 | 0
Coal | 930.27 | 1050.46 | 1043.15 | 1172.34 | 1310.67 | 1455.93
Geo | 0 | 0 | 0 | 0 | 0 | 0
H | 1.07 | 1.07 | 1.07 | 1.07 | 1.07 | 1.07
LFG | 4.46 | 4.46 | 9.59 | 14.11 | 14.11 | 14.11
Nuc | 0.01 | 0.01 | 0.01 | 0.01 | 0.01 | 0.01
PS | 0 | 0 | 0 | 0 | 0 | 0
PV | 0 | 3.94 | 6.4 | 6.4 | 6.59 | 6.82
PeakG | 52.35 | 76.94 | 54.27 | 73.39 | 73.39 | 73.39
PeakO | 10.59 | 13.5 | 10.82 | 10.82 | 10.82 | 10.82
ST | 0 | 0 | 0 | 0 | 0 | 0
STOG | 12.26 | 14.51 | 12.44 | 12.44 | 12.44 | 12.44
STWD | 0 | 0 | 0 | 0 | 0 | 0
WT | 18.31 | 18.31 | 18.31 | 18.31 | 18.31 | 18.31
IGCC | 30.22 | 30.22 | 30.22 | 30.22 | 30.22 | 30.22
DemandResponse | 0 | 0 | 0 | 0 | 0 | 0
IGCC-CCS | 0 | 0 | 0 | 0 | 0 | 0
WT_off | 0 | 0 | 0 | 0 | 0 | 0
PseudoUnit | 0 | 0 | 0 | 0 | 0 | 0
FixedInterchange | 0 | 0 | 0 | 0 | 0 | 0
Base FOM Costs by Reporting Type: MISO_MI
ReportingType | 2015 | 2020 | 2025 | 2030 | 2035 | 2040
BM | 0 | 0 | 0 | 0 | 0 | 0
CC | 128.88 | 172.17 | 142.32 | 148.71 | 160.93 | 160.93
CSP | 0 | 0 | 0 | 0 | 0 | 0
CT | 0 | 0 | 0 | 0 | 0 | 0
Coal | 635.18 | 651.46 | 596.18 | 672.34 | 752.48 | 800.7
Geo | 0 | 0 | 0 | 0 | 0 | 0
H | 2.01 | 2.01 | 2.01 | 2.01 | 2.01 | 2.01
LFG | 19.67 | 28.29 | 38.95 | 38.95 | 38.95 | 38.95
Nuc | 275.03 | 275.03 | 275.03 | 275.03 | 161.75 | 417.74
PS | 44.44 | 44.44 | 44.44 | 44.44 | 44.44 | 44.44
PV | 0 | 0 | 0 | 0 | 0 | 0
PeakG | 61.2 | 89.88 | 71.67 | 85.63 | 85.63 | 85.63
PeakO | 15.67 | 19.97 | 16.01 | 16.01 | 16.01 | 16.01
ST | 0 | 0 | 0 | 0 | 0 | 0
STOG | 125.33 | 148.3 | 127.13 | 127.13 | 127.13 | 127.13
STWD | 5.22 | 6.54 | 5.33 | 5.33 | 5.33 | 5.33
WT | 61.65 | 70.21 | 70.21 | 74.26 | 78.5 | 83.12
IGCC | 0 | 0 | 0 | 0 | 0 | 0
DemandResponse | 0 | 0 | 0 | 0 | 0 | 0
IGCC-CCS | 0 | 0 | 0 | 0 | 0 | 0
WT_off | 0 | 0 | 0 | 0 | 0 | 0
PseudoUnit | 0 | 0 | 0 | 0 | 0 | 0
FixedInterchange | 0 | 0 | 0 | 0 | 0 | 0
Base FOM Costs by Reporting Type: MISO_MO-IL
ReportingType | 2015 | 2020 | 2025 | 2030 | 2035 | 2040
BM | 0 | 0 | 0 | 0 | 0 | 0
CC | 31.4 | 39.92 | 32.06 | 35.22 | 39.25 | 39.25
CSP | 0 | 0 | 0 | 0 | 0 | 0
CT | 0 | 0 | 0 | 0 | 0 | 0
Coal | 1032.33 | 1085.74 | 1013.98 | 1161.36 | 1326.56 | 1398.98
Geo | 0 | 0 | 0 | 0 | 0 | 0
H | 5.01 | 9 | 9 | 9 | 9 | 9
LFG | 2.17 | 2.17 | 29.04 | 29.04 | 29.04 | 29.04
Nuc | 308.98 | 325.11 | 325.11 | 325.11 | 325.11 | 325.11
PS | 10.45 | 10.45 | 10.45 | 10.45 | 10.45 | 10.45
PV | 0 | 0 | 0 | 0 | 0 | 0
PeakG | 77.83 | 114.84 | 80.73 | 103.92 | 110.46 | 110.46
PeakO | 21.48 | 28.65 | 22.96 | 22.96 | 22.96 | 22.96
ST | 0 | 0 | 0 | 0 | 0 | 0
STOG | 26.02 | 30.78 | 26.39 | 26.39 | 26.39 | 26.39
STWD | 0 | 0 | 0 | 0 | 0 | 0
WT | 21.36 | 21.36 | 21.36 | 72.17 | 72.17 | 126.7
IGCC | 0 | 0 | 0 | 0 | 0 | 0
DemandResponse | 0 | 0 | 0 | 0 | 0 | 0
IGCC-CCS | 0 | 0 | 0 | 0 | 0 | 0
WT_off | 0 | 0 | 0 | 0 | 0 | 0
PseudoUnit | 0 | 0 | 0 | 0 | 0 | 0
FixedInterchange | 0 | 0 | 0 | 0 | 0 | 0
Base FOM Costs by Reporting Type: MISO_W
ReportingType | 2015 | 2020 | 2025 | 2030 | 2035 | 2040
BM | 0 | 0 | 0 | 0 | 0 | 0
CC | 90.43 | 114.8 | 92.68 | 92.68 | 109.48 | 112.22
CSP | 0 | 0 | 0 | 0 | 0 | 0
CT | 0 | 0 | 0 | 0 | 0 | 0
Coal | 737.65 | 804.13 | 806.71 | 837.25 | 973.19 | 1167.75
Geo | 0 | 0 | 0 | 0 | 0 | 0
H | 7.08 | 7.08 | 7.08 | 7.08 | 7.08 | 7.08
LFG | 24.73 | 24.73 | 33.36 | 33.36 | 33.36 | 33.36
Nuc | 343.79 | 343.79 | 343.79 | 602.57 | 0.04 | 0.04
PS | 0 | 0 | 0 | 0 | 0 | 0
PV | 0 | 0 | 0 | 0 | 0 | 0
PeakG | 87.12 | 123.54 | 89.97 | 105.17 | 108.71 | 108.71
PeakO | 56.38 | 79.08 | 64.57 | 64.57 | 64.57 | 64.57
ST | 0 | 0 | 0 | 0 | 0 | 0
STOG | 7.56 | 8.94 | 7.67 | 7.67 | 7.67 | 7.67
STWD | 10.03 | 12.55 | 10.23 | 10.23 | 10.23 | 10.23
WT | 268.82 | 268.82 | 268.82 | 610.57 | 708.37 | 776.67
IGCC | 0 | 0 | 0 | 0 | 0 | 0
DemandResponse | 0 | 0 | 0 | 0 | 0 | 0
IGCC-CCS | 0 | 0 | 0 | 0 | 0 | 0
WT_off | 0 | 0 | 0 | 0 | 0 | 0
PseudoUnit | 0 | 0 | 0 | 0 | 0 | 0
FixedInterchange | 0 | 0 | 0 | 0 | 0 | 0
Base FOM Costs by Reporting Type: MISO_WUMS
ReportingType | 2015 | 2020 | 2025 | 2030 | 2035 | 2040
BM | 0 | 0 | 0 | 0 | 0 | 0
CC | 80.83 | 102.77 | 82.55 | 82.55 | 97.24 | 101.05
CSP | 0 | 0 | 0 | 0 | 0 | 0
CT | 0 | 20.03 | 39.87 | 76.05 | 147.31 | 170.26
Coal | 354.27 | 404.31 | 416.7 | 437.73 | 448.48 | 513.45
Geo | 0 | 0 | 0 | 0 | 0 | 0
H | 4.79 | 4.8 | 4.8 | 4.8 | 4.8 | 4.8
LFG | 8.57 | 8.57 | 35.44 | 35.44 | 35.44 | 35.44
Nuc | 264.54 | 287.77 | 264.54 | 570.75 | 0.04 | 0.04
PS | 0 | 0 | 0 | 0 | 0 | 0
PV | 0 | 0 | 0 | 0 | 0 | 0
PeakG | 55.64 | 81.65 | 65.08 | 77.65 | 77.65 | 77.65
PeakO | 13.52 | 17.78 | 14.69 | 14.69 | 14.69 | 14.69
ST | 0 | 0 | 0 | 0 | 0 | 0
STOG | 13.21 | 15.63 | 13.39 | 13.39 | 13.39 | 13.39
STWD | 3.37 | 4.21 | 3.43 | 3.43 | 3.43 | 3.43
WT | 46.36 | 46.36 | 46.36 | 46.36 | 46.36 | 47.23
IGCC | 0 | 0 | 0 | 0 | 0 | 0
DemandResponse | 0 | 0 | 0 | 0 | 0 | 0
IGCC-CCS | 0 | 0 | 0 | 0 | 0 | 0
WT_off | 0 | 0 | 0 | 0 | 0 | 0
PseudoUnit | 0 | 0 | 0 | 0 | 0 | 0
FixedInterchange | 0 | 0 | 0 | 0 | 0 | 0
Base FOM Costs by Reporting Type: Nebraska
ReportingType | 2015 | 2020 | 2025 | 2030 | 2035 | 2040
BM | 0 | 0 | 0 | 0 | 0 | 0
CC | 10.62 | 13.51 | 10.85 | 10.85 | 12.75 | 13.28
CSP | 0 | 0 | 0 | 0 | 0 | 0
CT | 0 | 0 | 0 | 0 | 0 | 0
Coal | 257.61 | 274.43 | 184.21 | 185.65 | 196.26 | 269.92
Geo | 0 | 0 | 0 | 0 | 0 | 0
H | 2.38 | 2.38 | 2.38 | 2.38 | 2.38 | 2.38
LFG | 0.72 | 0.72 | 0.72 | 9.35 | 9.35 | 9.35
Nuc | 182.28 | 198.29 | 182.28 | 249.21 | 0.09 | 0.09
PS | 0 | 0 | 0 | 0 | 0 | 0
PV | 0 | 0 | 0 | 0 | 0 | 0
PeakG | 21.82 | 37.31 | 31.37 | 31.37 | 31.37 | 31.37
PeakO | 9.57 | 12.19 | 9.77 | 9.77 | 9.77 | 9.77
ST | 0 | 0 | 0 | 0 | 0 | 0
STOG | 0 | 0 | 0 | 0 | 0 | 0
STWD | 0 | 0 | 0 | 0 | 0 | 0
WT | 10.53 | 596.58 | 1266.89 | 2012.38 | 2015.13 | 2015.13
IGCC | 0 | 0 | 0 | 0 | 0 | 0
DemandResponse | 0 | 0 | 0 | 0 | 0 | 0
IGCC-CCS | 0 | 0 | 0 | 0 | 0 | 0
WT_off | 0 | 0 | 0 | 0 | 0 | 0
PseudoUnit | 0 | 0 | 0 | 0 | 0 | 0
FixedInterchange | 0 | 0 | 0 | 0 | 0 | 0
Base FOM Costs by Reporting Type: NEISO
ReportingType | 2015 | 2020 | 2025 | 2030 | 2035 | 2040
BM | 25.35 | 25.35 | 25.35 | 25.35 | 25.35 | 25.35
CC | 319.16 | 383.41 | 298.59 | 325.48 | 358.91 | 358.91
CSP | 0 | 0 | 0 | 0 | 0 | 0
CT | 2.24 | 2.24 | 2.24 | 2.17 | 2.17 | 2.17
Coal | 22.84 | 0 | 0 | 0 | 0 | 0
Geo | 0 | 0 | 0 | 0 | 0 | 0
H | 46.4 | 46.45 | 46.45 | 46.45 | 46.45 | 46.45
LFG | 70.11 | 70.11 | 78.5 | 78.5 | 78.5 | 78.5
Nuc | 676.28 | 735.67 | 676.28 | 676.28 | 488.61 | 932.14
PS | 39.74 | 39.74 | 39.74 | 39.74 | 39.74 | 39.74
PV | 0.03 | 5.43 | 5.45 | 5.45 | 5.45 | 5.46
PeakG | 19.94 | 29.61 | 20.7 | 22.52 | 28.85 | 28.85
PeakO | 25.36 | 32.32 | 25.9 | 25.9 | 25.9 | 25.9
ST | 0 | 0 | 0 | 0 | 0 | 0
STOG | 0 | 0 | 0 | 0 | 0 | 0
STWD | 19.55 | 24.46 | 19.93 | 19.93 | 19.93 | 19.93
WT | 13.44 | 55.54 | 111.04 | 127.88 | 149.4 | 149.4
IGCC | 0 | 0 | 0 | 0 | 0 | 0
DemandResponse | 0 | 0 | 0 | 0 | 0 | 0
IGCC-CCS | 0 | 0 | 0 | 0 | 0 | 0
WT_off | 24.96 | 24.96 | 24.96 | 24.96 | 0 | 0
PseudoUnit | 0 | 0 | 0 | 0 | 0 | 0
FixedInterchange | 0 | 0 | 0 | 0 | 0 | 0
Base FOM Costs by Reporting Type: NonRTO_Midwest
ReportingType | 2015 | 2020 | 2025 | 2030 | 2035 | 2040
BM | 0 | 0 | 0 | 0 | 0 | 0
CC | 0 | 0 | 0 | 0 | 0 | 3.61
CSP | 0 | 0 | 0 | 0 | 0 | 0
CT | 0 | 2.59 | 2.59 | 2.59 | 2.59 | 2.59
Coal | 653.43 | 699.26 | 703.47 | 747.66 | 826.24 | 913.75
Geo | 0 | 0 | 0 | 0 | 0 | 0
H | 2.04 | 2.04 | 12.66 | 12.66 | 12.66 | 12.66
LFG | 1.69 | 1.69 | 20.97 | 20.97 | 20.97 | 20.97
Nuc | 0.01 | 0.01 | 0.01 | 0.01 | 0.01 | 0.01
PS | 0 | 0 | 0 | 0 | 0 | 0
PV | 0 | 0 | 0 | 0 | 0 | 0
PeakG | 56.39 | 83.4 | 58.5 | 71.11 | 80.61 | 80.61
PeakO | 0.35 | 0.45 | 0.36 | 0.36 | 0.36 | 0.36
ST | 0 | 0 | 0 | 0 | 0 | 0
STOG | 0 | 0 | 0 | 0 | 0 | 0
STWD | 0 | 0 | 0 | 0 | 0 | 0
WT | 2.26 | 2.26 | 2.26 | 2.26 | 2.26 | 2.26
IGCC | 0 | 0 | 0 | 0 | 0 | 0
DemandResponse | 0 | 0 | 0 | 0 | 0 | 0
IGCC-CCS | 0 | 0 | 0 | 0 | 0 | 0
WT_off | 0 | 0 | 0 | 0 | 0 | 0
PseudoUnit | 0 | 0 | 0 | 0 | 0 | 0
FixedInterchange | 0 | 0 | 0 | 0 | 0 | 0
Base FOM Costs by Reporting Type: NYISO_A-F
ReportingType | 2015 | 2020 | 2025 | 2030 | 2035 | 2040
BM | 0 | 0 | 0 | 0 | 0 | 0
CC | 97.63 | 123.38 | 108.34 | 119.75 | 119.75 | 119.75
CSP | 0 | 0 | 0 | 0 | 0 | 0
CT | 0 | 0 | 0 | 0 | 0 | 0
Coal | 0 | 0 | 0 | 0 | 0 | 0
Geo | 0 | 0 | 0 | 0 | 0 | 0
H | 62.6 | 62.6 | 62.6 | 62.6 | 62.6 | 62.6
LFG | 20.8 | 20.8 | 20.8 | 28.97 | 28.97 | 28.97
Nuc | 489.92 | 509.2 | 489.92 | 399.48 | 552.03 | 578.17
PS | 33.52 | 33.52 | 33.52 | 33.52 | 33.52 | 33.52
PV | 0 | 0 | 0 | 0 | 0 | 0
PeakG | 3.78 | 5.56 | 5.31 | 5.31 | 5.31 | 5.31
PeakO | 1.14 | 1.46 | 1.17 | 1.17 | 1.17 | 1.17
ST | 0 | 0 | 0 | 0 | 0 | 0
STOG | 0 | 0 | 0 | 0 | 0 | 0
STWD | 2.76 | 3.45 | 2.81 | 2.81 | 2.81 | 2.81
WT | 113.42 | 133.35 | 133.35 | 133.35 | 133.35 | 133.35
IGCC | 0 | 0 | 0 | 0 | 0 | 0
DemandResponse | 0 | 0 | 0 | 0 | 0 | 0
IGCC-CCS | 0 | 0 | 0 | 0 | 0 | 0
WT_off | 0 | 0 | 0 | 0 | 0 | 0
PseudoUnit | 0 | 0 | 0 | 0 | 0 | 0
FixedInterchange | 0 | 0 | 0 | 0 | 0 | 0
Base FOM Costs by Reporting Type: NYISO_G-I
ReportingType | 2015 | 2020 | 2025 | 2030 | 2035 | 2040
BM | 0 | 0 | 0 | 0 | 0 | 0
CC | 34.33 | 43.65 | 35.09 | 35.19 | 63.55 | 105.67
CSP | 0 | 0 | 0 | 0 | 0 | 0
CT | 0 | 0 | 0 | 0 | 0 | 0
Coal | 0 | 0 | 0 | 0 | 0 | 0
Geo | 0 | 0 | 0 | 0 | 0 | 0
H | 0.46 | 0.46 | 0.46 | 0.46 | 0.46 | 0.46
LFG | 7.72 | 7.72 | 7.76 | 16.67 | 16.67 | 16.67
Nuc | 297.74 | 323.88 | 297.74 | 297.74 | 452.18 | 0.18
PS | 0 | 0 | 0 | 0 | 0 | 0
PV | 0 | 0 | 0 | 0 | 0 | 0
PeakG | 1.51 | 2.04 | 1.56 | 1.56 | 1.56 | 1.56
PeakO | 2.55 | 3.25 | 2.61 | 2.61 | 2.61 | 2.61
ST | 0 | 0 | 0 | 0 | 0 | 0
STOG | 0 | 0 | 0 | 0 | 0 | 0
STWD | 0 | 0 | 0 | 0 | 0 | 0
WT | 0 | 1.68 | 1.68 | 1.68 | 1.68 | 1.68
IGCC | 0 | 0 | 0 | 0 | 0 | 0
DemandResponse | 0 | 0 | 0 | 0 | 0 | 0
IGCC-CCS | 0 | 0 | 0 | 0 | 0 | 0
WT_off | 0 | 0 | 0 | 0 | 0 | 0
PseudoUnit | 0 | 0 | 0 | 0 | 0 | 0
FixedInterchange | 0 | 0 | 0 | 0 | 0 | 0
Base FOM Costs by Reporting Type: NYISO_J-K
ReportingType | 2015 | 2020 | 2025 | 2030 | 2035 | 2040
BM | 0 | 0 | 0 | 0 | 0 | 0
CC | 125.46 | 154.92 | 127.77 | 138.94 | 152.61 | 152.61
CSP | 0 | 0 | 0 | 0 | 0 | 0
CT | 0 | 0 | 0 | 2.09 | 13.76 | 17.76
Coal | 0 | 0 | 0 | 0 | 0 | 0
Geo | 0 | 0 | 0 | 0 | 0 | 0
H | 0 | 0 | 0 | 0 | 0 | 0
LFG | 14.96 | 14.96 | 14.96 | 23.9 | 23.9 | 23.9
Nuc | 0.01 | 0.01 | 0.01 | 0.01 | 0.01 | 0.01
PS | 0 | 0 | 0 | 0 | 0 | 0
PV | 0.53 | 0.53 | 0.53 | 0.53 | 0 | 0
PeakG | 54.7 | 77.08 | 56.45 | 62.35 | 66.78 | 66.78
PeakO | 61.69 | 79.16 | 63.78 | 65.02 | 65.02 | 65.02
ST | 0 | 0 | 0 | 0 | 0 | 0
STOG | 186.87 | 221.12 | 189.55 | 189.55 | 189.55 | 189.55
STWD | 0 | 0 | 0 | 0 | 0 | 0
WT | 0 | 0 | 0 | 0 | 0 | 0
IGCC | 0 | 0 | 0 | 0 | 0 | 0
DemandResponse | 0 | 0 | 0 | 0 | 0 | 0
IGCC-CCS | 0 | 0 | 0 | 0 | 0 | 0
WT_off | 0 | 0 | 0 | 0 | 0 | 0
PseudoUnit | 0 | 0 | 0 | 0 | 0 | 0
FixedInterchange | 0 | 0 | 0 | 0 | 0 | 0
Base FOM Costs by Reporting Type: PJM_E
ReportingType | 2015 | 2020 | 2025 | 2030 | 2035 | 2040
BM | 3.02 | 3.02 | 3.02 | 3.02 | 3.02 | 3.02
CC | 297.21 | 359.4 | 312.87 | 330.19 | 350.43 | 350.43
CSP | 0 | 0 | 0 | 0 | 0 | 0
CT | 0.18 | 0.18 | 0.18 | 0.18 | 13.35 | 13.35
Coal | 41.72 | 0.8 | 0.8 | 0.8 | 0.8 | 0.8
Geo | 0 | 0 | 0 | 0 | 0 | 0
H | 3.85 | 3.85 | 3.85 | 3.85 | 3.85 | 3.85
LFG | 56.83 | 72.83 | 72.83 | 72.83 | 72.83 | 72.83
Nuc | 1239 | 1184.31 | 1149.53 | 1149.53 | 825.73 | 1983.3
PS | 9.5 | 9.5 | 9.5 | 9.5 | 9.5 | 9.5
PV | 0.75 | 0.75 | 0.75 | 0.75 | 0.75 | 0.75
PeakG | 75.2 | 106.43 | 77.64 | 89.79 | 93.22 | 93.22
PeakO | 75.92 | 100.78 | 82.41 | 82.41 | 82.41 | 82.41
ST | 0 | 0 | 0 | 0 | 0 | 0
STOG | 114.94 | 136 | 116.59 | 116.59 | 116.59 | 116.59
STWD | 0 | 0 | 0 | 0 | 0 | 0
WT | 32.63 | 32.63 | 32.63 | 32.63 | 32.63 | 32.63
IGCC | 0 | 0 | 0 | 0 | 0 | 0
DemandResponse | 0 | 0 | 0 | 0 | 0 | 0
IGCC-CCS | 0 | 0 | 0 | 0 | 0 | 0
WT_off | 0 | 0 | 58.67 | 58.67 | 58.67 | 58.67
PseudoUnit | 0 | 0 | 0 | 0 | 0 | 0
FixedInterchange | 0 | 0 | 0 | 0 | 0 | 0
Base FOM Costs by Reporting Type: PJM_ROM
ReportingType | 2015 | 2020 | 2025 | 2030 | 2035 | 2040
BM | 1.81 | 1.81 | 1.81 | 1.81 | 1.81 | 1.81
CC | 142.43 | 174.53 | 145.82 | 151.1 | 172.02 | 359.28
CSP | 0 | 0 | 0 | 0 | 0 | 0
CT | 0.11 | 0.11 | 0.11 | 0.11 | 0.11 | 0.11
Coal | 546.13 | 559.7 | 606.71 | 792.06 | 822.39 | 840.08
Geo | 0 | 0 | 0 | 0 | 0 | 0
H | 19.83 | 21.16 | 29.48 | 29.48 | 29.48 | 29.48
LFG | 43.05 | 74.95 | 74.95 | 74.95 | 74.95 | 74.95
Nuc | 733.21 | 756.8 | 733.21 | 733.21 | 657.66 | 1060.55
PS | 35.92 | 35.92 | 35.92 | 35.92 | 35.92 | 35.92
PV | 0.06 | 23.6 | 38.44 | 42.46 | 44.05 | 45.96
PeakG | 30.83 | 44.67 | 41.32 | 41.32 | 41.32 | 41.32
PeakO | 45.95 | 58.57 | 46.94 | 46.94 | 46.94 | 46.94
ST | 0 | 0 | 0 | 0 | 0 | 0
STOG | 155.08 | 183.5 | 157.31 | 157.31 | 157.31 | 157.31
STWD | 2.24 | 2.81 | 2.29 | 2.29 | 2.29 | 2.29
WT | 38.48 | 59.54 | 221.01 | 221.01 | 221.01 | 221.01
IGCC | 0 | 0 | 0 | 0 | 0 | 0
DemandResponse | 0 | 0 | 0 | 0 | 0 | 0
IGCC-CCS | 0 | 0 | 0 | 0 | 0 | 0
WT_off | 0 | 0 | 0 | 0 | 0 | 0
PseudoUnit | 0 | 0 | 0 | 0 | 0 | 0
FixedInterchange | 0 | 0 | 0 | 0 | 0 | 0
Base FOM Costs by Reporting Type: PJM_ROR
ReportingType | 2015 | 2020 | 2025 | 2030 | 2035 | 2040
BM | 38.69 | 38.69 | 38.69 | 38.69 | 38.69 | 19.4
CC | 357.07 | 446.97 | 374.27 | 400.44 | 614.9 | 614.9
CSP | 0 | 0 | 0 | 0 | 0 | 0
CT | 0.19 | 0.19 | 0.19 | 0.19 | 0.19 | 0.19
Coal | 3421.05 | 2794.93 | 2885.39 | 3396.49 | 3878.59 | 4126.59
Geo | 0 | 0 | 0 | 0 | 0 | 0
H | 26.17 | 33.33 | 33.33 | 33.33 | 33.33 | 33.33
LFG | 65.06 | 95.79 | 126.87 | 126.87 | 126.87 | 126.87
Nuc | 2917.4 | 3014.07 | 2917.4 | 2791.17 | 2168.76 | 4415.45
PS | 73.14 | 73.14 | 73.14 | 73.14 | 73.14 | 73.14
PV | 0.35 | 0.35 | 0.35 | 0.35 | 0.35 | 0.35
PeakG | 325.76 | 481.29 | 337.93 | 436.45 | 464.24 | 464.24
PeakO | 48.69 | 65.15 | 52.22 | 52.22 | 52.22 | 52.22
ST | 0 | 0 | 0 | 0 | 0 | 0
STOG | 91.71 | 108.52 | 93.03 | 93.03 | 93.03 | 93.03
STWD | 6.22 | 7.78 | 6.34 | 6.34 | 6.34 | 6.34
WT | 322.6 | 327.98 | 327.98 | 372.27 | 427.43 | 501.44
IGCC | 0 | 0 | 0 | 0 | 0 | 0
DemandResponse | 0 | 0 | 0 | 0 | 0 | 0
IGCC-CCS | 0 | 0 | 0 | 0 | 0 | 0
WT_off | 0 | 0 | 0 | 0 | 0 | 0
PseudoUnit | 0 | 0 | 0 | 0 | 0 | 0
FixedInterchange | 0 | 0 | 0 | 0 | 0 | 0
Base FOM Costs by Reporting Type: SOCO
ReportingType | 2015 | 2020 | 2025 | 2030 | 2035 | 2040
BM | 5.53 | 5.53 | 5.53 | 5.53 | 5.53 | 5.53
CC | 511.87 | 633.85 | 524.61 | 545.57 | 624.49 | 624.49
CSP | 0 | 0 | 0 | 0 | 0 | 0
CT | 0 | 0 | 0 | 0 | 0 | 0
Coal | 1067.51 | 1114.39 | 1134.44 | 1294.9 | 1499.4 | 1788.82
Geo | 0 | 0 | 0 | 0 | 0 | 0
H | 59.74 | 59.74 | 59.74 | 59.74 | 59.74 | 59.74
LFG | 4.46 | 4.46 | 17.39 | 17.39 | 17.39 | 17.39
Nuc | 850.41 | 1045.67 | 1045.67 | 1045.67 | 1045.67 | 1199.16
PS | 39.76 | 39.76 | 39.76 | 39.76 | 39.76 | 39.76
PV | 0 | 0 | 0 | 0 | 0 | 0
PeakG | 182.94 | 270.92 | 189.83 | 246.58 | 262.59 | 262.59
PeakO | 1.08 | 1.46 | 1.29 | 1.43 | 1.43 | 1.43
ST | 0 | 0 | 0 | 0 | 0 | 0
STOG | 0 | 0 | 0 | 0 | 0 | 0
STWD | 21.41 | 26.79 | 21.83 | 21.83 | 21.83 | 21.83
WT | 0 | 0 | 0 | 0 | 0 | 0
IGCC | 0 | 0 | 0 | 0 | 0 | 0
DemandResponse | 0 | 0 | 0 | 0 | 0 | 0
IGCC-CCS | 0 | 0 | 0 | 0 | 0 | 0
WT_off | 0 | 0 | 0 | 0 | 0 | 0
PseudoUnit | 0 | 0 | 0 | 0 | 0 | 0
FixedInterchange | 0 | 0 | 0 | 0 | 0 | 0
Base FOM Costs by Reporting Type: SPP_N
ReportingType | 2015 | 2020 | 2025 | 2030 | 2035 | 2040
BM | 0 | 0 | 0 | 0 | 0 | 0
CC | 41.13 | 52.29 | 42 | 46.53 | 51.42 | 51.42
CSP | 0 | 0 | 0 | 0 | 0 | 0
CT | 0 | 0 | 0 | 0 | 0 | 3.82
Coal | 548.33 | 540 | 476.16 | 529.11 | 582.84 | 703.93
Geo | 0 | 0 | 0 | 0 | 0 | 0
H | 0.3 | 0.3 | 0.3 | 0.3 | 0.3 | 0.3
LFG | 0.84 | 0.84 | 0.84 | 12.28 | 12.28 | 12.28
Nuc | 160.51 | 168.89 | 168.89 | 168.89 | 168.89 | 168.89
PS | 0 | 0 | 0 | 0 | 0 | 0
PV | 0 | 0 | 0 | 0 | 0 | 0
PeakG | 74.97 | 117.69 | 105.7 | 105.7 | 105.7 | 105.7
PeakO | 34.89 | 44.84 | 35.94 | 35.94 | 35.94 | 35.94
ST | 0 | 0 | 0 | 0 | 0 | 0
STOG | 41.48 | 49.08 | 24.11 | 24.11 | 24.11 | 24.11
STWD | 0 | 0 | 0 | 0 | 0 | 0
WT | 41.99 | 41.99 | 41.99 | 439.89 | 509.91 | 610.02
IGCC | 0 | 0 | 0 | 0 | 0 | 0
DemandResponse | 0 | 0 | 0 | 0 | 0 | 0
IGCC-CCS | 0 | 0 | 0 | 0 | 0 | 0
WT_off | 0 | 0 | 0 | 0 | 0 | 0
PseudoUnit | 0 | 0 | 0 | 0 | 0 | 0
FixedInterchange | 0 | 0 | 0 | 0 | 0 | 0
Base FOM Costs by Reporting Type: SPP_S
ReportingType | 2015 | 2020 | 2025 | 2030 | 2035 | 2040
BM | 0 | 0 | 0 | 0 | 0 | 0
CC | 327.42 | 415.34 | 336.76 | 365.29 | 401.35 | 404.99
CSP | 0 | 0 | 0 | 0 | 0 | 0
CT | 2.76 | 4.77 | 4.77 | 4.77 | 4.77 | 7.17
Coal | 856.33 | 833.27 | 376.92 | 369.55 | 376.01 | 428.41
Geo | 0 | 0 | 0 | 0 | 0 | 0
H | 30.03 | 30.03 | 30.03 | 30.03 | 30.03 | 30.03
LFG | 2.29 | 2.29 | 2.29 | 13.72 | 13.72 | 13.72
Nuc | 0.01 | 0.01 | 0.01 | 0.01 | 0.01 | 0.01
PS | 10.59 | 10.59 | 10.59 | 10.59 | 10.59 | 10.59
PV | 0 | 0 | 0 | 0 | 0 | 0
PeakG | 60.2 | 87.93 | 62.37 | 76.78 | 82.77 | 82.77
PeakO | 3.36 | 4.54 | 3.63 | 3.63 | 3.64 | 3.66
ST | 0 | 0 | 0 | 0 | 0 | 0
STOG | 424.23 | 501.98 | 430.31 | 430.31 | 430.31 | 430.31
STWD | 2.69 | 3.37 | 2.75 | 2.75 | 2.75 | 2.75
WT | 90.68 | 277.82 | 1200.92 | 1553.45 | 1598.08 | 1626.16
IGCC | 0 | 0 | 0 | 0 | 0 | 0
DemandResponse | 0 | 0 | 0 | 0 | 0 | 0
IGCC-CCS | 0 | 0 | 0 | 0 | 0 | 0
WT_off | 0 | 0 | 0 | 0 | 0 | 0
PseudoUnit | 0 | 0 | 0 | 0 | 0 | 0
FixedInterchange | 0 | 0 | 0 | 0 | 0 | 0
Base FOM Costs by Reporting Type: TVA
ReportingType | 2015 | 2020 | 2025 | 2030 | 2035 | 2040
BM | 0 | 0 | 0 | 0 | 0 | 0
CC | 152.84 | 194.1 | 160.97 | 166.83 | 191.28 | 191.28
CSP | 0 | 0 | 0 | 0 | 0 | 0
CT | 0 | 9.36 | 9.36 | 29.72 | 29.72 | 29.72
Coal | 1011.76 | 1048.39 | 1087.78 | 1190.94 | 1281.73 | 1308.61
Geo | 0 | 0 | 0 | 0 | 0 | 0
H | 72.8 | 72.8 | 73.19 | 73.19 | 73.19 | 73.19
LFG | 1.57 | 1.57 | 14.49 | 14.49 | 14.49 | 14.49
Nuc | 1153.81 | 1199.07 | 1153.81 | 1153.81 | 788.03 | 1385.25
PS | 41.38 | 41.38 | 41.38 | 41.38 | 41.38 | 41.38
PV | 0 | 0 | 0 | 0 | 0 | 0
PeakG | 99.24 | 153.37 | 140.99 | 140.99 | 140.99 | 140.99
PeakO | 1.87 | 2.54 | 1.92 | 2.49 | 2.49 | 2.49
ST | 0 | 0 | 0 | 0 | 0 | 0
STOG | 0 | 0 | 0 | 0 | 0 | 0
STWD | 0.16 | 0.2 | 0.16 | 0.16 | 0.16 | 0.16
WT | 0.99 | 0.99 | 0.99 | 0.99 | 0.99 | 0.99
IGCC | 0 | 0 | 0 | 0 | 0 | 0
DemandResponse | 0 | 0 | 0 | 0 | 0 | 0
IGCC-CCS | 0 | 0 | 0 | 0 | 0 | 0
WT_off | 0 | 0 | 0 | 0 | 0 | 0
PseudoUnit | 0 | 0 | 0 | 0 | 0 | 0
FixedInterchange | 0 | 0 | 0 | 0 | 0 | 0
Base FOM Costs by Reporting Type: TVA_Transmission
ReportingType | 2015 | 2020 | 2025 | 2030 | 2035 | 2040
BM | 0 | 0 | 0 | 0 | 0 | 0
CC | 0 | 0 | 0 | 0 | 0 | 0
CSP | 0 | 0 | 0 | 0 | 0 | 0
CT | 0 | 0 | 0 | 0 | 0 | 0
Coal | 0 | 0 | 0 | 0 | 0 | 0
Geo | 0 | 0 | 0 | 0 | 0 | 0
H | 0 | 0 | 0 | 0 | 0 | 0
LFG | 0 | 0 | 0 | 0 | 0 | 0
Nuc | 0 | 0 | 0 | 0 | 0 | 0
PS | 0 | 0 | 0 | 0 | 0 | 0
PV | 0 | 0 | 0 | 0 | 0 | 0
PeakG | 0 | 0 | 0 | 0 | 0 | 0
PeakO | 0 | 0 | 0 | 0 | 0 | 0
ST | 0 | 0 | 0 | 0 | 0 | 0
STOG | 0 | 0 | 0 | 0 | 0 | 0
STWD | 0 | 0 | 0 | 0 | 0 | 0
WT | 0 | 0 | 0 | 0 | 0 | 0
IGCC | 0 | 0 | 0 | 0 | 0 | 0
DemandResponse | 0 | 0 | 0 | 0 | 0 | 0
IGCC-CCS | 0 | 0 | 0 | 0 | 0 | 0
WT_off | 0 | 0 | 0 | 0 | 0 | 0
PseudoUnit | 0 | 0 | 0 | 0 | 0 | 0
FixedInterchange | 0 | 0 | 0 | 0 | 0 | 0
Base FOM Costs by Reporting Type: VACAR
ReportingType | 2015 | 2020 | 2025 | 2030 | 2035 | 2040
BM | 0.09 | 23.3 | 85.66 | 91.69 | 110.12 | 125.27
CC | 167.91 | 221.16 | 202.51 | 226.4 | 344.51 | 417.48
CSP | 0 | 0 | 0 | 0 | 0 | 0
CT | 12.96 | 22.29 | 22.29 | 22.29 | 22.29 | 22.29
Coal | 1224.02 | 1140.14 | 1169.94 | 1345.19 | 1517.42 | 1605.18
Geo | 0 | 0 | 0 | 0 | 0 | 0
H | 30.23 | 30.23 | 30.23 | 30.23 | 30.23 | 30.23
LFG | 7.64 | 20.52 | 20.52 | 20.52 | 20.52 | 20.52
Nuc | 1664.13 | 1955.26 | 1870.92 | 1870.92 | 1398.04 | 2995.54
PS | 62.1 | 62.1 | 62.1 | 62.1 | 62.1 | 62.1
PV | 0.23 | 2.55 | 2.66 | 2.72 | 2.91 | 3.07
PeakG | 142.93 | 209.84 | 148.17 | 188.38 | 199.72 | 199.72
PeakO | 36.13 | 46.34 | 37.33 | 38.01 | 38.01 | 38.01
ST | 0 | 0 | 0 | 0 | 0 | 0
STOG | 4.04 | 4.78 | 4.1 | 4.1 | 4.1 | 4.1
STWD | 9.01 | 11.27 | 9.18 | 9.18 | 9.18 | 9.18
WT | 0.03 | 98.25 | 98.25 | 98.25 | 98.25 | 98.25
IGCC | 0 | 0 | 0 | 0 | 0 | 0
DemandResponse | 0 | 0 | 0 | 0 | 0 | 0
IGCC-CCS | 0 | 0 | 0 | 0 | 0 | 0
WT_off | 0.05 | 0.05 | 0.05 | 0.05 | 0.05 | 0.05
PseudoUnit | 0 | 0 | 0 | 0 | 0 | 0
FixedInterchange | 0 | 0 | 0 | 0 | 0 | 0
Base FOM Costs by Reporting Type: IESO
ReportingType | 2015 | 2020 | 2025 | 2030 | 2035 | 2040
BM | 32.8 | 32.8 | 32.8 | 32.8 | 32.8 | 32.8
CC | 102.32 | 102.32 | 102.32 | 102.32 | 109.46 | 133.26
CSP | 0 | 0 | 0 | 0 | 0 | 0
CT | 2.46 | 2.46 | 2.46 | 2.46 | 5.67 | 15.47
Coal | 0 | 0 | 0 | 0 | 0 | 0
Geo | 0 | 0 | 0 | 0 | 0 | 0
H | 123.83 | 123.83 | 123.83 | 123.83 | 123.83 | 127.39
LFG | 14.17 | 14.17 | 14.17 | 14.17 | 14.23 | 14.23
Nuc | 1895.33 | 1895.33 | 1895.33 | 1895.33 | 1745.37 | 2079.68
PS | 2.92 | 2.92 | 2.92 | 2.92 | 2.92 | 2.92
PV | 18.26 | 18.26 | 18.26 | 18.26 | 0.44 | 0.44
PeakG | 11.67 | 13.67 | 13.67 | 13.67 | 13.67 | 13.67
PeakO | 0.66 | 0.66 | 0.78 | 0.86 | 0.86 | 0.86
ST | 0 | 0 | 0 | 0 | 0 | 0
STOG | 0 | 0 | 0 | 0 | 0 | 0
STWD | 0 | 0 | 0 | 0 | 0 | 0
WT | 102.92 | 102.92 | 102.92 | 102.92 | 43.8 | 43.8
IGCC | 0 | 0 | 0 | 0 | 0 | 0
DemandResponse | 0 | 0 | 0 | 0 | 0 | 0
IGCC-CCS | 0 | 0 | 0 | 0 | 0 | 0
WT_off | 0 | 0 | 0 | 0 | 0 | 0
PseudoUnit | 0 | 0 | 0 | 0 | 0 | 0
FixedInterchange | 0 | 0 | 0 | 0 | 0 | 0
Base FOM Costs by Reporting Type: MAPP_CA
ReportingType | 2015 | 2020 | 2025 | 2030 | 2035 | 2040
BM | 0 | 0 | 0 | 0 | 0 | 0
CC | 21.69 | 21.69 | 21.69 | 6.55 | 7.41 | 7.41
CSP | 0 | 0 | 0 | 0 | 0 | 0
CT | 0 | 0 | 0 | 0 | 0 | 0
Coal | 113.87 | 88.74 | 2.52 | 0 | 0 | 0
Geo | 0 | 0 | 0 | 0 | 0 | 0
H | 92.24 | 102.13 | 123.42 | 158.45 | 158.45 | 158.45
LFG | 0 | 0 | 0 | 0 | 0 | 0
Nuc | 0.01 | 0.01 | 0.01 | 0.01 | 0.01 | 0.01
PS | 0 | 0 | 0 | 0 | 0 | 0
PV | 0 | 0 | 0 | 0 | 0 | 0
PeakG | 9.88 | 9.88 | 9.88 | 9.88 | 13.09 | 13.09
PeakO | 0.09 | 0.09 | 0.09 | 0.12 | 0.12 | 0.12
ST | 0 | 0 | 0 | 0 | 0 | 0
STOG | 5.54 | 5.54 | 5.54 | 0 | 0 | 0
STWD | 0 | 0 | 0 | 0 | 0 | 0
WT | 17.9 | 17.9 | 17.9 | 17.9 | 17.9 | 17.9
IGCC | 0 | 0 | 0 | 0 | 0 | 0
DemandResponse | 0 | 0 | 0 | 0 | 0 | 0
IGCC-CCS | 0 | 0 | 0 | 0 | 0 | 0
WT_off | 0 | 0 | 0 | 0 | 0 | 0
PseudoUnit | 0 | 0 | 0 | 0 | 0 | 0
FixedInterchange | 0 | 0 | 0 | 0 | 0 | 0
Base FOM Costs by Reporting Type: AZ_NM_SNV_Coal
ReportingType | 2015 | 2020 | 2025 | 2030 | 2035 | 2040
BM | 0 | 0 | 0 | 0 | 0 | 0
CC | 0 | 0 | 0 | 0 | 0 | 0
CSP | 0 | 0 | 0 | 0 | 0 | 0
CT | 0 | 0 | 0 | 0 | 0 | 0
Coal | 731.78 | 781.65 | 789.38 | 904.87 | 1093.4 | 1476.52
Geo | 0 | 0 | 0 | 0 | 0 | 0
H | 0 | 0 | 0 | 0 | 0 | 0
LFG | 0 | 0 | 0 | 0 | 0 | 0
Nuc | 0 | 0 | 0 | 0 | 0 | 0
PS | 0 | 0 | 0 | 0 | 0 | 0
PV | 0 | 0 | 0 | 0 | 0 | 0
PeakG | 0 | 0 | 0 | 0 | 0 | 0
PeakO | 0 | 0 | 0 | 0 | 0 | 0
ST | 0 | 0 | 0 | 0 | 0 | 0
STOG | 0 | 0 | 0 | 0 | 0 | 0
STWD | 0 | 0 | 0 | 0 | 0 | 0
WT | 0 | 0 | 0 | 0 | 0 | 0
IGCC | 0 | 0 | 0 | 0 | 0 | 0
DemandResponse | 0 | 0 | 0 | 0 | 0 | 0
IGCC-CCS | 0 | 0 | 0 | 0 | 0 | 0
WT_off | 0 | 0 | 0 | 0 | 0 | 0
PseudoUnit | 0 | 0 | 0 | 0 | 0 | 0
FixedInterchange | 0 | 0 | 0 | 0 | 0 | 0
Base FOM Costs by Reporting Type: AZ_NM_SNV_Gas
ReportingType | 2015 | 2020 | 2025 | 2030 | 2035 | 2040
BM | 0 | 0 | 0 | 0 | 0 | 0
CC | 442.18 | 577.19 | 468.97 | 552.2 | 624.53 | 624.53
CSP | 0 | 0 | 0 | 0 | 0 | 0
CT | 4.93 | 4.93 | 4.93 | 4.93 | 0 | 0
Coal | 0 | 0 | 0 | 0 | 0 | 0
Geo | 0 | 0 | 0 | 0 | 0 | 0
H | 0 | 0 | 0 | 0 | 0 | 0
LFG | 0 | 0 | 0 | 0 | 0 | 0
Nuc | 0 | 0 | 0 | 0 | 0 | 0
PS | 0 | 0 | 0 | 0 | 0 | 0
PV | 0 | 0 | 0 | 0 | 0 | 0
PeakG | 34.41 | 51.08 | 40.93 | 49.77 | 49.77 | 0
PeakO | 0 | 0 | 0 | 0 | 0 | 0
ST | 0 | 0 | 0 | 0 | 0 | 0
STOG | 0 | 0 | 0 | 0 | 0 | 0
STWD | 0 | 0 | 0 | 0 | 0 | 0
WT | 0 | 0 | 0 | 0 | 0 | 0
IGCC | 0 | 0 | 0 | 0 | 0 | 0
DemandResponse | 0 | 0 | 0 | 0 | 0 | 0
IGCC-CCS | 0 | 0 | 0 | 0 | 0 | 0
WT_off | 0 | 0 | 0 | 0 | 0 | 0
PseudoUnit | 0 | 0 | 0 | 0 | 0 | 0
FixedInterchange | 0 | 0 | 0 | 0 | 0 | 0
Base FOM Costs by Reporting Type: AZ_NM_SNV_NucRenew
ReportingType | 2015 | 2020 | 2025 | 2030 | 2035 | 2040
BM | 0 | 0 | 0 | 0 | 0 | 0
CC | 0 | 0 | 0 | 0 | 0 | 0
CSP | 0 | 0 | 0 | 0 | 0 | 0
CT | 0 | 0 | 0 | 0 | 0 | 0
Coal | 0 | 0 | 0 | 0 | 0 | 0
Geo | 0 | 0 | 122.18 | 122.18 | 122.18 | 122.18
H | 44.6 | 44.6 | 44.6 | 44.6 | 44.6 | 44.6
LFG | 0.84 | 0.84 | 8.14 | 8.14 | 8.14 | 8.14
Nuc | 484.16 | 564.17 | 564.17 | 564.17 | 564.17 | 564.17
PS | 5.13 | 5.13 | 5.13 | 5.13 | 5.13 | 5.13
PV | 2.38 | 2.38 | 2.38 | 2.38 | 2.38 | 2.38
PeakG | 0 | 0 | 0 | 0 | 0 | 0
PeakO | 0 | 0 | 0 | 0 | 0 | 0
ST | 17.92 | 46.04 | 63.75 | 71.73 | 71.73 | 71.73
STOG | 0 | 0 | 0 | 0 | 0 | 0
STWD | 0.83 | 1.04 | 0.85 | 0.85 | 0.85 | 0.85
WT | 17.57 | 17.57 | 26.76 | 44.06 | 44.06 | 44.06
IGCC | 0 | 0 | 0 | 0 | 0 | 0
DemandResponse | 0 | 0 | 0 | 0 | 0 | 0
IGCC-CCS | 0 | 0 | 0 | 0 | 0 | 0
WT_off | 0 | 0 | 0 | 0 | 0 | 0
PseudoUnit | 0 | 0 | 0 | 0 | 0 | 0
FixedInterchange | 0 | 0 | 0 | 0 | 0 | 0
Base FOM Costs by Reporting Type: ERCOT
ReportingType | 2015 | 2020 | 2025 | 2030 | 2035 | 2040
BM | 14.57 | 14.57 | 14.57 | 185.52 | 191.96 | 203.66
CC | 862.73 | 1102.12 | 912.43 | 942.02 | 1101.75 | 1152.54
CSP | 0 | 0 | 0 | 0 | 0 | 0
CT | 1.67 | 1.67 | 1.67 | 1.67 | 1.67 | 1.67
Coal | 1175.78 | 1362.67 | 1256.35 | 1310.78 | 1466.71 | 1773.28
Geo | 0 | 0 | 0 | 0 | 0 | 0
H | 8.05 | 8.05 | 8.05 | 16.99 | 16.99 | 16.99
LFG | 9.05 | 9.05 | 51.64 | 51.64 | 51.64 | 51.64
Nuc | 574.09 | 734.71 | 741.22 | 741.22 | 741.22 | 741.22
PS | 0 | 0 | 0 | 0 | 0 | 0
PV | 0.25 | 0.25 | 0.25 | 0.25 | 0.01 | 0.01
PeakG | 80.63 | 119.03 | 114.62 | 114.62 | 114.62 | 114.62
PeakO | 1.29 | 1.86 | 1.53 | 1.53 | 1.53 | 1.53
ST | 0 | 0 | 0 | 0 | 0 | 0
STOG | 756.72 | 895.41 | 767.57 | 767.57 | 767.57 | 767.57
STWD | 0 | 0 | 0 | 0 | 0 | 0
WT | 315.42 | 549.36 | 813.28 | 977.51 | 1000.81 | 1042.6
IGCC | 0 | 0 | 0 | 0 | 0 | 0
DemandResponse | 0 | 0 | 0 | 0 | 0 | 0
IGCC-CCS | 0 | 0 | 0 | 0 | 0 | 0
WT_off | 0 | 0 | 0 | 0 | 0 | 0
PseudoUnit | 0 | 0 | 0 | 0 | 0 | 0
FixedInterchange | 0 | 0 | 0 | 0 | 0 | 0
Base FOM Costs by Reporting Type: NP15
ReportingType | 2015 | 2020 | 2025 | 2030 | 2035 | 2040
BM | 0 | 0 | 0 | 0 | 0 | 0
CC | 205.4 | 258.04 | 212.25 | 226.85 | 253.32 | 253.32
CSP | 0 | 0 | 0 | 0 | 0 | 0
CT | 1.46 | 13.3 | 15.93 | 42.46 | 71.79 | 100.9
Coal | 1.65 | 0 | 0 | 0 | 0 | 0
Geo | 100.8 | 114.81 | 151.36 | 151.36 | 151.36 | 151.36
H | 125.7 | 125.7 | 125.7 | 125.7 | 125.7 | 125.7
LFG | 10.26 | 78.24 | 78.24 | 78.24 | 78.24 | 78.24
Nuc | 302.44 | 364.27 | 334.86 | 334.86 | 334.86 | 334.86
PS | 53.58 | 53.58 | 53.58 | 53.58 | 53.58 | 53.58
PV | 0.89 | 0.89 | 0.89 | 0.89 | 0.78 | 0.78
PeakG | 56.04 | 82.34 | 58.1 | 74.01 | 78.49 | 78.49
PeakO | 10.26 | 13.08 | 10.48 | 10.49 | 10.49 | 10.49
ST | 1.86 | 1.86 | 1.86 | 1.86 | 1.86 | 1.86
STOG | 167.55 | 198.25 | 169.95 | 169.95 | 169.95 | 169.95
STWD | 14.17 | 17.73 | 14.44 | 14.44 | 14.44 | 14.44
WT | 40.21 | 40.21 | 297.52 | 365.1 | 365.54 | 365.54
IGCC | 0 | 0 | 0 | 0 | 0 | 0
DemandResponse | 0 | 0 | 0 | 0 | 0 | 0
IGCC-CCS | 0 | 0 | 0 | 0 | 0 | 0
WT_off | 0 | 0 | 0 | 0 | 0 | 0
PseudoUnit | 0 | 0 | 0 | 0 | 0 | 0
FixedInterchange | 0 | 0 | 0 | 0 | 0 | 0
Base FOM Costs by Reporting Type: NWPP_Coal
ReportingType | 2015 | 2020 | 2025 | 2030 | 2035 | 2040
BM | 0 | 0 | 0 | 0 | 0 | 0
CC | 0 | 0 | 0 | 0 | 0 | 0
CSP | 0 | 0 | 0 | 0 | 0 | 0
CT | 0 | 0 | 0 | 0 | 0 | 0
Coal | 900.45 | 954.62 | 993.33 | 1065.23 | 1236.5 | 1338.59
Geo | 0 | 0 | 0 | 0 | 0 | 0
H | 0 | 0 | 0 | 0 | 0 | 0
LFG | 0 | 0 | 0 | 0 | 0 | 0
Nuc | 0 | 0 | 0 | 0 | 0 | 0
PS | 0 | 0 | 0 | 0 | 0 | 0
PV | 0 | 0 | 0 | 0 | 0 | 0
PeakG | 0 | 0 | 0 | 0 | 0 | 0
PeakO | 0 | 0 | 0 | 0 | 0 | 0
ST | 0 | 0 | 0 | 0 | 0 | 0
STOG | 0 | 0 | 0 | 0 | 0 | 0
STWD | 0 | 0 | 0 | 0 | 0 | 0
WT | 0 | 0 | 0 | 0 | 0 | 0
IGCC | 0 | 0 | 0 | 0 | 0 | 0
DemandResponse | 0 | 0 | 0 | 0 | 0 | 0
IGCC-CCS | 0 | 0 | 0 | 0 | 0 | 0
WT_off | 0 | 0 | 0 | 0 | 0 | 0
PseudoUnit | 0 | 0 | 0 | 0 | 0 | 0
FixedInterchange | 0 | 0 | 0 | 0 | 0 | 0
Base FOM Costs by Reporting Type: NWPP_Gas
ReportingType | 2015 | 2020 | 2025 | 2030 | 2035 | 2040
BM | 0 | 0 | 0 | 0 | 0 | 0
CC | 192.07 | 243.03 | 196.06 | 240.77 | 350.97 | 355.77
CSP | 0 | 0 | 0 | 0 | 0 | 0
CT | 1 | 1 | 1 | 1 | 0 | 0
Coal | 0 | 0 | 0 | 0 | 0 | 12.64
Geo | 0 | 0 | 0 | 0 | 0 | 0
H | 0 | 0 | 0 | 0 | 0 | 0
LFG | 0 | 0 | 0 | 0 | 0 | 0
Nuc | 0 | 0 | 0 | 0 | 0 | 0
PS | 0 | 0 | 0 | 0 | 0 | 0
PV | 0 | 0 | 0 | 0 | 0 | 0
PeakG | 0 | 0 | 0 | 0 | 0 | 0
PeakO | 0 | 0 | 0 | 0 | 0 | 0
ST | 0 | 0 | 0 | 0 | 0 | 0
STOG | 0 | 0 | 0 | 0 | 0 | 0
STWD | 0 | 0 | 0 | 0 | 0 | 0
WT | 0 | 0 | 0 | 0 | 0 | 0
IGCC | 0 | 0 | 0 | 0 | 0 | 0
DemandResponse | 0 | 0 | 0 | 0 | 0 | 0
IGCC-CCS | 0 | 0 | 0 | 0 | 0 | 0
WT_off | 0 | 0 | 0 | 0 | 0 | 0
PseudoUnit | 0 | 0 | 0 | 0 | 0 | 0
FixedInterchange | 0 | 0 | 0 | 0 | 0 | 0
Base FOM Costs by Reporting Type: NWPP_NucRenew
ReportingType | 2015 | 2020 | 2025 | 2030 | 2035 | 2040
BM | 3.27 | 3.27 | 3.27 | 3.27 | 3.27 | 3.27
CC | 0 | 0 | 0 | 0 | 0 | 0
CSP | 0 | 0 | 0 | 0 | 0 | 0
CT | 0 | 0 | 0 | 0 | 0 | 0
Coal | 0 | 0 | 0 | 0 | 0 | 0
Geo | 35.81 | 35.81 | 72.38 | 72.38 | 72.38 | 72.38
H | 480.54 | 480.54 | 480.54 | 480.54 | 480.54 | 480.54
LFG | 15.5 | 15.5 | 44.91 | 44.91 | 44.91 | 44.91
Nuc | 164.67 | 164.67 | 164.67 | 164.67 | 164.67 | 225.13
PS | 6.12 | 6.12 | 6.12 | 6.12 | 6.12 | 6.12
PV | 0.04 | 0.04 | 0.04 | 0.04 | 0.04 | 0.04
PeakG | 0 | 0 | 0 | 0 | 0 | 0
PeakO | 0 | 0 | 0 | 0 | 0 | 0
ST | 0 | 0 | 0 | 0 | 0 | 0
STOG | 0 | 0 | 0 | 0 | 0 | 0
STWD | 12.15 | 15.2 | 12.39 | 12.39 | 12.39 | 12.39
WT | 228.93 | 228.93 | 228.93 | 228.93 | 228.93 | 228.93
IGCC | 0 | 0 | 0 | 0 | 0 | 0
DemandResponse | 0 | 0 | 0 | 0 | 0 | 0
IGCC-CCS | 0 | 0 | 0 | 0 | 0 | 0
WT_off | 0 | 0 | 0 | 0 | 0 | 0
PseudoUnit | 0 | 0 | 0 | 0 | 0 | 0
FixedInterchange | 0 | 0 | 0 | 0 | 0 | 0
Base FOM Costs by Reporting Type: RMPA
ReportingType | 2015 | 2020 | 2025 | 2030 | 2035 | 2040
BM | 0 | 0 | 0 | 0 | 0 | 0
CC | 79.71 | 101.34 | 81.4 | 99.64 | 99.64 | 99.64
CSP | 0 | 0 | 0 | 0 | 0 | 0
CT | 1.02 | 1.02 | 1.02 | 1.02 | 0.22 | 0.22
Coal | 483.02 | 500.78 | 498.84 | 506.66 | 583 | 730.78
Geo | 0 | 38.66 | 214.47 | 216.56 | 216.56 | 216.56
H | 13.99 | 13.99 | 13.99 | 13.99 | 13.99 | 13.99
LFG | 0.89 | 0.89 | 0.89 | 4.37 | 4.37 | 4.37
Nuc | 0.01 | 0.01 | 0.01 | 0.01 | 0.01 | 0.01
PS | 13.37 | 13.37 | 13.37 | 13.37 | 13.37 | 13.37
PV | 0.31 | 0.31 | 0.31 | 0.31 | 0.31 | 0.31
PeakG | 48.87 | 72.26 | 50.7 | 61.6 | 69.81 | 69.81
PeakO | 5.49 | 6.99 | 5.61 | 5.61 | 5.61 | 5.61
ST | 0.19 | 24.53 | 26.59 | 27.57 | 27.57 | 27.57
STOG | 0 | 0 | 0 | 0 | 0 | 0
STWD | 0 | 0 | 0 | 0 | 0 | 0
WT | 67.62 | 67.62 | 67.62 | 67.62 | 67.62 | 67.62
IGCC | 0 | 0 | 0 | 0 | 0 | 0
DemandResponse | 0 | 0 | 0 | 0 | 0 | 0
IGCC-CCS | 0 | 0 | 0 | 0 | 0 | 0
WT_off | 0 | 0 | 0 | 0 | 0 | 0
PseudoUnit | 0 | 0 | 0 | 0 | 0 | 0
FixedInterchange | 0 | 0 | 0 | 0 | 0 | 0
Base FOM Costs by Reporting Type: SP15
ReportingType | 2015 | 2020 | 2025 | 2030 | 2035 | 2040
BM | 0.6 | 0.6 | 0.6 | 0.6 | 0.6 | 0.6
CC | 299.75 | 377.64 | 311.5 | 321.09 | 355.07 | 364.66
CSP | 0 | 0 | 0 | 0 | 0 | 0
CT | 0 | 0 | 0 | 0 | 0 | 0
Coal | 6.4 | 8.11 | 7.61 | 8.09 | 0 | 0
Geo | 86.16 | 208.35 | 208.35 | 208.35 | 208.35 | 208.35
H | 16.57 | 16.57 | 16.57 | 16.57 | 16.57 | 16.57
LFG | 26.93 | 93.8 | 93.8 | 93.8 | 93.8 | 93.8
Nuc | 327.58 | 356.35 | 327.58 | 327.58 | 327.58 | 447.86
PS | 34.19 | 34.19 | 34.19 | 34.19 | 34.19 | 34.19
PV | 1.87 | 1.87 | 1.87 | 1.87 | 1.8 | 1.8
PeakG | 76.73 | 111.44 | 93.22 | 103.59 | 103.59 | 103.59
PeakO | 1.47 | 1.91 | 1.53 | 1.53 | 1.53 | 1.53
ST | 28.67 | 28.67 | 28.67 | 28.67 | 28.67 | 28.67
STOG | 450.09 | 532.57 | 456.54 | 456.54 | 456.54 | 456.54
STWD | 3.81 | 4.77 | 3.89 | 3.89 | 3.89 | 3.89
WT | 71.03 | 71.03 | 71.03 | 71.03 | 71.03 | 71.03
IGCC | 0 | 0 | 0 | 0 | 0 | 0
DemandResponse | 0 | 0 | 0 | 0 | 0 | 0
IGCC-CCS | 0 | 0 | 0 | 0 | 0 | 0
WT_off | 0 | 0 | 0 | 0 | 0 | 0
PseudoUnit | 0 | 0 | 0 | 0 | 0 | 0
FixedInterchange | 0 | 0 | 0 | 0 | 0 | 0
Base FOM Costs by Reporting Type: ALB
ReportingType | 2015 | 2020 | 2025 | 2030 | 2035 | 2040
BM | 0 | 0 | 0 | 0 | 0 | 0
CC | 71.2 | 78.91 | 92.71 | 112.49 | 126.86 | 142.39
CSP | 0 | 0 | 0 | 0 | 0 | 0
CT | 1.35 | 1.35 | 1.35 | 1.35 | 0 | 0
Coal | 380.9 | 399.22 | 412.86 | 439.17 | 499.16 | 562.47
Geo | 0 | 0 | 0 | 0 | 0 | 0
H | 12.99 | 12.99 | 12.99 | 12.99 | 12.99 | 12.99
LFG | 1.21 | 1.21 | 1.21 | 1.21 | 1.21 | 1.21
Nuc | 0.01 | 0.01 | 0.01 | 0.01 | 0.01 | 0.01
PS | 0 | 0 | 0 | 0 | 0 | 0
PV | 0 | 0 | 0 | 0 | 0 | 0
PeakG | 24.72 | 24.13 | 24.13 | 24.13 | 33.99 | 33.99
PeakO | 0 | 0 | 0 | 0 | 0 | 0
ST | 0 | 0 | 0 | 0 | 0 | 0
STOG | 0 | 0 | 0 | 0 | 0 | 0
STWD | 0 | 0 | 0 | 0 | 0 | 0
WT | 22.94 | 22.94 | 22.94 | 22.94 | 22.94 | 22.94
IGCC | 0 | 0 | 0 | 0 | 0 | 0
DemandResponse | 0 | 0 | 0 | 0 | 0 | 0
IGCC-CCS | 0 | 0 | 0 | 0 | 0 | 0
WT_off | 0 | 0 | 0 | 0 | 0 | 0
PseudoUnit | 0 | 0 | 0 | 0 | 0 | 0
FixedInterchange | 0 | 0 | 0 | 0 | 0 | 0
Base FOM Costs by Reporting Type: BC
ReportingType | 2015 | 2020 | 2025 | 2030 | 2035 | 2040
BM | 0 | 0 | 0 | 0 | 0 | 0
CC | 22.94 | 25.43 | 32.81 | 43 | 55.39 | 65.17
CSP | 0 | 0 | 0 | 0 | 0 | 0
CT | 0 | 0 | 0 | 0 | 0 | 1.07
Coal | 0 | 0 | 0 | 0 | 0 | 0
Geo | 0 | 0 | 0 | 0 | 0 | 0
H | 173.22 | 173.22 | 173.22 | 173.22 | 173.22 | 173.22
LFG | 2.9 | 2.9 | 2.9 | 2.9 | 2.9 | 2.9
Nuc | 0.01 | 0.01 | 0.01 | 0.01 | 0.01 | 0.01
PS | 0 | 0 | 0 | 0 | 0 | 0
PV | 0 | 0 | 0 | 0 | 0 | 0
PeakG | 2.66 | 2.77 | 3.3 | 3.3 | 3.3 | 3.3
PeakO | 1.16 | 1.29 | 1.29 | 1.29 | 1.29 | 1.29
ST | 0 | 0 | 0 | 0 | 0 | 0
STOG | 0 | 0 | 0 | 0 | 0 | 0
STWD | 16.34 | 16.34 | 16.34 | 16.34 | 16.34 | 16.34
WT | 7.53 | 7.53 | 7.53 | 7.53 | 7.53 | 7.53
IGCC | 0 | 0 | 0 | 0 | 0 | 0
DemandResponse | 0 | 0 | 0 | 0 | 0 | 0
IGCC-CCS | 0 | 0 | 0 | 0 | 0 | 0
WT_off | 0 | 0 | 0 | 0 | 0 | 0
PseudoUnit | 0 | 0 | 0 | 0 | 0 | 0
FixedInterchange | 0 | 0 | 0 | 0 | 0 | 0
Base FOM Costs by Reporting Type: HQ_IESO
ReportingType | 2015 | 2020 | 2025 | 2030 | 2035 | 2040
BM | 0 | 0 | 0 | 0 | 0 | 0
CC | 0 | 0 | 0 | 0 | 0 | 0
CSP | 0 | 0 | 0 | 0 | 0 | 0
CT | 0 | 0 | 0 | 0 | 0 | 0
Coal | 0 | 0 | 0 | 0 | 0 | 0
Geo | 0 | 0 | 0 | 0 | 0 | 0
H | 0 | 0 | 0 | 0 | 0 | 0
LFG | 0 | 0 | 0 | 0 | 0 | 0
Nuc | 0.01 | 0.01 | 0.01 | 0.01 | 0.01 | 0.01
PS | 0 | 0 | 0 | 0 | 0 | 0
PV | 0 | 0 | 0 | 0 | 0 | 0
PeakG | 0 | 0 | 0 | 0 | 0 | 0
PeakO | 0 | 0 | 0 | 0 | 0 | 0
ST | 0 | 0 | 0 | 0 | 0 | 0
STOG | 0 | 0 | 0 | 0 | 0 | 0
STWD | 0 | 0 | 0 | 0 | 0 | 0
WT | 0 | 0 | 0 | 0 | 0 | 0
IGCC | 0 | 0 | 0 | 0 | 0 | 0
DemandResponse | 0 | 0 | 0 | 0 | 0 | 0
IGCC-CCS | 0 | 0 | 0 | 0 | 0 | 0
WT_off | 0 | 0 | 0 | 0 | 0 | 0
PseudoUnit | 0 | 0 | 0 | 0 | 0 | 0
FixedInterchange | 0 | 0 | 0 | 0 | 0 | 0
Base FOM Costs by Reporting Type: HQ_NEISO
ReportingType | 2015 | 2020 | 2025 | 2030 | 2035 | 2040
BM | 0 | 0 | 0 | 0 | 0 | 0
CC | 0 | 0 | 0 | 0 | 0 | 0
CSP | 0 | 0 | 0 | 0 | 0 | 0
CT | 0 | 0 | 0 | 0 | 0 | 0
Coal | 0 | 0 | 0 | 0 | 0 | 0
Geo | 0 | 0 | 0 | 0 | 0 | 0
H | 0 | 0 | 0 | 0 | 0 | 0
LFG | 0 | 0 | 0 | 0 | 0 | 0
Nuc | 0.01 | 0.01 | 0.01 | 0.01 | 0.01 | 0.01
PS | 0 | 0 | 0 | 0 | 0 | 0
PV | 0 | 0 | 0 | 0 | 0 | 0
PeakG | 0 | 0 | 0 | 0 | 0 | 0
PeakO | 0 | 0 | 0 | 0 | 0 | 0
ST | 0 | 0 | 0 | 0 | 0 | 0
STOG | 0 | 0 | 0 | 0 | 0 | 0
STWD | 0 | 0 | 0 | 0 | 0 | 0
WT | 0 | 0 | 0 | 0 | 0 | 0
IGCC | 0 | 0 | 0 | 0 | 0 | 0
DemandResponse | 0 | 0 | 0 | 0 | 0 | 0
IGCC-CCS | 0 | 0 | 0 | 0 | 0 | 0
WT_off | 0 | 0 | 0 | 0 | 0 | 0
PseudoUnit | 0 | 0 | 0 | 35.6 | 35.6 | 35.6
FixedInterchange | 0 | 0 | 0 | 0 | 0 | 0
Base FOM Costs by Reporting Type: HQ_NY
ReportingType | 2015 | 2020 | 2025 | 2030 | 2035 | 2040
BM | 0 | 0 | 0 | 0 | 0 | 0
CC | 0 | 0 | 0 | 0 | 0 | 0
CSP | 0 | 0 | 0 | 0 | 0 | 0
CT | 0 | 0 | 0 | 0 | 0 | 0
Coal | 0 | 0 | 0 | 0 | 0 | 0
Geo | 0 | 0 | 0 | 0 | 0 | 0
H | 0 | 0 | 0 | 0 | 0 | 0
LFG | 0 | 0 | 0 | 0 | 0 | 0
Nuc | 0.01 | 0.01 | 0.01 | 0.01 | 0.01 | 0.01
PS | 0 | 0 | 0 | 0 | 0 | 0
PV | 0 | 0 | 0 | 0 | 0 | 0
PeakG | 0 | 0 | 0 | 0 | 0 | 0
PeakO | 0 | 0 | 0 | 0 | 0 | 0
ST | 0 | 0 | 0 | 0 | 0 | 0
STOG | 0 | 0 | 0 | 0 | 0 | 0
STWD | 0 | 0 | 0 | 0 | 0 | 0
WT | 0 | 0 | 0 | 0 | 0 | 0
IGCC | 0 | 0 | 0 | 0 | 0 | 0
DemandResponse | 0 | 0 | 0 | 0 | 0 | 0
IGCC-CCS | 0 | 0 | 0 | 0 | 0 | 0
WT_off | 0 | 0 | 0 | 0 | 0 | 0
PseudoUnit | 0 | 13.08 | 35.6 | 35.6 | 35.6 | 35.6
FixedInterchange | 0 | 0 | 0 | 0 | 0 | 0
Base FOM Costs by Reporting Type: MARITIMES
ReportingType | 2015 | 2020 | 2025 | 2030 | 2035 | 2040
BM | 0 | 0 | 0 | 0 | 0 | 0
CC | 0 | 0 | 0 | 0 | 0 | 0
CSP | 0 | 0 | 0 | 0 | 0 | 0
CT | 0 | 0 | 0 | 0 | 0 | 0
Coal | 0 | 0 | 0 | 0 | 0 | 0
Geo | 0 | 0 | 0 | 0 | 0 | 0
H | 0 | 0 | 0 | 0 | 0 | 0
LFG | 0 | 0 | 0 | 0 | 0 | 0
Nuc | 0.01 | 0.01 | 0.01 | 0.01 | 0.01 | 0.01
PS | 0 | 0 | 0 | 0 | 0 | 0
PV | 0 | 0 | 0 | 0 | 0 | 0
PeakG | 0 | 0 | 0 | 0 | 0 | 0
PeakO | 0 | 0 | 0 | 0 | 0 | 0
ST | 0 | 0 | 0 | 0 | 0 | 0
STOG | 0 | 0 | 0 | 0 | 0 | 0
STWD | 0 | 0 | 0 | 0 | 0 | 0
WT | 0 | 0 | 0 | 0 | 0 | 0
IGCC | 0 | 0 | 0 | 0 | 0 | 0
DemandResponse | 0 | 0 | 0 | 0 | 0 | 0
IGCC-CCS | 0 | 0 | 0 | 0 | 0 | 0
WT_off | 0 | 0 | 0 | 0 | 0 | 0
PseudoUnit | 0 | 7.12 | 7.12 | 7.12 | 7.12 | 7.12
FixedInterchange | 0 | 0 | 0 | 0 | 0 | 0
Base FOM Costs by Reporting Type: All
ReportingType | 2015 | 2020 | 2025 | 2030 | 2035 | 2040
BM | 125.73 | 148.94 | 211.3 | 388.27 | 413.14 | 420.7
CC | 6354.81 | 8018.26 | 6680.78 | 7153.84 | 8525.24 | 9058.43
CSP | 0 | 0 | 0 | 0 | 0 | 0
CT | 51 | 106.16 | 128.63 | 215.31 | 338.55 | 425.82
Coal | 18419.06 | 18374.76 | 17762.04 | 19739.75 | 22133.71 | 24915.42
Geo | 226.72 | 401.57 | 772.7 | 774.79 | 774.79 | 774.79
H | 1511 | 1533.43 | 1574.06 | 1618.03 | 1618.03 | 1621.59
LFG | 498.94 | 733.94 | 999.86 | 1086.91 | 1086.97 | 1086.97
Nuc | 16696.36 | 17842.96 | 17313.01 | 17728.25 | 14523.5 | 21350.19
PS | 517.25 | 517.25 | 517.25 | 517.25 | 517.25 | 517.25
PV | 26.7 | 62.98 | 81.01 | 85.15 | 68.43 | 70.76
PeakG | 2039.62 | 2987.41 | 2266.71 | 2702.43 | 2827.95 | 2778.18
PeakO | 555.64 | 727.2 | 589.13 | 592 | 592.02 | 592.03
ST | 48.64 | 101.1 | 120.87 | 129.83 | 129.83 | 129.83
STOG | 2962.35 | 3504.24 | 2986.77 | 2981.23 | 2981.23 | 2981.23
STWD | 142.81 | 174.59 | 145.3 | 145.3 | 145.3 | 145.3
WT | 2034.5 | 3282.92 | 5724.66 | 7977.08 | 8321.24 | 8696.35
IGCC | 30.22 | 30.22 | 30.22 | 30.22 | 30.22 | 30.22
DemandResponse | 0 | 0 | 0 | 0 | 0 | 0
IGCC-CCS | 0 | 0 | 0 | 0 | 0 | 0
WT_off | 25.01 | 25.01 | 83.68 | 83.68 | 58.72 | 58.72
PseudoUnit | 0 | 20.2 | 42.72 | 78.32 | 78.32 | 78.32
FixedInterchange | 0 | 0 | 0 | 0 | 0 | 0
Base FOM Costs by Reporting Type: EI_US
ReportingType | 2015 | 2020 | 2025 | 2030 | 2035 | 2040
BM | 74.48 | 97.69 | 160.05 | 166.08 | 184.51 | 180.37
CC | 4054.82 | 5130.55 | 4248.65 | 4506.9 | 5440.83 | 5859.74
CSP | 0 | 0 | 0 | 0 | 0 | 0
CT | 37.11 | 80.42 | 100.27 | 160.42 | 259.2 | 306.47
Coal | 14625.21 | 14278.97 | 13801.14 | 15504.95 | 17254.94 | 19021.12
Geo | 3.95 | 3.95 | 3.95 | 3.95 | 3.95 | 3.95
H | 419.29 | 431.82 | 451.16 | 451.16 | 451.16 | 451.16
LFG | 417.2 | 517.34 | 703.95 | 787.52 | 787.52 | 787.52
Nuc | 12948.03 | 13763.39 | 13285.11 | 13700.35 | 10645.57 | 16957.2
PS | 401.94 | 401.94 | 401.94 | 401.94 | 401.94 | 401.94
PV | 2.71 | 38.99 | 57.01 | 61.16 | 62.66 | 64.99
PeakG | 1694.01 | 2500.81 | 1858.16 | 2247.85 | 2347.62 | 2347.62
PeakO | 535.21 | 701.31 | 567.82 | 570.58 | 570.59 | 570.61
ST | 0 | 0 | 0 | 0 | 0 | 0
STOG | 1582.45 | 1872.47 | 1587.17 | 1587.17 | 1587.17 | 1587.17
STWD | 95.51 | 119.51 | 97.38 | 97.38 | 97.38 | 97.38
WT | 1142.42 | 2156.9 | 4068.22 | 6071.54 | 6451.08 | 6784.4
IGCC | 30.22 | 30.22 | 30.22 | 30.22 | 30.22 | 30.22
DemandResponse | 0 | 0 | 0 | 0 | 0 | 0
IGCC-CCS | 0 | 0 | 0 | 0 | 0 | 0
WT_off | 25.01 | 25.01 | 83.68 | 83.68 | 58.72 | 58.72
PseudoUnit | 0 | 20.2 | 42.72 | 78.32 | 78.32 | 78.32
FixedInterchange | 0 | 0 | 0 | 0 | 0 | 0
Base FOM Costs by Reporting Type: EI_Canada
ReportingType | 2015 | 2020 | 2025 | 2030 | 2035 | 2040
BM | 32.8 | 32.8 | 32.8 | 32.8 | 32.8 | 32.8
CC | 124.01 | 124.01 | 124.01 | 108.87 | 116.88 | 140.67
CSP | 0 | 0 | 0 | 0 | 0 | 0
CT | 2.46 | 2.46 | 2.46 | 2.46 | 5.67 | 15.47
Coal | 113.87 | 88.74 | 2.52 | 0 | 0 | 0
Geo | 0 | 0 | 0 | 0 | 0 | 0
H | 216.06 | 225.96 | 247.25 | 282.28 | 282.28 | 285.84
LFG | 14.17 | 14.17 | 14.17 | 14.17 | 14.23 | 14.23
Nuc | 1895.36 | 1895.36 | 1895.36 | 1895.36 | 1745.4 | 2079.7
PS | 2.92 | 2.92 | 2.92 | 2.92 | 2.92 | 2.92
PV | 18.26 | 18.26 | 18.26 | 18.26 | 0.44 | 0.44
PeakG | 21.55 | 23.55 | 23.55 | 23.55 | 26.76 | 26.76
PeakO | 0.75 | 0.75 | 0.87 | 0.98 | 0.98 | 0.98
ST | 0 | 0 | 0 | 0 | 0 | 0
STOG | 5.54 | 5.54 | 5.54 | 0 | 0 | 0
STWD | 0 | 0 | 0 | 0 | 0 | 0
WT | 120.82 | 120.82 | 120.82 | 120.82 | 61.7 | 61.7
IGCC | 0 | 0 | 0 | 0 | 0 | 0
DemandResponse | 0 | 0 | 0 | 0 | 0 | 0
IGCC-CCS | 0 | 0 | 0 | 0 | 0 | 0
WT_off | 0 | 0 | 0 | 0 | 0 | 0
PseudoUnit | 0 | 0 | 0 | 0 | 0 | 0
FixedInterchange | 0 | 0 | 0 | 0 | 0 | 0
Base FOM Costs by Reporting Type: EI
ReportingType | 2015 | 2020 | 2025 | 2030 | 2035 | 2040
BM | 107.28 | 130.49 | 192.85 | 198.88 | 217.31 | 213.17
CC | 4178.83 | 5254.56 | 4372.66 | 4615.77 | 5557.71 | 6000.41
CSP | 0 | 0 | 0 | 0 | 0 | 0
CT | 39.57 | 82.88 | 102.73 | 162.89 | 264.86 | 321.95
Coal | 14739.08 | 14367.71 | 13803.66 | 15504.95 | 17254.94 | 19021.12
Geo | 3.95 | 3.95 | 3.95 | 3.95 | 3.95 | 3.95
H | 635.35 | 657.78 | 698.41 | 733.44 | 733.44 | 737
LFG | 431.38 | 531.51 | 718.12 | 801.69 | 801.75 | 801.75
Nuc | 14843.39 | 15658.74 | 15180.47 | 15595.71 | 12390.96 | 19036.91
PS | 404.86 | 404.86 | 404.86 | 404.86 | 404.86 | 404.86
PV | 20.97 | 57.25 | 75.28 | 79.42 | 63.1 | 65.43
PeakG | 1715.56 | 2524.37 | 1881.71 | 2271.41 | 2374.38 | 2374.38
PeakO | 535.97 | 702.06 | 568.69 | 571.56 | 571.57 | 571.59
ST | 0 | 0 | 0 | 0 | 0 | 0
STOG | 1587.99 | 1878.01 | 1592.71 | 1587.17 | 1587.17 | 1587.17
STWD | 95.51 | 119.51 | 97.38 | 97.38 | 97.38 | 97.38
WT | 1263.24 | 2277.72 | 4189.04 | 6192.36 | 6512.78 | 6846.1
IGCC | 30.22 | 30.22 | 30.22 | 30.22 | 30.22 | 30.22
DemandResponse | 0 | 0 | 0 | 0 | 0 | 0
IGCC-CCS | 0 | 0 | 0 | 0 | 0 | 0
WT_off | 25.01 | 25.01 | 83.68 | 83.68 | 58.72 | 58.72
PseudoUnit | 0 | 20.2 | 42.72 | 78.32 | 78.32 | 78.32
FixedInterchange | 0 | 0 | 0 | 0 | 0 | 0
Base FOM Costs by Reporting Type: Outside_EI
ReportingType | 2015 | 2020 | 2025 | 2030 | 2035 | 2040
BM | 18.45 | 18.45 | 18.45 | 189.39 | 195.84 | 207.53
CC | 2175.98 | 2763.7 | 2308.12 | 2538.07 | 2967.52 | 3058.02
CSP | 0 | 0 | 0 | 0 | 0 | 0
CT | 11.43 | 23.28 | 25.9 | 52.43 | 73.68 | 103.87
Coal | 3679.97 | 4007.05 | 3958.37 | 4234.81 | 4878.76 | 5894.3
Geo | 222.78 | 397.63 | 768.75 | 770.84 | 770.84 | 770.84
H | 875.65 | 875.65 | 875.65 | 884.59 | 884.59 | 884.59
LFG | 67.56 | 202.42 | 281.74 | 285.22 | 285.22 | 285.22
Nuc | 1852.97 | 2184.21 | 2132.54 | 2132.54 | 2132.54 | 2313.28
PS | 112.39 | 112.39 | 112.39 | 112.39 | 112.39 | 112.39
PV | 5.73 | 5.73 | 5.73 | 5.73 | 5.32 | 5.32
PeakG | 324.06 | 463.04 | 385 | 431.02 | 453.57 | 403.8
PeakO | 19.67 | 25.14 | 20.44 | 20.44 | 20.45 | 20.45
ST | 48.64 | 101.1 | 120.87 | 129.83 | 129.83 | 129.83
STOG | 1374.35 | 1626.23 | 1394.06 | 1394.06 | 1394.06 | 1394.06
STWD | 47.31 | 55.09 | 47.92 | 47.92 | 47.92 | 47.92
WT | 771.26 | 1005.2 | 1535.62 | 1784.72 | 1808.46 | 1850.25
IGCC | 0 | 0 | 0 | 0 | 0 | 0
DemandResponse | 0 | 0 | 0 | 0 | 0 | 0
IGCC-CCS | 0 | 0 | 0 | 0 | 0 | 0
WT_off | 0 | 0 | 0 | 0 | 0 | 0
PseudoUnit | 0 | 0 | 0 | 0 | 0 | 0
FixedInterchange | 0 | 0 | 0 | 0 | 0 | 0
#11 | 0.15: Retrofit FOM Costs ($million)
Retrofit FOM Costs by Reporting Type: Entergy
ReportingType | 2015 | 2020 | 2025 | 2030 | 2035 | 2040
BM | 0 | 0 | 0 | 0 | 0 | 0
CC | 0 | 0 | 0 | 0 | 0 | 0
CSP | 0 | 0 | 0 | 0 | 0 | 0
CT | 0 | 0 | 0 | 0 | 0 | 0
Coal | 3.38 | 31.29 | 31.29 | 31.29 | 31.29 | 31.29
Geo | 0 | 0 | 0 | 0 | 0 | 0
H | 0 | 0 | 0 | 0 | 0 | 0
LFG | 0 | 0 | 0 | 0 | 0 | 0
Nuc | 0 | 0 | 0 | 0 | 0 | 0
PS | 0 | 0 | 0 | 0 | 0 | 0
PV | 0 | 0 | 0 | 0 | 0 | 0
PeakG | 0 | 0 | 0 | 0 | 0 | 0
PeakO | 0 | 0 | 0 | 0 | 0 | 0
ST | 0 | 0 | 0 | 0 | 0 | 0
STOG | 0 | 0 | 0 | 0 | 0 | 0
STWD | 0 | 0 | 0 | 0 | 0 | 0
WT | 0 | 0 | 0 | 0 | 0 | 0
IGCC | 0 | 0 | 0 | 0 | 0 | 0
DemandResponse | 0 | 0 | 0 | 0 | 0 | 0
IGCC-CCS | 0 | 0 | 0 | 0 | 0 | 0
WT_off | 0 | 0 | 0 | 0 | 0 | 0
PseudoUnit | 0 | 0 | 0 | 0 | 0 | 0
FixedInterchange | 0 | 0 | 0 | 0 | 0 | 0
Retrofit FOM Costs by Reporting Type: FRCC
ReportingType | 2015 | 2020 | 2025 | 2030 | 2035 | 2040
BM | 0 | 0 | 0 | 0 | 0 | 0
CC | 0 | 0 | 0 | 0 | 0 | 0
CSP | 0 | 0 | 0 | 0 | 0 | 0
CT | 0 | 0 | 0 | 0 | 0 | 0
Coal | 66.73 | 69.79 | 69.79 | 69.79 | 69.79 | 69.79
Geo | 0 | 0 | 0 | 0 | 0 | 0
H | 0 | 0 | 0 | 0 | 0 | 0
LFG | 0 | 0 | 0 | 0 | 0 | 0
Nuc | 0 | 0 | 0 | 0 | 0 | 0
PS | 0 | 0 | 0 | 0 | 0 | 0
PV | 0 | 0 | 0 | 0 | 0 | 0
PeakG | 0 | 0 | 0 | 0 | 0 | 0
PeakO | 0 | 0 | 0 | 0 | 0 | 0
ST | 0 | 0 | 0 | 0 | 0 | 0
STOG | 0 | 0 | 0 | 0 | 0 | 0
STWD | 0 | 0 | 0 | 0 | 0 | 0
WT | 0 | 0 | 0 | 0 | 0 | 0
IGCC | 0 | 0 | 0 | 0 | 0 | 0
DemandResponse | 0 | 0 | 0 | 0 | 0 | 0
IGCC-CCS | 0 | 0 | 0 | 0 | 0 | 0
WT_off | 0 | 0 | 0 | 0 | 0 | 0
PseudoUnit | 0 | 0 | 0 | 0 | 0 | 0
FixedInterchange | 0 | 0 | 0 | 0 | 0 | 0
Retrofit FOM Costs by Reporting Type: MAPP_US
ReportingType | 2015 | 2020 | 2025 | 2030 | 2035 | 2040
BM | 0 | 0 | 0 | 0 | 0 | 0
CC | 0 | 0 | 0 | 0 | 0 | 0
CSP | 0 | 0 | 0 | 0 | 0 | 0
CT | 0 | 0 | 0 | 0 | 0 | 0
Coal | 16.92 | 15.56 | 14.86 | 14.86 | 14.86 | 14.86
Geo | 0 | 0 | 0 | 0 | 0 | 0
H | 0 | 0 | 0 | 0 | 0 | 0
LFG | 0 | 0 | 0 | 0 | 0 | 0
Nuc | 0 | 0 | 0 | 0 | 0 | 0
PS | 0 | 0 | 0 | 0 | 0 | 0
PV | 0 | 0 | 0 | 0 | 0 | 0
PeakG | 0 | 0 | 0 | 0 | 0 | 0
PeakO | 0 | 0 | 0 | 0 | 0 | 0
ST | 0 | 0 | 0 | 0 | 0 | 0
STOG | 0 | 0 | 0 | 0 | 0 | 0
STWD | 0 | 0 | 0 | 0 | 0 | 0
WT | 0 | 0 | 0 | 0 | 0 | 0
IGCC | 0 | 0 | 0 | 0 | 0 | 0
DemandResponse | 0 | 0 | 0 | 0 | 0 | 0
IGCC-CCS | 0 | 0 | 0 | 0 | 0 | 0
WT_off | 0 | 0 | 0 | 0 | 0 | 0
PseudoUnit | 0 | 0 | 0 | 0 | 0 | 0
FixedInterchange | 0 | 0 | 0 | 0 | 0 | 0
Retrofit FOM Costs by Reporting Type: MISO_IN
ReportingType | 2015 | 2020 | 2025 | 2030 | 2035 | 2040
BM | 0 | 0 | 0 | 0 | 0 | 0
CC | 0 | 0 | 0 | 0 | 0 | 0
CSP | 0 | 0 | 0 | 0 | 0 | 0
CT | 0 | 0 | 0 | 0 | 0 | 0
Coal | 103.12 | 113.14 | 113.14 | 113.14 | 113.14 | 113.14
Geo | 0 | 0 | 0 | 0 | 0 | 0
H | 0 | 0 | 0 | 0 | 0 | 0
LFG | 0 | 0 | 0 | 0 | 0 | 0
Nuc | 0 | 0 | 0 | 0 | 0 | 0
PS | 0 | 0 | 0 | 0 | 0 | 0
PV | 0 | 0 | 0 | 0 | 0 | 0
PeakG | 0 | 0 | 0 | 0 | 0 | 0
PeakO | 0 | 0 | 0 | 0 | 0 | 0
ST | 0 | 0 | 0 | 0 | 0 | 0
STOG | 0 | 0 | 0 | 0 | 0 | 0
STWD | 0 | 0 | 0 | 0 | 0 | 0
WT | 0 | 0 | 0 | 0 | 0 | 0
IGCC | 0 | 0 | 0 | 0 | 0 | 0
DemandResponse | 0 | 0 | 0 | 0 | 0 | 0
IGCC-CCS | 0 | 0 | 0 | 0 | 0 | 0
WT_off | 0 | 0 | 0 | 0 | 0 | 0
PseudoUnit | 0 | 0 | 0 | 0 | 0 | 0
FixedInterchange | 0 | 0 | 0 | 0 | 0 | 0
Retrofit FOM Costs by Reporting Type: MISO_MI
ReportingType | 2015 | 2020 | 2025 | 2030 | 2035 | 2040
BM | 0 | 0 | 0 | 0 | 0 | 0
CC | 0 | 0 | 0 | 0 | 0 | 0
CSP | 0 | 0 | 0 | 0 | 0 | 0
CT | 0 | 0 | 0 | 0 | 0 | 0
Coal | 17.66 | 44.76 | 44.76 | 44.76 | 44.76 | 44.76
Geo | 0 | 0 | 0 | 0 | 0 | 0
H | 0 | 0 | 0 | 0 | 0 | 0
LFG | 0 | 0 | 0 | 0 | 0 | 0
Nuc | 0 | 0 | 0 | 0 | 0 | 0
PS | 0 | 0 | 0 | 0 | 0 | 0
PV | 0 | 0 | 0 | 0 | 0 | 0
PeakG | 0 | 0 | 0 | 0 | 0 | 0
PeakO | 0 | 0 | 0 | 0 | 0 | 0
ST | 0 | 0 | 0 | 0 | 0 | 0
STOG | 0 | 0 | 0 | 0 | 0 | 0
STWD | 0 | 0 | 0 | 0 | 0 | 0
WT | 0 | 0 | 0 | 0 | 0 | 0
IGCC | 0 | 0 | 0 | 0 | 0 | 0
DemandResponse | 0 | 0 | 0 | 0 | 0 | 0
IGCC-CCS | 0 | 0 | 0 | 0 | 0 | 0
WT_off | 0 | 0 | 0 | 0 | 0 | 0
PseudoUnit | 0 | 0 | 0 | 0 | 0 | 0
FixedInterchange | 0 | 0 | 0 | 0 | 0 | 0
Retrofit FOM Costs by Reporting Type: MISO_MO-IL
ReportingType | 2015 | 2020 | 2025 | 2030 | 2035 | 2040
BM | 0 | 0 | 0 | 0 | 0 | 0
CC | 0 | 0 | 0 | 0 | 0 | 0
CSP | 0 | 0 | 0 | 0 | 0 | 0
CT | 0 | 0 | 0 | 0 | 0 | 0
Coal | 30.23 | 57.98 | 57.98 | 57.98 | 57.98 | 57.98
Geo | 0 | 0 | 0 | 0 | 0 | 0
H | 0 | 0 | 0 | 0 | 0 | 0
LFG | 0 | 0 | 0 | 0 | 0 | 0
Nuc | 0 | 0 | 0 | 0 | 0 | 0
PS | 0 | 0 | 0 | 0 | 0 | 0
PV | 0 | 0 | 0 | 0 | 0 | 0
PeakG | 0 | 0 | 0 | 0 | 0 | 0
PeakO | 0 | 0 | 0 | 0 | 0 | 0
ST | 0 | 0 | 0 | 0 | 0 | 0
STOG | 0 | 0 | 0 | 0 | 0 | 0
STWD | 0 | 0 | 0 | 0 | 0 | 0
WT | 0 | 0 | 0 | 0 | 0 | 0
IGCC | 0 | 0 | 0 | 0 | 0 | 0
DemandResponse | 0 | 0 | 0 | 0 | 0 | 0
IGCC-CCS | 0 | 0 | 0 | 0 | 0 | 0
WT_off | 0 | 0 | 0 | 0 | 0 | 0
PseudoUnit | 0 | 0 | 0 | 0 | 0 | 0
FixedInterchange | 0 | 0 | 0 | 0 | 0 | 0
Retrofit FOM Costs by Reporting Type: MISO_W
ReportingType | 2015 | 2020 | 2025 | 2030 | 2035 | 2040
BM | 0 | 0 | 0 | 0 | 0 | 0
CC | 0 | 0 | 0 | 0 | 0 | 0
CSP | 0 | 0 | 0 | 0 | 0 | 0
CT | 0 | 0 | 0 | 0 | 0 | 0
Coal | 38.36 | 61.93 | 61.93 | 61.93 | 61.93 | 61.93
Geo | 0 | 0 | 0 | 0 | 0 | 0
H | 0 | 0 | 0 | 0 | 0 | 0
LFG | 0 | 0 | 0 | 0 | 0 | 0
Nuc | 0 | 0 | 0 | 0 | 0 | 0
PS | 0 | 0 | 0 | 0 | 0 | 0
PV | 0 | 0 | 0 | 0 | 0 | 0
PeakG | 0 | 0 | 0 | 0 | 0 | 0
PeakO | 0 | 0 | 0 | 0 | 0 | 0
ST | 0 | 0 | 0 | 0 | 0 | 0
STOG | 0 | 0 | 0 | 0 | 0 | 0
STWD | 0 | 0 | 0 | 0 | 0 | 0
WT | 0 | 0 | 0 | 0 | 0 | 0
IGCC | 0 | 0 | 0 | 0 | 0 | 0
DemandResponse | 0 | 0 | 0 | 0 | 0 | 0
IGCC-CCS | 0 | 0 | 0 | 0 | 0 | 0
WT_off | 0 | 0 | 0 | 0 | 0 | 0
PseudoUnit | 0 | 0 | 0 | 0 | 0 | 0
FixedInterchange | 0 | 0 | 0 | 0 | 0 | 0
Retrofit FOM Costs by Reporting Type: MISO_WUMS
ReportingType | 2015 | 2020 | 2025 | 2030 | 2035 | 2040
BM | 0 | 0 | 0 | 0 | 0 | 0
CC | 0 | 0 | 0 | 0 | 0 | 0
CSP | 0 | 0 | 0 | 0 | 0 | 0
CT | 0 | 0 | 0 | 0 | 0 | 0
Coal | 35.36 | 37.73 | 37.73 | 37.73 | 37.73 | 37.73
Geo | 0 | 0 | 0 | 0 | 0 | 0
H | 0 | 0 | 0 | 0 | 0 | 0
LFG | 0 | 0 | 0 | 0 | 0 | 0
Nuc | 0 | 0 | 0 | 0 | 0 | 0
PS | 0 | 0 | 0 | 0 | 0 | 0
PV | 0 | 0 | 0 | 0 | 0 | 0
PeakG | 0 | 0 | 0 | 0 | 0 | 0
PeakO | 0 | 0 | 0 | 0 | 0 | 0
ST | 0 | 0 | 0 | 0 | 0 | 0
STOG | 0 | 0 | 0 | 0 | 0 | 0
STWD | 0 | 0 | 0 | 0 | 0 | 0
WT | 0 | 0 | 0 | 0 | 0 | 0
IGCC | 0 | 0 | 0 | 0 | 0 | 0
DemandResponse | 0 | 0 | 0 | 0 | 0 | 0
IGCC-CCS | 0 | 0 | 0 | 0 | 0 | 0
WT_off | 0 | 0 | 0 | 0 | 0 | 0
PseudoUnit | 0 | 0 | 0 | 0 | 0 | 0
FixedInterchange | 0 | 0 | 0 | 0 | 0 | 0
Retrofit FOM Costs by Reporting Type: Nebraska
ReportingType | 2015 | 2020 | 2025 | 2030 | 2035 | 2040
BM | 0 | 0 | 0 | 0 | 0 | 0
CC | 0 | 0 | 0 | 0 | 0 | 0
CSP | 0 | 0 | 0 | 0 | 0 | 0
CT | 0 | 0 | 0 | 0 | 0 | 0
Coal | 4.88 | 20.36 | 17.31 | 17.31 | 17.31 | 17.31
Geo | 0 | 0 | 0 | 0 | 0 | 0
H | 0 | 0 | 0 | 0 | 0 | 0
LFG | 0 | 0 | 0 | 0 | 0 | 0
Nuc | 0 | 0 | 0 | 0 | 0 | 0
PS | 0 | 0 | 0 | 0 | 0 | 0
PV | 0 | 0 | 0 | 0 | 0 | 0
PeakG | 0 | 0 | 0 | 0 | 0 | 0
PeakO | 0 | 0 | 0 | 0 | 0 | 0
ST | 0 | 0 | 0 | 0 | 0 | 0
STOG | 0 | 0 | 0 | 0 | 0 | 0
STWD | 0 | 0 | 0 | 0 | 0 | 0
WT | 0 | 0 | 0 | 0 | 0 | 0
IGCC | 0 | 0 | 0 | 0 | 0 | 0
DemandResponse | 0 | 0 | 0 | 0 | 0 | 0
IGCC-CCS | 0 | 0 | 0 | 0 | 0 | 0
WT_off | 0 | 0 | 0 | 0 | 0 | 0
PseudoUnit | 0 | 0 | 0 | 0 | 0 | 0
FixedInterchange | 0 | 0 | 0 | 0 | 0 | 0
Retrofit FOM Costs by Reporting Type: NEISO
ReportingType | 2015 | 2020 | 2025 | 2030 | 2035 | 2040
BM | 0 | 0 | 0 | 0 | 0 | 0
CC | 0 | 0 | 0 | 0 | 0 | 0
CSP | 0 | 0 | 0 | 0 | 0 | 0
CT | 0 | 0 | 0 | 0 | 0 | 0
Coal | 4.08 | 0 | 0 | 0 | 0 | 0
Geo | 0 | 0 | 0 | 0 | 0 | 0
H | 0 | 0 | 0 | 0 | 0 | 0
LFG | 0 | 0 | 0 | 0 | 0 | 0
Nuc | 0 | 0 | 0 | 0 | 0 | 0
PS | 0 | 0 | 0 | 0 | 0 | 0
PV | 0 | 0 | 0 | 0 | 0 | 0
PeakG | 0 | 0 | 0 | 0 | 0 | 0
PeakO | 0 | 0 | 0 | 0 | 0 | 0
ST | 0 | 0 | 0 | 0 | 0 | 0
STOG | 0 | 0 | 0 | 0 | 0 | 0
STWD | 0 | 0 | 0 | 0 | 0 | 0
WT | 0 | 0 | 0 | 0 | 0 | 0
IGCC | 0 | 0 | 0 | 0 | 0 | 0
DemandResponse | 0 | 0 | 0 | 0 | 0 | 0
IGCC-CCS | 0 | 0 | 0 | 0 | 0 | 0
WT_off | 0 | 0 | 0 | 0 | 0 | 0
PseudoUnit | 0 | 0 | 0 | 0 | 0 | 0
FixedInterchange | 0 | 0 | 0 | 0 | 0 | 0
Retrofit FOM Costs by Reporting Type: NonRTO_Midwest
ReportingType | 2015 | 2020 | 2025 | 2030 | 2035 | 2040
BM | 0 | 0 | 0 | 0 | 0 | 0
CC | 0 | 0 | 0 | 0 | 0 | 0
CSP | 0 | 0 | 0 | 0 | 0 | 0
CT | 0 | 0 | 0 | 0 | 0 | 0
Coal | 86.74 | 91.67 | 91.67 | 91.67 | 91.67 | 91.67
Geo | 0 | 0 | 0 | 0 | 0 | 0
H | 0 | 0 | 0 | 0 | 0 | 0
LFG | 0 | 0 | 0 | 0 | 0 | 0
Nuc | 0 | 0 | 0 | 0 | 0 | 0
PS | 0 | 0 | 0 | 0 | 0 | 0
PV | 0 | 0 | 0 | 0 | 0 | 0
PeakG | 0 | 0 | 0 | 0 | 0 | 0
PeakO | 0 | 0 | 0 | 0 | 0 | 0
ST | 0 | 0 | 0 | 0 | 0 | 0
STOG | 0 | 0 | 0 | 0 | 0 | 0
STWD | 0 | 0 | 0 | 0 | 0 | 0
WT | 0 | 0 | 0 | 0 | 0 | 0
IGCC | 0 | 0 | 0 | 0 | 0 | 0
DemandResponse | 0 | 0 | 0 | 0 | 0 | 0
IGCC-CCS | 0 | 0 | 0 | 0 | 0 | 0
WT_off | 0 | 0 | 0 | 0 | 0 | 0
PseudoUnit | 0 | 0 | 0 | 0 | 0 | 0
FixedInterchange | 0 | 0 | 0 | 0 | 0 | 0
Retrofit FOM Costs by Reporting Type: NYISO_A-F
ReportingType | 2015 | 2020 | 2025 | 2030 | 2035 | 2040
BM | 0 | 0 | 0 | 0 | 0 | 0
CC | 0 | 0 | 0 | 0 | 0 | 0
CSP | 0 | 0 | 0 | 0 | 0 | 0
CT | 0 | 0 | 0 | 0 | 0 | 0
Coal | 0 | 0 | 0 | 0 | 0 | 0
Geo | 0 | 0 | 0 | 0 | 0 | 0
H | 0 | 0 | 0 | 0 | 0 | 0
LFG | 0 | 0 | 0 | 0 | 0 | 0
Nuc | 0 | 0 | 0 | 0 | 0 | 0
PS | 0 | 0 | 0 | 0 | 0 | 0
PV | 0 | 0 | 0 | 0 | 0 | 0
PeakG | 0 | 0 | 0 | 0 | 0 | 0
PeakO | 0 | 0 | 0 | 0 | 0 | 0
ST | 0 | 0 | 0 | 0 | 0 | 0
STOG | 0 | 0 | 0 | 0 | 0 | 0
STWD | 0 | 0 | 0 | 0 | 0 | 0
WT | 0 | 0 | 0 | 0 | 0 | 0
IGCC | 0 | 0 | 0 | 0 | 0 | 0
DemandResponse | 0 | 0 | 0 | 0 | 0 | 0
IGCC-CCS | 0 | 0 | 0 | 0 | 0 | 0
WT_off | 0 | 0 | 0 | 0 | 0 | 0
PseudoUnit | 0 | 0 | 0 | 0 | 0 | 0
FixedInterchange | 0 | 0 | 0 | 0 | 0 | 0
Retrofit FOM Costs by Reporting Type: NYISO_G-I
ReportingType | 2015 | 2020 | 2025 | 2030 | 2035 | 2040
BM | 0 | 0 | 0 | 0 | 0 | 0
CC | 0 | 0 | 0 | 0 | 0 | 0
CSP | 0 | 0 | 0 | 0 | 0 | 0
CT | 0 | 0 | 0 | 0 | 0 | 0
Coal | 0 | 0 | 0 | 0 | 0 | 0
Geo | 0 | 0 | 0 | 0 | 0 | 0
H | 0 | 0 | 0 | 0 | 0 | 0
LFG | 0 | 0 | 0 | 0 | 0 | 0
Nuc | 0 | 0 | 0 | 0 | 0 | 0
PS | 0 | 0 | 0 | 0 | 0 | 0
PV | 0 | 0 | 0 | 0 | 0 | 0
PeakG | 0 | 0 | 0 | 0 | 0 | 0
PeakO | 0 | 0 | 0 | 0 | 0 | 0
ST | 0 | 0 | 0 | 0 | 0 | 0
STOG | 0 | 0 | 0 | 0 | 0 | 0
STWD | 0 | 0 | 0 | 0 | 0 | 0
WT | 0 | 0 | 0 | 0 | 0 | 0
IGCC | 0 | 0 | 0 | 0 | 0 | 0
DemandResponse | 0 | 0 | 0 | 0 | 0 | 0
IGCC-CCS | 0 | 0 | 0 | 0 | 0 | 0
WT_off | 0 | 0 | 0 | 0 | 0 | 0
PseudoUnit | 0 | 0 | 0 | 0 | 0 | 0
FixedInterchange | 0 | 0 | 0 | 0 | 0 | 0
Retrofit FOM Costs by Reporting Type: NYISO_J-K
ReportingType | 2015 | 2020 | 2025 | 2030 | 2035 | 2040
BM | 0 | 0 | 0 | 0 | 0 | 0
CC | 0 | 0 | 0 | 0 | 0 | 0
CSP | 0 | 0 | 0 | 0 | 0 | 0
CT | 0 | 0 | 0 | 0 | 0 | 0
Coal | 0 | 0 | 0 | 0 | 0 | 0
Geo | 0 | 0 | 0 | 0 | 0 | 0
H | 0 | 0 | 0 | 0 | 0 | 0
LFG | 0 | 0 | 0 | 0 | 0 | 0
Nuc | 0 | 0 | 0 | 0 | 0 | 0
PS | 0 | 0 | 0 | 0 | 0 | 0
PV | 0 | 0 | 0 | 0 | 0 | 0
PeakG | 0 | 0 | 0 | 0 | 0 | 0
PeakO | 0 | 0 | 0 | 0 | 0 | 0
ST | 0 | 0 | 0 | 0 | 0 | 0
STOG | 0 | 0 | 0 | 0 | 0 | 0
STWD | 0 | 0 | 0 | 0 | 0 | 0
WT | 0 | 0 | 0 | 0 | 0 | 0
IGCC | 0 | 0 | 0 | 0 | 0 | 0
DemandResponse | 0 | 0 | 0 | 0 | 0 | 0
IGCC-CCS | 0 | 0 | 0 | 0 | 0 | 0
WT_off | 0 | 0 | 0 | 0 | 0 | 0
PseudoUnit | 0 | 0 | 0 | 0 | 0 | 0
FixedInterchange | 0 | 0 | 0 | 0 | 0 | 0
Retrofit FOM Costs by Reporting Type: PJM_E
ReportingType | 2015 | 2020 | 2025 | 2030 | 2035 | 2040
BM | 0 | 0 | 0 | 0 | 0 | 0
CC | 0 | 0 | 0 | 0 | 0 | 0
CSP | 0 | 0 | 0 | 0 | 0 | 0
CT | 0 | 0 | 0 | 0 | 0 | 0
Coal | 1.07 | 0 | 0 | 0 | 0 | 0
Geo | 0 | 0 | 0 | 0 | 0 | 0
H | 0 | 0 | 0 | 0 | 0 | 0
LFG | 0 | 0 | 0 | 0 | 0 | 0
Nuc | 0 | 0 | 0 | 0 | 0 | 0
PS | 0 | 0 | 0 | 0 | 0 | 0
PV | 0 | 0 | 0 | 0 | 0 | 0
PeakG | 0 | 0 | 0 | 0 | 0 | 0
PeakO | 0 | 0 | 0 | 0 | 0 | 0
ST | 0 | 0 | 0 | 0 | 0 | 0
STOG | 0 | 0 | 0 | 0 | 0 | 0
STWD | 0 | 0 | 0 | 0 | 0 | 0
WT | 0 | 0 | 0 | 0 | 0 | 0
IGCC | 0 | 0 | 0 | 0 | 0 | 0
DemandResponse | 0 | 0 | 0 | 0 | 0 | 0
IGCC-CCS | 0 | 0 | 0 | 0 | 0 | 0
WT_off | 0 | 0 | 0 | 0 | 0 | 0
PseudoUnit | 0 | 0 | 0 | 0 | 0 | 0
FixedInterchange | 0 | 0 | 0 | 0 | 0 | 0
Retrofit FOM Costs by Reporting Type: PJM_ROM
ReportingType | 2015 | 2020 | 2025 | 2030 | 2035 | 2040
BM | 0 | 0 | 0 | 0 | 0 | 0
CC | 0 | 0 | 0 | 0 | 0 | 0
CSP | 0 | 0 | 0 | 0 | 0 | 0
CT | 0 | 0 | 0 | 0 | 0 | 0
Coal | 52.46 | 61.89 | 61.89 | 61.89 | 61.89 | 61.89
Geo | 0 | 0 | 0 | 0 | 0 | 0
H | 0 | 0 | 0 | 0 | 0 | 0
LFG | 0 | 0 | 0 | 0 | 0 | 0
Nuc | 0 | 0 | 0 | 0 | 0 | 0
PS | 0 | 0 | 0 | 0 | 0 | 0
PV | 0 | 0 | 0 | 0 | 0 | 0
PeakG | 0 | 0 | 0 | 0 | 0 | 0
PeakO | 0 | 0 | 0 | 0 | 0 | 0
ST | 0 | 0 | 0 | 0 | 0 | 0
STOG | 0 | 0 | 0 | 0 | 0 | 0
STWD | 0 | 0 | 0 | 0 | 0 | 0
WT | 0 | 0 | 0 | 0 | 0 | 0
IGCC | 0 | 0 | 0 | 0 | 0 | 0
DemandResponse | 0 | 0 | 0 | 0 | 0 | 0
IGCC-CCS | 0 | 0 | 0 | 0 | 0 | 0
WT_off | 0 | 0 | 0 | 0 | 0 | 0
PseudoUnit | 0 | 0 | 0 | 0 | 0 | 0
FixedInterchange | 0 | 0 | 0 | 0 | 0 | 0
Retrofit FOM Costs by Reporting Type: PJM_ROR
ReportingType | 2015 | 2020 | 2025 | 2030 | 2035 | 2040
BM | 0 | 0 | 0 | 0 | 0 | 0
CC | 0 | 0 | 0 | 0 | 0 | 0
CSP | 0 | 0 | 0 | 0 | 0 | 0
CT | 0 | 0 | 0 | 0 | 0 | 0
Coal | 264.32 | 302.69 | 302.69 | 302.69 | 302.69 | 302.69
Geo | 0 | 0 | 0 | 0 | 0 | 0
H | 0 | 0 | 0 | 0 | 0 | 0
LFG | 0 | 0 | 0 | 0 | 0 | 0
Nuc | 0 | 0 | 0 | 0 | 0 | 0
PS | 0 | 0 | 0 | 0 | 0 | 0
PV | 0 | 0 | 0 | 0 | 0 | 0
PeakG | 0 | 0 | 0 | 0 | 0 | 0
PeakO | 0 | 0 | 0 | 0 | 0 | 0
ST | 0 | 0 | 0 | 0 | 0 | 0
STOG | 0 | 0 | 0 | 0 | 0 | 0
STWD | 0 | 0 | 0 | 0 | 0 | 0
WT | 0 | 0 | 0 | 0 | 0 | 0
IGCC | 0 | 0 | 0 | 0 | 0 | 0
DemandResponse | 0 | 0 | 0 | 0 | 0 | 0
IGCC-CCS | 0 | 0 | 0 | 0 | 0 | 0
WT_off | 0 | 0 | 0 | 0 | 0 | 0
PseudoUnit | 0 | 0 | 0 | 0 | 0 | 0
FixedInterchange | 0 | 0 | 0 | 0 | 0 | 0
Retrofit FOM Costs by Reporting Type: SOCO
ReportingType | 2015 | 2020 | 2025 | 2030 | 2035 | 2040
BM | 0 | 0 | 0 | 0 | 0 | 0
CC | 0 | 0 | 0 | 0 | 0 | 0
CSP | 0 | 0 | 0 | 0 | 0 | 0
CT | 0 | 0 | 0 | 0 | 0 | 0
Coal | 114.58 | 121.77 | 121.77 | 121.77 | 121.77 | 121.77
Geo | 0 | 0 | 0 | 0 | 0 | 0
H | 0 | 0 | 0 | 0 | 0 | 0
LFG | 0 | 0 | 0 | 0 | 0 | 0
Nuc | 0 | 0 | 0 | 0 | 0 | 0
PS | 0 | 0 | 0 | 0 | 0 | 0
PV | 0 | 0 | 0 | 0 | 0 | 0
PeakG | 0 | 0 | 0 | 0 | 0 | 0
PeakO | 0 | 0 | 0 | 0 | 0 | 0
ST | 0 | 0 | 0 | 0 | 0 | 0
STOG | 0 | 0 | 0 | 0 | 0 | 0
STWD | 0 | 0 | 0 | 0 | 0 | 0
WT | 0 | 0 | 0 | 0 | 0 | 0
IGCC | 0 | 0 | 0 | 0 | 0 | 0
DemandResponse | 0 | 0 | 0 | 0 | 0 | 0
IGCC-CCS | 0 | 0 | 0 | 0 | 0 | 0
WT_off | 0 | 0 | 0 | 0 | 0 | 0
PseudoUnit | 0 | 0 | 0 | 0 | 0 | 0
FixedInterchange | 0 | 0 | 0 | 0 | 0 | 0
Retrofit FOM Costs by Reporting Type: SPP_N
ReportingType | 2015 | 2020 | 2025 | 2030 | 2035 | 2040
BM | 0 | 0 | 0 | 0 | 0 | 0
CC | 0 | 0 | 0 | 0 | 0 | 0
CSP | 0 | 0 | 0 | 0 | 0 | 0
CT | 0 | 0 | 0 | 0 | 0 | 0
Coal | 35.72 | 41.17 | 38.84 | 38.84 | 38.84 | 38.84
Geo | 0 | 0 | 0 | 0 | 0 | 0
H | 0 | 0 | 0 | 0 | 0 | 0
LFG | 0 | 0 | 0 | 0 | 0 | 0
Nuc | 0 | 0 | 0 | 0 | 0 | 0
PS | 0 | 0 | 0 | 0 | 0 | 0
PV | 0 | 0 | 0 | 0 | 0 | 0
PeakG | 0 | 0 | 0 | 0 | 0 | 0
PeakO | 0 | 0 | 0 | 0 | 0 | 0
ST | 0 | 0 | 0 | 0 | 0 | 0
STOG | 0 | 0 | 0 | 0 | 0 | 0
STWD | 0 | 0 | 0 | 0 | 0 | 0
WT | 0 | 0 | 0 | 0 | 0 | 0
IGCC | 0 | 0 | 0 | 0 | 0 | 0
DemandResponse | 0 | 0 | 0 | 0 | 0 | 0
IGCC-CCS | 0 | 0 | 0 | 0 | 0 | 0
WT_off | 0 | 0 | 0 | 0 | 0 | 0
PseudoUnit | 0 | 0 | 0 | 0 | 0 | 0
FixedInterchange | 0 | 0 | 0 | 0 | 0 | 0
Retrofit FOM Costs by Reporting Type: SPP_S
ReportingType | 2015 | 2020 | 2025 | 2030 | 2035 | 2040
BM | 0 | 0 | 0 | 0 | 0 | 0
CC | 0 | 0 | 0 | 0 | 0 | 0
CSP | 0 | 0 | 0 | 0 | 0 | 0
CT | 0 | 0 | 0 | 0 | 0 | 0
Coal | 19.76 | 31.76 | 23.81 | 23.35 | 23.35 | 23.35
Geo | 0 | 0 | 0 | 0 | 0 | 0
H | 0 | 0 | 0 | 0 | 0 | 0
LFG | 0 | 0 | 0 | 0 | 0 | 0
Nuc | 0 | 0 | 0 | 0 | 0 | 0
PS | 0 | 0 | 0 | 0 | 0 | 0
PV | 0 | 0 | 0 | 0 | 0 | 0
PeakG | 0 | 0 | 0 | 0 | 0 | 0
PeakO | 0 | 0 | 0 | 0 | 0 | 0
ST | 0 | 0 | 0 | 0 | 0 | 0
STOG | 0 | 0 | 0 | 0 | 0 | 0
STWD | 0 | 0 | 0 | 0 | 0 | 0
WT | 0 | 0 | 0 | 0 | 0 | 0
IGCC | 0 | 0 | 0 | 0 | 0 | 0
DemandResponse | 0 | 0 | 0 | 0 | 0 | 0
IGCC-CCS | 0 | 0 | 0 | 0 | 0 | 0
WT_off | 0 | 0 | 0 | 0 | 0 | 0
PseudoUnit | 0 | 0 | 0 | 0 | 0 | 0
FixedInterchange | 0 | 0 | 0 | 0 | 0 | 0
Retrofit FOM Costs by Reporting Type: TVA
ReportingType | 2015 | 2020 | 2025 | 2030 | 2035 | 2040
BM | 0 | 0 | 0 | 0 | 0 | 0
CC | 0 | 0 | 0 | 0 | 0 | 0
CSP | 0 | 0 | 0 | 0 | 0 | 0
CT | 0 | 0 | 0 | 0 | 0 | 0
Coal | 53.73 | 67.17 | 67.17 | 67.17 | 67.17 | 67.17
Geo | 0 | 0 | 0 | 0 | 0 | 0
H | 0 | 0 | 0 | 0 | 0 | 0
LFG | 0 | 0 | 0 | 0 | 0 | 0
Nuc | 0 | 0 | 0 | 0 | 0 | 0
PS | 0 | 0 | 0 | 0 | 0 | 0
PV | 0 | 0 | 0 | 0 | 0 | 0
PeakG | 0 | 0 | 0 | 0 | 0 | 0
PeakO | 0 | 0 | 0 | 0 | 0 | 0
ST | 0 | 0 | 0 | 0 | 0 | 0
STOG | 0 | 0 | 0 | 0 | 0 | 0
STWD | 0 | 0 | 0 | 0 | 0 | 0
WT | 0 | 0 | 0 | 0 | 0 | 0
IGCC | 0 | 0 | 0 | 0 | 0 | 0
DemandResponse | 0 | 0 | 0 | 0 | 0 | 0
IGCC-CCS | 0 | 0 | 0 | 0 | 0 | 0
WT_off | 0 | 0 | 0 | 0 | 0 | 0
PseudoUnit | 0 | 0 | 0 | 0 | 0 | 0
FixedInterchange | 0 | 0 | 0 | 0 | 0 | 0
Retrofit FOM Costs by Reporting Type: TVA_Transmission
ReportingType | 2015 | 2020 | 2025 | 2030 | 2035 | 2040
BM | 0 | 0 | 0 | 0 | 0 | 0
CC | 0 | 0 | 0 | 0 | 0 | 0
CSP | 0 | 0 | 0 | 0 | 0 | 0
CT | 0 | 0 | 0 | 0 | 0 | 0
Coal | 0 | 0 | 0 | 0 | 0 | 0
Geo | 0 | 0 | 0 | 0 | 0 | 0
H | 0 | 0 | 0 | 0 | 0 | 0
LFG | 0 | 0 | 0 | 0 | 0 | 0
Nuc | 0 | 0 | 0 | 0 | 0 | 0
PS | 0 | 0 | 0 | 0 | 0 | 0
PV | 0 | 0 | 0 | 0 | 0 | 0
PeakG | 0 | 0 | 0 | 0 | 0 | 0
PeakO | 0 | 0 | 0 | 0 | 0 | 0
ST | 0 | 0 | 0 | 0 | 0 | 0
STOG | 0 | 0 | 0 | 0 | 0 | 0
STWD | 0 | 0 | 0 | 0 | 0 | 0
WT | 0 | 0 | 0 | 0 | 0 | 0
IGCC | 0 | 0 | 0 | 0 | 0 | 0
DemandResponse | 0 | 0 | 0 | 0 | 0 | 0
IGCC-CCS | 0 | 0 | 0 | 0 | 0 | 0
WT_off | 0 | 0 | 0 | 0 | 0 | 0
PseudoUnit | 0 | 0 | 0 | 0 | 0 | 0
FixedInterchange | 0 | 0 | 0 | 0 | 0 | 0
Retrofit FOM Costs by Reporting Type: VACAR
ReportingType | 2015 | 2020 | 2025 | 2030 | 2035 | 2040
BM | 0 | 0 | 0 | 0 | 0 | 0
CC | 0 | 0 | 0 | 0 | 0 | 0
CSP | 0 | 0 | 0 | 0 | 0 | 0
CT | 0 | 0 | 0 | 0 | 0 | 0
Coal | 138.1 | 141.46 | 141.46 | 141.46 | 141.46 | 141.46
Geo | 0 | 0 | 0 | 0 | 0 | 0
H | 0 | 0 | 0 | 0 | 0 | 0
LFG | 0 | 0 | 0 | 0 | 0 | 0
Nuc | 0 | 0 | 0 | 0 | 0 | 0
PS | 0 | 0 | 0 | 0 | 0 | 0
PV | 0 | 0 | 0 | 0 | 0 | 0
PeakG | 0 | 0 | 0 | 0 | 0 | 0
PeakO | 0 | 0 | 0 | 0 | 0 | 0
ST | 0 | 0 | 0 | 0 | 0 | 0
STOG | 0 | 0 | 0 | 0 | 0 | 0
STWD | 0 | 0 | 0 | 0 | 0 | 0
WT | 0 | 0 | 0 | 0 | 0 | 0
IGCC | 0 | 0 | 0 | 0 | 0 | 0
DemandResponse | 0 | 0 | 0 | 0 | 0 | 0
IGCC-CCS | 0 | 0 | 0 | 0 | 0 | 0
WT_off | 0 | 0 | 0 | 0 | 0 | 0
PseudoUnit | 0 | 0 | 0 | 0 | 0 | 0
FixedInterchange | 0 | 0 | 0 | 0 | 0 | 0
Retrofit FOM Costs by Reporting Type: IESO
ReportingType | 2015 | 2020 | 2025 | 2030 | 2035 | 2040
BM | 0 | 0 | 0 | 0 | 0 | 0
CC | 0 | 0 | 0 | 0 | 0 | 0
CSP | 0 | 0 | 0 | 0 | 0 | 0
CT | 0 | 0 | 0 | 0 | 0 | 0
Coal | 0 | 0 | 0 | 0 | 0 | 0
Geo | 0 | 0 | 0 | 0 | 0 | 0
H | 0 | 0 | 0 | 0 | 0 | 0
LFG | 0 | 0 | 0 | 0 | 0 | 0
Nuc | 0 | 0 | 0 | 0 | 0 | 0
PS | 0 | 0 | 0 | 0 | 0 | 0
PV | 0 | 0 | 0 | 0 | 0 | 0
PeakG | 0 | 0 | 0 | 0 | 0 | 0
PeakO | 0 | 0 | 0 | 0 | 0 | 0
ST | 0 | 0 | 0 | 0 | 0 | 0
STOG | 0 | 0 | 0 | 0 | 0 | 0
STWD | 0 | 0 | 0 | 0 | 0 | 0
WT | 0 | 0 | 0 | 0 | 0 | 0
IGCC | 0 | 0 | 0 | 0 | 0 | 0
DemandResponse | 0 | 0 | 0 | 0 | 0 | 0
IGCC-CCS | 0 | 0 | 0 | 0 | 0 | 0
WT_off | 0 | 0 | 0 | 0 | 0 | 0
PseudoUnit | 0 | 0 | 0 | 0 | 0 | 0
FixedInterchange | 0 | 0 | 0 | 0 | 0 | 0
Retrofit FOM Costs by Reporting Type: MAPP_CA
ReportingType | 2015 | 2020 | 2025 | 2030 | 2035 | 2040
BM | 0 | 0 | 0 | 0 | 0 | 0
CC | 0 | 0 | 0 | 0 | 0 | 0
CSP | 0 | 0 | 0 | 0 | 0 | 0
CT | 0 | 0 | 0 | 0 | 0 | 0
Coal | 0 | 0 | 0 | 0 | 0 | 0
Geo | 0 | 0 | 0 | 0 | 0 | 0
H | 0 | 0 | 0 | 0 | 0 | 0
LFG | 0 | 0 | 0 | 0 | 0 | 0
Nuc | 0 | 0 | 0 | 0 | 0 | 0
PS | 0 | 0 | 0 | 0 | 0 | 0
PV | 0 | 0 | 0 | 0 | 0 | 0
PeakG | 0 | 0 | 0 | 0 | 0 | 0
PeakO | 0 | 0 | 0 | 0 | 0 | 0
ST | 0 | 0 | 0 | 0 | 0 | 0
STOG | 0 | 0 | 0 | 0 | 0 | 0
STWD | 0 | 0 | 0 | 0 | 0 | 0
WT | 0 | 0 | 0 | 0 | 0 | 0
IGCC | 0 | 0 | 0 | 0 | 0 | 0
DemandResponse | 0 | 0 | 0 | 0 | 0 | 0
IGCC-CCS | 0 | 0 | 0 | 0 | 0 | 0
WT_off | 0 | 0 | 0 | 0 | 0 | 0
PseudoUnit | 0 | 0 | 0 | 0 | 0 | 0
FixedInterchange | 0 | 0 | 0 | 0 | 0 | 0
Retrofit FOM Costs by Reporting Type: AZ_NM_SNV_Coal
ReportingType | 2015 | 2020 | 2025 | 2030 | 2035 | 2040
BM | 0 | 0 | 0 | 0 | 0 | 0
CC | 0 | 0 | 0 | 0 | 0 | 0
CSP | 0 | 0 | 0 | 0 | 0 | 0
CT | 0 | 0 | 0 | 0 | 0 | 0
Coal | 70.07 | 75.36 | 75.36 | 75.36 | 75.36 | 75.36
Geo | 0 | 0 | 0 | 0 | 0 | 0
H | 0 | 0 | 0 | 0 | 0 | 0
LFG | 0 | 0 | 0 | 0 | 0 | 0
Nuc | 0 | 0 | 0 | 0 | 0 | 0
PS | 0 | 0 | 0 | 0 | 0 | 0
PV | 0 | 0 | 0 | 0 | 0 | 0
PeakG | 0 | 0 | 0 | 0 | 0 | 0
PeakO | 0 | 0 | 0 | 0 | 0 | 0
ST | 0 | 0 | 0 | 0 | 0 | 0
STOG | 0 | 0 | 0 | 0 | 0 | 0
STWD | 0 | 0 | 0 | 0 | 0 | 0
WT | 0 | 0 | 0 | 0 | 0 | 0
IGCC | 0 | 0 | 0 | 0 | 0 | 0
DemandResponse | 0 | 0 | 0 | 0 | 0 | 0
IGCC-CCS | 0 | 0 | 0 | 0 | 0 | 0
WT_off | 0 | 0 | 0 | 0 | 0 | 0
PseudoUnit | 0 | 0 | 0 | 0 | 0 | 0
FixedInterchange | 0 | 0 | 0 | 0 | 0 | 0
Retrofit FOM Costs by Reporting Type: AZ_NM_SNV_Gas
ReportingType | 2015 | 2020 | 2025 | 2030 | 2035 | 2040
BM | 0 | 0 | 0 | 0 | 0 | 0
CC | 0 | 0 | 0 | 0 | 0 | 0
CSP | 0 | 0 | 0 | 0 | 0 | 0
CT | 0 | 0 | 0 | 0 | 0 | 0
Coal | 0 | 0 | 0 | 0 | 0 | 0
Geo | 0 | 0 | 0 | 0 | 0 | 0
H | 0 | 0 | 0 | 0 | 0 | 0
LFG | 0 | 0 | 0 | 0 | 0 | 0
Nuc | 0 | 0 | 0 | 0 | 0 | 0
PS | 0 | 0 | 0 | 0 | 0 | 0
PV | 0 | 0 | 0 | 0 | 0 | 0
PeakG | 0 | 0 | 0 | 0 | 0 | 0
PeakO | 0 | 0 | 0 | 0 | 0 | 0
ST | 0 | 0 | 0 | 0 | 0 | 0
STOG | 0 | 0 | 0 | 0 | 0 | 0
STWD | 0 | 0 | 0 | 0 | 0 | 0
WT | 0 | 0 | 0 | 0 | 0 | 0
IGCC | 0 | 0 | 0 | 0 | 0 | 0
DemandResponse | 0 | 0 | 0 | 0 | 0 | 0
IGCC-CCS | 0 | 0 | 0 | 0 | 0 | 0
WT_off | 0 | 0 | 0 | 0 | 0 | 0
PseudoUnit | 0 | 0 | 0 | 0 | 0 | 0
FixedInterchange | 0 | 0 | 0 | 0 | 0 | 0
Retrofit FOM Costs by Reporting Type: AZ_NM_SNV_NucRenew
ReportingType | 2015 | 2020 | 2025 | 2030 | 2035 | 2040
BM | 0 | 0 | 0 | 0 | 0 | 0
CC | 0 | 0 | 0 | 0 | 0 | 0
CSP | 0 | 0 | 0 | 0 | 0 | 0
CT | 0 | 0 | 0 | 0 | 0 | 0
Coal | 0 | 0 | 0 | 0 | 0 | 0
Geo | 0 | 0 | 0 | 0 | 0 | 0
H | 0 | 0 | 0 | 0 | 0 | 0
LFG | 0 | 0 | 0 | 0 | 0 | 0
Nuc | 0 | 0 | 0 | 0 | 0 | 0
PS | 0 | 0 | 0 | 0 | 0 | 0
PV | 0 | 0 | 0 | 0 | 0 | 0
PeakG | 0 | 0 | 0 | 0 | 0 | 0
PeakO | 0 | 0 | 0 | 0 | 0 | 0
ST | 0 | 0 | 0 | 0 | 0 | 0
STOG | 0 | 0 | 0 | 0 | 0 | 0
STWD | 0 | 0 | 0 | 0 | 0 | 0
WT | 0 | 0 | 0 | 0 | 0 | 0
IGCC | 0 | 0 | 0 | 0 | 0 | 0
DemandResponse | 0 | 0 | 0 | 0 | 0 | 0
IGCC-CCS | 0 | 0 | 0 | 0 | 0 | 0
WT_off | 0 | 0 | 0 | 0 | 0 | 0
PseudoUnit | 0 | 0 | 0 | 0 | 0 | 0
FixedInterchange | 0 | 0 | 0 | 0 | 0 | 0
Retrofit FOM Costs by Reporting Type: ERCOT
ReportingType | 2015 | 2020 | 2025 | 2030 | 2035 | 2040
BM | 0 | 0 | 0 | 0 | 0 | 0
CC | 0 | 0 | 0 | 0 | 0 | 0
CSP | 0 | 0 | 0 | 0 | 0 | 0
CT | 0 | 0 | 0 | 0 | 0 | 0
Coal | 95.78 | 116.56 | 116.56 | 116.56 | 116.56 | 116.56
Geo | 0 | 0 | 0 | 0 | 0 | 0
H | 0 | 0 | 0 | 0 | 0 | 0
LFG | 0 | 0 | 0 | 0 | 0 | 0
Nuc | 0 | 0 | 0 | 0 | 0 | 0
PS | 0 | 0 | 0 | 0 | 0 | 0
PV | 0 | 0 | 0 | 0 | 0 | 0
PeakG | 0 | 0 | 0 | 0 | 0 | 0
PeakO | 0 | 0 | 0 | 0 | 0 | 0
ST | 0 | 0 | 0 | 0 | 0 | 0
STOG | 0 | 0 | 0 | 0 | 0 | 0
STWD | 0 | 0 | 0 | 0 | 0 | 0
WT | 0 | 0 | 0 | 0 | 0 | 0
IGCC | 0 | 0 | 0 | 0 | 0 | 0
DemandResponse | 0 | 0 | 0 | 0 | 0 | 0
IGCC-CCS | 0 | 0 | 0 | 0 | 0 | 0
WT_off | 0 | 0 | 0 | 0 | 0 | 0
PseudoUnit | 0 | 0 | 0 | 0 | 0 | 0
FixedInterchange | 0 | 0 | 0 | 0 | 0 | 0
Retrofit FOM Costs by Reporting Type: NP15
ReportingType | 2015 | 2020 | 2025 | 2030 | 2035 | 2040
BM | 0 | 0 | 0 | 0 | 0 | 0
CC | 0 | 0 | 0 | 0 | 0 | 0
CSP | 0 | 0 | 0 | 0 | 0 | 0
CT | 0 | 0 | 0 | 0 | 0 | 0
Coal | 0.19 | 0 | 0 | 0 | 0 | 0
Geo | 0 | 0 | 0 | 0 | 0 | 0
H | 0 | 0 | 0 | 0 | 0 | 0
LFG | 0 | 0 | 0 | 0 | 0 | 0
Nuc | 0 | 0 | 0 | 0 | 0 | 0
PS | 0 | 0 | 0 | 0 | 0 | 0
PV | 0 | 0 | 0 | 0 | 0 | 0
PeakG | 0 | 0 | 0 | 0 | 0 | 0
PeakO | 0 | 0 | 0 | 0 | 0 | 0
ST | 0 | 0 | 0 | 0 | 0 | 0
STOG | 0 | 0 | 0 | 0 | 0 | 0
STWD | 0 | 0 | 0 | 0 | 0 | 0
WT | 0 | 0 | 0 | 0 | 0 | 0
IGCC | 0 | 0 | 0 | 0 | 0 | 0
DemandResponse | 0 | 0 | 0 | 0 | 0 | 0
IGCC-CCS | 0 | 0 | 0 | 0 | 0 | 0
WT_off | 0 | 0 | 0 | 0 | 0 | 0
PseudoUnit | 0 | 0 | 0 | 0 | 0 | 0
FixedInterchange | 0 | 0 | 0 | 0 | 0 | 0
Retrofit FOM Costs by Reporting Type: NWPP_Coal
ReportingType | 2015 | 2020 | 2025 | 2030 | 2035 | 2040
BM | 0 | 0 | 0 | 0 | 0 | 0
CC | 0 | 0 | 0 | 0 | 0 | 0
CSP | 0 | 0 | 0 | 0 | 0 | 0
CT | 0 | 0 | 0 | 0 | 0 | 0
Coal | 67.09 | 76.88 | 76.88 | 76.88 | 76.88 | 76.88
Geo | 0 | 0 | 0 | 0 | 0 | 0
H | 0 | 0 | 0 | 0 | 0 | 0
LFG | 0 | 0 | 0 | 0 | 0 | 0
Nuc | 0 | 0 | 0 | 0 | 0 | 0
PS | 0 | 0 | 0 | 0 | 0 | 0
PV | 0 | 0 | 0 | 0 | 0 | 0
PeakG | 0 | 0 | 0 | 0 | 0 | 0
PeakO | 0 | 0 | 0 | 0 | 0 | 0
ST | 0 | 0 | 0 | 0 | 0 | 0
STOG | 0 | 0 | 0 | 0 | 0 | 0
STWD | 0 | 0 | 0 | 0 | 0 | 0
WT | 0 | 0 | 0 | 0 | 0 | 0
IGCC | 0 | 0 | 0 | 0 | 0 | 0
DemandResponse | 0 | 0 | 0 | 0 | 0 | 0
IGCC-CCS | 0 | 0 | 0 | 0 | 0 | 0
WT_off | 0 | 0 | 0 | 0 | 0 | 0
PseudoUnit | 0 | 0 | 0 | 0 | 0 | 0
FixedInterchange | 0 | 0 | 0 | 0 | 0 | 0
Retrofit FOM Costs by Reporting Type: NWPP_Gas
ReportingType | 2015 | 2020 | 2025 | 2030 | 2035 | 2040
BM | 0 | 0 | 0 | 0 | 0 | 0
CC | 0 | 0 | 0 | 0 | 0 | 0
CSP | 0 | 0 | 0 | 0 | 0 | 0
CT | 0 | 0 | 0 | 0 | 0 | 0
Coal | 0 | 0 | 0 | 0 | 0 | 0
Geo | 0 | 0 | 0 | 0 | 0 | 0
H | 0 | 0 | 0 | 0 | 0 | 0
LFG | 0 | 0 | 0 | 0 | 0 | 0
Nuc | 0 | 0 | 0 | 0 | 0 | 0
PS | 0 | 0 | 0 | 0 | 0 | 0
PV | 0 | 0 | 0 | 0 | 0 | 0
PeakG | 0 | 0 | 0 | 0 | 0 | 0
PeakO | 0 | 0 | 0 | 0 | 0 | 0
ST | 0 | 0 | 0 | 0 | 0 | 0
STOG | 0 | 0 | 0 | 0 | 0 | 0
STWD | 0 | 0 | 0 | 0 | 0 | 0
WT | 0 | 0 | 0 | 0 | 0 | 0
IGCC | 0 | 0 | 0 | 0 | 0 | 0
DemandResponse | 0 | 0 | 0 | 0 | 0 | 0
IGCC-CCS | 0 | 0 | 0 | 0 | 0 | 0
WT_off | 0 | 0 | 0 | 0 | 0 | 0
PseudoUnit | 0 | 0 | 0 | 0 | 0 | 0
FixedInterchange | 0 | 0 | 0 | 0 | 0 | 0
Retrofit FOM Costs by Reporting Type: NWPP_NucRenew
ReportingType | 2015 | 2020 | 2025 | 2030 | 2035 | 2040
BM | 0 | 0 | 0 | 0 | 0 | 0
CC | 0 | 0 | 0 | 0 | 0 | 0
CSP | 0 | 0 | 0 | 0 | 0 | 0
CT | 0 | 0 | 0 | 0 | 0 | 0
Coal | 0 | 0 | 0 | 0 | 0 | 0
Geo | 0 | 0 | 0 | 0 | 0 | 0
H | 0 | 0 | 0 | 0 | 0 | 0
LFG | 0 | 0 | 0 | 0 | 0 | 0
Nuc | 0 | 0 | 0 | 0 | 0 | 0
PS | 0 | 0 | 0 | 0 | 0 | 0
PV | 0 | 0 | 0 | 0 | 0 | 0
PeakG | 0 | 0 | 0 | 0 | 0 | 0
PeakO | 0 | 0 | 0 | 0 | 0 | 0
ST | 0 | 0 | 0 | 0 | 0 | 0
STOG | 0 | 0 | 0 | 0 | 0 | 0
STWD | 0 | 0 | 0 | 0 | 0 | 0
WT | 0 | 0 | 0 | 0 | 0 | 0
IGCC | 0 | 0 | 0 | 0 | 0 | 0
DemandResponse | 0 | 0 | 0 | 0 | 0 | 0
IGCC-CCS | 0 | 0 | 0 | 0 | 0 | 0
WT_off | 0 | 0 | 0 | 0 | 0 | 0
PseudoUnit | 0 | 0 | 0 | 0 | 0 | 0
FixedInterchange | 0 | 0 | 0 | 0 | 0 | 0
Retrofit FOM Costs by Reporting Type: RMPA
ReportingType | 2015 | 2020 | 2025 | 2030 | 2035 | 2040
BM | 0 | 0 | 0 | 0 | 0 | 0
CC | 0 | 0 | 0 | 0 | 0 | 0
CSP | 0 | 0 | 0 | 0 | 0 | 0
CT | 0 | 0 | 0 | 0 | 0 | 0
Coal | 26.21 | 35.01 | 33.22 | 33.22 | 33.22 | 32.91
Geo | 0 | 0 | 0 | 0 | 0 | 0
H | 0 | 0 | 0 | 0 | 0 | 0
LFG | 0 | 0 | 0 | 0 | 0 | 0
Nuc | 0 | 0 | 0 | 0 | 0 | 0
PS | 0 | 0 | 0 | 0 | 0 | 0
PV | 0 | 0 | 0 | 0 | 0 | 0
PeakG | 0 | 0 | 0 | 0 | 0 | 0
PeakO | 0 | 0 | 0 | 0 | 0 | 0
ST | 0 | 0 | 0 | 0 | 0 | 0
STOG | 0 | 0 | 0 | 0 | 0 | 0
STWD | 0 | 0 | 0 | 0 | 0 | 0
WT | 0 | 0 | 0 | 0 | 0 | 0
IGCC | 0 | 0 | 0 | 0 | 0 | 0
DemandResponse | 0 | 0 | 0 | 0 | 0 | 0
IGCC-CCS | 0 | 0 | 0 | 0 | 0 | 0
WT_off | 0 | 0 | 0 | 0 | 0 | 0
PseudoUnit | 0 | 0 | 0 | 0 | 0 | 0
FixedInterchange | 0 | 0 | 0 | 0 | 0 | 0
Retrofit FOM Costs by Reporting Type: SP15
ReportingType | 2015 | 2020 | 2025 | 2030 | 2035 | 2040
BM | 0 | 0 | 0 | 0 | 0 | 0
CC | 0 | 0 | 0 | 0 | 0 | 0
CSP | 0 | 0 | 0 | 0 | 0 | 0
CT | 0 | 0 | 0 | 0 | 0 | 0
Coal | 0.23 | 0.41 | 0.41 | 0.41 | 0 | 0
Geo | 0 | 0 | 0 | 0 | 0 | 0
H | 0 | 0 | 0 | 0 | 0 | 0
LFG | 0 | 0 | 0 | 0 | 0 | 0
Nuc | 0 | 0 | 0 | 0 | 0 | 0
PS | 0 | 0 | 0 | 0 | 0 | 0
PV | 0 | 0 | 0 | 0 | 0 | 0
PeakG | 0 | 0 | 0 | 0 | 0 | 0
PeakO | 0 | 0 | 0 | 0 | 0 | 0
ST | 0 | 0 | 0 | 0 | 0 | 0
STOG | 0 | 0 | 0 | 0 | 0 | 0
STWD | 0 | 0 | 0 | 0 | 0 | 0
WT | 0 | 0 | 0 | 0 | 0 | 0
IGCC | 0 | 0 | 0 | 0 | 0 | 0
DemandResponse | 0 | 0 | 0 | 0 | 0 | 0
IGCC-CCS | 0 | 0 | 0 | 0 | 0 | 0
WT_off | 0 | 0 | 0 | 0 | 0 | 0
PseudoUnit | 0 | 0 | 0 | 0 | 0 | 0
FixedInterchange | 0 | 0 | 0 | 0 | 0 | 0
Retrofit FOM Costs by Reporting Type: ALB
ReportingType | 2015 | 2020 | 2025 | 2030 | 2035 | 2040
BM | 0 | 0 | 0 | 0 | 0 | 0
CC | 0 | 0 | 0 | 0 | 0 | 0
CSP | 0 | 0 | 0 | 0 | 0 | 0
CT | 0 | 0 | 0 | 0 | 0 | 0
Coal | 0.29 | 0.29 | 0.29 | 0.29 | 0.29 | 0.29
Geo | 0 | 0 | 0 | 0 | 0 | 0
H | 0 | 0 | 0 | 0 | 0 | 0
LFG | 0 | 0 | 0 | 0 | 0 | 0
Nuc | 0 | 0 | 0 | 0 | 0 | 0
PS | 0 | 0 | 0 | 0 | 0 | 0
PV | 0 | 0 | 0 | 0 | 0 | 0
PeakG | 0 | 0 | 0 | 0 | 0 | 0
PeakO | 0 | 0 | 0 | 0 | 0 | 0
ST | 0 | 0 | 0 | 0 | 0 | 0
STOG | 0 | 0 | 0 | 0 | 0 | 0
STWD | 0 | 0 | 0 | 0 | 0 | 0
WT | 0 | 0 | 0 | 0 | 0 | 0
IGCC | 0 | 0 | 0 | 0 | 0 | 0
DemandResponse | 0 | 0 | 0 | 0 | 0 | 0
IGCC-CCS | 0 | 0 | 0 | 0 | 0 | 0
WT_off | 0 | 0 | 0 | 0 | 0 | 0
PseudoUnit | 0 | 0 | 0 | 0 | 0 | 0
FixedInterchange | 0 | 0 | 0 | 0 | 0 | 0
Retrofit FOM Costs by Reporting Type: BC
ReportingType | 2015 | 2020 | 2025 | 2030 | 2035 | 2040
BM | 0 | 0 | 0 | 0 | 0 | 0
CC | 0 | 0 | 0 | 0 | 0 | 0
CSP | 0 | 0 | 0 | 0 | 0 | 0
CT | 0 | 0 | 0 | 0 | 0 | 0
Coal | 0 | 0 | 0 | 0 | 0 | 0
Geo | 0 | 0 | 0 | 0 | 0 | 0
H | 0 | 0 | 0 | 0 | 0 | 0
LFG | 0 | 0 | 0 | 0 | 0 | 0
Nuc | 0 | 0 | 0 | 0 | 0 | 0
PS | 0 | 0 | 0 | 0 | 0 | 0
PV | 0 | 0 | 0 | 0 | 0 | 0
PeakG | 0 | 0 | 0 | 0 | 0 | 0
PeakO | 0 | 0 | 0 | 0 | 0 | 0
ST | 0 | 0 | 0 | 0 | 0 | 0
STOG | 0 | 0 | 0 | 0 | 0 | 0
STWD | 0 | 0 | 0 | 0 | 0 | 0
WT | 0 | 0 | 0 | 0 | 0 | 0
IGCC | 0 | 0 | 0 | 0 | 0 | 0
DemandResponse | 0 | 0 | 0 | 0 | 0 | 0
IGCC-CCS | 0 | 0 | 0 | 0 | 0 | 0
WT_off | 0 | 0 | 0 | 0 | 0 | 0
PseudoUnit | 0 | 0 | 0 | 0 | 0 | 0
FixedInterchange | 0 | 0 | 0 | 0 | 0 | 0
Retrofit FOM Costs by Reporting Type: HQ_IESO
ReportingType | 2015 | 2020 | 2025 | 2030 | 2035 | 2040
BM | 0 | 0 | 0 | 0 | 0 | 0
CC | 0 | 0 | 0 | 0 | 0 | 0
CSP | 0 | 0 | 0 | 0 | 0 | 0
CT | 0 | 0 | 0 | 0 | 0 | 0
Coal | 0 | 0 | 0 | 0 | 0 | 0
Geo | 0 | 0 | 0 | 0 | 0 | 0
H | 0 | 0 | 0 | 0 | 0 | 0
LFG | 0 | 0 | 0 | 0 | 0 | 0
Nuc | 0 | 0 | 0 | 0 | 0 | 0
PS | 0 | 0 | 0 | 0 | 0 | 0
PV | 0 | 0 | 0 | 0 | 0 | 0
PeakG | 0 | 0 | 0 | 0 | 0 | 0
PeakO | 0 | 0 | 0 | 0 | 0 | 0
ST | 0 | 0 | 0 | 0 | 0 | 0
STOG | 0 | 0 | 0 | 0 | 0 | 0
STWD | 0 | 0 | 0 | 0 | 0 | 0
WT | 0 | 0 | 0 | 0 | 0 | 0
IGCC | 0 | 0 | 0 | 0 | 0 | 0
DemandResponse | 0 | 0 | 0 | 0 | 0 | 0
IGCC-CCS | 0 | 0 | 0 | 0 | 0 | 0
WT_off | 0 | 0 | 0 | 0 | 0 | 0
PseudoUnit | 0 | 0 | 0 | 0 | 0 | 0
FixedInterchange | 0 | 0 | 0 | 0 | 0 | 0
Retrofit FOM Costs by Reporting Type: HQ_NEISO
ReportingType | 2015 | 2020 | 2025 | 2030 | 2035 | 2040
BM | 0 | 0 | 0 | 0 | 0 | 0
CC | 0 | 0 | 0 | 0 | 0 | 0
CSP | 0 | 0 | 0 | 0 | 0 | 0
CT | 0 | 0 | 0 | 0 | 0 | 0
Coal | 0 | 0 | 0 | 0 | 0 | 0
Geo | 0 | 0 | 0 | 0 | 0 | 0
H | 0 | 0 | 0 | 0 | 0 | 0
LFG | 0 | 0 | 0 | 0 | 0 | 0
Nuc | 0 | 0 | 0 | 0 | 0 | 0
PS | 0 | 0 | 0 | 0 | 0 | 0
PV | 0 | 0 | 0 | 0 | 0 | 0
PeakG | 0 | 0 | 0 | 0 | 0 | 0
PeakO | 0 | 0 | 0 | 0 | 0 | 0
ST | 0 | 0 | 0 | 0 | 0 | 0
STOG | 0 | 0 | 0 | 0 | 0 | 0
STWD | 0 | 0 | 0 | 0 | 0 | 0
WT | 0 | 0 | 0 | 0 | 0 | 0
IGCC | 0 | 0 | 0 | 0 | 0 | 0
DemandResponse | 0 | 0 | 0 | 0 | 0 | 0
IGCC-CCS | 0 | 0 | 0 | 0 | 0 | 0
WT_off | 0 | 0 | 0 | 0 | 0 | 0
PseudoUnit | 0 | 0 | 0 | 0 | 0 | 0
FixedInterchange | 0 | 0 | 0 | 0 | 0 | 0
Retrofit FOM Costs by Reporting Type: HQ_NY
ReportingType | 2015 | 2020 | 2025 | 2030 | 2035 | 2040
BM | 0 | 0 | 0 | 0 | 0 | 0
CC | 0 | 0 | 0 | 0 | 0 | 0
CSP | 0 | 0 | 0 | 0 | 0 | 0
CT | 0 | 0 | 0 | 0 | 0 | 0
Coal | 0 | 0 | 0 | 0 | 0 | 0
Geo | 0 | 0 | 0 | 0 | 0 | 0
H | 0 | 0 | 0 | 0 | 0 | 0
LFG | 0 | 0 | 0 | 0 | 0 | 0
Nuc | 0 | 0 | 0 | 0 | 0 | 0
PS | 0 | 0 | 0 | 0 | 0 | 0
PV | 0 | 0 | 0 | 0 | 0 | 0
PeakG | 0 | 0 | 0 | 0 | 0 | 0
PeakO | 0 | 0 | 0 | 0 | 0 | 0
ST | 0 | 0 | 0 | 0 | 0 | 0
STOG | 0 | 0 | 0 | 0 | 0 | 0
STWD | 0 | 0 | 0 | 0 | 0 | 0
WT | 0 | 0 | 0 | 0 | 0 | 0
IGCC | 0 | 0 | 0 | 0 | 0 | 0
DemandResponse | 0 | 0 | 0 | 0 | 0 | 0
IGCC-CCS | 0 | 0 | 0 | 0 | 0 | 0
WT_off | 0 | 0 | 0 | 0 | 0 | 0
PseudoUnit | 0 | 0 | 0 | 0 | 0 | 0
FixedInterchange | 0 | 0 | 0 | 0 | 0 | 0
Retrofit FOM Costs by Reporting Type: MARITIMES
ReportingType | 2015 | 2020 | 2025 | 2030 | 2035 | 2040
BM | 0 | 0 | 0 | 0 | 0 | 0
CC | 0 | 0 | 0 | 0 | 0 | 0
CSP | 0 | 0 | 0 | 0 | 0 | 0
CT | 0 | 0 | 0 | 0 | 0 | 0
Coal | 0 | 0 | 0 | 0 | 0 | 0
Geo | 0 | 0 | 0 | 0 | 0 | 0
H | 0 | 0 | 0 | 0 | 0 | 0
LFG | 0 | 0 | 0 | 0 | 0 | 0
Nuc | 0 | 0 | 0 | 0 | 0 | 0
PS | 0 | 0 | 0 | 0 | 0 | 0
PV | 0 | 0 | 0 | 0 | 0 | 0
PeakG | 0 | 0 | 0 | 0 | 0 | 0
PeakO | 0 | 0 | 0 | 0 | 0 | 0
ST | 0 | 0 | 0 | 0 | 0 | 0
STOG | 0 | 0 | 0 | 0 | 0 | 0
STWD | 0 | 0 | 0 | 0 | 0 | 0
WT | 0 | 0 | 0 | 0 | 0 | 0
IGCC | 0 | 0 | 0 | 0 | 0 | 0
DemandResponse | 0 | 0 | 0 | 0 | 0 | 0
IGCC-CCS | 0 | 0 | 0 | 0 | 0 | 0
WT_off | 0 | 0 | 0 | 0 | 0 | 0
PseudoUnit | 0 | 0 | 0 | 0 | 0 | 0
FixedInterchange | 0 | 0 | 0 | 0 | 0 | 0
Retrofit FOM Costs by Reporting Type: All
ReportingType | 2015 | 2020 | 2025 | 2030 | 2035 | 2040
BM | 0 | 0 | 0 | 0 | 0 | 0
CC | 0 | 0 | 0 | 0 | 0 | 0
CSP | 0 | 0 | 0 | 0 | 0 | 0
CT | 0 | 0 | 0 | 0 | 0 | 0
Coal | 1347.06 | 1616.63 | 1600.8 | 1600.34 | 1599.93 | 1599.62
Geo | 0 | 0 | 0 | 0 | 0 | 0
H | 0 | 0 | 0 | 0 | 0 | 0
LFG | 0 | 0 | 0 | 0 | 0 | 0
Nuc | 0 | 0 | 0 | 0 | 0 | 0
PS | 0 | 0 | 0 | 0 | 0 | 0
PV | 0 | 0 | 0 | 0 | 0 | 0
PeakG | 0 | 0 | 0 | 0 | 0 | 0
PeakO | 0 | 0 | 0 | 0 | 0 | 0
ST | 0 | 0 | 0 | 0 | 0 | 0
STOG | 0 | 0 | 0 | 0 | 0 | 0
STWD | 0 | 0 | 0 | 0 | 0 | 0
WT | 0 | 0 | 0 | 0 | 0 | 0
IGCC | 0 | 0 | 0 | 0 | 0 | 0
DemandResponse | 0 | 0 | 0 | 0 | 0 | 0
IGCC-CCS | 0 | 0 | 0 | 0 | 0 | 0
WT_off | 0 | 0 | 0 | 0 | 0 | 0
PseudoUnit | 0 | 0 | 0 | 0 | 0 | 0
FixedInterchange | 0 | 0 | 0 | 0 | 0 | 0
Retrofit FOM Costs by Reporting Type: EI_US
ReportingType | 2015 | 2020 | 2025 | 2030 | 2035 | 2040
BM | 0 | 0 | 0 | 0 | 0 | 0
CC | 0 | 0 | 0 | 0 | 0 | 0
CSP | 0 | 0 | 0 | 0 | 0 | 0
CT | 0 | 0 | 0 | 0 | 0 | 0
Coal | 1087.19 | 1312.12 | 1298.08 | 1297.63 | 1297.63 | 1297.63
Geo | 0 | 0 | 0 | 0 | 0 | 0
H | 0 | 0 | 0 | 0 | 0 | 0
LFG | 0 | 0 | 0 | 0 | 0 | 0
Nuc | 0 | 0 | 0 | 0 | 0 | 0
PS | 0 | 0 | 0 | 0 | 0 | 0
PV | 0 | 0 | 0 | 0 | 0 | 0
PeakG | 0 | 0 | 0 | 0 | 0 | 0
PeakO | 0 | 0 | 0 | 0 | 0 | 0
ST | 0 | 0 | 0 | 0 | 0 | 0
STOG | 0 | 0 | 0 | 0 | 0 | 0
STWD | 0 | 0 | 0 | 0 | 0 | 0
WT | 0 | 0 | 0 | 0 | 0 | 0
IGCC | 0 | 0 | 0 | 0 | 0 | 0
DemandResponse | 0 | 0 | 0 | 0 | 0 | 0
IGCC-CCS | 0 | 0 | 0 | 0 | 0 | 0
WT_off | 0 | 0 | 0 | 0 | 0 | 0
PseudoUnit | 0 | 0 | 0 | 0 | 0 | 0
FixedInterchange | 0 | 0 | 0 | 0 | 0 | 0
Retrofit FOM Costs by Reporting Type: EI_Canada
ReportingType | 2015 | 2020 | 2025 | 2030 | 2035 | 2040
BM | 0 | 0 | 0 | 0 | 0 | 0
CC | 0 | 0 | 0 | 0 | 0 | 0
CSP | 0 | 0 | 0 | 0 | 0 | 0
CT | 0 | 0 | 0 | 0 | 0 | 0
Coal | 0 | 0 | 0 | 0 | 0 | 0
Geo | 0 | 0 | 0 | 0 | 0 | 0
H | 0 | 0 | 0 | 0 | 0 | 0
LFG | 0 | 0 | 0 | 0 | 0 | 0
Nuc | 0 | 0 | 0 | 0 | 0 | 0
PS | 0 | 0 | 0 | 0 | 0 | 0
PV | 0 | 0 | 0 | 0 | 0 | 0
PeakG | 0 | 0 | 0 | 0 | 0 | 0
PeakO | 0 | 0 | 0 | 0 | 0 | 0
ST | 0 | 0 | 0 | 0 | 0 | 0
STOG | 0 | 0 | 0 | 0 | 0 | 0
STWD | 0 | 0 | 0 | 0 | 0 | 0
WT | 0 | 0 | 0 | 0 | 0 | 0
IGCC | 0 | 0 | 0 | 0 | 0 | 0
DemandResponse | 0 | 0 | 0 | 0 | 0 | 0
IGCC-CCS | 0 | 0 | 0 | 0 | 0 | 0
WT_off | 0 | 0 | 0 | 0 | 0 | 0
PseudoUnit | 0 | 0 | 0 | 0 | 0 | 0
FixedInterchange | 0 | 0 | 0 | 0 | 0 | 0
Retrofit FOM Costs by Reporting Type: EI
ReportingType | 2015 | 2020 | 2025 | 2030 | 2035 | 2040
BM | 0 | 0 | 0 | 0 | 0 | 0
CC | 0 | 0 | 0 | 0 | 0 | 0
CSP | 0 | 0 | 0 | 0 | 0 | 0
CT | 0 | 0 | 0 | 0 | 0 | 0
Coal | 1087.19 | 1312.12 | 1298.08 | 1297.63 | 1297.63 | 1297.63
Geo | 0 | 0 | 0 | 0 | 0 | 0
H | 0 | 0 | 0 | 0 | 0 | 0
LFG | 0 | 0 | 0 | 0 | 0 | 0
Nuc | 0 | 0 | 0 | 0 | 0 | 0
PS | 0 | 0 | 0 | 0 | 0 | 0
PV | 0 | 0 | 0 | 0 | 0 | 0
PeakG | 0 | 0 | 0 | 0 | 0 | 0
PeakO | 0 | 0 | 0 | 0 | 0 | 0
ST | 0 | 0 | 0 | 0 | 0 | 0
STOG | 0 | 0 | 0 | 0 | 0 | 0
STWD | 0 | 0 | 0 | 0 | 0 | 0
WT | 0 | 0 | 0 | 0 | 0 | 0
IGCC | 0 | 0 | 0 | 0 | 0 | 0
DemandResponse | 0 | 0 | 0 | 0 | 0 | 0
IGCC-CCS | 0 | 0 | 0 | 0 | 0 | 0
WT_off | 0 | 0 | 0 | 0 | 0 | 0
PseudoUnit | 0 | 0 | 0 | 0 | 0 | 0
FixedInterchange | 0 | 0 | 0 | 0 | 0 | 0
Retrofit FOM Costs by Reporting Type: Outside_EI
ReportingType | 2015 | 2020 | 2025 | 2030 | 2035 | 2040
BM | 0 | 0 | 0 | 0 | 0 | 0
CC | 0 | 0 | 0 | 0 | 0 | 0
CSP | 0 | 0 | 0 | 0 | 0 | 0
CT | 0 | 0 | 0 | 0 | 0 | 0
Coal | 259.86 | 304.51 | 302.72 | 302.72 | 302.31 | 302
Geo | 0 | 0 | 0 | 0 | 0 | 0
H | 0 | 0 | 0 | 0 | 0 | 0
LFG | 0 | 0 | 0 | 0 | 0 | 0
Nuc | 0 | 0 | 0 | 0 | 0 | 0
PS | 0 | 0 | 0 | 0 | 0 | 0
PV | 0 | 0 | 0 | 0 | 0 | 0
PeakG | 0 | 0 | 0 | 0 | 0 | 0
PeakO | 0 | 0 | 0 | 0 | 0 | 0
ST | 0 | 0 | 0 | 0 | 0 | 0
STOG | 0 | 0 | 0 | 0 | 0 | 0
STWD | 0 | 0 | 0 | 0 | 0 | 0
WT | 0 | 0 | 0 | 0 | 0 | 0
IGCC | 0 | 0 | 0 | 0 | 0 | 0
DemandResponse | 0 | 0 | 0 | 0 | 0 | 0
IGCC-CCS | 0 | 0 | 0 | 0 | 0 | 0
WT_off | 0 | 0 | 0 | 0 | 0 | 0
PseudoUnit | 0 | 0 | 0 | 0 | 0 | 0
FixedInterchange | 0 | 0 | 0 | 0 | 0 | 0
#12 | 0.15: Levelized Capital Costs ($million)
Levelized Capital Costs by Reporting Type: Entergy
ReportingType | 2015 | 2020 | 2025 | 2030 | 2035 | 2040
BM | 0 | 0 | 0 | 0 | 0 | 0
CC | 0 | 0 | 0 | 0 | 0 | 0
CSP | 0 | 0 | 0 | 0 | 0 | 0
CT | 0 | 0 | 0 | 18.34 | 30.81 | 156.59
Coal | 202.06 | 202.06 | 202.06 | 202.06 | 202.06 | 202.06
Geo | 0 | 0 | 0 | 0 | 0 | 0
H | 0 | 0 | 0 | 0 | 0 | 0
LFG | 0 | 0 | 0 | 29.03 | 29.03 | 29.03
Nuc | 0 | 0 | 0 | 0 | 0 | 0
PS | 0 | 0 | 0 | 0 | 0 | 0
PV | 0.15 | 30.08 | 45.07 | 46.51 | 47.98 | 19.15
PeakG | 0 | 0 | 0 | 0 | 0 | 0
PeakO | 0 | 0 | 0 | 0 | 0 | 0
ST | 0 | 0 | 0 | 0 | 0 | 0
STOG | 0 | 0 | 0 | 0 | 0 | 0
STWD | 0 | 0 | 0 | 0 | 0 | 0
WT | 0 | 0 | 0 | 0 | 0 | 25.53
IGCC | 0 | 0 | 0 | 0 | 0 | 0
DemandResponse | 0 | 0 | 0 | 0 | 0 | 0
IGCC-CCS | 0 | 0 | 0 | 0 | 0 | 0
WT_off | 0 | 0 | 0 | 0 | 0 | 0
PseudoUnit | 0 | 0 | 0 | 0 | 0 | 0
FixedInterchange | 0 | 0 | 0 | 0 | 0 | 0
Levelized Capital Costs by Reporting Type: FRCC
ReportingType | 2015 | 2020 | 2025 | 2030 | 2035 | 2040
BM | 0 | 0 | 0 | 0 | 0 | 0
CC | 165.38 | 503.38 | 587.22 | 640.88 | 1596.13 | 1986.65
CSP | 0 | 0 | 0 | 0 | 0 | 0
CT | 196.14 | 196.14 | 196.14 | 196.14 | 0 | 0
Coal | 0 | 0 | 0 | 0 | 0 | 0
Geo | 0 | 0 | 0 | 0 | 0 | 0
H | 0 | 0 | 0 | 0 | 0 | 0
LFG | 0 | 0 | 54.31 | 54.31 | 54.31 | 54.31
Nuc | 0 | 0 | 0 | 0 | 0 | 0
PS | 0 | 0 | 0 | 0 | 0 | 0
PV | 0 | 0 | 0 | 0 | 0 | 0
PeakG | 0 | 0 | 0 | 0 | 0 | 0
PeakO | 0 | 0 | 0 | 0 | 0 | 0
ST | 0 | 0 | 0 | 0 | 0 | 0
STOG | 0 | 0 | 0 | 0 | 0 | 0
STWD | 0 | 0 | 0 | 0 | 0 | 0
WT | 0 | 0 | 0 | 0 | 0 | 0
IGCC | 0 | 0 | 0 | 0 | 0 | 0
DemandResponse | 0 | 0 | 0 | 0 | 0 | 0
IGCC-CCS | 0 | 0 | 0 | 0 | 0 | 0
WT_off | 0 | 0 | 0 | 0 | 0 | 0
PseudoUnit | 0 | 0 | 0 | 0 | 0 | 0
FixedInterchange | 0 | 0 | 0 | 0 | 0 | 0
Levelized Capital Costs by Reporting Type: MAPP_US
ReportingType | 2015 | 2020 | 2025 | 2030 | 2035 | 2040
BM | 0 | 0 | 0 | 0 | 0 | 0
CC | 0 | 0 | 0 | 0 | 0 | 0
CSP | 0 | 0 | 0 | 0 | 0 | 0
CT | 25.9 | 25.9 | 25.9 | 25.19 | 19.39 | 58.41
Coal | 0 | 0 | 0 | 0 | 0 | 0
Geo | 0 | 0 | 0 | 0 | 0 | 0
H | 0 | 0 | 0 | 0 | 0 | 0
LFG | 0 | 0 | 0 | 19.19 | 19.19 | 19.19
Nuc | 0 | 0 | 0 | 0 | 0 | 0
PS | 0 | 0 | 0 | 0 | 0 | 0
PV | 0 | 0 | 0 | 0 | 0 | 0
PeakG | 0 | 0 | 0 | 0 | 0 | 0
PeakO | 0 | 0 | 0 | 0 | 0 | 0
ST | 0 | 0 | 0 | 0 | 0 | 0
STOG | 0 | 0 | 0 | 0 | 0 | 0
STWD | 0 | 0 | 0 | 0 | 0 | 0
WT | 122.91 | 561.78 | 1523.31 | 1946.66 | 2667.96 | 2229.09
IGCC | 0 | 0 | 0 | 0 | 0 | 0
DemandResponse | 0 | 0 | 0 | 0 | 0 | 0
IGCC-CCS | 0 | 0 | 0 | 0 | 0 | 0
WT_off | 0 | 0 | 0 | 0 | 0 | 0
PseudoUnit | 0 | 0 | 0 | 0 | 0 | 0
FixedInterchange | 0 | 0 | 0 | 0 | 0 | 0
Levelized Capital Costs by Reporting Type: MISO_IN
ReportingType | 2015 | 2020 | 2025 | 2030 | 2035 | 2040
BM | 0 | 0 | 0 | 0 | 0 | 0
CC | 0 | 0 | 0 | 0 | 0 | 0
CSP | 0 | 0 | 0 | 0 | 0 | 0
CT | 0 | 0 | 0 | 0 | 0 | 0
Coal | 0 | 0 | 0 | 0 | 0 | 0
Geo | 0 | 0 | 0 | 0 | 0 | 0
H | 0 | 0 | 0 | 0 | 0 | 0
LFG | 0 | 0 | 11.97 | 22.52 | 22.52 | 22.52
Nuc | 0 | 0 | 0 | 0 | 0 | 0
PS | 0 | 0 | 0 | 0 | 0 | 0
PV | 0 | 114.75 | 180.5 | 180.5 | 185.7 | 76.97
PeakG | 0 | 0 | 0 | 0 | 0 | 0
PeakO | 0 | 0 | 0 | 0 | 0 | 0
ST | 0 | 0 | 0 | 0 | 0 | 0
STOG | 0 | 0 | 0 | 0 | 0 | 0
STWD | 0 | 0 | 0 | 0 | 0 | 0
WT | 0 | 0 | 0 | 0 | 0 | 0
IGCC | 215.26 | 215.26 | 215.26 | 215.26 | 215.26 | 215.26
DemandResponse | 0 | 0 | 0 | 0 | 0 | 0
IGCC-CCS | 0 | 0 | 0 | 0 | 0 | 0
WT_off | 0 | 0 | 0 | 0 | 0 | 0
PseudoUnit | 0 | 0 | 0 | 0 | 0 | 0
FixedInterchange | 0 | 0 | 0 | 0 | 0 | 0
Levelized Capital Costs by Reporting Type: MISO_MI
ReportingType | 2015 | 2020 | 2025 | 2030 | 2035 | 2040
BM | 0 | 0 | 0 | 0 | 0 | 0
CC | 0 | 0 | 0 | 0 | 0 | 0
CSP | 0 | 0 | 0 | 0 | 0 | 0
CT | 0 | 0 | 0 | 0 | 0 | 0
Coal | 0 | 0 | 0 | 0 | 0 | 0
Geo | 0 | 0 | 0 | 0 | 0 | 0
H | 0 | 0 | 0 | 0 | 0 | 0
LFG | 0 | 21.28 | 47.07 | 47.07 | 47.07 | 25.79
Nuc | 0 | 0 | 0 | 0 | 0 | 0
PS | 0 | 0 | 0 | 0 | 0 | 0
PV | 0 | 0 | 0 | 0 | 0 | 0
PeakG | 0 | 0 | 0 | 0 | 0 | 0
PeakO | 0 | 0 | 0 | 0 | 0 | 0
ST | 0 | 0 | 0 | 0 | 0 | 0
STOG | 0 | 0 | 0 | 0 | 0 | 0
STWD | 0 | 0 | 0 | 0 | 0 | 0
WT | 580.29 | 665.48 | 665.48 | 704.23 | 164.59 | 123.64
IGCC | 0 | 0 | 0 | 0 | 0 | 0
DemandResponse | 0 | 0 | 0 | 0 | 0 | 0
IGCC-CCS | 0 | 0 | 0 | 0 | 0 | 0
WT_off | 0 | 0 | 0 | 0 | 0 | 0
PseudoUnit | 0 | 0 | 0 | 0 | 0 | 0
FixedInterchange | 0 | 0 | 0 | 0 | 0 | 0
Levelized Capital Costs by Reporting Type: MISO_MO-IL
ReportingType | 2015 | 2020 | 2025 | 2030 | 2035 | 2040
BM | 0 | 0 | 0 | 0 | 0 | 0
CC | 0 | 0 | 0 | 0 | 0 | 0
CSP | 0 | 0 | 0 | 0 | 0 | 0
CT | 0 | 0 | 0 | 0 | 0 | 0
Coal | 574.94 | 574.94 | 574.94 | 574.94 | 574.94 | 574.94
Geo | 0 | 0 | 0 | 0 | 0 | 0
H | 0 | 97.15 | 97.15 | 97.15 | 97.15 | 97.15
LFG | 0 | 0 | 65.25 | 65.25 | 65.25 | 65.25
Nuc | 0 | 0 | 0 | 0 | 0 | 0
PS | 0 | 0 | 0 | 0 | 0 | 0
PV | 0 | 0 | 0 | 0 | 0 | 0
PeakG | 0 | 0 | 0 | 0 | 0 | 0
PeakO | 0 | 0 | 0 | 0 | 0 | 0
ST | 0 | 0 | 0 | 0 | 0 | 0
STOG | 0 | 0 | 0 | 0 | 0 | 0
STWD | 0 | 0 | 0 | 0 | 0 | 0
WT | 87.81 | 87.81 | 87.81 | 578.89 | 491.09 | 1018.1
IGCC | 0 | 0 | 0 | 0 | 0 | 0
DemandResponse | 0 | 0 | 0 | 0 | 0 | 0
IGCC-CCS | 0 | 0 | 0 | 0 | 0 | 0
WT_off | 0 | 0 | 0 | 0 | 0 | 0
PseudoUnit | 0 | 0 | 0 | 0 | 0 | 0
FixedInterchange | 0 | 0 | 0 | 0 | 0 | 0
Levelized Capital Costs by Reporting Type: MISO_W
ReportingType | 2015 | 2020 | 2025 | 2030 | 2035 | 2040
BM | 0 | 0 | 0 | 0 | 0 | 0
CC | 0 | 0 | 0 | 0 | 0 | 0
CSP | 0 | 0 | 0 | 0 | 0 | 0
CT | 0 | 0 | 0 | 0 | 0 | 0
Coal | 0 | 0 | 0 | 0 | 0 | 0
Geo | 0 | 0 | 0 | 0 | 0 | 0
H | 0 | 0 | 0 | 0 | 0 | 0
LFG | 0 | 0 | 20.79 | 20.79 | 20.79 | 20.79
Nuc | 0 | 0 | 0 | 0 | 0 | 0
PS | 0 | 0 | 0 | 0 | 0 | 0
PV | 0 | 0 | 0 | 0 | 0 | 0
PeakG | 0 | 0 | 0 | 0 | 0 | 0
PeakO | 0 | 0 | 0 | 0 | 0 | 0
ST | 0 | 0 | 0 | 0 | 0 | 0
STOG | 0 | 0 | 0 | 0 | 0 | 0
STWD | 0 | 0 | 0 | 0 | 0 | 0
WT | 852.88 | 852.88 | 852.88 | 4196.35 | 4408.22 | 5093.25
IGCC | 0 | 0 | 0 | 0 | 0 | 0
DemandResponse | 0 | 0 | 0 | 0 | 0 | 0
IGCC-CCS | 0 | 0 | 0 | 0 | 0 | 0
WT_off | 0 | 0 | 0 | 0 | 0 | 0
PseudoUnit | 0 | 0 | 0 | 0 | 0 | 0
FixedInterchange | 0 | 0 | 0 | 0 | 0 | 0
Levelized Capital Costs by Reporting Type: MISO_WUMS
ReportingType | 2015 | 2020 | 2025 | 2030 | 2035 | 2040
BM | 0 | 0 | 0 | 0 | 0 | 0
CC | 0 | 0 | 0 | 0 | 0 | 0
CSP | 0 | 0 | 0 | 0 | 0 | 0
CT | 0 | 231.13 | 456.21 | 866.56 | 1674.84 | 1704.02
Coal | 184.51 | 184.51 | 184.51 | 184.51 | 184.51 | 184.51
Geo | 0 | 0 | 0 | 0 | 0 | 0
H | 0 | 0.35 | 0.35 | 0.35 | 0.35 | 0.35
LFG | 0 | 0 | 61.89 | 61.89 | 61.89 | 61.89
Nuc | 0 | 0 | 0 | 0 | 0 | 0
PS | 0 | 0 | 0 | 0 | 0 | 0
PV | 0 | 0 | 0 | 0 | 0 | 0
PeakG | 0 | 0 | 0 | 0 | 0 | 0
PeakO | 0 | 0 | 0 | 0 | 0 | 0
ST | 0 | 0 | 0 | 0 | 0 | 0
STOG | 0 | 0 | 0 | 0 | 0 | 0
STWD | 0 | 0 | 0 | 0 | 0 | 0
WT | 270.99 | 270.99 | 270.99 | 270.99 | 0 | 7.99
IGCC | 0 | 0 | 0 | 0 | 0 | 0
DemandResponse | 0 | 0 | 0 | 0 | 0 | 0
IGCC-CCS | 0 | 0 | 0 | 0 | 0 | 0
WT_off | 0 | 0 | 0 | 0 | 0 | 0
PseudoUnit | 0 | 0 | 0 | 0 | 0 | 0
FixedInterchange | 0 | 0 | 0 | 0 | 0 | 0
Levelized Capital Costs by Reporting Type: Nebraska
ReportingType | 2015 | 2020 | 2025 | 2030 | 2035 | 2040
BM | 0 | 0 | 0 | 0 | 0 | 0
CC | 0 | 0 | 0 | 0 | 0 | 0
CSP | 0 | 0 | 0 | 0 | 0 | 0
CT | 0 | 0 | 0 | 0 | 0 | 0
Coal | 66.52 | 66.52 | 66.52 | 66.52 | 66.52 | 66.52
Geo | 0 | 0 | 0 | 0 | 0 | 0
H | 0 | 0 | 0 | 0 | 0 | 0
LFG | 0 | 0 | 0 | 19.72 | 19.72 | 19.72
Nuc | 0 | 0 | 0 | 0 | 0 | 0
PS | 0 | 0 | 0 | 0 | 0 | 0
PV | 0 | 0 | 0 | 0 | 0 | 0
PeakG | 0 | 0 | 0 | 0 | 0 | 0
PeakO | 0 | 0 | 0 | 0 | 0 | 0
ST | 0 | 0 | 0 | 0 | 0 | 0
STOG | 0 | 0 | 0 | 0 | 0 | 0
STWD | 0 | 0 | 0 | 0 | 0 | 0
WT | 59.42 | 5939.42 | 12411.8 | 19597.4 | 19577.2 | 13697.2
IGCC | 0 | 0 | 0 | 0 | 0 | 0
DemandResponse | 0 | 0 | 0 | 0 | 0 | 0
IGCC-CCS | 0 | 0 | 0 | 0 | 0 | 0
WT_off | 0 | 0 | 0 | 0 | 0 | 0
PseudoUnit | 0 | 0 | 0 | 0 | 0 | 0
FixedInterchange | 0 | 0 | 0 | 0 | 0 | 0
Levelized Capital Costs by Reporting Type: NEISO
ReportingType | 2015 | 2020 | 2025 | 2030 | 2035 | 2040
BM | 115.57 | 115.57 | 115.57 | 115.57 | 115.57 | 115.57
CC | 273.49 | 273.49 | 273.49 | 273.49 | 273.49 | 0
CSP | 0 | 0 | 0 | 0 | 0 | 0
CT | 30 | 30 | 30 | 29.13 | 0 | 0
Coal | 0 | 0 | 0 | 0 | 0 | 0
Geo | 0 | 0 | 0 | 0 | 0 | 0
H | 0 | 1.04 | 1.04 | 1.04 | 1.04 | 1.04
LFG | 14.72 | 14.72 | 34.82 | 34.82 | 20.1 | 20.1
Nuc | 0 | 0 | 0 | 0 | 0 | 0
PS | 0 | 0 | 0 | 0 | 0 | 0
PV | 0 | 164.26 | 164.96 | 164.96 | 164.96 | 0.72
PeakG | 0 | 0 | 0 | 0 | 0 | 0
PeakO | 0 | 0 | 0 | 0 | 0 | 0
ST | 0 | 0 | 0 | 0 | 0 | 0
STOG | 0 | 0 | 0 | 0 | 0 | 0
STWD | 0 | 0 | 0 | 0 | 0 | 0
WT | 68.84 | 497.42 | 1041.06 | 1196.88 | 1348 | 919.42
IGCC | 0 | 0 | 0 | 0 | 0 | 0
DemandResponse | 0 | 0 | 0 | 0 | 0 | 0
IGCC-CCS | 0 | 0 | 0 | 0 | 0 | 0
WT_off | 322.52 | 322.52 | 322.52 | 322.52 | 0 | 0
PseudoUnit | 0 | 0 | 0 | 0 | 0 | 0
FixedInterchange | 0 | 0 | 0 | 0 | 0 | 0
Levelized Capital Costs by Reporting Type: NonRTO_Midwest
ReportingType | 2015 | 2020 | 2025 | 2030 | 2035 | 2040
BM | 0 | 0 | 0 | 0 | 0 | 0
CC | 0 | 0 | 0 | 0 | 0 | 26.58
CSP | 0 | 0 | 0 | 0 | 0 | 0
CT | 0 | 30.08 | 30.08 | 30.08 | 30.08 | 0
Coal | 0 | 0 | 0 | 0 | 0 | 0
Geo | 0 | 0 | 0 | 0 | 0 | 0
H | 0 | 0 | 245.9 | 245.9 | 245.9 | 245.9
LFG | 0 | 0 | 43.27 | 43.27 | 43.27 | 43.27
Nuc | 0 | 0 | 0 | 0 | 0 | 0
PS | 0 | 0 | 0 | 0 | 0 | 0
PV | 0 | 0 | 0 | 0 | 0 | 0
PeakG | 0 | 0 | 0 | 0 | 0 | 0
PeakO | 0 | 0 | 0 | 0 | 0 | 0
ST | 0 | 0 | 0 | 0 | 0 | 0
STOG | 0 | 0 | 0 | 0 | 0 | 0
STWD | 0 | 0 | 0 | 0 | 0 | 0
WT | 0 | 0 | 0 | 0 | 0 | 0
IGCC | 0 | 0 | 0 | 0 | 0 | 0
DemandResponse | 0 | 0 | 0 | 0 | 0 | 0
IGCC-CCS | 0 | 0 | 0 | 0 | 0 | 0
WT_off | 0 | 0 | 0 | 0 | 0 | 0
PseudoUnit | 0 | 0 | 0 | 0 | 0 | 0
FixedInterchange | 0 | 0 | 0 | 0 | 0 | 0
Levelized Capital Costs by Reporting Type: NYISO_A-F
ReportingType | 2015 | 2020 | 2025 | 2030 | 2035 | 2040
BM | 0 | 0 | 0 | 0 | 0 | 0
CC | 85.71 | 85.71 | 85.71 | 85.71 | 85.71 | 0
CSP | 0 | 0 | 0 | 0 | 0 | 0
CT | 0 | 0 | 0 | 0 | 0 | 0
Coal | 0 | 0 | 0 | 0 | 0 | 0
Geo | 0 | 0 | 0 | 0 | 0 | 0
H | 0 | 0 | 0 | 0 | 0 | 0
LFG | 1.88 | 1.88 | 1.88 | 21.07 | 19.19 | 19.19
Nuc | 0 | 0 | 0 | 0 | 0 | 0
PS | 0 | 0 | 0 | 0 | 0 | 0
PV | 0 | 0 | 0 | 0 | 0 | 0
PeakG | 0 | 0 | 0 | 0 | 0 | 0
PeakO | 0 | 0 | 0 | 0 | 0 | 0
ST | 0 | 0 | 0 | 0 | 0 | 0
STOG | 0 | 0 | 0 | 0 | 0 | 0
STWD | 0 | 0 | 0 | 0 | 0 | 0
WT | 705.19 | 899.9 | 899.9 | 899.9 | 194.71 | 0
IGCC | 0 | 0 | 0 | 0 | 0 | 0
DemandResponse | 0 | 0 | 0 | 0 | 0 | 0
IGCC-CCS | 0 | 0 | 0 | 0 | 0 | 0
WT_off | 0 | 0 | 0 | 0 | 0 | 0
PseudoUnit | 0 | 0 | 0 | 0 | 0 | 0
FixedInterchange | 0 | 0 | 0 | 0 | 0 | 0
Levelized Capital Costs by Reporting Type: NYISO_G-I
ReportingType | 2015 | 2020 | 2025 | 2030 | 2035 | 2040
BM | 0 | 0 | 0 | 0 | 0 | 0
CC | 0 | 0 | 0 | 0 | 185.57 | 564.35
CSP | 0 | 0 | 0 | 0 | 0 | 0
CT | 0 | 0 | 0 | 0 | 0 | 0
Coal | 0 | 0 | 0 | 0 | 0 | 0
Geo | 0 | 0 | 0 | 0 | 0 | 0
H | 0 | 0 | 0 | 0 | 0 | 0
LFG | 0 | 0 | 0.09 | 21 | 21 | 21
Nuc | 0 | 0 | 0 | 0 | 0 | 0
PS | 0 | 0 | 0 | 0 | 0 | 0
PV | 0 | 0 | 0 | 0 | 0 | 0
PeakG | 0 | 0 | 0 | 0 | 0 | 0
PeakO | 0 | 0 | 0 | 0 | 0 | 0
ST | 0 | 0 | 0 | 0 | 0 | 0
STOG | 0 | 0 | 0 | 0 | 0 | 0
STWD | 0 | 0 | 0 | 0 | 0 | 0
WT | 0 | 16.46 | 16.46 | 16.46 | 16.46 | 0
IGCC | 0 | 0 | 0 | 0 | 0 | 0
DemandResponse | 0 | 0 | 0 | 0 | 0 | 0
IGCC-CCS | 0 | 0 | 0 | 0 | 0 | 0
WT_off | 0 | 0 | 0 | 0 | 0 | 0
PseudoUnit | 0 | 0 | 0 | 0 | 0 | 0
FixedInterchange | 0 | 0 | 0 | 0 | 0 | 0
Levelized Capital Costs by Reporting Type: NYISO_J-K
ReportingType | 2015 | 2020 | 2025 | 2030 | 2035 | 2040
BM | 0 | 0 | 0 | 0 | 0 | 0
CC | 226.37 | 226.37 | 226.37 | 226.37 | 226.37 | 0
CSP | 0 | 0 | 0 | 0 | 0 | 0
CT | 0 | 0 | 0 | 24.18 | 159.01 | 205.24
Coal | 0 | 0 | 0 | 0 | 0 | 0
Geo | 0 | 0 | 0 | 0 | 0 | 0
H | 0 | 0 | 0 | 0 | 0 | 0
LFG | 0 | 0 | 0 | 26.63 | 26.63 | 26.63
Nuc | 0 | 0 | 0 | 0 | 0 | 0
PS | 0 | 0 | 0 | 0 | 0 | 0
PV | 23.27 | 23.27 | 23.27 | 23.27 | 0 | 0
PeakG | 0 | 0 | 0 | 0 | 0 | 0
PeakO | 0 | 0 | 0 | 0 | 0 | 0
ST | 0 | 0 | 0 | 0 | 0 | 0
STOG | 0 | 0 | 0 | 0 | 0 | 0
STWD | 0 | 0 | 0 | 0 | 0 | 0
WT | 0 | 0 | 0 | 0 | 0 | 0
IGCC | 0 | 0 | 0 | 0 | 0 | 0
DemandResponse | 0 | 0 | 0 | 0 | 0 | 0
IGCC-CCS | 0 | 0 | 0 | 0 | 0 | 0
WT_off | 0 | 0 | 0 | 0 | 0 | 0
PseudoUnit | 0 | 0 | 0 | 0 | 0 | 0
FixedInterchange | 0 | 0 | 0 | 0 | 0 | 0
Levelized Capital Costs by Reporting Type: PJM_E
ReportingType | 2015 | 2020 | 2025 | 2030 | 2035 | 2040
BM | 14.48 | 14.48 | 14.48 | 14.48 | 14.48 | 14.48
CC | 673.31 | 673.31 | 673.31 | 673.31 | 582.39 | 0
CSP | 0 | 0 | 0 | 0 | 0 | 0
CT | 2.28 | 2.28 | 2.28 | 0 | 163.4 | 163.4
Coal | 9.09 | 9.09 | 9.09 | 9.09 | 9.09 | 9.09
Geo | 0 | 0 | 0 | 0 | 0 | 0
H | 0 | 0 | 0 | 0 | 0 | 0
LFG | 2.95 | 44.61 | 44.61 | 41.67 | 41.67 | 0
Nuc | 0 | 0 | 0 | 0 | 0 | 0
PS | 0 | 0 | 0 | 0 | 0 | 0
PV | 15.12 | 15.12 | 15.12 | 15.12 | 0 | 0
PeakG | 0 | 0 | 0 | 0 | 0 | 0
PeakO | 0 | 0 | 0 | 0 | 0 | 0
ST | 0 | 0 | 0 | 0 | 0 | 0
STOG | 0 | 0 | 0 | 0 | 0 | 0
STWD | 0 | 0 | 0 | 0 | 0 | 0
WT | 344.71 | 344.71 | 344.71 | 344.71 | 0 | 0
IGCC | 0 | 0 | 0 | 0 | 0 | 0
DemandResponse | 0 | 0 | 0 | 0 | 0 | 0
IGCC-CCS | 0 | 0 | 0 | 0 | 0 | 0
WT_off | 0 | 0 | 624.16 | 624.16 | 624.16 | 624.16
PseudoUnit | 0 | 0 | 0 | 0 | 0 | 0
FixedInterchange | 0 | 0 | 0 | 0 | 0 | 0
Levelized Capital Costs by Reporting Type: PJM_ROM
ReportingType | 2015 | 2020 | 2025 | 2030 | 2035 | 2040
BM | 7.8 | 7.8 | 7.8 | 7.8 | 7.8 | 7.8
CC | 232.92 | 232.92 | 232.92 | 232.92 | 232.92 | 1742.48
CSP | 0 | 0 | 0 | 0 | 0 | 0
CT | 1.4 | 1.4 | 1.4 | 1.4 | 0 | 0
Coal | 10.21 | 10.21 | 10.21 | 10.21 | 10.21 | 10.21
Geo | 0 | 0 | 0 | 0 | 0 | 0
H | 0 | 32.36 | 225.1 | 225.1 | 225.1 | 225.1
LFG | 5.5 | 80.8 | 80.8 | 78.6 | 75.3 | 0
Nuc | 0 | 0 | 0 | 0 | 0 | 0
PS | 0 | 0 | 0 | 0 | 0 | 0
PV | 0 | 675.79 | 1067.1 | 1173.11 | 1215.06 | 589.44
PeakG | 0 | 0 | 0 | 0 | 0 | 0
PeakO | 0 | 0 | 0 | 0 | 0 | 0
ST | 0 | 0 | 0 | 0 | 0 | 0
STOG | 0 | 0 | 0 | 0 | 0 | 0
STWD | 0 | 0 | 0 | 0 | 0 | 0
WT | 138.79 | 346.42 | 1878.38 | 1845.04 | 1739.59 | 1531.96
IGCC | 0 | 0 | 0 | 0 | 0 | 0
DemandResponse | 0 | 0 | 0 | 0 | 0 | 0
IGCC-CCS | 0 | 0 | 0 | 0 | 0 | 0
WT_off | 0 | 0 | 0 | 0 | 0 | 0
PseudoUnit | 0 | 0 | 0 | 0 | 0 | 0
FixedInterchange | 0 | 0 | 0 | 0 | 0 | 0
Levelized Capital Costs by Reporting Type: PJM_ROR
ReportingType | 2015 | 2020 | 2025 | 2030 | 2035 | 2040
BM | 165.77 | 165.77 | 165.77 | 165.77 | 165.77 | 80.7
CC | 350.7 | 364.13 | 364.13 | 364.13 | 1702.3 | 1371.69
CSP | 0 | 0 | 0 | 0 | 0 | 0
CT | 2.4 | 2.4 | 2.4 | 2.4 | 0 | 0
Coal | 648.6 | 648.6 | 648.6 | 648.6 | 648.6 | 648.6
Geo | 0 | 0 | 0 | 0 | 0 | 0
H | 0 | 174.52 | 174.52 | 174.52 | 174.52 | 174.52
LFG | 16.47 | 88 | 158.98 | 151.06 | 142.51 | 70.99
Nuc | 0 | 0 | 0 | 0 | 0 | 0
PS | 0 | 0 | 0 | 0 | 0 | 0
PV | 0 | 0 | 0 | 0 | 0 | 0
PeakG | 0 | 0 | 0 | 0 | 0 | 0
PeakO | 0 | 0 | 0 | 0 | 0 | 0
ST | 0 | 0 | 0 | 0 | 0 | 0
STOG | 0 | 0 | 0 | 0 | 0 | 0
STWD | 0 | 0 | 0 | 0 | 0 | 0
WT | 2334.11 | 2385.28 | 2385.28 | 1838.47 | 961.36 | 1587.55
IGCC | 0 | 0 | 0 | 0 | 0 | 0
DemandResponse | 0 | 0 | 0 | 0 | 0 | 0
IGCC-CCS | 0 | 0 | 0 | 0 | 0 | 0
WT_off | 0 | 0 | 0 | 0 | 0 | 0
PseudoUnit | 0 | 0 | 0 | 0 | 0 | 0
FixedInterchange | 0 | 0 | 0 | 0 | 0 | 0
Levelized Capital Costs by Reporting Type: SOCO
ReportingType | 2015 | 2020 | 2025 | 2030 | 2035 | 2040
BM | 21 | 21 | 21 | 21 | 21 | 21
CC | 545.14 | 565.07 | 565.07 | 565.07 | 565.07 | 19.93
CSP | 0 | 0 | 0 | 0 | 0 | 0
CT | 0 | 0 | 0 | 0 | 0 | 0
Coal | 0 | 0 | 0 | 0 | 89.09 | 2074.37
Geo | 0 | 0 | 0 | 0 | 0 | 0
H | 0 | 0 | 0 | 0 | 0 | 0
LFG | 0 | 0 | 28.54 | 28.54 | 28.54 | 28.54
Nuc | 0 | 1254.21 | 1254.21 | 1254.21 | 1254.21 | 1254.21
PS | 0 | 0 | 0 | 0 | 0 | 0
PV | 0 | 0 | 0 | 0 | 0 | 0
PeakG | 0 | 0 | 0 | 0 | 0 | 0
PeakO | 0 | 0 | 0 | 0 | 0 | 0
ST | 0 | 0 | 0 | 0 | 0 | 0
STOG | 0 | 0 | 0 | 0 | 0 | 0
STWD | 0 | 0 | 0 | 0 | 0 | 0
WT | 0 | 0 | 0 | 0 | 0 | 0
IGCC | 0 | 0 | 0 | 0 | 0 | 0
DemandResponse | 0 | 0 | 0 | 0 | 0 | 0
IGCC-CCS | 0 | 0 | 0 | 0 | 0 | 0
WT_off | 0 | 0 | 0 | 0 | 0 | 0
PseudoUnit | 0 | 0 | 0 | 0 | 0 | 0
FixedInterchange | 0 | 0 | 0 | 0 | 0 | 0
Levelized Capital Costs by Reporting Type: SPP_N
ReportingType | 2015 | 2020 | 2025 | 2030 | 2035 | 2040
BM | 0 | 0 | 0 | 0 | 0 | 0
CC | 0 | 0 | 0 | 0 | 0 | 0
CSP | 0 | 0 | 0 | 0 | 0 | 0
CT | 0 | 0 | 0 | 0 | 0 | 44.37
Coal | 128.56 | 128.56 | 128.56 | 128.56 | 128.56 | 128.56
Geo | 0 | 0 | 0 | 0 | 0 | 0
H | 0 | 0 | 0 | 0 | 0 | 0
LFG | 0 | 0 | 0 | 25.49 | 25.49 | 25.49
Nuc | 0 | 0 | 0 | 0 | 0 | 0
PS | 0 | 0 | 0 | 0 | 0 | 0
PV | 0 | 0 | 0 | 0 | 0 | 0
PeakG | 0 | 0 | 0 | 0 | 0 | 0
PeakO | 0 | 0 | 0 | 0 | 0 | 0
ST | 0 | 0 | 0 | 0 | 0 | 0
STOG | 0 | 0 | 0 | 0 | 0 | 0
STWD | 0 | 0 | 0 | 0 | 0 | 0
WT | 0 | 0 | 0 | 3782.63 | 4448.33 | 5400
IGCC | 0 | 0 | 0 | 0 | 0 | 0
DemandResponse | 0 | 0 | 0 | 0 | 0 | 0
IGCC-CCS | 0 | 0 | 0 | 0 | 0 | 0
WT_off | 0 | 0 | 0 | 0 | 0 | 0
PseudoUnit | 0 | 0 | 0 | 0 | 0 | 0
FixedInterchange | 0 | 0 | 0 | 0 | 0 | 0
Levelized Capital Costs by Reporting Type: SPP_S
ReportingType | 2015 | 2020 | 2025 | 2030 | 2035 | 2040
BM | 0 | 0 | 0 | 0 | 0 | 0
CC | 0 | 0 | 0 | 0 | 0 | 0
CSP | 0 | 0 | 0 | 0 | 0 | 0
CT | 33.21 | 56.93 | 56.93 | 56.93 | 23.72 | 27.81
Coal | 273.14 | 273.14 | 273.14 | 273.14 | 273.14 | 273.14
Geo | 0 | 0 | 0 | 0 | 0 | 0
H | 0 | 0 | 0 | 0 | 0 | 0
LFG | 0 | 0 | 0 | 25.49 | 25.49 | 25.49
Nuc | 0 | 0 | 0 | 0 | 0 | 0
PS | 0 | 0 | 0 | 0 | 0 | 0
PV | 0 | 0 | 0 | 0 | 0 | 0
PeakG | 0 | 0 | 0 | 0 | 0 | 0
PeakO | 0 | 0 | 0 | 0 | 0 | 0
ST | 0 | 0 | 0 | 0 | 0 | 0
STOG | 0 | 0 | 0 | 0 | 0 | 0
STWD | 0 | 0 | 0 | 0 | 0 | 0
WT | 123.79 | 1972.45 | 10747.83 | 14099.23 | 14399.68 | 12817.94
IGCC | 0 | 0 | 0 | 0 | 0 | 0
DemandResponse | 0 | 0 | 0 | 0 | 0 | 0
IGCC-CCS | 0 | 0 | 0 | 0 | 0 | 0
WT_off | 0 | 0 | 0 | 0 | 0 | 0
PseudoUnit | 0 | 0 | 0 | 0 | 0 | 0
FixedInterchange | 0 | 0 | 0 | 0 | 0 | 0
Levelized Capital Costs by Reporting Type: TVA
ReportingType | 2015 | 2020 | 2025 | 2030 | 2035 | 2040
BM | 0 | 0 | 0 | 0 | 0 | 0
CC | 151.13 | 189.71 | 189.71 | 189.71 | 155.24 | 38.58
CSP | 0 | 0 | 0 | 0 | 0 | 0
CT | 0 | 112.21 | 112.21 | 352.18 | 352.18 | 239.96
Coal | 0 | 0 | 0 | 0 | 156.6 | 383.22
Geo | 0 | 0 | 0 | 0 | 0 | 0
H | 0 | 0 | 8.9 | 8.9 | 8.9 | 8.9
LFG | 0 | 0 | 28.24 | 28.24 | 28.24 | 28.24
Nuc | 684.91 | 684.91 | 684.91 | 684.91 | 684.91 | 684.91
PS | 0 | 0 | 0 | 0 | 0 | 0
PV | 0 | 0 | 0 | 0 | 0 | 0
PeakG | 0 | 0 | 0 | 0 | 0 | 0
PeakO | 0 | 0 | 0 | 0 | 0 | 0
ST | 0 | 0 | 0 | 0 | 0 | 0
STOG | 0 | 0 | 0 | 0 | 0 | 0
STWD | 0 | 0 | 0 | 0 | 0 | 0
WT | 0 | 0 | 0 | 0 | 0 | 0
IGCC | 0 | 0 | 0 | 0 | 0 | 0
DemandResponse | 0 | 0 | 0 | 0 | 0 | 0
IGCC-CCS | 0 | 0 | 0 | 0 | 0 | 0
WT_off | 0 | 0 | 0 | 0 | 0 | 0
PseudoUnit | 0 | 0 | 0 | 0 | 0 | 0
FixedInterchange | 0 | 0 | 0 | 0 | 0 | 0
Levelized Capital Costs by Reporting Type: TVA_Transmission
ReportingType | 2015 | 2020 | 2025 | 2030 | 2035 | 2040
BM | 0 | 0 | 0 | 0 | 0 | 0
CC | 0 | 0 | 0 | 0 | 0 | 0
CSP | 0 | 0 | 0 | 0 | 0 | 0
CT | 0 | 0 | 0 | 0 | 0 | 0
Coal | 0 | 0 | 0 | 0 | 0 | 0
Geo | 0 | 0 | 0 | 0 | 0 | 0
H | 0 | 0 | 0 | 0 | 0 | 0
LFG | 0 | 0 | 0 | 0 | 0 | 0
Nuc | 0 | 0 | 0 | 0 | 0 | 0
PS | 0 | 0 | 0 | 0 | 0 | 0
PV | 0 | 0 | 0 | 0 | 0 | 0
PeakG | 0 | 0 | 0 | 0 | 0 | 0
PeakO | 0 | 0 | 0 | 0 | 0 | 0
ST | 0 | 0 | 0 | 0 | 0 | 0
STOG | 0 | 0 | 0 | 0 | 0 | 0
STWD | 0 | 0 | 0 | 0 | 0 | 0
WT | 0 | 0 | 0 | 0 | 0 | 0
IGCC | 0 | 0 | 0 | 0 | 0 | 0
DemandResponse | 0 | 0 | 0 | 0 | 0 | 0
IGCC-CCS | 0 | 0 | 0 | 0 | 0 | 0
WT_off | 0 | 0 | 0 | 0 | 0 | 0
PseudoUnit | 0 | 0 | 0 | 0 | 0 | 0
FixedInterchange | 0 | 0 | 0 | 0 | 0 | 0
Levelized Capital Costs by Reporting Type: VACAR
ReportingType | 2015 | 2020 | 2025 | 2030 | 2035 | 2040
BM | 0.34 | 79.25 | 274.13 | 292.98 | 350.56 | 397.93
CC | 461.29 | 632.49 | 685.58 | 793.02 | 1527.26 | 1580.71
CSP | 0 | 0 | 0 | 0 | 0 | 0
CT | 162.47 | 277.4 | 277.4 | 277.4 | 114.93 | 0
Coal | 220.45 | 220.45 | 220.45 | 220.45 | 220.45 | 220.45
Geo | 0 | 0 | 0 | 0 | 0 | 0
H | 0 | 0 | 0 | 0 | 0 | 0
LFG | 0.09 | 28.46 | 28.46 | 28.46 | 28.37 | 0
Nuc | 0 | 1320.06 | 1320.06 | 1320.06 | 1320.06 | 1320.06
PS | 0 | 0 | 0 | 0 | 0 | 0
PV | 0 | 60.23 | 62.83 | 64.34 | 68.96 | 12.53
PeakG | 0 | 0 | 0 | 0 | 0 | 0
PeakO | 0 | 0 | 0 | 0 | 0 | 0
ST | 0 | 0 | 0 | 0 | 0 | 0
STOG | 0 | 0 | 0 | 0 | 0 | 0
STWD | 0 | 0 | 0 | 0 | 0 | 0
WT | 0.24 | 905.81 | 905.81 | 905.81 | 905.57 | 0
IGCC | 0 | 0 | 0 | 0 | 0 | 0
DemandResponse | 0 | 0 | 0 | 0 | 0 | 0
IGCC-CCS | 0 | 0 | 0 | 0 | 0 | 0
WT_off | 0.61 | 0.61 | 0.61 | 0.61 | 0 | 0
PseudoUnit | 0 | 0 | 0 | 0 | 0 | 0
FixedInterchange | 0 | 0 | 0 | 0 | 0 | 0
Levelized Capital Costs by Reporting Type: IESO
ReportingType | 2015 | 2020 | 2025 | 2030 | 2035 | 2040
BM | 144.8 | 144.8 | 144.8 | 144.8 | 144.8 | 144.8
CC | 175.41 | 175.41 | 175.41 | 175.41 | 175.41 | 108.76
CSP | 0 | 0 | 0 | 0 | 0 | 0
CT | 41.8 | 41.8 | 41.8 | 41.8 | 52.48 | 213.25
Coal | 0 | 0 | 0 | 0 | 0 | 0
Geo | 0 | 0 | 0 | 0 | 0 | 0
H | 0 | 0 | 0 | 0 | 0 | 98.84
LFG | 5.12 | 5.12 | 5.12 | 5.12 | 0.17 | 0.17
Nuc | 0 | 0 | 0 | 0 | 0 | 0
PS | 0 | 0 | 0 | 0 | 0 | 0
PV | 539.74 | 539.74 | 539.74 | 539.74 | 0 | 0
PeakG | 0 | 0 | 0 | 0 | 0 | 0
PeakO | 0 | 0 | 0 | 0 | 0 | 0
ST | 0 | 0 | 0 | 0 | 0 | 0
STOG | 0 | 0 | 0 | 0 | 0 | 0
STWD | 0 | 0 | 0 | 0 | 0 | 0
WT | 660.4 | 660.4 | 660.4 | 660.4 | 0 | 0
IGCC | 0 | 0 | 0 | 0 | 0 | 0
DemandResponse | 0 | 0 | 0 | 0 | 0 | 0
IGCC-CCS | 0 | 0 | 0 | 0 | 0 | 0
WT_off | 0 | 0 | 0 | 0 | 0 | 0
PseudoUnit | 0 | 0 | 0 | 0 | 0 | 0
FixedInterchange | 0 | 0 | 0 | 0 | 0 | 0
Levelized Capital Costs by Reporting Type: MAPP_CA
ReportingType | 2015 | 2020 | 2025 | 2030 | 2035 | 2040
BM | 0 | 0 | 0 | 0 | 0 | 0
CC | 0 | 0 | 0 | 0 | 0 | 0
CSP | 0 | 0 | 0 | 0 | 0 | 0
CT | 0 | 0 | 0 | 0 | 0 | 0
Coal | 0 | 0 | 0 | 0 | 0 | 0
Geo | 0 | 0 | 0 | 0 | 0 | 0
H | 0 | 241.14 | 733.92 | 1544.78 | 1544.78 | 1544.78
LFG | 0 | 0 | 0 | 0 | 0 | 0
Nuc | 0 | 0 | 0 | 0 | 0 | 0
PS | 0 | 0 | 0 | 0 | 0 | 0
PV | 0 | 0 | 0 | 0 | 0 | 0
PeakG | 0 | 0 | 0 | 0 | 0 | 0
PeakO | 0 | 0 | 0 | 0 | 0 | 0
ST | 0 | 0 | 0 | 0 | 0 | 0
STOG | 0 | 0 | 0 | 0 | 0 | 0
STWD | 0 | 0 | 0 | 0 | 0 | 0
WT | 87.23 | 87.23 | 87.23 | 87.23 | 0 | 0
IGCC | 0 | 0 | 0 | 0 | 0 | 0
DemandResponse | 0 | 0 | 0 | 0 | 0 | 0
IGCC-CCS | 0 | 0 | 0 | 0 | 0 | 0
WT_off | 0 | 0 | 0 | 0 | 0 | 0
PseudoUnit | 0 | 0 | 0 | 0 | 0 | 0
FixedInterchange | 0 | 0 | 0 | 0 | 0 | 0
Levelized Capital Costs by Reporting Type: AZ_NM_SNV_Coal
ReportingType | 2015 | 2020 | 2025 | 2030 | 2035 | 2040
BM | 0 | 0 | 0 | 0 | 0 | 0
CC | 0 | 0 | 0 | 0 | 0 | 0
CSP | 0 | 0 | 0 | 0 | 0 | 0
CT | 0 | 0 | 0 | 0 | 0 | 0
Coal | 0 | 0 | 0 | 0 | 545.06 | 2978.96
Geo | 0 | 0 | 0 | 0 | 0 | 0
H | 0 | 0 | 0 | 0 | 0 | 0
LFG | 0 | 0 | 0 | 0 | 0 | 0
Nuc | 0 | 0 | 0 | 0 | 0 | 0
PS | 0 | 0 | 0 | 0 | 0 | 0
PV | 0 | 0 | 0 | 0 | 0 | 0
PeakG | 0 | 0 | 0 | 0 | 0 | 0
PeakO | 0 | 0 | 0 | 0 | 0 | 0
ST | 0 | 0 | 0 | 0 | 0 | 0
STOG | 0 | 0 | 0 | 0 | 0 | 0
STWD | 0 | 0 | 0 | 0 | 0 | 0
WT | 0 | 0 | 0 | 0 | 0 | 0
IGCC | 0 | 0 | 0 | 0 | 0 | 0
DemandResponse | 0 | 0 | 0 | 0 | 0 | 0
IGCC-CCS | 0 | 0 | 0 | 0 | 0 | 0
WT_off | 0 | 0 | 0 | 0 | 0 | 0
PseudoUnit | 0 | 0 | 0 | 0 | 0 | 0
FixedInterchange | 0 | 0 | 0 | 0 | 0 | 0
Levelized Capital Costs by Reporting Type: AZ_NM_SNV_Gas
ReportingType | 2015 | 2020 | 2025 | 2030 | 2035 | 2040
BM | 0 | 0 | 0 | 0 | 0 | 0
CC | 79.32 | 222.1 | 222.1 | 672.41 | 672.41 | 593.08
CSP | 0 | 0 | 0 | 0 | 0 | 0
CT | 63.7 | 63.7 | 63.7 | 63.7 | 0 | 0
Coal | 0 | 0 | 0 | 0 | 0 | 0
Geo | 0 | 0 | 0 | 0 | 0 | 0
H | 0 | 0 | 0 | 0 | 0 | 0
LFG | 0 | 0 | 0 | 0 | 0 | 0
Nuc | 0 | 0 | 0 | 0 | 0 | 0
PS | 0 | 0 | 0 | 0 | 0 | 0
PV | 0 | 0 | 0 | 0 | 0 | 0
PeakG | 0 | 0 | 0 | 0 | 0 | 0
PeakO | 0 | 0 | 0 | 0 | 0 | 0
ST | 0 | 0 | 0 | 0 | 0 | 0
STOG | 0 | 0 | 0 | 0 | 0 | 0
STWD | 0 | 0 | 0 | 0 | 0 | 0
WT | 0 | 0 | 0 | 0 | 0 | 0
IGCC | 0 | 0 | 0 | 0 | 0 | 0
DemandResponse | 0 | 0 | 0 | 0 | 0 | 0
IGCC-CCS | 0 | 0 | 0 | 0 | 0 | 0
WT_off | 0 | 0 | 0 | 0 | 0 | 0
PseudoUnit | 0 | 0 | 0 | 0 | 0 | 0
FixedInterchange | 0 | 0 | 0 | 0 | 0 | 0
Levelized Capital Costs by Reporting Type: AZ_NM_SNV_NucRenew
ReportingType | 2015 | 2020 | 2025 | 2030 | 2035 | 2040
BM | 0 | 0 | 0 | 0 | 0 | 0
CC | 0 | 0 | 0 | 0 | 0 | 0
CSP | 0 | 0 | 0 | 0 | 0 | 0
CT | 0 | 0 | 0 | 0 | 0 | 0
Coal | 0 | 0 | 0 | 0 | 0 | 0
Geo | 0 | 0 | 623.07 | 623.07 | 623.07 | 623.07
H | 0 | 0 | 0 | 0 | 0 | 0
LFG | 0 | 0 | 16.43 | 16.43 | 16.43 | 16.43
Nuc | 0 | 0 | 0 | 0 | 0 | 0
PS | 0 | 0 | 0 | 0 | 0 | 0
PV | 47.79 | 47.79 | 47.79 | 47.79 | 0 | 0
PeakG | 0 | 0 | 0 | 0 | 0 | 0
PeakO | 0 | 0 | 0 | 0 | 0 | 0
ST | 139.01 | 333.47 | 445.93 | 408.53 | 357.58 | 163.12
STOG | 0 | 0 | 0 | 0 | 0 | 0
STWD | 0 | 0 | 0 | 0 | 0 | 0
WT | 17.95 | 17.95 | 101.64 | 259.14 | 241.19 | 241.19
IGCC | 0 | 0 | 0 | 0 | 0 | 0
DemandResponse | 0 | 0 | 0 | 0 | 0 | 0
IGCC-CCS | 0 | 0 | 0 | 0 | 0 | 0
WT_off | 0 | 0 | 0 | 0 | 0 | 0
PseudoUnit | 0 | 0 | 0 | 0 | 0 | 0
FixedInterchange | 0 | 0 | 0 | 0 | 0 | 0
Levelized Capital Costs by Reporting Type: ERCOT
ReportingType | 2015 | 2020 | 2025 | 2030 | 2035 | 2040
BM | 54.69 | 54.69 | 54.69 | 600.01 | 620.58 | 657.88
CC | 29.12 | 29.12 | 29.12 | 29.12 | 218.09 | 549.64
CSP | 0 | 0 | 0 | 0 | 0 | 0
CT | 20.97 | 20.97 | 20.97 | 20.97 | 0 | 0
Coal | 540.38 | 540.38 | 540.38 | 540.38 | 540.38 | 540.38
Geo | 0 | 0 | 0 | 0 | 0 | 0
H | 0 | 0 | 0 | 207 | 207 | 207
LFG | 0 | 0 | 93.08 | 93.08 | 93.08 | 93.08
Nuc | 0 | 0 | 0 | 0 | 0 | 0
PS | 0 | 0 | 0 | 0 | 0 | 0
PV | 6.7 | 6.7 | 6.7 | 6.7 | 0 | 0
PeakG | 0 | 0 | 0 | 0 | 0 | 0
PeakO | 0 | 0 | 0 | 0 | 0 | 0
ST | 0 | 0 | 0 | 0 | 0 | 0
STOG | 0 | 0 | 0 | 0 | 0 | 0
STWD | 0 | 0 | 0 | 0 | 0 | 0
WT | 94.16 | 2253.12 | 4597.1 | 6055.64 | 6168.46 | 4380.66
IGCC | 0 | 0 | 0 | 0 | 0 | 0
DemandResponse | 0 | 0 | 0 | 0 | 0 | 0
IGCC-CCS | 0 | 0 | 0 | 0 | 0 | 0
WT_off | 0 | 0 | 0 | 0 | 0 | 0
PseudoUnit | 0 | 0 | 0 | 0 | 0 | 0
FixedInterchange | 0 | 0 | 0 | 0 | 0 | 0
Levelized Capital Costs by Reporting Type: NP15
ReportingType | 2015 | 2020 | 2025 | 2030 | 2035 | 2040
BM | 0 | 0 | 0 | 0 | 0 | 0
CC | 130.44 | 130.44 | 130.44 | 130.44 | 130.44 | 0
CSP | 0 | 0 | 0 | 0 | 0 | 0
CT | 18.27 | 164.37 | 196.16 | 517.7 | 854.97 | 1061.71
Coal | 0 | 0 | 0 | 0 | 0 | 0
Geo | 0 | 80.68 | 283.22 | 283.22 | 283.22 | 202.54
H | 0 | 0 | 0 | 0 | 0 | 0
LFG | 0 | 172.57 | 172.57 | 172.57 | 172.57 | 0
Nuc | 0 | 0 | 0 | 0 | 0 | 0
PS | 0 | 0 | 0 | 0 | 0 | 0
PV | 3.82 | 3.82 | 3.82 | 3.82 | 0 | 0
PeakG | 0 | 0 | 0 | 0 | 0 | 0
PeakO | 0 | 0 | 0 | 0 | 0 | 0
ST | 17.26 | 17.26 | 17.26 | 17.26 | 0 | 0
STOG | 0 | 0 | 0 | 0 | 0 | 0
STWD | 0 | 0 | 0 | 0 | 0 | 0
WT | 31.59 | 31.59 | 2684.18 | 3380.87 | 3353.71 | 3353.71
IGCC | 0 | 0 | 0 | 0 | 0 | 0
DemandResponse | 0 | 0 | 0 | 0 | 0 | 0
IGCC-CCS | 0 | 0 | 0 | 0 | 0 | 0
WT_off | 0 | 0 | 0 | 0 | 0 | 0
PseudoUnit | 0 | 0 | 0 | 0 | 0 | 0
FixedInterchange | 0 | 0 | 0 | 0 | 0 | 0
Levelized Capital Costs by Reporting Type: NWPP_Coal
ReportingType | 2015 | 2020 | 2025 | 2030 | 2035 | 2040
BM | 0 | 0 | 0 | 0 | 0 | 0
CC | 0 | 0 | 0 | 0 | 0 | 0
CSP | 0 | 0 | 0 | 0 | 0 | 0
CT | 0 | 0 | 0 | 0 | 0 | 0
Coal | 0 | 0 | 0 | 0 | 0 | 0
Geo | 0 | 0 | 0 | 0 | 0 | 0
H | 0 | 0 | 0 | 0 | 0 | 0
LFG | 0 | 0 | 0 | 0 | 0 | 0
Nuc | 0 | 0 | 0 | 0 | 0 | 0
PS | 0 | 0 | 0 | 0 | 0 | 0
PV | 0 | 0 | 0 | 0 | 0 | 0
PeakG | 0 | 0 | 0 | 0 | 0 | 0
PeakO | 0 | 0 | 0 | 0 | 0 | 0
ST | 0 | 0 | 0 | 0 | 0 | 0
STOG | 0 | 0 | 0 | 0 | 0 | 0
STWD | 0 | 0 | 0 | 0 | 0 | 0
WT | 0 | 0 | 0 | 0 | 0 | 0
IGCC | 0 | 0 | 0 | 0 | 0 | 0
DemandResponse | 0 | 0 | 0 | 0 | 0 | 0
IGCC-CCS | 0 | 0 | 0 | 0 | 0 | 0
WT_off | 0 | 0 | 0 | 0 | 0 | 0
PseudoUnit | 0 | 0 | 0 | 0 | 0 | 0
FixedInterchange | 0 | 0 | 0 | 0 | 0 | 0
Levelized Capital Costs by Reporting Type: NWPP_Gas
ReportingType | 2015 | 2020 | 2025 | 2030 | 2035 | 2040
BM | 0 | 0 | 0 | 0 | 0 | 0
CC | 33.4 | 33.4 | 33.4 | 367.21 | 869.08 | 871.57
CSP | 0 | 0 | 0 | 0 | 0 | 0
CT | 13.02 | 13.02 | 13.02 | 13.02 | 0 | 0
Coal | 0 | 0 | 0 | 0 | 0 | 118.5
Geo | 0 | 0 | 0 | 0 | 0 | 0
H | 0 | 0 | 0 | 0 | 0 | 0
LFG | 0 | 0 | 0 | 0 | 0 | 0
Nuc | 0 | 0 | 0 | 0 | 0 | 0
PS | 0 | 0 | 0 | 0 | 0 | 0
PV | 0 | 0 | 0 | 0 | 0 | 0
PeakG | 0 | 0 | 0 | 0 | 0 | 0
PeakO | 0 | 0 | 0 | 0 | 0 | 0
ST | 0 | 0 | 0 | 0 | 0 | 0
STOG | 0 | 0 | 0 | 0 | 0 | 0
STWD | 0 | 0 | 0 | 0 | 0 | 0
WT | 0 | 0 | 0 | 0 | 0 | 0
IGCC | 0 | 0 | 0 | 0 | 0 | 0
DemandResponse | 0 | 0 | 0 | 0 | 0 | 0
IGCC-CCS | 0 | 0 | 0 | 0 | 0 | 0
WT_off | 0 | 0 | 0 | 0 | 0 | 0
PseudoUnit | 0 | 0 | 0 | 0 | 0 | 0
FixedInterchange | 0 | 0 | 0 | 0 | 0 | 0
Levelized Capital Costs by Reporting Type: NWPP_NucRenew
ReportingType | 2015 | 2020 | 2025 | 2030 | 2035 | 2040
BM | 13.89 | 13.89 | 13.89 | 13.89 | 13.89 | 13.89
CC | 0 | 0 | 0 | 0 | 0 | 0
CSP | 0 | 0 | 0 | 0 | 0 | 0
CT | 0 | 0 | 0 | 0 | 0 | 0
Coal | 0 | 0 | 0 | 0 | 0 | 0
Geo | 39.91 | 39.91 | 226.59 | 226.59 | 186.68 | 186.68
H | 0 | 0 | 0 | 0 | 0 | 0
LFG | 7.13 | 7.13 | 73.08 | 73.08 | 65.95 | 65.95
Nuc | 0 | 0 | 0 | 0 | 0 | 0
PS | 0 | 0 | 0 | 0 | 0 | 0
PV | 0 | 0 | 0 | 0 | 0 | 0
PeakG | 0 | 0 | 0 | 0 | 0 | 0
PeakO | 0 | 0 | 0 | 0 | 0 | 0
ST | 0 | 0 | 0 | 0 | 0 | 0
STOG | 0 | 0 | 0 | 0 | 0 | 0
STWD | 0 | 0 | 0 | 0 | 0 | 0
WT | 286.32 | 286.32 | 286.32 | 286.32 | 0 | 0
IGCC | 0 | 0 | 0 | 0 | 0 | 0
DemandResponse | 0 | 0 | 0 | 0 | 0 | 0
IGCC-CCS | 0 | 0 | 0 | 0 | 0 | 0
WT_off | 0 | 0 | 0 | 0 | 0 | 0
PseudoUnit | 0 | 0 | 0 | 0 | 0 | 0
FixedInterchange | 0 | 0 | 0 | 0 | 0 | 0
Levelized Capital Costs by Reporting Type: RMPA
ReportingType | 2015 | 2020 | 2025 | 2030 | 2035 | 2040
BM | 0 | 0 | 0 | 0 | 0 | 0
CC | 0 | 0 | 0 | 0 | 0 | 0
CSP | 0 | 0 | 0 | 0 | 0 | 0
CT | 15.2 | 15.2 | 15.2 | 15.2 | 0 | 0
Coal | 108.63 | 108.63 | 108.63 | 108.63 | 443.99 | 773.24
Geo | 0 | 205.58 | 1104.9 | 1115.58 | 1115.58 | 910
H | 0 | 0 | 0 | 0 | 0 | 0
LFG | 0.39 | 0.39 | 0.39 | 8.21 | 7.82 | 7.82
Nuc | 0 | 0 | 0 | 0 | 0 | 0
PS | 0 | 0 | 0 | 0 | 0 | 0
PV | 0.51 | 0.51 | 0.51 | 0.51 | 0 | 0
PeakG | 0 | 0 | 0 | 0 | 0 | 0
PeakO | 0 | 0 | 0 | 0 | 0 | 0
ST | 1.46 | 172.69 | 186.04 | 192.35 | 190.89 | 19.66
STOG | 0 | 0 | 0 | 0 | 0 | 0
STWD | 0 | 0 | 0 | 0 | 0 | 0
WT | 221 | 221 | 221 | 221 | 0 | 0
IGCC | 0 | 0 | 0 | 0 | 0 | 0
DemandResponse | 0 | 0 | 0 | 0 | 0 | 0
IGCC-CCS | 0 | 0 | 0 | 0 | 0 | 0
WT_off | 0 | 0 | 0 | 0 | 0 | 0
PseudoUnit | 0 | 0 | 0 | 0 | 0 | 0
FixedInterchange | 0 | 0 | 0 | 0 | 0 | 0
Levelized Capital Costs by Reporting Type: SP15
ReportingType | 2015 | 2020 | 2025 | 2030 | 2035 | 2040
BM | 2.9 | 2.9 | 2.9 | 2.9 | 2.9 | 2.9
CC | 60.76 | 60.76 | 60.76 | 60.76 | 60.76 | 0
CSP | 0 | 0 | 0 | 0 | 0 | 0
CT | 0 | 0 | 0 | 0 | 0 | 0
Coal | 0 | 0 | 0 | 0 | 0 | 0
Geo | 23 | 647.36 | 647.36 | 624.36 | 624.36 | 0
H | 0 | 0 | 0 | 0 | 0 | 0
LFG | 2.85 | 171.81 | 171.81 | 171.5 | 168.96 | 0
Nuc | 0 | 0 | 0 | 0 | 0 | 0
PS | 0 | 0 | 0 | 0 | 0 | 0
PV | 2.22 | 2.22 | 2.22 | 2.22 | 0 | 0
PeakG | 0 | 0 | 0 | 0 | 0 | 0
PeakO | 0 | 0 | 0 | 0 | 0 | 0
ST | 262.18 | 262.18 | 262.18 | 262.18 | 0 | 0
STOG | 0 | 0 | 0 | 0 | 0 | 0
STWD | 0 | 0 | 0 | 0 | 0 | 0
WT | 233.4 | 233.4 | 233.4 | 233.4 | 0 | 0
IGCC | 0 | 0 | 0 | 0 | 0 | 0
DemandResponse | 0 | 0 | 0 | 0 | 0 | 0
IGCC-CCS | 0 | 0 | 0 | 0 | 0 | 0
WT_off | 0 | 0 | 0 | 0 | 0 | 0
PseudoUnit | 0 | 0 | 0 | 0 | 0 | 0
FixedInterchange | 0 | 0 | 0 | 0 | 0 | 0
Levelized Capital Costs by Reporting Type: ALB
ReportingType | 2015 | 2020 | 2025 | 2030 | 2035 | 2040
BM | 0 | 0 | 0 | 0 | 0 | 0
CC | 47.13 | 108.04 | 196.53 | 263.4 | 420.32 | 493.71
CSP | 0 | 0 | 0 | 0 | 0 | 0
CT | 16.7 | 16.7 | 16.7 | 16.7 | 0 | 0
Coal | 147.62 | 147.62 | 147.62 | 147.62 | 147.62 | 147.62
Geo | 0 | 0 | 0 | 0 | 0 | 0
H | 0 | 0 | 0 | 0 | 0 | 0
LFG | 0 | 0 | 0 | 0 | 0 | 0
Nuc | 0 | 0 | 0 | 0 | 0 | 0
PS | 0 | 0 | 0 | 0 | 0 | 0
PV | 0 | 0 | 0 | 0 | 0 | 0
PeakG | 0 | 0 | 0 | 0 | 0 | 0
PeakO | 0 | 0 | 0 | 0 | 0 | 0
ST | 0 | 0 | 0 | 0 | 0 | 0
STOG | 0 | 0 | 0 | 0 | 0 | 0
STWD | 0 | 0 | 0 | 0 | 0 | 0
WT | 2.54 | 2.54 | 2.54 | 2.54 | 0 | 0
IGCC | 0 | 0 | 0 | 0 | 0 | 0
DemandResponse | 0 | 0 | 0 | 0 | 0 | 0
IGCC-CCS | 0 | 0 | 0 | 0 | 0 | 0
WT_off | 0 | 0 | 0 | 0 | 0 | 0
PseudoUnit | 0 | 0 | 0 | 0 | 0 | 0
FixedInterchange | 0 | 0 | 0 | 0 | 0 | 0
Levelized Capital Costs by Reporting Type: BC
ReportingType | 2015 | 2020 | 2025 | 2030 | 2035 | 2040
BM | 0 | 0 | 0 | 0 | 0 | 0
CC | 135.61 | 155.31 | 212.58 | 287.6 | 376.97 | 317.31
CSP | 0 | 0 | 0 | 0 | 0 | 0
CT | 0 | 0 | 0 | 0 | 0 | 12.84
Coal | 0 | 0 | 0 | 0 | 0 | 0
Geo | 0 | 0 | 0 | 0 | 0 | 0
H | 0 | 0 | 0 | 0 | 0 | 0
LFG | 0 | 0 | 0 | 0 | 0 | 0
Nuc | 0 | 0 | 0 | 0 | 0 | 0
PS | 0 | 0 | 0 | 0 | 0 | 0
PV | 0 | 0 | 0 | 0 | 0 | 0
PeakG | 0 | 0 | 0 | 0 | 0 | 0
PeakO | 0 | 0 | 0 | 0 | 0 | 0
ST | 0 | 0 | 0 | 0 | 0 | 0
STOG | 0 | 0 | 0 | 0 | 0 | 0
STWD | 0 | 0 | 0 | 0 | 0 | 0
WT | 40.68 | 40.68 | 40.68 | 40.68 | 0 | 0
IGCC | 0 | 0 | 0 | 0 | 0 | 0
DemandResponse | 0 | 0 | 0 | 0 | 0 | 0
IGCC-CCS | 0 | 0 | 0 | 0 | 0 | 0
WT_off | 0 | 0 | 0 | 0 | 0 | 0
PseudoUnit | 0 | 0 | 0 | 0 | 0 | 0
FixedInterchange | 0 | 0 | 0 | 0 | 0 | 0
Levelized Capital Costs by Reporting Type: HQ_IESO
ReportingType | 2015 | 2020 | 2025 | 2030 | 2035 | 2040
BM | 0 | 0 | 0 | 0 | 0 | 0
CC | 0 | 0 | 0 | 0 | 0 | 0
CSP | 0 | 0 | 0 | 0 | 0 | 0
CT | 0 | 0 | 0 | 0 | 0 | 0
Coal | 0 | 0 | 0 | 0 | 0 | 0
Geo | 0 | 0 | 0 | 0 | 0 | 0
H | 0 | 0 | 0 | 0 | 0 | 0
LFG | 0 | 0 | 0 | 0 | 0 | 0
Nuc | 0 | 0 | 0 | 0 | 0 | 0
PS | 0 | 0 | 0 | 0 | 0 | 0
PV | 0 | 0 | 0 | 0 | 0 | 0
PeakG | 0 | 0 | 0 | 0 | 0 | 0
PeakO | 0 | 0 | 0 | 0 | 0 | 0
ST | 0 | 0 | 0 | 0 | 0 | 0
STOG | 0 | 0 | 0 | 0 | 0 | 0
STWD | 0 | 0 | 0 | 0 | 0 | 0
WT | 0 | 0 | 0 | 0 | 0 | 0
IGCC | 0 | 0 | 0 | 0 | 0 | 0
DemandResponse | 0 | 0 | 0 | 0 | 0 | 0
IGCC-CCS | 0 | 0 | 0 | 0 | 0 | 0
WT_off | 0 | 0 | 0 | 0 | 0 | 0
PseudoUnit | 0 | 0 | 0 | 0 | 0 | 0
FixedInterchange | 0 | 0 | 0 | 0 | 0 | 0
Levelized Capital Costs by Reporting Type: HQ_NEISO
ReportingType | 2015 | 2020 | 2025 | 2030 | 2035 | 2040
BM | 0 | 0 | 0 | 0 | 0 | 0
CC | 0 | 0 | 0 | 0 | 0 | 0
CSP | 0 | 0 | 0 | 0 | 0 | 0
CT | 0 | 0 | 0 | 0 | 0 | 0
Coal | 0 | 0 | 0 | 0 | 0 | 0
Geo | 0 | 0 | 0 | 0 | 0 | 0
H | 0 | 0 | 0 | 0 | 0 | 0
LFG | 0 | 0 | 0 | 0 | 0 | 0
Nuc | 0 | 0 | 0 | 0 | 0 | 0
PS | 0 | 0 | 0 | 0 | 0 | 0
PV | 0 | 0 | 0 | 0 | 0 | 0
PeakG | 0 | 0 | 0 | 0 | 0 | 0
PeakO | 0 | 0 | 0 | 0 | 0 | 0
ST | 0 | 0 | 0 | 0 | 0 | 0
STOG | 0 | 0 | 0 | 0 | 0 | 0
STWD | 0 | 0 | 0 | 0 | 0 | 0
WT | 0 | 0 | 0 | 0 | 0 | 0
IGCC | 0 | 0 | 0 | 0 | 0 | 0
DemandResponse | 0 | 0 | 0 | 0 | 0 | 0
IGCC-CCS | 0 | 0 | 0 | 0 | 0 | 0
WT_off | 0 | 0 | 0 | 0 | 0 | 0
PseudoUnit | 0 | 0 | 0 | 824.05 | 824.05 | 824.05
FixedInterchange | 0 | 0 | 0 | 0 | 0 | 0
Levelized Capital Costs by Reporting Type: HQ_NY
ReportingType | 2015 | 2020 | 2025 | 2030 | 2035 | 2040
BM | 0 | 0 | 0 | 0 | 0 | 0
CC | 0 | 0 | 0 | 0 | 0 | 0
CSP | 0 | 0 | 0 | 0 | 0 | 0
CT | 0 | 0 | 0 | 0 | 0 | 0
Coal | 0 | 0 | 0 | 0 | 0 | 0
Geo | 0 | 0 | 0 | 0 | 0 | 0
H | 0 | 0 | 0 | 0 | 0 | 0
LFG | 0 | 0 | 0 | 0 | 0 | 0
Nuc | 0 | 0 | 0 | 0 | 0 | 0
PS | 0 | 0 | 0 | 0 | 0 | 0
PV | 0 | 0 | 0 | 0 | 0 | 0
PeakG | 0 | 0 | 0 | 0 | 0 | 0
PeakO | 0 | 0 | 0 | 0 | 0 | 0
ST | 0 | 0 | 0 | 0 | 0 | 0
STOG | 0 | 0 | 0 | 0 | 0 | 0
STWD | 0 | 0 | 0 | 0 | 0 | 0
WT | 0 | 0 | 0 | 0 | 0 | 0
IGCC | 0 | 0 | 0 | 0 | 0 | 0
DemandResponse | 0 | 0 | 0 | 0 | 0 | 0
IGCC-CCS | 0 | 0 | 0 | 0 | 0 | 0
WT_off | 0 | 0 | 0 | 0 | 0 | 0
PseudoUnit | 0 | 318.78 | 839.99 | 839.99 | 839.99 | 839.99
FixedInterchange | 0 | 0 | 0 | 0 | 0 | 0
Levelized Capital Costs by Reporting Type: MARITIMES
ReportingType | 2015 | 2020 | 2025 | 2030 | 2035 | 2040
BM | 0 | 0 | 0 | 0 | 0 | 0
CC | 0 | 0 | 0 | 0 | 0 | 0
CSP | 0 | 0 | 0 | 0 | 0 | 0
CT | 0 | 0 | 0 | 0 | 0 | 0
Coal | 0 | 0 | 0 | 0 | 0 | 0
Geo | 0 | 0 | 0 | 0 | 0 | 0
H | 0 | 0 | 0 | 0 | 0 | 0
LFG | 0 | 0 | 0 | 0 | 0 | 0
Nuc | 0 | 0 | 0 | 0 | 0 | 0
PS | 0 | 0 | 0 | 0 | 0 | 0
PV | 0 | 0 | 0 | 0 | 0 | 0
PeakG | 0 | 0 | 0 | 0 | 0 | 0
PeakO | 0 | 0 | 0 | 0 | 0 | 0
ST | 0 | 0 | 0 | 0 | 0 | 0
STOG | 0 | 0 | 0 | 0 | 0 | 0
STWD | 0 | 0 | 0 | 0 | 0 | 0
WT | 0 | 0 | 0 | 0 | 0 | 0
IGCC | 0 | 0 | 0 | 0 | 0 | 0
DemandResponse | 0 | 0 | 0 | 0 | 0 | 0
IGCC-CCS | 0 | 0 | 0 | 0 | 0 | 0
WT_off | 0 | 0 | 0 | 0 | 0 | 0
PseudoUnit | 0 | 173.48 | 173.48 | 173.48 | 173.48 | 173.48
FixedInterchange | 0 | 0 | 0 | 0 | 0 | 0
Levelized Capital Costs by Reporting Type: All
ReportingType | 2015 | 2020 | 2025 | 2030 | 2035 | 2040
BM | 541.24 | 620.15 | 815.03 | 1379.21 | 1457.35 | 1456.95
CC | 3856.65 | 4661.17 | 4943.86 | 6030.97 | 10055.93 | 10265.04
CSP | 0 | 0 | 0 | 0 | 0 | 0
CT | 643.47 | 1301.64 | 1558.51 | 2569.03 | 3475.81 | 3887.61
Coal | 3114.71 | 3114.71 | 3114.71 | 3114.71 | 4240.82 | 9334.37
Geo | 62.91 | 973.52 | 2885.14 | 2872.82 | 2832.91 | 1922.29
H | 0 | 546.57 | 1486.88 | 2504.74 | 2504.74 | 2603.58
LFG | 57.1 | 636.78 | 1243.47 | 1434.11 | 1390.56 | 810.88
Nuc | 684.91 | 3259.17 | 3259.17 | 3259.17 | 3259.17 | 3259.17
PS | 0 | 0 | 0 | 0 | 0 | 0
PV | 639.32 | 1684.27 | 2159.63 | 2268.6 | 1682.65 | 698.81
PeakG | 0 | 0 | 0 | 0 | 0 | 0
PeakO | 0 | 0 | 0 | 0 | 0 | 0
ST | 419.92 | 785.61 | 911.41 | 880.32 | 548.47 | 182.78
STOG | 0 | 0 | 0 | 0 | 0 | 0
STWD | 0 | 0 | 0 | 0 | 0 | 0
WT | 7365.23 | 19581.03 | 42946.18 | 63450.87 | 61086.11 | 52427.24
IGCC | 215.26 | 215.26 | 215.26 | 215.26 | 215.26 | 215.26
DemandResponse | 0 | 0 | 0 | 0 | 0 | 0
IGCC-CCS | 0 | 0 | 0 | 0 | 0 | 0
WT_off | 323.12 | 323.12 | 947.28 | 947.28 | 624.16 | 624.16
PseudoUnit | 0 | 492.27 | 1013.47 | 1837.52 | 1837.52 | 1837.52
FixedInterchange | 0 | 0 | 0 | 0 | 0 | 0
Levelized Capital Costs by Reporting Type: EI_US
ReportingType | 2015 | 2020 | 2025 | 2030 | 2035 | 2040
BM | 324.96 | 403.86 | 598.74 | 617.6 | 675.18 | 637.47
CC | 3165.45 | 3746.58 | 3883.51 | 4044.61 | 7132.45 | 7330.96
CSP | 0 | 0 | 0 | 0 | 0 | 0
CT | 453.81 | 965.88 | 1190.96 | 1879.94 | 2568.36 | 2599.81
Coal | 2318.08 | 2318.08 | 2318.08 | 2318.08 | 2563.76 | 4775.67
Geo | 0 | 0 | 0 | 0 | 0 | 0
H | 0 | 305.43 | 752.96 | 752.96 | 752.96 | 752.96
LFG | 41.61 | 279.75 | 710.98 | 894.11 | 865.57 | 627.43
Nuc | 684.91 | 3259.17 | 3259.17 | 3259.17 | 3259.17 | 3259.17
PS | 0 | 0 | 0 | 0 | 0 | 0
PV | 38.54 | 1083.49 | 1558.85 | 1667.82 | 1682.65 | 698.81
PeakG | 0 | 0 | 0 | 0 | 0 | 0
PeakO | 0 | 0 | 0 | 0 | 0 | 0
ST | 0 | 0 | 0 | 0 | 0 | 0
STOG | 0 | 0 | 0 | 0 | 0 | 0
STWD | 0 | 0 | 0 | 0 | 0 | 0
WT | 5689.97 | 15746.81 | 34031.7 | 52223.66 | 51322.75 | 44451.68
IGCC | 215.26 | 215.26 | 215.26 | 215.26 | 215.26 | 215.26
DemandResponse | 0 | 0 | 0 | 0 | 0 | 0
IGCC-CCS | 0 | 0 | 0 | 0 | 0 | 0
WT_off | 323.12 | 323.12 | 947.28 | 947.28 | 624.16 | 624.16
PseudoUnit | 0 | 492.27 | 1013.47 | 1837.52 | 1837.52 | 1837.52
FixedInterchange | 0 | 0 | 0 | 0 | 0 | 0
Levelized Capital Costs by Reporting Type: EI_Canada
ReportingType | 2015 | 2020 | 2025 | 2030 | 2035 | 2040
BM | 144.8 | 144.8 | 144.8 | 144.8 | 144.8 | 144.8
CC | 175.41 | 175.41 | 175.41 | 175.41 | 175.41 | 108.76
CSP | 0 | 0 | 0 | 0 | 0 | 0
CT | 41.8 | 41.8 | 41.8 | 41.8 | 52.48 | 213.25
Coal | 0 | 0 | 0 | 0 | 0 | 0
Geo | 0 | 0 | 0 | 0 | 0 | 0
H | 0 | 241.14 | 733.92 | 1544.78 | 1544.78 | 1643.62
LFG | 5.12 | 5.12 | 5.12 | 5.12 | 0.17 | 0.17
Nuc | 0 | 0 | 0 | 0 | 0 | 0
PS | 0 | 0 | 0 | 0 | 0 | 0
PV | 539.74 | 539.74 | 539.74 | 539.74 | 0 | 0
PeakG | 0 | 0 | 0 | 0 | 0 | 0
PeakO | 0 | 0 | 0 | 0 | 0 | 0
ST | 0 | 0 | 0 | 0 | 0 | 0
STOG | 0 | 0 | 0 | 0 | 0 | 0
STWD | 0 | 0 | 0 | 0 | 0 | 0
WT | 747.62 | 747.62 | 747.62 | 747.62 | 0 | 0
IGCC | 0 | 0 | 0 | 0 | 0 | 0
DemandResponse | 0 | 0 | 0 | 0 | 0 | 0
IGCC-CCS | 0 | 0 | 0 | 0 | 0 | 0
WT_off | 0 | 0 | 0 | 0 | 0 | 0
PseudoUnit | 0 | 0 | 0 | 0 | 0 | 0
FixedInterchange | 0 | 0 | 0 | 0 | 0 | 0
Levelized Capital Costs by Reporting Type: EI
ReportingType | 2015 | 2020 | 2025 | 2030 | 2035 | 2040
BM | 469.76 | 548.67 | 743.55 | 762.4 | 819.98 | 782.28
CC | 3340.87 | 3921.99 | 4058.92 | 4220.02 | 7307.86 | 7439.72
CSP | 0 | 0 | 0 | 0 | 0 | 0
CT | 495.6 | 1007.67 | 1232.76 | 1921.73 | 2620.84 | 2813.06
Coal | 2318.08 | 2318.08 | 2318.08 | 2318.08 | 2563.76 | 4775.67
Geo | 0 | 0 | 0 | 0 | 0 | 0
H | 0 | 546.57 | 1486.88 | 2297.74 | 2297.74 | 2396.58
LFG | 46.73 | 284.87 | 716.09 | 899.23 | 865.74 | 627.6
Nuc | 684.91 | 3259.17 | 3259.17 | 3259.17 | 3259.17 | 3259.17
PS | 0 | 0 | 0 | 0 | 0 | 0
PV | 578.28 | 1623.23 | 2098.6 | 2207.56 | 1682.65 | 698.81
PeakG | 0 | 0 | 0 | 0 | 0 | 0
PeakO | 0 | 0 | 0 | 0 | 0 | 0
ST | 0 | 0 | 0 | 0 | 0 | 0
STOG | 0 | 0 | 0 | 0 | 0 | 0
STWD | 0 | 0 | 0 | 0 | 0 | 0
WT | 6437.59 | 16494.43 | 34779.32 | 52971.28 | 51322.75 | 44451.68
IGCC | 215.26 | 215.26 | 215.26 | 215.26 | 215.26 | 215.26
DemandResponse | 0 | 0 | 0 | 0 | 0 | 0
IGCC-CCS | 0 | 0 | 0 | 0 | 0 | 0
WT_off | 323.12 | 323.12 | 947.28 | 947.28 | 624.16 | 624.16
PseudoUnit | 0 | 492.27 | 1013.47 | 1837.52 | 1837.52 | 1837.52
FixedInterchange | 0 | 0 | 0 | 0 | 0 | 0
Levelized Capital Costs by Reporting Type: Outside_EI
ReportingType | 2015 | 2020 | 2025 | 2030 | 2035 | 2040
BM | 71.48 | 71.48 | 71.48 | 616.8 | 637.37 | 674.68
CC | 515.79 | 739.18 | 884.94 | 1810.95 | 2748.07 | 2825.33
CSP | 0 | 0 | 0 | 0 | 0 | 0
CT | 147.87 | 293.97 | 325.76 | 647.3 | 854.97 | 1074.55
Coal | 796.63 | 796.63 | 796.63 | 796.63 | 1677.06 | 4558.7
Geo | 62.91 | 973.52 | 2885.14 | 2872.82 | 2832.91 | 1922.29
H | 0 | 0 | 0 | 207 | 207 | 207
LFG | 10.38 | 351.91 | 527.37 | 534.88 | 524.82 | 183.28
Nuc | 0 | 0 | 0 | 0 | 0 | 0
PS | 0 | 0 | 0 | 0 | 0 | 0
PV | 61.04 | 61.04 | 61.04 | 61.04 | 0 | 0
PeakG | 0 | 0 | 0 | 0 | 0 | 0
PeakO | 0 | 0 | 0 | 0 | 0 | 0
ST | 419.92 | 785.61 | 911.41 | 880.32 | 548.47 | 182.78
STOG | 0 | 0 | 0 | 0 | 0 | 0
STWD | 0 | 0 | 0 | 0 | 0 | 0
WT | 927.64 | 3086.6 | 8166.86 | 10479.59 | 9763.37 | 7975.57
IGCC | 0 | 0 | 0 | 0 | 0 | 0
DemandResponse | 0 | 0 | 0 | 0 | 0 | 0
IGCC-CCS | 0 | 0 | 0 | 0 | 0 | 0
WT_off | 0 | 0 | 0 | 0 | 0 | 0
PseudoUnit | 0 | 0 | 0 | 0 | 0 | 0
FixedInterchange | 0 | 0 | 0 | 0 | 0 | 0
#13 | 0.15: Levelized Retrofit Capital Costs ($million)
Levelized Retrofit Capital Costs by Reporting Type: Entergy
ReportingType | 2015 | 2020 | 2025 | 2030 | 2035 | 2040
BM | 0 | 0 | 0 | 0 | 0 | 0
CC | 0 | 0 | 0 | 0 | 0 | 0
CSP | 0 | 0 | 0 | 0 | 0 | 0
CT | 0 | 0 | 0 | 0 | 0 | 0
Coal | 0 | 353.26 | 353.26 | 0 | 0 | 0
Geo | 0 | 0 | 0 | 0 | 0 | 0
H | 0 | 0 | 0 | 0 | 0 | 0
LFG | 0 | 0 | 0 | 0 | 0 | 0
Nuc | 0 | 0 | 0 | 0 | 0 | 0
PS | 0 | 0 | 0 | 0 | 0 | 0
PV | 0 | 0 | 0 | 0 | 0 | 0
PeakG | 0 | 0 | 0 | 0 | 0 | 0
PeakO | 0 | 0 | 0 | 0 | 0 | 0
ST | 0 | 0 | 0 | 0 | 0 | 0
STOG | 0 | 0 | 0 | 0 | 0 | 0
STWD | 0 | 0 | 0 | 0 | 0 | 0
WT | 0 | 0 | 0 | 0 | 0 | 0
IGCC | 0 | 0 | 0 | 0 | 0 | 0
DemandResponse | 0 | 0 | 0 | 0 | 0 | 0
IGCC-CCS | 0 | 0 | 0 | 0 | 0 | 0
WT_off | 0 | 0 | 0 | 0 | 0 | 0
PseudoUnit | 0 | 0 | 0 | 0 | 0 | 0
FixedInterchange | 0 | 0 | 0 | 0 | 0 | 0
Levelized Retrofit Capital Costs by Reporting Type: FRCC
ReportingType | 2015 | 2020 | 2025 | 2030 | 2035 | 2040
BM | 0 | 0 | 0 | 0 | 0 | 0
CC | 0 | 0 | 0 | 0 | 0 | 0
CSP | 0 | 0 | 0 | 0 | 0 | 0
CT | 0 | 0 | 0 | 0 | 0 | 0
Coal | 73.1 | 90.37 | 90.37 | 0 | 0 | 0
Geo | 0 | 0 | 0 | 0 | 0 | 0
H | 0 | 0 | 0 | 0 | 0 | 0
LFG | 0 | 0 | 0 | 0 | 0 | 0
Nuc | 0 | 0 | 0 | 0 | 0 | 0
PS | 0 | 0 | 0 | 0 | 0 | 0
PV | 0 | 0 | 0 | 0 | 0 | 0
PeakG | 0 | 0 | 0 | 0 | 0 | 0
PeakO | 0 | 0 | 0 | 0 | 0 | 0
ST | 0 | 0 | 0 | 0 | 0 | 0
STOG | 0 | 0 | 0 | 0 | 0 | 0
STWD | 0 | 0 | 0 | 0 | 0 | 0
WT | 0 | 0 | 0 | 0 | 0 | 0
IGCC | 0 | 0 | 0 | 0 | 0 | 0
DemandResponse | 0 | 0 | 0 | 0 | 0 | 0
IGCC-CCS | 0 | 0 | 0 | 0 | 0 | 0
WT_off | 0 | 0 | 0 | 0 | 0 | 0
PseudoUnit | 0 | 0 | 0 | 0 | 0 | 0
FixedInterchange | 0 | 0 | 0 | 0 | 0 | 0
Levelized Retrofit Capital Costs by Reporting Type: MAPP_US
ReportingType | 2015 | 2020 | 2025 | 2030 | 2035 | 2040
BM | 0 | 0 | 0 | 0 | 0 | 0
CC | 0 | 0 | 0 | 0 | 0 | 0
CSP | 0 | 0 | 0 | 0 | 0 | 0
CT | 0 | 0 | 0 | 0 | 0 | 0
Coal | 22.36 | 42.31 | 19.95 | 0 | 0 | 0
Geo | 0 | 0 | 0 | 0 | 0 | 0
H | 0 | 0 | 0 | 0 | 0 | 0
LFG | 0 | 0 | 0 | 0 | 0 | 0
Nuc | 0 | 0 | 0 | 0 | 0 | 0
PS | 0 | 0 | 0 | 0 | 0 | 0
PV | 0 | 0 | 0 | 0 | 0 | 0
PeakG | 0 | 0 | 0 | 0 | 0 | 0
PeakO | 0 | 0 | 0 | 0 | 0 | 0
ST | 0 | 0 | 0 | 0 | 0 | 0
STOG | 0 | 0 | 0 | 0 | 0 | 0
STWD | 0 | 0 | 0 | 0 | 0 | 0
WT | 0 | 0 | 0 | 0 | 0 | 0
IGCC | 0 | 0 | 0 | 0 | 0 | 0
DemandResponse | 0 | 0 | 0 | 0 | 0 | 0
IGCC-CCS | 0 | 0 | 0 | 0 | 0 | 0
WT_off | 0 | 0 | 0 | 0 | 0 | 0
PseudoUnit | 0 | 0 | 0 | 0 | 0 | 0
FixedInterchange | 0 | 0 | 0 | 0 | 0 | 0
Levelized Retrofit Capital Costs by Reporting Type: MISO_IN
ReportingType | 2015 | 2020 | 2025 | 2030 | 2035 | 2040
BM | 0 | 0 | 0 | 0 | 0 | 0
CC | 0 | 0 | 0 | 0 | 0 | 0
CSP | 0 | 0 | 0 | 0 | 0 | 0
CT | 0 | 0 | 0 | 0 | 0 | 0
Coal | 0 | 223.79 | 223.79 | 0 | 0 | 0
Geo | 0 | 0 | 0 | 0 | 0 | 0
H | 0 | 0 | 0 | 0 | 0 | 0
LFG | 0 | 0 | 0 | 0 | 0 | 0
Nuc | 0 | 0 | 0 | 0 | 0 | 0
PS | 0 | 0 | 0 | 0 | 0 | 0
PV | 0 | 0 | 0 | 0 | 0 | 0
PeakG | 0 | 0 | 0 | 0 | 0 | 0
PeakO | 0 | 0 | 0 | 0 | 0 | 0
ST | 0 | 0 | 0 | 0 | 0 | 0
STOG | 0 | 0 | 0 | 0 | 0 | 0
STWD | 0 | 0 | 0 | 0 | 0 | 0
WT | 0 | 0 | 0 | 0 | 0 | 0
IGCC | 0 | 0 | 0 | 0 | 0 | 0
DemandResponse | 0 | 0 | 0 | 0 | 0 | 0
IGCC-CCS | 0 | 0 | 0 | 0 | 0 | 0
WT_off | 0 | 0 | 0 | 0 | 0 | 0
PseudoUnit | 0 | 0 | 0 | 0 | 0 | 0
FixedInterchange | 0 | 0 | 0 | 0 | 0 | 0
Levelized Retrofit Capital Costs by Reporting Type: MISO_MI
ReportingType | 2015 | 2020 | 2025 | 2030 | 2035 | 2040
BM | 0 | 0 | 0 | 0 | 0 | 0
CC | 0 | 0 | 0 | 0 | 0 | 0
CSP | 0 | 0 | 0 | 0 | 0 | 0
CT | 0 | 0 | 0 | 0 | 0 | 0
Coal | 15.14 | 363.91 | 348.77 | 0 | 0 | 0
Geo | 0 | 0 | 0 | 0 | 0 | 0
H | 0 | 0 | 0 | 0 | 0 | 0
LFG | 0 | 0 | 0 | 0 | 0 | 0
Nuc | 0 | 0 | 0 | 0 | 0 | 0
PS | 0 | 0 | 0 | 0 | 0 | 0
PV | 0 | 0 | 0 | 0 | 0 | 0
PeakG | 0 | 0 | 0 | 0 | 0 | 0
PeakO | 0 | 0 | 0 | 0 | 0 | 0
ST | 0 | 0 | 0 | 0 | 0 | 0
STOG | 0 | 0 | 0 | 0 | 0 | 0
STWD | 0 | 0 | 0 | 0 | 0 | 0
WT | 0 | 0 | 0 | 0 | 0 | 0
IGCC | 0 | 0 | 0 | 0 | 0 | 0
DemandResponse | 0 | 0 | 0 | 0 | 0 | 0
IGCC-CCS | 0 | 0 | 0 | 0 | 0 | 0
WT_off | 0 | 0 | 0 | 0 | 0 | 0
PseudoUnit | 0 | 0 | 0 | 0 | 0 | 0
FixedInterchange | 0 | 0 | 0 | 0 | 0 | 0
Levelized Retrofit Capital Costs by Reporting Type: MISO_MO-IL
ReportingType | 2015 | 2020 | 2025 | 2030 | 2035 | 2040
BM | 0 | 0 | 0 | 0 | 0 | 0
CC | 0 | 0 | 0 | 0 | 0 | 0
CSP | 0 | 0 | 0 | 0 | 0 | 0
CT | 0 | 0 | 0 | 0 | 0 | 0
Coal | 9.29 | 368.63 | 368.63 | 0 | 0 | 0
Geo | 0 | 0 | 0 | 0 | 0 | 0
H | 0 | 0 | 0 | 0 | 0 | 0
LFG | 0 | 0 | 0 | 0 | 0 | 0
Nuc | 0 | 0 | 0 | 0 | 0 | 0
PS | 0 | 0 | 0 | 0 | 0 | 0
PV | 0 | 0 | 0 | 0 | 0 | 0
PeakG | 0 | 0 | 0 | 0 | 0 | 0
PeakO | 0 | 0 | 0 | 0 | 0 | 0
ST | 0 | 0 | 0 | 0 | 0 | 0
STOG | 0 | 0 | 0 | 0 | 0 | 0
STWD | 0 | 0 | 0 | 0 | 0 | 0
WT | 0 | 0 | 0 | 0 | 0 | 0
IGCC | 0 | 0 | 0 | 0 | 0 | 0
DemandResponse | 0 | 0 | 0 | 0 | 0 | 0
IGCC-CCS | 0 | 0 | 0 | 0 | 0 | 0
WT_off | 0 | 0 | 0 | 0 | 0 | 0
PseudoUnit | 0 | 0 | 0 | 0 | 0 | 0
FixedInterchange | 0 | 0 | 0 | 0 | 0 | 0
Levelized Retrofit Capital Costs by Reporting Type: MISO_W
ReportingType | 2015 | 2020 | 2025 | 2030 | 2035 | 2040
BM | 0 | 0 | 0 | 0 | 0 | 0
CC | 0 | 0 | 0 | 0 | 0 | 0
CSP | 0 | 0 | 0 | 0 | 0 | 0
CT | 0 | 0 | 0 | 0 | 0 | 0
Coal | 26.68 | 279.54 | 279.54 | 0 | 0 | 0
Geo | 0 | 0 | 0 | 0 | 0 | 0
H | 0 | 0 | 0 | 0 | 0 | 0
LFG | 0 | 0 | 0 | 0 | 0 | 0
Nuc | 0 | 0 | 0 | 0 | 0 | 0
PS | 0 | 0 | 0 | 0 | 0 | 0
PV | 0 | 0 | 0 | 0 | 0 | 0
PeakG | 0 | 0 | 0 | 0 | 0 | 0
PeakO | 0 | 0 | 0 | 0 | 0 | 0
ST | 0 | 0 | 0 | 0 | 0 | 0
STOG | 0 | 0 | 0 | 0 | 0 | 0
STWD | 0 | 0 | 0 | 0 | 0 | 0
WT | 0 | 0 | 0 | 0 | 0 | 0
IGCC | 0 | 0 | 0 | 0 | 0 | 0
DemandResponse | 0 | 0 | 0 | 0 | 0 | 0
IGCC-CCS | 0 | 0 | 0 | 0 | 0 | 0
WT_off | 0 | 0 | 0 | 0 | 0 | 0
PseudoUnit | 0 | 0 | 0 | 0 | 0 | 0
FixedInterchange | 0 | 0 | 0 | 0 | 0 | 0
Levelized Retrofit Capital Costs by Reporting Type: MISO_WUMS
ReportingType | 2015 | 2020 | 2025 | 2030 | 2035 | 2040
BM | 0 | 0 | 0 | 0 | 0 | 0
CC | 0 | 0 | 0 | 0 | 0 | 0
CSP | 0 | 0 | 0 | 0 | 0 | 0
CT | 0 | 0 | 0 | 0 | 0 | 0
Coal | 197.26 | 232.43 | 59.16 | 0 | 0 | 0
Geo | 0 | 0 | 0 | 0 | 0 | 0
H | 0 | 0 | 0 | 0 | 0 | 0
LFG | 0 | 0 | 0 | 0 | 0 | 0
Nuc | 0 | 0 | 0 | 0 | 0 | 0
PS | 0 | 0 | 0 | 0 | 0 | 0
PV | 0 | 0 | 0 | 0 | 0 | 0
PeakG | 0 | 0 | 0 | 0 | 0 | 0
PeakO | 0 | 0 | 0 | 0 | 0 | 0
ST | 0 | 0 | 0 | 0 | 0 | 0
STOG | 0 | 0 | 0 | 0 | 0 | 0
STWD | 0 | 0 | 0 | 0 | 0 | 0
WT | 0 | 0 | 0 | 0 | 0 | 0
IGCC | 0 | 0 | 0 | 0 | 0 | 0
DemandResponse | 0 | 0 | 0 | 0 | 0 | 0
IGCC-CCS | 0 | 0 | 0 | 0 | 0 | 0
WT_off | 0 | 0 | 0 | 0 | 0 | 0
PseudoUnit | 0 | 0 | 0 | 0 | 0 | 0
FixedInterchange | 0 | 0 | 0 | 0 | 0 | 0
Levelized Retrofit Capital Costs by Reporting Type: Nebraska
ReportingType | 2015 | 2020 | 2025 | 2030 | 2035 | 2040
BM | 0 | 0 | 0 | 0 | 0 | 0
CC | 0 | 0 | 0 | 0 | 0 | 0
CSP | 0 | 0 | 0 | 0 | 0 | 0
CT | 0 | 0 | 0 | 0 | 0 | 0
Coal | 0 | 168.84 | 168.84 | 0 | 0 | 0
Geo | 0 | 0 | 0 | 0 | 0 | 0
H | 0 | 0 | 0 | 0 | 0 | 0
LFG | 0 | 0 | 0 | 0 | 0 | 0
Nuc | 0 | 0 | 0 | 0 | 0 | 0
PS | 0 | 0 | 0 | 0 | 0 | 0
PV | 0 | 0 | 0 | 0 | 0 | 0
PeakG | 0 | 0 | 0 | 0 | 0 | 0
PeakO | 0 | 0 | 0 | 0 | 0 | 0
ST | 0 | 0 | 0 | 0 | 0 | 0
STOG | 0 | 0 | 0 | 0 | 0 | 0
STWD | 0 | 0 | 0 | 0 | 0 | 0
WT | 0 | 0 | 0 | 0 | 0 | 0
IGCC | 0 | 0 | 0 | 0 | 0 | 0
DemandResponse | 0 | 0 | 0 | 0 | 0 | 0
IGCC-CCS | 0 | 0 | 0 | 0 | 0 | 0
WT_off | 0 | 0 | 0 | 0 | 0 | 0
PseudoUnit | 0 | 0 | 0 | 0 | 0 | 0
FixedInterchange | 0 | 0 | 0 | 0 | 0 | 0
Levelized Retrofit Capital Costs by Reporting Type: NEISO
ReportingType | 2015 | 2020 | 2025 | 2030 | 2035 | 2040
BM | 0 | 0 | 0 | 0 | 0 | 0
CC | 0 | 0 | 0 | 0 | 0 | 0
CSP | 0 | 0 | 0 | 0 | 0 | 0
CT | 0 | 0 | 0 | 0 | 0 | 0
Coal | 29.15 | 29.15 | 0 | 0 | 0 | 0
Geo | 0 | 0 | 0 | 0 | 0 | 0
H | 0 | 0 | 0 | 0 | 0 | 0
LFG | 0 | 0 | 0 | 0 | 0 | 0
Nuc | 0 | 0 | 0 | 0 | 0 | 0
PS | 0 | 0 | 0 | 0 | 0 | 0
PV | 0 | 0 | 0 | 0 | 0 | 0
PeakG | 0 | 0 | 0 | 0 | 0 | 0
PeakO | 0 | 0 | 0 | 0 | 0 | 0
ST | 0 | 0 | 0 | 0 | 0 | 0
STOG | 0 | 0 | 0 | 0 | 0 | 0
STWD | 0 | 0 | 0 | 0 | 0 | 0
WT | 0 | 0 | 0 | 0 | 0 | 0
IGCC | 0 | 0 | 0 | 0 | 0 | 0
DemandResponse | 0 | 0 | 0 | 0 | 0 | 0
IGCC-CCS | 0 | 0 | 0 | 0 | 0 | 0
WT_off | 0 | 0 | 0 | 0 | 0 | 0
PseudoUnit | 0 | 0 | 0 | 0 | 0 | 0
FixedInterchange | 0 | 0 | 0 | 0 | 0 | 0
Levelized Retrofit Capital Costs by Reporting Type: NonRTO_Midwest
ReportingType | 2015 | 2020 | 2025 | 2030 | 2035 | 2040
BM | 0 | 0 | 0 | 0 | 0 | 0
CC | 0 | 0 | 0 | 0 | 0 | 0
CSP | 0 | 0 | 0 | 0 | 0 | 0
CT | 0 | 0 | 0 | 0 | 0 | 0
Coal | 165.72 | 258.15 | 120.12 | 0 | 0 | 0
Geo | 0 | 0 | 0 | 0 | 0 | 0
H | 0 | 0 | 0 | 0 | 0 | 0
LFG | 0 | 0 | 0 | 0 | 0 | 0
Nuc | 0 | 0 | 0 | 0 | 0 | 0
PS | 0 | 0 | 0 | 0 | 0 | 0
PV | 0 | 0 | 0 | 0 | 0 | 0
PeakG | 0 | 0 | 0 | 0 | 0 | 0
PeakO | 0 | 0 | 0 | 0 | 0 | 0
ST | 0 | 0 | 0 | 0 | 0 | 0
STOG | 0 | 0 | 0 | 0 | 0 | 0
STWD | 0 | 0 | 0 | 0 | 0 | 0
WT | 0 | 0 | 0 | 0 | 0 | 0
IGCC | 0 | 0 | 0 | 0 | 0 | 0
DemandResponse | 0 | 0 | 0 | 0 | 0 | 0
IGCC-CCS | 0 | 0 | 0 | 0 | 0 | 0
WT_off | 0 | 0 | 0 | 0 | 0 | 0
PseudoUnit | 0 | 0 | 0 | 0 | 0 | 0
FixedInterchange | 0 | 0 | 0 | 0 | 0 | 0
Levelized Retrofit Capital Costs by Reporting Type: NYISO_A-F
ReportingType | 2015 | 2020 | 2025 | 2030 | 2035 | 2040
BM | 0 | 0 | 0 | 0 | 0 | 0
CC | 0 | 0 | 0 | 0 | 0 | 0
CSP | 0 | 0 | 0 | 0 | 0 | 0
CT | 0 | 0 | 0 | 0 | 0 | 0
Coal | 0 | 0 | 0 | 0 | 0 | 0
Geo | 0 | 0 | 0 | 0 | 0 | 0
H | 0 | 0 | 0 | 0 | 0 | 0
LFG | 0 | 0 | 0 | 0 | 0 | 0
Nuc | 0 | 0 | 0 | 0 | 0 | 0
PS | 0 | 0 | 0 | 0 | 0 | 0
PV | 0 | 0 | 0 | 0 | 0 | 0
PeakG | 0 | 0 | 0 | 0 | 0 | 0
PeakO | 0 | 0 | 0 | 0 | 0 | 0
ST | 0 | 0 | 0 | 0 | 0 | 0
STOG | 0 | 0 | 0 | 0 | 0 | 0
STWD | 0 | 0 | 0 | 0 | 0 | 0
WT | 0 | 0 | 0 | 0 | 0 | 0
IGCC | 0 | 0 | 0 | 0 | 0 | 0
DemandResponse | 0 | 0 | 0 | 0 | 0 | 0
IGCC-CCS | 0 | 0 | 0 | 0 | 0 | 0
WT_off | 0 | 0 | 0 | 0 | 0 | 0
PseudoUnit | 0 | 0 | 0 | 0 | 0 | 0
FixedInterchange | 0 | 0 | 0 | 0 | 0 | 0
Levelized Retrofit Capital Costs by Reporting Type: NYISO_G-I
ReportingType | 2015 | 2020 | 2025 | 2030 | 2035 | 2040
BM | 0 | 0 | 0 | 0 | 0 | 0
CC | 0 | 0 | 0 | 0 | 0 | 0
CSP | 0 | 0 | 0 | 0 | 0 | 0
CT | 0 | 0 | 0 | 0 | 0 | 0
Coal | 0 | 0 | 0 | 0 | 0 | 0
Geo | 0 | 0 | 0 | 0 | 0 | 0
H | 0 | 0 | 0 | 0 | 0 | 0
LFG | 0 | 0 | 0 | 0 | 0 | 0
Nuc | 0 | 0 | 0 | 0 | 0 | 0
PS | 0 | 0 | 0 | 0 | 0 | 0
PV | 0 | 0 | 0 | 0 | 0 | 0
PeakG | 0 | 0 | 0 | 0 | 0 | 0
PeakO | 0 | 0 | 0 | 0 | 0 | 0
ST | 0 | 0 | 0 | 0 | 0 | 0
STOG | 0 | 0 | 0 | 0 | 0 | 0
STWD | 0 | 0 | 0 | 0 | 0 | 0
WT | 0 | 0 | 0 | 0 | 0 | 0
IGCC | 0 | 0 | 0 | 0 | 0 | 0
DemandResponse | 0 | 0 | 0 | 0 | 0 | 0
IGCC-CCS | 0 | 0 | 0 | 0 | 0 | 0
WT_off | 0 | 0 | 0 | 0 | 0 | 0
PseudoUnit | 0 | 0 | 0 | 0 | 0 | 0
FixedInterchange | 0 | 0 | 0 | 0 | 0 | 0
Levelized Retrofit Capital Costs by Reporting Type: NYISO_J-K
ReportingType | 2015 | 2020 | 2025 | 2030 | 2035 | 2040
BM | 0 | 0 | 0 | 0 | 0 | 0
CC | 0 | 0 | 0 | 0 | 0 | 0
CSP | 0 | 0 | 0 | 0 | 0 | 0
CT | 0 | 0 | 0 | 0 | 0 | 0
Coal | 0 | 0 | 0 | 0 | 0 | 0
Geo | 0 | 0 | 0 | 0 | 0 | 0
H | 0 | 0 | 0 | 0 | 0 | 0
LFG | 0 | 0 | 0 | 0 | 0 | 0
Nuc | 0 | 0 | 0 | 0 | 0 | 0
PS | 0 | 0 | 0 | 0 | 0 | 0
PV | 0 | 0 | 0 | 0 | 0 | 0
PeakG | 0 | 0 | 0 | 0 | 0 | 0
PeakO | 0 | 0 | 0 | 0 | 0 | 0
ST | 0 | 0 | 0 | 0 | 0 | 0
STOG | 0 | 0 | 0 | 0 | 0 | 0
STWD | 0 | 0 | 0 | 0 | 0 | 0
WT | 0 | 0 | 0 | 0 | 0 | 0
IGCC | 0 | 0 | 0 | 0 | 0 | 0
DemandResponse | 0 | 0 | 0 | 0 | 0 | 0
IGCC-CCS | 0 | 0 | 0 | 0 | 0 | 0
WT_off | 0 | 0 | 0 | 0 | 0 | 0
PseudoUnit | 0 | 0 | 0 | 0 | 0 | 0
FixedInterchange | 0 | 0 | 0 | 0 | 0 | 0
Levelized Retrofit Capital Costs by Reporting Type: PJM_E
ReportingType | 2015 | 2020 | 2025 | 2030 | 2035 | 2040
BM | 0 | 0 | 0 | 0 | 0 | 0
CC | 0 | 0 | 0 | 0 | 0 | 0
CSP | 0 | 0 | 0 | 0 | 0 | 0
CT | 0 | 0 | 0 | 0 | 0 | 0
Coal | 22.45 | 22.45 | 0 | 0 | 0 | 0
Geo | 0 | 0 | 0 | 0 | 0 | 0
H | 0 | 0 | 0 | 0 | 0 | 0
LFG | 0 | 0 | 0 | 0 | 0 | 0
Nuc | 0 | 0 | 0 | 0 | 0 | 0
PS | 0 | 0 | 0 | 0 | 0 | 0
PV | 0 | 0 | 0 | 0 | 0 | 0
PeakG | 0 | 0 | 0 | 0 | 0 | 0
PeakO | 0 | 0 | 0 | 0 | 0 | 0
ST | 0 | 0 | 0 | 0 | 0 | 0
STOG | 0 | 0 | 0 | 0 | 0 | 0
STWD | 0 | 0 | 0 | 0 | 0 | 0
WT | 0 | 0 | 0 | 0 | 0 | 0
IGCC | 0 | 0 | 0 | 0 | 0 | 0
DemandResponse | 0 | 0 | 0 | 0 | 0 | 0
IGCC-CCS | 0 | 0 | 0 | 0 | 0 | 0
WT_off | 0 | 0 | 0 | 0 | 0 | 0
PseudoUnit | 0 | 0 | 0 | 0 | 0 | 0
FixedInterchange | 0 | 0 | 0 | 0 | 0 | 0
Levelized Retrofit Capital Costs by Reporting Type: PJM_ROM
ReportingType | 2015 | 2020 | 2025 | 2030 | 2035 | 2040
BM | 0 | 0 | 0 | 0 | 0 | 0
CC | 0 | 0 | 0 | 0 | 0 | 0
CSP | 0 | 0 | 0 | 0 | 0 | 0
CT | 0 | 0 | 0 | 0 | 0 | 0
Coal | 14.63 | 140.1 | 140.1 | 0 | 0 | 0
Geo | 0 | 0 | 0 | 0 | 0 | 0
H | 0 | 0 | 0 | 0 | 0 | 0
LFG | 0 | 0 | 0 | 0 | 0 | 0
Nuc | 0 | 0 | 0 | 0 | 0 | 0
PS | 0 | 0 | 0 | 0 | 0 | 0
PV | 0 | 0 | 0 | 0 | 0 | 0
PeakG | 0 | 0 | 0 | 0 | 0 | 0
PeakO | 0 | 0 | 0 | 0 | 0 | 0
ST | 0 | 0 | 0 | 0 | 0 | 0
STOG | 0 | 0 | 0 | 0 | 0 | 0
STWD | 0 | 0 | 0 | 0 | 0 | 0
WT | 0 | 0 | 0 | 0 | 0 | 0
IGCC | 0 | 0 | 0 | 0 | 0 | 0
DemandResponse | 0 | 0 | 0 | 0 | 0 | 0
IGCC-CCS | 0 | 0 | 0 | 0 | 0 | 0
WT_off | 0 | 0 | 0 | 0 | 0 | 0
PseudoUnit | 0 | 0 | 0 | 0 | 0 | 0
FixedInterchange | 0 | 0 | 0 | 0 | 0 | 0
Levelized Retrofit Capital Costs by Reporting Type: PJM_ROR
ReportingType | 2015 | 2020 | 2025 | 2030 | 2035 | 2040
BM | 0 | 0 | 0 | 0 | 0 | 0
CC | 0 | 0 | 0 | 0 | 0 | 0
CSP | 0 | 0 | 0 | 0 | 0 | 0
CT | 0 | 0 | 0 | 0 | 0 | 0
Coal | 46.99 | 737.44 | 737.44 | 0 | 0 | 0
Geo | 0 | 0 | 0 | 0 | 0 | 0
H | 0 | 0 | 0 | 0 | 0 | 0
LFG | 0 | 0 | 0 | 0 | 0 | 0
Nuc | 0 | 0 | 0 | 0 | 0 | 0
PS | 0 | 0 | 0 | 0 | 0 | 0
PV | 0 | 0 | 0 | 0 | 0 | 0
PeakG | 0 | 0 | 0 | 0 | 0 | 0
PeakO | 0 | 0 | 0 | 0 | 0 | 0
ST | 0 | 0 | 0 | 0 | 0 | 0
STOG | 0 | 0 | 0 | 0 | 0 | 0
STWD | 0 | 0 | 0 | 0 | 0 | 0
WT | 0 | 0 | 0 | 0 | 0 | 0
IGCC | 0 | 0 | 0 | 0 | 0 | 0
DemandResponse | 0 | 0 | 0 | 0 | 0 | 0
IGCC-CCS | 0 | 0 | 0 | 0 | 0 | 0
WT_off | 0 | 0 | 0 | 0 | 0 | 0
PseudoUnit | 0 | 0 | 0 | 0 | 0 | 0
FixedInterchange | 0 | 0 | 0 | 0 | 0 | 0
Levelized Retrofit Capital Costs by Reporting Type: SOCO
ReportingType | 2015 | 2020 | 2025 | 2030 | 2035 | 2040
BM | 0 | 0 | 0 | 0 | 0 | 0
CC | 0 | 0 | 0 | 0 | 0 | 0
CSP | 0 | 0 | 0 | 0 | 0 | 0
CT | 0 | 0 | 0 | 0 | 0 | 0
Coal | 400.34 | 567.9 | 167.55 | 0 | 0 | 0
Geo | 0 | 0 | 0 | 0 | 0 | 0
H | 0 | 0 | 0 | 0 | 0 | 0
LFG | 0 | 0 | 0 | 0 | 0 | 0
Nuc | 0 | 0 | 0 | 0 | 0 | 0
PS | 0 | 0 | 0 | 0 | 0 | 0
PV | 0 | 0 | 0 | 0 | 0 | 0
PeakG | 0 | 0 | 0 | 0 | 0 | 0
PeakO | 0 | 0 | 0 | 0 | 0 | 0
ST | 0 | 0 | 0 | 0 | 0 | 0
STOG | 0 | 0 | 0 | 0 | 0 | 0
STWD | 0 | 0 | 0 | 0 | 0 | 0
WT | 0 | 0 | 0 | 0 | 0 | 0
IGCC | 0 | 0 | 0 | 0 | 0 | 0
DemandResponse | 0 | 0 | 0 | 0 | 0 | 0
IGCC-CCS | 0 | 0 | 0 | 0 | 0 | 0
WT_off | 0 | 0 | 0 | 0 | 0 | 0
PseudoUnit | 0 | 0 | 0 | 0 | 0 | 0
FixedInterchange | 0 | 0 | 0 | 0 | 0 | 0
Levelized Retrofit Capital Costs by Reporting Type: SPP_N
ReportingType | 2015 | 2020 | 2025 | 2030 | 2035 | 2040
BM | 0 | 0 | 0 | 0 | 0 | 0
CC | 0 | 0 | 0 | 0 | 0 | 0
CSP | 0 | 0 | 0 | 0 | 0 | 0
CT | 0 | 0 | 0 | 0 | 0 | 0
Coal | 0 | 102.58 | 102.58 | 0 | 0 | 0
Geo | 0 | 0 | 0 | 0 | 0 | 0
H | 0 | 0 | 0 | 0 | 0 | 0
LFG | 0 | 0 | 0 | 0 | 0 | 0
Nuc | 0 | 0 | 0 | 0 | 0 | 0
PS | 0 | 0 | 0 | 0 | 0 | 0
PV | 0 | 0 | 0 | 0 | 0 | 0
PeakG | 0 | 0 | 0 | 0 | 0 | 0
PeakO | 0 | 0 | 0 | 0 | 0 | 0
ST | 0 | 0 | 0 | 0 | 0 | 0
STOG | 0 | 0 | 0 | 0 | 0 | 0
STWD | 0 | 0 | 0 | 0 | 0 | 0
WT | 0 | 0 | 0 | 0 | 0 | 0
IGCC | 0 | 0 | 0 | 0 | 0 | 0
DemandResponse | 0 | 0 | 0 | 0 | 0 | 0
IGCC-CCS | 0 | 0 | 0 | 0 | 0 | 0
WT_off | 0 | 0 | 0 | 0 | 0 | 0
PseudoUnit | 0 | 0 | 0 | 0 | 0 | 0
FixedInterchange | 0 | 0 | 0 | 0 | 0 | 0
Levelized Retrofit Capital Costs by Reporting Type: SPP_S
ReportingType | 2015 | 2020 | 2025 | 2030 | 2035 | 2040
BM | 0 | 0 | 0 | 0 | 0 | 0
CC | 0 | 0 | 0 | 0 | 0 | 0
CSP | 0 | 0 | 0 | 0 | 0 | 0
CT | 0 | 0 | 0 | 0 | 0 | 0
Coal | 0 | 187.47 | 187.47 | 0 | 0 | 0
Geo | 0 | 0 | 0 | 0 | 0 | 0
H | 0 | 0 | 0 | 0 | 0 | 0
LFG | 0 | 0 | 0 | 0 | 0 | 0
Nuc | 0 | 0 | 0 | 0 | 0 | 0
PS | 0 | 0 | 0 | 0 | 0 | 0
PV | 0 | 0 | 0 | 0 | 0 | 0
PeakG | 0 | 0 | 0 | 0 | 0 | 0
PeakO | 0 | 0 | 0 | 0 | 0 | 0
ST | 0 | 0 | 0 | 0 | 0 | 0
STOG | 0 | 0 | 0 | 0 | 0 | 0
STWD | 0 | 0 | 0 | 0 | 0 | 0
WT | 0 | 0 | 0 | 0 | 0 | 0
IGCC | 0 | 0 | 0 | 0 | 0 | 0
DemandResponse | 0 | 0 | 0 | 0 | 0 | 0
IGCC-CCS | 0 | 0 | 0 | 0 | 0 | 0
WT_off | 0 | 0 | 0 | 0 | 0 | 0
PseudoUnit | 0 | 0 | 0 | 0 | 0 | 0
FixedInterchange | 0 | 0 | 0 | 0 | 0 | 0
Levelized Retrofit Capital Costs by Reporting Type: TVA
ReportingType | 2015 | 2020 | 2025 | 2030 | 2035 | 2040
BM | 0 | 0 | 0 | 0 | 0 | 0
CC | 0 | 0 | 0 | 0 | 0 | 0
CSP | 0 | 0 | 0 | 0 | 0 | 0
CT | 0 | 0 | 0 | 0 | 0 | 0
Coal | 0 | 243.11 | 243.11 | 0 | 0 | 0
Geo | 0 | 0 | 0 | 0 | 0 | 0
H | 0 | 0 | 0 | 0 | 0 | 0
LFG | 0 | 0 | 0 | 0 | 0 | 0
Nuc | 0 | 0 | 0 | 0 | 0 | 0
PS | 0 | 0 | 0 | 0 | 0 | 0
PV | 0 | 0 | 0 | 0 | 0 | 0
PeakG | 0 | 0 | 0 | 0 | 0 | 0
PeakO | 0 | 0 | 0 | 0 | 0 | 0
ST | 0 | 0 | 0 | 0 | 0 | 0
STOG | 0 | 0 | 0 | 0 | 0 | 0
STWD | 0 | 0 | 0 | 0 | 0 | 0
WT | 0 | 0 | 0 | 0 | 0 | 0
IGCC | 0 | 0 | 0 | 0 | 0 | 0
DemandResponse | 0 | 0 | 0 | 0 | 0 | 0
IGCC-CCS | 0 | 0 | 0 | 0 | 0 | 0
WT_off | 0 | 0 | 0 | 0 | 0 | 0
PseudoUnit | 0 | 0 | 0 | 0 | 0 | 0
FixedInterchange | 0 | 0 | 0 | 0 | 0 | 0
Levelized Retrofit Capital Costs by Reporting Type: TVA_Transmission
ReportingType | 2015 | 2020 | 2025 | 2030 | 2035 | 2040
BM | 0 | 0 | 0 | 0 | 0 | 0
CC | 0 | 0 | 0 | 0 | 0 | 0
CSP | 0 | 0 | 0 | 0 | 0 | 0
CT | 0 | 0 | 0 | 0 | 0 | 0
Coal | 0 | 0 | 0 | 0 | 0 | 0
Geo | 0 | 0 | 0 | 0 | 0 | 0
H | 0 | 0 | 0 | 0 | 0 | 0
LFG | 0 | 0 | 0 | 0 | 0 | 0
Nuc | 0 | 0 | 0 | 0 | 0 | 0
PS | 0 | 0 | 0 | 0 | 0 | 0
PV | 0 | 0 | 0 | 0 | 0 | 0
PeakG | 0 | 0 | 0 | 0 | 0 | 0
PeakO | 0 | 0 | 0 | 0 | 0 | 0
ST | 0 | 0 | 0 | 0 | 0 | 0
STOG | 0 | 0 | 0 | 0 | 0 | 0
STWD | 0 | 0 | 0 | 0 | 0 | 0
WT | 0 | 0 | 0 | 0 | 0 | 0
IGCC | 0 | 0 | 0 | 0 | 0 | 0
DemandResponse | 0 | 0 | 0 | 0 | 0 | 0
IGCC-CCS | 0 | 0 | 0 | 0 | 0 | 0
WT_off | 0 | 0 | 0 | 0 | 0 | 0
PseudoUnit | 0 | 0 | 0 | 0 | 0 | 0
FixedInterchange | 0 | 0 | 0 | 0 | 0 | 0
Levelized Retrofit Capital Costs by Reporting Type: VACAR
ReportingType | 2015 | 2020 | 2025 | 2030 | 2035 | 2040
BM | 0 | 0 | 0 | 0 | 0 | 0
CC | 0 | 0 | 0 | 0 | 0 | 0
CSP | 0 | 0 | 0 | 0 | 0 | 0
CT | 0 | 0 | 0 | 0 | 0 | 0
Coal | 0 | 156.76 | 156.76 | 0 | 0 | 0
Geo | 0 | 0 | 0 | 0 | 0 | 0
H | 0 | 0 | 0 | 0 | 0 | 0
LFG | 0 | 0 | 0 | 0 | 0 | 0
Nuc | 0 | 0 | 0 | 0 | 0 | 0
PS | 0 | 0 | 0 | 0 | 0 | 0
PV | 0 | 0 | 0 | 0 | 0 | 0
PeakG | 0 | 0 | 0 | 0 | 0 | 0
PeakO | 0 | 0 | 0 | 0 | 0 | 0
ST | 0 | 0 | 0 | 0 | 0 | 0
STOG | 0 | 0 | 0 | 0 | 0 | 0
STWD | 0 | 0 | 0 | 0 | 0 | 0
WT | 0 | 0 | 0 | 0 | 0 | 0
IGCC | 0 | 0 | 0 | 0 | 0 | 0
DemandResponse | 0 | 0 | 0 | 0 | 0 | 0
IGCC-CCS | 0 | 0 | 0 | 0 | 0 | 0
WT_off | 0 | 0 | 0 | 0 | 0 | 0
PseudoUnit | 0 | 0 | 0 | 0 | 0 | 0
FixedInterchange | 0 | 0 | 0 | 0 | 0 | 0
Levelized Retrofit Capital Costs by Reporting Type: IESO
ReportingType | 2015 | 2020 | 2025 | 2030 | 2035 | 2040
BM | 0 | 0 | 0 | 0 | 0 | 0
CC | 0 | 0 | 0 | 0 | 0 | 0
CSP | 0 | 0 | 0 | 0 | 0 | 0
CT | 0 | 0 | 0 | 0 | 0 | 0
Coal | 0 | 0 | 0 | 0 | 0 | 0
Geo | 0 | 0 | 0 | 0 | 0 | 0
H | 0 | 0 | 0 | 0 | 0 | 0
LFG | 0 | 0 | 0 | 0 | 0 | 0
Nuc | 0 | 0 | 0 | 0 | 0 | 0
PS | 0 | 0 | 0 | 0 | 0 | 0
PV | 0 | 0 | 0 | 0 | 0 | 0
PeakG | 0 | 0 | 0 | 0 | 0 | 0
PeakO | 0 | 0 | 0 | 0 | 0 | 0
ST | 0 | 0 | 0 | 0 | 0 | 0
STOG | 0 | 0 | 0 | 0 | 0 | 0
STWD | 0 | 0 | 0 | 0 | 0 | 0
WT | 0 | 0 | 0 | 0 | 0 | 0
IGCC | 0 | 0 | 0 | 0 | 0 | 0
DemandResponse | 0 | 0 | 0 | 0 | 0 | 0
IGCC-CCS | 0 | 0 | 0 | 0 | 0 | 0
WT_off | 0 | 0 | 0 | 0 | 0 | 0
PseudoUnit | 0 | 0 | 0 | 0 | 0 | 0
FixedInterchange | 0 | 0 | 0 | 0 | 0 | 0
Levelized Retrofit Capital Costs by Reporting Type: MAPP_CA
ReportingType | 2015 | 2020 | 2025 | 2030 | 2035 | 2040
BM | 0 | 0 | 0 | 0 | 0 | 0
CC | 0 | 0 | 0 | 0 | 0 | 0
CSP | 0 | 0 | 0 | 0 | 0 | 0
CT | 0 | 0 | 0 | 0 | 0 | 0
Coal | 0 | 0 | 0 | 0 | 0 | 0
Geo | 0 | 0 | 0 | 0 | 0 | 0
H | 0 | 0 | 0 | 0 | 0 | 0
LFG | 0 | 0 | 0 | 0 | 0 | 0
Nuc | 0 | 0 | 0 | 0 | 0 | 0
PS | 0 | 0 | 0 | 0 | 0 | 0
PV | 0 | 0 | 0 | 0 | 0 | 0
PeakG | 0 | 0 | 0 | 0 | 0 | 0
PeakO | 0 | 0 | 0 | 0 | 0 | 0
ST | 0 | 0 | 0 | 0 | 0 | 0
STOG | 0 | 0 | 0 | 0 | 0 | 0
STWD | 0 | 0 | 0 | 0 | 0 | 0
WT | 0 | 0 | 0 | 0 | 0 | 0
IGCC | 0 | 0 | 0 | 0 | 0 | 0
DemandResponse | 0 | 0 | 0 | 0 | 0 | 0
IGCC-CCS | 0 | 0 | 0 | 0 | 0 | 0
WT_off | 0 | 0 | 0 | 0 | 0 | 0
PseudoUnit | 0 | 0 | 0 | 0 | 0 | 0
FixedInterchange | 0 | 0 | 0 | 0 | 0 | 0
Levelized Retrofit Capital Costs by Reporting Type: AZ_NM_SNV_Coal
ReportingType | 2015 | 2020 | 2025 | 2030 | 2035 | 2040
BM | 0 | 0 | 0 | 0 | 0 | 0
CC | 0 | 0 | 0 | 0 | 0 | 0
CSP | 0 | 0 | 0 | 0 | 0 | 0
CT | 0 | 0 | 0 | 0 | 0 | 0
Coal | 49.67 | 122 | 89.07 | 0 | 0 | 0
Geo | 0 | 0 | 0 | 0 | 0 | 0
H | 0 | 0 | 0 | 0 | 0 | 0
LFG | 0 | 0 | 0 | 0 | 0 | 0
Nuc | 0 | 0 | 0 | 0 | 0 | 0
PS | 0 | 0 | 0 | 0 | 0 | 0
PV | 0 | 0 | 0 | 0 | 0 | 0
PeakG | 0 | 0 | 0 | 0 | 0 | 0
PeakO | 0 | 0 | 0 | 0 | 0 | 0
ST | 0 | 0 | 0 | 0 | 0 | 0
STOG | 0 | 0 | 0 | 0 | 0 | 0
STWD | 0 | 0 | 0 | 0 | 0 | 0
WT | 0 | 0 | 0 | 0 | 0 | 0
IGCC | 0 | 0 | 0 | 0 | 0 | 0
DemandResponse | 0 | 0 | 0 | 0 | 0 | 0
IGCC-CCS | 0 | 0 | 0 | 0 | 0 | 0
WT_off | 0 | 0 | 0 | 0 | 0 | 0
PseudoUnit | 0 | 0 | 0 | 0 | 0 | 0
FixedInterchange | 0 | 0 | 0 | 0 | 0 | 0
Levelized Retrofit Capital Costs by Reporting Type: AZ_NM_SNV_Gas
ReportingType | 2015 | 2020 | 2025 | 2030 | 2035 | 2040
BM | 0 | 0 | 0 | 0 | 0 | 0
CC | 0 | 0 | 0 | 0 | 0 | 0
CSP | 0 | 0 | 0 | 0 | 0 | 0
CT | 0 | 0 | 0 | 0 | 0 | 0
Coal | 0 | 0 | 0 | 0 | 0 | 0
Geo | 0 | 0 | 0 | 0 | 0 | 0
H | 0 | 0 | 0 | 0 | 0 | 0
LFG | 0 | 0 | 0 | 0 | 0 | 0
Nuc | 0 | 0 | 0 | 0 | 0 | 0
PS | 0 | 0 | 0 | 0 | 0 | 0
PV | 0 | 0 | 0 | 0 | 0 | 0
PeakG | 0 | 0 | 0 | 0 | 0 | 0
PeakO | 0 | 0 | 0 | 0 | 0 | 0
ST | 0 | 0 | 0 | 0 | 0 | 0
STOG | 0 | 0 | 0 | 0 | 0 | 0
STWD | 0 | 0 | 0 | 0 | 0 | 0
WT | 0 | 0 | 0 | 0 | 0 | 0
IGCC | 0 | 0 | 0 | 0 | 0 | 0
DemandResponse | 0 | 0 | 0 | 0 | 0 | 0
IGCC-CCS | 0 | 0 | 0 | 0 | 0 | 0
WT_off | 0 | 0 | 0 | 0 | 0 | 0
PseudoUnit | 0 | 0 | 0 | 0 | 0 | 0
FixedInterchange | 0 | 0 | 0 | 0 | 0 | 0
Levelized Retrofit Capital Costs by Reporting Type: AZ_NM_SNV_NucRenew
ReportingType | 2015 | 2020 | 2025 | 2030 | 2035 | 2040
BM | 0 | 0 | 0 | 0 | 0 | 0
CC | 0 | 0 | 0 | 0 | 0 | 0
CSP | 0 | 0 | 0 | 0 | 0 | 0
CT | 0 | 0 | 0 | 0 | 0 | 0
Coal | 0 | 0 | 0 | 0 | 0 | 0
Geo | 0 | 0 | 0 | 0 | 0 | 0
H | 0 | 0 | 0 | 0 | 0 | 0
LFG | 0 | 0 | 0 | 0 | 0 | 0
Nuc | 0 | 0 | 0 | 0 | 0 | 0
PS | 0 | 0 | 0 | 0 | 0 | 0
PV | 0 | 0 | 0 | 0 | 0 | 0
PeakG | 0 | 0 | 0 | 0 | 0 | 0
PeakO | 0 | 0 | 0 | 0 | 0 | 0
ST | 0 | 0 | 0 | 0 | 0 | 0
STOG | 0 | 0 | 0 | 0 | 0 | 0
STWD | 0 | 0 | 0 | 0 | 0 | 0
WT | 0 | 0 | 0 | 0 | 0 | 0
IGCC | 0 | 0 | 0 | 0 | 0 | 0
DemandResponse | 0 | 0 | 0 | 0 | 0 | 0
IGCC-CCS | 0 | 0 | 0 | 0 | 0 | 0
WT_off | 0 | 0 | 0 | 0 | 0 | 0
PseudoUnit | 0 | 0 | 0 | 0 | 0 | 0
FixedInterchange | 0 | 0 | 0 | 0 | 0 | 0
Levelized Retrofit Capital Costs by Reporting Type: ERCOT
ReportingType | 2015 | 2020 | 2025 | 2030 | 2035 | 2040
BM | 0 | 0 | 0 | 0 | 0 | 0
CC | 0 | 0 | 0 | 0 | 0 | 0
CSP | 0 | 0 | 0 | 0 | 0 | 0
CT | 0 | 0 | 0 | 0 | 0 | 0
Coal | 82.51 | 271.76 | 271.76 | 0 | 0 | 0
Geo | 0 | 0 | 0 | 0 | 0 | 0
H | 0 | 0 | 0 | 0 | 0 | 0
LFG | 0 | 0 | 0 | 0 | 0 | 0
Nuc | 0 | 0 | 0 | 0 | 0 | 0
PS | 0 | 0 | 0 | 0 | 0 | 0
PV | 0 | 0 | 0 | 0 | 0 | 0
PeakG | 0 | 0 | 0 | 0 | 0 | 0
PeakO | 0 | 0 | 0 | 0 | 0 | 0
ST | 0 | 0 | 0 | 0 | 0 | 0
STOG | 0 | 0 | 0 | 0 | 0 | 0
STWD | 0 | 0 | 0 | 0 | 0 | 0
WT | 0 | 0 | 0 | 0 | 0 | 0
IGCC | 0 | 0 | 0 | 0 | 0 | 0
DemandResponse | 0 | 0 | 0 | 0 | 0 | 0
IGCC-CCS | 0 | 0 | 0 | 0 | 0 | 0
WT_off | 0 | 0 | 0 | 0 | 0 | 0
PseudoUnit | 0 | 0 | 0 | 0 | 0 | 0
FixedInterchange | 0 | 0 | 0 | 0 | 0 | 0
Levelized Retrofit Capital Costs by Reporting Type: NP15
ReportingType | 2015 | 2020 | 2025 | 2030 | 2035 | 2040
BM | 0 | 0 | 0 | 0 | 0 | 0
CC | 0 | 0 | 0 | 0 | 0 | 0
CSP | 0 | 0 | 0 | 0 | 0 | 0
CT | 0 | 0 | 0 | 0 | 0 | 0
Coal | 0 | 0 | 0 | 0 | 0 | 0
Geo | 0 | 0 | 0 | 0 | 0 | 0
H | 0 | 0 | 0 | 0 | 0 | 0
LFG | 0 | 0 | 0 | 0 | 0 | 0
Nuc | 0 | 0 | 0 | 0 | 0 | 0
PS | 0 | 0 | 0 | 0 | 0 | 0
PV | 0 | 0 | 0 | 0 | 0 | 0
PeakG | 0 | 0 | 0 | 0 | 0 | 0
PeakO | 0 | 0 | 0 | 0 | 0 | 0
ST | 0 | 0 | 0 | 0 | 0 | 0
STOG | 0 | 0 | 0 | 0 | 0 | 0
STWD | 0 | 0 | 0 | 0 | 0 | 0
WT | 0 | 0 | 0 | 0 | 0 | 0
IGCC | 0 | 0 | 0 | 0 | 0 | 0
DemandResponse | 0 | 0 | 0 | 0 | 0 | 0
IGCC-CCS | 0 | 0 | 0 | 0 | 0 | 0
WT_off | 0 | 0 | 0 | 0 | 0 | 0
PseudoUnit | 0 | 0 | 0 | 0 | 0 | 0
FixedInterchange | 0 | 0 | 0 | 0 | 0 | 0
Levelized Retrofit Capital Costs by Reporting Type: NWPP_Coal
ReportingType | 2015 | 2020 | 2025 | 2030 | 2035 | 2040
BM | 0 | 0 | 0 | 0 | 0 | 0
CC | 0 | 0 | 0 | 0 | 0 | 0
CSP | 0 | 0 | 0 | 0 | 0 | 0
CT | 0 | 0 | 0 | 0 | 0 | 0
Coal | 0 | 173.87 | 173.87 | 0 | 0 | 0
Geo | 0 | 0 | 0 | 0 | 0 | 0
H | 0 | 0 | 0 | 0 | 0 | 0
LFG | 0 | 0 | 0 | 0 | 0 | 0
Nuc | 0 | 0 | 0 | 0 | 0 | 0
PS | 0 | 0 | 0 | 0 | 0 | 0
PV | 0 | 0 | 0 | 0 | 0 | 0
PeakG | 0 | 0 | 0 | 0 | 0 | 0
PeakO | 0 | 0 | 0 | 0 | 0 | 0
ST | 0 | 0 | 0 | 0 | 0 | 0
STOG | 0 | 0 | 0 | 0 | 0 | 0
STWD | 0 | 0 | 0 | 0 | 0 | 0
WT | 0 | 0 | 0 | 0 | 0 | 0
IGCC | 0 | 0 | 0 | 0 | 0 | 0
DemandResponse | 0 | 0 | 0 | 0 | 0 | 0
IGCC-CCS | 0 | 0 | 0 | 0 | 0 | 0
WT_off | 0 | 0 | 0 | 0 | 0 | 0
PseudoUnit | 0 | 0 | 0 | 0 | 0 | 0
FixedInterchange | 0 | 0 | 0 | 0 | 0 | 0
Levelized Retrofit Capital Costs by Reporting Type: NWPP_Gas
ReportingType | 2015 | 2020 | 2025 | 2030 | 2035 | 2040
BM | 0 | 0 | 0 | 0 | 0 | 0
CC | 0 | 0 | 0 | 0 | 0 | 0
CSP | 0 | 0 | 0 | 0 | 0 | 0
CT | 0 | 0 | 0 | 0 | 0 | 0
Coal | 0 | 0 | 0 | 0 | 0 | 0
Geo | 0 | 0 | 0 | 0 | 0 | 0
H | 0 | 0 | 0 | 0 | 0 | 0
LFG | 0 | 0 | 0 | 0 | 0 | 0
Nuc | 0 | 0 | 0 | 0 | 0 | 0
PS | 0 | 0 | 0 | 0 | 0 | 0
PV | 0 | 0 | 0 | 0 | 0 | 0
PeakG | 0 | 0 | 0 | 0 | 0 | 0
PeakO | 0 | 0 | 0 | 0 | 0 | 0
ST | 0 | 0 | 0 | 0 | 0 | 0
STOG | 0 | 0 | 0 | 0 | 0 | 0
STWD | 0 | 0 | 0 | 0 | 0 | 0
WT | 0 | 0 | 0 | 0 | 0 | 0
IGCC | 0 | 0 | 0 | 0 | 0 | 0
DemandResponse | 0 | 0 | 0 | 0 | 0 | 0
IGCC-CCS | 0 | 0 | 0 | 0 | 0 | 0
WT_off | 0 | 0 | 0 | 0 | 0 | 0
PseudoUnit | 0 | 0 | 0 | 0 | 0 | 0
FixedInterchange | 0 | 0 | 0 | 0 | 0 | 0
Levelized Retrofit Capital Costs by Reporting Type: NWPP_NucRenew
ReportingType | 2015 | 2020 | 2025 | 2030 | 2035 | 2040
BM | 0 | 0 | 0 | 0 | 0 | 0
CC | 0 | 0 | 0 | 0 | 0 | 0
CSP | 0 | 0 | 0 | 0 | 0 | 0
CT | 0 | 0 | 0 | 0 | 0 | 0
Coal | 0 | 0 | 0 | 0 | 0 | 0
Geo | 0 | 0 | 0 | 0 | 0 | 0
H | 0 | 0 | 0 | 0 | 0 | 0
LFG | 0 | 0 | 0 | 0 | 0 | 0
Nuc | 0 | 0 | 0 | 0 | 0 | 0
PS | 0 | 0 | 0 | 0 | 0 | 0
PV | 0 | 0 | 0 | 0 | 0 | 0
PeakG | 0 | 0 | 0 | 0 | 0 | 0
PeakO | 0 | 0 | 0 | 0 | 0 | 0
ST | 0 | 0 | 0 | 0 | 0 | 0
STOG | 0 | 0 | 0 | 0 | 0 | 0
STWD | 0 | 0 | 0 | 0 | 0 | 0
WT | 0 | 0 | 0 | 0 | 0 | 0
IGCC | 0 | 0 | 0 | 0 | 0 | 0
DemandResponse | 0 | 0 | 0 | 0 | 0 | 0
IGCC-CCS | 0 | 0 | 0 | 0 | 0 | 0
WT_off | 0 | 0 | 0 | 0 | 0 | 0
PseudoUnit | 0 | 0 | 0 | 0 | 0 | 0
FixedInterchange | 0 | 0 | 0 | 0 | 0 | 0
Levelized Retrofit Capital Costs by Reporting Type: RMPA
ReportingType | 2015 | 2020 | 2025 | 2030 | 2035 | 2040
BM | 0 | 0 | 0 | 0 | 0 | 0
CC | 0 | 0 | 0 | 0 | 0 | 0
CSP | 0 | 0 | 0 | 0 | 0 | 0
CT | 0 | 0 | 0 | 0 | 0 | 0
Coal | 29.1 | 91.53 | 91.53 | 0 | 0 | 0
Geo | 0 | 0 | 0 | 0 | 0 | 0
H | 0 | 0 | 0 | 0 | 0 | 0
LFG | 0 | 0 | 0 | 0 | 0 | 0
Nuc | 0 | 0 | 0 | 0 | 0 | 0
PS | 0 | 0 | 0 | 0 | 0 | 0
PV | 0 | 0 | 0 | 0 | 0 | 0
PeakG | 0 | 0 | 0 | 0 | 0 | 0
PeakO | 0 | 0 | 0 | 0 | 0 | 0
ST | 0 | 0 | 0 | 0 | 0 | 0
STOG | 0 | 0 | 0 | 0 | 0 | 0
STWD | 0 | 0 | 0 | 0 | 0 | 0
WT | 0 | 0 | 0 | 0 | 0 | 0
IGCC | 0 | 0 | 0 | 0 | 0 | 0
DemandResponse | 0 | 0 | 0 | 0 | 0 | 0
IGCC-CCS | 0 | 0 | 0 | 0 | 0 | 0
WT_off | 0 | 0 | 0 | 0 | 0 | 0
PseudoUnit | 0 | 0 | 0 | 0 | 0 | 0
FixedInterchange | 0 | 0 | 0 | 0 | 0 | 0
Levelized Retrofit Capital Costs by Reporting Type: SP15
ReportingType | 2015 | 2020 | 2025 | 2030 | 2035 | 2040
BM | 0 | 0 | 0 | 0 | 0 | 0
CC | 0 | 0 | 0 | 0 | 0 | 0
CSP | 0 | 0 | 0 | 0 | 0 | 0
CT | 0 | 0 | 0 | 0 | 0 | 0
Coal | 0 | 2.92 | 2.92 | 0 | 0 | 0
Geo | 0 | 0 | 0 | 0 | 0 | 0
H | 0 | 0 | 0 | 0 | 0 | 0
LFG | 0 | 0 | 0 | 0 | 0 | 0
Nuc | 0 | 0 | 0 | 0 | 0 | 0
PS | 0 | 0 | 0 | 0 | 0 | 0
PV | 0 | 0 | 0 | 0 | 0 | 0
PeakG | 0 | 0 | 0 | 0 | 0 | 0
PeakO | 0 | 0 | 0 | 0 | 0 | 0
ST | 0 | 0 | 0 | 0 | 0 | 0
STOG | 0 | 0 | 0 | 0 | 0 | 0
STWD | 0 | 0 | 0 | 0 | 0 | 0
WT | 0 | 0 | 0 | 0 | 0 | 0
IGCC | 0 | 0 | 0 | 0 | 0 | 0
DemandResponse | 0 | 0 | 0 | 0 | 0 | 0
IGCC-CCS | 0 | 0 | 0 | 0 | 0 | 0
WT_off | 0 | 0 | 0 | 0 | 0 | 0
PseudoUnit | 0 | 0 | 0 | 0 | 0 | 0
FixedInterchange | 0 | 0 | 0 | 0 | 0 | 0
Levelized Retrofit Capital Costs by Reporting Type: ALB
ReportingType | 2015 | 2020 | 2025 | 2030 | 2035 | 2040
BM | 0 | 0 | 0 | 0 | 0 | 0
CC | 0 | 0 | 0 | 0 | 0 | 0
CSP | 0 | 0 | 0 | 0 | 0 | 0
CT | 0 | 0 | 0 | 0 | 0 | 0
Coal | 0 | 0 | 0 | 0 | 0 | 0
Geo | 0 | 0 | 0 | 0 | 0 | 0
H | 0 | 0 | 0 | 0 | 0 | 0
LFG | 0 | 0 | 0 | 0 | 0 | 0
Nuc | 0 | 0 | 0 | 0 | 0 | 0
PS | 0 | 0 | 0 | 0 | 0 | 0
PV | 0 | 0 | 0 | 0 | 0 | 0
PeakG | 0 | 0 | 0 | 0 | 0 | 0
PeakO | 0 | 0 | 0 | 0 | 0 | 0
ST | 0 | 0 | 0 | 0 | 0 | 0
STOG | 0 | 0 | 0 | 0 | 0 | 0
STWD | 0 | 0 | 0 | 0 | 0 | 0
WT | 0 | 0 | 0 | 0 | 0 | 0
IGCC | 0 | 0 | 0 | 0 | 0 | 0
DemandResponse | 0 | 0 | 0 | 0 | 0 | 0
IGCC-CCS | 0 | 0 | 0 | 0 | 0 | 0
WT_off | 0 | 0 | 0 | 0 | 0 | 0
PseudoUnit | 0 | 0 | 0 | 0 | 0 | 0
FixedInterchange | 0 | 0 | 0 | 0 | 0 | 0
Levelized Retrofit Capital Costs by Reporting Type: BC
ReportingType | 2015 | 2020 | 2025 | 2030 | 2035 | 2040
BM | 0 | 0 | 0 | 0 | 0 | 0
CC | 0 | 0 | 0 | 0 | 0 | 0
CSP | 0 | 0 | 0 | 0 | 0 | 0
CT | 0 | 0 | 0 | 0 | 0 | 0
Coal | 0 | 0 | 0 | 0 | 0 | 0
Geo | 0 | 0 | 0 | 0 | 0 | 0
H | 0 | 0 | 0 | 0 | 0 | 0
LFG | 0 | 0 | 0 | 0 | 0 | 0
Nuc | 0 | 0 | 0 | 0 | 0 | 0
PS | 0 | 0 | 0 | 0 | 0 | 0
PV | 0 | 0 | 0 | 0 | 0 | 0
PeakG | 0 | 0 | 0 | 0 | 0 | 0
PeakO | 0 | 0 | 0 | 0 | 0 | 0
ST | 0 | 0 | 0 | 0 | 0 | 0
STOG | 0 | 0 | 0 | 0 | 0 | 0
STWD | 0 | 0 | 0 | 0 | 0 | 0
WT | 0 | 0 | 0 | 0 | 0 | 0
IGCC | 0 | 0 | 0 | 0 | 0 | 0
DemandResponse | 0 | 0 | 0 | 0 | 0 | 0
IGCC-CCS | 0 | 0 | 0 | 0 | 0 | 0
WT_off | 0 | 0 | 0 | 0 | 0 | 0
PseudoUnit | 0 | 0 | 0 | 0 | 0 | 0
FixedInterchange | 0 | 0 | 0 | 0 | 0 | 0
Levelized Retrofit Capital Costs by Reporting Type: HQ_IESO
ReportingType | 2015 | 2020 | 2025 | 2030 | 2035 | 2040
BM | 0 | 0 | 0 | 0 | 0 | 0
CC | 0 | 0 | 0 | 0 | 0 | 0
CSP | 0 | 0 | 0 | 0 | 0 | 0
CT | 0 | 0 | 0 | 0 | 0 | 0
Coal | 0 | 0 | 0 | 0 | 0 | 0
Geo | 0 | 0 | 0 | 0 | 0 | 0
H | 0 | 0 | 0 | 0 | 0 | 0
LFG | 0 | 0 | 0 | 0 | 0 | 0
Nuc | 0 | 0 | 0 | 0 | 0 | 0
PS | 0 | 0 | 0 | 0 | 0 | 0
PV | 0 | 0 | 0 | 0 | 0 | 0
PeakG | 0 | 0 | 0 | 0 | 0 | 0
PeakO | 0 | 0 | 0 | 0 | 0 | 0
ST | 0 | 0 | 0 | 0 | 0 | 0
STOG | 0 | 0 | 0 | 0 | 0 | 0
STWD | 0 | 0 | 0 | 0 | 0 | 0
WT | 0 | 0 | 0 | 0 | 0 | 0
IGCC | 0 | 0 | 0 | 0 | 0 | 0
DemandResponse | 0 | 0 | 0 | 0 | 0 | 0
IGCC-CCS | 0 | 0 | 0 | 0 | 0 | 0
WT_off | 0 | 0 | 0 | 0 | 0 | 0
PseudoUnit | 0 | 0 | 0 | 0 | 0 | 0
FixedInterchange | 0 | 0 | 0 | 0 | 0 | 0
Levelized Retrofit Capital Costs by Reporting Type: HQ_NEISO
ReportingType | 2015 | 2020 | 2025 | 2030 | 2035 | 2040
BM | 0 | 0 | 0 | 0 | 0 | 0
CC | 0 | 0 | 0 | 0 | 0 | 0
CSP | 0 | 0 | 0 | 0 | 0 | 0
CT | 0 | 0 | 0 | 0 | 0 | 0
Coal | 0 | 0 | 0 | 0 | 0 | 0
Geo | 0 | 0 | 0 | 0 | 0 | 0
H | 0 | 0 | 0 | 0 | 0 | 0
LFG | 0 | 0 | 0 | 0 | 0 | 0
Nuc | 0 | 0 | 0 | 0 | 0 | 0
PS | 0 | 0 | 0 | 0 | 0 | 0
PV | 0 | 0 | 0 | 0 | 0 | 0
PeakG | 0 | 0 | 0 | 0 | 0 | 0
PeakO | 0 | 0 | 0 | 0 | 0 | 0
ST | 0 | 0 | 0 | 0 | 0 | 0
STOG | 0 | 0 | 0 | 0 | 0 | 0
STWD | 0 | 0 | 0 | 0 | 0 | 0
WT | 0 | 0 | 0 | 0 | 0 | 0
IGCC | 0 | 0 | 0 | 0 | 0 | 0
DemandResponse | 0 | 0 | 0 | 0 | 0 | 0
IGCC-CCS | 0 | 0 | 0 | 0 | 0 | 0
WT_off | 0 | 0 | 0 | 0 | 0 | 0
PseudoUnit | 0 | 0 | 0 | 0 | 0 | 0
FixedInterchange | 0 | 0 | 0 | 0 | 0 | 0
Levelized Retrofit Capital Costs by Reporting Type: HQ_NY
ReportingType | 2015 | 2020 | 2025 | 2030 | 2035 | 2040
BM | 0 | 0 | 0 | 0 | 0 | 0
CC | 0 | 0 | 0 | 0 | 0 | 0
CSP | 0 | 0 | 0 | 0 | 0 | 0
CT | 0 | 0 | 0 | 0 | 0 | 0
Coal | 0 | 0 | 0 | 0 | 0 | 0
Geo | 0 | 0 | 0 | 0 | 0 | 0
H | 0 | 0 | 0 | 0 | 0 | 0
LFG | 0 | 0 | 0 | 0 | 0 | 0
Nuc | 0 | 0 | 0 | 0 | 0 | 0
PS | 0 | 0 | 0 | 0 | 0 | 0
PV | 0 | 0 | 0 | 0 | 0 | 0
PeakG | 0 | 0 | 0 | 0 | 0 | 0
PeakO | 0 | 0 | 0 | 0 | 0 | 0
ST | 0 | 0 | 0 | 0 | 0 | 0
STOG | 0 | 0 | 0 | 0 | 0 | 0
STWD | 0 | 0 | 0 | 0 | 0 | 0
WT | 0 | 0 | 0 | 0 | 0 | 0
IGCC | 0 | 0 | 0 | 0 | 0 | 0
DemandResponse | 0 | 0 | 0 | 0 | 0 | 0
IGCC-CCS | 0 | 0 | 0 | 0 | 0 | 0
WT_off | 0 | 0 | 0 | 0 | 0 | 0
PseudoUnit | 0 | 0 | 0 | 0 | 0 | 0
FixedInterchange | 0 | 0 | 0 | 0 | 0 | 0
Levelized Retrofit Capital Costs by Reporting Type: MARITIMES
ReportingType | 2015 | 2020 | 2025 | 2030 | 2035 | 2040
BM | 0 | 0 | 0 | 0 | 0 | 0
CC | 0 | 0 | 0 | 0 | 0 | 0
CSP | 0 | 0 | 0 | 0 | 0 | 0
CT | 0 | 0 | 0 | 0 | 0 | 0
Coal | 0 | 0 | 0 | 0 | 0 | 0
Geo | 0 | 0 | 0 | 0 | 0 | 0
H | 0 | 0 | 0 | 0 | 0 | 0
LFG | 0 | 0 | 0 | 0 | 0 | 0
Nuc | 0 | 0 | 0 | 0 | 0 | 0
PS | 0 | 0 | 0 | 0 | 0 | 0
PV | 0 | 0 | 0 | 0 | 0 | 0
PeakG | 0 | 0 | 0 | 0 | 0 | 0
PeakO | 0 | 0 | 0 | 0 | 0 | 0
ST | 0 | 0 | 0 | 0 | 0 | 0
STOG | 0 | 0 | 0 | 0 | 0 | 0
STWD | 0 | 0 | 0 | 0 | 0 | 0
WT | 0 | 0 | 0 | 0 | 0 | 0
IGCC | 0 | 0 | 0 | 0 | 0 | 0
DemandResponse | 0 | 0 | 0 | 0 | 0 | 0
IGCC-CCS | 0 | 0 | 0 | 0 | 0 | 0
WT_off | 0 | 0 | 0 | 0 | 0 | 0
PseudoUnit | 0 | 0 | 0 | 0 | 0 | 0
FixedInterchange | 0 | 0 | 0 | 0 | 0 | 0
Levelized Retrofit Capital Costs by Reporting Type: All
ReportingType | 2015 | 2020 | 2025 | 2030 | 2035 | 2040
BM | 0 | 0 | 0 | 0 | 0 | 0
CC | 0 | 0 | 0 | 0 | 0 | 0
CSP | 0 | 0 | 0 | 0 | 0 | 0
CT | 0 | 0 | 0 | 0 | 0 | 0
Coal | 1184.41 | 5230.28 | 4396.61 | 0 | 0 | 0
Geo | 0 | 0 | 0 | 0 | 0 | 0
H | 0 | 0 | 0 | 0 | 0 | 0
LFG | 0 | 0 | 0 | 0 | 0 | 0
Nuc | 0 | 0 | 0 | 0 | 0 | 0
PS | 0 | 0 | 0 | 0 | 0 | 0
PV | 0 | 0 | 0 | 0 | 0 | 0
PeakG | 0 | 0 | 0 | 0 | 0 | 0
PeakO | 0 | 0 | 0 | 0 | 0 | 0
ST | 0 | 0 | 0 | 0 | 0 | 0
STOG | 0 | 0 | 0 | 0 | 0 | 0
STWD | 0 | 0 | 0 | 0 | 0 | 0
WT | 0 | 0 | 0 | 0 | 0 | 0
IGCC | 0 | 0 | 0 | 0 | 0 | 0
DemandResponse | 0 | 0 | 0 | 0 | 0 | 0
IGCC-CCS | 0 | 0 | 0 | 0 | 0 | 0
WT_off | 0 | 0 | 0 | 0 | 0 | 0
PseudoUnit | 0 | 0 | 0 | 0 | 0 | 0
FixedInterchange | 0 | 0 | 0 | 0 | 0 | 0
Levelized Retrofit Capital Costs by Reporting Type: EI_US
ReportingType | 2015 | 2020 | 2025 | 2030 | 2035 | 2040
BM | 0 | 0 | 0 | 0 | 0 | 0
CC | 0 | 0 | 0 | 0 | 0 | 0
CSP | 0 | 0 | 0 | 0 | 0 | 0
CT | 0 | 0 | 0 | 0 | 0 | 0
Coal | 1023.13 | 4568.2 | 3767.45 | 0 | 0 | 0
Geo | 0 | 0 | 0 | 0 | 0 | 0
H | 0 | 0 | 0 | 0 | 0 | 0
LFG | 0 | 0 | 0 | 0 | 0 | 0
Nuc | 0 | 0 | 0 | 0 | 0 | 0
PS | 0 | 0 | 0 | 0 | 0 | 0
PV | 0 | 0 | 0 | 0 | 0 | 0
PeakG | 0 | 0 | 0 | 0 | 0 | 0
PeakO | 0 | 0 | 0 | 0 | 0 | 0
ST | 0 | 0 | 0 | 0 | 0 | 0
STOG | 0 | 0 | 0 | 0 | 0 | 0
STWD | 0 | 0 | 0 | 0 | 0 | 0
WT | 0 | 0 | 0 | 0 | 0 | 0
IGCC | 0 | 0 | 0 | 0 | 0 | 0
DemandResponse | 0 | 0 | 0 | 0 | 0 | 0
IGCC-CCS | 0 | 0 | 0 | 0 | 0 | 0
WT_off | 0 | 0 | 0 | 0 | 0 | 0
PseudoUnit | 0 | 0 | 0 | 0 | 0 | 0
FixedInterchange | 0 | 0 | 0 | 0 | 0 | 0
Levelized Retrofit Capital Costs by Reporting Type: EI_Canada
ReportingType | 2015 | 2020 | 2025 | 2030 | 2035 | 2040
BM | 0 | 0 | 0 | 0 | 0 | 0
CC | 0 | 0 | 0 | 0 | 0 | 0
CSP | 0 | 0 | 0 | 0 | 0 | 0
CT | 0 | 0 | 0 | 0 | 0 | 0
Coal | 0 | 0 | 0 | 0 | 0 | 0
Geo | 0 | 0 | 0 | 0 | 0 | 0
H | 0 | 0 | 0 | 0 | 0 | 0
LFG | 0 | 0 | 0 | 0 | 0 | 0
Nuc | 0 | 0 | 0 | 0 | 0 | 0
PS | 0 | 0 | 0 | 0 | 0 | 0
PV | 0 | 0 | 0 | 0 | 0 | 0
PeakG | 0 | 0 | 0 | 0 | 0 | 0
PeakO | 0 | 0 | 0 | 0 | 0 | 0
ST | 0 | 0 | 0 | 0 | 0 | 0
STOG | 0 | 0 | 0 | 0 | 0 | 0
STWD | 0 | 0 | 0 | 0 | 0 | 0
WT | 0 | 0 | 0 | 0 | 0 | 0
IGCC | 0 | 0 | 0 | 0 | 0 | 0
DemandResponse | 0 | 0 | 0 | 0 | 0 | 0
IGCC-CCS | 0 | 0 | 0 | 0 | 0 | 0
WT_off | 0 | 0 | 0 | 0 | 0 | 0
PseudoUnit | 0 | 0 | 0 | 0 | 0 | 0
FixedInterchange | 0 | 0 | 0 | 0 | 0 | 0
Levelized Retrofit Capital Costs by Reporting Type: EI
ReportingType | 2015 | 2020 | 2025 | 2030 | 2035 | 2040
BM | 0 | 0 | 0 | 0 | 0 | 0
CC | 0 | 0 | 0 | 0 | 0 | 0
CSP | 0 | 0 | 0 | 0 | 0 | 0
CT | 0 | 0 | 0 | 0 | 0 | 0
Coal | 1023.13 | 4568.2 | 3767.45 | 0 | 0 | 0
Geo | 0 | 0 | 0 | 0 | 0 | 0
H | 0 | 0 | 0 | 0 | 0 | 0
LFG | 0 | 0 | 0 | 0 | 0 | 0
Nuc | 0 | 0 | 0 | 0 | 0 | 0
PS | 0 | 0 | 0 | 0 | 0 | 0
PV | 0 | 0 | 0 | 0 | 0 | 0
PeakG | 0 | 0 | 0 | 0 | 0 | 0
PeakO | 0 | 0 | 0 | 0 | 0 | 0
ST | 0 | 0 | 0 | 0 | 0 | 0
STOG | 0 | 0 | 0 | 0 | 0 | 0
STWD | 0 | 0 | 0 | 0 | 0 | 0
WT | 0 | 0 | 0 | 0 | 0 | 0
IGCC | 0 | 0 | 0 | 0 | 0 | 0
DemandResponse | 0 | 0 | 0 | 0 | 0 | 0
IGCC-CCS | 0 | 0 | 0 | 0 | 0 | 0
WT_off | 0 | 0 | 0 | 0 | 0 | 0
PseudoUnit | 0 | 0 | 0 | 0 | 0 | 0
FixedInterchange | 0 | 0 | 0 | 0 | 0 | 0
Levelized Retrofit Capital Costs by Reporting Type: Outside_EI
ReportingType | 2015 | 2020 | 2025 | 2030 | 2035 | 2040
BM | 0 | 0 | 0 | 0 | 0 | 0
CC | 0 | 0 | 0 | 0 | 0 | 0
CSP | 0 | 0 | 0 | 0 | 0 | 0
CT | 0 | 0 | 0 | 0 | 0 | 0
Coal | 161.28 | 662.08 | 629.15 | 0 | 0 | 0
Geo | 0 | 0 | 0 | 0 | 0 | 0
H | 0 | 0 | 0 | 0 | 0 | 0
LFG | 0 | 0 | 0 | 0 | 0 | 0
Nuc | 0 | 0 | 0 | 0 | 0 | 0
PS | 0 | 0 | 0 | 0 | 0 | 0
PV | 0 | 0 | 0 | 0 | 0 | 0
PeakG | 0 | 0 | 0 | 0 | 0 | 0
PeakO | 0 | 0 | 0 | 0 | 0 | 0
ST | 0 | 0 | 0 | 0 | 0 | 0
STOG | 0 | 0 | 0 | 0 | 0 | 0
STWD | 0 | 0 | 0 | 0 | 0 | 0
WT | 0 | 0 | 0 | 0 | 0 | 0
IGCC | 0 | 0 | 0 | 0 | 0 | 0
DemandResponse | 0 | 0 | 0 | 0 | 0 | 0
IGCC-CCS | 0 | 0 | 0 | 0 | 0 | 0
WT_off | 0 | 0 | 0 | 0 | 0 | 0
PseudoUnit | 0 | 0 | 0 | 0 | 0 | 0
FixedInterchange | 0 | 0 | 0 | 0 | 0 | 0
#14 | 0.15: Total Costs ($million)
Total Costs by Reporting Type: Entergy
ReportingType | 2015 | 2020 | 2025 | 2030 | 2035 | 2040
BM | 0 | 0 | 0 | 0 | 0 | 0
CC | 2852.95 | 3141.32 | 1799.32 | 1211.72 | 1469.78 | 1449.07
CSP | 0 | 0 | 0 | 0 | 0 | 0
CT | 0 | 0 | 0 | 19.93 | 33.77 | 171.83
Coal | 2431.92 | 2724.21 | 2675.94 | 2203.72 | 2498.33 | 2839.27
Geo | 0 | 0 | 0 | 0 | 0 | 0
H | 10.6 | 10.6 | 10.6 | 10.6 | 10.6 | 10.6
LFG | 0.97 | 0.97 | 0.97 | 43.07 | 43.07 | 43.07
Nuc | 1262.64 | 1285.77 | 1294.03 | 1301.93 | 1099.75 | 1464.17
PS | 1.4 | 1.4 | 1.4 | 1.4 | 1.4 | 1.4
PV | 0.15 | 31.17 | 46.75 | 48.25 | 49.78 | 21
PeakG | 47.54 | 69.98 | 49.29 | 63.1 | 67 | 67
PeakO | 4.42 | 5.87 | 5.08 | 5.22 | 5.22 | 5.22
ST | 0 | 0 | 0 | 0 | 0 | 0
STOG | 253.46 | 296.12 | 268.37 | 233.08 | 285.35 | 299.16
STWD | 6.6 | 20.25 | 13.83 | 13.83 | 18.73 | 20.63
WT | 3.67 | 3.67 | 3.67 | 3.67 | 3.67 | 32.01
IGCC | 0 | 0 | 0 | 0 | 0 | 0
DemandResponse | 0 | 0 | 0 | 0 | 0 | 0
IGCC-CCS | 0 | 0 | 0 | 0 | 0 | 0
WT_off | 0 | 0 | 0 | 0 | 0 | 0
PseudoUnit | 0 | 0 | 0 | 0 | 0 | 0
FixedInterchange | 0 | 0 | 0 | 0 | 0 | 0
Total Costs by Reporting Type: FRCC
ReportingType | 2015 | 2020 | 2025 | 2030 | 2035 | 2040
BM | 0 | 0 | 0 | 0 | 0 | 0
CC | 7170.07 | 8378.64 | 8617.14 | 8977.38 | 13392.34 | 17079.63
CSP | 0 | 0 | 0 | 0 | 0 | 0
CT | 222.13 | 226.51 | 240.9 | 245.56 | 33.43 | 65.95
Coal | 2906.75 | 2944.88 | 3002.07 | 3039.27 | 3163.28 | 3220.59
Geo | 0 | 0 | 0 | 0 | 0 | 0
H | 0.78 | 0.78 | 0.78 | 0.78 | 0.78 | 0.78
LFG | 58.68 | 58.68 | 137.08 | 137.08 | 137.08 | 137.08
Nuc | 960.37 | 1000.19 | 984.15 | 990.13 | 1182.7 | 448.91
PS | 0 | 0 | 0 | 0 | 0 | 0
PV | 0.75 | 0.75 | 0.75 | 0.75 | 0.75 | 0.75
PeakG | 151.29 | 220.3 | 162.64 | 209.46 | 209.9 | 210.1
PeakO | 64.61 | 83.43 | 68.43 | 68.43 | 68.43 | 68.43
ST | 0 | 0 | 0 | 0 | 0 | 0
STOG | 350.73 | 393.61 | 387.46 | 397.78 | 375.42 | 376
STWD | 6.25 | 111.9 | 110.46 | 110.46 | 110.46 | 110.46
WT | 0 | 0 | 0 | 0 | 0 | 0
IGCC | 0 | 0 | 0 | 0 | 0 | 0
DemandResponse | 0 | 0 | 0 | 0 | 0 | 0
IGCC-CCS | 0 | 0 | 0 | 0 | 0 | 0
WT_off | 0 | 0 | 0 | 0 | 0 | 0
PseudoUnit | 0 | 0 | 0 | 0 | 0 | 0
FixedInterchange | 0 | 0 | 0 | 0 | 0 | 0
Total Costs by Reporting Type: MAPP_US
ReportingType | 2015 | 2020 | 2025 | 2030 | 2035 | 2040
BM | 0 | 0 | 0 | 0 | 0 | 0
CC | 27.27 | 34.29 | 19.56 | 16.67 | 18.75 | 21.19
CSP | 0 | 0 | 0 | 0 | 0 | 0
CT | 27.96 | 28.13 | 27.96 | 27.26 | 23.06 | 65.29
Coal | 720.03 | 641.33 | 605.04 | 564.4 | 591.88 | 612.37
Geo | 3.95 | 3.95 | 3.95 | 3.95 | 3.95 | 3.95
H | 31.14 | 31.14 | 31.14 | 31.14 | 31.14 | 31.14
LFG | 0.24 | 0.24 | 0.24 | 28.15 | 28.15 | 28.15
Nuc | 0.01 | 0.01 | 0.01 | 0.01 | 0.01 | 0.01
PS | 0 | 0 | 0 | 0 | 0 | 0
PV | 0 | 0 | 0 | 0 | 0 | 0
PeakG | 17.39 | 24.41 | 18.3 | 17.69 | 19.27 | 21.05
PeakO | 0 | 0 | 0 | 0 | 0 | 0
ST | 0 | 0 | 0 | 0 | 0 | 0
STOG | 0 | 0 | 0 | 0 | 0 | 0
STWD | 0 | 0 | 0 | 0 | 0 | 0
WT | 178.2 | 661.47 | 1724.08 | 2197.15 | 3001.97 | 2563.11
IGCC | 0 | 0 | 0 | 0 | 0 | 0
DemandResponse | 0 | 0 | 0 | 0 | 0 | 0
IGCC-CCS | 0 | 0 | 0 | 0 | 0 | 0
WT_off | 0 | 0 | 0 | 0 | 0 | 0
PseudoUnit | 0 | 0 | 0 | 0 | 0 | 0
FixedInterchange | 0 | 0 | 0 | 0 | 0 | 0
Total Costs by Reporting Type: MISO_IN
ReportingType | 2015 | 2020 | 2025 | 2030 | 2035 | 2040
BM | 0 | 0 | 0 | 0 | 0 | 0
CC | 227.07 | 331.62 | 237.7 | 153.48 | 208.98 | 255.98
CSP | 0 | 0 | 0 | 0 | 0 | 0
CT | 0 | 0 | 0 | 0 | 0 | 0
Coal | 3576.67 | 4190.98 | 4166.94 | 4025.54 | 4553.58 | 4799.88
Geo | 0 | 0 | 0 | 0 | 0 | 0
H | 1.07 | 1.07 | 1.07 | 1.07 | 1.07 | 1.07
LFG | 4.47 | 4.47 | 21.62 | 36.74 | 36.74 | 36.74
Nuc | 0.01 | 0.01 | 0.01 | 0.01 | 0.01 | 0.01
PS | 0 | 0 | 0 | 0 | 0 | 0
PV | 0 | 118.69 | 186.91 | 186.91 | 192.3 | 83.8
PeakG | 53.92 | 78.61 | 56.04 | 73.39 | 76.74 | 78.83
PeakO | 10.59 | 13.5 | 10.82 | 10.82 | 10.82 | 10.82
ST | 0 | 0 | 0 | 0 | 0 | 0
STOG | 15.25 | 20.73 | 15.83 | 16.05 | 20.37 | 21.4
STWD | 0 | 0 | 0 | 0 | 0 | 0
WT | 18.33 | 18.33 | 18.33 | 18.33 | 18.33 | 18.33
IGCC | 366.75 | 367.1 | 368.41 | 368.37 | 373.55 | 376.3
DemandResponse | 0 | 0 | 0 | 0 | 0 | 0
IGCC-CCS | 0 | 0 | 0 | 0 | 0 | 0
WT_off | 0 | 0 | 0 | 0 | 0 | 0
PseudoUnit | 0 | 0 | 0 | 0 | 0 | 0
FixedInterchange | 0 | 0 | 0 | 0 | 0 | 0
Total Costs by Reporting Type: MISO_MI
ReportingType | 2015 | 2020 | 2025 | 2030 | 2035 | 2040
BM | 0 | 0 | 0 | 0 | 0 | 0
CC | 619.83 | 748.58 | 549.99 | 384.3 | 539.85 | 508.38
CSP | 0 | 0 | 0 | 0 | 0 | 0
CT | 0 | 0 | 0 | 0 | 0 | 0
Coal | 2457.11 | 2685.89 | 2636.53 | 2295.39 | 2644.66 | 2766.37
Geo | 0 | 0 | 0 | 0 | 0 | 0
H | 2.01 | 2.01 | 2.01 | 2.01 | 2.01 | 2.01
LFG | 19.68 | 49.69 | 86.25 | 86.25 | 86.25 | 64.97
Nuc | 449.71 | 452.56 | 461.47 | 464.43 | 273.15 | 529.13
PS | 44.44 | 44.44 | 44.44 | 44.44 | 44.44 | 44.44
PV | 0 | 0 | 0 | 0 | 0 | 0
PeakG | 64.99 | 95.66 | 73.71 | 85.87 | 88.05 | 88.35
PeakO | 15.67 | 19.97 | 16.01 | 16.01 | 16.01 | 16.01
ST | 0 | 0 | 0 | 0 | 0 | 0
STOG | 147.77 | 185.58 | 160.97 | 163.31 | 167.95 | 181.9
STWD | 25.9 | 96.67 | 95.46 | 95.46 | 95.46 | 95.46
WT | 642 | 735.76 | 735.76 | 778.56 | 243.16 | 206.83
IGCC | 0 | 0 | 0 | 0 | 0 | 0
DemandResponse | 0 | 0 | 0 | 0 | 0 | 0
IGCC-CCS | 0 | 0 | 0 | 0 | 0 | 0
WT_off | 0 | 0 | 0 | 0 | 0 | 0
PseudoUnit | 0 | 0 | 0 | 0 | 0 | 0
FixedInterchange | 0 | 0 | 0 | 0 | 0 | 0
Total Costs by Reporting Type: MISO_MO-IL
ReportingType | 2015 | 2020 | 2025 | 2030 | 2035 | 2040
BM | 0 | 0 | 0 | 0 | 0 | 0
CC | 165.97 | 234.23 | 137.41 | 85.56 | 97.23 | 103.61
CSP | 0 | 0 | 0 | 0 | 0 | 0
CT | 0 | 0 | 0 | 0 | 0 | 0
Coal | 4506.88 | 4648.36 | 4581.16 | 4219.88 | 4882.53 | 5030.04
Geo | 0 | 0 | 0 | 0 | 0 | 0
H | 5.01 | 106.17 | 106.17 | 106.17 | 106.17 | 106.17
LFG | 2.17 | 2.17 | 94.6 | 94.6 | 94.6 | 94.6
Nuc | 493.74 | 512.79 | 521.93 | 524.97 | 524.97 | 524.97
PS | 10.45 | 10.45 | 10.45 | 10.45 | 10.45 | 10.45
PV | 0 | 0 | 0 | 0 | 0 | 0
PeakG | 103.41 | 140.41 | 101.82 | 107.08 | 118.39 | 120.88
PeakO | 21.48 | 28.65 | 22.96 | 22.96 | 22.96 | 22.96
ST | 0 | 0 | 0 | 0 | 0 | 0
STOG | 32.2 | 37.45 | 30.15 | 30.42 | 30.93 | 26.85
STWD | 0 | 0 | 0 | 0 | 0 | 0
WT | 109.19 | 109.19 | 109.19 | 651.14 | 563.34 | 1144.95
IGCC | 0 | 0 | 0 | 0 | 0 | 0
DemandResponse | 0 | 0 | 0 | 0 | 0 | 0
IGCC-CCS | 0 | 0 | 0 | 0 | 0 | 0
WT_off | 0 | 0 | 0 | 0 | 0 | 0
PseudoUnit | 0 | 0 | 0 | 0 | 0 | 0
FixedInterchange | 0 | 0 | 0 | 0 | 0 | 0
Total Costs by Reporting Type: MISO_W
ReportingType | 2015 | 2020 | 2025 | 2030 | 2035 | 2040
BM | 0 | 0 | 0 | 0 | 0 | 0
CC | 461.97 | 512.68 | 324.23 | 204.65 | 264.8 | 286.41
CSP | 0 | 0 | 0 | 0 | 0 | 0
CT | 0 | 0 | 0 | 0 | 0 | 0
Coal | 2819.19 | 3274.45 | 3284.75 | 2779.58 | 3123.09 | 3304.48
Geo | 0 | 0 | 0 | 0 | 0 | 0
H | 7.08 | 7.08 | 7.08 | 7.08 | 7.08 | 7.08
LFG | 24.75 | 24.75 | 54.27 | 54.27 | 54.27 | 54.27
Nuc | 539.99 | 543.1 | 552.83 | 814.83 | 0.05 | 0.05
PS | 0 | 0 | 0 | 0 | 0 | 0
PV | 0 | 0 | 0 | 0 | 0 | 0
PeakG | 94.65 | 130.82 | 93.86 | 106.73 | 110.74 | 110.99
PeakO | 56.38 | 79.08 | 64.57 | 64.57 | 64.57 | 64.57
ST | 0 | 0 | 0 | 0 | 0 | 0
STOG | 8 | 9.23 | 7.79 | 7.68 | 7.68 | 7.68
STWD | 10.03 | 136.1 | 40.12 | 80.04 | 77.3 | 113.53
WT | 1122.01 | 1122.01 | 1122.01 | 4807.67 | 5117.45 | 5870.87
IGCC | 0 | 0 | 0 | 0 | 0 | 0
DemandResponse | 0 | 0 | 0 | 0 | 0 | 0
IGCC-CCS | 0 | 0 | 0 | 0 | 0 | 0
WT_off | 0 | 0 | 0 | 0 | 0 | 0
PseudoUnit | 0 | 0 | 0 | 0 | 0 | 0
FixedInterchange | 0 | 0 | 0 | 0 | 0 | 0
Total Costs by Reporting Type: MISO_WUMS
ReportingType | 2015 | 2020 | 2025 | 2030 | 2035 | 2040
BM | 0 | 0 | 0 | 0 | 0 | 0
CC | 608.39 | 743.85 | 547.06 | 236.49 | 401.79 | 381.21
CSP | 0 | 0 | 0 | 0 | 0 | 0
CT | 0 | 286.59 | 570.66 | 995.61 | 1969.12 | 2142.85
Coal | 1800.36 | 1920.18 | 1758.56 | 1659.8 | 2063.37 | 2232.96
Geo | 0 | 0 | 0 | 0 | 0 | 0
H | 4.79 | 5.15 | 5.15 | 5.15 | 5.15 | 5.15
LFG | 8.57 | 8.57 | 97.64 | 97.64 | 97.64 | 97.64
Nuc | 419.03 | 444.73 | 429.21 | 737.97 | 0.05 | 0.05
PS | 0 | 0 | 0 | 0 | 0 | 0
PV | 0 | 0 | 0 | 0 | 0 | 0
PeakG | 61.24 | 87.69 | 66.23 | 77.65 | 77.65 | 77.65
PeakO | 13.52 | 17.78 | 14.69 | 14.69 | 14.69 | 14.69
ST | 0 | 0 | 0 | 0 | 0 | 0
STOG | 13.37 | 15.78 | 13.39 | 13.39 | 13.39 | 13.39
STWD | 3.37 | 33.35 | 9.69 | 9.57 | 26.56 | 36.75
WT | 317.4 | 317.4 | 317.4 | 317.4 | 46.41 | 55.26
IGCC | 0 | 0 | 0 | 0 | 0 | 0
DemandResponse | 0 | 0 | 0 | 0 | 0 | 0
IGCC-CCS | 0 | 0 | 0 | 0 | 0 | 0
WT_off | 0 | 0 | 0 | 0 | 0 | 0
PseudoUnit | 0 | 0 | 0 | 0 | 0 | 0
FixedInterchange | 0 | 0 | 0 | 0 | 0 | 0
Total Costs by Reporting Type: Nebraska
ReportingType | 2015 | 2020 | 2025 | 2030 | 2035 | 2040
BM | 0 | 0 | 0 | 0 | 0 | 0
CC | 46.24 | 29.44 | 21.72 | 17.33 | 25.89 | 28.15
CSP | 0 | 0 | 0 | 0 | 0 | 0
CT | 0 | 0 | 0 | 0 | 0 | 0
Coal | 928.6 | 1151.19 | 867.37 | 658.2 | 696.25 | 764.54
Geo | 0 | 0 | 0 | 0 | 0 | 0
H | 2.38 | 2.38 | 2.38 | 2.38 | 2.38 | 2.38
LFG | 0.72 | 0.72 | 0.72 | 29.16 | 29.16 | 29.16
Nuc | 289.1 | 306.81 | 296.14 | 364.6 | 0.11 | 0.11
PS | 0 | 0 | 0 | 0 | 0 | 0
PV | 0 | 0 | 0 | 0 | 0 | 0
PeakG | 24.46 | 38.04 | 31.37 | 31.37 | 31.37 | 31.37
PeakO | 9.57 | 12.19 | 9.77 | 9.77 | 9.77 | 9.77
ST | 0 | 0 | 0 | 0 | 0 | 0
STOG | 0 | 0 | 0 | 0 | 0 | 0
STWD | 0 | 0 | 0 | 0 | 0 | 0
WT | 69.96 | 6536.8 | 13680.39 | 21612.48 | 21595.04 | 15715.04
IGCC | 0 | 0 | 0 | 0 | 0 | 0
DemandResponse | 0 | 0 | 0 | 0 | 0 | 0
IGCC-CCS | 0 | 0 | 0 | 0 | 0 | 0
WT_off | 0 | 0 | 0 | 0 | 0 | 0
PseudoUnit | 0 | 0 | 0 | 0 | 0 | 0
FixedInterchange | 0 | 0 | 0 | 0 | 0 | 0
Total Costs by Reporting Type: NEISO
ReportingType | 2015 | 2020 | 2025 | 2030 | 2035 | 2040
BM | 310.13 | 250.84 | 188.35 | 187.54 | 188.35 | 190.12
CC | 2358.71 | 2219.79 | 2052.23 | 1692.32 | 2187.58 | 2417.37
CSP | 0 | 0 | 0 | 0 | 0 | 0
CT | 32.42 | 32.87 | 32.89 | 31.31 | 2.86 | 2.9
Coal | 57.56 | 29.15 | 0 | 0 | 0 | 0
Geo | 0 | 0 | 0 | 0 | 0 | 0
H | 46.4 | 47.49 | 47.49 | 47.49 | 47.49 | 47.49
LFG | 84.95 | 84.95 | 113.53 | 113.53 | 98.81 | 98.81
Nuc | 1055.43 | 1120.79 | 1080.11 | 1086.32 | 784.86 | 1150.98
PS | 39.74 | 39.74 | 39.74 | 39.74 | 39.74 | 39.74
PV | 0.03 | 169.7 | 170.42 | 170.42 | 170.42 | 6.18
PeakG | 21.73 | 31.73 | 22.89 | 22.52 | 31.2 | 32.37
PeakO | 25.36 | 32.32 | 26.23 | 25.9 | 25.9 | 25.9
ST | 0 | 0 | 0 | 0 | 0 | 0
STOG | 0 | 0 | 0 | 0 | 0 | 0
STWD | 367.79 | 372.7 | 198.59 | 269.36 | 250.13 | 263.28
WT | 82.29 | 553.02 | 1152.22 | 1324.9 | 1497.57 | 1068.99
IGCC | 0 | 0 | 0 | 0 | 0 | 0
DemandResponse | 0 | 0 | 0 | 0 | 0 | 0
IGCC-CCS | 0 | 0 | 0 | 0 | 0 | 0
WT_off | 347.5 | 347.5 | 347.5 | 347.5 | 0 | 0
PseudoUnit | 0 | 0 | 0 | 0 | 0 | 0
FixedInterchange | 0 | 0 | 0 | 0 | 0 | 0
Total Costs by Reporting Type: NonRTO_Midwest
ReportingType | 2015 | 2020 | 2025 | 2030 | 2035 | 2040
BM | 0 | 0 | 0 | 0 | 0 | 0
CC | 0 | 0 | 0 | 0 | 0 | 76.64
CSP | 0 | 0 | 0 | 0 | 0 | 0
CT | 0 | 33.53 | 33.57 | 35.62 | 38.9 | 9.51
Coal | 2710.72 | 2984.43 | 2880.39 | 2810.98 | 3053.07 | 3248.43
Geo | 0 | 0 | 0 | 0 | 0 | 0
H | 2.04 | 2.04 | 258.59 | 258.59 | 258.59 | 258.59
LFG | 1.69 | 1.69 | 64.46 | 64.46 | 64.46 | 64.46
Nuc | 0.01 | 0.01 | 0.01 | 0.01 | 0.01 | 0.01
PS | 0 | 0 | 0 | 0 | 0 | 0
PV | 0 | 0 | 0 | 0 | 0 | 0
PeakG | 57.64 | 85.16 | 60.67 | 73.27 | 88.86 | 90.26
PeakO | 0.35 | 0.45 | 0.36 | 0.36 | 0.36 | 0.36
ST | 0 | 0 | 0 | 0 | 0 | 0
STOG | 0 | 0 | 0 | 0 | 0 | 0
STWD | 0 | 0 | 0 | 0 | 0 | 0
WT | 2.26 | 2.26 | 2.26 | 2.26 | 2.26 | 2.26
IGCC | 0 | 0 | 0 | 0 | 0 | 0
DemandResponse | 0 | 0 | 0 | 0 | 0 | 0
IGCC-CCS | 0 | 0 | 0 | 0 | 0 | 0
WT_off | 0 | 0 | 0 | 0 | 0 | 0
PseudoUnit | 0 | 0 | 0 | 0 | 0 | 0
FixedInterchange | 0 | 0 | 0 | 0 | 0 | 0
Total Costs by Reporting Type: NYISO_A-F
ReportingType | 2015 | 2020 | 2025 | 2030 | 2035 | 2040
BM | 0 | 0 | 0 | 0 | 0 | 0
CC | 499.82 | 581.25 | 474.75 | 491.21 | 785.97 | 806.83
CSP | 0 | 0 | 0 | 0 | 0 | 0
CT | 0 | 0 | 0 | 0 | 0 | 0
Coal | 0 | 0 | 0 | 0 | 0 | 0
Geo | 0 | 0 | 0 | 0 | 0 | 0
H | 62.6 | 62.6 | 62.6 | 62.6 | 62.6 | 62.6
LFG | 22.7 | 22.7 | 22.7 | 50.15 | 48.28 | 48.28
Nuc | 769.17 | 792.88 | 787.44 | 645.82 | 746.25 | 695.88
PS | 33.52 | 33.52 | 33.52 | 33.52 | 33.52 | 33.52
PV | 0 | 0 | 0 | 0 | 0 | 0
PeakG | 3.89 | 5.95 | 5.31 | 5.31 | 5.95 | 6.79
PeakO | 1.14 | 1.46 | 1.17 | 1.17 | 1.17 | 1.17
ST | 0 | 0 | 0 | 0 | 0 | 0
STOG | 0 | 0 | 0 | 0 | 0 | 0
STWD | 2.76 | 4.16 | 2.81 | 8.24 | 10.94 | 21.57
WT | 818.73 | 1033.38 | 1033.38 | 1033.38 | 328.19 | 133.48
IGCC | 0 | 0 | 0 | 0 | 0 | 0
DemandResponse | 0 | 0 | 0 | 0 | 0 | 0
IGCC-CCS | 0 | 0 | 0 | 0 | 0 | 0
WT_off | 0 | 0 | 0 | 0 | 0 | 0
PseudoUnit | 0 | 0 | 0 | 0 | 0 | 0
FixedInterchange | 0 | 0 | 0 | 0 | 0 | 0
Total Costs by Reporting Type: NYISO_G-I
ReportingType | 2015 | 2020 | 2025 | 2030 | 2035 | 2040
BM | 0 | 0 | 0 | 0 | 0 | 0
CC | 158.96 | 301.28 | 262.44 | 186.93 | 1068.77 | 2517.5
CSP | 0 | 0 | 0 | 0 | 0 | 0
CT | 0 | 0 | 0 | 0 | 0 | 0
Coal | 0 | 0 | 0 | 0 | 0 | 0
Geo | 0 | 0 | 0 | 0 | 0 | 0
H | 0.46 | 0.46 | 0.46 | 0.46 | 0.46 | 0.46
LFG | 7.73 | 7.73 | 7.85 | 37.77 | 37.77 | 37.77
Nuc | 466.19 | 495 | 477.19 | 479.96 | 543.55 | 0.21
PS | 0 | 0 | 0 | 0 | 0 | 0
PV | 0 | 0 | 0 | 0 | 0 | 0
PeakG | 1.52 | 2.04 | 1.62 | 1.57 | 1.57 | 1.57
PeakO | 2.55 | 3.25 | 2.61 | 2.61 | 2.61 | 2.61
ST | 0 | 0 | 0 | 0 | 0 | 0
STOG | 0 | 0 | 0 | 0 | 0 | 0
STWD | 0 | 0 | 0 | 0 | 0 | 0
WT | 0 | 18.15 | 18.15 | 18.15 | 18.15 | 1.69
IGCC | 0 | 0 | 0 | 0 | 0 | 0
DemandResponse | 0 | 0 | 0 | 0 | 0 | 0
IGCC-CCS | 0 | 0 | 0 | 0 | 0 | 0
WT_off | 0 | 0 | 0 | 0 | 0 | 0
PseudoUnit | 0 | 0 | 0 | 0 | 0 | 0
FixedInterchange | 0 | 0 | 0 | 0 | 0 | 0
Total Costs by Reporting Type: NYISO_J-K
ReportingType | 2015 | 2020 | 2025 | 2030 | 2035 | 2040
BM | 0 | 0 | 0 | 0 | 0 | 0
CC | 1219.21 | 1315.94 | 1300.71 | 1249.77 | 1659.42 | 1583.78
CSP | 0 | 0 | 0 | 0 | 0 | 0
CT | 0 | 0 | 0 | 28.28 | 186.57 | 247.14
Coal | 0 | 0 | 0 | 0 | 0 | 0
Geo | 0 | 0 | 0 | 0 | 0 | 0
H | 0 | 0 | 0 | 0 | 0 | 0
LFG | 14.97 | 14.97 | 14.97 | 50.65 | 50.65 | 50.65
Nuc | 0.01 | 0.01 | 0.01 | 0.01 | 0.01 | 0.01
PS | 0 | 0 | 0 | 0 | 0 | 0
PV | 23.8 | 23.8 | 23.8 | 23.8 | 0 | 0
PeakG | 59.94 | 86.68 | 69.59 | 77.66 | 95.14 | 93.4
PeakO | 61.69 | 79.16 | 63.78 | 65.02 | 65.02 | 65.02
ST | 0 | 0 | 0 | 0 | 0 | 0
STOG | 231.41 | 300.46 | 283.97 | 284.52 | 343.27 | 378.75
STWD | 0 | 0 | 0 | 0 | 0 | 0
WT | 0 | 0 | 0 | 0 | 0 | 0
IGCC | 0 | 0 | 0 | 0 | 0 | 0
DemandResponse | 0 | 0 | 0 | 0 | 0 | 0
IGCC-CCS | 0 | 0 | 0 | 0 | 0 | 0
WT_off | 0 | 0 | 0 | 0 | 0 | 0
PseudoUnit | 0 | 0 | 0 | 0 | 0 | 0
FixedInterchange | 0 | 0 | 0 | 0 | 0 | 0
Total Costs by Reporting Type: PJM_E
ReportingType | 2015 | 2020 | 2025 | 2030 | 2035 | 2040
BM | 18.08 | 37.62 | 37.62 | 37.62 | 37.62 | 37.62
CC | 2074.79 | 2972.74 | 2620.5 | 2272.38 | 3316.82 | 3009.74
CSP | 0 | 0 | 0 | 0 | 0 | 0
CT | 2.46 | 2.51 | 2.51 | 0.52 | 231.16 | 192.29
Coal | 90.4 | 38.45 | 15.97 | 15.4 | 17.61 | 17.89
Geo | 0 | 0 | 0 | 0 | 0 | 0
H | 3.85 | 3.85 | 3.85 | 3.85 | 3.85 | 3.85
LFG | 59.84 | 117.68 | 117.68 | 114.73 | 114.73 | 73.06
Nuc | 1960.16 | 1864.06 | 1862.64 | 1873.72 | 1345.93 | 2395.82
PS | 9.5 | 9.5 | 9.5 | 9.5 | 9.5 | 9.5
PV | 15.87 | 15.87 | 15.87 | 15.87 | 0.75 | 0.75
PeakG | 76.61 | 111.4 | 108.68 | 121.84 | 159.06 | 126.34
PeakO | 75.92 | 100.78 | 82.41 | 82.41 | 82.41 | 82.41
ST | 0 | 0 | 0 | 0 | 0 | 0
STOG | 142.46 | 193.81 | 177.04 | 179.21 | 182.8 | 186.32
STWD | 0 | 0 | 0 | 0 | 0 | 0
WT | 377.36 | 377.36 | 377.36 | 377.36 | 32.65 | 32.65
IGCC | 0 | 0 | 0 | 0 | 0 | 0
DemandResponse | 0 | 0 | 0 | 0 | 0 | 0
IGCC-CCS | 0 | 0 | 0 | 0 | 0 | 0
WT_off | 0 | 0 | 682.87 | 682.87 | 682.87 | 682.87
PseudoUnit | 0 | 0 | 0 | 0 | 0 | 0
FixedInterchange | 0 | 0 | 0 | 0 | 0 | 0
Total Costs by Reporting Type: PJM_ROM
ReportingType | 2015 | 2020 | 2025 | 2030 | 2035 | 2040
BM | 9.96 | 21.69 | 21.69 | 21.69 | 21.69 | 21.69
CC | 1041.74 | 1353.84 | 1302.09 | 1107.56 | 1600.15 | 7985.3
CSP | 0 | 0 | 0 | 0 | 0 | 0
CT | 1.51 | 1.54 | 1.71 | 1.72 | 0.54 | 0.23
Coal | 2281.94 | 2644.01 | 2688.62 | 2697.21 | 2875.98 | 2976.87
Geo | 0 | 0 | 0 | 0 | 0 | 0
H | 19.83 | 53.53 | 254.62 | 254.62 | 254.62 | 254.62
LFG | 48.61 | 156.17 | 156.17 | 153.97 | 150.67 | 75.37
Nuc | 1163.94 | 1194.41 | 1192.35 | 1199.5 | 963.59 | 1283.24
PS | 35.92 | 35.92 | 35.92 | 35.92 | 35.92 | 35.92
PV | 0.06 | 699.41 | 1105.59 | 1215.62 | 1259.16 | 635.45
PeakG | 30.83 | 47.83 | 44.62 | 42.3 | 63.13 | 53.27
PeakO | 45.95 | 58.57 | 46.94 | 46.94 | 46.94 | 46.94
ST | 0 | 0 | 0 | 0 | 0 | 0
STOG | 192.18 | 259.23 | 233.45 | 236.19 | 268.55 | 290.68
STWD | 28.82 | 39.07 | 38.55 | 38.55 | 38.55 | 38.55
WT | 177.31 | 406.02 | 2099.57 | 2066.23 | 1960.79 | 1753.16
IGCC | 0 | 0 | 0 | 0 | 0 | 0
DemandResponse | 0 | 0 | 0 | 0 | 0 | 0
IGCC-CCS | 0 | 0 | 0 | 0 | 0 | 0
WT_off | 0 | 0 | 0 | 0 | 0 | 0
PseudoUnit | 0 | 0 | 0 | 0 | 0 | 0
FixedInterchange | 0 | 0 | 0 | 0 | 0 | 0
Total Costs by Reporting Type: PJM_ROR
ReportingType | 2015 | 2020 | 2025 | 2030 | 2035 | 2040
BM | 204.46 | 462.78 | 422.52 | 462.78 | 422.52 | 209.41
CC | 3072.55 | 3529.34 | 3229.11 | 2534.32 | 7037.67 | 6469.7
CSP | 0 | 0 | 0 | 0 | 0 | 0
CT | 2.92 | 2.94 | 2.96 | 2.98 | 0.62 | 1.13
Coal | 14358.85 | 12608.67 | 12723.23 | 12727.4 | 13619.67 | 14314.39
Geo | 0 | 0 | 0 | 0 | 0 | 0
H | 26.17 | 207.89 | 207.89 | 207.89 | 207.89 | 207.89
LFG | 81.66 | 184.26 | 286.68 | 278.75 | 270.2 | 198.68
Nuc | 4607.58 | 4731.16 | 4718.65 | 4541.22 | 3528.56 | 5329.49
PS | 73.14 | 73.14 | 73.14 | 73.14 | 73.14 | 73.14
PV | 0.35 | 0.35 | 0.35 | 0.35 | 0.35 | 0.35
PeakG | 391.28 | 610 | 428.15 | 505.8 | 582.43 | 657.73
PeakO | 48.69 | 65.15 | 52.22 | 52.22 | 52.22 | 52.22
ST | 0 | 0 | 0 | 0 | 0 | 0
STOG | 132.74 | 182.49 | 139.65 | 139.68 | 145.48 | 152.3
STWD | 12.43 | 114.87 | 113.43 | 113.43 | 113.43 | 113.43
WT | 2657.01 | 2713.58 | 2713.58 | 2211.09 | 1389.19 | 2089.46
IGCC | 0 | 0 | 0 | 0 | 0 | 0
DemandResponse | 0 | 0 | 0 | 0 | 0 | 0
IGCC-CCS | 0 | 0 | 0 | 0 | 0 | 0
WT_off | 0 | 0 | 0 | 0 | 0 | 0
PseudoUnit | 0 | 0 | 0 | 0 | 0 | 0
FixedInterchange | 0 | 0 | 0 | 0 | 0 | 0
Total Costs by Reporting Type: SOCO
ReportingType | 2015 | 2020 | 2025 | 2030 | 2035 | 2040
BM | 26.53 | 29.97 | 29.97 | 32.25 | 32.25 | 37.97
CC | 5835.01 | 6460.01 | 6327.94 | 5731.08 | 6116.9 | 4610.55
CSP | 0 | 0 | 0 | 0 | 0 | 0
CT | 0 | 0 | 0 | 0 | 0 | 0
Coal | 4863.13 | 5434.46 | 5452.34 | 5655.99 | 6155.86 | 10188.54
Geo | 0 | 0 | 0 | 0 | 0 | 0
H | 59.74 | 59.74 | 59.74 | 59.74 | 59.74 | 59.74
LFG | 4.47 | 4.47 | 46.08 | 46.08 | 46.08 | 46.08
Nuc | 1355.07 | 2993.98 | 3028.43 | 3039.86 | 3039.86 | 2945.91
PS | 39.76 | 39.76 | 39.76 | 39.76 | 39.76 | 39.76
PV | 0 | 0 | 0 | 0 | 0 | 0
PeakG | 234.45 | 359.4 | 331.39 | 387.1 | 409.05 | 325.55
PeakO | 1.08 | 1.46 | 1.29 | 1.43 | 1.43 | 1.43
ST | 0 | 0 | 0 | 0 | 0 | 0
STOG | 0 | 0 | 0 | 0 | 0 | 0
STWD | 21.41 | 65.76 | 60.8 | 189.97 | 199.13 | 360.06
WT | 0 | 0 | 0 | 0 | 0 | 0
IGCC | 0 | 0 | 0 | 0 | 0 | 0
DemandResponse | 0 | 0 | 0 | 0 | 0 | 0
IGCC-CCS | 0 | 0 | 0 | 0 | 0 | 0
WT_off | 0 | 0 | 0 | 0 | 0 | 0
PseudoUnit | 0 | 0 | 0 | 0 | 0 | 0
FixedInterchange | 0 | 0 | 0 | 0 | 0 | 0
Total Costs by Reporting Type: SPP_N
ReportingType | 2015 | 2020 | 2025 | 2030 | 2035 | 2040
BM | 0 | 0 | 0 | 0 | 0 | 0
CC | 281.9 | 124.89 | 85.72 | 89.97 | 100.22 | 106.38
CSP | 0 | 0 | 0 | 0 | 0 | 0
CT | 0 | 0 | 0 | 0 | 0 | 48.19
Coal | 2188 | 2200.59 | 1972.55 | 1589.65 | 1723.21 | 1820.79
Geo | 0 | 0 | 0 | 0 | 0 | 0
H | 0.3 | 0.3 | 0.3 | 0.3 | 0.3 | 0.3
LFG | 0.85 | 0.85 | 0.85 | 37.9 | 37.9 | 37.9
Nuc | 256.73 | 266.63 | 271.39 | 272.98 | 272.98 | 272.98
PS | 0 | 0 | 0 | 0 | 0 | 0
PV | 0 | 0 | 0 | 0 | 0 | 0
PeakG | 74.97 | 117.69 | 105.7 | 105.7 | 105.7 | 105.7
PeakO | 34.89 | 44.84 | 35.94 | 35.94 | 35.94 | 35.94
ST | 0 | 0 | 0 | 0 | 0 | 0
STOG | 51.71 | 58.77 | 25.26 | 24.46 | 24.5 | 24.55
STWD | 0 | 0 | 0 | 0 | 0 | 0
WT | 42.04 | 42.04 | 42.04 | 4223.09 | 4958.9 | 6010.82
IGCC | 0 | 0 | 0 | 0 | 0 | 0
DemandResponse | 0 | 0 | 0 | 0 | 0 | 0
IGCC-CCS | 0 | 0 | 0 | 0 | 0 | 0
WT_off | 0 | 0 | 0 | 0 | 0 | 0
PseudoUnit | 0 | 0 | 0 | 0 | 0 | 0
FixedInterchange | 0 | 0 | 0 | 0 | 0 | 0
Total Costs by Reporting Type: SPP_S
ReportingType | 2015 | 2020 | 2025 | 2030 | 2035 | 2040
BM | 0 | 0 | 0 | 0 | 0 | 0
CC | 1918.5 | 1469.16 | 804.17 | 682.97 | 823.19 | 893.71
CSP | 0 | 0 | 0 | 0 | 0 | 0
CT | 36.21 | 62.13 | 61.7 | 61.7 | 28.49 | 34.98
Coal | 3730.62 | 3796.91 | 2081.14 | 1334.3 | 1590.22 | 1589.98
Geo | 0 | 0 | 0 | 0 | 0 | 0
H | 30.03 | 30.03 | 30.03 | 30.03 | 30.03 | 30.03
LFG | 2.29 | 2.29 | 2.29 | 39.34 | 39.34 | 39.34
Nuc | 0.01 | 0.01 | 0.01 | 0.01 | 0.01 | 0.01
PS | 10.59 | 10.59 | 10.59 | 10.59 | 10.59 | 10.59
PV | 0 | 0 | 0 | 0 | 0 | 0
PeakG | 60.2 | 87.93 | 62.37 | 76.78 | 82.77 | 82.77
PeakO | 3.36 | 4.54 | 3.63 | 3.63 | 3.64 | 3.66
ST | 0 | 0 | 0 | 0 | 0 | 0
STOG | 582.25 | 675.35 | 564.89 | 509.2 | 601.76 | 641.56
STWD | 2.69 | 8.23 | 5.39 | 5.39 | 7.37 | 7.54
WT | 214.58 | 2250.62 | 11950.31 | 15654.71 | 15999.84 | 14446.21
IGCC | 0 | 0 | 0 | 0 | 0 | 0
DemandResponse | 0 | 0 | 0 | 0 | 0 | 0
IGCC-CCS | 0 | 0 | 0 | 0 | 0 | 0
WT_off | 0 | 0 | 0 | 0 | 0 | 0
PseudoUnit | 0 | 0 | 0 | 0 | 0 | 0
FixedInterchange | 0 | 0 | 0 | 0 | 0 | 0
Total Costs by Reporting Type: TVA
ReportingType | 2015 | 2020 | 2025 | 2030 | 2035 | 2040
BM | 0 | 0 | 0 | 0 | 0 | 0
CC | 930.09 | 1190.53 | 1110.37 | 898.38 | 1012.4 | 963.68
CSP | 0 | 0 | 0 | 0 | 0 | 0
CT | 0 | 124.67 | 124.82 | 393.85 | 400.88 | 305.38
Coal | 3644.27 | 3969.53 | 4057.41 | 3917.29 | 4434.17 | 4936.26
Geo | 0 | 0 | 0 | 0 | 0 | 0
H | 72.8 | 72.8 | 82.09 | 82.09 | 82.09 | 82.09
LFG | 1.57 | 1.57 | 42.88 | 42.88 | 42.88 | 42.88
Nuc | 2533.71 | 2590.04 | 2579.4 | 2590.89 | 1999.33 | 2481.64
PS | 41.38 | 41.38 | 41.38 | 41.38 | 41.38 | 41.38
PV | 0 | 0 | 0 | 0 | 0 | 0
PeakG | 99.24 | 153.37 | 140.99 | 140.99 | 140.99 | 140.99
PeakO | 1.87 | 2.54 | 1.92 | 2.49 | 2.49 | 2.49
ST | 0 | 0 | 0 | 0 | 0 | 0
STOG | 0 | 0 | 0 | 0 | 0 | 0
STWD | 0.16 | 0.47 | 0.44 | 1.9 | 1.61 | 2.54
WT | 0.99 | 0.99 | 0.99 | 0.99 | 0.99 | 0.99
IGCC | 0 | 0 | 0 | 0 | 0 | 0
DemandResponse | 0 | 0 | 0 | 0 | 0 | 0
IGCC-CCS | 0 | 0 | 0 | 0 | 0 | 0
WT_off | 0 | 0 | 0 | 0 | 0 | 0
PseudoUnit | 0 | 0 | 0 | 0 | 0 | 0
FixedInterchange | 0 | 0 | 0 | 0 | 0 | 0
Total Costs by Reporting Type: TVA_Transmission
ReportingType | 2015 | 2020 | 2025 | 2030 | 2035 | 2040
BM | 0 | 0 | 0 | 0 | 0 | 0
CC | 0 | 0 | 0 | 0 | 0 | 0
CSP | 0 | 0 | 0 | 0 | 0 | 0
CT | 0 | 0 | 0 | 0 | 0 | 0
Coal | 0 | 0 | 0 | 0 | 0 | 0
Geo | 0 | 0 | 0 | 0 | 0 | 0
H | 0 | 0 | 0 | 0 | 0 | 0
LFG | 0 | 0 | 0 | 0 | 0 | 0
Nuc | 0 | 0 | 0 | 0 | 0 | 0
PS | 0 | 0 | 0 | 0 | 0 | 0
PV | 0 | 0 | 0 | 0 | 0 | 0
PeakG | 0 | 0 | 0 | 0 | 0 | 0
PeakO | 0 | 0 | 0 | 0 | 0 | 0
ST | 0 | 0 | 0 | 0 | 0 | 0
STOG | 0 | 0 | 0 | 0 | 0 | 0
STWD | 0 | 0 | 0 | 0 | 0 | 0
WT | 0 | 0 | 0 | 0 | 0 | 0
IGCC | 0 | 0 | 0 | 0 | 0 | 0
DemandResponse | 0 | 0 | 0 | 0 | 0 | 0
IGCC-CCS | 0 | 0 | 0 | 0 | 0 | 0
WT_off | 0 | 0 | 0 | 0 | 0 | 0
PseudoUnit | 0 | 0 | 0 | 0 | 0 | 0
FixedInterchange | 0 | 0 | 0 | 0 | 0 | 0
Total Costs by Reporting Type: VACAR
ReportingType | 2015 | 2020 | 2025 | 2030 | 2035 | 2040
BM | 1.05 | 258.09 | 931.65 | 996.82 | 1195.82 | 1359.53
CC | 2162.92 | 2740.74 | 2670.18 | 2664.57 | 5497.78 | 7850.76
CSP | 0 | 0 | 0 | 0 | 0 | 0
CT | 181.6 | 318.71 | 333.14 | 334.71 | 180.74 | 85.22
Coal | 4732.22 | 4584.84 | 5257.35 | 5585.72 | 6643.87 | 7027.29
Geo | 0 | 0 | 0 | 0 | 0 | 0
H | 30.23 | 30.23 | 30.23 | 30.23 | 30.23 | 30.23
LFG | 7.74 | 49.14 | 49.14 | 49.14 | 49.05 | 20.68
Nuc | 2606.17 | 4424.34 | 4396.29 | 4414.98 | 3652.53 | 5084.39
PS | 62.1 | 62.1 | 62.1 | 62.1 | 62.1 | 62.1
PV | 0.24 | 62.77 | 65.49 | 67.07 | 71.87 | 15.6
PeakG | 144.25 | 214.36 | 157.27 | 198.68 | 210.13 | 221.9
PeakO | 36.13 | 46.34 | 37.33 | 38.01 | 38.01 | 38.01
ST | 0 | 0 | 0 | 0 | 0 | 0
STOG | 4.04 | 4.78 | 4.1 | 4.1 | 4.1 | 4.1
STWD | 173.41 | 175.67 | 173.58 | 173.58 | 173.58 | 173.58
WT | 0.27 | 1004.15 | 1004.15 | 1004.15 | 1003.91 | 98.34
IGCC | 0 | 0 | 0 | 0 | 0 | 0
DemandResponse | 0 | 0 | 0 | 0 | 0 | 0
IGCC-CCS | 0 | 0 | 0 | 0 | 0 | 0
WT_off | 0.66 | 0.66 | 0.66 | 0.66 | 0.05 | 0.05
PseudoUnit | 0 | 0 | 0 | 0 | 0 | 0
FixedInterchange | 0 | 0 | 0 | 0 | 0 | 0
Total Costs by Reporting Type: IESO
ReportingType | 2015 | 2020 | 2025 | 2030 | 2035 | 2040
BM | 177.6 | 177.6 | 177.6 | 177.6 | 177.6 | 177.6
CC | 366.28 | 333.93 | 329.46 | 320.19 | 562.37 | 1209.13
CSP | 0 | 0 | 0 | 0 | 0 | 0
CT | 44.26 | 44.26 | 44.26 | 44.26 | 58.54 | 238.03
Coal | 0 | 0 | 0 | 0 | 0 | 0
Geo | 0 | 0 | 0 | 0 | 0 | 0
H | 123.83 | 123.83 | 123.83 | 123.83 | 123.83 | 226.24
LFG | 19.32 | 19.32 | 19.32 | 19.32 | 14.43 | 14.43
Nuc | 2990.3 | 3007.72 | 3062.19 | 3080.28 | 2836.57 | 3030.7
PS | 2.92 | 2.92 | 2.92 | 2.92 | 2.92 | 2.92
PV | 558.01 | 558.01 | 558.01 | 558.01 | 0.44 | 0.44
PeakG | 11.67 | 13.67 | 13.67 | 13.67 | 13.67 | 14.05
PeakO | 0.66 | 0.66 | 0.78 | 0.86 | 0.86 | 0.86
ST | 0 | 0 | 0 | 0 | 0 | 0
STOG | 0 | 0 | 0 | 0 | 0 | 0
STWD | 0 | 0 | 0 | 0 | 0 | 0
WT | 763.41 | 763.41 | 763.41 | 763.41 | 43.84 | 43.84
IGCC | 0 | 0 | 0 | 0 | 0 | 0
DemandResponse | 0 | 0 | 0 | 0 | 0 | 0
IGCC-CCS | 0 | 0 | 0 | 0 | 0 | 0
WT_off | 0 | 0 | 0 | 0 | 0 | 0
PseudoUnit | 0 | 0 | 0 | 0 | 0 | 0
FixedInterchange | 0 | 0 | 0 | 0 | 0 | 0
Total Costs by Reporting Type: MAPP_CA
ReportingType | 2015 | 2020 | 2025 | 2030 | 2035 | 2040
BM | 0 | 0 | 0 | 0 | 0 | 0
CC | 169.48 | 111.74 | 49.67 | 6.55 | 7.41 | 14.63
CSP | 0 | 0 | 0 | 0 | 0 | 0
CT | 0 | 0 | 0 | 0 | 0 | 0
Coal | 143.84 | 128.45 | 3.68 | 0 | 0 | 0
Geo | 0 | 0 | 0 | 0 | 0 | 0
H | 92.24 | 343.32 | 857.5 | 1703.56 | 1703.56 | 1703.56
LFG | 0 | 0 | 0 | 0 | 0 | 0
Nuc | 0.01 | 0.01 | 0.01 | 0.01 | 0.01 | 0.01
PS | 0 | 0 | 0 | 0 | 0 | 0
PV | 0 | 0 | 0 | 0 | 0 | 0
PeakG | 9.88 | 9.88 | 9.88 | 9.88 | 13.09 | 13.09
PeakO | 0.09 | 0.09 | 0.09 | 0.12 | 0.12 | 0.12
ST | 0 | 0 | 0 | 0 | 0 | 0
STOG | 5.74 | 5.54 | 5.54 | 0 | 0 | 0
STWD | 0 | 0 | 0 | 0 | 0 | 0
WT | 105.14 | 105.14 | 105.14 | 105.14 | 17.92 | 17.92
IGCC | 0 | 0 | 0 | 0 | 0 | 0
DemandResponse | 0 | 0 | 0 | 0 | 0 | 0
IGCC-CCS | 0 | 0 | 0 | 0 | 0 | 0
WT_off | 0 | 0 | 0 | 0 | 0 | 0
PseudoUnit | 0 | 0 | 0 | 0 | 0 | 0
FixedInterchange | 0 | 0 | 0 | 0 | 0 | 0
Total Costs by Reporting Type: AZ_NM_SNV_Coal
ReportingType | 2015 | 2020 | 2025 | 2030 | 2035 | 2040
BM | 0 | 0 | 0 | 0 | 0 | 0
CC | 0 | 0 | 0 | 0 | 0 | 0
CSP | 0 | 0 | 0 | 0 | 0 | 0
CT | 0 | 0 | 0 | 0 | 0 | 0
Coal | 2874.87 | 3028.63 | 3003.44 | 3029.86 | 4319.16 | 9186.24
Geo | 0 | 0 | 0 | 0 | 0 | 0
H | 0 | 0 | 0 | 0 | 0 | 0
LFG | 0 | 0 | 0 | 0 | 0 | 0
Nuc | 0 | 0 | 0 | 0 | 0 | 0
PS | 0 | 0 | 0 | 0 | 0 | 0
PV | 0 | 0 | 0 | 0 | 0 | 0
PeakG | 0 | 0 | 0 | 0 | 0 | 0
PeakO | 0 | 0 | 0 | 0 | 0 | 0
ST | 0 | 0 | 0 | 0 | 0 | 0
STOG | 0 | 0 | 0 | 0 | 0 | 0
STWD | 0 | 0 | 0 | 0 | 0 | 0
WT | 0 | 0 | 0 | 0 | 0 | 0
IGCC | 0 | 0 | 0 | 0 | 0 | 0
DemandResponse | 0 | 0 | 0 | 0 | 0 | 0
IGCC-CCS | 0 | 0 | 0 | 0 | 0 | 0
WT_off | 0 | 0 | 0 | 0 | 0 | 0
PseudoUnit | 0 | 0 | 0 | 0 | 0 | 0
FixedInterchange | 0 | 0 | 0 | 0 | 0 | 0
Total Costs by Reporting Type: AZ_NM_SNV_Gas
ReportingType | 2015 | 2020 | 2025 | 2030 | 2035 | 2040
BM | 0 | 0 | 0 | 0 | 0 | 0
CC | 4479.48 | 6019.58 | 6225.42 | 8413.32 | 9244.78 | 9314.42
CSP | 0 | 0 | 0 | 0 | 0 | 0
CT | 68.63 | 68.63 | 78.87 | 89.29 | 0 | 0
Coal | 0 | 0 | 0 | 0 | 0 | 0
Geo | 0 | 0 | 0 | 0 | 0 | 0
H | 0 | 0 | 0 | 0 | 0 | 0
LFG | 0 | 0 | 0 | 0 | 0 | 0
Nuc | 0 | 0 | 0 | 0 | 0 | 0
PS | 0 | 0 | 0 | 0 | 0 | 0
PV | 0 | 0 | 0 | 0 | 0 | 0
PeakG | 34.41 | 51.08 | 57.62 | 80.03 | 88.98 | 0
PeakO | 0 | 0 | 0 | 0 | 0 | 0
ST | 0 | 0 | 0 | 0 | 0 | 0
STOG | 0 | 0 | 0 | 0 | 0 | 0
STWD | 0 | 0 | 0 | 0 | 0 | 0
WT | 0 | 0 | 0 | 0 | 0 | 0
IGCC | 0 | 0 | 0 | 0 | 0 | 0
DemandResponse | 0 | 0 | 0 | 0 | 0 | 0
IGCC-CCS | 0 | 0 | 0 | 0 | 0 | 0
WT_off | 0 | 0 | 0 | 0 | 0 | 0
PseudoUnit | 0 | 0 | 0 | 0 | 0 | 0
FixedInterchange | 0 | 0 | 0 | 0 | 0 | 0
Total Costs by Reporting Type: AZ_NM_SNV_NucRenew
ReportingType | 2015 | 2020 | 2025 | 2030 | 2035 | 2040
BM | 0 | 0 | 0 | 0 | 0 | 0
CC | 0 | 0 | 0 | 0 | 0 | 0
CSP | 0 | 0 | 0 | 0 | 0 | 0
CT | 0 | 0 | 0 | 0 | 0 | 0
Coal | 0 | 0 | 0 | 0 | 0 | 0
Geo | 0 | 0 | 861.56 | 861.56 | 861.56 | 861.56
H | 44.6 | 44.6 | 44.6 | 44.6 | 44.6 | 44.6
LFG | 0.85 | 0.85 | 24.66 | 24.66 | 24.66 | 24.66
Nuc | 810.72 | 895.93 | 912.19 | 917.59 | 917.59 | 917.59
PS | 5.13 | 5.13 | 5.13 | 5.13 | 5.13 | 5.13
PV | 50.17 | 50.17 | 50.17 | 50.17 | 2.38 | 2.38
PeakG | 0 | 0 | 0 | 0 | 0 | 0
PeakO | 0 | 0 | 0 | 0 | 0 | 0
ST | 156.95 | 379.54 | 509.72 | 480.3 | 429.35 | 234.89
STOG | 0 | 0 | 0 | 0 | 0 | 0
STWD | 12.81 | 13.02 | 12.82 | 12.82 | 12.82 | 12.82
WT | 35.54 | 35.54 | 128.43 | 303.25 | 285.3 | 285.3
IGCC | 0 | 0 | 0 | 0 | 0 | 0
DemandResponse | 0 | 0 | 0 | 0 | 0 | 0
IGCC-CCS | 0 | 0 | 0 | 0 | 0 | 0
WT_off | 0 | 0 | 0 | 0 | 0 | 0
PseudoUnit | 0 | 0 | 0 | 0 | 0 | 0
FixedInterchange | 0 | 0 | 0 | 0 | 0 | 0
Total Costs by Reporting Type: ERCOT
ReportingType | 2015 | 2020 | 2025 | 2030 | 2035 | 2040
BM | 69.26 | 83.11 | 78.09 | 2024.05 | 2094.09 | 2221.18
CC | 6174.4 | 6054.53 | 5156.42 | 4609.38 | 5627.42 | 7101.22
CSP | 0 | 0 | 0 | 0 | 0 | 0
CT | 22.65 | 22.65 | 22.65 | 22.65 | 1.67 | 1.67
Coal | 5792.1 | 6723.68 | 6852.55 | 6656.52 | 6887.63 | 7241.21
Geo | 0 | 0 | 0 | 0 | 0 | 0
H | 8.05 | 8.05 | 8.05 | 224.01 | 224.01 | 224.01
LFG | 9.06 | 9.06 | 145.21 | 145.21 | 145.21 | 145.21
Nuc | 1007.36 | 1174.9 | 1203.03 | 1210.21 | 1210.21 | 1210.21
PS | 0 | 0 | 0 | 0 | 0 | 0
PV | 6.95 | 6.95 | 6.95 | 6.95 | 0.01 | 0.01
PeakG | 80.63 | 119.03 | 114.62 | 114.62 | 114.62 | 114.62
PeakO | 1.29 | 1.86 | 1.53 | 1.53 | 1.53 | 1.53
ST | 0 | 0 | 0 | 0 | 0 | 0
STOG | 1005.46 | 1182.92 | 1069.18 | 1055.82 | 1065.89 | 1071.73
STWD | 0 | 0 | 0 | 0 | 0 | 0
WT | 409.91 | 2803.06 | 5411.25 | 7034.2 | 7170.35 | 5424.38
IGCC | 0 | 0 | 0 | 0 | 0 | 0
DemandResponse | 0 | 0 | 0 | 0 | 0 | 0
IGCC-CCS | 0 | 0 | 0 | 0 | 0 | 0
WT_off | 0 | 0 | 0 | 0 | 0 | 0
PseudoUnit | 0 | 0 | 0 | 0 | 0 | 0
FixedInterchange | 0 | 0 | 0 | 0 | 0 | 0
Total Costs by Reporting Type: NP15
ReportingType | 2015 | 2020 | 2025 | 2030 | 2035 | 2040
BM | 0 | 0 | 0 | 0 | 0 | 0
CC | 1997.9 | 2335.38 | 1972.97 | 1758.62 | 1269.95 | 683.14
CSP | 0 | 0 | 0 | 0 | 0 | 0
CT | 19.73 | 177.67 | 212.08 | 560.16 | 926.76 | 1162.62
Coal | 10.37 | 0 | 0 | 0 | 0 | 0
Geo | 100.91 | 208.93 | 482.81 | 482.81 | 482.81 | 402.14
H | 125.7 | 125.7 | 125.7 | 125.7 | 125.7 | 125.7
LFG | 10.26 | 251.59 | 251.59 | 251.59 | 251.59 | 79.02
Nuc | 495.59 | 560.5 | 540.7 | 543.89 | 543.89 | 543.89
PS | 53.58 | 53.58 | 53.58 | 53.58 | 53.58 | 53.58
PV | 4.71 | 4.71 | 4.71 | 4.71 | 0.78 | 0.78
PeakG | 56.04 | 82.34 | 58.1 | 74.01 | 78.49 | 79.28
PeakO | 10.26 | 13.08 | 10.48 | 10.49 | 10.49 | 10.49
ST | 19.12 | 19.12 | 19.12 | 19.12 | 1.86 | 1.86
STOG | 175.72 | 210.43 | 175.66 | 182.25 | 178.68 | 188.4
STWD | 265.97 | 269.53 | 266.24 | 266.24 | 266.24 | 266.24
WT | 71.84 | 71.84 | 2981.99 | 3746.33 | 3719.6 | 3719.6
IGCC | 0 | 0 | 0 | 0 | 0 | 0
DemandResponse | 0 | 0 | 0 | 0 | 0 | 0
IGCC-CCS | 0 | 0 | 0 | 0 | 0 | 0
WT_off | 0 | 0 | 0 | 0 | 0 | 0
PseudoUnit | 0 | 0 | 0 | 0 | 0 | 0
FixedInterchange | 0 | 0 | 0 | 0 | 0 | 0
Total Costs by Reporting Type: NWPP_Coal
ReportingType | 2015 | 2020 | 2025 | 2030 | 2035 | 2040
BM | 0 | 0 | 0 | 0 | 0 | 0
CC | 0 | 0 | 0 | 0 | 0 | 0
CSP | 0 | 0 | 0 | 0 | 0 | 0
CT | 0 | 0 | 0 | 0 | 0 | 0
Coal | 3405.4 | 3651.05 | 3710.5 | 3631.31 | 3851.35 | 4329.31
Geo | 0 | 0 | 0 | 0 | 0 | 0
H | 0 | 0 | 0 | 0 | 0 | 0
LFG | 0 | 0 | 0 | 0 | 0 | 0
Nuc | 0 | 0 | 0 | 0 | 0 | 0
PS | 0 | 0 | 0 | 0 | 0 | 0
PV | 0 | 0 | 0 | 0 | 0 | 0
PeakG | 0 | 0 | 0 | 0 | 0 | 0
PeakO | 0 | 0 | 0 | 0 | 0 | 0
ST | 0 | 0 | 0 | 0 | 0 | 0
STOG | 0 | 0 | 0 | 0 | 0 | 0
STWD | 0 | 0 | 0 | 0 | 0 | 0
WT | 0 | 0 | 0 | 0 | 0 | 0
IGCC | 0 | 0 | 0 | 0 | 0 | 0
DemandResponse | 0 | 0 | 0 | 0 | 0 | 0
IGCC-CCS | 0 | 0 | 0 | 0 | 0 | 0
WT_off | 0 | 0 | 0 | 0 | 0 | 0
PseudoUnit | 0 | 0 | 0 | 0 | 0 | 0
FixedInterchange | 0 | 0 | 0 | 0 | 0 | 0
Total Costs by Reporting Type: NWPP_Gas
ReportingType | 2015 | 2020 | 2025 | 2030 | 2035 | 2040
BM | 0 | 0 | 0 | 0 | 0 | 0
CC | 2078.65 | 2343.53 | 2443.15 | 4033.22 | 6873.69 | 7757.7
CSP | 0 | 0 | 0 | 0 | 0 | 0
CT | 14.02 | 14.02 | 14.02 | 14.02 | 0 | 0
Coal | 0 | 0 | 0 | 0 | 0 | 224
Geo | 0 | 0 | 0 | 0 | 0 | 0
H | 0 | 0 | 0 | 0 | 0 | 0
LFG | 0 | 0 | 0 | 0 | 0 | 0
Nuc | 0 | 0 | 0 | 0 | 0 | 0
PS | 0 | 0 | 0 | 0 | 0 | 0
PV | 0 | 0 | 0 | 0 | 0 | 0
PeakG | 0 | 0 | 0 | 0 | 0 | 0
PeakO | 0 | 0 | 0 | 0 | 0 | 0
ST | 0 | 0 | 0 | 0 | 0 | 0
STOG | 0 | 0 | 0 | 0 | 0 | 0
STWD | 0 | 0 | 0 | 0 | 0 | 0
WT | 0 | 0 | 0 | 0 | 0 | 0
IGCC | 0 | 0 | 0 | 0 | 0 | 0
DemandResponse | 0 | 0 | 0 | 0 | 0 | 0
IGCC-CCS | 0 | 0 | 0 | 0 | 0 | 0
WT_off | 0 | 0 | 0 | 0 | 0 | 0
PseudoUnit | 0 | 0 | 0 | 0 | 0 | 0
FixedInterchange | 0 | 0 | 0 | 0 | 0 | 0
Total Costs by Reporting Type: NWPP_NucRenew
ReportingType | 2015 | 2020 | 2025 | 2030 | 2035 | 2040
BM | 17.16 | 17.16 | 17.16 | 17.16 | 17.16 | 17.23
CC | 0 | 0 | 0 | 0 | 0 | 0
CSP | 0 | 0 | 0 | 0 | 0 | 0
CT | 0 | 0 | 0 | 0 | 0 | 0
Coal | 0 | 0 | 0 | 0 | 0 | 0
Geo | 82.65 | 82.65 | 340.71 | 340.71 | 300.8 | 300.8
H | 480.54 | 480.54 | 480.54 | 480.54 | 480.54 | 480.54
LFG | 22.67 | 22.67 | 118.38 | 118.38 | 111.24 | 111.24
Nuc | 256.71 | 258.17 | 262.7 | 264.21 | 264.21 | 324.67
PS | 6.12 | 6.12 | 6.12 | 6.12 | 6.12 | 6.12
PV | 0.04 | 0.04 | 0.04 | 0.04 | 0.04 | 0.04
PeakG | 0 | 0 | 0 | 0 | 0 | 0
PeakO | 0 | 0 | 0 | 0 | 0 | 0
ST | 0 | 0 | 0 | 0 | 0 | 0
STOG | 0 | 0 | 0 | 0 | 0 | 0
STWD | 12.15 | 21.69 | 82.41 | 222.4 | 222.4 | 222.34
WT | 515.43 | 515.43 | 515.43 | 515.43 | 229.12 | 229.12
IGCC | 0 | 0 | 0 | 0 | 0 | 0
DemandResponse | 0 | 0 | 0 | 0 | 0 | 0
IGCC-CCS | 0 | 0 | 0 | 0 | 0 | 0
WT_off | 0 | 0 | 0 | 0 | 0 | 0
PseudoUnit | 0 | 0 | 0 | 0 | 0 | 0
FixedInterchange | 0 | 0 | 0 | 0 | 0 | 0
Total Costs by Reporting Type: RMPA
ReportingType | 2015 | 2020 | 2025 | 2030 | 2035 | 2040
BM | 0 | 0 | 0 | 0 | 0 | 0
CC | 257.28 | 382.25 | 182.58 | 257.9 | 239.91 | 268.34
CSP | 0 | 0 | 0 | 0 | 0 | 0
CT | 16.21 | 16.21 | 16.21 | 16.21 | 0.22 | 0.22
Coal | 1845.7 | 1927.96 | 1848.44 | 1764.72 | 2379.65 | 3043.43
Geo | 0 | 281.04 | 1523.53 | 1538.28 | 1538.28 | 1332.7
H | 13.99 | 13.99 | 13.99 | 13.99 | 13.99 | 13.99
LFG | 1.29 | 1.29 | 1.29 | 12.63 | 12.24 | 12.24
Nuc | 0.01 | 0.01 | 0.01 | 0.01 | 0.01 | 0.01
PS | 13.37 | 13.37 | 13.37 | 13.37 | 13.37 | 13.37
PV | 0.82 | 0.82 | 0.82 | 0.82 | 0.31 | 0.31
PeakG | 49.09 | 73.34 | 50.7 | 63.72 | 70.24 | 70.54
PeakO | 5.49 | 6.99 | 5.61 | 5.61 | 5.61 | 5.61
ST | 1.65 | 197.24 | 212.65 | 219.94 | 218.48 | 47.24
STOG | 0 | 0 | 0 | 0 | 0 | 0
STWD | 0 | 0 | 0 | 0 | 0 | 0
WT | 288.68 | 288.68 | 288.68 | 288.68 | 67.69 | 67.69
IGCC | 0 | 0 | 0 | 0 | 0 | 0
DemandResponse | 0 | 0 | 0 | 0 | 0 | 0
IGCC-CCS | 0 | 0 | 0 | 0 | 0 | 0
WT_off | 0 | 0 | 0 | 0 | 0 | 0
PseudoUnit | 0 | 0 | 0 | 0 | 0 | 0
FixedInterchange | 0 | 0 | 0 | 0 | 0 | 0
Total Costs by Reporting Type: SP15
ReportingType | 2015 | 2020 | 2025 | 2030 | 2035 | 2040
BM | 7.53 | 7.53 | 7.53 | 7.53 | 5.98 | 5.98
CC | 1451.76 | 1692.18 | 1587.37 | 1593.14 | 1693.84 | 1155.58
CSP | 0 | 0 | 0 | 0 | 0 | 0
CT | 0 | 0 | 0 | 0 | 0 | 0
Coal | 35.83 | 43.99 | 48.96 | 44.68 | 0 | 0
Geo | 113.26 | 976.11 | 976.11 | 953.11 | 953.11 | 328.75
H | 16.57 | 16.57 | 16.57 | 16.57 | 16.57 | 16.57
LFG | 29.81 | 266.4 | 266.4 | 266.09 | 263.55 | 94.59
Nuc | 508.22 | 539.82 | 519.92 | 522.86 | 522.86 | 643.14
PS | 34.19 | 34.19 | 34.19 | 34.19 | 34.19 | 34.19
PV | 4.09 | 4.09 | 4.09 | 4.09 | 1.81 | 1.81
PeakG | 76.73 | 111.44 | 93.22 | 103.59 | 104.03 | 103.59
PeakO | 1.47 | 1.91 | 1.53 | 1.53 | 1.53 | 1.53
ST | 290.87 | 290.87 | 290.87 | 290.87 | 28.69 | 28.69
STOG | 464.61 | 557.74 | 475.71 | 492.89 | 540.88 | 518.74
STWD | 68.43 | 69.39 | 68.5 | 68.5 | 68.5 | 68.5
WT | 304.5 | 304.5 | 304.5 | 304.5 | 71.1 | 71.1
IGCC | 0 | 0 | 0 | 0 | 0 | 0
DemandResponse | 0 | 0 | 0 | 0 | 0 | 0
IGCC-CCS | 0 | 0 | 0 | 0 | 0 | 0
WT_off | 0 | 0 | 0 | 0 | 0 | 0
PseudoUnit | 0 | 0 | 0 | 0 | 0 | 0
FixedInterchange | 0 | 0 | 0 | 0 | 0 | 0
Total Costs by Reporting Type: ALB
ReportingType | 2015 | 2020 | 2025 | 2030 | 2035 | 2040
BM | 0 | 0 | 0 | 0 | 0 | 0
CC | 839.72 | 1164.61 | 1655.38 | 2118.63 | 2815.92 | 3410.02
CSP | 0 | 0 | 0 | 0 | 0 | 0
CT | 18.05 | 18.05 | 18.05 | 18.05 | 0 | 0
Coal | 1015.36 | 953.71 | 967.34 | 993.65 | 1148.85 | 1251.85
Geo | 0 | 0 | 0 | 0 | 0 | 0
H | 12.99 | 12.99 | 12.99 | 12.99 | 12.99 | 12.99
LFG | 1.21 | 1.21 | 1.21 | 1.21 | 1.21 | 1.21
Nuc | 0.01 | 0.01 | 0.01 | 0.01 | 0.01 | 0.01
PS | 0 | 0 | 0 | 0 | 0 | 0
PV | 0 | 0 | 0 | 0 | 0 | 0
PeakG | 24.72 | 24.13 | 24.13 | 24.13 | 33.99 | 33.99
PeakO | 0 | 0 | 0 | 0 | 0 | 0
ST | 0 | 0 | 0 | 0 | 0 | 0
STOG | 0 | 0 | 0 | 0 | 0 | 0
STWD | 0 | 0 | 0 | 0 | 0 | 0
WT | 25.5 | 25.5 | 25.5 | 25.5 | 22.96 | 22.96
IGCC | 0 | 0 | 0 | 0 | 0 | 0
DemandResponse | 0 | 0 | 0 | 0 | 0 | 0
IGCC-CCS | 0 | 0 | 0 | 0 | 0 | 0
WT_off | 0 | 0 | 0 | 0 | 0 | 0
PseudoUnit | 0 | 0 | 0 | 0 | 0 | 0
FixedInterchange | 0 | 0 | 0 | 0 | 0 | 0
Total Costs by Reporting Type: BC
ReportingType | 2015 | 2020 | 2025 | 2030 | 2035 | 2040
BM | 0 | 0 | 0 | 0 | 0 | 0
CC | 527.02 | 653.09 | 941.49 | 1348.69 | 1839.9 | 2269.46
CSP | 0 | 0 | 0 | 0 | 0 | 0
CT | 0 | 0 | 0 | 0 | 0 | 13.91
Coal | 0 | 0 | 0 | 0 | 0 | 0
Geo | 0 | 0 | 0 | 0 | 0 | 0
H | 173.22 | 173.22 | 173.22 | 173.22 | 173.22 | 173.22
LFG | 2.9 | 2.9 | 2.9 | 2.9 | 2.9 | 2.9
Nuc | 0.01 | 0.01 | 0.01 | 0.01 | 0.01 | 0.01
PS | 0 | 0 | 0 | 0 | 0 | 0
PV | 0 | 0 | 0 | 0 | 0 | 0
PeakG | 2.66 | 2.77 | 3.3 | 3.3 | 3.3 | 3.3
PeakO | 1.16 | 1.29 | 1.29 | 1.29 | 1.29 | 1.29
ST | 0 | 0 | 0 | 0 | 0 | 0
STOG | 0 | 0 | 0 | 0 | 0 | 0
STWD | 16.34 | 16.34 | 16.34 | 16.34 | 16.34 | 16.34
WT | 48.22 | 48.22 | 48.22 | 48.22 | 7.54 | 7.54
IGCC | 0 | 0 | 0 | 0 | 0 | 0
DemandResponse | 0 | 0 | 0 | 0 | 0 | 0
IGCC-CCS | 0 | 0 | 0 | 0 | 0 | 0
WT_off | 0 | 0 | 0 | 0 | 0 | 0
PseudoUnit | 0 | 0 | 0 | 0 | 0 | 0
FixedInterchange | 0 | 0 | 0 | 0 | 0 | 0
Total Costs by Reporting Type: HQ_IESO
ReportingType | 2015 | 2020 | 2025 | 2030 | 2035 | 2040
BM | 0 | 0 | 0 | 0 | 0 | 0
CC | 0 | 0 | 0 | 0 | 0 | 0
CSP | 0 | 0 | 0 | 0 | 0 | 0
CT | 0 | 0 | 0 | 0 | 0 | 0
Coal | 0 | 0 | 0 | 0 | 0 | 0
Geo | 0 | 0 | 0 | 0 | 0 | 0
H | 0 | 0 | 0 | 0 | 0 | 0
LFG | 0 | 0 | 0 | 0 | 0 | 0
Nuc | 0.01 | 0.01 | 0.01 | 0.01 | 0.01 | 0.01
PS | 0 | 0 | 0 | 0 | 0 | 0
PV | 0 | 0 | 0 | 0 | 0 | 0
PeakG | 0 | 0 | 0 | 0 | 0 | 0
PeakO | 0 | 0 | 0 | 0 | 0 | 0
ST | 0 | 0 | 0 | 0 | 0 | 0
STOG | 0 | 0 | 0 | 0 | 0 | 0
STWD | 0 | 0 | 0 | 0 | 0 | 0
WT | 0 | 0 | 0 | 0 | 0 | 0
IGCC | 0 | 0 | 0 | 0 | 0 | 0
DemandResponse | 0 | 0 | 0 | 0 | 0 | 0
IGCC-CCS | 0 | 0 | 0 | 0 | 0 | 0
WT_off | 0 | 0 | 0 | 0 | 0 | 0
PseudoUnit | 0 | 0 | 0 | 0 | 0 | 0
FixedInterchange | 0 | 0 | 0 | 0 | 0 | 0
Total Costs by Reporting Type: HQ_NEISO
ReportingType | 2015 | 2020 | 2025 | 2030 | 2035 | 2040
BM | 0 | 0 | 0 | 0 | 0 | 0
CC | 0 | 0 | 0 | 0 | 0 | 0
CSP | 0 | 0 | 0 | 0 | 0 | 0
CT | 0 | 0 | 0 | 0 | 0 | 0
Coal | 0 | 0 | 0 | 0 | 0 | 0
Geo | 0 | 0 | 0 | 0 | 0 | 0
H | 0 | 0 | 0 | 0 | 0 | 0
LFG | 0 | 0 | 0 | 0 | 0 | 0
Nuc | 0.01 | 0.01 | 0.01 | 0.01 | 0.01 | 0.01
PS | 0 | 0 | 0 | 0 | 0 | 0
PV | 0 | 0 | 0 | 0 | 0 | 0
PeakG | 0 | 0 | 0 | 0 | 0 | 0
PeakO | 0 | 0 | 0 | 0 | 0 | 0
ST | 0 | 0 | 0 | 0 | 0 | 0
STOG | 0 | 0 | 0 | 0 | 0 | 0
STWD | 0 | 0 | 0 | 0 | 0 | 0
WT | 0 | 0 | 0 | 0 | 0 | 0
IGCC | 0 | 0 | 0 | 0 | 0 | 0
DemandResponse | 0 | 0 | 0 | 0 | 0 | 0
IGCC-CCS | 0 | 0 | 0 | 0 | 0 | 0
WT_off | 0 | 0 | 0 | 0 | 0 | 0
PseudoUnit | 0 | 0 | 0 | 946.47 | 946.47 | 946.47
FixedInterchange | 0 | 0 | 0 | 0 | 0 | 0
Total Costs by Reporting Type: HQ_NY
ReportingType | 2015 | 2020 | 2025 | 2030 | 2035 | 2040
BM | 0 | 0 | 0 | 0 | 0 | 0
CC | 0 | 0 | 0 | 0 | 0 | 0
CSP | 0 | 0 | 0 | 0 | 0 | 0
CT | 0 | 0 | 0 | 0 | 0 | 0
Coal | 0 | 0 | 0 | 0 | 0 | 0
Geo | 0 | 0 | 0 | 0 | 0 | 0
H | 0 | 0 | 0 | 0 | 0 | 0
LFG | 0 | 0 | 0 | 0 | 0 | 0
Nuc | 0.01 | 0.01 | 0.01 | 0.01 | 0.01 | 0.01
PS | 0 | 0 | 0 | 0 | 0 | 0
PV | 0 | 0 | 0 | 0 | 0 | 0
PeakG | 0 | 0 | 0 | 0 | 0 | 0
PeakO | 0 | 0 | 0 | 0 | 0 | 0
ST | 0 | 0 | 0 | 0 | 0 | 0
STOG | 0 | 0 | 0 | 0 | 0 | 0
STWD | 0 | 0 | 0 | 0 | 0 | 0
WT | 0 | 0 | 0 | 0 | 0 | 0
IGCC | 0 | 0 | 0 | 0 | 0 | 0
DemandResponse | 0 | 0 | 0 | 0 | 0 | 0
IGCC-CCS | 0 | 0 | 0 | 0 | 0 | 0
WT_off | 0 | 0 | 0 | 0 | 0 | 0
PseudoUnit | 0 | 369.35 | 977.58 | 977.58 | 977.58 | 977.58
FixedInterchange | 0 | 0 | 0 | 0 | 0 | 0
Total Costs by Reporting Type: MARITIMES
ReportingType | 2015 | 2020 | 2025 | 2030 | 2035 | 2040
BM | 0 | 0 | 0 | 0 | 0 | 0
CC | 0 | 0 | 0 | 0 | 0 | 0
CSP | 0 | 0 | 0 | 0 | 0 | 0
CT | 0 | 0 | 0 | 0 | 0 | 0
Coal | 0 | 0 | 0 | 0 | 0 | 0
Geo | 0 | 0 | 0 | 0 | 0 | 0
H | 0 | 0 | 0 | 0 | 0 | 0
LFG | 0 | 0 | 0 | 0 | 0 | 0
Nuc | 0.01 | 0.01 | 0.01 | 0.01 | 0.01 | 0.01
PS | 0 | 0 | 0 | 0 | 0 | 0
PV | 0 | 0 | 0 | 0 | 0 | 0
PeakG | 0 | 0 | 0 | 0 | 0 | 0
PeakO | 0 | 0 | 0 | 0 | 0 | 0
ST | 0 | 0 | 0 | 0 | 0 | 0
STOG | 0 | 0 | 0 | 0 | 0 | 0
STWD | 0 | 0 | 0 | 0 | 0 | 0
WT | 0 | 0 | 0 | 0 | 0 | 0
IGCC | 0 | 0 | 0 | 0 | 0 | 0
DemandResponse | 0 | 0 | 0 | 0 | 0 | 0
IGCC-CCS | 0 | 0 | 0 | 0 | 0 | 0
WT_off | 0 | 0 | 0 | 0 | 0 | 0
PseudoUnit | 0 | 197.97 | 197.97 | 197.97 | 197.97 | 197.97
FixedInterchange | 0 | 0 | 0 | 0 | 0 | 0
Total Costs by Reporting Type: All
ReportingType | 2015 | 2020 | 2025 | 2030 | 2035 | 2040
BM | 841.76 | 1346.4 | 1912.19 | 3965.05 | 4193.09 | 4278.32
CC | 52075.93 | 59504.96 | 55038.22 | 55348.69 | 77801.5 | 92589.19
CSP | 0 | 0 | 0 | 0 | 0 | 0
CT | 710.77 | 1481.65 | 1838.98 | 2943.69 | 4117.34 | 4789.34
Coal | 75928.7 | 78929.96 | 77142.29 | 73900.46 | 82917.28 | 96966.97
Geo | 300.77 | 1552.68 | 4188.68 | 4180.43 | 4140.53 | 3229.91
H | 1511 | 2080.1 | 3061.2 | 4123.23 | 4123.23 | 4225.64
LFG | 556.66 | 1374 | 2249.61 | 2528.29 | 2484.81 | 1905.13
Nuc | 27257.76 | 31456.43 | 31434.52 | 31883.3 | 26253.69 | 31278.26
PS | 517.25 | 517.25 | 517.25 | 517.25 | 517.25 | 517.25
PV | 666.04 | 1747.31 | 2240.72 | 2353.83 | 1751.16 | 769.65
PeakG | 2221.27 | 3287.13 | 2617.76 | 3018.81 | 3295.5 | 3177.31
PeakO | 555.64 | 727.2 | 589.46 | 592 | 592.02 | 592.03
ST | 468.59 | 886.77 | 1032.36 | 1010.23 | 678.37 | 312.68
STOG | 3809.07 | 4590.02 | 4038.42 | 3970.05 | 4257 | 4383.52
STWD | 1037.31 | 1569.18 | 1309.47 | 1696.12 | 1709.58 | 1943.64
WT | 9401.77 | 22867.52 | 48677.39 | 71437.37 | 69417.21 | 61133.88
IGCC | 366.75 | 367.1 | 368.41 | 368.37 | 373.55 | 376.3
DemandResponse | 0 | 0 | 0 | 0 | 0 | 0
IGCC-CCS | 0 | 0 | 0 | 0 | 0 | 0
WT_off | 348.15 | 348.15 | 1031.02 | 1031.02 | 682.92 | 682.92
PseudoUnit | 0 | 567.32 | 1175.55 | 2122.02 | 2122.02 | 2122.02
FixedInterchange | 0 | 0 | 0 | 0 | 0 | 0
Total Costs by Reporting Type: EI_US
ReportingType | 2015 | 2020 | 2025 | 2030 | 2035 | 2040
BM | 570.21 | 1061 | 1631.8 | 1738.7 | 1898.26 | 1856.34
CC | 33733.96 | 38414.14 | 34494.33 | 30889.06 | 47626.3 | 59405.56
CSP | 0 | 0 | 0 | 0 | 0 | 0
CT | 507.21 | 1120.14 | 1432.83 | 2179.04 | 3130.14 | 3372.88
Coal | 60805.23 | 62472.51 | 60707.37 | 57779.71 | 64330.64 | 71690.94
Geo | 3.95 | 3.95 | 3.95 | 3.95 | 3.95 | 3.95
H | 419.29 | 737.3 | 1204.23 | 1204.23 | 1204.23 | 1204.23
LFG | 459.31 | 798.72 | 1418.66 | 1686.31 | 1657.78 | 1419.63
Nuc | 21188.8 | 25019.34 | 24933.73 | 25344.21 | 19958.32 | 24608.01
PS | 401.94 | 401.94 | 401.94 | 401.94 | 401.94 | 401.94
PV | 41.25 | 1122.52 | 1615.93 | 1729.04 | 1745.38 | 763.88
PeakG | 1875.44 | 2799.45 | 2192.52 | 2531.87 | 2775.1 | 2744.86
PeakO | 535.21 | 701.31 | 568.16 | 570.58 | 570.59 | 570.61
ST | 0 | 0 | 0 | 0 | 0 | 0
STOG | 2157.55 | 2633.39 | 2312.34 | 2239.1 | 2471.55 | 2604.66
STWD | 661.61 | 1179.22 | 863.15 | 1109.8 | 1123.26 | 1357.38
WT | 6833.59 | 17906.18 | 38104.82 | 58302.7 | 57781.79 | 51244.43
IGCC | 366.75 | 367.1 | 368.41 | 368.37 | 373.55 | 376.3
DemandResponse | 0 | 0 | 0 | 0 | 0 | 0
IGCC-CCS | 0 | 0 | 0 | 0 | 0 | 0
WT_off | 348.15 | 348.15 | 1031.02 | 1031.02 | 682.92 | 682.92
PseudoUnit | 0 | 567.32 | 1175.55 | 2122.02 | 2122.02 | 2122.02
FixedInterchange | 0 | 0 | 0 | 0 | 0 | 0
Total Costs by Reporting Type: EI_Canada
ReportingType | 2015 | 2020 | 2025 | 2030 | 2035 | 2040
BM | 177.6 | 177.6 | 177.6 | 177.6 | 177.6 | 177.6
CC | 535.76 | 445.67 | 379.14 | 326.73 | 569.79 | 1223.76
CSP | 0 | 0 | 0 | 0 | 0 | 0
CT | 44.26 | 44.26 | 44.26 | 44.26 | 58.54 | 238.03
Coal | 143.84 | 128.45 | 3.68 | 0 | 0 | 0
Geo | 0 | 0 | 0 | 0 | 0 | 0
H | 216.06 | 467.15 | 981.32 | 1827.39 | 1827.39 | 1929.8
LFG | 19.32 | 19.32 | 19.32 | 19.32 | 14.43 | 14.43
Nuc | 2990.32 | 3007.74 | 3062.22 | 3080.31 | 2836.59 | 3030.72
PS | 2.92 | 2.92 | 2.92 | 2.92 | 2.92 | 2.92
PV | 558.01 | 558.01 | 558.01 | 558.01 | 0.44 | 0.44
PeakG | 21.55 | 23.55 | 23.55 | 23.55 | 26.76 | 27.13
PeakO | 0.75 | 0.75 | 0.87 | 0.98 | 0.98 | 0.98
ST | 0 | 0 | 0 | 0 | 0 | 0
STOG | 5.74 | 5.54 | 5.54 | 0 | 0 | 0
STWD | 0 | 0 | 0 | 0 | 0 | 0
WT | 868.55 | 868.55 | 868.55 | 868.55 | 61.76 | 61.76
IGCC | 0 | 0 | 0 | 0 | 0 | 0
DemandResponse | 0 | 0 | 0 | 0 | 0 | 0
IGCC-CCS | 0 | 0 | 0 | 0 | 0 | 0
WT_off | 0 | 0 | 0 | 0 | 0 | 0
PseudoUnit | 0 | 0 | 0 | 0 | 0 | 0
FixedInterchange | 0 | 0 | 0 | 0 | 0 | 0
Total Costs by Reporting Type: EI
ReportingType | 2015 | 2020 | 2025 | 2030 | 2035 | 2040
BM | 747.81 | 1238.6 | 1809.4 | 1916.31 | 2075.86 | 2033.94
CC | 34269.72 | 38859.81 | 34873.47 | 31215.79 | 48196.08 | 60629.33
CSP | 0 | 0 | 0 | 0 | 0 | 0
CT | 551.47 | 1164.4 | 1477.09 | 2223.3 | 3188.69 | 3610.92
Coal | 60949.07 | 62600.95 | 60711.05 | 57779.71 | 64330.64 | 71690.94
Geo | 3.95 | 3.95 | 3.95 | 3.95 | 3.95 | 3.95
H | 635.35 | 1204.45 | 2185.55 | 3031.62 | 3031.62 | 3134.03
LFG | 478.63 | 818.04 | 1437.98 | 1705.63 | 1672.21 | 1434.06
Nuc | 24179.13 | 28027.08 | 27995.95 | 28424.51 | 22794.91 | 27638.73
PS | 404.86 | 404.86 | 404.86 | 404.86 | 404.86 | 404.86
PV | 599.26 | 1680.53 | 2173.94 | 2287.05 | 1745.82 | 764.32
PeakG | 1896.99 | 2823 | 2216.07 | 2555.42 | 2801.86 | 2771.99
PeakO | 535.97 | 702.06 | 569.02 | 571.56 | 571.57 | 571.59
ST | 0 | 0 | 0 | 0 | 0 | 0
STOG | 2163.29 | 2638.93 | 2317.87 | 2239.1 | 2471.55 | 2604.66
STWD | 661.61 | 1179.22 | 863.15 | 1109.8 | 1123.26 | 1357.38
WT | 7702.14 | 18774.74 | 38973.38 | 59171.26 | 57843.55 | 51306.19
IGCC | 366.75 | 367.1 | 368.41 | 368.37 | 373.55 | 376.3
DemandResponse | 0 | 0 | 0 | 0 | 0 | 0
IGCC-CCS | 0 | 0 | 0 | 0 | 0 | 0
WT_off | 348.15 | 348.15 | 1031.02 | 1031.02 | 682.92 | 682.92
PseudoUnit | 0 | 567.32 | 1175.55 | 2122.02 | 2122.02 | 2122.02
FixedInterchange | 0 | 0 | 0 | 0 | 0 | 0
Total Costs by Reporting Type: Outside_EI
ReportingType | 2015 | 2020 | 2025 | 2030 | 2035 | 2040
BM | 93.95 | 107.8 | 102.79 | 2048.74 | 2117.23 | 2244.38
CC | 17806.21 | 20645.15 | 20164.75 | 24132.9 | 29605.42 | 31959.86
CSP | 0 | 0 | 0 | 0 | 0 | 0
CT | 159.3 | 317.24 | 361.89 | 720.39 | 928.65 | 1178.42
Coal | 14979.63 | 16329.01 | 16431.23 | 16120.75 | 18586.65 | 25276.03
Geo | 296.82 | 1548.72 | 4184.73 | 4176.48 | 4136.57 | 3225.95
H | 875.65 | 875.65 | 875.65 | 1091.61 | 1091.61 | 1091.61
LFG | 78.04 | 555.96 | 811.63 | 822.66 | 812.6 | 471.06
Nuc | 3078.63 | 3429.35 | 3438.57 | 3458.79 | 3458.79 | 3639.53
PS | 112.39 | 112.39 | 112.39 | 112.39 | 112.39 | 112.39
PV | 66.78 | 66.78 | 66.78 | 66.78 | 5.33 | 5.33
PeakG | 324.28 | 464.13 | 401.69 | 463.39 | 493.65 | 405.32
PeakO | 19.67 | 25.14 | 20.44 | 20.44 | 20.45 | 20.45
ST | 468.59 | 886.77 | 1032.36 | 1010.23 | 678.37 | 312.68
STOG | 1645.78 | 1951.09 | 1720.55 | 1730.96 | 1785.45 | 1778.86
STWD | 375.7 | 389.96 | 446.32 | 586.32 | 586.32 | 586.26
WT | 1699.62 | 4092.78 | 9704.01 | 12266.12 | 11573.65 | 9827.69
IGCC | 0 | 0 | 0 | 0 | 0 | 0
DemandResponse | 0 | 0 | 0 | 0 | 0 | 0
IGCC-CCS | 0 | 0 | 0 | 0 | 0 | 0
WT_off | 0 | 0 | 0 | 0 | 0 | 0
PseudoUnit | 0 | 0 | 0 | 0 | 0 | 0
FixedInterchange | 0 | 0 | 0 | 0 | 0 | 0
#15 A | 0.15: RPS Generation Compliance Payments ($)
RPS Program | 2015 | 2020 | 2025 | 2030 | 2035 | 2040
NEISO | 8.25 | 0 | 0 | 0 | 0 | 0
CA | 1660.56 | 1740.81 | 0 | 0 | 0 | 0
NWPP | 0 | 0 | 0 | 0 | 0 | 0
PJM | 0 | 326.8 | 0 | 0 | 0 | 0
US_EI | 0 | 0 | 0 | 0 | 0 | 0
US_WECC | 0 | 0 | 0 | 0 | 0 | 0
US_ERCOT | 0 | 0 | 0 | 0 | 0 | 0
PJM_Solar | 376.75 | 0 | 0 | 0 | 0 | 0
MA_Solar | 161.44 | 0 | 0 | 0 | 0 | 0
NH_Solar | 10.87 | 0 | 0 | 0 | 0 | 0
MRETS_Solar | 0 | 0 | 0 | 0 | 0 | 0
AZNMSNV | 220.4 | 357.39 | 0 | 0 | 0 | 0
AZNMSNV_Solar | 62.75 | 0 | 0 | 0 | 0 | 0
MRETS | 0 | 0 | 0 | 0 | 0 | 0
MI | 72.35 | 0 | 0 | 0 | 0 | 0
Ohio | 0 | 0 | 0 | 0 | 0 | 0
Ohio_Solar | 57.11 | 0 | 0 | 0 | 0 | 0
MOKSOKNE | 239.11 | 0 | 0 | 0 | 0 | 0
MO_Solar | 30.07 | 0 | 0 | 0 | 0 | 0
NC | 762.51 | 0 | 0 | 0 | 0 | 0
NC_Solar | 25.78 | 0 | 0 | 0 | 0 | 0
CO | 24.14 | 0 | 0 | 0 | 0 | 0
CO_Solar | 185.43 | 0 | 0 | 0 | 0 | 0
NY | 6.9 | 0 | 0 | 0 | 0 | 0
TX | 0 | 0 | 0 | 0 | 0 | 0
#15 B | 0.15: RPS Capacity Compliance Payments ($)
RPS Program | 2015 | 2020 | 2025 | 2030 | 2035 | 2040
NEISO | 0 | 0 | 0 | 0 | 0 | 0
CA | 0 | 0 | 0 | 0 | 0 | 0
NWPP | 0 | 0 | 0 | 0 | 0 | 0
PJM | 0 | 0 | 0 | 0 | 0 | 0
US_EI | 0 | 0 | 0 | 0 | 0 | 0
US_WECC | 0 | 0 | 0 | 0 | 0 | 0
US_ERCOT | 0 | 0 | 0 | 0 | 0 | 0
PJM_Solar | 0 | 0 | 0 | 0 | 0 | 0
MA_Solar | 0 | 0 | 0 | 0 | 0 | 0
NH_Solar | 0 | 0 | 0 | 0 | 0 | 0
MRETS_Solar | 0 | 0 | 0 | 0 | 0 | 0
AZNMSNV | 0 | 0 | 0 | 0 | 0 | 0
AZNMSNV_Solar | 0 | 0 | 0 | 0 | 0 | 0
MRETS | 0 | 0 | 0 | 0 | 0 | 0
MI | 0 | 0 | 0 | 0 | 0 | 0
Ohio | 0 | 0 | 0 | 0 | 0 | 0
Ohio_Solar | 0 | 0 | 0 | 0 | 0 | 0
MOKSOKNE | 0 | 0 | 0 | 0 | 0 | 0
MO_Solar | 0 | 0 | 0 | 0 | 0 | 0
NC | 0 | 0 | 0 | 0 | 0 | 0
NC_Solar | 0 | 0 | 0 | 0 | 0 | 0
CO | 0 | 0 | 0 | 0 | 0 | 0
CO_Solar | 0 | 0 | 0 | 0 | 0 | 0
NY | 0 | 0 | 0 | 0 | 0 | 0
TX | 0 | 0 | 0 | 0 | 0 | 0
#16a | 0.15: Transmission Costs ($million) [excludes shadow cost]
Transmission Costs: Entergy
Cost | 2015 | 2020 | 2025 | 2030 | 2035 | 2040
a. Wheel Share | 8.94 | 13.5 | 46.28 | 80.45 | 80.7 | 80.88
b. Friction Share | 8.9 | 18.53 | 71.45 | 124.85 | 124.94 | 123.95
Transmission Costs: FRCC
Cost | 2015 | 2020 | 2025 | 2030 | 2035 | 2040
a. Wheel Share | 15.26 | 20.7 | 32.67 | 36.9 | 34.07 | 27.58
b. Friction Share | 15.26 | 20.7 | 32.67 | 36.9 | 34.07 | 27.58
Transmission Costs: MAPP_US
Cost | 2015 | 2020 | 2025 | 2030 | 2035 | 2040
a. Wheel Share | 10.44 | 9.92 | 21.15 | 27.74 | 30.82 | 30.03
b. Friction Share | 7.68 | 7.24 | 15.64 | 21.32 | 22.97 | 22.94
Transmission Costs: MISO_IN
Cost | 2015 | 2020 | 2025 | 2030 | 2035 | 2040
a. Wheel Share | 1.18 | 2.45 | 3.54 | 3.54 | 3.31 | 3.54
b. Friction Share | 2.05 | 2.88 | 2.61 | 4.64 | 4.25 | 4.71
Transmission Costs: MISO_MI
Cost | 2015 | 2020 | 2025 | 2030 | 2035 | 2040
a. Wheel Share | 3.18 | 5.1 | 4.8 | 5.68 | 4.96 | 6.4
b. Friction Share | 8.87 | 14.29 | 12.29 | 14.06 | 7.92 | 10.3
Transmission Costs: MISO_MO-IL
Cost | 2015 | 2020 | 2025 | 2030 | 2035 | 2040
a. Wheel Share | 10.29 | 2.99 | 5.01 | 36.97 | 38.75 | 41.65
b. Friction Share | 9.94 | 3.84 | 5.06 | 33.54 | 34.93 | 35.8
Transmission Costs: MISO_W
Cost | 2015 | 2020 | 2025 | 2030 | 2035 | 2040
a. Wheel Share | 6.38 | 4.1 | 49.74 | 94.74 | 96.34 | 94.62
b. Friction Share | 8.62 | 7 | 85.99 | 167.43 | 163.78 | 157.83
Transmission Costs: MISO_WUMS
Cost | 2015 | 2020 | 2025 | 2030 | 2035 | 2040
a. Wheel Share | 0 | 0 | 0 | 0 | 0 | 0
b. Friction Share | 0.89 | 0.59 | 0.4 | 5.08 | 1.6 | 2.19
Transmission Costs: Nebraska
Cost | 2015 | 2020 | 2025 | 2030 | 2035 | 2040
a. Wheel Share | 6.38 | 5.87 | 32.63 | 73.22 | 75.99 | 73.24
b. Friction Share | 5.13 | 6.19 | 49.48 | 109.85 | 111.68 | 108.88
Transmission Costs: NEISO
Cost | 2015 | 2020 | 2025 | 2030 | 2035 | 2040
a. Wheel Share | 0 | 0 | 0 | 0 | 0 | 0
b. Friction Share | 7.32 | 7.48 | 7.14 | 11.21 | 10.68 | 9.54
Transmission Costs: NonRTO_Midwest
Cost | 2015 | 2020 | 2025 | 2030 | 2035 | 2040
a. Wheel Share | 2.06 | 3.7 | 4.41 | 4.12 | 5.64 | 6.6
b. Friction Share | 2.15 | 3.5 | 3.57 | 3.08 | 5.87 | 7.22
Transmission Costs: NYISO_A-F
Cost | 2015 | 2020 | 2025 | 2030 | 2035 | 2040
a. Wheel Share | 8.62 | 9.15 | 6.8 | 6.35 | 2.8 | 4.86
b. Friction Share | 21.26 | 18.95 | 13.23 | 16.2 | 7.13 | 6.99
Transmission Costs: NYISO_G-I
Cost | 2015 | 2020 | 2025 | 2030 | 2035 | 2040
a. Wheel Share | 1.11 | 2.62 | 2.2 | 1.67 | 1.67 | 3.2
b. Friction Share | 3.54 | 4.43 | 4.21 | 5.79 | 5.05 | 5.48
Transmission Costs: NYISO_J-K
Cost | 2015 | 2020 | 2025 | 2030 | 2035 | 2040
a. Wheel Share | 0.58 | 0.71 | 0.66 | 1.05 | 0.91 | 1.02
b. Friction Share | 3.01 | 3.1 | 3.1 | 4.69 | 4.15 | 4.46
Transmission Costs: PJM_E
Cost | 2015 | 2020 | 2025 | 2030 | 2035 | 2040
a. Wheel Share | 1.69 | 3.33 | 2.86 | 2.73 | 2.58 | 4.21
b. Friction Share | 1.64 | 2.59 | 2.36 | 2.57 | 2.1 | 3.19
Transmission Costs: PJM_ROM
Cost | 2015 | 2020 | 2025 | 2030 | 2035 | 2040
a. Wheel Share | 1.9 | 3.82 | 3.85 | 2.29 | 2.37 | 3.76
b. Friction Share | 2.02 | 2.67 | 3.14 | 2.52 | 2.42 | 3.3
Transmission Costs: PJM_ROR
Cost | 2015 | 2020 | 2025 | 2030 | 2035 | 2040
a. Wheel Share | 25.79 | 24.73 | 30.95 | 34.68 | 30.38 | 29.81
b. Friction Share | 37.18 | 32.33 | 56.72 | 88.97 | 75.02 | 72.99
Transmission Costs: SOCO
Cost | 2015 | 2020 | 2025 | 2030 | 2035 | 2040
a. Wheel Share | 21.14 | 25.76 | 52.12 | 72.81 | 71.28 | 68.08
b. Friction Share | 24.29 | 28.49 | 62.41 | 89.18 | 89.12 | 90.69
Transmission Costs: SPP_N
Cost | 2015 | 2020 | 2025 | 2030 | 2035 | 2040
a. Wheel Share | 4.64 | 9.75 | 26.71 | 46.83 | 45.86 | 47.53
b. Friction Share | 3.88 | 15.07 | 40.69 | 70.93 | 69.44 | 71.94
Transmission Costs: SPP_S
Cost | 2015 | 2020 | 2025 | 2030 | 2035 | 2040
a. Wheel Share | 0.37 | 1.09 | 12.27 | 21.5 | 21.36 | 22.02
b. Friction Share | 0.68 | 1.91 | 18.47 | 32.34 | 32.14 | 33.14
Transmission Costs: TVA
Cost | 2015 | 2020 | 2025 | 2030 | 2035 | 2040
a. Wheel Share | 1.44 | 1.35 | 1.37 | 2.77 | 2.79 | 2.29
b. Friction Share | 1.82 | 1.7 | 1.76 | 3.62 | 3.68 | 3.06
Transmission Costs: TVA_Transmission
Cost | 2015 | 2020 | 2025 | 2030 | 2035 | 2040
a. Wheel Share | 8.66 | 4.84 | 18.33 | 66.62 | 70.08 | 73.81
b. Friction Share | 7.77 | 5.8 | 19.97 | 66.42 | 71.14 | 73.22
Transmission Costs: VACAR
Cost | 2015 | 2020 | 2025 | 2030 | 2035 | 2040
a. Wheel Share | 25.32 | 24.19 | 25.97 | 29.14 | 25.7 | 27.15
b. Friction Share | 25.9 | 24.93 | 27.06 | 30.95 | 28.59 | 35.09
Transmission Costs: IESO
Cost | 2015 | 2020 | 2025 | 2030 | 2035 | 2040
a. Wheel Share | 11.23 | 12.2 | 9.4 | 12.22 | 7.76 | 9.67
b. Friction Share | 26.66 | 30.5 | 23.5 | 23.63 | 9.31 | 10.28
Transmission Costs: MAPP_CA
Cost | 2015 | 2020 | 2025 | 2030 | 2035 | 2040
a. Wheel Share | 2.04 | 2.65 | 2.51 | 3.05 | 3.07 | 3.06
b. Friction Share | 3.15 | 4.03 | 3.93 | 2.11 | 2.16 | 2.21
Transmission Costs: AZ_NM_SNV_Coal
Cost | 2015 | 2020 | 2025 | 2030 | 2035 | 2040
a. Wheel Share | 20.69 | 20.85 | 23.83 | 22.74 | 26.35 | 45.66
b. Friction Share | 34.9 | 35.21 | 40.22 | 38.52 | 44.46 | 76.39
Transmission Costs: AZ_NM_SNV_Gas
Cost | 2015 | 2020 | 2025 | 2030 | 2035 | 2040
a. Wheel Share | 80.65 | 97.53 | 94.03 | 109.44 | 121.08 | 148.11
b. Friction Share | 134.73 | 162.91 | 157.09 | 182.9 | 202.24 | 247.11
Transmission Costs: AZ_NM_SNV_NucRenew
Cost | 2015 | 2020 | 2025 | 2030 | 2035 | 2040
a. Wheel Share | 39.16 | 41.47 | 53.77 | 58.86 | 64.75 | 86.38
b. Friction Share | 65.37 | 69.21 | 89.76 | 98.23 | 108.02 | 143.99
Transmission Costs: ERCOT
Cost | 2015 | 2020 | 2025 | 2030 | 2035 | 2040
a. Wheel Share | 0.24 | 0.83 | 2.53 | 3.14 | 3.06 | 3.11
b. Friction Share | 0.37 | 1.26 | 3.8 | 4.72 | 4.6 | 4.67
Transmission Costs: NP15
Cost | 2015 | 2020 | 2025 | 2030 | 2035 | 2040
a. Wheel Share | 35.47 | 16.49 | 7.03 | 15.94 | 37.55 | 44.8
b. Friction Share | 59.19 | 27.57 | 11.83 | 26.67 | 62.7 | 74.78
Transmission Costs: NWPP_Coal
Cost | 2015 | 2020 | 2025 | 2030 | 2035 | 2040
a. Wheel Share | 83.38 | 56.73 | 47.6 | 58.94 | 91.37 | 98.92
b. Friction Share | 140.24 | 95.81 | 80.64 | 99.68 | 153.95 | 166.57
Transmission Costs: NWPP_Gas
Cost | 2015 | 2020 | 2025 | 2030 | 2035 | 2040
a. Wheel Share | 0 | 0 | 0 | 0 | 0 | 0
b. Friction Share | 0.3 | 0.3 | 0.3 | 0.44 | 0.65 | 0.69
Transmission Costs: NWPP_NucRenew
Cost | 2015 | 2020 | 2025 | 2030 | 2035 | 2040
a. Wheel Share | 0 | 0 | 0 | 0 | 0 | 0
b. Friction Share | 0.96 | 0.96 | 1 | 1.01 | 1.01 | 1.01
Transmission Costs: RMPA
Cost | 2015 | 2020 | 2025 | 2030 | 2035 | 2040
a. Wheel Share | 2.4 | 4.36 | 10.1 | 8.9 | 12.57 | 16.65
b. Friction Share | 2.25 | 4.99 | 14.6 | 12.22 | 18.42 | 25.26
Transmission Costs: SP15
Cost | 2015 | 2020 | 2025 | 2030 | 2035 | 2040
a. Wheel Share | 184.01 | 193.98 | 201.73 | 226.58 | 251.62 | 297.43
b. Friction Share | 306.76 | 323.39 | 336.33 | 377.75 | 419.48 | 495.83
Transmission Costs: ALB
Cost | 2015 | 2020 | 2025 | 2030 | 2035 | 2040
a. Wheel Share | 0.75 | 0.51 | 1.26 | 2.26 | 0.04 | 3.48
b. Friction Share | 1.25 | 0.85 | 2.11 | 3.76 | 0.07 | 5.79
Transmission Costs: BC
Cost | 2015 | 2020 | 2025 | 2030 | 2035 | 2040
a. Wheel Share | 3.35 | 3.98 | 3.5 | 2.75 | 2.54 | 3.51
b. Friction Share | 5.58 | 6.63 | 5.84 | 4.59 | 4.23 | 5.84
Transmission Costs: HQ_IESO
Cost | 2015 | 2020 | 2025 | 2030 | 2035 | 2040
a. Wheel Share | 0 | 0 | 0 | 0 | 0 | 0
b. Friction Share | 0.01 | 0.01 | 0.01 | 0.01 | 0.01 | 0.01
Transmission Costs: HQ_NEISO
Cost | 2015 | 2020 | 2025 | 2030 | 2035 | 2040
a. Wheel Share | 0 | 0 | 0 | 0 | 0 | 0
b. Friction Share | 0.11 | 0.11 | 0.11 | 0.19 | 0.19 | 0.19
Transmission Costs: HQ_NY
Cost | 2015 | 2020 | 2025 | 2030 | 2035 | 2040
a. Wheel Share | 0 | 0 | 0 | 0 | 0 | 0
b. Friction Share | 0.03 | 0.07 | 0.12 | 0.12 | 0.12 | 0.12
Transmission Costs: MARITIMES
Cost | 2015 | 2020 | 2025 | 2030 | 2035 | 2040
a. Wheel Share | 0 | 0 | 0 | 0 | 0 | 0
b. Friction Share | 0.05 | 0.07 | 0.07 | 0.07 | 0.07 | 0.07
Transmission Costs: All
Cost | 2015 | 2020 | 2025 | 2030 | 2035 | 2040
a. Wheel Share | 628.75 | 631.26 | 841.62 | 1176.61 | 1270.13 | 1413.04
b. Friction Share | 991.73 | 998.11 | 1310.71 | 1822.77 | 1944.34 | 2175.29
Transmission Costs: EI_US
Cost | 2015 | 2020 | 2025 | 2030 | 2035 | 2040
a. Wheel Share | 165.37 | 179.69 | 384.33 | 651.79 | 648.38 | 652.28
b. Friction Share | 210 | 234.47 | 539.74 | 946.52 | 913.03 | 914.86
Transmission Costs: EI_Canada
Cost | 2015 | 2020 | 2025 | 2030 | 2035 | 2040
a. Wheel Share | 13.27 | 14.84 | 11.9 | 15.27 | 10.83 | 12.73
b. Friction Share | 29.83 | 34.55 | 27.45 | 25.76 | 11.49 | 12.5
Transmission Costs: EI
Cost | 2015 | 2020 | 2025 | 2030 | 2035 | 2040
a. Wheel Share | 178.64 | 194.53 | 396.23 | 667.06 | 659.21 | 665
b. Friction Share | 239.83 | 269.02 | 567.19 | 972.28 | 924.52 | 927.36
Transmission Costs: Outside_EI
Cost | 2015 | 2020 | 2025 | 2030 | 2035 | 2040
a. Wheel Share | 450.11 | 436.73 | 445.39 | 509.55 | 610.92 | 748.04
b. Friction Share | 751.9 | 729.09 | 743.52 | 850.49 | 1019.82 | 1247.93

## Capacity
#1 | New Build Capacity (MW)
New Build Capacity by Reporting Type: Entergy
ReportingType | 2015 | 2020 | 2025 | 2030 | 2035 | 2040
BM | 0 | 0 | 0 | 0 | 0 | 0
CC | 0 | 0 | 0 | 0 | 0 | 0
CSP | 0 | 0 | 0 | 0 | 0 | 0
CT | 0 | 0 | 0 | 237.01 | 161.15 | 1625.67
Coal | 720 | 0 | 0 | 0 | 0 | 0
Geo | 0 | 0 | 0 | 0 | 0 | 0
H | 0 | 0 | 0 | 0 | 0 | 0
LFG | 0 | 0 | 0 | 107.4 | 0 | 0
Nuc | 170 | 0 | 0 | 0 | 0 | 0
PS | 0 | 0 | 0 | 0 | 0 | 0
PV | 0.29 | 65.03 | 35.47 | 3.41 | 3.82 | 2.61
PeakG | 0 | 0 | 0 | 0 | 0 | 0
PeakO | 0 | 0 | 0 | 0 | 0 | 0
ST | 0 | 0 | 0 | 0 | 0 | 0
STOG | 0 | 0 | 0 | 0 | 0 | 0
STWD | 0 | 0 | 0 | 0 | 0 | 0
WT | 0 | 0 | 0 | 0 | 0 | 100
IGCC | 0 | 0 | 0 | 0 | 0 | 0
DemandResponse | 0 | 0 | 0 | 0 | 0 | 0
IGCC-CCS | 0 | 0 | 0 | 0 | 0 | 0
WT_off | 0 | 0 | 0 | 0 | 0 | 0
PseudoUnit | 0 | 0 | 0 | 0 | 0 | 0
FixedInterchange | 0 | 0 | 0 | 0 | 0 | 0
New Build Capacity by Reporting Type: FRCC
ReportingType | 2015 | 2020 | 2025 | 2030 | 2035 | 2040
BM | 0 | 0 | 0 | 0 | 0 | 0
CC | 1516.9 | 3155.32 | 797.09 | 510.21 | 9082.78 | 5285.66
CSP | 0 | 0 | 0 | 0 | 0 | 0
CT | 2480 | 0 | 0 | 0 | 0 | 0
Coal | 0 | 0 | 0 | 0 | 0 | 0
Geo | 0 | 0 | 0 | 0 | 0 | 0
H | 0 | 0 | 0 | 0 | 0 | 0
LFG | 0 | 0 | 198 | 0 | 0 | 0
Nuc | 229.33 | 0 | 0 | 0 | 0 | 0
PS | 0 | 0 | 0 | 0 | 0 | 0
PV | 0 | 0 | 0 | 0 | 0 | 0
PeakG | 0 | 0 | 0 | 0 | 0 | 0
PeakO | 0 | 0 | 0 | 0 | 0 | 0
ST | 0 | 0 | 0 | 0 | 0 | 0
STOG | 0 | 0 | 0 | 0 | 0 | 0
STWD | 0 | 0 | 0 | 0 | 0 | 0
WT | 0 | 0 | 0 | 0 | 0 | 0
IGCC | 0 | 0 | 0 | 0 | 0 | 0
DemandResponse | 0 | 0 | 0 | 0 | 0 | 0
IGCC-CCS | 0 | 0 | 0 | 0 | 0 | 0
WT_off | 0 | 0 | 0 | 0 | 0 | 0
PseudoUnit | 0 | 0 | 0 | 0 | 0 | 0
FixedInterchange | 0 | 0 | 0 | 0 | 0 | 0
New Build Capacity by Reporting Type: MAPP_US
ReportingType | 2015 | 2020 | 2025 | 2030 | 2035 | 2040
BM | 0 | 0 | 0 | 0 | 0 | 0
CC | 0 | 0 | 0 | 0 | 0 | 0
CSP | 0 | 0 | 0 | 0 | 0 | 0
CT | 308.3 | 0 | 0 | 0 | 239.01 | 480.81
Coal | 0 | 0 | 0 | 0 | 0 | 0
Geo | 0 | 0 | 0 | 0 | 0 | 0
H | 0 | 0 | 0 | 0 | 0 | 0
LFG | 0 | 0 | 0 | 71.67 | 0 | 0
Nuc | 0 | 0 | 0 | 0 | 0 | 0
PS | 0 | 0 | 0 | 0 | 0 | 0
PV | 0 | 0 | 0 | 0 | 0 | 0
PeakG | 0 | 0 | 0 | 0 | 0 | 0
PeakO | 0 | 0 | 0 | 0 | 0 | 0
ST | 0 | 0 | 0 | 0 | 0 | 0
STOG | 0 | 0 | 0 | 0 | 0 | 0
STWD | 0 | 0 | 0 | 0 | 0 | 0
WT | 421.3 | 1579.51 | 3595.9 | 1769.01 | 2971.38 | 0
IGCC | 0 | 0 | 0 | 0 | 0 | 0
DemandResponse | 0 | 0 | 0 | 0 | 0 | 0
IGCC-CCS | 0 | 0 | 0 | 0 | 0 | 0
WT_off | 0 | 0 | 0 | 0 | 0 | 0
PseudoUnit | 0 | 0 | 0 | 0 | 0 | 0
FixedInterchange | 0 | 0 | 0 | 0 | 0 | 0
New Build Capacity by Reporting Type: MISO_IN
ReportingType | 2015 | 2020 | 2025 | 2030 | 2035 | 2040
BM | 0 | 0 | 0 | 0 | 0 | 0
CC | 0 | 0 | 0 | 0 | 0 | 0
CSP | 0 | 0 | 0 | 0 | 0 | 0
CT | 0 | 0 | 0 | 0 | 0 | 0
Coal | 0 | 0 | 0 | 0 | 0 | 0
Geo | 0 | 0 | 0 | 0 | 0 | 0
H | 0 | 0 | 0 | 0 | 0 | 0
LFG | 0 | 0 | 42.58 | 37.55 | 0 | 0
Nuc | 0 | 0 | 0 | 0 | 0 | 0
PS | 0 | 0 | 0 | 0 | 0 | 0
PV | 0 | 235.95 | 147.21 | 0 | 11.63 | 13.48
PeakG | 0 | 0 | 0 | 0 | 0 | 0
PeakO | 0 | 0 | 0 | 0 | 0 | 0
ST | 0 | 0 | 0 | 0 | 0 | 0
STOG | 0 | 0 | 0 | 0 | 0 | 0
STWD | 0 | 0 | 0 | 0 | 0 | 0
WT | 0 | 0 | 0 | 0 | 0 | 0
IGCC | 618 | 0 | 0 | 0 | 0 | 0
DemandResponse | 0 | 0 | 0 | 0 | 0 | 0
IGCC-CCS | 0 | 0 | 0 | 0 | 0 | 0
WT_off | 0 | 0 | 0 | 0 | 0 | 0
PseudoUnit | 0 | 0 | 0 | 0 | 0 | 0
FixedInterchange | 0 | 0 | 0 | 0 | 0 | 0
New Build Capacity by Reporting Type: MISO_MI
ReportingType | 2015 | 2020 | 2025 | 2030 | 2035 | 2040
BM | 0 | 0 | 0 | 0 | 0 | 0
CC | 0 | 0 | 0 | 0 | 0 | 0
CSP | 0 | 0 | 0 | 0 | 0 | 0
CT | 0 | 0 | 0 | 0 | 0 | 0
Coal | 0 | 0 | 0 | 0 | 0 | 0
Geo | 0 | 0 | 0 | 0 | 0 | 0
H | 0 | 0 | 0 | 0 | 0 | 0
LFG | 0 | 71.7 | 88.55 | 0 | 0 | 0
Nuc | 0 | 0 | 0 | 0 | 0 | 0
PS | 0 | 0 | 0 | 0 | 0 | 0
PV | 0 | 0 | 0 | 0 | 0 | 0
PeakG | 0 | 0 | 0 | 0 | 0 | 0
PeakO | 0 | 0 | 0 | 0 | 0 | 0
ST | 0 | 0 | 0 | 0 | 0 | 0
STOG | 0 | 0 | 0 | 0 | 0 | 0
STWD | 0 | 0 | 0 | 0 | 0 | 0
WT | 2000 | 304.83 | 0 | 144.07 | 151.1 | 164.51
IGCC | 0 | 0 | 0 | 0 | 0 | 0
DemandResponse | 0 | 0 | 0 | 0 | 0 | 0
IGCC-CCS | 0 | 0 | 0 | 0 | 0 | 0
WT_off | 0 | 0 | 0 | 0 | 0 | 0
PseudoUnit | 0 | 0 | 0 | 0 | 0 | 0
FixedInterchange | 0 | 0 | 0 | 0 | 0 | 0
New Build Capacity by Reporting Type: MISO_MO-IL
ReportingType | 2015 | 2020 | 2025 | 2030 | 2035 | 2040
BM | 0 | 0 | 0 | 0 | 0 | 0
CC | 0 | 0 | 0 | 0 | 0 | 0
CSP | 0 | 0 | 0 | 0 | 0 | 0
CT | 0 | 0 | 0 | 0 | 0 | 0
Coal | 1790 | 0 | 0 | 0 | 0 | 0
Geo | 0 | 0 | 0 | 0 | 0 | 0
H | 0 | 280 | 0 | 0 | 0 | 0
LFG | 0 | 0 | 223.33 | 0 | 0 | 0
Nuc | 0 | 0 | 0 | 0 | 0 | 0
PS | 0 | 0 | 0 | 0 | 0 | 0
PV | 0 | 0 | 0 | 0 | 0 | 0
PeakG | 0 | 0 | 0 | 0 | 0 | 0
PeakO | 0 | 0 | 0 | 0 | 0 | 0
ST | 0 | 0 | 0 | 0 | 0 | 0
STOG | 0 | 0 | 0 | 0 | 0 | 0
STWD | 0 | 0 | 0 | 0 | 0 | 0
WT | 300 | 0 | 0 | 1809.97 | 0 | 1942.39
IGCC | 0 | 0 | 0 | 0 | 0 | 0
DemandResponse | 0 | 0 | 0 | 0 | 0 | 0
IGCC-CCS | 0 | 0 | 0 | 0 | 0 | 0
WT_off | 0 | 0 | 0 | 0 | 0 | 0
PseudoUnit | 0 | 0 | 0 | 0 | 0 | 0
FixedInterchange | 0 | 0 | 0 | 0 | 0 | 0
New Build Capacity by Reporting Type: MISO_W
ReportingType | 2015 | 2020 | 2025 | 2030 | 2035 | 2040
BM | 0 | 0 | 0 | 0 | 0 | 0
CC | 0 | 0 | 0 | 0 | 0 | 0
CSP | 0 | 0 | 0 | 0 | 0 | 0
CT | 0 | 0 | 0 | 0 | 0 | 0
Coal | 0 | 0 | 0 | 0 | 0 | 0
Geo | 0 | 0 | 0 | 0 | 0 | 0
H | 0 | 0 | 0 | 0 | 0 | 0
LFG | 0 | 0 | 71.67 | 0 | 0 | 0
Nuc | 94.33 | 0 | 0 | 0 | 0 | 0
PS | 0 | 0 | 0 | 0 | 0 | 0
PV | 0 | 0 | 0 | 0 | 0 | 0
PeakG | 0 | 0 | 0 | 0 | 0 | 0
PeakO | 0 | 0 | 0 | 0 | 0 | 0
ST | 0 | 0 | 0 | 0 | 0 | 0
STOG | 0 | 0 | 0 | 0 | 0 | 0
STWD | 0 | 0 | 0 | 0 | 0 | 0
WT | 2800.5 | 0 | 0 | 12173.97 | 3483.67 | 2433.17
IGCC | 0 | 0 | 0 | 0 | 0 | 0
DemandResponse | 0 | 0 | 0 | 0 | 0 | 0
IGCC-CCS | 0 | 0 | 0 | 0 | 0 | 0
WT_off | 0 | 0 | 0 | 0 | 0 | 0
PseudoUnit | 0 | 0 | 0 | 0 | 0 | 0
FixedInterchange | 0 | 0 | 0 | 0 | 0 | 0
New Build Capacity by Reporting Type: MISO_WUMS
ReportingType | 2015 | 2020 | 2025 | 2030 | 2035 | 2040
BM | 0 | 0 | 0 | 0 | 0 | 0
CC | 0 | 0 | 0 | 0 | 0 | 0
CSP | 0 | 0 | 0 | 0 | 0 | 0
CT | 0 | 2991.46 | 2964.25 | 5404.07 | 10644.78 | 3428.12
Coal | 615 | 0 | 0 | 0 | 0 | 0
Geo | 0 | 0 | 0 | 0 | 0 | 0
H | 0 | 1 | 0 | 0 | 0 | 0
LFG | 0 | 0 | 223.33 | 0 | 0 | 0
Nuc | 235 | 0 | 0 | 0 | 0 | 0
PS | 0 | 0 | 0 | 0 | 0 | 0
PV | 0 | 0 | 0 | 0 | 0 | 0
PeakG | 0 | 0 | 0 | 0 | 0 | 0
PeakO | 0 | 0 | 0 | 0 | 0 | 0
ST | 0 | 0 | 0 | 0 | 0 | 0
STOG | 0 | 0 | 0 | 0 | 0 | 0
STWD | 0 | 0 | 0 | 0 | 0 | 0
WT | 968.9 | 0 | 0 | 0 | 0 | 30.8
IGCC | 0 | 0 | 0 | 0 | 0 | 0
DemandResponse | 0 | 0 | 0 | 0 | 0 | 0
IGCC-CCS | 0 | 0 | 0 | 0 | 0 | 0
WT_off | 0 | 0 | 0 | 0 | 0 | 0
PseudoUnit | 0 | 0 | 0 | 0 | 0 | 0
FixedInterchange | 0 | 0 | 0 | 0 | 0 | 0
New Build Capacity by Reporting Type: Nebraska
ReportingType | 2015 | 2020 | 2025 | 2030 | 2035 | 2040
BM | 0 | 0 | 0 | 0 | 0 | 0
CC | 0 | 0 | 0 | 0 | 0 | 0
CSP | 0 | 0 | 0 | 0 | 0 | 0
CT | 0 | 0 | 0 | 0 | 0 | 0
Coal | 232.1 | 0 | 0 | 0 | 0 | 0
Geo | 0 | 0 | 0 | 0 | 0 | 0
H | 0 | 0 | 0 | 0 | 0 | 0
LFG | 0 | 0 | 0 | 71.67 | 0 | 0
Nuc | 0 | 0 | 0 | 0 | 0 | 0
PS | 0 | 0 | 0 | 0 | 0 | 0
PV | 0 | 0 | 0 | 0 | 0 | 0
PeakG | 0 | 0 | 0 | 0 | 0 | 0
PeakO | 0 | 0 | 0 | 0 | 0 | 0
ST | 0 | 0 | 0 | 0 | 0 | 0
STOG | 0 | 0 | 0 | 0 | 0 | 0
STWD | 0 | 0 | 0 | 0 | 0 | 0
WT | 202 | 20876.2 | 23877.85 | 26555.69 | 98.08 | 0
IGCC | 0 | 0 | 0 | 0 | 0 | 0
DemandResponse | 0 | 0 | 0 | 0 | 0 | 0
IGCC-CCS | 0 | 0 | 0 | 0 | 0 | 0
WT_off | 0 | 0 | 0 | 0 | 0 | 0
PseudoUnit | 0 | 0 | 0 | 0 | 0 | 0
FixedInterchange | 0 | 0 | 0 | 0 | 0 | 0
New Build Capacity by Reporting Type: NEISO
ReportingType | 2015 | 2020 | 2025 | 2030 | 2035 | 2040
BM | 252.2 | 0 | 0 | 0 | 0 | 0
CC | 2049.5 | 0 | 0 | 0 | 0 | 0
CSP | 0 | 0 | 0 | 0 | 0 | 0
CT | 334 | 0 | 0 | 0 | 0 | 0
Coal | 0 | 0 | 0 | 0 | 0 | 0
Geo | 0 | 0 | 0 | 0 | 0 | 0
H | 0 | 3 | 0 | 0 | 0 | 0
LFG | 49.26 | 0 | 69.74 | 0 | 0 | 0
Nuc | 0 | 0 | 0 | 0 | 0 | 0
PS | 0 | 0 | 0 | 0 | 0 | 0
PV | 0 | 323.36 | 1.49 | 0 | 0 | 0.05
PeakG | 0 | 0 | 0 | 0 | 0 | 0
PeakO | 0 | 0 | 0 | 0 | 0 | 0
ST | 0 | 0 | 0 | 0 | 0 | 0
STOG | 0 | 0 | 0 | 0 | 0 | 0
STWD | 0 | 0 | 0 | 0 | 0 | 0
WT | 231.2 | 1499.88 | 1976.93 | 599.94 | 766.59 | 0
IGCC | 0 | 0 | 0 | 0 | 0 | 0
DemandResponse | 0 | 0 | 0 | 0 | 0 | 0
IGCC-CCS | 0 | 0 | 0 | 0 | 0 | 0
WT_off | 468 | 0 | 0 | 0 | 0 | 0
PseudoUnit | 0 | 0 | 0 | 0 | 0 | 0
FixedInterchange | 0 | 0 | 0 | 0 | 0 | 0
New Build Capacity by Reporting Type: NonRTO_Midwest
ReportingType | 2015 | 2020 | 2025 | 2030 | 2035 | 2040
BM | 0 | 0 | 0 | 0 | 0 | 0
CC | 0 | 0 | 0 | 0 | 0.01 | 251.16
CSP | 0 | 0 | 0 | 0 | 0 | 0
CT | 0 | 386.9 | 0 | 0 | 0 | 0
Coal | 0 | 0 | 0 | 0 | 0 | 0
Geo | 0 | 0 | 0 | 0 | 0 | 0
H | 0 | 0 | 746 | 0 | 0 | 0
LFG | 0 | 0 | 160.25 | 0 | 0 | 0
Nuc | 0 | 0 | 0 | 0 | 0 | 0
PS | 0 | 0 | 0 | 0 | 0 | 0
PV | 0 | 0 | 0 | 0 | 0 | 0
PeakG | 0 | 0 | 0 | 0 | 0 | 0
PeakO | 0 | 0 | 0 | 0 | 0 | 0
ST | 0 | 0 | 0 | 0 | 0 | 0
STOG | 0 | 0 | 0 | 0 | 0 | 0
STWD | 0 | 0 | 0 | 0 | 0 | 0
WT | 0 | 0 | 0 | 0 | 0 | 0
IGCC | 0 | 0 | 0 | 0 | 0 | 0
DemandResponse | 0 | 0 | 0 | 0 | 0 | 0
IGCC-CCS | 0 | 0 | 0 | 0 | 0 | 0
WT_off | 0 | 0 | 0 | 0 | 0 | 0
PseudoUnit | 0 | 0 | 0 | 0 | 0 | 0
FixedInterchange | 0 | 0 | 0 | 0 | 0 | 0
New Build Capacity by Reporting Type: NYISO_A-F
ReportingType | 2015 | 2020 | 2025 | 2030 | 2035 | 2040
BM | 0 | 0 | 0 | 0 | 0 | 0
CC | 639 | 0 | 0 | 0 | 0 | 0
CSP | 0 | 0 | 0 | 0 | 0 | 0
CT | 0 | 0 | 0 | 0 | 0 | 0
Coal | 0 | 0 | 0 | 0 | 0 | 0
Geo | 0 | 0 | 0 | 0 | 0 | 0
H | 0 | 0 | 0 | 0 | 0 | 0
LFG | 6.4 | 0 | 0 | 67.93 | 0 | 0
Nuc | 168 | 0 | 0 | 0 | 0 | 0
PS | 0 | 0 | 0 | 0 | 0 | 0
PV | 0 | 0 | 0 | 0 | 0 | 0
PeakG | 0 | 0 | 0 | 0 | 0 | 0
PeakO | 0 | 0 | 0 | 0 | 0 | 0
ST | 0 | 0 | 0 | 0 | 0 | 0
STOG | 0 | 0 | 0 | 0 | 0 | 0
STWD | 0 | 0 | 0 | 0 | 0 | 0
WT | 2476.3 | 709.8 | 0 | 0 | 0 | 0
IGCC | 0 | 0 | 0 | 0 | 0 | 0
DemandResponse | 0 | 0 | 0 | 0 | 0 | 0
IGCC-CCS | 0 | 0 | 0 | 0 | 0 | 0
WT_off | 0 | 0 | 0 | 0 | 0 | 0
PseudoUnit | 0 | 0 | 0 | 0 | 0 | 0
FixedInterchange | 0 | 0 | 0 | 0 | 0 | 0
New Build Capacity by Reporting Type: NYISO_G-I
ReportingType | 2015 | 2020 | 2025 | 2030 | 2035 | 2040
BM | 0 | 0 | 0 | 0 | 0 | 0
CC | 0 | 0 | 0 | 0 | 1434.09 | 2927.24
CSP | 0 | 0 | 0 | 0 | 0 | 0
CT | 0 | 0 | 0 | 0 | 0 | 0
Coal | 0 | 0 | 0 | 0 | 0 | 0
Geo | 0 | 0 | 0 | 0 | 0 | 0
H | 0 | 0 | 0 | 0 | 0 | 0
LFG | 0 | 0 | 0.31 | 74.02 | 0 | 0
Nuc | 0 | 0 | 0 | 0 | 0 | 0
PS | 0 | 0 | 0 | 0 | 0 | 0
PV | 0 | 0 | 0 | 0 | 0 | 0
PeakG | 0 | 0 | 0 | 0 | 0 | 0
PeakO | 0 | 0 | 0 | 0 | 0 | 0
ST | 0 | 0 | 0 | 0 | 0 | 0
STOG | 0 | 0 | 0 | 0 | 0 | 0
STWD | 0 | 0 | 0 | 0 | 0 | 0
WT | 0 | 60 | 0 | 0 | 0 | 0
IGCC | 0 | 0 | 0 | 0 | 0 | 0
DemandResponse | 0 | 0 | 0 | 0 | 0 | 0
IGCC-CCS | 0 | 0 | 0 | 0 | 0 | 0
WT_off | 0 | 0 | 0 | 0 | 0 | 0
PseudoUnit | 0 | 0 | 0 | 0 | 0 | 0
FixedInterchange | 0 | 0 | 0 | 0 | 0 | 0
New Build Capacity by Reporting Type: NYISO_J-K
ReportingType | 2015 | 2020 | 2025 | 2030 | 2035 | 2040
BM | 0 | 0 | 0 | 0 | 0 | 0
CC | 1175.4 | 0 | 0 | 0 | 0 | 0
CSP | 0 | 0 | 0 | 0 | 0 | 0
CT | 0 | 0 | 0 | 312.55 | 1742.49 | 597.58
Coal | 0 | 0 | 0 | 0 | 0 | 0
Geo | 0 | 0 | 0 | 0 | 0 | 0
H | 0 | 0 | 0 | 0 | 0 | 0
LFG | 0 | 0 | 0 | 74.33 | 0 | 0
Nuc | 0 | 0 | 0 | 0 | 0 | 0
PS | 0 | 0 | 0 | 0 | 0 | 0
PV | 32 | 0 | 0 | 0 | 0 | 0
PeakG | 0 | 0 | 0 | 0 | 0 | 0
PeakO | 0 | 0 | 0 | 0 | 0 | 0
ST | 0 | 0 | 0 | 0 | 0 | 0
STOG | 0 | 0 | 0 | 0 | 0 | 0
STWD | 0 | 0 | 0 | 0 | 0 | 0
WT | 0 | 0 | 0 | 0 | 0 | 0
IGCC | 0 | 0 | 0 | 0 | 0 | 0
DemandResponse | 0 | 0 | 0 | 0 | 0 | 0
IGCC-CCS | 0 | 0 | 0 | 0 | 0 | 0
WT_off | 0 | 0 | 0 | 0 | 0 | 0
PseudoUnit | 0 | 0 | 0 | 0 | 0 | 0
FixedInterchange | 0 | 0 | 0 | 0 | 0 | 0
New Build Capacity by Reporting Type: PJM_E
ReportingType | 2015 | 2020 | 2025 | 2030 | 2035 | 2040
BM | 30 | 0 | 0 | 0 | 0 | 0
CC | 4634.3 | 0 | 0 | 0 | 0 | 0
CSP | 0 | 0 | 0 | 0 | 0 | 0
CT | 26.2 | 0 | 0 | 0 | 1967.24 | 0
Coal | 27 | 0 | 0 | 0 | 0 | 0
Geo | 0 | 0 | 0 | 0 | 0 | 0
H | 0 | 0 | 0 | 0 | 0 | 0
LFG | 9.1 | 132.9 | 0 | 0 | 0 | 0
Nuc | 38 | 0 | 0 | 0 | 0 | 0
PS | 0 | 0 | 0 | 0 | 0 | 0
PV | 25.45 | 0 | 0 | 0 | 0 | 0
PeakG | 0 | 0 | 0 | 0 | 0 | 0
PeakO | 0 | 0 | 0 | 0 | 0 | 0
ST | 0 | 0 | 0 | 0 | 0 | 0
STOG | 0 | 0 | 0 | 0 | 0 | 0
STWD | 0 | 0 | 0 | 0 | 0 | 0
WT | 1150 | 0 | 0 | 0 | 0 | 0
IGCC | 0 | 0 | 0 | 0 | 0 | 0
DemandResponse | 0 | 0 | 0 | 0 | 0 | 0
IGCC-CCS | 0 | 0 | 0 | 0 | 0 | 0
WT_off | 0 | 0 | 1100 | 0 | 0 | 0
PseudoUnit | 0 | 0 | 0 | 0 | 0 | 0
FixedInterchange | 0 | 0 | 0 | 0 | 0 | 0
New Build Capacity by Reporting Type: PJM_ROM
ReportingType | 2015 | 2020 | 2025 | 2030 | 2035 | 2040
BM | 18 | 0 | 0 | 0 | 0 | 0
CC | 1678.5 | 0 | 0 | 0 | 0 | 13016.67
CSP | 0 | 0 | 0 | 0 | 0 | 0
CT | 16 | 0 | 0 | 0 | 0 | 0
Coal | 32.5 | 0 | 0 | 0 | 0 | 0
Geo | 0 | 0 | 0 | 0 | 0 | 0
H | 0 | 93.28 | 584.72 | 0 | 0 | 0
LFG | 18.9 | 265.1 | 0 | 0 | 0 | 0
Nuc | 0 | 0 | 0 | 0 | 0 | 0
PS | 0 | 0 | 0 | 0 | 0 | 0
PV | 0 | 1409.56 | 888.64 | 240.74 | 95.25 | 113.93
PeakG | 0 | 0 | 0 | 0 | 0 | 0
PeakO | 0 | 0 | 0 | 0 | 0 | 0
ST | 0 | 0 | 0 | 0 | 0 | 0
STOG | 0 | 0 | 0 | 0 | 0 | 0
STWD | 0 | 0 | 0 | 0 | 0 | 0
WT | 479.8 | 750.2 | 5751.74 | 0 | 0 | 0
IGCC | 0 | 0 | 0 | 0 | 0 | 0
DemandResponse | 0 | 0 | 0 | 0 | 0 | 0
IGCC-CCS | 0 | 0 | 0 | 0 | 0 | 0
WT_off | 0 | 0 | 0 | 0 | 0 | 0
PseudoUnit | 0 | 0 | 0 | 0 | 0 | 0
FixedInterchange | 0 | 0 | 0 | 0 | 0 | 0
New Build Capacity by Reporting Type: PJM_ROR
ReportingType | 2015 | 2020 | 2025 | 2030 | 2035 | 2040
BM | 385 | 0 | 0 | 0 | 0 | 0
CC | 3077 | 120 | 0 | 0 | 12363.47 | 0
CSP | 0 | 0 | 0 | 0 | 0 | 0
CT | 29 | 0 | 0 | 0 | 0 | 0
Coal | 2164 | 0 | 0 | 0 | 0 | 0
Geo | 0 | 0 | 0 | 0 | 0 | 0
H | 0 | 503 | 0 | 0 | 0 | 0
LFG | 57.4 | 255.44 | 258.27 | 0 | 0 | 0
Nuc | 38 | 0 | 0 | 0 | 0 | 0
PS | 0 | 0 | 0 | 0 | 0 | 0
PV | 0 | 0 | 0 | 0 | 0 | 0
PeakG | 0 | 0 | 0 | 0 | 0 | 0
PeakO | 0 | 0 | 0 | 0 | 0 | 0
ST | 0 | 0 | 0 | 0 | 0 | 0
STOG | 0 | 0 | 0 | 0 | 0 | 0
STWD | 0 | 0 | 0 | 0 | 0 | 0
WT | 8325.7 | 191.7 | 0 | 1577.61 | 1965.07 | 2636.5
IGCC | 0 | 0 | 0 | 0 | 0 | 0
DemandResponse | 0 | 0 | 0 | 0 | 0 | 0
IGCC-CCS | 0 | 0 | 0 | 0 | 0 | 0
WT_off | 0 | 0 | 0 | 0 | 0 | 0
PseudoUnit | 0 | 0 | 0 | 0 | 0 | 0
FixedInterchange | 0 | 0 | 0 | 0 | 0 | 0
New Build Capacity by Reporting Type: SOCO
ReportingType | 2015 | 2020 | 2025 | 2030 | 2035 | 2040
BM | 55 | 0 | 0 | 0 | 0 | 0
CC | 5026.9 | 187 | 0 | 0 | 0 | 0
CSP | 0 | 0 | 0 | 0 | 0 | 0
CT | 0 | 0 | 0 | 0 | 0 | 0
Coal | 0 | 0 | 0 | 0 | 340.04 | 7577.22
Geo | 0 | 0 | 0 | 0 | 0 | 0
H | 0 | 0 | 0 | 0 | 0 | 0
LFG | 0 | 0 | 107.4 | 0 | 0 | 0
Nuc | 70 | 2200 | 0 | 0 | 0 | 0
PS | 0 | 0 | 0 | 0 | 0 | 0
PV | 0 | 0 | 0 | 0 | 0 | 0
PeakG | 0 | 0 | 0 | 0 | 0 | 0
PeakO | 0 | 0 | 0 | 0 | 0 | 0
ST | 0 | 0 | 0 | 0 | 0 | 0
STOG | 0 | 0 | 0 | 0 | 0 | 0
STWD | 0 | 0 | 0 | 0 | 0 | 0
WT | 0 | 0 | 0 | 0 | 0 | 0
IGCC | 0 | 0 | 0 | 0 | 0 | 0
DemandResponse | 0 | 0 | 0 | 0 | 0 | 0
IGCC-CCS | 0 | 0 | 0 | 0 | 0 | 0
WT_off | 0 | 0 | 0 | 0 | 0 | 0
PseudoUnit | 0 | 0 | 0 | 0 | 0 | 0
FixedInterchange | 0 | 0 | 0 | 0 | 0 | 0
New Build Capacity by Reporting Type: SPP_N
ReportingType | 2015 | 2020 | 2025 | 2030 | 2035 | 2040
BM | 0 | 0 | 0 | 0 | 0 | 0
CC | 0 | 0 | 0 | 0 | 0 | 0
CSP | 0 | 0 | 0 | 0 | 0 | 0
CT | 0 | 0 | 0 | 0 | 0 | 571.07
Coal | 465.04 | 0 | 0 | 0 | 0 | 0
Geo | 0 | 0 | 0 | 0 | 0 | 0
H | 0 | 0 | 0 | 0 | 0 | 0
LFG | 0 | 0 | 0 | 95 | 0 | 0
Nuc | 0 | 0 | 0 | 0 | 0 | 0
PS | 0 | 0 | 0 | 0 | 0 | 0
PV | 0 | 0 | 0 | 0 | 0 | 0
PeakG | 0 | 0 | 0 | 0 | 0 | 0
PeakO | 0 | 0 | 0 | 0 | 0 | 0
ST | 0 | 0 | 0 | 0 | 0 | 0
STOG | 0 | 0 | 0 | 0 | 0 | 0
STWD | 0 | 0 | 0 | 0 | 0 | 0
WT | 0 | 0 | 0 | 14173.98 | 2494.43 | 3566.05
IGCC | 0 | 0 | 0 | 0 | 0 | 0
DemandResponse | 0 | 0 | 0 | 0 | 0 | 0
IGCC-CCS | 0 | 0 | 0 | 0 | 0 | 0
WT_off | 0 | 0 | 0 | 0 | 0 | 0
PseudoUnit | 0 | 0 | 0 | 0 | 0 | 0
FixedInterchange | 0 | 0 | 0 | 0 | 0 | 0
New Build Capacity by Reporting Type: SPP_S
ReportingType | 2015 | 2020 | 2025 | 2030 | 2035 | 2040
BM | 0 | 0 | 0 | 0 | 0 | 0
CC | 0 | 0 | 0 | 0 | 0 | 0
CSP | 0 | 0 | 0 | 0 | 0 | 0
CT | 412.99 | 300 | 0 | 0 | 0 | 358
Coal | 988 | 0 | 0 | 0 | 0 | 0
Geo | 0 | 0 | 0 | 0 | 0 | 0
H | 0 | 0 | 0 | 0 | 0 | 0
LFG | 0 | 0 | 0 | 95 | 0 | 0
Nuc | 0 | 0 | 0 | 0 | 0 | 0
PS | 0 | 0 | 0 | 0 | 0 | 0
PV | 0 | 0 | 0 | 0 | 0 | 0
PeakG | 0 | 0 | 0 | 0 | 0 | 0
PeakO | 0 | 0 | 0 | 0 | 0 | 0
ST | 0 | 0 | 0 | 0 | 0 | 0
STOG | 0 | 0 | 0 | 0 | 0 | 0
STWD | 0 | 0 | 0 | 0 | 0 | 0
WT | 430 | 6666.48 | 32882.43 | 12558.1 | 1589.69 | 1000.14
IGCC | 0 | 0 | 0 | 0 | 0 | 0
DemandResponse | 0 | 0 | 0 | 0 | 0 | 0
IGCC-CCS | 0 | 0 | 0 | 0 | 0 | 0
WT_off | 0 | 0 | 0 | 0 | 0 | 0
PseudoUnit | 0 | 0 | 0 | 0 | 0 | 0
FixedInterchange | 0 | 0 | 0 | 0 | 0 | 0
New Build Capacity by Reporting Type: TVA
ReportingType | 2015 | 2020 | 2025 | 2030 | 2035 | 2040
BM | 0 | 0 | 0 | 0 | 0 | 0
CC | 1418 | 369.51 | 0.03 | 0 | 0 | 0
CSP | 0 | 0 | 0 | 0 | 0 | 0
CT | 0 | 1397.81 | 0 | 3041.49 | 0 | 0
Coal | 0 | 0 | 0 | 0 | 602.97 | 872.63
Geo | 0 | 0 | 0 | 0 | 0 | 0
H | 0 | 0 | 27 | 0 | 0 | 0
LFG | 0 | 0 | 107.4 | 0 | 0 | 0
Nuc | 1697.89 | 0 | 0 | 0 | 0 | 0
PS | 0 | 0 | 0 | 0 | 0 | 0
PV | 0 | 0 | 0 | 0 | 0 | 0
PeakG | 0 | 0 | 0 | 0 | 0 | 0
PeakO | 0 | 0 | 0 | 0 | 0 | 0
ST | 0 | 0 | 0 | 0 | 0 | 0
STOG | 0 | 0 | 0 | 0 | 0 | 0
STWD | 0 | 0 | 0 | 0 | 0 | 0
WT | 0 | 0 | 0 | 0 | 0 | 0
IGCC | 0 | 0 | 0 | 0 | 0 | 0
DemandResponse | 0 | 0 | 0 | 0 | 0 | 0
IGCC-CCS | 0 | 0 | 0 | 0 | 0 | 0
WT_off | 0 | 0 | 0 | 0 | 0 | 0
PseudoUnit | 0 | 0 | 0 | 0 | 0 | 0
FixedInterchange | 0 | 0 | 0 | 0 | 0 | 0
New Build Capacity by Reporting Type: TVA_Transmission
ReportingType | 2015 | 2020 | 2025 | 2030 | 2035 | 2040
BM | 0 | 0 | 0 | 0 | 0 | 0
CC | 0 | 0 | 0 | 0 | 0 | 0
CSP | 0 | 0 | 0 | 0 | 0 | 0
CT | 0 | 0 | 0 | 0 | 0 | 0
Coal | 0 | 0 | 0 | 0 | 0 | 0
Geo | 0 | 0 | 0 | 0 | 0 | 0
H | 0 | 0 | 0 | 0 | 0 | 0
LFG | 0 | 0 | 0 | 0 | 0 | 0
Nuc | 0 | 0 | 0 | 0 | 0 | 0
PS | 0 | 0 | 0 | 0 | 0 | 0
PV | 0 | 0 | 0 | 0 | 0 | 0
PeakG | 0 | 0 | 0 | 0 | 0 | 0
PeakO | 0 | 0 | 0 | 0 | 0 | 0
ST | 0 | 0 | 0 | 0 | 0 | 0
STOG | 0 | 0 | 0 | 0 | 0 | 0
STWD | 0 | 0 | 0 | 0 | 0 | 0
WT | 0 | 0 | 0 | 0 | 0 | 0
IGCC | 0 | 0 | 0 | 0 | 0 | 0
DemandResponse | 0 | 0 | 0 | 0 | 0 | 0
IGCC-CCS | 0 | 0 | 0 | 0 | 0 | 0
WT_off | 0 | 0 | 0 | 0 | 0 | 0
PseudoUnit | 0 | 0 | 0 | 0 | 0 | 0
FixedInterchange | 0 | 0 | 0 | 0 | 0 | 0
New Build Capacity by Reporting Type: VACAR
ReportingType | 2015 | 2020 | 2025 | 2030 | 2035 | 2040
BM | 0.92 | 230.9 | 620.47 | 60.03 | 183.32 | 150.81
CC | 4384.74 | 1656.13 | 523.19 | 1058.59 | 7234.77 | 5072
CSP | 0 | 0 | 0 | 0 | 0 | 0
CT | 1936.52 | 1393.46 | 0 | 0 | 0 | 0
Coal | 825 | 0 | 0 | 0 | 0 | 0
Geo | 0 | 0 | 0 | 0 | 0 | 0
H | 0 | 0 | 0 | 0 | 0 | 0
LFG | 0.34 | 107.06 | 0 | 0 | 0 | 0
Nuc | 0 | 2330 | 0 | 0 | 0 | 0
PS | 0 | 0 | 0 | 0 | 0 | 0
PV | 0 | 138.41 | 6.52 | 3.78 | 11.55 | 9.5
PeakG | 0 | 0 | 0 | 0 | 0 | 0
PeakO | 0 | 0 | 0 | 0 | 0 | 0
ST | 0 | 0 | 0 | 0 | 0 | 0
STOG | 0 | 0 | 0 | 0 | 0 | 0
STWD | 0 | 0 | 0 | 0 | 0 | 0
WT | 0.9 | 3499.1 | 0 | 0 | 0 | 0
IGCC | 0 | 0 | 0 | 0 | 0 | 0
DemandResponse | 0 | 0 | 0 | 0 | 0 | 0
IGCC-CCS | 0 | 0 | 0 | 0 | 0 | 0
WT_off | 1 | 0 | 0 | 0 | 0 | 0
PseudoUnit | 0 | 0 | 0 | 0 | 0 | 0
FixedInterchange | 0 | 0 | 0 | 0 | 0 | 0
New Build Capacity by Reporting Type: IESO
ReportingType | 2015 | 2020 | 2025 | 2030 | 2035 | 2040
BM | 326.33 | 0 | 0 | 0 | 0 | 0
CC | 1263 | 0 | 0 | 0 | 0 | 811.77
CSP | 0 | 0 | 0 | 0 | 0 | 0
CT | 368 | 0 | 0 | 0 | 478.28 | 1465.09
Coal | 0 | 0 | 0 | 0 | 0 | 0
Geo | 0 | 0 | 0 | 0 | 0 | 0
H | 0 | 0 | 0 | 0 | 0 | 250
LFG | 14.5 | 0 | 0 | 0 | 0.5 | 0
Nuc | 0 | 0 | 0 | 0 | 0 | 0
PS | 0 | 0 | 0 | 0 | 0 | 0
PV | 1067.26 | 0 | 0 | 0 | 0 | 0
PeakG | 0 | 0 | 0 | 0 | 0 | 0
PeakO | 0 | 0 | 0 | 0 | 0 | 0
ST | 0 | 0 | 0 | 0 | 0 | 0
STOG | 0 | 0 | 0 | 0 | 0 | 0
STWD | 0 | 0 | 0 | 0 | 0 | 0
WT | 2105.9 | 0 | 0 | 0 | 0 | 0
IGCC | 0 | 0 | 0 | 0 | 0 | 0
DemandResponse | 0 | 0 | 0 | 0 | 0 | 0
IGCC-CCS | 0 | 0 | 0 | 0 | 0 | 0
WT_off | 0 | 0 | 0 | 0 | 0 | 0
PseudoUnit | 0 | 0 | 0 | 0 | 0 | 0
FixedInterchange | 0 | 0 | 0 | 0 | 0 | 0
New Build Capacity by Reporting Type: MAPP_CA
ReportingType | 2015 | 2020 | 2025 | 2030 | 2035 | 2040
BM | 0 | 0 | 0 | 0 | 0 | 0
CC | 0 | 0 | 0 | 0 | 0 | 0
CSP | 0 | 0 | 0 | 0 | 0 | 0
CT | 0 | 0 | 0 | 0 | 0 | 0
Coal | 0 | 0 | 0 | 0 | 0 | 0
Geo | 0 | 0 | 0 | 0 | 0 | 0
H | 0 | 695 | 1495 | 2460 | 0 | 0
LFG | 0 | 0 | 0 | 0 | 0 | 0
Nuc | 0 | 0 | 0 | 0 | 0 | 0
PS | 0 | 0 | 0 | 0 | 0 | 0
PV | 0 | 0 | 0 | 0 | 0 | 0
PeakG | 0 | 0 | 0 | 0 | 0 | 0
PeakO | 0 | 0 | 0 | 0 | 0 | 0
ST | 0 | 0 | 0 | 0 | 0 | 0
STOG | 0 | 0 | 0 | 0 | 0 | 0
STWD | 0 | 0 | 0 | 0 | 0 | 0
WT | 302.4 | 0 | 0 | 0 | 0 | 0
IGCC | 0 | 0 | 0 | 0 | 0 | 0
DemandResponse | 0 | 0 | 0 | 0 | 0 | 0
IGCC-CCS | 0 | 0 | 0 | 0 | 0 | 0
WT_off | 0 | 0 | 0 | 0 | 0 | 0
PseudoUnit | 0 | 0 | 0 | 0 | 0 | 0
FixedInterchange | 0 | 0 | 0 | 0 | 0 | 0
New Build Capacity by Reporting Type: AZ_NM_SNV_Coal
ReportingType | 2015 | 2020 | 2025 | 2030 | 2035 | 2040
BM | 0 | 0 | 0 | 0 | 0 | 0
CC | 0 | 0 | 0 | 0 | 0 | 0
CSP | 0 | 0 | 0 | 0 | 0 | 0
CT | 0 | 0 | 0 | 0 | 0 | 0
Coal | 0 | 0 | 0 | 0 | 2009.75 | 8974.21
Geo | 0 | 0 | 0 | 0 | 0 | 0
H | 0 | 0 | 0 | 0 | 0 | 0
LFG | 0 | 0 | 0 | 0 | 0 | 0
Nuc | 0 | 0 | 0 | 0 | 0 | 0
PS | 0 | 0 | 0 | 0 | 0 | 0
PV | 0 | 0 | 0 | 0 | 0 | 0
PeakG | 0 | 0 | 0 | 0 | 0 | 0
PeakO | 0 | 0 | 0 | 0 | 0 | 0
ST | 0 | 0 | 0 | 0 | 0 | 0
STOG | 0 | 0 | 0 | 0 | 0 | 0
STWD | 0 | 0 | 0 | 0 | 0 | 0
WT | 0 | 0 | 0 | 0 | 0 | 0
IGCC | 0 | 0 | 0 | 0 | 0 | 0
DemandResponse | 0 | 0 | 0 | 0 | 0 | 0
IGCC-CCS | 0 | 0 | 0 | 0 | 0 | 0
WT_off | 0 | 0 | 0 | 0 | 0 | 0
PseudoUnit | 0 | 0 | 0 | 0 | 0 | 0
FixedInterchange | 0 | 0 | 0 | 0 | 0 | 0
New Build Capacity by Reporting Type: AZ_NM_SNV_Gas
ReportingType | 2015 | 2020 | 2025 | 2030 | 2035 | 2040
BM | 0 | 0 | 0 | 0 | 0 | 0
CC | 668 | 1223.75 | 0 | 3931.05 | 0 | 0
CSP | 0 | 0 | 0 | 0 | 0 | 0
CT | 736 | 0 | 0 | 0 | 0 | 0
Coal | 0 | 0 | 0 | 0 | 0 | 0
Geo | 0 | 0 | 0 | 0 | 0 | 0
H | 0 | 0 | 0 | 0 | 0 | 0
LFG | 0 | 0 | 0 | 0 | 0 | 0
Nuc | 0 | 0 | 0 | 0 | 0 | 0
PS | 0 | 0 | 0 | 0 | 0 | 0
PV | 0 | 0 | 0 | 0 | 0 | 0
PeakG | 0 | 0 | 0 | 0 | 0 | 0
PeakO | 0 | 0 | 0 | 0 | 0 | 0
ST | 0 | 0 | 0 | 0 | 0 | 0
STOG | 0 | 0 | 0 | 0 | 0 | 0
STWD | 0 | 0 | 0 | 0 | 0 | 0
WT | 0 | 0 | 0 | 0 | 0 | 0
IGCC | 0 | 0 | 0 | 0 | 0 | 0
DemandResponse | 0 | 0 | 0 | 0 | 0 | 0
IGCC-CCS | 0 | 0 | 0 | 0 | 0 | 0
WT_off | 0 | 0 | 0 | 0 | 0 | 0
PseudoUnit | 0 | 0 | 0 | 0 | 0 | 0
FixedInterchange | 0 | 0 | 0 | 0 | 0 | 0
New Build Capacity by Reporting Type: AZ_NM_SNV_NucRenew
ReportingType | 2015 | 2020 | 2025 | 2030 | 2035 | 2040
BM | 0 | 0 | 0 | 0 | 0 | 0
CC | 0 | 0 | 0 | 0 | 0 | 0
CSP | 0 | 0 | 0 | 0 | 0 | 0
CT | 0 | 0 | 0 | 0 | 0 | 0
Coal | 0 | 0 | 0 | 0 | 0 | 0
Geo | 0 | 0 | 1450 | 0 | 0 | 0
H | 0 | 0 | 0 | 0 | 0 | 0
LFG | 0 | 0 | 60.67 | 0 | 0 | 0
Nuc | 0 | 0 | 0 | 0 | 0 | 0
PS | 0 | 0 | 0 | 0 | 0 | 0
PV | 95.7 | 0 | 0 | 0 | 0 | 0
PeakG | 0 | 0 | 0 | 0 | 0 | 0
PeakO | 0 | 0 | 0 | 0 | 0 | 0
ST | 280 | 439.41 | 276.64 | 124.64 | 0 | 0
STOG | 0 | 0 | 0 | 0 | 0 | 0
STWD | 0 | 0 | 0 | 0 | 0 | 0
WT | 65.1 | 0 | 327.43 | 616.17 | 0 | 0
IGCC | 0 | 0 | 0 | 0 | 0 | 0
DemandResponse | 0 | 0 | 0 | 0 | 0 | 0
IGCC-CCS | 0 | 0 | 0 | 0 | 0 | 0
WT_off | 0 | 0 | 0 | 0 | 0 | 0
PseudoUnit | 0 | 0 | 0 | 0 | 0 | 0
FixedInterchange | 0 | 0 | 0 | 0 | 0 | 0
New Build Capacity by Reporting Type: ERCOT
ReportingType | 2015 | 2020 | 2025 | 2030 | 2035 | 2040
BM | 145 | 0 | 0 | 1700.88 | 64.14 | 116.37
CC | 275 | 0 | 0 | 0 | 1849.79 | 3530.58
CSP | 0 | 0 | 0 | 0 | 0 | 0
CT | 250 | 0 | 0 | 0 | 0 | 0
Coal | 2020 | 0 | 0 | 0 | 0 | 0
Geo | 0 | 0 | 0 | 0 | 0 | 0
H | 0 | 0 | 0 | 628 | 0 | 0
LFG | 0 | 0 | 354 | 0 | 0 | 0
Nuc | 0 | 0 | 0 | 0 | 0 | 0
PS | 0 | 0 | 0 | 0 | 0 | 0
PV | 14 | 0 | 0 | 0 | 0 | 0
PeakG | 0 | 0 | 0 | 0 | 0 | 0
PeakO | 0 | 0 | 0 | 0 | 0 | 0
ST | 0 | 0 | 0 | 0 | 0 | 0
STOG | 0 | 0 | 0 | 0 | 0 | 0
STWD | 0 | 0 | 0 | 0 | 0 | 0
WT | 350.1 | 8333.4 | 9401.3 | 5849.98 | 830.16 | 1488.66
IGCC | 0 | 0 | 0 | 0 | 0 | 0
DemandResponse | 0 | 0 | 0 | 0 | 0 | 0
IGCC-CCS | 0 | 0 | 0 | 0 | 0 | 0
WT_off | 0 | 0 | 0 | 0 | 0 | 0
PseudoUnit | 0 | 0 | 0 | 0 | 0 | 0
FixedInterchange | 0 | 0 | 0 | 0 | 0 | 0
New Build Capacity by Reporting Type: NP15
ReportingType | 2015 | 2020 | 2025 | 2030 | 2035 | 2040
BM | 0 | 0 | 0 | 0 | 0 | 0
CC | 940 | 0 | 0 | 0 | 0 | 0
CSP | 0 | 0 | 0 | 0 | 0 | 0
CT | 217.59 | 1769.57 | 391.78 | 3962.88 | 4381.84 | 4348.6
Coal | 0 | 0 | 0 | 0 | 0 | 0
Geo | 0 | 166.21 | 433.79 | 0 | 0 | 0
H | 0 | 0 | 0 | 0 | 0 | 0
LFG | 0 | 565 | 0 | 0 | 0 | 0
Nuc | 0 | 0 | 0 | 0 | 0 | 0
PS | 0 | 0 | 0 | 0 | 0 | 0
PV | 6.5 | 0 | 0 | 0 | 0 | 0
PeakG | 0 | 0 | 0 | 0 | 0 | 0
PeakO | 0 | 0 | 0 | 0 | 0 | 0
ST | 29 | 0 | 0 | 0 | 0 | 0
STOG | 0 | 0 | 0 | 0 | 0 | 0
STWD | 0 | 0 | 0 | 0 | 0 | 0
WT | 101.2 | 0 | 9165.99 | 2407.4 | 15.33 | 0
IGCC | 0 | 0 | 0 | 0 | 0 | 0
DemandResponse | 0 | 0 | 0 | 0 | 0 | 0
IGCC-CCS | 0 | 0 | 0 | 0 | 0 | 0
WT_off | 0 | 0 | 0 | 0 | 0 | 0
PseudoUnit | 0 | 0 | 0 | 0 | 0 | 0
FixedInterchange | 0 | 0 | 0 | 0 | 0 | 0
New Build Capacity by Reporting Type: NWPP_Coal
ReportingType | 2015 | 2020 | 2025 | 2030 | 2035 | 2040
BM | 0 | 0 | 0 | 0 | 0 | 0
CC | 0 | 0 | 0 | 0 | 0 | 0
CSP | 0 | 0 | 0 | 0 | 0 | 0
CT | 0 | 0 | 0 | 0 | 0 | 0
Coal | 0 | 0 | 0 | 0 | 0 | 0
Geo | 0 | 0 | 0 | 0 | 0 | 0
H | 0 | 0 | 0 | 0 | 0 | 0
LFG | 0 | 0 | 0 | 0 | 0 | 0
Nuc | 0 | 0 | 0 | 0 | 0 | 0
PS | 0 | 0 | 0 | 0 | 0 | 0
PV | 0 | 0 | 0 | 0 | 0 | 0
PeakG | 0 | 0 | 0 | 0 | 0 | 0
PeakO | 0 | 0 | 0 | 0 | 0 | 0
ST | 0 | 0 | 0 | 0 | 0 | 0
STOG | 0 | 0 | 0 | 0 | 0 | 0
STWD | 0 | 0 | 0 | 0 | 0 | 0
WT | 0 | 0 | 0 | 0 | 0 | 0
IGCC | 0 | 0 | 0 | 0 | 0 | 0
DemandResponse | 0 | 0 | 0 | 0 | 0 | 0
IGCC-CCS | 0 | 0 | 0 | 0 | 0 | 0
WT_off | 0 | 0 | 0 | 0 | 0 | 0
PseudoUnit | 0 | 0 | 0 | 0 | 0 | 0
FixedInterchange | 0 | 0 | 0 | 0 | 0 | 0
New Build Capacity by Reporting Type: NWPP_Gas
ReportingType | 2015 | 2020 | 2025 | 2030 | 2035 | 2040
BM | 0 | 0 | 0 | 0 | 0 | 0
CC | 300 | 0 | 0 | 3107.98 | 4672.69 | 334.2
CSP | 0 | 0 | 0 | 0 | 0 | 0
CT | 150 | 0 | 0 | 0 | 0 | 0
Coal | 0 | 0 | 0 | 0 | 0 | 426.09
Geo | 0 | 0 | 0 | 0 | 0 | 0
H | 0 | 0 | 0 | 0 | 0 | 0
LFG | 0 | 0 | 0 | 0 | 0 | 0
Nuc | 0 | 0 | 0 | 0 | 0 | 0
PS | 0 | 0 | 0 | 0 | 0 | 0
PV | 0 | 0 | 0 | 0 | 0 | 0
PeakG | 0 | 0 | 0 | 0 | 0 | 0
PeakO | 0 | 0 | 0 | 0 | 0 | 0
ST | 0 | 0 | 0 | 0 | 0 | 0
STOG | 0 | 0 | 0 | 0 | 0 | 0
STWD | 0 | 0 | 0 | 0 | 0 | 0
WT | 0 | 0 | 0 | 0 | 0 | 0
IGCC | 0 | 0 | 0 | 0 | 0 | 0
DemandResponse | 0 | 0 | 0 | 0 | 0 | 0
IGCC-CCS | 0 | 0 | 0 | 0 | 0 | 0
WT_off | 0 | 0 | 0 | 0 | 0 | 0
PseudoUnit | 0 | 0 | 0 | 0 | 0 | 0
FixedInterchange | 0 | 0 | 0 | 0 | 0 | 0
New Build Capacity by Reporting Type: NWPP_NucRenew
ReportingType | 2015 | 2020 | 2025 | 2030 | 2035 | 2040
BM | 32.55 | 0 | 0 | 0 | 0 | 0
CC | 0 | 0 | 0 | 0 | 0 | 0
CSP | 0 | 0 | 0 | 0 | 0 | 0
CT | 0 | 0 | 0 | 0 | 0 | 0
Coal | 0 | 0 | 0 | 0 | 0 | 0
Geo | 86 | 0 | 434 | 0 | 0 | 0
H | 0 | 0 | 0 | 0 | 0 | 0
LFG | 25.5 | 0 | 244.5 | 0 | 0 | 0
Nuc | 0 | 0 | 0 | 0 | 0 | 0
PS | 0 | 0 | 0 | 0 | 0 | 0
PV | 0 | 0 | 0 | 0 | 0 | 0
PeakG | 0 | 0 | 0 | 0 | 0 | 0
PeakO | 0 | 0 | 0 | 0 | 0 | 0
ST | 0 | 0 | 0 | 0 | 0 | 0
STOG | 0 | 0 | 0 | 0 | 0 | 0
STWD | 0 | 0 | 0 | 0 | 0 | 0
WT | 977.3 | 0 | 0 | 0 | 0 | 0
IGCC | 0 | 0 | 0 | 0 | 0 | 0
DemandResponse | 0 | 0 | 0 | 0 | 0 | 0
IGCC-CCS | 0 | 0 | 0 | 0 | 0 | 0
WT_off | 0 | 0 | 0 | 0 | 0 | 0
PseudoUnit | 0 | 0 | 0 | 0 | 0 | 0
FixedInterchange | 0 | 0 | 0 | 0 | 0 | 0
New Build Capacity by Reporting Type: RMPA
ReportingType | 2015 | 2020 | 2025 | 2030 | 2035 | 2040
BM | 0 | 0 | 0 | 0 | 0 | 0
CC | 0 | 0 | 0 | 0 | 0 | 0
CSP | 0 | 0 | 0 | 0 | 0 | 0
CT | 152 | 0 | 0 | 0 | 0 | 0
Coal | 390 | 0 | 0 | 0 | 1248.45 | 1225.7
Geo | 0 | 458.79 | 2086.44 | 24.77 | 0 | 0
H | 0 | 0 | 0 | 0 | 0 | 0
LFG | 1.4 | 0 | 0 | 28.93 | 0 | 0
Nuc | 0 | 0 | 0 | 0 | 0 | 0
PS | 0 | 0 | 0 | 0 | 0 | 0
PV | 1 | 0 | 0 | 0 | 0 | 0
PeakG | 0 | 0 | 0 | 0 | 0 | 0
PeakO | 0 | 0 | 0 | 0 | 0 | 0
ST | 3 | 380.25 | 32.27 | 15.25 | 0 | 0
STOG | 0 | 0 | 0 | 0 | 0 | 0
STWD | 0 | 0 | 0 | 0 | 0 | 0
WT | 765.4 | 0 | 0 | 0 | 0 | 0
IGCC | 0 | 0 | 0 | 0 | 0 | 0
DemandResponse | 0 | 0 | 0 | 0 | 0 | 0
IGCC-CCS | 0 | 0 | 0 | 0 | 0 | 0
WT_off | 0 | 0 | 0 | 0 | 0 | 0
PseudoUnit | 0 | 0 | 0 | 0 | 0 | 0
FixedInterchange | 0 | 0 | 0 | 0 | 0 | 0
New Build Capacity by Reporting Type: SP15
ReportingType | 2015 | 2020 | 2025 | 2030 | 2035 | 2040
BM | 6 | 0 | 0 | 0 | 0 | 0
CC | 409.5 | 0 | 0 | 0 | 0 | 0
CSP | 0 | 0 | 0 | 0 | 0 | 0
CT | 0 | 0 | 0 | 0 | 0 | 0
Coal | 0 | 0 | 0 | 0 | 0 | 0
Geo | 50 | 1450 | 0 | 0 | 0 | 0
H | 0 | 0 | 0 | 0 | 0 | 0
LFG | 9.2 | 555.8 | 0 | 0 | 0 | 0
Nuc | 0 | 0 | 0 | 0 | 0 | 0
PS | 0 | 0 | 0 | 0 | 0 | 0
PV | 3.8 | 0 | 0 | 0 | 0 | 0
PeakG | 0 | 0 | 0 | 0 | 0 | 0
PeakO | 0 | 0 | 0 | 0 | 0 | 0
ST | 448 | 0 | 0 | 0 | 0 | 0
STOG | 0 | 0 | 0 | 0 | 0 | 0
STWD | 0 | 0 | 0 | 0 | 0 | 0
WT | 735 | 0 | 0 | 0 | 0 | 0
IGCC | 0 | 0 | 0 | 0 | 0 | 0
DemandResponse | 0 | 0 | 0 | 0 | 0 | 0
IGCC-CCS | 0 | 0 | 0 | 0 | 0 | 0
WT_off | 0 | 0 | 0 | 0 | 0 | 0
PseudoUnit | 0 | 0 | 0 | 0 | 0 | 0
FixedInterchange | 0 | 0 | 0 | 0 | 0 | 0
New Build Capacity by Reporting Type: ALB
ReportingType | 2015 | 2020 | 2025 | 2030 | 2035 | 2040
BM | 0 | 0 | 0 | 0 | 0 | 0
CC | 407.19 | 535.62 | 792.64 | 598.95 | 1405.46 | 1079.47
CSP | 0 | 0 | 0 | 0 | 0 | 0
CT | 201.5 | 0 | 0 | 0 | 0 | 0
Coal | 495 | 0 | 0 | 0 | 0 | 0
Geo | 0 | 0 | 0 | 0 | 0 | 0
H | 0 | 0 | 0 | 0 | 0 | 0
LFG | 0 | 0 | 0 | 0 | 0 | 0
Nuc | 0 | 0 | 0 | 0 | 0 | 0
PS | 0 | 0 | 0 | 0 | 0 | 0
PV | 0 | 0 | 0 | 0 | 0 | 0
PeakG | 0 | 0 | 0 | 0 | 0 | 0
PeakO | 0 | 0 | 0 | 0 | 0 | 0
ST | 0 | 0 | 0 | 0 | 0 | 0
STOG | 0 | 0 | 0 | 0 | 0 | 0
STWD | 0 | 0 | 0 | 0 | 0 | 0
WT | 9 | 0 | 0 | 0 | 0 | 0
IGCC | 0 | 0 | 0 | 0 | 0 | 0
DemandResponse | 0 | 0 | 0 | 0 | 0 | 0
IGCC-CCS | 0 | 0 | 0 | 0 | 0 | 0
WT_off | 0 | 0 | 0 | 0 | 0 | 0
PseudoUnit | 0 | 0 | 0 | 0 | 0 | 0
FixedInterchange | 0 | 0 | 0 | 0 | 0 | 0
New Build Capacity by Reporting Type: BC
ReportingType | 2015 | 2020 | 2025 | 2030 | 2035 | 2040
BM | 0 | 0 | 0 | 0 | 0 | 0
CC | 1171.72 | 173.23 | 512.92 | 671.98 | 800.47 | 680.27
CSP | 0 | 0 | 0 | 0 | 0 | 0
CT | 0 | 0 | 0 | 0 | 0 | 160.29
Coal | 0 | 0 | 0 | 0 | 0 | 0
Geo | 0 | 0 | 0 | 0 | 0 | 0
H | 0 | 0 | 0 | 0 | 0 | 0
LFG | 0 | 0 | 0 | 0 | 0 | 0
Nuc | 0 | 0 | 0 | 0 | 0 | 0
PS | 0 | 0 | 0 | 0 | 0 | 0
PV | 0 | 0 | 0 | 0 | 0 | 0
PeakG | 0 | 0 | 0 | 0 | 0 | 0
PeakO | 0 | 0 | 0 | 0 | 0 | 0
ST | 0 | 0 | 0 | 0 | 0 | 0
STOG | 0 | 0 | 0 | 0 | 0 | 0
STWD | 0 | 0 | 0 | 0 | 0 | 0
WT | 144 | 0 | 0 | 0 | 0 | 0
IGCC | 0 | 0 | 0 | 0 | 0 | 0
DemandResponse | 0 | 0 | 0 | 0 | 0 | 0
IGCC-CCS | 0 | 0 | 0 | 0 | 0 | 0
WT_off | 0 | 0 | 0 | 0 | 0 | 0
PseudoUnit | 0 | 0 | 0 | 0 | 0 | 0
FixedInterchange | 0 | 0 | 0 | 0 | 0 | 0
New Build Capacity by Reporting Type: HQ_IESO
ReportingType | 2015 | 2020 | 2025 | 2030 | 2035 | 2040
BM | 0 | 0 | 0 | 0 | 0 | 0
CC | 0 | 0 | 0 | 0 | 0 | 0
CSP | 0 | 0 | 0 | 0 | 0 | 0
CT | 0 | 0 | 0 | 0 | 0 | 0
Coal | 0 | 0 | 0 | 0 | 0 | 0
Geo | 0 | 0 | 0 | 0 | 0 | 0
H | 0 | 0 | 0 | 0 | 0 | 0
LFG | 0 | 0 | 0 | 0 | 0 | 0
Nuc | 0 | 0 | 0 | 0 | 0 | 0
PS | 0 | 0 | 0 | 0 | 0 | 0
PV | 0 | 0 | 0 | 0 | 0 | 0
PeakG | 0 | 0 | 0 | 0 | 0 | 0
PeakO | 0 | 0 | 0 | 0 | 0 | 0
ST | 0 | 0 | 0 | 0 | 0 | 0
STOG | 0 | 0 | 0 | 0 | 0 | 0
STWD | 0 | 0 | 0 | 0 | 0 | 0
WT | 0 | 0 | 0 | 0 | 0 | 0
IGCC | 0 | 0 | 0 | 0 | 0 | 0
DemandResponse | 0 | 0 | 0 | 0 | 0 | 0
IGCC-CCS | 0 | 0 | 0 | 0 | 0 | 0
WT_off | 0 | 0 | 0 | 0 | 0 | 0
PseudoUnit | 0 | 0 | 0 | 0 | 0 | 0
FixedInterchange | 0 | 0 | 0 | 0 | 0 | 0
New Build Capacity by Reporting Type: HQ_NEISO
ReportingType | 2015 | 2020 | 2025 | 2030 | 2035 | 2040
BM | 0 | 0 | 0 | 0 | 0 | 0
CC | 0 | 0 | 0 | 0 | 0 | 0
CSP | 0 | 0 | 0 | 0 | 0 | 0
CT | 0 | 0 | 0 | 0 | 0 | 0
Coal | 0 | 0 | 0 | 0 | 0 | 0
Geo | 0 | 0 | 0 | 0 | 0 | 0
H | 0 | 0 | 0 | 0 | 0 | 0
LFG | 0 | 0 | 0 | 0 | 0 | 0
Nuc | 0 | 0 | 0 | 0 | 0 | 0
PS | 0 | 0 | 0 | 0 | 0 | 0
PV | 0 | 0 | 0 | 0 | 0 | 0
PeakG | 0 | 0 | 0 | 0 | 0 | 0
PeakO | 0 | 0 | 0 | 0 | 0 | 0
ST | 0 | 0 | 0 | 0 | 0 | 0
STOG | 0 | 0 | 0 | 0 | 0 | 0
STWD | 0 | 0 | 0 | 0 | 0 | 0
WT | 0 | 0 | 0 | 0 | 0 | 0
IGCC | 0 | 0 | 0 | 0 | 0 | 0
DemandResponse | 0 | 0 | 0 | 0 | 0 | 0
IGCC-CCS | 0 | 0 | 0 | 0 | 0 | 0
WT_off | 0 | 0 | 0 | 0 | 0 | 0
PseudoUnit | 0 | 0 | 0 | 2500 | 0 | 0
FixedInterchange | 0 | 0 | 0 | 0 | 0 | 0
New Build Capacity by Reporting Type: HQ_NY
ReportingType | 2015 | 2020 | 2025 | 2030 | 2035 | 2040
BM | 0 | 0 | 0 | 0 | 0 | 0
CC | 0 | 0 | 0 | 0 | 0 | 0
CSP | 0 | 0 | 0 | 0 | 0 | 0
CT | 0 | 0 | 0 | 0 | 0 | 0
Coal | 0 | 0 | 0 | 0 | 0 | 0
Geo | 0 | 0 | 0 | 0 | 0 | 0
H | 0 | 0 | 0 | 0 | 0 | 0
LFG | 0 | 0 | 0 | 0 | 0 | 0
Nuc | 0 | 0 | 0 | 0 | 0 | 0
PS | 0 | 0 | 0 | 0 | 0 | 0
PV | 0 | 0 | 0 | 0 | 0 | 0
PeakG | 0 | 0 | 0 | 0 | 0 | 0
PeakO | 0 | 0 | 0 | 0 | 0 | 0
ST | 0 | 0 | 0 | 0 | 0 | 0
STOG | 0 | 0 | 0 | 0 | 0 | 0
STWD | 0 | 0 | 0 | 0 | 0 | 0
WT | 0 | 0 | 0 | 0 | 0 | 0
IGCC | 0 | 0 | 0 | 0 | 0 | 0
DemandResponse | 0 | 0 | 0 | 0 | 0 | 0
IGCC-CCS | 0 | 0 | 0 | 0 | 0 | 0
WT_off | 0 | 0 | 0 | 0 | 0 | 0
PseudoUnit | 0 | 918.77 | 1581.23 | 0 | 0 | 0
FixedInterchange | 0 | 0 | 0 | 0 | 0 | 0
New Build Capacity by Reporting Type: MARITIMES
ReportingType | 2015 | 2020 | 2025 | 2030 | 2035 | 2040
BM | 0 | 0 | 0 | 0 | 0 | 0
CC | 0 | 0 | 0 | 0 | 0 | 0
CSP | 0 | 0 | 0 | 0 | 0 | 0
CT | 0 | 0 | 0 | 0 | 0 | 0
Coal | 0 | 0 | 0 | 0 | 0 | 0
Geo | 0 | 0 | 0 | 0 | 0 | 0
H | 0 | 0 | 0 | 0 | 0 | 0
LFG | 0 | 0 | 0 | 0 | 0 | 0
Nuc | 0 | 0 | 0 | 0 | 0 | 0
PS | 0 | 0 | 0 | 0 | 0 | 0
PV | 0 | 0 | 0 | 0 | 0 | 0
PeakG | 0 | 0 | 0 | 0 | 0 | 0
PeakO | 0 | 0 | 0 | 0 | 0 | 0
ST | 0 | 0 | 0 | 0 | 0 | 0
STOG | 0 | 0 | 0 | 0 | 0 | 0
STWD | 0 | 0 | 0 | 0 | 0 | 0
WT | 0 | 0 | 0 | 0 | 0 | 0
IGCC | 0 | 0 | 0 | 0 | 0 | 0
DemandResponse | 0 | 0 | 0 | 0 | 0 | 0
IGCC-CCS | 0 | 0 | 0 | 0 | 0 | 0
WT_off | 0 | 0 | 0 | 0 | 0 | 0
PseudoUnit | 0 | 500 | 0 | 0 | 0 | 0
FixedInterchange | 0 | 0 | 0 | 0 | 0 | 0
New Build Capacity by Reporting Type: All
ReportingType | 2015 | 2020 | 2025 | 2030 | 2035 | 2040
BM | 1251 | 230.9 | 620.47 | 1760.91 | 247.46 | 267.17
CC | 31034.65 | 7420.55 | 2625.88 | 9878.77 | 38843.52 | 32989.02
CSP | 0 | 0 | 0 | 0 | 0 | 0
CT | 7618.1 | 8239.21 | 3356.02 | 12958.01 | 19614.8 | 13035.24
Coal | 10763.64 | 0 | 0 | 0 | 4201.21 | 19075.85
Geo | 136 | 2075 | 4404.23 | 24.77 | 0 | 0
H | 0 | 1575.28 | 2852.72 | 3088 | 0 | 250
LFG | 192 | 1953 | 2210 | 723.5 | 0.5 | 0
Nuc | 2740.56 | 4530 | 0 | 0 | 0 | 0
PS | 0 | 0 | 0 | 0 | 0 | 0
PV | 1246 | 2172.31 | 1079.33 | 247.93 | 122.25 | 139.56
PeakG | 0 | 0 | 0 | 0 | 0 | 0
PeakO | 0 | 0 | 0 | 0 | 0 | 0
ST | 760 | 819.66 | 308.91 | 139.89 | 0 | 0
STOG | 0 | 0 | 0 | 0 | 0 | 0
STWD | 0 | 0 | 0 | 0 | 0 | 0
WT | 25342 | 44471.1 | 86979.57 | 80235.9 | 14365.52 | 13362.22
IGCC | 618 | 0 | 0 | 0 | 0 | 0
DemandResponse | 0 | 0 | 0 | 0 | 0 | 0
IGCC-CCS | 0 | 0 | 0 | 0 | 0 | 0
WT_off | 469 | 0 | 1100 | 0 | 0 | 0
PseudoUnit | 0 | 1418.77 | 1581.23 | 2500 | 0 | 0
FixedInterchange | 0 | 0 | 0 | 0 | 0 | 0
New Build Capacity by Reporting Type: EI_US
ReportingType | 2015 | 2020 | 2025 | 2030 | 2035 | 2040
BM | 741.12 | 230.9 | 620.47 | 60.03 | 183.32 | 150.81
CC | 25600.24 | 5487.95 | 1320.31 | 1568.81 | 30115.11 | 26552.72
CSP | 0 | 0 | 0 | 0 | 0 | 0
CT | 5543.01 | 6469.64 | 2964.25 | 8995.12 | 14754.68 | 7061.26
Coal | 7858.64 | 0 | 0 | 0 | 943.01 | 8449.85
Geo | 0 | 0 | 0 | 0 | 0 | 0
H | 0 | 880.28 | 1357.72 | 0 | 0 | 0
LFG | 141.4 | 832.2 | 1550.83 | 694.57 | 0 | 0
Nuc | 2740.56 | 4530 | 0 | 0 | 0 | 0
PS | 0 | 0 | 0 | 0 | 0 | 0
PV | 57.74 | 2172.31 | 1079.33 | 247.93 | 122.25 | 139.56
PeakG | 0 | 0 | 0 | 0 | 0 | 0
PeakO | 0 | 0 | 0 | 0 | 0 | 0
ST | 0 | 0 | 0 | 0 | 0 | 0
STOG | 0 | 0 | 0 | 0 | 0 | 0
STWD | 0 | 0 | 0 | 0 | 0 | 0
WT | 19786.6 | 36137.7 | 68084.86 | 71362.34 | 13520.03 | 11873.56
IGCC | 618 | 0 | 0 | 0 | 0 | 0
DemandResponse | 0 | 0 | 0 | 0 | 0 | 0
IGCC-CCS | 0 | 0 | 0 | 0 | 0 | 0
WT_off | 469 | 0 | 1100 | 0 | 0 | 0
PseudoUnit | 0 | 1418.77 | 1581.23 | 2500 | 0 | 0
FixedInterchange | 0 | 0 | 0 | 0 | 0 | 0
New Build Capacity by Reporting Type: EI_Canada
ReportingType | 2015 | 2020 | 2025 | 2030 | 2035 | 2040
BM | 326.33 | 0 | 0 | 0 | 0 | 0
CC | 1263 | 0 | 0 | 0 | 0 | 811.77
CSP | 0 | 0 | 0 | 0 | 0 | 0
CT | 368 | 0 | 0 | 0 | 478.28 | 1465.09
Coal | 0 | 0 | 0 | 0 | 0 | 0
Geo | 0 | 0 | 0 | 0 | 0 | 0
H | 0 | 695 | 1495 | 2460 | 0 | 250
LFG | 14.5 | 0 | 0 | 0 | 0.5 | 0
Nuc | 0 | 0 | 0 | 0 | 0 | 0
PS | 0 | 0 | 0 | 0 | 0 | 0
PV | 1067.26 | 0 | 0 | 0 | 0 | 0
PeakG | 0 | 0 | 0 | 0 | 0 | 0
PeakO | 0 | 0 | 0 | 0 | 0 | 0
ST | 0 | 0 | 0 | 0 | 0 | 0
STOG | 0 | 0 | 0 | 0 | 0 | 0
STWD | 0 | 0 | 0 | 0 | 0 | 0
WT | 2408.3 | 0 | 0 | 0 | 0 | 0
IGCC | 0 | 0 | 0 | 0 | 0 | 0
DemandResponse | 0 | 0 | 0 | 0 | 0 | 0
IGCC-CCS | 0 | 0 | 0 | 0 | 0 | 0
WT_off | 0 | 0 | 0 | 0 | 0 | 0
PseudoUnit | 0 | 0 | 0 | 0 | 0 | 0
FixedInterchange | 0 | 0 | 0 | 0 | 0 | 0
New Build Capacity by Reporting Type: EI
ReportingType | 2015 | 2020 | 2025 | 2030 | 2035 | 2040
BM | 1067.45 | 230.9 | 620.47 | 60.03 | 183.32 | 150.81
CC | 26863.24 | 5487.95 | 1320.31 | 1568.81 | 30115.11 | 27364.49
CSP | 0 | 0 | 0 | 0 | 0 | 0
CT | 5911.01 | 6469.64 | 2964.25 | 8995.12 | 15232.96 | 8526.34
Coal | 7858.64 | 0 | 0 | 0 | 943.01 | 8449.85
Geo | 0 | 0 | 0 | 0 | 0 | 0
H | 0 | 1575.28 | 2852.72 | 2460 | 0 | 250
LFG | 155.9 | 832.2 | 1550.83 | 694.57 | 0.5 | 0
Nuc | 2740.56 | 4530 | 0 | 0 | 0 | 0
PS | 0 | 0 | 0 | 0 | 0 | 0
PV | 1125 | 2172.31 | 1079.33 | 247.93 | 122.25 | 139.56
PeakG | 0 | 0 | 0 | 0 | 0 | 0
PeakO | 0 | 0 | 0 | 0 | 0 | 0
ST | 0 | 0 | 0 | 0 | 0 | 0
STOG | 0 | 0 | 0 | 0 | 0 | 0
STWD | 0 | 0 | 0 | 0 | 0 | 0
WT | 22194.9 | 36137.7 | 68084.86 | 71362.34 | 13520.03 | 11873.56
IGCC | 618 | 0 | 0 | 0 | 0 | 0
DemandResponse | 0 | 0 | 0 | 0 | 0 | 0
IGCC-CCS | 0 | 0 | 0 | 0 | 0 | 0
WT_off | 469 | 0 | 1100 | 0 | 0 | 0
PseudoUnit | 0 | 1418.77 | 1581.23 | 2500 | 0 | 0
FixedInterchange | 0 | 0 | 0 | 0 | 0 | 0
New Build Capacity by Reporting Type: Outside_EI
ReportingType | 2015 | 2020 | 2025 | 2030 | 2035 | 2040
BM | 183.55 | 0 | 0 | 1700.88 | 64.14 | 116.37
CC | 4171.41 | 1932.6 | 1305.56 | 8309.97 | 8728.41 | 5624.53
CSP | 0 | 0 | 0 | 0 | 0 | 0
CT | 1707.09 | 1769.57 | 391.78 | 3962.88 | 4381.84 | 4508.89
Coal | 2905 | 0 | 0 | 0 | 3258.2 | 10626
Geo | 136 | 2075 | 4404.23 | 24.77 | 0 | 0
H | 0 | 0 | 0 | 628 | 0 | 0
LFG | 36.1 | 1120.8 | 659.17 | 28.93 | 0 | 0
Nuc | 0 | 0 | 0 | 0 | 0 | 0
PS | 0 | 0 | 0 | 0 | 0 | 0
PV | 121 | 0 | 0 | 0 | 0 | 0
PeakG | 0 | 0 | 0 | 0 | 0 | 0
PeakO | 0 | 0 | 0 | 0 | 0 | 0
ST | 760 | 819.66 | 308.91 | 139.89 | 0 | 0
STOG | 0 | 0 | 0 | 0 | 0 | 0
STWD | 0 | 0 | 0 | 0 | 0 | 0
WT | 3147.1 | 8333.4 | 18894.71 | 8873.56 | 845.49 | 1488.66
IGCC | 0 | 0 | 0 | 0 | 0 | 0
DemandResponse | 0 | 0 | 0 | 0 | 0 | 0
IGCC-CCS | 0 | 0 | 0 | 0 | 0 | 0
WT_off | 0 | 0 | 0 | 0 | 0 | 0
PseudoUnit | 0 | 0 | 0 | 0 | 0 | 0
FixedInterchange | 0 | 0 | 0 | 0 | 0 | 0
#2 | Cumulative New Build Capacity (MW)
Cumulative New Build Capacity by Reporting Type: Entergy
ReportingType | 2015 | 2020 | 2025 | 2030 | 2035 | 2040
BM | 0 | 0 | 0 | 0 | 0 | 0
CC | 0 | 0 | 0 | 0 | 0 | 0
CSP | 0 | 0 | 0 | 0 | 0 | 0
CT | 0 | 0 | 0 | 237.01 | 398.16 | 2023.83
Coal | 720 | 720 | 720 | 720 | 720 | 720
Geo | 0 | 0 | 0 | 0 | 0 | 0
H | 0 | 0 | 0 | 0 | 0 | 0
LFG | 0 | 0 | 0 | 107.4 | 107.4 | 107.4
Nuc | 170 | 170 | 170 | 170 | 170 | 170
PS | 0 | 0 | 0 | 0 | 0 | 0
PV | 0.29 | 65.33 | 100.79 | 104.2 | 108.02 | 110.63
PeakG | 0 | 0 | 0 | 0 | 0 | 0
PeakO | 0 | 0 | 0 | 0 | 0 | 0
ST | 0 | 0 | 0 | 0 | 0 | 0
STOG | 0 | 0 | 0 | 0 | 0 | 0
STWD | 0 | 0 | 0 | 0 | 0 | 0
WT | 0 | 0 | 0 | 0 | 0 | 100
IGCC | 0 | 0 | 0 | 0 | 0 | 0
DemandResponse | 0 | 0 | 0 | 0 | 0 | 0
IGCC-CCS | 0 | 0 | 0 | 0 | 0 | 0
WT_off | 0 | 0 | 0 | 0 | 0 | 0
PseudoUnit | 0 | 0 | 0 | 0 | 0 | 0
FixedInterchange | 0 | 0 | 0 | 0 | 0 | 0
Cumulative New Build Capacity by Reporting Type: FRCC
ReportingType | 2015 | 2020 | 2025 | 2030 | 2035 | 2040
BM | 0 | 0 | 0 | 0 | 0 | 0
CC | 1516.9 | 4672.22 | 5469.31 | 5979.53 | 15062.3 | 20347.96
CSP | 0 | 0 | 0 | 0 | 0 | 0
CT | 2480 | 2480 | 2480 | 2480 | 2480 | 2480
Coal | 0 | 0 | 0 | 0 | 0 | 0
Geo | 0 | 0 | 0 | 0 | 0 | 0
H | 0 | 0 | 0 | 0 | 0 | 0
LFG | 0 | 0 | 198 | 198 | 198 | 198
Nuc | 229.33 | 229.33 | 229.33 | 229.33 | 229.33 | 229.33
PS | 0 | 0 | 0 | 0 | 0 | 0
PV | 0 | 0 | 0 | 0 | 0 | 0
PeakG | 0 | 0 | 0 | 0 | 0 | 0
PeakO | 0 | 0 | 0 | 0 | 0 | 0
ST | 0 | 0 | 0 | 0 | 0 | 0
STOG | 0 | 0 | 0 | 0 | 0 | 0
STWD | 0 | 0 | 0 | 0 | 0 | 0
WT | 0 | 0 | 0 | 0 | 0 | 0
IGCC | 0 | 0 | 0 | 0 | 0 | 0
DemandResponse | 0 | 0 | 0 | 0 | 0 | 0
IGCC-CCS | 0 | 0 | 0 | 0 | 0 | 0
WT_off | 0 | 0 | 0 | 0 | 0 | 0
PseudoUnit | 0 | 0 | 0 | 0 | 0 | 0
FixedInterchange | 0 | 0 | 0 | 0 | 0 | 0
Cumulative New Build Capacity by Reporting Type: MAPP_US
ReportingType | 2015 | 2020 | 2025 | 2030 | 2035 | 2040
BM | 0 | 0 | 0 | 0 | 0 | 0
CC | 0 | 0 | 0 | 0 | 0 | 0
CSP | 0 | 0 | 0 | 0 | 0 | 0
CT | 308.3 | 308.3 | 308.3 | 308.3 | 547.31 | 1028.13
Coal | 0 | 0 | 0 | 0 | 0 | 0
Geo | 0 | 0 | 0 | 0 | 0 | 0
H | 0 | 0 | 0 | 0 | 0 | 0
LFG | 0 | 0 | 0 | 71.67 | 71.67 | 71.67
Nuc | 0 | 0 | 0 | 0 | 0 | 0
PS | 0 | 0 | 0 | 0 | 0 | 0
PV | 0 | 0 | 0 | 0 | 0 | 0
PeakG | 0 | 0 | 0 | 0 | 0 | 0
PeakO | 0 | 0 | 0 | 0 | 0 | 0
ST | 0 | 0 | 0 | 0 | 0 | 0
STOG | 0 | 0 | 0 | 0 | 0 | 0
STWD | 0 | 0 | 0 | 0 | 0 | 0
WT | 421.3 | 2000.81 | 5596.71 | 7365.73 | 10337.11 | 10337.11
IGCC | 0 | 0 | 0 | 0 | 0 | 0
DemandResponse | 0 | 0 | 0 | 0 | 0 | 0
IGCC-CCS | 0 | 0 | 0 | 0 | 0 | 0
WT_off | 0 | 0 | 0 | 0 | 0 | 0
PseudoUnit | 0 | 0 | 0 | 0 | 0 | 0
FixedInterchange | 0 | 0 | 0 | 0 | 0 | 0
Cumulative New Build Capacity by Reporting Type: MISO_IN
ReportingType | 2015 | 2020 | 2025 | 2030 | 2035 | 2040
BM | 0 | 0 | 0 | 0 | 0 | 0
CC | 0 | 0 | 0 | 0 | 0 | 0
CSP | 0 | 0 | 0 | 0 | 0 | 0
CT | 0 | 0 | 0 | 0 | 0 | 0
Coal | 0 | 0 | 0 | 0 | 0 | 0
Geo | 0 | 0 | 0 | 0 | 0 | 0
H | 0 | 0 | 0 | 0 | 0 | 0
LFG | 0 | 0 | 42.58 | 80.12 | 80.12 | 80.12
Nuc | 0 | 0 | 0 | 0 | 0 | 0
PS | 0 | 0 | 0 | 0 | 0 | 0
PV | 0 | 235.95 | 383.16 | 383.16 | 394.79 | 408.27
PeakG | 0 | 0 | 0 | 0 | 0 | 0
PeakO | 0 | 0 | 0 | 0 | 0 | 0
ST | 0 | 0 | 0 | 0 | 0 | 0
STOG | 0 | 0 | 0 | 0 | 0 | 0
STWD | 0 | 0 | 0 | 0 | 0 | 0
WT | 0 | 0 | 0 | 0 | 0 | 0
IGCC | 618 | 618 | 618 | 618 | 618 | 618
DemandResponse | 0 | 0 | 0 | 0 | 0 | 0
IGCC-CCS | 0 | 0 | 0 | 0 | 0 | 0
WT_off | 0 | 0 | 0 | 0 | 0 | 0
PseudoUnit | 0 | 0 | 0 | 0 | 0 | 0
FixedInterchange | 0 | 0 | 0 | 0 | 0 | 0
Cumulative New Build Capacity by Reporting Type: MISO_MI
ReportingType | 2015 | 2020 | 2025 | 2030 | 2035 | 2040
BM | 0 | 0 | 0 | 0 | 0 | 0
CC | 0 | 0 | 0 | 0 | 0 | 0
CSP | 0 | 0 | 0 | 0 | 0 | 0
CT | 0 | 0 | 0 | 0 | 0 | 0
Coal | 0 | 0 | 0 | 0 | 0 | 0
Geo | 0 | 0 | 0 | 0 | 0 | 0
H | 0 | 0 | 0 | 0 | 0 | 0
LFG | 0 | 71.7 | 160.25 | 160.25 | 160.25 | 160.25
Nuc | 0 | 0 | 0 | 0 | 0 | 0
PS | 0 | 0 | 0 | 0 | 0 | 0
PV | 0 | 0 | 0 | 0 | 0 | 0
PeakG | 0 | 0 | 0 | 0 | 0 | 0
PeakO | 0 | 0 | 0 | 0 | 0 | 0
ST | 0 | 0 | 0 | 0 | 0 | 0
STOG | 0 | 0 | 0 | 0 | 0 | 0
STWD | 0 | 0 | 0 | 0 | 0 | 0
WT | 2000 | 2304.83 | 2304.83 | 2448.9 | 2600 | 2764.51
IGCC | 0 | 0 | 0 | 0 | 0 | 0
DemandResponse | 0 | 0 | 0 | 0 | 0 | 0
IGCC-CCS | 0 | 0 | 0 | 0 | 0 | 0
WT_off | 0 | 0 | 0 | 0 | 0 | 0
PseudoUnit | 0 | 0 | 0 | 0 | 0 | 0
FixedInterchange | 0 | 0 | 0 | 0 | 0 | 0
Cumulative New Build Capacity by Reporting Type: MISO_MO-IL
ReportingType | 2015 | 2020 | 2025 | 2030 | 2035 | 2040
BM | 0 | 0 | 0 | 0 | 0 | 0
CC | 0 | 0 | 0 | 0 | 0 | 0
CSP | 0 | 0 | 0 | 0 | 0 | 0
CT | 0 | 0 | 0 | 0 | 0 | 0
Coal | 1790 | 1790 | 1790 | 1790 | 1790 | 1790
Geo | 0 | 0 | 0 | 0 | 0 | 0
H | 0 | 280 | 280 | 280 | 280 | 280
LFG | 0 | 0 | 223.33 | 223.33 | 223.33 | 223.33
Nuc | 0 | 0 | 0 | 0 | 0 | 0
PS | 0 | 0 | 0 | 0 | 0 | 0
PV | 0 | 0 | 0 | 0 | 0 | 0
PeakG | 0 | 0 | 0 | 0 | 0 | 0
PeakO | 0 | 0 | 0 | 0 | 0 | 0
ST | 0 | 0 | 0 | 0 | 0 | 0
STOG | 0 | 0 | 0 | 0 | 0 | 0
STWD | 0 | 0 | 0 | 0 | 0 | 0
WT | 300 | 300 | 300 | 2109.97 | 2109.97 | 4052.36
IGCC | 0 | 0 | 0 | 0 | 0 | 0
DemandResponse | 0 | 0 | 0 | 0 | 0 | 0
IGCC-CCS | 0 | 0 | 0 | 0 | 0 | 0
WT_off | 0 | 0 | 0 | 0 | 0 | 0
PseudoUnit | 0 | 0 | 0 | 0 | 0 | 0
FixedInterchange | 0 | 0 | 0 | 0 | 0 | 0
Cumulative New Build Capacity by Reporting Type: MISO_W
ReportingType | 2015 | 2020 | 2025 | 2030 | 2035 | 2040
BM | 0 | 0 | 0 | 0 | 0 | 0
CC | 0 | 0 | 0 | 0 | 0 | 0
CSP | 0 | 0 | 0 | 0 | 0 | 0
CT | 0 | 0 | 0 | 0 | 0 | 0
Coal | 0 | 0 | 0 | 0 | 0 | 0
Geo | 0 | 0 | 0 | 0 | 0 | 0
H | 0 | 0 | 0 | 0 | 0 | 0
LFG | 0 | 0 | 71.67 | 71.67 | 71.67 | 71.67
Nuc | 94.33 | 94.33 | 94.33 | 94.33 | 94.33 | 94.33
PS | 0 | 0 | 0 | 0 | 0 | 0
PV | 0 | 0 | 0 | 0 | 0 | 0
PeakG | 0 | 0 | 0 | 0 | 0 | 0
PeakO | 0 | 0 | 0 | 0 | 0 | 0
ST | 0 | 0 | 0 | 0 | 0 | 0
STOG | 0 | 0 | 0 | 0 | 0 | 0
STWD | 0 | 0 | 0 | 0 | 0 | 0
WT | 2800.5 | 2800.5 | 2800.5 | 14974.47 | 18458.14 | 20891.31
IGCC | 0 | 0 | 0 | 0 | 0 | 0
DemandResponse | 0 | 0 | 0 | 0 | 0 | 0
IGCC-CCS | 0 | 0 | 0 | 0 | 0 | 0
WT_off | 0 | 0 | 0 | 0 | 0 | 0
PseudoUnit | 0 | 0 | 0 | 0 | 0 | 0
FixedInterchange | 0 | 0 | 0 | 0 | 0 | 0
Cumulative New Build Capacity by Reporting Type: MISO_WUMS
ReportingType | 2015 | 2020 | 2025 | 2030 | 2035 | 2040
BM | 0 | 0 | 0 | 0 | 0 | 0
CC | 0 | 0 | 0 | 0 | 0 | 0
CSP | 0 | 0 | 0 | 0 | 0 | 0
CT | 0 | 2991.46 | 5955.71 | 11359.77 | 22004.56 | 25432.68
Coal | 615 | 615 | 615 | 615 | 615 | 615
Geo | 0 | 0 | 0 | 0 | 0 | 0
H | 0 | 1 | 1 | 1 | 1 | 1
LFG | 0 | 0 | 223.33 | 223.33 | 223.33 | 223.33
Nuc | 235 | 235 | 235 | 235 | 235 | 235
PS | 0 | 0 | 0 | 0 | 0 | 0
PV | 0 | 0 | 0 | 0 | 0 | 0
PeakG | 0 | 0 | 0 | 0 | 0 | 0
PeakO | 0 | 0 | 0 | 0 | 0 | 0
ST | 0 | 0 | 0 | 0 | 0 | 0
STOG | 0 | 0 | 0 | 0 | 0 | 0
STWD | 0 | 0 | 0 | 0 | 0 | 0
WT | 968.9 | 968.9 | 968.9 | 968.9 | 968.9 | 999.7
IGCC | 0 | 0 | 0 | 0 | 0 | 0
DemandResponse | 0 | 0 | 0 | 0 | 0 | 0
IGCC-CCS | 0 | 0 | 0 | 0 | 0 | 0
WT_off | 0 | 0 | 0 | 0 | 0 | 0
PseudoUnit | 0 | 0 | 0 | 0 | 0 | 0
FixedInterchange | 0 | 0 | 0 | 0 | 0 | 0
Cumulative New Build Capacity by Reporting Type: Nebraska
ReportingType | 2015 | 2020 | 2025 | 2030 | 2035 | 2040
BM | 0 | 0 | 0 | 0 | 0 | 0
CC | 0 | 0 | 0 | 0 | 0 | 0
CSP | 0 | 0 | 0 | 0 | 0 | 0
CT | 0 | 0 | 0 | 0 | 0 | 0
Coal | 232.1 | 232.1 | 232.1 | 232.1 | 232.1 | 232.1
Geo | 0 | 0 | 0 | 0 | 0 | 0
H | 0 | 0 | 0 | 0 | 0 | 0
LFG | 0 | 0 | 0 | 71.67 | 71.67 | 71.67
Nuc | 0 | 0 | 0 | 0 | 0 | 0
PS | 0 | 0 | 0 | 0 | 0 | 0
PV | 0 | 0 | 0 | 0 | 0 | 0
PeakG | 0 | 0 | 0 | 0 | 0 | 0
PeakO | 0 | 0 | 0 | 0 | 0 | 0
ST | 0 | 0 | 0 | 0 | 0 | 0
STOG | 0 | 0 | 0 | 0 | 0 | 0
STWD | 0 | 0 | 0 | 0 | 0 | 0
WT | 202 | 21078.2 | 44956.05 | 71511.74 | 71609.83 | 71609.83
IGCC | 0 | 0 | 0 | 0 | 0 | 0
DemandResponse | 0 | 0 | 0 | 0 | 0 | 0
IGCC-CCS | 0 | 0 | 0 | 0 | 0 | 0
WT_off | 0 | 0 | 0 | 0 | 0 | 0
PseudoUnit | 0 | 0 | 0 | 0 | 0 | 0
FixedInterchange | 0 | 0 | 0 | 0 | 0 | 0
Cumulative New Build Capacity by Reporting Type: NEISO
ReportingType | 2015 | 2020 | 2025 | 2030 | 2035 | 2040
BM | 252.2 | 252.2 | 252.2 | 252.2 | 252.2 | 252.2
CC | 2049.5 | 2049.5 | 2049.5 | 2049.5 | 2049.5 | 2049.5
CSP | 0 | 0 | 0 | 0 | 0 | 0
CT | 334 | 334 | 334 | 334 | 334 | 334
Coal | 0 | 0 | 0 | 0 | 0 | 0
Geo | 0 | 0 | 0 | 0 | 0 | 0
H | 0 | 3 | 3 | 3 | 3 | 3
LFG | 49.26 | 49.26 | 119 | 119 | 119 | 119
Nuc | 0 | 0 | 0 | 0 | 0 | 0
PS | 0 | 0 | 0 | 0 | 0 | 0
PV | 0 | 323.36 | 324.85 | 324.85 | 324.85 | 324.9
PeakG | 0 | 0 | 0 | 0 | 0 | 0
PeakO | 0 | 0 | 0 | 0 | 0 | 0
ST | 0 | 0 | 0 | 0 | 0 | 0
STOG | 0 | 0 | 0 | 0 | 0 | 0
STWD | 0 | 0 | 0 | 0 | 0 | 0
WT | 231.2 | 1731.08 | 3708.01 | 4307.95 | 5074.55 | 5074.55
IGCC | 0 | 0 | 0 | 0 | 0 | 0
DemandResponse | 0 | 0 | 0 | 0 | 0 | 0
IGCC-CCS | 0 | 0 | 0 | 0 | 0 | 0
WT_off | 468 | 468 | 468 | 468 | 468 | 468
PseudoUnit | 0 | 0 | 0 | 0 | 0 | 0
FixedInterchange | 0 | 0 | 0 | 0 | 0 | 0
Cumulative New Build Capacity by Reporting Type: NonRTO_Midwest
ReportingType | 2015 | 2020 | 2025 | 2030 | 2035 | 2040
BM | 0 | 0 | 0 | 0 | 0 | 0
CC | 0 | 0 | 0 | 0 | 0.01 | 251.17
CSP | 0 | 0 | 0 | 0 | 0 | 0
CT | 0 | 386.9 | 386.9 | 386.9 | 386.9 | 386.9
Coal | 0 | 0 | 0 | 0 | 0 | 0
Geo | 0 | 0 | 0 | 0 | 0 | 0
H | 0 | 0 | 746 | 746 | 746 | 746
LFG | 0 | 0 | 160.25 | 160.25 | 160.25 | 160.25
Nuc | 0 | 0 | 0 | 0 | 0 | 0
PS | 0 | 0 | 0 | 0 | 0 | 0
PV | 0 | 0 | 0 | 0 | 0 | 0
PeakG | 0 | 0 | 0 | 0 | 0 | 0
PeakO | 0 | 0 | 0 | 0 | 0 | 0
ST | 0 | 0 | 0 | 0 | 0 | 0
STOG | 0 | 0 | 0 | 0 | 0 | 0
STWD | 0 | 0 | 0 | 0 | 0 | 0
WT | 0 | 0 | 0 | 0 | 0 | 0
IGCC | 0 | 0 | 0 | 0 | 0 | 0
DemandResponse | 0 | 0 | 0 | 0 | 0 | 0
IGCC-CCS | 0 | 0 | 0 | 0 | 0 | 0
WT_off | 0 | 0 | 0 | 0 | 0 | 0
PseudoUnit | 0 | 0 | 0 | 0 | 0 | 0
FixedInterchange | 0 | 0 | 0 | 0 | 0 | 0
Cumulative New Build Capacity by Reporting Type: NYISO_A-F
ReportingType | 2015 | 2020 | 2025 | 2030 | 2035 | 2040
BM | 0 | 0 | 0 | 0 | 0 | 0
CC | 639 | 639 | 639 | 639 | 639 | 639
CSP | 0 | 0 | 0 | 0 | 0 | 0
CT | 0 | 0 | 0 | 0 | 0 | 0
Coal | 0 | 0 | 0 | 0 | 0 | 0
Geo | 0 | 0 | 0 | 0 | 0 | 0
H | 0 | 0 | 0 | 0 | 0 | 0
LFG | 6.4 | 6.4 | 6.4 | 74.33 | 74.33 | 74.33
Nuc | 168 | 168 | 168 | 168 | 168 | 168
PS | 0 | 0 | 0 | 0 | 0 | 0
PV | 0 | 0 | 0 | 0 | 0 | 0
PeakG | 0 | 0 | 0 | 0 | 0 | 0
PeakO | 0 | 0 | 0 | 0 | 0 | 0
ST | 0 | 0 | 0 | 0 | 0 | 0
STOG | 0 | 0 | 0 | 0 | 0 | 0
STWD | 0 | 0 | 0 | 0 | 0 | 0
WT | 2476.3 | 3186.1 | 3186.1 | 3186.1 | 3186.1 | 3186.1
IGCC | 0 | 0 | 0 | 0 | 0 | 0
DemandResponse | 0 | 0 | 0 | 0 | 0 | 0
IGCC-CCS | 0 | 0 | 0 | 0 | 0 | 0
WT_off | 0 | 0 | 0 | 0 | 0 | 0
PseudoUnit | 0 | 0 | 0 | 0 | 0 | 0
FixedInterchange | 0 | 0 | 0 | 0 | 0 | 0
Cumulative New Build Capacity by Reporting Type: NYISO_G-I
ReportingType | 2015 | 2020 | 2025 | 2030 | 2035 | 2040
BM | 0 | 0 | 0 | 0 | 0 | 0
CC | 0 | 0 | 0 | 0 | 1434.09 | 4361.33
CSP | 0 | 0 | 0 | 0 | 0 | 0
CT | 0 | 0 | 0 | 0 | 0 | 0
Coal | 0 | 0 | 0 | 0 | 0 | 0
Geo | 0 | 0 | 0 | 0 | 0 | 0
H | 0 | 0 | 0 | 0 | 0 | 0
LFG | 0 | 0 | 0.31 | 74.33 | 74.33 | 74.33
Nuc | 0 | 0 | 0 | 0 | 0 | 0
PS | 0 | 0 | 0 | 0 | 0 | 0
PV | 0 | 0 | 0 | 0 | 0 | 0
PeakG | 0 | 0 | 0 | 0 | 0 | 0
PeakO | 0 | 0 | 0 | 0 | 0 | 0
ST | 0 | 0 | 0 | 0 | 0 | 0
STOG | 0 | 0 | 0 | 0 | 0 | 0
STWD | 0 | 0 | 0 | 0 | 0 | 0
WT | 0 | 60 | 60 | 60 | 60 | 60
IGCC | 0 | 0 | 0 | 0 | 0 | 0
DemandResponse | 0 | 0 | 0 | 0 | 0 | 0
IGCC-CCS | 0 | 0 | 0 | 0 | 0 | 0
WT_off | 0 | 0 | 0 | 0 | 0 | 0
PseudoUnit | 0 | 0 | 0 | 0 | 0 | 0
FixedInterchange | 0 | 0 | 0 | 0 | 0 | 0
Cumulative New Build Capacity by Reporting Type: NYISO_J-K
ReportingType | 2015 | 2020 | 2025 | 2030 | 2035 | 2040
BM | 0 | 0 | 0 | 0 | 0 | 0
CC | 1175.4 | 1175.4 | 1175.4 | 1175.4 | 1175.4 | 1175.4
CSP | 0 | 0 | 0 | 0 | 0 | 0
CT | 0 | 0 | 0 | 312.55 | 2055.04 | 2652.62
Coal | 0 | 0 | 0 | 0 | 0 | 0
Geo | 0 | 0 | 0 | 0 | 0 | 0
H | 0 | 0 | 0 | 0 | 0 | 0
LFG | 0 | 0 | 0 | 74.33 | 74.33 | 74.33
Nuc | 0 | 0 | 0 | 0 | 0 | 0
PS | 0 | 0 | 0 | 0 | 0 | 0
PV | 32 | 32 | 32 | 32 | 32 | 32
PeakG | 0 | 0 | 0 | 0 | 0 | 0
PeakO | 0 | 0 | 0 | 0 | 0 | 0
ST | 0 | 0 | 0 | 0 | 0 | 0
STOG | 0 | 0 | 0 | 0 | 0 | 0
STWD | 0 | 0 | 0 | 0 | 0 | 0
WT | 0 | 0 | 0 | 0 | 0 | 0
IGCC | 0 | 0 | 0 | 0 | 0 | 0
DemandResponse | 0 | 0 | 0 | 0 | 0 | 0
IGCC-CCS | 0 | 0 | 0 | 0 | 0 | 0
WT_off | 0 | 0 | 0 | 0 | 0 | 0
PseudoUnit | 0 | 0 | 0 | 0 | 0 | 0
FixedInterchange | 0 | 0 | 0 | 0 | 0 | 0
Cumulative New Build Capacity by Reporting Type: PJM_E
ReportingType | 2015 | 2020 | 2025 | 2030 | 2035 | 2040
BM | 30 | 30 | 30 | 30 | 30 | 30
CC | 4634.3 | 4634.3 | 4634.3 | 4634.3 | 4634.3 | 4634.3
CSP | 0 | 0 | 0 | 0 | 0 | 0
CT | 26.2 | 26.2 | 26.2 | 26.2 | 1993.44 | 1993.44
Coal | 27 | 27 | 27 | 27 | 27 | 27
Geo | 0 | 0 | 0 | 0 | 0 | 0
H | 0 | 0 | 0 | 0 | 0 | 0
LFG | 9.1 | 142 | 142 | 142 | 142 | 142
Nuc | 38 | 38 | 38 | 38 | 38 | 38
PS | 0 | 0 | 0 | 0 | 0 | 0
PV | 25.45 | 25.45 | 25.45 | 25.45 | 25.45 | 25.45
PeakG | 0 | 0 | 0 | 0 | 0 | 0
PeakO | 0 | 0 | 0 | 0 | 0 | 0
ST | 0 | 0 | 0 | 0 | 0 | 0
STOG | 0 | 0 | 0 | 0 | 0 | 0
STWD | 0 | 0 | 0 | 0 | 0 | 0
WT | 1150 | 1150 | 1150 | 1150 | 1150 | 1150
IGCC | 0 | 0 | 0 | 0 | 0 | 0
DemandResponse | 0 | 0 | 0 | 0 | 0 | 0
IGCC-CCS | 0 | 0 | 0 | 0 | 0 | 0
WT_off | 0 | 0 | 1100 | 1100 | 1100 | 1100
PseudoUnit | 0 | 0 | 0 | 0 | 0 | 0
FixedInterchange | 0 | 0 | 0 | 0 | 0 | 0
Cumulative New Build Capacity by Reporting Type: PJM_ROM
ReportingType | 2015 | 2020 | 2025 | 2030 | 2035 | 2040
BM | 18 | 18 | 18 | 18 | 18 | 18
CC | 1678.5 | 1678.5 | 1678.5 | 1678.5 | 1678.5 | 14695.17
CSP | 0 | 0 | 0 | 0 | 0 | 0
CT | 16 | 16 | 16 | 16 | 16 | 16
Coal | 32.5 | 32.5 | 32.5 | 32.5 | 32.5 | 32.5
Geo | 0 | 0 | 0 | 0 | 0 | 0
H | 0 | 93.28 | 678 | 678 | 678 | 678
LFG | 18.9 | 284 | 284 | 284 | 284 | 284
Nuc | 0 | 0 | 0 | 0 | 0 | 0
PS | 0 | 0 | 0 | 0 | 0 | 0
PV | 0 | 1409.56 | 2298.2 | 2538.94 | 2634.19 | 2748.12
PeakG | 0 | 0 | 0 | 0 | 0 | 0
PeakO | 0 | 0 | 0 | 0 | 0 | 0
ST | 0 | 0 | 0 | 0 | 0 | 0
STOG | 0 | 0 | 0 | 0 | 0 | 0
STWD | 0 | 0 | 0 | 0 | 0 | 0
WT | 479.8 | 1230 | 6981.74 | 6981.74 | 6981.74 | 6981.74
IGCC | 0 | 0 | 0 | 0 | 0 | 0
DemandResponse | 0 | 0 | 0 | 0 | 0 | 0
IGCC-CCS | 0 | 0 | 0 | 0 | 0 | 0
WT_off | 0 | 0 | 0 | 0 | 0 | 0
PseudoUnit | 0 | 0 | 0 | 0 | 0 | 0
FixedInterchange | 0 | 0 | 0 | 0 | 0 | 0
Cumulative New Build Capacity by Reporting Type: PJM_ROR
ReportingType | 2015 | 2020 | 2025 | 2030 | 2035 | 2040
BM | 385 | 385 | 385 | 385 | 385 | 385
CC | 3077 | 3197 | 3197 | 3197 | 15560.47 | 15560.47
CSP | 0 | 0 | 0 | 0 | 0 | 0
CT | 29 | 29 | 29 | 29 | 29 | 29
Coal | 2164 | 2164 | 2164 | 2164 | 2164 | 2164
Geo | 0 | 0 | 0 | 0 | 0 | 0
H | 0 | 503 | 503 | 503 | 503 | 503
LFG | 57.4 | 312.84 | 571.11 | 571.11 | 571.11 | 571.11
Nuc | 38 | 38 | 38 | 38 | 38 | 38
PS | 0 | 0 | 0 | 0 | 0 | 0
PV | 0 | 0 | 0 | 0 | 0 | 0
PeakG | 0 | 0 | 0 | 0 | 0 | 0
PeakO | 0 | 0 | 0 | 0 | 0 | 0
ST | 0 | 0 | 0 | 0 | 0 | 0
STOG | 0 | 0 | 0 | 0 | 0 | 0
STWD | 0 | 0 | 0 | 0 | 0 | 0
WT | 8325.7 | 8517.4 | 8517.4 | 10095.01 | 12060.08 | 14696.58
IGCC | 0 | 0 | 0 | 0 | 0 | 0
DemandResponse | 0 | 0 | 0 | 0 | 0 | 0
IGCC-CCS | 0 | 0 | 0 | 0 | 0 | 0
WT_off | 0 | 0 | 0 | 0 | 0 | 0
PseudoUnit | 0 | 0 | 0 | 0 | 0 | 0
FixedInterchange | 0 | 0 | 0 | 0 | 0 | 0
Cumulative New Build Capacity by Reporting Type: SOCO
ReportingType | 2015 | 2020 | 2025 | 2030 | 2035 | 2040
BM | 55 | 55 | 55 | 55 | 55 | 55
CC | 5026.9 | 5213.9 | 5213.9 | 5213.9 | 5213.9 | 5213.9
CSP | 0 | 0 | 0 | 0 | 0 | 0
CT | 0 | 0 | 0 | 0 | 0 | 0
Coal | 0 | 0 | 0 | 0 | 340.04 | 7917.25
Geo | 0 | 0 | 0 | 0 | 0 | 0
H | 0 | 0 | 0 | 0 | 0 | 0
LFG | 0 | 0 | 107.4 | 107.4 | 107.4 | 107.4
Nuc | 70 | 2270 | 2270 | 2270 | 2270 | 2270
PS | 0 | 0 | 0 | 0 | 0 | 0
PV | 0 | 0 | 0 | 0 | 0 | 0
PeakG | 0 | 0 | 0 | 0 | 0 | 0
PeakO | 0 | 0 | 0 | 0 | 0 | 0
ST | 0 | 0 | 0 | 0 | 0 | 0
STOG | 0 | 0 | 0 | 0 | 0 | 0
STWD | 0 | 0 | 0 | 0 | 0 | 0
WT | 0 | 0 | 0 | 0 | 0 | 0
IGCC | 0 | 0 | 0 | 0 | 0 | 0
DemandResponse | 0 | 0 | 0 | 0 | 0 | 0
IGCC-CCS | 0 | 0 | 0 | 0 | 0 | 0
WT_off | 0 | 0 | 0 | 0 | 0 | 0
PseudoUnit | 0 | 0 | 0 | 0 | 0 | 0
FixedInterchange | 0 | 0 | 0 | 0 | 0 | 0
Cumulative New Build Capacity by Reporting Type: SPP_N
ReportingType | 2015 | 2020 | 2025 | 2030 | 2035 | 2040
BM | 0 | 0 | 0 | 0 | 0 | 0
CC | 0 | 0 | 0 | 0 | 0 | 0
CSP | 0 | 0 | 0 | 0 | 0 | 0
CT | 0 | 0 | 0 | 0 | 0 | 571.07
Coal | 465.04 | 465.04 | 465.04 | 465.04 | 465.04 | 465.04
Geo | 0 | 0 | 0 | 0 | 0 | 0
H | 0 | 0 | 0 | 0 | 0 | 0
LFG | 0 | 0 | 0 | 95 | 95 | 95
Nuc | 0 | 0 | 0 | 0 | 0 | 0
PS | 0 | 0 | 0 | 0 | 0 | 0
PV | 0 | 0 | 0 | 0 | 0 | 0
PeakG | 0 | 0 | 0 | 0 | 0 | 0
PeakO | 0 | 0 | 0 | 0 | 0 | 0
ST | 0 | 0 | 0 | 0 | 0 | 0
STOG | 0 | 0 | 0 | 0 | 0 | 0
STWD | 0 | 0 | 0 | 0 | 0 | 0
WT | 0 | 0 | 0 | 14173.98 | 16668.41 | 20234.46
IGCC | 0 | 0 | 0 | 0 | 0 | 0
DemandResponse | 0 | 0 | 0 | 0 | 0 | 0
IGCC-CCS | 0 | 0 | 0 | 0 | 0 | 0
WT_off | 0 | 0 | 0 | 0 | 0 | 0
PseudoUnit | 0 | 0 | 0 | 0 | 0 | 0
FixedInterchange | 0 | 0 | 0 | 0 | 0 | 0
Cumulative New Build Capacity by Reporting Type: SPP_S
ReportingType | 2015 | 2020 | 2025 | 2030 | 2035 | 2040
BM | 0 | 0 | 0 | 0 | 0 | 0
CC | 0 | 0 | 0 | 0 | 0 | 0
CSP | 0 | 0 | 0 | 0 | 0 | 0
CT | 412.99 | 712.99 | 712.99 | 712.99 | 712.99 | 1070.99
Coal | 988 | 988 | 988 | 988 | 988 | 988
Geo | 0 | 0 | 0 | 0 | 0 | 0
H | 0 | 0 | 0 | 0 | 0 | 0
LFG | 0 | 0 | 0 | 95 | 95 | 95
Nuc | 0 | 0 | 0 | 0 | 0 | 0
PS | 0 | 0 | 0 | 0 | 0 | 0
PV | 0 | 0 | 0 | 0 | 0 | 0
PeakG | 0 | 0 | 0 | 0 | 0 | 0
PeakO | 0 | 0 | 0 | 0 | 0 | 0
ST | 0 | 0 | 0 | 0 | 0 | 0
STOG | 0 | 0 | 0 | 0 | 0 | 0
STWD | 0 | 0 | 0 | 0 | 0 | 0
WT | 430 | 7096.48 | 39978.91 | 52537.01 | 54126.69 | 55126.84
IGCC | 0 | 0 | 0 | 0 | 0 | 0
DemandResponse | 0 | 0 | 0 | 0 | 0 | 0
IGCC-CCS | 0 | 0 | 0 | 0 | 0 | 0
WT_off | 0 | 0 | 0 | 0 | 0 | 0
PseudoUnit | 0 | 0 | 0 | 0 | 0 | 0
FixedInterchange | 0 | 0 | 0 | 0 | 0 | 0
Cumulative New Build Capacity by Reporting Type: TVA
ReportingType | 2015 | 2020 | 2025 | 2030 | 2035 | 2040
BM | 0 | 0 | 0 | 0 | 0 | 0
CC | 1418 | 1787.51 | 1787.54 | 1787.54 | 1787.54 | 1787.54
CSP | 0 | 0 | 0 | 0 | 0 | 0
CT | 0 | 1397.81 | 1397.81 | 4439.31 | 4439.31 | 4439.31
Coal | 0 | 0 | 0 | 0 | 602.97 | 1475.6
Geo | 0 | 0 | 0 | 0 | 0 | 0
H | 0 | 0 | 27 | 27 | 27 | 27
LFG | 0 | 0 | 107.4 | 107.4 | 107.4 | 107.4
Nuc | 1697.89 | 1697.89 | 1697.89 | 1697.89 | 1697.89 | 1697.89
PS | 0 | 0 | 0 | 0 | 0 | 0
PV | 0 | 0 | 0 | 0 | 0 | 0
PeakG | 0 | 0 | 0 | 0 | 0 | 0
PeakO | 0 | 0 | 0 | 0 | 0 | 0
ST | 0 | 0 | 0 | 0 | 0 | 0
STOG | 0 | 0 | 0 | 0 | 0 | 0
STWD | 0 | 0 | 0 | 0 | 0 | 0
WT | 0 | 0 | 0 | 0 | 0 | 0
IGCC | 0 | 0 | 0 | 0 | 0 | 0
DemandResponse | 0 | 0 | 0 | 0 | 0 | 0
IGCC-CCS | 0 | 0 | 0 | 0 | 0 | 0
WT_off | 0 | 0 | 0 | 0 | 0 | 0
PseudoUnit | 0 | 0 | 0 | 0 | 0 | 0
FixedInterchange | 0 | 0 | 0 | 0 | 0 | 0
Cumulative New Build Capacity by Reporting Type: TVA_Transmission
ReportingType | 2015 | 2020 | 2025 | 2030 | 2035 | 2040
BM | 0 | 0 | 0 | 0 | 0 | 0
CC | 0 | 0 | 0 | 0 | 0 | 0
CSP | 0 | 0 | 0 | 0 | 0 | 0
CT | 0 | 0 | 0 | 0 | 0 | 0
Coal | 0 | 0 | 0 | 0 | 0 | 0
Geo | 0 | 0 | 0 | 0 | 0 | 0
H | 0 | 0 | 0 | 0 | 0 | 0
LFG | 0 | 0 | 0 | 0 | 0 | 0
Nuc | 0 | 0 | 0 | 0 | 0 | 0
PS | 0 | 0 | 0 | 0 | 0 | 0
PV | 0 | 0 | 0 | 0 | 0 | 0
PeakG | 0 | 0 | 0 | 0 | 0 | 0
PeakO | 0 | 0 | 0 | 0 | 0 | 0
ST | 0 | 0 | 0 | 0 | 0 | 0
STOG | 0 | 0 | 0 | 0 | 0 | 0
STWD | 0 | 0 | 0 | 0 | 0 | 0
WT | 0 | 0 | 0 | 0 | 0 | 0
IGCC | 0 | 0 | 0 | 0 | 0 | 0
DemandResponse | 0 | 0 | 0 | 0 | 0 | 0
IGCC-CCS | 0 | 0 | 0 | 0 | 0 | 0
WT_off | 0 | 0 | 0 | 0 | 0 | 0
PseudoUnit | 0 | 0 | 0 | 0 | 0 | 0
FixedInterchange | 0 | 0 | 0 | 0 | 0 | 0
Cumulative New Build Capacity by Reporting Type: VACAR
ReportingType | 2015 | 2020 | 2025 | 2030 | 2035 | 2040
BM | 0.92 | 231.82 | 852.3 | 912.33 | 1095.65 | 1246.46
CC | 4384.74 | 6040.86 | 6564.05 | 7622.64 | 14857.41 | 19929.41
CSP | 0 | 0 | 0 | 0 | 0 | 0
CT | 1936.52 | 3329.98 | 3329.98 | 3329.98 | 3329.98 | 3329.98
Coal | 825 | 825 | 825 | 825 | 825 | 825
Geo | 0 | 0 | 0 | 0 | 0 | 0
H | 0 | 0 | 0 | 0 | 0 | 0
LFG | 0.34 | 107.4 | 107.4 | 107.4 | 107.4 | 107.4
Nuc | 0 | 2330 | 2330 | 2330 | 2330 | 2330
PS | 0 | 0 | 0 | 0 | 0 | 0
PV | 0 | 138.41 | 144.93 | 148.71 | 160.26 | 169.76
PeakG | 0 | 0 | 0 | 0 | 0 | 0
PeakO | 0 | 0 | 0 | 0 | 0 | 0
ST | 0 | 0 | 0 | 0 | 0 | 0
STOG | 0 | 0 | 0 | 0 | 0 | 0
STWD | 0 | 0 | 0 | 0 | 0 | 0
WT | 0.9 | 3500 | 3500 | 3500 | 3500 | 3500
IGCC | 0 | 0 | 0 | 0 | 0 | 0
DemandResponse | 0 | 0 | 0 | 0 | 0 | 0
IGCC-CCS | 0 | 0 | 0 | 0 | 0 | 0
WT_off | 1 | 1 | 1 | 1 | 1 | 1
PseudoUnit | 0 | 0 | 0 | 0 | 0 | 0
FixedInterchange | 0 | 0 | 0 | 0 | 0 | 0
Cumulative New Build Capacity by Reporting Type: IESO
ReportingType | 2015 | 2020 | 2025 | 2030 | 2035 | 2040
BM | 326.33 | 326.33 | 326.33 | 326.33 | 326.33 | 326.33
CC | 1263 | 1263 | 1263 | 1263 | 1263 | 2074.77
CSP | 0 | 0 | 0 | 0 | 0 | 0
CT | 368 | 368 | 368 | 368 | 846.28 | 2311.37
Coal | 0 | 0 | 0 | 0 | 0 | 0
Geo | 0 | 0 | 0 | 0 | 0 | 0
H | 0 | 0 | 0 | 0 | 0 | 250
LFG | 14.5 | 14.5 | 14.5 | 14.5 | 15 | 15
Nuc | 0 | 0 | 0 | 0 | 0 | 0
PS | 0 | 0 | 0 | 0 | 0 | 0
PV | 1067.26 | 1067.26 | 1067.26 | 1067.26 | 1067.26 | 1067.26
PeakG | 0 | 0 | 0 | 0 | 0 | 0
PeakO | 0 | 0 | 0 | 0 | 0 | 0
ST | 0 | 0 | 0 | 0 | 0 | 0
STOG | 0 | 0 | 0 | 0 | 0 | 0
STWD | 0 | 0 | 0 | 0 | 0 | 0
WT | 2105.9 | 2105.9 | 2105.9 | 2105.9 | 2105.9 | 2105.9
IGCC | 0 | 0 | 0 | 0 | 0 | 0
DemandResponse | 0 | 0 | 0 | 0 | 0 | 0
IGCC-CCS | 0 | 0 | 0 | 0 | 0 | 0
WT_off | 0 | 0 | 0 | 0 | 0 | 0
PseudoUnit | 0 | 0 | 0 | 0 | 0 | 0
FixedInterchange | 0 | 0 | 0 | 0 | 0 | 0
Cumulative New Build Capacity by Reporting Type: MAPP_CA
ReportingType | 2015 | 2020 | 2025 | 2030 | 2035 | 2040
BM | 0 | 0 | 0 | 0 | 0 | 0
CC | 0 | 0 | 0 | 0 | 0 | 0
CSP | 0 | 0 | 0 | 0 | 0 | 0
CT | 0 | 0 | 0 | 0 | 0 | 0
Coal | 0 | 0 | 0 | 0 | 0 | 0
Geo | 0 | 0 | 0 | 0 | 0 | 0
H | 0 | 695 | 2190 | 4650 | 4650 | 4650
LFG | 0 | 0 | 0 | 0 | 0 | 0
Nuc | 0 | 0 | 0 | 0 | 0 | 0
PS | 0 | 0 | 0 | 0 | 0 | 0
PV | 0 | 0 | 0 | 0 | 0 | 0
PeakG | 0 | 0 | 0 | 0 | 0 | 0
PeakO | 0 | 0 | 0 | 0 | 0 | 0
ST | 0 | 0 | 0 | 0 | 0 | 0
STOG | 0 | 0 | 0 | 0 | 0 | 0
STWD | 0 | 0 | 0 | 0 | 0 | 0
WT | 302.4 | 302.4 | 302.4 | 302.4 | 302.4 | 302.4
IGCC | 0 | 0 | 0 | 0 | 0 | 0
DemandResponse | 0 | 0 | 0 | 0 | 0 | 0
IGCC-CCS | 0 | 0 | 0 | 0 | 0 | 0
WT_off | 0 | 0 | 0 | 0 | 0 | 0
PseudoUnit | 0 | 0 | 0 | 0 | 0 | 0
FixedInterchange | 0 | 0 | 0 | 0 | 0 | 0
Cumulative New Build Capacity by Reporting Type: AZ_NM_SNV_Coal
ReportingType | 2015 | 2020 | 2025 | 2030 | 2035 | 2040
BM | 0 | 0 | 0 | 0 | 0 | 0
CC | 0 | 0 | 0 | 0 | 0 | 0
CSP | 0 | 0 | 0 | 0 | 0 | 0
CT | 0 | 0 | 0 | 0 | 0 | 0
Coal | 0 | 0 | 0 | 0 | 2009.75 | 10983.96
Geo | 0 | 0 | 0 | 0 | 0 | 0
H | 0 | 0 | 0 | 0 | 0 | 0
LFG | 0 | 0 | 0 | 0 | 0 | 0
Nuc | 0 | 0 | 0 | 0 | 0 | 0
PS | 0 | 0 | 0 | 0 | 0 | 0
PV | 0 | 0 | 0 | 0 | 0 | 0
PeakG | 0 | 0 | 0 | 0 | 0 | 0
PeakO | 0 | 0 | 0 | 0 | 0 | 0
ST | 0 | 0 | 0 | 0 | 0 | 0
STOG | 0 | 0 | 0 | 0 | 0 | 0
STWD | 0 | 0 | 0 | 0 | 0 | 0
WT | 0 | 0 | 0 | 0 | 0 | 0
IGCC | 0 | 0 | 0 | 0 | 0 | 0
DemandResponse | 0 | 0 | 0 | 0 | 0 | 0
IGCC-CCS | 0 | 0 | 0 | 0 | 0 | 0
WT_off | 0 | 0 | 0 | 0 | 0 | 0
PseudoUnit | 0 | 0 | 0 | 0 | 0 | 0
FixedInterchange | 0 | 0 | 0 | 0 | 0 | 0
Cumulative New Build Capacity by Reporting Type: AZ_NM_SNV_Gas
ReportingType | 2015 | 2020 | 2025 | 2030 | 2035 | 2040
BM | 0 | 0 | 0 | 0 | 0 | 0
CC | 668 | 1891.75 | 1891.75 | 5822.81 | 5822.81 | 5822.81
CSP | 0 | 0 | 0 | 0 | 0 | 0
CT | 736 | 736 | 736 | 736 | 736 | 736
Coal | 0 | 0 | 0 | 0 | 0 | 0
Geo | 0 | 0 | 0 | 0 | 0 | 0
H | 0 | 0 | 0 | 0 | 0 | 0
LFG | 0 | 0 | 0 | 0 | 0 | 0
Nuc | 0 | 0 | 0 | 0 | 0 | 0
PS | 0 | 0 | 0 | 0 | 0 | 0
PV | 0 | 0 | 0 | 0 | 0 | 0
PeakG | 0 | 0 | 0 | 0 | 0 | 0
PeakO | 0 | 0 | 0 | 0 | 0 | 0
ST | 0 | 0 | 0 | 0 | 0 | 0
STOG | 0 | 0 | 0 | 0 | 0 | 0
STWD | 0 | 0 | 0 | 0 | 0 | 0
WT | 0 | 0 | 0 | 0 | 0 | 0
IGCC | 0 | 0 | 0 | 0 | 0 | 0
DemandResponse | 0 | 0 | 0 | 0 | 0 | 0
IGCC-CCS | 0 | 0 | 0 | 0 | 0 | 0
WT_off | 0 | 0 | 0 | 0 | 0 | 0
PseudoUnit | 0 | 0 | 0 | 0 | 0 | 0
FixedInterchange | 0 | 0 | 0 | 0 | 0 | 0
Cumulative New Build Capacity by Reporting Type: AZ_NM_SNV_NucRenew
ReportingType | 2015 | 2020 | 2025 | 2030 | 2035 | 2040
BM | 0 | 0 | 0 | 0 | 0 | 0
CC | 0 | 0 | 0 | 0 | 0 | 0
CSP | 0 | 0 | 0 | 0 | 0 | 0
CT | 0 | 0 | 0 | 0 | 0 | 0
Coal | 0 | 0 | 0 | 0 | 0 | 0
Geo | 0 | 0 | 1450 | 1450 | 1450 | 1450
H | 0 | 0 | 0 | 0 | 0 | 0
LFG | 0 | 0 | 60.67 | 60.67 | 60.67 | 60.67
Nuc | 0 | 0 | 0 | 0 | 0 | 0
PS | 0 | 0 | 0 | 0 | 0 | 0
PV | 95.7 | 95.7 | 95.7 | 95.7 | 95.7 | 95.7
PeakG | 0 | 0 | 0 | 0 | 0 | 0
PeakO | 0 | 0 | 0 | 0 | 0 | 0
ST | 280 | 719.41 | 996.05 | 1120.69 | 1120.69 | 1120.69
STOG | 0 | 0 | 0 | 0 | 0 | 0
STWD | 0 | 0 | 0 | 0 | 0 | 0
WT | 65.1 | 65.1 | 392.53 | 1008.7 | 1008.7 | 1008.7
IGCC | 0 | 0 | 0 | 0 | 0 | 0
DemandResponse | 0 | 0 | 0 | 0 | 0 | 0
IGCC-CCS | 0 | 0 | 0 | 0 | 0 | 0
WT_off | 0 | 0 | 0 | 0 | 0 | 0
PseudoUnit | 0 | 0 | 0 | 0 | 0 | 0
FixedInterchange | 0 | 0 | 0 | 0 | 0 | 0
Cumulative New Build Capacity by Reporting Type: ERCOT
ReportingType | 2015 | 2020 | 2025 | 2030 | 2035 | 2040
BM | 145 | 145 | 145 | 1845.88 | 1910.01 | 2026.38
CC | 275 | 275 | 275 | 275 | 2124.79 | 5655.38
CSP | 0 | 0 | 0 | 0 | 0 | 0
CT | 250 | 250 | 250 | 250 | 250 | 250
Coal | 2020 | 2020 | 2020 | 2020 | 2020 | 2020
Geo | 0 | 0 | 0 | 0 | 0 | 0
H | 0 | 0 | 0 | 628 | 628 | 628
LFG | 0 | 0 | 354 | 354 | 354 | 354
Nuc | 0 | 0 | 0 | 0 | 0 | 0
PS | 0 | 0 | 0 | 0 | 0 | 0
PV | 14 | 14 | 14 | 14 | 14 | 14
PeakG | 0 | 0 | 0 | 0 | 0 | 0
PeakO | 0 | 0 | 0 | 0 | 0 | 0
ST | 0 | 0 | 0 | 0 | 0 | 0
STOG | 0 | 0 | 0 | 0 | 0 | 0
STWD | 0 | 0 | 0 | 0 | 0 | 0
WT | 350.1 | 8683.5 | 18084.8 | 23934.78 | 24764.94 | 26253.6
IGCC | 0 | 0 | 0 | 0 | 0 | 0
DemandResponse | 0 | 0 | 0 | 0 | 0 | 0
IGCC-CCS | 0 | 0 | 0 | 0 | 0 | 0
WT_off | 0 | 0 | 0 | 0 | 0 | 0
PseudoUnit | 0 | 0 | 0 | 0 | 0 | 0
FixedInterchange | 0 | 0 | 0 | 0 | 0 | 0
Cumulative New Build Capacity by Reporting Type: NP15
ReportingType | 2015 | 2020 | 2025 | 2030 | 2035 | 2040
BM | 0 | 0 | 0 | 0 | 0 | 0
CC | 940 | 940 | 940 | 940 | 940 | 940
CSP | 0 | 0 | 0 | 0 | 0 | 0
CT | 217.59 | 1987.16 | 2378.94 | 6341.82 | 10723.66 | 15072.26
Coal | 0 | 0 | 0 | 0 | 0 | 0
Geo | 0 | 166.21 | 600 | 600 | 600 | 600
H | 0 | 0 | 0 | 0 | 0 | 0
LFG | 0 | 565 | 565 | 565 | 565 | 565
Nuc | 0 | 0 | 0 | 0 | 0 | 0
PS | 0 | 0 | 0 | 0 | 0 | 0
PV | 6.5 | 6.5 | 6.5 | 6.5 | 6.5 | 6.5
PeakG | 0 | 0 | 0 | 0 | 0 | 0
PeakO | 0 | 0 | 0 | 0 | 0 | 0
ST | 29 | 29 | 29 | 29 | 29 | 29
STOG | 0 | 0 | 0 | 0 | 0 | 0
STWD | 0 | 0 | 0 | 0 | 0 | 0
WT | 101.2 | 101.2 | 9267.19 | 11674.59 | 11689.92 | 11689.92
IGCC | 0 | 0 | 0 | 0 | 0 | 0
DemandResponse | 0 | 0 | 0 | 0 | 0 | 0
IGCC-CCS | 0 | 0 | 0 | 0 | 0 | 0
WT_off | 0 | 0 | 0 | 0 | 0 | 0
PseudoUnit | 0 | 0 | 0 | 0 | 0 | 0
FixedInterchange | 0 | 0 | 0 | 0 | 0 | 0
Cumulative New Build Capacity by Reporting Type: NWPP_Coal
ReportingType | 2015 | 2020 | 2025 | 2030 | 2035 | 2040
BM | 0 | 0 | 0 | 0 | 0 | 0
CC | 0 | 0 | 0 | 0 | 0 | 0
CSP | 0 | 0 | 0 | 0 | 0 | 0
CT | 0 | 0 | 0 | 0 | 0 | 0
Coal | 0 | 0 | 0 | 0 | 0 | 0
Geo | 0 | 0 | 0 | 0 | 0 | 0
H | 0 | 0 | 0 | 0 | 0 | 0
LFG | 0 | 0 | 0 | 0 | 0 | 0
Nuc | 0 | 0 | 0 | 0 | 0 | 0
PS | 0 | 0 | 0 | 0 | 0 | 0
PV | 0 | 0 | 0 | 0 | 0 | 0
PeakG | 0 | 0 | 0 | 0 | 0 | 0
PeakO | 0 | 0 | 0 | 0 | 0 | 0
ST | 0 | 0 | 0 | 0 | 0 | 0
STOG | 0 | 0 | 0 | 0 | 0 | 0
STWD | 0 | 0 | 0 | 0 | 0 | 0
WT | 0 | 0 | 0 | 0 | 0 | 0
IGCC | 0 | 0 | 0 | 0 | 0 | 0
DemandResponse | 0 | 0 | 0 | 0 | 0 | 0
IGCC-CCS | 0 | 0 | 0 | 0 | 0 | 0
WT_off | 0 | 0 | 0 | 0 | 0 | 0
PseudoUnit | 0 | 0 | 0 | 0 | 0 | 0
FixedInterchange | 0 | 0 | 0 | 0 | 0 | 0
Cumulative New Build Capacity by Reporting Type: NWPP_Gas
ReportingType | 2015 | 2020 | 2025 | 2030 | 2035 | 2040
BM | 0 | 0 | 0 | 0 | 0 | 0
CC | 300 | 300 | 300 | 3407.98 | 8080.67 | 8414.87
CSP | 0 | 0 | 0 | 0 | 0 | 0
CT | 150 | 150 | 150 | 150 | 150 | 150
Coal | 0 | 0 | 0 | 0 | 0 | 426.09
Geo | 0 | 0 | 0 | 0 | 0 | 0
H | 0 | 0 | 0 | 0 | 0 | 0
LFG | 0 | 0 | 0 | 0 | 0 | 0
Nuc | 0 | 0 | 0 | 0 | 0 | 0
PS | 0 | 0 | 0 | 0 | 0 | 0
PV | 0 | 0 | 0 | 0 | 0 | 0
PeakG | 0 | 0 | 0 | 0 | 0 | 0
PeakO | 0 | 0 | 0 | 0 | 0 | 0
ST | 0 | 0 | 0 | 0 | 0 | 0
STOG | 0 | 0 | 0 | 0 | 0 | 0
STWD | 0 | 0 | 0 | 0 | 0 | 0
WT | 0 | 0 | 0 | 0 | 0 | 0
IGCC | 0 | 0 | 0 | 0 | 0 | 0
DemandResponse | 0 | 0 | 0 | 0 | 0 | 0
IGCC-CCS | 0 | 0 | 0 | 0 | 0 | 0
WT_off | 0 | 0 | 0 | 0 | 0 | 0
PseudoUnit | 0 | 0 | 0 | 0 | 0 | 0
FixedInterchange | 0 | 0 | 0 | 0 | 0 | 0
Cumulative New Build Capacity by Reporting Type: NWPP_NucRenew
ReportingType | 2015 | 2020 | 2025 | 2030 | 2035 | 2040
BM | 32.55 | 32.55 | 32.55 | 32.55 | 32.55 | 32.55
CC | 0 | 0 | 0 | 0 | 0 | 0
CSP | 0 | 0 | 0 | 0 | 0 | 0
CT | 0 | 0 | 0 | 0 | 0 | 0
Coal | 0 | 0 | 0 | 0 | 0 | 0
Geo | 86 | 86 | 520 | 520 | 520 | 520
H | 0 | 0 | 0 | 0 | 0 | 0
LFG | 25.5 | 25.5 | 270 | 270 | 270 | 270
Nuc | 0 | 0 | 0 | 0 | 0 | 0
PS | 0 | 0 | 0 | 0 | 0 | 0
PV | 0 | 0 | 0 | 0 | 0 | 0
PeakG | 0 | 0 | 0 | 0 | 0 | 0
PeakO | 0 | 0 | 0 | 0 | 0 | 0
ST | 0 | 0 | 0 | 0 | 0 | 0
STOG | 0 | 0 | 0 | 0 | 0 | 0
STWD | 0 | 0 | 0 | 0 | 0 | 0
WT | 977.3 | 977.3 | 977.3 | 977.3 | 977.3 | 977.3
IGCC | 0 | 0 | 0 | 0 | 0 | 0
DemandResponse | 0 | 0 | 0 | 0 | 0 | 0
IGCC-CCS | 0 | 0 | 0 | 0 | 0 | 0
WT_off | 0 | 0 | 0 | 0 | 0 | 0
PseudoUnit | 0 | 0 | 0 | 0 | 0 | 0
FixedInterchange | 0 | 0 | 0 | 0 | 0 | 0
Cumulative New Build Capacity by Reporting Type: RMPA
ReportingType | 2015 | 2020 | 2025 | 2030 | 2035 | 2040
BM | 0 | 0 | 0 | 0 | 0 | 0
CC | 0 | 0 | 0 | 0 | 0 | 0
CSP | 0 | 0 | 0 | 0 | 0 | 0
CT | 152 | 152 | 152 | 152 | 152 | 152
Coal | 390 | 390 | 390 | 390 | 1638.45 | 2864.15
Geo | 0 | 458.79 | 2545.23 | 2570 | 2570 | 2570
H | 0 | 0 | 0 | 0 | 0 | 0
LFG | 1.4 | 1.4 | 1.4 | 30.33 | 30.33 | 30.33
Nuc | 0 | 0 | 0 | 0 | 0 | 0
PS | 0 | 0 | 0 | 0 | 0 | 0
PV | 1 | 1 | 1 | 1 | 1 | 1
PeakG | 0 | 0 | 0 | 0 | 0 | 0
PeakO | 0 | 0 | 0 | 0 | 0 | 0
ST | 3 | 383.25 | 415.52 | 430.78 | 430.78 | 430.78
STOG | 0 | 0 | 0 | 0 | 0 | 0
STWD | 0 | 0 | 0 | 0 | 0 | 0
WT | 765.4 | 765.4 | 765.4 | 765.4 | 765.4 | 765.4
IGCC | 0 | 0 | 0 | 0 | 0 | 0
DemandResponse | 0 | 0 | 0 | 0 | 0 | 0
IGCC-CCS | 0 | 0 | 0 | 0 | 0 | 0
WT_off | 0 | 0 | 0 | 0 | 0 | 0
PseudoUnit | 0 | 0 | 0 | 0 | 0 | 0
FixedInterchange | 0 | 0 | 0 | 0 | 0 | 0
Cumulative New Build Capacity by Reporting Type: SP15
ReportingType | 2015 | 2020 | 2025 | 2030 | 2035 | 2040
BM | 6 | 6 | 6 | 6 | 6 | 6
CC | 409.5 | 409.5 | 409.5 | 409.5 | 409.5 | 409.5
CSP | 0 | 0 | 0 | 0 | 0 | 0
CT | 0 | 0 | 0 | 0 | 0 | 0
Coal | 0 | 0 | 0 | 0 | 0 | 0
Geo | 50 | 1500 | 1500 | 1500 | 1500 | 1500
H | 0 | 0 | 0 | 0 | 0 | 0
LFG | 9.2 | 565 | 565 | 565 | 565 | 565
Nuc | 0 | 0 | 0 | 0 | 0 | 0
PS | 0 | 0 | 0 | 0 | 0 | 0
PV | 3.8 | 3.8 | 3.8 | 3.8 | 3.8 | 3.8
PeakG | 0 | 0 | 0 | 0 | 0 | 0
PeakO | 0 | 0 | 0 | 0 | 0 | 0
ST | 448 | 448 | 448 | 448 | 448 | 448
STOG | 0 | 0 | 0 | 0 | 0 | 0
STWD | 0 | 0 | 0 | 0 | 0 | 0
WT | 735 | 735 | 735 | 735 | 735 | 735
IGCC | 0 | 0 | 0 | 0 | 0 | 0
DemandResponse | 0 | 0 | 0 | 0 | 0 | 0
IGCC-CCS | 0 | 0 | 0 | 0 | 0 | 0
WT_off | 0 | 0 | 0 | 0 | 0 | 0
PseudoUnit | 0 | 0 | 0 | 0 | 0 | 0
FixedInterchange | 0 | 0 | 0 | 0 | 0 | 0
Cumulative New Build Capacity by Reporting Type: ALB
ReportingType | 2015 | 2020 | 2025 | 2030 | 2035 | 2040
BM | 0 | 0 | 0 | 0 | 0 | 0
CC | 407.19 | 942.81 | 1735.45 | 2334.4 | 3739.86 | 4819.33
CSP | 0 | 0 | 0 | 0 | 0 | 0
CT | 201.5 | 201.5 | 201.5 | 201.5 | 201.5 | 201.5
Coal | 495 | 495 | 495 | 495 | 495 | 495
Geo | 0 | 0 | 0 | 0 | 0 | 0
H | 0 | 0 | 0 | 0 | 0 | 0
LFG | 0 | 0 | 0 | 0 | 0 | 0
Nuc | 0 | 0 | 0 | 0 | 0 | 0
PS | 0 | 0 | 0 | 0 | 0 | 0
PV | 0 | 0 | 0 | 0 | 0 | 0
PeakG | 0 | 0 | 0 | 0 | 0 | 0
PeakO | 0 | 0 | 0 | 0 | 0 | 0
ST | 0 | 0 | 0 | 0 | 0 | 0
STOG | 0 | 0 | 0 | 0 | 0 | 0
STWD | 0 | 0 | 0 | 0 | 0 | 0
WT | 9 | 9 | 9 | 9 | 9 | 9
IGCC | 0 | 0 | 0 | 0 | 0 | 0
DemandResponse | 0 | 0 | 0 | 0 | 0 | 0
IGCC-CCS | 0 | 0 | 0 | 0 | 0 | 0
WT_off | 0 | 0 | 0 | 0 | 0 | 0
PseudoUnit | 0 | 0 | 0 | 0 | 0 | 0
FixedInterchange | 0 | 0 | 0 | 0 | 0 | 0
Cumulative New Build Capacity by Reporting Type: BC
ReportingType | 2015 | 2020 | 2025 | 2030 | 2035 | 2040
BM | 0 | 0 | 0 | 0 | 0 | 0
CC | 1171.72 | 1344.95 | 1857.87 | 2529.86 | 3330.33 | 4010.61
CSP | 0 | 0 | 0 | 0 | 0 | 0
CT | 0 | 0 | 0 | 0 | 0 | 160.29
Coal | 0 | 0 | 0 | 0 | 0 | 0
Geo | 0 | 0 | 0 | 0 | 0 | 0
H | 0 | 0 | 0 | 0 | 0 | 0
LFG | 0 | 0 | 0 | 0 | 0 | 0
Nuc | 0 | 0 | 0 | 0 | 0 | 0
PS | 0 | 0 | 0 | 0 | 0 | 0
PV | 0 | 0 | 0 | 0 | 0 | 0
PeakG | 0 | 0 | 0 | 0 | 0 | 0
PeakO | 0 | 0 | 0 | 0 | 0 | 0
ST | 0 | 0 | 0 | 0 | 0 | 0
STOG | 0 | 0 | 0 | 0 | 0 | 0
STWD | 0 | 0 | 0 | 0 | 0 | 0
WT | 144 | 144 | 144 | 144 | 144 | 144
IGCC | 0 | 0 | 0 | 0 | 0 | 0
DemandResponse | 0 | 0 | 0 | 0 | 0 | 0
IGCC-CCS | 0 | 0 | 0 | 0 | 0 | 0
WT_off | 0 | 0 | 0 | 0 | 0 | 0
PseudoUnit | 0 | 0 | 0 | 0 | 0 | 0
FixedInterchange | 0 | 0 | 0 | 0 | 0 | 0
Cumulative New Build Capacity by Reporting Type: HQ_IESO
ReportingType | 2015 | 2020 | 2025 | 2030 | 2035 | 2040
BM | 0 | 0 | 0 | 0 | 0 | 0
CC | 0 | 0 | 0 | 0 | 0 | 0
CSP | 0 | 0 | 0 | 0 | 0 | 0
CT | 0 | 0 | 0 | 0 | 0 | 0
Coal | 0 | 0 | 0 | 0 | 0 | 0
Geo | 0 | 0 | 0 | 0 | 0 | 0
H | 0 | 0 | 0 | 0 | 0 | 0
LFG | 0 | 0 | 0 | 0 | 0 | 0
Nuc | 0 | 0 | 0 | 0 | 0 | 0
PS | 0 | 0 | 0 | 0 | 0 | 0
PV | 0 | 0 | 0 | 0 | 0 | 0
PeakG | 0 | 0 | 0 | 0 | 0 | 0
PeakO | 0 | 0 | 0 | 0 | 0 | 0
ST | 0 | 0 | 0 | 0 | 0 | 0
STOG | 0 | 0 | 0 | 0 | 0 | 0
STWD | 0 | 0 | 0 | 0 | 0 | 0
WT | 0 | 0 | 0 | 0 | 0 | 0
IGCC | 0 | 0 | 0 | 0 | 0 | 0
DemandResponse | 0 | 0 | 0 | 0 | 0 | 0
IGCC-CCS | 0 | 0 | 0 | 0 | 0 | 0
WT_off | 0 | 0 | 0 | 0 | 0 | 0
PseudoUnit | 0 | 0 | 0 | 0 | 0 | 0
FixedInterchange | 0 | 0 | 0 | 0 | 0 | 0
Cumulative New Build Capacity by Reporting Type: HQ_NEISO
ReportingType | 2015 | 2020 | 2025 | 2030 | 2035 | 2040
BM | 0 | 0 | 0 | 0 | 0 | 0
CC | 0 | 0 | 0 | 0 | 0 | 0
CSP | 0 | 0 | 0 | 0 | 0 | 0
CT | 0 | 0 | 0 | 0 | 0 | 0
Coal | 0 | 0 | 0 | 0 | 0 | 0
Geo | 0 | 0 | 0 | 0 | 0 | 0
H | 0 | 0 | 0 | 0 | 0 | 0
LFG | 0 | 0 | 0 | 0 | 0 | 0
Nuc | 0 | 0 | 0 | 0 | 0 | 0
PS | 0 | 0 | 0 | 0 | 0 | 0
PV | 0 | 0 | 0 | 0 | 0 | 0
PeakG | 0 | 0 | 0 | 0 | 0 | 0
PeakO | 0 | 0 | 0 | 0 | 0 | 0
ST | 0 | 0 | 0 | 0 | 0 | 0
STOG | 0 | 0 | 0 | 0 | 0 | 0
STWD | 0 | 0 | 0 | 0 | 0 | 0
WT | 0 | 0 | 0 | 0 | 0 | 0
IGCC | 0 | 0 | 0 | 0 | 0 | 0
DemandResponse | 0 | 0 | 0 | 0 | 0 | 0
IGCC-CCS | 0 | 0 | 0 | 0 | 0 | 0
WT_off | 0 | 0 | 0 | 0 | 0 | 0
PseudoUnit | 0 | 0 | 0 | 2500 | 2500 | 2500
FixedInterchange | 0 | 0 | 0 | 0 | 0 | 0
Cumulative New Build Capacity by Reporting Type: HQ_NY
ReportingType | 2015 | 2020 | 2025 | 2030 | 2035 | 2040
BM | 0 | 0 | 0 | 0 | 0 | 0
CC | 0 | 0 | 0 | 0 | 0 | 0
CSP | 0 | 0 | 0 | 0 | 0 | 0
CT | 0 | 0 | 0 | 0 | 0 | 0
Coal | 0 | 0 | 0 | 0 | 0 | 0
Geo | 0 | 0 | 0 | 0 | 0 | 0
H | 0 | 0 | 0 | 0 | 0 | 0
LFG | 0 | 0 | 0 | 0 | 0 | 0
Nuc | 0 | 0 | 0 | 0 | 0 | 0
PS | 0 | 0 | 0 | 0 | 0 | 0
PV | 0 | 0 | 0 | 0 | 0 | 0
PeakG | 0 | 0 | 0 | 0 | 0 | 0
PeakO | 0 | 0 | 0 | 0 | 0 | 0
ST | 0 | 0 | 0 | 0 | 0 | 0
STOG | 0 | 0 | 0 | 0 | 0 | 0
STWD | 0 | 0 | 0 | 0 | 0 | 0
WT | 0 | 0 | 0 | 0 | 0 | 0
IGCC | 0 | 0 | 0 | 0 | 0 | 0
DemandResponse | 0 | 0 | 0 | 0 | 0 | 0
IGCC-CCS | 0 | 0 | 0 | 0 | 0 | 0
WT_off | 0 | 0 | 0 | 0 | 0 | 0
PseudoUnit | 0 | 918.77 | 2500 | 2500 | 2500 | 2500
FixedInterchange | 0 | 0 | 0 | 0 | 0 | 0
Cumulative New Build Capacity by Reporting Type: MARITIMES
ReportingType | 2015 | 2020 | 2025 | 2030 | 2035 | 2040
BM | 0 | 0 | 0 | 0 | 0 | 0
CC | 0 | 0 | 0 | 0 | 0 | 0
CSP | 0 | 0 | 0 | 0 | 0 | 0
CT | 0 | 0 | 0 | 0 | 0 | 0
Coal | 0 | 0 | 0 | 0 | 0 | 0
Geo | 0 | 0 | 0 | 0 | 0 | 0
H | 0 | 0 | 0 | 0 | 0 | 0
LFG | 0 | 0 | 0 | 0 | 0 | 0
Nuc | 0 | 0 | 0 | 0 | 0 | 0
PS | 0 | 0 | 0 | 0 | 0 | 0
PV | 0 | 0 | 0 | 0 | 0 | 0
PeakG | 0 | 0 | 0 | 0 | 0 | 0
PeakO | 0 | 0 | 0 | 0 | 0 | 0
ST | 0 | 0 | 0 | 0 | 0 | 0
STOG | 0 | 0 | 0 | 0 | 0 | 0
STWD | 0 | 0 | 0 | 0 | 0 | 0
WT | 0 | 0 | 0 | 0 | 0 | 0
IGCC | 0 | 0 | 0 | 0 | 0 | 0
DemandResponse | 0 | 0 | 0 | 0 | 0 | 0
IGCC-CCS | 0 | 0 | 0 | 0 | 0 | 0
WT_off | 0 | 0 | 0 | 0 | 0 | 0
PseudoUnit | 0 | 500 | 500 | 500 | 500 | 500
FixedInterchange | 0 | 0 | 0 | 0 | 0 | 0
Cumulative New Build Capacity by Reporting Type: All
ReportingType | 2015 | 2020 | 2025 | 2030 | 2035 | 2040
BM | 1251 | 1481.9 | 2102.38 | 3863.29 | 4110.75 | 4377.92
CC | 31034.65 | 38455.21 | 41081.08 | 50959.85 | 89803.38 | 122792.39
CSP | 0 | 0 | 0 | 0 | 0 | 0
CT | 7618.1 | 15857.31 | 19213.33 | 32171.34 | 51786.13 | 64821.37
Coal | 10763.64 | 10763.64 | 10763.64 | 10763.64 | 14964.84 | 34040.69
Geo | 136 | 2211 | 6615.23 | 6640 | 6640 | 6640
H | 0 | 1575.28 | 4428 | 7516 | 7516 | 7766
LFG | 192 | 2145 | 4355 | 5078.5 | 5079 | 5079
Nuc | 2740.56 | 7270.56 | 7270.56 | 7270.56 | 7270.56 | 7270.56
PS | 0 | 0 | 0 | 0 | 0 | 0
PV | 1246 | 3418.31 | 4497.64 | 4745.56 | 4867.81 | 5007.37
PeakG | 0 | 0 | 0 | 0 | 0 | 0
PeakO | 0 | 0 | 0 | 0 | 0 | 0
ST | 760 | 1579.66 | 1888.57 | 2028.47 | 2028.47 | 2028.47
STOG | 0 | 0 | 0 | 0 | 0 | 0
STWD | 0 | 0 | 0 | 0 | 0 | 0
WT | 25342 | 69813.1 | 156792.67 | 237028.57 | 251394.08 | 264756.31
IGCC | 618 | 618 | 618 | 618 | 618 | 618
DemandResponse | 0 | 0 | 0 | 0 | 0 | 0
IGCC-CCS | 0 | 0 | 0 | 0 | 0 | 0
WT_off | 469 | 469 | 1569 | 1569 | 1569 | 1569
PseudoUnit | 0 | 1418.77 | 3000 | 5500 | 5500 | 5500
FixedInterchange | 0 | 0 | 0 | 0 | 0 | 0
Cumulative New Build Capacity by Reporting Type: EI_US
ReportingType | 2015 | 2020 | 2025 | 2030 | 2035 | 2040
BM | 741.12 | 972.02 | 1592.5 | 1652.53 | 1835.85 | 1986.66
CC | 25600.24 | 31088.19 | 32408.5 | 33977.31 | 64092.42 | 90645.14
CSP | 0 | 0 | 0 | 0 | 0 | 0
CT | 5543.01 | 12012.65 | 14976.89 | 23972.01 | 38726.69 | 45787.95
Coal | 7858.64 | 7858.64 | 7858.64 | 7858.64 | 8801.65 | 17251.49
Geo | 0 | 0 | 0 | 0 | 0 | 0
H | 0 | 880.28 | 2238 | 2238 | 2238 | 2238
LFG | 141.4 | 973.6 | 2524.43 | 3219 | 3219 | 3219
Nuc | 2740.56 | 7270.56 | 7270.56 | 7270.56 | 7270.56 | 7270.56
PS | 0 | 0 | 0 | 0 | 0 | 0
PV | 57.74 | 2230.05 | 3309.38 | 3557.31 | 3679.55 | 3819.12
PeakG | 0 | 0 | 0 | 0 | 0 | 0
PeakO | 0 | 0 | 0 | 0 | 0 | 0
ST | 0 | 0 | 0 | 0 | 0 | 0
STOG | 0 | 0 | 0 | 0 | 0 | 0
STWD | 0 | 0 | 0 | 0 | 0 | 0
WT | 19786.6 | 55924.3 | 124009.15 | 195371.5 | 208891.52 | 220765.09
IGCC | 618 | 618 | 618 | 618 | 618 | 618
DemandResponse | 0 | 0 | 0 | 0 | 0 | 0
IGCC-CCS | 0 | 0 | 0 | 0 | 0 | 0
WT_off | 469 | 469 | 1569 | 1569 | 1569 | 1569
PseudoUnit | 0 | 1418.77 | 3000 | 5500 | 5500 | 5500
FixedInterchange | 0 | 0 | 0 | 0 | 0 | 0
Cumulative New Build Capacity by Reporting Type: EI_Canada
ReportingType | 2015 | 2020 | 2025 | 2030 | 2035 | 2040
BM | 326.33 | 326.33 | 326.33 | 326.33 | 326.33 | 326.33
CC | 1263 | 1263 | 1263 | 1263 | 1263 | 2074.77
CSP | 0 | 0 | 0 | 0 | 0 | 0
CT | 368 | 368 | 368 | 368 | 846.28 | 2311.37
Coal | 0 | 0 | 0 | 0 | 0 | 0
Geo | 0 | 0 | 0 | 0 | 0 | 0
H | 0 | 695 | 2190 | 4650 | 4650 | 4900
LFG | 14.5 | 14.5 | 14.5 | 14.5 | 15 | 15
Nuc | 0 | 0 | 0 | 0 | 0 | 0
PS | 0 | 0 | 0 | 0 | 0 | 0
PV | 1067.26 | 1067.26 | 1067.26 | 1067.26 | 1067.26 | 1067.26
PeakG | 0 | 0 | 0 | 0 | 0 | 0
PeakO | 0 | 0 | 0 | 0 | 0 | 0
ST | 0 | 0 | 0 | 0 | 0 | 0
STOG | 0 | 0 | 0 | 0 | 0 | 0
STWD | 0 | 0 | 0 | 0 | 0 | 0
WT | 2408.3 | 2408.3 | 2408.3 | 2408.3 | 2408.3 | 2408.3
IGCC | 0 | 0 | 0 | 0 | 0 | 0
DemandResponse | 0 | 0 | 0 | 0 | 0 | 0
IGCC-CCS | 0 | 0 | 0 | 0 | 0 | 0
WT_off | 0 | 0 | 0 | 0 | 0 | 0
PseudoUnit | 0 | 0 | 0 | 0 | 0 | 0
FixedInterchange | 0 | 0 | 0 | 0 | 0 | 0
Cumulative New Build Capacity by Reporting Type: EI
ReportingType | 2015 | 2020 | 2025 | 2030 | 2035 | 2040
BM | 1067.45 | 1298.35 | 1918.83 | 1978.86 | 2162.19 | 2312.99
CC | 26863.24 | 32351.19 | 33671.5 | 35240.31 | 65355.42 | 92719.91
CSP | 0 | 0 | 0 | 0 | 0 | 0
CT | 5911.01 | 12380.65 | 15344.89 | 24340.01 | 39572.97 | 48099.32
Coal | 7858.64 | 7858.64 | 7858.64 | 7858.64 | 8801.65 | 17251.49
Geo | 0 | 0 | 0 | 0 | 0 | 0
H | 0 | 1575.28 | 4428 | 6888 | 6888 | 7138
LFG | 155.9 | 988.1 | 2538.93 | 3233.5 | 3234 | 3234
Nuc | 2740.56 | 7270.56 | 7270.56 | 7270.56 | 7270.56 | 7270.56
PS | 0 | 0 | 0 | 0 | 0 | 0
PV | 1125 | 3297.31 | 4376.64 | 4624.56 | 4746.81 | 4886.37
PeakG | 0 | 0 | 0 | 0 | 0 | 0
PeakO | 0 | 0 | 0 | 0 | 0 | 0
ST | 0 | 0 | 0 | 0 | 0 | 0
STOG | 0 | 0 | 0 | 0 | 0 | 0
STWD | 0 | 0 | 0 | 0 | 0 | 0
WT | 22194.9 | 58332.6 | 126417.45 | 197779.8 | 211299.82 | 223173.39
IGCC | 618 | 618 | 618 | 618 | 618 | 618
DemandResponse | 0 | 0 | 0 | 0 | 0 | 0
IGCC-CCS | 0 | 0 | 0 | 0 | 0 | 0
WT_off | 469 | 469 | 1569 | 1569 | 1569 | 1569
PseudoUnit | 0 | 1418.77 | 3000 | 5500 | 5500 | 5500
FixedInterchange | 0 | 0 | 0 | 0 | 0 | 0
Cumulative New Build Capacity by Reporting Type: Outside_EI
ReportingType | 2015 | 2020 | 2025 | 2030 | 2035 | 2040
BM | 183.55 | 183.55 | 183.55 | 1884.43 | 1948.56 | 2064.93
CC | 4171.41 | 6104.01 | 7409.58 | 15719.54 | 24447.96 | 30072.48
CSP | 0 | 0 | 0 | 0 | 0 | 0
CT | 1707.09 | 3476.66 | 3868.44 | 7831.32 | 12213.16 | 16722.05
Coal | 2905 | 2905 | 2905 | 2905 | 6163.2 | 16789.2
Geo | 136 | 2211 | 6615.23 | 6640 | 6640 | 6640
H | 0 | 0 | 0 | 628 | 628 | 628
LFG | 36.1 | 1156.9 | 1816.07 | 1845 | 1845 | 1845
Nuc | 0 | 0 | 0 | 0 | 0 | 0
PS | 0 | 0 | 0 | 0 | 0 | 0
PV | 121 | 121 | 121 | 121 | 121 | 121
PeakG | 0 | 0 | 0 | 0 | 0 | 0
PeakO | 0 | 0 | 0 | 0 | 0 | 0
ST | 760 | 1579.66 | 1888.57 | 2028.47 | 2028.47 | 2028.47
STOG | 0 | 0 | 0 | 0 | 0 | 0
STWD | 0 | 0 | 0 | 0 | 0 | 0
WT | 3147.1 | 11480.5 | 30375.21 | 39248.77 | 40094.26 | 41582.92
IGCC | 0 | 0 | 0 | 0 | 0 | 0
DemandResponse | 0 | 0 | 0 | 0 | 0 | 0
IGCC-CCS | 0 | 0 | 0 | 0 | 0 | 0
WT_off | 0 | 0 | 0 | 0 | 0 | 0
PseudoUnit | 0 | 0 | 0 | 0 | 0 | 0
FixedInterchange | 0 | 0 | 0 | 0 | 0 | 0
#3 | Retirements of Capacity (MW)
Retirements of Capacity by Reporting Type: Entergy
ReportingType | 2015 | 2020 | 2025 | 2030 | 2035 | 2040
BM | 0 | 0 | 0 | 0 | 0 | 0
CC | 0 | 0 | 0 | 0 | 0 | 0
CSP | 0 | 0 | 0 | 0 | 0 | 0
CT | 0 | 0 | 0 | 0 | 0 | 0
Coal | 892.9 | 0 | 0 | 0 | 0 | 0
Geo | 0 | 0 | 0 | 0 | 0 | 0
H | 0 | 0 | 0 | 0 | 0 | 0
LFG | 0 | 0 | 0 | 0 | 0 | 0
Nuc | 0 | 0 | 0 | 0 | 842 | 997
PS | 0 | 0 | 0 | 0 | 0 | 0
PV | 0 | 0 | 0 | 0 | 0 | 0
PeakG | 0 | 0 | 0 | 0 | 0 | 0
PeakO | 0 | 0 | 0 | 0 | 0 | 0
ST | 0 | 0 | 0 | 0 | 0 | 0
STOG | 10913.28 | 0 | 0 | 0 | 0 | 0
STWD | 0 | 0 | 0 | 0 | 0 | 0
WT | 0 | 0 | 0 | 0 | 0 | 0
IGCC | 0 | 0 | 0 | 0 | 0 | 0
DemandResponse | 0 | 0 | 0 | 0 | 0 | 0
IGCC-CCS | 0 | 0 | 0 | 0 | 0 | 0
WT_off | 0 | 0 | 0 | 0 | 0 | 0
PseudoUnit | 0 | 0 | 0 | 0 | 0 | 0
FixedInterchange | 0 | 0 | 0 | 0 | 0 | 0
Retirements of Capacity by Reporting Type: FRCC
ReportingType | 2015 | 2020 | 2025 | 2030 | 2035 | 2040
BM | 0 | 0 | 0 | 0 | 0 | 0
CC | 0 | 0 | 0 | 0 | 0 | 0
CSP | 0 | 0 | 0 | 0 | 0 | 0
CT | 0 | 0 | 0 | 0 | 0 | 0
Coal | 694.4 | 869 | 0 | 0 | 0 | 0
Geo | 0 | 0 | 0 | 0 | 0 | 0
H | 0 | 0 | 0 | 0 | 0 | 0
LFG | 0 | 0 | 0 | 0 | 0 | 0
Nuc | 0 | 0 | 0 | 0 | 1615.33 | 1677
PS | 0 | 0 | 0 | 0 | 0 | 0
PV | 0 | 0 | 0 | 0 | 0 | 0
PeakG | 0 | 0 | 0 | 0 | 0 | 0
PeakO | 0 | 0 | 0 | 0 | 0 | 0
ST | 0 | 0 | 0 | 0 | 0 | 0
STOG | 5143.95 | 0 | 0 | 0 | 0 | 0
STWD | 0 | 0 | 0 | 0 | 0 | 0
WT | 0 | 0 | 0 | 0 | 0 | 0
IGCC | 0 | 0 | 0 | 0 | 0 | 0
DemandResponse | 0 | 0 | 0 | 0 | 0 | 0
IGCC-CCS | 0 | 0 | 0 | 0 | 0 | 0
WT_off | 0 | 0 | 0 | 0 | 0 | 0
PseudoUnit | 0 | 0 | 0 | 0 | 0 | 0
FixedInterchange | 0 | 0 | 0 | 0 | 0 | 0
Retirements of Capacity by Reporting Type: MAPP_US
ReportingType | 2015 | 2020 | 2025 | 2030 | 2035 | 2040
BM | 0 | 0 | 0 | 0 | 0 | 0
CC | 7 | 0 | 0 | 0 | 0 | 0
CSP | 0 | 0 | 0 | 0 | 0 | 0
CT | 0 | 0 | 0 | 0 | 0 | 0
Coal | 612.6 | 527.41 | 46.49 | 0 | 0 | 0
Geo | 0 | 0 | 0 | 0 | 0 | 0
H | 0 | 0 | 0 | 0 | 0 | 0
LFG | 0 | 0 | 0 | 0 | 0 | 0
Nuc | 0 | 0 | 0 | 0 | 0 | 0
PS | 0 | 0 | 0 | 0 | 0 | 0
PV | 0 | 0 | 0 | 0 | 0 | 0
PeakG | 0 | 0 | 0 | 0 | 0 | 0
PeakO | 346 | 0 | 0 | 0 | 0 | 0
ST | 0 | 0 | 0 | 0 | 0 | 0
STOG | 36 | 0 | 0 | 0 | 0 | 0
STWD | 0 | 0 | 0 | 0 | 0 | 0
WT | 0 | 0 | 0 | 0 | 0 | 0
IGCC | 0 | 0 | 0 | 0 | 0 | 0
DemandResponse | 0 | 0 | 0 | 0 | 0 | 0
IGCC-CCS | 0 | 0 | 0 | 0 | 0 | 0
WT_off | 0 | 0 | 0 | 0 | 0 | 0
PseudoUnit | 0 | 0 | 0 | 0 | 0 | 0
FixedInterchange | 0 | 0 | 0 | 0 | 0 | 0
Retirements of Capacity by Reporting Type: MISO_IN
ReportingType | 2015 | 2020 | 2025 | 2030 | 2035 | 2040
BM | 0 | 0 | 0 | 0 | 0 | 0
CC | 0 | 0 | 0 | 0 | 0 | 0
CSP | 0 | 0 | 0 | 0 | 0 | 0
CT | 0 | 0 | 0 | 0 | 0 | 0
Coal | 1360.9 | 0 | 0 | 0 | 0 | 0
Geo | 0 | 0 | 0 | 0 | 0 | 0
H | 0 | 0 | 0 | 0 | 0 | 0
LFG | 0 | 0 | 0 | 0 | 0 | 0
Nuc | 0 | 0 | 0 | 0 | 0 | 0
PS | 0 | 0 | 0 | 0 | 0 | 0
PV | 0 | 0 | 0 | 0 | 0 | 0
PeakG | 0 | 0 | 0 | 0 | 0 | 0
PeakO | 0 | 0 | 0 | 0 | 0 | 0
ST | 0 | 0 | 0 | 0 | 0 | 0
STOG | 0 | 0 | 0 | 0 | 0 | 0
STWD | 0 | 0 | 0 | 0 | 0 | 0
WT | 0 | 0 | 0 | 0 | 0 | 0
IGCC | 0 | 0 | 0 | 0 | 0 | 0
DemandResponse | 0 | 0 | 0 | 0 | 0 | 0
IGCC-CCS | 0 | 0 | 0 | 0 | 0 | 0
WT_off | 0 | 0 | 0 | 0 | 0 | 0
PseudoUnit | 0 | 0 | 0 | 0 | 0 | 0
FixedInterchange | 0 | 0 | 0 | 0 | 0 | 0
Retirements of Capacity by Reporting Type: MISO_MI
ReportingType | 2015 | 2020 | 2025 | 2030 | 2035 | 2040
BM | 0 | 0 | 0 | 0 | 0 | 0
CC | 0 | 0 | 0 | 0 | 0 | 0
CSP | 0 | 0 | 0 | 0 | 0 | 0
CT | 0 | 0 | 0 | 0 | 0 | 0
Coal | 2326 | 1187 | 0 | 0 | 0 | 0
Geo | 0 | 0 | 0 | 0 | 0 | 0
H | 0 | 0 | 0 | 0 | 0 | 0
LFG | 0 | 0 | 0 | 0 | 0 | 0
Nuc | 0 | 0 | 0 | 0 | 778 | 0
PS | 0 | 0 | 0 | 0 | 0 | 0
PV | 0 | 0 | 0 | 0 | 0 | 0
PeakG | 0 | 0 | 0 | 0 | 0 | 0
PeakO | 0 | 0 | 0 | 0 | 0 | 0
ST | 0 | 0 | 0 | 0 | 0 | 0
STOG | 0 | 0 | 0 | 0 | 0 | 0
STWD | 0 | 0 | 0 | 0 | 0 | 0
WT | 0 | 0 | 0 | 0 | 0 | 0
IGCC | 0 | 0 | 0 | 0 | 0 | 0
DemandResponse | 0 | 0 | 0 | 0 | 0 | 0
IGCC-CCS | 0 | 0 | 0 | 0 | 0 | 0
WT_off | 0 | 0 | 0 | 0 | 0 | 0
PseudoUnit | 0 | 0 | 0 | 0 | 0 | 0
FixedInterchange | 0 | 0 | 0 | 0 | 0 | 0
Retirements of Capacity by Reporting Type: MISO_MO-IL
ReportingType | 2015 | 2020 | 2025 | 2030 | 2035 | 2040
BM | 0 | 0 | 0 | 0 | 0 | 0
CC | 0 | 0 | 0 | 0 | 0 | 0
CSP | 0 | 0 | 0 | 0 | 0 | 0
CT | 0 | 0 | 0 | 0 | 0 | 0
Coal | 1024.7 | 1295 | 0 | 0 | 0 | 0
Geo | 0 | 0 | 0 | 0 | 0 | 0
H | 0 | 0 | 0 | 0 | 0 | 0
LFG | 0 | 0 | 0 | 0 | 0 | 0
Nuc | 0 | 0 | 0 | 0 | 0 | 0
PS | 0 | 0 | 0 | 0 | 0 | 0
PV | 0 | 0 | 0 | 0 | 0 | 0
PeakG | 0 | 0 | 0 | 0 | 0 | 0
PeakO | 0 | 0 | 0 | 0 | 0 | 0
ST | 0 | 0 | 0 | 0 | 0 | 0
STOG | 0 | 0 | 0 | 0 | 0 | 0
STWD | 0 | 0 | 0 | 0 | 0 | 0
WT | 0 | 0 | 0 | 0 | 0 | 0
IGCC | 0 | 0 | 0 | 0 | 0 | 0
DemandResponse | 0 | 0 | 0 | 0 | 0 | 0
IGCC-CCS | 0 | 0 | 0 | 0 | 0 | 0
WT_off | 0 | 0 | 0 | 0 | 0 | 0
PseudoUnit | 0 | 0 | 0 | 0 | 0 | 0
FixedInterchange | 0 | 0 | 0 | 0 | 0 | 0
Retirements of Capacity by Reporting Type: MISO_W
ReportingType | 2015 | 2020 | 2025 | 2030 | 2035 | 2040
BM | 0 | 0 | 0 | 0 | 0 | 0
CC | 0 | 0 | 0 | 0 | 0 | 0
CSP | 0 | 0 | 0 | 0 | 0 | 0
CT | 0 | 0 | 0 | 0 | 0 | 0
Coal | 2668.36 | 260.2 | 0 | 0 | 0 | 0
Geo | 0 | 0 | 0 | 0 | 0 | 0
H | 0 | 0 | 0 | 0 | 0 | 0
LFG | 0 | 0 | 0 | 0 | 0 | 0
Nuc | 0 | 0 | 0 | 0 | 2361.23 | 0
PS | 0 | 0 | 0 | 0 | 0 | 0
PV | 0 | 0 | 0 | 0 | 0 | 0
PeakG | 0 | 0 | 0 | 0 | 0 | 0
PeakO | 0 | 0 | 0 | 0 | 0 | 0
ST | 0 | 0 | 0 | 0 | 0 | 0
STOG | 0 | 0 | 0 | 0 | 0 | 0
STWD | 0 | 0 | 0 | 0 | 0 | 0
WT | 0 | 0 | 0 | 0 | 0 | 0
IGCC | 0 | 0 | 0 | 0 | 0 | 0
DemandResponse | 0 | 0 | 0 | 0 | 0 | 0
IGCC-CCS | 0 | 0 | 0 | 0 | 0 | 0
WT_off | 0 | 0 | 0 | 0 | 0 | 0
PseudoUnit | 0 | 0 | 0 | 0 | 0 | 0
FixedInterchange | 0 | 0 | 0 | 0 | 0 | 0
Retirements of Capacity by Reporting Type: MISO_WUMS
ReportingType | 2015 | 2020 | 2025 | 2030 | 2035 | 2040
BM | 0 | 0 | 0 | 0 | 0 | 0
CC | 0 | 0 | 0 | 0 | 0 | 0
CSP | 0 | 0 | 0 | 0 | 0 | 0
CT | 0 | 0 | 0 | 0 | 0 | 0
Coal | 2411.1 | 0 | 0 | 0 | 0 | 0
Geo | 0 | 0 | 0 | 0 | 0 | 0
H | 0 | 0 | 0 | 0 | 0 | 0
LFG | 0 | 0 | 0 | 0 | 0 | 0
Nuc | 0 | 0 | 0 | 0 | 1816.9 | 0
PS | 0 | 0 | 0 | 0 | 0 | 0
PV | 0 | 0 | 0 | 0 | 0 | 0
PeakG | 0 | 0 | 0 | 0 | 0 | 0
PeakO | 0 | 0 | 0 | 0 | 0 | 0
ST | 0 | 0 | 0 | 0 | 0 | 0
STOG | 59.5 | 0 | 0 | 0 | 0 | 0
STWD | 0 | 0 | 0 | 0 | 0 | 0
WT | 0 | 0 | 0 | 0 | 0 | 0
IGCC | 0 | 0 | 0 | 0 | 0 | 0
DemandResponse | 0 | 0 | 0 | 0 | 0 | 0
IGCC-CCS | 0 | 0 | 0 | 0 | 0 | 0
WT_off | 0 | 0 | 0 | 0 | 0 | 0
PseudoUnit | 0 | 0 | 0 | 0 | 0 | 0
FixedInterchange | 0 | 0 | 0 | 0 | 0 | 0
Retirements of Capacity by Reporting Type: Nebraska
ReportingType | 2015 | 2020 | 2025 | 2030 | 2035 | 2040
BM | 0 | 0 | 0 | 0 | 0 | 0
CC | 0 | 0 | 0 | 0 | 0 | 0
CSP | 0 | 0 | 0 | 0 | 0 | 0
CT | 0 | 0 | 0 | 0 | 0 | 0
Coal | 0 | 275.6 | 909.2 | 0 | 0 | 0
Geo | 0 | 0 | 0 | 0 | 0 | 0
H | 0 | 0 | 0 | 0 | 0 | 0
LFG | 0 | 0 | 0 | 0 | 0 | 0
Nuc | 0 | 0 | 0 | 0 | 1251.8 | 0
PS | 0 | 0 | 0 | 0 | 0 | 0
PV | 0 | 0 | 0 | 0 | 0 | 0
PeakG | 0 | 0 | 0 | 0 | 0 | 0
PeakO | 0 | 0 | 0 | 0 | 0 | 0
ST | 0 | 0 | 0 | 0 | 0 | 0
STOG | 270 | 0 | 0 | 0 | 0 | 0
STWD | 0 | 0 | 0 | 0 | 0 | 0
WT | 0 | 0 | 0 | 0 | 0 | 0
IGCC | 0 | 0 | 0 | 0 | 0 | 0
DemandResponse | 0 | 0 | 0 | 0 | 0 | 0
IGCC-CCS | 0 | 0 | 0 | 0 | 0 | 0
WT_off | 0 | 0 | 0 | 0 | 0 | 0
PseudoUnit | 0 | 0 | 0 | 0 | 0 | 0
FixedInterchange | 0 | 0 | 0 | 0 | 0 | 0
Retirements of Capacity by Reporting Type: NEISO
ReportingType | 2015 | 2020 | 2025 | 2030 | 2035 | 2040
BM | 0 | 0 | 0 | 0 | 0 | 0
CC | 1701.3 | 380.84 | 500.87 | 0 | 0 | 0
CSP | 0 | 0 | 0 | 0 | 0 | 0
CT | 0 | 0 | 0 | 9.5 | 0 | 0
Coal | 2250.13 | 320 | 0 | 0 | 0 | 0
Geo | 0 | 0 | 0 | 0 | 0 | 0
H | 0 | 0 | 0 | 0 | 0 | 0
LFG | 0 | 0 | 0 | 0 | 0 | 0
Nuc | 0 | 0 | 0 | 0 | 1289 | 876.92
PS | 0 | 0 | 0 | 0 | 0 | 0
PV | 0 | 0 | 0 | 0 | 0 | 0
PeakG | 0 | 0 | 0 | 0 | 0 | 0
PeakO | 318.91 | 0 | 0 | 0 | 0 | 0
ST | 0 | 0 | 0 | 0 | 0 | 0
STOG | 6237 | 0 | 0 | 0 | 0 | 0
STWD | 0 | 0 | 0 | 0 | 0 | 0
WT | 0 | 0 | 0 | 0 | 0 | 0
IGCC | 0 | 0 | 0 | 0 | 0 | 0
DemandResponse | 0 | 0 | 0 | 0 | 0 | 0
IGCC-CCS | 0 | 0 | 0 | 0 | 0 | 0
WT_off | 0 | 0 | 0 | 0 | 468 | 0
PseudoUnit | 0 | 0 | 0 | 0 | 0 | 0
FixedInterchange | 0 | 0 | 0 | 0 | 0 | 0
Retirements of Capacity by Reporting Type: NonRTO_Midwest
ReportingType | 2015 | 2020 | 2025 | 2030 | 2035 | 2040
BM | 0 | 0 | 0 | 0 | 0 | 0
CC | 0 | 0 | 0 | 0 | 0 | 0
CSP | 0 | 0 | 0 | 0 | 0 | 0
CT | 0 | 0 | 0 | 0 | 0 | 0
Coal | 1789.65 | 0 | 0 | 0 | 0 | 0
Geo | 0 | 0 | 0 | 0 | 0 | 0
H | 0 | 0 | 0 | 0 | 0 | 0
LFG | 0 | 0 | 0 | 0 | 0 | 0
Nuc | 0 | 0 | 0 | 0 | 0 | 0
PS | 0 | 0 | 0 | 0 | 0 | 0
PV | 0 | 0 | 0 | 0 | 0 | 0
PeakG | 0 | 0 | 0 | 0 | 0 | 0
PeakO | 0 | 0 | 0 | 0 | 0 | 0
ST | 0 | 0 | 0 | 0 | 0 | 0
STOG | 0 | 0 | 0 | 0 | 0 | 0
STWD | 0 | 0 | 0 | 0 | 0 | 0
WT | 0 | 0 | 0 | 0 | 0 | 0
IGCC | 0 | 0 | 0 | 0 | 0 | 0
DemandResponse | 0 | 0 | 0 | 0 | 0 | 0
IGCC-CCS | 0 | 0 | 0 | 0 | 0 | 0
WT_off | 0 | 0 | 0 | 0 | 0 | 0
PseudoUnit | 0 | 0 | 0 | 0 | 0 | 0
FixedInterchange | 0 | 0 | 0 | 0 | 0 | 0
Retirements of Capacity by Reporting Type: NYISO_A-F
ReportingType | 2015 | 2020 | 2025 | 2030 | 2035 | 2040
BM | 0 | 0 | 0 | 0 | 0 | 0
CC | 613.75 | 0 | 0 | 0 | 0 | 0
CSP | 0 | 0 | 0 | 0 | 0 | 0
CT | 0 | 0 | 0 | 0 | 0 | 0
Coal | 2251.9 | 0 | 0 | 0 | 0 | 0
Geo | 0 | 0 | 0 | 0 | 0 | 0
H | 0 | 0 | 0 | 0 | 0 | 0
LFG | 0 | 0 | 0 | 0 | 0 | 0
Nuc | 0 | 0 | 0 | 621.2 | 580.5 | 852.2
PS | 0 | 0 | 0 | 0 | 0 | 0
PV | 0 | 0 | 0 | 0 | 0 | 0
PeakG | 0 | 0 | 0 | 0 | 0 | 0
PeakO | 0 | 0 | 0 | 0 | 0 | 0
ST | 0 | 0 | 0 | 0 | 0 | 0
STOG | 1701 | 0 | 0 | 0 | 0 | 0
STWD | 0 | 0 | 0 | 0 | 0 | 0
WT | 0 | 0 | 0 | 0 | 0 | 0
IGCC | 0 | 0 | 0 | 0 | 0 | 0
DemandResponse | 0 | 0 | 0 | 0 | 0 | 0
IGCC-CCS | 0 | 0 | 0 | 0 | 0 | 0
WT_off | 0 | 0 | 0 | 0 | 0 | 0
PseudoUnit | 0 | 0 | 0 | 0 | 0 | 0
FixedInterchange | 0 | 0 | 0 | 0 | 0 | 0
Retirements of Capacity by Reporting Type: NYISO_G-I
ReportingType | 2015 | 2020 | 2025 | 2030 | 2035 | 2040
BM | 0 | 0 | 0 | 0 | 0 | 0
CC | 0 | 0 | 0 | 0 | 0 | 0
CSP | 0 | 0 | 0 | 0 | 0 | 0
CT | 0 | 0 | 0 | 0 | 0 | 0
Coal | 368.2 | 0 | 0 | 0 | 0 | 0
Geo | 0 | 0 | 0 | 0 | 0 | 0
H | 0 | 0 | 0 | 0 | 0 | 0
LFG | 0 | 0 | 0 | 0 | 0 | 0
Nuc | 0 | 0 | 0 | 0 | 1019.6 | 1025
PS | 0 | 0 | 0 | 0 | 0 | 0
PV | 0 | 0 | 0 | 0 | 0 | 0
PeakG | 0 | 0 | 0 | 0 | 0 | 0
PeakO | 0 | 0 | 0 | 0 | 0 | 0
ST | 0 | 0 | 0 | 0 | 0 | 0
STOG | 2431 | 0 | 0 | 0 | 0 | 0
STWD | 0 | 0 | 0 | 0 | 0 | 0
WT | 0 | 0 | 0 | 0 | 0 | 0
IGCC | 0 | 0 | 0 | 0 | 0 | 0
DemandResponse | 0 | 0 | 0 | 0 | 0 | 0
IGCC-CCS | 0 | 0 | 0 | 0 | 0 | 0
WT_off | 0 | 0 | 0 | 0 | 0 | 0
PseudoUnit | 0 | 0 | 0 | 0 | 0 | 0
FixedInterchange | 0 | 0 | 0 | 0 | 0 | 0
Retirements of Capacity by Reporting Type: NYISO_J-K
ReportingType | 2015 | 2020 | 2025 | 2030 | 2035 | 2040
BM | 0 | 0 | 0 | 0 | 0 | 0
CC | 0 | 0 | 0 | 0 | 0 | 0
CSP | 0 | 0 | 0 | 0 | 0 | 0
CT | 0 | 0 | 0 | 0 | 0 | 0
Coal | 0 | 0 | 0 | 0 | 0 | 0
Geo | 0 | 0 | 0 | 0 | 0 | 0
H | 0 | 0 | 0 | 0 | 0 | 0
LFG | 0 | 0 | 0 | 0 | 0 | 0
Nuc | 0 | 0 | 0 | 0 | 0 | 0
PS | 0 | 0 | 0 | 0 | 0 | 0
PV | 0 | 0 | 0 | 0 | 32 | 0
PeakG | 0 | 0 | 0 | 0 | 0 | 0
PeakO | 0 | 0 | 0 | 0 | 0 | 0
ST | 0 | 0 | 0 | 0 | 0 | 0
STOG | 2546.55 | 0 | 0 | 0 | 0 | 0
STWD | 0 | 0 | 0 | 0 | 0 | 0
WT | 0 | 0 | 0 | 0 | 0 | 0
IGCC | 0 | 0 | 0 | 0 | 0 | 0
DemandResponse | 0 | 0 | 0 | 0 | 0 | 0
IGCC-CCS | 0 | 0 | 0 | 0 | 0 | 0
WT_off | 0 | 0 | 0 | 0 | 0 | 0
PseudoUnit | 0 | 0 | 0 | 0 | 0 | 0
FixedInterchange | 0 | 0 | 0 | 0 | 0 | 0
Retirements of Capacity by Reporting Type: PJM_E
ReportingType | 2015 | 2020 | 2025 | 2030 | 2035 | 2040
BM | 0 | 0 | 0 | 0 | 0 | 0
CC | 0 | 0 | 0 | 0 | 0 | 0
CSP | 0 | 0 | 0 | 0 | 0 | 0
CT | 0 | 0 | 0 | 0 | 0 | 0
Coal | 3285 | 568 | 0 | 0 | 0 | 0
Geo | 0 | 0 | 0 | 0 | 0 | 0
H | 0 | 0 | 0 | 0 | 0 | 0
LFG | 0 | 0 | 0 | 0 | 0 | 0
Nuc | 0 | 614.5 | 0 | 0 | 2224 | 1174
PS | 0 | 0 | 0 | 0 | 0 | 0
PV | 0 | 0 | 0 | 0 | 0 | 0
PeakG | 268.5 | 0 | 0 | 0 | 0 | 0
PeakO | 2.7 | 0 | 0 | 0 | 0 | 0
ST | 0 | 0 | 0 | 0 | 0 | 0
STOG | 636.5 | 0 | 0 | 0 | 0 | 0
STWD | 0 | 0 | 0 | 0 | 0 | 0
WT | 0 | 0 | 0 | 0 | 0 | 0
IGCC | 0 | 0 | 0 | 0 | 0 | 0
DemandResponse | 0 | 0 | 0 | 0 | 0 | 0
IGCC-CCS | 0 | 0 | 0 | 0 | 0 | 0
WT_off | 0 | 0 | 0 | 0 | 0 | 0
PseudoUnit | 0 | 0 | 0 | 0 | 0 | 0
FixedInterchange | 0 | 0 | 0 | 0 | 0 | 0
Retirements of Capacity by Reporting Type: PJM_ROM
ReportingType | 2015 | 2020 | 2025 | 2030 | 2035 | 2040
BM | 0 | 0 | 0 | 0 | 0 | 0
CC | 0 | 0 | 0 | 0 | 0 | 0
CSP | 0 | 0 | 0 | 0 | 0 | 0
CT | 0 | 0 | 0 | 0 | 0 | 0
Coal | 8669.5 | 0 | 0 | 0 | 0 | 0
Geo | 0 | 0 | 0 | 0 | 0 | 0
H | 0 | 0 | 0 | 0 | 0 | 0
LFG | 0 | 0 | 0 | 0 | 0 | 0
Nuc | 0 | 0 | 0 | 0 | 1732 | 899
PS | 0 | 0 | 0 | 0 | 0 | 0
PV | 0 | 0 | 0 | 0 | 0 | 0
PeakG | 0 | 0 | 0 | 0 | 0 | 0
PeakO | 270 | 0 | 0 | 0 | 0 | 0
ST | 0 | 0 | 0 | 0 | 0 | 0
STOG | 580 | 0 | 0 | 0 | 0 | 0
STWD | 0 | 0 | 0 | 0 | 0 | 0
WT | 0 | 0 | 0 | 0 | 0 | 0
IGCC | 0 | 0 | 0 | 0 | 0 | 0
DemandResponse | 0 | 0 | 0 | 0 | 0 | 0
IGCC-CCS | 0 | 0 | 0 | 0 | 0 | 0
WT_off | 0 | 0 | 0 | 0 | 0 | 0
PseudoUnit | 0 | 0 | 0 | 0 | 0 | 0
FixedInterchange | 0 | 0 | 0 | 0 | 0 | 0
Retirements of Capacity by Reporting Type: PJM_ROR
ReportingType | 2015 | 2020 | 2025 | 2030 | 2035 | 2040
BM | 0 | 0 | 0 | 0 | 0 | 192
CC | 0 | 0 | 0 | 0 | 0 | 0
CSP | 0 | 0 | 0 | 0 | 0 | 0
CT | 0 | 0 | 0 | 0 | 0 | 0
Coal | 13860.59 | 9909.63 | 0 | 0 | 0 | 0
Geo | 0 | 0 | 0 | 0 | 0 | 0
H | 0 | 0 | 0 | 0 | 0 | 0
LFG | 0 | 0 | 0 | 0 | 0 | 0
Nuc | 0 | 0 | 0 | 867 | 4275 | 4883.16
PS | 0 | 0 | 0 | 0 | 0 | 0
PV | 0 | 0 | 0 | 0 | 0 | 0
PeakG | 0 | 0 | 0 | 0 | 0 | 0
PeakO | 19 | 0 | 0 | 0 | 0 | 0
ST | 0 | 0 | 0 | 0 | 0 | 0
STOG | 35 | 0 | 0 | 0 | 0 | 0
STWD | 0 | 0 | 0 | 0 | 0 | 0
WT | 0 | 0 | 0 | 0 | 0 | 0
IGCC | 0 | 0 | 0 | 0 | 0 | 0
DemandResponse | 0 | 0 | 0 | 0 | 0 | 0
IGCC-CCS | 0 | 0 | 0 | 0 | 0 | 0
WT_off | 0 | 0 | 0 | 0 | 0 | 0
PseudoUnit | 0 | 0 | 0 | 0 | 0 | 0
FixedInterchange | 0 | 0 | 0 | 0 | 0 | 0
Retirements of Capacity by Reporting Type: SOCO
ReportingType | 2015 | 2020 | 2025 | 2030 | 2035 | 2040
BM | 0 | 0 | 0 | 0 | 0 | 0
CC | 0 | 0 | 0 | 0 | 0 | 0
CSP | 0 | 0 | 0 | 0 | 0 | 0
CT | 0 | 0 | 0 | 0 | 0 | 0
Coal | 10105.93 | 249 | 0 | 0 | 0 | 0
Geo | 0 | 0 | 0 | 0 | 0 | 0
H | 0 | 0 | 0 | 0 | 0 | 0
LFG | 0 | 0 | 0 | 0 | 0 | 0
Nuc | 0 | 0 | 0 | 0 | 0 | 2645.05
PS | 0 | 0 | 0 | 0 | 0 | 0
PV | 0 | 0 | 0 | 0 | 0 | 0
PeakG | 0 | 0 | 0 | 0 | 0 | 0
PeakO | 1091.25 | 0 | 0 | 0 | 0 | 0
ST | 0 | 0 | 0 | 0 | 0 | 0
STOG | 854 | 0 | 0 | 0 | 0 | 0
STWD | 0 | 0 | 0 | 0 | 0 | 0
WT | 0 | 0 | 0 | 0 | 0 | 0
IGCC | 0 | 0 | 0 | 0 | 0 | 0
DemandResponse | 0 | 0 | 0 | 0 | 0 | 0
IGCC-CCS | 0 | 0 | 0 | 0 | 0 | 0
WT_off | 0 | 0 | 0 | 0 | 0 | 0
PseudoUnit | 0 | 0 | 0 | 0 | 0 | 0
FixedInterchange | 0 | 0 | 0 | 0 | 0 | 0
Retirements of Capacity by Reporting Type: SPP_N
ReportingType | 2015 | 2020 | 2025 | 2030 | 2035 | 2040
BM | 0 | 0 | 0 | 0 | 0 | 0
CC | 0 | 0 | 0 | 0 | 0 | 0
CSP | 0 | 0 | 0 | 0 | 0 | 0
CT | 0 | 0 | 0 | 0 | 0 | 0
Coal | 334 | 698.46 | 715.04 | 0 | 0 | 0
Geo | 0 | 0 | 0 | 0 | 0 | 0
H | 0 | 0 | 0 | 0 | 0 | 0
LFG | 0 | 0 | 0 | 0 | 0 | 0
Nuc | 0 | 0 | 0 | 0 | 0 | 0
PS | 0 | 0 | 0 | 0 | 0 | 0
PV | 0 | 0 | 0 | 0 | 0 | 0
PeakG | 0 | 0 | 0 | 0 | 0 | 0
PeakO | 0 | 0 | 0 | 0 | 0 | 0
ST | 0 | 0 | 0 | 0 | 0 | 0
STOG | 805.07 | 0 | 403.04 | 0 | 0 | 0
STWD | 0 | 0 | 0 | 0 | 0 | 0
WT | 0 | 0 | 0 | 0 | 0 | 0
IGCC | 0 | 0 | 0 | 0 | 0 | 0
DemandResponse | 0 | 0 | 0 | 0 | 0 | 0
IGCC-CCS | 0 | 0 | 0 | 0 | 0 | 0
WT_off | 0 | 0 | 0 | 0 | 0 | 0
PseudoUnit | 0 | 0 | 0 | 0 | 0 | 0
FixedInterchange | 0 | 0 | 0 | 0 | 0 | 0
Retirements of Capacity by Reporting Type: SPP_S
ReportingType | 2015 | 2020 | 2025 | 2030 | 2035 | 2040
BM | 0 | 0 | 0 | 0 | 0 | 0
CC | 0 | 0 | 0 | 0 | 0 | 0
CSP | 0 | 0 | 0 | 0 | 0 | 0
CT | 0 | 0 | 0 | 0 | 0 | 0
Coal | 522 | 1388.21 | 6249.58 | 178 | 0 | 0
Geo | 0 | 0 | 0 | 0 | 0 | 0
H | 0 | 0 | 0 | 0 | 0 | 0
LFG | 0 | 0 | 0 | 0 | 0 | 0
Nuc | 0 | 0 | 0 | 0 | 0 | 0
PS | 0 | 0 | 0 | 0 | 0 | 0
PV | 0 | 0 | 0 | 0 | 0 | 0
PeakG | 0 | 0 | 0 | 0 | 0 | 0
PeakO | 0 | 0 | 0 | 0 | 0 | 0
ST | 0 | 0 | 0 | 0 | 0 | 0
STOG | 917.42 | 0 | 0 | 0 | 0 | 0
STWD | 0 | 0 | 0 | 0 | 0 | 0
WT | 0 | 0 | 0 | 0 | 0 | 0
IGCC | 0 | 0 | 0 | 0 | 0 | 0
DemandResponse | 0 | 0 | 0 | 0 | 0 | 0
IGCC-CCS | 0 | 0 | 0 | 0 | 0 | 0
WT_off | 0 | 0 | 0 | 0 | 0 | 0
PseudoUnit | 0 | 0 | 0 | 0 | 0 | 0
FixedInterchange | 0 | 0 | 0 | 0 | 0 | 0
Retirements of Capacity by Reporting Type: TVA
ReportingType | 2015 | 2020 | 2025 | 2030 | 2035 | 2040
BM | 0 | 0 | 0 | 0 | 0 | 0
CC | 0 | 0 | 0 | 0 | 0 | 0
CSP | 0 | 0 | 0 | 0 | 0 | 0
CT | 0 | 0 | 0 | 0 | 0 | 0
Coal | 3610.95 | 741 | 0 | 0 | 0 | 0
Geo | 0 | 0 | 0 | 0 | 0 | 0
H | 0 | 0 | 0 | 0 | 0 | 0
LFG | 0 | 0 | 0 | 0 | 0 | 0
Nuc | 0 | 0 | 0 | 0 | 2512.33 | 1278.67
PS | 0 | 0 | 0 | 0 | 0 | 0
PV | 0 | 0 | 0 | 0 | 0 | 0
PeakG | 0 | 0 | 0 | 0 | 0 | 0
PeakO | 0 | 0 | 0 | 0 | 0 | 0
ST | 0 | 0 | 0 | 0 | 0 | 0
STOG | 0 | 0 | 0 | 0 | 0 | 0
STWD | 0 | 0 | 0 | 0 | 0 | 0
WT | 0 | 0 | 0 | 0 | 0 | 0
IGCC | 0 | 0 | 0 | 0 | 0 | 0
DemandResponse | 0 | 0 | 0 | 0 | 0 | 0
IGCC-CCS | 0 | 0 | 0 | 0 | 0 | 0
WT_off | 0 | 0 | 0 | 0 | 0 | 0
PseudoUnit | 0 | 0 | 0 | 0 | 0 | 0
FixedInterchange | 0 | 0 | 0 | 0 | 0 | 0
Retirements of Capacity by Reporting Type: TVA_Transmission
ReportingType | 2015 | 2020 | 2025 | 2030 | 2035 | 2040
BM | 0 | 0 | 0 | 0 | 0 | 0
CC | 0 | 0 | 0 | 0 | 0 | 0
CSP | 0 | 0 | 0 | 0 | 0 | 0
CT | 0 | 0 | 0 | 0 | 0 | 0
Coal | 0 | 0 | 0 | 0 | 0 | 0
Geo | 0 | 0 | 0 | 0 | 0 | 0
H | 0 | 0 | 0 | 0 | 0 | 0
LFG | 0 | 0 | 0 | 0 | 0 | 0
Nuc | 0 | 0 | 0 | 0 | 0 | 0
PS | 0 | 0 | 0 | 0 | 0 | 0
PV | 0 | 0 | 0 | 0 | 0 | 0
PeakG | 0 | 0 | 0 | 0 | 0 | 0
PeakO | 0 | 0 | 0 | 0 | 0 | 0
ST | 0 | 0 | 0 | 0 | 0 | 0
STOG | 0 | 0 | 0 | 0 | 0 | 0
STWD | 0 | 0 | 0 | 0 | 0 | 0
WT | 0 | 0 | 0 | 0 | 0 | 0
IGCC | 0 | 0 | 0 | 0 | 0 | 0
DemandResponse | 0 | 0 | 0 | 0 | 0 | 0
IGCC-CCS | 0 | 0 | 0 | 0 | 0 | 0
WT_off | 0 | 0 | 0 | 0 | 0 | 0
PseudoUnit | 0 | 0 | 0 | 0 | 0 | 0
FixedInterchange | 0 | 0 | 0 | 0 | 0 | 0
Retirements of Capacity by Reporting Type: VACAR
ReportingType | 2015 | 2020 | 2025 | 2030 | 2035 | 2040
BM | 0 | 0 | 0 | 0 | 0 | 0
CC | 0 | 0 | 0 | 0 | 0 | 0
CSP | 0 | 0 | 0 | 0 | 0 | 0
CT | 0 | 0 | 0 | 0 | 0 | 0
Coal | 3383.99 | 2178 | 0 | 0 | 0 | 0
Geo | 0 | 0 | 0 | 0 | 0 | 0
H | 0 | 0 | 0 | 0 | 0 | 0
LFG | 0 | 0 | 0 | 0 | 0 | 0
Nuc | 0 | 0 | 0 | 0 | 3248 | 1858
PS | 0 | 0 | 0 | 0 | 0 | 0
PV | 0 | 0 | 0 | 0 | 0 | 0
PeakG | 0 | 0 | 0 | 0 | 0 | 0
PeakO | 0 | 0 | 0 | 0 | 0 | 0
ST | 0 | 0 | 0 | 0 | 0 | 0
STOG | 0 | 0 | 0 | 0 | 0 | 0
STWD | 0 | 0 | 0 | 0 | 0 | 0
WT | 0 | 0 | 0 | 0 | 0 | 0
IGCC | 0 | 0 | 0 | 0 | 0 | 0
DemandResponse | 0 | 0 | 0 | 0 | 0 | 0
IGCC-CCS | 0 | 0 | 0 | 0 | 0 | 0
WT_off | 0 | 0 | 0 | 0 | 0 | 0
PseudoUnit | 0 | 0 | 0 | 0 | 0 | 0
FixedInterchange | 0 | 0 | 0 | 0 | 0 | 0
Retirements of Capacity by Reporting Type: IESO
ReportingType | 2015 | 2020 | 2025 | 2030 | 2035 | 2040
BM | 0 | 0 | 0 | 0 | 0 | 0
CC | 3107.3 | 0 | 0 | 0 | 0 | 0
CSP | 0 | 0 | 0 | 0 | 0 | 0
CT | 0 | 0 | 0 | 0 | 0 | 0
Coal | 6416 | 0 | 0 | 0 | 0 | 0
Geo | 0 | 0 | 0 | 0 | 0 | 0
H | 0 | 0 | 0 | 0 | 0 | 0
LFG | 0 | 0 | 0 | 0 | 0 | 0
Nuc | 0 | 0 | 0 | 0 | 1030 | 1540
PS | 0 | 0 | 0 | 0 | 0 | 0
PV | 0 | 0 | 0 | 0 | 1067.26 | 0
PeakG | 0 | 0 | 0 | 0 | 0 | 0
PeakO | 145.65 | 0 | 0 | 0 | 0 | 0
ST | 0 | 0 | 0 | 0 | 0 | 0
STOG | 2126 | 0 | 0 | 0 | 0 | 0
STWD | 139 | 0 | 0 | 0 | 0 | 0
WT | 0 | 0 | 0 | 0 | 2105.9 | 0
IGCC | 0 | 0 | 0 | 0 | 0 | 0
DemandResponse | 0 | 0 | 0 | 0 | 0 | 0
IGCC-CCS | 0 | 0 | 0 | 0 | 0 | 0
WT_off | 0 | 0 | 0 | 0 | 0 | 0
PseudoUnit | 0 | 0 | 0 | 0 | 0 | 0
FixedInterchange | 0 | 0 | 0 | 0 | 0 | 0
Retirements of Capacity by Reporting Type: MAPP_CA
ReportingType | 2015 | 2020 | 2025 | 2030 | 2035 | 2040
BM | 0 | 0 | 0 | 0 | 0 | 0
CC | 0 | 0 | 0 | 527.68 | 0 | 0
CSP | 0 | 0 | 0 | 0 | 0 | 0
CT | 0 | 0 | 0 | 0 | 0 | 0
Coal | 75.01 | 365.1 | 1270.79 | 35 | 0 | 0
Geo | 0 | 0 | 0 | 0 | 0 | 0
H | 0 | 0 | 0 | 0 | 0 | 0
LFG | 0 | 0 | 0 | 0 | 0 | 0
Nuc | 0 | 0 | 0 | 0 | 0 | 0
PS | 0 | 0 | 0 | 0 | 0 | 0
PV | 0 | 0 | 0 | 0 | 0 | 0
PeakG | 0 | 0 | 0 | 0 | 0 | 0
PeakO | 0 | 0 | 0 | 0 | 0 | 0
ST | 0 | 0 | 0 | 0 | 0 | 0
STOG | 0 | 0 | 0 | 126 | 0 | 0
STWD | 0 | 0 | 0 | 0 | 0 | 0
WT | 0 | 0 | 0 | 0 | 0 | 0
IGCC | 0 | 0 | 0 | 0 | 0 | 0
DemandResponse | 0 | 0 | 0 | 0 | 0 | 0
IGCC-CCS | 0 | 0 | 0 | 0 | 0 | 0
WT_off | 0 | 0 | 0 | 0 | 0 | 0
PseudoUnit | 0 | 0 | 0 | 0 | 0 | 0
FixedInterchange | 0 | 0 | 0 | 0 | 0 | 0
Retirements of Capacity by Reporting Type: AZ_NM_SNV_Coal
ReportingType | 2015 | 2020 | 2025 | 2030 | 2035 | 2040
BM | 0 | 0 | 0 | 0 | 0 | 0
CC | 0 | 0 | 0 | 0 | 0 | 0
CSP | 0 | 0 | 0 | 0 | 0 | 0
CT | 0 | 0 | 0 | 0 | 0 | 0
Coal | 0 | 0 | 0 | 0 | 0 | 0
Geo | 0 | 0 | 0 | 0 | 0 | 0
H | 0 | 0 | 0 | 0 | 0 | 0
LFG | 0 | 0 | 0 | 0 | 0 | 0
Nuc | 0 | 0 | 0 | 0 | 0 | 0
PS | 0 | 0 | 0 | 0 | 0 | 0
PV | 0 | 0 | 0 | 0 | 0 | 0
PeakG | 0 | 0 | 0 | 0 | 0 | 0
PeakO | 200 | 0 | 0 | 0 | 0 | 0
ST | 0 | 0 | 0 | 0 | 0 | 0
STOG | 0 | 0 | 0 | 0 | 0 | 0
STWD | 0 | 0 | 0 | 0 | 0 | 0
WT | 0 | 0 | 0 | 0 | 0 | 0
IGCC | 0 | 0 | 0 | 0 | 0 | 0
DemandResponse | 0 | 0 | 0 | 0 | 0 | 0
IGCC-CCS | 0 | 0 | 0 | 0 | 0 | 0
WT_off | 0 | 0 | 0 | 0 | 0 | 0
PseudoUnit | 0 | 0 | 0 | 0 | 0 | 0
FixedInterchange | 0 | 0 | 0 | 0 | 0 | 0
Retirements of Capacity by Reporting Type: AZ_NM_SNV_Gas
ReportingType | 2015 | 2020 | 2025 | 2030 | 2035 | 2040
BM | 0 | 0 | 0 | 0 | 0 | 0
CC | 1095 | 0 | 0 | 0 | 0 | 0
CSP | 0 | 0 | 0 | 0 | 0 | 0
CT | 0 | 0 | 0 | 0 | 736 | 0
Coal | 0 | 0 | 0 | 0 | 0 | 0
Geo | 0 | 0 | 0 | 0 | 0 | 0
H | 0 | 0 | 0 | 0 | 0 | 0
LFG | 0 | 0 | 0 | 0 | 0 | 0
Nuc | 0 | 0 | 0 | 0 | 0 | 0
PS | 0 | 0 | 0 | 0 | 0 | 0
PV | 0 | 0 | 0 | 0 | 0 | 0
PeakG | 1589.56 | 0 | 0 | 0 | 0 | 2070.44
PeakO | 0 | 0 | 0 | 0 | 0 | 0
ST | 0 | 0 | 0 | 0 | 0 | 0
STOG | 2064 | 0 | 0 | 0 | 0 | 0
STWD | 0 | 0 | 0 | 0 | 0 | 0
WT | 0 | 0 | 0 | 0 | 0 | 0
IGCC | 0 | 0 | 0 | 0 | 0 | 0
DemandResponse | 0 | 0 | 0 | 0 | 0 | 0
IGCC-CCS | 0 | 0 | 0 | 0 | 0 | 0
WT_off | 0 | 0 | 0 | 0 | 0 | 0
PseudoUnit | 0 | 0 | 0 | 0 | 0 | 0
FixedInterchange | 0 | 0 | 0 | 0 | 0 | 0
Retirements of Capacity by Reporting Type: AZ_NM_SNV_NucRenew
ReportingType | 2015 | 2020 | 2025 | 2030 | 2035 | 2040
BM | 0 | 0 | 0 | 0 | 0 | 0
CC | 0 | 0 | 0 | 0 | 0 | 0
CSP | 65 | 0 | 0 | 0 | 0 | 0
CT | 0 | 0 | 0 | 0 | 0 | 0
Coal | 0 | 0 | 0 | 0 | 0 | 0
Geo | 0 | 0 | 0 | 0 | 0 | 0
H | 0 | 0 | 0 | 0 | 0 | 0
LFG | 0 | 0 | 0 | 0 | 0 | 0
Nuc | 0 | 0 | 0 | 0 | 0 | 0
PS | 0 | 0 | 0 | 0 | 0 | 0
PV | 0 | 0 | 0 | 0 | 0 | 0
PeakG | 0 | 0 | 0 | 0 | 0 | 0
PeakO | 0 | 0 | 0 | 0 | 0 | 0
ST | 0 | 0 | 0 | 0 | 0 | 0
STOG | 0 | 0 | 0 | 0 | 0 | 0
STWD | 0 | 0 | 0 | 0 | 0 | 0
WT | 0 | 0 | 0 | 0 | 0 | 0
IGCC | 0 | 0 | 0 | 0 | 0 | 0
DemandResponse | 0 | 0 | 0 | 0 | 0 | 0
IGCC-CCS | 0 | 0 | 0 | 0 | 0 | 0
WT_off | 0 | 0 | 0 | 0 | 0 | 0
PseudoUnit | 0 | 0 | 0 | 0 | 0 | 0
FixedInterchange | 0 | 0 | 0 | 0 | 0 | 0
Retirements of Capacity by Reporting Type: ERCOT
ReportingType | 2015 | 2020 | 2025 | 2030 | 2035 | 2040
BM | 0 | 0 | 0 | 0 | 0 | 0
CC | 0 | 0 | 0 | 0 | 0 | 0
CSP | 0 | 0 | 0 | 0 | 0 | 0
CT | 0 | 0 | 0 | 0 | 0 | 0
Coal | 1144 | 0 | 0 | 0 | 0 | 0
Geo | 0 | 0 | 0 | 0 | 0 | 0
H | 0 | 0 | 0 | 0 | 0 | 0
LFG | 0 | 0 | 0 | 0 | 0 | 0
Nuc | 0 | 0 | 0 | 0 | 0 | 0
PS | 0 | 0 | 0 | 0 | 0 | 0
PV | 0 | 0 | 0 | 0 | 14 | 0
PeakG | 0 | 0 | 0 | 0 | 0 | 0
PeakO | 0 | 0 | 0 | 0 | 0 | 0
ST | 0 | 0 | 0 | 0 | 0 | 0
STOG | 1713.29 | 0 | 0 | 0 | 0 | 0
STWD | 0 | 0 | 0 | 0 | 0 | 0
WT | 0 | 0 | 0 | 0 | 0 | 0
IGCC | 0 | 0 | 0 | 0 | 0 | 0
DemandResponse | 0 | 0 | 0 | 0 | 0 | 0
IGCC-CCS | 0 | 0 | 0 | 0 | 0 | 0
WT_off | 0 | 0 | 0 | 0 | 0 | 0
PseudoUnit | 0 | 0 | 0 | 0 | 0 | 0
FixedInterchange | 0 | 0 | 0 | 0 | 0 | 0
Retirements of Capacity by Reporting Type: NP15
ReportingType | 2015 | 2020 | 2025 | 2030 | 2035 | 2040
BM | 0 | 0 | 0 | 0 | 0 | 0
CC | 0 | 0 | 0 | 0 | 0 | 0
CSP | 0 | 0 | 0 | 0 | 0 | 0
CT | 0 | 0 | 0 | 0 | 0 | 0
Coal | 163.7 | 28.2 | 0 | 0 | 0 | 0
Geo | 0 | 0 | 0 | 0 | 0 | 0
H | 0 | 0 | 0 | 0 | 0 | 0
LFG | 0 | 0 | 0 | 0 | 0 | 0
Nuc | 0 | 0 | 0 | 0 | 0 | 0
PS | 0 | 0 | 0 | 0 | 0 | 0
PV | 0 | 0 | 0 | 0 | 6.5 | 0
PeakG | 0 | 0 | 0 | 0 | 0 | 0
PeakO | 156 | 0 | 0 | 0 | 0 | 0
ST | 0 | 0 | 0 | 0 | 0 | 0
STOG | 1046.4 | 0 | 0 | 0 | 0 | 0
STWD | 0 | 0 | 0 | 0 | 0 | 0
WT | 0 | 0 | 0 | 0 | 0 | 0
IGCC | 0 | 0 | 0 | 0 | 0 | 0
DemandResponse | 0 | 0 | 0 | 0 | 0 | 0
IGCC-CCS | 0 | 0 | 0 | 0 | 0 | 0
WT_off | 0 | 0 | 0 | 0 | 0 | 0
PseudoUnit | 0 | 0 | 0 | 0 | 0 | 0
FixedInterchange | 0 | 0 | 0 | 0 | 0 | 0
Retirements of Capacity by Reporting Type: NWPP_Coal
ReportingType | 2015 | 2020 | 2025 | 2030 | 2035 | 2040
BM | 0 | 0 | 0 | 0 | 0 | 0
CC | 0 | 0 | 0 | 0 | 0 | 0
CSP | 0 | 0 | 0 | 0 | 0 | 0
CT | 0 | 0 | 0 | 0 | 0 | 0
Coal | 685.88 | 0 | 0 | 0 | 0 | 0
Geo | 0 | 0 | 0 | 0 | 0 | 0
H | 0 | 0 | 0 | 0 | 0 | 0
LFG | 0 | 0 | 0 | 0 | 0 | 0
Nuc | 0 | 0 | 0 | 0 | 0 | 0
PS | 0 | 0 | 0 | 0 | 0 | 0
PV | 0 | 0 | 0 | 0 | 0 | 0
PeakG | 0 | 0 | 0 | 0 | 0 | 0
PeakO | 183 | 0 | 0 | 0 | 0 | 0
ST | 0 | 0 | 0 | 0 | 0 | 0
STOG | 0 | 0 | 0 | 0 | 0 | 0
STWD | 0 | 0 | 0 | 0 | 0 | 0
WT | 0 | 0 | 0 | 0 | 0 | 0
IGCC | 0 | 0 | 0 | 0 | 0 | 0
DemandResponse | 0 | 0 | 0 | 0 | 0 | 0
IGCC-CCS | 0 | 0 | 0 | 0 | 0 | 0
WT_off | 0 | 0 | 0 | 0 | 0 | 0
PseudoUnit | 0 | 0 | 0 | 0 | 0 | 0
FixedInterchange | 0 | 0 | 0 | 0 | 0 | 0
Retirements of Capacity by Reporting Type: NWPP_Gas
ReportingType | 2015 | 2020 | 2025 | 2030 | 2035 | 2040
BM | 0 | 0 | 0 | 0 | 0 | 0
CC | 1678 | 0 | 0 | 0 | 0 | 0
CSP | 0 | 0 | 0 | 0 | 0 | 0
CT | 0 | 0 | 0 | 0 | 150 | 0
Coal | 0 | 0 | 0 | 0 | 0 | 0
Geo | 0 | 0 | 0 | 0 | 0 | 0
H | 0 | 0 | 0 | 0 | 0 | 0
LFG | 0 | 0 | 0 | 0 | 0 | 0
Nuc | 0 | 0 | 0 | 0 | 0 | 0
PS | 0 | 0 | 0 | 0 | 0 | 0
PV | 0 | 0 | 0 | 0 | 0 | 0
PeakG | 2623 | 0 | 0 | 0 | 0 | 0
PeakO | 0 | 0 | 0 | 0 | 0 | 0
ST | 0 | 0 | 0 | 0 | 0 | 0
STOG | 786 | 0 | 0 | 0 | 0 | 0
STWD | 0 | 0 | 0 | 0 | 0 | 0
WT | 0 | 0 | 0 | 0 | 0 | 0
IGCC | 0 | 0 | 0 | 0 | 0 | 0
DemandResponse | 0 | 0 | 0 | 0 | 0 | 0
IGCC-CCS | 0 | 0 | 0 | 0 | 0 | 0
WT_off | 0 | 0 | 0 | 0 | 0 | 0
PseudoUnit | 0 | 0 | 0 | 0 | 0 | 0
FixedInterchange | 0 | 0 | 0 | 0 | 0 | 0
Retirements of Capacity by Reporting Type: NWPP_NucRenew
ReportingType | 2015 | 2020 | 2025 | 2030 | 2035 | 2040
BM | 0 | 0 | 0 | 0 | 0 | 0
CC | 0 | 0 | 0 | 0 | 0 | 0
CSP | 0 | 0 | 0 | 0 | 0 | 0
CT | 0 | 0 | 0 | 0 | 0 | 0
Coal | 0 | 0 | 0 | 0 | 0 | 0
Geo | 4.8 | 0 | 0 | 0 | 0 | 0
H | 0 | 0 | 0 | 0 | 0 | 0
LFG | 0 | 0 | 0 | 0 | 0 | 0
Nuc | 0 | 0 | 0 | 0 | 0 | 0
PS | 0 | 0 | 0 | 0 | 0 | 0
PV | 0 | 0 | 0 | 0 | 0 | 0
PeakG | 0 | 0 | 0 | 0 | 0 | 0
PeakO | 0 | 0 | 0 | 0 | 0 | 0
ST | 0 | 0 | 0 | 0 | 0 | 0
STOG | 0 | 0 | 0 | 0 | 0 | 0
STWD | 181.91 | 0 | 0 | 0 | 0 | 0
WT | 0 | 0 | 0 | 0 | 0 | 0
IGCC | 0 | 0 | 0 | 0 | 0 | 0
DemandResponse | 0 | 0 | 0 | 0 | 0 | 0
IGCC-CCS | 0 | 0 | 0 | 0 | 0 | 0
WT_off | 0 | 0 | 0 | 0 | 0 | 0
PseudoUnit | 0 | 0 | 0 | 0 | 0 | 0
FixedInterchange | 0 | 0 | 0 | 0 | 0 | 0
Retirements of Capacity by Reporting Type: RMPA
ReportingType | 2015 | 2020 | 2025 | 2030 | 2035 | 2040
BM | 0 | 0 | 0 | 0 | 0 | 0
CC | 0 | 0 | 0 | 0 | 0 | 0
CSP | 1 | 0 | 0 | 0 | 0 | 0
CT | 0 | 0 | 0 | 0 | 119.22 | 0
Coal | 480 | 170.5 | 452.12 | 0 | 0 | 22.38
Geo | 0 | 0 | 0 | 0 | 0 | 0
H | 0 | 0 | 0 | 0 | 0 | 0
LFG | 0 | 0 | 0 | 0 | 0 | 0
Nuc | 0 | 0 | 0 | 0 | 0 | 0
PS | 0 | 0 | 0 | 0 | 0 | 0
PV | 0 | 0 | 0 | 0 | 0 | 0
PeakG | 0 | 0 | 0 | 0 | 0 | 0
PeakO | 0 | 0 | 0 | 0 | 0 | 0
ST | 0 | 0 | 0 | 0 | 0 | 0
STOG | 217 | 0 | 0 | 0 | 0 | 0
STWD | 0 | 0 | 0 | 0 | 0 | 0
WT | 0 | 0 | 0 | 0 | 0 | 0
IGCC | 0 | 0 | 0 | 0 | 0 | 0
DemandResponse | 0 | 0 | 0 | 0 | 0 | 0
IGCC-CCS | 0 | 0 | 0 | 0 | 0 | 0
WT_off | 0 | 0 | 0 | 0 | 0 | 0
PseudoUnit | 0 | 0 | 0 | 0 | 0 | 0
FixedInterchange | 0 | 0 | 0 | 0 | 0 | 0
Retirements of Capacity by Reporting Type: SP15
ReportingType | 2015 | 2020 | 2025 | 2030 | 2035 | 2040
BM | 0 | 0 | 0 | 0 | 0 | 0
CC | 0 | 0 | 0 | 0 | 0 | 0
CSP | 409 | 0 | 0 | 0 | 0 | 0
CT | 0 | 0 | 0 | 0 | 0 | 0
Coal | 141.5 | 0 | 0 | 0 | 101.2 | 0
Geo | 0 | 0 | 0 | 0 | 0 | 0
H | 0 | 0 | 0 | 0 | 0 | 0
LFG | 0 | 0 | 0 | 0 | 0 | 0
Nuc | 0 | 0 | 0 | 0 | 0 | 0
PS | 0 | 0 | 0 | 0 | 0 | 0
PV | 0 | 0 | 0 | 0 | 3.8 | 0
PeakG | 44 | 0 | 0 | 0 | 0 | 0
PeakO | 15 | 0 | 0 | 0 | 0 | 0
ST | 0 | 0 | 0 | 0 | 0 | 0
STOG | 958 | 0 | 0 | 0 | 0 | 0
STWD | 0 | 0 | 0 | 0 | 0 | 0
WT | 126.2 | 0 | 0 | 0 | 0 | 0
IGCC | 0 | 0 | 0 | 0 | 0 | 0
DemandResponse | 0 | 0 | 0 | 0 | 0 | 0
IGCC-CCS | 0 | 0 | 0 | 0 | 0 | 0
WT_off | 0 | 0 | 0 | 0 | 0 | 0
PseudoUnit | 0 | 0 | 0 | 0 | 0 | 0
FixedInterchange | 0 | 0 | 0 | 0 | 0 | 0
Retirements of Capacity by Reporting Type: ALB
ReportingType | 2015 | 2020 | 2025 | 2030 | 2035 | 2040
BM | 0 | 0 | 0 | 0 | 0 | 0
CC | 0 | 0 | 0 | 0 | 198.68 | 0
CSP | 0 | 0 | 0 | 0 | 0 | 0
CT | 0 | 0 | 0 | 0 | 201.5 | 0
Coal | 0 | 0 | 0 | 0 | 0 | 0
Geo | 0 | 0 | 0 | 0 | 0 | 0
H | 0 | 0 | 0 | 0 | 0 | 0
LFG | 0 | 0 | 0 | 0 | 0 | 0
Nuc | 0 | 0 | 0 | 0 | 0 | 0
PS | 0 | 0 | 0 | 0 | 0 | 0
PV | 0 | 0 | 0 | 0 | 0 | 0
PeakG | 880.29 | 35.95 | 0 | 0 | 0 | 0
PeakO | 6 | 0 | 0 | 0 | 0 | 0
ST | 0 | 0 | 0 | 0 | 0 | 0
STOG | 186 | 0 | 0 | 0 | 0 | 0
STWD | 174 | 0 | 0 | 0 | 0 | 0
WT | 0 | 0 | 0 | 0 | 0 | 0
IGCC | 0 | 0 | 0 | 0 | 0 | 0
DemandResponse | 0 | 0 | 0 | 0 | 0 | 0
IGCC-CCS | 0 | 0 | 0 | 0 | 0 | 0
WT_off | 0 | 0 | 0 | 0 | 0 | 0
PseudoUnit | 0 | 0 | 0 | 0 | 0 | 0
FixedInterchange | 0 | 0 | 0 | 0 | 0 | 0
Retirements of Capacity by Reporting Type: BC
ReportingType | 2015 | 2020 | 2025 | 2030 | 2035 | 2040
BM | 0 | 0 | 0 | 0 | 0 | 0
CC | 0 | 0 | 0 | 0 | 0 | 0
CSP | 0 | 0 | 0 | 0 | 0 | 0
CT | 0 | 0 | 0 | 0 | 0 | 0
Coal | 0 | 0 | 0 | 0 | 0 | 0
Geo | 0 | 0 | 0 | 0 | 0 | 0
H | 0 | 0 | 0 | 0 | 0 | 0
LFG | 0 | 0 | 0 | 0 | 0 | 0
Nuc | 0 | 0 | 0 | 0 | 0 | 0
PS | 0 | 0 | 0 | 0 | 0 | 0
PV | 0 | 0 | 0 | 0 | 0 | 0
PeakG | 0 | 0 | 0 | 0 | 0 | 0
PeakO | 0 | 0 | 0 | 0 | 0 | 0
ST | 0 | 0 | 0 | 0 | 0 | 0
STOG | 938 | 0 | 0 | 0 | 0 | 0
STWD | 0 | 0 | 0 | 0 | 0 | 0
WT | 0 | 0 | 0 | 0 | 0 | 0
IGCC | 0 | 0 | 0 | 0 | 0 | 0
DemandResponse | 0 | 0 | 0 | 0 | 0 | 0
IGCC-CCS | 0 | 0 | 0 | 0 | 0 | 0
WT_off | 0 | 0 | 0 | 0 | 0 | 0
PseudoUnit | 0 | 0 | 0 | 0 | 0 | 0
FixedInterchange | 0 | 0 | 0 | 0 | 0 | 0
Retirements of Capacity by Reporting Type: HQ_IESO
ReportingType | 2015 | 2020 | 2025 | 2030 | 2035 | 2040
BM | 0 | 0 | 0 | 0 | 0 | 0
CC | 0 | 0 | 0 | 0 | 0 | 0
CSP | 0 | 0 | 0 | 0 | 0 | 0
CT | 0 | 0 | 0 | 0 | 0 | 0
Coal | 0 | 0 | 0 | 0 | 0 | 0
Geo | 0 | 0 | 0 | 0 | 0 | 0
H | 0 | 0 | 0 | 0 | 0 | 0
LFG | 0 | 0 | 0 | 0 | 0 | 0
Nuc | 0 | 0 | 0 | 0 | 0 | 0
PS | 0 | 0 | 0 | 0 | 0 | 0
PV | 0 | 0 | 0 | 0 | 0 | 0
PeakG | 0 | 0 | 0 | 0 | 0 | 0
PeakO | 0 | 0 | 0 | 0 | 0 | 0
ST | 0 | 0 | 0 | 0 | 0 | 0
STOG | 0 | 0 | 0 | 0 | 0 | 0
STWD | 0 | 0 | 0 | 0 | 0 | 0
WT | 0 | 0 | 0 | 0 | 0 | 0
IGCC | 0 | 0 | 0 | 0 | 0 | 0
DemandResponse | 0 | 0 | 0 | 0 | 0 | 0
IGCC-CCS | 0 | 0 | 0 | 0 | 0 | 0
WT_off | 0 | 0 | 0 | 0 | 0 | 0
PseudoUnit | 0 | 0 | 0 | 0 | 0 | 0
FixedInterchange | 0 | 0 | 0 | 0 | 0 | 0
Retirements of Capacity by Reporting Type: HQ_NEISO
ReportingType | 2015 | 2020 | 2025 | 2030 | 2035 | 2040
BM | 0 | 0 | 0 | 0 | 0 | 0
CC | 0 | 0 | 0 | 0 | 0 | 0
CSP | 0 | 0 | 0 | 0 | 0 | 0
CT | 0 | 0 | 0 | 0 | 0 | 0
Coal | 0 | 0 | 0 | 0 | 0 | 0
Geo | 0 | 0 | 0 | 0 | 0 | 0
H | 0 | 0 | 0 | 0 | 0 | 0
LFG | 0 | 0 | 0 | 0 | 0 | 0
Nuc | 0 | 0 | 0 | 0 | 0 | 0
PS | 0 | 0 | 0 | 0 | 0 | 0
PV | 0 | 0 | 0 | 0 | 0 | 0
PeakG | 0 | 0 | 0 | 0 | 0 | 0
PeakO | 0 | 0 | 0 | 0 | 0 | 0
ST | 0 | 0 | 0 | 0 | 0 | 0
STOG | 0 | 0 | 0 | 0 | 0 | 0
STWD | 0 | 0 | 0 | 0 | 0 | 0
WT | 0 | 0 | 0 | 0 | 0 | 0
IGCC | 0 | 0 | 0 | 0 | 0 | 0
DemandResponse | 0 | 0 | 0 | 0 | 0 | 0
IGCC-CCS | 0 | 0 | 0 | 0 | 0 | 0
WT_off | 0 | 0 | 0 | 0 | 0 | 0
PseudoUnit | 0 | 0 | 0 | 0 | 0 | 0
FixedInterchange | 0 | 0 | 0 | 0 | 0 | 0
Retirements of Capacity by Reporting Type: HQ_NY
ReportingType | 2015 | 2020 | 2025 | 2030 | 2035 | 2040
BM | 0 | 0 | 0 | 0 | 0 | 0
CC | 0 | 0 | 0 | 0 | 0 | 0
CSP | 0 | 0 | 0 | 0 | 0 | 0
CT | 0 | 0 | 0 | 0 | 0 | 0
Coal | 0 | 0 | 0 | 0 | 0 | 0
Geo | 0 | 0 | 0 | 0 | 0 | 0
H | 0 | 0 | 0 | 0 | 0 | 0
LFG | 0 | 0 | 0 | 0 | 0 | 0
Nuc | 0 | 0 | 0 | 0 | 0 | 0
PS | 0 | 0 | 0 | 0 | 0 | 0
PV | 0 | 0 | 0 | 0 | 0 | 0
PeakG | 0 | 0 | 0 | 0 | 0 | 0
PeakO | 0 | 0 | 0 | 0 | 0 | 0
ST | 0 | 0 | 0 | 0 | 0 | 0
STOG | 0 | 0 | 0 | 0 | 0 | 0
STWD | 0 | 0 | 0 | 0 | 0 | 0
WT | 0 | 0 | 0 | 0 | 0 | 0
IGCC | 0 | 0 | 0 | 0 | 0 | 0
DemandResponse | 0 | 0 | 0 | 0 | 0 | 0
IGCC-CCS | 0 | 0 | 0 | 0 | 0 | 0
WT_off | 0 | 0 | 0 | 0 | 0 | 0
PseudoUnit | 0 | 0 | 0 | 0 | 0 | 0
FixedInterchange | 0 | 0 | 0 | 0 | 0 | 0
Retirements of Capacity by Reporting Type: MARITIMES
ReportingType | 2015 | 2020 | 2025 | 2030 | 2035 | 2040
BM | 0 | 0 | 0 | 0 | 0 | 0
CC | 0 | 0 | 0 | 0 | 0 | 0
CSP | 0 | 0 | 0 | 0 | 0 | 0
CT | 0 | 0 | 0 | 0 | 0 | 0
Coal | 0 | 0 | 0 | 0 | 0 | 0
Geo | 0 | 0 | 0 | 0 | 0 | 0
H | 0 | 0 | 0 | 0 | 0 | 0
LFG | 0 | 0 | 0 | 0 | 0 | 0
Nuc | 0 | 0 | 0 | 0 | 0 | 0
PS | 0 | 0 | 0 | 0 | 0 | 0
PV | 0 | 0 | 0 | 0 | 0 | 0
PeakG | 0 | 0 | 0 | 0 | 0 | 0
PeakO | 0 | 0 | 0 | 0 | 0 | 0
ST | 0 | 0 | 0 | 0 | 0 | 0
STOG | 0 | 0 | 0 | 0 | 0 | 0
STWD | 0 | 0 | 0 | 0 | 0 | 0
WT | 0 | 0 | 0 | 0 | 0 | 0
IGCC | 0 | 0 | 0 | 0 | 0 | 0
DemandResponse | 0 | 0 | 0 | 0 | 0 | 0
IGCC-CCS | 0 | 0 | 0 | 0 | 0 | 0
WT_off | 0 | 0 | 0 | 0 | 0 | 0
PseudoUnit | 0 | 0 | 0 | 0 | 0 | 0
FixedInterchange | 0 | 0 | 0 | 0 | 0 | 0
Retirements of Capacity by Reporting Type: All
ReportingType | 2015 | 2020 | 2025 | 2030 | 2035 | 2040
BM | 0 | 0 | 0 | 0 | 0 | 192
CC | 8202.35 | 380.84 | 500.87 | 527.68 | 198.68 | 0
CSP | 475 | 0 | 0 | 0 | 0 | 0
CT | 0 | 0 | 0 | 9.5 | 1206.72 | 0
Coal | 71528.9 | 21030.32 | 9643.23 | 212.99 | 101.2 | 22.38
Geo | 4.8 | 0 | 0 | 0 | 0 | 0
H | 0 | 0 | 0 | 0 | 0 | 0
LFG | 0 | 0 | 0 | 0 | 0 | 0
Nuc | 0 | 614.5 | 0 | 1488.2 | 26575.7 | 19706
PS | 0 | 0 | 0 | 0 | 0 | 0
PV | 0 | 0 | 0 | 0 | 1123.56 | 0
PeakG | 5405.35 | 35.95 | 0 | 0 | 0 | 2070.44
PeakO | 2753.51 | 0 | 0 | 0 | 0 | 0
ST | 0 | 0 | 0 | 0 | 0 | 0
STOG | 43200.95 | 0 | 403.04 | 126 | 0 | 0
STWD | 494.91 | 0 | 0 | 0 | 0 | 0
WT | 126.2 | 0 | 0 | 0 | 2105.9 | 0
IGCC | 0 | 0 | 0 | 0 | 0 | 0
DemandResponse | 0 | 0 | 0 | 0 | 0 | 0
IGCC-CCS | 0 | 0 | 0 | 0 | 0 | 0
WT_off | 0 | 0 | 0 | 0 | 468 | 0
PseudoUnit | 0 | 0 | 0 | 0 | 0 | 0
FixedInterchange | 0 | 0 | 0 | 0 | 0 | 0
Retirements of Capacity by Reporting Type: EI_US
ReportingType | 2015 | 2020 | 2025 | 2030 | 2035 | 2040
BM | 0 | 0 | 0 | 0 | 0 | 192
CC | 2322.05 | 380.84 | 500.87 | 0 | 0 | 0
CSP | 0 | 0 | 0 | 0 | 0 | 0
CT | 0 | 0 | 0 | 9.5 | 0 | 0
Coal | 62422.8 | 20466.51 | 7920.31 | 178 | 0 | 0
Geo | 0 | 0 | 0 | 0 | 0 | 0
H | 0 | 0 | 0 | 0 | 0 | 0
LFG | 0 | 0 | 0 | 0 | 0 | 0
Nuc | 0 | 614.5 | 0 | 1488.2 | 25545.7 | 18166
PS | 0 | 0 | 0 | 0 | 0 | 0
PV | 0 | 0 | 0 | 0 | 32 | 0
PeakG | 268.5 | 0 | 0 | 0 | 0 | 0
PeakO | 2047.86 | 0 | 0 | 0 | 0 | 0
ST | 0 | 0 | 0 | 0 | 0 | 0
STOG | 33166.26 | 0 | 403.04 | 0 | 0 | 0
STWD | 0 | 0 | 0 | 0 | 0 | 0
WT | 0 | 0 | 0 | 0 | 0 | 0
IGCC | 0 | 0 | 0 | 0 | 0 | 0
DemandResponse | 0 | 0 | 0 | 0 | 0 | 0
IGCC-CCS | 0 | 0 | 0 | 0 | 0 | 0
WT_off | 0 | 0 | 0 | 0 | 468 | 0
PseudoUnit | 0 | 0 | 0 | 0 | 0 | 0
FixedInterchange | 0 | 0 | 0 | 0 | 0 | 0
Retirements of Capacity by Reporting Type: EI_Canada
ReportingType | 2015 | 2020 | 2025 | 2030 | 2035 | 2040
BM | 0 | 0 | 0 | 0 | 0 | 0
CC | 3107.3 | 0 | 0 | 527.68 | 0 | 0
CSP | 0 | 0 | 0 | 0 | 0 | 0
CT | 0 | 0 | 0 | 0 | 0 | 0
Coal | 6491.01 | 365.1 | 1270.79 | 35 | 0 | 0
Geo | 0 | 0 | 0 | 0 | 0 | 0
H | 0 | 0 | 0 | 0 | 0 | 0
LFG | 0 | 0 | 0 | 0 | 0 | 0
Nuc | 0 | 0 | 0 | 0 | 1030 | 1540
PS | 0 | 0 | 0 | 0 | 0 | 0
PV | 0 | 0 | 0 | 0 | 1067.26 | 0
PeakG | 0 | 0 | 0 | 0 | 0 | 0
PeakO | 145.65 | 0 | 0 | 0 | 0 | 0
ST | 0 | 0 | 0 | 0 | 0 | 0
STOG | 2126 | 0 | 0 | 126 | 0 | 0
STWD | 139 | 0 | 0 | 0 | 0 | 0
WT | 0 | 0 | 0 | 0 | 2105.9 | 0
IGCC | 0 | 0 | 0 | 0 | 0 | 0
DemandResponse | 0 | 0 | 0 | 0 | 0 | 0
IGCC-CCS | 0 | 0 | 0 | 0 | 0 | 0
WT_off | 0 | 0 | 0 | 0 | 0 | 0
PseudoUnit | 0 | 0 | 0 | 0 | 0 | 0
FixedInterchange | 0 | 0 | 0 | 0 | 0 | 0
Retirements of Capacity by Reporting Type: EI
ReportingType | 2015 | 2020 | 2025 | 2030 | 2035 | 2040
BM | 0 | 0 | 0 | 0 | 0 | 192
CC | 5429.35 | 380.84 | 500.87 | 527.68 | 0 | 0
CSP | 0 | 0 | 0 | 0 | 0 | 0
CT | 0 | 0 | 0 | 9.5 | 0 | 0
Coal | 68913.82 | 20831.62 | 9191.1 | 212.99 | 0 | 0
Geo | 0 | 0 | 0 | 0 | 0 | 0
H | 0 | 0 | 0 | 0 | 0 | 0
LFG | 0 | 0 | 0 | 0 | 0 | 0
Nuc | 0 | 614.5 | 0 | 1488.2 | 26575.7 | 19706
PS | 0 | 0 | 0 | 0 | 0 | 0
PV | 0 | 0 | 0 | 0 | 1099.26 | 0
PeakG | 268.5 | 0 | 0 | 0 | 0 | 0
PeakO | 2193.51 | 0 | 0 | 0 | 0 | 0
ST | 0 | 0 | 0 | 0 | 0 | 0
STOG | 35292.26 | 0 | 403.04 | 126 | 0 | 0
STWD | 139 | 0 | 0 | 0 | 0 | 0
WT | 0 | 0 | 0 | 0 | 2105.9 | 0
IGCC | 0 | 0 | 0 | 0 | 0 | 0
DemandResponse | 0 | 0 | 0 | 0 | 0 | 0
IGCC-CCS | 0 | 0 | 0 | 0 | 0 | 0
WT_off | 0 | 0 | 0 | 0 | 468 | 0
PseudoUnit | 0 | 0 | 0 | 0 | 0 | 0
FixedInterchange | 0 | 0 | 0 | 0 | 0 | 0
Retirements of Capacity by Reporting Type: Outside_EI
ReportingType | 2015 | 2020 | 2025 | 2030 | 2035 | 2040
BM | 0 | 0 | 0 | 0 | 0 | 0
CC | 2773 | 0 | 0 | 0 | 198.68 | 0
CSP | 475 | 0 | 0 | 0 | 0 | 0
CT | 0 | 0 | 0 | 0 | 1206.72 | 0
Coal | 2615.08 | 198.7 | 452.12 | 0 | 101.2 | 22.38
Geo | 4.8 | 0 | 0 | 0 | 0 | 0
H | 0 | 0 | 0 | 0 | 0 | 0
LFG | 0 | 0 | 0 | 0 | 0 | 0
Nuc | 0 | 0 | 0 | 0 | 0 | 0
PS | 0 | 0 | 0 | 0 | 0 | 0
PV | 0 | 0 | 0 | 0 | 24.3 | 0
PeakG | 5136.85 | 35.95 | 0 | 0 | 0 | 2070.44
PeakO | 560 | 0 | 0 | 0 | 0 | 0
ST | 0 | 0 | 0 | 0 | 0 | 0
STOG | 7908.69 | 0 | 0 | 0 | 0 | 0
STWD | 355.91 | 0 | 0 | 0 | 0 | 0
WT | 126.2 | 0 | 0 | 0 | 0 | 0
IGCC | 0 | 0 | 0 | 0 | 0 | 0
DemandResponse | 0 | 0 | 0 | 0 | 0 | 0
IGCC-CCS | 0 | 0 | 0 | 0 | 0 | 0
WT_off | 0 | 0 | 0 | 0 | 0 | 0
PseudoUnit | 0 | 0 | 0 | 0 | 0 | 0
FixedInterchange | 0 | 0 | 0 | 0 | 0 | 0
#4 | Cumulative Retirements of Capacity (MW)
Cumulative Retirements of Capacity by Reporting Type: Entergy
ReportingType | 2015 | 2020 | 2025 | 2030 | 2035 | 2040
BM | 0 | 0 | 0 | 0 | 0 | 0
CC | 0 | 0 | 0 | 0 | 0 | 0
CSP | 0 | 0 | 0 | 0 | 0 | 0
CT | 0 | 0 | 0 | 0 | 0 | 0
Coal | 892.9 | 892.9 | 892.9 | 892.9 | 892.9 | 892.9
Geo | 0 | 0 | 0 | 0 | 0 | 0
H | 0 | 0 | 0 | 0 | 0 | 0
LFG | 0 | 0 | 0 | 0 | 0 | 0
Nuc | 0 | 0 | 0 | 0 | 842 | 1839
PS | 0 | 0 | 0 | 0 | 0 | 0
PV | 0 | 0 | 0 | 0 | 0 | 0
PeakG | 0 | 0 | 0 | 0 | 0 | 0
PeakO | 0 | 0 | 0 | 0 | 0 | 0
ST | 0 | 0 | 0 | 0 | 0 | 0
STOG | 10913.28 | 10913.28 | 10913.28 | 10913.28 | 10913.28 | 10913.28
STWD | 0 | 0 | 0 | 0 | 0 | 0
WT | 0 | 0 | 0 | 0 | 0 | 0
IGCC | 0 | 0 | 0 | 0 | 0 | 0
DemandResponse | 0 | 0 | 0 | 0 | 0 | 0
IGCC-CCS | 0 | 0 | 0 | 0 | 0 | 0
WT_off | 0 | 0 | 0 | 0 | 0 | 0
PseudoUnit | 0 | 0 | 0 | 0 | 0 | 0
FixedInterchange | 0 | 0 | 0 | 0 | 0 | 0
Cumulative Retirements of Capacity by Reporting Type: FRCC
ReportingType | 2015 | 2020 | 2025 | 2030 | 2035 | 2040
BM | 0 | 0 | 0 | 0 | 0 | 0
CC | 0 | 0 | 0 | 0 | 0 | 0
CSP | 0 | 0 | 0 | 0 | 0 | 0
CT | 0 | 0 | 0 | 0 | 0 | 0
Coal | 694.4 | 1563.4 | 1563.4 | 1563.4 | 1563.4 | 1563.4
Geo | 0 | 0 | 0 | 0 | 0 | 0
H | 0 | 0 | 0 | 0 | 0 | 0
LFG | 0 | 0 | 0 | 0 | 0 | 0
Nuc | 0 | 0 | 0 | 0 | 1615.33 | 3292.33
PS | 0 | 0 | 0 | 0 | 0 | 0
PV | 0 | 0 | 0 | 0 | 0 | 0
PeakG | 0 | 0 | 0 | 0 | 0 | 0
PeakO | 0 | 0 | 0 | 0 | 0 | 0
ST | 0 | 0 | 0 | 0 | 0 | 0
STOG | 5143.95 | 5143.95 | 5143.95 | 5143.95 | 5143.95 | 5143.95
STWD | 0 | 0 | 0 | 0 | 0 | 0
WT | 0 | 0 | 0 | 0 | 0 | 0
IGCC | 0 | 0 | 0 | 0 | 0 | 0
DemandResponse | 0 | 0 | 0 | 0 | 0 | 0
IGCC-CCS | 0 | 0 | 0 | 0 | 0 | 0
WT_off | 0 | 0 | 0 | 0 | 0 | 0
PseudoUnit | 0 | 0 | 0 | 0 | 0 | 0
FixedInterchange | 0 | 0 | 0 | 0 | 0 | 0
Cumulative Retirements of Capacity by Reporting Type: MAPP_US
ReportingType | 2015 | 2020 | 2025 | 2030 | 2035 | 2040
BM | 0 | 0 | 0 | 0 | 0 | 0
CC | 7 | 7 | 7 | 7 | 7 | 7
CSP | 0 | 0 | 0 | 0 | 0 | 0
CT | 0 | 0 | 0 | 0 | 0 | 0
Coal | 612.6 | 1140.01 | 1186.5 | 1186.5 | 1186.5 | 1186.5
Geo | 0 | 0 | 0 | 0 | 0 | 0
H | 0 | 0 | 0 | 0 | 0 | 0
LFG | 0 | 0 | 0 | 0 | 0 | 0
Nuc | 0 | 0 | 0 | 0 | 0 | 0
PS | 0 | 0 | 0 | 0 | 0 | 0
PV | 0 | 0 | 0 | 0 | 0 | 0
PeakG | 0 | 0 | 0 | 0 | 0 | 0
PeakO | 346 | 346 | 346 | 346 | 346 | 346
ST | 0 | 0 | 0 | 0 | 0 | 0
STOG | 36 | 36 | 36 | 36 | 36 | 36
STWD | 0 | 0 | 0 | 0 | 0 | 0
WT | 0 | 0 | 0 | 0 | 0 | 0
IGCC | 0 | 0 | 0 | 0 | 0 | 0
DemandResponse | 0 | 0 | 0 | 0 | 0 | 0
IGCC-CCS | 0 | 0 | 0 | 0 | 0 | 0
WT_off | 0 | 0 | 0 | 0 | 0 | 0
PseudoUnit | 0 | 0 | 0 | 0 | 0 | 0
FixedInterchange | 0 | 0 | 0 | 0 | 0 | 0
Cumulative Retirements of Capacity by Reporting Type: MISO_IN
ReportingType | 2015 | 2020 | 2025 | 2030 | 2035 | 2040
BM | 0 | 0 | 0 | 0 | 0 | 0
CC | 0 | 0 | 0 | 0 | 0 | 0
CSP | 0 | 0 | 0 | 0 | 0 | 0
CT | 0 | 0 | 0 | 0 | 0 | 0
Coal | 1360.9 | 1360.9 | 1360.9 | 1360.9 | 1360.9 | 1360.9
Geo | 0 | 0 | 0 | 0 | 0 | 0
H | 0 | 0 | 0 | 0 | 0 | 0
LFG | 0 | 0 | 0 | 0 | 0 | 0
Nuc | 0 | 0 | 0 | 0 | 0 | 0
PS | 0 | 0 | 0 | 0 | 0 | 0
PV | 0 | 0 | 0 | 0 | 0 | 0
PeakG | 0 | 0 | 0 | 0 | 0 | 0
PeakO | 0 | 0 | 0 | 0 | 0 | 0
ST | 0 | 0 | 0 | 0 | 0 | 0
STOG | 0 | 0 | 0 | 0 | 0 | 0
STWD | 0 | 0 | 0 | 0 | 0 | 0
WT | 0 | 0 | 0 | 0 | 0 | 0
IGCC | 0 | 0 | 0 | 0 | 0 | 0
DemandResponse | 0 | 0 | 0 | 0 | 0 | 0
IGCC-CCS | 0 | 0 | 0 | 0 | 0 | 0
WT_off | 0 | 0 | 0 | 0 | 0 | 0
PseudoUnit | 0 | 0 | 0 | 0 | 0 | 0
FixedInterchange | 0 | 0 | 0 | 0 | 0 | 0
Cumulative Retirements of Capacity by Reporting Type: MISO_MI
ReportingType | 2015 | 2020 | 2025 | 2030 | 2035 | 2040
BM | 0 | 0 | 0 | 0 | 0 | 0
CC | 0 | 0 | 0 | 0 | 0 | 0
CSP | 0 | 0 | 0 | 0 | 0 | 0
CT | 0 | 0 | 0 | 0 | 0 | 0
Coal | 2326 | 3513 | 3513 | 3513 | 3513 | 3513
Geo | 0 | 0 | 0 | 0 | 0 | 0
H | 0 | 0 | 0 | 0 | 0 | 0
LFG | 0 | 0 | 0 | 0 | 0 | 0
Nuc | 0 | 0 | 0 | 0 | 778 | 778
PS | 0 | 0 | 0 | 0 | 0 | 0
PV | 0 | 0 | 0 | 0 | 0 | 0
PeakG | 0 | 0 | 0 | 0 | 0 | 0
PeakO | 0 | 0 | 0 | 0 | 0 | 0
ST | 0 | 0 | 0 | 0 | 0 | 0
STOG | 0 | 0 | 0 | 0 | 0 | 0
STWD | 0 | 0 | 0 | 0 | 0 | 0
WT | 0 | 0 | 0 | 0 | 0 | 0
IGCC | 0 | 0 | 0 | 0 | 0 | 0
DemandResponse | 0 | 0 | 0 | 0 | 0 | 0
IGCC-CCS | 0 | 0 | 0 | 0 | 0 | 0
WT_off | 0 | 0 | 0 | 0 | 0 | 0
PseudoUnit | 0 | 0 | 0 | 0 | 0 | 0
FixedInterchange | 0 | 0 | 0 | 0 | 0 | 0
Cumulative Retirements of Capacity by Reporting Type: MISO_MO-IL
ReportingType | 2015 | 2020 | 2025 | 2030 | 2035 | 2040
BM | 0 | 0 | 0 | 0 | 0 | 0
CC | 0 | 0 | 0 | 0 | 0 | 0
CSP | 0 | 0 | 0 | 0 | 0 | 0
CT | 0 | 0 | 0 | 0 | 0 | 0
Coal | 1024.7 | 2319.7 | 2319.7 | 2319.7 | 2319.7 | 2319.7
Geo | 0 | 0 | 0 | 0 | 0 | 0
H | 0 | 0 | 0 | 0 | 0 | 0
LFG | 0 | 0 | 0 | 0 | 0 | 0
Nuc | 0 | 0 | 0 | 0 | 0 | 0
PS | 0 | 0 | 0 | 0 | 0 | 0
PV | 0 | 0 | 0 | 0 | 0 | 0
PeakG | 0 | 0 | 0 | 0 | 0 | 0
PeakO | 0 | 0 | 0 | 0 | 0 | 0
ST | 0 | 0 | 0 | 0 | 0 | 0
STOG | 0 | 0 | 0 | 0 | 0 | 0
STWD | 0 | 0 | 0 | 0 | 0 | 0
WT | 0 | 0 | 0 | 0 | 0 | 0
IGCC | 0 | 0 | 0 | 0 | 0 | 0
DemandResponse | 0 | 0 | 0 | 0 | 0 | 0
IGCC-CCS | 0 | 0 | 0 | 0 | 0 | 0
WT_off | 0 | 0 | 0 | 0 | 0 | 0
PseudoUnit | 0 | 0 | 0 | 0 | 0 | 0
FixedInterchange | 0 | 0 | 0 | 0 | 0 | 0
Cumulative Retirements of Capacity by Reporting Type: MISO_W
ReportingType | 2015 | 2020 | 2025 | 2030 | 2035 | 2040
BM | 0 | 0 | 0 | 0 | 0 | 0
CC | 0 | 0 | 0 | 0 | 0 | 0
CSP | 0 | 0 | 0 | 0 | 0 | 0
CT | 0 | 0 | 0 | 0 | 0 | 0
Coal | 2668.36 | 2928.56 | 2928.56 | 2928.56 | 2928.56 | 2928.56
Geo | 0 | 0 | 0 | 0 | 0 | 0
H | 0 | 0 | 0 | 0 | 0 | 0
LFG | 0 | 0 | 0 | 0 | 0 | 0
Nuc | 0 | 0 | 0 | 0 | 2361.23 | 2361.23
PS | 0 | 0 | 0 | 0 | 0 | 0
PV | 0 | 0 | 0 | 0 | 0 | 0
PeakG | 0 | 0 | 0 | 0 | 0 | 0
PeakO | 0 | 0 | 0 | 0 | 0 | 0
ST | 0 | 0 | 0 | 0 | 0 | 0
STOG | 0 | 0 | 0 | 0 | 0 | 0
STWD | 0 | 0 | 0 | 0 | 0 | 0
WT | 0 | 0 | 0 | 0 | 0 | 0
IGCC | 0 | 0 | 0 | 0 | 0 | 0
DemandResponse | 0 | 0 | 0 | 0 | 0 | 0
IGCC-CCS | 0 | 0 | 0 | 0 | 0 | 0
WT_off | 0 | 0 | 0 | 0 | 0 | 0
PseudoUnit | 0 | 0 | 0 | 0 | 0 | 0
FixedInterchange | 0 | 0 | 0 | 0 | 0 | 0
Cumulative Retirements of Capacity by Reporting Type: MISO_WUMS
ReportingType | 2015 | 2020 | 2025 | 2030 | 2035 | 2040
BM | 0 | 0 | 0 | 0 | 0 | 0
CC | 0 | 0 | 0 | 0 | 0 | 0
CSP | 0 | 0 | 0 | 0 | 0 | 0
CT | 0 | 0 | 0 | 0 | 0 | 0
Coal | 2411.1 | 2411.1 | 2411.1 | 2411.1 | 2411.1 | 2411.1
Geo | 0 | 0 | 0 | 0 | 0 | 0
H | 0 | 0 | 0 | 0 | 0 | 0
LFG | 0 | 0 | 0 | 0 | 0 | 0
Nuc | 0 | 0 | 0 | 0 | 1816.9 | 1816.9
PS | 0 | 0 | 0 | 0 | 0 | 0
PV | 0 | 0 | 0 | 0 | 0 | 0
PeakG | 0 | 0 | 0 | 0 | 0 | 0
PeakO | 0 | 0 | 0 | 0 | 0 | 0
ST | 0 | 0 | 0 | 0 | 0 | 0
STOG | 59.5 | 59.5 | 59.5 | 59.5 | 59.5 | 59.5
STWD | 0 | 0 | 0 | 0 | 0 | 0
WT | 0 | 0 | 0 | 0 | 0 | 0
IGCC | 0 | 0 | 0 | 0 | 0 | 0
DemandResponse | 0 | 0 | 0 | 0 | 0 | 0
IGCC-CCS | 0 | 0 | 0 | 0 | 0 | 0
WT_off | 0 | 0 | 0 | 0 | 0 | 0
PseudoUnit | 0 | 0 | 0 | 0 | 0 | 0
FixedInterchange | 0 | 0 | 0 | 0 | 0 | 0
Cumulative Retirements of Capacity by Reporting Type: Nebraska
ReportingType | 2015 | 2020 | 2025 | 2030 | 2035 | 2040
BM | 0 | 0 | 0 | 0 | 0 | 0
CC | 0 | 0 | 0 | 0 | 0 | 0
CSP | 0 | 0 | 0 | 0 | 0 | 0
CT | 0 | 0 | 0 | 0 | 0 | 0
Coal | 0 | 275.6 | 1184.8 | 1184.8 | 1184.8 | 1184.8
Geo | 0 | 0 | 0 | 0 | 0 | 0
H | 0 | 0 | 0 | 0 | 0 | 0
LFG | 0 | 0 | 0 | 0 | 0 | 0
Nuc | 0 | 0 | 0 | 0 | 1251.8 | 1251.8
PS | 0 | 0 | 0 | 0 | 0 | 0
PV | 0 | 0 | 0 | 0 | 0 | 0
PeakG | 0 | 0 | 0 | 0 | 0 | 0
PeakO | 0 | 0 | 0 | 0 | 0 | 0
ST | 0 | 0 | 0 | 0 | 0 | 0
STOG | 270 | 270 | 270 | 270 | 270 | 270
STWD | 0 | 0 | 0 | 0 | 0 | 0
WT | 0 | 0 | 0 | 0 | 0 | 0
IGCC | 0 | 0 | 0 | 0 | 0 | 0
DemandResponse | 0 | 0 | 0 | 0 | 0 | 0
IGCC-CCS | 0 | 0 | 0 | 0 | 0 | 0
WT_off | 0 | 0 | 0 | 0 | 0 | 0
PseudoUnit | 0 | 0 | 0 | 0 | 0 | 0
FixedInterchange | 0 | 0 | 0 | 0 | 0 | 0
Cumulative Retirements of Capacity by Reporting Type: NEISO
ReportingType | 2015 | 2020 | 2025 | 2030 | 2035 | 2040
BM | 0 | 0 | 0 | 0 | 0 | 0
CC | 1701.3 | 2082.13 | 2583 | 2583 | 2583 | 2583
CSP | 0 | 0 | 0 | 0 | 0 | 0
CT | 0 | 0 | 0 | 9.5 | 9.5 | 9.5
Coal | 2250.13 | 2570.13 | 2570.13 | 2570.13 | 2570.13 | 2570.13
Geo | 0 | 0 | 0 | 0 | 0 | 0
H | 0 | 0 | 0 | 0 | 0 | 0
LFG | 0 | 0 | 0 | 0 | 0 | 0
Nuc | 0 | 0 | 0 | 0 | 1289 | 2165.92
PS | 0 | 0 | 0 | 0 | 0 | 0
PV | 0 | 0 | 0 | 0 | 0 | 0
PeakG | 0 | 0 | 0 | 0 | 0 | 0
PeakO | 318.91 | 318.91 | 318.91 | 318.91 | 318.91 | 318.91
ST | 0 | 0 | 0 | 0 | 0 | 0
STOG | 6237 | 6237 | 6237 | 6237 | 6237 | 6237
STWD | 0 | 0 | 0 | 0 | 0 | 0
WT | 0 | 0 | 0 | 0 | 0 | 0
IGCC | 0 | 0 | 0 | 0 | 0 | 0
DemandResponse | 0 | 0 | 0 | 0 | 0 | 0
IGCC-CCS | 0 | 0 | 0 | 0 | 0 | 0
WT_off | 0 | 0 | 0 | 0 | 468 | 468
PseudoUnit | 0 | 0 | 0 | 0 | 0 | 0
FixedInterchange | 0 | 0 | 0 | 0 | 0 | 0
Cumulative Retirements of Capacity by Reporting Type: NonRTO_Midwest
ReportingType | 2015 | 2020 | 2025 | 2030 | 2035 | 2040
BM | 0 | 0 | 0 | 0 | 0 | 0
CC | 0 | 0 | 0 | 0 | 0 | 0
CSP | 0 | 0 | 0 | 0 | 0 | 0
CT | 0 | 0 | 0 | 0 | 0 | 0
Coal | 1789.65 | 1789.65 | 1789.65 | 1789.65 | 1789.65 | 1789.65
Geo | 0 | 0 | 0 | 0 | 0 | 0
H | 0 | 0 | 0 | 0 | 0 | 0
LFG | 0 | 0 | 0 | 0 | 0 | 0
Nuc | 0 | 0 | 0 | 0 | 0 | 0
PS | 0 | 0 | 0 | 0 | 0 | 0
PV | 0 | 0 | 0 | 0 | 0 | 0
PeakG | 0 | 0 | 0 | 0 | 0 | 0
PeakO | 0 | 0 | 0 | 0 | 0 | 0
ST | 0 | 0 | 0 | 0 | 0 | 0
STOG | 0 | 0 | 0 | 0 | 0 | 0
STWD | 0 | 0 | 0 | 0 | 0 | 0
WT | 0 | 0 | 0 | 0 | 0 | 0
IGCC | 0 | 0 | 0 | 0 | 0 | 0
DemandResponse | 0 | 0 | 0 | 0 | 0 | 0
IGCC-CCS | 0 | 0 | 0 | 0 | 0 | 0
WT_off | 0 | 0 | 0 | 0 | 0 | 0
PseudoUnit | 0 | 0 | 0 | 0 | 0 | 0
FixedInterchange | 0 | 0 | 0 | 0 | 0 | 0
Cumulative Retirements of Capacity by Reporting Type: NYISO_A-F
ReportingType | 2015 | 2020 | 2025 | 2030 | 2035 | 2040
BM | 0 | 0 | 0 | 0 | 0 | 0
CC | 613.75 | 613.75 | 613.75 | 613.75 | 613.75 | 613.75
CSP | 0 | 0 | 0 | 0 | 0 | 0
CT | 0 | 0 | 0 | 0 | 0 | 0
Coal | 2251.9 | 2251.9 | 2251.9 | 2251.9 | 2251.9 | 2251.9
Geo | 0 | 0 | 0 | 0 | 0 | 0
H | 0 | 0 | 0 | 0 | 0 | 0
LFG | 0 | 0 | 0 | 0 | 0 | 0
Nuc | 0 | 0 | 0 | 621.2 | 1201.7 | 2053.9
PS | 0 | 0 | 0 | 0 | 0 | 0
PV | 0 | 0 | 0 | 0 | 0 | 0
PeakG | 0 | 0 | 0 | 0 | 0 | 0
PeakO | 0 | 0 | 0 | 0 | 0 | 0
ST | 0 | 0 | 0 | 0 | 0 | 0
STOG | 1701 | 1701 | 1701 | 1701 | 1701 | 1701
STWD | 0 | 0 | 0 | 0 | 0 | 0
WT | 0 | 0 | 0 | 0 | 0 | 0
IGCC | 0 | 0 | 0 | 0 | 0 | 0
DemandResponse | 0 | 0 | 0 | 0 | 0 | 0
IGCC-CCS | 0 | 0 | 0 | 0 | 0 | 0
WT_off | 0 | 0 | 0 | 0 | 0 | 0
PseudoUnit | 0 | 0 | 0 | 0 | 0 | 0
FixedInterchange | 0 | 0 | 0 | 0 | 0 | 0
Cumulative Retirements of Capacity by Reporting Type: NYISO_G-I
ReportingType | 2015 | 2020 | 2025 | 2030 | 2035 | 2040
BM | 0 | 0 | 0 | 0 | 0 | 0
CC | 0 | 0 | 0 | 0 | 0 | 0
CSP | 0 | 0 | 0 | 0 | 0 | 0
CT | 0 | 0 | 0 | 0 | 0 | 0
Coal | 368.2 | 368.2 | 368.2 | 368.2 | 368.2 | 368.2
Geo | 0 | 0 | 0 | 0 | 0 | 0
H | 0 | 0 | 0 | 0 | 0 | 0
LFG | 0 | 0 | 0 | 0 | 0 | 0
Nuc | 0 | 0 | 0 | 0 | 1019.6 | 2044.6
PS | 0 | 0 | 0 | 0 | 0 | 0
PV | 0 | 0 | 0 | 0 | 0 | 0
PeakG | 0 | 0 | 0 | 0 | 0 | 0
PeakO | 0 | 0 | 0 | 0 | 0 | 0
ST | 0 | 0 | 0 | 0 | 0 | 0
STOG | 2431 | 2431 | 2431 | 2431 | 2431 | 2431
STWD | 0 | 0 | 0 | 0 | 0 | 0
WT | 0 | 0 | 0 | 0 | 0 | 0
IGCC | 0 | 0 | 0 | 0 | 0 | 0
DemandResponse | 0 | 0 | 0 | 0 | 0 | 0
IGCC-CCS | 0 | 0 | 0 | 0 | 0 | 0
WT_off | 0 | 0 | 0 | 0 | 0 | 0
PseudoUnit | 0 | 0 | 0 | 0 | 0 | 0
FixedInterchange | 0 | 0 | 0 | 0 | 0 | 0
Cumulative Retirements of Capacity by Reporting Type: NYISO_J-K
ReportingType | 2015 | 2020 | 2025 | 2030 | 2035 | 2040
BM | 0 | 0 | 0 | 0 | 0 | 0
CC | 0 | 0 | 0 | 0 | 0 | 0
CSP | 0 | 0 | 0 | 0 | 0 | 0
CT | 0 | 0 | 0 | 0 | 0 | 0
Coal | 0 | 0 | 0 | 0 | 0 | 0
Geo | 0 | 0 | 0 | 0 | 0 | 0
H | 0 | 0 | 0 | 0 | 0 | 0
LFG | 0 | 0 | 0 | 0 | 0 | 0
Nuc | 0 | 0 | 0 | 0 | 0 | 0
PS | 0 | 0 | 0 | 0 | 0 | 0
PV | 0 | 0 | 0 | 0 | 32 | 32
PeakG | 0 | 0 | 0 | 0 | 0 | 0
PeakO | 0 | 0 | 0 | 0 | 0 | 0
ST | 0 | 0 | 0 | 0 | 0 | 0
STOG | 2546.55 | 2546.55 | 2546.55 | 2546.55 | 2546.55 | 2546.55
STWD | 0 | 0 | 0 | 0 | 0 | 0
WT | 0 | 0 | 0 | 0 | 0 | 0
IGCC | 0 | 0 | 0 | 0 | 0 | 0
DemandResponse | 0 | 0 | 0 | 0 | 0 | 0
IGCC-CCS | 0 | 0 | 0 | 0 | 0 | 0
WT_off | 0 | 0 | 0 | 0 | 0 | 0
PseudoUnit | 0 | 0 | 0 | 0 | 0 | 0
FixedInterchange | 0 | 0 | 0 | 0 | 0 | 0
Cumulative Retirements of Capacity by Reporting Type: PJM_E
ReportingType | 2015 | 2020 | 2025 | 2030 | 2035 | 2040
BM | 0 | 0 | 0 | 0 | 0 | 0
CC | 0 | 0 | 0 | 0 | 0 | 0
CSP | 0 | 0 | 0 | 0 | 0 | 0
CT | 0 | 0 | 0 | 0 | 0 | 0
Coal | 3285 | 3853 | 3853 | 3853 | 3853 | 3853
Geo | 0 | 0 | 0 | 0 | 0 | 0
H | 0 | 0 | 0 | 0 | 0 | 0
LFG | 0 | 0 | 0 | 0 | 0 | 0
Nuc | 0 | 614.5 | 614.5 | 614.5 | 2838.5 | 4012.5
PS | 0 | 0 | 0 | 0 | 0 | 0
PV | 0 | 0 | 0 | 0 | 0 | 0
PeakG | 268.5 | 268.5 | 268.5 | 268.5 | 268.5 | 268.5
PeakO | 2.7 | 2.7 | 2.7 | 2.7 | 2.7 | 2.7
ST | 0 | 0 | 0 | 0 | 0 | 0
STOG | 636.5 | 636.5 | 636.5 | 636.5 | 636.5 | 636.5
STWD | 0 | 0 | 0 | 0 | 0 | 0
WT | 0 | 0 | 0 | 0 | 0 | 0
IGCC | 0 | 0 | 0 | 0 | 0 | 0
DemandResponse | 0 | 0 | 0 | 0 | 0 | 0
IGCC-CCS | 0 | 0 | 0 | 0 | 0 | 0
WT_off | 0 | 0 | 0 | 0 | 0 | 0
PseudoUnit | 0 | 0 | 0 | 0 | 0 | 0
FixedInterchange | 0 | 0 | 0 | 0 | 0 | 0
Cumulative Retirements of Capacity by Reporting Type: PJM_ROM
ReportingType | 2015 | 2020 | 2025 | 2030 | 2035 | 2040
BM | 0 | 0 | 0 | 0 | 0 | 0
CC | 0 | 0 | 0 | 0 | 0 | 0
CSP | 0 | 0 | 0 | 0 | 0 | 0
CT | 0 | 0 | 0 | 0 | 0 | 0
Coal | 8669.5 | 8669.5 | 8669.5 | 8669.5 | 8669.5 | 8669.5
Geo | 0 | 0 | 0 | 0 | 0 | 0
H | 0 | 0 | 0 | 0 | 0 | 0
LFG | 0 | 0 | 0 | 0 | 0 | 0
Nuc | 0 | 0 | 0 | 0 | 1732 | 2631
PS | 0 | 0 | 0 | 0 | 0 | 0
PV | 0 | 0 | 0 | 0 | 0 | 0
PeakG | 0 | 0 | 0 | 0 | 0 | 0
PeakO | 270 | 270 | 270 | 270 | 270 | 270
ST | 0 | 0 | 0 | 0 | 0 | 0
STOG | 580 | 580 | 580 | 580 | 580 | 580
STWD | 0 | 0 | 0 | 0 | 0 | 0
WT | 0 | 0 | 0 | 0 | 0 | 0
IGCC | 0 | 0 | 0 | 0 | 0 | 0
DemandResponse | 0 | 0 | 0 | 0 | 0 | 0
IGCC-CCS | 0 | 0 | 0 | 0 | 0 | 0
WT_off | 0 | 0 | 0 | 0 | 0 | 0
PseudoUnit | 0 | 0 | 0 | 0 | 0 | 0
FixedInterchange | 0 | 0 | 0 | 0 | 0 | 0
Cumulative Retirements of Capacity by Reporting Type: PJM_ROR
ReportingType | 2015 | 2020 | 2025 | 2030 | 2035 | 2040
BM | 0 | 0 | 0 | 0 | 0 | 192
CC | 0 | 0 | 0 | 0 | 0 | 0
CSP | 0 | 0 | 0 | 0 | 0 | 0
CT | 0 | 0 | 0 | 0 | 0 | 0
Coal | 13860.59 | 23770.22 | 23770.22 | 23770.22 | 23770.22 | 23770.22
Geo | 0 | 0 | 0 | 0 | 0 | 0
H | 0 | 0 | 0 | 0 | 0 | 0
LFG | 0 | 0 | 0 | 0 | 0 | 0
Nuc | 0 | 0 | 0 | 867 | 5142 | 10025.16
PS | 0 | 0 | 0 | 0 | 0 | 0
PV | 0 | 0 | 0 | 0 | 0 | 0
PeakG | 0 | 0 | 0 | 0 | 0 | 0
PeakO | 19 | 19 | 19 | 19 | 19 | 19
ST | 0 | 0 | 0 | 0 | 0 | 0
STOG | 35 | 35 | 35 | 35 | 35 | 35
STWD | 0 | 0 | 0 | 0 | 0 | 0
WT | 0 | 0 | 0 | 0 | 0 | 0
IGCC | 0 | 0 | 0 | 0 | 0 | 0
DemandResponse | 0 | 0 | 0 | 0 | 0 | 0
IGCC-CCS | 0 | 0 | 0 | 0 | 0 | 0
WT_off | 0 | 0 | 0 | 0 | 0 | 0
PseudoUnit | 0 | 0 | 0 | 0 | 0 | 0
FixedInterchange | 0 | 0 | 0 | 0 | 0 | 0
Cumulative Retirements of Capacity by Reporting Type: SOCO
ReportingType | 2015 | 2020 | 2025 | 2030 | 2035 | 2040
BM | 0 | 0 | 0 | 0 | 0 | 0
CC | 0 | 0 | 0 | 0 | 0 | 0
CSP | 0 | 0 | 0 | 0 | 0 | 0
CT | 0 | 0 | 0 | 0 | 0 | 0
Coal | 10105.93 | 10354.93 | 10354.93 | 10354.93 | 10354.93 | 10354.93
Geo | 0 | 0 | 0 | 0 | 0 | 0
H | 0 | 0 | 0 | 0 | 0 | 0
LFG | 0 | 0 | 0 | 0 | 0 | 0
Nuc | 0 | 0 | 0 | 0 | 0 | 2645.05
PS | 0 | 0 | 0 | 0 | 0 | 0
PV | 0 | 0 | 0 | 0 | 0 | 0
PeakG | 0 | 0 | 0 | 0 | 0 | 0
PeakO | 1091.25 | 1091.25 | 1091.25 | 1091.25 | 1091.25 | 1091.25
ST | 0 | 0 | 0 | 0 | 0 | 0
STOG | 854 | 854 | 854 | 854 | 854 | 854
STWD | 0 | 0 | 0 | 0 | 0 | 0
WT | 0 | 0 | 0 | 0 | 0 | 0
IGCC | 0 | 0 | 0 | 0 | 0 | 0
DemandResponse | 0 | 0 | 0 | 0 | 0 | 0
IGCC-CCS | 0 | 0 | 0 | 0 | 0 | 0
WT_off | 0 | 0 | 0 | 0 | 0 | 0
PseudoUnit | 0 | 0 | 0 | 0 | 0 | 0
FixedInterchange | 0 | 0 | 0 | 0 | 0 | 0
Cumulative Retirements of Capacity by Reporting Type: SPP_N
ReportingType | 2015 | 2020 | 2025 | 2030 | 2035 | 2040
BM | 0 | 0 | 0 | 0 | 0 | 0
CC | 0 | 0 | 0 | 0 | 0 | 0
CSP | 0 | 0 | 0 | 0 | 0 | 0
CT | 0 | 0 | 0 | 0 | 0 | 0
Coal | 334 | 1032.46 | 1747.5 | 1747.5 | 1747.5 | 1747.5
Geo | 0 | 0 | 0 | 0 | 0 | 0
H | 0 | 0 | 0 | 0 | 0 | 0
LFG | 0 | 0 | 0 | 0 | 0 | 0
Nuc | 0 | 0 | 0 | 0 | 0 | 0
PS | 0 | 0 | 0 | 0 | 0 | 0
PV | 0 | 0 | 0 | 0 | 0 | 0
PeakG | 0 | 0 | 0 | 0 | 0 | 0
PeakO | 0 | 0 | 0 | 0 | 0 | 0
ST | 0 | 0 | 0 | 0 | 0 | 0
STOG | 805.07 | 805.07 | 1208.11 | 1208.11 | 1208.11 | 1208.11
STWD | 0 | 0 | 0 | 0 | 0 | 0
WT | 0 | 0 | 0 | 0 | 0 | 0
IGCC | 0 | 0 | 0 | 0 | 0 | 0
DemandResponse | 0 | 0 | 0 | 0 | 0 | 0
IGCC-CCS | 0 | 0 | 0 | 0 | 0 | 0
WT_off | 0 | 0 | 0 | 0 | 0 | 0
PseudoUnit | 0 | 0 | 0 | 0 | 0 | 0
FixedInterchange | 0 | 0 | 0 | 0 | 0 | 0
Cumulative Retirements of Capacity by Reporting Type: SPP_S
ReportingType | 2015 | 2020 | 2025 | 2030 | 2035 | 2040
BM | 0 | 0 | 0 | 0 | 0 | 0
CC | 0 | 0 | 0 | 0 | 0 | 0
CSP | 0 | 0 | 0 | 0 | 0 | 0
CT | 0 | 0 | 0 | 0 | 0 | 0
Coal | 522 | 1910.21 | 8159.8 | 8337.8 | 8337.8 | 8337.8
Geo | 0 | 0 | 0 | 0 | 0 | 0
H | 0 | 0 | 0 | 0 | 0 | 0
LFG | 0 | 0 | 0 | 0 | 0 | 0
Nuc | 0 | 0 | 0 | 0 | 0 | 0
PS | 0 | 0 | 0 | 0 | 0 | 0
PV | 0 | 0 | 0 | 0 | 0 | 0
PeakG | 0 | 0 | 0 | 0 | 0 | 0
PeakO | 0 | 0 | 0 | 0 | 0 | 0
ST | 0 | 0 | 0 | 0 | 0 | 0
STOG | 917.42 | 917.42 | 917.42 | 917.42 | 917.42 | 917.42
STWD | 0 | 0 | 0 | 0 | 0 | 0
WT | 0 | 0 | 0 | 0 | 0 | 0
IGCC | 0 | 0 | 0 | 0 | 0 | 0
DemandResponse | 0 | 0 | 0 | 0 | 0 | 0
IGCC-CCS | 0 | 0 | 0 | 0 | 0 | 0
WT_off | 0 | 0 | 0 | 0 | 0 | 0
PseudoUnit | 0 | 0 | 0 | 0 | 0 | 0
FixedInterchange | 0 | 0 | 0 | 0 | 0 | 0
Cumulative Retirements of Capacity by Reporting Type: TVA
ReportingType | 2015 | 2020 | 2025 | 2030 | 2035 | 2040
BM | 0 | 0 | 0 | 0 | 0 | 0
CC | 0 | 0 | 0 | 0 | 0 | 0
CSP | 0 | 0 | 0 | 0 | 0 | 0
CT | 0 | 0 | 0 | 0 | 0 | 0
Coal | 3610.95 | 4351.95 | 4351.95 | 4351.95 | 4351.95 | 4351.95
Geo | 0 | 0 | 0 | 0 | 0 | 0
H | 0 | 0 | 0 | 0 | 0 | 0
LFG | 0 | 0 | 0 | 0 | 0 | 0
Nuc | 0 | 0 | 0 | 0 | 2512.33 | 3791
PS | 0 | 0 | 0 | 0 | 0 | 0
PV | 0 | 0 | 0 | 0 | 0 | 0
PeakG | 0 | 0 | 0 | 0 | 0 | 0
PeakO | 0 | 0 | 0 | 0 | 0 | 0
ST | 0 | 0 | 0 | 0 | 0 | 0
STOG | 0 | 0 | 0 | 0 | 0 | 0
STWD | 0 | 0 | 0 | 0 | 0 | 0
WT | 0 | 0 | 0 | 0 | 0 | 0
IGCC | 0 | 0 | 0 | 0 | 0 | 0
DemandResponse | 0 | 0 | 0 | 0 | 0 | 0
IGCC-CCS | 0 | 0 | 0 | 0 | 0 | 0
WT_off | 0 | 0 | 0 | 0 | 0 | 0
PseudoUnit | 0 | 0 | 0 | 0 | 0 | 0
FixedInterchange | 0 | 0 | 0 | 0 | 0 | 0
Cumulative Retirements of Capacity by Reporting Type: TVA_Transmission
ReportingType | 2015 | 2020 | 2025 | 2030 | 2035 | 2040
BM | 0 | 0 | 0 | 0 | 0 | 0
CC | 0 | 0 | 0 | 0 | 0 | 0
CSP | 0 | 0 | 0 | 0 | 0 | 0
CT | 0 | 0 | 0 | 0 | 0 | 0
Coal | 0 | 0 | 0 | 0 | 0 | 0
Geo | 0 | 0 | 0 | 0 | 0 | 0
H | 0 | 0 | 0 | 0 | 0 | 0
LFG | 0 | 0 | 0 | 0 | 0 | 0
Nuc | 0 | 0 | 0 | 0 | 0 | 0
PS | 0 | 0 | 0 | 0 | 0 | 0
PV | 0 | 0 | 0 | 0 | 0 | 0
PeakG | 0 | 0 | 0 | 0 | 0 | 0
PeakO | 0 | 0 | 0 | 0 | 0 | 0
ST | 0 | 0 | 0 | 0 | 0 | 0
STOG | 0 | 0 | 0 | 0 | 0 | 0
STWD | 0 | 0 | 0 | 0 | 0 | 0
WT | 0 | 0 | 0 | 0 | 0 | 0
IGCC | 0 | 0 | 0 | 0 | 0 | 0
DemandResponse | 0 | 0 | 0 | 0 | 0 | 0
IGCC-CCS | 0 | 0 | 0 | 0 | 0 | 0
WT_off | 0 | 0 | 0 | 0 | 0 | 0
PseudoUnit | 0 | 0 | 0 | 0 | 0 | 0
FixedInterchange | 0 | 0 | 0 | 0 | 0 | 0
Cumulative Retirements of Capacity by Reporting Type: VACAR
ReportingType | 2015 | 2020 | 2025 | 2030 | 2035 | 2040
BM | 0 | 0 | 0 | 0 | 0 | 0
CC | 0 | 0 | 0 | 0 | 0 | 0
CSP | 0 | 0 | 0 | 0 | 0 | 0
CT | 0 | 0 | 0 | 0 | 0 | 0
Coal | 3383.99 | 5561.99 | 5561.99 | 5561.99 | 5561.99 | 5561.99
Geo | 0 | 0 | 0 | 0 | 0 | 0
H | 0 | 0 | 0 | 0 | 0 | 0
LFG | 0 | 0 | 0 | 0 | 0 | 0
Nuc | 0 | 0 | 0 | 0 | 3248 | 5106
PS | 0 | 0 | 0 | 0 | 0 | 0
PV | 0 | 0 | 0 | 0 | 0 | 0
PeakG | 0 | 0 | 0 | 0 | 0 | 0
PeakO | 0 | 0 | 0 | 0 | 0 | 0
ST | 0 | 0 | 0 | 0 | 0 | 0
STOG | 0 | 0 | 0 | 0 | 0 | 0
STWD | 0 | 0 | 0 | 0 | 0 | 0
WT | 0 | 0 | 0 | 0 | 0 | 0
IGCC | 0 | 0 | 0 | 0 | 0 | 0
DemandResponse | 0 | 0 | 0 | 0 | 0 | 0
IGCC-CCS | 0 | 0 | 0 | 0 | 0 | 0
WT_off | 0 | 0 | 0 | 0 | 0 | 0
PseudoUnit | 0 | 0 | 0 | 0 | 0 | 0
FixedInterchange | 0 | 0 | 0 | 0 | 0 | 0
Cumulative Retirements of Capacity by Reporting Type: IESO
ReportingType | 2015 | 2020 | 2025 | 2030 | 2035 | 2040
BM | 0 | 0 | 0 | 0 | 0 | 0
CC | 3107.3 | 3107.3 | 3107.3 | 3107.3 | 3107.3 | 3107.3
CSP | 0 | 0 | 0 | 0 | 0 | 0
CT | 0 | 0 | 0 | 0 | 0 | 0
Coal | 6416 | 6416 | 6416 | 6416 | 6416 | 6416
Geo | 0 | 0 | 0 | 0 | 0 | 0
H | 0 | 0 | 0 | 0 | 0 | 0
LFG | 0 | 0 | 0 | 0 | 0 | 0
Nuc | 0 | 0 | 0 | 0 | 1030 | 2570
PS | 0 | 0 | 0 | 0 | 0 | 0
PV | 0 | 0 | 0 | 0 | 1067.26 | 1067.26
PeakG | 0 | 0 | 0 | 0 | 0 | 0
PeakO | 145.65 | 145.65 | 145.65 | 145.65 | 145.65 | 145.65
ST | 0 | 0 | 0 | 0 | 0 | 0
STOG | 2126 | 2126 | 2126 | 2126 | 2126 | 2126
STWD | 139 | 139 | 139 | 139 | 139 | 139
WT | 0 | 0 | 0 | 0 | 2105.9 | 2105.9
IGCC | 0 | 0 | 0 | 0 | 0 | 0
DemandResponse | 0 | 0 | 0 | 0 | 0 | 0
IGCC-CCS | 0 | 0 | 0 | 0 | 0 | 0
WT_off | 0 | 0 | 0 | 0 | 0 | 0
PseudoUnit | 0 | 0 | 0 | 0 | 0 | 0
FixedInterchange | 0 | 0 | 0 | 0 | 0 | 0
Cumulative Retirements of Capacity by Reporting Type: MAPP_CA
ReportingType | 2015 | 2020 | 2025 | 2030 | 2035 | 2040
BM | 0 | 0 | 0 | 0 | 0 | 0
CC | 0 | 0 | 0 | 527.68 | 527.68 | 527.68
CSP | 0 | 0 | 0 | 0 | 0 | 0
CT | 0 | 0 | 0 | 0 | 0 | 0
Coal | 75.01 | 440.12 | 1710.9 | 1745.9 | 1745.9 | 1745.9
Geo | 0 | 0 | 0 | 0 | 0 | 0
H | 0 | 0 | 0 | 0 | 0 | 0
LFG | 0 | 0 | 0 | 0 | 0 | 0
Nuc | 0 | 0 | 0 | 0 | 0 | 0
PS | 0 | 0 | 0 | 0 | 0 | 0
PV | 0 | 0 | 0 | 0 | 0 | 0
PeakG | 0 | 0 | 0 | 0 | 0 | 0
PeakO | 0 | 0 | 0 | 0 | 0 | 0
ST | 0 | 0 | 0 | 0 | 0 | 0
STOG | 0 | 0 | 0 | 126 | 126 | 126
STWD | 0 | 0 | 0 | 0 | 0 | 0
WT | 0 | 0 | 0 | 0 | 0 | 0
IGCC | 0 | 0 | 0 | 0 | 0 | 0
DemandResponse | 0 | 0 | 0 | 0 | 0 | 0
IGCC-CCS | 0 | 0 | 0 | 0 | 0 | 0
WT_off | 0 | 0 | 0 | 0 | 0 | 0
PseudoUnit | 0 | 0 | 0 | 0 | 0 | 0
FixedInterchange | 0 | 0 | 0 | 0 | 0 | 0
Cumulative Retirements of Capacity by Reporting Type: AZ_NM_SNV_Coal
ReportingType | 2015 | 2020 | 2025 | 2030 | 2035 | 2040
BM | 0 | 0 | 0 | 0 | 0 | 0
CC | 0 | 0 | 0 | 0 | 0 | 0
CSP | 0 | 0 | 0 | 0 | 0 | 0
CT | 0 | 0 | 0 | 0 | 0 | 0
Coal | 0 | 0 | 0 | 0 | 0 | 0
Geo | 0 | 0 | 0 | 0 | 0 | 0
H | 0 | 0 | 0 | 0 | 0 | 0
LFG | 0 | 0 | 0 | 0 | 0 | 0
Nuc | 0 | 0 | 0 | 0 | 0 | 0
PS | 0 | 0 | 0 | 0 | 0 | 0
PV | 0 | 0 | 0 | 0 | 0 | 0
PeakG | 0 | 0 | 0 | 0 | 0 | 0
PeakO | 200 | 200 | 200 | 200 | 200 | 200
ST | 0 | 0 | 0 | 0 | 0 | 0
STOG | 0 | 0 | 0 | 0 | 0 | 0
STWD | 0 | 0 | 0 | 0 | 0 | 0
WT | 0 | 0 | 0 | 0 | 0 | 0
IGCC | 0 | 0 | 0 | 0 | 0 | 0
DemandResponse | 0 | 0 | 0 | 0 | 0 | 0
IGCC-CCS | 0 | 0 | 0 | 0 | 0 | 0
WT_off | 0 | 0 | 0 | 0 | 0 | 0
PseudoUnit | 0 | 0 | 0 | 0 | 0 | 0
FixedInterchange | 0 | 0 | 0 | 0 | 0 | 0
Cumulative Retirements of Capacity by Reporting Type: AZ_NM_SNV_Gas
ReportingType | 2015 | 2020 | 2025 | 2030 | 2035 | 2040
BM | 0 | 0 | 0 | 0 | 0 | 0
CC | 1095 | 1095 | 1095 | 1095 | 1095 | 1095
CSP | 0 | 0 | 0 | 0 | 0 | 0
CT | 0 | 0 | 0 | 0 | 736 | 736
Coal | 0 | 0 | 0 | 0 | 0 | 0
Geo | 0 | 0 | 0 | 0 | 0 | 0
H | 0 | 0 | 0 | 0 | 0 | 0
LFG | 0 | 0 | 0 | 0 | 0 | 0
Nuc | 0 | 0 | 0 | 0 | 0 | 0
PS | 0 | 0 | 0 | 0 | 0 | 0
PV | 0 | 0 | 0 | 0 | 0 | 0
PeakG | 1589.56 | 1589.56 | 1589.56 | 1589.56 | 1589.56 | 3660
PeakO | 0 | 0 | 0 | 0 | 0 | 0
ST | 0 | 0 | 0 | 0 | 0 | 0
STOG | 2064 | 2064 | 2064 | 2064 | 2064 | 2064
STWD | 0 | 0 | 0 | 0 | 0 | 0
WT | 0 | 0 | 0 | 0 | 0 | 0
IGCC | 0 | 0 | 0 | 0 | 0 | 0
DemandResponse | 0 | 0 | 0 | 0 | 0 | 0
IGCC-CCS | 0 | 0 | 0 | 0 | 0 | 0
WT_off | 0 | 0 | 0 | 0 | 0 | 0
PseudoUnit | 0 | 0 | 0 | 0 | 0 | 0
FixedInterchange | 0 | 0 | 0 | 0 | 0 | 0
Cumulative Retirements of Capacity by Reporting Type: AZ_NM_SNV_NucRenew
ReportingType | 2015 | 2020 | 2025 | 2030 | 2035 | 2040
BM | 0 | 0 | 0 | 0 | 0 | 0
CC | 0 | 0 | 0 | 0 | 0 | 0
CSP | 65 | 65 | 65 | 65 | 65 | 65
CT | 0 | 0 | 0 | 0 | 0 | 0
Coal | 0 | 0 | 0 | 0 | 0 | 0
Geo | 0 | 0 | 0 | 0 | 0 | 0
H | 0 | 0 | 0 | 0 | 0 | 0
LFG | 0 | 0 | 0 | 0 | 0 | 0
Nuc | 0 | 0 | 0 | 0 | 0 | 0
PS | 0 | 0 | 0 | 0 | 0 | 0
PV | 0 | 0 | 0 | 0 | 0 | 0
PeakG | 0 | 0 | 0 | 0 | 0 | 0
PeakO | 0 | 0 | 0 | 0 | 0 | 0
ST | 0 | 0 | 0 | 0 | 0 | 0
STOG | 0 | 0 | 0 | 0 | 0 | 0
STWD | 0 | 0 | 0 | 0 | 0 | 0
WT | 0 | 0 | 0 | 0 | 0 | 0
IGCC | 0 | 0 | 0 | 0 | 0 | 0
DemandResponse | 0 | 0 | 0 | 0 | 0 | 0
IGCC-CCS | 0 | 0 | 0 | 0 | 0 | 0
WT_off | 0 | 0 | 0 | 0 | 0 | 0
PseudoUnit | 0 | 0 | 0 | 0 | 0 | 0
FixedInterchange | 0 | 0 | 0 | 0 | 0 | 0
Cumulative Retirements of Capacity by Reporting Type: ERCOT
ReportingType | 2015 | 2020 | 2025 | 2030 | 2035 | 2040
BM | 0 | 0 | 0 | 0 | 0 | 0
CC | 0 | 0 | 0 | 0 | 0 | 0
CSP | 0 | 0 | 0 | 0 | 0 | 0
CT | 0 | 0 | 0 | 0 | 0 | 0
Coal | 1144 | 1144 | 1144 | 1144 | 1144 | 1144
Geo | 0 | 0 | 0 | 0 | 0 | 0
H | 0 | 0 | 0 | 0 | 0 | 0
LFG | 0 | 0 | 0 | 0 | 0 | 0
Nuc | 0 | 0 | 0 | 0 | 0 | 0
PS | 0 | 0 | 0 | 0 | 0 | 0
PV | 0 | 0 | 0 | 0 | 14 | 14
PeakG | 0 | 0 | 0 | 0 | 0 | 0
PeakO | 0 | 0 | 0 | 0 | 0 | 0
ST | 0 | 0 | 0 | 0 | 0 | 0
STOG | 1713.29 | 1713.29 | 1713.29 | 1713.29 | 1713.29 | 1713.29
STWD | 0 | 0 | 0 | 0 | 0 | 0
WT | 0 | 0 | 0 | 0 | 0 | 0
IGCC | 0 | 0 | 0 | 0 | 0 | 0
DemandResponse | 0 | 0 | 0 | 0 | 0 | 0
IGCC-CCS | 0 | 0 | 0 | 0 | 0 | 0
WT_off | 0 | 0 | 0 | 0 | 0 | 0
PseudoUnit | 0 | 0 | 0 | 0 | 0 | 0
FixedInterchange | 0 | 0 | 0 | 0 | 0 | 0
Cumulative Retirements of Capacity by Reporting Type: NP15
ReportingType | 2015 | 2020 | 2025 | 2030 | 2035 | 2040
BM | 0 | 0 | 0 | 0 | 0 | 0
CC | 0 | 0 | 0 | 0 | 0 | 0
CSP | 0 | 0 | 0 | 0 | 0 | 0
CT | 0 | 0 | 0 | 0 | 0 | 0
Coal | 163.7 | 191.9 | 191.9 | 191.9 | 191.9 | 191.9
Geo | 0 | 0 | 0 | 0 | 0 | 0
H | 0 | 0 | 0 | 0 | 0 | 0
LFG | 0 | 0 | 0 | 0 | 0 | 0
Nuc | 0 | 0 | 0 | 0 | 0 | 0
PS | 0 | 0 | 0 | 0 | 0 | 0
PV | 0 | 0 | 0 | 0 | 6.5 | 6.5
PeakG | 0 | 0 | 0 | 0 | 0 | 0
PeakO | 156 | 156 | 156 | 156 | 156 | 156
ST | 0 | 0 | 0 | 0 | 0 | 0
STOG | 1046.4 | 1046.4 | 1046.4 | 1046.4 | 1046.4 | 1046.4
STWD | 0 | 0 | 0 | 0 | 0 | 0
WT | 0 | 0 | 0 | 0 | 0 | 0
IGCC | 0 | 0 | 0 | 0 | 0 | 0
DemandResponse | 0 | 0 | 0 | 0 | 0 | 0
IGCC-CCS | 0 | 0 | 0 | 0 | 0 | 0
WT_off | 0 | 0 | 0 | 0 | 0 | 0
PseudoUnit | 0 | 0 | 0 | 0 | 0 | 0
FixedInterchange | 0 | 0 | 0 | 0 | 0 | 0
Cumulative Retirements of Capacity by Reporting Type: NWPP_Coal
ReportingType | 2015 | 2020 | 2025 | 2030 | 2035 | 2040
BM | 0 | 0 | 0 | 0 | 0 | 0
CC | 0 | 0 | 0 | 0 | 0 | 0
CSP | 0 | 0 | 0 | 0 | 0 | 0
CT | 0 | 0 | 0 | 0 | 0 | 0
Coal | 685.88 | 685.88 | 685.88 | 685.88 | 685.88 | 685.88
Geo | 0 | 0 | 0 | 0 | 0 | 0
H | 0 | 0 | 0 | 0 | 0 | 0
LFG | 0 | 0 | 0 | 0 | 0 | 0
Nuc | 0 | 0 | 0 | 0 | 0 | 0
PS | 0 | 0 | 0 | 0 | 0 | 0
PV | 0 | 0 | 0 | 0 | 0 | 0
PeakG | 0 | 0 | 0 | 0 | 0 | 0
PeakO | 183 | 183 | 183 | 183 | 183 | 183
ST | 0 | 0 | 0 | 0 | 0 | 0
STOG | 0 | 0 | 0 | 0 | 0 | 0
STWD | 0 | 0 | 0 | 0 | 0 | 0
WT | 0 | 0 | 0 | 0 | 0 | 0
IGCC | 0 | 0 | 0 | 0 | 0 | 0
DemandResponse | 0 | 0 | 0 | 0 | 0 | 0
IGCC-CCS | 0 | 0 | 0 | 0 | 0 | 0
WT_off | 0 | 0 | 0 | 0 | 0 | 0
PseudoUnit | 0 | 0 | 0 | 0 | 0 | 0
FixedInterchange | 0 | 0 | 0 | 0 | 0 | 0
Cumulative Retirements of Capacity by Reporting Type: NWPP_Gas
ReportingType | 2015 | 2020 | 2025 | 2030 | 2035 | 2040
BM | 0 | 0 | 0 | 0 | 0 | 0
CC | 1678 | 1678 | 1678 | 1678 | 1678 | 1678
CSP | 0 | 0 | 0 | 0 | 0 | 0
CT | 0 | 0 | 0 | 0 | 150 | 150
Coal | 0 | 0 | 0 | 0 | 0 | 0
Geo | 0 | 0 | 0 | 0 | 0 | 0
H | 0 | 0 | 0 | 0 | 0 | 0
LFG | 0 | 0 | 0 | 0 | 0 | 0
Nuc | 0 | 0 | 0 | 0 | 0 | 0
PS | 0 | 0 | 0 | 0 | 0 | 0
PV | 0 | 0 | 0 | 0 | 0 | 0
PeakG | 2623 | 2623 | 2623 | 2623 | 2623 | 2623
PeakO | 0 | 0 | 0 | 0 | 0 | 0
ST | 0 | 0 | 0 | 0 | 0 | 0
STOG | 786 | 786 | 786 | 786 | 786 | 786
STWD | 0 | 0 | 0 | 0 | 0 | 0
WT | 0 | 0 | 0 | 0 | 0 | 0
IGCC | 0 | 0 | 0 | 0 | 0 | 0
DemandResponse | 0 | 0 | 0 | 0 | 0 | 0
IGCC-CCS | 0 | 0 | 0 | 0 | 0 | 0
WT_off | 0 | 0 | 0 | 0 | 0 | 0
PseudoUnit | 0 | 0 | 0 | 0 | 0 | 0
FixedInterchange | 0 | 0 | 0 | 0 | 0 | 0
Cumulative Retirements of Capacity by Reporting Type: NWPP_NucRenew
ReportingType | 2015 | 2020 | 2025 | 2030 | 2035 | 2040
BM | 0 | 0 | 0 | 0 | 0 | 0
CC | 0 | 0 | 0 | 0 | 0 | 0
CSP | 0 | 0 | 0 | 0 | 0 | 0
CT | 0 | 0 | 0 | 0 | 0 | 0
Coal | 0 | 0 | 0 | 0 | 0 | 0
Geo | 4.8 | 4.8 | 4.8 | 4.8 | 4.8 | 4.8
H | 0 | 0 | 0 | 0 | 0 | 0
LFG | 0 | 0 | 0 | 0 | 0 | 0
Nuc | 0 | 0 | 0 | 0 | 0 | 0
PS | 0 | 0 | 0 | 0 | 0 | 0
PV | 0 | 0 | 0 | 0 | 0 | 0
PeakG | 0 | 0 | 0 | 0 | 0 | 0
PeakO | 0 | 0 | 0 | 0 | 0 | 0
ST | 0 | 0 | 0 | 0 | 0 | 0
STOG | 0 | 0 | 0 | 0 | 0 | 0
STWD | 181.91 | 181.91 | 181.91 | 181.91 | 181.91 | 181.91
WT | 0 | 0 | 0 | 0 | 0 | 0
IGCC | 0 | 0 | 0 | 0 | 0 | 0
DemandResponse | 0 | 0 | 0 | 0 | 0 | 0
IGCC-CCS | 0 | 0 | 0 | 0 | 0 | 0
WT_off | 0 | 0 | 0 | 0 | 0 | 0
PseudoUnit | 0 | 0 | 0 | 0 | 0 | 0
FixedInterchange | 0 | 0 | 0 | 0 | 0 | 0
Cumulative Retirements of Capacity by Reporting Type: RMPA
ReportingType | 2015 | 2020 | 2025 | 2030 | 2035 | 2040
BM | 0 | 0 | 0 | 0 | 0 | 0
CC | 0 | 0 | 0 | 0 | 0 | 0
CSP | 1 | 1 | 1 | 1 | 1 | 1
CT | 0 | 0 | 0 | 0 | 119.22 | 119.22
Coal | 480 | 650.5 | 1102.62 | 1102.62 | 1102.62 | 1125
Geo | 0 | 0 | 0 | 0 | 0 | 0
H | 0 | 0 | 0 | 0 | 0 | 0
LFG | 0 | 0 | 0 | 0 | 0 | 0
Nuc | 0 | 0 | 0 | 0 | 0 | 0
PS | 0 | 0 | 0 | 0 | 0 | 0
PV | 0 | 0 | 0 | 0 | 0 | 0
PeakG | 0 | 0 | 0 | 0 | 0 | 0
PeakO | 0 | 0 | 0 | 0 | 0 | 0
ST | 0 | 0 | 0 | 0 | 0 | 0
STOG | 217 | 217 | 217 | 217 | 217 | 217
STWD | 0 | 0 | 0 | 0 | 0 | 0
WT | 0 | 0 | 0 | 0 | 0 | 0
IGCC | 0 | 0 | 0 | 0 | 0 | 0
DemandResponse | 0 | 0 | 0 | 0 | 0 | 0
IGCC-CCS | 0 | 0 | 0 | 0 | 0 | 0
WT_off | 0 | 0 | 0 | 0 | 0 | 0
PseudoUnit | 0 | 0 | 0 | 0 | 0 | 0
FixedInterchange | 0 | 0 | 0 | 0 | 0 | 0
Cumulative Retirements of Capacity by Reporting Type: SP15
ReportingType | 2015 | 2020 | 2025 | 2030 | 2035 | 2040
BM | 0 | 0 | 0 | 0 | 0 | 0
CC | 0 | 0 | 0 | 0 | 0 | 0
CSP | 409 | 409 | 409 | 409 | 409 | 409
CT | 0 | 0 | 0 | 0 | 0 | 0
Coal | 141.5 | 141.5 | 141.5 | 141.5 | 242.7 | 242.7
Geo | 0 | 0 | 0 | 0 | 0 | 0
H | 0 | 0 | 0 | 0 | 0 | 0
LFG | 0 | 0 | 0 | 0 | 0 | 0
Nuc | 0 | 0 | 0 | 0 | 0 | 0
PS | 0 | 0 | 0 | 0 | 0 | 0
PV | 0 | 0 | 0 | 0 | 3.8 | 3.8
PeakG | 44 | 44 | 44 | 44 | 44 | 44
PeakO | 15 | 15 | 15 | 15 | 15 | 15
ST | 0 | 0 | 0 | 0 | 0 | 0
STOG | 958 | 958 | 958 | 958 | 958 | 958
STWD | 0 | 0 | 0 | 0 | 0 | 0
WT | 126.2 | 126.2 | 126.2 | 126.2 | 126.2 | 126.2
IGCC | 0 | 0 | 0 | 0 | 0 | 0
DemandResponse | 0 | 0 | 0 | 0 | 0 | 0
IGCC-CCS | 0 | 0 | 0 | 0 | 0 | 0
WT_off | 0 | 0 | 0 | 0 | 0 | 0
PseudoUnit | 0 | 0 | 0 | 0 | 0 | 0
FixedInterchange | 0 | 0 | 0 | 0 | 0 | 0
Cumulative Retirements of Capacity by Reporting Type: ALB
ReportingType | 2015 | 2020 | 2025 | 2030 | 2035 | 2040
BM | 0 | 0 | 0 | 0 | 0 | 0
CC | 0 | 0 | 0 | 0 | 198.68 | 198.68
CSP | 0 | 0 | 0 | 0 | 0 | 0
CT | 0 | 0 | 0 | 0 | 201.5 | 201.5
Coal | 0 | 0 | 0 | 0 | 0 | 0
Geo | 0 | 0 | 0 | 0 | 0 | 0
H | 0 | 0 | 0 | 0 | 0 | 0
LFG | 0 | 0 | 0 | 0 | 0 | 0
Nuc | 0 | 0 | 0 | 0 | 0 | 0
PS | 0 | 0 | 0 | 0 | 0 | 0
PV | 0 | 0 | 0 | 0 | 0 | 0
PeakG | 880.29 | 916.24 | 916.24 | 916.24 | 916.24 | 916.24
PeakO | 6 | 6 | 6 | 6 | 6 | 6
ST | 0 | 0 | 0 | 0 | 0 | 0
STOG | 186 | 186 | 186 | 186 | 186 | 186
STWD | 174 | 174 | 174 | 174 | 174 | 174
WT | 0 | 0 | 0 | 0 | 0 | 0
IGCC | 0 | 0 | 0 | 0 | 0 | 0
DemandResponse | 0 | 0 | 0 | 0 | 0 | 0
IGCC-CCS | 0 | 0 | 0 | 0 | 0 | 0
WT_off | 0 | 0 | 0 | 0 | 0 | 0
PseudoUnit | 0 | 0 | 0 | 0 | 0 | 0
FixedInterchange | 0 | 0 | 0 | 0 | 0 | 0
Cumulative Retirements of Capacity by Reporting Type: BC
ReportingType | 2015 | 2020 | 2025 | 2030 | 2035 | 2040
BM | 0 | 0 | 0 | 0 | 0 | 0
CC | 0 | 0 | 0 | 0 | 0 | 0
CSP | 0 | 0 | 0 | 0 | 0 | 0
CT | 0 | 0 | 0 | 0 | 0 | 0
Coal | 0 | 0 | 0 | 0 | 0 | 0
Geo | 0 | 0 | 0 | 0 | 0 | 0
H | 0 | 0 | 0 | 0 | 0 | 0
LFG | 0 | 0 | 0 | 0 | 0 | 0
Nuc | 0 | 0 | 0 | 0 | 0 | 0
PS | 0 | 0 | 0 | 0 | 0 | 0
PV | 0 | 0 | 0 | 0 | 0 | 0
PeakG | 0 | 0 | 0 | 0 | 0 | 0
PeakO | 0 | 0 | 0 | 0 | 0 | 0
ST | 0 | 0 | 0 | 0 | 0 | 0
STOG | 938 | 938 | 938 | 938 | 938 | 938
STWD | 0 | 0 | 0 | 0 | 0 | 0
WT | 0 | 0 | 0 | 0 | 0 | 0
IGCC | 0 | 0 | 0 | 0 | 0 | 0
DemandResponse | 0 | 0 | 0 | 0 | 0 | 0
IGCC-CCS | 0 | 0 | 0 | 0 | 0 | 0
WT_off | 0 | 0 | 0 | 0 | 0 | 0
PseudoUnit | 0 | 0 | 0 | 0 | 0 | 0
FixedInterchange | 0 | 0 | 0 | 0 | 0 | 0
Cumulative Retirements of Capacity by Reporting Type: HQ_IESO
ReportingType | 2015 | 2020 | 2025 | 2030 | 2035 | 2040
BM | 0 | 0 | 0 | 0 | 0 | 0
CC | 0 | 0 | 0 | 0 | 0 | 0
CSP | 0 | 0 | 0 | 0 | 0 | 0
CT | 0 | 0 | 0 | 0 | 0 | 0
Coal | 0 | 0 | 0 | 0 | 0 | 0
Geo | 0 | 0 | 0 | 0 | 0 | 0
H | 0 | 0 | 0 | 0 | 0 | 0
LFG | 0 | 0 | 0 | 0 | 0 | 0
Nuc | 0 | 0 | 0 | 0 | 0 | 0
PS | 0 | 0 | 0 | 0 | 0 | 0
PV | 0 | 0 | 0 | 0 | 0 | 0
PeakG | 0 | 0 | 0 | 0 | 0 | 0
PeakO | 0 | 0 | 0 | 0 | 0 | 0
ST | 0 | 0 | 0 | 0 | 0 | 0
STOG | 0 | 0 | 0 | 0 | 0 | 0
STWD | 0 | 0 | 0 | 0 | 0 | 0
WT | 0 | 0 | 0 | 0 | 0 | 0
IGCC | 0 | 0 | 0 | 0 | 0 | 0
DemandResponse | 0 | 0 | 0 | 0 | 0 | 0
IGCC-CCS | 0 | 0 | 0 | 0 | 0 | 0
WT_off | 0 | 0 | 0 | 0 | 0 | 0
PseudoUnit | 0 | 0 | 0 | 0 | 0 | 0
FixedInterchange | 0 | 0 | 0 | 0 | 0 | 0
Cumulative Retirements of Capacity by Reporting Type: HQ_NEISO
ReportingType | 2015 | 2020 | 2025 | 2030 | 2035 | 2040
BM | 0 | 0 | 0 | 0 | 0 | 0
CC | 0 | 0 | 0 | 0 | 0 | 0
CSP | 0 | 0 | 0 | 0 | 0 | 0
CT | 0 | 0 | 0 | 0 | 0 | 0
Coal | 0 | 0 | 0 | 0 | 0 | 0
Geo | 0 | 0 | 0 | 0 | 0 | 0
H | 0 | 0 | 0 | 0 | 0 | 0
LFG | 0 | 0 | 0 | 0 | 0 | 0
Nuc | 0 | 0 | 0 | 0 | 0 | 0
PS | 0 | 0 | 0 | 0 | 0 | 0
PV | 0 | 0 | 0 | 0 | 0 | 0
PeakG | 0 | 0 | 0 | 0 | 0 | 0
PeakO | 0 | 0 | 0 | 0 | 0 | 0
ST | 0 | 0 | 0 | 0 | 0 | 0
STOG | 0 | 0 | 0 | 0 | 0 | 0
STWD | 0 | 0 | 0 | 0 | 0 | 0
WT | 0 | 0 | 0 | 0 | 0 | 0
IGCC | 0 | 0 | 0 | 0 | 0 | 0
DemandResponse | 0 | 0 | 0 | 0 | 0 | 0
IGCC-CCS | 0 | 0 | 0 | 0 | 0 | 0
WT_off | 0 | 0 | 0 | 0 | 0 | 0
PseudoUnit | 0 | 0 | 0 | 0 | 0 | 0
FixedInterchange | 0 | 0 | 0 | 0 | 0 | 0
Cumulative Retirements of Capacity by Reporting Type: HQ_NY
ReportingType | 2015 | 2020 | 2025 | 2030 | 2035 | 2040
BM | 0 | 0 | 0 | 0 | 0 | 0
CC | 0 | 0 | 0 | 0 | 0 | 0
CSP | 0 | 0 | 0 | 0 | 0 | 0
CT | 0 | 0 | 0 | 0 | 0 | 0
Coal | 0 | 0 | 0 | 0 | 0 | 0
Geo | 0 | 0 | 0 | 0 | 0 | 0
H | 0 | 0 | 0 | 0 | 0 | 0
LFG | 0 | 0 | 0 | 0 | 0 | 0
Nuc | 0 | 0 | 0 | 0 | 0 | 0
PS | 0 | 0 | 0 | 0 | 0 | 0
PV | 0 | 0 | 0 | 0 | 0 | 0
PeakG | 0 | 0 | 0 | 0 | 0 | 0
PeakO | 0 | 0 | 0 | 0 | 0 | 0
ST | 0 | 0 | 0 | 0 | 0 | 0
STOG | 0 | 0 | 0 | 0 | 0 | 0
STWD | 0 | 0 | 0 | 0 | 0 | 0
WT | 0 | 0 | 0 | 0 | 0 | 0
IGCC | 0 | 0 | 0 | 0 | 0 | 0
DemandResponse | 0 | 0 | 0 | 0 | 0 | 0
IGCC-CCS | 0 | 0 | 0 | 0 | 0 | 0
WT_off | 0 | 0 | 0 | 0 | 0 | 0
PseudoUnit | 0 | 0 | 0 | 0 | 0 | 0
FixedInterchange | 0 | 0 | 0 | 0 | 0 | 0
Cumulative Retirements of Capacity by Reporting Type: MARITIMES
ReportingType | 2015 | 2020 | 2025 | 2030 | 2035 | 2040
BM | 0 | 0 | 0 | 0 | 0 | 0
CC | 0 | 0 | 0 | 0 | 0 | 0
CSP | 0 | 0 | 0 | 0 | 0 | 0
CT | 0 | 0 | 0 | 0 | 0 | 0
Coal | 0 | 0 | 0 | 0 | 0 | 0
Geo | 0 | 0 | 0 | 0 | 0 | 0
H | 0 | 0 | 0 | 0 | 0 | 0
LFG | 0 | 0 | 0 | 0 | 0 | 0
Nuc | 0 | 0 | 0 | 0 | 0 | 0
PS | 0 | 0 | 0 | 0 | 0 | 0
PV | 0 | 0 | 0 | 0 | 0 | 0
PeakG | 0 | 0 | 0 | 0 | 0 | 0
PeakO | 0 | 0 | 0 | 0 | 0 | 0
ST | 0 | 0 | 0 | 0 | 0 | 0
STOG | 0 | 0 | 0 | 0 | 0 | 0
STWD | 0 | 0 | 0 | 0 | 0 | 0
WT | 0 | 0 | 0 | 0 | 0 | 0
IGCC | 0 | 0 | 0 | 0 | 0 | 0
DemandResponse | 0 | 0 | 0 | 0 | 0 | 0
IGCC-CCS | 0 | 0 | 0 | 0 | 0 | 0
WT_off | 0 | 0 | 0 | 0 | 0 | 0
PseudoUnit | 0 | 0 | 0 | 0 | 0 | 0
FixedInterchange | 0 | 0 | 0 | 0 | 0 | 0
Cumulative Retirements of Capacity by Reporting Type: All
ReportingType | 2015 | 2020 | 2025 | 2030 | 2035 | 2040
BM | 0 | 0 | 0 | 0 | 0 | 192
CC | 8202.35 | 8583.19 | 9084.05 | 9611.73 | 9810.41 | 9810.41
CSP | 475 | 475 | 475 | 475 | 475 | 475
CT | 0 | 0 | 0 | 9.5 | 1216.22 | 1216.22
Coal | 71528.9 | 92559.22 | 102202.44 | 102415.44 | 102516.64 | 102539.02
Geo | 4.8 | 4.8 | 4.8 | 4.8 | 4.8 | 4.8
H | 0 | 0 | 0 | 0 | 0 | 0
LFG | 0 | 0 | 0 | 0 | 0 | 0
Nuc | 0 | 614.5 | 614.5 | 2102.7 | 28678.4 | 48384.39
PS | 0 | 0 | 0 | 0 | 0 | 0
PV | 0 | 0 | 0 | 0 | 1123.56 | 1123.56
PeakG | 5405.35 | 5441.3 | 5441.3 | 5441.3 | 5441.3 | 7511.74
PeakO | 2753.51 | 2753.51 | 2753.51 | 2753.51 | 2753.51 | 2753.51
ST | 0 | 0 | 0 | 0 | 0 | 0
STOG | 43200.95 | 43200.95 | 43603.99 | 43729.99 | 43729.99 | 43729.99
STWD | 494.91 | 494.91 | 494.91 | 494.91 | 494.91 | 494.91
WT | 126.2 | 126.2 | 126.2 | 126.2 | 2232.1 | 2232.1
IGCC | 0 | 0 | 0 | 0 | 0 | 0
DemandResponse | 0 | 0 | 0 | 0 | 0 | 0
IGCC-CCS | 0 | 0 | 0 | 0 | 0 | 0
WT_off | 0 | 0 | 0 | 0 | 468 | 468
PseudoUnit | 0 | 0 | 0 | 0 | 0 | 0
FixedInterchange | 0 | 0 | 0 | 0 | 0 | 0
Cumulative Retirements of Capacity by Reporting Type: EI_US
ReportingType | 2015 | 2020 | 2025 | 2030 | 2035 | 2040
BM | 0 | 0 | 0 | 0 | 0 | 192
CC | 2322.05 | 2702.88 | 3203.75 | 3203.75 | 3203.75 | 3203.75
CSP | 0 | 0 | 0 | 0 | 0 | 0
CT | 0 | 0 | 0 | 9.5 | 9.5 | 9.5
Coal | 62422.8 | 82889.32 | 90809.63 | 90987.63 | 90987.63 | 90987.63
Geo | 0 | 0 | 0 | 0 | 0 | 0
H | 0 | 0 | 0 | 0 | 0 | 0
LFG | 0 | 0 | 0 | 0 | 0 | 0
Nuc | 0 | 614.5 | 614.5 | 2102.7 | 27648.4 | 45814.39
PS | 0 | 0 | 0 | 0 | 0 | 0
PV | 0 | 0 | 0 | 0 | 32 | 32
PeakG | 268.5 | 268.5 | 268.5 | 268.5 | 268.5 | 268.5
PeakO | 2047.86 | 2047.86 | 2047.86 | 2047.86 | 2047.86 | 2047.86
ST | 0 | 0 | 0 | 0 | 0 | 0
STOG | 33166.26 | 33166.26 | 33569.3 | 33569.3 | 33569.3 | 33569.3
STWD | 0 | 0 | 0 | 0 | 0 | 0
WT | 0 | 0 | 0 | 0 | 0 | 0
IGCC | 0 | 0 | 0 | 0 | 0 | 0
DemandResponse | 0 | 0 | 0 | 0 | 0 | 0
IGCC-CCS | 0 | 0 | 0 | 0 | 0 | 0
WT_off | 0 | 0 | 0 | 0 | 468 | 468
PseudoUnit | 0 | 0 | 0 | 0 | 0 | 0
FixedInterchange | 0 | 0 | 0 | 0 | 0 | 0
Cumulative Retirements of Capacity by Reporting Type: EI_Canada
ReportingType | 2015 | 2020 | 2025 | 2030 | 2035 | 2040
BM | 0 | 0 | 0 | 0 | 0 | 0
CC | 3107.3 | 3107.3 | 3107.3 | 3634.99 | 3634.99 | 3634.99
CSP | 0 | 0 | 0 | 0 | 0 | 0
CT | 0 | 0 | 0 | 0 | 0 | 0
Coal | 6491.01 | 6856.12 | 8126.9 | 8161.9 | 8161.9 | 8161.9
Geo | 0 | 0 | 0 | 0 | 0 | 0
H | 0 | 0 | 0 | 0 | 0 | 0
LFG | 0 | 0 | 0 | 0 | 0 | 0
Nuc | 0 | 0 | 0 | 0 | 1030 | 2570
PS | 0 | 0 | 0 | 0 | 0 | 0
PV | 0 | 0 | 0 | 0 | 1067.26 | 1067.26
PeakG | 0 | 0 | 0 | 0 | 0 | 0
PeakO | 145.65 | 145.65 | 145.65 | 145.65 | 145.65 | 145.65
ST | 0 | 0 | 0 | 0 | 0 | 0
STOG | 2126 | 2126 | 2126 | 2252 | 2252 | 2252
STWD | 139 | 139 | 139 | 139 | 139 | 139
WT | 0 | 0 | 0 | 0 | 2105.9 | 2105.9
IGCC | 0 | 0 | 0 | 0 | 0 | 0
DemandResponse | 0 | 0 | 0 | 0 | 0 | 0
IGCC-CCS | 0 | 0 | 0 | 0 | 0 | 0
WT_off | 0 | 0 | 0 | 0 | 0 | 0
PseudoUnit | 0 | 0 | 0 | 0 | 0 | 0
FixedInterchange | 0 | 0 | 0 | 0 | 0 | 0
Cumulative Retirements of Capacity by Reporting Type: EI
ReportingType | 2015 | 2020 | 2025 | 2030 | 2035 | 2040
BM | 0 | 0 | 0 | 0 | 0 | 192
CC | 5429.35 | 5810.19 | 6311.05 | 6838.73 | 6838.73 | 6838.73
CSP | 0 | 0 | 0 | 0 | 0 | 0
CT | 0 | 0 | 0 | 9.5 | 9.5 | 9.5
Coal | 68913.82 | 89745.44 | 98936.54 | 99149.53 | 99149.53 | 99149.53
Geo | 0 | 0 | 0 | 0 | 0 | 0
H | 0 | 0 | 0 | 0 | 0 | 0
LFG | 0 | 0 | 0 | 0 | 0 | 0
Nuc | 0 | 614.5 | 614.5 | 2102.7 | 28678.4 | 48384.39
PS | 0 | 0 | 0 | 0 | 0 | 0
PV | 0 | 0 | 0 | 0 | 1099.26 | 1099.26
PeakG | 268.5 | 268.5 | 268.5 | 268.5 | 268.5 | 268.5
PeakO | 2193.51 | 2193.51 | 2193.51 | 2193.51 | 2193.51 | 2193.51
ST | 0 | 0 | 0 | 0 | 0 | 0
STOG | 35292.26 | 35292.26 | 35695.3 | 35821.3 | 35821.3 | 35821.3
STWD | 139 | 139 | 139 | 139 | 139 | 139
WT | 0 | 0 | 0 | 0 | 2105.9 | 2105.9
IGCC | 0 | 0 | 0 | 0 | 0 | 0
DemandResponse | 0 | 0 | 0 | 0 | 0 | 0
IGCC-CCS | 0 | 0 | 0 | 0 | 0 | 0
WT_off | 0 | 0 | 0 | 0 | 468 | 468
PseudoUnit | 0 | 0 | 0 | 0 | 0 | 0
FixedInterchange | 0 | 0 | 0 | 0 | 0 | 0
Cumulative Retirements of Capacity by Reporting Type: Outside_EI
ReportingType | 2015 | 2020 | 2025 | 2030 | 2035 | 2040
BM | 0 | 0 | 0 | 0 | 0 | 0
CC | 2773 | 2773 | 2773 | 2773 | 2971.68 | 2971.68
CSP | 475 | 475 | 475 | 475 | 475 | 475
CT | 0 | 0 | 0 | 0 | 1206.72 | 1206.72
Coal | 2615.08 | 2813.78 | 3265.9 | 3265.9 | 3367.1 | 3389.48
Geo | 4.8 | 4.8 | 4.8 | 4.8 | 4.8 | 4.8
H | 0 | 0 | 0 | 0 | 0 | 0
LFG | 0 | 0 | 0 | 0 | 0 | 0
Nuc | 0 | 0 | 0 | 0 | 0 | 0
PS | 0 | 0 | 0 | 0 | 0 | 0
PV | 0 | 0 | 0 | 0 | 24.3 | 24.3
PeakG | 5136.85 | 5172.8 | 5172.8 | 5172.8 | 5172.8 | 7243.24
PeakO | 560 | 560 | 560 | 560 | 560 | 560
ST | 0 | 0 | 0 | 0 | 0 | 0
STOG | 7908.69 | 7908.69 | 7908.69 | 7908.69 | 7908.69 | 7908.69
STWD | 355.91 | 355.91 | 355.91 | 355.91 | 355.91 | 355.91
WT | 126.2 | 126.2 | 126.2 | 126.2 | 126.2 | 126.2
IGCC | 0 | 0 | 0 | 0 | 0 | 0
DemandResponse | 0 | 0 | 0 | 0 | 0 | 0
IGCC-CCS | 0 | 0 | 0 | 0 | 0 | 0
WT_off | 0 | 0 | 0 | 0 | 0 | 0
PseudoUnit | 0 | 0 | 0 | 0 | 0 | 0
FixedInterchange | 0 | 0 | 0 | 0 | 0 | 0
#5 | Total Installed ACTIVE Capacity (MW)
Total Installed Capacity by Reporting Type: Entergy
ReportingType | 2015 | 2020 | 2025 | 2030 | 2035 | 2040
BM | 0 | 0 | 0 | 0 | 0 | 0
CC | 13885 | 13885 | 13885 | 13885 | 13885 | 13885
CSP | 0 | 0 | 0 | 0 | 0 | 0
CT | 0 | 0 | 0 | 237.01 | 398.16 | 2023.83
Coal | 8136 | 8136 | 8136 | 8136 | 8136 | 8136
Geo | 0 | 0 | 0 | 0 | 0 | 0
H | 744 | 744 | 744 | 744 | 744 | 744
LFG | 8 | 8 | 8 | 115.4 | 115.4 | 115.4
Nuc | 5422 | 5422 | 5422 | 5422 | 4580 | 3583
PS | 59 | 59 | 59 | 59 | 59 | 59
PV | 0.29 | 65.33 | 100.79 | 104.2 | 108.02 | 110.63
PeakG | 2787 | 2787 | 2787 | 2787 | 2787 | 2787
PeakO | 174 | 174 | 174 | 174 | 174 | 174
ST | 0 | 0 | 0 | 0 | 0 | 0
STOG | 3951.72 | 3951.72 | 3951.72 | 3951.72 | 3951.72 | 3951.72
STWD | 206 | 206 | 206 | 206 | 206 | 206
WT | 107 | 107 | 107 | 107 | 107 | 207
IGCC | 0 | 0 | 0 | 0 | 0 | 0
DemandResponse | 301.55 | 1538.95 | 2854.33 | 2930.78 | 3009.27 | 3089.87
IGCC-CCS | 0 | 0 | 0 | 0 | 0 | 0
WT_off | 0 | 0 | 0 | 0 | 0 | 0
PseudoUnit | 0 | 0 | 0 | 0 | 0 | 0
FixedInterchange | 0 | 0 | 0 | 0 | 0 | 0
Total Installed Capacity by Reporting Type: FRCC
ReportingType | 2015 | 2020 | 2025 | 2030 | 2035 | 2040
BM | 0 | 0 | 0 | 0 | 0 | 0
CC | 23300.9 | 26456.22 | 27253.31 | 27763.53 | 36846.3 | 42131.96
CSP | 0 | 0 | 0 | 0 | 0 | 0
CT | 2480 | 2480 | 2480 | 2480 | 2480 | 2480
Coal | 8769 | 7900 | 7900 | 7900 | 7900 | 7900
Geo | 0 | 0 | 0 | 0 | 0 | 0
H | 55 | 55 | 55 | 55 | 55 | 55
LFG | 486 | 486 | 684 | 684 | 684 | 684
Nuc | 4131.33 | 4131.33 | 4131.33 | 4131.33 | 2516 | 839
PS | 0 | 0 | 0 | 0 | 0 | 0
PV | 51 | 51 | 51 | 51 | 51 | 51
PeakG | 8431 | 8431 | 8431 | 8431 | 8431 | 8431
PeakO | 2283 | 2283 | 2283 | 2283 | 2283 | 2283
ST | 0 | 0 | 0 | 0 | 0 | 0
STOG | 4689.05 | 4689.05 | 4689.05 | 4689.05 | 4689.05 | 4689.05
STWD | 195 | 195 | 195 | 195 | 195 | 195
WT | 0 | 0 | 0 | 0 | 0 | 0
IGCC | 0 | 0 | 0 | 0 | 0 | 0
DemandResponse | 2734.45 | 3962.85 | 5527.63 | 5878.95 | 6252.59 | 6649.99
IGCC-CCS | 0 | 0 | 0 | 0 | 0 | 0
WT_off | 0 | 0 | 0 | 0 | 0 | 0
PseudoUnit | 0 | 0 | 0 | 0 | 0 | 0
FixedInterchange | 0 | 0 | 0 | 0 | 0 | 0
Total Installed Capacity by Reporting Type: MAPP_US
ReportingType | 2015 | 2020 | 2025 | 2030 | 2035 | 2040
BM | 0 | 0 | 0 | 0 | 0 | 0
CC | 282 | 282 | 282 | 282 | 282 | 282
CSP | 0 | 0 | 0 | 0 | 0 | 0
CT | 308.3 | 308.3 | 308.3 | 308.3 | 547.31 | 1028.13
Coal | 2933.9 | 2406.49 | 2360 | 2360 | 2360 | 2360
Geo | 44 | 44 | 44 | 44 | 44 | 44
H | 2186 | 2186 | 2186 | 2186 | 2186 | 2186
LFG | 2 | 2 | 2 | 73.67 | 73.67 | 73.67
Nuc | 0.1 | 0.1 | 0.1 | 0.1 | 0.1 | 0.1
PS | 0 | 0 | 0 | 0 | 0 | 0
PV | 0 | 0 | 0 | 0 | 0 | 0
PeakG | 709 | 709 | 709 | 709 | 709 | 709
PeakO | 0 | 0 | 0 | 0 | 0 | 0
ST | 0 | 0 | 0 | 0 | 0 | 0
STOG | 0 | 0 | 0 | 0 | 0 | 0
STWD | 0 | 0 | 0 | 0 | 0 | 0
WT | 1689.3 | 3268.81 | 6864.71 | 8633.73 | 11605.11 | 11605.11
IGCC | 0 | 0 | 0 | 0 | 0 | 0
DemandResponse | 59 | 199.4 | 353.8 | 367.81 | 382.38 | 397.53
IGCC-CCS | 0 | 0 | 0 | 0 | 0 | 0
WT_off | 0 | 0 | 0 | 0 | 0 | 0
PseudoUnit | 0 | 0 | 0 | 0 | 0 | 0
FixedInterchange | 0 | 0 | 0 | 0 | 0 | 0
Total Installed Capacity by Reporting Type: MISO_IN
ReportingType | 2015 | 2020 | 2025 | 2030 | 2035 | 2040
BM | 0 | 0 | 0 | 0 | 0 | 0
CC | 1396 | 1396 | 1396 | 1396 | 1396 | 1396
CSP | 0 | 0 | 0 | 0 | 0 | 0
CT | 0 | 0 | 0 | 0 | 0 | 0
Coal | 13385.8 | 13385.8 | 13385.8 | 13385.8 | 13385.8 | 13385.8
Geo | 0 | 0 | 0 | 0 | 0 | 0
H | 75 | 75 | 75 | 75 | 75 | 75
LFG | 37 | 37 | 79.58 | 117.13 | 117.13 | 117.13
Nuc | 0.1 | 0.1 | 0.1 | 0.1 | 0.1 | 0.1
PS | 0 | 0 | 0 | 0 | 0 | 0
PV | 0 | 235.95 | 383.16 | 383.16 | 394.79 | 408.27
PeakG | 3053 | 3053 | 3053 | 3053 | 3053 | 3053
PeakO | 361 | 361 | 361 | 361 | 361 | 361
ST | 0 | 0 | 0 | 0 | 0 | 0
STOG | 279 | 279 | 279 | 279 | 279 | 279
STWD | 0 | 0 | 0 | 0 | 0 | 0
WT | 535 | 535 | 535 | 535 | 535 | 535
IGCC | 618 | 618 | 618 | 618 | 618 | 618
DemandResponse | 1068.55 | 1287.74 | 1545.09 | 1592.8 | 1641.97 | 1692.67
IGCC-CCS | 0 | 0 | 0 | 0 | 0 | 0
WT_off | 0 | 0 | 0 | 0 | 0 | 0
PseudoUnit | 0 | 0 | 0 | 0 | 0 | 0
FixedInterchange | 0 | 0 | 0 | 0 | 0 | 0
Total Installed Capacity by Reporting Type: MISO_MI
ReportingType | 2015 | 2020 | 2025 | 2030 | 2035 | 2040
BM | 0 | 0 | 0 | 0 | 0 | 0
CC | 4338 | 4338 | 4338 | 4338 | 4338 | 4338
CSP | 0 | 0 | 0 | 0 | 0 | 0
CT | 0 | 0 | 0 | 0 | 0 | 0
Coal | 8466 | 7279 | 7279 | 7279 | 7279 | 7279
Geo | 0 | 0 | 0 | 0 | 0 | 0
H | 141 | 141 | 141 | 141 | 141 | 141
LFG | 163 | 234.7 | 323.25 | 323.25 | 323.25 | 323.25
Nuc | 1889 | 1889 | 1889 | 1889 | 1111 | 1111
PS | 1872 | 1872 | 1872 | 1872 | 1872 | 1872
PV | 0 | 0 | 0 | 0 | 0 | 0
PeakG | 3562 | 3562 | 3562 | 3562 | 3562 | 3562
PeakO | 534 | 534 | 534 | 534 | 534 | 534
ST | 0 | 0 | 0 | 0 | 0 | 0
STOG | 2852 | 2852 | 2852 | 2852 | 2852 | 2852
STWD | 163 | 163 | 163 | 163 | 163 | 163
WT | 2161 | 2465.83 | 2465.83 | 2609.9 | 2761 | 2925.51
IGCC | 0 | 0 | 0 | 0 | 0 | 0
DemandResponse | 1838.88 | 2351.35 | 3000.3 | 3120.7 | 3245.93 | 3376.18
IGCC-CCS | 0 | 0 | 0 | 0 | 0 | 0
WT_off | 0 | 0 | 0 | 0 | 0 | 0
PseudoUnit | 0 | 0 | 0 | 0 | 0 | 0
FixedInterchange | 0 | 0 | 0 | 0 | 0 | 0
Total Installed Capacity by Reporting Type: MISO_MO-IL
ReportingType | 2015 | 2020 | 2025 | 2030 | 2035 | 2040
BM | 0 | 0 | 0 | 0 | 0 | 0
CC | 1058 | 1058 | 1058 | 1058 | 1058 | 1058
CSP | 0 | 0 | 0 | 0 | 0 | 0
CT | 0 | 0 | 0 | 0 | 0 | 0
Coal | 14729 | 13434 | 13434 | 13434 | 13434 | 13434
Geo | 0 | 0 | 0 | 0 | 0 | 0
H | 352 | 632 | 632 | 632 | 632 | 632
LFG | 18 | 18 | 241.33 | 241.33 | 241.33 | 241.33
Nuc | 2233 | 2233 | 2233 | 2233 | 2233 | 2233
PS | 440 | 440 | 440 | 440 | 440 | 440
PV | 0 | 0 | 0 | 0 | 0 | 0
PeakG | 4595 | 4595 | 4595 | 4595 | 4595 | 4595
PeakO | 766 | 766 | 766 | 766 | 766 | 766
ST | 0 | 0 | 0 | 0 | 0 | 0
STOG | 592 | 592 | 592 | 592 | 592 | 592
STWD | 0 | 0 | 0 | 0 | 0 | 0
WT | 678 | 678 | 678 | 2487.97 | 2487.97 | 4430.36
IGCC | 0 | 0 | 0 | 0 | 0 | 0
DemandResponse | 301.14 | 1139.8 | 2067.65 | 2153.82 | 2243.59 | 2337.1
IGCC-CCS | 0 | 0 | 0 | 0 | 0 | 0
WT_off | 0 | 0 | 0 | 0 | 0 | 0
PseudoUnit | 0 | 0 | 0 | 0 | 0 | 0
FixedInterchange | 0 | 0 | 0 | 0 | 0 | 0
Total Installed Capacity by Reporting Type: MISO_W
ReportingType | 2015 | 2020 | 2025 | 2030 | 2035 | 2040
BM | 0 | 0 | 0 | 0 | 0 | 0
CC | 3025 | 3025 | 3025 | 3025 | 3025 | 3025
CSP | 0 | 0 | 0 | 0 | 0 | 0
CT | 0 | 0 | 0 | 0 | 0 | 0
Coal | 11266.23 | 11006.03 | 11006.03 | 11006.03 | 11006.03 | 11006.03
Geo | 0 | 0 | 0 | 0 | 0 | 0
H | 497 | 497 | 497 | 497 | 497 | 497
LFG | 205 | 205 | 276.67 | 276.67 | 276.67 | 276.67
Nuc | 2361.33 | 2361.33 | 2361.33 | 2361.33 | 0.1 | 0.1
PS | 0 | 0 | 0 | 0 | 0 | 0
PV | 0 | 0 | 0 | 0 | 0 | 0
PeakG | 4522 | 4522 | 4522 | 4522 | 4522 | 4522
PeakO | 2154 | 2154 | 2154 | 2154 | 2154 | 2154
ST | 0 | 0 | 0 | 0 | 0 | 0
STOG | 172 | 172 | 172 | 172 | 172 | 172
STWD | 313 | 313 | 313 | 313 | 313 | 313
WT | 8358.5 | 8358.5 | 8358.5 | 20532.47 | 24016.14 | 26449.31
IGCC | 0 | 0 | 0 | 0 | 0 | 0
DemandResponse | 2622.87 | 2885.77 | 3318.4 | 3449.86 | 3586.51 | 3728.59
IGCC-CCS | 0 | 0 | 0 | 0 | 0 | 0
WT_off | 0 | 0 | 0 | 0 | 0 | 0
PseudoUnit | 0 | 0 | 0 | 0 | 0 | 0
FixedInterchange | 0 | 0 | 0 | 0 | 0 | 0
Total Installed Capacity by Reporting Type: MISO_WUMS
ReportingType | 2015 | 2020 | 2025 | 2030 | 2035 | 2040
BM | 0 | 0 | 0 | 0 | 0 | 0
CC | 2724 | 2724 | 2724 | 2724 | 2724 | 2724
CSP | 0 | 0 | 0 | 0 | 0 | 0
CT | 0 | 2991.46 | 5955.71 | 11359.77 | 22004.56 | 25432.68
Coal | 5749.1 | 5749.1 | 5749.1 | 5749.1 | 5749.1 | 5749.1
Geo | 0 | 0 | 0 | 0 | 0 | 0
H | 336 | 337 | 337 | 337 | 337 | 337
LFG | 71 | 71 | 294.33 | 294.33 | 294.33 | 294.33
Nuc | 1817 | 1817 | 1817 | 1817 | 0.1 | 0.1
PS | 0 | 0 | 0 | 0 | 0 | 0
PV | 0 | 0 | 0 | 0 | 0 | 0
PeakG | 3230 | 3230 | 3230 | 3230 | 3230 | 3230
PeakO | 490 | 490 | 490 | 490 | 490 | 490
ST | 0 | 0 | 0 | 0 | 0 | 0
STOG | 300.5 | 300.5 | 300.5 | 300.5 | 300.5 | 300.5
STWD | 105 | 105 | 105 | 105 | 105 | 105
WT | 1528.9 | 1528.9 | 1528.9 | 1528.9 | 1528.9 | 1559.7
IGCC | 0 | 0 | 0 | 0 | 0 | 0
DemandResponse | 193.34 | 453.12 | 737.75 | 762.42 | 787.92 | 814.26
IGCC-CCS | 0 | 0 | 0 | 0 | 0 | 0
WT_off | 0 | 0 | 0 | 0 | 0 | 0
PseudoUnit | 0 | 0 | 0 | 0 | 0 | 0
FixedInterchange | 0 | 0 | 0 | 0 | 0 | 0
Total Installed Capacity by Reporting Type: Nebraska
ReportingType | 2015 | 2020 | 2025 | 2030 | 2035 | 2040
BM | 0 | 0 | 0 | 0 | 0 | 0
CC | 358 | 358 | 358 | 358 | 358 | 358
CSP | 0 | 0 | 0 | 0 | 0 | 0
CT | 0 | 0 | 0 | 0 | 0 | 0
Coal | 4110.1 | 3834.5 | 2925.3 | 2925.3 | 2925.3 | 2925.3
Geo | 0 | 0 | 0 | 0 | 0 | 0
H | 167 | 167 | 167 | 167 | 167 | 167
LFG | 6 | 6 | 6 | 77.67 | 77.67 | 77.67
Nuc | 1252 | 1252 | 1252 | 1252 | 0.2 | 0.2
PS | 0 | 0 | 0 | 0 | 0 | 0
PV | 0 | 0 | 0 | 0 | 0 | 0
PeakG | 1305 | 1305 | 1305 | 1305 | 1305 | 1305
PeakO | 326 | 326 | 326 | 326 | 326 | 326
ST | 0 | 0 | 0 | 0 | 0 | 0
STOG | 0 | 0 | 0 | 0 | 0 | 0
STWD | 0 | 0 | 0 | 0 | 0 | 0
WT | 344 | 21220.2 | 45098.05 | 71653.74 | 71751.83 | 71751.83
IGCC | 0 | 0 | 0 | 0 | 0 | 0
DemandResponse | 624.42 | 756.13 | 918.4 | 954.78 | 992.6 | 1031.92
IGCC-CCS | 0 | 0 | 0 | 0 | 0 | 0
WT_off | 0 | 0 | 0 | 0 | 0 | 0
PseudoUnit | 0 | 0 | 0 | 0 | 0 | 0
FixedInterchange | 0 | 0 | 0 | 0 | 0 | 0
Total Installed Capacity by Reporting Type: NEISO
ReportingType | 2015 | 2020 | 2025 | 2030 | 2035 | 2040
BM | 252.2 | 252.2 | 252.2 | 252.2 | 252.2 | 252.2
CC | 11811.2 | 11430.37 | 10929.5 | 10929.5 | 10929.5 | 10929.5
CSP | 0 | 0 | 0 | 0 | 0 | 0
CT | 334 | 334 | 334 | 324.5 | 324.5 | 324.5
Coal | 320 | 0 | 0 | 0 | 0 | 0
Geo | 0 | 0 | 0 | 0 | 0 | 0
H | 3257.7 | 3260.7 | 3260.7 | 3260.7 | 3260.7 | 3260.7
LFG | 581.26 | 581.26 | 651 | 651 | 651 | 651
Nuc | 4645 | 4645 | 4645 | 4645 | 3356 | 2479.08
PS | 1674 | 1674 | 1674 | 1674 | 1674 | 1674
PV | 2 | 325.36 | 326.85 | 326.85 | 326.85 | 326.9
PeakG | 1200 | 1200 | 1200 | 1200 | 1200 | 1200
PeakO | 864.09 | 864.09 | 864.09 | 864.09 | 864.09 | 864.09
ST | 0 | 0 | 0 | 0 | 0 | 0
STOG | 0 | 0 | 0 | 0 | 0 | 0
STWD | 610 | 610 | 610 | 610 | 610 | 610
WT | 434.2 | 1934.08 | 3911.01 | 4510.95 | 5277.55 | 5277.55
IGCC | 0 | 0 | 0 | 0 | 0 | 0
DemandResponse | 3092.4 | 3627.72 | 4230.66 | 4257.78 | 4282.5 | 4307.35
IGCC-CCS | 0 | 0 | 0 | 0 | 0 | 0
WT_off | 468 | 468 | 468 | 468 | 0 | 0
PseudoUnit | 0 | 0 | 0 | 0 | 0 | 0
FixedInterchange | 0 | 0 | 0 | 0 | 0 | 0
Total Installed Capacity by Reporting Type: NonRTO_Midwest
ReportingType | 2015 | 2020 | 2025 | 2030 | 2035 | 2040
BM | 0 | 0 | 0 | 0 | 0 | 0
CC | 0 | 0 | 0 | 0 | 0.01 | 251.17
CSP | 0 | 0 | 0 | 0 | 0 | 0
CT | 0 | 386.9 | 386.9 | 386.9 | 386.9 | 386.9
Coal | 8840.55 | 8840.55 | 8840.55 | 8840.55 | 8840.55 | 8840.55
Geo | 0 | 0 | 0 | 0 | 0 | 0
H | 143 | 143 | 889 | 889 | 889 | 889
LFG | 14 | 14 | 174.25 | 174.25 | 174.25 | 174.25
Nuc | 0.1 | 0.1 | 0.1 | 0.1 | 0.1 | 0.1
PS | 0 | 0 | 0 | 0 | 0 | 0
PV | 0 | 0 | 0 | 0 | 0 | 0
PeakG | 3353 | 3353 | 3353 | 3353 | 3353 | 3353
PeakO | 12 | 12 | 12 | 12 | 12 | 12
ST | 0 | 0 | 0 | 0 | 0 | 0
STOG | 0 | 0 | 0 | 0 | 0 | 0
STWD | 0 | 0 | 0 | 0 | 0 | 0
WT | 66 | 66 | 66 | 66 | 66 | 66
IGCC | 0 | 0 | 0 | 0 | 0 | 0
DemandResponse | 193.98 | 453.37 | 727.88 | 745.89 | 764.35 | 783.26
IGCC-CCS | 0 | 0 | 0 | 0 | 0 | 0
WT_off | 0 | 0 | 0 | 0 | 0 | 0
PseudoUnit | 0 | 0 | 0 | 0 | 0 | 0
FixedInterchange | 0 | 0 | 0 | 0 | 0 | 0
Total Installed Capacity by Reporting Type: NYISO_A-F
ReportingType | 2015 | 2020 | 2025 | 2030 | 2035 | 2040
BM | 0 | 0 | 0 | 0 | 0 | 0
CC | 3619.25 | 3619.25 | 3619.25 | 3619.25 | 3619.25 | 3619.25
CSP | 0 | 0 | 0 | 0 | 0 | 0
CT | 0 | 0 | 0 | 0 | 0 | 0
Coal | 0 | 0 | 0 | 0 | 0 | 0
Geo | 0 | 0 | 0 | 0 | 0 | 0
H | 4395 | 4395 | 4395 | 4395 | 4395 | 4395
LFG | 172.4 | 172.4 | 172.4 | 240.33 | 240.33 | 240.33
Nuc | 3365 | 3365 | 3365 | 2743.8 | 2163.3 | 1311.1
PS | 1412 | 1412 | 1412 | 1412 | 1412 | 1412
PV | 0 | 0 | 0 | 0 | 0 | 0
PeakG | 221 | 221 | 221 | 221 | 221 | 221
PeakO | 39 | 39 | 39 | 39 | 39 | 39
ST | 0 | 0 | 0 | 0 | 0 | 0
STOG | 0 | 0 | 0 | 0 | 0 | 0
STWD | 86 | 86 | 86 | 86 | 86 | 86
WT | 3759.3 | 4469.1 | 4469.1 | 4469.1 | 4469.1 | 4469.1
IGCC | 0 | 0 | 0 | 0 | 0 | 0
DemandResponse | 907.2 | 1018.15 | 1143.28 | 1172.73 | 1202.95 | 1233.94
IGCC-CCS | 0 | 0 | 0 | 0 | 0 | 0
WT_off | 0 | 0 | 0 | 0 | 0 | 0
PseudoUnit | 0 | 0 | 0 | 0 | 0 | 0
FixedInterchange | 0 | 0 | 0 | 0 | 0 | 0
Total Installed Capacity by Reporting Type: NYISO_G-I
ReportingType | 2015 | 2020 | 2025 | 2030 | 2035 | 2040
BM | 0 | 0 | 0 | 0 | 0 | 0
CC | 1157 | 1157 | 1157 | 1157 | 2591.09 | 5518.33
CSP | 0 | 0 | 0 | 0 | 0 | 0
CT | 0 | 0 | 0 | 0 | 0 | 0
Coal | 0 | 0 | 0 | 0 | 0 | 0
Geo | 0 | 0 | 0 | 0 | 0 | 0
H | 32 | 32 | 32 | 32 | 32 | 32
LFG | 64 | 64 | 64.31 | 138.33 | 138.33 | 138.33
Nuc | 2045 | 2045 | 2045 | 2045 | 1025.4 | 0.4
PS | 0 | 0 | 0 | 0 | 0 | 0
PV | 0 | 0 | 0 | 0 | 0 | 0
PeakG | 65 | 65 | 65 | 65 | 65 | 65
PeakO | 87 | 87 | 87 | 87 | 87 | 87
ST | 0 | 0 | 0 | 0 | 0 | 0
STOG | 0 | 0 | 0 | 0 | 0 | 0
STWD | 0 | 0 | 0 | 0 | 0 | 0
WT | 0 | 60 | 60 | 60 | 60 | 60
IGCC | 0 | 0 | 0 | 0 | 0 | 0
DemandResponse | 339.56 | 380.32 | 434.34 | 453.11 | 472.7 | 493.13
IGCC-CCS | 0 | 0 | 0 | 0 | 0 | 0
WT_off | 0 | 0 | 0 | 0 | 0 | 0
PseudoUnit | 0 | 0 | 0 | 0 | 0 | 0
FixedInterchange | 0 | 0 | 0 | 0 | 0 | 0
Total Installed Capacity by Reporting Type: NYISO_J-K
ReportingType | 2015 | 2020 | 2025 | 2030 | 2035 | 2040
BM | 0 | 0 | 0 | 0 | 0 | 0
CC | 4833.4 | 4833.4 | 4833.4 | 4833.4 | 4833.4 | 4833.4
CSP | 0 | 0 | 0 | 0 | 0 | 0
CT | 0 | 0 | 0 | 312.55 | 2055.04 | 2652.62
Coal | 0 | 0 | 0 | 0 | 0 | 0
Geo | 0 | 0 | 0 | 0 | 0 | 0
H | 0 | 0 | 0 | 0 | 0 | 0
LFG | 124 | 124 | 124 | 198.33 | 198.33 | 198.33
Nuc | 0.1 | 0.1 | 0.1 | 0.1 | 0.1 | 0.1
PS | 0 | 0 | 0 | 0 | 0 | 0
PV | 32 | 32 | 32 | 32 | 0 | 0
PeakG | 2778 | 2778 | 2778 | 2778 | 2778 | 2778
PeakO | 2169 | 2169 | 2169 | 2169 | 2169 | 2169
ST | 0 | 0 | 0 | 0 | 0 | 0
STOG | 4252.45 | 4252.45 | 4252.45 | 4252.45 | 4252.45 | 4252.45
STWD | 0 | 0 | 0 | 0 | 0 | 0
WT | 0 | 0 | 0 | 0 | 0 | 0
IGCC | 0 | 0 | 0 | 0 | 0 | 0
DemandResponse | 1319.07 | 1502.66 | 1718.62 | 1795.58 | 1875.99 | 1960
IGCC-CCS | 0 | 0 | 0 | 0 | 0 | 0
WT_off | 0 | 0 | 0 | 0 | 0 | 0
PseudoUnit | 0 | 0 | 0 | 0 | 0 | 0
FixedInterchange | 0 | 0 | 0 | 0 | 0 | 0
Total Installed Capacity by Reporting Type: PJM_E
ReportingType | 2015 | 2020 | 2025 | 2030 | 2035 | 2040
BM | 30 | 30 | 30 | 30 | 30 | 30
CC | 12283.3 | 12283.3 | 12283.3 | 12283.3 | 12283.3 | 12283.3
CSP | 0 | 0 | 0 | 0 | 0 | 0
CT | 26.2 | 26.2 | 26.2 | 26.2 | 1993.44 | 1993.44
Coal | 595 | 27 | 27 | 27 | 27 | 27
Geo | 0 | 0 | 0 | 0 | 0 | 0
H | 269.99 | 269.99 | 269.99 | 269.99 | 269.99 | 269.99
LFG | 471.1 | 604 | 604 | 604 | 604 | 604
Nuc | 8510 | 7895.5 | 7895.5 | 7895.5 | 5671.5 | 4497.5
PS | 400 | 400 | 400 | 400 | 400 | 400
PV | 47.45 | 47.45 | 47.45 | 47.45 | 47.45 | 47.45
PeakG | 3877.5 | 3877.5 | 3877.5 | 3877.5 | 3877.5 | 3877.5
PeakO | 2749.3 | 2749.3 | 2749.3 | 2749.3 | 2749.3 | 2749.3
ST | 0 | 0 | 0 | 0 | 0 | 0
STOG | 2615.5 | 2615.5 | 2615.5 | 2615.5 | 2615.5 | 2615.5
STWD | 0 | 0 | 0 | 0 | 0 | 0
WT | 1160 | 1160 | 1160 | 1160 | 1160 | 1160
IGCC | 0 | 0 | 0 | 0 | 0 | 0
DemandResponse | 1256.73 | 1718.17 | 2388.62 | 2469.72 | 2553.57 | 2640.27
IGCC-CCS | 0 | 0 | 0 | 0 | 0 | 0
WT_off | 0 | 0 | 1100 | 1100 | 1100 | 1100
PseudoUnit | 0 | 0 | 0 | 0 | 0 | 0
FixedInterchange | 0 | 0 | 0 | 0 | 0 | 0
Total Installed Capacity by Reporting Type: PJM_ROM
ReportingType | 2015 | 2020 | 2025 | 2030 | 2035 | 2040
BM | 18 | 18 | 18 | 18 | 18 | 18
CC | 5664.5 | 5664.5 | 5664.5 | 5664.5 | 5664.5 | 18681.17
CSP | 0 | 0 | 0 | 0 | 0 | 0
CT | 16 | 16 | 16 | 16 | 16 | 16
Coal | 7743.5 | 7743.5 | 7743.5 | 7743.5 | 7743.5 | 7743.5
Geo | 0 | 0 | 0 | 0 | 0 | 0
H | 1392 | 1485.28 | 2070 | 2070 | 2070 | 2070
LFG | 356.9 | 622 | 622 | 622 | 622 | 622
Nuc | 5036 | 5036 | 5036 | 5036 | 3304 | 2405
PS | 1513 | 1513 | 1513 | 1513 | 1513 | 1513
PV | 4 | 1413.56 | 2302.2 | 2542.94 | 2638.19 | 2752.12
PeakG | 1719 | 1719 | 1719 | 1719 | 1719 | 1719
PeakO | 1566 | 1566 | 1566 | 1566 | 1566 | 1566
ST | 0 | 0 | 0 | 0 | 0 | 0
STOG | 3529 | 3529 | 3529 | 3529 | 3529 | 3529
STWD | 70 | 70 | 70 | 70 | 70 | 70
WT | 1210.8 | 1961 | 7712.74 | 7712.74 | 7712.74 | 7712.74
IGCC | 0 | 0 | 0 | 0 | 0 | 0
DemandResponse | 2307.31 | 2787.75 | 3373.93 | 3488.48 | 3606.92 | 3729.38
IGCC-CCS | 0 | 0 | 0 | 0 | 0 | 0
WT_off | 0 | 0 | 0 | 0 | 0 | 0
PseudoUnit | 0 | 0 | 0 | 0 | 0 | 0
FixedInterchange | 0 | 0 | 0 | 0 | 0 | 0
Total Installed Capacity by Reporting Type: PJM_ROR
ReportingType | 2015 | 2020 | 2025 | 2030 | 2035 | 2040
BM | 385 | 385 | 385 | 385 | 385 | 193
CC | 13618 | 13738 | 13738 | 13738 | 26101.47 | 26101.47
CSP | 0 | 0 | 0 | 0 | 0 | 0
CT | 29 | 29 | 29 | 29 | 29 | 29
Coal | 48171.61 | 38261.98 | 38261.98 | 38261.98 | 38261.99 | 38261.99
Geo | 0 | 0 | 0 | 0 | 0 | 0
H | 1837.4 | 2340.4 | 2340.4 | 2340.4 | 2340.4 | 2340.4
LFG | 539.4 | 794.84 | 1053.11 | 1053.11 | 1053.11 | 1053.11
Nuc | 20038 | 20038 | 20038 | 19171 | 14896 | 10012.84
PS | 3081 | 3081 | 3081 | 3081 | 3081 | 3081
PV | 24 | 24 | 24 | 24 | 24 | 24
PeakG | 19311 | 19311 | 19311 | 19311 | 19311 | 19311
PeakO | 1742 | 1742 | 1742 | 1742 | 1742 | 1742
ST | 0 | 0 | 0 | 0 | 0 | 0
STOG | 2087 | 2087 | 2087 | 2087 | 2087 | 2087
STWD | 194 | 194 | 194 | 194 | 194 | 194
WT | 10922.7 | 11114.4 | 11114.4 | 12692.01 | 14657.08 | 17293.58
IGCC | 0 | 0 | 0 | 0 | 0 | 0
DemandResponse | 3324.65 | 6282.21 | 9765.55 | 10067.05 | 10377.87 | 10698.28
IGCC-CCS | 0 | 0 | 0 | 0 | 0 | 0
WT_off | 0 | 0 | 0 | 0 | 0 | 0
PseudoUnit | 0 | 0 | 0 | 0 | 0 | 0
FixedInterchange | 0 | 0 | 0 | 0 | 0 | 0
Total Installed Capacity by Reporting Type: SOCO
ReportingType | 2015 | 2020 | 2025 | 2030 | 2035 | 2040
BM | 55 | 55 | 55 | 55 | 55 | 55
CC | 19838.9 | 20025.9 | 20025.9 | 20025.9 | 20025.9 | 20025.9
CSP | 0 | 0 | 0 | 0 | 0 | 0
CT | 0 | 0 | 0 | 0 | 0 | 0
Coal | 15229.07 | 14980.07 | 14980.07 | 14980.08 | 15320.11 | 22897.33
Geo | 0 | 0 | 0 | 0 | 0 | 0
H | 4194 | 4194 | 4194 | 4194 | 4194 | 4194
LFG | 37 | 37 | 144.4 | 144.4 | 144.4 | 144.4
Nuc | 5841 | 8041 | 8041 | 8041 | 8041 | 5395.95
PS | 1675 | 1675 | 1675 | 1675 | 1675 | 1675
PV | 0 | 0 | 0 | 0 | 0 | 0
PeakG | 10923 | 10923 | 10923 | 10923 | 10923 | 10923
PeakO | 47.75 | 47.75 | 47.75 | 47.75 | 47.75 | 47.75
ST | 0 | 0 | 0 | 0 | 0 | 0
STOG | 0 | 0 | 0 | 0 | 0 | 0
STWD | 668 | 668 | 668 | 668 | 668 | 668
WT | 0 | 0 | 0 | 0 | 0 | 0
IGCC | 0 | 0 | 0 | 0 | 0 | 0
DemandResponse | 2570.49 | 4773.97 | 7215.46 | 7512.46 | 7821.68 | 8143.63
IGCC-CCS | 0 | 0 | 0 | 0 | 0 | 0
WT_off | 0 | 0 | 0 | 0 | 0 | 0
PseudoUnit | 0 | 0 | 0 | 0 | 0 | 0
FixedInterchange | 0 | 0 | 0 | 0 | 0 | 0
Total Installed Capacity by Reporting Type: SPP_N
ReportingType | 2015 | 2020 | 2025 | 2030 | 2035 | 2040
BM | 0 | 0 | 0 | 0 | 0 | 0
CC | 1386 | 1386 | 1386 | 1386 | 1386 | 1386
CSP | 0 | 0 | 0 | 0 | 0 | 0
CT | 0 | 0 | 0 | 0 | 0 | 571.07
Coal | 8013.53 | 7315.08 | 6600.03 | 6600.04 | 6600.04 | 6600.04
Geo | 0 | 0 | 0 | 0 | 0 | 0
H | 21 | 21 | 21 | 21 | 21 | 21
LFG | 7 | 7 | 7 | 102 | 102 | 102
Nuc | 1160 | 1160 | 1160 | 1160 | 1160 | 1160
PS | 0 | 0 | 0 | 0 | 0 | 0
PV | 0 | 0 | 0 | 0 | 0 | 0
PeakG | 4397 | 4397 | 4397 | 4397 | 4397 | 4397
PeakO | 1199 | 1199 | 1199 | 1199 | 1199 | 1199
ST | 0 | 0 | 0 | 0 | 0 | 0
STOG | 943.93 | 943.93 | 540.89 | 540.89 | 540.89 | 540.89
STWD | 0 | 0 | 0 | 0 | 0 | 0
WT | 1227 | 1227 | 1227 | 15400.98 | 17895.41 | 21461.46
IGCC | 0 | 0 | 0 | 0 | 0 | 0
DemandResponse | 446.68 | 920.58 | 1432.75 | 1499.14 | 1568.6 | 1641.28
IGCC-CCS | 0 | 0 | 0 | 0 | 0 | 0
WT_off | 0 | 0 | 0 | 0 | 0 | 0
PseudoUnit | 0 | 0 | 0 | 0 | 0 | 0
FixedInterchange | 0 | 0 | 0 | 0 | 0 | 0
Total Installed Capacity by Reporting Type: SPP_S
ReportingType | 2015 | 2020 | 2025 | 2030 | 2035 | 2040
BM | 0 | 0 | 0 | 0 | 0 | 0
CC | 10917 | 10917 | 10917 | 10917 | 10917 | 10917
CSP | 0 | 0 | 0 | 0 | 0 | 0
CT | 412.99 | 712.99 | 712.99 | 712.99 | 712.99 | 1070.99
Coal | 13605.93 | 12217.72 | 5968.13 | 5790.13 | 5790.13 | 5790.13
Geo | 0 | 0 | 0 | 0 | 0 | 0
H | 2108 | 2108 | 2108 | 2108 | 2108 | 2108
LFG | 19 | 19 | 19 | 114 | 114 | 114
Nuc | 0.1 | 0.1 | 0.1 | 0.1 | 0.1 | 0.1
PS | 446 | 446 | 446 | 446 | 446 | 446
PV | 0 | 0 | 0 | 0 | 0 | 0
PeakG | 3443 | 3443 | 3443 | 3443 | 3443 | 3443
PeakO | 122 | 122 | 122 | 122 | 122 | 122
ST | 0 | 0 | 0 | 0 | 0 | 0
STOG | 9653.58 | 9653.58 | 9653.58 | 9653.58 | 9653.58 | 9653.58
STWD | 84 | 84 | 84 | 84 | 84 | 84
WT | 2727 | 9393.48 | 42275.91 | 54834.01 | 56423.69 | 57423.84
IGCC | 0 | 0 | 0 | 0 | 0 | 0
DemandResponse | 61.11 | 1754.28 | 3560.21 | 3675.61 | 3794.74 | 3917.74
IGCC-CCS | 0 | 0 | 0 | 0 | 0 | 0
WT_off | 0 | 0 | 0 | 0 | 0 | 0
PseudoUnit | 0 | 0 | 0 | 0 | 0 | 0
FixedInterchange | 0 | 0 | 0 | 0 | 0 | 0
Total Installed Capacity by Reporting Type: TVA
ReportingType | 2015 | 2020 | 2025 | 2030 | 2035 | 2040
BM | 0 | 0 | 0 | 0 | 0 | 0
CC | 5881 | 6250.51 | 6250.54 | 6250.54 | 6250.54 | 6250.54
CSP | 0 | 0 | 0 | 0 | 0 | 0
CT | 0 | 1397.81 | 1397.81 | 4439.31 | 4439.31 | 4439.31
Coal | 11548.05 | 10807.05 | 10807.05 | 10807.05 | 11410.02 | 12282.65
Geo | 0 | 0 | 0 | 0 | 0 | 0
H | 5111 | 5111 | 5138 | 5138 | 5138 | 5138
LFG | 13 | 13 | 120.4 | 120.4 | 120.4 | 120.4
Nuc | 8394.89 | 8394.89 | 8394.89 | 8394.89 | 5882.56 | 4603.89
PS | 1743 | 1743 | 1743 | 1743 | 1743 | 1743
PV | 0 | 0 | 0 | 0 | 0 | 0
PeakG | 5865 | 5865 | 5865 | 5865 | 5865 | 5865
PeakO | 83 | 83 | 83 | 83 | 83 | 83
ST | 0 | 0 | 0 | 0 | 0 | 0
STOG | 0 | 0 | 0 | 0 | 0 | 0
STWD | 5 | 5 | 5 | 5 | 5 | 5
WT | 29 | 29 | 29 | 29 | 29 | 29
IGCC | 0 | 0 | 0 | 0 | 0 | 0
DemandResponse | 1805 | 2555.95 | 3357.9 | 3440.97 | 3526.11 | 3613.35
IGCC-CCS | 0 | 0 | 0 | 0 | 0 | 0
WT_off | 0 | 0 | 0 | 0 | 0 | 0
PseudoUnit | 0 | 0 | 0 | 0 | 0 | 0
FixedInterchange | 0 | 0 | 0 | 0 | 0 | 0
Total Installed Capacity by Reporting Type: TVA_Transmission
ReportingType | 2015 | 2020 | 2025 | 2030 | 2035 | 2040
BM | 0 | 0 | 0 | 0 | 0 | 0
CC | 0 | 0 | 0 | 0 | 0 | 0
CSP | 0 | 0 | 0 | 0 | 0 | 0
CT | 0 | 0 | 0 | 0 | 0 | 0
Coal | 0 | 0 | 0 | 0 | 0 | 0
Geo | 0 | 0 | 0 | 0 | 0 | 0
H | 0 | 0 | 0 | 0 | 0 | 0
LFG | 0 | 0 | 0 | 0 | 0 | 0
Nuc | 0 | 0 | 0 | 0 | 0 | 0
PS | 0 | 0 | 0 | 0 | 0 | 0
PV | 0 | 0 | 0 | 0 | 0 | 0
PeakG | 0 | 0 | 0 | 0 | 0 | 0
PeakO | 0 | 0 | 0 | 0 | 0 | 0
ST | 0 | 0 | 0 | 0 | 0 | 0
STOG | 0 | 0 | 0 | 0 | 0 | 0
STWD | 0 | 0 | 0 | 0 | 0 | 0
WT | 0 | 0 | 0 | 0 | 0 | 0
IGCC | 0 | 0 | 0 | 0 | 0 | 0
DemandResponse | 0 | 0 | 0 | 0 | 0 | 0
IGCC-CCS | 0 | 0 | 0 | 0 | 0 | 0
WT_off | 0 | 0 | 0 | 0 | 0 | 0
PseudoUnit | 0 | 0 | 0 | 0 | 0 | 0
FixedInterchange | 0 | 0 | 0 | 0 | 0 | 0
Total Installed Capacity by Reporting Type: VACAR
ReportingType | 2015 | 2020 | 2025 | 2030 | 2035 | 2040
BM | 0.92 | 231.82 | 852.3 | 912.33 | 1095.65 | 1246.46
CC | 7909.74 | 9565.86 | 10089.05 | 11147.64 | 18382.41 | 23454.41
CSP | 0 | 0 | 0 | 0 | 0 | 0
CT | 1936.52 | 3329.98 | 3329.98 | 3329.98 | 3329.98 | 3329.98
Coal | 17577.01 | 15399.01 | 15399.01 | 15399.01 | 15399.01 | 15399.01
Geo | 0 | 0 | 0 | 0 | 0 | 0
H | 2122 | 2122 | 2122 | 2122 | 2122 | 2122
LFG | 63.34 | 170.4 | 170.4 | 170.4 | 170.4 | 170.4
Nuc | 11430 | 13760 | 13760 | 13760 | 10512 | 8654
PS | 2616 | 2616 | 2616 | 2616 | 2616 | 2616
PV | 16 | 154.41 | 160.93 | 164.71 | 176.26 | 185.76
PeakG | 8308 | 8308 | 8308 | 8308 | 8308 | 8308
PeakO | 1268 | 1268 | 1268 | 1268 | 1268 | 1268
ST | 0 | 0 | 0 | 0 | 0 | 0
STOG | 92 | 92 | 92 | 92 | 92 | 92
STWD | 281 | 281 | 281 | 281 | 281 | 281
WT | 0.9 | 3500 | 3500 | 3500 | 3500 | 3500
IGCC | 0 | 0 | 0 | 0 | 0 | 0
DemandResponse | 2339.28 | 3868.22 | 5651.52 | 5928.05 | 6218.12 | 6522.37
IGCC-CCS | 0 | 0 | 0 | 0 | 0 | 0
WT_off | 1 | 1 | 1 | 1 | 1 | 1
PseudoUnit | 0 | 0 | 0 | 0 | 0 | 0
FixedInterchange | 0 | 0 | 0 | 0 | 0 | 0
Total Installed Capacity by Reporting Type: IESO
ReportingType | 2015 | 2020 | 2025 | 2030 | 2035 | 2040
BM | 326.33 | 326.33 | 326.33 | 326.33 | 326.33 | 326.33
CC | 4098.7 | 4098.7 | 4098.7 | 4098.7 | 4098.7 | 4910.46
CSP | 0 | 0 | 0 | 0 | 0 | 0
CT | 368 | 368 | 368 | 368 | 846.28 | 2311.37
Coal | 0 | 0 | 0 | 0 | 0 | 0
Geo | 0 | 0 | 0 | 0 | 0 | 0
H | 8693.3 | 8693.3 | 8693.3 | 8693.3 | 8693.3 | 8943.3
LFG | 117.5 | 117.5 | 117.5 | 117.5 | 118 | 118
Nuc | 13018 | 13018 | 13018 | 13018 | 11988 | 10448
PS | 123 | 123 | 123 | 123 | 123 | 123
PV | 1097.26 | 1097.26 | 1097.26 | 1097.26 | 30 | 30
PeakG | 584 | 584 | 584 | 584 | 584 | 584
PeakO | 29.35 | 29.35 | 29.35 | 29.35 | 29.35 | 29.35
ST | 0 | 0 | 0 | 0 | 0 | 0
STOG | 0 | 0 | 0 | 0 | 0 | 0
STWD | 0 | 0 | 0 | 0 | 0 | 0
WT | 3385.9 | 3385.9 | 3385.9 | 3385.9 | 1280 | 1280
IGCC | 0 | 0 | 0 | 0 | 0 | 0
DemandResponse | 1958.79 | 2066.83 | 2340.54 | 2421.21 | 2504.65 | 2590.98
IGCC-CCS | 0 | 0 | 0 | 0 | 0 | 0
WT_off | 0 | 0 | 0 | 0 | 0 | 0
PseudoUnit | 0 | 0 | 0 | 0 | 0 | 0
FixedInterchange | 0 | 0 | 0 | 0 | 0 | 0
Total Installed Capacity by Reporting Type: MAPP_CA
ReportingType | 2015 | 2020 | 2025 | 2030 | 2035 | 2040
BM | 0 | 0 | 0 | 0 | 0 | 0
CC | 731 | 731 | 731 | 203.32 | 203.32 | 203.32
CSP | 0 | 0 | 0 | 0 | 0 | 0
CT | 0 | 0 | 0 | 0 | 0 | 0
Coal | 1670.89 | 1305.78 | 35 | 0 | 0 | 0
Geo | 0 | 0 | 0 | 0 | 0 | 0
H | 6475.4 | 7170.4 | 8665.4 | 11125.4 | 11125.4 | 11125.4
LFG | 0 | 0 | 0 | 0 | 0 | 0
Nuc | 0.1 | 0.1 | 0.1 | 0.1 | 0.1 | 0.1
PS | 0 | 0 | 0 | 0 | 0 | 0
PV | 0 | 0 | 0 | 0 | 0 | 0
PeakG | 559 | 559 | 559 | 559 | 559 | 559
PeakO | 4 | 4 | 4 | 4 | 4 | 4
ST | 0 | 0 | 0 | 0 | 0 | 0
STOG | 126 | 126 | 126 | 0 | 0 | 0
STWD | 0 | 0 | 0 | 0 | 0 | 0
WT | 577.4 | 577.4 | 577.4 | 577.4 | 577.4 | 577.4
IGCC | 0 | 0 | 0 | 0 | 0 | 0
DemandResponse | 89.5 | 308.14 | 546.73 | 568.39 | 590.9 | 614.31
IGCC-CCS | 0 | 0 | 0 | 0 | 0 | 0
WT_off | 0 | 0 | 0 | 0 | 0 | 0
PseudoUnit | 0 | 0 | 0 | 0 | 0 | 0
FixedInterchange | 0 | 0 | 0 | 0 | 0 | 0
Total Installed Capacity by Reporting Type: AZ_NM_SNV_Coal
ReportingType | 2015 | 2020 | 2025 | 2030 | 2035 | 2040
BM | 0 | 0 | 0 | 0 | 0 | 0
CC | 0 | 0 | 0 | 0 | 0 | 0
CSP | 0 | 0 | 0 | 0 | 0 | 0
CT | 0 | 0 | 0 | 0 | 0 | 0
Coal | 10466 | 10466 | 10466 | 10466 | 12475.75 | 21449.96
Geo | 0 | 0 | 0 | 0 | 0 | 0
H | 0 | 0 | 0 | 0 | 0 | 0
LFG | 0 | 0 | 0 | 0 | 0 | 0
Nuc | 0 | 0 | 0 | 0 | 0 | 0
PS | 0 | 0 | 0 | 0 | 0 | 0
PV | 0 | 0 | 0 | 0 | 0 | 0
PeakG | 0 | 0 | 0 | 0 | 0 | 0
PeakO | 0 | 0 | 0 | 0 | 0 | 0
ST | 0 | 0 | 0 | 0 | 0 | 0
STOG | 0 | 0 | 0 | 0 | 0 | 0
STWD | 0 | 0 | 0 | 0 | 0 | 0
WT | 0 | 0 | 0 | 0 | 0 | 0
IGCC | 0 | 0 | 0 | 0 | 0 | 0
DemandResponse | 0 | 0 | 0 | 0 | 0 | 0
IGCC-CCS | 0 | 0 | 0 | 0 | 0 | 0
WT_off | 0 | 0 | 0 | 0 | 0 | 0
PseudoUnit | 0 | 0 | 0 | 0 | 0 | 0
FixedInterchange | 0 | 0 | 0 | 0 | 0 | 0
Total Installed Capacity by Reporting Type: AZ_NM_SNV_Gas
ReportingType | 2015 | 2020 | 2025 | 2030 | 2035 | 2040
BM | 0 | 0 | 0 | 0 | 0 | 0
CC | 15245 | 16468.75 | 16468.75 | 20399.81 | 20399.81 | 20399.81
CSP | 0 | 0 | 0 | 0 | 0 | 0
CT | 736 | 736 | 736 | 736 | 0 | 0
Coal | 0 | 0 | 0 | 0 | 0 | 0
Geo | 0 | 0 | 0 | 0 | 0 | 0
H | 0 | 0 | 0 | 0 | 0 | 0
LFG | 0 | 0 | 0 | 0 | 0 | 0
Nuc | 0 | 0 | 0 | 0 | 0 | 0
PS | 0 | 0 | 0 | 0 | 0 | 0
PV | 0 | 0 | 0 | 0 | 0 | 0
PeakG | 2070.44 | 2070.44 | 2070.44 | 2070.44 | 2070.44 | 0
PeakO | 0 | 0 | 0 | 0 | 0 | 0
ST | 0 | 0 | 0 | 0 | 0 | 0
STOG | 0 | 0 | 0 | 0 | 0 | 0
STWD | 0 | 0 | 0 | 0 | 0 | 0
WT | 0 | 0 | 0 | 0 | 0 | 0
IGCC | 0 | 0 | 0 | 0 | 0 | 0
DemandResponse | 334.55 | 1076.71 | 1928.33 | 2059.84 | 2196.64 | 2344.36
IGCC-CCS | 0 | 0 | 0 | 0 | 0 | 0
WT_off | 0 | 0 | 0 | 0 | 0 | 0
PseudoUnit | 0 | 0 | 0 | 0 | 0 | 0
FixedInterchange | 0 | 0 | 0 | 0 | 0 | 0
Total Installed Capacity by Reporting Type: AZ_NM_SNV_NucRenew
ReportingType | 2015 | 2020 | 2025 | 2030 | 2035 | 2040
BM | 0 | 0 | 0 | 0 | 0 | 0
CC | 0 | 0 | 0 | 0 | 0 | 0
CSP | 0 | 0 | 0 | 0 | 0 | 0
CT | 0 | 0 | 0 | 0 | 0 | 0
Coal | 0 | 0 | 0 | 0 | 0 | 0
Geo | 0 | 0 | 1450 | 1450 | 1450 | 1450
H | 3131 | 3131 | 3131 | 3131 | 3131 | 3131
LFG | 7 | 7 | 67.67 | 67.67 | 67.67 | 67.67
Nuc | 3875 | 3875 | 3875 | 3875 | 3875 | 3875
PS | 216 | 216 | 216 | 216 | 216 | 216
PV | 148.7 | 148.7 | 148.7 | 148.7 | 148.7 | 148.7
PeakG | 0 | 0 | 0 | 0 | 0 | 0
PeakO | 0 | 0 | 0 | 0 | 0 | 0
ST | 280 | 719.41 | 996.05 | 1120.69 | 1120.69 | 1120.69
STOG | 0 | 0 | 0 | 0 | 0 | 0
STWD | 26 | 26 | 26 | 26 | 26 | 26
WT | 525.1 | 525.1 | 852.53 | 1468.7 | 1468.7 | 1468.7
IGCC | 0 | 0 | 0 | 0 | 0 | 0
DemandResponse | 0 | 0 | 0 | 0 | 0 | 0
IGCC-CCS | 0 | 0 | 0 | 0 | 0 | 0
WT_off | 0 | 0 | 0 | 0 | 0 | 0
PseudoUnit | 0 | 0 | 0 | 0 | 0 | 0
FixedInterchange | 0 | 0 | 0 | 0 | 0 | 0
Total Installed Capacity by Reporting Type: ERCOT
ReportingType | 2015 | 2020 | 2025 | 2030 | 2035 | 2040
BM | 145 | 145 | 145 | 1845.88 | 1910.01 | 2026.38
CC | 29150 | 29150 | 29150 | 29150 | 30999.79 | 34530.38
CSP | 0 | 0 | 0 | 0 | 0 | 0
CT | 250 | 250 | 250 | 250 | 250 | 250
Coal | 18867.87 | 18867.87 | 18867.87 | 18867.87 | 18867.87 | 18867.87
Geo | 0 | 0 | 0 | 0 | 0 | 0
H | 565 | 565 | 565 | 1193 | 1193 | 1193
LFG | 75 | 75 | 429 | 429 | 429 | 429
Nuc | 5091 | 5091 | 5091 | 5091 | 5091 | 5091
PS | 0 | 0 | 0 | 0 | 0 | 0
PV | 15 | 15 | 15 | 15 | 1 | 1
PeakG | 4768 | 4768 | 4768 | 4768 | 4768 | 4768
PeakO | 51 | 51 | 51 | 51 | 51 | 51
ST | 0 | 0 | 0 | 0 | 0 | 0
STOG | 17219.71 | 17219.71 | 17219.71 | 17219.71 | 17219.71 | 17219.71
STWD | 0 | 0 | 0 | 0 | 0 | 0
WT | 9280.1 | 17613.5 | 27014.8 | 32864.78 | 33694.94 | 35183.6
IGCC | 0 | 0 | 0 | 0 | 0 | 0
DemandResponse | 740.81 | 3617.73 | 6720.3 | 6926.25 | 7155.61 | 7391.29
IGCC-CCS | 0 | 0 | 0 | 0 | 0 | 0
WT_off | 0 | 0 | 0 | 0 | 0 | 0
PseudoUnit | 0 | 0 | 0 | 0 | 0 | 0
FixedInterchange | 0 | 0 | 0 | 0 | 0 | 0
Total Installed Capacity by Reporting Type: NP15
ReportingType | 2015 | 2020 | 2025 | 2030 | 2035 | 2040
BM | 0 | 0 | 0 | 0 | 0 | 0
CC | 7404 | 7404 | 7404 | 7404 | 7404 | 7404
CSP | 0 | 0 | 0 | 0 | 0 | 0
CT | 217.59 | 1987.16 | 2378.94 | 6341.82 | 10723.66 | 15072.26
Coal | 28.2 | 0 | 0 | 0 | 0 | 0
Geo | 1123 | 1289.21 | 1723 | 1723 | 1723 | 1723
H | 8825 | 8825 | 8825 | 8825 | 8825 | 8825
LFG | 85 | 650 | 650 | 650 | 650 | 650
Nuc | 2300 | 2300 | 2300 | 2300 | 2300 | 2300
PS | 2257 | 2257 | 2257 | 2257 | 2257 | 2257
PV | 59.5 | 59.5 | 59.5 | 59.5 | 53 | 53
PeakG | 3265 | 3265 | 3265 | 3265 | 3265 | 3265
PeakO | 350 | 350 | 350 | 350 | 350 | 350
ST | 29 | 29 | 29 | 29 | 29 | 29
STOG | 3812.6 | 3812.6 | 3812.6 | 3812.6 | 3812.6 | 3812.6
STWD | 442 | 442 | 442 | 442 | 442 | 442
WT | 1193.2 | 1193.2 | 10359.19 | 12766.59 | 12781.92 | 12781.92
IGCC | 0 | 0 | 0 | 0 | 0 | 0
DemandResponse | 1828.06 | 1875.2 | 2034.02 | 2149.8 | 2261.58 | 2376.93
IGCC-CCS | 0 | 0 | 0 | 0 | 0 | 0
WT_off | 0 | 0 | 0 | 0 | 0 | 0
PseudoUnit | 0 | 0 | 0 | 0 | 0 | 0
FixedInterchange | 0 | 0 | 0 | 0 | 0 | 0
Total Installed Capacity by Reporting Type: NWPP_Coal
ReportingType | 2015 | 2020 | 2025 | 2030 | 2035 | 2040
BM | 0 | 0 | 0 | 0 | 0 | 0
CC | 0 | 0 | 0 | 0 | 0 | 0
CSP | 0 | 0 | 0 | 0 | 0 | 0
CT | 0 | 0 | 0 | 0 | 0 | 0
Coal | 13097.62 | 13097.62 | 13097.62 | 13097.62 | 13097.62 | 13097.62
Geo | 0 | 0 | 0 | 0 | 0 | 0
H | 0 | 0 | 0 | 0 | 0 | 0
LFG | 0 | 0 | 0 | 0 | 0 | 0
Nuc | 0 | 0 | 0 | 0 | 0 | 0
PS | 0 | 0 | 0 | 0 | 0 | 0
PV | 0 | 0 | 0 | 0 | 0 | 0
PeakG | 0 | 0 | 0 | 0 | 0 | 0
PeakO | 0 | 0 | 0 | 0 | 0 | 0
ST | 0 | 0 | 0 | 0 | 0 | 0
STOG | 0 | 0 | 0 | 0 | 0 | 0
STWD | 0 | 0 | 0 | 0 | 0 | 0
WT | 0 | 0 | 0 | 0 | 0 | 0
IGCC | 0 | 0 | 0 | 0 | 0 | 0
DemandResponse | 0 | 0 | 0 | 0 | 0 | 0
IGCC-CCS | 0 | 0 | 0 | 0 | 0 | 0
WT_off | 0 | 0 | 0 | 0 | 0 | 0
PseudoUnit | 0 | 0 | 0 | 0 | 0 | 0
FixedInterchange | 0 | 0 | 0 | 0 | 0 | 0
Total Installed Capacity by Reporting Type: NWPP_Gas
ReportingType | 2015 | 2020 | 2025 | 2030 | 2035 | 2040
BM | 0 | 0 | 0 | 0 | 0 | 0
CC | 6627 | 6627 | 6627 | 9734.98 | 14407.67 | 14741.87
CSP | 0 | 0 | 0 | 0 | 0 | 0
CT | 150 | 150 | 150 | 150 | 0 | 0
Coal | 0 | 0 | 0 | 0 | 0 | 426.09
Geo | 0 | 0 | 0 | 0 | 0 | 0
H | 0 | 0 | 0 | 0 | 0 | 0
LFG | 0 | 0 | 0 | 0 | 0 | 0
Nuc | 0 | 0 | 0 | 0 | 0 | 0
PS | 0 | 0 | 0 | 0 | 0 | 0
PV | 0 | 0 | 0 | 0 | 0 | 0
PeakG | 0 | 0 | 0 | 0 | 0 | 0
PeakO | 0 | 0 | 0 | 0 | 0 | 0
ST | 0 | 0 | 0 | 0 | 0 | 0
STOG | 0 | 0 | 0 | 0 | 0 | 0
STWD | 0 | 0 | 0 | 0 | 0 | 0
WT | 0 | 0 | 0 | 0 | 0 | 0
IGCC | 0 | 0 | 0 | 0 | 0 | 0
DemandResponse | 0.01 | 953.34 | 1988.72 | 2091.14 | 2193.74 | 2298.72
IGCC-CCS | 0 | 0 | 0 | 0 | 0 | 0
WT_off | 0 | 0 | 0 | 0 | 0 | 0
PseudoUnit | 0 | 0 | 0 | 0 | 0 | 0
FixedInterchange | 0 | 0 | 0 | 0 | 0 | 0
Total Installed Capacity by Reporting Type: NWPP_NucRenew
ReportingType | 2015 | 2020 | 2025 | 2030 | 2035 | 2040
BM | 32.55 | 32.55 | 32.55 | 32.55 | 32.55 | 32.55
CC | 0 | 0 | 0 | 0 | 0 | 0
CSP | 0 | 0 | 0 | 0 | 0 | 0
CT | 0 | 0 | 0 | 0 | 0 | 0
Coal | 0 | 0 | 0 | 0 | 0 | 0
Geo | 404.2 | 404.2 | 838.2 | 838.2 | 838.2 | 838.2
H | 33736 | 33736 | 33736 | 33736 | 33736 | 33736
LFG | 128.5 | 128.5 | 373 | 373 | 373 | 373
Nuc | 1131 | 1131 | 1131 | 1131 | 1131 | 1131
PS | 258 | 258 | 258 | 258 | 258 | 258
PV | 3 | 3 | 3 | 3 | 3 | 3
PeakG | 0 | 0 | 0 | 0 | 0 | 0
PeakO | 0 | 0 | 0 | 0 | 0 | 0
ST | 0 | 0 | 0 | 0 | 0 | 0
STOG | 0 | 0 | 0 | 0 | 0 | 0
STWD | 379.09 | 379.09 | 379.09 | 379.09 | 379.09 | 379.09
WT | 6865.3 | 6865.3 | 6865.3 | 6865.3 | 6865.3 | 6865.3
IGCC | 0 | 0 | 0 | 0 | 0 | 0
DemandResponse | 0 | 0 | 0 | 0 | 0 | 0
IGCC-CCS | 0 | 0 | 0 | 0 | 0 | 0
WT_off | 0 | 0 | 0 | 0 | 0 | 0
PseudoUnit | 0 | 0 | 0 | 0 | 0 | 0
FixedInterchange | 0 | 0 | 0 | 0 | 0 | 0
Total Installed Capacity by Reporting Type: RMPA
ReportingType | 2015 | 2020 | 2025 | 2030 | 2035 | 2040
BM | 0 | 0 | 0 | 0 | 0 | 0
CC | 2686 | 2686 | 2686 | 2686 | 2686 | 2686
CSP | 0 | 0 | 0 | 0 | 0 | 0
CT | 152 | 152 | 152 | 152 | 32.78 | 32.78
Coal | 7475.3 | 7304.8 | 6852.68 | 6852.68 | 8101.12 | 9304.44
Geo | 0 | 458.79 | 2545.23 | 2570 | 2570 | 2570
H | 982 | 982 | 982 | 982 | 982 | 982
LFG | 7.4 | 7.4 | 7.4 | 36.33 | 36.33 | 36.33
Nuc | 0.1 | 0.1 | 0.1 | 0.1 | 0.1 | 0.1
PS | 563 | 563 | 563 | 563 | 563 | 563
PV | 21 | 21 | 21 | 21 | 21 | 21
PeakG | 2904 | 2904 | 2904 | 2904 | 2904 | 2904
PeakO | 187 | 187 | 187 | 187 | 187 | 187
ST | 3 | 383.25 | 415.52 | 430.78 | 430.78 | 430.78
STOG | 0 | 0 | 0 | 0 | 0 | 0
STWD | 0 | 0 | 0 | 0 | 0 | 0
WT | 2113.4 | 2113.4 | 2113.4 | 2113.4 | 2113.4 | 2113.4
IGCC | 0 | 0 | 0 | 0 | 0 | 0
DemandResponse | 486.05 | 622.89 | 804.5 | 856.88 | 912.57 | 971.91
IGCC-CCS | 0 | 0 | 0 | 0 | 0 | 0
WT_off | 0 | 0 | 0 | 0 | 0 | 0
PseudoUnit | 0 | 0 | 0 | 0 | 0 | 0
FixedInterchange | 0 | 0 | 0 | 0 | 0 | 0
Total Installed Capacity by Reporting Type: SP15
ReportingType | 2015 | 2020 | 2025 | 2030 | 2035 | 2040
BM | 6 | 6 | 6 | 6 | 6 | 6
CC | 10080.5 | 10080.5 | 10080.5 | 10080.5 | 10080.5 | 10080.5
CSP | 0 | 0 | 0 | 0 | 0 | 0
CT | 0 | 0 | 0 | 0 | 0 | 0
Coal | 101.2 | 101.2 | 101.2 | 101.2 | 0 | 0
Geo | 963 | 2413 | 2413 | 2413 | 2413 | 2413
H | 1163 | 1163 | 1163 | 1163 | 1163 | 1163
LFG | 223.2 | 779 | 779 | 779 | 779 | 779
Nuc | 2250 | 2250 | 2250 | 2250 | 2250 | 2250
PS | 1440 | 1440 | 1440 | 1440 | 1440 | 1440
PV | 126.8 | 126.8 | 126.8 | 126.8 | 123 | 123
PeakG | 4309 | 4309 | 4309 | 4309 | 4309 | 4309
PeakO | 51 | 51 | 51 | 51 | 51 | 51
ST | 448 | 448 | 448 | 448 | 448 | 448
STOG | 10242 | 10242 | 10242 | 10242 | 10242 | 10242
STWD | 119 | 119 | 119 | 119 | 119 | 119
WT | 2207.8 | 2207.8 | 2207.8 | 2207.8 | 2207.8 | 2207.8
IGCC | 0 | 0 | 0 | 0 | 0 | 0
DemandResponse | 2613.15 | 2728.17 | 2959.23 | 3127.67 | 3290.3 | 3458.12
IGCC-CCS | 0 | 0 | 0 | 0 | 0 | 0
WT_off | 0 | 0 | 0 | 0 | 0 | 0
PseudoUnit | 0 | 0 | 0 | 0 | 0 | 0
FixedInterchange | 0 | 0 | 0 | 0 | 0 | 0
Total Installed Capacity by Reporting Type: ALB
ReportingType | 2015 | 2020 | 2025 | 2030 | 2035 | 2040
BM | 0 | 0 | 0 | 0 | 0 | 0
CC | 2609.19 | 3144.81 | 3937.45 | 4536.4 | 5743.18 | 6822.65
CSP | 0 | 0 | 0 | 0 | 0 | 0
CT | 201.5 | 201.5 | 201.5 | 201.5 | 0 | 0
Coal | 6240.83 | 6240.83 | 6240.83 | 6240.83 | 6240.83 | 6240.83
Geo | 0 | 0 | 0 | 0 | 0 | 0
H | 912 | 912 | 912 | 912 | 912 | 912
LFG | 10 | 10 | 10 | 10 | 10 | 10
Nuc | 0.1 | 0.1 | 0.1 | 0.1 | 0.1 | 0.1
PS | 0 | 0 | 0 | 0 | 0 | 0
PV | 0 | 0 | 0 | 0 | 0 | 0
PeakG | 1487.71 | 1451.76 | 1451.76 | 1451.76 | 1451.76 | 1451.76
PeakO | 0 | 0 | 0 | 0 | 0 | 0
ST | 0 | 0 | 0 | 0 | 0 | 0
STOG | 0 | 0 | 0 | 0 | 0 | 0
STWD | 0 | 0 | 0 | 0 | 0 | 0
WT | 672 | 672 | 672 | 672 | 672 | 672
IGCC | 0 | 0 | 0 | 0 | 0 | 0
DemandResponse | 105.16 | 361.08 | 660.83 | 708.64 | 759.9 | 814.88
IGCC-CCS | 0 | 0 | 0 | 0 | 0 | 0
WT_off | 0 | 0 | 0 | 0 | 0 | 0
PseudoUnit | 0 | 0 | 0 | 0 | 0 | 0
FixedInterchange | 0 | 0 | 0 | 0 | 0 | 0
Total Installed Capacity by Reporting Type: BC
ReportingType | 2015 | 2020 | 2025 | 2030 | 2035 | 2040
BM | 0 | 0 | 0 | 0 | 0 | 0
CC | 1376.72 | 1549.95 | 2062.87 | 2734.86 | 3535.33 | 4215.61
CSP | 0 | 0 | 0 | 0 | 0 | 0
CT | 0 | 0 | 0 | 0 | 0 | 160.29
Coal | 0 | 0 | 0 | 0 | 0 | 0
Geo | 0 | 0 | 0 | 0 | 0 | 0
H | 12161 | 12161 | 12161 | 12161 | 12161 | 12161
LFG | 24 | 24 | 24 | 24 | 24 | 24
Nuc | 0.1 | 0.1 | 0.1 | 0.1 | 0.1 | 0.1
PS | 0 | 0 | 0 | 0 | 0 | 0
PV | 0 | 0 | 0 | 0 | 0 | 0
PeakG | 141 | 141 | 141 | 141 | 141 | 141
PeakO | 44 | 44 | 44 | 44 | 44 | 44
ST | 0 | 0 | 0 | 0 | 0 | 0
STOG | 0 | 0 | 0 | 0 | 0 | 0
STWD | 510 | 510 | 510 | 510 | 510 | 510
WT | 246 | 246 | 246 | 246 | 246 | 246
IGCC | 0 | 0 | 0 | 0 | 0 | 0
DemandResponse | 0.01 | 264.69 | 555.31 | 582.51 | 611.05 | 640.98
IGCC-CCS | 0 | 0 | 0 | 0 | 0 | 0
WT_off | 0 | 0 | 0 | 0 | 0 | 0
PseudoUnit | 0 | 0 | 0 | 0 | 0 | 0
FixedInterchange | 0 | 0 | 0 | 0 | 0 | 0
Total Installed Capacity by Reporting Type: HQ_IESO
ReportingType | 2015 | 2020 | 2025 | 2030 | 2035 | 2040
BM | 0 | 0 | 0 | 0 | 0 | 0
CC | 0 | 0 | 0 | 0 | 0 | 0
CSP | 0 | 0 | 0 | 0 | 0 | 0
CT | 0 | 0 | 0 | 0 | 0 | 0
Coal | 0 | 0 | 0 | 0 | 0 | 0
Geo | 0 | 0 | 0 | 0 | 0 | 0
H | 0 | 0 | 0 | 0 | 0 | 0
LFG | 0 | 0 | 0 | 0 | 0 | 0
Nuc | 0.1 | 0.1 | 0.1 | 0.1 | 0.1 | 0.1
PS | 0 | 0 | 0 | 0 | 0 | 0
PV | 0 | 0 | 0 | 0 | 0 | 0
PeakG | 0 | 0 | 0 | 0 | 0 | 0
PeakO | 0 | 0 | 0 | 0 | 0 | 0
ST | 0 | 0 | 0 | 0 | 0 | 0
STOG | 0 | 0 | 0 | 0 | 0 | 0
STWD | 0 | 0 | 0 | 0 | 0 | 0
WT | 0 | 0 | 0 | 0 | 0 | 0
IGCC | 0 | 0 | 0 | 0 | 0 | 0
DemandResponse | 0 | 0 | 0 | 0 | 0 | 0
IGCC-CCS | 0 | 0 | 0 | 0 | 0 | 0
WT_off | 0 | 0 | 0 | 0 | 0 | 0
PseudoUnit | 0 | 0 | 0 | 0 | 0 | 0
FixedInterchange | 3000 | 3000 | 3000 | 3000 | 3000 | 3000
Total Installed Capacity by Reporting Type: HQ_NEISO
ReportingType | 2015 | 2020 | 2025 | 2030 | 2035 | 2040
BM | 0 | 0 | 0 | 0 | 0 | 0
CC | 0 | 0 | 0 | 0 | 0 | 0
CSP | 0 | 0 | 0 | 0 | 0 | 0
CT | 0 | 0 | 0 | 0 | 0 | 0
Coal | 0 | 0 | 0 | 0 | 0 | 0
Geo | 0 | 0 | 0 | 0 | 0 | 0
H | 0 | 0 | 0 | 0 | 0 | 0
LFG | 0 | 0 | 0 | 0 | 0 | 0
Nuc | 0.1 | 0.1 | 0.1 | 0.1 | 0.1 | 0.1
PS | 0 | 0 | 0 | 0 | 0 | 0
PV | 0 | 0 | 0 | 0 | 0 | 0
PeakG | 0 | 0 | 0 | 0 | 0 | 0
PeakO | 0 | 0 | 0 | 0 | 0 | 0
ST | 0 | 0 | 0 | 0 | 0 | 0
STOG | 0 | 0 | 0 | 0 | 0 | 0
STWD | 0 | 0 | 0 | 0 | 0 | 0
WT | 0 | 0 | 0 | 0 | 0 | 0
IGCC | 0 | 0 | 0 | 0 | 0 | 0
DemandResponse | 0 | 0 | 0 | 0 | 0 | 0
IGCC-CCS | 0 | 0 | 0 | 0 | 0 | 0
WT_off | 0 | 0 | 0 | 0 | 0 | 0
PseudoUnit | 0 | 0 | 0 | 2500 | 2500 | 2500
FixedInterchange | 2920 | 2920 | 2920 | 2920 | 2920 | 2920
Total Installed Capacity by Reporting Type: HQ_NY
ReportingType | 2015 | 2020 | 2025 | 2030 | 2035 | 2040
BM | 0 | 0 | 0 | 0 | 0 | 0
CC | 0 | 0 | 0 | 0 | 0 | 0
CSP | 0 | 0 | 0 | 0 | 0 | 0
CT | 0 | 0 | 0 | 0 | 0 | 0
Coal | 0 | 0 | 0 | 0 | 0 | 0
Geo | 0 | 0 | 0 | 0 | 0 | 0
H | 0 | 0 | 0 | 0 | 0 | 0
LFG | 0 | 0 | 0 | 0 | 0 | 0
Nuc | 0.1 | 0.1 | 0.1 | 0.1 | 0.1 | 0.1
PS | 0 | 0 | 0 | 0 | 0 | 0
PV | 0 | 0 | 0 | 0 | 0 | 0
PeakG | 0 | 0 | 0 | 0 | 0 | 0
PeakO | 0 | 0 | 0 | 0 | 0 | 0
ST | 0 | 0 | 0 | 0 | 0 | 0
STOG | 0 | 0 | 0 | 0 | 0 | 0
STWD | 0 | 0 | 0 | 0 | 0 | 0
WT | 0 | 0 | 0 | 0 | 0 | 0
IGCC | 0 | 0 | 0 | 0 | 0 | 0
DemandResponse | 0 | 0 | 0 | 0 | 0 | 0
IGCC-CCS | 0 | 0 | 0 | 0 | 0 | 0
WT_off | 0 | 0 | 0 | 0 | 0 | 0
PseudoUnit | 0 | 918.77 | 2500 | 2500 | 2500 | 2500
FixedInterchange | 1500 | 1500 | 1500 | 1500 | 1500 | 1500
Total Installed Capacity by Reporting Type: MARITIMES
ReportingType | 2015 | 2020 | 2025 | 2030 | 2035 | 2040
BM | 0 | 0 | 0 | 0 | 0 | 0
CC | 0 | 0 | 0 | 0 | 0 | 0
CSP | 0 | 0 | 0 | 0 | 0 | 0
CT | 0 | 0 | 0 | 0 | 0 | 0
Coal | 0 | 0 | 0 | 0 | 0 | 0
Geo | 0 | 0 | 0 | 0 | 0 | 0
H | 0 | 0 | 0 | 0 | 0 | 0
LFG | 0 | 0 | 0 | 0 | 0 | 0
Nuc | 0.1 | 0.1 | 0.1 | 0.1 | 0.1 | 0.1
PS | 0 | 0 | 0 | 0 | 0 | 0
PV | 0 | 0 | 0 | 0 | 0 | 0
PeakG | 0 | 0 | 0 | 0 | 0 | 0
PeakO | 0 | 0 | 0 | 0 | 0 | 0
ST | 0 | 0 | 0 | 0 | 0 | 0
STOG | 0 | 0 | 0 | 0 | 0 | 0
STWD | 0 | 0 | 0 | 0 | 0 | 0
WT | 0 | 0 | 0 | 0 | 0 | 0
IGCC | 0 | 0 | 0 | 0 | 0 | 0
DemandResponse | 0 | 0 | 0 | 0 | 0 | 0
IGCC-CCS | 0 | 0 | 0 | 0 | 0 | 0
WT_off | 0 | 0 | 0 | 0 | 0 | 0
PseudoUnit | 0 | 500 | 500 | 500 | 500 | 500
FixedInterchange | 1400 | 1400 | 1400 | 1400 | 1400 | 1400
Total Installed Capacity by Reporting Type: All
ReportingType | 2015 | 2020 | 2025 | 2030 | 2035 | 2040
BM | 1251 | 1481.9 | 2102.38 | 3863.29 | 4110.75 | 4185.92
CC | 229294.3 | 236334.02 | 238459.03 | 247810.12 | 286454.97 | 319443.98
CSP | 0 | 0 | 0 | 0 | 0 | 0
CT | 7618.1 | 15857.31 | 19213.33 | 32161.84 | 50569.92 | 63605.15
Coal | 267137.29 | 246106.97 | 236463.76 | 236250.78 | 240350.78 | 259404.24
Geo | 2534.2 | 4609.2 | 9013.43 | 9038.2 | 9038.2 | 9038.2
H | 106079.79 | 107655.07 | 110507.79 | 113595.79 | 113595.79 | 113845.79
LFG | 4136 | 6089 | 8299 | 9022.5 | 9023 | 9023
Nuc | 117236.86 | 121152.36 | 121152.36 | 119664.16 | 93088.46 | 73382.46
PS | 21788 | 21788 | 21788 | 21788 | 21788 | 21788
PV | 1648 | 3820.31 | 4899.64 | 5147.56 | 4146.25 | 4285.82
PeakG | 117742.65 | 117706.7 | 117706.7 | 117706.7 | 117706.7 | 115636.26
PeakO | 19752.49 | 19752.49 | 19752.49 | 19752.49 | 19752.49 | 19752.49
ST | 760 | 1579.66 | 1888.57 | 2028.47 | 2028.47 | 2028.47
STOG | 67410.05 | 67410.05 | 67007.01 | 66881.01 | 66881.01 | 66881.01
STWD | 4456.09 | 4456.09 | 4456.09 | 4456.09 | 4456.09 | 4456.09
WT | 64004.8 | 108475.9 | 195455.47 | 275691.37 | 287950.98 | 301313.21
IGCC | 618 | 618 | 618 | 618 | 618 | 618
DemandResponse | 37863.74 | 60093.26 | 85862.57 | 89210.8 | 92685.8 | 96304.58
IGCC-CCS | 0 | 0 | 0 | 0 | 0 | 0
WT_off | 469 | 469 | 1569 | 1569 | 1101 | 1101
PseudoUnit | 0 | 1418.77 | 3000 | 5500 | 5500 | 5500
FixedInterchange | 8820 | 8820 | 8820 | 8820 | 8820 | 8820
Total Installed Capacity by Reporting Type: EI_US
ReportingType | 2015 | 2020 | 2025 | 2030 | 2035 | 2040
BM | 741.12 | 972.02 | 1592.5 | 1652.53 | 1835.85 | 1794.66
CC | 149286.19 | 154393.31 | 155212.76 | 156781.56 | 186896.67 | 213449.4
CSP | 0 | 0 | 0 | 0 | 0 | 0
CT | 5543.01 | 12012.65 | 14976.89 | 23962.51 | 38717.19 | 45778.45
Coal | 209189.39 | 188722.87 | 180802.57 | 180624.58 | 181567.59 | 190017.43
Geo | 44 | 44 | 44 | 44 | 44 | 44
H | 29436.09 | 30316.37 | 31674.09 | 31674.09 | 31674.09 | 31674.09
LFG | 3458.4 | 4290.6 | 5841.43 | 6536 | 6536 | 6536
Nuc | 89571.36 | 93486.86 | 93486.86 | 91998.66 | 66452.96 | 48286.96
PS | 16931 | 16931 | 16931 | 16931 | 16931 | 16931
PV | 176.74 | 2349.05 | 3428.38 | 3676.31 | 3766.55 | 3906.12
PeakG | 97654.5 | 97654.5 | 97654.5 | 97654.5 | 97654.5 | 97654.5
PeakO | 19036.14 | 19036.14 | 19036.14 | 19036.14 | 19036.14 | 19036.14
ST | 0 | 0 | 0 | 0 | 0 | 0
STOG | 36009.74 | 36009.74 | 35606.7 | 35606.7 | 35606.7 | 35606.7
STWD | 2980 | 2980 | 2980 | 2980 | 2980 | 2980
WT | 36938.6 | 73076.3 | 141161.16 | 212523.5 | 226043.52 | 237917.09
IGCC | 618 | 618 | 618 | 618 | 618 | 618
DemandResponse | 29707.66 | 46218.47 | 65324.07 | 67718.5 | 70208.86 | 72802.09
IGCC-CCS | 0 | 0 | 0 | 0 | 0 | 0
WT_off | 469 | 469 | 1569 | 1569 | 1101 | 1101
PseudoUnit | 0 | 1418.77 | 3000 | 5500 | 5500 | 5500
FixedInterchange | 5820 | 5820 | 5820 | 5820 | 5820 | 5820
Total Installed Capacity by Reporting Type: EI_Canada
ReportingType | 2015 | 2020 | 2025 | 2030 | 2035 | 2040
BM | 326.33 | 326.33 | 326.33 | 326.33 | 326.33 | 326.33
CC | 4829.7 | 4829.7 | 4829.7 | 4302.01 | 4302.01 | 5113.78
CSP | 0 | 0 | 0 | 0 | 0 | 0
CT | 368 | 368 | 368 | 368 | 846.28 | 2311.37
Coal | 1670.89 | 1305.78 | 35 | 0 | 0 | 0
Geo | 0 | 0 | 0 | 0 | 0 | 0
H | 15168.7 | 15863.7 | 17358.7 | 19818.7 | 19818.7 | 20068.7
LFG | 117.5 | 117.5 | 117.5 | 117.5 | 118 | 118
Nuc | 13018.2 | 13018.2 | 13018.2 | 13018.2 | 11988.2 | 10448.2
PS | 123 | 123 | 123 | 123 | 123 | 123
PV | 1097.26 | 1097.26 | 1097.26 | 1097.26 | 30 | 30
PeakG | 1143 | 1143 | 1143 | 1143 | 1143 | 1143
PeakO | 33.35 | 33.35 | 33.35 | 33.35 | 33.35 | 33.35
ST | 0 | 0 | 0 | 0 | 0 | 0
STOG | 126 | 126 | 126 | 0 | 0 | 0
STWD | 0 | 0 | 0 | 0 | 0 | 0
WT | 3963.3 | 3963.3 | 3963.3 | 3963.3 | 1857.4 | 1857.4
IGCC | 0 | 0 | 0 | 0 | 0 | 0
DemandResponse | 2048.29 | 2374.97 | 2887.27 | 2989.59 | 3095.56 | 3205.29
IGCC-CCS | 0 | 0 | 0 | 0 | 0 | 0
WT_off | 0 | 0 | 0 | 0 | 0 | 0
PseudoUnit | 0 | 0 | 0 | 0 | 0 | 0
FixedInterchange | 3000 | 3000 | 3000 | 3000 | 3000 | 3000
Total Installed Capacity by Reporting Type: EI
ReportingType | 2015 | 2020 | 2025 | 2030 | 2035 | 2040
BM | 1067.45 | 1298.35 | 1918.83 | 1978.86 | 2162.19 | 2120.99
CC | 154115.89 | 159223.01 | 160042.45 | 161083.58 | 191198.69 | 218563.18
CSP | 0 | 0 | 0 | 0 | 0 | 0
CT | 5911.01 | 12380.65 | 15344.89 | 24330.51 | 39563.47 | 48089.82
Coal | 210860.27 | 190028.66 | 180837.56 | 180624.58 | 181567.59 | 190017.43
Geo | 44 | 44 | 44 | 44 | 44 | 44
H | 44604.79 | 46180.07 | 49032.79 | 51492.79 | 51492.79 | 51742.79
LFG | 3575.9 | 4408.1 | 5958.93 | 6653.5 | 6654 | 6654
Nuc | 102589.56 | 106505.06 | 106505.06 | 105016.86 | 78441.16 | 58735.16
PS | 17054 | 17054 | 17054 | 17054 | 17054 | 17054
PV | 1274 | 3446.31 | 4525.64 | 4773.56 | 3796.55 | 3936.12
PeakG | 98797.5 | 98797.5 | 98797.5 | 98797.5 | 98797.5 | 98797.5
PeakO | 19069.49 | 19069.49 | 19069.49 | 19069.49 | 19069.49 | 19069.49
ST | 0 | 0 | 0 | 0 | 0 | 0
STOG | 36135.74 | 36135.74 | 35732.7 | 35606.7 | 35606.7 | 35606.7
STWD | 2980 | 2980 | 2980 | 2980 | 2980 | 2980
WT | 40901.9 | 77039.6 | 145124.46 | 216486.8 | 227900.92 | 239774.49
IGCC | 618 | 618 | 618 | 618 | 618 | 618
DemandResponse | 31755.95 | 48593.44 | 68211.33 | 70708.09 | 73304.41 | 76007.38
IGCC-CCS | 0 | 0 | 0 | 0 | 0 | 0
WT_off | 469 | 469 | 1569 | 1569 | 1101 | 1101
PseudoUnit | 0 | 1418.77 | 3000 | 5500 | 5500 | 5500
FixedInterchange | 8820 | 8820 | 8820 | 8820 | 8820 | 8820
Total Installed Capacity by Reporting Type: Outside_EI
ReportingType | 2015 | 2020 | 2025 | 2030 | 2035 | 2040
BM | 183.55 | 183.55 | 183.55 | 1884.43 | 1948.56 | 2064.93
CC | 75178.41 | 77111.01 | 78416.58 | 86726.54 | 95256.28 | 100880.81
CSP | 0 | 0 | 0 | 0 | 0 | 0
CT | 1707.09 | 3476.66 | 3868.44 | 7831.32 | 11006.45 | 15515.34
Coal | 56277.02 | 56078.32 | 55626.19 | 55626.2 | 58783.19 | 69386.81
Geo | 2490.2 | 4565.2 | 8969.43 | 8994.2 | 8994.2 | 8994.2
H | 61475 | 61475 | 61475 | 62103 | 62103 | 62103
LFG | 560.1 | 1680.9 | 2340.07 | 2369 | 2369 | 2369
Nuc | 14647.3 | 14647.3 | 14647.3 | 14647.3 | 14647.3 | 14647.3
PS | 4734 | 4734 | 4734 | 4734 | 4734 | 4734
PV | 374 | 374 | 374 | 374 | 349.7 | 349.7
PeakG | 18945.15 | 18909.2 | 18909.2 | 18909.2 | 18909.2 | 16838.76
PeakO | 683 | 683 | 683 | 683 | 683 | 683
ST | 760 | 1579.66 | 1888.57 | 2028.47 | 2028.47 | 2028.47
STOG | 31274.31 | 31274.31 | 31274.31 | 31274.31 | 31274.31 | 31274.31
STWD | 1476.09 | 1476.09 | 1476.09 | 1476.09 | 1476.09 | 1476.09
WT | 23102.9 | 31436.3 | 50331.01 | 59204.57 | 60050.06 | 61538.72
IGCC | 0 | 0 | 0 | 0 | 0 | 0
DemandResponse | 6107.8 | 11499.81 | 17651.23 | 18502.71 | 19381.39 | 20297.2
IGCC-CCS | 0 | 0 | 0 | 0 | 0 | 0
WT_off | 0 | 0 | 0 | 0 | 0 | 0
PseudoUnit | 0 | 0 | 0 | 0 | 0 | 0
FixedInterchange | 0 | 0 | 0 | 0 | 0 | 0
#6 | Retrofit Capacity (MW)
Retrofit Capacity by Reporting Type: Entergy
ReportingType | 2015 | 2020 | 2025 | 2030 | 2035 | 2040
FGD | 0 | 7356 | 7356 | 7356 | 7356 | 7356
SNCR | 0 | 0 | 0 | 0 | 0 | 0
SCR | 0 | 0 | 0 | 0 | 0 | 0
ACI90 | 0 | 0 | 0 | 0 | 0 | 0
RPJ90 | 0 | 7416 | 7416 | 7416 | 7416 | 7416
PCSEQ | 0 | 0 | 0 | 0 | 0 | 0
Retrofit Capacity by Reporting Type: FRCC
ReportingType | 2015 | 2020 | 2025 | 2030 | 2035 | 2040
FGD | 0 | 235 | 235 | 235 | 235 | 235
SNCR | 0 | 0 | 0 | 0 | 0 | 0
SCR | 3796 | 1898 | 1898 | 1898 | 1898 | 1898
ACI90 | 0 | 0 | 0 | 0 | 0 | 0
RPJ90 | 0 | 7900 | 7900 | 7900 | 7900 | 7900
PCSEQ | 0 | 0 | 0 | 0 | 0 | 0
Retrofit Capacity by Reporting Type: MAPP_US
ReportingType | 2015 | 2020 | 2025 | 2030 | 2035 | 2040
FGD | 221 | 46.49 | 0 | 0 | 0 | 0
SNCR | 0 | 0 | 0 | 0 | 0 | 0
SCR | 0 | 0 | 0 | 0 | 0 | 0
ACI90 | 0 | 0 | 0 | 0 | 0 | 0
RPJ90 | 0 | 2406.49 | 2360 | 2360 | 2360 | 2360
PCSEQ | 0 | 0 | 0 | 0 | 0 | 0
Retrofit Capacity by Reporting Type: MISO_IN
ReportingType | 2015 | 2020 | 2025 | 2030 | 2035 | 2040
FGD | 0 | 2276 | 2276 | 2276 | 2276 | 2276
SNCR | 0 | 0 | 0 | 0 | 0 | 0
SCR | 0 | 0 | 0 | 0 | 0 | 0
ACI90 | 0 | 0 | 0 | 0 | 0 | 0
RPJ90 | 0.03 | 13115.86 | 13115.87 | 13115.89 | 13115.91 | 13115.93
PCSEQ | 0 | 0 | 0 | 0 | 0 | 0
Retrofit Capacity by Reporting Type: MISO_MI
ReportingType | 2015 | 2020 | 2025 | 2030 | 2035 | 2040
FGD | 0 | 5477.2 | 5477.2 | 5477.2 | 5477.2 | 5477.2
SNCR | 0 | 0 | 0 | 0 | 0 | 0
SCR | 355 | 0 | 0 | 0 | 0 | 0
ACI90 | 0 | 0 | 0 | 0 | 0 | 0
RPJ90 | 0 | 7279 | 7279 | 7279 | 7279 | 7279
PCSEQ | 0 | 0 | 0 | 0 | 0 | 0
Retrofit Capacity by Reporting Type: MISO_MO-IL
ReportingType | 2015 | 2020 | 2025 | 2030 | 2035 | 2040
FGD | 0 | 7794 | 7794 | 7794 | 7794 | 7794
SNCR | 0 | 0 | 0 | 0 | 0 | 0
SCR | 400 | 200 | 200 | 200 | 200 | 200
ACI90 | 0 | 0 | 0 | 0 | 0 | 0
RPJ90 | 2490.04 | 11444.07 | 11444.09 | 11444.11 | 11444.14 | 11444.15
PCSEQ | 0 | 0 | 0 | 0 | 0 | 0
Retrofit Capacity by Reporting Type: MISO_W
ReportingType | 2015 | 2020 | 2025 | 2030 | 2035 | 2040
FGD | 0 | 5555.5 | 5555.5 | 5555.5 | 5555.5 | 5555.5
SNCR | 0 | 0 | 0 | 0 | 0 | 0
SCR | 1225.26 | 612.63 | 612.63 | 612.63 | 612.63 | 612.63
ACI90 | 0 | 0 | 0 | 0 | 0 | 0
RPJ90 | 2652.36 | 11006.03 | 11006.03 | 11006.03 | 11006.03 | 11006.03
PCSEQ | 0 | 0 | 0 | 0 | 0 | 0
Retrofit Capacity by Reporting Type: MISO_WUMS
ReportingType | 2015 | 2020 | 2025 | 2030 | 2035 | 2040
FGD | 1135 | 2766.1 | 2766.1 | 2766.1 | 2766.1 | 2766.1
SNCR | 0 | 0 | 0 | 0 | 0 | 0
SCR | 2778.6 | 2163.6 | 2163.6 | 2163.6 | 2163.6 | 2163.6
ACI90 | 0 | 0 | 0 | 0 | 0 | 0
RPJ90 | 1740.22 | 4519.13 | 4519.14 | 4519.16 | 4519.17 | 4519.18
PCSEQ | 0 | 0 | 0 | 0 | 0 | 0
Retrofit Capacity by Reporting Type: Nebraska
ReportingType | 2015 | 2020 | 2025 | 2030 | 2035 | 2040
FGD | 0 | 2920.2 | 2011 | 2011 | 2011 | 2011
SNCR | 0 | 0 | 0 | 0 | 0 | 0
SCR | 0 | 0 | 0 | 0 | 0 | 0
ACI90 | 0 | 0 | 0 | 0 | 0 | 0
RPJ90 | 1364.4 | 3602.4 | 2693.2 | 2693.2 | 2693.2 | 2693.2
PCSEQ | 0 | 0 | 0 | 0 | 0 | 0
Retrofit Capacity by Reporting Type: NEISO
ReportingType | 2015 | 2020 | 2025 | 2030 | 2035 | 2040
FGD | 320 | 0 | 0 | 0 | 0 | 0
SNCR | 0 | 0 | 0 | 0 | 0 | 0
SCR | 0 | 0 | 0 | 0 | 0 | 0
ACI90 | 0 | 0 | 0 | 0 | 0 | 0
RPJ90 | 870.93 | 0 | 0 | 0 | 0 | 0
PCSEQ | 0 | 0 | 0 | 0 | 0 | 0
Retrofit Capacity by Reporting Type: NonRTO_Midwest
ReportingType | 2015 | 2020 | 2025 | 2030 | 2035 | 2040
FGD | 1403 | 2213.37 | 2213.37 | 2213.37 | 2213.37 | 2213.37
SNCR | 0 | 0 | 0 | 0 | 0 | 0
SCR | 1463.8 | 731.9 | 731.9 | 731.9 | 731.9 | 731.9
ACI90 | 0 | 0 | 0 | 0 | 0 | 0
RPJ90 | 0.04 | 8108.73 | 8108.76 | 8108.78 | 8108.81 | 8108.83
PCSEQ | 0 | 0 | 0 | 0 | 0 | 0
Retrofit Capacity by Reporting Type: NYISO_A-F
ReportingType | 2015 | 2020 | 2025 | 2030 | 2035 | 2040
FGD | 0 | 0 | 0 | 0 | 0 | 0
SNCR | 0 | 0 | 0 | 0 | 0 | 0
SCR | 0 | 0 | 0 | 0 | 0 | 0
ACI90 | 0 | 0 | 0 | 0 | 0 | 0
RPJ90 | 486.3 | 0 | 0 | 0 | 0 | 0
PCSEQ | 0 | 0 | 0 | 0 | 0 | 0
Retrofit Capacity by Reporting Type: NYISO_G-I
ReportingType | 2015 | 2020 | 2025 | 2030 | 2035 | 2040
FGD | 0 | 0 | 0 | 0 | 0 | 0
SNCR | 0 | 0 | 0 | 0 | 0 | 0
SCR | 0 | 0 | 0 | 0 | 0 | 0
ACI90 | 0 | 0 | 0 | 0 | 0 | 0
RPJ90 | 0 | 0 | 0 | 0 | 0 | 0
PCSEQ | 0 | 0 | 0 | 0 | 0 | 0
Retrofit Capacity by Reporting Type: NYISO_J-K
ReportingType | 2015 | 2020 | 2025 | 2030 | 2035 | 2040
FGD | 0 | 0 | 0 | 0 | 0 | 0
SNCR | 0 | 0 | 0 | 0 | 0 | 0
SCR | 0 | 0 | 0 | 0 | 0 | 0
ACI90 | 0 | 0 | 0 | 0 | 0 | 0
RPJ90 | 0 | 0 | 0 | 0 | 0 | 0
PCSEQ | 0 | 0 | 0 | 0 | 0 | 0
Retrofit Capacity by Reporting Type: PJM_E
ReportingType | 2015 | 2020 | 2025 | 2030 | 2035 | 2040
FGD | 0 | 0 | 0 | 0 | 0 | 0
SNCR | 0 | 0 | 0 | 0 | 0 | 0
SCR | 568 | 0 | 0 | 0 | 0 | 0
ACI90 | 0 | 0 | 0 | 0 | 0 | 0
RPJ90 | 1784 | 0 | 0 | 0 | 0 | 0
PCSEQ | 0 | 0 | 0 | 0 | 0 | 0
Retrofit Capacity by Reporting Type: PJM_ROM
ReportingType | 2015 | 2020 | 2025 | 2030 | 2035 | 2040
FGD | 0 | 1234 | 1234 | 1234 | 1234 | 1234
SNCR | 0 | 0 | 0 | 0 | 0 | 0
SCR | 341 | 0 | 0 | 0 | 0 | 0
ACI90 | 0 | 0 | 0 | 0 | 0 | 0
RPJ90 | 2572 | 7711 | 7711 | 7711 | 7711 | 7711
PCSEQ | 0 | 0 | 0 | 0 | 0 | 0
Retrofit Capacity by Reporting Type: PJM_ROR
ReportingType | 2015 | 2020 | 2025 | 2030 | 2035 | 2040
FGD | 0 | 6609.18 | 6609.18 | 6609.18 | 6609.18 | 6609.18
SNCR | 0 | 0 | 0 | 0 | 0 | 0
SCR | 2400 | 1200 | 1200 | 1200 | 1200 | 1200
ACI90 | 0 | 0 | 0 | 0 | 0 | 0
RPJ90 | 0.03 | 35860.23 | 35860.25 | 35860.27 | 35860.29 | 35860.31
PCSEQ | 0 | 0 | 0 | 0 | 0 | 0
Retrofit Capacity by Reporting Type: SOCO
ReportingType | 2015 | 2020 | 2025 | 2030 | 2035 | 2040
FGD | 4088.7 | 6496.27 | 6496.27 | 6496.27 | 6496.27 | 6496.27
SNCR | 0 | 0 | 0 | 0 | 0 | 0
SCR | 3404.7 | 3404.7 | 3404.7 | 3404.71 | 3404.7 | 3404.7
ACI90 | 0 | 0 | 0 | 0 | 0 | 0
RPJ90 | 6809.4 | 14980.07 | 14980.07 | 14980.08 | 14980.07 | 14980.07
PCSEQ | 0 | 0 | 0 | 0 | 0 | 0
Retrofit Capacity by Reporting Type: SPP_N
ReportingType | 2015 | 2020 | 2025 | 2030 | 2035 | 2040
FGD | 0 | 1686.04 | 971 | 971 | 971 | 971
SNCR | 0 | 0 | 0 | 0 | 0 | 0
SCR | 0 | 0 | 0 | 0 | 0 | 0
ACI90 | 0 | 0 | 0 | 0 | 0 | 0
RPJ90 | 1302.03 | 6287.09 | 5572.07 | 5572.08 | 5572.1 | 5572.12
PCSEQ | 0 | 0 | 0 | 0 | 0 | 0
Retrofit Capacity by Reporting Type: SPP_S
ReportingType | 2015 | 2020 | 2025 | 2030 | 2035 | 2040
FGD | 0 | 8343.59 | 2094 | 2094 | 2094 | 2094
SNCR | 0 | 0 | 0 | 0 | 0 | 0
SCR | 0 | 0 | 0 | 0 | 0 | 0
ACI90 | 0 | 0 | 0 | 0 | 0 | 0
RPJ90 | 0 | 11229.72 | 4980.13 | 4802.13 | 4802.13 | 4802.13
PCSEQ | 0 | 0 | 0 | 0 | 0 | 0
Retrofit Capacity by Reporting Type: TVA
ReportingType | 2015 | 2020 | 2025 | 2030 | 2035 | 2040
FGD | 0 | 4090 | 4090 | 4090 | 4090 | 4090
SNCR | 0 | 0 | 0 | 0 | 0 | 0
SCR | 0 | 0 | 0 | 0 | 0 | 0
ACI90 | 0 | 0 | 0 | 0 | 0 | 0
RPJ90 | 0 | 10807.05 | 10807.05 | 10807.05 | 10807.05 | 10807.05
PCSEQ | 0 | 0 | 0 | 0 | 0 | 0
Retrofit Capacity by Reporting Type: TVA_Transmission
ReportingType | 2015 | 2020 | 2025 | 2030 | 2035 | 2040
FGD | 0 | 0 | 0 | 0 | 0 | 0
SNCR | 0 | 0 | 0 | 0 | 0 | 0
SCR | 0 | 0 | 0 | 0 | 0 | 0
ACI90 | 0 | 0 | 0 | 0 | 0 | 0
RPJ90 | 0 | 0 | 0 | 0 | 0 | 0
PCSEQ | 0 | 0 | 0 | 0 | 0 | 0
Retrofit Capacity by Reporting Type: VACAR
ReportingType | 2015 | 2020 | 2025 | 2030 | 2035 | 2040
FGD | 0 | 0 | 0 | 0 | 0 | 0
SNCR | 0 | 0 | 0 | 0 | 0 | 0
SCR | 0 | 0 | 0 | 0 | 0 | 0
ACI90 | 0 | 0 | 0 | 0 | 0 | 0
RPJ90 | 0.09 | 13454.18 | 13454.27 | 13454.4 | 13454.49 | 13454.55
PCSEQ | 0 | 0 | 0 | 0 | 0 | 0
Retrofit Capacity by Reporting Type: IESO
ReportingType | 2015 | 2020 | 2025 | 2030 | 2035 | 2040
FGD | 0 | 0 | 0 | 0 | 0 | 0
SNCR | 0 | 0 | 0 | 0 | 0 | 0
SCR | 0 | 0 | 0 | 0 | 0 | 0
ACI90 | 0 | 0 | 0 | 0 | 0 | 0
RPJ90 | 0 | 0 | 0 | 0 | 0 | 0
PCSEQ | 0 | 0 | 0 | 0 | 0 | 0
Retrofit Capacity by Reporting Type: MAPP_CA
ReportingType | 2015 | 2020 | 2025 | 2030 | 2035 | 2040
FGD | 0 | 0 | 0 | 0 | 0 | 0
SNCR | 0 | 0 | 0 | 0 | 0 | 0
SCR | 0 | 0 | 0 | 0 | 0 | 0
ACI90 | 0 | 0 | 0 | 0 | 0 | 0
RPJ90 | 0 | 0 | 0 | 0 | 0 | 0
PCSEQ | 0 | 0 | 0 | 0 | 0 | 0
Retrofit Capacity by Reporting Type: AZ_NM_SNV_Coal
ReportingType | 2015 | 2020 | 2025 | 2030 | 2035 | 2040
FGD | 384 | 540 | 540 | 540 | 540 | 540
SNCR | 0 | 0 | 0 | 0 | 0 | 0
SCR | 800 | 400 | 400 | 400 | 400 | 400
ACI90 | 0 | 0 | 0 | 0 | 0 | 0
RPJ90 | 3286.01 | 10066.03 | 10066.04 | 10066.05 | 10066.06 | 10066.08
PCSEQ | 0 | 0 | 0 | 0 | 0 | 0
Retrofit Capacity by Reporting Type: AZ_NM_SNV_Gas
ReportingType | 2015 | 2020 | 2025 | 2030 | 2035 | 2040
FGD | 0 | 0 | 0 | 0 | 0 | 0
SNCR | 0 | 0 | 0 | 0 | 0 | 0
SCR | 0 | 0 | 0 | 0 | 0 | 0
ACI90 | 0 | 0 | 0 | 0 | 0 | 0
RPJ90 | 0 | 0 | 0 | 0 | 0 | 0
PCSEQ | 0 | 0 | 0 | 0 | 0 | 0
Retrofit Capacity by Reporting Type: AZ_NM_SNV_NucRenew
ReportingType | 2015 | 2020 | 2025 | 2030 | 2035 | 2040
FGD | 0 | 0 | 0 | 0 | 0 | 0
SNCR | 0 | 0 | 0 | 0 | 0 | 0
SCR | 0 | 0 | 0 | 0 | 0 | 0
ACI90 | 0 | 0 | 0 | 0 | 0 | 0
RPJ90 | 0 | 0 | 0 | 0 | 0 | 0
PCSEQ | 0 | 0 | 0 | 0 | 0 | 0
Retrofit Capacity by Reporting Type: ERCOT
ReportingType | 2015 | 2020 | 2025 | 2030 | 2035 | 2040
FGD | 0 | 5125 | 5125 | 5125 | 5125 | 5125
SNCR | 0 | 0 | 0 | 0 | 0 | 0
SCR | 4370 | 2185 | 2185 | 2185 | 2185 | 2185
ACI90 | 0 | 0 | 0 | 0 | 0 | 0
RPJ90 | 9196.03 | 16247.92 | 16247.94 | 16247.96 | 16247.98 | 16247.99
PCSEQ | 0 | 0 | 0 | 0 | 0 | 0
Retrofit Capacity by Reporting Type: NP15
ReportingType | 2015 | 2020 | 2025 | 2030 | 2035 | 2040
FGD | 0 | 0 | 0 | 0 | 0 | 0
SNCR | 0 | 0 | 0 | 0 | 0 | 0
SCR | 0 | 0 | 0 | 0 | 0 | 0
ACI90 | 0 | 0 | 0 | 0 | 0 | 0
RPJ90 | 0 | 0 | 0 | 0 | 0 | 0
PCSEQ | 0 | 0 | 0 | 0 | 0 | 0
Retrofit Capacity by Reporting Type: NWPP_Coal
ReportingType | 2015 | 2020 | 2025 | 2030 | 2035 | 2040
FGD | 0 | 1601.2 | 1601.2 | 1601.2 | 1601.2 | 1601.2
SNCR | 0 | 0 | 0 | 0 | 0 | 0
SCR | 0 | 0 | 0 | 0 | 0 | 0
ACI90 | 0 | 0 | 0 | 0 | 0 | 0
RPJ90 | 453.6 | 13097.62 | 13097.62 | 13097.62 | 13097.62 | 13097.62
PCSEQ | 0 | 0 | 0 | 0 | 0 | 0
Retrofit Capacity by Reporting Type: NWPP_Gas
ReportingType | 2015 | 2020 | 2025 | 2030 | 2035 | 2040
FGD | 0 | 0 | 0 | 0 | 0 | 0
SNCR | 0 | 0 | 0 | 0 | 0 | 0
SCR | 0 | 0 | 0 | 0 | 0 | 0
ACI90 | 0 | 0 | 0 | 0 | 0 | 0
RPJ90 | 0 | 0 | 0 | 0 | 0 | 0
PCSEQ | 0 | 0 | 0 | 0 | 0 | 0
Retrofit Capacity by Reporting Type: NWPP_NucRenew
ReportingType | 2015 | 2020 | 2025 | 2030 | 2035 | 2040
FGD | 0 | 0 | 0 | 0 | 0 | 0
SNCR | 0 | 0 | 0 | 0 | 0 | 0
SCR | 0 | 0 | 0 | 0 | 0 | 0
ACI90 | 0 | 0 | 0 | 0 | 0 | 0
RPJ90 | 0 | 0 | 0 | 0 | 0 | 0
PCSEQ | 0 | 0 | 0 | 0 | 0 | 0
Retrofit Capacity by Reporting Type: RMPA
ReportingType | 2015 | 2020 | 2025 | 2030 | 2035 | 2040
FGD | 0 | 1282 | 1282 | 1282 | 1282 | 1282
SNCR | 0 | 0 | 0 | 0 | 0 | 0
SCR | 1554.6 | 777.3 | 777.3 | 777.3 | 777.3 | 777.3
ACI90 | 0 | 0 | 0 | 0 | 0 | 0
RPJ90 | 2874.6 | 6914.8 | 6462.68 | 6462.68 | 6462.68 | 6440.3
PCSEQ | 0 | 0 | 0 | 0 | 0 | 0
Retrofit Capacity by Reporting Type: SP15
ReportingType | 2015 | 2020 | 2025 | 2030 | 2035 | 2040
FGD | 0 | 0 | 0 | 0 | 0 | 0
SNCR | 0 | 0 | 0 | 0 | 0 | 0
SCR | 0 | 0 | 0 | 0 | 0 | 0
ACI90 | 0 | 0 | 0 | 0 | 0 | 0
RPJ90 | 0 | 101.2 | 101.2 | 101.2 | 0 | 0
PCSEQ | 0 | 0 | 0 | 0 | 0 | 0
Retrofit Capacity by Reporting Type: ALB
ReportingType | 2015 | 2020 | 2025 | 2030 | 2035 | 2040
FGD | 0 | 0 | 0 | 0 | 0 | 0
SNCR | 0 | 0 | 0 | 0 | 0 | 0
SCR | 0 | 0 | 0 | 0 | 0 | 0
ACI90 | 0 | 0 | 0 | 0 | 0 | 0
RPJ90 | 0 | 0 | 0 | 0 | 0 | 0
PCSEQ | 0 | 0 | 0 | 0 | 0 | 0
Retrofit Capacity by Reporting Type: BC
ReportingType | 2015 | 2020 | 2025 | 2030 | 2035 | 2040
FGD | 0 | 0 | 0 | 0 | 0 | 0
SNCR | 0 | 0 | 0 | 0 | 0 | 0
SCR | 0 | 0 | 0 | 0 | 0 | 0
ACI90 | 0 | 0 | 0 | 0 | 0 | 0
RPJ90 | 0 | 0 | 0 | 0 | 0 | 0
PCSEQ | 0 | 0 | 0 | 0 | 0 | 0
Retrofit Capacity by Reporting Type: HQ_IESO
ReportingType | 2015 | 2020 | 2025 | 2030 | 2035 | 2040
FGD | 0 | 0 | 0 | 0 | 0 | 0
SNCR | 0 | 0 | 0 | 0 | 0 | 0
SCR | 0 | 0 | 0 | 0 | 0 | 0
ACI90 | 0 | 0 | 0 | 0 | 0 | 0
RPJ90 | 0 | 0 | 0 | 0 | 0 | 0
PCSEQ | 0 | 0 | 0 | 0 | 0 | 0
Retrofit Capacity by Reporting Type: HQ_NEISO
ReportingType | 2015 | 2020 | 2025 | 2030 | 2035 | 2040
FGD | 0 | 0 | 0 | 0 | 0 | 0
SNCR | 0 | 0 | 0 | 0 | 0 | 0
SCR | 0 | 0 | 0 | 0 | 0 | 0
ACI90 | 0 | 0 | 0 | 0 | 0 | 0
RPJ90 | 0 | 0 | 0 | 0 | 0 | 0
PCSEQ | 0 | 0 | 0 | 0 | 0 | 0
Retrofit Capacity by Reporting Type: HQ_NY
ReportingType | 2015 | 2020 | 2025 | 2030 | 2035 | 2040
FGD | 0 | 0 | 0 | 0 | 0 | 0
SNCR | 0 | 0 | 0 | 0 | 0 | 0
SCR | 0 | 0 | 0 | 0 | 0 | 0
ACI90 | 0 | 0 | 0 | 0 | 0 | 0
RPJ90 | 0 | 0 | 0 | 0 | 0 | 0
PCSEQ | 0 | 0 | 0 | 0 | 0 | 0
Retrofit Capacity by Reporting Type: MARITIMES
ReportingType | 2015 | 2020 | 2025 | 2030 | 2035 | 2040
FGD | 0 | 0 | 0 | 0 | 0 | 0
SNCR | 0 | 0 | 0 | 0 | 0 | 0
SCR | 0 | 0 | 0 | 0 | 0 | 0
ACI90 | 0 | 0 | 0 | 0 | 0 | 0
RPJ90 | 0 | 0 | 0 | 0 | 0 | 0
PCSEQ | 0 | 0 | 0 | 0 | 0 | 0
Retrofit Capacity by Reporting Type: All
ReportingType | 2015 | 2020 | 2025 | 2030 | 2035 | 2040
FGD | 7551.7 | 73647.14 | 65726.83 | 65726.84 | 65726.83 | 65726.83
SNCR | 0 | 0 | 0 | 0.01 | 0.01 | 0.01
SCR | 23456.96 | 13573.13 | 13573.14 | 13573.14 | 13573.14 | 13573.14
ACI90 | 0 | 0 | 0 | 0 | 0 | 0
RPJ90 | 37882.12 | 223554.59 | 215182.41 | 215004.69 | 214903.73 | 214881.55
PCSEQ | 0 | 0 | 0 | 0 | 0 | 0
Retrofit Capacity by Reporting Type: EI_US
ReportingType | 2015 | 2020 | 2025 | 2030 | 2035 | 2040
FGD | 7167.7 | 65098.94 | 57178.63 | 57178.64 | 57178.63 | 57178.63
SNCR | 0 | 0 | 0 | 0.01 | 0.01 | 0.01
SCR | 16732.36 | 10210.83 | 10210.84 | 10210.84 | 10210.84 | 10210.84
ACI90 | 0 | 0 | 0 | 0 | 0 | 0
RPJ90 | 22071.87 | 177127.03 | 169206.94 | 169029.19 | 169029.39 | 169029.56
PCSEQ | 0 | 0 | 0 | 0 | 0 | 0
Retrofit Capacity by Reporting Type: EI_Canada
ReportingType | 2015 | 2020 | 2025 | 2030 | 2035 | 2040
FGD | 0 | 0 | 0 | 0 | 0 | 0
SNCR | 0 | 0 | 0 | 0 | 0 | 0
SCR | 0 | 0 | 0 | 0 | 0 | 0
ACI90 | 0 | 0 | 0 | 0 | 0 | 0
RPJ90 | 0 | 0 | 0 | 0 | 0 | 0
PCSEQ | 0 | 0 | 0 | 0 | 0 | 0
Retrofit Capacity by Reporting Type: EI
ReportingType | 2015 | 2020 | 2025 | 2030 | 2035 | 2040
FGD | 7167.7 | 65098.94 | 57178.63 | 57178.64 | 57178.63 | 57178.63
SNCR | 0 | 0 | 0 | 0.01 | 0.01 | 0.01
SCR | 16732.36 | 10210.83 | 10210.84 | 10210.84 | 10210.84 | 10210.84
ACI90 | 0 | 0 | 0 | 0 | 0 | 0
RPJ90 | 22071.87 | 177127.03 | 169206.94 | 169029.19 | 169029.39 | 169029.56
PCSEQ | 0 | 0 | 0 | 0 | 0 | 0
Retrofit Capacity by Reporting Type: Outside_EI
ReportingType | 2015 | 2020 | 2025 | 2030 | 2035 | 2040
FGD | 384 | 8548.2 | 8548.2 | 8548.2 | 8548.2 | 8548.2
SNCR | 0 | 0 | 0 | 0 | 0 | 0
SCR | 6724.6 | 3362.3 | 3362.3 | 3362.3 | 3362.3 | 3362.3
ACI90 | 0 | 0 | 0 | 0 | 0 | 0
RPJ90 | 15810.24 | 46427.56 | 45975.47 | 45975.5 | 45874.34 | 45851.99
PCSEQ | 0 | 0 | 0 | 0 | 0 | 0
#7 | Reserve Margin (MW)
Reserve Margin Data: ALB
| 2015 | 2020 | 2025 | 2030 | 2035 | 2040
a. Peak Demand | 9916.01 | 10447.08 | 11261.72 | 12030.19 | 12925.57 | 13886.96
b. Peak Demand + Reserve Margin | 11700.89 | 12327.55 | 13288.83 | 14195.62 | 15252.17 | 16386.61
c. DR MW | 105.16 | 361.08 | 660.83 | 708.64 | 759.9 | 814.88
d. Capacity Credit | 11700.89 | 12456.47 | 13548.87 | 14195.62 | 15252.17 | 16386.61
Reserve Margin Data: BC
| 2015 | 2020 | 2025 | 2030 | 2035 | 2040
a. Peak Demand | 12123.75 | 12494.86 | 13175.83 | 13768.36 | 14470.91 | 15208.63
b. Peak Demand + Reserve Margin | 14306.03 | 14743.94 | 15547.48 | 16246.67 | 17075.68 | 17946.18
c. DR MW | 0.01 | 264.69 | 555.31 | 582.51 | 611.05 | 640.98
d. Capacity Credit | 14306.03 | 14743.94 | 15547.48 | 16246.67 | 17075.68 | 17946.18
Reserve Margin Data: ENT
| 2015 | 2020 | 2025 | 2030 | 2035 | 2040
a. Peak Demand | 31307.38 | 32329.04 | 32660.25 | 33862.28 | 33334.91 | 33970.92
b. Peak Demand + Reserve Margin | 35690.41 | 36855.11 | 37232.68 | 38603 | 38001.79 | 38726.84
c. DR MW | 301.55 | 1538.95 | 2854.33 | 2930.78 | 3009.27 | 3089.87
d. Capacity Credit | 35690.41 | 36855.11 | 38181.13 | 38603 | 38001.79 | 38726.84
Reserve Margin Data: ERCOT
| 2015 | 2020 | 2025 | 2030 | 2035 | 2040
a. Peak Demand | 69122.76 | 72300.72 | 75751.09 | 78846.5 | 80814.33 | 84384.65
b. Peak Demand + Reserve Margin | 77763.1 | 81338.31 | 85219.97 | 88702.31 | 90916.12 | 94932.73
c. DR MW | 740.81 | 3617.73 | 6720.3 | 6926.25 | 7155.61 | 7391.29
d. Capacity Credit | 77763.1 | 81338.31 | 85640.99 | 88702.31 | 90916.12 | 94932.73
Reserve Margin Data: FRCC
| 2015 | 2020 | 2025 | 2030 | 2035 | 2040
a. Peak Demand | 49629.34 | 52657.84 | 54864.62 | 55607.32 | 62366.88 | 65820.37
b. Peak Demand + Reserve Margin | 57570.04 | 61083.09 | 63642.96 | 64504.49 | 72345.58 | 76351.63
c. DR MW | 2734.45 | 3962.85 | 5527.63 | 5878.95 | 6252.59 | 6649.99
d. Capacity Credit | 57570.04 | 61083.09 | 63642.96 | 64504.49 | 72345.58 | 76351.63
Reserve Margin Data: IESO
| 2015 | 2020 | 2025 | 2030 | 2035 | 2040
a. Peak Demand | 23324.15 | 22671.05 | 23575.58 | 24294.68 | 25180.78 | 26098.03
b. Peak Demand + Reserve Margin | 27289.26 | 26525.13 | 27583.43 | 28424.78 | 29461.52 | 30534.69
c. DR MW | 1958.79 | 2066.83 | 2340.54 | 2421.21 | 2504.65 | 2590.98
d. Capacity Credit | 30018.7 | 30126.74 | 30400.44 | 30481.11 | 29461.52 | 30534.69
Reserve Margin Data: MAPP_CA
| 2015 | 2020 | 2025 | 2030 | 2035 | 2040
a. Peak Demand | 8678.03 | 9167.8 | 9581.02 | 9922.39 | 10335.46 | 10765.25
b. Peak Demand + Reserve Margin | 9719.4 | 10267.94 | 10730.74 | 11113.07 | 11575.72 | 12057.08
c. DR MW | 89.5 | 308.14 | 546.73 | 568.39 | 590.9 | 614.31
d. Capacity Credit | 9719.4 | 10267.94 | 10730.74 | 12523.72 | 12546.24 | 12569.64
Reserve Margin Data: MAPP_US
| 2015 | 2020 | 2025 | 2030 | 2035 | 2040
a. Peak Demand | 5385.39 | 5812.84 | 5895.92 | 6523.72 | 7302.83 | 7737.89
b. Peak Demand + Reserve Margin | 6139.34 | 6626.64 | 6721.35 | 7437.04 | 8325.23 | 8821.19
c. DR MW | 59 | 199.4 | 353.8 | 367.81 | 382.38 | 397.53
d. Capacity Credit | 6773.05 | 6626.64 | 7274.9 | 7625.94 | 8325.23 | 8821.19
Reserve Margin Data: NEISO
| 2015 | 2020 | 2025 | 2030 | 2035 | 2040
a. Peak Demand | 28587.47 | 29161.77 | 29515.48 | 29325.69 | 29642.25 | 29967.52
b. Peak Demand + Reserve Margin | 33161.46 | 33827.66 | 34237.95 | 34017.8 | 34385.01 | 34762.32
c. DR MW | 3092.4 | 3627.72 | 4230.66 | 4257.78 | 4282.5 | 4307.35
d. Capacity Credit | 33161.46 | 33827.66 | 34296.46 | 36904.07 | 35614.38 | 34762.32
Reserve Margin Data: NonRTO_Midwest
| 2015 | 2020 | 2025 | 2030 | 2035 | 2040
a. Peak Demand | 10997.43 | 11557.26 | 12593.01 | 12608.81 | 12625.01 | 12861.91
b. Peak Demand + Reserve Margin | 12537.07 | 13175.28 | 14356.04 | 14374.05 | 14392.51 | 14662.58
c. DR MW | 193.98 | 453.37 | 727.88 | 745.89 | 764.35 | 783.26
d. Capacity Credit | 12537.07 | 13175.28 | 14356.03 | 14374.05 | 14392.51 | 14662.58
Reserve Margin Data: NYISO_J-K
| 2015 | 2020 | 2025 | 2030 | 2035 | 2040
a. Peak Demand | 15335.64 | 16134.02 | 16622.39 | 17125.87 | 18273.19 | 19284.32
b. Peak Demand + Reserve Margin | 14108.79 | 14843.3 | 15292.59 | 15755.8 | 16811.33 | 17741.58
c. DR MW | 1319.07 | 1502.66 | 1718.62 | 1795.58 | 1875.99 | 1960
d. Capacity Credit | 15485.62 | 15669.21 | 15885.17 | 16349.01 | 18162.31 | 18843.9
Reserve Margin Data: PJM_E
| 2015 | 2020 | 2025 | 2030 | 2035 | 2040
a. Peak Demand | 30496.29 | 28002.68 | 29080 | 30280.37 | 31378.03 | 33213.54
b. Peak Demand + Reserve Margin | 29825.38 | 27386.62 | 28440.24 | 29614.2 | 30687.71 | 32482.84
c. DR MW | 1256.73 | 1718.17 | 2388.62 | 2469.72 | 2553.57 | 2640.27
d. Capacity Credit | 33249.65 | 32661.49 | 33661.95 | 33743.05 | 33570.14 | 32482.84
Reserve Margin Data: RMPA
| 2015 | 2020 | 2025 | 2030 | 2035 | 2040
a. Peak Demand | 12771.87 | 14295.76 | 15449.08 | 15994.24 | 17033.64 | 18141.24
b. Peak Demand + Reserve Margin | 14559.93 | 16297.16 | 17611.95 | 18233.43 | 19418.35 | 20681.01
c. DR MW | 486.05 | 622.89 | 804.5 | 856.88 | 912.57 | 971.91
d. Capacity Credit | 15767.06 | 16297.16 | 18122.77 | 18233.43 | 19418.35 | 20681.01
Reserve Margin Data: SOCO
| 2015 | 2020 | 2025 | 2030 | 2035 | 2040
a. Peak Demand | 52899.48 | 57291.95 | 59527.82 | 59788.36 | 60357.87 | 64966.75
b. Peak Demand + Reserve Margin | 60305.41 | 65312.82 | 67861.72 | 68158.73 | 68807.98 | 74062.09
c. DR MW | 2570.49 | 4773.97 | 7215.46 | 7512.46 | 7821.68 | 8143.63
d. Capacity Credit | 60993.34 | 65312.82 | 67861.72 | 68158.72 | 68807.98 | 74062.09
Reserve Margin Data: TVA
| 2015 | 2020 | 2025 | 2030 | 2035 | 2040
a. Peak Demand | 35176.02 | 36694.21 | 37508.46 | 40225.47 | 38639.19 | 38361.97
b. Peak Demand + Reserve Margin | 40452.42 | 42198.34 | 43134.72 | 46259.29 | 44435.07 | 44116.27
c. DR MW | 1805 | 2555.95 | 3357.9 | 3440.97 | 3526.11 | 3613.35
d. Capacity Credit | 40452.42 | 42198.34 | 43134.72 | 46259.29 | 44435.07 | 44116.27
Reserve Margin Data: VACAR
| 2015 | 2020 | 2025 | 2030 | 2035 | 2040
a. Peak Demand | 49078.1 | 54020.98 | 56590.21 | 57815.03 | 61730.48 | 64951.46
b. Peak Demand + Reserve Margin | 55949.03 | 61583.92 | 64512.84 | 65909.13 | 70372.75 | 74044.66
c. DR MW | 2339.28 | 3868.22 | 5651.52 | 5928.05 | 6218.12 | 6522.37
d. Capacity Credit | 55949.03 | 61583.91 | 64512.84 | 65909.13 | 70372.75 | 74044.66
Reserve Margin Data: AZ_NM_SNV
| 2015 | 2020 | 2025 | 2030 | 2035 | 2040
a. Peak Demand | 27349.04 | 29366.57 | 31522.49 | 35145.98 | 36365.12 | 39594.58
b. Peak Demand + Reserve Margin | 31642.84 | 33977.12 | 36471.52 | 40663.89 | 42074.45 | 45810.93
c. DR MW | 334.55 | 1076.71 | 1928.33 | 2059.84 | 2196.64 | 2344.36
d. Capacity Credit | 31880.49 | 33977.12 | 36471.51 | 40663.89 | 42074.45 | 49155.18
Reserve Margin Data: CA
| 2015 | 2020 | 2025 | 2030 | 2035 | 2040
a. Peak Demand | 62412.94 | 66392.56 | 69400.23 | 73558.84 | 77466.05 | 81413.33
b. Peak Demand + Reserve Margin | 72773.49 | 77413.73 | 80920.67 | 85769.61 | 90325.42 | 94927.94
c. DR MW | 4441.2 | 4603.38 | 4993.26 | 5277.46 | 5551.88 | 5835.06
d. Capacity Credit | 72773.49 | 77413.73 | 80920.67 | 85769.61 | 90325.42 | 94927.94
Reserve Margin Data: MISO
| 2015 | 2020 | 2025 | 2030 | 2035 | 2040
a. Peak Demand | 98208.02 | 100388.56 | 105677.55 | 112467.34 | 118143.39 | 122028.12
b. Peak Demand + Reserve Margin | 115296.22 | 117856.17 | 124065.44 | 132036.66 | 138700.34 | 143261.02
c. DR MW | 6024.78 | 8117.79 | 10669.2 | 11079.6 | 11505.92 | 11948.8
d. Capacity Credit | 115296.22 | 117856.16 | 124065.44 | 132036.65 | 138700.34 | 143261.01
Reserve Margin Data: NWPP
| 2015 | 2020 | 2025 | 2030 | 2035 | 2040
a. Peak Demand | 39511.72 | 41955.71 | 44393.08 | 47103.17 | 49869.02 | 51906.44
b. Peak Demand + Reserve Margin | 46623.83 | 49507.74 | 52383.83 | 55581.74 | 58845.44 | 61249.6
c. DR MW | 0.01 | 953.34 | 1988.72 | 2091.14 | 2193.74 | 2298.72
d. Capacity Credit | 55174.72 | 56113.86 | 57827.74 | 61038.14 | 65663.43 | 66528.71
Reserve Margin Data: NYISO
| 2015 | 2020 | 2025 | 2030 | 2035 | 2040
a. Peak Demand | 29814.63 | 31280.53 | 31901.74 | 32733.94 | 34190.67 | 35721.18
b. Peak Demand + Reserve Margin | 34734.04 | 36441.82 | 37165.53 | 38135.04 | 39832.13 | 41615.18
c. DR MW | 2565.83 | 2901.13 | 3296.24 | 3421.43 | 3551.63 | 3687.07
d. Capacity Credit | 35256.03 | 36441.82 | 38102.21 | 38135.04 | 39832.13 | 41615.18
Reserve Margin Data: NYISO_G-I_J-K
| 2015 | 2020 | 2025 | 2030 | 2035 | 2040
a. Peak Demand | 19283.69 | 20219.07 | 20819.81 | 21405.75 | 22758.54 | 23986.77
b. Peak Demand + Reserve Margin | 18319.5 | 19208.12 | 19778.82 | 20335.46 | 21620.61 | 22787.43
c. DR MW | 1658.63 | 1882.98 | 2152.95 | 2248.69 | 2348.69 | 2453.13
d. Capacity Credit | 19275.18 | 19508.53 | 19778.82 | 20335.46 | 22582.83 | 25187.09
Reserve Margin Data: PJM
| 2015 | 2020 | 2025 | 2030 | 2035 | 2040
a. Peak Demand | 156222.62 | 151560.11 | 156252 | 157487.91 | 163469.57 | 169345.54
b. Peak Demand + Reserve Margin | 180124.68 | 174748.8 | 180158.56 | 181583.56 | 188480.41 | 195255.41
c. DR MW | 6888.69 | 10788.12 | 15528.1 | 16025.26 | 16538.36 | 17067.93
d. Capacity Credit | 180124.68 | 174748.8 | 181676.09 | 181583.56 | 188480.41 | 195255.41
Reserve Margin Data: SPP
| 2015 | 2020 | 2025 | 2030 | 2035 | 2040
a. Peak Demand | 59190.21 | 62914.88 | 65383.9 | 67824.13 | 72335.43 | 73963.08
b. Peak Demand + Reserve Margin | 67240.08 | 71471.3 | 74276.11 | 77048.21 | 82173.05 | 84022.06
c. DR MW | 1132.21 | 3430.99 | 5911.36 | 6129.52 | 6355.94 | 6590.94
d. Capacity Credit | 67240.08 | 71471.3 | 74276.11 | 82571.1 | 82173.05 | 84022.05

## Transmission
$/MW
[8 empty] | Transfer |  | $/MWh | $/MWh | Wheel+ | $/MWh
Year | Line | From | To | EI Internal/External | Season | Block | Duration | Limit | MW flow | From price | To price | Friction | Shadow Price
2015 | ENT_2_MISO_MO-IL | ENT | MISO_MO-IL | Internal | Shoulder | B11 | 25 | 2260 | 0 | 55.32 | 51.32 | 4 | 0
2015 | ENT_2_MISO_MO-IL | ENT | MISO_MO-IL | Internal | Shoulder | B12 | 200 | 2260 | 0 | 39.32 | 41.88 | 4 | 0
2015 | ENT_2_MISO_MO-IL | ENT | MISO_MO-IL | Internal | Shoulder | B13 | 600 | 2260 | 0 | 39.32 | 39.29 | 4 | 0
2015 | ENT_2_MISO_MO-IL | ENT | MISO_MO-IL | Internal | Shoulder | B14 | 900 | 2260 | 0 | 39.04 | 38.28 | 4 | 0
2015 | ENT_2_MISO_MO-IL | ENT | MISO_MO-IL | Internal | Shoulder | B15 | 1203 | 2260 | 0 | 37.82 | 34.47 | 4 | 0
2015 | ENT_2_MISO_MO-IL | ENT | MISO_MO-IL | Internal | Summer | B1 | 10 | 2260 | 0 | 63.7 | 61.18 | 4 | 0
2015 | ENT_2_MISO_MO-IL | ENT | MISO_MO-IL | Internal | Summer | B2 | 25 | 2260 | 0 | 63.02 | 59.47 | 4 | 0
2015 | ENT_2_MISO_MO-IL | ENT | MISO_MO-IL | Internal | Summer | B3 | 75 | 2260 | 0 | 59.61 | 57.93 | 4 | 0
2015 | ENT_2_MISO_MO-IL | ENT | MISO_MO-IL | Internal | Summer | B4 | 100 | 2260 | 0 | 56.99 | 56.57 | 4 | 0
2015 | ENT_2_MISO_MO-IL | ENT | MISO_MO-IL | Internal | Summer | B5 | 200 | 2260 | 0 | 53.58 | 50.64 | 4 | 0
2015 | ENT_2_MISO_MO-IL | ENT | MISO_MO-IL | Internal | Summer | B6 | 300 | 2260 | 0 | 49.76 | 45.76 | 4 | 0
2015 | ENT_2_MISO_MO-IL | ENT | MISO_MO-IL | Internal | Summer | B7 | 400 | 2260 | 0 | 42.73 | 38.73 | 4 | 0
2015 | ENT_2_MISO_MO-IL | ENT | MISO_MO-IL | Internal | Summer | B8 | 500 | 2260 | 0 | 38.1 | 35.27 | 4 | 0
2015 | ENT_2_MISO_MO-IL | ENT | MISO_MO-IL | Internal | Summer | B9 | 800 | 2260 | 0 | 37.83 | 33.83 | 4 | 0
2015 | ENT_2_MISO_MO-IL | ENT | MISO_MO-IL | Internal | Summer | B10 | 1262 | 2260 | 0 | 36.6 | 32.6 | 4 | 0
2015 | ENT_2_MISO_MO-IL | ENT | MISO_MO-IL | Internal | Winter | B16 | 25 | 2260 | 0 | 54.6 | 52.09 | 4 | 0
2015 | ENT_2_MISO_MO-IL | ENT | MISO_MO-IL | Internal | Winter | B17 | 100 | 2260 | 0 | 41.76 | 44.2 | 4 | 0
2015 | ENT_2_MISO_MO-IL | ENT | MISO_MO-IL | Internal | Winter | B18 | 400 | 2260 | 0 | 41.73 | 40.15 | 4 | 0
2015 | ENT_2_MISO_MO-IL | ENT | MISO_MO-IL | Internal | Winter | B19 | 700 | 2260 | 0 | 41.46 | 38.27 | 4 | 0
2015 | ENT_2_MISO_MO-IL | ENT | MISO_MO-IL | Internal | Winter | B20 | 935 | 2260 | 0 | 40.11 | 34.17 | 4 | 0
2015 | ENT_2_SOCO | ENT | SOCO | Internal | Shoulder | B11 | 25 | 2431 | 0 | 55.32 | 58.17 | 4 | 0
2015 | ENT_2_SOCO | ENT | SOCO | Internal | Shoulder | B12 | 200 | 2431 | 731.41 | 39.32 | 43.32 | 4 | 0
2015 | ENT_2_SOCO | ENT | SOCO | Internal | Shoulder | B13 | 600 | 2431 | 0 | 39.32 | 41.3 | 4 | 0
2015 | ENT_2_SOCO | ENT | SOCO | Internal | Shoulder | B14 | 900 | 2431 | 0 | 39.04 | 41.3 | 4 | 0
2015 | ENT_2_SOCO | ENT | SOCO | Internal | Shoulder | B15 | 1203 | 2431 | 0 | 37.82 | 40 | 4 | 0
2015 | ENT_2_SOCO | ENT | SOCO | Internal | Summer | B1 | 10 | 2431 | 2007.87 | 63.7 | 67.69 | 4 | 0
2015 | ENT_2_SOCO | ENT | SOCO | Internal | Summer | B2 | 25 | 2431 | 2404.73 | 63.02 | 67.02 | 4 | 0
2015 | ENT_2_SOCO | ENT | SOCO | Internal | Summer | B3 | 75 | 2431 | 2431 | 59.61 | 66.43 | 4 | 2.83
2015 | ENT_2_SOCO | ENT | SOCO | Internal | Summer | B4 | 100 | 2431 | 2431 | 56.99 | 66.43 | 4 | 5.45
2015 | ENT_2_SOCO | ENT | SOCO | Internal | Summer | B5 | 200 | 2431 | 2431 | 53.58 | 59.14 | 4 | 1.56
2015 | ENT_2_SOCO | ENT | SOCO | Internal | Summer | B6 | 300 | 2431 | 2431 | 49.76 | 54.15 | 4 | 0.39
2015 | ENT_2_SOCO | ENT | SOCO | Internal | Summer | B7 | 400 | 2431 | 2431 | 42.73 | 47.23 | 4 | 0.5
2015 | ENT_2_SOCO | ENT | SOCO | Internal | Summer | B8 | 500 | 2431 | 2431 | 38.1 | 43.06 | 4 | 0.95
2015 | ENT_2_SOCO | ENT | SOCO | Internal | Summer | B9 | 800 | 2431 | 0 | 37.83 | 40.6 | 4 | 0
2015 | ENT_2_SOCO | ENT | SOCO | Internal | Summer | B10 | 1262 | 2431 | 0 | 36.6 | 38.83 | 4 | 0
2015 | ENT_2_SOCO | ENT | SOCO | Internal | Winter | B16 | 25 | 2431 | 2431 | 54.6 | 60.59 | 4 | 1.99
2015 | ENT_2_SOCO | ENT | SOCO | Internal | Winter | B17 | 100 | 2431 | 0 | 41.76 | 45.62 | 4 | 0
2015 | ENT_2_SOCO | ENT | SOCO | Internal | Winter | B18 | 400 | 2431 | 0 | 41.73 | 43.42 | 4 | 0
2015 | ENT_2_SOCO | ENT | SOCO | Internal | Winter | B19 | 700 | 2431 | 0 | 41.46 | 43.14 | 4 | 0
2015 | ENT_2_SOCO | ENT | SOCO | Internal | Winter | B20 | 935 | 2431 | 0 | 40.11 | 42.39 | 4 | 0
2015 | ENT_2_TVA_Transmission | ENT | TVA_Transmission | Internal | Shoulder | B11 | 25 | 2100 | 0 | 55.32 | 53.67 | 4 | 0
2015 | ENT_2_TVA_Transmission | ENT | TVA_Transmission | Internal | Shoulder | B12 | 200 | 2100 | 0 | 39.32 | 42.76 | 4 | 0
2015 | ENT_2_TVA_Transmission | ENT | TVA_Transmission | Internal | Shoulder | B13 | 600 | 2100 | 0 | 39.32 | 41.43 | 4 | 0
2015 | ENT_2_TVA_Transmission | ENT | TVA_Transmission | Internal | Shoulder | B14 | 900 | 2100 | 0 | 39.04 | 39.88 | 4 | 0
2015 | ENT_2_TVA_Transmission | ENT | TVA_Transmission | Internal | Shoulder | B15 | 1203 | 2100 | 0 | 37.82 | 38.47 | 4 | 0
2015 | ENT_2_TVA_Transmission | ENT | TVA_Transmission | Internal | Summer | B1 | 10 | 2100 | 0 | 63.7 | 65.18 | 4 | 0
2015 | ENT_2_TVA_Transmission | ENT | TVA_Transmission | Internal | Summer | B2 | 25 | 2100 | 0 | 63.02 | 63.47 | 4 | 0
2015 | ENT_2_TVA_Transmission | ENT | TVA_Transmission | Internal | Summer | B3 | 75 | 2100 | 0 | 59.61 | 61.93 | 4 | 0
2015 | ENT_2_TVA_Transmission | ENT | TVA_Transmission | Internal | Summer | B4 | 100 | 2100 | 0 | 56.99 | 60.57 | 4 | 0
2015 | ENT_2_TVA_Transmission | ENT | TVA_Transmission | Internal | Summer | B5 | 200 | 2100 | 0 | 53.58 | 54.64 | 4 | 0
2015 | ENT_2_TVA_Transmission | ENT | TVA_Transmission | Internal | Summer | B6 | 300 | 2100 | 0 | 49.76 | 49.69 | 4 | 0
2015 | ENT_2_TVA_Transmission | ENT | TVA_Transmission | Internal | Summer | B7 | 400 | 2100 | 0 | 42.73 | 42.73 | 4 | 0
2015 | ENT_2_TVA_Transmission | ENT | TVA_Transmission | Internal | Summer | B8 | 500 | 2100 | 0 | 38.1 | 38.56 | 4 | 0
2015 | ENT_2_TVA_Transmission | ENT | TVA_Transmission | Internal | Summer | B9 | 800 | 2100 | 0 | 37.83 | 37.83 | 4 | 0
2015 | ENT_2_TVA_Transmission | ENT | TVA_Transmission | Internal | Summer | B10 | 1262 | 2100 | 0 | 36.6 | 35.83 | 4 | 0
2015 | ENT_2_TVA_Transmission | ENT | TVA_Transmission | Internal | Winter | B16 | 25 | 2100 | 0 | 54.6 | 56.09 | 4 | 0
2015 | ENT_2_TVA_Transmission | ENT | TVA_Transmission | Internal | Winter | B17 | 100 | 2100 | 0 | 41.76 | 45.17 | 4 | 0
2015 | ENT_2_TVA_Transmission | ENT | TVA_Transmission | Internal | Winter | B18 | 400 | 2100 | 0 | 41.73 | 42.39 | 4 | 0
2015 | ENT_2_TVA_Transmission | ENT | TVA_Transmission | Internal | Winter | B19 | 700 | 2100 | 0 | 41.46 | 39.96 | 4 | 0
2015 | ENT_2_TVA_Transmission | ENT | TVA_Transmission | Internal | Winter | B20 | 935 | 2100 | 0 | 40.11 | 38.17 | 4 | 0
2015 | HQ_NEISO_2_NEISO | HQ_NEISO | NEISO | Internal | Shoulder | B11 | 25 | 99999 | 2920 | 36.89 | 36.9 | 0.01 | 0
2015 | HQ_NEISO_2_NEISO | HQ_NEISO | NEISO | Internal | Shoulder | B12 | 200 | 99999 | 2920 | 36.89 | 36.9 | 0.01 | 0
2015 | HQ_NEISO_2_NEISO | HQ_NEISO | NEISO | Internal | Shoulder | B13 | 600 | 99999 | 2920 | 36.89 | 36.9 | 0.01 | 0
2015 | HQ_NEISO_2_NEISO | HQ_NEISO | NEISO | Internal | Shoulder | B14 | 900 | 99999 | 2920 | 36.89 | 36.9 | 0.01 | 0
2015 | HQ_NEISO_2_NEISO | HQ_NEISO | NEISO | Internal | Shoulder | B15 | 1203 | 99999 | 1143.24 | 36.89 | 36.9 | 0.01 | 0
2015 | HQ_NEISO_2_NEISO | HQ_NEISO | NEISO | Internal | Summer | B1 | 10 | 99999 | 2920 | 63.7 | 63.72 | 0.01 | 0
2015 | HQ_NEISO_2_NEISO | HQ_NEISO | NEISO | Internal | Summer | B2 | 25 | 99999 | 2920 | 57.32 | 57.34 | 0.01 | 0
2015 | HQ_NEISO_2_NEISO | HQ_NEISO | NEISO | Internal | Summer | B3 | 75 | 99999 | 2920 | 47.97 | 47.98 | 0.01 | 0
2015 | HQ_NEISO_2_NEISO | HQ_NEISO | NEISO | Internal | Summer | B4 | 100 | 99999 | 2920 | 37.88 | 37.89 | 0.01 | 0
2015 | HQ_NEISO_2_NEISO | HQ_NEISO | NEISO | Internal | Summer | B5 | 200 | 99999 | 2920 | 34.19 | 34.2 | 0.01 | 0
2015 | HQ_NEISO_2_NEISO | HQ_NEISO | NEISO | Internal | Summer | B6 | 300 | 99999 | 2920 | 34.19 | 34.2 | 0.01 | 0
2015 | HQ_NEISO_2_NEISO | HQ_NEISO | NEISO | Internal | Summer | B7 | 400 | 99999 | 2920 | 34.19 | 34.2 | 0.01 | 0
2015 | HQ_NEISO_2_NEISO | HQ_NEISO | NEISO | Internal | Summer | B8 | 500 | 99999 | 2920 | 34.19 | 34.2 | 0.01 | 0
2015 | HQ_NEISO_2_NEISO | HQ_NEISO | NEISO | Internal | Summer | B9 | 800 | 99999 | 2920 | 34.19 | 34.2 | 0.01 | 0
2015 | HQ_NEISO_2_NEISO | HQ_NEISO | NEISO | Internal | Summer | B10 | 1262 | 99999 | 795.94 | 34.19 | 34.2 | 0.01 | 0
2015 | HQ_NEISO_2_NEISO | HQ_NEISO | NEISO | Internal | Winter | B16 | 25 | 99999 | 2920 | 45.28 | 45.29 | 0.01 | 0
2015 | HQ_NEISO_2_NEISO | HQ_NEISO | NEISO | Internal | Winter | B17 | 100 | 99999 | 2920 | 45.28 | 45.29 | 0.01 | 0
2015 | HQ_NEISO_2_NEISO | HQ_NEISO | NEISO | Internal | Winter | B18 | 400 | 99999 | 2920 | 45.28 | 45.29 | 0.01 | 0
2015 | HQ_NEISO_2_NEISO | HQ_NEISO | NEISO | Internal | Winter | B19 | 700 | 99999 | 2920 | 45.28 | 45.29 | 0.01 | 0
2015 | HQ_NEISO_2_NEISO | HQ_NEISO | NEISO | Internal | Winter | B20 | 935 | 99999 | 1233.58 | 45.28 | 45.29 | 0.01 | 0
2015 | HQ_NY_2_NYISO_A-F | HQ_NY | NYISO_A-F | Internal | Shoulder | B11 | 25 | 99999 | 1000 | 40.12 | 40.13 | 0.01 | 0
2015 | HQ_NY_2_NYISO_A-F | HQ_NY | NYISO_A-F | Internal | Shoulder | B12 | 200 | 99999 | 1000 | 38.88 | 38.89 | 0.01 | 0
2015 | HQ_NY_2_NYISO_A-F | HQ_NY | NYISO_A-F | Internal | Shoulder | B13 | 600 | 99999 | 1000 | 38.39 | 38.4 | 0.01 | 0
2015 | HQ_NY_2_NYISO_A-F | HQ_NY | NYISO_A-F | Internal | Shoulder | B14 | 900 | 99999 | 1000 | 37.94 | 37.96 | 0.01 | 0
2015 | HQ_NY_2_NYISO_A-F | HQ_NY | NYISO_A-F | Internal | Shoulder | B15 | 1203 | 99999 | 188.69 | 37.94 | 37.96 | 0.01 | 0
2015 | HQ_NY_2_NYISO_A-F | HQ_NY | NYISO_A-F | Internal | Summer | B1 | 10 | 99999 | 1000 | 61.15 | 61.16 | 0.01 | 0
2015 | HQ_NY_2_NYISO_A-F | HQ_NY | NYISO_A-F | Internal | Summer | B2 | 25 | 99999 | 1000 | 58.8 | 58.81 | 0.01 | 0
2015 | HQ_NY_2_NYISO_A-F | HQ_NY | NYISO_A-F | Internal | Summer | B3 | 75 | 99999 | 1000 | 50.78 | 50.79 | 0.01 | 0
2015 | HQ_NY_2_NYISO_A-F | HQ_NY | NYISO_A-F | Internal | Summer | B4 | 100 | 99999 | 1000 | 43.23 | 43.24 | 0.01 | 0
2015 | HQ_NY_2_NYISO_A-F | HQ_NY | NYISO_A-F | Internal | Summer | B5 | 200 | 99999 | 1000 | 42.52 | 42.53 | 0.01 | 0
2015 | HQ_NY_2_NYISO_A-F | HQ_NY | NYISO_A-F | Internal | Summer | B6 | 300 | 99999 | 1000 | 42.52 | 42.53 | 0.01 | 0
2015 | HQ_NY_2_NYISO_A-F | HQ_NY | NYISO_A-F | Internal | Summer | B7 | 400 | 99999 | 1000 | 38.72 | 38.73 | 0.01 | 0
2015 | HQ_NY_2_NYISO_A-F | HQ_NY | NYISO_A-F | Internal | Summer | B8 | 500 | 99999 | 1000 | 36.3 | 36.31 | 0.01 | 0
2015 | HQ_NY_2_NYISO_A-F | HQ_NY | NYISO_A-F | Internal | Summer | B9 | 800 | 99999 | 1000 | 36.3 | 36.31 | 0.01 | 0
2015 | HQ_NY_2_NYISO_A-F | HQ_NY | NYISO_A-F | Internal | Summer | B10 | 1262 | 99999 | 30.11 | 36.3 | 36.31 | 0.01 | 0
2015 | HQ_NY_2_NYISO_A-F | HQ_NY | NYISO_A-F | Internal | Winter | B16 | 25 | 99999 | 1000 | 46.65 | 46.66 | 0.01 | 0
2015 | HQ_NY_2_NYISO_A-F | HQ_NY | NYISO_A-F | Internal | Winter | B17 | 100 | 99999 | 1000 | 42.54 | 42.55 | 0.01 | 0
2015 | HQ_NY_2_NYISO_A-F | HQ_NY | NYISO_A-F | Internal | Winter | B18 | 400 | 99999 | 1000 | 42.54 | 42.55 | 0.01 | 0
2015 | HQ_NY_2_NYISO_A-F | HQ_NY | NYISO_A-F | Internal | Winter | B19 | 700 | 99999 | 1000 | 42.54 | 42.55 | 0.01 | 0
2015 | HQ_NY_2_NYISO_A-F | HQ_NY | NYISO_A-F | Internal | Winter | B20 | 935 | 99999 | 229.95 | 42.54 | 42.55 | 0.01 | 0
2015 | HQ_IESO_2_IESO | HQ_IESO | IESO | Internal | Shoulder | B11 | 25 | 99999 | 400 | 34.44 | 34.45 | 0.01 | 0
2015 | HQ_IESO_2_IESO | HQ_IESO | IESO | Internal | Shoulder | B12 | 200 | 99999 | 400 | 34.44 | 34.45 | 0.01 | 0
2015 | HQ_IESO_2_IESO | HQ_IESO | IESO | Internal | Shoulder | B13 | 600 | 99999 | 400 | 34.44 | 34.45 | 0.01 | 0
2015 | HQ_IESO_2_IESO | HQ_IESO | IESO | Internal | Shoulder | B14 | 900 | 99999 | 400 | 34.44 | 34.45 | 0.01 | 0
2015 | HQ_IESO_2_IESO | HQ_IESO | IESO | Internal | Shoulder | B15 | 1203 | 99999 | 75.48 | 34.44 | 34.45 | 0.01 | 0
2015 | HQ_IESO_2_IESO | HQ_IESO | IESO | Internal | Summer | B1 | 10 | 99999 | 400 | 57.65 | 57.66 | 0.01 | 0
2015 | HQ_IESO_2_IESO | HQ_IESO | IESO | Internal | Summer | B2 | 25 | 99999 | 400 | 55.3 | 55.31 | 0.01 | 0
2015 | HQ_IESO_2_IESO | HQ_IESO | IESO | Internal | Summer | B3 | 75 | 99999 | 400 | 47.28 | 47.29 | 0.01 | 0
2015 | HQ_IESO_2_IESO | HQ_IESO | IESO | Internal | Summer | B4 | 100 | 99999 | 400 | 38.06 | 38.07 | 0.01 | 0
2015 | HQ_IESO_2_IESO | HQ_IESO | IESO | Internal | Summer | B5 | 200 | 99999 | 400 | 38.06 | 38.07 | 0.01 | 0
2015 | HQ_IESO_2_IESO | HQ_IESO | IESO | Internal | Summer | B6 | 300 | 99999 | 400 | 38.06 | 38.07 | 0.01 | 0
2015 | HQ_IESO_2_IESO | HQ_IESO | IESO | Internal | Summer | B7 | 400 | 99999 | 400 | 35.22 | 35.23 | 0.01 | 0
2015 | HQ_IESO_2_IESO | HQ_IESO | IESO | Internal | Summer | B8 | 500 | 99999 | 400 | 32.8 | 32.81 | 0.01 | 0
2015 | HQ_IESO_2_IESO | HQ_IESO | IESO | Internal | Summer | B9 | 800 | 99999 | 400 | 32.8 | 32.81 | 0.01 | 0
2015 | HQ_IESO_2_IESO | HQ_IESO | IESO | Internal | Summer | B10 | 1262 | 99999 | 12.04 | 32.8 | 32.81 | 0.01 | 0
2015 | HQ_IESO_2_IESO | HQ_IESO | IESO | Internal | Winter | B16 | 25 | 99999 | 400 | 41.63 | 41.64 | 0.01 | 0
2015 | HQ_IESO_2_IESO | HQ_IESO | IESO | Internal | Winter | B17 | 100 | 99999 | 400 | 39.04 | 39.05 | 0.01 | 0
2015 | HQ_IESO_2_IESO | HQ_IESO | IESO | Internal | Winter | B18 | 400 | 99999 | 400 | 38.17 | 38.18 | 0.01 | 0
2015 | HQ_IESO_2_IESO | HQ_IESO | IESO | Internal | Winter | B19 | 700 | 99999 | 400 | 38.17 | 38.18 | 0.01 | 0
2015 | HQ_IESO_2_IESO | HQ_IESO | IESO | Internal | Winter | B20 | 935 | 99999 | 91.98 | 38.17 | 38.18 | 0.01 | 0
2015 | IESO_2_MAPP_CA | IESO | MAPP_CA | Internal | Shoulder | B11 | 25 | 262 | 262 | 34.45 | 48.02 | 3.5 | 10.07
2015 | IESO_2_MAPP_CA | IESO | MAPP_CA | Internal | Shoulder | B12 | 200 | 262 | 262 | 34.45 | 41.87 | 3.5 | 3.92
2015 | IESO_2_MAPP_CA | IESO | MAPP_CA | Internal | Shoulder | B13 | 600 | 262 | 262 | 34.45 | 39.29 | 3.5 | 1.33
2015 | IESO_2_MAPP_CA | IESO | MAPP_CA | Internal | Shoulder | B14 | 900 | 262 | 262 | 34.45 | 39.03 | 3.5 | 1.07
2015 | IESO_2_MAPP_CA | IESO | MAPP_CA | Internal | Shoulder | B15 | 1203 | 262 | 262 | 34.45 | 39.03 | 3.5 | 1.07
2015 | IESO_2_MAPP_CA | IESO | MAPP_CA | Internal | Summer | B1 | 10 | 262 | 0 | 57.66 | 58.67 | 3.5 | 0
2015 | IESO_2_MAPP_CA | IESO | MAPP_CA | Internal | Summer | B2 | 25 | 262 | 42.06 | 55.31 | 58.81 | 3.5 | 0
2015 | IESO_2_MAPP_CA | IESO | MAPP_CA | Internal | Summer | B3 | 75 | 262 | 262 | 47.29 | 53.03 | 3.5 | 2.24
2015 | IESO_2_MAPP_CA | IESO | MAPP_CA | Internal | Summer | B4 | 100 | 262 | 262 | 38.07 | 49.59 | 3.5 | 8.01
2015 | IESO_2_MAPP_CA | IESO | MAPP_CA | Internal | Summer | B5 | 200 | 262 | 262 | 38.07 | 48.02 | 3.5 | 6.44
2015 | IESO_2_MAPP_CA | IESO | MAPP_CA | Internal | Summer | B6 | 300 | 262 | 262 | 38.07 | 45.76 | 3.5 | 4.19
2015 | IESO_2_MAPP_CA | IESO | MAPP_CA | Internal | Summer | B7 | 400 | 262 | 23.59 | 35.23 | 38.73 | 3.5 | 0
2015 | IESO_2_MAPP_CA | IESO | MAPP_CA | Internal | Summer | B8 | 500 | 262 | 119.02 | 32.81 | 36.31 | 3.5 | 0
2015 | IESO_2_MAPP_CA | IESO | MAPP_CA | Internal | Summer | B9 | 800 | 262 | 116.25 | 32.81 | 36.31 | 3.5 | 0
2015 | IESO_2_MAPP_CA | IESO | MAPP_CA | Internal | Summer | B10 | 1262 | 262 | 108.63 | 32.81 | 36.31 | 3.5 | 0
2015 | IESO_2_MAPP_CA | IESO | MAPP_CA | Internal | Winter | B16 | 25 | 262 | 262 | 41.64 | 52.07 | 3.5 | 6.93
2015 | IESO_2_MAPP_CA | IESO | MAPP_CA | Internal | Winter | B17 | 100 | 262 | 262 | 39.05 | 44.2 | 3.5 | 1.64
2015 | IESO_2_MAPP_CA | IESO | MAPP_CA | Internal | Winter | B18 | 400 | 262 | 262 | 38.18 | 41.91 | 3.5 | 0.23
2015 | IESO_2_MAPP_CA | IESO | MAPP_CA | Internal | Winter | B19 | 700 | 262 | 262 | 38.18 | 41.91 | 3.5 | 0.23
2015 | IESO_2_MAPP_CA | IESO | MAPP_CA | Internal | Winter | B20 | 935 | 262 | 262 | 38.18 | 41.91 | 3.5 | 0.23
2015 | IESO_2_MISO_MI | IESO | MISO_MI | Internal | Shoulder | B11 | 25 | 1840 | 1840 | 34.45 | 48.33 | 3.5 | 10.38
2015 | IESO_2_MISO_MI | IESO | MISO_MI | Internal | Shoulder | B12 | 200 | 1840 | 1840 | 34.45 | 41.88 | 3.5 | 3.93
2015 | IESO_2_MISO_MI | IESO | MISO_MI | Internal | Shoulder | B13 | 600 | 1840 | 1840 | 34.45 | 39.3 | 3.5 | 1.35
2015 | IESO_2_MISO_MI | IESO | MISO_MI | Internal | Shoulder | B14 | 900 | 1840 | 1840 | 34.45 | 38.28 | 3.5 | 0.32
2015 | IESO_2_MISO_MI | IESO | MISO_MI | Internal | Shoulder | B15 | 1203 | 1840 | 0 | 34.45 | 34.47 | 3.5 | 0
2015 | IESO_2_MISO_MI | IESO | MISO_MI | Internal | Summer | B1 | 10 | 1840 | 1156.94 | 57.66 | 61.16 | 3.5 | 0
2015 | IESO_2_MISO_MI | IESO | MISO_MI | Internal | Summer | B2 | 25 | 1840 | 1840 | 55.31 | 59.43 | 3.5 | 0.61
2015 | IESO_2_MISO_MI | IESO | MISO_MI | Internal | Summer | B3 | 75 | 1840 | 1840 | 47.29 | 54.01 | 3.5 | 3.22
2015 | IESO_2_MISO_MI | IESO | MISO_MI | Internal | Summer | B4 | 100 | 1840 | 1840 | 38.07 | 54.01 | 3.5 | 12.44
2015 | IESO_2_MISO_MI | IESO | MISO_MI | Internal | Summer | B5 | 200 | 1840 | 1840 | 38.07 | 50.63 | 3.5 | 9.05
2015 | IESO_2_MISO_MI | IESO | MISO_MI | Internal | Summer | B6 | 300 | 1840 | 1840 | 38.07 | 45.74 | 3.5 | 4.17
2015 | IESO_2_MISO_MI | IESO | MISO_MI | Internal | Summer | B7 | 400 | 1840 | 935.86 | 35.23 | 38.73 | 3.5 | 0
2015 | IESO_2_MISO_MI | IESO | MISO_MI | Internal | Summer | B8 | 500 | 1840 | 0 | 32.81 | 35.29 | 3.5 | 0
2015 | IESO_2_MISO_MI | IESO | MISO_MI | Internal | Summer | B9 | 800 | 1840 | 0 | 32.81 | 33.86 | 3.5 | 0
2015 | IESO_2_MISO_MI | IESO | MISO_MI | Internal | Summer | B10 | 1262 | 1840 | 0 | 32.81 | 32.63 | 3.5 | 0
2015 | IESO_2_MISO_MI | IESO | MISO_MI | Internal | Winter | B16 | 25 | 1840 | 1840 | 41.64 | 48.97 | 3.5 | 3.82
2015 | IESO_2_MISO_MI | IESO | MISO_MI | Internal | Winter | B17 | 100 | 1840 | 1840 | 39.05 | 44.2 | 3.5 | 1.64
2015 | IESO_2_MISO_MI | IESO | MISO_MI | Internal | Winter | B18 | 400 | 1840 | 0 | 38.18 | 40.17 | 3.5 | 0
2015 | IESO_2_MISO_MI | IESO | MISO_MI | Internal | Winter | B19 | 700 | 1840 | 0 | 38.18 | 38.29 | 3.5 | 0
2015 | IESO_2_MISO_MI | IESO | MISO_MI | Internal | Winter | B20 | 935 | 1840 | 0 | 38.18 | 34.18 | 3.5 | 0
2015 | IESO_2_MISO_W | IESO | MISO_W | Internal | Shoulder | B11 | 25 | 214 | 214 | 34.45 | 51.31 | 3.5 | 13.36
2015 | IESO_2_MISO_W | IESO | MISO_W | Internal | Shoulder | B12 | 200 | 214 | 214 | 34.45 | 41.88 | 3.5 | 3.93
2015 | IESO_2_MISO_W | IESO | MISO_W | Internal | Shoulder | B13 | 600 | 214 | 214 | 34.45 | 39.3 | 3.5 | 1.35
2015 | IESO_2_MISO_W | IESO | MISO_W | Internal | Shoulder | B14 | 900 | 214 | 214 | 34.45 | 38.29 | 3.5 | 0.33
2015 | IESO_2_MISO_W | IESO | MISO_W | Internal | Shoulder | B15 | 1203 | 214 | 0 | 34.45 | 34.48 | 3.5 | 0
2015 | IESO_2_MISO_W | IESO | MISO_W | Internal | Summer | B1 | 10 | 214 | 213.99 | 57.66 | 61.18 | 3.5 | 0.02
2015 | IESO_2_MISO_W | IESO | MISO_W | Internal | Summer | B2 | 25 | 214 | 214 | 55.31 | 59.47 | 3.5 | 0.66
2015 | IESO_2_MISO_W | IESO | MISO_W | Internal | Summer | B3 | 75 | 214 | 214 | 47.29 | 57.95 | 3.5 | 7.15
2015 | IESO_2_MISO_W | IESO | MISO_W | Internal | Summer | B4 | 100 | 214 | 214 | 38.07 | 56.58 | 3.5 | 15.01
2015 | IESO_2_MISO_W | IESO | MISO_W | Internal | Summer | B5 | 200 | 214 | 214 | 38.07 | 50.65 | 3.5 | 9.08
2015 | IESO_2_MISO_W | IESO | MISO_W | Internal | Summer | B6 | 300 | 214 | 214 | 38.07 | 45.78 | 3.5 | 4.2
2015 | IESO_2_MISO_W | IESO | MISO_W | Internal | Summer | B7 | 400 | 214 | 214 | 35.23 | 38.74 | 3.5 | 0.01
2015 | IESO_2_MISO_W | IESO | MISO_W | Internal | Summer | B8 | 500 | 214 | 0 | 32.81 | 35.28 | 3.5 | 0
2015 | IESO_2_MISO_W | IESO | MISO_W | Internal | Summer | B9 | 800 | 214 | 0 | 32.81 | 33.84 | 3.5 | 0
2015 | IESO_2_MISO_W | IESO | MISO_W | Internal | Summer | B10 | 1262 | 214 | 0 | 32.81 | 32.62 | 3.5 | 0
2015 | IESO_2_MISO_W | IESO | MISO_W | Internal | Winter | B16 | 25 | 214 | 214 | 41.64 | 52.09 | 3.5 | 6.94
2015 | IESO_2_MISO_W | IESO | MISO_W | Internal | Winter | B17 | 100 | 214 | 214 | 39.05 | 44.2 | 3.5 | 1.64
2015 | IESO_2_MISO_W | IESO | MISO_W | Internal | Winter | B18 | 400 | 214 | 0 | 38.18 | 40.17 | 3.5 | 0
2015 | IESO_2_MISO_W | IESO | MISO_W | Internal | Winter | B19 | 700 | 214 | 0 | 38.18 | 38.28 | 3.5 | 0
2015 | IESO_2_MISO_W | IESO | MISO_W | Internal | Winter | B20 | 935 | 214 | 0 | 38.18 | 34.18 | 3.5 | 0
2015 | IESO_2_NYISO_A-F | IESO | NYISO_A-F | Internal | Shoulder | B11 | 25 | 1725 | 1725 | 34.45 | 40.13 | 3.5 | 2.18
2015 | IESO_2_NYISO_A-F | IESO | NYISO_A-F | Internal | Shoulder | B12 | 200 | 1725 | 1725 | 34.45 | 38.89 | 3.5 | 0.94
2015 | IESO_2_NYISO_A-F | IESO | NYISO_A-F | Internal | Shoulder | B13 | 600 | 1725 | 1725 | 34.45 | 38.4 | 3.5 | 0.44
2015 | IESO_2_NYISO_A-F | IESO | NYISO_A-F | Internal | Shoulder | B14 | 900 | 1725 | 1725 | 34.45 | 37.96 | 3.5 | 0
2015 | IESO_2_NYISO_A-F | IESO | NYISO_A-F | Internal | Shoulder | B15 | 1203 | 1725 | 1725 | 34.45 | 37.96 | 3.5 | 0
2015 | IESO_2_NYISO_A-F | IESO | NYISO_A-F | Internal | Summer | B1 | 10 | 1725 | 453.1 | 57.66 | 61.16 | 3.5 | 0
2015 | IESO_2_NYISO_A-F | IESO | NYISO_A-F | Internal | Summer | B2 | 25 | 1725 | 251.97 | 55.31 | 58.81 | 3.5 | 0
2015 | IESO_2_NYISO_A-F | IESO | NYISO_A-F | Internal | Summer | B3 | 75 | 1725 | 1044.77 | 47.29 | 50.79 | 3.5 | 0
2015 | IESO_2_NYISO_A-F | IESO | NYISO_A-F | Internal | Summer | B4 | 100 | 1725 | 1725 | 38.07 | 43.24 | 3.5 | 1.67
2015 | IESO_2_NYISO_A-F | IESO | NYISO_A-F | Internal | Summer | B5 | 200 | 1725 | 1725 | 38.07 | 42.53 | 3.5 | 0.95
2015 | IESO_2_NYISO_A-F | IESO | NYISO_A-F | Internal | Summer | B6 | 300 | 1725 | 1725 | 38.07 | 42.53 | 3.5 | 0.95
2015 | IESO_2_NYISO_A-F | IESO | NYISO_A-F | Internal | Summer | B7 | 400 | 1725 | 948.19 | 35.23 | 38.73 | 3.5 | 0
2015 | IESO_2_NYISO_A-F | IESO | NYISO_A-F | Internal | Summer | B8 | 500 | 1725 | 1588.54 | 32.81 | 36.31 | 3.5 | 0
2015 | IESO_2_NYISO_A-F | IESO | NYISO_A-F | Internal | Summer | B9 | 800 | 1725 | 1242.79 | 32.81 | 36.31 | 3.5 | 0
2015 | IESO_2_NYISO_A-F | IESO | NYISO_A-F | Internal | Summer | B10 | 1262 | 1725 | 1093.21 | 32.81 | 36.31 | 3.5 | 0
2015 | IESO_2_NYISO_A-F | IESO | NYISO_A-F | Internal | Winter | B16 | 25 | 1725 | 1725 | 41.64 | 46.66 | 3.5 | 1.52
2015 | IESO_2_NYISO_A-F | IESO | NYISO_A-F | Internal | Winter | B17 | 100 | 1725 | 1613.25 | 39.05 | 42.55 | 3.5 | 0
2015 | IESO_2_NYISO_A-F | IESO | NYISO_A-F | Internal | Winter | B18 | 400 | 1725 | 1725 | 38.18 | 42.55 | 3.5 | 0.87
2015 | IESO_2_NYISO_A-F | IESO | NYISO_A-F | Internal | Winter | B19 | 700 | 1725 | 1725 | 38.18 | 42.55 | 3.5 | 0.87
2015 | IESO_2_NYISO_A-F | IESO | NYISO_A-F | Internal | Winter | B20 | 935 | 1725 | 1725 | 38.18 | 42.55 | 3.5 | 0.87
2015 | MAPP_CA_2_IESO | MAPP_CA | IESO | Internal | Shoulder | B11 | 25 | 330 | 0 | 48.02 | 34.45 | 4 | 0
2015 | MAPP_CA_2_IESO | MAPP_CA | IESO | Internal | Shoulder | B12 | 200 | 330 | 0 | 41.87 | 34.45 | 4 | 0
2015 | MAPP_CA_2_IESO | MAPP_CA | IESO | Internal | Shoulder | B13 | 600 | 330 | 0 | 39.29 | 34.45 | 4 | 0
2015 | MAPP_CA_2_IESO | MAPP_CA | IESO | Internal | Shoulder | B14 | 900 | 330 | 0 | 39.03 | 34.45 | 4 | 0
2015 | MAPP_CA_2_IESO | MAPP_CA | IESO | Internal | Shoulder | B15 | 1203 | 330 | 0 | 39.03 | 34.45 | 4 | 0
2015 | MAPP_CA_2_IESO | MAPP_CA | IESO | Internal | Summer | B1 | 10 | 330 | 0 | 58.67 | 57.66 | 4 | 0
2015 | MAPP_CA_2_IESO | MAPP_CA | IESO | Internal | Summer | B2 | 25 | 330 | 0 | 58.81 | 55.31 | 4 | 0
2015 | MAPP_CA_2_IESO | MAPP_CA | IESO | Internal | Summer | B3 | 75 | 330 | 0 | 53.03 | 47.29 | 4 | 0
2015 | MAPP_CA_2_IESO | MAPP_CA | IESO | Internal | Summer | B4 | 100 | 330 | 0 | 49.59 | 38.07 | 4 | 0
2015 | MAPP_CA_2_IESO | MAPP_CA | IESO | Internal | Summer | B5 | 200 | 330 | 0 | 48.02 | 38.07 | 4 | 0
2015 | MAPP_CA_2_IESO | MAPP_CA | IESO | Internal | Summer | B6 | 300 | 330 | 0 | 45.76 | 38.07 | 4 | 0
2015 | MAPP_CA_2_IESO | MAPP_CA | IESO | Internal | Summer | B7 | 400 | 330 | 0 | 38.73 | 35.23 | 4 | 0
2015 | MAPP_CA_2_IESO | MAPP_CA | IESO | Internal | Summer | B8 | 500 | 330 | 0 | 36.31 | 32.81 | 4 | 0
2015 | MAPP_CA_2_IESO | MAPP_CA | IESO | Internal | Summer | B9 | 800 | 330 | 0 | 36.31 | 32.81 | 4 | 0
2015 | MAPP_CA_2_IESO | MAPP_CA | IESO | Internal | Summer | B10 | 1262 | 330 | 0 | 36.31 | 32.81 | 4 | 0
2015 | MAPP_CA_2_IESO | MAPP_CA | IESO | Internal | Winter | B16 | 25 | 330 | 0 | 52.07 | 41.64 | 4 | 0
2015 | MAPP_CA_2_IESO | MAPP_CA | IESO | Internal | Winter | B17 | 100 | 330 | 0 | 44.2 | 39.05 | 4 | 0
2015 | MAPP_CA_2_IESO | MAPP_CA | IESO | Internal | Winter | B18 | 400 | 330 | 0 | 41.91 | 38.18 | 4 | 0
2015 | MAPP_CA_2_IESO | MAPP_CA | IESO | Internal | Winter | B19 | 700 | 330 | 0 | 41.91 | 38.18 | 4 | 0
2015 | MAPP_CA_2_IESO | MAPP_CA | IESO | Internal | Winter | B20 | 935 | 330 | 0 | 41.91 | 38.18 | 4 | 0
2015 | MAPP_CA_2_MAPP_US | MAPP_CA | MAPP_US | Internal | Shoulder | B11 | 25 | 437 | 0 | 48.02 | 47.81 | 3.5 | 0
2015 | MAPP_CA_2_MAPP_US | MAPP_CA | MAPP_US | Internal | Shoulder | B12 | 200 | 437 | 0 | 41.87 | 38.38 | 3.5 | 0
2015 | MAPP_CA_2_MAPP_US | MAPP_CA | MAPP_US | Internal | Shoulder | B13 | 600 | 437 | 0 | 39.29 | 35.8 | 3.5 | 0
2015 | MAPP_CA_2_MAPP_US | MAPP_CA | MAPP_US | Internal | Shoulder | B14 | 900 | 437 | 0 | 39.03 | 35.53 | 3.5 | 0
2015 | MAPP_CA_2_MAPP_US | MAPP_CA | MAPP_US | Internal | Shoulder | B15 | 1203 | 437 | 0 | 39.03 | 35.53 | 3.5 | 0
2015 | MAPP_CA_2_MAPP_US | MAPP_CA | MAPP_US | Internal | Summer | B1 | 10 | 437 | 0 | 58.67 | 57.7 | 3.5 | 0
2015 | MAPP_CA_2_MAPP_US | MAPP_CA | MAPP_US | Internal | Summer | B2 | 25 | 437 | 0 | 58.81 | 56.39 | 3.5 | 0
2015 | MAPP_CA_2_MAPP_US | MAPP_CA | MAPP_US | Internal | Summer | B3 | 75 | 437 | 0 | 53.03 | 56.26 | 3.5 | 0
2015 | MAPP_CA_2_MAPP_US | MAPP_CA | MAPP_US | Internal | Summer | B4 | 100 | 437 | 4.64 | 49.59 | 53.09 | 3.5 | 0
2015 | MAPP_CA_2_MAPP_US | MAPP_CA | MAPP_US | Internal | Summer | B5 | 200 | 437 | 0 | 48.02 | 49.14 | 3.5 | 0
2015 | MAPP_CA_2_MAPP_US | MAPP_CA | MAPP_US | Internal | Summer | B6 | 300 | 437 | 0 | 45.76 | 44.3 | 3.5 | 0
2015 | MAPP_CA_2_MAPP_US | MAPP_CA | MAPP_US | Internal | Summer | B7 | 400 | 437 | 0 | 38.73 | 35.24 | 3.5 | 0
2015 | MAPP_CA_2_MAPP_US | MAPP_CA | MAPP_US | Internal | Summer | B8 | 500 | 437 | 0 | 36.31 | 34.34 | 3.5 | 0
2015 | MAPP_CA_2_MAPP_US | MAPP_CA | MAPP_US | Internal | Summer | B9 | 800 | 437 | 0 | 36.31 | 32.84 | 3.5 | 0
2015 | MAPP_CA_2_MAPP_US | MAPP_CA | MAPP_US | Internal | Summer | B10 | 1262 | 437 | 0 | 36.31 | 32.6 | 3.5 | 0
2015 | MAPP_CA_2_MAPP_US | MAPP_CA | MAPP_US | Internal | Winter | B16 | 25 | 437 | 0 | 52.07 | 48.59 | 3.5 | 0
2015 | MAPP_CA_2_MAPP_US | MAPP_CA | MAPP_US | Internal | Winter | B17 | 100 | 437 | 0 | 44.2 | 40.7 | 3.5 | 0
2015 | MAPP_CA_2_MAPP_US | MAPP_CA | MAPP_US | Internal | Winter | B18 | 400 | 437 | 0 | 41.91 | 36.67 | 3.5 | 0
2015 | MAPP_CA_2_MAPP_US | MAPP_CA | MAPP_US | Internal | Winter | B19 | 700 | 437 | 0 | 41.91 | 36.58 | 3.5 | 0
2015 | MAPP_CA_2_MAPP_US | MAPP_CA | MAPP_US | Internal | Winter | B20 | 935 | 437 | 0 | 41.91 | 34.17 | 3.5 | 0
2015 | MAPP_CA_2_MISO_W | MAPP_CA | MISO_W | Internal | Shoulder | B11 | 25 | 2058 | 2058 | 48.02 | 51.31 | 0.01 | 3.28
2015 | MAPP_CA_2_MISO_W | MAPP_CA | MISO_W | Internal | Shoulder | B12 | 200 | 2058 | 749.19 | 41.87 | 41.88 | 0.01 | 0
2015 | MAPP_CA_2_MISO_W | MAPP_CA | MISO_W | Internal | Shoulder | B13 | 600 | 2058 | 842.78 | 39.29 | 39.3 | 0.01 | 0
2015 | MAPP_CA_2_MISO_W | MAPP_CA | MISO_W | Internal | Shoulder | B14 | 900 | 2058 | 0 | 39.03 | 38.29 | 0.01 | 0
2015 | MAPP_CA_2_MISO_W | MAPP_CA | MISO_W | Internal | Shoulder | B15 | 1203 | 2058 | 0 | 39.03 | 34.48 | 0.01 | 0
2015 | MAPP_CA_2_MISO_W | MAPP_CA | MISO_W | Internal | Summer | B1 | 10 | 2058 | 2058 | 58.67 | 61.18 | 0.01 | 2.5
2015 | MAPP_CA_2_MISO_W | MAPP_CA | MISO_W | Internal | Summer | B2 | 25 | 2058 | 2058 | 58.81 | 59.47 | 0.01 | 0.65
2015 | MAPP_CA_2_MISO_W | MAPP_CA | MISO_W | Internal | Summer | B3 | 75 | 2058 | 2058 | 53.03 | 57.95 | 0.01 | 4.9
2015 | MAPP_CA_2_MISO_W | MAPP_CA | MISO_W | Internal | Summer | B4 | 100 | 2058 | 2058 | 49.59 | 56.58 | 0.01 | 6.99
2015 | MAPP_CA_2_MISO_W | MAPP_CA | MISO_W | Internal | Summer | B5 | 200 | 2058 | 2058 | 48.02 | 50.65 | 0.01 | 2.62
2015 | MAPP_CA_2_MISO_W | MAPP_CA | MISO_W | Internal | Summer | B6 | 300 | 2058 | 839.41 | 45.76 | 45.78 | 0.01 | 0
2015 | MAPP_CA_2_MISO_W | MAPP_CA | MISO_W | Internal | Summer | B7 | 400 | 2058 | 734.51 | 38.73 | 38.74 | 0.01 | 0
2015 | MAPP_CA_2_MISO_W | MAPP_CA | MISO_W | Internal | Summer | B8 | 500 | 2058 | 0 | 36.31 | 35.28 | 0.01 | 0
2015 | MAPP_CA_2_MISO_W | MAPP_CA | MISO_W | Internal | Summer | B9 | 800 | 2058 | 0 | 36.31 | 33.84 | 0.01 | 0
2015 | MAPP_CA_2_MISO_W | MAPP_CA | MISO_W | Internal | Summer | B10 | 1262 | 2058 | 0 | 36.31 | 32.62 | 0.01 | 0
2015 | MAPP_CA_2_MISO_W | MAPP_CA | MISO_W | Internal | Winter | B16 | 25 | 2058 | 1460.69 | 52.07 | 52.09 | 0.01 | 0
2015 | MAPP_CA_2_MISO_W | MAPP_CA | MISO_W | Internal | Winter | B17 | 100 | 2058 | 0 | 44.2 | 44.2 | 0.01 | 0
2015 | MAPP_CA_2_MISO_W | MAPP_CA | MISO_W | Internal | Winter | B18 | 400 | 2058 | 0 | 41.91 | 40.17 | 0.01 | 0
2015 | MAPP_CA_2_MISO_W | MAPP_CA | MISO_W | Internal | Winter | B19 | 700 | 2058 | 0 | 41.91 | 38.28 | 0.01 | 0
2015 | MAPP_CA_2_MISO_W | MAPP_CA | MISO_W | Internal | Winter | B20 | 935 | 2058 | 0 | 41.91 | 34.18 | 0.01 | 0
2015 | MAPP_US_2_MAPP_CA | MAPP_US | MAPP_CA | Internal | Shoulder | B11 | 25 | 230 | 0 | 47.81 | 48.02 | 3.5 | 0
2015 | MAPP_US_2_MAPP_CA | MAPP_US | MAPP_CA | Internal | Shoulder | B12 | 200 | 230 | 0 | 38.38 | 41.87 | 3.5 | 0
2015 | MAPP_US_2_MAPP_CA | MAPP_US | MAPP_CA | Internal | Shoulder | B13 | 600 | 230 | 0 | 35.8 | 39.29 | 3.5 | 0
2015 | MAPP_US_2_MAPP_CA | MAPP_US | MAPP_CA | Internal | Shoulder | B14 | 900 | 230 | 132.56 | 35.53 | 39.03 | 3.5 | 0
2015 | MAPP_US_2_MAPP_CA | MAPP_US | MAPP_CA | Internal | Shoulder | B15 | 1203 | 230 | 204.36 | 35.53 | 39.03 | 3.5 | 0
2015 | MAPP_US_2_MAPP_CA | MAPP_US | MAPP_CA | Internal | Summer | B1 | 10 | 230 | 0 | 57.7 | 58.67 | 3.5 | 0
2015 | MAPP_US_2_MAPP_CA | MAPP_US | MAPP_CA | Internal | Summer | B2 | 25 | 230 | 0 | 56.39 | 58.81 | 3.5 | 0
2015 | MAPP_US_2_MAPP_CA | MAPP_US | MAPP_CA | Internal | Summer | B3 | 75 | 230 | 0 | 56.26 | 53.03 | 3.5 | 0
2015 | MAPP_US_2_MAPP_CA | MAPP_US | MAPP_CA | Internal | Summer | B4 | 100 | 230 | 0 | 53.09 | 49.59 | 3.5 | 0
2015 | MAPP_US_2_MAPP_CA | MAPP_US | MAPP_CA | Internal | Summer | B5 | 200 | 230 | 0 | 49.14 | 48.02 | 3.5 | 0
2015 | MAPP_US_2_MAPP_CA | MAPP_US | MAPP_CA | Internal | Summer | B6 | 300 | 230 | 0 | 44.3 | 45.76 | 3.5 | 0
2015 | MAPP_US_2_MAPP_CA | MAPP_US | MAPP_CA | Internal | Summer | B7 | 400 | 230 | 0 | 35.24 | 38.73 | 3.5 | 0
2015 | MAPP_US_2_MAPP_CA | MAPP_US | MAPP_CA | Internal | Summer | B8 | 500 | 230 | 0 | 34.34 | 36.31 | 3.5 | 0
2015 | MAPP_US_2_MAPP_CA | MAPP_US | MAPP_CA | Internal | Summer | B9 | 800 | 230 | 0 | 32.84 | 36.31 | 3.5 | 0
2015 | MAPP_US_2_MAPP_CA | MAPP_US | MAPP_CA | Internal | Summer | B10 | 1262 | 230 | 230 | 32.6 | 36.31 | 3.5 | 0.21
2015 | MAPP_US_2_MAPP_CA | MAPP_US | MAPP_CA | Internal | Winter | B16 | 25 | 230 | 0.01 | 48.59 | 52.07 | 3.5 | 0
2015 | MAPP_US_2_MAPP_CA | MAPP_US | MAPP_CA | Internal | Winter | B17 | 100 | 230 | 75.48 | 40.7 | 44.2 | 3.5 | 0
2015 | MAPP_US_2_MAPP_CA | MAPP_US | MAPP_CA | Internal | Winter | B18 | 400 | 230 | 230 | 36.67 | 41.91 | 3.5 | 1.74
2015 | MAPP_US_2_MAPP_CA | MAPP_US | MAPP_CA | Internal | Winter | B19 | 700 | 230 | 230 | 36.58 | 41.91 | 3.5 | 1.83
2015 | MAPP_US_2_MAPP_CA | MAPP_US | MAPP_CA | Internal | Winter | B20 | 935 | 230 | 230 | 34.17 | 41.91 | 3.5 | 4.24
2015 | MAPP_US_2_MISO_W | MAPP_US | MISO_W | Internal | Shoulder | B11 | 25 | 2635 | 75.58 | 47.81 | 51.31 | 3.5 | 0
2015 | MAPP_US_2_MISO_W | MAPP_US | MISO_W | Internal | Shoulder | B12 | 200 | 2635 | 1414.4 | 38.38 | 41.88 | 3.5 | 0
2015 | MAPP_US_2_MISO_W | MAPP_US | MISO_W | Internal | Shoulder | B13 | 600 | 2635 | 799.1 | 35.8 | 39.3 | 3.5 | 0
2015 | MAPP_US_2_MISO_W | MAPP_US | MISO_W | Internal | Shoulder | B14 | 900 | 2635 | 0 | 35.53 | 38.29 | 3.5 | 0
2015 | MAPP_US_2_MISO_W | MAPP_US | MISO_W | Internal | Shoulder | B15 | 1203 | 2635 | 0 | 35.53 | 34.48 | 3.5 | 0
2015 | MAPP_US_2_MISO_W | MAPP_US | MISO_W | Internal | Summer | B1 | 10 | 2635 | 0.02 | 57.7 | 61.18 | 3.5 | 0
2015 | MAPP_US_2_MISO_W | MAPP_US | MISO_W | Internal | Summer | B2 | 25 | 2635 | 0 | 56.39 | 59.47 | 3.5 | 0
2015 | MAPP_US_2_MISO_W | MAPP_US | MISO_W | Internal | Summer | B3 | 75 | 2635 | 0 | 56.26 | 57.95 | 3.5 | 0
2015 | MAPP_US_2_MISO_W | MAPP_US | MISO_W | Internal | Summer | B4 | 100 | 2635 | 993.11 | 53.09 | 56.58 | 3.5 | 0
2015 | MAPP_US_2_MISO_W | MAPP_US | MISO_W | Internal | Summer | B5 | 200 | 2635 | 0 | 49.14 | 50.65 | 3.5 | 0
2015 | MAPP_US_2_MISO_W | MAPP_US | MISO_W | Internal | Summer | B6 | 300 | 2635 | 0 | 44.3 | 45.78 | 3.5 | 0
2015 | MAPP_US_2_MISO_W | MAPP_US | MISO_W | Internal | Summer | B7 | 400 | 2635 | 122.19 | 35.24 | 38.74 | 3.5 | 0
2015 | MAPP_US_2_MISO_W | MAPP_US | MISO_W | Internal | Summer | B8 | 500 | 2635 | 0 | 34.34 | 35.28 | 3.5 | 0
2015 | MAPP_US_2_MISO_W | MAPP_US | MISO_W | Internal | Summer | B9 | 800 | 2635 | 0 | 32.84 | 33.84 | 3.5 | 0
2015 | MAPP_US_2_MISO_W | MAPP_US | MISO_W | Internal | Summer | B10 | 1262 | 2635 | 0 | 32.6 | 32.62 | 3.5 | 0
2015 | MAPP_US_2_MISO_W | MAPP_US | MISO_W | Internal | Winter | B16 | 25 | 2635 | 1028.1 | 48.59 | 52.09 | 3.5 | 0
2015 | MAPP_US_2_MISO_W | MAPP_US | MISO_W | Internal | Winter | B17 | 100 | 2635 | 1608.26 | 40.7 | 44.2 | 3.5 | 0
2015 | MAPP_US_2_MISO_W | MAPP_US | MISO_W | Internal | Winter | B18 | 400 | 2635 | 1090.29 | 36.67 | 40.17 | 3.5 | 0
2015 | MAPP_US_2_MISO_W | MAPP_US | MISO_W | Internal | Winter | B19 | 700 | 2635 | 0 | 36.58 | 38.28 | 3.5 | 0
2015 | MAPP_US_2_MISO_W | MAPP_US | MISO_W | Internal | Winter | B20 | 935 | 2635 | 0 | 34.17 | 34.18 | 3.5 | 0
2015 | MAPP_US_2_NE | MAPP_US | NE | Internal | Shoulder | B11 | 25 | 2000 | 2000 | 47.81 | 54.07 | 3.5 | 2.76
2015 | MAPP_US_2_NE | MAPP_US | NE | Internal | Shoulder | B12 | 200 | 2000 | 187.85 | 38.38 | 41.88 | 3.5 | 0
2015 | MAPP_US_2_NE | MAPP_US | NE | Internal | Shoulder | B13 | 600 | 2000 | 690.98 | 35.8 | 39.3 | 3.5 | 0
2015 | MAPP_US_2_NE | MAPP_US | NE | Internal | Shoulder | B14 | 900 | 2000 | 0 | 35.53 | 38.66 | 3.5 | 0
2015 | MAPP_US_2_NE | MAPP_US | NE | Internal | Shoulder | B15 | 1203 | 2000 | 0 | 35.53 | 37.6 | 3.5 | 0
2015 | MAPP_US_2_NE | MAPP_US | NE | Internal | Summer | B1 | 10 | 2000 | 1966.12 | 57.7 | 61.2 | 3.5 | 0
2015 | MAPP_US_2_NE | MAPP_US | NE | Internal | Summer | B2 | 25 | 2000 | 2000 | 56.39 | 60.52 | 3.5 | 0.63
2015 | MAPP_US_2_NE | MAPP_US | NE | Internal | Summer | B3 | 75 | 2000 | 1785.25 | 56.26 | 59.76 | 3.5 | 0
2015 | MAPP_US_2_NE | MAPP_US | NE | Internal | Summer | B4 | 100 | 2000 | 1038.23 | 53.09 | 56.58 | 3.5 | 0
2015 | MAPP_US_2_NE | MAPP_US | NE | Internal | Summer | B5 | 200 | 2000 | 1726.55 | 49.14 | 52.64 | 3.5 | 0
2015 | MAPP_US_2_NE | MAPP_US | NE | Internal | Summer | B6 | 300 | 2000 | 2000 | 44.3 | 49.26 | 3.5 | 1.46
2015 | MAPP_US_2_NE | MAPP_US | NE | Internal | Summer | B7 | 400 | 2000 | 2000 | 35.24 | 42.23 | 3.5 | 3.49
2015 | MAPP_US_2_NE | MAPP_US | NE | Internal | Summer | B8 | 500 | 2000 | 2000 | 34.34 | 37.97 | 3.5 | 0.14
2015 | MAPP_US_2_NE | MAPP_US | NE | Internal | Summer | B9 | 800 | 2000 | 1238.71 | 32.84 | 36.34 | 3.5 | 0
2015 | MAPP_US_2_NE | MAPP_US | NE | Internal | Summer | B10 | 1262 | 2000 | 868.45 | 32.6 | 36.1 | 3.5 | 0
2015 | MAPP_US_2_NE | MAPP_US | NE | Internal | Winter | B16 | 25 | 2000 | 1038.38 | 48.59 | 52.09 | 3.5 | 0
2015 | MAPP_US_2_NE | MAPP_US | NE | Internal | Winter | B17 | 100 | 2000 | 0 | 40.7 | 41.7 | 3.5 | 0
2015 | MAPP_US_2_NE | MAPP_US | NE | Internal | Winter | B18 | 400 | 2000 | 0 | 36.67 | 40.08 | 3.5 | 0
2015 | MAPP_US_2_NE | MAPP_US | NE | Internal | Winter | B19 | 700 | 2000 | 8.56 | 36.58 | 40.08 | 3.5 | 0
2015 | MAPP_US_2_NE | MAPP_US | NE | Internal | Winter | B20 | 935 | 2000 | 434.97 | 34.17 | 37.67 | 3.5 | 0
2015 | MARITIMES_2_NEISO | MARITIMES | NEISO | Internal | Shoulder | B11 | 25 | 99999 | 1400 | 36.89 | 36.9 | 0.01 | 0
2015 | MARITIMES_2_NEISO | MARITIMES | NEISO | Internal | Shoulder | B12 | 200 | 99999 | 1400 | 36.89 | 36.9 | 0.01 | 0
2015 | MARITIMES_2_NEISO | MARITIMES | NEISO | Internal | Shoulder | B13 | 600 | 99999 | 1400 | 36.89 | 36.9 | 0.01 | 0
2015 | MARITIMES_2_NEISO | MARITIMES | NEISO | Internal | Shoulder | B14 | 900 | 99999 | 1400 | 36.89 | 36.9 | 0.01 | 0
2015 | MARITIMES_2_NEISO | MARITIMES | NEISO | Internal | Shoulder | B15 | 1203 | 99999 | 426.43 | 36.89 | 36.9 | 0.01 | 0
2015 | MARITIMES_2_NEISO | MARITIMES | NEISO | Internal | Summer | B1 | 10 | 99999 | 1400 | 63.7 | 63.72 | 0.01 | 0
2015 | MARITIMES_2_NEISO | MARITIMES | NEISO | Internal | Summer | B2 | 25 | 99999 | 1400 | 57.32 | 57.34 | 0.01 | 0
2015 | MARITIMES_2_NEISO | MARITIMES | NEISO | Internal | Summer | B3 | 75 | 99999 | 1400 | 47.97 | 47.98 | 0.01 | 0
2015 | MARITIMES_2_NEISO | MARITIMES | NEISO | Internal | Summer | B4 | 100 | 99999 | 1400 | 37.88 | 37.89 | 0.01 | 0
2015 | MARITIMES_2_NEISO | MARITIMES | NEISO | Internal | Summer | B5 | 200 | 99999 | 1400 | 34.19 | 34.2 | 0.01 | 0
2015 | MARITIMES_2_NEISO | MARITIMES | NEISO | Internal | Summer | B6 | 300 | 99999 | 1400 | 34.19 | 34.2 | 0.01 | 0
2015 | MARITIMES_2_NEISO | MARITIMES | NEISO | Internal | Summer | B7 | 400 | 99999 | 1400 | 34.19 | 34.2 | 0.01 | 0
2015 | MARITIMES_2_NEISO | MARITIMES | NEISO | Internal | Summer | B8 | 500 | 99999 | 1400 | 34.19 | 34.2 | 0.01 | 0
2015 | MARITIMES_2_NEISO | MARITIMES | NEISO | Internal | Summer | B9 | 800 | 99999 | 1400 | 34.19 | 34.2 | 0.01 | 0
2015 | MARITIMES_2_NEISO | MARITIMES | NEISO | Internal | Summer | B10 | 1262 | 99999 | 236.13 | 34.19 | 34.2 | 0.01 | 0
2015 | MARITIMES_2_NEISO | MARITIMES | NEISO | Internal | Winter | B16 | 25 | 99999 | 1400 | 45.28 | 45.29 | 0.01 | 0
2015 | MARITIMES_2_NEISO | MARITIMES | NEISO | Internal | Winter | B17 | 100 | 99999 | 1400 | 45.28 | 45.29 | 0.01 | 0
2015 | MARITIMES_2_NEISO | MARITIMES | NEISO | Internal | Winter | B18 | 400 | 99999 | 1400 | 45.28 | 45.29 | 0.01 | 0
2015 | MARITIMES_2_NEISO | MARITIMES | NEISO | Internal | Winter | B19 | 700 | 99999 | 1400 | 45.28 | 45.29 | 0.01 | 0
2015 | MARITIMES_2_NEISO | MARITIMES | NEISO | Internal | Winter | B20 | 935 | 99999 | 475.94 | 45.28 | 45.29 | 0.01 | 0
2015 | MISO_IN_2_MISO_MI | MISO_IN | MISO_MI | Internal | Shoulder | B11 | 25 | 5081 | 0 | 51.31 | 48.33 | 0.01 | 0
2015 | MISO_IN_2_MISO_MI | MISO_IN | MISO_MI | Internal | Shoulder | B12 | 200 | 5081 | 0 | 41.89 | 41.88 | 0.01 | 0
2015 | MISO_IN_2_MISO_MI | MISO_IN | MISO_MI | Internal | Shoulder | B13 | 600 | 5081 | 0 | 39.3 | 39.3 | 0.01 | 0
2015 | MISO_IN_2_MISO_MI | MISO_IN | MISO_MI | Internal | Shoulder | B14 | 900 | 5081 | 0 | 38.29 | 38.28 | 0.01 | 0
2015 | MISO_IN_2_MISO_MI | MISO_IN | MISO_MI | Internal | Shoulder | B15 | 1203 | 5081 | 0 | 34.48 | 34.47 | 0.01 | 0
2015 | MISO_IN_2_MISO_MI | MISO_IN | MISO_MI | Internal | Summer | B1 | 10 | 5081 | 0.01 | 61.17 | 61.16 | 0.01 | 0
2015 | MISO_IN_2_MISO_MI | MISO_IN | MISO_MI | Internal | Summer | B2 | 25 | 5081 | 0 | 59.48 | 59.43 | 0.01 | 0
2015 | MISO_IN_2_MISO_MI | MISO_IN | MISO_MI | Internal | Summer | B3 | 75 | 5081 | 0 | 57.95 | 54.01 | 0.01 | 0
2015 | MISO_IN_2_MISO_MI | MISO_IN | MISO_MI | Internal | Summer | B4 | 100 | 5081 | 0 | 56.57 | 54.01 | 0.01 | 0
2015 | MISO_IN_2_MISO_MI | MISO_IN | MISO_MI | Internal | Summer | B5 | 200 | 5081 | 0 | 50.64 | 50.63 | 0.01 | 0
2015 | MISO_IN_2_MISO_MI | MISO_IN | MISO_MI | Internal | Summer | B6 | 300 | 5081 | 0 | 45.75 | 45.74 | 0.01 | 0
2015 | MISO_IN_2_MISO_MI | MISO_IN | MISO_MI | Internal | Summer | B7 | 400 | 5081 | 0 | 38.73 | 38.73 | 0.01 | 0
2015 | MISO_IN_2_MISO_MI | MISO_IN | MISO_MI | Internal | Summer | B8 | 500 | 5081 | 1102.81 | 35.28 | 35.29 | 0.01 | 0
2015 | MISO_IN_2_MISO_MI | MISO_IN | MISO_MI | Internal | Summer | B9 | 800 | 5081 | 811.26 | 33.84 | 33.86 | 0.01 | 0
2015 | MISO_IN_2_MISO_MI | MISO_IN | MISO_MI | Internal | Summer | B10 | 1262 | 5081 | 2407.14 | 32.62 | 32.63 | 0.01 | 0
2015 | MISO_IN_2_MISO_MI | MISO_IN | MISO_MI | Internal | Winter | B16 | 25 | 5081 | 0 | 52.1 | 48.97 | 0.01 | 0
2015 | MISO_IN_2_MISO_MI | MISO_IN | MISO_MI | Internal | Winter | B17 | 100 | 5081 | 0 | 44.21 | 44.2 | 0.01 | 0
2015 | MISO_IN_2_MISO_MI | MISO_IN | MISO_MI | Internal | Winter | B18 | 400 | 5081 | 0 | 40.17 | 40.17 | 0.01 | 0
2015 | MISO_IN_2_MISO_MI | MISO_IN | MISO_MI | Internal | Winter | B19 | 700 | 5081 | 0 | 38.28 | 38.29 | 0.01 | 0
2015 | MISO_IN_2_MISO_MI | MISO_IN | MISO_MI | Internal | Winter | B20 | 935 | 5081 | 0 | 34.18 | 34.18 | 0.01 | 0
2015 | MISO_IN_2_MISO_MO-IL | MISO_IN | MISO_MO-IL | Internal | Shoulder | B11 | 25 | 9129 | 123.84 | 51.31 | 51.32 | 0.01 | 0
2015 | MISO_IN_2_MISO_MO-IL | MISO_IN | MISO_MO-IL | Internal | Shoulder | B12 | 200 | 9129 | 0 | 41.89 | 41.88 | 0.01 | 0
2015 | MISO_IN_2_MISO_MO-IL | MISO_IN | MISO_MO-IL | Internal | Shoulder | B13 | 600 | 9129 | 0 | 39.3 | 39.29 | 0.01 | 0
2015 | MISO_IN_2_MISO_MO-IL | MISO_IN | MISO_MO-IL | Internal | Shoulder | B14 | 900 | 9129 | 0 | 38.29 | 38.28 | 0.01 | 0
2015 | MISO_IN_2_MISO_MO-IL | MISO_IN | MISO_MO-IL | Internal | Shoulder | B15 | 1203 | 9129 | 0 | 34.48 | 34.47 | 0.01 | 0
2015 | MISO_IN_2_MISO_MO-IL | MISO_IN | MISO_MO-IL | Internal | Summer | B1 | 10 | 9129 | 322.87 | 61.17 | 61.18 | 0.01 | 0
2015 | MISO_IN_2_MISO_MO-IL | MISO_IN | MISO_MO-IL | Internal | Summer | B2 | 25 | 9129 | 0 | 59.48 | 59.47 | 0.01 | 0
2015 | MISO_IN_2_MISO_MO-IL | MISO_IN | MISO_MO-IL | Internal | Summer | B3 | 75 | 9129 | 0 | 57.95 | 57.93 | 0.01 | 0
2015 | MISO_IN_2_MISO_MO-IL | MISO_IN | MISO_MO-IL | Internal | Summer | B4 | 100 | 9129 | 0 | 56.57 | 56.57 | 0.01 | 0
2015 | MISO_IN_2_MISO_MO-IL | MISO_IN | MISO_MO-IL | Internal | Summer | B5 | 200 | 9129 | 0 | 50.64 | 50.64 | 0.01 | 0
2015 | MISO_IN_2_MISO_MO-IL | MISO_IN | MISO_MO-IL | Internal | Summer | B6 | 300 | 9129 | 1758.05 | 45.75 | 45.76 | 0.01 | 0
2015 | MISO_IN_2_MISO_MO-IL | MISO_IN | MISO_MO-IL | Internal | Summer | B7 | 400 | 9129 | 0 | 38.73 | 38.73 | 0.01 | 0
2015 | MISO_IN_2_MISO_MO-IL | MISO_IN | MISO_MO-IL | Internal | Summer | B8 | 500 | 9129 | 0 | 35.28 | 35.27 | 0.01 | 0
2015 | MISO_IN_2_MISO_MO-IL | MISO_IN | MISO_MO-IL | Internal | Summer | B9 | 800 | 9129 | 0 | 33.84 | 33.83 | 0.01 | 0
2015 | MISO_IN_2_MISO_MO-IL | MISO_IN | MISO_MO-IL | Internal | Summer | B10 | 1262 | 9129 | 0 | 32.62 | 32.6 | 0.01 | 0
2015 | MISO_IN_2_MISO_MO-IL | MISO_IN | MISO_MO-IL | Internal | Winter | B16 | 25 | 9129 | 0 | 52.1 | 52.09 | 0.01 | 0
2015 | MISO_IN_2_MISO_MO-IL | MISO_IN | MISO_MO-IL | Internal | Winter | B17 | 100 | 9129 | 0 | 44.21 | 44.2 | 0.01 | 0
2015 | MISO_IN_2_MISO_MO-IL | MISO_IN | MISO_MO-IL | Internal | Winter | B18 | 400 | 9129 | 0 | 40.17 | 40.15 | 0.01 | 0
2015 | MISO_IN_2_MISO_MO-IL | MISO_IN | MISO_MO-IL | Internal | Winter | B19 | 700 | 9129 | 0 | 38.28 | 38.27 | 0.01 | 0
2015 | MISO_IN_2_MISO_MO-IL | MISO_IN | MISO_MO-IL | Internal | Winter | B20 | 935 | 9129 | 0 | 34.18 | 34.17 | 0.01 | 0
2015 | MISO_IN_2_NonRTO_Midwest | MISO_IN | NonRTO_Midwest | Internal | Shoulder | B11 | 25 | 4800 | 1016.34 | 51.31 | 55.31 | 4 | 0
2015 | MISO_IN_2_NonRTO_Midwest | MISO_IN | NonRTO_Midwest | Internal | Shoulder | B12 | 200 | 4800 | 512.07 | 41.89 | 45.89 | 4 | 0
2015 | MISO_IN_2_NonRTO_Midwest | MISO_IN | NonRTO_Midwest | Internal | Shoulder | B13 | 600 | 4800 | 88.44 | 39.3 | 43.3 | 4 | 0
2015 | MISO_IN_2_NonRTO_Midwest | MISO_IN | NonRTO_Midwest | Internal | Shoulder | B14 | 900 | 4800 | 0 | 38.29 | 35.88 | 4 | 0
2015 | MISO_IN_2_NonRTO_Midwest | MISO_IN | NonRTO_Midwest | Internal | Shoulder | B15 | 1203 | 4800 | 0 | 34.48 | 34.47 | 4 | 0
2015 | MISO_IN_2_NonRTO_Midwest | MISO_IN | NonRTO_Midwest | Internal | Summer | B1 | 10 | 4800 | 0 | 61.17 | 65.02 | 4 | 0
2015 | MISO_IN_2_NonRTO_Midwest | MISO_IN | NonRTO_Midwest | Internal | Summer | B2 | 25 | 4800 | 1740.71 | 59.48 | 63.48 | 4 | 0
2015 | MISO_IN_2_NonRTO_Midwest | MISO_IN | NonRTO_Midwest | Internal | Summer | B3 | 75 | 4800 | 1257.21 | 57.95 | 61.95 | 4 | 0
2015 | MISO_IN_2_NonRTO_Midwest | MISO_IN | NonRTO_Midwest | Internal | Summer | B4 | 100 | 4800 | 862.87 | 56.57 | 60.57 | 4 | 0
2015 | MISO_IN_2_NonRTO_Midwest | MISO_IN | NonRTO_Midwest | Internal | Summer | B5 | 200 | 4800 | 463.53 | 50.64 | 54.64 | 4 | 0
2015 | MISO_IN_2_NonRTO_Midwest | MISO_IN | NonRTO_Midwest | Internal | Summer | B6 | 300 | 4800 | 0 | 45.75 | 47.21 | 4 | 0
2015 | MISO_IN_2_NonRTO_Midwest | MISO_IN | NonRTO_Midwest | Internal | Summer | B7 | 400 | 4800 | 0 | 38.73 | 38.73 | 4 | 0
2015 | MISO_IN_2_NonRTO_Midwest | MISO_IN | NonRTO_Midwest | Internal | Summer | B8 | 500 | 4800 | 0 | 35.28 | 34.56 | 4 | 0
2015 | MISO_IN_2_NonRTO_Midwest | MISO_IN | NonRTO_Midwest | Internal | Summer | B9 | 800 | 4800 | 0 | 33.84 | 33.83 | 4 | 0
2015 | MISO_IN_2_NonRTO_Midwest | MISO_IN | NonRTO_Midwest | Internal | Summer | B10 | 1262 | 4800 | 0 | 32.62 | 32.06 | 4 | 0
2015 | MISO_IN_2_NonRTO_Midwest | MISO_IN | NonRTO_Midwest | Internal | Winter | B16 | 25 | 4800 | 2407.52 | 52.1 | 56.1 | 4 | 0
2015 | MISO_IN_2_NonRTO_Midwest | MISO_IN | NonRTO_Midwest | Internal | Winter | B17 | 100 | 4800 | 1345.07 | 44.21 | 48.21 | 4 | 0
2015 | MISO_IN_2_NonRTO_Midwest | MISO_IN | NonRTO_Midwest | Internal | Winter | B18 | 400 | 4800 | 629.53 | 40.17 | 44.17 | 4 | 0
2015 | MISO_IN_2_NonRTO_Midwest | MISO_IN | NonRTO_Midwest | Internal | Winter | B19 | 700 | 4800 | 0 | 38.28 | 36.04 | 4 | 0
2015 | MISO_IN_2_NonRTO_Midwest | MISO_IN | NonRTO_Midwest | Internal | Winter | B20 | 935 | 4800 | 0 | 34.18 | 34.49 | 4 | 0
2015 | MISO_IN_2_PJM_ROR | MISO_IN | PJM_ROR | Internal | Shoulder | B11 | 25 | 992 | 0 | 51.31 | 50.31 | 1 | 0
2015 | MISO_IN_2_PJM_ROR | MISO_IN | PJM_ROR | Internal | Shoulder | B12 | 200 | 992 | 0 | 41.89 | 42.88 | 1 | 0
2015 | MISO_IN_2_PJM_ROR | MISO_IN | PJM_ROR | Internal | Shoulder | B13 | 600 | 992 | 384.11 | 39.3 | 40.3 | 1 | 0
2015 | MISO_IN_2_PJM_ROR | MISO_IN | PJM_ROR | Internal | Shoulder | B14 | 900 | 992 | 884.34 | 38.29 | 39.29 | 1 | 0
2015 | MISO_IN_2_PJM_ROR | MISO_IN | PJM_ROR | Internal | Shoulder | B15 | 1203 | 992 | 0 | 34.48 | 35.47 | 1 | 0
2015 | MISO_IN_2_PJM_ROR | MISO_IN | PJM_ROR | Internal | Summer | B1 | 10 | 992 | 991.97 | 61.17 | 62.18 | 1 | 0.01
2015 | MISO_IN_2_PJM_ROR | MISO_IN | PJM_ROR | Internal | Summer | B2 | 25 | 992 | 0.01 | 59.48 | 60.47 | 1 | 0
2015 | MISO_IN_2_PJM_ROR | MISO_IN | PJM_ROR | Internal | Summer | B3 | 75 | 992 | 0 | 57.95 | 58.29 | 1 | 0
2015 | MISO_IN_2_PJM_ROR | MISO_IN | PJM_ROR | Internal | Summer | B4 | 100 | 992 | 59.74 | 56.57 | 57.57 | 1 | 0
2015 | MISO_IN_2_PJM_ROR | MISO_IN | PJM_ROR | Internal | Summer | B5 | 200 | 992 | 266.11 | 50.64 | 51.64 | 1 | 0
2015 | MISO_IN_2_PJM_ROR | MISO_IN | PJM_ROR | Internal | Summer | B6 | 300 | 992 | 0 | 45.75 | 46.74 | 1 | 0
2015 | MISO_IN_2_PJM_ROR | MISO_IN | PJM_ROR | Internal | Summer | B7 | 400 | 992 | 611.55 | 38.73 | 39.73 | 1 | 0
2015 | MISO_IN_2_PJM_ROR | MISO_IN | PJM_ROR | Internal | Summer | B8 | 500 | 992 | 475.9 | 35.28 | 36.28 | 1 | 0
2015 | MISO_IN_2_PJM_ROR | MISO_IN | PJM_ROR | Internal | Summer | B9 | 800 | 992 | 328.71 | 33.84 | 34.84 | 1 | 0
2015 | MISO_IN_2_PJM_ROR | MISO_IN | PJM_ROR | Internal | Summer | B10 | 1262 | 992 | 0 | 32.62 | 33.28 | 1 | 0
2015 | MISO_IN_2_PJM_ROR | MISO_IN | PJM_ROR | Internal | Winter | B16 | 25 | 992 | 0 | 52.1 | 53.09 | 1 | 0
2015 | MISO_IN_2_PJM_ROR | MISO_IN | PJM_ROR | Internal | Winter | B17 | 100 | 992 | 0 | 44.21 | 45.2 | 1 | 0
2015 | MISO_IN_2_PJM_ROR | MISO_IN | PJM_ROR | Internal | Winter | B18 | 400 | 992 | 265.43 | 40.17 | 41.17 | 1 | 0
2015 | MISO_IN_2_PJM_ROR | MISO_IN | PJM_ROR | Internal | Winter | B19 | 700 | 992 | 788.83 | 38.28 | 39.28 | 1 | 0
2015 | MISO_IN_2_PJM_ROR | MISO_IN | PJM_ROR | Internal | Winter | B20 | 935 | 992 | 0 | 34.18 | 35.17 | 1 | 0
2015 | MISO_MI_2_IESO | MISO_MI | IESO | Internal | Shoulder | B11 | 25 | 1580 | 0 | 48.33 | 34.45 | 4 | 0
2015 | MISO_MI_2_IESO | MISO_MI | IESO | Internal | Shoulder | B12 | 200 | 1580 | 0 | 41.88 | 34.45 | 4 | 0
2015 | MISO_MI_2_IESO | MISO_MI | IESO | Internal | Shoulder | B13 | 600 | 1580 | 0 | 39.3 | 34.45 | 4 | 0
2015 | MISO_MI_2_IESO | MISO_MI | IESO | Internal | Shoulder | B14 | 900 | 1580 | 0 | 38.28 | 34.45 | 4 | 0
2015 | MISO_MI_2_IESO | MISO_MI | IESO | Internal | Shoulder | B15 | 1203 | 1580 | 0 | 34.47 | 34.45 | 4 | 0
2015 | MISO_MI_2_IESO | MISO_MI | IESO | Internal | Summer | B1 | 10 | 1580 | 0 | 61.16 | 57.66 | 4 | 0
2015 | MISO_MI_2_IESO | MISO_MI | IESO | Internal | Summer | B2 | 25 | 1580 | 0 | 59.43 | 55.31 | 4 | 0
2015 | MISO_MI_2_IESO | MISO_MI | IESO | Internal | Summer | B3 | 75 | 1580 | 0 | 54.01 | 47.29 | 4 | 0
2015 | MISO_MI_2_IESO | MISO_MI | IESO | Internal | Summer | B4 | 100 | 1580 | 0 | 54.01 | 38.07 | 4 | 0
2015 | MISO_MI_2_IESO | MISO_MI | IESO | Internal | Summer | B5 | 200 | 1580 | 0 | 50.63 | 38.07 | 4 | 0
2015 | MISO_MI_2_IESO | MISO_MI | IESO | Internal | Summer | B6 | 300 | 1580 | 0 | 45.74 | 38.07 | 4 | 0
2015 | MISO_MI_2_IESO | MISO_MI | IESO | Internal | Summer | B7 | 400 | 1580 | 0 | 38.73 | 35.23 | 4 | 0
2015 | MISO_MI_2_IESO | MISO_MI | IESO | Internal | Summer | B8 | 500 | 1580 | 0 | 35.29 | 32.81 | 4 | 0
2015 | MISO_MI_2_IESO | MISO_MI | IESO | Internal | Summer | B9 | 800 | 1580 | 0 | 33.86 | 32.81 | 4 | 0
2015 | MISO_MI_2_IESO | MISO_MI | IESO | Internal | Summer | B10 | 1262 | 1580 | 0 | 32.63 | 32.81 | 4 | 0
2015 | MISO_MI_2_IESO | MISO_MI | IESO | Internal | Winter | B16 | 25 | 1580 | 0 | 48.97 | 41.64 | 4 | 0
2015 | MISO_MI_2_IESO | MISO_MI | IESO | Internal | Winter | B17 | 100 | 1580 | 0 | 44.2 | 39.05 | 4 | 0
2015 | MISO_MI_2_IESO | MISO_MI | IESO | Internal | Winter | B18 | 400 | 1580 | 0 | 40.17 | 38.18 | 4 | 0
2015 | MISO_MI_2_IESO | MISO_MI | IESO | Internal | Winter | B19 | 700 | 1580 | 0 | 38.29 | 38.18 | 4 | 0
2015 | MISO_MI_2_IESO | MISO_MI | IESO | Internal | Winter | B20 | 935 | 1580 | 548.7 | 34.18 | 38.18 | 4 | 0
2015 | MISO_MI_2_MISO_IN | MISO_MI | MISO_IN | Internal | Shoulder | B11 | 25 | 2126 | 2126 | 48.33 | 51.31 | 0.01 | 2.96
2015 | MISO_MI_2_MISO_IN | MISO_MI | MISO_IN | Internal | Shoulder | B12 | 200 | 2126 | 86.18 | 41.88 | 41.89 | 0.01 | 0
2015 | MISO_MI_2_MISO_IN | MISO_MI | MISO_IN | Internal | Shoulder | B13 | 600 | 2126 | 0 | 39.3 | 39.3 | 0.01 | 0
2015 | MISO_MI_2_MISO_IN | MISO_MI | MISO_IN | Internal | Shoulder | B14 | 900 | 2126 | 754.7 | 38.28 | 38.29 | 0.01 | 0
2015 | MISO_MI_2_MISO_IN | MISO_MI | MISO_IN | Internal | Shoulder | B15 | 1203 | 2126 | 192.45 | 34.47 | 34.48 | 0.01 | 0
2015 | MISO_MI_2_MISO_IN | MISO_MI | MISO_IN | Internal | Summer | B1 | 10 | 2126 | 1875.91 | 61.16 | 61.17 | 0.01 | 0
2015 | MISO_MI_2_MISO_IN | MISO_MI | MISO_IN | Internal | Summer | B2 | 25 | 2126 | 2126 | 59.43 | 59.48 | 0.01 | 0.04
2015 | MISO_MI_2_MISO_IN | MISO_MI | MISO_IN | Internal | Summer | B3 | 75 | 2126 | 2126 | 54.01 | 57.95 | 0.01 | 3.92
2015 | MISO_MI_2_MISO_IN | MISO_MI | MISO_IN | Internal | Summer | B4 | 100 | 2126 | 2126 | 54.01 | 56.57 | 0.01 | 2.55
2015 | MISO_MI_2_MISO_IN | MISO_MI | MISO_IN | Internal | Summer | B5 | 200 | 2126 | 1658.42 | 50.63 | 50.64 | 0.01 | 0
2015 | MISO_MI_2_MISO_IN | MISO_MI | MISO_IN | Internal | Summer | B6 | 300 | 2126 | 1764.26 | 45.74 | 45.75 | 0.01 | 0
2015 | MISO_MI_2_MISO_IN | MISO_MI | MISO_IN | Internal | Summer | B7 | 400 | 2126 | 0 | 38.73 | 38.73 | 0.01 | 0
2015 | MISO_MI_2_MISO_IN | MISO_MI | MISO_IN | Internal | Summer | B8 | 500 | 2126 | 0 | 35.29 | 35.28 | 0.01 | 0
2015 | MISO_MI_2_MISO_IN | MISO_MI | MISO_IN | Internal | Summer | B9 | 800 | 2126 | 0 | 33.86 | 33.84 | 0.01 | 0
2015 | MISO_MI_2_MISO_IN | MISO_MI | MISO_IN | Internal | Summer | B10 | 1262 | 2126 | 0 | 32.63 | 32.62 | 0.01 | 0
2015 | MISO_MI_2_MISO_IN | MISO_MI | MISO_IN | Internal | Winter | B16 | 25 | 2126 | 2126 | 48.97 | 52.1 | 0.01 | 3.12
2015 | MISO_MI_2_MISO_IN | MISO_MI | MISO_IN | Internal | Winter | B17 | 100 | 2126 | 446.53 | 44.2 | 44.21 | 0.01 | 0
2015 | MISO_MI_2_MISO_IN | MISO_MI | MISO_IN | Internal | Winter | B18 | 400 | 2126 | 0 | 40.17 | 40.17 | 0.01 | 0
2015 | MISO_MI_2_MISO_IN | MISO_MI | MISO_IN | Internal | Winter | B19 | 700 | 2126 | 0 | 38.29 | 38.28 | 0.01 | 0
2015 | MISO_MI_2_MISO_IN | MISO_MI | MISO_IN | Internal | Winter | B20 | 935 | 2126 | 0 | 34.18 | 34.18 | 0.01 | 0
2015 | MISO_MI_2_MISO_WUMS | MISO_MI | MISO_WUMS | Internal | Shoulder | B11 | 25 | 166 | 166 | 48.33 | 51.31 | 0.01 | 2.96
2015 | MISO_MI_2_MISO_WUMS | MISO_MI | MISO_WUMS | Internal | Shoulder | B12 | 200 | 166 | 70.26 | 41.88 | 41.89 | 0.01 | 0
2015 | MISO_MI_2_MISO_WUMS | MISO_MI | MISO_WUMS | Internal | Shoulder | B13 | 600 | 166 | 138.05 | 39.3 | 39.31 | 0.01 | 0
2015 | MISO_MI_2_MISO_WUMS | MISO_MI | MISO_WUMS | Internal | Shoulder | B14 | 900 | 166 | 117.95 | 38.28 | 38.29 | 0.01 | 0
2015 | MISO_MI_2_MISO_WUMS | MISO_MI | MISO_WUMS | Internal | Shoulder | B15 | 1203 | 166 | 0 | 34.47 | 34.47 | 0.01 | 0
2015 | MISO_MI_2_MISO_WUMS | MISO_MI | MISO_WUMS | Internal | Summer | B1 | 10 | 166 | 165.97 | 61.16 | 61.18 | 0.01 | 0.01
2015 | MISO_MI_2_MISO_WUMS | MISO_MI | MISO_WUMS | Internal | Summer | B2 | 25 | 166 | 166 | 59.43 | 59.47 | 0.01 | 0.03
2015 | MISO_MI_2_MISO_WUMS | MISO_MI | MISO_WUMS | Internal | Summer | B3 | 75 | 166 | 166 | 54.01 | 57.96 | 0.01 | 3.93
2015 | MISO_MI_2_MISO_WUMS | MISO_MI | MISO_WUMS | Internal | Summer | B4 | 100 | 166 | 166 | 54.01 | 56.6 | 0.01 | 2.57
2015 | MISO_MI_2_MISO_WUMS | MISO_MI | MISO_WUMS | Internal | Summer | B5 | 200 | 166 | 99.33 | 50.63 | 50.64 | 0.01 | 0
2015 | MISO_MI_2_MISO_WUMS | MISO_MI | MISO_WUMS | Internal | Summer | B6 | 300 | 166 | 166 | 45.74 | 45.76 | 0.01 | 0.01
2015 | MISO_MI_2_MISO_WUMS | MISO_MI | MISO_WUMS | Internal | Summer | B7 | 400 | 166 | 0 | 38.73 | 38.73 | 0.01 | 0
2015 | MISO_MI_2_MISO_WUMS | MISO_MI | MISO_WUMS | Internal | Summer | B8 | 500 | 166 | 0 | 35.29 | 35.28 | 0.01 | 0
2015 | MISO_MI_2_MISO_WUMS | MISO_MI | MISO_WUMS | Internal | Summer | B9 | 800 | 166 | 0 | 33.86 | 33.84 | 0.01 | 0
2015 | MISO_MI_2_MISO_WUMS | MISO_MI | MISO_WUMS | Internal | Summer | B10 | 1262 | 166 | 0 | 32.63 | 32.63 | 0.01 | 0
2015 | MISO_MI_2_MISO_WUMS | MISO_MI | MISO_WUMS | Internal | Winter | B16 | 25 | 166 | 166 | 48.97 | 52.09 | 0.01 | 3.11
2015 | MISO_MI_2_MISO_WUMS | MISO_MI | MISO_WUMS | Internal | Winter | B17 | 100 | 166 | 0 | 44.2 | 44.2 | 0.01 | 0
2015 | MISO_MI_2_MISO_WUMS | MISO_MI | MISO_WUMS | Internal | Winter | B18 | 400 | 166 | 0 | 40.17 | 40.17 | 0.01 | 0
2015 | MISO_MI_2_MISO_WUMS | MISO_MI | MISO_WUMS | Internal | Winter | B19 | 700 | 166 | 0 | 38.29 | 38.28 | 0.01 | 0
2015 | MISO_MI_2_MISO_WUMS | MISO_MI | MISO_WUMS | Internal | Winter | B20 | 935 | 166 | 62.37 | 34.18 | 34.19 | 0.01 | 0
2015 | MISO_MI_2_PJM_ROR | MISO_MI | PJM_ROR | Internal | Shoulder | B11 | 25 | 1424 | 1424 | 48.33 | 50.31 | 1 | 0.98
2015 | MISO_MI_2_PJM_ROR | MISO_MI | PJM_ROR | Internal | Shoulder | B12 | 200 | 1424 | 1021.52 | 41.88 | 42.88 | 1 | 0
2015 | MISO_MI_2_PJM_ROR | MISO_MI | PJM_ROR | Internal | Shoulder | B13 | 600 | 1424 | 1392.27 | 39.3 | 40.3 | 1 | 0
2015 | MISO_MI_2_PJM_ROR | MISO_MI | PJM_ROR | Internal | Shoulder | B14 | 900 | 1424 | 1424 | 38.28 | 39.29 | 1 | 0.01
2015 | MISO_MI_2_PJM_ROR | MISO_MI | PJM_ROR | Internal | Shoulder | B15 | 1203 | 1424 | 742.74 | 34.47 | 35.47 | 1 | 0
2015 | MISO_MI_2_PJM_ROR | MISO_MI | PJM_ROR | Internal | Summer | B1 | 10 | 1424 | 1423.99 | 61.16 | 62.18 | 1 | 0.02
2015 | MISO_MI_2_PJM_ROR | MISO_MI | PJM_ROR | Internal | Summer | B2 | 25 | 1424 | 1424 | 59.43 | 60.47 | 1 | 0.04
2015 | MISO_MI_2_PJM_ROR | MISO_MI | PJM_ROR | Internal | Summer | B3 | 75 | 1424 | 1424 | 54.01 | 58.29 | 1 | 3.28
2015 | MISO_MI_2_PJM_ROR | MISO_MI | PJM_ROR | Internal | Summer | B4 | 100 | 1424 | 1424 | 54.01 | 57.57 | 1 | 2.56
2015 | MISO_MI_2_PJM_ROR | MISO_MI | PJM_ROR | Internal | Summer | B5 | 200 | 1424 | 1424 | 50.63 | 51.64 | 1 | 0.01
2015 | MISO_MI_2_PJM_ROR | MISO_MI | PJM_ROR | Internal | Summer | B6 | 300 | 1424 | 164.07 | 45.74 | 46.74 | 1 | 0
2015 | MISO_MI_2_PJM_ROR | MISO_MI | PJM_ROR | Internal | Summer | B7 | 400 | 1424 | 407.56 | 38.73 | 39.73 | 1 | 0
2015 | MISO_MI_2_PJM_ROR | MISO_MI | PJM_ROR | Internal | Summer | B8 | 500 | 1424 | 0 | 35.29 | 36.28 | 1 | 0
2015 | MISO_MI_2_PJM_ROR | MISO_MI | PJM_ROR | Internal | Summer | B9 | 800 | 1424 | 0 | 33.86 | 34.84 | 1 | 0
2015 | MISO_MI_2_PJM_ROR | MISO_MI | PJM_ROR | Internal | Summer | B10 | 1262 | 1424 | 0 | 32.63 | 33.28 | 1 | 0
2015 | MISO_MI_2_PJM_ROR | MISO_MI | PJM_ROR | Internal | Winter | B16 | 25 | 1424 | 1424 | 48.97 | 53.09 | 1 | 3.12
2015 | MISO_MI_2_PJM_ROR | MISO_MI | PJM_ROR | Internal | Winter | B17 | 100 | 1424 | 779.79 | 44.2 | 45.2 | 1 | 0
2015 | MISO_MI_2_PJM_ROR | MISO_MI | PJM_ROR | Internal | Winter | B18 | 400 | 1424 | 70.19 | 40.17 | 41.17 | 1 | 0
2015 | MISO_MI_2_PJM_ROR | MISO_MI | PJM_ROR | Internal | Winter | B19 | 700 | 1424 | 0 | 38.29 | 39.28 | 1 | 0
2015 | MISO_MI_2_PJM_ROR | MISO_MI | PJM_ROR | Internal | Winter | B20 | 935 | 1424 | 0 | 34.18 | 35.17 | 1 | 0
2015 | MISO_MO-IL_2_ENT | MISO_MO-IL | ENT | Internal | Shoulder | B11 | 25 | 2540 | 2029.76 | 51.32 | 55.32 | 4 | 0
2015 | MISO_MO-IL_2_ENT | MISO_MO-IL | ENT | Internal | Shoulder | B12 | 200 | 2540 | 0 | 41.88 | 39.32 | 4 | 0
2015 | MISO_MO-IL_2_ENT | MISO_MO-IL | ENT | Internal | Shoulder | B13 | 600 | 2540 | 0 | 39.29 | 39.32 | 4 | 0
2015 | MISO_MO-IL_2_ENT | MISO_MO-IL | ENT | Internal | Shoulder | B14 | 900 | 2540 | 0 | 38.28 | 39.04 | 4 | 0
2015 | MISO_MO-IL_2_ENT | MISO_MO-IL | ENT | Internal | Shoulder | B15 | 1203 | 2540 | 0 | 34.47 | 37.82 | 4 | 0
2015 | MISO_MO-IL_2_ENT | MISO_MO-IL | ENT | Internal | Summer | B1 | 10 | 2540 | 0 | 61.18 | 63.7 | 4 | 0
2015 | MISO_MO-IL_2_ENT | MISO_MO-IL | ENT | Internal | Summer | B2 | 25 | 2540 | 0 | 59.47 | 63.02 | 4 | 0
2015 | MISO_MO-IL_2_ENT | MISO_MO-IL | ENT | Internal | Summer | B3 | 75 | 2540 | 0 | 57.93 | 59.61 | 4 | 0
2015 | MISO_MO-IL_2_ENT | MISO_MO-IL | ENT | Internal | Summer | B4 | 100 | 2540 | 0 | 56.57 | 56.99 | 4 | 0
2015 | MISO_MO-IL_2_ENT | MISO_MO-IL | ENT | Internal | Summer | B5 | 200 | 2540 | 0 | 50.64 | 53.58 | 4 | 0
2015 | MISO_MO-IL_2_ENT | MISO_MO-IL | ENT | Internal | Summer | B6 | 300 | 2540 | 1672.55 | 45.76 | 49.76 | 4 | 0
2015 | MISO_MO-IL_2_ENT | MISO_MO-IL | ENT | Internal | Summer | B7 | 400 | 2540 | 1084.71 | 38.73 | 42.73 | 4 | 0
2015 | MISO_MO-IL_2_ENT | MISO_MO-IL | ENT | Internal | Summer | B8 | 500 | 2540 | 0 | 35.27 | 38.1 | 4 | 0
2015 | MISO_MO-IL_2_ENT | MISO_MO-IL | ENT | Internal | Summer | B9 | 800 | 2540 | 0 | 33.83 | 37.83 | 4 | 0
2015 | MISO_MO-IL_2_ENT | MISO_MO-IL | ENT | Internal | Summer | B10 | 1262 | 2540 | 832.95 | 32.6 | 36.6 | 4 | 0
2015 | MISO_MO-IL_2_ENT | MISO_MO-IL | ENT | Internal | Winter | B16 | 25 | 2540 | 0 | 52.09 | 54.6 | 4 | 0
2015 | MISO_MO-IL_2_ENT | MISO_MO-IL | ENT | Internal | Winter | B17 | 100 | 2540 | 0 | 44.2 | 41.76 | 4 | 0
2015 | MISO_MO-IL_2_ENT | MISO_MO-IL | ENT | Internal | Winter | B18 | 400 | 2540 | 0 | 40.15 | 41.73 | 4 | 0
2015 | MISO_MO-IL_2_ENT | MISO_MO-IL | ENT | Internal | Winter | B19 | 700 | 2540 | 0 | 38.27 | 41.46 | 4 | 0
2015 | MISO_MO-IL_2_ENT | MISO_MO-IL | ENT | Internal | Winter | B20 | 935 | 2540 | 2540 | 34.17 | 40.11 | 4 | 1.94
2015 | MISO_MO-IL_2_MISO_IN | MISO_MO-IL | MISO_IN | Internal | Shoulder | B11 | 25 | 6229 | 0 | 51.32 | 51.31 | 0.01 | 0
2015 | MISO_MO-IL_2_MISO_IN | MISO_MO-IL | MISO_IN | Internal | Shoulder | B12 | 200 | 6229 | 1413.58 | 41.88 | 41.89 | 0.01 | 0
2015 | MISO_MO-IL_2_MISO_IN | MISO_MO-IL | MISO_IN | Internal | Shoulder | B13 | 600 | 6229 | 1181.41 | 39.29 | 39.3 | 0.01 | 0
2015 | MISO_MO-IL_2_MISO_IN | MISO_MO-IL | MISO_IN | Internal | Shoulder | B14 | 900 | 6229 | 118.78 | 38.28 | 38.29 | 0.01 | 0
2015 | MISO_MO-IL_2_MISO_IN | MISO_MO-IL | MISO_IN | Internal | Shoulder | B15 | 1203 | 6229 | 727.54 | 34.47 | 34.48 | 0.01 | 0
2015 | MISO_MO-IL_2_MISO_IN | MISO_MO-IL | MISO_IN | Internal | Summer | B1 | 10 | 6229 | 0.01 | 61.18 | 61.17 | 0.01 | 0
2015 | MISO_MO-IL_2_MISO_IN | MISO_MO-IL | MISO_IN | Internal | Summer | B2 | 25 | 6229 | 2490.26 | 59.47 | 59.48 | 0.01 | 0
2015 | MISO_MO-IL_2_MISO_IN | MISO_MO-IL | MISO_IN | Internal | Summer | B3 | 75 | 6229 | 1139.72 | 57.93 | 57.95 | 0.01 | 0
2015 | MISO_MO-IL_2_MISO_IN | MISO_MO-IL | MISO_IN | Internal | Summer | B4 | 100 | 6229 | 0 | 56.57 | 56.57 | 0.01 | 0
2015 | MISO_MO-IL_2_MISO_IN | MISO_MO-IL | MISO_IN | Internal | Summer | B5 | 200 | 6229 | 0 | 50.64 | 50.64 | 0.01 | 0
2015 | MISO_MO-IL_2_MISO_IN | MISO_MO-IL | MISO_IN | Internal | Summer | B6 | 300 | 6229 | 0 | 45.76 | 45.75 | 0.01 | 0
2015 | MISO_MO-IL_2_MISO_IN | MISO_MO-IL | MISO_IN | Internal | Summer | B7 | 400 | 6229 | 0 | 38.73 | 38.73 | 0.01 | 0
2015 | MISO_MO-IL_2_MISO_IN | MISO_MO-IL | MISO_IN | Internal | Summer | B8 | 500 | 6229 | 1235.79 | 35.27 | 35.28 | 0.01 | 0
2015 | MISO_MO-IL_2_MISO_IN | MISO_MO-IL | MISO_IN | Internal | Summer | B9 | 800 | 6229 | 1088.84 | 33.83 | 33.84 | 0.01 | 0
2015 | MISO_MO-IL_2_MISO_IN | MISO_MO-IL | MISO_IN | Internal | Summer | B10 | 1262 | 6229 | 2014.41 | 32.6 | 32.62 | 0.01 | 0
2015 | MISO_MO-IL_2_MISO_IN | MISO_MO-IL | MISO_IN | Internal | Winter | B16 | 25 | 6229 | 1354.03 | 52.09 | 52.1 | 0.01 | 0
2015 | MISO_MO-IL_2_MISO_IN | MISO_MO-IL | MISO_IN | Internal | Winter | B17 | 100 | 6229 | 1169.9 | 44.2 | 44.21 | 0.01 | 0
2015 | MISO_MO-IL_2_MISO_IN | MISO_MO-IL | MISO_IN | Internal | Winter | B18 | 400 | 6229 | 879.6 | 40.15 | 40.17 | 0.01 | 0
2015 | MISO_MO-IL_2_MISO_IN | MISO_MO-IL | MISO_IN | Internal | Winter | B19 | 700 | 6229 | 168.18 | 38.27 | 38.28 | 0.01 | 0
2015 | MISO_MO-IL_2_MISO_IN | MISO_MO-IL | MISO_IN | Internal | Winter | B20 | 935 | 6229 | 0 | 34.17 | 34.18 | 0.01 | 0
2015 | MISO_MO-IL_2_MISO_W | MISO_MO-IL | MISO_W | Internal | Shoulder | B11 | 25 | 5033 | 0 | 51.32 | 51.31 | 0.01 | 0
2015 | MISO_MO-IL_2_MISO_W | MISO_MO-IL | MISO_W | Internal | Shoulder | B12 | 200 | 5033 | 0 | 41.88 | 41.88 | 0.01 | 0
2015 | MISO_MO-IL_2_MISO_W | MISO_MO-IL | MISO_W | Internal | Shoulder | B13 | 600 | 5033 | 818.95 | 39.29 | 39.3 | 0.01 | 0
2015 | MISO_MO-IL_2_MISO_W | MISO_MO-IL | MISO_W | Internal | Shoulder | B14 | 900 | 5033 | 2476.67 | 38.28 | 38.29 | 0.01 | 0
2015 | MISO_MO-IL_2_MISO_W | MISO_MO-IL | MISO_W | Internal | Shoulder | B15 | 1203 | 5033 | 688.67 | 34.47 | 34.48 | 0.01 | 0
2015 | MISO_MO-IL_2_MISO_W | MISO_MO-IL | MISO_W | Internal | Summer | B1 | 10 | 5033 | 0.03 | 61.18 | 61.18 | 0.01 | 0
2015 | MISO_MO-IL_2_MISO_W | MISO_MO-IL | MISO_W | Internal | Summer | B2 | 25 | 5033 | 0.01 | 59.47 | 59.47 | 0.01 | 0
2015 | MISO_MO-IL_2_MISO_W | MISO_MO-IL | MISO_W | Internal | Summer | B3 | 75 | 5033 | 3308.54 | 57.93 | 57.95 | 0.01 | 0
2015 | MISO_MO-IL_2_MISO_W | MISO_MO-IL | MISO_W | Internal | Summer | B4 | 100 | 5033 | 450.39 | 56.57 | 56.58 | 0.01 | 0
2015 | MISO_MO-IL_2_MISO_W | MISO_MO-IL | MISO_W | Internal | Summer | B5 | 200 | 5033 | 337.28 | 50.64 | 50.65 | 0.01 | 0
2015 | MISO_MO-IL_2_MISO_W | MISO_MO-IL | MISO_W | Internal | Summer | B6 | 300 | 5033 | 2764.01 | 45.76 | 45.78 | 0.01 | 0
2015 | MISO_MO-IL_2_MISO_W | MISO_MO-IL | MISO_W | Internal | Summer | B7 | 400 | 5033 | 41.08 | 38.73 | 38.74 | 0.01 | 0
2015 | MISO_MO-IL_2_MISO_W | MISO_MO-IL | MISO_W | Internal | Summer | B8 | 500 | 5033 | 1400.68 | 35.27 | 35.28 | 0.01 | 0
2015 | MISO_MO-IL_2_MISO_W | MISO_MO-IL | MISO_W | Internal | Summer | B9 | 800 | 5033 | 1296.72 | 33.83 | 33.84 | 0.01 | 0
2015 | MISO_MO-IL_2_MISO_W | MISO_MO-IL | MISO_W | Internal | Summer | B10 | 1262 | 5033 | 1755.26 | 32.6 | 32.62 | 0.01 | 0
2015 | MISO_MO-IL_2_MISO_W | MISO_MO-IL | MISO_W | Internal | Winter | B16 | 25 | 5033 | 0 | 52.09 | 52.09 | 0.01 | 0
2015 | MISO_MO-IL_2_MISO_W | MISO_MO-IL | MISO_W | Internal | Winter | B17 | 100 | 5033 | 0 | 44.2 | 44.2 | 0.01 | 0
2015 | MISO_MO-IL_2_MISO_W | MISO_MO-IL | MISO_W | Internal | Winter | B18 | 400 | 5033 | 338.92 | 40.15 | 40.17 | 0.01 | 0
2015 | MISO_MO-IL_2_MISO_W | MISO_MO-IL | MISO_W | Internal | Winter | B19 | 700 | 5033 | 1742.35 | 38.27 | 38.28 | 0.01 | 0
2015 | MISO_MO-IL_2_MISO_W | MISO_MO-IL | MISO_W | Internal | Winter | B20 | 935 | 5033 | 0 | 34.17 | 34.18 | 0.01 | 0
2015 | MISO_MO-IL_2_PJM_ROR | MISO_MO-IL | PJM_ROR | Internal | Shoulder | B11 | 25 | 1212 | 0 | 51.32 | 50.31 | 1 | 0
2015 | MISO_MO-IL_2_PJM_ROR | MISO_MO-IL | PJM_ROR | Internal | Shoulder | B12 | 200 | 1212 | 1133.46 | 41.88 | 42.88 | 1 | 0
2015 | MISO_MO-IL_2_PJM_ROR | MISO_MO-IL | PJM_ROR | Internal | Shoulder | B13 | 600 | 1212 | 1212 | 39.29 | 40.3 | 1 | 0.01
2015 | MISO_MO-IL_2_PJM_ROR | MISO_MO-IL | PJM_ROR | Internal | Shoulder | B14 | 900 | 1212 | 1212 | 38.28 | 39.29 | 1 | 0.01
2015 | MISO_MO-IL_2_PJM_ROR | MISO_MO-IL | PJM_ROR | Internal | Shoulder | B15 | 1203 | 1212 | 984.27 | 34.47 | 35.47 | 1 | 0
2015 | MISO_MO-IL_2_PJM_ROR | MISO_MO-IL | PJM_ROR | Internal | Summer | B1 | 10 | 1212 | 743.22 | 61.18 | 62.18 | 1 | 0
2015 | MISO_MO-IL_2_PJM_ROR | MISO_MO-IL | PJM_ROR | Internal | Summer | B2 | 25 | 1212 | 244.05 | 59.47 | 60.47 | 1 | 0
2015 | MISO_MO-IL_2_PJM_ROR | MISO_MO-IL | PJM_ROR | Internal | Summer | B3 | 75 | 1212 | 0 | 57.93 | 58.29 | 1 | 0
2015 | MISO_MO-IL_2_PJM_ROR | MISO_MO-IL | PJM_ROR | Internal | Summer | B4 | 100 | 1212 | 29.01 | 56.57 | 57.57 | 1 | 0
2015 | MISO_MO-IL_2_PJM_ROR | MISO_MO-IL | PJM_ROR | Internal | Summer | B5 | 200 | 1212 | 584.88 | 50.64 | 51.64 | 1 | 0
2015 | MISO_MO-IL_2_PJM_ROR | MISO_MO-IL | PJM_ROR | Internal | Summer | B6 | 300 | 1212 | 0 | 45.76 | 46.74 | 1 | 0
2015 | MISO_MO-IL_2_PJM_ROR | MISO_MO-IL | PJM_ROR | Internal | Summer | B7 | 400 | 1212 | 1141.11 | 38.73 | 39.73 | 1 | 0
2015 | MISO_MO-IL_2_PJM_ROR | MISO_MO-IL | PJM_ROR | Internal | Summer | B8 | 500 | 1212 | 1212 | 35.27 | 36.28 | 1 | 0.01
2015 | MISO_MO-IL_2_PJM_ROR | MISO_MO-IL | PJM_ROR | Internal | Summer | B9 | 800 | 1212 | 1212 | 33.83 | 34.84 | 1 | 0.01
2015 | MISO_MO-IL_2_PJM_ROR | MISO_MO-IL | PJM_ROR | Internal | Summer | B10 | 1262 | 1212 | 0 | 32.6 | 33.28 | 1 | 0
2015 | MISO_MO-IL_2_PJM_ROR | MISO_MO-IL | PJM_ROR | Internal | Winter | B16 | 25 | 1212 | 18.57 | 52.09 | 53.09 | 1 | 0
2015 | MISO_MO-IL_2_PJM_ROR | MISO_MO-IL | PJM_ROR | Internal | Winter | B17 | 100 | 1212 | 805.1 | 44.2 | 45.2 | 1 | 0
2015 | MISO_MO-IL_2_PJM_ROR | MISO_MO-IL | PJM_ROR | Internal | Winter | B18 | 400 | 1212 | 1212 | 40.15 | 41.17 | 1 | 0.01
2015 | MISO_MO-IL_2_PJM_ROR | MISO_MO-IL | PJM_ROR | Internal | Winter | B19 | 700 | 1212 | 1212 | 38.27 | 39.28 | 1 | 0.01
2015 | MISO_MO-IL_2_PJM_ROR | MISO_MO-IL | PJM_ROR | Internal | Winter | B20 | 935 | 1212 | 526.94 | 34.17 | 35.17 | 1 | 0
2015 | MISO_MO-IL_2_TVA_Transmission | MISO_MO-IL | TVA_Transmission | Internal | Shoulder | B11 | 25 | 4000 | 0 | 51.32 | 53.67 | 4 | 0
2015 | MISO_MO-IL_2_TVA_Transmission | MISO_MO-IL | TVA_Transmission | Internal | Shoulder | B12 | 200 | 4000 | 0 | 41.88 | 42.76 | 4 | 0
2015 | MISO_MO-IL_2_TVA_Transmission | MISO_MO-IL | TVA_Transmission | Internal | Shoulder | B13 | 600 | 4000 | 0 | 39.29 | 41.43 | 4 | 0
2015 | MISO_MO-IL_2_TVA_Transmission | MISO_MO-IL | TVA_Transmission | Internal | Shoulder | B14 | 900 | 4000 | 0 | 38.28 | 39.88 | 4 | 0
2015 | MISO_MO-IL_2_TVA_Transmission | MISO_MO-IL | TVA_Transmission | Internal | Shoulder | B15 | 1203 | 4000 | 1470.72 | 34.47 | 38.47 | 4 | 0
2015 | MISO_MO-IL_2_TVA_Transmission | MISO_MO-IL | TVA_Transmission | Internal | Summer | B1 | 10 | 4000 | 2989.94 | 61.18 | 65.18 | 4 | 0
2015 | MISO_MO-IL_2_TVA_Transmission | MISO_MO-IL | TVA_Transmission | Internal | Summer | B2 | 25 | 4000 | 1273.85 | 59.47 | 63.47 | 4 | 0
2015 | MISO_MO-IL_2_TVA_Transmission | MISO_MO-IL | TVA_Transmission | Internal | Summer | B3 | 75 | 4000 | 795.8 | 57.93 | 61.93 | 4 | 0
2015 | MISO_MO-IL_2_TVA_Transmission | MISO_MO-IL | TVA_Transmission | Internal | Summer | B4 | 100 | 4000 | 1704.22 | 56.57 | 60.57 | 4 | 0
2015 | MISO_MO-IL_2_TVA_Transmission | MISO_MO-IL | TVA_Transmission | Internal | Summer | B5 | 200 | 4000 | 1172.61 | 50.64 | 54.64 | 4 | 0
2015 | MISO_MO-IL_2_TVA_Transmission | MISO_MO-IL | TVA_Transmission | Internal | Summer | B6 | 300 | 4000 | 0 | 45.76 | 49.69 | 4 | 0
2015 | MISO_MO-IL_2_TVA_Transmission | MISO_MO-IL | TVA_Transmission | Internal | Summer | B7 | 400 | 4000 | 1240.53 | 38.73 | 42.73 | 4 | 0
2015 | MISO_MO-IL_2_TVA_Transmission | MISO_MO-IL | TVA_Transmission | Internal | Summer | B8 | 500 | 4000 | 0 | 35.27 | 38.56 | 4 | 0
2015 | MISO_MO-IL_2_TVA_Transmission | MISO_MO-IL | TVA_Transmission | Internal | Summer | B9 | 800 | 4000 | 700.96 | 33.83 | 37.83 | 4 | 0
2015 | MISO_MO-IL_2_TVA_Transmission | MISO_MO-IL | TVA_Transmission | Internal | Summer | B10 | 1262 | 4000 | 0 | 32.6 | 35.83 | 4 | 0
2015 | MISO_MO-IL_2_TVA_Transmission | MISO_MO-IL | TVA_Transmission | Internal | Winter | B16 | 25 | 4000 | 20.57 | 52.09 | 56.09 | 4 | 0
2015 | MISO_MO-IL_2_TVA_Transmission | MISO_MO-IL | TVA_Transmission | Internal | Winter | B17 | 100 | 4000 | 0 | 44.2 | 45.17 | 4 | 0
2015 | MISO_MO-IL_2_TVA_Transmission | MISO_MO-IL | TVA_Transmission | Internal | Winter | B18 | 400 | 4000 | 0 | 40.15 | 42.39 | 4 | 0
2015 | MISO_MO-IL_2_TVA_Transmission | MISO_MO-IL | TVA_Transmission | Internal | Winter | B19 | 700 | 4000 | 0 | 38.27 | 39.96 | 4 | 0
2015 | MISO_MO-IL_2_TVA_Transmission | MISO_MO-IL | TVA_Transmission | Internal | Winter | B20 | 935 | 4000 | 497.95 | 34.17 | 38.17 | 4 | 0
2015 | MISO_W_2_IESO | MISO_W | IESO | Internal | Shoulder | B11 | 25 | 164 | 0 | 51.31 | 34.45 | 4 | 0
2015 | MISO_W_2_IESO | MISO_W | IESO | Internal | Shoulder | B12 | 200 | 164 | 0 | 41.88 | 34.45 | 4 | 0
2015 | MISO_W_2_IESO | MISO_W | IESO | Internal | Shoulder | B13 | 600 | 164 | 0 | 39.3 | 34.45 | 4 | 0
2015 | MISO_W_2_IESO | MISO_W | IESO | Internal | Shoulder | B14 | 900 | 164 | 0 | 38.29 | 34.45 | 4 | 0
2015 | MISO_W_2_IESO | MISO_W | IESO | Internal | Shoulder | B15 | 1203 | 164 | 0 | 34.48 | 34.45 | 4 | 0
2015 | MISO_W_2_IESO | MISO_W | IESO | Internal | Summer | B1 | 10 | 164 | 0 | 61.18 | 57.66 | 4 | 0
2015 | MISO_W_2_IESO | MISO_W | IESO | Internal | Summer | B2 | 25 | 164 | 0 | 59.47 | 55.31 | 4 | 0
2015 | MISO_W_2_IESO | MISO_W | IESO | Internal | Summer | B3 | 75 | 164 | 0 | 57.95 | 47.29 | 4 | 0
2015 | MISO_W_2_IESO | MISO_W | IESO | Internal | Summer | B4 | 100 | 164 | 0 | 56.58 | 38.07 | 4 | 0
2015 | MISO_W_2_IESO | MISO_W | IESO | Internal | Summer | B5 | 200 | 164 | 0 | 50.65 | 38.07 | 4 | 0
2015 | MISO_W_2_IESO | MISO_W | IESO | Internal | Summer | B6 | 300 | 164 | 0 | 45.78 | 38.07 | 4 | 0
2015 | MISO_W_2_IESO | MISO_W | IESO | Internal | Summer | B7 | 400 | 164 | 0 | 38.74 | 35.23 | 4 | 0
2015 | MISO_W_2_IESO | MISO_W | IESO | Internal | Summer | B8 | 500 | 164 | 0 | 35.28 | 32.81 | 4 | 0
2015 | MISO_W_2_IESO | MISO_W | IESO | Internal | Summer | B9 | 800 | 164 | 0 | 33.84 | 32.81 | 4 | 0
2015 | MISO_W_2_IESO | MISO_W | IESO | Internal | Summer | B10 | 1262 | 164 | 0 | 32.62 | 32.81 | 4 | 0
2015 | MISO_W_2_IESO | MISO_W | IESO | Internal | Winter | B16 | 25 | 164 | 0 | 52.09 | 41.64 | 4 | 0
2015 | MISO_W_2_IESO | MISO_W | IESO | Internal | Winter | B17 | 100 | 164 | 0 | 44.2 | 39.05 | 4 | 0
2015 | MISO_W_2_IESO | MISO_W | IESO | Internal | Winter | B18 | 400 | 164 | 0 | 40.17 | 38.18 | 4 | 0
2015 | MISO_W_2_IESO | MISO_W | IESO | Internal | Winter | B19 | 700 | 164 | 0 | 38.28 | 38.18 | 4 | 0
2015 | MISO_W_2_IESO | MISO_W | IESO | Internal | Winter | B20 | 935 | 164 | 94.46 | 34.18 | 38.18 | 4 | 0
2015 | MISO_W_2_MAPP_CA | MISO_W | MAPP_CA | Internal | Shoulder | B11 | 25 | 788 | 0 | 51.31 | 48.02 | 0.01 | 0
2015 | MISO_W_2_MAPP_CA | MISO_W | MAPP_CA | Internal | Shoulder | B12 | 200 | 788 | 0 | 41.88 | 41.87 | 0.01 | 0
2015 | MISO_W_2_MAPP_CA | MISO_W | MAPP_CA | Internal | Shoulder | B13 | 600 | 788 | 0 | 39.3 | 39.29 | 0.01 | 0
2015 | MISO_W_2_MAPP_CA | MISO_W | MAPP_CA | Internal | Shoulder | B14 | 900 | 788 | 788 | 38.29 | 39.03 | 0.01 | 0.73
2015 | MISO_W_2_MAPP_CA | MISO_W | MAPP_CA | Internal | Shoulder | B15 | 1203 | 788 | 788 | 34.48 | 39.03 | 0.01 | 4.53
2015 | MISO_W_2_MAPP_CA | MISO_W | MAPP_CA | Internal | Summer | B1 | 10 | 788 | 0 | 61.18 | 58.67 | 0.01 | 0
2015 | MISO_W_2_MAPP_CA | MISO_W | MAPP_CA | Internal | Summer | B2 | 25 | 788 | 0 | 59.47 | 58.81 | 0.01 | 0
2015 | MISO_W_2_MAPP_CA | MISO_W | MAPP_CA | Internal | Summer | B3 | 75 | 788 | 0 | 57.95 | 53.03 | 0.01 | 0
2015 | MISO_W_2_MAPP_CA | MISO_W | MAPP_CA | Internal | Summer | B4 | 100 | 788 | 0 | 56.58 | 49.59 | 0.01 | 0
2015 | MISO_W_2_MAPP_CA | MISO_W | MAPP_CA | Internal | Summer | B5 | 200 | 788 | 0 | 50.65 | 48.02 | 0.01 | 0
2015 | MISO_W_2_MAPP_CA | MISO_W | MAPP_CA | Internal | Summer | B6 | 300 | 788 | 0 | 45.78 | 45.76 | 0.01 | 0
2015 | MISO_W_2_MAPP_CA | MISO_W | MAPP_CA | Internal | Summer | B7 | 400 | 788 | 0 | 38.74 | 38.73 | 0.01 | 0
2015 | MISO_W_2_MAPP_CA | MISO_W | MAPP_CA | Internal | Summer | B8 | 500 | 788 | 788 | 35.28 | 36.31 | 0.01 | 1.03
2015 | MISO_W_2_MAPP_CA | MISO_W | MAPP_CA | Internal | Summer | B9 | 800 | 788 | 788 | 33.84 | 36.31 | 0.01 | 2.46
2015 | MISO_W_2_MAPP_CA | MISO_W | MAPP_CA | Internal | Summer | B10 | 1262 | 788 | 788 | 32.62 | 36.31 | 0.01 | 3.69
2015 | MISO_W_2_MAPP_CA | MISO_W | MAPP_CA | Internal | Winter | B16 | 25 | 788 | 0 | 52.09 | 52.07 | 0.01 | 0
2015 | MISO_W_2_MAPP_CA | MISO_W | MAPP_CA | Internal | Winter | B17 | 100 | 788 | 0 | 44.2 | 44.2 | 0.01 | 0
2015 | MISO_W_2_MAPP_CA | MISO_W | MAPP_CA | Internal | Winter | B18 | 400 | 788 | 788 | 40.17 | 41.91 | 0.01 | 1.73
2015 | MISO_W_2_MAPP_CA | MISO_W | MAPP_CA | Internal | Winter | B19 | 700 | 788 | 788 | 38.28 | 41.91 | 0.01 | 3.62
2015 | MISO_W_2_MAPP_CA | MISO_W | MAPP_CA | Internal | Winter | B20 | 935 | 788 | 788 | 34.18 | 41.91 | 0.01 | 7.72
2015 | MISO_W_2_MISO_MO-IL | MISO_W | MISO_MO-IL | Internal | Shoulder | B11 | 25 | 7873 | 190.09 | 51.31 | 51.32 | 0.01 | 0
2015 | MISO_W_2_MISO_MO-IL | MISO_W | MISO_MO-IL | Internal | Shoulder | B12 | 200 | 7873 | 0 | 41.88 | 41.88 | 0.01 | 0
2015 | MISO_W_2_MISO_MO-IL | MISO_W | MISO_MO-IL | Internal | Shoulder | B13 | 600 | 7873 | 0 | 39.3 | 39.29 | 0.01 | 0
2015 | MISO_W_2_MISO_MO-IL | MISO_W | MISO_MO-IL | Internal | Shoulder | B14 | 900 | 7873 | 0 | 38.29 | 38.28 | 0.01 | 0
2015 | MISO_W_2_MISO_MO-IL | MISO_W | MISO_MO-IL | Internal | Shoulder | B15 | 1203 | 7873 | 0 | 34.48 | 34.47 | 0.01 | 0
2015 | MISO_W_2_MISO_MO-IL | MISO_W | MISO_MO-IL | Internal | Summer | B1 | 10 | 7873 | 0.03 | 61.18 | 61.18 | 0.01 | 0
2015 | MISO_W_2_MISO_MO-IL | MISO_W | MISO_MO-IL | Internal | Summer | B2 | 25 | 7873 | 0.01 | 59.47 | 59.47 | 0.01 | 0
2015 | MISO_W_2_MISO_MO-IL | MISO_W | MISO_MO-IL | Internal | Summer | B3 | 75 | 7873 | 0 | 57.95 | 57.93 | 0.01 | 0
2015 | MISO_W_2_MISO_MO-IL | MISO_W | MISO_MO-IL | Internal | Summer | B4 | 100 | 7873 | 0 | 56.58 | 56.57 | 0.01 | 0
2015 | MISO_W_2_MISO_MO-IL | MISO_W | MISO_MO-IL | Internal | Summer | B5 | 200 | 7873 | 0 | 50.65 | 50.64 | 0.01 | 0
2015 | MISO_W_2_MISO_MO-IL | MISO_W | MISO_MO-IL | Internal | Summer | B6 | 300 | 7873 | 0 | 45.78 | 45.76 | 0.01 | 0
2015 | MISO_W_2_MISO_MO-IL | MISO_W | MISO_MO-IL | Internal | Summer | B7 | 400 | 7873 | 0 | 38.74 | 38.73 | 0.01 | 0
2015 | MISO_W_2_MISO_MO-IL | MISO_W | MISO_MO-IL | Internal | Summer | B8 | 500 | 7873 | 0 | 35.28 | 35.27 | 0.01 | 0
2015 | MISO_W_2_MISO_MO-IL | MISO_W | MISO_MO-IL | Internal | Summer | B9 | 800 | 7873 | 0 | 33.84 | 33.83 | 0.01 | 0
2015 | MISO_W_2_MISO_MO-IL | MISO_W | MISO_MO-IL | Internal | Summer | B10 | 1262 | 7873 | 0 | 32.62 | 32.6 | 0.01 | 0
2015 | MISO_W_2_MISO_MO-IL | MISO_W | MISO_MO-IL | Internal | Winter | B16 | 25 | 7873 | 0.01 | 52.09 | 52.09 | 0.01 | 0
2015 | MISO_W_2_MISO_MO-IL | MISO_W | MISO_MO-IL | Internal | Winter | B17 | 100 | 7873 | 0 | 44.2 | 44.2 | 0.01 | 0
2015 | MISO_W_2_MISO_MO-IL | MISO_W | MISO_MO-IL | Internal | Winter | B18 | 400 | 7873 | 0 | 40.17 | 40.15 | 0.01 | 0
2015 | MISO_W_2_MISO_MO-IL | MISO_W | MISO_MO-IL | Internal | Winter | B19 | 700 | 7873 | 0 | 38.28 | 38.27 | 0.01 | 0
2015 | MISO_W_2_MISO_MO-IL | MISO_W | MISO_MO-IL | Internal | Winter | B20 | 935 | 7873 | 0 | 34.18 | 34.17 | 0.01 | 0
2015 | MISO_W_2_MISO_WUMS | MISO_W | MISO_WUMS | Internal | Shoulder | B11 | 25 | 3756 | 0.01 | 51.31 | 51.31 | 0.01 | 0
2015 | MISO_W_2_MISO_WUMS | MISO_W | MISO_WUMS | Internal | Shoulder | B12 | 200 | 3756 | 154.18 | 41.88 | 41.89 | 0.01 | 0
2015 | MISO_W_2_MISO_WUMS | MISO_W | MISO_WUMS | Internal | Shoulder | B13 | 600 | 3756 | 293.18 | 39.3 | 39.31 | 0.01 | 0
2015 | MISO_W_2_MISO_WUMS | MISO_W | MISO_WUMS | Internal | Shoulder | B14 | 900 | 3756 | 0 | 38.29 | 38.29 | 0.01 | 0
2015 | MISO_W_2_MISO_WUMS | MISO_W | MISO_WUMS | Internal | Shoulder | B15 | 1203 | 3756 | 0 | 34.48 | 34.47 | 0.01 | 0
2015 | MISO_W_2_MISO_WUMS | MISO_W | MISO_WUMS | Internal | Summer | B1 | 10 | 3756 | 0.03 | 61.18 | 61.18 | 0.01 | 0
2015 | MISO_W_2_MISO_WUMS | MISO_W | MISO_WUMS | Internal | Summer | B2 | 25 | 3756 | 0.01 | 59.47 | 59.47 | 0.01 | 0
2015 | MISO_W_2_MISO_WUMS | MISO_W | MISO_WUMS | Internal | Summer | B3 | 75 | 3756 | 959.39 | 57.95 | 57.96 | 0.01 | 0
2015 | MISO_W_2_MISO_WUMS | MISO_W | MISO_WUMS | Internal | Summer | B4 | 100 | 3756 | 214.01 | 56.58 | 56.6 | 0.01 | 0
2015 | MISO_W_2_MISO_WUMS | MISO_W | MISO_WUMS | Internal | Summer | B5 | 200 | 3756 | 0 | 50.65 | 50.64 | 0.01 | 0
2015 | MISO_W_2_MISO_WUMS | MISO_W | MISO_WUMS | Internal | Summer | B6 | 300 | 3756 | 0 | 45.78 | 45.76 | 0.01 | 0
2015 | MISO_W_2_MISO_WUMS | MISO_W | MISO_WUMS | Internal | Summer | B7 | 400 | 3756 | 0 | 38.74 | 38.73 | 0.01 | 0
2015 | MISO_W_2_MISO_WUMS | MISO_W | MISO_WUMS | Internal | Summer | B8 | 500 | 3756 | 0 | 35.28 | 35.28 | 0.01 | 0
2015 | MISO_W_2_MISO_WUMS | MISO_W | MISO_WUMS | Internal | Summer | B9 | 800 | 3756 | 0 | 33.84 | 33.84 | 0.01 | 0
2015 | MISO_W_2_MISO_WUMS | MISO_W | MISO_WUMS | Internal | Summer | B10 | 1262 | 3756 | 1892.38 | 32.62 | 32.63 | 0.01 | 0
2015 | MISO_W_2_MISO_WUMS | MISO_W | MISO_WUMS | Internal | Winter | B16 | 25 | 3756 | 0.01 | 52.09 | 52.09 | 0.01 | 0
2015 | MISO_W_2_MISO_WUMS | MISO_W | MISO_WUMS | Internal | Winter | B17 | 100 | 3756 | 0 | 44.2 | 44.2 | 0.01 | 0
2015 | MISO_W_2_MISO_WUMS | MISO_W | MISO_WUMS | Internal | Winter | B18 | 400 | 3756 | 0 | 40.17 | 40.17 | 0.01 | 0
2015 | MISO_W_2_MISO_WUMS | MISO_W | MISO_WUMS | Internal | Winter | B19 | 700 | 3756 | 0 | 38.28 | 38.28 | 0.01 | 0
2015 | MISO_W_2_MISO_WUMS | MISO_W | MISO_WUMS | Internal | Winter | B20 | 935 | 3756 | 630.18 | 34.18 | 34.19 | 0.01 | 0
2015 | MISO_W_2_NE | MISO_W | NE | Internal | Shoulder | B11 | 25 | 20297 | 0 | 51.31 | 54.07 | 3.5 | 0
2015 | MISO_W_2_NE | MISO_W | NE | Internal | Shoulder | B12 | 200 | 20297 | 0 | 41.88 | 41.88 | 3.5 | 0
2015 | MISO_W_2_NE | MISO_W | NE | Internal | Shoulder | B13 | 600 | 20297 | 0 | 39.3 | 39.3 | 3.5 | 0
2015 | MISO_W_2_NE | MISO_W | NE | Internal | Shoulder | B14 | 900 | 20297 | 0 | 38.29 | 38.66 | 3.5 | 0
2015 | MISO_W_2_NE | MISO_W | NE | Internal | Shoulder | B15 | 1203 | 20297 | 0 | 34.48 | 37.6 | 3.5 | 0
2015 | MISO_W_2_NE | MISO_W | NE | Internal | Summer | B1 | 10 | 20297 | 0 | 61.18 | 61.2 | 3.5 | 0
2015 | MISO_W_2_NE | MISO_W | NE | Internal | Summer | B2 | 25 | 20297 | 0 | 59.47 | 60.52 | 3.5 | 0
2015 | MISO_W_2_NE | MISO_W | NE | Internal | Summer | B3 | 75 | 20297 | 0 | 57.95 | 59.76 | 3.5 | 0
2015 | MISO_W_2_NE | MISO_W | NE | Internal | Summer | B4 | 100 | 20297 | 0 | 56.58 | 56.58 | 3.5 | 0
2015 | MISO_W_2_NE | MISO_W | NE | Internal | Summer | B5 | 200 | 20297 | 0 | 50.65 | 52.64 | 3.5 | 0
2015 | MISO_W_2_NE | MISO_W | NE | Internal | Summer | B6 | 300 | 20297 | 0 | 45.78 | 49.26 | 3.5 | 0
2015 | MISO_W_2_NE | MISO_W | NE | Internal | Summer | B7 | 400 | 20297 | 0 | 38.74 | 42.23 | 3.5 | 0
2015 | MISO_W_2_NE | MISO_W | NE | Internal | Summer | B8 | 500 | 20297 | 0 | 35.28 | 37.97 | 3.5 | 0
2015 | MISO_W_2_NE | MISO_W | NE | Internal | Summer | B9 | 800 | 20297 | 0 | 33.84 | 36.34 | 3.5 | 0
2015 | MISO_W_2_NE | MISO_W | NE | Internal | Summer | B10 | 1262 | 20297 | 0 | 32.62 | 36.1 | 3.5 | 0
2015 | MISO_W_2_NE | MISO_W | NE | Internal | Winter | B16 | 25 | 20297 | 0 | 52.09 | 52.09 | 3.5 | 0
2015 | MISO_W_2_NE | MISO_W | NE | Internal | Winter | B17 | 100 | 20297 | 0 | 44.2 | 41.7 | 3.5 | 0
2015 | MISO_W_2_NE | MISO_W | NE | Internal | Winter | B18 | 400 | 20297 | 0 | 40.17 | 40.08 | 3.5 | 0
2015 | MISO_W_2_NE | MISO_W | NE | Internal | Winter | B19 | 700 | 20297 | 0 | 38.28 | 40.08 | 3.5 | 0
2015 | MISO_W_2_NE | MISO_W | NE | Internal | Winter | B20 | 935 | 20297 | 0 | 34.18 | 37.67 | 3.5 | 0
2015 | MISO_W_2_PJM_ROR | MISO_W | PJM_ROR | Internal | Shoulder | B11 | 25 | 10135 | 0 | 51.31 | 50.31 | 1 | 0
2015 | MISO_W_2_PJM_ROR | MISO_W | PJM_ROR | Internal | Shoulder | B12 | 200 | 10135 | 1013.07 | 41.88 | 42.88 | 1 | 0
2015 | MISO_W_2_PJM_ROR | MISO_W | PJM_ROR | Internal | Shoulder | B13 | 600 | 10135 | 1648.69 | 39.3 | 40.3 | 1 | 0
2015 | MISO_W_2_PJM_ROR | MISO_W | PJM_ROR | Internal | Shoulder | B14 | 900 | 10135 | 2311.65 | 38.29 | 39.29 | 1 | 0
2015 | MISO_W_2_PJM_ROR | MISO_W | PJM_ROR | Internal | Shoulder | B15 | 1203 | 10135 | 0 | 34.48 | 35.47 | 1 | 0
2015 | MISO_W_2_PJM_ROR | MISO_W | PJM_ROR | Internal | Summer | B1 | 10 | 10135 | 1370.95 | 61.18 | 62.18 | 1 | 0
2015 | MISO_W_2_PJM_ROR | MISO_W | PJM_ROR | Internal | Summer | B2 | 25 | 10135 | 1544.06 | 59.47 | 60.47 | 1 | 0
2015 | MISO_W_2_PJM_ROR | MISO_W | PJM_ROR | Internal | Summer | B3 | 75 | 10135 | 0 | 57.95 | 58.29 | 1 | 0
2015 | MISO_W_2_PJM_ROR | MISO_W | PJM_ROR | Internal | Summer | B4 | 100 | 10135 | 0 | 56.58 | 57.57 | 1 | 0
2015 | MISO_W_2_PJM_ROR | MISO_W | PJM_ROR | Internal | Summer | B5 | 200 | 10135 | 0 | 50.65 | 51.64 | 1 | 0
2015 | MISO_W_2_PJM_ROR | MISO_W | PJM_ROR | Internal | Summer | B6 | 300 | 10135 | 0 | 45.78 | 46.74 | 1 | 0
2015 | MISO_W_2_PJM_ROR | MISO_W | PJM_ROR | Internal | Summer | B7 | 400 | 10135 | 0 | 38.74 | 39.73 | 1 | 0
2015 | MISO_W_2_PJM_ROR | MISO_W | PJM_ROR | Internal | Summer | B8 | 500 | 10135 | 2434.78 | 35.28 | 36.28 | 1 | 0
2015 | MISO_W_2_PJM_ROR | MISO_W | PJM_ROR | Internal | Summer | B9 | 800 | 10135 | 628.12 | 33.84 | 34.84 | 1 | 0
2015 | MISO_W_2_PJM_ROR | MISO_W | PJM_ROR | Internal | Summer | B10 | 1262 | 10135 | 0 | 32.62 | 33.28 | 1 | 0
2015 | MISO_W_2_PJM_ROR | MISO_W | PJM_ROR | Internal | Winter | B16 | 25 | 10135 | 2922.14 | 52.09 | 53.09 | 1 | 0
2015 | MISO_W_2_PJM_ROR | MISO_W | PJM_ROR | Internal | Winter | B17 | 100 | 10135 | 3033.57 | 44.2 | 45.2 | 1 | 0
2015 | MISO_W_2_PJM_ROR | MISO_W | PJM_ROR | Internal | Winter | B18 | 400 | 10135 | 1288.44 | 40.17 | 41.17 | 1 | 0
2015 | MISO_W_2_PJM_ROR | MISO_W | PJM_ROR | Internal | Winter | B19 | 700 | 10135 | 543.47 | 38.28 | 39.28 | 1 | 0
2015 | MISO_W_2_PJM_ROR | MISO_W | PJM_ROR | Internal | Winter | B20 | 935 | 10135 | 0 | 34.18 | 35.17 | 1 | 0
2015 | MISO_W_2_SPP_N | MISO_W | SPP_N | Internal | Shoulder | B11 | 25 | 3200 | 0 | 51.31 | 54.08 | 3.5 | 0
2015 | MISO_W_2_SPP_N | MISO_W | SPP_N | Internal | Shoulder | B12 | 200 | 3200 | 0 | 41.88 | 41.89 | 3.5 | 0
2015 | MISO_W_2_SPP_N | MISO_W | SPP_N | Internal | Shoulder | B13 | 600 | 3200 | 0 | 39.3 | 39.31 | 3.5 | 0
2015 | MISO_W_2_SPP_N | MISO_W | SPP_N | Internal | Shoulder | B14 | 900 | 3200 | 0 | 38.29 | 38.67 | 3.5 | 0
2015 | MISO_W_2_SPP_N | MISO_W | SPP_N | Internal | Shoulder | B15 | 1203 | 3200 | 0 | 34.48 | 37.62 | 3.5 | 0
2015 | MISO_W_2_SPP_N | MISO_W | SPP_N | Internal | Summer | B1 | 10 | 3200 | 0 | 61.18 | 61.21 | 3.5 | 0
2015 | MISO_W_2_SPP_N | MISO_W | SPP_N | Internal | Summer | B2 | 25 | 3200 | 0 | 59.47 | 60.53 | 3.5 | 0
2015 | MISO_W_2_SPP_N | MISO_W | SPP_N | Internal | Summer | B3 | 75 | 3200 | 0 | 57.95 | 59.77 | 3.5 | 0
2015 | MISO_W_2_SPP_N | MISO_W | SPP_N | Internal | Summer | B4 | 100 | 3200 | 0 | 56.58 | 56.6 | 3.5 | 0
2015 | MISO_W_2_SPP_N | MISO_W | SPP_N | Internal | Summer | B5 | 200 | 3200 | 0 | 50.65 | 52.66 | 3.5 | 0
2015 | MISO_W_2_SPP_N | MISO_W | SPP_N | Internal | Summer | B6 | 300 | 3200 | 3186.42 | 45.78 | 49.28 | 3.5 | 0
2015 | MISO_W_2_SPP_N | MISO_W | SPP_N | Internal | Summer | B7 | 400 | 3200 | 1043.69 | 38.74 | 42.24 | 3.5 | 0
2015 | MISO_W_2_SPP_N | MISO_W | SPP_N | Internal | Summer | B8 | 500 | 3200 | 0 | 35.28 | 37.98 | 3.5 | 0
2015 | MISO_W_2_SPP_N | MISO_W | SPP_N | Internal | Summer | B9 | 800 | 3200 | 0 | 33.84 | 36.35 | 3.5 | 0
2015 | MISO_W_2_SPP_N | MISO_W | SPP_N | Internal | Summer | B10 | 1262 | 3200 | 1972.08 | 32.62 | 36.12 | 3.5 | 0
2015 | MISO_W_2_SPP_N | MISO_W | SPP_N | Internal | Winter | B16 | 25 | 3200 | 0 | 52.09 | 52.1 | 3.5 | 0
2015 | MISO_W_2_SPP_N | MISO_W | SPP_N | Internal | Winter | B17 | 100 | 3200 | 0 | 44.2 | 41.71 | 3.5 | 0
2015 | MISO_W_2_SPP_N | MISO_W | SPP_N | Internal | Winter | B18 | 400 | 3200 | 0 | 40.17 | 40.09 | 3.5 | 0
2015 | MISO_W_2_SPP_N | MISO_W | SPP_N | Internal | Winter | B19 | 700 | 3200 | 0 | 38.28 | 40.09 | 3.5 | 0
2015 | MISO_W_2_SPP_N | MISO_W | SPP_N | Internal | Winter | B20 | 935 | 3200 | 584.24 | 34.18 | 37.68 | 3.5 | 0
2015 | MISO_WUMS_2_MISO_MI | MISO_WUMS | MISO_MI | Internal | Shoulder | B11 | 25 | 148 | 0 | 51.31 | 48.33 | 0.01 | 0
2015 | MISO_WUMS_2_MISO_MI | MISO_WUMS | MISO_MI | Internal | Shoulder | B12 | 200 | 148 | 0 | 41.89 | 41.88 | 0.01 | 0
2015 | MISO_WUMS_2_MISO_MI | MISO_WUMS | MISO_MI | Internal | Shoulder | B13 | 600 | 148 | 0 | 39.31 | 39.3 | 0.01 | 0
2015 | MISO_WUMS_2_MISO_MI | MISO_WUMS | MISO_MI | Internal | Shoulder | B14 | 900 | 148 | 0 | 38.29 | 38.28 | 0.01 | 0
2015 | MISO_WUMS_2_MISO_MI | MISO_WUMS | MISO_MI | Internal | Shoulder | B15 | 1203 | 148 | 0 | 34.47 | 34.47 | 0.01 | 0
2015 | MISO_WUMS_2_MISO_MI | MISO_WUMS | MISO_MI | Internal | Summer | B1 | 10 | 148 | 0 | 61.18 | 61.16 | 0.01 | 0
2015 | MISO_WUMS_2_MISO_MI | MISO_WUMS | MISO_MI | Internal | Summer | B2 | 25 | 148 | 0 | 59.47 | 59.43 | 0.01 | 0
2015 | MISO_WUMS_2_MISO_MI | MISO_WUMS | MISO_MI | Internal | Summer | B3 | 75 | 148 | 0 | 57.96 | 54.01 | 0.01 | 0
2015 | MISO_WUMS_2_MISO_MI | MISO_WUMS | MISO_MI | Internal | Summer | B4 | 100 | 148 | 0 | 56.6 | 54.01 | 0.01 | 0
2015 | MISO_WUMS_2_MISO_MI | MISO_WUMS | MISO_MI | Internal | Summer | B5 | 200 | 148 | 0 | 50.64 | 50.63 | 0.01 | 0
2015 | MISO_WUMS_2_MISO_MI | MISO_WUMS | MISO_MI | Internal | Summer | B6 | 300 | 148 | 0 | 45.76 | 45.74 | 0.01 | 0
2015 | MISO_WUMS_2_MISO_MI | MISO_WUMS | MISO_MI | Internal | Summer | B7 | 400 | 148 | 0 | 38.73 | 38.73 | 0.01 | 0
2015 | MISO_WUMS_2_MISO_MI | MISO_WUMS | MISO_MI | Internal | Summer | B8 | 500 | 148 | 34.29 | 35.28 | 35.29 | 0.01 | 0
2015 | MISO_WUMS_2_MISO_MI | MISO_WUMS | MISO_MI | Internal | Summer | B9 | 800 | 148 | 62.76 | 33.84 | 33.86 | 0.01 | 0
2015 | MISO_WUMS_2_MISO_MI | MISO_WUMS | MISO_MI | Internal | Summer | B10 | 1262 | 148 | 0 | 32.63 | 32.63 | 0.01 | 0
2015 | MISO_WUMS_2_MISO_MI | MISO_WUMS | MISO_MI | Internal | Winter | B16 | 25 | 148 | 0 | 52.09 | 48.97 | 0.01 | 0
2015 | MISO_WUMS_2_MISO_MI | MISO_WUMS | MISO_MI | Internal | Winter | B17 | 100 | 148 | 0 | 44.2 | 44.2 | 0.01 | 0
2015 | MISO_WUMS_2_MISO_MI | MISO_WUMS | MISO_MI | Internal | Winter | B18 | 400 | 148 | 0 | 40.17 | 40.17 | 0.01 | 0
2015 | MISO_WUMS_2_MISO_MI | MISO_WUMS | MISO_MI | Internal | Winter | B19 | 700 | 148 | 0 | 38.28 | 38.29 | 0.01 | 0
2015 | MISO_WUMS_2_MISO_MI | MISO_WUMS | MISO_MI | Internal | Winter | B20 | 935 | 148 | 0 | 34.19 | 34.18 | 0.01 | 0
2015 | MISO_WUMS_2_MISO_W | MISO_WUMS | MISO_W | Internal | Shoulder | B11 | 25 | 3264 | 0.01 | 51.31 | 51.31 | 0.01 | 0
2015 | MISO_WUMS_2_MISO_W | MISO_WUMS | MISO_W | Internal | Shoulder | B12 | 200 | 3264 | 0 | 41.89 | 41.88 | 0.01 | 0
2015 | MISO_WUMS_2_MISO_W | MISO_WUMS | MISO_W | Internal | Shoulder | B13 | 600 | 3264 | 0 | 39.31 | 39.3 | 0.01 | 0
2015 | MISO_WUMS_2_MISO_W | MISO_WUMS | MISO_W | Internal | Shoulder | B14 | 900 | 3264 | 0 | 38.29 | 38.29 | 0.01 | 0
2015 | MISO_WUMS_2_MISO_W | MISO_WUMS | MISO_W | Internal | Shoulder | B15 | 1203 | 3264 | 146.32 | 34.47 | 34.48 | 0.01 | 0
2015 | MISO_WUMS_2_MISO_W | MISO_WUMS | MISO_W | Internal | Summer | B1 | 10 | 3264 | 0.03 | 61.18 | 61.18 | 0.01 | 0
2015 | MISO_WUMS_2_MISO_W | MISO_WUMS | MISO_W | Internal | Summer | B2 | 25 | 3264 | 0.01 | 59.47 | 59.47 | 0.01 | 0
2015 | MISO_WUMS_2_MISO_W | MISO_WUMS | MISO_W | Internal | Summer | B3 | 75 | 3264 | 0 | 57.96 | 57.95 | 0.01 | 0
2015 | MISO_WUMS_2_MISO_W | MISO_WUMS | MISO_W | Internal | Summer | B4 | 100 | 3264 | 0 | 56.6 | 56.58 | 0.01 | 0
2015 | MISO_WUMS_2_MISO_W | MISO_WUMS | MISO_W | Internal | Summer | B5 | 200 | 3264 | 112.7 | 50.64 | 50.65 | 0.01 | 0
2015 | MISO_WUMS_2_MISO_W | MISO_WUMS | MISO_W | Internal | Summer | B6 | 300 | 3264 | 857.04 | 45.76 | 45.78 | 0.01 | 0
2015 | MISO_WUMS_2_MISO_W | MISO_WUMS | MISO_W | Internal | Summer | B7 | 400 | 3264 | 25.58 | 38.73 | 38.74 | 0.01 | 0
2015 | MISO_WUMS_2_MISO_W | MISO_WUMS | MISO_W | Internal | Summer | B8 | 500 | 3264 | 0 | 35.28 | 35.28 | 0.01 | 0
2015 | MISO_WUMS_2_MISO_W | MISO_WUMS | MISO_W | Internal | Summer | B9 | 800 | 3264 | 0 | 33.84 | 33.84 | 0.01 | 0
2015 | MISO_WUMS_2_MISO_W | MISO_WUMS | MISO_W | Internal | Summer | B10 | 1262 | 3264 | 0 | 32.63 | 32.62 | 0.01 | 0
2015 | MISO_WUMS_2_MISO_W | MISO_WUMS | MISO_W | Internal | Winter | B16 | 25 | 3264 | 0.01 | 52.09 | 52.09 | 0.01 | 0
2015 | MISO_WUMS_2_MISO_W | MISO_WUMS | MISO_W | Internal | Winter | B17 | 100 | 3264 | 0 | 44.2 | 44.2 | 0.01 | 0
2015 | MISO_WUMS_2_MISO_W | MISO_WUMS | MISO_W | Internal | Winter | B18 | 400 | 3264 | 0 | 40.17 | 40.17 | 0.01 | 0
2015 | MISO_WUMS_2_MISO_W | MISO_WUMS | MISO_W | Internal | Winter | B19 | 700 | 3264 | 0 | 38.28 | 38.28 | 0.01 | 0
2015 | MISO_WUMS_2_MISO_W | MISO_WUMS | MISO_W | Internal | Winter | B20 | 935 | 3264 | 0 | 34.19 | 34.18 | 0.01 | 0
2015 | MISO_WUMS_2_PJM_ROR | MISO_WUMS | PJM_ROR | Internal | Shoulder | B11 | 25 | 1600 | 0 | 51.31 | 50.31 | 1 | 0
2015 | MISO_WUMS_2_PJM_ROR | MISO_WUMS | PJM_ROR | Internal | Shoulder | B12 | 200 | 1600 | 0 | 41.89 | 42.88 | 1 | 0
2015 | MISO_WUMS_2_PJM_ROR | MISO_WUMS | PJM_ROR | Internal | Shoulder | B13 | 600 | 1600 | 0 | 39.31 | 40.3 | 1 | 0
2015 | MISO_WUMS_2_PJM_ROR | MISO_WUMS | PJM_ROR | Internal | Shoulder | B14 | 900 | 1600 | 182.89 | 38.29 | 39.29 | 1 | 0
2015 | MISO_WUMS_2_PJM_ROR | MISO_WUMS | PJM_ROR | Internal | Shoulder | B15 | 1203 | 1600 | 414.82 | 34.47 | 35.47 | 1 | 0
2015 | MISO_WUMS_2_PJM_ROR | MISO_WUMS | PJM_ROR | Internal | Summer | B1 | 10 | 1600 | 1315.65 | 61.18 | 62.18 | 1 | 0
2015 | MISO_WUMS_2_PJM_ROR | MISO_WUMS | PJM_ROR | Internal | Summer | B2 | 25 | 1600 | 1165.77 | 59.47 | 60.47 | 1 | 0
2015 | MISO_WUMS_2_PJM_ROR | MISO_WUMS | PJM_ROR | Internal | Summer | B3 | 75 | 1600 | 0 | 57.96 | 58.29 | 1 | 0
2015 | MISO_WUMS_2_PJM_ROR | MISO_WUMS | PJM_ROR | Internal | Summer | B4 | 100 | 1600 | 0 | 56.6 | 57.57 | 1 | 0
2015 | MISO_WUMS_2_PJM_ROR | MISO_WUMS | PJM_ROR | Internal | Summer | B5 | 200 | 1600 | 163.01 | 50.64 | 51.64 | 1 | 0
2015 | MISO_WUMS_2_PJM_ROR | MISO_WUMS | PJM_ROR | Internal | Summer | B6 | 300 | 1600 | 0 | 45.76 | 46.74 | 1 | 0
2015 | MISO_WUMS_2_PJM_ROR | MISO_WUMS | PJM_ROR | Internal | Summer | B7 | 400 | 1600 | 571.4 | 38.73 | 39.73 | 1 | 0
2015 | MISO_WUMS_2_PJM_ROR | MISO_WUMS | PJM_ROR | Internal | Summer | B8 | 500 | 1600 | 48.24 | 35.28 | 36.28 | 1 | 0
2015 | MISO_WUMS_2_PJM_ROR | MISO_WUMS | PJM_ROR | Internal | Summer | B9 | 800 | 1600 | 188.96 | 33.84 | 34.84 | 1 | 0
2015 | MISO_WUMS_2_PJM_ROR | MISO_WUMS | PJM_ROR | Internal | Summer | B10 | 1262 | 1600 | 0 | 32.63 | 33.28 | 1 | 0
2015 | MISO_WUMS_2_PJM_ROR | MISO_WUMS | PJM_ROR | Internal | Winter | B16 | 25 | 1600 | 546.51 | 52.09 | 53.09 | 1 | 0
2015 | MISO_WUMS_2_PJM_ROR | MISO_WUMS | PJM_ROR | Internal | Winter | B17 | 100 | 1600 | 680.79 | 44.2 | 45.2 | 1 | 0
2015 | MISO_WUMS_2_PJM_ROR | MISO_WUMS | PJM_ROR | Internal | Winter | B18 | 400 | 1600 | 335.97 | 40.17 | 41.17 | 1 | 0
2015 | MISO_WUMS_2_PJM_ROR | MISO_WUMS | PJM_ROR | Internal | Winter | B19 | 700 | 1600 | 530.24 | 38.28 | 39.28 | 1 | 0
2015 | MISO_WUMS_2_PJM_ROR | MISO_WUMS | PJM_ROR | Internal | Winter | B20 | 935 | 1600 | 0 | 34.19 | 35.17 | 1 | 0
2015 | NE_2_MAPP_US | NE | MAPP_US | Internal | Shoulder | B11 | 25 | 1600 | 0 | 54.07 | 47.81 | 2.5 | 0
2015 | NE_2_MAPP_US | NE | MAPP_US | Internal | Shoulder | B12 | 200 | 1600 | 0 | 41.88 | 38.38 | 2.5 | 0
2015 | NE_2_MAPP_US | NE | MAPP_US | Internal | Shoulder | B13 | 600 | 1600 | 0 | 39.3 | 35.8 | 2.5 | 0
2015 | NE_2_MAPP_US | NE | MAPP_US | Internal | Shoulder | B14 | 900 | 1600 | 0 | 38.66 | 35.53 | 2.5 | 0
2015 | NE_2_MAPP_US | NE | MAPP_US | Internal | Shoulder | B15 | 1203 | 1600 | 0 | 37.6 | 35.53 | 2.5 | 0
2015 | NE_2_MAPP_US | NE | MAPP_US | Internal | Summer | B1 | 10 | 1600 | 0 | 61.2 | 57.7 | 2.5 | 0
2015 | NE_2_MAPP_US | NE | MAPP_US | Internal | Summer | B2 | 25 | 1600 | 0 | 60.52 | 56.39 | 2.5 | 0
2015 | NE_2_MAPP_US | NE | MAPP_US | Internal | Summer | B3 | 75 | 1600 | 0 | 59.76 | 56.26 | 2.5 | 0
2015 | NE_2_MAPP_US | NE | MAPP_US | Internal | Summer | B4 | 100 | 1600 | 0 | 56.58 | 53.09 | 2.5 | 0
2015 | NE_2_MAPP_US | NE | MAPP_US | Internal | Summer | B5 | 200 | 1600 | 0 | 52.64 | 49.14 | 2.5 | 0
2015 | NE_2_MAPP_US | NE | MAPP_US | Internal | Summer | B6 | 300 | 1600 | 0 | 49.26 | 44.3 | 2.5 | 0
2015 | NE_2_MAPP_US | NE | MAPP_US | Internal | Summer | B7 | 400 | 1600 | 0 | 42.23 | 35.24 | 2.5 | 0
2015 | NE_2_MAPP_US | NE | MAPP_US | Internal | Summer | B8 | 500 | 1600 | 0 | 37.97 | 34.34 | 2.5 | 0
2015 | NE_2_MAPP_US | NE | MAPP_US | Internal | Summer | B9 | 800 | 1600 | 0 | 36.34 | 32.84 | 2.5 | 0
2015 | NE_2_MAPP_US | NE | MAPP_US | Internal | Summer | B10 | 1262 | 1600 | 0 | 36.1 | 32.6 | 2.5 | 0
2015 | NE_2_MAPP_US | NE | MAPP_US | Internal | Winter | B16 | 25 | 1600 | 0 | 52.09 | 48.59 | 2.5 | 0
2015 | NE_2_MAPP_US | NE | MAPP_US | Internal | Winter | B17 | 100 | 1600 | 0 | 41.7 | 40.7 | 2.5 | 0
2015 | NE_2_MAPP_US | NE | MAPP_US | Internal | Winter | B18 | 400 | 1600 | 0 | 40.08 | 36.67 | 2.5 | 0
2015 | NE_2_MAPP_US | NE | MAPP_US | Internal | Winter | B19 | 700 | 1600 | 0 | 40.08 | 36.58 | 2.5 | 0
2015 | NE_2_MAPP_US | NE | MAPP_US | Internal | Winter | B20 | 935 | 1600 | 0 | 37.67 | 34.17 | 2.5 | 0
2015 | NE_2_MISO_W | NE | MISO_W | Internal | Shoulder | B11 | 25 | 19097 | 0 | 54.07 | 51.31 | 2.5 | 0
2015 | NE_2_MISO_W | NE | MISO_W | Internal | Shoulder | B12 | 200 | 19097 | 0 | 41.88 | 41.88 | 2.5 | 0
2015 | NE_2_MISO_W | NE | MISO_W | Internal | Shoulder | B13 | 600 | 19097 | 0 | 39.3 | 39.3 | 2.5 | 0
2015 | NE_2_MISO_W | NE | MISO_W | Internal | Shoulder | B14 | 900 | 19097 | 0 | 38.66 | 38.29 | 2.5 | 0
2015 | NE_2_MISO_W | NE | MISO_W | Internal | Shoulder | B15 | 1203 | 19097 | 0 | 37.6 | 34.48 | 2.5 | 0
2015 | NE_2_MISO_W | NE | MISO_W | Internal | Summer | B1 | 10 | 19097 | 0 | 61.2 | 61.18 | 2.5 | 0
2015 | NE_2_MISO_W | NE | MISO_W | Internal | Summer | B2 | 25 | 19097 | 0 | 60.52 | 59.47 | 2.5 | 0
2015 | NE_2_MISO_W | NE | MISO_W | Internal | Summer | B3 | 75 | 19097 | 0 | 59.76 | 57.95 | 2.5 | 0
2015 | NE_2_MISO_W | NE | MISO_W | Internal | Summer | B4 | 100 | 19097 | 0 | 56.58 | 56.58 | 2.5 | 0
2015 | NE_2_MISO_W | NE | MISO_W | Internal | Summer | B5 | 200 | 19097 | 0 | 52.64 | 50.65 | 2.5 | 0
2015 | NE_2_MISO_W | NE | MISO_W | Internal | Summer | B6 | 300 | 19097 | 0 | 49.26 | 45.78 | 2.5 | 0
2015 | NE_2_MISO_W | NE | MISO_W | Internal | Summer | B7 | 400 | 19097 | 0 | 42.23 | 38.74 | 2.5 | 0
2015 | NE_2_MISO_W | NE | MISO_W | Internal | Summer | B8 | 500 | 19097 | 0 | 37.97 | 35.28 | 2.5 | 0
2015 | NE_2_MISO_W | NE | MISO_W | Internal | Summer | B9 | 800 | 19097 | 0 | 36.34 | 33.84 | 2.5 | 0
2015 | NE_2_MISO_W | NE | MISO_W | Internal | Summer | B10 | 1262 | 19097 | 0 | 36.1 | 32.62 | 2.5 | 0
2015 | NE_2_MISO_W | NE | MISO_W | Internal | Winter | B16 | 25 | 19097 | 0 | 52.09 | 52.09 | 2.5 | 0
2015 | NE_2_MISO_W | NE | MISO_W | Internal | Winter | B17 | 100 | 19097 | 216.4 | 41.7 | 44.2 | 2.5 | 0
2015 | NE_2_MISO_W | NE | MISO_W | Internal | Winter | B18 | 400 | 19097 | 0 | 40.08 | 40.17 | 2.5 | 0
2015 | NE_2_MISO_W | NE | MISO_W | Internal | Winter | B19 | 700 | 19097 | 0 | 40.08 | 38.28 | 2.5 | 0
2015 | NE_2_MISO_W | NE | MISO_W | Internal | Winter | B20 | 935 | 19097 | 0 | 37.67 | 34.18 | 2.5 | 0
2015 | NE_2_SPP_N | NE | SPP_N | Internal | Shoulder | B11 | 25 | 12798 | 2298.48 | 54.07 | 54.08 | 0.01 | 0
2015 | NE_2_SPP_N | NE | SPP_N | Internal | Shoulder | B12 | 200 | 12798 | 600.36 | 41.88 | 41.89 | 0.01 | 0
2015 | NE_2_SPP_N | NE | SPP_N | Internal | Shoulder | B13 | 600 | 12798 | 1246.38 | 39.3 | 39.31 | 0.01 | 0
2015 | NE_2_SPP_N | NE | SPP_N | Internal | Shoulder | B14 | 900 | 12798 | 542.24 | 38.66 | 38.67 | 0.01 | 0
2015 | NE_2_SPP_N | NE | SPP_N | Internal | Shoulder | B15 | 1203 | 12798 | 851.58 | 37.6 | 37.62 | 0.01 | 0
2015 | NE_2_SPP_N | NE | SPP_N | Internal | Summer | B1 | 10 | 12798 | 3142.15 | 61.2 | 61.21 | 0.01 | 0
2015 | NE_2_SPP_N | NE | SPP_N | Internal | Summer | B2 | 25 | 12798 | 3168.04 | 60.52 | 60.53 | 0.01 | 0
2015 | NE_2_SPP_N | NE | SPP_N | Internal | Summer | B3 | 75 | 12798 | 1842.48 | 59.76 | 59.77 | 0.01 | 0
2015 | NE_2_SPP_N | NE | SPP_N | Internal | Summer | B4 | 100 | 12798 | 1178.28 | 56.58 | 56.6 | 0.01 | 0
2015 | NE_2_SPP_N | NE | SPP_N | Internal | Summer | B5 | 200 | 12798 | 2366.21 | 52.64 | 52.66 | 0.01 | 0
2015 | NE_2_SPP_N | NE | SPP_N | Internal | Summer | B6 | 300 | 12798 | 2873.98 | 49.26 | 49.28 | 0.01 | 0
2015 | NE_2_SPP_N | NE | SPP_N | Internal | Summer | B7 | 400 | 12798 | 2798.85 | 42.23 | 42.24 | 0.01 | 0
2015 | NE_2_SPP_N | NE | SPP_N | Internal | Summer | B8 | 500 | 12798 | 3199.36 | 37.97 | 37.98 | 0.01 | 0
2015 | NE_2_SPP_N | NE | SPP_N | Internal | Summer | B9 | 800 | 12798 | 2366.4 | 36.34 | 36.35 | 0.01 | 0
2015 | NE_2_SPP_N | NE | SPP_N | Internal | Summer | B10 | 1262 | 12798 | 2611.31 | 36.1 | 36.12 | 0.01 | 0
2015 | NE_2_SPP_N | NE | SPP_N | Internal | Winter | B16 | 25 | 12798 | 2286.17 | 52.09 | 52.1 | 0.01 | 0
2015 | NE_2_SPP_N | NE | SPP_N | Internal | Winter | B17 | 100 | 12798 | 1291.39 | 41.7 | 41.71 | 0.01 | 0
2015 | NE_2_SPP_N | NE | SPP_N | Internal | Winter | B18 | 400 | 12798 | 1046.44 | 40.08 | 40.09 | 0.01 | 0
2015 | NE_2_SPP_N | NE | SPP_N | Internal | Winter | B19 | 700 | 12798 | 1099.03 | 40.08 | 40.09 | 0.01 | 0
2015 | NE_2_SPP_N | NE | SPP_N | Internal | Winter | B20 | 935 | 12798 | 2298.88 | 37.67 | 37.68 | 0.01 | 0
2015 | NEISO_2_NYISO_A-F | NEISO | NYISO_A-F | Internal | Shoulder | B11 | 25 | 600 | 600 | 36.9 | 40.13 | 1.5 | 1.73
2015 | NEISO_2_NYISO_A-F | NEISO | NYISO_A-F | Internal | Shoulder | B12 | 200 | 600 | 600 | 36.9 | 38.89 | 1.5 | 0.5
2015 | NEISO_2_NYISO_A-F | NEISO | NYISO_A-F | Internal | Shoulder | B13 | 600 | 600 | 66.03 | 36.9 | 38.4 | 1.5 | 0
2015 | NEISO_2_NYISO_A-F | NEISO | NYISO_A-F | Internal | Shoulder | B14 | 900 | 600 | 0 | 36.9 | 37.96 | 1.5 | 0
2015 | NEISO_2_NYISO_A-F | NEISO | NYISO_A-F | Internal | Shoulder | B15 | 1203 | 600 | 0 | 36.9 | 37.96 | 1.5 | 0
2015 | NEISO_2_NYISO_A-F | NEISO | NYISO_A-F | Internal | Summer | B1 | 10 | 600 | 0 | 63.72 | 61.16 | 1.5 | 0
2015 | NEISO_2_NYISO_A-F | NEISO | NYISO_A-F | Internal | Summer | B2 | 25 | 600 | 0 | 57.34 | 58.81 | 1.5 | 0
2015 | NEISO_2_NYISO_A-F | NEISO | NYISO_A-F | Internal | Summer | B3 | 75 | 600 | 600 | 47.98 | 50.79 | 1.5 | 1.32
2015 | NEISO_2_NYISO_A-F | NEISO | NYISO_A-F | Internal | Summer | B4 | 100 | 600 | 600 | 37.89 | 43.24 | 1.5 | 3.85
2015 | NEISO_2_NYISO_A-F | NEISO | NYISO_A-F | Internal | Summer | B5 | 200 | 600 | 600 | 34.2 | 42.53 | 1.5 | 6.83
2015 | NEISO_2_NYISO_A-F | NEISO | NYISO_A-F | Internal | Summer | B6 | 300 | 600 | 600 | 34.2 | 42.53 | 1.5 | 6.83
2015 | NEISO_2_NYISO_A-F | NEISO | NYISO_A-F | Internal | Summer | B7 | 400 | 600 | 600 | 34.2 | 38.73 | 1.5 | 3.03
2015 | NEISO_2_NYISO_A-F | NEISO | NYISO_A-F | Internal | Summer | B8 | 500 | 600 | 600 | 34.2 | 36.31 | 1.5 | 0.61
2015 | NEISO_2_NYISO_A-F | NEISO | NYISO_A-F | Internal | Summer | B9 | 800 | 600 | 600 | 34.2 | 36.31 | 1.5 | 0.61
2015 | NEISO_2_NYISO_A-F | NEISO | NYISO_A-F | Internal | Summer | B10 | 1262 | 600 | 600 | 34.2 | 36.31 | 1.5 | 0.61
2015 | NEISO_2_NYISO_A-F | NEISO | NYISO_A-F | Internal | Winter | B16 | 25 | 600 | 0 | 45.29 | 46.66 | 1.5 | 0
2015 | NEISO_2_NYISO_A-F | NEISO | NYISO_A-F | Internal | Winter | B17 | 100 | 600 | 0 | 45.29 | 42.55 | 1.5 | 0
2015 | NEISO_2_NYISO_A-F | NEISO | NYISO_A-F | Internal | Winter | B18 | 400 | 600 | 0 | 45.29 | 42.55 | 1.5 | 0
2015 | NEISO_2_NYISO_A-F | NEISO | NYISO_A-F | Internal | Winter | B19 | 700 | 600 | 0 | 45.29 | 42.55 | 1.5 | 0
2015 | NEISO_2_NYISO_A-F | NEISO | NYISO_A-F | Internal | Winter | B20 | 935 | 600 | 0 | 45.29 | 42.55 | 1.5 | 0
2015 | NEISO_2_NYISO_G-I | NEISO | NYISO_G-I | Internal | Shoulder | B11 | 25 | 600 | 600 | 36.9 | 46.27 | 1.5 | 7.88
2015 | NEISO_2_NYISO_G-I | NEISO | NYISO_G-I | Internal | Shoulder | B12 | 200 | 600 | 600 | 36.9 | 38.91 | 1.5 | 0.51
2015 | NEISO_2_NYISO_G-I | NEISO | NYISO_G-I | Internal | Shoulder | B13 | 600 | 600 | 600 | 36.9 | 38.41 | 1.5 | 0.01
2015 | NEISO_2_NYISO_G-I | NEISO | NYISO_G-I | Internal | Shoulder | B14 | 900 | 600 | 0 | 36.9 | 37.97 | 1.5 | 0
2015 | NEISO_2_NYISO_G-I | NEISO | NYISO_G-I | Internal | Shoulder | B15 | 1203 | 600 | 0 | 36.9 | 37.97 | 1.5 | 0
2015 | NEISO_2_NYISO_G-I | NEISO | NYISO_G-I | Internal | Summer | B1 | 10 | 600 | 0.03 | 63.72 | 65.2 | 1.5 | 0
2015 | NEISO_2_NYISO_G-I | NEISO | NYISO_G-I | Internal | Summer | B2 | 25 | 600 | 0.01 | 57.34 | 58.82 | 1.5 | 0
2015 | NEISO_2_NYISO_G-I | NEISO | NYISO_G-I | Internal | Summer | B3 | 75 | 600 | 600 | 47.98 | 53.45 | 1.5 | 3.97
2015 | NEISO_2_NYISO_G-I | NEISO | NYISO_G-I | Internal | Summer | B4 | 100 | 600 | 600 | 37.89 | 49.5 | 1.5 | 10.1
2015 | NEISO_2_NYISO_G-I | NEISO | NYISO_G-I | Internal | Summer | B5 | 200 | 600 | 600 | 34.2 | 49.5 | 1.5 | 13.79
2015 | NEISO_2_NYISO_G-I | NEISO | NYISO_G-I | Internal | Summer | B6 | 300 | 600 | 600 | 34.2 | 42.77 | 1.5 | 7.06
2015 | NEISO_2_NYISO_G-I | NEISO | NYISO_G-I | Internal | Summer | B7 | 400 | 600 | 600 | 34.2 | 38.74 | 1.5 | 3.04
2015 | NEISO_2_NYISO_G-I | NEISO | NYISO_G-I | Internal | Summer | B8 | 500 | 600 | 600 | 34.2 | 36.33 | 1.5 | 0.62
2015 | NEISO_2_NYISO_G-I | NEISO | NYISO_G-I | Internal | Summer | B9 | 800 | 600 | 600 | 34.2 | 36.33 | 1.5 | 0.62
2015 | NEISO_2_NYISO_G-I | NEISO | NYISO_G-I | Internal | Summer | B10 | 1262 | 600 | 600 | 34.2 | 36.33 | 1.5 | 0.62
2015 | NEISO_2_NYISO_G-I | NEISO | NYISO_G-I | Internal | Winter | B16 | 25 | 600 | 600 | 45.29 | 49.11 | 1.5 | 2.32
2015 | NEISO_2_NYISO_G-I | NEISO | NYISO_G-I | Internal | Winter | B17 | 100 | 600 | 531.33 | 45.29 | 46.79 | 1.5 | 0
2015 | NEISO_2_NYISO_G-I | NEISO | NYISO_G-I | Internal | Winter | B18 | 400 | 600 | 459.76 | 45.29 | 46.79 | 1.5 | 0
2015 | NEISO_2_NYISO_G-I | NEISO | NYISO_G-I | Internal | Winter | B19 | 700 | 600 | 0 | 45.29 | 45.9 | 1.5 | 0
2015 | NEISO_2_NYISO_G-I | NEISO | NYISO_G-I | Internal | Winter | B20 | 935 | 600 | 0 | 45.29 | 44.31 | 1.5 | 0
2015 | NEISO_2_NYISO_J-K | NEISO | NYISO_J-K | Internal | Shoulder | B11 | 25 | 520 | 520 | 36.9 | 46.29 | 1.5 | 7.89
2015 | NEISO_2_NYISO_J-K | NEISO | NYISO_J-K | Internal | Shoulder | B12 | 200 | 520 | 520 | 36.9 | 38.92 | 1.5 | 0.52
2015 | NEISO_2_NYISO_J-K | NEISO | NYISO_J-K | Internal | Shoulder | B13 | 600 | 520 | 520 | 36.9 | 38.42 | 1.5 | 0.02
2015 | NEISO_2_NYISO_J-K | NEISO | NYISO_J-K | Internal | Shoulder | B14 | 900 | 520 | 0 | 36.9 | 37.98 | 1.5 | 0
2015 | NEISO_2_NYISO_J-K | NEISO | NYISO_J-K | Internal | Shoulder | B15 | 1203 | 520 | 0 | 36.9 | 37.98 | 1.5 | 0
2015 | NEISO_2_NYISO_J-K | NEISO | NYISO_J-K | Internal | Summer | B1 | 10 | 520 | 309.29 | 63.72 | 65.22 | 1.5 | 0
2015 | NEISO_2_NYISO_J-K | NEISO | NYISO_J-K | Internal | Summer | B2 | 25 | 520 | 246.26 | 57.34 | 58.84 | 1.5 | 0
2015 | NEISO_2_NYISO_J-K | NEISO | NYISO_J-K | Internal | Summer | B3 | 75 | 520 | 520 | 47.98 | 53.46 | 1.5 | 3.98
2015 | NEISO_2_NYISO_J-K | NEISO | NYISO_J-K | Internal | Summer | B4 | 100 | 520 | 520 | 37.89 | 49.51 | 1.5 | 10.12
2015 | NEISO_2_NYISO_J-K | NEISO | NYISO_J-K | Internal | Summer | B5 | 200 | 520 | 520 | 34.2 | 49.51 | 1.5 | 13.81
2015 | NEISO_2_NYISO_J-K | NEISO | NYISO_J-K | Internal | Summer | B6 | 300 | 520 | 520 | 34.2 | 42.78 | 1.5 | 7.07
2015 | NEISO_2_NYISO_J-K | NEISO | NYISO_J-K | Internal | Summer | B7 | 400 | 520 | 520 | 34.2 | 38.75 | 1.5 | 3.05
2015 | NEISO_2_NYISO_J-K | NEISO | NYISO_J-K | Internal | Summer | B8 | 500 | 520 | 520 | 34.2 | 36.34 | 1.5 | 0.64
2015 | NEISO_2_NYISO_J-K | NEISO | NYISO_J-K | Internal | Summer | B9 | 800 | 520 | 520 | 34.2 | 36.34 | 1.5 | 0.64
2015 | NEISO_2_NYISO_J-K | NEISO | NYISO_J-K | Internal | Summer | B10 | 1262 | 520 | 520 | 34.2 | 36.34 | 1.5 | 0.64
2015 | NEISO_2_NYISO_J-K | NEISO | NYISO_J-K | Internal | Winter | B16 | 25 | 520 | 520 | 45.29 | 49.12 | 1.5 | 2.33
2015 | NEISO_2_NYISO_J-K | NEISO | NYISO_J-K | Internal | Winter | B17 | 100 | 520 | 520 | 45.29 | 48.14 | 1.5 | 1.35
2015 | NEISO_2_NYISO_J-K | NEISO | NYISO_J-K | Internal | Winter | B18 | 400 | 520 | 520 | 45.29 | 48.14 | 1.5 | 1.35
2015 | NEISO_2_NYISO_J-K | NEISO | NYISO_J-K | Internal | Winter | B19 | 700 | 520 | 520 | 45.29 | 48.14 | 1.5 | 1.35
2015 | NEISO_2_NYISO_J-K | NEISO | NYISO_J-K | Internal | Winter | B20 | 935 | 520 | 0 | 45.29 | 44.32 | 1.5 | 0
2015 | NonRTO_Midwest_2_TVA_Transmission | NonRTO_Midwest | TVA_Transmission | Internal | Shoulder | B11 | 25 | 2400 | 0 | 55.31 | 53.67 | 4 | 0
2015 | NonRTO_Midwest_2_TVA_Transmission | NonRTO_Midwest | TVA_Transmission | Internal | Shoulder | B12 | 200 | 2400 | 0 | 45.89 | 42.76 | 4 | 0
2015 | NonRTO_Midwest_2_TVA_Transmission | NonRTO_Midwest | TVA_Transmission | Internal | Shoulder | B13 | 600 | 2400 | 0 | 43.3 | 41.43 | 4 | 0
2015 | NonRTO_Midwest_2_TVA_Transmission | NonRTO_Midwest | TVA_Transmission | Internal | Shoulder | B14 | 900 | 2400 | 87.78 | 35.88 | 39.88 | 4 | 0
2015 | NonRTO_Midwest_2_TVA_Transmission | NonRTO_Midwest | TVA_Transmission | Internal | Shoulder | B15 | 1203 | 2400 | 254.41 | 34.47 | 38.47 | 4 | 0
2015 | NonRTO_Midwest_2_TVA_Transmission | NonRTO_Midwest | TVA_Transmission | Internal | Summer | B1 | 10 | 2400 | 0 | 65.02 | 65.18 | 4 | 0
2015 | NonRTO_Midwest_2_TVA_Transmission | NonRTO_Midwest | TVA_Transmission | Internal | Summer | B2 | 25 | 2400 | 0 | 63.48 | 63.47 | 4 | 0
2015 | NonRTO_Midwest_2_TVA_Transmission | NonRTO_Midwest | TVA_Transmission | Internal | Summer | B3 | 75 | 2400 | 0 | 61.95 | 61.93 | 4 | 0
2015 | NonRTO_Midwest_2_TVA_Transmission | NonRTO_Midwest | TVA_Transmission | Internal | Summer | B4 | 100 | 2400 | 0 | 60.57 | 60.57 | 4 | 0
2015 | NonRTO_Midwest_2_TVA_Transmission | NonRTO_Midwest | TVA_Transmission | Internal | Summer | B5 | 200 | 2400 | 0 | 54.64 | 54.64 | 4 | 0
2015 | NonRTO_Midwest_2_TVA_Transmission | NonRTO_Midwest | TVA_Transmission | Internal | Summer | B6 | 300 | 2400 | 0 | 47.21 | 49.69 | 4 | 0
2015 | NonRTO_Midwest_2_TVA_Transmission | NonRTO_Midwest | TVA_Transmission | Internal | Summer | B7 | 400 | 2400 | 459.8 | 38.73 | 42.73 | 4 | 0
2015 | NonRTO_Midwest_2_TVA_Transmission | NonRTO_Midwest | TVA_Transmission | Internal | Summer | B8 | 500 | 2400 | 188.08 | 34.56 | 38.56 | 4 | 0
2015 | NonRTO_Midwest_2_TVA_Transmission | NonRTO_Midwest | TVA_Transmission | Internal | Summer | B9 | 800 | 2400 | 511.07 | 33.83 | 37.83 | 4 | 0
2015 | NonRTO_Midwest_2_TVA_Transmission | NonRTO_Midwest | TVA_Transmission | Internal | Summer | B10 | 1262 | 2400 | 0 | 32.06 | 35.83 | 4 | 0
2015 | NonRTO_Midwest_2_TVA_Transmission | NonRTO_Midwest | TVA_Transmission | Internal | Winter | B16 | 25 | 2400 | 0 | 56.1 | 56.09 | 4 | 0
2015 | NonRTO_Midwest_2_TVA_Transmission | NonRTO_Midwest | TVA_Transmission | Internal | Winter | B17 | 100 | 2400 | 0 | 48.21 | 45.17 | 4 | 0
2015 | NonRTO_Midwest_2_TVA_Transmission | NonRTO_Midwest | TVA_Transmission | Internal | Winter | B18 | 400 | 2400 | 0 | 44.17 | 42.39 | 4 | 0
2015 | NonRTO_Midwest_2_TVA_Transmission | NonRTO_Midwest | TVA_Transmission | Internal | Winter | B19 | 700 | 2400 | 0 | 36.04 | 39.96 | 4 | 0
2015 | NonRTO_Midwest_2_TVA_Transmission | NonRTO_Midwest | TVA_Transmission | Internal | Winter | B20 | 935 | 2400 | 0 | 34.49 | 38.17 | 4 | 0
2015 | NYISO_A-F_2_IESO | NYISO_A-F | IESO | Internal | Shoulder | B11 | 25 | 1600 | 0 | 40.13 | 34.45 | 3.5 | 0
2015 | NYISO_A-F_2_IESO | NYISO_A-F | IESO | Internal | Shoulder | B12 | 200 | 1600 | 0 | 38.89 | 34.45 | 3.5 | 0
2015 | NYISO_A-F_2_IESO | NYISO_A-F | IESO | Internal | Shoulder | B13 | 600 | 1600 | 0 | 38.4 | 34.45 | 3.5 | 0
2015 | NYISO_A-F_2_IESO | NYISO_A-F | IESO | Internal | Shoulder | B14 | 900 | 1600 | 0 | 37.96 | 34.45 | 3.5 | 0
2015 | NYISO_A-F_2_IESO | NYISO_A-F | IESO | Internal | Shoulder | B15 | 1203 | 1600 | 0 | 37.96 | 34.45 | 3.5 | 0
2015 | NYISO_A-F_2_IESO | NYISO_A-F | IESO | Internal | Summer | B1 | 10 | 1600 | 0 | 61.16 | 57.66 | 3.5 | 0
2015 | NYISO_A-F_2_IESO | NYISO_A-F | IESO | Internal | Summer | B2 | 25 | 1600 | 0 | 58.81 | 55.31 | 3.5 | 0
2015 | NYISO_A-F_2_IESO | NYISO_A-F | IESO | Internal | Summer | B3 | 75 | 1600 | 0 | 50.79 | 47.29 | 3.5 | 0
2015 | NYISO_A-F_2_IESO | NYISO_A-F | IESO | Internal | Summer | B4 | 100 | 1600 | 0 | 43.24 | 38.07 | 3.5 | 0
2015 | NYISO_A-F_2_IESO | NYISO_A-F | IESO | Internal | Summer | B5 | 200 | 1600 | 0 | 42.53 | 38.07 | 3.5 | 0
2015 | NYISO_A-F_2_IESO | NYISO_A-F | IESO | Internal | Summer | B6 | 300 | 1600 | 0 | 42.53 | 38.07 | 3.5 | 0
2015 | NYISO_A-F_2_IESO | NYISO_A-F | IESO | Internal | Summer | B7 | 400 | 1600 | 0 | 38.73 | 35.23 | 3.5 | 0
2015 | NYISO_A-F_2_IESO | NYISO_A-F | IESO | Internal | Summer | B8 | 500 | 1600 | 0 | 36.31 | 32.81 | 3.5 | 0
2015 | NYISO_A-F_2_IESO | NYISO_A-F | IESO | Internal | Summer | B9 | 800 | 1600 | 0 | 36.31 | 32.81 | 3.5 | 0
2015 | NYISO_A-F_2_IESO | NYISO_A-F | IESO | Internal | Summer | B10 | 1262 | 1600 | 0 | 36.31 | 32.81 | 3.5 | 0
2015 | NYISO_A-F_2_IESO | NYISO_A-F | IESO | Internal | Winter | B16 | 25 | 1600 | 0 | 46.66 | 41.64 | 3.5 | 0
2015 | NYISO_A-F_2_IESO | NYISO_A-F | IESO | Internal | Winter | B17 | 100 | 1600 | 0 | 42.55 | 39.05 | 3.5 | 0
2015 | NYISO_A-F_2_IESO | NYISO_A-F | IESO | Internal | Winter | B18 | 400 | 1600 | 0 | 42.55 | 38.18 | 3.5 | 0
2015 | NYISO_A-F_2_IESO | NYISO_A-F | IESO | Internal | Winter | B19 | 700 | 1600 | 0 | 42.55 | 38.18 | 3.5 | 0
2015 | NYISO_A-F_2_IESO | NYISO_A-F | IESO | Internal | Winter | B20 | 935 | 1600 | 0 | 42.55 | 38.18 | 3.5 | 0
2015 | NYISO_A-F_2_NEISO | NYISO_A-F | NEISO | Internal | Shoulder | B11 | 25 | 600 | 0 | 40.13 | 36.9 | 1.5 | 0
2015 | NYISO_A-F_2_NEISO | NYISO_A-F | NEISO | Internal | Shoulder | B12 | 200 | 600 | 0 | 38.89 | 36.9 | 1.5 | 0
2015 | NYISO_A-F_2_NEISO | NYISO_A-F | NEISO | Internal | Shoulder | B13 | 600 | 600 | 0 | 38.4 | 36.9 | 1.5 | 0
2015 | NYISO_A-F_2_NEISO | NYISO_A-F | NEISO | Internal | Shoulder | B14 | 900 | 600 | 0 | 37.96 | 36.9 | 1.5 | 0
2015 | NYISO_A-F_2_NEISO | NYISO_A-F | NEISO | Internal | Shoulder | B15 | 1203 | 600 | 0 | 37.96 | 36.9 | 1.5 | 0
2015 | NYISO_A-F_2_NEISO | NYISO_A-F | NEISO | Internal | Summer | B1 | 10 | 600 | 600 | 61.16 | 63.72 | 1.5 | 1.06
2015 | NYISO_A-F_2_NEISO | NYISO_A-F | NEISO | Internal | Summer | B2 | 25 | 600 | 0 | 58.81 | 57.34 | 1.5 | 0
2015 | NYISO_A-F_2_NEISO | NYISO_A-F | NEISO | Internal | Summer | B3 | 75 | 600 | 0 | 50.79 | 47.98 | 1.5 | 0
2015 | NYISO_A-F_2_NEISO | NYISO_A-F | NEISO | Internal | Summer | B4 | 100 | 600 | 0 | 43.24 | 37.89 | 1.5 | 0
2015 | NYISO_A-F_2_NEISO | NYISO_A-F | NEISO | Internal | Summer | B5 | 200 | 600 | 0 | 42.53 | 34.2 | 1.5 | 0
2015 | NYISO_A-F_2_NEISO | NYISO_A-F | NEISO | Internal | Summer | B6 | 300 | 600 | 0 | 42.53 | 34.2 | 1.5 | 0
2015 | NYISO_A-F_2_NEISO | NYISO_A-F | NEISO | Internal | Summer | B7 | 400 | 600 | 0 | 38.73 | 34.2 | 1.5 | 0
2015 | NYISO_A-F_2_NEISO | NYISO_A-F | NEISO | Internal | Summer | B8 | 500 | 600 | 0 | 36.31 | 34.2 | 1.5 | 0
2015 | NYISO_A-F_2_NEISO | NYISO_A-F | NEISO | Internal | Summer | B9 | 800 | 600 | 0 | 36.31 | 34.2 | 1.5 | 0
2015 | NYISO_A-F_2_NEISO | NYISO_A-F | NEISO | Internal | Summer | B10 | 1262 | 600 | 0 | 36.31 | 34.2 | 1.5 | 0
2015 | NYISO_A-F_2_NEISO | NYISO_A-F | NEISO | Internal | Winter | B16 | 25 | 600 | 0 | 46.66 | 45.29 | 1.5 | 0
2015 | NYISO_A-F_2_NEISO | NYISO_A-F | NEISO | Internal | Winter | B17 | 100 | 600 | 600 | 42.55 | 45.29 | 1.5 | 1.24
2015 | NYISO_A-F_2_NEISO | NYISO_A-F | NEISO | Internal | Winter | B18 | 400 | 600 | 600 | 42.55 | 45.29 | 1.5 | 1.24
2015 | NYISO_A-F_2_NEISO | NYISO_A-F | NEISO | Internal | Winter | B19 | 700 | 600 | 600 | 42.55 | 45.29 | 1.5 | 1.24
2015 | NYISO_A-F_2_NEISO | NYISO_A-F | NEISO | Internal | Winter | B20 | 935 | 600 | 600 | 42.55 | 45.29 | 1.5 | 1.24
2015 | NYISO_A-F_2_NYISO_G-I | NYISO_A-F | NYISO_G-I | Internal | Shoulder | B11 | 25 | 4888 | 4888 | 40.13 | 46.27 | 0.01 | 6.13
2015 | NYISO_A-F_2_NYISO_G-I | NYISO_A-F | NYISO_G-I | Internal | Shoulder | B12 | 200 | 4888 | 4084.62 | 38.89 | 38.91 | 0.01 | 0
2015 | NYISO_A-F_2_NYISO_G-I | NYISO_A-F | NYISO_G-I | Internal | Shoulder | B13 | 600 | 4888 | 4372.47 | 38.4 | 38.41 | 0.01 | 0
2015 | NYISO_A-F_2_NYISO_G-I | NYISO_A-F | NYISO_G-I | Internal | Shoulder | B14 | 900 | 4888 | 4682.54 | 37.96 | 37.97 | 0.01 | 0
2015 | NYISO_A-F_2_NYISO_G-I | NYISO_A-F | NYISO_G-I | Internal | Shoulder | B15 | 1203 | 4888 | 2724.18 | 37.96 | 37.97 | 0.01 | 0
2015 | NYISO_A-F_2_NYISO_G-I | NYISO_A-F | NYISO_G-I | Internal | Summer | B1 | 10 | 4888 | 4888 | 61.16 | 65.2 | 0.01 | 4.04
2015 | NYISO_A-F_2_NYISO_G-I | NYISO_A-F | NYISO_G-I | Internal | Summer | B2 | 25 | 4888 | 4742.06 | 58.81 | 58.82 | 0.01 | 0
2015 | NYISO_A-F_2_NYISO_G-I | NYISO_A-F | NYISO_G-I | Internal | Summer | B3 | 75 | 4888 | 4888 | 50.79 | 53.45 | 0.01 | 2.64
2015 | NYISO_A-F_2_NYISO_G-I | NYISO_A-F | NYISO_G-I | Internal | Summer | B4 | 100 | 4888 | 4888 | 43.24 | 49.5 | 0.01 | 6.24
2015 | NYISO_A-F_2_NYISO_G-I | NYISO_A-F | NYISO_G-I | Internal | Summer | B5 | 200 | 4888 | 4888 | 42.53 | 49.5 | 0.01 | 6.96
2015 | NYISO_A-F_2_NYISO_G-I | NYISO_A-F | NYISO_G-I | Internal | Summer | B6 | 300 | 4888 | 4888 | 42.53 | 42.77 | 0.01 | 0.22
2015 | NYISO_A-F_2_NYISO_G-I | NYISO_A-F | NYISO_G-I | Internal | Summer | B7 | 400 | 4888 | 3457.9 | 38.73 | 38.74 | 0.01 | 0
2015 | NYISO_A-F_2_NYISO_G-I | NYISO_A-F | NYISO_G-I | Internal | Summer | B8 | 500 | 4888 | 4278.04 | 36.31 | 36.33 | 0.01 | 0
2015 | NYISO_A-F_2_NYISO_G-I | NYISO_A-F | NYISO_G-I | Internal | Summer | B9 | 800 | 4888 | 3886.5 | 36.31 | 36.33 | 0.01 | 0
2015 | NYISO_A-F_2_NYISO_G-I | NYISO_A-F | NYISO_G-I | Internal | Summer | B10 | 1262 | 4888 | 1819.93 | 36.31 | 36.33 | 0.01 | 0
2015 | NYISO_A-F_2_NYISO_G-I | NYISO_A-F | NYISO_G-I | Internal | Winter | B16 | 25 | 4888 | 4888 | 46.66 | 49.11 | 0.01 | 2.44
2015 | NYISO_A-F_2_NYISO_G-I | NYISO_A-F | NYISO_G-I | Internal | Winter | B17 | 100 | 4888 | 4888 | 42.55 | 46.79 | 0.01 | 4.23
2015 | NYISO_A-F_2_NYISO_G-I | NYISO_A-F | NYISO_G-I | Internal | Winter | B18 | 400 | 4888 | 4888 | 42.55 | 46.79 | 0.01 | 4.23
2015 | NYISO_A-F_2_NYISO_G-I | NYISO_A-F | NYISO_G-I | Internal | Winter | B19 | 700 | 4888 | 4888 | 42.55 | 45.9 | 0.01 | 3.34
2015 | NYISO_A-F_2_NYISO_G-I | NYISO_A-F | NYISO_G-I | Internal | Winter | B20 | 935 | 4888 | 4888 | 42.55 | 44.31 | 0.01 | 1.75
2015 | NYISO_A-F_2_PJM_ROM | NYISO_A-F | PJM_ROM | Internal | Shoulder | B11 | 25 | 1000 | 1000 | 40.13 | 50.3 | 4 | 6.16
2015 | NYISO_A-F_2_PJM_ROM | NYISO_A-F | PJM_ROM | Internal | Shoulder | B12 | 200 | 1000 | 401.76 | 38.89 | 42.89 | 4 | 0
2015 | NYISO_A-F_2_PJM_ROM | NYISO_A-F | PJM_ROM | Internal | Shoulder | B13 | 600 | 1000 | 0 | 38.4 | 40.31 | 4 | 0
2015 | NYISO_A-F_2_PJM_ROM | NYISO_A-F | PJM_ROM | Internal | Shoulder | B14 | 900 | 1000 | 0 | 37.96 | 39.3 | 4 | 0
2015 | NYISO_A-F_2_PJM_ROM | NYISO_A-F | PJM_ROM | Internal | Shoulder | B15 | 1203 | 1000 | 0 | 37.96 | 36.46 | 4 | 0
2015 | NYISO_A-F_2_PJM_ROM | NYISO_A-F | PJM_ROM | Internal | Summer | B1 | 10 | 1000 | 0 | 61.16 | 62.19 | 4 | 0
2015 | NYISO_A-F_2_PJM_ROM | NYISO_A-F | PJM_ROM | Internal | Summer | B2 | 25 | 1000 | 0 | 58.81 | 60.48 | 4 | 0
2015 | NYISO_A-F_2_PJM_ROM | NYISO_A-F | PJM_ROM | Internal | Summer | B3 | 75 | 1000 | 1000 | 50.79 | 58.28 | 4 | 3.49
2015 | NYISO_A-F_2_PJM_ROM | NYISO_A-F | PJM_ROM | Internal | Summer | B4 | 100 | 1000 | 1000 | 43.24 | 57.56 | 4 | 10.32
2015 | NYISO_A-F_2_PJM_ROM | NYISO_A-F | PJM_ROM | Internal | Summer | B5 | 200 | 1000 | 1000 | 42.53 | 51.65 | 4 | 5.12
2015 | NYISO_A-F_2_PJM_ROM | NYISO_A-F | PJM_ROM | Internal | Summer | B6 | 300 | 1000 | 1000 | 42.53 | 46.75 | 4 | 0.22
2015 | NYISO_A-F_2_PJM_ROM | NYISO_A-F | PJM_ROM | Internal | Summer | B7 | 400 | 1000 | 0 | 38.73 | 39.74 | 4 | 0
2015 | NYISO_A-F_2_PJM_ROM | NYISO_A-F | PJM_ROM | Internal | Summer | B8 | 500 | 1000 | 0 | 36.31 | 37.2 | 4 | 0
2015 | NYISO_A-F_2_PJM_ROM | NYISO_A-F | PJM_ROM | Internal | Summer | B9 | 800 | 1000 | 0 | 36.31 | 35.01 | 4 | 0
2015 | NYISO_A-F_2_PJM_ROM | NYISO_A-F | PJM_ROM | Internal | Summer | B10 | 1262 | 1000 | 0 | 36.31 | 34.55 | 4 | 0
2015 | NYISO_A-F_2_PJM_ROM | NYISO_A-F | PJM_ROM | Internal | Winter | B16 | 25 | 1000 | 1000 | 46.66 | 53.1 | 4 | 2.44
2015 | NYISO_A-F_2_PJM_ROM | NYISO_A-F | PJM_ROM | Internal | Winter | B17 | 100 | 1000 | 0 | 42.55 | 45.21 | 4 | 0
2015 | NYISO_A-F_2_PJM_ROM | NYISO_A-F | PJM_ROM | Internal | Winter | B18 | 400 | 1000 | 0 | 42.55 | 44.02 | 4 | 0
2015 | NYISO_A-F_2_PJM_ROM | NYISO_A-F | PJM_ROM | Internal | Winter | B19 | 700 | 1000 | 0 | 42.55 | 41.7 | 4 | 0
2015 | NYISO_A-F_2_PJM_ROM | NYISO_A-F | PJM_ROM | Internal | Winter | B20 | 935 | 1000 | 0 | 42.55 | 39.55 | 4 | 0
2015 | NYISO_G-I_2_NEISO | NYISO_G-I | NEISO | Internal | Shoulder | B11 | 25 | 600 | 0 | 46.27 | 36.9 | 1.5 | 0
2015 | NYISO_G-I_2_NEISO | NYISO_G-I | NEISO | Internal | Shoulder | B12 | 200 | 600 | 0 | 38.91 | 36.9 | 1.5 | 0
2015 | NYISO_G-I_2_NEISO | NYISO_G-I | NEISO | Internal | Shoulder | B13 | 600 | 600 | 0 | 38.41 | 36.9 | 1.5 | 0
2015 | NYISO_G-I_2_NEISO | NYISO_G-I | NEISO | Internal | Shoulder | B14 | 900 | 600 | 0 | 37.97 | 36.9 | 1.5 | 0
2015 | NYISO_G-I_2_NEISO | NYISO_G-I | NEISO | Internal | Shoulder | B15 | 1203 | 600 | 0 | 37.97 | 36.9 | 1.5 | 0
2015 | NYISO_G-I_2_NEISO | NYISO_G-I | NEISO | Internal | Summer | B1 | 10 | 600 | 0 | 65.2 | 63.72 | 1.5 | 0
2015 | NYISO_G-I_2_NEISO | NYISO_G-I | NEISO | Internal | Summer | B2 | 25 | 600 | 0 | 58.82 | 57.34 | 1.5 | 0
2015 | NYISO_G-I_2_NEISO | NYISO_G-I | NEISO | Internal | Summer | B3 | 75 | 600 | 0 | 53.45 | 47.98 | 1.5 | 0
2015 | NYISO_G-I_2_NEISO | NYISO_G-I | NEISO | Internal | Summer | B4 | 100 | 600 | 0 | 49.5 | 37.89 | 1.5 | 0
2015 | NYISO_G-I_2_NEISO | NYISO_G-I | NEISO | Internal | Summer | B5 | 200 | 600 | 0 | 49.5 | 34.2 | 1.5 | 0
2015 | NYISO_G-I_2_NEISO | NYISO_G-I | NEISO | Internal | Summer | B6 | 300 | 600 | 0 | 42.77 | 34.2 | 1.5 | 0
2015 | NYISO_G-I_2_NEISO | NYISO_G-I | NEISO | Internal | Summer | B7 | 400 | 600 | 0 | 38.74 | 34.2 | 1.5 | 0
2015 | NYISO_G-I_2_NEISO | NYISO_G-I | NEISO | Internal | Summer | B8 | 500 | 600 | 0 | 36.33 | 34.2 | 1.5 | 0
2015 | NYISO_G-I_2_NEISO | NYISO_G-I | NEISO | Internal | Summer | B9 | 800 | 600 | 0 | 36.33 | 34.2 | 1.5 | 0
2015 | NYISO_G-I_2_NEISO | NYISO_G-I | NEISO | Internal | Summer | B10 | 1262 | 600 | 0 | 36.33 | 34.2 | 1.5 | 0
2015 | NYISO_G-I_2_NEISO | NYISO_G-I | NEISO | Internal | Winter | B16 | 25 | 600 | 0 | 49.11 | 45.29 | 1.5 | 0
2015 | NYISO_G-I_2_NEISO | NYISO_G-I | NEISO | Internal | Winter | B17 | 100 | 600 | 0 | 46.79 | 45.29 | 1.5 | 0
2015 | NYISO_G-I_2_NEISO | NYISO_G-I | NEISO | Internal | Winter | B18 | 400 | 600 | 0 | 46.79 | 45.29 | 1.5 | 0
2015 | NYISO_G-I_2_NEISO | NYISO_G-I | NEISO | Internal | Winter | B19 | 700 | 600 | 0 | 45.9 | 45.29 | 1.5 | 0
2015 | NYISO_G-I_2_NEISO | NYISO_G-I | NEISO | Internal | Winter | B20 | 935 | 600 | 0 | 44.31 | 45.29 | 1.5 | 0
2015 | NYISO_G-I_2_NYISO_A-F | NYISO_G-I | NYISO_A-F | Internal | Shoulder | B11 | 25 | 2637 | 0 | 46.27 | 40.13 | 0.01 | 0
2015 | NYISO_G-I_2_NYISO_A-F | NYISO_G-I | NYISO_A-F | Internal | Shoulder | B12 | 200 | 2637 | 0 | 38.91 | 38.89 | 0.01 | 0
2015 | NYISO_G-I_2_NYISO_A-F | NYISO_G-I | NYISO_A-F | Internal | Shoulder | B13 | 600 | 2637 | 0 | 38.41 | 38.4 | 0.01 | 0
2015 | NYISO_G-I_2_NYISO_A-F | NYISO_G-I | NYISO_A-F | Internal | Shoulder | B14 | 900 | 2637 | 0 | 37.97 | 37.96 | 0.01 | 0
2015 | NYISO_G-I_2_NYISO_A-F | NYISO_G-I | NYISO_A-F | Internal | Shoulder | B15 | 1203 | 2637 | 0 | 37.97 | 37.96 | 0.01 | 0
2015 | NYISO_G-I_2_NYISO_A-F | NYISO_G-I | NYISO_A-F | Internal | Summer | B1 | 10 | 2637 | 0 | 65.2 | 61.16 | 0.01 | 0
2015 | NYISO_G-I_2_NYISO_A-F | NYISO_G-I | NYISO_A-F | Internal | Summer | B2 | 25 | 2637 | 0 | 58.82 | 58.81 | 0.01 | 0
2015 | NYISO_G-I_2_NYISO_A-F | NYISO_G-I | NYISO_A-F | Internal | Summer | B3 | 75 | 2637 | 0 | 53.45 | 50.79 | 0.01 | 0
2015 | NYISO_G-I_2_NYISO_A-F | NYISO_G-I | NYISO_A-F | Internal | Summer | B4 | 100 | 2637 | 0 | 49.5 | 43.24 | 0.01 | 0
2015 | NYISO_G-I_2_NYISO_A-F | NYISO_G-I | NYISO_A-F | Internal | Summer | B5 | 200 | 2637 | 0 | 49.5 | 42.53 | 0.01 | 0
2015 | NYISO_G-I_2_NYISO_A-F | NYISO_G-I | NYISO_A-F | Internal | Summer | B6 | 300 | 2637 | 0 | 42.77 | 42.53 | 0.01 | 0
2015 | NYISO_G-I_2_NYISO_A-F | NYISO_G-I | NYISO_A-F | Internal | Summer | B7 | 400 | 2637 | 0 | 38.74 | 38.73 | 0.01 | 0
2015 | NYISO_G-I_2_NYISO_A-F | NYISO_G-I | NYISO_A-F | Internal | Summer | B8 | 500 | 2637 | 0 | 36.33 | 36.31 | 0.01 | 0
2015 | NYISO_G-I_2_NYISO_A-F | NYISO_G-I | NYISO_A-F | Internal | Summer | B9 | 800 | 2637 | 0 | 36.33 | 36.31 | 0.01 | 0
2015 | NYISO_G-I_2_NYISO_A-F | NYISO_G-I | NYISO_A-F | Internal | Summer | B10 | 1262 | 2637 | 0 | 36.33 | 36.31 | 0.01 | 0
2015 | NYISO_G-I_2_NYISO_A-F | NYISO_G-I | NYISO_A-F | Internal | Winter | B16 | 25 | 2637 | 0 | 49.11 | 46.66 | 0.01 | 0
2015 | NYISO_G-I_2_NYISO_A-F | NYISO_G-I | NYISO_A-F | Internal | Winter | B17 | 100 | 2637 | 0 | 46.79 | 42.55 | 0.01 | 0
2015 | NYISO_G-I_2_NYISO_A-F | NYISO_G-I | NYISO_A-F | Internal | Winter | B18 | 400 | 2637 | 0 | 46.79 | 42.55 | 0.01 | 0
2015 | NYISO_G-I_2_NYISO_A-F | NYISO_G-I | NYISO_A-F | Internal | Winter | B19 | 700 | 2637 | 0 | 45.9 | 42.55 | 0.01 | 0
2015 | NYISO_G-I_2_NYISO_A-F | NYISO_G-I | NYISO_A-F | Internal | Winter | B20 | 935 | 2637 | 0 | 44.31 | 42.55 | 0.01 | 0
2015 | NYISO_G-I_2_NYISO_J-K | NYISO_G-I | NYISO_J-K | Internal | Shoulder | B11 | 25 | 6130 | 4081.27 | 46.27 | 46.29 | 0.01 | 0
2015 | NYISO_G-I_2_NYISO_J-K | NYISO_G-I | NYISO_J-K | Internal | Shoulder | B12 | 200 | 6130 | 4666.37 | 38.91 | 38.92 | 0.01 | 0
2015 | NYISO_G-I_2_NYISO_J-K | NYISO_G-I | NYISO_J-K | Internal | Shoulder | B13 | 600 | 6130 | 4396.43 | 38.41 | 38.42 | 0.01 | 0
2015 | NYISO_G-I_2_NYISO_J-K | NYISO_G-I | NYISO_J-K | Internal | Shoulder | B14 | 900 | 6130 | 4254.99 | 37.97 | 37.98 | 0.01 | 0
2015 | NYISO_G-I_2_NYISO_J-K | NYISO_G-I | NYISO_J-K | Internal | Shoulder | B15 | 1203 | 6130 | 2710.04 | 37.97 | 37.98 | 0.01 | 0
2015 | NYISO_G-I_2_NYISO_J-K | NYISO_G-I | NYISO_J-K | Internal | Summer | B1 | 10 | 6130 | 4256.26 | 65.2 | 65.22 | 0.01 | 0
2015 | NYISO_G-I_2_NYISO_J-K | NYISO_G-I | NYISO_J-K | Internal | Summer | B2 | 25 | 6130 | 4203.84 | 58.82 | 58.84 | 0.01 | 0
2015 | NYISO_G-I_2_NYISO_J-K | NYISO_G-I | NYISO_J-K | Internal | Summer | B3 | 75 | 6130 | 3846.67 | 53.45 | 53.46 | 0.01 | 0
2015 | NYISO_G-I_2_NYISO_J-K | NYISO_G-I | NYISO_J-K | Internal | Summer | B4 | 100 | 6130 | 4110.69 | 49.5 | 49.51 | 0.01 | 0
2015 | NYISO_G-I_2_NYISO_J-K | NYISO_G-I | NYISO_J-K | Internal | Summer | B5 | 200 | 6130 | 5743.92 | 49.5 | 49.51 | 0.01 | 0
2015 | NYISO_G-I_2_NYISO_J-K | NYISO_G-I | NYISO_J-K | Internal | Summer | B6 | 300 | 6130 | 5622.35 | 42.77 | 42.78 | 0.01 | 0
2015 | NYISO_G-I_2_NYISO_J-K | NYISO_G-I | NYISO_J-K | Internal | Summer | B7 | 400 | 6130 | 4678.99 | 38.74 | 38.75 | 0.01 | 0
2015 | NYISO_G-I_2_NYISO_J-K | NYISO_G-I | NYISO_J-K | Internal | Summer | B8 | 500 | 6130 | 5376.57 | 36.33 | 36.34 | 0.01 | 0
2015 | NYISO_G-I_2_NYISO_J-K | NYISO_G-I | NYISO_J-K | Internal | Summer | B9 | 800 | 6130 | 4533.81 | 36.33 | 36.34 | 0.01 | 0
2015 | NYISO_G-I_2_NYISO_J-K | NYISO_G-I | NYISO_J-K | Internal | Summer | B10 | 1262 | 6130 | 2828.28 | 36.33 | 36.34 | 0.01 | 0
2015 | NYISO_G-I_2_NYISO_J-K | NYISO_G-I | NYISO_J-K | Internal | Winter | B16 | 25 | 6130 | 5938.26 | 49.11 | 49.12 | 0.01 | 0
2015 | NYISO_G-I_2_NYISO_J-K | NYISO_G-I | NYISO_J-K | Internal | Winter | B17 | 100 | 6130 | 6130 | 46.79 | 48.14 | 0.01 | 1.34
2015 | NYISO_G-I_2_NYISO_J-K | NYISO_G-I | NYISO_J-K | Internal | Winter | B18 | 400 | 6130 | 6130 | 46.79 | 48.14 | 0.01 | 1.34
2015 | NYISO_G-I_2_NYISO_J-K | NYISO_G-I | NYISO_J-K | Internal | Winter | B19 | 700 | 6130 | 6130 | 45.9 | 48.14 | 0.01 | 2.22
2015 | NYISO_G-I_2_NYISO_J-K | NYISO_G-I | NYISO_J-K | Internal | Winter | B20 | 935 | 6130 | 5666.41 | 44.31 | 44.32 | 0.01 | 0
2015 | NYISO_G-I_2_PJM_E | NYISO_G-I | PJM_E | Internal | Shoulder | B11 | 25 | 1500 | 1499.99 | 46.27 | 50.29 | 4 | 0.01
2015 | NYISO_G-I_2_PJM_E | NYISO_G-I | PJM_E | Internal | Shoulder | B12 | 200 | 1500 | 0 | 38.91 | 42.88 | 4 | 0
2015 | NYISO_G-I_2_PJM_E | NYISO_G-I | PJM_E | Internal | Shoulder | B13 | 600 | 1500 | 0 | 38.41 | 40.32 | 4 | 0
2015 | NYISO_G-I_2_PJM_E | NYISO_G-I | PJM_E | Internal | Shoulder | B14 | 900 | 1500 | 0 | 37.97 | 39.31 | 4 | 0
2015 | NYISO_G-I_2_PJM_E | NYISO_G-I | PJM_E | Internal | Shoulder | B15 | 1203 | 1500 | 0 | 37.97 | 36.47 | 4 | 0
2015 | NYISO_G-I_2_PJM_E | NYISO_G-I | PJM_E | Internal | Summer | B1 | 10 | 1500 | 0 | 65.2 | 62.2 | 4 | 0
2015 | NYISO_G-I_2_PJM_E | NYISO_G-I | PJM_E | Internal | Summer | B2 | 25 | 1500 | 0 | 58.82 | 60.49 | 4 | 0
2015 | NYISO_G-I_2_PJM_E | NYISO_G-I | PJM_E | Internal | Summer | B3 | 75 | 1500 | 1500 | 53.45 | 58.27 | 4 | 0.82
2015 | NYISO_G-I_2_PJM_E | NYISO_G-I | PJM_E | Internal | Summer | B4 | 100 | 1500 | 1500 | 49.5 | 57.55 | 4 | 4.05
2015 | NYISO_G-I_2_PJM_E | NYISO_G-I | PJM_E | Internal | Summer | B5 | 200 | 1500 | 0 | 49.5 | 51.66 | 4 | 0
2015 | NYISO_G-I_2_PJM_E | NYISO_G-I | PJM_E | Internal | Summer | B6 | 300 | 1500 | 312.99 | 42.77 | 46.76 | 4 | 0
2015 | NYISO_G-I_2_PJM_E | NYISO_G-I | PJM_E | Internal | Summer | B7 | 400 | 1500 | 0 | 38.74 | 39.75 | 4 | 0
2015 | NYISO_G-I_2_PJM_E | NYISO_G-I | PJM_E | Internal | Summer | B8 | 500 | 1500 | 0 | 36.33 | 37.21 | 4 | 0
2015 | NYISO_G-I_2_PJM_E | NYISO_G-I | PJM_E | Internal | Summer | B9 | 800 | 1500 | 0 | 36.33 | 35.02 | 4 | 0
2015 | NYISO_G-I_2_PJM_E | NYISO_G-I | PJM_E | Internal | Summer | B10 | 1262 | 1500 | 0 | 36.33 | 34.56 | 4 | 0
2015 | NYISO_G-I_2_PJM_E | NYISO_G-I | PJM_E | Internal | Winter | B16 | 25 | 1500 | 130.4 | 49.11 | 53.11 | 4 | 0
2015 | NYISO_G-I_2_PJM_E | NYISO_G-I | PJM_E | Internal | Winter | B17 | 100 | 1500 | 0 | 46.79 | 45.22 | 4 | 0
2015 | NYISO_G-I_2_PJM_E | NYISO_G-I | PJM_E | Internal | Winter | B18 | 400 | 1500 | 0 | 46.79 | 44.03 | 4 | 0
2015 | NYISO_G-I_2_PJM_E | NYISO_G-I | PJM_E | Internal | Winter | B19 | 700 | 1500 | 0 | 45.9 | 41.71 | 4 | 0
2015 | NYISO_G-I_2_PJM_E | NYISO_G-I | PJM_E | Internal | Winter | B20 | 935 | 1500 | 0 | 44.31 | 39.57 | 4 | 0
2015 | NYISO_J-K_2_NEISO | NYISO_J-K | NEISO | Internal | Shoulder | B11 | 25 | 90 | 0 | 46.29 | 36.9 | 1.5 | 0
2015 | NYISO_J-K_2_NEISO | NYISO_J-K | NEISO | Internal | Shoulder | B12 | 200 | 90 | 0 | 38.92 | 36.9 | 1.5 | 0
2015 | NYISO_J-K_2_NEISO | NYISO_J-K | NEISO | Internal | Shoulder | B13 | 600 | 90 | 0 | 38.42 | 36.9 | 1.5 | 0
2015 | NYISO_J-K_2_NEISO | NYISO_J-K | NEISO | Internal | Shoulder | B14 | 900 | 90 | 0 | 37.98 | 36.9 | 1.5 | 0
2015 | NYISO_J-K_2_NEISO | NYISO_J-K | NEISO | Internal | Shoulder | B15 | 1203 | 90 | 0 | 37.98 | 36.9 | 1.5 | 0
2015 | NYISO_J-K_2_NEISO | NYISO_J-K | NEISO | Internal | Summer | B1 | 10 | 90 | 0 | 65.22 | 63.72 | 1.5 | 0
2015 | NYISO_J-K_2_NEISO | NYISO_J-K | NEISO | Internal | Summer | B2 | 25 | 90 | 0 | 58.84 | 57.34 | 1.5 | 0
2015 | NYISO_J-K_2_NEISO | NYISO_J-K | NEISO | Internal | Summer | B3 | 75 | 90 | 0 | 53.46 | 47.98 | 1.5 | 0
2015 | NYISO_J-K_2_NEISO | NYISO_J-K | NEISO | Internal | Summer | B4 | 100 | 90 | 0 | 49.51 | 37.89 | 1.5 | 0
2015 | NYISO_J-K_2_NEISO | NYISO_J-K | NEISO | Internal | Summer | B5 | 200 | 90 | 0 | 49.51 | 34.2 | 1.5 | 0
2015 | NYISO_J-K_2_NEISO | NYISO_J-K | NEISO | Internal | Summer | B6 | 300 | 90 | 0 | 42.78 | 34.2 | 1.5 | 0
2015 | NYISO_J-K_2_NEISO | NYISO_J-K | NEISO | Internal | Summer | B7 | 400 | 90 | 0 | 38.75 | 34.2 | 1.5 | 0
2015 | NYISO_J-K_2_NEISO | NYISO_J-K | NEISO | Internal | Summer | B8 | 500 | 90 | 0 | 36.34 | 34.2 | 1.5 | 0
2015 | NYISO_J-K_2_NEISO | NYISO_J-K | NEISO | Internal | Summer | B9 | 800 | 90 | 0 | 36.34 | 34.2 | 1.5 | 0
2015 | NYISO_J-K_2_NEISO | NYISO_J-K | NEISO | Internal | Summer | B10 | 1262 | 90 | 0 | 36.34 | 34.2 | 1.5 | 0
2015 | NYISO_J-K_2_NEISO | NYISO_J-K | NEISO | Internal | Winter | B16 | 25 | 90 | 0 | 49.12 | 45.29 | 1.5 | 0
2015 | NYISO_J-K_2_NEISO | NYISO_J-K | NEISO | Internal | Winter | B17 | 100 | 90 | 0 | 48.14 | 45.29 | 1.5 | 0
2015 | NYISO_J-K_2_NEISO | NYISO_J-K | NEISO | Internal | Winter | B18 | 400 | 90 | 0 | 48.14 | 45.29 | 1.5 | 0
2015 | NYISO_J-K_2_NEISO | NYISO_J-K | NEISO | Internal | Winter | B19 | 700 | 90 | 0 | 48.14 | 45.29 | 1.5 | 0
2015 | NYISO_J-K_2_NEISO | NYISO_J-K | NEISO | Internal | Winter | B20 | 935 | 90 | 0 | 44.32 | 45.29 | 1.5 | 0
2015 | NYISO_J-K_2_NYISO_G-I | NYISO_J-K | NYISO_G-I | Internal | Shoulder | B11 | 25 | 1999 | 0 | 46.29 | 46.27 | 0.01 | 0
2015 | NYISO_J-K_2_NYISO_G-I | NYISO_J-K | NYISO_G-I | Internal | Shoulder | B12 | 200 | 1999 | 0 | 38.92 | 38.91 | 0.01 | 0
2015 | NYISO_J-K_2_NYISO_G-I | NYISO_J-K | NYISO_G-I | Internal | Shoulder | B13 | 600 | 1999 | 0 | 38.42 | 38.41 | 0.01 | 0
2015 | NYISO_J-K_2_NYISO_G-I | NYISO_J-K | NYISO_G-I | Internal | Shoulder | B14 | 900 | 1999 | 0 | 37.98 | 37.97 | 0.01 | 0
2015 | NYISO_J-K_2_NYISO_G-I | NYISO_J-K | NYISO_G-I | Internal | Shoulder | B15 | 1203 | 1999 | 0 | 37.98 | 37.97 | 0.01 | 0
2015 | NYISO_J-K_2_NYISO_G-I | NYISO_J-K | NYISO_G-I | Internal | Summer | B1 | 10 | 1999 | 0.01 | 65.22 | 65.2 | 0.01 | 0
2015 | NYISO_J-K_2_NYISO_G-I | NYISO_J-K | NYISO_G-I | Internal | Summer | B2 | 25 | 1999 | 0 | 58.84 | 58.82 | 0.01 | 0
2015 | NYISO_J-K_2_NYISO_G-I | NYISO_J-K | NYISO_G-I | Internal | Summer | B3 | 75 | 1999 | 0 | 53.46 | 53.45 | 0.01 | 0
2015 | NYISO_J-K_2_NYISO_G-I | NYISO_J-K | NYISO_G-I | Internal | Summer | B4 | 100 | 1999 | 0 | 49.51 | 49.5 | 0.01 | 0
2015 | NYISO_J-K_2_NYISO_G-I | NYISO_J-K | NYISO_G-I | Internal | Summer | B5 | 200 | 1999 | 0 | 49.51 | 49.5 | 0.01 | 0
2015 | NYISO_J-K_2_NYISO_G-I | NYISO_J-K | NYISO_G-I | Internal | Summer | B6 | 300 | 1999 | 0 | 42.78 | 42.77 | 0.01 | 0
2015 | NYISO_J-K_2_NYISO_G-I | NYISO_J-K | NYISO_G-I | Internal | Summer | B7 | 400 | 1999 | 0 | 38.75 | 38.74 | 0.01 | 0
2015 | NYISO_J-K_2_NYISO_G-I | NYISO_J-K | NYISO_G-I | Internal | Summer | B8 | 500 | 1999 | 0 | 36.34 | 36.33 | 0.01 | 0
2015 | NYISO_J-K_2_NYISO_G-I | NYISO_J-K | NYISO_G-I | Internal | Summer | B9 | 800 | 1999 | 0 | 36.34 | 36.33 | 0.01 | 0
2015 | NYISO_J-K_2_NYISO_G-I | NYISO_J-K | NYISO_G-I | Internal | Summer | B10 | 1262 | 1999 | 0 | 36.34 | 36.33 | 0.01 | 0
2015 | NYISO_J-K_2_NYISO_G-I | NYISO_J-K | NYISO_G-I | Internal | Winter | B16 | 25 | 1999 | 0 | 49.12 | 49.11 | 0.01 | 0
2015 | NYISO_J-K_2_NYISO_G-I | NYISO_J-K | NYISO_G-I | Internal | Winter | B17 | 100 | 1999 | 0 | 48.14 | 46.79 | 0.01 | 0
2015 | NYISO_J-K_2_NYISO_G-I | NYISO_J-K | NYISO_G-I | Internal | Winter | B18 | 400 | 1999 | 0 | 48.14 | 46.79 | 0.01 | 0
2015 | NYISO_J-K_2_NYISO_G-I | NYISO_J-K | NYISO_G-I | Internal | Winter | B19 | 700 | 1999 | 0 | 48.14 | 45.9 | 0.01 | 0
2015 | NYISO_J-K_2_NYISO_G-I | NYISO_J-K | NYISO_G-I | Internal | Winter | B20 | 935 | 1999 | 0 | 44.32 | 44.31 | 0.01 | 0
2015 | NYISO_J-K_2_PJM_E | NYISO_J-K | PJM_E | Internal | Shoulder | B11 | 25 | 330 | 75.1 | 46.29 | 50.29 | 4 | 0
2015 | NYISO_J-K_2_PJM_E | NYISO_J-K | PJM_E | Internal | Shoulder | B12 | 200 | 330 | 0 | 38.92 | 42.88 | 4 | 0
2015 | NYISO_J-K_2_PJM_E | NYISO_J-K | PJM_E | Internal | Shoulder | B13 | 600 | 330 | 0 | 38.42 | 40.32 | 4 | 0
2015 | NYISO_J-K_2_PJM_E | NYISO_J-K | PJM_E | Internal | Shoulder | B14 | 900 | 330 | 0 | 37.98 | 39.31 | 4 | 0
2015 | NYISO_J-K_2_PJM_E | NYISO_J-K | PJM_E | Internal | Shoulder | B15 | 1203 | 330 | 0 | 37.98 | 36.47 | 4 | 0
2015 | NYISO_J-K_2_PJM_E | NYISO_J-K | PJM_E | Internal | Summer | B1 | 10 | 330 | 0 | 65.22 | 62.2 | 4 | 0
2015 | NYISO_J-K_2_PJM_E | NYISO_J-K | PJM_E | Internal | Summer | B2 | 25 | 330 | 0 | 58.84 | 60.49 | 4 | 0
2015 | NYISO_J-K_2_PJM_E | NYISO_J-K | PJM_E | Internal | Summer | B3 | 75 | 330 | 330 | 53.46 | 58.27 | 4 | 0.81
2015 | NYISO_J-K_2_PJM_E | NYISO_J-K | PJM_E | Internal | Summer | B4 | 100 | 330 | 330 | 49.51 | 57.55 | 4 | 4.04
2015 | NYISO_J-K_2_PJM_E | NYISO_J-K | PJM_E | Internal | Summer | B5 | 200 | 330 | 0 | 49.51 | 51.66 | 4 | 0
2015 | NYISO_J-K_2_PJM_E | NYISO_J-K | PJM_E | Internal | Summer | B6 | 300 | 330 | 0 | 42.78 | 46.76 | 4 | 0
2015 | NYISO_J-K_2_PJM_E | NYISO_J-K | PJM_E | Internal | Summer | B7 | 400 | 330 | 0 | 38.75 | 39.75 | 4 | 0
2015 | NYISO_J-K_2_PJM_E | NYISO_J-K | PJM_E | Internal | Summer | B8 | 500 | 330 | 0 | 36.34 | 37.21 | 4 | 0
2015 | NYISO_J-K_2_PJM_E | NYISO_J-K | PJM_E | Internal | Summer | B9 | 800 | 330 | 0 | 36.34 | 35.02 | 4 | 0
2015 | NYISO_J-K_2_PJM_E | NYISO_J-K | PJM_E | Internal | Summer | B10 | 1262 | 330 | 0 | 36.34 | 34.56 | 4 | 0
2015 | NYISO_J-K_2_PJM_E | NYISO_J-K | PJM_E | Internal | Winter | B16 | 25 | 330 | 0 | 49.12 | 53.11 | 4 | 0
2015 | NYISO_J-K_2_PJM_E | NYISO_J-K | PJM_E | Internal | Winter | B17 | 100 | 330 | 0 | 48.14 | 45.22 | 4 | 0
2015 | NYISO_J-K_2_PJM_E | NYISO_J-K | PJM_E | Internal | Winter | B18 | 400 | 330 | 0 | 48.14 | 44.03 | 4 | 0
2015 | NYISO_J-K_2_PJM_E | NYISO_J-K | PJM_E | Internal | Winter | B19 | 700 | 330 | 0 | 48.14 | 41.71 | 4 | 0
2015 | NYISO_J-K_2_PJM_E | NYISO_J-K | PJM_E | Internal | Winter | B20 | 935 | 330 | 0 | 44.32 | 39.57 | 4 | 0
2015 | PJM_E_2_NYISO_G-I | PJM_E | NYISO_G-I | Internal | Shoulder | B11 | 25 | 500 | 0 | 50.29 | 46.27 | 3 | 0
2015 | PJM_E_2_NYISO_G-I | PJM_E | NYISO_G-I | Internal | Shoulder | B12 | 200 | 500 | 0 | 42.88 | 38.91 | 3 | 0
2015 | PJM_E_2_NYISO_G-I | PJM_E | NYISO_G-I | Internal | Shoulder | B13 | 600 | 500 | 0 | 40.32 | 38.41 | 3 | 0
2015 | PJM_E_2_NYISO_G-I | PJM_E | NYISO_G-I | Internal | Shoulder | B14 | 900 | 500 | 0 | 39.31 | 37.97 | 3 | 0
2015 | PJM_E_2_NYISO_G-I | PJM_E | NYISO_G-I | Internal | Shoulder | B15 | 1203 | 500 | 0 | 36.47 | 37.97 | 3 | 0
2015 | PJM_E_2_NYISO_G-I | PJM_E | NYISO_G-I | Internal | Summer | B1 | 10 | 500 | 67.08 | 62.2 | 65.2 | 3 | 0
2015 | PJM_E_2_NYISO_G-I | PJM_E | NYISO_G-I | Internal | Summer | B2 | 25 | 500 | 0 | 60.49 | 58.82 | 3 | 0
2015 | PJM_E_2_NYISO_G-I | PJM_E | NYISO_G-I | Internal | Summer | B3 | 75 | 500 | 0 | 58.27 | 53.45 | 3 | 0
2015 | PJM_E_2_NYISO_G-I | PJM_E | NYISO_G-I | Internal | Summer | B4 | 100 | 500 | 0 | 57.55 | 49.5 | 3 | 0
2015 | PJM_E_2_NYISO_G-I | PJM_E | NYISO_G-I | Internal | Summer | B5 | 200 | 500 | 0 | 51.66 | 49.5 | 3 | 0
2015 | PJM_E_2_NYISO_G-I | PJM_E | NYISO_G-I | Internal | Summer | B6 | 300 | 500 | 0 | 46.76 | 42.77 | 3 | 0
2015 | PJM_E_2_NYISO_G-I | PJM_E | NYISO_G-I | Internal | Summer | B7 | 400 | 500 | 0 | 39.75 | 38.74 | 3 | 0
2015 | PJM_E_2_NYISO_G-I | PJM_E | NYISO_G-I | Internal | Summer | B8 | 500 | 500 | 0 | 37.21 | 36.33 | 3 | 0
2015 | PJM_E_2_NYISO_G-I | PJM_E | NYISO_G-I | Internal | Summer | B9 | 800 | 500 | 0 | 35.02 | 36.33 | 3 | 0
2015 | PJM_E_2_NYISO_G-I | PJM_E | NYISO_G-I | Internal | Summer | B10 | 1262 | 500 | 0 | 34.56 | 36.33 | 3 | 0
2015 | PJM_E_2_NYISO_G-I | PJM_E | NYISO_G-I | Internal | Winter | B16 | 25 | 500 | 0 | 53.11 | 49.11 | 3 | 0
2015 | PJM_E_2_NYISO_G-I | PJM_E | NYISO_G-I | Internal | Winter | B17 | 100 | 500 | 0 | 45.22 | 46.79 | 3 | 0
2015 | PJM_E_2_NYISO_G-I | PJM_E | NYISO_G-I | Internal | Winter | B18 | 400 | 500 | 0 | 44.03 | 46.79 | 3 | 0
2015 | PJM_E_2_NYISO_G-I | PJM_E | NYISO_G-I | Internal | Winter | B19 | 700 | 500 | 500 | 41.71 | 45.9 | 3 | 1.19
2015 | PJM_E_2_NYISO_G-I | PJM_E | NYISO_G-I | Internal | Winter | B20 | 935 | 500 | 500 | 39.57 | 44.31 | 3 | 1.75
2015 | PJM_E_2_NYISO_J-K | PJM_E | NYISO_J-K | Internal | Shoulder | B11 | 25 | 330 | 0 | 50.29 | 46.29 | 3 | 0
2015 | PJM_E_2_NYISO_J-K | PJM_E | NYISO_J-K | Internal | Shoulder | B12 | 200 | 330 | 0 | 42.88 | 38.92 | 3 | 0
2015 | PJM_E_2_NYISO_J-K | PJM_E | NYISO_J-K | Internal | Shoulder | B13 | 600 | 330 | 0 | 40.32 | 38.42 | 3 | 0
2015 | PJM_E_2_NYISO_J-K | PJM_E | NYISO_J-K | Internal | Shoulder | B14 | 900 | 330 | 0 | 39.31 | 37.98 | 3 | 0
2015 | PJM_E_2_NYISO_J-K | PJM_E | NYISO_J-K | Internal | Shoulder | B15 | 1203 | 330 | 0 | 36.47 | 37.98 | 3 | 0
2015 | PJM_E_2_NYISO_J-K | PJM_E | NYISO_J-K | Internal | Summer | B1 | 10 | 330 | 329.97 | 62.2 | 65.22 | 3 | 0.01
2015 | PJM_E_2_NYISO_J-K | PJM_E | NYISO_J-K | Internal | Summer | B2 | 25 | 330 | 0 | 60.49 | 58.84 | 3 | 0
2015 | PJM_E_2_NYISO_J-K | PJM_E | NYISO_J-K | Internal | Summer | B3 | 75 | 330 | 0 | 58.27 | 53.46 | 3 | 0
2015 | PJM_E_2_NYISO_J-K | PJM_E | NYISO_J-K | Internal | Summer | B4 | 100 | 330 | 0 | 57.55 | 49.51 | 3 | 0
2015 | PJM_E_2_NYISO_J-K | PJM_E | NYISO_J-K | Internal | Summer | B5 | 200 | 330 | 0 | 51.66 | 49.51 | 3 | 0
2015 | PJM_E_2_NYISO_J-K | PJM_E | NYISO_J-K | Internal | Summer | B6 | 300 | 330 | 0 | 46.76 | 42.78 | 3 | 0
2015 | PJM_E_2_NYISO_J-K | PJM_E | NYISO_J-K | Internal | Summer | B7 | 400 | 330 | 0 | 39.75 | 38.75 | 3 | 0
2015 | PJM_E_2_NYISO_J-K | PJM_E | NYISO_J-K | Internal | Summer | B8 | 500 | 330 | 0 | 37.21 | 36.34 | 3 | 0
2015 | PJM_E_2_NYISO_J-K | PJM_E | NYISO_J-K | Internal | Summer | B9 | 800 | 330 | 0 | 35.02 | 36.34 | 3 | 0
2015 | PJM_E_2_NYISO_J-K | PJM_E | NYISO_J-K | Internal | Summer | B10 | 1262 | 330 | 0 | 34.56 | 36.34 | 3 | 0
2015 | PJM_E_2_NYISO_J-K | PJM_E | NYISO_J-K | Internal | Winter | B16 | 25 | 330 | 0 | 53.11 | 49.12 | 3 | 0
2015 | PJM_E_2_NYISO_J-K | PJM_E | NYISO_J-K | Internal | Winter | B17 | 100 | 330 | 0 | 45.22 | 48.14 | 3 | 0
2015 | PJM_E_2_NYISO_J-K | PJM_E | NYISO_J-K | Internal | Winter | B18 | 400 | 330 | 330 | 44.03 | 48.14 | 3 | 1.11
2015 | PJM_E_2_NYISO_J-K | PJM_E | NYISO_J-K | Internal | Winter | B19 | 700 | 330 | 330 | 41.71 | 48.14 | 3 | 3.43
2015 | PJM_E_2_NYISO_J-K | PJM_E | NYISO_J-K | Internal | Winter | B20 | 935 | 330 | 330 | 39.57 | 44.32 | 3 | 1.76
2015 | PJM_E_2_PJM_ROM | PJM_E | PJM_ROM | Internal | Shoulder | B11 | 25 | 8000 | 3338.48 | 50.29 | 50.3 | 0.01 | 0
2015 | PJM_E_2_PJM_ROM | PJM_E | PJM_ROM | Internal | Shoulder | B12 | 200 | 8000 | 1784.29 | 42.88 | 42.89 | 0.01 | 0
2015 | PJM_E_2_PJM_ROM | PJM_E | PJM_ROM | Internal | Shoulder | B13 | 600 | 8000 | 0 | 40.32 | 40.31 | 0.01 | 0
2015 | PJM_E_2_PJM_ROM | PJM_E | PJM_ROM | Internal | Shoulder | B14 | 900 | 8000 | 0 | 39.31 | 39.3 | 0.01 | 0
2015 | PJM_E_2_PJM_ROM | PJM_E | PJM_ROM | Internal | Shoulder | B15 | 1203 | 8000 | 0 | 36.47 | 36.46 | 0.01 | 0
2015 | PJM_E_2_PJM_ROM | PJM_E | PJM_ROM | Internal | Summer | B1 | 10 | 8000 | 0.01 | 62.2 | 62.19 | 0.01 | 0
2015 | PJM_E_2_PJM_ROM | PJM_E | PJM_ROM | Internal | Summer | B2 | 25 | 8000 | 0 | 60.49 | 60.48 | 0.01 | 0
2015 | PJM_E_2_PJM_ROM | PJM_E | PJM_ROM | Internal | Summer | B3 | 75 | 8000 | 191.81 | 58.27 | 58.28 | 0.01 | 0
2015 | PJM_E_2_PJM_ROM | PJM_E | PJM_ROM | Internal | Summer | B4 | 100 | 8000 | 1867.59 | 57.55 | 57.56 | 0.01 | 0
2015 | PJM_E_2_PJM_ROM | PJM_E | PJM_ROM | Internal | Summer | B5 | 200 | 8000 | 0 | 51.66 | 51.65 | 0.01 | 0
2015 | PJM_E_2_PJM_ROM | PJM_E | PJM_ROM | Internal | Summer | B6 | 300 | 8000 | 0 | 46.76 | 46.75 | 0.01 | 0
2015 | PJM_E_2_PJM_ROM | PJM_E | PJM_ROM | Internal | Summer | B7 | 400 | 8000 | 0 | 39.75 | 39.74 | 0.01 | 0
2015 | PJM_E_2_PJM_ROM | PJM_E | PJM_ROM | Internal | Summer | B8 | 500 | 8000 | 0 | 37.21 | 37.2 | 0.01 | 0
2015 | PJM_E_2_PJM_ROM | PJM_E | PJM_ROM | Internal | Summer | B9 | 800 | 8000 | 0 | 35.02 | 35.01 | 0.01 | 0
2015 | PJM_E_2_PJM_ROM | PJM_E | PJM_ROM | Internal | Summer | B10 | 1262 | 8000 | 0 | 34.56 | 34.55 | 0.01 | 0
2015 | PJM_E_2_PJM_ROM | PJM_E | PJM_ROM | Internal | Winter | B16 | 25 | 8000 | 0 | 53.11 | 53.1 | 0.01 | 0
2015 | PJM_E_2_PJM_ROM | PJM_E | PJM_ROM | Internal | Winter | B17 | 100 | 8000 | 0 | 45.22 | 45.21 | 0.01 | 0
2015 | PJM_E_2_PJM_ROM | PJM_E | PJM_ROM | Internal | Winter | B18 | 400 | 8000 | 0 | 44.03 | 44.02 | 0.01 | 0
2015 | PJM_E_2_PJM_ROM | PJM_E | PJM_ROM | Internal | Winter | B19 | 700 | 8000 | 0 | 41.71 | 41.7 | 0.01 | 0
2015 | PJM_E_2_PJM_ROM | PJM_E | PJM_ROM | Internal | Winter | B20 | 935 | 8000 | 0 | 39.57 | 39.55 | 0.01 | 0
2015 | PJM_ROR_2_MISO_IN | PJM_ROR | MISO_IN | Internal | Shoulder | B11 | 25 | 909 | 495.05 | 50.31 | 51.31 | 1 | 0
2015 | PJM_ROR_2_MISO_IN | PJM_ROR | MISO_IN | Internal | Shoulder | B12 | 200 | 909 | 0 | 42.88 | 41.89 | 1 | 0
2015 | PJM_ROR_2_MISO_IN | PJM_ROR | MISO_IN | Internal | Shoulder | B13 | 600 | 909 | 0 | 40.3 | 39.3 | 1 | 0
2015 | PJM_ROR_2_MISO_IN | PJM_ROR | MISO_IN | Internal | Shoulder | B14 | 900 | 909 | 0 | 39.29 | 38.29 | 1 | 0
2015 | PJM_ROR_2_MISO_IN | PJM_ROR | MISO_IN | Internal | Shoulder | B15 | 1203 | 909 | 0 | 35.47 | 34.48 | 1 | 0
2015 | PJM_ROR_2_MISO_IN | PJM_ROR | MISO_IN | Internal | Summer | B1 | 10 | 909 | 0 | 62.18 | 61.17 | 1 | 0
2015 | PJM_ROR_2_MISO_IN | PJM_ROR | MISO_IN | Internal | Summer | B2 | 25 | 909 | 0 | 60.47 | 59.48 | 1 | 0
2015 | PJM_ROR_2_MISO_IN | PJM_ROR | MISO_IN | Internal | Summer | B3 | 75 | 909 | 0 | 58.29 | 57.95 | 1 | 0
2015 | PJM_ROR_2_MISO_IN | PJM_ROR | MISO_IN | Internal | Summer | B4 | 100 | 909 | 0 | 57.57 | 56.57 | 1 | 0
2015 | PJM_ROR_2_MISO_IN | PJM_ROR | MISO_IN | Internal | Summer | B5 | 200 | 909 | 0 | 51.64 | 50.64 | 1 | 0
2015 | PJM_ROR_2_MISO_IN | PJM_ROR | MISO_IN | Internal | Summer | B6 | 300 | 909 | 0 | 46.74 | 45.75 | 1 | 0
2015 | PJM_ROR_2_MISO_IN | PJM_ROR | MISO_IN | Internal | Summer | B7 | 400 | 909 | 0 | 39.73 | 38.73 | 1 | 0
2015 | PJM_ROR_2_MISO_IN | PJM_ROR | MISO_IN | Internal | Summer | B8 | 500 | 909 | 0 | 36.28 | 35.28 | 1 | 0
2015 | PJM_ROR_2_MISO_IN | PJM_ROR | MISO_IN | Internal | Summer | B9 | 800 | 909 | 0 | 34.84 | 33.84 | 1 | 0
2015 | PJM_ROR_2_MISO_IN | PJM_ROR | MISO_IN | Internal | Summer | B10 | 1262 | 909 | 0 | 33.28 | 32.62 | 1 | 0
2015 | PJM_ROR_2_MISO_IN | PJM_ROR | MISO_IN | Internal | Winter | B16 | 25 | 909 | 0 | 53.09 | 52.1 | 1 | 0
2015 | PJM_ROR_2_MISO_IN | PJM_ROR | MISO_IN | Internal | Winter | B17 | 100 | 909 | 0 | 45.2 | 44.21 | 1 | 0
2015 | PJM_ROR_2_MISO_IN | PJM_ROR | MISO_IN | Internal | Winter | B18 | 400 | 909 | 0 | 41.17 | 40.17 | 1 | 0
2015 | PJM_ROR_2_MISO_IN | PJM_ROR | MISO_IN | Internal | Winter | B19 | 700 | 909 | 0 | 39.28 | 38.28 | 1 | 0
2015 | PJM_ROR_2_MISO_IN | PJM_ROR | MISO_IN | Internal | Winter | B20 | 935 | 909 | 0 | 35.17 | 34.18 | 1 | 0
2015 | PJM_ROR_2_MISO_MI | PJM_ROR | MISO_MI | Internal | Shoulder | B11 | 25 | 1305 | 0 | 50.31 | 48.33 | 1 | 0
2015 | PJM_ROR_2_MISO_MI | PJM_ROR | MISO_MI | Internal | Shoulder | B12 | 200 | 1305 | 0 | 42.88 | 41.88 | 1 | 0
2015 | PJM_ROR_2_MISO_MI | PJM_ROR | MISO_MI | Internal | Shoulder | B13 | 600 | 1305 | 0 | 40.3 | 39.3 | 1 | 0
2015 | PJM_ROR_2_MISO_MI | PJM_ROR | MISO_MI | Internal | Shoulder | B14 | 900 | 1305 | 0 | 39.29 | 38.28 | 1 | 0
2015 | PJM_ROR_2_MISO_MI | PJM_ROR | MISO_MI | Internal | Shoulder | B15 | 1203 | 1305 | 0 | 35.47 | 34.47 | 1 | 0
2015 | PJM_ROR_2_MISO_MI | PJM_ROR | MISO_MI | Internal | Summer | B1 | 10 | 1305 | 0 | 62.18 | 61.16 | 1 | 0
2015 | PJM_ROR_2_MISO_MI | PJM_ROR | MISO_MI | Internal | Summer | B2 | 25 | 1305 | 0 | 60.47 | 59.43 | 1 | 0
2015 | PJM_ROR_2_MISO_MI | PJM_ROR | MISO_MI | Internal | Summer | B3 | 75 | 1305 | 0 | 58.29 | 54.01 | 1 | 0
2015 | PJM_ROR_2_MISO_MI | PJM_ROR | MISO_MI | Internal | Summer | B4 | 100 | 1305 | 0 | 57.57 | 54.01 | 1 | 0
2015 | PJM_ROR_2_MISO_MI | PJM_ROR | MISO_MI | Internal | Summer | B5 | 200 | 1305 | 0 | 51.64 | 50.63 | 1 | 0
2015 | PJM_ROR_2_MISO_MI | PJM_ROR | MISO_MI | Internal | Summer | B6 | 300 | 1305 | 0 | 46.74 | 45.74 | 1 | 0
2015 | PJM_ROR_2_MISO_MI | PJM_ROR | MISO_MI | Internal | Summer | B7 | 400 | 1305 | 0 | 39.73 | 38.73 | 1 | 0
2015 | PJM_ROR_2_MISO_MI | PJM_ROR | MISO_MI | Internal | Summer | B8 | 500 | 1305 | 0 | 36.28 | 35.29 | 1 | 0
2015 | PJM_ROR_2_MISO_MI | PJM_ROR | MISO_MI | Internal | Summer | B9 | 800 | 1305 | 0 | 34.84 | 33.86 | 1 | 0
2015 | PJM_ROR_2_MISO_MI | PJM_ROR | MISO_MI | Internal | Summer | B10 | 1262 | 1305 | 0 | 33.28 | 32.63 | 1 | 0
2015 | PJM_ROR_2_MISO_MI | PJM_ROR | MISO_MI | Internal | Winter | B16 | 25 | 1305 | 0 | 53.09 | 48.97 | 1 | 0
2015 | PJM_ROR_2_MISO_MI | PJM_ROR | MISO_MI | Internal | Winter | B17 | 100 | 1305 | 0 | 45.2 | 44.2 | 1 | 0
2015 | PJM_ROR_2_MISO_MI | PJM_ROR | MISO_MI | Internal | Winter | B18 | 400 | 1305 | 0 | 41.17 | 40.17 | 1 | 0
2015 | PJM_ROR_2_MISO_MI | PJM_ROR | MISO_MI | Internal | Winter | B19 | 700 | 1305 | 0 | 39.28 | 38.29 | 1 | 0
2015 | PJM_ROR_2_MISO_MI | PJM_ROR | MISO_MI | Internal | Winter | B20 | 935 | 1305 | 0 | 35.17 | 34.18 | 1 | 0
2015 | PJM_ROR_2_MISO_MO-IL | PJM_ROR | MISO_MO-IL | Internal | Shoulder | B11 | 25 | 1111 | 1110.99 | 50.31 | 51.32 | 1 | 0.01
2015 | PJM_ROR_2_MISO_MO-IL | PJM_ROR | MISO_MO-IL | Internal | Shoulder | B12 | 200 | 1111 | 0 | 42.88 | 41.88 | 1 | 0
2015 | PJM_ROR_2_MISO_MO-IL | PJM_ROR | MISO_MO-IL | Internal | Shoulder | B13 | 600 | 1111 | 0 | 40.3 | 39.29 | 1 | 0
2015 | PJM_ROR_2_MISO_MO-IL | PJM_ROR | MISO_MO-IL | Internal | Shoulder | B14 | 900 | 1111 | 0 | 39.29 | 38.28 | 1 | 0
2015 | PJM_ROR_2_MISO_MO-IL | PJM_ROR | MISO_MO-IL | Internal | Shoulder | B15 | 1203 | 1111 | 0 | 35.47 | 34.47 | 1 | 0
2015 | PJM_ROR_2_MISO_MO-IL | PJM_ROR | MISO_MO-IL | Internal | Summer | B1 | 10 | 1111 | 0 | 62.18 | 61.18 | 1 | 0
2015 | PJM_ROR_2_MISO_MO-IL | PJM_ROR | MISO_MO-IL | Internal | Summer | B2 | 25 | 1111 | 0 | 60.47 | 59.47 | 1 | 0
2015 | PJM_ROR_2_MISO_MO-IL | PJM_ROR | MISO_MO-IL | Internal | Summer | B3 | 75 | 1111 | 0 | 58.29 | 57.93 | 1 | 0
2015 | PJM_ROR_2_MISO_MO-IL | PJM_ROR | MISO_MO-IL | Internal | Summer | B4 | 100 | 1111 | 0 | 57.57 | 56.57 | 1 | 0
2015 | PJM_ROR_2_MISO_MO-IL | PJM_ROR | MISO_MO-IL | Internal | Summer | B5 | 200 | 1111 | 0 | 51.64 | 50.64 | 1 | 0
2015 | PJM_ROR_2_MISO_MO-IL | PJM_ROR | MISO_MO-IL | Internal | Summer | B6 | 300 | 1111 | 0 | 46.74 | 45.76 | 1 | 0
2015 | PJM_ROR_2_MISO_MO-IL | PJM_ROR | MISO_MO-IL | Internal | Summer | B7 | 400 | 1111 | 0 | 39.73 | 38.73 | 1 | 0
2015 | PJM_ROR_2_MISO_MO-IL | PJM_ROR | MISO_MO-IL | Internal | Summer | B8 | 500 | 1111 | 0 | 36.28 | 35.27 | 1 | 0
2015 | PJM_ROR_2_MISO_MO-IL | PJM_ROR | MISO_MO-IL | Internal | Summer | B9 | 800 | 1111 | 0 | 34.84 | 33.83 | 1 | 0
2015 | PJM_ROR_2_MISO_MO-IL | PJM_ROR | MISO_MO-IL | Internal | Summer | B10 | 1262 | 1111 | 0 | 33.28 | 32.6 | 1 | 0
2015 | PJM_ROR_2_MISO_MO-IL | PJM_ROR | MISO_MO-IL | Internal | Winter | B16 | 25 | 1111 | 0 | 53.09 | 52.09 | 1 | 0
2015 | PJM_ROR_2_MISO_MO-IL | PJM_ROR | MISO_MO-IL | Internal | Winter | B17 | 100 | 1111 | 0 | 45.2 | 44.2 | 1 | 0
2015 | PJM_ROR_2_MISO_MO-IL | PJM_ROR | MISO_MO-IL | Internal | Winter | B18 | 400 | 1111 | 0 | 41.17 | 40.15 | 1 | 0
2015 | PJM_ROR_2_MISO_MO-IL | PJM_ROR | MISO_MO-IL | Internal | Winter | B19 | 700 | 1111 | 0 | 39.28 | 38.27 | 1 | 0
2015 | PJM_ROR_2_MISO_MO-IL | PJM_ROR | MISO_MO-IL | Internal | Winter | B20 | 935 | 1111 | 0 | 35.17 | 34.17 | 1 | 0
2015 | PJM_ROR_2_MISO_W | PJM_ROR | MISO_W | Internal | Shoulder | B11 | 25 | 10071 | 396.54 | 50.31 | 51.31 | 1 | 0
2015 | PJM_ROR_2_MISO_W | PJM_ROR | MISO_W | Internal | Shoulder | B12 | 200 | 10071 | 0 | 42.88 | 41.88 | 1 | 0
2015 | PJM_ROR_2_MISO_W | PJM_ROR | MISO_W | Internal | Shoulder | B13 | 600 | 10071 | 0 | 40.3 | 39.3 | 1 | 0
2015 | PJM_ROR_2_MISO_W | PJM_ROR | MISO_W | Internal | Shoulder | B14 | 900 | 10071 | 0 | 39.29 | 38.29 | 1 | 0
2015 | PJM_ROR_2_MISO_W | PJM_ROR | MISO_W | Internal | Shoulder | B15 | 1203 | 10071 | 0 | 35.47 | 34.48 | 1 | 0
2015 | PJM_ROR_2_MISO_W | PJM_ROR | MISO_W | Internal | Summer | B1 | 10 | 10071 | 0 | 62.18 | 61.18 | 1 | 0
2015 | PJM_ROR_2_MISO_W | PJM_ROR | MISO_W | Internal | Summer | B2 | 25 | 10071 | 0 | 60.47 | 59.47 | 1 | 0
2015 | PJM_ROR_2_MISO_W | PJM_ROR | MISO_W | Internal | Summer | B3 | 75 | 10071 | 0 | 58.29 | 57.95 | 1 | 0
2015 | PJM_ROR_2_MISO_W | PJM_ROR | MISO_W | Internal | Summer | B4 | 100 | 10071 | 0 | 57.57 | 56.58 | 1 | 0
2015 | PJM_ROR_2_MISO_W | PJM_ROR | MISO_W | Internal | Summer | B5 | 200 | 10071 | 0 | 51.64 | 50.65 | 1 | 0
2015 | PJM_ROR_2_MISO_W | PJM_ROR | MISO_W | Internal | Summer | B6 | 300 | 10071 | 0 | 46.74 | 45.78 | 1 | 0
2015 | PJM_ROR_2_MISO_W | PJM_ROR | MISO_W | Internal | Summer | B7 | 400 | 10071 | 0 | 39.73 | 38.74 | 1 | 0
2015 | PJM_ROR_2_MISO_W | PJM_ROR | MISO_W | Internal | Summer | B8 | 500 | 10071 | 0 | 36.28 | 35.28 | 1 | 0
2015 | PJM_ROR_2_MISO_W | PJM_ROR | MISO_W | Internal | Summer | B9 | 800 | 10071 | 0 | 34.84 | 33.84 | 1 | 0
2015 | PJM_ROR_2_MISO_W | PJM_ROR | MISO_W | Internal | Summer | B10 | 1262 | 10071 | 0 | 33.28 | 32.62 | 1 | 0
2015 | PJM_ROR_2_MISO_W | PJM_ROR | MISO_W | Internal | Winter | B16 | 25 | 10071 | 0 | 53.09 | 52.09 | 1 | 0
2015 | PJM_ROR_2_MISO_W | PJM_ROR | MISO_W | Internal | Winter | B17 | 100 | 10071 | 0 | 45.2 | 44.2 | 1 | 0
2015 | PJM_ROR_2_MISO_W | PJM_ROR | MISO_W | Internal | Winter | B18 | 400 | 10071 | 0 | 41.17 | 40.17 | 1 | 0
2015 | PJM_ROR_2_MISO_W | PJM_ROR | MISO_W | Internal | Winter | B19 | 700 | 10071 | 0 | 39.28 | 38.28 | 1 | 0
2015 | PJM_ROR_2_MISO_W | PJM_ROR | MISO_W | Internal | Winter | B20 | 935 | 10071 | 0 | 35.17 | 34.18 | 1 | 0
2015 | PJM_ROR_2_MISO_WUMS | PJM_ROR | MISO_WUMS | Internal | Shoulder | B11 | 25 | 1467 | 216.77 | 50.31 | 51.31 | 1 | 0
2015 | PJM_ROR_2_MISO_WUMS | PJM_ROR | MISO_WUMS | Internal | Shoulder | B12 | 200 | 1467 | 0 | 42.88 | 41.89 | 1 | 0
2015 | PJM_ROR_2_MISO_WUMS | PJM_ROR | MISO_WUMS | Internal | Shoulder | B13 | 600 | 1467 | 0 | 40.3 | 39.31 | 1 | 0
2015 | PJM_ROR_2_MISO_WUMS | PJM_ROR | MISO_WUMS | Internal | Shoulder | B14 | 900 | 1467 | 0 | 39.29 | 38.29 | 1 | 0
2015 | PJM_ROR_2_MISO_WUMS | PJM_ROR | MISO_WUMS | Internal | Shoulder | B15 | 1203 | 1467 | 0 | 35.47 | 34.47 | 1 | 0
2015 | PJM_ROR_2_MISO_WUMS | PJM_ROR | MISO_WUMS | Internal | Summer | B1 | 10 | 1467 | 0 | 62.18 | 61.18 | 1 | 0
2015 | PJM_ROR_2_MISO_WUMS | PJM_ROR | MISO_WUMS | Internal | Summer | B2 | 25 | 1467 | 0 | 60.47 | 59.47 | 1 | 0
2015 | PJM_ROR_2_MISO_WUMS | PJM_ROR | MISO_WUMS | Internal | Summer | B3 | 75 | 1467 | 0 | 58.29 | 57.96 | 1 | 0
2015 | PJM_ROR_2_MISO_WUMS | PJM_ROR | MISO_WUMS | Internal | Summer | B4 | 100 | 1467 | 0 | 57.57 | 56.6 | 1 | 0
2015 | PJM_ROR_2_MISO_WUMS | PJM_ROR | MISO_WUMS | Internal | Summer | B5 | 200 | 1467 | 0 | 51.64 | 50.64 | 1 | 0
2015 | PJM_ROR_2_MISO_WUMS | PJM_ROR | MISO_WUMS | Internal | Summer | B6 | 300 | 1467 | 0 | 46.74 | 45.76 | 1 | 0
2015 | PJM_ROR_2_MISO_WUMS | PJM_ROR | MISO_WUMS | Internal | Summer | B7 | 400 | 1467 | 0 | 39.73 | 38.73 | 1 | 0
2015 | PJM_ROR_2_MISO_WUMS | PJM_ROR | MISO_WUMS | Internal | Summer | B8 | 500 | 1467 | 0 | 36.28 | 35.28 | 1 | 0
2015 | PJM_ROR_2_MISO_WUMS | PJM_ROR | MISO_WUMS | Internal | Summer | B9 | 800 | 1467 | 0 | 34.84 | 33.84 | 1 | 0
2015 | PJM_ROR_2_MISO_WUMS | PJM_ROR | MISO_WUMS | Internal | Summer | B10 | 1262 | 1467 | 0 | 33.28 | 32.63 | 1 | 0
2015 | PJM_ROR_2_MISO_WUMS | PJM_ROR | MISO_WUMS | Internal | Winter | B16 | 25 | 1467 | 0 | 53.09 | 52.09 | 1 | 0
2015 | PJM_ROR_2_MISO_WUMS | PJM_ROR | MISO_WUMS | Internal | Winter | B17 | 100 | 1467 | 0 | 45.2 | 44.2 | 1 | 0
2015 | PJM_ROR_2_MISO_WUMS | PJM_ROR | MISO_WUMS | Internal | Winter | B18 | 400 | 1467 | 0 | 41.17 | 40.17 | 1 | 0
2015 | PJM_ROR_2_MISO_WUMS | PJM_ROR | MISO_WUMS | Internal | Winter | B19 | 700 | 1467 | 0 | 39.28 | 38.28 | 1 | 0
2015 | PJM_ROR_2_MISO_WUMS | PJM_ROR | MISO_WUMS | Internal | Winter | B20 | 935 | 1467 | 0 | 35.17 | 34.19 | 1 | 0
2015 | PJM_ROR_2_PJM_ROM | PJM_ROR | PJM_ROM | Internal | Shoulder | B11 | 25 | 8000 | 0 | 50.31 | 50.3 | 0.01 | 0
2015 | PJM_ROR_2_PJM_ROM | PJM_ROR | PJM_ROM | Internal | Shoulder | B12 | 200 | 8000 | 78.42 | 42.88 | 42.89 | 0.01 | 0
2015 | PJM_ROR_2_PJM_ROM | PJM_ROR | PJM_ROM | Internal | Shoulder | B13 | 600 | 8000 | 3346.9 | 40.3 | 40.31 | 0.01 | 0
2015 | PJM_ROR_2_PJM_ROM | PJM_ROR | PJM_ROM | Internal | Shoulder | B14 | 900 | 8000 | 6842.58 | 39.29 | 39.3 | 0.01 | 0
2015 | PJM_ROR_2_PJM_ROM | PJM_ROR | PJM_ROM | Internal | Shoulder | B15 | 1203 | 8000 | 8000 | 35.47 | 36.46 | 0.01 | 0.98
2015 | PJM_ROR_2_PJM_ROM | PJM_ROR | PJM_ROM | Internal | Summer | B1 | 10 | 8000 | 5332.79 | 62.18 | 62.19 | 0.01 | 0
2015 | PJM_ROR_2_PJM_ROM | PJM_ROR | PJM_ROM | Internal | Summer | B2 | 25 | 8000 | 5796.29 | 60.47 | 60.48 | 0.01 | 0
2015 | PJM_ROR_2_PJM_ROM | PJM_ROR | PJM_ROM | Internal | Summer | B3 | 75 | 8000 | 0 | 58.29 | 58.28 | 0.01 | 0
2015 | PJM_ROR_2_PJM_ROM | PJM_ROR | PJM_ROM | Internal | Summer | B4 | 100 | 8000 | 0 | 57.57 | 57.56 | 0.01 | 0
2015 | PJM_ROR_2_PJM_ROM | PJM_ROR | PJM_ROM | Internal | Summer | B5 | 200 | 8000 | 1070.9 | 51.64 | 51.65 | 0.01 | 0
2015 | PJM_ROR_2_PJM_ROM | PJM_ROR | PJM_ROM | Internal | Summer | B6 | 300 | 8000 | 759.32 | 46.74 | 46.75 | 0.01 | 0
2015 | PJM_ROR_2_PJM_ROM | PJM_ROR | PJM_ROM | Internal | Summer | B7 | 400 | 8000 | 3692.98 | 39.73 | 39.74 | 0.01 | 0
2015 | PJM_ROR_2_PJM_ROM | PJM_ROR | PJM_ROM | Internal | Summer | B8 | 500 | 8000 | 8000 | 36.28 | 37.2 | 0.01 | 0.91
2015 | PJM_ROR_2_PJM_ROM | PJM_ROR | PJM_ROM | Internal | Summer | B9 | 800 | 8000 | 8000 | 34.84 | 35.01 | 0.01 | 0.15
2015 | PJM_ROR_2_PJM_ROM | PJM_ROR | PJM_ROM | Internal | Summer | B10 | 1262 | 8000 | 8000 | 33.28 | 34.55 | 0.01 | 1.26
2015 | PJM_ROR_2_PJM_ROM | PJM_ROR | PJM_ROM | Internal | Winter | B16 | 25 | 8000 | 3644.97 | 53.09 | 53.1 | 0.01 | 0
2015 | PJM_ROR_2_PJM_ROM | PJM_ROR | PJM_ROM | Internal | Winter | B17 | 100 | 8000 | 7398.24 | 45.2 | 45.21 | 0.01 | 0
2015 | PJM_ROR_2_PJM_ROM | PJM_ROR | PJM_ROM | Internal | Winter | B18 | 400 | 8000 | 8000 | 41.17 | 44.02 | 0.01 | 2.84
2015 | PJM_ROR_2_PJM_ROM | PJM_ROR | PJM_ROM | Internal | Winter | B19 | 700 | 8000 | 8000 | 39.28 | 41.7 | 0.01 | 2.41
2015 | PJM_ROR_2_PJM_ROM | PJM_ROR | PJM_ROM | Internal | Winter | B20 | 935 | 8000 | 8000 | 35.17 | 39.55 | 0.01 | 4.37
2015 | PJM_ROR_2_TVA_Transmission | PJM_ROR | TVA_Transmission | Internal | Shoulder | B11 | 25 | 2500 | 2500 | 50.31 | 53.67 | 3 | 0.36
2015 | PJM_ROR_2_TVA_Transmission | PJM_ROR | TVA_Transmission | Internal | Shoulder | B12 | 200 | 2500 | 0 | 42.88 | 42.76 | 3 | 0
2015 | PJM_ROR_2_TVA_Transmission | PJM_ROR | TVA_Transmission | Internal | Shoulder | B13 | 600 | 2500 | 0 | 40.3 | 41.43 | 3 | 0
2015 | PJM_ROR_2_TVA_Transmission | PJM_ROR | TVA_Transmission | Internal | Shoulder | B14 | 900 | 2500 | 0 | 39.29 | 39.88 | 3 | 0
2015 | PJM_ROR_2_TVA_Transmission | PJM_ROR | TVA_Transmission | Internal | Shoulder | B15 | 1203 | 2500 | 270.38 | 35.47 | 38.47 | 3 | 0
2015 | PJM_ROR_2_TVA_Transmission | PJM_ROR | TVA_Transmission | Internal | Summer | B1 | 10 | 2500 | 1160.58 | 62.18 | 65.18 | 3 | 0
2015 | PJM_ROR_2_TVA_Transmission | PJM_ROR | TVA_Transmission | Internal | Summer | B2 | 25 | 2500 | 2180.08 | 60.47 | 63.47 | 3 | 0
2015 | PJM_ROR_2_TVA_Transmission | PJM_ROR | TVA_Transmission | Internal | Summer | B3 | 75 | 2500 | 2500 | 58.29 | 61.93 | 3 | 0.64
2015 | PJM_ROR_2_TVA_Transmission | PJM_ROR | TVA_Transmission | Internal | Summer | B4 | 100 | 2500 | 2468.94 | 57.57 | 60.57 | 3 | 0
2015 | PJM_ROR_2_TVA_Transmission | PJM_ROR | TVA_Transmission | Internal | Summer | B5 | 200 | 2500 | 901.07 | 51.64 | 54.64 | 3 | 0
2015 | PJM_ROR_2_TVA_Transmission | PJM_ROR | TVA_Transmission | Internal | Summer | B6 | 300 | 2500 | 0 | 46.74 | 49.69 | 3 | 0
2015 | PJM_ROR_2_TVA_Transmission | PJM_ROR | TVA_Transmission | Internal | Summer | B7 | 400 | 2500 | 69.46 | 39.73 | 42.73 | 3 | 0
2015 | PJM_ROR_2_TVA_Transmission | PJM_ROR | TVA_Transmission | Internal | Summer | B8 | 500 | 2500 | 0 | 36.28 | 38.56 | 3 | 0
2015 | PJM_ROR_2_TVA_Transmission | PJM_ROR | TVA_Transmission | Internal | Summer | B9 | 800 | 2500 | 0 | 34.84 | 37.83 | 3 | 0
2015 | PJM_ROR_2_TVA_Transmission | PJM_ROR | TVA_Transmission | Internal | Summer | B10 | 1262 | 2500 | 0 | 33.28 | 35.83 | 3 | 0
2015 | PJM_ROR_2_TVA_Transmission | PJM_ROR | TVA_Transmission | Internal | Winter | B16 | 25 | 2500 | 2309.21 | 53.09 | 56.09 | 3 | 0
2015 | PJM_ROR_2_TVA_Transmission | PJM_ROR | TVA_Transmission | Internal | Winter | B17 | 100 | 2500 | 0 | 45.2 | 45.17 | 3 | 0
2015 | PJM_ROR_2_TVA_Transmission | PJM_ROR | TVA_Transmission | Internal | Winter | B18 | 400 | 2500 | 0 | 41.17 | 42.39 | 3 | 0
2015 | PJM_ROR_2_TVA_Transmission | PJM_ROR | TVA_Transmission | Internal | Winter | B19 | 700 | 2500 | 0 | 39.28 | 39.96 | 3 | 0
2015 | PJM_ROR_2_TVA_Transmission | PJM_ROR | TVA_Transmission | Internal | Winter | B20 | 935 | 2500 | 545.41 | 35.17 | 38.17 | 3 | 0
2015 | PJM_ROR_2_VACAR | PJM_ROR | VACAR | Internal | Shoulder | B11 | 25 | 3865 | 3865 | 50.31 | 54.67 | 3 | 1.36
2015 | PJM_ROR_2_VACAR | PJM_ROR | VACAR | Internal | Shoulder | B12 | 200 | 3865 | 3703.66 | 42.88 | 45.88 | 3 | 0
2015 | PJM_ROR_2_VACAR | PJM_ROR | VACAR | Internal | Shoulder | B13 | 600 | 3865 | 3116.92 | 40.3 | 43.3 | 3 | 0
2015 | PJM_ROR_2_VACAR | PJM_ROR | VACAR | Internal | Shoulder | B14 | 900 | 3865 | 3865 | 39.29 | 43.2 | 3 | 0.91
2015 | PJM_ROR_2_VACAR | PJM_ROR | VACAR | Internal | Shoulder | B15 | 1203 | 3865 | 3865 | 35.47 | 41.49 | 3 | 3.02
2015 | PJM_ROR_2_VACAR | PJM_ROR | VACAR | Internal | Summer | B1 | 10 | 3865 | 3865 | 62.18 | 69.73 | 3 | 4.55
2015 | PJM_ROR_2_VACAR | PJM_ROR | VACAR | Internal | Summer | B2 | 25 | 3865 | 3865 | 60.47 | 69.73 | 3 | 6.26
2015 | PJM_ROR_2_VACAR | PJM_ROR | VACAR | Internal | Summer | B3 | 75 | 3865 | 3865 | 58.29 | 68.59 | 3 | 7.3
2015 | PJM_ROR_2_VACAR | PJM_ROR | VACAR | Internal | Summer | B4 | 100 | 3865 | 3865 | 57.57 | 62.93 | 3 | 2.36
2015 | PJM_ROR_2_VACAR | PJM_ROR | VACAR | Internal | Summer | B5 | 200 | 3865 | 3865 | 51.64 | 55.77 | 3 | 1.13
2015 | PJM_ROR_2_VACAR | PJM_ROR | VACAR | Internal | Summer | B6 | 300 | 3865 | 3865 | 46.74 | 50.65 | 3 | 0.91
2015 | PJM_ROR_2_VACAR | PJM_ROR | VACAR | Internal | Summer | B7 | 400 | 3865 | 3865 | 39.73 | 44.16 | 3 | 1.43
2015 | PJM_ROR_2_VACAR | PJM_ROR | VACAR | Internal | Summer | B8 | 500 | 3865 | 3865 | 36.28 | 42.58 | 3 | 3.3
2015 | PJM_ROR_2_VACAR | PJM_ROR | VACAR | Internal | Summer | B9 | 800 | 3865 | 3865 | 34.84 | 41.49 | 3 | 3.65
2015 | PJM_ROR_2_VACAR | PJM_ROR | VACAR | Internal | Summer | B10 | 1262 | 3865 | 3865 | 33.28 | 40.05 | 3 | 3.77
2015 | PJM_ROR_2_VACAR | PJM_ROR | VACAR | Internal | Winter | B16 | 25 | 3865 | 3865 | 53.09 | 58.54 | 3 | 2.45
2015 | PJM_ROR_2_VACAR | PJM_ROR | VACAR | Internal | Winter | B17 | 100 | 3865 | 2356.41 | 45.2 | 48.2 | 3 | 0
2015 | PJM_ROR_2_VACAR | PJM_ROR | VACAR | Internal | Winter | B18 | 400 | 3865 | 2604.92 | 41.17 | 44.17 | 3 | 0
2015 | PJM_ROR_2_VACAR | PJM_ROR | VACAR | Internal | Winter | B19 | 700 | 3865 | 3865 | 39.28 | 43.44 | 3 | 1.16
2015 | PJM_ROR_2_VACAR | PJM_ROR | VACAR | Internal | Winter | B20 | 935 | 3865 | 3865 | 35.17 | 42.12 | 3 | 3.96
2015 | PJM_ROM_2_NYISO_A-F | PJM_ROM | NYISO_A-F | Internal | Shoulder | B11 | 25 | 2000 | 0 | 50.3 | 40.13 | 3 | 0
2015 | PJM_ROM_2_NYISO_A-F | PJM_ROM | NYISO_A-F | Internal | Shoulder | B12 | 200 | 2000 | 0 | 42.89 | 38.89 | 3 | 0
2015 | PJM_ROM_2_NYISO_A-F | PJM_ROM | NYISO_A-F | Internal | Shoulder | B13 | 600 | 2000 | 0 | 40.31 | 38.4 | 3 | 0
2015 | PJM_ROM_2_NYISO_A-F | PJM_ROM | NYISO_A-F | Internal | Shoulder | B14 | 900 | 2000 | 0 | 39.3 | 37.96 | 3 | 0
2015 | PJM_ROM_2_NYISO_A-F | PJM_ROM | NYISO_A-F | Internal | Shoulder | B15 | 1203 | 2000 | 0 | 36.46 | 37.96 | 3 | 0
2015 | PJM_ROM_2_NYISO_A-F | PJM_ROM | NYISO_A-F | Internal | Summer | B1 | 10 | 2000 | 0 | 62.19 | 61.16 | 3 | 0
2015 | PJM_ROM_2_NYISO_A-F | PJM_ROM | NYISO_A-F | Internal | Summer | B2 | 25 | 2000 | 0 | 60.48 | 58.81 | 3 | 0
2015 | PJM_ROM_2_NYISO_A-F | PJM_ROM | NYISO_A-F | Internal | Summer | B3 | 75 | 2000 | 0 | 58.28 | 50.79 | 3 | 0
2015 | PJM_ROM_2_NYISO_A-F | PJM_ROM | NYISO_A-F | Internal | Summer | B4 | 100 | 2000 | 0 | 57.56 | 43.24 | 3 | 0
2015 | PJM_ROM_2_NYISO_A-F | PJM_ROM | NYISO_A-F | Internal | Summer | B5 | 200 | 2000 | 0 | 51.65 | 42.53 | 3 | 0
2015 | PJM_ROM_2_NYISO_A-F | PJM_ROM | NYISO_A-F | Internal | Summer | B6 | 300 | 2000 | 0 | 46.75 | 42.53 | 3 | 0
2015 | PJM_ROM_2_NYISO_A-F | PJM_ROM | NYISO_A-F | Internal | Summer | B7 | 400 | 2000 | 0 | 39.74 | 38.73 | 3 | 0
2015 | PJM_ROM_2_NYISO_A-F | PJM_ROM | NYISO_A-F | Internal | Summer | B8 | 500 | 2000 | 0 | 37.2 | 36.31 | 3 | 0
2015 | PJM_ROM_2_NYISO_A-F | PJM_ROM | NYISO_A-F | Internal | Summer | B9 | 800 | 2000 | 0 | 35.01 | 36.31 | 3 | 0
2015 | PJM_ROM_2_NYISO_A-F | PJM_ROM | NYISO_A-F | Internal | Summer | B10 | 1262 | 2000 | 0 | 34.55 | 36.31 | 3 | 0
2015 | PJM_ROM_2_NYISO_A-F | PJM_ROM | NYISO_A-F | Internal | Winter | B16 | 25 | 2000 | 0 | 53.1 | 46.66 | 3 | 0
2015 | PJM_ROM_2_NYISO_A-F | PJM_ROM | NYISO_A-F | Internal | Winter | B17 | 100 | 2000 | 0 | 45.21 | 42.55 | 3 | 0
2015 | PJM_ROM_2_NYISO_A-F | PJM_ROM | NYISO_A-F | Internal | Winter | B18 | 400 | 2000 | 0 | 44.02 | 42.55 | 3 | 0
2015 | PJM_ROM_2_NYISO_A-F | PJM_ROM | NYISO_A-F | Internal | Winter | B19 | 700 | 2000 | 0 | 41.7 | 42.55 | 3 | 0
2015 | PJM_ROM_2_NYISO_A-F | PJM_ROM | NYISO_A-F | Internal | Winter | B20 | 935 | 2000 | 1272.02 | 39.55 | 42.55 | 3 | 0
2015 | PJM_ROM_2_PJM_E | PJM_ROM | PJM_E | Internal | Shoulder | B11 | 25 | 8000 | 0 | 50.3 | 50.29 | 0.01 | 0
2015 | PJM_ROM_2_PJM_E | PJM_ROM | PJM_E | Internal | Shoulder | B12 | 200 | 8000 | 0 | 42.89 | 42.88 | 0.01 | 0
2015 | PJM_ROM_2_PJM_E | PJM_ROM | PJM_E | Internal | Shoulder | B13 | 600 | 8000 | 865.2 | 40.31 | 40.32 | 0.01 | 0
2015 | PJM_ROM_2_PJM_E | PJM_ROM | PJM_E | Internal | Shoulder | B14 | 900 | 8000 | 3178.43 | 39.3 | 39.31 | 0.01 | 0
2015 | PJM_ROM_2_PJM_E | PJM_ROM | PJM_E | Internal | Shoulder | B15 | 1203 | 8000 | 4422.13 | 36.46 | 36.47 | 0.01 | 0
2015 | PJM_ROM_2_PJM_E | PJM_ROM | PJM_E | Internal | Summer | B1 | 10 | 8000 | 3670.78 | 62.19 | 62.2 | 0.01 | 0
2015 | PJM_ROM_2_PJM_E | PJM_ROM | PJM_E | Internal | Summer | B2 | 25 | 8000 | 4633.3 | 60.48 | 60.49 | 0.01 | 0
2015 | PJM_ROM_2_PJM_E | PJM_ROM | PJM_E | Internal | Summer | B3 | 75 | 8000 | 0 | 58.28 | 58.27 | 0.01 | 0
2015 | PJM_ROM_2_PJM_E | PJM_ROM | PJM_E | Internal | Summer | B4 | 100 | 8000 | 0 | 57.56 | 57.55 | 0.01 | 0
2015 | PJM_ROM_2_PJM_E | PJM_ROM | PJM_E | Internal | Summer | B5 | 200 | 8000 | 1013.53 | 51.65 | 51.66 | 0.01 | 0
2015 | PJM_ROM_2_PJM_E | PJM_ROM | PJM_E | Internal | Summer | B6 | 300 | 8000 | 248.33 | 46.75 | 46.76 | 0.01 | 0
2015 | PJM_ROM_2_PJM_E | PJM_ROM | PJM_E | Internal | Summer | B7 | 400 | 8000 | 1750.13 | 39.74 | 39.75 | 0.01 | 0
2015 | PJM_ROM_2_PJM_E | PJM_ROM | PJM_E | Internal | Summer | B8 | 500 | 8000 | 4153.38 | 37.2 | 37.21 | 0.01 | 0
2015 | PJM_ROM_2_PJM_E | PJM_ROM | PJM_E | Internal | Summer | B9 | 800 | 8000 | 3087.33 | 35.01 | 35.02 | 0.01 | 0
2015 | PJM_ROM_2_PJM_E | PJM_ROM | PJM_E | Internal | Summer | B10 | 1262 | 8000 | 3863.31 | 34.55 | 34.56 | 0.01 | 0
2015 | PJM_ROM_2_PJM_E | PJM_ROM | PJM_E | Internal | Winter | B16 | 25 | 8000 | 1138.33 | 53.1 | 53.11 | 0.01 | 0
2015 | PJM_ROM_2_PJM_E | PJM_ROM | PJM_E | Internal | Winter | B17 | 100 | 8000 | 3936.37 | 45.21 | 45.22 | 0.01 | 0
2015 | PJM_ROM_2_PJM_E | PJM_ROM | PJM_E | Internal | Winter | B18 | 400 | 8000 | 5026.7 | 44.02 | 44.03 | 0.01 | 0
2015 | PJM_ROM_2_PJM_E | PJM_ROM | PJM_E | Internal | Winter | B19 | 700 | 8000 | 4600.36 | 41.7 | 41.71 | 0.01 | 0
2015 | PJM_ROM_2_PJM_E | PJM_ROM | PJM_E | Internal | Winter | B20 | 935 | 8000 | 4431.2 | 39.55 | 39.57 | 0.01 | 0
2015 | PJM_ROM_2_PJM_ROR | PJM_ROM | PJM_ROR | Internal | Shoulder | B11 | 25 | 8000 | 2013.25 | 50.3 | 50.31 | 0.01 | 0
2015 | PJM_ROM_2_PJM_ROR | PJM_ROM | PJM_ROR | Internal | Shoulder | B12 | 200 | 8000 | 0 | 42.89 | 42.88 | 0.01 | 0
2015 | PJM_ROM_2_PJM_ROR | PJM_ROM | PJM_ROR | Internal | Shoulder | B13 | 600 | 8000 | 0 | 40.31 | 40.3 | 0.01 | 0
2015 | PJM_ROM_2_PJM_ROR | PJM_ROM | PJM_ROR | Internal | Shoulder | B14 | 900 | 8000 | 0 | 39.3 | 39.29 | 0.01 | 0
2015 | PJM_ROM_2_PJM_ROR | PJM_ROM | PJM_ROR | Internal | Shoulder | B15 | 1203 | 8000 | 0 | 36.46 | 35.47 | 0.01 | 0
2015 | PJM_ROM_2_PJM_ROR | PJM_ROM | PJM_ROR | Internal | Summer | B1 | 10 | 8000 | 0.01 | 62.19 | 62.18 | 0.01 | 0
2015 | PJM_ROM_2_PJM_ROR | PJM_ROM | PJM_ROR | Internal | Summer | B2 | 25 | 8000 | 0 | 60.48 | 60.47 | 0.01 | 0
2015 | PJM_ROM_2_PJM_ROR | PJM_ROM | PJM_ROR | Internal | Summer | B3 | 75 | 8000 | 1618.25 | 58.28 | 58.29 | 0.01 | 0
2015 | PJM_ROM_2_PJM_ROR | PJM_ROM | PJM_ROR | Internal | Summer | B4 | 100 | 8000 | 4481.91 | 57.56 | 57.57 | 0.01 | 0
2015 | PJM_ROM_2_PJM_ROR | PJM_ROM | PJM_ROR | Internal | Summer | B5 | 200 | 8000 | 0 | 51.65 | 51.64 | 0.01 | 0
2015 | PJM_ROM_2_PJM_ROR | PJM_ROM | PJM_ROR | Internal | Summer | B6 | 300 | 8000 | 0 | 46.75 | 46.74 | 0.01 | 0
2015 | PJM_ROM_2_PJM_ROR | PJM_ROM | PJM_ROR | Internal | Summer | B7 | 400 | 8000 | 0 | 39.74 | 39.73 | 0.01 | 0
2015 | PJM_ROM_2_PJM_ROR | PJM_ROM | PJM_ROR | Internal | Summer | B8 | 500 | 8000 | 0 | 37.2 | 36.28 | 0.01 | 0
2015 | PJM_ROM_2_PJM_ROR | PJM_ROM | PJM_ROR | Internal | Summer | B9 | 800 | 8000 | 0 | 35.01 | 34.84 | 0.01 | 0
2015 | PJM_ROM_2_PJM_ROR | PJM_ROM | PJM_ROR | Internal | Summer | B10 | 1262 | 8000 | 0 | 34.55 | 33.28 | 0.01 | 0
2015 | PJM_ROM_2_PJM_ROR | PJM_ROM | PJM_ROR | Internal | Winter | B16 | 25 | 8000 | 0 | 53.1 | 53.09 | 0.01 | 0
2015 | PJM_ROM_2_PJM_ROR | PJM_ROM | PJM_ROR | Internal | Winter | B17 | 100 | 8000 | 0 | 45.21 | 45.2 | 0.01 | 0
2015 | PJM_ROM_2_PJM_ROR | PJM_ROM | PJM_ROR | Internal | Winter | B18 | 400 | 8000 | 0 | 44.02 | 41.17 | 0.01 | 0
2015 | PJM_ROM_2_PJM_ROR | PJM_ROM | PJM_ROR | Internal | Winter | B19 | 700 | 8000 | 0 | 41.7 | 39.28 | 0.01 | 0
2015 | PJM_ROM_2_PJM_ROR | PJM_ROM | PJM_ROR | Internal | Winter | B20 | 935 | 8000 | 0 | 39.55 | 35.17 | 0.01 | 0
2015 | SOCO_2_FRCC | SOCO | FRCC | Internal | Shoulder | B11 | 25 | 3700 | 3700 | 58.17 | 65.35 | 5 | 2.18
2015 | SOCO_2_FRCC | SOCO | FRCC | Internal | Shoulder | B12 | 200 | 3700 | 3294.66 | 43.32 | 48.32 | 5 | 0
2015 | SOCO_2_FRCC | SOCO | FRCC | Internal | Shoulder | B13 | 600 | 3700 | 1441.71 | 41.3 | 46.3 | 5 | 0
2015 | SOCO_2_FRCC | SOCO | FRCC | Internal | Shoulder | B14 | 900 | 3700 | 959.46 | 41.3 | 46.3 | 5 | 0
2015 | SOCO_2_FRCC | SOCO | FRCC | Internal | Shoulder | B15 | 1203 | 3700 | 0 | 40 | 44.41 | 5 | 0
2015 | SOCO_2_FRCC | SOCO | FRCC | Internal | Summer | B1 | 10 | 3700 | 3700 | 67.69 | 73.02 | 5 | 0.32
2015 | SOCO_2_FRCC | SOCO | FRCC | Internal | Summer | B2 | 25 | 3700 | 3633.88 | 67.02 | 72.02 | 5 | 0
2015 | SOCO_2_FRCC | SOCO | FRCC | Internal | Summer | B3 | 75 | 3700 | 3700 | 66.43 | 72.02 | 5 | 0.58
2015 | SOCO_2_FRCC | SOCO | FRCC | Internal | Summer | B4 | 100 | 3700 | 3700 | 66.43 | 72.02 | 5 | 0.58
2015 | SOCO_2_FRCC | SOCO | FRCC | Internal | Summer | B5 | 200 | 3700 | 2690.88 | 59.14 | 64.14 | 5 | 0
2015 | SOCO_2_FRCC | SOCO | FRCC | Internal | Summer | B6 | 300 | 3700 | 3700 | 54.15 | 61.72 | 5 | 2.57
2015 | SOCO_2_FRCC | SOCO | FRCC | Internal | Summer | B7 | 400 | 3700 | 3572.75 | 47.23 | 52.23 | 5 | 0
2015 | SOCO_2_FRCC | SOCO | FRCC | Internal | Summer | B8 | 500 | 3700 | 2648.36 | 43.06 | 48.06 | 5 | 0
2015 | SOCO_2_FRCC | SOCO | FRCC | Internal | Summer | B9 | 800 | 3700 | 2485.47 | 40.6 | 45.6 | 5 | 0
2015 | SOCO_2_FRCC | SOCO | FRCC | Internal | Summer | B10 | 1262 | 3700 | 0 | 38.83 | 43.74 | 5 | 0
2015 | SOCO_2_FRCC | SOCO | FRCC | Internal | Winter | B16 | 25 | 3700 | 3498.62 | 60.59 | 65.59 | 5 | 0
2015 | SOCO_2_FRCC | SOCO | FRCC | Internal | Winter | B17 | 100 | 3700 | 1734.88 | 45.62 | 50.62 | 5 | 0
2015 | SOCO_2_FRCC | SOCO | FRCC | Internal | Winter | B18 | 400 | 3700 | 2472.57 | 43.42 | 48.42 | 5 | 0
2015 | SOCO_2_FRCC | SOCO | FRCC | Internal | Winter | B19 | 700 | 3700 | 1877.65 | 43.14 | 48.14 | 5 | 0
2015 | SOCO_2_FRCC | SOCO | FRCC | Internal | Winter | B20 | 935 | 3700 | 0 | 42.39 | 46.43 | 5 | 0
2015 | SOCO_2_VACAR | SOCO | VACAR | Internal | Shoulder | B11 | 25 | 2000 | 0 | 58.17 | 54.67 | 5 | 0
2015 | SOCO_2_VACAR | SOCO | VACAR | Internal | Shoulder | B12 | 200 | 2000 | 0 | 43.32 | 45.88 | 5 | 0
2015 | SOCO_2_VACAR | SOCO | VACAR | Internal | Shoulder | B13 | 600 | 2000 | 0 | 41.3 | 43.3 | 5 | 0
2015 | SOCO_2_VACAR | SOCO | VACAR | Internal | Shoulder | B14 | 900 | 2000 | 0 | 41.3 | 43.2 | 5 | 0
2015 | SOCO_2_VACAR | SOCO | VACAR | Internal | Shoulder | B15 | 1203 | 2000 | 0 | 40 | 41.49 | 5 | 0
2015 | SOCO_2_VACAR | SOCO | VACAR | Internal | Summer | B1 | 10 | 2000 | 0 | 67.69 | 69.73 | 5 | 0
2015 | SOCO_2_VACAR | SOCO | VACAR | Internal | Summer | B2 | 25 | 2000 | 0 | 67.02 | 69.73 | 5 | 0
2015 | SOCO_2_VACAR | SOCO | VACAR | Internal | Summer | B3 | 75 | 2000 | 0 | 66.43 | 68.59 | 5 | 0
2015 | SOCO_2_VACAR | SOCO | VACAR | Internal | Summer | B4 | 100 | 2000 | 0 | 66.43 | 62.93 | 5 | 0
2015 | SOCO_2_VACAR | SOCO | VACAR | Internal | Summer | B5 | 200 | 2000 | 0 | 59.14 | 55.77 | 5 | 0
2015 | SOCO_2_VACAR | SOCO | VACAR | Internal | Summer | B6 | 300 | 2000 | 0 | 54.15 | 50.65 | 5 | 0
2015 | SOCO_2_VACAR | SOCO | VACAR | Internal | Summer | B7 | 400 | 2000 | 0 | 47.23 | 44.16 | 5 | 0
2015 | SOCO_2_VACAR | SOCO | VACAR | Internal | Summer | B8 | 500 | 2000 | 0 | 43.06 | 42.58 | 5 | 0
2015 | SOCO_2_VACAR | SOCO | VACAR | Internal | Summer | B9 | 800 | 2000 | 0 | 40.6 | 41.49 | 5 | 0
2015 | SOCO_2_VACAR | SOCO | VACAR | Internal | Summer | B10 | 1262 | 2000 | 0 | 38.83 | 40.05 | 5 | 0
2015 | SOCO_2_VACAR | SOCO | VACAR | Internal | Winter | B16 | 25 | 2000 | 0 | 60.59 | 58.54 | 5 | 0
2015 | SOCO_2_VACAR | SOCO | VACAR | Internal | Winter | B17 | 100 | 2000 | 0 | 45.62 | 48.2 | 5 | 0
2015 | SOCO_2_VACAR | SOCO | VACAR | Internal | Winter | B18 | 400 | 2000 | 0 | 43.42 | 44.17 | 5 | 0
2015 | SOCO_2_VACAR | SOCO | VACAR | Internal | Winter | B19 | 700 | 2000 | 0 | 43.14 | 43.44 | 5 | 0
2015 | SOCO_2_VACAR | SOCO | VACAR | Internal | Winter | B20 | 935 | 2000 | 0 | 42.39 | 42.12 | 5 | 0
2015 | SPP_N_2_ENT | SPP_N | ENT | Internal | Shoulder | B11 | 25 | 9240 | 0 | 54.08 | 55.32 | 2.5 | 0
2015 | SPP_N_2_ENT | SPP_N | ENT | Internal | Shoulder | B12 | 200 | 9240 | 0 | 41.89 | 39.32 | 2.5 | 0
2015 | SPP_N_2_ENT | SPP_N | ENT | Internal | Shoulder | B13 | 600 | 9240 | 0 | 39.31 | 39.32 | 2.5 | 0
2015 | SPP_N_2_ENT | SPP_N | ENT | Internal | Shoulder | B14 | 900 | 9240 | 0 | 38.67 | 39.04 | 2.5 | 0
2015 | SPP_N_2_ENT | SPP_N | ENT | Internal | Shoulder | B15 | 1203 | 9240 | 0 | 37.62 | 37.82 | 2.5 | 0
2015 | SPP_N_2_ENT | SPP_N | ENT | Internal | Summer | B1 | 10 | 9240 | 0.03 | 61.21 | 63.7 | 2.5 | 0
2015 | SPP_N_2_ENT | SPP_N | ENT | Internal | Summer | B2 | 25 | 9240 | 0.01 | 60.53 | 63.02 | 2.5 | 0
2015 | SPP_N_2_ENT | SPP_N | ENT | Internal | Summer | B3 | 75 | 9240 | 0 | 59.77 | 59.61 | 2.5 | 0
2015 | SPP_N_2_ENT | SPP_N | ENT | Internal | Summer | B4 | 100 | 9240 | 0 | 56.6 | 56.99 | 2.5 | 0
2015 | SPP_N_2_ENT | SPP_N | ENT | Internal | Summer | B5 | 200 | 9240 | 0 | 52.66 | 53.58 | 2.5 | 0
2015 | SPP_N_2_ENT | SPP_N | ENT | Internal | Summer | B6 | 300 | 9240 | 0 | 49.28 | 49.76 | 2.5 | 0
2015 | SPP_N_2_ENT | SPP_N | ENT | Internal | Summer | B7 | 400 | 9240 | 0 | 42.24 | 42.73 | 2.5 | 0
2015 | SPP_N_2_ENT | SPP_N | ENT | Internal | Summer | B8 | 500 | 9240 | 0 | 37.98 | 38.1 | 2.5 | 0
2015 | SPP_N_2_ENT | SPP_N | ENT | Internal | Summer | B9 | 800 | 9240 | 0 | 36.35 | 37.83 | 2.5 | 0
2015 | SPP_N_2_ENT | SPP_N | ENT | Internal | Summer | B10 | 1262 | 9240 | 0 | 36.12 | 36.6 | 2.5 | 0
2015 | SPP_N_2_ENT | SPP_N | ENT | Internal | Winter | B16 | 25 | 9240 | 579.26 | 52.1 | 54.6 | 2.5 | 0
2015 | SPP_N_2_ENT | SPP_N | ENT | Internal | Winter | B17 | 100 | 9240 | 0 | 41.71 | 41.76 | 2.5 | 0
2015 | SPP_N_2_ENT | SPP_N | ENT | Internal | Winter | B18 | 400 | 9240 | 0 | 40.09 | 41.73 | 2.5 | 0
2015 | SPP_N_2_ENT | SPP_N | ENT | Internal | Winter | B19 | 700 | 9240 | 0 | 40.09 | 41.46 | 2.5 | 0
2015 | SPP_N_2_ENT | SPP_N | ENT | Internal | Winter | B20 | 935 | 9240 | 0 | 37.68 | 40.11 | 2.5 | 0
2015 | SPP_N_2_MISO_MO-IL | SPP_N | MISO_MO-IL | Internal | Shoulder | B11 | 25 | 2263 | 0 | 54.08 | 51.32 | 2.5 | 0
2015 | SPP_N_2_MISO_MO-IL | SPP_N | MISO_MO-IL | Internal | Shoulder | B12 | 200 | 2263 | 0 | 41.89 | 41.88 | 2.5 | 0
2015 | SPP_N_2_MISO_MO-IL | SPP_N | MISO_MO-IL | Internal | Shoulder | B13 | 600 | 2263 | 0 | 39.31 | 39.29 | 2.5 | 0
2015 | SPP_N_2_MISO_MO-IL | SPP_N | MISO_MO-IL | Internal | Shoulder | B14 | 900 | 2263 | 0 | 38.67 | 38.28 | 2.5 | 0
2015 | SPP_N_2_MISO_MO-IL | SPP_N | MISO_MO-IL | Internal | Shoulder | B15 | 1203 | 2263 | 0 | 37.62 | 34.47 | 2.5 | 0
2015 | SPP_N_2_MISO_MO-IL | SPP_N | MISO_MO-IL | Internal | Summer | B1 | 10 | 2263 | 0 | 61.21 | 61.18 | 2.5 | 0
2015 | SPP_N_2_MISO_MO-IL | SPP_N | MISO_MO-IL | Internal | Summer | B2 | 25 | 2263 | 0 | 60.53 | 59.47 | 2.5 | 0
2015 | SPP_N_2_MISO_MO-IL | SPP_N | MISO_MO-IL | Internal | Summer | B3 | 75 | 2263 | 0 | 59.77 | 57.93 | 2.5 | 0
2015 | SPP_N_2_MISO_MO-IL | SPP_N | MISO_MO-IL | Internal | Summer | B4 | 100 | 2263 | 0 | 56.6 | 56.57 | 2.5 | 0
2015 | SPP_N_2_MISO_MO-IL | SPP_N | MISO_MO-IL | Internal | Summer | B5 | 200 | 2263 | 0 | 52.66 | 50.64 | 2.5 | 0
2015 | SPP_N_2_MISO_MO-IL | SPP_N | MISO_MO-IL | Internal | Summer | B6 | 300 | 2263 | 0 | 49.28 | 45.76 | 2.5 | 0
2015 | SPP_N_2_MISO_MO-IL | SPP_N | MISO_MO-IL | Internal | Summer | B7 | 400 | 2263 | 0 | 42.24 | 38.73 | 2.5 | 0
2015 | SPP_N_2_MISO_MO-IL | SPP_N | MISO_MO-IL | Internal | Summer | B8 | 500 | 2263 | 0 | 37.98 | 35.27 | 2.5 | 0
2015 | SPP_N_2_MISO_MO-IL | SPP_N | MISO_MO-IL | Internal | Summer | B9 | 800 | 2263 | 0 | 36.35 | 33.83 | 2.5 | 0
2015 | SPP_N_2_MISO_MO-IL | SPP_N | MISO_MO-IL | Internal | Summer | B10 | 1262 | 2263 | 0 | 36.12 | 32.6 | 2.5 | 0
2015 | SPP_N_2_MISO_MO-IL | SPP_N | MISO_MO-IL | Internal | Winter | B16 | 25 | 2263 | 0 | 52.1 | 52.09 | 2.5 | 0
2015 | SPP_N_2_MISO_MO-IL | SPP_N | MISO_MO-IL | Internal | Winter | B17 | 100 | 2263 | 0 | 41.71 | 44.2 | 2.5 | 0
2015 | SPP_N_2_MISO_MO-IL | SPP_N | MISO_MO-IL | Internal | Winter | B18 | 400 | 2263 | 0 | 40.09 | 40.15 | 2.5 | 0
2015 | SPP_N_2_MISO_MO-IL | SPP_N | MISO_MO-IL | Internal | Winter | B19 | 700 | 2263 | 0 | 40.09 | 38.27 | 2.5 | 0
2015 | SPP_N_2_MISO_MO-IL | SPP_N | MISO_MO-IL | Internal | Winter | B20 | 935 | 2263 | 0 | 37.68 | 34.17 | 2.5 | 0
2015 | SPP_N_2_MISO_W | SPP_N | MISO_W | Internal | Shoulder | B11 | 25 | 750 | 0 | 54.08 | 51.31 | 2.5 | 0
2015 | SPP_N_2_MISO_W | SPP_N | MISO_W | Internal | Shoulder | B12 | 200 | 750 | 0 | 41.89 | 41.88 | 2.5 | 0
2015 | SPP_N_2_MISO_W | SPP_N | MISO_W | Internal | Shoulder | B13 | 600 | 750 | 0 | 39.31 | 39.3 | 2.5 | 0
2015 | SPP_N_2_MISO_W | SPP_N | MISO_W | Internal | Shoulder | B14 | 900 | 750 | 0 | 38.67 | 38.29 | 2.5 | 0
2015 | SPP_N_2_MISO_W | SPP_N | MISO_W | Internal | Shoulder | B15 | 1203 | 750 | 0 | 37.62 | 34.48 | 2.5 | 0
2015 | SPP_N_2_MISO_W | SPP_N | MISO_W | Internal | Summer | B1 | 10 | 750 | 0 | 61.21 | 61.18 | 2.5 | 0
2015 | SPP_N_2_MISO_W | SPP_N | MISO_W | Internal | Summer | B2 | 25 | 750 | 0 | 60.53 | 59.47 | 2.5 | 0
2015 | SPP_N_2_MISO_W | SPP_N | MISO_W | Internal | Summer | B3 | 75 | 750 | 0 | 59.77 | 57.95 | 2.5 | 0
2015 | SPP_N_2_MISO_W | SPP_N | MISO_W | Internal | Summer | B4 | 100 | 750 | 0 | 56.6 | 56.58 | 2.5 | 0
2015 | SPP_N_2_MISO_W | SPP_N | MISO_W | Internal | Summer | B5 | 200 | 750 | 0 | 52.66 | 50.65 | 2.5 | 0
2015 | SPP_N_2_MISO_W | SPP_N | MISO_W | Internal | Summer | B6 | 300 | 750 | 0 | 49.28 | 45.78 | 2.5 | 0
2015 | SPP_N_2_MISO_W | SPP_N | MISO_W | Internal | Summer | B7 | 400 | 750 | 0 | 42.24 | 38.74 | 2.5 | 0
2015 | SPP_N_2_MISO_W | SPP_N | MISO_W | Internal | Summer | B8 | 500 | 750 | 0 | 37.98 | 35.28 | 2.5 | 0
2015 | SPP_N_2_MISO_W | SPP_N | MISO_W | Internal | Summer | B9 | 800 | 750 | 0 | 36.35 | 33.84 | 2.5 | 0
2015 | SPP_N_2_MISO_W | SPP_N | MISO_W | Internal | Summer | B10 | 1262 | 750 | 0 | 36.12 | 32.62 | 2.5 | 0
2015 | SPP_N_2_MISO_W | SPP_N | MISO_W | Internal | Winter | B16 | 25 | 750 | 0 | 52.1 | 52.09 | 2.5 | 0
2015 | SPP_N_2_MISO_W | SPP_N | MISO_W | Internal | Winter | B17 | 100 | 750 | 0 | 41.71 | 44.2 | 2.5 | 0
2015 | SPP_N_2_MISO_W | SPP_N | MISO_W | Internal | Winter | B18 | 400 | 750 | 0 | 40.09 | 40.17 | 2.5 | 0
2015 | SPP_N_2_MISO_W | SPP_N | MISO_W | Internal | Winter | B19 | 700 | 750 | 0 | 40.09 | 38.28 | 2.5 | 0
2015 | SPP_N_2_MISO_W | SPP_N | MISO_W | Internal | Winter | B20 | 935 | 750 | 0 | 37.68 | 34.18 | 2.5 | 0
2015 | SPP_N_2_NE | SPP_N | NE | Internal | Shoulder | B11 | 25 | 11328 | 0 | 54.08 | 54.07 | 0.01 | 0
2015 | SPP_N_2_NE | SPP_N | NE | Internal | Shoulder | B12 | 200 | 11328 | 0 | 41.89 | 41.88 | 0.01 | 0
2015 | SPP_N_2_NE | SPP_N | NE | Internal | Shoulder | B13 | 600 | 11328 | 0 | 39.31 | 39.3 | 0.01 | 0
2015 | SPP_N_2_NE | SPP_N | NE | Internal | Shoulder | B14 | 900 | 11328 | 0 | 38.67 | 38.66 | 0.01 | 0
2015 | SPP_N_2_NE | SPP_N | NE | Internal | Shoulder | B15 | 1203 | 11328 | 0 | 37.62 | 37.6 | 0.01 | 0
2015 | SPP_N_2_NE | SPP_N | NE | Internal | Summer | B1 | 10 | 11328 | 0.01 | 61.21 | 61.2 | 0.01 | 0
2015 | SPP_N_2_NE | SPP_N | NE | Internal | Summer | B2 | 25 | 11328 | 0 | 60.53 | 60.52 | 0.01 | 0
2015 | SPP_N_2_NE | SPP_N | NE | Internal | Summer | B3 | 75 | 11328 | 0 | 59.77 | 59.76 | 0.01 | 0
2015 | SPP_N_2_NE | SPP_N | NE | Internal | Summer | B4 | 100 | 11328 | 0 | 56.6 | 56.58 | 0.01 | 0
2015 | SPP_N_2_NE | SPP_N | NE | Internal | Summer | B5 | 200 | 11328 | 0 | 52.66 | 52.64 | 0.01 | 0
2015 | SPP_N_2_NE | SPP_N | NE | Internal | Summer | B6 | 300 | 11328 | 0 | 49.28 | 49.26 | 0.01 | 0
2015 | SPP_N_2_NE | SPP_N | NE | Internal | Summer | B7 | 400 | 11328 | 0 | 42.24 | 42.23 | 0.01 | 0
2015 | SPP_N_2_NE | SPP_N | NE | Internal | Summer | B8 | 500 | 11328 | 0 | 37.98 | 37.97 | 0.01 | 0
2015 | SPP_N_2_NE | SPP_N | NE | Internal | Summer | B9 | 800 | 11328 | 0 | 36.35 | 36.34 | 0.01 | 0
2015 | SPP_N_2_NE | SPP_N | NE | Internal | Summer | B10 | 1262 | 11328 | 0 | 36.12 | 36.1 | 0.01 | 0
2015 | SPP_N_2_NE | SPP_N | NE | Internal | Winter | B16 | 25 | 11328 | 0 | 52.1 | 52.09 | 0.01 | 0
2015 | SPP_N_2_NE | SPP_N | NE | Internal | Winter | B17 | 100 | 11328 | 0 | 41.71 | 41.7 | 0.01 | 0
2015 | SPP_N_2_NE | SPP_N | NE | Internal | Winter | B18 | 400 | 11328 | 0 | 40.09 | 40.08 | 0.01 | 0
2015 | SPP_N_2_NE | SPP_N | NE | Internal | Winter | B19 | 700 | 11328 | 0 | 40.09 | 40.08 | 0.01 | 0
2015 | SPP_N_2_NE | SPP_N | NE | Internal | Winter | B20 | 935 | 11328 | 0 | 37.68 | 37.67 | 0.01 | 0
2015 | SPP_N_2_SPP_S | SPP_N | SPP_S | Internal | Shoulder | B11 | 25 | 5571 | 0 | 54.08 | 54.07 | 0.01 | 0
2015 | SPP_N_2_SPP_S | SPP_N | SPP_S | Internal | Shoulder | B12 | 200 | 5571 | 0 | 41.89 | 41.88 | 0.01 | 0
2015 | SPP_N_2_SPP_S | SPP_N | SPP_S | Internal | Shoulder | B13 | 600 | 5571 | 191.42 | 39.31 | 39.32 | 0.01 | 0
2015 | SPP_N_2_SPP_S | SPP_N | SPP_S | Internal | Shoulder | B14 | 900 | 5571 | 145.27 | 38.67 | 38.68 | 0.01 | 0
2015 | SPP_N_2_SPP_S | SPP_N | SPP_S | Internal | Shoulder | B15 | 1203 | 5571 | 1271.7 | 37.62 | 37.63 | 0.01 | 0
2015 | SPP_N_2_SPP_S | SPP_N | SPP_S | Internal | Summer | B1 | 10 | 5571 | 0.01 | 61.21 | 61.2 | 0.01 | 0
2015 | SPP_N_2_SPP_S | SPP_N | SPP_S | Internal | Summer | B2 | 25 | 5571 | 0 | 60.53 | 60.52 | 0.01 | 0
2015 | SPP_N_2_SPP_S | SPP_N | SPP_S | Internal | Summer | B3 | 75 | 5571 | 0 | 59.77 | 57.11 | 0.01 | 0
2015 | SPP_N_2_SPP_S | SPP_N | SPP_S | Internal | Summer | B4 | 100 | 5571 | 0 | 56.6 | 54.49 | 0.01 | 0
2015 | SPP_N_2_SPP_S | SPP_N | SPP_S | Internal | Summer | B5 | 200 | 5571 | 0 | 52.66 | 52.64 | 0.01 | 0
2015 | SPP_N_2_SPP_S | SPP_N | SPP_S | Internal | Summer | B6 | 300 | 5571 | 3460.46 | 49.28 | 49.29 | 0.01 | 0
2015 | SPP_N_2_SPP_S | SPP_N | SPP_S | Internal | Summer | B7 | 400 | 5571 | 1882.72 | 42.24 | 42.25 | 0.01 | 0
2015 | SPP_N_2_SPP_S | SPP_N | SPP_S | Internal | Summer | B8 | 500 | 5571 | 2362.02 | 37.98 | 38 | 0.01 | 0
2015 | SPP_N_2_SPP_S | SPP_N | SPP_S | Internal | Summer | B9 | 800 | 5571 | 2278.59 | 36.35 | 36.36 | 0.01 | 0
2015 | SPP_N_2_SPP_S | SPP_N | SPP_S | Internal | Summer | B10 | 1262 | 5571 | 5571 | 36.12 | 36.28 | 0.01 | 0.15
2015 | SPP_N_2_SPP_S | SPP_N | SPP_S | Internal | Winter | B16 | 25 | 5571 | 393.17 | 52.1 | 52.11 | 0.01 | 0
2015 | SPP_N_2_SPP_S | SPP_N | SPP_S | Internal | Winter | B17 | 100 | 5571 | 1160.26 | 41.71 | 41.72 | 0.01 | 0
2015 | SPP_N_2_SPP_S | SPP_N | SPP_S | Internal | Winter | B18 | 400 | 5571 | 640.28 | 40.09 | 40.11 | 0.01 | 0
2015 | SPP_N_2_SPP_S | SPP_N | SPP_S | Internal | Winter | B19 | 700 | 5571 | 1262.16 | 40.09 | 40.11 | 0.01 | 0
2015 | SPP_N_2_SPP_S | SPP_N | SPP_S | Internal | Winter | B20 | 935 | 5571 | 4069.29 | 37.68 | 37.69 | 0.01 | 0
2015 | SPP_S_2_ENT | SPP_S | ENT | Internal | Shoulder | B11 | 25 | 5132 | 0 | 54.07 | 55.32 | 2.5 | 0
2015 | SPP_S_2_ENT | SPP_S | ENT | Internal | Shoulder | B12 | 200 | 5132 | 0 | 41.88 | 39.32 | 2.5 | 0
2015 | SPP_S_2_ENT | SPP_S | ENT | Internal | Shoulder | B13 | 600 | 5132 | 0 | 39.32 | 39.32 | 2.5 | 0
2015 | SPP_S_2_ENT | SPP_S | ENT | Internal | Shoulder | B14 | 900 | 5132 | 0 | 38.68 | 39.04 | 2.5 | 0
2015 | SPP_S_2_ENT | SPP_S | ENT | Internal | Shoulder | B15 | 1203 | 5132 | 0 | 37.63 | 37.82 | 2.5 | 0
2015 | SPP_S_2_ENT | SPP_S | ENT | Internal | Summer | B1 | 10 | 5132 | 1507.34 | 61.2 | 63.7 | 2.5 | 0
2015 | SPP_S_2_ENT | SPP_S | ENT | Internal | Summer | B2 | 25 | 5132 | 1483.87 | 60.52 | 63.02 | 2.5 | 0
2015 | SPP_S_2_ENT | SPP_S | ENT | Internal | Summer | B3 | 75 | 5132 | 728.84 | 57.11 | 59.61 | 2.5 | 0
2015 | SPP_S_2_ENT | SPP_S | ENT | Internal | Summer | B4 | 100 | 5132 | 855.43 | 54.49 | 56.99 | 2.5 | 0
2015 | SPP_S_2_ENT | SPP_S | ENT | Internal | Summer | B5 | 200 | 5132 | 0 | 52.64 | 53.58 | 2.5 | 0
2015 | SPP_S_2_ENT | SPP_S | ENT | Internal | Summer | B6 | 300 | 5132 | 0 | 49.29 | 49.76 | 2.5 | 0
2015 | SPP_S_2_ENT | SPP_S | ENT | Internal | Summer | B7 | 400 | 5132 | 0 | 42.25 | 42.73 | 2.5 | 0
2015 | SPP_S_2_ENT | SPP_S | ENT | Internal | Summer | B8 | 500 | 5132 | 0 | 38 | 38.1 | 2.5 | 0
2015 | SPP_S_2_ENT | SPP_S | ENT | Internal | Summer | B9 | 800 | 5132 | 0 | 36.36 | 37.83 | 2.5 | 0
2015 | SPP_S_2_ENT | SPP_S | ENT | Internal | Summer | B10 | 1262 | 5132 | 0 | 36.28 | 36.6 | 2.5 | 0
2015 | SPP_S_2_ENT | SPP_S | ENT | Internal | Winter | B16 | 25 | 5132 | 0.01 | 52.11 | 54.6 | 2.5 | 0
2015 | SPP_S_2_ENT | SPP_S | ENT | Internal | Winter | B17 | 100 | 5132 | 0 | 41.72 | 41.76 | 2.5 | 0
2015 | SPP_S_2_ENT | SPP_S | ENT | Internal | Winter | B18 | 400 | 5132 | 0 | 40.11 | 41.73 | 2.5 | 0
2015 | SPP_S_2_ENT | SPP_S | ENT | Internal | Winter | B19 | 700 | 5132 | 0 | 40.11 | 41.46 | 2.5 | 0
2015 | SPP_S_2_ENT | SPP_S | ENT | Internal | Winter | B20 | 935 | 5132 | 0 | 37.69 | 40.11 | 2.5 | 0
2015 | SPP_S_2_SPP_N | SPP_S | SPP_N | Internal | Shoulder | B11 | 25 | 2211 | 1492.69 | 54.07 | 54.08 | 0.01 | 0
2015 | SPP_S_2_SPP_N | SPP_S | SPP_N | Internal | Shoulder | B12 | 200 | 2211 | 1014.83 | 41.88 | 41.89 | 0.01 | 0
2015 | SPP_S_2_SPP_N | SPP_S | SPP_N | Internal | Shoulder | B13 | 600 | 2211 | 0 | 39.32 | 39.31 | 0.01 | 0
2015 | SPP_S_2_SPP_N | SPP_S | SPP_N | Internal | Shoulder | B14 | 900 | 2211 | 0 | 38.68 | 38.67 | 0.01 | 0
2015 | SPP_S_2_SPP_N | SPP_S | SPP_N | Internal | Shoulder | B15 | 1203 | 2211 | 0 | 37.63 | 37.62 | 0.01 | 0
2015 | SPP_S_2_SPP_N | SPP_S | SPP_N | Internal | Summer | B1 | 10 | 2211 | 1876.17 | 61.2 | 61.21 | 0.01 | 0
2015 | SPP_S_2_SPP_N | SPP_S | SPP_N | Internal | Summer | B2 | 25 | 2211 | 1384.78 | 60.52 | 60.53 | 0.01 | 0
2015 | SPP_S_2_SPP_N | SPP_S | SPP_N | Internal | Summer | B3 | 75 | 2211 | 2211 | 57.11 | 59.77 | 0.01 | 2.65
2015 | SPP_S_2_SPP_N | SPP_S | SPP_N | Internal | Summer | B4 | 100 | 2211 | 2211 | 54.49 | 56.6 | 0.01 | 2.1
2015 | SPP_S_2_SPP_N | SPP_S | SPP_N | Internal | Summer | B5 | 200 | 2211 | 1265.55 | 52.64 | 52.66 | 0.01 | 0
2015 | SPP_S_2_SPP_N | SPP_S | SPP_N | Internal | Summer | B6 | 300 | 2211 | 0 | 49.29 | 49.28 | 0.01 | 0
2015 | SPP_S_2_SPP_N | SPP_S | SPP_N | Internal | Summer | B7 | 400 | 2211 | 0 | 42.25 | 42.24 | 0.01 | 0
2015 | SPP_S_2_SPP_N | SPP_S | SPP_N | Internal | Summer | B8 | 500 | 2211 | 0 | 38 | 37.98 | 0.01 | 0
2015 | SPP_S_2_SPP_N | SPP_S | SPP_N | Internal | Summer | B9 | 800 | 2211 | 0 | 36.36 | 36.35 | 0.01 | 0
2015 | SPP_S_2_SPP_N | SPP_S | SPP_N | Internal | Summer | B10 | 1262 | 2211 | 0 | 36.28 | 36.12 | 0.01 | 0
2015 | SPP_S_2_SPP_N | SPP_S | SPP_N | Internal | Winter | B16 | 25 | 2211 | 0 | 52.11 | 52.1 | 0.01 | 0
2015 | SPP_S_2_SPP_N | SPP_S | SPP_N | Internal | Winter | B17 | 100 | 2211 | 0 | 41.72 | 41.71 | 0.01 | 0
2015 | SPP_S_2_SPP_N | SPP_S | SPP_N | Internal | Winter | B18 | 400 | 2211 | 0 | 40.11 | 40.09 | 0.01 | 0
2015 | SPP_S_2_SPP_N | SPP_S | SPP_N | Internal | Winter | B19 | 700 | 2211 | 0 | 40.11 | 40.09 | 0.01 | 0
2015 | SPP_S_2_SPP_N | SPP_S | SPP_N | Internal | Winter | B20 | 935 | 2211 | 0 | 37.69 | 37.68 | 0.01 | 0
2015 | TVA_2_ENT | TVA | ENT | Internal | Shoulder | B11 | 25 | 500 | 0 | 53.68 | 55.32 | 4.5 | 0
2015 | TVA_2_ENT | TVA | ENT | Internal | Shoulder | B12 | 200 | 500 | 0 | 41.16 | 39.32 | 4.5 | 0
2015 | TVA_2_ENT | TVA | ENT | Internal | Shoulder | B13 | 600 | 500 | 0 | 39.89 | 39.32 | 4.5 | 0
2015 | TVA_2_ENT | TVA | ENT | Internal | Shoulder | B14 | 900 | 500 | 0 | 39.89 | 39.04 | 4.5 | 0
2015 | TVA_2_ENT | TVA | ENT | Internal | Shoulder | B15 | 1203 | 500 | 0 | 38.48 | 37.82 | 4.5 | 0
2015 | TVA_2_ENT | TVA | ENT | Internal | Summer | B1 | 10 | 500 | 0 | 65.19 | 63.7 | 4.5 | 0
2015 | TVA_2_ENT | TVA | ENT | Internal | Summer | B2 | 25 | 500 | 0 | 63.48 | 63.02 | 4.5 | 0
2015 | TVA_2_ENT | TVA | ENT | Internal | Summer | B3 | 75 | 500 | 0 | 61.95 | 59.61 | 4.5 | 0
2015 | TVA_2_ENT | TVA | ENT | Internal | Summer | B4 | 100 | 500 | 0 | 60.58 | 56.99 | 4.5 | 0
2015 | TVA_2_ENT | TVA | ENT | Internal | Summer | B5 | 200 | 500 | 0 | 49.66 | 53.58 | 4.5 | 0
2015 | TVA_2_ENT | TVA | ENT | Internal | Summer | B6 | 300 | 500 | 500 | 42.63 | 49.76 | 4.5 | 2.63
2015 | TVA_2_ENT | TVA | ENT | Internal | Summer | B7 | 400 | 500 | 213.32 | 38.23 | 42.73 | 4.5 | 0
2015 | TVA_2_ENT | TVA | ENT | Internal | Summer | B8 | 500 | 500 | 0 | 38.22 | 38.1 | 4.5 | 0
2015 | TVA_2_ENT | TVA | ENT | Internal | Summer | B9 | 800 | 500 | 0 | 37.84 | 37.83 | 4.5 | 0
2015 | TVA_2_ENT | TVA | ENT | Internal | Summer | B10 | 1262 | 500 | 0 | 35.46 | 36.6 | 4.5 | 0
2015 | TVA_2_ENT | TVA | ENT | Internal | Winter | B16 | 25 | 500 | 0 | 56.1 | 54.6 | 4.5 | 0
2015 | TVA_2_ENT | TVA | ENT | Internal | Winter | B17 | 100 | 500 | 0 | 43.7 | 41.76 | 4.5 | 0
2015 | TVA_2_ENT | TVA | ENT | Internal | Winter | B18 | 400 | 500 | 0 | 39.89 | 41.73 | 4.5 | 0
2015 | TVA_2_ENT | TVA | ENT | Internal | Winter | B19 | 700 | 500 | 0 | 39.89 | 41.46 | 4.5 | 0
2015 | TVA_2_ENT | TVA | ENT | Internal | Winter | B20 | 935 | 500 | 0 | 38.18 | 40.11 | 4.5 | 0
2015 | TVA_2_NonRTO_Midwest | TVA | NonRTO_Midwest | Internal | Shoulder | B11 | 25 | 100 | 0 | 53.68 | 55.31 | 4.5 | 0
2015 | TVA_2_NonRTO_Midwest | TVA | NonRTO_Midwest | Internal | Shoulder | B12 | 200 | 100 | 100 | 41.16 | 45.89 | 4.5 | 0.24
2015 | TVA_2_NonRTO_Midwest | TVA | NonRTO_Midwest | Internal | Shoulder | B13 | 600 | 100 | 0 | 39.89 | 43.3 | 4.5 | 0
2015 | TVA_2_NonRTO_Midwest | TVA | NonRTO_Midwest | Internal | Shoulder | B14 | 900 | 100 | 0 | 39.89 | 35.88 | 4.5 | 0
2015 | TVA_2_NonRTO_Midwest | TVA | NonRTO_Midwest | Internal | Shoulder | B15 | 1203 | 100 | 0 | 38.48 | 34.47 | 4.5 | 0
2015 | TVA_2_NonRTO_Midwest | TVA | NonRTO_Midwest | Internal | Summer | B1 | 10 | 100 | 0 | 65.19 | 65.02 | 4.5 | 0
2015 | TVA_2_NonRTO_Midwest | TVA | NonRTO_Midwest | Internal | Summer | B2 | 25 | 100 | 0 | 63.48 | 63.48 | 4.5 | 0
2015 | TVA_2_NonRTO_Midwest | TVA | NonRTO_Midwest | Internal | Summer | B3 | 75 | 100 | 0 | 61.95 | 61.95 | 4.5 | 0
2015 | TVA_2_NonRTO_Midwest | TVA | NonRTO_Midwest | Internal | Summer | B4 | 100 | 100 | 0 | 60.58 | 60.57 | 4.5 | 0
2015 | TVA_2_NonRTO_Midwest | TVA | NonRTO_Midwest | Internal | Summer | B5 | 200 | 100 | 100 | 49.66 | 54.64 | 4.5 | 0.48
2015 | TVA_2_NonRTO_Midwest | TVA | NonRTO_Midwest | Internal | Summer | B6 | 300 | 100 | 100 | 42.63 | 47.21 | 4.5 | 0.07
2015 | TVA_2_NonRTO_Midwest | TVA | NonRTO_Midwest | Internal | Summer | B7 | 400 | 100 | 0 | 38.23 | 38.73 | 4.5 | 0
2015 | TVA_2_NonRTO_Midwest | TVA | NonRTO_Midwest | Internal | Summer | B8 | 500 | 100 | 0 | 38.22 | 34.56 | 4.5 | 0
2015 | TVA_2_NonRTO_Midwest | TVA | NonRTO_Midwest | Internal | Summer | B9 | 800 | 100 | 0 | 37.84 | 33.83 | 4.5 | 0
2015 | TVA_2_NonRTO_Midwest | TVA | NonRTO_Midwest | Internal | Summer | B10 | 1262 | 100 | 0 | 35.46 | 32.06 | 4.5 | 0
2015 | TVA_2_NonRTO_Midwest | TVA | NonRTO_Midwest | Internal | Winter | B16 | 25 | 100 | 0 | 56.1 | 56.1 | 4.5 | 0
2015 | TVA_2_NonRTO_Midwest | TVA | NonRTO_Midwest | Internal | Winter | B17 | 100 | 100 | 99.99 | 43.7 | 48.21 | 4.5 | 0
2015 | TVA_2_NonRTO_Midwest | TVA | NonRTO_Midwest | Internal | Winter | B18 | 400 | 100 | 0 | 39.89 | 44.17 | 4.5 | 0
2015 | TVA_2_NonRTO_Midwest | TVA | NonRTO_Midwest | Internal | Winter | B19 | 700 | 100 | 0 | 39.89 | 36.04 | 4.5 | 0
2015 | TVA_2_NonRTO_Midwest | TVA | NonRTO_Midwest | Internal | Winter | B20 | 935 | 100 | 0 | 38.18 | 34.49 | 4.5 | 0
2015 | TVA_2_SOCO | TVA | SOCO | Internal | Shoulder | B11 | 25 | 500 | 0.01 | 53.68 | 58.17 | 4.5 | 0
2015 | TVA_2_SOCO | TVA | SOCO | Internal | Shoulder | B12 | 200 | 500 | 0 | 41.16 | 43.32 | 4.5 | 0
2015 | TVA_2_SOCO | TVA | SOCO | Internal | Shoulder | B13 | 600 | 500 | 0 | 39.89 | 41.3 | 4.5 | 0
2015 | TVA_2_SOCO | TVA | SOCO | Internal | Shoulder | B14 | 900 | 500 | 0 | 39.89 | 41.3 | 4.5 | 0
2015 | TVA_2_SOCO | TVA | SOCO | Internal | Shoulder | B15 | 1203 | 500 | 0 | 38.48 | 40 | 4.5 | 0
2015 | TVA_2_SOCO | TVA | SOCO | Internal | Summer | B1 | 10 | 500 | 0 | 65.19 | 67.69 | 4.5 | 0
2015 | TVA_2_SOCO | TVA | SOCO | Internal | Summer | B2 | 25 | 500 | 0 | 63.48 | 67.02 | 4.5 | 0
2015 | TVA_2_SOCO | TVA | SOCO | Internal | Summer | B3 | 75 | 500 | 0 | 61.95 | 66.43 | 4.5 | 0
2015 | TVA_2_SOCO | TVA | SOCO | Internal | Summer | B4 | 100 | 500 | 500 | 60.58 | 66.43 | 4.5 | 1.35
2015 | TVA_2_SOCO | TVA | SOCO | Internal | Summer | B5 | 200 | 500 | 500 | 49.66 | 59.14 | 4.5 | 4.98
2015 | TVA_2_SOCO | TVA | SOCO | Internal | Summer | B6 | 300 | 500 | 500 | 42.63 | 54.15 | 4.5 | 7.02
2015 | TVA_2_SOCO | TVA | SOCO | Internal | Summer | B7 | 400 | 500 | 500 | 38.23 | 47.23 | 4.5 | 4.5
2015 | TVA_2_SOCO | TVA | SOCO | Internal | Summer | B8 | 500 | 500 | 500 | 38.22 | 43.06 | 4.5 | 0.33
2015 | TVA_2_SOCO | TVA | SOCO | Internal | Summer | B9 | 800 | 500 | 0 | 37.84 | 40.6 | 4.5 | 0
2015 | TVA_2_SOCO | TVA | SOCO | Internal | Summer | B10 | 1262 | 500 | 0 | 35.46 | 38.83 | 4.5 | 0
2015 | TVA_2_SOCO | TVA | SOCO | Internal | Winter | B16 | 25 | 500 | 0.01 | 56.1 | 60.59 | 4.5 | 0
2015 | TVA_2_SOCO | TVA | SOCO | Internal | Winter | B17 | 100 | 500 | 0 | 43.7 | 45.62 | 4.5 | 0
2015 | TVA_2_SOCO | TVA | SOCO | Internal | Winter | B18 | 400 | 500 | 0 | 39.89 | 43.42 | 4.5 | 0
2015 | TVA_2_SOCO | TVA | SOCO | Internal | Winter | B19 | 700 | 500 | 0 | 39.89 | 43.14 | 4.5 | 0
2015 | TVA_2_SOCO | TVA | SOCO | Internal | Winter | B20 | 935 | 500 | 0 | 38.18 | 42.39 | 4.5 | 0
2015 | TVA_2_VACAR | TVA | VACAR | Internal | Shoulder | B11 | 25 | 150 | 0 | 53.68 | 54.67 | 4.5 | 0
2015 | TVA_2_VACAR | TVA | VACAR | Internal | Shoulder | B12 | 200 | 150 | 150 | 41.16 | 45.88 | 4.5 | 0.22
2015 | TVA_2_VACAR | TVA | VACAR | Internal | Shoulder | B13 | 600 | 150 | 0 | 39.89 | 43.3 | 4.5 | 0
2015 | TVA_2_VACAR | TVA | VACAR | Internal | Shoulder | B14 | 900 | 150 | 0 | 39.89 | 43.2 | 4.5 | 0
2015 | TVA_2_VACAR | TVA | VACAR | Internal | Shoulder | B15 | 1203 | 150 | 0 | 38.48 | 41.49 | 4.5 | 0
2015 | TVA_2_VACAR | TVA | VACAR | Internal | Summer | B1 | 10 | 150 | 149.99 | 65.19 | 69.73 | 4.5 | 0.03
2015 | TVA_2_VACAR | TVA | VACAR | Internal | Summer | B2 | 25 | 150 | 150 | 63.48 | 69.73 | 4.5 | 1.75
2015 | TVA_2_VACAR | TVA | VACAR | Internal | Summer | B3 | 75 | 150 | 150 | 61.95 | 68.59 | 4.5 | 2.14
2015 | TVA_2_VACAR | TVA | VACAR | Internal | Summer | B4 | 100 | 150 | 0 | 60.58 | 62.93 | 4.5 | 0
2015 | TVA_2_VACAR | TVA | VACAR | Internal | Summer | B5 | 200 | 150 | 150 | 49.66 | 55.77 | 4.5 | 1.61
2015 | TVA_2_VACAR | TVA | VACAR | Internal | Summer | B6 | 300 | 150 | 150 | 42.63 | 50.65 | 4.5 | 3.52
2015 | TVA_2_VACAR | TVA | VACAR | Internal | Summer | B7 | 400 | 150 | 150 | 38.23 | 44.16 | 4.5 | 1.43
2015 | TVA_2_VACAR | TVA | VACAR | Internal | Summer | B8 | 500 | 150 | 0 | 38.22 | 42.58 | 4.5 | 0
2015 | TVA_2_VACAR | TVA | VACAR | Internal | Summer | B9 | 800 | 150 | 0 | 37.84 | 41.49 | 4.5 | 0
2015 | TVA_2_VACAR | TVA | VACAR | Internal | Summer | B10 | 1262 | 150 | 150 | 35.46 | 40.05 | 4.5 | 0.08
2015 | TVA_2_VACAR | TVA | VACAR | Internal | Winter | B16 | 25 | 150 | 0 | 56.1 | 58.54 | 4.5 | 0
2015 | TVA_2_VACAR | TVA | VACAR | Internal | Winter | B17 | 100 | 150 | 0 | 43.7 | 48.2 | 4.5 | 0
2015 | TVA_2_VACAR | TVA | VACAR | Internal | Winter | B18 | 400 | 150 | 0 | 39.89 | 44.17 | 4.5 | 0
2015 | TVA_2_VACAR | TVA | VACAR | Internal | Winter | B19 | 700 | 150 | 0 | 39.89 | 43.44 | 4.5 | 0
2015 | TVA_2_VACAR | TVA | VACAR | Internal | Winter | B20 | 935 | 150 | 0 | 38.18 | 42.12 | 4.5 | 0
2015 | TVA_Transmission_2_NonRTO_Midwest | TVA_Transmission | NonRTO_Midwest | Internal | Shoulder | B11 | 25 | 700 | 0 | 53.67 | 55.31 | 4.5 | 0
2015 | TVA_Transmission_2_NonRTO_Midwest | TVA_Transmission | NonRTO_Midwest | Internal | Shoulder | B12 | 200 | 700 | 0 | 42.76 | 45.89 | 4.5 | 0
2015 | TVA_Transmission_2_NonRTO_Midwest | TVA_Transmission | NonRTO_Midwest | Internal | Shoulder | B13 | 600 | 700 | 0 | 41.43 | 43.3 | 4.5 | 0
2015 | TVA_Transmission_2_NonRTO_Midwest | TVA_Transmission | NonRTO_Midwest | Internal | Shoulder | B14 | 900 | 700 | 0 | 39.88 | 35.88 | 4.5 | 0
2015 | TVA_Transmission_2_NonRTO_Midwest | TVA_Transmission | NonRTO_Midwest | Internal | Shoulder | B15 | 1203 | 700 | 0 | 38.47 | 34.47 | 4.5 | 0
2015 | TVA_Transmission_2_NonRTO_Midwest | TVA_Transmission | NonRTO_Midwest | Internal | Summer | B1 | 10 | 700 | 0 | 65.18 | 65.02 | 4.5 | 0
2015 | TVA_Transmission_2_NonRTO_Midwest | TVA_Transmission | NonRTO_Midwest | Internal | Summer | B2 | 25 | 700 | 0 | 63.47 | 63.48 | 4.5 | 0
2015 | TVA_Transmission_2_NonRTO_Midwest | TVA_Transmission | NonRTO_Midwest | Internal | Summer | B3 | 75 | 700 | 0 | 61.93 | 61.95 | 4.5 | 0
2015 | TVA_Transmission_2_NonRTO_Midwest | TVA_Transmission | NonRTO_Midwest | Internal | Summer | B4 | 100 | 700 | 0 | 60.57 | 60.57 | 4.5 | 0
2015 | TVA_Transmission_2_NonRTO_Midwest | TVA_Transmission | NonRTO_Midwest | Internal | Summer | B5 | 200 | 700 | 0 | 54.64 | 54.64 | 4.5 | 0
2015 | TVA_Transmission_2_NonRTO_Midwest | TVA_Transmission | NonRTO_Midwest | Internal | Summer | B6 | 300 | 700 | 0 | 49.69 | 47.21 | 4.5 | 0
2015 | TVA_Transmission_2_NonRTO_Midwest | TVA_Transmission | NonRTO_Midwest | Internal | Summer | B7 | 400 | 700 | 0 | 42.73 | 38.73 | 4.5 | 0
2015 | TVA_Transmission_2_NonRTO_Midwest | TVA_Transmission | NonRTO_Midwest | Internal | Summer | B8 | 500 | 700 | 0 | 38.56 | 34.56 | 4.5 | 0
2015 | TVA_Transmission_2_NonRTO_Midwest | TVA_Transmission | NonRTO_Midwest | Internal | Summer | B9 | 800 | 700 | 0 | 37.83 | 33.83 | 4.5 | 0
2015 | TVA_Transmission_2_NonRTO_Midwest | TVA_Transmission | NonRTO_Midwest | Internal | Summer | B10 | 1262 | 700 | 0 | 35.83 | 32.06 | 4.5 | 0
2015 | TVA_Transmission_2_NonRTO_Midwest | TVA_Transmission | NonRTO_Midwest | Internal | Winter | B16 | 25 | 700 | 0 | 56.09 | 56.1 | 4.5 | 0
2015 | TVA_Transmission_2_NonRTO_Midwest | TVA_Transmission | NonRTO_Midwest | Internal | Winter | B17 | 100 | 700 | 0 | 45.17 | 48.21 | 4.5 | 0
2015 | TVA_Transmission_2_NonRTO_Midwest | TVA_Transmission | NonRTO_Midwest | Internal | Winter | B18 | 400 | 700 | 0 | 42.39 | 44.17 | 4.5 | 0
2015 | TVA_Transmission_2_NonRTO_Midwest | TVA_Transmission | NonRTO_Midwest | Internal | Winter | B19 | 700 | 700 | 0 | 39.96 | 36.04 | 4.5 | 0
2015 | TVA_Transmission_2_NonRTO_Midwest | TVA_Transmission | NonRTO_Midwest | Internal | Winter | B20 | 935 | 700 | 0 | 38.17 | 34.49 | 4.5 | 0
2015 | TVA_Transmission_2_SOCO | TVA_Transmission | SOCO | Internal | Shoulder | B11 | 25 | 3200 | 2337.06 | 53.67 | 58.17 | 4.5 | 0
2015 | TVA_Transmission_2_SOCO | TVA_Transmission | SOCO | Internal | Shoulder | B12 | 200 | 3200 | 0 | 42.76 | 43.32 | 4.5 | 0
2015 | TVA_Transmission_2_SOCO | TVA_Transmission | SOCO | Internal | Shoulder | B13 | 600 | 3200 | 0 | 41.43 | 41.3 | 4.5 | 0
2015 | TVA_Transmission_2_SOCO | TVA_Transmission | SOCO | Internal | Shoulder | B14 | 900 | 3200 | 0 | 39.88 | 41.3 | 4.5 | 0
2015 | TVA_Transmission_2_SOCO | TVA_Transmission | SOCO | Internal | Shoulder | B15 | 1203 | 3200 | 0 | 38.47 | 40 | 4.5 | 0
2015 | TVA_Transmission_2_SOCO | TVA_Transmission | SOCO | Internal | Summer | B1 | 10 | 3200 | 0 | 65.18 | 67.69 | 4.5 | 0
2015 | TVA_Transmission_2_SOCO | TVA_Transmission | SOCO | Internal | Summer | B2 | 25 | 3200 | 0 | 63.47 | 67.02 | 4.5 | 0
2015 | TVA_Transmission_2_SOCO | TVA_Transmission | SOCO | Internal | Summer | B3 | 75 | 3200 | 1170.52 | 61.93 | 66.43 | 4.5 | 0
2015 | TVA_Transmission_2_SOCO | TVA_Transmission | SOCO | Internal | Summer | B4 | 100 | 3200 | 3200 | 60.57 | 66.43 | 4.5 | 1.36
2015 | TVA_Transmission_2_SOCO | TVA_Transmission | SOCO | Internal | Summer | B5 | 200 | 3200 | 2073.68 | 54.64 | 59.14 | 4.5 | 0
2015 | TVA_Transmission_2_SOCO | TVA_Transmission | SOCO | Internal | Summer | B6 | 300 | 3200 | 0 | 49.69 | 54.15 | 4.5 | 0
2015 | TVA_Transmission_2_SOCO | TVA_Transmission | SOCO | Internal | Summer | B7 | 400 | 3200 | 1769.79 | 42.73 | 47.23 | 4.5 | 0
2015 | TVA_Transmission_2_SOCO | TVA_Transmission | SOCO | Internal | Summer | B8 | 500 | 3200 | 188.08 | 38.56 | 43.06 | 4.5 | 0
2015 | TVA_Transmission_2_SOCO | TVA_Transmission | SOCO | Internal | Summer | B9 | 800 | 3200 | 0 | 37.83 | 40.6 | 4.5 | 0
2015 | TVA_Transmission_2_SOCO | TVA_Transmission | SOCO | Internal | Summer | B10 | 1262 | 3200 | 0 | 35.83 | 38.83 | 4.5 | 0
2015 | TVA_Transmission_2_SOCO | TVA_Transmission | SOCO | Internal | Winter | B16 | 25 | 3200 | 2126.78 | 56.09 | 60.59 | 4.5 | 0
2015 | TVA_Transmission_2_SOCO | TVA_Transmission | SOCO | Internal | Winter | B17 | 100 | 3200 | 0 | 45.17 | 45.62 | 4.5 | 0
2015 | TVA_Transmission_2_SOCO | TVA_Transmission | SOCO | Internal | Winter | B18 | 400 | 3200 | 0 | 42.39 | 43.42 | 4.5 | 0
2015 | TVA_Transmission_2_SOCO | TVA_Transmission | SOCO | Internal | Winter | B19 | 700 | 3200 | 0 | 39.96 | 43.14 | 4.5 | 0
2015 | TVA_Transmission_2_SOCO | TVA_Transmission | SOCO | Internal | Winter | B20 | 935 | 3200 | 0 | 38.17 | 42.39 | 4.5 | 0
2015 | TVA_Transmission_2_TVA | TVA_Transmission | TVA | Internal | Shoulder | B11 | 25 | 99999 | 162.94 | 53.67 | 53.68 | 0.01 | 0
2015 | TVA_Transmission_2_TVA | TVA_Transmission | TVA | Internal | Shoulder | B12 | 200 | 99999 | 0 | 42.76 | 41.16 | 0.01 | 0
2015 | TVA_Transmission_2_TVA | TVA_Transmission | TVA | Internal | Shoulder | B13 | 600 | 99999 | 0 | 41.43 | 39.89 | 0.01 | 0
2015 | TVA_Transmission_2_TVA | TVA_Transmission | TVA | Internal | Shoulder | B14 | 900 | 99999 | 87.78 | 39.88 | 39.89 | 0.01 | 0
2015 | TVA_Transmission_2_TVA | TVA_Transmission | TVA | Internal | Shoulder | B15 | 1203 | 99999 | 1995.5 | 38.47 | 38.48 | 0.01 | 0
2015 | TVA_Transmission_2_TVA | TVA_Transmission | TVA | Internal | Summer | B1 | 10 | 99999 | 3250.53 | 65.18 | 65.19 | 0.01 | 0
2015 | TVA_Transmission_2_TVA | TVA_Transmission | TVA | Internal | Summer | B2 | 25 | 99999 | 2553.94 | 63.47 | 63.48 | 0.01 | 0
2015 | TVA_Transmission_2_TVA | TVA_Transmission | TVA | Internal | Summer | B3 | 75 | 99999 | 1225.28 | 61.93 | 61.95 | 0.01 | 0
2015 | TVA_Transmission_2_TVA | TVA_Transmission | TVA | Internal | Summer | B4 | 100 | 99999 | 973.16 | 60.57 | 60.58 | 0.01 | 0
2015 | TVA_Transmission_2_TVA | TVA_Transmission | TVA | Internal | Summer | B5 | 200 | 99999 | 0 | 54.64 | 49.66 | 0.01 | 0
2015 | TVA_Transmission_2_TVA | TVA_Transmission | TVA | Internal | Summer | B6 | 300 | 99999 | 0 | 49.69 | 42.63 | 0.01 | 0
2015 | TVA_Transmission_2_TVA | TVA_Transmission | TVA | Internal | Summer | B7 | 400 | 99999 | 0 | 42.73 | 38.23 | 0.01 | 0
2015 | TVA_Transmission_2_TVA | TVA_Transmission | TVA | Internal | Summer | B8 | 500 | 99999 | 0 | 38.56 | 38.22 | 0.01 | 0
2015 | TVA_Transmission_2_TVA | TVA_Transmission | TVA | Internal | Summer | B9 | 800 | 99999 | 1212.03 | 37.83 | 37.84 | 0.01 | 0
2015 | TVA_Transmission_2_TVA | TVA_Transmission | TVA | Internal | Summer | B10 | 1262 | 99999 | 0 | 35.83 | 35.46 | 0.01 | 0
2015 | TVA_Transmission_2_TVA | TVA_Transmission | TVA | Internal | Winter | B16 | 25 | 99999 | 203 | 56.09 | 56.1 | 0.01 | 0
2015 | TVA_Transmission_2_TVA | TVA_Transmission | TVA | Internal | Winter | B17 | 100 | 99999 | 0 | 45.17 | 43.7 | 0.01 | 0
2015 | TVA_Transmission_2_TVA | TVA_Transmission | TVA | Internal | Winter | B18 | 400 | 99999 | 0 | 42.39 | 39.89 | 0.01 | 0
2015 | TVA_Transmission_2_TVA | TVA_Transmission | TVA | Internal | Winter | B19 | 700 | 99999 | 0 | 39.96 | 39.89 | 0.01 | 0
2015 | TVA_Transmission_2_TVA | TVA_Transmission | TVA | Internal | Winter | B20 | 935 | 99999 | 1043.37 | 38.17 | 38.18 | 0.01 | 0
2015 | TVA_Transmission_2_VACAR | TVA_Transmission | VACAR | Internal | Shoulder | B11 | 25 | 900 | 0 | 53.67 | 54.67 | 4.5 | 0
2015 | TVA_Transmission_2_VACAR | TVA_Transmission | VACAR | Internal | Shoulder | B12 | 200 | 900 | 0 | 42.76 | 45.88 | 4.5 | 0
2015 | TVA_Transmission_2_VACAR | TVA_Transmission | VACAR | Internal | Shoulder | B13 | 600 | 900 | 0 | 41.43 | 43.3 | 4.5 | 0
2015 | TVA_Transmission_2_VACAR | TVA_Transmission | VACAR | Internal | Shoulder | B14 | 900 | 900 | 0 | 39.88 | 43.2 | 4.5 | 0
2015 | TVA_Transmission_2_VACAR | TVA_Transmission | VACAR | Internal | Shoulder | B15 | 1203 | 900 | 0 | 38.47 | 41.49 | 4.5 | 0
2015 | TVA_Transmission_2_VACAR | TVA_Transmission | VACAR | Internal | Summer | B1 | 10 | 900 | 899.99 | 65.18 | 69.73 | 4.5 | 0.05
2015 | TVA_Transmission_2_VACAR | TVA_Transmission | VACAR | Internal | Summer | B2 | 25 | 900 | 900 | 63.47 | 69.73 | 4.5 | 1.76
2015 | TVA_Transmission_2_VACAR | TVA_Transmission | VACAR | Internal | Summer | B3 | 75 | 900 | 900 | 61.93 | 68.59 | 4.5 | 2.16
2015 | TVA_Transmission_2_VACAR | TVA_Transmission | VACAR | Internal | Summer | B4 | 100 | 900 | 0 | 60.57 | 62.93 | 4.5 | 0
2015 | TVA_Transmission_2_VACAR | TVA_Transmission | VACAR | Internal | Summer | B5 | 200 | 900 | 0 | 54.64 | 55.77 | 4.5 | 0
2015 | TVA_Transmission_2_VACAR | TVA_Transmission | VACAR | Internal | Summer | B6 | 300 | 900 | 0 | 49.69 | 50.65 | 4.5 | 0
2015 | TVA_Transmission_2_VACAR | TVA_Transmission | VACAR | Internal | Summer | B7 | 400 | 900 | 0 | 42.73 | 44.16 | 4.5 | 0
2015 | TVA_Transmission_2_VACAR | TVA_Transmission | VACAR | Internal | Summer | B8 | 500 | 900 | 0 | 38.56 | 42.58 | 4.5 | 0
2015 | TVA_Transmission_2_VACAR | TVA_Transmission | VACAR | Internal | Summer | B9 | 800 | 900 | 0 | 37.83 | 41.49 | 4.5 | 0
2015 | TVA_Transmission_2_VACAR | TVA_Transmission | VACAR | Internal | Summer | B10 | 1262 | 900 | 0 | 35.83 | 40.05 | 4.5 | 0
2015 | TVA_Transmission_2_VACAR | TVA_Transmission | VACAR | Internal | Winter | B16 | 25 | 900 | 0 | 56.09 | 58.54 | 4.5 | 0
2015 | TVA_Transmission_2_VACAR | TVA_Transmission | VACAR | Internal | Winter | B17 | 100 | 900 | 0 | 45.17 | 48.2 | 4.5 | 0
2015 | TVA_Transmission_2_VACAR | TVA_Transmission | VACAR | Internal | Winter | B18 | 400 | 900 | 0 | 42.39 | 44.17 | 4.5 | 0
2015 | TVA_Transmission_2_VACAR | TVA_Transmission | VACAR | Internal | Winter | B19 | 700 | 900 | 0 | 39.96 | 43.44 | 4.5 | 0
2015 | TVA_Transmission_2_VACAR | TVA_Transmission | VACAR | Internal | Winter | B20 | 935 | 900 | 0 | 38.17 | 42.12 | 4.5 | 0
2015 | VACAR_2_SOCO | VACAR | SOCO | Internal | Shoulder | B11 | 25 | 3000 | 892.82 | 54.67 | 58.17 | 3.5 | 0
2015 | VACAR_2_SOCO | VACAR | SOCO | Internal | Shoulder | B12 | 200 | 3000 | 0 | 45.88 | 43.32 | 3.5 | 0
2015 | VACAR_2_SOCO | VACAR | SOCO | Internal | Shoulder | B13 | 600 | 3000 | 0 | 43.3 | 41.3 | 3.5 | 0
2015 | VACAR_2_SOCO | VACAR | SOCO | Internal | Shoulder | B14 | 900 | 3000 | 0 | 43.2 | 41.3 | 3.5 | 0
2015 | VACAR_2_SOCO | VACAR | SOCO | Internal | Shoulder | B15 | 1203 | 3000 | 0 | 41.49 | 40 | 3.5 | 0
2015 | VACAR_2_SOCO | VACAR | SOCO | Internal | Summer | B1 | 10 | 3000 | 0 | 69.73 | 67.69 | 3.5 | 0
2015 | VACAR_2_SOCO | VACAR | SOCO | Internal | Summer | B2 | 25 | 3000 | 0 | 69.73 | 67.02 | 3.5 | 0
2015 | VACAR_2_SOCO | VACAR | SOCO | Internal | Summer | B3 | 75 | 3000 | 0 | 68.59 | 66.43 | 3.5 | 0
2015 | VACAR_2_SOCO | VACAR | SOCO | Internal | Summer | B4 | 100 | 3000 | 609.02 | 62.93 | 66.43 | 3.5 | 0
2015 | VACAR_2_SOCO | VACAR | SOCO | Internal | Summer | B5 | 200 | 3000 | 0 | 55.77 | 59.14 | 3.5 | 0
2015 | VACAR_2_SOCO | VACAR | SOCO | Internal | Summer | B6 | 300 | 3000 | 1793.48 | 50.65 | 54.15 | 3.5 | 0
2015 | VACAR_2_SOCO | VACAR | SOCO | Internal | Summer | B7 | 400 | 3000 | 0 | 44.16 | 47.23 | 3.5 | 0
2015 | VACAR_2_SOCO | VACAR | SOCO | Internal | Summer | B8 | 500 | 3000 | 0 | 42.58 | 43.06 | 3.5 | 0
2015 | VACAR_2_SOCO | VACAR | SOCO | Internal | Summer | B9 | 800 | 3000 | 0 | 41.49 | 40.6 | 3.5 | 0
2015 | VACAR_2_SOCO | VACAR | SOCO | Internal | Summer | B10 | 1262 | 3000 | 0 | 40.05 | 38.83 | 3.5 | 0
2015 | VACAR_2_SOCO | VACAR | SOCO | Internal | Winter | B16 | 25 | 3000 | 0 | 58.54 | 60.59 | 3.5 | 0
2015 | VACAR_2_SOCO | VACAR | SOCO | Internal | Winter | B17 | 100 | 3000 | 0 | 48.2 | 45.62 | 3.5 | 0
2015 | VACAR_2_SOCO | VACAR | SOCO | Internal | Winter | B18 | 400 | 3000 | 0 | 44.17 | 43.42 | 3.5 | 0
2015 | VACAR_2_SOCO | VACAR | SOCO | Internal | Winter | B19 | 700 | 3000 | 0 | 43.44 | 43.14 | 3.5 | 0
2015 | VACAR_2_SOCO | VACAR | SOCO | Internal | Winter | B20 | 935 | 3000 | 0 | 42.12 | 42.39 | 3.5 | 0
2020 | ENT_2_MISO_MO-IL | ENT | MISO_MO-IL | Internal | Shoulder | B11 | 25 | 2260 | 0 | 59.7 | 58 | 4 | 0
2020 | ENT_2_MISO_MO-IL | ENT | MISO_MO-IL | Internal | Shoulder | B12 | 200 | 2260 | 0 | 42.38 | 45.01 | 4 | 0
2020 | ENT_2_MISO_MO-IL | ENT | MISO_MO-IL | Internal | Shoulder | B13 | 600 | 2260 | 0 | 42.38 | 43.12 | 4 | 0
2020 | ENT_2_MISO_MO-IL | ENT | MISO_MO-IL | Internal | Shoulder | B14 | 900 | 2260 | 0 | 42.38 | 41.88 | 4 | 0
2020 | ENT_2_MISO_MO-IL | ENT | MISO_MO-IL | Internal | Shoulder | B15 | 1203 | 2260 | 0 | 40.7 | 38.31 | 4 | 0
2020 | ENT_2_MISO_MO-IL | ENT | MISO_MO-IL | Internal | Summer | B1 | 10 | 2260 | 0 | 67.83 | 66.54 | 4 | 0
2020 | ENT_2_MISO_MO-IL | ENT | MISO_MO-IL | Internal | Summer | B2 | 25 | 2260 | 0 | 65.01 | 64.53 | 4 | 0
2020 | ENT_2_MISO_MO-IL | ENT | MISO_MO-IL | Internal | Summer | B3 | 75 | 2260 | 0 | 64.47 | 61.99 | 4 | 0
2020 | ENT_2_MISO_MO-IL | ENT | MISO_MO-IL | Internal | Summer | B4 | 100 | 2260 | 0 | 63.31 | 61.86 | 4 | 0
2020 | ENT_2_MISO_MO-IL | ENT | MISO_MO-IL | Internal | Summer | B5 | 200 | 2260 | 0 | 59.38 | 58.75 | 4 | 0
2020 | ENT_2_MISO_MO-IL | ENT | MISO_MO-IL | Internal | Summer | B6 | 300 | 2260 | 0 | 55.03 | 51.03 | 4 | 0
2020 | ENT_2_MISO_MO-IL | ENT | MISO_MO-IL | Internal | Summer | B7 | 400 | 2260 | 0 | 46.01 | 42.01 | 4 | 0
2020 | ENT_2_MISO_MO-IL | ENT | MISO_MO-IL | Internal | Summer | B8 | 500 | 2260 | 0 | 41.82 | 38.99 | 4 | 0
2020 | ENT_2_MISO_MO-IL | ENT | MISO_MO-IL | Internal | Summer | B9 | 800 | 2260 | 0 | 40.88 | 36.88 | 4 | 0
2020 | ENT_2_MISO_MO-IL | ENT | MISO_MO-IL | Internal | Summer | B10 | 1262 | 2260 | 0 | 39.38 | 36 | 4 | 0
2020 | ENT_2_MISO_MO-IL | ENT | MISO_MO-IL | Internal | Winter | B16 | 25 | 2260 | 0 | 54.05 | 54.05 | 4 | 0
2020 | ENT_2_MISO_MO-IL | ENT | MISO_MO-IL | Internal | Winter | B17 | 100 | 2260 | 0 | 45.1 | 45.98 | 4 | 0
2020 | ENT_2_MISO_MO-IL | ENT | MISO_MO-IL | Internal | Winter | B18 | 400 | 2260 | 0 | 43.7 | 43.32 | 4 | 0
2020 | ENT_2_MISO_MO-IL | ENT | MISO_MO-IL | Internal | Winter | B19 | 700 | 2260 | 0 | 43.31 | 42.25 | 4 | 0
2020 | ENT_2_MISO_MO-IL | ENT | MISO_MO-IL | Internal | Winter | B20 | 935 | 2260 | 0 | 41.82 | 38.24 | 4 | 0
2020 | ENT_2_SOCO | ENT | SOCO | Internal | Shoulder | B11 | 25 | 2431 | 289.05 | 59.7 | 63.7 | 4 | 0
2020 | ENT_2_SOCO | ENT | SOCO | Internal | Shoulder | B12 | 200 | 2431 | 0 | 42.38 | 44.53 | 4 | 0
2020 | ENT_2_SOCO | ENT | SOCO | Internal | Shoulder | B13 | 600 | 2431 | 0 | 42.38 | 44.08 | 4 | 0
2020 | ENT_2_SOCO | ENT | SOCO | Internal | Shoulder | B14 | 900 | 2431 | 0 | 42.38 | 43.41 | 4 | 0
2020 | ENT_2_SOCO | ENT | SOCO | Internal | Shoulder | B15 | 1203 | 2431 | 0 | 40.7 | 42.57 | 4 | 0
2020 | ENT_2_SOCO | ENT | SOCO | Internal | Summer | B1 | 10 | 2431 | 2413.17 | 67.83 | 71.83 | 4 | 0
2020 | ENT_2_SOCO | ENT | SOCO | Internal | Summer | B2 | 25 | 2431 | 2431 | 65.01 | 71.71 | 4 | 2.7
2020 | ENT_2_SOCO | ENT | SOCO | Internal | Summer | B3 | 75 | 2431 | 2431 | 64.47 | 70.49 | 4 | 2.01
2020 | ENT_2_SOCO | ENT | SOCO | Internal | Summer | B4 | 100 | 2431 | 2431 | 63.31 | 70.36 | 4 | 3.05
2020 | ENT_2_SOCO | ENT | SOCO | Internal | Summer | B5 | 200 | 2431 | 2431 | 59.38 | 67.25 | 4 | 3.88
2020 | ENT_2_SOCO | ENT | SOCO | Internal | Summer | B6 | 300 | 2431 | 2431 | 55.03 | 59.51 | 4 | 0.48
2020 | ENT_2_SOCO | ENT | SOCO | Internal | Summer | B7 | 400 | 2431 | 2431 | 46.01 | 50.51 | 4 | 0.5
2020 | ENT_2_SOCO | ENT | SOCO | Internal | Summer | B8 | 500 | 2431 | 304.19 | 41.82 | 45.82 | 4 | 0
2020 | ENT_2_SOCO | ENT | SOCO | Internal | Summer | B9 | 800 | 2431 | 0 | 40.88 | 43.41 | 4 | 0
2020 | ENT_2_SOCO | ENT | SOCO | Internal | Summer | B10 | 1262 | 2431 | 0 | 39.38 | 41.3 | 4 | 0
2020 | ENT_2_SOCO | ENT | SOCO | Internal | Winter | B16 | 25 | 2431 | 2431 | 54.05 | 62.61 | 4 | 4.56
2020 | ENT_2_SOCO | ENT | SOCO | Internal | Winter | B17 | 100 | 2431 | 483.92 | 45.1 | 49.1 | 4 | 0
2020 | ENT_2_SOCO | ENT | SOCO | Internal | Winter | B18 | 400 | 2431 | 0 | 43.7 | 45.18 | 4 | 0
2020 | ENT_2_SOCO | ENT | SOCO | Internal | Winter | B19 | 700 | 2431 | 0 | 43.31 | 45.18 | 4 | 0
2020 | ENT_2_SOCO | ENT | SOCO | Internal | Winter | B20 | 935 | 2431 | 0 | 41.82 | 45.18 | 4 | 0
2020 | ENT_2_TVA_Transmission | ENT | TVA_Transmission | Internal | Shoulder | B11 | 25 | 2100 | 0 | 59.7 | 59.67 | 4 | 0
2020 | ENT_2_TVA_Transmission | ENT | TVA_Transmission | Internal | Shoulder | B12 | 200 | 2100 | 0 | 42.38 | 45.78 | 4 | 0
2020 | ENT_2_TVA_Transmission | ENT | TVA_Transmission | Internal | Shoulder | B13 | 600 | 2100 | 0 | 42.38 | 44.61 | 4 | 0
2020 | ENT_2_TVA_Transmission | ENT | TVA_Transmission | Internal | Shoulder | B14 | 900 | 2100 | 0 | 42.38 | 43.8 | 4 | 0
2020 | ENT_2_TVA_Transmission | ENT | TVA_Transmission | Internal | Shoulder | B15 | 1203 | 2100 | 0 | 40.7 | 42.19 | 4 | 0
2020 | ENT_2_TVA_Transmission | ENT | TVA_Transmission | Internal | Summer | B1 | 10 | 2100 | 0 | 67.83 | 70.54 | 4 | 0
2020 | ENT_2_TVA_Transmission | ENT | TVA_Transmission | Internal | Summer | B2 | 25 | 2100 | 0 | 65.01 | 68.53 | 4 | 0
2020 | ENT_2_TVA_Transmission | ENT | TVA_Transmission | Internal | Summer | B3 | 75 | 2100 | 0 | 64.47 | 65.99 | 4 | 0
2020 | ENT_2_TVA_Transmission | ENT | TVA_Transmission | Internal | Summer | B4 | 100 | 2100 | 0 | 63.31 | 65.86 | 4 | 0
2020 | ENT_2_TVA_Transmission | ENT | TVA_Transmission | Internal | Summer | B5 | 200 | 2100 | 0 | 59.38 | 62.75 | 4 | 0
2020 | ENT_2_TVA_Transmission | ENT | TVA_Transmission | Internal | Summer | B6 | 300 | 2100 | 0 | 55.03 | 55.01 | 4 | 0
2020 | ENT_2_TVA_Transmission | ENT | TVA_Transmission | Internal | Summer | B7 | 400 | 2100 | 0 | 46.01 | 46.01 | 4 | 0
2020 | ENT_2_TVA_Transmission | ENT | TVA_Transmission | Internal | Summer | B8 | 500 | 2100 | 0 | 41.82 | 42.13 | 4 | 0
2020 | ENT_2_TVA_Transmission | ENT | TVA_Transmission | Internal | Summer | B9 | 800 | 2100 | 0 | 40.88 | 40.87 | 4 | 0
2020 | ENT_2_TVA_Transmission | ENT | TVA_Transmission | Internal | Summer | B10 | 1262 | 2100 | 0 | 39.38 | 38.06 | 4 | 0
2020 | ENT_2_TVA_Transmission | ENT | TVA_Transmission | Internal | Winter | B16 | 25 | 2100 | 653.64 | 54.05 | 58.05 | 4 | 0
2020 | ENT_2_TVA_Transmission | ENT | TVA_Transmission | Internal | Winter | B17 | 100 | 2100 | 0 | 45.1 | 48.01 | 4 | 0
2020 | ENT_2_TVA_Transmission | ENT | TVA_Transmission | Internal | Winter | B18 | 400 | 2100 | 0 | 43.7 | 45.22 | 4 | 0
2020 | ENT_2_TVA_Transmission | ENT | TVA_Transmission | Internal | Winter | B19 | 700 | 2100 | 0 | 43.31 | 44.32 | 4 | 0
2020 | ENT_2_TVA_Transmission | ENT | TVA_Transmission | Internal | Winter | B20 | 935 | 2100 | 0 | 41.82 | 41.88 | 4 | 0
2020 | HQ_NEISO_2_NEISO | HQ_NEISO | NEISO | Internal | Shoulder | B11 | 25 | 99999 | 2920 | 37.48 | 37.5 | 0.01 | 0
2020 | HQ_NEISO_2_NEISO | HQ_NEISO | NEISO | Internal | Shoulder | B12 | 200 | 99999 | 2920 | 37.48 | 37.5 | 0.01 | 0
2020 | HQ_NEISO_2_NEISO | HQ_NEISO | NEISO | Internal | Shoulder | B13 | 600 | 99999 | 2920 | 37.48 | 37.5 | 0.01 | 0
2020 | HQ_NEISO_2_NEISO | HQ_NEISO | NEISO | Internal | Shoulder | B14 | 900 | 99999 | 2920 | 37.48 | 37.5 | 0.01 | 0
2020 | HQ_NEISO_2_NEISO | HQ_NEISO | NEISO | Internal | Shoulder | B15 | 1203 | 99999 | 1143.24 | 37.48 | 37.5 | 0.01 | 0
2020 | HQ_NEISO_2_NEISO | HQ_NEISO | NEISO | Internal | Summer | B1 | 10 | 99999 | 2920 | 79.54 | 79.55 | 0.01 | 0
2020 | HQ_NEISO_2_NEISO | HQ_NEISO | NEISO | Internal | Summer | B2 | 25 | 99999 | 2920 | 67.03 | 67.04 | 0.01 | 0
2020 | HQ_NEISO_2_NEISO | HQ_NEISO | NEISO | Internal | Summer | B3 | 75 | 99999 | 2920 | 51.41 | 51.42 | 0.01 | 0
2020 | HQ_NEISO_2_NEISO | HQ_NEISO | NEISO | Internal | Summer | B4 | 100 | 99999 | 2920 | 44.31 | 44.32 | 0.01 | 0
2020 | HQ_NEISO_2_NEISO | HQ_NEISO | NEISO | Internal | Summer | B5 | 200 | 99999 | 2920 | 34.6 | 34.61 | 0.01 | 0
2020 | HQ_NEISO_2_NEISO | HQ_NEISO | NEISO | Internal | Summer | B6 | 300 | 99999 | 2920 | 34.6 | 34.61 | 0.01 | 0
2020 | HQ_NEISO_2_NEISO | HQ_NEISO | NEISO | Internal | Summer | B7 | 400 | 99999 | 2920 | 34.6 | 34.61 | 0.01 | 0
2020 | HQ_NEISO_2_NEISO | HQ_NEISO | NEISO | Internal | Summer | B8 | 500 | 99999 | 2920 | 34.6 | 34.61 | 0.01 | 0
2020 | HQ_NEISO_2_NEISO | HQ_NEISO | NEISO | Internal | Summer | B9 | 800 | 99999 | 2920 | 34.6 | 34.61 | 0.01 | 0
2020 | HQ_NEISO_2_NEISO | HQ_NEISO | NEISO | Internal | Summer | B10 | 1262 | 99999 | 795.94 | 34.6 | 34.61 | 0.01 | 0
2020 | HQ_NEISO_2_NEISO | HQ_NEISO | NEISO | Internal | Winter | B16 | 25 | 99999 | 2920 | 46.41 | 46.42 | 0.01 | 0
2020 | HQ_NEISO_2_NEISO | HQ_NEISO | NEISO | Internal | Winter | B17 | 100 | 99999 | 2920 | 46.41 | 46.42 | 0.01 | 0
2020 | HQ_NEISO_2_NEISO | HQ_NEISO | NEISO | Internal | Winter | B18 | 400 | 99999 | 2920 | 46.41 | 46.42 | 0.01 | 0
2020 | HQ_NEISO_2_NEISO | HQ_NEISO | NEISO | Internal | Winter | B19 | 700 | 99999 | 2920 | 46.41 | 46.42 | 0.01 | 0
2020 | HQ_NEISO_2_NEISO | HQ_NEISO | NEISO | Internal | Winter | B20 | 935 | 99999 | 1233.58 | 46.41 | 46.42 | 0.01 | 0
2020 | HQ_NY_2_NYISO_A-F | HQ_NY | NYISO_A-F | Internal | Shoulder | B11 | 25 | 99999 | 1666.02 | 39.86 | 39.87 | 0.01 | 0
2020 | HQ_NY_2_NYISO_A-F | HQ_NY | NYISO_A-F | Internal | Shoulder | B12 | 200 | 99999 | 1679.04 | 39.86 | 39.87 | 0.01 | 0
2020 | HQ_NY_2_NYISO_A-F | HQ_NY | NYISO_A-F | Internal | Shoulder | B13 | 600 | 99999 | 1654.84 | 39.59 | 39.6 | 0.01 | 0
2020 | HQ_NY_2_NYISO_A-F | HQ_NY | NYISO_A-F | Internal | Shoulder | B14 | 900 | 99999 | 1614.89 | 38.83 | 38.84 | 0.01 | 0
2020 | HQ_NY_2_NYISO_A-F | HQ_NY | NYISO_A-F | Internal | Shoulder | B15 | 1203 | 99999 | 701 | 38.31 | 38.33 | 0.01 | 0
2020 | HQ_NY_2_NYISO_A-F | HQ_NY | NYISO_A-F | Internal | Summer | B1 | 10 | 99999 | 1918.77 | 63.54 | 63.55 | 0.01 | 0
2020 | HQ_NY_2_NYISO_A-F | HQ_NY | NYISO_A-F | Internal | Summer | B2 | 25 | 99999 | 1884.45 | 61.52 | 61.53 | 0.01 | 0
2020 | HQ_NY_2_NYISO_A-F | HQ_NY | NYISO_A-F | Internal | Summer | B3 | 75 | 99999 | 1833 | 51.41 | 51.42 | 0.01 | 0
2020 | HQ_NY_2_NYISO_A-F | HQ_NY | NYISO_A-F | Internal | Summer | B4 | 100 | 99999 | 1777.75 | 45.81 | 45.82 | 0.01 | 0
2020 | HQ_NY_2_NYISO_A-F | HQ_NY | NYISO_A-F | Internal | Summer | B5 | 200 | 99999 | 1744.38 | 42.63 | 42.64 | 0.01 | 0
2020 | HQ_NY_2_NYISO_A-F | HQ_NY | NYISO_A-F | Internal | Summer | B6 | 300 | 99999 | 1711.08 | 42.31 | 42.32 | 0.01 | 0
2020 | HQ_NY_2_NYISO_A-F | HQ_NY | NYISO_A-F | Internal | Summer | B7 | 400 | 99999 | 1672.81 | 38.99 | 39 | 0.01 | 0
2020 | HQ_NY_2_NYISO_A-F | HQ_NY | NYISO_A-F | Internal | Summer | B8 | 500 | 99999 | 1646.9 | 36.85 | 36.86 | 0.01 | 0
2020 | HQ_NY_2_NYISO_A-F | HQ_NY | NYISO_A-F | Internal | Summer | B9 | 800 | 99999 | 1611.79 | 36.77 | 36.78 | 0.01 | 0
2020 | HQ_NY_2_NYISO_A-F | HQ_NY | NYISO_A-F | Internal | Summer | B10 | 1262 | 99999 | 546.9 | 36.77 | 36.78 | 0.01 | 0
2020 | HQ_NY_2_NYISO_A-F | HQ_NY | NYISO_A-F | Internal | Winter | B16 | 25 | 99999 | 1756.65 | 44.91 | 44.92 | 0.01 | 0
2020 | HQ_NY_2_NYISO_A-F | HQ_NY | NYISO_A-F | Internal | Winter | B17 | 100 | 99999 | 1735.42 | 42.68 | 42.69 | 0.01 | 0
2020 | HQ_NY_2_NYISO_A-F | HQ_NY | NYISO_A-F | Internal | Winter | B18 | 400 | 99999 | 1711.02 | 42.25 | 42.26 | 0.01 | 0
2020 | HQ_NY_2_NYISO_A-F | HQ_NY | NYISO_A-F | Internal | Winter | B19 | 700 | 99999 | 1668.52 | 42.25 | 42.26 | 0.01 | 0
2020 | HQ_NY_2_NYISO_A-F | HQ_NY | NYISO_A-F | Internal | Winter | B20 | 935 | 99999 | 793.34 | 42.25 | 42.26 | 0.01 | 0
2020 | HQ_IESO_2_IESO | HQ_IESO | IESO | Internal | Shoulder | B11 | 25 | 99999 | 400 | 34.81 | 34.83 | 0.01 | 0
2020 | HQ_IESO_2_IESO | HQ_IESO | IESO | Internal | Shoulder | B12 | 200 | 99999 | 400 | 34.81 | 34.83 | 0.01 | 0
2020 | HQ_IESO_2_IESO | HQ_IESO | IESO | Internal | Shoulder | B13 | 600 | 99999 | 400 | 34.81 | 34.83 | 0.01 | 0
2020 | HQ_IESO_2_IESO | HQ_IESO | IESO | Internal | Shoulder | B14 | 900 | 99999 | 400 | 34.81 | 34.83 | 0.01 | 0
2020 | HQ_IESO_2_IESO | HQ_IESO | IESO | Internal | Shoulder | B15 | 1203 | 99999 | 75.48 | 34.81 | 34.83 | 0.01 | 0
2020 | HQ_IESO_2_IESO | HQ_IESO | IESO | Internal | Summer | B1 | 10 | 99999 | 400 | 60.04 | 60.05 | 0.01 | 0
2020 | HQ_IESO_2_IESO | HQ_IESO | IESO | Internal | Summer | B2 | 25 | 99999 | 400 | 58.02 | 58.03 | 0.01 | 0
2020 | HQ_IESO_2_IESO | HQ_IESO | IESO | Internal | Summer | B3 | 75 | 99999 | 400 | 39.13 | 39.14 | 0.01 | 0
2020 | HQ_IESO_2_IESO | HQ_IESO | IESO | Internal | Summer | B4 | 100 | 99999 | 400 | 39.13 | 39.14 | 0.01 | 0
2020 | HQ_IESO_2_IESO | HQ_IESO | IESO | Internal | Summer | B5 | 200 | 99999 | 400 | 39.13 | 39.14 | 0.01 | 0
2020 | HQ_IESO_2_IESO | HQ_IESO | IESO | Internal | Summer | B6 | 300 | 99999 | 400 | 38.81 | 38.82 | 0.01 | 0
2020 | HQ_IESO_2_IESO | HQ_IESO | IESO | Internal | Summer | B7 | 400 | 99999 | 400 | 35.49 | 35.5 | 0.01 | 0
2020 | HQ_IESO_2_IESO | HQ_IESO | IESO | Internal | Summer | B8 | 500 | 99999 | 400 | 33.35 | 33.36 | 0.01 | 0
2020 | HQ_IESO_2_IESO | HQ_IESO | IESO | Internal | Summer | B9 | 800 | 99999 | 400 | 33.27 | 33.28 | 0.01 | 0
2020 | HQ_IESO_2_IESO | HQ_IESO | IESO | Internal | Summer | B10 | 1262 | 99999 | 12.04 | 33.27 | 33.28 | 0.01 | 0
2020 | HQ_IESO_2_IESO | HQ_IESO | IESO | Internal | Winter | B16 | 25 | 99999 | 400 | 39.18 | 39.19 | 0.01 | 0
2020 | HQ_IESO_2_IESO | HQ_IESO | IESO | Internal | Winter | B17 | 100 | 99999 | 400 | 39.18 | 39.19 | 0.01 | 0
2020 | HQ_IESO_2_IESO | HQ_IESO | IESO | Internal | Winter | B18 | 400 | 99999 | 400 | 38.75 | 38.76 | 0.01 | 0
2020 | HQ_IESO_2_IESO | HQ_IESO | IESO | Internal | Winter | B19 | 700 | 99999 | 400 | 38.75 | 38.76 | 0.01 | 0
2020 | HQ_IESO_2_IESO | HQ_IESO | IESO | Internal | Winter | B20 | 935 | 99999 | 91.98 | 38.75 | 38.76 | 0.01 | 0
2020 | IESO_2_MAPP_CA | IESO | MAPP_CA | Internal | Shoulder | B11 | 25 | 262 | 262 | 34.83 | 50.99 | 3.5 | 12.66
2020 | IESO_2_MAPP_CA | IESO | MAPP_CA | Internal | Shoulder | B12 | 200 | 262 | 262 | 34.83 | 44.98 | 3.5 | 6.66
2020 | IESO_2_MAPP_CA | IESO | MAPP_CA | Internal | Shoulder | B13 | 600 | 262 | 262 | 34.83 | 43.09 | 3.5 | 4.76
2020 | IESO_2_MAPP_CA | IESO | MAPP_CA | Internal | Shoulder | B14 | 900 | 262 | 262 | 34.83 | 43.09 | 3.5 | 4.76
2020 | IESO_2_MAPP_CA | IESO | MAPP_CA | Internal | Shoulder | B15 | 1203 | 262 | 262 | 34.83 | 43.09 | 3.5 | 4.76
2020 | IESO_2_MAPP_CA | IESO | MAPP_CA | Internal | Summer | B1 | 10 | 262 | 34.56 | 60.05 | 63.55 | 3.5 | 0
2020 | IESO_2_MAPP_CA | IESO | MAPP_CA | Internal | Summer | B2 | 25 | 262 | 133.12 | 58.03 | 61.53 | 3.5 | 0
2020 | IESO_2_MAPP_CA | IESO | MAPP_CA | Internal | Summer | B3 | 75 | 262 | 262 | 39.14 | 54.97 | 3.5 | 12.34
2020 | IESO_2_MAPP_CA | IESO | MAPP_CA | Internal | Summer | B4 | 100 | 262 | 262 | 39.14 | 54.85 | 3.5 | 12.21
2020 | IESO_2_MAPP_CA | IESO | MAPP_CA | Internal | Summer | B5 | 200 | 262 | 262 | 39.14 | 51.76 | 3.5 | 9.12
2020 | IESO_2_MAPP_CA | IESO | MAPP_CA | Internal | Summer | B6 | 300 | 262 | 262 | 38.82 | 48.31 | 3.5 | 6
2020 | IESO_2_MAPP_CA | IESO | MAPP_CA | Internal | Summer | B7 | 400 | 262 | 262 | 35.5 | 42 | 3.5 | 3
2020 | IESO_2_MAPP_CA | IESO | MAPP_CA | Internal | Summer | B8 | 500 | 262 | 262 | 33.36 | 39 | 3.5 | 2.14
2020 | IESO_2_MAPP_CA | IESO | MAPP_CA | Internal | Summer | B9 | 800 | 262 | 262 | 33.28 | 39 | 3.5 | 2.22
2020 | IESO_2_MAPP_CA | IESO | MAPP_CA | Internal | Summer | B10 | 1262 | 262 | 262 | 33.28 | 39 | 3.5 | 2.22
2020 | IESO_2_MAPP_CA | IESO | MAPP_CA | Internal | Winter | B16 | 25 | 262 | 262 | 39.19 | 54.03 | 3.5 | 11.33
2020 | IESO_2_MAPP_CA | IESO | MAPP_CA | Internal | Winter | B17 | 100 | 262 | 262 | 39.19 | 47.63 | 3.5 | 4.93
2020 | IESO_2_MAPP_CA | IESO | MAPP_CA | Internal | Winter | B18 | 400 | 262 | 262 | 38.76 | 47.63 | 3.5 | 5.37
2020 | IESO_2_MAPP_CA | IESO | MAPP_CA | Internal | Winter | B19 | 700 | 262 | 262 | 38.76 | 47.63 | 3.5 | 5.37
2020 | IESO_2_MAPP_CA | IESO | MAPP_CA | Internal | Winter | B20 | 935 | 262 | 262 | 38.76 | 47.63 | 3.5 | 5.37
2020 | IESO_2_MISO_MI | IESO | MISO_MI | Internal | Shoulder | B11 | 25 | 1840 | 1840 | 34.83 | 55.99 | 3.5 | 17.66
2020 | IESO_2_MISO_MI | IESO | MISO_MI | Internal | Shoulder | B12 | 200 | 1840 | 1840 | 34.83 | 45.03 | 3.5 | 6.7
2020 | IESO_2_MISO_MI | IESO | MISO_MI | Internal | Shoulder | B13 | 600 | 1840 | 1840 | 34.83 | 43.14 | 3.5 | 4.81
2020 | IESO_2_MISO_MI | IESO | MISO_MI | Internal | Shoulder | B14 | 900 | 1840 | 1840 | 34.83 | 41.88 | 3.5 | 3.55
2020 | IESO_2_MISO_MI | IESO | MISO_MI | Internal | Shoulder | B15 | 1203 | 1840 | 905 | 34.83 | 38.33 | 3.5 | 0
2020 | IESO_2_MISO_MI | IESO | MISO_MI | Internal | Summer | B1 | 10 | 1840 | 1840 | 60.05 | 66.51 | 3.5 | 2.96
2020 | IESO_2_MISO_MI | IESO | MISO_MI | Internal | Summer | B2 | 25 | 1840 | 1840 | 58.03 | 64.12 | 3.5 | 2.59
2020 | IESO_2_MISO_MI | IESO | MISO_MI | Internal | Summer | B3 | 75 | 1840 | 1840 | 39.14 | 60.86 | 3.5 | 18.22
2020 | IESO_2_MISO_MI | IESO | MISO_MI | Internal | Summer | B4 | 100 | 1840 | 1840 | 39.14 | 58.75 | 3.5 | 16.12
2020 | IESO_2_MISO_MI | IESO | MISO_MI | Internal | Summer | B5 | 200 | 1840 | 1840 | 39.14 | 58.75 | 3.5 | 16.12
2020 | IESO_2_MISO_MI | IESO | MISO_MI | Internal | Summer | B6 | 300 | 1840 | 1840 | 38.82 | 51.01 | 3.5 | 8.69
2020 | IESO_2_MISO_MI | IESO | MISO_MI | Internal | Summer | B7 | 400 | 1840 | 1840 | 35.5 | 42.01 | 3.5 | 3.01
2020 | IESO_2_MISO_MI | IESO | MISO_MI | Internal | Summer | B8 | 500 | 1840 | 1840 | 33.36 | 38.99 | 3.5 | 2.13
2020 | IESO_2_MISO_MI | IESO | MISO_MI | Internal | Summer | B9 | 800 | 1840 | 1840 | 33.28 | 36.87 | 3.5 | 0.09
2020 | IESO_2_MISO_MI | IESO | MISO_MI | Internal | Summer | B10 | 1262 | 1840 | 0 | 33.28 | 36.03 | 3.5 | 0
2020 | IESO_2_MISO_MI | IESO | MISO_MI | Internal | Winter | B16 | 25 | 1840 | 1840 | 39.19 | 54.04 | 3.5 | 11.34
2020 | IESO_2_MISO_MI | IESO | MISO_MI | Internal | Winter | B17 | 100 | 1840 | 1840 | 39.19 | 45.98 | 3.5 | 3.28
2020 | IESO_2_MISO_MI | IESO | MISO_MI | Internal | Winter | B18 | 400 | 1840 | 1840 | 38.76 | 43.33 | 3.5 | 1.07
2020 | IESO_2_MISO_MI | IESO | MISO_MI | Internal | Winter | B19 | 700 | 1840 | 776.33 | 38.76 | 42.26 | 3.5 | 0
2020 | IESO_2_MISO_MI | IESO | MISO_MI | Internal | Winter | B20 | 935 | 1840 | 0 | 38.76 | 38.26 | 3.5 | 0
2020 | IESO_2_MISO_W | IESO | MISO_W | Internal | Shoulder | B11 | 25 | 214 | 214 | 34.83 | 57.99 | 3.5 | 19.66
2020 | IESO_2_MISO_W | IESO | MISO_W | Internal | Shoulder | B12 | 200 | 214 | 214 | 34.83 | 44.99 | 3.5 | 6.67
2020 | IESO_2_MISO_W | IESO | MISO_W | Internal | Shoulder | B13 | 600 | 214 | 214 | 34.83 | 43.1 | 3.5 | 4.78
2020 | IESO_2_MISO_W | IESO | MISO_W | Internal | Shoulder | B14 | 900 | 214 | 214 | 34.83 | 41.89 | 3.5 | 3.56
2020 | IESO_2_MISO_W | IESO | MISO_W | Internal | Shoulder | B15 | 1203 | 214 | 122.12 | 34.83 | 38.33 | 3.5 | 0
2020 | IESO_2_MISO_W | IESO | MISO_W | Internal | Summer | B1 | 10 | 214 | 214 | 60.05 | 66.54 | 3.5 | 2.99
2020 | IESO_2_MISO_W | IESO | MISO_W | Internal | Summer | B2 | 25 | 214 | 214 | 58.03 | 64.52 | 3.5 | 2.99
2020 | IESO_2_MISO_W | IESO | MISO_W | Internal | Summer | B3 | 75 | 214 | 214 | 39.14 | 61.97 | 3.5 | 19.34
2020 | IESO_2_MISO_W | IESO | MISO_W | Internal | Summer | B4 | 100 | 214 | 214 | 39.14 | 61.85 | 3.5 | 19.21
2020 | IESO_2_MISO_W | IESO | MISO_W | Internal | Summer | B5 | 200 | 214 | 214 | 39.14 | 58.75 | 3.5 | 16.12
2020 | IESO_2_MISO_W | IESO | MISO_W | Internal | Summer | B6 | 300 | 214 | 214 | 38.82 | 51.04 | 3.5 | 8.73
2020 | IESO_2_MISO_W | IESO | MISO_W | Internal | Summer | B7 | 400 | 214 | 214 | 35.5 | 42.01 | 3.5 | 3.01
2020 | IESO_2_MISO_W | IESO | MISO_W | Internal | Summer | B8 | 500 | 214 | 214 | 33.36 | 38.99 | 3.5 | 2.13
2020 | IESO_2_MISO_W | IESO | MISO_W | Internal | Summer | B9 | 800 | 214 | 214 | 33.28 | 36.89 | 3.5 | 0.11
2020 | IESO_2_MISO_W | IESO | MISO_W | Internal | Summer | B10 | 1262 | 214 | 0 | 33.28 | 35.99 | 3.5 | 0
2020 | IESO_2_MISO_W | IESO | MISO_W | Internal | Winter | B16 | 25 | 214 | 214 | 39.19 | 54.04 | 3.5 | 11.34
2020 | IESO_2_MISO_W | IESO | MISO_W | Internal | Winter | B17 | 100 | 214 | 214 | 39.19 | 45.98 | 3.5 | 3.28
2020 | IESO_2_MISO_W | IESO | MISO_W | Internal | Winter | B18 | 400 | 214 | 214 | 38.76 | 43.33 | 3.5 | 1.07
2020 | IESO_2_MISO_W | IESO | MISO_W | Internal | Winter | B19 | 700 | 214 | 132.39 | 38.76 | 42.26 | 3.5 | 0
2020 | IESO_2_MISO_W | IESO | MISO_W | Internal | Winter | B20 | 935 | 214 | 0 | 38.76 | 38.25 | 3.5 | 0
2020 | IESO_2_NYISO_A-F | IESO | NYISO_A-F | Internal | Shoulder | B11 | 25 | 1725 | 1725 | 34.83 | 39.87 | 3.5 | 1.54
2020 | IESO_2_NYISO_A-F | IESO | NYISO_A-F | Internal | Shoulder | B12 | 200 | 1725 | 1725 | 34.83 | 39.87 | 3.5 | 1.54
2020 | IESO_2_NYISO_A-F | IESO | NYISO_A-F | Internal | Shoulder | B13 | 600 | 1725 | 1725 | 34.83 | 39.6 | 3.5 | 1.28
2020 | IESO_2_NYISO_A-F | IESO | NYISO_A-F | Internal | Shoulder | B14 | 900 | 1725 | 1725 | 34.83 | 38.84 | 3.5 | 0.52
2020 | IESO_2_NYISO_A-F | IESO | NYISO_A-F | Internal | Shoulder | B15 | 1203 | 1725 | 1278.68 | 34.83 | 38.33 | 3.5 | 0
2020 | IESO_2_NYISO_A-F | IESO | NYISO_A-F | Internal | Summer | B1 | 10 | 1725 | 620.52 | 60.05 | 63.55 | 3.5 | 0
2020 | IESO_2_NYISO_A-F | IESO | NYISO_A-F | Internal | Summer | B2 | 25 | 1725 | 1035.45 | 58.03 | 61.53 | 3.5 | 0
2020 | IESO_2_NYISO_A-F | IESO | NYISO_A-F | Internal | Summer | B3 | 75 | 1725 | 1725 | 39.14 | 51.42 | 3.5 | 8.78
2020 | IESO_2_NYISO_A-F | IESO | NYISO_A-F | Internal | Summer | B4 | 100 | 1725 | 1725 | 39.14 | 45.82 | 3.5 | 3.18
2020 | IESO_2_NYISO_A-F | IESO | NYISO_A-F | Internal | Summer | B5 | 200 | 1725 | 1174.62 | 39.14 | 42.64 | 3.5 | 0
2020 | IESO_2_NYISO_A-F | IESO | NYISO_A-F | Internal | Summer | B6 | 300 | 1725 | 1119.87 | 38.82 | 42.32 | 3.5 | 0
2020 | IESO_2_NYISO_A-F | IESO | NYISO_A-F | Internal | Summer | B7 | 400 | 1725 | 646.98 | 35.5 | 39 | 3.5 | 0
2020 | IESO_2_NYISO_A-F | IESO | NYISO_A-F | Internal | Summer | B8 | 500 | 1725 | 1391.36 | 33.36 | 36.86 | 3.5 | 0
2020 | IESO_2_NYISO_A-F | IESO | NYISO_A-F | Internal | Summer | B9 | 800 | 1725 | 869.26 | 33.28 | 36.78 | 3.5 | 0
2020 | IESO_2_NYISO_A-F | IESO | NYISO_A-F | Internal | Summer | B10 | 1262 | 1725 | 593.8 | 33.28 | 36.78 | 3.5 | 0
2020 | IESO_2_NYISO_A-F | IESO | NYISO_A-F | Internal | Winter | B16 | 25 | 1725 | 1725 | 39.19 | 44.92 | 3.5 | 2.23
2020 | IESO_2_NYISO_A-F | IESO | NYISO_A-F | Internal | Winter | B17 | 100 | 1725 | 1575.63 | 39.19 | 42.69 | 3.5 | 0
2020 | IESO_2_NYISO_A-F | IESO | NYISO_A-F | Internal | Winter | B18 | 400 | 1725 | 1156.03 | 38.76 | 42.26 | 3.5 | 0
2020 | IESO_2_NYISO_A-F | IESO | NYISO_A-F | Internal | Winter | B19 | 700 | 1725 | 1280.44 | 38.76 | 42.26 | 3.5 | 0
2020 | IESO_2_NYISO_A-F | IESO | NYISO_A-F | Internal | Winter | B20 | 935 | 1725 | 1371.51 | 38.76 | 42.26 | 3.5 | 0
2020 | MAPP_CA_2_IESO | MAPP_CA | IESO | Internal | Shoulder | B11 | 25 | 330 | 0 | 50.99 | 34.83 | 4 | 0
2020 | MAPP_CA_2_IESO | MAPP_CA | IESO | Internal | Shoulder | B12 | 200 | 330 | 0 | 44.98 | 34.83 | 4 | 0
2020 | MAPP_CA_2_IESO | MAPP_CA | IESO | Internal | Shoulder | B13 | 600 | 330 | 0 | 43.09 | 34.83 | 4 | 0
2020 | MAPP_CA_2_IESO | MAPP_CA | IESO | Internal | Shoulder | B14 | 900 | 330 | 0 | 43.09 | 34.83 | 4 | 0
2020 | MAPP_CA_2_IESO | MAPP_CA | IESO | Internal | Shoulder | B15 | 1203 | 330 | 0 | 43.09 | 34.83 | 4 | 0
2020 | MAPP_CA_2_IESO | MAPP_CA | IESO | Internal | Summer | B1 | 10 | 330 | 0 | 63.55 | 60.05 | 4 | 0
2020 | MAPP_CA_2_IESO | MAPP_CA | IESO | Internal | Summer | B2 | 25 | 330 | 0 | 61.53 | 58.03 | 4 | 0
2020 | MAPP_CA_2_IESO | MAPP_CA | IESO | Internal | Summer | B3 | 75 | 330 | 0 | 54.97 | 39.14 | 4 | 0
2020 | MAPP_CA_2_IESO | MAPP_CA | IESO | Internal | Summer | B4 | 100 | 330 | 0 | 54.85 | 39.14 | 4 | 0
2020 | MAPP_CA_2_IESO | MAPP_CA | IESO | Internal | Summer | B5 | 200 | 330 | 0 | 51.76 | 39.14 | 4 | 0
2020 | MAPP_CA_2_IESO | MAPP_CA | IESO | Internal | Summer | B6 | 300 | 330 | 0 | 48.31 | 38.82 | 4 | 0
2020 | MAPP_CA_2_IESO | MAPP_CA | IESO | Internal | Summer | B7 | 400 | 330 | 0 | 42 | 35.5 | 4 | 0
2020 | MAPP_CA_2_IESO | MAPP_CA | IESO | Internal | Summer | B8 | 500 | 330 | 0 | 39 | 33.36 | 4 | 0
2020 | MAPP_CA_2_IESO | MAPP_CA | IESO | Internal | Summer | B9 | 800 | 330 | 0 | 39 | 33.28 | 4 | 0
2020 | MAPP_CA_2_IESO | MAPP_CA | IESO | Internal | Summer | B10 | 1262 | 330 | 0 | 39 | 33.28 | 4 | 0
2020 | MAPP_CA_2_IESO | MAPP_CA | IESO | Internal | Winter | B16 | 25 | 330 | 0 | 54.03 | 39.19 | 4 | 0
2020 | MAPP_CA_2_IESO | MAPP_CA | IESO | Internal | Winter | B17 | 100 | 330 | 0 | 47.63 | 39.19 | 4 | 0
2020 | MAPP_CA_2_IESO | MAPP_CA | IESO | Internal | Winter | B18 | 400 | 330 | 0 | 47.63 | 38.76 | 4 | 0
2020 | MAPP_CA_2_IESO | MAPP_CA | IESO | Internal | Winter | B19 | 700 | 330 | 0 | 47.63 | 38.76 | 4 | 0
2020 | MAPP_CA_2_IESO | MAPP_CA | IESO | Internal | Winter | B20 | 935 | 330 | 0 | 47.63 | 38.76 | 4 | 0
2020 | MAPP_CA_2_MAPP_US | MAPP_CA | MAPP_US | Internal | Shoulder | B11 | 25 | 437 | 212.89 | 50.99 | 54.49 | 3.5 | 0
2020 | MAPP_CA_2_MAPP_US | MAPP_CA | MAPP_US | Internal | Shoulder | B12 | 200 | 437 | 0 | 44.98 | 41.49 | 3.5 | 0
2020 | MAPP_CA_2_MAPP_US | MAPP_CA | MAPP_US | Internal | Shoulder | B13 | 600 | 437 | 0 | 43.09 | 39.6 | 3.5 | 0
2020 | MAPP_CA_2_MAPP_US | MAPP_CA | MAPP_US | Internal | Shoulder | B14 | 900 | 437 | 0 | 43.09 | 39.4 | 3.5 | 0
2020 | MAPP_CA_2_MAPP_US | MAPP_CA | MAPP_US | Internal | Shoulder | B15 | 1203 | 437 | 0 | 43.09 | 36.05 | 3.5 | 0
2020 | MAPP_CA_2_MAPP_US | MAPP_CA | MAPP_US | Internal | Summer | B1 | 10 | 437 | 0 | 63.55 | 63.04 | 3.5 | 0
2020 | MAPP_CA_2_MAPP_US | MAPP_CA | MAPP_US | Internal | Summer | B2 | 25 | 437 | 0 | 61.53 | 61.02 | 3.5 | 0
2020 | MAPP_CA_2_MAPP_US | MAPP_CA | MAPP_US | Internal | Summer | B3 | 75 | 437 | 53.24 | 54.97 | 58.47 | 3.5 | 0
2020 | MAPP_CA_2_MAPP_US | MAPP_CA | MAPP_US | Internal | Summer | B4 | 100 | 437 | 112.85 | 54.85 | 58.35 | 3.5 | 0
2020 | MAPP_CA_2_MAPP_US | MAPP_CA | MAPP_US | Internal | Summer | B5 | 200 | 437 | 157.25 | 51.76 | 55.26 | 3.5 | 0
2020 | MAPP_CA_2_MAPP_US | MAPP_CA | MAPP_US | Internal | Summer | B6 | 300 | 437 | 0 | 48.31 | 51.03 | 3.5 | 0
2020 | MAPP_CA_2_MAPP_US | MAPP_CA | MAPP_US | Internal | Summer | B7 | 400 | 437 | 0 | 42 | 40 | 3.5 | 0
2020 | MAPP_CA_2_MAPP_US | MAPP_CA | MAPP_US | Internal | Summer | B8 | 500 | 437 | 0 | 39 | 36.14 | 3.5 | 0
2020 | MAPP_CA_2_MAPP_US | MAPP_CA | MAPP_US | Internal | Summer | B9 | 800 | 437 | 0 | 39 | 34.87 | 3.5 | 0
2020 | MAPP_CA_2_MAPP_US | MAPP_CA | MAPP_US | Internal | Summer | B10 | 1262 | 437 | 0 | 39 | 33.37 | 3.5 | 0
2020 | MAPP_CA_2_MAPP_US | MAPP_CA | MAPP_US | Internal | Winter | B16 | 25 | 437 | 0 | 54.03 | 50.54 | 3.5 | 0
2020 | MAPP_CA_2_MAPP_US | MAPP_CA | MAPP_US | Internal | Winter | B17 | 100 | 437 | 0 | 47.63 | 42.48 | 3.5 | 0
2020 | MAPP_CA_2_MAPP_US | MAPP_CA | MAPP_US | Internal | Winter | B18 | 400 | 437 | 0 | 47.63 | 39.83 | 3.5 | 0
2020 | MAPP_CA_2_MAPP_US | MAPP_CA | MAPP_US | Internal | Winter | B19 | 700 | 437 | 0 | 47.63 | 39.83 | 3.5 | 0
2020 | MAPP_CA_2_MAPP_US | MAPP_CA | MAPP_US | Internal | Winter | B20 | 935 | 437 | 0 | 47.63 | 35.81 | 3.5 | 0
2020 | MAPP_CA_2_MISO_W | MAPP_CA | MISO_W | Internal | Shoulder | B11 | 25 | 2058 | 2058 | 50.99 | 57.99 | 0.01 | 6.99
2020 | MAPP_CA_2_MISO_W | MAPP_CA | MISO_W | Internal | Shoulder | B12 | 200 | 2058 | 901.6 | 44.98 | 44.99 | 0.01 | 0
2020 | MAPP_CA_2_MISO_W | MAPP_CA | MISO_W | Internal | Shoulder | B13 | 600 | 2058 | 495.32 | 43.09 | 43.1 | 0.01 | 0
2020 | MAPP_CA_2_MISO_W | MAPP_CA | MISO_W | Internal | Shoulder | B14 | 900 | 2058 | 0 | 43.09 | 41.89 | 0.01 | 0
2020 | MAPP_CA_2_MISO_W | MAPP_CA | MISO_W | Internal | Shoulder | B15 | 1203 | 2058 | 0 | 43.09 | 38.33 | 0.01 | 0
2020 | MAPP_CA_2_MISO_W | MAPP_CA | MISO_W | Internal | Summer | B1 | 10 | 2058 | 2058 | 63.55 | 66.54 | 0.01 | 2.98
2020 | MAPP_CA_2_MISO_W | MAPP_CA | MISO_W | Internal | Summer | B2 | 25 | 2058 | 2058 | 61.53 | 64.52 | 0.01 | 2.98
2020 | MAPP_CA_2_MISO_W | MAPP_CA | MISO_W | Internal | Summer | B3 | 75 | 2058 | 2058 | 54.97 | 61.97 | 0.01 | 6.99
2020 | MAPP_CA_2_MISO_W | MAPP_CA | MISO_W | Internal | Summer | B4 | 100 | 2058 | 2058 | 54.85 | 61.85 | 0.01 | 6.99
2020 | MAPP_CA_2_MISO_W | MAPP_CA | MISO_W | Internal | Summer | B5 | 200 | 2058 | 2058 | 51.76 | 58.75 | 0.01 | 6.99
2020 | MAPP_CA_2_MISO_W | MAPP_CA | MISO_W | Internal | Summer | B6 | 300 | 2058 | 2058 | 48.31 | 51.04 | 0.01 | 2.72
2020 | MAPP_CA_2_MISO_W | MAPP_CA | MISO_W | Internal | Summer | B7 | 400 | 2058 | 782.89 | 42 | 42.01 | 0.01 | 0
2020 | MAPP_CA_2_MISO_W | MAPP_CA | MISO_W | Internal | Summer | B8 | 500 | 2058 | 0 | 39 | 38.99 | 0.01 | 0
2020 | MAPP_CA_2_MISO_W | MAPP_CA | MISO_W | Internal | Summer | B9 | 800 | 2058 | 0 | 39 | 36.89 | 0.01 | 0
2020 | MAPP_CA_2_MISO_W | MAPP_CA | MISO_W | Internal | Summer | B10 | 1262 | 2058 | 0 | 39 | 35.99 | 0.01 | 0
2020 | MAPP_CA_2_MISO_W | MAPP_CA | MISO_W | Internal | Winter | B16 | 25 | 2058 | 1432.65 | 54.03 | 54.04 | 0.01 | 0
2020 | MAPP_CA_2_MISO_W | MAPP_CA | MISO_W | Internal | Winter | B17 | 100 | 2058 | 0 | 47.63 | 45.98 | 0.01 | 0
2020 | MAPP_CA_2_MISO_W | MAPP_CA | MISO_W | Internal | Winter | B18 | 400 | 2058 | 0 | 47.63 | 43.33 | 0.01 | 0
2020 | MAPP_CA_2_MISO_W | MAPP_CA | MISO_W | Internal | Winter | B19 | 700 | 2058 | 0 | 47.63 | 42.26 | 0.01 | 0
2020 | MAPP_CA_2_MISO_W | MAPP_CA | MISO_W | Internal | Winter | B20 | 935 | 2058 | 0 | 47.63 | 38.25 | 0.01 | 0
2020 | MAPP_US_2_MAPP_CA | MAPP_US | MAPP_CA | Internal | Shoulder | B11 | 25 | 230 | 0 | 54.49 | 50.99 | 3.5 | 0
2020 | MAPP_US_2_MAPP_CA | MAPP_US | MAPP_CA | Internal | Shoulder | B12 | 200 | 230 | 0 | 41.49 | 44.98 | 3.5 | 0
2020 | MAPP_US_2_MAPP_CA | MAPP_US | MAPP_CA | Internal | Shoulder | B13 | 600 | 230 | 0 | 39.6 | 43.09 | 3.5 | 0
2020 | MAPP_US_2_MAPP_CA | MAPP_US | MAPP_CA | Internal | Shoulder | B14 | 900 | 230 | 230 | 39.4 | 43.09 | 3.5 | 0.19
2020 | MAPP_US_2_MAPP_CA | MAPP_US | MAPP_CA | Internal | Shoulder | B15 | 1203 | 230 | 230 | 36.05 | 43.09 | 3.5 | 3.54
2020 | MAPP_US_2_MAPP_CA | MAPP_US | MAPP_CA | Internal | Summer | B1 | 10 | 230 | 0 | 63.04 | 63.55 | 3.5 | 0
2020 | MAPP_US_2_MAPP_CA | MAPP_US | MAPP_CA | Internal | Summer | B2 | 25 | 230 | 0 | 61.02 | 61.53 | 3.5 | 0
2020 | MAPP_US_2_MAPP_CA | MAPP_US | MAPP_CA | Internal | Summer | B3 | 75 | 230 | 0 | 58.47 | 54.97 | 3.5 | 0
2020 | MAPP_US_2_MAPP_CA | MAPP_US | MAPP_CA | Internal | Summer | B4 | 100 | 230 | 0 | 58.35 | 54.85 | 3.5 | 0
2020 | MAPP_US_2_MAPP_CA | MAPP_US | MAPP_CA | Internal | Summer | B5 | 200 | 230 | 0 | 55.26 | 51.76 | 3.5 | 0
2020 | MAPP_US_2_MAPP_CA | MAPP_US | MAPP_CA | Internal | Summer | B6 | 300 | 230 | 0 | 51.03 | 48.31 | 3.5 | 0
2020 | MAPP_US_2_MAPP_CA | MAPP_US | MAPP_CA | Internal | Summer | B7 | 400 | 230 | 0 | 40 | 42 | 3.5 | 0
2020 | MAPP_US_2_MAPP_CA | MAPP_US | MAPP_CA | Internal | Summer | B8 | 500 | 230 | 0 | 36.14 | 39 | 3.5 | 0
2020 | MAPP_US_2_MAPP_CA | MAPP_US | MAPP_CA | Internal | Summer | B9 | 800 | 230 | 230 | 34.87 | 39 | 3.5 | 0.63
2020 | MAPP_US_2_MAPP_CA | MAPP_US | MAPP_CA | Internal | Summer | B10 | 1262 | 230 | 230 | 33.37 | 39 | 3.5 | 2.14
2020 | MAPP_US_2_MAPP_CA | MAPP_US | MAPP_CA | Internal | Winter | B16 | 25 | 230 | 0.01 | 50.54 | 54.03 | 3.5 | 0
2020 | MAPP_US_2_MAPP_CA | MAPP_US | MAPP_CA | Internal | Winter | B17 | 100 | 230 | 230 | 42.48 | 47.63 | 3.5 | 1.65
2020 | MAPP_US_2_MAPP_CA | MAPP_US | MAPP_CA | Internal | Winter | B18 | 400 | 230 | 230 | 39.83 | 47.63 | 3.5 | 4.29
2020 | MAPP_US_2_MAPP_CA | MAPP_US | MAPP_CA | Internal | Winter | B19 | 700 | 230 | 230 | 39.83 | 47.63 | 3.5 | 4.29
2020 | MAPP_US_2_MAPP_CA | MAPP_US | MAPP_CA | Internal | Winter | B20 | 935 | 230 | 230 | 35.81 | 47.63 | 3.5 | 8.32
2020 | MAPP_US_2_MISO_W | MAPP_US | MISO_W | Internal | Shoulder | B11 | 25 | 2635 | 261.89 | 54.49 | 57.99 | 3.5 | 0
2020 | MAPP_US_2_MISO_W | MAPP_US | MISO_W | Internal | Shoulder | B12 | 200 | 2635 | 1524.45 | 41.49 | 44.99 | 3.5 | 0
2020 | MAPP_US_2_MISO_W | MAPP_US | MISO_W | Internal | Shoulder | B13 | 600 | 2635 | 1448.02 | 39.6 | 43.1 | 3.5 | 0
2020 | MAPP_US_2_MISO_W | MAPP_US | MISO_W | Internal | Shoulder | B14 | 900 | 2635 | 0 | 39.4 | 41.89 | 3.5 | 0
2020 | MAPP_US_2_MISO_W | MAPP_US | MISO_W | Internal | Shoulder | B15 | 1203 | 2635 | 0 | 36.05 | 38.33 | 3.5 | 0
2020 | MAPP_US_2_MISO_W | MAPP_US | MISO_W | Internal | Summer | B1 | 10 | 2635 | 1723.46 | 63.04 | 66.54 | 3.5 | 0
2020 | MAPP_US_2_MISO_W | MAPP_US | MISO_W | Internal | Summer | B2 | 25 | 2635 | 1379.96 | 61.02 | 64.52 | 3.5 | 0
2020 | MAPP_US_2_MISO_W | MAPP_US | MISO_W | Internal | Summer | B3 | 75 | 2635 | 1208.42 | 58.47 | 61.97 | 3.5 | 0
2020 | MAPP_US_2_MISO_W | MAPP_US | MISO_W | Internal | Summer | B4 | 100 | 2635 | 1788.99 | 58.35 | 61.85 | 3.5 | 0
2020 | MAPP_US_2_MISO_W | MAPP_US | MISO_W | Internal | Summer | B5 | 200 | 2635 | 1498.68 | 55.26 | 58.75 | 3.5 | 0
2020 | MAPP_US_2_MISO_W | MAPP_US | MISO_W | Internal | Summer | B6 | 300 | 2635 | 0 | 51.03 | 51.04 | 3.5 | 0
2020 | MAPP_US_2_MISO_W | MAPP_US | MISO_W | Internal | Summer | B7 | 400 | 2635 | 0 | 40 | 42.01 | 3.5 | 0
2020 | MAPP_US_2_MISO_W | MAPP_US | MISO_W | Internal | Summer | B8 | 500 | 2635 | 0 | 36.14 | 38.99 | 3.5 | 0
2020 | MAPP_US_2_MISO_W | MAPP_US | MISO_W | Internal | Summer | B9 | 800 | 2635 | 0 | 34.87 | 36.89 | 3.5 | 0
2020 | MAPP_US_2_MISO_W | MAPP_US | MISO_W | Internal | Summer | B10 | 1262 | 2635 | 0 | 33.37 | 35.99 | 3.5 | 0
2020 | MAPP_US_2_MISO_W | MAPP_US | MISO_W | Internal | Winter | B16 | 25 | 2635 | 1976.73 | 50.54 | 54.04 | 3.5 | 0
2020 | MAPP_US_2_MISO_W | MAPP_US | MISO_W | Internal | Winter | B17 | 100 | 2635 | 1315.07 | 42.48 | 45.98 | 3.5 | 0
2020 | MAPP_US_2_MISO_W | MAPP_US | MISO_W | Internal | Winter | B18 | 400 | 2635 | 956.51 | 39.83 | 43.33 | 3.5 | 0
2020 | MAPP_US_2_MISO_W | MAPP_US | MISO_W | Internal | Winter | B19 | 700 | 2635 | 0 | 39.83 | 42.26 | 3.5 | 0
2020 | MAPP_US_2_MISO_W | MAPP_US | MISO_W | Internal | Winter | B20 | 935 | 2635 | 0 | 35.81 | 38.25 | 3.5 | 0
2020 | MAPP_US_2_NE | MAPP_US | NE | Internal | Shoulder | B11 | 25 | 2000 | 1657.33 | 54.49 | 57.99 | 3.5 | 0
2020 | MAPP_US_2_NE | MAPP_US | NE | Internal | Shoulder | B12 | 200 | 2000 | 0 | 41.49 | 42.49 | 3.5 | 0
2020 | MAPP_US_2_NE | MAPP_US | NE | Internal | Shoulder | B13 | 600 | 2000 | 0 | 39.6 | 40.6 | 3.5 | 0
2020 | MAPP_US_2_NE | MAPP_US | NE | Internal | Shoulder | B14 | 900 | 2000 | 0 | 39.4 | 40.51 | 3.5 | 0
2020 | MAPP_US_2_NE | MAPP_US | NE | Internal | Shoulder | B15 | 1203 | 2000 | 0 | 36.05 | 38.19 | 3.5 | 0
2020 | MAPP_US_2_NE | MAPP_US | NE | Internal | Summer | B1 | 10 | 2000 | 0 | 63.04 | 65.33 | 3.5 | 0
2020 | MAPP_US_2_NE | MAPP_US | NE | Internal | Summer | B2 | 25 | 2000 | 0 | 61.02 | 62.51 | 3.5 | 0
2020 | MAPP_US_2_NE | MAPP_US | NE | Internal | Summer | B3 | 75 | 2000 | 47.94 | 58.47 | 61.97 | 3.5 | 0
2020 | MAPP_US_2_NE | MAPP_US | NE | Internal | Summer | B4 | 100 | 2000 | 0 | 58.35 | 60.81 | 3.5 | 0
2020 | MAPP_US_2_NE | MAPP_US | NE | Internal | Summer | B5 | 200 | 2000 | 0 | 55.26 | 56.88 | 3.5 | 0
2020 | MAPP_US_2_NE | MAPP_US | NE | Internal | Summer | B6 | 300 | 2000 | 1590.32 | 51.03 | 54.53 | 3.5 | 0
2020 | MAPP_US_2_NE | MAPP_US | NE | Internal | Summer | B7 | 400 | 2000 | 1862.97 | 40 | 43.5 | 3.5 | 0
2020 | MAPP_US_2_NE | MAPP_US | NE | Internal | Summer | B8 | 500 | 2000 | 1802.46 | 36.14 | 39.64 | 3.5 | 0
2020 | MAPP_US_2_NE | MAPP_US | NE | Internal | Summer | B9 | 800 | 2000 | 868 | 34.87 | 38.37 | 3.5 | 0
2020 | MAPP_US_2_NE | MAPP_US | NE | Internal | Summer | B10 | 1262 | 2000 | 805.31 | 33.37 | 36.87 | 3.5 | 0
2020 | MAPP_US_2_NE | MAPP_US | NE | Internal | Winter | B16 | 25 | 2000 | 0 | 50.54 | 51.54 | 3.5 | 0
2020 | MAPP_US_2_NE | MAPP_US | NE | Internal | Winter | B17 | 100 | 2000 | 0 | 42.48 | 43.48 | 3.5 | 0
2020 | MAPP_US_2_NE | MAPP_US | NE | Internal | Winter | B18 | 400 | 2000 | 0 | 39.83 | 41.18 | 3.5 | 0
2020 | MAPP_US_2_NE | MAPP_US | NE | Internal | Winter | B19 | 700 | 2000 | 0 | 39.83 | 40.79 | 3.5 | 0
2020 | MAPP_US_2_NE | MAPP_US | NE | Internal | Winter | B20 | 935 | 2000 | 236.37 | 35.81 | 39.31 | 3.5 | 0
2020 | MARITIMES_2_NEISO | MARITIMES | NEISO | Internal | Shoulder | B11 | 25 | 99999 | 1720.66 | 37.48 | 37.5 | 0.01 | 0
2020 | MARITIMES_2_NEISO | MARITIMES | NEISO | Internal | Shoulder | B12 | 200 | 99999 | 1717.44 | 37.48 | 37.5 | 0.01 | 0
2020 | MARITIMES_2_NEISO | MARITIMES | NEISO | Internal | Shoulder | B13 | 600 | 99999 | 1704.78 | 37.48 | 37.5 | 0.01 | 0
2020 | MARITIMES_2_NEISO | MARITIMES | NEISO | Internal | Shoulder | B14 | 900 | 99999 | 1682.64 | 37.48 | 37.5 | 0.01 | 0
2020 | MARITIMES_2_NEISO | MARITIMES | NEISO | Internal | Shoulder | B15 | 1203 | 99999 | 648.08 | 37.48 | 37.5 | 0.01 | 0
2020 | MARITIMES_2_NEISO | MARITIMES | NEISO | Internal | Summer | B1 | 10 | 99999 | 1900 | 79.54 | 79.55 | 0.01 | 0
2020 | MARITIMES_2_NEISO | MARITIMES | NEISO | Internal | Summer | B2 | 25 | 99999 | 1878.75 | 67.03 | 67.04 | 0.01 | 0
2020 | MARITIMES_2_NEISO | MARITIMES | NEISO | Internal | Summer | B3 | 75 | 99999 | 1836.38 | 51.41 | 51.42 | 0.01 | 0
2020 | MARITIMES_2_NEISO | MARITIMES | NEISO | Internal | Summer | B4 | 100 | 99999 | 1799.97 | 44.31 | 44.32 | 0.01 | 0
2020 | MARITIMES_2_NEISO | MARITIMES | NEISO | Internal | Summer | B5 | 200 | 99999 | 1780.16 | 34.6 | 34.61 | 0.01 | 0
2020 | MARITIMES_2_NEISO | MARITIMES | NEISO | Internal | Summer | B6 | 300 | 99999 | 1757.82 | 34.6 | 34.61 | 0.01 | 0
2020 | MARITIMES_2_NEISO | MARITIMES | NEISO | Internal | Summer | B7 | 400 | 99999 | 1732.23 | 34.6 | 34.61 | 0.01 | 0
2020 | MARITIMES_2_NEISO | MARITIMES | NEISO | Internal | Summer | B8 | 500 | 99999 | 1712.1 | 34.6 | 34.61 | 0.01 | 0
2020 | MARITIMES_2_NEISO | MARITIMES | NEISO | Internal | Summer | B9 | 800 | 99999 | 1687.45 | 34.6 | 34.61 | 0.01 | 0
2020 | MARITIMES_2_NEISO | MARITIMES | NEISO | Internal | Summer | B10 | 1262 | 99999 | 465.06 | 34.6 | 34.61 | 0.01 | 0
2020 | MARITIMES_2_NEISO | MARITIMES | NEISO | Internal | Winter | B16 | 25 | 99999 | 1765.23 | 46.41 | 46.42 | 0.01 | 0
2020 | MARITIMES_2_NEISO | MARITIMES | NEISO | Internal | Winter | B17 | 100 | 99999 | 1747.34 | 46.41 | 46.42 | 0.01 | 0
2020 | MARITIMES_2_NEISO | MARITIMES | NEISO | Internal | Winter | B18 | 400 | 99999 | 1733.65 | 46.41 | 46.42 | 0.01 | 0
2020 | MARITIMES_2_NEISO | MARITIMES | NEISO | Internal | Winter | B19 | 700 | 99999 | 1708.15 | 46.41 | 46.42 | 0.01 | 0
2020 | MARITIMES_2_NEISO | MARITIMES | NEISO | Internal | Winter | B20 | 935 | 99999 | 723.43 | 46.41 | 46.42 | 0.01 | 0
2020 | MISO_IN_2_MISO_MI | MISO_IN | MISO_MI | Internal | Shoulder | B11 | 25 | 5081 | 0 | 57.99 | 55.99 | 0.01 | 0
2020 | MISO_IN_2_MISO_MI | MISO_IN | MISO_MI | Internal | Shoulder | B12 | 200 | 5081 | 656.19 | 45.02 | 45.03 | 0.01 | 0
2020 | MISO_IN_2_MISO_MI | MISO_IN | MISO_MI | Internal | Shoulder | B13 | 600 | 5081 | 293.3 | 43.13 | 43.14 | 0.01 | 0
2020 | MISO_IN_2_MISO_MI | MISO_IN | MISO_MI | Internal | Shoulder | B14 | 900 | 5081 | 0 | 41.89 | 41.88 | 0.01 | 0
2020 | MISO_IN_2_MISO_MI | MISO_IN | MISO_MI | Internal | Shoulder | B15 | 1203 | 5081 | 0 | 38.32 | 38.33 | 0.01 | 0
2020 | MISO_IN_2_MISO_MI | MISO_IN | MISO_MI | Internal | Summer | B1 | 10 | 5081 | 0.02 | 66.52 | 66.51 | 0.01 | 0
2020 | MISO_IN_2_MISO_MI | MISO_IN | MISO_MI | Internal | Summer | B2 | 25 | 5081 | 0 | 64.54 | 64.12 | 0.01 | 0
2020 | MISO_IN_2_MISO_MI | MISO_IN | MISO_MI | Internal | Summer | B3 | 75 | 5081 | 0 | 62 | 60.86 | 0.01 | 0
2020 | MISO_IN_2_MISO_MI | MISO_IN | MISO_MI | Internal | Summer | B4 | 100 | 5081 | 0 | 61.87 | 58.75 | 0.01 | 0
2020 | MISO_IN_2_MISO_MI | MISO_IN | MISO_MI | Internal | Summer | B5 | 200 | 5081 | 0 | 58.77 | 58.75 | 0.01 | 0
2020 | MISO_IN_2_MISO_MI | MISO_IN | MISO_MI | Internal | Summer | B6 | 300 | 5081 | 0 | 51.02 | 51.01 | 0.01 | 0
2020 | MISO_IN_2_MISO_MI | MISO_IN | MISO_MI | Internal | Summer | B7 | 400 | 5081 | 0 | 42.01 | 42.01 | 0.01 | 0
2020 | MISO_IN_2_MISO_MI | MISO_IN | MISO_MI | Internal | Summer | B8 | 500 | 5081 | 0 | 38.99 | 38.99 | 0.01 | 0
2020 | MISO_IN_2_MISO_MI | MISO_IN | MISO_MI | Internal | Summer | B9 | 800 | 5081 | 0 | 36.87 | 36.87 | 0.01 | 0
2020 | MISO_IN_2_MISO_MI | MISO_IN | MISO_MI | Internal | Summer | B10 | 1262 | 5081 | 3775.44 | 36.02 | 36.03 | 0.01 | 0
2020 | MISO_IN_2_MISO_MI | MISO_IN | MISO_MI | Internal | Winter | B16 | 25 | 5081 | 0 | 54.06 | 54.04 | 0.01 | 0
2020 | MISO_IN_2_MISO_MI | MISO_IN | MISO_MI | Internal | Winter | B17 | 100 | 5081 | 0 | 45.99 | 45.98 | 0.01 | 0
2020 | MISO_IN_2_MISO_MI | MISO_IN | MISO_MI | Internal | Winter | B18 | 400 | 5081 | 0 | 43.33 | 43.33 | 0.01 | 0
2020 | MISO_IN_2_MISO_MI | MISO_IN | MISO_MI | Internal | Winter | B19 | 700 | 5081 | 525.58 | 42.25 | 42.26 | 0.01 | 0
2020 | MISO_IN_2_MISO_MI | MISO_IN | MISO_MI | Internal | Winter | B20 | 935 | 5081 | 384.5 | 38.25 | 38.26 | 0.01 | 0
2020 | MISO_IN_2_MISO_MO-IL | MISO_IN | MISO_MO-IL | Internal | Shoulder | B11 | 25 | 9129 | 26.87 | 57.99 | 58 | 0.01 | 0
2020 | MISO_IN_2_MISO_MO-IL | MISO_IN | MISO_MO-IL | Internal | Shoulder | B12 | 200 | 9129 | 0 | 45.02 | 45.01 | 0.01 | 0
2020 | MISO_IN_2_MISO_MO-IL | MISO_IN | MISO_MO-IL | Internal | Shoulder | B13 | 600 | 9129 | 0 | 43.13 | 43.12 | 0.01 | 0
2020 | MISO_IN_2_MISO_MO-IL | MISO_IN | MISO_MO-IL | Internal | Shoulder | B14 | 900 | 9129 | 0 | 41.89 | 41.88 | 0.01 | 0
2020 | MISO_IN_2_MISO_MO-IL | MISO_IN | MISO_MO-IL | Internal | Shoulder | B15 | 1203 | 9129 | 0 | 38.32 | 38.31 | 0.01 | 0
2020 | MISO_IN_2_MISO_MO-IL | MISO_IN | MISO_MO-IL | Internal | Summer | B1 | 10 | 9129 | 143.34 | 66.52 | 66.54 | 0.01 | 0
2020 | MISO_IN_2_MISO_MO-IL | MISO_IN | MISO_MO-IL | Internal | Summer | B2 | 25 | 9129 | 0 | 64.54 | 64.53 | 0.01 | 0
2020 | MISO_IN_2_MISO_MO-IL | MISO_IN | MISO_MO-IL | Internal | Summer | B3 | 75 | 9129 | 0 | 62 | 61.99 | 0.01 | 0
2020 | MISO_IN_2_MISO_MO-IL | MISO_IN | MISO_MO-IL | Internal | Summer | B4 | 100 | 9129 | 0 | 61.87 | 61.86 | 0.01 | 0
2020 | MISO_IN_2_MISO_MO-IL | MISO_IN | MISO_MO-IL | Internal | Summer | B5 | 200 | 9129 | 0 | 58.77 | 58.75 | 0.01 | 0
2020 | MISO_IN_2_MISO_MO-IL | MISO_IN | MISO_MO-IL | Internal | Summer | B6 | 300 | 9129 | 981.51 | 51.02 | 51.03 | 0.01 | 0
2020 | MISO_IN_2_MISO_MO-IL | MISO_IN | MISO_MO-IL | Internal | Summer | B7 | 400 | 9129 | 0 | 42.01 | 42.01 | 0.01 | 0
2020 | MISO_IN_2_MISO_MO-IL | MISO_IN | MISO_MO-IL | Internal | Summer | B8 | 500 | 9129 | 0 | 38.99 | 38.99 | 0.01 | 0
2020 | MISO_IN_2_MISO_MO-IL | MISO_IN | MISO_MO-IL | Internal | Summer | B9 | 800 | 9129 | 1255.45 | 36.87 | 36.88 | 0.01 | 0
2020 | MISO_IN_2_MISO_MO-IL | MISO_IN | MISO_MO-IL | Internal | Summer | B10 | 1262 | 9129 | 0 | 36.02 | 36 | 0.01 | 0
2020 | MISO_IN_2_MISO_MO-IL | MISO_IN | MISO_MO-IL | Internal | Winter | B16 | 25 | 9129 | 0 | 54.06 | 54.05 | 0.01 | 0
2020 | MISO_IN_2_MISO_MO-IL | MISO_IN | MISO_MO-IL | Internal | Winter | B17 | 100 | 9129 | 0 | 45.99 | 45.98 | 0.01 | 0
2020 | MISO_IN_2_MISO_MO-IL | MISO_IN | MISO_MO-IL | Internal | Winter | B18 | 400 | 9129 | 0 | 43.33 | 43.32 | 0.01 | 0
2020 | MISO_IN_2_MISO_MO-IL | MISO_IN | MISO_MO-IL | Internal | Winter | B19 | 700 | 9129 | 0 | 42.25 | 42.25 | 0.01 | 0
2020 | MISO_IN_2_MISO_MO-IL | MISO_IN | MISO_MO-IL | Internal | Winter | B20 | 935 | 9129 | 0 | 38.25 | 38.24 | 0.01 | 0
2020 | MISO_IN_2_NonRTO_Midwest | MISO_IN | NonRTO_Midwest | Internal | Shoulder | B11 | 25 | 4800 | 1075.3 | 57.99 | 61.99 | 4 | 0
2020 | MISO_IN_2_NonRTO_Midwest | MISO_IN | NonRTO_Midwest | Internal | Shoulder | B12 | 200 | 4800 | 550.5 | 45.02 | 49.02 | 4 | 0
2020 | MISO_IN_2_NonRTO_Midwest | MISO_IN | NonRTO_Midwest | Internal | Shoulder | B13 | 600 | 4800 | 0 | 43.13 | 47.12 | 4 | 0
2020 | MISO_IN_2_NonRTO_Midwest | MISO_IN | NonRTO_Midwest | Internal | Shoulder | B14 | 900 | 4800 | 0 | 41.89 | 43.88 | 4 | 0
2020 | MISO_IN_2_NonRTO_Midwest | MISO_IN | NonRTO_Midwest | Internal | Shoulder | B15 | 1203 | 4800 | 0 | 38.32 | 38.19 | 4 | 0
2020 | MISO_IN_2_NonRTO_Midwest | MISO_IN | NonRTO_Midwest | Internal | Summer | B1 | 10 | 4800 | 0 | 66.52 | 69.15 | 4 | 0
2020 | MISO_IN_2_NonRTO_Midwest | MISO_IN | NonRTO_Midwest | Internal | Summer | B2 | 25 | 4800 | 2366.25 | 64.54 | 68.54 | 4 | 0
2020 | MISO_IN_2_NonRTO_Midwest | MISO_IN | NonRTO_Midwest | Internal | Summer | B3 | 75 | 4800 | 2228.33 | 62 | 66 | 4 | 0
2020 | MISO_IN_2_NonRTO_Midwest | MISO_IN | NonRTO_Midwest | Internal | Summer | B4 | 100 | 4800 | 1821.06 | 61.87 | 65.87 | 4 | 0
2020 | MISO_IN_2_NonRTO_Midwest | MISO_IN | NonRTO_Midwest | Internal | Summer | B5 | 200 | 4800 | 1512.1 | 58.77 | 62.77 | 4 | 0
2020 | MISO_IN_2_NonRTO_Midwest | MISO_IN | NonRTO_Midwest | Internal | Summer | B6 | 300 | 4800 | 1032.45 | 51.02 | 55.02 | 4 | 0
2020 | MISO_IN_2_NonRTO_Midwest | MISO_IN | NonRTO_Midwest | Internal | Summer | B7 | 400 | 4800 | 433.51 | 42.01 | 46.01 | 4 | 0
2020 | MISO_IN_2_NonRTO_Midwest | MISO_IN | NonRTO_Midwest | Internal | Summer | B8 | 500 | 4800 | 373.62 | 38.99 | 42.99 | 4 | 0
2020 | MISO_IN_2_NonRTO_Midwest | MISO_IN | NonRTO_Midwest | Internal | Summer | B9 | 800 | 4800 | 0 | 36.87 | 37 | 4 | 0
2020 | MISO_IN_2_NonRTO_Midwest | MISO_IN | NonRTO_Midwest | Internal | Summer | B10 | 1262 | 4800 | 0 | 36.02 | 35.13 | 4 | 0
2020 | MISO_IN_2_NonRTO_Midwest | MISO_IN | NonRTO_Midwest | Internal | Winter | B16 | 25 | 4800 | 2531.64 | 54.06 | 58.06 | 4 | 0
2020 | MISO_IN_2_NonRTO_Midwest | MISO_IN | NonRTO_Midwest | Internal | Winter | B17 | 100 | 4800 | 1522.46 | 45.99 | 49.99 | 4 | 0
2020 | MISO_IN_2_NonRTO_Midwest | MISO_IN | NonRTO_Midwest | Internal | Winter | B18 | 400 | 4800 | 566.67 | 43.33 | 47.33 | 4 | 0
2020 | MISO_IN_2_NonRTO_Midwest | MISO_IN | NonRTO_Midwest | Internal | Winter | B19 | 700 | 4800 | 0 | 42.25 | 44.94 | 4 | 0
2020 | MISO_IN_2_NonRTO_Midwest | MISO_IN | NonRTO_Midwest | Internal | Winter | B20 | 935 | 4800 | 0 | 38.25 | 37.88 | 4 | 0
2020 | MISO_IN_2_PJM_ROR | MISO_IN | PJM_ROR | Internal | Shoulder | B11 | 25 | 992 | 0 | 57.99 | 56.99 | 1 | 0
2020 | MISO_IN_2_PJM_ROR | MISO_IN | PJM_ROR | Internal | Shoulder | B12 | 200 | 992 | 0 | 45.02 | 45.99 | 1 | 0
2020 | MISO_IN_2_PJM_ROR | MISO_IN | PJM_ROR | Internal | Shoulder | B13 | 600 | 992 | 0 | 43.13 | 43.64 | 1 | 0
2020 | MISO_IN_2_PJM_ROR | MISO_IN | PJM_ROR | Internal | Shoulder | B14 | 900 | 992 | 0 | 41.89 | 42.88 | 1 | 0
2020 | MISO_IN_2_PJM_ROR | MISO_IN | PJM_ROR | Internal | Shoulder | B15 | 1203 | 992 | 0 | 38.32 | 39.31 | 1 | 0
2020 | MISO_IN_2_PJM_ROR | MISO_IN | PJM_ROR | Internal | Summer | B1 | 10 | 992 | 991.96 | 66.52 | 67.54 | 1 | 0.01
2020 | MISO_IN_2_PJM_ROR | MISO_IN | PJM_ROR | Internal | Summer | B2 | 25 | 992 | 0 | 64.54 | 65.52 | 1 | 0
2020 | MISO_IN_2_PJM_ROR | MISO_IN | PJM_ROR | Internal | Summer | B3 | 75 | 992 | 0 | 62 | 61.86 | 1 | 0
2020 | MISO_IN_2_PJM_ROR | MISO_IN | PJM_ROR | Internal | Summer | B4 | 100 | 992 | 0 | 61.87 | 61.86 | 1 | 0
2020 | MISO_IN_2_PJM_ROR | MISO_IN | PJM_ROR | Internal | Summer | B5 | 200 | 992 | 0 | 58.77 | 59.75 | 1 | 0
2020 | MISO_IN_2_PJM_ROR | MISO_IN | PJM_ROR | Internal | Summer | B6 | 300 | 992 | 0 | 51.02 | 52.01 | 1 | 0
2020 | MISO_IN_2_PJM_ROR | MISO_IN | PJM_ROR | Internal | Summer | B7 | 400 | 992 | 508.73 | 42.01 | 43.01 | 1 | 0
2020 | MISO_IN_2_PJM_ROR | MISO_IN | PJM_ROR | Internal | Summer | B8 | 500 | 992 | 538.25 | 38.99 | 39.99 | 1 | 0
2020 | MISO_IN_2_PJM_ROR | MISO_IN | PJM_ROR | Internal | Summer | B9 | 800 | 992 | 412.48 | 36.87 | 37.87 | 1 | 0
2020 | MISO_IN_2_PJM_ROR | MISO_IN | PJM_ROR | Internal | Summer | B10 | 1262 | 992 | 0 | 36.02 | 36.2 | 1 | 0
2020 | MISO_IN_2_PJM_ROR | MISO_IN | PJM_ROR | Internal | Winter | B16 | 25 | 992 | 0 | 54.06 | 55.04 | 1 | 0
2020 | MISO_IN_2_PJM_ROR | MISO_IN | PJM_ROR | Internal | Winter | B17 | 100 | 992 | 0 | 45.99 | 46.98 | 1 | 0
2020 | MISO_IN_2_PJM_ROR | MISO_IN | PJM_ROR | Internal | Winter | B18 | 400 | 992 | 795.1 | 43.33 | 44.33 | 1 | 0
2020 | MISO_IN_2_PJM_ROR | MISO_IN | PJM_ROR | Internal | Winter | B19 | 700 | 992 | 992 | 42.25 | 43.26 | 1 | 0.01
2020 | MISO_IN_2_PJM_ROR | MISO_IN | PJM_ROR | Internal | Winter | B20 | 935 | 992 | 878.29 | 38.25 | 39.25 | 1 | 0
2020 | MISO_MI_2_IESO | MISO_MI | IESO | Internal | Shoulder | B11 | 25 | 1580 | 0 | 55.99 | 34.83 | 4 | 0
2020 | MISO_MI_2_IESO | MISO_MI | IESO | Internal | Shoulder | B12 | 200 | 1580 | 0 | 45.03 | 34.83 | 4 | 0
2020 | MISO_MI_2_IESO | MISO_MI | IESO | Internal | Shoulder | B13 | 600 | 1580 | 0 | 43.14 | 34.83 | 4 | 0
2020 | MISO_MI_2_IESO | MISO_MI | IESO | Internal | Shoulder | B14 | 900 | 1580 | 0 | 41.88 | 34.83 | 4 | 0
2020 | MISO_MI_2_IESO | MISO_MI | IESO | Internal | Shoulder | B15 | 1203 | 1580 | 0 | 38.33 | 34.83 | 4 | 0
2020 | MISO_MI_2_IESO | MISO_MI | IESO | Internal | Summer | B1 | 10 | 1580 | 0 | 66.51 | 60.05 | 4 | 0
2020 | MISO_MI_2_IESO | MISO_MI | IESO | Internal | Summer | B2 | 25 | 1580 | 0 | 64.12 | 58.03 | 4 | 0
2020 | MISO_MI_2_IESO | MISO_MI | IESO | Internal | Summer | B3 | 75 | 1580 | 0 | 60.86 | 39.14 | 4 | 0
2020 | MISO_MI_2_IESO | MISO_MI | IESO | Internal | Summer | B4 | 100 | 1580 | 0 | 58.75 | 39.14 | 4 | 0
2020 | MISO_MI_2_IESO | MISO_MI | IESO | Internal | Summer | B5 | 200 | 1580 | 0 | 58.75 | 39.14 | 4 | 0
2020 | MISO_MI_2_IESO | MISO_MI | IESO | Internal | Summer | B6 | 300 | 1580 | 0 | 51.01 | 38.82 | 4 | 0
2020 | MISO_MI_2_IESO | MISO_MI | IESO | Internal | Summer | B7 | 400 | 1580 | 0 | 42.01 | 35.5 | 4 | 0
2020 | MISO_MI_2_IESO | MISO_MI | IESO | Internal | Summer | B8 | 500 | 1580 | 0 | 38.99 | 33.36 | 4 | 0
2020 | MISO_MI_2_IESO | MISO_MI | IESO | Internal | Summer | B9 | 800 | 1580 | 0 | 36.87 | 33.28 | 4 | 0
2020 | MISO_MI_2_IESO | MISO_MI | IESO | Internal | Summer | B10 | 1262 | 1580 | 0 | 36.03 | 33.28 | 4 | 0
2020 | MISO_MI_2_IESO | MISO_MI | IESO | Internal | Winter | B16 | 25 | 1580 | 0 | 54.04 | 39.19 | 4 | 0
2020 | MISO_MI_2_IESO | MISO_MI | IESO | Internal | Winter | B17 | 100 | 1580 | 0 | 45.98 | 39.19 | 4 | 0
2020 | MISO_MI_2_IESO | MISO_MI | IESO | Internal | Winter | B18 | 400 | 1580 | 0 | 43.33 | 38.76 | 4 | 0
2020 | MISO_MI_2_IESO | MISO_MI | IESO | Internal | Winter | B19 | 700 | 1580 | 0 | 42.26 | 38.76 | 4 | 0
2020 | MISO_MI_2_IESO | MISO_MI | IESO | Internal | Winter | B20 | 935 | 1580 | 0 | 38.26 | 38.76 | 4 | 0
2020 | MISO_MI_2_MISO_IN | MISO_MI | MISO_IN | Internal | Shoulder | B11 | 25 | 2126 | 2126 | 55.99 | 57.99 | 0.01 | 1.99
2020 | MISO_MI_2_MISO_IN | MISO_MI | MISO_IN | Internal | Shoulder | B12 | 200 | 2126 | 0 | 45.03 | 45.02 | 0.01 | 0
2020 | MISO_MI_2_MISO_IN | MISO_MI | MISO_IN | Internal | Shoulder | B13 | 600 | 2126 | 0 | 43.14 | 43.13 | 0.01 | 0
2020 | MISO_MI_2_MISO_IN | MISO_MI | MISO_IN | Internal | Shoulder | B14 | 900 | 2126 | 110.1 | 41.88 | 41.89 | 0.01 | 0
2020 | MISO_MI_2_MISO_IN | MISO_MI | MISO_IN | Internal | Shoulder | B15 | 1203 | 2126 | 0 | 38.33 | 38.32 | 0.01 | 0
2020 | MISO_MI_2_MISO_IN | MISO_MI | MISO_IN | Internal | Summer | B1 | 10 | 2126 | 1624.62 | 66.51 | 66.52 | 0.01 | 0
2020 | MISO_MI_2_MISO_IN | MISO_MI | MISO_IN | Internal | Summer | B2 | 25 | 2126 | 2126 | 64.12 | 64.54 | 0.01 | 0.41
2020 | MISO_MI_2_MISO_IN | MISO_MI | MISO_IN | Internal | Summer | B3 | 75 | 2126 | 2126 | 60.86 | 62 | 0.01 | 1.12
2020 | MISO_MI_2_MISO_IN | MISO_MI | MISO_IN | Internal | Summer | B4 | 100 | 2126 | 2126 | 58.75 | 61.87 | 0.01 | 3.11
2020 | MISO_MI_2_MISO_IN | MISO_MI | MISO_IN | Internal | Summer | B5 | 200 | 2126 | 1980.17 | 58.75 | 58.77 | 0.01 | 0
2020 | MISO_MI_2_MISO_IN | MISO_MI | MISO_IN | Internal | Summer | B6 | 300 | 2126 | 1926.47 | 51.01 | 51.02 | 0.01 | 0
2020 | MISO_MI_2_MISO_IN | MISO_MI | MISO_IN | Internal | Summer | B7 | 400 | 2126 | 0 | 42.01 | 42.01 | 0.01 | 0
2020 | MISO_MI_2_MISO_IN | MISO_MI | MISO_IN | Internal | Summer | B8 | 500 | 2126 | 0 | 38.99 | 38.99 | 0.01 | 0
2020 | MISO_MI_2_MISO_IN | MISO_MI | MISO_IN | Internal | Summer | B9 | 800 | 2126 | 0 | 36.87 | 36.87 | 0.01 | 0
2020 | MISO_MI_2_MISO_IN | MISO_MI | MISO_IN | Internal | Summer | B10 | 1262 | 2126 | 0 | 36.03 | 36.02 | 0.01 | 0
2020 | MISO_MI_2_MISO_IN | MISO_MI | MISO_IN | Internal | Winter | B16 | 25 | 2126 | 2125.99 | 54.04 | 54.06 | 0.01 | 0.01
2020 | MISO_MI_2_MISO_IN | MISO_MI | MISO_IN | Internal | Winter | B17 | 100 | 2126 | 69.45 | 45.98 | 45.99 | 0.01 | 0
2020 | MISO_MI_2_MISO_IN | MISO_MI | MISO_IN | Internal | Winter | B18 | 400 | 2126 | 0 | 43.33 | 43.33 | 0.01 | 0
2020 | MISO_MI_2_MISO_IN | MISO_MI | MISO_IN | Internal | Winter | B19 | 700 | 2126 | 0 | 42.26 | 42.25 | 0.01 | 0
2020 | MISO_MI_2_MISO_IN | MISO_MI | MISO_IN | Internal | Winter | B20 | 935 | 2126 | 0 | 38.26 | 38.25 | 0.01 | 0
2020 | MISO_MI_2_MISO_WUMS | MISO_MI | MISO_WUMS | Internal | Shoulder | B11 | 25 | 166 | 166 | 55.99 | 57.99 | 0.01 | 1.99
2020 | MISO_MI_2_MISO_WUMS | MISO_MI | MISO_WUMS | Internal | Shoulder | B12 | 200 | 166 | 0 | 45.03 | 45.01 | 0.01 | 0
2020 | MISO_MI_2_MISO_WUMS | MISO_MI | MISO_WUMS | Internal | Shoulder | B13 | 600 | 166 | 0 | 43.14 | 43.12 | 0.01 | 0
2020 | MISO_MI_2_MISO_WUMS | MISO_MI | MISO_WUMS | Internal | Shoulder | B14 | 900 | 166 | 0 | 41.88 | 41.88 | 0.01 | 0
2020 | MISO_MI_2_MISO_WUMS | MISO_MI | MISO_WUMS | Internal | Shoulder | B15 | 1203 | 166 | 0 | 38.33 | 38.31 | 0.01 | 0
2020 | MISO_MI_2_MISO_WUMS | MISO_MI | MISO_WUMS | Internal | Summer | B1 | 10 | 166 | 58.89 | 66.51 | 66.52 | 0.01 | 0
2020 | MISO_MI_2_MISO_WUMS | MISO_MI | MISO_WUMS | Internal | Summer | B2 | 25 | 166 | 166 | 64.12 | 64.51 | 0.01 | 0.38
2020 | MISO_MI_2_MISO_WUMS | MISO_MI | MISO_WUMS | Internal | Summer | B3 | 75 | 166 | 166 | 60.86 | 61.96 | 0.01 | 1.09
2020 | MISO_MI_2_MISO_WUMS | MISO_MI | MISO_WUMS | Internal | Summer | B4 | 100 | 166 | 166 | 58.75 | 61.84 | 0.01 | 3.07
2020 | MISO_MI_2_MISO_WUMS | MISO_MI | MISO_WUMS | Internal | Summer | B5 | 200 | 166 | 0 | 58.75 | 58.75 | 0.01 | 0
2020 | MISO_MI_2_MISO_WUMS | MISO_MI | MISO_WUMS | Internal | Summer | B6 | 300 | 166 | 166 | 51.01 | 51.03 | 0.01 | 0.01
2020 | MISO_MI_2_MISO_WUMS | MISO_MI | MISO_WUMS | Internal | Summer | B7 | 400 | 166 | 0 | 42.01 | 42.01 | 0.01 | 0
2020 | MISO_MI_2_MISO_WUMS | MISO_MI | MISO_WUMS | Internal | Summer | B8 | 500 | 166 | 79.13 | 38.99 | 39 | 0.01 | 0
2020 | MISO_MI_2_MISO_WUMS | MISO_MI | MISO_WUMS | Internal | Summer | B9 | 800 | 166 | 116.07 | 36.87 | 36.88 | 0.01 | 0
2020 | MISO_MI_2_MISO_WUMS | MISO_MI | MISO_WUMS | Internal | Summer | B10 | 1262 | 166 | 0 | 36.03 | 36 | 0.01 | 0
2020 | MISO_MI_2_MISO_WUMS | MISO_MI | MISO_WUMS | Internal | Winter | B16 | 25 | 166 | 0.01 | 54.04 | 54.04 | 0.01 | 0
2020 | MISO_MI_2_MISO_WUMS | MISO_MI | MISO_WUMS | Internal | Winter | B17 | 100 | 166 | 0 | 45.98 | 45.98 | 0.01 | 0
2020 | MISO_MI_2_MISO_WUMS | MISO_MI | MISO_WUMS | Internal | Winter | B18 | 400 | 166 | 0 | 43.33 | 43.33 | 0.01 | 0
2020 | MISO_MI_2_MISO_WUMS | MISO_MI | MISO_WUMS | Internal | Winter | B19 | 700 | 166 | 0 | 42.26 | 42.26 | 0.01 | 0
2020 | MISO_MI_2_MISO_WUMS | MISO_MI | MISO_WUMS | Internal | Winter | B20 | 935 | 166 | 0 | 38.26 | 38.26 | 0.01 | 0
2020 | MISO_MI_2_PJM_ROR | MISO_MI | PJM_ROR | Internal | Shoulder | B11 | 25 | 1424 | 253.72 | 55.99 | 56.99 | 1 | 0
2020 | MISO_MI_2_PJM_ROR | MISO_MI | PJM_ROR | Internal | Shoulder | B12 | 200 | 1424 | 0 | 45.03 | 45.99 | 1 | 0
2020 | MISO_MI_2_PJM_ROR | MISO_MI | PJM_ROR | Internal | Shoulder | B13 | 600 | 1424 | 0 | 43.14 | 43.64 | 1 | 0
2020 | MISO_MI_2_PJM_ROR | MISO_MI | PJM_ROR | Internal | Shoulder | B14 | 900 | 1424 | 348.23 | 41.88 | 42.88 | 1 | 0
2020 | MISO_MI_2_PJM_ROR | MISO_MI | PJM_ROR | Internal | Shoulder | B15 | 1203 | 1424 | 0 | 38.33 | 39.31 | 1 | 0
2020 | MISO_MI_2_PJM_ROR | MISO_MI | PJM_ROR | Internal | Summer | B1 | 10 | 1424 | 1423.98 | 66.51 | 67.54 | 1 | 0.02
2020 | MISO_MI_2_PJM_ROR | MISO_MI | PJM_ROR | Internal | Summer | B2 | 25 | 1424 | 1424 | 64.12 | 65.52 | 1 | 0.4
2020 | MISO_MI_2_PJM_ROR | MISO_MI | PJM_ROR | Internal | Summer | B3 | 75 | 1424 | 453.05 | 60.86 | 61.86 | 1 | 0
2020 | MISO_MI_2_PJM_ROR | MISO_MI | PJM_ROR | Internal | Summer | B4 | 100 | 1424 | 1424 | 58.75 | 61.86 | 1 | 2.11
2020 | MISO_MI_2_PJM_ROR | MISO_MI | PJM_ROR | Internal | Summer | B5 | 200 | 1424 | 746.91 | 58.75 | 59.75 | 1 | 0
2020 | MISO_MI_2_PJM_ROR | MISO_MI | PJM_ROR | Internal | Summer | B6 | 300 | 1424 | 890.73 | 51.01 | 52.01 | 1 | 0
2020 | MISO_MI_2_PJM_ROR | MISO_MI | PJM_ROR | Internal | Summer | B7 | 400 | 1424 | 501.01 | 42.01 | 43.01 | 1 | 0
2020 | MISO_MI_2_PJM_ROR | MISO_MI | PJM_ROR | Internal | Summer | B8 | 500 | 1424 | 735.6 | 38.99 | 39.99 | 1 | 0
2020 | MISO_MI_2_PJM_ROR | MISO_MI | PJM_ROR | Internal | Summer | B9 | 800 | 1424 | 316.89 | 36.87 | 37.87 | 1 | 0
2020 | MISO_MI_2_PJM_ROR | MISO_MI | PJM_ROR | Internal | Summer | B10 | 1262 | 1424 | 0 | 36.03 | 36.2 | 1 | 0
2020 | MISO_MI_2_PJM_ROR | MISO_MI | PJM_ROR | Internal | Winter | B16 | 25 | 1424 | 143.38 | 54.04 | 55.04 | 1 | 0
2020 | MISO_MI_2_PJM_ROR | MISO_MI | PJM_ROR | Internal | Winter | B17 | 100 | 1424 | 79.72 | 45.98 | 46.98 | 1 | 0
2020 | MISO_MI_2_PJM_ROR | MISO_MI | PJM_ROR | Internal | Winter | B18 | 400 | 1424 | 861.4 | 43.33 | 44.33 | 1 | 0
2020 | MISO_MI_2_PJM_ROR | MISO_MI | PJM_ROR | Internal | Winter | B19 | 700 | 1424 | 1179.73 | 42.26 | 43.26 | 1 | 0
2020 | MISO_MI_2_PJM_ROR | MISO_MI | PJM_ROR | Internal | Winter | B20 | 935 | 1424 | 0 | 38.26 | 39.25 | 1 | 0
2020 | MISO_MO-IL_2_ENT | MISO_MO-IL | ENT | Internal | Shoulder | B11 | 25 | 2540 | 0 | 58 | 59.7 | 4 | 0
2020 | MISO_MO-IL_2_ENT | MISO_MO-IL | ENT | Internal | Shoulder | B12 | 200 | 2540 | 0 | 45.01 | 42.38 | 4 | 0
2020 | MISO_MO-IL_2_ENT | MISO_MO-IL | ENT | Internal | Shoulder | B13 | 600 | 2540 | 0 | 43.12 | 42.38 | 4 | 0
2020 | MISO_MO-IL_2_ENT | MISO_MO-IL | ENT | Internal | Shoulder | B14 | 900 | 2540 | 0 | 41.88 | 42.38 | 4 | 0
2020 | MISO_MO-IL_2_ENT | MISO_MO-IL | ENT | Internal | Shoulder | B15 | 1203 | 2540 | 0 | 38.31 | 40.7 | 4 | 0
2020 | MISO_MO-IL_2_ENT | MISO_MO-IL | ENT | Internal | Summer | B1 | 10 | 2540 | 0 | 66.54 | 67.83 | 4 | 0
2020 | MISO_MO-IL_2_ENT | MISO_MO-IL | ENT | Internal | Summer | B2 | 25 | 2540 | 0 | 64.53 | 65.01 | 4 | 0
2020 | MISO_MO-IL_2_ENT | MISO_MO-IL | ENT | Internal | Summer | B3 | 75 | 2540 | 0 | 61.99 | 64.47 | 4 | 0
2020 | MISO_MO-IL_2_ENT | MISO_MO-IL | ENT | Internal | Summer | B4 | 100 | 2540 | 0 | 61.86 | 63.31 | 4 | 0
2020 | MISO_MO-IL_2_ENT | MISO_MO-IL | ENT | Internal | Summer | B5 | 200 | 2540 | 0 | 58.75 | 59.38 | 4 | 0
2020 | MISO_MO-IL_2_ENT | MISO_MO-IL | ENT | Internal | Summer | B6 | 300 | 2540 | 2303.7 | 51.03 | 55.03 | 4 | 0
2020 | MISO_MO-IL_2_ENT | MISO_MO-IL | ENT | Internal | Summer | B7 | 400 | 2540 | 1349.65 | 42.01 | 46.01 | 4 | 0
2020 | MISO_MO-IL_2_ENT | MISO_MO-IL | ENT | Internal | Summer | B8 | 500 | 2540 | 0 | 38.99 | 41.82 | 4 | 0
2020 | MISO_MO-IL_2_ENT | MISO_MO-IL | ENT | Internal | Summer | B9 | 800 | 2540 | 747.41 | 36.88 | 40.88 | 4 | 0
2020 | MISO_MO-IL_2_ENT | MISO_MO-IL | ENT | Internal | Summer | B10 | 1262 | 2540 | 0 | 36 | 39.38 | 4 | 0
2020 | MISO_MO-IL_2_ENT | MISO_MO-IL | ENT | Internal | Winter | B16 | 25 | 2540 | 0 | 54.05 | 54.05 | 4 | 0
2020 | MISO_MO-IL_2_ENT | MISO_MO-IL | ENT | Internal | Winter | B17 | 100 | 2540 | 0 | 45.98 | 45.1 | 4 | 0
2020 | MISO_MO-IL_2_ENT | MISO_MO-IL | ENT | Internal | Winter | B18 | 400 | 2540 | 0 | 43.32 | 43.7 | 4 | 0
2020 | MISO_MO-IL_2_ENT | MISO_MO-IL | ENT | Internal | Winter | B19 | 700 | 2540 | 0 | 42.25 | 43.31 | 4 | 0
2020 | MISO_MO-IL_2_ENT | MISO_MO-IL | ENT | Internal | Winter | B20 | 935 | 2540 | 0 | 38.24 | 41.82 | 4 | 0
2020 | MISO_MO-IL_2_MISO_IN | MISO_MO-IL | MISO_IN | Internal | Shoulder | B11 | 25 | 6229 | 0 | 58 | 57.99 | 0.01 | 0
2020 | MISO_MO-IL_2_MISO_IN | MISO_MO-IL | MISO_IN | Internal | Shoulder | B12 | 200 | 6229 | 2427.22 | 45.01 | 45.02 | 0.01 | 0
2020 | MISO_MO-IL_2_MISO_IN | MISO_MO-IL | MISO_IN | Internal | Shoulder | B13 | 600 | 6229 | 1062.96 | 43.12 | 43.13 | 0.01 | 0
2020 | MISO_MO-IL_2_MISO_IN | MISO_MO-IL | MISO_IN | Internal | Shoulder | B14 | 900 | 6229 | 136.11 | 41.88 | 41.89 | 0.01 | 0
2020 | MISO_MO-IL_2_MISO_IN | MISO_MO-IL | MISO_IN | Internal | Shoulder | B15 | 1203 | 6229 | 0 | 38.31 | 38.32 | 0.01 | 0
2020 | MISO_MO-IL_2_MISO_IN | MISO_MO-IL | MISO_IN | Internal | Summer | B1 | 10 | 6229 | 0.02 | 66.54 | 66.52 | 0.01 | 0
2020 | MISO_MO-IL_2_MISO_IN | MISO_MO-IL | MISO_IN | Internal | Summer | B2 | 25 | 6229 | 3042.69 | 64.53 | 64.54 | 0.01 | 0
2020 | MISO_MO-IL_2_MISO_IN | MISO_MO-IL | MISO_IN | Internal | Summer | B3 | 75 | 6229 | 2031.09 | 61.99 | 62 | 0.01 | 0
2020 | MISO_MO-IL_2_MISO_IN | MISO_MO-IL | MISO_IN | Internal | Summer | B4 | 100 | 6229 | 813.22 | 61.86 | 61.87 | 0.01 | 0
2020 | MISO_MO-IL_2_MISO_IN | MISO_MO-IL | MISO_IN | Internal | Summer | B5 | 200 | 6229 | 111.48 | 58.75 | 58.77 | 0.01 | 0
2020 | MISO_MO-IL_2_MISO_IN | MISO_MO-IL | MISO_IN | Internal | Summer | B6 | 300 | 6229 | 0 | 51.03 | 51.02 | 0.01 | 0
2020 | MISO_MO-IL_2_MISO_IN | MISO_MO-IL | MISO_IN | Internal | Summer | B7 | 400 | 6229 | 0 | 42.01 | 42.01 | 0.01 | 0
2020 | MISO_MO-IL_2_MISO_IN | MISO_MO-IL | MISO_IN | Internal | Summer | B8 | 500 | 6229 | 0 | 38.99 | 38.99 | 0.01 | 0
2020 | MISO_MO-IL_2_MISO_IN | MISO_MO-IL | MISO_IN | Internal | Summer | B9 | 800 | 6229 | 0 | 36.88 | 36.87 | 0.01 | 0
2020 | MISO_MO-IL_2_MISO_IN | MISO_MO-IL | MISO_IN | Internal | Summer | B10 | 1262 | 6229 | 1942.33 | 36 | 36.02 | 0.01 | 0
2020 | MISO_MO-IL_2_MISO_IN | MISO_MO-IL | MISO_IN | Internal | Winter | B16 | 25 | 6229 | 840.38 | 54.05 | 54.06 | 0.01 | 0
2020 | MISO_MO-IL_2_MISO_IN | MISO_MO-IL | MISO_IN | Internal | Winter | B17 | 100 | 6229 | 1069.18 | 45.98 | 45.99 | 0.01 | 0
2020 | MISO_MO-IL_2_MISO_IN | MISO_MO-IL | MISO_IN | Internal | Winter | B18 | 400 | 6229 | 191.95 | 43.32 | 43.33 | 0.01 | 0
2020 | MISO_MO-IL_2_MISO_IN | MISO_MO-IL | MISO_IN | Internal | Winter | B19 | 700 | 6229 | 0 | 42.25 | 42.25 | 0.01 | 0
2020 | MISO_MO-IL_2_MISO_IN | MISO_MO-IL | MISO_IN | Internal | Winter | B20 | 935 | 6229 | 93.02 | 38.24 | 38.25 | 0.01 | 0
2020 | MISO_MO-IL_2_MISO_W | MISO_MO-IL | MISO_W | Internal | Shoulder | B11 | 25 | 5033 | 0 | 58 | 57.99 | 0.01 | 0
2020 | MISO_MO-IL_2_MISO_W | MISO_MO-IL | MISO_W | Internal | Shoulder | B12 | 200 | 5033 | 0 | 45.01 | 44.99 | 0.01 | 0
2020 | MISO_MO-IL_2_MISO_W | MISO_MO-IL | MISO_W | Internal | Shoulder | B13 | 600 | 5033 | 0 | 43.12 | 43.1 | 0.01 | 0
2020 | MISO_MO-IL_2_MISO_W | MISO_MO-IL | MISO_W | Internal | Shoulder | B14 | 900 | 5033 | 654.76 | 41.88 | 41.89 | 0.01 | 0
2020 | MISO_MO-IL_2_MISO_W | MISO_MO-IL | MISO_W | Internal | Shoulder | B15 | 1203 | 5033 | 1010.77 | 38.31 | 38.33 | 0.01 | 0
2020 | MISO_MO-IL_2_MISO_W | MISO_MO-IL | MISO_W | Internal | Summer | B1 | 10 | 5033 | 0.03 | 66.54 | 66.54 | 0.01 | 0
2020 | MISO_MO-IL_2_MISO_W | MISO_MO-IL | MISO_W | Internal | Summer | B2 | 25 | 5033 | 0 | 64.53 | 64.52 | 0.01 | 0
2020 | MISO_MO-IL_2_MISO_W | MISO_MO-IL | MISO_W | Internal | Summer | B3 | 75 | 5033 | 0 | 61.99 | 61.97 | 0.01 | 0
2020 | MISO_MO-IL_2_MISO_W | MISO_MO-IL | MISO_W | Internal | Summer | B4 | 100 | 5033 | 0 | 61.86 | 61.85 | 0.01 | 0
2020 | MISO_MO-IL_2_MISO_W | MISO_MO-IL | MISO_W | Internal | Summer | B5 | 200 | 5033 | 0 | 58.75 | 58.75 | 0.01 | 0
2020 | MISO_MO-IL_2_MISO_W | MISO_MO-IL | MISO_W | Internal | Summer | B6 | 300 | 5033 | 18.69 | 51.03 | 51.04 | 0.01 | 0
2020 | MISO_MO-IL_2_MISO_W | MISO_MO-IL | MISO_W | Internal | Summer | B7 | 400 | 5033 | 0 | 42.01 | 42.01 | 0.01 | 0
2020 | MISO_MO-IL_2_MISO_W | MISO_MO-IL | MISO_W | Internal | Summer | B8 | 500 | 5033 | 0 | 38.99 | 38.99 | 0.01 | 0
2020 | MISO_MO-IL_2_MISO_W | MISO_MO-IL | MISO_W | Internal | Summer | B9 | 800 | 5033 | 1171.61 | 36.88 | 36.89 | 0.01 | 0
2020 | MISO_MO-IL_2_MISO_W | MISO_MO-IL | MISO_W | Internal | Summer | B10 | 1262 | 5033 | 0 | 36 | 35.99 | 0.01 | 0
2020 | MISO_MO-IL_2_MISO_W | MISO_MO-IL | MISO_W | Internal | Winter | B16 | 25 | 5033 | 0 | 54.05 | 54.04 | 0.01 | 0
2020 | MISO_MO-IL_2_MISO_W | MISO_MO-IL | MISO_W | Internal | Winter | B17 | 100 | 5033 | 0 | 45.98 | 45.98 | 0.01 | 0
2020 | MISO_MO-IL_2_MISO_W | MISO_MO-IL | MISO_W | Internal | Winter | B18 | 400 | 5033 | 985.22 | 43.32 | 43.33 | 0.01 | 0
2020 | MISO_MO-IL_2_MISO_W | MISO_MO-IL | MISO_W | Internal | Winter | B19 | 700 | 5033 | 1906.36 | 42.25 | 42.26 | 0.01 | 0
2020 | MISO_MO-IL_2_MISO_W | MISO_MO-IL | MISO_W | Internal | Winter | B20 | 935 | 5033 | 509.22 | 38.24 | 38.25 | 0.01 | 0
2020 | MISO_MO-IL_2_PJM_ROR | MISO_MO-IL | PJM_ROR | Internal | Shoulder | B11 | 25 | 1212 | 0 | 58 | 56.99 | 1 | 0
2020 | MISO_MO-IL_2_PJM_ROR | MISO_MO-IL | PJM_ROR | Internal | Shoulder | B12 | 200 | 1212 | 0 | 45.01 | 45.99 | 1 | 0
2020 | MISO_MO-IL_2_PJM_ROR | MISO_MO-IL | PJM_ROR | Internal | Shoulder | B13 | 600 | 1212 | 0 | 43.12 | 43.64 | 1 | 0
2020 | MISO_MO-IL_2_PJM_ROR | MISO_MO-IL | PJM_ROR | Internal | Shoulder | B14 | 900 | 1212 | 468.94 | 41.88 | 42.88 | 1 | 0
2020 | MISO_MO-IL_2_PJM_ROR | MISO_MO-IL | PJM_ROR | Internal | Shoulder | B15 | 1203 | 1212 | 162.05 | 38.31 | 39.31 | 1 | 0
2020 | MISO_MO-IL_2_PJM_ROR | MISO_MO-IL | PJM_ROR | Internal | Summer | B1 | 10 | 1212 | 353.65 | 66.54 | 67.54 | 1 | 0
2020 | MISO_MO-IL_2_PJM_ROR | MISO_MO-IL | PJM_ROR | Internal | Summer | B2 | 25 | 1212 | 0.01 | 64.53 | 65.52 | 1 | 0
2020 | MISO_MO-IL_2_PJM_ROR | MISO_MO-IL | PJM_ROR | Internal | Summer | B3 | 75 | 1212 | 0 | 61.99 | 61.86 | 1 | 0
2020 | MISO_MO-IL_2_PJM_ROR | MISO_MO-IL | PJM_ROR | Internal | Summer | B4 | 100 | 1212 | 0 | 61.86 | 61.86 | 1 | 0
2020 | MISO_MO-IL_2_PJM_ROR | MISO_MO-IL | PJM_ROR | Internal | Summer | B5 | 200 | 1212 | 62.39 | 58.75 | 59.75 | 1 | 0
2020 | MISO_MO-IL_2_PJM_ROR | MISO_MO-IL | PJM_ROR | Internal | Summer | B6 | 300 | 1212 | 0 | 51.03 | 52.01 | 1 | 0
2020 | MISO_MO-IL_2_PJM_ROR | MISO_MO-IL | PJM_ROR | Internal | Summer | B7 | 400 | 1212 | 209.23 | 42.01 | 43.01 | 1 | 0
2020 | MISO_MO-IL_2_PJM_ROR | MISO_MO-IL | PJM_ROR | Internal | Summer | B8 | 500 | 1212 | 896.48 | 38.99 | 39.99 | 1 | 0
2020 | MISO_MO-IL_2_PJM_ROR | MISO_MO-IL | PJM_ROR | Internal | Summer | B9 | 800 | 1212 | 0 | 36.88 | 37.87 | 1 | 0
2020 | MISO_MO-IL_2_PJM_ROR | MISO_MO-IL | PJM_ROR | Internal | Summer | B10 | 1262 | 1212 | 0 | 36 | 36.2 | 1 | 0
2020 | MISO_MO-IL_2_PJM_ROR | MISO_MO-IL | PJM_ROR | Internal | Winter | B16 | 25 | 1212 | 0.01 | 54.05 | 55.04 | 1 | 0
2020 | MISO_MO-IL_2_PJM_ROR | MISO_MO-IL | PJM_ROR | Internal | Winter | B17 | 100 | 1212 | 828.36 | 45.98 | 46.98 | 1 | 0
2020 | MISO_MO-IL_2_PJM_ROR | MISO_MO-IL | PJM_ROR | Internal | Winter | B18 | 400 | 1212 | 1212 | 43.32 | 44.33 | 1 | 0.01
2020 | MISO_MO-IL_2_PJM_ROR | MISO_MO-IL | PJM_ROR | Internal | Winter | B19 | 700 | 1212 | 1212 | 42.25 | 43.26 | 1 | 0.01
2020 | MISO_MO-IL_2_PJM_ROR | MISO_MO-IL | PJM_ROR | Internal | Winter | B20 | 935 | 1212 | 1212 | 38.24 | 39.25 | 1 | 0.01
2020 | MISO_MO-IL_2_TVA_Transmission | MISO_MO-IL | TVA_Transmission | Internal | Shoulder | B11 | 25 | 4000 | 0 | 58 | 59.67 | 4 | 0
2020 | MISO_MO-IL_2_TVA_Transmission | MISO_MO-IL | TVA_Transmission | Internal | Shoulder | B12 | 200 | 4000 | 0 | 45.01 | 45.78 | 4 | 0
2020 | MISO_MO-IL_2_TVA_Transmission | MISO_MO-IL | TVA_Transmission | Internal | Shoulder | B13 | 600 | 4000 | 0 | 43.12 | 44.61 | 4 | 0
2020 | MISO_MO-IL_2_TVA_Transmission | MISO_MO-IL | TVA_Transmission | Internal | Shoulder | B14 | 900 | 4000 | 0 | 41.88 | 43.8 | 4 | 0
2020 | MISO_MO-IL_2_TVA_Transmission | MISO_MO-IL | TVA_Transmission | Internal | Shoulder | B15 | 1203 | 4000 | 0 | 38.31 | 42.19 | 4 | 0
2020 | MISO_MO-IL_2_TVA_Transmission | MISO_MO-IL | TVA_Transmission | Internal | Summer | B1 | 10 | 4000 | 1142.96 | 66.54 | 70.54 | 4 | 0
2020 | MISO_MO-IL_2_TVA_Transmission | MISO_MO-IL | TVA_Transmission | Internal | Summer | B2 | 25 | 4000 | 764.98 | 64.53 | 68.53 | 4 | 0
2020 | MISO_MO-IL_2_TVA_Transmission | MISO_MO-IL | TVA_Transmission | Internal | Summer | B3 | 75 | 4000 | 1049.14 | 61.99 | 65.99 | 4 | 0
2020 | MISO_MO-IL_2_TVA_Transmission | MISO_MO-IL | TVA_Transmission | Internal | Summer | B4 | 100 | 4000 | 2143.09 | 61.86 | 65.86 | 4 | 0
2020 | MISO_MO-IL_2_TVA_Transmission | MISO_MO-IL | TVA_Transmission | Internal | Summer | B5 | 200 | 4000 | 85.57 | 58.75 | 62.75 | 4 | 0
2020 | MISO_MO-IL_2_TVA_Transmission | MISO_MO-IL | TVA_Transmission | Internal | Summer | B6 | 300 | 4000 | 0 | 51.03 | 55.01 | 4 | 0
2020 | MISO_MO-IL_2_TVA_Transmission | MISO_MO-IL | TVA_Transmission | Internal | Summer | B7 | 400 | 4000 | 224.55 | 42.01 | 46.01 | 4 | 0
2020 | MISO_MO-IL_2_TVA_Transmission | MISO_MO-IL | TVA_Transmission | Internal | Summer | B8 | 500 | 4000 | 0 | 38.99 | 42.13 | 4 | 0
2020 | MISO_MO-IL_2_TVA_Transmission | MISO_MO-IL | TVA_Transmission | Internal | Summer | B9 | 800 | 4000 | 0 | 36.88 | 40.87 | 4 | 0
2020 | MISO_MO-IL_2_TVA_Transmission | MISO_MO-IL | TVA_Transmission | Internal | Summer | B10 | 1262 | 4000 | 0 | 36 | 38.06 | 4 | 0
2020 | MISO_MO-IL_2_TVA_Transmission | MISO_MO-IL | TVA_Transmission | Internal | Winter | B16 | 25 | 4000 | 2039.25 | 54.05 | 58.05 | 4 | 0
2020 | MISO_MO-IL_2_TVA_Transmission | MISO_MO-IL | TVA_Transmission | Internal | Winter | B17 | 100 | 4000 | 0 | 45.98 | 48.01 | 4 | 0
2020 | MISO_MO-IL_2_TVA_Transmission | MISO_MO-IL | TVA_Transmission | Internal | Winter | B18 | 400 | 4000 | 0 | 43.32 | 45.22 | 4 | 0
2020 | MISO_MO-IL_2_TVA_Transmission | MISO_MO-IL | TVA_Transmission | Internal | Winter | B19 | 700 | 4000 | 0 | 42.25 | 44.32 | 4 | 0
2020 | MISO_MO-IL_2_TVA_Transmission | MISO_MO-IL | TVA_Transmission | Internal | Winter | B20 | 935 | 4000 | 0 | 38.24 | 41.88 | 4 | 0
2020 | MISO_W_2_IESO | MISO_W | IESO | Internal | Shoulder | B11 | 25 | 164 | 0 | 57.99 | 34.83 | 4 | 0
2020 | MISO_W_2_IESO | MISO_W | IESO | Internal | Shoulder | B12 | 200 | 164 | 0 | 44.99 | 34.83 | 4 | 0
2020 | MISO_W_2_IESO | MISO_W | IESO | Internal | Shoulder | B13 | 600 | 164 | 0 | 43.1 | 34.83 | 4 | 0
2020 | MISO_W_2_IESO | MISO_W | IESO | Internal | Shoulder | B14 | 900 | 164 | 0 | 41.89 | 34.83 | 4 | 0
2020 | MISO_W_2_IESO | MISO_W | IESO | Internal | Shoulder | B15 | 1203 | 164 | 0 | 38.33 | 34.83 | 4 | 0
2020 | MISO_W_2_IESO | MISO_W | IESO | Internal | Summer | B1 | 10 | 164 | 0 | 66.54 | 60.05 | 4 | 0
2020 | MISO_W_2_IESO | MISO_W | IESO | Internal | Summer | B2 | 25 | 164 | 0 | 64.52 | 58.03 | 4 | 0
2020 | MISO_W_2_IESO | MISO_W | IESO | Internal | Summer | B3 | 75 | 164 | 0 | 61.97 | 39.14 | 4 | 0
2020 | MISO_W_2_IESO | MISO_W | IESO | Internal | Summer | B4 | 100 | 164 | 0 | 61.85 | 39.14 | 4 | 0
2020 | MISO_W_2_IESO | MISO_W | IESO | Internal | Summer | B5 | 200 | 164 | 0 | 58.75 | 39.14 | 4 | 0
2020 | MISO_W_2_IESO | MISO_W | IESO | Internal | Summer | B6 | 300 | 164 | 0 | 51.04 | 38.82 | 4 | 0
2020 | MISO_W_2_IESO | MISO_W | IESO | Internal | Summer | B7 | 400 | 164 | 0 | 42.01 | 35.5 | 4 | 0
2020 | MISO_W_2_IESO | MISO_W | IESO | Internal | Summer | B8 | 500 | 164 | 0 | 38.99 | 33.36 | 4 | 0
2020 | MISO_W_2_IESO | MISO_W | IESO | Internal | Summer | B9 | 800 | 164 | 0 | 36.89 | 33.28 | 4 | 0
2020 | MISO_W_2_IESO | MISO_W | IESO | Internal | Summer | B10 | 1262 | 164 | 0 | 35.99 | 33.28 | 4 | 0
2020 | MISO_W_2_IESO | MISO_W | IESO | Internal | Winter | B16 | 25 | 164 | 0 | 54.04 | 39.19 | 4 | 0
2020 | MISO_W_2_IESO | MISO_W | IESO | Internal | Winter | B17 | 100 | 164 | 0 | 45.98 | 39.19 | 4 | 0
2020 | MISO_W_2_IESO | MISO_W | IESO | Internal | Winter | B18 | 400 | 164 | 0 | 43.33 | 38.76 | 4 | 0
2020 | MISO_W_2_IESO | MISO_W | IESO | Internal | Winter | B19 | 700 | 164 | 0 | 42.26 | 38.76 | 4 | 0
2020 | MISO_W_2_IESO | MISO_W | IESO | Internal | Winter | B20 | 935 | 164 | 0 | 38.25 | 38.76 | 4 | 0
2020 | MISO_W_2_MAPP_CA | MISO_W | MAPP_CA | Internal | Shoulder | B11 | 25 | 788 | 0 | 57.99 | 50.99 | 0.01 | 0
2020 | MISO_W_2_MAPP_CA | MISO_W | MAPP_CA | Internal | Shoulder | B12 | 200 | 788 | 0 | 44.99 | 44.98 | 0.01 | 0
2020 | MISO_W_2_MAPP_CA | MISO_W | MAPP_CA | Internal | Shoulder | B13 | 600 | 788 | 0 | 43.1 | 43.09 | 0.01 | 0
2020 | MISO_W_2_MAPP_CA | MISO_W | MAPP_CA | Internal | Shoulder | B14 | 900 | 788 | 788 | 41.89 | 43.09 | 0.01 | 1.19
2020 | MISO_W_2_MAPP_CA | MISO_W | MAPP_CA | Internal | Shoulder | B15 | 1203 | 788 | 788 | 38.33 | 43.09 | 0.01 | 4.75
2020 | MISO_W_2_MAPP_CA | MISO_W | MAPP_CA | Internal | Summer | B1 | 10 | 788 | 0 | 66.54 | 63.55 | 0.01 | 0
2020 | MISO_W_2_MAPP_CA | MISO_W | MAPP_CA | Internal | Summer | B2 | 25 | 788 | 0 | 64.52 | 61.53 | 0.01 | 0
2020 | MISO_W_2_MAPP_CA | MISO_W | MAPP_CA | Internal | Summer | B3 | 75 | 788 | 0 | 61.97 | 54.97 | 0.01 | 0
2020 | MISO_W_2_MAPP_CA | MISO_W | MAPP_CA | Internal | Summer | B4 | 100 | 788 | 0 | 61.85 | 54.85 | 0.01 | 0
2020 | MISO_W_2_MAPP_CA | MISO_W | MAPP_CA | Internal | Summer | B5 | 200 | 788 | 0 | 58.75 | 51.76 | 0.01 | 0
2020 | MISO_W_2_MAPP_CA | MISO_W | MAPP_CA | Internal | Summer | B6 | 300 | 788 | 0 | 51.04 | 48.31 | 0.01 | 0
2020 | MISO_W_2_MAPP_CA | MISO_W | MAPP_CA | Internal | Summer | B7 | 400 | 788 | 0 | 42.01 | 42 | 0.01 | 0
2020 | MISO_W_2_MAPP_CA | MISO_W | MAPP_CA | Internal | Summer | B8 | 500 | 788 | 409.43 | 38.99 | 39 | 0.01 | 0
2020 | MISO_W_2_MAPP_CA | MISO_W | MAPP_CA | Internal | Summer | B9 | 800 | 788 | 788 | 36.89 | 39 | 0.01 | 2.1
2020 | MISO_W_2_MAPP_CA | MISO_W | MAPP_CA | Internal | Summer | B10 | 1262 | 788 | 788 | 35.99 | 39 | 0.01 | 3
2020 | MISO_W_2_MAPP_CA | MISO_W | MAPP_CA | Internal | Winter | B16 | 25 | 788 | 0 | 54.04 | 54.03 | 0.01 | 0
2020 | MISO_W_2_MAPP_CA | MISO_W | MAPP_CA | Internal | Winter | B17 | 100 | 788 | 788 | 45.98 | 47.63 | 0.01 | 1.64
2020 | MISO_W_2_MAPP_CA | MISO_W | MAPP_CA | Internal | Winter | B18 | 400 | 788 | 788 | 43.33 | 47.63 | 0.01 | 4.28
2020 | MISO_W_2_MAPP_CA | MISO_W | MAPP_CA | Internal | Winter | B19 | 700 | 788 | 788 | 42.26 | 47.63 | 0.01 | 5.35
2020 | MISO_W_2_MAPP_CA | MISO_W | MAPP_CA | Internal | Winter | B20 | 935 | 788 | 788 | 38.25 | 47.63 | 0.01 | 9.36
2020 | MISO_W_2_MISO_MO-IL | MISO_W | MISO_MO-IL | Internal | Shoulder | B11 | 25 | 7873 | 1028.95 | 57.99 | 58 | 0.01 | 0
2020 | MISO_W_2_MISO_MO-IL | MISO_W | MISO_MO-IL | Internal | Shoulder | B12 | 200 | 7873 | 1711.7 | 44.99 | 45.01 | 0.01 | 0
2020 | MISO_W_2_MISO_MO-IL | MISO_W | MISO_MO-IL | Internal | Shoulder | B13 | 600 | 7873 | 382.76 | 43.1 | 43.12 | 0.01 | 0
2020 | MISO_W_2_MISO_MO-IL | MISO_W | MISO_MO-IL | Internal | Shoulder | B14 | 900 | 7873 | 0 | 41.89 | 41.88 | 0.01 | 0
2020 | MISO_W_2_MISO_MO-IL | MISO_W | MISO_MO-IL | Internal | Shoulder | B15 | 1203 | 7873 | 0 | 38.33 | 38.31 | 0.01 | 0
2020 | MISO_W_2_MISO_MO-IL | MISO_W | MISO_MO-IL | Internal | Summer | B1 | 10 | 7873 | 0.03 | 66.54 | 66.54 | 0.01 | 0
2020 | MISO_W_2_MISO_MO-IL | MISO_W | MISO_MO-IL | Internal | Summer | B2 | 25 | 7873 | 1794.26 | 64.52 | 64.53 | 0.01 | 0
2020 | MISO_W_2_MISO_MO-IL | MISO_W | MISO_MO-IL | Internal | Summer | B3 | 75 | 7873 | 144.14 | 61.97 | 61.99 | 0.01 | 0
2020 | MISO_W_2_MISO_MO-IL | MISO_W | MISO_MO-IL | Internal | Summer | B4 | 100 | 7873 | 2632.53 | 61.85 | 61.86 | 0.01 | 0
2020 | MISO_W_2_MISO_MO-IL | MISO_W | MISO_MO-IL | Internal | Summer | B5 | 200 | 7873 | 0 | 58.75 | 58.75 | 0.01 | 0
2020 | MISO_W_2_MISO_MO-IL | MISO_W | MISO_MO-IL | Internal | Summer | B6 | 300 | 7873 | 0 | 51.04 | 51.03 | 0.01 | 0
2020 | MISO_W_2_MISO_MO-IL | MISO_W | MISO_MO-IL | Internal | Summer | B7 | 400 | 7873 | 0 | 42.01 | 42.01 | 0.01 | 0
2020 | MISO_W_2_MISO_MO-IL | MISO_W | MISO_MO-IL | Internal | Summer | B8 | 500 | 7873 | 0 | 38.99 | 38.99 | 0.01 | 0
2020 | MISO_W_2_MISO_MO-IL | MISO_W | MISO_MO-IL | Internal | Summer | B9 | 800 | 7873 | 0 | 36.89 | 36.88 | 0.01 | 0
2020 | MISO_W_2_MISO_MO-IL | MISO_W | MISO_MO-IL | Internal | Summer | B10 | 1262 | 7873 | 855.34 | 35.99 | 36 | 0.01 | 0
2020 | MISO_W_2_MISO_MO-IL | MISO_W | MISO_MO-IL | Internal | Winter | B16 | 25 | 7873 | 1033.27 | 54.04 | 54.05 | 0.01 | 0
2020 | MISO_W_2_MISO_MO-IL | MISO_W | MISO_MO-IL | Internal | Winter | B17 | 100 | 7873 | 0 | 45.98 | 45.98 | 0.01 | 0
2020 | MISO_W_2_MISO_MO-IL | MISO_W | MISO_MO-IL | Internal | Winter | B18 | 400 | 7873 | 0 | 43.33 | 43.32 | 0.01 | 0
2020 | MISO_W_2_MISO_MO-IL | MISO_W | MISO_MO-IL | Internal | Winter | B19 | 700 | 7873 | 0 | 42.26 | 42.25 | 0.01 | 0
2020 | MISO_W_2_MISO_MO-IL | MISO_W | MISO_MO-IL | Internal | Winter | B20 | 935 | 7873 | 0 | 38.25 | 38.24 | 0.01 | 0
2020 | MISO_W_2_MISO_WUMS | MISO_W | MISO_WUMS | Internal | Shoulder | B11 | 25 | 3756 | 0.01 | 57.99 | 57.99 | 0.01 | 0
2020 | MISO_W_2_MISO_WUMS | MISO_W | MISO_WUMS | Internal | Shoulder | B12 | 200 | 3756 | 441.9 | 44.99 | 45.01 | 0.01 | 0
2020 | MISO_W_2_MISO_WUMS | MISO_W | MISO_WUMS | Internal | Shoulder | B13 | 600 | 3756 | 566.72 | 43.1 | 43.12 | 0.01 | 0
2020 | MISO_W_2_MISO_WUMS | MISO_W | MISO_WUMS | Internal | Shoulder | B14 | 900 | 3756 | 0 | 41.89 | 41.88 | 0.01 | 0
2020 | MISO_W_2_MISO_WUMS | MISO_W | MISO_WUMS | Internal | Shoulder | B15 | 1203 | 3756 | 0 | 38.33 | 38.31 | 0.01 | 0
2020 | MISO_W_2_MISO_WUMS | MISO_W | MISO_WUMS | Internal | Summer | B1 | 10 | 3756 | 0.02 | 66.54 | 66.52 | 0.01 | 0
2020 | MISO_W_2_MISO_WUMS | MISO_W | MISO_WUMS | Internal | Summer | B2 | 25 | 3756 | 0 | 64.52 | 64.51 | 0.01 | 0
2020 | MISO_W_2_MISO_WUMS | MISO_W | MISO_WUMS | Internal | Summer | B3 | 75 | 3756 | 0 | 61.97 | 61.96 | 0.01 | 0
2020 | MISO_W_2_MISO_WUMS | MISO_W | MISO_WUMS | Internal | Summer | B4 | 100 | 3756 | 0 | 61.85 | 61.84 | 0.01 | 0
2020 | MISO_W_2_MISO_WUMS | MISO_W | MISO_WUMS | Internal | Summer | B5 | 200 | 3756 | 0 | 58.75 | 58.75 | 0.01 | 0
2020 | MISO_W_2_MISO_WUMS | MISO_W | MISO_WUMS | Internal | Summer | B6 | 300 | 3756 | 0 | 51.04 | 51.03 | 0.01 | 0
2020 | MISO_W_2_MISO_WUMS | MISO_W | MISO_WUMS | Internal | Summer | B7 | 400 | 3756 | 0 | 42.01 | 42.01 | 0.01 | 0
2020 | MISO_W_2_MISO_WUMS | MISO_W | MISO_WUMS | Internal | Summer | B8 | 500 | 3756 | 375.84 | 38.99 | 39 | 0.01 | 0
2020 | MISO_W_2_MISO_WUMS | MISO_W | MISO_WUMS | Internal | Summer | B9 | 800 | 3756 | 0 | 36.89 | 36.88 | 0.01 | 0
2020 | MISO_W_2_MISO_WUMS | MISO_W | MISO_WUMS | Internal | Summer | B10 | 1262 | 3756 | 511.18 | 35.99 | 36 | 0.01 | 0
2020 | MISO_W_2_MISO_WUMS | MISO_W | MISO_WUMS | Internal | Winter | B16 | 25 | 3756 | 0.01 | 54.04 | 54.04 | 0.01 | 0
2020 | MISO_W_2_MISO_WUMS | MISO_W | MISO_WUMS | Internal | Winter | B17 | 100 | 3756 | 0 | 45.98 | 45.98 | 0.01 | 0
2020 | MISO_W_2_MISO_WUMS | MISO_W | MISO_WUMS | Internal | Winter | B18 | 400 | 3756 | 0 | 43.33 | 43.33 | 0.01 | 0
2020 | MISO_W_2_MISO_WUMS | MISO_W | MISO_WUMS | Internal | Winter | B19 | 700 | 3756 | 0 | 42.26 | 42.26 | 0.01 | 0
2020 | MISO_W_2_MISO_WUMS | MISO_W | MISO_WUMS | Internal | Winter | B20 | 935 | 3756 | 978.01 | 38.25 | 38.26 | 0.01 | 0
2020 | MISO_W_2_NE | MISO_W | NE | Internal | Shoulder | B11 | 25 | 20297 | 0 | 57.99 | 57.99 | 3.5 | 0
2020 | MISO_W_2_NE | MISO_W | NE | Internal | Shoulder | B12 | 200 | 20297 | 0 | 44.99 | 42.49 | 3.5 | 0
2020 | MISO_W_2_NE | MISO_W | NE | Internal | Shoulder | B13 | 600 | 20297 | 0 | 43.1 | 40.6 | 3.5 | 0
2020 | MISO_W_2_NE | MISO_W | NE | Internal | Shoulder | B14 | 900 | 20297 | 0 | 41.89 | 40.51 | 3.5 | 0
2020 | MISO_W_2_NE | MISO_W | NE | Internal | Shoulder | B15 | 1203 | 20297 | 0 | 38.33 | 38.19 | 3.5 | 0
2020 | MISO_W_2_NE | MISO_W | NE | Internal | Summer | B1 | 10 | 20297 | 0 | 66.54 | 65.33 | 3.5 | 0
2020 | MISO_W_2_NE | MISO_W | NE | Internal | Summer | B2 | 25 | 20297 | 0 | 64.52 | 62.51 | 3.5 | 0
2020 | MISO_W_2_NE | MISO_W | NE | Internal | Summer | B3 | 75 | 20297 | 0 | 61.97 | 61.97 | 3.5 | 0
2020 | MISO_W_2_NE | MISO_W | NE | Internal | Summer | B4 | 100 | 20297 | 0 | 61.85 | 60.81 | 3.5 | 0
2020 | MISO_W_2_NE | MISO_W | NE | Internal | Summer | B5 | 200 | 20297 | 0 | 58.75 | 56.88 | 3.5 | 0
2020 | MISO_W_2_NE | MISO_W | NE | Internal | Summer | B6 | 300 | 20297 | 0 | 51.04 | 54.53 | 3.5 | 0
2020 | MISO_W_2_NE | MISO_W | NE | Internal | Summer | B7 | 400 | 20297 | 0 | 42.01 | 43.5 | 3.5 | 0
2020 | MISO_W_2_NE | MISO_W | NE | Internal | Summer | B8 | 500 | 20297 | 0 | 38.99 | 39.64 | 3.5 | 0
2020 | MISO_W_2_NE | MISO_W | NE | Internal | Summer | B9 | 800 | 20297 | 0 | 36.89 | 38.37 | 3.5 | 0
2020 | MISO_W_2_NE | MISO_W | NE | Internal | Summer | B10 | 1262 | 20297 | 0 | 35.99 | 36.87 | 3.5 | 0
2020 | MISO_W_2_NE | MISO_W | NE | Internal | Winter | B16 | 25 | 20297 | 0 | 54.04 | 51.54 | 3.5 | 0
2020 | MISO_W_2_NE | MISO_W | NE | Internal | Winter | B17 | 100 | 20297 | 0 | 45.98 | 43.48 | 3.5 | 0
2020 | MISO_W_2_NE | MISO_W | NE | Internal | Winter | B18 | 400 | 20297 | 0 | 43.33 | 41.18 | 3.5 | 0
2020 | MISO_W_2_NE | MISO_W | NE | Internal | Winter | B19 | 700 | 20297 | 0 | 42.26 | 40.79 | 3.5 | 0
2020 | MISO_W_2_NE | MISO_W | NE | Internal | Winter | B20 | 935 | 20297 | 0 | 38.25 | 39.31 | 3.5 | 0
2020 | MISO_W_2_PJM_ROR | MISO_W | PJM_ROR | Internal | Shoulder | B11 | 25 | 10135 | 0 | 57.99 | 56.99 | 1 | 0
2020 | MISO_W_2_PJM_ROR | MISO_W | PJM_ROR | Internal | Shoulder | B12 | 200 | 10135 | 1904.99 | 44.99 | 45.99 | 1 | 0
2020 | MISO_W_2_PJM_ROR | MISO_W | PJM_ROR | Internal | Shoulder | B13 | 600 | 10135 | 0 | 43.1 | 43.64 | 1 | 0
2020 | MISO_W_2_PJM_ROR | MISO_W | PJM_ROR | Internal | Shoulder | B14 | 900 | 10135 | 0 | 41.89 | 42.88 | 1 | 0
2020 | MISO_W_2_PJM_ROR | MISO_W | PJM_ROR | Internal | Shoulder | B15 | 1203 | 10135 | 0 | 38.33 | 39.31 | 1 | 0
2020 | MISO_W_2_PJM_ROR | MISO_W | PJM_ROR | Internal | Summer | B1 | 10 | 10135 | 4946.84 | 66.54 | 67.54 | 1 | 0
2020 | MISO_W_2_PJM_ROR | MISO_W | PJM_ROR | Internal | Summer | B2 | 25 | 10135 | 2321.42 | 64.52 | 65.52 | 1 | 0
2020 | MISO_W_2_PJM_ROR | MISO_W | PJM_ROR | Internal | Summer | B3 | 75 | 10135 | 0 | 61.97 | 61.86 | 1 | 0
2020 | MISO_W_2_PJM_ROR | MISO_W | PJM_ROR | Internal | Summer | B4 | 100 | 10135 | 0 | 61.85 | 61.86 | 1 | 0
2020 | MISO_W_2_PJM_ROR | MISO_W | PJM_ROR | Internal | Summer | B5 | 200 | 10135 | 660.05 | 58.75 | 59.75 | 1 | 0
2020 | MISO_W_2_PJM_ROR | MISO_W | PJM_ROR | Internal | Summer | B6 | 300 | 10135 | 0 | 51.04 | 52.01 | 1 | 0
2020 | MISO_W_2_PJM_ROR | MISO_W | PJM_ROR | Internal | Summer | B7 | 400 | 10135 | 570.33 | 42.01 | 43.01 | 1 | 0
2020 | MISO_W_2_PJM_ROR | MISO_W | PJM_ROR | Internal | Summer | B8 | 500 | 10135 | 961.56 | 38.99 | 39.99 | 1 | 0
2020 | MISO_W_2_PJM_ROR | MISO_W | PJM_ROR | Internal | Summer | B9 | 800 | 10135 | 0 | 36.89 | 37.87 | 1 | 0
2020 | MISO_W_2_PJM_ROR | MISO_W | PJM_ROR | Internal | Summer | B10 | 1262 | 10135 | 0 | 35.99 | 36.2 | 1 | 0
2020 | MISO_W_2_PJM_ROR | MISO_W | PJM_ROR | Internal | Winter | B16 | 25 | 10135 | 7785.86 | 54.04 | 55.04 | 1 | 0
2020 | MISO_W_2_PJM_ROR | MISO_W | PJM_ROR | Internal | Winter | B17 | 100 | 10135 | 8284.32 | 45.98 | 46.98 | 1 | 0
2020 | MISO_W_2_PJM_ROR | MISO_W | PJM_ROR | Internal | Winter | B18 | 400 | 10135 | 1979.32 | 43.33 | 44.33 | 1 | 0
2020 | MISO_W_2_PJM_ROR | MISO_W | PJM_ROR | Internal | Winter | B19 | 700 | 10135 | 456.03 | 42.26 | 43.26 | 1 | 0
2020 | MISO_W_2_PJM_ROR | MISO_W | PJM_ROR | Internal | Winter | B20 | 935 | 10135 | 936.05 | 38.25 | 39.25 | 1 | 0
2020 | MISO_W_2_SPP_N | MISO_W | SPP_N | Internal | Shoulder | B11 | 25 | 3200 | 0 | 57.99 | 58 | 3.5 | 0
2020 | MISO_W_2_SPP_N | MISO_W | SPP_N | Internal | Shoulder | B12 | 200 | 3200 | 0 | 44.99 | 42.51 | 3.5 | 0
2020 | MISO_W_2_SPP_N | MISO_W | SPP_N | Internal | Shoulder | B13 | 600 | 3200 | 0 | 43.1 | 40.62 | 3.5 | 0
2020 | MISO_W_2_SPP_N | MISO_W | SPP_N | Internal | Shoulder | B14 | 900 | 3200 | 0 | 41.89 | 40.53 | 3.5 | 0
2020 | MISO_W_2_SPP_N | MISO_W | SPP_N | Internal | Shoulder | B15 | 1203 | 3200 | 0 | 38.33 | 38.2 | 3.5 | 0
2020 | MISO_W_2_SPP_N | MISO_W | SPP_N | Internal | Summer | B1 | 10 | 3200 | 0 | 66.54 | 65.34 | 3.5 | 0
2020 | MISO_W_2_SPP_N | MISO_W | SPP_N | Internal | Summer | B2 | 25 | 3200 | 0 | 64.52 | 62.52 | 3.5 | 0
2020 | MISO_W_2_SPP_N | MISO_W | SPP_N | Internal | Summer | B3 | 75 | 3200 | 0 | 61.97 | 61.99 | 3.5 | 0
2020 | MISO_W_2_SPP_N | MISO_W | SPP_N | Internal | Summer | B4 | 100 | 3200 | 0 | 61.85 | 60.82 | 3.5 | 0
2020 | MISO_W_2_SPP_N | MISO_W | SPP_N | Internal | Summer | B5 | 200 | 3200 | 0 | 58.75 | 56.89 | 3.5 | 0
2020 | MISO_W_2_SPP_N | MISO_W | SPP_N | Internal | Summer | B6 | 300 | 3200 | 1248.58 | 51.04 | 54.54 | 3.5 | 0
2020 | MISO_W_2_SPP_N | MISO_W | SPP_N | Internal | Summer | B7 | 400 | 3200 | 0 | 42.01 | 43.51 | 3.5 | 0
2020 | MISO_W_2_SPP_N | MISO_W | SPP_N | Internal | Summer | B8 | 500 | 3200 | 0 | 38.99 | 39.65 | 3.5 | 0
2020 | MISO_W_2_SPP_N | MISO_W | SPP_N | Internal | Summer | B9 | 800 | 3200 | 0 | 36.89 | 38.38 | 3.5 | 0
2020 | MISO_W_2_SPP_N | MISO_W | SPP_N | Internal | Summer | B10 | 1262 | 3200 | 0 | 35.99 | 36.88 | 3.5 | 0
2020 | MISO_W_2_SPP_N | MISO_W | SPP_N | Internal | Winter | B16 | 25 | 3200 | 0 | 54.04 | 51.55 | 3.5 | 0
2020 | MISO_W_2_SPP_N | MISO_W | SPP_N | Internal | Winter | B17 | 100 | 3200 | 0 | 45.98 | 43.49 | 3.5 | 0
2020 | MISO_W_2_SPP_N | MISO_W | SPP_N | Internal | Winter | B18 | 400 | 3200 | 0 | 43.33 | 41.2 | 3.5 | 0
2020 | MISO_W_2_SPP_N | MISO_W | SPP_N | Internal | Winter | B19 | 700 | 3200 | 0 | 42.26 | 40.81 | 3.5 | 0
2020 | MISO_W_2_SPP_N | MISO_W | SPP_N | Internal | Winter | B20 | 935 | 3200 | 0 | 38.25 | 39.32 | 3.5 | 0
2020 | MISO_WUMS_2_MISO_MI | MISO_WUMS | MISO_MI | Internal | Shoulder | B11 | 25 | 148 | 0 | 57.99 | 55.99 | 0.01 | 0
2020 | MISO_WUMS_2_MISO_MI | MISO_WUMS | MISO_MI | Internal | Shoulder | B12 | 200 | 148 | 148 | 45.01 | 45.03 | 0.01 | 0.01
2020 | MISO_WUMS_2_MISO_MI | MISO_WUMS | MISO_MI | Internal | Shoulder | B13 | 600 | 148 | 148 | 43.12 | 43.14 | 0.01 | 0.01
2020 | MISO_WUMS_2_MISO_MI | MISO_WUMS | MISO_MI | Internal | Shoulder | B14 | 900 | 148 | 0 | 41.88 | 41.88 | 0.01 | 0
2020 | MISO_WUMS_2_MISO_MI | MISO_WUMS | MISO_MI | Internal | Shoulder | B15 | 1203 | 148 | 54.44 | 38.31 | 38.33 | 0.01 | 0
2020 | MISO_WUMS_2_MISO_MI | MISO_WUMS | MISO_MI | Internal | Summer | B1 | 10 | 148 | 0.02 | 66.52 | 66.51 | 0.01 | 0
2020 | MISO_WUMS_2_MISO_MI | MISO_WUMS | MISO_MI | Internal | Summer | B2 | 25 | 148 | 0 | 64.51 | 64.12 | 0.01 | 0
2020 | MISO_WUMS_2_MISO_MI | MISO_WUMS | MISO_MI | Internal | Summer | B3 | 75 | 148 | 0 | 61.96 | 60.86 | 0.01 | 0
2020 | MISO_WUMS_2_MISO_MI | MISO_WUMS | MISO_MI | Internal | Summer | B4 | 100 | 148 | 0 | 61.84 | 58.75 | 0.01 | 0
2020 | MISO_WUMS_2_MISO_MI | MISO_WUMS | MISO_MI | Internal | Summer | B5 | 200 | 148 | 0 | 58.75 | 58.75 | 0.01 | 0
2020 | MISO_WUMS_2_MISO_MI | MISO_WUMS | MISO_MI | Internal | Summer | B6 | 300 | 148 | 0 | 51.03 | 51.01 | 0.01 | 0
2020 | MISO_WUMS_2_MISO_MI | MISO_WUMS | MISO_MI | Internal | Summer | B7 | 400 | 148 | 0 | 42.01 | 42.01 | 0.01 | 0
2020 | MISO_WUMS_2_MISO_MI | MISO_WUMS | MISO_MI | Internal | Summer | B8 | 500 | 148 | 0 | 39 | 38.99 | 0.01 | 0
2020 | MISO_WUMS_2_MISO_MI | MISO_WUMS | MISO_MI | Internal | Summer | B9 | 800 | 148 | 0 | 36.88 | 36.87 | 0.01 | 0
2020 | MISO_WUMS_2_MISO_MI | MISO_WUMS | MISO_MI | Internal | Summer | B10 | 1262 | 148 | 148 | 36 | 36.03 | 0.01 | 0.01
2020 | MISO_WUMS_2_MISO_MI | MISO_WUMS | MISO_MI | Internal | Winter | B16 | 25 | 148 | 0.01 | 54.04 | 54.04 | 0.01 | 0
2020 | MISO_WUMS_2_MISO_MI | MISO_WUMS | MISO_MI | Internal | Winter | B17 | 100 | 148 | 0 | 45.98 | 45.98 | 0.01 | 0
2020 | MISO_WUMS_2_MISO_MI | MISO_WUMS | MISO_MI | Internal | Winter | B18 | 400 | 148 | 0 | 43.33 | 43.33 | 0.01 | 0
2020 | MISO_WUMS_2_MISO_MI | MISO_WUMS | MISO_MI | Internal | Winter | B19 | 700 | 148 | 0 | 42.26 | 42.26 | 0.01 | 0
2020 | MISO_WUMS_2_MISO_MI | MISO_WUMS | MISO_MI | Internal | Winter | B20 | 935 | 148 | 0 | 38.26 | 38.26 | 0.01 | 0
2020 | MISO_WUMS_2_MISO_W | MISO_WUMS | MISO_W | Internal | Shoulder | B11 | 25 | 3264 | 0.01 | 57.99 | 57.99 | 0.01 | 0
2020 | MISO_WUMS_2_MISO_W | MISO_WUMS | MISO_W | Internal | Shoulder | B12 | 200 | 3264 | 0 | 45.01 | 44.99 | 0.01 | 0
2020 | MISO_WUMS_2_MISO_W | MISO_WUMS | MISO_W | Internal | Shoulder | B13 | 600 | 3264 | 0 | 43.12 | 43.1 | 0.01 | 0
2020 | MISO_WUMS_2_MISO_W | MISO_WUMS | MISO_W | Internal | Shoulder | B14 | 900 | 3264 | 42.9 | 41.88 | 41.89 | 0.01 | 0
2020 | MISO_WUMS_2_MISO_W | MISO_WUMS | MISO_W | Internal | Shoulder | B15 | 1203 | 3264 | 196.69 | 38.31 | 38.33 | 0.01 | 0
2020 | MISO_WUMS_2_MISO_W | MISO_WUMS | MISO_W | Internal | Summer | B1 | 10 | 3264 | 2313.19 | 66.52 | 66.54 | 0.01 | 0
2020 | MISO_WUMS_2_MISO_W | MISO_WUMS | MISO_W | Internal | Summer | B2 | 25 | 3264 | 2258.7 | 64.51 | 64.52 | 0.01 | 0
2020 | MISO_WUMS_2_MISO_W | MISO_WUMS | MISO_W | Internal | Summer | B3 | 75 | 3264 | 1760.75 | 61.96 | 61.97 | 0.01 | 0
2020 | MISO_WUMS_2_MISO_W | MISO_WUMS | MISO_W | Internal | Summer | B4 | 100 | 3264 | 2516.64 | 61.84 | 61.85 | 0.01 | 0
2020 | MISO_WUMS_2_MISO_W | MISO_WUMS | MISO_W | Internal | Summer | B5 | 200 | 3264 | 0 | 58.75 | 58.75 | 0.01 | 0
2020 | MISO_WUMS_2_MISO_W | MISO_WUMS | MISO_W | Internal | Summer | B6 | 300 | 3264 | 807.41 | 51.03 | 51.04 | 0.01 | 0
2020 | MISO_WUMS_2_MISO_W | MISO_WUMS | MISO_W | Internal | Summer | B7 | 400 | 3264 | 0 | 42.01 | 42.01 | 0.01 | 0
2020 | MISO_WUMS_2_MISO_W | MISO_WUMS | MISO_W | Internal | Summer | B8 | 500 | 3264 | 0 | 39 | 38.99 | 0.01 | 0
2020 | MISO_WUMS_2_MISO_W | MISO_WUMS | MISO_W | Internal | Summer | B9 | 800 | 3264 | 66.46 | 36.88 | 36.89 | 0.01 | 0
2020 | MISO_WUMS_2_MISO_W | MISO_WUMS | MISO_W | Internal | Summer | B10 | 1262 | 3264 | 0 | 36 | 35.99 | 0.01 | 0
2020 | MISO_WUMS_2_MISO_W | MISO_WUMS | MISO_W | Internal | Winter | B16 | 25 | 3264 | 0.01 | 54.04 | 54.04 | 0.01 | 0
2020 | MISO_WUMS_2_MISO_W | MISO_WUMS | MISO_W | Internal | Winter | B17 | 100 | 3264 | 0 | 45.98 | 45.98 | 0.01 | 0
2020 | MISO_WUMS_2_MISO_W | MISO_WUMS | MISO_W | Internal | Winter | B18 | 400 | 3264 | 0 | 43.33 | 43.33 | 0.01 | 0
2020 | MISO_WUMS_2_MISO_W | MISO_WUMS | MISO_W | Internal | Winter | B19 | 700 | 3264 | 0 | 42.26 | 42.26 | 0.01 | 0
2020 | MISO_WUMS_2_MISO_W | MISO_WUMS | MISO_W | Internal | Winter | B20 | 935 | 3264 | 0 | 38.26 | 38.25 | 0.01 | 0
2020 | MISO_WUMS_2_PJM_ROR | MISO_WUMS | PJM_ROR | Internal | Shoulder | B11 | 25 | 1600 | 0 | 57.99 | 56.99 | 1 | 0
2020 | MISO_WUMS_2_PJM_ROR | MISO_WUMS | PJM_ROR | Internal | Shoulder | B12 | 200 | 1600 | 0 | 45.01 | 45.99 | 1 | 0
2020 | MISO_WUMS_2_PJM_ROR | MISO_WUMS | PJM_ROR | Internal | Shoulder | B13 | 600 | 1600 | 0 | 43.12 | 43.64 | 1 | 0
2020 | MISO_WUMS_2_PJM_ROR | MISO_WUMS | PJM_ROR | Internal | Shoulder | B14 | 900 | 1600 | 43.4 | 41.88 | 42.88 | 1 | 0
2020 | MISO_WUMS_2_PJM_ROR | MISO_WUMS | PJM_ROR | Internal | Shoulder | B15 | 1203 | 1600 | 104 | 38.31 | 39.31 | 1 | 0
2020 | MISO_WUMS_2_PJM_ROR | MISO_WUMS | PJM_ROR | Internal | Summer | B1 | 10 | 1600 | 1599.97 | 66.52 | 67.54 | 1 | 0.01
2020 | MISO_WUMS_2_PJM_ROR | MISO_WUMS | PJM_ROR | Internal | Summer | B2 | 25 | 1600 | 1599.99 | 64.51 | 65.52 | 1 | 0.01
2020 | MISO_WUMS_2_PJM_ROR | MISO_WUMS | PJM_ROR | Internal | Summer | B3 | 75 | 1600 | 0 | 61.96 | 61.86 | 1 | 0
2020 | MISO_WUMS_2_PJM_ROR | MISO_WUMS | PJM_ROR | Internal | Summer | B4 | 100 | 1600 | 0 | 61.84 | 61.86 | 1 | 0
2020 | MISO_WUMS_2_PJM_ROR | MISO_WUMS | PJM_ROR | Internal | Summer | B5 | 200 | 1600 | 120.1 | 58.75 | 59.75 | 1 | 0
2020 | MISO_WUMS_2_PJM_ROR | MISO_WUMS | PJM_ROR | Internal | Summer | B6 | 300 | 1600 | 0 | 51.03 | 52.01 | 1 | 0
2020 | MISO_WUMS_2_PJM_ROR | MISO_WUMS | PJM_ROR | Internal | Summer | B7 | 400 | 1600 | 632.56 | 42.01 | 43.01 | 1 | 0
2020 | MISO_WUMS_2_PJM_ROR | MISO_WUMS | PJM_ROR | Internal | Summer | B8 | 500 | 1600 | 0 | 39 | 39.99 | 1 | 0
2020 | MISO_WUMS_2_PJM_ROR | MISO_WUMS | PJM_ROR | Internal | Summer | B9 | 800 | 1600 | 0 | 36.88 | 37.87 | 1 | 0
2020 | MISO_WUMS_2_PJM_ROR | MISO_WUMS | PJM_ROR | Internal | Summer | B10 | 1262 | 1600 | 0 | 36 | 36.2 | 1 | 0
2020 | MISO_WUMS_2_PJM_ROR | MISO_WUMS | PJM_ROR | Internal | Winter | B16 | 25 | 1600 | 327.73 | 54.04 | 55.04 | 1 | 0
2020 | MISO_WUMS_2_PJM_ROR | MISO_WUMS | PJM_ROR | Internal | Winter | B17 | 100 | 1600 | 636 | 45.98 | 46.98 | 1 | 0
2020 | MISO_WUMS_2_PJM_ROR | MISO_WUMS | PJM_ROR | Internal | Winter | B18 | 400 | 1600 | 374.25 | 43.33 | 44.33 | 1 | 0
2020 | MISO_WUMS_2_PJM_ROR | MISO_WUMS | PJM_ROR | Internal | Winter | B19 | 700 | 1600 | 576.17 | 42.26 | 43.26 | 1 | 0
2020 | MISO_WUMS_2_PJM_ROR | MISO_WUMS | PJM_ROR | Internal | Winter | B20 | 935 | 1600 | 0 | 38.26 | 39.25 | 1 | 0
2020 | NE_2_MAPP_US | NE | MAPP_US | Internal | Shoulder | B11 | 25 | 1600 | 0 | 57.99 | 54.49 | 2.5 | 0
2020 | NE_2_MAPP_US | NE | MAPP_US | Internal | Shoulder | B12 | 200 | 1600 | 0 | 42.49 | 41.49 | 2.5 | 0
2020 | NE_2_MAPP_US | NE | MAPP_US | Internal | Shoulder | B13 | 600 | 1600 | 0 | 40.6 | 39.6 | 2.5 | 0
2020 | NE_2_MAPP_US | NE | MAPP_US | Internal | Shoulder | B14 | 900 | 1600 | 0 | 40.51 | 39.4 | 2.5 | 0
2020 | NE_2_MAPP_US | NE | MAPP_US | Internal | Shoulder | B15 | 1203 | 1600 | 0 | 38.19 | 36.05 | 2.5 | 0
2020 | NE_2_MAPP_US | NE | MAPP_US | Internal | Summer | B1 | 10 | 1600 | 0 | 65.33 | 63.04 | 2.5 | 0
2020 | NE_2_MAPP_US | NE | MAPP_US | Internal | Summer | B2 | 25 | 1600 | 0 | 62.51 | 61.02 | 2.5 | 0
2020 | NE_2_MAPP_US | NE | MAPP_US | Internal | Summer | B3 | 75 | 1600 | 0 | 61.97 | 58.47 | 2.5 | 0
2020 | NE_2_MAPP_US | NE | MAPP_US | Internal | Summer | B4 | 100 | 1600 | 0 | 60.81 | 58.35 | 2.5 | 0
2020 | NE_2_MAPP_US | NE | MAPP_US | Internal | Summer | B5 | 200 | 1600 | 0 | 56.88 | 55.26 | 2.5 | 0
2020 | NE_2_MAPP_US | NE | MAPP_US | Internal | Summer | B6 | 300 | 1600 | 0 | 54.53 | 51.03 | 2.5 | 0
2020 | NE_2_MAPP_US | NE | MAPP_US | Internal | Summer | B7 | 400 | 1600 | 0 | 43.5 | 40 | 2.5 | 0
2020 | NE_2_MAPP_US | NE | MAPP_US | Internal | Summer | B8 | 500 | 1600 | 0 | 39.64 | 36.14 | 2.5 | 0
2020 | NE_2_MAPP_US | NE | MAPP_US | Internal | Summer | B9 | 800 | 1600 | 0 | 38.37 | 34.87 | 2.5 | 0
2020 | NE_2_MAPP_US | NE | MAPP_US | Internal | Summer | B10 | 1262 | 1600 | 0 | 36.87 | 33.37 | 2.5 | 0
2020 | NE_2_MAPP_US | NE | MAPP_US | Internal | Winter | B16 | 25 | 1600 | 0 | 51.54 | 50.54 | 2.5 | 0
2020 | NE_2_MAPP_US | NE | MAPP_US | Internal | Winter | B17 | 100 | 1600 | 0 | 43.48 | 42.48 | 2.5 | 0
2020 | NE_2_MAPP_US | NE | MAPP_US | Internal | Winter | B18 | 400 | 1600 | 0 | 41.18 | 39.83 | 2.5 | 0
2020 | NE_2_MAPP_US | NE | MAPP_US | Internal | Winter | B19 | 700 | 1600 | 0 | 40.79 | 39.83 | 2.5 | 0
2020 | NE_2_MAPP_US | NE | MAPP_US | Internal | Winter | B20 | 935 | 1600 | 0 | 39.31 | 35.81 | 2.5 | 0
2020 | NE_2_MISO_W | NE | MISO_W | Internal | Shoulder | B11 | 25 | 19097 | 0 | 57.99 | 57.99 | 2.5 | 0
2020 | NE_2_MISO_W | NE | MISO_W | Internal | Shoulder | B12 | 200 | 19097 | 3188.28 | 42.49 | 44.99 | 2.5 | 0
2020 | NE_2_MISO_W | NE | MISO_W | Internal | Shoulder | B13 | 600 | 19097 | 76.79 | 40.6 | 43.1 | 2.5 | 0
2020 | NE_2_MISO_W | NE | MISO_W | Internal | Shoulder | B14 | 900 | 19097 | 0 | 40.51 | 41.89 | 2.5 | 0
2020 | NE_2_MISO_W | NE | MISO_W | Internal | Shoulder | B15 | 1203 | 19097 | 0 | 38.19 | 38.33 | 2.5 | 0
2020 | NE_2_MISO_W | NE | MISO_W | Internal | Summer | B1 | 10 | 19097 | 0 | 65.33 | 66.54 | 2.5 | 0
2020 | NE_2_MISO_W | NE | MISO_W | Internal | Summer | B2 | 25 | 19097 | 0 | 62.51 | 64.52 | 2.5 | 0
2020 | NE_2_MISO_W | NE | MISO_W | Internal | Summer | B3 | 75 | 19097 | 0 | 61.97 | 61.97 | 2.5 | 0
2020 | NE_2_MISO_W | NE | MISO_W | Internal | Summer | B4 | 100 | 19097 | 0 | 60.81 | 61.85 | 2.5 | 0
2020 | NE_2_MISO_W | NE | MISO_W | Internal | Summer | B5 | 200 | 19097 | 0 | 56.88 | 58.75 | 2.5 | 0
2020 | NE_2_MISO_W | NE | MISO_W | Internal | Summer | B6 | 300 | 19097 | 0 | 54.53 | 51.04 | 2.5 | 0
2020 | NE_2_MISO_W | NE | MISO_W | Internal | Summer | B7 | 400 | 19097 | 0 | 43.5 | 42.01 | 2.5 | 0
2020 | NE_2_MISO_W | NE | MISO_W | Internal | Summer | B8 | 500 | 19097 | 0 | 39.64 | 38.99 | 2.5 | 0
2020 | NE_2_MISO_W | NE | MISO_W | Internal | Summer | B9 | 800 | 19097 | 0 | 38.37 | 36.89 | 2.5 | 0
2020 | NE_2_MISO_W | NE | MISO_W | Internal | Summer | B10 | 1262 | 19097 | 0 | 36.87 | 35.99 | 2.5 | 0
2020 | NE_2_MISO_W | NE | MISO_W | Internal | Winter | B16 | 25 | 19097 | 5066.91 | 51.54 | 54.04 | 2.5 | 0
2020 | NE_2_MISO_W | NE | MISO_W | Internal | Winter | B17 | 100 | 19097 | 6657.43 | 43.48 | 45.98 | 2.5 | 0
2020 | NE_2_MISO_W | NE | MISO_W | Internal | Winter | B18 | 400 | 19097 | 0 | 41.18 | 43.33 | 2.5 | 0
2020 | NE_2_MISO_W | NE | MISO_W | Internal | Winter | B19 | 700 | 19097 | 0 | 40.79 | 42.26 | 2.5 | 0
2020 | NE_2_MISO_W | NE | MISO_W | Internal | Winter | B20 | 935 | 19097 | 0 | 39.31 | 38.25 | 2.5 | 0
2020 | NE_2_SPP_N | NE | SPP_N | Internal | Shoulder | B11 | 25 | 12798 | 7278.08 | 57.99 | 58 | 0.01 | 0
2020 | NE_2_SPP_N | NE | SPP_N | Internal | Shoulder | B12 | 200 | 12798 | 4115.78 | 42.49 | 42.51 | 0.01 | 0
2020 | NE_2_SPP_N | NE | SPP_N | Internal | Shoulder | B13 | 600 | 12798 | 7903.96 | 40.6 | 40.62 | 0.01 | 0
2020 | NE_2_SPP_N | NE | SPP_N | Internal | Shoulder | B14 | 900 | 12798 | 8637.2 | 40.51 | 40.53 | 0.01 | 0
2020 | NE_2_SPP_N | NE | SPP_N | Internal | Shoulder | B15 | 1203 | 12798 | 9709.28 | 38.19 | 38.2 | 0.01 | 0
2020 | NE_2_SPP_N | NE | SPP_N | Internal | Summer | B1 | 10 | 12798 | 5679.04 | 65.33 | 65.34 | 0.01 | 0
2020 | NE_2_SPP_N | NE | SPP_N | Internal | Summer | B2 | 25 | 12798 | 6537.34 | 62.51 | 62.52 | 0.01 | 0
2020 | NE_2_SPP_N | NE | SPP_N | Internal | Summer | B3 | 75 | 12798 | 5154.47 | 61.97 | 61.99 | 0.01 | 0
2020 | NE_2_SPP_N | NE | SPP_N | Internal | Summer | B4 | 100 | 12798 | 4503.34 | 60.81 | 60.82 | 0.01 | 0
2020 | NE_2_SPP_N | NE | SPP_N | Internal | Summer | B5 | 200 | 12798 | 4911.65 | 56.88 | 56.89 | 0.01 | 0
2020 | NE_2_SPP_N | NE | SPP_N | Internal | Summer | B6 | 300 | 12798 | 6956.95 | 54.53 | 54.54 | 0.01 | 0
2020 | NE_2_SPP_N | NE | SPP_N | Internal | Summer | B7 | 400 | 12798 | 8311.84 | 43.5 | 43.51 | 0.01 | 0
2020 | NE_2_SPP_N | NE | SPP_N | Internal | Summer | B8 | 500 | 12798 | 9280.5 | 39.64 | 39.65 | 0.01 | 0
2020 | NE_2_SPP_N | NE | SPP_N | Internal | Summer | B9 | 800 | 12798 | 8429.22 | 38.37 | 38.38 | 0.01 | 0
2020 | NE_2_SPP_N | NE | SPP_N | Internal | Summer | B10 | 1262 | 12798 | 9856.5 | 36.87 | 36.88 | 0.01 | 0
2020 | NE_2_SPP_N | NE | SPP_N | Internal | Winter | B16 | 25 | 12798 | 7853.93 | 51.54 | 51.55 | 0.01 | 0
2020 | NE_2_SPP_N | NE | SPP_N | Internal | Winter | B17 | 100 | 12798 | 4829.65 | 43.48 | 43.49 | 0.01 | 0
2020 | NE_2_SPP_N | NE | SPP_N | Internal | Winter | B18 | 400 | 12798 | 10539.38 | 41.18 | 41.2 | 0.01 | 0
2020 | NE_2_SPP_N | NE | SPP_N | Internal | Winter | B19 | 700 | 12798 | 9944.65 | 40.79 | 40.81 | 0.01 | 0
2020 | NE_2_SPP_N | NE | SPP_N | Internal | Winter | B20 | 935 | 12798 | 11585.32 | 39.31 | 39.32 | 0.01 | 0
2020 | NEISO_2_NYISO_A-F | NEISO | NYISO_A-F | Internal | Shoulder | B11 | 25 | 600 | 600 | 37.5 | 39.87 | 1.5 | 0.87
2020 | NEISO_2_NYISO_A-F | NEISO | NYISO_A-F | Internal | Shoulder | B12 | 200 | 600 | 600 | 37.5 | 39.87 | 1.5 | 0.87
2020 | NEISO_2_NYISO_A-F | NEISO | NYISO_A-F | Internal | Shoulder | B13 | 600 | 600 | 600 | 37.5 | 39.6 | 1.5 | 0.61
2020 | NEISO_2_NYISO_A-F | NEISO | NYISO_A-F | Internal | Shoulder | B14 | 900 | 600 | 0 | 37.5 | 38.84 | 1.5 | 0
2020 | NEISO_2_NYISO_A-F | NEISO | NYISO_A-F | Internal | Shoulder | B15 | 1203 | 600 | 0 | 37.5 | 38.33 | 1.5 | 0
2020 | NEISO_2_NYISO_A-F | NEISO | NYISO_A-F | Internal | Summer | B1 | 10 | 600 | 0 | 79.55 | 63.55 | 1.5 | 0
2020 | NEISO_2_NYISO_A-F | NEISO | NYISO_A-F | Internal | Summer | B2 | 25 | 600 | 0 | 67.04 | 61.53 | 1.5 | 0
2020 | NEISO_2_NYISO_A-F | NEISO | NYISO_A-F | Internal | Summer | B3 | 75 | 600 | 0 | 51.42 | 51.42 | 1.5 | 0
2020 | NEISO_2_NYISO_A-F | NEISO | NYISO_A-F | Internal | Summer | B4 | 100 | 600 | 332.46 | 44.32 | 45.82 | 1.5 | 0
2020 | NEISO_2_NYISO_A-F | NEISO | NYISO_A-F | Internal | Summer | B5 | 200 | 600 | 600 | 34.61 | 42.64 | 1.5 | 6.52
2020 | NEISO_2_NYISO_A-F | NEISO | NYISO_A-F | Internal | Summer | B6 | 300 | 600 | 600 | 34.61 | 42.32 | 1.5 | 6.2
2020 | NEISO_2_NYISO_A-F | NEISO | NYISO_A-F | Internal | Summer | B7 | 400 | 600 | 600 | 34.61 | 39 | 1.5 | 2.89
2020 | NEISO_2_NYISO_A-F | NEISO | NYISO_A-F | Internal | Summer | B8 | 500 | 600 | 600 | 34.61 | 36.86 | 1.5 | 0.75
2020 | NEISO_2_NYISO_A-F | NEISO | NYISO_A-F | Internal | Summer | B9 | 800 | 600 | 600 | 34.61 | 36.78 | 1.5 | 0.67
2020 | NEISO_2_NYISO_A-F | NEISO | NYISO_A-F | Internal | Summer | B10 | 1262 | 600 | 600 | 34.61 | 36.78 | 1.5 | 0.67
2020 | NEISO_2_NYISO_A-F | NEISO | NYISO_A-F | Internal | Winter | B16 | 25 | 600 | 0 | 46.42 | 44.92 | 1.5 | 0
2020 | NEISO_2_NYISO_A-F | NEISO | NYISO_A-F | Internal | Winter | B17 | 100 | 600 | 0 | 46.42 | 42.69 | 1.5 | 0
2020 | NEISO_2_NYISO_A-F | NEISO | NYISO_A-F | Internal | Winter | B18 | 400 | 600 | 0 | 46.42 | 42.26 | 1.5 | 0
2020 | NEISO_2_NYISO_A-F | NEISO | NYISO_A-F | Internal | Winter | B19 | 700 | 600 | 0 | 46.42 | 42.26 | 1.5 | 0
2020 | NEISO_2_NYISO_A-F | NEISO | NYISO_A-F | Internal | Winter | B20 | 935 | 600 | 0 | 46.42 | 42.26 | 1.5 | 0
2020 | NEISO_2_NYISO_G-I | NEISO | NYISO_G-I | Internal | Shoulder | B11 | 25 | 600 | 600 | 37.5 | 52.96 | 1.5 | 13.97
2020 | NEISO_2_NYISO_G-I | NEISO | NYISO_G-I | Internal | Shoulder | B12 | 200 | 600 | 600 | 37.5 | 41.96 | 1.5 | 2.96
2020 | NEISO_2_NYISO_G-I | NEISO | NYISO_G-I | Internal | Shoulder | B13 | 600 | 600 | 600 | 37.5 | 39.61 | 1.5 | 0.62
2020 | NEISO_2_NYISO_G-I | NEISO | NYISO_G-I | Internal | Shoulder | B14 | 900 | 600 | 0 | 37.5 | 38.86 | 1.5 | 0
2020 | NEISO_2_NYISO_G-I | NEISO | NYISO_G-I | Internal | Shoulder | B15 | 1203 | 600 | 0 | 37.5 | 38.34 | 1.5 | 0
2020 | NEISO_2_NYISO_G-I | NEISO | NYISO_G-I | Internal | Summer | B1 | 10 | 600 | 0 | 79.55 | 78.05 | 1.5 | 0
2020 | NEISO_2_NYISO_G-I | NEISO | NYISO_G-I | Internal | Summer | B2 | 25 | 600 | 41.29 | 67.04 | 68.54 | 1.5 | 0
2020 | NEISO_2_NYISO_G-I | NEISO | NYISO_G-I | Internal | Summer | B3 | 75 | 600 | 512.8 | 51.42 | 52.92 | 1.5 | 0
2020 | NEISO_2_NYISO_G-I | NEISO | NYISO_G-I | Internal | Summer | B4 | 100 | 600 | 600 | 44.32 | 52.92 | 1.5 | 7.1
2020 | NEISO_2_NYISO_G-I | NEISO | NYISO_G-I | Internal | Summer | B5 | 200 | 600 | 600 | 34.61 | 48.95 | 1.5 | 12.83
2020 | NEISO_2_NYISO_G-I | NEISO | NYISO_G-I | Internal | Summer | B6 | 300 | 600 | 600 | 34.61 | 48.95 | 1.5 | 12.83
2020 | NEISO_2_NYISO_G-I | NEISO | NYISO_G-I | Internal | Summer | B7 | 400 | 600 | 600 | 34.61 | 39.01 | 1.5 | 2.9
2020 | NEISO_2_NYISO_G-I | NEISO | NYISO_G-I | Internal | Summer | B8 | 500 | 600 | 600 | 34.61 | 36.87 | 1.5 | 0.76
2020 | NEISO_2_NYISO_G-I | NEISO | NYISO_G-I | Internal | Summer | B9 | 800 | 600 | 600 | 34.61 | 36.79 | 1.5 | 0.68
2020 | NEISO_2_NYISO_G-I | NEISO | NYISO_G-I | Internal | Summer | B10 | 1262 | 600 | 600 | 34.61 | 36.79 | 1.5 | 0.68
2020 | NEISO_2_NYISO_G-I | NEISO | NYISO_G-I | Internal | Winter | B16 | 25 | 600 | 600 | 46.42 | 51.16 | 1.5 | 3.23
2020 | NEISO_2_NYISO_G-I | NEISO | NYISO_G-I | Internal | Winter | B17 | 100 | 600 | 600 | 46.42 | 48.09 | 1.5 | 0.17
2020 | NEISO_2_NYISO_G-I | NEISO | NYISO_G-I | Internal | Winter | B18 | 400 | 600 | 42.91 | 46.42 | 47.92 | 1.5 | 0
2020 | NEISO_2_NYISO_G-I | NEISO | NYISO_G-I | Internal | Winter | B19 | 700 | 600 | 0 | 46.42 | 46.28 | 1.5 | 0
2020 | NEISO_2_NYISO_G-I | NEISO | NYISO_G-I | Internal | Winter | B20 | 935 | 600 | 0 | 46.42 | 44.92 | 1.5 | 0
2020 | NEISO_2_NYISO_J-K | NEISO | NYISO_J-K | Internal | Shoulder | B11 | 25 | 520 | 520 | 37.5 | 52.98 | 1.5 | 13.98
2020 | NEISO_2_NYISO_J-K | NEISO | NYISO_J-K | Internal | Shoulder | B12 | 200 | 520 | 520 | 37.5 | 41.97 | 1.5 | 2.98
2020 | NEISO_2_NYISO_J-K | NEISO | NYISO_J-K | Internal | Shoulder | B13 | 600 | 520 | 520 | 37.5 | 39.63 | 1.5 | 0.63
2020 | NEISO_2_NYISO_J-K | NEISO | NYISO_J-K | Internal | Shoulder | B14 | 900 | 520 | 0 | 37.5 | 38.87 | 1.5 | 0
2020 | NEISO_2_NYISO_J-K | NEISO | NYISO_J-K | Internal | Shoulder | B15 | 1203 | 520 | 0 | 37.5 | 38.35 | 1.5 | 0
2020 | NEISO_2_NYISO_J-K | NEISO | NYISO_J-K | Internal | Summer | B1 | 10 | 520 | 0 | 79.55 | 78.06 | 1.5 | 0
2020 | NEISO_2_NYISO_J-K | NEISO | NYISO_J-K | Internal | Summer | B2 | 25 | 520 | 519.99 | 67.04 | 68.56 | 1.5 | 0.01
2020 | NEISO_2_NYISO_J-K | NEISO | NYISO_J-K | Internal | Summer | B3 | 75 | 520 | 520 | 51.42 | 52.93 | 1.5 | 0.01
2020 | NEISO_2_NYISO_J-K | NEISO | NYISO_J-K | Internal | Summer | B4 | 100 | 520 | 520 | 44.32 | 52.93 | 1.5 | 7.11
2020 | NEISO_2_NYISO_J-K | NEISO | NYISO_J-K | Internal | Summer | B5 | 200 | 520 | 520 | 34.61 | 48.96 | 1.5 | 12.84
2020 | NEISO_2_NYISO_J-K | NEISO | NYISO_J-K | Internal | Summer | B6 | 300 | 520 | 520 | 34.61 | 48.96 | 1.5 | 12.84
2020 | NEISO_2_NYISO_J-K | NEISO | NYISO_J-K | Internal | Summer | B7 | 400 | 520 | 520 | 34.61 | 39.02 | 1.5 | 2.91
2020 | NEISO_2_NYISO_J-K | NEISO | NYISO_J-K | Internal | Summer | B8 | 500 | 520 | 520 | 34.61 | 36.88 | 1.5 | 0.77
2020 | NEISO_2_NYISO_J-K | NEISO | NYISO_J-K | Internal | Summer | B9 | 800 | 520 | 520 | 34.61 | 36.81 | 1.5 | 0.69
2020 | NEISO_2_NYISO_J-K | NEISO | NYISO_J-K | Internal | Summer | B10 | 1262 | 520 | 520 | 34.61 | 36.81 | 1.5 | 0.69
2020 | NEISO_2_NYISO_J-K | NEISO | NYISO_J-K | Internal | Winter | B16 | 25 | 520 | 520 | 46.42 | 51.17 | 1.5 | 3.24
2020 | NEISO_2_NYISO_J-K | NEISO | NYISO_J-K | Internal | Winter | B17 | 100 | 520 | 520 | 46.42 | 48.1 | 1.5 | 0.18
2020 | NEISO_2_NYISO_J-K | NEISO | NYISO_J-K | Internal | Winter | B18 | 400 | 520 | 520 | 46.42 | 48.1 | 1.5 | 0.18
2020 | NEISO_2_NYISO_J-K | NEISO | NYISO_J-K | Internal | Winter | B19 | 700 | 520 | 520 | 46.42 | 48.1 | 1.5 | 0.18
2020 | NEISO_2_NYISO_J-K | NEISO | NYISO_J-K | Internal | Winter | B20 | 935 | 520 | 0 | 46.42 | 44.94 | 1.5 | 0
2020 | NonRTO_Midwest_2_TVA_Transmission | NonRTO_Midwest | TVA_Transmission | Internal | Shoulder | B11 | 25 | 2400 | 0 | 61.99 | 59.67 | 4 | 0
2020 | NonRTO_Midwest_2_TVA_Transmission | NonRTO_Midwest | TVA_Transmission | Internal | Shoulder | B12 | 200 | 2400 | 0 | 49.02 | 45.78 | 4 | 0
2020 | NonRTO_Midwest_2_TVA_Transmission | NonRTO_Midwest | TVA_Transmission | Internal | Shoulder | B13 | 600 | 2400 | 0 | 47.12 | 44.61 | 4 | 0
2020 | NonRTO_Midwest_2_TVA_Transmission | NonRTO_Midwest | TVA_Transmission | Internal | Shoulder | B14 | 900 | 2400 | 0 | 43.88 | 43.8 | 4 | 0
2020 | NonRTO_Midwest_2_TVA_Transmission | NonRTO_Midwest | TVA_Transmission | Internal | Shoulder | B15 | 1203 | 2400 | 893.74 | 38.19 | 42.19 | 4 | 0
2020 | NonRTO_Midwest_2_TVA_Transmission | NonRTO_Midwest | TVA_Transmission | Internal | Summer | B1 | 10 | 2400 | 0 | 69.15 | 70.54 | 4 | 0
2020 | NonRTO_Midwest_2_TVA_Transmission | NonRTO_Midwest | TVA_Transmission | Internal | Summer | B2 | 25 | 2400 | 0 | 68.54 | 68.53 | 4 | 0
2020 | NonRTO_Midwest_2_TVA_Transmission | NonRTO_Midwest | TVA_Transmission | Internal | Summer | B3 | 75 | 2400 | 0 | 66 | 65.99 | 4 | 0
2020 | NonRTO_Midwest_2_TVA_Transmission | NonRTO_Midwest | TVA_Transmission | Internal | Summer | B4 | 100 | 2400 | 0 | 65.87 | 65.86 | 4 | 0
2020 | NonRTO_Midwest_2_TVA_Transmission | NonRTO_Midwest | TVA_Transmission | Internal | Summer | B5 | 200 | 2400 | 0 | 62.77 | 62.75 | 4 | 0
2020 | NonRTO_Midwest_2_TVA_Transmission | NonRTO_Midwest | TVA_Transmission | Internal | Summer | B6 | 300 | 2400 | 0 | 55.02 | 55.01 | 4 | 0
2020 | NonRTO_Midwest_2_TVA_Transmission | NonRTO_Midwest | TVA_Transmission | Internal | Summer | B7 | 400 | 2400 | 0 | 46.01 | 46.01 | 4 | 0
2020 | NonRTO_Midwest_2_TVA_Transmission | NonRTO_Midwest | TVA_Transmission | Internal | Summer | B8 | 500 | 2400 | 0 | 42.99 | 42.13 | 4 | 0
2020 | NonRTO_Midwest_2_TVA_Transmission | NonRTO_Midwest | TVA_Transmission | Internal | Summer | B9 | 800 | 2400 | 0 | 37 | 40.87 | 4 | 0
2020 | NonRTO_Midwest_2_TVA_Transmission | NonRTO_Midwest | TVA_Transmission | Internal | Summer | B10 | 1262 | 2400 | 0 | 35.13 | 38.06 | 4 | 0
2020 | NonRTO_Midwest_2_TVA_Transmission | NonRTO_Midwest | TVA_Transmission | Internal | Winter | B16 | 25 | 2400 | 0 | 58.06 | 58.05 | 4 | 0
2020 | NonRTO_Midwest_2_TVA_Transmission | NonRTO_Midwest | TVA_Transmission | Internal | Winter | B17 | 100 | 2400 | 0 | 49.99 | 48.01 | 4 | 0
2020 | NonRTO_Midwest_2_TVA_Transmission | NonRTO_Midwest | TVA_Transmission | Internal | Winter | B18 | 400 | 2400 | 0 | 47.33 | 45.22 | 4 | 0
2020 | NonRTO_Midwest_2_TVA_Transmission | NonRTO_Midwest | TVA_Transmission | Internal | Winter | B19 | 700 | 2400 | 0 | 44.94 | 44.32 | 4 | 0
2020 | NonRTO_Midwest_2_TVA_Transmission | NonRTO_Midwest | TVA_Transmission | Internal | Winter | B20 | 935 | 2400 | 452.69 | 37.88 | 41.88 | 4 | 0
2020 | NYISO_A-F_2_IESO | NYISO_A-F | IESO | Internal | Shoulder | B11 | 25 | 1600 | 0 | 39.87 | 34.83 | 3.5 | 0
2020 | NYISO_A-F_2_IESO | NYISO_A-F | IESO | Internal | Shoulder | B12 | 200 | 1600 | 0 | 39.87 | 34.83 | 3.5 | 0
2020 | NYISO_A-F_2_IESO | NYISO_A-F | IESO | Internal | Shoulder | B13 | 600 | 1600 | 0 | 39.6 | 34.83 | 3.5 | 0
2020 | NYISO_A-F_2_IESO | NYISO_A-F | IESO | Internal | Shoulder | B14 | 900 | 1600 | 0 | 38.84 | 34.83 | 3.5 | 0
2020 | NYISO_A-F_2_IESO | NYISO_A-F | IESO | Internal | Shoulder | B15 | 1203 | 1600 | 0 | 38.33 | 34.83 | 3.5 | 0
2020 | NYISO_A-F_2_IESO | NYISO_A-F | IESO | Internal | Summer | B1 | 10 | 1600 | 0 | 63.55 | 60.05 | 3.5 | 0
2020 | NYISO_A-F_2_IESO | NYISO_A-F | IESO | Internal | Summer | B2 | 25 | 1600 | 0 | 61.53 | 58.03 | 3.5 | 0
2020 | NYISO_A-F_2_IESO | NYISO_A-F | IESO | Internal | Summer | B3 | 75 | 1600 | 0 | 51.42 | 39.14 | 3.5 | 0
2020 | NYISO_A-F_2_IESO | NYISO_A-F | IESO | Internal | Summer | B4 | 100 | 1600 | 0 | 45.82 | 39.14 | 3.5 | 0
2020 | NYISO_A-F_2_IESO | NYISO_A-F | IESO | Internal | Summer | B5 | 200 | 1600 | 0 | 42.64 | 39.14 | 3.5 | 0
2020 | NYISO_A-F_2_IESO | NYISO_A-F | IESO | Internal | Summer | B6 | 300 | 1600 | 0 | 42.32 | 38.82 | 3.5 | 0
2020 | NYISO_A-F_2_IESO | NYISO_A-F | IESO | Internal | Summer | B7 | 400 | 1600 | 0 | 39 | 35.5 | 3.5 | 0
2020 | NYISO_A-F_2_IESO | NYISO_A-F | IESO | Internal | Summer | B8 | 500 | 1600 | 0 | 36.86 | 33.36 | 3.5 | 0
2020 | NYISO_A-F_2_IESO | NYISO_A-F | IESO | Internal | Summer | B9 | 800 | 1600 | 0 | 36.78 | 33.28 | 3.5 | 0
2020 | NYISO_A-F_2_IESO | NYISO_A-F | IESO | Internal | Summer | B10 | 1262 | 1600 | 0 | 36.78 | 33.28 | 3.5 | 0
2020 | NYISO_A-F_2_IESO | NYISO_A-F | IESO | Internal | Winter | B16 | 25 | 1600 | 0 | 44.92 | 39.19 | 3.5 | 0
2020 | NYISO_A-F_2_IESO | NYISO_A-F | IESO | Internal | Winter | B17 | 100 | 1600 | 0 | 42.69 | 39.19 | 3.5 | 0
2020 | NYISO_A-F_2_IESO | NYISO_A-F | IESO | Internal | Winter | B18 | 400 | 1600 | 0 | 42.26 | 38.76 | 3.5 | 0
2020 | NYISO_A-F_2_IESO | NYISO_A-F | IESO | Internal | Winter | B19 | 700 | 1600 | 0 | 42.26 | 38.76 | 3.5 | 0
2020 | NYISO_A-F_2_IESO | NYISO_A-F | IESO | Internal | Winter | B20 | 935 | 1600 | 0 | 42.26 | 38.76 | 3.5 | 0
2020 | NYISO_A-F_2_NEISO | NYISO_A-F | NEISO | Internal | Shoulder | B11 | 25 | 600 | 0 | 39.87 | 37.5 | 1.5 | 0
2020 | NYISO_A-F_2_NEISO | NYISO_A-F | NEISO | Internal | Shoulder | B12 | 200 | 600 | 0 | 39.87 | 37.5 | 1.5 | 0
2020 | NYISO_A-F_2_NEISO | NYISO_A-F | NEISO | Internal | Shoulder | B13 | 600 | 600 | 0 | 39.6 | 37.5 | 1.5 | 0
2020 | NYISO_A-F_2_NEISO | NYISO_A-F | NEISO | Internal | Shoulder | B14 | 900 | 600 | 0 | 38.84 | 37.5 | 1.5 | 0
2020 | NYISO_A-F_2_NEISO | NYISO_A-F | NEISO | Internal | Shoulder | B15 | 1203 | 600 | 0 | 38.33 | 37.5 | 1.5 | 0
2020 | NYISO_A-F_2_NEISO | NYISO_A-F | NEISO | Internal | Summer | B1 | 10 | 600 | 600 | 63.55 | 79.55 | 1.5 | 14.5
2020 | NYISO_A-F_2_NEISO | NYISO_A-F | NEISO | Internal | Summer | B2 | 25 | 600 | 600 | 61.53 | 67.04 | 1.5 | 4.01
2020 | NYISO_A-F_2_NEISO | NYISO_A-F | NEISO | Internal | Summer | B3 | 75 | 600 | 0 | 51.42 | 51.42 | 1.5 | 0
2020 | NYISO_A-F_2_NEISO | NYISO_A-F | NEISO | Internal | Summer | B4 | 100 | 600 | 0 | 45.82 | 44.32 | 1.5 | 0
2020 | NYISO_A-F_2_NEISO | NYISO_A-F | NEISO | Internal | Summer | B5 | 200 | 600 | 0 | 42.64 | 34.61 | 1.5 | 0
2020 | NYISO_A-F_2_NEISO | NYISO_A-F | NEISO | Internal | Summer | B6 | 300 | 600 | 0 | 42.32 | 34.61 | 1.5 | 0
2020 | NYISO_A-F_2_NEISO | NYISO_A-F | NEISO | Internal | Summer | B7 | 400 | 600 | 0 | 39 | 34.61 | 1.5 | 0
2020 | NYISO_A-F_2_NEISO | NYISO_A-F | NEISO | Internal | Summer | B8 | 500 | 600 | 0 | 36.86 | 34.61 | 1.5 | 0
2020 | NYISO_A-F_2_NEISO | NYISO_A-F | NEISO | Internal | Summer | B9 | 800 | 600 | 0 | 36.78 | 34.61 | 1.5 | 0
2020 | NYISO_A-F_2_NEISO | NYISO_A-F | NEISO | Internal | Summer | B10 | 1262 | 600 | 0 | 36.78 | 34.61 | 1.5 | 0
2020 | NYISO_A-F_2_NEISO | NYISO_A-F | NEISO | Internal | Winter | B16 | 25 | 600 | 578.66 | 44.92 | 46.42 | 1.5 | 0
2020 | NYISO_A-F_2_NEISO | NYISO_A-F | NEISO | Internal | Winter | B17 | 100 | 600 | 600 | 42.69 | 46.42 | 1.5 | 2.23
2020 | NYISO_A-F_2_NEISO | NYISO_A-F | NEISO | Internal | Winter | B18 | 400 | 600 | 600 | 42.26 | 46.42 | 1.5 | 2.66
2020 | NYISO_A-F_2_NEISO | NYISO_A-F | NEISO | Internal | Winter | B19 | 700 | 600 | 600 | 42.26 | 46.42 | 1.5 | 2.66
2020 | NYISO_A-F_2_NEISO | NYISO_A-F | NEISO | Internal | Winter | B20 | 935 | 600 | 600 | 42.26 | 46.42 | 1.5 | 2.66
2020 | NYISO_A-F_2_NYISO_G-I | NYISO_A-F | NYISO_G-I | Internal | Shoulder | B11 | 25 | 4888 | 4888 | 39.87 | 52.96 | 0.01 | 13.09
2020 | NYISO_A-F_2_NYISO_G-I | NYISO_A-F | NYISO_G-I | Internal | Shoulder | B12 | 200 | 4888 | 4888 | 39.87 | 41.96 | 0.01 | 2.08
2020 | NYISO_A-F_2_NYISO_G-I | NYISO_A-F | NYISO_G-I | Internal | Shoulder | B13 | 600 | 4888 | 4818.2 | 39.6 | 39.61 | 0.01 | 0
2020 | NYISO_A-F_2_NYISO_G-I | NYISO_A-F | NYISO_G-I | Internal | Shoulder | B14 | 900 | 4888 | 4645.11 | 38.84 | 38.86 | 0.01 | 0
2020 | NYISO_A-F_2_NYISO_G-I | NYISO_A-F | NYISO_G-I | Internal | Shoulder | B15 | 1203 | 4888 | 3079.39 | 38.33 | 38.34 | 0.01 | 0
2020 | NYISO_A-F_2_NYISO_G-I | NYISO_A-F | NYISO_G-I | Internal | Summer | B1 | 10 | 4888 | 4888 | 63.55 | 78.05 | 0.01 | 14.49
2020 | NYISO_A-F_2_NYISO_G-I | NYISO_A-F | NYISO_G-I | Internal | Summer | B2 | 25 | 4888 | 4888 | 61.53 | 68.54 | 0.01 | 7
2020 | NYISO_A-F_2_NYISO_G-I | NYISO_A-F | NYISO_G-I | Internal | Summer | B3 | 75 | 4888 | 4888 | 51.42 | 52.92 | 0.01 | 1.49
2020 | NYISO_A-F_2_NYISO_G-I | NYISO_A-F | NYISO_G-I | Internal | Summer | B4 | 100 | 4888 | 4888 | 45.82 | 52.92 | 0.01 | 7.09
2020 | NYISO_A-F_2_NYISO_G-I | NYISO_A-F | NYISO_G-I | Internal | Summer | B5 | 200 | 4888 | 4888 | 42.64 | 48.95 | 0.01 | 6.3
2020 | NYISO_A-F_2_NYISO_G-I | NYISO_A-F | NYISO_G-I | Internal | Summer | B6 | 300 | 4888 | 4888 | 42.32 | 48.95 | 0.01 | 6.62
2020 | NYISO_A-F_2_NYISO_G-I | NYISO_A-F | NYISO_G-I | Internal | Summer | B7 | 400 | 4888 | 4177.84 | 39 | 39.01 | 0.01 | 0
2020 | NYISO_A-F_2_NYISO_G-I | NYISO_A-F | NYISO_G-I | Internal | Summer | B8 | 500 | 4888 | 4412.07 | 36.86 | 36.87 | 0.01 | 0
2020 | NYISO_A-F_2_NYISO_G-I | NYISO_A-F | NYISO_G-I | Internal | Summer | B9 | 800 | 4888 | 3621.95 | 36.78 | 36.79 | 0.01 | 0
2020 | NYISO_A-F_2_NYISO_G-I | NYISO_A-F | NYISO_G-I | Internal | Summer | B10 | 1262 | 4888 | 1355.78 | 36.78 | 36.79 | 0.01 | 0
2020 | NYISO_A-F_2_NYISO_G-I | NYISO_A-F | NYISO_G-I | Internal | Winter | B16 | 25 | 4888 | 4888 | 44.92 | 51.16 | 0.01 | 6.22
2020 | NYISO_A-F_2_NYISO_G-I | NYISO_A-F | NYISO_G-I | Internal | Winter | B17 | 100 | 4888 | 4888 | 42.69 | 48.09 | 0.01 | 5.39
2020 | NYISO_A-F_2_NYISO_G-I | NYISO_A-F | NYISO_G-I | Internal | Winter | B18 | 400 | 4888 | 4888 | 42.26 | 47.92 | 0.01 | 5.65
2020 | NYISO_A-F_2_NYISO_G-I | NYISO_A-F | NYISO_G-I | Internal | Winter | B19 | 700 | 4888 | 4888 | 42.26 | 46.28 | 0.01 | 4.01
2020 | NYISO_A-F_2_NYISO_G-I | NYISO_A-F | NYISO_G-I | Internal | Winter | B20 | 935 | 4888 | 4888 | 42.26 | 44.92 | 0.01 | 2.65
2020 | NYISO_A-F_2_PJM_ROM | NYISO_A-F | PJM_ROM | Internal | Shoulder | B11 | 25 | 1000 | 1000 | 39.87 | 56.98 | 4 | 13.11
2020 | NYISO_A-F_2_PJM_ROM | NYISO_A-F | PJM_ROM | Internal | Shoulder | B12 | 200 | 1000 | 1000 | 39.87 | 45.98 | 4 | 2.12
2020 | NYISO_A-F_2_PJM_ROM | NYISO_A-F | PJM_ROM | Internal | Shoulder | B13 | 600 | 1000 | 1000 | 39.6 | 43.63 | 4 | 0.02
2020 | NYISO_A-F_2_PJM_ROM | NYISO_A-F | PJM_ROM | Internal | Shoulder | B14 | 900 | 1000 | 1000 | 38.84 | 42.87 | 4 | 0.02
2020 | NYISO_A-F_2_PJM_ROM | NYISO_A-F | PJM_ROM | Internal | Shoulder | B15 | 1203 | 1000 | 0 | 38.33 | 39.33 | 4 | 0
2020 | NYISO_A-F_2_PJM_ROM | NYISO_A-F | PJM_ROM | Internal | Summer | B1 | 10 | 1000 | 777.8 | 63.55 | 67.55 | 4 | 0
2020 | NYISO_A-F_2_PJM_ROM | NYISO_A-F | PJM_ROM | Internal | Summer | B2 | 25 | 1000 | 680.21 | 61.53 | 65.53 | 4 | 0
2020 | NYISO_A-F_2_PJM_ROM | NYISO_A-F | PJM_ROM | Internal | Summer | B3 | 75 | 1000 | 1000 | 51.42 | 61.85 | 4 | 6.43
2020 | NYISO_A-F_2_PJM_ROM | NYISO_A-F | PJM_ROM | Internal | Summer | B4 | 100 | 1000 | 1000 | 45.82 | 61.85 | 4 | 12.03
2020 | NYISO_A-F_2_PJM_ROM | NYISO_A-F | PJM_ROM | Internal | Summer | B5 | 200 | 1000 | 1000 | 42.64 | 59.74 | 4 | 13.1
2020 | NYISO_A-F_2_PJM_ROM | NYISO_A-F | PJM_ROM | Internal | Summer | B6 | 300 | 1000 | 1000 | 42.32 | 52 | 4 | 5.68
2020 | NYISO_A-F_2_PJM_ROM | NYISO_A-F | PJM_ROM | Internal | Summer | B7 | 400 | 1000 | 667.03 | 39 | 43 | 4 | 0
2020 | NYISO_A-F_2_PJM_ROM | NYISO_A-F | PJM_ROM | Internal | Summer | B8 | 500 | 1000 | 0 | 36.86 | 40 | 4 | 0
2020 | NYISO_A-F_2_PJM_ROM | NYISO_A-F | PJM_ROM | Internal | Summer | B9 | 800 | 1000 | 0 | 36.78 | 37.86 | 4 | 0
2020 | NYISO_A-F_2_PJM_ROM | NYISO_A-F | PJM_ROM | Internal | Summer | B10 | 1262 | 1000 | 0 | 36.78 | 36.21 | 4 | 0
2020 | NYISO_A-F_2_PJM_ROM | NYISO_A-F | PJM_ROM | Internal | Winter | B16 | 25 | 1000 | 1000 | 44.92 | 55.05 | 4 | 6.13
2020 | NYISO_A-F_2_PJM_ROM | NYISO_A-F | PJM_ROM | Internal | Winter | B17 | 100 | 1000 | 1000 | 42.69 | 46.99 | 4 | 0.3
2020 | NYISO_A-F_2_PJM_ROM | NYISO_A-F | PJM_ROM | Internal | Winter | B18 | 400 | 1000 | 0 | 42.26 | 44.34 | 4 | 0
2020 | NYISO_A-F_2_PJM_ROM | NYISO_A-F | PJM_ROM | Internal | Winter | B19 | 700 | 1000 | 0 | 42.26 | 43.27 | 4 | 0
2020 | NYISO_A-F_2_PJM_ROM | NYISO_A-F | PJM_ROM | Internal | Winter | B20 | 935 | 1000 | 0 | 42.26 | 39.26 | 4 | 0
2020 | NYISO_G-I_2_NEISO | NYISO_G-I | NEISO | Internal | Shoulder | B11 | 25 | 600 | 0 | 52.96 | 37.5 | 1.5 | 0
2020 | NYISO_G-I_2_NEISO | NYISO_G-I | NEISO | Internal | Shoulder | B12 | 200 | 600 | 0 | 41.96 | 37.5 | 1.5 | 0
2020 | NYISO_G-I_2_NEISO | NYISO_G-I | NEISO | Internal | Shoulder | B13 | 600 | 600 | 0 | 39.61 | 37.5 | 1.5 | 0
2020 | NYISO_G-I_2_NEISO | NYISO_G-I | NEISO | Internal | Shoulder | B14 | 900 | 600 | 0 | 38.86 | 37.5 | 1.5 | 0
2020 | NYISO_G-I_2_NEISO | NYISO_G-I | NEISO | Internal | Shoulder | B15 | 1203 | 600 | 0 | 38.34 | 37.5 | 1.5 | 0
2020 | NYISO_G-I_2_NEISO | NYISO_G-I | NEISO | Internal | Summer | B1 | 10 | 600 | 369.98 | 78.05 | 79.55 | 1.5 | 0
2020 | NYISO_G-I_2_NEISO | NYISO_G-I | NEISO | Internal | Summer | B2 | 25 | 600 | 0 | 68.54 | 67.04 | 1.5 | 0
2020 | NYISO_G-I_2_NEISO | NYISO_G-I | NEISO | Internal | Summer | B3 | 75 | 600 | 0 | 52.92 | 51.42 | 1.5 | 0
2020 | NYISO_G-I_2_NEISO | NYISO_G-I | NEISO | Internal | Summer | B4 | 100 | 600 | 0 | 52.92 | 44.32 | 1.5 | 0
2020 | NYISO_G-I_2_NEISO | NYISO_G-I | NEISO | Internal | Summer | B5 | 200 | 600 | 0 | 48.95 | 34.61 | 1.5 | 0
2020 | NYISO_G-I_2_NEISO | NYISO_G-I | NEISO | Internal | Summer | B6 | 300 | 600 | 0 | 48.95 | 34.61 | 1.5 | 0
2020 | NYISO_G-I_2_NEISO | NYISO_G-I | NEISO | Internal | Summer | B7 | 400 | 600 | 0 | 39.01 | 34.61 | 1.5 | 0
2020 | NYISO_G-I_2_NEISO | NYISO_G-I | NEISO | Internal | Summer | B8 | 500 | 600 | 0 | 36.87 | 34.61 | 1.5 | 0
2020 | NYISO_G-I_2_NEISO | NYISO_G-I | NEISO | Internal | Summer | B9 | 800 | 600 | 0 | 36.79 | 34.61 | 1.5 | 0
2020 | NYISO_G-I_2_NEISO | NYISO_G-I | NEISO | Internal | Summer | B10 | 1262 | 600 | 0 | 36.79 | 34.61 | 1.5 | 0
2020 | NYISO_G-I_2_NEISO | NYISO_G-I | NEISO | Internal | Winter | B16 | 25 | 600 | 0 | 51.16 | 46.42 | 1.5 | 0
2020 | NYISO_G-I_2_NEISO | NYISO_G-I | NEISO | Internal | Winter | B17 | 100 | 600 | 0 | 48.09 | 46.42 | 1.5 | 0
2020 | NYISO_G-I_2_NEISO | NYISO_G-I | NEISO | Internal | Winter | B18 | 400 | 600 | 0 | 47.92 | 46.42 | 1.5 | 0
2020 | NYISO_G-I_2_NEISO | NYISO_G-I | NEISO | Internal | Winter | B19 | 700 | 600 | 0 | 46.28 | 46.42 | 1.5 | 0
2020 | NYISO_G-I_2_NEISO | NYISO_G-I | NEISO | Internal | Winter | B20 | 935 | 600 | 83.55 | 44.92 | 46.42 | 1.5 | 0
2020 | NYISO_G-I_2_NYISO_A-F | NYISO_G-I | NYISO_A-F | Internal | Shoulder | B11 | 25 | 2637 | 0 | 52.96 | 39.87 | 0.01 | 0
2020 | NYISO_G-I_2_NYISO_A-F | NYISO_G-I | NYISO_A-F | Internal | Shoulder | B12 | 200 | 2637 | 0 | 41.96 | 39.87 | 0.01 | 0
2020 | NYISO_G-I_2_NYISO_A-F | NYISO_G-I | NYISO_A-F | Internal | Shoulder | B13 | 600 | 2637 | 0 | 39.61 | 39.6 | 0.01 | 0
2020 | NYISO_G-I_2_NYISO_A-F | NYISO_G-I | NYISO_A-F | Internal | Shoulder | B14 | 900 | 2637 | 0 | 38.86 | 38.84 | 0.01 | 0
2020 | NYISO_G-I_2_NYISO_A-F | NYISO_G-I | NYISO_A-F | Internal | Shoulder | B15 | 1203 | 2637 | 0 | 38.34 | 38.33 | 0.01 | 0
2020 | NYISO_G-I_2_NYISO_A-F | NYISO_G-I | NYISO_A-F | Internal | Summer | B1 | 10 | 2637 | 0 | 78.05 | 63.55 | 0.01 | 0
2020 | NYISO_G-I_2_NYISO_A-F | NYISO_G-I | NYISO_A-F | Internal | Summer | B2 | 25 | 2637 | 0 | 68.54 | 61.53 | 0.01 | 0
2020 | NYISO_G-I_2_NYISO_A-F | NYISO_G-I | NYISO_A-F | Internal | Summer | B3 | 75 | 2637 | 0 | 52.92 | 51.42 | 0.01 | 0
2020 | NYISO_G-I_2_NYISO_A-F | NYISO_G-I | NYISO_A-F | Internal | Summer | B4 | 100 | 2637 | 0 | 52.92 | 45.82 | 0.01 | 0
2020 | NYISO_G-I_2_NYISO_A-F | NYISO_G-I | NYISO_A-F | Internal | Summer | B5 | 200 | 2637 | 0 | 48.95 | 42.64 | 0.01 | 0
2020 | NYISO_G-I_2_NYISO_A-F | NYISO_G-I | NYISO_A-F | Internal | Summer | B6 | 300 | 2637 | 0 | 48.95 | 42.32 | 0.01 | 0
2020 | NYISO_G-I_2_NYISO_A-F | NYISO_G-I | NYISO_A-F | Internal | Summer | B7 | 400 | 2637 | 0 | 39.01 | 39 | 0.01 | 0
2020 | NYISO_G-I_2_NYISO_A-F | NYISO_G-I | NYISO_A-F | Internal | Summer | B8 | 500 | 2637 | 0 | 36.87 | 36.86 | 0.01 | 0
2020 | NYISO_G-I_2_NYISO_A-F | NYISO_G-I | NYISO_A-F | Internal | Summer | B9 | 800 | 2637 | 0 | 36.79 | 36.78 | 0.01 | 0
2020 | NYISO_G-I_2_NYISO_A-F | NYISO_G-I | NYISO_A-F | Internal | Summer | B10 | 1262 | 2637 | 0 | 36.79 | 36.78 | 0.01 | 0
2020 | NYISO_G-I_2_NYISO_A-F | NYISO_G-I | NYISO_A-F | Internal | Winter | B16 | 25 | 2637 | 0 | 51.16 | 44.92 | 0.01 | 0
2020 | NYISO_G-I_2_NYISO_A-F | NYISO_G-I | NYISO_A-F | Internal | Winter | B17 | 100 | 2637 | 0 | 48.09 | 42.69 | 0.01 | 0
2020 | NYISO_G-I_2_NYISO_A-F | NYISO_G-I | NYISO_A-F | Internal | Winter | B18 | 400 | 2637 | 0 | 47.92 | 42.26 | 0.01 | 0
2020 | NYISO_G-I_2_NYISO_A-F | NYISO_G-I | NYISO_A-F | Internal | Winter | B19 | 700 | 2637 | 0 | 46.28 | 42.26 | 0.01 | 0
2020 | NYISO_G-I_2_NYISO_A-F | NYISO_G-I | NYISO_A-F | Internal | Winter | B20 | 935 | 2637 | 0 | 44.92 | 42.26 | 0.01 | 0
2020 | NYISO_G-I_2_NYISO_J-K | NYISO_G-I | NYISO_J-K | Internal | Shoulder | B11 | 25 | 6130 | 4597.72 | 52.96 | 52.98 | 0.01 | 0
2020 | NYISO_G-I_2_NYISO_J-K | NYISO_G-I | NYISO_J-K | Internal | Shoulder | B12 | 200 | 6130 | 4044.89 | 41.96 | 41.97 | 0.01 | 0
2020 | NYISO_G-I_2_NYISO_J-K | NYISO_G-I | NYISO_J-K | Internal | Shoulder | B13 | 600 | 6130 | 4925.58 | 39.61 | 39.63 | 0.01 | 0
2020 | NYISO_G-I_2_NYISO_J-K | NYISO_G-I | NYISO_J-K | Internal | Shoulder | B14 | 900 | 6130 | 4709.17 | 38.86 | 38.87 | 0.01 | 0
2020 | NYISO_G-I_2_NYISO_J-K | NYISO_G-I | NYISO_J-K | Internal | Shoulder | B15 | 1203 | 6130 | 3009.38 | 38.34 | 38.35 | 0.01 | 0
2020 | NYISO_G-I_2_NYISO_J-K | NYISO_G-I | NYISO_J-K | Internal | Summer | B1 | 10 | 6130 | 4211.34 | 78.05 | 78.06 | 0.01 | 0
2020 | NYISO_G-I_2_NYISO_J-K | NYISO_G-I | NYISO_J-K | Internal | Summer | B2 | 25 | 6130 | 4345.51 | 68.54 | 68.56 | 0.01 | 0
2020 | NYISO_G-I_2_NYISO_J-K | NYISO_G-I | NYISO_J-K | Internal | Summer | B3 | 75 | 6130 | 3656.17 | 52.92 | 52.93 | 0.01 | 0
2020 | NYISO_G-I_2_NYISO_J-K | NYISO_G-I | NYISO_J-K | Internal | Summer | B4 | 100 | 6130 | 4008.09 | 52.92 | 52.93 | 0.01 | 0
2020 | NYISO_G-I_2_NYISO_J-K | NYISO_G-I | NYISO_J-K | Internal | Summer | B5 | 200 | 6130 | 4144.49 | 48.95 | 48.96 | 0.01 | 0
2020 | NYISO_G-I_2_NYISO_J-K | NYISO_G-I | NYISO_J-K | Internal | Summer | B6 | 300 | 6130 | 5838.85 | 48.95 | 48.96 | 0.01 | 0
2020 | NYISO_G-I_2_NYISO_J-K | NYISO_G-I | NYISO_J-K | Internal | Summer | B7 | 400 | 6130 | 5299.09 | 39.01 | 39.02 | 0.01 | 0
2020 | NYISO_G-I_2_NYISO_J-K | NYISO_G-I | NYISO_J-K | Internal | Summer | B8 | 500 | 6130 | 5686.16 | 36.87 | 36.88 | 0.01 | 0
2020 | NYISO_G-I_2_NYISO_J-K | NYISO_G-I | NYISO_J-K | Internal | Summer | B9 | 800 | 6130 | 5105.05 | 36.79 | 36.81 | 0.01 | 0
2020 | NYISO_G-I_2_NYISO_J-K | NYISO_G-I | NYISO_J-K | Internal | Summer | B10 | 1262 | 6130 | 3291.97 | 36.79 | 36.81 | 0.01 | 0
2020 | NYISO_G-I_2_NYISO_J-K | NYISO_G-I | NYISO_J-K | Internal | Winter | B16 | 25 | 6130 | 6003.63 | 51.16 | 51.17 | 0.01 | 0
2020 | NYISO_G-I_2_NYISO_J-K | NYISO_G-I | NYISO_J-K | Internal | Winter | B17 | 100 | 6130 | 6118.89 | 48.09 | 48.1 | 0.01 | 0
2020 | NYISO_G-I_2_NYISO_J-K | NYISO_G-I | NYISO_J-K | Internal | Winter | B18 | 400 | 6130 | 6130 | 47.92 | 48.1 | 0.01 | 0.17
2020 | NYISO_G-I_2_NYISO_J-K | NYISO_G-I | NYISO_J-K | Internal | Winter | B19 | 700 | 6130 | 6130 | 46.28 | 48.1 | 0.01 | 1.81
2020 | NYISO_G-I_2_NYISO_J-K | NYISO_G-I | NYISO_J-K | Internal | Winter | B20 | 935 | 6130 | 5522.36 | 44.92 | 44.94 | 0.01 | 0
2020 | NYISO_G-I_2_PJM_E | NYISO_G-I | PJM_E | Internal | Shoulder | B11 | 25 | 1500 | 901.75 | 52.96 | 56.96 | 4 | 0
2020 | NYISO_G-I_2_PJM_E | NYISO_G-I | PJM_E | Internal | Shoulder | B12 | 200 | 1500 | 1500 | 41.96 | 45.97 | 4 | 0.01
2020 | NYISO_G-I_2_PJM_E | NYISO_G-I | PJM_E | Internal | Shoulder | B13 | 600 | 1500 | 673.58 | 39.61 | 43.61 | 4 | 0
2020 | NYISO_G-I_2_PJM_E | NYISO_G-I | PJM_E | Internal | Shoulder | B14 | 900 | 1500 | 271.84 | 38.86 | 42.86 | 4 | 0
2020 | NYISO_G-I_2_PJM_E | NYISO_G-I | PJM_E | Internal | Shoulder | B15 | 1203 | 1500 | 0 | 38.34 | 39.33 | 4 | 0
2020 | NYISO_G-I_2_PJM_E | NYISO_G-I | PJM_E | Internal | Summer | B1 | 10 | 1500 | 0 | 78.05 | 67.56 | 4 | 0
2020 | NYISO_G-I_2_PJM_E | NYISO_G-I | PJM_E | Internal | Summer | B2 | 25 | 1500 | 0 | 68.54 | 65.54 | 4 | 0
2020 | NYISO_G-I_2_PJM_E | NYISO_G-I | PJM_E | Internal | Summer | B3 | 75 | 1500 | 1500 | 52.92 | 61.84 | 4 | 4.92
2020 | NYISO_G-I_2_PJM_E | NYISO_G-I | PJM_E | Internal | Summer | B4 | 100 | 1500 | 1500 | 52.92 | 61.84 | 4 | 4.92
2020 | NYISO_G-I_2_PJM_E | NYISO_G-I | PJM_E | Internal | Summer | B5 | 200 | 1500 | 1500 | 48.95 | 59.73 | 4 | 6.79
2020 | NYISO_G-I_2_PJM_E | NYISO_G-I | PJM_E | Internal | Summer | B6 | 300 | 1500 | 0 | 48.95 | 51.98 | 4 | 0
2020 | NYISO_G-I_2_PJM_E | NYISO_G-I | PJM_E | Internal | Summer | B7 | 400 | 1500 | 0 | 39.01 | 42.99 | 4 | 0
2020 | NYISO_G-I_2_PJM_E | NYISO_G-I | PJM_E | Internal | Summer | B8 | 500 | 1500 | 0 | 36.87 | 39.99 | 4 | 0
2020 | NYISO_G-I_2_PJM_E | NYISO_G-I | PJM_E | Internal | Summer | B9 | 800 | 1500 | 0 | 36.79 | 37.87 | 4 | 0
2020 | NYISO_G-I_2_PJM_E | NYISO_G-I | PJM_E | Internal | Summer | B10 | 1262 | 1500 | 0 | 36.79 | 36.2 | 4 | 0
2020 | NYISO_G-I_2_PJM_E | NYISO_G-I | PJM_E | Internal | Winter | B16 | 25 | 1500 | 0 | 51.16 | 55.06 | 4 | 0
2020 | NYISO_G-I_2_PJM_E | NYISO_G-I | PJM_E | Internal | Winter | B17 | 100 | 1500 | 0 | 48.09 | 47 | 4 | 0
2020 | NYISO_G-I_2_PJM_E | NYISO_G-I | PJM_E | Internal | Winter | B18 | 400 | 1500 | 0 | 47.92 | 44.36 | 4 | 0
2020 | NYISO_G-I_2_PJM_E | NYISO_G-I | PJM_E | Internal | Winter | B19 | 700 | 1500 | 0 | 46.28 | 43.28 | 4 | 0
2020 | NYISO_G-I_2_PJM_E | NYISO_G-I | PJM_E | Internal | Winter | B20 | 935 | 1500 | 0 | 44.92 | 39.27 | 4 | 0
2020 | NYISO_J-K_2_NEISO | NYISO_J-K | NEISO | Internal | Shoulder | B11 | 25 | 90 | 0 | 52.98 | 37.5 | 1.5 | 0
2020 | NYISO_J-K_2_NEISO | NYISO_J-K | NEISO | Internal | Shoulder | B12 | 200 | 90 | 0 | 41.97 | 37.5 | 1.5 | 0
2020 | NYISO_J-K_2_NEISO | NYISO_J-K | NEISO | Internal | Shoulder | B13 | 600 | 90 | 0 | 39.63 | 37.5 | 1.5 | 0
2020 | NYISO_J-K_2_NEISO | NYISO_J-K | NEISO | Internal | Shoulder | B14 | 900 | 90 | 0 | 38.87 | 37.5 | 1.5 | 0
2020 | NYISO_J-K_2_NEISO | NYISO_J-K | NEISO | Internal | Shoulder | B15 | 1203 | 90 | 0 | 38.35 | 37.5 | 1.5 | 0
2020 | NYISO_J-K_2_NEISO | NYISO_J-K | NEISO | Internal | Summer | B1 | 10 | 90 | 0.03 | 78.06 | 79.55 | 1.5 | 0
2020 | NYISO_J-K_2_NEISO | NYISO_J-K | NEISO | Internal | Summer | B2 | 25 | 90 | 0 | 68.56 | 67.04 | 1.5 | 0
2020 | NYISO_J-K_2_NEISO | NYISO_J-K | NEISO | Internal | Summer | B3 | 75 | 90 | 0 | 52.93 | 51.42 | 1.5 | 0
2020 | NYISO_J-K_2_NEISO | NYISO_J-K | NEISO | Internal | Summer | B4 | 100 | 90 | 0 | 52.93 | 44.32 | 1.5 | 0
2020 | NYISO_J-K_2_NEISO | NYISO_J-K | NEISO | Internal | Summer | B5 | 200 | 90 | 0 | 48.96 | 34.61 | 1.5 | 0
2020 | NYISO_J-K_2_NEISO | NYISO_J-K | NEISO | Internal | Summer | B6 | 300 | 90 | 0 | 48.96 | 34.61 | 1.5 | 0
2020 | NYISO_J-K_2_NEISO | NYISO_J-K | NEISO | Internal | Summer | B7 | 400 | 90 | 0 | 39.02 | 34.61 | 1.5 | 0
2020 | NYISO_J-K_2_NEISO | NYISO_J-K | NEISO | Internal | Summer | B8 | 500 | 90 | 0 | 36.88 | 34.61 | 1.5 | 0
2020 | NYISO_J-K_2_NEISO | NYISO_J-K | NEISO | Internal | Summer | B9 | 800 | 90 | 0 | 36.81 | 34.61 | 1.5 | 0
2020 | NYISO_J-K_2_NEISO | NYISO_J-K | NEISO | Internal | Summer | B10 | 1262 | 90 | 0 | 36.81 | 34.61 | 1.5 | 0
2020 | NYISO_J-K_2_NEISO | NYISO_J-K | NEISO | Internal | Winter | B16 | 25 | 90 | 0 | 51.17 | 46.42 | 1.5 | 0
2020 | NYISO_J-K_2_NEISO | NYISO_J-K | NEISO | Internal | Winter | B17 | 100 | 90 | 0 | 48.1 | 46.42 | 1.5 | 0
2020 | NYISO_J-K_2_NEISO | NYISO_J-K | NEISO | Internal | Winter | B18 | 400 | 90 | 0 | 48.1 | 46.42 | 1.5 | 0
2020 | NYISO_J-K_2_NEISO | NYISO_J-K | NEISO | Internal | Winter | B19 | 700 | 90 | 0 | 48.1 | 46.42 | 1.5 | 0
2020 | NYISO_J-K_2_NEISO | NYISO_J-K | NEISO | Internal | Winter | B20 | 935 | 90 | 0 | 44.94 | 46.42 | 1.5 | 0
2020 | NYISO_J-K_2_NYISO_G-I | NYISO_J-K | NYISO_G-I | Internal | Shoulder | B11 | 25 | 1999 | 0 | 52.98 | 52.96 | 0.01 | 0
2020 | NYISO_J-K_2_NYISO_G-I | NYISO_J-K | NYISO_G-I | Internal | Shoulder | B12 | 200 | 1999 | 0 | 41.97 | 41.96 | 0.01 | 0
2020 | NYISO_J-K_2_NYISO_G-I | NYISO_J-K | NYISO_G-I | Internal | Shoulder | B13 | 600 | 1999 | 0 | 39.63 | 39.61 | 0.01 | 0
2020 | NYISO_J-K_2_NYISO_G-I | NYISO_J-K | NYISO_G-I | Internal | Shoulder | B14 | 900 | 1999 | 0 | 38.87 | 38.86 | 0.01 | 0
2020 | NYISO_J-K_2_NYISO_G-I | NYISO_J-K | NYISO_G-I | Internal | Shoulder | B15 | 1203 | 1999 | 0 | 38.35 | 38.34 | 0.01 | 0
2020 | NYISO_J-K_2_NYISO_G-I | NYISO_J-K | NYISO_G-I | Internal | Summer | B1 | 10 | 1999 | 0.02 | 78.06 | 78.05 | 0.01 | 0
2020 | NYISO_J-K_2_NYISO_G-I | NYISO_J-K | NYISO_G-I | Internal | Summer | B2 | 25 | 1999 | 0 | 68.56 | 68.54 | 0.01 | 0
2020 | NYISO_J-K_2_NYISO_G-I | NYISO_J-K | NYISO_G-I | Internal | Summer | B3 | 75 | 1999 | 0 | 52.93 | 52.92 | 0.01 | 0
2020 | NYISO_J-K_2_NYISO_G-I | NYISO_J-K | NYISO_G-I | Internal | Summer | B4 | 100 | 1999 | 0 | 52.93 | 52.92 | 0.01 | 0
2020 | NYISO_J-K_2_NYISO_G-I | NYISO_J-K | NYISO_G-I | Internal | Summer | B5 | 200 | 1999 | 0 | 48.96 | 48.95 | 0.01 | 0
2020 | NYISO_J-K_2_NYISO_G-I | NYISO_J-K | NYISO_G-I | Internal | Summer | B6 | 300 | 1999 | 0 | 48.96 | 48.95 | 0.01 | 0
2020 | NYISO_J-K_2_NYISO_G-I | NYISO_J-K | NYISO_G-I | Internal | Summer | B7 | 400 | 1999 | 0 | 39.02 | 39.01 | 0.01 | 0
2020 | NYISO_J-K_2_NYISO_G-I | NYISO_J-K | NYISO_G-I | Internal | Summer | B8 | 500 | 1999 | 0 | 36.88 | 36.87 | 0.01 | 0
2020 | NYISO_J-K_2_NYISO_G-I | NYISO_J-K | NYISO_G-I | Internal | Summer | B9 | 800 | 1999 | 0 | 36.81 | 36.79 | 0.01 | 0
2020 | NYISO_J-K_2_NYISO_G-I | NYISO_J-K | NYISO_G-I | Internal | Summer | B10 | 1262 | 1999 | 0 | 36.81 | 36.79 | 0.01 | 0
2020 | NYISO_J-K_2_NYISO_G-I | NYISO_J-K | NYISO_G-I | Internal | Winter | B16 | 25 | 1999 | 0 | 51.17 | 51.16 | 0.01 | 0
2020 | NYISO_J-K_2_NYISO_G-I | NYISO_J-K | NYISO_G-I | Internal | Winter | B17 | 100 | 1999 | 0 | 48.1 | 48.09 | 0.01 | 0
2020 | NYISO_J-K_2_NYISO_G-I | NYISO_J-K | NYISO_G-I | Internal | Winter | B18 | 400 | 1999 | 0 | 48.1 | 47.92 | 0.01 | 0
2020 | NYISO_J-K_2_NYISO_G-I | NYISO_J-K | NYISO_G-I | Internal | Winter | B19 | 700 | 1999 | 0 | 48.1 | 46.28 | 0.01 | 0
2020 | NYISO_J-K_2_NYISO_G-I | NYISO_J-K | NYISO_G-I | Internal | Winter | B20 | 935 | 1999 | 0 | 44.94 | 44.92 | 0.01 | 0
2020 | NYISO_J-K_2_PJM_E | NYISO_J-K | PJM_E | Internal | Shoulder | B11 | 25 | 330 | 0.01 | 52.98 | 56.96 | 4 | 0
2020 | NYISO_J-K_2_PJM_E | NYISO_J-K | PJM_E | Internal | Shoulder | B12 | 200 | 330 | 188.8 | 41.97 | 45.97 | 4 | 0
2020 | NYISO_J-K_2_PJM_E | NYISO_J-K | PJM_E | Internal | Shoulder | B13 | 600 | 330 | 0 | 39.63 | 43.61 | 4 | 0
2020 | NYISO_J-K_2_PJM_E | NYISO_J-K | PJM_E | Internal | Shoulder | B14 | 900 | 330 | 0 | 38.87 | 42.86 | 4 | 0
2020 | NYISO_J-K_2_PJM_E | NYISO_J-K | PJM_E | Internal | Shoulder | B15 | 1203 | 330 | 0 | 38.35 | 39.33 | 4 | 0
2020 | NYISO_J-K_2_PJM_E | NYISO_J-K | PJM_E | Internal | Summer | B1 | 10 | 330 | 0 | 78.06 | 67.56 | 4 | 0
2020 | NYISO_J-K_2_PJM_E | NYISO_J-K | PJM_E | Internal | Summer | B2 | 25 | 330 | 0 | 68.56 | 65.54 | 4 | 0
2020 | NYISO_J-K_2_PJM_E | NYISO_J-K | PJM_E | Internal | Summer | B3 | 75 | 330 | 330 | 52.93 | 61.84 | 4 | 4.91
2020 | NYISO_J-K_2_PJM_E | NYISO_J-K | PJM_E | Internal | Summer | B4 | 100 | 330 | 330 | 52.93 | 61.84 | 4 | 4.91
2020 | NYISO_J-K_2_PJM_E | NYISO_J-K | PJM_E | Internal | Summer | B5 | 200 | 330 | 330 | 48.96 | 59.73 | 4 | 6.77
2020 | NYISO_J-K_2_PJM_E | NYISO_J-K | PJM_E | Internal | Summer | B6 | 300 | 330 | 0 | 48.96 | 51.98 | 4 | 0
2020 | NYISO_J-K_2_PJM_E | NYISO_J-K | PJM_E | Internal | Summer | B7 | 400 | 330 | 0 | 39.02 | 42.99 | 4 | 0
2020 | NYISO_J-K_2_PJM_E | NYISO_J-K | PJM_E | Internal | Summer | B8 | 500 | 330 | 0 | 36.88 | 39.99 | 4 | 0
2020 | NYISO_J-K_2_PJM_E | NYISO_J-K | PJM_E | Internal | Summer | B9 | 800 | 330 | 0 | 36.81 | 37.87 | 4 | 0
2020 | NYISO_J-K_2_PJM_E | NYISO_J-K | PJM_E | Internal | Summer | B10 | 1262 | 330 | 0 | 36.81 | 36.2 | 4 | 0
2020 | NYISO_J-K_2_PJM_E | NYISO_J-K | PJM_E | Internal | Winter | B16 | 25 | 330 | 0 | 51.17 | 55.06 | 4 | 0
2020 | NYISO_J-K_2_PJM_E | NYISO_J-K | PJM_E | Internal | Winter | B17 | 100 | 330 | 0 | 48.1 | 47 | 4 | 0
2020 | NYISO_J-K_2_PJM_E | NYISO_J-K | PJM_E | Internal | Winter | B18 | 400 | 330 | 0 | 48.1 | 44.36 | 4 | 0
2020 | NYISO_J-K_2_PJM_E | NYISO_J-K | PJM_E | Internal | Winter | B19 | 700 | 330 | 0 | 48.1 | 43.28 | 4 | 0
2020 | NYISO_J-K_2_PJM_E | NYISO_J-K | PJM_E | Internal | Winter | B20 | 935 | 330 | 0 | 44.94 | 39.27 | 4 | 0
2020 | PJM_E_2_NYISO_G-I | PJM_E | NYISO_G-I | Internal | Shoulder | B11 | 25 | 500 | 0 | 56.96 | 52.96 | 3 | 0
2020 | PJM_E_2_NYISO_G-I | PJM_E | NYISO_G-I | Internal | Shoulder | B12 | 200 | 500 | 0 | 45.97 | 41.96 | 3 | 0
2020 | PJM_E_2_NYISO_G-I | PJM_E | NYISO_G-I | Internal | Shoulder | B13 | 600 | 500 | 0 | 43.61 | 39.61 | 3 | 0
2020 | PJM_E_2_NYISO_G-I | PJM_E | NYISO_G-I | Internal | Shoulder | B14 | 900 | 500 | 0 | 42.86 | 38.86 | 3 | 0
2020 | PJM_E_2_NYISO_G-I | PJM_E | NYISO_G-I | Internal | Shoulder | B15 | 1203 | 500 | 0 | 39.33 | 38.34 | 3 | 0
2020 | PJM_E_2_NYISO_G-I | PJM_E | NYISO_G-I | Internal | Summer | B1 | 10 | 500 | 500 | 67.56 | 78.05 | 3 | 7.49
2020 | PJM_E_2_NYISO_G-I | PJM_E | NYISO_G-I | Internal | Summer | B2 | 25 | 500 | 65.07 | 65.54 | 68.54 | 3 | 0
2020 | PJM_E_2_NYISO_G-I | PJM_E | NYISO_G-I | Internal | Summer | B3 | 75 | 500 | 0 | 61.84 | 52.92 | 3 | 0
2020 | PJM_E_2_NYISO_G-I | PJM_E | NYISO_G-I | Internal | Summer | B4 | 100 | 500 | 0 | 61.84 | 52.92 | 3 | 0
2020 | PJM_E_2_NYISO_G-I | PJM_E | NYISO_G-I | Internal | Summer | B5 | 200 | 500 | 0 | 59.73 | 48.95 | 3 | 0
2020 | PJM_E_2_NYISO_G-I | PJM_E | NYISO_G-I | Internal | Summer | B6 | 300 | 500 | 0 | 51.98 | 48.95 | 3 | 0
2020 | PJM_E_2_NYISO_G-I | PJM_E | NYISO_G-I | Internal | Summer | B7 | 400 | 500 | 0 | 42.99 | 39.01 | 3 | 0
2020 | PJM_E_2_NYISO_G-I | PJM_E | NYISO_G-I | Internal | Summer | B8 | 500 | 500 | 0 | 39.99 | 36.87 | 3 | 0
2020 | PJM_E_2_NYISO_G-I | PJM_E | NYISO_G-I | Internal | Summer | B9 | 800 | 500 | 0 | 37.87 | 36.79 | 3 | 0
2020 | PJM_E_2_NYISO_G-I | PJM_E | NYISO_G-I | Internal | Summer | B10 | 1262 | 500 | 0 | 36.2 | 36.79 | 3 | 0
2020 | PJM_E_2_NYISO_G-I | PJM_E | NYISO_G-I | Internal | Winter | B16 | 25 | 500 | 0 | 55.06 | 51.16 | 3 | 0
2020 | PJM_E_2_NYISO_G-I | PJM_E | NYISO_G-I | Internal | Winter | B17 | 100 | 500 | 0 | 47 | 48.09 | 3 | 0
2020 | PJM_E_2_NYISO_G-I | PJM_E | NYISO_G-I | Internal | Winter | B18 | 400 | 500 | 500 | 44.36 | 47.92 | 3 | 0.57
2020 | PJM_E_2_NYISO_G-I | PJM_E | NYISO_G-I | Internal | Winter | B19 | 700 | 500 | 369.91 | 43.28 | 46.28 | 3 | 0
2020 | PJM_E_2_NYISO_G-I | PJM_E | NYISO_G-I | Internal | Winter | B20 | 935 | 500 | 500 | 39.27 | 44.92 | 3 | 2.65
2020 | PJM_E_2_NYISO_J-K | PJM_E | NYISO_J-K | Internal | Shoulder | B11 | 25 | 330 | 0 | 56.96 | 52.98 | 3 | 0
2020 | PJM_E_2_NYISO_J-K | PJM_E | NYISO_J-K | Internal | Shoulder | B12 | 200 | 330 | 0 | 45.97 | 41.97 | 3 | 0
2020 | PJM_E_2_NYISO_J-K | PJM_E | NYISO_J-K | Internal | Shoulder | B13 | 600 | 330 | 0 | 43.61 | 39.63 | 3 | 0
2020 | PJM_E_2_NYISO_J-K | PJM_E | NYISO_J-K | Internal | Shoulder | B14 | 900 | 330 | 0 | 42.86 | 38.87 | 3 | 0
2020 | PJM_E_2_NYISO_J-K | PJM_E | NYISO_J-K | Internal | Shoulder | B15 | 1203 | 330 | 0 | 39.33 | 38.35 | 3 | 0
2020 | PJM_E_2_NYISO_J-K | PJM_E | NYISO_J-K | Internal | Summer | B1 | 10 | 330 | 330 | 67.56 | 78.06 | 3 | 7.5
2020 | PJM_E_2_NYISO_J-K | PJM_E | NYISO_J-K | Internal | Summer | B2 | 25 | 330 | 329.99 | 65.54 | 68.56 | 3 | 0.01
2020 | PJM_E_2_NYISO_J-K | PJM_E | NYISO_J-K | Internal | Summer | B3 | 75 | 330 | 0 | 61.84 | 52.93 | 3 | 0
2020 | PJM_E_2_NYISO_J-K | PJM_E | NYISO_J-K | Internal | Summer | B4 | 100 | 330 | 0 | 61.84 | 52.93 | 3 | 0
2020 | PJM_E_2_NYISO_J-K | PJM_E | NYISO_J-K | Internal | Summer | B5 | 200 | 330 | 0 | 59.73 | 48.96 | 3 | 0
2020 | PJM_E_2_NYISO_J-K | PJM_E | NYISO_J-K | Internal | Summer | B6 | 300 | 330 | 0 | 51.98 | 48.96 | 3 | 0
2020 | PJM_E_2_NYISO_J-K | PJM_E | NYISO_J-K | Internal | Summer | B7 | 400 | 330 | 0 | 42.99 | 39.02 | 3 | 0
2020 | PJM_E_2_NYISO_J-K | PJM_E | NYISO_J-K | Internal | Summer | B8 | 500 | 330 | 0 | 39.99 | 36.88 | 3 | 0
2020 | PJM_E_2_NYISO_J-K | PJM_E | NYISO_J-K | Internal | Summer | B9 | 800 | 330 | 0 | 37.87 | 36.81 | 3 | 0
2020 | PJM_E_2_NYISO_J-K | PJM_E | NYISO_J-K | Internal | Summer | B10 | 1262 | 330 | 0 | 36.2 | 36.81 | 3 | 0
2020 | PJM_E_2_NYISO_J-K | PJM_E | NYISO_J-K | Internal | Winter | B16 | 25 | 330 | 0 | 55.06 | 51.17 | 3 | 0
2020 | PJM_E_2_NYISO_J-K | PJM_E | NYISO_J-K | Internal | Winter | B17 | 100 | 330 | 0 | 47 | 48.1 | 3 | 0
2020 | PJM_E_2_NYISO_J-K | PJM_E | NYISO_J-K | Internal | Winter | B18 | 400 | 330 | 330 | 44.36 | 48.1 | 3 | 0.75
2020 | PJM_E_2_NYISO_J-K | PJM_E | NYISO_J-K | Internal | Winter | B19 | 700 | 330 | 330 | 43.28 | 48.1 | 3 | 1.82
2020 | PJM_E_2_NYISO_J-K | PJM_E | NYISO_J-K | Internal | Winter | B20 | 935 | 330 | 330 | 39.27 | 44.94 | 3 | 2.66
2020 | PJM_E_2_PJM_ROM | PJM_E | PJM_ROM | Internal | Shoulder | B11 | 25 | 8000 | 4236.22 | 56.96 | 56.98 | 0.01 | 0
2020 | PJM_E_2_PJM_ROM | PJM_E | PJM_ROM | Internal | Shoulder | B12 | 200 | 8000 | 4454.05 | 45.97 | 45.98 | 0.01 | 0
2020 | PJM_E_2_PJM_ROM | PJM_E | PJM_ROM | Internal | Shoulder | B13 | 600 | 8000 | 4138.39 | 43.61 | 43.63 | 0.01 | 0
2020 | PJM_E_2_PJM_ROM | PJM_E | PJM_ROM | Internal | Shoulder | B14 | 900 | 8000 | 3118.54 | 42.86 | 42.87 | 0.01 | 0
2020 | PJM_E_2_PJM_ROM | PJM_E | PJM_ROM | Internal | Shoulder | B15 | 1203 | 8000 | 0 | 39.33 | 39.33 | 0.01 | 0
2020 | PJM_E_2_PJM_ROM | PJM_E | PJM_ROM | Internal | Summer | B1 | 10 | 8000 | 0.02 | 67.56 | 67.55 | 0.01 | 0
2020 | PJM_E_2_PJM_ROM | PJM_E | PJM_ROM | Internal | Summer | B2 | 25 | 8000 | 0 | 65.54 | 65.53 | 0.01 | 0
2020 | PJM_E_2_PJM_ROM | PJM_E | PJM_ROM | Internal | Summer | B3 | 75 | 8000 | 1042.92 | 61.84 | 61.85 | 0.01 | 0
2020 | PJM_E_2_PJM_ROM | PJM_E | PJM_ROM | Internal | Summer | B4 | 100 | 8000 | 2921.39 | 61.84 | 61.85 | 0.01 | 0
2020 | PJM_E_2_PJM_ROM | PJM_E | PJM_ROM | Internal | Summer | B5 | 200 | 8000 | 3920.78 | 59.73 | 59.74 | 0.01 | 0
2020 | PJM_E_2_PJM_ROM | PJM_E | PJM_ROM | Internal | Summer | B6 | 300 | 8000 | 1388.42 | 51.98 | 52 | 0.01 | 0
2020 | PJM_E_2_PJM_ROM | PJM_E | PJM_ROM | Internal | Summer | B7 | 400 | 8000 | 1990.71 | 42.99 | 43 | 0.01 | 0
2020 | PJM_E_2_PJM_ROM | PJM_E | PJM_ROM | Internal | Summer | B8 | 500 | 8000 | 647.97 | 39.99 | 40 | 0.01 | 0
2020 | PJM_E_2_PJM_ROM | PJM_E | PJM_ROM | Internal | Summer | B9 | 800 | 8000 | 0 | 37.87 | 37.86 | 0.01 | 0
2020 | PJM_E_2_PJM_ROM | PJM_E | PJM_ROM | Internal | Summer | B10 | 1262 | 8000 | 247.7 | 36.2 | 36.21 | 0.01 | 0
2020 | PJM_E_2_PJM_ROM | PJM_E | PJM_ROM | Internal | Winter | B16 | 25 | 8000 | 0 | 55.06 | 55.05 | 0.01 | 0
2020 | PJM_E_2_PJM_ROM | PJM_E | PJM_ROM | Internal | Winter | B17 | 100 | 8000 | 0 | 47 | 46.99 | 0.01 | 0
2020 | PJM_E_2_PJM_ROM | PJM_E | PJM_ROM | Internal | Winter | B18 | 400 | 8000 | 0 | 44.36 | 44.34 | 0.01 | 0
2020 | PJM_E_2_PJM_ROM | PJM_E | PJM_ROM | Internal | Winter | B19 | 700 | 8000 | 0 | 43.28 | 43.27 | 0.01 | 0
2020 | PJM_E_2_PJM_ROM | PJM_E | PJM_ROM | Internal | Winter | B20 | 935 | 8000 | 0 | 39.27 | 39.26 | 0.01 | 0
2020 | PJM_ROR_2_MISO_IN | PJM_ROR | MISO_IN | Internal | Shoulder | B11 | 25 | 909 | 881.63 | 56.99 | 57.99 | 1 | 0
2020 | PJM_ROR_2_MISO_IN | PJM_ROR | MISO_IN | Internal | Shoulder | B12 | 200 | 909 | 0 | 45.99 | 45.02 | 1 | 0
2020 | PJM_ROR_2_MISO_IN | PJM_ROR | MISO_IN | Internal | Shoulder | B13 | 600 | 909 | 0 | 43.64 | 43.13 | 1 | 0
2020 | PJM_ROR_2_MISO_IN | PJM_ROR | MISO_IN | Internal | Shoulder | B14 | 900 | 909 | 0 | 42.88 | 41.89 | 1 | 0
2020 | PJM_ROR_2_MISO_IN | PJM_ROR | MISO_IN | Internal | Shoulder | B15 | 1203 | 909 | 0 | 39.31 | 38.32 | 1 | 0
2020 | PJM_ROR_2_MISO_IN | PJM_ROR | MISO_IN | Internal | Summer | B1 | 10 | 909 | 0 | 67.54 | 66.52 | 1 | 0
2020 | PJM_ROR_2_MISO_IN | PJM_ROR | MISO_IN | Internal | Summer | B2 | 25 | 909 | 0 | 65.52 | 64.54 | 1 | 0
2020 | PJM_ROR_2_MISO_IN | PJM_ROR | MISO_IN | Internal | Summer | B3 | 75 | 909 | 0 | 61.86 | 62 | 1 | 0
2020 | PJM_ROR_2_MISO_IN | PJM_ROR | MISO_IN | Internal | Summer | B4 | 100 | 909 | 0 | 61.86 | 61.87 | 1 | 0
2020 | PJM_ROR_2_MISO_IN | PJM_ROR | MISO_IN | Internal | Summer | B5 | 200 | 909 | 0 | 59.75 | 58.77 | 1 | 0
2020 | PJM_ROR_2_MISO_IN | PJM_ROR | MISO_IN | Internal | Summer | B6 | 300 | 909 | 0 | 52.01 | 51.02 | 1 | 0
2020 | PJM_ROR_2_MISO_IN | PJM_ROR | MISO_IN | Internal | Summer | B7 | 400 | 909 | 0 | 43.01 | 42.01 | 1 | 0
2020 | PJM_ROR_2_MISO_IN | PJM_ROR | MISO_IN | Internal | Summer | B8 | 500 | 909 | 0 | 39.99 | 38.99 | 1 | 0
2020 | PJM_ROR_2_MISO_IN | PJM_ROR | MISO_IN | Internal | Summer | B9 | 800 | 909 | 0 | 37.87 | 36.87 | 1 | 0
2020 | PJM_ROR_2_MISO_IN | PJM_ROR | MISO_IN | Internal | Summer | B10 | 1262 | 909 | 0 | 36.2 | 36.02 | 1 | 0
2020 | PJM_ROR_2_MISO_IN | PJM_ROR | MISO_IN | Internal | Winter | B16 | 25 | 909 | 0 | 55.04 | 54.06 | 1 | 0
2020 | PJM_ROR_2_MISO_IN | PJM_ROR | MISO_IN | Internal | Winter | B17 | 100 | 909 | 0 | 46.98 | 45.99 | 1 | 0
2020 | PJM_ROR_2_MISO_IN | PJM_ROR | MISO_IN | Internal | Winter | B18 | 400 | 909 | 0 | 44.33 | 43.33 | 1 | 0
2020 | PJM_ROR_2_MISO_IN | PJM_ROR | MISO_IN | Internal | Winter | B19 | 700 | 909 | 0 | 43.26 | 42.25 | 1 | 0
2020 | PJM_ROR_2_MISO_IN | PJM_ROR | MISO_IN | Internal | Winter | B20 | 935 | 909 | 0 | 39.25 | 38.25 | 1 | 0
2020 | PJM_ROR_2_MISO_MI | PJM_ROR | MISO_MI | Internal | Shoulder | B11 | 25 | 1305 | 0 | 56.99 | 55.99 | 1 | 0
2020 | PJM_ROR_2_MISO_MI | PJM_ROR | MISO_MI | Internal | Shoulder | B12 | 200 | 1305 | 0 | 45.99 | 45.03 | 1 | 0
2020 | PJM_ROR_2_MISO_MI | PJM_ROR | MISO_MI | Internal | Shoulder | B13 | 600 | 1305 | 0 | 43.64 | 43.14 | 1 | 0
2020 | PJM_ROR_2_MISO_MI | PJM_ROR | MISO_MI | Internal | Shoulder | B14 | 900 | 1305 | 0 | 42.88 | 41.88 | 1 | 0
2020 | PJM_ROR_2_MISO_MI | PJM_ROR | MISO_MI | Internal | Shoulder | B15 | 1203 | 1305 | 0 | 39.31 | 38.33 | 1 | 0
2020 | PJM_ROR_2_MISO_MI | PJM_ROR | MISO_MI | Internal | Summer | B1 | 10 | 1305 | 0 | 67.54 | 66.51 | 1 | 0
2020 | PJM_ROR_2_MISO_MI | PJM_ROR | MISO_MI | Internal | Summer | B2 | 25 | 1305 | 0 | 65.52 | 64.12 | 1 | 0
2020 | PJM_ROR_2_MISO_MI | PJM_ROR | MISO_MI | Internal | Summer | B3 | 75 | 1305 | 0 | 61.86 | 60.86 | 1 | 0
2020 | PJM_ROR_2_MISO_MI | PJM_ROR | MISO_MI | Internal | Summer | B4 | 100 | 1305 | 0 | 61.86 | 58.75 | 1 | 0
2020 | PJM_ROR_2_MISO_MI | PJM_ROR | MISO_MI | Internal | Summer | B5 | 200 | 1305 | 0 | 59.75 | 58.75 | 1 | 0
2020 | PJM_ROR_2_MISO_MI | PJM_ROR | MISO_MI | Internal | Summer | B6 | 300 | 1305 | 0 | 52.01 | 51.01 | 1 | 0
2020 | PJM_ROR_2_MISO_MI | PJM_ROR | MISO_MI | Internal | Summer | B7 | 400 | 1305 | 0 | 43.01 | 42.01 | 1 | 0
2020 | PJM_ROR_2_MISO_MI | PJM_ROR | MISO_MI | Internal | Summer | B8 | 500 | 1305 | 0 | 39.99 | 38.99 | 1 | 0
2020 | PJM_ROR_2_MISO_MI | PJM_ROR | MISO_MI | Internal | Summer | B9 | 800 | 1305 | 0 | 37.87 | 36.87 | 1 | 0
2020 | PJM_ROR_2_MISO_MI | PJM_ROR | MISO_MI | Internal | Summer | B10 | 1262 | 1305 | 0 | 36.2 | 36.03 | 1 | 0
2020 | PJM_ROR_2_MISO_MI | PJM_ROR | MISO_MI | Internal | Winter | B16 | 25 | 1305 | 0 | 55.04 | 54.04 | 1 | 0
2020 | PJM_ROR_2_MISO_MI | PJM_ROR | MISO_MI | Internal | Winter | B17 | 100 | 1305 | 0 | 46.98 | 45.98 | 1 | 0
2020 | PJM_ROR_2_MISO_MI | PJM_ROR | MISO_MI | Internal | Winter | B18 | 400 | 1305 | 0 | 44.33 | 43.33 | 1 | 0
2020 | PJM_ROR_2_MISO_MI | PJM_ROR | MISO_MI | Internal | Winter | B19 | 700 | 1305 | 0 | 43.26 | 42.26 | 1 | 0
2020 | PJM_ROR_2_MISO_MI | PJM_ROR | MISO_MI | Internal | Winter | B20 | 935 | 1305 | 0 | 39.25 | 38.26 | 1 | 0
2020 | PJM_ROR_2_MISO_MO-IL | PJM_ROR | MISO_MO-IL | Internal | Shoulder | B11 | 25 | 1111 | 1110.99 | 56.99 | 58 | 1 | 0.01
2020 | PJM_ROR_2_MISO_MO-IL | PJM_ROR | MISO_MO-IL | Internal | Shoulder | B12 | 200 | 1111 | 0 | 45.99 | 45.01 | 1 | 0
2020 | PJM_ROR_2_MISO_MO-IL | PJM_ROR | MISO_MO-IL | Internal | Shoulder | B13 | 600 | 1111 | 0 | 43.64 | 43.12 | 1 | 0
2020 | PJM_ROR_2_MISO_MO-IL | PJM_ROR | MISO_MO-IL | Internal | Shoulder | B14 | 900 | 1111 | 0 | 42.88 | 41.88 | 1 | 0
2020 | PJM_ROR_2_MISO_MO-IL | PJM_ROR | MISO_MO-IL | Internal | Shoulder | B15 | 1203 | 1111 | 0 | 39.31 | 38.31 | 1 | 0
2020 | PJM_ROR_2_MISO_MO-IL | PJM_ROR | MISO_MO-IL | Internal | Summer | B1 | 10 | 1111 | 0 | 67.54 | 66.54 | 1 | 0
2020 | PJM_ROR_2_MISO_MO-IL | PJM_ROR | MISO_MO-IL | Internal | Summer | B2 | 25 | 1111 | 0 | 65.52 | 64.53 | 1 | 0
2020 | PJM_ROR_2_MISO_MO-IL | PJM_ROR | MISO_MO-IL | Internal | Summer | B3 | 75 | 1111 | 0 | 61.86 | 61.99 | 1 | 0
2020 | PJM_ROR_2_MISO_MO-IL | PJM_ROR | MISO_MO-IL | Internal | Summer | B4 | 100 | 1111 | 0 | 61.86 | 61.86 | 1 | 0
2020 | PJM_ROR_2_MISO_MO-IL | PJM_ROR | MISO_MO-IL | Internal | Summer | B5 | 200 | 1111 | 0 | 59.75 | 58.75 | 1 | 0
2020 | PJM_ROR_2_MISO_MO-IL | PJM_ROR | MISO_MO-IL | Internal | Summer | B6 | 300 | 1111 | 0 | 52.01 | 51.03 | 1 | 0
2020 | PJM_ROR_2_MISO_MO-IL | PJM_ROR | MISO_MO-IL | Internal | Summer | B7 | 400 | 1111 | 0 | 43.01 | 42.01 | 1 | 0
2020 | PJM_ROR_2_MISO_MO-IL | PJM_ROR | MISO_MO-IL | Internal | Summer | B8 | 500 | 1111 | 0 | 39.99 | 38.99 | 1 | 0
2020 | PJM_ROR_2_MISO_MO-IL | PJM_ROR | MISO_MO-IL | Internal | Summer | B9 | 800 | 1111 | 0 | 37.87 | 36.88 | 1 | 0
2020 | PJM_ROR_2_MISO_MO-IL | PJM_ROR | MISO_MO-IL | Internal | Summer | B10 | 1262 | 1111 | 0 | 36.2 | 36 | 1 | 0
2020 | PJM_ROR_2_MISO_MO-IL | PJM_ROR | MISO_MO-IL | Internal | Winter | B16 | 25 | 1111 | 0 | 55.04 | 54.05 | 1 | 0
2020 | PJM_ROR_2_MISO_MO-IL | PJM_ROR | MISO_MO-IL | Internal | Winter | B17 | 100 | 1111 | 0 | 46.98 | 45.98 | 1 | 0
2020 | PJM_ROR_2_MISO_MO-IL | PJM_ROR | MISO_MO-IL | Internal | Winter | B18 | 400 | 1111 | 0 | 44.33 | 43.32 | 1 | 0
2020 | PJM_ROR_2_MISO_MO-IL | PJM_ROR | MISO_MO-IL | Internal | Winter | B19 | 700 | 1111 | 0 | 43.26 | 42.25 | 1 | 0
2020 | PJM_ROR_2_MISO_MO-IL | PJM_ROR | MISO_MO-IL | Internal | Winter | B20 | 935 | 1111 | 0 | 39.25 | 38.24 | 1 | 0
2020 | PJM_ROR_2_MISO_W | PJM_ROR | MISO_W | Internal | Shoulder | B11 | 25 | 10071 | 1620.2 | 56.99 | 57.99 | 1 | 0
2020 | PJM_ROR_2_MISO_W | PJM_ROR | MISO_W | Internal | Shoulder | B12 | 200 | 10071 | 0 | 45.99 | 44.99 | 1 | 0
2020 | PJM_ROR_2_MISO_W | PJM_ROR | MISO_W | Internal | Shoulder | B13 | 600 | 10071 | 0 | 43.64 | 43.1 | 1 | 0
2020 | PJM_ROR_2_MISO_W | PJM_ROR | MISO_W | Internal | Shoulder | B14 | 900 | 10071 | 0 | 42.88 | 41.89 | 1 | 0
2020 | PJM_ROR_2_MISO_W | PJM_ROR | MISO_W | Internal | Shoulder | B15 | 1203 | 10071 | 0 | 39.31 | 38.33 | 1 | 0
2020 | PJM_ROR_2_MISO_W | PJM_ROR | MISO_W | Internal | Summer | B1 | 10 | 10071 | 0 | 67.54 | 66.54 | 1 | 0
2020 | PJM_ROR_2_MISO_W | PJM_ROR | MISO_W | Internal | Summer | B2 | 25 | 10071 | 0 | 65.52 | 64.52 | 1 | 0
2020 | PJM_ROR_2_MISO_W | PJM_ROR | MISO_W | Internal | Summer | B3 | 75 | 10071 | 0 | 61.86 | 61.97 | 1 | 0
2020 | PJM_ROR_2_MISO_W | PJM_ROR | MISO_W | Internal | Summer | B4 | 100 | 10071 | 0 | 61.86 | 61.85 | 1 | 0
2020 | PJM_ROR_2_MISO_W | PJM_ROR | MISO_W | Internal | Summer | B5 | 200 | 10071 | 0 | 59.75 | 58.75 | 1 | 0
2020 | PJM_ROR_2_MISO_W | PJM_ROR | MISO_W | Internal | Summer | B6 | 300 | 10071 | 0 | 52.01 | 51.04 | 1 | 0
2020 | PJM_ROR_2_MISO_W | PJM_ROR | MISO_W | Internal | Summer | B7 | 400 | 10071 | 0 | 43.01 | 42.01 | 1 | 0
2020 | PJM_ROR_2_MISO_W | PJM_ROR | MISO_W | Internal | Summer | B8 | 500 | 10071 | 0 | 39.99 | 38.99 | 1 | 0
2020 | PJM_ROR_2_MISO_W | PJM_ROR | MISO_W | Internal | Summer | B9 | 800 | 10071 | 0 | 37.87 | 36.89 | 1 | 0
2020 | PJM_ROR_2_MISO_W | PJM_ROR | MISO_W | Internal | Summer | B10 | 1262 | 10071 | 0 | 36.2 | 35.99 | 1 | 0
2020 | PJM_ROR_2_MISO_W | PJM_ROR | MISO_W | Internal | Winter | B16 | 25 | 10071 | 0 | 55.04 | 54.04 | 1 | 0
2020 | PJM_ROR_2_MISO_W | PJM_ROR | MISO_W | Internal | Winter | B17 | 100 | 10071 | 0 | 46.98 | 45.98 | 1 | 0
2020 | PJM_ROR_2_MISO_W | PJM_ROR | MISO_W | Internal | Winter | B18 | 400 | 10071 | 0 | 44.33 | 43.33 | 1 | 0
2020 | PJM_ROR_2_MISO_W | PJM_ROR | MISO_W | Internal | Winter | B19 | 700 | 10071 | 0 | 43.26 | 42.26 | 1 | 0
2020 | PJM_ROR_2_MISO_W | PJM_ROR | MISO_W | Internal | Winter | B20 | 935 | 10071 | 0 | 39.25 | 38.25 | 1 | 0
2020 | PJM_ROR_2_MISO_WUMS | PJM_ROR | MISO_WUMS | Internal | Shoulder | B11 | 25 | 1467 | 288.3 | 56.99 | 57.99 | 1 | 0
2020 | PJM_ROR_2_MISO_WUMS | PJM_ROR | MISO_WUMS | Internal | Shoulder | B12 | 200 | 1467 | 0 | 45.99 | 45.01 | 1 | 0
2020 | PJM_ROR_2_MISO_WUMS | PJM_ROR | MISO_WUMS | Internal | Shoulder | B13 | 600 | 1467 | 0 | 43.64 | 43.12 | 1 | 0
2020 | PJM_ROR_2_MISO_WUMS | PJM_ROR | MISO_WUMS | Internal | Shoulder | B14 | 900 | 1467 | 0 | 42.88 | 41.88 | 1 | 0
2020 | PJM_ROR_2_MISO_WUMS | PJM_ROR | MISO_WUMS | Internal | Shoulder | B15 | 1203 | 1467 | 0 | 39.31 | 38.31 | 1 | 0
2020 | PJM_ROR_2_MISO_WUMS | PJM_ROR | MISO_WUMS | Internal | Summer | B1 | 10 | 1467 | 0 | 67.54 | 66.52 | 1 | 0
2020 | PJM_ROR_2_MISO_WUMS | PJM_ROR | MISO_WUMS | Internal | Summer | B2 | 25 | 1467 | 0 | 65.52 | 64.51 | 1 | 0
2020 | PJM_ROR_2_MISO_WUMS | PJM_ROR | MISO_WUMS | Internal | Summer | B3 | 75 | 1467 | 0 | 61.86 | 61.96 | 1 | 0
2020 | PJM_ROR_2_MISO_WUMS | PJM_ROR | MISO_WUMS | Internal | Summer | B4 | 100 | 1467 | 0 | 61.86 | 61.84 | 1 | 0
2020 | PJM_ROR_2_MISO_WUMS | PJM_ROR | MISO_WUMS | Internal | Summer | B5 | 200 | 1467 | 0 | 59.75 | 58.75 | 1 | 0
2020 | PJM_ROR_2_MISO_WUMS | PJM_ROR | MISO_WUMS | Internal | Summer | B6 | 300 | 1467 | 0 | 52.01 | 51.03 | 1 | 0
2020 | PJM_ROR_2_MISO_WUMS | PJM_ROR | MISO_WUMS | Internal | Summer | B7 | 400 | 1467 | 0 | 43.01 | 42.01 | 1 | 0
2020 | PJM_ROR_2_MISO_WUMS | PJM_ROR | MISO_WUMS | Internal | Summer | B8 | 500 | 1467 | 0 | 39.99 | 39 | 1 | 0
2020 | PJM_ROR_2_MISO_WUMS | PJM_ROR | MISO_WUMS | Internal | Summer | B9 | 800 | 1467 | 0 | 37.87 | 36.88 | 1 | 0
2020 | PJM_ROR_2_MISO_WUMS | PJM_ROR | MISO_WUMS | Internal | Summer | B10 | 1262 | 1467 | 0 | 36.2 | 36 | 1 | 0
2020 | PJM_ROR_2_MISO_WUMS | PJM_ROR | MISO_WUMS | Internal | Winter | B16 | 25 | 1467 | 0 | 55.04 | 54.04 | 1 | 0
2020 | PJM_ROR_2_MISO_WUMS | PJM_ROR | MISO_WUMS | Internal | Winter | B17 | 100 | 1467 | 0 | 46.98 | 45.98 | 1 | 0
2020 | PJM_ROR_2_MISO_WUMS | PJM_ROR | MISO_WUMS | Internal | Winter | B18 | 400 | 1467 | 0 | 44.33 | 43.33 | 1 | 0
2020 | PJM_ROR_2_MISO_WUMS | PJM_ROR | MISO_WUMS | Internal | Winter | B19 | 700 | 1467 | 0 | 43.26 | 42.26 | 1 | 0
2020 | PJM_ROR_2_MISO_WUMS | PJM_ROR | MISO_WUMS | Internal | Winter | B20 | 935 | 1467 | 0 | 39.25 | 38.26 | 1 | 0
2020 | PJM_ROR_2_PJM_ROM | PJM_ROR | PJM_ROM | Internal | Shoulder | B11 | 25 | 8000 | 0 | 56.99 | 56.98 | 0.01 | 0
2020 | PJM_ROR_2_PJM_ROM | PJM_ROR | PJM_ROM | Internal | Shoulder | B12 | 200 | 8000 | 0 | 45.99 | 45.98 | 0.01 | 0
2020 | PJM_ROR_2_PJM_ROM | PJM_ROR | PJM_ROM | Internal | Shoulder | B13 | 600 | 8000 | 0 | 43.64 | 43.63 | 0.01 | 0
2020 | PJM_ROR_2_PJM_ROM | PJM_ROR | PJM_ROM | Internal | Shoulder | B14 | 900 | 8000 | 0 | 42.88 | 42.87 | 0.01 | 0
2020 | PJM_ROR_2_PJM_ROM | PJM_ROR | PJM_ROM | Internal | Shoulder | B15 | 1203 | 8000 | 2249.64 | 39.31 | 39.33 | 0.01 | 0
2020 | PJM_ROR_2_PJM_ROM | PJM_ROR | PJM_ROM | Internal | Summer | B1 | 10 | 8000 | 2308.41 | 67.54 | 67.55 | 0.01 | 0
2020 | PJM_ROR_2_PJM_ROM | PJM_ROR | PJM_ROM | Internal | Summer | B2 | 25 | 8000 | 604.09 | 65.52 | 65.53 | 0.01 | 0
2020 | PJM_ROR_2_PJM_ROM | PJM_ROR | PJM_ROM | Internal | Summer | B3 | 75 | 8000 | 0 | 61.86 | 61.85 | 0.01 | 0
2020 | PJM_ROR_2_PJM_ROM | PJM_ROR | PJM_ROM | Internal | Summer | B4 | 100 | 8000 | 0 | 61.86 | 61.85 | 0.01 | 0
2020 | PJM_ROR_2_PJM_ROM | PJM_ROR | PJM_ROM | Internal | Summer | B5 | 200 | 8000 | 0 | 59.75 | 59.74 | 0.01 | 0
2020 | PJM_ROR_2_PJM_ROM | PJM_ROR | PJM_ROM | Internal | Summer | B6 | 300 | 8000 | 0 | 52.01 | 52 | 0.01 | 0
2020 | PJM_ROR_2_PJM_ROM | PJM_ROR | PJM_ROM | Internal | Summer | B7 | 400 | 8000 | 0 | 43.01 | 43 | 0.01 | 0
2020 | PJM_ROR_2_PJM_ROM | PJM_ROR | PJM_ROM | Internal | Summer | B8 | 500 | 8000 | 635.37 | 39.99 | 40 | 0.01 | 0
2020 | PJM_ROR_2_PJM_ROM | PJM_ROR | PJM_ROM | Internal | Summer | B9 | 800 | 8000 | 0 | 37.87 | 37.86 | 0.01 | 0
2020 | PJM_ROR_2_PJM_ROM | PJM_ROR | PJM_ROM | Internal | Summer | B10 | 1262 | 8000 | 1311.16 | 36.2 | 36.21 | 0.01 | 0
2020 | PJM_ROR_2_PJM_ROM | PJM_ROR | PJM_ROM | Internal | Winter | B16 | 25 | 8000 | 655.98 | 55.04 | 55.05 | 0.01 | 0
2020 | PJM_ROR_2_PJM_ROM | PJM_ROR | PJM_ROM | Internal | Winter | B17 | 100 | 8000 | 3700.69 | 46.98 | 46.99 | 0.01 | 0
2020 | PJM_ROR_2_PJM_ROM | PJM_ROR | PJM_ROM | Internal | Winter | B18 | 400 | 8000 | 6534.22 | 44.33 | 44.34 | 0.01 | 0
2020 | PJM_ROR_2_PJM_ROM | PJM_ROR | PJM_ROM | Internal | Winter | B19 | 700 | 8000 | 6241.06 | 43.26 | 43.27 | 0.01 | 0
2020 | PJM_ROR_2_PJM_ROM | PJM_ROR | PJM_ROM | Internal | Winter | B20 | 935 | 8000 | 6049.31 | 39.25 | 39.26 | 0.01 | 0
2020 | PJM_ROR_2_TVA_Transmission | PJM_ROR | TVA_Transmission | Internal | Shoulder | B11 | 25 | 2500 | 0 | 56.99 | 59.67 | 3 | 0
2020 | PJM_ROR_2_TVA_Transmission | PJM_ROR | TVA_Transmission | Internal | Shoulder | B12 | 200 | 2500 | 0 | 45.99 | 45.78 | 3 | 0
2020 | PJM_ROR_2_TVA_Transmission | PJM_ROR | TVA_Transmission | Internal | Shoulder | B13 | 600 | 2500 | 0 | 43.64 | 44.61 | 3 | 0
2020 | PJM_ROR_2_TVA_Transmission | PJM_ROR | TVA_Transmission | Internal | Shoulder | B14 | 900 | 2500 | 0 | 42.88 | 43.8 | 3 | 0
2020 | PJM_ROR_2_TVA_Transmission | PJM_ROR | TVA_Transmission | Internal | Shoulder | B15 | 1203 | 2500 | 0 | 39.31 | 42.19 | 3 | 0
2020 | PJM_ROR_2_TVA_Transmission | PJM_ROR | TVA_Transmission | Internal | Summer | B1 | 10 | 2500 | 1884.09 | 67.54 | 70.54 | 3 | 0
2020 | PJM_ROR_2_TVA_Transmission | PJM_ROR | TVA_Transmission | Internal | Summer | B2 | 25 | 2500 | 2499.99 | 65.52 | 68.53 | 3 | 0.01
2020 | PJM_ROR_2_TVA_Transmission | PJM_ROR | TVA_Transmission | Internal | Summer | B3 | 75 | 2500 | 2500 | 61.86 | 65.99 | 3 | 1.12
2020 | PJM_ROR_2_TVA_Transmission | PJM_ROR | TVA_Transmission | Internal | Summer | B4 | 100 | 2500 | 2500 | 61.86 | 65.86 | 3 | 1
2020 | PJM_ROR_2_TVA_Transmission | PJM_ROR | TVA_Transmission | Internal | Summer | B5 | 200 | 2500 | 2234.51 | 59.75 | 62.75 | 3 | 0
2020 | PJM_ROR_2_TVA_Transmission | PJM_ROR | TVA_Transmission | Internal | Summer | B6 | 300 | 2500 | 842.01 | 52.01 | 55.01 | 3 | 0
2020 | PJM_ROR_2_TVA_Transmission | PJM_ROR | TVA_Transmission | Internal | Summer | B7 | 400 | 2500 | 913.67 | 43.01 | 46.01 | 3 | 0
2020 | PJM_ROR_2_TVA_Transmission | PJM_ROR | TVA_Transmission | Internal | Summer | B8 | 500 | 2500 | 0 | 39.99 | 42.13 | 3 | 0
2020 | PJM_ROR_2_TVA_Transmission | PJM_ROR | TVA_Transmission | Internal | Summer | B9 | 800 | 2500 | 215.89 | 37.87 | 40.87 | 3 | 0
2020 | PJM_ROR_2_TVA_Transmission | PJM_ROR | TVA_Transmission | Internal | Summer | B10 | 1262 | 2500 | 0 | 36.2 | 38.06 | 3 | 0
2020 | PJM_ROR_2_TVA_Transmission | PJM_ROR | TVA_Transmission | Internal | Winter | B16 | 25 | 2500 | 2499.99 | 55.04 | 58.05 | 3 | 0.01
2020 | PJM_ROR_2_TVA_Transmission | PJM_ROR | TVA_Transmission | Internal | Winter | B17 | 100 | 2500 | 0 | 46.98 | 48.01 | 3 | 0
2020 | PJM_ROR_2_TVA_Transmission | PJM_ROR | TVA_Transmission | Internal | Winter | B18 | 400 | 2500 | 0 | 44.33 | 45.22 | 3 | 0
2020 | PJM_ROR_2_TVA_Transmission | PJM_ROR | TVA_Transmission | Internal | Winter | B19 | 700 | 2500 | 0 | 43.26 | 44.32 | 3 | 0
2020 | PJM_ROR_2_TVA_Transmission | PJM_ROR | TVA_Transmission | Internal | Winter | B20 | 935 | 2500 | 0 | 39.25 | 41.88 | 3 | 0
2020 | PJM_ROR_2_VACAR | PJM_ROR | VACAR | Internal | Shoulder | B11 | 25 | 3865 | 3865 | 56.99 | 60.2 | 3 | 0.21
2020 | PJM_ROR_2_VACAR | PJM_ROR | VACAR | Internal | Shoulder | B12 | 200 | 3865 | 1910.03 | 45.99 | 48.99 | 3 | 0
2020 | PJM_ROR_2_VACAR | PJM_ROR | VACAR | Internal | Shoulder | B13 | 600 | 3865 | 2100.82 | 43.64 | 46.64 | 3 | 0
2020 | PJM_ROR_2_VACAR | PJM_ROR | VACAR | Internal | Shoulder | B14 | 900 | 3865 | 3865 | 42.88 | 45.98 | 3 | 0.1
2020 | PJM_ROR_2_VACAR | PJM_ROR | VACAR | Internal | Shoulder | B15 | 1203 | 3865 | 3865 | 39.31 | 42.39 | 3 | 0.08
2020 | PJM_ROR_2_VACAR | PJM_ROR | VACAR | Internal | Summer | B1 | 10 | 3865 | 3865 | 67.54 | 73.8 | 3 | 3.27
2020 | PJM_ROR_2_VACAR | PJM_ROR | VACAR | Internal | Summer | B2 | 25 | 3865 | 3865 | 65.52 | 73.8 | 3 | 5.28
2020 | PJM_ROR_2_VACAR | PJM_ROR | VACAR | Internal | Summer | B3 | 75 | 3865 | 3865 | 61.86 | 72.49 | 3 | 7.62
2020 | PJM_ROR_2_VACAR | PJM_ROR | VACAR | Internal | Summer | B4 | 100 | 3865 | 3865 | 61.86 | 70.36 | 3 | 5.5
2020 | PJM_ROR_2_VACAR | PJM_ROR | VACAR | Internal | Summer | B5 | 200 | 3865 | 3865 | 59.75 | 63.75 | 3 | 1
2020 | PJM_ROR_2_VACAR | PJM_ROR | VACAR | Internal | Summer | B6 | 300 | 3865 | 3865 | 52.01 | 56.01 | 3 | 1
2020 | PJM_ROR_2_VACAR | PJM_ROR | VACAR | Internal | Summer | B7 | 400 | 3865 | 3865 | 43.01 | 47.01 | 3 | 1
2020 | PJM_ROR_2_VACAR | PJM_ROR | VACAR | Internal | Summer | B8 | 500 | 3865 | 3865 | 39.99 | 44.05 | 3 | 1.06
2020 | PJM_ROR_2_VACAR | PJM_ROR | VACAR | Internal | Summer | B9 | 800 | 3865 | 3865 | 37.87 | 42.98 | 3 | 2.1
2020 | PJM_ROR_2_VACAR | PJM_ROR | VACAR | Internal | Summer | B10 | 1262 | 3865 | 3865 | 36.2 | 40.67 | 3 | 1.48
2020 | PJM_ROR_2_VACAR | PJM_ROR | VACAR | Internal | Winter | B16 | 25 | 3865 | 3865 | 55.04 | 62.55 | 3 | 4.51
2020 | PJM_ROR_2_VACAR | PJM_ROR | VACAR | Internal | Winter | B17 | 100 | 3865 | 3865 | 46.98 | 50.32 | 3 | 0.34
2020 | PJM_ROR_2_VACAR | PJM_ROR | VACAR | Internal | Winter | B18 | 400 | 3865 | 750.1 | 44.33 | 47.33 | 3 | 0
2020 | PJM_ROR_2_VACAR | PJM_ROR | VACAR | Internal | Winter | B19 | 700 | 3865 | 3865 | 43.26 | 46.27 | 3 | 0.01
2020 | PJM_ROR_2_VACAR | PJM_ROR | VACAR | Internal | Winter | B20 | 935 | 3865 | 3865 | 39.25 | 43.09 | 3 | 0.84
2020 | PJM_ROM_2_NYISO_A-F | PJM_ROM | NYISO_A-F | Internal | Shoulder | B11 | 25 | 2000 | 0 | 56.98 | 39.87 | 3 | 0
2020 | PJM_ROM_2_NYISO_A-F | PJM_ROM | NYISO_A-F | Internal | Shoulder | B12 | 200 | 2000 | 0 | 45.98 | 39.87 | 3 | 0
2020 | PJM_ROM_2_NYISO_A-F | PJM_ROM | NYISO_A-F | Internal | Shoulder | B13 | 600 | 2000 | 0 | 43.63 | 39.6 | 3 | 0
2020 | PJM_ROM_2_NYISO_A-F | PJM_ROM | NYISO_A-F | Internal | Shoulder | B14 | 900 | 2000 | 0 | 42.87 | 38.84 | 3 | 0
2020 | PJM_ROM_2_NYISO_A-F | PJM_ROM | NYISO_A-F | Internal | Shoulder | B15 | 1203 | 2000 | 0 | 39.33 | 38.33 | 3 | 0
2020 | PJM_ROM_2_NYISO_A-F | PJM_ROM | NYISO_A-F | Internal | Summer | B1 | 10 | 2000 | 0 | 67.55 | 63.55 | 3 | 0
2020 | PJM_ROM_2_NYISO_A-F | PJM_ROM | NYISO_A-F | Internal | Summer | B2 | 25 | 2000 | 0 | 65.53 | 61.53 | 3 | 0
2020 | PJM_ROM_2_NYISO_A-F | PJM_ROM | NYISO_A-F | Internal | Summer | B3 | 75 | 2000 | 0 | 61.85 | 51.42 | 3 | 0
2020 | PJM_ROM_2_NYISO_A-F | PJM_ROM | NYISO_A-F | Internal | Summer | B4 | 100 | 2000 | 0 | 61.85 | 45.82 | 3 | 0
2020 | PJM_ROM_2_NYISO_A-F | PJM_ROM | NYISO_A-F | Internal | Summer | B5 | 200 | 2000 | 0 | 59.74 | 42.64 | 3 | 0
2020 | PJM_ROM_2_NYISO_A-F | PJM_ROM | NYISO_A-F | Internal | Summer | B6 | 300 | 2000 | 0 | 52 | 42.32 | 3 | 0
2020 | PJM_ROM_2_NYISO_A-F | PJM_ROM | NYISO_A-F | Internal | Summer | B7 | 400 | 2000 | 0 | 43 | 39 | 3 | 0
2020 | PJM_ROM_2_NYISO_A-F | PJM_ROM | NYISO_A-F | Internal | Summer | B8 | 500 | 2000 | 0 | 40 | 36.86 | 3 | 0
2020 | PJM_ROM_2_NYISO_A-F | PJM_ROM | NYISO_A-F | Internal | Summer | B9 | 800 | 2000 | 0 | 37.86 | 36.78 | 3 | 0
2020 | PJM_ROM_2_NYISO_A-F | PJM_ROM | NYISO_A-F | Internal | Summer | B10 | 1262 | 2000 | 0 | 36.21 | 36.78 | 3 | 0
2020 | PJM_ROM_2_NYISO_A-F | PJM_ROM | NYISO_A-F | Internal | Winter | B16 | 25 | 2000 | 0 | 55.05 | 44.92 | 3 | 0
2020 | PJM_ROM_2_NYISO_A-F | PJM_ROM | NYISO_A-F | Internal | Winter | B17 | 100 | 2000 | 0 | 46.99 | 42.69 | 3 | 0
2020 | PJM_ROM_2_NYISO_A-F | PJM_ROM | NYISO_A-F | Internal | Winter | B18 | 400 | 2000 | 0 | 44.34 | 42.26 | 3 | 0
2020 | PJM_ROM_2_NYISO_A-F | PJM_ROM | NYISO_A-F | Internal | Winter | B19 | 700 | 2000 | 0 | 43.27 | 42.26 | 3 | 0
2020 | PJM_ROM_2_NYISO_A-F | PJM_ROM | NYISO_A-F | Internal | Winter | B20 | 935 | 2000 | 431.24 | 39.26 | 42.26 | 3 | 0
2020 | PJM_ROM_2_PJM_E | PJM_ROM | PJM_E | Internal | Shoulder | B11 | 25 | 8000 | 0 | 56.98 | 56.96 | 0.01 | 0
2020 | PJM_ROM_2_PJM_E | PJM_ROM | PJM_E | Internal | Shoulder | B12 | 200 | 8000 | 0 | 45.98 | 45.97 | 0.01 | 0
2020 | PJM_ROM_2_PJM_E | PJM_ROM | PJM_E | Internal | Shoulder | B13 | 600 | 8000 | 0 | 43.63 | 43.61 | 0.01 | 0
2020 | PJM_ROM_2_PJM_E | PJM_ROM | PJM_E | Internal | Shoulder | B14 | 900 | 8000 | 0 | 42.87 | 42.86 | 0.01 | 0
2020 | PJM_ROM_2_PJM_E | PJM_ROM | PJM_E | Internal | Shoulder | B15 | 1203 | 8000 | 0 | 39.33 | 39.33 | 0.01 | 0
2020 | PJM_ROM_2_PJM_E | PJM_ROM | PJM_E | Internal | Summer | B1 | 10 | 8000 | 2950.6 | 67.55 | 67.56 | 0.01 | 0
2020 | PJM_ROM_2_PJM_E | PJM_ROM | PJM_E | Internal | Summer | B2 | 25 | 8000 | 1646.94 | 65.53 | 65.54 | 0.01 | 0
2020 | PJM_ROM_2_PJM_E | PJM_ROM | PJM_E | Internal | Summer | B3 | 75 | 8000 | 0 | 61.85 | 61.84 | 0.01 | 0
2020 | PJM_ROM_2_PJM_E | PJM_ROM | PJM_E | Internal | Summer | B4 | 100 | 8000 | 0 | 61.85 | 61.84 | 0.01 | 0
2020 | PJM_ROM_2_PJM_E | PJM_ROM | PJM_E | Internal | Summer | B5 | 200 | 8000 | 0 | 59.74 | 59.73 | 0.01 | 0
2020 | PJM_ROM_2_PJM_E | PJM_ROM | PJM_E | Internal | Summer | B6 | 300 | 8000 | 0 | 52 | 51.98 | 0.01 | 0
2020 | PJM_ROM_2_PJM_E | PJM_ROM | PJM_E | Internal | Summer | B7 | 400 | 8000 | 0 | 43 | 42.99 | 0.01 | 0
2020 | PJM_ROM_2_PJM_E | PJM_ROM | PJM_E | Internal | Summer | B8 | 500 | 8000 | 0 | 40 | 39.99 | 0.01 | 0
2020 | PJM_ROM_2_PJM_E | PJM_ROM | PJM_E | Internal | Summer | B9 | 800 | 8000 | 0 | 37.86 | 37.87 | 0.01 | 0
2020 | PJM_ROM_2_PJM_E | PJM_ROM | PJM_E | Internal | Summer | B10 | 1262 | 8000 | 0 | 36.21 | 36.2 | 0.01 | 0
2020 | PJM_ROM_2_PJM_E | PJM_ROM | PJM_E | Internal | Winter | B16 | 25 | 8000 | 275.62 | 55.05 | 55.06 | 0.01 | 0
2020 | PJM_ROM_2_PJM_E | PJM_ROM | PJM_E | Internal | Winter | B17 | 100 | 8000 | 1792.59 | 46.99 | 47 | 0.01 | 0
2020 | PJM_ROM_2_PJM_E | PJM_ROM | PJM_E | Internal | Winter | B18 | 400 | 8000 | 4695.93 | 44.34 | 44.36 | 0.01 | 0
2020 | PJM_ROM_2_PJM_E | PJM_ROM | PJM_E | Internal | Winter | B19 | 700 | 8000 | 3385.08 | 43.27 | 43.28 | 0.01 | 0
2020 | PJM_ROM_2_PJM_E | PJM_ROM | PJM_E | Internal | Winter | B20 | 935 | 8000 | 3897.14 | 39.26 | 39.27 | 0.01 | 0
2020 | PJM_ROM_2_PJM_ROR | PJM_ROM | PJM_ROR | Internal | Shoulder | B11 | 25 | 8000 | 6401.99 | 56.98 | 56.99 | 0.01 | 0
2020 | PJM_ROM_2_PJM_ROR | PJM_ROM | PJM_ROR | Internal | Shoulder | B12 | 200 | 8000 | 3273.96 | 45.98 | 45.99 | 0.01 | 0
2020 | PJM_ROM_2_PJM_ROR | PJM_ROM | PJM_ROR | Internal | Shoulder | B13 | 600 | 8000 | 3685.37 | 43.63 | 43.64 | 0.01 | 0
2020 | PJM_ROM_2_PJM_ROR | PJM_ROM | PJM_ROR | Internal | Shoulder | B14 | 900 | 8000 | 1814.99 | 42.87 | 42.88 | 0.01 | 0
2020 | PJM_ROM_2_PJM_ROR | PJM_ROM | PJM_ROR | Internal | Shoulder | B15 | 1203 | 8000 | 0 | 39.33 | 39.31 | 0.01 | 0
2020 | PJM_ROM_2_PJM_ROR | PJM_ROM | PJM_ROR | Internal | Summer | B1 | 10 | 8000 | 0.02 | 67.55 | 67.54 | 0.01 | 0
2020 | PJM_ROM_2_PJM_ROR | PJM_ROM | PJM_ROR | Internal | Summer | B2 | 25 | 8000 | 0 | 65.53 | 65.52 | 0.01 | 0
2020 | PJM_ROM_2_PJM_ROR | PJM_ROM | PJM_ROR | Internal | Summer | B3 | 75 | 8000 | 2613.5 | 61.85 | 61.86 | 0.01 | 0
2020 | PJM_ROM_2_PJM_ROR | PJM_ROM | PJM_ROR | Internal | Summer | B4 | 100 | 8000 | 5655.15 | 61.85 | 61.86 | 0.01 | 0
2020 | PJM_ROM_2_PJM_ROR | PJM_ROM | PJM_ROR | Internal | Summer | B5 | 200 | 8000 | 7303.15 | 59.74 | 59.75 | 0.01 | 0
2020 | PJM_ROM_2_PJM_ROR | PJM_ROM | PJM_ROR | Internal | Summer | B6 | 300 | 8000 | 2559.2 | 52 | 52.01 | 0.01 | 0
2020 | PJM_ROM_2_PJM_ROR | PJM_ROM | PJM_ROR | Internal | Summer | B7 | 400 | 8000 | 1985.3 | 43 | 43.01 | 0.01 | 0
2020 | PJM_ROM_2_PJM_ROR | PJM_ROM | PJM_ROR | Internal | Summer | B8 | 500 | 8000 | 0 | 40 | 39.99 | 0.01 | 0
2020 | PJM_ROM_2_PJM_ROR | PJM_ROM | PJM_ROR | Internal | Summer | B9 | 800 | 8000 | 102.48 | 37.86 | 37.87 | 0.01 | 0
2020 | PJM_ROM_2_PJM_ROR | PJM_ROM | PJM_ROR | Internal | Summer | B10 | 1262 | 8000 | 0 | 36.21 | 36.2 | 0.01 | 0
2020 | PJM_ROM_2_PJM_ROR | PJM_ROM | PJM_ROR | Internal | Winter | B16 | 25 | 8000 | 0 | 55.05 | 55.04 | 0.01 | 0
2020 | PJM_ROM_2_PJM_ROR | PJM_ROM | PJM_ROR | Internal | Winter | B17 | 100 | 8000 | 0 | 46.99 | 46.98 | 0.01 | 0
2020 | PJM_ROM_2_PJM_ROR | PJM_ROM | PJM_ROR | Internal | Winter | B18 | 400 | 8000 | 0 | 44.34 | 44.33 | 0.01 | 0
2020 | PJM_ROM_2_PJM_ROR | PJM_ROM | PJM_ROR | Internal | Winter | B19 | 700 | 8000 | 0 | 43.27 | 43.26 | 0.01 | 0
2020 | PJM_ROM_2_PJM_ROR | PJM_ROM | PJM_ROR | Internal | Winter | B20 | 935 | 8000 | 0 | 39.26 | 39.25 | 0.01 | 0
2020 | SOCO_2_FRCC | SOCO | FRCC | Internal | Shoulder | B11 | 25 | 3700 | 3008.81 | 63.7 | 68.7 | 5 | 0
2020 | SOCO_2_FRCC | SOCO | FRCC | Internal | Shoulder | B12 | 200 | 3700 | 2526.68 | 44.53 | 49.53 | 5 | 0
2020 | SOCO_2_FRCC | SOCO | FRCC | Internal | Shoulder | B13 | 600 | 3700 | 3165.56 | 44.08 | 49.08 | 5 | 0
2020 | SOCO_2_FRCC | SOCO | FRCC | Internal | Shoulder | B14 | 900 | 3700 | 722.46 | 43.41 | 48.41 | 5 | 0
2020 | SOCO_2_FRCC | SOCO | FRCC | Internal | Shoulder | B15 | 1203 | 3700 | 0 | 42.57 | 47.5 | 5 | 0
2020 | SOCO_2_FRCC | SOCO | FRCC | Internal | Summer | B1 | 10 | 3700 | 3700 | 71.83 | 77.75 | 5 | 0.92
2020 | SOCO_2_FRCC | SOCO | FRCC | Internal | Summer | B2 | 25 | 3700 | 3700 | 71.71 | 77.75 | 5 | 1.04
2020 | SOCO_2_FRCC | SOCO | FRCC | Internal | Summer | B3 | 75 | 3700 | 3700 | 70.49 | 76.56 | 5 | 1.07
2020 | SOCO_2_FRCC | SOCO | FRCC | Internal | Summer | B4 | 100 | 3700 | 3700 | 70.36 | 76.56 | 5 | 1.2
2020 | SOCO_2_FRCC | SOCO | FRCC | Internal | Summer | B5 | 200 | 3700 | 2710.9 | 67.25 | 72.25 | 5 | 0
2020 | SOCO_2_FRCC | SOCO | FRCC | Internal | Summer | B6 | 300 | 3700 | 3700 | 59.51 | 66.06 | 5 | 1.55
2020 | SOCO_2_FRCC | SOCO | FRCC | Internal | Summer | B7 | 400 | 3700 | 2887.1 | 50.51 | 55.51 | 5 | 0
2020 | SOCO_2_FRCC | SOCO | FRCC | Internal | Summer | B8 | 500 | 3700 | 1533.92 | 45.82 | 50.82 | 5 | 0
2020 | SOCO_2_FRCC | SOCO | FRCC | Internal | Summer | B9 | 800 | 3700 | 2229.69 | 43.41 | 48.41 | 5 | 0
2020 | SOCO_2_FRCC | SOCO | FRCC | Internal | Summer | B10 | 1262 | 3700 | 3700 | 41.3 | 46.76 | 5 | 0.47
2020 | SOCO_2_FRCC | SOCO | FRCC | Internal | Winter | B16 | 25 | 3700 | 3700 | 62.61 | 70.31 | 5 | 2.7
2020 | SOCO_2_FRCC | SOCO | FRCC | Internal | Winter | B17 | 100 | 3700 | 1453.19 | 49.1 | 54.1 | 5 | 0
2020 | SOCO_2_FRCC | SOCO | FRCC | Internal | Winter | B18 | 400 | 3700 | 3114.72 | 45.18 | 50.18 | 5 | 0
2020 | SOCO_2_FRCC | SOCO | FRCC | Internal | Winter | B19 | 700 | 3700 | 1632.38 | 45.18 | 50.18 | 5 | 0
2020 | SOCO_2_FRCC | SOCO | FRCC | Internal | Winter | B20 | 935 | 3700 | 0 | 45.18 | 49.73 | 5 | 0
2020 | SOCO_2_VACAR | SOCO | VACAR | Internal | Shoulder | B11 | 25 | 2000 | 0 | 63.7 | 60.2 | 5 | 0
2020 | SOCO_2_VACAR | SOCO | VACAR | Internal | Shoulder | B12 | 200 | 2000 | 0 | 44.53 | 48.99 | 5 | 0
2020 | SOCO_2_VACAR | SOCO | VACAR | Internal | Shoulder | B13 | 600 | 2000 | 0 | 44.08 | 46.64 | 5 | 0
2020 | SOCO_2_VACAR | SOCO | VACAR | Internal | Shoulder | B14 | 900 | 2000 | 0 | 43.41 | 45.98 | 5 | 0
2020 | SOCO_2_VACAR | SOCO | VACAR | Internal | Shoulder | B15 | 1203 | 2000 | 0 | 42.57 | 42.39 | 5 | 0
2020 | SOCO_2_VACAR | SOCO | VACAR | Internal | Summer | B1 | 10 | 2000 | 0 | 71.83 | 73.8 | 5 | 0
2020 | SOCO_2_VACAR | SOCO | VACAR | Internal | Summer | B2 | 25 | 2000 | 0 | 71.71 | 73.8 | 5 | 0
2020 | SOCO_2_VACAR | SOCO | VACAR | Internal | Summer | B3 | 75 | 2000 | 0 | 70.49 | 72.49 | 5 | 0
2020 | SOCO_2_VACAR | SOCO | VACAR | Internal | Summer | B4 | 100 | 2000 | 0 | 70.36 | 70.36 | 5 | 0
2020 | SOCO_2_VACAR | SOCO | VACAR | Internal | Summer | B5 | 200 | 2000 | 0 | 67.25 | 63.75 | 5 | 0
2020 | SOCO_2_VACAR | SOCO | VACAR | Internal | Summer | B6 | 300 | 2000 | 0 | 59.51 | 56.01 | 5 | 0
2020 | SOCO_2_VACAR | SOCO | VACAR | Internal | Summer | B7 | 400 | 2000 | 0 | 50.51 | 47.01 | 5 | 0
2020 | SOCO_2_VACAR | SOCO | VACAR | Internal | Summer | B8 | 500 | 2000 | 0 | 45.82 | 44.05 | 5 | 0
2020 | SOCO_2_VACAR | SOCO | VACAR | Internal | Summer | B9 | 800 | 2000 | 0 | 43.41 | 42.98 | 5 | 0
2020 | SOCO_2_VACAR | SOCO | VACAR | Internal | Summer | B10 | 1262 | 2000 | 0 | 41.3 | 40.67 | 5 | 0
2020 | SOCO_2_VACAR | SOCO | VACAR | Internal | Winter | B16 | 25 | 2000 | 0 | 62.61 | 62.55 | 5 | 0
2020 | SOCO_2_VACAR | SOCO | VACAR | Internal | Winter | B17 | 100 | 2000 | 0 | 49.1 | 50.32 | 5 | 0
2020 | SOCO_2_VACAR | SOCO | VACAR | Internal | Winter | B18 | 400 | 2000 | 0 | 45.18 | 47.33 | 5 | 0
2020 | SOCO_2_VACAR | SOCO | VACAR | Internal | Winter | B19 | 700 | 2000 | 0 | 45.18 | 46.27 | 5 | 0
2020 | SOCO_2_VACAR | SOCO | VACAR | Internal | Winter | B20 | 935 | 2000 | 0 | 45.18 | 43.09 | 5 | 0
2020 | SPP_N_2_ENT | SPP_N | ENT | Internal | Shoulder | B11 | 25 | 9240 | 0 | 58 | 59.7 | 2.5 | 0
2020 | SPP_N_2_ENT | SPP_N | ENT | Internal | Shoulder | B12 | 200 | 9240 | 0 | 42.51 | 42.38 | 2.5 | 0
2020 | SPP_N_2_ENT | SPP_N | ENT | Internal | Shoulder | B13 | 600 | 9240 | 0 | 40.62 | 42.38 | 2.5 | 0
2020 | SPP_N_2_ENT | SPP_N | ENT | Internal | Shoulder | B14 | 900 | 9240 | 0 | 40.53 | 42.38 | 2.5 | 0
2020 | SPP_N_2_ENT | SPP_N | ENT | Internal | Shoulder | B15 | 1203 | 9240 | 2496.19 | 38.2 | 40.7 | 2.5 | 0
2020 | SPP_N_2_ENT | SPP_N | ENT | Internal | Summer | B1 | 10 | 9240 | 0.03 | 65.34 | 67.83 | 2.5 | 0
2020 | SPP_N_2_ENT | SPP_N | ENT | Internal | Summer | B2 | 25 | 9240 | 0.01 | 62.52 | 65.01 | 2.5 | 0
2020 | SPP_N_2_ENT | SPP_N | ENT | Internal | Summer | B3 | 75 | 9240 | 0 | 61.99 | 64.47 | 2.5 | 0
2020 | SPP_N_2_ENT | SPP_N | ENT | Internal | Summer | B4 | 100 | 9240 | 0 | 60.82 | 63.31 | 2.5 | 0
2020 | SPP_N_2_ENT | SPP_N | ENT | Internal | Summer | B5 | 200 | 9240 | 0 | 56.89 | 59.38 | 2.5 | 0
2020 | SPP_N_2_ENT | SPP_N | ENT | Internal | Summer | B6 | 300 | 9240 | 0 | 54.54 | 55.03 | 2.5 | 0
2020 | SPP_N_2_ENT | SPP_N | ENT | Internal | Summer | B7 | 400 | 9240 | 751.47 | 43.51 | 46.01 | 2.5 | 0
2020 | SPP_N_2_ENT | SPP_N | ENT | Internal | Summer | B8 | 500 | 9240 | 0 | 39.65 | 41.82 | 2.5 | 0
2020 | SPP_N_2_ENT | SPP_N | ENT | Internal | Summer | B9 | 800 | 9240 | 550.56 | 38.38 | 40.88 | 2.5 | 0
2020 | SPP_N_2_ENT | SPP_N | ENT | Internal | Summer | B10 | 1262 | 9240 | 3612.11 | 36.88 | 39.38 | 2.5 | 0
2020 | SPP_N_2_ENT | SPP_N | ENT | Internal | Winter | B16 | 25 | 9240 | 3110.95 | 51.55 | 54.05 | 2.5 | 0
2020 | SPP_N_2_ENT | SPP_N | ENT | Internal | Winter | B17 | 100 | 9240 | 0 | 43.49 | 45.1 | 2.5 | 0
2020 | SPP_N_2_ENT | SPP_N | ENT | Internal | Winter | B18 | 400 | 9240 | 2661.14 | 41.2 | 43.7 | 2.5 | 0
2020 | SPP_N_2_ENT | SPP_N | ENT | Internal | Winter | B19 | 700 | 9240 | 3002.24 | 40.81 | 43.31 | 2.5 | 0
2020 | SPP_N_2_ENT | SPP_N | ENT | Internal | Winter | B20 | 935 | 9240 | 5991.4 | 39.32 | 41.82 | 2.5 | 0
2020 | SPP_N_2_MISO_MO-IL | SPP_N | MISO_MO-IL | Internal | Shoulder | B11 | 25 | 2263 | 0 | 58 | 58 | 2.5 | 0
2020 | SPP_N_2_MISO_MO-IL | SPP_N | MISO_MO-IL | Internal | Shoulder | B12 | 200 | 2263 | 797.68 | 42.51 | 45.01 | 2.5 | 0
2020 | SPP_N_2_MISO_MO-IL | SPP_N | MISO_MO-IL | Internal | Shoulder | B13 | 600 | 2263 | 61.98 | 40.62 | 43.12 | 2.5 | 0
2020 | SPP_N_2_MISO_MO-IL | SPP_N | MISO_MO-IL | Internal | Shoulder | B14 | 900 | 2263 | 0 | 40.53 | 41.88 | 2.5 | 0
2020 | SPP_N_2_MISO_MO-IL | SPP_N | MISO_MO-IL | Internal | Shoulder | B15 | 1203 | 2263 | 0 | 38.2 | 38.31 | 2.5 | 0
2020 | SPP_N_2_MISO_MO-IL | SPP_N | MISO_MO-IL | Internal | Summer | B1 | 10 | 2263 | 0 | 65.34 | 66.54 | 2.5 | 0
2020 | SPP_N_2_MISO_MO-IL | SPP_N | MISO_MO-IL | Internal | Summer | B2 | 25 | 2263 | 0 | 62.52 | 64.53 | 2.5 | 0
2020 | SPP_N_2_MISO_MO-IL | SPP_N | MISO_MO-IL | Internal | Summer | B3 | 75 | 2263 | 0 | 61.99 | 61.99 | 2.5 | 0
2020 | SPP_N_2_MISO_MO-IL | SPP_N | MISO_MO-IL | Internal | Summer | B4 | 100 | 2263 | 0 | 60.82 | 61.86 | 2.5 | 0
2020 | SPP_N_2_MISO_MO-IL | SPP_N | MISO_MO-IL | Internal | Summer | B5 | 200 | 2263 | 0 | 56.89 | 58.75 | 2.5 | 0
2020 | SPP_N_2_MISO_MO-IL | SPP_N | MISO_MO-IL | Internal | Summer | B6 | 300 | 2263 | 0 | 54.54 | 51.03 | 2.5 | 0
2020 | SPP_N_2_MISO_MO-IL | SPP_N | MISO_MO-IL | Internal | Summer | B7 | 400 | 2263 | 0 | 43.51 | 42.01 | 2.5 | 0
2020 | SPP_N_2_MISO_MO-IL | SPP_N | MISO_MO-IL | Internal | Summer | B8 | 500 | 2263 | 0 | 39.65 | 38.99 | 2.5 | 0
2020 | SPP_N_2_MISO_MO-IL | SPP_N | MISO_MO-IL | Internal | Summer | B9 | 800 | 2263 | 0 | 38.38 | 36.88 | 2.5 | 0
2020 | SPP_N_2_MISO_MO-IL | SPP_N | MISO_MO-IL | Internal | Summer | B10 | 1262 | 2263 | 0 | 36.88 | 36 | 2.5 | 0
2020 | SPP_N_2_MISO_MO-IL | SPP_N | MISO_MO-IL | Internal | Winter | B16 | 25 | 2263 | 614.19 | 51.55 | 54.05 | 2.5 | 0
2020 | SPP_N_2_MISO_MO-IL | SPP_N | MISO_MO-IL | Internal | Winter | B17 | 100 | 2263 | 0 | 43.49 | 45.98 | 2.5 | 0
2020 | SPP_N_2_MISO_MO-IL | SPP_N | MISO_MO-IL | Internal | Winter | B18 | 400 | 2263 | 0 | 41.2 | 43.32 | 2.5 | 0
2020 | SPP_N_2_MISO_MO-IL | SPP_N | MISO_MO-IL | Internal | Winter | B19 | 700 | 2263 | 0 | 40.81 | 42.25 | 2.5 | 0
2020 | SPP_N_2_MISO_MO-IL | SPP_N | MISO_MO-IL | Internal | Winter | B20 | 935 | 2263 | 0 | 39.32 | 38.24 | 2.5 | 0
2020 | SPP_N_2_MISO_W | SPP_N | MISO_W | Internal | Shoulder | B11 | 25 | 750 | 0 | 58 | 57.99 | 2.5 | 0
2020 | SPP_N_2_MISO_W | SPP_N | MISO_W | Internal | Shoulder | B12 | 200 | 750 | 0 | 42.51 | 44.99 | 2.5 | 0
2020 | SPP_N_2_MISO_W | SPP_N | MISO_W | Internal | Shoulder | B13 | 600 | 750 | 0 | 40.62 | 43.1 | 2.5 | 0
2020 | SPP_N_2_MISO_W | SPP_N | MISO_W | Internal | Shoulder | B14 | 900 | 750 | 0 | 40.53 | 41.89 | 2.5 | 0
2020 | SPP_N_2_MISO_W | SPP_N | MISO_W | Internal | Shoulder | B15 | 1203 | 750 | 0 | 38.2 | 38.33 | 2.5 | 0
2020 | SPP_N_2_MISO_W | SPP_N | MISO_W | Internal | Summer | B1 | 10 | 750 | 0 | 65.34 | 66.54 | 2.5 | 0
2020 | SPP_N_2_MISO_W | SPP_N | MISO_W | Internal | Summer | B2 | 25 | 750 | 0 | 62.52 | 64.52 | 2.5 | 0
2020 | SPP_N_2_MISO_W | SPP_N | MISO_W | Internal | Summer | B3 | 75 | 750 | 0 | 61.99 | 61.97 | 2.5 | 0
2020 | SPP_N_2_MISO_W | SPP_N | MISO_W | Internal | Summer | B4 | 100 | 750 | 0 | 60.82 | 61.85 | 2.5 | 0
2020 | SPP_N_2_MISO_W | SPP_N | MISO_W | Internal | Summer | B5 | 200 | 750 | 0 | 56.89 | 58.75 | 2.5 | 0
2020 | SPP_N_2_MISO_W | SPP_N | MISO_W | Internal | Summer | B6 | 300 | 750 | 0 | 54.54 | 51.04 | 2.5 | 0
2020 | SPP_N_2_MISO_W | SPP_N | MISO_W | Internal | Summer | B7 | 400 | 750 | 0 | 43.51 | 42.01 | 2.5 | 0
2020 | SPP_N_2_MISO_W | SPP_N | MISO_W | Internal | Summer | B8 | 500 | 750 | 0 | 39.65 | 38.99 | 2.5 | 0
2020 | SPP_N_2_MISO_W | SPP_N | MISO_W | Internal | Summer | B9 | 800 | 750 | 0 | 38.38 | 36.89 | 2.5 | 0
2020 | SPP_N_2_MISO_W | SPP_N | MISO_W | Internal | Summer | B10 | 1262 | 750 | 0 | 36.88 | 35.99 | 2.5 | 0
2020 | SPP_N_2_MISO_W | SPP_N | MISO_W | Internal | Winter | B16 | 25 | 750 | 0.01 | 51.55 | 54.04 | 2.5 | 0
2020 | SPP_N_2_MISO_W | SPP_N | MISO_W | Internal | Winter | B17 | 100 | 750 | 0 | 43.49 | 45.98 | 2.5 | 0
2020 | SPP_N_2_MISO_W | SPP_N | MISO_W | Internal | Winter | B18 | 400 | 750 | 0 | 41.2 | 43.33 | 2.5 | 0
2020 | SPP_N_2_MISO_W | SPP_N | MISO_W | Internal | Winter | B19 | 700 | 750 | 0 | 40.81 | 42.26 | 2.5 | 0
2020 | SPP_N_2_MISO_W | SPP_N | MISO_W | Internal | Winter | B20 | 935 | 750 | 0 | 39.32 | 38.25 | 2.5 | 0
2020 | SPP_N_2_NE | SPP_N | NE | Internal | Shoulder | B11 | 25 | 11328 | 0 | 58 | 57.99 | 0.01 | 0
2020 | SPP_N_2_NE | SPP_N | NE | Internal | Shoulder | B12 | 200 | 11328 | 0 | 42.51 | 42.49 | 0.01 | 0
2020 | SPP_N_2_NE | SPP_N | NE | Internal | Shoulder | B13 | 600 | 11328 | 0 | 40.62 | 40.6 | 0.01 | 0
2020 | SPP_N_2_NE | SPP_N | NE | Internal | Shoulder | B14 | 900 | 11328 | 0 | 40.53 | 40.51 | 0.01 | 0
2020 | SPP_N_2_NE | SPP_N | NE | Internal | Shoulder | B15 | 1203 | 11328 | 0 | 38.2 | 38.19 | 0.01 | 0
2020 | SPP_N_2_NE | SPP_N | NE | Internal | Summer | B1 | 10 | 11328 | 0.02 | 65.34 | 65.33 | 0.01 | 0
2020 | SPP_N_2_NE | SPP_N | NE | Internal | Summer | B2 | 25 | 11328 | 0 | 62.52 | 62.51 | 0.01 | 0
2020 | SPP_N_2_NE | SPP_N | NE | Internal | Summer | B3 | 75 | 11328 | 0 | 61.99 | 61.97 | 0.01 | 0
2020 | SPP_N_2_NE | SPP_N | NE | Internal | Summer | B4 | 100 | 11328 | 0 | 60.82 | 60.81 | 0.01 | 0
2020 | SPP_N_2_NE | SPP_N | NE | Internal | Summer | B5 | 200 | 11328 | 0 | 56.89 | 56.88 | 0.01 | 0
2020 | SPP_N_2_NE | SPP_N | NE | Internal | Summer | B6 | 300 | 11328 | 0 | 54.54 | 54.53 | 0.01 | 0
2020 | SPP_N_2_NE | SPP_N | NE | Internal | Summer | B7 | 400 | 11328 | 0 | 43.51 | 43.5 | 0.01 | 0
2020 | SPP_N_2_NE | SPP_N | NE | Internal | Summer | B8 | 500 | 11328 | 0 | 39.65 | 39.64 | 0.01 | 0
2020 | SPP_N_2_NE | SPP_N | NE | Internal | Summer | B9 | 800 | 11328 | 0 | 38.38 | 38.37 | 0.01 | 0
2020 | SPP_N_2_NE | SPP_N | NE | Internal | Summer | B10 | 1262 | 11328 | 0 | 36.88 | 36.87 | 0.01 | 0
2020 | SPP_N_2_NE | SPP_N | NE | Internal | Winter | B16 | 25 | 11328 | 0 | 51.55 | 51.54 | 0.01 | 0
2020 | SPP_N_2_NE | SPP_N | NE | Internal | Winter | B17 | 100 | 11328 | 0 | 43.49 | 43.48 | 0.01 | 0
2020 | SPP_N_2_NE | SPP_N | NE | Internal | Winter | B18 | 400 | 11328 | 0 | 41.2 | 41.18 | 0.01 | 0
2020 | SPP_N_2_NE | SPP_N | NE | Internal | Winter | B19 | 700 | 11328 | 0 | 40.81 | 40.79 | 0.01 | 0
2020 | SPP_N_2_NE | SPP_N | NE | Internal | Winter | B20 | 935 | 11328 | 0 | 39.32 | 39.31 | 0.01 | 0
2020 | SPP_N_2_SPP_S | SPP_N | SPP_S | Internal | Shoulder | B11 | 25 | 5571 | 1973.07 | 58 | 58.01 | 0.01 | 0
2020 | SPP_N_2_SPP_S | SPP_N | SPP_S | Internal | Shoulder | B12 | 200 | 5571 | 374.54 | 42.51 | 42.52 | 0.01 | 0
2020 | SPP_N_2_SPP_S | SPP_N | SPP_S | Internal | Shoulder | B13 | 600 | 5571 | 3990.52 | 40.62 | 40.63 | 0.01 | 0
2020 | SPP_N_2_SPP_S | SPP_N | SPP_S | Internal | Shoulder | B14 | 900 | 5571 | 5488.87 | 40.53 | 40.54 | 0.01 | 0
2020 | SPP_N_2_SPP_S | SPP_N | SPP_S | Internal | Shoulder | B15 | 1203 | 5571 | 5571 | 38.2 | 40.03 | 0.01 | 1.82
2020 | SPP_N_2_SPP_S | SPP_N | SPP_S | Internal | Summer | B1 | 10 | 5571 | 0.02 | 65.34 | 65.33 | 0.01 | 0
2020 | SPP_N_2_SPP_S | SPP_N | SPP_S | Internal | Summer | B2 | 25 | 5571 | 0 | 62.52 | 62.51 | 0.01 | 0
2020 | SPP_N_2_SPP_S | SPP_N | SPP_S | Internal | Summer | B3 | 75 | 5571 | 0 | 61.99 | 61.97 | 0.01 | 0
2020 | SPP_N_2_SPP_S | SPP_N | SPP_S | Internal | Summer | B4 | 100 | 5571 | 0 | 60.82 | 60.81 | 0.01 | 0
2020 | SPP_N_2_SPP_S | SPP_N | SPP_S | Internal | Summer | B5 | 200 | 5571 | 0 | 56.89 | 56.88 | 0.01 | 0
2020 | SPP_N_2_SPP_S | SPP_N | SPP_S | Internal | Summer | B6 | 300 | 5571 | 3648.25 | 54.54 | 54.56 | 0.01 | 0
2020 | SPP_N_2_SPP_S | SPP_N | SPP_S | Internal | Summer | B7 | 400 | 5571 | 3972.26 | 43.51 | 43.52 | 0.01 | 0
2020 | SPP_N_2_SPP_S | SPP_N | SPP_S | Internal | Summer | B8 | 500 | 5571 | 5571 | 39.65 | 40.35 | 0.01 | 0.69
2020 | SPP_N_2_SPP_S | SPP_N | SPP_S | Internal | Summer | B9 | 800 | 5571 | 5571 | 38.38 | 39.22 | 0.01 | 0.83
2020 | SPP_N_2_SPP_S | SPP_N | SPP_S | Internal | Summer | B10 | 1262 | 5571 | 5571 | 36.88 | 39.14 | 0.01 | 2.24
2020 | SPP_N_2_SPP_S | SPP_N | SPP_S | Internal | Winter | B16 | 25 | 5571 | 660.13 | 51.55 | 51.56 | 0.01 | 0
2020 | SPP_N_2_SPP_S | SPP_N | SPP_S | Internal | Winter | B17 | 100 | 5571 | 2055.33 | 43.49 | 43.5 | 0.01 | 0
2020 | SPP_N_2_SPP_S | SPP_N | SPP_S | Internal | Winter | B18 | 400 | 5571 | 5571 | 41.2 | 43.29 | 0.01 | 2.09
2020 | SPP_N_2_SPP_S | SPP_N | SPP_S | Internal | Winter | B19 | 700 | 5571 | 5276.04 | 40.81 | 40.82 | 0.01 | 0
2020 | SPP_N_2_SPP_S | SPP_N | SPP_S | Internal | Winter | B20 | 935 | 5571 | 5571 | 39.32 | 39.38 | 0.01 | 0.04
2020 | SPP_S_2_ENT | SPP_S | ENT | Internal | Shoulder | B11 | 25 | 5132 | 0 | 58.01 | 59.7 | 2.5 | 0
2020 | SPP_S_2_ENT | SPP_S | ENT | Internal | Shoulder | B12 | 200 | 5132 | 0 | 42.52 | 42.38 | 2.5 | 0
2020 | SPP_S_2_ENT | SPP_S | ENT | Internal | Shoulder | B13 | 600 | 5132 | 0 | 40.63 | 42.38 | 2.5 | 0
2020 | SPP_S_2_ENT | SPP_S | ENT | Internal | Shoulder | B14 | 900 | 5132 | 0 | 40.54 | 42.38 | 2.5 | 0
2020 | SPP_S_2_ENT | SPP_S | ENT | Internal | Shoulder | B15 | 1203 | 5132 | 0 | 40.03 | 40.7 | 2.5 | 0
2020 | SPP_S_2_ENT | SPP_S | ENT | Internal | Summer | B1 | 10 | 5132 | 2758.25 | 65.33 | 67.83 | 2.5 | 0
2020 | SPP_S_2_ENT | SPP_S | ENT | Internal | Summer | B2 | 25 | 5132 | 2339.95 | 62.51 | 65.01 | 2.5 | 0
2020 | SPP_S_2_ENT | SPP_S | ENT | Internal | Summer | B3 | 75 | 5132 | 1509.8 | 61.97 | 64.47 | 2.5 | 0
2020 | SPP_S_2_ENT | SPP_S | ENT | Internal | Summer | B4 | 100 | 5132 | 1632.84 | 60.81 | 63.31 | 2.5 | 0
2020 | SPP_S_2_ENT | SPP_S | ENT | Internal | Summer | B5 | 200 | 5132 | 609.73 | 56.88 | 59.38 | 2.5 | 0
2020 | SPP_S_2_ENT | SPP_S | ENT | Internal | Summer | B6 | 300 | 5132 | 0 | 54.56 | 55.03 | 2.5 | 0
2020 | SPP_S_2_ENT | SPP_S | ENT | Internal | Summer | B7 | 400 | 5132 | 0 | 43.52 | 46.01 | 2.5 | 0
2020 | SPP_S_2_ENT | SPP_S | ENT | Internal | Summer | B8 | 500 | 5132 | 0 | 40.35 | 41.82 | 2.5 | 0
2020 | SPP_S_2_ENT | SPP_S | ENT | Internal | Summer | B9 | 800 | 5132 | 0 | 39.22 | 40.88 | 2.5 | 0
2020 | SPP_S_2_ENT | SPP_S | ENT | Internal | Summer | B10 | 1262 | 5132 | 0 | 39.14 | 39.38 | 2.5 | 0
2020 | SPP_S_2_ENT | SPP_S | ENT | Internal | Winter | B16 | 25 | 5132 | 0.01 | 51.56 | 54.05 | 2.5 | 0
2020 | SPP_S_2_ENT | SPP_S | ENT | Internal | Winter | B17 | 100 | 5132 | 0 | 43.5 | 45.1 | 2.5 | 0
2020 | SPP_S_2_ENT | SPP_S | ENT | Internal | Winter | B18 | 400 | 5132 | 0 | 43.29 | 43.7 | 2.5 | 0
2020 | SPP_S_2_ENT | SPP_S | ENT | Internal | Winter | B19 | 700 | 5132 | 0 | 40.82 | 43.31 | 2.5 | 0
2020 | SPP_S_2_ENT | SPP_S | ENT | Internal | Winter | B20 | 935 | 5132 | 0 | 39.38 | 41.82 | 2.5 | 0
2020 | SPP_S_2_SPP_N | SPP_S | SPP_N | Internal | Shoulder | B11 | 25 | 2211 | 0 | 58.01 | 58 | 0.01 | 0
2020 | SPP_S_2_SPP_N | SPP_S | SPP_N | Internal | Shoulder | B12 | 200 | 2211 | 0 | 42.52 | 42.51 | 0.01 | 0
2020 | SPP_S_2_SPP_N | SPP_S | SPP_N | Internal | Shoulder | B13 | 600 | 2211 | 0 | 40.63 | 40.62 | 0.01 | 0
2020 | SPP_S_2_SPP_N | SPP_S | SPP_N | Internal | Shoulder | B14 | 900 | 2211 | 0 | 40.54 | 40.53 | 0.01 | 0
2020 | SPP_S_2_SPP_N | SPP_S | SPP_N | Internal | Shoulder | B15 | 1203 | 2211 | 0 | 40.03 | 38.2 | 0.01 | 0
2020 | SPP_S_2_SPP_N | SPP_S | SPP_N | Internal | Summer | B1 | 10 | 2211 | 1779.69 | 65.33 | 65.34 | 0.01 | 0
2020 | SPP_S_2_SPP_N | SPP_S | SPP_N | Internal | Summer | B2 | 25 | 2211 | 679.9 | 62.51 | 62.52 | 0.01 | 0
2020 | SPP_S_2_SPP_N | SPP_S | SPP_N | Internal | Summer | B3 | 75 | 2211 | 1311.17 | 61.97 | 61.99 | 0.01 | 0
2020 | SPP_S_2_SPP_N | SPP_S | SPP_N | Internal | Summer | B4 | 100 | 2211 | 1440.34 | 60.81 | 60.82 | 0.01 | 0
2020 | SPP_S_2_SPP_N | SPP_S | SPP_N | Internal | Summer | B5 | 200 | 2211 | 910.67 | 56.88 | 56.89 | 0.01 | 0
2020 | SPP_S_2_SPP_N | SPP_S | SPP_N | Internal | Summer | B6 | 300 | 2211 | 0 | 54.56 | 54.54 | 0.01 | 0
2020 | SPP_S_2_SPP_N | SPP_S | SPP_N | Internal | Summer | B7 | 400 | 2211 | 0 | 43.52 | 43.51 | 0.01 | 0
2020 | SPP_S_2_SPP_N | SPP_S | SPP_N | Internal | Summer | B8 | 500 | 2211 | 0 | 40.35 | 39.65 | 0.01 | 0
2020 | SPP_S_2_SPP_N | SPP_S | SPP_N | Internal | Summer | B9 | 800 | 2211 | 0 | 39.22 | 38.38 | 0.01 | 0
2020 | SPP_S_2_SPP_N | SPP_S | SPP_N | Internal | Summer | B10 | 1262 | 2211 | 0 | 39.14 | 36.88 | 0.01 | 0
2020 | SPP_S_2_SPP_N | SPP_S | SPP_N | Internal | Winter | B16 | 25 | 2211 | 0 | 51.56 | 51.55 | 0.01 | 0
2020 | SPP_S_2_SPP_N | SPP_S | SPP_N | Internal | Winter | B17 | 100 | 2211 | 0 | 43.5 | 43.49 | 0.01 | 0
2020 | SPP_S_2_SPP_N | SPP_S | SPP_N | Internal | Winter | B18 | 400 | 2211 | 0 | 43.29 | 41.2 | 0.01 | 0
2020 | SPP_S_2_SPP_N | SPP_S | SPP_N | Internal | Winter | B19 | 700 | 2211 | 0 | 40.82 | 40.81 | 0.01 | 0
2020 | SPP_S_2_SPP_N | SPP_S | SPP_N | Internal | Winter | B20 | 935 | 2211 | 0 | 39.38 | 39.32 | 0.01 | 0
2020 | TVA_2_ENT | TVA | ENT | Internal | Shoulder | B11 | 25 | 500 | 0 | 58.65 | 59.7 | 4.5 | 0
2020 | TVA_2_ENT | TVA | ENT | Internal | Shoulder | B12 | 200 | 500 | 0 | 44 | 42.38 | 4.5 | 0
2020 | TVA_2_ENT | TVA | ENT | Internal | Shoulder | B13 | 600 | 500 | 0 | 42.21 | 42.38 | 4.5 | 0
2020 | TVA_2_ENT | TVA | ENT | Internal | Shoulder | B14 | 900 | 500 | 0 | 42.21 | 42.38 | 4.5 | 0
2020 | TVA_2_ENT | TVA | ENT | Internal | Shoulder | B15 | 1203 | 500 | 0 | 42.21 | 40.7 | 4.5 | 0
2020 | TVA_2_ENT | TVA | ENT | Internal | Summer | B1 | 10 | 500 | 0 | 70.55 | 67.83 | 4.5 | 0
2020 | TVA_2_ENT | TVA | ENT | Internal | Summer | B2 | 25 | 500 | 0 | 68.54 | 65.01 | 4.5 | 0
2020 | TVA_2_ENT | TVA | ENT | Internal | Summer | B3 | 75 | 500 | 0 | 66 | 64.47 | 4.5 | 0
2020 | TVA_2_ENT | TVA | ENT | Internal | Summer | B4 | 100 | 500 | 0 | 65.87 | 63.31 | 4.5 | 0
2020 | TVA_2_ENT | TVA | ENT | Internal | Summer | B5 | 200 | 500 | 0 | 62.74 | 59.38 | 4.5 | 0
2020 | TVA_2_ENT | TVA | ENT | Internal | Summer | B6 | 300 | 500 | 497.2 | 50.53 | 55.03 | 4.5 | 0
2020 | TVA_2_ENT | TVA | ENT | Internal | Summer | B7 | 400 | 500 | 31.48 | 41.51 | 46.01 | 4.5 | 0
2020 | TVA_2_ENT | TVA | ENT | Internal | Summer | B8 | 500 | 500 | 0 | 40.88 | 41.82 | 4.5 | 0
2020 | TVA_2_ENT | TVA | ENT | Internal | Summer | B9 | 800 | 500 | 0 | 40.88 | 40.88 | 4.5 | 0
2020 | TVA_2_ENT | TVA | ENT | Internal | Summer | B10 | 1262 | 500 | 0 | 36.8 | 39.38 | 4.5 | 0
2020 | TVA_2_ENT | TVA | ENT | Internal | Winter | B16 | 25 | 500 | 0 | 58.06 | 54.05 | 4.5 | 0
2020 | TVA_2_ENT | TVA | ENT | Internal | Winter | B17 | 100 | 500 | 0 | 46.75 | 45.1 | 4.5 | 0
2020 | TVA_2_ENT | TVA | ENT | Internal | Winter | B18 | 400 | 500 | 0 | 42.22 | 43.7 | 4.5 | 0
2020 | TVA_2_ENT | TVA | ENT | Internal | Winter | B19 | 700 | 500 | 0 | 42.22 | 43.31 | 4.5 | 0
2020 | TVA_2_ENT | TVA | ENT | Internal | Winter | B20 | 935 | 500 | 0 | 41.89 | 41.82 | 4.5 | 0
2020 | TVA_2_NonRTO_Midwest | TVA | NonRTO_Midwest | Internal | Shoulder | B11 | 25 | 100 | 0 | 58.65 | 61.99 | 4.5 | 0
2020 | TVA_2_NonRTO_Midwest | TVA | NonRTO_Midwest | Internal | Shoulder | B12 | 200 | 100 | 100 | 44 | 49.02 | 4.5 | 0.52
2020 | TVA_2_NonRTO_Midwest | TVA | NonRTO_Midwest | Internal | Shoulder | B13 | 600 | 100 | 100 | 42.21 | 47.12 | 4.5 | 0.42
2020 | TVA_2_NonRTO_Midwest | TVA | NonRTO_Midwest | Internal | Shoulder | B14 | 900 | 100 | 0 | 42.21 | 43.88 | 4.5 | 0
2020 | TVA_2_NonRTO_Midwest | TVA | NonRTO_Midwest | Internal | Shoulder | B15 | 1203 | 100 | 0 | 42.21 | 38.19 | 4.5 | 0
2020 | TVA_2_NonRTO_Midwest | TVA | NonRTO_Midwest | Internal | Summer | B1 | 10 | 100 | 0 | 70.55 | 69.15 | 4.5 | 0
2020 | TVA_2_NonRTO_Midwest | TVA | NonRTO_Midwest | Internal | Summer | B2 | 25 | 100 | 0 | 68.54 | 68.54 | 4.5 | 0
2020 | TVA_2_NonRTO_Midwest | TVA | NonRTO_Midwest | Internal | Summer | B3 | 75 | 100 | 0 | 66 | 66 | 4.5 | 0
2020 | TVA_2_NonRTO_Midwest | TVA | NonRTO_Midwest | Internal | Summer | B4 | 100 | 100 | 0 | 65.87 | 65.87 | 4.5 | 0
2020 | TVA_2_NonRTO_Midwest | TVA | NonRTO_Midwest | Internal | Summer | B5 | 200 | 100 | 0 | 62.74 | 62.77 | 4.5 | 0
2020 | TVA_2_NonRTO_Midwest | TVA | NonRTO_Midwest | Internal | Summer | B6 | 300 | 100 | 0 | 50.53 | 55.02 | 4.5 | 0
2020 | TVA_2_NonRTO_Midwest | TVA | NonRTO_Midwest | Internal | Summer | B7 | 400 | 100 | 20.09 | 41.51 | 46.01 | 4.5 | 0
2020 | TVA_2_NonRTO_Midwest | TVA | NonRTO_Midwest | Internal | Summer | B8 | 500 | 100 | 0 | 40.88 | 42.99 | 4.5 | 0
2020 | TVA_2_NonRTO_Midwest | TVA | NonRTO_Midwest | Internal | Summer | B9 | 800 | 100 | 0 | 40.88 | 37 | 4.5 | 0
2020 | TVA_2_NonRTO_Midwest | TVA | NonRTO_Midwest | Internal | Summer | B10 | 1262 | 100 | 0 | 36.8 | 35.13 | 4.5 | 0
2020 | TVA_2_NonRTO_Midwest | TVA | NonRTO_Midwest | Internal | Winter | B16 | 25 | 100 | 0 | 58.06 | 58.06 | 4.5 | 0
2020 | TVA_2_NonRTO_Midwest | TVA | NonRTO_Midwest | Internal | Winter | B17 | 100 | 100 | 0 | 46.75 | 49.99 | 4.5 | 0
2020 | TVA_2_NonRTO_Midwest | TVA | NonRTO_Midwest | Internal | Winter | B18 | 400 | 100 | 100 | 42.22 | 47.33 | 4.5 | 0.62
2020 | TVA_2_NonRTO_Midwest | TVA | NonRTO_Midwest | Internal | Winter | B19 | 700 | 100 | 0 | 42.22 | 44.94 | 4.5 | 0
2020 | TVA_2_NonRTO_Midwest | TVA | NonRTO_Midwest | Internal | Winter | B20 | 935 | 100 | 0 | 41.89 | 37.88 | 4.5 | 0
2020 | TVA_2_SOCO | TVA | SOCO | Internal | Shoulder | B11 | 25 | 500 | 500 | 58.65 | 63.7 | 4.5 | 0.55
2020 | TVA_2_SOCO | TVA | SOCO | Internal | Shoulder | B12 | 200 | 500 | 0 | 44 | 44.53 | 4.5 | 0
2020 | TVA_2_SOCO | TVA | SOCO | Internal | Shoulder | B13 | 600 | 500 | 0 | 42.21 | 44.08 | 4.5 | 0
2020 | TVA_2_SOCO | TVA | SOCO | Internal | Shoulder | B14 | 900 | 500 | 0 | 42.21 | 43.41 | 4.5 | 0
2020 | TVA_2_SOCO | TVA | SOCO | Internal | Shoulder | B15 | 1203 | 500 | 0 | 42.21 | 42.57 | 4.5 | 0
2020 | TVA_2_SOCO | TVA | SOCO | Internal | Summer | B1 | 10 | 500 | 0 | 70.55 | 71.83 | 4.5 | 0
2020 | TVA_2_SOCO | TVA | SOCO | Internal | Summer | B2 | 25 | 500 | 0 | 68.54 | 71.71 | 4.5 | 0
2020 | TVA_2_SOCO | TVA | SOCO | Internal | Summer | B3 | 75 | 500 | 0 | 66 | 70.49 | 4.5 | 0
2020 | TVA_2_SOCO | TVA | SOCO | Internal | Summer | B4 | 100 | 500 | 0 | 65.87 | 70.36 | 4.5 | 0
2020 | TVA_2_SOCO | TVA | SOCO | Internal | Summer | B5 | 200 | 500 | 500 | 62.74 | 67.25 | 4.5 | 0.02
2020 | TVA_2_SOCO | TVA | SOCO | Internal | Summer | B6 | 300 | 500 | 500 | 50.53 | 59.51 | 4.5 | 4.48
2020 | TVA_2_SOCO | TVA | SOCO | Internal | Summer | B7 | 400 | 500 | 500 | 41.51 | 50.51 | 4.5 | 4.5
2020 | TVA_2_SOCO | TVA | SOCO | Internal | Summer | B8 | 500 | 500 | 500 | 40.88 | 45.82 | 4.5 | 0.44
2020 | TVA_2_SOCO | TVA | SOCO | Internal | Summer | B9 | 800 | 500 | 0 | 40.88 | 43.41 | 4.5 | 0
2020 | TVA_2_SOCO | TVA | SOCO | Internal | Summer | B10 | 1262 | 500 | 99.65 | 36.8 | 41.3 | 4.5 | 0
2020 | TVA_2_SOCO | TVA | SOCO | Internal | Winter | B16 | 25 | 500 | 500 | 58.06 | 62.61 | 4.5 | 0.05
2020 | TVA_2_SOCO | TVA | SOCO | Internal | Winter | B17 | 100 | 500 | 0 | 46.75 | 49.1 | 4.5 | 0
2020 | TVA_2_SOCO | TVA | SOCO | Internal | Winter | B18 | 400 | 500 | 0 | 42.22 | 45.18 | 4.5 | 0
2020 | TVA_2_SOCO | TVA | SOCO | Internal | Winter | B19 | 700 | 500 | 0 | 42.22 | 45.18 | 4.5 | 0
2020 | TVA_2_SOCO | TVA | SOCO | Internal | Winter | B20 | 935 | 500 | 0 | 41.89 | 45.18 | 4.5 | 0
2020 | TVA_2_VACAR | TVA | VACAR | Internal | Shoulder | B11 | 25 | 150 | 0 | 58.65 | 60.2 | 4.5 | 0
2020 | TVA_2_VACAR | TVA | VACAR | Internal | Shoulder | B12 | 200 | 150 | 150 | 44 | 48.99 | 4.5 | 0.5
2020 | TVA_2_VACAR | TVA | VACAR | Internal | Shoulder | B13 | 600 | 150 | 0 | 42.21 | 46.64 | 4.5 | 0
2020 | TVA_2_VACAR | TVA | VACAR | Internal | Shoulder | B14 | 900 | 150 | 0 | 42.21 | 45.98 | 4.5 | 0
2020 | TVA_2_VACAR | TVA | VACAR | Internal | Shoulder | B15 | 1203 | 150 | 0 | 42.21 | 42.39 | 4.5 | 0
2020 | TVA_2_VACAR | TVA | VACAR | Internal | Summer | B1 | 10 | 150 | 0 | 70.55 | 73.8 | 4.5 | 0
2020 | TVA_2_VACAR | TVA | VACAR | Internal | Summer | B2 | 25 | 150 | 150 | 68.54 | 73.8 | 4.5 | 0.76
2020 | TVA_2_VACAR | TVA | VACAR | Internal | Summer | B3 | 75 | 150 | 150 | 66 | 72.49 | 4.5 | 1.99
2020 | TVA_2_VACAR | TVA | VACAR | Internal | Summer | B4 | 100 | 150 | 0 | 65.87 | 70.36 | 4.5 | 0
2020 | TVA_2_VACAR | TVA | VACAR | Internal | Summer | B5 | 200 | 150 | 0 | 62.74 | 63.75 | 4.5 | 0
2020 | TVA_2_VACAR | TVA | VACAR | Internal | Summer | B6 | 300 | 150 | 150 | 50.53 | 56.01 | 4.5 | 0.98
2020 | TVA_2_VACAR | TVA | VACAR | Internal | Summer | B7 | 400 | 150 | 150 | 41.51 | 47.01 | 4.5 | 1
2020 | TVA_2_VACAR | TVA | VACAR | Internal | Summer | B8 | 500 | 150 | 0 | 40.88 | 44.05 | 4.5 | 0
2020 | TVA_2_VACAR | TVA | VACAR | Internal | Summer | B9 | 800 | 150 | 0 | 40.88 | 42.98 | 4.5 | 0
2020 | TVA_2_VACAR | TVA | VACAR | Internal | Summer | B10 | 1262 | 150 | 0 | 36.8 | 40.67 | 4.5 | 0
2020 | TVA_2_VACAR | TVA | VACAR | Internal | Winter | B16 | 25 | 150 | 0.01 | 58.06 | 62.55 | 4.5 | 0
2020 | TVA_2_VACAR | TVA | VACAR | Internal | Winter | B17 | 100 | 150 | 0 | 46.75 | 50.32 | 4.5 | 0
2020 | TVA_2_VACAR | TVA | VACAR | Internal | Winter | B18 | 400 | 150 | 150 | 42.22 | 47.33 | 4.5 | 0.62
2020 | TVA_2_VACAR | TVA | VACAR | Internal | Winter | B19 | 700 | 150 | 0 | 42.22 | 46.27 | 4.5 | 0
2020 | TVA_2_VACAR | TVA | VACAR | Internal | Winter | B20 | 935 | 150 | 0 | 41.89 | 43.09 | 4.5 | 0
2020 | TVA_Transmission_2_NonRTO_Midwest | TVA_Transmission | NonRTO_Midwest | Internal | Shoulder | B11 | 25 | 700 | 0 | 59.67 | 61.99 | 4.5 | 0
2020 | TVA_Transmission_2_NonRTO_Midwest | TVA_Transmission | NonRTO_Midwest | Internal | Shoulder | B12 | 200 | 700 | 0 | 45.78 | 49.02 | 4.5 | 0
2020 | TVA_Transmission_2_NonRTO_Midwest | TVA_Transmission | NonRTO_Midwest | Internal | Shoulder | B13 | 600 | 700 | 0 | 44.61 | 47.12 | 4.5 | 0
2020 | TVA_Transmission_2_NonRTO_Midwest | TVA_Transmission | NonRTO_Midwest | Internal | Shoulder | B14 | 900 | 700 | 0 | 43.8 | 43.88 | 4.5 | 0
2020 | TVA_Transmission_2_NonRTO_Midwest | TVA_Transmission | NonRTO_Midwest | Internal | Shoulder | B15 | 1203 | 700 | 0 | 42.19 | 38.19 | 4.5 | 0
2020 | TVA_Transmission_2_NonRTO_Midwest | TVA_Transmission | NonRTO_Midwest | Internal | Summer | B1 | 10 | 700 | 0 | 70.54 | 69.15 | 4.5 | 0
2020 | TVA_Transmission_2_NonRTO_Midwest | TVA_Transmission | NonRTO_Midwest | Internal | Summer | B2 | 25 | 700 | 0 | 68.53 | 68.54 | 4.5 | 0
2020 | TVA_Transmission_2_NonRTO_Midwest | TVA_Transmission | NonRTO_Midwest | Internal | Summer | B3 | 75 | 700 | 0 | 65.99 | 66 | 4.5 | 0
2020 | TVA_Transmission_2_NonRTO_Midwest | TVA_Transmission | NonRTO_Midwest | Internal | Summer | B4 | 100 | 700 | 0 | 65.86 | 65.87 | 4.5 | 0
2020 | TVA_Transmission_2_NonRTO_Midwest | TVA_Transmission | NonRTO_Midwest | Internal | Summer | B5 | 200 | 700 | 0 | 62.75 | 62.77 | 4.5 | 0
2020 | TVA_Transmission_2_NonRTO_Midwest | TVA_Transmission | NonRTO_Midwest | Internal | Summer | B6 | 300 | 700 | 0 | 55.01 | 55.02 | 4.5 | 0
2020 | TVA_Transmission_2_NonRTO_Midwest | TVA_Transmission | NonRTO_Midwest | Internal | Summer | B7 | 400 | 700 | 0 | 46.01 | 46.01 | 4.5 | 0
2020 | TVA_Transmission_2_NonRTO_Midwest | TVA_Transmission | NonRTO_Midwest | Internal | Summer | B8 | 500 | 700 | 0 | 42.13 | 42.99 | 4.5 | 0
2020 | TVA_Transmission_2_NonRTO_Midwest | TVA_Transmission | NonRTO_Midwest | Internal | Summer | B9 | 800 | 700 | 0 | 40.87 | 37 | 4.5 | 0
2020 | TVA_Transmission_2_NonRTO_Midwest | TVA_Transmission | NonRTO_Midwest | Internal | Summer | B10 | 1262 | 700 | 0 | 38.06 | 35.13 | 4.5 | 0
2020 | TVA_Transmission_2_NonRTO_Midwest | TVA_Transmission | NonRTO_Midwest | Internal | Winter | B16 | 25 | 700 | 0 | 58.05 | 58.06 | 4.5 | 0
2020 | TVA_Transmission_2_NonRTO_Midwest | TVA_Transmission | NonRTO_Midwest | Internal | Winter | B17 | 100 | 700 | 0 | 48.01 | 49.99 | 4.5 | 0
2020 | TVA_Transmission_2_NonRTO_Midwest | TVA_Transmission | NonRTO_Midwest | Internal | Winter | B18 | 400 | 700 | 0 | 45.22 | 47.33 | 4.5 | 0
2020 | TVA_Transmission_2_NonRTO_Midwest | TVA_Transmission | NonRTO_Midwest | Internal | Winter | B19 | 700 | 700 | 0 | 44.32 | 44.94 | 4.5 | 0
2020 | TVA_Transmission_2_NonRTO_Midwest | TVA_Transmission | NonRTO_Midwest | Internal | Winter | B20 | 935 | 700 | 0 | 41.88 | 37.88 | 4.5 | 0
2020 | TVA_Transmission_2_SOCO | TVA_Transmission | SOCO | Internal | Shoulder | B11 | 25 | 3200 | 0 | 59.67 | 63.7 | 4.5 | 0
2020 | TVA_Transmission_2_SOCO | TVA_Transmission | SOCO | Internal | Shoulder | B12 | 200 | 3200 | 0 | 45.78 | 44.53 | 4.5 | 0
2020 | TVA_Transmission_2_SOCO | TVA_Transmission | SOCO | Internal | Shoulder | B13 | 600 | 3200 | 0 | 44.61 | 44.08 | 4.5 | 0
2020 | TVA_Transmission_2_SOCO | TVA_Transmission | SOCO | Internal | Shoulder | B14 | 900 | 3200 | 0 | 43.8 | 43.41 | 4.5 | 0
2020 | TVA_Transmission_2_SOCO | TVA_Transmission | SOCO | Internal | Shoulder | B15 | 1203 | 3200 | 0 | 42.19 | 42.57 | 4.5 | 0
2020 | TVA_Transmission_2_SOCO | TVA_Transmission | SOCO | Internal | Summer | B1 | 10 | 3200 | 0 | 70.54 | 71.83 | 4.5 | 0
2020 | TVA_Transmission_2_SOCO | TVA_Transmission | SOCO | Internal | Summer | B2 | 25 | 3200 | 0 | 68.53 | 71.71 | 4.5 | 0
2020 | TVA_Transmission_2_SOCO | TVA_Transmission | SOCO | Internal | Summer | B3 | 75 | 3200 | 572.93 | 65.99 | 70.49 | 4.5 | 0
2020 | TVA_Transmission_2_SOCO | TVA_Transmission | SOCO | Internal | Summer | B4 | 100 | 3200 | 2623.6 | 65.86 | 70.36 | 4.5 | 0
2020 | TVA_Transmission_2_SOCO | TVA_Transmission | SOCO | Internal | Summer | B5 | 200 | 3200 | 2320.08 | 62.75 | 67.25 | 4.5 | 0
2020 | TVA_Transmission_2_SOCO | TVA_Transmission | SOCO | Internal | Summer | B6 | 300 | 3200 | 842.02 | 55.01 | 59.51 | 4.5 | 0
2020 | TVA_Transmission_2_SOCO | TVA_Transmission | SOCO | Internal | Summer | B7 | 400 | 3200 | 1138.22 | 46.01 | 50.51 | 4.5 | 0
2020 | TVA_Transmission_2_SOCO | TVA_Transmission | SOCO | Internal | Summer | B8 | 500 | 3200 | 0 | 42.13 | 45.82 | 4.5 | 0
2020 | TVA_Transmission_2_SOCO | TVA_Transmission | SOCO | Internal | Summer | B9 | 800 | 3200 | 0 | 40.87 | 43.41 | 4.5 | 0
2020 | TVA_Transmission_2_SOCO | TVA_Transmission | SOCO | Internal | Summer | B10 | 1262 | 3200 | 0 | 38.06 | 41.3 | 4.5 | 0
2020 | TVA_Transmission_2_SOCO | TVA_Transmission | SOCO | Internal | Winter | B16 | 25 | 3200 | 3200 | 58.05 | 62.61 | 4.5 | 0.06
2020 | TVA_Transmission_2_SOCO | TVA_Transmission | SOCO | Internal | Winter | B17 | 100 | 3200 | 0 | 48.01 | 49.1 | 4.5 | 0
2020 | TVA_Transmission_2_SOCO | TVA_Transmission | SOCO | Internal | Winter | B18 | 400 | 3200 | 0 | 45.22 | 45.18 | 4.5 | 0
2020 | TVA_Transmission_2_SOCO | TVA_Transmission | SOCO | Internal | Winter | B19 | 700 | 3200 | 0 | 44.32 | 45.18 | 4.5 | 0
2020 | TVA_Transmission_2_SOCO | TVA_Transmission | SOCO | Internal | Winter | B20 | 935 | 3200 | 0 | 41.88 | 45.18 | 4.5 | 0
2020 | TVA_Transmission_2_TVA | TVA_Transmission | TVA | Internal | Shoulder | B11 | 25 | 99999 | 0 | 59.67 | 58.65 | 0.01 | 0
2020 | TVA_Transmission_2_TVA | TVA_Transmission | TVA | Internal | Shoulder | B12 | 200 | 99999 | 0 | 45.78 | 44 | 0.01 | 0
2020 | TVA_Transmission_2_TVA | TVA_Transmission | TVA | Internal | Shoulder | B13 | 600 | 99999 | 0 | 44.61 | 42.21 | 0.01 | 0
2020 | TVA_Transmission_2_TVA | TVA_Transmission | TVA | Internal | Shoulder | B14 | 900 | 99999 | 0 | 43.8 | 42.21 | 0.01 | 0
2020 | TVA_Transmission_2_TVA | TVA_Transmission | TVA | Internal | Shoulder | B15 | 1203 | 99999 | 893.74 | 42.19 | 42.21 | 0.01 | 0
2020 | TVA_Transmission_2_TVA | TVA_Transmission | TVA | Internal | Summer | B1 | 10 | 99999 | 3027.05 | 70.54 | 70.55 | 0.01 | 0
2020 | TVA_Transmission_2_TVA | TVA_Transmission | TVA | Internal | Summer | B2 | 25 | 99999 | 2364.97 | 68.53 | 68.54 | 0.01 | 0
2020 | TVA_Transmission_2_TVA | TVA_Transmission | TVA | Internal | Summer | B3 | 75 | 99999 | 2076.22 | 65.99 | 66 | 0.01 | 0
2020 | TVA_Transmission_2_TVA | TVA_Transmission | TVA | Internal | Summer | B4 | 100 | 99999 | 1189.47 | 65.86 | 65.87 | 0.01 | 0
2020 | TVA_Transmission_2_TVA | TVA_Transmission | TVA | Internal | Summer | B5 | 200 | 99999 | 0 | 62.75 | 62.74 | 0.01 | 0
2020 | TVA_Transmission_2_TVA | TVA_Transmission | TVA | Internal | Summer | B6 | 300 | 99999 | 0 | 55.01 | 50.53 | 0.01 | 0
2020 | TVA_Transmission_2_TVA | TVA_Transmission | TVA | Internal | Summer | B7 | 400 | 99999 | 0 | 46.01 | 41.51 | 0.01 | 0
2020 | TVA_Transmission_2_TVA | TVA_Transmission | TVA | Internal | Summer | B8 | 500 | 99999 | 0 | 42.13 | 40.88 | 0.01 | 0
2020 | TVA_Transmission_2_TVA | TVA_Transmission | TVA | Internal | Summer | B9 | 800 | 99999 | 215.9 | 40.87 | 40.88 | 0.01 | 0
2020 | TVA_Transmission_2_TVA | TVA_Transmission | TVA | Internal | Summer | B10 | 1262 | 99999 | 0 | 38.06 | 36.8 | 0.01 | 0
2020 | TVA_Transmission_2_TVA | TVA_Transmission | TVA | Internal | Winter | B16 | 25 | 99999 | 1677.37 | 58.05 | 58.06 | 0.01 | 0
2020 | TVA_Transmission_2_TVA | TVA_Transmission | TVA | Internal | Winter | B17 | 100 | 99999 | 0 | 48.01 | 46.75 | 0.01 | 0
2020 | TVA_Transmission_2_TVA | TVA_Transmission | TVA | Internal | Winter | B18 | 400 | 99999 | 0 | 45.22 | 42.22 | 0.01 | 0
2020 | TVA_Transmission_2_TVA | TVA_Transmission | TVA | Internal | Winter | B19 | 700 | 99999 | 0 | 44.32 | 42.22 | 0.01 | 0
2020 | TVA_Transmission_2_TVA | TVA_Transmission | TVA | Internal | Winter | B20 | 935 | 99999 | 452.69 | 41.88 | 41.89 | 0.01 | 0
2020 | TVA_Transmission_2_VACAR | TVA_Transmission | VACAR | Internal | Shoulder | B11 | 25 | 900 | 0 | 59.67 | 60.2 | 4.5 | 0
2020 | TVA_Transmission_2_VACAR | TVA_Transmission | VACAR | Internal | Shoulder | B12 | 200 | 900 | 0 | 45.78 | 48.99 | 4.5 | 0
2020 | TVA_Transmission_2_VACAR | TVA_Transmission | VACAR | Internal | Shoulder | B13 | 600 | 900 | 0 | 44.61 | 46.64 | 4.5 | 0
2020 | TVA_Transmission_2_VACAR | TVA_Transmission | VACAR | Internal | Shoulder | B14 | 900 | 900 | 0 | 43.8 | 45.98 | 4.5 | 0
2020 | TVA_Transmission_2_VACAR | TVA_Transmission | VACAR | Internal | Shoulder | B15 | 1203 | 900 | 0 | 42.19 | 42.39 | 4.5 | 0
2020 | TVA_Transmission_2_VACAR | TVA_Transmission | VACAR | Internal | Summer | B1 | 10 | 900 | 0 | 70.54 | 73.8 | 4.5 | 0
2020 | TVA_Transmission_2_VACAR | TVA_Transmission | VACAR | Internal | Summer | B2 | 25 | 900 | 900 | 68.53 | 73.8 | 4.5 | 0.77
2020 | TVA_Transmission_2_VACAR | TVA_Transmission | VACAR | Internal | Summer | B3 | 75 | 900 | 900 | 65.99 | 72.49 | 4.5 | 2
2020 | TVA_Transmission_2_VACAR | TVA_Transmission | VACAR | Internal | Summer | B4 | 100 | 900 | 830.03 | 65.86 | 70.36 | 4.5 | 0
2020 | TVA_Transmission_2_VACAR | TVA_Transmission | VACAR | Internal | Summer | B5 | 200 | 900 | 0 | 62.75 | 63.75 | 4.5 | 0
2020 | TVA_Transmission_2_VACAR | TVA_Transmission | VACAR | Internal | Summer | B6 | 300 | 900 | 0 | 55.01 | 56.01 | 4.5 | 0
2020 | TVA_Transmission_2_VACAR | TVA_Transmission | VACAR | Internal | Summer | B7 | 400 | 900 | 0 | 46.01 | 47.01 | 4.5 | 0
2020 | TVA_Transmission_2_VACAR | TVA_Transmission | VACAR | Internal | Summer | B8 | 500 | 900 | 0 | 42.13 | 44.05 | 4.5 | 0
2020 | TVA_Transmission_2_VACAR | TVA_Transmission | VACAR | Internal | Summer | B9 | 800 | 900 | 0 | 40.87 | 42.98 | 4.5 | 0
2020 | TVA_Transmission_2_VACAR | TVA_Transmission | VACAR | Internal | Summer | B10 | 1262 | 900 | 0 | 38.06 | 40.67 | 4.5 | 0
2020 | TVA_Transmission_2_VACAR | TVA_Transmission | VACAR | Internal | Winter | B16 | 25 | 900 | 315.51 | 58.05 | 62.55 | 4.5 | 0
2020 | TVA_Transmission_2_VACAR | TVA_Transmission | VACAR | Internal | Winter | B17 | 100 | 900 | 0 | 48.01 | 50.32 | 4.5 | 0
2020 | TVA_Transmission_2_VACAR | TVA_Transmission | VACAR | Internal | Winter | B18 | 400 | 900 | 0 | 45.22 | 47.33 | 4.5 | 0
2020 | TVA_Transmission_2_VACAR | TVA_Transmission | VACAR | Internal | Winter | B19 | 700 | 900 | 0 | 44.32 | 46.27 | 4.5 | 0
2020 | TVA_Transmission_2_VACAR | TVA_Transmission | VACAR | Internal | Winter | B20 | 935 | 900 | 0 | 41.88 | 43.09 | 4.5 | 0
2020 | VACAR_2_SOCO | VACAR | SOCO | Internal | Shoulder | B11 | 25 | 3000 | 2736.99 | 60.2 | 63.7 | 3.5 | 0
2020 | VACAR_2_SOCO | VACAR | SOCO | Internal | Shoulder | B12 | 200 | 3000 | 0 | 48.99 | 44.53 | 3.5 | 0
2020 | VACAR_2_SOCO | VACAR | SOCO | Internal | Shoulder | B13 | 600 | 3000 | 0 | 46.64 | 44.08 | 3.5 | 0
2020 | VACAR_2_SOCO | VACAR | SOCO | Internal | Shoulder | B14 | 900 | 3000 | 0 | 45.98 | 43.41 | 3.5 | 0
2020 | VACAR_2_SOCO | VACAR | SOCO | Internal | Shoulder | B15 | 1203 | 3000 | 0 | 42.39 | 42.57 | 3.5 | 0
2020 | VACAR_2_SOCO | VACAR | SOCO | Internal | Summer | B1 | 10 | 3000 | 0 | 73.8 | 71.83 | 3.5 | 0
2020 | VACAR_2_SOCO | VACAR | SOCO | Internal | Summer | B2 | 25 | 3000 | 0 | 73.8 | 71.71 | 3.5 | 0
2020 | VACAR_2_SOCO | VACAR | SOCO | Internal | Summer | B3 | 75 | 3000 | 0 | 72.49 | 70.49 | 3.5 | 0
2020 | VACAR_2_SOCO | VACAR | SOCO | Internal | Summer | B4 | 100 | 3000 | 0 | 70.36 | 70.36 | 3.5 | 0
2020 | VACAR_2_SOCO | VACAR | SOCO | Internal | Summer | B5 | 200 | 3000 | 820.28 | 63.75 | 67.25 | 3.5 | 0
2020 | VACAR_2_SOCO | VACAR | SOCO | Internal | Summer | B6 | 300 | 3000 | 572.02 | 56.01 | 59.51 | 3.5 | 0
2020 | VACAR_2_SOCO | VACAR | SOCO | Internal | Summer | B7 | 400 | 3000 | 1127.64 | 47.01 | 50.51 | 3.5 | 0
2020 | VACAR_2_SOCO | VACAR | SOCO | Internal | Summer | B8 | 500 | 3000 | 0 | 44.05 | 45.82 | 3.5 | 0
2020 | VACAR_2_SOCO | VACAR | SOCO | Internal | Summer | B9 | 800 | 3000 | 0 | 42.98 | 43.41 | 3.5 | 0
2020 | VACAR_2_SOCO | VACAR | SOCO | Internal | Summer | B10 | 1262 | 3000 | 0 | 40.67 | 41.3 | 3.5 | 0
2020 | VACAR_2_SOCO | VACAR | SOCO | Internal | Winter | B16 | 25 | 3000 | 0 | 62.55 | 62.61 | 3.5 | 0
2020 | VACAR_2_SOCO | VACAR | SOCO | Internal | Winter | B17 | 100 | 3000 | 0 | 50.32 | 49.1 | 3.5 | 0
2020 | VACAR_2_SOCO | VACAR | SOCO | Internal | Winter | B18 | 400 | 3000 | 0 | 47.33 | 45.18 | 3.5 | 0
2020 | VACAR_2_SOCO | VACAR | SOCO | Internal | Winter | B19 | 700 | 3000 | 0 | 46.27 | 45.18 | 3.5 | 0
2020 | VACAR_2_SOCO | VACAR | SOCO | Internal | Winter | B20 | 935 | 3000 | 0 | 43.09 | 45.18 | 3.5 | 0
2025 | ENT_2_MISO_MO-IL | ENT | MISO_MO-IL | Internal | Shoulder | B11 | 25 | 2260 | 0 | 58.6 | 58.6 | 4 | 0
2025 | ENT_2_MISO_MO-IL | ENT | MISO_MO-IL | Internal | Shoulder | B12 | 200 | 2260 | 0 | 45.33 | 45.34 | 4 | 0
2025 | ENT_2_MISO_MO-IL | ENT | MISO_MO-IL | Internal | Shoulder | B13 | 600 | 2260 | 0 | 43.7 | 43.7 | 4 | 0
2025 | ENT_2_MISO_MO-IL | ENT | MISO_MO-IL | Internal | Shoulder | B14 | 900 | 2260 | 0 | 42.15 | 42.15 | 4 | 0
2025 | ENT_2_MISO_MO-IL | ENT | MISO_MO-IL | Internal | Shoulder | B15 | 1203 | 2260 | 0 | 39.07 | 39.07 | 4 | 0
2025 | ENT_2_MISO_MO-IL | ENT | MISO_MO-IL | Internal | Summer | B1 | 10 | 2260 | 0 | 68.72 | 68.72 | 4 | 0
2025 | ENT_2_MISO_MO-IL | ENT | MISO_MO-IL | Internal | Summer | B2 | 25 | 2260 | 0 | 66.25 | 67.49 | 4 | 0
2025 | ENT_2_MISO_MO-IL | ENT | MISO_MO-IL | Internal | Summer | B3 | 75 | 2260 | 0 | 66.25 | 66.27 | 4 | 0
2025 | ENT_2_MISO_MO-IL | ENT | MISO_MO-IL | Internal | Summer | B4 | 100 | 2260 | 0 | 64.45 | 64.47 | 4 | 0
2025 | ENT_2_MISO_MO-IL | ENT | MISO_MO-IL | Internal | Summer | B5 | 200 | 2260 | 0 | 62.05 | 62.07 | 4 | 0
2025 | ENT_2_MISO_MO-IL | ENT | MISO_MO-IL | Internal | Summer | B6 | 300 | 2260 | 0 | 52.56 | 52.56 | 4 | 0
2025 | ENT_2_MISO_MO-IL | ENT | MISO_MO-IL | Internal | Summer | B7 | 400 | 2260 | 0 | 44.7 | 43.89 | 4 | 0
2025 | ENT_2_MISO_MO-IL | ENT | MISO_MO-IL | Internal | Summer | B8 | 500 | 2260 | 0 | 43.28 | 39.41 | 4 | 0
2025 | ENT_2_MISO_MO-IL | ENT | MISO_MO-IL | Internal | Summer | B9 | 800 | 2260 | 0 | 41.56 | 38.29 | 4 | 0
2025 | ENT_2_MISO_MO-IL | ENT | MISO_MO-IL | Internal | Summer | B10 | 1262 | 2260 | 0 | 38.2 | 35.22 | 4 | 0
2025 | ENT_2_MISO_MO-IL | ENT | MISO_MO-IL | Internal | Winter | B16 | 25 | 2260 | 0 | 50.03 | 50.9 | 4 | 0
2025 | ENT_2_MISO_MO-IL | ENT | MISO_MO-IL | Internal | Winter | B17 | 100 | 2260 | 0 | 46.92 | 46.92 | 4 | 0
2025 | ENT_2_MISO_MO-IL | ENT | MISO_MO-IL | Internal | Winter | B18 | 400 | 2260 | 0 | 45 | 44.99 | 4 | 0
2025 | ENT_2_MISO_MO-IL | ENT | MISO_MO-IL | Internal | Winter | B19 | 700 | 2260 | 0 | 43.75 | 43.73 | 4 | 0
2025 | ENT_2_MISO_MO-IL | ENT | MISO_MO-IL | Internal | Winter | B20 | 935 | 2260 | 0 | 37.65 | 37.65 | 4 | 0
2025 | ENT_2_SOCO | ENT | SOCO | Internal | Shoulder | B11 | 25 | 2431 | 2431 | 58.6 | 67.09 | 4 | 4.49
2025 | ENT_2_SOCO | ENT | SOCO | Internal | Shoulder | B12 | 200 | 2431 | 1538.91 | 45.33 | 49.33 | 4 | 0
2025 | ENT_2_SOCO | ENT | SOCO | Internal | Shoulder | B13 | 600 | 2431 | 0 | 43.7 | 46.55 | 4 | 0
2025 | ENT_2_SOCO | ENT | SOCO | Internal | Shoulder | B14 | 900 | 2431 | 0 | 42.15 | 45.52 | 4 | 0
2025 | ENT_2_SOCO | ENT | SOCO | Internal | Shoulder | B15 | 1203 | 2431 | 2431 | 39.07 | 44.95 | 4 | 1.87
2025 | ENT_2_SOCO | ENT | SOCO | Internal | Summer | B1 | 10 | 2431 | 2431 | 68.72 | 76.82 | 4 | 4.1
2025 | ENT_2_SOCO | ENT | SOCO | Internal | Summer | B2 | 25 | 2431 | 2431 | 66.25 | 75.99 | 4 | 5.74
2025 | ENT_2_SOCO | ENT | SOCO | Internal | Summer | B3 | 75 | 2431 | 2431 | 66.25 | 74.77 | 4 | 4.51
2025 | ENT_2_SOCO | ENT | SOCO | Internal | Summer | B4 | 100 | 2431 | 2431 | 64.45 | 73.95 | 4 | 5.49
2025 | ENT_2_SOCO | ENT | SOCO | Internal | Summer | B5 | 200 | 2431 | 2431 | 62.05 | 73.95 | 4 | 7.89
2025 | ENT_2_SOCO | ENT | SOCO | Internal | Summer | B6 | 300 | 2431 | 2431 | 52.56 | 61.06 | 4 | 4.5
2025 | ENT_2_SOCO | ENT | SOCO | Internal | Summer | B7 | 400 | 2431 | 2431 | 44.7 | 53.39 | 4 | 4.69
2025 | ENT_2_SOCO | ENT | SOCO | Internal | Summer | B8 | 500 | 2431 | 2431 | 43.28 | 47.62 | 4 | 0.34
2025 | ENT_2_SOCO | ENT | SOCO | Internal | Summer | B9 | 800 | 2431 | 0 | 41.56 | 45.1 | 4 | 0
2025 | ENT_2_SOCO | ENT | SOCO | Internal | Summer | B10 | 1262 | 2431 | 2431 | 38.2 | 43.55 | 4 | 1.34
2025 | ENT_2_SOCO | ENT | SOCO | Internal | Winter | B16 | 25 | 2431 | 2431 | 50.03 | 69.47 | 4 | 15.44
2025 | ENT_2_SOCO | ENT | SOCO | Internal | Winter | B17 | 100 | 2431 | 2431 | 46.92 | 52.45 | 4 | 1.53
2025 | ENT_2_SOCO | ENT | SOCO | Internal | Winter | B18 | 400 | 2431 | 495.78 | 45 | 49 | 4 | 0
2025 | ENT_2_SOCO | ENT | SOCO | Internal | Winter | B19 | 700 | 2431 | 2431 | 43.75 | 47.83 | 4 | 0.08
2025 | ENT_2_SOCO | ENT | SOCO | Internal | Winter | B20 | 935 | 2431 | 2431 | 37.65 | 47.6 | 4 | 5.95
2025 | ENT_2_TVA_Transmission | ENT | TVA_Transmission | Internal | Shoulder | B11 | 25 | 2100 | 0.02 | 58.6 | 62.59 | 4 | 0
2025 | ENT_2_TVA_Transmission | ENT | TVA_Transmission | Internal | Shoulder | B12 | 200 | 2100 | 0 | 45.33 | 47.72 | 4 | 0
2025 | ENT_2_TVA_Transmission | ENT | TVA_Transmission | Internal | Shoulder | B13 | 600 | 2100 | 0 | 43.7 | 46.62 | 4 | 0
2025 | ENT_2_TVA_Transmission | ENT | TVA_Transmission | Internal | Shoulder | B14 | 900 | 2100 | 0 | 42.15 | 46.14 | 4 | 0
2025 | ENT_2_TVA_Transmission | ENT | TVA_Transmission | Internal | Shoulder | B15 | 1203 | 2100 | 0 | 39.07 | 43.06 | 4 | 0
2025 | ENT_2_TVA_Transmission | ENT | TVA_Transmission | Internal | Summer | B1 | 10 | 2100 | 2066.74 | 68.72 | 72.72 | 4 | 0
2025 | ENT_2_TVA_Transmission | ENT | TVA_Transmission | Internal | Summer | B2 | 25 | 2100 | 2100 | 66.25 | 71.49 | 4 | 1.24
2025 | ENT_2_TVA_Transmission | ENT | TVA_Transmission | Internal | Summer | B3 | 75 | 2100 | 2099.99 | 66.25 | 70.27 | 4 | 0.01
2025 | ENT_2_TVA_Transmission | ENT | TVA_Transmission | Internal | Summer | B4 | 100 | 2100 | 2100 | 64.45 | 68.46 | 4 | 0.01
2025 | ENT_2_TVA_Transmission | ENT | TVA_Transmission | Internal | Summer | B5 | 200 | 2100 | 1668.24 | 62.05 | 66.05 | 4 | 0
2025 | ENT_2_TVA_Transmission | ENT | TVA_Transmission | Internal | Summer | B6 | 300 | 2100 | 76.67 | 52.56 | 56.56 | 4 | 0
2025 | ENT_2_TVA_Transmission | ENT | TVA_Transmission | Internal | Summer | B7 | 400 | 2100 | 0 | 44.7 | 47.89 | 4 | 0
2025 | ENT_2_TVA_Transmission | ENT | TVA_Transmission | Internal | Summer | B8 | 500 | 2100 | 0 | 43.28 | 43.26 | 4 | 0
2025 | ENT_2_TVA_Transmission | ENT | TVA_Transmission | Internal | Summer | B9 | 800 | 2100 | 0 | 41.56 | 42.28 | 4 | 0
2025 | ENT_2_TVA_Transmission | ENT | TVA_Transmission | Internal | Summer | B10 | 1262 | 2100 | 0 | 38.2 | 39.21 | 4 | 0
2025 | ENT_2_TVA_Transmission | ENT | TVA_Transmission | Internal | Winter | B16 | 25 | 2100 | 2100 | 50.03 | 54.9 | 4 | 0.87
2025 | ENT_2_TVA_Transmission | ENT | TVA_Transmission | Internal | Winter | B17 | 100 | 2100 | 0 | 46.92 | 50 | 4 | 0
2025 | ENT_2_TVA_Transmission | ENT | TVA_Transmission | Internal | Winter | B18 | 400 | 2100 | 0 | 45 | 47.81 | 4 | 0
2025 | ENT_2_TVA_Transmission | ENT | TVA_Transmission | Internal | Winter | B19 | 700 | 2100 | 0 | 43.75 | 47.38 | 4 | 0
2025 | ENT_2_TVA_Transmission | ENT | TVA_Transmission | Internal | Winter | B20 | 935 | 2100 | 685.98 | 37.65 | 41.65 | 4 | 0
2025 | HQ_NEISO_2_NEISO | HQ_NEISO | NEISO | Internal | Shoulder | B11 | 25 | 99999 | 2920 | 38.87 | 38.89 | 0.01 | 0
2025 | HQ_NEISO_2_NEISO | HQ_NEISO | NEISO | Internal | Shoulder | B12 | 200 | 99999 | 2920 | 38.87 | 38.89 | 0.01 | 0
2025 | HQ_NEISO_2_NEISO | HQ_NEISO | NEISO | Internal | Shoulder | B13 | 600 | 99999 | 2920 | 38.87 | 38.89 | 0.01 | 0
2025 | HQ_NEISO_2_NEISO | HQ_NEISO | NEISO | Internal | Shoulder | B14 | 900 | 99999 | 2920 | 38.87 | 38.89 | 0.01 | 0
2025 | HQ_NEISO_2_NEISO | HQ_NEISO | NEISO | Internal | Shoulder | B15 | 1203 | 99999 | 1143.24 | 38.87 | 38.89 | 0.01 | 0
2025 | HQ_NEISO_2_NEISO | HQ_NEISO | NEISO | Internal | Summer | B1 | 10 | 99999 | 2920.1 | 278.75 | 278.76 | 0.01 | 0
2025 | HQ_NEISO_2_NEISO | HQ_NEISO | NEISO | Internal | Summer | B2 | 25 | 99999 | 2920 | 79.45 | 79.46 | 0.01 | 0
2025 | HQ_NEISO_2_NEISO | HQ_NEISO | NEISO | Internal | Summer | B3 | 75 | 99999 | 2920 | 49.99 | 50 | 0.01 | 0
2025 | HQ_NEISO_2_NEISO | HQ_NEISO | NEISO | Internal | Summer | B4 | 100 | 99999 | 2920 | 44.83 | 44.84 | 0.01 | 0
2025 | HQ_NEISO_2_NEISO | HQ_NEISO | NEISO | Internal | Summer | B5 | 200 | 99999 | 2920 | 35.71 | 35.72 | 0.01 | 0
2025 | HQ_NEISO_2_NEISO | HQ_NEISO | NEISO | Internal | Summer | B6 | 300 | 99999 | 2920 | 35.71 | 35.72 | 0.01 | 0
2025 | HQ_NEISO_2_NEISO | HQ_NEISO | NEISO | Internal | Summer | B7 | 400 | 99999 | 2920 | 35.71 | 35.72 | 0.01 | 0
2025 | HQ_NEISO_2_NEISO | HQ_NEISO | NEISO | Internal | Summer | B8 | 500 | 99999 | 2920 | 35.71 | 35.72 | 0.01 | 0
2025 | HQ_NEISO_2_NEISO | HQ_NEISO | NEISO | Internal | Summer | B9 | 800 | 99999 | 2920 | 35.71 | 35.72 | 0.01 | 0
2025 | HQ_NEISO_2_NEISO | HQ_NEISO | NEISO | Internal | Summer | B10 | 1262 | 99999 | 795.94 | 35.71 | 35.72 | 0.01 | 0
2025 | HQ_NEISO_2_NEISO | HQ_NEISO | NEISO | Internal | Winter | B16 | 25 | 99999 | 2920 | 48.67 | 48.68 | 0.01 | 0
2025 | HQ_NEISO_2_NEISO | HQ_NEISO | NEISO | Internal | Winter | B17 | 100 | 99999 | 2920 | 48.67 | 48.68 | 0.01 | 0
2025 | HQ_NEISO_2_NEISO | HQ_NEISO | NEISO | Internal | Winter | B18 | 400 | 99999 | 2920 | 48.67 | 48.68 | 0.01 | 0
2025 | HQ_NEISO_2_NEISO | HQ_NEISO | NEISO | Internal | Winter | B19 | 700 | 99999 | 2920 | 48.67 | 48.68 | 0.01 | 0
2025 | HQ_NEISO_2_NEISO | HQ_NEISO | NEISO | Internal | Winter | B20 | 935 | 99999 | 1233.58 | 48.67 | 48.68 | 0.01 | 0
2025 | HQ_NY_2_NYISO_A-F | HQ_NY | NYISO_A-F | Internal | Shoulder | B11 | 25 | 99999 | 2812.27 | 39.28 | 39.29 | 0.01 | 0
2025 | HQ_NY_2_NYISO_A-F | HQ_NY | NYISO_A-F | Internal | Shoulder | B12 | 200 | 99999 | 2847.69 | 40.37 | 40.39 | 0.01 | 0
2025 | HQ_NY_2_NYISO_A-F | HQ_NY | NYISO_A-F | Internal | Shoulder | B13 | 600 | 99999 | 2781.85 | 39.28 | 39.29 | 0.01 | 0
2025 | HQ_NY_2_NYISO_A-F | HQ_NY | NYISO_A-F | Internal | Shoulder | B14 | 900 | 99999 | 2673.14 | 39.28 | 39.29 | 0.01 | 0
2025 | HQ_NY_2_NYISO_A-F | HQ_NY | NYISO_A-F | Internal | Shoulder | B15 | 1203 | 99999 | 1582.7 | 39.28 | 39.29 | 0.01 | 0
2025 | HQ_NY_2_NYISO_A-F | HQ_NY | NYISO_A-F | Internal | Summer | B1 | 10 | 99999 | 3500 | 52.41 | 52.42 | 0.01 | 0
2025 | HQ_NY_2_NYISO_A-F | HQ_NY | NYISO_A-F | Internal | Summer | B2 | 25 | 99999 | 3406.62 | 52.41 | 52.42 | 0.01 | 0
2025 | HQ_NY_2_NYISO_A-F | HQ_NY | NYISO_A-F | Internal | Summer | B3 | 75 | 99999 | 3266.6 | 48.49 | 48.5 | 0.01 | 0
2025 | HQ_NY_2_NYISO_A-F | HQ_NY | NYISO_A-F | Internal | Summer | B4 | 100 | 99999 | 3116.28 | 46.33 | 46.34 | 0.01 | 0
2025 | HQ_NY_2_NYISO_A-F | HQ_NY | NYISO_A-F | Internal | Summer | B5 | 200 | 99999 | 3025.49 | 44.29 | 44.3 | 0.01 | 0
2025 | HQ_NY_2_NYISO_A-F | HQ_NY | NYISO_A-F | Internal | Summer | B6 | 300 | 99999 | 2934.86 | 43.33 | 43.34 | 0.01 | 0
2025 | HQ_NY_2_NYISO_A-F | HQ_NY | NYISO_A-F | Internal | Summer | B7 | 400 | 99999 | 2830.75 | 40.85 | 40.86 | 0.01 | 0
2025 | HQ_NY_2_NYISO_A-F | HQ_NY | NYISO_A-F | Internal | Summer | B8 | 500 | 99999 | 2760.25 | 37.52 | 37.54 | 0.01 | 0
2025 | HQ_NY_2_NYISO_A-F | HQ_NY | NYISO_A-F | Internal | Summer | B9 | 800 | 99999 | 2664.71 | 37.52 | 37.54 | 0.01 | 0
2025 | HQ_NY_2_NYISO_A-F | HQ_NY | NYISO_A-F | Internal | Summer | B10 | 1262 | 99999 | 1436.31 | 37.52 | 37.54 | 0.01 | 0
2025 | HQ_NY_2_NYISO_A-F | HQ_NY | NYISO_A-F | Internal | Winter | B16 | 25 | 99999 | 3058.87 | 45.98 | 45.99 | 0.01 | 0
2025 | HQ_NY_2_NYISO_A-F | HQ_NY | NYISO_A-F | Internal | Winter | B17 | 100 | 99999 | 3001.1 | 44.24 | 44.25 | 0.01 | 0
2025 | HQ_NY_2_NYISO_A-F | HQ_NY | NYISO_A-F | Internal | Winter | B18 | 400 | 99999 | 2934.69 | 43.74 | 43.75 | 0.01 | 0
2025 | HQ_NY_2_NYISO_A-F | HQ_NY | NYISO_A-F | Internal | Winter | B19 | 700 | 99999 | 2819.07 | 43.74 | 43.75 | 0.01 | 0
2025 | HQ_NY_2_NYISO_A-F | HQ_NY | NYISO_A-F | Internal | Winter | B20 | 935 | 99999 | 1762.97 | 43.74 | 43.75 | 0.01 | 0
2025 | HQ_IESO_2_IESO | HQ_IESO | IESO | Internal | Shoulder | B11 | 25 | 99999 | 400 | 35.78 | 35.79 | 0.01 | 0
2025 | HQ_IESO_2_IESO | HQ_IESO | IESO | Internal | Shoulder | B12 | 200 | 99999 | 400 | 36.88 | 36.89 | 0.01 | 0
2025 | HQ_IESO_2_IESO | HQ_IESO | IESO | Internal | Shoulder | B13 | 600 | 99999 | 400 | 35.78 | 35.79 | 0.01 | 0
2025 | HQ_IESO_2_IESO | HQ_IESO | IESO | Internal | Shoulder | B14 | 900 | 99999 | 400 | 35.78 | 35.79 | 0.01 | 0
2025 | HQ_IESO_2_IESO | HQ_IESO | IESO | Internal | Shoulder | B15 | 1203 | 99999 | 75.48 | 35.78 | 35.79 | 0.01 | 0
2025 | HQ_IESO_2_IESO | HQ_IESO | IESO | Internal | Summer | B1 | 10 | 99999 | 400 | 55.91 | 55.92 | 0.01 | 0
2025 | HQ_IESO_2_IESO | HQ_IESO | IESO | Internal | Summer | B2 | 25 | 99999 | 400 | 48.91 | 48.92 | 0.01 | 0
2025 | HQ_IESO_2_IESO | HQ_IESO | IESO | Internal | Summer | B3 | 75 | 99999 | 400 | 44.99 | 45 | 0.01 | 0
2025 | HQ_IESO_2_IESO | HQ_IESO | IESO | Internal | Summer | B4 | 100 | 99999 | 400 | 42.83 | 42.84 | 0.01 | 0
2025 | HQ_IESO_2_IESO | HQ_IESO | IESO | Internal | Summer | B5 | 200 | 99999 | 400 | 40.79 | 40.8 | 0.01 | 0
2025 | HQ_IESO_2_IESO | HQ_IESO | IESO | Internal | Summer | B6 | 300 | 99999 | 400 | 39.83 | 39.84 | 0.01 | 0
2025 | HQ_IESO_2_IESO | HQ_IESO | IESO | Internal | Summer | B7 | 400 | 99999 | 400 | 37.35 | 37.36 | 0.01 | 0
2025 | HQ_IESO_2_IESO | HQ_IESO | IESO | Internal | Summer | B8 | 500 | 99999 | 400 | 34.02 | 34.04 | 0.01 | 0
2025 | HQ_IESO_2_IESO | HQ_IESO | IESO | Internal | Summer | B9 | 800 | 99999 | 400 | 34.02 | 34.04 | 0.01 | 0
2025 | HQ_IESO_2_IESO | HQ_IESO | IESO | Internal | Summer | B10 | 1262 | 99999 | 12.04 | 34.02 | 34.04 | 0.01 | 0
2025 | HQ_IESO_2_IESO | HQ_IESO | IESO | Internal | Winter | B16 | 25 | 99999 | 400 | 42.48 | 42.49 | 0.01 | 0
2025 | HQ_IESO_2_IESO | HQ_IESO | IESO | Internal | Winter | B17 | 100 | 99999 | 400 | 40.74 | 40.75 | 0.01 | 0
2025 | HQ_IESO_2_IESO | HQ_IESO | IESO | Internal | Winter | B18 | 400 | 99999 | 400 | 40.24 | 40.25 | 0.01 | 0
2025 | HQ_IESO_2_IESO | HQ_IESO | IESO | Internal | Winter | B19 | 700 | 99999 | 400 | 40.24 | 40.25 | 0.01 | 0
2025 | HQ_IESO_2_IESO | HQ_IESO | IESO | Internal | Winter | B20 | 935 | 99999 | 91.98 | 40.24 | 40.25 | 0.01 | 0
2025 | IESO_2_MAPP_CA | IESO | MAPP_CA | Internal | Shoulder | B11 | 25 | 262 | 262 | 35.79 | 49.42 | 3.5 | 10.13
2025 | IESO_2_MAPP_CA | IESO | MAPP_CA | Internal | Shoulder | B12 | 200 | 262 | 262 | 36.89 | 45.32 | 3.5 | 4.93
2025 | IESO_2_MAPP_CA | IESO | MAPP_CA | Internal | Shoulder | B13 | 600 | 262 | 262 | 35.79 | 43.67 | 3.5 | 4.38
2025 | IESO_2_MAPP_CA | IESO | MAPP_CA | Internal | Shoulder | B14 | 900 | 262 | 262 | 35.79 | 42.14 | 3.5 | 2.85
2025 | IESO_2_MAPP_CA | IESO | MAPP_CA | Internal | Shoulder | B15 | 1203 | 262 | 262 | 35.79 | 42.14 | 3.5 | 2.85
2025 | IESO_2_MAPP_CA | IESO | MAPP_CA | Internal | Summer | B1 | 10 | 262 | 262 | 55.92 | 61.71 | 3.5 | 2.28
2025 | IESO_2_MAPP_CA | IESO | MAPP_CA | Internal | Summer | B2 | 25 | 262 | 262 | 48.92 | 60.48 | 3.5 | 8.06
2025 | IESO_2_MAPP_CA | IESO | MAPP_CA | Internal | Summer | B3 | 75 | 262 | 262 | 45 | 59.26 | 3.5 | 10.76
2025 | IESO_2_MAPP_CA | IESO | MAPP_CA | Internal | Summer | B4 | 100 | 262 | 262 | 42.84 | 57.45 | 3.5 | 11.11
2025 | IESO_2_MAPP_CA | IESO | MAPP_CA | Internal | Summer | B5 | 200 | 262 | 262 | 40.8 | 62.04 | 3.5 | 17.74
2025 | IESO_2_MAPP_CA | IESO | MAPP_CA | Internal | Summer | B6 | 300 | 262 | 262 | 39.84 | 52.53 | 3.5 | 9.2
2025 | IESO_2_MAPP_CA | IESO | MAPP_CA | Internal | Summer | B7 | 400 | 262 | 262 | 37.36 | 43.88 | 3.5 | 3.02
2025 | IESO_2_MAPP_CA | IESO | MAPP_CA | Internal | Summer | B8 | 500 | 262 | 262 | 34.04 | 39.38 | 3.5 | 1.85
2025 | IESO_2_MAPP_CA | IESO | MAPP_CA | Internal | Summer | B9 | 800 | 262 | 262 | 34.04 | 38.28 | 3.5 | 0.74
2025 | IESO_2_MAPP_CA | IESO | MAPP_CA | Internal | Summer | B10 | 1262 | 262 | 262 | 34.04 | 38.28 | 3.5 | 0.74
2025 | IESO_2_MAPP_CA | IESO | MAPP_CA | Internal | Winter | B16 | 25 | 262 | 262 | 42.49 | 50.02 | 3.5 | 4.03
2025 | IESO_2_MAPP_CA | IESO | MAPP_CA | Internal | Winter | B17 | 100 | 262 | 262 | 40.75 | 46.9 | 3.5 | 2.64
2025 | IESO_2_MAPP_CA | IESO | MAPP_CA | Internal | Winter | B18 | 400 | 262 | 262 | 40.25 | 44.98 | 3.5 | 1.22
2025 | IESO_2_MAPP_CA | IESO | MAPP_CA | Internal | Winter | B19 | 700 | 262 | 262 | 40.25 | 44.98 | 3.5 | 1.22
2025 | IESO_2_MAPP_CA | IESO | MAPP_CA | Internal | Winter | B20 | 935 | 262 | 262 | 40.25 | 44.98 | 3.5 | 1.22
2025 | IESO_2_MISO_MI | IESO | MISO_MI | Internal | Shoulder | B11 | 25 | 1840 | 1840 | 35.79 | 58.6 | 3.5 | 19.31
2025 | IESO_2_MISO_MI | IESO | MISO_MI | Internal | Shoulder | B12 | 200 | 1840 | 1840 | 36.89 | 45.36 | 3.5 | 4.98
2025 | IESO_2_MISO_MI | IESO | MISO_MI | Internal | Shoulder | B13 | 600 | 1840 | 1840 | 35.79 | 43.72 | 3.5 | 4.43
2025 | IESO_2_MISO_MI | IESO | MISO_MI | Internal | Shoulder | B14 | 900 | 1840 | 1840 | 35.79 | 42.17 | 3.5 | 2.89
2025 | IESO_2_MISO_MI | IESO | MISO_MI | Internal | Shoulder | B15 | 1203 | 1840 | 0 | 35.79 | 39.1 | 3.5 | 0
2025 | IESO_2_MISO_MI | IESO | MISO_MI | Internal | Summer | B1 | 10 | 1840 | 1840 | 55.92 | 68.69 | 3.5 | 9.27
2025 | IESO_2_MISO_MI | IESO | MISO_MI | Internal | Summer | B2 | 25 | 1840 | 1840 | 48.92 | 67.49 | 3.5 | 15.07
2025 | IESO_2_MISO_MI | IESO | MISO_MI | Internal | Summer | B3 | 75 | 1840 | 1840 | 45 | 66.27 | 3.5 | 17.77
2025 | IESO_2_MISO_MI | IESO | MISO_MI | Internal | Summer | B4 | 100 | 1840 | 1840 | 42.84 | 64.45 | 3.5 | 18.11
2025 | IESO_2_MISO_MI | IESO | MISO_MI | Internal | Summer | B5 | 200 | 1840 | 1840 | 40.8 | 62.07 | 3.5 | 17.77
2025 | IESO_2_MISO_MI | IESO | MISO_MI | Internal | Summer | B6 | 300 | 1840 | 1840 | 39.84 | 52.55 | 3.5 | 9.21
2025 | IESO_2_MISO_MI | IESO | MISO_MI | Internal | Summer | B7 | 400 | 1840 | 1840 | 37.36 | 43.9 | 3.5 | 3.05
2025 | IESO_2_MISO_MI | IESO | MISO_MI | Internal | Summer | B8 | 500 | 1840 | 1840 | 34.04 | 39.43 | 3.5 | 1.89
2025 | IESO_2_MISO_MI | IESO | MISO_MI | Internal | Summer | B9 | 800 | 1840 | 1840 | 34.04 | 38.32 | 3.5 | 0.78
2025 | IESO_2_MISO_MI | IESO | MISO_MI | Internal | Summer | B10 | 1262 | 1840 | 0 | 34.04 | 35.25 | 3.5 | 0
2025 | IESO_2_MISO_MI | IESO | MISO_MI | Internal | Winter | B16 | 25 | 1840 | 1840 | 42.49 | 50.92 | 3.5 | 4.93
2025 | IESO_2_MISO_MI | IESO | MISO_MI | Internal | Winter | B17 | 100 | 1840 | 1840 | 40.75 | 46.95 | 3.5 | 2.69
2025 | IESO_2_MISO_MI | IESO | MISO_MI | Internal | Winter | B18 | 400 | 1840 | 1840 | 40.25 | 45.01 | 3.5 | 1.26
2025 | IESO_2_MISO_MI | IESO | MISO_MI | Internal | Winter | B19 | 700 | 1840 | 1464.55 | 40.25 | 43.75 | 3.5 | 0
2025 | IESO_2_MISO_MI | IESO | MISO_MI | Internal | Winter | B20 | 935 | 1840 | 0 | 40.25 | 37.67 | 3.5 | 0
2025 | IESO_2_MISO_W | IESO | MISO_W | Internal | Shoulder | B11 | 25 | 214 | 214 | 35.79 | 58.59 | 3.5 | 19.3
2025 | IESO_2_MISO_W | IESO | MISO_W | Internal | Shoulder | B12 | 200 | 214 | 214 | 36.89 | 45.33 | 3.5 | 4.94
2025 | IESO_2_MISO_W | IESO | MISO_W | Internal | Shoulder | B13 | 600 | 214 | 214 | 35.79 | 43.68 | 3.5 | 4.39
2025 | IESO_2_MISO_W | IESO | MISO_W | Internal | Shoulder | B14 | 900 | 214 | 214 | 35.79 | 42.14 | 3.5 | 2.85
2025 | IESO_2_MISO_W | IESO | MISO_W | Internal | Shoulder | B15 | 1203 | 214 | 0 | 35.79 | 39.06 | 3.5 | 0
2025 | IESO_2_MISO_W | IESO | MISO_W | Internal | Summer | B1 | 10 | 214 | 214 | 55.92 | 68.71 | 3.5 | 9.28
2025 | IESO_2_MISO_W | IESO | MISO_W | Internal | Summer | B2 | 25 | 214 | 214 | 48.92 | 67.48 | 3.5 | 15.06
2025 | IESO_2_MISO_W | IESO | MISO_W | Internal | Summer | B3 | 75 | 214 | 214 | 45 | 66.25 | 3.5 | 17.76
2025 | IESO_2_MISO_W | IESO | MISO_W | Internal | Summer | B4 | 100 | 214 | 214 | 42.84 | 64.45 | 3.5 | 18.11
2025 | IESO_2_MISO_W | IESO | MISO_W | Internal | Summer | B5 | 200 | 214 | 214 | 40.8 | 62.05 | 3.5 | 17.76
2025 | IESO_2_MISO_W | IESO | MISO_W | Internal | Summer | B6 | 300 | 214 | 214 | 39.84 | 52.55 | 3.5 | 9.21
2025 | IESO_2_MISO_W | IESO | MISO_W | Internal | Summer | B7 | 400 | 214 | 214 | 37.36 | 43.89 | 3.5 | 3.04
2025 | IESO_2_MISO_W | IESO | MISO_W | Internal | Summer | B8 | 500 | 214 | 214 | 34.04 | 39.39 | 3.5 | 1.86
2025 | IESO_2_MISO_W | IESO | MISO_W | Internal | Summer | B9 | 800 | 214 | 214 | 34.04 | 38.28 | 3.5 | 0.74
2025 | IESO_2_MISO_W | IESO | MISO_W | Internal | Summer | B10 | 1262 | 214 | 0 | 34.04 | 35.21 | 3.5 | 0
2025 | IESO_2_MISO_W | IESO | MISO_W | Internal | Winter | B16 | 25 | 214 | 214 | 42.49 | 50.03 | 3.5 | 4.04
2025 | IESO_2_MISO_W | IESO | MISO_W | Internal | Winter | B17 | 100 | 214 | 214 | 40.75 | 46.91 | 3.5 | 2.66
2025 | IESO_2_MISO_W | IESO | MISO_W | Internal | Winter | B18 | 400 | 214 | 214 | 40.25 | 44.99 | 3.5 | 1.23
2025 | IESO_2_MISO_W | IESO | MISO_W | Internal | Winter | B19 | 700 | 214 | 0 | 40.25 | 43.74 | 3.5 | 0
2025 | IESO_2_MISO_W | IESO | MISO_W | Internal | Winter | B20 | 935 | 214 | 0 | 40.25 | 37.64 | 3.5 | 0
2025 | IESO_2_NYISO_A-F | IESO | NYISO_A-F | Internal | Shoulder | B11 | 25 | 1725 | 1400.88 | 35.79 | 39.29 | 3.5 | 0
2025 | IESO_2_NYISO_A-F | IESO | NYISO_A-F | Internal | Shoulder | B12 | 200 | 1725 | 1260.25 | 36.89 | 40.39 | 3.5 | 0
2025 | IESO_2_NYISO_A-F | IESO | NYISO_A-F | Internal | Shoulder | B13 | 600 | 1725 | 1442.28 | 35.79 | 39.29 | 3.5 | 0
2025 | IESO_2_NYISO_A-F | IESO | NYISO_A-F | Internal | Shoulder | B14 | 900 | 1725 | 663.97 | 35.79 | 39.29 | 3.5 | 0
2025 | IESO_2_NYISO_A-F | IESO | NYISO_A-F | Internal | Shoulder | B15 | 1203 | 1725 | 887.94 | 35.79 | 39.29 | 3.5 | 0
2025 | IESO_2_NYISO_A-F | IESO | NYISO_A-F | Internal | Summer | B1 | 10 | 1725 | 0 | 55.92 | 52.42 | 3.5 | 0
2025 | IESO_2_NYISO_A-F | IESO | NYISO_A-F | Internal | Summer | B2 | 25 | 1725 | 400.84 | 48.92 | 52.42 | 3.5 | 0
2025 | IESO_2_NYISO_A-F | IESO | NYISO_A-F | Internal | Summer | B3 | 75 | 1725 | 1322.6 | 45 | 48.5 | 3.5 | 0
2025 | IESO_2_NYISO_A-F | IESO | NYISO_A-F | Internal | Summer | B4 | 100 | 1725 | 748.98 | 42.84 | 46.34 | 3.5 | 0
2025 | IESO_2_NYISO_A-F | IESO | NYISO_A-F | Internal | Summer | B5 | 200 | 1725 | 223.78 | 40.8 | 44.3 | 3.5 | 0
2025 | IESO_2_NYISO_A-F | IESO | NYISO_A-F | Internal | Summer | B6 | 300 | 1725 | 749.58 | 39.84 | 43.34 | 3.5 | 0
2025 | IESO_2_NYISO_A-F | IESO | NYISO_A-F | Internal | Summer | B7 | 400 | 1725 | 303.43 | 37.36 | 40.86 | 3.5 | 0
2025 | IESO_2_NYISO_A-F | IESO | NYISO_A-F | Internal | Summer | B8 | 500 | 1725 | 932.89 | 34.04 | 37.54 | 3.5 | 0
2025 | IESO_2_NYISO_A-F | IESO | NYISO_A-F | Internal | Summer | B9 | 800 | 1725 | 593.26 | 34.04 | 37.54 | 3.5 | 0
2025 | IESO_2_NYISO_A-F | IESO | NYISO_A-F | Internal | Summer | B10 | 1262 | 1725 | 447.55 | 34.04 | 37.54 | 3.5 | 0
2025 | IESO_2_NYISO_A-F | IESO | NYISO_A-F | Internal | Winter | B16 | 25 | 1725 | 470.9 | 42.49 | 45.99 | 3.5 | 0
2025 | IESO_2_NYISO_A-F | IESO | NYISO_A-F | Internal | Winter | B17 | 100 | 1725 | 336.71 | 40.75 | 44.25 | 3.5 | 0
2025 | IESO_2_NYISO_A-F | IESO | NYISO_A-F | Internal | Winter | B18 | 400 | 1725 | 832.6 | 40.25 | 43.75 | 3.5 | 0
2025 | IESO_2_NYISO_A-F | IESO | NYISO_A-F | Internal | Winter | B19 | 700 | 1725 | 561.92 | 40.25 | 43.75 | 3.5 | 0
2025 | IESO_2_NYISO_A-F | IESO | NYISO_A-F | Internal | Winter | B20 | 935 | 1725 | 245.46 | 40.25 | 43.75 | 3.5 | 0
2025 | MAPP_CA_2_IESO | MAPP_CA | IESO | Internal | Shoulder | B11 | 25 | 330 | 0 | 49.42 | 35.79 | 4 | 0
2025 | MAPP_CA_2_IESO | MAPP_CA | IESO | Internal | Shoulder | B12 | 200 | 330 | 0 | 45.32 | 36.89 | 4 | 0
2025 | MAPP_CA_2_IESO | MAPP_CA | IESO | Internal | Shoulder | B13 | 600 | 330 | 0 | 43.67 | 35.79 | 4 | 0
2025 | MAPP_CA_2_IESO | MAPP_CA | IESO | Internal | Shoulder | B14 | 900 | 330 | 0 | 42.14 | 35.79 | 4 | 0
2025 | MAPP_CA_2_IESO | MAPP_CA | IESO | Internal | Shoulder | B15 | 1203 | 330 | 0 | 42.14 | 35.79 | 4 | 0
2025 | MAPP_CA_2_IESO | MAPP_CA | IESO | Internal | Summer | B1 | 10 | 330 | 0 | 61.71 | 55.92 | 4 | 0
2025 | MAPP_CA_2_IESO | MAPP_CA | IESO | Internal | Summer | B2 | 25 | 330 | 0 | 60.48 | 48.92 | 4 | 0
2025 | MAPP_CA_2_IESO | MAPP_CA | IESO | Internal | Summer | B3 | 75 | 330 | 0 | 59.26 | 45 | 4 | 0
2025 | MAPP_CA_2_IESO | MAPP_CA | IESO | Internal | Summer | B4 | 100 | 330 | 0 | 57.45 | 42.84 | 4 | 0
2025 | MAPP_CA_2_IESO | MAPP_CA | IESO | Internal | Summer | B5 | 200 | 330 | 0 | 62.04 | 40.8 | 4 | 0
2025 | MAPP_CA_2_IESO | MAPP_CA | IESO | Internal | Summer | B6 | 300 | 330 | 0 | 52.53 | 39.84 | 4 | 0
2025 | MAPP_CA_2_IESO | MAPP_CA | IESO | Internal | Summer | B7 | 400 | 330 | 0 | 43.88 | 37.36 | 4 | 0
2025 | MAPP_CA_2_IESO | MAPP_CA | IESO | Internal | Summer | B8 | 500 | 330 | 0 | 39.38 | 34.04 | 4 | 0
2025 | MAPP_CA_2_IESO | MAPP_CA | IESO | Internal | Summer | B9 | 800 | 330 | 0 | 38.28 | 34.04 | 4 | 0
2025 | MAPP_CA_2_IESO | MAPP_CA | IESO | Internal | Summer | B10 | 1262 | 330 | 0 | 38.28 | 34.04 | 4 | 0
2025 | MAPP_CA_2_IESO | MAPP_CA | IESO | Internal | Winter | B16 | 25 | 330 | 0 | 50.02 | 42.49 | 4 | 0
2025 | MAPP_CA_2_IESO | MAPP_CA | IESO | Internal | Winter | B17 | 100 | 330 | 0 | 46.9 | 40.75 | 4 | 0
2025 | MAPP_CA_2_IESO | MAPP_CA | IESO | Internal | Winter | B18 | 400 | 330 | 0 | 44.98 | 40.25 | 4 | 0
2025 | MAPP_CA_2_IESO | MAPP_CA | IESO | Internal | Winter | B19 | 700 | 330 | 0 | 44.98 | 40.25 | 4 | 0
2025 | MAPP_CA_2_IESO | MAPP_CA | IESO | Internal | Winter | B20 | 935 | 330 | 0 | 44.98 | 40.25 | 4 | 0
2025 | MAPP_CA_2_MAPP_US | MAPP_CA | MAPP_US | Internal | Shoulder | B11 | 25 | 437 | 0 | 49.42 | 52.59 | 3.5 | 0
2025 | MAPP_CA_2_MAPP_US | MAPP_CA | MAPP_US | Internal | Shoulder | B12 | 200 | 437 | 0 | 45.32 | 41.82 | 3.5 | 0
2025 | MAPP_CA_2_MAPP_US | MAPP_CA | MAPP_US | Internal | Shoulder | B13 | 600 | 437 | 0 | 43.67 | 40.15 | 3.5 | 0
2025 | MAPP_CA_2_MAPP_US | MAPP_CA | MAPP_US | Internal | Shoulder | B14 | 900 | 437 | 0 | 42.14 | 38.64 | 3.5 | 0
2025 | MAPP_CA_2_MAPP_US | MAPP_CA | MAPP_US | Internal | Shoulder | B15 | 1203 | 437 | 0 | 42.14 | 35.56 | 3.5 | 0
2025 | MAPP_CA_2_MAPP_US | MAPP_CA | MAPP_US | Internal | Summer | B1 | 10 | 437 | 194.64 | 61.71 | 65.21 | 3.5 | 0
2025 | MAPP_CA_2_MAPP_US | MAPP_CA | MAPP_US | Internal | Summer | B2 | 25 | 437 | 120 | 60.48 | 63.98 | 3.5 | 0
2025 | MAPP_CA_2_MAPP_US | MAPP_CA | MAPP_US | Internal | Summer | B3 | 75 | 437 | 8.99 | 59.26 | 62.76 | 3.5 | 0
2025 | MAPP_CA_2_MAPP_US | MAPP_CA | MAPP_US | Internal | Summer | B4 | 100 | 437 | 3.3 | 57.45 | 60.95 | 3.5 | 0
2025 | MAPP_CA_2_MAPP_US | MAPP_CA | MAPP_US | Internal | Summer | B5 | 200 | 437 | 0 | 62.04 | 58.55 | 3.5 | 0
2025 | MAPP_CA_2_MAPP_US | MAPP_CA | MAPP_US | Internal | Summer | B6 | 300 | 437 | 0 | 52.53 | 49.05 | 3.5 | 0
2025 | MAPP_CA_2_MAPP_US | MAPP_CA | MAPP_US | Internal | Summer | B7 | 400 | 437 | 0 | 43.88 | 40.38 | 3.5 | 0
2025 | MAPP_CA_2_MAPP_US | MAPP_CA | MAPP_US | Internal | Summer | B8 | 500 | 437 | 0 | 39.38 | 34.78 | 3.5 | 0
2025 | MAPP_CA_2_MAPP_US | MAPP_CA | MAPP_US | Internal | Summer | B9 | 800 | 437 | 0 | 38.28 | 34.78 | 3.5 | 0
2025 | MAPP_CA_2_MAPP_US | MAPP_CA | MAPP_US | Internal | Summer | B10 | 1262 | 437 | 0 | 38.28 | 31.71 | 3.5 | 0
2025 | MAPP_CA_2_MAPP_US | MAPP_CA | MAPP_US | Internal | Winter | B16 | 25 | 437 | 0 | 50.02 | 44.03 | 3.5 | 0
2025 | MAPP_CA_2_MAPP_US | MAPP_CA | MAPP_US | Internal | Winter | B17 | 100 | 437 | 0 | 46.9 | 43.4 | 3.5 | 0
2025 | MAPP_CA_2_MAPP_US | MAPP_CA | MAPP_US | Internal | Winter | B18 | 400 | 437 | 0 | 44.98 | 41.49 | 3.5 | 0
2025 | MAPP_CA_2_MAPP_US | MAPP_CA | MAPP_US | Internal | Winter | B19 | 700 | 437 | 0 | 44.98 | 40.24 | 3.5 | 0
2025 | MAPP_CA_2_MAPP_US | MAPP_CA | MAPP_US | Internal | Winter | B20 | 935 | 437 | 0 | 44.98 | 34.14 | 3.5 | 0
2025 | MAPP_CA_2_MISO_W | MAPP_CA | MISO_W | Internal | Shoulder | B11 | 25 | 2058 | 2058 | 49.42 | 58.59 | 0.01 | 9.15
2025 | MAPP_CA_2_MISO_W | MAPP_CA | MISO_W | Internal | Shoulder | B12 | 200 | 2058 | 1084.66 | 45.32 | 45.33 | 0.01 | 0
2025 | MAPP_CA_2_MISO_W | MAPP_CA | MISO_W | Internal | Shoulder | B13 | 600 | 2058 | 1340.85 | 43.67 | 43.68 | 0.01 | 0
2025 | MAPP_CA_2_MISO_W | MAPP_CA | MISO_W | Internal | Shoulder | B14 | 900 | 2058 | 0 | 42.14 | 42.14 | 0.01 | 0
2025 | MAPP_CA_2_MISO_W | MAPP_CA | MISO_W | Internal | Shoulder | B15 | 1203 | 2058 | 0 | 42.14 | 39.06 | 0.01 | 0
2025 | MAPP_CA_2_MISO_W | MAPP_CA | MISO_W | Internal | Summer | B1 | 10 | 2058 | 2058 | 61.71 | 68.71 | 0.01 | 6.99
2025 | MAPP_CA_2_MISO_W | MAPP_CA | MISO_W | Internal | Summer | B2 | 25 | 2058 | 2058 | 60.48 | 67.48 | 0.01 | 6.99
2025 | MAPP_CA_2_MISO_W | MAPP_CA | MISO_W | Internal | Summer | B3 | 75 | 2058 | 2058 | 59.26 | 66.25 | 0.01 | 6.99
2025 | MAPP_CA_2_MISO_W | MAPP_CA | MISO_W | Internal | Summer | B4 | 100 | 2058 | 2058 | 57.45 | 64.45 | 0.01 | 6.99
2025 | MAPP_CA_2_MISO_W | MAPP_CA | MISO_W | Internal | Summer | B5 | 200 | 2058 | 2048.24 | 62.04 | 62.05 | 0.01 | 0
2025 | MAPP_CA_2_MISO_W | MAPP_CA | MISO_W | Internal | Summer | B6 | 300 | 2058 | 2057.38 | 52.53 | 52.55 | 0.01 | 0
2025 | MAPP_CA_2_MISO_W | MAPP_CA | MISO_W | Internal | Summer | B7 | 400 | 2058 | 1682.26 | 43.88 | 43.89 | 0.01 | 0
2025 | MAPP_CA_2_MISO_W | MAPP_CA | MISO_W | Internal | Summer | B8 | 500 | 2058 | 1682.38 | 39.38 | 39.39 | 0.01 | 0
2025 | MAPP_CA_2_MISO_W | MAPP_CA | MISO_W | Internal | Summer | B9 | 800 | 2058 | 0 | 38.28 | 38.28 | 0.01 | 0
2025 | MAPP_CA_2_MISO_W | MAPP_CA | MISO_W | Internal | Summer | B10 | 1262 | 2058 | 0 | 38.28 | 35.21 | 0.01 | 0
2025 | MAPP_CA_2_MISO_W | MAPP_CA | MISO_W | Internal | Winter | B16 | 25 | 2058 | 999.31 | 50.02 | 50.03 | 0.01 | 0
2025 | MAPP_CA_2_MISO_W | MAPP_CA | MISO_W | Internal | Winter | B17 | 100 | 2058 | 411.12 | 46.9 | 46.91 | 0.01 | 0
2025 | MAPP_CA_2_MISO_W | MAPP_CA | MISO_W | Internal | Winter | B18 | 400 | 2058 | 341.73 | 44.98 | 44.99 | 0.01 | 0
2025 | MAPP_CA_2_MISO_W | MAPP_CA | MISO_W | Internal | Winter | B19 | 700 | 2058 | 0 | 44.98 | 43.74 | 0.01 | 0
2025 | MAPP_CA_2_MISO_W | MAPP_CA | MISO_W | Internal | Winter | B20 | 935 | 2058 | 0 | 44.98 | 37.64 | 0.01 | 0
2025 | MAPP_US_2_MAPP_CA | MAPP_US | MAPP_CA | Internal | Shoulder | B11 | 25 | 230 | 0 | 52.59 | 49.42 | 3.5 | 0
2025 | MAPP_US_2_MAPP_CA | MAPP_US | MAPP_CA | Internal | Shoulder | B12 | 200 | 230 | 33.68 | 41.82 | 45.32 | 3.5 | 0
2025 | MAPP_US_2_MAPP_CA | MAPP_US | MAPP_CA | Internal | Shoulder | B13 | 600 | 230 | 230 | 40.15 | 43.67 | 3.5 | 0.02
2025 | MAPP_US_2_MAPP_CA | MAPP_US | MAPP_CA | Internal | Shoulder | B14 | 900 | 230 | 130.66 | 38.64 | 42.14 | 3.5 | 0
2025 | MAPP_US_2_MAPP_CA | MAPP_US | MAPP_CA | Internal | Shoulder | B15 | 1203 | 230 | 230 | 35.56 | 42.14 | 3.5 | 3.08
2025 | MAPP_US_2_MAPP_CA | MAPP_US | MAPP_CA | Internal | Summer | B1 | 10 | 230 | 0 | 65.21 | 61.71 | 3.5 | 0
2025 | MAPP_US_2_MAPP_CA | MAPP_US | MAPP_CA | Internal | Summer | B2 | 25 | 230 | 0 | 63.98 | 60.48 | 3.5 | 0
2025 | MAPP_US_2_MAPP_CA | MAPP_US | MAPP_CA | Internal | Summer | B3 | 75 | 230 | 0 | 62.76 | 59.26 | 3.5 | 0
2025 | MAPP_US_2_MAPP_CA | MAPP_US | MAPP_CA | Internal | Summer | B4 | 100 | 230 | 0 | 60.95 | 57.45 | 3.5 | 0
2025 | MAPP_US_2_MAPP_CA | MAPP_US | MAPP_CA | Internal | Summer | B5 | 200 | 230 | 0 | 58.55 | 62.04 | 3.5 | 0
2025 | MAPP_US_2_MAPP_CA | MAPP_US | MAPP_CA | Internal | Summer | B6 | 300 | 230 | 0 | 49.05 | 52.53 | 3.5 | 0
2025 | MAPP_US_2_MAPP_CA | MAPP_US | MAPP_CA | Internal | Summer | B7 | 400 | 230 | 10.94 | 40.38 | 43.88 | 3.5 | 0
2025 | MAPP_US_2_MAPP_CA | MAPP_US | MAPP_CA | Internal | Summer | B8 | 500 | 230 | 230 | 34.78 | 39.38 | 3.5 | 1.1
2025 | MAPP_US_2_MAPP_CA | MAPP_US | MAPP_CA | Internal | Summer | B9 | 800 | 230 | 15.12 | 34.78 | 38.28 | 3.5 | 0
2025 | MAPP_US_2_MAPP_CA | MAPP_US | MAPP_CA | Internal | Summer | B10 | 1262 | 230 | 230 | 31.71 | 38.28 | 3.5 | 3.07
2025 | MAPP_US_2_MAPP_CA | MAPP_US | MAPP_CA | Internal | Winter | B16 | 25 | 230 | 230 | 44.03 | 50.02 | 3.5 | 2.49
2025 | MAPP_US_2_MAPP_CA | MAPP_US | MAPP_CA | Internal | Winter | B17 | 100 | 230 | 108.43 | 43.4 | 46.9 | 3.5 | 0
2025 | MAPP_US_2_MAPP_CA | MAPP_US | MAPP_CA | Internal | Winter | B18 | 400 | 230 | 0 | 41.49 | 44.98 | 3.5 | 0
2025 | MAPP_US_2_MAPP_CA | MAPP_US | MAPP_CA | Internal | Winter | B19 | 700 | 230 | 230 | 40.24 | 44.98 | 3.5 | 1.23
2025 | MAPP_US_2_MAPP_CA | MAPP_US | MAPP_CA | Internal | Winter | B20 | 935 | 230 | 230 | 34.14 | 44.98 | 3.5 | 7.34
2025 | MAPP_US_2_MISO_W | MAPP_US | MISO_W | Internal | Shoulder | B11 | 25 | 2635 | 2635 | 52.59 | 58.59 | 3.5 | 2.5
2025 | MAPP_US_2_MISO_W | MAPP_US | MISO_W | Internal | Shoulder | B12 | 200 | 2635 | 2635 | 41.82 | 45.33 | 3.5 | 0.01
2025 | MAPP_US_2_MISO_W | MAPP_US | MISO_W | Internal | Shoulder | B13 | 600 | 2635 | 2635 | 40.15 | 43.68 | 3.5 | 0.04
2025 | MAPP_US_2_MISO_W | MAPP_US | MISO_W | Internal | Shoulder | B14 | 900 | 2635 | 1700.03 | 38.64 | 42.14 | 3.5 | 0
2025 | MAPP_US_2_MISO_W | MAPP_US | MISO_W | Internal | Shoulder | B15 | 1203 | 2635 | 1833.46 | 35.56 | 39.06 | 3.5 | 0
2025 | MAPP_US_2_MISO_W | MAPP_US | MISO_W | Internal | Summer | B1 | 10 | 2635 | 2032.82 | 65.21 | 68.71 | 3.5 | 0
2025 | MAPP_US_2_MISO_W | MAPP_US | MISO_W | Internal | Summer | B2 | 25 | 2635 | 2494.23 | 63.98 | 67.48 | 3.5 | 0
2025 | MAPP_US_2_MISO_W | MAPP_US | MISO_W | Internal | Summer | B3 | 75 | 2635 | 2308.24 | 62.76 | 66.25 | 3.5 | 0
2025 | MAPP_US_2_MISO_W | MAPP_US | MISO_W | Internal | Summer | B4 | 100 | 2635 | 2395.59 | 60.95 | 64.45 | 3.5 | 0
2025 | MAPP_US_2_MISO_W | MAPP_US | MISO_W | Internal | Summer | B5 | 200 | 2635 | 2171.82 | 58.55 | 62.05 | 3.5 | 0
2025 | MAPP_US_2_MISO_W | MAPP_US | MISO_W | Internal | Summer | B6 | 300 | 2635 | 2274.27 | 49.05 | 52.55 | 3.5 | 0
2025 | MAPP_US_2_MISO_W | MAPP_US | MISO_W | Internal | Summer | B7 | 400 | 2635 | 2635 | 40.38 | 43.89 | 3.5 | 0.01
2025 | MAPP_US_2_MISO_W | MAPP_US | MISO_W | Internal | Summer | B8 | 500 | 2635 | 2635 | 34.78 | 39.39 | 3.5 | 1.11
2025 | MAPP_US_2_MISO_W | MAPP_US | MISO_W | Internal | Summer | B9 | 800 | 2635 | 2388.13 | 34.78 | 38.28 | 3.5 | 0
2025 | MAPP_US_2_MISO_W | MAPP_US | MISO_W | Internal | Summer | B10 | 1262 | 2635 | 2160.37 | 31.71 | 35.21 | 3.5 | 0
2025 | MAPP_US_2_MISO_W | MAPP_US | MISO_W | Internal | Winter | B16 | 25 | 2635 | 2635 | 44.03 | 50.03 | 3.5 | 2.5
2025 | MAPP_US_2_MISO_W | MAPP_US | MISO_W | Internal | Winter | B17 | 100 | 2635 | 2635 | 43.4 | 46.91 | 3.5 | 0.01
2025 | MAPP_US_2_MISO_W | MAPP_US | MISO_W | Internal | Winter | B18 | 400 | 2635 | 2569.4 | 41.49 | 44.99 | 3.5 | 0
2025 | MAPP_US_2_MISO_W | MAPP_US | MISO_W | Internal | Winter | B19 | 700 | 2635 | 914.61 | 40.24 | 43.74 | 3.5 | 0
2025 | MAPP_US_2_MISO_W | MAPP_US | MISO_W | Internal | Winter | B20 | 935 | 2635 | 1513.16 | 34.14 | 37.64 | 3.5 | 0
2025 | MAPP_US_2_NE | MAPP_US | NE | Internal | Shoulder | B11 | 25 | 2000 | 482.11 | 52.59 | 56.09 | 3.5 | 0
2025 | MAPP_US_2_NE | MAPP_US | NE | Internal | Shoulder | B12 | 200 | 2000 | 0 | 41.82 | 42.83 | 3.5 | 0
2025 | MAPP_US_2_NE | MAPP_US | NE | Internal | Shoulder | B13 | 600 | 2000 | 0 | 40.15 | 41.18 | 3.5 | 0
2025 | MAPP_US_2_NE | MAPP_US | NE | Internal | Shoulder | B14 | 900 | 2000 | 0 | 38.64 | 39.64 | 3.5 | 0
2025 | MAPP_US_2_NE | MAPP_US | NE | Internal | Shoulder | B15 | 1203 | 2000 | 0 | 35.56 | 36.56 | 3.5 | 0
2025 | MAPP_US_2_NE | MAPP_US | NE | Internal | Summer | B1 | 10 | 2000 | 0 | 65.21 | 66.21 | 3.5 | 0
2025 | MAPP_US_2_NE | MAPP_US | NE | Internal | Summer | B2 | 25 | 2000 | 0 | 63.98 | 64.98 | 3.5 | 0
2025 | MAPP_US_2_NE | MAPP_US | NE | Internal | Summer | B3 | 75 | 2000 | 0 | 62.76 | 63.75 | 3.5 | 0
2025 | MAPP_US_2_NE | MAPP_US | NE | Internal | Summer | B4 | 100 | 2000 | 0 | 60.95 | 61.95 | 3.5 | 0
2025 | MAPP_US_2_NE | MAPP_US | NE | Internal | Summer | B5 | 200 | 2000 | 0 | 58.55 | 59.55 | 3.5 | 0
2025 | MAPP_US_2_NE | MAPP_US | NE | Internal | Summer | B6 | 300 | 2000 | 0 | 49.05 | 50.05 | 3.5 | 0
2025 | MAPP_US_2_NE | MAPP_US | NE | Internal | Summer | B7 | 400 | 2000 | 0 | 40.38 | 42.19 | 3.5 | 0
2025 | MAPP_US_2_NE | MAPP_US | NE | Internal | Summer | B8 | 500 | 2000 | 0 | 34.78 | 36.9 | 3.5 | 0
2025 | MAPP_US_2_NE | MAPP_US | NE | Internal | Summer | B9 | 800 | 2000 | 0 | 34.78 | 35.78 | 3.5 | 0
2025 | MAPP_US_2_NE | MAPP_US | NE | Internal | Summer | B10 | 1262 | 2000 | 0 | 31.71 | 32.71 | 3.5 | 0
2025 | MAPP_US_2_NE | MAPP_US | NE | Internal | Winter | B16 | 25 | 2000 | 634.77 | 44.03 | 47.53 | 3.5 | 0
2025 | MAPP_US_2_NE | MAPP_US | NE | Internal | Winter | B17 | 100 | 2000 | 0 | 43.4 | 44.41 | 3.5 | 0
2025 | MAPP_US_2_NE | MAPP_US | NE | Internal | Winter | B18 | 400 | 2000 | 0 | 41.49 | 42.49 | 3.5 | 0
2025 | MAPP_US_2_NE | MAPP_US | NE | Internal | Winter | B19 | 700 | 2000 | 0 | 40.24 | 41.24 | 3.5 | 0
2025 | MAPP_US_2_NE | MAPP_US | NE | Internal | Winter | B20 | 935 | 2000 | 0 | 34.14 | 35.14 | 3.5 | 0
2025 | MARITIMES_2_NEISO | MARITIMES | NEISO | Internal | Shoulder | B11 | 25 | 99999 | 1720.66 | 38.87 | 38.89 | 0.01 | 0
2025 | MARITIMES_2_NEISO | MARITIMES | NEISO | Internal | Shoulder | B12 | 200 | 99999 | 1717.44 | 38.87 | 38.89 | 0.01 | 0
2025 | MARITIMES_2_NEISO | MARITIMES | NEISO | Internal | Shoulder | B13 | 600 | 99999 | 1704.78 | 38.87 | 38.89 | 0.01 | 0
2025 | MARITIMES_2_NEISO | MARITIMES | NEISO | Internal | Shoulder | B14 | 900 | 99999 | 1682.64 | 38.87 | 38.89 | 0.01 | 0
2025 | MARITIMES_2_NEISO | MARITIMES | NEISO | Internal | Shoulder | B15 | 1203 | 99999 | 648.08 | 38.87 | 38.89 | 0.01 | 0
2025 | MARITIMES_2_NEISO | MARITIMES | NEISO | Internal | Summer | B1 | 10 | 99999 | 1900.1 | 278.75 | 278.76 | 0.01 | 0
2025 | MARITIMES_2_NEISO | MARITIMES | NEISO | Internal | Summer | B2 | 25 | 99999 | 1878.75 | 79.45 | 79.46 | 0.01 | 0
2025 | MARITIMES_2_NEISO | MARITIMES | NEISO | Internal | Summer | B3 | 75 | 99999 | 1836.38 | 49.99 | 50 | 0.01 | 0
2025 | MARITIMES_2_NEISO | MARITIMES | NEISO | Internal | Summer | B4 | 100 | 99999 | 1799.97 | 44.83 | 44.84 | 0.01 | 0
2025 | MARITIMES_2_NEISO | MARITIMES | NEISO | Internal | Summer | B5 | 200 | 99999 | 1780.16 | 35.71 | 35.72 | 0.01 | 0
2025 | MARITIMES_2_NEISO | MARITIMES | NEISO | Internal | Summer | B6 | 300 | 99999 | 1757.82 | 35.71 | 35.72 | 0.01 | 0
2025 | MARITIMES_2_NEISO | MARITIMES | NEISO | Internal | Summer | B7 | 400 | 99999 | 1732.23 | 35.71 | 35.72 | 0.01 | 0
2025 | MARITIMES_2_NEISO | MARITIMES | NEISO | Internal | Summer | B8 | 500 | 99999 | 1712.1 | 35.71 | 35.72 | 0.01 | 0
2025 | MARITIMES_2_NEISO | MARITIMES | NEISO | Internal | Summer | B9 | 800 | 99999 | 1687.45 | 35.71 | 35.72 | 0.01 | 0
2025 | MARITIMES_2_NEISO | MARITIMES | NEISO | Internal | Summer | B10 | 1262 | 99999 | 465.06 | 35.71 | 35.72 | 0.01 | 0
2025 | MARITIMES_2_NEISO | MARITIMES | NEISO | Internal | Winter | B16 | 25 | 99999 | 1765.23 | 48.67 | 48.68 | 0.01 | 0
2025 | MARITIMES_2_NEISO | MARITIMES | NEISO | Internal | Winter | B17 | 100 | 99999 | 1747.34 | 48.67 | 48.68 | 0.01 | 0
2025 | MARITIMES_2_NEISO | MARITIMES | NEISO | Internal | Winter | B18 | 400 | 99999 | 1733.65 | 48.67 | 48.68 | 0.01 | 0
2025 | MARITIMES_2_NEISO | MARITIMES | NEISO | Internal | Winter | B19 | 700 | 99999 | 1708.15 | 48.67 | 48.68 | 0.01 | 0
2025 | MARITIMES_2_NEISO | MARITIMES | NEISO | Internal | Winter | B20 | 935 | 99999 | 723.43 | 48.67 | 48.68 | 0.01 | 0
2025 | MISO_IN_2_MISO_MI | MISO_IN | MISO_MI | Internal | Shoulder | B11 | 25 | 5081 | 0 | 58.61 | 58.6 | 0.01 | 0
2025 | MISO_IN_2_MISO_MI | MISO_IN | MISO_MI | Internal | Shoulder | B12 | 200 | 5081 | 1119.46 | 45.35 | 45.36 | 0.01 | 0
2025 | MISO_IN_2_MISO_MI | MISO_IN | MISO_MI | Internal | Shoulder | B13 | 600 | 5081 | 737.43 | 43.71 | 43.72 | 0.01 | 0
2025 | MISO_IN_2_MISO_MI | MISO_IN | MISO_MI | Internal | Shoulder | B14 | 900 | 5081 | 857.89 | 42.16 | 42.17 | 0.01 | 0
2025 | MISO_IN_2_MISO_MI | MISO_IN | MISO_MI | Internal | Shoulder | B15 | 1203 | 5081 | 2597.67 | 39.09 | 39.1 | 0.01 | 0
2025 | MISO_IN_2_MISO_MI | MISO_IN | MISO_MI | Internal | Summer | B1 | 10 | 5081 | 0.02 | 68.71 | 68.69 | 0.01 | 0
2025 | MISO_IN_2_MISO_MI | MISO_IN | MISO_MI | Internal | Summer | B2 | 25 | 5081 | 0 | 67.51 | 67.49 | 0.01 | 0
2025 | MISO_IN_2_MISO_MI | MISO_IN | MISO_MI | Internal | Summer | B3 | 75 | 5081 | 0 | 66.28 | 66.27 | 0.01 | 0
2025 | MISO_IN_2_MISO_MI | MISO_IN | MISO_MI | Internal | Summer | B4 | 100 | 5081 | 0 | 64.48 | 64.45 | 0.01 | 0
2025 | MISO_IN_2_MISO_MI | MISO_IN | MISO_MI | Internal | Summer | B5 | 200 | 5081 | 0 | 62.08 | 62.07 | 0.01 | 0
2025 | MISO_IN_2_MISO_MI | MISO_IN | MISO_MI | Internal | Summer | B6 | 300 | 5081 | 0 | 52.56 | 52.55 | 0.01 | 0
2025 | MISO_IN_2_MISO_MI | MISO_IN | MISO_MI | Internal | Summer | B7 | 400 | 5081 | 118.08 | 43.89 | 43.9 | 0.01 | 0
2025 | MISO_IN_2_MISO_MI | MISO_IN | MISO_MI | Internal | Summer | B8 | 500 | 5081 | 731.6 | 39.42 | 39.43 | 0.01 | 0
2025 | MISO_IN_2_MISO_MI | MISO_IN | MISO_MI | Internal | Summer | B9 | 800 | 5081 | 1264.05 | 38.3 | 38.32 | 0.01 | 0
2025 | MISO_IN_2_MISO_MI | MISO_IN | MISO_MI | Internal | Summer | B10 | 1262 | 5081 | 4255.6 | 35.23 | 35.25 | 0.01 | 0
2025 | MISO_IN_2_MISO_MI | MISO_IN | MISO_MI | Internal | Winter | B16 | 25 | 5081 | 1484.22 | 50.91 | 50.92 | 0.01 | 0
2025 | MISO_IN_2_MISO_MI | MISO_IN | MISO_MI | Internal | Winter | B17 | 100 | 5081 | 601.02 | 46.93 | 46.95 | 0.01 | 0
2025 | MISO_IN_2_MISO_MI | MISO_IN | MISO_MI | Internal | Winter | B18 | 400 | 5081 | 0.01 | 45 | 45.01 | 0.01 | 0
2025 | MISO_IN_2_MISO_MI | MISO_IN | MISO_MI | Internal | Winter | B19 | 700 | 5081 | 221.93 | 43.74 | 43.75 | 0.01 | 0
2025 | MISO_IN_2_MISO_MI | MISO_IN | MISO_MI | Internal | Winter | B20 | 935 | 5081 | 858.48 | 37.66 | 37.67 | 0.01 | 0
2025 | MISO_IN_2_MISO_MO-IL | MISO_IN | MISO_MO-IL | Internal | Shoulder | B11 | 25 | 9129 | 0 | 58.61 | 58.6 | 0.01 | 0
2025 | MISO_IN_2_MISO_MO-IL | MISO_IN | MISO_MO-IL | Internal | Shoulder | B12 | 200 | 9129 | 0 | 45.35 | 45.34 | 0.01 | 0
2025 | MISO_IN_2_MISO_MO-IL | MISO_IN | MISO_MO-IL | Internal | Shoulder | B13 | 600 | 9129 | 0 | 43.71 | 43.7 | 0.01 | 0
2025 | MISO_IN_2_MISO_MO-IL | MISO_IN | MISO_MO-IL | Internal | Shoulder | B14 | 900 | 9129 | 0 | 42.16 | 42.15 | 0.01 | 0
2025 | MISO_IN_2_MISO_MO-IL | MISO_IN | MISO_MO-IL | Internal | Shoulder | B15 | 1203 | 9129 | 0 | 39.09 | 39.07 | 0.01 | 0
2025 | MISO_IN_2_MISO_MO-IL | MISO_IN | MISO_MO-IL | Internal | Summer | B1 | 10 | 9129 | 26.17 | 68.71 | 68.72 | 0.01 | 0
2025 | MISO_IN_2_MISO_MO-IL | MISO_IN | MISO_MO-IL | Internal | Summer | B2 | 25 | 9129 | 0 | 67.51 | 67.49 | 0.01 | 0
2025 | MISO_IN_2_MISO_MO-IL | MISO_IN | MISO_MO-IL | Internal | Summer | B3 | 75 | 9129 | 0 | 66.28 | 66.27 | 0.01 | 0
2025 | MISO_IN_2_MISO_MO-IL | MISO_IN | MISO_MO-IL | Internal | Summer | B4 | 100 | 9129 | 0 | 64.48 | 64.47 | 0.01 | 0
2025 | MISO_IN_2_MISO_MO-IL | MISO_IN | MISO_MO-IL | Internal | Summer | B5 | 200 | 9129 | 0 | 62.08 | 62.07 | 0.01 | 0
2025 | MISO_IN_2_MISO_MO-IL | MISO_IN | MISO_MO-IL | Internal | Summer | B6 | 300 | 9129 | 0 | 52.56 | 52.56 | 0.01 | 0
2025 | MISO_IN_2_MISO_MO-IL | MISO_IN | MISO_MO-IL | Internal | Summer | B7 | 400 | 9129 | 0 | 43.89 | 43.89 | 0.01 | 0
2025 | MISO_IN_2_MISO_MO-IL | MISO_IN | MISO_MO-IL | Internal | Summer | B8 | 500 | 9129 | 0 | 39.42 | 39.41 | 0.01 | 0
2025 | MISO_IN_2_MISO_MO-IL | MISO_IN | MISO_MO-IL | Internal | Summer | B9 | 800 | 9129 | 0 | 38.3 | 38.29 | 0.01 | 0
2025 | MISO_IN_2_MISO_MO-IL | MISO_IN | MISO_MO-IL | Internal | Summer | B10 | 1262 | 9129 | 0 | 35.23 | 35.22 | 0.01 | 0
2025 | MISO_IN_2_MISO_MO-IL | MISO_IN | MISO_MO-IL | Internal | Winter | B16 | 25 | 9129 | 0 | 50.91 | 50.9 | 0.01 | 0
2025 | MISO_IN_2_MISO_MO-IL | MISO_IN | MISO_MO-IL | Internal | Winter | B17 | 100 | 9129 | 0 | 46.93 | 46.92 | 0.01 | 0
2025 | MISO_IN_2_MISO_MO-IL | MISO_IN | MISO_MO-IL | Internal | Winter | B18 | 400 | 9129 | 0 | 45 | 44.99 | 0.01 | 0
2025 | MISO_IN_2_MISO_MO-IL | MISO_IN | MISO_MO-IL | Internal | Winter | B19 | 700 | 9129 | 0 | 43.74 | 43.73 | 0.01 | 0
2025 | MISO_IN_2_MISO_MO-IL | MISO_IN | MISO_MO-IL | Internal | Winter | B20 | 935 | 9129 | 0 | 37.66 | 37.65 | 0.01 | 0
2025 | MISO_IN_2_NonRTO_Midwest | MISO_IN | NonRTO_Midwest | Internal | Shoulder | B11 | 25 | 4800 | 1711.32 | 58.61 | 62.61 | 4 | 0
2025 | MISO_IN_2_NonRTO_Midwest | MISO_IN | NonRTO_Midwest | Internal | Shoulder | B12 | 200 | 4800 | 1081.14 | 45.35 | 49.35 | 4 | 0
2025 | MISO_IN_2_NonRTO_Midwest | MISO_IN | NonRTO_Midwest | Internal | Shoulder | B13 | 600 | 4800 | 477.39 | 43.71 | 47.71 | 4 | 0
2025 | MISO_IN_2_NonRTO_Midwest | MISO_IN | NonRTO_Midwest | Internal | Shoulder | B14 | 900 | 4800 | 0 | 42.16 | 45.69 | 4 | 0
2025 | MISO_IN_2_NonRTO_Midwest | MISO_IN | NonRTO_Midwest | Internal | Shoulder | B15 | 1203 | 4800 | 0 | 39.09 | 39.06 | 4 | 0
2025 | MISO_IN_2_NonRTO_Midwest | MISO_IN | NonRTO_Midwest | Internal | Summer | B1 | 10 | 4800 | 52.18 | 68.71 | 72.71 | 4 | 0
2025 | MISO_IN_2_NonRTO_Midwest | MISO_IN | NonRTO_Midwest | Internal | Summer | B2 | 25 | 4800 | 2821.25 | 67.51 | 71.51 | 4 | 0
2025 | MISO_IN_2_NonRTO_Midwest | MISO_IN | NonRTO_Midwest | Internal | Summer | B3 | 75 | 4800 | 2633.88 | 66.28 | 70.28 | 4 | 0
2025 | MISO_IN_2_NonRTO_Midwest | MISO_IN | NonRTO_Midwest | Internal | Summer | B4 | 100 | 4800 | 2177.04 | 64.48 | 68.48 | 4 | 0
2025 | MISO_IN_2_NonRTO_Midwest | MISO_IN | NonRTO_Midwest | Internal | Summer | B5 | 200 | 4800 | 1830.82 | 62.08 | 66.08 | 4 | 0
2025 | MISO_IN_2_NonRTO_Midwest | MISO_IN | NonRTO_Midwest | Internal | Summer | B6 | 300 | 4800 | 1302.97 | 52.56 | 56.56 | 4 | 0
2025 | MISO_IN_2_NonRTO_Midwest | MISO_IN | NonRTO_Midwest | Internal | Summer | B7 | 400 | 4800 | 625.57 | 43.89 | 47.89 | 4 | 0
2025 | MISO_IN_2_NonRTO_Midwest | MISO_IN | NonRTO_Midwest | Internal | Summer | B8 | 500 | 4800 | 530.94 | 39.42 | 43.42 | 4 | 0
2025 | MISO_IN_2_NonRTO_Midwest | MISO_IN | NonRTO_Midwest | Internal | Summer | B9 | 800 | 4800 | 0 | 38.3 | 38.28 | 4 | 0
2025 | MISO_IN_2_NonRTO_Midwest | MISO_IN | NonRTO_Midwest | Internal | Summer | B10 | 1262 | 4800 | 0 | 35.23 | 35.21 | 4 | 0
2025 | MISO_IN_2_NonRTO_Midwest | MISO_IN | NonRTO_Midwest | Internal | Winter | B16 | 25 | 4800 | 2812.09 | 50.91 | 54.91 | 4 | 0
2025 | MISO_IN_2_NonRTO_Midwest | MISO_IN | NonRTO_Midwest | Internal | Winter | B17 | 100 | 4800 | 1661.05 | 46.93 | 50.93 | 4 | 0
2025 | MISO_IN_2_NonRTO_Midwest | MISO_IN | NonRTO_Midwest | Internal | Winter | B18 | 400 | 4800 | 729 | 45 | 49 | 4 | 0
2025 | MISO_IN_2_NonRTO_Midwest | MISO_IN | NonRTO_Midwest | Internal | Winter | B19 | 700 | 4800 | 0 | 43.74 | 47.55 | 4 | 0
2025 | MISO_IN_2_NonRTO_Midwest | MISO_IN | NonRTO_Midwest | Internal | Winter | B20 | 935 | 4800 | 0 | 37.66 | 37.65 | 4 | 0
2025 | MISO_IN_2_PJM_ROR | MISO_IN | PJM_ROR | Internal | Shoulder | B11 | 25 | 992 | 0 | 58.61 | 59.59 | 1 | 0
2025 | MISO_IN_2_PJM_ROR | MISO_IN | PJM_ROR | Internal | Shoulder | B12 | 200 | 992 | 0 | 45.35 | 46.33 | 1 | 0
2025 | MISO_IN_2_PJM_ROR | MISO_IN | PJM_ROR | Internal | Shoulder | B13 | 600 | 992 | 0 | 43.71 | 44.68 | 1 | 0
2025 | MISO_IN_2_PJM_ROR | MISO_IN | PJM_ROR | Internal | Shoulder | B14 | 900 | 992 | 0 | 42.16 | 43.14 | 1 | 0
2025 | MISO_IN_2_PJM_ROR | MISO_IN | PJM_ROR | Internal | Shoulder | B15 | 1203 | 992 | 0 | 39.09 | 40.06 | 1 | 0
2025 | MISO_IN_2_PJM_ROR | MISO_IN | PJM_ROR | Internal | Summer | B1 | 10 | 992 | 94.09 | 68.71 | 69.71 | 1 | 0
2025 | MISO_IN_2_PJM_ROR | MISO_IN | PJM_ROR | Internal | Summer | B2 | 25 | 992 | 0 | 67.51 | 68.48 | 1 | 0
2025 | MISO_IN_2_PJM_ROR | MISO_IN | PJM_ROR | Internal | Summer | B3 | 75 | 992 | 0 | 66.28 | 65.45 | 1 | 0
2025 | MISO_IN_2_PJM_ROR | MISO_IN | PJM_ROR | Internal | Summer | B4 | 100 | 992 | 0 | 64.48 | 65.45 | 1 | 0
2025 | MISO_IN_2_PJM_ROR | MISO_IN | PJM_ROR | Internal | Summer | B5 | 200 | 992 | 0 | 62.08 | 63.05 | 1 | 0
2025 | MISO_IN_2_PJM_ROR | MISO_IN | PJM_ROR | Internal | Summer | B6 | 300 | 992 | 0 | 52.56 | 53.55 | 1 | 0
2025 | MISO_IN_2_PJM_ROR | MISO_IN | PJM_ROR | Internal | Summer | B7 | 400 | 992 | 409.48 | 43.89 | 44.89 | 1 | 0
2025 | MISO_IN_2_PJM_ROR | MISO_IN | PJM_ROR | Internal | Summer | B8 | 500 | 992 | 0 | 39.42 | 40.39 | 1 | 0
2025 | MISO_IN_2_PJM_ROR | MISO_IN | PJM_ROR | Internal | Summer | B9 | 800 | 992 | 0 | 38.3 | 39.28 | 1 | 0
2025 | MISO_IN_2_PJM_ROR | MISO_IN | PJM_ROR | Internal | Summer | B10 | 1262 | 992 | 0 | 35.23 | 36.21 | 1 | 0
2025 | MISO_IN_2_PJM_ROR | MISO_IN | PJM_ROR | Internal | Winter | B16 | 25 | 992 | 0.02 | 50.91 | 51.9 | 1 | 0
2025 | MISO_IN_2_PJM_ROR | MISO_IN | PJM_ROR | Internal | Winter | B17 | 100 | 992 | 0 | 46.93 | 47.92 | 1 | 0
2025 | MISO_IN_2_PJM_ROR | MISO_IN | PJM_ROR | Internal | Winter | B18 | 400 | 992 | 0 | 45 | 45.99 | 1 | 0
2025 | MISO_IN_2_PJM_ROR | MISO_IN | PJM_ROR | Internal | Winter | B19 | 700 | 992 | 695.37 | 43.74 | 44.74 | 1 | 0
2025 | MISO_IN_2_PJM_ROR | MISO_IN | PJM_ROR | Internal | Winter | B20 | 935 | 992 | 0 | 37.66 | 38.64 | 1 | 0
2025 | MISO_MI_2_IESO | MISO_MI | IESO | Internal | Shoulder | B11 | 25 | 1580 | 0 | 58.6 | 35.79 | 4 | 0
2025 | MISO_MI_2_IESO | MISO_MI | IESO | Internal | Shoulder | B12 | 200 | 1580 | 0 | 45.36 | 36.89 | 4 | 0
2025 | MISO_MI_2_IESO | MISO_MI | IESO | Internal | Shoulder | B13 | 600 | 1580 | 0 | 43.72 | 35.79 | 4 | 0
2025 | MISO_MI_2_IESO | MISO_MI | IESO | Internal | Shoulder | B14 | 900 | 1580 | 0 | 42.17 | 35.79 | 4 | 0
2025 | MISO_MI_2_IESO | MISO_MI | IESO | Internal | Shoulder | B15 | 1203 | 1580 | 0 | 39.1 | 35.79 | 4 | 0
2025 | MISO_MI_2_IESO | MISO_MI | IESO | Internal | Summer | B1 | 10 | 1580 | 0 | 68.69 | 55.92 | 4 | 0
2025 | MISO_MI_2_IESO | MISO_MI | IESO | Internal | Summer | B2 | 25 | 1580 | 0 | 67.49 | 48.92 | 4 | 0
2025 | MISO_MI_2_IESO | MISO_MI | IESO | Internal | Summer | B3 | 75 | 1580 | 0 | 66.27 | 45 | 4 | 0
2025 | MISO_MI_2_IESO | MISO_MI | IESO | Internal | Summer | B4 | 100 | 1580 | 0 | 64.45 | 42.84 | 4 | 0
2025 | MISO_MI_2_IESO | MISO_MI | IESO | Internal | Summer | B5 | 200 | 1580 | 0 | 62.07 | 40.8 | 4 | 0
2025 | MISO_MI_2_IESO | MISO_MI | IESO | Internal | Summer | B6 | 300 | 1580 | 0 | 52.55 | 39.84 | 4 | 0
2025 | MISO_MI_2_IESO | MISO_MI | IESO | Internal | Summer | B7 | 400 | 1580 | 0 | 43.9 | 37.36 | 4 | 0
2025 | MISO_MI_2_IESO | MISO_MI | IESO | Internal | Summer | B8 | 500 | 1580 | 0 | 39.43 | 34.04 | 4 | 0
2025 | MISO_MI_2_IESO | MISO_MI | IESO | Internal | Summer | B9 | 800 | 1580 | 0 | 38.32 | 34.04 | 4 | 0
2025 | MISO_MI_2_IESO | MISO_MI | IESO | Internal | Summer | B10 | 1262 | 1580 | 0 | 35.25 | 34.04 | 4 | 0
2025 | MISO_MI_2_IESO | MISO_MI | IESO | Internal | Winter | B16 | 25 | 1580 | 0 | 50.92 | 42.49 | 4 | 0
2025 | MISO_MI_2_IESO | MISO_MI | IESO | Internal | Winter | B17 | 100 | 1580 | 0 | 46.95 | 40.75 | 4 | 0
2025 | MISO_MI_2_IESO | MISO_MI | IESO | Internal | Winter | B18 | 400 | 1580 | 0 | 45.01 | 40.25 | 4 | 0
2025 | MISO_MI_2_IESO | MISO_MI | IESO | Internal | Winter | B19 | 700 | 1580 | 0 | 43.75 | 40.25 | 4 | 0
2025 | MISO_MI_2_IESO | MISO_MI | IESO | Internal | Winter | B20 | 935 | 1580 | 0 | 37.67 | 40.25 | 4 | 0
2025 | MISO_MI_2_MISO_IN | MISO_MI | MISO_IN | Internal | Shoulder | B11 | 25 | 2126 | 2078.63 | 58.6 | 58.61 | 0.01 | 0
2025 | MISO_MI_2_MISO_IN | MISO_MI | MISO_IN | Internal | Shoulder | B12 | 200 | 2126 | 0 | 45.36 | 45.35 | 0.01 | 0
2025 | MISO_MI_2_MISO_IN | MISO_MI | MISO_IN | Internal | Shoulder | B13 | 600 | 2126 | 0 | 43.72 | 43.71 | 0.01 | 0
2025 | MISO_MI_2_MISO_IN | MISO_MI | MISO_IN | Internal | Shoulder | B14 | 900 | 2126 | 0 | 42.17 | 42.16 | 0.01 | 0
2025 | MISO_MI_2_MISO_IN | MISO_MI | MISO_IN | Internal | Shoulder | B15 | 1203 | 2126 | 0 | 39.1 | 39.09 | 0.01 | 0
2025 | MISO_MI_2_MISO_IN | MISO_MI | MISO_IN | Internal | Summer | B1 | 10 | 2126 | 756.41 | 68.69 | 68.71 | 0.01 | 0
2025 | MISO_MI_2_MISO_IN | MISO_MI | MISO_IN | Internal | Summer | B2 | 25 | 2126 | 474.38 | 67.49 | 67.51 | 0.01 | 0
2025 | MISO_MI_2_MISO_IN | MISO_MI | MISO_IN | Internal | Summer | B3 | 75 | 2126 | 2014.17 | 66.27 | 66.28 | 0.01 | 0
2025 | MISO_MI_2_MISO_IN | MISO_MI | MISO_IN | Internal | Summer | B4 | 100 | 2126 | 2126 | 64.45 | 64.48 | 0.01 | 0.01
2025 | MISO_MI_2_MISO_IN | MISO_MI | MISO_IN | Internal | Summer | B5 | 200 | 2126 | 1415.5 | 62.07 | 62.08 | 0.01 | 0
2025 | MISO_MI_2_MISO_IN | MISO_MI | MISO_IN | Internal | Summer | B6 | 300 | 2126 | 1273.68 | 52.55 | 52.56 | 0.01 | 0
2025 | MISO_MI_2_MISO_IN | MISO_MI | MISO_IN | Internal | Summer | B7 | 400 | 2126 | 0 | 43.9 | 43.89 | 0.01 | 0
2025 | MISO_MI_2_MISO_IN | MISO_MI | MISO_IN | Internal | Summer | B8 | 500 | 2126 | 0 | 39.43 | 39.42 | 0.01 | 0
2025 | MISO_MI_2_MISO_IN | MISO_MI | MISO_IN | Internal | Summer | B9 | 800 | 2126 | 0 | 38.32 | 38.3 | 0.01 | 0
2025 | MISO_MI_2_MISO_IN | MISO_MI | MISO_IN | Internal | Summer | B10 | 1262 | 2126 | 0 | 35.25 | 35.23 | 0.01 | 0
2025 | MISO_MI_2_MISO_IN | MISO_MI | MISO_IN | Internal | Winter | B16 | 25 | 2126 | 0 | 50.92 | 50.91 | 0.01 | 0
2025 | MISO_MI_2_MISO_IN | MISO_MI | MISO_IN | Internal | Winter | B17 | 100 | 2126 | 0 | 46.95 | 46.93 | 0.01 | 0
2025 | MISO_MI_2_MISO_IN | MISO_MI | MISO_IN | Internal | Winter | B18 | 400 | 2126 | 0 | 45.01 | 45 | 0.01 | 0
2025 | MISO_MI_2_MISO_IN | MISO_MI | MISO_IN | Internal | Winter | B19 | 700 | 2126 | 0 | 43.75 | 43.74 | 0.01 | 0
2025 | MISO_MI_2_MISO_IN | MISO_MI | MISO_IN | Internal | Winter | B20 | 935 | 2126 | 0 | 37.67 | 37.66 | 0.01 | 0
2025 | MISO_MI_2_MISO_WUMS | MISO_MI | MISO_WUMS | Internal | Shoulder | B11 | 25 | 166 | 0.02 | 58.6 | 58.6 | 0.01 | 0
2025 | MISO_MI_2_MISO_WUMS | MISO_MI | MISO_WUMS | Internal | Shoulder | B12 | 200 | 166 | 0 | 45.36 | 45.34 | 0.01 | 0
2025 | MISO_MI_2_MISO_WUMS | MISO_MI | MISO_WUMS | Internal | Shoulder | B13 | 600 | 166 | 0 | 43.72 | 43.7 | 0.01 | 0
2025 | MISO_MI_2_MISO_WUMS | MISO_MI | MISO_WUMS | Internal | Shoulder | B14 | 900 | 166 | 0 | 42.17 | 42.15 | 0.01 | 0
2025 | MISO_MI_2_MISO_WUMS | MISO_MI | MISO_WUMS | Internal | Shoulder | B15 | 1203 | 166 | 0 | 39.1 | 39.07 | 0.01 | 0
2025 | MISO_MI_2_MISO_WUMS | MISO_MI | MISO_WUMS | Internal | Summer | B1 | 10 | 166 | 0 | 68.69 | 67.75 | 0.01 | 0
2025 | MISO_MI_2_MISO_WUMS | MISO_MI | MISO_WUMS | Internal | Summer | B2 | 25 | 166 | 0 | 67.49 | 67.47 | 0.01 | 0
2025 | MISO_MI_2_MISO_WUMS | MISO_MI | MISO_WUMS | Internal | Summer | B3 | 75 | 166 | 0 | 66.27 | 64.45 | 0.01 | 0
2025 | MISO_MI_2_MISO_WUMS | MISO_MI | MISO_WUMS | Internal | Summer | B4 | 100 | 166 | 0 | 64.45 | 64.44 | 0.01 | 0
2025 | MISO_MI_2_MISO_WUMS | MISO_MI | MISO_WUMS | Internal | Summer | B5 | 200 | 166 | 0 | 62.07 | 62.07 | 0.01 | 0
2025 | MISO_MI_2_MISO_WUMS | MISO_MI | MISO_WUMS | Internal | Summer | B6 | 300 | 166 | 0 | 52.55 | 52.55 | 0.01 | 0
2025 | MISO_MI_2_MISO_WUMS | MISO_MI | MISO_WUMS | Internal | Summer | B7 | 400 | 166 | 0 | 43.9 | 43.89 | 0.01 | 0
2025 | MISO_MI_2_MISO_WUMS | MISO_MI | MISO_WUMS | Internal | Summer | B8 | 500 | 166 | 0 | 39.43 | 39.41 | 0.01 | 0
2025 | MISO_MI_2_MISO_WUMS | MISO_MI | MISO_WUMS | Internal | Summer | B9 | 800 | 166 | 0 | 38.32 | 38.29 | 0.01 | 0
2025 | MISO_MI_2_MISO_WUMS | MISO_MI | MISO_WUMS | Internal | Summer | B10 | 1262 | 166 | 0 | 35.25 | 35.22 | 0.01 | 0
2025 | MISO_MI_2_MISO_WUMS | MISO_MI | MISO_WUMS | Internal | Winter | B16 | 25 | 166 | 0 | 50.92 | 50.04 | 0.01 | 0
2025 | MISO_MI_2_MISO_WUMS | MISO_MI | MISO_WUMS | Internal | Winter | B17 | 100 | 166 | 0 | 46.95 | 46.92 | 0.01 | 0
2025 | MISO_MI_2_MISO_WUMS | MISO_MI | MISO_WUMS | Internal | Winter | B18 | 400 | 166 | 0 | 45.01 | 45 | 0.01 | 0
2025 | MISO_MI_2_MISO_WUMS | MISO_MI | MISO_WUMS | Internal | Winter | B19 | 700 | 166 | 0 | 43.75 | 43.75 | 0.01 | 0
2025 | MISO_MI_2_MISO_WUMS | MISO_MI | MISO_WUMS | Internal | Winter | B20 | 935 | 166 | 0 | 37.67 | 37.65 | 0.01 | 0
2025 | MISO_MI_2_PJM_ROR | MISO_MI | PJM_ROR | Internal | Shoulder | B11 | 25 | 1424 | 0.02 | 58.6 | 59.59 | 1 | 0
2025 | MISO_MI_2_PJM_ROR | MISO_MI | PJM_ROR | Internal | Shoulder | B12 | 200 | 1424 | 0 | 45.36 | 46.33 | 1 | 0
2025 | MISO_MI_2_PJM_ROR | MISO_MI | PJM_ROR | Internal | Shoulder | B13 | 600 | 1424 | 0 | 43.72 | 44.68 | 1 | 0
2025 | MISO_MI_2_PJM_ROR | MISO_MI | PJM_ROR | Internal | Shoulder | B14 | 900 | 1424 | 0 | 42.17 | 43.14 | 1 | 0
2025 | MISO_MI_2_PJM_ROR | MISO_MI | PJM_ROR | Internal | Shoulder | B15 | 1203 | 1424 | 0 | 39.1 | 40.06 | 1 | 0
2025 | MISO_MI_2_PJM_ROR | MISO_MI | PJM_ROR | Internal | Summer | B1 | 10 | 1424 | 1423.95 | 68.69 | 69.71 | 1 | 0.01
2025 | MISO_MI_2_PJM_ROR | MISO_MI | PJM_ROR | Internal | Summer | B2 | 25 | 1424 | 0.02 | 67.49 | 68.48 | 1 | 0
2025 | MISO_MI_2_PJM_ROR | MISO_MI | PJM_ROR | Internal | Summer | B3 | 75 | 1424 | 0 | 66.27 | 65.45 | 1 | 0
2025 | MISO_MI_2_PJM_ROR | MISO_MI | PJM_ROR | Internal | Summer | B4 | 100 | 1424 | 1025.96 | 64.45 | 65.45 | 1 | 0
2025 | MISO_MI_2_PJM_ROR | MISO_MI | PJM_ROR | Internal | Summer | B5 | 200 | 1424 | 0 | 62.07 | 63.05 | 1 | 0
2025 | MISO_MI_2_PJM_ROR | MISO_MI | PJM_ROR | Internal | Summer | B6 | 300 | 1424 | 992 | 52.55 | 53.55 | 1 | 0
2025 | MISO_MI_2_PJM_ROR | MISO_MI | PJM_ROR | Internal | Summer | B7 | 400 | 1424 | 0 | 43.9 | 44.89 | 1 | 0
2025 | MISO_MI_2_PJM_ROR | MISO_MI | PJM_ROR | Internal | Summer | B8 | 500 | 1424 | 0 | 39.43 | 40.39 | 1 | 0
2025 | MISO_MI_2_PJM_ROR | MISO_MI | PJM_ROR | Internal | Summer | B9 | 800 | 1424 | 0 | 38.32 | 39.28 | 1 | 0
2025 | MISO_MI_2_PJM_ROR | MISO_MI | PJM_ROR | Internal | Summer | B10 | 1262 | 1424 | 0 | 35.25 | 36.21 | 1 | 0
2025 | MISO_MI_2_PJM_ROR | MISO_MI | PJM_ROR | Internal | Winter | B16 | 25 | 1424 | 0 | 50.92 | 51.9 | 1 | 0
2025 | MISO_MI_2_PJM_ROR | MISO_MI | PJM_ROR | Internal | Winter | B17 | 100 | 1424 | 0 | 46.95 | 47.92 | 1 | 0
2025 | MISO_MI_2_PJM_ROR | MISO_MI | PJM_ROR | Internal | Winter | B18 | 400 | 1424 | 0 | 45.01 | 45.99 | 1 | 0
2025 | MISO_MI_2_PJM_ROR | MISO_MI | PJM_ROR | Internal | Winter | B19 | 700 | 1424 | 0 | 43.75 | 44.74 | 1 | 0
2025 | MISO_MI_2_PJM_ROR | MISO_MI | PJM_ROR | Internal | Winter | B20 | 935 | 1424 | 0 | 37.67 | 38.64 | 1 | 0
2025 | MISO_MO-IL_2_ENT | MISO_MO-IL | ENT | Internal | Shoulder | B11 | 25 | 2540 | 0 | 58.6 | 58.6 | 4 | 0
2025 | MISO_MO-IL_2_ENT | MISO_MO-IL | ENT | Internal | Shoulder | B12 | 200 | 2540 | 0 | 45.34 | 45.33 | 4 | 0
2025 | MISO_MO-IL_2_ENT | MISO_MO-IL | ENT | Internal | Shoulder | B13 | 600 | 2540 | 0 | 43.7 | 43.7 | 4 | 0
2025 | MISO_MO-IL_2_ENT | MISO_MO-IL | ENT | Internal | Shoulder | B14 | 900 | 2540 | 0 | 42.15 | 42.15 | 4 | 0
2025 | MISO_MO-IL_2_ENT | MISO_MO-IL | ENT | Internal | Shoulder | B15 | 1203 | 2540 | 0 | 39.07 | 39.07 | 4 | 0
2025 | MISO_MO-IL_2_ENT | MISO_MO-IL | ENT | Internal | Summer | B1 | 10 | 2540 | 0 | 68.72 | 68.72 | 4 | 0
2025 | MISO_MO-IL_2_ENT | MISO_MO-IL | ENT | Internal | Summer | B2 | 25 | 2540 | 0 | 67.49 | 66.25 | 4 | 0
2025 | MISO_MO-IL_2_ENT | MISO_MO-IL | ENT | Internal | Summer | B3 | 75 | 2540 | 0 | 66.27 | 66.25 | 4 | 0
2025 | MISO_MO-IL_2_ENT | MISO_MO-IL | ENT | Internal | Summer | B4 | 100 | 2540 | 0 | 64.47 | 64.45 | 4 | 0
2025 | MISO_MO-IL_2_ENT | MISO_MO-IL | ENT | Internal | Summer | B5 | 200 | 2540 | 0 | 62.07 | 62.05 | 4 | 0
2025 | MISO_MO-IL_2_ENT | MISO_MO-IL | ENT | Internal | Summer | B6 | 300 | 2540 | 0 | 52.56 | 52.56 | 4 | 0
2025 | MISO_MO-IL_2_ENT | MISO_MO-IL | ENT | Internal | Summer | B7 | 400 | 2540 | 0 | 43.89 | 44.7 | 4 | 0
2025 | MISO_MO-IL_2_ENT | MISO_MO-IL | ENT | Internal | Summer | B8 | 500 | 2540 | 0 | 39.41 | 43.28 | 4 | 0
2025 | MISO_MO-IL_2_ENT | MISO_MO-IL | ENT | Internal | Summer | B9 | 800 | 2540 | 0 | 38.29 | 41.56 | 4 | 0
2025 | MISO_MO-IL_2_ENT | MISO_MO-IL | ENT | Internal | Summer | B10 | 1262 | 2540 | 0 | 35.22 | 38.2 | 4 | 0
2025 | MISO_MO-IL_2_ENT | MISO_MO-IL | ENT | Internal | Winter | B16 | 25 | 2540 | 0 | 50.9 | 50.03 | 4 | 0
2025 | MISO_MO-IL_2_ENT | MISO_MO-IL | ENT | Internal | Winter | B17 | 100 | 2540 | 0 | 46.92 | 46.92 | 4 | 0
2025 | MISO_MO-IL_2_ENT | MISO_MO-IL | ENT | Internal | Winter | B18 | 400 | 2540 | 0 | 44.99 | 45 | 4 | 0
2025 | MISO_MO-IL_2_ENT | MISO_MO-IL | ENT | Internal | Winter | B19 | 700 | 2540 | 0 | 43.73 | 43.75 | 4 | 0
2025 | MISO_MO-IL_2_ENT | MISO_MO-IL | ENT | Internal | Winter | B20 | 935 | 2540 | 0 | 37.65 | 37.65 | 4 | 0
2025 | MISO_MO-IL_2_MISO_IN | MISO_MO-IL | MISO_IN | Internal | Shoulder | B11 | 25 | 6229 | 943.59 | 58.6 | 58.61 | 0.01 | 0
2025 | MISO_MO-IL_2_MISO_IN | MISO_MO-IL | MISO_IN | Internal | Shoulder | B12 | 200 | 6229 | 2819.05 | 45.34 | 45.35 | 0.01 | 0
2025 | MISO_MO-IL_2_MISO_IN | MISO_MO-IL | MISO_IN | Internal | Shoulder | B13 | 600 | 6229 | 1377.57 | 43.7 | 43.71 | 0.01 | 0
2025 | MISO_MO-IL_2_MISO_IN | MISO_MO-IL | MISO_IN | Internal | Shoulder | B14 | 900 | 6229 | 797.81 | 42.15 | 42.16 | 0.01 | 0
2025 | MISO_MO-IL_2_MISO_IN | MISO_MO-IL | MISO_IN | Internal | Shoulder | B15 | 1203 | 6229 | 2972.17 | 39.07 | 39.09 | 0.01 | 0
2025 | MISO_MO-IL_2_MISO_IN | MISO_MO-IL | MISO_IN | Internal | Summer | B1 | 10 | 6229 | 0.03 | 68.72 | 68.71 | 0.01 | 0
2025 | MISO_MO-IL_2_MISO_IN | MISO_MO-IL | MISO_IN | Internal | Summer | B2 | 25 | 6229 | 5240.61 | 67.49 | 67.51 | 0.01 | 0
2025 | MISO_MO-IL_2_MISO_IN | MISO_MO-IL | MISO_IN | Internal | Summer | B3 | 75 | 6229 | 2630.48 | 66.27 | 66.28 | 0.01 | 0
2025 | MISO_MO-IL_2_MISO_IN | MISO_MO-IL | MISO_IN | Internal | Summer | B4 | 100 | 6229 | 1242.44 | 64.47 | 64.48 | 0.01 | 0
2025 | MISO_MO-IL_2_MISO_IN | MISO_MO-IL | MISO_IN | Internal | Summer | B5 | 200 | 6229 | 1323 | 62.07 | 62.08 | 0.01 | 0
2025 | MISO_MO-IL_2_MISO_IN | MISO_MO-IL | MISO_IN | Internal | Summer | B6 | 300 | 6229 | 0 | 52.56 | 52.56 | 0.01 | 0
2025 | MISO_MO-IL_2_MISO_IN | MISO_MO-IL | MISO_IN | Internal | Summer | B7 | 400 | 6229 | 0 | 43.89 | 43.89 | 0.01 | 0
2025 | MISO_MO-IL_2_MISO_IN | MISO_MO-IL | MISO_IN | Internal | Summer | B8 | 500 | 6229 | 694.45 | 39.41 | 39.42 | 0.01 | 0
2025 | MISO_MO-IL_2_MISO_IN | MISO_MO-IL | MISO_IN | Internal | Summer | B9 | 800 | 6229 | 623.67 | 38.29 | 38.3 | 0.01 | 0
2025 | MISO_MO-IL_2_MISO_IN | MISO_MO-IL | MISO_IN | Internal | Summer | B10 | 1262 | 6229 | 3476.22 | 35.22 | 35.23 | 0.01 | 0
2025 | MISO_MO-IL_2_MISO_IN | MISO_MO-IL | MISO_IN | Internal | Winter | B16 | 25 | 6229 | 5758.46 | 50.9 | 50.91 | 0.01 | 0
2025 | MISO_MO-IL_2_MISO_IN | MISO_MO-IL | MISO_IN | Internal | Winter | B17 | 100 | 6229 | 2896.1 | 46.92 | 46.93 | 0.01 | 0
2025 | MISO_MO-IL_2_MISO_IN | MISO_MO-IL | MISO_IN | Internal | Winter | B18 | 400 | 6229 | 786.88 | 44.99 | 45 | 0.01 | 0
2025 | MISO_MO-IL_2_MISO_IN | MISO_MO-IL | MISO_IN | Internal | Winter | B19 | 700 | 6229 | 143.55 | 43.73 | 43.74 | 0.01 | 0
2025 | MISO_MO-IL_2_MISO_IN | MISO_MO-IL | MISO_IN | Internal | Winter | B20 | 935 | 6229 | 675.12 | 37.65 | 37.66 | 0.01 | 0
2025 | MISO_MO-IL_2_MISO_W | MISO_MO-IL | MISO_W | Internal | Shoulder | B11 | 25 | 5033 | 0 | 58.6 | 58.59 | 0.01 | 0
2025 | MISO_MO-IL_2_MISO_W | MISO_MO-IL | MISO_W | Internal | Shoulder | B12 | 200 | 5033 | 0 | 45.34 | 45.33 | 0.01 | 0
2025 | MISO_MO-IL_2_MISO_W | MISO_MO-IL | MISO_W | Internal | Shoulder | B13 | 600 | 5033 | 0 | 43.7 | 43.68 | 0.01 | 0
2025 | MISO_MO-IL_2_MISO_W | MISO_MO-IL | MISO_W | Internal | Shoulder | B14 | 900 | 5033 | 0 | 42.15 | 42.14 | 0.01 | 0
2025 | MISO_MO-IL_2_MISO_W | MISO_MO-IL | MISO_W | Internal | Shoulder | B15 | 1203 | 5033 | 0 | 39.07 | 39.06 | 0.01 | 0
2025 | MISO_MO-IL_2_MISO_W | MISO_MO-IL | MISO_W | Internal | Summer | B1 | 10 | 5033 | 0.02 | 68.72 | 68.71 | 0.01 | 0
2025 | MISO_MO-IL_2_MISO_W | MISO_MO-IL | MISO_W | Internal | Summer | B2 | 25 | 5033 | 0 | 67.49 | 67.48 | 0.01 | 0
2025 | MISO_MO-IL_2_MISO_W | MISO_MO-IL | MISO_W | Internal | Summer | B3 | 75 | 5033 | 0 | 66.27 | 66.25 | 0.01 | 0
2025 | MISO_MO-IL_2_MISO_W | MISO_MO-IL | MISO_W | Internal | Summer | B4 | 100 | 5033 | 0 | 64.47 | 64.45 | 0.01 | 0
2025 | MISO_MO-IL_2_MISO_W | MISO_MO-IL | MISO_W | Internal | Summer | B5 | 200 | 5033 | 0 | 62.07 | 62.05 | 0.01 | 0
2025 | MISO_MO-IL_2_MISO_W | MISO_MO-IL | MISO_W | Internal | Summer | B6 | 300 | 5033 | 0 | 52.56 | 52.55 | 0.01 | 0
2025 | MISO_MO-IL_2_MISO_W | MISO_MO-IL | MISO_W | Internal | Summer | B7 | 400 | 5033 | 0 | 43.89 | 43.89 | 0.01 | 0
2025 | MISO_MO-IL_2_MISO_W | MISO_MO-IL | MISO_W | Internal | Summer | B8 | 500 | 5033 | 0 | 39.41 | 39.39 | 0.01 | 0
2025 | MISO_MO-IL_2_MISO_W | MISO_MO-IL | MISO_W | Internal | Summer | B9 | 800 | 5033 | 0 | 38.29 | 38.28 | 0.01 | 0
2025 | MISO_MO-IL_2_MISO_W | MISO_MO-IL | MISO_W | Internal | Summer | B10 | 1262 | 5033 | 0 | 35.22 | 35.21 | 0.01 | 0
2025 | MISO_MO-IL_2_MISO_W | MISO_MO-IL | MISO_W | Internal | Winter | B16 | 25 | 5033 | 0 | 50.9 | 50.03 | 0.01 | 0
2025 | MISO_MO-IL_2_MISO_W | MISO_MO-IL | MISO_W | Internal | Winter | B17 | 100 | 5033 | 0 | 46.92 | 46.91 | 0.01 | 0
2025 | MISO_MO-IL_2_MISO_W | MISO_MO-IL | MISO_W | Internal | Winter | B18 | 400 | 5033 | 0 | 44.99 | 44.99 | 0.01 | 0
2025 | MISO_MO-IL_2_MISO_W | MISO_MO-IL | MISO_W | Internal | Winter | B19 | 700 | 5033 | 189.86 | 43.73 | 43.74 | 0.01 | 0
2025 | MISO_MO-IL_2_MISO_W | MISO_MO-IL | MISO_W | Internal | Winter | B20 | 935 | 5033 | 0 | 37.65 | 37.64 | 0.01 | 0
2025 | MISO_MO-IL_2_PJM_ROR | MISO_MO-IL | PJM_ROR | Internal | Shoulder | B11 | 25 | 1212 | 0.02 | 58.6 | 59.59 | 1 | 0
2025 | MISO_MO-IL_2_PJM_ROR | MISO_MO-IL | PJM_ROR | Internal | Shoulder | B12 | 200 | 1212 | 0 | 45.34 | 46.33 | 1 | 0
2025 | MISO_MO-IL_2_PJM_ROR | MISO_MO-IL | PJM_ROR | Internal | Shoulder | B13 | 600 | 1212 | 0 | 43.7 | 44.68 | 1 | 0
2025 | MISO_MO-IL_2_PJM_ROR | MISO_MO-IL | PJM_ROR | Internal | Shoulder | B14 | 900 | 1212 | 0 | 42.15 | 43.14 | 1 | 0
2025 | MISO_MO-IL_2_PJM_ROR | MISO_MO-IL | PJM_ROR | Internal | Shoulder | B15 | 1203 | 1212 | 0 | 39.07 | 40.06 | 1 | 0
2025 | MISO_MO-IL_2_PJM_ROR | MISO_MO-IL | PJM_ROR | Internal | Summer | B1 | 10 | 1212 | 0.05 | 68.72 | 69.71 | 1 | 0
2025 | MISO_MO-IL_2_PJM_ROR | MISO_MO-IL | PJM_ROR | Internal | Summer | B2 | 25 | 1212 | 0.02 | 67.49 | 68.48 | 1 | 0
2025 | MISO_MO-IL_2_PJM_ROR | MISO_MO-IL | PJM_ROR | Internal | Summer | B3 | 75 | 1212 | 0 | 66.27 | 65.45 | 1 | 0
2025 | MISO_MO-IL_2_PJM_ROR | MISO_MO-IL | PJM_ROR | Internal | Summer | B4 | 100 | 1212 | 0 | 64.47 | 65.45 | 1 | 0
2025 | MISO_MO-IL_2_PJM_ROR | MISO_MO-IL | PJM_ROR | Internal | Summer | B5 | 200 | 1212 | 0 | 62.07 | 63.05 | 1 | 0
2025 | MISO_MO-IL_2_PJM_ROR | MISO_MO-IL | PJM_ROR | Internal | Summer | B6 | 300 | 1212 | 0 | 52.56 | 53.55 | 1 | 0
2025 | MISO_MO-IL_2_PJM_ROR | MISO_MO-IL | PJM_ROR | Internal | Summer | B7 | 400 | 1212 | 100.15 | 43.89 | 44.89 | 1 | 0
2025 | MISO_MO-IL_2_PJM_ROR | MISO_MO-IL | PJM_ROR | Internal | Summer | B8 | 500 | 1212 | 0 | 39.41 | 40.39 | 1 | 0
2025 | MISO_MO-IL_2_PJM_ROR | MISO_MO-IL | PJM_ROR | Internal | Summer | B9 | 800 | 1212 | 0 | 38.29 | 39.28 | 1 | 0
2025 | MISO_MO-IL_2_PJM_ROR | MISO_MO-IL | PJM_ROR | Internal | Summer | B10 | 1262 | 1212 | 0 | 35.22 | 36.21 | 1 | 0
2025 | MISO_MO-IL_2_PJM_ROR | MISO_MO-IL | PJM_ROR | Internal | Winter | B16 | 25 | 1212 | 691.41 | 50.9 | 51.9 | 1 | 0
2025 | MISO_MO-IL_2_PJM_ROR | MISO_MO-IL | PJM_ROR | Internal | Winter | B17 | 100 | 1212 | 1084.9 | 46.92 | 47.92 | 1 | 0
2025 | MISO_MO-IL_2_PJM_ROR | MISO_MO-IL | PJM_ROR | Internal | Winter | B18 | 400 | 1212 | 427.11 | 44.99 | 45.99 | 1 | 0
2025 | MISO_MO-IL_2_PJM_ROR | MISO_MO-IL | PJM_ROR | Internal | Winter | B19 | 700 | 1212 | 1212 | 43.73 | 44.74 | 1 | 0.01
2025 | MISO_MO-IL_2_PJM_ROR | MISO_MO-IL | PJM_ROR | Internal | Winter | B20 | 935 | 1212 | 0 | 37.65 | 38.64 | 1 | 0
2025 | MISO_MO-IL_2_TVA_Transmission | MISO_MO-IL | TVA_Transmission | Internal | Shoulder | B11 | 25 | 4000 | 0.02 | 58.6 | 62.59 | 4 | 0
2025 | MISO_MO-IL_2_TVA_Transmission | MISO_MO-IL | TVA_Transmission | Internal | Shoulder | B12 | 200 | 4000 | 0 | 45.34 | 47.72 | 4 | 0
2025 | MISO_MO-IL_2_TVA_Transmission | MISO_MO-IL | TVA_Transmission | Internal | Shoulder | B13 | 600 | 4000 | 0 | 43.7 | 46.62 | 4 | 0
2025 | MISO_MO-IL_2_TVA_Transmission | MISO_MO-IL | TVA_Transmission | Internal | Shoulder | B14 | 900 | 4000 | 0 | 42.15 | 46.14 | 4 | 0
2025 | MISO_MO-IL_2_TVA_Transmission | MISO_MO-IL | TVA_Transmission | Internal | Shoulder | B15 | 1203 | 4000 | 0 | 39.07 | 43.06 | 4 | 0
2025 | MISO_MO-IL_2_TVA_Transmission | MISO_MO-IL | TVA_Transmission | Internal | Summer | B1 | 10 | 4000 | 178.03 | 68.72 | 72.72 | 4 | 0
2025 | MISO_MO-IL_2_TVA_Transmission | MISO_MO-IL | TVA_Transmission | Internal | Summer | B2 | 25 | 4000 | 87.02 | 67.49 | 71.49 | 4 | 0
2025 | MISO_MO-IL_2_TVA_Transmission | MISO_MO-IL | TVA_Transmission | Internal | Summer | B3 | 75 | 4000 | 1545.72 | 66.27 | 70.27 | 4 | 0
2025 | MISO_MO-IL_2_TVA_Transmission | MISO_MO-IL | TVA_Transmission | Internal | Summer | B4 | 100 | 4000 | 1936.53 | 64.47 | 68.46 | 4 | 0
2025 | MISO_MO-IL_2_TVA_Transmission | MISO_MO-IL | TVA_Transmission | Internal | Summer | B5 | 200 | 4000 | 0 | 62.07 | 66.05 | 4 | 0
2025 | MISO_MO-IL_2_TVA_Transmission | MISO_MO-IL | TVA_Transmission | Internal | Summer | B6 | 300 | 4000 | 585.86 | 52.56 | 56.56 | 4 | 0
2025 | MISO_MO-IL_2_TVA_Transmission | MISO_MO-IL | TVA_Transmission | Internal | Summer | B7 | 400 | 4000 | 818.56 | 43.89 | 47.89 | 4 | 0
2025 | MISO_MO-IL_2_TVA_Transmission | MISO_MO-IL | TVA_Transmission | Internal | Summer | B8 | 500 | 4000 | 0 | 39.41 | 43.26 | 4 | 0
2025 | MISO_MO-IL_2_TVA_Transmission | MISO_MO-IL | TVA_Transmission | Internal | Summer | B9 | 800 | 4000 | 0 | 38.29 | 42.28 | 4 | 0
2025 | MISO_MO-IL_2_TVA_Transmission | MISO_MO-IL | TVA_Transmission | Internal | Summer | B10 | 1262 | 4000 | 0 | 35.22 | 39.21 | 4 | 0
2025 | MISO_MO-IL_2_TVA_Transmission | MISO_MO-IL | TVA_Transmission | Internal | Winter | B16 | 25 | 4000 | 3159.33 | 50.9 | 54.9 | 4 | 0
2025 | MISO_MO-IL_2_TVA_Transmission | MISO_MO-IL | TVA_Transmission | Internal | Winter | B17 | 100 | 4000 | 0 | 46.92 | 50 | 4 | 0
2025 | MISO_MO-IL_2_TVA_Transmission | MISO_MO-IL | TVA_Transmission | Internal | Winter | B18 | 400 | 4000 | 0 | 44.99 | 47.81 | 4 | 0
2025 | MISO_MO-IL_2_TVA_Transmission | MISO_MO-IL | TVA_Transmission | Internal | Winter | B19 | 700 | 4000 | 0 | 43.73 | 47.38 | 4 | 0
2025 | MISO_MO-IL_2_TVA_Transmission | MISO_MO-IL | TVA_Transmission | Internal | Winter | B20 | 935 | 4000 | 2069.74 | 37.65 | 41.65 | 4 | 0
2025 | MISO_W_2_IESO | MISO_W | IESO | Internal | Shoulder | B11 | 25 | 164 | 0 | 58.59 | 35.79 | 4 | 0
2025 | MISO_W_2_IESO | MISO_W | IESO | Internal | Shoulder | B12 | 200 | 164 | 0 | 45.33 | 36.89 | 4 | 0
2025 | MISO_W_2_IESO | MISO_W | IESO | Internal | Shoulder | B13 | 600 | 164 | 0 | 43.68 | 35.79 | 4 | 0
2025 | MISO_W_2_IESO | MISO_W | IESO | Internal | Shoulder | B14 | 900 | 164 | 0 | 42.14 | 35.79 | 4 | 0
2025 | MISO_W_2_IESO | MISO_W | IESO | Internal | Shoulder | B15 | 1203 | 164 | 0 | 39.06 | 35.79 | 4 | 0
2025 | MISO_W_2_IESO | MISO_W | IESO | Internal | Summer | B1 | 10 | 164 | 0 | 68.71 | 55.92 | 4 | 0
2025 | MISO_W_2_IESO | MISO_W | IESO | Internal | Summer | B2 | 25 | 164 | 0 | 67.48 | 48.92 | 4 | 0
2025 | MISO_W_2_IESO | MISO_W | IESO | Internal | Summer | B3 | 75 | 164 | 0 | 66.25 | 45 | 4 | 0
2025 | MISO_W_2_IESO | MISO_W | IESO | Internal | Summer | B4 | 100 | 164 | 0 | 64.45 | 42.84 | 4 | 0
2025 | MISO_W_2_IESO | MISO_W | IESO | Internal | Summer | B5 | 200 | 164 | 0 | 62.05 | 40.8 | 4 | 0
2025 | MISO_W_2_IESO | MISO_W | IESO | Internal | Summer | B6 | 300 | 164 | 0 | 52.55 | 39.84 | 4 | 0
2025 | MISO_W_2_IESO | MISO_W | IESO | Internal | Summer | B7 | 400 | 164 | 0 | 43.89 | 37.36 | 4 | 0
2025 | MISO_W_2_IESO | MISO_W | IESO | Internal | Summer | B8 | 500 | 164 | 0 | 39.39 | 34.04 | 4 | 0
2025 | MISO_W_2_IESO | MISO_W | IESO | Internal | Summer | B9 | 800 | 164 | 0 | 38.28 | 34.04 | 4 | 0
2025 | MISO_W_2_IESO | MISO_W | IESO | Internal | Summer | B10 | 1262 | 164 | 0 | 35.21 | 34.04 | 4 | 0
2025 | MISO_W_2_IESO | MISO_W | IESO | Internal | Winter | B16 | 25 | 164 | 0 | 50.03 | 42.49 | 4 | 0
2025 | MISO_W_2_IESO | MISO_W | IESO | Internal | Winter | B17 | 100 | 164 | 0 | 46.91 | 40.75 | 4 | 0
2025 | MISO_W_2_IESO | MISO_W | IESO | Internal | Winter | B18 | 400 | 164 | 0 | 44.99 | 40.25 | 4 | 0
2025 | MISO_W_2_IESO | MISO_W | IESO | Internal | Winter | B19 | 700 | 164 | 0 | 43.74 | 40.25 | 4 | 0
2025 | MISO_W_2_IESO | MISO_W | IESO | Internal | Winter | B20 | 935 | 164 | 0 | 37.64 | 40.25 | 4 | 0
2025 | MISO_W_2_MAPP_CA | MISO_W | MAPP_CA | Internal | Shoulder | B11 | 25 | 788 | 0 | 58.59 | 49.42 | 0.01 | 0
2025 | MISO_W_2_MAPP_CA | MISO_W | MAPP_CA | Internal | Shoulder | B12 | 200 | 788 | 0 | 45.33 | 45.32 | 0.01 | 0
2025 | MISO_W_2_MAPP_CA | MISO_W | MAPP_CA | Internal | Shoulder | B13 | 600 | 788 | 0 | 43.68 | 43.67 | 0.01 | 0
2025 | MISO_W_2_MAPP_CA | MISO_W | MAPP_CA | Internal | Shoulder | B14 | 900 | 788 | 0 | 42.14 | 42.14 | 0.01 | 0
2025 | MISO_W_2_MAPP_CA | MISO_W | MAPP_CA | Internal | Shoulder | B15 | 1203 | 788 | 788 | 39.06 | 42.14 | 0.01 | 3.06
2025 | MISO_W_2_MAPP_CA | MISO_W | MAPP_CA | Internal | Summer | B1 | 10 | 788 | 0 | 68.71 | 61.71 | 0.01 | 0
2025 | MISO_W_2_MAPP_CA | MISO_W | MAPP_CA | Internal | Summer | B2 | 25 | 788 | 0 | 67.48 | 60.48 | 0.01 | 0
2025 | MISO_W_2_MAPP_CA | MISO_W | MAPP_CA | Internal | Summer | B3 | 75 | 788 | 0 | 66.25 | 59.26 | 0.01 | 0
2025 | MISO_W_2_MAPP_CA | MISO_W | MAPP_CA | Internal | Summer | B4 | 100 | 788 | 0 | 64.45 | 57.45 | 0.01 | 0
2025 | MISO_W_2_MAPP_CA | MISO_W | MAPP_CA | Internal | Summer | B5 | 200 | 788 | 0 | 62.05 | 62.04 | 0.01 | 0
2025 | MISO_W_2_MAPP_CA | MISO_W | MAPP_CA | Internal | Summer | B6 | 300 | 788 | 0 | 52.55 | 52.53 | 0.01 | 0
2025 | MISO_W_2_MAPP_CA | MISO_W | MAPP_CA | Internal | Summer | B7 | 400 | 788 | 0 | 43.89 | 43.88 | 0.01 | 0
2025 | MISO_W_2_MAPP_CA | MISO_W | MAPP_CA | Internal | Summer | B8 | 500 | 788 | 0 | 39.39 | 39.38 | 0.01 | 0
2025 | MISO_W_2_MAPP_CA | MISO_W | MAPP_CA | Internal | Summer | B9 | 800 | 788 | 0 | 38.28 | 38.28 | 0.01 | 0
2025 | MISO_W_2_MAPP_CA | MISO_W | MAPP_CA | Internal | Summer | B10 | 1262 | 788 | 788 | 35.21 | 38.28 | 0.01 | 3.06
2025 | MISO_W_2_MAPP_CA | MISO_W | MAPP_CA | Internal | Winter | B16 | 25 | 788 | 0 | 50.03 | 50.02 | 0.01 | 0
2025 | MISO_W_2_MAPP_CA | MISO_W | MAPP_CA | Internal | Winter | B17 | 100 | 788 | 0 | 46.91 | 46.9 | 0.01 | 0
2025 | MISO_W_2_MAPP_CA | MISO_W | MAPP_CA | Internal | Winter | B18 | 400 | 788 | 0 | 44.99 | 44.98 | 0.01 | 0
2025 | MISO_W_2_MAPP_CA | MISO_W | MAPP_CA | Internal | Winter | B19 | 700 | 788 | 788 | 43.74 | 44.98 | 0.01 | 1.22
2025 | MISO_W_2_MAPP_CA | MISO_W | MAPP_CA | Internal | Winter | B20 | 935 | 788 | 788 | 37.64 | 44.98 | 0.01 | 7.33
2025 | MISO_W_2_MISO_MO-IL | MISO_W | MISO_MO-IL | Internal | Shoulder | B11 | 25 | 7873 | 2847.06 | 58.59 | 58.6 | 0.01 | 0
2025 | MISO_W_2_MISO_MO-IL | MISO_W | MISO_MO-IL | Internal | Shoulder | B12 | 200 | 7873 | 2314.55 | 45.33 | 45.34 | 0.01 | 0
2025 | MISO_W_2_MISO_MO-IL | MISO_W | MISO_MO-IL | Internal | Shoulder | B13 | 600 | 7873 | 893.16 | 43.68 | 43.7 | 0.01 | 0
2025 | MISO_W_2_MISO_MO-IL | MISO_W | MISO_MO-IL | Internal | Shoulder | B14 | 900 | 7873 | 110.91 | 42.14 | 42.15 | 0.01 | 0
2025 | MISO_W_2_MISO_MO-IL | MISO_W | MISO_MO-IL | Internal | Shoulder | B15 | 1203 | 7873 | 1771.34 | 39.06 | 39.07 | 0.01 | 0
2025 | MISO_W_2_MISO_MO-IL | MISO_W | MISO_MO-IL | Internal | Summer | B1 | 10 | 7873 | 35.21 | 68.71 | 68.72 | 0.01 | 0
2025 | MISO_W_2_MISO_MO-IL | MISO_W | MISO_MO-IL | Internal | Summer | B2 | 25 | 7873 | 3534.72 | 67.48 | 67.49 | 0.01 | 0
2025 | MISO_W_2_MISO_MO-IL | MISO_W | MISO_MO-IL | Internal | Summer | B3 | 75 | 7873 | 2938.68 | 66.25 | 66.27 | 0.01 | 0
2025 | MISO_W_2_MISO_MO-IL | MISO_W | MISO_MO-IL | Internal | Summer | B4 | 100 | 7873 | 3595.43 | 64.45 | 64.47 | 0.01 | 0
2025 | MISO_W_2_MISO_MO-IL | MISO_W | MISO_MO-IL | Internal | Summer | B5 | 200 | 7873 | 1431.97 | 62.05 | 62.07 | 0.01 | 0
2025 | MISO_W_2_MISO_MO-IL | MISO_W | MISO_MO-IL | Internal | Summer | B6 | 300 | 7873 | 88.7 | 52.55 | 52.56 | 0.01 | 0
2025 | MISO_W_2_MISO_MO-IL | MISO_W | MISO_MO-IL | Internal | Summer | B7 | 400 | 7873 | 0 | 43.89 | 43.89 | 0.01 | 0
2025 | MISO_W_2_MISO_MO-IL | MISO_W | MISO_MO-IL | Internal | Summer | B8 | 500 | 7873 | 1238.33 | 39.39 | 39.41 | 0.01 | 0
2025 | MISO_W_2_MISO_MO-IL | MISO_W | MISO_MO-IL | Internal | Summer | B9 | 800 | 7873 | 946.33 | 38.28 | 38.29 | 0.01 | 0
2025 | MISO_W_2_MISO_MO-IL | MISO_W | MISO_MO-IL | Internal | Summer | B10 | 1262 | 7873 | 2929.2 | 35.21 | 35.22 | 0.01 | 0
2025 | MISO_W_2_MISO_MO-IL | MISO_W | MISO_MO-IL | Internal | Winter | B16 | 25 | 7873 | 7873 | 50.03 | 50.9 | 0.01 | 0.85
2025 | MISO_W_2_MISO_MO-IL | MISO_W | MISO_MO-IL | Internal | Winter | B17 | 100 | 7873 | 2637.07 | 46.91 | 46.92 | 0.01 | 0
2025 | MISO_W_2_MISO_MO-IL | MISO_W | MISO_MO-IL | Internal | Winter | B18 | 400 | 7873 | 0 | 44.99 | 44.99 | 0.01 | 0
2025 | MISO_W_2_MISO_MO-IL | MISO_W | MISO_MO-IL | Internal | Winter | B19 | 700 | 7873 | 0 | 43.74 | 43.73 | 0.01 | 0
2025 | MISO_W_2_MISO_MO-IL | MISO_W | MISO_MO-IL | Internal | Winter | B20 | 935 | 7873 | 1676.93 | 37.64 | 37.65 | 0.01 | 0
2025 | MISO_W_2_MISO_WUMS | MISO_W | MISO_WUMS | Internal | Shoulder | B11 | 25 | 3756 | 255.08 | 58.59 | 58.6 | 0.01 | 0
2025 | MISO_W_2_MISO_WUMS | MISO_W | MISO_WUMS | Internal | Shoulder | B12 | 200 | 3756 | 330.5 | 45.33 | 45.34 | 0.01 | 0
2025 | MISO_W_2_MISO_WUMS | MISO_W | MISO_WUMS | Internal | Shoulder | B13 | 600 | 3756 | 443.32 | 43.68 | 43.7 | 0.01 | 0
2025 | MISO_W_2_MISO_WUMS | MISO_W | MISO_WUMS | Internal | Shoulder | B14 | 900 | 3756 | 69.83 | 42.14 | 42.15 | 0.01 | 0
2025 | MISO_W_2_MISO_WUMS | MISO_W | MISO_WUMS | Internal | Shoulder | B15 | 1203 | 3756 | 1904.5 | 39.06 | 39.07 | 0.01 | 0
2025 | MISO_W_2_MISO_WUMS | MISO_W | MISO_WUMS | Internal | Summer | B1 | 10 | 3756 | 0 | 68.71 | 67.75 | 0.01 | 0
2025 | MISO_W_2_MISO_WUMS | MISO_W | MISO_WUMS | Internal | Summer | B2 | 25 | 3756 | 0 | 67.48 | 67.47 | 0.01 | 0
2025 | MISO_W_2_MISO_WUMS | MISO_W | MISO_WUMS | Internal | Summer | B3 | 75 | 3756 | 0 | 66.25 | 64.45 | 0.01 | 0
2025 | MISO_W_2_MISO_WUMS | MISO_W | MISO_WUMS | Internal | Summer | B4 | 100 | 3756 | 0 | 64.45 | 64.44 | 0.01 | 0
2025 | MISO_W_2_MISO_WUMS | MISO_W | MISO_WUMS | Internal | Summer | B5 | 200 | 3756 | 141.66 | 62.05 | 62.07 | 0.01 | 0
2025 | MISO_W_2_MISO_WUMS | MISO_W | MISO_WUMS | Internal | Summer | B6 | 300 | 3756 | 0 | 52.55 | 52.55 | 0.01 | 0
2025 | MISO_W_2_MISO_WUMS | MISO_W | MISO_WUMS | Internal | Summer | B7 | 400 | 3756 | 0 | 43.89 | 43.89 | 0.01 | 0
2025 | MISO_W_2_MISO_WUMS | MISO_W | MISO_WUMS | Internal | Summer | B8 | 500 | 3756 | 840.89 | 39.39 | 39.41 | 0.01 | 0
2025 | MISO_W_2_MISO_WUMS | MISO_W | MISO_WUMS | Internal | Summer | B9 | 800 | 3756 | 1108.05 | 38.28 | 38.29 | 0.01 | 0
2025 | MISO_W_2_MISO_WUMS | MISO_W | MISO_WUMS | Internal | Summer | B10 | 1262 | 3756 | 2333.03 | 35.21 | 35.22 | 0.01 | 0
2025 | MISO_W_2_MISO_WUMS | MISO_W | MISO_WUMS | Internal | Winter | B16 | 25 | 3756 | 2261.13 | 50.03 | 50.04 | 0.01 | 0
2025 | MISO_W_2_MISO_WUMS | MISO_W | MISO_WUMS | Internal | Winter | B17 | 100 | 3756 | 1841.48 | 46.91 | 46.92 | 0.01 | 0
2025 | MISO_W_2_MISO_WUMS | MISO_W | MISO_WUMS | Internal | Winter | B18 | 400 | 3756 | 76.01 | 44.99 | 45 | 0.01 | 0
2025 | MISO_W_2_MISO_WUMS | MISO_W | MISO_WUMS | Internal | Winter | B19 | 700 | 3756 | 246.58 | 43.74 | 43.75 | 0.01 | 0
2025 | MISO_W_2_MISO_WUMS | MISO_W | MISO_WUMS | Internal | Winter | B20 | 935 | 3756 | 1784.67 | 37.64 | 37.65 | 0.01 | 0
2025 | MISO_W_2_NE | MISO_W | NE | Internal | Shoulder | B11 | 25 | 20297 | 0 | 58.59 | 56.09 | 3.5 | 0
2025 | MISO_W_2_NE | MISO_W | NE | Internal | Shoulder | B12 | 200 | 20297 | 0 | 45.33 | 42.83 | 3.5 | 0
2025 | MISO_W_2_NE | MISO_W | NE | Internal | Shoulder | B13 | 600 | 20297 | 0 | 43.68 | 41.18 | 3.5 | 0
2025 | MISO_W_2_NE | MISO_W | NE | Internal | Shoulder | B14 | 900 | 20297 | 0 | 42.14 | 39.64 | 3.5 | 0
2025 | MISO_W_2_NE | MISO_W | NE | Internal | Shoulder | B15 | 1203 | 20297 | 0 | 39.06 | 36.56 | 3.5 | 0
2025 | MISO_W_2_NE | MISO_W | NE | Internal | Summer | B1 | 10 | 20297 | 0 | 68.71 | 66.21 | 3.5 | 0
2025 | MISO_W_2_NE | MISO_W | NE | Internal | Summer | B2 | 25 | 20297 | 0 | 67.48 | 64.98 | 3.5 | 0
2025 | MISO_W_2_NE | MISO_W | NE | Internal | Summer | B3 | 75 | 20297 | 0 | 66.25 | 63.75 | 3.5 | 0
2025 | MISO_W_2_NE | MISO_W | NE | Internal | Summer | B4 | 100 | 20297 | 0 | 64.45 | 61.95 | 3.5 | 0
2025 | MISO_W_2_NE | MISO_W | NE | Internal | Summer | B5 | 200 | 20297 | 0 | 62.05 | 59.55 | 3.5 | 0
2025 | MISO_W_2_NE | MISO_W | NE | Internal | Summer | B6 | 300 | 20297 | 0 | 52.55 | 50.05 | 3.5 | 0
2025 | MISO_W_2_NE | MISO_W | NE | Internal | Summer | B7 | 400 | 20297 | 0 | 43.89 | 42.19 | 3.5 | 0
2025 | MISO_W_2_NE | MISO_W | NE | Internal | Summer | B8 | 500 | 20297 | 0 | 39.39 | 36.9 | 3.5 | 0
2025 | MISO_W_2_NE | MISO_W | NE | Internal | Summer | B9 | 800 | 20297 | 0 | 38.28 | 35.78 | 3.5 | 0
2025 | MISO_W_2_NE | MISO_W | NE | Internal | Summer | B10 | 1262 | 20297 | 0 | 35.21 | 32.71 | 3.5 | 0
2025 | MISO_W_2_NE | MISO_W | NE | Internal | Winter | B16 | 25 | 20297 | 0 | 50.03 | 47.53 | 3.5 | 0
2025 | MISO_W_2_NE | MISO_W | NE | Internal | Winter | B17 | 100 | 20297 | 0 | 46.91 | 44.41 | 3.5 | 0
2025 | MISO_W_2_NE | MISO_W | NE | Internal | Winter | B18 | 400 | 20297 | 0 | 44.99 | 42.49 | 3.5 | 0
2025 | MISO_W_2_NE | MISO_W | NE | Internal | Winter | B19 | 700 | 20297 | 0 | 43.74 | 41.24 | 3.5 | 0
2025 | MISO_W_2_NE | MISO_W | NE | Internal | Winter | B20 | 935 | 20297 | 0 | 37.64 | 35.14 | 3.5 | 0
2025 | MISO_W_2_PJM_ROR | MISO_W | PJM_ROR | Internal | Shoulder | B11 | 25 | 10135 | 3196.18 | 58.59 | 59.59 | 1 | 0
2025 | MISO_W_2_PJM_ROR | MISO_W | PJM_ROR | Internal | Shoulder | B12 | 200 | 10135 | 9809.63 | 45.33 | 46.33 | 1 | 0
2025 | MISO_W_2_PJM_ROR | MISO_W | PJM_ROR | Internal | Shoulder | B13 | 600 | 10135 | 9763.61 | 43.68 | 44.68 | 1 | 0
2025 | MISO_W_2_PJM_ROR | MISO_W | PJM_ROR | Internal | Shoulder | B14 | 900 | 10135 | 8045.86 | 42.14 | 43.14 | 1 | 0
2025 | MISO_W_2_PJM_ROR | MISO_W | PJM_ROR | Internal | Shoulder | B15 | 1203 | 10135 | 9139.66 | 39.06 | 40.06 | 1 | 0
2025 | MISO_W_2_PJM_ROR | MISO_W | PJM_ROR | Internal | Summer | B1 | 10 | 10135 | 6353.24 | 68.71 | 69.71 | 1 | 0
2025 | MISO_W_2_PJM_ROR | MISO_W | PJM_ROR | Internal | Summer | B2 | 25 | 10135 | 3550.23 | 67.48 | 68.48 | 1 | 0
2025 | MISO_W_2_PJM_ROR | MISO_W | PJM_ROR | Internal | Summer | B3 | 75 | 10135 | 0 | 66.25 | 65.45 | 1 | 0
2025 | MISO_W_2_PJM_ROR | MISO_W | PJM_ROR | Internal | Summer | B4 | 100 | 10135 | 845.97 | 64.45 | 65.45 | 1 | 0
2025 | MISO_W_2_PJM_ROR | MISO_W | PJM_ROR | Internal | Summer | B5 | 200 | 10135 | 851.77 | 62.05 | 63.05 | 1 | 0
2025 | MISO_W_2_PJM_ROR | MISO_W | PJM_ROR | Internal | Summer | B6 | 300 | 10135 | 1966.05 | 52.55 | 53.55 | 1 | 0
2025 | MISO_W_2_PJM_ROR | MISO_W | PJM_ROR | Internal | Summer | B7 | 400 | 10135 | 2504.39 | 43.89 | 44.89 | 1 | 0
2025 | MISO_W_2_PJM_ROR | MISO_W | PJM_ROR | Internal | Summer | B8 | 500 | 10135 | 2291.23 | 39.39 | 40.39 | 1 | 0
2025 | MISO_W_2_PJM_ROR | MISO_W | PJM_ROR | Internal | Summer | B9 | 800 | 10135 | 1120.36 | 38.28 | 39.28 | 1 | 0
2025 | MISO_W_2_PJM_ROR | MISO_W | PJM_ROR | Internal | Summer | B10 | 1262 | 10135 | 2118.5 | 35.21 | 36.21 | 1 | 0
2025 | MISO_W_2_PJM_ROR | MISO_W | PJM_ROR | Internal | Winter | B16 | 25 | 10135 | 10135 | 50.03 | 51.9 | 1 | 0.87
2025 | MISO_W_2_PJM_ROR | MISO_W | PJM_ROR | Internal | Winter | B17 | 100 | 10135 | 10135 | 46.91 | 47.92 | 1 | 0.01
2025 | MISO_W_2_PJM_ROR | MISO_W | PJM_ROR | Internal | Winter | B18 | 400 | 10135 | 7841.4 | 44.99 | 45.99 | 1 | 0
2025 | MISO_W_2_PJM_ROR | MISO_W | PJM_ROR | Internal | Winter | B19 | 700 | 10135 | 4744.97 | 43.74 | 44.74 | 1 | 0
2025 | MISO_W_2_PJM_ROR | MISO_W | PJM_ROR | Internal | Winter | B20 | 935 | 10135 | 8294.74 | 37.64 | 38.64 | 1 | 0
2025 | MISO_W_2_SPP_N | MISO_W | SPP_N | Internal | Shoulder | B11 | 25 | 3200 | 0 | 58.59 | 56.1 | 3.5 | 0
2025 | MISO_W_2_SPP_N | MISO_W | SPP_N | Internal | Shoulder | B12 | 200 | 3200 | 0 | 45.33 | 42.84 | 3.5 | 0
2025 | MISO_W_2_SPP_N | MISO_W | SPP_N | Internal | Shoulder | B13 | 600 | 3200 | 0 | 43.68 | 41.2 | 3.5 | 0
2025 | MISO_W_2_SPP_N | MISO_W | SPP_N | Internal | Shoulder | B14 | 900 | 3200 | 0 | 42.14 | 39.65 | 3.5 | 0
2025 | MISO_W_2_SPP_N | MISO_W | SPP_N | Internal | Shoulder | B15 | 1203 | 3200 | 0 | 39.06 | 36.57 | 3.5 | 0
2025 | MISO_W_2_SPP_N | MISO_W | SPP_N | Internal | Summer | B1 | 10 | 3200 | 0 | 68.71 | 66.22 | 3.5 | 0
2025 | MISO_W_2_SPP_N | MISO_W | SPP_N | Internal | Summer | B2 | 25 | 3200 | 0 | 67.48 | 64.99 | 3.5 | 0
2025 | MISO_W_2_SPP_N | MISO_W | SPP_N | Internal | Summer | B3 | 75 | 3200 | 0 | 66.25 | 63.77 | 3.5 | 0
2025 | MISO_W_2_SPP_N | MISO_W | SPP_N | Internal | Summer | B4 | 100 | 3200 | 0 | 64.45 | 61.97 | 3.5 | 0
2025 | MISO_W_2_SPP_N | MISO_W | SPP_N | Internal | Summer | B5 | 200 | 3200 | 0 | 62.05 | 59.57 | 3.5 | 0
2025 | MISO_W_2_SPP_N | MISO_W | SPP_N | Internal | Summer | B6 | 300 | 3200 | 0 | 52.55 | 50.06 | 3.5 | 0
2025 | MISO_W_2_SPP_N | MISO_W | SPP_N | Internal | Summer | B7 | 400 | 3200 | 0 | 43.89 | 42.2 | 3.5 | 0
2025 | MISO_W_2_SPP_N | MISO_W | SPP_N | Internal | Summer | B8 | 500 | 3200 | 0 | 39.39 | 40.78 | 3.5 | 0
2025 | MISO_W_2_SPP_N | MISO_W | SPP_N | Internal | Summer | B9 | 800 | 3200 | 0 | 38.28 | 39.06 | 3.5 | 0
2025 | MISO_W_2_SPP_N | MISO_W | SPP_N | Internal | Summer | B10 | 1262 | 3200 | 0 | 35.21 | 35.69 | 3.5 | 0
2025 | MISO_W_2_SPP_N | MISO_W | SPP_N | Internal | Winter | B16 | 25 | 3200 | 0 | 50.03 | 47.54 | 3.5 | 0
2025 | MISO_W_2_SPP_N | MISO_W | SPP_N | Internal | Winter | B17 | 100 | 3200 | 0 | 46.91 | 44.42 | 3.5 | 0
2025 | MISO_W_2_SPP_N | MISO_W | SPP_N | Internal | Winter | B18 | 400 | 3200 | 0 | 44.99 | 42.5 | 3.5 | 0
2025 | MISO_W_2_SPP_N | MISO_W | SPP_N | Internal | Winter | B19 | 700 | 3200 | 0 | 43.74 | 41.25 | 3.5 | 0
2025 | MISO_W_2_SPP_N | MISO_W | SPP_N | Internal | Winter | B20 | 935 | 3200 | 0 | 37.64 | 35.15 | 3.5 | 0
2025 | MISO_WUMS_2_MISO_MI | MISO_WUMS | MISO_MI | Internal | Shoulder | B11 | 25 | 148 | 0.02 | 58.6 | 58.6 | 0.01 | 0
2025 | MISO_WUMS_2_MISO_MI | MISO_WUMS | MISO_MI | Internal | Shoulder | B12 | 200 | 148 | 148 | 45.34 | 45.36 | 0.01 | 0.01
2025 | MISO_WUMS_2_MISO_MI | MISO_WUMS | MISO_MI | Internal | Shoulder | B13 | 600 | 148 | 148 | 43.7 | 43.72 | 0.01 | 0.01
2025 | MISO_WUMS_2_MISO_MI | MISO_WUMS | MISO_MI | Internal | Shoulder | B14 | 900 | 148 | 148 | 42.15 | 42.17 | 0.01 | 0.01
2025 | MISO_WUMS_2_MISO_MI | MISO_WUMS | MISO_MI | Internal | Shoulder | B15 | 1203 | 148 | 148 | 39.07 | 39.1 | 0.01 | 0.01
2025 | MISO_WUMS_2_MISO_MI | MISO_WUMS | MISO_MI | Internal | Summer | B1 | 10 | 148 | 148 | 67.75 | 68.69 | 0.01 | 0.93
2025 | MISO_WUMS_2_MISO_MI | MISO_WUMS | MISO_MI | Internal | Summer | B2 | 25 | 148 | 147.98 | 67.47 | 67.49 | 0.01 | 0.01
2025 | MISO_WUMS_2_MISO_MI | MISO_WUMS | MISO_MI | Internal | Summer | B3 | 75 | 148 | 148 | 64.45 | 66.27 | 0.01 | 1.8
2025 | MISO_WUMS_2_MISO_MI | MISO_WUMS | MISO_MI | Internal | Summer | B4 | 100 | 148 | 89.17 | 64.44 | 64.45 | 0.01 | 0
2025 | MISO_WUMS_2_MISO_MI | MISO_WUMS | MISO_MI | Internal | Summer | B5 | 200 | 148 | 0 | 62.07 | 62.07 | 0.01 | 0
2025 | MISO_WUMS_2_MISO_MI | MISO_WUMS | MISO_MI | Internal | Summer | B6 | 300 | 148 | 0 | 52.55 | 52.55 | 0.01 | 0
2025 | MISO_WUMS_2_MISO_MI | MISO_WUMS | MISO_MI | Internal | Summer | B7 | 400 | 148 | 48.67 | 43.89 | 43.9 | 0.01 | 0
2025 | MISO_WUMS_2_MISO_MI | MISO_WUMS | MISO_MI | Internal | Summer | B8 | 500 | 148 | 148 | 39.41 | 39.43 | 0.01 | 0.01
2025 | MISO_WUMS_2_MISO_MI | MISO_WUMS | MISO_MI | Internal | Summer | B9 | 800 | 148 | 148 | 38.29 | 38.32 | 0.01 | 0.01
2025 | MISO_WUMS_2_MISO_MI | MISO_WUMS | MISO_MI | Internal | Summer | B10 | 1262 | 148 | 148 | 35.22 | 35.25 | 0.01 | 0.01
2025 | MISO_WUMS_2_MISO_MI | MISO_WUMS | MISO_MI | Internal | Winter | B16 | 25 | 148 | 148 | 50.04 | 50.92 | 0.01 | 0.87
2025 | MISO_WUMS_2_MISO_MI | MISO_WUMS | MISO_MI | Internal | Winter | B17 | 100 | 148 | 148 | 46.92 | 46.95 | 0.01 | 0.01
2025 | MISO_WUMS_2_MISO_MI | MISO_WUMS | MISO_MI | Internal | Winter | B18 | 400 | 148 | 0.01 | 45 | 45.01 | 0.01 | 0
2025 | MISO_WUMS_2_MISO_MI | MISO_WUMS | MISO_MI | Internal | Winter | B19 | 700 | 148 | 0 | 43.75 | 43.75 | 0.01 | 0
2025 | MISO_WUMS_2_MISO_MI | MISO_WUMS | MISO_MI | Internal | Winter | B20 | 935 | 148 | 148 | 37.65 | 37.67 | 0.01 | 0.01
2025 | MISO_WUMS_2_MISO_W | MISO_WUMS | MISO_W | Internal | Shoulder | B11 | 25 | 3264 | 0 | 58.6 | 58.59 | 0.01 | 0
2025 | MISO_WUMS_2_MISO_W | MISO_WUMS | MISO_W | Internal | Shoulder | B12 | 200 | 3264 | 0 | 45.34 | 45.33 | 0.01 | 0
2025 | MISO_WUMS_2_MISO_W | MISO_WUMS | MISO_W | Internal | Shoulder | B13 | 600 | 3264 | 0 | 43.7 | 43.68 | 0.01 | 0
2025 | MISO_WUMS_2_MISO_W | MISO_WUMS | MISO_W | Internal | Shoulder | B14 | 900 | 3264 | 0 | 42.15 | 42.14 | 0.01 | 0
2025 | MISO_WUMS_2_MISO_W | MISO_WUMS | MISO_W | Internal | Shoulder | B15 | 1203 | 3264 | 0 | 39.07 | 39.06 | 0.01 | 0
2025 | MISO_WUMS_2_MISO_W | MISO_WUMS | MISO_W | Internal | Summer | B1 | 10 | 3264 | 3264 | 67.75 | 68.71 | 0.01 | 0.94
2025 | MISO_WUMS_2_MISO_W | MISO_WUMS | MISO_W | Internal | Summer | B2 | 25 | 3264 | 1653.37 | 67.47 | 67.48 | 0.01 | 0
2025 | MISO_WUMS_2_MISO_W | MISO_WUMS | MISO_W | Internal | Summer | B3 | 75 | 3264 | 3264 | 64.45 | 66.25 | 0.01 | 1.79
2025 | MISO_WUMS_2_MISO_W | MISO_WUMS | MISO_W | Internal | Summer | B4 | 100 | 3264 | 3142.7 | 64.44 | 64.45 | 0.01 | 0
2025 | MISO_WUMS_2_MISO_W | MISO_WUMS | MISO_W | Internal | Summer | B5 | 200 | 3264 | 0 | 62.07 | 62.05 | 0.01 | 0
2025 | MISO_WUMS_2_MISO_W | MISO_WUMS | MISO_W | Internal | Summer | B6 | 300 | 3264 | 0 | 52.55 | 52.55 | 0.01 | 0
2025 | MISO_WUMS_2_MISO_W | MISO_WUMS | MISO_W | Internal | Summer | B7 | 400 | 3264 | 0 | 43.89 | 43.89 | 0.01 | 0
2025 | MISO_WUMS_2_MISO_W | MISO_WUMS | MISO_W | Internal | Summer | B8 | 500 | 3264 | 0 | 39.41 | 39.39 | 0.01 | 0
2025 | MISO_WUMS_2_MISO_W | MISO_WUMS | MISO_W | Internal | Summer | B9 | 800 | 3264 | 0 | 38.29 | 38.28 | 0.01 | 0
2025 | MISO_WUMS_2_MISO_W | MISO_WUMS | MISO_W | Internal | Summer | B10 | 1262 | 3264 | 0 | 35.22 | 35.21 | 0.01 | 0
2025 | MISO_WUMS_2_MISO_W | MISO_WUMS | MISO_W | Internal | Winter | B16 | 25 | 3264 | 0 | 50.04 | 50.03 | 0.01 | 0
2025 | MISO_WUMS_2_MISO_W | MISO_WUMS | MISO_W | Internal | Winter | B17 | 100 | 3264 | 0 | 46.92 | 46.91 | 0.01 | 0
2025 | MISO_WUMS_2_MISO_W | MISO_WUMS | MISO_W | Internal | Winter | B18 | 400 | 3264 | 0 | 45 | 44.99 | 0.01 | 0
2025 | MISO_WUMS_2_MISO_W | MISO_WUMS | MISO_W | Internal | Winter | B19 | 700 | 3264 | 0 | 43.75 | 43.74 | 0.01 | 0
2025 | MISO_WUMS_2_MISO_W | MISO_WUMS | MISO_W | Internal | Winter | B20 | 935 | 3264 | 0 | 37.65 | 37.64 | 0.01 | 0
2025 | MISO_WUMS_2_PJM_ROR | MISO_WUMS | PJM_ROR | Internal | Shoulder | B11 | 25 | 1600 | 0.02 | 58.6 | 59.59 | 1 | 0
2025 | MISO_WUMS_2_PJM_ROR | MISO_WUMS | PJM_ROR | Internal | Shoulder | B12 | 200 | 1600 | 0 | 45.34 | 46.33 | 1 | 0
2025 | MISO_WUMS_2_PJM_ROR | MISO_WUMS | PJM_ROR | Internal | Shoulder | B13 | 600 | 1600 | 0 | 43.7 | 44.68 | 1 | 0
2025 | MISO_WUMS_2_PJM_ROR | MISO_WUMS | PJM_ROR | Internal | Shoulder | B14 | 900 | 1600 | 0 | 42.15 | 43.14 | 1 | 0
2025 | MISO_WUMS_2_PJM_ROR | MISO_WUMS | PJM_ROR | Internal | Shoulder | B15 | 1203 | 1600 | 0 | 39.07 | 40.06 | 1 | 0
2025 | MISO_WUMS_2_PJM_ROR | MISO_WUMS | PJM_ROR | Internal | Summer | B1 | 10 | 1600 | 1600 | 67.75 | 69.71 | 1 | 0.95
2025 | MISO_WUMS_2_PJM_ROR | MISO_WUMS | PJM_ROR | Internal | Summer | B2 | 25 | 1600 | 1599.98 | 67.47 | 68.48 | 1 | 0.01
2025 | MISO_WUMS_2_PJM_ROR | MISO_WUMS | PJM_ROR | Internal | Summer | B3 | 75 | 1600 | 627.11 | 64.45 | 65.45 | 1 | 0
2025 | MISO_WUMS_2_PJM_ROR | MISO_WUMS | PJM_ROR | Internal | Summer | B4 | 100 | 1600 | 1600 | 64.44 | 65.45 | 1 | 0.01
2025 | MISO_WUMS_2_PJM_ROR | MISO_WUMS | PJM_ROR | Internal | Summer | B5 | 200 | 1600 | 0 | 62.07 | 63.05 | 1 | 0
2025 | MISO_WUMS_2_PJM_ROR | MISO_WUMS | PJM_ROR | Internal | Summer | B6 | 300 | 1600 | 402.91 | 52.55 | 53.55 | 1 | 0
2025 | MISO_WUMS_2_PJM_ROR | MISO_WUMS | PJM_ROR | Internal | Summer | B7 | 400 | 1600 | 273.44 | 43.89 | 44.89 | 1 | 0
2025 | MISO_WUMS_2_PJM_ROR | MISO_WUMS | PJM_ROR | Internal | Summer | B8 | 500 | 1600 | 0 | 39.41 | 40.39 | 1 | 0
2025 | MISO_WUMS_2_PJM_ROR | MISO_WUMS | PJM_ROR | Internal | Summer | B9 | 800 | 1600 | 0 | 38.29 | 39.28 | 1 | 0
2025 | MISO_WUMS_2_PJM_ROR | MISO_WUMS | PJM_ROR | Internal | Summer | B10 | 1262 | 1600 | 0 | 35.22 | 36.21 | 1 | 0
2025 | MISO_WUMS_2_PJM_ROR | MISO_WUMS | PJM_ROR | Internal | Winter | B16 | 25 | 1600 | 1600 | 50.04 | 51.9 | 1 | 0.85
2025 | MISO_WUMS_2_PJM_ROR | MISO_WUMS | PJM_ROR | Internal | Winter | B17 | 100 | 1600 | 1464.67 | 46.92 | 47.92 | 1 | 0
2025 | MISO_WUMS_2_PJM_ROR | MISO_WUMS | PJM_ROR | Internal | Winter | B18 | 400 | 1600 | 0 | 45 | 45.99 | 1 | 0
2025 | MISO_WUMS_2_PJM_ROR | MISO_WUMS | PJM_ROR | Internal | Winter | B19 | 700 | 1600 | 0 | 43.75 | 44.74 | 1 | 0
2025 | MISO_WUMS_2_PJM_ROR | MISO_WUMS | PJM_ROR | Internal | Winter | B20 | 935 | 1600 | 0 | 37.65 | 38.64 | 1 | 0
2025 | NE_2_MAPP_US | NE | MAPP_US | Internal | Shoulder | B11 | 25 | 1600 | 0 | 56.09 | 52.59 | 2.5 | 0
2025 | NE_2_MAPP_US | NE | MAPP_US | Internal | Shoulder | B12 | 200 | 1600 | 0 | 42.83 | 41.82 | 2.5 | 0
2025 | NE_2_MAPP_US | NE | MAPP_US | Internal | Shoulder | B13 | 600 | 1600 | 0 | 41.18 | 40.15 | 2.5 | 0
2025 | NE_2_MAPP_US | NE | MAPP_US | Internal | Shoulder | B14 | 900 | 1600 | 0 | 39.64 | 38.64 | 2.5 | 0
2025 | NE_2_MAPP_US | NE | MAPP_US | Internal | Shoulder | B15 | 1203 | 1600 | 0 | 36.56 | 35.56 | 2.5 | 0
2025 | NE_2_MAPP_US | NE | MAPP_US | Internal | Summer | B1 | 10 | 1600 | 0 | 66.21 | 65.21 | 2.5 | 0
2025 | NE_2_MAPP_US | NE | MAPP_US | Internal | Summer | B2 | 25 | 1600 | 0 | 64.98 | 63.98 | 2.5 | 0
2025 | NE_2_MAPP_US | NE | MAPP_US | Internal | Summer | B3 | 75 | 1600 | 0 | 63.75 | 62.76 | 2.5 | 0
2025 | NE_2_MAPP_US | NE | MAPP_US | Internal | Summer | B4 | 100 | 1600 | 0 | 61.95 | 60.95 | 2.5 | 0
2025 | NE_2_MAPP_US | NE | MAPP_US | Internal | Summer | B5 | 200 | 1600 | 0 | 59.55 | 58.55 | 2.5 | 0
2025 | NE_2_MAPP_US | NE | MAPP_US | Internal | Summer | B6 | 300 | 1600 | 0 | 50.05 | 49.05 | 2.5 | 0
2025 | NE_2_MAPP_US | NE | MAPP_US | Internal | Summer | B7 | 400 | 1600 | 0 | 42.19 | 40.38 | 2.5 | 0
2025 | NE_2_MAPP_US | NE | MAPP_US | Internal | Summer | B8 | 500 | 1600 | 0 | 36.9 | 34.78 | 2.5 | 0
2025 | NE_2_MAPP_US | NE | MAPP_US | Internal | Summer | B9 | 800 | 1600 | 0 | 35.78 | 34.78 | 2.5 | 0
2025 | NE_2_MAPP_US | NE | MAPP_US | Internal | Summer | B10 | 1262 | 1600 | 0 | 32.71 | 31.71 | 2.5 | 0
2025 | NE_2_MAPP_US | NE | MAPP_US | Internal | Winter | B16 | 25 | 1600 | 0 | 47.53 | 44.03 | 2.5 | 0
2025 | NE_2_MAPP_US | NE | MAPP_US | Internal | Winter | B17 | 100 | 1600 | 0 | 44.41 | 43.4 | 2.5 | 0
2025 | NE_2_MAPP_US | NE | MAPP_US | Internal | Winter | B18 | 400 | 1600 | 0 | 42.49 | 41.49 | 2.5 | 0
2025 | NE_2_MAPP_US | NE | MAPP_US | Internal | Winter | B19 | 700 | 1600 | 0 | 41.24 | 40.24 | 2.5 | 0
2025 | NE_2_MAPP_US | NE | MAPP_US | Internal | Winter | B20 | 935 | 1600 | 0 | 35.14 | 34.14 | 2.5 | 0
2025 | NE_2_MISO_W | NE | MISO_W | Internal | Shoulder | B11 | 25 | 19097 | 4774.04 | 56.09 | 58.59 | 2.5 | 0
2025 | NE_2_MISO_W | NE | MISO_W | Internal | Shoulder | B12 | 200 | 19097 | 10580.21 | 42.83 | 45.33 | 2.5 | 0
2025 | NE_2_MISO_W | NE | MISO_W | Internal | Shoulder | B13 | 600 | 19097 | 8557.91 | 41.18 | 43.68 | 2.5 | 0
2025 | NE_2_MISO_W | NE | MISO_W | Internal | Shoulder | B14 | 900 | 19097 | 9418.7 | 39.64 | 42.14 | 2.5 | 0
2025 | NE_2_MISO_W | NE | MISO_W | Internal | Shoulder | B15 | 1203 | 19097 | 12431.54 | 36.56 | 39.06 | 2.5 | 0
2025 | NE_2_MISO_W | NE | MISO_W | Internal | Summer | B1 | 10 | 19097 | 1809.15 | 66.21 | 68.71 | 2.5 | 0
2025 | NE_2_MISO_W | NE | MISO_W | Internal | Summer | B2 | 25 | 19097 | 6392.55 | 64.98 | 67.48 | 2.5 | 0
2025 | NE_2_MISO_W | NE | MISO_W | Internal | Summer | B3 | 75 | 19097 | 1732.28 | 63.75 | 66.25 | 2.5 | 0
2025 | NE_2_MISO_W | NE | MISO_W | Internal | Summer | B4 | 100 | 19097 | 2038.85 | 61.95 | 64.45 | 2.5 | 0
2025 | NE_2_MISO_W | NE | MISO_W | Internal | Summer | B5 | 200 | 19097 | 2496.62 | 59.55 | 62.05 | 2.5 | 0
2025 | NE_2_MISO_W | NE | MISO_W | Internal | Summer | B6 | 300 | 19097 | 661.31 | 50.05 | 52.55 | 2.5 | 0
2025 | NE_2_MISO_W | NE | MISO_W | Internal | Summer | B7 | 400 | 19097 | 0 | 42.19 | 43.89 | 2.5 | 0
2025 | NE_2_MISO_W | NE | MISO_W | Internal | Summer | B8 | 500 | 19097 | 2414.59 | 36.9 | 39.39 | 2.5 | 0
2025 | NE_2_MISO_W | NE | MISO_W | Internal | Summer | B9 | 800 | 19097 | 2261.47 | 35.78 | 38.28 | 2.5 | 0
2025 | NE_2_MISO_W | NE | MISO_W | Internal | Summer | B10 | 1262 | 19097 | 4710.05 | 32.71 | 35.21 | 2.5 | 0
2025 | NE_2_MISO_W | NE | MISO_W | Internal | Winter | B16 | 25 | 19097 | 18933.02 | 47.53 | 50.03 | 2.5 | 0
2025 | NE_2_MISO_W | NE | MISO_W | Internal | Winter | B17 | 100 | 19097 | 12931.06 | 44.41 | 46.91 | 2.5 | 0
2025 | NE_2_MISO_W | NE | MISO_W | Internal | Winter | B18 | 400 | 19097 | 8521.46 | 42.49 | 44.99 | 2.5 | 0
2025 | NE_2_MISO_W | NE | MISO_W | Internal | Winter | B19 | 700 | 19097 | 8107.1 | 41.24 | 43.74 | 2.5 | 0
2025 | NE_2_MISO_W | NE | MISO_W | Internal | Winter | B20 | 935 | 19097 | 11526.68 | 35.14 | 37.64 | 2.5 | 0
2025 | NE_2_SPP_N | NE | SPP_N | Internal | Shoulder | B11 | 25 | 12798 | 7758.21 | 56.09 | 56.1 | 0.01 | 0
2025 | NE_2_SPP_N | NE | SPP_N | Internal | Shoulder | B12 | 200 | 12798 | 4994.53 | 42.83 | 42.84 | 0.01 | 0
2025 | NE_2_SPP_N | NE | SPP_N | Internal | Shoulder | B13 | 600 | 12798 | 8959.39 | 41.18 | 41.2 | 0.01 | 0
2025 | NE_2_SPP_N | NE | SPP_N | Internal | Shoulder | B14 | 900 | 12798 | 9234.07 | 39.64 | 39.65 | 0.01 | 0
2025 | NE_2_SPP_N | NE | SPP_N | Internal | Shoulder | B15 | 1203 | 12798 | 8012.69 | 36.56 | 36.57 | 0.01 | 0
2025 | NE_2_SPP_N | NE | SPP_N | Internal | Summer | B1 | 10 | 12798 | 7543.65 | 66.21 | 66.22 | 0.01 | 0
2025 | NE_2_SPP_N | NE | SPP_N | Internal | Summer | B2 | 25 | 12798 | 7887 | 64.98 | 64.99 | 0.01 | 0
2025 | NE_2_SPP_N | NE | SPP_N | Internal | Summer | B3 | 75 | 12798 | 9430.7 | 63.75 | 63.77 | 0.01 | 0
2025 | NE_2_SPP_N | NE | SPP_N | Internal | Summer | B4 | 100 | 12798 | 7327.84 | 61.95 | 61.97 | 0.01 | 0
2025 | NE_2_SPP_N | NE | SPP_N | Internal | Summer | B5 | 200 | 12798 | 7542.11 | 59.55 | 59.57 | 0.01 | 0
2025 | NE_2_SPP_N | NE | SPP_N | Internal | Summer | B6 | 300 | 12798 | 10216.33 | 50.05 | 50.06 | 0.01 | 0
2025 | NE_2_SPP_N | NE | SPP_N | Internal | Summer | B7 | 400 | 12798 | 12102.4 | 42.19 | 42.2 | 0.01 | 0
2025 | NE_2_SPP_N | NE | SPP_N | Internal | Summer | B8 | 500 | 12798 | 12798 | 36.9 | 40.78 | 0.01 | 3.87
2025 | NE_2_SPP_N | NE | SPP_N | Internal | Summer | B9 | 800 | 12798 | 12798 | 35.78 | 39.06 | 0.01 | 3.27
2025 | NE_2_SPP_N | NE | SPP_N | Internal | Summer | B10 | 1262 | 12798 | 12798 | 32.71 | 35.69 | 0.01 | 2.97
2025 | NE_2_SPP_N | NE | SPP_N | Internal | Winter | B16 | 25 | 12798 | 7309.55 | 47.53 | 47.54 | 0.01 | 0
2025 | NE_2_SPP_N | NE | SPP_N | Internal | Winter | B17 | 100 | 12798 | 9810.84 | 44.41 | 44.42 | 0.01 | 0
2025 | NE_2_SPP_N | NE | SPP_N | Internal | Winter | B18 | 400 | 12798 | 12079.46 | 42.49 | 42.5 | 0.01 | 0
2025 | NE_2_SPP_N | NE | SPP_N | Internal | Winter | B19 | 700 | 12798 | 11183.76 | 41.24 | 41.25 | 0.01 | 0
2025 | NE_2_SPP_N | NE | SPP_N | Internal | Winter | B20 | 935 | 12798 | 9577.4 | 35.14 | 35.15 | 0.01 | 0
2025 | NEISO_2_NYISO_A-F | NEISO | NYISO_A-F | Internal | Shoulder | B11 | 25 | 600 | 0 | 38.89 | 39.29 | 1.5 | 0
2025 | NEISO_2_NYISO_A-F | NEISO | NYISO_A-F | Internal | Shoulder | B12 | 200 | 600 | 427.33 | 38.89 | 40.39 | 1.5 | 0
2025 | NEISO_2_NYISO_A-F | NEISO | NYISO_A-F | Internal | Shoulder | B13 | 600 | 600 | 0 | 38.89 | 39.29 | 1.5 | 0
2025 | NEISO_2_NYISO_A-F | NEISO | NYISO_A-F | Internal | Shoulder | B14 | 900 | 600 | 0 | 38.89 | 39.29 | 1.5 | 0
2025 | NEISO_2_NYISO_A-F | NEISO | NYISO_A-F | Internal | Shoulder | B15 | 1203 | 600 | 0 | 38.89 | 39.29 | 1.5 | 0
2025 | NEISO_2_NYISO_A-F | NEISO | NYISO_A-F | Internal | Summer | B1 | 10 | 600 | 0 | 278.76 | 52.42 | 1.5 | 0
2025 | NEISO_2_NYISO_A-F | NEISO | NYISO_A-F | Internal | Summer | B2 | 25 | 600 | 0 | 79.46 | 52.42 | 1.5 | 0
2025 | NEISO_2_NYISO_A-F | NEISO | NYISO_A-F | Internal | Summer | B3 | 75 | 600 | 0 | 50 | 48.5 | 1.5 | 0
2025 | NEISO_2_NYISO_A-F | NEISO | NYISO_A-F | Internal | Summer | B4 | 100 | 600 | 60.48 | 44.84 | 46.34 | 1.5 | 0
2025 | NEISO_2_NYISO_A-F | NEISO | NYISO_A-F | Internal | Summer | B5 | 200 | 600 | 600 | 35.72 | 44.3 | 1.5 | 7.08
2025 | NEISO_2_NYISO_A-F | NEISO | NYISO_A-F | Internal | Summer | B6 | 300 | 600 | 600 | 35.72 | 43.34 | 1.5 | 6.12
2025 | NEISO_2_NYISO_A-F | NEISO | NYISO_A-F | Internal | Summer | B7 | 400 | 600 | 600 | 35.72 | 40.86 | 1.5 | 3.64
2025 | NEISO_2_NYISO_A-F | NEISO | NYISO_A-F | Internal | Summer | B8 | 500 | 600 | 600 | 35.72 | 37.54 | 1.5 | 0.32
2025 | NEISO_2_NYISO_A-F | NEISO | NYISO_A-F | Internal | Summer | B9 | 800 | 600 | 600 | 35.72 | 37.54 | 1.5 | 0.32
2025 | NEISO_2_NYISO_A-F | NEISO | NYISO_A-F | Internal | Summer | B10 | 1262 | 600 | 600 | 35.72 | 37.54 | 1.5 | 0.32
2025 | NEISO_2_NYISO_A-F | NEISO | NYISO_A-F | Internal | Winter | B16 | 25 | 600 | 0 | 48.68 | 45.99 | 1.5 | 0
2025 | NEISO_2_NYISO_A-F | NEISO | NYISO_A-F | Internal | Winter | B17 | 100 | 600 | 0 | 48.68 | 44.25 | 1.5 | 0
2025 | NEISO_2_NYISO_A-F | NEISO | NYISO_A-F | Internal | Winter | B18 | 400 | 600 | 0 | 48.68 | 43.75 | 1.5 | 0
2025 | NEISO_2_NYISO_A-F | NEISO | NYISO_A-F | Internal | Winter | B19 | 700 | 600 | 0 | 48.68 | 43.75 | 1.5 | 0
2025 | NEISO_2_NYISO_A-F | NEISO | NYISO_A-F | Internal | Winter | B20 | 935 | 600 | 0 | 48.68 | 43.75 | 1.5 | 0
2025 | NEISO_2_NYISO_G-I | NEISO | NYISO_G-I | Internal | Shoulder | B11 | 25 | 600 | 600 | 38.89 | 55.56 | 1.5 | 15.18
2025 | NEISO_2_NYISO_G-I | NEISO | NYISO_G-I | Internal | Shoulder | B12 | 200 | 600 | 600 | 38.89 | 42.3 | 1.5 | 1.92
2025 | NEISO_2_NYISO_G-I | NEISO | NYISO_G-I | Internal | Shoulder | B13 | 600 | 600 | 600 | 38.89 | 40.66 | 1.5 | 0.27
2025 | NEISO_2_NYISO_G-I | NEISO | NYISO_G-I | Internal | Shoulder | B14 | 900 | 600 | 0 | 38.89 | 40.37 | 1.5 | 0
2025 | NEISO_2_NYISO_G-I | NEISO | NYISO_G-I | Internal | Shoulder | B15 | 1203 | 600 | 0 | 38.89 | 39.3 | 1.5 | 0
2025 | NEISO_2_NYISO_G-I | NEISO | NYISO_G-I | Internal | Summer | B1 | 10 | 600 | 0.03 | 278.76 | 280.25 | 1.5 | 0
2025 | NEISO_2_NYISO_G-I | NEISO | NYISO_G-I | Internal | Summer | B2 | 25 | 600 | 10.68 | 79.46 | 80.96 | 1.5 | 0
2025 | NEISO_2_NYISO_G-I | NEISO | NYISO_G-I | Internal | Summer | B3 | 75 | 600 | 600 | 50 | 61.43 | 1.5 | 9.93
2025 | NEISO_2_NYISO_G-I | NEISO | NYISO_G-I | Internal | Summer | B4 | 100 | 600 | 600 | 44.84 | 54.78 | 1.5 | 8.44
2025 | NEISO_2_NYISO_G-I | NEISO | NYISO_G-I | Internal | Summer | B5 | 200 | 600 | 600 | 35.72 | 50.89 | 1.5 | 13.67
2025 | NEISO_2_NYISO_G-I | NEISO | NYISO_G-I | Internal | Summer | B6 | 300 | 600 | 600 | 35.72 | 50.89 | 1.5 | 13.67
2025 | NEISO_2_NYISO_G-I | NEISO | NYISO_G-I | Internal | Summer | B7 | 400 | 600 | 600 | 35.72 | 40.87 | 1.5 | 3.65
2025 | NEISO_2_NYISO_G-I | NEISO | NYISO_G-I | Internal | Summer | B8 | 500 | 600 | 600 | 35.72 | 38.31 | 1.5 | 1.1
2025 | NEISO_2_NYISO_G-I | NEISO | NYISO_G-I | Internal | Summer | B9 | 800 | 600 | 600 | 35.72 | 37.55 | 1.5 | 0.33
2025 | NEISO_2_NYISO_G-I | NEISO | NYISO_G-I | Internal | Summer | B10 | 1262 | 600 | 600 | 35.72 | 37.55 | 1.5 | 0.33
2025 | NEISO_2_NYISO_G-I | NEISO | NYISO_G-I | Internal | Winter | B16 | 25 | 600 | 600 | 48.68 | 54.01 | 1.5 | 3.83
2025 | NEISO_2_NYISO_G-I | NEISO | NYISO_G-I | Internal | Winter | B17 | 100 | 600 | 600 | 48.68 | 50.93 | 1.5 | 0.75
2025 | NEISO_2_NYISO_G-I | NEISO | NYISO_G-I | Internal | Winter | B18 | 400 | 600 | 110.52 | 48.68 | 50.18 | 1.5 | 0
2025 | NEISO_2_NYISO_G-I | NEISO | NYISO_G-I | Internal | Winter | B19 | 700 | 600 | 0 | 48.68 | 48.18 | 1.5 | 0
2025 | NEISO_2_NYISO_G-I | NEISO | NYISO_G-I | Internal | Winter | B20 | 935 | 600 | 0 | 48.68 | 48.18 | 1.5 | 0
2025 | NEISO_2_NYISO_J-K | NEISO | NYISO_J-K | Internal | Shoulder | B11 | 25 | 520 | 520 | 38.89 | 55.58 | 1.5 | 15.19
2025 | NEISO_2_NYISO_J-K | NEISO | NYISO_J-K | Internal | Shoulder | B12 | 200 | 520 | 520 | 38.89 | 42.32 | 1.5 | 1.93
2025 | NEISO_2_NYISO_J-K | NEISO | NYISO_J-K | Internal | Shoulder | B13 | 600 | 520 | 520 | 38.89 | 40.67 | 1.5 | 0.29
2025 | NEISO_2_NYISO_J-K | NEISO | NYISO_J-K | Internal | Shoulder | B14 | 900 | 520 | 0 | 38.89 | 40.38 | 1.5 | 0
2025 | NEISO_2_NYISO_J-K | NEISO | NYISO_J-K | Internal | Shoulder | B15 | 1203 | 520 | 0 | 38.89 | 39.31 | 1.5 | 0
2025 | NEISO_2_NYISO_J-K | NEISO | NYISO_J-K | Internal | Summer | B1 | 10 | 520 | 6.68 | 278.76 | 280.26 | 1.5 | 0
2025 | NEISO_2_NYISO_J-K | NEISO | NYISO_J-K | Internal | Summer | B2 | 25 | 520 | 519.98 | 79.46 | 80.97 | 1.5 | 0.01
2025 | NEISO_2_NYISO_J-K | NEISO | NYISO_J-K | Internal | Summer | B3 | 75 | 520 | 520 | 50 | 61.44 | 1.5 | 9.94
2025 | NEISO_2_NYISO_J-K | NEISO | NYISO_J-K | Internal | Summer | B4 | 100 | 520 | 520 | 44.84 | 54.8 | 1.5 | 8.45
2025 | NEISO_2_NYISO_J-K | NEISO | NYISO_J-K | Internal | Summer | B5 | 200 | 520 | 520 | 35.72 | 50.9 | 1.5 | 13.68
2025 | NEISO_2_NYISO_J-K | NEISO | NYISO_J-K | Internal | Summer | B6 | 300 | 520 | 520 | 35.72 | 50.9 | 1.5 | 13.68
2025 | NEISO_2_NYISO_J-K | NEISO | NYISO_J-K | Internal | Summer | B7 | 400 | 520 | 520 | 35.72 | 40.88 | 1.5 | 3.66
2025 | NEISO_2_NYISO_J-K | NEISO | NYISO_J-K | Internal | Summer | B8 | 500 | 520 | 520 | 35.72 | 38.33 | 1.5 | 1.11
2025 | NEISO_2_NYISO_J-K | NEISO | NYISO_J-K | Internal | Summer | B9 | 800 | 520 | 520 | 35.72 | 37.56 | 1.5 | 0.34
2025 | NEISO_2_NYISO_J-K | NEISO | NYISO_J-K | Internal | Summer | B10 | 1262 | 520 | 520 | 35.72 | 37.56 | 1.5 | 0.34
2025 | NEISO_2_NYISO_J-K | NEISO | NYISO_J-K | Internal | Winter | B16 | 25 | 520 | 520 | 48.68 | 54.03 | 1.5 | 3.85
2025 | NEISO_2_NYISO_J-K | NEISO | NYISO_J-K | Internal | Winter | B17 | 100 | 520 | 520 | 48.68 | 50.95 | 1.5 | 0.76
2025 | NEISO_2_NYISO_J-K | NEISO | NYISO_J-K | Internal | Winter | B18 | 400 | 520 | 520 | 48.68 | 50.78 | 1.5 | 0.6
2025 | NEISO_2_NYISO_J-K | NEISO | NYISO_J-K | Internal | Winter | B19 | 700 | 520 | 520 | 48.68 | 50.78 | 1.5 | 0.6
2025 | NEISO_2_NYISO_J-K | NEISO | NYISO_J-K | Internal | Winter | B20 | 935 | 520 | 0 | 48.68 | 48.19 | 1.5 | 0
2025 | NonRTO_Midwest_2_TVA_Transmission | NonRTO_Midwest | TVA_Transmission | Internal | Shoulder | B11 | 25 | 2400 | 0 | 62.61 | 62.59 | 4 | 0
2025 | NonRTO_Midwest_2_TVA_Transmission | NonRTO_Midwest | TVA_Transmission | Internal | Shoulder | B12 | 200 | 2400 | 0 | 49.35 | 47.72 | 4 | 0
2025 | NonRTO_Midwest_2_TVA_Transmission | NonRTO_Midwest | TVA_Transmission | Internal | Shoulder | B13 | 600 | 2400 | 0 | 47.71 | 46.62 | 4 | 0
2025 | NonRTO_Midwest_2_TVA_Transmission | NonRTO_Midwest | TVA_Transmission | Internal | Shoulder | B14 | 900 | 2400 | 0 | 45.69 | 46.14 | 4 | 0
2025 | NonRTO_Midwest_2_TVA_Transmission | NonRTO_Midwest | TVA_Transmission | Internal | Shoulder | B15 | 1203 | 2400 | 659.36 | 39.06 | 43.06 | 4 | 0
2025 | NonRTO_Midwest_2_TVA_Transmission | NonRTO_Midwest | TVA_Transmission | Internal | Summer | B1 | 10 | 2400 | 0 | 72.71 | 72.72 | 4 | 0
2025 | NonRTO_Midwest_2_TVA_Transmission | NonRTO_Midwest | TVA_Transmission | Internal | Summer | B2 | 25 | 2400 | 0 | 71.51 | 71.49 | 4 | 0
2025 | NonRTO_Midwest_2_TVA_Transmission | NonRTO_Midwest | TVA_Transmission | Internal | Summer | B3 | 75 | 2400 | 0 | 70.28 | 70.27 | 4 | 0
2025 | NonRTO_Midwest_2_TVA_Transmission | NonRTO_Midwest | TVA_Transmission | Internal | Summer | B4 | 100 | 2400 | 0 | 68.48 | 68.46 | 4 | 0
2025 | NonRTO_Midwest_2_TVA_Transmission | NonRTO_Midwest | TVA_Transmission | Internal | Summer | B5 | 200 | 2400 | 0 | 66.08 | 66.05 | 4 | 0
2025 | NonRTO_Midwest_2_TVA_Transmission | NonRTO_Midwest | TVA_Transmission | Internal | Summer | B6 | 300 | 2400 | 0 | 56.56 | 56.56 | 4 | 0
2025 | NonRTO_Midwest_2_TVA_Transmission | NonRTO_Midwest | TVA_Transmission | Internal | Summer | B7 | 400 | 2400 | 0 | 47.89 | 47.89 | 4 | 0
2025 | NonRTO_Midwest_2_TVA_Transmission | NonRTO_Midwest | TVA_Transmission | Internal | Summer | B8 | 500 | 2400 | 0 | 43.42 | 43.26 | 4 | 0
2025 | NonRTO_Midwest_2_TVA_Transmission | NonRTO_Midwest | TVA_Transmission | Internal | Summer | B9 | 800 | 2400 | 195.66 | 38.28 | 42.28 | 4 | 0
2025 | NonRTO_Midwest_2_TVA_Transmission | NonRTO_Midwest | TVA_Transmission | Internal | Summer | B10 | 1262 | 2400 | 55.56 | 35.21 | 39.21 | 4 | 0
2025 | NonRTO_Midwest_2_TVA_Transmission | NonRTO_Midwest | TVA_Transmission | Internal | Winter | B16 | 25 | 2400 | 0 | 54.91 | 54.9 | 4 | 0
2025 | NonRTO_Midwest_2_TVA_Transmission | NonRTO_Midwest | TVA_Transmission | Internal | Winter | B17 | 100 | 2400 | 0 | 50.93 | 50 | 4 | 0
2025 | NonRTO_Midwest_2_TVA_Transmission | NonRTO_Midwest | TVA_Transmission | Internal | Winter | B18 | 400 | 2400 | 0 | 49 | 47.81 | 4 | 0
2025 | NonRTO_Midwest_2_TVA_Transmission | NonRTO_Midwest | TVA_Transmission | Internal | Winter | B19 | 700 | 2400 | 0 | 47.55 | 47.38 | 4 | 0
2025 | NonRTO_Midwest_2_TVA_Transmission | NonRTO_Midwest | TVA_Transmission | Internal | Winter | B20 | 935 | 2400 | 134.92 | 37.65 | 41.65 | 4 | 0
2025 | NYISO_A-F_2_IESO | NYISO_A-F | IESO | Internal | Shoulder | B11 | 25 | 1600 | 0 | 39.29 | 35.79 | 3.5 | 0
2025 | NYISO_A-F_2_IESO | NYISO_A-F | IESO | Internal | Shoulder | B12 | 200 | 1600 | 0 | 40.39 | 36.89 | 3.5 | 0
2025 | NYISO_A-F_2_IESO | NYISO_A-F | IESO | Internal | Shoulder | B13 | 600 | 1600 | 0 | 39.29 | 35.79 | 3.5 | 0
2025 | NYISO_A-F_2_IESO | NYISO_A-F | IESO | Internal | Shoulder | B14 | 900 | 1600 | 0 | 39.29 | 35.79 | 3.5 | 0
2025 | NYISO_A-F_2_IESO | NYISO_A-F | IESO | Internal | Shoulder | B15 | 1203 | 1600 | 0 | 39.29 | 35.79 | 3.5 | 0
2025 | NYISO_A-F_2_IESO | NYISO_A-F | IESO | Internal | Summer | B1 | 10 | 1600 | 150.21 | 52.42 | 55.92 | 3.5 | 0
2025 | NYISO_A-F_2_IESO | NYISO_A-F | IESO | Internal | Summer | B2 | 25 | 1600 | 0 | 52.42 | 48.92 | 3.5 | 0
2025 | NYISO_A-F_2_IESO | NYISO_A-F | IESO | Internal | Summer | B3 | 75 | 1600 | 0 | 48.5 | 45 | 3.5 | 0
2025 | NYISO_A-F_2_IESO | NYISO_A-F | IESO | Internal | Summer | B4 | 100 | 1600 | 0 | 46.34 | 42.84 | 3.5 | 0
2025 | NYISO_A-F_2_IESO | NYISO_A-F | IESO | Internal | Summer | B5 | 200 | 1600 | 0 | 44.3 | 40.8 | 3.5 | 0
2025 | NYISO_A-F_2_IESO | NYISO_A-F | IESO | Internal | Summer | B6 | 300 | 1600 | 0 | 43.34 | 39.84 | 3.5 | 0
2025 | NYISO_A-F_2_IESO | NYISO_A-F | IESO | Internal | Summer | B7 | 400 | 1600 | 0 | 40.86 | 37.36 | 3.5 | 0
2025 | NYISO_A-F_2_IESO | NYISO_A-F | IESO | Internal | Summer | B8 | 500 | 1600 | 0 | 37.54 | 34.04 | 3.5 | 0
2025 | NYISO_A-F_2_IESO | NYISO_A-F | IESO | Internal | Summer | B9 | 800 | 1600 | 0 | 37.54 | 34.04 | 3.5 | 0
2025 | NYISO_A-F_2_IESO | NYISO_A-F | IESO | Internal | Summer | B10 | 1262 | 1600 | 0 | 37.54 | 34.04 | 3.5 | 0
2025 | NYISO_A-F_2_IESO | NYISO_A-F | IESO | Internal | Winter | B16 | 25 | 1600 | 0 | 45.99 | 42.49 | 3.5 | 0
2025 | NYISO_A-F_2_IESO | NYISO_A-F | IESO | Internal | Winter | B17 | 100 | 1600 | 0 | 44.25 | 40.75 | 3.5 | 0
2025 | NYISO_A-F_2_IESO | NYISO_A-F | IESO | Internal | Winter | B18 | 400 | 1600 | 0 | 43.75 | 40.25 | 3.5 | 0
2025 | NYISO_A-F_2_IESO | NYISO_A-F | IESO | Internal | Winter | B19 | 700 | 1600 | 0 | 43.75 | 40.25 | 3.5 | 0
2025 | NYISO_A-F_2_IESO | NYISO_A-F | IESO | Internal | Winter | B20 | 935 | 1600 | 0 | 43.75 | 40.25 | 3.5 | 0
2025 | NYISO_A-F_2_NEISO | NYISO_A-F | NEISO | Internal | Shoulder | B11 | 25 | 600 | 0 | 39.29 | 38.89 | 1.5 | 0
2025 | NYISO_A-F_2_NEISO | NYISO_A-F | NEISO | Internal | Shoulder | B12 | 200 | 600 | 0 | 40.39 | 38.89 | 1.5 | 0
2025 | NYISO_A-F_2_NEISO | NYISO_A-F | NEISO | Internal | Shoulder | B13 | 600 | 600 | 0 | 39.29 | 38.89 | 1.5 | 0
2025 | NYISO_A-F_2_NEISO | NYISO_A-F | NEISO | Internal | Shoulder | B14 | 900 | 600 | 0 | 39.29 | 38.89 | 1.5 | 0
2025 | NYISO_A-F_2_NEISO | NYISO_A-F | NEISO | Internal | Shoulder | B15 | 1203 | 600 | 0 | 39.29 | 38.89 | 1.5 | 0
2025 | NYISO_A-F_2_NEISO | NYISO_A-F | NEISO | Internal | Summer | B1 | 10 | 600 | 600 | 52.42 | 278.76 | 1.5 | 224.84
2025 | NYISO_A-F_2_NEISO | NYISO_A-F | NEISO | Internal | Summer | B2 | 25 | 600 | 600 | 52.42 | 79.46 | 1.5 | 25.54
2025 | NYISO_A-F_2_NEISO | NYISO_A-F | NEISO | Internal | Summer | B3 | 75 | 600 | 384.91 | 48.5 | 50 | 1.5 | 0
2025 | NYISO_A-F_2_NEISO | NYISO_A-F | NEISO | Internal | Summer | B4 | 100 | 600 | 0 | 46.34 | 44.84 | 1.5 | 0
2025 | NYISO_A-F_2_NEISO | NYISO_A-F | NEISO | Internal | Summer | B5 | 200 | 600 | 0 | 44.3 | 35.72 | 1.5 | 0
2025 | NYISO_A-F_2_NEISO | NYISO_A-F | NEISO | Internal | Summer | B6 | 300 | 600 | 0 | 43.34 | 35.72 | 1.5 | 0
2025 | NYISO_A-F_2_NEISO | NYISO_A-F | NEISO | Internal | Summer | B7 | 400 | 600 | 0 | 40.86 | 35.72 | 1.5 | 0
2025 | NYISO_A-F_2_NEISO | NYISO_A-F | NEISO | Internal | Summer | B8 | 500 | 600 | 0 | 37.54 | 35.72 | 1.5 | 0
2025 | NYISO_A-F_2_NEISO | NYISO_A-F | NEISO | Internal | Summer | B9 | 800 | 600 | 0 | 37.54 | 35.72 | 1.5 | 0
2025 | NYISO_A-F_2_NEISO | NYISO_A-F | NEISO | Internal | Summer | B10 | 1262 | 600 | 0 | 37.54 | 35.72 | 1.5 | 0
2025 | NYISO_A-F_2_NEISO | NYISO_A-F | NEISO | Internal | Winter | B16 | 25 | 600 | 600 | 45.99 | 48.68 | 1.5 | 1.19
2025 | NYISO_A-F_2_NEISO | NYISO_A-F | NEISO | Internal | Winter | B17 | 100 | 600 | 600 | 44.25 | 48.68 | 1.5 | 2.93
2025 | NYISO_A-F_2_NEISO | NYISO_A-F | NEISO | Internal | Winter | B18 | 400 | 600 | 600 | 43.75 | 48.68 | 1.5 | 3.43
2025 | NYISO_A-F_2_NEISO | NYISO_A-F | NEISO | Internal | Winter | B19 | 700 | 600 | 600 | 43.75 | 48.68 | 1.5 | 3.43
2025 | NYISO_A-F_2_NEISO | NYISO_A-F | NEISO | Internal | Winter | B20 | 935 | 600 | 600 | 43.75 | 48.68 | 1.5 | 3.43
2025 | NYISO_A-F_2_NYISO_G-I | NYISO_A-F | NYISO_G-I | Internal | Shoulder | B11 | 25 | 4888 | 4888 | 39.29 | 55.56 | 0.01 | 16.26
2025 | NYISO_A-F_2_NYISO_G-I | NYISO_A-F | NYISO_G-I | Internal | Shoulder | B12 | 200 | 4888 | 4888 | 40.39 | 42.3 | 0.01 | 1.91
2025 | NYISO_A-F_2_NYISO_G-I | NYISO_A-F | NYISO_G-I | Internal | Shoulder | B13 | 600 | 4888 | 4888 | 39.29 | 40.66 | 0.01 | 1.36
2025 | NYISO_A-F_2_NYISO_G-I | NYISO_A-F | NYISO_G-I | Internal | Shoulder | B14 | 900 | 4888 | 4888 | 39.29 | 40.37 | 0.01 | 1.07
2025 | NYISO_A-F_2_NYISO_G-I | NYISO_A-F | NYISO_G-I | Internal | Shoulder | B15 | 1203 | 4888 | 4176.7 | 39.29 | 39.3 | 0.01 | 0
2025 | NYISO_A-F_2_NYISO_G-I | NYISO_A-F | NYISO_G-I | Internal | Summer | B1 | 10 | 4888 | 4888 | 52.42 | 280.25 | 0.01 | 227.82
2025 | NYISO_A-F_2_NYISO_G-I | NYISO_A-F | NYISO_G-I | Internal | Summer | B2 | 25 | 4888 | 4888 | 52.42 | 80.96 | 0.01 | 28.53
2025 | NYISO_A-F_2_NYISO_G-I | NYISO_A-F | NYISO_G-I | Internal | Summer | B3 | 75 | 4888 | 4888 | 48.5 | 61.43 | 0.01 | 12.92
2025 | NYISO_A-F_2_NYISO_G-I | NYISO_A-F | NYISO_G-I | Internal | Summer | B4 | 100 | 4888 | 4888 | 46.34 | 54.78 | 0.01 | 8.43
2025 | NYISO_A-F_2_NYISO_G-I | NYISO_A-F | NYISO_G-I | Internal | Summer | B5 | 200 | 4888 | 4888 | 44.3 | 50.89 | 0.01 | 6.58
2025 | NYISO_A-F_2_NYISO_G-I | NYISO_A-F | NYISO_G-I | Internal | Summer | B6 | 300 | 4888 | 4888 | 43.34 | 50.89 | 0.01 | 7.54
2025 | NYISO_A-F_2_NYISO_G-I | NYISO_A-F | NYISO_G-I | Internal | Summer | B7 | 400 | 4888 | 4635.39 | 40.86 | 40.87 | 0.01 | 0
2025 | NYISO_A-F_2_NYISO_G-I | NYISO_A-F | NYISO_G-I | Internal | Summer | B8 | 500 | 4888 | 4888 | 37.54 | 38.31 | 0.01 | 0.77
2025 | NYISO_A-F_2_NYISO_G-I | NYISO_A-F | NYISO_G-I | Internal | Summer | B9 | 800 | 4888 | 4266.73 | 37.54 | 37.55 | 0.01 | 0
2025 | NYISO_A-F_2_NYISO_G-I | NYISO_A-F | NYISO_G-I | Internal | Summer | B10 | 1262 | 4888 | 2265.29 | 37.54 | 37.55 | 0.01 | 0
2025 | NYISO_A-F_2_NYISO_G-I | NYISO_A-F | NYISO_G-I | Internal | Winter | B16 | 25 | 4888 | 4888 | 45.99 | 54.01 | 0.01 | 8.01
2025 | NYISO_A-F_2_NYISO_G-I | NYISO_A-F | NYISO_G-I | Internal | Winter | B17 | 100 | 4888 | 4888 | 44.25 | 50.93 | 0.01 | 6.67
2025 | NYISO_A-F_2_NYISO_G-I | NYISO_A-F | NYISO_G-I | Internal | Winter | B18 | 400 | 4888 | 4888 | 43.75 | 50.18 | 0.01 | 6.41
2025 | NYISO_A-F_2_NYISO_G-I | NYISO_A-F | NYISO_G-I | Internal | Winter | B19 | 700 | 4888 | 4888 | 43.75 | 48.18 | 0.01 | 4.41
2025 | NYISO_A-F_2_NYISO_G-I | NYISO_A-F | NYISO_G-I | Internal | Winter | B20 | 935 | 4888 | 4888 | 43.75 | 48.18 | 0.01 | 4.41
2025 | NYISO_A-F_2_PJM_ROM | NYISO_A-F | PJM_ROM | Internal | Shoulder | B11 | 25 | 1000 | 1000 | 39.29 | 59.58 | 4 | 16.29
2025 | NYISO_A-F_2_PJM_ROM | NYISO_A-F | PJM_ROM | Internal | Shoulder | B12 | 200 | 1000 | 1000 | 40.39 | 46.32 | 4 | 1.93
2025 | NYISO_A-F_2_PJM_ROM | NYISO_A-F | PJM_ROM | Internal | Shoulder | B13 | 600 | 1000 | 1000 | 39.29 | 44.67 | 4 | 1.38
2025 | NYISO_A-F_2_PJM_ROM | NYISO_A-F | PJM_ROM | Internal | Shoulder | B14 | 900 | 1000 | 0 | 39.29 | 43.13 | 4 | 0
2025 | NYISO_A-F_2_PJM_ROM | NYISO_A-F | PJM_ROM | Internal | Shoulder | B15 | 1203 | 1000 | 0 | 39.29 | 40.07 | 4 | 0
2025 | NYISO_A-F_2_PJM_ROM | NYISO_A-F | PJM_ROM | Internal | Summer | B1 | 10 | 1000 | 1000 | 52.42 | 69.72 | 4 | 13.3
2025 | NYISO_A-F_2_PJM_ROM | NYISO_A-F | PJM_ROM | Internal | Summer | B2 | 25 | 1000 | 1000 | 52.42 | 68.49 | 4 | 12.07
2025 | NYISO_A-F_2_PJM_ROM | NYISO_A-F | PJM_ROM | Internal | Summer | B3 | 75 | 1000 | 1000 | 48.5 | 65.44 | 4 | 12.94
2025 | NYISO_A-F_2_PJM_ROM | NYISO_A-F | PJM_ROM | Internal | Summer | B4 | 100 | 1000 | 1000 | 46.34 | 65.44 | 4 | 15.1
2025 | NYISO_A-F_2_PJM_ROM | NYISO_A-F | PJM_ROM | Internal | Summer | B5 | 200 | 1000 | 1000 | 44.3 | 63.04 | 4 | 14.74
2025 | NYISO_A-F_2_PJM_ROM | NYISO_A-F | PJM_ROM | Internal | Summer | B6 | 300 | 1000 | 1000 | 43.34 | 53.53 | 4 | 6.2
2025 | NYISO_A-F_2_PJM_ROM | NYISO_A-F | PJM_ROM | Internal | Summer | B7 | 400 | 1000 | 1000 | 40.86 | 44.88 | 4 | 0.02
2025 | NYISO_A-F_2_PJM_ROM | NYISO_A-F | PJM_ROM | Internal | Summer | B8 | 500 | 1000 | 0 | 37.54 | 40.41 | 4 | 0
2025 | NYISO_A-F_2_PJM_ROM | NYISO_A-F | PJM_ROM | Internal | Summer | B9 | 800 | 1000 | 0 | 37.54 | 39.29 | 4 | 0
2025 | NYISO_A-F_2_PJM_ROM | NYISO_A-F | PJM_ROM | Internal | Summer | B10 | 1262 | 1000 | 0 | 37.54 | 36.22 | 4 | 0
2025 | NYISO_A-F_2_PJM_ROM | NYISO_A-F | PJM_ROM | Internal | Winter | B16 | 25 | 1000 | 1000 | 45.99 | 51.91 | 4 | 1.92
2025 | NYISO_A-F_2_PJM_ROM | NYISO_A-F | PJM_ROM | Internal | Winter | B17 | 100 | 1000 | 0 | 44.25 | 47.93 | 4 | 0
2025 | NYISO_A-F_2_PJM_ROM | NYISO_A-F | PJM_ROM | Internal | Winter | B18 | 400 | 1000 | 0 | 43.75 | 46 | 4 | 0
2025 | NYISO_A-F_2_PJM_ROM | NYISO_A-F | PJM_ROM | Internal | Winter | B19 | 700 | 1000 | 0 | 43.75 | 44.75 | 4 | 0
2025 | NYISO_A-F_2_PJM_ROM | NYISO_A-F | PJM_ROM | Internal | Winter | B20 | 935 | 1000 | 0 | 43.75 | 38.65 | 4 | 0
2025 | NYISO_G-I_2_NEISO | NYISO_G-I | NEISO | Internal | Shoulder | B11 | 25 | 600 | 0 | 55.56 | 38.89 | 1.5 | 0
2025 | NYISO_G-I_2_NEISO | NYISO_G-I | NEISO | Internal | Shoulder | B12 | 200 | 600 | 0 | 42.3 | 38.89 | 1.5 | 0
2025 | NYISO_G-I_2_NEISO | NYISO_G-I | NEISO | Internal | Shoulder | B13 | 600 | 600 | 0 | 40.66 | 38.89 | 1.5 | 0
2025 | NYISO_G-I_2_NEISO | NYISO_G-I | NEISO | Internal | Shoulder | B14 | 900 | 600 | 0 | 40.37 | 38.89 | 1.5 | 0
2025 | NYISO_G-I_2_NEISO | NYISO_G-I | NEISO | Internal | Shoulder | B15 | 1203 | 600 | 0 | 39.3 | 38.89 | 1.5 | 0
2025 | NYISO_G-I_2_NEISO | NYISO_G-I | NEISO | Internal | Summer | B1 | 10 | 600 | 0 | 280.25 | 278.76 | 1.5 | 0
2025 | NYISO_G-I_2_NEISO | NYISO_G-I | NEISO | Internal | Summer | B2 | 25 | 600 | 0 | 80.96 | 79.46 | 1.5 | 0
2025 | NYISO_G-I_2_NEISO | NYISO_G-I | NEISO | Internal | Summer | B3 | 75 | 600 | 0 | 61.43 | 50 | 1.5 | 0
2025 | NYISO_G-I_2_NEISO | NYISO_G-I | NEISO | Internal | Summer | B4 | 100 | 600 | 0 | 54.78 | 44.84 | 1.5 | 0
2025 | NYISO_G-I_2_NEISO | NYISO_G-I | NEISO | Internal | Summer | B5 | 200 | 600 | 0 | 50.89 | 35.72 | 1.5 | 0
2025 | NYISO_G-I_2_NEISO | NYISO_G-I | NEISO | Internal | Summer | B6 | 300 | 600 | 0 | 50.89 | 35.72 | 1.5 | 0
2025 | NYISO_G-I_2_NEISO | NYISO_G-I | NEISO | Internal | Summer | B7 | 400 | 600 | 0 | 40.87 | 35.72 | 1.5 | 0
2025 | NYISO_G-I_2_NEISO | NYISO_G-I | NEISO | Internal | Summer | B8 | 500 | 600 | 0 | 38.31 | 35.72 | 1.5 | 0
2025 | NYISO_G-I_2_NEISO | NYISO_G-I | NEISO | Internal | Summer | B9 | 800 | 600 | 0 | 37.55 | 35.72 | 1.5 | 0
2025 | NYISO_G-I_2_NEISO | NYISO_G-I | NEISO | Internal | Summer | B10 | 1262 | 600 | 0 | 37.55 | 35.72 | 1.5 | 0
2025 | NYISO_G-I_2_NEISO | NYISO_G-I | NEISO | Internal | Winter | B16 | 25 | 600 | 0 | 54.01 | 48.68 | 1.5 | 0
2025 | NYISO_G-I_2_NEISO | NYISO_G-I | NEISO | Internal | Winter | B17 | 100 | 600 | 0 | 50.93 | 48.68 | 1.5 | 0
2025 | NYISO_G-I_2_NEISO | NYISO_G-I | NEISO | Internal | Winter | B18 | 400 | 600 | 0 | 50.18 | 48.68 | 1.5 | 0
2025 | NYISO_G-I_2_NEISO | NYISO_G-I | NEISO | Internal | Winter | B19 | 700 | 600 | 0 | 48.18 | 48.68 | 1.5 | 0
2025 | NYISO_G-I_2_NEISO | NYISO_G-I | NEISO | Internal | Winter | B20 | 935 | 600 | 0 | 48.18 | 48.68 | 1.5 | 0
2025 | NYISO_G-I_2_NYISO_A-F | NYISO_G-I | NYISO_A-F | Internal | Shoulder | B11 | 25 | 2637 | 0 | 55.56 | 39.29 | 0.01 | 0
2025 | NYISO_G-I_2_NYISO_A-F | NYISO_G-I | NYISO_A-F | Internal | Shoulder | B12 | 200 | 2637 | 0 | 42.3 | 40.39 | 0.01 | 0
2025 | NYISO_G-I_2_NYISO_A-F | NYISO_G-I | NYISO_A-F | Internal | Shoulder | B13 | 600 | 2637 | 0 | 40.66 | 39.29 | 0.01 | 0
2025 | NYISO_G-I_2_NYISO_A-F | NYISO_G-I | NYISO_A-F | Internal | Shoulder | B14 | 900 | 2637 | 0 | 40.37 | 39.29 | 0.01 | 0
2025 | NYISO_G-I_2_NYISO_A-F | NYISO_G-I | NYISO_A-F | Internal | Shoulder | B15 | 1203 | 2637 | 0 | 39.3 | 39.29 | 0.01 | 0
2025 | NYISO_G-I_2_NYISO_A-F | NYISO_G-I | NYISO_A-F | Internal | Summer | B1 | 10 | 2637 | 0 | 280.25 | 52.42 | 0.01 | 0
2025 | NYISO_G-I_2_NYISO_A-F | NYISO_G-I | NYISO_A-F | Internal | Summer | B2 | 25 | 2637 | 0 | 80.96 | 52.42 | 0.01 | 0
2025 | NYISO_G-I_2_NYISO_A-F | NYISO_G-I | NYISO_A-F | Internal | Summer | B3 | 75 | 2637 | 0 | 61.43 | 48.5 | 0.01 | 0
2025 | NYISO_G-I_2_NYISO_A-F | NYISO_G-I | NYISO_A-F | Internal | Summer | B4 | 100 | 2637 | 0 | 54.78 | 46.34 | 0.01 | 0
2025 | NYISO_G-I_2_NYISO_A-F | NYISO_G-I | NYISO_A-F | Internal | Summer | B5 | 200 | 2637 | 0 | 50.89 | 44.3 | 0.01 | 0
2025 | NYISO_G-I_2_NYISO_A-F | NYISO_G-I | NYISO_A-F | Internal | Summer | B6 | 300 | 2637 | 0 | 50.89 | 43.34 | 0.01 | 0
2025 | NYISO_G-I_2_NYISO_A-F | NYISO_G-I | NYISO_A-F | Internal | Summer | B7 | 400 | 2637 | 0 | 40.87 | 40.86 | 0.01 | 0
2025 | NYISO_G-I_2_NYISO_A-F | NYISO_G-I | NYISO_A-F | Internal | Summer | B8 | 500 | 2637 | 0 | 38.31 | 37.54 | 0.01 | 0
2025 | NYISO_G-I_2_NYISO_A-F | NYISO_G-I | NYISO_A-F | Internal | Summer | B9 | 800 | 2637 | 0 | 37.55 | 37.54 | 0.01 | 0
2025 | NYISO_G-I_2_NYISO_A-F | NYISO_G-I | NYISO_A-F | Internal | Summer | B10 | 1262 | 2637 | 0 | 37.55 | 37.54 | 0.01 | 0
2025 | NYISO_G-I_2_NYISO_A-F | NYISO_G-I | NYISO_A-F | Internal | Winter | B16 | 25 | 2637 | 0 | 54.01 | 45.99 | 0.01 | 0
2025 | NYISO_G-I_2_NYISO_A-F | NYISO_G-I | NYISO_A-F | Internal | Winter | B17 | 100 | 2637 | 0 | 50.93 | 44.25 | 0.01 | 0
2025 | NYISO_G-I_2_NYISO_A-F | NYISO_G-I | NYISO_A-F | Internal | Winter | B18 | 400 | 2637 | 0 | 50.18 | 43.75 | 0.01 | 0
2025 | NYISO_G-I_2_NYISO_A-F | NYISO_G-I | NYISO_A-F | Internal | Winter | B19 | 700 | 2637 | 0 | 48.18 | 43.75 | 0.01 | 0
2025 | NYISO_G-I_2_NYISO_A-F | NYISO_G-I | NYISO_A-F | Internal | Winter | B20 | 935 | 2637 | 0 | 48.18 | 43.75 | 0.01 | 0
2025 | NYISO_G-I_2_NYISO_J-K | NYISO_G-I | NYISO_J-K | Internal | Shoulder | B11 | 25 | 6130 | 4298.48 | 55.56 | 55.58 | 0.01 | 0
2025 | NYISO_G-I_2_NYISO_J-K | NYISO_G-I | NYISO_J-K | Internal | Shoulder | B12 | 200 | 6130 | 4128.93 | 42.3 | 42.32 | 0.01 | 0
2025 | NYISO_G-I_2_NYISO_J-K | NYISO_G-I | NYISO_J-K | Internal | Shoulder | B13 | 600 | 6130 | 5189.72 | 40.66 | 40.67 | 0.01 | 0
2025 | NYISO_G-I_2_NYISO_J-K | NYISO_G-I | NYISO_J-K | Internal | Shoulder | B14 | 900 | 6130 | 4951.02 | 40.37 | 40.38 | 0.01 | 0
2025 | NYISO_G-I_2_NYISO_J-K | NYISO_G-I | NYISO_J-K | Internal | Shoulder | B15 | 1203 | 6130 | 4060.94 | 39.3 | 39.31 | 0.01 | 0
2025 | NYISO_G-I_2_NYISO_J-K | NYISO_G-I | NYISO_J-K | Internal | Summer | B1 | 10 | 6130 | 4535.65 | 280.25 | 280.26 | 0.01 | 0
2025 | NYISO_G-I_2_NYISO_J-K | NYISO_G-I | NYISO_J-K | Internal | Summer | B2 | 25 | 6130 | 4644.65 | 80.96 | 80.97 | 0.01 | 0
2025 | NYISO_G-I_2_NYISO_J-K | NYISO_G-I | NYISO_J-K | Internal | Summer | B3 | 75 | 6130 | 3715.44 | 61.43 | 61.44 | 0.01 | 0
2025 | NYISO_G-I_2_NYISO_J-K | NYISO_G-I | NYISO_J-K | Internal | Summer | B4 | 100 | 6130 | 3921.53 | 54.78 | 54.8 | 0.01 | 0
2025 | NYISO_G-I_2_NYISO_J-K | NYISO_G-I | NYISO_J-K | Internal | Summer | B5 | 200 | 6130 | 4061.65 | 50.89 | 50.9 | 0.01 | 0
2025 | NYISO_G-I_2_NYISO_J-K | NYISO_G-I | NYISO_J-K | Internal | Summer | B6 | 300 | 6130 | 5761.34 | 50.89 | 50.9 | 0.01 | 0
2025 | NYISO_G-I_2_NYISO_J-K | NYISO_G-I | NYISO_J-K | Internal | Summer | B7 | 400 | 6130 | 5616.41 | 40.87 | 40.88 | 0.01 | 0
2025 | NYISO_G-I_2_NYISO_J-K | NYISO_G-I | NYISO_J-K | Internal | Summer | B8 | 500 | 6130 | 6094.09 | 38.31 | 38.33 | 0.01 | 0
2025 | NYISO_G-I_2_NYISO_J-K | NYISO_G-I | NYISO_J-K | Internal | Summer | B9 | 800 | 6130 | 5375.43 | 37.55 | 37.56 | 0.01 | 0
2025 | NYISO_G-I_2_NYISO_J-K | NYISO_G-I | NYISO_J-K | Internal | Summer | B10 | 1262 | 6130 | 3507.47 | 37.55 | 37.56 | 0.01 | 0
2025 | NYISO_G-I_2_NYISO_J-K | NYISO_G-I | NYISO_J-K | Internal | Winter | B16 | 25 | 6130 | 5930.5 | 54.01 | 54.03 | 0.01 | 0
2025 | NYISO_G-I_2_NYISO_J-K | NYISO_G-I | NYISO_J-K | Internal | Winter | B17 | 100 | 6130 | 6049.34 | 50.93 | 50.95 | 0.01 | 0
2025 | NYISO_G-I_2_NYISO_J-K | NYISO_G-I | NYISO_J-K | Internal | Winter | B18 | 400 | 6130 | 6130 | 50.18 | 50.78 | 0.01 | 0.59
2025 | NYISO_G-I_2_NYISO_J-K | NYISO_G-I | NYISO_J-K | Internal | Winter | B19 | 700 | 6130 | 6130 | 48.18 | 50.78 | 0.01 | 2.6
2025 | NYISO_G-I_2_NYISO_J-K | NYISO_G-I | NYISO_J-K | Internal | Winter | B20 | 935 | 6130 | 5727.04 | 48.18 | 48.19 | 0.01 | 0
2025 | NYISO_G-I_2_PJM_E | NYISO_G-I | PJM_E | Internal | Shoulder | B11 | 25 | 1500 | 1133.68 | 55.56 | 59.56 | 4 | 0
2025 | NYISO_G-I_2_PJM_E | NYISO_G-I | PJM_E | Internal | Shoulder | B12 | 200 | 1500 | 1350.57 | 42.3 | 46.3 | 4 | 0
2025 | NYISO_G-I_2_PJM_E | NYISO_G-I | PJM_E | Internal | Shoulder | B13 | 600 | 1500 | 417.28 | 40.66 | 44.66 | 4 | 0
2025 | NYISO_G-I_2_PJM_E | NYISO_G-I | PJM_E | Internal | Shoulder | B14 | 900 | 1500 | 0 | 40.37 | 43.12 | 4 | 0
2025 | NYISO_G-I_2_PJM_E | NYISO_G-I | PJM_E | Internal | Shoulder | B15 | 1203 | 1500 | 0 | 39.3 | 40.09 | 4 | 0
2025 | NYISO_G-I_2_PJM_E | NYISO_G-I | PJM_E | Internal | Summer | B1 | 10 | 1500 | 0 | 280.25 | 69.73 | 4 | 0
2025 | NYISO_G-I_2_PJM_E | NYISO_G-I | PJM_E | Internal | Summer | B2 | 25 | 1500 | 0 | 80.96 | 68.51 | 4 | 0
2025 | NYISO_G-I_2_PJM_E | NYISO_G-I | PJM_E | Internal | Summer | B3 | 75 | 1500 | 1434.98 | 61.43 | 65.43 | 4 | 0
2025 | NYISO_G-I_2_PJM_E | NYISO_G-I | PJM_E | Internal | Summer | B4 | 100 | 1500 | 1500 | 54.78 | 65.43 | 4 | 6.65
2025 | NYISO_G-I_2_PJM_E | NYISO_G-I | PJM_E | Internal | Summer | B5 | 200 | 1500 | 1500 | 50.89 | 63.03 | 4 | 8.14
2025 | NYISO_G-I_2_PJM_E | NYISO_G-I | PJM_E | Internal | Summer | B6 | 300 | 1500 | 0 | 50.89 | 53.52 | 4 | 0
2025 | NYISO_G-I_2_PJM_E | NYISO_G-I | PJM_E | Internal | Summer | B7 | 400 | 1500 | 85.86 | 40.87 | 44.87 | 4 | 0
2025 | NYISO_G-I_2_PJM_E | NYISO_G-I | PJM_E | Internal | Summer | B8 | 500 | 1500 | 0 | 38.31 | 40.42 | 4 | 0
2025 | NYISO_G-I_2_PJM_E | NYISO_G-I | PJM_E | Internal | Summer | B9 | 800 | 1500 | 0 | 37.55 | 39.3 | 4 | 0
2025 | NYISO_G-I_2_PJM_E | NYISO_G-I | PJM_E | Internal | Summer | B10 | 1262 | 1500 | 0 | 37.55 | 36.23 | 4 | 0
2025 | NYISO_G-I_2_PJM_E | NYISO_G-I | PJM_E | Internal | Winter | B16 | 25 | 1500 | 0 | 54.01 | 51.92 | 4 | 0
2025 | NYISO_G-I_2_PJM_E | NYISO_G-I | PJM_E | Internal | Winter | B17 | 100 | 1500 | 0 | 50.93 | 47.95 | 4 | 0
2025 | NYISO_G-I_2_PJM_E | NYISO_G-I | PJM_E | Internal | Winter | B18 | 400 | 1500 | 0 | 50.18 | 46.01 | 4 | 0
2025 | NYISO_G-I_2_PJM_E | NYISO_G-I | PJM_E | Internal | Winter | B19 | 700 | 1500 | 0 | 48.18 | 44.77 | 4 | 0
2025 | NYISO_G-I_2_PJM_E | NYISO_G-I | PJM_E | Internal | Winter | B20 | 935 | 1500 | 0 | 48.18 | 38.66 | 4 | 0
2025 | NYISO_J-K_2_NEISO | NYISO_J-K | NEISO | Internal | Shoulder | B11 | 25 | 90 | 0 | 55.58 | 38.89 | 1.5 | 0
2025 | NYISO_J-K_2_NEISO | NYISO_J-K | NEISO | Internal | Shoulder | B12 | 200 | 90 | 0 | 42.32 | 38.89 | 1.5 | 0
2025 | NYISO_J-K_2_NEISO | NYISO_J-K | NEISO | Internal | Shoulder | B13 | 600 | 90 | 0 | 40.67 | 38.89 | 1.5 | 0
2025 | NYISO_J-K_2_NEISO | NYISO_J-K | NEISO | Internal | Shoulder | B14 | 900 | 90 | 0 | 40.38 | 38.89 | 1.5 | 0
2025 | NYISO_J-K_2_NEISO | NYISO_J-K | NEISO | Internal | Shoulder | B15 | 1203 | 90 | 0 | 39.31 | 38.89 | 1.5 | 0
2025 | NYISO_J-K_2_NEISO | NYISO_J-K | NEISO | Internal | Summer | B1 | 10 | 90 | 0 | 280.26 | 278.76 | 1.5 | 0
2025 | NYISO_J-K_2_NEISO | NYISO_J-K | NEISO | Internal | Summer | B2 | 25 | 90 | 0 | 80.97 | 79.46 | 1.5 | 0
2025 | NYISO_J-K_2_NEISO | NYISO_J-K | NEISO | Internal | Summer | B3 | 75 | 90 | 0 | 61.44 | 50 | 1.5 | 0
2025 | NYISO_J-K_2_NEISO | NYISO_J-K | NEISO | Internal | Summer | B4 | 100 | 90 | 0 | 54.8 | 44.84 | 1.5 | 0
2025 | NYISO_J-K_2_NEISO | NYISO_J-K | NEISO | Internal | Summer | B5 | 200 | 90 | 0 | 50.9 | 35.72 | 1.5 | 0
2025 | NYISO_J-K_2_NEISO | NYISO_J-K | NEISO | Internal | Summer | B6 | 300 | 90 | 0 | 50.9 | 35.72 | 1.5 | 0
2025 | NYISO_J-K_2_NEISO | NYISO_J-K | NEISO | Internal | Summer | B7 | 400 | 90 | 0 | 40.88 | 35.72 | 1.5 | 0
2025 | NYISO_J-K_2_NEISO | NYISO_J-K | NEISO | Internal | Summer | B8 | 500 | 90 | 0 | 38.33 | 35.72 | 1.5 | 0
2025 | NYISO_J-K_2_NEISO | NYISO_J-K | NEISO | Internal | Summer | B9 | 800 | 90 | 0 | 37.56 | 35.72 | 1.5 | 0
2025 | NYISO_J-K_2_NEISO | NYISO_J-K | NEISO | Internal | Summer | B10 | 1262 | 90 | 0 | 37.56 | 35.72 | 1.5 | 0
2025 | NYISO_J-K_2_NEISO | NYISO_J-K | NEISO | Internal | Winter | B16 | 25 | 90 | 0 | 54.03 | 48.68 | 1.5 | 0
2025 | NYISO_J-K_2_NEISO | NYISO_J-K | NEISO | Internal | Winter | B17 | 100 | 90 | 0 | 50.95 | 48.68 | 1.5 | 0
2025 | NYISO_J-K_2_NEISO | NYISO_J-K | NEISO | Internal | Winter | B18 | 400 | 90 | 0 | 50.78 | 48.68 | 1.5 | 0
2025 | NYISO_J-K_2_NEISO | NYISO_J-K | NEISO | Internal | Winter | B19 | 700 | 90 | 0 | 50.78 | 48.68 | 1.5 | 0
2025 | NYISO_J-K_2_NEISO | NYISO_J-K | NEISO | Internal | Winter | B20 | 935 | 90 | 0 | 48.19 | 48.68 | 1.5 | 0
2025 | NYISO_J-K_2_NYISO_G-I | NYISO_J-K | NYISO_G-I | Internal | Shoulder | B11 | 25 | 1999 | 0 | 55.58 | 55.56 | 0.01 | 0
2025 | NYISO_J-K_2_NYISO_G-I | NYISO_J-K | NYISO_G-I | Internal | Shoulder | B12 | 200 | 1999 | 0 | 42.32 | 42.3 | 0.01 | 0
2025 | NYISO_J-K_2_NYISO_G-I | NYISO_J-K | NYISO_G-I | Internal | Shoulder | B13 | 600 | 1999 | 0 | 40.67 | 40.66 | 0.01 | 0
2025 | NYISO_J-K_2_NYISO_G-I | NYISO_J-K | NYISO_G-I | Internal | Shoulder | B14 | 900 | 1999 | 0 | 40.38 | 40.37 | 0.01 | 0
2025 | NYISO_J-K_2_NYISO_G-I | NYISO_J-K | NYISO_G-I | Internal | Shoulder | B15 | 1203 | 1999 | 0 | 39.31 | 39.3 | 0.01 | 0
2025 | NYISO_J-K_2_NYISO_G-I | NYISO_J-K | NYISO_G-I | Internal | Summer | B1 | 10 | 1999 | 0.02 | 280.26 | 280.25 | 0.01 | 0
2025 | NYISO_J-K_2_NYISO_G-I | NYISO_J-K | NYISO_G-I | Internal | Summer | B2 | 25 | 1999 | 0 | 80.97 | 80.96 | 0.01 | 0
2025 | NYISO_J-K_2_NYISO_G-I | NYISO_J-K | NYISO_G-I | Internal | Summer | B3 | 75 | 1999 | 0 | 61.44 | 61.43 | 0.01 | 0
2025 | NYISO_J-K_2_NYISO_G-I | NYISO_J-K | NYISO_G-I | Internal | Summer | B4 | 100 | 1999 | 0 | 54.8 | 54.78 | 0.01 | 0
2025 | NYISO_J-K_2_NYISO_G-I | NYISO_J-K | NYISO_G-I | Internal | Summer | B5 | 200 | 1999 | 0 | 50.9 | 50.89 | 0.01 | 0
2025 | NYISO_J-K_2_NYISO_G-I | NYISO_J-K | NYISO_G-I | Internal | Summer | B6 | 300 | 1999 | 0 | 50.9 | 50.89 | 0.01 | 0
2025 | NYISO_J-K_2_NYISO_G-I | NYISO_J-K | NYISO_G-I | Internal | Summer | B7 | 400 | 1999 | 0 | 40.88 | 40.87 | 0.01 | 0
2025 | NYISO_J-K_2_NYISO_G-I | NYISO_J-K | NYISO_G-I | Internal | Summer | B8 | 500 | 1999 | 0 | 38.33 | 38.31 | 0.01 | 0
2025 | NYISO_J-K_2_NYISO_G-I | NYISO_J-K | NYISO_G-I | Internal | Summer | B9 | 800 | 1999 | 0 | 37.56 | 37.55 | 0.01 | 0
2025 | NYISO_J-K_2_NYISO_G-I | NYISO_J-K | NYISO_G-I | Internal | Summer | B10 | 1262 | 1999 | 0 | 37.56 | 37.55 | 0.01 | 0
2025 | NYISO_J-K_2_NYISO_G-I | NYISO_J-K | NYISO_G-I | Internal | Winter | B16 | 25 | 1999 | 0 | 54.03 | 54.01 | 0.01 | 0
2025 | NYISO_J-K_2_NYISO_G-I | NYISO_J-K | NYISO_G-I | Internal | Winter | B17 | 100 | 1999 | 0 | 50.95 | 50.93 | 0.01 | 0
2025 | NYISO_J-K_2_NYISO_G-I | NYISO_J-K | NYISO_G-I | Internal | Winter | B18 | 400 | 1999 | 0 | 50.78 | 50.18 | 0.01 | 0
2025 | NYISO_J-K_2_NYISO_G-I | NYISO_J-K | NYISO_G-I | Internal | Winter | B19 | 700 | 1999 | 0 | 50.78 | 48.18 | 0.01 | 0
2025 | NYISO_J-K_2_NYISO_G-I | NYISO_J-K | NYISO_G-I | Internal | Winter | B20 | 935 | 1999 | 0 | 48.19 | 48.18 | 0.01 | 0
2025 | NYISO_J-K_2_PJM_E | NYISO_J-K | PJM_E | Internal | Shoulder | B11 | 25 | 330 | 0.02 | 55.58 | 59.56 | 4 | 0
2025 | NYISO_J-K_2_PJM_E | NYISO_J-K | PJM_E | Internal | Shoulder | B12 | 200 | 330 | 0 | 42.32 | 46.3 | 4 | 0
2025 | NYISO_J-K_2_PJM_E | NYISO_J-K | PJM_E | Internal | Shoulder | B13 | 600 | 330 | 0 | 40.67 | 44.66 | 4 | 0
2025 | NYISO_J-K_2_PJM_E | NYISO_J-K | PJM_E | Internal | Shoulder | B14 | 900 | 330 | 0 | 40.38 | 43.12 | 4 | 0
2025 | NYISO_J-K_2_PJM_E | NYISO_J-K | PJM_E | Internal | Shoulder | B15 | 1203 | 330 | 0 | 39.31 | 40.09 | 4 | 0
2025 | NYISO_J-K_2_PJM_E | NYISO_J-K | PJM_E | Internal | Summer | B1 | 10 | 330 | 0 | 280.26 | 69.73 | 4 | 0
2025 | NYISO_J-K_2_PJM_E | NYISO_J-K | PJM_E | Internal | Summer | B2 | 25 | 330 | 0 | 80.97 | 68.51 | 4 | 0
2025 | NYISO_J-K_2_PJM_E | NYISO_J-K | PJM_E | Internal | Summer | B3 | 75 | 330 | 0 | 61.44 | 65.43 | 4 | 0
2025 | NYISO_J-K_2_PJM_E | NYISO_J-K | PJM_E | Internal | Summer | B4 | 100 | 330 | 330 | 54.8 | 65.43 | 4 | 6.63
2025 | NYISO_J-K_2_PJM_E | NYISO_J-K | PJM_E | Internal | Summer | B5 | 200 | 330 | 330 | 50.9 | 63.03 | 4 | 8.13
2025 | NYISO_J-K_2_PJM_E | NYISO_J-K | PJM_E | Internal | Summer | B6 | 300 | 330 | 0 | 50.9 | 53.52 | 4 | 0
2025 | NYISO_J-K_2_PJM_E | NYISO_J-K | PJM_E | Internal | Summer | B7 | 400 | 330 | 0 | 40.88 | 44.87 | 4 | 0
2025 | NYISO_J-K_2_PJM_E | NYISO_J-K | PJM_E | Internal | Summer | B8 | 500 | 330 | 0 | 38.33 | 40.42 | 4 | 0
2025 | NYISO_J-K_2_PJM_E | NYISO_J-K | PJM_E | Internal | Summer | B9 | 800 | 330 | 0 | 37.56 | 39.3 | 4 | 0
2025 | NYISO_J-K_2_PJM_E | NYISO_J-K | PJM_E | Internal | Summer | B10 | 1262 | 330 | 0 | 37.56 | 36.23 | 4 | 0
2025 | NYISO_J-K_2_PJM_E | NYISO_J-K | PJM_E | Internal | Winter | B16 | 25 | 330 | 0 | 54.03 | 51.92 | 4 | 0
2025 | NYISO_J-K_2_PJM_E | NYISO_J-K | PJM_E | Internal | Winter | B17 | 100 | 330 | 0 | 50.95 | 47.95 | 4 | 0
2025 | NYISO_J-K_2_PJM_E | NYISO_J-K | PJM_E | Internal | Winter | B18 | 400 | 330 | 0 | 50.78 | 46.01 | 4 | 0
2025 | NYISO_J-K_2_PJM_E | NYISO_J-K | PJM_E | Internal | Winter | B19 | 700 | 330 | 0 | 50.78 | 44.77 | 4 | 0
2025 | NYISO_J-K_2_PJM_E | NYISO_J-K | PJM_E | Internal | Winter | B20 | 935 | 330 | 0 | 48.19 | 38.66 | 4 | 0
2025 | PJM_E_2_NYISO_G-I | PJM_E | NYISO_G-I | Internal | Shoulder | B11 | 25 | 500 | 0 | 59.56 | 55.56 | 3 | 0
2025 | PJM_E_2_NYISO_G-I | PJM_E | NYISO_G-I | Internal | Shoulder | B12 | 200 | 500 | 0 | 46.3 | 42.3 | 3 | 0
2025 | PJM_E_2_NYISO_G-I | PJM_E | NYISO_G-I | Internal | Shoulder | B13 | 600 | 500 | 0 | 44.66 | 40.66 | 3 | 0
2025 | PJM_E_2_NYISO_G-I | PJM_E | NYISO_G-I | Internal | Shoulder | B14 | 900 | 500 | 0 | 43.12 | 40.37 | 3 | 0
2025 | PJM_E_2_NYISO_G-I | PJM_E | NYISO_G-I | Internal | Shoulder | B15 | 1203 | 500 | 0 | 40.09 | 39.3 | 3 | 0
2025 | PJM_E_2_NYISO_G-I | PJM_E | NYISO_G-I | Internal | Summer | B1 | 10 | 500 | 500 | 69.73 | 280.25 | 3 | 207.52
2025 | PJM_E_2_NYISO_G-I | PJM_E | NYISO_G-I | Internal | Summer | B2 | 25 | 500 | 500 | 68.51 | 80.96 | 3 | 9.46
2025 | PJM_E_2_NYISO_G-I | PJM_E | NYISO_G-I | Internal | Summer | B3 | 75 | 500 | 0 | 65.43 | 61.43 | 3 | 0
2025 | PJM_E_2_NYISO_G-I | PJM_E | NYISO_G-I | Internal | Summer | B4 | 100 | 500 | 0 | 65.43 | 54.78 | 3 | 0
2025 | PJM_E_2_NYISO_G-I | PJM_E | NYISO_G-I | Internal | Summer | B5 | 200 | 500 | 0 | 63.03 | 50.89 | 3 | 0
2025 | PJM_E_2_NYISO_G-I | PJM_E | NYISO_G-I | Internal | Summer | B6 | 300 | 500 | 0 | 53.52 | 50.89 | 3 | 0
2025 | PJM_E_2_NYISO_G-I | PJM_E | NYISO_G-I | Internal | Summer | B7 | 400 | 500 | 0 | 44.87 | 40.87 | 3 | 0
2025 | PJM_E_2_NYISO_G-I | PJM_E | NYISO_G-I | Internal | Summer | B8 | 500 | 500 | 0 | 40.42 | 38.31 | 3 | 0
2025 | PJM_E_2_NYISO_G-I | PJM_E | NYISO_G-I | Internal | Summer | B9 | 800 | 500 | 0 | 39.3 | 37.55 | 3 | 0
2025 | PJM_E_2_NYISO_G-I | PJM_E | NYISO_G-I | Internal | Summer | B10 | 1262 | 500 | 0 | 36.23 | 37.55 | 3 | 0
2025 | PJM_E_2_NYISO_G-I | PJM_E | NYISO_G-I | Internal | Winter | B16 | 25 | 500 | 0 | 51.92 | 54.01 | 3 | 0
2025 | PJM_E_2_NYISO_G-I | PJM_E | NYISO_G-I | Internal | Winter | B17 | 100 | 500 | 0 | 47.95 | 50.93 | 3 | 0
2025 | PJM_E_2_NYISO_G-I | PJM_E | NYISO_G-I | Internal | Winter | B18 | 400 | 500 | 500 | 46.01 | 50.18 | 3 | 1.17
2025 | PJM_E_2_NYISO_G-I | PJM_E | NYISO_G-I | Internal | Winter | B19 | 700 | 500 | 500 | 44.77 | 48.18 | 3 | 0.41
2025 | PJM_E_2_NYISO_G-I | PJM_E | NYISO_G-I | Internal | Winter | B20 | 935 | 500 | 500 | 38.66 | 48.18 | 3 | 6.51
2025 | PJM_E_2_NYISO_J-K | PJM_E | NYISO_J-K | Internal | Shoulder | B11 | 25 | 330 | 0 | 59.56 | 55.58 | 3 | 0
2025 | PJM_E_2_NYISO_J-K | PJM_E | NYISO_J-K | Internal | Shoulder | B12 | 200 | 330 | 0 | 46.3 | 42.32 | 3 | 0
2025 | PJM_E_2_NYISO_J-K | PJM_E | NYISO_J-K | Internal | Shoulder | B13 | 600 | 330 | 0 | 44.66 | 40.67 | 3 | 0
2025 | PJM_E_2_NYISO_J-K | PJM_E | NYISO_J-K | Internal | Shoulder | B14 | 900 | 330 | 0 | 43.12 | 40.38 | 3 | 0
2025 | PJM_E_2_NYISO_J-K | PJM_E | NYISO_J-K | Internal | Shoulder | B15 | 1203 | 330 | 0 | 40.09 | 39.31 | 3 | 0
2025 | PJM_E_2_NYISO_J-K | PJM_E | NYISO_J-K | Internal | Summer | B1 | 10 | 330 | 330 | 69.73 | 280.26 | 3 | 207.53
2025 | PJM_E_2_NYISO_J-K | PJM_E | NYISO_J-K | Internal | Summer | B2 | 25 | 330 | 330 | 68.51 | 80.97 | 3 | 9.47
2025 | PJM_E_2_NYISO_J-K | PJM_E | NYISO_J-K | Internal | Summer | B3 | 75 | 330 | 0 | 65.43 | 61.44 | 3 | 0
2025 | PJM_E_2_NYISO_J-K | PJM_E | NYISO_J-K | Internal | Summer | B4 | 100 | 330 | 0 | 65.43 | 54.8 | 3 | 0
2025 | PJM_E_2_NYISO_J-K | PJM_E | NYISO_J-K | Internal | Summer | B5 | 200 | 330 | 0 | 63.03 | 50.9 | 3 | 0
2025 | PJM_E_2_NYISO_J-K | PJM_E | NYISO_J-K | Internal | Summer | B6 | 300 | 330 | 0 | 53.52 | 50.9 | 3 | 0
2025 | PJM_E_2_NYISO_J-K | PJM_E | NYISO_J-K | Internal | Summer | B7 | 400 | 330 | 0 | 44.87 | 40.88 | 3 | 0
2025 | PJM_E_2_NYISO_J-K | PJM_E | NYISO_J-K | Internal | Summer | B8 | 500 | 330 | 0 | 40.42 | 38.33 | 3 | 0
2025 | PJM_E_2_NYISO_J-K | PJM_E | NYISO_J-K | Internal | Summer | B9 | 800 | 330 | 0 | 39.3 | 37.56 | 3 | 0
2025 | PJM_E_2_NYISO_J-K | PJM_E | NYISO_J-K | Internal | Summer | B10 | 1262 | 330 | 0 | 36.23 | 37.56 | 3 | 0
2025 | PJM_E_2_NYISO_J-K | PJM_E | NYISO_J-K | Internal | Winter | B16 | 25 | 330 | 0 | 51.92 | 54.03 | 3 | 0
2025 | PJM_E_2_NYISO_J-K | PJM_E | NYISO_J-K | Internal | Winter | B17 | 100 | 330 | 322.68 | 47.95 | 50.95 | 3 | 0
2025 | PJM_E_2_NYISO_J-K | PJM_E | NYISO_J-K | Internal | Winter | B18 | 400 | 330 | 330 | 46.01 | 50.78 | 3 | 1.77
2025 | PJM_E_2_NYISO_J-K | PJM_E | NYISO_J-K | Internal | Winter | B19 | 700 | 330 | 330 | 44.77 | 50.78 | 3 | 3.02
2025 | PJM_E_2_NYISO_J-K | PJM_E | NYISO_J-K | Internal | Winter | B20 | 935 | 330 | 330 | 38.66 | 48.19 | 3 | 6.53
2025 | PJM_E_2_PJM_ROM | PJM_E | PJM_ROM | Internal | Shoulder | B11 | 25 | 8000 | 4526.35 | 59.56 | 59.58 | 0.01 | 0
2025 | PJM_E_2_PJM_ROM | PJM_E | PJM_ROM | Internal | Shoulder | B12 | 200 | 8000 | 3906.3 | 46.3 | 46.32 | 0.01 | 0
2025 | PJM_E_2_PJM_ROM | PJM_E | PJM_ROM | Internal | Shoulder | B13 | 600 | 8000 | 917.59 | 44.66 | 44.67 | 0.01 | 0
2025 | PJM_E_2_PJM_ROM | PJM_E | PJM_ROM | Internal | Shoulder | B14 | 900 | 8000 | 1190.81 | 43.12 | 43.13 | 0.01 | 0
2025 | PJM_E_2_PJM_ROM | PJM_E | PJM_ROM | Internal | Shoulder | B15 | 1203 | 8000 | 0 | 40.09 | 40.07 | 0.01 | 0
2025 | PJM_E_2_PJM_ROM | PJM_E | PJM_ROM | Internal | Summer | B1 | 10 | 8000 | 0.02 | 69.73 | 69.72 | 0.01 | 0
2025 | PJM_E_2_PJM_ROM | PJM_E | PJM_ROM | Internal | Summer | B2 | 25 | 8000 | 0 | 68.51 | 68.49 | 0.01 | 0
2025 | PJM_E_2_PJM_ROM | PJM_E | PJM_ROM | Internal | Summer | B3 | 75 | 8000 | 2554.89 | 65.43 | 65.44 | 0.01 | 0
2025 | PJM_E_2_PJM_ROM | PJM_E | PJM_ROM | Internal | Summer | B4 | 100 | 8000 | 4912.09 | 65.43 | 65.44 | 0.01 | 0
2025 | PJM_E_2_PJM_ROM | PJM_E | PJM_ROM | Internal | Summer | B5 | 200 | 8000 | 3667.66 | 63.03 | 63.04 | 0.01 | 0
2025 | PJM_E_2_PJM_ROM | PJM_E | PJM_ROM | Internal | Summer | B6 | 300 | 8000 | 1126.24 | 53.52 | 53.53 | 0.01 | 0
2025 | PJM_E_2_PJM_ROM | PJM_E | PJM_ROM | Internal | Summer | B7 | 400 | 8000 | 1942.51 | 44.87 | 44.88 | 0.01 | 0
2025 | PJM_E_2_PJM_ROM | PJM_E | PJM_ROM | Internal | Summer | B8 | 500 | 8000 | 0 | 40.42 | 40.41 | 0.01 | 0
2025 | PJM_E_2_PJM_ROM | PJM_E | PJM_ROM | Internal | Summer | B9 | 800 | 8000 | 0 | 39.3 | 39.29 | 0.01 | 0
2025 | PJM_E_2_PJM_ROM | PJM_E | PJM_ROM | Internal | Summer | B10 | 1262 | 8000 | 0 | 36.23 | 36.22 | 0.01 | 0
2025 | PJM_E_2_PJM_ROM | PJM_E | PJM_ROM | Internal | Winter | B16 | 25 | 8000 | 0 | 51.92 | 51.91 | 0.01 | 0
2025 | PJM_E_2_PJM_ROM | PJM_E | PJM_ROM | Internal | Winter | B17 | 100 | 8000 | 0 | 47.95 | 47.93 | 0.01 | 0
2025 | PJM_E_2_PJM_ROM | PJM_E | PJM_ROM | Internal | Winter | B18 | 400 | 8000 | 0 | 46.01 | 46 | 0.01 | 0
2025 | PJM_E_2_PJM_ROM | PJM_E | PJM_ROM | Internal | Winter | B19 | 700 | 8000 | 0 | 44.77 | 44.75 | 0.01 | 0
2025 | PJM_E_2_PJM_ROM | PJM_E | PJM_ROM | Internal | Winter | B20 | 935 | 8000 | 0 | 38.66 | 38.65 | 0.01 | 0
2025 | PJM_ROR_2_MISO_IN | PJM_ROR | MISO_IN | Internal | Shoulder | B11 | 25 | 909 | 0 | 59.59 | 58.61 | 1 | 0
2025 | PJM_ROR_2_MISO_IN | PJM_ROR | MISO_IN | Internal | Shoulder | B12 | 200 | 909 | 0 | 46.33 | 45.35 | 1 | 0
2025 | PJM_ROR_2_MISO_IN | PJM_ROR | MISO_IN | Internal | Shoulder | B13 | 600 | 909 | 0 | 44.68 | 43.71 | 1 | 0
2025 | PJM_ROR_2_MISO_IN | PJM_ROR | MISO_IN | Internal | Shoulder | B14 | 900 | 909 | 0 | 43.14 | 42.16 | 1 | 0
2025 | PJM_ROR_2_MISO_IN | PJM_ROR | MISO_IN | Internal | Shoulder | B15 | 1203 | 909 | 0 | 40.06 | 39.09 | 1 | 0
2025 | PJM_ROR_2_MISO_IN | PJM_ROR | MISO_IN | Internal | Summer | B1 | 10 | 909 | 0 | 69.71 | 68.71 | 1 | 0
2025 | PJM_ROR_2_MISO_IN | PJM_ROR | MISO_IN | Internal | Summer | B2 | 25 | 909 | 0 | 68.48 | 67.51 | 1 | 0
2025 | PJM_ROR_2_MISO_IN | PJM_ROR | MISO_IN | Internal | Summer | B3 | 75 | 909 | 0 | 65.45 | 66.28 | 1 | 0
2025 | PJM_ROR_2_MISO_IN | PJM_ROR | MISO_IN | Internal | Summer | B4 | 100 | 909 | 0 | 65.45 | 64.48 | 1 | 0
2025 | PJM_ROR_2_MISO_IN | PJM_ROR | MISO_IN | Internal | Summer | B5 | 200 | 909 | 0 | 63.05 | 62.08 | 1 | 0
2025 | PJM_ROR_2_MISO_IN | PJM_ROR | MISO_IN | Internal | Summer | B6 | 300 | 909 | 0 | 53.55 | 52.56 | 1 | 0
2025 | PJM_ROR_2_MISO_IN | PJM_ROR | MISO_IN | Internal | Summer | B7 | 400 | 909 | 0 | 44.89 | 43.89 | 1 | 0
2025 | PJM_ROR_2_MISO_IN | PJM_ROR | MISO_IN | Internal | Summer | B8 | 500 | 909 | 0 | 40.39 | 39.42 | 1 | 0
2025 | PJM_ROR_2_MISO_IN | PJM_ROR | MISO_IN | Internal | Summer | B9 | 800 | 909 | 0 | 39.28 | 38.3 | 1 | 0
2025 | PJM_ROR_2_MISO_IN | PJM_ROR | MISO_IN | Internal | Summer | B10 | 1262 | 909 | 0 | 36.21 | 35.23 | 1 | 0
2025 | PJM_ROR_2_MISO_IN | PJM_ROR | MISO_IN | Internal | Winter | B16 | 25 | 909 | 0 | 51.9 | 50.91 | 1 | 0
2025 | PJM_ROR_2_MISO_IN | PJM_ROR | MISO_IN | Internal | Winter | B17 | 100 | 909 | 0 | 47.92 | 46.93 | 1 | 0
2025 | PJM_ROR_2_MISO_IN | PJM_ROR | MISO_IN | Internal | Winter | B18 | 400 | 909 | 0 | 45.99 | 45 | 1 | 0
2025 | PJM_ROR_2_MISO_IN | PJM_ROR | MISO_IN | Internal | Winter | B19 | 700 | 909 | 0 | 44.74 | 43.74 | 1 | 0
2025 | PJM_ROR_2_MISO_IN | PJM_ROR | MISO_IN | Internal | Winter | B20 | 935 | 909 | 0 | 38.64 | 37.66 | 1 | 0
2025 | PJM_ROR_2_MISO_MI | PJM_ROR | MISO_MI | Internal | Shoulder | B11 | 25 | 1305 | 0 | 59.59 | 58.6 | 1 | 0
2025 | PJM_ROR_2_MISO_MI | PJM_ROR | MISO_MI | Internal | Shoulder | B12 | 200 | 1305 | 0 | 46.33 | 45.36 | 1 | 0
2025 | PJM_ROR_2_MISO_MI | PJM_ROR | MISO_MI | Internal | Shoulder | B13 | 600 | 1305 | 0 | 44.68 | 43.72 | 1 | 0
2025 | PJM_ROR_2_MISO_MI | PJM_ROR | MISO_MI | Internal | Shoulder | B14 | 900 | 1305 | 0 | 43.14 | 42.17 | 1 | 0
2025 | PJM_ROR_2_MISO_MI | PJM_ROR | MISO_MI | Internal | Shoulder | B15 | 1203 | 1305 | 0 | 40.06 | 39.1 | 1 | 0
2025 | PJM_ROR_2_MISO_MI | PJM_ROR | MISO_MI | Internal | Summer | B1 | 10 | 1305 | 0 | 69.71 | 68.69 | 1 | 0
2025 | PJM_ROR_2_MISO_MI | PJM_ROR | MISO_MI | Internal | Summer | B2 | 25 | 1305 | 0 | 68.48 | 67.49 | 1 | 0
2025 | PJM_ROR_2_MISO_MI | PJM_ROR | MISO_MI | Internal | Summer | B3 | 75 | 1305 | 0 | 65.45 | 66.27 | 1 | 0
2025 | PJM_ROR_2_MISO_MI | PJM_ROR | MISO_MI | Internal | Summer | B4 | 100 | 1305 | 0 | 65.45 | 64.45 | 1 | 0
2025 | PJM_ROR_2_MISO_MI | PJM_ROR | MISO_MI | Internal | Summer | B5 | 200 | 1305 | 0 | 63.05 | 62.07 | 1 | 0
2025 | PJM_ROR_2_MISO_MI | PJM_ROR | MISO_MI | Internal | Summer | B6 | 300 | 1305 | 0 | 53.55 | 52.55 | 1 | 0
2025 | PJM_ROR_2_MISO_MI | PJM_ROR | MISO_MI | Internal | Summer | B7 | 400 | 1305 | 0 | 44.89 | 43.9 | 1 | 0
2025 | PJM_ROR_2_MISO_MI | PJM_ROR | MISO_MI | Internal | Summer | B8 | 500 | 1305 | 0 | 40.39 | 39.43 | 1 | 0
2025 | PJM_ROR_2_MISO_MI | PJM_ROR | MISO_MI | Internal | Summer | B9 | 800 | 1305 | 0 | 39.28 | 38.32 | 1 | 0
2025 | PJM_ROR_2_MISO_MI | PJM_ROR | MISO_MI | Internal | Summer | B10 | 1262 | 1305 | 0 | 36.21 | 35.25 | 1 | 0
2025 | PJM_ROR_2_MISO_MI | PJM_ROR | MISO_MI | Internal | Winter | B16 | 25 | 1305 | 0 | 51.9 | 50.92 | 1 | 0
2025 | PJM_ROR_2_MISO_MI | PJM_ROR | MISO_MI | Internal | Winter | B17 | 100 | 1305 | 0 | 47.92 | 46.95 | 1 | 0
2025 | PJM_ROR_2_MISO_MI | PJM_ROR | MISO_MI | Internal | Winter | B18 | 400 | 1305 | 0 | 45.99 | 45.01 | 1 | 0
2025 | PJM_ROR_2_MISO_MI | PJM_ROR | MISO_MI | Internal | Winter | B19 | 700 | 1305 | 0 | 44.74 | 43.75 | 1 | 0
2025 | PJM_ROR_2_MISO_MI | PJM_ROR | MISO_MI | Internal | Winter | B20 | 935 | 1305 | 0 | 38.64 | 37.67 | 1 | 0
2025 | PJM_ROR_2_MISO_MO-IL | PJM_ROR | MISO_MO-IL | Internal | Shoulder | B11 | 25 | 1111 | 0 | 59.59 | 58.6 | 1 | 0
2025 | PJM_ROR_2_MISO_MO-IL | PJM_ROR | MISO_MO-IL | Internal | Shoulder | B12 | 200 | 1111 | 0 | 46.33 | 45.34 | 1 | 0
2025 | PJM_ROR_2_MISO_MO-IL | PJM_ROR | MISO_MO-IL | Internal | Shoulder | B13 | 600 | 1111 | 0 | 44.68 | 43.7 | 1 | 0
2025 | PJM_ROR_2_MISO_MO-IL | PJM_ROR | MISO_MO-IL | Internal | Shoulder | B14 | 900 | 1111 | 0 | 43.14 | 42.15 | 1 | 0
2025 | PJM_ROR_2_MISO_MO-IL | PJM_ROR | MISO_MO-IL | Internal | Shoulder | B15 | 1203 | 1111 | 0 | 40.06 | 39.07 | 1 | 0
2025 | PJM_ROR_2_MISO_MO-IL | PJM_ROR | MISO_MO-IL | Internal | Summer | B1 | 10 | 1111 | 0 | 69.71 | 68.72 | 1 | 0
2025 | PJM_ROR_2_MISO_MO-IL | PJM_ROR | MISO_MO-IL | Internal | Summer | B2 | 25 | 1111 | 0 | 68.48 | 67.49 | 1 | 0
2025 | PJM_ROR_2_MISO_MO-IL | PJM_ROR | MISO_MO-IL | Internal | Summer | B3 | 75 | 1111 | 0 | 65.45 | 66.27 | 1 | 0
2025 | PJM_ROR_2_MISO_MO-IL | PJM_ROR | MISO_MO-IL | Internal | Summer | B4 | 100 | 1111 | 0 | 65.45 | 64.47 | 1 | 0
2025 | PJM_ROR_2_MISO_MO-IL | PJM_ROR | MISO_MO-IL | Internal | Summer | B5 | 200 | 1111 | 0 | 63.05 | 62.07 | 1 | 0
2025 | PJM_ROR_2_MISO_MO-IL | PJM_ROR | MISO_MO-IL | Internal | Summer | B6 | 300 | 1111 | 0 | 53.55 | 52.56 | 1 | 0
2025 | PJM_ROR_2_MISO_MO-IL | PJM_ROR | MISO_MO-IL | Internal | Summer | B7 | 400 | 1111 | 0 | 44.89 | 43.89 | 1 | 0
2025 | PJM_ROR_2_MISO_MO-IL | PJM_ROR | MISO_MO-IL | Internal | Summer | B8 | 500 | 1111 | 0 | 40.39 | 39.41 | 1 | 0
2025 | PJM_ROR_2_MISO_MO-IL | PJM_ROR | MISO_MO-IL | Internal | Summer | B9 | 800 | 1111 | 0 | 39.28 | 38.29 | 1 | 0
2025 | PJM_ROR_2_MISO_MO-IL | PJM_ROR | MISO_MO-IL | Internal | Summer | B10 | 1262 | 1111 | 0 | 36.21 | 35.22 | 1 | 0
2025 | PJM_ROR_2_MISO_MO-IL | PJM_ROR | MISO_MO-IL | Internal | Winter | B16 | 25 | 1111 | 0 | 51.9 | 50.9 | 1 | 0
2025 | PJM_ROR_2_MISO_MO-IL | PJM_ROR | MISO_MO-IL | Internal | Winter | B17 | 100 | 1111 | 0 | 47.92 | 46.92 | 1 | 0
2025 | PJM_ROR_2_MISO_MO-IL | PJM_ROR | MISO_MO-IL | Internal | Winter | B18 | 400 | 1111 | 0 | 45.99 | 44.99 | 1 | 0
2025 | PJM_ROR_2_MISO_MO-IL | PJM_ROR | MISO_MO-IL | Internal | Winter | B19 | 700 | 1111 | 0 | 44.74 | 43.73 | 1 | 0
2025 | PJM_ROR_2_MISO_MO-IL | PJM_ROR | MISO_MO-IL | Internal | Winter | B20 | 935 | 1111 | 0 | 38.64 | 37.65 | 1 | 0
2025 | PJM_ROR_2_MISO_W | PJM_ROR | MISO_W | Internal | Shoulder | B11 | 25 | 10071 | 0 | 59.59 | 58.59 | 1 | 0
2025 | PJM_ROR_2_MISO_W | PJM_ROR | MISO_W | Internal | Shoulder | B12 | 200 | 10071 | 0 | 46.33 | 45.33 | 1 | 0
2025 | PJM_ROR_2_MISO_W | PJM_ROR | MISO_W | Internal | Shoulder | B13 | 600 | 10071 | 0 | 44.68 | 43.68 | 1 | 0
2025 | PJM_ROR_2_MISO_W | PJM_ROR | MISO_W | Internal | Shoulder | B14 | 900 | 10071 | 0 | 43.14 | 42.14 | 1 | 0
2025 | PJM_ROR_2_MISO_W | PJM_ROR | MISO_W | Internal | Shoulder | B15 | 1203 | 10071 | 0 | 40.06 | 39.06 | 1 | 0
2025 | PJM_ROR_2_MISO_W | PJM_ROR | MISO_W | Internal | Summer | B1 | 10 | 10071 | 0 | 69.71 | 68.71 | 1 | 0
2025 | PJM_ROR_2_MISO_W | PJM_ROR | MISO_W | Internal | Summer | B2 | 25 | 10071 | 0 | 68.48 | 67.48 | 1 | 0
2025 | PJM_ROR_2_MISO_W | PJM_ROR | MISO_W | Internal | Summer | B3 | 75 | 10071 | 0 | 65.45 | 66.25 | 1 | 0
2025 | PJM_ROR_2_MISO_W | PJM_ROR | MISO_W | Internal | Summer | B4 | 100 | 10071 | 0 | 65.45 | 64.45 | 1 | 0
2025 | PJM_ROR_2_MISO_W | PJM_ROR | MISO_W | Internal | Summer | B5 | 200 | 10071 | 0 | 63.05 | 62.05 | 1 | 0
2025 | PJM_ROR_2_MISO_W | PJM_ROR | MISO_W | Internal | Summer | B6 | 300 | 10071 | 0 | 53.55 | 52.55 | 1 | 0
2025 | PJM_ROR_2_MISO_W | PJM_ROR | MISO_W | Internal | Summer | B7 | 400 | 10071 | 0 | 44.89 | 43.89 | 1 | 0
2025 | PJM_ROR_2_MISO_W | PJM_ROR | MISO_W | Internal | Summer | B8 | 500 | 10071 | 0 | 40.39 | 39.39 | 1 | 0
2025 | PJM_ROR_2_MISO_W | PJM_ROR | MISO_W | Internal | Summer | B9 | 800 | 10071 | 0 | 39.28 | 38.28 | 1 | 0
2025 | PJM_ROR_2_MISO_W | PJM_ROR | MISO_W | Internal | Summer | B10 | 1262 | 10071 | 0 | 36.21 | 35.21 | 1 | 0
2025 | PJM_ROR_2_MISO_W | PJM_ROR | MISO_W | Internal | Winter | B16 | 25 | 10071 | 0 | 51.9 | 50.03 | 1 | 0
2025 | PJM_ROR_2_MISO_W | PJM_ROR | MISO_W | Internal | Winter | B17 | 100 | 10071 | 0 | 47.92 | 46.91 | 1 | 0
2025 | PJM_ROR_2_MISO_W | PJM_ROR | MISO_W | Internal | Winter | B18 | 400 | 10071 | 0 | 45.99 | 44.99 | 1 | 0
2025 | PJM_ROR_2_MISO_W | PJM_ROR | MISO_W | Internal | Winter | B19 | 700 | 10071 | 0 | 44.74 | 43.74 | 1 | 0
2025 | PJM_ROR_2_MISO_W | PJM_ROR | MISO_W | Internal | Winter | B20 | 935 | 10071 | 0 | 38.64 | 37.64 | 1 | 0
2025 | PJM_ROR_2_MISO_WUMS | PJM_ROR | MISO_WUMS | Internal | Shoulder | B11 | 25 | 1467 | 0 | 59.59 | 58.6 | 1 | 0
2025 | PJM_ROR_2_MISO_WUMS | PJM_ROR | MISO_WUMS | Internal | Shoulder | B12 | 200 | 1467 | 0 | 46.33 | 45.34 | 1 | 0
2025 | PJM_ROR_2_MISO_WUMS | PJM_ROR | MISO_WUMS | Internal | Shoulder | B13 | 600 | 1467 | 0 | 44.68 | 43.7 | 1 | 0
2025 | PJM_ROR_2_MISO_WUMS | PJM_ROR | MISO_WUMS | Internal | Shoulder | B14 | 900 | 1467 | 0 | 43.14 | 42.15 | 1 | 0
2025 | PJM_ROR_2_MISO_WUMS | PJM_ROR | MISO_WUMS | Internal | Shoulder | B15 | 1203 | 1467 | 0 | 40.06 | 39.07 | 1 | 0
2025 | PJM_ROR_2_MISO_WUMS | PJM_ROR | MISO_WUMS | Internal | Summer | B1 | 10 | 1467 | 0 | 69.71 | 67.75 | 1 | 0
2025 | PJM_ROR_2_MISO_WUMS | PJM_ROR | MISO_WUMS | Internal | Summer | B2 | 25 | 1467 | 0 | 68.48 | 67.47 | 1 | 0
2025 | PJM_ROR_2_MISO_WUMS | PJM_ROR | MISO_WUMS | Internal | Summer | B3 | 75 | 1467 | 0 | 65.45 | 64.45 | 1 | 0
2025 | PJM_ROR_2_MISO_WUMS | PJM_ROR | MISO_WUMS | Internal | Summer | B4 | 100 | 1467 | 0 | 65.45 | 64.44 | 1 | 0
2025 | PJM_ROR_2_MISO_WUMS | PJM_ROR | MISO_WUMS | Internal | Summer | B5 | 200 | 1467 | 0 | 63.05 | 62.07 | 1 | 0
2025 | PJM_ROR_2_MISO_WUMS | PJM_ROR | MISO_WUMS | Internal | Summer | B6 | 300 | 1467 | 0 | 53.55 | 52.55 | 1 | 0
2025 | PJM_ROR_2_MISO_WUMS | PJM_ROR | MISO_WUMS | Internal | Summer | B7 | 400 | 1467 | 0 | 44.89 | 43.89 | 1 | 0
2025 | PJM_ROR_2_MISO_WUMS | PJM_ROR | MISO_WUMS | Internal | Summer | B8 | 500 | 1467 | 0 | 40.39 | 39.41 | 1 | 0
2025 | PJM_ROR_2_MISO_WUMS | PJM_ROR | MISO_WUMS | Internal | Summer | B9 | 800 | 1467 | 0 | 39.28 | 38.29 | 1 | 0
2025 | PJM_ROR_2_MISO_WUMS | PJM_ROR | MISO_WUMS | Internal | Summer | B10 | 1262 | 1467 | 0 | 36.21 | 35.22 | 1 | 0
2025 | PJM_ROR_2_MISO_WUMS | PJM_ROR | MISO_WUMS | Internal | Winter | B16 | 25 | 1467 | 0 | 51.9 | 50.04 | 1 | 0
2025 | PJM_ROR_2_MISO_WUMS | PJM_ROR | MISO_WUMS | Internal | Winter | B17 | 100 | 1467 | 0 | 47.92 | 46.92 | 1 | 0
2025 | PJM_ROR_2_MISO_WUMS | PJM_ROR | MISO_WUMS | Internal | Winter | B18 | 400 | 1467 | 0 | 45.99 | 45 | 1 | 0
2025 | PJM_ROR_2_MISO_WUMS | PJM_ROR | MISO_WUMS | Internal | Winter | B19 | 700 | 1467 | 0 | 44.74 | 43.75 | 1 | 0
2025 | PJM_ROR_2_MISO_WUMS | PJM_ROR | MISO_WUMS | Internal | Winter | B20 | 935 | 1467 | 0 | 38.64 | 37.65 | 1 | 0
2025 | PJM_ROR_2_PJM_ROM | PJM_ROR | PJM_ROM | Internal | Shoulder | B11 | 25 | 8000 | 0 | 59.59 | 59.58 | 0.01 | 0
2025 | PJM_ROR_2_PJM_ROM | PJM_ROR | PJM_ROM | Internal | Shoulder | B12 | 200 | 8000 | 0 | 46.33 | 46.32 | 0.01 | 0
2025 | PJM_ROR_2_PJM_ROM | PJM_ROR | PJM_ROM | Internal | Shoulder | B13 | 600 | 8000 | 0 | 44.68 | 44.67 | 0.01 | 0
2025 | PJM_ROR_2_PJM_ROM | PJM_ROR | PJM_ROM | Internal | Shoulder | B14 | 900 | 8000 | 0 | 43.14 | 43.13 | 0.01 | 0
2025 | PJM_ROR_2_PJM_ROM | PJM_ROR | PJM_ROM | Internal | Shoulder | B15 | 1203 | 8000 | 1002.32 | 40.06 | 40.07 | 0.01 | 0
2025 | PJM_ROR_2_PJM_ROM | PJM_ROR | PJM_ROM | Internal | Summer | B1 | 10 | 8000 | 2108.38 | 69.71 | 69.72 | 0.01 | 0
2025 | PJM_ROR_2_PJM_ROM | PJM_ROR | PJM_ROM | Internal | Summer | B2 | 25 | 8000 | 767.71 | 68.48 | 68.49 | 0.01 | 0
2025 | PJM_ROR_2_PJM_ROM | PJM_ROR | PJM_ROM | Internal | Summer | B3 | 75 | 8000 | 0 | 65.45 | 65.44 | 0.01 | 0
2025 | PJM_ROR_2_PJM_ROM | PJM_ROR | PJM_ROM | Internal | Summer | B4 | 100 | 8000 | 0 | 65.45 | 65.44 | 0.01 | 0
2025 | PJM_ROR_2_PJM_ROM | PJM_ROR | PJM_ROM | Internal | Summer | B5 | 200 | 8000 | 0 | 63.05 | 63.04 | 0.01 | 0
2025 | PJM_ROR_2_PJM_ROM | PJM_ROR | PJM_ROM | Internal | Summer | B6 | 300 | 8000 | 0 | 53.55 | 53.53 | 0.01 | 0
2025 | PJM_ROR_2_PJM_ROM | PJM_ROR | PJM_ROM | Internal | Summer | B7 | 400 | 8000 | 0 | 44.89 | 44.88 | 0.01 | 0
2025 | PJM_ROR_2_PJM_ROM | PJM_ROR | PJM_ROM | Internal | Summer | B8 | 500 | 8000 | 694.64 | 40.39 | 40.41 | 0.01 | 0
2025 | PJM_ROR_2_PJM_ROM | PJM_ROR | PJM_ROM | Internal | Summer | B9 | 800 | 8000 | 899 | 39.28 | 39.29 | 0.01 | 0
2025 | PJM_ROR_2_PJM_ROM | PJM_ROR | PJM_ROM | Internal | Summer | B10 | 1262 | 8000 | 4134.54 | 36.21 | 36.22 | 0.01 | 0
2025 | PJM_ROR_2_PJM_ROM | PJM_ROR | PJM_ROM | Internal | Winter | B16 | 25 | 8000 | 781.66 | 51.9 | 51.91 | 0.01 | 0
2025 | PJM_ROR_2_PJM_ROM | PJM_ROR | PJM_ROM | Internal | Winter | B17 | 100 | 8000 | 4773.52 | 47.92 | 47.93 | 0.01 | 0
2025 | PJM_ROR_2_PJM_ROM | PJM_ROR | PJM_ROM | Internal | Winter | B18 | 400 | 8000 | 6496.86 | 45.99 | 46 | 0.01 | 0
2025 | PJM_ROR_2_PJM_ROM | PJM_ROR | PJM_ROM | Internal | Winter | B19 | 700 | 8000 | 4582.59 | 44.74 | 44.75 | 0.01 | 0
2025 | PJM_ROR_2_PJM_ROM | PJM_ROR | PJM_ROM | Internal | Winter | B20 | 935 | 8000 | 5672.46 | 38.64 | 38.65 | 0.01 | 0
2025 | PJM_ROR_2_TVA_Transmission | PJM_ROR | TVA_Transmission | Internal | Shoulder | B11 | 25 | 2500 | 1151.14 | 59.59 | 62.59 | 3 | 0
2025 | PJM_ROR_2_TVA_Transmission | PJM_ROR | TVA_Transmission | Internal | Shoulder | B12 | 200 | 2500 | 0 | 46.33 | 47.72 | 3 | 0
2025 | PJM_ROR_2_TVA_Transmission | PJM_ROR | TVA_Transmission | Internal | Shoulder | B13 | 600 | 2500 | 0 | 44.68 | 46.62 | 3 | 0
2025 | PJM_ROR_2_TVA_Transmission | PJM_ROR | TVA_Transmission | Internal | Shoulder | B14 | 900 | 2500 | 211.23 | 43.14 | 46.14 | 3 | 0
2025 | PJM_ROR_2_TVA_Transmission | PJM_ROR | TVA_Transmission | Internal | Shoulder | B15 | 1203 | 2500 | 1740.41 | 40.06 | 43.06 | 3 | 0
2025 | PJM_ROR_2_TVA_Transmission | PJM_ROR | TVA_Transmission | Internal | Summer | B1 | 10 | 2500 | 2499.94 | 69.71 | 72.72 | 3 | 0.01
2025 | PJM_ROR_2_TVA_Transmission | PJM_ROR | TVA_Transmission | Internal | Summer | B2 | 25 | 2500 | 2499.98 | 68.48 | 71.49 | 3 | 0.01
2025 | PJM_ROR_2_TVA_Transmission | PJM_ROR | TVA_Transmission | Internal | Summer | B3 | 75 | 2500 | 2500 | 65.45 | 70.27 | 3 | 1.81
2025 | PJM_ROR_2_TVA_Transmission | PJM_ROR | TVA_Transmission | Internal | Summer | B4 | 100 | 2500 | 2500 | 65.45 | 68.46 | 3 | 0.01
2025 | PJM_ROR_2_TVA_Transmission | PJM_ROR | TVA_Transmission | Internal | Summer | B5 | 200 | 2500 | 2378.2 | 63.05 | 66.05 | 3 | 0
2025 | PJM_ROR_2_TVA_Transmission | PJM_ROR | TVA_Transmission | Internal | Summer | B6 | 300 | 2500 | 2500 | 53.55 | 56.56 | 3 | 0.01
2025 | PJM_ROR_2_TVA_Transmission | PJM_ROR | TVA_Transmission | Internal | Summer | B7 | 400 | 2500 | 2381.44 | 44.89 | 47.89 | 3 | 0
2025 | PJM_ROR_2_TVA_Transmission | PJM_ROR | TVA_Transmission | Internal | Summer | B8 | 500 | 2500 | 0 | 40.39 | 43.26 | 3 | 0
2025 | PJM_ROR_2_TVA_Transmission | PJM_ROR | TVA_Transmission | Internal | Summer | B9 | 800 | 2500 | 654.19 | 39.28 | 42.28 | 3 | 0
2025 | PJM_ROR_2_TVA_Transmission | PJM_ROR | TVA_Transmission | Internal | Summer | B10 | 1262 | 2500 | 116.29 | 36.21 | 39.21 | 3 | 0
2025 | PJM_ROR_2_TVA_Transmission | PJM_ROR | TVA_Transmission | Internal | Winter | B16 | 25 | 2500 | 1548.8 | 51.9 | 54.9 | 3 | 0
2025 | PJM_ROR_2_TVA_Transmission | PJM_ROR | TVA_Transmission | Internal | Winter | B17 | 100 | 2500 | 0 | 47.92 | 50 | 3 | 0
2025 | PJM_ROR_2_TVA_Transmission | PJM_ROR | TVA_Transmission | Internal | Winter | B18 | 400 | 2500 | 0 | 45.99 | 47.81 | 3 | 0
2025 | PJM_ROR_2_TVA_Transmission | PJM_ROR | TVA_Transmission | Internal | Winter | B19 | 700 | 2500 | 0 | 44.74 | 47.38 | 3 | 0
2025 | PJM_ROR_2_TVA_Transmission | PJM_ROR | TVA_Transmission | Internal | Winter | B20 | 935 | 2500 | 2500 | 38.64 | 41.65 | 3 | 0.01
2025 | PJM_ROR_2_VACAR | PJM_ROR | VACAR | Internal | Shoulder | B11 | 25 | 3865 | 3865 | 59.59 | 63.59 | 3 | 1
2025 | PJM_ROR_2_VACAR | PJM_ROR | VACAR | Internal | Shoulder | B12 | 200 | 3865 | 3865 | 46.33 | 49.89 | 3 | 0.56
2025 | PJM_ROR_2_VACAR | PJM_ROR | VACAR | Internal | Shoulder | B13 | 600 | 3865 | 3865 | 44.68 | 48.18 | 3 | 0.5
2025 | PJM_ROR_2_VACAR | PJM_ROR | VACAR | Internal | Shoulder | B14 | 900 | 3865 | 3865 | 43.14 | 46.79 | 3 | 0.65
2025 | PJM_ROR_2_VACAR | PJM_ROR | VACAR | Internal | Shoulder | B15 | 1203 | 3865 | 3865 | 40.06 | 44.72 | 3 | 1.66
2025 | PJM_ROR_2_VACAR | PJM_ROR | VACAR | Internal | Summer | B1 | 10 | 3865 | 3865 | 69.71 | 77.58 | 3 | 4.87
2025 | PJM_ROR_2_VACAR | PJM_ROR | VACAR | Internal | Summer | B2 | 25 | 3865 | 3865 | 68.48 | 77.58 | 3 | 6.1
2025 | PJM_ROR_2_VACAR | PJM_ROR | VACAR | Internal | Summer | B3 | 75 | 3865 | 3865 | 65.45 | 77.58 | 3 | 9.12
2025 | PJM_ROR_2_VACAR | PJM_ROR | VACAR | Internal | Summer | B4 | 100 | 3865 | 3865 | 65.45 | 76.09 | 3 | 7.64
2025 | PJM_ROR_2_VACAR | PJM_ROR | VACAR | Internal | Summer | B5 | 200 | 3865 | 3865 | 63.05 | 70.55 | 3 | 4.5
2025 | PJM_ROR_2_VACAR | PJM_ROR | VACAR | Internal | Summer | B6 | 300 | 3865 | 3865 | 53.55 | 59.46 | 3 | 2.92
2025 | PJM_ROR_2_VACAR | PJM_ROR | VACAR | Internal | Summer | B7 | 400 | 3865 | 3865 | 44.89 | 49.89 | 3 | 2
2025 | PJM_ROR_2_VACAR | PJM_ROR | VACAR | Internal | Summer | B8 | 500 | 3865 | 3865 | 40.39 | 46.45 | 3 | 3.06
2025 | PJM_ROR_2_VACAR | PJM_ROR | VACAR | Internal | Summer | B9 | 800 | 3865 | 3865 | 39.28 | 43.83 | 3 | 1.55
2025 | PJM_ROR_2_VACAR | PJM_ROR | VACAR | Internal | Summer | B10 | 1262 | 3865 | 3865 | 36.21 | 42.82 | 3 | 3.61
2025 | PJM_ROR_2_VACAR | PJM_ROR | VACAR | Internal | Winter | B16 | 25 | 3865 | 3865 | 51.9 | 72.15 | 3 | 17.25
2025 | PJM_ROR_2_VACAR | PJM_ROR | VACAR | Internal | Winter | B17 | 100 | 3865 | 3865 | 47.92 | 53.36 | 3 | 2.44
2025 | PJM_ROR_2_VACAR | PJM_ROR | VACAR | Internal | Winter | B18 | 400 | 3865 | 2221.58 | 45.99 | 48.99 | 3 | 0
2025 | PJM_ROR_2_VACAR | PJM_ROR | VACAR | Internal | Winter | B19 | 700 | 3865 | 3865 | 44.74 | 48.18 | 3 | 0.44
2025 | PJM_ROR_2_VACAR | PJM_ROR | VACAR | Internal | Winter | B20 | 935 | 3865 | 3865 | 38.64 | 44.1 | 3 | 2.46
2025 | PJM_ROM_2_NYISO_A-F | PJM_ROM | NYISO_A-F | Internal | Shoulder | B11 | 25 | 2000 | 0 | 59.58 | 39.29 | 3 | 0
2025 | PJM_ROM_2_NYISO_A-F | PJM_ROM | NYISO_A-F | Internal | Shoulder | B12 | 200 | 2000 | 0 | 46.32 | 40.39 | 3 | 0
2025 | PJM_ROM_2_NYISO_A-F | PJM_ROM | NYISO_A-F | Internal | Shoulder | B13 | 600 | 2000 | 0 | 44.67 | 39.29 | 3 | 0
2025 | PJM_ROM_2_NYISO_A-F | PJM_ROM | NYISO_A-F | Internal | Shoulder | B14 | 900 | 2000 | 0 | 43.13 | 39.29 | 3 | 0
2025 | PJM_ROM_2_NYISO_A-F | PJM_ROM | NYISO_A-F | Internal | Shoulder | B15 | 1203 | 2000 | 0 | 40.07 | 39.29 | 3 | 0
2025 | PJM_ROM_2_NYISO_A-F | PJM_ROM | NYISO_A-F | Internal | Summer | B1 | 10 | 2000 | 0 | 69.72 | 52.42 | 3 | 0
2025 | PJM_ROM_2_NYISO_A-F | PJM_ROM | NYISO_A-F | Internal | Summer | B2 | 25 | 2000 | 0 | 68.49 | 52.42 | 3 | 0
2025 | PJM_ROM_2_NYISO_A-F | PJM_ROM | NYISO_A-F | Internal | Summer | B3 | 75 | 2000 | 0 | 65.44 | 48.5 | 3 | 0
2025 | PJM_ROM_2_NYISO_A-F | PJM_ROM | NYISO_A-F | Internal | Summer | B4 | 100 | 2000 | 0 | 65.44 | 46.34 | 3 | 0
2025 | PJM_ROM_2_NYISO_A-F | PJM_ROM | NYISO_A-F | Internal | Summer | B5 | 200 | 2000 | 0 | 63.04 | 44.3 | 3 | 0
2025 | PJM_ROM_2_NYISO_A-F | PJM_ROM | NYISO_A-F | Internal | Summer | B6 | 300 | 2000 | 0 | 53.53 | 43.34 | 3 | 0
2025 | PJM_ROM_2_NYISO_A-F | PJM_ROM | NYISO_A-F | Internal | Summer | B7 | 400 | 2000 | 0 | 44.88 | 40.86 | 3 | 0
2025 | PJM_ROM_2_NYISO_A-F | PJM_ROM | NYISO_A-F | Internal | Summer | B8 | 500 | 2000 | 0 | 40.41 | 37.54 | 3 | 0
2025 | PJM_ROM_2_NYISO_A-F | PJM_ROM | NYISO_A-F | Internal | Summer | B9 | 800 | 2000 | 0 | 39.29 | 37.54 | 3 | 0
2025 | PJM_ROM_2_NYISO_A-F | PJM_ROM | NYISO_A-F | Internal | Summer | B10 | 1262 | 2000 | 0 | 36.22 | 37.54 | 3 | 0
2025 | PJM_ROM_2_NYISO_A-F | PJM_ROM | NYISO_A-F | Internal | Winter | B16 | 25 | 2000 | 0 | 51.91 | 45.99 | 3 | 0
2025 | PJM_ROM_2_NYISO_A-F | PJM_ROM | NYISO_A-F | Internal | Winter | B17 | 100 | 2000 | 0 | 47.93 | 44.25 | 3 | 0
2025 | PJM_ROM_2_NYISO_A-F | PJM_ROM | NYISO_A-F | Internal | Winter | B18 | 400 | 2000 | 0 | 46 | 43.75 | 3 | 0
2025 | PJM_ROM_2_NYISO_A-F | PJM_ROM | NYISO_A-F | Internal | Winter | B19 | 700 | 2000 | 0 | 44.75 | 43.75 | 3 | 0
2025 | PJM_ROM_2_NYISO_A-F | PJM_ROM | NYISO_A-F | Internal | Winter | B20 | 935 | 2000 | 2000 | 38.65 | 43.75 | 3 | 2.11
2025 | PJM_ROM_2_PJM_E | PJM_ROM | PJM_E | Internal | Shoulder | B11 | 25 | 8000 | 0 | 59.58 | 59.56 | 0.01 | 0
2025 | PJM_ROM_2_PJM_E | PJM_ROM | PJM_E | Internal | Shoulder | B12 | 200 | 8000 | 0 | 46.32 | 46.3 | 0.01 | 0
2025 | PJM_ROM_2_PJM_E | PJM_ROM | PJM_E | Internal | Shoulder | B13 | 600 | 8000 | 0 | 44.67 | 44.66 | 0.01 | 0
2025 | PJM_ROM_2_PJM_E | PJM_ROM | PJM_E | Internal | Shoulder | B14 | 900 | 8000 | 0 | 43.13 | 43.12 | 0.01 | 0
2025 | PJM_ROM_2_PJM_E | PJM_ROM | PJM_E | Internal | Shoulder | B15 | 1203 | 8000 | 41.6 | 40.07 | 40.09 | 0.01 | 0
2025 | PJM_ROM_2_PJM_E | PJM_ROM | PJM_E | Internal | Summer | B1 | 10 | 8000 | 3311.46 | 69.72 | 69.73 | 0.01 | 0
2025 | PJM_ROM_2_PJM_E | PJM_ROM | PJM_E | Internal | Summer | B2 | 25 | 8000 | 2496.42 | 68.49 | 68.51 | 0.01 | 0
2025 | PJM_ROM_2_PJM_E | PJM_ROM | PJM_E | Internal | Summer | B3 | 75 | 8000 | 0 | 65.44 | 65.43 | 0.01 | 0
2025 | PJM_ROM_2_PJM_E | PJM_ROM | PJM_E | Internal | Summer | B4 | 100 | 8000 | 0 | 65.44 | 65.43 | 0.01 | 0
2025 | PJM_ROM_2_PJM_E | PJM_ROM | PJM_E | Internal | Summer | B5 | 200 | 8000 | 0 | 63.04 | 63.03 | 0.01 | 0
2025 | PJM_ROM_2_PJM_E | PJM_ROM | PJM_E | Internal | Summer | B6 | 300 | 8000 | 0 | 53.53 | 53.52 | 0.01 | 0
2025 | PJM_ROM_2_PJM_E | PJM_ROM | PJM_E | Internal | Summer | B7 | 400 | 8000 | 0 | 44.88 | 44.87 | 0.01 | 0
2025 | PJM_ROM_2_PJM_E | PJM_ROM | PJM_E | Internal | Summer | B8 | 500 | 8000 | 86.63 | 40.41 | 40.42 | 0.01 | 0
2025 | PJM_ROM_2_PJM_E | PJM_ROM | PJM_E | Internal | Summer | B9 | 800 | 8000 | 1981.67 | 39.29 | 39.3 | 0.01 | 0
2025 | PJM_ROM_2_PJM_E | PJM_ROM | PJM_E | Internal | Summer | B10 | 1262 | 8000 | 3560.6 | 36.22 | 36.23 | 0.01 | 0
2025 | PJM_ROM_2_PJM_E | PJM_ROM | PJM_E | Internal | Winter | B16 | 25 | 8000 | 825.16 | 51.91 | 51.92 | 0.01 | 0
2025 | PJM_ROM_2_PJM_E | PJM_ROM | PJM_E | Internal | Winter | B17 | 100 | 8000 | 3770.88 | 47.93 | 47.95 | 0.01 | 0
2025 | PJM_ROM_2_PJM_E | PJM_ROM | PJM_E | Internal | Winter | B18 | 400 | 8000 | 4774.59 | 46 | 46.01 | 0.01 | 0
2025 | PJM_ROM_2_PJM_E | PJM_ROM | PJM_E | Internal | Winter | B19 | 700 | 8000 | 3505.12 | 44.75 | 44.77 | 0.01 | 0
2025 | PJM_ROM_2_PJM_E | PJM_ROM | PJM_E | Internal | Winter | B20 | 935 | 8000 | 3838.59 | 38.65 | 38.66 | 0.01 | 0
2025 | PJM_ROM_2_PJM_ROR | PJM_ROM | PJM_ROR | Internal | Shoulder | B11 | 25 | 8000 | 5533.29 | 59.58 | 59.59 | 0.01 | 0
2025 | PJM_ROM_2_PJM_ROR | PJM_ROM | PJM_ROR | Internal | Shoulder | B12 | 200 | 8000 | 3369.76 | 46.32 | 46.33 | 0.01 | 0
2025 | PJM_ROM_2_PJM_ROR | PJM_ROM | PJM_ROR | Internal | Shoulder | B13 | 600 | 8000 | 428.53 | 44.67 | 44.68 | 0.01 | 0
2025 | PJM_ROM_2_PJM_ROR | PJM_ROM | PJM_ROR | Internal | Shoulder | B14 | 900 | 8000 | 23.32 | 43.13 | 43.14 | 0.01 | 0
2025 | PJM_ROM_2_PJM_ROR | PJM_ROM | PJM_ROR | Internal | Shoulder | B15 | 1203 | 8000 | 0 | 40.07 | 40.06 | 0.01 | 0
2025 | PJM_ROM_2_PJM_ROR | PJM_ROM | PJM_ROR | Internal | Summer | B1 | 10 | 8000 | 0.02 | 69.72 | 69.71 | 0.01 | 0
2025 | PJM_ROM_2_PJM_ROR | PJM_ROM | PJM_ROR | Internal | Summer | B2 | 25 | 8000 | 0 | 68.49 | 68.48 | 0.01 | 0
2025 | PJM_ROM_2_PJM_ROR | PJM_ROM | PJM_ROR | Internal | Summer | B3 | 75 | 8000 | 4571.11 | 65.44 | 65.45 | 0.01 | 0
2025 | PJM_ROM_2_PJM_ROR | PJM_ROM | PJM_ROR | Internal | Summer | B4 | 100 | 8000 | 7974.15 | 65.44 | 65.45 | 0.01 | 0
2025 | PJM_ROM_2_PJM_ROR | PJM_ROM | PJM_ROR | Internal | Summer | B5 | 200 | 8000 | 7450.35 | 63.04 | 63.05 | 0.01 | 0
2025 | PJM_ROM_2_PJM_ROR | PJM_ROM | PJM_ROR | Internal | Summer | B6 | 300 | 8000 | 2854.3 | 53.53 | 53.55 | 0.01 | 0
2025 | PJM_ROM_2_PJM_ROR | PJM_ROM | PJM_ROR | Internal | Summer | B7 | 400 | 8000 | 2838.87 | 44.88 | 44.89 | 0.01 | 0
2025 | PJM_ROM_2_PJM_ROR | PJM_ROM | PJM_ROR | Internal | Summer | B8 | 500 | 8000 | 0 | 40.41 | 40.39 | 0.01 | 0
2025 | PJM_ROM_2_PJM_ROR | PJM_ROM | PJM_ROR | Internal | Summer | B9 | 800 | 8000 | 0 | 39.29 | 39.28 | 0.01 | 0
2025 | PJM_ROM_2_PJM_ROR | PJM_ROM | PJM_ROR | Internal | Summer | B10 | 1262 | 8000 | 0 | 36.22 | 36.21 | 0.01 | 0
2025 | PJM_ROM_2_PJM_ROR | PJM_ROM | PJM_ROR | Internal | Winter | B16 | 25 | 8000 | 0 | 51.91 | 51.9 | 0.01 | 0
2025 | PJM_ROM_2_PJM_ROR | PJM_ROM | PJM_ROR | Internal | Winter | B17 | 100 | 8000 | 0 | 47.93 | 47.92 | 0.01 | 0
2025 | PJM_ROM_2_PJM_ROR | PJM_ROM | PJM_ROR | Internal | Winter | B18 | 400 | 8000 | 0 | 46 | 45.99 | 0.01 | 0
2025 | PJM_ROM_2_PJM_ROR | PJM_ROM | PJM_ROR | Internal | Winter | B19 | 700 | 8000 | 0 | 44.75 | 44.74 | 0.01 | 0
2025 | PJM_ROM_2_PJM_ROR | PJM_ROM | PJM_ROR | Internal | Winter | B20 | 935 | 8000 | 0 | 38.65 | 38.64 | 0.01 | 0
2025 | SOCO_2_FRCC | SOCO | FRCC | Internal | Shoulder | B11 | 25 | 3700 | 3700 | 67.09 | 76.74 | 5 | 4.65
2025 | SOCO_2_FRCC | SOCO | FRCC | Internal | Shoulder | B12 | 200 | 3700 | 2982.27 | 49.33 | 54.33 | 5 | 0
2025 | SOCO_2_FRCC | SOCO | FRCC | Internal | Shoulder | B13 | 600 | 3700 | 3700 | 46.55 | 52.33 | 5 | 0.78
2025 | SOCO_2_FRCC | SOCO | FRCC | Internal | Shoulder | B14 | 900 | 3700 | 1613.21 | 45.52 | 50.52 | 5 | 0
2025 | SOCO_2_FRCC | SOCO | FRCC | Internal | Shoulder | B15 | 1203 | 3700 | 3700 | 44.95 | 50.17 | 5 | 0.23
2025 | SOCO_2_FRCC | SOCO | FRCC | Internal | Summer | B1 | 10 | 3700 | 1652.63 | 76.82 | 81.82 | 5 | 0
2025 | SOCO_2_FRCC | SOCO | FRCC | Internal | Summer | B2 | 25 | 3700 | 3700 | 75.99 | 81.82 | 5 | 0.83
2025 | SOCO_2_FRCC | SOCO | FRCC | Internal | Summer | B3 | 75 | 3700 | 3700 | 74.77 | 80.47 | 5 | 0.7
2025 | SOCO_2_FRCC | SOCO | FRCC | Internal | Summer | B4 | 100 | 3700 | 3700 | 73.95 | 80.47 | 5 | 1.52
2025 | SOCO_2_FRCC | SOCO | FRCC | Internal | Summer | B5 | 200 | 3700 | 3617 | 73.95 | 78.95 | 5 | 0
2025 | SOCO_2_FRCC | SOCO | FRCC | Internal | Summer | B6 | 300 | 3700 | 3700 | 61.06 | 69.79 | 5 | 3.74
2025 | SOCO_2_FRCC | SOCO | FRCC | Internal | Summer | B7 | 400 | 3700 | 3700 | 53.39 | 58.63 | 5 | 0.23
2025 | SOCO_2_FRCC | SOCO | FRCC | Internal | Summer | B8 | 500 | 3700 | 2158.82 | 47.62 | 52.62 | 5 | 0
2025 | SOCO_2_FRCC | SOCO | FRCC | Internal | Summer | B9 | 800 | 3700 | 2706.09 | 45.1 | 50.1 | 5 | 0
2025 | SOCO_2_FRCC | SOCO | FRCC | Internal | Summer | B10 | 1262 | 3700 | 3700 | 43.55 | 49.37 | 5 | 0.82
2025 | SOCO_2_FRCC | SOCO | FRCC | Internal | Winter | B16 | 25 | 3700 | 2867.65 | 69.47 | 74.47 | 5 | 0
2025 | SOCO_2_FRCC | SOCO | FRCC | Internal | Winter | B17 | 100 | 3700 | 1899.72 | 52.45 | 57.45 | 5 | 0
2025 | SOCO_2_FRCC | SOCO | FRCC | Internal | Winter | B18 | 400 | 3700 | 2449.6 | 49 | 54 | 5 | 0
2025 | SOCO_2_FRCC | SOCO | FRCC | Internal | Winter | B19 | 700 | 3700 | 915.93 | 47.83 | 52.83 | 5 | 0
2025 | SOCO_2_FRCC | SOCO | FRCC | Internal | Winter | B20 | 935 | 3700 | 3700 | 47.6 | 52.63 | 5 | 0.03
2025 | SOCO_2_VACAR | SOCO | VACAR | Internal | Shoulder | B11 | 25 | 2000 | 0 | 67.09 | 63.59 | 5 | 0
2025 | SOCO_2_VACAR | SOCO | VACAR | Internal | Shoulder | B12 | 200 | 2000 | 0 | 49.33 | 49.89 | 5 | 0
2025 | SOCO_2_VACAR | SOCO | VACAR | Internal | Shoulder | B13 | 600 | 2000 | 0 | 46.55 | 48.18 | 5 | 0
2025 | SOCO_2_VACAR | SOCO | VACAR | Internal | Shoulder | B14 | 900 | 2000 | 0 | 45.52 | 46.79 | 5 | 0
2025 | SOCO_2_VACAR | SOCO | VACAR | Internal | Shoulder | B15 | 1203 | 2000 | 0 | 44.95 | 44.72 | 5 | 0
2025 | SOCO_2_VACAR | SOCO | VACAR | Internal | Summer | B1 | 10 | 2000 | 0 | 76.82 | 77.58 | 5 | 0
2025 | SOCO_2_VACAR | SOCO | VACAR | Internal | Summer | B2 | 25 | 2000 | 0 | 75.99 | 77.58 | 5 | 0
2025 | SOCO_2_VACAR | SOCO | VACAR | Internal | Summer | B3 | 75 | 2000 | 0 | 74.77 | 77.58 | 5 | 0
2025 | SOCO_2_VACAR | SOCO | VACAR | Internal | Summer | B4 | 100 | 2000 | 0 | 73.95 | 76.09 | 5 | 0
2025 | SOCO_2_VACAR | SOCO | VACAR | Internal | Summer | B5 | 200 | 2000 | 0 | 73.95 | 70.55 | 5 | 0
2025 | SOCO_2_VACAR | SOCO | VACAR | Internal | Summer | B6 | 300 | 2000 | 0 | 61.06 | 59.46 | 5 | 0
2025 | SOCO_2_VACAR | SOCO | VACAR | Internal | Summer | B7 | 400 | 2000 | 0 | 53.39 | 49.89 | 5 | 0
2025 | SOCO_2_VACAR | SOCO | VACAR | Internal | Summer | B8 | 500 | 2000 | 0 | 47.62 | 46.45 | 5 | 0
2025 | SOCO_2_VACAR | SOCO | VACAR | Internal | Summer | B9 | 800 | 2000 | 0 | 45.1 | 43.83 | 5 | 0
2025 | SOCO_2_VACAR | SOCO | VACAR | Internal | Summer | B10 | 1262 | 2000 | 0 | 43.55 | 42.82 | 5 | 0
2025 | SOCO_2_VACAR | SOCO | VACAR | Internal | Winter | B16 | 25 | 2000 | 0 | 69.47 | 72.15 | 5 | 0
2025 | SOCO_2_VACAR | SOCO | VACAR | Internal | Winter | B17 | 100 | 2000 | 0 | 52.45 | 53.36 | 5 | 0
2025 | SOCO_2_VACAR | SOCO | VACAR | Internal | Winter | B18 | 400 | 2000 | 0 | 49 | 48.99 | 5 | 0
2025 | SOCO_2_VACAR | SOCO | VACAR | Internal | Winter | B19 | 700 | 2000 | 0 | 47.83 | 48.18 | 5 | 0
2025 | SOCO_2_VACAR | SOCO | VACAR | Internal | Winter | B20 | 935 | 2000 | 0 | 47.6 | 44.1 | 5 | 0
2025 | SPP_N_2_ENT | SPP_N | ENT | Internal | Shoulder | B11 | 25 | 9240 | 1033.73 | 56.1 | 58.6 | 2.5 | 0
2025 | SPP_N_2_ENT | SPP_N | ENT | Internal | Shoulder | B12 | 200 | 9240 | 0 | 42.84 | 45.33 | 2.5 | 0
2025 | SPP_N_2_ENT | SPP_N | ENT | Internal | Shoulder | B13 | 600 | 9240 | 4169.73 | 41.2 | 43.7 | 2.5 | 0
2025 | SPP_N_2_ENT | SPP_N | ENT | Internal | Shoulder | B14 | 900 | 9240 | 5677.78 | 39.65 | 42.15 | 2.5 | 0
2025 | SPP_N_2_ENT | SPP_N | ENT | Internal | Shoulder | B15 | 1203 | 9240 | 6286.54 | 36.57 | 39.07 | 2.5 | 0
2025 | SPP_N_2_ENT | SPP_N | ENT | Internal | Summer | B1 | 10 | 9240 | 15.22 | 66.22 | 68.72 | 2.5 | 0
2025 | SPP_N_2_ENT | SPP_N | ENT | Internal | Summer | B2 | 25 | 9240 | 0 | 64.99 | 66.25 | 2.5 | 0
2025 | SPP_N_2_ENT | SPP_N | ENT | Internal | Summer | B3 | 75 | 9240 | 0 | 63.77 | 66.25 | 2.5 | 0
2025 | SPP_N_2_ENT | SPP_N | ENT | Internal | Summer | B4 | 100 | 9240 | 0 | 61.97 | 64.45 | 2.5 | 0
2025 | SPP_N_2_ENT | SPP_N | ENT | Internal | Summer | B5 | 200 | 9240 | 0 | 59.57 | 62.05 | 2.5 | 0
2025 | SPP_N_2_ENT | SPP_N | ENT | Internal | Summer | B6 | 300 | 9240 | 3381.59 | 50.06 | 52.56 | 2.5 | 0
2025 | SPP_N_2_ENT | SPP_N | ENT | Internal | Summer | B7 | 400 | 9240 | 2380.85 | 42.2 | 44.7 | 2.5 | 0
2025 | SPP_N_2_ENT | SPP_N | ENT | Internal | Summer | B8 | 500 | 9240 | 2145.78 | 40.78 | 43.28 | 2.5 | 0
2025 | SPP_N_2_ENT | SPP_N | ENT | Internal | Summer | B9 | 800 | 9240 | 5227.85 | 39.06 | 41.56 | 2.5 | 0
2025 | SPP_N_2_ENT | SPP_N | ENT | Internal | Summer | B10 | 1262 | 9240 | 9240 | 35.69 | 38.2 | 2.5 | 0.01
2025 | SPP_N_2_ENT | SPP_N | ENT | Internal | Winter | B16 | 25 | 9240 | 0.02 | 47.54 | 50.03 | 2.5 | 0
2025 | SPP_N_2_ENT | SPP_N | ENT | Internal | Winter | B17 | 100 | 9240 | 3951.68 | 44.42 | 46.92 | 2.5 | 0
2025 | SPP_N_2_ENT | SPP_N | ENT | Internal | Winter | B18 | 400 | 9240 | 7635.06 | 42.5 | 45 | 2.5 | 0
2025 | SPP_N_2_ENT | SPP_N | ENT | Internal | Winter | B19 | 700 | 9240 | 7415.72 | 41.25 | 43.75 | 2.5 | 0
2025 | SPP_N_2_ENT | SPP_N | ENT | Internal | Winter | B20 | 935 | 9240 | 6424.59 | 35.15 | 37.65 | 2.5 | 0
2025 | SPP_N_2_MISO_MO-IL | SPP_N | MISO_MO-IL | Internal | Shoulder | B11 | 25 | 2263 | 903.36 | 56.1 | 58.6 | 2.5 | 0
2025 | SPP_N_2_MISO_MO-IL | SPP_N | MISO_MO-IL | Internal | Shoulder | B12 | 200 | 2263 | 1035.61 | 42.84 | 45.34 | 2.5 | 0
2025 | SPP_N_2_MISO_MO-IL | SPP_N | MISO_MO-IL | Internal | Shoulder | B13 | 600 | 2263 | 600.58 | 41.2 | 43.7 | 2.5 | 0
2025 | SPP_N_2_MISO_MO-IL | SPP_N | MISO_MO-IL | Internal | Shoulder | B14 | 900 | 2263 | 105.53 | 39.65 | 42.15 | 2.5 | 0
2025 | SPP_N_2_MISO_MO-IL | SPP_N | MISO_MO-IL | Internal | Shoulder | B15 | 1203 | 2263 | 886.2 | 36.57 | 39.07 | 2.5 | 0
2025 | SPP_N_2_MISO_MO-IL | SPP_N | MISO_MO-IL | Internal | Summer | B1 | 10 | 2263 | 33.48 | 66.22 | 68.72 | 2.5 | 0
2025 | SPP_N_2_MISO_MO-IL | SPP_N | MISO_MO-IL | Internal | Summer | B2 | 25 | 2263 | 998.13 | 64.99 | 67.49 | 2.5 | 0
2025 | SPP_N_2_MISO_MO-IL | SPP_N | MISO_MO-IL | Internal | Summer | B3 | 75 | 2263 | 674.83 | 63.77 | 66.27 | 2.5 | 0
2025 | SPP_N_2_MISO_MO-IL | SPP_N | MISO_MO-IL | Internal | Summer | B4 | 100 | 2263 | 827.19 | 61.97 | 64.47 | 2.5 | 0
2025 | SPP_N_2_MISO_MO-IL | SPP_N | MISO_MO-IL | Internal | Summer | B5 | 200 | 2263 | 639.15 | 59.57 | 62.07 | 2.5 | 0
2025 | SPP_N_2_MISO_MO-IL | SPP_N | MISO_MO-IL | Internal | Summer | B6 | 300 | 2263 | 85.12 | 50.06 | 52.56 | 2.5 | 0
2025 | SPP_N_2_MISO_MO-IL | SPP_N | MISO_MO-IL | Internal | Summer | B7 | 400 | 2263 | 0 | 42.2 | 43.89 | 2.5 | 0
2025 | SPP_N_2_MISO_MO-IL | SPP_N | MISO_MO-IL | Internal | Summer | B8 | 500 | 2263 | 0 | 40.78 | 39.41 | 2.5 | 0
2025 | SPP_N_2_MISO_MO-IL | SPP_N | MISO_MO-IL | Internal | Summer | B9 | 800 | 2263 | 0 | 39.06 | 38.29 | 2.5 | 0
2025 | SPP_N_2_MISO_MO-IL | SPP_N | MISO_MO-IL | Internal | Summer | B10 | 1262 | 2263 | 0 | 35.69 | 35.22 | 2.5 | 0
2025 | SPP_N_2_MISO_MO-IL | SPP_N | MISO_MO-IL | Internal | Winter | B16 | 25 | 2263 | 2263 | 47.54 | 50.9 | 2.5 | 0.85
2025 | SPP_N_2_MISO_MO-IL | SPP_N | MISO_MO-IL | Internal | Winter | B17 | 100 | 2263 | 916.71 | 44.42 | 46.92 | 2.5 | 0
2025 | SPP_N_2_MISO_MO-IL | SPP_N | MISO_MO-IL | Internal | Winter | B18 | 400 | 2263 | 0 | 42.5 | 44.99 | 2.5 | 0
2025 | SPP_N_2_MISO_MO-IL | SPP_N | MISO_MO-IL | Internal | Winter | B19 | 700 | 2263 | 0 | 41.25 | 43.73 | 2.5 | 0
2025 | SPP_N_2_MISO_MO-IL | SPP_N | MISO_MO-IL | Internal | Winter | B20 | 935 | 2263 | 773.75 | 35.15 | 37.65 | 2.5 | 0
2025 | SPP_N_2_MISO_W | SPP_N | MISO_W | Internal | Shoulder | B11 | 25 | 750 | 0.02 | 56.1 | 58.59 | 2.5 | 0
2025 | SPP_N_2_MISO_W | SPP_N | MISO_W | Internal | Shoulder | B12 | 200 | 750 | 0 | 42.84 | 45.33 | 2.5 | 0
2025 | SPP_N_2_MISO_W | SPP_N | MISO_W | Internal | Shoulder | B13 | 600 | 750 | 0 | 41.2 | 43.68 | 2.5 | 0
2025 | SPP_N_2_MISO_W | SPP_N | MISO_W | Internal | Shoulder | B14 | 900 | 750 | 0 | 39.65 | 42.14 | 2.5 | 0
2025 | SPP_N_2_MISO_W | SPP_N | MISO_W | Internal | Shoulder | B15 | 1203 | 750 | 0 | 36.57 | 39.06 | 2.5 | 0
2025 | SPP_N_2_MISO_W | SPP_N | MISO_W | Internal | Summer | B1 | 10 | 750 | 0.04 | 66.22 | 68.71 | 2.5 | 0
2025 | SPP_N_2_MISO_W | SPP_N | MISO_W | Internal | Summer | B2 | 25 | 750 | 0.02 | 64.99 | 67.48 | 2.5 | 0
2025 | SPP_N_2_MISO_W | SPP_N | MISO_W | Internal | Summer | B3 | 75 | 750 | 0 | 63.77 | 66.25 | 2.5 | 0
2025 | SPP_N_2_MISO_W | SPP_N | MISO_W | Internal | Summer | B4 | 100 | 750 | 0 | 61.97 | 64.45 | 2.5 | 0
2025 | SPP_N_2_MISO_W | SPP_N | MISO_W | Internal | Summer | B5 | 200 | 750 | 0 | 59.57 | 62.05 | 2.5 | 0
2025 | SPP_N_2_MISO_W | SPP_N | MISO_W | Internal | Summer | B6 | 300 | 750 | 0 | 50.06 | 52.55 | 2.5 | 0
2025 | SPP_N_2_MISO_W | SPP_N | MISO_W | Internal | Summer | B7 | 400 | 750 | 0 | 42.2 | 43.89 | 2.5 | 0
2025 | SPP_N_2_MISO_W | SPP_N | MISO_W | Internal | Summer | B8 | 500 | 750 | 0 | 40.78 | 39.39 | 2.5 | 0
2025 | SPP_N_2_MISO_W | SPP_N | MISO_W | Internal | Summer | B9 | 800 | 750 | 0 | 39.06 | 38.28 | 2.5 | 0
2025 | SPP_N_2_MISO_W | SPP_N | MISO_W | Internal | Summer | B10 | 1262 | 750 | 0 | 35.69 | 35.21 | 2.5 | 0
2025 | SPP_N_2_MISO_W | SPP_N | MISO_W | Internal | Winter | B16 | 25 | 750 | 0.02 | 47.54 | 50.03 | 2.5 | 0
2025 | SPP_N_2_MISO_W | SPP_N | MISO_W | Internal | Winter | B17 | 100 | 750 | 0 | 44.42 | 46.91 | 2.5 | 0
2025 | SPP_N_2_MISO_W | SPP_N | MISO_W | Internal | Winter | B18 | 400 | 750 | 0 | 42.5 | 44.99 | 2.5 | 0
2025 | SPP_N_2_MISO_W | SPP_N | MISO_W | Internal | Winter | B19 | 700 | 750 | 0 | 41.25 | 43.74 | 2.5 | 0
2025 | SPP_N_2_MISO_W | SPP_N | MISO_W | Internal | Winter | B20 | 935 | 750 | 0 | 35.15 | 37.64 | 2.5 | 0
2025 | SPP_N_2_NE | SPP_N | NE | Internal | Shoulder | B11 | 25 | 11328 | 0 | 56.1 | 56.09 | 0.01 | 0
2025 | SPP_N_2_NE | SPP_N | NE | Internal | Shoulder | B12 | 200 | 11328 | 0 | 42.84 | 42.83 | 0.01 | 0
2025 | SPP_N_2_NE | SPP_N | NE | Internal | Shoulder | B13 | 600 | 11328 | 0 | 41.2 | 41.18 | 0.01 | 0
2025 | SPP_N_2_NE | SPP_N | NE | Internal | Shoulder | B14 | 900 | 11328 | 0 | 39.65 | 39.64 | 0.01 | 0
2025 | SPP_N_2_NE | SPP_N | NE | Internal | Shoulder | B15 | 1203 | 11328 | 0 | 36.57 | 36.56 | 0.01 | 0
2025 | SPP_N_2_NE | SPP_N | NE | Internal | Summer | B1 | 10 | 11328 | 0.02 | 66.22 | 66.21 | 0.01 | 0
2025 | SPP_N_2_NE | SPP_N | NE | Internal | Summer | B2 | 25 | 11328 | 0 | 64.99 | 64.98 | 0.01 | 0
2025 | SPP_N_2_NE | SPP_N | NE | Internal | Summer | B3 | 75 | 11328 | 0 | 63.77 | 63.75 | 0.01 | 0
2025 | SPP_N_2_NE | SPP_N | NE | Internal | Summer | B4 | 100 | 11328 | 0 | 61.97 | 61.95 | 0.01 | 0
2025 | SPP_N_2_NE | SPP_N | NE | Internal | Summer | B5 | 200 | 11328 | 0 | 59.57 | 59.55 | 0.01 | 0
2025 | SPP_N_2_NE | SPP_N | NE | Internal | Summer | B6 | 300 | 11328 | 0 | 50.06 | 50.05 | 0.01 | 0
2025 | SPP_N_2_NE | SPP_N | NE | Internal | Summer | B7 | 400 | 11328 | 0 | 42.2 | 42.19 | 0.01 | 0
2025 | SPP_N_2_NE | SPP_N | NE | Internal | Summer | B8 | 500 | 11328 | 0 | 40.78 | 36.9 | 0.01 | 0
2025 | SPP_N_2_NE | SPP_N | NE | Internal | Summer | B9 | 800 | 11328 | 0 | 39.06 | 35.78 | 0.01 | 0
2025 | SPP_N_2_NE | SPP_N | NE | Internal | Summer | B10 | 1262 | 11328 | 0 | 35.69 | 32.71 | 0.01 | 0
2025 | SPP_N_2_NE | SPP_N | NE | Internal | Winter | B16 | 25 | 11328 | 0 | 47.54 | 47.53 | 0.01 | 0
2025 | SPP_N_2_NE | SPP_N | NE | Internal | Winter | B17 | 100 | 11328 | 0 | 44.42 | 44.41 | 0.01 | 0
2025 | SPP_N_2_NE | SPP_N | NE | Internal | Winter | B18 | 400 | 11328 | 0 | 42.5 | 42.49 | 0.01 | 0
2025 | SPP_N_2_NE | SPP_N | NE | Internal | Winter | B19 | 700 | 11328 | 0 | 41.25 | 41.24 | 0.01 | 0
2025 | SPP_N_2_NE | SPP_N | NE | Internal | Winter | B20 | 935 | 11328 | 0 | 35.15 | 35.14 | 0.01 | 0
2025 | SPP_N_2_SPP_S | SPP_N | SPP_S | Internal | Shoulder | B11 | 25 | 5571 | 0.02 | 56.1 | 56.1 | 0.01 | 0
2025 | SPP_N_2_SPP_S | SPP_N | SPP_S | Internal | Shoulder | B12 | 200 | 5571 | 0 | 42.84 | 42.83 | 0.01 | 0
2025 | SPP_N_2_SPP_S | SPP_N | SPP_S | Internal | Shoulder | B13 | 600 | 5571 | 0 | 41.2 | 41.2 | 0.01 | 0
2025 | SPP_N_2_SPP_S | SPP_N | SPP_S | Internal | Shoulder | B14 | 900 | 5571 | 0 | 39.65 | 39.65 | 0.01 | 0
2025 | SPP_N_2_SPP_S | SPP_N | SPP_S | Internal | Shoulder | B15 | 1203 | 5571 | 0 | 36.57 | 36.56 | 0.01 | 0
2025 | SPP_N_2_SPP_S | SPP_N | SPP_S | Internal | Summer | B1 | 10 | 5571 | 0 | 66.22 | 49.45 | 0.01 | 0
2025 | SPP_N_2_SPP_S | SPP_N | SPP_S | Internal | Summer | B2 | 25 | 5571 | 0 | 64.99 | 60.05 | 0.01 | 0
2025 | SPP_N_2_SPP_S | SPP_N | SPP_S | Internal | Summer | B3 | 75 | 5571 | 0 | 63.77 | 63.75 | 0.01 | 0
2025 | SPP_N_2_SPP_S | SPP_N | SPP_S | Internal | Summer | B4 | 100 | 5571 | 0 | 61.97 | 61.95 | 0.01 | 0
2025 | SPP_N_2_SPP_S | SPP_N | SPP_S | Internal | Summer | B5 | 200 | 5571 | 0 | 59.57 | 59.55 | 0.01 | 0
2025 | SPP_N_2_SPP_S | SPP_N | SPP_S | Internal | Summer | B6 | 300 | 5571 | 933.66 | 50.06 | 50.07 | 0.01 | 0
2025 | SPP_N_2_SPP_S | SPP_N | SPP_S | Internal | Summer | B7 | 400 | 5571 | 3389.87 | 42.2 | 42.21 | 0.01 | 0
2025 | SPP_N_2_SPP_S | SPP_N | SPP_S | Internal | Summer | B8 | 500 | 5571 | 5571 | 40.78 | 41.28 | 0.01 | 0.48
2025 | SPP_N_2_SPP_S | SPP_N | SPP_S | Internal | Summer | B9 | 800 | 5571 | 4043.41 | 39.06 | 39.08 | 0.01 | 0
2025 | SPP_N_2_SPP_S | SPP_N | SPP_S | Internal | Summer | B10 | 1262 | 5571 | 2000.53 | 35.69 | 35.7 | 0.01 | 0
2025 | SPP_N_2_SPP_S | SPP_N | SPP_S | Internal | Winter | B16 | 25 | 5571 | 0 | 47.54 | 47.53 | 0.01 | 0
2025 | SPP_N_2_SPP_S | SPP_N | SPP_S | Internal | Winter | B17 | 100 | 5571 | 0 | 44.42 | 44.42 | 0.01 | 0
2025 | SPP_N_2_SPP_S | SPP_N | SPP_S | Internal | Winter | B18 | 400 | 5571 | 0 | 42.5 | 42.5 | 0.01 | 0
2025 | SPP_N_2_SPP_S | SPP_N | SPP_S | Internal | Winter | B19 | 700 | 5571 | 0 | 41.25 | 41.25 | 0.01 | 0
2025 | SPP_N_2_SPP_S | SPP_N | SPP_S | Internal | Winter | B20 | 935 | 5571 | 0 | 35.15 | 35.15 | 0.01 | 0
2025 | SPP_S_2_ENT | SPP_S | ENT | Internal | Shoulder | B11 | 25 | 5132 | 3611.93 | 56.1 | 58.6 | 2.5 | 0
2025 | SPP_S_2_ENT | SPP_S | ENT | Internal | Shoulder | B12 | 200 | 5132 | 302.81 | 42.83 | 45.33 | 2.5 | 0
2025 | SPP_S_2_ENT | SPP_S | ENT | Internal | Shoulder | B13 | 600 | 5132 | 203.94 | 41.2 | 43.7 | 2.5 | 0
2025 | SPP_S_2_ENT | SPP_S | ENT | Internal | Shoulder | B14 | 900 | 5132 | 4147.47 | 39.65 | 42.15 | 2.5 | 0
2025 | SPP_S_2_ENT | SPP_S | ENT | Internal | Shoulder | B15 | 1203 | 5132 | 5132 | 36.56 | 39.07 | 2.5 | 0.01
2025 | SPP_S_2_ENT | SPP_S | ENT | Internal | Summer | B1 | 10 | 5132 | 5132 | 49.45 | 68.72 | 2.5 | 16.77
2025 | SPP_S_2_ENT | SPP_S | ENT | Internal | Summer | B2 | 25 | 5132 | 5132 | 60.05 | 66.25 | 2.5 | 3.7
2025 | SPP_S_2_ENT | SPP_S | ENT | Internal | Summer | B3 | 75 | 5132 | 3765.15 | 63.75 | 66.25 | 2.5 | 0
2025 | SPP_S_2_ENT | SPP_S | ENT | Internal | Summer | B4 | 100 | 5132 | 4018.23 | 61.95 | 64.45 | 2.5 | 0
2025 | SPP_S_2_ENT | SPP_S | ENT | Internal | Summer | B5 | 200 | 5132 | 2552.88 | 59.55 | 62.05 | 2.5 | 0
2025 | SPP_S_2_ENT | SPP_S | ENT | Internal | Summer | B6 | 300 | 5132 | 0 | 50.07 | 52.56 | 2.5 | 0
2025 | SPP_S_2_ENT | SPP_S | ENT | Internal | Summer | B7 | 400 | 5132 | 0 | 42.21 | 44.7 | 2.5 | 0
2025 | SPP_S_2_ENT | SPP_S | ENT | Internal | Summer | B8 | 500 | 5132 | 0 | 41.28 | 43.28 | 2.5 | 0
2025 | SPP_S_2_ENT | SPP_S | ENT | Internal | Summer | B9 | 800 | 5132 | 0 | 39.08 | 41.56 | 2.5 | 0
2025 | SPP_S_2_ENT | SPP_S | ENT | Internal | Summer | B10 | 1262 | 5132 | 1771.37 | 35.7 | 38.2 | 2.5 | 0
2025 | SPP_S_2_ENT | SPP_S | ENT | Internal | Winter | B16 | 25 | 5132 | 4905.21 | 47.53 | 50.03 | 2.5 | 0
2025 | SPP_S_2_ENT | SPP_S | ENT | Internal | Winter | B17 | 100 | 5132 | 1991.18 | 44.42 | 46.92 | 2.5 | 0
2025 | SPP_S_2_ENT | SPP_S | ENT | Internal | Winter | B18 | 400 | 5132 | 140.79 | 42.5 | 45 | 2.5 | 0
2025 | SPP_S_2_ENT | SPP_S | ENT | Internal | Winter | B19 | 700 | 5132 | 1728.51 | 41.25 | 43.75 | 2.5 | 0
2025 | SPP_S_2_ENT | SPP_S | ENT | Internal | Winter | B20 | 935 | 5132 | 4374.06 | 35.15 | 37.65 | 2.5 | 0
2025 | SPP_S_2_SPP_N | SPP_S | SPP_N | Internal | Shoulder | B11 | 25 | 2211 | 0.02 | 56.1 | 56.1 | 0.01 | 0
2025 | SPP_S_2_SPP_N | SPP_S | SPP_N | Internal | Shoulder | B12 | 200 | 2211 | 867.52 | 42.83 | 42.84 | 0.01 | 0
2025 | SPP_S_2_SPP_N | SPP_S | SPP_N | Internal | Shoulder | B13 | 600 | 2211 | 0 | 41.2 | 41.2 | 0.01 | 0
2025 | SPP_S_2_SPP_N | SPP_S | SPP_N | Internal | Shoulder | B14 | 900 | 2211 | 0 | 39.65 | 39.65 | 0.01 | 0
2025 | SPP_S_2_SPP_N | SPP_S | SPP_N | Internal | Shoulder | B15 | 1203 | 2211 | 1021.14 | 36.56 | 36.57 | 0.01 | 0
2025 | SPP_S_2_SPP_N | SPP_S | SPP_N | Internal | Summer | B1 | 10 | 2211 | 2211 | 49.45 | 66.22 | 0.01 | 16.76
2025 | SPP_S_2_SPP_N | SPP_S | SPP_N | Internal | Summer | B2 | 25 | 2211 | 2211 | 60.05 | 64.99 | 0.01 | 4.93
2025 | SPP_S_2_SPP_N | SPP_S | SPP_N | Internal | Summer | B3 | 75 | 2211 | 170.06 | 63.75 | 63.77 | 0.01 | 0
2025 | SPP_S_2_SPP_N | SPP_S | SPP_N | Internal | Summer | B4 | 100 | 2211 | 1609.55 | 61.95 | 61.97 | 0.01 | 0
2025 | SPP_S_2_SPP_N | SPP_S | SPP_N | Internal | Summer | B5 | 200 | 2211 | 208.91 | 59.55 | 59.57 | 0.01 | 0
2025 | SPP_S_2_SPP_N | SPP_S | SPP_N | Internal | Summer | B6 | 300 | 2211 | 0 | 50.07 | 50.06 | 0.01 | 0
2025 | SPP_S_2_SPP_N | SPP_S | SPP_N | Internal | Summer | B7 | 400 | 2211 | 0 | 42.21 | 42.2 | 0.01 | 0
2025 | SPP_S_2_SPP_N | SPP_S | SPP_N | Internal | Summer | B8 | 500 | 2211 | 0 | 41.28 | 40.78 | 0.01 | 0
2025 | SPP_S_2_SPP_N | SPP_S | SPP_N | Internal | Summer | B9 | 800 | 2211 | 0 | 39.08 | 39.06 | 0.01 | 0
2025 | SPP_S_2_SPP_N | SPP_S | SPP_N | Internal | Summer | B10 | 1262 | 2211 | 0 | 35.7 | 35.69 | 0.01 | 0
2025 | SPP_S_2_SPP_N | SPP_S | SPP_N | Internal | Winter | B16 | 25 | 2211 | 1093.74 | 47.53 | 47.54 | 0.01 | 0
2025 | SPP_S_2_SPP_N | SPP_S | SPP_N | Internal | Winter | B17 | 100 | 2211 | 0 | 44.42 | 44.42 | 0.01 | 0
2025 | SPP_S_2_SPP_N | SPP_S | SPP_N | Internal | Winter | B18 | 400 | 2211 | 0 | 42.5 | 42.5 | 0.01 | 0
2025 | SPP_S_2_SPP_N | SPP_S | SPP_N | Internal | Winter | B19 | 700 | 2211 | 0 | 41.25 | 41.25 | 0.01 | 0
2025 | SPP_S_2_SPP_N | SPP_S | SPP_N | Internal | Winter | B20 | 935 | 2211 | 0 | 35.15 | 35.15 | 0.01 | 0
2025 | TVA_2_ENT | TVA | ENT | Internal | Shoulder | B11 | 25 | 500 | 0 | 59.81 | 58.6 | 4.5 | 0
2025 | TVA_2_ENT | TVA | ENT | Internal | Shoulder | B12 | 200 | 500 | 0 | 46.39 | 45.33 | 4.5 | 0
2025 | TVA_2_ENT | TVA | ENT | Internal | Shoulder | B13 | 600 | 500 | 0 | 46.15 | 43.7 | 4.5 | 0
2025 | TVA_2_ENT | TVA | ENT | Internal | Shoulder | B14 | 900 | 500 | 0 | 46.15 | 42.15 | 4.5 | 0
2025 | TVA_2_ENT | TVA | ENT | Internal | Shoulder | B15 | 1203 | 500 | 0 | 43.07 | 39.07 | 4.5 | 0
2025 | TVA_2_ENT | TVA | ENT | Internal | Summer | B1 | 10 | 500 | 0 | 72.73 | 68.72 | 4.5 | 0
2025 | TVA_2_ENT | TVA | ENT | Internal | Summer | B2 | 25 | 500 | 0 | 71.51 | 66.25 | 4.5 | 0
2025 | TVA_2_ENT | TVA | ENT | Internal | Summer | B3 | 75 | 500 | 0 | 70.28 | 66.25 | 4.5 | 0
2025 | TVA_2_ENT | TVA | ENT | Internal | Summer | B4 | 100 | 500 | 0 | 68.48 | 64.45 | 4.5 | 0
2025 | TVA_2_ENT | TVA | ENT | Internal | Summer | B5 | 200 | 500 | 0 | 66.07 | 62.05 | 4.5 | 0
2025 | TVA_2_ENT | TVA | ENT | Internal | Summer | B6 | 300 | 500 | 0 | 54.67 | 52.56 | 4.5 | 0
2025 | TVA_2_ENT | TVA | ENT | Internal | Summer | B7 | 400 | 500 | 0 | 43.39 | 44.7 | 4.5 | 0
2025 | TVA_2_ENT | TVA | ENT | Internal | Summer | B8 | 500 | 500 | 0 | 43.12 | 43.28 | 4.5 | 0
2025 | TVA_2_ENT | TVA | ENT | Internal | Summer | B9 | 800 | 500 | 0 | 42.29 | 41.56 | 4.5 | 0
2025 | TVA_2_ENT | TVA | ENT | Internal | Summer | B10 | 1262 | 500 | 0 | 39.22 | 38.2 | 4.5 | 0
2025 | TVA_2_ENT | TVA | ENT | Internal | Winter | B16 | 25 | 500 | 0 | 54.91 | 50.03 | 4.5 | 0
2025 | TVA_2_ENT | TVA | ENT | Internal | Winter | B17 | 100 | 500 | 0 | 49.38 | 46.92 | 4.5 | 0
2025 | TVA_2_ENT | TVA | ENT | Internal | Winter | B18 | 400 | 500 | 0 | 47.25 | 45 | 4.5 | 0
2025 | TVA_2_ENT | TVA | ENT | Internal | Winter | B19 | 700 | 500 | 0 | 47.25 | 43.75 | 4.5 | 0
2025 | TVA_2_ENT | TVA | ENT | Internal | Winter | B20 | 935 | 500 | 0 | 41.66 | 37.65 | 4.5 | 0
2025 | TVA_2_NonRTO_Midwest | TVA | NonRTO_Midwest | Internal | Shoulder | B11 | 25 | 100 | 0 | 59.81 | 62.61 | 4.5 | 0
2025 | TVA_2_NonRTO_Midwest | TVA | NonRTO_Midwest | Internal | Shoulder | B12 | 200 | 100 | 0 | 46.39 | 49.35 | 4.5 | 0
2025 | TVA_2_NonRTO_Midwest | TVA | NonRTO_Midwest | Internal | Shoulder | B13 | 600 | 100 | 0 | 46.15 | 47.71 | 4.5 | 0
2025 | TVA_2_NonRTO_Midwest | TVA | NonRTO_Midwest | Internal | Shoulder | B14 | 900 | 100 | 0 | 46.15 | 45.69 | 4.5 | 0
2025 | TVA_2_NonRTO_Midwest | TVA | NonRTO_Midwest | Internal | Shoulder | B15 | 1203 | 100 | 0 | 43.07 | 39.06 | 4.5 | 0
2025 | TVA_2_NonRTO_Midwest | TVA | NonRTO_Midwest | Internal | Summer | B1 | 10 | 100 | 0 | 72.73 | 72.71 | 4.5 | 0
2025 | TVA_2_NonRTO_Midwest | TVA | NonRTO_Midwest | Internal | Summer | B2 | 25 | 100 | 0 | 71.51 | 71.51 | 4.5 | 0
2025 | TVA_2_NonRTO_Midwest | TVA | NonRTO_Midwest | Internal | Summer | B3 | 75 | 100 | 0 | 70.28 | 70.28 | 4.5 | 0
2025 | TVA_2_NonRTO_Midwest | TVA | NonRTO_Midwest | Internal | Summer | B4 | 100 | 100 | 0 | 68.48 | 68.48 | 4.5 | 0
2025 | TVA_2_NonRTO_Midwest | TVA | NonRTO_Midwest | Internal | Summer | B5 | 200 | 100 | 0 | 66.07 | 66.08 | 4.5 | 0
2025 | TVA_2_NonRTO_Midwest | TVA | NonRTO_Midwest | Internal | Summer | B6 | 300 | 100 | 0 | 54.67 | 56.56 | 4.5 | 0
2025 | TVA_2_NonRTO_Midwest | TVA | NonRTO_Midwest | Internal | Summer | B7 | 400 | 100 | 30.4 | 43.39 | 47.89 | 4.5 | 0
2025 | TVA_2_NonRTO_Midwest | TVA | NonRTO_Midwest | Internal | Summer | B8 | 500 | 100 | 0 | 43.12 | 43.42 | 4.5 | 0
2025 | TVA_2_NonRTO_Midwest | TVA | NonRTO_Midwest | Internal | Summer | B9 | 800 | 100 | 0 | 42.29 | 38.28 | 4.5 | 0
2025 | TVA_2_NonRTO_Midwest | TVA | NonRTO_Midwest | Internal | Summer | B10 | 1262 | 100 | 0 | 39.22 | 35.21 | 4.5 | 0
2025 | TVA_2_NonRTO_Midwest | TVA | NonRTO_Midwest | Internal | Winter | B16 | 25 | 100 | 0 | 54.91 | 54.91 | 4.5 | 0
2025 | TVA_2_NonRTO_Midwest | TVA | NonRTO_Midwest | Internal | Winter | B17 | 100 | 100 | 0 | 49.38 | 50.93 | 4.5 | 0
2025 | TVA_2_NonRTO_Midwest | TVA | NonRTO_Midwest | Internal | Winter | B18 | 400 | 100 | 0 | 47.25 | 49 | 4.5 | 0
2025 | TVA_2_NonRTO_Midwest | TVA | NonRTO_Midwest | Internal | Winter | B19 | 700 | 100 | 0 | 47.25 | 47.55 | 4.5 | 0
2025 | TVA_2_NonRTO_Midwest | TVA | NonRTO_Midwest | Internal | Winter | B20 | 935 | 100 | 0 | 41.66 | 37.65 | 4.5 | 0
2025 | TVA_2_SOCO | TVA | SOCO | Internal | Shoulder | B11 | 25 | 500 | 500 | 59.81 | 67.09 | 4.5 | 2.78
2025 | TVA_2_SOCO | TVA | SOCO | Internal | Shoulder | B12 | 200 | 500 | 0 | 46.39 | 49.33 | 4.5 | 0
2025 | TVA_2_SOCO | TVA | SOCO | Internal | Shoulder | B13 | 600 | 500 | 0 | 46.15 | 46.55 | 4.5 | 0
2025 | TVA_2_SOCO | TVA | SOCO | Internal | Shoulder | B14 | 900 | 500 | 0 | 46.15 | 45.52 | 4.5 | 0
2025 | TVA_2_SOCO | TVA | SOCO | Internal | Shoulder | B15 | 1203 | 500 | 0 | 43.07 | 44.95 | 4.5 | 0
2025 | TVA_2_SOCO | TVA | SOCO | Internal | Summer | B1 | 10 | 500 | 0 | 72.73 | 76.82 | 4.5 | 0
2025 | TVA_2_SOCO | TVA | SOCO | Internal | Summer | B2 | 25 | 500 | 0.02 | 71.51 | 75.99 | 4.5 | 0
2025 | TVA_2_SOCO | TVA | SOCO | Internal | Summer | B3 | 75 | 500 | 0 | 70.28 | 74.77 | 4.5 | 0
2025 | TVA_2_SOCO | TVA | SOCO | Internal | Summer | B4 | 100 | 500 | 500 | 68.48 | 73.95 | 4.5 | 0.97
2025 | TVA_2_SOCO | TVA | SOCO | Internal | Summer | B5 | 200 | 500 | 500 | 66.07 | 73.95 | 4.5 | 3.38
2025 | TVA_2_SOCO | TVA | SOCO | Internal | Summer | B6 | 300 | 500 | 500 | 54.67 | 61.06 | 4.5 | 1.89
2025 | TVA_2_SOCO | TVA | SOCO | Internal | Summer | B7 | 400 | 500 | 500 | 43.39 | 53.39 | 4.5 | 5.5
2025 | TVA_2_SOCO | TVA | SOCO | Internal | Summer | B8 | 500 | 500 | 459.41 | 43.12 | 47.62 | 4.5 | 0
2025 | TVA_2_SOCO | TVA | SOCO | Internal | Summer | B9 | 800 | 500 | 0 | 42.29 | 45.1 | 4.5 | 0
2025 | TVA_2_SOCO | TVA | SOCO | Internal | Summer | B10 | 1262 | 500 | 0 | 39.22 | 43.55 | 4.5 | 0
2025 | TVA_2_SOCO | TVA | SOCO | Internal | Winter | B16 | 25 | 500 | 500 | 54.91 | 69.47 | 4.5 | 10.06
2025 | TVA_2_SOCO | TVA | SOCO | Internal | Winter | B17 | 100 | 500 | 0 | 49.38 | 52.45 | 4.5 | 0
2025 | TVA_2_SOCO | TVA | SOCO | Internal | Winter | B18 | 400 | 500 | 0 | 47.25 | 49 | 4.5 | 0
2025 | TVA_2_SOCO | TVA | SOCO | Internal | Winter | B19 | 700 | 500 | 0 | 47.25 | 47.83 | 4.5 | 0
2025 | TVA_2_SOCO | TVA | SOCO | Internal | Winter | B20 | 935 | 500 | 500 | 41.66 | 47.6 | 4.5 | 1.44
2025 | TVA_2_VACAR | TVA | VACAR | Internal | Shoulder | B11 | 25 | 150 | 0 | 59.81 | 63.59 | 4.5 | 0
2025 | TVA_2_VACAR | TVA | VACAR | Internal | Shoulder | B12 | 200 | 150 | 0 | 46.39 | 49.89 | 4.5 | 0
2025 | TVA_2_VACAR | TVA | VACAR | Internal | Shoulder | B13 | 600 | 150 | 0 | 46.15 | 48.18 | 4.5 | 0
2025 | TVA_2_VACAR | TVA | VACAR | Internal | Shoulder | B14 | 900 | 150 | 0 | 46.15 | 46.79 | 4.5 | 0
2025 | TVA_2_VACAR | TVA | VACAR | Internal | Shoulder | B15 | 1203 | 150 | 0 | 43.07 | 44.72 | 4.5 | 0
2025 | TVA_2_VACAR | TVA | VACAR | Internal | Summer | B1 | 10 | 150 | 150 | 72.73 | 77.58 | 4.5 | 0.35
2025 | TVA_2_VACAR | TVA | VACAR | Internal | Summer | B2 | 25 | 150 | 150 | 71.51 | 77.58 | 4.5 | 1.57
2025 | TVA_2_VACAR | TVA | VACAR | Internal | Summer | B3 | 75 | 150 | 150 | 70.28 | 77.58 | 4.5 | 2.8
2025 | TVA_2_VACAR | TVA | VACAR | Internal | Summer | B4 | 100 | 150 | 150 | 68.48 | 76.09 | 4.5 | 3.12
2025 | TVA_2_VACAR | TVA | VACAR | Internal | Summer | B5 | 200 | 150 | 0 | 66.07 | 70.55 | 4.5 | 0
2025 | TVA_2_VACAR | TVA | VACAR | Internal | Summer | B6 | 300 | 150 | 150 | 54.67 | 59.46 | 4.5 | 0.29
2025 | TVA_2_VACAR | TVA | VACAR | Internal | Summer | B7 | 400 | 150 | 150 | 43.39 | 49.89 | 4.5 | 2
2025 | TVA_2_VACAR | TVA | VACAR | Internal | Summer | B8 | 500 | 150 | 0 | 43.12 | 46.45 | 4.5 | 0
2025 | TVA_2_VACAR | TVA | VACAR | Internal | Summer | B9 | 800 | 150 | 0 | 42.29 | 43.83 | 4.5 | 0
2025 | TVA_2_VACAR | TVA | VACAR | Internal | Summer | B10 | 1262 | 150 | 0 | 39.22 | 42.82 | 4.5 | 0
2025 | TVA_2_VACAR | TVA | VACAR | Internal | Winter | B16 | 25 | 150 | 150 | 54.91 | 72.15 | 4.5 | 12.74
2025 | TVA_2_VACAR | TVA | VACAR | Internal | Winter | B17 | 100 | 150 | 0 | 49.38 | 53.36 | 4.5 | 0
2025 | TVA_2_VACAR | TVA | VACAR | Internal | Winter | B18 | 400 | 150 | 0 | 47.25 | 48.99 | 4.5 | 0
2025 | TVA_2_VACAR | TVA | VACAR | Internal | Winter | B19 | 700 | 150 | 0 | 47.25 | 48.18 | 4.5 | 0
2025 | TVA_2_VACAR | TVA | VACAR | Internal | Winter | B20 | 935 | 150 | 0 | 41.66 | 44.1 | 4.5 | 0
2025 | TVA_Transmission_2_NonRTO_Midwest | TVA_Transmission | NonRTO_Midwest | Internal | Shoulder | B11 | 25 | 700 | 0 | 62.59 | 62.61 | 4.5 | 0
2025 | TVA_Transmission_2_NonRTO_Midwest | TVA_Transmission | NonRTO_Midwest | Internal | Shoulder | B12 | 200 | 700 | 0 | 47.72 | 49.35 | 4.5 | 0
2025 | TVA_Transmission_2_NonRTO_Midwest | TVA_Transmission | NonRTO_Midwest | Internal | Shoulder | B13 | 600 | 700 | 0 | 46.62 | 47.71 | 4.5 | 0
2025 | TVA_Transmission_2_NonRTO_Midwest | TVA_Transmission | NonRTO_Midwest | Internal | Shoulder | B14 | 900 | 700 | 0 | 46.14 | 45.69 | 4.5 | 0
2025 | TVA_Transmission_2_NonRTO_Midwest | TVA_Transmission | NonRTO_Midwest | Internal | Shoulder | B15 | 1203 | 700 | 0 | 43.06 | 39.06 | 4.5 | 0
2025 | TVA_Transmission_2_NonRTO_Midwest | TVA_Transmission | NonRTO_Midwest | Internal | Summer | B1 | 10 | 700 | 0 | 72.72 | 72.71 | 4.5 | 0
2025 | TVA_Transmission_2_NonRTO_Midwest | TVA_Transmission | NonRTO_Midwest | Internal | Summer | B2 | 25 | 700 | 0 | 71.49 | 71.51 | 4.5 | 0
2025 | TVA_Transmission_2_NonRTO_Midwest | TVA_Transmission | NonRTO_Midwest | Internal | Summer | B3 | 75 | 700 | 0 | 70.27 | 70.28 | 4.5 | 0
2025 | TVA_Transmission_2_NonRTO_Midwest | TVA_Transmission | NonRTO_Midwest | Internal | Summer | B4 | 100 | 700 | 0 | 68.46 | 68.48 | 4.5 | 0
2025 | TVA_Transmission_2_NonRTO_Midwest | TVA_Transmission | NonRTO_Midwest | Internal | Summer | B5 | 200 | 700 | 0 | 66.05 | 66.08 | 4.5 | 0
2025 | TVA_Transmission_2_NonRTO_Midwest | TVA_Transmission | NonRTO_Midwest | Internal | Summer | B6 | 300 | 700 | 0 | 56.56 | 56.56 | 4.5 | 0
2025 | TVA_Transmission_2_NonRTO_Midwest | TVA_Transmission | NonRTO_Midwest | Internal | Summer | B7 | 400 | 700 | 0 | 47.89 | 47.89 | 4.5 | 0
2025 | TVA_Transmission_2_NonRTO_Midwest | TVA_Transmission | NonRTO_Midwest | Internal | Summer | B8 | 500 | 700 | 0 | 43.26 | 43.42 | 4.5 | 0
2025 | TVA_Transmission_2_NonRTO_Midwest | TVA_Transmission | NonRTO_Midwest | Internal | Summer | B9 | 800 | 700 | 0 | 42.28 | 38.28 | 4.5 | 0
2025 | TVA_Transmission_2_NonRTO_Midwest | TVA_Transmission | NonRTO_Midwest | Internal | Summer | B10 | 1262 | 700 | 0 | 39.21 | 35.21 | 4.5 | 0
2025 | TVA_Transmission_2_NonRTO_Midwest | TVA_Transmission | NonRTO_Midwest | Internal | Winter | B16 | 25 | 700 | 0 | 54.9 | 54.91 | 4.5 | 0
2025 | TVA_Transmission_2_NonRTO_Midwest | TVA_Transmission | NonRTO_Midwest | Internal | Winter | B17 | 100 | 700 | 0 | 50 | 50.93 | 4.5 | 0
2025 | TVA_Transmission_2_NonRTO_Midwest | TVA_Transmission | NonRTO_Midwest | Internal | Winter | B18 | 400 | 700 | 0 | 47.81 | 49 | 4.5 | 0
2025 | TVA_Transmission_2_NonRTO_Midwest | TVA_Transmission | NonRTO_Midwest | Internal | Winter | B19 | 700 | 700 | 0 | 47.38 | 47.55 | 4.5 | 0
2025 | TVA_Transmission_2_NonRTO_Midwest | TVA_Transmission | NonRTO_Midwest | Internal | Winter | B20 | 935 | 700 | 0 | 41.65 | 37.65 | 4.5 | 0
2025 | TVA_Transmission_2_SOCO | TVA_Transmission | SOCO | Internal | Shoulder | B11 | 25 | 3200 | 1151.18 | 62.59 | 67.09 | 4.5 | 0
2025 | TVA_Transmission_2_SOCO | TVA_Transmission | SOCO | Internal | Shoulder | B12 | 200 | 3200 | 0 | 47.72 | 49.33 | 4.5 | 0
2025 | TVA_Transmission_2_SOCO | TVA_Transmission | SOCO | Internal | Shoulder | B13 | 600 | 3200 | 0 | 46.62 | 46.55 | 4.5 | 0
2025 | TVA_Transmission_2_SOCO | TVA_Transmission | SOCO | Internal | Shoulder | B14 | 900 | 3200 | 0 | 46.14 | 45.52 | 4.5 | 0
2025 | TVA_Transmission_2_SOCO | TVA_Transmission | SOCO | Internal | Shoulder | B15 | 1203 | 3200 | 0 | 43.06 | 44.95 | 4.5 | 0
2025 | TVA_Transmission_2_SOCO | TVA_Transmission | SOCO | Internal | Summer | B1 | 10 | 3200 | 0 | 72.72 | 76.82 | 4.5 | 0
2025 | TVA_Transmission_2_SOCO | TVA_Transmission | SOCO | Internal | Summer | B2 | 25 | 3200 | 772.98 | 71.49 | 75.99 | 4.5 | 0
2025 | TVA_Transmission_2_SOCO | TVA_Transmission | SOCO | Internal | Summer | B3 | 75 | 3200 | 2556.01 | 70.27 | 74.77 | 4.5 | 0
2025 | TVA_Transmission_2_SOCO | TVA_Transmission | SOCO | Internal | Summer | B4 | 100 | 3200 | 3200 | 68.46 | 73.95 | 4.5 | 0.98
2025 | TVA_Transmission_2_SOCO | TVA_Transmission | SOCO | Internal | Summer | B5 | 200 | 3200 | 3200 | 66.05 | 73.95 | 4.5 | 3.39
2025 | TVA_Transmission_2_SOCO | TVA_Transmission | SOCO | Internal | Summer | B6 | 300 | 3200 | 3162.52 | 56.56 | 61.06 | 4.5 | 0
2025 | TVA_Transmission_2_SOCO | TVA_Transmission | SOCO | Internal | Summer | B7 | 400 | 3200 | 3200 | 47.89 | 53.39 | 4.5 | 1
2025 | TVA_Transmission_2_SOCO | TVA_Transmission | SOCO | Internal | Summer | B8 | 500 | 3200 | 0 | 43.26 | 47.62 | 4.5 | 0
2025 | TVA_Transmission_2_SOCO | TVA_Transmission | SOCO | Internal | Summer | B9 | 800 | 3200 | 0 | 42.28 | 45.1 | 4.5 | 0
2025 | TVA_Transmission_2_SOCO | TVA_Transmission | SOCO | Internal | Summer | B10 | 1262 | 3200 | 0 | 39.21 | 43.55 | 4.5 | 0
2025 | TVA_Transmission_2_SOCO | TVA_Transmission | SOCO | Internal | Winter | B16 | 25 | 3200 | 3200 | 54.9 | 69.47 | 4.5 | 10.07
2025 | TVA_Transmission_2_SOCO | TVA_Transmission | SOCO | Internal | Winter | B17 | 100 | 3200 | 0 | 50 | 52.45 | 4.5 | 0
2025 | TVA_Transmission_2_SOCO | TVA_Transmission | SOCO | Internal | Winter | B18 | 400 | 3200 | 0 | 47.81 | 49 | 4.5 | 0
2025 | TVA_Transmission_2_SOCO | TVA_Transmission | SOCO | Internal | Winter | B19 | 700 | 3200 | 0 | 47.38 | 47.83 | 4.5 | 0
2025 | TVA_Transmission_2_SOCO | TVA_Transmission | SOCO | Internal | Winter | B20 | 935 | 3200 | 3200 | 41.65 | 47.6 | 4.5 | 1.45
2025 | TVA_Transmission_2_TVA | TVA_Transmission | TVA | Internal | Shoulder | B11 | 25 | 99999 | 0 | 62.59 | 59.81 | 0.01 | 0
2025 | TVA_Transmission_2_TVA | TVA_Transmission | TVA | Internal | Shoulder | B12 | 200 | 99999 | 0 | 47.72 | 46.39 | 0.01 | 0
2025 | TVA_Transmission_2_TVA | TVA_Transmission | TVA | Internal | Shoulder | B13 | 600 | 99999 | 0 | 46.62 | 46.15 | 0.01 | 0
2025 | TVA_Transmission_2_TVA | TVA_Transmission | TVA | Internal | Shoulder | B14 | 900 | 99999 | 211.23 | 46.14 | 46.15 | 0.01 | 0
2025 | TVA_Transmission_2_TVA | TVA_Transmission | TVA | Internal | Shoulder | B15 | 1203 | 99999 | 2399.77 | 43.06 | 43.07 | 0.01 | 0
2025 | TVA_Transmission_2_TVA | TVA_Transmission | TVA | Internal | Summer | B1 | 10 | 99999 | 3844.72 | 72.72 | 72.73 | 0.01 | 0
2025 | TVA_Transmission_2_TVA | TVA_Transmission | TVA | Internal | Summer | B2 | 25 | 99999 | 3014.02 | 71.49 | 71.51 | 0.01 | 0
2025 | TVA_Transmission_2_TVA | TVA_Transmission | TVA | Internal | Summer | B3 | 75 | 99999 | 2689.7 | 70.27 | 70.28 | 0.01 | 0
2025 | TVA_Transmission_2_TVA | TVA_Transmission | TVA | Internal | Summer | B4 | 100 | 99999 | 2436.53 | 68.46 | 68.48 | 0.01 | 0
2025 | TVA_Transmission_2_TVA | TVA_Transmission | TVA | Internal | Summer | B5 | 200 | 99999 | 559.7 | 66.05 | 66.07 | 0.01 | 0
2025 | TVA_Transmission_2_TVA | TVA_Transmission | TVA | Internal | Summer | B6 | 300 | 99999 | 0 | 56.56 | 54.67 | 0.01 | 0
2025 | TVA_Transmission_2_TVA | TVA_Transmission | TVA | Internal | Summer | B7 | 400 | 99999 | 0 | 47.89 | 43.39 | 0.01 | 0
2025 | TVA_Transmission_2_TVA | TVA_Transmission | TVA | Internal | Summer | B8 | 500 | 99999 | 0 | 43.26 | 43.12 | 0.01 | 0
2025 | TVA_Transmission_2_TVA | TVA_Transmission | TVA | Internal | Summer | B9 | 800 | 99999 | 849.85 | 42.28 | 42.29 | 0.01 | 0
2025 | TVA_Transmission_2_TVA | TVA_Transmission | TVA | Internal | Summer | B10 | 1262 | 99999 | 171.85 | 39.21 | 39.22 | 0.01 | 0
2025 | TVA_Transmission_2_TVA | TVA_Transmission | TVA | Internal | Winter | B16 | 25 | 99999 | 2708.13 | 54.9 | 54.91 | 0.01 | 0
2025 | TVA_Transmission_2_TVA | TVA_Transmission | TVA | Internal | Winter | B17 | 100 | 99999 | 0 | 50 | 49.38 | 0.01 | 0
2025 | TVA_Transmission_2_TVA | TVA_Transmission | TVA | Internal | Winter | B18 | 400 | 99999 | 0 | 47.81 | 47.25 | 0.01 | 0
2025 | TVA_Transmission_2_TVA | TVA_Transmission | TVA | Internal | Winter | B19 | 700 | 99999 | 0 | 47.38 | 47.25 | 0.01 | 0
2025 | TVA_Transmission_2_TVA | TVA_Transmission | TVA | Internal | Winter | B20 | 935 | 99999 | 2190.64 | 41.65 | 41.66 | 0.01 | 0
2025 | TVA_Transmission_2_VACAR | TVA_Transmission | VACAR | Internal | Shoulder | B11 | 25 | 900 | 0 | 62.59 | 63.59 | 4.5 | 0
2025 | TVA_Transmission_2_VACAR | TVA_Transmission | VACAR | Internal | Shoulder | B12 | 200 | 900 | 0 | 47.72 | 49.89 | 4.5 | 0
2025 | TVA_Transmission_2_VACAR | TVA_Transmission | VACAR | Internal | Shoulder | B13 | 600 | 900 | 0 | 46.62 | 48.18 | 4.5 | 0
2025 | TVA_Transmission_2_VACAR | TVA_Transmission | VACAR | Internal | Shoulder | B14 | 900 | 900 | 0 | 46.14 | 46.79 | 4.5 | 0
2025 | TVA_Transmission_2_VACAR | TVA_Transmission | VACAR | Internal | Shoulder | B15 | 1203 | 900 | 0 | 43.06 | 44.72 | 4.5 | 0
2025 | TVA_Transmission_2_VACAR | TVA_Transmission | VACAR | Internal | Summer | B1 | 10 | 900 | 900 | 72.72 | 77.58 | 4.5 | 0.36
2025 | TVA_Transmission_2_VACAR | TVA_Transmission | VACAR | Internal | Summer | B2 | 25 | 900 | 900 | 71.49 | 77.58 | 4.5 | 1.58
2025 | TVA_Transmission_2_VACAR | TVA_Transmission | VACAR | Internal | Summer | B3 | 75 | 900 | 900 | 70.27 | 77.58 | 4.5 | 2.81
2025 | TVA_Transmission_2_VACAR | TVA_Transmission | VACAR | Internal | Summer | B4 | 100 | 900 | 900 | 68.46 | 76.09 | 4.5 | 3.13
2025 | TVA_Transmission_2_VACAR | TVA_Transmission | VACAR | Internal | Summer | B5 | 200 | 900 | 286.73 | 66.05 | 70.55 | 4.5 | 0
2025 | TVA_Transmission_2_VACAR | TVA_Transmission | VACAR | Internal | Summer | B6 | 300 | 900 | 0 | 56.56 | 59.46 | 4.5 | 0
2025 | TVA_Transmission_2_VACAR | TVA_Transmission | VACAR | Internal | Summer | B7 | 400 | 900 | 0 | 47.89 | 49.89 | 4.5 | 0
2025 | TVA_Transmission_2_VACAR | TVA_Transmission | VACAR | Internal | Summer | B8 | 500 | 900 | 0 | 43.26 | 46.45 | 4.5 | 0
2025 | TVA_Transmission_2_VACAR | TVA_Transmission | VACAR | Internal | Summer | B9 | 800 | 900 | 0 | 42.28 | 43.83 | 4.5 | 0
2025 | TVA_Transmission_2_VACAR | TVA_Transmission | VACAR | Internal | Summer | B10 | 1262 | 900 | 0 | 39.21 | 42.82 | 4.5 | 0
2025 | TVA_Transmission_2_VACAR | TVA_Transmission | VACAR | Internal | Winter | B16 | 25 | 900 | 900 | 54.9 | 72.15 | 4.5 | 12.75
2025 | TVA_Transmission_2_VACAR | TVA_Transmission | VACAR | Internal | Winter | B17 | 100 | 900 | 0 | 50 | 53.36 | 4.5 | 0
2025 | TVA_Transmission_2_VACAR | TVA_Transmission | VACAR | Internal | Winter | B18 | 400 | 900 | 0 | 47.81 | 48.99 | 4.5 | 0
2025 | TVA_Transmission_2_VACAR | TVA_Transmission | VACAR | Internal | Winter | B19 | 700 | 900 | 0 | 47.38 | 48.18 | 4.5 | 0
2025 | TVA_Transmission_2_VACAR | TVA_Transmission | VACAR | Internal | Winter | B20 | 935 | 900 | 0 | 41.65 | 44.1 | 4.5 | 0
2025 | VACAR_2_SOCO | VACAR | SOCO | Internal | Shoulder | B11 | 25 | 3000 | 1618.77 | 63.59 | 67.09 | 3.5 | 0
2025 | VACAR_2_SOCO | VACAR | SOCO | Internal | Shoulder | B12 | 200 | 3000 | 0 | 49.89 | 49.33 | 3.5 | 0
2025 | VACAR_2_SOCO | VACAR | SOCO | Internal | Shoulder | B13 | 600 | 3000 | 0 | 48.18 | 46.55 | 3.5 | 0
2025 | VACAR_2_SOCO | VACAR | SOCO | Internal | Shoulder | B14 | 900 | 3000 | 0 | 46.79 | 45.52 | 3.5 | 0
2025 | VACAR_2_SOCO | VACAR | SOCO | Internal | Shoulder | B15 | 1203 | 3000 | 0 | 44.72 | 44.95 | 3.5 | 0
2025 | VACAR_2_SOCO | VACAR | SOCO | Internal | Summer | B1 | 10 | 3000 | 0 | 77.58 | 76.82 | 3.5 | 0
2025 | VACAR_2_SOCO | VACAR | SOCO | Internal | Summer | B2 | 25 | 3000 | 0 | 77.58 | 75.99 | 3.5 | 0
2025 | VACAR_2_SOCO | VACAR | SOCO | Internal | Summer | B3 | 75 | 3000 | 0 | 77.58 | 74.77 | 3.5 | 0
2025 | VACAR_2_SOCO | VACAR | SOCO | Internal | Summer | B4 | 100 | 3000 | 0 | 76.09 | 73.95 | 3.5 | 0
2025 | VACAR_2_SOCO | VACAR | SOCO | Internal | Summer | B5 | 200 | 3000 | 0 | 70.55 | 73.95 | 3.5 | 0
2025 | VACAR_2_SOCO | VACAR | SOCO | Internal | Summer | B6 | 300 | 3000 | 0 | 59.46 | 61.06 | 3.5 | 0
2025 | VACAR_2_SOCO | VACAR | SOCO | Internal | Summer | B7 | 400 | 3000 | 1491.85 | 49.89 | 53.39 | 3.5 | 0
2025 | VACAR_2_SOCO | VACAR | SOCO | Internal | Summer | B8 | 500 | 3000 | 0 | 46.45 | 47.62 | 3.5 | 0
2025 | VACAR_2_SOCO | VACAR | SOCO | Internal | Summer | B9 | 800 | 3000 | 0 | 43.83 | 45.1 | 3.5 | 0
2025 | VACAR_2_SOCO | VACAR | SOCO | Internal | Summer | B10 | 1262 | 3000 | 0 | 42.82 | 43.55 | 3.5 | 0
2025 | VACAR_2_SOCO | VACAR | SOCO | Internal | Winter | B16 | 25 | 3000 | 0 | 72.15 | 69.47 | 3.5 | 0
2025 | VACAR_2_SOCO | VACAR | SOCO | Internal | Winter | B17 | 100 | 3000 | 0 | 53.36 | 52.45 | 3.5 | 0
2025 | VACAR_2_SOCO | VACAR | SOCO | Internal | Winter | B18 | 400 | 3000 | 0 | 48.99 | 49 | 3.5 | 0
2025 | VACAR_2_SOCO | VACAR | SOCO | Internal | Winter | B19 | 700 | 3000 | 0 | 48.18 | 47.83 | 3.5 | 0
2025 | VACAR_2_SOCO | VACAR | SOCO | Internal | Winter | B20 | 935 | 3000 | 731.84 | 44.1 | 47.6 | 3.5 | 0
2030 | ENT_2_MISO_MO-IL | ENT | MISO_MO-IL | Internal | Shoulder | B11 | 25 | 2260 | 0 | 51.27 | 52.1 | 4 | 0
2030 | ENT_2_MISO_MO-IL | ENT | MISO_MO-IL | Internal | Shoulder | B12 | 200 | 2260 | 0 | 45.34 | 45.32 | 4 | 0
2030 | ENT_2_MISO_MO-IL | ENT | MISO_MO-IL | Internal | Shoulder | B13 | 600 | 2260 | 0 | 40.55 | 40.55 | 4 | 0
2030 | ENT_2_MISO_MO-IL | ENT | MISO_MO-IL | Internal | Shoulder | B14 | 900 | 2260 | 0 | 39.93 | 39.93 | 4 | 0
2030 | ENT_2_MISO_MO-IL | ENT | MISO_MO-IL | Internal | Shoulder | B15 | 1203 | 2260 | 1096.36 | 33.74 | 37.74 | 4 | 0
2030 | ENT_2_MISO_MO-IL | ENT | MISO_MO-IL | Internal | Summer | B1 | 10 | 2260 | 0 | 72.13 | 72.13 | 4 | 0
2030 | ENT_2_MISO_MO-IL | ENT | MISO_MO-IL | Internal | Summer | B2 | 25 | 2260 | 0 | 67.7 | 70.66 | 4 | 0
2030 | ENT_2_MISO_MO-IL | ENT | MISO_MO-IL | Internal | Summer | B3 | 75 | 2260 | 0 | 68.21 | 70.27 | 4 | 0
2030 | ENT_2_MISO_MO-IL | ENT | MISO_MO-IL | Internal | Summer | B4 | 100 | 2260 | 0 | 65.97 | 67.69 | 4 | 0
2030 | ENT_2_MISO_MO-IL | ENT | MISO_MO-IL | Internal | Summer | B5 | 200 | 2260 | 0 | 64.44 | 64.44 | 4 | 0
2030 | ENT_2_MISO_MO-IL | ENT | MISO_MO-IL | Internal | Summer | B6 | 300 | 2260 | 0 | 48.59 | 48.59 | 4 | 0
2030 | ENT_2_MISO_MO-IL | ENT | MISO_MO-IL | Internal | Summer | B7 | 400 | 2260 | 0 | 45.68 | 43.32 | 4 | 0
2030 | ENT_2_MISO_MO-IL | ENT | MISO_MO-IL | Internal | Summer | B8 | 500 | 2260 | 0 | 43.87 | 40.78 | 4 | 0
2030 | ENT_2_MISO_MO-IL | ENT | MISO_MO-IL | Internal | Summer | B9 | 800 | 2260 | 0 | 42.24 | 38.86 | 4 | 0
2030 | ENT_2_MISO_MO-IL | ENT | MISO_MO-IL | Internal | Summer | B10 | 1262 | 2260 | 0 | 33.55 | 33.55 | 4 | 0
2030 | ENT_2_MISO_MO-IL | ENT | MISO_MO-IL | Internal | Winter | B16 | 25 | 2260 | 0 | 48.62 | 52.51 | 4 | 0
2030 | ENT_2_MISO_MO-IL | ENT | MISO_MO-IL | Internal | Winter | B17 | 100 | 2260 | 0 | 47.28 | 47.28 | 4 | 0
2030 | ENT_2_MISO_MO-IL | ENT | MISO_MO-IL | Internal | Winter | B18 | 400 | 2260 | 0 | 42.14 | 42.14 | 4 | 0
2030 | ENT_2_MISO_MO-IL | ENT | MISO_MO-IL | Internal | Winter | B19 | 700 | 2260 | 0 | 40.95 | 41.38 | 4 | 0
2030 | ENT_2_MISO_MO-IL | ENT | MISO_MO-IL | Internal | Winter | B20 | 935 | 2260 | 0 | 32.7 | 36.09 | 4 | 0
2030 | ENT_2_SOCO | ENT | SOCO | Internal | Shoulder | B11 | 25 | 2431 | 2431 | 51.27 | 68.17 | 4 | 12.9
2030 | ENT_2_SOCO | ENT | SOCO | Internal | Shoulder | B12 | 200 | 2431 | 2431 | 45.34 | 49.98 | 4 | 0.64
2030 | ENT_2_SOCO | ENT | SOCO | Internal | Shoulder | B13 | 600 | 2431 | 2431 | 40.55 | 47.5 | 4 | 2.95
2030 | ENT_2_SOCO | ENT | SOCO | Internal | Shoulder | B14 | 900 | 2431 | 2431 | 39.93 | 47.5 | 4 | 3.57
2030 | ENT_2_SOCO | ENT | SOCO | Internal | Shoulder | B15 | 1203 | 2431 | 2431 | 33.74 | 47.47 | 4 | 9.73
2030 | ENT_2_SOCO | ENT | SOCO | Internal | Summer | B1 | 10 | 2431 | 2431 | 72.13 | 80.63 | 4 | 4.5
2030 | ENT_2_SOCO | ENT | SOCO | Internal | Summer | B2 | 25 | 2431 | 2431 | 67.7 | 79.32 | 4 | 7.62
2030 | ENT_2_SOCO | ENT | SOCO | Internal | Summer | B3 | 75 | 2431 | 2431 | 68.21 | 79.05 | 4 | 6.84
2030 | ENT_2_SOCO | ENT | SOCO | Internal | Summer | B4 | 100 | 2431 | 2431 | 65.97 | 77.81 | 4 | 7.85
2030 | ENT_2_SOCO | ENT | SOCO | Internal | Summer | B5 | 200 | 2431 | 2431 | 64.44 | 77.81 | 4 | 9.37
2030 | ENT_2_SOCO | ENT | SOCO | Internal | Summer | B6 | 300 | 2431 | 2431 | 48.59 | 63.67 | 4 | 11.08
2030 | ENT_2_SOCO | ENT | SOCO | Internal | Summer | B7 | 400 | 2431 | 2431 | 45.68 | 54.79 | 4 | 5.11
2030 | ENT_2_SOCO | ENT | SOCO | Internal | Summer | B8 | 500 | 2431 | 2431 | 43.87 | 49.28 | 4 | 1.41
2030 | ENT_2_SOCO | ENT | SOCO | Internal | Summer | B9 | 800 | 2431 | 1852.2 | 42.24 | 46.24 | 4 | 0
2030 | ENT_2_SOCO | ENT | SOCO | Internal | Summer | B10 | 1262 | 2431 | 2431 | 33.55 | 45.97 | 4 | 8.42
2030 | ENT_2_SOCO | ENT | SOCO | Internal | Winter | B16 | 25 | 2431 | 2431 | 48.62 | 73.41 | 4 | 20.78
2030 | ENT_2_SOCO | ENT | SOCO | Internal | Winter | B17 | 100 | 2431 | 2431 | 47.28 | 52.76 | 4 | 1.48
2030 | ENT_2_SOCO | ENT | SOCO | Internal | Winter | B18 | 400 | 2431 | 2431 | 42.14 | 50.64 | 4 | 4.5
2030 | ENT_2_SOCO | ENT | SOCO | Internal | Winter | B19 | 700 | 2431 | 2431 | 40.95 | 50.64 | 4 | 5.69
2030 | ENT_2_SOCO | ENT | SOCO | Internal | Winter | B20 | 935 | 2431 | 2431 | 32.7 | 48.09 | 4 | 11.39
2030 | ENT_2_TVA_Transmission | ENT | TVA_Transmission | Internal | Shoulder | B11 | 25 | 2100 | 2100 | 51.27 | 56.1 | 4 | 0.82
2030 | ENT_2_TVA_Transmission | ENT | TVA_Transmission | Internal | Shoulder | B12 | 200 | 2100 | 0 | 45.34 | 49 | 4 | 0
2030 | ENT_2_TVA_Transmission | ENT | TVA_Transmission | Internal | Shoulder | B13 | 600 | 2100 | 344.71 | 40.55 | 44.55 | 4 | 0
2030 | ENT_2_TVA_Transmission | ENT | TVA_Transmission | Internal | Shoulder | B14 | 900 | 2100 | 1508.48 | 39.93 | 43.93 | 4 | 0
2030 | ENT_2_TVA_Transmission | ENT | TVA_Transmission | Internal | Shoulder | B15 | 1203 | 2100 | 2100 | 33.74 | 42.41 | 4 | 4.67
2030 | ENT_2_TVA_Transmission | ENT | TVA_Transmission | Internal | Summer | B1 | 10 | 2100 | 1791.56 | 72.13 | 76.13 | 4 | 0
2030 | ENT_2_TVA_Transmission | ENT | TVA_Transmission | Internal | Summer | B2 | 25 | 2100 | 2100 | 67.7 | 74.66 | 4 | 2.96
2030 | ENT_2_TVA_Transmission | ENT | TVA_Transmission | Internal | Summer | B3 | 75 | 2100 | 2100 | 68.21 | 74.55 | 4 | 2.34
2030 | ENT_2_TVA_Transmission | ENT | TVA_Transmission | Internal | Summer | B4 | 100 | 2100 | 2100 | 65.97 | 73.3 | 4 | 3.33
2030 | ENT_2_TVA_Transmission | ENT | TVA_Transmission | Internal | Summer | B5 | 200 | 2100 | 1540.75 | 64.44 | 68.44 | 4 | 0
2030 | ENT_2_TVA_Transmission | ENT | TVA_Transmission | Internal | Summer | B6 | 300 | 2100 | 794.6 | 48.59 | 52.59 | 4 | 0
2030 | ENT_2_TVA_Transmission | ENT | TVA_Transmission | Internal | Summer | B7 | 400 | 2100 | 0 | 45.68 | 47.32 | 4 | 0
2030 | ENT_2_TVA_Transmission | ENT | TVA_Transmission | Internal | Summer | B8 | 500 | 2100 | 0 | 43.87 | 44.78 | 4 | 0
2030 | ENT_2_TVA_Transmission | ENT | TVA_Transmission | Internal | Summer | B9 | 800 | 2100 | 0 | 42.24 | 42.86 | 4 | 0
2030 | ENT_2_TVA_Transmission | ENT | TVA_Transmission | Internal | Summer | B10 | 1262 | 2100 | 1687.5 | 33.55 | 37.55 | 4 | 0
2030 | ENT_2_TVA_Transmission | ENT | TVA_Transmission | Internal | Winter | B16 | 25 | 2100 | 2100 | 48.62 | 56.51 | 4 | 3.88
2030 | ENT_2_TVA_Transmission | ENT | TVA_Transmission | Internal | Winter | B17 | 100 | 2100 | 1777.43 | 47.28 | 51.28 | 4 | 0
2030 | ENT_2_TVA_Transmission | ENT | TVA_Transmission | Internal | Winter | B18 | 400 | 2100 | 964.01 | 42.14 | 46.14 | 4 | 0
2030 | ENT_2_TVA_Transmission | ENT | TVA_Transmission | Internal | Winter | B19 | 700 | 2100 | 2100 | 40.95 | 46.13 | 4 | 1.18
2030 | ENT_2_TVA_Transmission | ENT | TVA_Transmission | Internal | Winter | B20 | 935 | 2100 | 2100 | 32.7 | 40.09 | 4 | 3.39
2030 | HQ_NEISO_2_NEISO | HQ_NEISO | NEISO | Internal | Shoulder | B11 | 25 | 99999 | 4523.29 | 39.24 | 39.26 | 0.01 | 0
2030 | HQ_NEISO_2_NEISO | HQ_NEISO | NEISO | Internal | Shoulder | B12 | 200 | 99999 | 4507.22 | 39.24 | 39.26 | 0.01 | 0
2030 | HQ_NEISO_2_NEISO | HQ_NEISO | NEISO | Internal | Shoulder | B13 | 600 | 99999 | 4443.92 | 39.24 | 39.26 | 0.01 | 0
2030 | HQ_NEISO_2_NEISO | HQ_NEISO | NEISO | Internal | Shoulder | B14 | 900 | 99999 | 4333.2 | 39.24 | 39.26 | 0.01 | 0
2030 | HQ_NEISO_2_NEISO | HQ_NEISO | NEISO | Internal | Shoulder | B15 | 1203 | 99999 | 2251.49 | 39.24 | 39.26 | 0.01 | 0
2030 | HQ_NEISO_2_NEISO | HQ_NEISO | NEISO | Internal | Summer | B1 | 10 | 99999 | 5420 | 55.71 | 55.72 | 0.01 | 0
2030 | HQ_NEISO_2_NEISO | HQ_NEISO | NEISO | Internal | Summer | B2 | 25 | 99999 | 5313.73 | 52.71 | 52.72 | 0.01 | 0
2030 | HQ_NEISO_2_NEISO | HQ_NEISO | NEISO | Internal | Summer | B3 | 75 | 99999 | 5101.91 | 45.84 | 45.85 | 0.01 | 0
2030 | HQ_NEISO_2_NEISO | HQ_NEISO | NEISO | Internal | Summer | B4 | 100 | 99999 | 4919.84 | 36.77 | 36.79 | 0.01 | 0
2030 | HQ_NEISO_2_NEISO | HQ_NEISO | NEISO | Internal | Summer | B5 | 200 | 99999 | 4820.81 | 36.77 | 36.79 | 0.01 | 0
2030 | HQ_NEISO_2_NEISO | HQ_NEISO | NEISO | Internal | Summer | B6 | 300 | 99999 | 4709.12 | 36.77 | 36.79 | 0.01 | 0
2030 | HQ_NEISO_2_NEISO | HQ_NEISO | NEISO | Internal | Summer | B7 | 400 | 99999 | 4581.14 | 36.77 | 36.79 | 0.01 | 0
2030 | HQ_NEISO_2_NEISO | HQ_NEISO | NEISO | Internal | Summer | B8 | 500 | 99999 | 4480.51 | 36.77 | 36.79 | 0.01 | 0
2030 | HQ_NEISO_2_NEISO | HQ_NEISO | NEISO | Internal | Summer | B9 | 800 | 99999 | 4357.25 | 36.77 | 36.79 | 0.01 | 0
2030 | HQ_NEISO_2_NEISO | HQ_NEISO | NEISO | Internal | Summer | B10 | 1262 | 99999 | 1940.57 | 36.77 | 36.79 | 0.01 | 0
2030 | HQ_NEISO_2_NEISO | HQ_NEISO | NEISO | Internal | Winter | B16 | 25 | 99999 | 4746.16 | 50.76 | 50.77 | 0.01 | 0
2030 | HQ_NEISO_2_NEISO | HQ_NEISO | NEISO | Internal | Winter | B17 | 100 | 99999 | 4656.71 | 47.51 | 47.52 | 0.01 | 0
2030 | HQ_NEISO_2_NEISO | HQ_NEISO | NEISO | Internal | Winter | B18 | 400 | 99999 | 4588.26 | 46.66 | 46.67 | 0.01 | 0
2030 | HQ_NEISO_2_NEISO | HQ_NEISO | NEISO | Internal | Winter | B19 | 700 | 99999 | 4460.73 | 46.66 | 46.67 | 0.01 | 0
2030 | HQ_NEISO_2_NEISO | HQ_NEISO | NEISO | Internal | Winter | B20 | 935 | 99999 | 2471.08 | 46.66 | 46.67 | 0.01 | 0
2030 | HQ_NY_2_NYISO_A-F | HQ_NY | NYISO_A-F | Internal | Shoulder | B11 | 25 | 99999 | 2812.27 | 43.33 | 43.34 | 0.01 | 0
2030 | HQ_NY_2_NYISO_A-F | HQ_NY | NYISO_A-F | Internal | Shoulder | B12 | 200 | 99999 | 2847.69 | 43.3 | 43.31 | 0.01 | 0
2030 | HQ_NY_2_NYISO_A-F | HQ_NY | NYISO_A-F | Internal | Shoulder | B13 | 600 | 99999 | 2781.85 | 40.74 | 40.76 | 0.01 | 0
2030 | HQ_NY_2_NYISO_A-F | HQ_NY | NYISO_A-F | Internal | Shoulder | B14 | 900 | 99999 | 2673.14 | 40.74 | 40.76 | 0.01 | 0
2030 | HQ_NY_2_NYISO_A-F | HQ_NY | NYISO_A-F | Internal | Shoulder | B15 | 1203 | 99999 | 1582.7 | 40.74 | 40.76 | 0.01 | 0
2030 | HQ_NY_2_NYISO_A-F | HQ_NY | NYISO_A-F | Internal | Summer | B1 | 10 | 99999 | 3500 | 54.21 | 54.22 | 0.01 | 0
2030 | HQ_NY_2_NYISO_A-F | HQ_NY | NYISO_A-F | Internal | Summer | B2 | 25 | 99999 | 3406.62 | 54.21 | 54.22 | 0.01 | 0
2030 | HQ_NY_2_NYISO_A-F | HQ_NY | NYISO_A-F | Internal | Summer | B3 | 75 | 99999 | 3266.6 | 49.61 | 49.62 | 0.01 | 0
2030 | HQ_NY_2_NYISO_A-F | HQ_NY | NYISO_A-F | Internal | Summer | B4 | 100 | 99999 | 3116.28 | 49.61 | 49.62 | 0.01 | 0
2030 | HQ_NY_2_NYISO_A-F | HQ_NY | NYISO_A-F | Internal | Summer | B5 | 200 | 99999 | 3025.49 | 46.06 | 46.07 | 0.01 | 0
2030 | HQ_NY_2_NYISO_A-F | HQ_NY | NYISO_A-F | Internal | Summer | B6 | 300 | 99999 | 2934.86 | 46.01 | 46.02 | 0.01 | 0
2030 | HQ_NY_2_NYISO_A-F | HQ_NY | NYISO_A-F | Internal | Summer | B7 | 400 | 99999 | 2830.75 | 42.01 | 42.02 | 0.01 | 0
2030 | HQ_NY_2_NYISO_A-F | HQ_NY | NYISO_A-F | Internal | Summer | B8 | 500 | 99999 | 2760.25 | 39.56 | 39.57 | 0.01 | 0
2030 | HQ_NY_2_NYISO_A-F | HQ_NY | NYISO_A-F | Internal | Summer | B9 | 800 | 99999 | 2664.71 | 38.87 | 38.89 | 0.01 | 0
2030 | HQ_NY_2_NYISO_A-F | HQ_NY | NYISO_A-F | Internal | Summer | B10 | 1262 | 99999 | 1436.31 | 38.87 | 38.89 | 0.01 | 0
2030 | HQ_NY_2_NYISO_A-F | HQ_NY | NYISO_A-F | Internal | Winter | B16 | 25 | 99999 | 3058.87 | 48.92 | 48.93 | 0.01 | 0
2030 | HQ_NY_2_NYISO_A-F | HQ_NY | NYISO_A-F | Internal | Winter | B17 | 100 | 99999 | 3001.1 | 46.01 | 46.02 | 0.01 | 0
2030 | HQ_NY_2_NYISO_A-F | HQ_NY | NYISO_A-F | Internal | Winter | B18 | 400 | 99999 | 2934.69 | 45.16 | 45.17 | 0.01 | 0
2030 | HQ_NY_2_NYISO_A-F | HQ_NY | NYISO_A-F | Internal | Winter | B19 | 700 | 99999 | 2819.07 | 43.6 | 43.61 | 0.01 | 0
2030 | HQ_NY_2_NYISO_A-F | HQ_NY | NYISO_A-F | Internal | Winter | B20 | 935 | 99999 | 1762.97 | 43.6 | 43.61 | 0.01 | 0
2030 | HQ_IESO_2_IESO | HQ_IESO | IESO | Internal | Shoulder | B11 | 25 | 99999 | 400 | 39.83 | 39.84 | 0.01 | 0
2030 | HQ_IESO_2_IESO | HQ_IESO | IESO | Internal | Shoulder | B12 | 200 | 99999 | 400 | 39.8 | 39.81 | 0.01 | 0
2030 | HQ_IESO_2_IESO | HQ_IESO | IESO | Internal | Shoulder | B13 | 600 | 99999 | 400 | 37.24 | 37.26 | 0.01 | 0
2030 | HQ_IESO_2_IESO | HQ_IESO | IESO | Internal | Shoulder | B14 | 900 | 99999 | 400 | 37.24 | 37.26 | 0.01 | 0
2030 | HQ_IESO_2_IESO | HQ_IESO | IESO | Internal | Shoulder | B15 | 1203 | 99999 | 75.48 | 37.24 | 37.26 | 0.01 | 0
2030 | HQ_IESO_2_IESO | HQ_IESO | IESO | Internal | Summer | B1 | 10 | 99999 | 400 | 50.71 | 50.72 | 0.01 | 0
2030 | HQ_IESO_2_IESO | HQ_IESO | IESO | Internal | Summer | B2 | 25 | 99999 | 400 | 50.71 | 50.72 | 0.01 | 0
2030 | HQ_IESO_2_IESO | HQ_IESO | IESO | Internal | Summer | B3 | 75 | 99999 | 400 | 46.11 | 46.12 | 0.01 | 0
2030 | HQ_IESO_2_IESO | HQ_IESO | IESO | Internal | Summer | B4 | 100 | 99999 | 400 | 46.11 | 46.12 | 0.01 | 0
2030 | HQ_IESO_2_IESO | HQ_IESO | IESO | Internal | Summer | B5 | 200 | 99999 | 400 | 42.56 | 42.57 | 0.01 | 0
2030 | HQ_IESO_2_IESO | HQ_IESO | IESO | Internal | Summer | B6 | 300 | 99999 | 400 | 42.51 | 42.52 | 0.01 | 0
2030 | HQ_IESO_2_IESO | HQ_IESO | IESO | Internal | Summer | B7 | 400 | 99999 | 400 | 38.51 | 38.52 | 0.01 | 0
2030 | HQ_IESO_2_IESO | HQ_IESO | IESO | Internal | Summer | B8 | 500 | 99999 | 400 | 36.06 | 36.07 | 0.01 | 0
2030 | HQ_IESO_2_IESO | HQ_IESO | IESO | Internal | Summer | B9 | 800 | 99999 | 400 | 35.37 | 35.39 | 0.01 | 0
2030 | HQ_IESO_2_IESO | HQ_IESO | IESO | Internal | Summer | B10 | 1262 | 99999 | 12.04 | 35.37 | 35.39 | 0.01 | 0
2030 | HQ_IESO_2_IESO | HQ_IESO | IESO | Internal | Winter | B16 | 25 | 99999 | 400 | 45.42 | 45.43 | 0.01 | 0
2030 | HQ_IESO_2_IESO | HQ_IESO | IESO | Internal | Winter | B17 | 100 | 99999 | 400 | 42.51 | 42.53 | 0.01 | 0
2030 | HQ_IESO_2_IESO | HQ_IESO | IESO | Internal | Winter | B18 | 400 | 99999 | 400 | 41.66 | 41.67 | 0.01 | 0
2030 | HQ_IESO_2_IESO | HQ_IESO | IESO | Internal | Winter | B19 | 700 | 99999 | 400 | 40.1 | 40.11 | 0.01 | 0
2030 | HQ_IESO_2_IESO | HQ_IESO | IESO | Internal | Winter | B20 | 935 | 99999 | 91.98 | 40.1 | 40.11 | 0.01 | 0
2030 | IESO_2_MAPP_CA | IESO | MAPP_CA | Internal | Shoulder | B11 | 25 | 262 | 0 | 39.84 | 32.61 | 3.5 | 0
2030 | IESO_2_MAPP_CA | IESO | MAPP_CA | Internal | Shoulder | B12 | 200 | 262 | 0 | 39.81 | 35.81 | 3.5 | 0
2030 | IESO_2_MAPP_CA | IESO | MAPP_CA | Internal | Shoulder | B13 | 600 | 262 | 0 | 37.26 | 33.26 | 3.5 | 0
2030 | IESO_2_MAPP_CA | IESO | MAPP_CA | Internal | Shoulder | B14 | 900 | 262 | 0 | 37.26 | 32.61 | 3.5 | 0
2030 | IESO_2_MAPP_CA | IESO | MAPP_CA | Internal | Shoulder | B15 | 1203 | 262 | 0 | 37.26 | 32.61 | 3.5 | 0
2030 | IESO_2_MAPP_CA | IESO | MAPP_CA | Internal | Summer | B1 | 10 | 262 | 0 | 50.72 | 33.54 | 3.5 | 0
2030 | IESO_2_MAPP_CA | IESO | MAPP_CA | Internal | Summer | B2 | 25 | 262 | 0 | 50.72 | 33.54 | 3.5 | 0
2030 | IESO_2_MAPP_CA | IESO | MAPP_CA | Internal | Summer | B3 | 75 | 262 | 0 | 46.12 | 33.54 | 3.5 | 0
2030 | IESO_2_MAPP_CA | IESO | MAPP_CA | Internal | Summer | B4 | 100 | 262 | 0 | 46.12 | 33.54 | 3.5 | 0
2030 | IESO_2_MAPP_CA | IESO | MAPP_CA | Internal | Summer | B5 | 200 | 262 | 0 | 42.57 | 33.54 | 3.5 | 0
2030 | IESO_2_MAPP_CA | IESO | MAPP_CA | Internal | Summer | B6 | 300 | 262 | 0 | 42.52 | 33.54 | 3.5 | 0
2030 | IESO_2_MAPP_CA | IESO | MAPP_CA | Internal | Summer | B7 | 400 | 262 | 0 | 38.52 | 33.54 | 3.5 | 0
2030 | IESO_2_MAPP_CA | IESO | MAPP_CA | Internal | Summer | B8 | 500 | 262 | 0 | 36.07 | 33.54 | 3.5 | 0
2030 | IESO_2_MAPP_CA | IESO | MAPP_CA | Internal | Summer | B9 | 800 | 262 | 0 | 35.39 | 33.54 | 3.5 | 0
2030 | IESO_2_MAPP_CA | IESO | MAPP_CA | Internal | Summer | B10 | 1262 | 262 | 0 | 35.39 | 33.54 | 3.5 | 0
2030 | IESO_2_MAPP_CA | IESO | MAPP_CA | Internal | Winter | B16 | 25 | 262 | 0 | 45.43 | 36.65 | 3.5 | 0
2030 | IESO_2_MAPP_CA | IESO | MAPP_CA | Internal | Winter | B17 | 100 | 262 | 0 | 42.53 | 36.65 | 3.5 | 0
2030 | IESO_2_MAPP_CA | IESO | MAPP_CA | Internal | Winter | B18 | 400 | 262 | 0 | 41.67 | 37.89 | 3.5 | 0
2030 | IESO_2_MAPP_CA | IESO | MAPP_CA | Internal | Winter | B19 | 700 | 262 | 0 | 40.11 | 36.65 | 3.5 | 0
2030 | IESO_2_MAPP_CA | IESO | MAPP_CA | Internal | Winter | B20 | 935 | 262 | 0 | 40.11 | 36.65 | 3.5 | 0
2030 | IESO_2_MISO_MI | IESO | MISO_MI | Internal | Shoulder | B11 | 25 | 1840 | 1840 | 39.84 | 52.12 | 3.5 | 8.78
2030 | IESO_2_MISO_MI | IESO | MISO_MI | Internal | Shoulder | B12 | 200 | 1840 | 1840 | 39.81 | 45.52 | 3.5 | 2.21
2030 | IESO_2_MISO_MI | IESO | MISO_MI | Internal | Shoulder | B13 | 600 | 1840 | 1840 | 37.26 | 43.12 | 3.5 | 2.36
2030 | IESO_2_MISO_MI | IESO | MISO_MI | Internal | Shoulder | B14 | 900 | 1840 | 1840 | 37.26 | 42.41 | 3.5 | 1.66
2030 | IESO_2_MISO_MI | IESO | MISO_MI | Internal | Shoulder | B15 | 1203 | 1840 | 0 | 37.26 | 38.23 | 3.5 | 0
2030 | IESO_2_MISO_MI | IESO | MISO_MI | Internal | Summer | B1 | 10 | 1840 | 1840 | 50.72 | 72.23 | 3.5 | 18.01
2030 | IESO_2_MISO_MI | IESO | MISO_MI | Internal | Summer | B2 | 25 | 1840 | 1840 | 50.72 | 70.66 | 3.5 | 16.44
2030 | IESO_2_MISO_MI | IESO | MISO_MI | Internal | Summer | B3 | 75 | 1840 | 1840 | 46.12 | 70.27 | 3.5 | 20.65
2030 | IESO_2_MISO_MI | IESO | MISO_MI | Internal | Summer | B4 | 100 | 1840 | 1840 | 46.12 | 67.68 | 3.5 | 18.05
2030 | IESO_2_MISO_MI | IESO | MISO_MI | Internal | Summer | B5 | 200 | 1840 | 1840 | 42.57 | 64.44 | 3.5 | 18.37
2030 | IESO_2_MISO_MI | IESO | MISO_MI | Internal | Summer | B6 | 300 | 1840 | 1840 | 42.52 | 48.61 | 3.5 | 2.59
2030 | IESO_2_MISO_MI | IESO | MISO_MI | Internal | Summer | B7 | 400 | 1840 | 1840 | 38.52 | 43.34 | 3.5 | 1.32
2030 | IESO_2_MISO_MI | IESO | MISO_MI | Internal | Summer | B8 | 500 | 1840 | 1840 | 36.07 | 40.81 | 3.5 | 1.23
2030 | IESO_2_MISO_MI | IESO | MISO_MI | Internal | Summer | B9 | 800 | 1840 | 1075.54 | 35.39 | 38.89 | 3.5 | 0
2030 | IESO_2_MISO_MI | IESO | MISO_MI | Internal | Summer | B10 | 1262 | 1840 | 0 | 35.39 | 34.68 | 3.5 | 0
2030 | IESO_2_MISO_MI | IESO | MISO_MI | Internal | Winter | B16 | 25 | 1840 | 1840 | 45.43 | 52.53 | 3.5 | 3.6
2030 | IESO_2_MISO_MI | IESO | MISO_MI | Internal | Winter | B17 | 100 | 1840 | 1840 | 42.53 | 49.01 | 3.5 | 2.99
2030 | IESO_2_MISO_MI | IESO | MISO_MI | Internal | Winter | B18 | 400 | 1840 | 1840 | 41.67 | 45.86 | 3.5 | 0.68
2030 | IESO_2_MISO_MI | IESO | MISO_MI | Internal | Winter | B19 | 700 | 1840 | 944.39 | 40.11 | 43.61 | 3.5 | 0
2030 | IESO_2_MISO_MI | IESO | MISO_MI | Internal | Winter | B20 | 935 | 1840 | 0 | 40.11 | 36.11 | 3.5 | 0
2030 | IESO_2_MISO_W | IESO | MISO_W | Internal | Shoulder | B11 | 25 | 214 | 214 | 39.84 | 51.26 | 3.5 | 7.92
2030 | IESO_2_MISO_W | IESO | MISO_W | Internal | Shoulder | B12 | 200 | 214 | 214 | 39.81 | 45.31 | 3.5 | 2
2030 | IESO_2_MISO_W | IESO | MISO_W | Internal | Shoulder | B13 | 600 | 214 | 0 | 37.26 | 40.54 | 3.5 | 0
2030 | IESO_2_MISO_W | IESO | MISO_W | Internal | Shoulder | B14 | 900 | 214 | 0 | 37.26 | 32.62 | 3.5 | 0
2030 | IESO_2_MISO_W | IESO | MISO_W | Internal | Shoulder | B15 | 1203 | 214 | 0 | 37.26 | 30.67 | 3.5 | 0
2030 | IESO_2_MISO_W | IESO | MISO_W | Internal | Summer | B1 | 10 | 214 | 214 | 50.72 | 72.11 | 3.5 | 17.89
2030 | IESO_2_MISO_W | IESO | MISO_W | Internal | Summer | B2 | 25 | 214 | 214 | 50.72 | 67.69 | 3.5 | 13.47
2030 | IESO_2_MISO_W | IESO | MISO_W | Internal | Summer | B3 | 75 | 214 | 214 | 46.12 | 68.28 | 3.5 | 18.66
2030 | IESO_2_MISO_W | IESO | MISO_W | Internal | Summer | B4 | 100 | 214 | 214 | 46.12 | 67.68 | 3.5 | 18.05
2030 | IESO_2_MISO_W | IESO | MISO_W | Internal | Summer | B5 | 200 | 214 | 214 | 42.57 | 64.43 | 3.5 | 18.36
2030 | IESO_2_MISO_W | IESO | MISO_W | Internal | Summer | B6 | 300 | 214 | 214 | 42.52 | 48.58 | 3.5 | 2.56
2030 | IESO_2_MISO_W | IESO | MISO_W | Internal | Summer | B7 | 400 | 214 | 214 | 38.52 | 43.31 | 3.5 | 1.29
2030 | IESO_2_MISO_W | IESO | MISO_W | Internal | Summer | B8 | 500 | 214 | 214 | 36.07 | 40.77 | 3.5 | 1.2
2030 | IESO_2_MISO_W | IESO | MISO_W | Internal | Summer | B9 | 800 | 214 | 0 | 35.39 | 38.85 | 3.5 | 0
2030 | IESO_2_MISO_W | IESO | MISO_W | Internal | Summer | B10 | 1262 | 214 | 0 | 35.39 | 33.52 | 3.5 | 0
2030 | IESO_2_MISO_W | IESO | MISO_W | Internal | Winter | B16 | 25 | 214 | 0 | 45.43 | 36.66 | 3.5 | 0
2030 | IESO_2_MISO_W | IESO | MISO_W | Internal | Winter | B17 | 100 | 214 | 0 | 42.53 | 36.66 | 3.5 | 0
2030 | IESO_2_MISO_W | IESO | MISO_W | Internal | Winter | B18 | 400 | 214 | 0 | 41.67 | 37.91 | 3.5 | 0
2030 | IESO_2_MISO_W | IESO | MISO_W | Internal | Winter | B19 | 700 | 214 | 0 | 40.11 | 36.66 | 3.5 | 0
2030 | IESO_2_MISO_W | IESO | MISO_W | Internal | Winter | B20 | 935 | 214 | 0 | 40.11 | 31.06 | 3.5 | 0
2030 | IESO_2_NYISO_A-F | IESO | NYISO_A-F | Internal | Shoulder | B11 | 25 | 1725 | 1206.54 | 39.84 | 43.34 | 3.5 | 0
2030 | IESO_2_NYISO_A-F | IESO | NYISO_A-F | Internal | Shoulder | B12 | 200 | 1725 | 814 | 39.81 | 43.31 | 3.5 | 0
2030 | IESO_2_NYISO_A-F | IESO | NYISO_A-F | Internal | Shoulder | B13 | 600 | 1725 | 960.06 | 37.26 | 40.76 | 3.5 | 0
2030 | IESO_2_NYISO_A-F | IESO | NYISO_A-F | Internal | Shoulder | B14 | 900 | 1725 | 874.31 | 37.26 | 40.76 | 3.5 | 0
2030 | IESO_2_NYISO_A-F | IESO | NYISO_A-F | Internal | Shoulder | B15 | 1203 | 1725 | 1062.9 | 37.26 | 40.76 | 3.5 | 0
2030 | IESO_2_NYISO_A-F | IESO | NYISO_A-F | Internal | Summer | B1 | 10 | 1725 | 10.39 | 50.72 | 54.22 | 3.5 | 0
2030 | IESO_2_NYISO_A-F | IESO | NYISO_A-F | Internal | Summer | B2 | 25 | 1725 | 591.18 | 50.72 | 54.22 | 3.5 | 0
2030 | IESO_2_NYISO_A-F | IESO | NYISO_A-F | Internal | Summer | B3 | 75 | 1725 | 974.29 | 46.12 | 49.62 | 3.5 | 0
2030 | IESO_2_NYISO_A-F | IESO | NYISO_A-F | Internal | Summer | B4 | 100 | 1725 | 726.74 | 46.12 | 49.62 | 3.5 | 0
2030 | IESO_2_NYISO_A-F | IESO | NYISO_A-F | Internal | Summer | B5 | 200 | 1725 | 504.53 | 42.57 | 46.07 | 3.5 | 0
2030 | IESO_2_NYISO_A-F | IESO | NYISO_A-F | Internal | Summer | B6 | 300 | 1725 | 251.28 | 42.52 | 46.02 | 3.5 | 0
2030 | IESO_2_NYISO_A-F | IESO | NYISO_A-F | Internal | Summer | B7 | 400 | 1725 | 622.14 | 38.52 | 42.02 | 3.5 | 0
2030 | IESO_2_NYISO_A-F | IESO | NYISO_A-F | Internal | Summer | B8 | 500 | 1725 | 1089.04 | 36.07 | 39.57 | 3.5 | 0
2030 | IESO_2_NYISO_A-F | IESO | NYISO_A-F | Internal | Summer | B9 | 800 | 1725 | 1156.24 | 35.39 | 38.89 | 3.5 | 0
2030 | IESO_2_NYISO_A-F | IESO | NYISO_A-F | Internal | Summer | B10 | 1262 | 1725 | 780.15 | 35.39 | 38.89 | 3.5 | 0
2030 | IESO_2_NYISO_A-F | IESO | NYISO_A-F | Internal | Winter | B16 | 25 | 1725 | 1112.21 | 45.43 | 48.93 | 3.5 | 0
2030 | IESO_2_NYISO_A-F | IESO | NYISO_A-F | Internal | Winter | B17 | 100 | 1725 | 716.83 | 42.53 | 46.02 | 3.5 | 0
2030 | IESO_2_NYISO_A-F | IESO | NYISO_A-F | Internal | Winter | B18 | 400 | 1725 | 915.2 | 41.67 | 45.17 | 3.5 | 0
2030 | IESO_2_NYISO_A-F | IESO | NYISO_A-F | Internal | Winter | B19 | 700 | 1725 | 1144.3 | 40.11 | 43.61 | 3.5 | 0
2030 | IESO_2_NYISO_A-F | IESO | NYISO_A-F | Internal | Winter | B20 | 935 | 1725 | 1058.88 | 40.11 | 43.61 | 3.5 | 0
2030 | MAPP_CA_2_IESO | MAPP_CA | IESO | Internal | Shoulder | B11 | 25 | 330 | 330 | 32.61 | 39.84 | 4 | 3.23
2030 | MAPP_CA_2_IESO | MAPP_CA | IESO | Internal | Shoulder | B12 | 200 | 330 | 151.96 | 35.81 | 39.81 | 4 | 0
2030 | MAPP_CA_2_IESO | MAPP_CA | IESO | Internal | Shoulder | B13 | 600 | 330 | 276.29 | 33.26 | 37.26 | 4 | 0
2030 | MAPP_CA_2_IESO | MAPP_CA | IESO | Internal | Shoulder | B14 | 900 | 330 | 330 | 32.61 | 37.26 | 4 | 0.65
2030 | MAPP_CA_2_IESO | MAPP_CA | IESO | Internal | Shoulder | B15 | 1203 | 330 | 330 | 32.61 | 37.26 | 4 | 0.65
2030 | MAPP_CA_2_IESO | MAPP_CA | IESO | Internal | Summer | B1 | 10 | 330 | 330 | 33.54 | 50.72 | 4 | 13.19
2030 | MAPP_CA_2_IESO | MAPP_CA | IESO | Internal | Summer | B2 | 25 | 330 | 330 | 33.54 | 50.72 | 4 | 13.19
2030 | MAPP_CA_2_IESO | MAPP_CA | IESO | Internal | Summer | B3 | 75 | 330 | 330 | 33.54 | 46.12 | 4 | 8.59
2030 | MAPP_CA_2_IESO | MAPP_CA | IESO | Internal | Summer | B4 | 100 | 330 | 330 | 33.54 | 46.12 | 4 | 8.59
2030 | MAPP_CA_2_IESO | MAPP_CA | IESO | Internal | Summer | B5 | 200 | 330 | 330 | 33.54 | 42.57 | 4 | 5.04
2030 | MAPP_CA_2_IESO | MAPP_CA | IESO | Internal | Summer | B6 | 300 | 330 | 330 | 33.54 | 42.52 | 4 | 4.99
2030 | MAPP_CA_2_IESO | MAPP_CA | IESO | Internal | Summer | B7 | 400 | 330 | 330 | 33.54 | 38.52 | 4 | 0.98
2030 | MAPP_CA_2_IESO | MAPP_CA | IESO | Internal | Summer | B8 | 500 | 330 | 0 | 33.54 | 36.07 | 4 | 0
2030 | MAPP_CA_2_IESO | MAPP_CA | IESO | Internal | Summer | B9 | 800 | 330 | 0 | 33.54 | 35.39 | 4 | 0
2030 | MAPP_CA_2_IESO | MAPP_CA | IESO | Internal | Summer | B10 | 1262 | 330 | 0 | 33.54 | 35.39 | 4 | 0
2030 | MAPP_CA_2_IESO | MAPP_CA | IESO | Internal | Winter | B16 | 25 | 330 | 330 | 36.65 | 45.43 | 4 | 4.78
2030 | MAPP_CA_2_IESO | MAPP_CA | IESO | Internal | Winter | B17 | 100 | 330 | 330 | 36.65 | 42.53 | 4 | 1.88
2030 | MAPP_CA_2_IESO | MAPP_CA | IESO | Internal | Winter | B18 | 400 | 330 | 0 | 37.89 | 41.67 | 4 | 0
2030 | MAPP_CA_2_IESO | MAPP_CA | IESO | Internal | Winter | B19 | 700 | 330 | 0 | 36.65 | 40.11 | 4 | 0
2030 | MAPP_CA_2_IESO | MAPP_CA | IESO | Internal | Winter | B20 | 935 | 330 | 0 | 36.65 | 40.11 | 4 | 0
2030 | MAPP_CA_2_MAPP_US | MAPP_CA | MAPP_US | Internal | Shoulder | B11 | 25 | 437 | 437 | 32.61 | 45.26 | 3.5 | 9.16
2030 | MAPP_CA_2_MAPP_US | MAPP_CA | MAPP_US | Internal | Shoulder | B12 | 200 | 437 | 109.76 | 35.81 | 39.31 | 3.5 | 0
2030 | MAPP_CA_2_MAPP_US | MAPP_CA | MAPP_US | Internal | Shoulder | B13 | 600 | 437 | 0 | 33.26 | 34.54 | 3.5 | 0
2030 | MAPP_CA_2_MAPP_US | MAPP_CA | MAPP_US | Internal | Shoulder | B14 | 900 | 437 | 0 | 32.61 | 29.12 | 3.5 | 0
2030 | MAPP_CA_2_MAPP_US | MAPP_CA | MAPP_US | Internal | Shoulder | B15 | 1203 | 437 | 0 | 32.61 | 26.55 | 3.5 | 0
2030 | MAPP_CA_2_MAPP_US | MAPP_CA | MAPP_US | Internal | Summer | B1 | 10 | 437 | 437 | 33.54 | 68.61 | 3.5 | 31.58
2030 | MAPP_CA_2_MAPP_US | MAPP_CA | MAPP_US | Internal | Summer | B2 | 25 | 437 | 437 | 33.54 | 64.19 | 3.5 | 27.15
2030 | MAPP_CA_2_MAPP_US | MAPP_CA | MAPP_US | Internal | Summer | B3 | 75 | 437 | 437 | 33.54 | 64.78 | 3.5 | 27.75
2030 | MAPP_CA_2_MAPP_US | MAPP_CA | MAPP_US | Internal | Summer | B4 | 100 | 437 | 437 | 33.54 | 63.68 | 3.5 | 26.64
2030 | MAPP_CA_2_MAPP_US | MAPP_CA | MAPP_US | Internal | Summer | B5 | 200 | 437 | 437 | 33.54 | 60.49 | 3.5 | 23.45
2030 | MAPP_CA_2_MAPP_US | MAPP_CA | MAPP_US | Internal | Summer | B6 | 300 | 437 | 437 | 33.54 | 44.39 | 3.5 | 7.35
2030 | MAPP_CA_2_MAPP_US | MAPP_CA | MAPP_US | Internal | Summer | B7 | 400 | 437 | 437 | 33.54 | 37.31 | 3.5 | 0.27
2030 | MAPP_CA_2_MAPP_US | MAPP_CA | MAPP_US | Internal | Summer | B8 | 500 | 437 | 0 | 33.54 | 34.77 | 3.5 | 0
2030 | MAPP_CA_2_MAPP_US | MAPP_CA | MAPP_US | Internal | Summer | B9 | 800 | 437 | 0 | 33.54 | 32.85 | 3.5 | 0
2030 | MAPP_CA_2_MAPP_US | MAPP_CA | MAPP_US | Internal | Summer | B10 | 1262 | 437 | 0 | 33.54 | 30.02 | 3.5 | 0
2030 | MAPP_CA_2_MAPP_US | MAPP_CA | MAPP_US | Internal | Winter | B16 | 25 | 437 | 0 | 36.65 | 24.02 | 3.5 | 0
2030 | MAPP_CA_2_MAPP_US | MAPP_CA | MAPP_US | Internal | Winter | B17 | 100 | 437 | 0 | 36.65 | 25.13 | 3.5 | 0
2030 | MAPP_CA_2_MAPP_US | MAPP_CA | MAPP_US | Internal | Winter | B18 | 400 | 437 | 0 | 37.89 | 33.16 | 3.5 | 0
2030 | MAPP_CA_2_MAPP_US | MAPP_CA | MAPP_US | Internal | Winter | B19 | 700 | 437 | 0 | 36.65 | 33.16 | 3.5 | 0
2030 | MAPP_CA_2_MAPP_US | MAPP_CA | MAPP_US | Internal | Winter | B20 | 935 | 437 | 0 | 36.65 | 26.99 | 3.5 | 0
2030 | MAPP_CA_2_MISO_W | MAPP_CA | MISO_W | Internal | Shoulder | B11 | 25 | 2058 | 2058 | 32.61 | 51.26 | 0.01 | 18.65
2030 | MAPP_CA_2_MISO_W | MAPP_CA | MISO_W | Internal | Shoulder | B12 | 200 | 2058 | 2058 | 35.81 | 45.31 | 0.01 | 9.49
2030 | MAPP_CA_2_MISO_W | MAPP_CA | MISO_W | Internal | Shoulder | B13 | 600 | 2058 | 2058 | 33.26 | 40.54 | 0.01 | 7.27
2030 | MAPP_CA_2_MISO_W | MAPP_CA | MISO_W | Internal | Shoulder | B14 | 900 | 2058 | 1409.17 | 32.61 | 32.62 | 0.01 | 0
2030 | MAPP_CA_2_MISO_W | MAPP_CA | MISO_W | Internal | Shoulder | B15 | 1203 | 2058 | 0 | 32.61 | 30.67 | 0.01 | 0
2030 | MAPP_CA_2_MISO_W | MAPP_CA | MISO_W | Internal | Summer | B1 | 10 | 2058 | 2058 | 33.54 | 72.11 | 0.01 | 38.57
2030 | MAPP_CA_2_MISO_W | MAPP_CA | MISO_W | Internal | Summer | B2 | 25 | 2058 | 2058 | 33.54 | 67.69 | 0.01 | 34.14
2030 | MAPP_CA_2_MISO_W | MAPP_CA | MISO_W | Internal | Summer | B3 | 75 | 2058 | 2058 | 33.54 | 68.28 | 0.01 | 34.74
2030 | MAPP_CA_2_MISO_W | MAPP_CA | MISO_W | Internal | Summer | B4 | 100 | 2058 | 2058 | 33.54 | 67.68 | 0.01 | 34.13
2030 | MAPP_CA_2_MISO_W | MAPP_CA | MISO_W | Internal | Summer | B5 | 200 | 2058 | 2058 | 33.54 | 64.43 | 0.01 | 30.88
2030 | MAPP_CA_2_MISO_W | MAPP_CA | MISO_W | Internal | Summer | B6 | 300 | 2058 | 2058 | 33.54 | 48.58 | 0.01 | 15.03
2030 | MAPP_CA_2_MISO_W | MAPP_CA | MISO_W | Internal | Summer | B7 | 400 | 2058 | 2058 | 33.54 | 43.31 | 0.01 | 9.76
2030 | MAPP_CA_2_MISO_W | MAPP_CA | MISO_W | Internal | Summer | B8 | 500 | 2058 | 2058 | 33.54 | 40.77 | 0.01 | 7.22
2030 | MAPP_CA_2_MISO_W | MAPP_CA | MISO_W | Internal | Summer | B9 | 800 | 2058 | 2058 | 33.54 | 38.85 | 0.01 | 5.3
2030 | MAPP_CA_2_MISO_W | MAPP_CA | MISO_W | Internal | Summer | B10 | 1262 | 2058 | 0 | 33.54 | 33.52 | 0.01 | 0
2030 | MAPP_CA_2_MISO_W | MAPP_CA | MISO_W | Internal | Winter | B16 | 25 | 2058 | 1772.38 | 36.65 | 36.66 | 0.01 | 0
2030 | MAPP_CA_2_MISO_W | MAPP_CA | MISO_W | Internal | Winter | B17 | 100 | 2058 | 756.64 | 36.65 | 36.66 | 0.01 | 0
2030 | MAPP_CA_2_MISO_W | MAPP_CA | MISO_W | Internal | Winter | B18 | 400 | 2058 | 1920.26 | 37.89 | 37.91 | 0.01 | 0
2030 | MAPP_CA_2_MISO_W | MAPP_CA | MISO_W | Internal | Winter | B19 | 700 | 2058 | 1568.37 | 36.65 | 36.66 | 0.01 | 0
2030 | MAPP_CA_2_MISO_W | MAPP_CA | MISO_W | Internal | Winter | B20 | 935 | 2058 | 0 | 36.65 | 31.06 | 0.01 | 0
2030 | MAPP_US_2_MAPP_CA | MAPP_US | MAPP_CA | Internal | Shoulder | B11 | 25 | 230 | 0 | 45.26 | 32.61 | 3.5 | 0
2030 | MAPP_US_2_MAPP_CA | MAPP_US | MAPP_CA | Internal | Shoulder | B12 | 200 | 230 | 0 | 39.31 | 35.81 | 3.5 | 0
2030 | MAPP_US_2_MAPP_CA | MAPP_US | MAPP_CA | Internal | Shoulder | B13 | 600 | 230 | 0 | 34.54 | 33.26 | 3.5 | 0
2030 | MAPP_US_2_MAPP_CA | MAPP_US | MAPP_CA | Internal | Shoulder | B14 | 900 | 230 | 0 | 29.12 | 32.61 | 3.5 | 0
2030 | MAPP_US_2_MAPP_CA | MAPP_US | MAPP_CA | Internal | Shoulder | B15 | 1203 | 230 | 230 | 26.55 | 32.61 | 3.5 | 2.55
2030 | MAPP_US_2_MAPP_CA | MAPP_US | MAPP_CA | Internal | Summer | B1 | 10 | 230 | 0 | 68.61 | 33.54 | 3.5 | 0
2030 | MAPP_US_2_MAPP_CA | MAPP_US | MAPP_CA | Internal | Summer | B2 | 25 | 230 | 0 | 64.19 | 33.54 | 3.5 | 0
2030 | MAPP_US_2_MAPP_CA | MAPP_US | MAPP_CA | Internal | Summer | B3 | 75 | 230 | 0 | 64.78 | 33.54 | 3.5 | 0
2030 | MAPP_US_2_MAPP_CA | MAPP_US | MAPP_CA | Internal | Summer | B4 | 100 | 230 | 0 | 63.68 | 33.54 | 3.5 | 0
2030 | MAPP_US_2_MAPP_CA | MAPP_US | MAPP_CA | Internal | Summer | B5 | 200 | 230 | 0 | 60.49 | 33.54 | 3.5 | 0
2030 | MAPP_US_2_MAPP_CA | MAPP_US | MAPP_CA | Internal | Summer | B6 | 300 | 230 | 0 | 44.39 | 33.54 | 3.5 | 0
2030 | MAPP_US_2_MAPP_CA | MAPP_US | MAPP_CA | Internal | Summer | B7 | 400 | 230 | 0 | 37.31 | 33.54 | 3.5 | 0
2030 | MAPP_US_2_MAPP_CA | MAPP_US | MAPP_CA | Internal | Summer | B8 | 500 | 230 | 0 | 34.77 | 33.54 | 3.5 | 0
2030 | MAPP_US_2_MAPP_CA | MAPP_US | MAPP_CA | Internal | Summer | B9 | 800 | 230 | 0 | 32.85 | 33.54 | 3.5 | 0
2030 | MAPP_US_2_MAPP_CA | MAPP_US | MAPP_CA | Internal | Summer | B10 | 1262 | 230 | 230 | 30.02 | 33.54 | 3.5 | 0.01
2030 | MAPP_US_2_MAPP_CA | MAPP_US | MAPP_CA | Internal | Winter | B16 | 25 | 230 | 230 | 24.02 | 36.65 | 3.5 | 9.12
2030 | MAPP_US_2_MAPP_CA | MAPP_US | MAPP_CA | Internal | Winter | B17 | 100 | 230 | 230 | 25.13 | 36.65 | 3.5 | 8.02
2030 | MAPP_US_2_MAPP_CA | MAPP_US | MAPP_CA | Internal | Winter | B18 | 400 | 230 | 230 | 33.16 | 37.89 | 3.5 | 1.23
2030 | MAPP_US_2_MAPP_CA | MAPP_US | MAPP_CA | Internal | Winter | B19 | 700 | 230 | 0 | 33.16 | 36.65 | 3.5 | 0
2030 | MAPP_US_2_MAPP_CA | MAPP_US | MAPP_CA | Internal | Winter | B20 | 935 | 230 | 230 | 26.99 | 36.65 | 3.5 | 6.16
2030 | MAPP_US_2_MISO_W | MAPP_US | MISO_W | Internal | Shoulder | B11 | 25 | 2635 | 2635 | 45.26 | 51.26 | 3.5 | 2.5
2030 | MAPP_US_2_MISO_W | MAPP_US | MISO_W | Internal | Shoulder | B12 | 200 | 2635 | 2635 | 39.31 | 45.31 | 3.5 | 2.5
2030 | MAPP_US_2_MISO_W | MAPP_US | MISO_W | Internal | Shoulder | B13 | 600 | 2635 | 2635 | 34.54 | 40.54 | 3.5 | 2.5
2030 | MAPP_US_2_MISO_W | MAPP_US | MISO_W | Internal | Shoulder | B14 | 900 | 2635 | 1876.89 | 29.12 | 32.62 | 3.5 | 0
2030 | MAPP_US_2_MISO_W | MAPP_US | MISO_W | Internal | Shoulder | B15 | 1203 | 2635 | 2635 | 26.55 | 30.67 | 3.5 | 0.62
2030 | MAPP_US_2_MISO_W | MAPP_US | MISO_W | Internal | Summer | B1 | 10 | 2635 | 1995.17 | 68.61 | 72.11 | 3.5 | 0
2030 | MAPP_US_2_MISO_W | MAPP_US | MISO_W | Internal | Summer | B2 | 25 | 2635 | 2476.01 | 64.19 | 67.69 | 3.5 | 0
2030 | MAPP_US_2_MISO_W | MAPP_US | MISO_W | Internal | Summer | B3 | 75 | 2635 | 2373.03 | 64.78 | 68.28 | 3.5 | 0
2030 | MAPP_US_2_MISO_W | MAPP_US | MISO_W | Internal | Summer | B4 | 100 | 2635 | 2635 | 63.68 | 67.68 | 3.5 | 0.5
2030 | MAPP_US_2_MISO_W | MAPP_US | MISO_W | Internal | Summer | B5 | 200 | 2635 | 2635 | 60.49 | 64.43 | 3.5 | 0.44
2030 | MAPP_US_2_MISO_W | MAPP_US | MISO_W | Internal | Summer | B6 | 300 | 2635 | 2635 | 44.39 | 48.58 | 3.5 | 0.69
2030 | MAPP_US_2_MISO_W | MAPP_US | MISO_W | Internal | Summer | B7 | 400 | 2635 | 2635 | 37.31 | 43.31 | 3.5 | 2.5
2030 | MAPP_US_2_MISO_W | MAPP_US | MISO_W | Internal | Summer | B8 | 500 | 2635 | 2635 | 34.77 | 40.77 | 3.5 | 2.5
2030 | MAPP_US_2_MISO_W | MAPP_US | MISO_W | Internal | Summer | B9 | 800 | 2635 | 2635 | 32.85 | 38.85 | 3.5 | 2.5
2030 | MAPP_US_2_MISO_W | MAPP_US | MISO_W | Internal | Summer | B10 | 1262 | 2635 | 2633.77 | 30.02 | 33.52 | 3.5 | 0
2030 | MAPP_US_2_MISO_W | MAPP_US | MISO_W | Internal | Winter | B16 | 25 | 2635 | 2635 | 24.02 | 36.66 | 3.5 | 9.14
2030 | MAPP_US_2_MISO_W | MAPP_US | MISO_W | Internal | Winter | B17 | 100 | 2635 | 2635 | 25.13 | 36.66 | 3.5 | 8.03
2030 | MAPP_US_2_MISO_W | MAPP_US | MISO_W | Internal | Winter | B18 | 400 | 2635 | 2635 | 33.16 | 37.91 | 3.5 | 1.25
2030 | MAPP_US_2_MISO_W | MAPP_US | MISO_W | Internal | Winter | B19 | 700 | 2635 | 2615.79 | 33.16 | 36.66 | 3.5 | 0
2030 | MAPP_US_2_MISO_W | MAPP_US | MISO_W | Internal | Winter | B20 | 935 | 2635 | 2635 | 26.99 | 31.06 | 3.5 | 0.58
2030 | MAPP_US_2_NE | MAPP_US | NE | Internal | Shoulder | B11 | 25 | 2000 | 152.58 | 45.26 | 48.76 | 3.5 | 0
2030 | MAPP_US_2_NE | MAPP_US | NE | Internal | Shoulder | B12 | 200 | 2000 | 133.12 | 39.31 | 42.81 | 3.5 | 0
2030 | MAPP_US_2_NE | MAPP_US | NE | Internal | Shoulder | B13 | 600 | 2000 | 261.28 | 34.54 | 38.04 | 3.5 | 0
2030 | MAPP_US_2_NE | MAPP_US | NE | Internal | Shoulder | B14 | 900 | 2000 | 0 | 29.12 | 27.24 | 3.5 | 0
2030 | MAPP_US_2_NE | MAPP_US | NE | Internal | Shoulder | B15 | 1203 | 2000 | 0 | 26.55 | 24.05 | 3.5 | 0
2030 | MAPP_US_2_NE | MAPP_US | NE | Internal | Summer | B1 | 10 | 2000 | 0 | 68.61 | 69.61 | 3.5 | 0
2030 | MAPP_US_2_NE | MAPP_US | NE | Internal | Summer | B2 | 25 | 2000 | 0 | 64.19 | 65.19 | 3.5 | 0
2030 | MAPP_US_2_NE | MAPP_US | NE | Internal | Summer | B3 | 75 | 2000 | 0 | 64.78 | 65.78 | 3.5 | 0
2030 | MAPP_US_2_NE | MAPP_US | NE | Internal | Summer | B4 | 100 | 2000 | 0 | 63.68 | 65.18 | 3.5 | 0
2030 | MAPP_US_2_NE | MAPP_US | NE | Internal | Summer | B5 | 200 | 2000 | 0 | 60.49 | 61.93 | 3.5 | 0
2030 | MAPP_US_2_NE | MAPP_US | NE | Internal | Summer | B6 | 300 | 2000 | 0 | 44.39 | 46.08 | 3.5 | 0
2030 | MAPP_US_2_NE | MAPP_US | NE | Internal | Summer | B7 | 400 | 2000 | 476.91 | 37.31 | 40.81 | 3.5 | 0
2030 | MAPP_US_2_NE | MAPP_US | NE | Internal | Summer | B8 | 500 | 2000 | 642.25 | 34.77 | 38.27 | 3.5 | 0
2030 | MAPP_US_2_NE | MAPP_US | NE | Internal | Summer | B9 | 800 | 2000 | 78.93 | 32.85 | 36.35 | 3.5 | 0
2030 | MAPP_US_2_NE | MAPP_US | NE | Internal | Summer | B10 | 1262 | 2000 | 0 | 30.02 | 31.02 | 3.5 | 0
2030 | MAPP_US_2_NE | MAPP_US | NE | Internal | Winter | B16 | 25 | 2000 | 0 | 24.02 | -38.13 | 3.5 | 0
2030 | MAPP_US_2_NE | MAPP_US | NE | Internal | Winter | B17 | 100 | 2000 | 0 | 25.13 | 17.66 | 3.5 | 0
2030 | MAPP_US_2_NE | MAPP_US | NE | Internal | Winter | B18 | 400 | 2000 | 0 | 33.16 | 34.15 | 3.5 | 0
2030 | MAPP_US_2_NE | MAPP_US | NE | Internal | Winter | B19 | 700 | 2000 | 0 | 33.16 | 34.15 | 3.5 | 0
2030 | MAPP_US_2_NE | MAPP_US | NE | Internal | Winter | B20 | 935 | 2000 | 0 | 26.99 | 24.49 | 3.5 | 0
2030 | MARITIMES_2_NEISO | MARITIMES | NEISO | Internal | Shoulder | B11 | 25 | 99999 | 1720.66 | 39.24 | 39.26 | 0.01 | 0
2030 | MARITIMES_2_NEISO | MARITIMES | NEISO | Internal | Shoulder | B12 | 200 | 99999 | 1717.44 | 39.24 | 39.26 | 0.01 | 0
2030 | MARITIMES_2_NEISO | MARITIMES | NEISO | Internal | Shoulder | B13 | 600 | 99999 | 1704.78 | 39.24 | 39.26 | 0.01 | 0
2030 | MARITIMES_2_NEISO | MARITIMES | NEISO | Internal | Shoulder | B14 | 900 | 99999 | 1682.64 | 39.24 | 39.26 | 0.01 | 0
2030 | MARITIMES_2_NEISO | MARITIMES | NEISO | Internal | Shoulder | B15 | 1203 | 99999 | 648.08 | 39.24 | 39.26 | 0.01 | 0
2030 | MARITIMES_2_NEISO | MARITIMES | NEISO | Internal | Summer | B1 | 10 | 99999 | 1900 | 55.71 | 55.72 | 0.01 | 0
2030 | MARITIMES_2_NEISO | MARITIMES | NEISO | Internal | Summer | B2 | 25 | 99999 | 1878.75 | 52.71 | 52.72 | 0.01 | 0
2030 | MARITIMES_2_NEISO | MARITIMES | NEISO | Internal | Summer | B3 | 75 | 99999 | 1836.38 | 45.84 | 45.85 | 0.01 | 0
2030 | MARITIMES_2_NEISO | MARITIMES | NEISO | Internal | Summer | B4 | 100 | 99999 | 1799.97 | 36.77 | 36.79 | 0.01 | 0
2030 | MARITIMES_2_NEISO | MARITIMES | NEISO | Internal | Summer | B5 | 200 | 99999 | 1780.16 | 36.77 | 36.79 | 0.01 | 0
2030 | MARITIMES_2_NEISO | MARITIMES | NEISO | Internal | Summer | B6 | 300 | 99999 | 1757.82 | 36.77 | 36.79 | 0.01 | 0
2030 | MARITIMES_2_NEISO | MARITIMES | NEISO | Internal | Summer | B7 | 400 | 99999 | 1732.23 | 36.77 | 36.79 | 0.01 | 0
2030 | MARITIMES_2_NEISO | MARITIMES | NEISO | Internal | Summer | B8 | 500 | 99999 | 1712.1 | 36.77 | 36.79 | 0.01 | 0
2030 | MARITIMES_2_NEISO | MARITIMES | NEISO | Internal | Summer | B9 | 800 | 99999 | 1687.45 | 36.77 | 36.79 | 0.01 | 0
2030 | MARITIMES_2_NEISO | MARITIMES | NEISO | Internal | Summer | B10 | 1262 | 99999 | 465.06 | 36.77 | 36.79 | 0.01 | 0
2030 | MARITIMES_2_NEISO | MARITIMES | NEISO | Internal | Winter | B16 | 25 | 99999 | 1765.23 | 50.76 | 50.77 | 0.01 | 0
2030 | MARITIMES_2_NEISO | MARITIMES | NEISO | Internal | Winter | B17 | 100 | 99999 | 1747.34 | 47.51 | 47.52 | 0.01 | 0
2030 | MARITIMES_2_NEISO | MARITIMES | NEISO | Internal | Winter | B18 | 400 | 99999 | 1733.65 | 46.66 | 46.67 | 0.01 | 0
2030 | MARITIMES_2_NEISO | MARITIMES | NEISO | Internal | Winter | B19 | 700 | 99999 | 1708.15 | 46.66 | 46.67 | 0.01 | 0
2030 | MARITIMES_2_NEISO | MARITIMES | NEISO | Internal | Winter | B20 | 935 | 99999 | 723.43 | 46.66 | 46.67 | 0.01 | 0
2030 | MISO_IN_2_MISO_MI | MISO_IN | MISO_MI | Internal | Shoulder | B11 | 25 | 5081 | 344.49 | 52.11 | 52.12 | 0.01 | 0
2030 | MISO_IN_2_MISO_MI | MISO_IN | MISO_MI | Internal | Shoulder | B12 | 200 | 5081 | 1998.13 | 45.51 | 45.52 | 0.01 | 0
2030 | MISO_IN_2_MISO_MI | MISO_IN | MISO_MI | Internal | Shoulder | B13 | 600 | 5081 | 2799.92 | 43.11 | 43.12 | 0.01 | 0
2030 | MISO_IN_2_MISO_MI | MISO_IN | MISO_MI | Internal | Shoulder | B14 | 900 | 5081 | 2881.58 | 42.4 | 42.41 | 0.01 | 0
2030 | MISO_IN_2_MISO_MI | MISO_IN | MISO_MI | Internal | Shoulder | B15 | 1203 | 5081 | 3893.13 | 38.22 | 38.23 | 0.01 | 0
2030 | MISO_IN_2_MISO_MI | MISO_IN | MISO_MI | Internal | Summer | B1 | 10 | 5081 | 1183.25 | 72.22 | 72.23 | 0.01 | 0
2030 | MISO_IN_2_MISO_MI | MISO_IN | MISO_MI | Internal | Summer | B2 | 25 | 5081 | 0.01 | 70.67 | 70.66 | 0.01 | 0
2030 | MISO_IN_2_MISO_MI | MISO_IN | MISO_MI | Internal | Summer | B3 | 75 | 5081 | 0 | 70.28 | 70.27 | 0.01 | 0
2030 | MISO_IN_2_MISO_MI | MISO_IN | MISO_MI | Internal | Summer | B4 | 100 | 5081 | 0 | 67.7 | 67.68 | 0.01 | 0
2030 | MISO_IN_2_MISO_MI | MISO_IN | MISO_MI | Internal | Summer | B5 | 200 | 5081 | 0 | 64.45 | 64.44 | 0.01 | 0
2030 | MISO_IN_2_MISO_MI | MISO_IN | MISO_MI | Internal | Summer | B6 | 300 | 5081 | 926.72 | 48.6 | 48.61 | 0.01 | 0
2030 | MISO_IN_2_MISO_MI | MISO_IN | MISO_MI | Internal | Summer | B7 | 400 | 5081 | 1579.82 | 43.33 | 43.34 | 0.01 | 0
2030 | MISO_IN_2_MISO_MI | MISO_IN | MISO_MI | Internal | Summer | B8 | 500 | 5081 | 2685.94 | 40.79 | 40.81 | 0.01 | 0
2030 | MISO_IN_2_MISO_MI | MISO_IN | MISO_MI | Internal | Summer | B9 | 800 | 5081 | 2446.3 | 38.87 | 38.89 | 0.01 | 0
2030 | MISO_IN_2_MISO_MI | MISO_IN | MISO_MI | Internal | Summer | B10 | 1262 | 5081 | 4976.44 | 34.67 | 34.68 | 0.01 | 0
2030 | MISO_IN_2_MISO_MI | MISO_IN | MISO_MI | Internal | Winter | B16 | 25 | 5081 | 182.96 | 52.52 | 52.53 | 0.01 | 0
2030 | MISO_IN_2_MISO_MI | MISO_IN | MISO_MI | Internal | Winter | B17 | 100 | 5081 | 1469.88 | 49 | 49.01 | 0.01 | 0
2030 | MISO_IN_2_MISO_MI | MISO_IN | MISO_MI | Internal | Winter | B18 | 400 | 5081 | 2811.14 | 45.84 | 45.86 | 0.01 | 0
2030 | MISO_IN_2_MISO_MI | MISO_IN | MISO_MI | Internal | Winter | B19 | 700 | 5081 | 4000.9 | 43.6 | 43.61 | 0.01 | 0
2030 | MISO_IN_2_MISO_MI | MISO_IN | MISO_MI | Internal | Winter | B20 | 935 | 5081 | 4448.29 | 36.1 | 36.11 | 0.01 | 0
2030 | MISO_IN_2_MISO_MO-IL | MISO_IN | MISO_MO-IL | Internal | Shoulder | B11 | 25 | 9129 | 0.01 | 52.11 | 52.1 | 0.01 | 0
2030 | MISO_IN_2_MISO_MO-IL | MISO_IN | MISO_MO-IL | Internal | Shoulder | B12 | 200 | 9129 | 0 | 45.51 | 45.32 | 0.01 | 0
2030 | MISO_IN_2_MISO_MO-IL | MISO_IN | MISO_MO-IL | Internal | Shoulder | B13 | 600 | 9129 | 0 | 43.11 | 40.55 | 0.01 | 0
2030 | MISO_IN_2_MISO_MO-IL | MISO_IN | MISO_MO-IL | Internal | Shoulder | B14 | 900 | 9129 | 0 | 42.4 | 39.93 | 0.01 | 0
2030 | MISO_IN_2_MISO_MO-IL | MISO_IN | MISO_MO-IL | Internal | Shoulder | B15 | 1203 | 9129 | 0 | 38.22 | 37.74 | 0.01 | 0
2030 | MISO_IN_2_MISO_MO-IL | MISO_IN | MISO_MO-IL | Internal | Summer | B1 | 10 | 9129 | 0 | 72.22 | 72.13 | 0.01 | 0
2030 | MISO_IN_2_MISO_MO-IL | MISO_IN | MISO_MO-IL | Internal | Summer | B2 | 25 | 9129 | 0.01 | 70.67 | 70.66 | 0.01 | 0
2030 | MISO_IN_2_MISO_MO-IL | MISO_IN | MISO_MO-IL | Internal | Summer | B3 | 75 | 9129 | 0 | 70.28 | 70.27 | 0.01 | 0
2030 | MISO_IN_2_MISO_MO-IL | MISO_IN | MISO_MO-IL | Internal | Summer | B4 | 100 | 9129 | 0 | 67.7 | 67.69 | 0.01 | 0
2030 | MISO_IN_2_MISO_MO-IL | MISO_IN | MISO_MO-IL | Internal | Summer | B5 | 200 | 9129 | 0 | 64.45 | 64.44 | 0.01 | 0
2030 | MISO_IN_2_MISO_MO-IL | MISO_IN | MISO_MO-IL | Internal | Summer | B6 | 300 | 9129 | 0 | 48.6 | 48.59 | 0.01 | 0
2030 | MISO_IN_2_MISO_MO-IL | MISO_IN | MISO_MO-IL | Internal | Summer | B7 | 400 | 9129 | 0 | 43.33 | 43.32 | 0.01 | 0
2030 | MISO_IN_2_MISO_MO-IL | MISO_IN | MISO_MO-IL | Internal | Summer | B8 | 500 | 9129 | 0 | 40.79 | 40.78 | 0.01 | 0
2030 | MISO_IN_2_MISO_MO-IL | MISO_IN | MISO_MO-IL | Internal | Summer | B9 | 800 | 9129 | 0 | 38.87 | 38.86 | 0.01 | 0
2030 | MISO_IN_2_MISO_MO-IL | MISO_IN | MISO_MO-IL | Internal | Summer | B10 | 1262 | 9129 | 0 | 34.67 | 33.55 | 0.01 | 0
2030 | MISO_IN_2_MISO_MO-IL | MISO_IN | MISO_MO-IL | Internal | Winter | B16 | 25 | 9129 | 0.01 | 52.52 | 52.51 | 0.01 | 0
2030 | MISO_IN_2_MISO_MO-IL | MISO_IN | MISO_MO-IL | Internal | Winter | B17 | 100 | 9129 | 0 | 49 | 47.28 | 0.01 | 0
2030 | MISO_IN_2_MISO_MO-IL | MISO_IN | MISO_MO-IL | Internal | Winter | B18 | 400 | 9129 | 0 | 45.84 | 42.14 | 0.01 | 0
2030 | MISO_IN_2_MISO_MO-IL | MISO_IN | MISO_MO-IL | Internal | Winter | B19 | 700 | 9129 | 0 | 43.6 | 41.38 | 0.01 | 0
2030 | MISO_IN_2_MISO_MO-IL | MISO_IN | MISO_MO-IL | Internal | Winter | B20 | 935 | 9129 | 0 | 36.1 | 36.09 | 0.01 | 0
2030 | MISO_IN_2_NonRTO_Midwest | MISO_IN | NonRTO_Midwest | Internal | Shoulder | B11 | 25 | 4800 | 2011.97 | 52.11 | 56.11 | 4 | 0
2030 | MISO_IN_2_NonRTO_Midwest | MISO_IN | NonRTO_Midwest | Internal | Shoulder | B12 | 200 | 4800 | 1381.21 | 45.51 | 49.51 | 4 | 0
2030 | MISO_IN_2_NonRTO_Midwest | MISO_IN | NonRTO_Midwest | Internal | Shoulder | B13 | 600 | 4800 | 776.71 | 43.11 | 47.11 | 4 | 0
2030 | MISO_IN_2_NonRTO_Midwest | MISO_IN | NonRTO_Midwest | Internal | Shoulder | B14 | 900 | 4800 | 298.65 | 42.4 | 46.4 | 4 | 0
2030 | MISO_IN_2_NonRTO_Midwest | MISO_IN | NonRTO_Midwest | Internal | Shoulder | B15 | 1203 | 4800 | 0 | 38.22 | 38.41 | 4 | 0
2030 | MISO_IN_2_NonRTO_Midwest | MISO_IN | NonRTO_Midwest | Internal | Summer | B1 | 10 | 4800 | 0 | 72.22 | 76.13 | 4 | 0
2030 | MISO_IN_2_NonRTO_Midwest | MISO_IN | NonRTO_Midwest | Internal | Summer | B2 | 25 | 4800 | 2611.1 | 70.67 | 74.67 | 4 | 0
2030 | MISO_IN_2_NonRTO_Midwest | MISO_IN | NonRTO_Midwest | Internal | Summer | B3 | 75 | 4800 | 2061.66 | 70.28 | 74.28 | 4 | 0
2030 | MISO_IN_2_NonRTO_Midwest | MISO_IN | NonRTO_Midwest | Internal | Summer | B4 | 100 | 4800 | 1965.65 | 67.7 | 71.7 | 4 | 0
2030 | MISO_IN_2_NonRTO_Midwest | MISO_IN | NonRTO_Midwest | Internal | Summer | B5 | 200 | 4800 | 1619.01 | 64.45 | 68.45 | 4 | 0
2030 | MISO_IN_2_NonRTO_Midwest | MISO_IN | NonRTO_Midwest | Internal | Summer | B6 | 300 | 4800 | 1090.51 | 48.6 | 52.6 | 4 | 0
2030 | MISO_IN_2_NonRTO_Midwest | MISO_IN | NonRTO_Midwest | Internal | Summer | B7 | 400 | 4800 | 442.71 | 43.33 | 47.33 | 4 | 0
2030 | MISO_IN_2_NonRTO_Midwest | MISO_IN | NonRTO_Midwest | Internal | Summer | B8 | 500 | 4800 | 0 | 40.79 | 44.35 | 4 | 0
2030 | MISO_IN_2_NonRTO_Midwest | MISO_IN | NonRTO_Midwest | Internal | Summer | B9 | 800 | 4800 | 0 | 38.87 | 38.86 | 4 | 0
2030 | MISO_IN_2_NonRTO_Midwest | MISO_IN | NonRTO_Midwest | Internal | Summer | B10 | 1262 | 4800 | 0 | 34.67 | 34 | 4 | 0
2030 | MISO_IN_2_NonRTO_Midwest | MISO_IN | NonRTO_Midwest | Internal | Winter | B16 | 25 | 4800 | 2815.69 | 52.52 | 56.52 | 4 | 0
2030 | MISO_IN_2_NonRTO_Midwest | MISO_IN | NonRTO_Midwest | Internal | Winter | B17 | 100 | 4800 | 1663.26 | 49 | 53 | 4 | 0
2030 | MISO_IN_2_NonRTO_Midwest | MISO_IN | NonRTO_Midwest | Internal | Winter | B18 | 400 | 4800 | 730.04 | 45.84 | 49.84 | 4 | 0
2030 | MISO_IN_2_NonRTO_Midwest | MISO_IN | NonRTO_Midwest | Internal | Winter | B19 | 700 | 4800 | 0 | 43.6 | 45.76 | 4 | 0
2030 | MISO_IN_2_NonRTO_Midwest | MISO_IN | NonRTO_Midwest | Internal | Winter | B20 | 935 | 4800 | 0 | 36.1 | 37.86 | 4 | 0
2030 | MISO_IN_2_PJM_ROR | MISO_IN | PJM_ROR | Internal | Shoulder | B11 | 25 | 992 | 0.02 | 52.11 | 53.1 | 1 | 0
2030 | MISO_IN_2_PJM_ROR | MISO_IN | PJM_ROR | Internal | Shoulder | B12 | 200 | 992 | 992 | 45.51 | 46.52 | 1 | 0.01
2030 | MISO_IN_2_PJM_ROR | MISO_IN | PJM_ROR | Internal | Shoulder | B13 | 600 | 992 | 992 | 43.11 | 44.12 | 1 | 0.01
2030 | MISO_IN_2_PJM_ROR | MISO_IN | PJM_ROR | Internal | Shoulder | B14 | 900 | 992 | 992 | 42.4 | 43.41 | 1 | 0.01
2030 | MISO_IN_2_PJM_ROR | MISO_IN | PJM_ROR | Internal | Shoulder | B15 | 1203 | 992 | 992 | 38.22 | 39.41 | 1 | 0.19
2030 | MISO_IN_2_PJM_ROR | MISO_IN | PJM_ROR | Internal | Summer | B1 | 10 | 992 | 0 | 72.22 | 73.11 | 1 | 0
2030 | MISO_IN_2_PJM_ROR | MISO_IN | PJM_ROR | Internal | Summer | B2 | 25 | 992 | 0 | 70.67 | 69.28 | 1 | 0
2030 | MISO_IN_2_PJM_ROR | MISO_IN | PJM_ROR | Internal | Summer | B3 | 75 | 992 | 0 | 70.28 | 69.28 | 1 | 0
2030 | MISO_IN_2_PJM_ROR | MISO_IN | PJM_ROR | Internal | Summer | B4 | 100 | 992 | 0 | 67.7 | 68.68 | 1 | 0
2030 | MISO_IN_2_PJM_ROR | MISO_IN | PJM_ROR | Internal | Summer | B5 | 200 | 992 | 0 | 64.45 | 65.43 | 1 | 0
2030 | MISO_IN_2_PJM_ROR | MISO_IN | PJM_ROR | Internal | Summer | B6 | 300 | 992 | 0 | 48.6 | 49.58 | 1 | 0
2030 | MISO_IN_2_PJM_ROR | MISO_IN | PJM_ROR | Internal | Summer | B7 | 400 | 992 | 0 | 43.33 | 44.31 | 1 | 0
2030 | MISO_IN_2_PJM_ROR | MISO_IN | PJM_ROR | Internal | Summer | B8 | 500 | 992 | 0 | 40.79 | 41.77 | 1 | 0
2030 | MISO_IN_2_PJM_ROR | MISO_IN | PJM_ROR | Internal | Summer | B9 | 800 | 992 | 0 | 38.87 | 39.86 | 1 | 0
2030 | MISO_IN_2_PJM_ROR | MISO_IN | PJM_ROR | Internal | Summer | B10 | 1262 | 992 | 0 | 34.67 | 34.55 | 1 | 0
2030 | MISO_IN_2_PJM_ROR | MISO_IN | PJM_ROR | Internal | Winter | B16 | 25 | 992 | 0.02 | 52.52 | 53.51 | 1 | 0
2030 | MISO_IN_2_PJM_ROR | MISO_IN | PJM_ROR | Internal | Winter | B17 | 100 | 992 | 991.99 | 49 | 50.01 | 1 | 0.01
2030 | MISO_IN_2_PJM_ROR | MISO_IN | PJM_ROR | Internal | Winter | B18 | 400 | 992 | 992 | 45.84 | 46.86 | 1 | 0.01
2030 | MISO_IN_2_PJM_ROR | MISO_IN | PJM_ROR | Internal | Winter | B19 | 700 | 992 | 992 | 43.6 | 44.87 | 1 | 0.27
2030 | MISO_IN_2_PJM_ROR | MISO_IN | PJM_ROR | Internal | Winter | B20 | 935 | 992 | 0 | 36.1 | 37.09 | 1 | 0
2030 | MISO_MI_2_IESO | MISO_MI | IESO | Internal | Shoulder | B11 | 25 | 1580 | 0 | 52.12 | 39.84 | 4 | 0
2030 | MISO_MI_2_IESO | MISO_MI | IESO | Internal | Shoulder | B12 | 200 | 1580 | 0 | 45.52 | 39.81 | 4 | 0
2030 | MISO_MI_2_IESO | MISO_MI | IESO | Internal | Shoulder | B13 | 600 | 1580 | 0 | 43.12 | 37.26 | 4 | 0
2030 | MISO_MI_2_IESO | MISO_MI | IESO | Internal | Shoulder | B14 | 900 | 1580 | 0 | 42.41 | 37.26 | 4 | 0
2030 | MISO_MI_2_IESO | MISO_MI | IESO | Internal | Shoulder | B15 | 1203 | 1580 | 0 | 38.23 | 37.26 | 4 | 0
2030 | MISO_MI_2_IESO | MISO_MI | IESO | Internal | Summer | B1 | 10 | 1580 | 0 | 72.23 | 50.72 | 4 | 0
2030 | MISO_MI_2_IESO | MISO_MI | IESO | Internal | Summer | B2 | 25 | 1580 | 0 | 70.66 | 50.72 | 4 | 0
2030 | MISO_MI_2_IESO | MISO_MI | IESO | Internal | Summer | B3 | 75 | 1580 | 0 | 70.27 | 46.12 | 4 | 0
2030 | MISO_MI_2_IESO | MISO_MI | IESO | Internal | Summer | B4 | 100 | 1580 | 0 | 67.68 | 46.12 | 4 | 0
2030 | MISO_MI_2_IESO | MISO_MI | IESO | Internal | Summer | B5 | 200 | 1580 | 0 | 64.44 | 42.57 | 4 | 0
2030 | MISO_MI_2_IESO | MISO_MI | IESO | Internal | Summer | B6 | 300 | 1580 | 0 | 48.61 | 42.52 | 4 | 0
2030 | MISO_MI_2_IESO | MISO_MI | IESO | Internal | Summer | B7 | 400 | 1580 | 0 | 43.34 | 38.52 | 4 | 0
2030 | MISO_MI_2_IESO | MISO_MI | IESO | Internal | Summer | B8 | 500 | 1580 | 0 | 40.81 | 36.07 | 4 | 0
2030 | MISO_MI_2_IESO | MISO_MI | IESO | Internal | Summer | B9 | 800 | 1580 | 0 | 38.89 | 35.39 | 4 | 0
2030 | MISO_MI_2_IESO | MISO_MI | IESO | Internal | Summer | B10 | 1262 | 1580 | 0 | 34.68 | 35.39 | 4 | 0
2030 | MISO_MI_2_IESO | MISO_MI | IESO | Internal | Winter | B16 | 25 | 1580 | 0 | 52.53 | 45.43 | 4 | 0
2030 | MISO_MI_2_IESO | MISO_MI | IESO | Internal | Winter | B17 | 100 | 1580 | 0 | 49.01 | 42.53 | 4 | 0
2030 | MISO_MI_2_IESO | MISO_MI | IESO | Internal | Winter | B18 | 400 | 1580 | 0 | 45.86 | 41.67 | 4 | 0
2030 | MISO_MI_2_IESO | MISO_MI | IESO | Internal | Winter | B19 | 700 | 1580 | 0 | 43.61 | 40.11 | 4 | 0
2030 | MISO_MI_2_IESO | MISO_MI | IESO | Internal | Winter | B20 | 935 | 1580 | 1166.75 | 36.11 | 40.11 | 4 | 0
2030 | MISO_MI_2_MISO_IN | MISO_MI | MISO_IN | Internal | Shoulder | B11 | 25 | 2126 | 0.01 | 52.12 | 52.11 | 0.01 | 0
2030 | MISO_MI_2_MISO_IN | MISO_MI | MISO_IN | Internal | Shoulder | B12 | 200 | 2126 | 0 | 45.52 | 45.51 | 0.01 | 0
2030 | MISO_MI_2_MISO_IN | MISO_MI | MISO_IN | Internal | Shoulder | B13 | 600 | 2126 | 0 | 43.12 | 43.11 | 0.01 | 0
2030 | MISO_MI_2_MISO_IN | MISO_MI | MISO_IN | Internal | Shoulder | B14 | 900 | 2126 | 0 | 42.41 | 42.4 | 0.01 | 0
2030 | MISO_MI_2_MISO_IN | MISO_MI | MISO_IN | Internal | Shoulder | B15 | 1203 | 2126 | 0 | 38.23 | 38.22 | 0.01 | 0
2030 | MISO_MI_2_MISO_IN | MISO_MI | MISO_IN | Internal | Summer | B1 | 10 | 2126 | 0.03 | 72.23 | 72.22 | 0.01 | 0
2030 | MISO_MI_2_MISO_IN | MISO_MI | MISO_IN | Internal | Summer | B2 | 25 | 2126 | 1110.56 | 70.66 | 70.67 | 0.01 | 0
2030 | MISO_MI_2_MISO_IN | MISO_MI | MISO_IN | Internal | Summer | B3 | 75 | 2126 | 1387.09 | 70.27 | 70.28 | 0.01 | 0
2030 | MISO_MI_2_MISO_IN | MISO_MI | MISO_IN | Internal | Summer | B4 | 100 | 2126 | 2125.99 | 67.68 | 67.7 | 0.01 | 0.01
2030 | MISO_MI_2_MISO_IN | MISO_MI | MISO_IN | Internal | Summer | B5 | 200 | 2126 | 863.91 | 64.44 | 64.45 | 0.01 | 0
2030 | MISO_MI_2_MISO_IN | MISO_MI | MISO_IN | Internal | Summer | B6 | 300 | 2126 | 0 | 48.61 | 48.6 | 0.01 | 0
2030 | MISO_MI_2_MISO_IN | MISO_MI | MISO_IN | Internal | Summer | B7 | 400 | 2126 | 0 | 43.34 | 43.33 | 0.01 | 0
2030 | MISO_MI_2_MISO_IN | MISO_MI | MISO_IN | Internal | Summer | B8 | 500 | 2126 | 0 | 40.81 | 40.79 | 0.01 | 0
2030 | MISO_MI_2_MISO_IN | MISO_MI | MISO_IN | Internal | Summer | B9 | 800 | 2126 | 0 | 38.89 | 38.87 | 0.01 | 0
2030 | MISO_MI_2_MISO_IN | MISO_MI | MISO_IN | Internal | Summer | B10 | 1262 | 2126 | 0 | 34.68 | 34.67 | 0.01 | 0
2030 | MISO_MI_2_MISO_IN | MISO_MI | MISO_IN | Internal | Winter | B16 | 25 | 2126 | 0.01 | 52.53 | 52.52 | 0.01 | 0
2030 | MISO_MI_2_MISO_IN | MISO_MI | MISO_IN | Internal | Winter | B17 | 100 | 2126 | 0 | 49.01 | 49 | 0.01 | 0
2030 | MISO_MI_2_MISO_IN | MISO_MI | MISO_IN | Internal | Winter | B18 | 400 | 2126 | 0 | 45.86 | 45.84 | 0.01 | 0
2030 | MISO_MI_2_MISO_IN | MISO_MI | MISO_IN | Internal | Winter | B19 | 700 | 2126 | 0 | 43.61 | 43.6 | 0.01 | 0
2030 | MISO_MI_2_MISO_IN | MISO_MI | MISO_IN | Internal | Winter | B20 | 935 | 2126 | 0 | 36.11 | 36.1 | 0.01 | 0
2030 | MISO_MI_2_MISO_WUMS | MISO_MI | MISO_WUMS | Internal | Shoulder | B11 | 25 | 166 | 0 | 52.12 | 51.27 | 0.01 | 0
2030 | MISO_MI_2_MISO_WUMS | MISO_MI | MISO_WUMS | Internal | Shoulder | B12 | 200 | 166 | 0 | 45.52 | 45.32 | 0.01 | 0
2030 | MISO_MI_2_MISO_WUMS | MISO_MI | MISO_WUMS | Internal | Shoulder | B13 | 600 | 166 | 0 | 43.12 | 42.45 | 0.01 | 0
2030 | MISO_MI_2_MISO_WUMS | MISO_MI | MISO_WUMS | Internal | Shoulder | B14 | 900 | 166 | 0 | 42.41 | 42.4 | 0.01 | 0
2030 | MISO_MI_2_MISO_WUMS | MISO_MI | MISO_WUMS | Internal | Shoulder | B15 | 1203 | 166 | 0 | 38.23 | 37.54 | 0.01 | 0
2030 | MISO_MI_2_MISO_WUMS | MISO_MI | MISO_WUMS | Internal | Summer | B1 | 10 | 166 | 0 | 72.23 | 67.68 | 0.01 | 0
2030 | MISO_MI_2_MISO_WUMS | MISO_MI | MISO_WUMS | Internal | Summer | B2 | 25 | 166 | 0 | 70.66 | 67.68 | 0.01 | 0
2030 | MISO_MI_2_MISO_WUMS | MISO_MI | MISO_WUMS | Internal | Summer | B3 | 75 | 166 | 0 | 70.27 | 67.68 | 0.01 | 0
2030 | MISO_MI_2_MISO_WUMS | MISO_MI | MISO_WUMS | Internal | Summer | B4 | 100 | 166 | 0 | 67.68 | 67.68 | 0.01 | 0
2030 | MISO_MI_2_MISO_WUMS | MISO_MI | MISO_WUMS | Internal | Summer | B5 | 200 | 166 | 0 | 64.44 | 64.44 | 0.01 | 0
2030 | MISO_MI_2_MISO_WUMS | MISO_MI | MISO_WUMS | Internal | Summer | B6 | 300 | 166 | 0 | 48.61 | 48.58 | 0.01 | 0
2030 | MISO_MI_2_MISO_WUMS | MISO_MI | MISO_WUMS | Internal | Summer | B7 | 400 | 166 | 0 | 43.34 | 43.31 | 0.01 | 0
2030 | MISO_MI_2_MISO_WUMS | MISO_MI | MISO_WUMS | Internal | Summer | B8 | 500 | 166 | 0 | 40.81 | 40.78 | 0.01 | 0
2030 | MISO_MI_2_MISO_WUMS | MISO_MI | MISO_WUMS | Internal | Summer | B9 | 800 | 166 | 0 | 38.89 | 38.86 | 0.01 | 0
2030 | MISO_MI_2_MISO_WUMS | MISO_MI | MISO_WUMS | Internal | Summer | B10 | 1262 | 166 | 0 | 34.68 | 33.55 | 0.01 | 0
2030 | MISO_MI_2_MISO_WUMS | MISO_MI | MISO_WUMS | Internal | Winter | B16 | 25 | 166 | 0 | 52.53 | 45.53 | 0.01 | 0
2030 | MISO_MI_2_MISO_WUMS | MISO_MI | MISO_WUMS | Internal | Winter | B17 | 100 | 166 | 0 | 49.01 | 45.53 | 0.01 | 0
2030 | MISO_MI_2_MISO_WUMS | MISO_MI | MISO_WUMS | Internal | Winter | B18 | 400 | 166 | 0 | 45.86 | 44.94 | 0.01 | 0
2030 | MISO_MI_2_MISO_WUMS | MISO_MI | MISO_WUMS | Internal | Winter | B19 | 700 | 166 | 0 | 43.61 | 43.54 | 0.01 | 0
2030 | MISO_MI_2_MISO_WUMS | MISO_MI | MISO_WUMS | Internal | Winter | B20 | 935 | 166 | 0 | 36.11 | 36.09 | 0.01 | 0
2030 | MISO_MI_2_PJM_ROR | MISO_MI | PJM_ROR | Internal | Shoulder | B11 | 25 | 1424 | 0.01 | 52.12 | 53.1 | 1 | 0
2030 | MISO_MI_2_PJM_ROR | MISO_MI | PJM_ROR | Internal | Shoulder | B12 | 200 | 1424 | 509.34 | 45.52 | 46.52 | 1 | 0
2030 | MISO_MI_2_PJM_ROR | MISO_MI | PJM_ROR | Internal | Shoulder | B13 | 600 | 1424 | 864.89 | 43.12 | 44.12 | 1 | 0
2030 | MISO_MI_2_PJM_ROR | MISO_MI | PJM_ROR | Internal | Shoulder | B14 | 900 | 1424 | 671.51 | 42.41 | 43.41 | 1 | 0
2030 | MISO_MI_2_PJM_ROR | MISO_MI | PJM_ROR | Internal | Shoulder | B15 | 1203 | 1424 | 1424 | 38.23 | 39.41 | 1 | 0.18
2030 | MISO_MI_2_PJM_ROR | MISO_MI | PJM_ROR | Internal | Summer | B1 | 10 | 1424 | 0 | 72.23 | 73.11 | 1 | 0
2030 | MISO_MI_2_PJM_ROR | MISO_MI | PJM_ROR | Internal | Summer | B2 | 25 | 1424 | 0 | 70.66 | 69.28 | 1 | 0
2030 | MISO_MI_2_PJM_ROR | MISO_MI | PJM_ROR | Internal | Summer | B3 | 75 | 1424 | 0 | 70.27 | 69.28 | 1 | 0
2030 | MISO_MI_2_PJM_ROR | MISO_MI | PJM_ROR | Internal | Summer | B4 | 100 | 1424 | 351.54 | 67.68 | 68.68 | 1 | 0
2030 | MISO_MI_2_PJM_ROR | MISO_MI | PJM_ROR | Internal | Summer | B5 | 200 | 1424 | 0 | 64.44 | 65.43 | 1 | 0
2030 | MISO_MI_2_PJM_ROR | MISO_MI | PJM_ROR | Internal | Summer | B6 | 300 | 1424 | 0 | 48.61 | 49.58 | 1 | 0
2030 | MISO_MI_2_PJM_ROR | MISO_MI | PJM_ROR | Internal | Summer | B7 | 400 | 1424 | 0 | 43.34 | 44.31 | 1 | 0
2030 | MISO_MI_2_PJM_ROR | MISO_MI | PJM_ROR | Internal | Summer | B8 | 500 | 1424 | 0 | 40.81 | 41.77 | 1 | 0
2030 | MISO_MI_2_PJM_ROR | MISO_MI | PJM_ROR | Internal | Summer | B9 | 800 | 1424 | 0 | 38.89 | 39.86 | 1 | 0
2030 | MISO_MI_2_PJM_ROR | MISO_MI | PJM_ROR | Internal | Summer | B10 | 1262 | 1424 | 0 | 34.68 | 34.55 | 1 | 0
2030 | MISO_MI_2_PJM_ROR | MISO_MI | PJM_ROR | Internal | Winter | B16 | 25 | 1424 | 0.01 | 52.53 | 53.51 | 1 | 0
2030 | MISO_MI_2_PJM_ROR | MISO_MI | PJM_ROR | Internal | Winter | B17 | 100 | 1424 | 317.14 | 49.01 | 50.01 | 1 | 0
2030 | MISO_MI_2_PJM_ROR | MISO_MI | PJM_ROR | Internal | Winter | B18 | 400 | 1424 | 1363.68 | 45.86 | 46.86 | 1 | 0
2030 | MISO_MI_2_PJM_ROR | MISO_MI | PJM_ROR | Internal | Winter | B19 | 700 | 1424 | 1424 | 43.61 | 44.87 | 1 | 0.26
2030 | MISO_MI_2_PJM_ROR | MISO_MI | PJM_ROR | Internal | Winter | B20 | 935 | 1424 | 0 | 36.11 | 37.09 | 1 | 0
2030 | MISO_MO-IL_2_ENT | MISO_MO-IL | ENT | Internal | Shoulder | B11 | 25 | 2540 | 0 | 52.1 | 51.27 | 4 | 0
2030 | MISO_MO-IL_2_ENT | MISO_MO-IL | ENT | Internal | Shoulder | B12 | 200 | 2540 | 0 | 45.32 | 45.34 | 4 | 0
2030 | MISO_MO-IL_2_ENT | MISO_MO-IL | ENT | Internal | Shoulder | B13 | 600 | 2540 | 0 | 40.55 | 40.55 | 4 | 0
2030 | MISO_MO-IL_2_ENT | MISO_MO-IL | ENT | Internal | Shoulder | B14 | 900 | 2540 | 0 | 39.93 | 39.93 | 4 | 0
2030 | MISO_MO-IL_2_ENT | MISO_MO-IL | ENT | Internal | Shoulder | B15 | 1203 | 2540 | 0 | 37.74 | 33.74 | 4 | 0
2030 | MISO_MO-IL_2_ENT | MISO_MO-IL | ENT | Internal | Summer | B1 | 10 | 2540 | 0 | 72.13 | 72.13 | 4 | 0
2030 | MISO_MO-IL_2_ENT | MISO_MO-IL | ENT | Internal | Summer | B2 | 25 | 2540 | 0 | 70.66 | 67.7 | 4 | 0
2030 | MISO_MO-IL_2_ENT | MISO_MO-IL | ENT | Internal | Summer | B3 | 75 | 2540 | 0 | 70.27 | 68.21 | 4 | 0
2030 | MISO_MO-IL_2_ENT | MISO_MO-IL | ENT | Internal | Summer | B4 | 100 | 2540 | 0 | 67.69 | 65.97 | 4 | 0
2030 | MISO_MO-IL_2_ENT | MISO_MO-IL | ENT | Internal | Summer | B5 | 200 | 2540 | 0 | 64.44 | 64.44 | 4 | 0
2030 | MISO_MO-IL_2_ENT | MISO_MO-IL | ENT | Internal | Summer | B6 | 300 | 2540 | 0 | 48.59 | 48.59 | 4 | 0
2030 | MISO_MO-IL_2_ENT | MISO_MO-IL | ENT | Internal | Summer | B7 | 400 | 2540 | 0 | 43.32 | 45.68 | 4 | 0
2030 | MISO_MO-IL_2_ENT | MISO_MO-IL | ENT | Internal | Summer | B8 | 500 | 2540 | 0 | 40.78 | 43.87 | 4 | 0
2030 | MISO_MO-IL_2_ENT | MISO_MO-IL | ENT | Internal | Summer | B9 | 800 | 2540 | 0 | 38.86 | 42.24 | 4 | 0
2030 | MISO_MO-IL_2_ENT | MISO_MO-IL | ENT | Internal | Summer | B10 | 1262 | 2540 | 0 | 33.55 | 33.55 | 4 | 0
2030 | MISO_MO-IL_2_ENT | MISO_MO-IL | ENT | Internal | Winter | B16 | 25 | 2540 | 0 | 52.51 | 48.62 | 4 | 0
2030 | MISO_MO-IL_2_ENT | MISO_MO-IL | ENT | Internal | Winter | B17 | 100 | 2540 | 0 | 47.28 | 47.28 | 4 | 0
2030 | MISO_MO-IL_2_ENT | MISO_MO-IL | ENT | Internal | Winter | B18 | 400 | 2540 | 0 | 42.14 | 42.14 | 4 | 0
2030 | MISO_MO-IL_2_ENT | MISO_MO-IL | ENT | Internal | Winter | B19 | 700 | 2540 | 0 | 41.38 | 40.95 | 4 | 0
2030 | MISO_MO-IL_2_ENT | MISO_MO-IL | ENT | Internal | Winter | B20 | 935 | 2540 | 0 | 36.09 | 32.7 | 4 | 0
2030 | MISO_MO-IL_2_MISO_IN | MISO_MO-IL | MISO_IN | Internal | Shoulder | B11 | 25 | 6229 | 4983.28 | 52.1 | 52.11 | 0.01 | 0
2030 | MISO_MO-IL_2_MISO_IN | MISO_MO-IL | MISO_IN | Internal | Shoulder | B12 | 200 | 6229 | 6229 | 45.32 | 45.51 | 0.01 | 0.17
2030 | MISO_MO-IL_2_MISO_IN | MISO_MO-IL | MISO_IN | Internal | Shoulder | B13 | 600 | 6229 | 6229 | 40.55 | 43.11 | 0.01 | 2.54
2030 | MISO_MO-IL_2_MISO_IN | MISO_MO-IL | MISO_IN | Internal | Shoulder | B14 | 900 | 6229 | 6229 | 39.93 | 42.4 | 0.01 | 2.46
2030 | MISO_MO-IL_2_MISO_IN | MISO_MO-IL | MISO_IN | Internal | Shoulder | B15 | 1203 | 6229 | 6229 | 37.74 | 38.22 | 0.01 | 0.47
2030 | MISO_MO-IL_2_MISO_IN | MISO_MO-IL | MISO_IN | Internal | Summer | B1 | 10 | 6229 | 6228.99 | 72.13 | 72.22 | 0.01 | 0.08
2030 | MISO_MO-IL_2_MISO_IN | MISO_MO-IL | MISO_IN | Internal | Summer | B2 | 25 | 6229 | 5330.98 | 70.66 | 70.67 | 0.01 | 0
2030 | MISO_MO-IL_2_MISO_IN | MISO_MO-IL | MISO_IN | Internal | Summer | B3 | 75 | 6229 | 4047.99 | 70.27 | 70.28 | 0.01 | 0
2030 | MISO_MO-IL_2_MISO_IN | MISO_MO-IL | MISO_IN | Internal | Summer | B4 | 100 | 6229 | 2691.63 | 67.69 | 67.7 | 0.01 | 0
2030 | MISO_MO-IL_2_MISO_IN | MISO_MO-IL | MISO_IN | Internal | Summer | B5 | 200 | 6229 | 3267.31 | 64.44 | 64.45 | 0.01 | 0
2030 | MISO_MO-IL_2_MISO_IN | MISO_MO-IL | MISO_IN | Internal | Summer | B6 | 300 | 6229 | 3493.96 | 48.59 | 48.6 | 0.01 | 0
2030 | MISO_MO-IL_2_MISO_IN | MISO_MO-IL | MISO_IN | Internal | Summer | B7 | 400 | 6229 | 2565.31 | 43.32 | 43.33 | 0.01 | 0
2030 | MISO_MO-IL_2_MISO_IN | MISO_MO-IL | MISO_IN | Internal | Summer | B8 | 500 | 6229 | 4158.39 | 40.78 | 40.79 | 0.01 | 0
2030 | MISO_MO-IL_2_MISO_IN | MISO_MO-IL | MISO_IN | Internal | Summer | B9 | 800 | 6229 | 2968.11 | 38.86 | 38.87 | 0.01 | 0
2030 | MISO_MO-IL_2_MISO_IN | MISO_MO-IL | MISO_IN | Internal | Summer | B10 | 1262 | 6229 | 6229 | 33.55 | 34.67 | 0.01 | 1.11
2030 | MISO_MO-IL_2_MISO_IN | MISO_MO-IL | MISO_IN | Internal | Winter | B16 | 25 | 6229 | 6028.94 | 52.51 | 52.52 | 0.01 | 0
2030 | MISO_MO-IL_2_MISO_IN | MISO_MO-IL | MISO_IN | Internal | Winter | B17 | 100 | 6229 | 6229 | 47.28 | 49 | 0.01 | 1.71
2030 | MISO_MO-IL_2_MISO_IN | MISO_MO-IL | MISO_IN | Internal | Winter | B18 | 400 | 6229 | 6229 | 42.14 | 45.84 | 0.01 | 3.69
2030 | MISO_MO-IL_2_MISO_IN | MISO_MO-IL | MISO_IN | Internal | Winter | B19 | 700 | 6229 | 6229 | 41.38 | 43.6 | 0.01 | 2.21
2030 | MISO_MO-IL_2_MISO_IN | MISO_MO-IL | MISO_IN | Internal | Winter | B20 | 935 | 6229 | 5642.09 | 36.09 | 36.1 | 0.01 | 0
2030 | MISO_MO-IL_2_MISO_W | MISO_MO-IL | MISO_W | Internal | Shoulder | B11 | 25 | 5033 | 0 | 52.1 | 51.26 | 0.01 | 0
2030 | MISO_MO-IL_2_MISO_W | MISO_MO-IL | MISO_W | Internal | Shoulder | B12 | 200 | 5033 | 0 | 45.32 | 45.31 | 0.01 | 0
2030 | MISO_MO-IL_2_MISO_W | MISO_MO-IL | MISO_W | Internal | Shoulder | B13 | 600 | 5033 | 0 | 40.55 | 40.54 | 0.01 | 0
2030 | MISO_MO-IL_2_MISO_W | MISO_MO-IL | MISO_W | Internal | Shoulder | B14 | 900 | 5033 | 0 | 39.93 | 32.62 | 0.01 | 0
2030 | MISO_MO-IL_2_MISO_W | MISO_MO-IL | MISO_W | Internal | Shoulder | B15 | 1203 | 5033 | 0 | 37.74 | 30.67 | 0.01 | 0
2030 | MISO_MO-IL_2_MISO_W | MISO_MO-IL | MISO_W | Internal | Summer | B1 | 10 | 5033 | 0.03 | 72.13 | 72.11 | 0.01 | 0
2030 | MISO_MO-IL_2_MISO_W | MISO_MO-IL | MISO_W | Internal | Summer | B2 | 25 | 5033 | 0 | 70.66 | 67.69 | 0.01 | 0
2030 | MISO_MO-IL_2_MISO_W | MISO_MO-IL | MISO_W | Internal | Summer | B3 | 75 | 5033 | 0 | 70.27 | 68.28 | 0.01 | 0
2030 | MISO_MO-IL_2_MISO_W | MISO_MO-IL | MISO_W | Internal | Summer | B4 | 100 | 5033 | 0 | 67.69 | 67.68 | 0.01 | 0
2030 | MISO_MO-IL_2_MISO_W | MISO_MO-IL | MISO_W | Internal | Summer | B5 | 200 | 5033 | 0 | 64.44 | 64.43 | 0.01 | 0
2030 | MISO_MO-IL_2_MISO_W | MISO_MO-IL | MISO_W | Internal | Summer | B6 | 300 | 5033 | 0 | 48.59 | 48.58 | 0.01 | 0
2030 | MISO_MO-IL_2_MISO_W | MISO_MO-IL | MISO_W | Internal | Summer | B7 | 400 | 5033 | 0 | 43.32 | 43.31 | 0.01 | 0
2030 | MISO_MO-IL_2_MISO_W | MISO_MO-IL | MISO_W | Internal | Summer | B8 | 500 | 5033 | 0 | 40.78 | 40.77 | 0.01 | 0
2030 | MISO_MO-IL_2_MISO_W | MISO_MO-IL | MISO_W | Internal | Summer | B9 | 800 | 5033 | 0 | 38.86 | 38.85 | 0.01 | 0
2030 | MISO_MO-IL_2_MISO_W | MISO_MO-IL | MISO_W | Internal | Summer | B10 | 1262 | 5033 | 0 | 33.55 | 33.52 | 0.01 | 0
2030 | MISO_MO-IL_2_MISO_W | MISO_MO-IL | MISO_W | Internal | Winter | B16 | 25 | 5033 | 0 | 52.51 | 36.66 | 0.01 | 0
2030 | MISO_MO-IL_2_MISO_W | MISO_MO-IL | MISO_W | Internal | Winter | B17 | 100 | 5033 | 0 | 47.28 | 36.66 | 0.01 | 0
2030 | MISO_MO-IL_2_MISO_W | MISO_MO-IL | MISO_W | Internal | Winter | B18 | 400 | 5033 | 0 | 42.14 | 37.91 | 0.01 | 0
2030 | MISO_MO-IL_2_MISO_W | MISO_MO-IL | MISO_W | Internal | Winter | B19 | 700 | 5033 | 0 | 41.38 | 36.66 | 0.01 | 0
2030 | MISO_MO-IL_2_MISO_W | MISO_MO-IL | MISO_W | Internal | Winter | B20 | 935 | 5033 | 0 | 36.09 | 31.06 | 0.01 | 0
2030 | MISO_MO-IL_2_PJM_ROR | MISO_MO-IL | PJM_ROR | Internal | Shoulder | B11 | 25 | 1212 | 333.62 | 52.1 | 53.1 | 1 | 0
2030 | MISO_MO-IL_2_PJM_ROR | MISO_MO-IL | PJM_ROR | Internal | Shoulder | B12 | 200 | 1212 | 1212 | 45.32 | 46.52 | 1 | 0.2
2030 | MISO_MO-IL_2_PJM_ROR | MISO_MO-IL | PJM_ROR | Internal | Shoulder | B13 | 600 | 1212 | 1212 | 40.55 | 44.12 | 1 | 2.56
2030 | MISO_MO-IL_2_PJM_ROR | MISO_MO-IL | PJM_ROR | Internal | Shoulder | B14 | 900 | 1212 | 1212 | 39.93 | 43.41 | 1 | 2.48
2030 | MISO_MO-IL_2_PJM_ROR | MISO_MO-IL | PJM_ROR | Internal | Shoulder | B15 | 1203 | 1212 | 1212 | 37.74 | 39.41 | 1 | 0.67
2030 | MISO_MO-IL_2_PJM_ROR | MISO_MO-IL | PJM_ROR | Internal | Summer | B1 | 10 | 1212 | 0.05 | 72.13 | 73.11 | 1 | 0
2030 | MISO_MO-IL_2_PJM_ROR | MISO_MO-IL | PJM_ROR | Internal | Summer | B2 | 25 | 1212 | 0 | 70.66 | 69.28 | 1 | 0
2030 | MISO_MO-IL_2_PJM_ROR | MISO_MO-IL | PJM_ROR | Internal | Summer | B3 | 75 | 1212 | 0 | 70.27 | 69.28 | 1 | 0
2030 | MISO_MO-IL_2_PJM_ROR | MISO_MO-IL | PJM_ROR | Internal | Summer | B4 | 100 | 1212 | 0 | 67.69 | 68.68 | 1 | 0
2030 | MISO_MO-IL_2_PJM_ROR | MISO_MO-IL | PJM_ROR | Internal | Summer | B5 | 200 | 1212 | 0 | 64.44 | 65.43 | 1 | 0
2030 | MISO_MO-IL_2_PJM_ROR | MISO_MO-IL | PJM_ROR | Internal | Summer | B6 | 300 | 1212 | 0 | 48.59 | 49.58 | 1 | 0
2030 | MISO_MO-IL_2_PJM_ROR | MISO_MO-IL | PJM_ROR | Internal | Summer | B7 | 400 | 1212 | 0 | 43.32 | 44.31 | 1 | 0
2030 | MISO_MO-IL_2_PJM_ROR | MISO_MO-IL | PJM_ROR | Internal | Summer | B8 | 500 | 1212 | 0 | 40.78 | 41.77 | 1 | 0
2030 | MISO_MO-IL_2_PJM_ROR | MISO_MO-IL | PJM_ROR | Internal | Summer | B9 | 800 | 1212 | 335.58 | 38.86 | 39.86 | 1 | 0
2030 | MISO_MO-IL_2_PJM_ROR | MISO_MO-IL | PJM_ROR | Internal | Summer | B10 | 1262 | 1212 | 143.48 | 33.55 | 34.55 | 1 | 0
2030 | MISO_MO-IL_2_PJM_ROR | MISO_MO-IL | PJM_ROR | Internal | Winter | B16 | 25 | 1212 | 351.73 | 52.51 | 53.51 | 1 | 0
2030 | MISO_MO-IL_2_PJM_ROR | MISO_MO-IL | PJM_ROR | Internal | Winter | B17 | 100 | 1212 | 1212 | 47.28 | 50.01 | 1 | 1.73
2030 | MISO_MO-IL_2_PJM_ROR | MISO_MO-IL | PJM_ROR | Internal | Winter | B18 | 400 | 1212 | 1212 | 42.14 | 46.86 | 1 | 3.72
2030 | MISO_MO-IL_2_PJM_ROR | MISO_MO-IL | PJM_ROR | Internal | Winter | B19 | 700 | 1212 | 1212 | 41.38 | 44.87 | 1 | 2.5
2030 | MISO_MO-IL_2_PJM_ROR | MISO_MO-IL | PJM_ROR | Internal | Winter | B20 | 935 | 1212 | 242.75 | 36.09 | 37.09 | 1 | 0
2030 | MISO_MO-IL_2_TVA_Transmission | MISO_MO-IL | TVA_Transmission | Internal | Shoulder | B11 | 25 | 4000 | 2315.63 | 52.1 | 56.1 | 4 | 0
2030 | MISO_MO-IL_2_TVA_Transmission | MISO_MO-IL | TVA_Transmission | Internal | Shoulder | B12 | 200 | 4000 | 0 | 45.32 | 49 | 4 | 0
2030 | MISO_MO-IL_2_TVA_Transmission | MISO_MO-IL | TVA_Transmission | Internal | Shoulder | B13 | 600 | 4000 | 1873.76 | 40.55 | 44.55 | 4 | 0
2030 | MISO_MO-IL_2_TVA_Transmission | MISO_MO-IL | TVA_Transmission | Internal | Shoulder | B14 | 900 | 4000 | 2490.67 | 39.93 | 43.93 | 4 | 0
2030 | MISO_MO-IL_2_TVA_Transmission | MISO_MO-IL | TVA_Transmission | Internal | Shoulder | B15 | 1203 | 4000 | 4000 | 37.74 | 42.41 | 4 | 0.67
2030 | MISO_MO-IL_2_TVA_Transmission | MISO_MO-IL | TVA_Transmission | Internal | Summer | B1 | 10 | 4000 | 2428.16 | 72.13 | 76.13 | 4 | 0
2030 | MISO_MO-IL_2_TVA_Transmission | MISO_MO-IL | TVA_Transmission | Internal | Summer | B2 | 25 | 4000 | 2703.84 | 70.66 | 74.66 | 4 | 0
2030 | MISO_MO-IL_2_TVA_Transmission | MISO_MO-IL | TVA_Transmission | Internal | Summer | B3 | 75 | 4000 | 4000 | 70.27 | 74.55 | 4 | 0.28
2030 | MISO_MO-IL_2_TVA_Transmission | MISO_MO-IL | TVA_Transmission | Internal | Summer | B4 | 100 | 4000 | 4000 | 67.69 | 73.3 | 4 | 1.61
2030 | MISO_MO-IL_2_TVA_Transmission | MISO_MO-IL | TVA_Transmission | Internal | Summer | B5 | 200 | 4000 | 3002.27 | 64.44 | 68.44 | 4 | 0
2030 | MISO_MO-IL_2_TVA_Transmission | MISO_MO-IL | TVA_Transmission | Internal | Summer | B6 | 300 | 4000 | 1128.37 | 48.59 | 52.59 | 4 | 0
2030 | MISO_MO-IL_2_TVA_Transmission | MISO_MO-IL | TVA_Transmission | Internal | Summer | B7 | 400 | 4000 | 2087.92 | 43.32 | 47.32 | 4 | 0
2030 | MISO_MO-IL_2_TVA_Transmission | MISO_MO-IL | TVA_Transmission | Internal | Summer | B8 | 500 | 4000 | 415.53 | 40.78 | 44.78 | 4 | 0
2030 | MISO_MO-IL_2_TVA_Transmission | MISO_MO-IL | TVA_Transmission | Internal | Summer | B9 | 800 | 4000 | 532.29 | 38.86 | 42.86 | 4 | 0
2030 | MISO_MO-IL_2_TVA_Transmission | MISO_MO-IL | TVA_Transmission | Internal | Summer | B10 | 1262 | 4000 | 2696.25 | 33.55 | 37.55 | 4 | 0
2030 | MISO_MO-IL_2_TVA_Transmission | MISO_MO-IL | TVA_Transmission | Internal | Winter | B16 | 25 | 4000 | 3644.41 | 52.51 | 56.51 | 4 | 0
2030 | MISO_MO-IL_2_TVA_Transmission | MISO_MO-IL | TVA_Transmission | Internal | Winter | B17 | 100 | 4000 | 2600.94 | 47.28 | 51.28 | 4 | 0
2030 | MISO_MO-IL_2_TVA_Transmission | MISO_MO-IL | TVA_Transmission | Internal | Winter | B18 | 400 | 4000 | 3189.74 | 42.14 | 46.14 | 4 | 0
2030 | MISO_MO-IL_2_TVA_Transmission | MISO_MO-IL | TVA_Transmission | Internal | Winter | B19 | 700 | 4000 | 4000 | 41.38 | 46.13 | 4 | 0.75
2030 | MISO_MO-IL_2_TVA_Transmission | MISO_MO-IL | TVA_Transmission | Internal | Winter | B20 | 935 | 4000 | 3703.45 | 36.09 | 40.09 | 4 | 0
2030 | MISO_W_2_IESO | MISO_W | IESO | Internal | Shoulder | B11 | 25 | 164 | 0 | 51.26 | 39.84 | 4 | 0
2030 | MISO_W_2_IESO | MISO_W | IESO | Internal | Shoulder | B12 | 200 | 164 | 0 | 45.31 | 39.81 | 4 | 0
2030 | MISO_W_2_IESO | MISO_W | IESO | Internal | Shoulder | B13 | 600 | 164 | 0 | 40.54 | 37.26 | 4 | 0
2030 | MISO_W_2_IESO | MISO_W | IESO | Internal | Shoulder | B14 | 900 | 164 | 164 | 32.62 | 37.26 | 4 | 0.64
2030 | MISO_W_2_IESO | MISO_W | IESO | Internal | Shoulder | B15 | 1203 | 164 | 164 | 30.67 | 37.26 | 4 | 2.59
2030 | MISO_W_2_IESO | MISO_W | IESO | Internal | Summer | B1 | 10 | 164 | 0 | 72.11 | 50.72 | 4 | 0
2030 | MISO_W_2_IESO | MISO_W | IESO | Internal | Summer | B2 | 25 | 164 | 0 | 67.69 | 50.72 | 4 | 0
2030 | MISO_W_2_IESO | MISO_W | IESO | Internal | Summer | B3 | 75 | 164 | 0 | 68.28 | 46.12 | 4 | 0
2030 | MISO_W_2_IESO | MISO_W | IESO | Internal | Summer | B4 | 100 | 164 | 0 | 67.68 | 46.12 | 4 | 0
2030 | MISO_W_2_IESO | MISO_W | IESO | Internal | Summer | B5 | 200 | 164 | 0 | 64.43 | 42.57 | 4 | 0
2030 | MISO_W_2_IESO | MISO_W | IESO | Internal | Summer | B6 | 300 | 164 | 0 | 48.58 | 42.52 | 4 | 0
2030 | MISO_W_2_IESO | MISO_W | IESO | Internal | Summer | B7 | 400 | 164 | 0 | 43.31 | 38.52 | 4 | 0
2030 | MISO_W_2_IESO | MISO_W | IESO | Internal | Summer | B8 | 500 | 164 | 0 | 40.77 | 36.07 | 4 | 0
2030 | MISO_W_2_IESO | MISO_W | IESO | Internal | Summer | B9 | 800 | 164 | 0 | 38.85 | 35.39 | 4 | 0
2030 | MISO_W_2_IESO | MISO_W | IESO | Internal | Summer | B10 | 1262 | 164 | 0 | 33.52 | 35.39 | 4 | 0
2030 | MISO_W_2_IESO | MISO_W | IESO | Internal | Winter | B16 | 25 | 164 | 164 | 36.66 | 45.43 | 4 | 4.77
2030 | MISO_W_2_IESO | MISO_W | IESO | Internal | Winter | B17 | 100 | 164 | 164 | 36.66 | 42.53 | 4 | 1.87
2030 | MISO_W_2_IESO | MISO_W | IESO | Internal | Winter | B18 | 400 | 164 | 0 | 37.91 | 41.67 | 4 | 0
2030 | MISO_W_2_IESO | MISO_W | IESO | Internal | Winter | B19 | 700 | 164 | 0 | 36.66 | 40.11 | 4 | 0
2030 | MISO_W_2_IESO | MISO_W | IESO | Internal | Winter | B20 | 935 | 164 | 164 | 31.06 | 40.11 | 4 | 5.05
2030 | MISO_W_2_MAPP_CA | MISO_W | MAPP_CA | Internal | Shoulder | B11 | 25 | 788 | 0 | 51.26 | 32.61 | 0.01 | 0
2030 | MISO_W_2_MAPP_CA | MISO_W | MAPP_CA | Internal | Shoulder | B12 | 200 | 788 | 0 | 45.31 | 35.81 | 0.01 | 0
2030 | MISO_W_2_MAPP_CA | MISO_W | MAPP_CA | Internal | Shoulder | B13 | 600 | 788 | 0 | 40.54 | 33.26 | 0.01 | 0
2030 | MISO_W_2_MAPP_CA | MISO_W | MAPP_CA | Internal | Shoulder | B14 | 900 | 788 | 0 | 32.62 | 32.61 | 0.01 | 0
2030 | MISO_W_2_MAPP_CA | MISO_W | MAPP_CA | Internal | Shoulder | B15 | 1203 | 788 | 788 | 30.67 | 32.61 | 0.01 | 1.92
2030 | MISO_W_2_MAPP_CA | MISO_W | MAPP_CA | Internal | Summer | B1 | 10 | 788 | 0 | 72.11 | 33.54 | 0.01 | 0
2030 | MISO_W_2_MAPP_CA | MISO_W | MAPP_CA | Internal | Summer | B2 | 25 | 788 | 0 | 67.69 | 33.54 | 0.01 | 0
2030 | MISO_W_2_MAPP_CA | MISO_W | MAPP_CA | Internal | Summer | B3 | 75 | 788 | 0 | 68.28 | 33.54 | 0.01 | 0
2030 | MISO_W_2_MAPP_CA | MISO_W | MAPP_CA | Internal | Summer | B4 | 100 | 788 | 0 | 67.68 | 33.54 | 0.01 | 0
2030 | MISO_W_2_MAPP_CA | MISO_W | MAPP_CA | Internal | Summer | B5 | 200 | 788 | 0 | 64.43 | 33.54 | 0.01 | 0
2030 | MISO_W_2_MAPP_CA | MISO_W | MAPP_CA | Internal | Summer | B6 | 300 | 788 | 0 | 48.58 | 33.54 | 0.01 | 0
2030 | MISO_W_2_MAPP_CA | MISO_W | MAPP_CA | Internal | Summer | B7 | 400 | 788 | 0 | 43.31 | 33.54 | 0.01 | 0
2030 | MISO_W_2_MAPP_CA | MISO_W | MAPP_CA | Internal | Summer | B8 | 500 | 788 | 0 | 40.77 | 33.54 | 0.01 | 0
2030 | MISO_W_2_MAPP_CA | MISO_W | MAPP_CA | Internal | Summer | B9 | 800 | 788 | 0 | 38.85 | 33.54 | 0.01 | 0
2030 | MISO_W_2_MAPP_CA | MISO_W | MAPP_CA | Internal | Summer | B10 | 1262 | 788 | 70.15 | 33.52 | 33.54 | 0.01 | 0
2030 | MISO_W_2_MAPP_CA | MISO_W | MAPP_CA | Internal | Winter | B16 | 25 | 788 | 0.01 | 36.66 | 36.65 | 0.01 | 0
2030 | MISO_W_2_MAPP_CA | MISO_W | MAPP_CA | Internal | Winter | B17 | 100 | 788 | 0 | 36.66 | 36.65 | 0.01 | 0
2030 | MISO_W_2_MAPP_CA | MISO_W | MAPP_CA | Internal | Winter | B18 | 400 | 788 | 0 | 37.91 | 37.89 | 0.01 | 0
2030 | MISO_W_2_MAPP_CA | MISO_W | MAPP_CA | Internal | Winter | B19 | 700 | 788 | 0 | 36.66 | 36.65 | 0.01 | 0
2030 | MISO_W_2_MAPP_CA | MISO_W | MAPP_CA | Internal | Winter | B20 | 935 | 788 | 788 | 31.06 | 36.65 | 0.01 | 5.57
2030 | MISO_W_2_MISO_MO-IL | MISO_W | MISO_MO-IL | Internal | Shoulder | B11 | 25 | 7873 | 7873 | 51.26 | 52.1 | 0.01 | 0.82
2030 | MISO_W_2_MISO_MO-IL | MISO_W | MISO_MO-IL | Internal | Shoulder | B12 | 200 | 7873 | 6374.2 | 45.31 | 45.32 | 0.01 | 0
2030 | MISO_W_2_MISO_MO-IL | MISO_W | MISO_MO-IL | Internal | Shoulder | B13 | 600 | 7873 | 7845.09 | 40.54 | 40.55 | 0.01 | 0
2030 | MISO_W_2_MISO_MO-IL | MISO_W | MISO_MO-IL | Internal | Shoulder | B14 | 900 | 7873 | 7873 | 32.62 | 39.93 | 0.01 | 7.3
2030 | MISO_W_2_MISO_MO-IL | MISO_W | MISO_MO-IL | Internal | Shoulder | B15 | 1203 | 7873 | 7873 | 30.67 | 37.74 | 0.01 | 7.06
2030 | MISO_W_2_MISO_MO-IL | MISO_W | MISO_MO-IL | Internal | Summer | B1 | 10 | 7873 | 6883.29 | 72.11 | 72.13 | 0.01 | 0
2030 | MISO_W_2_MISO_MO-IL | MISO_W | MISO_MO-IL | Internal | Summer | B2 | 25 | 7873 | 7873 | 67.69 | 70.66 | 0.01 | 2.96
2030 | MISO_W_2_MISO_MO-IL | MISO_W | MISO_MO-IL | Internal | Summer | B3 | 75 | 7873 | 7873 | 68.28 | 70.27 | 0.01 | 1.98
2030 | MISO_W_2_MISO_MO-IL | MISO_W | MISO_MO-IL | Internal | Summer | B4 | 100 | 7873 | 6649.28 | 67.68 | 67.69 | 0.01 | 0
2030 | MISO_W_2_MISO_MO-IL | MISO_W | MISO_MO-IL | Internal | Summer | B5 | 200 | 7873 | 5999.71 | 64.43 | 64.44 | 0.01 | 0
2030 | MISO_W_2_MISO_MO-IL | MISO_W | MISO_MO-IL | Internal | Summer | B6 | 300 | 7873 | 3344.29 | 48.58 | 48.59 | 0.01 | 0
2030 | MISO_W_2_MISO_MO-IL | MISO_W | MISO_MO-IL | Internal | Summer | B7 | 400 | 7873 | 4221.84 | 43.31 | 43.32 | 0.01 | 0
2030 | MISO_W_2_MISO_MO-IL | MISO_W | MISO_MO-IL | Internal | Summer | B8 | 500 | 7873 | 4108.89 | 40.77 | 40.78 | 0.01 | 0
2030 | MISO_W_2_MISO_MO-IL | MISO_W | MISO_MO-IL | Internal | Summer | B9 | 800 | 7873 | 3601.43 | 38.85 | 38.86 | 0.01 | 0
2030 | MISO_W_2_MISO_MO-IL | MISO_W | MISO_MO-IL | Internal | Summer | B10 | 1262 | 7873 | 7873 | 33.52 | 33.55 | 0.01 | 0.01
2030 | MISO_W_2_MISO_MO-IL | MISO_W | MISO_MO-IL | Internal | Winter | B16 | 25 | 7873 | 7873 | 36.66 | 52.51 | 0.01 | 15.84
2030 | MISO_W_2_MISO_MO-IL | MISO_W | MISO_MO-IL | Internal | Winter | B17 | 100 | 7873 | 7873 | 36.66 | 47.28 | 0.01 | 10.61
2030 | MISO_W_2_MISO_MO-IL | MISO_W | MISO_MO-IL | Internal | Winter | B18 | 400 | 7873 | 7873 | 37.91 | 42.14 | 0.01 | 4.22
2030 | MISO_W_2_MISO_MO-IL | MISO_W | MISO_MO-IL | Internal | Winter | B19 | 700 | 7873 | 7873 | 36.66 | 41.38 | 0.01 | 4.71
2030 | MISO_W_2_MISO_MO-IL | MISO_W | MISO_MO-IL | Internal | Winter | B20 | 935 | 7873 | 7873 | 31.06 | 36.09 | 0.01 | 5.01
2030 | MISO_W_2_MISO_WUMS | MISO_W | MISO_WUMS | Internal | Shoulder | B11 | 25 | 3756 | 1628.24 | 51.26 | 51.27 | 0.01 | 0
2030 | MISO_W_2_MISO_WUMS | MISO_W | MISO_WUMS | Internal | Shoulder | B12 | 200 | 3756 | 1712.85 | 45.31 | 45.32 | 0.01 | 0
2030 | MISO_W_2_MISO_WUMS | MISO_W | MISO_WUMS | Internal | Shoulder | B13 | 600 | 3756 | 3756 | 40.54 | 42.45 | 0.01 | 1.89
2030 | MISO_W_2_MISO_WUMS | MISO_W | MISO_WUMS | Internal | Shoulder | B14 | 900 | 3756 | 3756 | 32.62 | 42.4 | 0.01 | 9.77
2030 | MISO_W_2_MISO_WUMS | MISO_W | MISO_WUMS | Internal | Shoulder | B15 | 1203 | 3756 | 3756 | 30.67 | 37.54 | 0.01 | 6.85
2030 | MISO_W_2_MISO_WUMS | MISO_W | MISO_WUMS | Internal | Summer | B1 | 10 | 3756 | 0 | 72.11 | 67.68 | 0.01 | 0
2030 | MISO_W_2_MISO_WUMS | MISO_W | MISO_WUMS | Internal | Summer | B2 | 25 | 3756 | 0.01 | 67.69 | 67.68 | 0.01 | 0
2030 | MISO_W_2_MISO_WUMS | MISO_W | MISO_WUMS | Internal | Summer | B3 | 75 | 3756 | 0 | 68.28 | 67.68 | 0.01 | 0
2030 | MISO_W_2_MISO_WUMS | MISO_W | MISO_WUMS | Internal | Summer | B4 | 100 | 3756 | 0 | 67.68 | 67.68 | 0.01 | 0
2030 | MISO_W_2_MISO_WUMS | MISO_W | MISO_WUMS | Internal | Summer | B5 | 200 | 3756 | 6.73 | 64.43 | 64.44 | 0.01 | 0
2030 | MISO_W_2_MISO_WUMS | MISO_W | MISO_WUMS | Internal | Summer | B6 | 300 | 3756 | 0 | 48.58 | 48.58 | 0.01 | 0
2030 | MISO_W_2_MISO_WUMS | MISO_W | MISO_WUMS | Internal | Summer | B7 | 400 | 3756 | 0 | 43.31 | 43.31 | 0.01 | 0
2030 | MISO_W_2_MISO_WUMS | MISO_W | MISO_WUMS | Internal | Summer | B8 | 500 | 3756 | 3121.07 | 40.77 | 40.78 | 0.01 | 0
2030 | MISO_W_2_MISO_WUMS | MISO_W | MISO_WUMS | Internal | Summer | B9 | 800 | 3756 | 2929.4 | 38.85 | 38.86 | 0.01 | 0
2030 | MISO_W_2_MISO_WUMS | MISO_W | MISO_WUMS | Internal | Summer | B10 | 1262 | 3756 | 3756 | 33.52 | 33.55 | 0.01 | 0.01
2030 | MISO_W_2_MISO_WUMS | MISO_W | MISO_WUMS | Internal | Winter | B16 | 25 | 3756 | 3756 | 36.66 | 45.53 | 0.01 | 8.86
2030 | MISO_W_2_MISO_WUMS | MISO_W | MISO_WUMS | Internal | Winter | B17 | 100 | 3756 | 3756 | 36.66 | 45.53 | 0.01 | 8.86
2030 | MISO_W_2_MISO_WUMS | MISO_W | MISO_WUMS | Internal | Winter | B18 | 400 | 3756 | 3756 | 37.91 | 44.94 | 0.01 | 7.02
2030 | MISO_W_2_MISO_WUMS | MISO_W | MISO_WUMS | Internal | Winter | B19 | 700 | 3756 | 3756 | 36.66 | 43.54 | 0.01 | 6.87
2030 | MISO_W_2_MISO_WUMS | MISO_W | MISO_WUMS | Internal | Winter | B20 | 935 | 3756 | 3756 | 31.06 | 36.09 | 0.01 | 5.01
2030 | MISO_W_2_NE | MISO_W | NE | Internal | Shoulder | B11 | 25 | 20297 | 0 | 51.26 | 48.76 | 3.5 | 0
2030 | MISO_W_2_NE | MISO_W | NE | Internal | Shoulder | B12 | 200 | 20297 | 0 | 45.31 | 42.81 | 3.5 | 0
2030 | MISO_W_2_NE | MISO_W | NE | Internal | Shoulder | B13 | 600 | 20297 | 0 | 40.54 | 38.04 | 3.5 | 0
2030 | MISO_W_2_NE | MISO_W | NE | Internal | Shoulder | B14 | 900 | 20297 | 0 | 32.62 | 27.24 | 3.5 | 0
2030 | MISO_W_2_NE | MISO_W | NE | Internal | Shoulder | B15 | 1203 | 20297 | 0 | 30.67 | 24.05 | 3.5 | 0
2030 | MISO_W_2_NE | MISO_W | NE | Internal | Summer | B1 | 10 | 20297 | 0 | 72.11 | 69.61 | 3.5 | 0
2030 | MISO_W_2_NE | MISO_W | NE | Internal | Summer | B2 | 25 | 20297 | 0 | 67.69 | 65.19 | 3.5 | 0
2030 | MISO_W_2_NE | MISO_W | NE | Internal | Summer | B3 | 75 | 20297 | 0 | 68.28 | 65.78 | 3.5 | 0
2030 | MISO_W_2_NE | MISO_W | NE | Internal | Summer | B4 | 100 | 20297 | 0 | 67.68 | 65.18 | 3.5 | 0
2030 | MISO_W_2_NE | MISO_W | NE | Internal | Summer | B5 | 200 | 20297 | 0 | 64.43 | 61.93 | 3.5 | 0
2030 | MISO_W_2_NE | MISO_W | NE | Internal | Summer | B6 | 300 | 20297 | 0 | 48.58 | 46.08 | 3.5 | 0
2030 | MISO_W_2_NE | MISO_W | NE | Internal | Summer | B7 | 400 | 20297 | 0 | 43.31 | 40.81 | 3.5 | 0
2030 | MISO_W_2_NE | MISO_W | NE | Internal | Summer | B8 | 500 | 20297 | 0 | 40.77 | 38.27 | 3.5 | 0
2030 | MISO_W_2_NE | MISO_W | NE | Internal | Summer | B9 | 800 | 20297 | 0 | 38.85 | 36.35 | 3.5 | 0
2030 | MISO_W_2_NE | MISO_W | NE | Internal | Summer | B10 | 1262 | 20297 | 0 | 33.52 | 31.02 | 3.5 | 0
2030 | MISO_W_2_NE | MISO_W | NE | Internal | Winter | B16 | 25 | 20297 | 0 | 36.66 | -38.13 | 3.5 | 0
2030 | MISO_W_2_NE | MISO_W | NE | Internal | Winter | B17 | 100 | 20297 | 0 | 36.66 | 17.66 | 3.5 | 0
2030 | MISO_W_2_NE | MISO_W | NE | Internal | Winter | B18 | 400 | 20297 | 0 | 37.91 | 34.15 | 3.5 | 0
2030 | MISO_W_2_NE | MISO_W | NE | Internal | Winter | B19 | 700 | 20297 | 0 | 36.66 | 34.15 | 3.5 | 0
2030 | MISO_W_2_NE | MISO_W | NE | Internal | Winter | B20 | 935 | 20297 | 0 | 31.06 | 24.49 | 3.5 | 0
2030 | MISO_W_2_PJM_ROR | MISO_W | PJM_ROR | Internal | Shoulder | B11 | 25 | 10135 | 10135 | 51.26 | 53.1 | 1 | 0.83
2030 | MISO_W_2_PJM_ROR | MISO_W | PJM_ROR | Internal | Shoulder | B12 | 200 | 10135 | 10135 | 45.31 | 46.52 | 1 | 0.21
2030 | MISO_W_2_PJM_ROR | MISO_W | PJM_ROR | Internal | Shoulder | B13 | 600 | 10135 | 10135 | 40.54 | 44.12 | 1 | 2.58
2030 | MISO_W_2_PJM_ROR | MISO_W | PJM_ROR | Internal | Shoulder | B14 | 900 | 10135 | 10135 | 32.62 | 43.41 | 1 | 9.79
2030 | MISO_W_2_PJM_ROR | MISO_W | PJM_ROR | Internal | Shoulder | B15 | 1203 | 10135 | 10135 | 30.67 | 39.41 | 1 | 7.74
2030 | MISO_W_2_PJM_ROR | MISO_W | PJM_ROR | Internal | Summer | B1 | 10 | 10135 | 9486.35 | 72.11 | 73.11 | 1 | 0
2030 | MISO_W_2_PJM_ROR | MISO_W | PJM_ROR | Internal | Summer | B2 | 25 | 10135 | 10135 | 67.69 | 69.28 | 1 | 0.6
2030 | MISO_W_2_PJM_ROR | MISO_W | PJM_ROR | Internal | Summer | B3 | 75 | 10135 | 5942.77 | 68.28 | 69.28 | 1 | 0
2030 | MISO_W_2_PJM_ROR | MISO_W | PJM_ROR | Internal | Summer | B4 | 100 | 10135 | 4449.94 | 67.68 | 68.68 | 1 | 0
2030 | MISO_W_2_PJM_ROR | MISO_W | PJM_ROR | Internal | Summer | B5 | 200 | 10135 | 2580.76 | 64.43 | 65.43 | 1 | 0
2030 | MISO_W_2_PJM_ROR | MISO_W | PJM_ROR | Internal | Summer | B6 | 300 | 10135 | 8344.72 | 48.58 | 49.58 | 1 | 0
2030 | MISO_W_2_PJM_ROR | MISO_W | PJM_ROR | Internal | Summer | B7 | 400 | 10135 | 5770.52 | 43.31 | 44.31 | 1 | 0
2030 | MISO_W_2_PJM_ROR | MISO_W | PJM_ROR | Internal | Summer | B8 | 500 | 10135 | 9498.26 | 40.77 | 41.77 | 1 | 0
2030 | MISO_W_2_PJM_ROR | MISO_W | PJM_ROR | Internal | Summer | B9 | 800 | 10135 | 10135 | 38.85 | 39.86 | 1 | 0.01
2030 | MISO_W_2_PJM_ROR | MISO_W | PJM_ROR | Internal | Summer | B10 | 1262 | 10135 | 10135 | 33.52 | 34.55 | 1 | 0.02
2030 | MISO_W_2_PJM_ROR | MISO_W | PJM_ROR | Internal | Winter | B16 | 25 | 10135 | 10135 | 36.66 | 53.51 | 1 | 15.85
2030 | MISO_W_2_PJM_ROR | MISO_W | PJM_ROR | Internal | Winter | B17 | 100 | 10135 | 10135 | 36.66 | 50.01 | 1 | 12.35
2030 | MISO_W_2_PJM_ROR | MISO_W | PJM_ROR | Internal | Winter | B18 | 400 | 10135 | 10135 | 37.91 | 46.86 | 1 | 7.95
2030 | MISO_W_2_PJM_ROR | MISO_W | PJM_ROR | Internal | Winter | B19 | 700 | 10135 | 10135 | 36.66 | 44.87 | 1 | 7.21
2030 | MISO_W_2_PJM_ROR | MISO_W | PJM_ROR | Internal | Winter | B20 | 935 | 10135 | 10135 | 31.06 | 37.09 | 1 | 5.02
2030 | MISO_W_2_SPP_N | MISO_W | SPP_N | Internal | Shoulder | B11 | 25 | 3200 | 0 | 51.26 | 48.77 | 3.5 | 0
2030 | MISO_W_2_SPP_N | MISO_W | SPP_N | Internal | Shoulder | B12 | 200 | 3200 | 0 | 45.31 | 42.82 | 3.5 | 0
2030 | MISO_W_2_SPP_N | MISO_W | SPP_N | Internal | Shoulder | B13 | 600 | 3200 | 0 | 40.54 | 38.05 | 3.5 | 0
2030 | MISO_W_2_SPP_N | MISO_W | SPP_N | Internal | Shoulder | B14 | 900 | 3200 | 0 | 32.62 | 27.25 | 3.5 | 0
2030 | MISO_W_2_SPP_N | MISO_W | SPP_N | Internal | Shoulder | B15 | 1203 | 3200 | 0 | 30.67 | 24.06 | 3.5 | 0
2030 | MISO_W_2_SPP_N | MISO_W | SPP_N | Internal | Summer | B1 | 10 | 3200 | 0 | 72.11 | 69.63 | 3.5 | 0
2030 | MISO_W_2_SPP_N | MISO_W | SPP_N | Internal | Summer | B2 | 25 | 3200 | 0 | 67.69 | 65.2 | 3.5 | 0
2030 | MISO_W_2_SPP_N | MISO_W | SPP_N | Internal | Summer | B3 | 75 | 3200 | 0 | 68.28 | 65.79 | 3.5 | 0
2030 | MISO_W_2_SPP_N | MISO_W | SPP_N | Internal | Summer | B4 | 100 | 3200 | 0 | 67.68 | 65.19 | 3.5 | 0
2030 | MISO_W_2_SPP_N | MISO_W | SPP_N | Internal | Summer | B5 | 200 | 3200 | 0 | 64.43 | 61.94 | 3.5 | 0
2030 | MISO_W_2_SPP_N | MISO_W | SPP_N | Internal | Summer | B6 | 300 | 3200 | 0 | 48.58 | 46.09 | 3.5 | 0
2030 | MISO_W_2_SPP_N | MISO_W | SPP_N | Internal | Summer | B7 | 400 | 3200 | 0 | 43.31 | 43.18 | 3.5 | 0
2030 | MISO_W_2_SPP_N | MISO_W | SPP_N | Internal | Summer | B8 | 500 | 3200 | 0 | 40.77 | 41.36 | 3.5 | 0
2030 | MISO_W_2_SPP_N | MISO_W | SPP_N | Internal | Summer | B9 | 800 | 3200 | 0 | 38.85 | 39.73 | 3.5 | 0
2030 | MISO_W_2_SPP_N | MISO_W | SPP_N | Internal | Summer | B10 | 1262 | 3200 | 0 | 33.52 | 31.04 | 3.5 | 0
2030 | MISO_W_2_SPP_N | MISO_W | SPP_N | Internal | Winter | B16 | 25 | 3200 | 0 | 36.66 | 34.86 | 3.5 | 0
2030 | MISO_W_2_SPP_N | MISO_W | SPP_N | Internal | Winter | B17 | 100 | 3200 | 0 | 36.66 | 32.81 | 3.5 | 0
2030 | MISO_W_2_SPP_N | MISO_W | SPP_N | Internal | Winter | B18 | 400 | 3200 | 0 | 37.91 | 35.41 | 3.5 | 0
2030 | MISO_W_2_SPP_N | MISO_W | SPP_N | Internal | Winter | B19 | 700 | 3200 | 0 | 36.66 | 34.16 | 3.5 | 0
2030 | MISO_W_2_SPP_N | MISO_W | SPP_N | Internal | Winter | B20 | 935 | 3200 | 0 | 31.06 | 25.23 | 3.5 | 0
2030 | MISO_WUMS_2_MISO_MI | MISO_WUMS | MISO_MI | Internal | Shoulder | B11 | 25 | 148 | 148 | 51.27 | 52.12 | 0.01 | 0.83
2030 | MISO_WUMS_2_MISO_MI | MISO_WUMS | MISO_MI | Internal | Shoulder | B12 | 200 | 148 | 148 | 45.32 | 45.52 | 0.01 | 0.18
2030 | MISO_WUMS_2_MISO_MI | MISO_WUMS | MISO_MI | Internal | Shoulder | B13 | 600 | 148 | 148 | 42.45 | 43.12 | 0.01 | 0.66
2030 | MISO_WUMS_2_MISO_MI | MISO_WUMS | MISO_MI | Internal | Shoulder | B14 | 900 | 148 | 75.16 | 42.4 | 42.41 | 0.01 | 0
2030 | MISO_WUMS_2_MISO_MI | MISO_WUMS | MISO_MI | Internal | Shoulder | B15 | 1203 | 148 | 148 | 37.54 | 38.23 | 0.01 | 0.68
2030 | MISO_WUMS_2_MISO_MI | MISO_WUMS | MISO_MI | Internal | Summer | B1 | 10 | 148 | 148 | 67.68 | 72.23 | 0.01 | 4.54
2030 | MISO_WUMS_2_MISO_MI | MISO_WUMS | MISO_MI | Internal | Summer | B2 | 25 | 148 | 148 | 67.68 | 70.66 | 0.01 | 2.97
2030 | MISO_WUMS_2_MISO_MI | MISO_WUMS | MISO_MI | Internal | Summer | B3 | 75 | 148 | 148 | 67.68 | 70.27 | 0.01 | 2.58
2030 | MISO_WUMS_2_MISO_MI | MISO_WUMS | MISO_MI | Internal | Summer | B4 | 100 | 148 | 0 | 67.68 | 67.68 | 0.01 | 0
2030 | MISO_WUMS_2_MISO_MI | MISO_WUMS | MISO_MI | Internal | Summer | B5 | 200 | 148 | 0 | 64.44 | 64.44 | 0.01 | 0
2030 | MISO_WUMS_2_MISO_MI | MISO_WUMS | MISO_MI | Internal | Summer | B6 | 300 | 148 | 148 | 48.58 | 48.61 | 0.01 | 0.02
2030 | MISO_WUMS_2_MISO_MI | MISO_WUMS | MISO_MI | Internal | Summer | B7 | 400 | 148 | 148 | 43.31 | 43.34 | 0.01 | 0.02
2030 | MISO_WUMS_2_MISO_MI | MISO_WUMS | MISO_MI | Internal | Summer | B8 | 500 | 148 | 148 | 40.78 | 40.81 | 0.01 | 0.01
2030 | MISO_WUMS_2_MISO_MI | MISO_WUMS | MISO_MI | Internal | Summer | B9 | 800 | 148 | 148 | 38.86 | 38.89 | 0.01 | 0.01
2030 | MISO_WUMS_2_MISO_MI | MISO_WUMS | MISO_MI | Internal | Summer | B10 | 1262 | 148 | 148 | 33.55 | 34.68 | 0.01 | 1.12
2030 | MISO_WUMS_2_MISO_MI | MISO_WUMS | MISO_MI | Internal | Winter | B16 | 25 | 148 | 148 | 45.53 | 52.53 | 0.01 | 6.98
2030 | MISO_WUMS_2_MISO_MI | MISO_WUMS | MISO_MI | Internal | Winter | B17 | 100 | 148 | 148 | 45.53 | 49.01 | 0.01 | 3.47
2030 | MISO_WUMS_2_MISO_MI | MISO_WUMS | MISO_MI | Internal | Winter | B18 | 400 | 148 | 148 | 44.94 | 45.86 | 0.01 | 0.91
2030 | MISO_WUMS_2_MISO_MI | MISO_WUMS | MISO_MI | Internal | Winter | B19 | 700 | 148 | 148 | 43.54 | 43.61 | 0.01 | 0.06
2030 | MISO_WUMS_2_MISO_MI | MISO_WUMS | MISO_MI | Internal | Winter | B20 | 935 | 148 | 148 | 36.09 | 36.11 | 0.01 | 0.01
2030 | MISO_WUMS_2_MISO_W | MISO_WUMS | MISO_W | Internal | Shoulder | B11 | 25 | 3264 | 0.01 | 51.27 | 51.26 | 0.01 | 0
2030 | MISO_WUMS_2_MISO_W | MISO_WUMS | MISO_W | Internal | Shoulder | B12 | 200 | 3264 | 0 | 45.32 | 45.31 | 0.01 | 0
2030 | MISO_WUMS_2_MISO_W | MISO_WUMS | MISO_W | Internal | Shoulder | B13 | 600 | 3264 | 0 | 42.45 | 40.54 | 0.01 | 0
2030 | MISO_WUMS_2_MISO_W | MISO_WUMS | MISO_W | Internal | Shoulder | B14 | 900 | 3264 | 0 | 42.4 | 32.62 | 0.01 | 0
2030 | MISO_WUMS_2_MISO_W | MISO_WUMS | MISO_W | Internal | Shoulder | B15 | 1203 | 3264 | 0 | 37.54 | 30.67 | 0.01 | 0
2030 | MISO_WUMS_2_MISO_W | MISO_WUMS | MISO_W | Internal | Summer | B1 | 10 | 3264 | 3264 | 67.68 | 72.11 | 0.01 | 4.43
2030 | MISO_WUMS_2_MISO_W | MISO_WUMS | MISO_W | Internal | Summer | B2 | 25 | 3264 | 1867.65 | 67.68 | 67.69 | 0.01 | 0
2030 | MISO_WUMS_2_MISO_W | MISO_WUMS | MISO_W | Internal | Summer | B3 | 75 | 3264 | 3264 | 67.68 | 68.28 | 0.01 | 0.6
2030 | MISO_WUMS_2_MISO_W | MISO_WUMS | MISO_W | Internal | Summer | B4 | 100 | 3264 | 0 | 67.68 | 67.68 | 0.01 | 0
2030 | MISO_WUMS_2_MISO_W | MISO_WUMS | MISO_W | Internal | Summer | B5 | 200 | 3264 | 0 | 64.44 | 64.43 | 0.01 | 0
2030 | MISO_WUMS_2_MISO_W | MISO_WUMS | MISO_W | Internal | Summer | B6 | 300 | 3264 | 0 | 48.58 | 48.58 | 0.01 | 0
2030 | MISO_WUMS_2_MISO_W | MISO_WUMS | MISO_W | Internal | Summer | B7 | 400 | 3264 | 0 | 43.31 | 43.31 | 0.01 | 0
2030 | MISO_WUMS_2_MISO_W | MISO_WUMS | MISO_W | Internal | Summer | B8 | 500 | 3264 | 0 | 40.78 | 40.77 | 0.01 | 0
2030 | MISO_WUMS_2_MISO_W | MISO_WUMS | MISO_W | Internal | Summer | B9 | 800 | 3264 | 0 | 38.86 | 38.85 | 0.01 | 0
2030 | MISO_WUMS_2_MISO_W | MISO_WUMS | MISO_W | Internal | Summer | B10 | 1262 | 3264 | 0 | 33.55 | 33.52 | 0.01 | 0
2030 | MISO_WUMS_2_MISO_W | MISO_WUMS | MISO_W | Internal | Winter | B16 | 25 | 3264 | 0 | 45.53 | 36.66 | 0.01 | 0
2030 | MISO_WUMS_2_MISO_W | MISO_WUMS | MISO_W | Internal | Winter | B17 | 100 | 3264 | 0 | 45.53 | 36.66 | 0.01 | 0
2030 | MISO_WUMS_2_MISO_W | MISO_WUMS | MISO_W | Internal | Winter | B18 | 400 | 3264 | 0 | 44.94 | 37.91 | 0.01 | 0
2030 | MISO_WUMS_2_MISO_W | MISO_WUMS | MISO_W | Internal | Winter | B19 | 700 | 3264 | 0 | 43.54 | 36.66 | 0.01 | 0
2030 | MISO_WUMS_2_MISO_W | MISO_WUMS | MISO_W | Internal | Winter | B20 | 935 | 3264 | 0 | 36.09 | 31.06 | 0.01 | 0
2030 | MISO_WUMS_2_PJM_ROR | MISO_WUMS | PJM_ROR | Internal | Shoulder | B11 | 25 | 1600 | 1600 | 51.27 | 53.1 | 1 | 0.82
2030 | MISO_WUMS_2_PJM_ROR | MISO_WUMS | PJM_ROR | Internal | Shoulder | B12 | 200 | 1600 | 1600 | 45.32 | 46.52 | 1 | 0.2
2030 | MISO_WUMS_2_PJM_ROR | MISO_WUMS | PJM_ROR | Internal | Shoulder | B13 | 600 | 1600 | 1600 | 42.45 | 44.12 | 1 | 0.67
2030 | MISO_WUMS_2_PJM_ROR | MISO_WUMS | PJM_ROR | Internal | Shoulder | B14 | 900 | 1600 | 1600 | 42.4 | 43.41 | 1 | 0.01
2030 | MISO_WUMS_2_PJM_ROR | MISO_WUMS | PJM_ROR | Internal | Shoulder | B15 | 1203 | 1600 | 1600 | 37.54 | 39.41 | 1 | 0.87
2030 | MISO_WUMS_2_PJM_ROR | MISO_WUMS | PJM_ROR | Internal | Summer | B1 | 10 | 1600 | 1600 | 67.68 | 73.11 | 1 | 4.44
2030 | MISO_WUMS_2_PJM_ROR | MISO_WUMS | PJM_ROR | Internal | Summer | B2 | 25 | 1600 | 1600 | 67.68 | 69.28 | 1 | 0.61
2030 | MISO_WUMS_2_PJM_ROR | MISO_WUMS | PJM_ROR | Internal | Summer | B3 | 75 | 1600 | 1600 | 67.68 | 69.28 | 1 | 0.61
2030 | MISO_WUMS_2_PJM_ROR | MISO_WUMS | PJM_ROR | Internal | Summer | B4 | 100 | 1600 | 343.25 | 67.68 | 68.68 | 1 | 0
2030 | MISO_WUMS_2_PJM_ROR | MISO_WUMS | PJM_ROR | Internal | Summer | B5 | 200 | 1600 | 0 | 64.44 | 65.43 | 1 | 0
2030 | MISO_WUMS_2_PJM_ROR | MISO_WUMS | PJM_ROR | Internal | Summer | B6 | 300 | 1600 | 383.29 | 48.58 | 49.58 | 1 | 0
2030 | MISO_WUMS_2_PJM_ROR | MISO_WUMS | PJM_ROR | Internal | Summer | B7 | 400 | 1600 | 133.61 | 43.31 | 44.31 | 1 | 0
2030 | MISO_WUMS_2_PJM_ROR | MISO_WUMS | PJM_ROR | Internal | Summer | B8 | 500 | 1600 | 0 | 40.78 | 41.77 | 1 | 0
2030 | MISO_WUMS_2_PJM_ROR | MISO_WUMS | PJM_ROR | Internal | Summer | B9 | 800 | 1600 | 278.28 | 38.86 | 39.86 | 1 | 0
2030 | MISO_WUMS_2_PJM_ROR | MISO_WUMS | PJM_ROR | Internal | Summer | B10 | 1262 | 1600 | 1238.53 | 33.55 | 34.55 | 1 | 0
2030 | MISO_WUMS_2_PJM_ROR | MISO_WUMS | PJM_ROR | Internal | Winter | B16 | 25 | 1600 | 1600 | 45.53 | 53.51 | 1 | 6.97
2030 | MISO_WUMS_2_PJM_ROR | MISO_WUMS | PJM_ROR | Internal | Winter | B17 | 100 | 1600 | 1600 | 45.53 | 50.01 | 1 | 3.48
2030 | MISO_WUMS_2_PJM_ROR | MISO_WUMS | PJM_ROR | Internal | Winter | B18 | 400 | 1600 | 1600 | 44.94 | 46.86 | 1 | 0.92
2030 | MISO_WUMS_2_PJM_ROR | MISO_WUMS | PJM_ROR | Internal | Winter | B19 | 700 | 1600 | 1600 | 43.54 | 44.87 | 1 | 0.34
2030 | MISO_WUMS_2_PJM_ROR | MISO_WUMS | PJM_ROR | Internal | Winter | B20 | 935 | 1600 | 1078.65 | 36.09 | 37.09 | 1 | 0
2030 | NE_2_MAPP_US | NE | MAPP_US | Internal | Shoulder | B11 | 25 | 1600 | 0 | 48.76 | 45.26 | 2.5 | 0
2030 | NE_2_MAPP_US | NE | MAPP_US | Internal | Shoulder | B12 | 200 | 1600 | 0 | 42.81 | 39.31 | 2.5 | 0
2030 | NE_2_MAPP_US | NE | MAPP_US | Internal | Shoulder | B13 | 600 | 1600 | 0 | 38.04 | 34.54 | 2.5 | 0
2030 | NE_2_MAPP_US | NE | MAPP_US | Internal | Shoulder | B14 | 900 | 1600 | 0 | 27.24 | 29.12 | 2.5 | 0
2030 | NE_2_MAPP_US | NE | MAPP_US | Internal | Shoulder | B15 | 1203 | 1600 | 1289.49 | 24.05 | 26.55 | 2.5 | 0
2030 | NE_2_MAPP_US | NE | MAPP_US | Internal | Summer | B1 | 10 | 1600 | 0 | 69.61 | 68.61 | 2.5 | 0
2030 | NE_2_MAPP_US | NE | MAPP_US | Internal | Summer | B2 | 25 | 1600 | 0 | 65.19 | 64.19 | 2.5 | 0
2030 | NE_2_MAPP_US | NE | MAPP_US | Internal | Summer | B3 | 75 | 1600 | 0 | 65.78 | 64.78 | 2.5 | 0
2030 | NE_2_MAPP_US | NE | MAPP_US | Internal | Summer | B4 | 100 | 1600 | 0 | 65.18 | 63.68 | 2.5 | 0
2030 | NE_2_MAPP_US | NE | MAPP_US | Internal | Summer | B5 | 200 | 1600 | 0 | 61.93 | 60.49 | 2.5 | 0
2030 | NE_2_MAPP_US | NE | MAPP_US | Internal | Summer | B6 | 300 | 1600 | 0 | 46.08 | 44.39 | 2.5 | 0
2030 | NE_2_MAPP_US | NE | MAPP_US | Internal | Summer | B7 | 400 | 1600 | 0 | 40.81 | 37.31 | 2.5 | 0
2030 | NE_2_MAPP_US | NE | MAPP_US | Internal | Summer | B8 | 500 | 1600 | 0 | 38.27 | 34.77 | 2.5 | 0
2030 | NE_2_MAPP_US | NE | MAPP_US | Internal | Summer | B9 | 800 | 1600 | 0 | 36.35 | 32.85 | 2.5 | 0
2030 | NE_2_MAPP_US | NE | MAPP_US | Internal | Summer | B10 | 1262 | 1600 | 0 | 31.02 | 30.02 | 2.5 | 0
2030 | NE_2_MAPP_US | NE | MAPP_US | Internal | Winter | B16 | 25 | 1600 | 1600 | -38.13 | 24.02 | 2.5 | 59.65
2030 | NE_2_MAPP_US | NE | MAPP_US | Internal | Winter | B17 | 100 | 1600 | 1600 | 17.66 | 25.13 | 2.5 | 4.97
2030 | NE_2_MAPP_US | NE | MAPP_US | Internal | Winter | B18 | 400 | 1600 | 0 | 34.15 | 33.16 | 2.5 | 0
2030 | NE_2_MAPP_US | NE | MAPP_US | Internal | Winter | B19 | 700 | 1600 | 0 | 34.15 | 33.16 | 2.5 | 0
2030 | NE_2_MAPP_US | NE | MAPP_US | Internal | Winter | B20 | 935 | 1600 | 376.33 | 24.49 | 26.99 | 2.5 | 0
2030 | NE_2_MISO_W | NE | MISO_W | Internal | Shoulder | B11 | 25 | 19097 | 16131.21 | 48.76 | 51.26 | 2.5 | 0
2030 | NE_2_MISO_W | NE | MISO_W | Internal | Shoulder | B12 | 200 | 19097 | 14805.93 | 42.81 | 45.31 | 2.5 | 0
2030 | NE_2_MISO_W | NE | MISO_W | Internal | Shoulder | B13 | 600 | 19097 | 17930.78 | 38.04 | 40.54 | 2.5 | 0
2030 | NE_2_MISO_W | NE | MISO_W | Internal | Shoulder | B14 | 900 | 19097 | 19097 | 27.24 | 32.62 | 2.5 | 2.88
2030 | NE_2_MISO_W | NE | MISO_W | Internal | Shoulder | B15 | 1203 | 19097 | 19097 | 24.05 | 30.67 | 2.5 | 4.12
2030 | NE_2_MISO_W | NE | MISO_W | Internal | Summer | B1 | 10 | 19097 | 12869.49 | 69.61 | 72.11 | 2.5 | 0
2030 | NE_2_MISO_W | NE | MISO_W | Internal | Summer | B2 | 25 | 19097 | 16686.41 | 65.19 | 67.69 | 2.5 | 0
2030 | NE_2_MISO_W | NE | MISO_W | Internal | Summer | B3 | 75 | 19097 | 12142.62 | 65.78 | 68.28 | 2.5 | 0
2030 | NE_2_MISO_W | NE | MISO_W | Internal | Summer | B4 | 100 | 19097 | 11057.82 | 65.18 | 67.68 | 2.5 | 0
2030 | NE_2_MISO_W | NE | MISO_W | Internal | Summer | B5 | 200 | 19097 | 7764.94 | 61.93 | 64.43 | 2.5 | 0
2030 | NE_2_MISO_W | NE | MISO_W | Internal | Summer | B6 | 300 | 19097 | 9518.42 | 46.08 | 48.58 | 2.5 | 0
2030 | NE_2_MISO_W | NE | MISO_W | Internal | Summer | B7 | 400 | 19097 | 7068.73 | 40.81 | 43.31 | 2.5 | 0
2030 | NE_2_MISO_W | NE | MISO_W | Internal | Summer | B8 | 500 | 19097 | 11995.5 | 38.27 | 40.77 | 2.5 | 0
2030 | NE_2_MISO_W | NE | MISO_W | Internal | Summer | B9 | 800 | 19097 | 11078.82 | 36.35 | 38.85 | 2.5 | 0
2030 | NE_2_MISO_W | NE | MISO_W | Internal | Summer | B10 | 1262 | 19097 | 15920.11 | 31.02 | 33.52 | 2.5 | 0
2030 | NE_2_MISO_W | NE | MISO_W | Internal | Winter | B16 | 25 | 19097 | 19097 | -38.13 | 36.66 | 2.5 | 72.29
2030 | NE_2_MISO_W | NE | MISO_W | Internal | Winter | B17 | 100 | 19097 | 19097 | 17.66 | 36.66 | 2.5 | 16.49
2030 | NE_2_MISO_W | NE | MISO_W | Internal | Winter | B18 | 400 | 19097 | 19097 | 34.15 | 37.91 | 2.5 | 1.26
2030 | NE_2_MISO_W | NE | MISO_W | Internal | Winter | B19 | 700 | 19097 | 19097 | 34.15 | 36.66 | 2.5 | 0.01
2030 | NE_2_MISO_W | NE | MISO_W | Internal | Winter | B20 | 935 | 19097 | 19097 | 24.49 | 31.06 | 2.5 | 4.08
2030 | NE_2_SPP_N | NE | SPP_N | Internal | Shoulder | B11 | 25 | 12798 | 2912.72 | 48.76 | 48.77 | 0.01 | 0
2030 | NE_2_SPP_N | NE | SPP_N | Internal | Shoulder | B12 | 200 | 12798 | 10839.74 | 42.81 | 42.82 | 0.01 | 0
2030 | NE_2_SPP_N | NE | SPP_N | Internal | Shoulder | B13 | 600 | 12798 | 10867.69 | 38.04 | 38.05 | 0.01 | 0
2030 | NE_2_SPP_N | NE | SPP_N | Internal | Shoulder | B14 | 900 | 12798 | 11145.61 | 27.24 | 27.25 | 0.01 | 0
2030 | NE_2_SPP_N | NE | SPP_N | Internal | Shoulder | B15 | 1203 | 12798 | 11284.09 | 24.05 | 24.06 | 0.01 | 0
2030 | NE_2_SPP_N | NE | SPP_N | Internal | Summer | B1 | 10 | 12798 | 2323.96 | 69.61 | 69.63 | 0.01 | 0
2030 | NE_2_SPP_N | NE | SPP_N | Internal | Summer | B2 | 25 | 12798 | 6333.33 | 65.19 | 65.2 | 0.01 | 0
2030 | NE_2_SPP_N | NE | SPP_N | Internal | Summer | B3 | 75 | 12798 | 5924.13 | 65.78 | 65.79 | 0.01 | 0
2030 | NE_2_SPP_N | NE | SPP_N | Internal | Summer | B4 | 100 | 12798 | 3819.99 | 65.18 | 65.19 | 0.01 | 0
2030 | NE_2_SPP_N | NE | SPP_N | Internal | Summer | B5 | 200 | 12798 | 8120.56 | 61.93 | 61.94 | 0.01 | 0
2030 | NE_2_SPP_N | NE | SPP_N | Internal | Summer | B6 | 300 | 12798 | 7046.94 | 46.08 | 46.09 | 0.01 | 0
2030 | NE_2_SPP_N | NE | SPP_N | Internal | Summer | B7 | 400 | 12798 | 12798 | 40.81 | 43.18 | 0.01 | 2.37
2030 | NE_2_SPP_N | NE | SPP_N | Internal | Summer | B8 | 500 | 12798 | 12798 | 38.27 | 41.36 | 0.01 | 3.07
2030 | NE_2_SPP_N | NE | SPP_N | Internal | Summer | B9 | 800 | 12798 | 12798 | 36.35 | 39.73 | 0.01 | 3.36
2030 | NE_2_SPP_N | NE | SPP_N | Internal | Summer | B10 | 1262 | 12798 | 11480.97 | 31.02 | 31.04 | 0.01 | 0
2030 | NE_2_SPP_N | NE | SPP_N | Internal | Winter | B16 | 25 | 12798 | 12798 | -38.13 | 34.86 | 0.01 | 72.97
2030 | NE_2_SPP_N | NE | SPP_N | Internal | Winter | B17 | 100 | 12798 | 12798 | 17.66 | 32.81 | 0.01 | 15.13
2030 | NE_2_SPP_N | NE | SPP_N | Internal | Winter | B18 | 400 | 12798 | 12798 | 34.15 | 35.41 | 0.01 | 1.25
2030 | NE_2_SPP_N | NE | SPP_N | Internal | Winter | B19 | 700 | 12798 | 10755.4 | 34.15 | 34.16 | 0.01 | 0
2030 | NE_2_SPP_N | NE | SPP_N | Internal | Winter | B20 | 935 | 12798 | 12798 | 24.49 | 25.23 | 0.01 | 0.73
2030 | NEISO_2_NYISO_A-F | NEISO | NYISO_A-F | Internal | Shoulder | B11 | 25 | 600 | 600 | 39.26 | 43.34 | 1.5 | 2.58
2030 | NEISO_2_NYISO_A-F | NEISO | NYISO_A-F | Internal | Shoulder | B12 | 200 | 600 | 600 | 39.26 | 43.31 | 1.5 | 2.56
2030 | NEISO_2_NYISO_A-F | NEISO | NYISO_A-F | Internal | Shoulder | B13 | 600 | 600 | 508.62 | 39.26 | 40.76 | 1.5 | 0
2030 | NEISO_2_NYISO_A-F | NEISO | NYISO_A-F | Internal | Shoulder | B14 | 900 | 600 | 532.99 | 39.26 | 40.76 | 1.5 | 0
2030 | NEISO_2_NYISO_A-F | NEISO | NYISO_A-F | Internal | Shoulder | B15 | 1203 | 600 | 543.99 | 39.26 | 40.76 | 1.5 | 0
2030 | NEISO_2_NYISO_A-F | NEISO | NYISO_A-F | Internal | Summer | B1 | 10 | 600 | 0 | 55.72 | 54.22 | 1.5 | 0
2030 | NEISO_2_NYISO_A-F | NEISO | NYISO_A-F | Internal | Summer | B2 | 25 | 600 | 162.24 | 52.72 | 54.22 | 1.5 | 0
2030 | NEISO_2_NYISO_A-F | NEISO | NYISO_A-F | Internal | Summer | B3 | 75 | 600 | 600 | 45.85 | 49.62 | 1.5 | 2.27
2030 | NEISO_2_NYISO_A-F | NEISO | NYISO_A-F | Internal | Summer | B4 | 100 | 600 | 600 | 36.79 | 49.62 | 1.5 | 11.34
2030 | NEISO_2_NYISO_A-F | NEISO | NYISO_A-F | Internal | Summer | B5 | 200 | 600 | 600 | 36.79 | 46.07 | 1.5 | 7.79
2030 | NEISO_2_NYISO_A-F | NEISO | NYISO_A-F | Internal | Summer | B6 | 300 | 600 | 600 | 36.79 | 46.02 | 1.5 | 7.74
2030 | NEISO_2_NYISO_A-F | NEISO | NYISO_A-F | Internal | Summer | B7 | 400 | 600 | 600 | 36.79 | 42.02 | 1.5 | 3.73
2030 | NEISO_2_NYISO_A-F | NEISO | NYISO_A-F | Internal | Summer | B8 | 500 | 600 | 600 | 36.79 | 39.57 | 1.5 | 1.28
2030 | NEISO_2_NYISO_A-F | NEISO | NYISO_A-F | Internal | Summer | B9 | 800 | 600 | 600 | 36.79 | 38.89 | 1.5 | 0.6
2030 | NEISO_2_NYISO_A-F | NEISO | NYISO_A-F | Internal | Summer | B10 | 1262 | 600 | 600 | 36.79 | 38.89 | 1.5 | 0.6
2030 | NEISO_2_NYISO_A-F | NEISO | NYISO_A-F | Internal | Winter | B16 | 25 | 600 | 0 | 50.77 | 48.93 | 1.5 | 0
2030 | NEISO_2_NYISO_A-F | NEISO | NYISO_A-F | Internal | Winter | B17 | 100 | 600 | 0 | 47.52 | 46.02 | 1.5 | 0
2030 | NEISO_2_NYISO_A-F | NEISO | NYISO_A-F | Internal | Winter | B18 | 400 | 600 | 0 | 46.67 | 45.17 | 1.5 | 0
2030 | NEISO_2_NYISO_A-F | NEISO | NYISO_A-F | Internal | Winter | B19 | 700 | 600 | 0 | 46.67 | 43.61 | 1.5 | 0
2030 | NEISO_2_NYISO_A-F | NEISO | NYISO_A-F | Internal | Winter | B20 | 935 | 600 | 0 | 46.67 | 43.61 | 1.5 | 0
2030 | NEISO_2_NYISO_G-I | NEISO | NYISO_G-I | Internal | Shoulder | B11 | 25 | 600 | 600 | 39.26 | 49.07 | 1.5 | 8.32
2030 | NEISO_2_NYISO_G-I | NEISO | NYISO_G-I | Internal | Shoulder | B12 | 200 | 600 | 600 | 39.26 | 43.36 | 1.5 | 2.6
2030 | NEISO_2_NYISO_G-I | NEISO | NYISO_G-I | Internal | Shoulder | B13 | 600 | 600 | 600 | 39.26 | 41.89 | 1.5 | 1.14
2030 | NEISO_2_NYISO_G-I | NEISO | NYISO_G-I | Internal | Shoulder | B14 | 900 | 600 | 600 | 39.26 | 40.78 | 1.5 | 0.03
2030 | NEISO_2_NYISO_G-I | NEISO | NYISO_G-I | Internal | Shoulder | B15 | 1203 | 600 | 600 | 39.26 | 40.77 | 1.5 | 0.01
2030 | NEISO_2_NYISO_G-I | NEISO | NYISO_G-I | Internal | Summer | B1 | 10 | 600 | 600 | 55.72 | 83.53 | 1.5 | 26.31
2030 | NEISO_2_NYISO_G-I | NEISO | NYISO_G-I | Internal | Summer | B2 | 25 | 600 | 600 | 52.72 | 72.31 | 1.5 | 18.08
2030 | NEISO_2_NYISO_G-I | NEISO | NYISO_G-I | Internal | Summer | B3 | 75 | 600 | 600 | 45.85 | 65.26 | 1.5 | 17.9
2030 | NEISO_2_NYISO_G-I | NEISO | NYISO_G-I | Internal | Summer | B4 | 100 | 600 | 600 | 36.79 | 56.42 | 1.5 | 18.14
2030 | NEISO_2_NYISO_G-I | NEISO | NYISO_G-I | Internal | Summer | B5 | 200 | 600 | 600 | 36.79 | 56.42 | 1.5 | 18.14
2030 | NEISO_2_NYISO_G-I | NEISO | NYISO_G-I | Internal | Summer | B6 | 300 | 600 | 600 | 36.79 | 52.6 | 1.5 | 14.32
2030 | NEISO_2_NYISO_G-I | NEISO | NYISO_G-I | Internal | Summer | B7 | 400 | 600 | 600 | 36.79 | 42.03 | 1.5 | 3.75
2030 | NEISO_2_NYISO_G-I | NEISO | NYISO_G-I | Internal | Summer | B8 | 500 | 600 | 600 | 36.79 | 39.58 | 1.5 | 1.3
2030 | NEISO_2_NYISO_G-I | NEISO | NYISO_G-I | Internal | Summer | B9 | 800 | 600 | 600 | 36.79 | 38.9 | 1.5 | 0.61
2030 | NEISO_2_NYISO_G-I | NEISO | NYISO_G-I | Internal | Summer | B10 | 1262 | 600 | 600 | 36.79 | 38.9 | 1.5 | 0.61
2030 | NEISO_2_NYISO_G-I | NEISO | NYISO_G-I | Internal | Winter | B16 | 25 | 600 | 600 | 50.77 | 56.53 | 1.5 | 4.26
2030 | NEISO_2_NYISO_G-I | NEISO | NYISO_G-I | Internal | Winter | B17 | 100 | 600 | 600 | 47.52 | 53.04 | 1.5 | 4.01
2030 | NEISO_2_NYISO_G-I | NEISO | NYISO_G-I | Internal | Winter | B18 | 400 | 600 | 600 | 46.67 | 50.3 | 1.5 | 2.13
2030 | NEISO_2_NYISO_G-I | NEISO | NYISO_G-I | Internal | Winter | B19 | 700 | 600 | 600 | 46.67 | 50.3 | 1.5 | 2.13
2030 | NEISO_2_NYISO_G-I | NEISO | NYISO_G-I | Internal | Winter | B20 | 935 | 600 | 541.4 | 46.67 | 48.17 | 1.5 | 0
2030 | NEISO_2_NYISO_J-K | NEISO | NYISO_J-K | Internal | Shoulder | B11 | 25 | 520 | 520 | 39.26 | 49.09 | 1.5 | 8.33
2030 | NEISO_2_NYISO_J-K | NEISO | NYISO_J-K | Internal | Shoulder | B12 | 200 | 520 | 520 | 39.26 | 43.37 | 1.5 | 2.61
2030 | NEISO_2_NYISO_J-K | NEISO | NYISO_J-K | Internal | Shoulder | B13 | 600 | 520 | 520 | 39.26 | 41.9 | 1.5 | 1.15
2030 | NEISO_2_NYISO_J-K | NEISO | NYISO_J-K | Internal | Shoulder | B14 | 900 | 520 | 520 | 39.26 | 40.8 | 1.5 | 0.04
2030 | NEISO_2_NYISO_J-K | NEISO | NYISO_J-K | Internal | Shoulder | B15 | 1203 | 520 | 520 | 39.26 | 40.78 | 1.5 | 0.02
2030 | NEISO_2_NYISO_J-K | NEISO | NYISO_J-K | Internal | Summer | B1 | 10 | 520 | 520 | 55.72 | 83.54 | 1.5 | 26.32
2030 | NEISO_2_NYISO_J-K | NEISO | NYISO_J-K | Internal | Summer | B2 | 25 | 520 | 520 | 52.72 | 72.32 | 1.5 | 18.1
2030 | NEISO_2_NYISO_J-K | NEISO | NYISO_J-K | Internal | Summer | B3 | 75 | 520 | 520 | 45.85 | 65.27 | 1.5 | 17.92
2030 | NEISO_2_NYISO_J-K | NEISO | NYISO_J-K | Internal | Summer | B4 | 100 | 520 | 520 | 36.79 | 56.44 | 1.5 | 18.15
2030 | NEISO_2_NYISO_J-K | NEISO | NYISO_J-K | Internal | Summer | B5 | 200 | 520 | 520 | 36.79 | 56.44 | 1.5 | 18.15
2030 | NEISO_2_NYISO_J-K | NEISO | NYISO_J-K | Internal | Summer | B6 | 300 | 520 | 520 | 36.79 | 52.61 | 1.5 | 14.33
2030 | NEISO_2_NYISO_J-K | NEISO | NYISO_J-K | Internal | Summer | B7 | 400 | 520 | 520 | 36.79 | 42.04 | 1.5 | 3.76
2030 | NEISO_2_NYISO_J-K | NEISO | NYISO_J-K | Internal | Summer | B8 | 500 | 520 | 520 | 36.79 | 39.59 | 1.5 | 1.31
2030 | NEISO_2_NYISO_J-K | NEISO | NYISO_J-K | Internal | Summer | B9 | 800 | 520 | 520 | 36.79 | 38.91 | 1.5 | 0.62
2030 | NEISO_2_NYISO_J-K | NEISO | NYISO_J-K | Internal | Summer | B10 | 1262 | 520 | 520 | 36.79 | 38.91 | 1.5 | 0.62
2030 | NEISO_2_NYISO_J-K | NEISO | NYISO_J-K | Internal | Winter | B16 | 25 | 520 | 520 | 50.77 | 56.54 | 1.5 | 4.27
2030 | NEISO_2_NYISO_J-K | NEISO | NYISO_J-K | Internal | Winter | B17 | 100 | 520 | 520 | 47.52 | 56.54 | 1.5 | 7.52
2030 | NEISO_2_NYISO_J-K | NEISO | NYISO_J-K | Internal | Winter | B18 | 400 | 520 | 520 | 46.67 | 54.64 | 1.5 | 6.46
2030 | NEISO_2_NYISO_J-K | NEISO | NYISO_J-K | Internal | Winter | B19 | 700 | 520 | 520 | 46.67 | 53.14 | 1.5 | 4.97
2030 | NEISO_2_NYISO_J-K | NEISO | NYISO_J-K | Internal | Winter | B20 | 935 | 520 | 520 | 46.67 | 48.18 | 1.5 | 0.01
2030 | NonRTO_Midwest_2_TVA_Transmission | NonRTO_Midwest | TVA_Transmission | Internal | Shoulder | B11 | 25 | 2400 | 0 | 56.11 | 56.1 | 4 | 0
2030 | NonRTO_Midwest_2_TVA_Transmission | NonRTO_Midwest | TVA_Transmission | Internal | Shoulder | B12 | 200 | 2400 | 0 | 49.51 | 49 | 4 | 0
2030 | NonRTO_Midwest_2_TVA_Transmission | NonRTO_Midwest | TVA_Transmission | Internal | Shoulder | B13 | 600 | 2400 | 0 | 47.11 | 44.55 | 4 | 0
2030 | NonRTO_Midwest_2_TVA_Transmission | NonRTO_Midwest | TVA_Transmission | Internal | Shoulder | B14 | 900 | 2400 | 0 | 46.4 | 43.93 | 4 | 0
2030 | NonRTO_Midwest_2_TVA_Transmission | NonRTO_Midwest | TVA_Transmission | Internal | Shoulder | B15 | 1203 | 2400 | 361.99 | 38.41 | 42.41 | 4 | 0
2030 | NonRTO_Midwest_2_TVA_Transmission | NonRTO_Midwest | TVA_Transmission | Internal | Summer | B1 | 10 | 2400 | 0 | 76.13 | 76.13 | 4 | 0
2030 | NonRTO_Midwest_2_TVA_Transmission | NonRTO_Midwest | TVA_Transmission | Internal | Summer | B2 | 25 | 2400 | 0 | 74.67 | 74.66 | 4 | 0
2030 | NonRTO_Midwest_2_TVA_Transmission | NonRTO_Midwest | TVA_Transmission | Internal | Summer | B3 | 75 | 2400 | 0 | 74.28 | 74.55 | 4 | 0
2030 | NonRTO_Midwest_2_TVA_Transmission | NonRTO_Midwest | TVA_Transmission | Internal | Summer | B4 | 100 | 2400 | 0 | 71.7 | 73.3 | 4 | 0
2030 | NonRTO_Midwest_2_TVA_Transmission | NonRTO_Midwest | TVA_Transmission | Internal | Summer | B5 | 200 | 2400 | 0 | 68.45 | 68.44 | 4 | 0
2030 | NonRTO_Midwest_2_TVA_Transmission | NonRTO_Midwest | TVA_Transmission | Internal | Summer | B6 | 300 | 2400 | 0 | 52.6 | 52.59 | 4 | 0
2030 | NonRTO_Midwest_2_TVA_Transmission | NonRTO_Midwest | TVA_Transmission | Internal | Summer | B7 | 400 | 2400 | 0 | 47.33 | 47.32 | 4 | 0
2030 | NonRTO_Midwest_2_TVA_Transmission | NonRTO_Midwest | TVA_Transmission | Internal | Summer | B8 | 500 | 2400 | 0 | 44.35 | 44.78 | 4 | 0
2030 | NonRTO_Midwest_2_TVA_Transmission | NonRTO_Midwest | TVA_Transmission | Internal | Summer | B9 | 800 | 2400 | 410.64 | 38.86 | 42.86 | 4 | 0
2030 | NonRTO_Midwest_2_TVA_Transmission | NonRTO_Midwest | TVA_Transmission | Internal | Summer | B10 | 1262 | 2400 | 0 | 34 | 37.55 | 4 | 0
2030 | NonRTO_Midwest_2_TVA_Transmission | NonRTO_Midwest | TVA_Transmission | Internal | Winter | B16 | 25 | 2400 | 0 | 56.52 | 56.51 | 4 | 0
2030 | NonRTO_Midwest_2_TVA_Transmission | NonRTO_Midwest | TVA_Transmission | Internal | Winter | B17 | 100 | 2400 | 0 | 53 | 51.28 | 4 | 0
2030 | NonRTO_Midwest_2_TVA_Transmission | NonRTO_Midwest | TVA_Transmission | Internal | Winter | B18 | 400 | 2400 | 0 | 49.84 | 46.14 | 4 | 0
2030 | NonRTO_Midwest_2_TVA_Transmission | NonRTO_Midwest | TVA_Transmission | Internal | Winter | B19 | 700 | 2400 | 0 | 45.76 | 46.13 | 4 | 0
2030 | NonRTO_Midwest_2_TVA_Transmission | NonRTO_Midwest | TVA_Transmission | Internal | Winter | B20 | 935 | 2400 | 0 | 37.86 | 40.09 | 4 | 0
2030 | NYISO_A-F_2_IESO | NYISO_A-F | IESO | Internal | Shoulder | B11 | 25 | 1600 | 0 | 43.34 | 39.84 | 3.5 | 0
2030 | NYISO_A-F_2_IESO | NYISO_A-F | IESO | Internal | Shoulder | B12 | 200 | 1600 | 0 | 43.31 | 39.81 | 3.5 | 0
2030 | NYISO_A-F_2_IESO | NYISO_A-F | IESO | Internal | Shoulder | B13 | 600 | 1600 | 0 | 40.76 | 37.26 | 3.5 | 0
2030 | NYISO_A-F_2_IESO | NYISO_A-F | IESO | Internal | Shoulder | B14 | 900 | 1600 | 0 | 40.76 | 37.26 | 3.5 | 0
2030 | NYISO_A-F_2_IESO | NYISO_A-F | IESO | Internal | Shoulder | B15 | 1203 | 1600 | 0 | 40.76 | 37.26 | 3.5 | 0
2030 | NYISO_A-F_2_IESO | NYISO_A-F | IESO | Internal | Summer | B1 | 10 | 1600 | 0 | 54.22 | 50.72 | 3.5 | 0
2030 | NYISO_A-F_2_IESO | NYISO_A-F | IESO | Internal | Summer | B2 | 25 | 1600 | 0 | 54.22 | 50.72 | 3.5 | 0
2030 | NYISO_A-F_2_IESO | NYISO_A-F | IESO | Internal | Summer | B3 | 75 | 1600 | 0 | 49.62 | 46.12 | 3.5 | 0
2030 | NYISO_A-F_2_IESO | NYISO_A-F | IESO | Internal | Summer | B4 | 100 | 1600 | 0 | 49.62 | 46.12 | 3.5 | 0
2030 | NYISO_A-F_2_IESO | NYISO_A-F | IESO | Internal | Summer | B5 | 200 | 1600 | 0 | 46.07 | 42.57 | 3.5 | 0
2030 | NYISO_A-F_2_IESO | NYISO_A-F | IESO | Internal | Summer | B6 | 300 | 1600 | 0 | 46.02 | 42.52 | 3.5 | 0
2030 | NYISO_A-F_2_IESO | NYISO_A-F | IESO | Internal | Summer | B7 | 400 | 1600 | 0 | 42.02 | 38.52 | 3.5 | 0
2030 | NYISO_A-F_2_IESO | NYISO_A-F | IESO | Internal | Summer | B8 | 500 | 1600 | 0 | 39.57 | 36.07 | 3.5 | 0
2030 | NYISO_A-F_2_IESO | NYISO_A-F | IESO | Internal | Summer | B9 | 800 | 1600 | 0 | 38.89 | 35.39 | 3.5 | 0
2030 | NYISO_A-F_2_IESO | NYISO_A-F | IESO | Internal | Summer | B10 | 1262 | 1600 | 0 | 38.89 | 35.39 | 3.5 | 0
2030 | NYISO_A-F_2_IESO | NYISO_A-F | IESO | Internal | Winter | B16 | 25 | 1600 | 0 | 48.93 | 45.43 | 3.5 | 0
2030 | NYISO_A-F_2_IESO | NYISO_A-F | IESO | Internal | Winter | B17 | 100 | 1600 | 0 | 46.02 | 42.53 | 3.5 | 0
2030 | NYISO_A-F_2_IESO | NYISO_A-F | IESO | Internal | Winter | B18 | 400 | 1600 | 0 | 45.17 | 41.67 | 3.5 | 0
2030 | NYISO_A-F_2_IESO | NYISO_A-F | IESO | Internal | Winter | B19 | 700 | 1600 | 0 | 43.61 | 40.11 | 3.5 | 0
2030 | NYISO_A-F_2_IESO | NYISO_A-F | IESO | Internal | Winter | B20 | 935 | 1600 | 0 | 43.61 | 40.11 | 3.5 | 0
2030 | NYISO_A-F_2_NEISO | NYISO_A-F | NEISO | Internal | Shoulder | B11 | 25 | 600 | 0 | 43.34 | 39.26 | 1.5 | 0
2030 | NYISO_A-F_2_NEISO | NYISO_A-F | NEISO | Internal | Shoulder | B12 | 200 | 600 | 0 | 43.31 | 39.26 | 1.5 | 0
2030 | NYISO_A-F_2_NEISO | NYISO_A-F | NEISO | Internal | Shoulder | B13 | 600 | 600 | 0 | 40.76 | 39.26 | 1.5 | 0
2030 | NYISO_A-F_2_NEISO | NYISO_A-F | NEISO | Internal | Shoulder | B14 | 900 | 600 | 0 | 40.76 | 39.26 | 1.5 | 0
2030 | NYISO_A-F_2_NEISO | NYISO_A-F | NEISO | Internal | Shoulder | B15 | 1203 | 600 | 0 | 40.76 | 39.26 | 1.5 | 0
2030 | NYISO_A-F_2_NEISO | NYISO_A-F | NEISO | Internal | Summer | B1 | 10 | 600 | 268.92 | 54.22 | 55.72 | 1.5 | 0
2030 | NYISO_A-F_2_NEISO | NYISO_A-F | NEISO | Internal | Summer | B2 | 25 | 600 | 0 | 54.22 | 52.72 | 1.5 | 0
2030 | NYISO_A-F_2_NEISO | NYISO_A-F | NEISO | Internal | Summer | B3 | 75 | 600 | 0 | 49.62 | 45.85 | 1.5 | 0
2030 | NYISO_A-F_2_NEISO | NYISO_A-F | NEISO | Internal | Summer | B4 | 100 | 600 | 0 | 49.62 | 36.79 | 1.5 | 0
2030 | NYISO_A-F_2_NEISO | NYISO_A-F | NEISO | Internal | Summer | B5 | 200 | 600 | 0 | 46.07 | 36.79 | 1.5 | 0
2030 | NYISO_A-F_2_NEISO | NYISO_A-F | NEISO | Internal | Summer | B6 | 300 | 600 | 0 | 46.02 | 36.79 | 1.5 | 0
2030 | NYISO_A-F_2_NEISO | NYISO_A-F | NEISO | Internal | Summer | B7 | 400 | 600 | 0 | 42.02 | 36.79 | 1.5 | 0
2030 | NYISO_A-F_2_NEISO | NYISO_A-F | NEISO | Internal | Summer | B8 | 500 | 600 | 0 | 39.57 | 36.79 | 1.5 | 0
2030 | NYISO_A-F_2_NEISO | NYISO_A-F | NEISO | Internal | Summer | B9 | 800 | 600 | 0 | 38.89 | 36.79 | 1.5 | 0
2030 | NYISO_A-F_2_NEISO | NYISO_A-F | NEISO | Internal | Summer | B10 | 1262 | 600 | 0 | 38.89 | 36.79 | 1.5 | 0
2030 | NYISO_A-F_2_NEISO | NYISO_A-F | NEISO | Internal | Winter | B16 | 25 | 600 | 600 | 48.93 | 50.77 | 1.5 | 0.34
2030 | NYISO_A-F_2_NEISO | NYISO_A-F | NEISO | Internal | Winter | B17 | 100 | 600 | 579.03 | 46.02 | 47.52 | 1.5 | 0
2030 | NYISO_A-F_2_NEISO | NYISO_A-F | NEISO | Internal | Winter | B18 | 400 | 600 | 100.94 | 45.17 | 46.67 | 1.5 | 0
2030 | NYISO_A-F_2_NEISO | NYISO_A-F | NEISO | Internal | Winter | B19 | 700 | 600 | 600 | 43.61 | 46.67 | 1.5 | 1.56
2030 | NYISO_A-F_2_NEISO | NYISO_A-F | NEISO | Internal | Winter | B20 | 935 | 600 | 600 | 43.61 | 46.67 | 1.5 | 1.56
2030 | NYISO_A-F_2_NYISO_G-I | NYISO_A-F | NYISO_G-I | Internal | Shoulder | B11 | 25 | 4888 | 4888 | 43.34 | 49.07 | 0.01 | 5.72
2030 | NYISO_A-F_2_NYISO_G-I | NYISO_A-F | NYISO_G-I | Internal | Shoulder | B12 | 200 | 4888 | 4888 | 43.31 | 43.36 | 0.01 | 0.03
2030 | NYISO_A-F_2_NYISO_G-I | NYISO_A-F | NYISO_G-I | Internal | Shoulder | B13 | 600 | 4888 | 4888 | 40.76 | 41.89 | 0.01 | 1.12
2030 | NYISO_A-F_2_NYISO_G-I | NYISO_A-F | NYISO_G-I | Internal | Shoulder | B14 | 900 | 4888 | 4888 | 40.76 | 40.78 | 0.01 | 0.02
2030 | NYISO_A-F_2_NYISO_G-I | NYISO_A-F | NYISO_G-I | Internal | Shoulder | B15 | 1203 | 4888 | 4385.17 | 40.76 | 40.77 | 0.01 | 0
2030 | NYISO_A-F_2_NYISO_G-I | NYISO_A-F | NYISO_G-I | Internal | Summer | B1 | 10 | 4888 | 4888 | 54.22 | 83.53 | 0.01 | 29.29
2030 | NYISO_A-F_2_NYISO_G-I | NYISO_A-F | NYISO_G-I | Internal | Summer | B2 | 25 | 4888 | 4888 | 54.22 | 72.31 | 0.01 | 18.07
2030 | NYISO_A-F_2_NYISO_G-I | NYISO_A-F | NYISO_G-I | Internal | Summer | B3 | 75 | 4888 | 4888 | 49.62 | 65.26 | 0.01 | 15.62
2030 | NYISO_A-F_2_NYISO_G-I | NYISO_A-F | NYISO_G-I | Internal | Summer | B4 | 100 | 4888 | 4888 | 49.62 | 56.42 | 0.01 | 6.79
2030 | NYISO_A-F_2_NYISO_G-I | NYISO_A-F | NYISO_G-I | Internal | Summer | B5 | 200 | 4888 | 4888 | 46.07 | 56.42 | 0.01 | 10.34
2030 | NYISO_A-F_2_NYISO_G-I | NYISO_A-F | NYISO_G-I | Internal | Summer | B6 | 300 | 4888 | 4888 | 46.02 | 52.6 | 0.01 | 6.57
2030 | NYISO_A-F_2_NYISO_G-I | NYISO_A-F | NYISO_G-I | Internal | Summer | B7 | 400 | 4888 | 4807.26 | 42.02 | 42.03 | 0.01 | 0
2030 | NYISO_A-F_2_NYISO_G-I | NYISO_A-F | NYISO_G-I | Internal | Summer | B8 | 500 | 4888 | 4635.94 | 39.57 | 39.58 | 0.01 | 0
2030 | NYISO_A-F_2_NYISO_G-I | NYISO_A-F | NYISO_G-I | Internal | Summer | B9 | 800 | 4888 | 4533.26 | 38.89 | 38.9 | 0.01 | 0
2030 | NYISO_A-F_2_NYISO_G-I | NYISO_A-F | NYISO_G-I | Internal | Summer | B10 | 1262 | 4888 | 2154.35 | 38.89 | 38.9 | 0.01 | 0
2030 | NYISO_A-F_2_NYISO_G-I | NYISO_A-F | NYISO_G-I | Internal | Winter | B16 | 25 | 4888 | 4888 | 48.93 | 56.53 | 0.01 | 7.59
2030 | NYISO_A-F_2_NYISO_G-I | NYISO_A-F | NYISO_G-I | Internal | Winter | B17 | 100 | 4888 | 4888 | 46.02 | 53.04 | 0.01 | 7
2030 | NYISO_A-F_2_NYISO_G-I | NYISO_A-F | NYISO_G-I | Internal | Winter | B18 | 400 | 4888 | 4888 | 45.17 | 50.3 | 0.01 | 5.12
2030 | NYISO_A-F_2_NYISO_G-I | NYISO_A-F | NYISO_G-I | Internal | Winter | B19 | 700 | 4888 | 4888 | 43.61 | 50.3 | 0.01 | 6.68
2030 | NYISO_A-F_2_NYISO_G-I | NYISO_A-F | NYISO_G-I | Internal | Winter | B20 | 935 | 4888 | 4888 | 43.61 | 48.17 | 0.01 | 4.55
2030 | NYISO_A-F_2_PJM_ROM | NYISO_A-F | PJM_ROM | Internal | Shoulder | B11 | 25 | 1000 | 1000 | 43.34 | 53.09 | 4 | 5.75
2030 | NYISO_A-F_2_PJM_ROM | NYISO_A-F | PJM_ROM | Internal | Shoulder | B12 | 200 | 1000 | 0 | 43.31 | 46.53 | 4 | 0
2030 | NYISO_A-F_2_PJM_ROM | NYISO_A-F | PJM_ROM | Internal | Shoulder | B13 | 600 | 1000 | 0 | 40.76 | 44.13 | 4 | 0
2030 | NYISO_A-F_2_PJM_ROM | NYISO_A-F | PJM_ROM | Internal | Shoulder | B14 | 900 | 1000 | 0 | 40.76 | 43.42 | 4 | 0
2030 | NYISO_A-F_2_PJM_ROM | NYISO_A-F | PJM_ROM | Internal | Shoulder | B15 | 1203 | 1000 | 0 | 40.76 | 39.42 | 4 | 0
2030 | NYISO_A-F_2_PJM_ROM | NYISO_A-F | PJM_ROM | Internal | Summer | B1 | 10 | 1000 | 1000 | 54.22 | 73.13 | 4 | 14.91
2030 | NYISO_A-F_2_PJM_ROM | NYISO_A-F | PJM_ROM | Internal | Summer | B2 | 25 | 1000 | 1000 | 54.22 | 69.29 | 4 | 11.07
2030 | NYISO_A-F_2_PJM_ROM | NYISO_A-F | PJM_ROM | Internal | Summer | B3 | 75 | 1000 | 1000 | 49.62 | 69.27 | 4 | 15.65
2030 | NYISO_A-F_2_PJM_ROM | NYISO_A-F | PJM_ROM | Internal | Summer | B4 | 100 | 1000 | 1000 | 49.62 | 68.66 | 4 | 15.04
2030 | NYISO_A-F_2_PJM_ROM | NYISO_A-F | PJM_ROM | Internal | Summer | B5 | 200 | 1000 | 1000 | 46.07 | 65.42 | 4 | 15.35
2030 | NYISO_A-F_2_PJM_ROM | NYISO_A-F | PJM_ROM | Internal | Summer | B6 | 300 | 1000 | 0 | 46.02 | 49.59 | 4 | 0
2030 | NYISO_A-F_2_PJM_ROM | NYISO_A-F | PJM_ROM | Internal | Summer | B7 | 400 | 1000 | 0 | 42.02 | 44.29 | 4 | 0
2030 | NYISO_A-F_2_PJM_ROM | NYISO_A-F | PJM_ROM | Internal | Summer | B8 | 500 | 1000 | 0 | 39.57 | 41.78 | 4 | 0
2030 | NYISO_A-F_2_PJM_ROM | NYISO_A-F | PJM_ROM | Internal | Summer | B9 | 800 | 1000 | 0 | 38.89 | 39.87 | 4 | 0
2030 | NYISO_A-F_2_PJM_ROM | NYISO_A-F | PJM_ROM | Internal | Summer | B10 | 1262 | 1000 | 0 | 38.89 | 35.89 | 4 | 0
2030 | NYISO_A-F_2_PJM_ROM | NYISO_A-F | PJM_ROM | Internal | Winter | B16 | 25 | 1000 | 1000 | 48.93 | 53.52 | 4 | 0.59
2030 | NYISO_A-F_2_PJM_ROM | NYISO_A-F | PJM_ROM | Internal | Winter | B17 | 100 | 1000 | 165.93 | 46.02 | 50.02 | 4 | 0
2030 | NYISO_A-F_2_PJM_ROM | NYISO_A-F | PJM_ROM | Internal | Winter | B18 | 400 | 1000 | 0 | 45.17 | 46.87 | 4 | 0
2030 | NYISO_A-F_2_PJM_ROM | NYISO_A-F | PJM_ROM | Internal | Winter | B19 | 700 | 1000 | 0 | 43.61 | 45.86 | 4 | 0
2030 | NYISO_A-F_2_PJM_ROM | NYISO_A-F | PJM_ROM | Internal | Winter | B20 | 935 | 1000 | 0 | 43.61 | 37.1 | 4 | 0
2030 | NYISO_G-I_2_NEISO | NYISO_G-I | NEISO | Internal | Shoulder | B11 | 25 | 600 | 0 | 49.07 | 39.26 | 1.5 | 0
2030 | NYISO_G-I_2_NEISO | NYISO_G-I | NEISO | Internal | Shoulder | B12 | 200 | 600 | 0 | 43.36 | 39.26 | 1.5 | 0
2030 | NYISO_G-I_2_NEISO | NYISO_G-I | NEISO | Internal | Shoulder | B13 | 600 | 600 | 0 | 41.89 | 39.26 | 1.5 | 0
2030 | NYISO_G-I_2_NEISO | NYISO_G-I | NEISO | Internal | Shoulder | B14 | 900 | 600 | 0 | 40.78 | 39.26 | 1.5 | 0
2030 | NYISO_G-I_2_NEISO | NYISO_G-I | NEISO | Internal | Shoulder | B15 | 1203 | 600 | 0 | 40.77 | 39.26 | 1.5 | 0
2030 | NYISO_G-I_2_NEISO | NYISO_G-I | NEISO | Internal | Summer | B1 | 10 | 600 | 0 | 83.53 | 55.72 | 1.5 | 0
2030 | NYISO_G-I_2_NEISO | NYISO_G-I | NEISO | Internal | Summer | B2 | 25 | 600 | 0 | 72.31 | 52.72 | 1.5 | 0
2030 | NYISO_G-I_2_NEISO | NYISO_G-I | NEISO | Internal | Summer | B3 | 75 | 600 | 0 | 65.26 | 45.85 | 1.5 | 0
2030 | NYISO_G-I_2_NEISO | NYISO_G-I | NEISO | Internal | Summer | B4 | 100 | 600 | 0 | 56.42 | 36.79 | 1.5 | 0
2030 | NYISO_G-I_2_NEISO | NYISO_G-I | NEISO | Internal | Summer | B5 | 200 | 600 | 0 | 56.42 | 36.79 | 1.5 | 0
2030 | NYISO_G-I_2_NEISO | NYISO_G-I | NEISO | Internal | Summer | B6 | 300 | 600 | 0 | 52.6 | 36.79 | 1.5 | 0
2030 | NYISO_G-I_2_NEISO | NYISO_G-I | NEISO | Internal | Summer | B7 | 400 | 600 | 0 | 42.03 | 36.79 | 1.5 | 0
2030 | NYISO_G-I_2_NEISO | NYISO_G-I | NEISO | Internal | Summer | B8 | 500 | 600 | 0 | 39.58 | 36.79 | 1.5 | 0
2030 | NYISO_G-I_2_NEISO | NYISO_G-I | NEISO | Internal | Summer | B9 | 800 | 600 | 0 | 38.9 | 36.79 | 1.5 | 0
2030 | NYISO_G-I_2_NEISO | NYISO_G-I | NEISO | Internal | Summer | B10 | 1262 | 600 | 0 | 38.9 | 36.79 | 1.5 | 0
2030 | NYISO_G-I_2_NEISO | NYISO_G-I | NEISO | Internal | Winter | B16 | 25 | 600 | 0 | 56.53 | 50.77 | 1.5 | 0
2030 | NYISO_G-I_2_NEISO | NYISO_G-I | NEISO | Internal | Winter | B17 | 100 | 600 | 0 | 53.04 | 47.52 | 1.5 | 0
2030 | NYISO_G-I_2_NEISO | NYISO_G-I | NEISO | Internal | Winter | B18 | 400 | 600 | 0 | 50.3 | 46.67 | 1.5 | 0
2030 | NYISO_G-I_2_NEISO | NYISO_G-I | NEISO | Internal | Winter | B19 | 700 | 600 | 0 | 50.3 | 46.67 | 1.5 | 0
2030 | NYISO_G-I_2_NEISO | NYISO_G-I | NEISO | Internal | Winter | B20 | 935 | 600 | 0 | 48.17 | 46.67 | 1.5 | 0
2030 | NYISO_G-I_2_NYISO_A-F | NYISO_G-I | NYISO_A-F | Internal | Shoulder | B11 | 25 | 2637 | 0 | 49.07 | 43.34 | 0.01 | 0
2030 | NYISO_G-I_2_NYISO_A-F | NYISO_G-I | NYISO_A-F | Internal | Shoulder | B12 | 200 | 2637 | 0 | 43.36 | 43.31 | 0.01 | 0
2030 | NYISO_G-I_2_NYISO_A-F | NYISO_G-I | NYISO_A-F | Internal | Shoulder | B13 | 600 | 2637 | 0 | 41.89 | 40.76 | 0.01 | 0
2030 | NYISO_G-I_2_NYISO_A-F | NYISO_G-I | NYISO_A-F | Internal | Shoulder | B14 | 900 | 2637 | 0 | 40.78 | 40.76 | 0.01 | 0
2030 | NYISO_G-I_2_NYISO_A-F | NYISO_G-I | NYISO_A-F | Internal | Shoulder | B15 | 1203 | 2637 | 0 | 40.77 | 40.76 | 0.01 | 0
2030 | NYISO_G-I_2_NYISO_A-F | NYISO_G-I | NYISO_A-F | Internal | Summer | B1 | 10 | 2637 | 0 | 83.53 | 54.22 | 0.01 | 0
2030 | NYISO_G-I_2_NYISO_A-F | NYISO_G-I | NYISO_A-F | Internal | Summer | B2 | 25 | 2637 | 0 | 72.31 | 54.22 | 0.01 | 0
2030 | NYISO_G-I_2_NYISO_A-F | NYISO_G-I | NYISO_A-F | Internal | Summer | B3 | 75 | 2637 | 0 | 65.26 | 49.62 | 0.01 | 0
2030 | NYISO_G-I_2_NYISO_A-F | NYISO_G-I | NYISO_A-F | Internal | Summer | B4 | 100 | 2637 | 0 | 56.42 | 49.62 | 0.01 | 0
2030 | NYISO_G-I_2_NYISO_A-F | NYISO_G-I | NYISO_A-F | Internal | Summer | B5 | 200 | 2637 | 0 | 56.42 | 46.07 | 0.01 | 0
2030 | NYISO_G-I_2_NYISO_A-F | NYISO_G-I | NYISO_A-F | Internal | Summer | B6 | 300 | 2637 | 0 | 52.6 | 46.02 | 0.01 | 0
2030 | NYISO_G-I_2_NYISO_A-F | NYISO_G-I | NYISO_A-F | Internal | Summer | B7 | 400 | 2637 | 0 | 42.03 | 42.02 | 0.01 | 0
2030 | NYISO_G-I_2_NYISO_A-F | NYISO_G-I | NYISO_A-F | Internal | Summer | B8 | 500 | 2637 | 0 | 39.58 | 39.57 | 0.01 | 0
2030 | NYISO_G-I_2_NYISO_A-F | NYISO_G-I | NYISO_A-F | Internal | Summer | B9 | 800 | 2637 | 0 | 38.9 | 38.89 | 0.01 | 0
2030 | NYISO_G-I_2_NYISO_A-F | NYISO_G-I | NYISO_A-F | Internal | Summer | B10 | 1262 | 2637 | 0 | 38.9 | 38.89 | 0.01 | 0
2030 | NYISO_G-I_2_NYISO_A-F | NYISO_G-I | NYISO_A-F | Internal | Winter | B16 | 25 | 2637 | 0 | 56.53 | 48.93 | 0.01 | 0
2030 | NYISO_G-I_2_NYISO_A-F | NYISO_G-I | NYISO_A-F | Internal | Winter | B17 | 100 | 2637 | 0 | 53.04 | 46.02 | 0.01 | 0
2030 | NYISO_G-I_2_NYISO_A-F | NYISO_G-I | NYISO_A-F | Internal | Winter | B18 | 400 | 2637 | 0 | 50.3 | 45.17 | 0.01 | 0
2030 | NYISO_G-I_2_NYISO_A-F | NYISO_G-I | NYISO_A-F | Internal | Winter | B19 | 700 | 2637 | 0 | 50.3 | 43.61 | 0.01 | 0
2030 | NYISO_G-I_2_NYISO_A-F | NYISO_G-I | NYISO_A-F | Internal | Winter | B20 | 935 | 2637 | 0 | 48.17 | 43.61 | 0.01 | 0
2030 | NYISO_G-I_2_NYISO_J-K | NYISO_G-I | NYISO_J-K | Internal | Shoulder | B11 | 25 | 6130 | 5162.05 | 49.07 | 49.09 | 0.01 | 0
2030 | NYISO_G-I_2_NYISO_J-K | NYISO_G-I | NYISO_J-K | Internal | Shoulder | B12 | 200 | 6130 | 5490.14 | 43.36 | 43.37 | 0.01 | 0
2030 | NYISO_G-I_2_NYISO_J-K | NYISO_G-I | NYISO_J-K | Internal | Shoulder | B13 | 600 | 6130 | 5426.64 | 41.89 | 41.9 | 0.01 | 0
2030 | NYISO_G-I_2_NYISO_J-K | NYISO_G-I | NYISO_J-K | Internal | Shoulder | B14 | 900 | 6130 | 4944.84 | 40.78 | 40.8 | 0.01 | 0
2030 | NYISO_G-I_2_NYISO_J-K | NYISO_G-I | NYISO_J-K | Internal | Shoulder | B15 | 1203 | 6130 | 4894.59 | 40.77 | 40.78 | 0.01 | 0
2030 | NYISO_G-I_2_NYISO_J-K | NYISO_G-I | NYISO_J-K | Internal | Summer | B1 | 10 | 6130 | 5060.5 | 83.53 | 83.54 | 0.01 | 0
2030 | NYISO_G-I_2_NYISO_J-K | NYISO_G-I | NYISO_J-K | Internal | Summer | B2 | 25 | 6130 | 4926.53 | 72.31 | 72.32 | 0.01 | 0
2030 | NYISO_G-I_2_NYISO_J-K | NYISO_G-I | NYISO_J-K | Internal | Summer | B3 | 75 | 6130 | 3788.71 | 65.26 | 65.27 | 0.01 | 0
2030 | NYISO_G-I_2_NYISO_J-K | NYISO_G-I | NYISO_J-K | Internal | Summer | B4 | 100 | 6130 | 3927.54 | 56.42 | 56.44 | 0.01 | 0
2030 | NYISO_G-I_2_NYISO_J-K | NYISO_G-I | NYISO_J-K | Internal | Summer | B5 | 200 | 6130 | 4070.41 | 56.42 | 56.44 | 0.01 | 0
2030 | NYISO_G-I_2_NYISO_J-K | NYISO_G-I | NYISO_J-K | Internal | Summer | B6 | 300 | 6130 | 5970.44 | 52.6 | 52.61 | 0.01 | 0
2030 | NYISO_G-I_2_NYISO_J-K | NYISO_G-I | NYISO_J-K | Internal | Summer | B7 | 400 | 6130 | 5872.94 | 42.03 | 42.04 | 0.01 | 0
2030 | NYISO_G-I_2_NYISO_J-K | NYISO_G-I | NYISO_J-K | Internal | Summer | B8 | 500 | 6130 | 5861.79 | 39.58 | 39.59 | 0.01 | 0
2030 | NYISO_G-I_2_NYISO_J-K | NYISO_G-I | NYISO_J-K | Internal | Summer | B9 | 800 | 6130 | 5583.57 | 38.9 | 38.91 | 0.01 | 0
2030 | NYISO_G-I_2_NYISO_J-K | NYISO_G-I | NYISO_J-K | Internal | Summer | B10 | 1262 | 6130 | 3329.02 | 38.9 | 38.91 | 0.01 | 0
2030 | NYISO_G-I_2_NYISO_J-K | NYISO_G-I | NYISO_J-K | Internal | Winter | B16 | 25 | 6130 | 6005.76 | 56.53 | 56.54 | 0.01 | 0
2030 | NYISO_G-I_2_NYISO_J-K | NYISO_G-I | NYISO_J-K | Internal | Winter | B17 | 100 | 6130 | 6130 | 53.04 | 56.54 | 0.01 | 3.49
2030 | NYISO_G-I_2_NYISO_J-K | NYISO_G-I | NYISO_J-K | Internal | Winter | B18 | 400 | 6130 | 6130 | 50.3 | 54.64 | 0.01 | 4.32
2030 | NYISO_G-I_2_NYISO_J-K | NYISO_G-I | NYISO_J-K | Internal | Winter | B19 | 700 | 6130 | 6130 | 50.3 | 53.14 | 0.01 | 2.83
2030 | NYISO_G-I_2_NYISO_J-K | NYISO_G-I | NYISO_J-K | Internal | Winter | B20 | 935 | 6130 | 6127.94 | 48.17 | 48.18 | 0.01 | 0
2030 | NYISO_G-I_2_PJM_E | NYISO_G-I | PJM_E | Internal | Shoulder | B11 | 25 | 1500 | 279.31 | 49.07 | 53.07 | 4 | 0
2030 | NYISO_G-I_2_PJM_E | NYISO_G-I | PJM_E | Internal | Shoulder | B12 | 200 | 1500 | 0 | 43.36 | 46.52 | 4 | 0
2030 | NYISO_G-I_2_PJM_E | NYISO_G-I | PJM_E | Internal | Shoulder | B13 | 600 | 1500 | 0 | 41.89 | 44.14 | 4 | 0
2030 | NYISO_G-I_2_PJM_E | NYISO_G-I | PJM_E | Internal | Shoulder | B14 | 900 | 1500 | 0 | 40.78 | 43.44 | 4 | 0
2030 | NYISO_G-I_2_PJM_E | NYISO_G-I | PJM_E | Internal | Shoulder | B15 | 1203 | 1500 | 0 | 40.77 | 39.43 | 4 | 0
2030 | NYISO_G-I_2_PJM_E | NYISO_G-I | PJM_E | Internal | Summer | B1 | 10 | 1500 | 0 | 83.53 | 73.14 | 4 | 0
2030 | NYISO_G-I_2_PJM_E | NYISO_G-I | PJM_E | Internal | Summer | B2 | 25 | 1500 | 0 | 72.31 | 69.31 | 4 | 0
2030 | NYISO_G-I_2_PJM_E | NYISO_G-I | PJM_E | Internal | Summer | B3 | 75 | 1500 | 1362.24 | 65.26 | 69.26 | 4 | 0
2030 | NYISO_G-I_2_PJM_E | NYISO_G-I | PJM_E | Internal | Summer | B4 | 100 | 1500 | 1500 | 56.42 | 68.65 | 4 | 8.23
2030 | NYISO_G-I_2_PJM_E | NYISO_G-I | PJM_E | Internal | Summer | B5 | 200 | 1500 | 1500 | 56.42 | 65.41 | 4 | 4.98
2030 | NYISO_G-I_2_PJM_E | NYISO_G-I | PJM_E | Internal | Summer | B6 | 300 | 1500 | 0 | 52.6 | 49.6 | 4 | 0
2030 | NYISO_G-I_2_PJM_E | NYISO_G-I | PJM_E | Internal | Summer | B7 | 400 | 1500 | 0 | 42.03 | 44.28 | 4 | 0
2030 | NYISO_G-I_2_PJM_E | NYISO_G-I | PJM_E | Internal | Summer | B8 | 500 | 1500 | 0 | 39.58 | 41.79 | 4 | 0
2030 | NYISO_G-I_2_PJM_E | NYISO_G-I | PJM_E | Internal | Summer | B9 | 800 | 1500 | 0 | 38.9 | 39.89 | 4 | 0
2030 | NYISO_G-I_2_PJM_E | NYISO_G-I | PJM_E | Internal | Summer | B10 | 1262 | 1500 | 0 | 38.9 | 35.9 | 4 | 0
2030 | NYISO_G-I_2_PJM_E | NYISO_G-I | PJM_E | Internal | Winter | B16 | 25 | 1500 | 0 | 56.53 | 53.53 | 4 | 0
2030 | NYISO_G-I_2_PJM_E | NYISO_G-I | PJM_E | Internal | Winter | B17 | 100 | 1500 | 0 | 53.04 | 50.04 | 4 | 0
2030 | NYISO_G-I_2_PJM_E | NYISO_G-I | PJM_E | Internal | Winter | B18 | 400 | 1500 | 0 | 50.3 | 46.88 | 4 | 0
2030 | NYISO_G-I_2_PJM_E | NYISO_G-I | PJM_E | Internal | Winter | B19 | 700 | 1500 | 0 | 50.3 | 45.88 | 4 | 0
2030 | NYISO_G-I_2_PJM_E | NYISO_G-I | PJM_E | Internal | Winter | B20 | 935 | 1500 | 0 | 48.17 | 37.11 | 4 | 0
2030 | NYISO_J-K_2_NEISO | NYISO_J-K | NEISO | Internal | Shoulder | B11 | 25 | 90 | 0 | 49.09 | 39.26 | 1.5 | 0
2030 | NYISO_J-K_2_NEISO | NYISO_J-K | NEISO | Internal | Shoulder | B12 | 200 | 90 | 0 | 43.37 | 39.26 | 1.5 | 0
2030 | NYISO_J-K_2_NEISO | NYISO_J-K | NEISO | Internal | Shoulder | B13 | 600 | 90 | 0 | 41.9 | 39.26 | 1.5 | 0
2030 | NYISO_J-K_2_NEISO | NYISO_J-K | NEISO | Internal | Shoulder | B14 | 900 | 90 | 0 | 40.8 | 39.26 | 1.5 | 0
2030 | NYISO_J-K_2_NEISO | NYISO_J-K | NEISO | Internal | Shoulder | B15 | 1203 | 90 | 0 | 40.78 | 39.26 | 1.5 | 0
2030 | NYISO_J-K_2_NEISO | NYISO_J-K | NEISO | Internal | Summer | B1 | 10 | 90 | 0 | 83.54 | 55.72 | 1.5 | 0
2030 | NYISO_J-K_2_NEISO | NYISO_J-K | NEISO | Internal | Summer | B2 | 25 | 90 | 0 | 72.32 | 52.72 | 1.5 | 0
2030 | NYISO_J-K_2_NEISO | NYISO_J-K | NEISO | Internal | Summer | B3 | 75 | 90 | 0 | 65.27 | 45.85 | 1.5 | 0
2030 | NYISO_J-K_2_NEISO | NYISO_J-K | NEISO | Internal | Summer | B4 | 100 | 90 | 0 | 56.44 | 36.79 | 1.5 | 0
2030 | NYISO_J-K_2_NEISO | NYISO_J-K | NEISO | Internal | Summer | B5 | 200 | 90 | 0 | 56.44 | 36.79 | 1.5 | 0
2030 | NYISO_J-K_2_NEISO | NYISO_J-K | NEISO | Internal | Summer | B6 | 300 | 90 | 0 | 52.61 | 36.79 | 1.5 | 0
2030 | NYISO_J-K_2_NEISO | NYISO_J-K | NEISO | Internal | Summer | B7 | 400 | 90 | 0 | 42.04 | 36.79 | 1.5 | 0
2030 | NYISO_J-K_2_NEISO | NYISO_J-K | NEISO | Internal | Summer | B8 | 500 | 90 | 0 | 39.59 | 36.79 | 1.5 | 0
2030 | NYISO_J-K_2_NEISO | NYISO_J-K | NEISO | Internal | Summer | B9 | 800 | 90 | 0 | 38.91 | 36.79 | 1.5 | 0
2030 | NYISO_J-K_2_NEISO | NYISO_J-K | NEISO | Internal | Summer | B10 | 1262 | 90 | 0 | 38.91 | 36.79 | 1.5 | 0
2030 | NYISO_J-K_2_NEISO | NYISO_J-K | NEISO | Internal | Winter | B16 | 25 | 90 | 0 | 56.54 | 50.77 | 1.5 | 0
2030 | NYISO_J-K_2_NEISO | NYISO_J-K | NEISO | Internal | Winter | B17 | 100 | 90 | 0 | 56.54 | 47.52 | 1.5 | 0
2030 | NYISO_J-K_2_NEISO | NYISO_J-K | NEISO | Internal | Winter | B18 | 400 | 90 | 0 | 54.64 | 46.67 | 1.5 | 0
2030 | NYISO_J-K_2_NEISO | NYISO_J-K | NEISO | Internal | Winter | B19 | 700 | 90 | 0 | 53.14 | 46.67 | 1.5 | 0
2030 | NYISO_J-K_2_NEISO | NYISO_J-K | NEISO | Internal | Winter | B20 | 935 | 90 | 0 | 48.18 | 46.67 | 1.5 | 0
2030 | NYISO_J-K_2_NYISO_G-I | NYISO_J-K | NYISO_G-I | Internal | Shoulder | B11 | 25 | 1999 | 0.01 | 49.09 | 49.07 | 0.01 | 0
2030 | NYISO_J-K_2_NYISO_G-I | NYISO_J-K | NYISO_G-I | Internal | Shoulder | B12 | 200 | 1999 | 0 | 43.37 | 43.36 | 0.01 | 0
2030 | NYISO_J-K_2_NYISO_G-I | NYISO_J-K | NYISO_G-I | Internal | Shoulder | B13 | 600 | 1999 | 0 | 41.9 | 41.89 | 0.01 | 0
2030 | NYISO_J-K_2_NYISO_G-I | NYISO_J-K | NYISO_G-I | Internal | Shoulder | B14 | 900 | 1999 | 0 | 40.8 | 40.78 | 0.01 | 0
2030 | NYISO_J-K_2_NYISO_G-I | NYISO_J-K | NYISO_G-I | Internal | Shoulder | B15 | 1203 | 1999 | 0 | 40.78 | 40.77 | 0.01 | 0
2030 | NYISO_J-K_2_NYISO_G-I | NYISO_J-K | NYISO_G-I | Internal | Summer | B1 | 10 | 1999 | 0.03 | 83.54 | 83.53 | 0.01 | 0
2030 | NYISO_J-K_2_NYISO_G-I | NYISO_J-K | NYISO_G-I | Internal | Summer | B2 | 25 | 1999 | 0.01 | 72.32 | 72.31 | 0.01 | 0
2030 | NYISO_J-K_2_NYISO_G-I | NYISO_J-K | NYISO_G-I | Internal | Summer | B3 | 75 | 1999 | 0 | 65.27 | 65.26 | 0.01 | 0
2030 | NYISO_J-K_2_NYISO_G-I | NYISO_J-K | NYISO_G-I | Internal | Summer | B4 | 100 | 1999 | 0 | 56.44 | 56.42 | 0.01 | 0
2030 | NYISO_J-K_2_NYISO_G-I | NYISO_J-K | NYISO_G-I | Internal | Summer | B5 | 200 | 1999 | 0 | 56.44 | 56.42 | 0.01 | 0
2030 | NYISO_J-K_2_NYISO_G-I | NYISO_J-K | NYISO_G-I | Internal | Summer | B6 | 300 | 1999 | 0 | 52.61 | 52.6 | 0.01 | 0
2030 | NYISO_J-K_2_NYISO_G-I | NYISO_J-K | NYISO_G-I | Internal | Summer | B7 | 400 | 1999 | 0 | 42.04 | 42.03 | 0.01 | 0
2030 | NYISO_J-K_2_NYISO_G-I | NYISO_J-K | NYISO_G-I | Internal | Summer | B8 | 500 | 1999 | 0 | 39.59 | 39.58 | 0.01 | 0
2030 | NYISO_J-K_2_NYISO_G-I | NYISO_J-K | NYISO_G-I | Internal | Summer | B9 | 800 | 1999 | 0 | 38.91 | 38.9 | 0.01 | 0
2030 | NYISO_J-K_2_NYISO_G-I | NYISO_J-K | NYISO_G-I | Internal | Summer | B10 | 1262 | 1999 | 0 | 38.91 | 38.9 | 0.01 | 0
2030 | NYISO_J-K_2_NYISO_G-I | NYISO_J-K | NYISO_G-I | Internal | Winter | B16 | 25 | 1999 | 0.01 | 56.54 | 56.53 | 0.01 | 0
2030 | NYISO_J-K_2_NYISO_G-I | NYISO_J-K | NYISO_G-I | Internal | Winter | B17 | 100 | 1999 | 0 | 56.54 | 53.04 | 0.01 | 0
2030 | NYISO_J-K_2_NYISO_G-I | NYISO_J-K | NYISO_G-I | Internal | Winter | B18 | 400 | 1999 | 0 | 54.64 | 50.3 | 0.01 | 0
2030 | NYISO_J-K_2_NYISO_G-I | NYISO_J-K | NYISO_G-I | Internal | Winter | B19 | 700 | 1999 | 0 | 53.14 | 50.3 | 0.01 | 0
2030 | NYISO_J-K_2_NYISO_G-I | NYISO_J-K | NYISO_G-I | Internal | Winter | B20 | 935 | 1999 | 0 | 48.18 | 48.17 | 0.01 | 0
2030 | NYISO_J-K_2_PJM_E | NYISO_J-K | PJM_E | Internal | Shoulder | B11 | 25 | 330 | 0.02 | 49.09 | 53.07 | 4 | 0
2030 | NYISO_J-K_2_PJM_E | NYISO_J-K | PJM_E | Internal | Shoulder | B12 | 200 | 330 | 0 | 43.37 | 46.52 | 4 | 0
2030 | NYISO_J-K_2_PJM_E | NYISO_J-K | PJM_E | Internal | Shoulder | B13 | 600 | 330 | 0 | 41.9 | 44.14 | 4 | 0
2030 | NYISO_J-K_2_PJM_E | NYISO_J-K | PJM_E | Internal | Shoulder | B14 | 900 | 330 | 0 | 40.8 | 43.44 | 4 | 0
2030 | NYISO_J-K_2_PJM_E | NYISO_J-K | PJM_E | Internal | Shoulder | B15 | 1203 | 330 | 0 | 40.78 | 39.43 | 4 | 0
2030 | NYISO_J-K_2_PJM_E | NYISO_J-K | PJM_E | Internal | Summer | B1 | 10 | 330 | 0 | 83.54 | 73.14 | 4 | 0
2030 | NYISO_J-K_2_PJM_E | NYISO_J-K | PJM_E | Internal | Summer | B2 | 25 | 330 | 0 | 72.32 | 69.31 | 4 | 0
2030 | NYISO_J-K_2_PJM_E | NYISO_J-K | PJM_E | Internal | Summer | B3 | 75 | 330 | 0 | 65.27 | 69.26 | 4 | 0
2030 | NYISO_J-K_2_PJM_E | NYISO_J-K | PJM_E | Internal | Summer | B4 | 100 | 330 | 330 | 56.44 | 68.65 | 4 | 8.22
2030 | NYISO_J-K_2_PJM_E | NYISO_J-K | PJM_E | Internal | Summer | B5 | 200 | 330 | 330 | 56.44 | 65.41 | 4 | 4.97
2030 | NYISO_J-K_2_PJM_E | NYISO_J-K | PJM_E | Internal | Summer | B6 | 300 | 330 | 0 | 52.61 | 49.6 | 4 | 0
2030 | NYISO_J-K_2_PJM_E | NYISO_J-K | PJM_E | Internal | Summer | B7 | 400 | 330 | 0 | 42.04 | 44.28 | 4 | 0
2030 | NYISO_J-K_2_PJM_E | NYISO_J-K | PJM_E | Internal | Summer | B8 | 500 | 330 | 0 | 39.59 | 41.79 | 4 | 0
2030 | NYISO_J-K_2_PJM_E | NYISO_J-K | PJM_E | Internal | Summer | B9 | 800 | 330 | 0 | 38.91 | 39.89 | 4 | 0
2030 | NYISO_J-K_2_PJM_E | NYISO_J-K | PJM_E | Internal | Summer | B10 | 1262 | 330 | 0 | 38.91 | 35.9 | 4 | 0
2030 | NYISO_J-K_2_PJM_E | NYISO_J-K | PJM_E | Internal | Winter | B16 | 25 | 330 | 0 | 56.54 | 53.53 | 4 | 0
2030 | NYISO_J-K_2_PJM_E | NYISO_J-K | PJM_E | Internal | Winter | B17 | 100 | 330 | 0 | 56.54 | 50.04 | 4 | 0
2030 | NYISO_J-K_2_PJM_E | NYISO_J-K | PJM_E | Internal | Winter | B18 | 400 | 330 | 0 | 54.64 | 46.88 | 4 | 0
2030 | NYISO_J-K_2_PJM_E | NYISO_J-K | PJM_E | Internal | Winter | B19 | 700 | 330 | 0 | 53.14 | 45.88 | 4 | 0
2030 | NYISO_J-K_2_PJM_E | NYISO_J-K | PJM_E | Internal | Winter | B20 | 935 | 330 | 0 | 48.18 | 37.11 | 4 | 0
2030 | PJM_E_2_NYISO_G-I | PJM_E | NYISO_G-I | Internal | Shoulder | B11 | 25 | 500 | 0 | 53.07 | 49.07 | 3 | 0
2030 | PJM_E_2_NYISO_G-I | PJM_E | NYISO_G-I | Internal | Shoulder | B12 | 200 | 500 | 0 | 46.52 | 43.36 | 3 | 0
2030 | PJM_E_2_NYISO_G-I | PJM_E | NYISO_G-I | Internal | Shoulder | B13 | 600 | 500 | 0 | 44.14 | 41.89 | 3 | 0
2030 | PJM_E_2_NYISO_G-I | PJM_E | NYISO_G-I | Internal | Shoulder | B14 | 900 | 500 | 0 | 43.44 | 40.78 | 3 | 0
2030 | PJM_E_2_NYISO_G-I | PJM_E | NYISO_G-I | Internal | Shoulder | B15 | 1203 | 500 | 0 | 39.43 | 40.77 | 3 | 0
2030 | PJM_E_2_NYISO_G-I | PJM_E | NYISO_G-I | Internal | Summer | B1 | 10 | 500 | 500 | 73.14 | 83.53 | 3 | 7.39
2030 | PJM_E_2_NYISO_G-I | PJM_E | NYISO_G-I | Internal | Summer | B2 | 25 | 500 | 200.33 | 69.31 | 72.31 | 3 | 0
2030 | PJM_E_2_NYISO_G-I | PJM_E | NYISO_G-I | Internal | Summer | B3 | 75 | 500 | 0 | 69.26 | 65.26 | 3 | 0
2030 | PJM_E_2_NYISO_G-I | PJM_E | NYISO_G-I | Internal | Summer | B4 | 100 | 500 | 0 | 68.65 | 56.42 | 3 | 0
2030 | PJM_E_2_NYISO_G-I | PJM_E | NYISO_G-I | Internal | Summer | B5 | 200 | 500 | 0 | 65.41 | 56.42 | 3 | 0
2030 | PJM_E_2_NYISO_G-I | PJM_E | NYISO_G-I | Internal | Summer | B6 | 300 | 500 | 196.38 | 49.6 | 52.6 | 3 | 0
2030 | PJM_E_2_NYISO_G-I | PJM_E | NYISO_G-I | Internal | Summer | B7 | 400 | 500 | 0 | 44.28 | 42.03 | 3 | 0
2030 | PJM_E_2_NYISO_G-I | PJM_E | NYISO_G-I | Internal | Summer | B8 | 500 | 500 | 0 | 41.79 | 39.58 | 3 | 0
2030 | PJM_E_2_NYISO_G-I | PJM_E | NYISO_G-I | Internal | Summer | B9 | 800 | 500 | 0 | 39.89 | 38.9 | 3 | 0
2030 | PJM_E_2_NYISO_G-I | PJM_E | NYISO_G-I | Internal | Summer | B10 | 1262 | 500 | 162.28 | 35.9 | 38.9 | 3 | 0
2030 | PJM_E_2_NYISO_G-I | PJM_E | NYISO_G-I | Internal | Winter | B16 | 25 | 500 | 62.35 | 53.53 | 56.53 | 3 | 0
2030 | PJM_E_2_NYISO_G-I | PJM_E | NYISO_G-I | Internal | Winter | B17 | 100 | 500 | 63.58 | 50.04 | 53.04 | 3 | 0
2030 | PJM_E_2_NYISO_G-I | PJM_E | NYISO_G-I | Internal | Winter | B18 | 400 | 500 | 500 | 46.88 | 50.3 | 3 | 0.42
2030 | PJM_E_2_NYISO_G-I | PJM_E | NYISO_G-I | Internal | Winter | B19 | 700 | 500 | 500 | 45.88 | 50.3 | 3 | 1.43
2030 | PJM_E_2_NYISO_G-I | PJM_E | NYISO_G-I | Internal | Winter | B20 | 935 | 500 | 500 | 37.11 | 48.17 | 3 | 8.06
2030 | PJM_E_2_NYISO_J-K | PJM_E | NYISO_J-K | Internal | Shoulder | B11 | 25 | 330 | 0 | 53.07 | 49.09 | 3 | 0
2030 | PJM_E_2_NYISO_J-K | PJM_E | NYISO_J-K | Internal | Shoulder | B12 | 200 | 330 | 0 | 46.52 | 43.37 | 3 | 0
2030 | PJM_E_2_NYISO_J-K | PJM_E | NYISO_J-K | Internal | Shoulder | B13 | 600 | 330 | 0 | 44.14 | 41.9 | 3 | 0
2030 | PJM_E_2_NYISO_J-K | PJM_E | NYISO_J-K | Internal | Shoulder | B14 | 900 | 330 | 0 | 43.44 | 40.8 | 3 | 0
2030 | PJM_E_2_NYISO_J-K | PJM_E | NYISO_J-K | Internal | Shoulder | B15 | 1203 | 330 | 0 | 39.43 | 40.78 | 3 | 0
2030 | PJM_E_2_NYISO_J-K | PJM_E | NYISO_J-K | Internal | Summer | B1 | 10 | 330 | 330 | 73.14 | 83.54 | 3 | 7.4
2030 | PJM_E_2_NYISO_J-K | PJM_E | NYISO_J-K | Internal | Summer | B2 | 25 | 330 | 329.98 | 69.31 | 72.32 | 3 | 0.01
2030 | PJM_E_2_NYISO_J-K | PJM_E | NYISO_J-K | Internal | Summer | B3 | 75 | 330 | 0 | 69.26 | 65.27 | 3 | 0
2030 | PJM_E_2_NYISO_J-K | PJM_E | NYISO_J-K | Internal | Summer | B4 | 100 | 330 | 0 | 68.65 | 56.44 | 3 | 0
2030 | PJM_E_2_NYISO_J-K | PJM_E | NYISO_J-K | Internal | Summer | B5 | 200 | 330 | 0 | 65.41 | 56.44 | 3 | 0
2030 | PJM_E_2_NYISO_J-K | PJM_E | NYISO_J-K | Internal | Summer | B6 | 300 | 330 | 330 | 49.6 | 52.61 | 3 | 0.01
2030 | PJM_E_2_NYISO_J-K | PJM_E | NYISO_J-K | Internal | Summer | B7 | 400 | 330 | 0 | 44.28 | 42.04 | 3 | 0
2030 | PJM_E_2_NYISO_J-K | PJM_E | NYISO_J-K | Internal | Summer | B8 | 500 | 330 | 0 | 41.79 | 39.59 | 3 | 0
2030 | PJM_E_2_NYISO_J-K | PJM_E | NYISO_J-K | Internal | Summer | B9 | 800 | 330 | 0 | 39.89 | 38.91 | 3 | 0
2030 | PJM_E_2_NYISO_J-K | PJM_E | NYISO_J-K | Internal | Summer | B10 | 1262 | 330 | 330 | 35.9 | 38.91 | 3 | 0.01
2030 | PJM_E_2_NYISO_J-K | PJM_E | NYISO_J-K | Internal | Winter | B16 | 25 | 330 | 329.98 | 53.53 | 56.54 | 3 | 0.01
2030 | PJM_E_2_NYISO_J-K | PJM_E | NYISO_J-K | Internal | Winter | B17 | 100 | 330 | 330 | 50.04 | 56.54 | 3 | 3.5
2030 | PJM_E_2_NYISO_J-K | PJM_E | NYISO_J-K | Internal | Winter | B18 | 400 | 330 | 330 | 46.88 | 54.64 | 3 | 4.76
2030 | PJM_E_2_NYISO_J-K | PJM_E | NYISO_J-K | Internal | Winter | B19 | 700 | 330 | 330 | 45.88 | 53.14 | 3 | 4.26
2030 | PJM_E_2_NYISO_J-K | PJM_E | NYISO_J-K | Internal | Winter | B20 | 935 | 330 | 330 | 37.11 | 48.18 | 3 | 8.07
2030 | PJM_E_2_PJM_ROM | PJM_E | PJM_ROM | Internal | Shoulder | B11 | 25 | 8000 | 2116.06 | 53.07 | 53.09 | 0.01 | 0
2030 | PJM_E_2_PJM_ROM | PJM_E | PJM_ROM | Internal | Shoulder | B12 | 200 | 8000 | 381.07 | 46.52 | 46.53 | 0.01 | 0
2030 | PJM_E_2_PJM_ROM | PJM_E | PJM_ROM | Internal | Shoulder | B13 | 600 | 8000 | 0 | 44.14 | 44.13 | 0.01 | 0
2030 | PJM_E_2_PJM_ROM | PJM_E | PJM_ROM | Internal | Shoulder | B14 | 900 | 8000 | 0 | 43.44 | 43.42 | 0.01 | 0
2030 | PJM_E_2_PJM_ROM | PJM_E | PJM_ROM | Internal | Shoulder | B15 | 1203 | 8000 | 0 | 39.43 | 39.42 | 0.01 | 0
2030 | PJM_E_2_PJM_ROM | PJM_E | PJM_ROM | Internal | Summer | B1 | 10 | 8000 | 0.03 | 73.14 | 73.13 | 0.01 | 0
2030 | PJM_E_2_PJM_ROM | PJM_E | PJM_ROM | Internal | Summer | B2 | 25 | 8000 | 0.01 | 69.31 | 69.29 | 0.01 | 0
2030 | PJM_E_2_PJM_ROM | PJM_E | PJM_ROM | Internal | Summer | B3 | 75 | 8000 | 1486.59 | 69.26 | 69.27 | 0.01 | 0
2030 | PJM_E_2_PJM_ROM | PJM_E | PJM_ROM | Internal | Summer | B4 | 100 | 8000 | 3997.54 | 68.65 | 68.66 | 0.01 | 0
2030 | PJM_E_2_PJM_ROM | PJM_E | PJM_ROM | Internal | Summer | B5 | 200 | 8000 | 2771.18 | 65.41 | 65.42 | 0.01 | 0
2030 | PJM_E_2_PJM_ROM | PJM_E | PJM_ROM | Internal | Summer | B6 | 300 | 8000 | 0 | 49.6 | 49.59 | 0.01 | 0
2030 | PJM_E_2_PJM_ROM | PJM_E | PJM_ROM | Internal | Summer | B7 | 400 | 8000 | 1117.33 | 44.28 | 44.29 | 0.01 | 0
2030 | PJM_E_2_PJM_ROM | PJM_E | PJM_ROM | Internal | Summer | B8 | 500 | 8000 | 0 | 41.79 | 41.78 | 0.01 | 0
2030 | PJM_E_2_PJM_ROM | PJM_E | PJM_ROM | Internal | Summer | B9 | 800 | 8000 | 0 | 39.89 | 39.87 | 0.01 | 0
2030 | PJM_E_2_PJM_ROM | PJM_E | PJM_ROM | Internal | Summer | B10 | 1262 | 8000 | 0 | 35.9 | 35.89 | 0.01 | 0
2030 | PJM_E_2_PJM_ROM | PJM_E | PJM_ROM | Internal | Winter | B16 | 25 | 8000 | 0.01 | 53.53 | 53.52 | 0.01 | 0
2030 | PJM_E_2_PJM_ROM | PJM_E | PJM_ROM | Internal | Winter | B17 | 100 | 8000 | 0 | 50.04 | 50.02 | 0.01 | 0
2030 | PJM_E_2_PJM_ROM | PJM_E | PJM_ROM | Internal | Winter | B18 | 400 | 8000 | 0 | 46.88 | 46.87 | 0.01 | 0
2030 | PJM_E_2_PJM_ROM | PJM_E | PJM_ROM | Internal | Winter | B19 | 700 | 8000 | 0 | 45.88 | 45.86 | 0.01 | 0
2030 | PJM_E_2_PJM_ROM | PJM_E | PJM_ROM | Internal | Winter | B20 | 935 | 8000 | 0 | 37.11 | 37.1 | 0.01 | 0
2030 | PJM_ROR_2_MISO_IN | PJM_ROR | MISO_IN | Internal | Shoulder | B11 | 25 | 909 | 0 | 53.1 | 52.11 | 1 | 0
2030 | PJM_ROR_2_MISO_IN | PJM_ROR | MISO_IN | Internal | Shoulder | B12 | 200 | 909 | 0 | 46.52 | 45.51 | 1 | 0
2030 | PJM_ROR_2_MISO_IN | PJM_ROR | MISO_IN | Internal | Shoulder | B13 | 600 | 909 | 0 | 44.12 | 43.11 | 1 | 0
2030 | PJM_ROR_2_MISO_IN | PJM_ROR | MISO_IN | Internal | Shoulder | B14 | 900 | 909 | 0 | 43.41 | 42.4 | 1 | 0
2030 | PJM_ROR_2_MISO_IN | PJM_ROR | MISO_IN | Internal | Shoulder | B15 | 1203 | 909 | 0 | 39.41 | 38.22 | 1 | 0
2030 | PJM_ROR_2_MISO_IN | PJM_ROR | MISO_IN | Internal | Summer | B1 | 10 | 909 | 0 | 73.11 | 72.22 | 1 | 0
2030 | PJM_ROR_2_MISO_IN | PJM_ROR | MISO_IN | Internal | Summer | B2 | 25 | 909 | 909 | 69.28 | 70.67 | 1 | 0.39
2030 | PJM_ROR_2_MISO_IN | PJM_ROR | MISO_IN | Internal | Summer | B3 | 75 | 909 | 387.99 | 69.28 | 70.28 | 1 | 0
2030 | PJM_ROR_2_MISO_IN | PJM_ROR | MISO_IN | Internal | Summer | B4 | 100 | 909 | 0 | 68.68 | 67.7 | 1 | 0
2030 | PJM_ROR_2_MISO_IN | PJM_ROR | MISO_IN | Internal | Summer | B5 | 200 | 909 | 0 | 65.43 | 64.45 | 1 | 0
2030 | PJM_ROR_2_MISO_IN | PJM_ROR | MISO_IN | Internal | Summer | B6 | 300 | 909 | 0 | 49.58 | 48.6 | 1 | 0
2030 | PJM_ROR_2_MISO_IN | PJM_ROR | MISO_IN | Internal | Summer | B7 | 400 | 909 | 0 | 44.31 | 43.33 | 1 | 0
2030 | PJM_ROR_2_MISO_IN | PJM_ROR | MISO_IN | Internal | Summer | B8 | 500 | 909 | 0 | 41.77 | 40.79 | 1 | 0
2030 | PJM_ROR_2_MISO_IN | PJM_ROR | MISO_IN | Internal | Summer | B9 | 800 | 909 | 0 | 39.86 | 38.87 | 1 | 0
2030 | PJM_ROR_2_MISO_IN | PJM_ROR | MISO_IN | Internal | Summer | B10 | 1262 | 909 | 0 | 34.55 | 34.67 | 1 | 0
2030 | PJM_ROR_2_MISO_IN | PJM_ROR | MISO_IN | Internal | Winter | B16 | 25 | 909 | 0 | 53.51 | 52.52 | 1 | 0
2030 | PJM_ROR_2_MISO_IN | PJM_ROR | MISO_IN | Internal | Winter | B17 | 100 | 909 | 0 | 50.01 | 49 | 1 | 0
2030 | PJM_ROR_2_MISO_IN | PJM_ROR | MISO_IN | Internal | Winter | B18 | 400 | 909 | 0 | 46.86 | 45.84 | 1 | 0
2030 | PJM_ROR_2_MISO_IN | PJM_ROR | MISO_IN | Internal | Winter | B19 | 700 | 909 | 0 | 44.87 | 43.6 | 1 | 0
2030 | PJM_ROR_2_MISO_IN | PJM_ROR | MISO_IN | Internal | Winter | B20 | 935 | 909 | 0 | 37.09 | 36.1 | 1 | 0
2030 | PJM_ROR_2_MISO_MI | PJM_ROR | MISO_MI | Internal | Shoulder | B11 | 25 | 1305 | 0 | 53.1 | 52.12 | 1 | 0
2030 | PJM_ROR_2_MISO_MI | PJM_ROR | MISO_MI | Internal | Shoulder | B12 | 200 | 1305 | 0 | 46.52 | 45.52 | 1 | 0
2030 | PJM_ROR_2_MISO_MI | PJM_ROR | MISO_MI | Internal | Shoulder | B13 | 600 | 1305 | 0 | 44.12 | 43.12 | 1 | 0
2030 | PJM_ROR_2_MISO_MI | PJM_ROR | MISO_MI | Internal | Shoulder | B14 | 900 | 1305 | 0 | 43.41 | 42.41 | 1 | 0
2030 | PJM_ROR_2_MISO_MI | PJM_ROR | MISO_MI | Internal | Shoulder | B15 | 1203 | 1305 | 0 | 39.41 | 38.23 | 1 | 0
2030 | PJM_ROR_2_MISO_MI | PJM_ROR | MISO_MI | Internal | Summer | B1 | 10 | 1305 | 0 | 73.11 | 72.23 | 1 | 0
2030 | PJM_ROR_2_MISO_MI | PJM_ROR | MISO_MI | Internal | Summer | B2 | 25 | 1305 | 1305 | 69.28 | 70.66 | 1 | 0.38
2030 | PJM_ROR_2_MISO_MI | PJM_ROR | MISO_MI | Internal | Summer | B3 | 75 | 1305 | 0 | 69.28 | 70.27 | 1 | 0
2030 | PJM_ROR_2_MISO_MI | PJM_ROR | MISO_MI | Internal | Summer | B4 | 100 | 1305 | 0 | 68.68 | 67.68 | 1 | 0
2030 | PJM_ROR_2_MISO_MI | PJM_ROR | MISO_MI | Internal | Summer | B5 | 200 | 1305 | 0 | 65.43 | 64.44 | 1 | 0
2030 | PJM_ROR_2_MISO_MI | PJM_ROR | MISO_MI | Internal | Summer | B6 | 300 | 1305 | 0 | 49.58 | 48.61 | 1 | 0
2030 | PJM_ROR_2_MISO_MI | PJM_ROR | MISO_MI | Internal | Summer | B7 | 400 | 1305 | 0 | 44.31 | 43.34 | 1 | 0
2030 | PJM_ROR_2_MISO_MI | PJM_ROR | MISO_MI | Internal | Summer | B8 | 500 | 1305 | 0 | 41.77 | 40.81 | 1 | 0
2030 | PJM_ROR_2_MISO_MI | PJM_ROR | MISO_MI | Internal | Summer | B9 | 800 | 1305 | 0 | 39.86 | 38.89 | 1 | 0
2030 | PJM_ROR_2_MISO_MI | PJM_ROR | MISO_MI | Internal | Summer | B10 | 1262 | 1305 | 0 | 34.55 | 34.68 | 1 | 0
2030 | PJM_ROR_2_MISO_MI | PJM_ROR | MISO_MI | Internal | Winter | B16 | 25 | 1305 | 0 | 53.51 | 52.53 | 1 | 0
2030 | PJM_ROR_2_MISO_MI | PJM_ROR | MISO_MI | Internal | Winter | B17 | 100 | 1305 | 0 | 50.01 | 49.01 | 1 | 0
2030 | PJM_ROR_2_MISO_MI | PJM_ROR | MISO_MI | Internal | Winter | B18 | 400 | 1305 | 0 | 46.86 | 45.86 | 1 | 0
2030 | PJM_ROR_2_MISO_MI | PJM_ROR | MISO_MI | Internal | Winter | B19 | 700 | 1305 | 0 | 44.87 | 43.61 | 1 | 0
2030 | PJM_ROR_2_MISO_MI | PJM_ROR | MISO_MI | Internal | Winter | B20 | 935 | 1305 | 0 | 37.09 | 36.11 | 1 | 0
2030 | PJM_ROR_2_MISO_MO-IL | PJM_ROR | MISO_MO-IL | Internal | Shoulder | B11 | 25 | 1111 | 0 | 53.1 | 52.1 | 1 | 0
2030 | PJM_ROR_2_MISO_MO-IL | PJM_ROR | MISO_MO-IL | Internal | Shoulder | B12 | 200 | 1111 | 0 | 46.52 | 45.32 | 1 | 0
2030 | PJM_ROR_2_MISO_MO-IL | PJM_ROR | MISO_MO-IL | Internal | Shoulder | B13 | 600 | 1111 | 0 | 44.12 | 40.55 | 1 | 0
2030 | PJM_ROR_2_MISO_MO-IL | PJM_ROR | MISO_MO-IL | Internal | Shoulder | B14 | 900 | 1111 | 0 | 43.41 | 39.93 | 1 | 0
2030 | PJM_ROR_2_MISO_MO-IL | PJM_ROR | MISO_MO-IL | Internal | Shoulder | B15 | 1203 | 1111 | 0 | 39.41 | 37.74 | 1 | 0
2030 | PJM_ROR_2_MISO_MO-IL | PJM_ROR | MISO_MO-IL | Internal | Summer | B1 | 10 | 1111 | 0 | 73.11 | 72.13 | 1 | 0
2030 | PJM_ROR_2_MISO_MO-IL | PJM_ROR | MISO_MO-IL | Internal | Summer | B2 | 25 | 1111 | 1111 | 69.28 | 70.66 | 1 | 0.38
2030 | PJM_ROR_2_MISO_MO-IL | PJM_ROR | MISO_MO-IL | Internal | Summer | B3 | 75 | 1111 | 0 | 69.28 | 70.27 | 1 | 0
2030 | PJM_ROR_2_MISO_MO-IL | PJM_ROR | MISO_MO-IL | Internal | Summer | B4 | 100 | 1111 | 0 | 68.68 | 67.69 | 1 | 0
2030 | PJM_ROR_2_MISO_MO-IL | PJM_ROR | MISO_MO-IL | Internal | Summer | B5 | 200 | 1111 | 0 | 65.43 | 64.44 | 1 | 0
2030 | PJM_ROR_2_MISO_MO-IL | PJM_ROR | MISO_MO-IL | Internal | Summer | B6 | 300 | 1111 | 0 | 49.58 | 48.59 | 1 | 0
2030 | PJM_ROR_2_MISO_MO-IL | PJM_ROR | MISO_MO-IL | Internal | Summer | B7 | 400 | 1111 | 0 | 44.31 | 43.32 | 1 | 0
2030 | PJM_ROR_2_MISO_MO-IL | PJM_ROR | MISO_MO-IL | Internal | Summer | B8 | 500 | 1111 | 0 | 41.77 | 40.78 | 1 | 0
2030 | PJM_ROR_2_MISO_MO-IL | PJM_ROR | MISO_MO-IL | Internal | Summer | B9 | 800 | 1111 | 0 | 39.86 | 38.86 | 1 | 0
2030 | PJM_ROR_2_MISO_MO-IL | PJM_ROR | MISO_MO-IL | Internal | Summer | B10 | 1262 | 1111 | 0 | 34.55 | 33.55 | 1 | 0
2030 | PJM_ROR_2_MISO_MO-IL | PJM_ROR | MISO_MO-IL | Internal | Winter | B16 | 25 | 1111 | 0 | 53.51 | 52.51 | 1 | 0
2030 | PJM_ROR_2_MISO_MO-IL | PJM_ROR | MISO_MO-IL | Internal | Winter | B17 | 100 | 1111 | 0 | 50.01 | 47.28 | 1 | 0
2030 | PJM_ROR_2_MISO_MO-IL | PJM_ROR | MISO_MO-IL | Internal | Winter | B18 | 400 | 1111 | 0 | 46.86 | 42.14 | 1 | 0
2030 | PJM_ROR_2_MISO_MO-IL | PJM_ROR | MISO_MO-IL | Internal | Winter | B19 | 700 | 1111 | 0 | 44.87 | 41.38 | 1 | 0
2030 | PJM_ROR_2_MISO_MO-IL | PJM_ROR | MISO_MO-IL | Internal | Winter | B20 | 935 | 1111 | 0 | 37.09 | 36.09 | 1 | 0
2030 | PJM_ROR_2_MISO_W | PJM_ROR | MISO_W | Internal | Shoulder | B11 | 25 | 10071 | 0 | 53.1 | 51.26 | 1 | 0
2030 | PJM_ROR_2_MISO_W | PJM_ROR | MISO_W | Internal | Shoulder | B12 | 200 | 10071 | 0 | 46.52 | 45.31 | 1 | 0
2030 | PJM_ROR_2_MISO_W | PJM_ROR | MISO_W | Internal | Shoulder | B13 | 600 | 10071 | 0 | 44.12 | 40.54 | 1 | 0
2030 | PJM_ROR_2_MISO_W | PJM_ROR | MISO_W | Internal | Shoulder | B14 | 900 | 10071 | 0 | 43.41 | 32.62 | 1 | 0
2030 | PJM_ROR_2_MISO_W | PJM_ROR | MISO_W | Internal | Shoulder | B15 | 1203 | 10071 | 0 | 39.41 | 30.67 | 1 | 0
2030 | PJM_ROR_2_MISO_W | PJM_ROR | MISO_W | Internal | Summer | B1 | 10 | 10071 | 0 | 73.11 | 72.11 | 1 | 0
2030 | PJM_ROR_2_MISO_W | PJM_ROR | MISO_W | Internal | Summer | B2 | 25 | 10071 | 0 | 69.28 | 67.69 | 1 | 0
2030 | PJM_ROR_2_MISO_W | PJM_ROR | MISO_W | Internal | Summer | B3 | 75 | 10071 | 0 | 69.28 | 68.28 | 1 | 0
2030 | PJM_ROR_2_MISO_W | PJM_ROR | MISO_W | Internal | Summer | B4 | 100 | 10071 | 0 | 68.68 | 67.68 | 1 | 0
2030 | PJM_ROR_2_MISO_W | PJM_ROR | MISO_W | Internal | Summer | B5 | 200 | 10071 | 0 | 65.43 | 64.43 | 1 | 0
2030 | PJM_ROR_2_MISO_W | PJM_ROR | MISO_W | Internal | Summer | B6 | 300 | 10071 | 0 | 49.58 | 48.58 | 1 | 0
2030 | PJM_ROR_2_MISO_W | PJM_ROR | MISO_W | Internal | Summer | B7 | 400 | 10071 | 0 | 44.31 | 43.31 | 1 | 0
2030 | PJM_ROR_2_MISO_W | PJM_ROR | MISO_W | Internal | Summer | B8 | 500 | 10071 | 0 | 41.77 | 40.77 | 1 | 0
2030 | PJM_ROR_2_MISO_W | PJM_ROR | MISO_W | Internal | Summer | B9 | 800 | 10071 | 0 | 39.86 | 38.85 | 1 | 0
2030 | PJM_ROR_2_MISO_W | PJM_ROR | MISO_W | Internal | Summer | B10 | 1262 | 10071 | 0 | 34.55 | 33.52 | 1 | 0
2030 | PJM_ROR_2_MISO_W | PJM_ROR | MISO_W | Internal | Winter | B16 | 25 | 10071 | 0 | 53.51 | 36.66 | 1 | 0
2030 | PJM_ROR_2_MISO_W | PJM_ROR | MISO_W | Internal | Winter | B17 | 100 | 10071 | 0 | 50.01 | 36.66 | 1 | 0
2030 | PJM_ROR_2_MISO_W | PJM_ROR | MISO_W | Internal | Winter | B18 | 400 | 10071 | 0 | 46.86 | 37.91 | 1 | 0
2030 | PJM_ROR_2_MISO_W | PJM_ROR | MISO_W | Internal | Winter | B19 | 700 | 10071 | 0 | 44.87 | 36.66 | 1 | 0
2030 | PJM_ROR_2_MISO_W | PJM_ROR | MISO_W | Internal | Winter | B20 | 935 | 10071 | 0 | 37.09 | 31.06 | 1 | 0
2030 | PJM_ROR_2_MISO_WUMS | PJM_ROR | MISO_WUMS | Internal | Shoulder | B11 | 25 | 1467 | 0 | 53.1 | 51.27 | 1 | 0
2030 | PJM_ROR_2_MISO_WUMS | PJM_ROR | MISO_WUMS | Internal | Shoulder | B12 | 200 | 1467 | 0 | 46.52 | 45.32 | 1 | 0
2030 | PJM_ROR_2_MISO_WUMS | PJM_ROR | MISO_WUMS | Internal | Shoulder | B13 | 600 | 1467 | 0 | 44.12 | 42.45 | 1 | 0
2030 | PJM_ROR_2_MISO_WUMS | PJM_ROR | MISO_WUMS | Internal | Shoulder | B14 | 900 | 1467 | 0 | 43.41 | 42.4 | 1 | 0
2030 | PJM_ROR_2_MISO_WUMS | PJM_ROR | MISO_WUMS | Internal | Shoulder | B15 | 1203 | 1467 | 0 | 39.41 | 37.54 | 1 | 0
2030 | PJM_ROR_2_MISO_WUMS | PJM_ROR | MISO_WUMS | Internal | Summer | B1 | 10 | 1467 | 0 | 73.11 | 67.68 | 1 | 0
2030 | PJM_ROR_2_MISO_WUMS | PJM_ROR | MISO_WUMS | Internal | Summer | B2 | 25 | 1467 | 0 | 69.28 | 67.68 | 1 | 0
2030 | PJM_ROR_2_MISO_WUMS | PJM_ROR | MISO_WUMS | Internal | Summer | B3 | 75 | 1467 | 0 | 69.28 | 67.68 | 1 | 0
2030 | PJM_ROR_2_MISO_WUMS | PJM_ROR | MISO_WUMS | Internal | Summer | B4 | 100 | 1467 | 0 | 68.68 | 67.68 | 1 | 0
2030 | PJM_ROR_2_MISO_WUMS | PJM_ROR | MISO_WUMS | Internal | Summer | B5 | 200 | 1467 | 0 | 65.43 | 64.44 | 1 | 0
2030 | PJM_ROR_2_MISO_WUMS | PJM_ROR | MISO_WUMS | Internal | Summer | B6 | 300 | 1467 | 0 | 49.58 | 48.58 | 1 | 0
2030 | PJM_ROR_2_MISO_WUMS | PJM_ROR | MISO_WUMS | Internal | Summer | B7 | 400 | 1467 | 0 | 44.31 | 43.31 | 1 | 0
2030 | PJM_ROR_2_MISO_WUMS | PJM_ROR | MISO_WUMS | Internal | Summer | B8 | 500 | 1467 | 0 | 41.77 | 40.78 | 1 | 0
2030 | PJM_ROR_2_MISO_WUMS | PJM_ROR | MISO_WUMS | Internal | Summer | B9 | 800 | 1467 | 0 | 39.86 | 38.86 | 1 | 0
2030 | PJM_ROR_2_MISO_WUMS | PJM_ROR | MISO_WUMS | Internal | Summer | B10 | 1262 | 1467 | 0 | 34.55 | 33.55 | 1 | 0
2030 | PJM_ROR_2_MISO_WUMS | PJM_ROR | MISO_WUMS | Internal | Winter | B16 | 25 | 1467 | 0 | 53.51 | 45.53 | 1 | 0
2030 | PJM_ROR_2_MISO_WUMS | PJM_ROR | MISO_WUMS | Internal | Winter | B17 | 100 | 1467 | 0 | 50.01 | 45.53 | 1 | 0
2030 | PJM_ROR_2_MISO_WUMS | PJM_ROR | MISO_WUMS | Internal | Winter | B18 | 400 | 1467 | 0 | 46.86 | 44.94 | 1 | 0
2030 | PJM_ROR_2_MISO_WUMS | PJM_ROR | MISO_WUMS | Internal | Winter | B19 | 700 | 1467 | 0 | 44.87 | 43.54 | 1 | 0
2030 | PJM_ROR_2_MISO_WUMS | PJM_ROR | MISO_WUMS | Internal | Winter | B20 | 935 | 1467 | 0 | 37.09 | 36.09 | 1 | 0
2030 | PJM_ROR_2_PJM_ROM | PJM_ROR | PJM_ROM | Internal | Shoulder | B11 | 25 | 8000 | 0.01 | 53.1 | 53.09 | 0.01 | 0
2030 | PJM_ROR_2_PJM_ROM | PJM_ROR | PJM_ROM | Internal | Shoulder | B12 | 200 | 8000 | 3057.36 | 46.52 | 46.53 | 0.01 | 0
2030 | PJM_ROR_2_PJM_ROM | PJM_ROR | PJM_ROM | Internal | Shoulder | B13 | 600 | 8000 | 2937.8 | 44.12 | 44.13 | 0.01 | 0
2030 | PJM_ROR_2_PJM_ROM | PJM_ROR | PJM_ROM | Internal | Shoulder | B14 | 900 | 8000 | 4889.31 | 43.41 | 43.42 | 0.01 | 0
2030 | PJM_ROR_2_PJM_ROM | PJM_ROR | PJM_ROM | Internal | Shoulder | B15 | 1203 | 8000 | 7346.17 | 39.41 | 39.42 | 0.01 | 0
2030 | PJM_ROR_2_PJM_ROM | PJM_ROR | PJM_ROM | Internal | Summer | B1 | 10 | 8000 | 4330.76 | 73.11 | 73.13 | 0.01 | 0
2030 | PJM_ROR_2_PJM_ROM | PJM_ROR | PJM_ROM | Internal | Summer | B2 | 25 | 8000 | 4017.02 | 69.28 | 69.29 | 0.01 | 0
2030 | PJM_ROR_2_PJM_ROM | PJM_ROR | PJM_ROM | Internal | Summer | B3 | 75 | 8000 | 0 | 69.28 | 69.27 | 0.01 | 0
2030 | PJM_ROR_2_PJM_ROM | PJM_ROR | PJM_ROM | Internal | Summer | B4 | 100 | 8000 | 0 | 68.68 | 68.66 | 0.01 | 0
2030 | PJM_ROR_2_PJM_ROM | PJM_ROR | PJM_ROM | Internal | Summer | B5 | 200 | 8000 | 0 | 65.43 | 65.42 | 0.01 | 0
2030 | PJM_ROR_2_PJM_ROM | PJM_ROR | PJM_ROM | Internal | Summer | B6 | 300 | 8000 | 2656.75 | 49.58 | 49.59 | 0.01 | 0
2030 | PJM_ROR_2_PJM_ROM | PJM_ROR | PJM_ROM | Internal | Summer | B7 | 400 | 8000 | 0 | 44.31 | 44.29 | 0.01 | 0
2030 | PJM_ROR_2_PJM_ROM | PJM_ROR | PJM_ROM | Internal | Summer | B8 | 500 | 8000 | 2090.02 | 41.77 | 41.78 | 0.01 | 0
2030 | PJM_ROR_2_PJM_ROM | PJM_ROR | PJM_ROM | Internal | Summer | B9 | 800 | 8000 | 4605.37 | 39.86 | 39.87 | 0.01 | 0
2030 | PJM_ROR_2_PJM_ROM | PJM_ROR | PJM_ROM | Internal | Summer | B10 | 1262 | 8000 | 8000 | 34.55 | 35.89 | 0.01 | 1.33
2030 | PJM_ROR_2_PJM_ROM | PJM_ROR | PJM_ROM | Internal | Winter | B16 | 25 | 8000 | 904.53 | 53.51 | 53.52 | 0.01 | 0
2030 | PJM_ROR_2_PJM_ROM | PJM_ROR | PJM_ROM | Internal | Winter | B17 | 100 | 8000 | 5030.17 | 50.01 | 50.02 | 0.01 | 0
2030 | PJM_ROR_2_PJM_ROM | PJM_ROR | PJM_ROM | Internal | Winter | B18 | 400 | 8000 | 7961.69 | 46.86 | 46.87 | 0.01 | 0
2030 | PJM_ROR_2_PJM_ROM | PJM_ROR | PJM_ROM | Internal | Winter | B19 | 700 | 8000 | 8000 | 44.87 | 45.86 | 0.01 | 0.98
2030 | PJM_ROR_2_PJM_ROM | PJM_ROR | PJM_ROM | Internal | Winter | B20 | 935 | 8000 | 7383.75 | 37.09 | 37.1 | 0.01 | 0
2030 | PJM_ROR_2_TVA_Transmission | PJM_ROR | TVA_Transmission | Internal | Shoulder | B11 | 25 | 2500 | 2098.49 | 53.1 | 56.1 | 3 | 0
2030 | PJM_ROR_2_TVA_Transmission | PJM_ROR | TVA_Transmission | Internal | Shoulder | B12 | 200 | 2500 | 0 | 46.52 | 49 | 3 | 0
2030 | PJM_ROR_2_TVA_Transmission | PJM_ROR | TVA_Transmission | Internal | Shoulder | B13 | 600 | 2500 | 0 | 44.12 | 44.55 | 3 | 0
2030 | PJM_ROR_2_TVA_Transmission | PJM_ROR | TVA_Transmission | Internal | Shoulder | B14 | 900 | 2500 | 0 | 43.41 | 43.93 | 3 | 0
2030 | PJM_ROR_2_TVA_Transmission | PJM_ROR | TVA_Transmission | Internal | Shoulder | B15 | 1203 | 2500 | 1633.04 | 39.41 | 42.41 | 3 | 0
2030 | PJM_ROR_2_TVA_Transmission | PJM_ROR | TVA_Transmission | Internal | Summer | B1 | 10 | 2500 | 2499.95 | 73.11 | 76.13 | 3 | 0.01
2030 | PJM_ROR_2_TVA_Transmission | PJM_ROR | TVA_Transmission | Internal | Summer | B2 | 25 | 2500 | 2500 | 69.28 | 74.66 | 3 | 2.38
2030 | PJM_ROR_2_TVA_Transmission | PJM_ROR | TVA_Transmission | Internal | Summer | B3 | 75 | 2500 | 2500 | 69.28 | 74.55 | 3 | 2.27
2030 | PJM_ROR_2_TVA_Transmission | PJM_ROR | TVA_Transmission | Internal | Summer | B4 | 100 | 2500 | 2500 | 68.68 | 73.3 | 3 | 1.63
2030 | PJM_ROR_2_TVA_Transmission | PJM_ROR | TVA_Transmission | Internal | Summer | B5 | 200 | 2500 | 2500 | 65.43 | 68.44 | 3 | 0.01
2030 | PJM_ROR_2_TVA_Transmission | PJM_ROR | TVA_Transmission | Internal | Summer | B6 | 300 | 2500 | 2500 | 49.58 | 52.59 | 3 | 0.01
2030 | PJM_ROR_2_TVA_Transmission | PJM_ROR | TVA_Transmission | Internal | Summer | B7 | 400 | 2500 | 2500 | 44.31 | 47.32 | 3 | 0.01
2030 | PJM_ROR_2_TVA_Transmission | PJM_ROR | TVA_Transmission | Internal | Summer | B8 | 500 | 2500 | 2500 | 41.77 | 44.78 | 3 | 0.01
2030 | PJM_ROR_2_TVA_Transmission | PJM_ROR | TVA_Transmission | Internal | Summer | B9 | 800 | 2500 | 1404.5 | 39.86 | 42.86 | 3 | 0
2030 | PJM_ROR_2_TVA_Transmission | PJM_ROR | TVA_Transmission | Internal | Summer | B10 | 1262 | 2500 | 2353.66 | 34.55 | 37.55 | 3 | 0
2030 | PJM_ROR_2_TVA_Transmission | PJM_ROR | TVA_Transmission | Internal | Winter | B16 | 25 | 2500 | 2288.39 | 53.51 | 56.51 | 3 | 0
2030 | PJM_ROR_2_TVA_Transmission | PJM_ROR | TVA_Transmission | Internal | Winter | B17 | 100 | 2500 | 0 | 50.01 | 51.28 | 3 | 0
2030 | PJM_ROR_2_TVA_Transmission | PJM_ROR | TVA_Transmission | Internal | Winter | B18 | 400 | 2500 | 0 | 46.86 | 46.14 | 3 | 0
2030 | PJM_ROR_2_TVA_Transmission | PJM_ROR | TVA_Transmission | Internal | Winter | B19 | 700 | 2500 | 0 | 44.87 | 46.13 | 3 | 0
2030 | PJM_ROR_2_TVA_Transmission | PJM_ROR | TVA_Transmission | Internal | Winter | B20 | 935 | 2500 | 2345.41 | 37.09 | 40.09 | 3 | 0
2030 | PJM_ROR_2_VACAR | PJM_ROR | VACAR | Internal | Shoulder | B11 | 25 | 3865 | 3865 | 53.1 | 64.67 | 3 | 8.57
2030 | PJM_ROR_2_VACAR | PJM_ROR | VACAR | Internal | Shoulder | B12 | 200 | 3865 | 3865 | 46.52 | 50.82 | 3 | 1.3
2030 | PJM_ROR_2_VACAR | PJM_ROR | VACAR | Internal | Shoulder | B13 | 600 | 3865 | 3865 | 44.12 | 48.11 | 3 | 0.99
2030 | PJM_ROR_2_VACAR | PJM_ROR | VACAR | Internal | Shoulder | B14 | 900 | 3865 | 3865 | 43.41 | 46.76 | 3 | 0.35
2030 | PJM_ROR_2_VACAR | PJM_ROR | VACAR | Internal | Shoulder | B15 | 1203 | 3865 | 3865 | 39.41 | 46.72 | 3 | 4.31
2030 | PJM_ROR_2_VACAR | PJM_ROR | VACAR | Internal | Summer | B1 | 10 | 3865 | 3865 | 73.11 | 80.82 | 3 | 4.7
2030 | PJM_ROR_2_VACAR | PJM_ROR | VACAR | Internal | Summer | B2 | 25 | 3865 | 3865 | 69.28 | 80.82 | 3 | 8.54
2030 | PJM_ROR_2_VACAR | PJM_ROR | VACAR | Internal | Summer | B3 | 75 | 3865 | 3865 | 69.28 | 80.82 | 3 | 8.54
2030 | PJM_ROR_2_VACAR | PJM_ROR | VACAR | Internal | Summer | B4 | 100 | 3865 | 3865 | 68.68 | 79.19 | 3 | 7.52
2030 | PJM_ROR_2_VACAR | PJM_ROR | VACAR | Internal | Summer | B5 | 200 | 3865 | 3865 | 65.43 | 74.31 | 3 | 5.88
2030 | PJM_ROR_2_VACAR | PJM_ROR | VACAR | Internal | Summer | B6 | 300 | 3865 | 3865 | 49.58 | 60.17 | 3 | 7.59
2030 | PJM_ROR_2_VACAR | PJM_ROR | VACAR | Internal | Summer | B7 | 400 | 3865 | 3865 | 44.31 | 51.29 | 3 | 3.99
2030 | PJM_ROR_2_VACAR | PJM_ROR | VACAR | Internal | Summer | B8 | 500 | 3865 | 3865 | 41.77 | 46.96 | 3 | 2.19
2030 | PJM_ROR_2_VACAR | PJM_ROR | VACAR | Internal | Summer | B9 | 800 | 3865 | 3865 | 39.86 | 44.66 | 3 | 1.8
2030 | PJM_ROR_2_VACAR | PJM_ROR | VACAR | Internal | Summer | B10 | 1262 | 3865 | 3865 | 34.55 | 44.13 | 3 | 6.59
2030 | PJM_ROR_2_VACAR | PJM_ROR | VACAR | Internal | Winter | B16 | 25 | 3865 | 3865 | 53.51 | 69.91 | 3 | 13.4
2030 | PJM_ROR_2_VACAR | PJM_ROR | VACAR | Internal | Winter | B17 | 100 | 3865 | 3865 | 50.01 | 55.98 | 3 | 2.97
2030 | PJM_ROR_2_VACAR | PJM_ROR | VACAR | Internal | Winter | B18 | 400 | 3865 | 3865 | 46.86 | 51.33 | 3 | 1.47
2030 | PJM_ROR_2_VACAR | PJM_ROR | VACAR | Internal | Winter | B19 | 700 | 3865 | 3865 | 44.87 | 50.35 | 3 | 2.48
2030 | PJM_ROR_2_VACAR | PJM_ROR | VACAR | Internal | Winter | B20 | 935 | 3865 | 3865 | 37.09 | 44.59 | 3 | 4.5
2030 | PJM_ROM_2_NYISO_A-F | PJM_ROM | NYISO_A-F | Internal | Shoulder | B11 | 25 | 2000 | 0 | 53.09 | 43.34 | 3 | 0
2030 | PJM_ROM_2_NYISO_A-F | PJM_ROM | NYISO_A-F | Internal | Shoulder | B12 | 200 | 2000 | 0 | 46.53 | 43.31 | 3 | 0
2030 | PJM_ROM_2_NYISO_A-F | PJM_ROM | NYISO_A-F | Internal | Shoulder | B13 | 600 | 2000 | 0 | 44.13 | 40.76 | 3 | 0
2030 | PJM_ROM_2_NYISO_A-F | PJM_ROM | NYISO_A-F | Internal | Shoulder | B14 | 900 | 2000 | 0 | 43.42 | 40.76 | 3 | 0
2030 | PJM_ROM_2_NYISO_A-F | PJM_ROM | NYISO_A-F | Internal | Shoulder | B15 | 1203 | 2000 | 0 | 39.42 | 40.76 | 3 | 0
2030 | PJM_ROM_2_NYISO_A-F | PJM_ROM | NYISO_A-F | Internal | Summer | B1 | 10 | 2000 | 0 | 73.13 | 54.22 | 3 | 0
2030 | PJM_ROM_2_NYISO_A-F | PJM_ROM | NYISO_A-F | Internal | Summer | B2 | 25 | 2000 | 0 | 69.29 | 54.22 | 3 | 0
2030 | PJM_ROM_2_NYISO_A-F | PJM_ROM | NYISO_A-F | Internal | Summer | B3 | 75 | 2000 | 0 | 69.27 | 49.62 | 3 | 0
2030 | PJM_ROM_2_NYISO_A-F | PJM_ROM | NYISO_A-F | Internal | Summer | B4 | 100 | 2000 | 0 | 68.66 | 49.62 | 3 | 0
2030 | PJM_ROM_2_NYISO_A-F | PJM_ROM | NYISO_A-F | Internal | Summer | B5 | 200 | 2000 | 0 | 65.42 | 46.07 | 3 | 0
2030 | PJM_ROM_2_NYISO_A-F | PJM_ROM | NYISO_A-F | Internal | Summer | B6 | 300 | 2000 | 0 | 49.59 | 46.02 | 3 | 0
2030 | PJM_ROM_2_NYISO_A-F | PJM_ROM | NYISO_A-F | Internal | Summer | B7 | 400 | 2000 | 0 | 44.29 | 42.02 | 3 | 0
2030 | PJM_ROM_2_NYISO_A-F | PJM_ROM | NYISO_A-F | Internal | Summer | B8 | 500 | 2000 | 0 | 41.78 | 39.57 | 3 | 0
2030 | PJM_ROM_2_NYISO_A-F | PJM_ROM | NYISO_A-F | Internal | Summer | B9 | 800 | 2000 | 0 | 39.87 | 38.89 | 3 | 0
2030 | PJM_ROM_2_NYISO_A-F | PJM_ROM | NYISO_A-F | Internal | Summer | B10 | 1262 | 2000 | 305.47 | 35.89 | 38.89 | 3 | 0
2030 | PJM_ROM_2_NYISO_A-F | PJM_ROM | NYISO_A-F | Internal | Winter | B16 | 25 | 2000 | 0 | 53.52 | 48.93 | 3 | 0
2030 | PJM_ROM_2_NYISO_A-F | PJM_ROM | NYISO_A-F | Internal | Winter | B17 | 100 | 2000 | 0 | 50.02 | 46.02 | 3 | 0
2030 | PJM_ROM_2_NYISO_A-F | PJM_ROM | NYISO_A-F | Internal | Winter | B18 | 400 | 2000 | 0 | 46.87 | 45.17 | 3 | 0
2030 | PJM_ROM_2_NYISO_A-F | PJM_ROM | NYISO_A-F | Internal | Winter | B19 | 700 | 2000 | 0 | 45.86 | 43.61 | 3 | 0
2030 | PJM_ROM_2_NYISO_A-F | PJM_ROM | NYISO_A-F | Internal | Winter | B20 | 935 | 2000 | 2000 | 37.1 | 43.61 | 3 | 3.51
2030 | PJM_ROM_2_PJM_E | PJM_ROM | PJM_E | Internal | Shoulder | B11 | 25 | 8000 | 0.01 | 53.09 | 53.07 | 0.01 | 0
2030 | PJM_ROM_2_PJM_E | PJM_ROM | PJM_E | Internal | Shoulder | B12 | 200 | 8000 | 0 | 46.53 | 46.52 | 0.01 | 0
2030 | PJM_ROM_2_PJM_E | PJM_ROM | PJM_E | Internal | Shoulder | B13 | 600 | 8000 | 683 | 44.13 | 44.14 | 0.01 | 0
2030 | PJM_ROM_2_PJM_E | PJM_ROM | PJM_E | Internal | Shoulder | B14 | 900 | 8000 | 3008.75 | 43.42 | 43.44 | 0.01 | 0
2030 | PJM_ROM_2_PJM_E | PJM_ROM | PJM_E | Internal | Shoulder | B15 | 1203 | 8000 | 4258.93 | 39.42 | 39.43 | 0.01 | 0
2030 | PJM_ROM_2_PJM_E | PJM_ROM | PJM_E | Internal | Summer | B1 | 10 | 8000 | 4487.32 | 73.13 | 73.14 | 0.01 | 0
2030 | PJM_ROM_2_PJM_E | PJM_ROM | PJM_E | Internal | Summer | B2 | 25 | 8000 | 3334.35 | 69.29 | 69.31 | 0.01 | 0
2030 | PJM_ROM_2_PJM_E | PJM_ROM | PJM_E | Internal | Summer | B3 | 75 | 8000 | 0 | 69.27 | 69.26 | 0.01 | 0
2030 | PJM_ROM_2_PJM_E | PJM_ROM | PJM_E | Internal | Summer | B4 | 100 | 8000 | 0 | 68.66 | 68.65 | 0.01 | 0
2030 | PJM_ROM_2_PJM_E | PJM_ROM | PJM_E | Internal | Summer | B5 | 200 | 8000 | 0 | 65.42 | 65.41 | 0.01 | 0
2030 | PJM_ROM_2_PJM_E | PJM_ROM | PJM_E | Internal | Summer | B6 | 300 | 8000 | 1038.58 | 49.59 | 49.6 | 0.01 | 0
2030 | PJM_ROM_2_PJM_E | PJM_ROM | PJM_E | Internal | Summer | B7 | 400 | 8000 | 0 | 44.29 | 44.28 | 0.01 | 0
2030 | PJM_ROM_2_PJM_E | PJM_ROM | PJM_E | Internal | Summer | B8 | 500 | 8000 | 762.4 | 41.78 | 41.79 | 0.01 | 0
2030 | PJM_ROM_2_PJM_E | PJM_ROM | PJM_E | Internal | Summer | B9 | 800 | 8000 | 2592.78 | 39.87 | 39.89 | 0.01 | 0
2030 | PJM_ROM_2_PJM_E | PJM_ROM | PJM_E | Internal | Summer | B10 | 1262 | 8000 | 4422.76 | 35.89 | 35.9 | 0.01 | 0
2030 | PJM_ROM_2_PJM_E | PJM_ROM | PJM_E | Internal | Winter | B16 | 25 | 8000 | 1559.76 | 53.52 | 53.53 | 0.01 | 0
2030 | PJM_ROM_2_PJM_E | PJM_ROM | PJM_E | Internal | Winter | B17 | 100 | 8000 | 3334.27 | 50.02 | 50.04 | 0.01 | 0
2030 | PJM_ROM_2_PJM_E | PJM_ROM | PJM_E | Internal | Winter | B18 | 400 | 8000 | 5434.48 | 46.87 | 46.88 | 0.01 | 0
2030 | PJM_ROM_2_PJM_E | PJM_ROM | PJM_E | Internal | Winter | B19 | 700 | 8000 | 6178.99 | 45.86 | 45.88 | 0.01 | 0
2030 | PJM_ROM_2_PJM_E | PJM_ROM | PJM_E | Internal | Winter | B20 | 935 | 8000 | 4389.54 | 37.1 | 37.11 | 0.01 | 0
2030 | PJM_ROM_2_PJM_ROR | PJM_ROM | PJM_ROR | Internal | Shoulder | B11 | 25 | 8000 | 793.56 | 53.09 | 53.1 | 0.01 | 0
2030 | PJM_ROM_2_PJM_ROR | PJM_ROM | PJM_ROR | Internal | Shoulder | B12 | 200 | 8000 | 0 | 46.53 | 46.52 | 0.01 | 0
2030 | PJM_ROM_2_PJM_ROR | PJM_ROM | PJM_ROR | Internal | Shoulder | B13 | 600 | 8000 | 0 | 44.13 | 44.12 | 0.01 | 0
2030 | PJM_ROM_2_PJM_ROR | PJM_ROM | PJM_ROR | Internal | Shoulder | B14 | 900 | 8000 | 0 | 43.42 | 43.41 | 0.01 | 0
2030 | PJM_ROM_2_PJM_ROR | PJM_ROM | PJM_ROR | Internal | Shoulder | B15 | 1203 | 8000 | 0 | 39.42 | 39.41 | 0.01 | 0
2030 | PJM_ROM_2_PJM_ROR | PJM_ROM | PJM_ROR | Internal | Summer | B1 | 10 | 8000 | 0.03 | 73.13 | 73.11 | 0.01 | 0
2030 | PJM_ROM_2_PJM_ROR | PJM_ROM | PJM_ROR | Internal | Summer | B2 | 25 | 8000 | 0.01 | 69.29 | 69.28 | 0.01 | 0
2030 | PJM_ROM_2_PJM_ROR | PJM_ROM | PJM_ROR | Internal | Summer | B3 | 75 | 8000 | 2545.81 | 69.27 | 69.28 | 0.01 | 0
2030 | PJM_ROM_2_PJM_ROR | PJM_ROM | PJM_ROR | Internal | Summer | B4 | 100 | 8000 | 6155.34 | 68.66 | 68.68 | 0.01 | 0
2030 | PJM_ROM_2_PJM_ROR | PJM_ROM | PJM_ROR | Internal | Summer | B5 | 200 | 8000 | 5676.32 | 65.42 | 65.43 | 0.01 | 0
2030 | PJM_ROM_2_PJM_ROR | PJM_ROM | PJM_ROR | Internal | Summer | B6 | 300 | 8000 | 0 | 49.59 | 49.58 | 0.01 | 0
2030 | PJM_ROM_2_PJM_ROR | PJM_ROM | PJM_ROR | Internal | Summer | B7 | 400 | 8000 | 244.07 | 44.29 | 44.31 | 0.01 | 0
2030 | PJM_ROM_2_PJM_ROR | PJM_ROM | PJM_ROR | Internal | Summer | B8 | 500 | 8000 | 0 | 41.78 | 41.77 | 0.01 | 0
2030 | PJM_ROM_2_PJM_ROR | PJM_ROM | PJM_ROR | Internal | Summer | B9 | 800 | 8000 | 0 | 39.87 | 39.86 | 0.01 | 0
2030 | PJM_ROM_2_PJM_ROR | PJM_ROM | PJM_ROR | Internal | Summer | B10 | 1262 | 8000 | 0 | 35.89 | 34.55 | 0.01 | 0
2030 | PJM_ROM_2_PJM_ROR | PJM_ROM | PJM_ROR | Internal | Winter | B16 | 25 | 8000 | 0.01 | 53.52 | 53.51 | 0.01 | 0
2030 | PJM_ROM_2_PJM_ROR | PJM_ROM | PJM_ROR | Internal | Winter | B17 | 100 | 8000 | 0 | 50.02 | 50.01 | 0.01 | 0
2030 | PJM_ROM_2_PJM_ROR | PJM_ROM | PJM_ROR | Internal | Winter | B18 | 400 | 8000 | 0 | 46.87 | 46.86 | 0.01 | 0
2030 | PJM_ROM_2_PJM_ROR | PJM_ROM | PJM_ROR | Internal | Winter | B19 | 700 | 8000 | 0 | 45.86 | 44.87 | 0.01 | 0
2030 | PJM_ROM_2_PJM_ROR | PJM_ROM | PJM_ROR | Internal | Winter | B20 | 935 | 8000 | 0 | 37.1 | 37.09 | 0.01 | 0
2030 | SOCO_2_FRCC | SOCO | FRCC | Internal | Shoulder | B11 | 25 | 3700 | 3700 | 68.17 | 82.97 | 5 | 9.8
2030 | SOCO_2_FRCC | SOCO | FRCC | Internal | Shoulder | B12 | 200 | 3700 | 3369.03 | 49.98 | 54.98 | 5 | 0
2030 | SOCO_2_FRCC | SOCO | FRCC | Internal | Shoulder | B13 | 600 | 3700 | 3700 | 47.5 | 54.58 | 5 | 2.08
2030 | SOCO_2_FRCC | SOCO | FRCC | Internal | Shoulder | B14 | 900 | 3700 | 3700 | 47.5 | 52.71 | 5 | 0.21
2030 | SOCO_2_FRCC | SOCO | FRCC | Internal | Shoulder | B15 | 1203 | 3700 | 3700 | 47.47 | 52.71 | 5 | 0.24
2030 | SOCO_2_FRCC | SOCO | FRCC | Internal | Summer | B1 | 10 | 3700 | 3625.05 | 80.63 | 85.63 | 5 | 0
2030 | SOCO_2_FRCC | SOCO | FRCC | Internal | Summer | B2 | 25 | 3700 | 3700 | 79.32 | 85.63 | 5 | 1.3
2030 | SOCO_2_FRCC | SOCO | FRCC | Internal | Summer | B3 | 75 | 3700 | 3700 | 79.05 | 84.12 | 5 | 0.07
2030 | SOCO_2_FRCC | SOCO | FRCC | Internal | Summer | B4 | 100 | 3700 | 3700 | 77.81 | 84.12 | 5 | 1.31
2030 | SOCO_2_FRCC | SOCO | FRCC | Internal | Summer | B5 | 200 | 3700 | 3700 | 77.81 | 84.12 | 5 | 1.31
2030 | SOCO_2_FRCC | SOCO | FRCC | Internal | Summer | B6 | 300 | 3700 | 3700 | 63.67 | 73.28 | 5 | 4.61
2030 | SOCO_2_FRCC | SOCO | FRCC | Internal | Summer | B7 | 400 | 3700 | 3700 | 54.79 | 61.54 | 5 | 1.75
2030 | SOCO_2_FRCC | SOCO | FRCC | Internal | Summer | B8 | 500 | 3700 | 2205.25 | 49.28 | 54.28 | 5 | 0
2030 | SOCO_2_FRCC | SOCO | FRCC | Internal | Summer | B9 | 800 | 3700 | 3700 | 46.24 | 51.8 | 5 | 0.56
2030 | SOCO_2_FRCC | SOCO | FRCC | Internal | Summer | B10 | 1262 | 3700 | 3700 | 45.97 | 51.8 | 5 | 0.83
2030 | SOCO_2_FRCC | SOCO | FRCC | Internal | Winter | B16 | 25 | 3700 | 3671.66 | 73.41 | 78.41 | 5 | 0
2030 | SOCO_2_FRCC | SOCO | FRCC | Internal | Winter | B17 | 100 | 3700 | 2994.54 | 52.76 | 57.76 | 5 | 0
2030 | SOCO_2_FRCC | SOCO | FRCC | Internal | Winter | B18 | 400 | 3700 | 2872.72 | 50.64 | 55.64 | 5 | 0
2030 | SOCO_2_FRCC | SOCO | FRCC | Internal | Winter | B19 | 700 | 3700 | 1303.72 | 50.64 | 55.64 | 5 | 0
2030 | SOCO_2_FRCC | SOCO | FRCC | Internal | Winter | B20 | 935 | 3700 | 3700 | 48.09 | 55.37 | 5 | 2.28
2030 | SOCO_2_VACAR | SOCO | VACAR | Internal | Shoulder | B11 | 25 | 2000 | 0 | 68.17 | 64.67 | 5 | 0
2030 | SOCO_2_VACAR | SOCO | VACAR | Internal | Shoulder | B12 | 200 | 2000 | 0 | 49.98 | 50.82 | 5 | 0
2030 | SOCO_2_VACAR | SOCO | VACAR | Internal | Shoulder | B13 | 600 | 2000 | 0 | 47.5 | 48.11 | 5 | 0
2030 | SOCO_2_VACAR | SOCO | VACAR | Internal | Shoulder | B14 | 900 | 2000 | 0 | 47.5 | 46.76 | 5 | 0
2030 | SOCO_2_VACAR | SOCO | VACAR | Internal | Shoulder | B15 | 1203 | 2000 | 0 | 47.47 | 46.72 | 5 | 0
2030 | SOCO_2_VACAR | SOCO | VACAR | Internal | Summer | B1 | 10 | 2000 | 0 | 80.63 | 80.82 | 5 | 0
2030 | SOCO_2_VACAR | SOCO | VACAR | Internal | Summer | B2 | 25 | 2000 | 0 | 79.32 | 80.82 | 5 | 0
2030 | SOCO_2_VACAR | SOCO | VACAR | Internal | Summer | B3 | 75 | 2000 | 0 | 79.05 | 80.82 | 5 | 0
2030 | SOCO_2_VACAR | SOCO | VACAR | Internal | Summer | B4 | 100 | 2000 | 0 | 77.81 | 79.19 | 5 | 0
2030 | SOCO_2_VACAR | SOCO | VACAR | Internal | Summer | B5 | 200 | 2000 | 0 | 77.81 | 74.31 | 5 | 0
2030 | SOCO_2_VACAR | SOCO | VACAR | Internal | Summer | B6 | 300 | 2000 | 0 | 63.67 | 60.17 | 5 | 0
2030 | SOCO_2_VACAR | SOCO | VACAR | Internal | Summer | B7 | 400 | 2000 | 0 | 54.79 | 51.29 | 5 | 0
2030 | SOCO_2_VACAR | SOCO | VACAR | Internal | Summer | B8 | 500 | 2000 | 0 | 49.28 | 46.96 | 5 | 0
2030 | SOCO_2_VACAR | SOCO | VACAR | Internal | Summer | B9 | 800 | 2000 | 0 | 46.24 | 44.66 | 5 | 0
2030 | SOCO_2_VACAR | SOCO | VACAR | Internal | Summer | B10 | 1262 | 2000 | 0 | 45.97 | 44.13 | 5 | 0
2030 | SOCO_2_VACAR | SOCO | VACAR | Internal | Winter | B16 | 25 | 2000 | 0 | 73.41 | 69.91 | 5 | 0
2030 | SOCO_2_VACAR | SOCO | VACAR | Internal | Winter | B17 | 100 | 2000 | 0 | 52.76 | 55.98 | 5 | 0
2030 | SOCO_2_VACAR | SOCO | VACAR | Internal | Winter | B18 | 400 | 2000 | 0 | 50.64 | 51.33 | 5 | 0
2030 | SOCO_2_VACAR | SOCO | VACAR | Internal | Winter | B19 | 700 | 2000 | 0 | 50.64 | 50.35 | 5 | 0
2030 | SOCO_2_VACAR | SOCO | VACAR | Internal | Winter | B20 | 935 | 2000 | 0 | 48.09 | 44.59 | 5 | 0
2030 | SPP_N_2_ENT | SPP_N | ENT | Internal | Shoulder | B11 | 25 | 9240 | 1585.58 | 48.77 | 51.27 | 2.5 | 0
2030 | SPP_N_2_ENT | SPP_N | ENT | Internal | Shoulder | B12 | 200 | 9240 | 9240 | 42.82 | 45.34 | 2.5 | 0.01
2030 | SPP_N_2_ENT | SPP_N | ENT | Internal | Shoulder | B13 | 600 | 9240 | 9215.02 | 38.05 | 40.55 | 2.5 | 0
2030 | SPP_N_2_ENT | SPP_N | ENT | Internal | Shoulder | B14 | 900 | 9240 | 9240 | 27.25 | 39.93 | 2.5 | 10.17
2030 | SPP_N_2_ENT | SPP_N | ENT | Internal | Shoulder | B15 | 1203 | 9240 | 9240 | 24.06 | 33.74 | 2.5 | 7.18
2030 | SPP_N_2_ENT | SPP_N | ENT | Internal | Summer | B1 | 10 | 9240 | 786.48 | 69.63 | 72.13 | 2.5 | 0
2030 | SPP_N_2_ENT | SPP_N | ENT | Internal | Summer | B2 | 25 | 9240 | 1345.31 | 65.2 | 67.7 | 2.5 | 0
2030 | SPP_N_2_ENT | SPP_N | ENT | Internal | Summer | B3 | 75 | 9240 | 0 | 65.79 | 68.21 | 2.5 | 0
2030 | SPP_N_2_ENT | SPP_N | ENT | Internal | Summer | B4 | 100 | 9240 | 0 | 65.19 | 65.97 | 2.5 | 0
2030 | SPP_N_2_ENT | SPP_N | ENT | Internal | Summer | B5 | 200 | 9240 | 3077.56 | 61.94 | 64.44 | 2.5 | 0
2030 | SPP_N_2_ENT | SPP_N | ENT | Internal | Summer | B6 | 300 | 9240 | 3449.11 | 46.09 | 48.59 | 2.5 | 0
2030 | SPP_N_2_ENT | SPP_N | ENT | Internal | Summer | B7 | 400 | 9240 | 4578.83 | 43.18 | 45.68 | 2.5 | 0
2030 | SPP_N_2_ENT | SPP_N | ENT | Internal | Summer | B8 | 500 | 9240 | 9240 | 41.36 | 43.87 | 2.5 | 0.01
2030 | SPP_N_2_ENT | SPP_N | ENT | Internal | Summer | B9 | 800 | 9240 | 9240 | 39.73 | 42.24 | 2.5 | 0.01
2030 | SPP_N_2_ENT | SPP_N | ENT | Internal | Summer | B10 | 1262 | 9240 | 9240 | 31.04 | 33.55 | 2.5 | 0.01
2030 | SPP_N_2_ENT | SPP_N | ENT | Internal | Winter | B16 | 25 | 9240 | 9240 | 34.86 | 48.62 | 2.5 | 11.27
2030 | SPP_N_2_ENT | SPP_N | ENT | Internal | Winter | B17 | 100 | 9240 | 9240 | 32.81 | 47.28 | 2.5 | 11.97
2030 | SPP_N_2_ENT | SPP_N | ENT | Internal | Winter | B18 | 400 | 9240 | 9240 | 35.41 | 42.14 | 2.5 | 4.23
2030 | SPP_N_2_ENT | SPP_N | ENT | Internal | Winter | B19 | 700 | 9240 | 9240 | 34.16 | 40.95 | 2.5 | 4.29
2030 | SPP_N_2_ENT | SPP_N | ENT | Internal | Winter | B20 | 935 | 9240 | 9240 | 25.23 | 32.7 | 2.5 | 4.97
2030 | SPP_N_2_MISO_MO-IL | SPP_N | MISO_MO-IL | Internal | Shoulder | B11 | 25 | 2263 | 2263 | 48.77 | 52.1 | 2.5 | 0.82
2030 | SPP_N_2_MISO_MO-IL | SPP_N | MISO_MO-IL | Internal | Shoulder | B12 | 200 | 2263 | 1328.71 | 42.82 | 45.32 | 2.5 | 0
2030 | SPP_N_2_MISO_MO-IL | SPP_N | MISO_MO-IL | Internal | Shoulder | B13 | 600 | 2263 | 2236.21 | 38.05 | 40.55 | 2.5 | 0
2030 | SPP_N_2_MISO_MO-IL | SPP_N | MISO_MO-IL | Internal | Shoulder | B14 | 900 | 2263 | 2263 | 27.25 | 39.93 | 2.5 | 10.17
2030 | SPP_N_2_MISO_MO-IL | SPP_N | MISO_MO-IL | Internal | Shoulder | B15 | 1203 | 2263 | 2263 | 24.06 | 37.74 | 2.5 | 11.18
2030 | SPP_N_2_MISO_MO-IL | SPP_N | MISO_MO-IL | Internal | Summer | B1 | 10 | 2263 | 1725.73 | 69.63 | 72.13 | 2.5 | 0
2030 | SPP_N_2_MISO_MO-IL | SPP_N | MISO_MO-IL | Internal | Summer | B2 | 25 | 2263 | 2263 | 65.2 | 70.66 | 2.5 | 2.96
2030 | SPP_N_2_MISO_MO-IL | SPP_N | MISO_MO-IL | Internal | Summer | B3 | 75 | 2263 | 2263 | 65.79 | 70.27 | 2.5 | 1.98
2030 | SPP_N_2_MISO_MO-IL | SPP_N | MISO_MO-IL | Internal | Summer | B4 | 100 | 2263 | 1599.24 | 65.19 | 67.69 | 2.5 | 0
2030 | SPP_N_2_MISO_MO-IL | SPP_N | MISO_MO-IL | Internal | Summer | B5 | 200 | 2263 | 1295.52 | 61.94 | 64.44 | 2.5 | 0
2030 | SPP_N_2_MISO_MO-IL | SPP_N | MISO_MO-IL | Internal | Summer | B6 | 300 | 2263 | 1066.08 | 46.09 | 48.59 | 2.5 | 0
2030 | SPP_N_2_MISO_MO-IL | SPP_N | MISO_MO-IL | Internal | Summer | B7 | 400 | 2263 | 0 | 43.18 | 43.32 | 2.5 | 0
2030 | SPP_N_2_MISO_MO-IL | SPP_N | MISO_MO-IL | Internal | Summer | B8 | 500 | 2263 | 0 | 41.36 | 40.78 | 2.5 | 0
2030 | SPP_N_2_MISO_MO-IL | SPP_N | MISO_MO-IL | Internal | Summer | B9 | 800 | 2263 | 0 | 39.73 | 38.86 | 2.5 | 0
2030 | SPP_N_2_MISO_MO-IL | SPP_N | MISO_MO-IL | Internal | Summer | B10 | 1262 | 2263 | 2263 | 31.04 | 33.55 | 2.5 | 0.01
2030 | SPP_N_2_MISO_MO-IL | SPP_N | MISO_MO-IL | Internal | Winter | B16 | 25 | 2263 | 2263 | 34.86 | 52.51 | 2.5 | 15.15
2030 | SPP_N_2_MISO_MO-IL | SPP_N | MISO_MO-IL | Internal | Winter | B17 | 100 | 2263 | 2263 | 32.81 | 47.28 | 2.5 | 11.97
2030 | SPP_N_2_MISO_MO-IL | SPP_N | MISO_MO-IL | Internal | Winter | B18 | 400 | 2263 | 2263 | 35.41 | 42.14 | 2.5 | 4.23
2030 | SPP_N_2_MISO_MO-IL | SPP_N | MISO_MO-IL | Internal | Winter | B19 | 700 | 2263 | 2263 | 34.16 | 41.38 | 2.5 | 4.72
2030 | SPP_N_2_MISO_MO-IL | SPP_N | MISO_MO-IL | Internal | Winter | B20 | 935 | 2263 | 2263 | 25.23 | 36.09 | 2.5 | 8.36
2030 | SPP_N_2_MISO_W | SPP_N | MISO_W | Internal | Shoulder | B11 | 25 | 750 | 0.02 | 48.77 | 51.26 | 2.5 | 0
2030 | SPP_N_2_MISO_W | SPP_N | MISO_W | Internal | Shoulder | B12 | 200 | 750 | 0 | 42.82 | 45.31 | 2.5 | 0
2030 | SPP_N_2_MISO_W | SPP_N | MISO_W | Internal | Shoulder | B13 | 600 | 750 | 0 | 38.05 | 40.54 | 2.5 | 0
2030 | SPP_N_2_MISO_W | SPP_N | MISO_W | Internal | Shoulder | B14 | 900 | 750 | 750 | 27.25 | 32.62 | 2.5 | 2.86
2030 | SPP_N_2_MISO_W | SPP_N | MISO_W | Internal | Shoulder | B15 | 1203 | 750 | 750 | 24.06 | 30.67 | 2.5 | 4.11
2030 | SPP_N_2_MISO_W | SPP_N | MISO_W | Internal | Summer | B1 | 10 | 750 | 0.05 | 69.63 | 72.11 | 2.5 | 0
2030 | SPP_N_2_MISO_W | SPP_N | MISO_W | Internal | Summer | B2 | 25 | 750 | 0.02 | 65.2 | 67.69 | 2.5 | 0
2030 | SPP_N_2_MISO_W | SPP_N | MISO_W | Internal | Summer | B3 | 75 | 750 | 0 | 65.79 | 68.28 | 2.5 | 0
2030 | SPP_N_2_MISO_W | SPP_N | MISO_W | Internal | Summer | B4 | 100 | 750 | 0 | 65.19 | 67.68 | 2.5 | 0
2030 | SPP_N_2_MISO_W | SPP_N | MISO_W | Internal | Summer | B5 | 200 | 750 | 0 | 61.94 | 64.43 | 2.5 | 0
2030 | SPP_N_2_MISO_W | SPP_N | MISO_W | Internal | Summer | B6 | 300 | 750 | 0 | 46.09 | 48.58 | 2.5 | 0
2030 | SPP_N_2_MISO_W | SPP_N | MISO_W | Internal | Summer | B7 | 400 | 750 | 0 | 43.18 | 43.31 | 2.5 | 0
2030 | SPP_N_2_MISO_W | SPP_N | MISO_W | Internal | Summer | B8 | 500 | 750 | 0 | 41.36 | 40.77 | 2.5 | 0
2030 | SPP_N_2_MISO_W | SPP_N | MISO_W | Internal | Summer | B9 | 800 | 750 | 0 | 39.73 | 38.85 | 2.5 | 0
2030 | SPP_N_2_MISO_W | SPP_N | MISO_W | Internal | Summer | B10 | 1262 | 750 | 0 | 31.04 | 33.52 | 2.5 | 0
2030 | SPP_N_2_MISO_W | SPP_N | MISO_W | Internal | Winter | B16 | 25 | 750 | 0 | 34.86 | 36.66 | 2.5 | 0
2030 | SPP_N_2_MISO_W | SPP_N | MISO_W | Internal | Winter | B17 | 100 | 750 | 750 | 32.81 | 36.66 | 2.5 | 1.35
2030 | SPP_N_2_MISO_W | SPP_N | MISO_W | Internal | Winter | B18 | 400 | 750 | 421 | 35.41 | 37.91 | 2.5 | 0
2030 | SPP_N_2_MISO_W | SPP_N | MISO_W | Internal | Winter | B19 | 700 | 750 | 400.77 | 34.16 | 36.66 | 2.5 | 0
2030 | SPP_N_2_MISO_W | SPP_N | MISO_W | Internal | Winter | B20 | 935 | 750 | 750 | 25.23 | 31.06 | 2.5 | 3.33
2030 | SPP_N_2_NE | SPP_N | NE | Internal | Shoulder | B11 | 25 | 11328 | 0.01 | 48.77 | 48.76 | 0.01 | 0
2030 | SPP_N_2_NE | SPP_N | NE | Internal | Shoulder | B12 | 200 | 11328 | 0 | 42.82 | 42.81 | 0.01 | 0
2030 | SPP_N_2_NE | SPP_N | NE | Internal | Shoulder | B13 | 600 | 11328 | 0 | 38.05 | 38.04 | 0.01 | 0
2030 | SPP_N_2_NE | SPP_N | NE | Internal | Shoulder | B14 | 900 | 11328 | 0 | 27.25 | 27.24 | 0.01 | 0
2030 | SPP_N_2_NE | SPP_N | NE | Internal | Shoulder | B15 | 1203 | 11328 | 0 | 24.06 | 24.05 | 0.01 | 0
2030 | SPP_N_2_NE | SPP_N | NE | Internal | Summer | B1 | 10 | 11328 | 0.03 | 69.63 | 69.61 | 0.01 | 0
2030 | SPP_N_2_NE | SPP_N | NE | Internal | Summer | B2 | 25 | 11328 | 0.01 | 65.2 | 65.19 | 0.01 | 0
2030 | SPP_N_2_NE | SPP_N | NE | Internal | Summer | B3 | 75 | 11328 | 0 | 65.79 | 65.78 | 0.01 | 0
2030 | SPP_N_2_NE | SPP_N | NE | Internal | Summer | B4 | 100 | 11328 | 0 | 65.19 | 65.18 | 0.01 | 0
2030 | SPP_N_2_NE | SPP_N | NE | Internal | Summer | B5 | 200 | 11328 | 0 | 61.94 | 61.93 | 0.01 | 0
2030 | SPP_N_2_NE | SPP_N | NE | Internal | Summer | B6 | 300 | 11328 | 0 | 46.09 | 46.08 | 0.01 | 0
2030 | SPP_N_2_NE | SPP_N | NE | Internal | Summer | B7 | 400 | 11328 | 0 | 43.18 | 40.81 | 0.01 | 0
2030 | SPP_N_2_NE | SPP_N | NE | Internal | Summer | B8 | 500 | 11328 | 0 | 41.36 | 38.27 | 0.01 | 0
2030 | SPP_N_2_NE | SPP_N | NE | Internal | Summer | B9 | 800 | 11328 | 0 | 39.73 | 36.35 | 0.01 | 0
2030 | SPP_N_2_NE | SPP_N | NE | Internal | Summer | B10 | 1262 | 11328 | 0 | 31.04 | 31.02 | 0.01 | 0
2030 | SPP_N_2_NE | SPP_N | NE | Internal | Winter | B16 | 25 | 11328 | 0 | 34.86 | -38.13 | 0.01 | 0
2030 | SPP_N_2_NE | SPP_N | NE | Internal | Winter | B17 | 100 | 11328 | 0 | 32.81 | 17.66 | 0.01 | 0
2030 | SPP_N_2_NE | SPP_N | NE | Internal | Winter | B18 | 400 | 11328 | 0 | 35.41 | 34.15 | 0.01 | 0
2030 | SPP_N_2_NE | SPP_N | NE | Internal | Winter | B19 | 700 | 11328 | 0 | 34.16 | 34.15 | 0.01 | 0
2030 | SPP_N_2_NE | SPP_N | NE | Internal | Winter | B20 | 935 | 11328 | 0 | 25.23 | 24.49 | 0.01 | 0
2030 | SPP_N_2_SPP_S | SPP_N | SPP_S | Internal | Shoulder | B11 | 25 | 5571 | 0 | 48.77 | 47.43 | 0.01 | 0
2030 | SPP_N_2_SPP_S | SPP_N | SPP_S | Internal | Shoulder | B12 | 200 | 5571 | 187.23 | 42.82 | 42.84 | 0.01 | 0
2030 | SPP_N_2_SPP_S | SPP_N | SPP_S | Internal | Shoulder | B13 | 600 | 5571 | 0 | 38.05 | 38.05 | 0.01 | 0
2030 | SPP_N_2_SPP_S | SPP_N | SPP_S | Internal | Shoulder | B14 | 900 | 5571 | 0 | 27.25 | 27.24 | 0.01 | 0
2030 | SPP_N_2_SPP_S | SPP_N | SPP_S | Internal | Shoulder | B15 | 1203 | 5571 | 0 | 24.06 | 23.02 | 0.01 | 0
2030 | SPP_N_2_SPP_S | SPP_N | SPP_S | Internal | Summer | B1 | 10 | 5571 | 0 | 69.63 | 43.58 | 0.01 | 0
2030 | SPP_N_2_SPP_S | SPP_N | SPP_S | Internal | Summer | B2 | 25 | 5571 | 0 | 65.2 | 62.94 | 0.01 | 0
2030 | SPP_N_2_SPP_S | SPP_N | SPP_S | Internal | Summer | B3 | 75 | 5571 | 0 | 65.79 | 65.71 | 0.01 | 0
2030 | SPP_N_2_SPP_S | SPP_N | SPP_S | Internal | Summer | B4 | 100 | 5571 | 0 | 65.19 | 63.47 | 0.01 | 0
2030 | SPP_N_2_SPP_S | SPP_N | SPP_S | Internal | Summer | B5 | 200 | 5571 | 0 | 61.94 | 61.94 | 0.01 | 0
2030 | SPP_N_2_SPP_S | SPP_N | SPP_S | Internal | Summer | B6 | 300 | 5571 | 0 | 46.09 | 46.09 | 0.01 | 0
2030 | SPP_N_2_SPP_S | SPP_N | SPP_S | Internal | Summer | B7 | 400 | 5571 | 5571 | 43.18 | 43.58 | 0.01 | 0.38
2030 | SPP_N_2_SPP_S | SPP_N | SPP_S | Internal | Summer | B8 | 500 | 5571 | 2770.4 | 41.36 | 41.37 | 0.01 | 0
2030 | SPP_N_2_SPP_S | SPP_N | SPP_S | Internal | Summer | B9 | 800 | 5571 | 4279.79 | 39.73 | 39.74 | 0.01 | 0
2030 | SPP_N_2_SPP_S | SPP_N | SPP_S | Internal | Summer | B10 | 1262 | 5571 | 2995.52 | 31.04 | 31.05 | 0.01 | 0
2030 | SPP_N_2_SPP_S | SPP_N | SPP_S | Internal | Winter | B16 | 25 | 5571 | 754.95 | 34.86 | 34.87 | 0.01 | 0
2030 | SPP_N_2_SPP_S | SPP_N | SPP_S | Internal | Winter | B17 | 100 | 5571 | 1489.4 | 32.81 | 32.82 | 0.01 | 0
2030 | SPP_N_2_SPP_S | SPP_N | SPP_S | Internal | Winter | B18 | 400 | 5571 | 1371.71 | 35.41 | 35.42 | 0.01 | 0
2030 | SPP_N_2_SPP_S | SPP_N | SPP_S | Internal | Winter | B19 | 700 | 5571 | 343.55 | 34.16 | 34.17 | 0.01 | 0
2030 | SPP_N_2_SPP_S | SPP_N | SPP_S | Internal | Winter | B20 | 935 | 5571 | 100.63 | 25.23 | 25.24 | 0.01 | 0
2030 | SPP_S_2_ENT | SPP_S | ENT | Internal | Shoulder | B11 | 25 | 5132 | 5132 | 47.43 | 51.27 | 2.5 | 1.34
2030 | SPP_S_2_ENT | SPP_S | ENT | Internal | Shoulder | B12 | 200 | 5132 | 4411.39 | 42.84 | 45.34 | 2.5 | 0
2030 | SPP_S_2_ENT | SPP_S | ENT | Internal | Shoulder | B13 | 600 | 5132 | 5128.27 | 38.05 | 40.55 | 2.5 | 0
2030 | SPP_S_2_ENT | SPP_S | ENT | Internal | Shoulder | B14 | 900 | 5132 | 5132 | 27.24 | 39.93 | 2.5 | 10.19
2030 | SPP_S_2_ENT | SPP_S | ENT | Internal | Shoulder | B15 | 1203 | 5132 | 5132 | 23.02 | 33.74 | 2.5 | 8.22
2030 | SPP_S_2_ENT | SPP_S | ENT | Internal | Summer | B1 | 10 | 5132 | 5132 | 43.58 | 72.13 | 2.5 | 26.05
2030 | SPP_S_2_ENT | SPP_S | ENT | Internal | Summer | B2 | 25 | 5132 | 5132 | 62.94 | 67.7 | 2.5 | 2.26
2030 | SPP_S_2_ENT | SPP_S | ENT | Internal | Summer | B3 | 75 | 5132 | 4640.14 | 65.71 | 68.21 | 2.5 | 0
2030 | SPP_S_2_ENT | SPP_S | ENT | Internal | Summer | B4 | 100 | 5132 | 4995.84 | 63.47 | 65.97 | 2.5 | 0
2030 | SPP_S_2_ENT | SPP_S | ENT | Internal | Summer | B5 | 200 | 5132 | 3429.62 | 61.94 | 64.44 | 2.5 | 0
2030 | SPP_S_2_ENT | SPP_S | ENT | Internal | Summer | B6 | 300 | 5132 | 1671.73 | 46.09 | 48.59 | 2.5 | 0
2030 | SPP_S_2_ENT | SPP_S | ENT | Internal | Summer | B7 | 400 | 5132 | 0 | 43.58 | 45.68 | 2.5 | 0
2030 | SPP_S_2_ENT | SPP_S | ENT | Internal | Summer | B8 | 500 | 5132 | 447 | 41.37 | 43.87 | 2.5 | 0
2030 | SPP_S_2_ENT | SPP_S | ENT | Internal | Summer | B9 | 800 | 5132 | 3307.62 | 39.74 | 42.24 | 2.5 | 0
2030 | SPP_S_2_ENT | SPP_S | ENT | Internal | Summer | B10 | 1262 | 5132 | 4483.33 | 31.05 | 33.55 | 2.5 | 0
2030 | SPP_S_2_ENT | SPP_S | ENT | Internal | Winter | B16 | 25 | 5132 | 5132 | 34.87 | 48.62 | 2.5 | 11.26
2030 | SPP_S_2_ENT | SPP_S | ENT | Internal | Winter | B17 | 100 | 5132 | 5132 | 32.82 | 47.28 | 2.5 | 11.96
2030 | SPP_S_2_ENT | SPP_S | ENT | Internal | Winter | B18 | 400 | 5132 | 5132 | 35.42 | 42.14 | 2.5 | 4.22
2030 | SPP_S_2_ENT | SPP_S | ENT | Internal | Winter | B19 | 700 | 5132 | 5132 | 34.17 | 40.95 | 2.5 | 4.28
2030 | SPP_S_2_ENT | SPP_S | ENT | Internal | Winter | B20 | 935 | 5132 | 5132 | 25.24 | 32.7 | 2.5 | 4.96
2030 | SPP_S_2_SPP_N | SPP_S | SPP_N | Internal | Shoulder | B11 | 25 | 2211 | 2211 | 47.43 | 48.77 | 0.01 | 1.33
2030 | SPP_S_2_SPP_N | SPP_S | SPP_N | Internal | Shoulder | B12 | 200 | 2211 | 0 | 42.84 | 42.82 | 0.01 | 0
2030 | SPP_S_2_SPP_N | SPP_S | SPP_N | Internal | Shoulder | B13 | 600 | 2211 | 0 | 38.05 | 38.05 | 0.01 | 0
2030 | SPP_S_2_SPP_N | SPP_S | SPP_N | Internal | Shoulder | B14 | 900 | 2211 | 1105.49 | 27.24 | 27.25 | 0.01 | 0
2030 | SPP_S_2_SPP_N | SPP_S | SPP_N | Internal | Shoulder | B15 | 1203 | 2211 | 2211 | 23.02 | 24.06 | 0.01 | 1.03
2030 | SPP_S_2_SPP_N | SPP_S | SPP_N | Internal | Summer | B1 | 10 | 2211 | 2211 | 43.58 | 69.63 | 0.01 | 26.03
2030 | SPP_S_2_SPP_N | SPP_S | SPP_N | Internal | Summer | B2 | 25 | 2211 | 2211 | 62.94 | 65.2 | 0.01 | 2.25
2030 | SPP_S_2_SPP_N | SPP_S | SPP_N | Internal | Summer | B3 | 75 | 2211 | 2211 | 65.71 | 65.79 | 0.01 | 0.08
2030 | SPP_S_2_SPP_N | SPP_S | SPP_N | Internal | Summer | B4 | 100 | 2211 | 2211 | 63.47 | 65.19 | 0.01 | 1.71
2030 | SPP_S_2_SPP_N | SPP_S | SPP_N | Internal | Summer | B5 | 200 | 2211 | 0 | 61.94 | 61.94 | 0.01 | 0
2030 | SPP_S_2_SPP_N | SPP_S | SPP_N | Internal | Summer | B6 | 300 | 2211 | 0 | 46.09 | 46.09 | 0.01 | 0
2030 | SPP_S_2_SPP_N | SPP_S | SPP_N | Internal | Summer | B7 | 400 | 2211 | 0 | 43.58 | 43.18 | 0.01 | 0
2030 | SPP_S_2_SPP_N | SPP_S | SPP_N | Internal | Summer | B8 | 500 | 2211 | 0 | 41.37 | 41.36 | 0.01 | 0
2030 | SPP_S_2_SPP_N | SPP_S | SPP_N | Internal | Summer | B9 | 800 | 2211 | 0 | 39.74 | 39.73 | 0.01 | 0
2030 | SPP_S_2_SPP_N | SPP_S | SPP_N | Internal | Summer | B10 | 1262 | 2211 | 0 | 31.05 | 31.04 | 0.01 | 0
2030 | SPP_S_2_SPP_N | SPP_S | SPP_N | Internal | Winter | B16 | 25 | 2211 | 0.01 | 34.87 | 34.86 | 0.01 | 0
2030 | SPP_S_2_SPP_N | SPP_S | SPP_N | Internal | Winter | B17 | 100 | 2211 | 0 | 32.82 | 32.81 | 0.01 | 0
2030 | SPP_S_2_SPP_N | SPP_S | SPP_N | Internal | Winter | B18 | 400 | 2211 | 0 | 35.42 | 35.41 | 0.01 | 0
2030 | SPP_S_2_SPP_N | SPP_S | SPP_N | Internal | Winter | B19 | 700 | 2211 | 0 | 34.17 | 34.16 | 0.01 | 0
2030 | SPP_S_2_SPP_N | SPP_S | SPP_N | Internal | Winter | B20 | 935 | 2211 | 0 | 25.24 | 25.23 | 0.01 | 0
2030 | TVA_2_ENT | TVA | ENT | Internal | Shoulder | B11 | 25 | 500 | 0 | 56.11 | 51.27 | 4.5 | 0
2030 | TVA_2_ENT | TVA | ENT | Internal | Shoulder | B12 | 200 | 500 | 0 | 48.87 | 45.34 | 4.5 | 0
2030 | TVA_2_ENT | TVA | ENT | Internal | Shoulder | B13 | 600 | 500 | 0 | 44.57 | 40.55 | 4.5 | 0
2030 | TVA_2_ENT | TVA | ENT | Internal | Shoulder | B14 | 900 | 500 | 0 | 43.94 | 39.93 | 4.5 | 0
2030 | TVA_2_ENT | TVA | ENT | Internal | Shoulder | B15 | 1203 | 500 | 0 | 42.42 | 33.74 | 4.5 | 0
2030 | TVA_2_ENT | TVA | ENT | Internal | Summer | B1 | 10 | 500 | 0 | 76.14 | 72.13 | 4.5 | 0
2030 | TVA_2_ENT | TVA | ENT | Internal | Summer | B2 | 25 | 500 | 0 | 74.67 | 67.7 | 4.5 | 0
2030 | TVA_2_ENT | TVA | ENT | Internal | Summer | B3 | 75 | 500 | 0 | 74.56 | 68.21 | 4.5 | 0
2030 | TVA_2_ENT | TVA | ENT | Internal | Summer | B4 | 100 | 500 | 0 | 73.31 | 65.97 | 4.5 | 0
2030 | TVA_2_ENT | TVA | ENT | Internal | Summer | B5 | 200 | 500 | 0 | 68.45 | 64.44 | 4.5 | 0
2030 | TVA_2_ENT | TVA | ENT | Internal | Summer | B6 | 300 | 500 | 0 | 52.6 | 48.59 | 4.5 | 0
2030 | TVA_2_ENT | TVA | ENT | Internal | Summer | B7 | 400 | 500 | 0 | 47.33 | 45.68 | 4.5 | 0
2030 | TVA_2_ENT | TVA | ENT | Internal | Summer | B8 | 500 | 500 | 0 | 44.79 | 43.87 | 4.5 | 0
2030 | TVA_2_ENT | TVA | ENT | Internal | Summer | B9 | 800 | 500 | 0 | 42.87 | 42.24 | 4.5 | 0
2030 | TVA_2_ENT | TVA | ENT | Internal | Summer | B10 | 1262 | 500 | 0 | 37.56 | 33.55 | 4.5 | 0
2030 | TVA_2_ENT | TVA | ENT | Internal | Winter | B16 | 25 | 500 | 0 | 56.52 | 48.62 | 4.5 | 0
2030 | TVA_2_ENT | TVA | ENT | Internal | Winter | B17 | 100 | 500 | 0 | 51.29 | 47.28 | 4.5 | 0
2030 | TVA_2_ENT | TVA | ENT | Internal | Winter | B18 | 400 | 500 | 0 | 46.15 | 42.14 | 4.5 | 0
2030 | TVA_2_ENT | TVA | ENT | Internal | Winter | B19 | 700 | 500 | 0 | 46.14 | 40.95 | 4.5 | 0
2030 | TVA_2_ENT | TVA | ENT | Internal | Winter | B20 | 935 | 500 | 0 | 40.1 | 32.7 | 4.5 | 0
2030 | TVA_2_NonRTO_Midwest | TVA | NonRTO_Midwest | Internal | Shoulder | B11 | 25 | 100 | 0 | 56.11 | 56.11 | 4.5 | 0
2030 | TVA_2_NonRTO_Midwest | TVA | NonRTO_Midwest | Internal | Shoulder | B12 | 200 | 100 | 0 | 48.87 | 49.51 | 4.5 | 0
2030 | TVA_2_NonRTO_Midwest | TVA | NonRTO_Midwest | Internal | Shoulder | B13 | 600 | 100 | 0 | 44.57 | 47.11 | 4.5 | 0
2030 | TVA_2_NonRTO_Midwest | TVA | NonRTO_Midwest | Internal | Shoulder | B14 | 900 | 100 | 0 | 43.94 | 46.4 | 4.5 | 0
2030 | TVA_2_NonRTO_Midwest | TVA | NonRTO_Midwest | Internal | Shoulder | B15 | 1203 | 100 | 0 | 42.42 | 38.41 | 4.5 | 0
2030 | TVA_2_NonRTO_Midwest | TVA | NonRTO_Midwest | Internal | Summer | B1 | 10 | 100 | 0 | 76.14 | 76.13 | 4.5 | 0
2030 | TVA_2_NonRTO_Midwest | TVA | NonRTO_Midwest | Internal | Summer | B2 | 25 | 100 | 0 | 74.67 | 74.67 | 4.5 | 0
2030 | TVA_2_NonRTO_Midwest | TVA | NonRTO_Midwest | Internal | Summer | B3 | 75 | 100 | 0 | 74.56 | 74.28 | 4.5 | 0
2030 | TVA_2_NonRTO_Midwest | TVA | NonRTO_Midwest | Internal | Summer | B4 | 100 | 100 | 0 | 73.31 | 71.7 | 4.5 | 0
2030 | TVA_2_NonRTO_Midwest | TVA | NonRTO_Midwest | Internal | Summer | B5 | 200 | 100 | 0 | 68.45 | 68.45 | 4.5 | 0
2030 | TVA_2_NonRTO_Midwest | TVA | NonRTO_Midwest | Internal | Summer | B6 | 300 | 100 | 0 | 52.6 | 52.6 | 4.5 | 0
2030 | TVA_2_NonRTO_Midwest | TVA | NonRTO_Midwest | Internal | Summer | B7 | 400 | 100 | 0 | 47.33 | 47.33 | 4.5 | 0
2030 | TVA_2_NonRTO_Midwest | TVA | NonRTO_Midwest | Internal | Summer | B8 | 500 | 100 | 0 | 44.79 | 44.35 | 4.5 | 0
2030 | TVA_2_NonRTO_Midwest | TVA | NonRTO_Midwest | Internal | Summer | B9 | 800 | 100 | 0 | 42.87 | 38.86 | 4.5 | 0
2030 | TVA_2_NonRTO_Midwest | TVA | NonRTO_Midwest | Internal | Summer | B10 | 1262 | 100 | 0 | 37.56 | 34 | 4.5 | 0
2030 | TVA_2_NonRTO_Midwest | TVA | NonRTO_Midwest | Internal | Winter | B16 | 25 | 100 | 0 | 56.52 | 56.52 | 4.5 | 0
2030 | TVA_2_NonRTO_Midwest | TVA | NonRTO_Midwest | Internal | Winter | B17 | 100 | 100 | 0 | 51.29 | 53 | 4.5 | 0
2030 | TVA_2_NonRTO_Midwest | TVA | NonRTO_Midwest | Internal | Winter | B18 | 400 | 100 | 0 | 46.15 | 49.84 | 4.5 | 0
2030 | TVA_2_NonRTO_Midwest | TVA | NonRTO_Midwest | Internal | Winter | B19 | 700 | 100 | 0 | 46.14 | 45.76 | 4.5 | 0
2030 | TVA_2_NonRTO_Midwest | TVA | NonRTO_Midwest | Internal | Winter | B20 | 935 | 100 | 0 | 40.1 | 37.86 | 4.5 | 0
2030 | TVA_2_SOCO | TVA | SOCO | Internal | Shoulder | B11 | 25 | 500 | 500 | 56.11 | 68.17 | 4.5 | 7.56
2030 | TVA_2_SOCO | TVA | SOCO | Internal | Shoulder | B12 | 200 | 500 | 0 | 48.87 | 49.98 | 4.5 | 0
2030 | TVA_2_SOCO | TVA | SOCO | Internal | Shoulder | B13 | 600 | 500 | 0 | 44.57 | 47.5 | 4.5 | 0
2030 | TVA_2_SOCO | TVA | SOCO | Internal | Shoulder | B14 | 900 | 500 | 0 | 43.94 | 47.5 | 4.5 | 0
2030 | TVA_2_SOCO | TVA | SOCO | Internal | Shoulder | B15 | 1203 | 500 | 500 | 42.42 | 47.47 | 4.5 | 0.55
2030 | TVA_2_SOCO | TVA | SOCO | Internal | Summer | B1 | 10 | 500 | 0.05 | 76.14 | 80.63 | 4.5 | 0
2030 | TVA_2_SOCO | TVA | SOCO | Internal | Summer | B2 | 25 | 500 | 500 | 74.67 | 79.32 | 4.5 | 0.15
2030 | TVA_2_SOCO | TVA | SOCO | Internal | Summer | B3 | 75 | 500 | 0 | 74.56 | 79.05 | 4.5 | 0
2030 | TVA_2_SOCO | TVA | SOCO | Internal | Summer | B4 | 100 | 500 | 205.04 | 73.31 | 77.81 | 4.5 | 0
2030 | TVA_2_SOCO | TVA | SOCO | Internal | Summer | B5 | 200 | 500 | 500 | 68.45 | 77.81 | 4.5 | 4.86
2030 | TVA_2_SOCO | TVA | SOCO | Internal | Summer | B6 | 300 | 500 | 500 | 52.6 | 63.67 | 4.5 | 6.57
2030 | TVA_2_SOCO | TVA | SOCO | Internal | Summer | B7 | 400 | 500 | 500 | 47.33 | 54.79 | 4.5 | 2.96
2030 | TVA_2_SOCO | TVA | SOCO | Internal | Summer | B8 | 500 | 500 | 0 | 44.79 | 49.28 | 4.5 | 0
2030 | TVA_2_SOCO | TVA | SOCO | Internal | Summer | B9 | 800 | 500 | 0 | 42.87 | 46.24 | 4.5 | 0
2030 | TVA_2_SOCO | TVA | SOCO | Internal | Summer | B10 | 1262 | 500 | 500 | 37.56 | 45.97 | 4.5 | 3.91
2030 | TVA_2_SOCO | TVA | SOCO | Internal | Winter | B16 | 25 | 500 | 500 | 56.52 | 73.41 | 4.5 | 12.39
2030 | TVA_2_SOCO | TVA | SOCO | Internal | Winter | B17 | 100 | 500 | 0 | 51.29 | 52.76 | 4.5 | 0
2030 | TVA_2_SOCO | TVA | SOCO | Internal | Winter | B18 | 400 | 500 | 0 | 46.15 | 50.64 | 4.5 | 0
2030 | TVA_2_SOCO | TVA | SOCO | Internal | Winter | B19 | 700 | 500 | 260.08 | 46.14 | 50.64 | 4.5 | 0
2030 | TVA_2_SOCO | TVA | SOCO | Internal | Winter | B20 | 935 | 500 | 500 | 40.1 | 48.09 | 4.5 | 3.49
2030 | TVA_2_VACAR | TVA | VACAR | Internal | Shoulder | B11 | 25 | 150 | 150 | 56.11 | 64.67 | 4.5 | 4.06
2030 | TVA_2_VACAR | TVA | VACAR | Internal | Shoulder | B12 | 200 | 150 | 0 | 48.87 | 50.82 | 4.5 | 0
2030 | TVA_2_VACAR | TVA | VACAR | Internal | Shoulder | B13 | 600 | 150 | 0 | 44.57 | 48.11 | 4.5 | 0
2030 | TVA_2_VACAR | TVA | VACAR | Internal | Shoulder | B14 | 900 | 150 | 0 | 43.94 | 46.76 | 4.5 | 0
2030 | TVA_2_VACAR | TVA | VACAR | Internal | Shoulder | B15 | 1203 | 150 | 0 | 42.42 | 46.72 | 4.5 | 0
2030 | TVA_2_VACAR | TVA | VACAR | Internal | Summer | B1 | 10 | 150 | 150 | 76.14 | 80.82 | 4.5 | 0.18
2030 | TVA_2_VACAR | TVA | VACAR | Internal | Summer | B2 | 25 | 150 | 150 | 74.67 | 80.82 | 4.5 | 1.65
2030 | TVA_2_VACAR | TVA | VACAR | Internal | Summer | B3 | 75 | 150 | 150 | 74.56 | 80.82 | 4.5 | 1.76
2030 | TVA_2_VACAR | TVA | VACAR | Internal | Summer | B4 | 100 | 150 | 150 | 73.31 | 79.19 | 4.5 | 1.38
2030 | TVA_2_VACAR | TVA | VACAR | Internal | Summer | B5 | 200 | 150 | 150 | 68.45 | 74.31 | 4.5 | 1.36
2030 | TVA_2_VACAR | TVA | VACAR | Internal | Summer | B6 | 300 | 150 | 150 | 52.6 | 60.17 | 4.5 | 3.07
2030 | TVA_2_VACAR | TVA | VACAR | Internal | Summer | B7 | 400 | 150 | 0 | 47.33 | 51.29 | 4.5 | 0
2030 | TVA_2_VACAR | TVA | VACAR | Internal | Summer | B8 | 500 | 150 | 0 | 44.79 | 46.96 | 4.5 | 0
2030 | TVA_2_VACAR | TVA | VACAR | Internal | Summer | B9 | 800 | 150 | 0 | 42.87 | 44.66 | 4.5 | 0
2030 | TVA_2_VACAR | TVA | VACAR | Internal | Summer | B10 | 1262 | 150 | 150 | 37.56 | 44.13 | 4.5 | 2.07
2030 | TVA_2_VACAR | TVA | VACAR | Internal | Winter | B16 | 25 | 150 | 150 | 56.52 | 69.91 | 4.5 | 8.89
2030 | TVA_2_VACAR | TVA | VACAR | Internal | Winter | B17 | 100 | 150 | 150 | 51.29 | 55.98 | 4.5 | 0.19
2030 | TVA_2_VACAR | TVA | VACAR | Internal | Winter | B18 | 400 | 150 | 150 | 46.15 | 51.33 | 4.5 | 0.68
2030 | TVA_2_VACAR | TVA | VACAR | Internal | Winter | B19 | 700 | 150 | 0 | 46.14 | 50.35 | 4.5 | 0
2030 | TVA_2_VACAR | TVA | VACAR | Internal | Winter | B20 | 935 | 150 | 0 | 40.1 | 44.59 | 4.5 | 0
2030 | TVA_Transmission_2_NonRTO_Midwest | TVA_Transmission | NonRTO_Midwest | Internal | Shoulder | B11 | 25 | 700 | 0 | 56.1 | 56.11 | 4.5 | 0
2030 | TVA_Transmission_2_NonRTO_Midwest | TVA_Transmission | NonRTO_Midwest | Internal | Shoulder | B12 | 200 | 700 | 0 | 49 | 49.51 | 4.5 | 0
2030 | TVA_Transmission_2_NonRTO_Midwest | TVA_Transmission | NonRTO_Midwest | Internal | Shoulder | B13 | 600 | 700 | 0 | 44.55 | 47.11 | 4.5 | 0
2030 | TVA_Transmission_2_NonRTO_Midwest | TVA_Transmission | NonRTO_Midwest | Internal | Shoulder | B14 | 900 | 700 | 0 | 43.93 | 46.4 | 4.5 | 0
2030 | TVA_Transmission_2_NonRTO_Midwest | TVA_Transmission | NonRTO_Midwest | Internal | Shoulder | B15 | 1203 | 700 | 0 | 42.41 | 38.41 | 4.5 | 0
2030 | TVA_Transmission_2_NonRTO_Midwest | TVA_Transmission | NonRTO_Midwest | Internal | Summer | B1 | 10 | 700 | 0 | 76.13 | 76.13 | 4.5 | 0
2030 | TVA_Transmission_2_NonRTO_Midwest | TVA_Transmission | NonRTO_Midwest | Internal | Summer | B2 | 25 | 700 | 0 | 74.66 | 74.67 | 4.5 | 0
2030 | TVA_Transmission_2_NonRTO_Midwest | TVA_Transmission | NonRTO_Midwest | Internal | Summer | B3 | 75 | 700 | 0 | 74.55 | 74.28 | 4.5 | 0
2030 | TVA_Transmission_2_NonRTO_Midwest | TVA_Transmission | NonRTO_Midwest | Internal | Summer | B4 | 100 | 700 | 0 | 73.3 | 71.7 | 4.5 | 0
2030 | TVA_Transmission_2_NonRTO_Midwest | TVA_Transmission | NonRTO_Midwest | Internal | Summer | B5 | 200 | 700 | 0 | 68.44 | 68.45 | 4.5 | 0
2030 | TVA_Transmission_2_NonRTO_Midwest | TVA_Transmission | NonRTO_Midwest | Internal | Summer | B6 | 300 | 700 | 0 | 52.59 | 52.6 | 4.5 | 0
2030 | TVA_Transmission_2_NonRTO_Midwest | TVA_Transmission | NonRTO_Midwest | Internal | Summer | B7 | 400 | 700 | 0 | 47.32 | 47.33 | 4.5 | 0
2030 | TVA_Transmission_2_NonRTO_Midwest | TVA_Transmission | NonRTO_Midwest | Internal | Summer | B8 | 500 | 700 | 0 | 44.78 | 44.35 | 4.5 | 0
2030 | TVA_Transmission_2_NonRTO_Midwest | TVA_Transmission | NonRTO_Midwest | Internal | Summer | B9 | 800 | 700 | 0 | 42.86 | 38.86 | 4.5 | 0
2030 | TVA_Transmission_2_NonRTO_Midwest | TVA_Transmission | NonRTO_Midwest | Internal | Summer | B10 | 1262 | 700 | 0 | 37.55 | 34 | 4.5 | 0
2030 | TVA_Transmission_2_NonRTO_Midwest | TVA_Transmission | NonRTO_Midwest | Internal | Winter | B16 | 25 | 700 | 0 | 56.51 | 56.52 | 4.5 | 0
2030 | TVA_Transmission_2_NonRTO_Midwest | TVA_Transmission | NonRTO_Midwest | Internal | Winter | B17 | 100 | 700 | 0 | 51.28 | 53 | 4.5 | 0
2030 | TVA_Transmission_2_NonRTO_Midwest | TVA_Transmission | NonRTO_Midwest | Internal | Winter | B18 | 400 | 700 | 0 | 46.14 | 49.84 | 4.5 | 0
2030 | TVA_Transmission_2_NonRTO_Midwest | TVA_Transmission | NonRTO_Midwest | Internal | Winter | B19 | 700 | 700 | 0 | 46.13 | 45.76 | 4.5 | 0
2030 | TVA_Transmission_2_NonRTO_Midwest | TVA_Transmission | NonRTO_Midwest | Internal | Winter | B20 | 935 | 700 | 0 | 40.09 | 37.86 | 4.5 | 0
2030 | TVA_Transmission_2_SOCO | TVA_Transmission | SOCO | Internal | Shoulder | B11 | 25 | 3200 | 3200 | 56.1 | 68.17 | 4.5 | 7.57
2030 | TVA_Transmission_2_SOCO | TVA_Transmission | SOCO | Internal | Shoulder | B12 | 200 | 3200 | 0 | 49 | 49.98 | 4.5 | 0
2030 | TVA_Transmission_2_SOCO | TVA_Transmission | SOCO | Internal | Shoulder | B13 | 600 | 3200 | 0 | 44.55 | 47.5 | 4.5 | 0
2030 | TVA_Transmission_2_SOCO | TVA_Transmission | SOCO | Internal | Shoulder | B14 | 900 | 3200 | 0 | 43.93 | 47.5 | 4.5 | 0
2030 | TVA_Transmission_2_SOCO | TVA_Transmission | SOCO | Internal | Shoulder | B15 | 1203 | 3200 | 3200 | 42.41 | 47.47 | 4.5 | 0.56
2030 | TVA_Transmission_2_SOCO | TVA_Transmission | SOCO | Internal | Summer | B1 | 10 | 3200 | 2224.9 | 76.13 | 80.63 | 4.5 | 0
2030 | TVA_Transmission_2_SOCO | TVA_Transmission | SOCO | Internal | Summer | B2 | 25 | 3200 | 3200 | 74.66 | 79.32 | 4.5 | 0.16
2030 | TVA_Transmission_2_SOCO | TVA_Transmission | SOCO | Internal | Summer | B3 | 75 | 3200 | 2798.97 | 74.55 | 79.05 | 4.5 | 0
2030 | TVA_Transmission_2_SOCO | TVA_Transmission | SOCO | Internal | Summer | B4 | 100 | 3200 | 3199.99 | 73.3 | 77.81 | 4.5 | 0.01
2030 | TVA_Transmission_2_SOCO | TVA_Transmission | SOCO | Internal | Summer | B5 | 200 | 3200 | 3200 | 68.44 | 77.81 | 4.5 | 4.87
2030 | TVA_Transmission_2_SOCO | TVA_Transmission | SOCO | Internal | Summer | B6 | 300 | 3200 | 3200 | 52.59 | 63.67 | 4.5 | 6.58
2030 | TVA_Transmission_2_SOCO | TVA_Transmission | SOCO | Internal | Summer | B7 | 400 | 3200 | 3200 | 47.32 | 54.79 | 4.5 | 2.98
2030 | TVA_Transmission_2_SOCO | TVA_Transmission | SOCO | Internal | Summer | B8 | 500 | 3200 | 86.79 | 44.78 | 49.28 | 4.5 | 0
2030 | TVA_Transmission_2_SOCO | TVA_Transmission | SOCO | Internal | Summer | B9 | 800 | 3200 | 0 | 42.86 | 46.24 | 4.5 | 0
2030 | TVA_Transmission_2_SOCO | TVA_Transmission | SOCO | Internal | Summer | B10 | 1262 | 3200 | 3200 | 37.55 | 45.97 | 4.5 | 3.92
2030 | TVA_Transmission_2_SOCO | TVA_Transmission | SOCO | Internal | Winter | B16 | 25 | 3200 | 3200 | 56.51 | 73.41 | 4.5 | 12.4
2030 | TVA_Transmission_2_SOCO | TVA_Transmission | SOCO | Internal | Winter | B17 | 100 | 3200 | 0 | 51.28 | 52.76 | 4.5 | 0
2030 | TVA_Transmission_2_SOCO | TVA_Transmission | SOCO | Internal | Winter | B18 | 400 | 3200 | 922.99 | 46.14 | 50.64 | 4.5 | 0
2030 | TVA_Transmission_2_SOCO | TVA_Transmission | SOCO | Internal | Winter | B19 | 700 | 3200 | 3200 | 46.13 | 50.64 | 4.5 | 0.01
2030 | TVA_Transmission_2_SOCO | TVA_Transmission | SOCO | Internal | Winter | B20 | 935 | 3200 | 3200 | 40.09 | 48.09 | 4.5 | 3.5
2030 | TVA_Transmission_2_TVA | TVA_Transmission | TVA | Internal | Shoulder | B11 | 25 | 99999 | 2414.12 | 56.1 | 56.11 | 0.01 | 0
2030 | TVA_Transmission_2_TVA | TVA_Transmission | TVA | Internal | Shoulder | B12 | 200 | 99999 | 0 | 49 | 48.87 | 0.01 | 0
2030 | TVA_Transmission_2_TVA | TVA_Transmission | TVA | Internal | Shoulder | B13 | 600 | 99999 | 2218.47 | 44.55 | 44.57 | 0.01 | 0
2030 | TVA_Transmission_2_TVA | TVA_Transmission | TVA | Internal | Shoulder | B14 | 900 | 99999 | 3999.14 | 43.93 | 43.94 | 0.01 | 0
2030 | TVA_Transmission_2_TVA | TVA_Transmission | TVA | Internal | Shoulder | B15 | 1203 | 99999 | 4895.03 | 42.41 | 42.42 | 0.01 | 0
2030 | TVA_Transmission_2_TVA | TVA_Transmission | TVA | Internal | Summer | B1 | 10 | 99999 | 3594.76 | 76.13 | 76.14 | 0.01 | 0
2030 | TVA_Transmission_2_TVA | TVA_Transmission | TVA | Internal | Summer | B2 | 25 | 99999 | 3203.84 | 74.66 | 74.67 | 0.01 | 0
2030 | TVA_Transmission_2_TVA | TVA_Transmission | TVA | Internal | Summer | B3 | 75 | 99999 | 4901.03 | 74.55 | 74.56 | 0.01 | 0
2030 | TVA_Transmission_2_TVA | TVA_Transmission | TVA | Internal | Summer | B4 | 100 | 99999 | 4500.01 | 73.3 | 73.31 | 0.01 | 0
2030 | TVA_Transmission_2_TVA | TVA_Transmission | TVA | Internal | Summer | B5 | 200 | 99999 | 2943.02 | 68.44 | 68.45 | 0.01 | 0
2030 | TVA_Transmission_2_TVA | TVA_Transmission | TVA | Internal | Summer | B6 | 300 | 99999 | 322.97 | 52.59 | 52.6 | 0.01 | 0
2030 | TVA_Transmission_2_TVA | TVA_Transmission | TVA | Internal | Summer | B7 | 400 | 99999 | 1387.92 | 47.32 | 47.33 | 0.01 | 0
2030 | TVA_Transmission_2_TVA | TVA_Transmission | TVA | Internal | Summer | B8 | 500 | 99999 | 2828.74 | 44.78 | 44.79 | 0.01 | 0
2030 | TVA_Transmission_2_TVA | TVA_Transmission | TVA | Internal | Summer | B9 | 800 | 99999 | 2347.43 | 42.86 | 42.87 | 0.01 | 0
2030 | TVA_Transmission_2_TVA | TVA_Transmission | TVA | Internal | Summer | B10 | 1262 | 99999 | 2637.41 | 37.55 | 37.56 | 0.01 | 0
2030 | TVA_Transmission_2_TVA | TVA_Transmission | TVA | Internal | Winter | B16 | 25 | 99999 | 3932.8 | 56.51 | 56.52 | 0.01 | 0
2030 | TVA_Transmission_2_TVA | TVA_Transmission | TVA | Internal | Winter | B17 | 100 | 99999 | 3478.37 | 51.28 | 51.29 | 0.01 | 0
2030 | TVA_Transmission_2_TVA | TVA_Transmission | TVA | Internal | Winter | B18 | 400 | 99999 | 2330.76 | 46.14 | 46.15 | 0.01 | 0
2030 | TVA_Transmission_2_TVA | TVA_Transmission | TVA | Internal | Winter | B19 | 700 | 99999 | 2900 | 46.13 | 46.14 | 0.01 | 0
2030 | TVA_Transmission_2_TVA | TVA_Transmission | TVA | Internal | Winter | B20 | 935 | 99999 | 4526.66 | 40.09 | 40.1 | 0.01 | 0
2030 | TVA_Transmission_2_VACAR | TVA_Transmission | VACAR | Internal | Shoulder | B11 | 25 | 900 | 900 | 56.1 | 64.67 | 4.5 | 4.07
2030 | TVA_Transmission_2_VACAR | TVA_Transmission | VACAR | Internal | Shoulder | B12 | 200 | 900 | 0 | 49 | 50.82 | 4.5 | 0
2030 | TVA_Transmission_2_VACAR | TVA_Transmission | VACAR | Internal | Shoulder | B13 | 600 | 900 | 0 | 44.55 | 48.11 | 4.5 | 0
2030 | TVA_Transmission_2_VACAR | TVA_Transmission | VACAR | Internal | Shoulder | B14 | 900 | 900 | 0 | 43.93 | 46.76 | 4.5 | 0
2030 | TVA_Transmission_2_VACAR | TVA_Transmission | VACAR | Internal | Shoulder | B15 | 1203 | 900 | 0 | 42.41 | 46.72 | 4.5 | 0
2030 | TVA_Transmission_2_VACAR | TVA_Transmission | VACAR | Internal | Summer | B1 | 10 | 900 | 900 | 76.13 | 80.82 | 4.5 | 0.19
2030 | TVA_Transmission_2_VACAR | TVA_Transmission | VACAR | Internal | Summer | B2 | 25 | 900 | 900 | 74.66 | 80.82 | 4.5 | 1.66
2030 | TVA_Transmission_2_VACAR | TVA_Transmission | VACAR | Internal | Summer | B3 | 75 | 900 | 900 | 74.55 | 80.82 | 4.5 | 1.77
2030 | TVA_Transmission_2_VACAR | TVA_Transmission | VACAR | Internal | Summer | B4 | 100 | 900 | 900 | 73.3 | 79.19 | 4.5 | 1.39
2030 | TVA_Transmission_2_VACAR | TVA_Transmission | VACAR | Internal | Summer | B5 | 200 | 900 | 900 | 68.44 | 74.31 | 4.5 | 1.37
2030 | TVA_Transmission_2_VACAR | TVA_Transmission | VACAR | Internal | Summer | B6 | 300 | 900 | 900 | 52.59 | 60.17 | 4.5 | 3.08
2030 | TVA_Transmission_2_VACAR | TVA_Transmission | VACAR | Internal | Summer | B7 | 400 | 900 | 0 | 47.32 | 51.29 | 4.5 | 0
2030 | TVA_Transmission_2_VACAR | TVA_Transmission | VACAR | Internal | Summer | B8 | 500 | 900 | 0 | 44.78 | 46.96 | 4.5 | 0
2030 | TVA_Transmission_2_VACAR | TVA_Transmission | VACAR | Internal | Summer | B9 | 800 | 900 | 0 | 42.86 | 44.66 | 4.5 | 0
2030 | TVA_Transmission_2_VACAR | TVA_Transmission | VACAR | Internal | Summer | B10 | 1262 | 900 | 900 | 37.55 | 44.13 | 4.5 | 2.09
2030 | TVA_Transmission_2_VACAR | TVA_Transmission | VACAR | Internal | Winter | B16 | 25 | 900 | 900 | 56.51 | 69.91 | 4.5 | 8.9
2030 | TVA_Transmission_2_VACAR | TVA_Transmission | VACAR | Internal | Winter | B17 | 100 | 900 | 900 | 51.28 | 55.98 | 4.5 | 0.2
2030 | TVA_Transmission_2_VACAR | TVA_Transmission | VACAR | Internal | Winter | B18 | 400 | 900 | 900 | 46.14 | 51.33 | 4.5 | 0.69
2030 | TVA_Transmission_2_VACAR | TVA_Transmission | VACAR | Internal | Winter | B19 | 700 | 900 | 0 | 46.13 | 50.35 | 4.5 | 0
2030 | TVA_Transmission_2_VACAR | TVA_Transmission | VACAR | Internal | Winter | B20 | 935 | 900 | 422.21 | 40.09 | 44.59 | 4.5 | 0
2030 | VACAR_2_SOCO | VACAR | SOCO | Internal | Shoulder | B11 | 25 | 3000 | 352.88 | 64.67 | 68.17 | 3.5 | 0
2030 | VACAR_2_SOCO | VACAR | SOCO | Internal | Shoulder | B12 | 200 | 3000 | 0 | 50.82 | 49.98 | 3.5 | 0
2030 | VACAR_2_SOCO | VACAR | SOCO | Internal | Shoulder | B13 | 600 | 3000 | 0 | 48.11 | 47.5 | 3.5 | 0
2030 | VACAR_2_SOCO | VACAR | SOCO | Internal | Shoulder | B14 | 900 | 3000 | 0 | 46.76 | 47.5 | 3.5 | 0
2030 | VACAR_2_SOCO | VACAR | SOCO | Internal | Shoulder | B15 | 1203 | 3000 | 0 | 46.72 | 47.47 | 3.5 | 0
2030 | VACAR_2_SOCO | VACAR | SOCO | Internal | Summer | B1 | 10 | 3000 | 0 | 80.82 | 80.63 | 3.5 | 0
2030 | VACAR_2_SOCO | VACAR | SOCO | Internal | Summer | B2 | 25 | 3000 | 0 | 80.82 | 79.32 | 3.5 | 0
2030 | VACAR_2_SOCO | VACAR | SOCO | Internal | Summer | B3 | 75 | 3000 | 0 | 80.82 | 79.05 | 3.5 | 0
2030 | VACAR_2_SOCO | VACAR | SOCO | Internal | Summer | B4 | 100 | 3000 | 0 | 79.19 | 77.81 | 3.5 | 0
2030 | VACAR_2_SOCO | VACAR | SOCO | Internal | Summer | B5 | 200 | 3000 | 778.44 | 74.31 | 77.81 | 3.5 | 0
2030 | VACAR_2_SOCO | VACAR | SOCO | Internal | Summer | B6 | 300 | 3000 | 558.08 | 60.17 | 63.67 | 3.5 | 0
2030 | VACAR_2_SOCO | VACAR | SOCO | Internal | Summer | B7 | 400 | 3000 | 1039.79 | 51.29 | 54.79 | 3.5 | 0
2030 | VACAR_2_SOCO | VACAR | SOCO | Internal | Summer | B8 | 500 | 3000 | 0 | 46.96 | 49.28 | 3.5 | 0
2030 | VACAR_2_SOCO | VACAR | SOCO | Internal | Summer | B9 | 800 | 3000 | 0 | 44.66 | 46.24 | 3.5 | 0
2030 | VACAR_2_SOCO | VACAR | SOCO | Internal | Summer | B10 | 1262 | 3000 | 0 | 44.13 | 45.97 | 3.5 | 0
2030 | VACAR_2_SOCO | VACAR | SOCO | Internal | Winter | B16 | 25 | 3000 | 194.34 | 69.91 | 73.41 | 3.5 | 0
2030 | VACAR_2_SOCO | VACAR | SOCO | Internal | Winter | B17 | 100 | 3000 | 0 | 55.98 | 52.76 | 3.5 | 0
2030 | VACAR_2_SOCO | VACAR | SOCO | Internal | Winter | B18 | 400 | 3000 | 0 | 51.33 | 50.64 | 3.5 | 0
2030 | VACAR_2_SOCO | VACAR | SOCO | Internal | Winter | B19 | 700 | 3000 | 0 | 50.35 | 50.64 | 3.5 | 0
2030 | VACAR_2_SOCO | VACAR | SOCO | Internal | Winter | B20 | 935 | 3000 | 693.04 | 44.59 | 48.09 | 3.5 | 0
2035 | ENT_2_MISO_MO-IL | ENT | MISO_MO-IL | Internal | Shoulder | B11 | 25 | 2260 | 0 | 62.38 | 62.38 | 4 | 0
2035 | ENT_2_MISO_MO-IL | ENT | MISO_MO-IL | Internal | Shoulder | B12 | 200 | 2260 | 0 | 50.84 | 50.84 | 4 | 0
2035 | ENT_2_MISO_MO-IL | ENT | MISO_MO-IL | Internal | Shoulder | B13 | 600 | 2260 | 0 | 48.03 | 48.03 | 4 | 0
2035 | ENT_2_MISO_MO-IL | ENT | MISO_MO-IL | Internal | Shoulder | B14 | 900 | 2260 | 197.74 | 42.61 | 46.61 | 4 | 0
2035 | ENT_2_MISO_MO-IL | ENT | MISO_MO-IL | Internal | Shoulder | B15 | 1203 | 2260 | 430.2 | 36.14 | 40.14 | 4 | 0
2035 | ENT_2_MISO_MO-IL | ENT | MISO_MO-IL | Internal | Summer | B1 | 10 | 2260 | 0 | 81.53 | 81.53 | 4 | 0
2035 | ENT_2_MISO_MO-IL | ENT | MISO_MO-IL | Internal | Summer | B2 | 25 | 2260 | 0 | 76.77 | 78.76 | 4 | 0
2035 | ENT_2_MISO_MO-IL | ENT | MISO_MO-IL | Internal | Summer | B3 | 75 | 2260 | 0 | 78.18 | 78.57 | 4 | 0
2035 | ENT_2_MISO_MO-IL | ENT | MISO_MO-IL | Internal | Summer | B4 | 100 | 2260 | 0 | 76.11 | 78.09 | 4 | 0
2035 | ENT_2_MISO_MO-IL | ENT | MISO_MO-IL | Internal | Summer | B5 | 200 | 2260 | 0 | 73.09 | 74.64 | 4 | 0
2035 | ENT_2_MISO_MO-IL | ENT | MISO_MO-IL | Internal | Summer | B6 | 300 | 2260 | 0 | 60.7 | 60.7 | 4 | 0
2035 | ENT_2_MISO_MO-IL | ENT | MISO_MO-IL | Internal | Summer | B7 | 400 | 2260 | 0 | 51.27 | 51.27 | 4 | 0
2035 | ENT_2_MISO_MO-IL | ENT | MISO_MO-IL | Internal | Summer | B8 | 500 | 2260 | 0 | 49.07 | 45.94 | 4 | 0
2035 | ENT_2_MISO_MO-IL | ENT | MISO_MO-IL | Internal | Summer | B9 | 800 | 2260 | 0 | 46.98 | 42.98 | 4 | 0
2035 | ENT_2_MISO_MO-IL | ENT | MISO_MO-IL | Internal | Summer | B10 | 1262 | 2260 | 0 | 38.73 | 37.84 | 4 | 0
2035 | ENT_2_MISO_MO-IL | ENT | MISO_MO-IL | Internal | Winter | B16 | 25 | 2260 | 1725.08 | 54.46 | 58.46 | 4 | 0
2035 | ENT_2_MISO_MO-IL | ENT | MISO_MO-IL | Internal | Winter | B17 | 100 | 2260 | 0 | 53.92 | 53.92 | 4 | 0
2035 | ENT_2_MISO_MO-IL | ENT | MISO_MO-IL | Internal | Winter | B18 | 400 | 2260 | 0 | 48.03 | 48.03 | 4 | 0
2035 | ENT_2_MISO_MO-IL | ENT | MISO_MO-IL | Internal | Winter | B19 | 700 | 2260 | 0 | 43.23 | 47.18 | 4 | 0
2035 | ENT_2_MISO_MO-IL | ENT | MISO_MO-IL | Internal | Winter | B20 | 935 | 2260 | 0 | 36.42 | 40 | 4 | 0
2035 | ENT_2_SOCO | ENT | SOCO | Internal | Shoulder | B11 | 25 | 2431 | 2431 | 62.38 | 73.1 | 4 | 6.72
2035 | ENT_2_SOCO | ENT | SOCO | Internal | Shoulder | B12 | 200 | 2431 | 2431 | 50.84 | 55.77 | 4 | 0.92
2035 | ENT_2_SOCO | ENT | SOCO | Internal | Shoulder | B13 | 600 | 2431 | 2431 | 48.03 | 53.1 | 4 | 1.07
2035 | ENT_2_SOCO | ENT | SOCO | Internal | Shoulder | B14 | 900 | 2431 | 2431 | 42.61 | 53.1 | 4 | 6.49
2035 | ENT_2_SOCO | ENT | SOCO | Internal | Shoulder | B15 | 1203 | 2431 | 2431 | 36.14 | 53.05 | 4 | 12.9
2035 | ENT_2_SOCO | ENT | SOCO | Internal | Summer | B1 | 10 | 2431 | 2431 | 81.53 | 89.06 | 4 | 3.53
2035 | ENT_2_SOCO | ENT | SOCO | Internal | Summer | B2 | 25 | 2431 | 2431 | 76.77 | 88.3 | 4 | 7.53
2035 | ENT_2_SOCO | ENT | SOCO | Internal | Summer | B3 | 75 | 2431 | 2431 | 78.18 | 87.07 | 4 | 4.89
2035 | ENT_2_SOCO | ENT | SOCO | Internal | Summer | B4 | 100 | 2431 | 2431 | 76.11 | 86.6 | 4 | 6.49
2035 | ENT_2_SOCO | ENT | SOCO | Internal | Summer | B5 | 200 | 2431 | 2431 | 73.09 | 86.6 | 4 | 9.51
2035 | ENT_2_SOCO | ENT | SOCO | Internal | Summer | B6 | 300 | 2431 | 2431 | 60.7 | 70.39 | 4 | 5.69
2035 | ENT_2_SOCO | ENT | SOCO | Internal | Summer | B7 | 400 | 2431 | 2431 | 51.27 | 59.76 | 4 | 4.49
2035 | ENT_2_SOCO | ENT | SOCO | Internal | Summer | B8 | 500 | 2431 | 2431 | 49.07 | 53.43 | 4 | 0.36
2035 | ENT_2_SOCO | ENT | SOCO | Internal | Summer | B9 | 800 | 2431 | 2431 | 46.98 | 51.48 | 4 | 0.5
2035 | ENT_2_SOCO | ENT | SOCO | Internal | Summer | B10 | 1262 | 2431 | 2431 | 38.73 | 51.48 | 4 | 8.76
2035 | ENT_2_SOCO | ENT | SOCO | Internal | Winter | B16 | 25 | 2431 | 2431 | 54.46 | 81.72 | 4 | 23.26
2035 | ENT_2_SOCO | ENT | SOCO | Internal | Winter | B17 | 100 | 2431 | 2431 | 53.92 | 58.56 | 4 | 0.65
2035 | ENT_2_SOCO | ENT | SOCO | Internal | Winter | B18 | 400 | 2431 | 2431 | 48.03 | 56.53 | 4 | 4.5
2035 | ENT_2_SOCO | ENT | SOCO | Internal | Winter | B19 | 700 | 2431 | 2431 | 43.23 | 56.16 | 4 | 8.93
2035 | ENT_2_SOCO | ENT | SOCO | Internal | Winter | B20 | 935 | 2431 | 2431 | 36.42 | 55.45 | 4 | 15.03
2035 | ENT_2_TVA_Transmission | ENT | TVA_Transmission | Internal | Shoulder | B11 | 25 | 2100 | 1832.8 | 62.38 | 66.38 | 4 | 0
2035 | ENT_2_TVA_Transmission | ENT | TVA_Transmission | Internal | Shoulder | B12 | 200 | 2100 | 635.18 | 50.84 | 54.84 | 4 | 0
2035 | ENT_2_TVA_Transmission | ENT | TVA_Transmission | Internal | Shoulder | B13 | 600 | 2100 | 944.01 | 48.03 | 52.03 | 4 | 0
2035 | ENT_2_TVA_Transmission | ENT | TVA_Transmission | Internal | Shoulder | B14 | 900 | 2100 | 2100 | 42.61 | 50.61 | 4 | 4
2035 | ENT_2_TVA_Transmission | ENT | TVA_Transmission | Internal | Shoulder | B15 | 1203 | 2100 | 2100 | 36.14 | 48 | 4 | 7.86
2035 | ENT_2_TVA_Transmission | ENT | TVA_Transmission | Internal | Summer | B1 | 10 | 2100 | 1179.2 | 81.53 | 85.53 | 4 | 0
2035 | ENT_2_TVA_Transmission | ENT | TVA_Transmission | Internal | Summer | B2 | 25 | 2100 | 2100 | 76.77 | 82.75 | 4 | 1.99
2035 | ENT_2_TVA_Transmission | ENT | TVA_Transmission | Internal | Summer | B3 | 75 | 2100 | 2100 | 78.18 | 82.57 | 4 | 0.39
2035 | ENT_2_TVA_Transmission | ENT | TVA_Transmission | Internal | Summer | B4 | 100 | 2100 | 2100 | 76.11 | 82.09 | 4 | 1.98
2035 | ENT_2_TVA_Transmission | ENT | TVA_Transmission | Internal | Summer | B5 | 200 | 2100 | 2100 | 73.09 | 78.64 | 4 | 1.55
2035 | ENT_2_TVA_Transmission | ENT | TVA_Transmission | Internal | Summer | B6 | 300 | 2100 | 632.49 | 60.7 | 64.7 | 4 | 0
2035 | ENT_2_TVA_Transmission | ENT | TVA_Transmission | Internal | Summer | B7 | 400 | 2100 | 0 | 51.27 | 55.26 | 4 | 0
2035 | ENT_2_TVA_Transmission | ENT | TVA_Transmission | Internal | Summer | B8 | 500 | 2100 | 0 | 49.07 | 49.94 | 4 | 0
2035 | ENT_2_TVA_Transmission | ENT | TVA_Transmission | Internal | Summer | B9 | 800 | 2100 | 0 | 46.98 | 46.98 | 4 | 0
2035 | ENT_2_TVA_Transmission | ENT | TVA_Transmission | Internal | Summer | B10 | 1262 | 2100 | 1988.36 | 38.73 | 42.73 | 4 | 0
2035 | ENT_2_TVA_Transmission | ENT | TVA_Transmission | Internal | Winter | B16 | 25 | 2100 | 2100 | 54.46 | 69.34 | 4 | 10.88
2035 | ENT_2_TVA_Transmission | ENT | TVA_Transmission | Internal | Winter | B17 | 100 | 2100 | 842.77 | 53.92 | 57.92 | 4 | 0
2035 | ENT_2_TVA_Transmission | ENT | TVA_Transmission | Internal | Winter | B18 | 400 | 2100 | 1600.1 | 48.03 | 52.03 | 4 | 0
2035 | ENT_2_TVA_Transmission | ENT | TVA_Transmission | Internal | Winter | B19 | 700 | 2100 | 2100 | 43.23 | 51.19 | 4 | 3.95
2035 | ENT_2_TVA_Transmission | ENT | TVA_Transmission | Internal | Winter | B20 | 935 | 2100 | 2100 | 36.42 | 47.47 | 4 | 7.05
2035 | HQ_NEISO_2_NEISO | HQ_NEISO | NEISO | Internal | Shoulder | B11 | 25 | 99999 | 4523.29 | 42.32 | 42.33 | 0.01 | 0
2035 | HQ_NEISO_2_NEISO | HQ_NEISO | NEISO | Internal | Shoulder | B12 | 200 | 99999 | 4507.22 | 42.32 | 42.33 | 0.01 | 0
2035 | HQ_NEISO_2_NEISO | HQ_NEISO | NEISO | Internal | Shoulder | B13 | 600 | 99999 | 4443.92 | 42.32 | 42.33 | 0.01 | 0
2035 | HQ_NEISO_2_NEISO | HQ_NEISO | NEISO | Internal | Shoulder | B14 | 900 | 99999 | 4333.2 | 42.32 | 42.33 | 0.01 | 0
2035 | HQ_NEISO_2_NEISO | HQ_NEISO | NEISO | Internal | Shoulder | B15 | 1203 | 99999 | 2251.49 | 42.32 | 42.33 | 0.01 | 0
2035 | HQ_NEISO_2_NEISO | HQ_NEISO | NEISO | Internal | Summer | B1 | 10 | 99999 | 5420 | 77.68 | 77.7 | 0.01 | 0
2035 | HQ_NEISO_2_NEISO | HQ_NEISO | NEISO | Internal | Summer | B2 | 25 | 99999 | 5313.73 | 72.14 | 72.15 | 0.01 | 0
2035 | HQ_NEISO_2_NEISO | HQ_NEISO | NEISO | Internal | Summer | B3 | 75 | 99999 | 5101.91 | 53.96 | 53.98 | 0.01 | 0
2035 | HQ_NEISO_2_NEISO | HQ_NEISO | NEISO | Internal | Summer | B4 | 100 | 99999 | 4919.84 | 38.69 | 38.7 | 0.01 | 0
2035 | HQ_NEISO_2_NEISO | HQ_NEISO | NEISO | Internal | Summer | B5 | 200 | 99999 | 4820.81 | 38.69 | 38.7 | 0.01 | 0
2035 | HQ_NEISO_2_NEISO | HQ_NEISO | NEISO | Internal | Summer | B6 | 300 | 99999 | 4709.12 | 38.69 | 38.7 | 0.01 | 0
2035 | HQ_NEISO_2_NEISO | HQ_NEISO | NEISO | Internal | Summer | B7 | 400 | 99999 | 4581.14 | 38.69 | 38.7 | 0.01 | 0
2035 | HQ_NEISO_2_NEISO | HQ_NEISO | NEISO | Internal | Summer | B8 | 500 | 99999 | 4480.51 | 38.69 | 38.7 | 0.01 | 0
2035 | HQ_NEISO_2_NEISO | HQ_NEISO | NEISO | Internal | Summer | B9 | 800 | 99999 | 4357.25 | 38.69 | 38.7 | 0.01 | 0
2035 | HQ_NEISO_2_NEISO | HQ_NEISO | NEISO | Internal | Summer | B10 | 1262 | 99999 | 1940.57 | 38.69 | 38.7 | 0.01 | 0
2035 | HQ_NEISO_2_NEISO | HQ_NEISO | NEISO | Internal | Winter | B16 | 25 | 99999 | 4746.16 | 53.5 | 53.51 | 0.01 | 0
2035 | HQ_NEISO_2_NEISO | HQ_NEISO | NEISO | Internal | Winter | B17 | 100 | 99999 | 4656.71 | 53.5 | 53.51 | 0.01 | 0
2035 | HQ_NEISO_2_NEISO | HQ_NEISO | NEISO | Internal | Winter | B18 | 400 | 99999 | 4588.26 | 53.5 | 53.51 | 0.01 | 0
2035 | HQ_NEISO_2_NEISO | HQ_NEISO | NEISO | Internal | Winter | B19 | 700 | 99999 | 4460.73 | 53.5 | 53.51 | 0.01 | 0
2035 | HQ_NEISO_2_NEISO | HQ_NEISO | NEISO | Internal | Winter | B20 | 935 | 99999 | 2471.08 | 53.5 | 53.51 | 0.01 | 0
2035 | HQ_NY_2_NYISO_A-F | HQ_NY | NYISO_A-F | Internal | Shoulder | B11 | 25 | 99999 | 2812.27 | 52.62 | 52.63 | 0.01 | 0
2035 | HQ_NY_2_NYISO_A-F | HQ_NY | NYISO_A-F | Internal | Shoulder | B12 | 200 | 99999 | 2847.69 | 47.84 | 47.86 | 0.01 | 0
2035 | HQ_NY_2_NYISO_A-F | HQ_NY | NYISO_A-F | Internal | Shoulder | B13 | 600 | 99999 | 2781.85 | 45.79 | 45.81 | 0.01 | 0
2035 | HQ_NY_2_NYISO_A-F | HQ_NY | NYISO_A-F | Internal | Shoulder | B14 | 900 | 99999 | 2673.14 | 45.76 | 45.77 | 0.01 | 0
2035 | HQ_NY_2_NYISO_A-F | HQ_NY | NYISO_A-F | Internal | Shoulder | B15 | 1203 | 99999 | 1582.7 | 45.76 | 45.77 | 0.01 | 0
2035 | HQ_NY_2_NYISO_A-F | HQ_NY | NYISO_A-F | Internal | Summer | B1 | 10 | 99999 | 3500 | 76.18 | 76.2 | 0.01 | 0
2035 | HQ_NY_2_NYISO_A-F | HQ_NY | NYISO_A-F | Internal | Summer | B2 | 25 | 99999 | 3406.62 | 73.64 | 73.65 | 0.01 | 0
2035 | HQ_NY_2_NYISO_A-F | HQ_NY | NYISO_A-F | Internal | Summer | B3 | 75 | 99999 | 3266.6 | 66.87 | 66.88 | 0.01 | 0
2035 | HQ_NY_2_NYISO_A-F | HQ_NY | NYISO_A-F | Internal | Summer | B4 | 100 | 99999 | 3116.28 | 58.88 | 58.89 | 0.01 | 0
2035 | HQ_NY_2_NYISO_A-F | HQ_NY | NYISO_A-F | Internal | Summer | B5 | 200 | 99999 | 3025.49 | 52.34 | 52.35 | 0.01 | 0
2035 | HQ_NY_2_NYISO_A-F | HQ_NY | NYISO_A-F | Internal | Summer | B6 | 300 | 99999 | 2934.86 | 52.34 | 52.35 | 0.01 | 0
2035 | HQ_NY_2_NYISO_A-F | HQ_NY | NYISO_A-F | Internal | Summer | B7 | 400 | 99999 | 2830.75 | 48.77 | 48.78 | 0.01 | 0
2035 | HQ_NY_2_NYISO_A-F | HQ_NY | NYISO_A-F | Internal | Summer | B8 | 500 | 99999 | 2760.25 | 44.46 | 44.48 | 0.01 | 0
2035 | HQ_NY_2_NYISO_A-F | HQ_NY | NYISO_A-F | Internal | Summer | B9 | 800 | 99999 | 2664.71 | 42.38 | 42.39 | 0.01 | 0
2035 | HQ_NY_2_NYISO_A-F | HQ_NY | NYISO_A-F | Internal | Summer | B10 | 1262 | 99999 | 1436.31 | 42.38 | 42.39 | 0.01 | 0
2035 | HQ_NY_2_NYISO_A-F | HQ_NY | NYISO_A-F | Internal | Winter | B16 | 25 | 99999 | 3058.87 | 55 | 55.01 | 0.01 | 0
2035 | HQ_NY_2_NYISO_A-F | HQ_NY | NYISO_A-F | Internal | Winter | B17 | 100 | 99999 | 3001.1 | 53.21 | 53.22 | 0.01 | 0
2035 | HQ_NY_2_NYISO_A-F | HQ_NY | NYISO_A-F | Internal | Winter | B18 | 400 | 99999 | 2934.69 | 51.41 | 51.42 | 0.01 | 0
2035 | HQ_NY_2_NYISO_A-F | HQ_NY | NYISO_A-F | Internal | Winter | B19 | 700 | 99999 | 2819.07 | 51.28 | 51.29 | 0.01 | 0
2035 | HQ_NY_2_NYISO_A-F | HQ_NY | NYISO_A-F | Internal | Winter | B20 | 935 | 99999 | 1762.97 | 51.28 | 51.29 | 0.01 | 0
2035 | HQ_IESO_2_IESO | HQ_IESO | IESO | Internal | Shoulder | B11 | 25 | 99999 | 400 | 49.12 | 49.13 | 0.01 | 0
2035 | HQ_IESO_2_IESO | HQ_IESO | IESO | Internal | Shoulder | B12 | 200 | 99999 | 400 | 49.18 | 49.19 | 0.01 | 0
2035 | HQ_IESO_2_IESO | HQ_IESO | IESO | Internal | Shoulder | B13 | 600 | 99999 | 400 | 45.66 | 45.67 | 0.01 | 0
2035 | HQ_IESO_2_IESO | HQ_IESO | IESO | Internal | Shoulder | B14 | 900 | 99999 | 400 | 45.66 | 45.67 | 0.01 | 0
2035 | HQ_IESO_2_IESO | HQ_IESO | IESO | Internal | Shoulder | B15 | 1203 | 99999 | 75.48 | 45.66 | 45.67 | 0.01 | 0
2035 | HQ_IESO_2_IESO | HQ_IESO | IESO | Internal | Summer | B1 | 10 | 99999 | 400 | 79.68 | 79.7 | 0.01 | 0
2035 | HQ_IESO_2_IESO | HQ_IESO | IESO | Internal | Summer | B2 | 25 | 99999 | 400 | 77.14 | 77.15 | 0.01 | 0
2035 | HQ_IESO_2_IESO | HQ_IESO | IESO | Internal | Summer | B3 | 75 | 99999 | 400 | 70.37 | 70.38 | 0.01 | 0
2035 | HQ_IESO_2_IESO | HQ_IESO | IESO | Internal | Summer | B4 | 100 | 99999 | 400 | 55.38 | 55.39 | 0.01 | 0
2035 | HQ_IESO_2_IESO | HQ_IESO | IESO | Internal | Summer | B5 | 200 | 99999 | 400 | 48.84 | 48.85 | 0.01 | 0
2035 | HQ_IESO_2_IESO | HQ_IESO | IESO | Internal | Summer | B6 | 300 | 99999 | 400 | 48.84 | 48.85 | 0.01 | 0
2035 | HQ_IESO_2_IESO | HQ_IESO | IESO | Internal | Summer | B7 | 400 | 99999 | 400 | 47.78 | 47.8 | 0.01 | 0
2035 | HQ_IESO_2_IESO | HQ_IESO | IESO | Internal | Summer | B8 | 500 | 99999 | 400 | 43.55 | 43.56 | 0.01 | 0
2035 | HQ_IESO_2_IESO | HQ_IESO | IESO | Internal | Summer | B9 | 800 | 99999 | 400 | 43.55 | 43.56 | 0.01 | 0
2035 | HQ_IESO_2_IESO | HQ_IESO | IESO | Internal | Summer | B10 | 1262 | 99999 | 12.04 | 43.55 | 43.56 | 0.01 | 0
2035 | HQ_IESO_2_IESO | HQ_IESO | IESO | Internal | Winter | B16 | 25 | 99999 | 400 | 52 | 52.02 | 0.01 | 0
2035 | HQ_IESO_2_IESO | HQ_IESO | IESO | Internal | Winter | B17 | 100 | 99999 | 400 | 52 | 52.02 | 0.01 | 0
2035 | HQ_IESO_2_IESO | HQ_IESO | IESO | Internal | Winter | B18 | 400 | 99999 | 400 | 47.91 | 47.92 | 0.01 | 0
2035 | HQ_IESO_2_IESO | HQ_IESO | IESO | Internal | Winter | B19 | 700 | 99999 | 400 | 47.78 | 47.79 | 0.01 | 0
2035 | HQ_IESO_2_IESO | HQ_IESO | IESO | Internal | Winter | B20 | 935 | 99999 | 91.98 | 47.78 | 47.79 | 0.01 | 0
2035 | IESO_2_MAPP_CA | IESO | MAPP_CA | Internal | Shoulder | B11 | 25 | 262 | 0 | 49.13 | 45.13 | 3.5 | 0
2035 | IESO_2_MAPP_CA | IESO | MAPP_CA | Internal | Shoulder | B12 | 200 | 262 | 0 | 49.19 | 48.33 | 3.5 | 0
2035 | IESO_2_MAPP_CA | IESO | MAPP_CA | Internal | Shoulder | B13 | 600 | 262 | 0 | 45.67 | 45.52 | 3.5 | 0
2035 | IESO_2_MAPP_CA | IESO | MAPP_CA | Internal | Shoulder | B14 | 900 | 262 | 0 | 45.67 | 40.78 | 3.5 | 0
2035 | IESO_2_MAPP_CA | IESO | MAPP_CA | Internal | Shoulder | B15 | 1203 | 262 | 0 | 45.67 | 40.78 | 3.5 | 0
2035 | IESO_2_MAPP_CA | IESO | MAPP_CA | Internal | Summer | B1 | 10 | 262 | 0 | 79.7 | 39.57 | 3.5 | 0
2035 | IESO_2_MAPP_CA | IESO | MAPP_CA | Internal | Summer | B2 | 25 | 262 | 0 | 77.15 | 39.57 | 3.5 | 0
2035 | IESO_2_MAPP_CA | IESO | MAPP_CA | Internal | Summer | B3 | 75 | 262 | 0 | 70.38 | 39.57 | 3.5 | 0
2035 | IESO_2_MAPP_CA | IESO | MAPP_CA | Internal | Summer | B4 | 100 | 262 | 0 | 55.39 | 51.39 | 3.5 | 0
2035 | IESO_2_MAPP_CA | IESO | MAPP_CA | Internal | Summer | B5 | 200 | 262 | 0 | 48.85 | 44.85 | 3.5 | 0
2035 | IESO_2_MAPP_CA | IESO | MAPP_CA | Internal | Summer | B6 | 300 | 262 | 0 | 48.85 | 44.85 | 3.5 | 0
2035 | IESO_2_MAPP_CA | IESO | MAPP_CA | Internal | Summer | B7 | 400 | 262 | 0 | 47.8 | 41.76 | 3.5 | 0
2035 | IESO_2_MAPP_CA | IESO | MAPP_CA | Internal | Summer | B8 | 500 | 262 | 0 | 43.56 | 39.57 | 3.5 | 0
2035 | IESO_2_MAPP_CA | IESO | MAPP_CA | Internal | Summer | B9 | 800 | 262 | 0 | 43.56 | 39.57 | 3.5 | 0
2035 | IESO_2_MAPP_CA | IESO | MAPP_CA | Internal | Summer | B10 | 1262 | 262 | 0 | 43.56 | 39.57 | 3.5 | 0
2035 | IESO_2_MAPP_CA | IESO | MAPP_CA | Internal | Winter | B16 | 25 | 262 | 0 | 52.02 | 45.76 | 3.5 | 0
2035 | IESO_2_MAPP_CA | IESO | MAPP_CA | Internal | Winter | B17 | 100 | 262 | 0 | 52.02 | 45.76 | 3.5 | 0
2035 | IESO_2_MAPP_CA | IESO | MAPP_CA | Internal | Winter | B18 | 400 | 262 | 0 | 47.92 | 45.76 | 3.5 | 0
2035 | IESO_2_MAPP_CA | IESO | MAPP_CA | Internal | Winter | B19 | 700 | 262 | 0 | 47.79 | 45.76 | 3.5 | 0
2035 | IESO_2_MAPP_CA | IESO | MAPP_CA | Internal | Winter | B20 | 935 | 262 | 0 | 47.79 | 45.76 | 3.5 | 0
2035 | IESO_2_MISO_MI | IESO | MISO_MI | Internal | Shoulder | B11 | 25 | 1840 | 1840 | 49.13 | 62.4 | 3.5 | 9.77
2035 | IESO_2_MISO_MI | IESO | MISO_MI | Internal | Shoulder | B12 | 200 | 1840 | 1840 | 49.19 | 52.84 | 3.5 | 0.16
2035 | IESO_2_MISO_MI | IESO | MISO_MI | Internal | Shoulder | B13 | 600 | 1840 | 1840 | 45.67 | 50.03 | 3.5 | 0.86
2035 | IESO_2_MISO_MI | IESO | MISO_MI | Internal | Shoulder | B14 | 900 | 1840 | 0 | 45.67 | 47.87 | 3.5 | 0
2035 | IESO_2_MISO_MI | IESO | MISO_MI | Internal | Shoulder | B15 | 1203 | 1840 | 0 | 45.67 | 43.01 | 3.5 | 0
2035 | IESO_2_MISO_MI | IESO | MISO_MI | Internal | Summer | B1 | 10 | 1840 | 0 | 79.7 | 81.55 | 3.5 | 0
2035 | IESO_2_MISO_MI | IESO | MISO_MI | Internal | Summer | B2 | 25 | 1840 | 233.19 | 77.15 | 80.65 | 3.5 | 0
2035 | IESO_2_MISO_MI | IESO | MISO_MI | Internal | Summer | B3 | 75 | 1840 | 1840 | 70.38 | 78.57 | 3.5 | 4.69
2035 | IESO_2_MISO_MI | IESO | MISO_MI | Internal | Summer | B4 | 100 | 1840 | 1840 | 55.39 | 78.09 | 3.5 | 19.19
2035 | IESO_2_MISO_MI | IESO | MISO_MI | Internal | Summer | B5 | 200 | 1840 | 1840 | 48.85 | 74.65 | 3.5 | 22.3
2035 | IESO_2_MISO_MI | IESO | MISO_MI | Internal | Summer | B6 | 300 | 1840 | 1840 | 48.85 | 60.7 | 3.5 | 8.35
2035 | IESO_2_MISO_MI | IESO | MISO_MI | Internal | Summer | B7 | 400 | 1840 | 1643.19 | 47.8 | 51.3 | 3.5 | 0
2035 | IESO_2_MISO_MI | IESO | MISO_MI | Internal | Summer | B8 | 500 | 1840 | 0 | 43.56 | 46.51 | 3.5 | 0
2035 | IESO_2_MISO_MI | IESO | MISO_MI | Internal | Summer | B9 | 800 | 1840 | 0 | 43.56 | 43.01 | 3.5 | 0
2035 | IESO_2_MISO_MI | IESO | MISO_MI | Internal | Summer | B10 | 1262 | 1840 | 0 | 43.56 | 39.57 | 3.5 | 0
2035 | IESO_2_MISO_MI | IESO | MISO_MI | Internal | Winter | B16 | 25 | 1840 | 1840 | 52.02 | 65.34 | 3.5 | 9.82
2035 | IESO_2_MISO_MI | IESO | MISO_MI | Internal | Winter | B17 | 100 | 1840 | 1840 | 52.02 | 57.43 | 3.5 | 1.92
2035 | IESO_2_MISO_MI | IESO | MISO_MI | Internal | Winter | B18 | 400 | 1840 | 834.59 | 47.92 | 51.42 | 3.5 | 0
2035 | IESO_2_MISO_MI | IESO | MISO_MI | Internal | Winter | B19 | 700 | 1840 | 0 | 47.79 | 47.2 | 3.5 | 0
2035 | IESO_2_MISO_MI | IESO | MISO_MI | Internal | Winter | B20 | 935 | 1840 | 0 | 47.79 | 43.46 | 3.5 | 0
2035 | IESO_2_MISO_W | IESO | MISO_W | Internal | Shoulder | B11 | 25 | 214 | 214 | 49.13 | 62.37 | 3.5 | 9.74
2035 | IESO_2_MISO_W | IESO | MISO_W | Internal | Shoulder | B12 | 200 | 214 | 0 | 49.19 | 50.83 | 3.5 | 0
2035 | IESO_2_MISO_W | IESO | MISO_W | Internal | Shoulder | B13 | 600 | 214 | 0 | 45.67 | 48.02 | 3.5 | 0
2035 | IESO_2_MISO_W | IESO | MISO_W | Internal | Shoulder | B14 | 900 | 214 | 0 | 45.67 | 40.79 | 3.5 | 0
2035 | IESO_2_MISO_W | IESO | MISO_W | Internal | Shoulder | B15 | 1203 | 214 | 0 | 45.67 | 33.47 | 3.5 | 0
2035 | IESO_2_MISO_W | IESO | MISO_W | Internal | Summer | B1 | 10 | 214 | 0 | 79.7 | 81.51 | 3.5 | 0
2035 | IESO_2_MISO_W | IESO | MISO_W | Internal | Summer | B2 | 25 | 214 | 0 | 77.15 | 76.76 | 3.5 | 0
2035 | IESO_2_MISO_W | IESO | MISO_W | Internal | Summer | B3 | 75 | 214 | 214 | 70.38 | 78.18 | 3.5 | 4.3
2035 | IESO_2_MISO_W | IESO | MISO_W | Internal | Summer | B4 | 100 | 214 | 214 | 55.39 | 76.1 | 3.5 | 17.2
2035 | IESO_2_MISO_W | IESO | MISO_W | Internal | Summer | B5 | 200 | 214 | 214 | 48.85 | 74.63 | 3.5 | 22.28
2035 | IESO_2_MISO_W | IESO | MISO_W | Internal | Summer | B6 | 300 | 214 | 214 | 48.85 | 60.69 | 3.5 | 8.34
2035 | IESO_2_MISO_W | IESO | MISO_W | Internal | Summer | B7 | 400 | 214 | 0 | 47.8 | 51.26 | 3.5 | 0
2035 | IESO_2_MISO_W | IESO | MISO_W | Internal | Summer | B8 | 500 | 214 | 0 | 43.56 | 45.93 | 3.5 | 0
2035 | IESO_2_MISO_W | IESO | MISO_W | Internal | Summer | B9 | 800 | 214 | 0 | 43.56 | 42.97 | 3.5 | 0
2035 | IESO_2_MISO_W | IESO | MISO_W | Internal | Summer | B10 | 1262 | 214 | 0 | 43.56 | 37.43 | 3.5 | 0
2035 | IESO_2_MISO_W | IESO | MISO_W | Internal | Winter | B16 | 25 | 214 | 0 | 52.02 | 45.77 | 3.5 | 0
2035 | IESO_2_MISO_W | IESO | MISO_W | Internal | Winter | B17 | 100 | 214 | 0 | 52.02 | 45.77 | 3.5 | 0
2035 | IESO_2_MISO_W | IESO | MISO_W | Internal | Winter | B18 | 400 | 214 | 0 | 47.92 | 45.77 | 3.5 | 0
2035 | IESO_2_MISO_W | IESO | MISO_W | Internal | Winter | B19 | 700 | 214 | 0 | 47.79 | 45.77 | 3.5 | 0
2035 | IESO_2_MISO_W | IESO | MISO_W | Internal | Winter | B20 | 935 | 214 | 0 | 47.79 | 32.75 | 3.5 | 0
2035 | IESO_2_NYISO_A-F | IESO | NYISO_A-F | Internal | Shoulder | B11 | 25 | 1725 | 324.59 | 49.13 | 52.63 | 3.5 | 0
2035 | IESO_2_NYISO_A-F | IESO | NYISO_A-F | Internal | Shoulder | B12 | 200 | 1725 | 0 | 49.19 | 47.86 | 3.5 | 0
2035 | IESO_2_NYISO_A-F | IESO | NYISO_A-F | Internal | Shoulder | B13 | 600 | 1725 | 0 | 45.67 | 45.81 | 3.5 | 0
2035 | IESO_2_NYISO_A-F | IESO | NYISO_A-F | Internal | Shoulder | B14 | 900 | 1725 | 0 | 45.67 | 45.77 | 3.5 | 0
2035 | IESO_2_NYISO_A-F | IESO | NYISO_A-F | Internal | Shoulder | B15 | 1203 | 1725 | 0 | 45.67 | 45.77 | 3.5 | 0
2035 | IESO_2_NYISO_A-F | IESO | NYISO_A-F | Internal | Summer | B1 | 10 | 1725 | 0 | 79.7 | 76.2 | 3.5 | 0
2035 | IESO_2_NYISO_A-F | IESO | NYISO_A-F | Internal | Summer | B2 | 25 | 1725 | 0 | 77.15 | 73.65 | 3.5 | 0
2035 | IESO_2_NYISO_A-F | IESO | NYISO_A-F | Internal | Summer | B3 | 75 | 1725 | 0 | 70.38 | 66.88 | 3.5 | 0
2035 | IESO_2_NYISO_A-F | IESO | NYISO_A-F | Internal | Summer | B4 | 100 | 1725 | 136.59 | 55.39 | 58.89 | 3.5 | 0
2035 | IESO_2_NYISO_A-F | IESO | NYISO_A-F | Internal | Summer | B5 | 200 | 1725 | 676.61 | 48.85 | 52.35 | 3.5 | 0
2035 | IESO_2_NYISO_A-F | IESO | NYISO_A-F | Internal | Summer | B6 | 300 | 1725 | 378.79 | 48.85 | 52.35 | 3.5 | 0
2035 | IESO_2_NYISO_A-F | IESO | NYISO_A-F | Internal | Summer | B7 | 400 | 1725 | 0 | 47.8 | 48.78 | 3.5 | 0
2035 | IESO_2_NYISO_A-F | IESO | NYISO_A-F | Internal | Summer | B8 | 500 | 1725 | 0 | 43.56 | 44.48 | 3.5 | 0
2035 | IESO_2_NYISO_A-F | IESO | NYISO_A-F | Internal | Summer | B9 | 800 | 1725 | 0 | 43.56 | 42.39 | 3.5 | 0
2035 | IESO_2_NYISO_A-F | IESO | NYISO_A-F | Internal | Summer | B10 | 1262 | 1725 | 0 | 43.56 | 42.39 | 3.5 | 0
2035 | IESO_2_NYISO_A-F | IESO | NYISO_A-F | Internal | Winter | B16 | 25 | 1725 | 0 | 52.02 | 55.01 | 3.5 | 0
2035 | IESO_2_NYISO_A-F | IESO | NYISO_A-F | Internal | Winter | B17 | 100 | 1725 | 0 | 52.02 | 53.22 | 3.5 | 0
2035 | IESO_2_NYISO_A-F | IESO | NYISO_A-F | Internal | Winter | B18 | 400 | 1725 | 437.1 | 47.92 | 51.42 | 3.5 | 0
2035 | IESO_2_NYISO_A-F | IESO | NYISO_A-F | Internal | Winter | B19 | 700 | 1725 | 261.34 | 47.79 | 51.29 | 3.5 | 0
2035 | IESO_2_NYISO_A-F | IESO | NYISO_A-F | Internal | Winter | B20 | 935 | 1725 | 117.42 | 47.79 | 51.29 | 3.5 | 0
2035 | MAPP_CA_2_IESO | MAPP_CA | IESO | Internal | Shoulder | B11 | 25 | 330 | 138.17 | 45.13 | 49.13 | 4 | 0
2035 | MAPP_CA_2_IESO | MAPP_CA | IESO | Internal | Shoulder | B12 | 200 | 330 | 0 | 48.33 | 49.19 | 4 | 0
2035 | MAPP_CA_2_IESO | MAPP_CA | IESO | Internal | Shoulder | B13 | 600 | 330 | 0 | 45.52 | 45.67 | 4 | 0
2035 | MAPP_CA_2_IESO | MAPP_CA | IESO | Internal | Shoulder | B14 | 900 | 330 | 330 | 40.78 | 45.67 | 4 | 0.9
2035 | MAPP_CA_2_IESO | MAPP_CA | IESO | Internal | Shoulder | B15 | 1203 | 330 | 330 | 40.78 | 45.67 | 4 | 0.9
2035 | MAPP_CA_2_IESO | MAPP_CA | IESO | Internal | Summer | B1 | 10 | 330 | 330 | 39.57 | 79.7 | 4 | 36.13
2035 | MAPP_CA_2_IESO | MAPP_CA | IESO | Internal | Summer | B2 | 25 | 330 | 330 | 39.57 | 77.15 | 4 | 33.59
2035 | MAPP_CA_2_IESO | MAPP_CA | IESO | Internal | Summer | B3 | 75 | 330 | 330 | 39.57 | 70.38 | 4 | 26.82
2035 | MAPP_CA_2_IESO | MAPP_CA | IESO | Internal | Summer | B4 | 100 | 330 | 297.07 | 51.39 | 55.39 | 4 | 0
2035 | MAPP_CA_2_IESO | MAPP_CA | IESO | Internal | Summer | B5 | 200 | 330 | 190.03 | 44.85 | 48.85 | 4 | 0
2035 | MAPP_CA_2_IESO | MAPP_CA | IESO | Internal | Summer | B6 | 300 | 330 | 74.81 | 44.85 | 48.85 | 4 | 0
2035 | MAPP_CA_2_IESO | MAPP_CA | IESO | Internal | Summer | B7 | 400 | 330 | 330 | 41.76 | 47.8 | 4 | 2.04
2035 | MAPP_CA_2_IESO | MAPP_CA | IESO | Internal | Summer | B8 | 500 | 330 | 62.69 | 39.57 | 43.56 | 4 | 0
2035 | MAPP_CA_2_IESO | MAPP_CA | IESO | Internal | Summer | B9 | 800 | 330 | 46.16 | 39.57 | 43.56 | 4 | 0
2035 | MAPP_CA_2_IESO | MAPP_CA | IESO | Internal | Summer | B10 | 1262 | 330 | 35.15 | 39.57 | 43.56 | 4 | 0
2035 | MAPP_CA_2_IESO | MAPP_CA | IESO | Internal | Winter | B16 | 25 | 330 | 330 | 45.76 | 52.02 | 4 | 2.26
2035 | MAPP_CA_2_IESO | MAPP_CA | IESO | Internal | Winter | B17 | 100 | 330 | 330 | 45.76 | 52.02 | 4 | 2.26
2035 | MAPP_CA_2_IESO | MAPP_CA | IESO | Internal | Winter | B18 | 400 | 330 | 0 | 45.76 | 47.92 | 4 | 0
2035 | MAPP_CA_2_IESO | MAPP_CA | IESO | Internal | Winter | B19 | 700 | 330 | 0 | 45.76 | 47.79 | 4 | 0
2035 | MAPP_CA_2_IESO | MAPP_CA | IESO | Internal | Winter | B20 | 935 | 330 | 0 | 45.76 | 47.79 | 4 | 0
2035 | MAPP_CA_2_MAPP_US | MAPP_CA | MAPP_US | Internal | Shoulder | B11 | 25 | 437 | 437 | 45.13 | 56.37 | 3.5 | 7.74
2035 | MAPP_CA_2_MAPP_US | MAPP_CA | MAPP_US | Internal | Shoulder | B12 | 200 | 437 | 0 | 48.33 | 44.83 | 3.5 | 0
2035 | MAPP_CA_2_MAPP_US | MAPP_CA | MAPP_US | Internal | Shoulder | B13 | 600 | 437 | 0 | 45.52 | 42.02 | 3.5 | 0
2035 | MAPP_CA_2_MAPP_US | MAPP_CA | MAPP_US | Internal | Shoulder | B14 | 900 | 437 | 0 | 40.78 | 30.2 | 3.5 | 0
2035 | MAPP_CA_2_MAPP_US | MAPP_CA | MAPP_US | Internal | Shoulder | B15 | 1203 | 437 | 0 | 40.78 | 26.89 | 3.5 | 0
2035 | MAPP_CA_2_MAPP_US | MAPP_CA | MAPP_US | Internal | Summer | B1 | 10 | 437 | 437 | 39.57 | 78.01 | 3.5 | 34.95
2035 | MAPP_CA_2_MAPP_US | MAPP_CA | MAPP_US | Internal | Summer | B2 | 25 | 437 | 437 | 39.57 | 71.62 | 3.5 | 28.55
2035 | MAPP_CA_2_MAPP_US | MAPP_CA | MAPP_US | Internal | Summer | B3 | 75 | 437 | 437 | 39.57 | 73.18 | 3.5 | 30.12
2035 | MAPP_CA_2_MAPP_US | MAPP_CA | MAPP_US | Internal | Summer | B4 | 100 | 437 | 437 | 51.39 | 70.1 | 3.5 | 15.2
2035 | MAPP_CA_2_MAPP_US | MAPP_CA | MAPP_US | Internal | Summer | B5 | 200 | 437 | 437 | 44.85 | 68.63 | 3.5 | 20.28
2035 | MAPP_CA_2_MAPP_US | MAPP_CA | MAPP_US | Internal | Summer | B6 | 300 | 437 | 437 | 44.85 | 54.69 | 3.5 | 6.34
2035 | MAPP_CA_2_MAPP_US | MAPP_CA | MAPP_US | Internal | Summer | B7 | 400 | 437 | 150.27 | 41.76 | 45.26 | 3.5 | 0
2035 | MAPP_CA_2_MAPP_US | MAPP_CA | MAPP_US | Internal | Summer | B8 | 500 | 437 | 0 | 39.57 | 39.93 | 3.5 | 0
2035 | MAPP_CA_2_MAPP_US | MAPP_CA | MAPP_US | Internal | Summer | B9 | 800 | 437 | 0 | 39.57 | 36.97 | 3.5 | 0
2035 | MAPP_CA_2_MAPP_US | MAPP_CA | MAPP_US | Internal | Summer | B10 | 1262 | 437 | 0 | 39.57 | 31.43 | 3.5 | 0
2035 | MAPP_CA_2_MAPP_US | MAPP_CA | MAPP_US | Internal | Winter | B16 | 25 | 437 | 0 | 45.76 | -30.06 | 3.5 | 0
2035 | MAPP_CA_2_MAPP_US | MAPP_CA | MAPP_US | Internal | Winter | B17 | 100 | 437 | 0 | 45.76 | 24.49 | 3.5 | 0
2035 | MAPP_CA_2_MAPP_US | MAPP_CA | MAPP_US | Internal | Winter | B18 | 400 | 437 | 0 | 45.76 | 37.84 | 3.5 | 0
2035 | MAPP_CA_2_MAPP_US | MAPP_CA | MAPP_US | Internal | Winter | B19 | 700 | 437 | 0 | 45.76 | 37.84 | 3.5 | 0
2035 | MAPP_CA_2_MAPP_US | MAPP_CA | MAPP_US | Internal | Winter | B20 | 935 | 437 | 0 | 45.76 | 27.1 | 3.5 | 0
2035 | MAPP_CA_2_MISO_W | MAPP_CA | MISO_W | Internal | Shoulder | B11 | 25 | 2058 | 2058 | 45.13 | 62.37 | 0.01 | 17.22
2035 | MAPP_CA_2_MISO_W | MAPP_CA | MISO_W | Internal | Shoulder | B12 | 200 | 2058 | 2058 | 48.33 | 50.83 | 0.01 | 2.49
2035 | MAPP_CA_2_MISO_W | MAPP_CA | MISO_W | Internal | Shoulder | B13 | 600 | 2058 | 2058 | 45.52 | 48.02 | 0.01 | 2.49
2035 | MAPP_CA_2_MISO_W | MAPP_CA | MISO_W | Internal | Shoulder | B14 | 900 | 2058 | 992.58 | 40.78 | 40.79 | 0.01 | 0
2035 | MAPP_CA_2_MISO_W | MAPP_CA | MISO_W | Internal | Shoulder | B15 | 1203 | 2058 | 0 | 40.78 | 33.47 | 0.01 | 0
2035 | MAPP_CA_2_MISO_W | MAPP_CA | MISO_W | Internal | Summer | B1 | 10 | 2058 | 2058 | 39.57 | 81.51 | 0.01 | 41.94
2035 | MAPP_CA_2_MISO_W | MAPP_CA | MISO_W | Internal | Summer | B2 | 25 | 2058 | 2058 | 39.57 | 76.76 | 0.01 | 37.18
2035 | MAPP_CA_2_MISO_W | MAPP_CA | MISO_W | Internal | Summer | B3 | 75 | 2058 | 2058 | 39.57 | 78.18 | 0.01 | 38.61
2035 | MAPP_CA_2_MISO_W | MAPP_CA | MISO_W | Internal | Summer | B4 | 100 | 2058 | 2058 | 51.39 | 76.1 | 0.01 | 24.69
2035 | MAPP_CA_2_MISO_W | MAPP_CA | MISO_W | Internal | Summer | B5 | 200 | 2058 | 2058 | 44.85 | 74.63 | 0.01 | 29.77
2035 | MAPP_CA_2_MISO_W | MAPP_CA | MISO_W | Internal | Summer | B6 | 300 | 2058 | 2058 | 44.85 | 60.69 | 0.01 | 15.83
2035 | MAPP_CA_2_MISO_W | MAPP_CA | MISO_W | Internal | Summer | B7 | 400 | 2058 | 2058 | 41.76 | 51.26 | 0.01 | 9.49
2035 | MAPP_CA_2_MISO_W | MAPP_CA | MISO_W | Internal | Summer | B8 | 500 | 2058 | 2058 | 39.57 | 45.93 | 0.01 | 6.35
2035 | MAPP_CA_2_MISO_W | MAPP_CA | MISO_W | Internal | Summer | B9 | 800 | 2058 | 2058 | 39.57 | 42.97 | 0.01 | 3.39
2035 | MAPP_CA_2_MISO_W | MAPP_CA | MISO_W | Internal | Summer | B10 | 1262 | 2058 | 0 | 39.57 | 37.43 | 0.01 | 0
2035 | MAPP_CA_2_MISO_W | MAPP_CA | MISO_W | Internal | Winter | B16 | 25 | 2058 | 866.91 | 45.76 | 45.77 | 0.01 | 0
2035 | MAPP_CA_2_MISO_W | MAPP_CA | MISO_W | Internal | Winter | B17 | 100 | 2058 | 368 | 45.76 | 45.77 | 0.01 | 0
2035 | MAPP_CA_2_MISO_W | MAPP_CA | MISO_W | Internal | Winter | B18 | 400 | 2058 | 1527.12 | 45.76 | 45.77 | 0.01 | 0
2035 | MAPP_CA_2_MISO_W | MAPP_CA | MISO_W | Internal | Winter | B19 | 700 | 2058 | 1112.54 | 45.76 | 45.77 | 0.01 | 0
2035 | MAPP_CA_2_MISO_W | MAPP_CA | MISO_W | Internal | Winter | B20 | 935 | 2058 | 0 | 45.76 | 32.75 | 0.01 | 0
2035 | MAPP_US_2_MAPP_CA | MAPP_US | MAPP_CA | Internal | Shoulder | B11 | 25 | 230 | 0 | 56.37 | 45.13 | 3.5 | 0
2035 | MAPP_US_2_MAPP_CA | MAPP_US | MAPP_CA | Internal | Shoulder | B12 | 200 | 230 | 48.89 | 44.83 | 48.33 | 3.5 | 0
2035 | MAPP_US_2_MAPP_CA | MAPP_US | MAPP_CA | Internal | Shoulder | B13 | 600 | 230 | 29.6 | 42.02 | 45.52 | 3.5 | 0
2035 | MAPP_US_2_MAPP_CA | MAPP_US | MAPP_CA | Internal | Shoulder | B14 | 900 | 230 | 230 | 30.2 | 40.78 | 3.5 | 7.08
2035 | MAPP_US_2_MAPP_CA | MAPP_US | MAPP_CA | Internal | Shoulder | B15 | 1203 | 230 | 230 | 26.89 | 40.78 | 3.5 | 10.39
2035 | MAPP_US_2_MAPP_CA | MAPP_US | MAPP_CA | Internal | Summer | B1 | 10 | 230 | 0 | 78.01 | 39.57 | 3.5 | 0
2035 | MAPP_US_2_MAPP_CA | MAPP_US | MAPP_CA | Internal | Summer | B2 | 25 | 230 | 0 | 71.62 | 39.57 | 3.5 | 0
2035 | MAPP_US_2_MAPP_CA | MAPP_US | MAPP_CA | Internal | Summer | B3 | 75 | 230 | 0 | 73.18 | 39.57 | 3.5 | 0
2035 | MAPP_US_2_MAPP_CA | MAPP_US | MAPP_CA | Internal | Summer | B4 | 100 | 230 | 0 | 70.1 | 51.39 | 3.5 | 0
2035 | MAPP_US_2_MAPP_CA | MAPP_US | MAPP_CA | Internal | Summer | B5 | 200 | 230 | 0 | 68.63 | 44.85 | 3.5 | 0
2035 | MAPP_US_2_MAPP_CA | MAPP_US | MAPP_CA | Internal | Summer | B6 | 300 | 230 | 0 | 54.69 | 44.85 | 3.5 | 0
2035 | MAPP_US_2_MAPP_CA | MAPP_US | MAPP_CA | Internal | Summer | B7 | 400 | 230 | 0 | 45.26 | 41.76 | 3.5 | 0
2035 | MAPP_US_2_MAPP_CA | MAPP_US | MAPP_CA | Internal | Summer | B8 | 500 | 230 | 0 | 39.93 | 39.57 | 3.5 | 0
2035 | MAPP_US_2_MAPP_CA | MAPP_US | MAPP_CA | Internal | Summer | B9 | 800 | 230 | 0 | 36.97 | 39.57 | 3.5 | 0
2035 | MAPP_US_2_MAPP_CA | MAPP_US | MAPP_CA | Internal | Summer | B10 | 1262 | 230 | 230 | 31.43 | 39.57 | 3.5 | 4.64
2035 | MAPP_US_2_MAPP_CA | MAPP_US | MAPP_CA | Internal | Winter | B16 | 25 | 230 | 230 | -30.06 | 45.76 | 3.5 | 72.32
2035 | MAPP_US_2_MAPP_CA | MAPP_US | MAPP_CA | Internal | Winter | B17 | 100 | 230 | 230 | 24.49 | 45.76 | 3.5 | 17.77
2035 | MAPP_US_2_MAPP_CA | MAPP_US | MAPP_CA | Internal | Winter | B18 | 400 | 230 | 230 | 37.84 | 45.76 | 3.5 | 4.42
2035 | MAPP_US_2_MAPP_CA | MAPP_US | MAPP_CA | Internal | Winter | B19 | 700 | 230 | 230 | 37.84 | 45.76 | 3.5 | 4.42
2035 | MAPP_US_2_MAPP_CA | MAPP_US | MAPP_CA | Internal | Winter | B20 | 935 | 230 | 230 | 27.1 | 45.76 | 3.5 | 15.15
2035 | MAPP_US_2_MISO_W | MAPP_US | MISO_W | Internal | Shoulder | B11 | 25 | 2635 | 2635 | 56.37 | 62.37 | 3.5 | 2.5
2035 | MAPP_US_2_MISO_W | MAPP_US | MISO_W | Internal | Shoulder | B12 | 200 | 2635 | 2635 | 44.83 | 50.83 | 3.5 | 2.5
2035 | MAPP_US_2_MISO_W | MAPP_US | MISO_W | Internal | Shoulder | B13 | 600 | 2635 | 2635 | 42.02 | 48.02 | 3.5 | 2.5
2035 | MAPP_US_2_MISO_W | MAPP_US | MISO_W | Internal | Shoulder | B14 | 900 | 2635 | 2635 | 30.2 | 40.79 | 3.5 | 7.09
2035 | MAPP_US_2_MISO_W | MAPP_US | MISO_W | Internal | Shoulder | B15 | 1203 | 2635 | 2635 | 26.89 | 33.47 | 3.5 | 3.08
2035 | MAPP_US_2_MISO_W | MAPP_US | MISO_W | Internal | Summer | B1 | 10 | 2635 | 2104.23 | 78.01 | 81.51 | 3.5 | 0
2035 | MAPP_US_2_MISO_W | MAPP_US | MISO_W | Internal | Summer | B2 | 25 | 2635 | 2635 | 71.62 | 76.76 | 3.5 | 1.64
2035 | MAPP_US_2_MISO_W | MAPP_US | MISO_W | Internal | Summer | B3 | 75 | 2635 | 2635 | 73.18 | 78.18 | 3.5 | 1.5
2035 | MAPP_US_2_MISO_W | MAPP_US | MISO_W | Internal | Summer | B4 | 100 | 2635 | 2635 | 70.1 | 76.1 | 3.5 | 2.5
2035 | MAPP_US_2_MISO_W | MAPP_US | MISO_W | Internal | Summer | B5 | 200 | 2635 | 2635 | 68.63 | 74.63 | 3.5 | 2.5
2035 | MAPP_US_2_MISO_W | MAPP_US | MISO_W | Internal | Summer | B6 | 300 | 2635 | 2635 | 54.69 | 60.69 | 3.5 | 2.5
2035 | MAPP_US_2_MISO_W | MAPP_US | MISO_W | Internal | Summer | B7 | 400 | 2635 | 2635 | 45.26 | 51.26 | 3.5 | 2.5
2035 | MAPP_US_2_MISO_W | MAPP_US | MISO_W | Internal | Summer | B8 | 500 | 2635 | 2635 | 39.93 | 45.93 | 3.5 | 2.5
2035 | MAPP_US_2_MISO_W | MAPP_US | MISO_W | Internal | Summer | B9 | 800 | 2635 | 2635 | 36.97 | 42.97 | 3.5 | 2.5
2035 | MAPP_US_2_MISO_W | MAPP_US | MISO_W | Internal | Summer | B10 | 1262 | 2635 | 2635 | 31.43 | 37.43 | 3.5 | 2.5
2035 | MAPP_US_2_MISO_W | MAPP_US | MISO_W | Internal | Winter | B16 | 25 | 2635 | 2635 | -30.06 | 45.77 | 3.5 | 72.33
2035 | MAPP_US_2_MISO_W | MAPP_US | MISO_W | Internal | Winter | B17 | 100 | 2635 | 2635 | 24.49 | 45.77 | 3.5 | 17.78
2035 | MAPP_US_2_MISO_W | MAPP_US | MISO_W | Internal | Winter | B18 | 400 | 2635 | 2635 | 37.84 | 45.77 | 3.5 | 4.43
2035 | MAPP_US_2_MISO_W | MAPP_US | MISO_W | Internal | Winter | B19 | 700 | 2635 | 2635 | 37.84 | 45.77 | 3.5 | 4.43
2035 | MAPP_US_2_MISO_W | MAPP_US | MISO_W | Internal | Winter | B20 | 935 | 2635 | 2635 | 27.1 | 32.75 | 3.5 | 2.15
2035 | MAPP_US_2_NE | MAPP_US | NE | Internal | Shoulder | B11 | 25 | 2000 | 1342.28 | 56.37 | 59.87 | 3.5 | 0
2035 | MAPP_US_2_NE | MAPP_US | NE | Internal | Shoulder | B12 | 200 | 2000 | 876.43 | 44.83 | 48.33 | 3.5 | 0
2035 | MAPP_US_2_NE | MAPP_US | NE | Internal | Shoulder | B13 | 600 | 2000 | 1200.93 | 42.02 | 45.52 | 3.5 | 0
2035 | MAPP_US_2_NE | MAPP_US | NE | Internal | Shoulder | B14 | 900 | 2000 | 0 | 30.2 | 30.29 | 3.5 | 0
2035 | MAPP_US_2_NE | MAPP_US | NE | Internal | Shoulder | B15 | 1203 | 2000 | 0 | 26.89 | 24.39 | 3.5 | 0
2035 | MAPP_US_2_NE | MAPP_US | NE | Internal | Summer | B1 | 10 | 2000 | 0 | 78.01 | 79.01 | 3.5 | 0
2035 | MAPP_US_2_NE | MAPP_US | NE | Internal | Summer | B2 | 25 | 2000 | 0 | 71.62 | 74.26 | 3.5 | 0
2035 | MAPP_US_2_NE | MAPP_US | NE | Internal | Summer | B3 | 75 | 2000 | 0 | 73.18 | 75.68 | 3.5 | 0
2035 | MAPP_US_2_NE | MAPP_US | NE | Internal | Summer | B4 | 100 | 2000 | 336.41 | 70.1 | 73.6 | 3.5 | 0
2035 | MAPP_US_2_NE | MAPP_US | NE | Internal | Summer | B5 | 200 | 2000 | 230.11 | 68.63 | 72.13 | 3.5 | 0
2035 | MAPP_US_2_NE | MAPP_US | NE | Internal | Summer | B6 | 300 | 2000 | 392.8 | 54.69 | 58.19 | 3.5 | 0
2035 | MAPP_US_2_NE | MAPP_US | NE | Internal | Summer | B7 | 400 | 2000 | 622.16 | 45.26 | 48.76 | 3.5 | 0
2035 | MAPP_US_2_NE | MAPP_US | NE | Internal | Summer | B8 | 500 | 2000 | 1204.75 | 39.93 | 43.43 | 3.5 | 0
2035 | MAPP_US_2_NE | MAPP_US | NE | Internal | Summer | B9 | 800 | 2000 | 738.6 | 36.97 | 40.47 | 3.5 | 0
2035 | MAPP_US_2_NE | MAPP_US | NE | Internal | Summer | B10 | 1262 | 2000 | 805.12 | 31.43 | 34.93 | 3.5 | 0
2035 | MAPP_US_2_NE | MAPP_US | NE | Internal | Winter | B16 | 25 | 2000 | 0 | -30.06 | -32.56 | 3.5 | 0
2035 | MAPP_US_2_NE | MAPP_US | NE | Internal | Winter | B17 | 100 | 2000 | 0 | 24.49 | 21.99 | 3.5 | 0
2035 | MAPP_US_2_NE | MAPP_US | NE | Internal | Winter | B18 | 400 | 2000 | 594.39 | 37.84 | 41.34 | 3.5 | 0
2035 | MAPP_US_2_NE | MAPP_US | NE | Internal | Winter | B19 | 700 | 2000 | 0 | 37.84 | 38.57 | 3.5 | 0
2035 | MAPP_US_2_NE | MAPP_US | NE | Internal | Winter | B20 | 935 | 2000 | 0 | 27.1 | 25.53 | 3.5 | 0
2035 | MARITIMES_2_NEISO | MARITIMES | NEISO | Internal | Shoulder | B11 | 25 | 99999 | 1720.66 | 42.32 | 42.33 | 0.01 | 0
2035 | MARITIMES_2_NEISO | MARITIMES | NEISO | Internal | Shoulder | B12 | 200 | 99999 | 1717.44 | 42.32 | 42.33 | 0.01 | 0
2035 | MARITIMES_2_NEISO | MARITIMES | NEISO | Internal | Shoulder | B13 | 600 | 99999 | 1704.78 | 42.32 | 42.33 | 0.01 | 0
2035 | MARITIMES_2_NEISO | MARITIMES | NEISO | Internal | Shoulder | B14 | 900 | 99999 | 1682.64 | 42.32 | 42.33 | 0.01 | 0
2035 | MARITIMES_2_NEISO | MARITIMES | NEISO | Internal | Shoulder | B15 | 1203 | 99999 | 648.08 | 42.32 | 42.33 | 0.01 | 0
2035 | MARITIMES_2_NEISO | MARITIMES | NEISO | Internal | Summer | B1 | 10 | 99999 | 1900 | 77.68 | 77.7 | 0.01 | 0
2035 | MARITIMES_2_NEISO | MARITIMES | NEISO | Internal | Summer | B2 | 25 | 99999 | 1878.75 | 72.14 | 72.15 | 0.01 | 0
2035 | MARITIMES_2_NEISO | MARITIMES | NEISO | Internal | Summer | B3 | 75 | 99999 | 1836.38 | 53.96 | 53.98 | 0.01 | 0
2035 | MARITIMES_2_NEISO | MARITIMES | NEISO | Internal | Summer | B4 | 100 | 99999 | 1799.97 | 38.69 | 38.7 | 0.01 | 0
2035 | MARITIMES_2_NEISO | MARITIMES | NEISO | Internal | Summer | B5 | 200 | 99999 | 1780.16 | 38.69 | 38.7 | 0.01 | 0
2035 | MARITIMES_2_NEISO | MARITIMES | NEISO | Internal | Summer | B6 | 300 | 99999 | 1757.82 | 38.69 | 38.7 | 0.01 | 0
2035 | MARITIMES_2_NEISO | MARITIMES | NEISO | Internal | Summer | B7 | 400 | 99999 | 1732.23 | 38.69 | 38.7 | 0.01 | 0
2035 | MARITIMES_2_NEISO | MARITIMES | NEISO | Internal | Summer | B8 | 500 | 99999 | 1712.1 | 38.69 | 38.7 | 0.01 | 0
2035 | MARITIMES_2_NEISO | MARITIMES | NEISO | Internal | Summer | B9 | 800 | 99999 | 1687.45 | 38.69 | 38.7 | 0.01 | 0
2035 | MARITIMES_2_NEISO | MARITIMES | NEISO | Internal | Summer | B10 | 1262 | 99999 | 465.06 | 38.69 | 38.7 | 0.01 | 0
2035 | MARITIMES_2_NEISO | MARITIMES | NEISO | Internal | Winter | B16 | 25 | 99999 | 1765.23 | 53.5 | 53.51 | 0.01 | 0
2035 | MARITIMES_2_NEISO | MARITIMES | NEISO | Internal | Winter | B17 | 100 | 99999 | 1747.34 | 53.5 | 53.51 | 0.01 | 0
2035 | MARITIMES_2_NEISO | MARITIMES | NEISO | Internal | Winter | B18 | 400 | 99999 | 1733.65 | 53.5 | 53.51 | 0.01 | 0
2035 | MARITIMES_2_NEISO | MARITIMES | NEISO | Internal | Winter | B19 | 700 | 99999 | 1708.15 | 53.5 | 53.51 | 0.01 | 0
2035 | MARITIMES_2_NEISO | MARITIMES | NEISO | Internal | Winter | B20 | 935 | 99999 | 723.43 | 53.5 | 53.51 | 0.01 | 0
2035 | MISO_IN_2_MISO_MI | MISO_IN | MISO_MI | Internal | Shoulder | B11 | 25 | 5081 | 107.81 | 62.39 | 62.4 | 0.01 | 0
2035 | MISO_IN_2_MISO_MI | MISO_IN | MISO_MI | Internal | Shoulder | B12 | 200 | 5081 | 2418.77 | 52.83 | 52.84 | 0.01 | 0
2035 | MISO_IN_2_MISO_MI | MISO_IN | MISO_MI | Internal | Shoulder | B13 | 600 | 5081 | 3311.26 | 50.02 | 50.03 | 0.01 | 0
2035 | MISO_IN_2_MISO_MI | MISO_IN | MISO_MI | Internal | Shoulder | B14 | 900 | 5081 | 4336.02 | 47.86 | 47.87 | 0.01 | 0
2035 | MISO_IN_2_MISO_MI | MISO_IN | MISO_MI | Internal | Shoulder | B15 | 1203 | 5081 | 3984.59 | 43 | 43.01 | 0.01 | 0
2035 | MISO_IN_2_MISO_MI | MISO_IN | MISO_MI | Internal | Summer | B1 | 10 | 5081 | 2067.4 | 81.54 | 81.55 | 0.01 | 0
2035 | MISO_IN_2_MISO_MI | MISO_IN | MISO_MI | Internal | Summer | B2 | 25 | 5081 | 2143.45 | 80.64 | 80.65 | 0.01 | 0
2035 | MISO_IN_2_MISO_MI | MISO_IN | MISO_MI | Internal | Summer | B3 | 75 | 5081 | 0 | 78.59 | 78.57 | 0.01 | 0
2035 | MISO_IN_2_MISO_MI | MISO_IN | MISO_MI | Internal | Summer | B4 | 100 | 5081 | 0 | 78.1 | 78.09 | 0.01 | 0
2035 | MISO_IN_2_MISO_MI | MISO_IN | MISO_MI | Internal | Summer | B5 | 200 | 5081 | 0 | 74.65 | 74.65 | 0.01 | 0
2035 | MISO_IN_2_MISO_MI | MISO_IN | MISO_MI | Internal | Summer | B6 | 300 | 5081 | 0 | 60.71 | 60.7 | 0.01 | 0
2035 | MISO_IN_2_MISO_MI | MISO_IN | MISO_MI | Internal | Summer | B7 | 400 | 5081 | 2103.29 | 51.28 | 51.3 | 0.01 | 0
2035 | MISO_IN_2_MISO_MI | MISO_IN | MISO_MI | Internal | Summer | B8 | 500 | 5081 | 5081 | 45.95 | 46.51 | 0.01 | 0.54
2035 | MISO_IN_2_MISO_MI | MISO_IN | MISO_MI | Internal | Summer | B9 | 800 | 5081 | 4743.87 | 42.99 | 43.01 | 0.01 | 0
2035 | MISO_IN_2_MISO_MI | MISO_IN | MISO_MI | Internal | Summer | B10 | 1262 | 5081 | 5081 | 37.85 | 39.57 | 0.01 | 1.7
2035 | MISO_IN_2_MISO_MI | MISO_IN | MISO_MI | Internal | Winter | B16 | 25 | 5081 | 0.01 | 65.35 | 65.34 | 0.01 | 0
2035 | MISO_IN_2_MISO_MI | MISO_IN | MISO_MI | Internal | Winter | B17 | 100 | 5081 | 1867.07 | 57.42 | 57.43 | 0.01 | 0
2035 | MISO_IN_2_MISO_MI | MISO_IN | MISO_MI | Internal | Winter | B18 | 400 | 5081 | 3154.54 | 51.41 | 51.42 | 0.01 | 0
2035 | MISO_IN_2_MISO_MI | MISO_IN | MISO_MI | Internal | Winter | B19 | 700 | 5081 | 4117.99 | 47.19 | 47.2 | 0.01 | 0
2035 | MISO_IN_2_MISO_MI | MISO_IN | MISO_MI | Internal | Winter | B20 | 935 | 5081 | 5081 | 42.84 | 43.46 | 0.01 | 0.61
2035 | MISO_IN_2_MISO_MO-IL | MISO_IN | MISO_MO-IL | Internal | Shoulder | B11 | 25 | 9129 | 0.01 | 62.39 | 62.38 | 0.01 | 0
2035 | MISO_IN_2_MISO_MO-IL | MISO_IN | MISO_MO-IL | Internal | Shoulder | B12 | 200 | 9129 | 0 | 52.83 | 50.84 | 0.01 | 0
2035 | MISO_IN_2_MISO_MO-IL | MISO_IN | MISO_MO-IL | Internal | Shoulder | B13 | 600 | 9129 | 0 | 50.02 | 48.03 | 0.01 | 0
2035 | MISO_IN_2_MISO_MO-IL | MISO_IN | MISO_MO-IL | Internal | Shoulder | B14 | 900 | 9129 | 0 | 47.86 | 46.61 | 0.01 | 0
2035 | MISO_IN_2_MISO_MO-IL | MISO_IN | MISO_MO-IL | Internal | Shoulder | B15 | 1203 | 9129 | 0 | 43 | 40.14 | 0.01 | 0
2035 | MISO_IN_2_MISO_MO-IL | MISO_IN | MISO_MO-IL | Internal | Summer | B1 | 10 | 9129 | 0.03 | 81.54 | 81.53 | 0.01 | 0
2035 | MISO_IN_2_MISO_MO-IL | MISO_IN | MISO_MO-IL | Internal | Summer | B2 | 25 | 9129 | 0 | 80.64 | 78.76 | 0.01 | 0
2035 | MISO_IN_2_MISO_MO-IL | MISO_IN | MISO_MO-IL | Internal | Summer | B3 | 75 | 9129 | 0 | 78.59 | 78.57 | 0.01 | 0
2035 | MISO_IN_2_MISO_MO-IL | MISO_IN | MISO_MO-IL | Internal | Summer | B4 | 100 | 9129 | 0 | 78.1 | 78.09 | 0.01 | 0
2035 | MISO_IN_2_MISO_MO-IL | MISO_IN | MISO_MO-IL | Internal | Summer | B5 | 200 | 9129 | 0 | 74.65 | 74.64 | 0.01 | 0
2035 | MISO_IN_2_MISO_MO-IL | MISO_IN | MISO_MO-IL | Internal | Summer | B6 | 300 | 9129 | 0 | 60.71 | 60.7 | 0.01 | 0
2035 | MISO_IN_2_MISO_MO-IL | MISO_IN | MISO_MO-IL | Internal | Summer | B7 | 400 | 9129 | 0 | 51.28 | 51.27 | 0.01 | 0
2035 | MISO_IN_2_MISO_MO-IL | MISO_IN | MISO_MO-IL | Internal | Summer | B8 | 500 | 9129 | 0 | 45.95 | 45.94 | 0.01 | 0
2035 | MISO_IN_2_MISO_MO-IL | MISO_IN | MISO_MO-IL | Internal | Summer | B9 | 800 | 9129 | 0 | 42.99 | 42.98 | 0.01 | 0
2035 | MISO_IN_2_MISO_MO-IL | MISO_IN | MISO_MO-IL | Internal | Summer | B10 | 1262 | 9129 | 0 | 37.85 | 37.84 | 0.01 | 0
2035 | MISO_IN_2_MISO_MO-IL | MISO_IN | MISO_MO-IL | Internal | Winter | B16 | 25 | 9129 | 0 | 65.35 | 58.46 | 0.01 | 0
2035 | MISO_IN_2_MISO_MO-IL | MISO_IN | MISO_MO-IL | Internal | Winter | B17 | 100 | 9129 | 0 | 57.42 | 53.92 | 0.01 | 0
2035 | MISO_IN_2_MISO_MO-IL | MISO_IN | MISO_MO-IL | Internal | Winter | B18 | 400 | 9129 | 0 | 51.41 | 48.03 | 0.01 | 0
2035 | MISO_IN_2_MISO_MO-IL | MISO_IN | MISO_MO-IL | Internal | Winter | B19 | 700 | 9129 | 0 | 47.19 | 47.18 | 0.01 | 0
2035 | MISO_IN_2_MISO_MO-IL | MISO_IN | MISO_MO-IL | Internal | Winter | B20 | 935 | 9129 | 0 | 42.84 | 40 | 0.01 | 0
2035 | MISO_IN_2_NonRTO_Midwest | MISO_IN | NonRTO_Midwest | Internal | Shoulder | B11 | 25 | 4800 | 1715.38 | 62.39 | 66.39 | 4 | 0
2035 | MISO_IN_2_NonRTO_Midwest | MISO_IN | NonRTO_Midwest | Internal | Shoulder | B12 | 200 | 4800 | 1084.03 | 52.83 | 56.83 | 4 | 0
2035 | MISO_IN_2_NonRTO_Midwest | MISO_IN | NonRTO_Midwest | Internal | Shoulder | B13 | 600 | 4800 | 478.76 | 50.02 | 54.02 | 4 | 0
2035 | MISO_IN_2_NonRTO_Midwest | MISO_IN | NonRTO_Midwest | Internal | Shoulder | B14 | 900 | 4800 | 0 | 47.86 | 51.13 | 4 | 0
2035 | MISO_IN_2_NonRTO_Midwest | MISO_IN | NonRTO_Midwest | Internal | Shoulder | B15 | 1203 | 4800 | 0 | 43 | 44 | 4 | 0
2035 | MISO_IN_2_NonRTO_Midwest | MISO_IN | NonRTO_Midwest | Internal | Summer | B1 | 10 | 4800 | 0 | 81.54 | 84.43 | 4 | 0
2035 | MISO_IN_2_NonRTO_Midwest | MISO_IN | NonRTO_Midwest | Internal | Summer | B2 | 25 | 4800 | 0 | 80.64 | 84.43 | 4 | 0
2035 | MISO_IN_2_NonRTO_Midwest | MISO_IN | NonRTO_Midwest | Internal | Summer | B3 | 75 | 4800 | 2181.08 | 78.59 | 82.59 | 4 | 0
2035 | MISO_IN_2_NonRTO_Midwest | MISO_IN | NonRTO_Midwest | Internal | Summer | B4 | 100 | 4800 | 1723.1 | 78.1 | 82.1 | 4 | 0
2035 | MISO_IN_2_NonRTO_Midwest | MISO_IN | NonRTO_Midwest | Internal | Summer | B5 | 200 | 4800 | 1737.42 | 74.65 | 78.65 | 4 | 0
2035 | MISO_IN_2_NonRTO_Midwest | MISO_IN | NonRTO_Midwest | Internal | Summer | B6 | 300 | 4800 | 1208.25 | 60.71 | 64.71 | 4 | 0
2035 | MISO_IN_2_NonRTO_Midwest | MISO_IN | NonRTO_Midwest | Internal | Summer | B7 | 400 | 4800 | 559.64 | 51.28 | 55.28 | 4 | 0
2035 | MISO_IN_2_NonRTO_Midwest | MISO_IN | NonRTO_Midwest | Internal | Summer | B8 | 500 | 4800 | 0 | 45.95 | 46.4 | 4 | 0
2035 | MISO_IN_2_NonRTO_Midwest | MISO_IN | NonRTO_Midwest | Internal | Summer | B9 | 800 | 4800 | 0 | 42.99 | 42.98 | 4 | 0
2035 | MISO_IN_2_NonRTO_Midwest | MISO_IN | NonRTO_Midwest | Internal | Summer | B10 | 1262 | 4800 | 0 | 37.85 | 38.73 | 4 | 0
2035 | MISO_IN_2_NonRTO_Midwest | MISO_IN | NonRTO_Midwest | Internal | Winter | B16 | 25 | 4800 | 3068.76 | 65.35 | 69.35 | 4 | 0
2035 | MISO_IN_2_NonRTO_Midwest | MISO_IN | NonRTO_Midwest | Internal | Winter | B17 | 100 | 4800 | 1914.91 | 57.42 | 61.42 | 4 | 0
2035 | MISO_IN_2_NonRTO_Midwest | MISO_IN | NonRTO_Midwest | Internal | Winter | B18 | 400 | 4800 | 980.5 | 51.41 | 55.41 | 4 | 0
2035 | MISO_IN_2_NonRTO_Midwest | MISO_IN | NonRTO_Midwest | Internal | Winter | B19 | 700 | 4800 | 249.39 | 47.19 | 51.19 | 4 | 0
2035 | MISO_IN_2_NonRTO_Midwest | MISO_IN | NonRTO_Midwest | Internal | Winter | B20 | 935 | 4800 | 0 | 42.84 | 43.47 | 4 | 0
2035 | MISO_IN_2_PJM_ROR | MISO_IN | PJM_ROR | Internal | Shoulder | B11 | 25 | 992 | 0.01 | 62.39 | 63.37 | 1 | 0
2035 | MISO_IN_2_PJM_ROR | MISO_IN | PJM_ROR | Internal | Shoulder | B12 | 200 | 992 | 0 | 52.83 | 51.84 | 1 | 0
2035 | MISO_IN_2_PJM_ROR | MISO_IN | PJM_ROR | Internal | Shoulder | B13 | 600 | 992 | 0 | 50.02 | 49.03 | 1 | 0
2035 | MISO_IN_2_PJM_ROR | MISO_IN | PJM_ROR | Internal | Shoulder | B14 | 900 | 992 | 0 | 47.86 | 47.61 | 1 | 0
2035 | MISO_IN_2_PJM_ROR | MISO_IN | PJM_ROR | Internal | Shoulder | B15 | 1203 | 992 | 992 | 43 | 44.01 | 1 | 0.01
2035 | MISO_IN_2_PJM_ROR | MISO_IN | PJM_ROR | Internal | Summer | B1 | 10 | 992 | 0.03 | 81.54 | 82.51 | 1 | 0
2035 | MISO_IN_2_PJM_ROR | MISO_IN | PJM_ROR | Internal | Summer | B2 | 25 | 992 | 0 | 80.64 | 77.76 | 1 | 0
2035 | MISO_IN_2_PJM_ROR | MISO_IN | PJM_ROR | Internal | Summer | B3 | 75 | 992 | 0 | 78.59 | 77.18 | 1 | 0
2035 | MISO_IN_2_PJM_ROR | MISO_IN | PJM_ROR | Internal | Summer | B4 | 100 | 992 | 0 | 78.1 | 77.1 | 1 | 0
2035 | MISO_IN_2_PJM_ROR | MISO_IN | PJM_ROR | Internal | Summer | B5 | 200 | 992 | 0 | 74.65 | 73.65 | 1 | 0
2035 | MISO_IN_2_PJM_ROR | MISO_IN | PJM_ROR | Internal | Summer | B6 | 300 | 992 | 0 | 60.71 | 61.69 | 1 | 0
2035 | MISO_IN_2_PJM_ROR | MISO_IN | PJM_ROR | Internal | Summer | B7 | 400 | 992 | 0 | 51.28 | 52.26 | 1 | 0
2035 | MISO_IN_2_PJM_ROR | MISO_IN | PJM_ROR | Internal | Summer | B8 | 500 | 992 | 0 | 45.95 | 46.93 | 1 | 0
2035 | MISO_IN_2_PJM_ROR | MISO_IN | PJM_ROR | Internal | Summer | B9 | 800 | 992 | 0 | 42.99 | 43.97 | 1 | 0
2035 | MISO_IN_2_PJM_ROR | MISO_IN | PJM_ROR | Internal | Summer | B10 | 1262 | 992 | 992 | 37.85 | 39.93 | 1 | 1.07
2035 | MISO_IN_2_PJM_ROR | MISO_IN | PJM_ROR | Internal | Winter | B16 | 25 | 992 | 0.03 | 65.35 | 66.34 | 1 | 0
2035 | MISO_IN_2_PJM_ROR | MISO_IN | PJM_ROR | Internal | Winter | B17 | 100 | 992 | 0 | 57.42 | 56.43 | 1 | 0
2035 | MISO_IN_2_PJM_ROR | MISO_IN | PJM_ROR | Internal | Winter | B18 | 400 | 992 | 0 | 51.41 | 51.91 | 1 | 0
2035 | MISO_IN_2_PJM_ROR | MISO_IN | PJM_ROR | Internal | Winter | B19 | 700 | 992 | 69.47 | 47.19 | 48.19 | 1 | 0
2035 | MISO_IN_2_PJM_ROR | MISO_IN | PJM_ROR | Internal | Winter | B20 | 935 | 992 | 992 | 42.84 | 44.47 | 1 | 0.63
2035 | MISO_MI_2_IESO | MISO_MI | IESO | Internal | Shoulder | B11 | 25 | 1580 | 0 | 62.4 | 49.13 | 4 | 0
2035 | MISO_MI_2_IESO | MISO_MI | IESO | Internal | Shoulder | B12 | 200 | 1580 | 0 | 52.84 | 49.19 | 4 | 0
2035 | MISO_MI_2_IESO | MISO_MI | IESO | Internal | Shoulder | B13 | 600 | 1580 | 0 | 50.03 | 45.67 | 4 | 0
2035 | MISO_MI_2_IESO | MISO_MI | IESO | Internal | Shoulder | B14 | 900 | 1580 | 0 | 47.87 | 45.67 | 4 | 0
2035 | MISO_MI_2_IESO | MISO_MI | IESO | Internal | Shoulder | B15 | 1203 | 1580 | 0 | 43.01 | 45.67 | 4 | 0
2035 | MISO_MI_2_IESO | MISO_MI | IESO | Internal | Summer | B1 | 10 | 1580 | 0 | 81.55 | 79.7 | 4 | 0
2035 | MISO_MI_2_IESO | MISO_MI | IESO | Internal | Summer | B2 | 25 | 1580 | 0 | 80.65 | 77.15 | 4 | 0
2035 | MISO_MI_2_IESO | MISO_MI | IESO | Internal | Summer | B3 | 75 | 1580 | 0 | 78.57 | 70.38 | 4 | 0
2035 | MISO_MI_2_IESO | MISO_MI | IESO | Internal | Summer | B4 | 100 | 1580 | 0 | 78.09 | 55.39 | 4 | 0
2035 | MISO_MI_2_IESO | MISO_MI | IESO | Internal | Summer | B5 | 200 | 1580 | 0 | 74.65 | 48.85 | 4 | 0
2035 | MISO_MI_2_IESO | MISO_MI | IESO | Internal | Summer | B6 | 300 | 1580 | 0 | 60.7 | 48.85 | 4 | 0
2035 | MISO_MI_2_IESO | MISO_MI | IESO | Internal | Summer | B7 | 400 | 1580 | 0 | 51.3 | 47.8 | 4 | 0
2035 | MISO_MI_2_IESO | MISO_MI | IESO | Internal | Summer | B8 | 500 | 1580 | 0 | 46.51 | 43.56 | 4 | 0
2035 | MISO_MI_2_IESO | MISO_MI | IESO | Internal | Summer | B9 | 800 | 1580 | 0 | 43.01 | 43.56 | 4 | 0
2035 | MISO_MI_2_IESO | MISO_MI | IESO | Internal | Summer | B10 | 1262 | 1580 | 712.92 | 39.57 | 43.56 | 4 | 0
2035 | MISO_MI_2_IESO | MISO_MI | IESO | Internal | Winter | B16 | 25 | 1580 | 0 | 65.34 | 52.02 | 4 | 0
2035 | MISO_MI_2_IESO | MISO_MI | IESO | Internal | Winter | B17 | 100 | 1580 | 0 | 57.43 | 52.02 | 4 | 0
2035 | MISO_MI_2_IESO | MISO_MI | IESO | Internal | Winter | B18 | 400 | 1580 | 0 | 51.42 | 47.92 | 4 | 0
2035 | MISO_MI_2_IESO | MISO_MI | IESO | Internal | Winter | B19 | 700 | 1580 | 0 | 47.2 | 47.79 | 4 | 0
2035 | MISO_MI_2_IESO | MISO_MI | IESO | Internal | Winter | B20 | 935 | 1580 | 1580 | 43.46 | 47.79 | 4 | 0.33
2035 | MISO_MI_2_MISO_IN | MISO_MI | MISO_IN | Internal | Shoulder | B11 | 25 | 2126 | 0.01 | 62.4 | 62.39 | 0.01 | 0
2035 | MISO_MI_2_MISO_IN | MISO_MI | MISO_IN | Internal | Shoulder | B12 | 200 | 2126 | 0 | 52.84 | 52.83 | 0.01 | 0
2035 | MISO_MI_2_MISO_IN | MISO_MI | MISO_IN | Internal | Shoulder | B13 | 600 | 2126 | 0 | 50.03 | 50.02 | 0.01 | 0
2035 | MISO_MI_2_MISO_IN | MISO_MI | MISO_IN | Internal | Shoulder | B14 | 900 | 2126 | 0 | 47.87 | 47.86 | 0.01 | 0
2035 | MISO_MI_2_MISO_IN | MISO_MI | MISO_IN | Internal | Shoulder | B15 | 1203 | 2126 | 0 | 43.01 | 43 | 0.01 | 0
2035 | MISO_MI_2_MISO_IN | MISO_MI | MISO_IN | Internal | Summer | B1 | 10 | 2126 | 0.04 | 81.55 | 81.54 | 0.01 | 0
2035 | MISO_MI_2_MISO_IN | MISO_MI | MISO_IN | Internal | Summer | B2 | 25 | 2126 | 0.01 | 80.65 | 80.64 | 0.01 | 0
2035 | MISO_MI_2_MISO_IN | MISO_MI | MISO_IN | Internal | Summer | B3 | 75 | 2126 | 1107.99 | 78.57 | 78.59 | 0.01 | 0
2035 | MISO_MI_2_MISO_IN | MISO_MI | MISO_IN | Internal | Summer | B4 | 100 | 2126 | 1097.45 | 78.09 | 78.1 | 0.01 | 0
2035 | MISO_MI_2_MISO_IN | MISO_MI | MISO_IN | Internal | Summer | B5 | 200 | 2126 | 0 | 74.65 | 74.65 | 0.01 | 0
2035 | MISO_MI_2_MISO_IN | MISO_MI | MISO_IN | Internal | Summer | B6 | 300 | 2126 | 278.28 | 60.7 | 60.71 | 0.01 | 0
2035 | MISO_MI_2_MISO_IN | MISO_MI | MISO_IN | Internal | Summer | B7 | 400 | 2126 | 0 | 51.3 | 51.28 | 0.01 | 0
2035 | MISO_MI_2_MISO_IN | MISO_MI | MISO_IN | Internal | Summer | B8 | 500 | 2126 | 0 | 46.51 | 45.95 | 0.01 | 0
2035 | MISO_MI_2_MISO_IN | MISO_MI | MISO_IN | Internal | Summer | B9 | 800 | 2126 | 0 | 43.01 | 42.99 | 0.01 | 0
2035 | MISO_MI_2_MISO_IN | MISO_MI | MISO_IN | Internal | Summer | B10 | 1262 | 2126 | 0 | 39.57 | 37.85 | 0.01 | 0
2035 | MISO_MI_2_MISO_IN | MISO_MI | MISO_IN | Internal | Winter | B16 | 25 | 2126 | 259.61 | 65.34 | 65.35 | 0.01 | 0
2035 | MISO_MI_2_MISO_IN | MISO_MI | MISO_IN | Internal | Winter | B17 | 100 | 2126 | 0 | 57.43 | 57.42 | 0.01 | 0
2035 | MISO_MI_2_MISO_IN | MISO_MI | MISO_IN | Internal | Winter | B18 | 400 | 2126 | 0 | 51.42 | 51.41 | 0.01 | 0
2035 | MISO_MI_2_MISO_IN | MISO_MI | MISO_IN | Internal | Winter | B19 | 700 | 2126 | 0 | 47.2 | 47.19 | 0.01 | 0
2035 | MISO_MI_2_MISO_IN | MISO_MI | MISO_IN | Internal | Winter | B20 | 935 | 2126 | 0 | 43.46 | 42.84 | 0.01 | 0
2035 | MISO_MI_2_MISO_WUMS | MISO_MI | MISO_WUMS | Internal | Shoulder | B11 | 25 | 166 | 0 | 62.4 | 62.38 | 0.01 | 0
2035 | MISO_MI_2_MISO_WUMS | MISO_MI | MISO_WUMS | Internal | Shoulder | B12 | 200 | 166 | 0 | 52.84 | 50.84 | 0.01 | 0
2035 | MISO_MI_2_MISO_WUMS | MISO_MI | MISO_WUMS | Internal | Shoulder | B13 | 600 | 166 | 0 | 50.03 | 48.03 | 0.01 | 0
2035 | MISO_MI_2_MISO_WUMS | MISO_MI | MISO_WUMS | Internal | Shoulder | B14 | 900 | 166 | 0 | 47.87 | 47.79 | 0.01 | 0
2035 | MISO_MI_2_MISO_WUMS | MISO_MI | MISO_WUMS | Internal | Shoulder | B15 | 1203 | 166 | 0 | 43.01 | 43.01 | 0.01 | 0
2035 | MISO_MI_2_MISO_WUMS | MISO_MI | MISO_WUMS | Internal | Summer | B1 | 10 | 166 | 0 | 81.55 | 75.33 | 0.01 | 0
2035 | MISO_MI_2_MISO_WUMS | MISO_MI | MISO_WUMS | Internal | Summer | B2 | 25 | 166 | 0 | 80.65 | 75.33 | 0.01 | 0
2035 | MISO_MI_2_MISO_WUMS | MISO_MI | MISO_WUMS | Internal | Summer | B3 | 75 | 166 | 0 | 78.57 | 75.33 | 0.01 | 0
2035 | MISO_MI_2_MISO_WUMS | MISO_MI | MISO_WUMS | Internal | Summer | B4 | 100 | 166 | 0 | 78.09 | 75.33 | 0.01 | 0
2035 | MISO_MI_2_MISO_WUMS | MISO_MI | MISO_WUMS | Internal | Summer | B5 | 200 | 166 | 0 | 74.65 | 74.64 | 0.01 | 0
2035 | MISO_MI_2_MISO_WUMS | MISO_MI | MISO_WUMS | Internal | Summer | B6 | 300 | 166 | 0 | 60.7 | 60.7 | 0.01 | 0
2035 | MISO_MI_2_MISO_WUMS | MISO_MI | MISO_WUMS | Internal | Summer | B7 | 400 | 166 | 0 | 51.3 | 51.27 | 0.01 | 0
2035 | MISO_MI_2_MISO_WUMS | MISO_MI | MISO_WUMS | Internal | Summer | B8 | 500 | 166 | 0 | 46.51 | 45.94 | 0.01 | 0
2035 | MISO_MI_2_MISO_WUMS | MISO_MI | MISO_WUMS | Internal | Summer | B9 | 800 | 166 | 166 | 43.01 | 44.97 | 0.01 | 1.95
2035 | MISO_MI_2_MISO_WUMS | MISO_MI | MISO_WUMS | Internal | Summer | B10 | 1262 | 166 | 0 | 39.57 | 39.55 | 0.01 | 0
2035 | MISO_MI_2_MISO_WUMS | MISO_MI | MISO_WUMS | Internal | Winter | B16 | 25 | 166 | 0.03 | 65.34 | 65.34 | 0.01 | 0
2035 | MISO_MI_2_MISO_WUMS | MISO_MI | MISO_WUMS | Internal | Winter | B17 | 100 | 166 | 0 | 57.43 | 55.43 | 0.01 | 0
2035 | MISO_MI_2_MISO_WUMS | MISO_MI | MISO_WUMS | Internal | Winter | B18 | 400 | 166 | 0 | 51.42 | 51.27 | 0.01 | 0
2035 | MISO_MI_2_MISO_WUMS | MISO_MI | MISO_WUMS | Internal | Winter | B19 | 700 | 166 | 0 | 47.2 | 47.19 | 0.01 | 0
2035 | MISO_MI_2_MISO_WUMS | MISO_MI | MISO_WUMS | Internal | Winter | B20 | 935 | 166 | 129.36 | 43.46 | 43.47 | 0.01 | 0
2035 | MISO_MI_2_PJM_ROR | MISO_MI | PJM_ROR | Internal | Shoulder | B11 | 25 | 1424 | 0 | 62.4 | 63.37 | 1 | 0
2035 | MISO_MI_2_PJM_ROR | MISO_MI | PJM_ROR | Internal | Shoulder | B12 | 200 | 1424 | 0 | 52.84 | 51.84 | 1 | 0
2035 | MISO_MI_2_PJM_ROR | MISO_MI | PJM_ROR | Internal | Shoulder | B13 | 600 | 1424 | 0 | 50.03 | 49.03 | 1 | 0
2035 | MISO_MI_2_PJM_ROR | MISO_MI | PJM_ROR | Internal | Shoulder | B14 | 900 | 1424 | 0 | 47.87 | 47.61 | 1 | 0
2035 | MISO_MI_2_PJM_ROR | MISO_MI | PJM_ROR | Internal | Shoulder | B15 | 1203 | 1424 | 44.98 | 43.01 | 44.01 | 1 | 0
2035 | MISO_MI_2_PJM_ROR | MISO_MI | PJM_ROR | Internal | Summer | B1 | 10 | 1424 | 0.02 | 81.55 | 82.51 | 1 | 0
2035 | MISO_MI_2_PJM_ROR | MISO_MI | PJM_ROR | Internal | Summer | B2 | 25 | 1424 | 0 | 80.65 | 77.76 | 1 | 0
2035 | MISO_MI_2_PJM_ROR | MISO_MI | PJM_ROR | Internal | Summer | B3 | 75 | 1424 | 0 | 78.57 | 77.18 | 1 | 0
2035 | MISO_MI_2_PJM_ROR | MISO_MI | PJM_ROR | Internal | Summer | B4 | 100 | 1424 | 0 | 78.09 | 77.1 | 1 | 0
2035 | MISO_MI_2_PJM_ROR | MISO_MI | PJM_ROR | Internal | Summer | B5 | 200 | 1424 | 0 | 74.65 | 73.65 | 1 | 0
2035 | MISO_MI_2_PJM_ROR | MISO_MI | PJM_ROR | Internal | Summer | B6 | 300 | 1424 | 0 | 60.7 | 61.69 | 1 | 0
2035 | MISO_MI_2_PJM_ROR | MISO_MI | PJM_ROR | Internal | Summer | B7 | 400 | 1424 | 0 | 51.3 | 52.26 | 1 | 0
2035 | MISO_MI_2_PJM_ROR | MISO_MI | PJM_ROR | Internal | Summer | B8 | 500 | 1424 | 0 | 46.51 | 46.93 | 1 | 0
2035 | MISO_MI_2_PJM_ROR | MISO_MI | PJM_ROR | Internal | Summer | B9 | 800 | 1424 | 0 | 43.01 | 43.97 | 1 | 0
2035 | MISO_MI_2_PJM_ROR | MISO_MI | PJM_ROR | Internal | Summer | B10 | 1262 | 1424 | 0 | 39.57 | 39.93 | 1 | 0
2035 | MISO_MI_2_PJM_ROR | MISO_MI | PJM_ROR | Internal | Winter | B16 | 25 | 1424 | 118.47 | 65.34 | 66.34 | 1 | 0
2035 | MISO_MI_2_PJM_ROR | MISO_MI | PJM_ROR | Internal | Winter | B17 | 100 | 1424 | 0 | 57.43 | 56.43 | 1 | 0
2035 | MISO_MI_2_PJM_ROR | MISO_MI | PJM_ROR | Internal | Winter | B18 | 400 | 1424 | 0 | 51.42 | 51.91 | 1 | 0
2035 | MISO_MI_2_PJM_ROR | MISO_MI | PJM_ROR | Internal | Winter | B19 | 700 | 1424 | 0 | 47.2 | 48.19 | 1 | 0
2035 | MISO_MI_2_PJM_ROR | MISO_MI | PJM_ROR | Internal | Winter | B20 | 935 | 1424 | 1424 | 43.46 | 44.47 | 1 | 0.01
2035 | MISO_MO-IL_2_ENT | MISO_MO-IL | ENT | Internal | Shoulder | B11 | 25 | 2540 | 0 | 62.38 | 62.38 | 4 | 0
2035 | MISO_MO-IL_2_ENT | MISO_MO-IL | ENT | Internal | Shoulder | B12 | 200 | 2540 | 0 | 50.84 | 50.84 | 4 | 0
2035 | MISO_MO-IL_2_ENT | MISO_MO-IL | ENT | Internal | Shoulder | B13 | 600 | 2540 | 0 | 48.03 | 48.03 | 4 | 0
2035 | MISO_MO-IL_2_ENT | MISO_MO-IL | ENT | Internal | Shoulder | B14 | 900 | 2540 | 0 | 46.61 | 42.61 | 4 | 0
2035 | MISO_MO-IL_2_ENT | MISO_MO-IL | ENT | Internal | Shoulder | B15 | 1203 | 2540 | 0 | 40.14 | 36.14 | 4 | 0
2035 | MISO_MO-IL_2_ENT | MISO_MO-IL | ENT | Internal | Summer | B1 | 10 | 2540 | 0 | 81.53 | 81.53 | 4 | 0
2035 | MISO_MO-IL_2_ENT | MISO_MO-IL | ENT | Internal | Summer | B2 | 25 | 2540 | 0 | 78.76 | 76.77 | 4 | 0
2035 | MISO_MO-IL_2_ENT | MISO_MO-IL | ENT | Internal | Summer | B3 | 75 | 2540 | 0 | 78.57 | 78.18 | 4 | 0
2035 | MISO_MO-IL_2_ENT | MISO_MO-IL | ENT | Internal | Summer | B4 | 100 | 2540 | 0 | 78.09 | 76.11 | 4 | 0
2035 | MISO_MO-IL_2_ENT | MISO_MO-IL | ENT | Internal | Summer | B5 | 200 | 2540 | 0 | 74.64 | 73.09 | 4 | 0
2035 | MISO_MO-IL_2_ENT | MISO_MO-IL | ENT | Internal | Summer | B6 | 300 | 2540 | 0 | 60.7 | 60.7 | 4 | 0
2035 | MISO_MO-IL_2_ENT | MISO_MO-IL | ENT | Internal | Summer | B7 | 400 | 2540 | 0 | 51.27 | 51.27 | 4 | 0
2035 | MISO_MO-IL_2_ENT | MISO_MO-IL | ENT | Internal | Summer | B8 | 500 | 2540 | 0 | 45.94 | 49.07 | 4 | 0
2035 | MISO_MO-IL_2_ENT | MISO_MO-IL | ENT | Internal | Summer | B9 | 800 | 2540 | 541.83 | 42.98 | 46.98 | 4 | 0
2035 | MISO_MO-IL_2_ENT | MISO_MO-IL | ENT | Internal | Summer | B10 | 1262 | 2540 | 0 | 37.84 | 38.73 | 4 | 0
2035 | MISO_MO-IL_2_ENT | MISO_MO-IL | ENT | Internal | Winter | B16 | 25 | 2540 | 0 | 58.46 | 54.46 | 4 | 0
2035 | MISO_MO-IL_2_ENT | MISO_MO-IL | ENT | Internal | Winter | B17 | 100 | 2540 | 0 | 53.92 | 53.92 | 4 | 0
2035 | MISO_MO-IL_2_ENT | MISO_MO-IL | ENT | Internal | Winter | B18 | 400 | 2540 | 0 | 48.03 | 48.03 | 4 | 0
2035 | MISO_MO-IL_2_ENT | MISO_MO-IL | ENT | Internal | Winter | B19 | 700 | 2540 | 0 | 47.18 | 43.23 | 4 | 0
2035 | MISO_MO-IL_2_ENT | MISO_MO-IL | ENT | Internal | Winter | B20 | 935 | 2540 | 0 | 40 | 36.42 | 4 | 0
2035 | MISO_MO-IL_2_MISO_IN | MISO_MO-IL | MISO_IN | Internal | Shoulder | B11 | 25 | 6229 | 5354.75 | 62.38 | 62.39 | 0.01 | 0
2035 | MISO_MO-IL_2_MISO_IN | MISO_MO-IL | MISO_IN | Internal | Shoulder | B12 | 200 | 6229 | 6229 | 50.84 | 52.83 | 0.01 | 1.98
2035 | MISO_MO-IL_2_MISO_IN | MISO_MO-IL | MISO_IN | Internal | Shoulder | B13 | 600 | 6229 | 6229 | 48.03 | 50.02 | 0.01 | 1.98
2035 | MISO_MO-IL_2_MISO_IN | MISO_MO-IL | MISO_IN | Internal | Shoulder | B14 | 900 | 6229 | 6229 | 46.61 | 47.86 | 0.01 | 1.24
2035 | MISO_MO-IL_2_MISO_IN | MISO_MO-IL | MISO_IN | Internal | Shoulder | B15 | 1203 | 6229 | 6229 | 40.14 | 43 | 0.01 | 2.84
2035 | MISO_MO-IL_2_MISO_IN | MISO_MO-IL | MISO_IN | Internal | Summer | B1 | 10 | 6229 | 5432.09 | 81.53 | 81.54 | 0.01 | 0
2035 | MISO_MO-IL_2_MISO_IN | MISO_MO-IL | MISO_IN | Internal | Summer | B2 | 25 | 6229 | 6229 | 78.76 | 80.64 | 0.01 | 1.87
2035 | MISO_MO-IL_2_MISO_IN | MISO_MO-IL | MISO_IN | Internal | Summer | B3 | 75 | 6229 | 4764.49 | 78.57 | 78.59 | 0.01 | 0
2035 | MISO_MO-IL_2_MISO_IN | MISO_MO-IL | MISO_IN | Internal | Summer | B4 | 100 | 6229 | 4238.73 | 78.09 | 78.1 | 0.01 | 0
2035 | MISO_MO-IL_2_MISO_IN | MISO_MO-IL | MISO_IN | Internal | Summer | B5 | 200 | 6229 | 4695.64 | 74.64 | 74.65 | 0.01 | 0
2035 | MISO_MO-IL_2_MISO_IN | MISO_MO-IL | MISO_IN | Internal | Summer | B6 | 300 | 6229 | 3130.26 | 60.7 | 60.71 | 0.01 | 0
2035 | MISO_MO-IL_2_MISO_IN | MISO_MO-IL | MISO_IN | Internal | Summer | B7 | 400 | 6229 | 3565.51 | 51.27 | 51.28 | 0.01 | 0
2035 | MISO_MO-IL_2_MISO_IN | MISO_MO-IL | MISO_IN | Internal | Summer | B8 | 500 | 6229 | 6060.93 | 45.94 | 45.95 | 0.01 | 0
2035 | MISO_MO-IL_2_MISO_IN | MISO_MO-IL | MISO_IN | Internal | Summer | B9 | 800 | 6229 | 4738.53 | 42.98 | 42.99 | 0.01 | 0
2035 | MISO_MO-IL_2_MISO_IN | MISO_MO-IL | MISO_IN | Internal | Summer | B10 | 1262 | 6229 | 5517.83 | 37.84 | 37.85 | 0.01 | 0
2035 | MISO_MO-IL_2_MISO_IN | MISO_MO-IL | MISO_IN | Internal | Winter | B16 | 25 | 6229 | 6229 | 58.46 | 65.35 | 0.01 | 6.88
2035 | MISO_MO-IL_2_MISO_IN | MISO_MO-IL | MISO_IN | Internal | Winter | B17 | 100 | 6229 | 6229 | 53.92 | 57.42 | 0.01 | 3.49
2035 | MISO_MO-IL_2_MISO_IN | MISO_MO-IL | MISO_IN | Internal | Winter | B18 | 400 | 6229 | 6229 | 48.03 | 51.41 | 0.01 | 3.37
2035 | MISO_MO-IL_2_MISO_IN | MISO_MO-IL | MISO_IN | Internal | Winter | B19 | 700 | 6229 | 6026.45 | 47.18 | 47.19 | 0.01 | 0
2035 | MISO_MO-IL_2_MISO_IN | MISO_MO-IL | MISO_IN | Internal | Winter | B20 | 935 | 6229 | 6229 | 40 | 42.84 | 0.01 | 2.83
2035 | MISO_MO-IL_2_MISO_W | MISO_MO-IL | MISO_W | Internal | Shoulder | B11 | 25 | 5033 | 0.01 | 62.38 | 62.37 | 0.01 | 0
2035 | MISO_MO-IL_2_MISO_W | MISO_MO-IL | MISO_W | Internal | Shoulder | B12 | 200 | 5033 | 0 | 50.84 | 50.83 | 0.01 | 0
2035 | MISO_MO-IL_2_MISO_W | MISO_MO-IL | MISO_W | Internal | Shoulder | B13 | 600 | 5033 | 0 | 48.03 | 48.02 | 0.01 | 0
2035 | MISO_MO-IL_2_MISO_W | MISO_MO-IL | MISO_W | Internal | Shoulder | B14 | 900 | 5033 | 0 | 46.61 | 40.79 | 0.01 | 0
2035 | MISO_MO-IL_2_MISO_W | MISO_MO-IL | MISO_W | Internal | Shoulder | B15 | 1203 | 5033 | 0 | 40.14 | 33.47 | 0.01 | 0
2035 | MISO_MO-IL_2_MISO_W | MISO_MO-IL | MISO_W | Internal | Summer | B1 | 10 | 5033 | 0.04 | 81.53 | 81.51 | 0.01 | 0
2035 | MISO_MO-IL_2_MISO_W | MISO_MO-IL | MISO_W | Internal | Summer | B2 | 25 | 5033 | 0 | 78.76 | 76.76 | 0.01 | 0
2035 | MISO_MO-IL_2_MISO_W | MISO_MO-IL | MISO_W | Internal | Summer | B3 | 75 | 5033 | 0 | 78.57 | 78.18 | 0.01 | 0
2035 | MISO_MO-IL_2_MISO_W | MISO_MO-IL | MISO_W | Internal | Summer | B4 | 100 | 5033 | 0 | 78.09 | 76.1 | 0.01 | 0
2035 | MISO_MO-IL_2_MISO_W | MISO_MO-IL | MISO_W | Internal | Summer | B5 | 200 | 5033 | 0 | 74.64 | 74.63 | 0.01 | 0
2035 | MISO_MO-IL_2_MISO_W | MISO_MO-IL | MISO_W | Internal | Summer | B6 | 300 | 5033 | 0 | 60.7 | 60.69 | 0.01 | 0
2035 | MISO_MO-IL_2_MISO_W | MISO_MO-IL | MISO_W | Internal | Summer | B7 | 400 | 5033 | 0 | 51.27 | 51.26 | 0.01 | 0
2035 | MISO_MO-IL_2_MISO_W | MISO_MO-IL | MISO_W | Internal | Summer | B8 | 500 | 5033 | 0 | 45.94 | 45.93 | 0.01 | 0
2035 | MISO_MO-IL_2_MISO_W | MISO_MO-IL | MISO_W | Internal | Summer | B9 | 800 | 5033 | 0 | 42.98 | 42.97 | 0.01 | 0
2035 | MISO_MO-IL_2_MISO_W | MISO_MO-IL | MISO_W | Internal | Summer | B10 | 1262 | 5033 | 0 | 37.84 | 37.43 | 0.01 | 0
2035 | MISO_MO-IL_2_MISO_W | MISO_MO-IL | MISO_W | Internal | Winter | B16 | 25 | 5033 | 0 | 58.46 | 45.77 | 0.01 | 0
2035 | MISO_MO-IL_2_MISO_W | MISO_MO-IL | MISO_W | Internal | Winter | B17 | 100 | 5033 | 0 | 53.92 | 45.77 | 0.01 | 0
2035 | MISO_MO-IL_2_MISO_W | MISO_MO-IL | MISO_W | Internal | Winter | B18 | 400 | 5033 | 0 | 48.03 | 45.77 | 0.01 | 0
2035 | MISO_MO-IL_2_MISO_W | MISO_MO-IL | MISO_W | Internal | Winter | B19 | 700 | 5033 | 0 | 47.18 | 45.77 | 0.01 | 0
2035 | MISO_MO-IL_2_MISO_W | MISO_MO-IL | MISO_W | Internal | Winter | B20 | 935 | 5033 | 0 | 40 | 32.75 | 0.01 | 0
2035 | MISO_MO-IL_2_PJM_ROR | MISO_MO-IL | PJM_ROR | Internal | Shoulder | B11 | 25 | 1212 | 0.03 | 62.38 | 63.37 | 1 | 0
2035 | MISO_MO-IL_2_PJM_ROR | MISO_MO-IL | PJM_ROR | Internal | Shoulder | B12 | 200 | 1212 | 555.98 | 50.84 | 51.84 | 1 | 0
2035 | MISO_MO-IL_2_PJM_ROR | MISO_MO-IL | PJM_ROR | Internal | Shoulder | B13 | 600 | 1212 | 380.46 | 48.03 | 49.03 | 1 | 0
2035 | MISO_MO-IL_2_PJM_ROR | MISO_MO-IL | PJM_ROR | Internal | Shoulder | B14 | 900 | 1212 | 1080.56 | 46.61 | 47.61 | 1 | 0
2035 | MISO_MO-IL_2_PJM_ROR | MISO_MO-IL | PJM_ROR | Internal | Shoulder | B15 | 1203 | 1212 | 1212 | 40.14 | 44.01 | 1 | 2.87
2035 | MISO_MO-IL_2_PJM_ROR | MISO_MO-IL | PJM_ROR | Internal | Summer | B1 | 10 | 1212 | 0.07 | 81.53 | 82.51 | 1 | 0
2035 | MISO_MO-IL_2_PJM_ROR | MISO_MO-IL | PJM_ROR | Internal | Summer | B2 | 25 | 1212 | 0 | 78.76 | 77.76 | 1 | 0
2035 | MISO_MO-IL_2_PJM_ROR | MISO_MO-IL | PJM_ROR | Internal | Summer | B3 | 75 | 1212 | 0 | 78.57 | 77.18 | 1 | 0
2035 | MISO_MO-IL_2_PJM_ROR | MISO_MO-IL | PJM_ROR | Internal | Summer | B4 | 100 | 1212 | 0 | 78.09 | 77.1 | 1 | 0
2035 | MISO_MO-IL_2_PJM_ROR | MISO_MO-IL | PJM_ROR | Internal | Summer | B5 | 200 | 1212 | 0 | 74.64 | 73.65 | 1 | 0
2035 | MISO_MO-IL_2_PJM_ROR | MISO_MO-IL | PJM_ROR | Internal | Summer | B6 | 300 | 1212 | 0 | 60.7 | 61.69 | 1 | 0
2035 | MISO_MO-IL_2_PJM_ROR | MISO_MO-IL | PJM_ROR | Internal | Summer | B7 | 400 | 1212 | 0 | 51.27 | 52.26 | 1 | 0
2035 | MISO_MO-IL_2_PJM_ROR | MISO_MO-IL | PJM_ROR | Internal | Summer | B8 | 500 | 1212 | 0 | 45.94 | 46.93 | 1 | 0
2035 | MISO_MO-IL_2_PJM_ROR | MISO_MO-IL | PJM_ROR | Internal | Summer | B9 | 800 | 1212 | 0 | 42.98 | 43.97 | 1 | 0
2035 | MISO_MO-IL_2_PJM_ROR | MISO_MO-IL | PJM_ROR | Internal | Summer | B10 | 1262 | 1212 | 1212 | 37.84 | 39.93 | 1 | 1.09
2035 | MISO_MO-IL_2_PJM_ROR | MISO_MO-IL | PJM_ROR | Internal | Winter | B16 | 25 | 1212 | 1212 | 58.46 | 66.34 | 1 | 6.88
2035 | MISO_MO-IL_2_PJM_ROR | MISO_MO-IL | PJM_ROR | Internal | Winter | B17 | 100 | 1212 | 1212 | 53.92 | 56.43 | 1 | 1.51
2035 | MISO_MO-IL_2_PJM_ROR | MISO_MO-IL | PJM_ROR | Internal | Winter | B18 | 400 | 1212 | 1212 | 48.03 | 51.91 | 1 | 2.88
2035 | MISO_MO-IL_2_PJM_ROR | MISO_MO-IL | PJM_ROR | Internal | Winter | B19 | 700 | 1212 | 1212 | 47.18 | 48.19 | 1 | 0.01
2035 | MISO_MO-IL_2_PJM_ROR | MISO_MO-IL | PJM_ROR | Internal | Winter | B20 | 935 | 1212 | 1212 | 40 | 44.47 | 1 | 3.47
2035 | MISO_MO-IL_2_TVA_Transmission | MISO_MO-IL | TVA_Transmission | Internal | Shoulder | B11 | 25 | 4000 | 1212.45 | 62.38 | 66.38 | 4 | 0
2035 | MISO_MO-IL_2_TVA_Transmission | MISO_MO-IL | TVA_Transmission | Internal | Shoulder | B12 | 200 | 4000 | 205.94 | 50.84 | 54.84 | 4 | 0
2035 | MISO_MO-IL_2_TVA_Transmission | MISO_MO-IL | TVA_Transmission | Internal | Shoulder | B13 | 600 | 4000 | 787.56 | 48.03 | 52.03 | 4 | 0
2035 | MISO_MO-IL_2_TVA_Transmission | MISO_MO-IL | TVA_Transmission | Internal | Shoulder | B14 | 900 | 4000 | 2949.44 | 46.61 | 50.61 | 4 | 0
2035 | MISO_MO-IL_2_TVA_Transmission | MISO_MO-IL | TVA_Transmission | Internal | Shoulder | B15 | 1203 | 4000 | 4000 | 40.14 | 48 | 4 | 3.86
2035 | MISO_MO-IL_2_TVA_Transmission | MISO_MO-IL | TVA_Transmission | Internal | Summer | B1 | 10 | 4000 | 101.99 | 81.53 | 85.53 | 4 | 0
2035 | MISO_MO-IL_2_TVA_Transmission | MISO_MO-IL | TVA_Transmission | Internal | Summer | B2 | 25 | 4000 | 3075.36 | 78.76 | 82.75 | 4 | 0
2035 | MISO_MO-IL_2_TVA_Transmission | MISO_MO-IL | TVA_Transmission | Internal | Summer | B3 | 75 | 4000 | 3715.78 | 78.57 | 82.57 | 4 | 0
2035 | MISO_MO-IL_2_TVA_Transmission | MISO_MO-IL | TVA_Transmission | Internal | Summer | B4 | 100 | 4000 | 3700.75 | 78.09 | 82.09 | 4 | 0
2035 | MISO_MO-IL_2_TVA_Transmission | MISO_MO-IL | TVA_Transmission | Internal | Summer | B5 | 200 | 4000 | 1938.31 | 74.64 | 78.64 | 4 | 0
2035 | MISO_MO-IL_2_TVA_Transmission | MISO_MO-IL | TVA_Transmission | Internal | Summer | B6 | 300 | 4000 | 889.1 | 60.7 | 64.7 | 4 | 0
2035 | MISO_MO-IL_2_TVA_Transmission | MISO_MO-IL | TVA_Transmission | Internal | Summer | B7 | 400 | 4000 | 0 | 51.27 | 55.26 | 4 | 0
2035 | MISO_MO-IL_2_TVA_Transmission | MISO_MO-IL | TVA_Transmission | Internal | Summer | B8 | 500 | 4000 | 1184.63 | 45.94 | 49.94 | 4 | 0
2035 | MISO_MO-IL_2_TVA_Transmission | MISO_MO-IL | TVA_Transmission | Internal | Summer | B9 | 800 | 4000 | 1080.79 | 42.98 | 46.98 | 4 | 0
2035 | MISO_MO-IL_2_TVA_Transmission | MISO_MO-IL | TVA_Transmission | Internal | Summer | B10 | 1262 | 4000 | 4000 | 37.84 | 42.73 | 4 | 0.88
2035 | MISO_MO-IL_2_TVA_Transmission | MISO_MO-IL | TVA_Transmission | Internal | Winter | B16 | 25 | 4000 | 4000 | 58.46 | 69.34 | 4 | 6.88
2035 | MISO_MO-IL_2_TVA_Transmission | MISO_MO-IL | TVA_Transmission | Internal | Winter | B17 | 100 | 4000 | 2608.9 | 53.92 | 57.92 | 4 | 0
2035 | MISO_MO-IL_2_TVA_Transmission | MISO_MO-IL | TVA_Transmission | Internal | Winter | B18 | 400 | 4000 | 2953.99 | 48.03 | 52.03 | 4 | 0
2035 | MISO_MO-IL_2_TVA_Transmission | MISO_MO-IL | TVA_Transmission | Internal | Winter | B19 | 700 | 4000 | 4000 | 47.18 | 51.19 | 4 | 0.01
2035 | MISO_MO-IL_2_TVA_Transmission | MISO_MO-IL | TVA_Transmission | Internal | Winter | B20 | 935 | 4000 | 4000 | 40 | 47.47 | 4 | 3.47
2035 | MISO_W_2_IESO | MISO_W | IESO | Internal | Shoulder | B11 | 25 | 164 | 0 | 62.37 | 49.13 | 4 | 0
2035 | MISO_W_2_IESO | MISO_W | IESO | Internal | Shoulder | B12 | 200 | 164 | 0 | 50.83 | 49.19 | 4 | 0
2035 | MISO_W_2_IESO | MISO_W | IESO | Internal | Shoulder | B13 | 600 | 164 | 0 | 48.02 | 45.67 | 4 | 0
2035 | MISO_W_2_IESO | MISO_W | IESO | Internal | Shoulder | B14 | 900 | 164 | 164 | 40.79 | 45.67 | 4 | 0.88
2035 | MISO_W_2_IESO | MISO_W | IESO | Internal | Shoulder | B15 | 1203 | 164 | 164 | 33.47 | 45.67 | 4 | 8.2
2035 | MISO_W_2_IESO | MISO_W | IESO | Internal | Summer | B1 | 10 | 164 | 0 | 81.51 | 79.7 | 4 | 0
2035 | MISO_W_2_IESO | MISO_W | IESO | Internal | Summer | B2 | 25 | 164 | 0 | 76.76 | 77.15 | 4 | 0
2035 | MISO_W_2_IESO | MISO_W | IESO | Internal | Summer | B3 | 75 | 164 | 0 | 78.18 | 70.38 | 4 | 0
2035 | MISO_W_2_IESO | MISO_W | IESO | Internal | Summer | B4 | 100 | 164 | 0 | 76.1 | 55.39 | 4 | 0
2035 | MISO_W_2_IESO | MISO_W | IESO | Internal | Summer | B5 | 200 | 164 | 0 | 74.63 | 48.85 | 4 | 0
2035 | MISO_W_2_IESO | MISO_W | IESO | Internal | Summer | B6 | 300 | 164 | 0 | 60.69 | 48.85 | 4 | 0
2035 | MISO_W_2_IESO | MISO_W | IESO | Internal | Summer | B7 | 400 | 164 | 0 | 51.26 | 47.8 | 4 | 0
2035 | MISO_W_2_IESO | MISO_W | IESO | Internal | Summer | B8 | 500 | 164 | 0 | 45.93 | 43.56 | 4 | 0
2035 | MISO_W_2_IESO | MISO_W | IESO | Internal | Summer | B9 | 800 | 164 | 0 | 42.97 | 43.56 | 4 | 0
2035 | MISO_W_2_IESO | MISO_W | IESO | Internal | Summer | B10 | 1262 | 164 | 164 | 37.43 | 43.56 | 4 | 2.14
2035 | MISO_W_2_IESO | MISO_W | IESO | Internal | Winter | B16 | 25 | 164 | 164 | 45.77 | 52.02 | 4 | 2.25
2035 | MISO_W_2_IESO | MISO_W | IESO | Internal | Winter | B17 | 100 | 164 | 164 | 45.77 | 52.02 | 4 | 2.25
2035 | MISO_W_2_IESO | MISO_W | IESO | Internal | Winter | B18 | 400 | 164 | 0 | 45.77 | 47.92 | 4 | 0
2035 | MISO_W_2_IESO | MISO_W | IESO | Internal | Winter | B19 | 700 | 164 | 0 | 45.77 | 47.79 | 4 | 0
2035 | MISO_W_2_IESO | MISO_W | IESO | Internal | Winter | B20 | 935 | 164 | 164 | 32.75 | 47.79 | 4 | 11.04
2035 | MISO_W_2_MAPP_CA | MISO_W | MAPP_CA | Internal | Shoulder | B11 | 25 | 788 | 0 | 62.37 | 45.13 | 0.01 | 0
2035 | MISO_W_2_MAPP_CA | MISO_W | MAPP_CA | Internal | Shoulder | B12 | 200 | 788 | 0 | 50.83 | 48.33 | 0.01 | 0
2035 | MISO_W_2_MAPP_CA | MISO_W | MAPP_CA | Internal | Shoulder | B13 | 600 | 788 | 0 | 48.02 | 45.52 | 0.01 | 0
2035 | MISO_W_2_MAPP_CA | MISO_W | MAPP_CA | Internal | Shoulder | B14 | 900 | 788 | 0 | 40.79 | 40.78 | 0.01 | 0
2035 | MISO_W_2_MAPP_CA | MISO_W | MAPP_CA | Internal | Shoulder | B15 | 1203 | 788 | 788 | 33.47 | 40.78 | 0.01 | 7.29
2035 | MISO_W_2_MAPP_CA | MISO_W | MAPP_CA | Internal | Summer | B1 | 10 | 788 | 0 | 81.51 | 39.57 | 0.01 | 0
2035 | MISO_W_2_MAPP_CA | MISO_W | MAPP_CA | Internal | Summer | B2 | 25 | 788 | 0 | 76.76 | 39.57 | 0.01 | 0
2035 | MISO_W_2_MAPP_CA | MISO_W | MAPP_CA | Internal | Summer | B3 | 75 | 788 | 0 | 78.18 | 39.57 | 0.01 | 0
2035 | MISO_W_2_MAPP_CA | MISO_W | MAPP_CA | Internal | Summer | B4 | 100 | 788 | 0 | 76.1 | 51.39 | 0.01 | 0
2035 | MISO_W_2_MAPP_CA | MISO_W | MAPP_CA | Internal | Summer | B5 | 200 | 788 | 0 | 74.63 | 44.85 | 0.01 | 0
2035 | MISO_W_2_MAPP_CA | MISO_W | MAPP_CA | Internal | Summer | B6 | 300 | 788 | 0 | 60.69 | 44.85 | 0.01 | 0
2035 | MISO_W_2_MAPP_CA | MISO_W | MAPP_CA | Internal | Summer | B7 | 400 | 788 | 0 | 51.26 | 41.76 | 0.01 | 0
2035 | MISO_W_2_MAPP_CA | MISO_W | MAPP_CA | Internal | Summer | B8 | 500 | 788 | 0 | 45.93 | 39.57 | 0.01 | 0
2035 | MISO_W_2_MAPP_CA | MISO_W | MAPP_CA | Internal | Summer | B9 | 800 | 788 | 0 | 42.97 | 39.57 | 0.01 | 0
2035 | MISO_W_2_MAPP_CA | MISO_W | MAPP_CA | Internal | Summer | B10 | 1262 | 788 | 788 | 37.43 | 39.57 | 0.01 | 2.12
2035 | MISO_W_2_MAPP_CA | MISO_W | MAPP_CA | Internal | Winter | B16 | 25 | 788 | 0.01 | 45.77 | 45.76 | 0.01 | 0
2035 | MISO_W_2_MAPP_CA | MISO_W | MAPP_CA | Internal | Winter | B17 | 100 | 788 | 0 | 45.77 | 45.76 | 0.01 | 0
2035 | MISO_W_2_MAPP_CA | MISO_W | MAPP_CA | Internal | Winter | B18 | 400 | 788 | 0 | 45.77 | 45.76 | 0.01 | 0
2035 | MISO_W_2_MAPP_CA | MISO_W | MAPP_CA | Internal | Winter | B19 | 700 | 788 | 0 | 45.77 | 45.76 | 0.01 | 0
2035 | MISO_W_2_MAPP_CA | MISO_W | MAPP_CA | Internal | Winter | B20 | 935 | 788 | 788 | 32.75 | 45.76 | 0.01 | 13
2035 | MISO_W_2_MISO_MO-IL | MISO_W | MISO_MO-IL | Internal | Shoulder | B11 | 25 | 7873 | 7436.17 | 62.37 | 62.38 | 0.01 | 0
2035 | MISO_W_2_MISO_MO-IL | MISO_W | MISO_MO-IL | Internal | Shoulder | B12 | 200 | 7873 | 5904.5 | 50.83 | 50.84 | 0.01 | 0
2035 | MISO_W_2_MISO_MO-IL | MISO_W | MISO_MO-IL | Internal | Shoulder | B13 | 600 | 7873 | 6439.33 | 48.02 | 48.03 | 0.01 | 0
2035 | MISO_W_2_MISO_MO-IL | MISO_W | MISO_MO-IL | Internal | Shoulder | B14 | 900 | 7873 | 7873 | 40.79 | 46.61 | 0.01 | 5.81
2035 | MISO_W_2_MISO_MO-IL | MISO_W | MISO_MO-IL | Internal | Shoulder | B15 | 1203 | 7873 | 7873 | 33.47 | 40.14 | 0.01 | 6.66
2035 | MISO_W_2_MISO_MO-IL | MISO_W | MISO_MO-IL | Internal | Summer | B1 | 10 | 7873 | 4695.7 | 81.51 | 81.53 | 0.01 | 0
2035 | MISO_W_2_MISO_MO-IL | MISO_W | MISO_MO-IL | Internal | Summer | B2 | 25 | 7873 | 7873 | 76.76 | 78.76 | 0.01 | 1.99
2035 | MISO_W_2_MISO_MO-IL | MISO_W | MISO_MO-IL | Internal | Summer | B3 | 75 | 7873 | 7873 | 78.18 | 78.57 | 0.01 | 0.38
2035 | MISO_W_2_MISO_MO-IL | MISO_W | MISO_MO-IL | Internal | Summer | B4 | 100 | 7873 | 7873 | 76.1 | 78.09 | 0.01 | 1.98
2035 | MISO_W_2_MISO_MO-IL | MISO_W | MISO_MO-IL | Internal | Summer | B5 | 200 | 7873 | 6656.49 | 74.63 | 74.64 | 0.01 | 0
2035 | MISO_W_2_MISO_MO-IL | MISO_W | MISO_MO-IL | Internal | Summer | B6 | 300 | 7873 | 3360.49 | 60.69 | 60.7 | 0.01 | 0
2035 | MISO_W_2_MISO_MO-IL | MISO_W | MISO_MO-IL | Internal | Summer | B7 | 400 | 7873 | 3104.1 | 51.26 | 51.27 | 0.01 | 0
2035 | MISO_W_2_MISO_MO-IL | MISO_W | MISO_MO-IL | Internal | Summer | B8 | 500 | 7873 | 6760.11 | 45.93 | 45.94 | 0.01 | 0
2035 | MISO_W_2_MISO_MO-IL | MISO_W | MISO_MO-IL | Internal | Summer | B9 | 800 | 7873 | 4428.85 | 42.97 | 42.98 | 0.01 | 0
2035 | MISO_W_2_MISO_MO-IL | MISO_W | MISO_MO-IL | Internal | Summer | B10 | 1262 | 7873 | 7873 | 37.43 | 37.84 | 0.01 | 0.4
2035 | MISO_W_2_MISO_MO-IL | MISO_W | MISO_MO-IL | Internal | Winter | B16 | 25 | 7873 | 7873 | 45.77 | 58.46 | 0.01 | 12.68
2035 | MISO_W_2_MISO_MO-IL | MISO_W | MISO_MO-IL | Internal | Winter | B17 | 100 | 7873 | 7873 | 45.77 | 53.92 | 0.01 | 8.14
2035 | MISO_W_2_MISO_MO-IL | MISO_W | MISO_MO-IL | Internal | Winter | B18 | 400 | 7873 | 7873 | 45.77 | 48.03 | 0.01 | 2.24
2035 | MISO_W_2_MISO_MO-IL | MISO_W | MISO_MO-IL | Internal | Winter | B19 | 700 | 7873 | 7873 | 45.77 | 47.18 | 0.01 | 1.39
2035 | MISO_W_2_MISO_MO-IL | MISO_W | MISO_MO-IL | Internal | Winter | B20 | 935 | 7873 | 7873 | 32.75 | 40 | 0.01 | 7.24
2035 | MISO_W_2_MISO_WUMS | MISO_W | MISO_WUMS | Internal | Shoulder | B11 | 25 | 3756 | 3206.17 | 62.37 | 62.38 | 0.01 | 0
2035 | MISO_W_2_MISO_WUMS | MISO_W | MISO_WUMS | Internal | Shoulder | B12 | 200 | 3756 | 3430.12 | 50.83 | 50.84 | 0.01 | 0
2035 | MISO_W_2_MISO_WUMS | MISO_W | MISO_WUMS | Internal | Shoulder | B13 | 600 | 3756 | 3178.31 | 48.02 | 48.03 | 0.01 | 0
2035 | MISO_W_2_MISO_WUMS | MISO_W | MISO_WUMS | Internal | Shoulder | B14 | 900 | 3756 | 3756 | 40.79 | 47.79 | 0.01 | 6.99
2035 | MISO_W_2_MISO_WUMS | MISO_W | MISO_WUMS | Internal | Shoulder | B15 | 1203 | 3756 | 3756 | 33.47 | 43.01 | 0.01 | 9.53
2035 | MISO_W_2_MISO_WUMS | MISO_W | MISO_WUMS | Internal | Summer | B1 | 10 | 3756 | 0 | 81.51 | 75.33 | 0.01 | 0
2035 | MISO_W_2_MISO_WUMS | MISO_W | MISO_WUMS | Internal | Summer | B2 | 25 | 3756 | 0 | 76.76 | 75.33 | 0.01 | 0
2035 | MISO_W_2_MISO_WUMS | MISO_W | MISO_WUMS | Internal | Summer | B3 | 75 | 3756 | 0 | 78.18 | 75.33 | 0.01 | 0
2035 | MISO_W_2_MISO_WUMS | MISO_W | MISO_WUMS | Internal | Summer | B4 | 100 | 3756 | 0 | 76.1 | 75.33 | 0.01 | 0
2035 | MISO_W_2_MISO_WUMS | MISO_W | MISO_WUMS | Internal | Summer | B5 | 200 | 3756 | 3144.3 | 74.63 | 74.64 | 0.01 | 0
2035 | MISO_W_2_MISO_WUMS | MISO_W | MISO_WUMS | Internal | Summer | B6 | 300 | 3756 | 2437.11 | 60.69 | 60.7 | 0.01 | 0
2035 | MISO_W_2_MISO_WUMS | MISO_W | MISO_WUMS | Internal | Summer | B7 | 400 | 3756 | 2002.98 | 51.26 | 51.27 | 0.01 | 0
2035 | MISO_W_2_MISO_WUMS | MISO_W | MISO_WUMS | Internal | Summer | B8 | 500 | 3756 | 3190.26 | 45.93 | 45.94 | 0.01 | 0
2035 | MISO_W_2_MISO_WUMS | MISO_W | MISO_WUMS | Internal | Summer | B9 | 800 | 3756 | 3756 | 42.97 | 44.97 | 0.01 | 1.99
2035 | MISO_W_2_MISO_WUMS | MISO_W | MISO_WUMS | Internal | Summer | B10 | 1262 | 3756 | 3756 | 37.43 | 39.55 | 0.01 | 2.11
2035 | MISO_W_2_MISO_WUMS | MISO_W | MISO_WUMS | Internal | Winter | B16 | 25 | 3756 | 3756 | 45.77 | 65.34 | 0.01 | 19.56
2035 | MISO_W_2_MISO_WUMS | MISO_W | MISO_WUMS | Internal | Winter | B17 | 100 | 3756 | 3756 | 45.77 | 55.43 | 0.01 | 9.65
2035 | MISO_W_2_MISO_WUMS | MISO_W | MISO_WUMS | Internal | Winter | B18 | 400 | 3756 | 3756 | 45.77 | 51.27 | 0.01 | 5.48
2035 | MISO_W_2_MISO_WUMS | MISO_W | MISO_WUMS | Internal | Winter | B19 | 700 | 3756 | 3756 | 45.77 | 47.19 | 0.01 | 1.41
2035 | MISO_W_2_MISO_WUMS | MISO_W | MISO_WUMS | Internal | Winter | B20 | 935 | 3756 | 3756 | 32.75 | 43.47 | 0.01 | 10.71
2035 | MISO_W_2_NE | MISO_W | NE | Internal | Shoulder | B11 | 25 | 20297 | 0 | 62.37 | 59.87 | 3.5 | 0
2035 | MISO_W_2_NE | MISO_W | NE | Internal | Shoulder | B12 | 200 | 20297 | 0 | 50.83 | 48.33 | 3.5 | 0
2035 | MISO_W_2_NE | MISO_W | NE | Internal | Shoulder | B13 | 600 | 20297 | 0 | 48.02 | 45.52 | 3.5 | 0
2035 | MISO_W_2_NE | MISO_W | NE | Internal | Shoulder | B14 | 900 | 20297 | 0 | 40.79 | 30.29 | 3.5 | 0
2035 | MISO_W_2_NE | MISO_W | NE | Internal | Shoulder | B15 | 1203 | 20297 | 0 | 33.47 | 24.39 | 3.5 | 0
2035 | MISO_W_2_NE | MISO_W | NE | Internal | Summer | B1 | 10 | 20297 | 0 | 81.51 | 79.01 | 3.5 | 0
2035 | MISO_W_2_NE | MISO_W | NE | Internal | Summer | B2 | 25 | 20297 | 0 | 76.76 | 74.26 | 3.5 | 0
2035 | MISO_W_2_NE | MISO_W | NE | Internal | Summer | B3 | 75 | 20297 | 0 | 78.18 | 75.68 | 3.5 | 0
2035 | MISO_W_2_NE | MISO_W | NE | Internal | Summer | B4 | 100 | 20297 | 0 | 76.1 | 73.6 | 3.5 | 0
2035 | MISO_W_2_NE | MISO_W | NE | Internal | Summer | B5 | 200 | 20297 | 0 | 74.63 | 72.13 | 3.5 | 0
2035 | MISO_W_2_NE | MISO_W | NE | Internal | Summer | B6 | 300 | 20297 | 0 | 60.69 | 58.19 | 3.5 | 0
2035 | MISO_W_2_NE | MISO_W | NE | Internal | Summer | B7 | 400 | 20297 | 0 | 51.26 | 48.76 | 3.5 | 0
2035 | MISO_W_2_NE | MISO_W | NE | Internal | Summer | B8 | 500 | 20297 | 0 | 45.93 | 43.43 | 3.5 | 0
2035 | MISO_W_2_NE | MISO_W | NE | Internal | Summer | B9 | 800 | 20297 | 0 | 42.97 | 40.47 | 3.5 | 0
2035 | MISO_W_2_NE | MISO_W | NE | Internal | Summer | B10 | 1262 | 20297 | 0 | 37.43 | 34.93 | 3.5 | 0
2035 | MISO_W_2_NE | MISO_W | NE | Internal | Winter | B16 | 25 | 20297 | 0 | 45.77 | -32.56 | 3.5 | 0
2035 | MISO_W_2_NE | MISO_W | NE | Internal | Winter | B17 | 100 | 20297 | 0 | 45.77 | 21.99 | 3.5 | 0
2035 | MISO_W_2_NE | MISO_W | NE | Internal | Winter | B18 | 400 | 20297 | 0 | 45.77 | 41.34 | 3.5 | 0
2035 | MISO_W_2_NE | MISO_W | NE | Internal | Winter | B19 | 700 | 20297 | 0 | 45.77 | 38.57 | 3.5 | 0
2035 | MISO_W_2_NE | MISO_W | NE | Internal | Winter | B20 | 935 | 20297 | 0 | 32.75 | 25.53 | 3.5 | 0
2035 | MISO_W_2_PJM_ROR | MISO_W | PJM_ROR | Internal | Shoulder | B11 | 25 | 10135 | 6554.3 | 62.37 | 63.37 | 1 | 0
2035 | MISO_W_2_PJM_ROR | MISO_W | PJM_ROR | Internal | Shoulder | B12 | 200 | 10135 | 10135 | 50.83 | 51.84 | 1 | 0.01
2035 | MISO_W_2_PJM_ROR | MISO_W | PJM_ROR | Internal | Shoulder | B13 | 600 | 10135 | 10135 | 48.02 | 49.03 | 1 | 0.01
2035 | MISO_W_2_PJM_ROR | MISO_W | PJM_ROR | Internal | Shoulder | B14 | 900 | 10135 | 10135 | 40.79 | 47.61 | 1 | 5.82
2035 | MISO_W_2_PJM_ROR | MISO_W | PJM_ROR | Internal | Shoulder | B15 | 1203 | 10135 | 10135 | 33.47 | 44.01 | 1 | 9.54
2035 | MISO_W_2_PJM_ROR | MISO_W | PJM_ROR | Internal | Summer | B1 | 10 | 10135 | 8824.06 | 81.51 | 82.51 | 1 | 0
2035 | MISO_W_2_PJM_ROR | MISO_W | PJM_ROR | Internal | Summer | B2 | 25 | 10135 | 7216.26 | 76.76 | 77.76 | 1 | 0
2035 | MISO_W_2_PJM_ROR | MISO_W | PJM_ROR | Internal | Summer | B3 | 75 | 10135 | 0 | 78.18 | 77.18 | 1 | 0
2035 | MISO_W_2_PJM_ROR | MISO_W | PJM_ROR | Internal | Summer | B4 | 100 | 10135 | 1574.04 | 76.1 | 77.1 | 1 | 0
2035 | MISO_W_2_PJM_ROR | MISO_W | PJM_ROR | Internal | Summer | B5 | 200 | 10135 | 0 | 74.63 | 73.65 | 1 | 0
2035 | MISO_W_2_PJM_ROR | MISO_W | PJM_ROR | Internal | Summer | B6 | 300 | 10135 | 2212.26 | 60.69 | 61.69 | 1 | 0
2035 | MISO_W_2_PJM_ROR | MISO_W | PJM_ROR | Internal | Summer | B7 | 400 | 10135 | 3703.12 | 51.26 | 52.26 | 1 | 0
2035 | MISO_W_2_PJM_ROR | MISO_W | PJM_ROR | Internal | Summer | B8 | 500 | 10135 | 3773.83 | 45.93 | 46.93 | 1 | 0
2035 | MISO_W_2_PJM_ROR | MISO_W | PJM_ROR | Internal | Summer | B9 | 800 | 10135 | 5847.38 | 42.97 | 43.97 | 1 | 0
2035 | MISO_W_2_PJM_ROR | MISO_W | PJM_ROR | Internal | Summer | B10 | 1262 | 10135 | 10135 | 37.43 | 39.93 | 1 | 1.5
2035 | MISO_W_2_PJM_ROR | MISO_W | PJM_ROR | Internal | Winter | B16 | 25 | 10135 | 10135 | 45.77 | 66.34 | 1 | 19.57
2035 | MISO_W_2_PJM_ROR | MISO_W | PJM_ROR | Internal | Winter | B17 | 100 | 10135 | 10135 | 45.77 | 56.43 | 1 | 9.66
2035 | MISO_W_2_PJM_ROR | MISO_W | PJM_ROR | Internal | Winter | B18 | 400 | 10135 | 10135 | 45.77 | 51.91 | 1 | 5.14
2035 | MISO_W_2_PJM_ROR | MISO_W | PJM_ROR | Internal | Winter | B19 | 700 | 10135 | 10135 | 45.77 | 48.19 | 1 | 1.42
2035 | MISO_W_2_PJM_ROR | MISO_W | PJM_ROR | Internal | Winter | B20 | 935 | 10135 | 10135 | 32.75 | 44.47 | 1 | 10.72
2035 | MISO_W_2_SPP_N | MISO_W | SPP_N | Internal | Shoulder | B11 | 25 | 3200 | 0 | 62.37 | 59.88 | 3.5 | 0
2035 | MISO_W_2_SPP_N | MISO_W | SPP_N | Internal | Shoulder | B12 | 200 | 3200 | 0 | 50.83 | 48.34 | 3.5 | 0
2035 | MISO_W_2_SPP_N | MISO_W | SPP_N | Internal | Shoulder | B13 | 600 | 3200 | 0 | 48.02 | 45.53 | 3.5 | 0
2035 | MISO_W_2_SPP_N | MISO_W | SPP_N | Internal | Shoulder | B14 | 900 | 3200 | 0 | 40.79 | 30.3 | 3.5 | 0
2035 | MISO_W_2_SPP_N | MISO_W | SPP_N | Internal | Shoulder | B15 | 1203 | 3200 | 0 | 33.47 | 24.4 | 3.5 | 0
2035 | MISO_W_2_SPP_N | MISO_W | SPP_N | Internal | Summer | B1 | 10 | 3200 | 0 | 81.51 | 79.03 | 3.5 | 0
2035 | MISO_W_2_SPP_N | MISO_W | SPP_N | Internal | Summer | B2 | 25 | 3200 | 0 | 76.76 | 74.27 | 3.5 | 0
2035 | MISO_W_2_SPP_N | MISO_W | SPP_N | Internal | Summer | B3 | 75 | 3200 | 0 | 78.18 | 75.7 | 3.5 | 0
2035 | MISO_W_2_SPP_N | MISO_W | SPP_N | Internal | Summer | B4 | 100 | 3200 | 0 | 76.1 | 73.61 | 3.5 | 0
2035 | MISO_W_2_SPP_N | MISO_W | SPP_N | Internal | Summer | B5 | 200 | 3200 | 0 | 74.63 | 72.14 | 3.5 | 0
2035 | MISO_W_2_SPP_N | MISO_W | SPP_N | Internal | Summer | B6 | 300 | 3200 | 0 | 60.69 | 58.2 | 3.5 | 0
2035 | MISO_W_2_SPP_N | MISO_W | SPP_N | Internal | Summer | B7 | 400 | 3200 | 0 | 51.26 | 48.77 | 3.5 | 0
2035 | MISO_W_2_SPP_N | MISO_W | SPP_N | Internal | Summer | B8 | 500 | 3200 | 0 | 45.93 | 46.57 | 3.5 | 0
2035 | MISO_W_2_SPP_N | MISO_W | SPP_N | Internal | Summer | B9 | 800 | 3200 | 0 | 42.97 | 44.47 | 3.5 | 0
2035 | MISO_W_2_SPP_N | MISO_W | SPP_N | Internal | Summer | B10 | 1262 | 3200 | 0 | 37.43 | 34.94 | 3.5 | 0
2035 | MISO_W_2_SPP_N | MISO_W | SPP_N | Internal | Winter | B16 | 25 | 3200 | 0 | 45.77 | 43.27 | 3.5 | 0
2035 | MISO_W_2_SPP_N | MISO_W | SPP_N | Internal | Winter | B17 | 100 | 3200 | 0 | 45.77 | 32.81 | 3.5 | 0
2035 | MISO_W_2_SPP_N | MISO_W | SPP_N | Internal | Winter | B18 | 400 | 3200 | 0 | 45.77 | 41.35 | 3.5 | 0
2035 | MISO_W_2_SPP_N | MISO_W | SPP_N | Internal | Winter | B19 | 700 | 3200 | 0 | 45.77 | 38.59 | 3.5 | 0
2035 | MISO_W_2_SPP_N | MISO_W | SPP_N | Internal | Winter | B20 | 935 | 3200 | 0 | 32.75 | 26.22 | 3.5 | 0
2035 | MISO_WUMS_2_MISO_MI | MISO_WUMS | MISO_MI | Internal | Shoulder | B11 | 25 | 148 | 147.97 | 62.38 | 62.4 | 0.01 | 0.01
2035 | MISO_WUMS_2_MISO_MI | MISO_WUMS | MISO_MI | Internal | Shoulder | B12 | 200 | 148 | 148 | 50.84 | 52.84 | 0.01 | 1.99
2035 | MISO_WUMS_2_MISO_MI | MISO_WUMS | MISO_MI | Internal | Shoulder | B13 | 600 | 148 | 148 | 48.03 | 50.03 | 0.01 | 1.99
2035 | MISO_WUMS_2_MISO_MI | MISO_WUMS | MISO_MI | Internal | Shoulder | B14 | 900 | 148 | 148 | 47.79 | 47.87 | 0.01 | 0.07
2035 | MISO_WUMS_2_MISO_MI | MISO_WUMS | MISO_MI | Internal | Shoulder | B15 | 1203 | 148 | 0 | 43.01 | 43.01 | 0.01 | 0
2035 | MISO_WUMS_2_MISO_MI | MISO_WUMS | MISO_MI | Internal | Summer | B1 | 10 | 148 | 148 | 75.33 | 81.55 | 0.01 | 6.21
2035 | MISO_WUMS_2_MISO_MI | MISO_WUMS | MISO_MI | Internal | Summer | B2 | 25 | 148 | 148 | 75.33 | 80.65 | 0.01 | 5.31
2035 | MISO_WUMS_2_MISO_MI | MISO_WUMS | MISO_MI | Internal | Summer | B3 | 75 | 148 | 148 | 75.33 | 78.57 | 0.01 | 3.24
2035 | MISO_WUMS_2_MISO_MI | MISO_WUMS | MISO_MI | Internal | Summer | B4 | 100 | 148 | 148 | 75.33 | 78.09 | 0.01 | 2.75
2035 | MISO_WUMS_2_MISO_MI | MISO_WUMS | MISO_MI | Internal | Summer | B5 | 200 | 148 | 106.78 | 74.64 | 74.65 | 0.01 | 0
2035 | MISO_WUMS_2_MISO_MI | MISO_WUMS | MISO_MI | Internal | Summer | B6 | 300 | 148 | 0 | 60.7 | 60.7 | 0.01 | 0
2035 | MISO_WUMS_2_MISO_MI | MISO_WUMS | MISO_MI | Internal | Summer | B7 | 400 | 148 | 148 | 51.27 | 51.3 | 0.01 | 0.01
2035 | MISO_WUMS_2_MISO_MI | MISO_WUMS | MISO_MI | Internal | Summer | B8 | 500 | 148 | 148 | 45.94 | 46.51 | 0.01 | 0.56
2035 | MISO_WUMS_2_MISO_MI | MISO_WUMS | MISO_MI | Internal | Summer | B9 | 800 | 148 | 0 | 44.97 | 43.01 | 0.01 | 0
2035 | MISO_WUMS_2_MISO_MI | MISO_WUMS | MISO_MI | Internal | Summer | B10 | 1262 | 148 | 101.57 | 39.55 | 39.57 | 0.01 | 0
2035 | MISO_WUMS_2_MISO_MI | MISO_WUMS | MISO_MI | Internal | Winter | B16 | 25 | 148 | 0.03 | 65.34 | 65.34 | 0.01 | 0
2035 | MISO_WUMS_2_MISO_MI | MISO_WUMS | MISO_MI | Internal | Winter | B17 | 100 | 148 | 148 | 55.43 | 57.43 | 0.01 | 1.99
2035 | MISO_WUMS_2_MISO_MI | MISO_WUMS | MISO_MI | Internal | Winter | B18 | 400 | 148 | 148 | 51.27 | 51.42 | 0.01 | 0.14
2035 | MISO_WUMS_2_MISO_MI | MISO_WUMS | MISO_MI | Internal | Winter | B19 | 700 | 148 | 86.16 | 47.19 | 47.2 | 0.01 | 0
2035 | MISO_WUMS_2_MISO_MI | MISO_WUMS | MISO_MI | Internal | Winter | B20 | 935 | 148 | 0 | 43.47 | 43.46 | 0.01 | 0
2035 | MISO_WUMS_2_MISO_W | MISO_WUMS | MISO_W | Internal | Shoulder | B11 | 25 | 3264 | 0.01 | 62.38 | 62.37 | 0.01 | 0
2035 | MISO_WUMS_2_MISO_W | MISO_WUMS | MISO_W | Internal | Shoulder | B12 | 200 | 3264 | 0 | 50.84 | 50.83 | 0.01 | 0
2035 | MISO_WUMS_2_MISO_W | MISO_WUMS | MISO_W | Internal | Shoulder | B13 | 600 | 3264 | 0 | 48.03 | 48.02 | 0.01 | 0
2035 | MISO_WUMS_2_MISO_W | MISO_WUMS | MISO_W | Internal | Shoulder | B14 | 900 | 3264 | 0 | 47.79 | 40.79 | 0.01 | 0
2035 | MISO_WUMS_2_MISO_W | MISO_WUMS | MISO_W | Internal | Shoulder | B15 | 1203 | 3264 | 0 | 43.01 | 33.47 | 0.01 | 0
2035 | MISO_WUMS_2_MISO_W | MISO_WUMS | MISO_W | Internal | Summer | B1 | 10 | 3264 | 3264 | 75.33 | 81.51 | 0.01 | 6.18
2035 | MISO_WUMS_2_MISO_W | MISO_WUMS | MISO_W | Internal | Summer | B2 | 25 | 3264 | 3264 | 75.33 | 76.76 | 0.01 | 1.42
2035 | MISO_WUMS_2_MISO_W | MISO_WUMS | MISO_W | Internal | Summer | B3 | 75 | 3264 | 3264 | 75.33 | 78.18 | 0.01 | 2.85
2035 | MISO_WUMS_2_MISO_W | MISO_WUMS | MISO_W | Internal | Summer | B4 | 100 | 3264 | 3264 | 75.33 | 76.1 | 0.01 | 0.76
2035 | MISO_WUMS_2_MISO_W | MISO_WUMS | MISO_W | Internal | Summer | B5 | 200 | 3264 | 0 | 74.64 | 74.63 | 0.01 | 0
2035 | MISO_WUMS_2_MISO_W | MISO_WUMS | MISO_W | Internal | Summer | B6 | 300 | 3264 | 0 | 60.7 | 60.69 | 0.01 | 0
2035 | MISO_WUMS_2_MISO_W | MISO_WUMS | MISO_W | Internal | Summer | B7 | 400 | 3264 | 0 | 51.27 | 51.26 | 0.01 | 0
2035 | MISO_WUMS_2_MISO_W | MISO_WUMS | MISO_W | Internal | Summer | B8 | 500 | 3264 | 0 | 45.94 | 45.93 | 0.01 | 0
2035 | MISO_WUMS_2_MISO_W | MISO_WUMS | MISO_W | Internal | Summer | B9 | 800 | 3264 | 0 | 44.97 | 42.97 | 0.01 | 0
2035 | MISO_WUMS_2_MISO_W | MISO_WUMS | MISO_W | Internal | Summer | B10 | 1262 | 3264 | 0 | 39.55 | 37.43 | 0.01 | 0
2035 | MISO_WUMS_2_MISO_W | MISO_WUMS | MISO_W | Internal | Winter | B16 | 25 | 3264 | 0 | 65.34 | 45.77 | 0.01 | 0
2035 | MISO_WUMS_2_MISO_W | MISO_WUMS | MISO_W | Internal | Winter | B17 | 100 | 3264 | 0 | 55.43 | 45.77 | 0.01 | 0
2035 | MISO_WUMS_2_MISO_W | MISO_WUMS | MISO_W | Internal | Winter | B18 | 400 | 3264 | 0 | 51.27 | 45.77 | 0.01 | 0
2035 | MISO_WUMS_2_MISO_W | MISO_WUMS | MISO_W | Internal | Winter | B19 | 700 | 3264 | 0 | 47.19 | 45.77 | 0.01 | 0
2035 | MISO_WUMS_2_MISO_W | MISO_WUMS | MISO_W | Internal | Winter | B20 | 935 | 3264 | 0 | 43.47 | 32.75 | 0.01 | 0
2035 | MISO_WUMS_2_PJM_ROR | MISO_WUMS | PJM_ROR | Internal | Shoulder | B11 | 25 | 1600 | 0.03 | 62.38 | 63.37 | 1 | 0
2035 | MISO_WUMS_2_PJM_ROR | MISO_WUMS | PJM_ROR | Internal | Shoulder | B12 | 200 | 1600 | 279.65 | 50.84 | 51.84 | 1 | 0
2035 | MISO_WUMS_2_PJM_ROR | MISO_WUMS | PJM_ROR | Internal | Shoulder | B13 | 600 | 1600 | 299.04 | 48.03 | 49.03 | 1 | 0
2035 | MISO_WUMS_2_PJM_ROR | MISO_WUMS | PJM_ROR | Internal | Shoulder | B14 | 900 | 1600 | 0 | 47.79 | 47.61 | 1 | 0
2035 | MISO_WUMS_2_PJM_ROR | MISO_WUMS | PJM_ROR | Internal | Shoulder | B15 | 1203 | 1600 | 453.36 | 43.01 | 44.01 | 1 | 0
2035 | MISO_WUMS_2_PJM_ROR | MISO_WUMS | PJM_ROR | Internal | Summer | B1 | 10 | 1600 | 1600 | 75.33 | 82.51 | 1 | 6.19
2035 | MISO_WUMS_2_PJM_ROR | MISO_WUMS | PJM_ROR | Internal | Summer | B2 | 25 | 1600 | 1600 | 75.33 | 77.76 | 1 | 1.43
2035 | MISO_WUMS_2_PJM_ROR | MISO_WUMS | PJM_ROR | Internal | Summer | B3 | 75 | 1600 | 1600 | 75.33 | 77.18 | 1 | 0.86
2035 | MISO_WUMS_2_PJM_ROR | MISO_WUMS | PJM_ROR | Internal | Summer | B4 | 100 | 1600 | 1600 | 75.33 | 77.1 | 1 | 0.77
2035 | MISO_WUMS_2_PJM_ROR | MISO_WUMS | PJM_ROR | Internal | Summer | B5 | 200 | 1600 | 0 | 74.64 | 73.65 | 1 | 0
2035 | MISO_WUMS_2_PJM_ROR | MISO_WUMS | PJM_ROR | Internal | Summer | B6 | 300 | 1600 | 0 | 60.7 | 61.69 | 1 | 0
2035 | MISO_WUMS_2_PJM_ROR | MISO_WUMS | PJM_ROR | Internal | Summer | B7 | 400 | 1600 | 0 | 51.27 | 52.26 | 1 | 0
2035 | MISO_WUMS_2_PJM_ROR | MISO_WUMS | PJM_ROR | Internal | Summer | B8 | 500 | 1600 | 0 | 45.94 | 46.93 | 1 | 0
2035 | MISO_WUMS_2_PJM_ROR | MISO_WUMS | PJM_ROR | Internal | Summer | B9 | 800 | 1600 | 0 | 44.97 | 43.97 | 1 | 0
2035 | MISO_WUMS_2_PJM_ROR | MISO_WUMS | PJM_ROR | Internal | Summer | B10 | 1262 | 1600 | 0 | 39.55 | 39.93 | 1 | 0
2035 | MISO_WUMS_2_PJM_ROR | MISO_WUMS | PJM_ROR | Internal | Winter | B16 | 25 | 1600 | 1017.66 | 65.34 | 66.34 | 1 | 0
2035 | MISO_WUMS_2_PJM_ROR | MISO_WUMS | PJM_ROR | Internal | Winter | B17 | 100 | 1600 | 1110.52 | 55.43 | 56.43 | 1 | 0
2035 | MISO_WUMS_2_PJM_ROR | MISO_WUMS | PJM_ROR | Internal | Winter | B18 | 400 | 1600 | 0 | 51.27 | 51.91 | 1 | 0
2035 | MISO_WUMS_2_PJM_ROR | MISO_WUMS | PJM_ROR | Internal | Winter | B19 | 700 | 1600 | 96.38 | 47.19 | 48.19 | 1 | 0
2035 | MISO_WUMS_2_PJM_ROR | MISO_WUMS | PJM_ROR | Internal | Winter | B20 | 935 | 1600 | 1535.21 | 43.47 | 44.47 | 1 | 0
2035 | NE_2_MAPP_US | NE | MAPP_US | Internal | Shoulder | B11 | 25 | 1600 | 0 | 59.87 | 56.37 | 2.5 | 0
2035 | NE_2_MAPP_US | NE | MAPP_US | Internal | Shoulder | B12 | 200 | 1600 | 0 | 48.33 | 44.83 | 2.5 | 0
2035 | NE_2_MAPP_US | NE | MAPP_US | Internal | Shoulder | B13 | 600 | 1600 | 0 | 45.52 | 42.02 | 2.5 | 0
2035 | NE_2_MAPP_US | NE | MAPP_US | Internal | Shoulder | B14 | 900 | 1600 | 0 | 30.29 | 30.2 | 2.5 | 0
2035 | NE_2_MAPP_US | NE | MAPP_US | Internal | Shoulder | B15 | 1203 | 1600 | 126.29 | 24.39 | 26.89 | 2.5 | 0
2035 | NE_2_MAPP_US | NE | MAPP_US | Internal | Summer | B1 | 10 | 1600 | 0 | 79.01 | 78.01 | 2.5 | 0
2035 | NE_2_MAPP_US | NE | MAPP_US | Internal | Summer | B2 | 25 | 1600 | 0 | 74.26 | 71.62 | 2.5 | 0
2035 | NE_2_MAPP_US | NE | MAPP_US | Internal | Summer | B3 | 75 | 1600 | 0 | 75.68 | 73.18 | 2.5 | 0
2035 | NE_2_MAPP_US | NE | MAPP_US | Internal | Summer | B4 | 100 | 1600 | 0 | 73.6 | 70.1 | 2.5 | 0
2035 | NE_2_MAPP_US | NE | MAPP_US | Internal | Summer | B5 | 200 | 1600 | 0 | 72.13 | 68.63 | 2.5 | 0
2035 | NE_2_MAPP_US | NE | MAPP_US | Internal | Summer | B6 | 300 | 1600 | 0 | 58.19 | 54.69 | 2.5 | 0
2035 | NE_2_MAPP_US | NE | MAPP_US | Internal | Summer | B7 | 400 | 1600 | 0 | 48.76 | 45.26 | 2.5 | 0
2035 | NE_2_MAPP_US | NE | MAPP_US | Internal | Summer | B8 | 500 | 1600 | 0 | 43.43 | 39.93 | 2.5 | 0
2035 | NE_2_MAPP_US | NE | MAPP_US | Internal | Summer | B9 | 800 | 1600 | 0 | 40.47 | 36.97 | 2.5 | 0
2035 | NE_2_MAPP_US | NE | MAPP_US | Internal | Summer | B10 | 1262 | 1600 | 0 | 34.93 | 31.43 | 2.5 | 0
2035 | NE_2_MAPP_US | NE | MAPP_US | Internal | Winter | B16 | 25 | 1600 | 1069.28 | -32.56 | -30.06 | 2.5 | 0
2035 | NE_2_MAPP_US | NE | MAPP_US | Internal | Winter | B17 | 100 | 1600 | 1347.45 | 21.99 | 24.49 | 2.5 | 0
2035 | NE_2_MAPP_US | NE | MAPP_US | Internal | Winter | B18 | 400 | 1600 | 0 | 41.34 | 37.84 | 2.5 | 0
2035 | NE_2_MAPP_US | NE | MAPP_US | Internal | Winter | B19 | 700 | 1600 | 0 | 38.57 | 37.84 | 2.5 | 0
2035 | NE_2_MAPP_US | NE | MAPP_US | Internal | Winter | B20 | 935 | 1600 | 0 | 25.53 | 27.1 | 2.5 | 0
2035 | NE_2_MISO_W | NE | MISO_W | Internal | Shoulder | B11 | 25 | 19097 | 16349.58 | 59.87 | 62.37 | 2.5 | 0
2035 | NE_2_MISO_W | NE | MISO_W | Internal | Shoulder | B12 | 200 | 19097 | 18790.21 | 48.33 | 50.83 | 2.5 | 0
2035 | NE_2_MISO_W | NE | MISO_W | Internal | Shoulder | B13 | 600 | 19097 | 18236.26 | 45.52 | 48.02 | 2.5 | 0
2035 | NE_2_MISO_W | NE | MISO_W | Internal | Shoulder | B14 | 900 | 19097 | 19097 | 30.29 | 40.79 | 2.5 | 8
2035 | NE_2_MISO_W | NE | MISO_W | Internal | Shoulder | B15 | 1203 | 19097 | 19097 | 24.39 | 33.47 | 2.5 | 6.58
2035 | NE_2_MISO_W | NE | MISO_W | Internal | Summer | B1 | 10 | 19097 | 12167.17 | 79.01 | 81.51 | 2.5 | 0
2035 | NE_2_MISO_W | NE | MISO_W | Internal | Summer | B2 | 25 | 19097 | 14599.42 | 74.26 | 76.76 | 2.5 | 0
2035 | NE_2_MISO_W | NE | MISO_W | Internal | Summer | B3 | 75 | 19097 | 8078.26 | 75.68 | 78.18 | 2.5 | 0
2035 | NE_2_MISO_W | NE | MISO_W | Internal | Summer | B4 | 100 | 19097 | 8514.07 | 73.6 | 76.1 | 2.5 | 0
2035 | NE_2_MISO_W | NE | MISO_W | Internal | Summer | B5 | 200 | 19097 | 11374.97 | 72.13 | 74.63 | 2.5 | 0
2035 | NE_2_MISO_W | NE | MISO_W | Internal | Summer | B6 | 300 | 19097 | 8160.87 | 58.19 | 60.69 | 2.5 | 0
2035 | NE_2_MISO_W | NE | MISO_W | Internal | Summer | B7 | 400 | 19097 | 6666.57 | 48.76 | 51.26 | 2.5 | 0
2035 | NE_2_MISO_W | NE | MISO_W | Internal | Summer | B8 | 500 | 19097 | 11073.12 | 43.43 | 45.93 | 2.5 | 0
2035 | NE_2_MISO_W | NE | MISO_W | Internal | Summer | B9 | 800 | 19097 | 10281.9 | 40.47 | 42.97 | 2.5 | 0
2035 | NE_2_MISO_W | NE | MISO_W | Internal | Summer | B10 | 1262 | 19097 | 17239.24 | 34.93 | 37.43 | 2.5 | 0
2035 | NE_2_MISO_W | NE | MISO_W | Internal | Winter | B16 | 25 | 19097 | 19097 | -32.56 | 45.77 | 2.5 | 75.83
2035 | NE_2_MISO_W | NE | MISO_W | Internal | Winter | B17 | 100 | 19097 | 19097 | 21.99 | 45.77 | 2.5 | 21.28
2035 | NE_2_MISO_W | NE | MISO_W | Internal | Winter | B18 | 400 | 19097 | 19097 | 41.34 | 45.77 | 2.5 | 1.93
2035 | NE_2_MISO_W | NE | MISO_W | Internal | Winter | B19 | 700 | 19097 | 19097 | 38.57 | 45.77 | 2.5 | 4.7
2035 | NE_2_MISO_W | NE | MISO_W | Internal | Winter | B20 | 935 | 19097 | 19097 | 25.53 | 32.75 | 2.5 | 4.72
2035 | NE_2_SPP_N | NE | SPP_N | Internal | Shoulder | B11 | 25 | 12798 | 2444.79 | 59.87 | 59.88 | 0.01 | 0
2035 | NE_2_SPP_N | NE | SPP_N | Internal | Shoulder | B12 | 200 | 12798 | 5859.25 | 48.33 | 48.34 | 0.01 | 0
2035 | NE_2_SPP_N | NE | SPP_N | Internal | Shoulder | B13 | 600 | 12798 | 9775.16 | 45.52 | 45.53 | 0.01 | 0
2035 | NE_2_SPP_N | NE | SPP_N | Internal | Shoulder | B14 | 900 | 12798 | 9438.27 | 30.29 | 30.3 | 0.01 | 0
2035 | NE_2_SPP_N | NE | SPP_N | Internal | Shoulder | B15 | 1203 | 12798 | 10693.05 | 24.39 | 24.4 | 0.01 | 0
2035 | NE_2_SPP_N | NE | SPP_N | Internal | Summer | B1 | 10 | 12798 | 1451.36 | 79.01 | 79.03 | 0.01 | 0
2035 | NE_2_SPP_N | NE | SPP_N | Internal | Summer | B2 | 25 | 12798 | 6871.13 | 74.26 | 74.27 | 0.01 | 0
2035 | NE_2_SPP_N | NE | SPP_N | Internal | Summer | B3 | 75 | 12798 | 8417.91 | 75.68 | 75.7 | 0.01 | 0
2035 | NE_2_SPP_N | NE | SPP_N | Internal | Summer | B4 | 100 | 12798 | 5220.36 | 73.6 | 73.61 | 0.01 | 0
2035 | NE_2_SPP_N | NE | SPP_N | Internal | Summer | B5 | 200 | 12798 | 3449.54 | 72.13 | 72.14 | 0.01 | 0
2035 | NE_2_SPP_N | NE | SPP_N | Internal | Summer | B6 | 300 | 12798 | 7752.05 | 58.19 | 58.2 | 0.01 | 0
2035 | NE_2_SPP_N | NE | SPP_N | Internal | Summer | B7 | 400 | 12798 | 11828.7 | 48.76 | 48.77 | 0.01 | 0
2035 | NE_2_SPP_N | NE | SPP_N | Internal | Summer | B8 | 500 | 12798 | 12798 | 43.43 | 46.57 | 0.01 | 3.13
2035 | NE_2_SPP_N | NE | SPP_N | Internal | Summer | B9 | 800 | 12798 | 12798 | 40.47 | 44.47 | 0.01 | 3.99
2035 | NE_2_SPP_N | NE | SPP_N | Internal | Summer | B10 | 1262 | 12798 | 9555.68 | 34.93 | 34.94 | 0.01 | 0
2035 | NE_2_SPP_N | NE | SPP_N | Internal | Winter | B16 | 25 | 12798 | 12798 | -32.56 | 43.27 | 0.01 | 75.82
2035 | NE_2_SPP_N | NE | SPP_N | Internal | Winter | B17 | 100 | 12798 | 12798 | 21.99 | 32.81 | 0.01 | 10.81
2035 | NE_2_SPP_N | NE | SPP_N | Internal | Winter | B18 | 400 | 12798 | 12751.97 | 41.34 | 41.35 | 0.01 | 0
2035 | NE_2_SPP_N | NE | SPP_N | Internal | Winter | B19 | 700 | 12798 | 10114.64 | 38.57 | 38.59 | 0.01 | 0
2035 | NE_2_SPP_N | NE | SPP_N | Internal | Winter | B20 | 935 | 12798 | 12798 | 25.53 | 26.22 | 0.01 | 0.68
2035 | NEISO_2_NYISO_A-F | NEISO | NYISO_A-F | Internal | Shoulder | B11 | 25 | 600 | 600 | 42.33 | 52.63 | 1.5 | 8.8
2035 | NEISO_2_NYISO_A-F | NEISO | NYISO_A-F | Internal | Shoulder | B12 | 200 | 600 | 600 | 42.33 | 47.86 | 1.5 | 4.03
2035 | NEISO_2_NYISO_A-F | NEISO | NYISO_A-F | Internal | Shoulder | B13 | 600 | 600 | 600 | 42.33 | 45.81 | 1.5 | 1.97
2035 | NEISO_2_NYISO_A-F | NEISO | NYISO_A-F | Internal | Shoulder | B14 | 900 | 600 | 600 | 42.33 | 45.77 | 1.5 | 1.94
2035 | NEISO_2_NYISO_A-F | NEISO | NYISO_A-F | Internal | Shoulder | B15 | 1203 | 600 | 600 | 42.33 | 45.77 | 1.5 | 1.94
2035 | NEISO_2_NYISO_A-F | NEISO | NYISO_A-F | Internal | Summer | B1 | 10 | 600 | 0 | 77.7 | 76.2 | 1.5 | 0
2035 | NEISO_2_NYISO_A-F | NEISO | NYISO_A-F | Internal | Summer | B2 | 25 | 600 | 371.8 | 72.15 | 73.65 | 1.5 | 0
2035 | NEISO_2_NYISO_A-F | NEISO | NYISO_A-F | Internal | Summer | B3 | 75 | 600 | 600 | 53.98 | 66.88 | 1.5 | 11.41
2035 | NEISO_2_NYISO_A-F | NEISO | NYISO_A-F | Internal | Summer | B4 | 100 | 600 | 600 | 38.7 | 58.89 | 1.5 | 18.69
2035 | NEISO_2_NYISO_A-F | NEISO | NYISO_A-F | Internal | Summer | B5 | 200 | 600 | 600 | 38.7 | 52.35 | 1.5 | 12.15
2035 | NEISO_2_NYISO_A-F | NEISO | NYISO_A-F | Internal | Summer | B6 | 300 | 600 | 600 | 38.7 | 52.35 | 1.5 | 12.15
2035 | NEISO_2_NYISO_A-F | NEISO | NYISO_A-F | Internal | Summer | B7 | 400 | 600 | 600 | 38.7 | 48.78 | 1.5 | 8.58
2035 | NEISO_2_NYISO_A-F | NEISO | NYISO_A-F | Internal | Summer | B8 | 500 | 600 | 600 | 38.7 | 44.48 | 1.5 | 4.27
2035 | NEISO_2_NYISO_A-F | NEISO | NYISO_A-F | Internal | Summer | B9 | 800 | 600 | 600 | 38.7 | 42.39 | 1.5 | 2.19
2035 | NEISO_2_NYISO_A-F | NEISO | NYISO_A-F | Internal | Summer | B10 | 1262 | 600 | 600 | 38.7 | 42.39 | 1.5 | 2.19
2035 | NEISO_2_NYISO_A-F | NEISO | NYISO_A-F | Internal | Winter | B16 | 25 | 600 | 168.99 | 53.51 | 55.01 | 1.5 | 0
2035 | NEISO_2_NYISO_A-F | NEISO | NYISO_A-F | Internal | Winter | B17 | 100 | 600 | 0 | 53.51 | 53.22 | 1.5 | 0
2035 | NEISO_2_NYISO_A-F | NEISO | NYISO_A-F | Internal | Winter | B18 | 400 | 600 | 0 | 53.51 | 51.42 | 1.5 | 0
2035 | NEISO_2_NYISO_A-F | NEISO | NYISO_A-F | Internal | Winter | B19 | 700 | 600 | 0 | 53.51 | 51.29 | 1.5 | 0
2035 | NEISO_2_NYISO_A-F | NEISO | NYISO_A-F | Internal | Winter | B20 | 935 | 600 | 0 | 53.51 | 51.29 | 1.5 | 0
2035 | NEISO_2_NYISO_G-I | NEISO | NYISO_G-I | Internal | Shoulder | B11 | 25 | 600 | 600 | 42.33 | 61.02 | 1.5 | 17.19
2035 | NEISO_2_NYISO_G-I | NEISO | NYISO_G-I | Internal | Shoulder | B12 | 200 | 600 | 600 | 42.33 | 47.87 | 1.5 | 4.04
2035 | NEISO_2_NYISO_G-I | NEISO | NYISO_G-I | Internal | Shoulder | B13 | 600 | 600 | 600 | 42.33 | 45.82 | 1.5 | 1.99
2035 | NEISO_2_NYISO_G-I | NEISO | NYISO_G-I | Internal | Shoulder | B14 | 900 | 600 | 600 | 42.33 | 45.79 | 1.5 | 1.95
2035 | NEISO_2_NYISO_G-I | NEISO | NYISO_G-I | Internal | Shoulder | B15 | 1203 | 600 | 600 | 42.33 | 45.79 | 1.5 | 1.95
2035 | NEISO_2_NYISO_G-I | NEISO | NYISO_G-I | Internal | Summer | B1 | 10 | 600 | 600 | 77.7 | 87.99 | 1.5 | 8.8
2035 | NEISO_2_NYISO_G-I | NEISO | NYISO_G-I | Internal | Summer | B2 | 25 | 600 | 600 | 72.15 | 73.78 | 1.5 | 0.13
2035 | NEISO_2_NYISO_G-I | NEISO | NYISO_G-I | Internal | Summer | B3 | 75 | 600 | 600 | 53.98 | 66.9 | 1.5 | 11.42
2035 | NEISO_2_NYISO_G-I | NEISO | NYISO_G-I | Internal | Summer | B4 | 100 | 600 | 600 | 38.7 | 62.13 | 1.5 | 21.93
2035 | NEISO_2_NYISO_G-I | NEISO | NYISO_G-I | Internal | Summer | B5 | 200 | 600 | 600 | 38.7 | 59.28 | 1.5 | 19.08
2035 | NEISO_2_NYISO_G-I | NEISO | NYISO_G-I | Internal | Summer | B6 | 300 | 600 | 600 | 38.7 | 55.58 | 1.5 | 15.38
2035 | NEISO_2_NYISO_G-I | NEISO | NYISO_G-I | Internal | Summer | B7 | 400 | 600 | 600 | 38.7 | 48.79 | 1.5 | 8.59
2035 | NEISO_2_NYISO_G-I | NEISO | NYISO_G-I | Internal | Summer | B8 | 500 | 600 | 600 | 38.7 | 44.49 | 1.5 | 4.29
2035 | NEISO_2_NYISO_G-I | NEISO | NYISO_G-I | Internal | Summer | B9 | 800 | 600 | 600 | 38.7 | 42.4 | 1.5 | 2.2
2035 | NEISO_2_NYISO_G-I | NEISO | NYISO_G-I | Internal | Summer | B10 | 1262 | 600 | 600 | 38.7 | 42.4 | 1.5 | 2.2
2035 | NEISO_2_NYISO_G-I | NEISO | NYISO_G-I | Internal | Winter | B16 | 25 | 600 | 600 | 53.51 | 69.36 | 1.5 | 14.36
2035 | NEISO_2_NYISO_G-I | NEISO | NYISO_G-I | Internal | Winter | B17 | 100 | 600 | 600 | 53.51 | 59.46 | 1.5 | 4.45
2035 | NEISO_2_NYISO_G-I | NEISO | NYISO_G-I | Internal | Winter | B18 | 400 | 600 | 600 | 53.51 | 56.58 | 1.5 | 1.57
2035 | NEISO_2_NYISO_G-I | NEISO | NYISO_G-I | Internal | Winter | B19 | 700 | 600 | 478.2 | 53.51 | 55.01 | 1.5 | 0
2035 | NEISO_2_NYISO_G-I | NEISO | NYISO_G-I | Internal | Winter | B20 | 935 | 600 | 0 | 53.51 | 53.14 | 1.5 | 0
2035 | NEISO_2_NYISO_J-K | NEISO | NYISO_J-K | Internal | Shoulder | B11 | 25 | 520 | 520 | 42.33 | 61.03 | 1.5 | 17.2
2035 | NEISO_2_NYISO_J-K | NEISO | NYISO_J-K | Internal | Shoulder | B12 | 200 | 520 | 520 | 42.33 | 47.88 | 1.5 | 4.05
2035 | NEISO_2_NYISO_J-K | NEISO | NYISO_J-K | Internal | Shoulder | B13 | 600 | 520 | 520 | 42.33 | 45.83 | 1.5 | 2
2035 | NEISO_2_NYISO_J-K | NEISO | NYISO_J-K | Internal | Shoulder | B14 | 900 | 520 | 520 | 42.33 | 45.8 | 1.5 | 1.97
2035 | NEISO_2_NYISO_J-K | NEISO | NYISO_J-K | Internal | Shoulder | B15 | 1203 | 520 | 520 | 42.33 | 45.8 | 1.5 | 1.97
2035 | NEISO_2_NYISO_J-K | NEISO | NYISO_J-K | Internal | Summer | B1 | 10 | 520 | 520 | 77.7 | 88 | 1.5 | 8.81
2035 | NEISO_2_NYISO_J-K | NEISO | NYISO_J-K | Internal | Summer | B2 | 25 | 520 | 520 | 72.15 | 73.79 | 1.5 | 0.14
2035 | NEISO_2_NYISO_J-K | NEISO | NYISO_J-K | Internal | Summer | B3 | 75 | 520 | 520 | 53.98 | 66.91 | 1.5 | 11.43
2035 | NEISO_2_NYISO_J-K | NEISO | NYISO_J-K | Internal | Summer | B4 | 100 | 520 | 520 | 38.7 | 62.14 | 1.5 | 21.94
2035 | NEISO_2_NYISO_J-K | NEISO | NYISO_J-K | Internal | Summer | B5 | 200 | 520 | 520 | 38.7 | 59.29 | 1.5 | 19.09
2035 | NEISO_2_NYISO_J-K | NEISO | NYISO_J-K | Internal | Summer | B6 | 300 | 520 | 520 | 38.7 | 55.6 | 1.5 | 15.4
2035 | NEISO_2_NYISO_J-K | NEISO | NYISO_J-K | Internal | Summer | B7 | 400 | 520 | 520 | 38.7 | 55.6 | 1.5 | 15.4
2035 | NEISO_2_NYISO_J-K | NEISO | NYISO_J-K | Internal | Summer | B8 | 500 | 520 | 520 | 38.7 | 44.5 | 1.5 | 4.3
2035 | NEISO_2_NYISO_J-K | NEISO | NYISO_J-K | Internal | Summer | B9 | 800 | 520 | 520 | 38.7 | 42.41 | 1.5 | 2.21
2035 | NEISO_2_NYISO_J-K | NEISO | NYISO_J-K | Internal | Summer | B10 | 1262 | 520 | 520 | 38.7 | 42.41 | 1.5 | 2.21
2035 | NEISO_2_NYISO_J-K | NEISO | NYISO_J-K | Internal | Winter | B16 | 25 | 520 | 520 | 53.51 | 79.89 | 1.5 | 24.88
2035 | NEISO_2_NYISO_J-K | NEISO | NYISO_J-K | Internal | Winter | B17 | 100 | 520 | 520 | 53.51 | 59.8 | 1.5 | 4.79
2035 | NEISO_2_NYISO_J-K | NEISO | NYISO_J-K | Internal | Winter | B18 | 400 | 520 | 520 | 53.51 | 59.8 | 1.5 | 4.79
2035 | NEISO_2_NYISO_J-K | NEISO | NYISO_J-K | Internal | Winter | B19 | 700 | 520 | 520 | 53.51 | 59.24 | 1.5 | 4.23
2035 | NEISO_2_NYISO_J-K | NEISO | NYISO_J-K | Internal | Winter | B20 | 935 | 520 | 54.53 | 53.51 | 55.01 | 1.5 | 0
2035 | NonRTO_Midwest_2_TVA_Transmission | NonRTO_Midwest | TVA_Transmission | Internal | Shoulder | B11 | 25 | 2400 | 0 | 66.39 | 66.38 | 4 | 0
2035 | NonRTO_Midwest_2_TVA_Transmission | NonRTO_Midwest | TVA_Transmission | Internal | Shoulder | B12 | 200 | 2400 | 0 | 56.83 | 54.84 | 4 | 0
2035 | NonRTO_Midwest_2_TVA_Transmission | NonRTO_Midwest | TVA_Transmission | Internal | Shoulder | B13 | 600 | 2400 | 0 | 54.02 | 52.03 | 4 | 0
2035 | NonRTO_Midwest_2_TVA_Transmission | NonRTO_Midwest | TVA_Transmission | Internal | Shoulder | B14 | 900 | 2400 | 0 | 51.13 | 50.61 | 4 | 0
2035 | NonRTO_Midwest_2_TVA_Transmission | NonRTO_Midwest | TVA_Transmission | Internal | Shoulder | B15 | 1203 | 2400 | 661.93 | 44 | 48 | 4 | 0
2035 | NonRTO_Midwest_2_TVA_Transmission | NonRTO_Midwest | TVA_Transmission | Internal | Summer | B1 | 10 | 2400 | 0 | 84.43 | 85.53 | 4 | 0
2035 | NonRTO_Midwest_2_TVA_Transmission | NonRTO_Midwest | TVA_Transmission | Internal | Summer | B2 | 25 | 2400 | 0 | 84.43 | 82.75 | 4 | 0
2035 | NonRTO_Midwest_2_TVA_Transmission | NonRTO_Midwest | TVA_Transmission | Internal | Summer | B3 | 75 | 2400 | 0 | 82.59 | 82.57 | 4 | 0
2035 | NonRTO_Midwest_2_TVA_Transmission | NonRTO_Midwest | TVA_Transmission | Internal | Summer | B4 | 100 | 2400 | 0 | 82.1 | 82.09 | 4 | 0
2035 | NonRTO_Midwest_2_TVA_Transmission | NonRTO_Midwest | TVA_Transmission | Internal | Summer | B5 | 200 | 2400 | 0 | 78.65 | 78.64 | 4 | 0
2035 | NonRTO_Midwest_2_TVA_Transmission | NonRTO_Midwest | TVA_Transmission | Internal | Summer | B6 | 300 | 2400 | 0 | 64.71 | 64.7 | 4 | 0
2035 | NonRTO_Midwest_2_TVA_Transmission | NonRTO_Midwest | TVA_Transmission | Internal | Summer | B7 | 400 | 2400 | 0 | 55.28 | 55.26 | 4 | 0
2035 | NonRTO_Midwest_2_TVA_Transmission | NonRTO_Midwest | TVA_Transmission | Internal | Summer | B8 | 500 | 2400 | 0 | 46.4 | 49.94 | 4 | 0
2035 | NonRTO_Midwest_2_TVA_Transmission | NonRTO_Midwest | TVA_Transmission | Internal | Summer | B9 | 800 | 2400 | 295.47 | 42.98 | 46.98 | 4 | 0
2035 | NonRTO_Midwest_2_TVA_Transmission | NonRTO_Midwest | TVA_Transmission | Internal | Summer | B10 | 1262 | 2400 | 1428.69 | 38.73 | 42.73 | 4 | 0
2035 | NonRTO_Midwest_2_TVA_Transmission | NonRTO_Midwest | TVA_Transmission | Internal | Winter | B16 | 25 | 2400 | 0 | 69.35 | 69.34 | 4 | 0
2035 | NonRTO_Midwest_2_TVA_Transmission | NonRTO_Midwest | TVA_Transmission | Internal | Winter | B17 | 100 | 2400 | 0 | 61.42 | 57.92 | 4 | 0
2035 | NonRTO_Midwest_2_TVA_Transmission | NonRTO_Midwest | TVA_Transmission | Internal | Winter | B18 | 400 | 2400 | 0 | 55.41 | 52.03 | 4 | 0
2035 | NonRTO_Midwest_2_TVA_Transmission | NonRTO_Midwest | TVA_Transmission | Internal | Winter | B19 | 700 | 2400 | 0 | 51.19 | 51.19 | 4 | 0
2035 | NonRTO_Midwest_2_TVA_Transmission | NonRTO_Midwest | TVA_Transmission | Internal | Winter | B20 | 935 | 2400 | 284.04 | 43.47 | 47.47 | 4 | 0
2035 | NYISO_A-F_2_IESO | NYISO_A-F | IESO | Internal | Shoulder | B11 | 25 | 1600 | 0 | 52.63 | 49.13 | 3.5 | 0
2035 | NYISO_A-F_2_IESO | NYISO_A-F | IESO | Internal | Shoulder | B12 | 200 | 1600 | 0 | 47.86 | 49.19 | 3.5 | 0
2035 | NYISO_A-F_2_IESO | NYISO_A-F | IESO | Internal | Shoulder | B13 | 600 | 1600 | 0 | 45.81 | 45.67 | 3.5 | 0
2035 | NYISO_A-F_2_IESO | NYISO_A-F | IESO | Internal | Shoulder | B14 | 900 | 1600 | 0 | 45.77 | 45.67 | 3.5 | 0
2035 | NYISO_A-F_2_IESO | NYISO_A-F | IESO | Internal | Shoulder | B15 | 1203 | 1600 | 0 | 45.77 | 45.67 | 3.5 | 0
2035 | NYISO_A-F_2_IESO | NYISO_A-F | IESO | Internal | Summer | B1 | 10 | 1600 | 381.98 | 76.2 | 79.7 | 3.5 | 0
2035 | NYISO_A-F_2_IESO | NYISO_A-F | IESO | Internal | Summer | B2 | 25 | 1600 | 218.16 | 73.65 | 77.15 | 3.5 | 0
2035 | NYISO_A-F_2_IESO | NYISO_A-F | IESO | Internal | Summer | B3 | 75 | 1600 | 667.58 | 66.88 | 70.38 | 3.5 | 0
2035 | NYISO_A-F_2_IESO | NYISO_A-F | IESO | Internal | Summer | B4 | 100 | 1600 | 0 | 58.89 | 55.39 | 3.5 | 0
2035 | NYISO_A-F_2_IESO | NYISO_A-F | IESO | Internal | Summer | B5 | 200 | 1600 | 0 | 52.35 | 48.85 | 3.5 | 0
2035 | NYISO_A-F_2_IESO | NYISO_A-F | IESO | Internal | Summer | B6 | 300 | 1600 | 0 | 52.35 | 48.85 | 3.5 | 0
2035 | NYISO_A-F_2_IESO | NYISO_A-F | IESO | Internal | Summer | B7 | 400 | 1600 | 0 | 48.78 | 47.8 | 3.5 | 0
2035 | NYISO_A-F_2_IESO | NYISO_A-F | IESO | Internal | Summer | B8 | 500 | 1600 | 0 | 44.48 | 43.56 | 3.5 | 0
2035 | NYISO_A-F_2_IESO | NYISO_A-F | IESO | Internal | Summer | B9 | 800 | 1600 | 0 | 42.39 | 43.56 | 3.5 | 0
2035 | NYISO_A-F_2_IESO | NYISO_A-F | IESO | Internal | Summer | B10 | 1262 | 1600 | 0 | 42.39 | 43.56 | 3.5 | 0
2035 | NYISO_A-F_2_IESO | NYISO_A-F | IESO | Internal | Winter | B16 | 25 | 1600 | 0 | 55.01 | 52.02 | 3.5 | 0
2035 | NYISO_A-F_2_IESO | NYISO_A-F | IESO | Internal | Winter | B17 | 100 | 1600 | 0 | 53.22 | 52.02 | 3.5 | 0
2035 | NYISO_A-F_2_IESO | NYISO_A-F | IESO | Internal | Winter | B18 | 400 | 1600 | 0 | 51.42 | 47.92 | 3.5 | 0
2035 | NYISO_A-F_2_IESO | NYISO_A-F | IESO | Internal | Winter | B19 | 700 | 1600 | 0 | 51.29 | 47.79 | 3.5 | 0
2035 | NYISO_A-F_2_IESO | NYISO_A-F | IESO | Internal | Winter | B20 | 935 | 1600 | 0 | 51.29 | 47.79 | 3.5 | 0
2035 | NYISO_A-F_2_NEISO | NYISO_A-F | NEISO | Internal | Shoulder | B11 | 25 | 600 | 0 | 52.63 | 42.33 | 1.5 | 0
2035 | NYISO_A-F_2_NEISO | NYISO_A-F | NEISO | Internal | Shoulder | B12 | 200 | 600 | 0 | 47.86 | 42.33 | 1.5 | 0
2035 | NYISO_A-F_2_NEISO | NYISO_A-F | NEISO | Internal | Shoulder | B13 | 600 | 600 | 0 | 45.81 | 42.33 | 1.5 | 0
2035 | NYISO_A-F_2_NEISO | NYISO_A-F | NEISO | Internal | Shoulder | B14 | 900 | 600 | 0 | 45.77 | 42.33 | 1.5 | 0
2035 | NYISO_A-F_2_NEISO | NYISO_A-F | NEISO | Internal | Shoulder | B15 | 1203 | 600 | 0 | 45.77 | 42.33 | 1.5 | 0
2035 | NYISO_A-F_2_NEISO | NYISO_A-F | NEISO | Internal | Summer | B1 | 10 | 600 | 21.27 | 76.2 | 77.7 | 1.5 | 0
2035 | NYISO_A-F_2_NEISO | NYISO_A-F | NEISO | Internal | Summer | B2 | 25 | 600 | 0 | 73.65 | 72.15 | 1.5 | 0
2035 | NYISO_A-F_2_NEISO | NYISO_A-F | NEISO | Internal | Summer | B3 | 75 | 600 | 0 | 66.88 | 53.98 | 1.5 | 0
2035 | NYISO_A-F_2_NEISO | NYISO_A-F | NEISO | Internal | Summer | B4 | 100 | 600 | 0 | 58.89 | 38.7 | 1.5 | 0
2035 | NYISO_A-F_2_NEISO | NYISO_A-F | NEISO | Internal | Summer | B5 | 200 | 600 | 0 | 52.35 | 38.7 | 1.5 | 0
2035 | NYISO_A-F_2_NEISO | NYISO_A-F | NEISO | Internal | Summer | B6 | 300 | 600 | 0 | 52.35 | 38.7 | 1.5 | 0
2035 | NYISO_A-F_2_NEISO | NYISO_A-F | NEISO | Internal | Summer | B7 | 400 | 600 | 0 | 48.78 | 38.7 | 1.5 | 0
2035 | NYISO_A-F_2_NEISO | NYISO_A-F | NEISO | Internal | Summer | B8 | 500 | 600 | 0 | 44.48 | 38.7 | 1.5 | 0
2035 | NYISO_A-F_2_NEISO | NYISO_A-F | NEISO | Internal | Summer | B9 | 800 | 600 | 0 | 42.39 | 38.7 | 1.5 | 0
2035 | NYISO_A-F_2_NEISO | NYISO_A-F | NEISO | Internal | Summer | B10 | 1262 | 600 | 0 | 42.39 | 38.7 | 1.5 | 0
2035 | NYISO_A-F_2_NEISO | NYISO_A-F | NEISO | Internal | Winter | B16 | 25 | 600 | 0 | 55.01 | 53.51 | 1.5 | 0
2035 | NYISO_A-F_2_NEISO | NYISO_A-F | NEISO | Internal | Winter | B17 | 100 | 600 | 0 | 53.22 | 53.51 | 1.5 | 0
2035 | NYISO_A-F_2_NEISO | NYISO_A-F | NEISO | Internal | Winter | B18 | 400 | 600 | 600 | 51.42 | 53.51 | 1.5 | 0.59
2035 | NYISO_A-F_2_NEISO | NYISO_A-F | NEISO | Internal | Winter | B19 | 700 | 600 | 600 | 51.29 | 53.51 | 1.5 | 0.72
2035 | NYISO_A-F_2_NEISO | NYISO_A-F | NEISO | Internal | Winter | B20 | 935 | 600 | 600 | 51.29 | 53.51 | 1.5 | 0.72
2035 | NYISO_A-F_2_NYISO_G-I | NYISO_A-F | NYISO_G-I | Internal | Shoulder | B11 | 25 | 4888 | 4888 | 52.63 | 61.02 | 0.01 | 8.38
2035 | NYISO_A-F_2_NYISO_G-I | NYISO_A-F | NYISO_G-I | Internal | Shoulder | B12 | 200 | 4888 | 4152.78 | 47.86 | 47.87 | 0.01 | 0
2035 | NYISO_A-F_2_NYISO_G-I | NYISO_A-F | NYISO_G-I | Internal | Shoulder | B13 | 600 | 4888 | 4634.58 | 45.81 | 45.82 | 0.01 | 0
2035 | NYISO_A-F_2_NYISO_G-I | NYISO_A-F | NYISO_G-I | Internal | Shoulder | B14 | 900 | 4888 | 3991.13 | 45.77 | 45.79 | 0.01 | 0
2035 | NYISO_A-F_2_NYISO_G-I | NYISO_A-F | NYISO_G-I | Internal | Shoulder | B15 | 1203 | 4888 | 1591.41 | 45.77 | 45.79 | 0.01 | 0
2035 | NYISO_A-F_2_NYISO_G-I | NYISO_A-F | NYISO_G-I | Internal | Summer | B1 | 10 | 4888 | 4888 | 76.2 | 87.99 | 0.01 | 11.78
2035 | NYISO_A-F_2_NYISO_G-I | NYISO_A-F | NYISO_G-I | Internal | Summer | B2 | 25 | 4888 | 4888 | 73.65 | 73.78 | 0.01 | 0.12
2035 | NYISO_A-F_2_NYISO_G-I | NYISO_A-F | NYISO_G-I | Internal | Summer | B3 | 75 | 4888 | 4542.79 | 66.88 | 66.9 | 0.01 | 0
2035 | NYISO_A-F_2_NYISO_G-I | NYISO_A-F | NYISO_G-I | Internal | Summer | B4 | 100 | 4888 | 4888 | 58.89 | 62.13 | 0.01 | 3.23
2035 | NYISO_A-F_2_NYISO_G-I | NYISO_A-F | NYISO_G-I | Internal | Summer | B5 | 200 | 4888 | 4888 | 52.35 | 59.28 | 0.01 | 6.92
2035 | NYISO_A-F_2_NYISO_G-I | NYISO_A-F | NYISO_G-I | Internal | Summer | B6 | 300 | 4888 | 4888 | 52.35 | 55.58 | 0.01 | 3.22
2035 | NYISO_A-F_2_NYISO_G-I | NYISO_A-F | NYISO_G-I | Internal | Summer | B7 | 400 | 4888 | 4820.02 | 48.78 | 48.79 | 0.01 | 0
2035 | NYISO_A-F_2_NYISO_G-I | NYISO_A-F | NYISO_G-I | Internal | Summer | B8 | 500 | 4888 | 4402.89 | 44.48 | 44.49 | 0.01 | 0
2035 | NYISO_A-F_2_NYISO_G-I | NYISO_A-F | NYISO_G-I | Internal | Summer | B9 | 800 | 4888 | 3180.31 | 42.39 | 42.4 | 0.01 | 0
2035 | NYISO_A-F_2_NYISO_G-I | NYISO_A-F | NYISO_G-I | Internal | Summer | B10 | 1262 | 4888 | 628.87 | 42.39 | 42.4 | 0.01 | 0
2035 | NYISO_A-F_2_NYISO_G-I | NYISO_A-F | NYISO_G-I | Internal | Winter | B16 | 25 | 4888 | 4888 | 55.01 | 69.36 | 0.01 | 14.34
2035 | NYISO_A-F_2_NYISO_G-I | NYISO_A-F | NYISO_G-I | Internal | Winter | B17 | 100 | 4888 | 4888 | 53.22 | 59.46 | 0.01 | 6.22
2035 | NYISO_A-F_2_NYISO_G-I | NYISO_A-F | NYISO_G-I | Internal | Winter | B18 | 400 | 4888 | 4888 | 51.42 | 56.58 | 0.01 | 5.15
2035 | NYISO_A-F_2_NYISO_G-I | NYISO_A-F | NYISO_G-I | Internal | Winter | B19 | 700 | 4888 | 4888 | 51.29 | 55.01 | 0.01 | 3.71
2035 | NYISO_A-F_2_NYISO_G-I | NYISO_A-F | NYISO_G-I | Internal | Winter | B20 | 935 | 4888 | 4888 | 51.29 | 53.14 | 0.01 | 1.84
2035 | NYISO_A-F_2_PJM_ROM | NYISO_A-F | PJM_ROM | Internal | Shoulder | B11 | 25 | 1000 | 1000 | 52.63 | 63.38 | 4 | 6.75
2035 | NYISO_A-F_2_PJM_ROM | NYISO_A-F | PJM_ROM | Internal | Shoulder | B12 | 200 | 1000 | 75.47 | 47.86 | 51.86 | 4 | 0
2035 | NYISO_A-F_2_PJM_ROM | NYISO_A-F | PJM_ROM | Internal | Shoulder | B13 | 600 | 1000 | 0 | 45.81 | 49.04 | 4 | 0
2035 | NYISO_A-F_2_PJM_ROM | NYISO_A-F | PJM_ROM | Internal | Shoulder | B14 | 900 | 1000 | 0 | 45.77 | 47.62 | 4 | 0
2035 | NYISO_A-F_2_PJM_ROM | NYISO_A-F | PJM_ROM | Internal | Shoulder | B15 | 1203 | 1000 | 0 | 45.77 | 44.02 | 4 | 0
2035 | NYISO_A-F_2_PJM_ROM | NYISO_A-F | PJM_ROM | Internal | Summer | B1 | 10 | 1000 | 1000 | 76.2 | 84.99 | 4 | 4.8
2035 | NYISO_A-F_2_PJM_ROM | NYISO_A-F | PJM_ROM | Internal | Summer | B2 | 25 | 1000 | 1000 | 73.65 | 77.77 | 4 | 0.12
2035 | NYISO_A-F_2_PJM_ROM | NYISO_A-F | PJM_ROM | Internal | Summer | B3 | 75 | 1000 | 1000 | 66.88 | 77.17 | 4 | 6.29
2035 | NYISO_A-F_2_PJM_ROM | NYISO_A-F | PJM_ROM | Internal | Summer | B4 | 100 | 1000 | 1000 | 58.89 | 77.09 | 4 | 14.19
2035 | NYISO_A-F_2_PJM_ROM | NYISO_A-F | PJM_ROM | Internal | Summer | B5 | 200 | 1000 | 1000 | 52.35 | 73.64 | 4 | 17.29
2035 | NYISO_A-F_2_PJM_ROM | NYISO_A-F | PJM_ROM | Internal | Summer | B6 | 300 | 1000 | 1000 | 52.35 | 61.7 | 4 | 5.35
2035 | NYISO_A-F_2_PJM_ROM | NYISO_A-F | PJM_ROM | Internal | Summer | B7 | 400 | 1000 | 0 | 48.78 | 52.27 | 4 | 0
2035 | NYISO_A-F_2_PJM_ROM | NYISO_A-F | PJM_ROM | Internal | Summer | B8 | 500 | 1000 | 0 | 44.48 | 46.94 | 4 | 0
2035 | NYISO_A-F_2_PJM_ROM | NYISO_A-F | PJM_ROM | Internal | Summer | B9 | 800 | 1000 | 0 | 42.39 | 43.98 | 4 | 0
2035 | NYISO_A-F_2_PJM_ROM | NYISO_A-F | PJM_ROM | Internal | Summer | B10 | 1262 | 1000 | 0 | 42.39 | 39.94 | 4 | 0
2035 | NYISO_A-F_2_PJM_ROM | NYISO_A-F | PJM_ROM | Internal | Winter | B16 | 25 | 1000 | 1000 | 55.01 | 66.35 | 4 | 7.34
2035 | NYISO_A-F_2_PJM_ROM | NYISO_A-F | PJM_ROM | Internal | Winter | B17 | 100 | 1000 | 0 | 53.22 | 56.45 | 4 | 0
2035 | NYISO_A-F_2_PJM_ROM | NYISO_A-F | PJM_ROM | Internal | Winter | B18 | 400 | 1000 | 0 | 51.42 | 53.57 | 4 | 0
2035 | NYISO_A-F_2_PJM_ROM | NYISO_A-F | PJM_ROM | Internal | Winter | B19 | 700 | 1000 | 0 | 51.29 | 52.51 | 4 | 0
2035 | NYISO_A-F_2_PJM_ROM | NYISO_A-F | PJM_ROM | Internal | Winter | B20 | 935 | 1000 | 0 | 51.29 | 48.23 | 4 | 0
2035 | NYISO_G-I_2_NEISO | NYISO_G-I | NEISO | Internal | Shoulder | B11 | 25 | 600 | 0 | 61.02 | 42.33 | 1.5 | 0
2035 | NYISO_G-I_2_NEISO | NYISO_G-I | NEISO | Internal | Shoulder | B12 | 200 | 600 | 0 | 47.87 | 42.33 | 1.5 | 0
2035 | NYISO_G-I_2_NEISO | NYISO_G-I | NEISO | Internal | Shoulder | B13 | 600 | 600 | 0 | 45.82 | 42.33 | 1.5 | 0
2035 | NYISO_G-I_2_NEISO | NYISO_G-I | NEISO | Internal | Shoulder | B14 | 900 | 600 | 0 | 45.79 | 42.33 | 1.5 | 0
2035 | NYISO_G-I_2_NEISO | NYISO_G-I | NEISO | Internal | Shoulder | B15 | 1203 | 600 | 0 | 45.79 | 42.33 | 1.5 | 0
2035 | NYISO_G-I_2_NEISO | NYISO_G-I | NEISO | Internal | Summer | B1 | 10 | 600 | 0 | 87.99 | 77.7 | 1.5 | 0
2035 | NYISO_G-I_2_NEISO | NYISO_G-I | NEISO | Internal | Summer | B2 | 25 | 600 | 0 | 73.78 | 72.15 | 1.5 | 0
2035 | NYISO_G-I_2_NEISO | NYISO_G-I | NEISO | Internal | Summer | B3 | 75 | 600 | 0 | 66.9 | 53.98 | 1.5 | 0
2035 | NYISO_G-I_2_NEISO | NYISO_G-I | NEISO | Internal | Summer | B4 | 100 | 600 | 0 | 62.13 | 38.7 | 1.5 | 0
2035 | NYISO_G-I_2_NEISO | NYISO_G-I | NEISO | Internal | Summer | B5 | 200 | 600 | 0 | 59.28 | 38.7 | 1.5 | 0
2035 | NYISO_G-I_2_NEISO | NYISO_G-I | NEISO | Internal | Summer | B6 | 300 | 600 | 0 | 55.58 | 38.7 | 1.5 | 0
2035 | NYISO_G-I_2_NEISO | NYISO_G-I | NEISO | Internal | Summer | B7 | 400 | 600 | 0 | 48.79 | 38.7 | 1.5 | 0
2035 | NYISO_G-I_2_NEISO | NYISO_G-I | NEISO | Internal | Summer | B8 | 500 | 600 | 0 | 44.49 | 38.7 | 1.5 | 0
2035 | NYISO_G-I_2_NEISO | NYISO_G-I | NEISO | Internal | Summer | B9 | 800 | 600 | 0 | 42.4 | 38.7 | 1.5 | 0
2035 | NYISO_G-I_2_NEISO | NYISO_G-I | NEISO | Internal | Summer | B10 | 1262 | 600 | 0 | 42.4 | 38.7 | 1.5 | 0
2035 | NYISO_G-I_2_NEISO | NYISO_G-I | NEISO | Internal | Winter | B16 | 25 | 600 | 0 | 69.36 | 53.51 | 1.5 | 0
2035 | NYISO_G-I_2_NEISO | NYISO_G-I | NEISO | Internal | Winter | B17 | 100 | 600 | 0 | 59.46 | 53.51 | 1.5 | 0
2035 | NYISO_G-I_2_NEISO | NYISO_G-I | NEISO | Internal | Winter | B18 | 400 | 600 | 0 | 56.58 | 53.51 | 1.5 | 0
2035 | NYISO_G-I_2_NEISO | NYISO_G-I | NEISO | Internal | Winter | B19 | 700 | 600 | 0 | 55.01 | 53.51 | 1.5 | 0
2035 | NYISO_G-I_2_NEISO | NYISO_G-I | NEISO | Internal | Winter | B20 | 935 | 600 | 0 | 53.14 | 53.51 | 1.5 | 0
2035 | NYISO_G-I_2_NYISO_A-F | NYISO_G-I | NYISO_A-F | Internal | Shoulder | B11 | 25 | 2637 | 0 | 61.02 | 52.63 | 0.01 | 0
2035 | NYISO_G-I_2_NYISO_A-F | NYISO_G-I | NYISO_A-F | Internal | Shoulder | B12 | 200 | 2637 | 0 | 47.87 | 47.86 | 0.01 | 0
2035 | NYISO_G-I_2_NYISO_A-F | NYISO_G-I | NYISO_A-F | Internal | Shoulder | B13 | 600 | 2637 | 0 | 45.82 | 45.81 | 0.01 | 0
2035 | NYISO_G-I_2_NYISO_A-F | NYISO_G-I | NYISO_A-F | Internal | Shoulder | B14 | 900 | 2637 | 0 | 45.79 | 45.77 | 0.01 | 0
2035 | NYISO_G-I_2_NYISO_A-F | NYISO_G-I | NYISO_A-F | Internal | Shoulder | B15 | 1203 | 2637 | 0 | 45.79 | 45.77 | 0.01 | 0
2035 | NYISO_G-I_2_NYISO_A-F | NYISO_G-I | NYISO_A-F | Internal | Summer | B1 | 10 | 2637 | 0 | 87.99 | 76.2 | 0.01 | 0
2035 | NYISO_G-I_2_NYISO_A-F | NYISO_G-I | NYISO_A-F | Internal | Summer | B2 | 25 | 2637 | 0 | 73.78 | 73.65 | 0.01 | 0
2035 | NYISO_G-I_2_NYISO_A-F | NYISO_G-I | NYISO_A-F | Internal | Summer | B3 | 75 | 2637 | 0 | 66.9 | 66.88 | 0.01 | 0
2035 | NYISO_G-I_2_NYISO_A-F | NYISO_G-I | NYISO_A-F | Internal | Summer | B4 | 100 | 2637 | 0 | 62.13 | 58.89 | 0.01 | 0
2035 | NYISO_G-I_2_NYISO_A-F | NYISO_G-I | NYISO_A-F | Internal | Summer | B5 | 200 | 2637 | 0 | 59.28 | 52.35 | 0.01 | 0
2035 | NYISO_G-I_2_NYISO_A-F | NYISO_G-I | NYISO_A-F | Internal | Summer | B6 | 300 | 2637 | 0 | 55.58 | 52.35 | 0.01 | 0
2035 | NYISO_G-I_2_NYISO_A-F | NYISO_G-I | NYISO_A-F | Internal | Summer | B7 | 400 | 2637 | 0 | 48.79 | 48.78 | 0.01 | 0
2035 | NYISO_G-I_2_NYISO_A-F | NYISO_G-I | NYISO_A-F | Internal | Summer | B8 | 500 | 2637 | 0 | 44.49 | 44.48 | 0.01 | 0
2035 | NYISO_G-I_2_NYISO_A-F | NYISO_G-I | NYISO_A-F | Internal | Summer | B9 | 800 | 2637 | 0 | 42.4 | 42.39 | 0.01 | 0
2035 | NYISO_G-I_2_NYISO_A-F | NYISO_G-I | NYISO_A-F | Internal | Summer | B10 | 1262 | 2637 | 0 | 42.4 | 42.39 | 0.01 | 0
2035 | NYISO_G-I_2_NYISO_A-F | NYISO_G-I | NYISO_A-F | Internal | Winter | B16 | 25 | 2637 | 0 | 69.36 | 55.01 | 0.01 | 0
2035 | NYISO_G-I_2_NYISO_A-F | NYISO_G-I | NYISO_A-F | Internal | Winter | B17 | 100 | 2637 | 0 | 59.46 | 53.22 | 0.01 | 0
2035 | NYISO_G-I_2_NYISO_A-F | NYISO_G-I | NYISO_A-F | Internal | Winter | B18 | 400 | 2637 | 0 | 56.58 | 51.42 | 0.01 | 0
2035 | NYISO_G-I_2_NYISO_A-F | NYISO_G-I | NYISO_A-F | Internal | Winter | B19 | 700 | 2637 | 0 | 55.01 | 51.29 | 0.01 | 0
2035 | NYISO_G-I_2_NYISO_A-F | NYISO_G-I | NYISO_A-F | Internal | Winter | B20 | 935 | 2637 | 0 | 53.14 | 51.29 | 0.01 | 0
2035 | NYISO_G-I_2_NYISO_J-K | NYISO_G-I | NYISO_J-K | Internal | Shoulder | B11 | 25 | 6130 | 5852.12 | 61.02 | 61.03 | 0.01 | 0
2035 | NYISO_G-I_2_NYISO_J-K | NYISO_G-I | NYISO_J-K | Internal | Shoulder | B12 | 200 | 6130 | 5120.78 | 47.87 | 47.88 | 0.01 | 0
2035 | NYISO_G-I_2_NYISO_J-K | NYISO_G-I | NYISO_J-K | Internal | Shoulder | B13 | 600 | 6130 | 5791.29 | 45.82 | 45.83 | 0.01 | 0
2035 | NYISO_G-I_2_NYISO_J-K | NYISO_G-I | NYISO_J-K | Internal | Shoulder | B14 | 900 | 6130 | 5318.12 | 45.79 | 45.8 | 0.01 | 0
2035 | NYISO_G-I_2_NYISO_J-K | NYISO_G-I | NYISO_J-K | Internal | Shoulder | B15 | 1203 | 6130 | 3392.96 | 45.79 | 45.8 | 0.01 | 0
2035 | NYISO_G-I_2_NYISO_J-K | NYISO_G-I | NYISO_J-K | Internal | Summer | B1 | 10 | 6130 | 4715.03 | 87.99 | 88 | 0.01 | 0
2035 | NYISO_G-I_2_NYISO_J-K | NYISO_G-I | NYISO_J-K | Internal | Summer | B2 | 25 | 6130 | 4728.3 | 73.78 | 73.79 | 0.01 | 0
2035 | NYISO_G-I_2_NYISO_J-K | NYISO_G-I | NYISO_J-K | Internal | Summer | B3 | 75 | 6130 | 3492.13 | 66.9 | 66.91 | 0.01 | 0
2035 | NYISO_G-I_2_NYISO_J-K | NYISO_G-I | NYISO_J-K | Internal | Summer | B4 | 100 | 6130 | 4127.54 | 62.13 | 62.14 | 0.01 | 0
2035 | NYISO_G-I_2_NYISO_J-K | NYISO_G-I | NYISO_J-K | Internal | Summer | B5 | 200 | 6130 | 4277.27 | 59.28 | 59.29 | 0.01 | 0
2035 | NYISO_G-I_2_NYISO_J-K | NYISO_G-I | NYISO_J-K | Internal | Summer | B6 | 300 | 6130 | 4490.75 | 55.58 | 55.6 | 0.01 | 0
2035 | NYISO_G-I_2_NYISO_J-K | NYISO_G-I | NYISO_J-K | Internal | Summer | B7 | 400 | 6130 | 6130 | 48.79 | 55.6 | 0.01 | 6.79
2035 | NYISO_G-I_2_NYISO_J-K | NYISO_G-I | NYISO_J-K | Internal | Summer | B8 | 500 | 6130 | 5862.95 | 44.49 | 44.5 | 0.01 | 0
2035 | NYISO_G-I_2_NYISO_J-K | NYISO_G-I | NYISO_J-K | Internal | Summer | B9 | 800 | 6130 | 4869.83 | 42.4 | 42.41 | 0.01 | 0
2035 | NYISO_G-I_2_NYISO_J-K | NYISO_G-I | NYISO_J-K | Internal | Summer | B10 | 1262 | 6130 | 2816.35 | 42.4 | 42.41 | 0.01 | 0
2035 | NYISO_G-I_2_NYISO_J-K | NYISO_G-I | NYISO_J-K | Internal | Winter | B16 | 25 | 6130 | 6130 | 69.36 | 79.89 | 0.01 | 10.52
2035 | NYISO_G-I_2_NYISO_J-K | NYISO_G-I | NYISO_J-K | Internal | Winter | B17 | 100 | 6130 | 6130 | 59.46 | 59.8 | 0.01 | 0.33
2035 | NYISO_G-I_2_NYISO_J-K | NYISO_G-I | NYISO_J-K | Internal | Winter | B18 | 400 | 6130 | 6130 | 56.58 | 59.8 | 0.01 | 3.21
2035 | NYISO_G-I_2_NYISO_J-K | NYISO_G-I | NYISO_J-K | Internal | Winter | B19 | 700 | 6130 | 6130 | 55.01 | 59.24 | 0.01 | 4.22
2035 | NYISO_G-I_2_NYISO_J-K | NYISO_G-I | NYISO_J-K | Internal | Winter | B20 | 935 | 6130 | 6130 | 53.14 | 55.01 | 0.01 | 1.86
2035 | NYISO_G-I_2_PJM_E | NYISO_G-I | PJM_E | Internal | Shoulder | B11 | 25 | 1500 | 0 | 61.02 | 63.37 | 4 | 0
2035 | NYISO_G-I_2_PJM_E | NYISO_G-I | PJM_E | Internal | Shoulder | B12 | 200 | 1500 | 52.33 | 47.87 | 51.87 | 4 | 0
2035 | NYISO_G-I_2_PJM_E | NYISO_G-I | PJM_E | Internal | Shoulder | B13 | 600 | 1500 | 0 | 45.82 | 49.06 | 4 | 0
2035 | NYISO_G-I_2_PJM_E | NYISO_G-I | PJM_E | Internal | Shoulder | B14 | 900 | 1500 | 0 | 45.79 | 47.64 | 4 | 0
2035 | NYISO_G-I_2_PJM_E | NYISO_G-I | PJM_E | Internal | Shoulder | B15 | 1203 | 1500 | 0 | 45.79 | 44.04 | 4 | 0
2035 | NYISO_G-I_2_PJM_E | NYISO_G-I | PJM_E | Internal | Summer | B1 | 10 | 1500 | 0 | 87.99 | 85 | 4 | 0
2035 | NYISO_G-I_2_PJM_E | NYISO_G-I | PJM_E | Internal | Summer | B2 | 25 | 1500 | 161.94 | 73.78 | 77.78 | 4 | 0
2035 | NYISO_G-I_2_PJM_E | NYISO_G-I | PJM_E | Internal | Summer | B3 | 75 | 1500 | 1500 | 66.9 | 77.16 | 4 | 6.26
2035 | NYISO_G-I_2_PJM_E | NYISO_G-I | PJM_E | Internal | Summer | B4 | 100 | 1500 | 1500 | 62.13 | 77.07 | 4 | 10.94
2035 | NYISO_G-I_2_PJM_E | NYISO_G-I | PJM_E | Internal | Summer | B5 | 200 | 1500 | 1500 | 59.28 | 73.63 | 4 | 10.35
2035 | NYISO_G-I_2_PJM_E | NYISO_G-I | PJM_E | Internal | Summer | B6 | 300 | 1500 | 1500 | 55.58 | 61.71 | 4 | 2.13
2035 | NYISO_G-I_2_PJM_E | NYISO_G-I | PJM_E | Internal | Summer | B7 | 400 | 1500 | 0 | 48.79 | 52.28 | 4 | 0
2035 | NYISO_G-I_2_PJM_E | NYISO_G-I | PJM_E | Internal | Summer | B8 | 500 | 1500 | 0 | 44.49 | 46.95 | 4 | 0
2035 | NYISO_G-I_2_PJM_E | NYISO_G-I | PJM_E | Internal | Summer | B9 | 800 | 1500 | 0 | 42.4 | 43.99 | 4 | 0
2035 | NYISO_G-I_2_PJM_E | NYISO_G-I | PJM_E | Internal | Summer | B10 | 1262 | 1500 | 0 | 42.4 | 39.95 | 4 | 0
2035 | NYISO_G-I_2_PJM_E | NYISO_G-I | PJM_E | Internal | Winter | B16 | 25 | 1500 | 0 | 69.36 | 66.36 | 4 | 0
2035 | NYISO_G-I_2_PJM_E | NYISO_G-I | PJM_E | Internal | Winter | B17 | 100 | 1500 | 0 | 59.46 | 56.46 | 4 | 0
2035 | NYISO_G-I_2_PJM_E | NYISO_G-I | PJM_E | Internal | Winter | B18 | 400 | 1500 | 0 | 56.58 | 53.58 | 4 | 0
2035 | NYISO_G-I_2_PJM_E | NYISO_G-I | PJM_E | Internal | Winter | B19 | 700 | 1500 | 0 | 55.01 | 52.52 | 4 | 0
2035 | NYISO_G-I_2_PJM_E | NYISO_G-I | PJM_E | Internal | Winter | B20 | 935 | 1500 | 0 | 53.14 | 48.24 | 4 | 0
2035 | NYISO_J-K_2_NEISO | NYISO_J-K | NEISO | Internal | Shoulder | B11 | 25 | 90 | 0 | 61.03 | 42.33 | 1.5 | 0
2035 | NYISO_J-K_2_NEISO | NYISO_J-K | NEISO | Internal | Shoulder | B12 | 200 | 90 | 0 | 47.88 | 42.33 | 1.5 | 0
2035 | NYISO_J-K_2_NEISO | NYISO_J-K | NEISO | Internal | Shoulder | B13 | 600 | 90 | 0 | 45.83 | 42.33 | 1.5 | 0
2035 | NYISO_J-K_2_NEISO | NYISO_J-K | NEISO | Internal | Shoulder | B14 | 900 | 90 | 0 | 45.8 | 42.33 | 1.5 | 0
2035 | NYISO_J-K_2_NEISO | NYISO_J-K | NEISO | Internal | Shoulder | B15 | 1203 | 90 | 0 | 45.8 | 42.33 | 1.5 | 0
2035 | NYISO_J-K_2_NEISO | NYISO_J-K | NEISO | Internal | Summer | B1 | 10 | 90 | 0 | 88 | 77.7 | 1.5 | 0
2035 | NYISO_J-K_2_NEISO | NYISO_J-K | NEISO | Internal | Summer | B2 | 25 | 90 | 0 | 73.79 | 72.15 | 1.5 | 0
2035 | NYISO_J-K_2_NEISO | NYISO_J-K | NEISO | Internal | Summer | B3 | 75 | 90 | 0 | 66.91 | 53.98 | 1.5 | 0
2035 | NYISO_J-K_2_NEISO | NYISO_J-K | NEISO | Internal | Summer | B4 | 100 | 90 | 0 | 62.14 | 38.7 | 1.5 | 0
2035 | NYISO_J-K_2_NEISO | NYISO_J-K | NEISO | Internal | Summer | B5 | 200 | 90 | 0 | 59.29 | 38.7 | 1.5 | 0
2035 | NYISO_J-K_2_NEISO | NYISO_J-K | NEISO | Internal | Summer | B6 | 300 | 90 | 0 | 55.6 | 38.7 | 1.5 | 0
2035 | NYISO_J-K_2_NEISO | NYISO_J-K | NEISO | Internal | Summer | B7 | 400 | 90 | 0 | 55.6 | 38.7 | 1.5 | 0
2035 | NYISO_J-K_2_NEISO | NYISO_J-K | NEISO | Internal | Summer | B8 | 500 | 90 | 0 | 44.5 | 38.7 | 1.5 | 0
2035 | NYISO_J-K_2_NEISO | NYISO_J-K | NEISO | Internal | Summer | B9 | 800 | 90 | 0 | 42.41 | 38.7 | 1.5 | 0
2035 | NYISO_J-K_2_NEISO | NYISO_J-K | NEISO | Internal | Summer | B10 | 1262 | 90 | 0 | 42.41 | 38.7 | 1.5 | 0
2035 | NYISO_J-K_2_NEISO | NYISO_J-K | NEISO | Internal | Winter | B16 | 25 | 90 | 0 | 79.89 | 53.51 | 1.5 | 0
2035 | NYISO_J-K_2_NEISO | NYISO_J-K | NEISO | Internal | Winter | B17 | 100 | 90 | 0 | 59.8 | 53.51 | 1.5 | 0
2035 | NYISO_J-K_2_NEISO | NYISO_J-K | NEISO | Internal | Winter | B18 | 400 | 90 | 0 | 59.8 | 53.51 | 1.5 | 0
2035 | NYISO_J-K_2_NEISO | NYISO_J-K | NEISO | Internal | Winter | B19 | 700 | 90 | 0 | 59.24 | 53.51 | 1.5 | 0
2035 | NYISO_J-K_2_NEISO | NYISO_J-K | NEISO | Internal | Winter | B20 | 935 | 90 | 0 | 55.01 | 53.51 | 1.5 | 0
2035 | NYISO_J-K_2_NYISO_G-I | NYISO_J-K | NYISO_G-I | Internal | Shoulder | B11 | 25 | 1999 | 0.01 | 61.03 | 61.02 | 0.01 | 0
2035 | NYISO_J-K_2_NYISO_G-I | NYISO_J-K | NYISO_G-I | Internal | Shoulder | B12 | 200 | 1999 | 0 | 47.88 | 47.87 | 0.01 | 0
2035 | NYISO_J-K_2_NYISO_G-I | NYISO_J-K | NYISO_G-I | Internal | Shoulder | B13 | 600 | 1999 | 0 | 45.83 | 45.82 | 0.01 | 0
2035 | NYISO_J-K_2_NYISO_G-I | NYISO_J-K | NYISO_G-I | Internal | Shoulder | B14 | 900 | 1999 | 0 | 45.8 | 45.79 | 0.01 | 0
2035 | NYISO_J-K_2_NYISO_G-I | NYISO_J-K | NYISO_G-I | Internal | Shoulder | B15 | 1203 | 1999 | 0 | 45.8 | 45.79 | 0.01 | 0
2035 | NYISO_J-K_2_NYISO_G-I | NYISO_J-K | NYISO_G-I | Internal | Summer | B1 | 10 | 1999 | 0.03 | 88 | 87.99 | 0.01 | 0
2035 | NYISO_J-K_2_NYISO_G-I | NYISO_J-K | NYISO_G-I | Internal | Summer | B2 | 25 | 1999 | 0.01 | 73.79 | 73.78 | 0.01 | 0
2035 | NYISO_J-K_2_NYISO_G-I | NYISO_J-K | NYISO_G-I | Internal | Summer | B3 | 75 | 1999 | 0 | 66.91 | 66.9 | 0.01 | 0
2035 | NYISO_J-K_2_NYISO_G-I | NYISO_J-K | NYISO_G-I | Internal | Summer | B4 | 100 | 1999 | 0 | 62.14 | 62.13 | 0.01 | 0
2035 | NYISO_J-K_2_NYISO_G-I | NYISO_J-K | NYISO_G-I | Internal | Summer | B5 | 200 | 1999 | 0 | 59.29 | 59.28 | 0.01 | 0
2035 | NYISO_J-K_2_NYISO_G-I | NYISO_J-K | NYISO_G-I | Internal | Summer | B6 | 300 | 1999 | 0 | 55.6 | 55.58 | 0.01 | 0
2035 | NYISO_J-K_2_NYISO_G-I | NYISO_J-K | NYISO_G-I | Internal | Summer | B7 | 400 | 1999 | 0 | 55.6 | 48.79 | 0.01 | 0
2035 | NYISO_J-K_2_NYISO_G-I | NYISO_J-K | NYISO_G-I | Internal | Summer | B8 | 500 | 1999 | 0 | 44.5 | 44.49 | 0.01 | 0
2035 | NYISO_J-K_2_NYISO_G-I | NYISO_J-K | NYISO_G-I | Internal | Summer | B9 | 800 | 1999 | 0 | 42.41 | 42.4 | 0.01 | 0
2035 | NYISO_J-K_2_NYISO_G-I | NYISO_J-K | NYISO_G-I | Internal | Summer | B10 | 1262 | 1999 | 0 | 42.41 | 42.4 | 0.01 | 0
2035 | NYISO_J-K_2_NYISO_G-I | NYISO_J-K | NYISO_G-I | Internal | Winter | B16 | 25 | 1999 | 0 | 79.89 | 69.36 | 0.01 | 0
2035 | NYISO_J-K_2_NYISO_G-I | NYISO_J-K | NYISO_G-I | Internal | Winter | B17 | 100 | 1999 | 0 | 59.8 | 59.46 | 0.01 | 0
2035 | NYISO_J-K_2_NYISO_G-I | NYISO_J-K | NYISO_G-I | Internal | Winter | B18 | 400 | 1999 | 0 | 59.8 | 56.58 | 0.01 | 0
2035 | NYISO_J-K_2_NYISO_G-I | NYISO_J-K | NYISO_G-I | Internal | Winter | B19 | 700 | 1999 | 0 | 59.24 | 55.01 | 0.01 | 0
2035 | NYISO_J-K_2_NYISO_G-I | NYISO_J-K | NYISO_G-I | Internal | Winter | B20 | 935 | 1999 | 0 | 55.01 | 53.14 | 0.01 | 0
2035 | NYISO_J-K_2_PJM_E | NYISO_J-K | PJM_E | Internal | Shoulder | B11 | 25 | 330 | 0 | 61.03 | 63.37 | 4 | 0
2035 | NYISO_J-K_2_PJM_E | NYISO_J-K | PJM_E | Internal | Shoulder | B12 | 200 | 330 | 0 | 47.88 | 51.87 | 4 | 0
2035 | NYISO_J-K_2_PJM_E | NYISO_J-K | PJM_E | Internal | Shoulder | B13 | 600 | 330 | 0 | 45.83 | 49.06 | 4 | 0
2035 | NYISO_J-K_2_PJM_E | NYISO_J-K | PJM_E | Internal | Shoulder | B14 | 900 | 330 | 0 | 45.8 | 47.64 | 4 | 0
2035 | NYISO_J-K_2_PJM_E | NYISO_J-K | PJM_E | Internal | Shoulder | B15 | 1203 | 330 | 0 | 45.8 | 44.04 | 4 | 0
2035 | NYISO_J-K_2_PJM_E | NYISO_J-K | PJM_E | Internal | Summer | B1 | 10 | 330 | 0 | 88 | 85 | 4 | 0
2035 | NYISO_J-K_2_PJM_E | NYISO_J-K | PJM_E | Internal | Summer | B2 | 25 | 330 | 0.03 | 73.79 | 77.78 | 4 | 0
2035 | NYISO_J-K_2_PJM_E | NYISO_J-K | PJM_E | Internal | Summer | B3 | 75 | 330 | 330 | 66.91 | 77.16 | 4 | 6.25
2035 | NYISO_J-K_2_PJM_E | NYISO_J-K | PJM_E | Internal | Summer | B4 | 100 | 330 | 330 | 62.14 | 77.07 | 4 | 10.93
2035 | NYISO_J-K_2_PJM_E | NYISO_J-K | PJM_E | Internal | Summer | B5 | 200 | 330 | 330 | 59.29 | 73.63 | 4 | 10.34
2035 | NYISO_J-K_2_PJM_E | NYISO_J-K | PJM_E | Internal | Summer | B6 | 300 | 330 | 330 | 55.6 | 61.71 | 4 | 2.12
2035 | NYISO_J-K_2_PJM_E | NYISO_J-K | PJM_E | Internal | Summer | B7 | 400 | 330 | 0 | 55.6 | 52.28 | 4 | 0
2035 | NYISO_J-K_2_PJM_E | NYISO_J-K | PJM_E | Internal | Summer | B8 | 500 | 330 | 0 | 44.5 | 46.95 | 4 | 0
2035 | NYISO_J-K_2_PJM_E | NYISO_J-K | PJM_E | Internal | Summer | B9 | 800 | 330 | 0 | 42.41 | 43.99 | 4 | 0
2035 | NYISO_J-K_2_PJM_E | NYISO_J-K | PJM_E | Internal | Summer | B10 | 1262 | 330 | 0 | 42.41 | 39.95 | 4 | 0
2035 | NYISO_J-K_2_PJM_E | NYISO_J-K | PJM_E | Internal | Winter | B16 | 25 | 330 | 0 | 79.89 | 66.36 | 4 | 0
2035 | NYISO_J-K_2_PJM_E | NYISO_J-K | PJM_E | Internal | Winter | B17 | 100 | 330 | 0 | 59.8 | 56.46 | 4 | 0
2035 | NYISO_J-K_2_PJM_E | NYISO_J-K | PJM_E | Internal | Winter | B18 | 400 | 330 | 0 | 59.8 | 53.58 | 4 | 0
2035 | NYISO_J-K_2_PJM_E | NYISO_J-K | PJM_E | Internal | Winter | B19 | 700 | 330 | 0 | 59.24 | 52.52 | 4 | 0
2035 | NYISO_J-K_2_PJM_E | NYISO_J-K | PJM_E | Internal | Winter | B20 | 935 | 330 | 0 | 55.01 | 48.24 | 4 | 0
2035 | PJM_E_2_NYISO_G-I | PJM_E | NYISO_G-I | Internal | Shoulder | B11 | 25 | 500 | 0 | 63.37 | 61.02 | 3 | 0
2035 | PJM_E_2_NYISO_G-I | PJM_E | NYISO_G-I | Internal | Shoulder | B12 | 200 | 500 | 0 | 51.87 | 47.87 | 3 | 0
2035 | PJM_E_2_NYISO_G-I | PJM_E | NYISO_G-I | Internal | Shoulder | B13 | 600 | 500 | 0 | 49.06 | 45.82 | 3 | 0
2035 | PJM_E_2_NYISO_G-I | PJM_E | NYISO_G-I | Internal | Shoulder | B14 | 900 | 500 | 0 | 47.64 | 45.79 | 3 | 0
2035 | PJM_E_2_NYISO_G-I | PJM_E | NYISO_G-I | Internal | Shoulder | B15 | 1203 | 500 | 0 | 44.04 | 45.79 | 3 | 0
2035 | PJM_E_2_NYISO_G-I | PJM_E | NYISO_G-I | Internal | Summer | B1 | 10 | 500 | 0.07 | 85 | 87.99 | 3 | 0
2035 | PJM_E_2_NYISO_G-I | PJM_E | NYISO_G-I | Internal | Summer | B2 | 25 | 500 | 0 | 77.78 | 73.78 | 3 | 0
2035 | PJM_E_2_NYISO_G-I | PJM_E | NYISO_G-I | Internal | Summer | B3 | 75 | 500 | 0 | 77.16 | 66.9 | 3 | 0
2035 | PJM_E_2_NYISO_G-I | PJM_E | NYISO_G-I | Internal | Summer | B4 | 100 | 500 | 0 | 77.07 | 62.13 | 3 | 0
2035 | PJM_E_2_NYISO_G-I | PJM_E | NYISO_G-I | Internal | Summer | B5 | 200 | 500 | 0 | 73.63 | 59.28 | 3 | 0
2035 | PJM_E_2_NYISO_G-I | PJM_E | NYISO_G-I | Internal | Summer | B6 | 300 | 500 | 0 | 61.71 | 55.58 | 3 | 0
2035 | PJM_E_2_NYISO_G-I | PJM_E | NYISO_G-I | Internal | Summer | B7 | 400 | 500 | 0 | 52.28 | 48.79 | 3 | 0
2035 | PJM_E_2_NYISO_G-I | PJM_E | NYISO_G-I | Internal | Summer | B8 | 500 | 500 | 0 | 46.95 | 44.49 | 3 | 0
2035 | PJM_E_2_NYISO_G-I | PJM_E | NYISO_G-I | Internal | Summer | B9 | 800 | 500 | 0 | 43.99 | 42.4 | 3 | 0
2035 | PJM_E_2_NYISO_G-I | PJM_E | NYISO_G-I | Internal | Summer | B10 | 1262 | 500 | 0 | 39.95 | 42.4 | 3 | 0
2035 | PJM_E_2_NYISO_G-I | PJM_E | NYISO_G-I | Internal | Winter | B16 | 25 | 500 | 268.66 | 66.36 | 69.36 | 3 | 0
2035 | PJM_E_2_NYISO_G-I | PJM_E | NYISO_G-I | Internal | Winter | B17 | 100 | 500 | 126.33 | 56.46 | 59.46 | 3 | 0
2035 | PJM_E_2_NYISO_G-I | PJM_E | NYISO_G-I | Internal | Winter | B18 | 400 | 500 | 68.46 | 53.58 | 56.58 | 3 | 0
2035 | PJM_E_2_NYISO_G-I | PJM_E | NYISO_G-I | Internal | Winter | B19 | 700 | 500 | 0 | 52.52 | 55.01 | 3 | 0
2035 | PJM_E_2_NYISO_G-I | PJM_E | NYISO_G-I | Internal | Winter | B20 | 935 | 500 | 500 | 48.24 | 53.14 | 3 | 1.9
2035 | PJM_E_2_NYISO_J-K | PJM_E | NYISO_J-K | Internal | Shoulder | B11 | 25 | 330 | 0 | 63.37 | 61.03 | 3 | 0
2035 | PJM_E_2_NYISO_J-K | PJM_E | NYISO_J-K | Internal | Shoulder | B12 | 200 | 330 | 0 | 51.87 | 47.88 | 3 | 0
2035 | PJM_E_2_NYISO_J-K | PJM_E | NYISO_J-K | Internal | Shoulder | B13 | 600 | 330 | 0 | 49.06 | 45.83 | 3 | 0
2035 | PJM_E_2_NYISO_J-K | PJM_E | NYISO_J-K | Internal | Shoulder | B14 | 900 | 330 | 0 | 47.64 | 45.8 | 3 | 0
2035 | PJM_E_2_NYISO_J-K | PJM_E | NYISO_J-K | Internal | Shoulder | B15 | 1203 | 330 | 0 | 44.04 | 45.8 | 3 | 0
2035 | PJM_E_2_NYISO_J-K | PJM_E | NYISO_J-K | Internal | Summer | B1 | 10 | 330 | 198.47 | 85 | 88 | 3 | 0
2035 | PJM_E_2_NYISO_J-K | PJM_E | NYISO_J-K | Internal | Summer | B2 | 25 | 330 | 0 | 77.78 | 73.79 | 3 | 0
2035 | PJM_E_2_NYISO_J-K | PJM_E | NYISO_J-K | Internal | Summer | B3 | 75 | 330 | 0 | 77.16 | 66.91 | 3 | 0
2035 | PJM_E_2_NYISO_J-K | PJM_E | NYISO_J-K | Internal | Summer | B4 | 100 | 330 | 0 | 77.07 | 62.14 | 3 | 0
2035 | PJM_E_2_NYISO_J-K | PJM_E | NYISO_J-K | Internal | Summer | B5 | 200 | 330 | 0 | 73.63 | 59.29 | 3 | 0
2035 | PJM_E_2_NYISO_J-K | PJM_E | NYISO_J-K | Internal | Summer | B6 | 300 | 330 | 0 | 61.71 | 55.6 | 3 | 0
2035 | PJM_E_2_NYISO_J-K | PJM_E | NYISO_J-K | Internal | Summer | B7 | 400 | 330 | 330 | 52.28 | 55.6 | 3 | 0.31
2035 | PJM_E_2_NYISO_J-K | PJM_E | NYISO_J-K | Internal | Summer | B8 | 500 | 330 | 0 | 46.95 | 44.5 | 3 | 0
2035 | PJM_E_2_NYISO_J-K | PJM_E | NYISO_J-K | Internal | Summer | B9 | 800 | 330 | 0 | 43.99 | 42.41 | 3 | 0
2035 | PJM_E_2_NYISO_J-K | PJM_E | NYISO_J-K | Internal | Summer | B10 | 1262 | 330 | 0 | 39.95 | 42.41 | 3 | 0
2035 | PJM_E_2_NYISO_J-K | PJM_E | NYISO_J-K | Internal | Winter | B16 | 25 | 330 | 330 | 66.36 | 79.89 | 3 | 10.53
2035 | PJM_E_2_NYISO_J-K | PJM_E | NYISO_J-K | Internal | Winter | B17 | 100 | 330 | 330 | 56.46 | 59.8 | 3 | 0.35
2035 | PJM_E_2_NYISO_J-K | PJM_E | NYISO_J-K | Internal | Winter | B18 | 400 | 330 | 330 | 53.58 | 59.8 | 3 | 3.22
2035 | PJM_E_2_NYISO_J-K | PJM_E | NYISO_J-K | Internal | Winter | B19 | 700 | 330 | 330 | 52.52 | 59.24 | 3 | 3.72
2035 | PJM_E_2_NYISO_J-K | PJM_E | NYISO_J-K | Internal | Winter | B20 | 935 | 330 | 330 | 48.24 | 55.01 | 3 | 3.77
2035 | PJM_E_2_PJM_ROM | PJM_E | PJM_ROM | Internal | Shoulder | B11 | 25 | 8000 | 489.59 | 63.37 | 63.38 | 0.01 | 0
2035 | PJM_E_2_PJM_ROM | PJM_E | PJM_ROM | Internal | Shoulder | B12 | 200 | 8000 | 0 | 51.87 | 51.86 | 0.01 | 0
2035 | PJM_E_2_PJM_ROM | PJM_E | PJM_ROM | Internal | Shoulder | B13 | 600 | 8000 | 0 | 49.06 | 49.04 | 0.01 | 0
2035 | PJM_E_2_PJM_ROM | PJM_E | PJM_ROM | Internal | Shoulder | B14 | 900 | 8000 | 0 | 47.64 | 47.62 | 0.01 | 0
2035 | PJM_E_2_PJM_ROM | PJM_E | PJM_ROM | Internal | Shoulder | B15 | 1203 | 8000 | 0 | 44.04 | 44.02 | 0.01 | 0
2035 | PJM_E_2_PJM_ROM | PJM_E | PJM_ROM | Internal | Summer | B1 | 10 | 8000 | 0.03 | 85 | 84.99 | 0.01 | 0
2035 | PJM_E_2_PJM_ROM | PJM_E | PJM_ROM | Internal | Summer | B2 | 25 | 8000 | 0.01 | 77.78 | 77.77 | 0.01 | 0
2035 | PJM_E_2_PJM_ROM | PJM_E | PJM_ROM | Internal | Summer | B3 | 75 | 8000 | 705.22 | 77.16 | 77.17 | 0.01 | 0
2035 | PJM_E_2_PJM_ROM | PJM_E | PJM_ROM | Internal | Summer | B4 | 100 | 8000 | 2822.51 | 77.07 | 77.09 | 0.01 | 0
2035 | PJM_E_2_PJM_ROM | PJM_E | PJM_ROM | Internal | Summer | B5 | 200 | 8000 | 3952.52 | 73.63 | 73.64 | 0.01 | 0
2035 | PJM_E_2_PJM_ROM | PJM_E | PJM_ROM | Internal | Summer | B6 | 300 | 8000 | 0 | 61.71 | 61.7 | 0.01 | 0
2035 | PJM_E_2_PJM_ROM | PJM_E | PJM_ROM | Internal | Summer | B7 | 400 | 8000 | 0 | 52.28 | 52.27 | 0.01 | 0
2035 | PJM_E_2_PJM_ROM | PJM_E | PJM_ROM | Internal | Summer | B8 | 500 | 8000 | 0 | 46.95 | 46.94 | 0.01 | 0
2035 | PJM_E_2_PJM_ROM | PJM_E | PJM_ROM | Internal | Summer | B9 | 800 | 8000 | 0 | 43.99 | 43.98 | 0.01 | 0
2035 | PJM_E_2_PJM_ROM | PJM_E | PJM_ROM | Internal | Summer | B10 | 1262 | 8000 | 0 | 39.95 | 39.94 | 0.01 | 0
2035 | PJM_E_2_PJM_ROM | PJM_E | PJM_ROM | Internal | Winter | B16 | 25 | 8000 | 0.01 | 66.36 | 66.35 | 0.01 | 0
2035 | PJM_E_2_PJM_ROM | PJM_E | PJM_ROM | Internal | Winter | B17 | 100 | 8000 | 0 | 56.46 | 56.45 | 0.01 | 0
2035 | PJM_E_2_PJM_ROM | PJM_E | PJM_ROM | Internal | Winter | B18 | 400 | 8000 | 0 | 53.58 | 53.57 | 0.01 | 0
2035 | PJM_E_2_PJM_ROM | PJM_E | PJM_ROM | Internal | Winter | B19 | 700 | 8000 | 0 | 52.52 | 52.51 | 0.01 | 0
2035 | PJM_E_2_PJM_ROM | PJM_E | PJM_ROM | Internal | Winter | B20 | 935 | 8000 | 0 | 48.24 | 48.23 | 0.01 | 0
2035 | PJM_ROR_2_MISO_IN | PJM_ROR | MISO_IN | Internal | Shoulder | B11 | 25 | 909 | 0 | 63.37 | 62.39 | 1 | 0
2035 | PJM_ROR_2_MISO_IN | PJM_ROR | MISO_IN | Internal | Shoulder | B12 | 200 | 909 | 0 | 51.84 | 52.83 | 1 | 0
2035 | PJM_ROR_2_MISO_IN | PJM_ROR | MISO_IN | Internal | Shoulder | B13 | 600 | 909 | 0 | 49.03 | 50.02 | 1 | 0
2035 | PJM_ROR_2_MISO_IN | PJM_ROR | MISO_IN | Internal | Shoulder | B14 | 900 | 909 | 0 | 47.61 | 47.86 | 1 | 0
2035 | PJM_ROR_2_MISO_IN | PJM_ROR | MISO_IN | Internal | Shoulder | B15 | 1203 | 909 | 0 | 44.01 | 43 | 1 | 0
2035 | PJM_ROR_2_MISO_IN | PJM_ROR | MISO_IN | Internal | Summer | B1 | 10 | 909 | 0 | 82.51 | 81.54 | 1 | 0
2035 | PJM_ROR_2_MISO_IN | PJM_ROR | MISO_IN | Internal | Summer | B2 | 25 | 909 | 909 | 77.76 | 80.64 | 1 | 1.88
2035 | PJM_ROR_2_MISO_IN | PJM_ROR | MISO_IN | Internal | Summer | B3 | 75 | 909 | 909 | 77.18 | 78.59 | 1 | 0.4
2035 | PJM_ROR_2_MISO_IN | PJM_ROR | MISO_IN | Internal | Summer | B4 | 100 | 909 | 35.39 | 77.1 | 78.1 | 1 | 0
2035 | PJM_ROR_2_MISO_IN | PJM_ROR | MISO_IN | Internal | Summer | B5 | 200 | 909 | 63.66 | 73.65 | 74.65 | 1 | 0
2035 | PJM_ROR_2_MISO_IN | PJM_ROR | MISO_IN | Internal | Summer | B6 | 300 | 909 | 0 | 61.69 | 60.71 | 1 | 0
2035 | PJM_ROR_2_MISO_IN | PJM_ROR | MISO_IN | Internal | Summer | B7 | 400 | 909 | 0 | 52.26 | 51.28 | 1 | 0
2035 | PJM_ROR_2_MISO_IN | PJM_ROR | MISO_IN | Internal | Summer | B8 | 500 | 909 | 0 | 46.93 | 45.95 | 1 | 0
2035 | PJM_ROR_2_MISO_IN | PJM_ROR | MISO_IN | Internal | Summer | B9 | 800 | 909 | 0 | 43.97 | 42.99 | 1 | 0
2035 | PJM_ROR_2_MISO_IN | PJM_ROR | MISO_IN | Internal | Summer | B10 | 1262 | 909 | 0 | 39.93 | 37.85 | 1 | 0
2035 | PJM_ROR_2_MISO_IN | PJM_ROR | MISO_IN | Internal | Winter | B16 | 25 | 909 | 0 | 66.34 | 65.35 | 1 | 0
2035 | PJM_ROR_2_MISO_IN | PJM_ROR | MISO_IN | Internal | Winter | B17 | 100 | 909 | 0 | 56.43 | 57.42 | 1 | 0
2035 | PJM_ROR_2_MISO_IN | PJM_ROR | MISO_IN | Internal | Winter | B18 | 400 | 909 | 0 | 51.91 | 51.41 | 1 | 0
2035 | PJM_ROR_2_MISO_IN | PJM_ROR | MISO_IN | Internal | Winter | B19 | 700 | 909 | 0 | 48.19 | 47.19 | 1 | 0
2035 | PJM_ROR_2_MISO_IN | PJM_ROR | MISO_IN | Internal | Winter | B20 | 935 | 909 | 0 | 44.47 | 42.84 | 1 | 0
2035 | PJM_ROR_2_MISO_MI | PJM_ROR | MISO_MI | Internal | Shoulder | B11 | 25 | 1305 | 0 | 63.37 | 62.4 | 1 | 0
2035 | PJM_ROR_2_MISO_MI | PJM_ROR | MISO_MI | Internal | Shoulder | B12 | 200 | 1305 | 691.45 | 51.84 | 52.84 | 1 | 0
2035 | PJM_ROR_2_MISO_MI | PJM_ROR | MISO_MI | Internal | Shoulder | B13 | 600 | 1305 | 227.95 | 49.03 | 50.03 | 1 | 0
2035 | PJM_ROR_2_MISO_MI | PJM_ROR | MISO_MI | Internal | Shoulder | B14 | 900 | 1305 | 0 | 47.61 | 47.87 | 1 | 0
2035 | PJM_ROR_2_MISO_MI | PJM_ROR | MISO_MI | Internal | Shoulder | B15 | 1203 | 1305 | 0 | 44.01 | 43.01 | 1 | 0
2035 | PJM_ROR_2_MISO_MI | PJM_ROR | MISO_MI | Internal | Summer | B1 | 10 | 1305 | 0 | 82.51 | 81.55 | 1 | 0
2035 | PJM_ROR_2_MISO_MI | PJM_ROR | MISO_MI | Internal | Summer | B2 | 25 | 1305 | 1305 | 77.76 | 80.65 | 1 | 1.9
2035 | PJM_ROR_2_MISO_MI | PJM_ROR | MISO_MI | Internal | Summer | B3 | 75 | 1305 | 1305 | 77.18 | 78.57 | 1 | 0.39
2035 | PJM_ROR_2_MISO_MI | PJM_ROR | MISO_MI | Internal | Summer | B4 | 100 | 1305 | 0 | 77.1 | 78.09 | 1 | 0
2035 | PJM_ROR_2_MISO_MI | PJM_ROR | MISO_MI | Internal | Summer | B5 | 200 | 1305 | 513.28 | 73.65 | 74.65 | 1 | 0
2035 | PJM_ROR_2_MISO_MI | PJM_ROR | MISO_MI | Internal | Summer | B6 | 300 | 1305 | 0 | 61.69 | 60.7 | 1 | 0
2035 | PJM_ROR_2_MISO_MI | PJM_ROR | MISO_MI | Internal | Summer | B7 | 400 | 1305 | 0 | 52.26 | 51.3 | 1 | 0
2035 | PJM_ROR_2_MISO_MI | PJM_ROR | MISO_MI | Internal | Summer | B8 | 500 | 1305 | 0 | 46.93 | 46.51 | 1 | 0
2035 | PJM_ROR_2_MISO_MI | PJM_ROR | MISO_MI | Internal | Summer | B9 | 800 | 1305 | 0 | 43.97 | 43.01 | 1 | 0
2035 | PJM_ROR_2_MISO_MI | PJM_ROR | MISO_MI | Internal | Summer | B10 | 1262 | 1305 | 0 | 39.93 | 39.57 | 1 | 0
2035 | PJM_ROR_2_MISO_MI | PJM_ROR | MISO_MI | Internal | Winter | B16 | 25 | 1305 | 0 | 66.34 | 65.34 | 1 | 0
2035 | PJM_ROR_2_MISO_MI | PJM_ROR | MISO_MI | Internal | Winter | B17 | 100 | 1305 | 24.98 | 56.43 | 57.43 | 1 | 0
2035 | PJM_ROR_2_MISO_MI | PJM_ROR | MISO_MI | Internal | Winter | B18 | 400 | 1305 | 0 | 51.91 | 51.42 | 1 | 0
2035 | PJM_ROR_2_MISO_MI | PJM_ROR | MISO_MI | Internal | Winter | B19 | 700 | 1305 | 0 | 48.19 | 47.2 | 1 | 0
2035 | PJM_ROR_2_MISO_MI | PJM_ROR | MISO_MI | Internal | Winter | B20 | 935 | 1305 | 0 | 44.47 | 43.46 | 1 | 0
2035 | PJM_ROR_2_MISO_MO-IL | PJM_ROR | MISO_MO-IL | Internal | Shoulder | B11 | 25 | 1111 | 0 | 63.37 | 62.38 | 1 | 0
2035 | PJM_ROR_2_MISO_MO-IL | PJM_ROR | MISO_MO-IL | Internal | Shoulder | B12 | 200 | 1111 | 0 | 51.84 | 50.84 | 1 | 0
2035 | PJM_ROR_2_MISO_MO-IL | PJM_ROR | MISO_MO-IL | Internal | Shoulder | B13 | 600 | 1111 | 0 | 49.03 | 48.03 | 1 | 0
2035 | PJM_ROR_2_MISO_MO-IL | PJM_ROR | MISO_MO-IL | Internal | Shoulder | B14 | 900 | 1111 | 0 | 47.61 | 46.61 | 1 | 0
2035 | PJM_ROR_2_MISO_MO-IL | PJM_ROR | MISO_MO-IL | Internal | Shoulder | B15 | 1203 | 1111 | 0 | 44.01 | 40.14 | 1 | 0
2035 | PJM_ROR_2_MISO_MO-IL | PJM_ROR | MISO_MO-IL | Internal | Summer | B1 | 10 | 1111 | 0 | 82.51 | 81.53 | 1 | 0
2035 | PJM_ROR_2_MISO_MO-IL | PJM_ROR | MISO_MO-IL | Internal | Summer | B2 | 25 | 1111 | 868.23 | 77.76 | 78.76 | 1 | 0
2035 | PJM_ROR_2_MISO_MO-IL | PJM_ROR | MISO_MO-IL | Internal | Summer | B3 | 75 | 1111 | 1111 | 77.18 | 78.57 | 1 | 0.39
2035 | PJM_ROR_2_MISO_MO-IL | PJM_ROR | MISO_MO-IL | Internal | Summer | B4 | 100 | 1111 | 0 | 77.1 | 78.09 | 1 | 0
2035 | PJM_ROR_2_MISO_MO-IL | PJM_ROR | MISO_MO-IL | Internal | Summer | B5 | 200 | 1111 | 0 | 73.65 | 74.64 | 1 | 0
2035 | PJM_ROR_2_MISO_MO-IL | PJM_ROR | MISO_MO-IL | Internal | Summer | B6 | 300 | 1111 | 0 | 61.69 | 60.7 | 1 | 0
2035 | PJM_ROR_2_MISO_MO-IL | PJM_ROR | MISO_MO-IL | Internal | Summer | B7 | 400 | 1111 | 0 | 52.26 | 51.27 | 1 | 0
2035 | PJM_ROR_2_MISO_MO-IL | PJM_ROR | MISO_MO-IL | Internal | Summer | B8 | 500 | 1111 | 0 | 46.93 | 45.94 | 1 | 0
2035 | PJM_ROR_2_MISO_MO-IL | PJM_ROR | MISO_MO-IL | Internal | Summer | B9 | 800 | 1111 | 0 | 43.97 | 42.98 | 1 | 0
2035 | PJM_ROR_2_MISO_MO-IL | PJM_ROR | MISO_MO-IL | Internal | Summer | B10 | 1262 | 1111 | 0 | 39.93 | 37.84 | 1 | 0
2035 | PJM_ROR_2_MISO_MO-IL | PJM_ROR | MISO_MO-IL | Internal | Winter | B16 | 25 | 1111 | 0 | 66.34 | 58.46 | 1 | 0
2035 | PJM_ROR_2_MISO_MO-IL | PJM_ROR | MISO_MO-IL | Internal | Winter | B17 | 100 | 1111 | 0 | 56.43 | 53.92 | 1 | 0
2035 | PJM_ROR_2_MISO_MO-IL | PJM_ROR | MISO_MO-IL | Internal | Winter | B18 | 400 | 1111 | 0 | 51.91 | 48.03 | 1 | 0
2035 | PJM_ROR_2_MISO_MO-IL | PJM_ROR | MISO_MO-IL | Internal | Winter | B19 | 700 | 1111 | 0 | 48.19 | 47.18 | 1 | 0
2035 | PJM_ROR_2_MISO_MO-IL | PJM_ROR | MISO_MO-IL | Internal | Winter | B20 | 935 | 1111 | 0 | 44.47 | 40 | 1 | 0
2035 | PJM_ROR_2_MISO_W | PJM_ROR | MISO_W | Internal | Shoulder | B11 | 25 | 10071 | 0 | 63.37 | 62.37 | 1 | 0
2035 | PJM_ROR_2_MISO_W | PJM_ROR | MISO_W | Internal | Shoulder | B12 | 200 | 10071 | 0 | 51.84 | 50.83 | 1 | 0
2035 | PJM_ROR_2_MISO_W | PJM_ROR | MISO_W | Internal | Shoulder | B13 | 600 | 10071 | 0 | 49.03 | 48.02 | 1 | 0
2035 | PJM_ROR_2_MISO_W | PJM_ROR | MISO_W | Internal | Shoulder | B14 | 900 | 10071 | 0 | 47.61 | 40.79 | 1 | 0
2035 | PJM_ROR_2_MISO_W | PJM_ROR | MISO_W | Internal | Shoulder | B15 | 1203 | 10071 | 0 | 44.01 | 33.47 | 1 | 0
2035 | PJM_ROR_2_MISO_W | PJM_ROR | MISO_W | Internal | Summer | B1 | 10 | 10071 | 0 | 82.51 | 81.51 | 1 | 0
2035 | PJM_ROR_2_MISO_W | PJM_ROR | MISO_W | Internal | Summer | B2 | 25 | 10071 | 0 | 77.76 | 76.76 | 1 | 0
2035 | PJM_ROR_2_MISO_W | PJM_ROR | MISO_W | Internal | Summer | B3 | 75 | 10071 | 284.57 | 77.18 | 78.18 | 1 | 0
2035 | PJM_ROR_2_MISO_W | PJM_ROR | MISO_W | Internal | Summer | B4 | 100 | 10071 | 0 | 77.1 | 76.1 | 1 | 0
2035 | PJM_ROR_2_MISO_W | PJM_ROR | MISO_W | Internal | Summer | B5 | 200 | 10071 | 0 | 73.65 | 74.63 | 1 | 0
2035 | PJM_ROR_2_MISO_W | PJM_ROR | MISO_W | Internal | Summer | B6 | 300 | 10071 | 0 | 61.69 | 60.69 | 1 | 0
2035 | PJM_ROR_2_MISO_W | PJM_ROR | MISO_W | Internal | Summer | B7 | 400 | 10071 | 0 | 52.26 | 51.26 | 1 | 0
2035 | PJM_ROR_2_MISO_W | PJM_ROR | MISO_W | Internal | Summer | B8 | 500 | 10071 | 0 | 46.93 | 45.93 | 1 | 0
2035 | PJM_ROR_2_MISO_W | PJM_ROR | MISO_W | Internal | Summer | B9 | 800 | 10071 | 0 | 43.97 | 42.97 | 1 | 0
2035 | PJM_ROR_2_MISO_W | PJM_ROR | MISO_W | Internal | Summer | B10 | 1262 | 10071 | 0 | 39.93 | 37.43 | 1 | 0
2035 | PJM_ROR_2_MISO_W | PJM_ROR | MISO_W | Internal | Winter | B16 | 25 | 10071 | 0 | 66.34 | 45.77 | 1 | 0
2035 | PJM_ROR_2_MISO_W | PJM_ROR | MISO_W | Internal | Winter | B17 | 100 | 10071 | 0 | 56.43 | 45.77 | 1 | 0
2035 | PJM_ROR_2_MISO_W | PJM_ROR | MISO_W | Internal | Winter | B18 | 400 | 10071 | 0 | 51.91 | 45.77 | 1 | 0
2035 | PJM_ROR_2_MISO_W | PJM_ROR | MISO_W | Internal | Winter | B19 | 700 | 10071 | 0 | 48.19 | 45.77 | 1 | 0
2035 | PJM_ROR_2_MISO_W | PJM_ROR | MISO_W | Internal | Winter | B20 | 935 | 10071 | 0 | 44.47 | 32.75 | 1 | 0
2035 | PJM_ROR_2_MISO_WUMS | PJM_ROR | MISO_WUMS | Internal | Shoulder | B11 | 25 | 1467 | 0 | 63.37 | 62.38 | 1 | 0
2035 | PJM_ROR_2_MISO_WUMS | PJM_ROR | MISO_WUMS | Internal | Shoulder | B12 | 200 | 1467 | 0 | 51.84 | 50.84 | 1 | 0
2035 | PJM_ROR_2_MISO_WUMS | PJM_ROR | MISO_WUMS | Internal | Shoulder | B13 | 600 | 1467 | 0 | 49.03 | 48.03 | 1 | 0
2035 | PJM_ROR_2_MISO_WUMS | PJM_ROR | MISO_WUMS | Internal | Shoulder | B14 | 900 | 1467 | 0 | 47.61 | 47.79 | 1 | 0
2035 | PJM_ROR_2_MISO_WUMS | PJM_ROR | MISO_WUMS | Internal | Shoulder | B15 | 1203 | 1467 | 0 | 44.01 | 43.01 | 1 | 0
2035 | PJM_ROR_2_MISO_WUMS | PJM_ROR | MISO_WUMS | Internal | Summer | B1 | 10 | 1467 | 0 | 82.51 | 75.33 | 1 | 0
2035 | PJM_ROR_2_MISO_WUMS | PJM_ROR | MISO_WUMS | Internal | Summer | B2 | 25 | 1467 | 0 | 77.76 | 75.33 | 1 | 0
2035 | PJM_ROR_2_MISO_WUMS | PJM_ROR | MISO_WUMS | Internal | Summer | B3 | 75 | 1467 | 0 | 77.18 | 75.33 | 1 | 0
2035 | PJM_ROR_2_MISO_WUMS | PJM_ROR | MISO_WUMS | Internal | Summer | B4 | 100 | 1467 | 0 | 77.1 | 75.33 | 1 | 0
2035 | PJM_ROR_2_MISO_WUMS | PJM_ROR | MISO_WUMS | Internal | Summer | B5 | 200 | 1467 | 0 | 73.65 | 74.64 | 1 | 0
2035 | PJM_ROR_2_MISO_WUMS | PJM_ROR | MISO_WUMS | Internal | Summer | B6 | 300 | 1467 | 0 | 61.69 | 60.7 | 1 | 0
2035 | PJM_ROR_2_MISO_WUMS | PJM_ROR | MISO_WUMS | Internal | Summer | B7 | 400 | 1467 | 0 | 52.26 | 51.27 | 1 | 0
2035 | PJM_ROR_2_MISO_WUMS | PJM_ROR | MISO_WUMS | Internal | Summer | B8 | 500 | 1467 | 0 | 46.93 | 45.94 | 1 | 0
2035 | PJM_ROR_2_MISO_WUMS | PJM_ROR | MISO_WUMS | Internal | Summer | B9 | 800 | 1467 | 87.43 | 43.97 | 44.97 | 1 | 0
2035 | PJM_ROR_2_MISO_WUMS | PJM_ROR | MISO_WUMS | Internal | Summer | B10 | 1262 | 1467 | 0 | 39.93 | 39.55 | 1 | 0
2035 | PJM_ROR_2_MISO_WUMS | PJM_ROR | MISO_WUMS | Internal | Winter | B16 | 25 | 1467 | 0 | 66.34 | 65.34 | 1 | 0
2035 | PJM_ROR_2_MISO_WUMS | PJM_ROR | MISO_WUMS | Internal | Winter | B17 | 100 | 1467 | 0 | 56.43 | 55.43 | 1 | 0
2035 | PJM_ROR_2_MISO_WUMS | PJM_ROR | MISO_WUMS | Internal | Winter | B18 | 400 | 1467 | 0 | 51.91 | 51.27 | 1 | 0
2035 | PJM_ROR_2_MISO_WUMS | PJM_ROR | MISO_WUMS | Internal | Winter | B19 | 700 | 1467 | 0 | 48.19 | 47.19 | 1 | 0
2035 | PJM_ROR_2_MISO_WUMS | PJM_ROR | MISO_WUMS | Internal | Winter | B20 | 935 | 1467 | 0 | 44.47 | 43.47 | 1 | 0
2035 | PJM_ROR_2_PJM_ROM | PJM_ROR | PJM_ROM | Internal | Shoulder | B11 | 25 | 8000 | 1354.26 | 63.37 | 63.38 | 0.01 | 0
2035 | PJM_ROR_2_PJM_ROM | PJM_ROR | PJM_ROM | Internal | Shoulder | B12 | 200 | 8000 | 4517.07 | 51.84 | 51.86 | 0.01 | 0
2035 | PJM_ROR_2_PJM_ROM | PJM_ROR | PJM_ROM | Internal | Shoulder | B13 | 600 | 8000 | 5595.43 | 49.03 | 49.04 | 0.01 | 0
2035 | PJM_ROR_2_PJM_ROM | PJM_ROR | PJM_ROM | Internal | Shoulder | B14 | 900 | 8000 | 4972.23 | 47.61 | 47.62 | 0.01 | 0
2035 | PJM_ROR_2_PJM_ROM | PJM_ROR | PJM_ROM | Internal | Shoulder | B15 | 1203 | 8000 | 5925.01 | 44.01 | 44.02 | 0.01 | 0
2035 | PJM_ROR_2_PJM_ROM | PJM_ROR | PJM_ROM | Internal | Summer | B1 | 10 | 8000 | 8000 | 82.51 | 84.99 | 0.01 | 2.47
2035 | PJM_ROR_2_PJM_ROM | PJM_ROR | PJM_ROM | Internal | Summer | B2 | 25 | 8000 | 6184.73 | 77.76 | 77.77 | 0.01 | 0
2035 | PJM_ROR_2_PJM_ROM | PJM_ROR | PJM_ROM | Internal | Summer | B3 | 75 | 8000 | 0 | 77.18 | 77.17 | 0.01 | 0
2035 | PJM_ROR_2_PJM_ROM | PJM_ROR | PJM_ROM | Internal | Summer | B4 | 100 | 8000 | 0 | 77.1 | 77.09 | 0.01 | 0
2035 | PJM_ROR_2_PJM_ROM | PJM_ROR | PJM_ROM | Internal | Summer | B5 | 200 | 8000 | 0 | 73.65 | 73.64 | 0.01 | 0
2035 | PJM_ROR_2_PJM_ROM | PJM_ROR | PJM_ROM | Internal | Summer | B6 | 300 | 8000 | 1002.59 | 61.69 | 61.7 | 0.01 | 0
2035 | PJM_ROR_2_PJM_ROM | PJM_ROR | PJM_ROM | Internal | Summer | B7 | 400 | 8000 | 4902.79 | 52.26 | 52.27 | 0.01 | 0
2035 | PJM_ROR_2_PJM_ROM | PJM_ROR | PJM_ROM | Internal | Summer | B8 | 500 | 8000 | 2959.26 | 46.93 | 46.94 | 0.01 | 0
2035 | PJM_ROR_2_PJM_ROM | PJM_ROR | PJM_ROM | Internal | Summer | B9 | 800 | 8000 | 4022.97 | 43.97 | 43.98 | 0.01 | 0
2035 | PJM_ROR_2_PJM_ROM | PJM_ROR | PJM_ROM | Internal | Summer | B10 | 1262 | 8000 | 5889.04 | 39.93 | 39.94 | 0.01 | 0
2035 | PJM_ROR_2_PJM_ROM | PJM_ROR | PJM_ROM | Internal | Winter | B16 | 25 | 8000 | 7577.86 | 66.34 | 66.35 | 0.01 | 0
2035 | PJM_ROR_2_PJM_ROM | PJM_ROR | PJM_ROM | Internal | Winter | B17 | 100 | 8000 | 7011.99 | 56.43 | 56.45 | 0.01 | 0
2035 | PJM_ROR_2_PJM_ROM | PJM_ROR | PJM_ROM | Internal | Winter | B18 | 400 | 8000 | 8000 | 51.91 | 53.57 | 0.01 | 1.65
2035 | PJM_ROR_2_PJM_ROM | PJM_ROR | PJM_ROM | Internal | Winter | B19 | 700 | 8000 | 8000 | 48.19 | 52.51 | 0.01 | 4.31
2035 | PJM_ROR_2_PJM_ROM | PJM_ROR | PJM_ROM | Internal | Winter | B20 | 935 | 8000 | 8000 | 44.47 | 48.23 | 0.01 | 3.75
2035 | PJM_ROR_2_TVA_Transmission | PJM_ROR | TVA_Transmission | Internal | Shoulder | B11 | 25 | 2500 | 2499.97 | 63.37 | 66.38 | 3 | 0.01
2035 | PJM_ROR_2_TVA_Transmission | PJM_ROR | TVA_Transmission | Internal | Shoulder | B12 | 200 | 2500 | 219.31 | 51.84 | 54.84 | 3 | 0
2035 | PJM_ROR_2_TVA_Transmission | PJM_ROR | TVA_Transmission | Internal | Shoulder | B13 | 600 | 2500 | 1715.74 | 49.03 | 52.03 | 3 | 0
2035 | PJM_ROR_2_TVA_Transmission | PJM_ROR | TVA_Transmission | Internal | Shoulder | B14 | 900 | 2500 | 230.29 | 47.61 | 50.61 | 3 | 0
2035 | PJM_ROR_2_TVA_Transmission | PJM_ROR | TVA_Transmission | Internal | Shoulder | B15 | 1203 | 2500 | 2500 | 44.01 | 48 | 3 | 0.99
2035 | PJM_ROR_2_TVA_Transmission | PJM_ROR | TVA_Transmission | Internal | Summer | B1 | 10 | 2500 | 2499.92 | 82.51 | 85.53 | 3 | 0.01
2035 | PJM_ROR_2_TVA_Transmission | PJM_ROR | TVA_Transmission | Internal | Summer | B2 | 25 | 2500 | 2500 | 77.76 | 82.75 | 3 | 2
2035 | PJM_ROR_2_TVA_Transmission | PJM_ROR | TVA_Transmission | Internal | Summer | B3 | 75 | 2500 | 2500 | 77.18 | 82.57 | 3 | 2.39
2035 | PJM_ROR_2_TVA_Transmission | PJM_ROR | TVA_Transmission | Internal | Summer | B4 | 100 | 2500 | 2500 | 77.1 | 82.09 | 3 | 1.99
2035 | PJM_ROR_2_TVA_Transmission | PJM_ROR | TVA_Transmission | Internal | Summer | B5 | 200 | 2500 | 2500 | 73.65 | 78.64 | 3 | 1.99
2035 | PJM_ROR_2_TVA_Transmission | PJM_ROR | TVA_Transmission | Internal | Summer | B6 | 300 | 2500 | 2500 | 61.69 | 64.7 | 3 | 0.01
2035 | PJM_ROR_2_TVA_Transmission | PJM_ROR | TVA_Transmission | Internal | Summer | B7 | 400 | 2500 | 426.78 | 52.26 | 55.26 | 3 | 0
2035 | PJM_ROR_2_TVA_Transmission | PJM_ROR | TVA_Transmission | Internal | Summer | B8 | 500 | 2500 | 2500 | 46.93 | 49.94 | 3 | 0.01
2035 | PJM_ROR_2_TVA_Transmission | PJM_ROR | TVA_Transmission | Internal | Summer | B9 | 800 | 2500 | 2500 | 43.97 | 46.98 | 3 | 0.01
2035 | PJM_ROR_2_TVA_Transmission | PJM_ROR | TVA_Transmission | Internal | Summer | B10 | 1262 | 2500 | 0 | 39.93 | 42.73 | 3 | 0
2035 | PJM_ROR_2_TVA_Transmission | PJM_ROR | TVA_Transmission | Internal | Winter | B16 | 25 | 2500 | 944.04 | 66.34 | 69.34 | 3 | 0
2035 | PJM_ROR_2_TVA_Transmission | PJM_ROR | TVA_Transmission | Internal | Winter | B17 | 100 | 2500 | 0 | 56.43 | 57.92 | 3 | 0
2035 | PJM_ROR_2_TVA_Transmission | PJM_ROR | TVA_Transmission | Internal | Winter | B18 | 400 | 2500 | 0 | 51.91 | 52.03 | 3 | 0
2035 | PJM_ROR_2_TVA_Transmission | PJM_ROR | TVA_Transmission | Internal | Winter | B19 | 700 | 2500 | 456.16 | 48.19 | 51.19 | 3 | 0
2035 | PJM_ROR_2_TVA_Transmission | PJM_ROR | TVA_Transmission | Internal | Winter | B20 | 935 | 2500 | 1839.31 | 44.47 | 47.47 | 3 | 0
2035 | PJM_ROR_2_VACAR | PJM_ROR | VACAR | Internal | Shoulder | B11 | 25 | 3865 | 3865 | 63.37 | 69.6 | 3 | 3.23
2035 | PJM_ROR_2_VACAR | PJM_ROR | VACAR | Internal | Shoulder | B12 | 200 | 3865 | 3227.25 | 51.84 | 54.84 | 3 | 0
2035 | PJM_ROR_2_VACAR | PJM_ROR | VACAR | Internal | Shoulder | B13 | 600 | 3865 | 651.67 | 49.03 | 52.03 | 3 | 0
2035 | PJM_ROR_2_VACAR | PJM_ROR | VACAR | Internal | Shoulder | B14 | 900 | 3865 | 847.5 | 47.61 | 50.61 | 3 | 0
2035 | PJM_ROR_2_VACAR | PJM_ROR | VACAR | Internal | Shoulder | B15 | 1203 | 3865 | 3865 | 44.01 | 50.61 | 3 | 3.6
2035 | PJM_ROR_2_VACAR | PJM_ROR | VACAR | Internal | Summer | B1 | 10 | 3865 | 3865 | 82.51 | 87.37 | 3 | 1.86
2035 | PJM_ROR_2_VACAR | PJM_ROR | VACAR | Internal | Summer | B2 | 25 | 3865 | 3865 | 77.76 | 87.37 | 3 | 6.62
2035 | PJM_ROR_2_VACAR | PJM_ROR | VACAR | Internal | Summer | B3 | 75 | 3865 | 3865 | 77.18 | 87.37 | 3 | 7.19
2035 | PJM_ROR_2_VACAR | PJM_ROR | VACAR | Internal | Summer | B4 | 100 | 3865 | 3865 | 77.1 | 85.46 | 3 | 5.36
2035 | PJM_ROR_2_VACAR | PJM_ROR | VACAR | Internal | Summer | B5 | 200 | 3865 | 3865 | 73.65 | 83.1 | 3 | 6.44
2035 | PJM_ROR_2_VACAR | PJM_ROR | VACAR | Internal | Summer | B6 | 300 | 3865 | 3865 | 61.69 | 66.89 | 3 | 2.2
2035 | PJM_ROR_2_VACAR | PJM_ROR | VACAR | Internal | Summer | B7 | 400 | 3865 | 3865 | 52.26 | 56.26 | 3 | 1
2035 | PJM_ROR_2_VACAR | PJM_ROR | VACAR | Internal | Summer | B8 | 500 | 3865 | 3484.42 | 46.93 | 49.93 | 3 | 0
2035 | PJM_ROR_2_VACAR | PJM_ROR | VACAR | Internal | Summer | B9 | 800 | 3865 | 3865 | 43.97 | 48.39 | 3 | 1.42
2035 | PJM_ROR_2_VACAR | PJM_ROR | VACAR | Internal | Summer | B10 | 1262 | 3865 | 3865 | 39.93 | 48.39 | 3 | 5.46
2035 | PJM_ROR_2_VACAR | PJM_ROR | VACAR | Internal | Winter | B16 | 25 | 3865 | 3865 | 66.34 | 86.72 | 3 | 17.38
2035 | PJM_ROR_2_VACAR | PJM_ROR | VACAR | Internal | Winter | B17 | 100 | 3865 | 3865 | 56.43 | 62.42 | 3 | 2.99
2035 | PJM_ROR_2_VACAR | PJM_ROR | VACAR | Internal | Winter | B18 | 400 | 3865 | 3865 | 51.91 | 55.69 | 3 | 0.78
2035 | PJM_ROR_2_VACAR | PJM_ROR | VACAR | Internal | Winter | B19 | 700 | 3865 | 3865 | 48.19 | 55.69 | 3 | 4.5
2035 | PJM_ROR_2_VACAR | PJM_ROR | VACAR | Internal | Winter | B20 | 935 | 3865 | 3865 | 44.47 | 51.97 | 3 | 4.5
2035 | PJM_ROM_2_NYISO_A-F | PJM_ROM | NYISO_A-F | Internal | Shoulder | B11 | 25 | 2000 | 0 | 63.38 | 52.63 | 3 | 0
2035 | PJM_ROM_2_NYISO_A-F | PJM_ROM | NYISO_A-F | Internal | Shoulder | B12 | 200 | 2000 | 0 | 51.86 | 47.86 | 3 | 0
2035 | PJM_ROM_2_NYISO_A-F | PJM_ROM | NYISO_A-F | Internal | Shoulder | B13 | 600 | 2000 | 0 | 49.04 | 45.81 | 3 | 0
2035 | PJM_ROM_2_NYISO_A-F | PJM_ROM | NYISO_A-F | Internal | Shoulder | B14 | 900 | 2000 | 0 | 47.62 | 45.77 | 3 | 0
2035 | PJM_ROM_2_NYISO_A-F | PJM_ROM | NYISO_A-F | Internal | Shoulder | B15 | 1203 | 2000 | 0 | 44.02 | 45.77 | 3 | 0
2035 | PJM_ROM_2_NYISO_A-F | PJM_ROM | NYISO_A-F | Internal | Summer | B1 | 10 | 2000 | 0 | 84.99 | 76.2 | 3 | 0
2035 | PJM_ROM_2_NYISO_A-F | PJM_ROM | NYISO_A-F | Internal | Summer | B2 | 25 | 2000 | 0 | 77.77 | 73.65 | 3 | 0
2035 | PJM_ROM_2_NYISO_A-F | PJM_ROM | NYISO_A-F | Internal | Summer | B3 | 75 | 2000 | 0 | 77.17 | 66.88 | 3 | 0
2035 | PJM_ROM_2_NYISO_A-F | PJM_ROM | NYISO_A-F | Internal | Summer | B4 | 100 | 2000 | 0 | 77.09 | 58.89 | 3 | 0
2035 | PJM_ROM_2_NYISO_A-F | PJM_ROM | NYISO_A-F | Internal | Summer | B5 | 200 | 2000 | 0 | 73.64 | 52.35 | 3 | 0
2035 | PJM_ROM_2_NYISO_A-F | PJM_ROM | NYISO_A-F | Internal | Summer | B6 | 300 | 2000 | 0 | 61.7 | 52.35 | 3 | 0
2035 | PJM_ROM_2_NYISO_A-F | PJM_ROM | NYISO_A-F | Internal | Summer | B7 | 400 | 2000 | 0 | 52.27 | 48.78 | 3 | 0
2035 | PJM_ROM_2_NYISO_A-F | PJM_ROM | NYISO_A-F | Internal | Summer | B8 | 500 | 2000 | 0 | 46.94 | 44.48 | 3 | 0
2035 | PJM_ROM_2_NYISO_A-F | PJM_ROM | NYISO_A-F | Internal | Summer | B9 | 800 | 2000 | 0 | 43.98 | 42.39 | 3 | 0
2035 | PJM_ROM_2_NYISO_A-F | PJM_ROM | NYISO_A-F | Internal | Summer | B10 | 1262 | 2000 | 0 | 39.94 | 42.39 | 3 | 0
2035 | PJM_ROM_2_NYISO_A-F | PJM_ROM | NYISO_A-F | Internal | Winter | B16 | 25 | 2000 | 0 | 66.35 | 55.01 | 3 | 0
2035 | PJM_ROM_2_NYISO_A-F | PJM_ROM | NYISO_A-F | Internal | Winter | B17 | 100 | 2000 | 0 | 56.45 | 53.22 | 3 | 0
2035 | PJM_ROM_2_NYISO_A-F | PJM_ROM | NYISO_A-F | Internal | Winter | B18 | 400 | 2000 | 0 | 53.57 | 51.42 | 3 | 0
2035 | PJM_ROM_2_NYISO_A-F | PJM_ROM | NYISO_A-F | Internal | Winter | B19 | 700 | 2000 | 0 | 52.51 | 51.29 | 3 | 0
2035 | PJM_ROM_2_NYISO_A-F | PJM_ROM | NYISO_A-F | Internal | Winter | B20 | 935 | 2000 | 2000 | 48.23 | 51.29 | 3 | 0.06
2035 | PJM_ROM_2_PJM_E | PJM_ROM | PJM_E | Internal | Shoulder | B11 | 25 | 8000 | 0.01 | 63.38 | 63.37 | 0.01 | 0
2035 | PJM_ROM_2_PJM_E | PJM_ROM | PJM_E | Internal | Shoulder | B12 | 200 | 8000 | 232.56 | 51.86 | 51.87 | 0.01 | 0
2035 | PJM_ROM_2_PJM_E | PJM_ROM | PJM_E | Internal | Shoulder | B13 | 600 | 8000 | 1353.79 | 49.04 | 49.06 | 0.01 | 0
2035 | PJM_ROM_2_PJM_E | PJM_ROM | PJM_E | Internal | Shoulder | B14 | 900 | 8000 | 1154.16 | 47.62 | 47.64 | 0.01 | 0
2035 | PJM_ROM_2_PJM_E | PJM_ROM | PJM_E | Internal | Shoulder | B15 | 1203 | 8000 | 2547.52 | 44.02 | 44.04 | 0.01 | 0
2035 | PJM_ROM_2_PJM_E | PJM_ROM | PJM_E | Internal | Summer | B1 | 10 | 8000 | 5247.46 | 84.99 | 85 | 0.01 | 0
2035 | PJM_ROM_2_PJM_E | PJM_ROM | PJM_E | Internal | Summer | B2 | 25 | 8000 | 3998.71 | 77.77 | 77.78 | 0.01 | 0
2035 | PJM_ROM_2_PJM_E | PJM_ROM | PJM_E | Internal | Summer | B3 | 75 | 8000 | 0 | 77.17 | 77.16 | 0.01 | 0
2035 | PJM_ROM_2_PJM_E | PJM_ROM | PJM_E | Internal | Summer | B4 | 100 | 8000 | 0 | 77.09 | 77.07 | 0.01 | 0
2035 | PJM_ROM_2_PJM_E | PJM_ROM | PJM_E | Internal | Summer | B5 | 200 | 8000 | 0 | 73.64 | 73.63 | 0.01 | 0
2035 | PJM_ROM_2_PJM_E | PJM_ROM | PJM_E | Internal | Summer | B6 | 300 | 8000 | 697.32 | 61.7 | 61.71 | 0.01 | 0
2035 | PJM_ROM_2_PJM_E | PJM_ROM | PJM_E | Internal | Summer | B7 | 400 | 8000 | 1591.97 | 52.27 | 52.28 | 0.01 | 0
2035 | PJM_ROM_2_PJM_E | PJM_ROM | PJM_E | Internal | Summer | B8 | 500 | 8000 | 128.26 | 46.94 | 46.95 | 0.01 | 0
2035 | PJM_ROM_2_PJM_E | PJM_ROM | PJM_E | Internal | Summer | B9 | 800 | 8000 | 1890.41 | 43.98 | 43.99 | 0.01 | 0
2035 | PJM_ROM_2_PJM_E | PJM_ROM | PJM_E | Internal | Summer | B10 | 1262 | 8000 | 3548.71 | 39.94 | 39.95 | 0.01 | 0
2035 | PJM_ROM_2_PJM_E | PJM_ROM | PJM_E | Internal | Winter | B16 | 25 | 8000 | 4674.66 | 66.35 | 66.36 | 0.01 | 0
2035 | PJM_ROM_2_PJM_E | PJM_ROM | PJM_E | Internal | Winter | B17 | 100 | 8000 | 3771.65 | 56.45 | 56.46 | 0.01 | 0
2035 | PJM_ROM_2_PJM_E | PJM_ROM | PJM_E | Internal | Winter | B18 | 400 | 8000 | 5086.7 | 53.57 | 53.58 | 0.01 | 0
2035 | PJM_ROM_2_PJM_E | PJM_ROM | PJM_E | Internal | Winter | B19 | 700 | 8000 | 5850.41 | 52.51 | 52.52 | 0.01 | 0
2035 | PJM_ROM_2_PJM_E | PJM_ROM | PJM_E | Internal | Winter | B20 | 935 | 8000 | 4717.97 | 48.23 | 48.24 | 0.01 | 0
2035 | PJM_ROM_2_PJM_ROR | PJM_ROM | PJM_ROR | Internal | Shoulder | B11 | 25 | 8000 | 0.01 | 63.38 | 63.37 | 0.01 | 0
2035 | PJM_ROM_2_PJM_ROR | PJM_ROM | PJM_ROR | Internal | Shoulder | B12 | 200 | 8000 | 0 | 51.86 | 51.84 | 0.01 | 0
2035 | PJM_ROM_2_PJM_ROR | PJM_ROM | PJM_ROR | Internal | Shoulder | B13 | 600 | 8000 | 0 | 49.04 | 49.03 | 0.01 | 0
2035 | PJM_ROM_2_PJM_ROR | PJM_ROM | PJM_ROR | Internal | Shoulder | B14 | 900 | 8000 | 0 | 47.62 | 47.61 | 0.01 | 0
2035 | PJM_ROM_2_PJM_ROR | PJM_ROM | PJM_ROR | Internal | Shoulder | B15 | 1203 | 8000 | 0 | 44.02 | 44.01 | 0.01 | 0
2035 | PJM_ROM_2_PJM_ROR | PJM_ROM | PJM_ROR | Internal | Summer | B1 | 10 | 8000 | 0 | 84.99 | 82.51 | 0.01 | 0
2035 | PJM_ROM_2_PJM_ROR | PJM_ROM | PJM_ROR | Internal | Summer | B2 | 25 | 8000 | 0.02 | 77.77 | 77.76 | 0.01 | 0
2035 | PJM_ROM_2_PJM_ROR | PJM_ROM | PJM_ROR | Internal | Summer | B3 | 75 | 8000 | 325.15 | 77.17 | 77.18 | 0.01 | 0
2035 | PJM_ROM_2_PJM_ROR | PJM_ROM | PJM_ROR | Internal | Summer | B4 | 100 | 8000 | 3590.42 | 77.09 | 77.1 | 0.01 | 0
2035 | PJM_ROM_2_PJM_ROR | PJM_ROM | PJM_ROR | Internal | Summer | B5 | 200 | 8000 | 4146.72 | 73.64 | 73.65 | 0.01 | 0
2035 | PJM_ROM_2_PJM_ROR | PJM_ROM | PJM_ROR | Internal | Summer | B6 | 300 | 8000 | 0 | 61.7 | 61.69 | 0.01 | 0
2035 | PJM_ROM_2_PJM_ROR | PJM_ROM | PJM_ROR | Internal | Summer | B7 | 400 | 8000 | 0 | 52.27 | 52.26 | 0.01 | 0
2035 | PJM_ROM_2_PJM_ROR | PJM_ROM | PJM_ROR | Internal | Summer | B8 | 500 | 8000 | 0 | 46.94 | 46.93 | 0.01 | 0
2035 | PJM_ROM_2_PJM_ROR | PJM_ROM | PJM_ROR | Internal | Summer | B9 | 800 | 8000 | 0 | 43.98 | 43.97 | 0.01 | 0
2035 | PJM_ROM_2_PJM_ROR | PJM_ROM | PJM_ROR | Internal | Summer | B10 | 1262 | 8000 | 0 | 39.94 | 39.93 | 0.01 | 0
2035 | PJM_ROM_2_PJM_ROR | PJM_ROM | PJM_ROR | Internal | Winter | B16 | 25 | 8000 | 0.01 | 66.35 | 66.34 | 0.01 | 0
2035 | PJM_ROM_2_PJM_ROR | PJM_ROM | PJM_ROR | Internal | Winter | B17 | 100 | 8000 | 0 | 56.45 | 56.43 | 0.01 | 0
2035 | PJM_ROM_2_PJM_ROR | PJM_ROM | PJM_ROR | Internal | Winter | B18 | 400 | 8000 | 0 | 53.57 | 51.91 | 0.01 | 0
2035 | PJM_ROM_2_PJM_ROR | PJM_ROM | PJM_ROR | Internal | Winter | B19 | 700 | 8000 | 0 | 52.51 | 48.19 | 0.01 | 0
2035 | PJM_ROM_2_PJM_ROR | PJM_ROM | PJM_ROR | Internal | Winter | B20 | 935 | 8000 | 0 | 48.23 | 44.47 | 0.01 | 0
2035 | SOCO_2_FRCC | SOCO | FRCC | Internal | Shoulder | B11 | 25 | 3700 | 3700 | 73.1 | 85.78 | 5 | 7.68
2035 | SOCO_2_FRCC | SOCO | FRCC | Internal | Shoulder | B12 | 200 | 3700 | 3326.74 | 55.77 | 60.77 | 5 | 0
2035 | SOCO_2_FRCC | SOCO | FRCC | Internal | Shoulder | B13 | 600 | 3700 | 3700 | 53.1 | 58.25 | 5 | 0.15
2035 | SOCO_2_FRCC | SOCO | FRCC | Internal | Shoulder | B14 | 900 | 3700 | 3700 | 53.1 | 58.25 | 5 | 0.15
2035 | SOCO_2_FRCC | SOCO | FRCC | Internal | Shoulder | B15 | 1203 | 3700 | 3700 | 53.05 | 58.25 | 5 | 0.2
2035 | SOCO_2_FRCC | SOCO | FRCC | Internal | Summer | B1 | 10 | 3700 | 1175.98 | 89.06 | 94.06 | 5 | 0
2035 | SOCO_2_FRCC | SOCO | FRCC | Internal | Summer | B2 | 25 | 3700 | 3700 | 88.3 | 94.06 | 5 | 0.76
2035 | SOCO_2_FRCC | SOCO | FRCC | Internal | Summer | B3 | 75 | 3700 | 3700 | 87.07 | 92.22 | 5 | 0.14
2035 | SOCO_2_FRCC | SOCO | FRCC | Internal | Summer | B4 | 100 | 3700 | 3700 | 86.6 | 92.22 | 5 | 0.62
2035 | SOCO_2_FRCC | SOCO | FRCC | Internal | Summer | B5 | 200 | 3700 | 2436.59 | 86.6 | 91.6 | 5 | 0
2035 | SOCO_2_FRCC | SOCO | FRCC | Internal | Summer | B6 | 300 | 3700 | 3700 | 70.39 | 81.01 | 5 | 5.62
2035 | SOCO_2_FRCC | SOCO | FRCC | Internal | Summer | B7 | 400 | 3700 | 2706.64 | 59.76 | 64.76 | 5 | 0
2035 | SOCO_2_FRCC | SOCO | FRCC | Internal | Summer | B8 | 500 | 3700 | 3620.44 | 53.43 | 58.43 | 5 | 0
2035 | SOCO_2_FRCC | SOCO | FRCC | Internal | Summer | B9 | 800 | 3700 | 3700 | 51.48 | 57.19 | 5 | 0.71
2035 | SOCO_2_FRCC | SOCO | FRCC | Internal | Summer | B10 | 1262 | 3700 | 3700 | 51.48 | 57.19 | 5 | 0.71
2035 | SOCO_2_FRCC | SOCO | FRCC | Internal | Winter | B16 | 25 | 3700 | 2235.67 | 81.72 | 86.72 | 5 | 0
2035 | SOCO_2_FRCC | SOCO | FRCC | Internal | Winter | B17 | 100 | 3700 | 2829.97 | 58.56 | 63.56 | 5 | 0
2035 | SOCO_2_FRCC | SOCO | FRCC | Internal | Winter | B18 | 400 | 3700 | 0 | 56.53 | 61.16 | 5 | 0
2035 | SOCO_2_FRCC | SOCO | FRCC | Internal | Winter | B19 | 700 | 3700 | 31.67 | 56.16 | 61.16 | 5 | 0
2035 | SOCO_2_FRCC | SOCO | FRCC | Internal | Winter | B20 | 935 | 3700 | 3491.67 | 55.45 | 60.45 | 5 | 0
2035 | SOCO_2_VACAR | SOCO | VACAR | Internal | Shoulder | B11 | 25 | 2000 | 0 | 73.1 | 69.6 | 5 | 0
2035 | SOCO_2_VACAR | SOCO | VACAR | Internal | Shoulder | B12 | 200 | 2000 | 0 | 55.77 | 54.84 | 5 | 0
2035 | SOCO_2_VACAR | SOCO | VACAR | Internal | Shoulder | B13 | 600 | 2000 | 0 | 53.1 | 52.03 | 5 | 0
2035 | SOCO_2_VACAR | SOCO | VACAR | Internal | Shoulder | B14 | 900 | 2000 | 0 | 53.1 | 50.61 | 5 | 0
2035 | SOCO_2_VACAR | SOCO | VACAR | Internal | Shoulder | B15 | 1203 | 2000 | 0 | 53.05 | 50.61 | 5 | 0
2035 | SOCO_2_VACAR | SOCO | VACAR | Internal | Summer | B1 | 10 | 2000 | 0 | 89.06 | 87.37 | 5 | 0
2035 | SOCO_2_VACAR | SOCO | VACAR | Internal | Summer | B2 | 25 | 2000 | 0 | 88.3 | 87.37 | 5 | 0
2035 | SOCO_2_VACAR | SOCO | VACAR | Internal | Summer | B3 | 75 | 2000 | 0 | 87.07 | 87.37 | 5 | 0
2035 | SOCO_2_VACAR | SOCO | VACAR | Internal | Summer | B4 | 100 | 2000 | 0 | 86.6 | 85.46 | 5 | 0
2035 | SOCO_2_VACAR | SOCO | VACAR | Internal | Summer | B5 | 200 | 2000 | 0 | 86.6 | 83.1 | 5 | 0
2035 | SOCO_2_VACAR | SOCO | VACAR | Internal | Summer | B6 | 300 | 2000 | 0 | 70.39 | 66.89 | 5 | 0
2035 | SOCO_2_VACAR | SOCO | VACAR | Internal | Summer | B7 | 400 | 2000 | 0 | 59.76 | 56.26 | 5 | 0
2035 | SOCO_2_VACAR | SOCO | VACAR | Internal | Summer | B8 | 500 | 2000 | 0 | 53.43 | 49.93 | 5 | 0
2035 | SOCO_2_VACAR | SOCO | VACAR | Internal | Summer | B9 | 800 | 2000 | 0 | 51.48 | 48.39 | 5 | 0
2035 | SOCO_2_VACAR | SOCO | VACAR | Internal | Summer | B10 | 1262 | 2000 | 0 | 51.48 | 48.39 | 5 | 0
2035 | SOCO_2_VACAR | SOCO | VACAR | Internal | Winter | B16 | 25 | 2000 | 1038.64 | 81.72 | 86.72 | 5 | 0
2035 | SOCO_2_VACAR | SOCO | VACAR | Internal | Winter | B17 | 100 | 2000 | 0 | 58.56 | 62.42 | 5 | 0
2035 | SOCO_2_VACAR | SOCO | VACAR | Internal | Winter | B18 | 400 | 2000 | 0 | 56.53 | 55.69 | 5 | 0
2035 | SOCO_2_VACAR | SOCO | VACAR | Internal | Winter | B19 | 700 | 2000 | 0 | 56.16 | 55.69 | 5 | 0
2035 | SOCO_2_VACAR | SOCO | VACAR | Internal | Winter | B20 | 935 | 2000 | 0 | 55.45 | 51.97 | 5 | 0
2035 | SPP_N_2_ENT | SPP_N | ENT | Internal | Shoulder | B11 | 25 | 9240 | 1002.14 | 59.88 | 62.38 | 2.5 | 0
2035 | SPP_N_2_ENT | SPP_N | ENT | Internal | Shoulder | B12 | 200 | 9240 | 3523.95 | 48.34 | 50.84 | 2.5 | 0
2035 | SPP_N_2_ENT | SPP_N | ENT | Internal | Shoulder | B13 | 600 | 9240 | 8367.04 | 45.53 | 48.03 | 2.5 | 0
2035 | SPP_N_2_ENT | SPP_N | ENT | Internal | Shoulder | B14 | 900 | 9240 | 9240 | 30.3 | 42.61 | 2.5 | 9.81
2035 | SPP_N_2_ENT | SPP_N | ENT | Internal | Shoulder | B15 | 1203 | 9240 | 9240 | 24.4 | 36.14 | 2.5 | 9.24
2035 | SPP_N_2_ENT | SPP_N | ENT | Internal | Summer | B1 | 10 | 9240 | 111.2 | 79.03 | 81.53 | 2.5 | 0
2035 | SPP_N_2_ENT | SPP_N | ENT | Internal | Summer | B2 | 25 | 9240 | 1661.49 | 74.27 | 76.77 | 2.5 | 0
2035 | SPP_N_2_ENT | SPP_N | ENT | Internal | Summer | B3 | 75 | 9240 | 0.01 | 75.7 | 78.18 | 2.5 | 0
2035 | SPP_N_2_ENT | SPP_N | ENT | Internal | Summer | B4 | 100 | 9240 | 203.02 | 73.61 | 76.11 | 2.5 | 0
2035 | SPP_N_2_ENT | SPP_N | ENT | Internal | Summer | B5 | 200 | 9240 | 0 | 72.14 | 73.09 | 2.5 | 0
2035 | SPP_N_2_ENT | SPP_N | ENT | Internal | Summer | B6 | 300 | 9240 | 3978.51 | 58.2 | 60.7 | 2.5 | 0
2035 | SPP_N_2_ENT | SPP_N | ENT | Internal | Summer | B7 | 400 | 9240 | 3621.98 | 48.77 | 51.27 | 2.5 | 0
2035 | SPP_N_2_ENT | SPP_N | ENT | Internal | Summer | B8 | 500 | 9240 | 8804.22 | 46.57 | 49.07 | 2.5 | 0
2035 | SPP_N_2_ENT | SPP_N | ENT | Internal | Summer | B9 | 800 | 9240 | 9240 | 44.47 | 46.98 | 2.5 | 0.01
2035 | SPP_N_2_ENT | SPP_N | ENT | Internal | Summer | B10 | 1262 | 9240 | 9240 | 34.94 | 38.73 | 2.5 | 1.29
2035 | SPP_N_2_ENT | SPP_N | ENT | Internal | Winter | B16 | 25 | 9240 | 9240 | 43.27 | 54.46 | 2.5 | 8.69
2035 | SPP_N_2_ENT | SPP_N | ENT | Internal | Winter | B17 | 100 | 9240 | 9240 | 32.81 | 53.92 | 2.5 | 18.61
2035 | SPP_N_2_ENT | SPP_N | ENT | Internal | Winter | B18 | 400 | 9240 | 9240 | 41.35 | 48.03 | 2.5 | 4.17
2035 | SPP_N_2_ENT | SPP_N | ENT | Internal | Winter | B19 | 700 | 9240 | 9240 | 38.59 | 43.23 | 2.5 | 2.15
2035 | SPP_N_2_ENT | SPP_N | ENT | Internal | Winter | B20 | 935 | 9240 | 9240 | 26.22 | 36.42 | 2.5 | 7.7
2035 | SPP_N_2_MISO_MO-IL | SPP_N | MISO_MO-IL | Internal | Shoulder | B11 | 25 | 2263 | 1960.87 | 59.88 | 62.38 | 2.5 | 0
2035 | SPP_N_2_MISO_MO-IL | SPP_N | MISO_MO-IL | Internal | Shoulder | B12 | 200 | 2263 | 2017.15 | 48.34 | 50.84 | 2.5 | 0
2035 | SPP_N_2_MISO_MO-IL | SPP_N | MISO_MO-IL | Internal | Shoulder | B13 | 600 | 2263 | 1805.96 | 45.53 | 48.03 | 2.5 | 0
2035 | SPP_N_2_MISO_MO-IL | SPP_N | MISO_MO-IL | Internal | Shoulder | B14 | 900 | 2263 | 2263 | 30.3 | 46.61 | 2.5 | 13.81
2035 | SPP_N_2_MISO_MO-IL | SPP_N | MISO_MO-IL | Internal | Shoulder | B15 | 1203 | 2263 | 2263 | 24.4 | 40.14 | 2.5 | 13.24
2035 | SPP_N_2_MISO_MO-IL | SPP_N | MISO_MO-IL | Internal | Summer | B1 | 10 | 2263 | 1546.74 | 79.03 | 81.53 | 2.5 | 0
2035 | SPP_N_2_MISO_MO-IL | SPP_N | MISO_MO-IL | Internal | Summer | B2 | 25 | 2263 | 2263 | 74.27 | 78.76 | 2.5 | 1.99
2035 | SPP_N_2_MISO_MO-IL | SPP_N | MISO_MO-IL | Internal | Summer | B3 | 75 | 2263 | 2263 | 75.7 | 78.57 | 2.5 | 0.38
2035 | SPP_N_2_MISO_MO-IL | SPP_N | MISO_MO-IL | Internal | Summer | B4 | 100 | 2263 | 2263 | 73.61 | 78.09 | 2.5 | 1.98
2035 | SPP_N_2_MISO_MO-IL | SPP_N | MISO_MO-IL | Internal | Summer | B5 | 200 | 2263 | 1625.64 | 72.14 | 74.64 | 2.5 | 0
2035 | SPP_N_2_MISO_MO-IL | SPP_N | MISO_MO-IL | Internal | Summer | B6 | 300 | 2263 | 1029.28 | 58.2 | 60.7 | 2.5 | 0
2035 | SPP_N_2_MISO_MO-IL | SPP_N | MISO_MO-IL | Internal | Summer | B7 | 400 | 2263 | 579.66 | 48.77 | 51.27 | 2.5 | 0
2035 | SPP_N_2_MISO_MO-IL | SPP_N | MISO_MO-IL | Internal | Summer | B8 | 500 | 2263 | 0 | 46.57 | 45.94 | 2.5 | 0
2035 | SPP_N_2_MISO_MO-IL | SPP_N | MISO_MO-IL | Internal | Summer | B9 | 800 | 2263 | 0 | 44.47 | 42.98 | 2.5 | 0
2035 | SPP_N_2_MISO_MO-IL | SPP_N | MISO_MO-IL | Internal | Summer | B10 | 1262 | 2263 | 2263 | 34.94 | 37.84 | 2.5 | 0.4
2035 | SPP_N_2_MISO_MO-IL | SPP_N | MISO_MO-IL | Internal | Winter | B16 | 25 | 2263 | 2263 | 43.27 | 58.46 | 2.5 | 12.69
2035 | SPP_N_2_MISO_MO-IL | SPP_N | MISO_MO-IL | Internal | Winter | B17 | 100 | 2263 | 2263 | 32.81 | 53.92 | 2.5 | 18.61
2035 | SPP_N_2_MISO_MO-IL | SPP_N | MISO_MO-IL | Internal | Winter | B18 | 400 | 2263 | 2263 | 41.35 | 48.03 | 2.5 | 4.17
2035 | SPP_N_2_MISO_MO-IL | SPP_N | MISO_MO-IL | Internal | Winter | B19 | 700 | 2263 | 2263 | 38.59 | 47.18 | 2.5 | 6.09
2035 | SPP_N_2_MISO_MO-IL | SPP_N | MISO_MO-IL | Internal | Winter | B20 | 935 | 2263 | 2263 | 26.22 | 40 | 2.5 | 11.28
2035 | SPP_N_2_MISO_W | SPP_N | MISO_W | Internal | Shoulder | B11 | 25 | 750 | 0.03 | 59.88 | 62.37 | 2.5 | 0
2035 | SPP_N_2_MISO_W | SPP_N | MISO_W | Internal | Shoulder | B12 | 200 | 750 | 0 | 48.34 | 50.83 | 2.5 | 0
2035 | SPP_N_2_MISO_W | SPP_N | MISO_W | Internal | Shoulder | B13 | 600 | 750 | 0 | 45.53 | 48.02 | 2.5 | 0
2035 | SPP_N_2_MISO_W | SPP_N | MISO_W | Internal | Shoulder | B14 | 900 | 750 | 750 | 30.3 | 40.79 | 2.5 | 7.99
2035 | SPP_N_2_MISO_W | SPP_N | MISO_W | Internal | Shoulder | B15 | 1203 | 750 | 750 | 24.4 | 33.47 | 2.5 | 6.57
2035 | SPP_N_2_MISO_W | SPP_N | MISO_W | Internal | Summer | B1 | 10 | 750 | 0.07 | 79.03 | 81.51 | 2.5 | 0
2035 | SPP_N_2_MISO_W | SPP_N | MISO_W | Internal | Summer | B2 | 25 | 750 | 0.03 | 74.27 | 76.76 | 2.5 | 0
2035 | SPP_N_2_MISO_W | SPP_N | MISO_W | Internal | Summer | B3 | 75 | 750 | 0 | 75.7 | 78.18 | 2.5 | 0
2035 | SPP_N_2_MISO_W | SPP_N | MISO_W | Internal | Summer | B4 | 100 | 750 | 0 | 73.61 | 76.1 | 2.5 | 0
2035 | SPP_N_2_MISO_W | SPP_N | MISO_W | Internal | Summer | B5 | 200 | 750 | 0 | 72.14 | 74.63 | 2.5 | 0
2035 | SPP_N_2_MISO_W | SPP_N | MISO_W | Internal | Summer | B6 | 300 | 750 | 0 | 58.2 | 60.69 | 2.5 | 0
2035 | SPP_N_2_MISO_W | SPP_N | MISO_W | Internal | Summer | B7 | 400 | 750 | 0 | 48.77 | 51.26 | 2.5 | 0
2035 | SPP_N_2_MISO_W | SPP_N | MISO_W | Internal | Summer | B8 | 500 | 750 | 0 | 46.57 | 45.93 | 2.5 | 0
2035 | SPP_N_2_MISO_W | SPP_N | MISO_W | Internal | Summer | B9 | 800 | 750 | 0 | 44.47 | 42.97 | 2.5 | 0
2035 | SPP_N_2_MISO_W | SPP_N | MISO_W | Internal | Summer | B10 | 1262 | 750 | 0 | 34.94 | 37.43 | 2.5 | 0
2035 | SPP_N_2_MISO_W | SPP_N | MISO_W | Internal | Winter | B16 | 25 | 750 | 535.89 | 43.27 | 45.77 | 2.5 | 0
2035 | SPP_N_2_MISO_W | SPP_N | MISO_W | Internal | Winter | B17 | 100 | 750 | 750 | 32.81 | 45.77 | 2.5 | 10.46
2035 | SPP_N_2_MISO_W | SPP_N | MISO_W | Internal | Winter | B18 | 400 | 750 | 750 | 41.35 | 45.77 | 2.5 | 1.92
2035 | SPP_N_2_MISO_W | SPP_N | MISO_W | Internal | Winter | B19 | 700 | 750 | 750 | 38.59 | 45.77 | 2.5 | 4.68
2035 | SPP_N_2_MISO_W | SPP_N | MISO_W | Internal | Winter | B20 | 935 | 750 | 750 | 26.22 | 32.75 | 2.5 | 4.03
2035 | SPP_N_2_NE | SPP_N | NE | Internal | Shoulder | B11 | 25 | 11328 | 0.01 | 59.88 | 59.87 | 0.01 | 0
2035 | SPP_N_2_NE | SPP_N | NE | Internal | Shoulder | B12 | 200 | 11328 | 0 | 48.34 | 48.33 | 0.01 | 0
2035 | SPP_N_2_NE | SPP_N | NE | Internal | Shoulder | B13 | 600 | 11328 | 0 | 45.53 | 45.52 | 0.01 | 0
2035 | SPP_N_2_NE | SPP_N | NE | Internal | Shoulder | B14 | 900 | 11328 | 0 | 30.3 | 30.29 | 0.01 | 0
2035 | SPP_N_2_NE | SPP_N | NE | Internal | Shoulder | B15 | 1203 | 11328 | 0 | 24.4 | 24.39 | 0.01 | 0
2035 | SPP_N_2_NE | SPP_N | NE | Internal | Summer | B1 | 10 | 11328 | 0.04 | 79.03 | 79.01 | 0.01 | 0
2035 | SPP_N_2_NE | SPP_N | NE | Internal | Summer | B2 | 25 | 11328 | 0.01 | 74.27 | 74.26 | 0.01 | 0
2035 | SPP_N_2_NE | SPP_N | NE | Internal | Summer | B3 | 75 | 11328 | 0 | 75.7 | 75.68 | 0.01 | 0
2035 | SPP_N_2_NE | SPP_N | NE | Internal | Summer | B4 | 100 | 11328 | 0 | 73.61 | 73.6 | 0.01 | 0
2035 | SPP_N_2_NE | SPP_N | NE | Internal | Summer | B5 | 200 | 11328 | 0 | 72.14 | 72.13 | 0.01 | 0
2035 | SPP_N_2_NE | SPP_N | NE | Internal | Summer | B6 | 300 | 11328 | 0 | 58.2 | 58.19 | 0.01 | 0
2035 | SPP_N_2_NE | SPP_N | NE | Internal | Summer | B7 | 400 | 11328 | 0 | 48.77 | 48.76 | 0.01 | 0
2035 | SPP_N_2_NE | SPP_N | NE | Internal | Summer | B8 | 500 | 11328 | 0 | 46.57 | 43.43 | 0.01 | 0
2035 | SPP_N_2_NE | SPP_N | NE | Internal | Summer | B9 | 800 | 11328 | 0 | 44.47 | 40.47 | 0.01 | 0
2035 | SPP_N_2_NE | SPP_N | NE | Internal | Summer | B10 | 1262 | 11328 | 0 | 34.94 | 34.93 | 0.01 | 0
2035 | SPP_N_2_NE | SPP_N | NE | Internal | Winter | B16 | 25 | 11328 | 0 | 43.27 | -32.56 | 0.01 | 0
2035 | SPP_N_2_NE | SPP_N | NE | Internal | Winter | B17 | 100 | 11328 | 0 | 32.81 | 21.99 | 0.01 | 0
2035 | SPP_N_2_NE | SPP_N | NE | Internal | Winter | B18 | 400 | 11328 | 0 | 41.35 | 41.34 | 0.01 | 0
2035 | SPP_N_2_NE | SPP_N | NE | Internal | Winter | B19 | 700 | 11328 | 0 | 38.59 | 38.57 | 0.01 | 0
2035 | SPP_N_2_NE | SPP_N | NE | Internal | Winter | B20 | 935 | 11328 | 0 | 26.22 | 25.53 | 0.01 | 0
2035 | SPP_N_2_SPP_S | SPP_N | SPP_S | Internal | Shoulder | B11 | 25 | 5571 | 0 | 59.88 | 54.83 | 0.01 | 0
2035 | SPP_N_2_SPP_S | SPP_N | SPP_S | Internal | Shoulder | B12 | 200 | 5571 | 0 | 48.34 | 48.34 | 0.01 | 0
2035 | SPP_N_2_SPP_S | SPP_N | SPP_S | Internal | Shoulder | B13 | 600 | 5571 | 0 | 45.53 | 45.53 | 0.01 | 0
2035 | SPP_N_2_SPP_S | SPP_N | SPP_S | Internal | Shoulder | B14 | 900 | 5571 | 0 | 30.3 | 30.29 | 0.01 | 0
2035 | SPP_N_2_SPP_S | SPP_N | SPP_S | Internal | Shoulder | B15 | 1203 | 5571 | 0 | 24.4 | 23.95 | 0.01 | 0
2035 | SPP_N_2_SPP_S | SPP_N | SPP_S | Internal | Summer | B1 | 10 | 5571 | 0 | 79.03 | 48.89 | 0.01 | 0
2035 | SPP_N_2_SPP_S | SPP_N | SPP_S | Internal | Summer | B2 | 25 | 5571 | 0 | 74.27 | 70.59 | 0.01 | 0
2035 | SPP_N_2_SPP_S | SPP_N | SPP_S | Internal | Summer | B3 | 75 | 5571 | 0 | 75.7 | 75.68 | 0.01 | 0
2035 | SPP_N_2_SPP_S | SPP_N | SPP_S | Internal | Summer | B4 | 100 | 5571 | 0 | 73.61 | 71.18 | 0.01 | 0
2035 | SPP_N_2_SPP_S | SPP_N | SPP_S | Internal | Summer | B5 | 200 | 5571 | 0 | 72.14 | 70.59 | 0.01 | 0
2035 | SPP_N_2_SPP_S | SPP_N | SPP_S | Internal | Summer | B6 | 300 | 5571 | 0 | 58.2 | 58.2 | 0.01 | 0
2035 | SPP_N_2_SPP_S | SPP_N | SPP_S | Internal | Summer | B7 | 400 | 5571 | 4685.5 | 48.77 | 48.78 | 0.01 | 0
2035 | SPP_N_2_SPP_S | SPP_N | SPP_S | Internal | Summer | B8 | 500 | 5571 | 3090.75 | 46.57 | 46.58 | 0.01 | 0
2035 | SPP_N_2_SPP_S | SPP_N | SPP_S | Internal | Summer | B9 | 800 | 5571 | 4260.94 | 44.47 | 44.48 | 0.01 | 0
2035 | SPP_N_2_SPP_S | SPP_N | SPP_S | Internal | Summer | B10 | 1262 | 5571 | 1669.88 | 34.94 | 34.95 | 0.01 | 0
2035 | SPP_N_2_SPP_S | SPP_N | SPP_S | Internal | Winter | B16 | 25 | 5571 | 942.72 | 43.27 | 43.28 | 0.01 | 0
2035 | SPP_N_2_SPP_S | SPP_N | SPP_S | Internal | Winter | B17 | 100 | 5571 | 2154.59 | 32.81 | 32.82 | 0.01 | 0
2035 | SPP_N_2_SPP_S | SPP_N | SPP_S | Internal | Winter | B18 | 400 | 5571 | 1672.53 | 41.35 | 41.37 | 0.01 | 0
2035 | SPP_N_2_SPP_S | SPP_N | SPP_S | Internal | Winter | B19 | 700 | 5571 | 130.39 | 38.59 | 38.6 | 0.01 | 0
2035 | SPP_N_2_SPP_S | SPP_N | SPP_S | Internal | Winter | B20 | 935 | 5571 | 1121.57 | 26.22 | 26.23 | 0.01 | 0
2035 | SPP_S_2_ENT | SPP_S | ENT | Internal | Shoulder | B11 | 25 | 5132 | 5132 | 54.83 | 62.38 | 2.5 | 5.05
2035 | SPP_S_2_ENT | SPP_S | ENT | Internal | Shoulder | B12 | 200 | 5132 | 4516.61 | 48.34 | 50.84 | 2.5 | 0
2035 | SPP_S_2_ENT | SPP_S | ENT | Internal | Shoulder | B13 | 600 | 5132 | 4703.57 | 45.53 | 48.03 | 2.5 | 0
2035 | SPP_S_2_ENT | SPP_S | ENT | Internal | Shoulder | B14 | 900 | 5132 | 5132 | 30.29 | 42.61 | 2.5 | 9.82
2035 | SPP_S_2_ENT | SPP_S | ENT | Internal | Shoulder | B15 | 1203 | 5132 | 5132 | 23.95 | 36.14 | 2.5 | 9.69
2035 | SPP_S_2_ENT | SPP_S | ENT | Internal | Summer | B1 | 10 | 5132 | 5132 | 48.89 | 81.53 | 2.5 | 30.13
2035 | SPP_S_2_ENT | SPP_S | ENT | Internal | Summer | B2 | 25 | 5132 | 5132 | 70.59 | 76.77 | 2.5 | 3.68
2035 | SPP_S_2_ENT | SPP_S | ENT | Internal | Summer | B3 | 75 | 5132 | 4978.23 | 75.68 | 78.18 | 2.5 | 0
2035 | SPP_S_2_ENT | SPP_S | ENT | Internal | Summer | B4 | 100 | 5132 | 5132 | 71.18 | 76.11 | 2.5 | 2.43
2035 | SPP_S_2_ENT | SPP_S | ENT | Internal | Summer | B5 | 200 | 5132 | 4280.08 | 70.59 | 73.09 | 2.5 | 0
2035 | SPP_S_2_ENT | SPP_S | ENT | Internal | Summer | B6 | 300 | 5132 | 999.46 | 58.2 | 60.7 | 2.5 | 0
2035 | SPP_S_2_ENT | SPP_S | ENT | Internal | Summer | B7 | 400 | 5132 | 0 | 48.78 | 51.27 | 2.5 | 0
2035 | SPP_S_2_ENT | SPP_S | ENT | Internal | Summer | B8 | 500 | 5132 | 0 | 46.58 | 49.07 | 2.5 | 0
2035 | SPP_S_2_ENT | SPP_S | ENT | Internal | Summer | B9 | 800 | 5132 | 2715.82 | 44.48 | 46.98 | 2.5 | 0
2035 | SPP_S_2_ENT | SPP_S | ENT | Internal | Summer | B10 | 1262 | 5132 | 5132 | 34.95 | 38.73 | 2.5 | 1.27
2035 | SPP_S_2_ENT | SPP_S | ENT | Internal | Winter | B16 | 25 | 5132 | 5132 | 43.28 | 54.46 | 2.5 | 8.68
2035 | SPP_S_2_ENT | SPP_S | ENT | Internal | Winter | B17 | 100 | 5132 | 5132 | 32.82 | 53.92 | 2.5 | 18.6
2035 | SPP_S_2_ENT | SPP_S | ENT | Internal | Winter | B18 | 400 | 5132 | 5132 | 41.37 | 48.03 | 2.5 | 4.16
2035 | SPP_S_2_ENT | SPP_S | ENT | Internal | Winter | B19 | 700 | 5132 | 5132 | 38.6 | 43.23 | 2.5 | 2.14
2035 | SPP_S_2_ENT | SPP_S | ENT | Internal | Winter | B20 | 935 | 5132 | 5132 | 26.23 | 36.42 | 2.5 | 7.69
2035 | SPP_S_2_SPP_N | SPP_S | SPP_N | Internal | Shoulder | B11 | 25 | 2211 | 2211 | 54.83 | 59.88 | 0.01 | 5.04
2035 | SPP_S_2_SPP_N | SPP_S | SPP_N | Internal | Shoulder | B12 | 200 | 2211 | 0 | 48.34 | 48.34 | 0.01 | 0
2035 | SPP_S_2_SPP_N | SPP_S | SPP_N | Internal | Shoulder | B13 | 600 | 2211 | 0 | 45.53 | 45.53 | 0.01 | 0
2035 | SPP_S_2_SPP_N | SPP_S | SPP_N | Internal | Shoulder | B14 | 900 | 2211 | 1850.98 | 30.29 | 30.3 | 0.01 | 0
2035 | SPP_S_2_SPP_N | SPP_S | SPP_N | Internal | Shoulder | B15 | 1203 | 2211 | 2211 | 23.95 | 24.4 | 0.01 | 0.44
2035 | SPP_S_2_SPP_N | SPP_S | SPP_N | Internal | Summer | B1 | 10 | 2211 | 2211 | 48.89 | 79.03 | 0.01 | 30.12
2035 | SPP_S_2_SPP_N | SPP_S | SPP_N | Internal | Summer | B2 | 25 | 2211 | 2211 | 70.59 | 74.27 | 0.01 | 3.66
2035 | SPP_S_2_SPP_N | SPP_S | SPP_N | Internal | Summer | B3 | 75 | 2211 | 219.54 | 75.68 | 75.7 | 0.01 | 0
2035 | SPP_S_2_SPP_N | SPP_S | SPP_N | Internal | Summer | B4 | 100 | 2211 | 2211 | 71.18 | 73.61 | 0.01 | 2.41
2035 | SPP_S_2_SPP_N | SPP_S | SPP_N | Internal | Summer | B5 | 200 | 2211 | 2211 | 70.59 | 72.14 | 0.01 | 1.54
2035 | SPP_S_2_SPP_N | SPP_S | SPP_N | Internal | Summer | B6 | 300 | 2211 | 0 | 58.2 | 58.2 | 0.01 | 0
2035 | SPP_S_2_SPP_N | SPP_S | SPP_N | Internal | Summer | B7 | 400 | 2211 | 0 | 48.78 | 48.77 | 0.01 | 0
2035 | SPP_S_2_SPP_N | SPP_S | SPP_N | Internal | Summer | B8 | 500 | 2211 | 0 | 46.58 | 46.57 | 0.01 | 0
2035 | SPP_S_2_SPP_N | SPP_S | SPP_N | Internal | Summer | B9 | 800 | 2211 | 0 | 44.48 | 44.47 | 0.01 | 0
2035 | SPP_S_2_SPP_N | SPP_S | SPP_N | Internal | Summer | B10 | 1262 | 2211 | 0 | 34.95 | 34.94 | 0.01 | 0
2035 | SPP_S_2_SPP_N | SPP_S | SPP_N | Internal | Winter | B16 | 25 | 2211 | 0.01 | 43.28 | 43.27 | 0.01 | 0
2035 | SPP_S_2_SPP_N | SPP_S | SPP_N | Internal | Winter | B17 | 100 | 2211 | 0 | 32.82 | 32.81 | 0.01 | 0
2035 | SPP_S_2_SPP_N | SPP_S | SPP_N | Internal | Winter | B18 | 400 | 2211 | 0 | 41.37 | 41.35 | 0.01 | 0
2035 | SPP_S_2_SPP_N | SPP_S | SPP_N | Internal | Winter | B19 | 700 | 2211 | 0 | 38.6 | 38.59 | 0.01 | 0
2035 | SPP_S_2_SPP_N | SPP_S | SPP_N | Internal | Winter | B20 | 935 | 2211 | 0 | 26.23 | 26.22 | 0.01 | 0
2035 | TVA_2_ENT | TVA | ENT | Internal | Shoulder | B11 | 25 | 500 | 0 | 66.39 | 62.38 | 4.5 | 0
2035 | TVA_2_ENT | TVA | ENT | Internal | Shoulder | B12 | 200 | 500 | 0 | 54.86 | 50.84 | 4.5 | 0
2035 | TVA_2_ENT | TVA | ENT | Internal | Shoulder | B13 | 600 | 500 | 0 | 52.04 | 48.03 | 4.5 | 0
2035 | TVA_2_ENT | TVA | ENT | Internal | Shoulder | B14 | 900 | 500 | 0 | 50.62 | 42.61 | 4.5 | 0
2035 | TVA_2_ENT | TVA | ENT | Internal | Shoulder | B15 | 1203 | 500 | 0 | 48.01 | 36.14 | 4.5 | 0
2035 | TVA_2_ENT | TVA | ENT | Internal | Summer | B1 | 10 | 500 | 0 | 85.54 | 81.53 | 4.5 | 0
2035 | TVA_2_ENT | TVA | ENT | Internal | Summer | B2 | 25 | 500 | 0 | 82.77 | 76.77 | 4.5 | 0
2035 | TVA_2_ENT | TVA | ENT | Internal | Summer | B3 | 75 | 500 | 0 | 82.59 | 78.18 | 4.5 | 0
2035 | TVA_2_ENT | TVA | ENT | Internal | Summer | B4 | 100 | 500 | 0 | 82.1 | 76.11 | 4.5 | 0
2035 | TVA_2_ENT | TVA | ENT | Internal | Summer | B5 | 200 | 500 | 0 | 78.65 | 73.09 | 4.5 | 0
2035 | TVA_2_ENT | TVA | ENT | Internal | Summer | B6 | 300 | 500 | 0 | 64.71 | 60.7 | 4.5 | 0
2035 | TVA_2_ENT | TVA | ENT | Internal | Summer | B7 | 400 | 500 | 0 | 52.95 | 51.27 | 4.5 | 0
2035 | TVA_2_ENT | TVA | ENT | Internal | Summer | B8 | 500 | 500 | 0 | 49.95 | 49.07 | 4.5 | 0
2035 | TVA_2_ENT | TVA | ENT | Internal | Summer | B9 | 800 | 500 | 0 | 46.99 | 46.98 | 4.5 | 0
2035 | TVA_2_ENT | TVA | ENT | Internal | Summer | B10 | 1262 | 500 | 0 | 42.74 | 38.73 | 4.5 | 0
2035 | TVA_2_ENT | TVA | ENT | Internal | Winter | B16 | 25 | 500 | 0 | 69.35 | 54.46 | 4.5 | 0
2035 | TVA_2_ENT | TVA | ENT | Internal | Winter | B17 | 100 | 500 | 0 | 57.93 | 53.92 | 4.5 | 0
2035 | TVA_2_ENT | TVA | ENT | Internal | Winter | B18 | 400 | 500 | 0 | 52.04 | 48.03 | 4.5 | 0
2035 | TVA_2_ENT | TVA | ENT | Internal | Winter | B19 | 700 | 500 | 0 | 51.2 | 43.23 | 4.5 | 0
2035 | TVA_2_ENT | TVA | ENT | Internal | Winter | B20 | 935 | 500 | 0 | 47.48 | 36.42 | 4.5 | 0
2035 | TVA_2_NonRTO_Midwest | TVA | NonRTO_Midwest | Internal | Shoulder | B11 | 25 | 100 | 0 | 66.39 | 66.39 | 4.5 | 0
2035 | TVA_2_NonRTO_Midwest | TVA | NonRTO_Midwest | Internal | Shoulder | B12 | 200 | 100 | 0 | 54.86 | 56.83 | 4.5 | 0
2035 | TVA_2_NonRTO_Midwest | TVA | NonRTO_Midwest | Internal | Shoulder | B13 | 600 | 100 | 0 | 52.04 | 54.02 | 4.5 | 0
2035 | TVA_2_NonRTO_Midwest | TVA | NonRTO_Midwest | Internal | Shoulder | B14 | 900 | 100 | 0 | 50.62 | 51.13 | 4.5 | 0
2035 | TVA_2_NonRTO_Midwest | TVA | NonRTO_Midwest | Internal | Shoulder | B15 | 1203 | 100 | 0 | 48.01 | 44 | 4.5 | 0
2035 | TVA_2_NonRTO_Midwest | TVA | NonRTO_Midwest | Internal | Summer | B1 | 10 | 100 | 0 | 85.54 | 84.43 | 4.5 | 0
2035 | TVA_2_NonRTO_Midwest | TVA | NonRTO_Midwest | Internal | Summer | B2 | 25 | 100 | 0 | 82.77 | 84.43 | 4.5 | 0
2035 | TVA_2_NonRTO_Midwest | TVA | NonRTO_Midwest | Internal | Summer | B3 | 75 | 100 | 0 | 82.59 | 82.59 | 4.5 | 0
2035 | TVA_2_NonRTO_Midwest | TVA | NonRTO_Midwest | Internal | Summer | B4 | 100 | 100 | 0 | 82.1 | 82.1 | 4.5 | 0
2035 | TVA_2_NonRTO_Midwest | TVA | NonRTO_Midwest | Internal | Summer | B5 | 200 | 100 | 0 | 78.65 | 78.65 | 4.5 | 0
2035 | TVA_2_NonRTO_Midwest | TVA | NonRTO_Midwest | Internal | Summer | B6 | 300 | 100 | 0 | 64.71 | 64.71 | 4.5 | 0
2035 | TVA_2_NonRTO_Midwest | TVA | NonRTO_Midwest | Internal | Summer | B7 | 400 | 100 | 0 | 52.95 | 55.28 | 4.5 | 0
2035 | TVA_2_NonRTO_Midwest | TVA | NonRTO_Midwest | Internal | Summer | B8 | 500 | 100 | 0 | 49.95 | 46.4 | 4.5 | 0
2035 | TVA_2_NonRTO_Midwest | TVA | NonRTO_Midwest | Internal | Summer | B9 | 800 | 100 | 0 | 46.99 | 42.98 | 4.5 | 0
2035 | TVA_2_NonRTO_Midwest | TVA | NonRTO_Midwest | Internal | Summer | B10 | 1262 | 100 | 0 | 42.74 | 38.73 | 4.5 | 0
2035 | TVA_2_NonRTO_Midwest | TVA | NonRTO_Midwest | Internal | Winter | B16 | 25 | 100 | 0 | 69.35 | 69.35 | 4.5 | 0
2035 | TVA_2_NonRTO_Midwest | TVA | NonRTO_Midwest | Internal | Winter | B17 | 100 | 100 | 0 | 57.93 | 61.42 | 4.5 | 0
2035 | TVA_2_NonRTO_Midwest | TVA | NonRTO_Midwest | Internal | Winter | B18 | 400 | 100 | 0 | 52.04 | 55.41 | 4.5 | 0
2035 | TVA_2_NonRTO_Midwest | TVA | NonRTO_Midwest | Internal | Winter | B19 | 700 | 100 | 0 | 51.2 | 51.19 | 4.5 | 0
2035 | TVA_2_NonRTO_Midwest | TVA | NonRTO_Midwest | Internal | Winter | B20 | 935 | 100 | 0 | 47.48 | 43.47 | 4.5 | 0
2035 | TVA_2_SOCO | TVA | SOCO | Internal | Shoulder | B11 | 25 | 500 | 500 | 66.39 | 73.1 | 4.5 | 2.21
2035 | TVA_2_SOCO | TVA | SOCO | Internal | Shoulder | B12 | 200 | 500 | 0 | 54.86 | 55.77 | 4.5 | 0
2035 | TVA_2_SOCO | TVA | SOCO | Internal | Shoulder | B13 | 600 | 500 | 0 | 52.04 | 53.1 | 4.5 | 0
2035 | TVA_2_SOCO | TVA | SOCO | Internal | Shoulder | B14 | 900 | 500 | 0 | 50.62 | 53.1 | 4.5 | 0
2035 | TVA_2_SOCO | TVA | SOCO | Internal | Shoulder | B15 | 1203 | 500 | 500 | 48.01 | 53.05 | 4.5 | 0.53
2035 | TVA_2_SOCO | TVA | SOCO | Internal | Summer | B1 | 10 | 500 | 0 | 85.54 | 89.06 | 4.5 | 0
2035 | TVA_2_SOCO | TVA | SOCO | Internal | Summer | B2 | 25 | 500 | 500 | 82.77 | 88.3 | 4.5 | 1.03
2035 | TVA_2_SOCO | TVA | SOCO | Internal | Summer | B3 | 75 | 500 | 0 | 82.59 | 87.07 | 4.5 | 0
2035 | TVA_2_SOCO | TVA | SOCO | Internal | Summer | B4 | 100 | 500 | 483.56 | 82.1 | 86.6 | 4.5 | 0
2035 | TVA_2_SOCO | TVA | SOCO | Internal | Summer | B5 | 200 | 500 | 500 | 78.65 | 86.6 | 4.5 | 3.44
2035 | TVA_2_SOCO | TVA | SOCO | Internal | Summer | B6 | 300 | 500 | 500 | 64.71 | 70.39 | 4.5 | 1.18
2035 | TVA_2_SOCO | TVA | SOCO | Internal | Summer | B7 | 400 | 500 | 500 | 52.95 | 59.76 | 4.5 | 2.31
2035 | TVA_2_SOCO | TVA | SOCO | Internal | Summer | B8 | 500 | 500 | 0 | 49.95 | 53.43 | 4.5 | 0
2035 | TVA_2_SOCO | TVA | SOCO | Internal | Summer | B9 | 800 | 500 | 0 | 46.99 | 51.48 | 4.5 | 0
2035 | TVA_2_SOCO | TVA | SOCO | Internal | Summer | B10 | 1262 | 500 | 500 | 42.74 | 51.48 | 4.5 | 4.24
2035 | TVA_2_SOCO | TVA | SOCO | Internal | Winter | B16 | 25 | 500 | 500 | 69.35 | 81.72 | 4.5 | 7.87
2035 | TVA_2_SOCO | TVA | SOCO | Internal | Winter | B17 | 100 | 500 | 0 | 57.93 | 58.56 | 4.5 | 0
2035 | TVA_2_SOCO | TVA | SOCO | Internal | Winter | B18 | 400 | 500 | 0 | 52.04 | 56.53 | 4.5 | 0
2035 | TVA_2_SOCO | TVA | SOCO | Internal | Winter | B19 | 700 | 500 | 500 | 51.2 | 56.16 | 4.5 | 0.46
2035 | TVA_2_SOCO | TVA | SOCO | Internal | Winter | B20 | 935 | 500 | 500 | 47.48 | 55.45 | 4.5 | 3.47
2035 | TVA_2_VACAR | TVA | VACAR | Internal | Shoulder | B11 | 25 | 150 | 0 | 66.39 | 69.6 | 4.5 | 0
2035 | TVA_2_VACAR | TVA | VACAR | Internal | Shoulder | B12 | 200 | 150 | 0 | 54.86 | 54.84 | 4.5 | 0
2035 | TVA_2_VACAR | TVA | VACAR | Internal | Shoulder | B13 | 600 | 150 | 0 | 52.04 | 52.03 | 4.5 | 0
2035 | TVA_2_VACAR | TVA | VACAR | Internal | Shoulder | B14 | 900 | 150 | 0 | 50.62 | 50.61 | 4.5 | 0
2035 | TVA_2_VACAR | TVA | VACAR | Internal | Shoulder | B15 | 1203 | 150 | 0 | 48.01 | 50.61 | 4.5 | 0
2035 | TVA_2_VACAR | TVA | VACAR | Internal | Summer | B1 | 10 | 150 | 0 | 85.54 | 87.37 | 4.5 | 0
2035 | TVA_2_VACAR | TVA | VACAR | Internal | Summer | B2 | 25 | 150 | 150 | 82.77 | 87.37 | 4.5 | 0.1
2035 | TVA_2_VACAR | TVA | VACAR | Internal | Summer | B3 | 75 | 150 | 150 | 82.59 | 87.37 | 4.5 | 0.29
2035 | TVA_2_VACAR | TVA | VACAR | Internal | Summer | B4 | 100 | 150 | 0 | 82.1 | 85.46 | 4.5 | 0
2035 | TVA_2_VACAR | TVA | VACAR | Internal | Summer | B5 | 200 | 150 | 0 | 78.65 | 83.1 | 4.5 | 0
2035 | TVA_2_VACAR | TVA | VACAR | Internal | Summer | B6 | 300 | 150 | 0 | 64.71 | 66.89 | 4.5 | 0
2035 | TVA_2_VACAR | TVA | VACAR | Internal | Summer | B7 | 400 | 150 | 0 | 52.95 | 56.26 | 4.5 | 0
2035 | TVA_2_VACAR | TVA | VACAR | Internal | Summer | B8 | 500 | 150 | 0 | 49.95 | 49.93 | 4.5 | 0
2035 | TVA_2_VACAR | TVA | VACAR | Internal | Summer | B9 | 800 | 150 | 0 | 46.99 | 48.39 | 4.5 | 0
2035 | TVA_2_VACAR | TVA | VACAR | Internal | Summer | B10 | 1262 | 150 | 150 | 42.74 | 48.39 | 4.5 | 1.15
2035 | TVA_2_VACAR | TVA | VACAR | Internal | Winter | B16 | 25 | 150 | 150 | 69.35 | 86.72 | 4.5 | 12.87
2035 | TVA_2_VACAR | TVA | VACAR | Internal | Winter | B17 | 100 | 150 | 0 | 57.93 | 62.42 | 4.5 | 0
2035 | TVA_2_VACAR | TVA | VACAR | Internal | Winter | B18 | 400 | 150 | 0 | 52.04 | 55.69 | 4.5 | 0
2035 | TVA_2_VACAR | TVA | VACAR | Internal | Winter | B19 | 700 | 150 | 0 | 51.2 | 55.69 | 4.5 | 0
2035 | TVA_2_VACAR | TVA | VACAR | Internal | Winter | B20 | 935 | 150 | 0 | 47.48 | 51.97 | 4.5 | 0
2035 | TVA_Transmission_2_NonRTO_Midwest | TVA_Transmission | NonRTO_Midwest | Internal | Shoulder | B11 | 25 | 700 | 0 | 66.38 | 66.39 | 4.5 | 0
2035 | TVA_Transmission_2_NonRTO_Midwest | TVA_Transmission | NonRTO_Midwest | Internal | Shoulder | B12 | 200 | 700 | 0 | 54.84 | 56.83 | 4.5 | 0
2035 | TVA_Transmission_2_NonRTO_Midwest | TVA_Transmission | NonRTO_Midwest | Internal | Shoulder | B13 | 600 | 700 | 0 | 52.03 | 54.02 | 4.5 | 0
2035 | TVA_Transmission_2_NonRTO_Midwest | TVA_Transmission | NonRTO_Midwest | Internal | Shoulder | B14 | 900 | 700 | 0 | 50.61 | 51.13 | 4.5 | 0
2035 | TVA_Transmission_2_NonRTO_Midwest | TVA_Transmission | NonRTO_Midwest | Internal | Shoulder | B15 | 1203 | 700 | 0 | 48 | 44 | 4.5 | 0
2035 | TVA_Transmission_2_NonRTO_Midwest | TVA_Transmission | NonRTO_Midwest | Internal | Summer | B1 | 10 | 700 | 0 | 85.53 | 84.43 | 4.5 | 0
2035 | TVA_Transmission_2_NonRTO_Midwest | TVA_Transmission | NonRTO_Midwest | Internal | Summer | B2 | 25 | 700 | 0 | 82.75 | 84.43 | 4.5 | 0
2035 | TVA_Transmission_2_NonRTO_Midwest | TVA_Transmission | NonRTO_Midwest | Internal | Summer | B3 | 75 | 700 | 0 | 82.57 | 82.59 | 4.5 | 0
2035 | TVA_Transmission_2_NonRTO_Midwest | TVA_Transmission | NonRTO_Midwest | Internal | Summer | B4 | 100 | 700 | 0 | 82.09 | 82.1 | 4.5 | 0
2035 | TVA_Transmission_2_NonRTO_Midwest | TVA_Transmission | NonRTO_Midwest | Internal | Summer | B5 | 200 | 700 | 0 | 78.64 | 78.65 | 4.5 | 0
2035 | TVA_Transmission_2_NonRTO_Midwest | TVA_Transmission | NonRTO_Midwest | Internal | Summer | B6 | 300 | 700 | 0 | 64.7 | 64.71 | 4.5 | 0
2035 | TVA_Transmission_2_NonRTO_Midwest | TVA_Transmission | NonRTO_Midwest | Internal | Summer | B7 | 400 | 700 | 0 | 55.26 | 55.28 | 4.5 | 0
2035 | TVA_Transmission_2_NonRTO_Midwest | TVA_Transmission | NonRTO_Midwest | Internal | Summer | B8 | 500 | 700 | 0 | 49.94 | 46.4 | 4.5 | 0
2035 | TVA_Transmission_2_NonRTO_Midwest | TVA_Transmission | NonRTO_Midwest | Internal | Summer | B9 | 800 | 700 | 0 | 46.98 | 42.98 | 4.5 | 0
2035 | TVA_Transmission_2_NonRTO_Midwest | TVA_Transmission | NonRTO_Midwest | Internal | Summer | B10 | 1262 | 700 | 0 | 42.73 | 38.73 | 4.5 | 0
2035 | TVA_Transmission_2_NonRTO_Midwest | TVA_Transmission | NonRTO_Midwest | Internal | Winter | B16 | 25 | 700 | 0 | 69.34 | 69.35 | 4.5 | 0
2035 | TVA_Transmission_2_NonRTO_Midwest | TVA_Transmission | NonRTO_Midwest | Internal | Winter | B17 | 100 | 700 | 0 | 57.92 | 61.42 | 4.5 | 0
2035 | TVA_Transmission_2_NonRTO_Midwest | TVA_Transmission | NonRTO_Midwest | Internal | Winter | B18 | 400 | 700 | 0 | 52.03 | 55.41 | 4.5 | 0
2035 | TVA_Transmission_2_NonRTO_Midwest | TVA_Transmission | NonRTO_Midwest | Internal | Winter | B19 | 700 | 700 | 0 | 51.19 | 51.19 | 4.5 | 0
2035 | TVA_Transmission_2_NonRTO_Midwest | TVA_Transmission | NonRTO_Midwest | Internal | Winter | B20 | 935 | 700 | 0 | 47.47 | 43.47 | 4.5 | 0
2035 | TVA_Transmission_2_SOCO | TVA_Transmission | SOCO | Internal | Shoulder | B11 | 25 | 3200 | 3200 | 66.38 | 73.1 | 4.5 | 2.22
2035 | TVA_Transmission_2_SOCO | TVA_Transmission | SOCO | Internal | Shoulder | B12 | 200 | 3200 | 0 | 54.84 | 55.77 | 4.5 | 0
2035 | TVA_Transmission_2_SOCO | TVA_Transmission | SOCO | Internal | Shoulder | B13 | 600 | 3200 | 0 | 52.03 | 53.1 | 4.5 | 0
2035 | TVA_Transmission_2_SOCO | TVA_Transmission | SOCO | Internal | Shoulder | B14 | 900 | 3200 | 0 | 50.61 | 53.1 | 4.5 | 0
2035 | TVA_Transmission_2_SOCO | TVA_Transmission | SOCO | Internal | Shoulder | B15 | 1203 | 3200 | 3200 | 48 | 53.05 | 4.5 | 0.54
2035 | TVA_Transmission_2_SOCO | TVA_Transmission | SOCO | Internal | Summer | B1 | 10 | 3200 | 0 | 85.53 | 89.06 | 4.5 | 0
2035 | TVA_Transmission_2_SOCO | TVA_Transmission | SOCO | Internal | Summer | B2 | 25 | 3200 | 3200 | 82.75 | 88.3 | 4.5 | 1.04
2035 | TVA_Transmission_2_SOCO | TVA_Transmission | SOCO | Internal | Summer | B3 | 75 | 3200 | 3002.17 | 82.57 | 87.07 | 4.5 | 0
2035 | TVA_Transmission_2_SOCO | TVA_Transmission | SOCO | Internal | Summer | B4 | 100 | 3200 | 3199.99 | 82.09 | 86.6 | 4.5 | 0.01
2035 | TVA_Transmission_2_SOCO | TVA_Transmission | SOCO | Internal | Summer | B5 | 200 | 3200 | 3200 | 78.64 | 86.6 | 4.5 | 3.46
2035 | TVA_Transmission_2_SOCO | TVA_Transmission | SOCO | Internal | Summer | B6 | 300 | 3200 | 3200 | 64.7 | 70.39 | 4.5 | 1.19
2035 | TVA_Transmission_2_SOCO | TVA_Transmission | SOCO | Internal | Summer | B7 | 400 | 3200 | 426.78 | 55.26 | 59.76 | 4.5 | 0
2035 | TVA_Transmission_2_SOCO | TVA_Transmission | SOCO | Internal | Summer | B8 | 500 | 3200 | 0 | 49.94 | 53.43 | 4.5 | 0
2035 | TVA_Transmission_2_SOCO | TVA_Transmission | SOCO | Internal | Summer | B9 | 800 | 3200 | 552.04 | 46.98 | 51.48 | 4.5 | 0
2035 | TVA_Transmission_2_SOCO | TVA_Transmission | SOCO | Internal | Summer | B10 | 1262 | 3200 | 3200 | 42.73 | 51.48 | 4.5 | 4.26
2035 | TVA_Transmission_2_SOCO | TVA_Transmission | SOCO | Internal | Winter | B16 | 25 | 3200 | 3200 | 69.34 | 81.72 | 4.5 | 7.88
2035 | TVA_Transmission_2_SOCO | TVA_Transmission | SOCO | Internal | Winter | B17 | 100 | 3200 | 0 | 57.92 | 58.56 | 4.5 | 0
2035 | TVA_Transmission_2_SOCO | TVA_Transmission | SOCO | Internal | Winter | B18 | 400 | 3200 | 2485.42 | 52.03 | 56.53 | 4.5 | 0
2035 | TVA_Transmission_2_SOCO | TVA_Transmission | SOCO | Internal | Winter | B19 | 700 | 3200 | 3200 | 51.19 | 56.16 | 4.5 | 0.48
2035 | TVA_Transmission_2_SOCO | TVA_Transmission | SOCO | Internal | Winter | B20 | 935 | 3200 | 3200 | 47.47 | 55.45 | 4.5 | 3.48
2035 | TVA_Transmission_2_TVA | TVA_Transmission | TVA | Internal | Shoulder | B11 | 25 | 99999 | 2345.23 | 66.38 | 66.39 | 0.01 | 0
2035 | TVA_Transmission_2_TVA | TVA_Transmission | TVA | Internal | Shoulder | B12 | 200 | 99999 | 1060.44 | 54.84 | 54.86 | 0.01 | 0
2035 | TVA_Transmission_2_TVA | TVA_Transmission | TVA | Internal | Shoulder | B13 | 600 | 99999 | 3447.31 | 52.03 | 52.04 | 0.01 | 0
2035 | TVA_Transmission_2_TVA | TVA_Transmission | TVA | Internal | Shoulder | B14 | 900 | 99999 | 5279.73 | 50.61 | 50.62 | 0.01 | 0
2035 | TVA_Transmission_2_TVA | TVA_Transmission | TVA | Internal | Shoulder | B15 | 1203 | 99999 | 6061.93 | 48 | 48.01 | 0.01 | 0
2035 | TVA_Transmission_2_TVA | TVA_Transmission | TVA | Internal | Summer | B1 | 10 | 99999 | 3781.11 | 85.53 | 85.54 | 0.01 | 0
2035 | TVA_Transmission_2_TVA | TVA_Transmission | TVA | Internal | Summer | B2 | 25 | 99999 | 3575.36 | 82.75 | 82.77 | 0.01 | 0
2035 | TVA_Transmission_2_TVA | TVA_Transmission | TVA | Internal | Summer | B3 | 75 | 99999 | 4413.61 | 82.57 | 82.59 | 0.01 | 0
2035 | TVA_Transmission_2_TVA | TVA_Transmission | TVA | Internal | Summer | B4 | 100 | 99999 | 5100.75 | 82.09 | 82.1 | 0.01 | 0
2035 | TVA_Transmission_2_TVA | TVA_Transmission | TVA | Internal | Summer | B5 | 200 | 99999 | 3338.31 | 78.64 | 78.65 | 0.01 | 0
2035 | TVA_Transmission_2_TVA | TVA_Transmission | TVA | Internal | Summer | B6 | 300 | 99999 | 821.59 | 64.7 | 64.71 | 0.01 | 0
2035 | TVA_Transmission_2_TVA | TVA_Transmission | TVA | Internal | Summer | B7 | 400 | 99999 | 0 | 55.26 | 52.95 | 0.01 | 0
2035 | TVA_Transmission_2_TVA | TVA_Transmission | TVA | Internal | Summer | B8 | 500 | 99999 | 3684.63 | 49.94 | 49.95 | 0.01 | 0
2035 | TVA_Transmission_2_TVA | TVA_Transmission | TVA | Internal | Summer | B9 | 800 | 99999 | 3324.23 | 46.98 | 46.99 | 0.01 | 0
2035 | TVA_Transmission_2_TVA | TVA_Transmission | TVA | Internal | Summer | B10 | 1262 | 99999 | 3317.05 | 42.73 | 42.74 | 0.01 | 0
2035 | TVA_Transmission_2_TVA | TVA_Transmission | TVA | Internal | Winter | B16 | 25 | 99999 | 2944.04 | 69.34 | 69.35 | 0.01 | 0
2035 | TVA_Transmission_2_TVA | TVA_Transmission | TVA | Internal | Winter | B17 | 100 | 99999 | 3028.78 | 57.92 | 57.93 | 0.01 | 0
2035 | TVA_Transmission_2_TVA | TVA_Transmission | TVA | Internal | Winter | B18 | 400 | 99999 | 2068.67 | 52.03 | 52.04 | 0.01 | 0
2035 | TVA_Transmission_2_TVA | TVA_Transmission | TVA | Internal | Winter | B19 | 700 | 99999 | 3106.52 | 51.19 | 51.2 | 0.01 | 0
2035 | TVA_Transmission_2_TVA | TVA_Transmission | TVA | Internal | Winter | B20 | 935 | 99999 | 4153.09 | 47.47 | 47.48 | 0.01 | 0
2035 | TVA_Transmission_2_VACAR | TVA_Transmission | VACAR | Internal | Shoulder | B11 | 25 | 900 | 0 | 66.38 | 69.6 | 4.5 | 0
2035 | TVA_Transmission_2_VACAR | TVA_Transmission | VACAR | Internal | Shoulder | B12 | 200 | 900 | 0 | 54.84 | 54.84 | 4.5 | 0
2035 | TVA_Transmission_2_VACAR | TVA_Transmission | VACAR | Internal | Shoulder | B13 | 600 | 900 | 0 | 52.03 | 52.03 | 4.5 | 0
2035 | TVA_Transmission_2_VACAR | TVA_Transmission | VACAR | Internal | Shoulder | B14 | 900 | 900 | 0 | 50.61 | 50.61 | 4.5 | 0
2035 | TVA_Transmission_2_VACAR | TVA_Transmission | VACAR | Internal | Shoulder | B15 | 1203 | 900 | 0 | 48 | 50.61 | 4.5 | 0
2035 | TVA_Transmission_2_VACAR | TVA_Transmission | VACAR | Internal | Summer | B1 | 10 | 900 | 0 | 85.53 | 87.37 | 4.5 | 0
2035 | TVA_Transmission_2_VACAR | TVA_Transmission | VACAR | Internal | Summer | B2 | 25 | 900 | 900 | 82.75 | 87.37 | 4.5 | 0.12
2035 | TVA_Transmission_2_VACAR | TVA_Transmission | VACAR | Internal | Summer | B3 | 75 | 900 | 900 | 82.57 | 87.37 | 4.5 | 0.3
2035 | TVA_Transmission_2_VACAR | TVA_Transmission | VACAR | Internal | Summer | B4 | 100 | 900 | 0 | 82.09 | 85.46 | 4.5 | 0
2035 | TVA_Transmission_2_VACAR | TVA_Transmission | VACAR | Internal | Summer | B5 | 200 | 900 | 0 | 78.64 | 83.1 | 4.5 | 0
2035 | TVA_Transmission_2_VACAR | TVA_Transmission | VACAR | Internal | Summer | B6 | 300 | 900 | 0 | 64.7 | 66.89 | 4.5 | 0
2035 | TVA_Transmission_2_VACAR | TVA_Transmission | VACAR | Internal | Summer | B7 | 400 | 900 | 0 | 55.26 | 56.26 | 4.5 | 0
2035 | TVA_Transmission_2_VACAR | TVA_Transmission | VACAR | Internal | Summer | B8 | 500 | 900 | 0 | 49.94 | 49.93 | 4.5 | 0
2035 | TVA_Transmission_2_VACAR | TVA_Transmission | VACAR | Internal | Summer | B9 | 800 | 900 | 0 | 46.98 | 48.39 | 4.5 | 0
2035 | TVA_Transmission_2_VACAR | TVA_Transmission | VACAR | Internal | Summer | B10 | 1262 | 900 | 900 | 42.73 | 48.39 | 4.5 | 1.16
2035 | TVA_Transmission_2_VACAR | TVA_Transmission | VACAR | Internal | Winter | B16 | 25 | 900 | 900 | 69.34 | 86.72 | 4.5 | 12.88
2035 | TVA_Transmission_2_VACAR | TVA_Transmission | VACAR | Internal | Winter | B17 | 100 | 900 | 422.9 | 57.92 | 62.42 | 4.5 | 0
2035 | TVA_Transmission_2_VACAR | TVA_Transmission | VACAR | Internal | Winter | B18 | 400 | 900 | 0 | 52.03 | 55.69 | 4.5 | 0
2035 | TVA_Transmission_2_VACAR | TVA_Transmission | VACAR | Internal | Winter | B19 | 700 | 900 | 249.64 | 51.19 | 55.69 | 4.5 | 0
2035 | TVA_Transmission_2_VACAR | TVA_Transmission | VACAR | Internal | Winter | B20 | 935 | 900 | 870.27 | 47.47 | 51.97 | 4.5 | 0
2035 | VACAR_2_SOCO | VACAR | SOCO | Internal | Shoulder | B11 | 25 | 3000 | 840.51 | 69.6 | 73.1 | 3.5 | 0
2035 | VACAR_2_SOCO | VACAR | SOCO | Internal | Shoulder | B12 | 200 | 3000 | 0 | 54.84 | 55.77 | 3.5 | 0
2035 | VACAR_2_SOCO | VACAR | SOCO | Internal | Shoulder | B13 | 600 | 3000 | 0 | 52.03 | 53.1 | 3.5 | 0
2035 | VACAR_2_SOCO | VACAR | SOCO | Internal | Shoulder | B14 | 900 | 3000 | 0 | 50.61 | 53.1 | 3.5 | 0
2035 | VACAR_2_SOCO | VACAR | SOCO | Internal | Shoulder | B15 | 1203 | 3000 | 0 | 50.61 | 53.05 | 3.5 | 0
2035 | VACAR_2_SOCO | VACAR | SOCO | Internal | Summer | B1 | 10 | 3000 | 0 | 87.37 | 89.06 | 3.5 | 0
2035 | VACAR_2_SOCO | VACAR | SOCO | Internal | Summer | B2 | 25 | 3000 | 0 | 87.37 | 88.3 | 3.5 | 0
2035 | VACAR_2_SOCO | VACAR | SOCO | Internal | Summer | B3 | 75 | 3000 | 0 | 87.37 | 87.07 | 3.5 | 0
2035 | VACAR_2_SOCO | VACAR | SOCO | Internal | Summer | B4 | 100 | 3000 | 0 | 85.46 | 86.6 | 3.5 | 0
2035 | VACAR_2_SOCO | VACAR | SOCO | Internal | Summer | B5 | 200 | 3000 | 240.66 | 83.1 | 86.6 | 3.5 | 0
2035 | VACAR_2_SOCO | VACAR | SOCO | Internal | Summer | B6 | 300 | 3000 | 1996.58 | 66.89 | 70.39 | 3.5 | 0
2035 | VACAR_2_SOCO | VACAR | SOCO | Internal | Summer | B7 | 400 | 3000 | 2928.59 | 56.26 | 59.76 | 3.5 | 0
2035 | VACAR_2_SOCO | VACAR | SOCO | Internal | Summer | B8 | 500 | 3000 | 2363.15 | 49.93 | 53.43 | 3.5 | 0
2035 | VACAR_2_SOCO | VACAR | SOCO | Internal | Summer | B9 | 800 | 3000 | 0 | 48.39 | 51.48 | 3.5 | 0
2035 | VACAR_2_SOCO | VACAR | SOCO | Internal | Summer | B10 | 1262 | 3000 | 0 | 48.39 | 51.48 | 3.5 | 0
2035 | VACAR_2_SOCO | VACAR | SOCO | Internal | Winter | B16 | 25 | 3000 | 0 | 86.72 | 81.72 | 3.5 | 0
2035 | VACAR_2_SOCO | VACAR | SOCO | Internal | Winter | B17 | 100 | 3000 | 0 | 62.42 | 58.56 | 3.5 | 0
2035 | VACAR_2_SOCO | VACAR | SOCO | Internal | Winter | B18 | 400 | 3000 | 0 | 55.69 | 56.53 | 3.5 | 0
2035 | VACAR_2_SOCO | VACAR | SOCO | Internal | Winter | B19 | 700 | 3000 | 0 | 55.69 | 56.16 | 3.5 | 0
2035 | VACAR_2_SOCO | VACAR | SOCO | Internal | Winter | B20 | 935 | 3000 | 0 | 51.97 | 55.45 | 3.5 | 0
2040 | ENT_2_MISO_MO-IL | ENT | MISO_MO-IL | Internal | Shoulder | B11 | 25 | 2260 | 0 | 67.33 | 69.32 | 4 | 0
2040 | ENT_2_MISO_MO-IL | ENT | MISO_MO-IL | Internal | Shoulder | B12 | 200 | 2260 | 0 | 57.12 | 57.03 | 4 | 0
2040 | ENT_2_MISO_MO-IL | ENT | MISO_MO-IL | Internal | Shoulder | B13 | 600 | 2260 | 0 | 52.08 | 52.08 | 4 | 0
2040 | ENT_2_MISO_MO-IL | ENT | MISO_MO-IL | Internal | Shoulder | B14 | 900 | 2260 | 0 | 51.1 | 51.1 | 4 | 0
2040 | ENT_2_MISO_MO-IL | ENT | MISO_MO-IL | Internal | Shoulder | B15 | 1203 | 2260 | 0 | 42.37 | 41.17 | 4 | 0
2040 | ENT_2_MISO_MO-IL | ENT | MISO_MO-IL | Internal | Summer | B1 | 10 | 2260 | 0 | 91.35 | 91.35 | 4 | 0
2040 | ENT_2_MISO_MO-IL | ENT | MISO_MO-IL | Internal | Summer | B2 | 25 | 2260 | 0 | 87.49 | 88.2 | 4 | 0
2040 | ENT_2_MISO_MO-IL | ENT | MISO_MO-IL | Internal | Summer | B3 | 75 | 2260 | 0 | 87.49 | 87.84 | 4 | 0
2040 | ENT_2_MISO_MO-IL | ENT | MISO_MO-IL | Internal | Summer | B4 | 100 | 2260 | 0 | 85.49 | 87.48 | 4 | 0
2040 | ENT_2_MISO_MO-IL | ENT | MISO_MO-IL | Internal | Summer | B5 | 200 | 2260 | 0 | 84.32 | 85.55 | 4 | 0
2040 | ENT_2_MISO_MO-IL | ENT | MISO_MO-IL | Internal | Summer | B6 | 300 | 2260 | 0 | 67.64 | 67.64 | 4 | 0
2040 | ENT_2_MISO_MO-IL | ENT | MISO_MO-IL | Internal | Summer | B7 | 400 | 2260 | 0 | 57.49 | 56.1 | 4 | 0
2040 | ENT_2_MISO_MO-IL | ENT | MISO_MO-IL | Internal | Summer | B8 | 500 | 2260 | 0 | 55.17 | 51.18 | 4 | 0
2040 | ENT_2_MISO_MO-IL | ENT | MISO_MO-IL | Internal | Summer | B9 | 800 | 2260 | 0 | 53.45 | 49.45 | 4 | 0
2040 | ENT_2_MISO_MO-IL | ENT | MISO_MO-IL | Internal | Summer | B10 | 1262 | 2260 | 0 | 41.69 | 39.03 | 4 | 0
2040 | ENT_2_MISO_MO-IL | ENT | MISO_MO-IL | Internal | Winter | B16 | 25 | 2260 | 1294.86 | 61.29 | 65.29 | 4 | 0
2040 | ENT_2_MISO_MO-IL | ENT | MISO_MO-IL | Internal | Winter | B17 | 100 | 2260 | 0 | 59.86 | 59.86 | 4 | 0
2040 | ENT_2_MISO_MO-IL | ENT | MISO_MO-IL | Internal | Winter | B18 | 400 | 2260 | 0 | 54.24 | 54.24 | 4 | 0
2040 | ENT_2_MISO_MO-IL | ENT | MISO_MO-IL | Internal | Winter | B19 | 700 | 2260 | 0 | 50.54 | 51.31 | 4 | 0
2040 | ENT_2_MISO_MO-IL | ENT | MISO_MO-IL | Internal | Winter | B20 | 935 | 2260 | 0 | 42.42 | 40.62 | 4 | 0
2040 | ENT_2_SOCO | ENT | SOCO | Internal | Shoulder | B11 | 25 | 2431 | 2431 | 67.33 | 79.29 | 4 | 7.96
2040 | ENT_2_SOCO | ENT | SOCO | Internal | Shoulder | B12 | 200 | 2431 | 2431 | 57.12 | 61.74 | 4 | 0.62
2040 | ENT_2_SOCO | ENT | SOCO | Internal | Shoulder | B13 | 600 | 2431 | 2431 | 52.08 | 59.58 | 4 | 3.5
2040 | ENT_2_SOCO | ENT | SOCO | Internal | Shoulder | B14 | 900 | 2431 | 2431 | 51.1 | 59.58 | 4 | 4.48
2040 | ENT_2_SOCO | ENT | SOCO | Internal | Shoulder | B15 | 1203 | 2431 | 2431 | 42.37 | 58.56 | 4 | 12.19
2040 | ENT_2_SOCO | ENT | SOCO | Internal | Summer | B1 | 10 | 2431 | 2431 | 91.35 | 98.84 | 4 | 3.49
2040 | ENT_2_SOCO | ENT | SOCO | Internal | Summer | B2 | 25 | 2431 | 2431 | 87.49 | 96.91 | 4 | 5.43
2040 | ENT_2_SOCO | ENT | SOCO | Internal | Summer | B3 | 75 | 2431 | 2431 | 87.49 | 96.91 | 4 | 5.43
2040 | ENT_2_SOCO | ENT | SOCO | Internal | Summer | B4 | 100 | 2431 | 2431 | 85.49 | 96.91 | 4 | 7.43
2040 | ENT_2_SOCO | ENT | SOCO | Internal | Summer | B5 | 200 | 2431 | 2431 | 84.32 | 96.19 | 4 | 7.87
2040 | ENT_2_SOCO | ENT | SOCO | Internal | Summer | B6 | 300 | 2431 | 2431 | 67.64 | 76.13 | 4 | 4.49
2040 | ENT_2_SOCO | ENT | SOCO | Internal | Summer | B7 | 400 | 2431 | 2431 | 57.49 | 62.89 | 4 | 1.4
2040 | ENT_2_SOCO | ENT | SOCO | Internal | Summer | B8 | 500 | 2431 | 668.18 | 55.17 | 59.17 | 4 | 0
2040 | ENT_2_SOCO | ENT | SOCO | Internal | Summer | B9 | 800 | 2431 | 2431 | 53.45 | 57.95 | 4 | 0.5
2040 | ENT_2_SOCO | ENT | SOCO | Internal | Summer | B10 | 1262 | 2431 | 2431 | 41.69 | 53.09 | 4 | 7.41
2040 | ENT_2_SOCO | ENT | SOCO | Internal | Winter | B16 | 25 | 2431 | 2431 | 61.29 | 81.58 | 4 | 16.29
2040 | ENT_2_SOCO | ENT | SOCO | Internal | Winter | B17 | 100 | 2431 | 2431 | 59.86 | 65.67 | 4 | 1.81
2040 | ENT_2_SOCO | ENT | SOCO | Internal | Winter | B18 | 400 | 2431 | 2431 | 54.24 | 62.74 | 4 | 4.5
2040 | ENT_2_SOCO | ENT | SOCO | Internal | Winter | B19 | 700 | 2431 | 2431 | 50.54 | 62.73 | 4 | 8.19
2040 | ENT_2_SOCO | ENT | SOCO | Internal | Winter | B20 | 935 | 2431 | 2431 | 42.42 | 57.96 | 4 | 11.54
2040 | ENT_2_TVA_Transmission | ENT | TVA_Transmission | Internal | Shoulder | B11 | 25 | 2100 | 2100 | 67.33 | 73.32 | 4 | 1.99
2040 | ENT_2_TVA_Transmission | ENT | TVA_Transmission | Internal | Shoulder | B12 | 200 | 2100 | 0 | 57.12 | 61.02 | 4 | 0
2040 | ENT_2_TVA_Transmission | ENT | TVA_Transmission | Internal | Shoulder | B13 | 600 | 2100 | 218.59 | 52.08 | 56.08 | 4 | 0
2040 | ENT_2_TVA_Transmission | ENT | TVA_Transmission | Internal | Shoulder | B14 | 900 | 2100 | 1805.45 | 51.1 | 55.1 | 4 | 0
2040 | ENT_2_TVA_Transmission | ENT | TVA_Transmission | Internal | Shoulder | B15 | 1203 | 2100 | 2100 | 42.37 | 53.58 | 4 | 7.2
2040 | ENT_2_TVA_Transmission | ENT | TVA_Transmission | Internal | Summer | B1 | 10 | 2100 | 1257.96 | 91.35 | 95.35 | 4 | 0
2040 | ENT_2_TVA_Transmission | ENT | TVA_Transmission | Internal | Summer | B2 | 25 | 2100 | 2100 | 87.49 | 92.2 | 4 | 0.71
2040 | ENT_2_TVA_Transmission | ENT | TVA_Transmission | Internal | Summer | B3 | 75 | 2100 | 2100 | 87.49 | 91.84 | 4 | 0.35
2040 | ENT_2_TVA_Transmission | ENT | TVA_Transmission | Internal | Summer | B4 | 100 | 2100 | 2100 | 85.49 | 91.48 | 4 | 1.99
2040 | ENT_2_TVA_Transmission | ENT | TVA_Transmission | Internal | Summer | B5 | 200 | 2100 | 2100 | 84.32 | 89.55 | 4 | 1.23
2040 | ENT_2_TVA_Transmission | ENT | TVA_Transmission | Internal | Summer | B6 | 300 | 2100 | 0 | 67.64 | 71.63 | 4 | 0
2040 | ENT_2_TVA_Transmission | ENT | TVA_Transmission | Internal | Summer | B7 | 400 | 2100 | 0 | 57.49 | 59.39 | 4 | 0
2040 | ENT_2_TVA_Transmission | ENT | TVA_Transmission | Internal | Summer | B8 | 500 | 2100 | 0 | 55.17 | 55.17 | 4 | 0
2040 | ENT_2_TVA_Transmission | ENT | TVA_Transmission | Internal | Summer | B9 | 800 | 2100 | 0 | 53.45 | 53.45 | 4 | 0
2040 | ENT_2_TVA_Transmission | ENT | TVA_Transmission | Internal | Summer | B10 | 1262 | 2100 | 1003.51 | 41.69 | 45.69 | 4 | 0
2040 | ENT_2_TVA_Transmission | ENT | TVA_Transmission | Internal | Winter | B16 | 25 | 2100 | 2100 | 61.29 | 74.19 | 4 | 8.9
2040 | ENT_2_TVA_Transmission | ENT | TVA_Transmission | Internal | Winter | B17 | 100 | 2100 | 367.85 | 59.86 | 63.86 | 4 | 0
2040 | ENT_2_TVA_Transmission | ENT | TVA_Transmission | Internal | Winter | B18 | 400 | 2100 | 958.37 | 54.24 | 58.24 | 4 | 0
2040 | ENT_2_TVA_Transmission | ENT | TVA_Transmission | Internal | Winter | B19 | 700 | 2100 | 2100 | 50.54 | 58.22 | 4 | 3.68
2040 | ENT_2_TVA_Transmission | ENT | TVA_Transmission | Internal | Winter | B20 | 935 | 2100 | 2100 | 42.42 | 53.45 | 4 | 7.03
2040 | HQ_NEISO_2_NEISO | HQ_NEISO | NEISO | Internal | Shoulder | B11 | 25 | 99999 | 4523.29 | 45.21 | 45.22 | 0.01 | 0
2040 | HQ_NEISO_2_NEISO | HQ_NEISO | NEISO | Internal | Shoulder | B12 | 200 | 99999 | 4507.22 | 45.21 | 45.22 | 0.01 | 0
2040 | HQ_NEISO_2_NEISO | HQ_NEISO | NEISO | Internal | Shoulder | B13 | 600 | 99999 | 4443.92 | 45.21 | 45.22 | 0.01 | 0
2040 | HQ_NEISO_2_NEISO | HQ_NEISO | NEISO | Internal | Shoulder | B14 | 900 | 99999 | 4333.2 | 45.21 | 45.22 | 0.01 | 0
2040 | HQ_NEISO_2_NEISO | HQ_NEISO | NEISO | Internal | Shoulder | B15 | 1203 | 99999 | 2251.49 | 45.21 | 45.22 | 0.01 | 0
2040 | HQ_NEISO_2_NEISO | HQ_NEISO | NEISO | Internal | Summer | B1 | 10 | 99999 | 5420 | 89.84 | 89.85 | 0.01 | 0
2040 | HQ_NEISO_2_NEISO | HQ_NEISO | NEISO | Internal | Summer | B2 | 25 | 99999 | 5313.73 | 82.96 | 82.98 | 0.01 | 0
2040 | HQ_NEISO_2_NEISO | HQ_NEISO | NEISO | Internal | Summer | B3 | 75 | 99999 | 5101.91 | 64.04 | 64.06 | 0.01 | 0
2040 | HQ_NEISO_2_NEISO | HQ_NEISO | NEISO | Internal | Summer | B4 | 100 | 99999 | 4919.84 | 51.49 | 51.51 | 0.01 | 0
2040 | HQ_NEISO_2_NEISO | HQ_NEISO | NEISO | Internal | Summer | B5 | 200 | 99999 | 4820.81 | 41.34 | 41.35 | 0.01 | 0
2040 | HQ_NEISO_2_NEISO | HQ_NEISO | NEISO | Internal | Summer | B6 | 300 | 99999 | 4709.12 | 41.34 | 41.35 | 0.01 | 0
2040 | HQ_NEISO_2_NEISO | HQ_NEISO | NEISO | Internal | Summer | B7 | 400 | 99999 | 4581.14 | 41.34 | 41.35 | 0.01 | 0
2040 | HQ_NEISO_2_NEISO | HQ_NEISO | NEISO | Internal | Summer | B8 | 500 | 99999 | 4480.51 | 41.34 | 41.35 | 0.01 | 0
2040 | HQ_NEISO_2_NEISO | HQ_NEISO | NEISO | Internal | Summer | B9 | 800 | 99999 | 4357.25 | 41.34 | 41.35 | 0.01 | 0
2040 | HQ_NEISO_2_NEISO | HQ_NEISO | NEISO | Internal | Summer | B10 | 1262 | 99999 | 1940.57 | 41.34 | 41.35 | 0.01 | 0
2040 | HQ_NEISO_2_NEISO | HQ_NEISO | NEISO | Internal | Winter | B16 | 25 | 99999 | 4746.16 | 57.11 | 57.12 | 0.01 | 0
2040 | HQ_NEISO_2_NEISO | HQ_NEISO | NEISO | Internal | Winter | B17 | 100 | 99999 | 4656.71 | 57.11 | 57.12 | 0.01 | 0
2040 | HQ_NEISO_2_NEISO | HQ_NEISO | NEISO | Internal | Winter | B18 | 400 | 99999 | 4588.26 | 57.11 | 57.12 | 0.01 | 0
2040 | HQ_NEISO_2_NEISO | HQ_NEISO | NEISO | Internal | Winter | B19 | 700 | 99999 | 4460.73 | 57.11 | 57.12 | 0.01 | 0
2040 | HQ_NEISO_2_NEISO | HQ_NEISO | NEISO | Internal | Winter | B20 | 935 | 99999 | 2471.08 | 57.11 | 57.12 | 0.01 | 0
2040 | HQ_NY_2_NYISO_A-F | HQ_NY | NYISO_A-F | Internal | Shoulder | B11 | 25 | 99999 | 2812.27 | 62.41 | 62.42 | 0.01 | 0
2040 | HQ_NY_2_NYISO_A-F | HQ_NY | NYISO_A-F | Internal | Shoulder | B12 | 200 | 99999 | 2847.69 | 54 | 54.01 | 0.01 | 0
2040 | HQ_NY_2_NYISO_A-F | HQ_NY | NYISO_A-F | Internal | Shoulder | B13 | 600 | 99999 | 2781.85 | 49.06 | 49.07 | 0.01 | 0
2040 | HQ_NY_2_NYISO_A-F | HQ_NY | NYISO_A-F | Internal | Shoulder | B14 | 900 | 99999 | 2673.14 | 48.07 | 48.09 | 0.01 | 0
2040 | HQ_NY_2_NYISO_A-F | HQ_NY | NYISO_A-F | Internal | Shoulder | B15 | 1203 | 99999 | 1582.7 | 48.07 | 48.09 | 0.01 | 0
2040 | HQ_NY_2_NYISO_A-F | HQ_NY | NYISO_A-F | Internal | Summer | B1 | 10 | 99999 | 3500 | 88.34 | 88.35 | 0.01 | 0
2040 | HQ_NY_2_NYISO_A-F | HQ_NY | NYISO_A-F | Internal | Summer | B2 | 25 | 99999 | 3406.62 | 84.45 | 84.46 | 0.01 | 0
2040 | HQ_NY_2_NYISO_A-F | HQ_NY | NYISO_A-F | Internal | Summer | B3 | 75 | 99999 | 3266.6 | 80.92 | 80.93 | 0.01 | 0
2040 | HQ_NY_2_NYISO_A-F | HQ_NY | NYISO_A-F | Internal | Summer | B4 | 100 | 99999 | 3116.28 | 69.59 | 69.6 | 0.01 | 0
2040 | HQ_NY_2_NYISO_A-F | HQ_NY | NYISO_A-F | Internal | Summer | B5 | 200 | 99999 | 3025.49 | 63.15 | 63.16 | 0.01 | 0
2040 | HQ_NY_2_NYISO_A-F | HQ_NY | NYISO_A-F | Internal | Summer | B6 | 300 | 99999 | 2934.86 | 59.62 | 59.64 | 0.01 | 0
2040 | HQ_NY_2_NYISO_A-F | HQ_NY | NYISO_A-F | Internal | Summer | B7 | 400 | 99999 | 2830.75 | 52.37 | 52.38 | 0.01 | 0
2040 | HQ_NY_2_NYISO_A-F | HQ_NY | NYISO_A-F | Internal | Summer | B8 | 500 | 99999 | 2760.25 | 47.72 | 47.73 | 0.01 | 0
2040 | HQ_NY_2_NYISO_A-F | HQ_NY | NYISO_A-F | Internal | Summer | B9 | 800 | 99999 | 2664.71 | 44.85 | 44.86 | 0.01 | 0
2040 | HQ_NY_2_NYISO_A-F | HQ_NY | NYISO_A-F | Internal | Summer | B10 | 1262 | 99999 | 1436.31 | 44.85 | 44.86 | 0.01 | 0
2040 | HQ_NY_2_NYISO_A-F | HQ_NY | NYISO_A-F | Internal | Winter | B16 | 25 | 99999 | 3058.87 | 67.19 | 67.2 | 0.01 | 0
2040 | HQ_NY_2_NYISO_A-F | HQ_NY | NYISO_A-F | Internal | Winter | B17 | 100 | 99999 | 3001.1 | 58.61 | 58.62 | 0.01 | 0
2040 | HQ_NY_2_NYISO_A-F | HQ_NY | NYISO_A-F | Internal | Winter | B18 | 400 | 99999 | 2934.69 | 56.86 | 56.87 | 0.01 | 0
2040 | HQ_NY_2_NYISO_A-F | HQ_NY | NYISO_A-F | Internal | Winter | B19 | 700 | 99999 | 2819.07 | 56.86 | 56.87 | 0.01 | 0
2040 | HQ_NY_2_NYISO_A-F | HQ_NY | NYISO_A-F | Internal | Winter | B20 | 935 | 99999 | 1762.97 | 56.82 | 56.83 | 0.01 | 0
2040 | HQ_IESO_2_IESO | HQ_IESO | IESO | Internal | Shoulder | B11 | 25 | 99999 | 400 | 58.91 | 58.92 | 0.01 | 0
2040 | HQ_IESO_2_IESO | HQ_IESO | IESO | Internal | Shoulder | B12 | 200 | 99999 | 400 | 52.69 | 52.7 | 0.01 | 0
2040 | HQ_IESO_2_IESO | HQ_IESO | IESO | Internal | Shoulder | B13 | 600 | 99999 | 400 | 52.42 | 52.43 | 0.01 | 0
2040 | HQ_IESO_2_IESO | HQ_IESO | IESO | Internal | Shoulder | B14 | 900 | 99999 | 400 | 51.57 | 51.59 | 0.01 | 0
2040 | HQ_IESO_2_IESO | HQ_IESO | IESO | Internal | Shoulder | B15 | 1203 | 99999 | 75.48 | 51.57 | 51.59 | 0.01 | 0
2040 | HQ_IESO_2_IESO | HQ_IESO | IESO | Internal | Summer | B1 | 10 | 99999 | 400 | 89.83 | 89.84 | 0.01 | 0
2040 | HQ_IESO_2_IESO | HQ_IESO | IESO | Internal | Summer | B2 | 25 | 99999 | 400 | 86.82 | 86.83 | 0.01 | 0
2040 | HQ_IESO_2_IESO | HQ_IESO | IESO | Internal | Summer | B3 | 75 | 99999 | 400 | 84.42 | 84.43 | 0.01 | 0
2040 | HQ_IESO_2_IESO | HQ_IESO | IESO | Internal | Summer | B4 | 100 | 99999 | 400 | 73.09 | 73.1 | 0.01 | 0
2040 | HQ_IESO_2_IESO | HQ_IESO | IESO | Internal | Summer | B5 | 200 | 99999 | 400 | 66.65 | 66.66 | 0.01 | 0
2040 | HQ_IESO_2_IESO | HQ_IESO | IESO | Internal | Summer | B6 | 300 | 99999 | 400 | 56.47 | 56.49 | 0.01 | 0
2040 | HQ_IESO_2_IESO | HQ_IESO | IESO | Internal | Summer | B7 | 400 | 99999 | 400 | 51.99 | 52 | 0.01 | 0
2040 | HQ_IESO_2_IESO | HQ_IESO | IESO | Internal | Summer | B8 | 500 | 99999 | 400 | 48.52 | 48.53 | 0.01 | 0
2040 | HQ_IESO_2_IESO | HQ_IESO | IESO | Internal | Summer | B9 | 800 | 99999 | 400 | 47.77 | 47.78 | 0.01 | 0
2040 | HQ_IESO_2_IESO | HQ_IESO | IESO | Internal | Summer | B10 | 1262 | 99999 | 12.04 | 47.77 | 47.78 | 0.01 | 0
2040 | HQ_IESO_2_IESO | HQ_IESO | IESO | Internal | Winter | B16 | 25 | 99999 | 400 | 63.69 | 63.7 | 0.01 | 0
2040 | HQ_IESO_2_IESO | HQ_IESO | IESO | Internal | Winter | B17 | 100 | 99999 | 400 | 55.11 | 55.12 | 0.01 | 0
2040 | HQ_IESO_2_IESO | HQ_IESO | IESO | Internal | Winter | B18 | 400 | 99999 | 400 | 55.04 | 55.05 | 0.01 | 0
2040 | HQ_IESO_2_IESO | HQ_IESO | IESO | Internal | Winter | B19 | 700 | 99999 | 400 | 55.04 | 55.05 | 0.01 | 0
2040 | HQ_IESO_2_IESO | HQ_IESO | IESO | Internal | Winter | B20 | 935 | 99999 | 91.98 | 55.04 | 55.05 | 0.01 | 0
2040 | IESO_2_MAPP_CA | IESO | MAPP_CA | Internal | Shoulder | B11 | 25 | 262 | 0 | 58.92 | 57.82 | 3.5 | 0
2040 | IESO_2_MAPP_CA | IESO | MAPP_CA | Internal | Shoulder | B12 | 200 | 262 | 142.06 | 52.7 | 56.2 | 3.5 | 0
2040 | IESO_2_MAPP_CA | IESO | MAPP_CA | Internal | Shoulder | B13 | 600 | 262 | 0 | 52.43 | 52.06 | 3.5 | 0
2040 | IESO_2_MAPP_CA | IESO | MAPP_CA | Internal | Shoulder | B14 | 900 | 262 | 0 | 51.59 | 47.34 | 3.5 | 0
2040 | IESO_2_MAPP_CA | IESO | MAPP_CA | Internal | Shoulder | B15 | 1203 | 262 | 0 | 51.59 | 47.34 | 3.5 | 0
2040 | IESO_2_MAPP_CA | IESO | MAPP_CA | Internal | Summer | B1 | 10 | 262 | 0 | 89.84 | 59.87 | 3.5 | 0
2040 | IESO_2_MAPP_CA | IESO | MAPP_CA | Internal | Summer | B2 | 25 | 262 | 0 | 86.83 | 59.87 | 3.5 | 0
2040 | IESO_2_MAPP_CA | IESO | MAPP_CA | Internal | Summer | B3 | 75 | 262 | 0 | 84.43 | 80.43 | 3.5 | 0
2040 | IESO_2_MAPP_CA | IESO | MAPP_CA | Internal | Summer | B4 | 100 | 262 | 0 | 73.1 | 69.1 | 3.5 | 0
2040 | IESO_2_MAPP_CA | IESO | MAPP_CA | Internal | Summer | B5 | 200 | 262 | 0 | 66.66 | 62.66 | 3.5 | 0
2040 | IESO_2_MAPP_CA | IESO | MAPP_CA | Internal | Summer | B6 | 300 | 262 | 0 | 56.49 | 59.87 | 3.5 | 0
2040 | IESO_2_MAPP_CA | IESO | MAPP_CA | Internal | Summer | B7 | 400 | 262 | 0 | 52 | 48 | 3.5 | 0
2040 | IESO_2_MAPP_CA | IESO | MAPP_CA | Internal | Summer | B8 | 500 | 262 | 0 | 48.53 | 47.86 | 3.5 | 0
2040 | IESO_2_MAPP_CA | IESO | MAPP_CA | Internal | Summer | B9 | 800 | 262 | 0 | 47.78 | 47.86 | 3.5 | 0
2040 | IESO_2_MAPP_CA | IESO | MAPP_CA | Internal | Summer | B10 | 1262 | 262 | 0 | 47.78 | 47.86 | 3.5 | 0
2040 | IESO_2_MAPP_CA | IESO | MAPP_CA | Internal | Winter | B16 | 25 | 262 | 0 | 63.7 | 51.05 | 3.5 | 0
2040 | IESO_2_MAPP_CA | IESO | MAPP_CA | Internal | Winter | B17 | 100 | 262 | 0 | 55.12 | 51.05 | 3.5 | 0
2040 | IESO_2_MAPP_CA | IESO | MAPP_CA | Internal | Winter | B18 | 400 | 262 | 0 | 55.05 | 51.05 | 3.5 | 0
2040 | IESO_2_MAPP_CA | IESO | MAPP_CA | Internal | Winter | B19 | 700 | 262 | 0 | 55.05 | 51.05 | 3.5 | 0
2040 | IESO_2_MAPP_CA | IESO | MAPP_CA | Internal | Winter | B20 | 935 | 262 | 0 | 55.05 | 51.05 | 3.5 | 0
2040 | IESO_2_MISO_MI | IESO | MISO_MI | Internal | Shoulder | B11 | 25 | 1840 | 1840 | 58.92 | 69.32 | 3.5 | 6.9
2040 | IESO_2_MISO_MI | IESO | MISO_MI | Internal | Shoulder | B12 | 200 | 1840 | 1840 | 52.7 | 59.03 | 3.5 | 2.83
2040 | IESO_2_MISO_MI | IESO | MISO_MI | Internal | Shoulder | B13 | 600 | 1840 | 1201.62 | 52.43 | 55.93 | 3.5 | 0
2040 | IESO_2_MISO_MI | IESO | MISO_MI | Internal | Shoulder | B14 | 900 | 1840 | 0 | 51.59 | 53.97 | 3.5 | 0
2040 | IESO_2_MISO_MI | IESO | MISO_MI | Internal | Shoulder | B15 | 1203 | 1840 | 0 | 51.59 | 48.41 | 3.5 | 0
2040 | IESO_2_MISO_MI | IESO | MISO_MI | Internal | Summer | B1 | 10 | 1840 | 431.89 | 89.84 | 93.34 | 3.5 | 0
2040 | IESO_2_MISO_MI | IESO | MISO_MI | Internal | Summer | B2 | 25 | 1840 | 920.22 | 86.83 | 90.33 | 3.5 | 0
2040 | IESO_2_MISO_MI | IESO | MISO_MI | Internal | Summer | B3 | 75 | 1840 | 1840 | 84.43 | 90.04 | 3.5 | 2.11
2040 | IESO_2_MISO_MI | IESO | MISO_MI | Internal | Summer | B4 | 100 | 1840 | 1840 | 73.1 | 87.48 | 3.5 | 10.87
2040 | IESO_2_MISO_MI | IESO | MISO_MI | Internal | Summer | B5 | 200 | 1840 | 1840 | 66.66 | 85.58 | 3.5 | 15.42
2040 | IESO_2_MISO_MI | IESO | MISO_MI | Internal | Summer | B6 | 300 | 1840 | 1840 | 56.49 | 67.67 | 3.5 | 7.68
2040 | IESO_2_MISO_MI | IESO | MISO_MI | Internal | Summer | B7 | 400 | 1840 | 1840 | 52 | 56.12 | 3.5 | 0.62
2040 | IESO_2_MISO_MI | IESO | MISO_MI | Internal | Summer | B8 | 500 | 1840 | 1023.47 | 48.53 | 52.03 | 3.5 | 0
2040 | IESO_2_MISO_MI | IESO | MISO_MI | Internal | Summer | B9 | 800 | 1840 | 0 | 47.78 | 49.86 | 3.5 | 0
2040 | IESO_2_MISO_MI | IESO | MISO_MI | Internal | Summer | B10 | 1262 | 1840 | 0 | 47.78 | 43.69 | 3.5 | 0
2040 | IESO_2_MISO_MI | IESO | MISO_MI | Internal | Winter | B16 | 25 | 1840 | 1840 | 63.7 | 72.19 | 3.5 | 4.99
2040 | IESO_2_MISO_MI | IESO | MISO_MI | Internal | Winter | B17 | 100 | 1840 | 1840 | 55.12 | 64.24 | 3.5 | 5.62
2040 | IESO_2_MISO_MI | IESO | MISO_MI | Internal | Winter | B18 | 400 | 1840 | 612.92 | 55.05 | 58.55 | 3.5 | 0
2040 | IESO_2_MISO_MI | IESO | MISO_MI | Internal | Winter | B19 | 700 | 1840 | 0 | 55.05 | 56.27 | 3.5 | 0
2040 | IESO_2_MISO_MI | IESO | MISO_MI | Internal | Winter | B20 | 935 | 1840 | 0 | 55.05 | 49.45 | 3.5 | 0
2040 | IESO_2_MISO_W | IESO | MISO_W | Internal | Shoulder | B11 | 25 | 214 | 214 | 58.92 | 67.32 | 3.5 | 4.9
2040 | IESO_2_MISO_W | IESO | MISO_W | Internal | Shoulder | B12 | 200 | 214 | 214 | 52.7 | 57.02 | 3.5 | 0.82
2040 | IESO_2_MISO_W | IESO | MISO_W | Internal | Shoulder | B13 | 600 | 214 | 0 | 52.43 | 52.07 | 3.5 | 0
2040 | IESO_2_MISO_W | IESO | MISO_W | Internal | Shoulder | B14 | 900 | 214 | 0 | 51.59 | 47.36 | 3.5 | 0
2040 | IESO_2_MISO_W | IESO | MISO_W | Internal | Shoulder | B15 | 1203 | 214 | 0 | 51.59 | 33.32 | 3.5 | 0
2040 | IESO_2_MISO_W | IESO | MISO_W | Internal | Summer | B1 | 10 | 214 | 0 | 89.84 | 91.34 | 3.5 | 0
2040 | IESO_2_MISO_W | IESO | MISO_W | Internal | Summer | B2 | 25 | 214 | 0 | 86.83 | 87.48 | 3.5 | 0
2040 | IESO_2_MISO_W | IESO | MISO_W | Internal | Summer | B3 | 75 | 214 | 0 | 84.43 | 87.48 | 3.5 | 0
2040 | IESO_2_MISO_W | IESO | MISO_W | Internal | Summer | B4 | 100 | 214 | 214 | 73.1 | 85.48 | 3.5 | 8.87
2040 | IESO_2_MISO_W | IESO | MISO_W | Internal | Summer | B5 | 200 | 214 | 214 | 66.66 | 84.31 | 3.5 | 14.15
2040 | IESO_2_MISO_W | IESO | MISO_W | Internal | Summer | B6 | 300 | 214 | 214 | 56.49 | 67.63 | 3.5 | 7.65
2040 | IESO_2_MISO_W | IESO | MISO_W | Internal | Summer | B7 | 400 | 214 | 214 | 52 | 56.09 | 3.5 | 0.58
2040 | IESO_2_MISO_W | IESO | MISO_W | Internal | Summer | B8 | 500 | 214 | 0 | 48.53 | 50.74 | 3.5 | 0
2040 | IESO_2_MISO_W | IESO | MISO_W | Internal | Summer | B9 | 800 | 214 | 0 | 47.78 | 47.88 | 3.5 | 0
2040 | IESO_2_MISO_W | IESO | MISO_W | Internal | Summer | B10 | 1262 | 214 | 0 | 47.78 | 37.16 | 3.5 | 0
2040 | IESO_2_MISO_W | IESO | MISO_W | Internal | Winter | B16 | 25 | 214 | 0 | 63.7 | 51.07 | 3.5 | 0
2040 | IESO_2_MISO_W | IESO | MISO_W | Internal | Winter | B17 | 100 | 214 | 0 | 55.12 | 51.04 | 3.5 | 0
2040 | IESO_2_MISO_W | IESO | MISO_W | Internal | Winter | B18 | 400 | 214 | 0 | 55.05 | 51.07 | 3.5 | 0
2040 | IESO_2_MISO_W | IESO | MISO_W | Internal | Winter | B19 | 700 | 214 | 0 | 55.05 | 51.07 | 3.5 | 0
2040 | IESO_2_MISO_W | IESO | MISO_W | Internal | Winter | B20 | 935 | 214 | 0 | 55.05 | 33.33 | 3.5 | 0
2040 | IESO_2_NYISO_A-F | IESO | NYISO_A-F | Internal | Shoulder | B11 | 25 | 1725 | 1044.7 | 58.92 | 62.42 | 3.5 | 0
2040 | IESO_2_NYISO_A-F | IESO | NYISO_A-F | Internal | Shoulder | B12 | 200 | 1725 | 0 | 52.7 | 54.01 | 3.5 | 0
2040 | IESO_2_NYISO_A-F | IESO | NYISO_A-F | Internal | Shoulder | B13 | 600 | 1725 | 0 | 52.43 | 49.07 | 3.5 | 0
2040 | IESO_2_NYISO_A-F | IESO | NYISO_A-F | Internal | Shoulder | B14 | 900 | 1725 | 0 | 51.59 | 48.09 | 3.5 | 0
2040 | IESO_2_NYISO_A-F | IESO | NYISO_A-F | Internal | Shoulder | B15 | 1203 | 1725 | 0 | 51.59 | 48.09 | 3.5 | 0
2040 | IESO_2_NYISO_A-F | IESO | NYISO_A-F | Internal | Summer | B1 | 10 | 1725 | 0 | 89.84 | 88.35 | 3.5 | 0
2040 | IESO_2_NYISO_A-F | IESO | NYISO_A-F | Internal | Summer | B2 | 25 | 1725 | 0 | 86.83 | 84.46 | 3.5 | 0
2040 | IESO_2_NYISO_A-F | IESO | NYISO_A-F | Internal | Summer | B3 | 75 | 1725 | 0 | 84.43 | 80.93 | 3.5 | 0
2040 | IESO_2_NYISO_A-F | IESO | NYISO_A-F | Internal | Summer | B4 | 100 | 1725 | 0 | 73.1 | 69.6 | 3.5 | 0
2040 | IESO_2_NYISO_A-F | IESO | NYISO_A-F | Internal | Summer | B5 | 200 | 1725 | 0 | 66.66 | 63.16 | 3.5 | 0
2040 | IESO_2_NYISO_A-F | IESO | NYISO_A-F | Internal | Summer | B6 | 300 | 1725 | 0 | 56.49 | 59.64 | 3.5 | 0
2040 | IESO_2_NYISO_A-F | IESO | NYISO_A-F | Internal | Summer | B7 | 400 | 1725 | 0 | 52 | 52.38 | 3.5 | 0
2040 | IESO_2_NYISO_A-F | IESO | NYISO_A-F | Internal | Summer | B8 | 500 | 1725 | 0 | 48.53 | 47.73 | 3.5 | 0
2040 | IESO_2_NYISO_A-F | IESO | NYISO_A-F | Internal | Summer | B9 | 800 | 1725 | 0 | 47.78 | 44.86 | 3.5 | 0
2040 | IESO_2_NYISO_A-F | IESO | NYISO_A-F | Internal | Summer | B10 | 1262 | 1725 | 0 | 47.78 | 44.86 | 3.5 | 0
2040 | IESO_2_NYISO_A-F | IESO | NYISO_A-F | Internal | Winter | B16 | 25 | 1725 | 212.4 | 63.7 | 67.2 | 3.5 | 0
2040 | IESO_2_NYISO_A-F | IESO | NYISO_A-F | Internal | Winter | B17 | 100 | 1725 | 794.83 | 55.12 | 58.62 | 3.5 | 0
2040 | IESO_2_NYISO_A-F | IESO | NYISO_A-F | Internal | Winter | B18 | 400 | 1725 | 0 | 55.05 | 56.87 | 3.5 | 0
2040 | IESO_2_NYISO_A-F | IESO | NYISO_A-F | Internal | Winter | B19 | 700 | 1725 | 0 | 55.05 | 56.87 | 3.5 | 0
2040 | IESO_2_NYISO_A-F | IESO | NYISO_A-F | Internal | Winter | B20 | 935 | 1725 | 0 | 55.05 | 56.83 | 3.5 | 0
2040 | MAPP_CA_2_IESO | MAPP_CA | IESO | Internal | Shoulder | B11 | 25 | 330 | 0 | 57.82 | 58.92 | 4 | 0
2040 | MAPP_CA_2_IESO | MAPP_CA | IESO | Internal | Shoulder | B12 | 200 | 330 | 0 | 56.2 | 52.7 | 4 | 0
2040 | MAPP_CA_2_IESO | MAPP_CA | IESO | Internal | Shoulder | B13 | 600 | 330 | 0 | 52.06 | 52.43 | 4 | 0
2040 | MAPP_CA_2_IESO | MAPP_CA | IESO | Internal | Shoulder | B14 | 900 | 330 | 330 | 47.34 | 51.59 | 4 | 0.24
2040 | MAPP_CA_2_IESO | MAPP_CA | IESO | Internal | Shoulder | B15 | 1203 | 330 | 330 | 47.34 | 51.59 | 4 | 0.24
2040 | MAPP_CA_2_IESO | MAPP_CA | IESO | Internal | Summer | B1 | 10 | 330 | 330 | 59.87 | 89.84 | 4 | 25.97
2040 | MAPP_CA_2_IESO | MAPP_CA | IESO | Internal | Summer | B2 | 25 | 330 | 330 | 59.87 | 86.83 | 4 | 22.97
2040 | MAPP_CA_2_IESO | MAPP_CA | IESO | Internal | Summer | B3 | 75 | 330 | 268.23 | 80.43 | 84.43 | 4 | 0
2040 | MAPP_CA_2_IESO | MAPP_CA | IESO | Internal | Summer | B4 | 100 | 330 | 160.47 | 69.1 | 73.1 | 4 | 0
2040 | MAPP_CA_2_IESO | MAPP_CA | IESO | Internal | Summer | B5 | 200 | 330 | 56.84 | 62.66 | 66.66 | 4 | 0
2040 | MAPP_CA_2_IESO | MAPP_CA | IESO | Internal | Summer | B6 | 300 | 330 | 0 | 59.87 | 56.49 | 4 | 0
2040 | MAPP_CA_2_IESO | MAPP_CA | IESO | Internal | Summer | B7 | 400 | 330 | 168.24 | 48 | 52 | 4 | 0
2040 | MAPP_CA_2_IESO | MAPP_CA | IESO | Internal | Summer | B8 | 500 | 330 | 0 | 47.86 | 48.53 | 4 | 0
2040 | MAPP_CA_2_IESO | MAPP_CA | IESO | Internal | Summer | B9 | 800 | 330 | 0 | 47.86 | 47.78 | 4 | 0
2040 | MAPP_CA_2_IESO | MAPP_CA | IESO | Internal | Summer | B10 | 1262 | 330 | 0 | 47.86 | 47.78 | 4 | 0
2040 | MAPP_CA_2_IESO | MAPP_CA | IESO | Internal | Winter | B16 | 25 | 330 | 330 | 51.05 | 63.7 | 4 | 8.65
2040 | MAPP_CA_2_IESO | MAPP_CA | IESO | Internal | Winter | B17 | 100 | 330 | 330 | 51.05 | 55.12 | 4 | 0.07
2040 | MAPP_CA_2_IESO | MAPP_CA | IESO | Internal | Winter | B18 | 400 | 330 | 21.8 | 51.05 | 55.05 | 4 | 0
2040 | MAPP_CA_2_IESO | MAPP_CA | IESO | Internal | Winter | B19 | 700 | 330 | 14.49 | 51.05 | 55.05 | 4 | 0
2040 | MAPP_CA_2_IESO | MAPP_CA | IESO | Internal | Winter | B20 | 935 | 330 | 11 | 51.05 | 55.05 | 4 | 0
2040 | MAPP_CA_2_MAPP_US | MAPP_CA | MAPP_US | Internal | Shoulder | B11 | 25 | 437 | 274 | 57.82 | 61.32 | 3.5 | 0
2040 | MAPP_CA_2_MAPP_US | MAPP_CA | MAPP_US | Internal | Shoulder | B12 | 200 | 437 | 0 | 56.2 | 51.02 | 3.5 | 0
2040 | MAPP_CA_2_MAPP_US | MAPP_CA | MAPP_US | Internal | Shoulder | B13 | 600 | 437 | 0 | 52.06 | 46.07 | 3.5 | 0
2040 | MAPP_CA_2_MAPP_US | MAPP_CA | MAPP_US | Internal | Shoulder | B14 | 900 | 437 | 0 | 47.34 | 33.07 | 3.5 | 0
2040 | MAPP_CA_2_MAPP_US | MAPP_CA | MAPP_US | Internal | Shoulder | B15 | 1203 | 437 | 0 | 47.34 | 25.42 | 3.5 | 0
2040 | MAPP_CA_2_MAPP_US | MAPP_CA | MAPP_US | Internal | Summer | B1 | 10 | 437 | 437 | 59.87 | 87.84 | 3.5 | 24.47
2040 | MAPP_CA_2_MAPP_US | MAPP_CA | MAPP_US | Internal | Summer | B2 | 25 | 437 | 437 | 59.87 | 83.49 | 3.5 | 20.12
2040 | MAPP_CA_2_MAPP_US | MAPP_CA | MAPP_US | Internal | Summer | B3 | 75 | 437 | 437 | 80.43 | 83.98 | 3.5 | 0.04
2040 | MAPP_CA_2_MAPP_US | MAPP_CA | MAPP_US | Internal | Summer | B4 | 100 | 437 | 437 | 69.1 | 80.27 | 3.5 | 7.67
2040 | MAPP_CA_2_MAPP_US | MAPP_CA | MAPP_US | Internal | Summer | B5 | 200 | 437 | 437 | 62.66 | 79.44 | 3.5 | 13.28
2040 | MAPP_CA_2_MAPP_US | MAPP_CA | MAPP_US | Internal | Summer | B6 | 300 | 437 | 348.49 | 59.87 | 63.37 | 3.5 | 0
2040 | MAPP_CA_2_MAPP_US | MAPP_CA | MAPP_US | Internal | Summer | B7 | 400 | 437 | 0 | 48 | 50.09 | 3.5 | 0
2040 | MAPP_CA_2_MAPP_US | MAPP_CA | MAPP_US | Internal | Summer | B8 | 500 | 437 | 0 | 47.86 | 44.74 | 3.5 | 0
2040 | MAPP_CA_2_MAPP_US | MAPP_CA | MAPP_US | Internal | Summer | B9 | 800 | 437 | 0 | 47.86 | 41.88 | 3.5 | 0
2040 | MAPP_CA_2_MAPP_US | MAPP_CA | MAPP_US | Internal | Summer | B10 | 1262 | 437 | 0 | 47.86 | 31.16 | 3.5 | 0
2040 | MAPP_CA_2_MAPP_US | MAPP_CA | MAPP_US | Internal | Winter | B16 | 25 | 437 | 0 | 51.05 | -26.8 | 3.5 | 0
2040 | MAPP_CA_2_MAPP_US | MAPP_CA | MAPP_US | Internal | Winter | B17 | 100 | 437 | 0 | 51.05 | 25.42 | 3.5 | 0
2040 | MAPP_CA_2_MAPP_US | MAPP_CA | MAPP_US | Internal | Winter | B18 | 400 | 437 | 0 | 51.05 | 41.94 | 3.5 | 0
2040 | MAPP_CA_2_MAPP_US | MAPP_CA | MAPP_US | Internal | Winter | B19 | 700 | 437 | 0 | 51.05 | 41.94 | 3.5 | 0
2040 | MAPP_CA_2_MAPP_US | MAPP_CA | MAPP_US | Internal | Winter | B20 | 935 | 437 | 0 | 51.05 | 27.59 | 3.5 | 0
2040 | MAPP_CA_2_MISO_W | MAPP_CA | MISO_W | Internal | Shoulder | B11 | 25 | 2058 | 2058 | 57.82 | 67.32 | 0.01 | 9.49
2040 | MAPP_CA_2_MISO_W | MAPP_CA | MISO_W | Internal | Shoulder | B12 | 200 | 2058 | 2058 | 56.2 | 57.02 | 0.01 | 0.81
2040 | MAPP_CA_2_MISO_W | MAPP_CA | MISO_W | Internal | Shoulder | B13 | 600 | 2058 | 1940.14 | 52.06 | 52.07 | 0.01 | 0
2040 | MAPP_CA_2_MISO_W | MAPP_CA | MISO_W | Internal | Shoulder | B14 | 900 | 2058 | 322.66 | 47.34 | 47.36 | 0.01 | 0
2040 | MAPP_CA_2_MISO_W | MAPP_CA | MISO_W | Internal | Shoulder | B15 | 1203 | 2058 | 0 | 47.34 | 33.32 | 0.01 | 0
2040 | MAPP_CA_2_MISO_W | MAPP_CA | MISO_W | Internal | Summer | B1 | 10 | 2058 | 2058 | 59.87 | 91.34 | 0.01 | 31.46
2040 | MAPP_CA_2_MISO_W | MAPP_CA | MISO_W | Internal | Summer | B2 | 25 | 2058 | 2058 | 59.87 | 87.48 | 0.01 | 27.6
2040 | MAPP_CA_2_MISO_W | MAPP_CA | MISO_W | Internal | Summer | B3 | 75 | 2058 | 2058 | 80.43 | 87.48 | 0.01 | 7.03
2040 | MAPP_CA_2_MISO_W | MAPP_CA | MISO_W | Internal | Summer | B4 | 100 | 2058 | 2058 | 69.1 | 85.48 | 0.01 | 16.36
2040 | MAPP_CA_2_MISO_W | MAPP_CA | MISO_W | Internal | Summer | B5 | 200 | 2058 | 2058 | 62.66 | 84.31 | 0.01 | 21.64
2040 | MAPP_CA_2_MISO_W | MAPP_CA | MISO_W | Internal | Summer | B6 | 300 | 2058 | 2058 | 59.87 | 67.63 | 0.01 | 7.75
2040 | MAPP_CA_2_MISO_W | MAPP_CA | MISO_W | Internal | Summer | B7 | 400 | 2058 | 2058 | 48 | 56.09 | 0.01 | 8.07
2040 | MAPP_CA_2_MISO_W | MAPP_CA | MISO_W | Internal | Summer | B8 | 500 | 2058 | 2058 | 47.86 | 50.74 | 0.01 | 2.87
2040 | MAPP_CA_2_MISO_W | MAPP_CA | MISO_W | Internal | Summer | B9 | 800 | 2058 | 1531.78 | 47.86 | 47.88 | 0.01 | 0
2040 | MAPP_CA_2_MISO_W | MAPP_CA | MISO_W | Internal | Summer | B10 | 1262 | 2058 | 0 | 47.86 | 37.16 | 0.01 | 0
2040 | MAPP_CA_2_MISO_W | MAPP_CA | MISO_W | Internal | Winter | B16 | 25 | 2058 | 5.33 | 51.05 | 51.07 | 0.01 | 0
2040 | MAPP_CA_2_MISO_W | MAPP_CA | MISO_W | Internal | Winter | B17 | 100 | 2058 | 0 | 51.05 | 51.04 | 0.01 | 0
2040 | MAPP_CA_2_MISO_W | MAPP_CA | MISO_W | Internal | Winter | B18 | 400 | 2058 | 1015.04 | 51.05 | 51.07 | 0.01 | 0
2040 | MAPP_CA_2_MISO_W | MAPP_CA | MISO_W | Internal | Winter | B19 | 700 | 2058 | 446.63 | 51.05 | 51.07 | 0.01 | 0
2040 | MAPP_CA_2_MISO_W | MAPP_CA | MISO_W | Internal | Winter | B20 | 935 | 2058 | 0 | 51.05 | 33.33 | 0.01 | 0
2040 | MAPP_US_2_MAPP_CA | MAPP_US | MAPP_CA | Internal | Shoulder | B11 | 25 | 230 | 0 | 61.32 | 57.82 | 3.5 | 0
2040 | MAPP_US_2_MAPP_CA | MAPP_US | MAPP_CA | Internal | Shoulder | B12 | 200 | 230 | 230 | 51.02 | 56.2 | 3.5 | 1.68
2040 | MAPP_US_2_MAPP_CA | MAPP_US | MAPP_CA | Internal | Shoulder | B13 | 600 | 230 | 230 | 46.07 | 52.06 | 3.5 | 2.49
2040 | MAPP_US_2_MAPP_CA | MAPP_US | MAPP_CA | Internal | Shoulder | B14 | 900 | 230 | 230 | 33.07 | 47.34 | 3.5 | 10.77
2040 | MAPP_US_2_MAPP_CA | MAPP_US | MAPP_CA | Internal | Shoulder | B15 | 1203 | 230 | 230 | 25.42 | 47.34 | 3.5 | 18.42
2040 | MAPP_US_2_MAPP_CA | MAPP_US | MAPP_CA | Internal | Summer | B1 | 10 | 230 | 0 | 87.84 | 59.87 | 3.5 | 0
2040 | MAPP_US_2_MAPP_CA | MAPP_US | MAPP_CA | Internal | Summer | B2 | 25 | 230 | 0 | 83.49 | 59.87 | 3.5 | 0
2040 | MAPP_US_2_MAPP_CA | MAPP_US | MAPP_CA | Internal | Summer | B3 | 75 | 230 | 0 | 83.98 | 80.43 | 3.5 | 0
2040 | MAPP_US_2_MAPP_CA | MAPP_US | MAPP_CA | Internal | Summer | B4 | 100 | 230 | 0 | 80.27 | 69.1 | 3.5 | 0
2040 | MAPP_US_2_MAPP_CA | MAPP_US | MAPP_CA | Internal | Summer | B5 | 200 | 230 | 0 | 79.44 | 62.66 | 3.5 | 0
2040 | MAPP_US_2_MAPP_CA | MAPP_US | MAPP_CA | Internal | Summer | B6 | 300 | 230 | 0 | 63.37 | 59.87 | 3.5 | 0
2040 | MAPP_US_2_MAPP_CA | MAPP_US | MAPP_CA | Internal | Summer | B7 | 400 | 230 | 0 | 50.09 | 48 | 3.5 | 0
2040 | MAPP_US_2_MAPP_CA | MAPP_US | MAPP_CA | Internal | Summer | B8 | 500 | 230 | 0 | 44.74 | 47.86 | 3.5 | 0
2040 | MAPP_US_2_MAPP_CA | MAPP_US | MAPP_CA | Internal | Summer | B9 | 800 | 230 | 230 | 41.88 | 47.86 | 3.5 | 2.49
2040 | MAPP_US_2_MAPP_CA | MAPP_US | MAPP_CA | Internal | Summer | B10 | 1262 | 230 | 230 | 31.16 | 47.86 | 3.5 | 13.21
2040 | MAPP_US_2_MAPP_CA | MAPP_US | MAPP_CA | Internal | Winter | B16 | 25 | 230 | 230 | -26.8 | 51.05 | 3.5 | 74.35
2040 | MAPP_US_2_MAPP_CA | MAPP_US | MAPP_CA | Internal | Winter | B17 | 100 | 230 | 230 | 25.42 | 51.05 | 3.5 | 22.13
2040 | MAPP_US_2_MAPP_CA | MAPP_US | MAPP_CA | Internal | Winter | B18 | 400 | 230 | 230 | 41.94 | 51.05 | 3.5 | 5.61
2040 | MAPP_US_2_MAPP_CA | MAPP_US | MAPP_CA | Internal | Winter | B19 | 700 | 230 | 230 | 41.94 | 51.05 | 3.5 | 5.61
2040 | MAPP_US_2_MAPP_CA | MAPP_US | MAPP_CA | Internal | Winter | B20 | 935 | 230 | 230 | 27.59 | 51.05 | 3.5 | 19.96
2040 | MAPP_US_2_MISO_W | MAPP_US | MISO_W | Internal | Shoulder | B11 | 25 | 2635 | 2635 | 61.32 | 67.32 | 3.5 | 2.5
2040 | MAPP_US_2_MISO_W | MAPP_US | MISO_W | Internal | Shoulder | B12 | 200 | 2635 | 2635 | 51.02 | 57.02 | 3.5 | 2.5
2040 | MAPP_US_2_MISO_W | MAPP_US | MISO_W | Internal | Shoulder | B13 | 600 | 2635 | 2635 | 46.07 | 52.07 | 3.5 | 2.5
2040 | MAPP_US_2_MISO_W | MAPP_US | MISO_W | Internal | Shoulder | B14 | 900 | 2635 | 2635 | 33.07 | 47.36 | 3.5 | 10.78
2040 | MAPP_US_2_MISO_W | MAPP_US | MISO_W | Internal | Shoulder | B15 | 1203 | 2635 | 2635 | 25.42 | 33.32 | 3.5 | 4.4
2040 | MAPP_US_2_MISO_W | MAPP_US | MISO_W | Internal | Summer | B1 | 10 | 2635 | 1982.66 | 87.84 | 91.34 | 3.5 | 0
2040 | MAPP_US_2_MISO_W | MAPP_US | MISO_W | Internal | Summer | B2 | 25 | 2635 | 2635 | 83.49 | 87.48 | 3.5 | 0.49
2040 | MAPP_US_2_MISO_W | MAPP_US | MISO_W | Internal | Summer | B3 | 75 | 2635 | 2555.05 | 83.98 | 87.48 | 3.5 | 0
2040 | MAPP_US_2_MISO_W | MAPP_US | MISO_W | Internal | Summer | B4 | 100 | 2635 | 2635 | 80.27 | 85.48 | 3.5 | 1.7
2040 | MAPP_US_2_MISO_W | MAPP_US | MISO_W | Internal | Summer | B5 | 200 | 2635 | 2635 | 79.44 | 84.31 | 3.5 | 1.37
2040 | MAPP_US_2_MISO_W | MAPP_US | MISO_W | Internal | Summer | B6 | 300 | 2635 | 2635 | 63.37 | 67.63 | 3.5 | 0.77
2040 | MAPP_US_2_MISO_W | MAPP_US | MISO_W | Internal | Summer | B7 | 400 | 2635 | 2635 | 50.09 | 56.09 | 3.5 | 2.5
2040 | MAPP_US_2_MISO_W | MAPP_US | MISO_W | Internal | Summer | B8 | 500 | 2635 | 2635 | 44.74 | 50.74 | 3.5 | 2.5
2040 | MAPP_US_2_MISO_W | MAPP_US | MISO_W | Internal | Summer | B9 | 800 | 2635 | 2635 | 41.88 | 47.88 | 3.5 | 2.5
2040 | MAPP_US_2_MISO_W | MAPP_US | MISO_W | Internal | Summer | B10 | 1262 | 2635 | 2635 | 31.16 | 37.16 | 3.5 | 2.5
2040 | MAPP_US_2_MISO_W | MAPP_US | MISO_W | Internal | Winter | B16 | 25 | 2635 | 2635 | -26.8 | 51.07 | 3.5 | 74.36
2040 | MAPP_US_2_MISO_W | MAPP_US | MISO_W | Internal | Winter | B17 | 100 | 2635 | 2635 | 25.42 | 51.04 | 3.5 | 22.12
2040 | MAPP_US_2_MISO_W | MAPP_US | MISO_W | Internal | Winter | B18 | 400 | 2635 | 2635 | 41.94 | 51.07 | 3.5 | 5.63
2040 | MAPP_US_2_MISO_W | MAPP_US | MISO_W | Internal | Winter | B19 | 700 | 2635 | 2635 | 41.94 | 51.07 | 3.5 | 5.63
2040 | MAPP_US_2_MISO_W | MAPP_US | MISO_W | Internal | Winter | B20 | 935 | 2635 | 2635 | 27.59 | 33.33 | 3.5 | 2.23
2040 | MAPP_US_2_NE | MAPP_US | NE | Internal | Shoulder | B11 | 25 | 2000 | 784.83 | 61.32 | 64.82 | 3.5 | 0
2040 | MAPP_US_2_NE | MAPP_US | NE | Internal | Shoulder | B12 | 200 | 2000 | 281.36 | 51.02 | 54.52 | 3.5 | 0
2040 | MAPP_US_2_NE | MAPP_US | NE | Internal | Shoulder | B13 | 600 | 2000 | 590.93 | 46.07 | 49.57 | 3.5 | 0
2040 | MAPP_US_2_NE | MAPP_US | NE | Internal | Shoulder | B14 | 900 | 2000 | 0 | 33.07 | 30.57 | 3.5 | 0
2040 | MAPP_US_2_NE | MAPP_US | NE | Internal | Shoulder | B15 | 1203 | 2000 | 0 | 25.42 | 22.92 | 3.5 | 0
2040 | MAPP_US_2_NE | MAPP_US | NE | Internal | Summer | B1 | 10 | 2000 | 0 | 87.84 | 88.84 | 3.5 | 0
2040 | MAPP_US_2_NE | MAPP_US | NE | Internal | Summer | B2 | 25 | 2000 | 0 | 83.49 | 84.98 | 3.5 | 0
2040 | MAPP_US_2_NE | MAPP_US | NE | Internal | Summer | B3 | 75 | 2000 | 0 | 83.98 | 84.98 | 3.5 | 0
2040 | MAPP_US_2_NE | MAPP_US | NE | Internal | Summer | B4 | 100 | 2000 | 0 | 80.27 | 82.98 | 3.5 | 0
2040 | MAPP_US_2_NE | MAPP_US | NE | Internal | Summer | B5 | 200 | 2000 | 0 | 79.44 | 81.81 | 3.5 | 0
2040 | MAPP_US_2_NE | MAPP_US | NE | Internal | Summer | B6 | 300 | 2000 | 0 | 63.37 | 65.13 | 3.5 | 0
2040 | MAPP_US_2_NE | MAPP_US | NE | Internal | Summer | B7 | 400 | 2000 | 184.55 | 50.09 | 53.59 | 3.5 | 0
2040 | MAPP_US_2_NE | MAPP_US | NE | Internal | Summer | B8 | 500 | 2000 | 940.33 | 44.74 | 48.24 | 3.5 | 0
2040 | MAPP_US_2_NE | MAPP_US | NE | Internal | Summer | B9 | 800 | 2000 | 265.07 | 41.88 | 45.38 | 3.5 | 0
2040 | MAPP_US_2_NE | MAPP_US | NE | Internal | Summer | B10 | 1262 | 2000 | 593.46 | 31.16 | 34.66 | 3.5 | 0
2040 | MAPP_US_2_NE | MAPP_US | NE | Internal | Winter | B16 | 25 | 2000 | 0 | -26.8 | -29.3 | 3.5 | 0
2040 | MAPP_US_2_NE | MAPP_US | NE | Internal | Winter | B17 | 100 | 2000 | 0 | 25.42 | 22.92 | 3.5 | 0
2040 | MAPP_US_2_NE | MAPP_US | NE | Internal | Winter | B18 | 400 | 2000 | 321.64 | 41.94 | 45.44 | 3.5 | 0
2040 | MAPP_US_2_NE | MAPP_US | NE | Internal | Winter | B19 | 700 | 2000 | 0 | 41.94 | 39.44 | 3.5 | 0
2040 | MAPP_US_2_NE | MAPP_US | NE | Internal | Winter | B20 | 935 | 2000 | 0 | 27.59 | 26 | 3.5 | 0
2040 | MARITIMES_2_NEISO | MARITIMES | NEISO | Internal | Shoulder | B11 | 25 | 99999 | 1720.66 | 45.21 | 45.22 | 0.01 | 0
2040 | MARITIMES_2_NEISO | MARITIMES | NEISO | Internal | Shoulder | B12 | 200 | 99999 | 1717.44 | 45.21 | 45.22 | 0.01 | 0
2040 | MARITIMES_2_NEISO | MARITIMES | NEISO | Internal | Shoulder | B13 | 600 | 99999 | 1704.78 | 45.21 | 45.22 | 0.01 | 0
2040 | MARITIMES_2_NEISO | MARITIMES | NEISO | Internal | Shoulder | B14 | 900 | 99999 | 1682.64 | 45.21 | 45.22 | 0.01 | 0
2040 | MARITIMES_2_NEISO | MARITIMES | NEISO | Internal | Shoulder | B15 | 1203 | 99999 | 648.08 | 45.21 | 45.22 | 0.01 | 0
2040 | MARITIMES_2_NEISO | MARITIMES | NEISO | Internal | Summer | B1 | 10 | 99999 | 1900 | 89.84 | 89.85 | 0.01 | 0
2040 | MARITIMES_2_NEISO | MARITIMES | NEISO | Internal | Summer | B2 | 25 | 99999 | 1878.75 | 82.96 | 82.98 | 0.01 | 0
2040 | MARITIMES_2_NEISO | MARITIMES | NEISO | Internal | Summer | B3 | 75 | 99999 | 1836.38 | 64.04 | 64.06 | 0.01 | 0
2040 | MARITIMES_2_NEISO | MARITIMES | NEISO | Internal | Summer | B4 | 100 | 99999 | 1799.97 | 51.49 | 51.51 | 0.01 | 0
2040 | MARITIMES_2_NEISO | MARITIMES | NEISO | Internal | Summer | B5 | 200 | 99999 | 1780.16 | 41.34 | 41.35 | 0.01 | 0
2040 | MARITIMES_2_NEISO | MARITIMES | NEISO | Internal | Summer | B6 | 300 | 99999 | 1757.82 | 41.34 | 41.35 | 0.01 | 0
2040 | MARITIMES_2_NEISO | MARITIMES | NEISO | Internal | Summer | B7 | 400 | 99999 | 1732.23 | 41.34 | 41.35 | 0.01 | 0
2040 | MARITIMES_2_NEISO | MARITIMES | NEISO | Internal | Summer | B8 | 500 | 99999 | 1712.1 | 41.34 | 41.35 | 0.01 | 0
2040 | MARITIMES_2_NEISO | MARITIMES | NEISO | Internal | Summer | B9 | 800 | 99999 | 1687.45 | 41.34 | 41.35 | 0.01 | 0
2040 | MARITIMES_2_NEISO | MARITIMES | NEISO | Internal | Summer | B10 | 1262 | 99999 | 465.06 | 41.34 | 41.35 | 0.01 | 0
2040 | MARITIMES_2_NEISO | MARITIMES | NEISO | Internal | Winter | B16 | 25 | 99999 | 1765.23 | 57.11 | 57.12 | 0.01 | 0
2040 | MARITIMES_2_NEISO | MARITIMES | NEISO | Internal | Winter | B17 | 100 | 99999 | 1747.34 | 57.11 | 57.12 | 0.01 | 0
2040 | MARITIMES_2_NEISO | MARITIMES | NEISO | Internal | Winter | B18 | 400 | 99999 | 1733.65 | 57.11 | 57.12 | 0.01 | 0
2040 | MARITIMES_2_NEISO | MARITIMES | NEISO | Internal | Winter | B19 | 700 | 99999 | 1708.15 | 57.11 | 57.12 | 0.01 | 0
2040 | MARITIMES_2_NEISO | MARITIMES | NEISO | Internal | Winter | B20 | 935 | 99999 | 723.43 | 57.11 | 57.12 | 0.01 | 0
2040 | MISO_IN_2_MISO_MI | MISO_IN | MISO_MI | Internal | Shoulder | B11 | 25 | 5081 | 0.02 | 69.33 | 69.32 | 0.01 | 0
2040 | MISO_IN_2_MISO_MI | MISO_IN | MISO_MI | Internal | Shoulder | B12 | 200 | 5081 | 2322.34 | 59.02 | 59.03 | 0.01 | 0
2040 | MISO_IN_2_MISO_MI | MISO_IN | MISO_MI | Internal | Shoulder | B13 | 600 | 5081 | 3372.77 | 55.92 | 55.93 | 0.01 | 0
2040 | MISO_IN_2_MISO_MI | MISO_IN | MISO_MI | Internal | Shoulder | B14 | 900 | 5081 | 4723.88 | 53.96 | 53.97 | 0.01 | 0
2040 | MISO_IN_2_MISO_MI | MISO_IN | MISO_MI | Internal | Shoulder | B15 | 1203 | 5081 | 4226.06 | 48.4 | 48.41 | 0.01 | 0
2040 | MISO_IN_2_MISO_MI | MISO_IN | MISO_MI | Internal | Summer | B1 | 10 | 5081 | 2100.62 | 93.33 | 93.34 | 0.01 | 0
2040 | MISO_IN_2_MISO_MI | MISO_IN | MISO_MI | Internal | Summer | B2 | 25 | 5081 | 2245.41 | 90.32 | 90.33 | 0.01 | 0
2040 | MISO_IN_2_MISO_MI | MISO_IN | MISO_MI | Internal | Summer | B3 | 75 | 5081 | 0 | 90.05 | 90.04 | 0.01 | 0
2040 | MISO_IN_2_MISO_MI | MISO_IN | MISO_MI | Internal | Summer | B4 | 100 | 5081 | 0 | 87.49 | 87.48 | 0.01 | 0
2040 | MISO_IN_2_MISO_MI | MISO_IN | MISO_MI | Internal | Summer | B5 | 200 | 5081 | 621.28 | 85.57 | 85.58 | 0.01 | 0
2040 | MISO_IN_2_MISO_MI | MISO_IN | MISO_MI | Internal | Summer | B6 | 300 | 5081 | 184.56 | 67.66 | 67.67 | 0.01 | 0
2040 | MISO_IN_2_MISO_MI | MISO_IN | MISO_MI | Internal | Summer | B7 | 400 | 5081 | 2933.5 | 56.11 | 56.12 | 0.01 | 0
2040 | MISO_IN_2_MISO_MI | MISO_IN | MISO_MI | Internal | Summer | B8 | 500 | 5081 | 4992.84 | 52.02 | 52.03 | 0.01 | 0
2040 | MISO_IN_2_MISO_MI | MISO_IN | MISO_MI | Internal | Summer | B9 | 800 | 5081 | 5081 | 49.47 | 49.86 | 0.01 | 0.39
2040 | MISO_IN_2_MISO_MI | MISO_IN | MISO_MI | Internal | Summer | B10 | 1262 | 5081 | 5081 | 39.05 | 43.69 | 0.01 | 4.63
2040 | MISO_IN_2_MISO_MI | MISO_IN | MISO_MI | Internal | Winter | B16 | 25 | 5081 | 118.35 | 72.18 | 72.19 | 0.01 | 0
2040 | MISO_IN_2_MISO_MI | MISO_IN | MISO_MI | Internal | Winter | B17 | 100 | 5081 | 2299.55 | 64.23 | 64.24 | 0.01 | 0
2040 | MISO_IN_2_MISO_MI | MISO_IN | MISO_MI | Internal | Winter | B18 | 400 | 5081 | 3885.92 | 58.54 | 58.55 | 0.01 | 0
2040 | MISO_IN_2_MISO_MI | MISO_IN | MISO_MI | Internal | Winter | B19 | 700 | 5081 | 4747.14 | 56.25 | 56.27 | 0.01 | 0
2040 | MISO_IN_2_MISO_MI | MISO_IN | MISO_MI | Internal | Winter | B20 | 935 | 5081 | 5081 | 45.45 | 49.45 | 0.01 | 3.99
2040 | MISO_IN_2_MISO_MO-IL | MISO_IN | MISO_MO-IL | Internal | Shoulder | B11 | 25 | 9129 | 0.02 | 69.33 | 69.32 | 0.01 | 0
2040 | MISO_IN_2_MISO_MO-IL | MISO_IN | MISO_MO-IL | Internal | Shoulder | B12 | 200 | 9129 | 0 | 59.02 | 57.03 | 0.01 | 0
2040 | MISO_IN_2_MISO_MO-IL | MISO_IN | MISO_MO-IL | Internal | Shoulder | B13 | 600 | 9129 | 0 | 55.92 | 52.08 | 0.01 | 0
2040 | MISO_IN_2_MISO_MO-IL | MISO_IN | MISO_MO-IL | Internal | Shoulder | B14 | 900 | 9129 | 0 | 53.96 | 51.1 | 0.01 | 0
2040 | MISO_IN_2_MISO_MO-IL | MISO_IN | MISO_MO-IL | Internal | Shoulder | B15 | 1203 | 9129 | 0 | 48.4 | 41.17 | 0.01 | 0
2040 | MISO_IN_2_MISO_MO-IL | MISO_IN | MISO_MO-IL | Internal | Summer | B1 | 10 | 9129 | 0 | 93.33 | 91.35 | 0.01 | 0
2040 | MISO_IN_2_MISO_MO-IL | MISO_IN | MISO_MO-IL | Internal | Summer | B2 | 25 | 9129 | 0 | 90.32 | 88.2 | 0.01 | 0
2040 | MISO_IN_2_MISO_MO-IL | MISO_IN | MISO_MO-IL | Internal | Summer | B3 | 75 | 9129 | 0 | 90.05 | 87.84 | 0.01 | 0
2040 | MISO_IN_2_MISO_MO-IL | MISO_IN | MISO_MO-IL | Internal | Summer | B4 | 100 | 9129 | 0 | 87.49 | 87.48 | 0.01 | 0
2040 | MISO_IN_2_MISO_MO-IL | MISO_IN | MISO_MO-IL | Internal | Summer | B5 | 200 | 9129 | 0 | 85.57 | 85.55 | 0.01 | 0
2040 | MISO_IN_2_MISO_MO-IL | MISO_IN | MISO_MO-IL | Internal | Summer | B6 | 300 | 9129 | 0 | 67.66 | 67.64 | 0.01 | 0
2040 | MISO_IN_2_MISO_MO-IL | MISO_IN | MISO_MO-IL | Internal | Summer | B7 | 400 | 9129 | 0 | 56.11 | 56.1 | 0.01 | 0
2040 | MISO_IN_2_MISO_MO-IL | MISO_IN | MISO_MO-IL | Internal | Summer | B8 | 500 | 9129 | 0 | 52.02 | 51.18 | 0.01 | 0
2040 | MISO_IN_2_MISO_MO-IL | MISO_IN | MISO_MO-IL | Internal | Summer | B9 | 800 | 9129 | 0 | 49.47 | 49.45 | 0.01 | 0
2040 | MISO_IN_2_MISO_MO-IL | MISO_IN | MISO_MO-IL | Internal | Summer | B10 | 1262 | 9129 | 0 | 39.05 | 39.03 | 0.01 | 0
2040 | MISO_IN_2_MISO_MO-IL | MISO_IN | MISO_MO-IL | Internal | Winter | B16 | 25 | 9129 | 0 | 72.18 | 65.29 | 0.01 | 0
2040 | MISO_IN_2_MISO_MO-IL | MISO_IN | MISO_MO-IL | Internal | Winter | B17 | 100 | 9129 | 0 | 64.23 | 59.86 | 0.01 | 0
2040 | MISO_IN_2_MISO_MO-IL | MISO_IN | MISO_MO-IL | Internal | Winter | B18 | 400 | 9129 | 0 | 58.54 | 54.24 | 0.01 | 0
2040 | MISO_IN_2_MISO_MO-IL | MISO_IN | MISO_MO-IL | Internal | Winter | B19 | 700 | 9129 | 0 | 56.25 | 51.31 | 0.01 | 0
2040 | MISO_IN_2_MISO_MO-IL | MISO_IN | MISO_MO-IL | Internal | Winter | B20 | 935 | 9129 | 0 | 45.45 | 40.62 | 0.01 | 0
2040 | MISO_IN_2_NonRTO_Midwest | MISO_IN | NonRTO_Midwest | Internal | Shoulder | B11 | 25 | 4800 | 1745.38 | 69.33 | 73.33 | 4 | 0
2040 | MISO_IN_2_NonRTO_Midwest | MISO_IN | NonRTO_Midwest | Internal | Shoulder | B12 | 200 | 4800 | 1105.43 | 59.02 | 63.02 | 4 | 0
2040 | MISO_IN_2_NonRTO_Midwest | MISO_IN | NonRTO_Midwest | Internal | Shoulder | B13 | 600 | 4800 | 488.9 | 55.92 | 59.92 | 4 | 0
2040 | MISO_IN_2_NonRTO_Midwest | MISO_IN | NonRTO_Midwest | Internal | Shoulder | B14 | 900 | 4800 | 0 | 53.96 | 57.74 | 4 | 0
2040 | MISO_IN_2_NonRTO_Midwest | MISO_IN | NonRTO_Midwest | Internal | Shoulder | B15 | 1203 | 4800 | 0 | 48.4 | 49.58 | 4 | 0
2040 | MISO_IN_2_NonRTO_Midwest | MISO_IN | NonRTO_Midwest | Internal | Summer | B1 | 10 | 4800 | 108.72 | 93.33 | 97.33 | 4 | 0
2040 | MISO_IN_2_NonRTO_Midwest | MISO_IN | NonRTO_Midwest | Internal | Summer | B2 | 25 | 4800 | 0 | 90.32 | 94.05 | 4 | 0
2040 | MISO_IN_2_NonRTO_Midwest | MISO_IN | NonRTO_Midwest | Internal | Summer | B3 | 75 | 4800 | 2300.24 | 90.05 | 94.05 | 4 | 0
2040 | MISO_IN_2_NonRTO_Midwest | MISO_IN | NonRTO_Midwest | Internal | Summer | B4 | 100 | 4800 | 1846.93 | 87.49 | 91.49 | 4 | 0
2040 | MISO_IN_2_NonRTO_Midwest | MISO_IN | NonRTO_Midwest | Internal | Summer | B5 | 200 | 4800 | 1855.05 | 85.57 | 89.57 | 4 | 0
2040 | MISO_IN_2_NonRTO_Midwest | MISO_IN | NonRTO_Midwest | Internal | Summer | B6 | 300 | 4800 | 1316.05 | 67.66 | 71.65 | 4 | 0
2040 | MISO_IN_2_NonRTO_Midwest | MISO_IN | NonRTO_Midwest | Internal | Summer | B7 | 400 | 4800 | 655.59 | 56.11 | 60.11 | 4 | 0
2040 | MISO_IN_2_NonRTO_Midwest | MISO_IN | NonRTO_Midwest | Internal | Summer | B8 | 500 | 4800 | 85.16 | 52.02 | 56.02 | 4 | 0
2040 | MISO_IN_2_NonRTO_Midwest | MISO_IN | NonRTO_Midwest | Internal | Summer | B9 | 800 | 4800 | 0 | 49.47 | 49.45 | 4 | 0
2040 | MISO_IN_2_NonRTO_Midwest | MISO_IN | NonRTO_Midwest | Internal | Summer | B10 | 1262 | 4800 | 0 | 39.05 | 41.69 | 4 | 0
2040 | MISO_IN_2_NonRTO_Midwest | MISO_IN | NonRTO_Midwest | Internal | Winter | B16 | 25 | 4800 | 2706.51 | 72.18 | 76.18 | 4 | 0
2040 | MISO_IN_2_NonRTO_Midwest | MISO_IN | NonRTO_Midwest | Internal | Winter | B17 | 100 | 4800 | 1531.91 | 64.23 | 68.23 | 4 | 0
2040 | MISO_IN_2_NonRTO_Midwest | MISO_IN | NonRTO_Midwest | Internal | Winter | B18 | 400 | 4800 | 580.01 | 58.54 | 62.54 | 4 | 0
2040 | MISO_IN_2_NonRTO_Midwest | MISO_IN | NonRTO_Midwest | Internal | Winter | B19 | 700 | 4800 | 0 | 56.25 | 56.47 | 4 | 0
2040 | MISO_IN_2_NonRTO_Midwest | MISO_IN | NonRTO_Midwest | Internal | Winter | B20 | 935 | 4800 | 418.27 | 45.45 | 49.45 | 4 | 0
2040 | MISO_IN_2_PJM_ROR | MISO_IN | PJM_ROR | Internal | Shoulder | B11 | 25 | 992 | 0 | 69.33 | 68.32 | 1 | 0
2040 | MISO_IN_2_PJM_ROR | MISO_IN | PJM_ROR | Internal | Shoulder | B12 | 200 | 992 | 0 | 59.02 | 58.02 | 1 | 0
2040 | MISO_IN_2_PJM_ROR | MISO_IN | PJM_ROR | Internal | Shoulder | B13 | 600 | 992 | 0 | 55.92 | 53.08 | 1 | 0
2040 | MISO_IN_2_PJM_ROR | MISO_IN | PJM_ROR | Internal | Shoulder | B14 | 900 | 992 | 0 | 53.96 | 52.1 | 1 | 0
2040 | MISO_IN_2_PJM_ROR | MISO_IN | PJM_ROR | Internal | Shoulder | B15 | 1203 | 992 | 183.07 | 48.4 | 49.4 | 1 | 0
2040 | MISO_IN_2_PJM_ROR | MISO_IN | PJM_ROR | Internal | Summer | B1 | 10 | 992 | 0 | 93.33 | 92.34 | 1 | 0
2040 | MISO_IN_2_PJM_ROR | MISO_IN | PJM_ROR | Internal | Summer | B2 | 25 | 992 | 0 | 90.32 | 88.48 | 1 | 0
2040 | MISO_IN_2_PJM_ROR | MISO_IN | PJM_ROR | Internal | Summer | B3 | 75 | 992 | 0 | 90.05 | 86.48 | 1 | 0
2040 | MISO_IN_2_PJM_ROR | MISO_IN | PJM_ROR | Internal | Summer | B4 | 100 | 992 | 0 | 87.49 | 86.48 | 1 | 0
2040 | MISO_IN_2_PJM_ROR | MISO_IN | PJM_ROR | Internal | Summer | B5 | 200 | 992 | 0 | 85.57 | 85.31 | 1 | 0
2040 | MISO_IN_2_PJM_ROR | MISO_IN | PJM_ROR | Internal | Summer | B6 | 300 | 992 | 0 | 67.66 | 68.63 | 1 | 0
2040 | MISO_IN_2_PJM_ROR | MISO_IN | PJM_ROR | Internal | Summer | B7 | 400 | 992 | 0 | 56.11 | 56.39 | 1 | 0
2040 | MISO_IN_2_PJM_ROR | MISO_IN | PJM_ROR | Internal | Summer | B8 | 500 | 992 | 0 | 52.02 | 51.74 | 1 | 0
2040 | MISO_IN_2_PJM_ROR | MISO_IN | PJM_ROR | Internal | Summer | B9 | 800 | 992 | 0 | 49.47 | 48.88 | 1 | 0
2040 | MISO_IN_2_PJM_ROR | MISO_IN | PJM_ROR | Internal | Summer | B10 | 1262 | 992 | 992 | 39.05 | 42.69 | 1 | 2.64
2040 | MISO_IN_2_PJM_ROR | MISO_IN | PJM_ROR | Internal | Winter | B16 | 25 | 992 | 0 | 72.18 | 71.19 | 1 | 0
2040 | MISO_IN_2_PJM_ROR | MISO_IN | PJM_ROR | Internal | Winter | B17 | 100 | 992 | 0 | 64.23 | 63.24 | 1 | 0
2040 | MISO_IN_2_PJM_ROR | MISO_IN | PJM_ROR | Internal | Winter | B18 | 400 | 992 | 0 | 58.54 | 58.48 | 1 | 0
2040 | MISO_IN_2_PJM_ROR | MISO_IN | PJM_ROR | Internal | Winter | B19 | 700 | 992 | 0 | 56.25 | 55.94 | 1 | 0
2040 | MISO_IN_2_PJM_ROR | MISO_IN | PJM_ROR | Internal | Winter | B20 | 935 | 992 | 992 | 45.45 | 50.45 | 1 | 4
2040 | MISO_MI_2_IESO | MISO_MI | IESO | Internal | Shoulder | B11 | 25 | 1580 | 0 | 69.32 | 58.92 | 4 | 0
2040 | MISO_MI_2_IESO | MISO_MI | IESO | Internal | Shoulder | B12 | 200 | 1580 | 0 | 59.03 | 52.7 | 4 | 0
2040 | MISO_MI_2_IESO | MISO_MI | IESO | Internal | Shoulder | B13 | 600 | 1580 | 0 | 55.93 | 52.43 | 4 | 0
2040 | MISO_MI_2_IESO | MISO_MI | IESO | Internal | Shoulder | B14 | 900 | 1580 | 0 | 53.97 | 51.59 | 4 | 0
2040 | MISO_MI_2_IESO | MISO_MI | IESO | Internal | Shoulder | B15 | 1203 | 1580 | 0 | 48.41 | 51.59 | 4 | 0
2040 | MISO_MI_2_IESO | MISO_MI | IESO | Internal | Summer | B1 | 10 | 1580 | 0 | 93.34 | 89.84 | 4 | 0
2040 | MISO_MI_2_IESO | MISO_MI | IESO | Internal | Summer | B2 | 25 | 1580 | 0 | 90.33 | 86.83 | 4 | 0
2040 | MISO_MI_2_IESO | MISO_MI | IESO | Internal | Summer | B3 | 75 | 1580 | 0 | 90.04 | 84.43 | 4 | 0
2040 | MISO_MI_2_IESO | MISO_MI | IESO | Internal | Summer | B4 | 100 | 1580 | 0 | 87.48 | 73.1 | 4 | 0
2040 | MISO_MI_2_IESO | MISO_MI | IESO | Internal | Summer | B5 | 200 | 1580 | 0 | 85.58 | 66.66 | 4 | 0
2040 | MISO_MI_2_IESO | MISO_MI | IESO | Internal | Summer | B6 | 300 | 1580 | 0 | 67.67 | 56.49 | 4 | 0
2040 | MISO_MI_2_IESO | MISO_MI | IESO | Internal | Summer | B7 | 400 | 1580 | 0 | 56.12 | 52 | 4 | 0
2040 | MISO_MI_2_IESO | MISO_MI | IESO | Internal | Summer | B8 | 500 | 1580 | 0 | 52.03 | 48.53 | 4 | 0
2040 | MISO_MI_2_IESO | MISO_MI | IESO | Internal | Summer | B9 | 800 | 1580 | 0 | 49.86 | 47.78 | 4 | 0
2040 | MISO_MI_2_IESO | MISO_MI | IESO | Internal | Summer | B10 | 1262 | 1580 | 1580 | 43.69 | 47.78 | 4 | 0.09
2040 | MISO_MI_2_IESO | MISO_MI | IESO | Internal | Winter | B16 | 25 | 1580 | 0 | 72.19 | 63.7 | 4 | 0
2040 | MISO_MI_2_IESO | MISO_MI | IESO | Internal | Winter | B17 | 100 | 1580 | 0 | 64.24 | 55.12 | 4 | 0
2040 | MISO_MI_2_IESO | MISO_MI | IESO | Internal | Winter | B18 | 400 | 1580 | 0 | 58.55 | 55.05 | 4 | 0
2040 | MISO_MI_2_IESO | MISO_MI | IESO | Internal | Winter | B19 | 700 | 1580 | 0 | 56.27 | 55.05 | 4 | 0
2040 | MISO_MI_2_IESO | MISO_MI | IESO | Internal | Winter | B20 | 935 | 1580 | 1580 | 49.45 | 55.05 | 4 | 1.6
2040 | MISO_MI_2_MISO_IN | MISO_MI | MISO_IN | Internal | Shoulder | B11 | 25 | 2126 | 137.37 | 69.32 | 69.33 | 0.01 | 0
2040 | MISO_MI_2_MISO_IN | MISO_MI | MISO_IN | Internal | Shoulder | B12 | 200 | 2126 | 0 | 59.03 | 59.02 | 0.01 | 0
2040 | MISO_MI_2_MISO_IN | MISO_MI | MISO_IN | Internal | Shoulder | B13 | 600 | 2126 | 0 | 55.93 | 55.92 | 0.01 | 0
2040 | MISO_MI_2_MISO_IN | MISO_MI | MISO_IN | Internal | Shoulder | B14 | 900 | 2126 | 0 | 53.97 | 53.96 | 0.01 | 0
2040 | MISO_MI_2_MISO_IN | MISO_MI | MISO_IN | Internal | Shoulder | B15 | 1203 | 2126 | 0 | 48.41 | 48.4 | 0.01 | 0
2040 | MISO_MI_2_MISO_IN | MISO_MI | MISO_IN | Internal | Summer | B1 | 10 | 2126 | 0.04 | 93.34 | 93.33 | 0.01 | 0
2040 | MISO_MI_2_MISO_IN | MISO_MI | MISO_IN | Internal | Summer | B2 | 25 | 2126 | 0.02 | 90.33 | 90.32 | 0.01 | 0
2040 | MISO_MI_2_MISO_IN | MISO_MI | MISO_IN | Internal | Summer | B3 | 75 | 2126 | 373.17 | 90.04 | 90.05 | 0.01 | 0
2040 | MISO_MI_2_MISO_IN | MISO_MI | MISO_IN | Internal | Summer | B4 | 100 | 2126 | 1007.12 | 87.48 | 87.49 | 0.01 | 0
2040 | MISO_MI_2_MISO_IN | MISO_MI | MISO_IN | Internal | Summer | B5 | 200 | 2126 | 0 | 85.58 | 85.57 | 0.01 | 0
2040 | MISO_MI_2_MISO_IN | MISO_MI | MISO_IN | Internal | Summer | B6 | 300 | 2126 | 0 | 67.67 | 67.66 | 0.01 | 0
2040 | MISO_MI_2_MISO_IN | MISO_MI | MISO_IN | Internal | Summer | B7 | 400 | 2126 | 0 | 56.12 | 56.11 | 0.01 | 0
2040 | MISO_MI_2_MISO_IN | MISO_MI | MISO_IN | Internal | Summer | B8 | 500 | 2126 | 0 | 52.03 | 52.02 | 0.01 | 0
2040 | MISO_MI_2_MISO_IN | MISO_MI | MISO_IN | Internal | Summer | B9 | 800 | 2126 | 0 | 49.86 | 49.47 | 0.01 | 0
2040 | MISO_MI_2_MISO_IN | MISO_MI | MISO_IN | Internal | Summer | B10 | 1262 | 2126 | 0 | 43.69 | 39.05 | 0.01 | 0
2040 | MISO_MI_2_MISO_IN | MISO_MI | MISO_IN | Internal | Winter | B16 | 25 | 2126 | 0.02 | 72.19 | 72.18 | 0.01 | 0
2040 | MISO_MI_2_MISO_IN | MISO_MI | MISO_IN | Internal | Winter | B17 | 100 | 2126 | 0 | 64.24 | 64.23 | 0.01 | 0
2040 | MISO_MI_2_MISO_IN | MISO_MI | MISO_IN | Internal | Winter | B18 | 400 | 2126 | 0 | 58.55 | 58.54 | 0.01 | 0
2040 | MISO_MI_2_MISO_IN | MISO_MI | MISO_IN | Internal | Winter | B19 | 700 | 2126 | 0 | 56.27 | 56.25 | 0.01 | 0
2040 | MISO_MI_2_MISO_IN | MISO_MI | MISO_IN | Internal | Winter | B20 | 935 | 2126 | 0 | 49.45 | 45.45 | 0.01 | 0
2040 | MISO_MI_2_MISO_WUMS | MISO_MI | MISO_WUMS | Internal | Shoulder | B11 | 25 | 166 | 0.01 | 69.32 | 69.31 | 0.01 | 0
2040 | MISO_MI_2_MISO_WUMS | MISO_MI | MISO_WUMS | Internal | Shoulder | B12 | 200 | 166 | 0 | 59.03 | 57.1 | 0.01 | 0
2040 | MISO_MI_2_MISO_WUMS | MISO_MI | MISO_WUMS | Internal | Shoulder | B13 | 600 | 166 | 0 | 55.93 | 54.04 | 0.01 | 0
2040 | MISO_MI_2_MISO_WUMS | MISO_MI | MISO_WUMS | Internal | Shoulder | B14 | 900 | 166 | 0 | 53.97 | 53.1 | 0.01 | 0
2040 | MISO_MI_2_MISO_WUMS | MISO_MI | MISO_WUMS | Internal | Shoulder | B15 | 1203 | 166 | 0 | 48.41 | 48.4 | 0.01 | 0
2040 | MISO_MI_2_MISO_WUMS | MISO_MI | MISO_WUMS | Internal | Summer | B1 | 10 | 166 | 0 | 93.34 | 84.3 | 0.01 | 0
2040 | MISO_MI_2_MISO_WUMS | MISO_MI | MISO_WUMS | Internal | Summer | B2 | 25 | 166 | 0 | 90.33 | 84.3 | 0.01 | 0
2040 | MISO_MI_2_MISO_WUMS | MISO_MI | MISO_WUMS | Internal | Summer | B3 | 75 | 166 | 0 | 90.04 | 84.3 | 0.01 | 0
2040 | MISO_MI_2_MISO_WUMS | MISO_MI | MISO_WUMS | Internal | Summer | B4 | 100 | 166 | 0 | 87.48 | 84.3 | 0.01 | 0
2040 | MISO_MI_2_MISO_WUMS | MISO_MI | MISO_WUMS | Internal | Summer | B5 | 200 | 166 | 0 | 85.58 | 84.3 | 0.01 | 0
2040 | MISO_MI_2_MISO_WUMS | MISO_MI | MISO_WUMS | Internal | Summer | B6 | 300 | 166 | 0 | 67.67 | 67.64 | 0.01 | 0
2040 | MISO_MI_2_MISO_WUMS | MISO_MI | MISO_WUMS | Internal | Summer | B7 | 400 | 166 | 0 | 56.12 | 56.1 | 0.01 | 0
2040 | MISO_MI_2_MISO_WUMS | MISO_MI | MISO_WUMS | Internal | Summer | B8 | 500 | 166 | 0 | 52.03 | 51.92 | 0.01 | 0
2040 | MISO_MI_2_MISO_WUMS | MISO_MI | MISO_WUMS | Internal | Summer | B9 | 800 | 166 | 11.71 | 49.86 | 49.88 | 0.01 | 0
2040 | MISO_MI_2_MISO_WUMS | MISO_MI | MISO_WUMS | Internal | Summer | B10 | 1262 | 166 | 0 | 43.69 | 42.15 | 0.01 | 0
2040 | MISO_MI_2_MISO_WUMS | MISO_MI | MISO_WUMS | Internal | Winter | B16 | 25 | 166 | 0 | 72.19 | 70.19 | 0.01 | 0
2040 | MISO_MI_2_MISO_WUMS | MISO_MI | MISO_WUMS | Internal | Winter | B17 | 100 | 166 | 0 | 64.24 | 62.24 | 0.01 | 0
2040 | MISO_MI_2_MISO_WUMS | MISO_MI | MISO_WUMS | Internal | Winter | B18 | 400 | 166 | 0 | 58.55 | 57.96 | 0.01 | 0
2040 | MISO_MI_2_MISO_WUMS | MISO_MI | MISO_WUMS | Internal | Winter | B19 | 700 | 166 | 74.82 | 56.27 | 56.28 | 0.01 | 0
2040 | MISO_MI_2_MISO_WUMS | MISO_MI | MISO_WUMS | Internal | Winter | B20 | 935 | 166 | 0 | 49.45 | 49.44 | 0.01 | 0
2040 | MISO_MI_2_PJM_ROR | MISO_MI | PJM_ROR | Internal | Shoulder | B11 | 25 | 1424 | 0 | 69.32 | 68.32 | 1 | 0
2040 | MISO_MI_2_PJM_ROR | MISO_MI | PJM_ROR | Internal | Shoulder | B12 | 200 | 1424 | 0 | 59.03 | 58.02 | 1 | 0
2040 | MISO_MI_2_PJM_ROR | MISO_MI | PJM_ROR | Internal | Shoulder | B13 | 600 | 1424 | 0 | 55.93 | 53.08 | 1 | 0
2040 | MISO_MI_2_PJM_ROR | MISO_MI | PJM_ROR | Internal | Shoulder | B14 | 900 | 1424 | 0 | 53.97 | 52.1 | 1 | 0
2040 | MISO_MI_2_PJM_ROR | MISO_MI | PJM_ROR | Internal | Shoulder | B15 | 1203 | 1424 | 0 | 48.41 | 49.4 | 1 | 0
2040 | MISO_MI_2_PJM_ROR | MISO_MI | PJM_ROR | Internal | Summer | B1 | 10 | 1424 | 0 | 93.34 | 92.34 | 1 | 0
2040 | MISO_MI_2_PJM_ROR | MISO_MI | PJM_ROR | Internal | Summer | B2 | 25 | 1424 | 0 | 90.33 | 88.48 | 1 | 0
2040 | MISO_MI_2_PJM_ROR | MISO_MI | PJM_ROR | Internal | Summer | B3 | 75 | 1424 | 0 | 90.04 | 86.48 | 1 | 0
2040 | MISO_MI_2_PJM_ROR | MISO_MI | PJM_ROR | Internal | Summer | B4 | 100 | 1424 | 0 | 87.48 | 86.48 | 1 | 0
2040 | MISO_MI_2_PJM_ROR | MISO_MI | PJM_ROR | Internal | Summer | B5 | 200 | 1424 | 0 | 85.58 | 85.31 | 1 | 0
2040 | MISO_MI_2_PJM_ROR | MISO_MI | PJM_ROR | Internal | Summer | B6 | 300 | 1424 | 0 | 67.67 | 68.63 | 1 | 0
2040 | MISO_MI_2_PJM_ROR | MISO_MI | PJM_ROR | Internal | Summer | B7 | 400 | 1424 | 0 | 56.12 | 56.39 | 1 | 0
2040 | MISO_MI_2_PJM_ROR | MISO_MI | PJM_ROR | Internal | Summer | B8 | 500 | 1424 | 0 | 52.03 | 51.74 | 1 | 0
2040 | MISO_MI_2_PJM_ROR | MISO_MI | PJM_ROR | Internal | Summer | B9 | 800 | 1424 | 0 | 49.86 | 48.88 | 1 | 0
2040 | MISO_MI_2_PJM_ROR | MISO_MI | PJM_ROR | Internal | Summer | B10 | 1262 | 1424 | 0 | 43.69 | 42.69 | 1 | 0
2040 | MISO_MI_2_PJM_ROR | MISO_MI | PJM_ROR | Internal | Winter | B16 | 25 | 1424 | 0 | 72.19 | 71.19 | 1 | 0
2040 | MISO_MI_2_PJM_ROR | MISO_MI | PJM_ROR | Internal | Winter | B17 | 100 | 1424 | 0 | 64.24 | 63.24 | 1 | 0
2040 | MISO_MI_2_PJM_ROR | MISO_MI | PJM_ROR | Internal | Winter | B18 | 400 | 1424 | 0 | 58.55 | 58.48 | 1 | 0
2040 | MISO_MI_2_PJM_ROR | MISO_MI | PJM_ROR | Internal | Winter | B19 | 700 | 1424 | 0 | 56.27 | 55.94 | 1 | 0
2040 | MISO_MI_2_PJM_ROR | MISO_MI | PJM_ROR | Internal | Winter | B20 | 935 | 1424 | 1211.26 | 49.45 | 50.45 | 1 | 0
2040 | MISO_MO-IL_2_ENT | MISO_MO-IL | ENT | Internal | Shoulder | B11 | 25 | 2540 | 0 | 69.32 | 67.33 | 4 | 0
2040 | MISO_MO-IL_2_ENT | MISO_MO-IL | ENT | Internal | Shoulder | B12 | 200 | 2540 | 0 | 57.03 | 57.12 | 4 | 0
2040 | MISO_MO-IL_2_ENT | MISO_MO-IL | ENT | Internal | Shoulder | B13 | 600 | 2540 | 0 | 52.08 | 52.08 | 4 | 0
2040 | MISO_MO-IL_2_ENT | MISO_MO-IL | ENT | Internal | Shoulder | B14 | 900 | 2540 | 0 | 51.1 | 51.1 | 4 | 0
2040 | MISO_MO-IL_2_ENT | MISO_MO-IL | ENT | Internal | Shoulder | B15 | 1203 | 2540 | 0 | 41.17 | 42.37 | 4 | 0
2040 | MISO_MO-IL_2_ENT | MISO_MO-IL | ENT | Internal | Summer | B1 | 10 | 2540 | 0 | 91.35 | 91.35 | 4 | 0
2040 | MISO_MO-IL_2_ENT | MISO_MO-IL | ENT | Internal | Summer | B2 | 25 | 2540 | 0 | 88.2 | 87.49 | 4 | 0
2040 | MISO_MO-IL_2_ENT | MISO_MO-IL | ENT | Internal | Summer | B3 | 75 | 2540 | 0 | 87.84 | 87.49 | 4 | 0
2040 | MISO_MO-IL_2_ENT | MISO_MO-IL | ENT | Internal | Summer | B4 | 100 | 2540 | 0 | 87.48 | 85.49 | 4 | 0
2040 | MISO_MO-IL_2_ENT | MISO_MO-IL | ENT | Internal | Summer | B5 | 200 | 2540 | 0 | 85.55 | 84.32 | 4 | 0
2040 | MISO_MO-IL_2_ENT | MISO_MO-IL | ENT | Internal | Summer | B6 | 300 | 2540 | 0 | 67.64 | 67.64 | 4 | 0
2040 | MISO_MO-IL_2_ENT | MISO_MO-IL | ENT | Internal | Summer | B7 | 400 | 2540 | 0 | 56.1 | 57.49 | 4 | 0
2040 | MISO_MO-IL_2_ENT | MISO_MO-IL | ENT | Internal | Summer | B8 | 500 | 2540 | 625.91 | 51.18 | 55.17 | 4 | 0
2040 | MISO_MO-IL_2_ENT | MISO_MO-IL | ENT | Internal | Summer | B9 | 800 | 2540 | 970.71 | 49.45 | 53.45 | 4 | 0
2040 | MISO_MO-IL_2_ENT | MISO_MO-IL | ENT | Internal | Summer | B10 | 1262 | 2540 | 0 | 39.03 | 41.69 | 4 | 0
2040 | MISO_MO-IL_2_ENT | MISO_MO-IL | ENT | Internal | Winter | B16 | 25 | 2540 | 0 | 65.29 | 61.29 | 4 | 0
2040 | MISO_MO-IL_2_ENT | MISO_MO-IL | ENT | Internal | Winter | B17 | 100 | 2540 | 0 | 59.86 | 59.86 | 4 | 0
2040 | MISO_MO-IL_2_ENT | MISO_MO-IL | ENT | Internal | Winter | B18 | 400 | 2540 | 0 | 54.24 | 54.24 | 4 | 0
2040 | MISO_MO-IL_2_ENT | MISO_MO-IL | ENT | Internal | Winter | B19 | 700 | 2540 | 0 | 51.31 | 50.54 | 4 | 0
2040 | MISO_MO-IL_2_ENT | MISO_MO-IL | ENT | Internal | Winter | B20 | 935 | 2540 | 0 | 40.62 | 42.42 | 4 | 0
2040 | MISO_MO-IL_2_MISO_IN | MISO_MO-IL | MISO_IN | Internal | Shoulder | B11 | 25 | 6229 | 5111.48 | 69.32 | 69.33 | 0.01 | 0
2040 | MISO_MO-IL_2_MISO_IN | MISO_MO-IL | MISO_IN | Internal | Shoulder | B12 | 200 | 6229 | 6229 | 57.03 | 59.02 | 0.01 | 1.98
2040 | MISO_MO-IL_2_MISO_IN | MISO_MO-IL | MISO_IN | Internal | Shoulder | B13 | 600 | 6229 | 6229 | 52.08 | 55.92 | 0.01 | 3.82
2040 | MISO_MO-IL_2_MISO_IN | MISO_MO-IL | MISO_IN | Internal | Shoulder | B14 | 900 | 6229 | 6229 | 51.1 | 53.96 | 0.01 | 2.85
2040 | MISO_MO-IL_2_MISO_IN | MISO_MO-IL | MISO_IN | Internal | Shoulder | B15 | 1203 | 6229 | 6229 | 41.17 | 48.4 | 0.01 | 7.22
2040 | MISO_MO-IL_2_MISO_IN | MISO_MO-IL | MISO_IN | Internal | Summer | B1 | 10 | 6229 | 6229 | 91.35 | 93.33 | 0.01 | 1.96
2040 | MISO_MO-IL_2_MISO_IN | MISO_MO-IL | MISO_IN | Internal | Summer | B2 | 25 | 6229 | 6229 | 88.2 | 90.32 | 0.01 | 2.11
2040 | MISO_MO-IL_2_MISO_IN | MISO_MO-IL | MISO_IN | Internal | Summer | B3 | 75 | 6229 | 6229 | 87.84 | 90.05 | 0.01 | 2.2
2040 | MISO_MO-IL_2_MISO_IN | MISO_MO-IL | MISO_IN | Internal | Summer | B4 | 100 | 6229 | 4158.8 | 87.48 | 87.49 | 0.01 | 0
2040 | MISO_MO-IL_2_MISO_IN | MISO_MO-IL | MISO_IN | Internal | Summer | B5 | 200 | 6229 | 6058.41 | 85.55 | 85.57 | 0.01 | 0
2040 | MISO_MO-IL_2_MISO_IN | MISO_MO-IL | MISO_IN | Internal | Summer | B6 | 300 | 6229 | 4227.17 | 67.64 | 67.66 | 0.01 | 0
2040 | MISO_MO-IL_2_MISO_IN | MISO_MO-IL | MISO_IN | Internal | Summer | B7 | 400 | 6229 | 4977.26 | 56.1 | 56.11 | 0.01 | 0
2040 | MISO_MO-IL_2_MISO_IN | MISO_MO-IL | MISO_IN | Internal | Summer | B8 | 500 | 6229 | 6229 | 51.18 | 52.02 | 0.01 | 0.83
2040 | MISO_MO-IL_2_MISO_IN | MISO_MO-IL | MISO_IN | Internal | Summer | B9 | 800 | 6229 | 5225.96 | 49.45 | 49.47 | 0.01 | 0
2040 | MISO_MO-IL_2_MISO_IN | MISO_MO-IL | MISO_IN | Internal | Summer | B10 | 1262 | 6229 | 5873.03 | 39.03 | 39.05 | 0.01 | 0
2040 | MISO_MO-IL_2_MISO_IN | MISO_MO-IL | MISO_IN | Internal | Winter | B16 | 25 | 6229 | 6229 | 65.29 | 72.18 | 0.01 | 6.88
2040 | MISO_MO-IL_2_MISO_IN | MISO_MO-IL | MISO_IN | Internal | Winter | B17 | 100 | 6229 | 6229 | 59.86 | 64.23 | 0.01 | 4.35
2040 | MISO_MO-IL_2_MISO_IN | MISO_MO-IL | MISO_IN | Internal | Winter | B18 | 400 | 6229 | 6229 | 54.24 | 58.54 | 0.01 | 4.29
2040 | MISO_MO-IL_2_MISO_IN | MISO_MO-IL | MISO_IN | Internal | Winter | B19 | 700 | 6229 | 6229 | 51.31 | 56.25 | 0.01 | 4.94
2040 | MISO_MO-IL_2_MISO_IN | MISO_MO-IL | MISO_IN | Internal | Winter | B20 | 935 | 6229 | 6229 | 40.62 | 45.45 | 0.01 | 4.82
2040 | MISO_MO-IL_2_MISO_W | MISO_MO-IL | MISO_W | Internal | Shoulder | B11 | 25 | 5033 | 0 | 69.32 | 67.32 | 0.01 | 0
2040 | MISO_MO-IL_2_MISO_W | MISO_MO-IL | MISO_W | Internal | Shoulder | B12 | 200 | 5033 | 0 | 57.03 | 57.02 | 0.01 | 0
2040 | MISO_MO-IL_2_MISO_W | MISO_MO-IL | MISO_W | Internal | Shoulder | B13 | 600 | 5033 | 0 | 52.08 | 52.07 | 0.01 | 0
2040 | MISO_MO-IL_2_MISO_W | MISO_MO-IL | MISO_W | Internal | Shoulder | B14 | 900 | 5033 | 0 | 51.1 | 47.36 | 0.01 | 0
2040 | MISO_MO-IL_2_MISO_W | MISO_MO-IL | MISO_W | Internal | Shoulder | B15 | 1203 | 5033 | 0 | 41.17 | 33.32 | 0.01 | 0
2040 | MISO_MO-IL_2_MISO_W | MISO_MO-IL | MISO_W | Internal | Summer | B1 | 10 | 5033 | 0.04 | 91.35 | 91.34 | 0.01 | 0
2040 | MISO_MO-IL_2_MISO_W | MISO_MO-IL | MISO_W | Internal | Summer | B2 | 25 | 5033 | 0 | 88.2 | 87.48 | 0.01 | 0
2040 | MISO_MO-IL_2_MISO_W | MISO_MO-IL | MISO_W | Internal | Summer | B3 | 75 | 5033 | 0 | 87.84 | 87.48 | 0.01 | 0
2040 | MISO_MO-IL_2_MISO_W | MISO_MO-IL | MISO_W | Internal | Summer | B4 | 100 | 5033 | 0 | 87.48 | 85.48 | 0.01 | 0
2040 | MISO_MO-IL_2_MISO_W | MISO_MO-IL | MISO_W | Internal | Summer | B5 | 200 | 5033 | 0 | 85.55 | 84.31 | 0.01 | 0
2040 | MISO_MO-IL_2_MISO_W | MISO_MO-IL | MISO_W | Internal | Summer | B6 | 300 | 5033 | 0 | 67.64 | 67.63 | 0.01 | 0
2040 | MISO_MO-IL_2_MISO_W | MISO_MO-IL | MISO_W | Internal | Summer | B7 | 400 | 5033 | 0 | 56.1 | 56.09 | 0.01 | 0
2040 | MISO_MO-IL_2_MISO_W | MISO_MO-IL | MISO_W | Internal | Summer | B8 | 500 | 5033 | 0 | 51.18 | 50.74 | 0.01 | 0
2040 | MISO_MO-IL_2_MISO_W | MISO_MO-IL | MISO_W | Internal | Summer | B9 | 800 | 5033 | 0 | 49.45 | 47.88 | 0.01 | 0
2040 | MISO_MO-IL_2_MISO_W | MISO_MO-IL | MISO_W | Internal | Summer | B10 | 1262 | 5033 | 0 | 39.03 | 37.16 | 0.01 | 0
2040 | MISO_MO-IL_2_MISO_W | MISO_MO-IL | MISO_W | Internal | Winter | B16 | 25 | 5033 | 0 | 65.29 | 51.07 | 0.01 | 0
2040 | MISO_MO-IL_2_MISO_W | MISO_MO-IL | MISO_W | Internal | Winter | B17 | 100 | 5033 | 0 | 59.86 | 51.04 | 0.01 | 0
2040 | MISO_MO-IL_2_MISO_W | MISO_MO-IL | MISO_W | Internal | Winter | B18 | 400 | 5033 | 0 | 54.24 | 51.07 | 0.01 | 0
2040 | MISO_MO-IL_2_MISO_W | MISO_MO-IL | MISO_W | Internal | Winter | B19 | 700 | 5033 | 0 | 51.31 | 51.07 | 0.01 | 0
2040 | MISO_MO-IL_2_MISO_W | MISO_MO-IL | MISO_W | Internal | Winter | B20 | 935 | 5033 | 0 | 40.62 | 33.33 | 0.01 | 0
2040 | MISO_MO-IL_2_PJM_ROR | MISO_MO-IL | PJM_ROR | Internal | Shoulder | B11 | 25 | 1212 | 0 | 69.32 | 68.32 | 1 | 0
2040 | MISO_MO-IL_2_PJM_ROR | MISO_MO-IL | PJM_ROR | Internal | Shoulder | B12 | 200 | 1212 | 0 | 57.03 | 58.02 | 1 | 0
2040 | MISO_MO-IL_2_PJM_ROR | MISO_MO-IL | PJM_ROR | Internal | Shoulder | B13 | 600 | 1212 | 2.6 | 52.08 | 53.08 | 1 | 0
2040 | MISO_MO-IL_2_PJM_ROR | MISO_MO-IL | PJM_ROR | Internal | Shoulder | B14 | 900 | 1212 | 918.7 | 51.1 | 52.1 | 1 | 0
2040 | MISO_MO-IL_2_PJM_ROR | MISO_MO-IL | PJM_ROR | Internal | Shoulder | B15 | 1203 | 1212 | 1212 | 41.17 | 49.4 | 1 | 7.23
2040 | MISO_MO-IL_2_PJM_ROR | MISO_MO-IL | PJM_ROR | Internal | Summer | B1 | 10 | 1212 | 0.09 | 91.35 | 92.34 | 1 | 0
2040 | MISO_MO-IL_2_PJM_ROR | MISO_MO-IL | PJM_ROR | Internal | Summer | B2 | 25 | 1212 | 0 | 88.2 | 88.48 | 1 | 0
2040 | MISO_MO-IL_2_PJM_ROR | MISO_MO-IL | PJM_ROR | Internal | Summer | B3 | 75 | 1212 | 0 | 87.84 | 86.48 | 1 | 0
2040 | MISO_MO-IL_2_PJM_ROR | MISO_MO-IL | PJM_ROR | Internal | Summer | B4 | 100 | 1212 | 0 | 87.48 | 86.48 | 1 | 0
2040 | MISO_MO-IL_2_PJM_ROR | MISO_MO-IL | PJM_ROR | Internal | Summer | B5 | 200 | 1212 | 0 | 85.55 | 85.31 | 1 | 0
2040 | MISO_MO-IL_2_PJM_ROR | MISO_MO-IL | PJM_ROR | Internal | Summer | B6 | 300 | 1212 | 0 | 67.64 | 68.63 | 1 | 0
2040 | MISO_MO-IL_2_PJM_ROR | MISO_MO-IL | PJM_ROR | Internal | Summer | B7 | 400 | 1212 | 0 | 56.1 | 56.39 | 1 | 0
2040 | MISO_MO-IL_2_PJM_ROR | MISO_MO-IL | PJM_ROR | Internal | Summer | B8 | 500 | 1212 | 0 | 51.18 | 51.74 | 1 | 0
2040 | MISO_MO-IL_2_PJM_ROR | MISO_MO-IL | PJM_ROR | Internal | Summer | B9 | 800 | 1212 | 0 | 49.45 | 48.88 | 1 | 0
2040 | MISO_MO-IL_2_PJM_ROR | MISO_MO-IL | PJM_ROR | Internal | Summer | B10 | 1262 | 1212 | 1212 | 39.03 | 42.69 | 1 | 2.65
2040 | MISO_MO-IL_2_PJM_ROR | MISO_MO-IL | PJM_ROR | Internal | Winter | B16 | 25 | 1212 | 1212 | 65.29 | 71.19 | 1 | 4.9
2040 | MISO_MO-IL_2_PJM_ROR | MISO_MO-IL | PJM_ROR | Internal | Winter | B17 | 100 | 1212 | 1212 | 59.86 | 63.24 | 1 | 2.37
2040 | MISO_MO-IL_2_PJM_ROR | MISO_MO-IL | PJM_ROR | Internal | Winter | B18 | 400 | 1212 | 1212 | 54.24 | 58.48 | 1 | 3.24
2040 | MISO_MO-IL_2_PJM_ROR | MISO_MO-IL | PJM_ROR | Internal | Winter | B19 | 700 | 1212 | 1212 | 51.31 | 55.94 | 1 | 3.63
2040 | MISO_MO-IL_2_PJM_ROR | MISO_MO-IL | PJM_ROR | Internal | Winter | B20 | 935 | 1212 | 1212 | 40.62 | 50.45 | 1 | 8.83
2040 | MISO_MO-IL_2_TVA_Transmission | MISO_MO-IL | TVA_Transmission | Internal | Shoulder | B11 | 25 | 4000 | 2725.41 | 69.32 | 73.32 | 4 | 0
2040 | MISO_MO-IL_2_TVA_Transmission | MISO_MO-IL | TVA_Transmission | Internal | Shoulder | B12 | 200 | 4000 | 0 | 57.03 | 61.02 | 4 | 0
2040 | MISO_MO-IL_2_TVA_Transmission | MISO_MO-IL | TVA_Transmission | Internal | Shoulder | B13 | 600 | 4000 | 995.46 | 52.08 | 56.08 | 4 | 0
2040 | MISO_MO-IL_2_TVA_Transmission | MISO_MO-IL | TVA_Transmission | Internal | Shoulder | B14 | 900 | 4000 | 3198.16 | 51.1 | 55.1 | 4 | 0
2040 | MISO_MO-IL_2_TVA_Transmission | MISO_MO-IL | TVA_Transmission | Internal | Shoulder | B15 | 1203 | 4000 | 4000 | 41.17 | 53.58 | 4 | 8.41
2040 | MISO_MO-IL_2_TVA_Transmission | MISO_MO-IL | TVA_Transmission | Internal | Summer | B1 | 10 | 4000 | 154.07 | 91.35 | 95.35 | 4 | 0
2040 | MISO_MO-IL_2_TVA_Transmission | MISO_MO-IL | TVA_Transmission | Internal | Summer | B2 | 25 | 4000 | 2162.33 | 88.2 | 92.2 | 4 | 0
2040 | MISO_MO-IL_2_TVA_Transmission | MISO_MO-IL | TVA_Transmission | Internal | Summer | B3 | 75 | 4000 | 1395.22 | 87.84 | 91.84 | 4 | 0
2040 | MISO_MO-IL_2_TVA_Transmission | MISO_MO-IL | TVA_Transmission | Internal | Summer | B4 | 100 | 4000 | 3871.79 | 87.48 | 91.48 | 4 | 0
2040 | MISO_MO-IL_2_TVA_Transmission | MISO_MO-IL | TVA_Transmission | Internal | Summer | B5 | 200 | 4000 | 2105.7 | 85.55 | 89.55 | 4 | 0
2040 | MISO_MO-IL_2_TVA_Transmission | MISO_MO-IL | TVA_Transmission | Internal | Summer | B6 | 300 | 4000 | 0 | 67.64 | 71.63 | 4 | 0
2040 | MISO_MO-IL_2_TVA_Transmission | MISO_MO-IL | TVA_Transmission | Internal | Summer | B7 | 400 | 4000 | 0 | 56.1 | 59.39 | 4 | 0
2040 | MISO_MO-IL_2_TVA_Transmission | MISO_MO-IL | TVA_Transmission | Internal | Summer | B8 | 500 | 4000 | 1406.39 | 51.18 | 55.17 | 4 | 0
2040 | MISO_MO-IL_2_TVA_Transmission | MISO_MO-IL | TVA_Transmission | Internal | Summer | B9 | 800 | 4000 | 3614.3 | 49.45 | 53.45 | 4 | 0
2040 | MISO_MO-IL_2_TVA_Transmission | MISO_MO-IL | TVA_Transmission | Internal | Summer | B10 | 1262 | 4000 | 4000 | 39.03 | 45.69 | 4 | 2.65
2040 | MISO_MO-IL_2_TVA_Transmission | MISO_MO-IL | TVA_Transmission | Internal | Winter | B16 | 25 | 4000 | 4000 | 65.29 | 74.19 | 4 | 4.9
2040 | MISO_MO-IL_2_TVA_Transmission | MISO_MO-IL | TVA_Transmission | Internal | Winter | B17 | 100 | 4000 | 3067.47 | 59.86 | 63.86 | 4 | 0
2040 | MISO_MO-IL_2_TVA_Transmission | MISO_MO-IL | TVA_Transmission | Internal | Winter | B18 | 400 | 4000 | 3137.98 | 54.24 | 58.24 | 4 | 0
2040 | MISO_MO-IL_2_TVA_Transmission | MISO_MO-IL | TVA_Transmission | Internal | Winter | B19 | 700 | 4000 | 4000 | 51.31 | 58.22 | 4 | 2.91
2040 | MISO_MO-IL_2_TVA_Transmission | MISO_MO-IL | TVA_Transmission | Internal | Winter | B20 | 935 | 4000 | 4000 | 40.62 | 53.45 | 4 | 8.83
2040 | MISO_W_2_IESO | MISO_W | IESO | Internal | Shoulder | B11 | 25 | 164 | 0 | 67.32 | 58.92 | 4 | 0
2040 | MISO_W_2_IESO | MISO_W | IESO | Internal | Shoulder | B12 | 200 | 164 | 0 | 57.02 | 52.7 | 4 | 0
2040 | MISO_W_2_IESO | MISO_W | IESO | Internal | Shoulder | B13 | 600 | 164 | 0 | 52.07 | 52.43 | 4 | 0
2040 | MISO_W_2_IESO | MISO_W | IESO | Internal | Shoulder | B14 | 900 | 164 | 164 | 47.36 | 51.59 | 4 | 0.23
2040 | MISO_W_2_IESO | MISO_W | IESO | Internal | Shoulder | B15 | 1203 | 164 | 164 | 33.32 | 51.59 | 4 | 14.27
2040 | MISO_W_2_IESO | MISO_W | IESO | Internal | Summer | B1 | 10 | 164 | 0 | 91.34 | 89.84 | 4 | 0
2040 | MISO_W_2_IESO | MISO_W | IESO | Internal | Summer | B2 | 25 | 164 | 0 | 87.48 | 86.83 | 4 | 0
2040 | MISO_W_2_IESO | MISO_W | IESO | Internal | Summer | B3 | 75 | 164 | 0 | 87.48 | 84.43 | 4 | 0
2040 | MISO_W_2_IESO | MISO_W | IESO | Internal | Summer | B4 | 100 | 164 | 0 | 85.48 | 73.1 | 4 | 0
2040 | MISO_W_2_IESO | MISO_W | IESO | Internal | Summer | B5 | 200 | 164 | 0 | 84.31 | 66.66 | 4 | 0
2040 | MISO_W_2_IESO | MISO_W | IESO | Internal | Summer | B6 | 300 | 164 | 0 | 67.63 | 56.49 | 4 | 0
2040 | MISO_W_2_IESO | MISO_W | IESO | Internal | Summer | B7 | 400 | 164 | 0 | 56.09 | 52 | 4 | 0
2040 | MISO_W_2_IESO | MISO_W | IESO | Internal | Summer | B8 | 500 | 164 | 0 | 50.74 | 48.53 | 4 | 0
2040 | MISO_W_2_IESO | MISO_W | IESO | Internal | Summer | B9 | 800 | 164 | 0 | 47.88 | 47.78 | 4 | 0
2040 | MISO_W_2_IESO | MISO_W | IESO | Internal | Summer | B10 | 1262 | 164 | 164 | 37.16 | 47.78 | 4 | 6.62
2040 | MISO_W_2_IESO | MISO_W | IESO | Internal | Winter | B16 | 25 | 164 | 164 | 51.07 | 63.7 | 4 | 8.63
2040 | MISO_W_2_IESO | MISO_W | IESO | Internal | Winter | B17 | 100 | 164 | 164 | 51.04 | 55.12 | 4 | 0.08
2040 | MISO_W_2_IESO | MISO_W | IESO | Internal | Winter | B18 | 400 | 164 | 0 | 51.07 | 55.05 | 4 | 0
2040 | MISO_W_2_IESO | MISO_W | IESO | Internal | Winter | B19 | 700 | 164 | 0 | 51.07 | 55.05 | 4 | 0
2040 | MISO_W_2_IESO | MISO_W | IESO | Internal | Winter | B20 | 935 | 164 | 164 | 33.33 | 55.05 | 4 | 17.73
2040 | MISO_W_2_MAPP_CA | MISO_W | MAPP_CA | Internal | Shoulder | B11 | 25 | 788 | 0 | 67.32 | 57.82 | 0.01 | 0
2040 | MISO_W_2_MAPP_CA | MISO_W | MAPP_CA | Internal | Shoulder | B12 | 200 | 788 | 0 | 57.02 | 56.2 | 0.01 | 0
2040 | MISO_W_2_MAPP_CA | MISO_W | MAPP_CA | Internal | Shoulder | B13 | 600 | 788 | 0 | 52.07 | 52.06 | 0.01 | 0
2040 | MISO_W_2_MAPP_CA | MISO_W | MAPP_CA | Internal | Shoulder | B14 | 900 | 788 | 0 | 47.36 | 47.34 | 0.01 | 0
2040 | MISO_W_2_MAPP_CA | MISO_W | MAPP_CA | Internal | Shoulder | B15 | 1203 | 788 | 788 | 33.32 | 47.34 | 0.01 | 14.01
2040 | MISO_W_2_MAPP_CA | MISO_W | MAPP_CA | Internal | Summer | B1 | 10 | 788 | 0 | 91.34 | 59.87 | 0.01 | 0
2040 | MISO_W_2_MAPP_CA | MISO_W | MAPP_CA | Internal | Summer | B2 | 25 | 788 | 0 | 87.48 | 59.87 | 0.01 | 0
2040 | MISO_W_2_MAPP_CA | MISO_W | MAPP_CA | Internal | Summer | B3 | 75 | 788 | 0 | 87.48 | 80.43 | 0.01 | 0
2040 | MISO_W_2_MAPP_CA | MISO_W | MAPP_CA | Internal | Summer | B4 | 100 | 788 | 0 | 85.48 | 69.1 | 0.01 | 0
2040 | MISO_W_2_MAPP_CA | MISO_W | MAPP_CA | Internal | Summer | B5 | 200 | 788 | 0 | 84.31 | 62.66 | 0.01 | 0
2040 | MISO_W_2_MAPP_CA | MISO_W | MAPP_CA | Internal | Summer | B6 | 300 | 788 | 0 | 67.63 | 59.87 | 0.01 | 0
2040 | MISO_W_2_MAPP_CA | MISO_W | MAPP_CA | Internal | Summer | B7 | 400 | 788 | 0 | 56.09 | 48 | 0.01 | 0
2040 | MISO_W_2_MAPP_CA | MISO_W | MAPP_CA | Internal | Summer | B8 | 500 | 788 | 0 | 50.74 | 47.86 | 0.01 | 0
2040 | MISO_W_2_MAPP_CA | MISO_W | MAPP_CA | Internal | Summer | B9 | 800 | 788 | 0 | 47.88 | 47.86 | 0.01 | 0
2040 | MISO_W_2_MAPP_CA | MISO_W | MAPP_CA | Internal | Summer | B10 | 1262 | 788 | 788 | 37.16 | 47.86 | 0.01 | 10.69
2040 | MISO_W_2_MAPP_CA | MISO_W | MAPP_CA | Internal | Winter | B16 | 25 | 788 | 0.03 | 51.07 | 51.05 | 0.01 | 0
2040 | MISO_W_2_MAPP_CA | MISO_W | MAPP_CA | Internal | Winter | B17 | 100 | 788 | 269.46 | 51.04 | 51.05 | 0.01 | 0
2040 | MISO_W_2_MAPP_CA | MISO_W | MAPP_CA | Internal | Winter | B18 | 400 | 788 | 0 | 51.07 | 51.05 | 0.01 | 0
2040 | MISO_W_2_MAPP_CA | MISO_W | MAPP_CA | Internal | Winter | B19 | 700 | 788 | 0 | 51.07 | 51.05 | 0.01 | 0
2040 | MISO_W_2_MAPP_CA | MISO_W | MAPP_CA | Internal | Winter | B20 | 935 | 788 | 788 | 33.33 | 51.05 | 0.01 | 17.72
2040 | MISO_W_2_MISO_MO-IL | MISO_W | MISO_MO-IL | Internal | Shoulder | B11 | 25 | 7873 | 7873 | 67.32 | 69.32 | 0.01 | 1.99
2040 | MISO_W_2_MISO_MO-IL | MISO_W | MISO_MO-IL | Internal | Shoulder | B12 | 200 | 7873 | 5612.44 | 57.02 | 57.03 | 0.01 | 0
2040 | MISO_W_2_MISO_MO-IL | MISO_W | MISO_MO-IL | Internal | Shoulder | B13 | 600 | 7873 | 6059.69 | 52.07 | 52.08 | 0.01 | 0
2040 | MISO_W_2_MISO_MO-IL | MISO_W | MISO_MO-IL | Internal | Shoulder | B14 | 900 | 7873 | 7873 | 47.36 | 51.1 | 0.01 | 3.73
2040 | MISO_W_2_MISO_MO-IL | MISO_W | MISO_MO-IL | Internal | Shoulder | B15 | 1203 | 7873 | 7873 | 33.32 | 41.17 | 0.01 | 7.84
2040 | MISO_W_2_MISO_MO-IL | MISO_W | MISO_MO-IL | Internal | Summer | B1 | 10 | 7873 | 5276.29 | 91.34 | 91.35 | 0.01 | 0
2040 | MISO_W_2_MISO_MO-IL | MISO_W | MISO_MO-IL | Internal | Summer | B2 | 25 | 7873 | 7873 | 87.48 | 88.2 | 0.01 | 0.71
2040 | MISO_W_2_MISO_MO-IL | MISO_W | MISO_MO-IL | Internal | Summer | B3 | 75 | 7873 | 7873 | 87.48 | 87.84 | 0.01 | 0.35
2040 | MISO_W_2_MISO_MO-IL | MISO_W | MISO_MO-IL | Internal | Summer | B4 | 100 | 7873 | 7873 | 85.48 | 87.48 | 0.01 | 1.99
2040 | MISO_W_2_MISO_MO-IL | MISO_W | MISO_MO-IL | Internal | Summer | B5 | 200 | 7873 | 7873 | 84.31 | 85.55 | 0.01 | 1.23
2040 | MISO_W_2_MISO_MO-IL | MISO_W | MISO_MO-IL | Internal | Summer | B6 | 300 | 7873 | 3809.02 | 67.63 | 67.64 | 0.01 | 0
2040 | MISO_W_2_MISO_MO-IL | MISO_W | MISO_MO-IL | Internal | Summer | B7 | 400 | 7873 | 5017.41 | 56.09 | 56.1 | 0.01 | 0
2040 | MISO_W_2_MISO_MO-IL | MISO_W | MISO_MO-IL | Internal | Summer | B8 | 500 | 7873 | 7873 | 50.74 | 51.18 | 0.01 | 0.42
2040 | MISO_W_2_MISO_MO-IL | MISO_W | MISO_MO-IL | Internal | Summer | B9 | 800 | 7873 | 7873 | 47.88 | 49.45 | 0.01 | 1.57
2040 | MISO_W_2_MISO_MO-IL | MISO_W | MISO_MO-IL | Internal | Summer | B10 | 1262 | 7873 | 7873 | 37.16 | 39.03 | 0.01 | 1.86
2040 | MISO_W_2_MISO_MO-IL | MISO_W | MISO_MO-IL | Internal | Winter | B16 | 25 | 7873 | 7873 | 51.07 | 65.29 | 0.01 | 14.21
2040 | MISO_W_2_MISO_MO-IL | MISO_W | MISO_MO-IL | Internal | Winter | B17 | 100 | 7873 | 7873 | 51.04 | 59.86 | 0.01 | 8.81
2040 | MISO_W_2_MISO_MO-IL | MISO_W | MISO_MO-IL | Internal | Winter | B18 | 400 | 7873 | 7873 | 51.07 | 54.24 | 0.01 | 3.16
2040 | MISO_W_2_MISO_MO-IL | MISO_W | MISO_MO-IL | Internal | Winter | B19 | 700 | 7873 | 7873 | 51.07 | 51.31 | 0.01 | 0.23
2040 | MISO_W_2_MISO_MO-IL | MISO_W | MISO_MO-IL | Internal | Winter | B20 | 935 | 7873 | 7873 | 33.33 | 40.62 | 0.01 | 7.28
2040 | MISO_W_2_MISO_WUMS | MISO_W | MISO_WUMS | Internal | Shoulder | B11 | 25 | 3756 | 3756 | 67.32 | 69.31 | 0.01 | 1.98
2040 | MISO_W_2_MISO_WUMS | MISO_W | MISO_WUMS | Internal | Shoulder | B12 | 200 | 3756 | 3756 | 57.02 | 57.1 | 0.01 | 0.06
2040 | MISO_W_2_MISO_WUMS | MISO_W | MISO_WUMS | Internal | Shoulder | B13 | 600 | 3756 | 3756 | 52.07 | 54.04 | 0.01 | 1.95
2040 | MISO_W_2_MISO_WUMS | MISO_W | MISO_WUMS | Internal | Shoulder | B14 | 900 | 3756 | 3756 | 47.36 | 53.1 | 0.01 | 5.73
2040 | MISO_W_2_MISO_WUMS | MISO_W | MISO_WUMS | Internal | Shoulder | B15 | 1203 | 3756 | 3756 | 33.32 | 48.4 | 0.01 | 15.07
2040 | MISO_W_2_MISO_WUMS | MISO_W | MISO_WUMS | Internal | Summer | B1 | 10 | 3756 | 0 | 91.34 | 84.3 | 0.01 | 0
2040 | MISO_W_2_MISO_WUMS | MISO_W | MISO_WUMS | Internal | Summer | B2 | 25 | 3756 | 0 | 87.48 | 84.3 | 0.01 | 0
2040 | MISO_W_2_MISO_WUMS | MISO_W | MISO_WUMS | Internal | Summer | B3 | 75 | 3756 | 0 | 87.48 | 84.3 | 0.01 | 0
2040 | MISO_W_2_MISO_WUMS | MISO_W | MISO_WUMS | Internal | Summer | B4 | 100 | 3756 | 0 | 85.48 | 84.3 | 0.01 | 0
2040 | MISO_W_2_MISO_WUMS | MISO_W | MISO_WUMS | Internal | Summer | B5 | 200 | 3756 | 0 | 84.31 | 84.3 | 0.01 | 0
2040 | MISO_W_2_MISO_WUMS | MISO_W | MISO_WUMS | Internal | Summer | B6 | 300 | 3756 | 2997.71 | 67.63 | 67.64 | 0.01 | 0
2040 | MISO_W_2_MISO_WUMS | MISO_W | MISO_WUMS | Internal | Summer | B7 | 400 | 3756 | 2556.77 | 56.09 | 56.1 | 0.01 | 0
2040 | MISO_W_2_MISO_WUMS | MISO_W | MISO_WUMS | Internal | Summer | B8 | 500 | 3756 | 3756 | 50.74 | 51.92 | 0.01 | 1.16
2040 | MISO_W_2_MISO_WUMS | MISO_W | MISO_WUMS | Internal | Summer | B9 | 800 | 3756 | 3756 | 47.88 | 49.88 | 0.01 | 1.99
2040 | MISO_W_2_MISO_WUMS | MISO_W | MISO_WUMS | Internal | Summer | B10 | 1262 | 3756 | 3756 | 37.16 | 42.15 | 0.01 | 4.98
2040 | MISO_W_2_MISO_WUMS | MISO_W | MISO_WUMS | Internal | Winter | B16 | 25 | 3756 | 3756 | 51.07 | 70.19 | 0.01 | 19.11
2040 | MISO_W_2_MISO_WUMS | MISO_W | MISO_WUMS | Internal | Winter | B17 | 100 | 3756 | 3756 | 51.04 | 62.24 | 0.01 | 11.18
2040 | MISO_W_2_MISO_WUMS | MISO_W | MISO_WUMS | Internal | Winter | B18 | 400 | 3756 | 3756 | 51.07 | 57.96 | 0.01 | 6.88
2040 | MISO_W_2_MISO_WUMS | MISO_W | MISO_WUMS | Internal | Winter | B19 | 700 | 3756 | 3756 | 51.07 | 56.28 | 0.01 | 5.2
2040 | MISO_W_2_MISO_WUMS | MISO_W | MISO_WUMS | Internal | Winter | B20 | 935 | 3756 | 3756 | 33.33 | 49.44 | 0.01 | 16.1
2040 | MISO_W_2_NE | MISO_W | NE | Internal | Shoulder | B11 | 25 | 20297 | 0 | 67.32 | 64.82 | 3.5 | 0
2040 | MISO_W_2_NE | MISO_W | NE | Internal | Shoulder | B12 | 200 | 20297 | 0 | 57.02 | 54.52 | 3.5 | 0
2040 | MISO_W_2_NE | MISO_W | NE | Internal | Shoulder | B13 | 600 | 20297 | 0 | 52.07 | 49.57 | 3.5 | 0
2040 | MISO_W_2_NE | MISO_W | NE | Internal | Shoulder | B14 | 900 | 20297 | 0 | 47.36 | 30.57 | 3.5 | 0
2040 | MISO_W_2_NE | MISO_W | NE | Internal | Shoulder | B15 | 1203 | 20297 | 0 | 33.32 | 22.92 | 3.5 | 0
2040 | MISO_W_2_NE | MISO_W | NE | Internal | Summer | B1 | 10 | 20297 | 0 | 91.34 | 88.84 | 3.5 | 0
2040 | MISO_W_2_NE | MISO_W | NE | Internal | Summer | B2 | 25 | 20297 | 0 | 87.48 | 84.98 | 3.5 | 0
2040 | MISO_W_2_NE | MISO_W | NE | Internal | Summer | B3 | 75 | 20297 | 0 | 87.48 | 84.98 | 3.5 | 0
2040 | MISO_W_2_NE | MISO_W | NE | Internal | Summer | B4 | 100 | 20297 | 0 | 85.48 | 82.98 | 3.5 | 0
2040 | MISO_W_2_NE | MISO_W | NE | Internal | Summer | B5 | 200 | 20297 | 0 | 84.31 | 81.81 | 3.5 | 0
2040 | MISO_W_2_NE | MISO_W | NE | Internal | Summer | B6 | 300 | 20297 | 0 | 67.63 | 65.13 | 3.5 | 0
2040 | MISO_W_2_NE | MISO_W | NE | Internal | Summer | B7 | 400 | 20297 | 0 | 56.09 | 53.59 | 3.5 | 0
2040 | MISO_W_2_NE | MISO_W | NE | Internal | Summer | B8 | 500 | 20297 | 0 | 50.74 | 48.24 | 3.5 | 0
2040 | MISO_W_2_NE | MISO_W | NE | Internal | Summer | B9 | 800 | 20297 | 0 | 47.88 | 45.38 | 3.5 | 0
2040 | MISO_W_2_NE | MISO_W | NE | Internal | Summer | B10 | 1262 | 20297 | 0 | 37.16 | 34.66 | 3.5 | 0
2040 | MISO_W_2_NE | MISO_W | NE | Internal | Winter | B16 | 25 | 20297 | 0 | 51.07 | -29.3 | 3.5 | 0
2040 | MISO_W_2_NE | MISO_W | NE | Internal | Winter | B17 | 100 | 20297 | 0 | 51.04 | 22.92 | 3.5 | 0
2040 | MISO_W_2_NE | MISO_W | NE | Internal | Winter | B18 | 400 | 20297 | 0 | 51.07 | 45.44 | 3.5 | 0
2040 | MISO_W_2_NE | MISO_W | NE | Internal | Winter | B19 | 700 | 20297 | 0 | 51.07 | 39.44 | 3.5 | 0
2040 | MISO_W_2_NE | MISO_W | NE | Internal | Winter | B20 | 935 | 20297 | 0 | 33.33 | 26 | 3.5 | 0
2040 | MISO_W_2_PJM_ROR | MISO_W | PJM_ROR | Internal | Shoulder | B11 | 25 | 10135 | 3766.91 | 67.32 | 68.32 | 1 | 0
2040 | MISO_W_2_PJM_ROR | MISO_W | PJM_ROR | Internal | Shoulder | B12 | 200 | 10135 | 5820 | 57.02 | 58.02 | 1 | 0
2040 | MISO_W_2_PJM_ROR | MISO_W | PJM_ROR | Internal | Shoulder | B13 | 600 | 10135 | 10135 | 52.07 | 53.08 | 1 | 0.01
2040 | MISO_W_2_PJM_ROR | MISO_W | PJM_ROR | Internal | Shoulder | B14 | 900 | 10135 | 10135 | 47.36 | 52.1 | 1 | 3.74
2040 | MISO_W_2_PJM_ROR | MISO_W | PJM_ROR | Internal | Shoulder | B15 | 1203 | 10135 | 10135 | 33.32 | 49.4 | 1 | 15.08
2040 | MISO_W_2_PJM_ROR | MISO_W | PJM_ROR | Internal | Summer | B1 | 10 | 10135 | 8813.13 | 91.34 | 92.34 | 1 | 0
2040 | MISO_W_2_PJM_ROR | MISO_W | PJM_ROR | Internal | Summer | B2 | 25 | 10135 | 6605.07 | 87.48 | 88.48 | 1 | 0
2040 | MISO_W_2_PJM_ROR | MISO_W | PJM_ROR | Internal | Summer | B3 | 75 | 10135 | 0 | 87.48 | 86.48 | 1 | 0
2040 | MISO_W_2_PJM_ROR | MISO_W | PJM_ROR | Internal | Summer | B4 | 100 | 10135 | 210.69 | 85.48 | 86.48 | 1 | 0
2040 | MISO_W_2_PJM_ROR | MISO_W | PJM_ROR | Internal | Summer | B5 | 200 | 10135 | 1131.37 | 84.31 | 85.31 | 1 | 0
2040 | MISO_W_2_PJM_ROR | MISO_W | PJM_ROR | Internal | Summer | B6 | 300 | 10135 | 158.41 | 67.63 | 68.63 | 1 | 0
2040 | MISO_W_2_PJM_ROR | MISO_W | PJM_ROR | Internal | Summer | B7 | 400 | 10135 | 0 | 56.09 | 56.39 | 1 | 0
2040 | MISO_W_2_PJM_ROR | MISO_W | PJM_ROR | Internal | Summer | B8 | 500 | 10135 | 1973.54 | 50.74 | 51.74 | 1 | 0
2040 | MISO_W_2_PJM_ROR | MISO_W | PJM_ROR | Internal | Summer | B9 | 800 | 10135 | 1889.84 | 47.88 | 48.88 | 1 | 0
2040 | MISO_W_2_PJM_ROR | MISO_W | PJM_ROR | Internal | Summer | B10 | 1262 | 10135 | 10135 | 37.16 | 42.69 | 1 | 4.53
2040 | MISO_W_2_PJM_ROR | MISO_W | PJM_ROR | Internal | Winter | B16 | 25 | 10135 | 10135 | 51.07 | 71.19 | 1 | 19.12
2040 | MISO_W_2_PJM_ROR | MISO_W | PJM_ROR | Internal | Winter | B17 | 100 | 10135 | 10135 | 51.04 | 63.24 | 1 | 11.2
2040 | MISO_W_2_PJM_ROR | MISO_W | PJM_ROR | Internal | Winter | B18 | 400 | 10135 | 10135 | 51.07 | 58.48 | 1 | 6.41
2040 | MISO_W_2_PJM_ROR | MISO_W | PJM_ROR | Internal | Winter | B19 | 700 | 10135 | 10135 | 51.07 | 55.94 | 1 | 3.87
2040 | MISO_W_2_PJM_ROR | MISO_W | PJM_ROR | Internal | Winter | B20 | 935 | 10135 | 10135 | 33.33 | 50.45 | 1 | 16.12
2040 | MISO_W_2_SPP_N | MISO_W | SPP_N | Internal | Shoulder | B11 | 25 | 3200 | 0 | 67.32 | 64.83 | 3.5 | 0
2040 | MISO_W_2_SPP_N | MISO_W | SPP_N | Internal | Shoulder | B12 | 200 | 3200 | 0 | 57.02 | 54.53 | 3.5 | 0
2040 | MISO_W_2_SPP_N | MISO_W | SPP_N | Internal | Shoulder | B13 | 600 | 3200 | 0 | 52.07 | 49.58 | 3.5 | 0
2040 | MISO_W_2_SPP_N | MISO_W | SPP_N | Internal | Shoulder | B14 | 900 | 3200 | 0 | 47.36 | 30.59 | 3.5 | 0
2040 | MISO_W_2_SPP_N | MISO_W | SPP_N | Internal | Shoulder | B15 | 1203 | 3200 | 0 | 33.32 | 22.93 | 3.5 | 0
2040 | MISO_W_2_SPP_N | MISO_W | SPP_N | Internal | Summer | B1 | 10 | 3200 | 0 | 91.34 | 88.85 | 3.5 | 0
2040 | MISO_W_2_SPP_N | MISO_W | SPP_N | Internal | Summer | B2 | 25 | 3200 | 0 | 87.48 | 84.99 | 3.5 | 0
2040 | MISO_W_2_SPP_N | MISO_W | SPP_N | Internal | Summer | B3 | 75 | 3200 | 0 | 87.48 | 84.99 | 3.5 | 0
2040 | MISO_W_2_SPP_N | MISO_W | SPP_N | Internal | Summer | B4 | 100 | 3200 | 0 | 85.48 | 82.99 | 3.5 | 0
2040 | MISO_W_2_SPP_N | MISO_W | SPP_N | Internal | Summer | B5 | 200 | 3200 | 0 | 84.31 | 81.82 | 3.5 | 0
2040 | MISO_W_2_SPP_N | MISO_W | SPP_N | Internal | Summer | B6 | 300 | 3200 | 0 | 67.63 | 65.14 | 3.5 | 0
2040 | MISO_W_2_SPP_N | MISO_W | SPP_N | Internal | Summer | B7 | 400 | 3200 | 0 | 56.09 | 54.99 | 3.5 | 0
2040 | MISO_W_2_SPP_N | MISO_W | SPP_N | Internal | Summer | B8 | 500 | 3200 | 0 | 50.74 | 52.66 | 3.5 | 0
2040 | MISO_W_2_SPP_N | MISO_W | SPP_N | Internal | Summer | B9 | 800 | 3200 | 0 | 47.88 | 50.94 | 3.5 | 0
2040 | MISO_W_2_SPP_N | MISO_W | SPP_N | Internal | Summer | B10 | 1262 | 3200 | 0 | 37.16 | 34.67 | 3.5 | 0
2040 | MISO_W_2_SPP_N | MISO_W | SPP_N | Internal | Winter | B16 | 25 | 3200 | 0 | 51.07 | 44.5 | 3.5 | 0
2040 | MISO_W_2_SPP_N | MISO_W | SPP_N | Internal | Winter | B17 | 100 | 3200 | 0 | 51.04 | 33 | 3.5 | 0
2040 | MISO_W_2_SPP_N | MISO_W | SPP_N | Internal | Winter | B18 | 400 | 3200 | 0 | 51.07 | 45.45 | 3.5 | 0
2040 | MISO_W_2_SPP_N | MISO_W | SPP_N | Internal | Winter | B19 | 700 | 3200 | 0 | 51.07 | 39.45 | 3.5 | 0
2040 | MISO_W_2_SPP_N | MISO_W | SPP_N | Internal | Winter | B20 | 935 | 3200 | 0 | 33.33 | 26.01 | 3.5 | 0
2040 | MISO_WUMS_2_MISO_MI | MISO_WUMS | MISO_MI | Internal | Shoulder | B11 | 25 | 148 | 120.92 | 69.31 | 69.32 | 0.01 | 0
2040 | MISO_WUMS_2_MISO_MI | MISO_WUMS | MISO_MI | Internal | Shoulder | B12 | 200 | 148 | 148 | 57.1 | 59.03 | 0.01 | 1.92
2040 | MISO_WUMS_2_MISO_MI | MISO_WUMS | MISO_MI | Internal | Shoulder | B13 | 600 | 148 | 148 | 54.04 | 55.93 | 0.01 | 1.88
2040 | MISO_WUMS_2_MISO_MI | MISO_WUMS | MISO_MI | Internal | Shoulder | B14 | 900 | 148 | 148 | 53.1 | 53.97 | 0.01 | 0.86
2040 | MISO_WUMS_2_MISO_MI | MISO_WUMS | MISO_MI | Internal | Shoulder | B15 | 1203 | 148 | 85.37 | 48.4 | 48.41 | 0.01 | 0
2040 | MISO_WUMS_2_MISO_MI | MISO_WUMS | MISO_MI | Internal | Summer | B1 | 10 | 148 | 148 | 84.3 | 93.34 | 0.01 | 9.03
2040 | MISO_WUMS_2_MISO_MI | MISO_WUMS | MISO_MI | Internal | Summer | B2 | 25 | 148 | 148 | 84.3 | 90.33 | 0.01 | 6.02
2040 | MISO_WUMS_2_MISO_MI | MISO_WUMS | MISO_MI | Internal | Summer | B3 | 75 | 148 | 148 | 84.3 | 90.04 | 0.01 | 5.73
2040 | MISO_WUMS_2_MISO_MI | MISO_WUMS | MISO_MI | Internal | Summer | B4 | 100 | 148 | 148 | 84.3 | 87.48 | 0.01 | 3.16
2040 | MISO_WUMS_2_MISO_MI | MISO_WUMS | MISO_MI | Internal | Summer | B5 | 200 | 148 | 148 | 84.3 | 85.58 | 0.01 | 1.26
2040 | MISO_WUMS_2_MISO_MI | MISO_WUMS | MISO_MI | Internal | Summer | B6 | 300 | 148 | 148 | 67.64 | 67.67 | 0.01 | 0.01
2040 | MISO_WUMS_2_MISO_MI | MISO_WUMS | MISO_MI | Internal | Summer | B7 | 400 | 148 | 148 | 56.1 | 56.12 | 0.01 | 0.01
2040 | MISO_WUMS_2_MISO_MI | MISO_WUMS | MISO_MI | Internal | Summer | B8 | 500 | 148 | 148 | 51.92 | 52.03 | 0.01 | 0.1
2040 | MISO_WUMS_2_MISO_MI | MISO_WUMS | MISO_MI | Internal | Summer | B9 | 800 | 148 | 0 | 49.88 | 49.86 | 0.01 | 0
2040 | MISO_WUMS_2_MISO_MI | MISO_WUMS | MISO_MI | Internal | Summer | B10 | 1262 | 148 | 148 | 42.15 | 43.69 | 0.01 | 1.52
2040 | MISO_WUMS_2_MISO_MI | MISO_WUMS | MISO_MI | Internal | Winter | B16 | 25 | 148 | 148 | 70.19 | 72.19 | 0.01 | 1.99
2040 | MISO_WUMS_2_MISO_MI | MISO_WUMS | MISO_MI | Internal | Winter | B17 | 100 | 148 | 148 | 62.24 | 64.24 | 0.01 | 1.99
2040 | MISO_WUMS_2_MISO_MI | MISO_WUMS | MISO_MI | Internal | Winter | B18 | 400 | 148 | 148 | 57.96 | 58.55 | 0.01 | 0.58
2040 | MISO_WUMS_2_MISO_MI | MISO_WUMS | MISO_MI | Internal | Winter | B19 | 700 | 148 | 0 | 56.28 | 56.27 | 0.01 | 0
2040 | MISO_WUMS_2_MISO_MI | MISO_WUMS | MISO_MI | Internal | Winter | B20 | 935 | 148 | 34.57 | 49.44 | 49.45 | 0.01 | 0
2040 | MISO_WUMS_2_MISO_W | MISO_WUMS | MISO_W | Internal | Shoulder | B11 | 25 | 3264 | 0 | 69.31 | 67.32 | 0.01 | 0
2040 | MISO_WUMS_2_MISO_W | MISO_WUMS | MISO_W | Internal | Shoulder | B12 | 200 | 3264 | 0 | 57.1 | 57.02 | 0.01 | 0
2040 | MISO_WUMS_2_MISO_W | MISO_WUMS | MISO_W | Internal | Shoulder | B13 | 600 | 3264 | 0 | 54.04 | 52.07 | 0.01 | 0
2040 | MISO_WUMS_2_MISO_W | MISO_WUMS | MISO_W | Internal | Shoulder | B14 | 900 | 3264 | 0 | 53.1 | 47.36 | 0.01 | 0
2040 | MISO_WUMS_2_MISO_W | MISO_WUMS | MISO_W | Internal | Shoulder | B15 | 1203 | 3264 | 0 | 48.4 | 33.32 | 0.01 | 0
2040 | MISO_WUMS_2_MISO_W | MISO_WUMS | MISO_W | Internal | Summer | B1 | 10 | 3264 | 3264 | 84.3 | 91.34 | 0.01 | 7.03
2040 | MISO_WUMS_2_MISO_W | MISO_WUMS | MISO_W | Internal | Summer | B2 | 25 | 3264 | 3264 | 84.3 | 87.48 | 0.01 | 3.16
2040 | MISO_WUMS_2_MISO_W | MISO_WUMS | MISO_W | Internal | Summer | B3 | 75 | 3264 | 3264 | 84.3 | 87.48 | 0.01 | 3.16
2040 | MISO_WUMS_2_MISO_W | MISO_WUMS | MISO_W | Internal | Summer | B4 | 100 | 3264 | 3264 | 84.3 | 85.48 | 0.01 | 1.16
2040 | MISO_WUMS_2_MISO_W | MISO_WUMS | MISO_W | Internal | Summer | B5 | 200 | 3264 | 447.86 | 84.3 | 84.31 | 0.01 | 0
2040 | MISO_WUMS_2_MISO_W | MISO_WUMS | MISO_W | Internal | Summer | B6 | 300 | 3264 | 0 | 67.64 | 67.63 | 0.01 | 0
2040 | MISO_WUMS_2_MISO_W | MISO_WUMS | MISO_W | Internal | Summer | B7 | 400 | 3264 | 0 | 56.1 | 56.09 | 0.01 | 0
2040 | MISO_WUMS_2_MISO_W | MISO_WUMS | MISO_W | Internal | Summer | B8 | 500 | 3264 | 0 | 51.92 | 50.74 | 0.01 | 0
2040 | MISO_WUMS_2_MISO_W | MISO_WUMS | MISO_W | Internal | Summer | B9 | 800 | 3264 | 0 | 49.88 | 47.88 | 0.01 | 0
2040 | MISO_WUMS_2_MISO_W | MISO_WUMS | MISO_W | Internal | Summer | B10 | 1262 | 3264 | 0 | 42.15 | 37.16 | 0.01 | 0
2040 | MISO_WUMS_2_MISO_W | MISO_WUMS | MISO_W | Internal | Winter | B16 | 25 | 3264 | 0 | 70.19 | 51.07 | 0.01 | 0
2040 | MISO_WUMS_2_MISO_W | MISO_WUMS | MISO_W | Internal | Winter | B17 | 100 | 3264 | 0 | 62.24 | 51.04 | 0.01 | 0
2040 | MISO_WUMS_2_MISO_W | MISO_WUMS | MISO_W | Internal | Winter | B18 | 400 | 3264 | 0 | 57.96 | 51.07 | 0.01 | 0
2040 | MISO_WUMS_2_MISO_W | MISO_WUMS | MISO_W | Internal | Winter | B19 | 700 | 3264 | 0 | 56.28 | 51.07 | 0.01 | 0
2040 | MISO_WUMS_2_MISO_W | MISO_WUMS | MISO_W | Internal | Winter | B20 | 935 | 3264 | 0 | 49.44 | 33.33 | 0.01 | 0
2040 | MISO_WUMS_2_PJM_ROR | MISO_WUMS | PJM_ROR | Internal | Shoulder | B11 | 25 | 1600 | 0 | 69.31 | 68.32 | 1 | 0
2040 | MISO_WUMS_2_PJM_ROR | MISO_WUMS | PJM_ROR | Internal | Shoulder | B12 | 200 | 1600 | 0 | 57.1 | 58.02 | 1 | 0
2040 | MISO_WUMS_2_PJM_ROR | MISO_WUMS | PJM_ROR | Internal | Shoulder | B13 | 600 | 1600 | 0 | 54.04 | 53.08 | 1 | 0
2040 | MISO_WUMS_2_PJM_ROR | MISO_WUMS | PJM_ROR | Internal | Shoulder | B14 | 900 | 1600 | 0 | 53.1 | 52.1 | 1 | 0
2040 | MISO_WUMS_2_PJM_ROR | MISO_WUMS | PJM_ROR | Internal | Shoulder | B15 | 1203 | 1600 | 455.63 | 48.4 | 49.4 | 1 | 0
2040 | MISO_WUMS_2_PJM_ROR | MISO_WUMS | PJM_ROR | Internal | Summer | B1 | 10 | 1600 | 1600 | 84.3 | 92.34 | 1 | 7.04
2040 | MISO_WUMS_2_PJM_ROR | MISO_WUMS | PJM_ROR | Internal | Summer | B2 | 25 | 1600 | 1600 | 84.3 | 88.48 | 1 | 3.17
2040 | MISO_WUMS_2_PJM_ROR | MISO_WUMS | PJM_ROR | Internal | Summer | B3 | 75 | 1600 | 1600 | 84.3 | 86.48 | 1 | 1.17
2040 | MISO_WUMS_2_PJM_ROR | MISO_WUMS | PJM_ROR | Internal | Summer | B4 | 100 | 1600 | 1600 | 84.3 | 86.48 | 1 | 1.17
2040 | MISO_WUMS_2_PJM_ROR | MISO_WUMS | PJM_ROR | Internal | Summer | B5 | 200 | 1600 | 1600 | 84.3 | 85.31 | 1 | 0.01
2040 | MISO_WUMS_2_PJM_ROR | MISO_WUMS | PJM_ROR | Internal | Summer | B6 | 300 | 1600 | 0 | 67.64 | 68.63 | 1 | 0
2040 | MISO_WUMS_2_PJM_ROR | MISO_WUMS | PJM_ROR | Internal | Summer | B7 | 400 | 1600 | 0 | 56.1 | 56.39 | 1 | 0
2040 | MISO_WUMS_2_PJM_ROR | MISO_WUMS | PJM_ROR | Internal | Summer | B8 | 500 | 1600 | 0 | 51.92 | 51.74 | 1 | 0
2040 | MISO_WUMS_2_PJM_ROR | MISO_WUMS | PJM_ROR | Internal | Summer | B9 | 800 | 1600 | 0 | 49.88 | 48.88 | 1 | 0
2040 | MISO_WUMS_2_PJM_ROR | MISO_WUMS | PJM_ROR | Internal | Summer | B10 | 1262 | 1600 | 0 | 42.15 | 42.69 | 1 | 0
2040 | MISO_WUMS_2_PJM_ROR | MISO_WUMS | PJM_ROR | Internal | Winter | B16 | 25 | 1600 | 731.94 | 70.19 | 71.19 | 1 | 0
2040 | MISO_WUMS_2_PJM_ROR | MISO_WUMS | PJM_ROR | Internal | Winter | B17 | 100 | 1600 | 1039.88 | 62.24 | 63.24 | 1 | 0
2040 | MISO_WUMS_2_PJM_ROR | MISO_WUMS | PJM_ROR | Internal | Winter | B18 | 400 | 1600 | 0 | 57.96 | 58.48 | 1 | 0
2040 | MISO_WUMS_2_PJM_ROR | MISO_WUMS | PJM_ROR | Internal | Winter | B19 | 700 | 1600 | 0 | 56.28 | 55.94 | 1 | 0
2040 | MISO_WUMS_2_PJM_ROR | MISO_WUMS | PJM_ROR | Internal | Winter | B20 | 935 | 1600 | 1600 | 49.44 | 50.45 | 1 | 0.01
2040 | NE_2_MAPP_US | NE | MAPP_US | Internal | Shoulder | B11 | 25 | 1600 | 0 | 64.82 | 61.32 | 2.5 | 0
2040 | NE_2_MAPP_US | NE | MAPP_US | Internal | Shoulder | B12 | 200 | 1600 | 0 | 54.52 | 51.02 | 2.5 | 0
2040 | NE_2_MAPP_US | NE | MAPP_US | Internal | Shoulder | B13 | 600 | 1600 | 0 | 49.57 | 46.07 | 2.5 | 0
2040 | NE_2_MAPP_US | NE | MAPP_US | Internal | Shoulder | B14 | 900 | 1600 | 399.15 | 30.57 | 33.07 | 2.5 | 0
2040 | NE_2_MAPP_US | NE | MAPP_US | Internal | Shoulder | B15 | 1203 | 1600 | 990.55 | 22.92 | 25.42 | 2.5 | 0
2040 | NE_2_MAPP_US | NE | MAPP_US | Internal | Summer | B1 | 10 | 1600 | 0 | 88.84 | 87.84 | 2.5 | 0
2040 | NE_2_MAPP_US | NE | MAPP_US | Internal | Summer | B2 | 25 | 1600 | 0 | 84.98 | 83.49 | 2.5 | 0
2040 | NE_2_MAPP_US | NE | MAPP_US | Internal | Summer | B3 | 75 | 1600 | 0 | 84.98 | 83.98 | 2.5 | 0
2040 | NE_2_MAPP_US | NE | MAPP_US | Internal | Summer | B4 | 100 | 1600 | 0 | 82.98 | 80.27 | 2.5 | 0
2040 | NE_2_MAPP_US | NE | MAPP_US | Internal | Summer | B5 | 200 | 1600 | 0 | 81.81 | 79.44 | 2.5 | 0
2040 | NE_2_MAPP_US | NE | MAPP_US | Internal | Summer | B6 | 300 | 1600 | 0 | 65.13 | 63.37 | 2.5 | 0
2040 | NE_2_MAPP_US | NE | MAPP_US | Internal | Summer | B7 | 400 | 1600 | 0 | 53.59 | 50.09 | 2.5 | 0
2040 | NE_2_MAPP_US | NE | MAPP_US | Internal | Summer | B8 | 500 | 1600 | 0 | 48.24 | 44.74 | 2.5 | 0
2040 | NE_2_MAPP_US | NE | MAPP_US | Internal | Summer | B9 | 800 | 1600 | 0 | 45.38 | 41.88 | 2.5 | 0
2040 | NE_2_MAPP_US | NE | MAPP_US | Internal | Summer | B10 | 1262 | 1600 | 0 | 34.66 | 31.16 | 2.5 | 0
2040 | NE_2_MAPP_US | NE | MAPP_US | Internal | Winter | B16 | 25 | 1600 | 1390.23 | -29.3 | -26.8 | 2.5 | 0
2040 | NE_2_MAPP_US | NE | MAPP_US | Internal | Winter | B17 | 100 | 1600 | 1332.4 | 22.92 | 25.42 | 2.5 | 0
2040 | NE_2_MAPP_US | NE | MAPP_US | Internal | Winter | B18 | 400 | 1600 | 0 | 45.44 | 41.94 | 2.5 | 0
2040 | NE_2_MAPP_US | NE | MAPP_US | Internal | Winter | B19 | 700 | 1600 | 81.94 | 39.44 | 41.94 | 2.5 | 0
2040 | NE_2_MAPP_US | NE | MAPP_US | Internal | Winter | B20 | 935 | 1600 | 0 | 26 | 27.59 | 2.5 | 0
2040 | NE_2_MISO_W | NE | MISO_W | Internal | Shoulder | B11 | 25 | 19097 | 14525.41 | 64.82 | 67.32 | 2.5 | 0
2040 | NE_2_MISO_W | NE | MISO_W | Internal | Shoulder | B12 | 200 | 19097 | 14054.76 | 54.52 | 57.02 | 2.5 | 0
2040 | NE_2_MISO_W | NE | MISO_W | Internal | Shoulder | B13 | 600 | 19097 | 18272.98 | 49.57 | 52.07 | 2.5 | 0
2040 | NE_2_MISO_W | NE | MISO_W | Internal | Shoulder | B14 | 900 | 19097 | 19097 | 30.57 | 47.36 | 2.5 | 14.28
2040 | NE_2_MISO_W | NE | MISO_W | Internal | Shoulder | B15 | 1203 | 19097 | 19097 | 22.92 | 33.32 | 2.5 | 7.9
2040 | NE_2_MISO_W | NE | MISO_W | Internal | Summer | B1 | 10 | 19097 | 12897.21 | 88.84 | 91.34 | 2.5 | 0
2040 | NE_2_MISO_W | NE | MISO_W | Internal | Summer | B2 | 25 | 19097 | 13872.34 | 84.98 | 87.48 | 2.5 | 0
2040 | NE_2_MISO_W | NE | MISO_W | Internal | Summer | B3 | 75 | 19097 | 6897.86 | 84.98 | 87.48 | 2.5 | 0
2040 | NE_2_MISO_W | NE | MISO_W | Internal | Summer | B4 | 100 | 19097 | 7174.2 | 82.98 | 85.48 | 2.5 | 0
2040 | NE_2_MISO_W | NE | MISO_W | Internal | Summer | B5 | 200 | 19097 | 10172.63 | 81.81 | 84.31 | 2.5 | 0
2040 | NE_2_MISO_W | NE | MISO_W | Internal | Summer | B6 | 300 | 19097 | 7189.43 | 65.13 | 67.63 | 2.5 | 0
2040 | NE_2_MISO_W | NE | MISO_W | Internal | Summer | B7 | 400 | 19097 | 5066.69 | 53.59 | 56.09 | 2.5 | 0
2040 | NE_2_MISO_W | NE | MISO_W | Internal | Summer | B8 | 500 | 19097 | 10630.68 | 48.24 | 50.74 | 2.5 | 0
2040 | NE_2_MISO_W | NE | MISO_W | Internal | Summer | B9 | 800 | 19097 | 9647.23 | 45.38 | 47.88 | 2.5 | 0
2040 | NE_2_MISO_W | NE | MISO_W | Internal | Summer | B10 | 1262 | 19097 | 16890.82 | 34.66 | 37.16 | 2.5 | 0
2040 | NE_2_MISO_W | NE | MISO_W | Internal | Winter | B16 | 25 | 19097 | 19097 | -29.3 | 51.07 | 2.5 | 77.86
2040 | NE_2_MISO_W | NE | MISO_W | Internal | Winter | B17 | 100 | 19097 | 19097 | 22.92 | 51.04 | 2.5 | 25.62
2040 | NE_2_MISO_W | NE | MISO_W | Internal | Winter | B18 | 400 | 19097 | 19097 | 45.44 | 51.07 | 2.5 | 3.13
2040 | NE_2_MISO_W | NE | MISO_W | Internal | Winter | B19 | 700 | 19097 | 19097 | 39.44 | 51.07 | 2.5 | 9.13
2040 | NE_2_MISO_W | NE | MISO_W | Internal | Winter | B20 | 935 | 19097 | 19097 | 26 | 33.33 | 2.5 | 4.83
2040 | NE_2_SPP_N | NE | SPP_N | Internal | Shoulder | B11 | 25 | 12798 | 3392.65 | 64.82 | 64.83 | 0.01 | 0
2040 | NE_2_SPP_N | NE | SPP_N | Internal | Shoulder | B12 | 200 | 12798 | 9696.34 | 54.52 | 54.53 | 0.01 | 0
2040 | NE_2_SPP_N | NE | SPP_N | Internal | Shoulder | B13 | 600 | 12798 | 8830.26 | 49.57 | 49.58 | 0.01 | 0
2040 | NE_2_SPP_N | NE | SPP_N | Internal | Shoulder | B14 | 900 | 12798 | 8750.97 | 30.57 | 30.59 | 0.01 | 0
2040 | NE_2_SPP_N | NE | SPP_N | Internal | Shoulder | B15 | 1203 | 12798 | 9353.44 | 22.92 | 22.93 | 0.01 | 0
2040 | NE_2_SPP_N | NE | SPP_N | Internal | Summer | B1 | 10 | 12798 | 497.66 | 88.84 | 88.85 | 0.01 | 0
2040 | NE_2_SPP_N | NE | SPP_N | Internal | Summer | B2 | 25 | 12798 | 7354.7 | 84.98 | 84.99 | 0.01 | 0
2040 | NE_2_SPP_N | NE | SPP_N | Internal | Summer | B3 | 75 | 12798 | 9374.84 | 84.98 | 84.99 | 0.01 | 0
2040 | NE_2_SPP_N | NE | SPP_N | Internal | Summer | B4 | 100 | 12798 | 6070.2 | 82.98 | 82.99 | 0.01 | 0
2040 | NE_2_SPP_N | NE | SPP_N | Internal | Summer | B5 | 200 | 12798 | 4280.3 | 81.81 | 81.82 | 0.01 | 0
2040 | NE_2_SPP_N | NE | SPP_N | Internal | Summer | B6 | 300 | 12798 | 8284.75 | 65.13 | 65.14 | 0.01 | 0
2040 | NE_2_SPP_N | NE | SPP_N | Internal | Summer | B7 | 400 | 12798 | 12798 | 53.59 | 54.99 | 0.01 | 1.39
2040 | NE_2_SPP_N | NE | SPP_N | Internal | Summer | B8 | 500 | 12798 | 12798 | 48.24 | 52.66 | 0.01 | 4.41
2040 | NE_2_SPP_N | NE | SPP_N | Internal | Summer | B9 | 800 | 12798 | 12798 | 45.38 | 50.94 | 0.01 | 5.55
2040 | NE_2_SPP_N | NE | SPP_N | Internal | Summer | B10 | 1262 | 12798 | 9555.14 | 34.66 | 34.67 | 0.01 | 0
2040 | NE_2_SPP_N | NE | SPP_N | Internal | Winter | B16 | 25 | 12798 | 12798 | -29.3 | 44.5 | 0.01 | 73.79
2040 | NE_2_SPP_N | NE | SPP_N | Internal | Winter | B17 | 100 | 12798 | 12798 | 22.92 | 33 | 0.01 | 10.07
2040 | NE_2_SPP_N | NE | SPP_N | Internal | Winter | B18 | 400 | 12798 | 12518.43 | 45.44 | 45.45 | 0.01 | 0
2040 | NE_2_SPP_N | NE | SPP_N | Internal | Winter | B19 | 700 | 12798 | 10078.75 | 39.44 | 39.45 | 0.01 | 0
2040 | NE_2_SPP_N | NE | SPP_N | Internal | Winter | B20 | 935 | 12798 | 12537.83 | 26 | 26.01 | 0.01 | 0
2040 | NEISO_2_NYISO_A-F | NEISO | NYISO_A-F | Internal | Shoulder | B11 | 25 | 600 | 600 | 45.22 | 62.42 | 1.5 | 15.7
2040 | NEISO_2_NYISO_A-F | NEISO | NYISO_A-F | Internal | Shoulder | B12 | 200 | 600 | 600 | 45.22 | 54.01 | 1.5 | 7.29
2040 | NEISO_2_NYISO_A-F | NEISO | NYISO_A-F | Internal | Shoulder | B13 | 600 | 600 | 600 | 45.22 | 49.07 | 1.5 | 2.35
2040 | NEISO_2_NYISO_A-F | NEISO | NYISO_A-F | Internal | Shoulder | B14 | 900 | 600 | 600 | 45.22 | 48.09 | 1.5 | 1.37
2040 | NEISO_2_NYISO_A-F | NEISO | NYISO_A-F | Internal | Shoulder | B15 | 1203 | 600 | 600 | 45.22 | 48.09 | 1.5 | 1.37
2040 | NEISO_2_NYISO_A-F | NEISO | NYISO_A-F | Internal | Summer | B1 | 10 | 600 | 0 | 89.85 | 88.35 | 1.5 | 0
2040 | NEISO_2_NYISO_A-F | NEISO | NYISO_A-F | Internal | Summer | B2 | 25 | 600 | 0.03 | 82.98 | 84.46 | 1.5 | 0
2040 | NEISO_2_NYISO_A-F | NEISO | NYISO_A-F | Internal | Summer | B3 | 75 | 600 | 600 | 64.06 | 80.93 | 1.5 | 15.38
2040 | NEISO_2_NYISO_A-F | NEISO | NYISO_A-F | Internal | Summer | B4 | 100 | 600 | 600 | 51.51 | 69.6 | 1.5 | 16.6
2040 | NEISO_2_NYISO_A-F | NEISO | NYISO_A-F | Internal | Summer | B5 | 200 | 600 | 600 | 41.35 | 63.16 | 1.5 | 20.31
2040 | NEISO_2_NYISO_A-F | NEISO | NYISO_A-F | Internal | Summer | B6 | 300 | 600 | 600 | 41.35 | 59.64 | 1.5 | 16.79
2040 | NEISO_2_NYISO_A-F | NEISO | NYISO_A-F | Internal | Summer | B7 | 400 | 600 | 600 | 41.35 | 52.38 | 1.5 | 9.53
2040 | NEISO_2_NYISO_A-F | NEISO | NYISO_A-F | Internal | Summer | B8 | 500 | 600 | 600 | 41.35 | 47.73 | 1.5 | 4.88
2040 | NEISO_2_NYISO_A-F | NEISO | NYISO_A-F | Internal | Summer | B9 | 800 | 600 | 600 | 41.35 | 44.86 | 1.5 | 2.02
2040 | NEISO_2_NYISO_A-F | NEISO | NYISO_A-F | Internal | Summer | B10 | 1262 | 600 | 600 | 41.35 | 44.86 | 1.5 | 2.02
2040 | NEISO_2_NYISO_A-F | NEISO | NYISO_A-F | Internal | Winter | B16 | 25 | 600 | 600 | 57.12 | 67.2 | 1.5 | 8.58
2040 | NEISO_2_NYISO_A-F | NEISO | NYISO_A-F | Internal | Winter | B17 | 100 | 600 | 214.83 | 57.12 | 58.62 | 1.5 | 0
2040 | NEISO_2_NYISO_A-F | NEISO | NYISO_A-F | Internal | Winter | B18 | 400 | 600 | 0 | 57.12 | 56.87 | 1.5 | 0
2040 | NEISO_2_NYISO_A-F | NEISO | NYISO_A-F | Internal | Winter | B19 | 700 | 600 | 0 | 57.12 | 56.87 | 1.5 | 0
2040 | NEISO_2_NYISO_A-F | NEISO | NYISO_A-F | Internal | Winter | B20 | 935 | 600 | 0 | 57.12 | 56.83 | 1.5 | 0
2040 | NEISO_2_NYISO_G-I | NEISO | NYISO_G-I | Internal | Shoulder | B11 | 25 | 600 | 600 | 45.22 | 62.43 | 1.5 | 15.71
2040 | NEISO_2_NYISO_G-I | NEISO | NYISO_G-I | Internal | Shoulder | B12 | 200 | 600 | 600 | 45.22 | 54.02 | 1.5 | 7.3
2040 | NEISO_2_NYISO_G-I | NEISO | NYISO_G-I | Internal | Shoulder | B13 | 600 | 600 | 600 | 45.22 | 49.08 | 1.5 | 2.37
2040 | NEISO_2_NYISO_G-I | NEISO | NYISO_G-I | Internal | Shoulder | B14 | 900 | 600 | 600 | 45.22 | 48.1 | 1.5 | 1.38
2040 | NEISO_2_NYISO_G-I | NEISO | NYISO_G-I | Internal | Shoulder | B15 | 1203 | 600 | 600 | 45.22 | 48.1 | 1.5 | 1.38
2040 | NEISO_2_NYISO_G-I | NEISO | NYISO_G-I | Internal | Summer | B1 | 10 | 600 | 20.95 | 89.85 | 91.35 | 1.5 | 0
2040 | NEISO_2_NYISO_G-I | NEISO | NYISO_G-I | Internal | Summer | B2 | 25 | 600 | 108.21 | 82.98 | 84.48 | 1.5 | 0
2040 | NEISO_2_NYISO_G-I | NEISO | NYISO_G-I | Internal | Summer | B3 | 75 | 600 | 600 | 64.06 | 80.94 | 1.5 | 15.39
2040 | NEISO_2_NYISO_G-I | NEISO | NYISO_G-I | Internal | Summer | B4 | 100 | 600 | 600 | 51.51 | 69.61 | 1.5 | 16.61
2040 | NEISO_2_NYISO_G-I | NEISO | NYISO_G-I | Internal | Summer | B5 | 200 | 600 | 600 | 41.35 | 63.17 | 1.5 | 20.33
2040 | NEISO_2_NYISO_G-I | NEISO | NYISO_G-I | Internal | Summer | B6 | 300 | 600 | 600 | 41.35 | 59.65 | 1.5 | 16.8
2040 | NEISO_2_NYISO_G-I | NEISO | NYISO_G-I | Internal | Summer | B7 | 400 | 600 | 600 | 41.35 | 52.39 | 1.5 | 9.54
2040 | NEISO_2_NYISO_G-I | NEISO | NYISO_G-I | Internal | Summer | B8 | 500 | 600 | 600 | 41.35 | 47.74 | 1.5 | 4.89
2040 | NEISO_2_NYISO_G-I | NEISO | NYISO_G-I | Internal | Summer | B9 | 800 | 600 | 600 | 41.35 | 44.88 | 1.5 | 2.03
2040 | NEISO_2_NYISO_G-I | NEISO | NYISO_G-I | Internal | Summer | B10 | 1262 | 600 | 600 | 41.35 | 44.85 | 1.5 | 2
2040 | NEISO_2_NYISO_G-I | NEISO | NYISO_G-I | Internal | Winter | B16 | 25 | 600 | 600 | 57.12 | 67.21 | 1.5 | 8.59
2040 | NEISO_2_NYISO_G-I | NEISO | NYISO_G-I | Internal | Winter | B17 | 100 | 600 | 600 | 57.12 | 59.26 | 1.5 | 0.64
2040 | NEISO_2_NYISO_G-I | NEISO | NYISO_G-I | Internal | Winter | B18 | 400 | 600 | 14.85 | 57.12 | 58.62 | 1.5 | 0
2040 | NEISO_2_NYISO_G-I | NEISO | NYISO_G-I | Internal | Winter | B19 | 700 | 600 | 0 | 57.12 | 56.88 | 1.5 | 0
2040 | NEISO_2_NYISO_G-I | NEISO | NYISO_G-I | Internal | Winter | B20 | 935 | 600 | 0 | 57.12 | 56.85 | 1.5 | 0
2040 | NEISO_2_NYISO_J-K | NEISO | NYISO_J-K | Internal | Shoulder | B11 | 25 | 520 | 520 | 45.22 | 65.44 | 1.5 | 18.72
2040 | NEISO_2_NYISO_J-K | NEISO | NYISO_J-K | Internal | Shoulder | B12 | 200 | 520 | 520 | 45.22 | 54.03 | 1.5 | 7.32
2040 | NEISO_2_NYISO_J-K | NEISO | NYISO_J-K | Internal | Shoulder | B13 | 600 | 520 | 520 | 45.22 | 49.1 | 1.5 | 2.38
2040 | NEISO_2_NYISO_J-K | NEISO | NYISO_J-K | Internal | Shoulder | B14 | 900 | 520 | 520 | 45.22 | 48.11 | 1.5 | 1.39
2040 | NEISO_2_NYISO_J-K | NEISO | NYISO_J-K | Internal | Shoulder | B15 | 1203 | 520 | 520 | 45.22 | 48.11 | 1.5 | 1.39
2040 | NEISO_2_NYISO_J-K | NEISO | NYISO_J-K | Internal | Summer | B1 | 10 | 520 | 519.9 | 89.85 | 91.36 | 1.5 | 0.01
2040 | NEISO_2_NYISO_J-K | NEISO | NYISO_J-K | Internal | Summer | B2 | 25 | 520 | 519.96 | 82.98 | 84.49 | 1.5 | 0.01
2040 | NEISO_2_NYISO_J-K | NEISO | NYISO_J-K | Internal | Summer | B3 | 75 | 520 | 520 | 64.06 | 80.96 | 1.5 | 15.4
2040 | NEISO_2_NYISO_J-K | NEISO | NYISO_J-K | Internal | Summer | B4 | 100 | 520 | 520 | 51.51 | 69.63 | 1.5 | 16.62
2040 | NEISO_2_NYISO_J-K | NEISO | NYISO_J-K | Internal | Summer | B5 | 200 | 520 | 520 | 41.35 | 63.18 | 1.5 | 20.34
2040 | NEISO_2_NYISO_J-K | NEISO | NYISO_J-K | Internal | Summer | B6 | 300 | 520 | 520 | 41.35 | 59.66 | 1.5 | 16.81
2040 | NEISO_2_NYISO_J-K | NEISO | NYISO_J-K | Internal | Summer | B7 | 400 | 520 | 520 | 41.35 | 59.66 | 1.5 | 16.81
2040 | NEISO_2_NYISO_J-K | NEISO | NYISO_J-K | Internal | Summer | B8 | 500 | 520 | 520 | 41.35 | 59.66 | 1.5 | 16.81
2040 | NEISO_2_NYISO_J-K | NEISO | NYISO_J-K | Internal | Summer | B9 | 800 | 520 | 520 | 41.35 | 44.89 | 1.5 | 2.04
2040 | NEISO_2_NYISO_J-K | NEISO | NYISO_J-K | Internal | Summer | B10 | 1262 | 520 | 520 | 41.35 | 44.86 | 1.5 | 2.02
2040 | NEISO_2_NYISO_J-K | NEISO | NYISO_J-K | Internal | Winter | B16 | 25 | 520 | 520 | 57.12 | 85.58 | 1.5 | 26.96
2040 | NEISO_2_NYISO_J-K | NEISO | NYISO_J-K | Internal | Winter | B17 | 100 | 520 | 520 | 57.12 | 68.93 | 1.5 | 10.31
2040 | NEISO_2_NYISO_J-K | NEISO | NYISO_J-K | Internal | Winter | B18 | 400 | 520 | 520 | 57.12 | 64.02 | 1.5 | 5.4
2040 | NEISO_2_NYISO_J-K | NEISO | NYISO_J-K | Internal | Winter | B19 | 700 | 520 | 520 | 57.12 | 64.02 | 1.5 | 5.4
2040 | NEISO_2_NYISO_J-K | NEISO | NYISO_J-K | Internal | Winter | B20 | 935 | 520 | 330.06 | 57.12 | 58.62 | 1.5 | 0
2040 | NonRTO_Midwest_2_TVA_Transmission | NonRTO_Midwest | TVA_Transmission | Internal | Shoulder | B11 | 25 | 2400 | 0 | 73.33 | 73.32 | 4 | 0
2040 | NonRTO_Midwest_2_TVA_Transmission | NonRTO_Midwest | TVA_Transmission | Internal | Shoulder | B12 | 200 | 2400 | 0 | 63.02 | 61.02 | 4 | 0
2040 | NonRTO_Midwest_2_TVA_Transmission | NonRTO_Midwest | TVA_Transmission | Internal | Shoulder | B13 | 600 | 2400 | 0 | 59.92 | 56.08 | 4 | 0
2040 | NonRTO_Midwest_2_TVA_Transmission | NonRTO_Midwest | TVA_Transmission | Internal | Shoulder | B14 | 900 | 2400 | 0 | 57.74 | 55.1 | 4 | 0
2040 | NonRTO_Midwest_2_TVA_Transmission | NonRTO_Midwest | TVA_Transmission | Internal | Shoulder | B15 | 1203 | 2400 | 744.32 | 49.58 | 53.58 | 4 | 0
2040 | NonRTO_Midwest_2_TVA_Transmission | NonRTO_Midwest | TVA_Transmission | Internal | Summer | B1 | 10 | 2400 | 0 | 97.33 | 95.35 | 4 | 0
2040 | NonRTO_Midwest_2_TVA_Transmission | NonRTO_Midwest | TVA_Transmission | Internal | Summer | B2 | 25 | 2400 | 0 | 94.05 | 92.2 | 4 | 0
2040 | NonRTO_Midwest_2_TVA_Transmission | NonRTO_Midwest | TVA_Transmission | Internal | Summer | B3 | 75 | 2400 | 0 | 94.05 | 91.84 | 4 | 0
2040 | NonRTO_Midwest_2_TVA_Transmission | NonRTO_Midwest | TVA_Transmission | Internal | Summer | B4 | 100 | 2400 | 0 | 91.49 | 91.48 | 4 | 0
2040 | NonRTO_Midwest_2_TVA_Transmission | NonRTO_Midwest | TVA_Transmission | Internal | Summer | B5 | 200 | 2400 | 0 | 89.57 | 89.55 | 4 | 0
2040 | NonRTO_Midwest_2_TVA_Transmission | NonRTO_Midwest | TVA_Transmission | Internal | Summer | B6 | 300 | 2400 | 0 | 71.65 | 71.63 | 4 | 0
2040 | NonRTO_Midwest_2_TVA_Transmission | NonRTO_Midwest | TVA_Transmission | Internal | Summer | B7 | 400 | 2400 | 0 | 60.11 | 59.39 | 4 | 0
2040 | NonRTO_Midwest_2_TVA_Transmission | NonRTO_Midwest | TVA_Transmission | Internal | Summer | B8 | 500 | 2400 | 0 | 56.02 | 55.17 | 4 | 0
2040 | NonRTO_Midwest_2_TVA_Transmission | NonRTO_Midwest | TVA_Transmission | Internal | Summer | B9 | 800 | 2400 | 422.77 | 49.45 | 53.45 | 4 | 0
2040 | NonRTO_Midwest_2_TVA_Transmission | NonRTO_Midwest | TVA_Transmission | Internal | Summer | B10 | 1262 | 2400 | 1214.06 | 41.69 | 45.69 | 4 | 0
2040 | NonRTO_Midwest_2_TVA_Transmission | NonRTO_Midwest | TVA_Transmission | Internal | Winter | B16 | 25 | 2400 | 0 | 76.18 | 74.19 | 4 | 0
2040 | NonRTO_Midwest_2_TVA_Transmission | NonRTO_Midwest | TVA_Transmission | Internal | Winter | B17 | 100 | 2400 | 0 | 68.23 | 63.86 | 4 | 0
2040 | NonRTO_Midwest_2_TVA_Transmission | NonRTO_Midwest | TVA_Transmission | Internal | Winter | B18 | 400 | 2400 | 0 | 62.54 | 58.24 | 4 | 0
2040 | NonRTO_Midwest_2_TVA_Transmission | NonRTO_Midwest | TVA_Transmission | Internal | Winter | B19 | 700 | 2400 | 0 | 56.47 | 58.22 | 4 | 0
2040 | NonRTO_Midwest_2_TVA_Transmission | NonRTO_Midwest | TVA_Transmission | Internal | Winter | B20 | 935 | 2400 | 1403.69 | 49.45 | 53.45 | 4 | 0
2040 | NYISO_A-F_2_IESO | NYISO_A-F | IESO | Internal | Shoulder | B11 | 25 | 1600 | 0 | 62.42 | 58.92 | 3.5 | 0
2040 | NYISO_A-F_2_IESO | NYISO_A-F | IESO | Internal | Shoulder | B12 | 200 | 1600 | 0 | 54.01 | 52.7 | 3.5 | 0
2040 | NYISO_A-F_2_IESO | NYISO_A-F | IESO | Internal | Shoulder | B13 | 600 | 1600 | 0 | 49.07 | 52.43 | 3.5 | 0
2040 | NYISO_A-F_2_IESO | NYISO_A-F | IESO | Internal | Shoulder | B14 | 900 | 1600 | 49.18 | 48.09 | 51.59 | 3.5 | 0
2040 | NYISO_A-F_2_IESO | NYISO_A-F | IESO | Internal | Shoulder | B15 | 1203 | 1600 | 596.03 | 48.09 | 51.59 | 3.5 | 0
2040 | NYISO_A-F_2_IESO | NYISO_A-F | IESO | Internal | Summer | B1 | 10 | 1600 | 0 | 88.35 | 89.84 | 3.5 | 0
2040 | NYISO_A-F_2_IESO | NYISO_A-F | IESO | Internal | Summer | B2 | 25 | 1600 | 0 | 84.46 | 86.83 | 3.5 | 0
2040 | NYISO_A-F_2_IESO | NYISO_A-F | IESO | Internal | Summer | B3 | 75 | 1600 | 1268.51 | 80.93 | 84.43 | 3.5 | 0
2040 | NYISO_A-F_2_IESO | NYISO_A-F | IESO | Internal | Summer | B4 | 100 | 1600 | 1067.01 | 69.6 | 73.1 | 3.5 | 0
2040 | NYISO_A-F_2_IESO | NYISO_A-F | IESO | Internal | Summer | B5 | 200 | 1600 | 419.89 | 63.16 | 66.66 | 3.5 | 0
2040 | NYISO_A-F_2_IESO | NYISO_A-F | IESO | Internal | Summer | B6 | 300 | 1600 | 0 | 59.64 | 56.49 | 3.5 | 0
2040 | NYISO_A-F_2_IESO | NYISO_A-F | IESO | Internal | Summer | B7 | 400 | 1600 | 0 | 52.38 | 52 | 3.5 | 0
2040 | NYISO_A-F_2_IESO | NYISO_A-F | IESO | Internal | Summer | B8 | 500 | 1600 | 0 | 47.73 | 48.53 | 3.5 | 0
2040 | NYISO_A-F_2_IESO | NYISO_A-F | IESO | Internal | Summer | B9 | 800 | 1600 | 0 | 44.86 | 47.78 | 3.5 | 0
2040 | NYISO_A-F_2_IESO | NYISO_A-F | IESO | Internal | Summer | B10 | 1262 | 1600 | 0 | 44.86 | 47.78 | 3.5 | 0
2040 | NYISO_A-F_2_IESO | NYISO_A-F | IESO | Internal | Winter | B16 | 25 | 1600 | 0 | 67.2 | 63.7 | 3.5 | 0
2040 | NYISO_A-F_2_IESO | NYISO_A-F | IESO | Internal | Winter | B17 | 100 | 1600 | 0 | 58.62 | 55.12 | 3.5 | 0
2040 | NYISO_A-F_2_IESO | NYISO_A-F | IESO | Internal | Winter | B18 | 400 | 1600 | 0 | 56.87 | 55.05 | 3.5 | 0
2040 | NYISO_A-F_2_IESO | NYISO_A-F | IESO | Internal | Winter | B19 | 700 | 1600 | 0 | 56.87 | 55.05 | 3.5 | 0
2040 | NYISO_A-F_2_IESO | NYISO_A-F | IESO | Internal | Winter | B20 | 935 | 1600 | 0 | 56.83 | 55.05 | 3.5 | 0
2040 | NYISO_A-F_2_NEISO | NYISO_A-F | NEISO | Internal | Shoulder | B11 | 25 | 600 | 0 | 62.42 | 45.22 | 1.5 | 0
2040 | NYISO_A-F_2_NEISO | NYISO_A-F | NEISO | Internal | Shoulder | B12 | 200 | 600 | 0 | 54.01 | 45.22 | 1.5 | 0
2040 | NYISO_A-F_2_NEISO | NYISO_A-F | NEISO | Internal | Shoulder | B13 | 600 | 600 | 0 | 49.07 | 45.22 | 1.5 | 0
2040 | NYISO_A-F_2_NEISO | NYISO_A-F | NEISO | Internal | Shoulder | B14 | 900 | 600 | 0 | 48.09 | 45.22 | 1.5 | 0
2040 | NYISO_A-F_2_NEISO | NYISO_A-F | NEISO | Internal | Shoulder | B15 | 1203 | 600 | 0 | 48.09 | 45.22 | 1.5 | 0
2040 | NYISO_A-F_2_NEISO | NYISO_A-F | NEISO | Internal | Summer | B1 | 10 | 600 | 312.68 | 88.35 | 89.85 | 1.5 | 0
2040 | NYISO_A-F_2_NEISO | NYISO_A-F | NEISO | Internal | Summer | B2 | 25 | 600 | 0 | 84.46 | 82.98 | 1.5 | 0
2040 | NYISO_A-F_2_NEISO | NYISO_A-F | NEISO | Internal | Summer | B3 | 75 | 600 | 0 | 80.93 | 64.06 | 1.5 | 0
2040 | NYISO_A-F_2_NEISO | NYISO_A-F | NEISO | Internal | Summer | B4 | 100 | 600 | 0 | 69.6 | 51.51 | 1.5 | 0
2040 | NYISO_A-F_2_NEISO | NYISO_A-F | NEISO | Internal | Summer | B5 | 200 | 600 | 0 | 63.16 | 41.35 | 1.5 | 0
2040 | NYISO_A-F_2_NEISO | NYISO_A-F | NEISO | Internal | Summer | B6 | 300 | 600 | 0 | 59.64 | 41.35 | 1.5 | 0
2040 | NYISO_A-F_2_NEISO | NYISO_A-F | NEISO | Internal | Summer | B7 | 400 | 600 | 0 | 52.38 | 41.35 | 1.5 | 0
2040 | NYISO_A-F_2_NEISO | NYISO_A-F | NEISO | Internal | Summer | B8 | 500 | 600 | 0 | 47.73 | 41.35 | 1.5 | 0
2040 | NYISO_A-F_2_NEISO | NYISO_A-F | NEISO | Internal | Summer | B9 | 800 | 600 | 0 | 44.86 | 41.35 | 1.5 | 0
2040 | NYISO_A-F_2_NEISO | NYISO_A-F | NEISO | Internal | Summer | B10 | 1262 | 600 | 0 | 44.86 | 41.35 | 1.5 | 0
2040 | NYISO_A-F_2_NEISO | NYISO_A-F | NEISO | Internal | Winter | B16 | 25 | 600 | 0 | 67.2 | 57.12 | 1.5 | 0
2040 | NYISO_A-F_2_NEISO | NYISO_A-F | NEISO | Internal | Winter | B17 | 100 | 600 | 0 | 58.62 | 57.12 | 1.5 | 0
2040 | NYISO_A-F_2_NEISO | NYISO_A-F | NEISO | Internal | Winter | B18 | 400 | 600 | 0 | 56.87 | 57.12 | 1.5 | 0
2040 | NYISO_A-F_2_NEISO | NYISO_A-F | NEISO | Internal | Winter | B19 | 700 | 600 | 0 | 56.87 | 57.12 | 1.5 | 0
2040 | NYISO_A-F_2_NEISO | NYISO_A-F | NEISO | Internal | Winter | B20 | 935 | 600 | 0 | 56.83 | 57.12 | 1.5 | 0
2040 | NYISO_A-F_2_NYISO_G-I | NYISO_A-F | NYISO_G-I | Internal | Shoulder | B11 | 25 | 4888 | 4672.44 | 62.42 | 62.43 | 0.01 | 0
2040 | NYISO_A-F_2_NYISO_G-I | NYISO_A-F | NYISO_G-I | Internal | Shoulder | B12 | 200 | 4888 | 3534.29 | 54.01 | 54.02 | 0.01 | 0
2040 | NYISO_A-F_2_NYISO_G-I | NYISO_A-F | NYISO_G-I | Internal | Shoulder | B13 | 600 | 4888 | 3037.77 | 49.07 | 49.08 | 0.01 | 0
2040 | NYISO_A-F_2_NYISO_G-I | NYISO_A-F | NYISO_G-I | Internal | Shoulder | B14 | 900 | 4888 | 2662.38 | 48.09 | 48.1 | 0.01 | 0
2040 | NYISO_A-F_2_NYISO_G-I | NYISO_A-F | NYISO_G-I | Internal | Shoulder | B15 | 1203 | 4888 | 63.61 | 48.09 | 48.1 | 0.01 | 0
2040 | NYISO_A-F_2_NYISO_G-I | NYISO_A-F | NYISO_G-I | Internal | Summer | B1 | 10 | 4888 | 4888 | 88.35 | 91.35 | 0.01 | 2.99
2040 | NYISO_A-F_2_NYISO_G-I | NYISO_A-F | NYISO_G-I | Internal | Summer | B2 | 25 | 4888 | 4366.32 | 84.46 | 84.48 | 0.01 | 0
2040 | NYISO_A-F_2_NYISO_G-I | NYISO_A-F | NYISO_G-I | Internal | Summer | B3 | 75 | 4888 | 3074.47 | 80.93 | 80.94 | 0.01 | 0
2040 | NYISO_A-F_2_NYISO_G-I | NYISO_A-F | NYISO_G-I | Internal | Summer | B4 | 100 | 4888 | 3362.27 | 69.6 | 69.61 | 0.01 | 0
2040 | NYISO_A-F_2_NYISO_G-I | NYISO_A-F | NYISO_G-I | Internal | Summer | B5 | 200 | 4888 | 4323.03 | 63.16 | 63.17 | 0.01 | 0
2040 | NYISO_A-F_2_NYISO_G-I | NYISO_A-F | NYISO_G-I | Internal | Summer | B6 | 300 | 4888 | 3639.45 | 59.64 | 59.65 | 0.01 | 0
2040 | NYISO_A-F_2_NYISO_G-I | NYISO_A-F | NYISO_G-I | Internal | Summer | B7 | 400 | 4888 | 4031.33 | 52.38 | 52.39 | 0.01 | 0
2040 | NYISO_A-F_2_NYISO_G-I | NYISO_A-F | NYISO_G-I | Internal | Summer | B8 | 500 | 4888 | 3501.52 | 47.73 | 47.74 | 0.01 | 0
2040 | NYISO_A-F_2_NYISO_G-I | NYISO_A-F | NYISO_G-I | Internal | Summer | B9 | 800 | 4888 | 2116.63 | 44.86 | 44.88 | 0.01 | 0
2040 | NYISO_A-F_2_NYISO_G-I | NYISO_A-F | NYISO_G-I | Internal | Summer | B10 | 1262 | 4888 | 0 | 44.86 | 44.85 | 0.01 | 0
2040 | NYISO_A-F_2_NYISO_G-I | NYISO_A-F | NYISO_G-I | Internal | Winter | B16 | 25 | 4888 | 4784.86 | 67.2 | 67.21 | 0.01 | 0
2040 | NYISO_A-F_2_NYISO_G-I | NYISO_A-F | NYISO_G-I | Internal | Winter | B17 | 100 | 4888 | 4888 | 58.62 | 59.26 | 0.01 | 0.63
2040 | NYISO_A-F_2_NYISO_G-I | NYISO_A-F | NYISO_G-I | Internal | Winter | B18 | 400 | 4888 | 4888 | 56.87 | 58.62 | 0.01 | 1.74
2040 | NYISO_A-F_2_NYISO_G-I | NYISO_A-F | NYISO_G-I | Internal | Winter | B19 | 700 | 4888 | 4703.28 | 56.87 | 56.88 | 0.01 | 0
2040 | NYISO_A-F_2_NYISO_G-I | NYISO_A-F | NYISO_G-I | Internal | Winter | B20 | 935 | 4888 | 4315.16 | 56.83 | 56.85 | 0.01 | 0
2040 | NYISO_A-F_2_PJM_ROM | NYISO_A-F | PJM_ROM | Internal | Shoulder | B11 | 25 | 1000 | 1000 | 62.42 | 67.81 | 4 | 1.39
2040 | NYISO_A-F_2_PJM_ROM | NYISO_A-F | PJM_ROM | Internal | Shoulder | B12 | 200 | 1000 | 608.17 | 54.01 | 58.01 | 4 | 0
2040 | NYISO_A-F_2_PJM_ROM | NYISO_A-F | PJM_ROM | Internal | Shoulder | B13 | 600 | 1000 | 645.3 | 49.07 | 53.07 | 4 | 0
2040 | NYISO_A-F_2_PJM_ROM | NYISO_A-F | PJM_ROM | Internal | Shoulder | B14 | 900 | 1000 | 69.59 | 48.09 | 52.09 | 4 | 0
2040 | NYISO_A-F_2_PJM_ROM | NYISO_A-F | PJM_ROM | Internal | Shoulder | B15 | 1203 | 1000 | 0 | 48.09 | 49.08 | 4 | 0
2040 | NYISO_A-F_2_PJM_ROM | NYISO_A-F | PJM_ROM | Internal | Summer | B1 | 10 | 1000 | 37.55 | 88.35 | 92.35 | 4 | 0
2040 | NYISO_A-F_2_PJM_ROM | NYISO_A-F | PJM_ROM | Internal | Summer | B2 | 25 | 1000 | 329.98 | 84.46 | 88.46 | 4 | 0
2040 | NYISO_A-F_2_PJM_ROM | NYISO_A-F | PJM_ROM | Internal | Summer | B3 | 75 | 1000 | 999.99 | 80.93 | 84.94 | 4 | 0.01
2040 | NYISO_A-F_2_PJM_ROM | NYISO_A-F | PJM_ROM | Internal | Summer | B4 | 100 | 1000 | 1000 | 69.6 | 74.65 | 4 | 1.04
2040 | NYISO_A-F_2_PJM_ROM | NYISO_A-F | PJM_ROM | Internal | Summer | B5 | 200 | 1000 | 1000 | 63.16 | 70.93 | 4 | 3.77
2040 | NYISO_A-F_2_PJM_ROM | NYISO_A-F | PJM_ROM | Internal | Summer | B6 | 300 | 1000 | 1000 | 59.64 | 66.07 | 4 | 2.44
2040 | NYISO_A-F_2_PJM_ROM | NYISO_A-F | PJM_ROM | Internal | Summer | B7 | 400 | 1000 | 645.16 | 52.38 | 56.38 | 4 | 0
2040 | NYISO_A-F_2_PJM_ROM | NYISO_A-F | PJM_ROM | Internal | Summer | B8 | 500 | 1000 | 435.47 | 47.73 | 51.73 | 4 | 0
2040 | NYISO_A-F_2_PJM_ROM | NYISO_A-F | PJM_ROM | Internal | Summer | B9 | 800 | 1000 | 12.31 | 44.86 | 48.86 | 4 | 0
2040 | NYISO_A-F_2_PJM_ROM | NYISO_A-F | PJM_ROM | Internal | Summer | B10 | 1262 | 1000 | 0 | 44.86 | 42.67 | 4 | 0
2040 | NYISO_A-F_2_PJM_ROM | NYISO_A-F | PJM_ROM | Internal | Winter | B16 | 25 | 1000 | 859.31 | 67.2 | 71.2 | 4 | 0
2040 | NYISO_A-F_2_PJM_ROM | NYISO_A-F | PJM_ROM | Internal | Winter | B17 | 100 | 1000 | 1000 | 58.62 | 63.25 | 4 | 0.63
2040 | NYISO_A-F_2_PJM_ROM | NYISO_A-F | PJM_ROM | Internal | Winter | B18 | 400 | 1000 | 0 | 56.87 | 58.49 | 4 | 0
2040 | NYISO_A-F_2_PJM_ROM | NYISO_A-F | PJM_ROM | Internal | Winter | B19 | 700 | 1000 | 0 | 56.87 | 55.95 | 4 | 0
2040 | NYISO_A-F_2_PJM_ROM | NYISO_A-F | PJM_ROM | Internal | Winter | B20 | 935 | 1000 | 0 | 56.83 | 50.46 | 4 | 0
2040 | NYISO_G-I_2_NEISO | NYISO_G-I | NEISO | Internal | Shoulder | B11 | 25 | 600 | 0 | 62.43 | 45.22 | 1.5 | 0
2040 | NYISO_G-I_2_NEISO | NYISO_G-I | NEISO | Internal | Shoulder | B12 | 200 | 600 | 0 | 54.02 | 45.22 | 1.5 | 0
2040 | NYISO_G-I_2_NEISO | NYISO_G-I | NEISO | Internal | Shoulder | B13 | 600 | 600 | 0 | 49.08 | 45.22 | 1.5 | 0
2040 | NYISO_G-I_2_NEISO | NYISO_G-I | NEISO | Internal | Shoulder | B14 | 900 | 600 | 0 | 48.1 | 45.22 | 1.5 | 0
2040 | NYISO_G-I_2_NEISO | NYISO_G-I | NEISO | Internal | Shoulder | B15 | 1203 | 600 | 0 | 48.1 | 45.22 | 1.5 | 0
2040 | NYISO_G-I_2_NEISO | NYISO_G-I | NEISO | Internal | Summer | B1 | 10 | 600 | 0 | 91.35 | 89.85 | 1.5 | 0
2040 | NYISO_G-I_2_NEISO | NYISO_G-I | NEISO | Internal | Summer | B2 | 25 | 600 | 0 | 84.48 | 82.98 | 1.5 | 0
2040 | NYISO_G-I_2_NEISO | NYISO_G-I | NEISO | Internal | Summer | B3 | 75 | 600 | 0 | 80.94 | 64.06 | 1.5 | 0
2040 | NYISO_G-I_2_NEISO | NYISO_G-I | NEISO | Internal | Summer | B4 | 100 | 600 | 0 | 69.61 | 51.51 | 1.5 | 0
2040 | NYISO_G-I_2_NEISO | NYISO_G-I | NEISO | Internal | Summer | B5 | 200 | 600 | 0 | 63.17 | 41.35 | 1.5 | 0
2040 | NYISO_G-I_2_NEISO | NYISO_G-I | NEISO | Internal | Summer | B6 | 300 | 600 | 0 | 59.65 | 41.35 | 1.5 | 0
2040 | NYISO_G-I_2_NEISO | NYISO_G-I | NEISO | Internal | Summer | B7 | 400 | 600 | 0 | 52.39 | 41.35 | 1.5 | 0
2040 | NYISO_G-I_2_NEISO | NYISO_G-I | NEISO | Internal | Summer | B8 | 500 | 600 | 0 | 47.74 | 41.35 | 1.5 | 0
2040 | NYISO_G-I_2_NEISO | NYISO_G-I | NEISO | Internal | Summer | B9 | 800 | 600 | 0 | 44.88 | 41.35 | 1.5 | 0
2040 | NYISO_G-I_2_NEISO | NYISO_G-I | NEISO | Internal | Summer | B10 | 1262 | 600 | 0 | 44.85 | 41.35 | 1.5 | 0
2040 | NYISO_G-I_2_NEISO | NYISO_G-I | NEISO | Internal | Winter | B16 | 25 | 600 | 0 | 67.21 | 57.12 | 1.5 | 0
2040 | NYISO_G-I_2_NEISO | NYISO_G-I | NEISO | Internal | Winter | B17 | 100 | 600 | 0 | 59.26 | 57.12 | 1.5 | 0
2040 | NYISO_G-I_2_NEISO | NYISO_G-I | NEISO | Internal | Winter | B18 | 400 | 600 | 0 | 58.62 | 57.12 | 1.5 | 0
2040 | NYISO_G-I_2_NEISO | NYISO_G-I | NEISO | Internal | Winter | B19 | 700 | 600 | 0 | 56.88 | 57.12 | 1.5 | 0
2040 | NYISO_G-I_2_NEISO | NYISO_G-I | NEISO | Internal | Winter | B20 | 935 | 600 | 0 | 56.85 | 57.12 | 1.5 | 0
2040 | NYISO_G-I_2_NYISO_A-F | NYISO_G-I | NYISO_A-F | Internal | Shoulder | B11 | 25 | 2637 | 0.02 | 62.43 | 62.42 | 0.01 | 0
2040 | NYISO_G-I_2_NYISO_A-F | NYISO_G-I | NYISO_A-F | Internal | Shoulder | B12 | 200 | 2637 | 0 | 54.02 | 54.01 | 0.01 | 0
2040 | NYISO_G-I_2_NYISO_A-F | NYISO_G-I | NYISO_A-F | Internal | Shoulder | B13 | 600 | 2637 | 0 | 49.08 | 49.07 | 0.01 | 0
2040 | NYISO_G-I_2_NYISO_A-F | NYISO_G-I | NYISO_A-F | Internal | Shoulder | B14 | 900 | 2637 | 0 | 48.1 | 48.09 | 0.01 | 0
2040 | NYISO_G-I_2_NYISO_A-F | NYISO_G-I | NYISO_A-F | Internal | Shoulder | B15 | 1203 | 2637 | 0 | 48.1 | 48.09 | 0.01 | 0
2040 | NYISO_G-I_2_NYISO_A-F | NYISO_G-I | NYISO_A-F | Internal | Summer | B1 | 10 | 2637 | 0 | 91.35 | 88.35 | 0.01 | 0
2040 | NYISO_G-I_2_NYISO_A-F | NYISO_G-I | NYISO_A-F | Internal | Summer | B2 | 25 | 2637 | 0.02 | 84.48 | 84.46 | 0.01 | 0
2040 | NYISO_G-I_2_NYISO_A-F | NYISO_G-I | NYISO_A-F | Internal | Summer | B3 | 75 | 2637 | 0 | 80.94 | 80.93 | 0.01 | 0
2040 | NYISO_G-I_2_NYISO_A-F | NYISO_G-I | NYISO_A-F | Internal | Summer | B4 | 100 | 2637 | 0 | 69.61 | 69.6 | 0.01 | 0
2040 | NYISO_G-I_2_NYISO_A-F | NYISO_G-I | NYISO_A-F | Internal | Summer | B5 | 200 | 2637 | 0 | 63.17 | 63.16 | 0.01 | 0
2040 | NYISO_G-I_2_NYISO_A-F | NYISO_G-I | NYISO_A-F | Internal | Summer | B6 | 300 | 2637 | 0 | 59.65 | 59.64 | 0.01 | 0
2040 | NYISO_G-I_2_NYISO_A-F | NYISO_G-I | NYISO_A-F | Internal | Summer | B7 | 400 | 2637 | 0 | 52.39 | 52.38 | 0.01 | 0
2040 | NYISO_G-I_2_NYISO_A-F | NYISO_G-I | NYISO_A-F | Internal | Summer | B8 | 500 | 2637 | 0 | 47.74 | 47.73 | 0.01 | 0
2040 | NYISO_G-I_2_NYISO_A-F | NYISO_G-I | NYISO_A-F | Internal | Summer | B9 | 800 | 2637 | 0 | 44.88 | 44.86 | 0.01 | 0
2040 | NYISO_G-I_2_NYISO_A-F | NYISO_G-I | NYISO_A-F | Internal | Summer | B10 | 1262 | 2637 | 584.91 | 44.85 | 44.86 | 0.01 | 0
2040 | NYISO_G-I_2_NYISO_A-F | NYISO_G-I | NYISO_A-F | Internal | Winter | B16 | 25 | 2637 | 0.02 | 67.21 | 67.2 | 0.01 | 0
2040 | NYISO_G-I_2_NYISO_A-F | NYISO_G-I | NYISO_A-F | Internal | Winter | B17 | 100 | 2637 | 0 | 59.26 | 58.62 | 0.01 | 0
2040 | NYISO_G-I_2_NYISO_A-F | NYISO_G-I | NYISO_A-F | Internal | Winter | B18 | 400 | 2637 | 0 | 58.62 | 56.87 | 0.01 | 0
2040 | NYISO_G-I_2_NYISO_A-F | NYISO_G-I | NYISO_A-F | Internal | Winter | B19 | 700 | 2637 | 0 | 56.88 | 56.87 | 0.01 | 0
2040 | NYISO_G-I_2_NYISO_A-F | NYISO_G-I | NYISO_A-F | Internal | Winter | B20 | 935 | 2637 | 0 | 56.85 | 56.83 | 0.01 | 0
2040 | NYISO_G-I_2_NYISO_J-K | NYISO_G-I | NYISO_J-K | Internal | Shoulder | B11 | 25 | 6130 | 6130 | 62.43 | 65.44 | 0.01 | 3
2040 | NYISO_G-I_2_NYISO_J-K | NYISO_G-I | NYISO_J-K | Internal | Shoulder | B12 | 200 | 6130 | 5835.3 | 54.02 | 54.03 | 0.01 | 0
2040 | NYISO_G-I_2_NYISO_J-K | NYISO_G-I | NYISO_J-K | Internal | Shoulder | B13 | 600 | 6130 | 5555.41 | 49.08 | 49.1 | 0.01 | 0
2040 | NYISO_G-I_2_NYISO_J-K | NYISO_G-I | NYISO_J-K | Internal | Shoulder | B14 | 900 | 6130 | 5928.24 | 48.1 | 48.11 | 0.01 | 0
2040 | NYISO_G-I_2_NYISO_J-K | NYISO_G-I | NYISO_J-K | Internal | Shoulder | B15 | 1203 | 6130 | 3896.54 | 48.1 | 48.11 | 0.01 | 0
2040 | NYISO_G-I_2_NYISO_J-K | NYISO_G-I | NYISO_J-K | Internal | Summer | B1 | 10 | 6130 | 5677.94 | 91.35 | 91.36 | 0.01 | 0
2040 | NYISO_G-I_2_NYISO_J-K | NYISO_G-I | NYISO_J-K | Internal | Summer | B2 | 25 | 6130 | 5132.1 | 84.48 | 84.49 | 0.01 | 0
2040 | NYISO_G-I_2_NYISO_J-K | NYISO_G-I | NYISO_J-K | Internal | Summer | B3 | 75 | 6130 | 3597.38 | 80.94 | 80.96 | 0.01 | 0
2040 | NYISO_G-I_2_NYISO_J-K | NYISO_G-I | NYISO_J-K | Internal | Summer | B4 | 100 | 6130 | 4190.53 | 69.61 | 69.63 | 0.01 | 0
2040 | NYISO_G-I_2_NYISO_J-K | NYISO_G-I | NYISO_J-K | Internal | Summer | B5 | 200 | 6130 | 5308.23 | 63.17 | 63.18 | 0.01 | 0
2040 | NYISO_G-I_2_NYISO_J-K | NYISO_G-I | NYISO_J-K | Internal | Summer | B6 | 300 | 6130 | 4848.46 | 59.65 | 59.66 | 0.01 | 0
2040 | NYISO_G-I_2_NYISO_J-K | NYISO_G-I | NYISO_J-K | Internal | Summer | B7 | 400 | 6130 | 6130 | 52.39 | 59.66 | 0.01 | 7.26
2040 | NYISO_G-I_2_NYISO_J-K | NYISO_G-I | NYISO_J-K | Internal | Summer | B8 | 500 | 6130 | 6130 | 47.74 | 59.66 | 0.01 | 11.91
2040 | NYISO_G-I_2_NYISO_J-K | NYISO_G-I | NYISO_J-K | Internal | Summer | B9 | 800 | 6130 | 5429.64 | 44.88 | 44.89 | 0.01 | 0
2040 | NYISO_G-I_2_NYISO_J-K | NYISO_G-I | NYISO_J-K | Internal | Summer | B10 | 1262 | 6130 | 3262.53 | 44.85 | 44.86 | 0.01 | 0
2040 | NYISO_G-I_2_NYISO_J-K | NYISO_G-I | NYISO_J-K | Internal | Winter | B16 | 25 | 6130 | 6130 | 67.21 | 85.58 | 0.01 | 18.36
2040 | NYISO_G-I_2_NYISO_J-K | NYISO_G-I | NYISO_J-K | Internal | Winter | B17 | 100 | 6130 | 6130 | 59.26 | 68.93 | 0.01 | 9.65
2040 | NYISO_G-I_2_NYISO_J-K | NYISO_G-I | NYISO_J-K | Internal | Winter | B18 | 400 | 6130 | 6130 | 58.62 | 64.02 | 0.01 | 5.39
2040 | NYISO_G-I_2_NYISO_J-K | NYISO_G-I | NYISO_J-K | Internal | Winter | B19 | 700 | 6130 | 6130 | 56.88 | 64.02 | 0.01 | 7.12
2040 | NYISO_G-I_2_NYISO_J-K | NYISO_G-I | NYISO_J-K | Internal | Winter | B20 | 935 | 6130 | 6130 | 56.85 | 58.62 | 0.01 | 1.76
2040 | NYISO_G-I_2_PJM_E | NYISO_G-I | PJM_E | Internal | Shoulder | B11 | 25 | 1500 | 1500 | 62.43 | 67.83 | 4 | 1.39
2040 | NYISO_G-I_2_PJM_E | NYISO_G-I | PJM_E | Internal | Shoulder | B12 | 200 | 1500 | 730.52 | 54.02 | 58.02 | 4 | 0
2040 | NYISO_G-I_2_PJM_E | NYISO_G-I | PJM_E | Internal | Shoulder | B13 | 600 | 1500 | 639.08 | 49.08 | 53.08 | 4 | 0
2040 | NYISO_G-I_2_PJM_E | NYISO_G-I | PJM_E | Internal | Shoulder | B14 | 900 | 1500 | 69.44 | 48.1 | 52.1 | 4 | 0
2040 | NYISO_G-I_2_PJM_E | NYISO_G-I | PJM_E | Internal | Shoulder | B15 | 1203 | 1500 | 0 | 48.1 | 49.09 | 4 | 0
2040 | NYISO_G-I_2_PJM_E | NYISO_G-I | PJM_E | Internal | Summer | B1 | 10 | 1500 | 0 | 91.35 | 92.36 | 4 | 0
2040 | NYISO_G-I_2_PJM_E | NYISO_G-I | PJM_E | Internal | Summer | B2 | 25 | 1500 | 295.78 | 84.48 | 88.48 | 4 | 0
2040 | NYISO_G-I_2_PJM_E | NYISO_G-I | PJM_E | Internal | Summer | B3 | 75 | 1500 | 1499.99 | 80.94 | 84.96 | 4 | 0.01
2040 | NYISO_G-I_2_PJM_E | NYISO_G-I | PJM_E | Internal | Summer | B4 | 100 | 1500 | 1500 | 69.61 | 74.66 | 4 | 1.04
2040 | NYISO_G-I_2_PJM_E | NYISO_G-I | PJM_E | Internal | Summer | B5 | 200 | 1500 | 1500 | 63.17 | 70.94 | 4 | 3.77
2040 | NYISO_G-I_2_PJM_E | NYISO_G-I | PJM_E | Internal | Summer | B6 | 300 | 1500 | 1500 | 59.65 | 66.08 | 4 | 2.44
2040 | NYISO_G-I_2_PJM_E | NYISO_G-I | PJM_E | Internal | Summer | B7 | 400 | 1500 | 827.83 | 52.39 | 56.39 | 4 | 0
2040 | NYISO_G-I_2_PJM_E | NYISO_G-I | PJM_E | Internal | Summer | B8 | 500 | 1500 | 456.25 | 47.74 | 51.74 | 4 | 0
2040 | NYISO_G-I_2_PJM_E | NYISO_G-I | PJM_E | Internal | Summer | B9 | 800 | 1500 | 12.23 | 44.88 | 48.88 | 4 | 0
2040 | NYISO_G-I_2_PJM_E | NYISO_G-I | PJM_E | Internal | Summer | B10 | 1262 | 1500 | 0 | 44.85 | 42.69 | 4 | 0
2040 | NYISO_G-I_2_PJM_E | NYISO_G-I | PJM_E | Internal | Winter | B16 | 25 | 1500 | 266.33 | 67.21 | 71.21 | 4 | 0
2040 | NYISO_G-I_2_PJM_E | NYISO_G-I | PJM_E | Internal | Winter | B17 | 100 | 1500 | 506.14 | 59.26 | 63.26 | 4 | 0
2040 | NYISO_G-I_2_PJM_E | NYISO_G-I | PJM_E | Internal | Winter | B18 | 400 | 1500 | 0 | 58.62 | 58.5 | 4 | 0
2040 | NYISO_G-I_2_PJM_E | NYISO_G-I | PJM_E | Internal | Winter | B19 | 700 | 1500 | 0 | 56.88 | 55.96 | 4 | 0
2040 | NYISO_G-I_2_PJM_E | NYISO_G-I | PJM_E | Internal | Winter | B20 | 935 | 1500 | 0 | 56.85 | 51.32 | 4 | 0
2040 | NYISO_J-K_2_NEISO | NYISO_J-K | NEISO | Internal | Shoulder | B11 | 25 | 90 | 0 | 65.44 | 45.22 | 1.5 | 0
2040 | NYISO_J-K_2_NEISO | NYISO_J-K | NEISO | Internal | Shoulder | B12 | 200 | 90 | 0 | 54.03 | 45.22 | 1.5 | 0
2040 | NYISO_J-K_2_NEISO | NYISO_J-K | NEISO | Internal | Shoulder | B13 | 600 | 90 | 0 | 49.1 | 45.22 | 1.5 | 0
2040 | NYISO_J-K_2_NEISO | NYISO_J-K | NEISO | Internal | Shoulder | B14 | 900 | 90 | 0 | 48.11 | 45.22 | 1.5 | 0
2040 | NYISO_J-K_2_NEISO | NYISO_J-K | NEISO | Internal | Shoulder | B15 | 1203 | 90 | 0 | 48.11 | 45.22 | 1.5 | 0
2040 | NYISO_J-K_2_NEISO | NYISO_J-K | NEISO | Internal | Summer | B1 | 10 | 90 | 0 | 91.36 | 89.85 | 1.5 | 0
2040 | NYISO_J-K_2_NEISO | NYISO_J-K | NEISO | Internal | Summer | B2 | 25 | 90 | 0 | 84.49 | 82.98 | 1.5 | 0
2040 | NYISO_J-K_2_NEISO | NYISO_J-K | NEISO | Internal | Summer | B3 | 75 | 90 | 0 | 80.96 | 64.06 | 1.5 | 0
2040 | NYISO_J-K_2_NEISO | NYISO_J-K | NEISO | Internal | Summer | B4 | 100 | 90 | 0 | 69.63 | 51.51 | 1.5 | 0
2040 | NYISO_J-K_2_NEISO | NYISO_J-K | NEISO | Internal | Summer | B5 | 200 | 90 | 0 | 63.18 | 41.35 | 1.5 | 0
2040 | NYISO_J-K_2_NEISO | NYISO_J-K | NEISO | Internal | Summer | B6 | 300 | 90 | 0 | 59.66 | 41.35 | 1.5 | 0
2040 | NYISO_J-K_2_NEISO | NYISO_J-K | NEISO | Internal | Summer | B7 | 400 | 90 | 0 | 59.66 | 41.35 | 1.5 | 0
2040 | NYISO_J-K_2_NEISO | NYISO_J-K | NEISO | Internal | Summer | B8 | 500 | 90 | 0 | 59.66 | 41.35 | 1.5 | 0
2040 | NYISO_J-K_2_NEISO | NYISO_J-K | NEISO | Internal | Summer | B9 | 800 | 90 | 0 | 44.89 | 41.35 | 1.5 | 0
2040 | NYISO_J-K_2_NEISO | NYISO_J-K | NEISO | Internal | Summer | B10 | 1262 | 90 | 0 | 44.86 | 41.35 | 1.5 | 0
2040 | NYISO_J-K_2_NEISO | NYISO_J-K | NEISO | Internal | Winter | B16 | 25 | 90 | 0 | 85.58 | 57.12 | 1.5 | 0
2040 | NYISO_J-K_2_NEISO | NYISO_J-K | NEISO | Internal | Winter | B17 | 100 | 90 | 0 | 68.93 | 57.12 | 1.5 | 0
2040 | NYISO_J-K_2_NEISO | NYISO_J-K | NEISO | Internal | Winter | B18 | 400 | 90 | 0 | 64.02 | 57.12 | 1.5 | 0
2040 | NYISO_J-K_2_NEISO | NYISO_J-K | NEISO | Internal | Winter | B19 | 700 | 90 | 0 | 64.02 | 57.12 | 1.5 | 0
2040 | NYISO_J-K_2_NEISO | NYISO_J-K | NEISO | Internal | Winter | B20 | 935 | 90 | 0 | 58.62 | 57.12 | 1.5 | 0
2040 | NYISO_J-K_2_NYISO_G-I | NYISO_J-K | NYISO_G-I | Internal | Shoulder | B11 | 25 | 1999 | 0 | 65.44 | 62.43 | 0.01 | 0
2040 | NYISO_J-K_2_NYISO_G-I | NYISO_J-K | NYISO_G-I | Internal | Shoulder | B12 | 200 | 1999 | 0 | 54.03 | 54.02 | 0.01 | 0
2040 | NYISO_J-K_2_NYISO_G-I | NYISO_J-K | NYISO_G-I | Internal | Shoulder | B13 | 600 | 1999 | 0 | 49.1 | 49.08 | 0.01 | 0
2040 | NYISO_J-K_2_NYISO_G-I | NYISO_J-K | NYISO_G-I | Internal | Shoulder | B14 | 900 | 1999 | 0 | 48.11 | 48.1 | 0.01 | 0
2040 | NYISO_J-K_2_NYISO_G-I | NYISO_J-K | NYISO_G-I | Internal | Shoulder | B15 | 1203 | 1999 | 0 | 48.11 | 48.1 | 0.01 | 0
2040 | NYISO_J-K_2_NYISO_G-I | NYISO_J-K | NYISO_G-I | Internal | Summer | B1 | 10 | 1999 | 0.04 | 91.36 | 91.35 | 0.01 | 0
2040 | NYISO_J-K_2_NYISO_G-I | NYISO_J-K | NYISO_G-I | Internal | Summer | B2 | 25 | 1999 | 0.02 | 84.49 | 84.48 | 0.01 | 0
2040 | NYISO_J-K_2_NYISO_G-I | NYISO_J-K | NYISO_G-I | Internal | Summer | B3 | 75 | 1999 | 0 | 80.96 | 80.94 | 0.01 | 0
2040 | NYISO_J-K_2_NYISO_G-I | NYISO_J-K | NYISO_G-I | Internal | Summer | B4 | 100 | 1999 | 0 | 69.63 | 69.61 | 0.01 | 0
2040 | NYISO_J-K_2_NYISO_G-I | NYISO_J-K | NYISO_G-I | Internal | Summer | B5 | 200 | 1999 | 0 | 63.18 | 63.17 | 0.01 | 0
2040 | NYISO_J-K_2_NYISO_G-I | NYISO_J-K | NYISO_G-I | Internal | Summer | B6 | 300 | 1999 | 0 | 59.66 | 59.65 | 0.01 | 0
2040 | NYISO_J-K_2_NYISO_G-I | NYISO_J-K | NYISO_G-I | Internal | Summer | B7 | 400 | 1999 | 0 | 59.66 | 52.39 | 0.01 | 0
2040 | NYISO_J-K_2_NYISO_G-I | NYISO_J-K | NYISO_G-I | Internal | Summer | B8 | 500 | 1999 | 0 | 59.66 | 47.74 | 0.01 | 0
2040 | NYISO_J-K_2_NYISO_G-I | NYISO_J-K | NYISO_G-I | Internal | Summer | B9 | 800 | 1999 | 0 | 44.89 | 44.88 | 0.01 | 0
2040 | NYISO_J-K_2_NYISO_G-I | NYISO_J-K | NYISO_G-I | Internal | Summer | B10 | 1262 | 1999 | 0 | 44.86 | 44.85 | 0.01 | 0
2040 | NYISO_J-K_2_NYISO_G-I | NYISO_J-K | NYISO_G-I | Internal | Winter | B16 | 25 | 1999 | 0 | 85.58 | 67.21 | 0.01 | 0
2040 | NYISO_J-K_2_NYISO_G-I | NYISO_J-K | NYISO_G-I | Internal | Winter | B17 | 100 | 1999 | 0 | 68.93 | 59.26 | 0.01 | 0
2040 | NYISO_J-K_2_NYISO_G-I | NYISO_J-K | NYISO_G-I | Internal | Winter | B18 | 400 | 1999 | 0 | 64.02 | 58.62 | 0.01 | 0
2040 | NYISO_J-K_2_NYISO_G-I | NYISO_J-K | NYISO_G-I | Internal | Winter | B19 | 700 | 1999 | 0 | 64.02 | 56.88 | 0.01 | 0
2040 | NYISO_J-K_2_NYISO_G-I | NYISO_J-K | NYISO_G-I | Internal | Winter | B20 | 935 | 1999 | 0 | 58.62 | 56.85 | 0.01 | 0
2040 | NYISO_J-K_2_PJM_E | NYISO_J-K | PJM_E | Internal | Shoulder | B11 | 25 | 330 | 0 | 65.44 | 67.83 | 4 | 0
2040 | NYISO_J-K_2_PJM_E | NYISO_J-K | PJM_E | Internal | Shoulder | B12 | 200 | 330 | 0 | 54.03 | 58.02 | 4 | 0
2040 | NYISO_J-K_2_PJM_E | NYISO_J-K | PJM_E | Internal | Shoulder | B13 | 600 | 330 | 0 | 49.1 | 53.08 | 4 | 0
2040 | NYISO_J-K_2_PJM_E | NYISO_J-K | PJM_E | Internal | Shoulder | B14 | 900 | 330 | 0 | 48.11 | 52.1 | 4 | 0
2040 | NYISO_J-K_2_PJM_E | NYISO_J-K | PJM_E | Internal | Shoulder | B15 | 1203 | 330 | 0 | 48.11 | 49.09 | 4 | 0
2040 | NYISO_J-K_2_PJM_E | NYISO_J-K | PJM_E | Internal | Summer | B1 | 10 | 330 | 0 | 91.36 | 92.36 | 4 | 0
2040 | NYISO_J-K_2_PJM_E | NYISO_J-K | PJM_E | Internal | Summer | B2 | 25 | 330 | 0.03 | 84.49 | 88.48 | 4 | 0
2040 | NYISO_J-K_2_PJM_E | NYISO_J-K | PJM_E | Internal | Summer | B3 | 75 | 330 | 118.16 | 80.96 | 84.96 | 4 | 0
2040 | NYISO_J-K_2_PJM_E | NYISO_J-K | PJM_E | Internal | Summer | B4 | 100 | 330 | 330 | 69.63 | 74.66 | 4 | 1.03
2040 | NYISO_J-K_2_PJM_E | NYISO_J-K | PJM_E | Internal | Summer | B5 | 200 | 330 | 330 | 63.18 | 70.94 | 4 | 3.76
2040 | NYISO_J-K_2_PJM_E | NYISO_J-K | PJM_E | Internal | Summer | B6 | 300 | 330 | 330 | 59.66 | 66.08 | 4 | 2.42
2040 | NYISO_J-K_2_PJM_E | NYISO_J-K | PJM_E | Internal | Summer | B7 | 400 | 330 | 0 | 59.66 | 56.39 | 4 | 0
2040 | NYISO_J-K_2_PJM_E | NYISO_J-K | PJM_E | Internal | Summer | B8 | 500 | 330 | 0 | 59.66 | 51.74 | 4 | 0
2040 | NYISO_J-K_2_PJM_E | NYISO_J-K | PJM_E | Internal | Summer | B9 | 800 | 330 | 0 | 44.89 | 48.88 | 4 | 0
2040 | NYISO_J-K_2_PJM_E | NYISO_J-K | PJM_E | Internal | Summer | B10 | 1262 | 330 | 0 | 44.86 | 42.69 | 4 | 0
2040 | NYISO_J-K_2_PJM_E | NYISO_J-K | PJM_E | Internal | Winter | B16 | 25 | 330 | 0 | 85.58 | 71.21 | 4 | 0
2040 | NYISO_J-K_2_PJM_E | NYISO_J-K | PJM_E | Internal | Winter | B17 | 100 | 330 | 0 | 68.93 | 63.26 | 4 | 0
2040 | NYISO_J-K_2_PJM_E | NYISO_J-K | PJM_E | Internal | Winter | B18 | 400 | 330 | 0 | 64.02 | 58.5 | 4 | 0
2040 | NYISO_J-K_2_PJM_E | NYISO_J-K | PJM_E | Internal | Winter | B19 | 700 | 330 | 0 | 64.02 | 55.96 | 4 | 0
2040 | NYISO_J-K_2_PJM_E | NYISO_J-K | PJM_E | Internal | Winter | B20 | 935 | 330 | 0 | 58.62 | 51.32 | 4 | 0
2040 | PJM_E_2_NYISO_G-I | PJM_E | NYISO_G-I | Internal | Shoulder | B11 | 25 | 500 | 0 | 67.83 | 62.43 | 3 | 0
2040 | PJM_E_2_NYISO_G-I | PJM_E | NYISO_G-I | Internal | Shoulder | B12 | 200 | 500 | 0 | 58.02 | 54.02 | 3 | 0
2040 | PJM_E_2_NYISO_G-I | PJM_E | NYISO_G-I | Internal | Shoulder | B13 | 600 | 500 | 0 | 53.08 | 49.08 | 3 | 0
2040 | PJM_E_2_NYISO_G-I | PJM_E | NYISO_G-I | Internal | Shoulder | B14 | 900 | 500 | 0 | 52.1 | 48.1 | 3 | 0
2040 | PJM_E_2_NYISO_G-I | PJM_E | NYISO_G-I | Internal | Shoulder | B15 | 1203 | 500 | 0 | 49.09 | 48.1 | 3 | 0
2040 | PJM_E_2_NYISO_G-I | PJM_E | NYISO_G-I | Internal | Summer | B1 | 10 | 500 | 0 | 92.36 | 91.35 | 3 | 0
2040 | PJM_E_2_NYISO_G-I | PJM_E | NYISO_G-I | Internal | Summer | B2 | 25 | 500 | 0 | 88.48 | 84.48 | 3 | 0
2040 | PJM_E_2_NYISO_G-I | PJM_E | NYISO_G-I | Internal | Summer | B3 | 75 | 500 | 0 | 84.96 | 80.94 | 3 | 0
2040 | PJM_E_2_NYISO_G-I | PJM_E | NYISO_G-I | Internal | Summer | B4 | 100 | 500 | 0 | 74.66 | 69.61 | 3 | 0
2040 | PJM_E_2_NYISO_G-I | PJM_E | NYISO_G-I | Internal | Summer | B5 | 200 | 500 | 0 | 70.94 | 63.17 | 3 | 0
2040 | PJM_E_2_NYISO_G-I | PJM_E | NYISO_G-I | Internal | Summer | B6 | 300 | 500 | 0 | 66.08 | 59.65 | 3 | 0
2040 | PJM_E_2_NYISO_G-I | PJM_E | NYISO_G-I | Internal | Summer | B7 | 400 | 500 | 0 | 56.39 | 52.39 | 3 | 0
2040 | PJM_E_2_NYISO_G-I | PJM_E | NYISO_G-I | Internal | Summer | B8 | 500 | 500 | 0 | 51.74 | 47.74 | 3 | 0
2040 | PJM_E_2_NYISO_G-I | PJM_E | NYISO_G-I | Internal | Summer | B9 | 800 | 500 | 0 | 48.88 | 44.88 | 3 | 0
2040 | PJM_E_2_NYISO_G-I | PJM_E | NYISO_G-I | Internal | Summer | B10 | 1262 | 500 | 0 | 42.69 | 44.85 | 3 | 0
2040 | PJM_E_2_NYISO_G-I | PJM_E | NYISO_G-I | Internal | Winter | B16 | 25 | 500 | 0 | 71.21 | 67.21 | 3 | 0
2040 | PJM_E_2_NYISO_G-I | PJM_E | NYISO_G-I | Internal | Winter | B17 | 100 | 500 | 0 | 63.26 | 59.26 | 3 | 0
2040 | PJM_E_2_NYISO_G-I | PJM_E | NYISO_G-I | Internal | Winter | B18 | 400 | 500 | 0 | 58.5 | 58.62 | 3 | 0
2040 | PJM_E_2_NYISO_G-I | PJM_E | NYISO_G-I | Internal | Winter | B19 | 700 | 500 | 0 | 55.96 | 56.88 | 3 | 0
2040 | PJM_E_2_NYISO_G-I | PJM_E | NYISO_G-I | Internal | Winter | B20 | 935 | 500 | 500 | 51.32 | 56.85 | 3 | 2.53
2040 | PJM_E_2_NYISO_J-K | PJM_E | NYISO_J-K | Internal | Shoulder | B11 | 25 | 330 | 0 | 67.83 | 65.44 | 3 | 0
2040 | PJM_E_2_NYISO_J-K | PJM_E | NYISO_J-K | Internal | Shoulder | B12 | 200 | 330 | 0 | 58.02 | 54.03 | 3 | 0
2040 | PJM_E_2_NYISO_J-K | PJM_E | NYISO_J-K | Internal | Shoulder | B13 | 600 | 330 | 0 | 53.08 | 49.1 | 3 | 0
2040 | PJM_E_2_NYISO_J-K | PJM_E | NYISO_J-K | Internal | Shoulder | B14 | 900 | 330 | 0 | 52.1 | 48.11 | 3 | 0
2040 | PJM_E_2_NYISO_J-K | PJM_E | NYISO_J-K | Internal | Shoulder | B15 | 1203 | 330 | 0 | 49.09 | 48.11 | 3 | 0
2040 | PJM_E_2_NYISO_J-K | PJM_E | NYISO_J-K | Internal | Summer | B1 | 10 | 330 | 0 | 92.36 | 91.36 | 3 | 0
2040 | PJM_E_2_NYISO_J-K | PJM_E | NYISO_J-K | Internal | Summer | B2 | 25 | 330 | 0 | 88.48 | 84.49 | 3 | 0
2040 | PJM_E_2_NYISO_J-K | PJM_E | NYISO_J-K | Internal | Summer | B3 | 75 | 330 | 0 | 84.96 | 80.96 | 3 | 0
2040 | PJM_E_2_NYISO_J-K | PJM_E | NYISO_J-K | Internal | Summer | B4 | 100 | 330 | 0 | 74.66 | 69.63 | 3 | 0
2040 | PJM_E_2_NYISO_J-K | PJM_E | NYISO_J-K | Internal | Summer | B5 | 200 | 330 | 0 | 70.94 | 63.18 | 3 | 0
2040 | PJM_E_2_NYISO_J-K | PJM_E | NYISO_J-K | Internal | Summer | B6 | 300 | 330 | 0 | 66.08 | 59.66 | 3 | 0
2040 | PJM_E_2_NYISO_J-K | PJM_E | NYISO_J-K | Internal | Summer | B7 | 400 | 330 | 330 | 56.39 | 59.66 | 3 | 0.27
2040 | PJM_E_2_NYISO_J-K | PJM_E | NYISO_J-K | Internal | Summer | B8 | 500 | 330 | 330 | 51.74 | 59.66 | 3 | 4.92
2040 | PJM_E_2_NYISO_J-K | PJM_E | NYISO_J-K | Internal | Summer | B9 | 800 | 330 | 0 | 48.88 | 44.89 | 3 | 0
2040 | PJM_E_2_NYISO_J-K | PJM_E | NYISO_J-K | Internal | Summer | B10 | 1262 | 330 | 0 | 42.69 | 44.86 | 3 | 0
2040 | PJM_E_2_NYISO_J-K | PJM_E | NYISO_J-K | Internal | Winter | B16 | 25 | 330 | 330 | 71.21 | 85.58 | 3 | 11.37
2040 | PJM_E_2_NYISO_J-K | PJM_E | NYISO_J-K | Internal | Winter | B17 | 100 | 330 | 330 | 63.26 | 68.93 | 3 | 2.67
2040 | PJM_E_2_NYISO_J-K | PJM_E | NYISO_J-K | Internal | Winter | B18 | 400 | 330 | 330 | 58.5 | 64.02 | 3 | 2.52
2040 | PJM_E_2_NYISO_J-K | PJM_E | NYISO_J-K | Internal | Winter | B19 | 700 | 330 | 330 | 55.96 | 64.02 | 3 | 5.05
2040 | PJM_E_2_NYISO_J-K | PJM_E | NYISO_J-K | Internal | Winter | B20 | 935 | 330 | 330 | 51.32 | 58.62 | 3 | 4.3
2040 | PJM_E_2_PJM_ROM | PJM_E | PJM_ROM | Internal | Shoulder | B11 | 25 | 8000 | 0.02 | 67.83 | 67.81 | 0.01 | 0
2040 | PJM_E_2_PJM_ROM | PJM_E | PJM_ROM | Internal | Shoulder | B12 | 200 | 8000 | 0 | 58.02 | 58.01 | 0.01 | 0
2040 | PJM_E_2_PJM_ROM | PJM_E | PJM_ROM | Internal | Shoulder | B13 | 600 | 8000 | 0 | 53.08 | 53.07 | 0.01 | 0
2040 | PJM_E_2_PJM_ROM | PJM_E | PJM_ROM | Internal | Shoulder | B14 | 900 | 8000 | 0 | 52.1 | 52.09 | 0.01 | 0
2040 | PJM_E_2_PJM_ROM | PJM_E | PJM_ROM | Internal | Shoulder | B15 | 1203 | 8000 | 0 | 49.09 | 49.08 | 0.01 | 0
2040 | PJM_E_2_PJM_ROM | PJM_E | PJM_ROM | Internal | Summer | B1 | 10 | 8000 | 0.03 | 92.36 | 92.35 | 0.01 | 0
2040 | PJM_E_2_PJM_ROM | PJM_E | PJM_ROM | Internal | Summer | B2 | 25 | 8000 | 0.02 | 88.48 | 88.46 | 0.01 | 0
2040 | PJM_E_2_PJM_ROM | PJM_E | PJM_ROM | Internal | Summer | B3 | 75 | 8000 | 0 | 84.96 | 84.94 | 0.01 | 0
2040 | PJM_E_2_PJM_ROM | PJM_E | PJM_ROM | Internal | Summer | B4 | 100 | 8000 | 0 | 74.66 | 74.65 | 0.01 | 0
2040 | PJM_E_2_PJM_ROM | PJM_E | PJM_ROM | Internal | Summer | B5 | 200 | 8000 | 0 | 70.94 | 70.93 | 0.01 | 0
2040 | PJM_E_2_PJM_ROM | PJM_E | PJM_ROM | Internal | Summer | B6 | 300 | 8000 | 0 | 66.08 | 66.07 | 0.01 | 0
2040 | PJM_E_2_PJM_ROM | PJM_E | PJM_ROM | Internal | Summer | B7 | 400 | 8000 | 0 | 56.39 | 56.38 | 0.01 | 0
2040 | PJM_E_2_PJM_ROM | PJM_E | PJM_ROM | Internal | Summer | B8 | 500 | 8000 | 0 | 51.74 | 51.73 | 0.01 | 0
2040 | PJM_E_2_PJM_ROM | PJM_E | PJM_ROM | Internal | Summer | B9 | 800 | 8000 | 0 | 48.88 | 48.86 | 0.01 | 0
2040 | PJM_E_2_PJM_ROM | PJM_E | PJM_ROM | Internal | Summer | B10 | 1262 | 8000 | 0 | 42.69 | 42.67 | 0.01 | 0
2040 | PJM_E_2_PJM_ROM | PJM_E | PJM_ROM | Internal | Winter | B16 | 25 | 8000 | 0.02 | 71.21 | 71.2 | 0.01 | 0
2040 | PJM_E_2_PJM_ROM | PJM_E | PJM_ROM | Internal | Winter | B17 | 100 | 8000 | 0 | 63.26 | 63.25 | 0.01 | 0
2040 | PJM_E_2_PJM_ROM | PJM_E | PJM_ROM | Internal | Winter | B18 | 400 | 8000 | 0 | 58.5 | 58.49 | 0.01 | 0
2040 | PJM_E_2_PJM_ROM | PJM_E | PJM_ROM | Internal | Winter | B19 | 700 | 8000 | 0 | 55.96 | 55.95 | 0.01 | 0
2040 | PJM_E_2_PJM_ROM | PJM_E | PJM_ROM | Internal | Winter | B20 | 935 | 8000 | 0 | 51.32 | 50.46 | 0.01 | 0
2040 | PJM_ROR_2_MISO_IN | PJM_ROR | MISO_IN | Internal | Shoulder | B11 | 25 | 909 | 908.96 | 68.32 | 69.33 | 1 | 0.01
2040 | PJM_ROR_2_MISO_IN | PJM_ROR | MISO_IN | Internal | Shoulder | B12 | 200 | 909 | 779.4 | 58.02 | 59.02 | 1 | 0
2040 | PJM_ROR_2_MISO_IN | PJM_ROR | MISO_IN | Internal | Shoulder | B13 | 600 | 909 | 909 | 53.08 | 55.92 | 1 | 1.84
2040 | PJM_ROR_2_MISO_IN | PJM_ROR | MISO_IN | Internal | Shoulder | B14 | 900 | 909 | 909 | 52.1 | 53.96 | 1 | 0.86
2040 | PJM_ROR_2_MISO_IN | PJM_ROR | MISO_IN | Internal | Shoulder | B15 | 1203 | 909 | 0 | 49.4 | 48.4 | 1 | 0
2040 | PJM_ROR_2_MISO_IN | PJM_ROR | MISO_IN | Internal | Summer | B1 | 10 | 909 | 0.08 | 92.34 | 93.33 | 1 | 0
2040 | PJM_ROR_2_MISO_IN | PJM_ROR | MISO_IN | Internal | Summer | B2 | 25 | 909 | 909 | 88.48 | 90.32 | 1 | 0.85
2040 | PJM_ROR_2_MISO_IN | PJM_ROR | MISO_IN | Internal | Summer | B3 | 75 | 909 | 909 | 86.48 | 90.05 | 1 | 2.58
2040 | PJM_ROR_2_MISO_IN | PJM_ROR | MISO_IN | Internal | Summer | B4 | 100 | 909 | 908.99 | 86.48 | 87.49 | 1 | 0.01
2040 | PJM_ROR_2_MISO_IN | PJM_ROR | MISO_IN | Internal | Summer | B5 | 200 | 909 | 0 | 85.31 | 85.57 | 1 | 0
2040 | PJM_ROR_2_MISO_IN | PJM_ROR | MISO_IN | Internal | Summer | B6 | 300 | 909 | 0 | 68.63 | 67.66 | 1 | 0
2040 | PJM_ROR_2_MISO_IN | PJM_ROR | MISO_IN | Internal | Summer | B7 | 400 | 909 | 0 | 56.39 | 56.11 | 1 | 0
2040 | PJM_ROR_2_MISO_IN | PJM_ROR | MISO_IN | Internal | Summer | B8 | 500 | 909 | 0 | 51.74 | 52.02 | 1 | 0
2040 | PJM_ROR_2_MISO_IN | PJM_ROR | MISO_IN | Internal | Summer | B9 | 800 | 909 | 0 | 48.88 | 49.47 | 1 | 0
2040 | PJM_ROR_2_MISO_IN | PJM_ROR | MISO_IN | Internal | Summer | B10 | 1262 | 909 | 0 | 42.69 | 39.05 | 1 | 0
2040 | PJM_ROR_2_MISO_IN | PJM_ROR | MISO_IN | Internal | Winter | B16 | 25 | 909 | 0.04 | 71.19 | 72.18 | 1 | 0
2040 | PJM_ROR_2_MISO_IN | PJM_ROR | MISO_IN | Internal | Winter | B17 | 100 | 909 | 0 | 63.24 | 64.23 | 1 | 0
2040 | PJM_ROR_2_MISO_IN | PJM_ROR | MISO_IN | Internal | Winter | B18 | 400 | 909 | 0 | 58.48 | 58.54 | 1 | 0
2040 | PJM_ROR_2_MISO_IN | PJM_ROR | MISO_IN | Internal | Winter | B19 | 700 | 909 | 0 | 55.94 | 56.25 | 1 | 0
2040 | PJM_ROR_2_MISO_IN | PJM_ROR | MISO_IN | Internal | Winter | B20 | 935 | 909 | 0 | 50.45 | 45.45 | 1 | 0
2040 | PJM_ROR_2_MISO_MI | PJM_ROR | MISO_MI | Internal | Shoulder | B11 | 25 | 1305 | 469.18 | 68.32 | 69.32 | 1 | 0
2040 | PJM_ROR_2_MISO_MI | PJM_ROR | MISO_MI | Internal | Shoulder | B12 | 200 | 1305 | 1305 | 58.02 | 59.03 | 1 | 0.01
2040 | PJM_ROR_2_MISO_MI | PJM_ROR | MISO_MI | Internal | Shoulder | B13 | 600 | 1305 | 1305 | 53.08 | 55.93 | 1 | 1.85
2040 | PJM_ROR_2_MISO_MI | PJM_ROR | MISO_MI | Internal | Shoulder | B14 | 900 | 1305 | 1305 | 52.1 | 53.97 | 1 | 0.87
2040 | PJM_ROR_2_MISO_MI | PJM_ROR | MISO_MI | Internal | Shoulder | B15 | 1203 | 1305 | 0 | 49.4 | 48.41 | 1 | 0
2040 | PJM_ROR_2_MISO_MI | PJM_ROR | MISO_MI | Internal | Summer | B1 | 10 | 1305 | 368.89 | 92.34 | 93.34 | 1 | 0
2040 | PJM_ROR_2_MISO_MI | PJM_ROR | MISO_MI | Internal | Summer | B2 | 25 | 1305 | 1305 | 88.48 | 90.33 | 1 | 0.86
2040 | PJM_ROR_2_MISO_MI | PJM_ROR | MISO_MI | Internal | Summer | B3 | 75 | 1305 | 1305 | 86.48 | 90.04 | 1 | 2.57
2040 | PJM_ROR_2_MISO_MI | PJM_ROR | MISO_MI | Internal | Summer | B4 | 100 | 1305 | 595.76 | 86.48 | 87.48 | 1 | 0
2040 | PJM_ROR_2_MISO_MI | PJM_ROR | MISO_MI | Internal | Summer | B5 | 200 | 1305 | 0 | 85.31 | 85.58 | 1 | 0
2040 | PJM_ROR_2_MISO_MI | PJM_ROR | MISO_MI | Internal | Summer | B6 | 300 | 1305 | 0 | 68.63 | 67.67 | 1 | 0
2040 | PJM_ROR_2_MISO_MI | PJM_ROR | MISO_MI | Internal | Summer | B7 | 400 | 1305 | 0 | 56.39 | 56.12 | 1 | 0
2040 | PJM_ROR_2_MISO_MI | PJM_ROR | MISO_MI | Internal | Summer | B8 | 500 | 1305 | 0 | 51.74 | 52.03 | 1 | 0
2040 | PJM_ROR_2_MISO_MI | PJM_ROR | MISO_MI | Internal | Summer | B9 | 800 | 1305 | 0 | 48.88 | 49.86 | 1 | 0
2040 | PJM_ROR_2_MISO_MI | PJM_ROR | MISO_MI | Internal | Summer | B10 | 1262 | 1305 | 835.68 | 42.69 | 43.69 | 1 | 0
2040 | PJM_ROR_2_MISO_MI | PJM_ROR | MISO_MI | Internal | Winter | B16 | 25 | 1305 | 359.22 | 71.19 | 72.19 | 1 | 0
2040 | PJM_ROR_2_MISO_MI | PJM_ROR | MISO_MI | Internal | Winter | B17 | 100 | 1305 | 134.86 | 63.24 | 64.24 | 1 | 0
2040 | PJM_ROR_2_MISO_MI | PJM_ROR | MISO_MI | Internal | Winter | B18 | 400 | 1305 | 0 | 58.48 | 58.55 | 1 | 0
2040 | PJM_ROR_2_MISO_MI | PJM_ROR | MISO_MI | Internal | Winter | B19 | 700 | 1305 | 0 | 55.94 | 56.27 | 1 | 0
2040 | PJM_ROR_2_MISO_MI | PJM_ROR | MISO_MI | Internal | Winter | B20 | 935 | 1305 | 0 | 50.45 | 49.45 | 1 | 0
2040 | PJM_ROR_2_MISO_MO-IL | PJM_ROR | MISO_MO-IL | Internal | Shoulder | B11 | 25 | 1111 | 110.8 | 68.32 | 69.32 | 1 | 0
2040 | PJM_ROR_2_MISO_MO-IL | PJM_ROR | MISO_MO-IL | Internal | Shoulder | B12 | 200 | 1111 | 0 | 58.02 | 57.03 | 1 | 0
2040 | PJM_ROR_2_MISO_MO-IL | PJM_ROR | MISO_MO-IL | Internal | Shoulder | B13 | 600 | 1111 | 0 | 53.08 | 52.08 | 1 | 0
2040 | PJM_ROR_2_MISO_MO-IL | PJM_ROR | MISO_MO-IL | Internal | Shoulder | B14 | 900 | 1111 | 0 | 52.1 | 51.1 | 1 | 0
2040 | PJM_ROR_2_MISO_MO-IL | PJM_ROR | MISO_MO-IL | Internal | Shoulder | B15 | 1203 | 1111 | 0 | 49.4 | 41.17 | 1 | 0
2040 | PJM_ROR_2_MISO_MO-IL | PJM_ROR | MISO_MO-IL | Internal | Summer | B1 | 10 | 1111 | 0 | 92.34 | 91.35 | 1 | 0
2040 | PJM_ROR_2_MISO_MO-IL | PJM_ROR | MISO_MO-IL | Internal | Summer | B2 | 25 | 1111 | 0 | 88.48 | 88.2 | 1 | 0
2040 | PJM_ROR_2_MISO_MO-IL | PJM_ROR | MISO_MO-IL | Internal | Summer | B3 | 75 | 1111 | 1111 | 86.48 | 87.84 | 1 | 0.37
2040 | PJM_ROR_2_MISO_MO-IL | PJM_ROR | MISO_MO-IL | Internal | Summer | B4 | 100 | 1111 | 453.85 | 86.48 | 87.48 | 1 | 0
2040 | PJM_ROR_2_MISO_MO-IL | PJM_ROR | MISO_MO-IL | Internal | Summer | B5 | 200 | 1111 | 0 | 85.31 | 85.55 | 1 | 0
2040 | PJM_ROR_2_MISO_MO-IL | PJM_ROR | MISO_MO-IL | Internal | Summer | B6 | 300 | 1111 | 0 | 68.63 | 67.64 | 1 | 0
2040 | PJM_ROR_2_MISO_MO-IL | PJM_ROR | MISO_MO-IL | Internal | Summer | B7 | 400 | 1111 | 0 | 56.39 | 56.1 | 1 | 0
2040 | PJM_ROR_2_MISO_MO-IL | PJM_ROR | MISO_MO-IL | Internal | Summer | B8 | 500 | 1111 | 0 | 51.74 | 51.18 | 1 | 0
2040 | PJM_ROR_2_MISO_MO-IL | PJM_ROR | MISO_MO-IL | Internal | Summer | B9 | 800 | 1111 | 0 | 48.88 | 49.45 | 1 | 0
2040 | PJM_ROR_2_MISO_MO-IL | PJM_ROR | MISO_MO-IL | Internal | Summer | B10 | 1262 | 1111 | 0 | 42.69 | 39.03 | 1 | 0
2040 | PJM_ROR_2_MISO_MO-IL | PJM_ROR | MISO_MO-IL | Internal | Winter | B16 | 25 | 1111 | 0 | 71.19 | 65.29 | 1 | 0
2040 | PJM_ROR_2_MISO_MO-IL | PJM_ROR | MISO_MO-IL | Internal | Winter | B17 | 100 | 1111 | 0 | 63.24 | 59.86 | 1 | 0
2040 | PJM_ROR_2_MISO_MO-IL | PJM_ROR | MISO_MO-IL | Internal | Winter | B18 | 400 | 1111 | 0 | 58.48 | 54.24 | 1 | 0
2040 | PJM_ROR_2_MISO_MO-IL | PJM_ROR | MISO_MO-IL | Internal | Winter | B19 | 700 | 1111 | 0 | 55.94 | 51.31 | 1 | 0
2040 | PJM_ROR_2_MISO_MO-IL | PJM_ROR | MISO_MO-IL | Internal | Winter | B20 | 935 | 1111 | 0 | 50.45 | 40.62 | 1 | 0
2040 | PJM_ROR_2_MISO_W | PJM_ROR | MISO_W | Internal | Shoulder | B11 | 25 | 10071 | 0 | 68.32 | 67.32 | 1 | 0
2040 | PJM_ROR_2_MISO_W | PJM_ROR | MISO_W | Internal | Shoulder | B12 | 200 | 10071 | 0 | 58.02 | 57.02 | 1 | 0
2040 | PJM_ROR_2_MISO_W | PJM_ROR | MISO_W | Internal | Shoulder | B13 | 600 | 10071 | 0 | 53.08 | 52.07 | 1 | 0
2040 | PJM_ROR_2_MISO_W | PJM_ROR | MISO_W | Internal | Shoulder | B14 | 900 | 10071 | 0 | 52.1 | 47.36 | 1 | 0
2040 | PJM_ROR_2_MISO_W | PJM_ROR | MISO_W | Internal | Shoulder | B15 | 1203 | 10071 | 0 | 49.4 | 33.32 | 1 | 0
2040 | PJM_ROR_2_MISO_W | PJM_ROR | MISO_W | Internal | Summer | B1 | 10 | 10071 | 0 | 92.34 | 91.34 | 1 | 0
2040 | PJM_ROR_2_MISO_W | PJM_ROR | MISO_W | Internal | Summer | B2 | 25 | 10071 | 0 | 88.48 | 87.48 | 1 | 0
2040 | PJM_ROR_2_MISO_W | PJM_ROR | MISO_W | Internal | Summer | B3 | 75 | 10071 | 1817.14 | 86.48 | 87.48 | 1 | 0
2040 | PJM_ROR_2_MISO_W | PJM_ROR | MISO_W | Internal | Summer | B4 | 100 | 10071 | 0 | 86.48 | 85.48 | 1 | 0
2040 | PJM_ROR_2_MISO_W | PJM_ROR | MISO_W | Internal | Summer | B5 | 200 | 10071 | 0 | 85.31 | 84.31 | 1 | 0
2040 | PJM_ROR_2_MISO_W | PJM_ROR | MISO_W | Internal | Summer | B6 | 300 | 10071 | 0 | 68.63 | 67.63 | 1 | 0
2040 | PJM_ROR_2_MISO_W | PJM_ROR | MISO_W | Internal | Summer | B7 | 400 | 10071 | 0 | 56.39 | 56.09 | 1 | 0
2040 | PJM_ROR_2_MISO_W | PJM_ROR | MISO_W | Internal | Summer | B8 | 500 | 10071 | 0 | 51.74 | 50.74 | 1 | 0
2040 | PJM_ROR_2_MISO_W | PJM_ROR | MISO_W | Internal | Summer | B9 | 800 | 10071 | 0 | 48.88 | 47.88 | 1 | 0
2040 | PJM_ROR_2_MISO_W | PJM_ROR | MISO_W | Internal | Summer | B10 | 1262 | 10071 | 0 | 42.69 | 37.16 | 1 | 0
2040 | PJM_ROR_2_MISO_W | PJM_ROR | MISO_W | Internal | Winter | B16 | 25 | 10071 | 0 | 71.19 | 51.07 | 1 | 0
2040 | PJM_ROR_2_MISO_W | PJM_ROR | MISO_W | Internal | Winter | B17 | 100 | 10071 | 0 | 63.24 | 51.04 | 1 | 0
2040 | PJM_ROR_2_MISO_W | PJM_ROR | MISO_W | Internal | Winter | B18 | 400 | 10071 | 0 | 58.48 | 51.07 | 1 | 0
2040 | PJM_ROR_2_MISO_W | PJM_ROR | MISO_W | Internal | Winter | B19 | 700 | 10071 | 0 | 55.94 | 51.07 | 1 | 0
2040 | PJM_ROR_2_MISO_W | PJM_ROR | MISO_W | Internal | Winter | B20 | 935 | 10071 | 0 | 50.45 | 33.33 | 1 | 0
2040 | PJM_ROR_2_MISO_WUMS | PJM_ROR | MISO_WUMS | Internal | Shoulder | B11 | 25 | 1467 | 0.03 | 68.32 | 69.31 | 1 | 0
2040 | PJM_ROR_2_MISO_WUMS | PJM_ROR | MISO_WUMS | Internal | Shoulder | B12 | 200 | 1467 | 0 | 58.02 | 57.1 | 1 | 0
2040 | PJM_ROR_2_MISO_WUMS | PJM_ROR | MISO_WUMS | Internal | Shoulder | B13 | 600 | 1467 | 0 | 53.08 | 54.04 | 1 | 0
2040 | PJM_ROR_2_MISO_WUMS | PJM_ROR | MISO_WUMS | Internal | Shoulder | B14 | 900 | 1467 | 1239.31 | 52.1 | 53.1 | 1 | 0
2040 | PJM_ROR_2_MISO_WUMS | PJM_ROR | MISO_WUMS | Internal | Shoulder | B15 | 1203 | 1467 | 0 | 49.4 | 48.4 | 1 | 0
2040 | PJM_ROR_2_MISO_WUMS | PJM_ROR | MISO_WUMS | Internal | Summer | B1 | 10 | 1467 | 0 | 92.34 | 84.3 | 1 | 0
2040 | PJM_ROR_2_MISO_WUMS | PJM_ROR | MISO_WUMS | Internal | Summer | B2 | 25 | 1467 | 0 | 88.48 | 84.3 | 1 | 0
2040 | PJM_ROR_2_MISO_WUMS | PJM_ROR | MISO_WUMS | Internal | Summer | B3 | 75 | 1467 | 0 | 86.48 | 84.3 | 1 | 0
2040 | PJM_ROR_2_MISO_WUMS | PJM_ROR | MISO_WUMS | Internal | Summer | B4 | 100 | 1467 | 0 | 86.48 | 84.3 | 1 | 0
2040 | PJM_ROR_2_MISO_WUMS | PJM_ROR | MISO_WUMS | Internal | Summer | B5 | 200 | 1467 | 0 | 85.31 | 84.3 | 1 | 0
2040 | PJM_ROR_2_MISO_WUMS | PJM_ROR | MISO_WUMS | Internal | Summer | B6 | 300 | 1467 | 0 | 68.63 | 67.64 | 1 | 0
2040 | PJM_ROR_2_MISO_WUMS | PJM_ROR | MISO_WUMS | Internal | Summer | B7 | 400 | 1467 | 0 | 56.39 | 56.1 | 1 | 0
2040 | PJM_ROR_2_MISO_WUMS | PJM_ROR | MISO_WUMS | Internal | Summer | B8 | 500 | 1467 | 0 | 51.74 | 51.92 | 1 | 0
2040 | PJM_ROR_2_MISO_WUMS | PJM_ROR | MISO_WUMS | Internal | Summer | B9 | 800 | 1467 | 70.52 | 48.88 | 49.88 | 1 | 0
2040 | PJM_ROR_2_MISO_WUMS | PJM_ROR | MISO_WUMS | Internal | Summer | B10 | 1262 | 1467 | 0 | 42.69 | 42.15 | 1 | 0
2040 | PJM_ROR_2_MISO_WUMS | PJM_ROR | MISO_WUMS | Internal | Winter | B16 | 25 | 1467 | 0 | 71.19 | 70.19 | 1 | 0
2040 | PJM_ROR_2_MISO_WUMS | PJM_ROR | MISO_WUMS | Internal | Winter | B17 | 100 | 1467 | 0 | 63.24 | 62.24 | 1 | 0
2040 | PJM_ROR_2_MISO_WUMS | PJM_ROR | MISO_WUMS | Internal | Winter | B18 | 400 | 1467 | 0 | 58.48 | 57.96 | 1 | 0
2040 | PJM_ROR_2_MISO_WUMS | PJM_ROR | MISO_WUMS | Internal | Winter | B19 | 700 | 1467 | 0 | 55.94 | 56.28 | 1 | 0
2040 | PJM_ROR_2_MISO_WUMS | PJM_ROR | MISO_WUMS | Internal | Winter | B20 | 935 | 1467 | 0 | 50.45 | 49.44 | 1 | 0
2040 | PJM_ROR_2_PJM_ROM | PJM_ROR | PJM_ROM | Internal | Shoulder | B11 | 25 | 8000 | 0 | 68.32 | 67.81 | 0.01 | 0
2040 | PJM_ROR_2_PJM_ROM | PJM_ROR | PJM_ROM | Internal | Shoulder | B12 | 200 | 8000 | 0 | 58.02 | 58.01 | 0.01 | 0
2040 | PJM_ROR_2_PJM_ROM | PJM_ROR | PJM_ROM | Internal | Shoulder | B13 | 600 | 8000 | 0 | 53.08 | 53.07 | 0.01 | 0
2040 | PJM_ROR_2_PJM_ROM | PJM_ROR | PJM_ROM | Internal | Shoulder | B14 | 900 | 8000 | 0 | 52.1 | 52.09 | 0.01 | 0
2040 | PJM_ROR_2_PJM_ROM | PJM_ROR | PJM_ROM | Internal | Shoulder | B15 | 1203 | 8000 | 0 | 49.4 | 49.08 | 0.01 | 0
2040 | PJM_ROR_2_PJM_ROM | PJM_ROR | PJM_ROM | Internal | Summer | B1 | 10 | 8000 | 1184.38 | 92.34 | 92.35 | 0.01 | 0
2040 | PJM_ROR_2_PJM_ROM | PJM_ROR | PJM_ROM | Internal | Summer | B2 | 25 | 8000 | 0.02 | 88.48 | 88.46 | 0.01 | 0
2040 | PJM_ROR_2_PJM_ROM | PJM_ROR | PJM_ROM | Internal | Summer | B3 | 75 | 8000 | 0 | 86.48 | 84.94 | 0.01 | 0
2040 | PJM_ROR_2_PJM_ROM | PJM_ROR | PJM_ROM | Internal | Summer | B4 | 100 | 8000 | 0 | 86.48 | 74.65 | 0.01 | 0
2040 | PJM_ROR_2_PJM_ROM | PJM_ROR | PJM_ROM | Internal | Summer | B5 | 200 | 8000 | 0 | 85.31 | 70.93 | 0.01 | 0
2040 | PJM_ROR_2_PJM_ROM | PJM_ROR | PJM_ROM | Internal | Summer | B6 | 300 | 8000 | 0 | 68.63 | 66.07 | 0.01 | 0
2040 | PJM_ROR_2_PJM_ROM | PJM_ROR | PJM_ROM | Internal | Summer | B7 | 400 | 8000 | 0 | 56.39 | 56.38 | 0.01 | 0
2040 | PJM_ROR_2_PJM_ROM | PJM_ROR | PJM_ROM | Internal | Summer | B8 | 500 | 8000 | 0 | 51.74 | 51.73 | 0.01 | 0
2040 | PJM_ROR_2_PJM_ROM | PJM_ROR | PJM_ROM | Internal | Summer | B9 | 800 | 8000 | 0 | 48.88 | 48.86 | 0.01 | 0
2040 | PJM_ROR_2_PJM_ROM | PJM_ROR | PJM_ROM | Internal | Summer | B10 | 1262 | 8000 | 0 | 42.69 | 42.67 | 0.01 | 0
2040 | PJM_ROR_2_PJM_ROM | PJM_ROR | PJM_ROM | Internal | Winter | B16 | 25 | 8000 | 461.6 | 71.19 | 71.2 | 0.01 | 0
2040 | PJM_ROR_2_PJM_ROM | PJM_ROR | PJM_ROM | Internal | Winter | B17 | 100 | 8000 | 426.12 | 63.24 | 63.25 | 0.01 | 0
2040 | PJM_ROR_2_PJM_ROM | PJM_ROR | PJM_ROM | Internal | Winter | B18 | 400 | 8000 | 2765.03 | 58.48 | 58.49 | 0.01 | 0
2040 | PJM_ROR_2_PJM_ROM | PJM_ROR | PJM_ROM | Internal | Winter | B19 | 700 | 8000 | 2299.38 | 55.94 | 55.95 | 0.01 | 0
2040 | PJM_ROR_2_PJM_ROM | PJM_ROR | PJM_ROM | Internal | Winter | B20 | 935 | 8000 | 4043.82 | 50.45 | 50.46 | 0.01 | 0
2040 | PJM_ROR_2_TVA_Transmission | PJM_ROR | TVA_Transmission | Internal | Shoulder | B11 | 25 | 2500 | 2500 | 68.32 | 73.32 | 3 | 2
2040 | PJM_ROR_2_TVA_Transmission | PJM_ROR | TVA_Transmission | Internal | Shoulder | B12 | 200 | 2500 | 1449.87 | 58.02 | 61.02 | 3 | 0
2040 | PJM_ROR_2_TVA_Transmission | PJM_ROR | TVA_Transmission | Internal | Shoulder | B13 | 600 | 2500 | 2497.37 | 53.08 | 56.08 | 3 | 0
2040 | PJM_ROR_2_TVA_Transmission | PJM_ROR | TVA_Transmission | Internal | Shoulder | B14 | 900 | 2500 | 549.29 | 52.1 | 55.1 | 3 | 0
2040 | PJM_ROR_2_TVA_Transmission | PJM_ROR | TVA_Transmission | Internal | Shoulder | B15 | 1203 | 2500 | 2500 | 49.4 | 53.58 | 3 | 1.17
2040 | PJM_ROR_2_TVA_Transmission | PJM_ROR | TVA_Transmission | Internal | Summer | B1 | 10 | 2500 | 2499.9 | 92.34 | 95.35 | 3 | 0.01
2040 | PJM_ROR_2_TVA_Transmission | PJM_ROR | TVA_Transmission | Internal | Summer | B2 | 25 | 2500 | 2500 | 88.48 | 92.2 | 3 | 0.73
2040 | PJM_ROR_2_TVA_Transmission | PJM_ROR | TVA_Transmission | Internal | Summer | B3 | 75 | 2500 | 2500 | 86.48 | 91.84 | 3 | 2.37
2040 | PJM_ROR_2_TVA_Transmission | PJM_ROR | TVA_Transmission | Internal | Summer | B4 | 100 | 2500 | 2500 | 86.48 | 91.48 | 3 | 2
2040 | PJM_ROR_2_TVA_Transmission | PJM_ROR | TVA_Transmission | Internal | Summer | B5 | 200 | 2500 | 2500 | 85.31 | 89.55 | 3 | 1.24
2040 | PJM_ROR_2_TVA_Transmission | PJM_ROR | TVA_Transmission | Internal | Summer | B6 | 300 | 2500 | 2421.04 | 68.63 | 71.63 | 3 | 0
2040 | PJM_ROR_2_TVA_Transmission | PJM_ROR | TVA_Transmission | Internal | Summer | B7 | 400 | 2500 | 521.34 | 56.39 | 59.39 | 3 | 0
2040 | PJM_ROR_2_TVA_Transmission | PJM_ROR | TVA_Transmission | Internal | Summer | B8 | 500 | 2500 | 2500 | 51.74 | 55.17 | 3 | 0.43
2040 | PJM_ROR_2_TVA_Transmission | PJM_ROR | TVA_Transmission | Internal | Summer | B9 | 800 | 2500 | 2500 | 48.88 | 53.45 | 3 | 1.58
2040 | PJM_ROR_2_TVA_Transmission | PJM_ROR | TVA_Transmission | Internal | Summer | B10 | 1262 | 2500 | 1465.73 | 42.69 | 45.69 | 3 | 0
2040 | PJM_ROR_2_TVA_Transmission | PJM_ROR | TVA_Transmission | Internal | Winter | B16 | 25 | 2500 | 1008.27 | 71.19 | 74.19 | 3 | 0
2040 | PJM_ROR_2_TVA_Transmission | PJM_ROR | TVA_Transmission | Internal | Winter | B17 | 100 | 2500 | 0 | 63.24 | 63.86 | 3 | 0
2040 | PJM_ROR_2_TVA_Transmission | PJM_ROR | TVA_Transmission | Internal | Winter | B18 | 400 | 2500 | 0 | 58.48 | 58.24 | 3 | 0
2040 | PJM_ROR_2_TVA_Transmission | PJM_ROR | TVA_Transmission | Internal | Winter | B19 | 700 | 2500 | 0 | 55.94 | 58.22 | 3 | 0
2040 | PJM_ROR_2_TVA_Transmission | PJM_ROR | TVA_Transmission | Internal | Winter | B20 | 935 | 2500 | 900.51 | 50.45 | 53.45 | 3 | 0
2040 | PJM_ROR_2_VACAR | PJM_ROR | VACAR | Internal | Shoulder | B11 | 25 | 3865 | 3865 | 68.32 | 75.79 | 3 | 4.47
2040 | PJM_ROR_2_VACAR | PJM_ROR | VACAR | Internal | Shoulder | B12 | 200 | 3865 | 730.73 | 58.02 | 61.02 | 3 | 0
2040 | PJM_ROR_2_VACAR | PJM_ROR | VACAR | Internal | Shoulder | B13 | 600 | 3865 | 0.02 | 53.08 | 56.08 | 3 | 0
2040 | PJM_ROR_2_VACAR | PJM_ROR | VACAR | Internal | Shoulder | B14 | 900 | 3865 | 1436.78 | 52.1 | 55.1 | 3 | 0
2040 | PJM_ROR_2_VACAR | PJM_ROR | VACAR | Internal | Shoulder | B15 | 1203 | 3865 | 3865 | 49.4 | 55.06 | 3 | 2.66
2040 | PJM_ROR_2_VACAR | PJM_ROR | VACAR | Internal | Summer | B1 | 10 | 3865 | 2959.52 | 92.34 | 95.34 | 3 | 0
2040 | PJM_ROR_2_VACAR | PJM_ROR | VACAR | Internal | Summer | B2 | 25 | 3865 | 3865 | 88.48 | 94.94 | 3 | 3.47
2040 | PJM_ROR_2_VACAR | PJM_ROR | VACAR | Internal | Summer | B3 | 75 | 3865 | 3865 | 86.48 | 94.94 | 3 | 5.47
2040 | PJM_ROR_2_VACAR | PJM_ROR | VACAR | Internal | Summer | B4 | 100 | 3865 | 3865 | 86.48 | 93.42 | 3 | 3.94
2040 | PJM_ROR_2_VACAR | PJM_ROR | VACAR | Internal | Summer | B5 | 200 | 3865 | 3865 | 85.31 | 92.69 | 3 | 4.38
2040 | PJM_ROR_2_VACAR | PJM_ROR | VACAR | Internal | Summer | B6 | 300 | 3865 | 3865 | 68.63 | 72.63 | 3 | 1
2040 | PJM_ROR_2_VACAR | PJM_ROR | VACAR | Internal | Summer | B7 | 400 | 3865 | 3137.79 | 56.39 | 59.39 | 3 | 0
2040 | PJM_ROR_2_VACAR | PJM_ROR | VACAR | Internal | Summer | B8 | 500 | 3865 | 2646.92 | 51.74 | 54.74 | 3 | 0
2040 | PJM_ROR_2_VACAR | PJM_ROR | VACAR | Internal | Summer | B9 | 800 | 3865 | 3865 | 48.88 | 52.69 | 3 | 0.82
2040 | PJM_ROR_2_VACAR | PJM_ROR | VACAR | Internal | Summer | B10 | 1262 | 3865 | 3865 | 42.69 | 52.69 | 3 | 7.01
2040 | PJM_ROR_2_VACAR | PJM_ROR | VACAR | Internal | Winter | B16 | 25 | 3865 | 3865 | 71.19 | 86.58 | 3 | 12.39
2040 | PJM_ROR_2_VACAR | PJM_ROR | VACAR | Internal | Winter | B17 | 100 | 3865 | 3865 | 63.24 | 68.36 | 3 | 2.13
2040 | PJM_ROR_2_VACAR | PJM_ROR | VACAR | Internal | Winter | B18 | 400 | 3865 | 491.02 | 58.48 | 61.48 | 3 | 0
2040 | PJM_ROR_2_VACAR | PJM_ROR | VACAR | Internal | Winter | B19 | 700 | 3865 | 3865 | 55.94 | 60.67 | 3 | 1.73
2040 | PJM_ROR_2_VACAR | PJM_ROR | VACAR | Internal | Winter | B20 | 935 | 3865 | 3865 | 50.45 | 60.67 | 3 | 7.22
2040 | PJM_ROM_2_NYISO_A-F | PJM_ROM | NYISO_A-F | Internal | Shoulder | B11 | 25 | 2000 | 0 | 67.81 | 62.42 | 3 | 0
2040 | PJM_ROM_2_NYISO_A-F | PJM_ROM | NYISO_A-F | Internal | Shoulder | B12 | 200 | 2000 | 0 | 58.01 | 54.01 | 3 | 0
2040 | PJM_ROM_2_NYISO_A-F | PJM_ROM | NYISO_A-F | Internal | Shoulder | B13 | 600 | 2000 | 0 | 53.07 | 49.07 | 3 | 0
2040 | PJM_ROM_2_NYISO_A-F | PJM_ROM | NYISO_A-F | Internal | Shoulder | B14 | 900 | 2000 | 0 | 52.09 | 48.09 | 3 | 0
2040 | PJM_ROM_2_NYISO_A-F | PJM_ROM | NYISO_A-F | Internal | Shoulder | B15 | 1203 | 2000 | 0 | 49.08 | 48.09 | 3 | 0
2040 | PJM_ROM_2_NYISO_A-F | PJM_ROM | NYISO_A-F | Internal | Summer | B1 | 10 | 2000 | 0 | 92.35 | 88.35 | 3 | 0
2040 | PJM_ROM_2_NYISO_A-F | PJM_ROM | NYISO_A-F | Internal | Summer | B2 | 25 | 2000 | 0 | 88.46 | 84.46 | 3 | 0
2040 | PJM_ROM_2_NYISO_A-F | PJM_ROM | NYISO_A-F | Internal | Summer | B3 | 75 | 2000 | 0 | 84.94 | 80.93 | 3 | 0
2040 | PJM_ROM_2_NYISO_A-F | PJM_ROM | NYISO_A-F | Internal | Summer | B4 | 100 | 2000 | 0 | 74.65 | 69.6 | 3 | 0
2040 | PJM_ROM_2_NYISO_A-F | PJM_ROM | NYISO_A-F | Internal | Summer | B5 | 200 | 2000 | 0 | 70.93 | 63.16 | 3 | 0
2040 | PJM_ROM_2_NYISO_A-F | PJM_ROM | NYISO_A-F | Internal | Summer | B6 | 300 | 2000 | 0 | 66.07 | 59.64 | 3 | 0
2040 | PJM_ROM_2_NYISO_A-F | PJM_ROM | NYISO_A-F | Internal | Summer | B7 | 400 | 2000 | 0 | 56.38 | 52.38 | 3 | 0
2040 | PJM_ROM_2_NYISO_A-F | PJM_ROM | NYISO_A-F | Internal | Summer | B8 | 500 | 2000 | 0 | 51.73 | 47.73 | 3 | 0
2040 | PJM_ROM_2_NYISO_A-F | PJM_ROM | NYISO_A-F | Internal | Summer | B9 | 800 | 2000 | 0 | 48.86 | 44.86 | 3 | 0
2040 | PJM_ROM_2_NYISO_A-F | PJM_ROM | NYISO_A-F | Internal | Summer | B10 | 1262 | 2000 | 0 | 42.67 | 44.86 | 3 | 0
2040 | PJM_ROM_2_NYISO_A-F | PJM_ROM | NYISO_A-F | Internal | Winter | B16 | 25 | 2000 | 0 | 71.2 | 67.2 | 3 | 0
2040 | PJM_ROM_2_NYISO_A-F | PJM_ROM | NYISO_A-F | Internal | Winter | B17 | 100 | 2000 | 0 | 63.25 | 58.62 | 3 | 0
2040 | PJM_ROM_2_NYISO_A-F | PJM_ROM | NYISO_A-F | Internal | Winter | B18 | 400 | 2000 | 0 | 58.49 | 56.87 | 3 | 0
2040 | PJM_ROM_2_NYISO_A-F | PJM_ROM | NYISO_A-F | Internal | Winter | B19 | 700 | 2000 | 0 | 55.95 | 56.87 | 3 | 0
2040 | PJM_ROM_2_NYISO_A-F | PJM_ROM | NYISO_A-F | Internal | Winter | B20 | 935 | 2000 | 2000 | 50.46 | 56.83 | 3 | 3.37
2040 | PJM_ROM_2_PJM_E | PJM_ROM | PJM_E | Internal | Shoulder | B11 | 25 | 8000 | 287.48 | 67.81 | 67.83 | 0.01 | 0
2040 | PJM_ROM_2_PJM_E | PJM_ROM | PJM_E | Internal | Shoulder | B12 | 200 | 8000 | 1381.7 | 58.01 | 58.02 | 0.01 | 0
2040 | PJM_ROM_2_PJM_E | PJM_ROM | PJM_E | Internal | Shoulder | B13 | 600 | 8000 | 601.57 | 53.07 | 53.08 | 0.01 | 0
2040 | PJM_ROM_2_PJM_E | PJM_ROM | PJM_E | Internal | Shoulder | B14 | 900 | 8000 | 2799.55 | 52.09 | 52.1 | 0.01 | 0
2040 | PJM_ROM_2_PJM_E | PJM_ROM | PJM_E | Internal | Shoulder | B15 | 1203 | 8000 | 2183.71 | 49.08 | 49.09 | 0.01 | 0
2040 | PJM_ROM_2_PJM_E | PJM_ROM | PJM_E | Internal | Summer | B1 | 10 | 8000 | 7982.91 | 92.35 | 92.36 | 0.01 | 0
2040 | PJM_ROM_2_PJM_E | PJM_ROM | PJM_E | Internal | Summer | B2 | 25 | 8000 | 6740.39 | 88.46 | 88.48 | 0.01 | 0
2040 | PJM_ROM_2_PJM_E | PJM_ROM | PJM_E | Internal | Summer | B3 | 75 | 8000 | 2202.38 | 84.94 | 84.96 | 0.01 | 0
2040 | PJM_ROM_2_PJM_E | PJM_ROM | PJM_E | Internal | Summer | B4 | 100 | 8000 | 1990 | 74.65 | 74.66 | 0.01 | 0
2040 | PJM_ROM_2_PJM_E | PJM_ROM | PJM_E | Internal | Summer | B5 | 200 | 8000 | 2797.85 | 70.93 | 70.94 | 0.01 | 0
2040 | PJM_ROM_2_PJM_E | PJM_ROM | PJM_E | Internal | Summer | B6 | 300 | 8000 | 3091.23 | 66.07 | 66.08 | 0.01 | 0
2040 | PJM_ROM_2_PJM_E | PJM_ROM | PJM_E | Internal | Summer | B7 | 400 | 8000 | 3030.62 | 56.38 | 56.39 | 0.01 | 0
2040 | PJM_ROM_2_PJM_E | PJM_ROM | PJM_E | Internal | Summer | B8 | 500 | 8000 | 2171.3 | 51.73 | 51.74 | 0.01 | 0
2040 | PJM_ROM_2_PJM_E | PJM_ROM | PJM_E | Internal | Summer | B9 | 800 | 8000 | 3368.01 | 48.86 | 48.88 | 0.01 | 0
2040 | PJM_ROM_2_PJM_E | PJM_ROM | PJM_E | Internal | Summer | B10 | 1262 | 8000 | 6226.46 | 42.67 | 42.69 | 0.01 | 0
2040 | PJM_ROM_2_PJM_E | PJM_ROM | PJM_E | Internal | Winter | B16 | 25 | 8000 | 6010.66 | 71.2 | 71.21 | 0.01 | 0
2040 | PJM_ROM_2_PJM_E | PJM_ROM | PJM_E | Internal | Winter | B17 | 100 | 8000 | 5336.56 | 63.25 | 63.26 | 0.01 | 0
2040 | PJM_ROM_2_PJM_E | PJM_ROM | PJM_E | Internal | Winter | B18 | 400 | 8000 | 7005.81 | 58.49 | 58.5 | 0.01 | 0
2040 | PJM_ROM_2_PJM_E | PJM_ROM | PJM_E | Internal | Winter | B19 | 700 | 8000 | 7351.13 | 55.95 | 55.96 | 0.01 | 0
2040 | PJM_ROM_2_PJM_E | PJM_ROM | PJM_E | Internal | Winter | B20 | 935 | 8000 | 8000 | 50.46 | 51.32 | 0.01 | 0.84
2040 | PJM_ROM_2_PJM_ROR | PJM_ROM | PJM_ROR | Internal | Shoulder | B11 | 25 | 8000 | 8000 | 67.81 | 68.32 | 0.01 | 0.49
2040 | PJM_ROM_2_PJM_ROR | PJM_ROM | PJM_ROR | Internal | Shoulder | B12 | 200 | 8000 | 6024.98 | 58.01 | 58.02 | 0.01 | 0
2040 | PJM_ROM_2_PJM_ROR | PJM_ROM | PJM_ROR | Internal | Shoulder | B13 | 600 | 8000 | 7876.07 | 53.07 | 53.08 | 0.01 | 0
2040 | PJM_ROM_2_PJM_ROR | PJM_ROM | PJM_ROR | Internal | Shoulder | B14 | 900 | 8000 | 4466.93 | 52.09 | 52.1 | 0.01 | 0
2040 | PJM_ROM_2_PJM_ROR | PJM_ROM | PJM_ROR | Internal | Shoulder | B15 | 1203 | 8000 | 8000 | 49.08 | 49.4 | 0.01 | 0.31
2040 | PJM_ROM_2_PJM_ROR | PJM_ROM | PJM_ROR | Internal | Summer | B1 | 10 | 8000 | 0.05 | 92.35 | 92.34 | 0.01 | 0
2040 | PJM_ROM_2_PJM_ROR | PJM_ROM | PJM_ROR | Internal | Summer | B2 | 25 | 8000 | 933.43 | 88.46 | 88.48 | 0.01 | 0
2040 | PJM_ROM_2_PJM_ROR | PJM_ROM | PJM_ROR | Internal | Summer | B3 | 75 | 8000 | 8000 | 84.94 | 86.48 | 0.01 | 1.52
2040 | PJM_ROM_2_PJM_ROR | PJM_ROM | PJM_ROR | Internal | Summer | B4 | 100 | 8000 | 8000 | 74.65 | 86.48 | 0.01 | 11.82
2040 | PJM_ROM_2_PJM_ROR | PJM_ROM | PJM_ROR | Internal | Summer | B5 | 200 | 8000 | 8000 | 70.93 | 85.31 | 0.01 | 14.37
2040 | PJM_ROM_2_PJM_ROR | PJM_ROM | PJM_ROR | Internal | Summer | B6 | 300 | 8000 | 8000 | 66.07 | 68.63 | 0.01 | 2.55
2040 | PJM_ROM_2_PJM_ROR | PJM_ROM | PJM_ROR | Internal | Summer | B7 | 400 | 8000 | 5030.35 | 56.38 | 56.39 | 0.01 | 0
2040 | PJM_ROM_2_PJM_ROR | PJM_ROM | PJM_ROR | Internal | Summer | B8 | 500 | 8000 | 6198.28 | 51.73 | 51.74 | 0.01 | 0
2040 | PJM_ROM_2_PJM_ROR | PJM_ROM | PJM_ROR | Internal | Summer | B9 | 800 | 8000 | 5319.5 | 48.86 | 48.88 | 0.01 | 0
2040 | PJM_ROM_2_PJM_ROR | PJM_ROM | PJM_ROR | Internal | Summer | B10 | 1262 | 8000 | 2338.68 | 42.67 | 42.69 | 0.01 | 0
2040 | PJM_ROM_2_PJM_ROR | PJM_ROM | PJM_ROR | Internal | Winter | B16 | 25 | 8000 | 0.02 | 71.2 | 71.19 | 0.01 | 0
2040 | PJM_ROM_2_PJM_ROR | PJM_ROM | PJM_ROR | Internal | Winter | B17 | 100 | 8000 | 0 | 63.25 | 63.24 | 0.01 | 0
2040 | PJM_ROM_2_PJM_ROR | PJM_ROM | PJM_ROR | Internal | Winter | B18 | 400 | 8000 | 0 | 58.49 | 58.48 | 0.01 | 0
2040 | PJM_ROM_2_PJM_ROR | PJM_ROM | PJM_ROR | Internal | Winter | B19 | 700 | 8000 | 0 | 55.95 | 55.94 | 0.01 | 0
2040 | PJM_ROM_2_PJM_ROR | PJM_ROM | PJM_ROR | Internal | Winter | B20 | 935 | 8000 | 0 | 50.46 | 50.45 | 0.01 | 0
2040 | SOCO_2_FRCC | SOCO | FRCC | Internal | Shoulder | B11 | 25 | 3700 | 3700 | 79.29 | 91.6 | 5 | 7.31
2040 | SOCO_2_FRCC | SOCO | FRCC | Internal | Shoulder | B12 | 200 | 3700 | 2851.41 | 61.74 | 66.74 | 5 | 0
2040 | SOCO_2_FRCC | SOCO | FRCC | Internal | Shoulder | B13 | 600 | 3700 | 0 | 59.58 | 64.57 | 5 | 0
2040 | SOCO_2_FRCC | SOCO | FRCC | Internal | Shoulder | B14 | 900 | 3700 | 0 | 59.58 | 64.57 | 5 | 0
2040 | SOCO_2_FRCC | SOCO | FRCC | Internal | Shoulder | B15 | 1203 | 3700 | 3569.03 | 58.56 | 63.56 | 5 | 0
2040 | SOCO_2_FRCC | SOCO | FRCC | Internal | Summer | B1 | 10 | 3700 | 1083.44 | 98.84 | 103.84 | 5 | 0
2040 | SOCO_2_FRCC | SOCO | FRCC | Internal | Summer | B2 | 25 | 3700 | 3700 | 96.91 | 103.65 | 5 | 1.73
2040 | SOCO_2_FRCC | SOCO | FRCC | Internal | Summer | B3 | 75 | 3700 | 2110.17 | 96.91 | 101.91 | 5 | 0
2040 | SOCO_2_FRCC | SOCO | FRCC | Internal | Summer | B4 | 100 | 3700 | 1233.5 | 96.91 | 101.91 | 5 | 0
2040 | SOCO_2_FRCC | SOCO | FRCC | Internal | Summer | B5 | 200 | 3700 | 1979.7 | 96.19 | 101.19 | 5 | 0
2040 | SOCO_2_FRCC | SOCO | FRCC | Internal | Summer | B6 | 300 | 3700 | 3585.85 | 76.13 | 81.13 | 5 | 0
2040 | SOCO_2_FRCC | SOCO | FRCC | Internal | Summer | B7 | 400 | 3700 | 1971.34 | 62.89 | 67.89 | 5 | 0
2040 | SOCO_2_FRCC | SOCO | FRCC | Internal | Summer | B8 | 500 | 3700 | 2723.49 | 59.17 | 64.17 | 5 | 0
2040 | SOCO_2_FRCC | SOCO | FRCC | Internal | Summer | B9 | 800 | 3700 | 3700 | 57.95 | 63.32 | 5 | 0.37
2040 | SOCO_2_FRCC | SOCO | FRCC | Internal | Summer | B10 | 1262 | 3700 | 3700 | 53.09 | 63.32 | 5 | 5.23
2040 | SOCO_2_FRCC | SOCO | FRCC | Internal | Winter | B16 | 25 | 3700 | 3700 | 81.58 | 88.55 | 5 | 1.97
2040 | SOCO_2_FRCC | SOCO | FRCC | Internal | Winter | B17 | 100 | 3700 | 3160.86 | 65.67 | 70.67 | 5 | 0
2040 | SOCO_2_FRCC | SOCO | FRCC | Internal | Winter | B18 | 400 | 3700 | 550.99 | 62.74 | 67.74 | 5 | 0
2040 | SOCO_2_FRCC | SOCO | FRCC | Internal | Winter | B19 | 700 | 3700 | 1974.95 | 62.73 | 67.73 | 5 | 0
2040 | SOCO_2_FRCC | SOCO | FRCC | Internal | Winter | B20 | 935 | 3700 | 3700 | 57.96 | 66 | 5 | 3.04
2040 | SOCO_2_VACAR | SOCO | VACAR | Internal | Shoulder | B11 | 25 | 2000 | 0 | 79.29 | 75.79 | 5 | 0
2040 | SOCO_2_VACAR | SOCO | VACAR | Internal | Shoulder | B12 | 200 | 2000 | 0 | 61.74 | 61.02 | 5 | 0
2040 | SOCO_2_VACAR | SOCO | VACAR | Internal | Shoulder | B13 | 600 | 2000 | 0 | 59.58 | 56.08 | 5 | 0
2040 | SOCO_2_VACAR | SOCO | VACAR | Internal | Shoulder | B14 | 900 | 2000 | 0 | 59.58 | 55.1 | 5 | 0
2040 | SOCO_2_VACAR | SOCO | VACAR | Internal | Shoulder | B15 | 1203 | 2000 | 0 | 58.56 | 55.06 | 5 | 0
2040 | SOCO_2_VACAR | SOCO | VACAR | Internal | Summer | B1 | 10 | 2000 | 0 | 98.84 | 95.34 | 5 | 0
2040 | SOCO_2_VACAR | SOCO | VACAR | Internal | Summer | B2 | 25 | 2000 | 0 | 96.91 | 94.94 | 5 | 0
2040 | SOCO_2_VACAR | SOCO | VACAR | Internal | Summer | B3 | 75 | 2000 | 0 | 96.91 | 94.94 | 5 | 0
2040 | SOCO_2_VACAR | SOCO | VACAR | Internal | Summer | B4 | 100 | 2000 | 0 | 96.91 | 93.42 | 5 | 0
2040 | SOCO_2_VACAR | SOCO | VACAR | Internal | Summer | B5 | 200 | 2000 | 0 | 96.19 | 92.69 | 5 | 0
2040 | SOCO_2_VACAR | SOCO | VACAR | Internal | Summer | B6 | 300 | 2000 | 0 | 76.13 | 72.63 | 5 | 0
2040 | SOCO_2_VACAR | SOCO | VACAR | Internal | Summer | B7 | 400 | 2000 | 0 | 62.89 | 59.39 | 5 | 0
2040 | SOCO_2_VACAR | SOCO | VACAR | Internal | Summer | B8 | 500 | 2000 | 0 | 59.17 | 54.74 | 5 | 0
2040 | SOCO_2_VACAR | SOCO | VACAR | Internal | Summer | B9 | 800 | 2000 | 0 | 57.95 | 52.69 | 5 | 0
2040 | SOCO_2_VACAR | SOCO | VACAR | Internal | Summer | B10 | 1262 | 2000 | 0 | 53.09 | 52.69 | 5 | 0
2040 | SOCO_2_VACAR | SOCO | VACAR | Internal | Winter | B16 | 25 | 2000 | 1334.93 | 81.58 | 86.58 | 5 | 0
2040 | SOCO_2_VACAR | SOCO | VACAR | Internal | Winter | B17 | 100 | 2000 | 0 | 65.67 | 68.36 | 5 | 0
2040 | SOCO_2_VACAR | SOCO | VACAR | Internal | Winter | B18 | 400 | 2000 | 0 | 62.74 | 61.48 | 5 | 0
2040 | SOCO_2_VACAR | SOCO | VACAR | Internal | Winter | B19 | 700 | 2000 | 0 | 62.73 | 60.67 | 5 | 0
2040 | SOCO_2_VACAR | SOCO | VACAR | Internal | Winter | B20 | 935 | 2000 | 0 | 57.96 | 60.67 | 5 | 0
2040 | SPP_N_2_ENT | SPP_N | ENT | Internal | Shoulder | B11 | 25 | 9240 | 3221.13 | 64.83 | 67.33 | 2.5 | 0
2040 | SPP_N_2_ENT | SPP_N | ENT | Internal | Shoulder | B12 | 200 | 9240 | 9240 | 54.53 | 57.12 | 2.5 | 0.08
2040 | SPP_N_2_ENT | SPP_N | ENT | Internal | Shoulder | B13 | 600 | 9240 | 9037.69 | 49.58 | 52.08 | 2.5 | 0
2040 | SPP_N_2_ENT | SPP_N | ENT | Internal | Shoulder | B14 | 900 | 9240 | 9240 | 30.59 | 51.1 | 2.5 | 18.01
2040 | SPP_N_2_ENT | SPP_N | ENT | Internal | Shoulder | B15 | 1203 | 9240 | 9240 | 22.93 | 42.37 | 2.5 | 16.94
2040 | SPP_N_2_ENT | SPP_N | ENT | Internal | Summer | B1 | 10 | 9240 | 229.5 | 88.85 | 91.35 | 2.5 | 0
2040 | SPP_N_2_ENT | SPP_N | ENT | Internal | Summer | B2 | 25 | 9240 | 2781.73 | 84.99 | 87.49 | 2.5 | 0
2040 | SPP_N_2_ENT | SPP_N | ENT | Internal | Summer | B3 | 75 | 9240 | 1514.94 | 84.99 | 87.49 | 2.5 | 0
2040 | SPP_N_2_ENT | SPP_N | ENT | Internal | Summer | B4 | 100 | 9240 | 1725.68 | 82.99 | 85.49 | 2.5 | 0
2040 | SPP_N_2_ENT | SPP_N | ENT | Internal | Summer | B5 | 200 | 9240 | 650.61 | 81.82 | 84.32 | 2.5 | 0
2040 | SPP_N_2_ENT | SPP_N | ENT | Internal | Summer | B6 | 300 | 9240 | 4983.66 | 65.14 | 67.64 | 2.5 | 0
2040 | SPP_N_2_ENT | SPP_N | ENT | Internal | Summer | B7 | 400 | 9240 | 6542.26 | 54.99 | 57.49 | 2.5 | 0
2040 | SPP_N_2_ENT | SPP_N | ENT | Internal | Summer | B8 | 500 | 9240 | 9240 | 52.66 | 55.17 | 2.5 | 0.01
2040 | SPP_N_2_ENT | SPP_N | ENT | Internal | Summer | B9 | 800 | 9240 | 9240 | 50.94 | 53.45 | 2.5 | 0.01
2040 | SPP_N_2_ENT | SPP_N | ENT | Internal | Summer | B10 | 1262 | 9240 | 9240 | 34.67 | 41.69 | 2.5 | 4.52
2040 | SPP_N_2_ENT | SPP_N | ENT | Internal | Winter | B16 | 25 | 9240 | 9240 | 44.5 | 61.29 | 2.5 | 14.28
2040 | SPP_N_2_ENT | SPP_N | ENT | Internal | Winter | B17 | 100 | 9240 | 9240 | 33 | 59.86 | 2.5 | 24.36
2040 | SPP_N_2_ENT | SPP_N | ENT | Internal | Winter | B18 | 400 | 9240 | 9240 | 45.45 | 54.24 | 2.5 | 6.29
2040 | SPP_N_2_ENT | SPP_N | ENT | Internal | Winter | B19 | 700 | 9240 | 9240 | 39.45 | 50.54 | 2.5 | 8.59
2040 | SPP_N_2_ENT | SPP_N | ENT | Internal | Winter | B20 | 935 | 9240 | 9240 | 26.01 | 42.42 | 2.5 | 13.91
2040 | SPP_N_2_MISO_MO-IL | SPP_N | MISO_MO-IL | Internal | Shoulder | B11 | 25 | 2263 | 2263 | 64.83 | 69.32 | 2.5 | 1.99
2040 | SPP_N_2_MISO_MO-IL | SPP_N | MISO_MO-IL | Internal | Shoulder | B12 | 200 | 2263 | 1268.38 | 54.53 | 57.03 | 2.5 | 0
2040 | SPP_N_2_MISO_MO-IL | SPP_N | MISO_MO-IL | Internal | Shoulder | B13 | 600 | 2263 | 1783.15 | 49.58 | 52.08 | 2.5 | 0
2040 | SPP_N_2_MISO_MO-IL | SPP_N | MISO_MO-IL | Internal | Shoulder | B14 | 900 | 2263 | 2263 | 30.59 | 51.1 | 2.5 | 18.01
2040 | SPP_N_2_MISO_MO-IL | SPP_N | MISO_MO-IL | Internal | Shoulder | B15 | 1203 | 2263 | 2263 | 22.93 | 41.17 | 2.5 | 15.74
2040 | SPP_N_2_MISO_MO-IL | SPP_N | MISO_MO-IL | Internal | Summer | B1 | 10 | 2263 | 1884.29 | 88.85 | 91.35 | 2.5 | 0
2040 | SPP_N_2_MISO_MO-IL | SPP_N | MISO_MO-IL | Internal | Summer | B2 | 25 | 2263 | 2263 | 84.99 | 88.2 | 2.5 | 0.71
2040 | SPP_N_2_MISO_MO-IL | SPP_N | MISO_MO-IL | Internal | Summer | B3 | 75 | 2263 | 2263 | 84.99 | 87.84 | 2.5 | 0.35
2040 | SPP_N_2_MISO_MO-IL | SPP_N | MISO_MO-IL | Internal | Summer | B4 | 100 | 2263 | 2263 | 82.99 | 87.48 | 2.5 | 1.99
2040 | SPP_N_2_MISO_MO-IL | SPP_N | MISO_MO-IL | Internal | Summer | B5 | 200 | 2263 | 2263 | 81.82 | 85.55 | 2.5 | 1.23
2040 | SPP_N_2_MISO_MO-IL | SPP_N | MISO_MO-IL | Internal | Summer | B6 | 300 | 2263 | 1027.47 | 65.14 | 67.64 | 2.5 | 0
2040 | SPP_N_2_MISO_MO-IL | SPP_N | MISO_MO-IL | Internal | Summer | B7 | 400 | 2263 | 0 | 54.99 | 56.1 | 2.5 | 0
2040 | SPP_N_2_MISO_MO-IL | SPP_N | MISO_MO-IL | Internal | Summer | B8 | 500 | 2263 | 0 | 52.66 | 51.18 | 2.5 | 0
2040 | SPP_N_2_MISO_MO-IL | SPP_N | MISO_MO-IL | Internal | Summer | B9 | 800 | 2263 | 0 | 50.94 | 49.45 | 2.5 | 0
2040 | SPP_N_2_MISO_MO-IL | SPP_N | MISO_MO-IL | Internal | Summer | B10 | 1262 | 2263 | 2263 | 34.67 | 39.03 | 2.5 | 1.86
2040 | SPP_N_2_MISO_MO-IL | SPP_N | MISO_MO-IL | Internal | Winter | B16 | 25 | 2263 | 2263 | 44.5 | 65.29 | 2.5 | 18.28
2040 | SPP_N_2_MISO_MO-IL | SPP_N | MISO_MO-IL | Internal | Winter | B17 | 100 | 2263 | 2263 | 33 | 59.86 | 2.5 | 24.36
2040 | SPP_N_2_MISO_MO-IL | SPP_N | MISO_MO-IL | Internal | Winter | B18 | 400 | 2263 | 2263 | 45.45 | 54.24 | 2.5 | 6.29
2040 | SPP_N_2_MISO_MO-IL | SPP_N | MISO_MO-IL | Internal | Winter | B19 | 700 | 2263 | 2263 | 39.45 | 51.31 | 2.5 | 9.35
2040 | SPP_N_2_MISO_MO-IL | SPP_N | MISO_MO-IL | Internal | Winter | B20 | 935 | 2263 | 2263 | 26.01 | 40.62 | 2.5 | 12.12
2040 | SPP_N_2_MISO_W | SPP_N | MISO_W | Internal | Shoulder | B11 | 25 | 750 | 0.04 | 64.83 | 67.32 | 2.5 | 0
2040 | SPP_N_2_MISO_W | SPP_N | MISO_W | Internal | Shoulder | B12 | 200 | 750 | 0 | 54.53 | 57.02 | 2.5 | 0
2040 | SPP_N_2_MISO_W | SPP_N | MISO_W | Internal | Shoulder | B13 | 600 | 750 | 0 | 49.58 | 52.07 | 2.5 | 0
2040 | SPP_N_2_MISO_W | SPP_N | MISO_W | Internal | Shoulder | B14 | 900 | 750 | 750 | 30.59 | 47.36 | 2.5 | 14.27
2040 | SPP_N_2_MISO_W | SPP_N | MISO_W | Internal | Shoulder | B15 | 1203 | 750 | 750 | 22.93 | 33.32 | 2.5 | 7.89
2040 | SPP_N_2_MISO_W | SPP_N | MISO_W | Internal | Summer | B1 | 10 | 750 | 0.09 | 88.85 | 91.34 | 2.5 | 0
2040 | SPP_N_2_MISO_W | SPP_N | MISO_W | Internal | Summer | B2 | 25 | 750 | 0.04 | 84.99 | 87.48 | 2.5 | 0
2040 | SPP_N_2_MISO_W | SPP_N | MISO_W | Internal | Summer | B3 | 75 | 750 | 0.01 | 84.99 | 87.48 | 2.5 | 0
2040 | SPP_N_2_MISO_W | SPP_N | MISO_W | Internal | Summer | B4 | 100 | 750 | 0 | 82.99 | 85.48 | 2.5 | 0
2040 | SPP_N_2_MISO_W | SPP_N | MISO_W | Internal | Summer | B5 | 200 | 750 | 0 | 81.82 | 84.31 | 2.5 | 0
2040 | SPP_N_2_MISO_W | SPP_N | MISO_W | Internal | Summer | B6 | 300 | 750 | 0 | 65.14 | 67.63 | 2.5 | 0
2040 | SPP_N_2_MISO_W | SPP_N | MISO_W | Internal | Summer | B7 | 400 | 750 | 0 | 54.99 | 56.09 | 2.5 | 0
2040 | SPP_N_2_MISO_W | SPP_N | MISO_W | Internal | Summer | B8 | 500 | 750 | 0 | 52.66 | 50.74 | 2.5 | 0
2040 | SPP_N_2_MISO_W | SPP_N | MISO_W | Internal | Summer | B9 | 800 | 750 | 0 | 50.94 | 47.88 | 2.5 | 0
2040 | SPP_N_2_MISO_W | SPP_N | MISO_W | Internal | Summer | B10 | 1262 | 750 | 0 | 34.67 | 37.16 | 2.5 | 0
2040 | SPP_N_2_MISO_W | SPP_N | MISO_W | Internal | Winter | B16 | 25 | 750 | 750 | 44.5 | 51.07 | 2.5 | 4.06
2040 | SPP_N_2_MISO_W | SPP_N | MISO_W | Internal | Winter | B17 | 100 | 750 | 750 | 33 | 51.04 | 2.5 | 15.54
2040 | SPP_N_2_MISO_W | SPP_N | MISO_W | Internal | Winter | B18 | 400 | 750 | 750 | 45.45 | 51.07 | 2.5 | 3.11
2040 | SPP_N_2_MISO_W | SPP_N | MISO_W | Internal | Winter | B19 | 700 | 750 | 750 | 39.45 | 51.07 | 2.5 | 9.11
2040 | SPP_N_2_MISO_W | SPP_N | MISO_W | Internal | Winter | B20 | 935 | 750 | 750 | 26.01 | 33.33 | 2.5 | 4.82
2040 | SPP_N_2_NE | SPP_N | NE | Internal | Shoulder | B11 | 25 | 11328 | 0.02 | 64.83 | 64.82 | 0.01 | 0
2040 | SPP_N_2_NE | SPP_N | NE | Internal | Shoulder | B12 | 200 | 11328 | 0 | 54.53 | 54.52 | 0.01 | 0
2040 | SPP_N_2_NE | SPP_N | NE | Internal | Shoulder | B13 | 600 | 11328 | 0 | 49.58 | 49.57 | 0.01 | 0
2040 | SPP_N_2_NE | SPP_N | NE | Internal | Shoulder | B14 | 900 | 11328 | 0 | 30.59 | 30.57 | 0.01 | 0
2040 | SPP_N_2_NE | SPP_N | NE | Internal | Shoulder | B15 | 1203 | 11328 | 0 | 22.93 | 22.92 | 0.01 | 0
2040 | SPP_N_2_NE | SPP_N | NE | Internal | Summer | B1 | 10 | 11328 | 0.05 | 88.85 | 88.84 | 0.01 | 0
2040 | SPP_N_2_NE | SPP_N | NE | Internal | Summer | B2 | 25 | 11328 | 0.02 | 84.99 | 84.98 | 0.01 | 0
2040 | SPP_N_2_NE | SPP_N | NE | Internal | Summer | B3 | 75 | 11328 | 0 | 84.99 | 84.98 | 0.01 | 0
2040 | SPP_N_2_NE | SPP_N | NE | Internal | Summer | B4 | 100 | 11328 | 0 | 82.99 | 82.98 | 0.01 | 0
2040 | SPP_N_2_NE | SPP_N | NE | Internal | Summer | B5 | 200 | 11328 | 0 | 81.82 | 81.81 | 0.01 | 0
2040 | SPP_N_2_NE | SPP_N | NE | Internal | Summer | B6 | 300 | 11328 | 0 | 65.14 | 65.13 | 0.01 | 0
2040 | SPP_N_2_NE | SPP_N | NE | Internal | Summer | B7 | 400 | 11328 | 0 | 54.99 | 53.59 | 0.01 | 0
2040 | SPP_N_2_NE | SPP_N | NE | Internal | Summer | B8 | 500 | 11328 | 0 | 52.66 | 48.24 | 0.01 | 0
2040 | SPP_N_2_NE | SPP_N | NE | Internal | Summer | B9 | 800 | 11328 | 0 | 50.94 | 45.38 | 0.01 | 0
2040 | SPP_N_2_NE | SPP_N | NE | Internal | Summer | B10 | 1262 | 11328 | 0 | 34.67 | 34.66 | 0.01 | 0
2040 | SPP_N_2_NE | SPP_N | NE | Internal | Winter | B16 | 25 | 11328 | 0 | 44.5 | -29.3 | 0.01 | 0
2040 | SPP_N_2_NE | SPP_N | NE | Internal | Winter | B17 | 100 | 11328 | 0 | 33 | 22.92 | 0.01 | 0
2040 | SPP_N_2_NE | SPP_N | NE | Internal | Winter | B18 | 400 | 11328 | 0 | 45.45 | 45.44 | 0.01 | 0
2040 | SPP_N_2_NE | SPP_N | NE | Internal | Winter | B19 | 700 | 11328 | 0 | 39.45 | 39.44 | 0.01 | 0
2040 | SPP_N_2_NE | SPP_N | NE | Internal | Winter | B20 | 935 | 11328 | 0 | 26.01 | 26 | 0.01 | 0
2040 | SPP_N_2_SPP_S | SPP_N | SPP_S | Internal | Shoulder | B11 | 25 | 5571 | 0 | 64.83 | 61.65 | 0.01 | 0
2040 | SPP_N_2_SPP_S | SPP_N | SPP_S | Internal | Shoulder | B12 | 200 | 5571 | 438.63 | 54.53 | 54.55 | 0.01 | 0
2040 | SPP_N_2_SPP_S | SPP_N | SPP_S | Internal | Shoulder | B13 | 600 | 5571 | 0 | 49.58 | 49.58 | 0.01 | 0
2040 | SPP_N_2_SPP_S | SPP_N | SPP_S | Internal | Shoulder | B14 | 900 | 5571 | 0 | 30.59 | 30.57 | 0.01 | 0
2040 | SPP_N_2_SPP_S | SPP_N | SPP_S | Internal | Shoulder | B15 | 1203 | 5571 | 0 | 22.93 | 22.8 | 0.01 | 0
2040 | SPP_N_2_SPP_S | SPP_N | SPP_S | Internal | Summer | B1 | 10 | 5571 | 0 | 88.85 | 55 | 0.01 | 0
2040 | SPP_N_2_SPP_S | SPP_N | SPP_S | Internal | Summer | B2 | 25 | 5571 | 0 | 84.99 | 79.58 | 0.01 | 0
2040 | SPP_N_2_SPP_S | SPP_N | SPP_S | Internal | Summer | B3 | 75 | 5571 | 0 | 84.99 | 84.98 | 0.01 | 0
2040 | SPP_N_2_SPP_S | SPP_N | SPP_S | Internal | Summer | B4 | 100 | 5571 | 0 | 82.99 | 80.25 | 0.01 | 0
2040 | SPP_N_2_SPP_S | SPP_N | SPP_S | Internal | Summer | B5 | 200 | 5571 | 0 | 81.82 | 80.25 | 0.01 | 0
2040 | SPP_N_2_SPP_S | SPP_N | SPP_S | Internal | Summer | B6 | 300 | 5571 | 0 | 65.14 | 65.14 | 0.01 | 0
2040 | SPP_N_2_SPP_S | SPP_N | SPP_S | Internal | Summer | B7 | 400 | 5571 | 3895.11 | 54.99 | 55 | 0.01 | 0
2040 | SPP_N_2_SPP_S | SPP_N | SPP_S | Internal | Summer | B8 | 500 | 5571 | 3393.61 | 52.66 | 52.68 | 0.01 | 0
2040 | SPP_N_2_SPP_S | SPP_N | SPP_S | Internal | Summer | B9 | 800 | 5571 | 5233.68 | 50.94 | 50.95 | 0.01 | 0
2040 | SPP_N_2_SPP_S | SPP_N | SPP_S | Internal | Summer | B10 | 1262 | 5571 | 2684.96 | 34.67 | 34.68 | 0.01 | 0
2040 | SPP_N_2_SPP_S | SPP_N | SPP_S | Internal | Winter | B16 | 25 | 5571 | 1013.62 | 44.5 | 44.51 | 0.01 | 0
2040 | SPP_N_2_SPP_S | SPP_N | SPP_S | Internal | Winter | B17 | 100 | 5571 | 2328.3 | 33 | 33.01 | 0.01 | 0
2040 | SPP_N_2_SPP_S | SPP_N | SPP_S | Internal | Winter | B18 | 400 | 5571 | 1489.94 | 45.45 | 45.46 | 0.01 | 0
2040 | SPP_N_2_SPP_S | SPP_N | SPP_S | Internal | Winter | B19 | 700 | 5571 | 241.91 | 39.45 | 39.46 | 0.01 | 0
2040 | SPP_N_2_SPP_S | SPP_N | SPP_S | Internal | Winter | B20 | 935 | 5571 | 956.16 | 26.01 | 26.02 | 0.01 | 0
2040 | SPP_S_2_ENT | SPP_S | ENT | Internal | Shoulder | B11 | 25 | 5132 | 5132 | 61.65 | 67.33 | 2.5 | 3.18
2040 | SPP_S_2_ENT | SPP_S | ENT | Internal | Shoulder | B12 | 200 | 5132 | 5132 | 54.55 | 57.12 | 2.5 | 0.07
2040 | SPP_S_2_ENT | SPP_S | ENT | Internal | Shoulder | B13 | 600 | 5132 | 4892.12 | 49.58 | 52.08 | 2.5 | 0
2040 | SPP_S_2_ENT | SPP_S | ENT | Internal | Shoulder | B14 | 900 | 5132 | 5132 | 30.57 | 51.1 | 2.5 | 18.02
2040 | SPP_S_2_ENT | SPP_S | ENT | Internal | Shoulder | B15 | 1203 | 5132 | 5132 | 22.8 | 42.37 | 2.5 | 17.07
2040 | SPP_S_2_ENT | SPP_S | ENT | Internal | Summer | B1 | 10 | 5132 | 5132 | 55 | 91.35 | 2.5 | 33.85
2040 | SPP_S_2_ENT | SPP_S | ENT | Internal | Summer | B2 | 25 | 5132 | 5132 | 79.58 | 87.49 | 2.5 | 5.41
2040 | SPP_S_2_ENT | SPP_S | ENT | Internal | Summer | B3 | 75 | 5132 | 5131.99 | 84.98 | 87.49 | 2.5 | 0.01
2040 | SPP_S_2_ENT | SPP_S | ENT | Internal | Summer | B4 | 100 | 5132 | 5132 | 80.25 | 85.49 | 2.5 | 2.74
2040 | SPP_S_2_ENT | SPP_S | ENT | Internal | Summer | B5 | 200 | 5132 | 5132 | 80.25 | 84.32 | 2.5 | 1.58
2040 | SPP_S_2_ENT | SPP_S | ENT | Internal | Summer | B6 | 300 | 5132 | 830.99 | 65.14 | 67.64 | 2.5 | 0
2040 | SPP_S_2_ENT | SPP_S | ENT | Internal | Summer | B7 | 400 | 5132 | 0 | 55 | 57.49 | 2.5 | 0
2040 | SPP_S_2_ENT | SPP_S | ENT | Internal | Summer | B8 | 500 | 5132 | 220.25 | 52.68 | 55.17 | 2.5 | 0
2040 | SPP_S_2_ENT | SPP_S | ENT | Internal | Summer | B9 | 800 | 5132 | 3648.83 | 50.95 | 53.45 | 2.5 | 0
2040 | SPP_S_2_ENT | SPP_S | ENT | Internal | Summer | B10 | 1262 | 5132 | 5132 | 34.68 | 41.69 | 2.5 | 4.5
2040 | SPP_S_2_ENT | SPP_S | ENT | Internal | Winter | B16 | 25 | 5132 | 5132 | 44.51 | 61.29 | 2.5 | 14.27
2040 | SPP_S_2_ENT | SPP_S | ENT | Internal | Winter | B17 | 100 | 5132 | 5132 | 33.01 | 59.86 | 2.5 | 24.35
2040 | SPP_S_2_ENT | SPP_S | ENT | Internal | Winter | B18 | 400 | 5132 | 5132 | 45.46 | 54.24 | 2.5 | 6.28
2040 | SPP_S_2_ENT | SPP_S | ENT | Internal | Winter | B19 | 700 | 5132 | 5132 | 39.46 | 50.54 | 2.5 | 8.58
2040 | SPP_S_2_ENT | SPP_S | ENT | Internal | Winter | B20 | 935 | 5132 | 5132 | 26.02 | 42.42 | 2.5 | 13.9
2040 | SPP_S_2_SPP_N | SPP_S | SPP_N | Internal | Shoulder | B11 | 25 | 2211 | 2211 | 61.65 | 64.83 | 0.01 | 3.17
2040 | SPP_S_2_SPP_N | SPP_S | SPP_N | Internal | Shoulder | B12 | 200 | 2211 | 0 | 54.55 | 54.53 | 0.01 | 0
2040 | SPP_S_2_SPP_N | SPP_S | SPP_N | Internal | Shoulder | B13 | 600 | 2211 | 0 | 49.58 | 49.58 | 0.01 | 0
2040 | SPP_S_2_SPP_N | SPP_S | SPP_N | Internal | Shoulder | B14 | 900 | 2211 | 1010.14 | 30.57 | 30.59 | 0.01 | 0
2040 | SPP_S_2_SPP_N | SPP_S | SPP_N | Internal | Shoulder | B15 | 1203 | 2211 | 2211 | 22.8 | 22.93 | 0.01 | 0.12
2040 | SPP_S_2_SPP_N | SPP_S | SPP_N | Internal | Summer | B1 | 10 | 2211 | 2211 | 55 | 88.85 | 0.01 | 33.84
2040 | SPP_S_2_SPP_N | SPP_S | SPP_N | Internal | Summer | B2 | 25 | 2211 | 2211 | 79.58 | 84.99 | 0.01 | 5.4
2040 | SPP_S_2_SPP_N | SPP_S | SPP_N | Internal | Summer | B3 | 75 | 2211 | 611.38 | 84.98 | 84.99 | 0.01 | 0
2040 | SPP_S_2_SPP_N | SPP_S | SPP_N | Internal | Summer | B4 | 100 | 2211 | 2211 | 80.25 | 82.99 | 0.01 | 2.73
2040 | SPP_S_2_SPP_N | SPP_S | SPP_N | Internal | Summer | B5 | 200 | 2211 | 2211 | 80.25 | 81.82 | 0.01 | 1.57
2040 | SPP_S_2_SPP_N | SPP_S | SPP_N | Internal | Summer | B6 | 300 | 2211 | 0 | 65.14 | 65.14 | 0.01 | 0
2040 | SPP_S_2_SPP_N | SPP_S | SPP_N | Internal | Summer | B7 | 400 | 2211 | 0 | 55 | 54.99 | 0.01 | 0
2040 | SPP_S_2_SPP_N | SPP_S | SPP_N | Internal | Summer | B8 | 500 | 2211 | 0 | 52.68 | 52.66 | 0.01 | 0
2040 | SPP_S_2_SPP_N | SPP_S | SPP_N | Internal | Summer | B9 | 800 | 2211 | 0 | 50.95 | 50.94 | 0.01 | 0
2040 | SPP_S_2_SPP_N | SPP_S | SPP_N | Internal | Summer | B10 | 1262 | 2211 | 0 | 34.68 | 34.67 | 0.01 | 0
2040 | SPP_S_2_SPP_N | SPP_S | SPP_N | Internal | Winter | B16 | 25 | 2211 | 0.02 | 44.51 | 44.5 | 0.01 | 0
2040 | SPP_S_2_SPP_N | SPP_S | SPP_N | Internal | Winter | B17 | 100 | 2211 | 0 | 33.01 | 33 | 0.01 | 0
2040 | SPP_S_2_SPP_N | SPP_S | SPP_N | Internal | Winter | B18 | 400 | 2211 | 0 | 45.46 | 45.45 | 0.01 | 0
2040 | SPP_S_2_SPP_N | SPP_S | SPP_N | Internal | Winter | B19 | 700 | 2211 | 0 | 39.46 | 39.45 | 0.01 | 0
2040 | SPP_S_2_SPP_N | SPP_S | SPP_N | Internal | Winter | B20 | 935 | 2211 | 0 | 26.02 | 26.01 | 0.01 | 0
2040 | TVA_2_ENT | TVA | ENT | Internal | Shoulder | B11 | 25 | 500 | 0 | 73.33 | 67.33 | 4.5 | 0
2040 | TVA_2_ENT | TVA | ENT | Internal | Shoulder | B12 | 200 | 500 | 0 | 61.03 | 57.12 | 4.5 | 0
2040 | TVA_2_ENT | TVA | ENT | Internal | Shoulder | B13 | 600 | 500 | 0 | 56.1 | 52.08 | 4.5 | 0
2040 | TVA_2_ENT | TVA | ENT | Internal | Shoulder | B14 | 900 | 500 | 0 | 55.11 | 51.1 | 4.5 | 0
2040 | TVA_2_ENT | TVA | ENT | Internal | Shoulder | B15 | 1203 | 500 | 0 | 53.59 | 42.37 | 4.5 | 0
2040 | TVA_2_ENT | TVA | ENT | Internal | Summer | B1 | 10 | 500 | 0 | 95.36 | 91.35 | 4.5 | 0
2040 | TVA_2_ENT | TVA | ENT | Internal | Summer | B2 | 25 | 500 | 0 | 92.21 | 87.49 | 4.5 | 0
2040 | TVA_2_ENT | TVA | ENT | Internal | Summer | B3 | 75 | 500 | 0 | 91.85 | 87.49 | 4.5 | 0
2040 | TVA_2_ENT | TVA | ENT | Internal | Summer | B4 | 100 | 500 | 0 | 91.49 | 85.49 | 4.5 | 0
2040 | TVA_2_ENT | TVA | ENT | Internal | Summer | B5 | 200 | 500 | 0 | 89.57 | 84.32 | 4.5 | 0
2040 | TVA_2_ENT | TVA | ENT | Internal | Summer | B6 | 300 | 500 | 0 | 71.64 | 67.64 | 4.5 | 0
2040 | TVA_2_ENT | TVA | ENT | Internal | Summer | B7 | 400 | 500 | 0 | 59.4 | 57.49 | 4.5 | 0
2040 | TVA_2_ENT | TVA | ENT | Internal | Summer | B8 | 500 | 500 | 0 | 55.19 | 55.17 | 4.5 | 0
2040 | TVA_2_ENT | TVA | ENT | Internal | Summer | B9 | 800 | 500 | 0 | 53.47 | 53.45 | 4.5 | 0
2040 | TVA_2_ENT | TVA | ENT | Internal | Summer | B10 | 1262 | 500 | 0 | 45.7 | 41.69 | 4.5 | 0
2040 | TVA_2_ENT | TVA | ENT | Internal | Winter | B16 | 25 | 500 | 0 | 74.2 | 61.29 | 4.5 | 0
2040 | TVA_2_ENT | TVA | ENT | Internal | Winter | B17 | 100 | 500 | 0 | 63.88 | 59.86 | 4.5 | 0
2040 | TVA_2_ENT | TVA | ENT | Internal | Winter | B18 | 400 | 500 | 0 | 58.25 | 54.24 | 4.5 | 0
2040 | TVA_2_ENT | TVA | ENT | Internal | Winter | B19 | 700 | 500 | 0 | 58.23 | 50.54 | 4.5 | 0
2040 | TVA_2_ENT | TVA | ENT | Internal | Winter | B20 | 935 | 500 | 0 | 53.46 | 42.42 | 4.5 | 0
2040 | TVA_2_NonRTO_Midwest | TVA | NonRTO_Midwest | Internal | Shoulder | B11 | 25 | 100 | 0 | 73.33 | 73.33 | 4.5 | 0
2040 | TVA_2_NonRTO_Midwest | TVA | NonRTO_Midwest | Internal | Shoulder | B12 | 200 | 100 | 0 | 61.03 | 63.02 | 4.5 | 0
2040 | TVA_2_NonRTO_Midwest | TVA | NonRTO_Midwest | Internal | Shoulder | B13 | 600 | 100 | 0 | 56.1 | 59.92 | 4.5 | 0
2040 | TVA_2_NonRTO_Midwest | TVA | NonRTO_Midwest | Internal | Shoulder | B14 | 900 | 100 | 0 | 55.11 | 57.74 | 4.5 | 0
2040 | TVA_2_NonRTO_Midwest | TVA | NonRTO_Midwest | Internal | Shoulder | B15 | 1203 | 100 | 0 | 53.59 | 49.58 | 4.5 | 0
2040 | TVA_2_NonRTO_Midwest | TVA | NonRTO_Midwest | Internal | Summer | B1 | 10 | 100 | 0 | 95.36 | 97.33 | 4.5 | 0
2040 | TVA_2_NonRTO_Midwest | TVA | NonRTO_Midwest | Internal | Summer | B2 | 25 | 100 | 0 | 92.21 | 94.05 | 4.5 | 0
2040 | TVA_2_NonRTO_Midwest | TVA | NonRTO_Midwest | Internal | Summer | B3 | 75 | 100 | 0 | 91.85 | 94.05 | 4.5 | 0
2040 | TVA_2_NonRTO_Midwest | TVA | NonRTO_Midwest | Internal | Summer | B4 | 100 | 100 | 0 | 91.49 | 91.49 | 4.5 | 0
2040 | TVA_2_NonRTO_Midwest | TVA | NonRTO_Midwest | Internal | Summer | B5 | 200 | 100 | 0 | 89.57 | 89.57 | 4.5 | 0
2040 | TVA_2_NonRTO_Midwest | TVA | NonRTO_Midwest | Internal | Summer | B6 | 300 | 100 | 0 | 71.64 | 71.65 | 4.5 | 0
2040 | TVA_2_NonRTO_Midwest | TVA | NonRTO_Midwest | Internal | Summer | B7 | 400 | 100 | 0 | 59.4 | 60.11 | 4.5 | 0
2040 | TVA_2_NonRTO_Midwest | TVA | NonRTO_Midwest | Internal | Summer | B8 | 500 | 100 | 0 | 55.19 | 56.02 | 4.5 | 0
2040 | TVA_2_NonRTO_Midwest | TVA | NonRTO_Midwest | Internal | Summer | B9 | 800 | 100 | 0 | 53.47 | 49.45 | 4.5 | 0
2040 | TVA_2_NonRTO_Midwest | TVA | NonRTO_Midwest | Internal | Summer | B10 | 1262 | 100 | 0 | 45.7 | 41.69 | 4.5 | 0
2040 | TVA_2_NonRTO_Midwest | TVA | NonRTO_Midwest | Internal | Winter | B16 | 25 | 100 | 0 | 74.2 | 76.18 | 4.5 | 0
2040 | TVA_2_NonRTO_Midwest | TVA | NonRTO_Midwest | Internal | Winter | B17 | 100 | 100 | 0 | 63.88 | 68.23 | 4.5 | 0
2040 | TVA_2_NonRTO_Midwest | TVA | NonRTO_Midwest | Internal | Winter | B18 | 400 | 100 | 0 | 58.25 | 62.54 | 4.5 | 0
2040 | TVA_2_NonRTO_Midwest | TVA | NonRTO_Midwest | Internal | Winter | B19 | 700 | 100 | 0 | 58.23 | 56.47 | 4.5 | 0
2040 | TVA_2_NonRTO_Midwest | TVA | NonRTO_Midwest | Internal | Winter | B20 | 935 | 100 | 0 | 53.46 | 49.45 | 4.5 | 0
2040 | TVA_2_SOCO | TVA | SOCO | Internal | Shoulder | B11 | 25 | 500 | 500 | 73.33 | 79.29 | 4.5 | 1.46
2040 | TVA_2_SOCO | TVA | SOCO | Internal | Shoulder | B12 | 200 | 500 | 0 | 61.03 | 61.74 | 4.5 | 0
2040 | TVA_2_SOCO | TVA | SOCO | Internal | Shoulder | B13 | 600 | 500 | 0 | 56.1 | 59.58 | 4.5 | 0
2040 | TVA_2_SOCO | TVA | SOCO | Internal | Shoulder | B14 | 900 | 500 | 0 | 55.11 | 59.58 | 4.5 | 0
2040 | TVA_2_SOCO | TVA | SOCO | Internal | Shoulder | B15 | 1203 | 500 | 500 | 53.59 | 58.56 | 4.5 | 0.47
2040 | TVA_2_SOCO | TVA | SOCO | Internal | Summer | B1 | 10 | 500 | 0 | 95.36 | 98.84 | 4.5 | 0
2040 | TVA_2_SOCO | TVA | SOCO | Internal | Summer | B2 | 25 | 500 | 500 | 92.21 | 96.91 | 4.5 | 0.2
2040 | TVA_2_SOCO | TVA | SOCO | Internal | Summer | B3 | 75 | 500 | 500 | 91.85 | 96.91 | 4.5 | 0.56
2040 | TVA_2_SOCO | TVA | SOCO | Internal | Summer | B4 | 100 | 500 | 500 | 91.49 | 96.91 | 4.5 | 0.93
2040 | TVA_2_SOCO | TVA | SOCO | Internal | Summer | B5 | 200 | 500 | 500 | 89.57 | 96.19 | 4.5 | 2.13
2040 | TVA_2_SOCO | TVA | SOCO | Internal | Summer | B6 | 300 | 500 | 0 | 71.64 | 76.13 | 4.5 | 0
2040 | TVA_2_SOCO | TVA | SOCO | Internal | Summer | B7 | 400 | 500 | 0 | 59.4 | 62.89 | 4.5 | 0
2040 | TVA_2_SOCO | TVA | SOCO | Internal | Summer | B8 | 500 | 500 | 0 | 55.19 | 59.17 | 4.5 | 0
2040 | TVA_2_SOCO | TVA | SOCO | Internal | Summer | B9 | 800 | 500 | 0 | 53.47 | 57.95 | 4.5 | 0
2040 | TVA_2_SOCO | TVA | SOCO | Internal | Summer | B10 | 1262 | 500 | 500 | 45.7 | 53.09 | 4.5 | 2.9
2040 | TVA_2_SOCO | TVA | SOCO | Internal | Winter | B16 | 25 | 500 | 500 | 74.2 | 81.58 | 4.5 | 2.88
2040 | TVA_2_SOCO | TVA | SOCO | Internal | Winter | B17 | 100 | 500 | 0 | 63.88 | 65.67 | 4.5 | 0
2040 | TVA_2_SOCO | TVA | SOCO | Internal | Winter | B18 | 400 | 500 | 0 | 58.25 | 62.74 | 4.5 | 0
2040 | TVA_2_SOCO | TVA | SOCO | Internal | Winter | B19 | 700 | 500 | 193.63 | 58.23 | 62.73 | 4.5 | 0
2040 | TVA_2_SOCO | TVA | SOCO | Internal | Winter | B20 | 935 | 500 | 389.96 | 53.46 | 57.96 | 4.5 | 0
2040 | TVA_2_VACAR | TVA | VACAR | Internal | Shoulder | B11 | 25 | 150 | 0 | 73.33 | 75.79 | 4.5 | 0
2040 | TVA_2_VACAR | TVA | VACAR | Internal | Shoulder | B12 | 200 | 150 | 0 | 61.03 | 61.02 | 4.5 | 0
2040 | TVA_2_VACAR | TVA | VACAR | Internal | Shoulder | B13 | 600 | 150 | 0 | 56.1 | 56.08 | 4.5 | 0
2040 | TVA_2_VACAR | TVA | VACAR | Internal | Shoulder | B14 | 900 | 150 | 0 | 55.11 | 55.1 | 4.5 | 0
2040 | TVA_2_VACAR | TVA | VACAR | Internal | Shoulder | B15 | 1203 | 150 | 0 | 53.59 | 55.06 | 4.5 | 0
2040 | TVA_2_VACAR | TVA | VACAR | Internal | Summer | B1 | 10 | 150 | 0 | 95.36 | 95.34 | 4.5 | 0
2040 | TVA_2_VACAR | TVA | VACAR | Internal | Summer | B2 | 25 | 150 | 0 | 92.21 | 94.94 | 4.5 | 0
2040 | TVA_2_VACAR | TVA | VACAR | Internal | Summer | B3 | 75 | 150 | 0 | 91.85 | 94.94 | 4.5 | 0
2040 | TVA_2_VACAR | TVA | VACAR | Internal | Summer | B4 | 100 | 150 | 0 | 91.49 | 93.42 | 4.5 | 0
2040 | TVA_2_VACAR | TVA | VACAR | Internal | Summer | B5 | 200 | 150 | 0 | 89.57 | 92.69 | 4.5 | 0
2040 | TVA_2_VACAR | TVA | VACAR | Internal | Summer | B6 | 300 | 150 | 0 | 71.64 | 72.63 | 4.5 | 0
2040 | TVA_2_VACAR | TVA | VACAR | Internal | Summer | B7 | 400 | 150 | 0 | 59.4 | 59.39 | 4.5 | 0
2040 | TVA_2_VACAR | TVA | VACAR | Internal | Summer | B8 | 500 | 150 | 0 | 55.19 | 54.74 | 4.5 | 0
2040 | TVA_2_VACAR | TVA | VACAR | Internal | Summer | B9 | 800 | 150 | 0 | 53.47 | 52.69 | 4.5 | 0
2040 | TVA_2_VACAR | TVA | VACAR | Internal | Summer | B10 | 1262 | 150 | 150 | 45.7 | 52.69 | 4.5 | 2.5
2040 | TVA_2_VACAR | TVA | VACAR | Internal | Winter | B16 | 25 | 150 | 150 | 74.2 | 86.58 | 4.5 | 7.88
2040 | TVA_2_VACAR | TVA | VACAR | Internal | Winter | B17 | 100 | 150 | 0 | 63.88 | 68.36 | 4.5 | 0
2040 | TVA_2_VACAR | TVA | VACAR | Internal | Winter | B18 | 400 | 150 | 0 | 58.25 | 61.48 | 4.5 | 0
2040 | TVA_2_VACAR | TVA | VACAR | Internal | Winter | B19 | 700 | 150 | 0 | 58.23 | 60.67 | 4.5 | 0
2040 | TVA_2_VACAR | TVA | VACAR | Internal | Winter | B20 | 935 | 150 | 150 | 53.46 | 60.67 | 4.5 | 2.71
2040 | TVA_Transmission_2_NonRTO_Midwest | TVA_Transmission | NonRTO_Midwest | Internal | Shoulder | B11 | 25 | 700 | 0 | 73.32 | 73.33 | 4.5 | 0
2040 | TVA_Transmission_2_NonRTO_Midwest | TVA_Transmission | NonRTO_Midwest | Internal | Shoulder | B12 | 200 | 700 | 0 | 61.02 | 63.02 | 4.5 | 0
2040 | TVA_Transmission_2_NonRTO_Midwest | TVA_Transmission | NonRTO_Midwest | Internal | Shoulder | B13 | 600 | 700 | 0 | 56.08 | 59.92 | 4.5 | 0
2040 | TVA_Transmission_2_NonRTO_Midwest | TVA_Transmission | NonRTO_Midwest | Internal | Shoulder | B14 | 900 | 700 | 0 | 55.1 | 57.74 | 4.5 | 0
2040 | TVA_Transmission_2_NonRTO_Midwest | TVA_Transmission | NonRTO_Midwest | Internal | Shoulder | B15 | 1203 | 700 | 0 | 53.58 | 49.58 | 4.5 | 0
2040 | TVA_Transmission_2_NonRTO_Midwest | TVA_Transmission | NonRTO_Midwest | Internal | Summer | B1 | 10 | 700 | 0 | 95.35 | 97.33 | 4.5 | 0
2040 | TVA_Transmission_2_NonRTO_Midwest | TVA_Transmission | NonRTO_Midwest | Internal | Summer | B2 | 25 | 700 | 0 | 92.2 | 94.05 | 4.5 | 0
2040 | TVA_Transmission_2_NonRTO_Midwest | TVA_Transmission | NonRTO_Midwest | Internal | Summer | B3 | 75 | 700 | 0 | 91.84 | 94.05 | 4.5 | 0
2040 | TVA_Transmission_2_NonRTO_Midwest | TVA_Transmission | NonRTO_Midwest | Internal | Summer | B4 | 100 | 700 | 0 | 91.48 | 91.49 | 4.5 | 0
2040 | TVA_Transmission_2_NonRTO_Midwest | TVA_Transmission | NonRTO_Midwest | Internal | Summer | B5 | 200 | 700 | 0 | 89.55 | 89.57 | 4.5 | 0
2040 | TVA_Transmission_2_NonRTO_Midwest | TVA_Transmission | NonRTO_Midwest | Internal | Summer | B6 | 300 | 700 | 0 | 71.63 | 71.65 | 4.5 | 0
2040 | TVA_Transmission_2_NonRTO_Midwest | TVA_Transmission | NonRTO_Midwest | Internal | Summer | B7 | 400 | 700 | 0 | 59.39 | 60.11 | 4.5 | 0
2040 | TVA_Transmission_2_NonRTO_Midwest | TVA_Transmission | NonRTO_Midwest | Internal | Summer | B8 | 500 | 700 | 0 | 55.17 | 56.02 | 4.5 | 0
2040 | TVA_Transmission_2_NonRTO_Midwest | TVA_Transmission | NonRTO_Midwest | Internal | Summer | B9 | 800 | 700 | 0 | 53.45 | 49.45 | 4.5 | 0
2040 | TVA_Transmission_2_NonRTO_Midwest | TVA_Transmission | NonRTO_Midwest | Internal | Summer | B10 | 1262 | 700 | 0 | 45.69 | 41.69 | 4.5 | 0
2040 | TVA_Transmission_2_NonRTO_Midwest | TVA_Transmission | NonRTO_Midwest | Internal | Winter | B16 | 25 | 700 | 0 | 74.19 | 76.18 | 4.5 | 0
2040 | TVA_Transmission_2_NonRTO_Midwest | TVA_Transmission | NonRTO_Midwest | Internal | Winter | B17 | 100 | 700 | 0 | 63.86 | 68.23 | 4.5 | 0
2040 | TVA_Transmission_2_NonRTO_Midwest | TVA_Transmission | NonRTO_Midwest | Internal | Winter | B18 | 400 | 700 | 0 | 58.24 | 62.54 | 4.5 | 0
2040 | TVA_Transmission_2_NonRTO_Midwest | TVA_Transmission | NonRTO_Midwest | Internal | Winter | B19 | 700 | 700 | 0 | 58.22 | 56.47 | 4.5 | 0
2040 | TVA_Transmission_2_NonRTO_Midwest | TVA_Transmission | NonRTO_Midwest | Internal | Winter | B20 | 935 | 700 | 0 | 53.45 | 49.45 | 4.5 | 0
2040 | TVA_Transmission_2_SOCO | TVA_Transmission | SOCO | Internal | Shoulder | B11 | 25 | 3200 | 3200 | 73.32 | 79.29 | 4.5 | 1.47
2040 | TVA_Transmission_2_SOCO | TVA_Transmission | SOCO | Internal | Shoulder | B12 | 200 | 3200 | 0 | 61.02 | 61.74 | 4.5 | 0
2040 | TVA_Transmission_2_SOCO | TVA_Transmission | SOCO | Internal | Shoulder | B13 | 600 | 3200 | 0 | 56.08 | 59.58 | 4.5 | 0
2040 | TVA_Transmission_2_SOCO | TVA_Transmission | SOCO | Internal | Shoulder | B14 | 900 | 3200 | 0 | 55.1 | 59.58 | 4.5 | 0
2040 | TVA_Transmission_2_SOCO | TVA_Transmission | SOCO | Internal | Shoulder | B15 | 1203 | 3200 | 3200 | 53.58 | 58.56 | 4.5 | 0.48
2040 | TVA_Transmission_2_SOCO | TVA_Transmission | SOCO | Internal | Summer | B1 | 10 | 3200 | 0 | 95.35 | 98.84 | 4.5 | 0
2040 | TVA_Transmission_2_SOCO | TVA_Transmission | SOCO | Internal | Summer | B2 | 25 | 3200 | 3200 | 92.2 | 96.91 | 4.5 | 0.21
2040 | TVA_Transmission_2_SOCO | TVA_Transmission | SOCO | Internal | Summer | B3 | 75 | 3200 | 3200 | 91.84 | 96.91 | 4.5 | 0.57
2040 | TVA_Transmission_2_SOCO | TVA_Transmission | SOCO | Internal | Summer | B4 | 100 | 3200 | 3200 | 91.48 | 96.91 | 4.5 | 0.94
2040 | TVA_Transmission_2_SOCO | TVA_Transmission | SOCO | Internal | Summer | B5 | 200 | 3200 | 3200 | 89.55 | 96.19 | 4.5 | 2.14
2040 | TVA_Transmission_2_SOCO | TVA_Transmission | SOCO | Internal | Summer | B6 | 300 | 3200 | 1913.98 | 71.63 | 76.13 | 4.5 | 0
2040 | TVA_Transmission_2_SOCO | TVA_Transmission | SOCO | Internal | Summer | B7 | 400 | 3200 | 0 | 59.39 | 62.89 | 4.5 | 0
2040 | TVA_Transmission_2_SOCO | TVA_Transmission | SOCO | Internal | Summer | B8 | 500 | 3200 | 0 | 55.17 | 59.17 | 4.5 | 0
2040 | TVA_Transmission_2_SOCO | TVA_Transmission | SOCO | Internal | Summer | B9 | 800 | 3200 | 2975.21 | 53.45 | 57.95 | 4.5 | 0
2040 | TVA_Transmission_2_SOCO | TVA_Transmission | SOCO | Internal | Summer | B10 | 1262 | 3200 | 3200 | 45.69 | 53.09 | 4.5 | 2.91
2040 | TVA_Transmission_2_SOCO | TVA_Transmission | SOCO | Internal | Winter | B16 | 25 | 3200 | 3200 | 74.19 | 81.58 | 4.5 | 2.89
2040 | TVA_Transmission_2_SOCO | TVA_Transmission | SOCO | Internal | Winter | B17 | 100 | 3200 | 0 | 63.86 | 65.67 | 4.5 | 0
2040 | TVA_Transmission_2_SOCO | TVA_Transmission | SOCO | Internal | Winter | B18 | 400 | 3200 | 1941.6 | 58.24 | 62.74 | 4.5 | 0
2040 | TVA_Transmission_2_SOCO | TVA_Transmission | SOCO | Internal | Winter | B19 | 700 | 3200 | 3200 | 58.22 | 62.73 | 4.5 | 0.01
2040 | TVA_Transmission_2_SOCO | TVA_Transmission | SOCO | Internal | Winter | B20 | 935 | 3200 | 3200 | 53.45 | 57.96 | 4.5 | 0.01
2040 | TVA_Transmission_2_TVA | TVA_Transmission | TVA | Internal | Shoulder | B11 | 25 | 99999 | 4125.41 | 73.32 | 73.33 | 0.01 | 0
2040 | TVA_Transmission_2_TVA | TVA_Transmission | TVA | Internal | Shoulder | B12 | 200 | 99999 | 1449.87 | 61.02 | 61.03 | 0.01 | 0
2040 | TVA_Transmission_2_TVA | TVA_Transmission | TVA | Internal | Shoulder | B13 | 600 | 99999 | 3711.42 | 56.08 | 56.1 | 0.01 | 0
2040 | TVA_Transmission_2_TVA | TVA_Transmission | TVA | Internal | Shoulder | B14 | 900 | 99999 | 5552.9 | 55.1 | 55.11 | 0.01 | 0
2040 | TVA_Transmission_2_TVA | TVA_Transmission | TVA | Internal | Shoulder | B15 | 1203 | 99999 | 6144.32 | 53.58 | 53.59 | 0.01 | 0
2040 | TVA_Transmission_2_TVA | TVA_Transmission | TVA | Internal | Summer | B1 | 10 | 99999 | 3911.93 | 95.35 | 95.36 | 0.01 | 0
2040 | TVA_Transmission_2_TVA | TVA_Transmission | TVA | Internal | Summer | B2 | 25 | 99999 | 3562.33 | 92.2 | 92.21 | 0.01 | 0
2040 | TVA_Transmission_2_TVA | TVA_Transmission | TVA | Internal | Summer | B3 | 75 | 99999 | 2795.22 | 91.84 | 91.85 | 0.01 | 0
2040 | TVA_Transmission_2_TVA | TVA_Transmission | TVA | Internal | Summer | B4 | 100 | 99999 | 5271.79 | 91.48 | 91.49 | 0.01 | 0
2040 | TVA_Transmission_2_TVA | TVA_Transmission | TVA | Internal | Summer | B5 | 200 | 99999 | 3505.7 | 89.55 | 89.57 | 0.01 | 0
2040 | TVA_Transmission_2_TVA | TVA_Transmission | TVA | Internal | Summer | B6 | 300 | 99999 | 507.07 | 71.63 | 71.64 | 0.01 | 0
2040 | TVA_Transmission_2_TVA | TVA_Transmission | TVA | Internal | Summer | B7 | 400 | 99999 | 521.34 | 59.39 | 59.4 | 0.01 | 0
2040 | TVA_Transmission_2_TVA | TVA_Transmission | TVA | Internal | Summer | B8 | 500 | 99999 | 3906.39 | 55.17 | 55.19 | 0.01 | 0
2040 | TVA_Transmission_2_TVA | TVA_Transmission | TVA | Internal | Summer | B9 | 800 | 99999 | 3561.86 | 53.45 | 53.47 | 0.01 | 0
2040 | TVA_Transmission_2_TVA | TVA_Transmission | TVA | Internal | Summer | B10 | 1262 | 99999 | 3583.29 | 45.69 | 45.7 | 0.01 | 0
2040 | TVA_Transmission_2_TVA | TVA_Transmission | TVA | Internal | Winter | B16 | 25 | 99999 | 3008.27 | 74.19 | 74.2 | 0.01 | 0
2040 | TVA_Transmission_2_TVA | TVA_Transmission | TVA | Internal | Winter | B17 | 100 | 99999 | 3188.42 | 63.86 | 63.88 | 0.01 | 0
2040 | TVA_Transmission_2_TVA | TVA_Transmission | TVA | Internal | Winter | B18 | 400 | 99999 | 2154.75 | 58.24 | 58.25 | 0.01 | 0
2040 | TVA_Transmission_2_TVA | TVA_Transmission | TVA | Internal | Winter | B19 | 700 | 99999 | 2900 | 58.22 | 58.23 | 0.01 | 0
2040 | TVA_Transmission_2_TVA | TVA_Transmission | TVA | Internal | Winter | B20 | 935 | 99999 | 4304.2 | 53.45 | 53.46 | 0.01 | 0
2040 | TVA_Transmission_2_VACAR | TVA_Transmission | VACAR | Internal | Shoulder | B11 | 25 | 900 | 0 | 73.32 | 75.79 | 4.5 | 0
2040 | TVA_Transmission_2_VACAR | TVA_Transmission | VACAR | Internal | Shoulder | B12 | 200 | 900 | 0 | 61.02 | 61.02 | 4.5 | 0
2040 | TVA_Transmission_2_VACAR | TVA_Transmission | VACAR | Internal | Shoulder | B13 | 600 | 900 | 0 | 56.08 | 56.08 | 4.5 | 0
2040 | TVA_Transmission_2_VACAR | TVA_Transmission | VACAR | Internal | Shoulder | B14 | 900 | 900 | 0 | 55.1 | 55.1 | 4.5 | 0
2040 | TVA_Transmission_2_VACAR | TVA_Transmission | VACAR | Internal | Shoulder | B15 | 1203 | 900 | 0 | 53.58 | 55.06 | 4.5 | 0
2040 | TVA_Transmission_2_VACAR | TVA_Transmission | VACAR | Internal | Summer | B1 | 10 | 900 | 0 | 95.35 | 95.34 | 4.5 | 0
2040 | TVA_Transmission_2_VACAR | TVA_Transmission | VACAR | Internal | Summer | B2 | 25 | 900 | 0 | 92.2 | 94.94 | 4.5 | 0
2040 | TVA_Transmission_2_VACAR | TVA_Transmission | VACAR | Internal | Summer | B3 | 75 | 900 | 0 | 91.84 | 94.94 | 4.5 | 0
2040 | TVA_Transmission_2_VACAR | TVA_Transmission | VACAR | Internal | Summer | B4 | 100 | 900 | 0 | 91.48 | 93.42 | 4.5 | 0
2040 | TVA_Transmission_2_VACAR | TVA_Transmission | VACAR | Internal | Summer | B5 | 200 | 900 | 0 | 89.55 | 92.69 | 4.5 | 0
2040 | TVA_Transmission_2_VACAR | TVA_Transmission | VACAR | Internal | Summer | B6 | 300 | 900 | 0 | 71.63 | 72.63 | 4.5 | 0
2040 | TVA_Transmission_2_VACAR | TVA_Transmission | VACAR | Internal | Summer | B7 | 400 | 900 | 0 | 59.39 | 59.39 | 4.5 | 0
2040 | TVA_Transmission_2_VACAR | TVA_Transmission | VACAR | Internal | Summer | B8 | 500 | 900 | 0 | 55.17 | 54.74 | 4.5 | 0
2040 | TVA_Transmission_2_VACAR | TVA_Transmission | VACAR | Internal | Summer | B9 | 800 | 900 | 0 | 53.45 | 52.69 | 4.5 | 0
2040 | TVA_Transmission_2_VACAR | TVA_Transmission | VACAR | Internal | Summer | B10 | 1262 | 900 | 900 | 45.69 | 52.69 | 4.5 | 2.51
2040 | TVA_Transmission_2_VACAR | TVA_Transmission | VACAR | Internal | Winter | B16 | 25 | 900 | 900 | 74.19 | 86.58 | 4.5 | 7.89
2040 | TVA_Transmission_2_VACAR | TVA_Transmission | VACAR | Internal | Winter | B17 | 100 | 900 | 246.91 | 63.86 | 68.36 | 4.5 | 0
2040 | TVA_Transmission_2_VACAR | TVA_Transmission | VACAR | Internal | Winter | B18 | 400 | 900 | 0 | 58.24 | 61.48 | 4.5 | 0
2040 | TVA_Transmission_2_VACAR | TVA_Transmission | VACAR | Internal | Winter | B19 | 700 | 900 | 0 | 58.22 | 60.67 | 4.5 | 0
2040 | TVA_Transmission_2_VACAR | TVA_Transmission | VACAR | Internal | Winter | B20 | 935 | 900 | 900 | 53.45 | 60.67 | 4.5 | 2.72
2040 | VACAR_2_SOCO | VACAR | SOCO | Internal | Shoulder | B11 | 25 | 3000 | 2409.68 | 75.79 | 79.29 | 3.5 | 0
2040 | VACAR_2_SOCO | VACAR | SOCO | Internal | Shoulder | B12 | 200 | 3000 | 0 | 61.02 | 61.74 | 3.5 | 0
2040 | VACAR_2_SOCO | VACAR | SOCO | Internal | Shoulder | B13 | 600 | 3000 | 378.19 | 56.08 | 59.58 | 3.5 | 0
2040 | VACAR_2_SOCO | VACAR | SOCO | Internal | Shoulder | B14 | 900 | 3000 | 3000 | 55.1 | 59.58 | 3.5 | 0.99
2040 | VACAR_2_SOCO | VACAR | SOCO | Internal | Shoulder | B15 | 1203 | 3000 | 1246.17 | 55.06 | 58.56 | 3.5 | 0
2040 | VACAR_2_SOCO | VACAR | SOCO | Internal | Summer | B1 | 10 | 3000 | 1115.75 | 95.34 | 98.84 | 3.5 | 0
2040 | VACAR_2_SOCO | VACAR | SOCO | Internal | Summer | B2 | 25 | 3000 | 0 | 94.94 | 96.91 | 3.5 | 0
2040 | VACAR_2_SOCO | VACAR | SOCO | Internal | Summer | B3 | 75 | 3000 | 0 | 94.94 | 96.91 | 3.5 | 0
2040 | VACAR_2_SOCO | VACAR | SOCO | Internal | Summer | B4 | 100 | 3000 | 1708.27 | 93.42 | 96.91 | 3.5 | 0
2040 | VACAR_2_SOCO | VACAR | SOCO | Internal | Summer | B5 | 200 | 3000 | 746.89 | 92.69 | 96.19 | 3.5 | 0
2040 | VACAR_2_SOCO | VACAR | SOCO | Internal | Summer | B6 | 300 | 3000 | 1059.87 | 72.63 | 76.13 | 3.5 | 0
2040 | VACAR_2_SOCO | VACAR | SOCO | Internal | Summer | B7 | 400 | 3000 | 1907.38 | 59.39 | 62.89 | 3.5 | 0
2040 | VACAR_2_SOCO | VACAR | SOCO | Internal | Summer | B8 | 500 | 3000 | 3000 | 54.74 | 59.17 | 3.5 | 0.93
2040 | VACAR_2_SOCO | VACAR | SOCO | Internal | Summer | B9 | 800 | 3000 | 3000 | 52.69 | 57.95 | 3.5 | 1.76
2040 | VACAR_2_SOCO | VACAR | SOCO | Internal | Summer | B10 | 1262 | 3000 | 0 | 52.69 | 53.09 | 3.5 | 0
2040 | VACAR_2_SOCO | VACAR | SOCO | Internal | Winter | B16 | 25 | 3000 | 0 | 86.58 | 81.58 | 3.5 | 0
2040 | VACAR_2_SOCO | VACAR | SOCO | Internal | Winter | B17 | 100 | 3000 | 0 | 68.36 | 65.67 | 3.5 | 0
2040 | VACAR_2_SOCO | VACAR | SOCO | Internal | Winter | B18 | 400 | 3000 | 0 | 61.48 | 62.74 | 3.5 | 0
2040 | VACAR_2_SOCO | VACAR | SOCO | Internal | Winter | B19 | 700 | 3000 | 0 | 60.67 | 62.73 | 3.5 | 0
2040 | VACAR_2_SOCO | VACAR | SOCO | Internal | Winter | B20 | 935 | 3000 | 0 | 60.67 | 57.96 | 3.5 | 0
2015 | AZ_NM_SNV_Coal_2_SPP_S | AZ_NM_SNV_Coal | SPP_S | External | Shoulder | B11 | 25 | 400 | 400 | 39.01 | 54.07 | 8.17 | 6.89
2015 | AZ_NM_SNV_Coal_2_SPP_S | AZ_NM_SNV_Coal | SPP_S | External | Shoulder | B12 | 200 | 400 | 0 | 39.01 | 41.88 | 8.17 | 0
2015 | AZ_NM_SNV_Coal_2_SPP_S | AZ_NM_SNV_Coal | SPP_S | External | Shoulder | B13 | 600 | 400 | 0 | 38.98 | 39.32 | 8.17 | 0
2015 | AZ_NM_SNV_Coal_2_SPP_S | AZ_NM_SNV_Coal | SPP_S | External | Shoulder | B14 | 900 | 400 | 0 | 38.98 | 38.68 | 8.17 | 0
2015 | AZ_NM_SNV_Coal_2_SPP_S | AZ_NM_SNV_Coal | SPP_S | External | Shoulder | B15 | 1203 | 400 | 0 | 38.95 | 37.63 | 8.17 | 0
2015 | AZ_NM_SNV_Coal_2_SPP_S | AZ_NM_SNV_Coal | SPP_S | External | Summer | B1 | 10 | 400 | 0 | 57.55 | 61.2 | 8.17 | 0
2015 | AZ_NM_SNV_Coal_2_SPP_S | AZ_NM_SNV_Coal | SPP_S | External | Summer | B2 | 25 | 400 | 0 | 57.55 | 60.52 | 8.17 | 0
2015 | AZ_NM_SNV_Coal_2_SPP_S | AZ_NM_SNV_Coal | SPP_S | External | Summer | B3 | 75 | 400 | 0 | 57.55 | 57.11 | 8.17 | 0
2015 | AZ_NM_SNV_Coal_2_SPP_S | AZ_NM_SNV_Coal | SPP_S | External | Summer | B4 | 100 | 400 | 0 | 55.54 | 54.49 | 8.17 | 0
2015 | AZ_NM_SNV_Coal_2_SPP_S | AZ_NM_SNV_Coal | SPP_S | External | Summer | B5 | 200 | 400 | 0 | 47.12 | 52.64 | 8.17 | 0
2015 | AZ_NM_SNV_Coal_2_SPP_S | AZ_NM_SNV_Coal | SPP_S | External | Summer | B6 | 300 | 400 | 0 | 41.65 | 49.29 | 8.17 | 0
2015 | AZ_NM_SNV_Coal_2_SPP_S | AZ_NM_SNV_Coal | SPP_S | External | Summer | B7 | 400 | 400 | 0 | 38.98 | 42.25 | 8.17 | 0
2015 | AZ_NM_SNV_Coal_2_SPP_S | AZ_NM_SNV_Coal | SPP_S | External | Summer | B8 | 500 | 400 | 0 | 38.97 | 38 | 8.17 | 0
2015 | AZ_NM_SNV_Coal_2_SPP_S | AZ_NM_SNV_Coal | SPP_S | External | Summer | B9 | 800 | 400 | 0 | 38.95 | 36.36 | 8.17 | 0
2015 | AZ_NM_SNV_Coal_2_SPP_S | AZ_NM_SNV_Coal | SPP_S | External | Summer | B10 | 1262 | 400 | 0 | 37.83 | 36.28 | 8.17 | 0
2015 | AZ_NM_SNV_Coal_2_SPP_S | AZ_NM_SNV_Coal | SPP_S | External | Winter | B16 | 25 | 400 | 400 | 41.47 | 52.11 | 8.17 | 2.48
2015 | AZ_NM_SNV_Coal_2_SPP_S | AZ_NM_SNV_Coal | SPP_S | External | Winter | B17 | 100 | 400 | 0 | 41.34 | 41.72 | 8.17 | 0
2015 | AZ_NM_SNV_Coal_2_SPP_S | AZ_NM_SNV_Coal | SPP_S | External | Winter | B18 | 400 | 400 | 0 | 41.34 | 40.11 | 8.17 | 0
2015 | AZ_NM_SNV_Coal_2_SPP_S | AZ_NM_SNV_Coal | SPP_S | External | Winter | B19 | 700 | 400 | 0 | 41.34 | 40.11 | 8.17 | 0
2015 | AZ_NM_SNV_Coal_2_SPP_S | AZ_NM_SNV_Coal | SPP_S | External | Winter | B20 | 935 | 400 | 0 | 41.32 | 37.69 | 8.17 | 0
2015 | ERCOT_2_SPP_S | ERCOT | SPP_S | External | Shoulder | B11 | 25 | 800 | 0 | 54.66 | 54.07 | 4 | 0
2015 | ERCOT_2_SPP_S | ERCOT | SPP_S | External | Shoulder | B12 | 200 | 800 | 0 | 40.88 | 41.88 | 4 | 0
2015 | ERCOT_2_SPP_S | ERCOT | SPP_S | External | Shoulder | B13 | 600 | 800 | 0 | 37.53 | 39.32 | 4 | 0
2015 | ERCOT_2_SPP_S | ERCOT | SPP_S | External | Shoulder | B14 | 900 | 800 | 0 | 37.53 | 38.68 | 4 | 0
2015 | ERCOT_2_SPP_S | ERCOT | SPP_S | External | Shoulder | B15 | 1203 | 800 | 0 | 37.53 | 37.63 | 4 | 0
2015 | ERCOT_2_SPP_S | ERCOT | SPP_S | External | Summer | B1 | 10 | 800 | 800 | 53.11 | 61.2 | 4 | 4.09
2015 | ERCOT_2_SPP_S | ERCOT | SPP_S | External | Summer | B2 | 25 | 800 | 800 | 53.11 | 60.52 | 4 | 3.41
2015 | ERCOT_2_SPP_S | ERCOT | SPP_S | External | Summer | B3 | 75 | 800 | 144.77 | 53.11 | 57.11 | 4 | 0
2015 | ERCOT_2_SPP_S | ERCOT | SPP_S | External | Summer | B4 | 100 | 800 | 0 | 53.11 | 54.49 | 4 | 0
2015 | ERCOT_2_SPP_S | ERCOT | SPP_S | External | Summer | B5 | 200 | 800 | 0 | 53.11 | 52.64 | 4 | 0
2015 | ERCOT_2_SPP_S | ERCOT | SPP_S | External | Summer | B6 | 300 | 800 | 0 | 53.11 | 49.29 | 4 | 0
2015 | ERCOT_2_SPP_S | ERCOT | SPP_S | External | Summer | B7 | 400 | 800 | 0 | 44.75 | 42.25 | 4 | 0
2015 | ERCOT_2_SPP_S | ERCOT | SPP_S | External | Summer | B8 | 500 | 800 | 0 | 39.73 | 38 | 4 | 0
2015 | ERCOT_2_SPP_S | ERCOT | SPP_S | External | Summer | B9 | 800 | 800 | 0 | 36.48 | 36.36 | 4 | 0
2015 | ERCOT_2_SPP_S | ERCOT | SPP_S | External | Summer | B10 | 1262 | 800 | 0 | 36.48 | 36.28 | 4 | 0
2015 | ERCOT_2_SPP_S | ERCOT | SPP_S | External | Winter | B16 | 25 | 800 | 0 | 51.14 | 52.11 | 4 | 0
2015 | ERCOT_2_SPP_S | ERCOT | SPP_S | External | Winter | B17 | 100 | 800 | 0 | 39.92 | 41.72 | 4 | 0
2015 | ERCOT_2_SPP_S | ERCOT | SPP_S | External | Winter | B18 | 400 | 800 | 0 | 39.73 | 40.11 | 4 | 0
2015 | ERCOT_2_SPP_S | ERCOT | SPP_S | External | Winter | B19 | 700 | 800 | 0 | 39.73 | 40.11 | 4 | 0
2015 | ERCOT_2_SPP_S | ERCOT | SPP_S | External | Winter | B20 | 935 | 800 | 0 | 39.73 | 37.69 | 4 | 0
2015 | MAPP_US_2_RMPA | MAPP_US | RMPA | External | Shoulder | B11 | 25 | 200 | 0 | 47.81 | 40.04 | 4 | 0
2015 | MAPP_US_2_RMPA | MAPP_US | RMPA | External | Shoulder | B12 | 200 | 200 | 0 | 38.38 | 40.04 | 4 | 0
2015 | MAPP_US_2_RMPA | MAPP_US | RMPA | External | Shoulder | B13 | 600 | 200 | 200 | 35.8 | 40.04 | 4 | 0.24
2015 | MAPP_US_2_RMPA | MAPP_US | RMPA | External | Shoulder | B14 | 900 | 200 | 200 | 35.53 | 40.04 | 4 | 0.51
2015 | MAPP_US_2_RMPA | MAPP_US | RMPA | External | Shoulder | B15 | 1203 | 200 | 200 | 35.53 | 40.04 | 4 | 0.51
2015 | MAPP_US_2_RMPA | MAPP_US | RMPA | External | Summer | B1 | 10 | 200 | 0 | 57.7 | 60.29 | 4 | 0
2015 | MAPP_US_2_RMPA | MAPP_US | RMPA | External | Summer | B2 | 25 | 200 | 0 | 56.39 | 56.53 | 4 | 0
2015 | MAPP_US_2_RMPA | MAPP_US | RMPA | External | Summer | B3 | 75 | 200 | 0 | 56.26 | 55.77 | 4 | 0
2015 | MAPP_US_2_RMPA | MAPP_US | RMPA | External | Summer | B4 | 100 | 200 | 0 | 53.09 | 52.6 | 4 | 0
2015 | MAPP_US_2_RMPA | MAPP_US | RMPA | External | Summer | B5 | 200 | 200 | 0 | 49.14 | 47.12 | 4 | 0
2015 | MAPP_US_2_RMPA | MAPP_US | RMPA | External | Summer | B6 | 300 | 200 | 0 | 44.3 | 40.3 | 4 | 0
2015 | MAPP_US_2_RMPA | MAPP_US | RMPA | External | Summer | B7 | 400 | 200 | 0 | 35.24 | 38.5 | 4 | 0
2015 | MAPP_US_2_RMPA | MAPP_US | RMPA | External | Summer | B8 | 500 | 200 | 200 | 34.34 | 38.5 | 4 | 0.17
2015 | MAPP_US_2_RMPA | MAPP_US | RMPA | External | Summer | B9 | 800 | 200 | 200 | 32.84 | 38.5 | 4 | 1.67
2015 | MAPP_US_2_RMPA | MAPP_US | RMPA | External | Summer | B10 | 1262 | 200 | 200 | 32.6 | 38.5 | 4 | 1.9
2015 | MAPP_US_2_RMPA | MAPP_US | RMPA | External | Winter | B16 | 25 | 200 | 0 | 48.59 | 49.48 | 4 | 0
2015 | MAPP_US_2_RMPA | MAPP_US | RMPA | External | Winter | B17 | 100 | 200 | 0 | 40.7 | 42.95 | 4 | 0
2015 | MAPP_US_2_RMPA | MAPP_US | RMPA | External | Winter | B18 | 400 | 200 | 200 | 36.67 | 42.95 | 4 | 2.28
2015 | MAPP_US_2_RMPA | MAPP_US | RMPA | External | Winter | B19 | 700 | 200 | 200 | 36.58 | 42.95 | 4 | 2.37
2015 | MAPP_US_2_RMPA | MAPP_US | RMPA | External | Winter | B20 | 935 | 200 | 0 | 34.17 | 36.05 | 4 | 0
2015 | NE_2_RMPA | NE | RMPA | External | Shoulder | B11 | 25 | 310 | 0 | 54.07 | 40.04 | 2.5 | 0
2015 | NE_2_RMPA | NE | RMPA | External | Shoulder | B12 | 200 | 310 | 0 | 41.88 | 40.04 | 2.5 | 0
2015 | NE_2_RMPA | NE | RMPA | External | Shoulder | B13 | 600 | 310 | 0 | 39.3 | 40.04 | 2.5 | 0
2015 | NE_2_RMPA | NE | RMPA | External | Shoulder | B14 | 900 | 310 | 0 | 38.66 | 40.04 | 2.5 | 0
2015 | NE_2_RMPA | NE | RMPA | External | Shoulder | B15 | 1203 | 310 | 0 | 37.6 | 40.04 | 2.5 | 0
2015 | NE_2_RMPA | NE | RMPA | External | Summer | B1 | 10 | 310 | 0 | 61.2 | 60.29 | 2.5 | 0
2015 | NE_2_RMPA | NE | RMPA | External | Summer | B2 | 25 | 310 | 0 | 60.52 | 56.53 | 2.5 | 0
2015 | NE_2_RMPA | NE | RMPA | External | Summer | B3 | 75 | 310 | 0 | 59.76 | 55.77 | 2.5 | 0
2015 | NE_2_RMPA | NE | RMPA | External | Summer | B4 | 100 | 310 | 0 | 56.58 | 52.6 | 2.5 | 0
2015 | NE_2_RMPA | NE | RMPA | External | Summer | B5 | 200 | 310 | 0 | 52.64 | 47.12 | 2.5 | 0
2015 | NE_2_RMPA | NE | RMPA | External | Summer | B6 | 300 | 310 | 0 | 49.26 | 40.3 | 2.5 | 0
2015 | NE_2_RMPA | NE | RMPA | External | Summer | B7 | 400 | 310 | 0 | 42.23 | 38.5 | 2.5 | 0
2015 | NE_2_RMPA | NE | RMPA | External | Summer | B8 | 500 | 310 | 0 | 37.97 | 38.5 | 2.5 | 0
2015 | NE_2_RMPA | NE | RMPA | External | Summer | B9 | 800 | 310 | 0 | 36.34 | 38.5 | 2.5 | 0
2015 | NE_2_RMPA | NE | RMPA | External | Summer | B10 | 1262 | 310 | 0 | 36.1 | 38.5 | 2.5 | 0
2015 | NE_2_RMPA | NE | RMPA | External | Winter | B16 | 25 | 310 | 0 | 52.09 | 49.48 | 2.5 | 0
2015 | NE_2_RMPA | NE | RMPA | External | Winter | B17 | 100 | 310 | 0 | 41.7 | 42.95 | 2.5 | 0
2015 | NE_2_RMPA | NE | RMPA | External | Winter | B18 | 400 | 310 | 310 | 40.08 | 42.95 | 2.5 | 0.37
2015 | NE_2_RMPA | NE | RMPA | External | Winter | B19 | 700 | 310 | 310 | 40.08 | 42.95 | 2.5 | 0.37
2015 | NE_2_RMPA | NE | RMPA | External | Winter | B20 | 935 | 310 | 0 | 37.67 | 36.05 | 2.5 | 0
2015 | NWPP_Coal_2_MAPP_US | NWPP_Coal | MAPP_US | External | Shoulder | B11 | 25 | 150 | 150 | 38.95 | 47.81 | 4 | 4.85
2015 | NWPP_Coal_2_MAPP_US | NWPP_Coal | MAPP_US | External | Shoulder | B12 | 200 | 150 | 0 | 38.95 | 38.38 | 4 | 0
2015 | NWPP_Coal_2_MAPP_US | NWPP_Coal | MAPP_US | External | Shoulder | B13 | 600 | 150 | 0 | 38.95 | 35.8 | 4 | 0
2015 | NWPP_Coal_2_MAPP_US | NWPP_Coal | MAPP_US | External | Shoulder | B14 | 900 | 150 | 0 | 38.95 | 35.53 | 4 | 0
2015 | NWPP_Coal_2_MAPP_US | NWPP_Coal | MAPP_US | External | Shoulder | B15 | 1203 | 150 | 0 | 38.95 | 35.53 | 4 | 0
2015 | NWPP_Coal_2_MAPP_US | NWPP_Coal | MAPP_US | External | Summer | B1 | 10 | 150 | 150 | 38.95 | 57.7 | 4 | 14.74
2015 | NWPP_Coal_2_MAPP_US | NWPP_Coal | MAPP_US | External | Summer | B2 | 25 | 150 | 150 | 38.95 | 56.39 | 4 | 13.43
2015 | NWPP_Coal_2_MAPP_US | NWPP_Coal | MAPP_US | External | Summer | B3 | 75 | 150 | 150 | 38.95 | 56.26 | 4 | 13.31
2015 | NWPP_Coal_2_MAPP_US | NWPP_Coal | MAPP_US | External | Summer | B4 | 100 | 150 | 150 | 38.95 | 53.09 | 4 | 10.13
2015 | NWPP_Coal_2_MAPP_US | NWPP_Coal | MAPP_US | External | Summer | B5 | 200 | 150 | 150 | 38.95 | 49.14 | 4 | 6.19
2015 | NWPP_Coal_2_MAPP_US | NWPP_Coal | MAPP_US | External | Summer | B6 | 300 | 150 | 150 | 38.95 | 44.3 | 4 | 1.35
2015 | NWPP_Coal_2_MAPP_US | NWPP_Coal | MAPP_US | External | Summer | B7 | 400 | 150 | 0 | 38.95 | 35.24 | 4 | 0
2015 | NWPP_Coal_2_MAPP_US | NWPP_Coal | MAPP_US | External | Summer | B8 | 500 | 150 | 0 | 38.95 | 34.34 | 4 | 0
2015 | NWPP_Coal_2_MAPP_US | NWPP_Coal | MAPP_US | External | Summer | B9 | 800 | 150 | 0 | 38.95 | 32.84 | 4 | 0
2015 | NWPP_Coal_2_MAPP_US | NWPP_Coal | MAPP_US | External | Summer | B10 | 1262 | 150 | 0 | 38.95 | 32.6 | 4 | 0
2015 | NWPP_Coal_2_MAPP_US | NWPP_Coal | MAPP_US | External | Winter | B16 | 25 | 150 | 150 | 41.32 | 48.59 | 4 | 3.27
2015 | NWPP_Coal_2_MAPP_US | NWPP_Coal | MAPP_US | External | Winter | B17 | 100 | 150 | 0 | 41.32 | 40.7 | 4 | 0
2015 | NWPP_Coal_2_MAPP_US | NWPP_Coal | MAPP_US | External | Winter | B18 | 400 | 150 | 0 | 41.32 | 36.67 | 4 | 0
2015 | NWPP_Coal_2_MAPP_US | NWPP_Coal | MAPP_US | External | Winter | B19 | 700 | 150 | 0 | 41.32 | 36.58 | 4 | 0
2015 | NWPP_Coal_2_MAPP_US | NWPP_Coal | MAPP_US | External | Winter | B20 | 935 | 150 | 0 | 41.32 | 34.17 | 4 | 0
2015 | RMPA_2_MAPP_US | RMPA | MAPP_US | External | Shoulder | B11 | 25 | 200 | 200 | 40.04 | 47.81 | 4 | 3.77
2015 | RMPA_2_MAPP_US | RMPA | MAPP_US | External | Shoulder | B12 | 200 | 200 | 0 | 40.04 | 38.38 | 4 | 0
2015 | RMPA_2_MAPP_US | RMPA | MAPP_US | External | Shoulder | B13 | 600 | 200 | 0 | 40.04 | 35.8 | 4 | 0
2015 | RMPA_2_MAPP_US | RMPA | MAPP_US | External | Shoulder | B14 | 900 | 200 | 0 | 40.04 | 35.53 | 4 | 0
2015 | RMPA_2_MAPP_US | RMPA | MAPP_US | External | Shoulder | B15 | 1203 | 200 | 0 | 40.04 | 35.53 | 4 | 0
2015 | RMPA_2_MAPP_US | RMPA | MAPP_US | External | Summer | B1 | 10 | 200 | 0 | 60.29 | 57.7 | 4 | 0
2015 | RMPA_2_MAPP_US | RMPA | MAPP_US | External | Summer | B2 | 25 | 200 | 0 | 56.53 | 56.39 | 4 | 0
2015 | RMPA_2_MAPP_US | RMPA | MAPP_US | External | Summer | B3 | 75 | 200 | 0 | 55.77 | 56.26 | 4 | 0
2015 | RMPA_2_MAPP_US | RMPA | MAPP_US | External | Summer | B4 | 100 | 200 | 0 | 52.6 | 53.09 | 4 | 0
2015 | RMPA_2_MAPP_US | RMPA | MAPP_US | External | Summer | B5 | 200 | 200 | 0 | 47.12 | 49.14 | 4 | 0
2015 | RMPA_2_MAPP_US | RMPA | MAPP_US | External | Summer | B6 | 300 | 200 | 40.7 | 40.3 | 44.3 | 4 | 0
2015 | RMPA_2_MAPP_US | RMPA | MAPP_US | External | Summer | B7 | 400 | 200 | 0 | 38.5 | 35.24 | 4 | 0
2015 | RMPA_2_MAPP_US | RMPA | MAPP_US | External | Summer | B8 | 500 | 200 | 0 | 38.5 | 34.34 | 4 | 0
2015 | RMPA_2_MAPP_US | RMPA | MAPP_US | External | Summer | B9 | 800 | 200 | 0 | 38.5 | 32.84 | 4 | 0
2015 | RMPA_2_MAPP_US | RMPA | MAPP_US | External | Summer | B10 | 1262 | 200 | 0 | 38.5 | 32.6 | 4 | 0
2015 | RMPA_2_MAPP_US | RMPA | MAPP_US | External | Winter | B16 | 25 | 200 | 0 | 49.48 | 48.59 | 4 | 0
2015 | RMPA_2_MAPP_US | RMPA | MAPP_US | External | Winter | B17 | 100 | 200 | 0 | 42.95 | 40.7 | 4 | 0
2015 | RMPA_2_MAPP_US | RMPA | MAPP_US | External | Winter | B18 | 400 | 200 | 0 | 42.95 | 36.67 | 4 | 0
2015 | RMPA_2_MAPP_US | RMPA | MAPP_US | External | Winter | B19 | 700 | 200 | 0 | 42.95 | 36.58 | 4 | 0
2015 | RMPA_2_MAPP_US | RMPA | MAPP_US | External | Winter | B20 | 935 | 200 | 0 | 36.05 | 34.17 | 4 | 0
2015 | RMPA_2_NE | RMPA | NE | External | Shoulder | B11 | 25 | 310 | 310 | 40.04 | 54.07 | 4 | 10.03
2015 | RMPA_2_NE | RMPA | NE | External | Shoulder | B12 | 200 | 310 | 0 | 40.04 | 41.88 | 4 | 0
2015 | RMPA_2_NE | RMPA | NE | External | Shoulder | B13 | 600 | 310 | 0 | 40.04 | 39.3 | 4 | 0
2015 | RMPA_2_NE | RMPA | NE | External | Shoulder | B14 | 900 | 310 | 0 | 40.04 | 38.66 | 4 | 0
2015 | RMPA_2_NE | RMPA | NE | External | Shoulder | B15 | 1203 | 310 | 0 | 40.04 | 37.6 | 4 | 0
2015 | RMPA_2_NE | RMPA | NE | External | Summer | B1 | 10 | 310 | 0 | 60.29 | 61.2 | 4 | 0
2015 | RMPA_2_NE | RMPA | NE | External | Summer | B2 | 25 | 310 | 0.01 | 56.53 | 60.52 | 4 | 0
2015 | RMPA_2_NE | RMPA | NE | External | Summer | B3 | 75 | 310 | 0 | 55.77 | 59.76 | 4 | 0
2015 | RMPA_2_NE | RMPA | NE | External | Summer | B4 | 100 | 310 | 0 | 52.6 | 56.58 | 4 | 0
2015 | RMPA_2_NE | RMPA | NE | External | Summer | B5 | 200 | 310 | 310 | 47.12 | 52.64 | 4 | 1.53
2015 | RMPA_2_NE | RMPA | NE | External | Summer | B6 | 300 | 310 | 310 | 40.3 | 49.26 | 4 | 4.96
2015 | RMPA_2_NE | RMPA | NE | External | Summer | B7 | 400 | 310 | 0 | 38.5 | 42.23 | 4 | 0
2015 | RMPA_2_NE | RMPA | NE | External | Summer | B8 | 500 | 310 | 0 | 38.5 | 37.97 | 4 | 0
2015 | RMPA_2_NE | RMPA | NE | External | Summer | B9 | 800 | 310 | 0 | 38.5 | 36.34 | 4 | 0
2015 | RMPA_2_NE | RMPA | NE | External | Summer | B10 | 1262 | 310 | 0 | 38.5 | 36.1 | 4 | 0
2015 | RMPA_2_NE | RMPA | NE | External | Winter | B16 | 25 | 310 | 0 | 49.48 | 52.09 | 4 | 0
2015 | RMPA_2_NE | RMPA | NE | External | Winter | B17 | 100 | 310 | 0 | 42.95 | 41.7 | 4 | 0
2015 | RMPA_2_NE | RMPA | NE | External | Winter | B18 | 400 | 310 | 0 | 42.95 | 40.08 | 4 | 0
2015 | RMPA_2_NE | RMPA | NE | External | Winter | B19 | 700 | 310 | 0 | 42.95 | 40.08 | 4 | 0
2015 | RMPA_2_NE | RMPA | NE | External | Winter | B20 | 935 | 310 | 0 | 36.05 | 37.67 | 4 | 0
2015 | RMPA_2_SPP_N | RMPA | SPP_N | External | Shoulder | B11 | 25 | 210 | 210 | 40.04 | 54.08 | 4 | 10.04
2015 | RMPA_2_SPP_N | RMPA | SPP_N | External | Shoulder | B12 | 200 | 210 | 0 | 40.04 | 41.89 | 4 | 0
2015 | RMPA_2_SPP_N | RMPA | SPP_N | External | Shoulder | B13 | 600 | 210 | 0 | 40.04 | 39.31 | 4 | 0
2015 | RMPA_2_SPP_N | RMPA | SPP_N | External | Shoulder | B14 | 900 | 210 | 0 | 40.04 | 38.67 | 4 | 0
2015 | RMPA_2_SPP_N | RMPA | SPP_N | External | Shoulder | B15 | 1203 | 210 | 0 | 40.04 | 37.62 | 4 | 0
2015 | RMPA_2_SPP_N | RMPA | SPP_N | External | Summer | B1 | 10 | 210 | 0 | 60.29 | 61.21 | 4 | 0
2015 | RMPA_2_SPP_N | RMPA | SPP_N | External | Summer | B2 | 25 | 210 | 196.49 | 56.53 | 60.53 | 4 | 0
2015 | RMPA_2_SPP_N | RMPA | SPP_N | External | Summer | B3 | 75 | 210 | 147.02 | 55.77 | 59.77 | 4 | 0
2015 | RMPA_2_SPP_N | RMPA | SPP_N | External | Summer | B4 | 100 | 210 | 194.39 | 52.6 | 56.6 | 4 | 0
2015 | RMPA_2_SPP_N | RMPA | SPP_N | External | Summer | B5 | 200 | 210 | 210 | 47.12 | 52.66 | 4 | 1.54
2015 | RMPA_2_SPP_N | RMPA | SPP_N | External | Summer | B6 | 300 | 210 | 210 | 40.3 | 49.28 | 4 | 4.98
2015 | RMPA_2_SPP_N | RMPA | SPP_N | External | Summer | B7 | 400 | 210 | 0 | 38.5 | 42.24 | 4 | 0
2015 | RMPA_2_SPP_N | RMPA | SPP_N | External | Summer | B8 | 500 | 210 | 0 | 38.5 | 37.98 | 4 | 0
2015 | RMPA_2_SPP_N | RMPA | SPP_N | External | Summer | B9 | 800 | 210 | 0 | 38.5 | 36.35 | 4 | 0
2015 | RMPA_2_SPP_N | RMPA | SPP_N | External | Summer | B10 | 1262 | 210 | 0 | 38.5 | 36.12 | 4 | 0
2015 | RMPA_2_SPP_N | RMPA | SPP_N | External | Winter | B16 | 25 | 210 | 0 | 49.48 | 52.1 | 4 | 0
2015 | RMPA_2_SPP_N | RMPA | SPP_N | External | Winter | B17 | 100 | 210 | 0 | 42.95 | 41.71 | 4 | 0
2015 | RMPA_2_SPP_N | RMPA | SPP_N | External | Winter | B18 | 400 | 210 | 0 | 42.95 | 40.09 | 4 | 0
2015 | RMPA_2_SPP_N | RMPA | SPP_N | External | Winter | B19 | 700 | 210 | 0 | 42.95 | 40.09 | 4 | 0
2015 | RMPA_2_SPP_N | RMPA | SPP_N | External | Winter | B20 | 935 | 210 | 0 | 36.05 | 37.68 | 4 | 0
2015 | SPP_N_2_RMPA | SPP_N | RMPA | External | Shoulder | B11 | 25 | 210 | 0 | 54.08 | 40.04 | 2.5 | 0
2015 | SPP_N_2_RMPA | SPP_N | RMPA | External | Shoulder | B12 | 200 | 210 | 0 | 41.89 | 40.04 | 2.5 | 0
2015 | SPP_N_2_RMPA | SPP_N | RMPA | External | Shoulder | B13 | 600 | 210 | 0 | 39.31 | 40.04 | 2.5 | 0
2015 | SPP_N_2_RMPA | SPP_N | RMPA | External | Shoulder | B14 | 900 | 210 | 0 | 38.67 | 40.04 | 2.5 | 0
2015 | SPP_N_2_RMPA | SPP_N | RMPA | External | Shoulder | B15 | 1203 | 210 | 0 | 37.62 | 40.04 | 2.5 | 0
2015 | SPP_N_2_RMPA | SPP_N | RMPA | External | Summer | B1 | 10 | 210 | 0 | 61.21 | 60.29 | 2.5 | 0
2015 | SPP_N_2_RMPA | SPP_N | RMPA | External | Summer | B2 | 25 | 210 | 0 | 60.53 | 56.53 | 2.5 | 0
2015 | SPP_N_2_RMPA | SPP_N | RMPA | External | Summer | B3 | 75 | 210 | 0 | 59.77 | 55.77 | 2.5 | 0
2015 | SPP_N_2_RMPA | SPP_N | RMPA | External | Summer | B4 | 100 | 210 | 0 | 56.6 | 52.6 | 2.5 | 0
2015 | SPP_N_2_RMPA | SPP_N | RMPA | External | Summer | B5 | 200 | 210 | 0 | 52.66 | 47.12 | 2.5 | 0
2015 | SPP_N_2_RMPA | SPP_N | RMPA | External | Summer | B6 | 300 | 210 | 0 | 49.28 | 40.3 | 2.5 | 0
2015 | SPP_N_2_RMPA | SPP_N | RMPA | External | Summer | B7 | 400 | 210 | 0 | 42.24 | 38.5 | 2.5 | 0
2015 | SPP_N_2_RMPA | SPP_N | RMPA | External | Summer | B8 | 500 | 210 | 0 | 37.98 | 38.5 | 2.5 | 0
2015 | SPP_N_2_RMPA | SPP_N | RMPA | External | Summer | B9 | 800 | 210 | 0 | 36.35 | 38.5 | 2.5 | 0
2015 | SPP_N_2_RMPA | SPP_N | RMPA | External | Summer | B10 | 1262 | 210 | 0 | 36.12 | 38.5 | 2.5 | 0
2015 | SPP_N_2_RMPA | SPP_N | RMPA | External | Winter | B16 | 25 | 210 | 0 | 52.1 | 49.48 | 2.5 | 0
2015 | SPP_N_2_RMPA | SPP_N | RMPA | External | Winter | B17 | 100 | 210 | 0 | 41.71 | 42.95 | 2.5 | 0
2015 | SPP_N_2_RMPA | SPP_N | RMPA | External | Winter | B18 | 400 | 210 | 210 | 40.09 | 42.95 | 2.5 | 0.35
2015 | SPP_N_2_RMPA | SPP_N | RMPA | External | Winter | B19 | 700 | 210 | 210 | 40.09 | 42.95 | 2.5 | 0.35
2015 | SPP_N_2_RMPA | SPP_N | RMPA | External | Winter | B20 | 935 | 210 | 0 | 37.68 | 36.05 | 2.5 | 0
2015 | SPP_S_2_ERCOT | SPP_S | ERCOT | External | Shoulder | B11 | 25 | 800 | 0 | 54.07 | 54.66 | 2.5 | 0
2015 | SPP_S_2_ERCOT | SPP_S | ERCOT | External | Shoulder | B12 | 200 | 800 | 0 | 41.88 | 40.88 | 2.5 | 0
2015 | SPP_S_2_ERCOT | SPP_S | ERCOT | External | Shoulder | B13 | 600 | 800 | 0 | 39.32 | 37.53 | 2.5 | 0
2015 | SPP_S_2_ERCOT | SPP_S | ERCOT | External | Shoulder | B14 | 900 | 800 | 0 | 38.68 | 37.53 | 2.5 | 0
2015 | SPP_S_2_ERCOT | SPP_S | ERCOT | External | Shoulder | B15 | 1203 | 800 | 0 | 37.63 | 37.53 | 2.5 | 0
2015 | SPP_S_2_ERCOT | SPP_S | ERCOT | External | Summer | B1 | 10 | 800 | 0 | 61.2 | 53.11 | 2.5 | 0
2015 | SPP_S_2_ERCOT | SPP_S | ERCOT | External | Summer | B2 | 25 | 800 | 0 | 60.52 | 53.11 | 2.5 | 0
2015 | SPP_S_2_ERCOT | SPP_S | ERCOT | External | Summer | B3 | 75 | 800 | 0 | 57.11 | 53.11 | 2.5 | 0
2015 | SPP_S_2_ERCOT | SPP_S | ERCOT | External | Summer | B4 | 100 | 800 | 0 | 54.49 | 53.11 | 2.5 | 0
2015 | SPP_S_2_ERCOT | SPP_S | ERCOT | External | Summer | B5 | 200 | 800 | 0 | 52.64 | 53.11 | 2.5 | 0
2015 | SPP_S_2_ERCOT | SPP_S | ERCOT | External | Summer | B6 | 300 | 800 | 800 | 49.29 | 53.11 | 2.5 | 1.32
2015 | SPP_S_2_ERCOT | SPP_S | ERCOT | External | Summer | B7 | 400 | 800 | 462.89 | 42.25 | 44.75 | 2.5 | 0
2015 | SPP_S_2_ERCOT | SPP_S | ERCOT | External | Summer | B8 | 500 | 800 | 0 | 38 | 39.73 | 2.5 | 0
2015 | SPP_S_2_ERCOT | SPP_S | ERCOT | External | Summer | B9 | 800 | 800 | 0 | 36.36 | 36.48 | 2.5 | 0
2015 | SPP_S_2_ERCOT | SPP_S | ERCOT | External | Summer | B10 | 1262 | 800 | 0 | 36.28 | 36.48 | 2.5 | 0
2015 | SPP_S_2_ERCOT | SPP_S | ERCOT | External | Winter | B16 | 25 | 800 | 0 | 52.11 | 51.14 | 2.5 | 0
2015 | SPP_S_2_ERCOT | SPP_S | ERCOT | External | Winter | B17 | 100 | 800 | 0 | 41.72 | 39.92 | 2.5 | 0
2015 | SPP_S_2_ERCOT | SPP_S | ERCOT | External | Winter | B18 | 400 | 800 | 0 | 40.11 | 39.73 | 2.5 | 0
2015 | SPP_S_2_ERCOT | SPP_S | ERCOT | External | Winter | B19 | 700 | 800 | 0 | 40.11 | 39.73 | 2.5 | 0
2015 | SPP_S_2_ERCOT | SPP_S | ERCOT | External | Winter | B20 | 935 | 800 | 0 | 37.69 | 39.73 | 2.5 | 0
2020 | AZ_NM_SNV_Coal_2_SPP_S | AZ_NM_SNV_Coal | SPP_S | External | Shoulder | B11 | 25 | 400 | 400 | 45.45 | 58.01 | 8.17 | 4.4
2020 | AZ_NM_SNV_Coal_2_SPP_S | AZ_NM_SNV_Coal | SPP_S | External | Shoulder | B12 | 200 | 400 | 0 | 45.44 | 42.52 | 8.17 | 0
2020 | AZ_NM_SNV_Coal_2_SPP_S | AZ_NM_SNV_Coal | SPP_S | External | Shoulder | B13 | 600 | 400 | 0 | 45.44 | 40.63 | 8.17 | 0
2020 | AZ_NM_SNV_Coal_2_SPP_S | AZ_NM_SNV_Coal | SPP_S | External | Shoulder | B14 | 900 | 400 | 0 | 45.44 | 40.54 | 8.17 | 0
2020 | AZ_NM_SNV_Coal_2_SPP_S | AZ_NM_SNV_Coal | SPP_S | External | Shoulder | B15 | 1203 | 400 | 0 | 44.72 | 40.03 | 8.17 | 0
2020 | AZ_NM_SNV_Coal_2_SPP_S | AZ_NM_SNV_Coal | SPP_S | External | Summer | B1 | 10 | 400 | 0 | 66.64 | 65.33 | 8.17 | 0
2020 | AZ_NM_SNV_Coal_2_SPP_S | AZ_NM_SNV_Coal | SPP_S | External | Summer | B2 | 25 | 400 | 0 | 66.64 | 62.51 | 8.17 | 0
2020 | AZ_NM_SNV_Coal_2_SPP_S | AZ_NM_SNV_Coal | SPP_S | External | Summer | B3 | 75 | 400 | 0 | 66.64 | 61.97 | 8.17 | 0
2020 | AZ_NM_SNV_Coal_2_SPP_S | AZ_NM_SNV_Coal | SPP_S | External | Summer | B4 | 100 | 400 | 0 | 63.88 | 60.81 | 8.17 | 0
2020 | AZ_NM_SNV_Coal_2_SPP_S | AZ_NM_SNV_Coal | SPP_S | External | Summer | B5 | 200 | 400 | 0 | 53.56 | 56.88 | 8.17 | 0
2020 | AZ_NM_SNV_Coal_2_SPP_S | AZ_NM_SNV_Coal | SPP_S | External | Summer | B6 | 300 | 400 | 0 | 48.46 | 54.56 | 8.17 | 0
2020 | AZ_NM_SNV_Coal_2_SPP_S | AZ_NM_SNV_Coal | SPP_S | External | Summer | B7 | 400 | 400 | 0 | 45.42 | 43.52 | 8.17 | 0
2020 | AZ_NM_SNV_Coal_2_SPP_S | AZ_NM_SNV_Coal | SPP_S | External | Summer | B8 | 500 | 400 | 0 | 45.41 | 40.35 | 8.17 | 0
2020 | AZ_NM_SNV_Coal_2_SPP_S | AZ_NM_SNV_Coal | SPP_S | External | Summer | B9 | 800 | 400 | 0 | 45.39 | 39.22 | 8.17 | 0
2020 | AZ_NM_SNV_Coal_2_SPP_S | AZ_NM_SNV_Coal | SPP_S | External | Summer | B10 | 1262 | 400 | 0 | 44.09 | 39.14 | 8.17 | 0
2020 | AZ_NM_SNV_Coal_2_SPP_S | AZ_NM_SNV_Coal | SPP_S | External | Winter | B16 | 25 | 400 | 0 | 48.29 | 51.56 | 8.17 | 0
2020 | AZ_NM_SNV_Coal_2_SPP_S | AZ_NM_SNV_Coal | SPP_S | External | Winter | B17 | 100 | 400 | 0 | 48.29 | 43.5 | 8.17 | 0
2020 | AZ_NM_SNV_Coal_2_SPP_S | AZ_NM_SNV_Coal | SPP_S | External | Winter | B18 | 400 | 400 | 0 | 48.29 | 43.29 | 8.17 | 0
2020 | AZ_NM_SNV_Coal_2_SPP_S | AZ_NM_SNV_Coal | SPP_S | External | Winter | B19 | 700 | 400 | 0 | 48.29 | 40.82 | 8.17 | 0
2020 | AZ_NM_SNV_Coal_2_SPP_S | AZ_NM_SNV_Coal | SPP_S | External | Winter | B20 | 935 | 400 | 0 | 47.95 | 39.38 | 8.17 | 0
2020 | ERCOT_2_SPP_S | ERCOT | SPP_S | External | Shoulder | B11 | 25 | 800 | 0 | 59.04 | 58.01 | 4 | 0
2020 | ERCOT_2_SPP_S | ERCOT | SPP_S | External | Shoulder | B12 | 200 | 800 | 0 | 44.1 | 42.52 | 4 | 0
2020 | ERCOT_2_SPP_S | ERCOT | SPP_S | External | Shoulder | B13 | 600 | 800 | 0 | 40.47 | 40.63 | 4 | 0
2020 | ERCOT_2_SPP_S | ERCOT | SPP_S | External | Shoulder | B14 | 900 | 800 | 0 | 40.47 | 40.54 | 4 | 0
2020 | ERCOT_2_SPP_S | ERCOT | SPP_S | External | Shoulder | B15 | 1203 | 800 | 0 | 40.47 | 40.03 | 4 | 0
2020 | ERCOT_2_SPP_S | ERCOT | SPP_S | External | Summer | B1 | 10 | 800 | 5.16 | 61.33 | 65.33 | 4 | 0
2020 | ERCOT_2_SPP_S | ERCOT | SPP_S | External | Summer | B2 | 25 | 800 | 800 | 57.34 | 62.51 | 4 | 1.17
2020 | ERCOT_2_SPP_S | ERCOT | SPP_S | External | Summer | B3 | 75 | 800 | 800 | 57.34 | 61.97 | 4 | 0.64
2020 | ERCOT_2_SPP_S | ERCOT | SPP_S | External | Summer | B4 | 100 | 800 | 0 | 57.34 | 60.81 | 4 | 0
2020 | ERCOT_2_SPP_S | ERCOT | SPP_S | External | Summer | B5 | 200 | 800 | 0 | 57.34 | 56.88 | 4 | 0
2020 | ERCOT_2_SPP_S | ERCOT | SPP_S | External | Summer | B6 | 300 | 800 | 0 | 57.34 | 54.56 | 4 | 0
2020 | ERCOT_2_SPP_S | ERCOT | SPP_S | External | Summer | B7 | 400 | 800 | 0 | 46.02 | 43.52 | 4 | 0
2020 | ERCOT_2_SPP_S | ERCOT | SPP_S | External | Summer | B8 | 500 | 800 | 0 | 42.85 | 40.35 | 4 | 0
2020 | ERCOT_2_SPP_S | ERCOT | SPP_S | External | Summer | B9 | 800 | 800 | 0 | 39.32 | 39.22 | 4 | 0
2020 | ERCOT_2_SPP_S | ERCOT | SPP_S | External | Summer | B10 | 1262 | 800 | 0 | 39.32 | 39.14 | 4 | 0
2020 | ERCOT_2_SPP_S | ERCOT | SPP_S | External | Winter | B16 | 25 | 800 | 0 | 52.96 | 51.56 | 4 | 0
2020 | ERCOT_2_SPP_S | ERCOT | SPP_S | External | Winter | B17 | 100 | 800 | 0 | 43.2 | 43.5 | 4 | 0
2020 | ERCOT_2_SPP_S | ERCOT | SPP_S | External | Winter | B18 | 400 | 800 | 0 | 42.93 | 43.29 | 4 | 0
2020 | ERCOT_2_SPP_S | ERCOT | SPP_S | External | Winter | B19 | 700 | 800 | 0 | 42.93 | 40.82 | 4 | 0
2020 | ERCOT_2_SPP_S | ERCOT | SPP_S | External | Winter | B20 | 935 | 800 | 0 | 42.93 | 39.38 | 4 | 0
2020 | MAPP_US_2_RMPA | MAPP_US | RMPA | External | Shoulder | B11 | 25 | 200 | 0 | 54.49 | 53.59 | 4 | 0
2020 | MAPP_US_2_RMPA | MAPP_US | RMPA | External | Shoulder | B12 | 200 | 200 | 0 | 41.49 | 44.22 | 4 | 0
2020 | MAPP_US_2_RMPA | MAPP_US | RMPA | External | Shoulder | B13 | 600 | 200 | 200 | 39.6 | 44.22 | 4 | 0.62
2020 | MAPP_US_2_RMPA | MAPP_US | RMPA | External | Shoulder | B14 | 900 | 200 | 200 | 39.4 | 44.22 | 4 | 0.82
2020 | MAPP_US_2_RMPA | MAPP_US | RMPA | External | Shoulder | B15 | 1203 | 200 | 200 | 36.05 | 44.22 | 4 | 4.18
2020 | MAPP_US_2_RMPA | MAPP_US | RMPA | External | Summer | B1 | 10 | 200 | 0 | 63.04 | 65.97 | 4 | 0
2020 | MAPP_US_2_RMPA | MAPP_US | RMPA | External | Summer | B2 | 25 | 200 | 70.7 | 61.02 | 65.02 | 4 | 0
2020 | MAPP_US_2_RMPA | MAPP_US | RMPA | External | Summer | B3 | 75 | 200 | 200 | 58.47 | 64.49 | 4 | 2.01
2020 | MAPP_US_2_RMPA | MAPP_US | RMPA | External | Summer | B4 | 100 | 200 | 0 | 58.35 | 57.11 | 4 | 0
2020 | MAPP_US_2_RMPA | MAPP_US | RMPA | External | Summer | B5 | 200 | 200 | 0 | 55.26 | 53.56 | 4 | 0
2020 | MAPP_US_2_RMPA | MAPP_US | RMPA | External | Summer | B6 | 300 | 200 | 0 | 51.03 | 50.54 | 4 | 0
2020 | MAPP_US_2_RMPA | MAPP_US | RMPA | External | Summer | B7 | 400 | 200 | 0 | 40 | 42.46 | 4 | 0
2020 | MAPP_US_2_RMPA | MAPP_US | RMPA | External | Summer | B8 | 500 | 200 | 200 | 36.14 | 42.46 | 4 | 2.32
2020 | MAPP_US_2_RMPA | MAPP_US | RMPA | External | Summer | B9 | 800 | 200 | 200 | 34.87 | 42.46 | 4 | 3.59
2020 | MAPP_US_2_RMPA | MAPP_US | RMPA | External | Summer | B10 | 1262 | 200 | 200 | 33.37 | 41.05 | 4 | 3.68
2020 | MAPP_US_2_RMPA | MAPP_US | RMPA | External | Winter | B16 | 25 | 200 | 164.08 | 50.54 | 54.54 | 4 | 0
2020 | MAPP_US_2_RMPA | MAPP_US | RMPA | External | Winter | B17 | 100 | 200 | 200 | 42.48 | 47.57 | 4 | 1.09
2020 | MAPP_US_2_RMPA | MAPP_US | RMPA | External | Winter | B18 | 400 | 200 | 200 | 39.83 | 47.57 | 4 | 3.74
2020 | MAPP_US_2_RMPA | MAPP_US | RMPA | External | Winter | B19 | 700 | 200 | 200 | 39.83 | 47.57 | 4 | 3.74
2020 | MAPP_US_2_RMPA | MAPP_US | RMPA | External | Winter | B20 | 935 | 200 | 200 | 35.81 | 40.11 | 4 | 0.3
2020 | NE_2_RMPA | NE | RMPA | External | Shoulder | B11 | 25 | 310 | 0 | 57.99 | 53.59 | 2.5 | 0
2020 | NE_2_RMPA | NE | RMPA | External | Shoulder | B12 | 200 | 310 | 0 | 42.49 | 44.22 | 2.5 | 0
2020 | NE_2_RMPA | NE | RMPA | External | Shoulder | B13 | 600 | 310 | 310 | 40.6 | 44.22 | 2.5 | 1.12
2020 | NE_2_RMPA | NE | RMPA | External | Shoulder | B14 | 900 | 310 | 310 | 40.51 | 44.22 | 2.5 | 1.21
2020 | NE_2_RMPA | NE | RMPA | External | Shoulder | B15 | 1203 | 310 | 310 | 38.19 | 44.22 | 2.5 | 3.54
2020 | NE_2_RMPA | NE | RMPA | External | Summer | B1 | 10 | 310 | 0 | 65.33 | 65.97 | 2.5 | 0
2020 | NE_2_RMPA | NE | RMPA | External | Summer | B2 | 25 | 310 | 309.99 | 62.51 | 65.02 | 2.5 | 0.01
2020 | NE_2_RMPA | NE | RMPA | External | Summer | B3 | 75 | 310 | 310 | 61.97 | 64.49 | 2.5 | 0.01
2020 | NE_2_RMPA | NE | RMPA | External | Summer | B4 | 100 | 310 | 0 | 60.81 | 57.11 | 2.5 | 0
2020 | NE_2_RMPA | NE | RMPA | External | Summer | B5 | 200 | 310 | 0 | 56.88 | 53.56 | 2.5 | 0
2020 | NE_2_RMPA | NE | RMPA | External | Summer | B6 | 300 | 310 | 0 | 54.53 | 50.54 | 2.5 | 0
2020 | NE_2_RMPA | NE | RMPA | External | Summer | B7 | 400 | 310 | 0 | 43.5 | 42.46 | 2.5 | 0
2020 | NE_2_RMPA | NE | RMPA | External | Summer | B8 | 500 | 310 | 310 | 39.64 | 42.46 | 2.5 | 0.32
2020 | NE_2_RMPA | NE | RMPA | External | Summer | B9 | 800 | 310 | 310 | 38.37 | 42.46 | 2.5 | 1.59
2020 | NE_2_RMPA | NE | RMPA | External | Summer | B10 | 1262 | 310 | 310 | 36.87 | 41.05 | 2.5 | 1.68
2020 | NE_2_RMPA | NE | RMPA | External | Winter | B16 | 25 | 310 | 310 | 51.54 | 54.54 | 2.5 | 0.5
2020 | NE_2_RMPA | NE | RMPA | External | Winter | B17 | 100 | 310 | 310 | 43.48 | 47.57 | 2.5 | 1.59
2020 | NE_2_RMPA | NE | RMPA | External | Winter | B18 | 400 | 310 | 310 | 41.18 | 47.57 | 2.5 | 3.88
2020 | NE_2_RMPA | NE | RMPA | External | Winter | B19 | 700 | 310 | 310 | 40.79 | 47.57 | 2.5 | 4.27
2020 | NE_2_RMPA | NE | RMPA | External | Winter | B20 | 935 | 310 | 0 | 39.31 | 40.11 | 2.5 | 0
2020 | NWPP_Coal_2_MAPP_US | NWPP_Coal | MAPP_US | External | Shoulder | B11 | 25 | 150 | 150 | 45.43 | 54.49 | 4 | 5.06
2020 | NWPP_Coal_2_MAPP_US | NWPP_Coal | MAPP_US | External | Shoulder | B12 | 200 | 150 | 0 | 45.43 | 41.49 | 4 | 0
2020 | NWPP_Coal_2_MAPP_US | NWPP_Coal | MAPP_US | External | Shoulder | B13 | 600 | 150 | 0 | 45.43 | 39.6 | 4 | 0
2020 | NWPP_Coal_2_MAPP_US | NWPP_Coal | MAPP_US | External | Shoulder | B14 | 900 | 150 | 0 | 45.43 | 39.4 | 4 | 0
2020 | NWPP_Coal_2_MAPP_US | NWPP_Coal | MAPP_US | External | Shoulder | B15 | 1203 | 150 | 0 | 45.43 | 36.05 | 4 | 0
2020 | NWPP_Coal_2_MAPP_US | NWPP_Coal | MAPP_US | External | Summer | B1 | 10 | 150 | 150 | 57.81 | 63.04 | 4 | 1.23
2020 | NWPP_Coal_2_MAPP_US | NWPP_Coal | MAPP_US | External | Summer | B2 | 25 | 150 | 150 | 45.39 | 61.02 | 4 | 11.63
2020 | NWPP_Coal_2_MAPP_US | NWPP_Coal | MAPP_US | External | Summer | B3 | 75 | 150 | 150 | 45.39 | 58.47 | 4 | 9.08
2020 | NWPP_Coal_2_MAPP_US | NWPP_Coal | MAPP_US | External | Summer | B4 | 100 | 150 | 150 | 45.39 | 58.35 | 4 | 8.96
2020 | NWPP_Coal_2_MAPP_US | NWPP_Coal | MAPP_US | External | Summer | B5 | 200 | 150 | 150 | 45.39 | 55.26 | 4 | 5.86
2020 | NWPP_Coal_2_MAPP_US | NWPP_Coal | MAPP_US | External | Summer | B6 | 300 | 150 | 150 | 45.39 | 51.03 | 4 | 1.64
2020 | NWPP_Coal_2_MAPP_US | NWPP_Coal | MAPP_US | External | Summer | B7 | 400 | 150 | 0 | 45.39 | 40 | 4 | 0
2020 | NWPP_Coal_2_MAPP_US | NWPP_Coal | MAPP_US | External | Summer | B8 | 500 | 150 | 0 | 45.39 | 36.14 | 4 | 0
2020 | NWPP_Coal_2_MAPP_US | NWPP_Coal | MAPP_US | External | Summer | B9 | 800 | 150 | 0 | 45.39 | 34.87 | 4 | 0
2020 | NWPP_Coal_2_MAPP_US | NWPP_Coal | MAPP_US | External | Summer | B10 | 1262 | 150 | 0 | 45.39 | 33.37 | 4 | 0
2020 | NWPP_Coal_2_MAPP_US | NWPP_Coal | MAPP_US | External | Winter | B16 | 25 | 150 | 0 | 48.28 | 50.54 | 4 | 0
2020 | NWPP_Coal_2_MAPP_US | NWPP_Coal | MAPP_US | External | Winter | B17 | 100 | 150 | 0 | 48.28 | 42.48 | 4 | 0
2020 | NWPP_Coal_2_MAPP_US | NWPP_Coal | MAPP_US | External | Winter | B18 | 400 | 150 | 0 | 48.28 | 39.83 | 4 | 0
2020 | NWPP_Coal_2_MAPP_US | NWPP_Coal | MAPP_US | External | Winter | B19 | 700 | 150 | 0 | 48.28 | 39.83 | 4 | 0
2020 | NWPP_Coal_2_MAPP_US | NWPP_Coal | MAPP_US | External | Winter | B20 | 935 | 150 | 0 | 48.28 | 35.81 | 4 | 0
2020 | RMPA_2_MAPP_US | RMPA | MAPP_US | External | Shoulder | B11 | 25 | 200 | 0 | 53.59 | 54.49 | 4 | 0
2020 | RMPA_2_MAPP_US | RMPA | MAPP_US | External | Shoulder | B12 | 200 | 200 | 0 | 44.22 | 41.49 | 4 | 0
2020 | RMPA_2_MAPP_US | RMPA | MAPP_US | External | Shoulder | B13 | 600 | 200 | 0 | 44.22 | 39.6 | 4 | 0
2020 | RMPA_2_MAPP_US | RMPA | MAPP_US | External | Shoulder | B14 | 900 | 200 | 0 | 44.22 | 39.4 | 4 | 0
2020 | RMPA_2_MAPP_US | RMPA | MAPP_US | External | Shoulder | B15 | 1203 | 200 | 0 | 44.22 | 36.05 | 4 | 0
2020 | RMPA_2_MAPP_US | RMPA | MAPP_US | External | Summer | B1 | 10 | 200 | 0 | 65.97 | 63.04 | 4 | 0
2020 | RMPA_2_MAPP_US | RMPA | MAPP_US | External | Summer | B2 | 25 | 200 | 0 | 65.02 | 61.02 | 4 | 0
2020 | RMPA_2_MAPP_US | RMPA | MAPP_US | External | Summer | B3 | 75 | 200 | 0 | 64.49 | 58.47 | 4 | 0
2020 | RMPA_2_MAPP_US | RMPA | MAPP_US | External | Summer | B4 | 100 | 200 | 0 | 57.11 | 58.35 | 4 | 0
2020 | RMPA_2_MAPP_US | RMPA | MAPP_US | External | Summer | B5 | 200 | 200 | 0 | 53.56 | 55.26 | 4 | 0
2020 | RMPA_2_MAPP_US | RMPA | MAPP_US | External | Summer | B6 | 300 | 200 | 0 | 50.54 | 51.03 | 4 | 0
2020 | RMPA_2_MAPP_US | RMPA | MAPP_US | External | Summer | B7 | 400 | 200 | 0 | 42.46 | 40 | 4 | 0
2020 | RMPA_2_MAPP_US | RMPA | MAPP_US | External | Summer | B8 | 500 | 200 | 0 | 42.46 | 36.14 | 4 | 0
2020 | RMPA_2_MAPP_US | RMPA | MAPP_US | External | Summer | B9 | 800 | 200 | 0 | 42.46 | 34.87 | 4 | 0
2020 | RMPA_2_MAPP_US | RMPA | MAPP_US | External | Summer | B10 | 1262 | 200 | 0 | 41.05 | 33.37 | 4 | 0
2020 | RMPA_2_MAPP_US | RMPA | MAPP_US | External | Winter | B16 | 25 | 200 | 0 | 54.54 | 50.54 | 4 | 0
2020 | RMPA_2_MAPP_US | RMPA | MAPP_US | External | Winter | B17 | 100 | 200 | 0 | 47.57 | 42.48 | 4 | 0
2020 | RMPA_2_MAPP_US | RMPA | MAPP_US | External | Winter | B18 | 400 | 200 | 0 | 47.57 | 39.83 | 4 | 0
2020 | RMPA_2_MAPP_US | RMPA | MAPP_US | External | Winter | B19 | 700 | 200 | 0 | 47.57 | 39.83 | 4 | 0
2020 | RMPA_2_MAPP_US | RMPA | MAPP_US | External | Winter | B20 | 935 | 200 | 0 | 40.11 | 35.81 | 4 | 0
2020 | RMPA_2_NE | RMPA | NE | External | Shoulder | B11 | 25 | 310 | 310 | 53.59 | 57.99 | 4 | 0.4
2020 | RMPA_2_NE | RMPA | NE | External | Shoulder | B12 | 200 | 310 | 0 | 44.22 | 42.49 | 4 | 0
2020 | RMPA_2_NE | RMPA | NE | External | Shoulder | B13 | 600 | 310 | 0 | 44.22 | 40.6 | 4 | 0
2020 | RMPA_2_NE | RMPA | NE | External | Shoulder | B14 | 900 | 310 | 0 | 44.22 | 40.51 | 4 | 0
2020 | RMPA_2_NE | RMPA | NE | External | Shoulder | B15 | 1203 | 310 | 0 | 44.22 | 38.19 | 4 | 0
2020 | RMPA_2_NE | RMPA | NE | External | Summer | B1 | 10 | 310 | 0 | 65.97 | 65.33 | 4 | 0
2020 | RMPA_2_NE | RMPA | NE | External | Summer | B2 | 25 | 310 | 0 | 65.02 | 62.51 | 4 | 0
2020 | RMPA_2_NE | RMPA | NE | External | Summer | B3 | 75 | 310 | 0 | 64.49 | 61.97 | 4 | 0
2020 | RMPA_2_NE | RMPA | NE | External | Summer | B4 | 100 | 310 | 0 | 57.11 | 60.81 | 4 | 0
2020 | RMPA_2_NE | RMPA | NE | External | Summer | B5 | 200 | 310 | 0 | 53.56 | 56.88 | 4 | 0
2020 | RMPA_2_NE | RMPA | NE | External | Summer | B6 | 300 | 310 | 0 | 50.54 | 54.53 | 4 | 0
2020 | RMPA_2_NE | RMPA | NE | External | Summer | B7 | 400 | 310 | 0 | 42.46 | 43.5 | 4 | 0
2020 | RMPA_2_NE | RMPA | NE | External | Summer | B8 | 500 | 310 | 0 | 42.46 | 39.64 | 4 | 0
2020 | RMPA_2_NE | RMPA | NE | External | Summer | B9 | 800 | 310 | 0 | 42.46 | 38.37 | 4 | 0
2020 | RMPA_2_NE | RMPA | NE | External | Summer | B10 | 1262 | 310 | 0 | 41.05 | 36.87 | 4 | 0
2020 | RMPA_2_NE | RMPA | NE | External | Winter | B16 | 25 | 310 | 0 | 54.54 | 51.54 | 4 | 0
2020 | RMPA_2_NE | RMPA | NE | External | Winter | B17 | 100 | 310 | 0 | 47.57 | 43.48 | 4 | 0
2020 | RMPA_2_NE | RMPA | NE | External | Winter | B18 | 400 | 310 | 0 | 47.57 | 41.18 | 4 | 0
2020 | RMPA_2_NE | RMPA | NE | External | Winter | B19 | 700 | 310 | 0 | 47.57 | 40.79 | 4 | 0
2020 | RMPA_2_NE | RMPA | NE | External | Winter | B20 | 935 | 310 | 0 | 40.11 | 39.31 | 4 | 0
2020 | RMPA_2_SPP_N | RMPA | SPP_N | External | Shoulder | B11 | 25 | 210 | 210 | 53.59 | 58 | 4 | 0.41
2020 | RMPA_2_SPP_N | RMPA | SPP_N | External | Shoulder | B12 | 200 | 210 | 0 | 44.22 | 42.51 | 4 | 0
2020 | RMPA_2_SPP_N | RMPA | SPP_N | External | Shoulder | B13 | 600 | 210 | 0 | 44.22 | 40.62 | 4 | 0
2020 | RMPA_2_SPP_N | RMPA | SPP_N | External | Shoulder | B14 | 900 | 210 | 0 | 44.22 | 40.53 | 4 | 0
2020 | RMPA_2_SPP_N | RMPA | SPP_N | External | Shoulder | B15 | 1203 | 210 | 0 | 44.22 | 38.2 | 4 | 0
2020 | RMPA_2_SPP_N | RMPA | SPP_N | External | Summer | B1 | 10 | 210 | 0 | 65.97 | 65.34 | 4 | 0
2020 | RMPA_2_SPP_N | RMPA | SPP_N | External | Summer | B2 | 25 | 210 | 0 | 65.02 | 62.52 | 4 | 0
2020 | RMPA_2_SPP_N | RMPA | SPP_N | External | Summer | B3 | 75 | 210 | 0 | 64.49 | 61.99 | 4 | 0
2020 | RMPA_2_SPP_N | RMPA | SPP_N | External | Summer | B4 | 100 | 210 | 0 | 57.11 | 60.82 | 4 | 0
2020 | RMPA_2_SPP_N | RMPA | SPP_N | External | Summer | B5 | 200 | 210 | 0 | 53.56 | 56.89 | 4 | 0
2020 | RMPA_2_SPP_N | RMPA | SPP_N | External | Summer | B6 | 300 | 210 | 38.49 | 50.54 | 54.54 | 4 | 0
2020 | RMPA_2_SPP_N | RMPA | SPP_N | External | Summer | B7 | 400 | 210 | 0 | 42.46 | 43.51 | 4 | 0
2020 | RMPA_2_SPP_N | RMPA | SPP_N | External | Summer | B8 | 500 | 210 | 0 | 42.46 | 39.65 | 4 | 0
2020 | RMPA_2_SPP_N | RMPA | SPP_N | External | Summer | B9 | 800 | 210 | 0 | 42.46 | 38.38 | 4 | 0
2020 | RMPA_2_SPP_N | RMPA | SPP_N | External | Summer | B10 | 1262 | 210 | 0 | 41.05 | 36.88 | 4 | 0
2020 | RMPA_2_SPP_N | RMPA | SPP_N | External | Winter | B16 | 25 | 210 | 0 | 54.54 | 51.55 | 4 | 0
2020 | RMPA_2_SPP_N | RMPA | SPP_N | External | Winter | B17 | 100 | 210 | 0 | 47.57 | 43.49 | 4 | 0
2020 | RMPA_2_SPP_N | RMPA | SPP_N | External | Winter | B18 | 400 | 210 | 0 | 47.57 | 41.2 | 4 | 0
2020 | RMPA_2_SPP_N | RMPA | SPP_N | External | Winter | B19 | 700 | 210 | 0 | 47.57 | 40.81 | 4 | 0
2020 | RMPA_2_SPP_N | RMPA | SPP_N | External | Winter | B20 | 935 | 210 | 0 | 40.11 | 39.32 | 4 | 0
2020 | SPP_N_2_RMPA | SPP_N | RMPA | External | Shoulder | B11 | 25 | 210 | 0 | 58 | 53.59 | 2.5 | 0
2020 | SPP_N_2_RMPA | SPP_N | RMPA | External | Shoulder | B12 | 200 | 210 | 0 | 42.51 | 44.22 | 2.5 | 0
2020 | SPP_N_2_RMPA | SPP_N | RMPA | External | Shoulder | B13 | 600 | 210 | 210 | 40.62 | 44.22 | 2.5 | 1.11
2020 | SPP_N_2_RMPA | SPP_N | RMPA | External | Shoulder | B14 | 900 | 210 | 210 | 40.53 | 44.22 | 2.5 | 1.2
2020 | SPP_N_2_RMPA | SPP_N | RMPA | External | Shoulder | B15 | 1203 | 210 | 210 | 38.2 | 44.22 | 2.5 | 3.53
2020 | SPP_N_2_RMPA | SPP_N | RMPA | External | Summer | B1 | 10 | 210 | 0 | 65.34 | 65.97 | 2.5 | 0
2020 | SPP_N_2_RMPA | SPP_N | RMPA | External | Summer | B2 | 25 | 210 | 120.58 | 62.52 | 65.02 | 2.5 | 0
2020 | SPP_N_2_RMPA | SPP_N | RMPA | External | Summer | B3 | 75 | 210 | 46.57 | 61.99 | 64.49 | 2.5 | 0
2020 | SPP_N_2_RMPA | SPP_N | RMPA | External | Summer | B4 | 100 | 210 | 0 | 60.82 | 57.11 | 2.5 | 0
2020 | SPP_N_2_RMPA | SPP_N | RMPA | External | Summer | B5 | 200 | 210 | 0 | 56.89 | 53.56 | 2.5 | 0
2020 | SPP_N_2_RMPA | SPP_N | RMPA | External | Summer | B6 | 300 | 210 | 0 | 54.54 | 50.54 | 2.5 | 0
2020 | SPP_N_2_RMPA | SPP_N | RMPA | External | Summer | B7 | 400 | 210 | 0 | 43.51 | 42.46 | 2.5 | 0
2020 | SPP_N_2_RMPA | SPP_N | RMPA | External | Summer | B8 | 500 | 210 | 210 | 39.65 | 42.46 | 2.5 | 0.31
2020 | SPP_N_2_RMPA | SPP_N | RMPA | External | Summer | B9 | 800 | 210 | 210 | 38.38 | 42.46 | 2.5 | 1.57
2020 | SPP_N_2_RMPA | SPP_N | RMPA | External | Summer | B10 | 1262 | 210 | 210 | 36.88 | 41.05 | 2.5 | 1.67
2020 | SPP_N_2_RMPA | SPP_N | RMPA | External | Winter | B16 | 25 | 210 | 210 | 51.55 | 54.54 | 2.5 | 0.49
2020 | SPP_N_2_RMPA | SPP_N | RMPA | External | Winter | B17 | 100 | 210 | 210 | 43.49 | 47.57 | 2.5 | 1.58
2020 | SPP_N_2_RMPA | SPP_N | RMPA | External | Winter | B18 | 400 | 210 | 210 | 41.2 | 47.57 | 2.5 | 3.87
2020 | SPP_N_2_RMPA | SPP_N | RMPA | External | Winter | B19 | 700 | 210 | 210 | 40.81 | 47.57 | 2.5 | 4.26
2020 | SPP_N_2_RMPA | SPP_N | RMPA | External | Winter | B20 | 935 | 210 | 0 | 39.32 | 40.11 | 2.5 | 0
2020 | SPP_S_2_ERCOT | SPP_S | ERCOT | External | Shoulder | B11 | 25 | 800 | 0 | 58.01 | 59.04 | 2.5 | 0
2020 | SPP_S_2_ERCOT | SPP_S | ERCOT | External | Shoulder | B12 | 200 | 800 | 0 | 42.52 | 44.1 | 2.5 | 0
2020 | SPP_S_2_ERCOT | SPP_S | ERCOT | External | Shoulder | B13 | 600 | 800 | 0 | 40.63 | 40.47 | 2.5 | 0
2020 | SPP_S_2_ERCOT | SPP_S | ERCOT | External | Shoulder | B14 | 900 | 800 | 0 | 40.54 | 40.47 | 2.5 | 0
2020 | SPP_S_2_ERCOT | SPP_S | ERCOT | External | Shoulder | B15 | 1203 | 800 | 0 | 40.03 | 40.47 | 2.5 | 0
2020 | SPP_S_2_ERCOT | SPP_S | ERCOT | External | Summer | B1 | 10 | 800 | 0 | 65.33 | 61.33 | 2.5 | 0
2020 | SPP_S_2_ERCOT | SPP_S | ERCOT | External | Summer | B2 | 25 | 800 | 0 | 62.51 | 57.34 | 2.5 | 0
2020 | SPP_S_2_ERCOT | SPP_S | ERCOT | External | Summer | B3 | 75 | 800 | 0 | 61.97 | 57.34 | 2.5 | 0
2020 | SPP_S_2_ERCOT | SPP_S | ERCOT | External | Summer | B4 | 100 | 800 | 0 | 60.81 | 57.34 | 2.5 | 0
2020 | SPP_S_2_ERCOT | SPP_S | ERCOT | External | Summer | B5 | 200 | 800 | 0 | 56.88 | 57.34 | 2.5 | 0
2020 | SPP_S_2_ERCOT | SPP_S | ERCOT | External | Summer | B6 | 300 | 800 | 800 | 54.56 | 57.34 | 2.5 | 0.28
2020 | SPP_S_2_ERCOT | SPP_S | ERCOT | External | Summer | B7 | 400 | 800 | 555.83 | 43.52 | 46.02 | 2.5 | 0
2020 | SPP_S_2_ERCOT | SPP_S | ERCOT | External | Summer | B8 | 500 | 800 | 678.78 | 40.35 | 42.85 | 2.5 | 0
2020 | SPP_S_2_ERCOT | SPP_S | ERCOT | External | Summer | B9 | 800 | 800 | 0 | 39.22 | 39.32 | 2.5 | 0
2020 | SPP_S_2_ERCOT | SPP_S | ERCOT | External | Summer | B10 | 1262 | 800 | 0 | 39.14 | 39.32 | 2.5 | 0
2020 | SPP_S_2_ERCOT | SPP_S | ERCOT | External | Winter | B16 | 25 | 800 | 0 | 51.56 | 52.96 | 2.5 | 0
2020 | SPP_S_2_ERCOT | SPP_S | ERCOT | External | Winter | B17 | 100 | 800 | 0 | 43.5 | 43.2 | 2.5 | 0
2020 | SPP_S_2_ERCOT | SPP_S | ERCOT | External | Winter | B18 | 400 | 800 | 0 | 43.29 | 42.93 | 2.5 | 0
2020 | SPP_S_2_ERCOT | SPP_S | ERCOT | External | Winter | B19 | 700 | 800 | 0 | 40.82 | 42.93 | 2.5 | 0
2020 | SPP_S_2_ERCOT | SPP_S | ERCOT | External | Winter | B20 | 935 | 800 | 800 | 39.38 | 42.93 | 2.5 | 1.06
2025 | AZ_NM_SNV_Coal_2_SPP_S | AZ_NM_SNV_Coal | SPP_S | External | Shoulder | B11 | 25 | 400 | 0 | 50.98 | 56.1 | 8.17 | 0
2025 | AZ_NM_SNV_Coal_2_SPP_S | AZ_NM_SNV_Coal | SPP_S | External | Shoulder | B12 | 200 | 400 | 0 | 50.98 | 42.83 | 8.17 | 0
2025 | AZ_NM_SNV_Coal_2_SPP_S | AZ_NM_SNV_Coal | SPP_S | External | Shoulder | B13 | 600 | 400 | 0 | 50.98 | 41.2 | 8.17 | 0
2025 | AZ_NM_SNV_Coal_2_SPP_S | AZ_NM_SNV_Coal | SPP_S | External | Shoulder | B14 | 900 | 400 | 0 | 50.98 | 39.65 | 8.17 | 0
2025 | AZ_NM_SNV_Coal_2_SPP_S | AZ_NM_SNV_Coal | SPP_S | External | Shoulder | B15 | 1203 | 400 | 0 | 47.69 | 36.56 | 8.17 | 0
2025 | AZ_NM_SNV_Coal_2_SPP_S | AZ_NM_SNV_Coal | SPP_S | External | Summer | B1 | 10 | 400 | 0 | 74.43 | 49.45 | 8.17 | 0
2025 | AZ_NM_SNV_Coal_2_SPP_S | AZ_NM_SNV_Coal | SPP_S | External | Summer | B2 | 25 | 400 | 0 | 74.43 | 60.05 | 8.17 | 0
2025 | AZ_NM_SNV_Coal_2_SPP_S | AZ_NM_SNV_Coal | SPP_S | External | Summer | B3 | 75 | 400 | 0 | 74.43 | 63.75 | 8.17 | 0
2025 | AZ_NM_SNV_Coal_2_SPP_S | AZ_NM_SNV_Coal | SPP_S | External | Summer | B4 | 100 | 400 | 0 | 71.53 | 61.95 | 8.17 | 0
2025 | AZ_NM_SNV_Coal_2_SPP_S | AZ_NM_SNV_Coal | SPP_S | External | Summer | B5 | 200 | 400 | 0 | 63.72 | 59.55 | 8.17 | 0
2025 | AZ_NM_SNV_Coal_2_SPP_S | AZ_NM_SNV_Coal | SPP_S | External | Summer | B6 | 300 | 400 | 0 | 54.3 | 50.07 | 8.17 | 0
2025 | AZ_NM_SNV_Coal_2_SPP_S | AZ_NM_SNV_Coal | SPP_S | External | Summer | B7 | 400 | 400 | 0 | 50.91 | 42.21 | 8.17 | 0
2025 | AZ_NM_SNV_Coal_2_SPP_S | AZ_NM_SNV_Coal | SPP_S | External | Summer | B8 | 500 | 400 | 0 | 50.91 | 41.28 | 8.17 | 0
2025 | AZ_NM_SNV_Coal_2_SPP_S | AZ_NM_SNV_Coal | SPP_S | External | Summer | B9 | 800 | 400 | 0 | 50.88 | 39.08 | 8.17 | 0
2025 | AZ_NM_SNV_Coal_2_SPP_S | AZ_NM_SNV_Coal | SPP_S | External | Summer | B10 | 1262 | 400 | 0 | 49.46 | 35.7 | 8.17 | 0
2025 | AZ_NM_SNV_Coal_2_SPP_S | AZ_NM_SNV_Coal | SPP_S | External | Winter | B16 | 25 | 400 | 0 | 54.14 | 47.53 | 8.17 | 0
2025 | AZ_NM_SNV_Coal_2_SPP_S | AZ_NM_SNV_Coal | SPP_S | External | Winter | B17 | 100 | 400 | 0 | 54.14 | 44.42 | 8.17 | 0
2025 | AZ_NM_SNV_Coal_2_SPP_S | AZ_NM_SNV_Coal | SPP_S | External | Winter | B18 | 400 | 400 | 0 | 54.14 | 42.5 | 8.17 | 0
2025 | AZ_NM_SNV_Coal_2_SPP_S | AZ_NM_SNV_Coal | SPP_S | External | Winter | B19 | 700 | 400 | 0 | 54.14 | 41.25 | 8.17 | 0
2025 | AZ_NM_SNV_Coal_2_SPP_S | AZ_NM_SNV_Coal | SPP_S | External | Winter | B20 | 935 | 400 | 0 | 50.65 | 35.15 | 8.17 | 0
2025 | ERCOT_2_SPP_S | ERCOT | SPP_S | External | Shoulder | B11 | 25 | 800 | 0 | 62.42 | 56.1 | 4 | 0
2025 | ERCOT_2_SPP_S | ERCOT | SPP_S | External | Shoulder | B12 | 200 | 800 | 0 | 46.59 | 42.83 | 4 | 0
2025 | ERCOT_2_SPP_S | ERCOT | SPP_S | External | Shoulder | B13 | 600 | 800 | 0 | 42.74 | 41.2 | 4 | 0
2025 | ERCOT_2_SPP_S | ERCOT | SPP_S | External | Shoulder | B14 | 900 | 800 | 0 | 42.74 | 39.65 | 4 | 0
2025 | ERCOT_2_SPP_S | ERCOT | SPP_S | External | Shoulder | B15 | 1203 | 800 | 0 | 42.74 | 36.56 | 4 | 0
2025 | ERCOT_2_SPP_S | ERCOT | SPP_S | External | Summer | B1 | 10 | 800 | 0 | 60.55 | 49.45 | 4 | 0
2025 | ERCOT_2_SPP_S | ERCOT | SPP_S | External | Summer | B2 | 25 | 800 | 0 | 60.55 | 60.05 | 4 | 0
2025 | ERCOT_2_SPP_S | ERCOT | SPP_S | External | Summer | B3 | 75 | 800 | 0 | 60.55 | 63.75 | 4 | 0
2025 | ERCOT_2_SPP_S | ERCOT | SPP_S | External | Summer | B4 | 100 | 800 | 0 | 60.55 | 61.95 | 4 | 0
2025 | ERCOT_2_SPP_S | ERCOT | SPP_S | External | Summer | B5 | 200 | 800 | 0 | 60.55 | 59.55 | 4 | 0
2025 | ERCOT_2_SPP_S | ERCOT | SPP_S | External | Summer | B6 | 300 | 800 | 0 | 60.55 | 50.07 | 4 | 0
2025 | ERCOT_2_SPP_S | ERCOT | SPP_S | External | Summer | B7 | 400 | 800 | 0 | 45.22 | 42.21 | 4 | 0
2025 | ERCOT_2_SPP_S | ERCOT | SPP_S | External | Summer | B8 | 500 | 800 | 0 | 43.2 | 41.28 | 4 | 0
2025 | ERCOT_2_SPP_S | ERCOT | SPP_S | External | Summer | B9 | 800 | 800 | 0 | 41.49 | 39.08 | 4 | 0
2025 | ERCOT_2_SPP_S | ERCOT | SPP_S | External | Summer | B10 | 1262 | 800 | 0 | 41.49 | 35.7 | 4 | 0
2025 | ERCOT_2_SPP_S | ERCOT | SPP_S | External | Winter | B16 | 25 | 800 | 0 | 49.57 | 47.53 | 4 | 0
2025 | ERCOT_2_SPP_S | ERCOT | SPP_S | External | Winter | B17 | 100 | 800 | 0 | 45.46 | 44.42 | 4 | 0
2025 | ERCOT_2_SPP_S | ERCOT | SPP_S | External | Winter | B18 | 400 | 800 | 0 | 45.46 | 42.5 | 4 | 0
2025 | ERCOT_2_SPP_S | ERCOT | SPP_S | External | Winter | B19 | 700 | 800 | 0 | 45.46 | 41.25 | 4 | 0
2025 | ERCOT_2_SPP_S | ERCOT | SPP_S | External | Winter | B20 | 935 | 800 | 0 | 40.72 | 35.15 | 4 | 0
2025 | MAPP_US_2_RMPA | MAPP_US | RMPA | External | Shoulder | B11 | 25 | 200 | 0 | 52.59 | 47.31 | 4 | 0
2025 | MAPP_US_2_RMPA | MAPP_US | RMPA | External | Shoulder | B12 | 200 | 200 | 200 | 41.82 | 47.31 | 4 | 1.49
2025 | MAPP_US_2_RMPA | MAPP_US | RMPA | External | Shoulder | B13 | 600 | 200 | 200 | 40.15 | 45.88 | 4 | 1.73
2025 | MAPP_US_2_RMPA | MAPP_US | RMPA | External | Shoulder | B14 | 900 | 200 | 200 | 38.64 | 45.88 | 4 | 3.24
2025 | MAPP_US_2_RMPA | MAPP_US | RMPA | External | Shoulder | B15 | 1203 | 200 | 200 | 35.56 | 42.81 | 4 | 3.25
2025 | MAPP_US_2_RMPA | MAPP_US | RMPA | External | Summer | B1 | 10 | 200 | 0 | 65.21 | 69.07 | 4 | 0
2025 | MAPP_US_2_RMPA | MAPP_US | RMPA | External | Summer | B2 | 25 | 200 | 0 | 63.98 | 67.48 | 4 | 0
2025 | MAPP_US_2_RMPA | MAPP_US | RMPA | External | Summer | B3 | 75 | 200 | 0 | 62.76 | 66.27 | 4 | 0
2025 | MAPP_US_2_RMPA | MAPP_US | RMPA | External | Summer | B4 | 100 | 200 | 0 | 60.95 | 59.05 | 4 | 0
2025 | MAPP_US_2_RMPA | MAPP_US | RMPA | External | Summer | B5 | 200 | 200 | 0 | 58.55 | 55.56 | 4 | 0
2025 | MAPP_US_2_RMPA | MAPP_US | RMPA | External | Summer | B6 | 300 | 200 | 0 | 49.05 | 46.05 | 4 | 0
2025 | MAPP_US_2_RMPA | MAPP_US | RMPA | External | Summer | B7 | 400 | 200 | 200 | 40.38 | 45.32 | 4 | 0.93
2025 | MAPP_US_2_RMPA | MAPP_US | RMPA | External | Summer | B8 | 500 | 200 | 200 | 34.78 | 43.28 | 4 | 4.5
2025 | MAPP_US_2_RMPA | MAPP_US | RMPA | External | Summer | B9 | 800 | 200 | 200 | 34.78 | 42.72 | 4 | 3.94
2025 | MAPP_US_2_RMPA | MAPP_US | RMPA | External | Summer | B10 | 1262 | 200 | 200 | 31.71 | 41.3 | 4 | 5.59
2025 | MAPP_US_2_RMPA | MAPP_US | RMPA | External | Winter | B16 | 25 | 200 | 200 | 44.03 | 51.05 | 4 | 3.02
2025 | MAPP_US_2_RMPA | MAPP_US | RMPA | External | Winter | B17 | 100 | 200 | 200 | 43.4 | 51.05 | 4 | 3.65
2025 | MAPP_US_2_RMPA | MAPP_US | RMPA | External | Winter | B18 | 400 | 200 | 200 | 41.49 | 50.02 | 4 | 4.53
2025 | MAPP_US_2_RMPA | MAPP_US | RMPA | External | Winter | B19 | 700 | 200 | 200 | 40.24 | 50.02 | 4 | 5.78
2025 | MAPP_US_2_RMPA | MAPP_US | RMPA | External | Winter | B20 | 935 | 200 | 0 | 34.14 | 37.65 | 4 | 0
2025 | NE_2_RMPA | NE | RMPA | External | Shoulder | B11 | 25 | 310 | 0 | 56.09 | 47.31 | 2.5 | 0
2025 | NE_2_RMPA | NE | RMPA | External | Shoulder | B12 | 200 | 310 | 310 | 42.83 | 47.31 | 2.5 | 1.98
2025 | NE_2_RMPA | NE | RMPA | External | Shoulder | B13 | 600 | 310 | 310 | 41.18 | 45.88 | 2.5 | 2.19
2025 | NE_2_RMPA | NE | RMPA | External | Shoulder | B14 | 900 | 310 | 310 | 39.64 | 45.88 | 2.5 | 3.74
2025 | NE_2_RMPA | NE | RMPA | External | Shoulder | B15 | 1203 | 310 | 310 | 36.56 | 42.81 | 2.5 | 3.75
2025 | NE_2_RMPA | NE | RMPA | External | Summer | B1 | 10 | 310 | 310 | 66.21 | 69.07 | 2.5 | 0.36
2025 | NE_2_RMPA | NE | RMPA | External | Summer | B2 | 25 | 310 | 295.37 | 64.98 | 67.48 | 2.5 | 0
2025 | NE_2_RMPA | NE | RMPA | External | Summer | B3 | 75 | 310 | 309.99 | 63.75 | 66.27 | 2.5 | 0.01
2025 | NE_2_RMPA | NE | RMPA | External | Summer | B4 | 100 | 310 | 0 | 61.95 | 59.05 | 2.5 | 0
2025 | NE_2_RMPA | NE | RMPA | External | Summer | B5 | 200 | 310 | 0 | 59.55 | 55.56 | 2.5 | 0
2025 | NE_2_RMPA | NE | RMPA | External | Summer | B6 | 300 | 310 | 0 | 50.05 | 46.05 | 2.5 | 0
2025 | NE_2_RMPA | NE | RMPA | External | Summer | B7 | 400 | 310 | 310 | 42.19 | 45.32 | 2.5 | 0.63
2025 | NE_2_RMPA | NE | RMPA | External | Summer | B8 | 500 | 310 | 310 | 36.9 | 43.28 | 2.5 | 3.89
2025 | NE_2_RMPA | NE | RMPA | External | Summer | B9 | 800 | 310 | 310 | 35.78 | 42.72 | 2.5 | 4.44
2025 | NE_2_RMPA | NE | RMPA | External | Summer | B10 | 1262 | 310 | 310 | 32.71 | 41.3 | 2.5 | 6.09
2025 | NE_2_RMPA | NE | RMPA | External | Winter | B16 | 25 | 310 | 310 | 47.53 | 51.05 | 2.5 | 1.02
2025 | NE_2_RMPA | NE | RMPA | External | Winter | B17 | 100 | 310 | 310 | 44.41 | 51.05 | 2.5 | 4.14
2025 | NE_2_RMPA | NE | RMPA | External | Winter | B18 | 400 | 310 | 310 | 42.49 | 50.02 | 2.5 | 5.03
2025 | NE_2_RMPA | NE | RMPA | External | Winter | B19 | 700 | 310 | 310 | 41.24 | 50.02 | 2.5 | 6.28
2025 | NE_2_RMPA | NE | RMPA | External | Winter | B20 | 935 | 310 | 310 | 35.14 | 37.65 | 2.5 | 0.01
2025 | NWPP_Coal_2_MAPP_US | NWPP_Coal | MAPP_US | External | Shoulder | B11 | 25 | 150 | 0 | 50.97 | 52.59 | 4 | 0
2025 | NWPP_Coal_2_MAPP_US | NWPP_Coal | MAPP_US | External | Shoulder | B12 | 200 | 150 | 0 | 50.97 | 41.82 | 4 | 0
2025 | NWPP_Coal_2_MAPP_US | NWPP_Coal | MAPP_US | External | Shoulder | B13 | 600 | 150 | 0 | 50.97 | 40.15 | 4 | 0
2025 | NWPP_Coal_2_MAPP_US | NWPP_Coal | MAPP_US | External | Shoulder | B14 | 900 | 150 | 0 | 50.97 | 38.64 | 4 | 0
2025 | NWPP_Coal_2_MAPP_US | NWPP_Coal | MAPP_US | External | Shoulder | B15 | 1203 | 150 | 0 | 50.97 | 35.56 | 4 | 0
2025 | NWPP_Coal_2_MAPP_US | NWPP_Coal | MAPP_US | External | Summer | B1 | 10 | 150 | 150 | 60.9 | 65.21 | 4 | 0.31
2025 | NWPP_Coal_2_MAPP_US | NWPP_Coal | MAPP_US | External | Summer | B2 | 25 | 150 | 143.3 | 59.98 | 63.98 | 4 | 0
2025 | NWPP_Coal_2_MAPP_US | NWPP_Coal | MAPP_US | External | Summer | B3 | 75 | 150 | 150 | 50.88 | 62.76 | 4 | 7.87
2025 | NWPP_Coal_2_MAPP_US | NWPP_Coal | MAPP_US | External | Summer | B4 | 100 | 150 | 150 | 50.88 | 60.95 | 4 | 6.07
2025 | NWPP_Coal_2_MAPP_US | NWPP_Coal | MAPP_US | External | Summer | B5 | 200 | 150 | 150 | 50.88 | 58.55 | 4 | 3.67
2025 | NWPP_Coal_2_MAPP_US | NWPP_Coal | MAPP_US | External | Summer | B6 | 300 | 150 | 0 | 50.88 | 49.05 | 4 | 0
2025 | NWPP_Coal_2_MAPP_US | NWPP_Coal | MAPP_US | External | Summer | B7 | 400 | 150 | 0 | 50.88 | 40.38 | 4 | 0
2025 | NWPP_Coal_2_MAPP_US | NWPP_Coal | MAPP_US | External | Summer | B8 | 500 | 150 | 0 | 50.88 | 34.78 | 4 | 0
2025 | NWPP_Coal_2_MAPP_US | NWPP_Coal | MAPP_US | External | Summer | B9 | 800 | 150 | 0 | 50.88 | 34.78 | 4 | 0
2025 | NWPP_Coal_2_MAPP_US | NWPP_Coal | MAPP_US | External | Summer | B10 | 1262 | 150 | 0 | 50.88 | 31.71 | 4 | 0
2025 | NWPP_Coal_2_MAPP_US | NWPP_Coal | MAPP_US | External | Winter | B16 | 25 | 150 | 0 | 54.13 | 44.03 | 4 | 0
2025 | NWPP_Coal_2_MAPP_US | NWPP_Coal | MAPP_US | External | Winter | B17 | 100 | 150 | 0 | 54.13 | 43.4 | 4 | 0
2025 | NWPP_Coal_2_MAPP_US | NWPP_Coal | MAPP_US | External | Winter | B18 | 400 | 150 | 0 | 54.13 | 41.49 | 4 | 0
2025 | NWPP_Coal_2_MAPP_US | NWPP_Coal | MAPP_US | External | Winter | B19 | 700 | 150 | 0 | 54.13 | 40.24 | 4 | 0
2025 | NWPP_Coal_2_MAPP_US | NWPP_Coal | MAPP_US | External | Winter | B20 | 935 | 150 | 0 | 54.13 | 34.14 | 4 | 0
2025 | RMPA_2_MAPP_US | RMPA | MAPP_US | External | Shoulder | B11 | 25 | 200 | 200 | 47.31 | 52.59 | 4 | 1.28
2025 | RMPA_2_MAPP_US | RMPA | MAPP_US | External | Shoulder | B12 | 200 | 200 | 0 | 47.31 | 41.82 | 4 | 0
2025 | RMPA_2_MAPP_US | RMPA | MAPP_US | External | Shoulder | B13 | 600 | 200 | 0 | 45.88 | 40.15 | 4 | 0
2025 | RMPA_2_MAPP_US | RMPA | MAPP_US | External | Shoulder | B14 | 900 | 200 | 0 | 45.88 | 38.64 | 4 | 0
2025 | RMPA_2_MAPP_US | RMPA | MAPP_US | External | Shoulder | B15 | 1203 | 200 | 0 | 42.81 | 35.56 | 4 | 0
2025 | RMPA_2_MAPP_US | RMPA | MAPP_US | External | Summer | B1 | 10 | 200 | 0 | 69.07 | 65.21 | 4 | 0
2025 | RMPA_2_MAPP_US | RMPA | MAPP_US | External | Summer | B2 | 25 | 200 | 0 | 67.48 | 63.98 | 4 | 0
2025 | RMPA_2_MAPP_US | RMPA | MAPP_US | External | Summer | B3 | 75 | 200 | 0 | 66.27 | 62.76 | 4 | 0
2025 | RMPA_2_MAPP_US | RMPA | MAPP_US | External | Summer | B4 | 100 | 200 | 0 | 59.05 | 60.95 | 4 | 0
2025 | RMPA_2_MAPP_US | RMPA | MAPP_US | External | Summer | B5 | 200 | 200 | 0 | 55.56 | 58.55 | 4 | 0
2025 | RMPA_2_MAPP_US | RMPA | MAPP_US | External | Summer | B6 | 300 | 200 | 0 | 46.05 | 49.05 | 4 | 0
2025 | RMPA_2_MAPP_US | RMPA | MAPP_US | External | Summer | B7 | 400 | 200 | 0 | 45.32 | 40.38 | 4 | 0
2025 | RMPA_2_MAPP_US | RMPA | MAPP_US | External | Summer | B8 | 500 | 200 | 0 | 43.28 | 34.78 | 4 | 0
2025 | RMPA_2_MAPP_US | RMPA | MAPP_US | External | Summer | B9 | 800 | 200 | 0 | 42.72 | 34.78 | 4 | 0
2025 | RMPA_2_MAPP_US | RMPA | MAPP_US | External | Summer | B10 | 1262 | 200 | 0 | 41.3 | 31.71 | 4 | 0
2025 | RMPA_2_MAPP_US | RMPA | MAPP_US | External | Winter | B16 | 25 | 200 | 0 | 51.05 | 44.03 | 4 | 0
2025 | RMPA_2_MAPP_US | RMPA | MAPP_US | External | Winter | B17 | 100 | 200 | 0 | 51.05 | 43.4 | 4 | 0
2025 | RMPA_2_MAPP_US | RMPA | MAPP_US | External | Winter | B18 | 400 | 200 | 0 | 50.02 | 41.49 | 4 | 0
2025 | RMPA_2_MAPP_US | RMPA | MAPP_US | External | Winter | B19 | 700 | 200 | 0 | 50.02 | 40.24 | 4 | 0
2025 | RMPA_2_MAPP_US | RMPA | MAPP_US | External | Winter | B20 | 935 | 200 | 0 | 37.65 | 34.14 | 4 | 0
2025 | RMPA_2_NE | RMPA | NE | External | Shoulder | B11 | 25 | 310 | 310 | 47.31 | 56.09 | 4 | 4.78
2025 | RMPA_2_NE | RMPA | NE | External | Shoulder | B12 | 200 | 310 | 0 | 47.31 | 42.83 | 4 | 0
2025 | RMPA_2_NE | RMPA | NE | External | Shoulder | B13 | 600 | 310 | 0 | 45.88 | 41.18 | 4 | 0
2025 | RMPA_2_NE | RMPA | NE | External | Shoulder | B14 | 900 | 310 | 0 | 45.88 | 39.64 | 4 | 0
2025 | RMPA_2_NE | RMPA | NE | External | Shoulder | B15 | 1203 | 310 | 0 | 42.81 | 36.56 | 4 | 0
2025 | RMPA_2_NE | RMPA | NE | External | Summer | B1 | 10 | 310 | 0 | 69.07 | 66.21 | 4 | 0
2025 | RMPA_2_NE | RMPA | NE | External | Summer | B2 | 25 | 310 | 0 | 67.48 | 64.98 | 4 | 0
2025 | RMPA_2_NE | RMPA | NE | External | Summer | B3 | 75 | 310 | 0 | 66.27 | 63.75 | 4 | 0
2025 | RMPA_2_NE | RMPA | NE | External | Summer | B4 | 100 | 310 | 0 | 59.05 | 61.95 | 4 | 0
2025 | RMPA_2_NE | RMPA | NE | External | Summer | B5 | 200 | 310 | 23.87 | 55.56 | 59.55 | 4 | 0
2025 | RMPA_2_NE | RMPA | NE | External | Summer | B6 | 300 | 310 | 167.7 | 46.05 | 50.05 | 4 | 0
2025 | RMPA_2_NE | RMPA | NE | External | Summer | B7 | 400 | 310 | 0 | 45.32 | 42.19 | 4 | 0
2025 | RMPA_2_NE | RMPA | NE | External | Summer | B8 | 500 | 310 | 0 | 43.28 | 36.9 | 4 | 0
2025 | RMPA_2_NE | RMPA | NE | External | Summer | B9 | 800 | 310 | 0 | 42.72 | 35.78 | 4 | 0
2025 | RMPA_2_NE | RMPA | NE | External | Summer | B10 | 1262 | 310 | 0 | 41.3 | 32.71 | 4 | 0
2025 | RMPA_2_NE | RMPA | NE | External | Winter | B16 | 25 | 310 | 0 | 51.05 | 47.53 | 4 | 0
2025 | RMPA_2_NE | RMPA | NE | External | Winter | B17 | 100 | 310 | 0 | 51.05 | 44.41 | 4 | 0
2025 | RMPA_2_NE | RMPA | NE | External | Winter | B18 | 400 | 310 | 0 | 50.02 | 42.49 | 4 | 0
2025 | RMPA_2_NE | RMPA | NE | External | Winter | B19 | 700 | 310 | 0 | 50.02 | 41.24 | 4 | 0
2025 | RMPA_2_NE | RMPA | NE | External | Winter | B20 | 935 | 310 | 0 | 37.65 | 35.14 | 4 | 0
2025 | RMPA_2_SPP_N | RMPA | SPP_N | External | Shoulder | B11 | 25 | 210 | 210 | 47.31 | 56.1 | 4 | 4.79
2025 | RMPA_2_SPP_N | RMPA | SPP_N | External | Shoulder | B12 | 200 | 210 | 0 | 47.31 | 42.84 | 4 | 0
2025 | RMPA_2_SPP_N | RMPA | SPP_N | External | Shoulder | B13 | 600 | 210 | 0 | 45.88 | 41.2 | 4 | 0
2025 | RMPA_2_SPP_N | RMPA | SPP_N | External | Shoulder | B14 | 900 | 210 | 0 | 45.88 | 39.65 | 4 | 0
2025 | RMPA_2_SPP_N | RMPA | SPP_N | External | Shoulder | B15 | 1203 | 210 | 0 | 42.81 | 36.57 | 4 | 0
2025 | RMPA_2_SPP_N | RMPA | SPP_N | External | Summer | B1 | 10 | 210 | 0 | 69.07 | 66.22 | 4 | 0
2025 | RMPA_2_SPP_N | RMPA | SPP_N | External | Summer | B2 | 25 | 210 | 0 | 67.48 | 64.99 | 4 | 0
2025 | RMPA_2_SPP_N | RMPA | SPP_N | External | Summer | B3 | 75 | 210 | 0 | 66.27 | 63.77 | 4 | 0
2025 | RMPA_2_SPP_N | RMPA | SPP_N | External | Summer | B4 | 100 | 210 | 0 | 59.05 | 61.97 | 4 | 0
2025 | RMPA_2_SPP_N | RMPA | SPP_N | External | Summer | B5 | 200 | 210 | 210 | 55.56 | 59.57 | 4 | 0.01
2025 | RMPA_2_SPP_N | RMPA | SPP_N | External | Summer | B6 | 300 | 210 | 210 | 46.05 | 50.06 | 4 | 0.01
2025 | RMPA_2_SPP_N | RMPA | SPP_N | External | Summer | B7 | 400 | 210 | 0 | 45.32 | 42.2 | 4 | 0
2025 | RMPA_2_SPP_N | RMPA | SPP_N | External | Summer | B8 | 500 | 210 | 0 | 43.28 | 40.78 | 4 | 0
2025 | RMPA_2_SPP_N | RMPA | SPP_N | External | Summer | B9 | 800 | 210 | 0 | 42.72 | 39.06 | 4 | 0
2025 | RMPA_2_SPP_N | RMPA | SPP_N | External | Summer | B10 | 1262 | 210 | 0 | 41.3 | 35.69 | 4 | 0
2025 | RMPA_2_SPP_N | RMPA | SPP_N | External | Winter | B16 | 25 | 210 | 0 | 51.05 | 47.54 | 4 | 0
2025 | RMPA_2_SPP_N | RMPA | SPP_N | External | Winter | B17 | 100 | 210 | 0 | 51.05 | 44.42 | 4 | 0
2025 | RMPA_2_SPP_N | RMPA | SPP_N | External | Winter | B18 | 400 | 210 | 0 | 50.02 | 42.5 | 4 | 0
2025 | RMPA_2_SPP_N | RMPA | SPP_N | External | Winter | B19 | 700 | 210 | 0 | 50.02 | 41.25 | 4 | 0
2025 | RMPA_2_SPP_N | RMPA | SPP_N | External | Winter | B20 | 935 | 210 | 0 | 37.65 | 35.15 | 4 | 0
2025 | SPP_N_2_RMPA | SPP_N | RMPA | External | Shoulder | B11 | 25 | 210 | 0 | 56.1 | 47.31 | 2.5 | 0
2025 | SPP_N_2_RMPA | SPP_N | RMPA | External | Shoulder | B12 | 200 | 210 | 210 | 42.84 | 47.31 | 2.5 | 1.97
2025 | SPP_N_2_RMPA | SPP_N | RMPA | External | Shoulder | B13 | 600 | 210 | 210 | 41.2 | 45.88 | 2.5 | 2.18
2025 | SPP_N_2_RMPA | SPP_N | RMPA | External | Shoulder | B14 | 900 | 210 | 210 | 39.65 | 45.88 | 2.5 | 3.73
2025 | SPP_N_2_RMPA | SPP_N | RMPA | External | Shoulder | B15 | 1203 | 210 | 210 | 36.57 | 42.81 | 2.5 | 3.73
2025 | SPP_N_2_RMPA | SPP_N | RMPA | External | Summer | B1 | 10 | 210 | 210 | 66.22 | 69.07 | 2.5 | 0.35
2025 | SPP_N_2_RMPA | SPP_N | RMPA | External | Summer | B2 | 25 | 210 | 0.02 | 64.99 | 67.48 | 2.5 | 0
2025 | SPP_N_2_RMPA | SPP_N | RMPA | External | Summer | B3 | 75 | 210 | 45.1 | 63.77 | 66.27 | 2.5 | 0
2025 | SPP_N_2_RMPA | SPP_N | RMPA | External | Summer | B4 | 100 | 210 | 0 | 61.97 | 59.05 | 2.5 | 0
2025 | SPP_N_2_RMPA | SPP_N | RMPA | External | Summer | B5 | 200 | 210 | 0 | 59.57 | 55.56 | 2.5 | 0
2025 | SPP_N_2_RMPA | SPP_N | RMPA | External | Summer | B6 | 300 | 210 | 0 | 50.06 | 46.05 | 2.5 | 0
2025 | SPP_N_2_RMPA | SPP_N | RMPA | External | Summer | B7 | 400 | 210 | 210 | 42.2 | 45.32 | 2.5 | 0.61
2025 | SPP_N_2_RMPA | SPP_N | RMPA | External | Summer | B8 | 500 | 210 | 188.27 | 40.78 | 43.28 | 2.5 | 0
2025 | SPP_N_2_RMPA | SPP_N | RMPA | External | Summer | B9 | 800 | 210 | 210 | 39.06 | 42.72 | 2.5 | 1.15
2025 | SPP_N_2_RMPA | SPP_N | RMPA | External | Summer | B10 | 1262 | 210 | 210 | 35.69 | 41.3 | 2.5 | 3.1
2025 | SPP_N_2_RMPA | SPP_N | RMPA | External | Winter | B16 | 25 | 210 | 210 | 47.54 | 51.05 | 2.5 | 1
2025 | SPP_N_2_RMPA | SPP_N | RMPA | External | Winter | B17 | 100 | 210 | 210 | 44.42 | 51.05 | 2.5 | 4.12
2025 | SPP_N_2_RMPA | SPP_N | RMPA | External | Winter | B18 | 400 | 210 | 210 | 42.5 | 50.02 | 2.5 | 5.02
2025 | SPP_N_2_RMPA | SPP_N | RMPA | External | Winter | B19 | 700 | 210 | 210 | 41.25 | 50.02 | 2.5 | 6.27
2025 | SPP_N_2_RMPA | SPP_N | RMPA | External | Winter | B20 | 935 | 210 | 118.05 | 35.15 | 37.65 | 2.5 | 0
2025 | SPP_S_2_ERCOT | SPP_S | ERCOT | External | Shoulder | B11 | 25 | 800 | 800 | 56.1 | 62.42 | 2.5 | 3.82
2025 | SPP_S_2_ERCOT | SPP_S | ERCOT | External | Shoulder | B12 | 200 | 800 | 800 | 42.83 | 46.59 | 2.5 | 1.26
2025 | SPP_S_2_ERCOT | SPP_S | ERCOT | External | Shoulder | B13 | 600 | 800 | 0 | 41.2 | 42.74 | 2.5 | 0
2025 | SPP_S_2_ERCOT | SPP_S | ERCOT | External | Shoulder | B14 | 900 | 800 | 800 | 39.65 | 42.74 | 2.5 | 0.59
2025 | SPP_S_2_ERCOT | SPP_S | ERCOT | External | Shoulder | B15 | 1203 | 800 | 800 | 36.56 | 42.74 | 2.5 | 3.68
2025 | SPP_S_2_ERCOT | SPP_S | ERCOT | External | Summer | B1 | 10 | 800 | 800 | 49.45 | 60.55 | 2.5 | 8.61
2025 | SPP_S_2_ERCOT | SPP_S | ERCOT | External | Summer | B2 | 25 | 800 | 0 | 60.05 | 60.55 | 2.5 | 0
2025 | SPP_S_2_ERCOT | SPP_S | ERCOT | External | Summer | B3 | 75 | 800 | 0 | 63.75 | 60.55 | 2.5 | 0
2025 | SPP_S_2_ERCOT | SPP_S | ERCOT | External | Summer | B4 | 100 | 800 | 0 | 61.95 | 60.55 | 2.5 | 0
2025 | SPP_S_2_ERCOT | SPP_S | ERCOT | External | Summer | B5 | 200 | 800 | 0 | 59.55 | 60.55 | 2.5 | 0
2025 | SPP_S_2_ERCOT | SPP_S | ERCOT | External | Summer | B6 | 300 | 800 | 800 | 50.07 | 60.55 | 2.5 | 7.98
2025 | SPP_S_2_ERCOT | SPP_S | ERCOT | External | Summer | B7 | 400 | 800 | 800 | 42.21 | 45.22 | 2.5 | 0.5
2025 | SPP_S_2_ERCOT | SPP_S | ERCOT | External | Summer | B8 | 500 | 800 | 0 | 41.28 | 43.2 | 2.5 | 0
2025 | SPP_S_2_ERCOT | SPP_S | ERCOT | External | Summer | B9 | 800 | 800 | 0 | 39.08 | 41.49 | 2.5 | 0
2025 | SPP_S_2_ERCOT | SPP_S | ERCOT | External | Summer | B10 | 1262 | 800 | 800 | 35.7 | 41.49 | 2.5 | 3.28
2025 | SPP_S_2_ERCOT | SPP_S | ERCOT | External | Winter | B16 | 25 | 800 | 0 | 47.53 | 49.57 | 2.5 | 0
2025 | SPP_S_2_ERCOT | SPP_S | ERCOT | External | Winter | B17 | 100 | 800 | 0 | 44.42 | 45.46 | 2.5 | 0
2025 | SPP_S_2_ERCOT | SPP_S | ERCOT | External | Winter | B18 | 400 | 800 | 800 | 42.5 | 45.46 | 2.5 | 0.46
2025 | SPP_S_2_ERCOT | SPP_S | ERCOT | External | Winter | B19 | 700 | 800 | 800 | 41.25 | 45.46 | 2.5 | 1.7
2025 | SPP_S_2_ERCOT | SPP_S | ERCOT | External | Winter | B20 | 935 | 800 | 800 | 35.15 | 40.72 | 2.5 | 3.07
2030 | AZ_NM_SNV_Coal_2_SPP_S | AZ_NM_SNV_Coal | SPP_S | External | Shoulder | B11 | 25 | 400 | 0 | 57.33 | 47.43 | 8.17 | 0
2030 | AZ_NM_SNV_Coal_2_SPP_S | AZ_NM_SNV_Coal | SPP_S | External | Shoulder | B12 | 200 | 400 | 0 | 56.54 | 42.84 | 8.17 | 0
2030 | AZ_NM_SNV_Coal_2_SPP_S | AZ_NM_SNV_Coal | SPP_S | External | Shoulder | B13 | 600 | 400 | 0 | 56.53 | 38.05 | 8.17 | 0
2030 | AZ_NM_SNV_Coal_2_SPP_S | AZ_NM_SNV_Coal | SPP_S | External | Shoulder | B14 | 900 | 400 | 0 | 56.53 | 27.24 | 8.17 | 0
2030 | AZ_NM_SNV_Coal_2_SPP_S | AZ_NM_SNV_Coal | SPP_S | External | Shoulder | B15 | 1203 | 400 | 0 | 50.86 | 23.02 | 8.17 | 0
2030 | AZ_NM_SNV_Coal_2_SPP_S | AZ_NM_SNV_Coal | SPP_S | External | Summer | B1 | 10 | 400 | 0 | 83.47 | 43.58 | 8.17 | 0
2030 | AZ_NM_SNV_Coal_2_SPP_S | AZ_NM_SNV_Coal | SPP_S | External | Summer | B2 | 25 | 400 | 0 | 83.47 | 62.94 | 8.17 | 0
2030 | AZ_NM_SNV_Coal_2_SPP_S | AZ_NM_SNV_Coal | SPP_S | External | Summer | B3 | 75 | 400 | 0 | 83.47 | 65.71 | 8.17 | 0
2030 | AZ_NM_SNV_Coal_2_SPP_S | AZ_NM_SNV_Coal | SPP_S | External | Summer | B4 | 100 | 400 | 0 | 76.39 | 63.47 | 8.17 | 0
2030 | AZ_NM_SNV_Coal_2_SPP_S | AZ_NM_SNV_Coal | SPP_S | External | Summer | B5 | 200 | 400 | 0 | 75.15 | 61.94 | 8.17 | 0
2030 | AZ_NM_SNV_Coal_2_SPP_S | AZ_NM_SNV_Coal | SPP_S | External | Summer | B6 | 300 | 400 | 0 | 64.66 | 46.09 | 8.17 | 0
2030 | AZ_NM_SNV_Coal_2_SPP_S | AZ_NM_SNV_Coal | SPP_S | External | Summer | B7 | 400 | 400 | 0 | 56.51 | 43.58 | 8.17 | 0
2030 | AZ_NM_SNV_Coal_2_SPP_S | AZ_NM_SNV_Coal | SPP_S | External | Summer | B8 | 500 | 400 | 0 | 56.51 | 41.37 | 8.17 | 0
2030 | AZ_NM_SNV_Coal_2_SPP_S | AZ_NM_SNV_Coal | SPP_S | External | Summer | B9 | 800 | 400 | 0 | 56.49 | 39.74 | 8.17 | 0
2030 | AZ_NM_SNV_Coal_2_SPP_S | AZ_NM_SNV_Coal | SPP_S | External | Summer | B10 | 1262 | 400 | 0 | 53.47 | 31.05 | 8.17 | 0
2030 | AZ_NM_SNV_Coal_2_SPP_S | AZ_NM_SNV_Coal | SPP_S | External | Winter | B16 | 25 | 400 | 0 | 60.82 | 34.87 | 8.17 | 0
2030 | AZ_NM_SNV_Coal_2_SPP_S | AZ_NM_SNV_Coal | SPP_S | External | Winter | B17 | 100 | 400 | 0 | 60.56 | 32.82 | 8.17 | 0
2030 | AZ_NM_SNV_Coal_2_SPP_S | AZ_NM_SNV_Coal | SPP_S | External | Winter | B18 | 400 | 400 | 0 | 60.56 | 35.42 | 8.17 | 0
2030 | AZ_NM_SNV_Coal_2_SPP_S | AZ_NM_SNV_Coal | SPP_S | External | Winter | B19 | 700 | 400 | 0 | 60.56 | 34.17 | 8.17 | 0
2030 | AZ_NM_SNV_Coal_2_SPP_S | AZ_NM_SNV_Coal | SPP_S | External | Winter | B20 | 935 | 400 | 0 | 53.63 | 25.24 | 8.17 | 0
2030 | ERCOT_2_SPP_S | ERCOT | SPP_S | External | Shoulder | B11 | 25 | 800 | 0 | 66.03 | 47.43 | 4 | 0
2030 | ERCOT_2_SPP_S | ERCOT | SPP_S | External | Shoulder | B12 | 200 | 800 | 0 | 49.25 | 42.84 | 4 | 0
2030 | ERCOT_2_SPP_S | ERCOT | SPP_S | External | Shoulder | B13 | 600 | 800 | 0 | 45.17 | 38.05 | 4 | 0
2030 | ERCOT_2_SPP_S | ERCOT | SPP_S | External | Shoulder | B14 | 900 | 800 | 0 | 45.17 | 27.24 | 4 | 0
2030 | ERCOT_2_SPP_S | ERCOT | SPP_S | External | Shoulder | B15 | 1203 | 800 | 0 | 41.22 | 23.02 | 4 | 0
2030 | ERCOT_2_SPP_S | ERCOT | SPP_S | External | Summer | B1 | 10 | 800 | 0 | 63.97 | 43.58 | 4 | 0
2030 | ERCOT_2_SPP_S | ERCOT | SPP_S | External | Summer | B2 | 25 | 800 | 0 | 63.97 | 62.94 | 4 | 0
2030 | ERCOT_2_SPP_S | ERCOT | SPP_S | External | Summer | B3 | 75 | 800 | 0 | 63.97 | 65.71 | 4 | 0
2030 | ERCOT_2_SPP_S | ERCOT | SPP_S | External | Summer | B4 | 100 | 800 | 0 | 63.97 | 63.47 | 4 | 0
2030 | ERCOT_2_SPP_S | ERCOT | SPP_S | External | Summer | B5 | 200 | 800 | 0 | 63.97 | 61.94 | 4 | 0
2030 | ERCOT_2_SPP_S | ERCOT | SPP_S | External | Summer | B6 | 300 | 800 | 0 | 63.97 | 46.09 | 4 | 0
2030 | ERCOT_2_SPP_S | ERCOT | SPP_S | External | Summer | B7 | 400 | 800 | 0 | 47.73 | 43.58 | 4 | 0
2030 | ERCOT_2_SPP_S | ERCOT | SPP_S | External | Summer | B8 | 500 | 800 | 0 | 43.79 | 41.37 | 4 | 0
2030 | ERCOT_2_SPP_S | ERCOT | SPP_S | External | Summer | B9 | 800 | 800 | 0 | 43.79 | 39.74 | 4 | 0
2030 | ERCOT_2_SPP_S | ERCOT | SPP_S | External | Summer | B10 | 1262 | 800 | 0 | 43.79 | 31.05 | 4 | 0
2030 | ERCOT_2_SPP_S | ERCOT | SPP_S | External | Winter | B16 | 25 | 800 | 0 | 48.13 | 34.87 | 4 | 0
2030 | ERCOT_2_SPP_S | ERCOT | SPP_S | External | Winter | B17 | 100 | 800 | 0 | 48.13 | 32.82 | 4 | 0
2030 | ERCOT_2_SPP_S | ERCOT | SPP_S | External | Winter | B18 | 400 | 800 | 0 | 48.13 | 35.42 | 4 | 0
2030 | ERCOT_2_SPP_S | ERCOT | SPP_S | External | Winter | B19 | 700 | 800 | 0 | 48.13 | 34.17 | 4 | 0
2030 | ERCOT_2_SPP_S | ERCOT | SPP_S | External | Winter | B20 | 935 | 800 | 0 | 39.74 | 25.24 | 4 | 0
2030 | MAPP_US_2_RMPA | MAPP_US | RMPA | External | Shoulder | B11 | 25 | 200 | 200 | 45.26 | 50.6 | 4 | 1.34
2030 | MAPP_US_2_RMPA | MAPP_US | RMPA | External | Shoulder | B12 | 200 | 200 | 200 | 39.31 | 50.6 | 4 | 7.29
2030 | MAPP_US_2_RMPA | MAPP_US | RMPA | External | Shoulder | B13 | 600 | 200 | 200 | 34.54 | 50.6 | 4 | 12.06
2030 | MAPP_US_2_RMPA | MAPP_US | RMPA | External | Shoulder | B14 | 900 | 200 | 200 | 29.12 | 50.6 | 4 | 17.48
2030 | MAPP_US_2_RMPA | MAPP_US | RMPA | External | Shoulder | B15 | 1203 | 200 | 200 | 26.55 | 48.35 | 4 | 17.8
2030 | MAPP_US_2_RMPA | MAPP_US | RMPA | External | Summer | B1 | 10 | 200 | 200 | 68.61 | 74.51 | 4 | 1.9
2030 | MAPP_US_2_RMPA | MAPP_US | RMPA | External | Summer | B2 | 25 | 200 | 200 | 64.19 | 74.51 | 4 | 6.32
2030 | MAPP_US_2_RMPA | MAPP_US | RMPA | External | Summer | B3 | 75 | 200 | 200 | 64.78 | 74.51 | 4 | 5.73
2030 | MAPP_US_2_RMPA | MAPP_US | RMPA | External | Summer | B4 | 100 | 200 | 83.84 | 63.68 | 67.68 | 4 | 0
2030 | MAPP_US_2_RMPA | MAPP_US | RMPA | External | Summer | B5 | 200 | 200 | 0 | 60.49 | 64.43 | 4 | 0
2030 | MAPP_US_2_RMPA | MAPP_US | RMPA | External | Summer | B6 | 300 | 200 | 169.72 | 44.39 | 48.39 | 4 | 0
2030 | MAPP_US_2_RMPA | MAPP_US | RMPA | External | Summer | B7 | 400 | 200 | 200 | 37.31 | 48.39 | 4 | 7.08
2030 | MAPP_US_2_RMPA | MAPP_US | RMPA | External | Summer | B8 | 500 | 200 | 200 | 34.77 | 48.39 | 4 | 9.62
2030 | MAPP_US_2_RMPA | MAPP_US | RMPA | External | Summer | B9 | 800 | 200 | 200 | 32.85 | 48.33 | 4 | 11.48
2030 | MAPP_US_2_RMPA | MAPP_US | RMPA | External | Summer | B10 | 1262 | 200 | 200 | 30.02 | 45.83 | 4 | 11.81
2030 | MAPP_US_2_RMPA | MAPP_US | RMPA | External | Winter | B16 | 25 | 200 | 200 | 24.02 | 59.62 | 4 | 31.6
2030 | MAPP_US_2_RMPA | MAPP_US | RMPA | External | Winter | B17 | 100 | 200 | 200 | 25.13 | 54.72 | 4 | 25.59
2030 | MAPP_US_2_RMPA | MAPP_US | RMPA | External | Winter | B18 | 400 | 200 | 200 | 33.16 | 54.72 | 4 | 17.57
2030 | MAPP_US_2_RMPA | MAPP_US | RMPA | External | Winter | B19 | 700 | 200 | 200 | 33.16 | 54.72 | 4 | 17.57
2030 | MAPP_US_2_RMPA | MAPP_US | RMPA | External | Winter | B20 | 935 | 200 | 200 | 26.99 | 42.94 | 4 | 11.95
2030 | NE_2_RMPA | NE | RMPA | External | Shoulder | B11 | 25 | 310 | 0 | 48.76 | 50.6 | 2.5 | 0
2030 | NE_2_RMPA | NE | RMPA | External | Shoulder | B12 | 200 | 310 | 310 | 42.81 | 50.6 | 2.5 | 5.29
2030 | NE_2_RMPA | NE | RMPA | External | Shoulder | B13 | 600 | 310 | 310 | 38.04 | 50.6 | 2.5 | 10.06
2030 | NE_2_RMPA | NE | RMPA | External | Shoulder | B14 | 900 | 310 | 310 | 27.24 | 50.6 | 2.5 | 20.86
2030 | NE_2_RMPA | NE | RMPA | External | Shoulder | B15 | 1203 | 310 | 310 | 24.05 | 48.35 | 2.5 | 21.8
2030 | NE_2_RMPA | NE | RMPA | External | Summer | B1 | 10 | 310 | 310 | 69.61 | 74.51 | 2.5 | 2.4
2030 | NE_2_RMPA | NE | RMPA | External | Summer | B2 | 25 | 310 | 310 | 65.19 | 74.51 | 2.5 | 6.82
2030 | NE_2_RMPA | NE | RMPA | External | Summer | B3 | 75 | 310 | 310 | 65.78 | 74.51 | 2.5 | 6.23
2030 | NE_2_RMPA | NE | RMPA | External | Summer | B4 | 100 | 310 | 86.17 | 65.18 | 67.68 | 2.5 | 0
2030 | NE_2_RMPA | NE | RMPA | External | Summer | B5 | 200 | 310 | 20.43 | 61.93 | 64.43 | 2.5 | 0
2030 | NE_2_RMPA | NE | RMPA | External | Summer | B6 | 300 | 310 | 0 | 46.08 | 48.39 | 2.5 | 0
2030 | NE_2_RMPA | NE | RMPA | External | Summer | B7 | 400 | 310 | 310 | 40.81 | 48.39 | 2.5 | 5.08
2030 | NE_2_RMPA | NE | RMPA | External | Summer | B8 | 500 | 310 | 310 | 38.27 | 48.39 | 2.5 | 7.62
2030 | NE_2_RMPA | NE | RMPA | External | Summer | B9 | 800 | 310 | 310 | 36.35 | 48.33 | 2.5 | 9.48
2030 | NE_2_RMPA | NE | RMPA | External | Summer | B10 | 1262 | 310 | 310 | 31.02 | 45.83 | 2.5 | 12.31
2030 | NE_2_RMPA | NE | RMPA | External | Winter | B16 | 25 | 310 | 310 | -38.13 | 59.62 | 2.5 | 95.25
2030 | NE_2_RMPA | NE | RMPA | External | Winter | B17 | 100 | 310 | 310 | 17.66 | 54.72 | 2.5 | 34.56
2030 | NE_2_RMPA | NE | RMPA | External | Winter | B18 | 400 | 310 | 310 | 34.15 | 54.72 | 2.5 | 18.08
2030 | NE_2_RMPA | NE | RMPA | External | Winter | B19 | 700 | 310 | 310 | 34.15 | 54.72 | 2.5 | 18.08
2030 | NE_2_RMPA | NE | RMPA | External | Winter | B20 | 935 | 310 | 310 | 24.49 | 42.94 | 2.5 | 15.95
2030 | NWPP_Coal_2_MAPP_US | NWPP_Coal | MAPP_US | External | Shoulder | B11 | 25 | 150 | 0 | 56.52 | 45.26 | 4 | 0
2030 | NWPP_Coal_2_MAPP_US | NWPP_Coal | MAPP_US | External | Shoulder | B12 | 200 | 150 | 0 | 56.52 | 39.31 | 4 | 0
2030 | NWPP_Coal_2_MAPP_US | NWPP_Coal | MAPP_US | External | Shoulder | B13 | 600 | 150 | 0 | 56.52 | 34.54 | 4 | 0
2030 | NWPP_Coal_2_MAPP_US | NWPP_Coal | MAPP_US | External | Shoulder | B14 | 900 | 150 | 0 | 56.52 | 29.12 | 4 | 0
2030 | NWPP_Coal_2_MAPP_US | NWPP_Coal | MAPP_US | External | Shoulder | B15 | 1203 | 150 | 0 | 56.52 | 26.55 | 4 | 0
2030 | NWPP_Coal_2_MAPP_US | NWPP_Coal | MAPP_US | External | Summer | B1 | 10 | 150 | 150 | 59.53 | 68.61 | 4 | 5.09
2030 | NWPP_Coal_2_MAPP_US | NWPP_Coal | MAPP_US | External | Summer | B2 | 25 | 150 | 150 | 59.53 | 64.19 | 4 | 0.66
2030 | NWPP_Coal_2_MAPP_US | NWPP_Coal | MAPP_US | External | Summer | B3 | 75 | 150 | 150 | 56.49 | 64.78 | 4 | 4.29
2030 | NWPP_Coal_2_MAPP_US | NWPP_Coal | MAPP_US | External | Summer | B4 | 100 | 150 | 150 | 56.49 | 63.68 | 4 | 3.19
2030 | NWPP_Coal_2_MAPP_US | NWPP_Coal | MAPP_US | External | Summer | B5 | 200 | 150 | 109.33 | 56.49 | 60.49 | 4 | 0
2030 | NWPP_Coal_2_MAPP_US | NWPP_Coal | MAPP_US | External | Summer | B6 | 300 | 150 | 0 | 56.49 | 44.39 | 4 | 0
2030 | NWPP_Coal_2_MAPP_US | NWPP_Coal | MAPP_US | External | Summer | B7 | 400 | 150 | 0 | 56.49 | 37.31 | 4 | 0
2030 | NWPP_Coal_2_MAPP_US | NWPP_Coal | MAPP_US | External | Summer | B8 | 500 | 150 | 0 | 56.49 | 34.77 | 4 | 0
2030 | NWPP_Coal_2_MAPP_US | NWPP_Coal | MAPP_US | External | Summer | B9 | 800 | 150 | 0 | 56.49 | 32.85 | 4 | 0
2030 | NWPP_Coal_2_MAPP_US | NWPP_Coal | MAPP_US | External | Summer | B10 | 1262 | 150 | 0 | 56.49 | 30.02 | 4 | 0
2030 | NWPP_Coal_2_MAPP_US | NWPP_Coal | MAPP_US | External | Winter | B16 | 25 | 150 | 0 | 60.55 | 24.02 | 4 | 0
2030 | NWPP_Coal_2_MAPP_US | NWPP_Coal | MAPP_US | External | Winter | B17 | 100 | 150 | 0 | 60.55 | 25.13 | 4 | 0
2030 | NWPP_Coal_2_MAPP_US | NWPP_Coal | MAPP_US | External | Winter | B18 | 400 | 150 | 0 | 60.55 | 33.16 | 4 | 0
2030 | NWPP_Coal_2_MAPP_US | NWPP_Coal | MAPP_US | External | Winter | B19 | 700 | 150 | 0 | 60.55 | 33.16 | 4 | 0
2030 | NWPP_Coal_2_MAPP_US | NWPP_Coal | MAPP_US | External | Winter | B20 | 935 | 150 | 0 | 60.55 | 26.99 | 4 | 0
2030 | RMPA_2_MAPP_US | RMPA | MAPP_US | External | Shoulder | B11 | 25 | 200 | 0 | 50.6 | 45.26 | 4 | 0
2030 | RMPA_2_MAPP_US | RMPA | MAPP_US | External | Shoulder | B12 | 200 | 200 | 0 | 50.6 | 39.31 | 4 | 0
2030 | RMPA_2_MAPP_US | RMPA | MAPP_US | External | Shoulder | B13 | 600 | 200 | 0 | 50.6 | 34.54 | 4 | 0
2030 | RMPA_2_MAPP_US | RMPA | MAPP_US | External | Shoulder | B14 | 900 | 200 | 0 | 50.6 | 29.12 | 4 | 0
2030 | RMPA_2_MAPP_US | RMPA | MAPP_US | External | Shoulder | B15 | 1203 | 200 | 0 | 48.35 | 26.55 | 4 | 0
2030 | RMPA_2_MAPP_US | RMPA | MAPP_US | External | Summer | B1 | 10 | 200 | 0 | 74.51 | 68.61 | 4 | 0
2030 | RMPA_2_MAPP_US | RMPA | MAPP_US | External | Summer | B2 | 25 | 200 | 0 | 74.51 | 64.19 | 4 | 0
2030 | RMPA_2_MAPP_US | RMPA | MAPP_US | External | Summer | B3 | 75 | 200 | 0 | 74.51 | 64.78 | 4 | 0
2030 | RMPA_2_MAPP_US | RMPA | MAPP_US | External | Summer | B4 | 100 | 200 | 0 | 67.68 | 63.68 | 4 | 0
2030 | RMPA_2_MAPP_US | RMPA | MAPP_US | External | Summer | B5 | 200 | 200 | 0 | 64.43 | 60.49 | 4 | 0
2030 | RMPA_2_MAPP_US | RMPA | MAPP_US | External | Summer | B6 | 300 | 200 | 0 | 48.39 | 44.39 | 4 | 0
2030 | RMPA_2_MAPP_US | RMPA | MAPP_US | External | Summer | B7 | 400 | 200 | 0 | 48.39 | 37.31 | 4 | 0
2030 | RMPA_2_MAPP_US | RMPA | MAPP_US | External | Summer | B8 | 500 | 200 | 0 | 48.39 | 34.77 | 4 | 0
2030 | RMPA_2_MAPP_US | RMPA | MAPP_US | External | Summer | B9 | 800 | 200 | 0 | 48.33 | 32.85 | 4 | 0
2030 | RMPA_2_MAPP_US | RMPA | MAPP_US | External | Summer | B10 | 1262 | 200 | 0 | 45.83 | 30.02 | 4 | 0
2030 | RMPA_2_MAPP_US | RMPA | MAPP_US | External | Winter | B16 | 25 | 200 | 0 | 59.62 | 24.02 | 4 | 0
2030 | RMPA_2_MAPP_US | RMPA | MAPP_US | External | Winter | B17 | 100 | 200 | 0 | 54.72 | 25.13 | 4 | 0
2030 | RMPA_2_MAPP_US | RMPA | MAPP_US | External | Winter | B18 | 400 | 200 | 0 | 54.72 | 33.16 | 4 | 0
2030 | RMPA_2_MAPP_US | RMPA | MAPP_US | External | Winter | B19 | 700 | 200 | 0 | 54.72 | 33.16 | 4 | 0
2030 | RMPA_2_MAPP_US | RMPA | MAPP_US | External | Winter | B20 | 935 | 200 | 0 | 42.94 | 26.99 | 4 | 0
2030 | RMPA_2_NE | RMPA | NE | External | Shoulder | B11 | 25 | 310 | 0 | 50.6 | 48.76 | 4 | 0
2030 | RMPA_2_NE | RMPA | NE | External | Shoulder | B12 | 200 | 310 | 0 | 50.6 | 42.81 | 4 | 0
2030 | RMPA_2_NE | RMPA | NE | External | Shoulder | B13 | 600 | 310 | 0 | 50.6 | 38.04 | 4 | 0
2030 | RMPA_2_NE | RMPA | NE | External | Shoulder | B14 | 900 | 310 | 0 | 50.6 | 27.24 | 4 | 0
2030 | RMPA_2_NE | RMPA | NE | External | Shoulder | B15 | 1203 | 310 | 0 | 48.35 | 24.05 | 4 | 0
2030 | RMPA_2_NE | RMPA | NE | External | Summer | B1 | 10 | 310 | 0 | 74.51 | 69.61 | 4 | 0
2030 | RMPA_2_NE | RMPA | NE | External | Summer | B2 | 25 | 310 | 0 | 74.51 | 65.19 | 4 | 0
2030 | RMPA_2_NE | RMPA | NE | External | Summer | B3 | 75 | 310 | 0 | 74.51 | 65.78 | 4 | 0
2030 | RMPA_2_NE | RMPA | NE | External | Summer | B4 | 100 | 310 | 0 | 67.68 | 65.18 | 4 | 0
2030 | RMPA_2_NE | RMPA | NE | External | Summer | B5 | 200 | 310 | 0 | 64.43 | 61.93 | 4 | 0
2030 | RMPA_2_NE | RMPA | NE | External | Summer | B6 | 300 | 310 | 0 | 48.39 | 46.08 | 4 | 0
2030 | RMPA_2_NE | RMPA | NE | External | Summer | B7 | 400 | 310 | 0 | 48.39 | 40.81 | 4 | 0
2030 | RMPA_2_NE | RMPA | NE | External | Summer | B8 | 500 | 310 | 0 | 48.39 | 38.27 | 4 | 0
2030 | RMPA_2_NE | RMPA | NE | External | Summer | B9 | 800 | 310 | 0 | 48.33 | 36.35 | 4 | 0
2030 | RMPA_2_NE | RMPA | NE | External | Summer | B10 | 1262 | 310 | 0 | 45.83 | 31.02 | 4 | 0
2030 | RMPA_2_NE | RMPA | NE | External | Winter | B16 | 25 | 310 | 0 | 59.62 | -38.13 | 4 | 0
2030 | RMPA_2_NE | RMPA | NE | External | Winter | B17 | 100 | 310 | 0 | 54.72 | 17.66 | 4 | 0
2030 | RMPA_2_NE | RMPA | NE | External | Winter | B18 | 400 | 310 | 0 | 54.72 | 34.15 | 4 | 0
2030 | RMPA_2_NE | RMPA | NE | External | Winter | B19 | 700 | 310 | 0 | 54.72 | 34.15 | 4 | 0
2030 | RMPA_2_NE | RMPA | NE | External | Winter | B20 | 935 | 310 | 0 | 42.94 | 24.49 | 4 | 0
2030 | RMPA_2_SPP_N | RMPA | SPP_N | External | Shoulder | B11 | 25 | 210 | 0 | 50.6 | 48.77 | 4 | 0
2030 | RMPA_2_SPP_N | RMPA | SPP_N | External | Shoulder | B12 | 200 | 210 | 0 | 50.6 | 42.82 | 4 | 0
2030 | RMPA_2_SPP_N | RMPA | SPP_N | External | Shoulder | B13 | 600 | 210 | 0 | 50.6 | 38.05 | 4 | 0
2030 | RMPA_2_SPP_N | RMPA | SPP_N | External | Shoulder | B14 | 900 | 210 | 0 | 50.6 | 27.25 | 4 | 0
2030 | RMPA_2_SPP_N | RMPA | SPP_N | External | Shoulder | B15 | 1203 | 210 | 0 | 48.35 | 24.06 | 4 | 0
2030 | RMPA_2_SPP_N | RMPA | SPP_N | External | Summer | B1 | 10 | 210 | 0 | 74.51 | 69.63 | 4 | 0
2030 | RMPA_2_SPP_N | RMPA | SPP_N | External | Summer | B2 | 25 | 210 | 0 | 74.51 | 65.2 | 4 | 0
2030 | RMPA_2_SPP_N | RMPA | SPP_N | External | Summer | B3 | 75 | 210 | 0 | 74.51 | 65.79 | 4 | 0
2030 | RMPA_2_SPP_N | RMPA | SPP_N | External | Summer | B4 | 100 | 210 | 0 | 67.68 | 65.19 | 4 | 0
2030 | RMPA_2_SPP_N | RMPA | SPP_N | External | Summer | B5 | 200 | 210 | 0 | 64.43 | 61.94 | 4 | 0
2030 | RMPA_2_SPP_N | RMPA | SPP_N | External | Summer | B6 | 300 | 210 | 0 | 48.39 | 46.09 | 4 | 0
2030 | RMPA_2_SPP_N | RMPA | SPP_N | External | Summer | B7 | 400 | 210 | 0 | 48.39 | 43.18 | 4 | 0
2030 | RMPA_2_SPP_N | RMPA | SPP_N | External | Summer | B8 | 500 | 210 | 0 | 48.39 | 41.36 | 4 | 0
2030 | RMPA_2_SPP_N | RMPA | SPP_N | External | Summer | B9 | 800 | 210 | 0 | 48.33 | 39.73 | 4 | 0
2030 | RMPA_2_SPP_N | RMPA | SPP_N | External | Summer | B10 | 1262 | 210 | 0 | 45.83 | 31.04 | 4 | 0
2030 | RMPA_2_SPP_N | RMPA | SPP_N | External | Winter | B16 | 25 | 210 | 0 | 59.62 | 34.86 | 4 | 0
2030 | RMPA_2_SPP_N | RMPA | SPP_N | External | Winter | B17 | 100 | 210 | 0 | 54.72 | 32.81 | 4 | 0
2030 | RMPA_2_SPP_N | RMPA | SPP_N | External | Winter | B18 | 400 | 210 | 0 | 54.72 | 35.41 | 4 | 0
2030 | RMPA_2_SPP_N | RMPA | SPP_N | External | Winter | B19 | 700 | 210 | 0 | 54.72 | 34.16 | 4 | 0
2030 | RMPA_2_SPP_N | RMPA | SPP_N | External | Winter | B20 | 935 | 210 | 0 | 42.94 | 25.23 | 4 | 0
2030 | SPP_N_2_RMPA | SPP_N | RMPA | External | Shoulder | B11 | 25 | 210 | 0 | 48.77 | 50.6 | 2.5 | 0
2030 | SPP_N_2_RMPA | SPP_N | RMPA | External | Shoulder | B12 | 200 | 210 | 210 | 42.82 | 50.6 | 2.5 | 5.28
2030 | SPP_N_2_RMPA | SPP_N | RMPA | External | Shoulder | B13 | 600 | 210 | 210 | 38.05 | 50.6 | 2.5 | 10.05
2030 | SPP_N_2_RMPA | SPP_N | RMPA | External | Shoulder | B14 | 900 | 210 | 210 | 27.25 | 50.6 | 2.5 | 20.85
2030 | SPP_N_2_RMPA | SPP_N | RMPA | External | Shoulder | B15 | 1203 | 210 | 210 | 24.06 | 48.35 | 2.5 | 21.79
2030 | SPP_N_2_RMPA | SPP_N | RMPA | External | Summer | B1 | 10 | 210 | 210 | 69.63 | 74.51 | 2.5 | 2.39
2030 | SPP_N_2_RMPA | SPP_N | RMPA | External | Summer | B2 | 25 | 210 | 210 | 65.2 | 74.51 | 2.5 | 6.81
2030 | SPP_N_2_RMPA | SPP_N | RMPA | External | Summer | B3 | 75 | 210 | 210 | 65.79 | 74.51 | 2.5 | 6.22
2030 | SPP_N_2_RMPA | SPP_N | RMPA | External | Summer | B4 | 100 | 210 | 0 | 65.19 | 67.68 | 2.5 | 0
2030 | SPP_N_2_RMPA | SPP_N | RMPA | External | Summer | B5 | 200 | 210 | 0 | 61.94 | 64.43 | 2.5 | 0
2030 | SPP_N_2_RMPA | SPP_N | RMPA | External | Summer | B6 | 300 | 210 | 0 | 46.09 | 48.39 | 2.5 | 0
2030 | SPP_N_2_RMPA | SPP_N | RMPA | External | Summer | B7 | 400 | 210 | 210 | 43.18 | 48.39 | 2.5 | 2.71
2030 | SPP_N_2_RMPA | SPP_N | RMPA | External | Summer | B8 | 500 | 210 | 210 | 41.36 | 48.39 | 2.5 | 4.53
2030 | SPP_N_2_RMPA | SPP_N | RMPA | External | Summer | B9 | 800 | 210 | 210 | 39.73 | 48.33 | 2.5 | 6.1
2030 | SPP_N_2_RMPA | SPP_N | RMPA | External | Summer | B10 | 1262 | 210 | 210 | 31.04 | 45.83 | 2.5 | 12.3
2030 | SPP_N_2_RMPA | SPP_N | RMPA | External | Winter | B16 | 25 | 210 | 210 | 34.86 | 59.62 | 2.5 | 22.27
2030 | SPP_N_2_RMPA | SPP_N | RMPA | External | Winter | B17 | 100 | 210 | 210 | 32.81 | 54.72 | 2.5 | 19.42
2030 | SPP_N_2_RMPA | SPP_N | RMPA | External | Winter | B18 | 400 | 210 | 210 | 35.41 | 54.72 | 2.5 | 16.82
2030 | SPP_N_2_RMPA | SPP_N | RMPA | External | Winter | B19 | 700 | 210 | 210 | 34.16 | 54.72 | 2.5 | 18.07
2030 | SPP_N_2_RMPA | SPP_N | RMPA | External | Winter | B20 | 935 | 210 | 210 | 25.23 | 42.94 | 2.5 | 15.21
2030 | SPP_S_2_ERCOT | SPP_S | ERCOT | External | Shoulder | B11 | 25 | 800 | 800 | 47.43 | 66.03 | 2.5 | 16.09
2030 | SPP_S_2_ERCOT | SPP_S | ERCOT | External | Shoulder | B12 | 200 | 800 | 800 | 42.84 | 49.25 | 2.5 | 3.91
2030 | SPP_S_2_ERCOT | SPP_S | ERCOT | External | Shoulder | B13 | 600 | 800 | 800 | 38.05 | 45.17 | 2.5 | 4.61
2030 | SPP_S_2_ERCOT | SPP_S | ERCOT | External | Shoulder | B14 | 900 | 800 | 800 | 27.24 | 45.17 | 2.5 | 15.43
2030 | SPP_S_2_ERCOT | SPP_S | ERCOT | External | Shoulder | B15 | 1203 | 800 | 800 | 23.02 | 41.22 | 2.5 | 15.7
2030 | SPP_S_2_ERCOT | SPP_S | ERCOT | External | Summer | B1 | 10 | 800 | 800 | 43.58 | 63.97 | 2.5 | 17.89
2030 | SPP_S_2_ERCOT | SPP_S | ERCOT | External | Summer | B2 | 25 | 800 | 0 | 62.94 | 63.97 | 2.5 | 0
2030 | SPP_S_2_ERCOT | SPP_S | ERCOT | External | Summer | B3 | 75 | 800 | 0 | 65.71 | 63.97 | 2.5 | 0
2030 | SPP_S_2_ERCOT | SPP_S | ERCOT | External | Summer | B4 | 100 | 800 | 0 | 63.47 | 63.97 | 2.5 | 0
2030 | SPP_S_2_ERCOT | SPP_S | ERCOT | External | Summer | B5 | 200 | 800 | 0 | 61.94 | 63.97 | 2.5 | 0
2030 | SPP_S_2_ERCOT | SPP_S | ERCOT | External | Summer | B6 | 300 | 800 | 800 | 46.09 | 63.97 | 2.5 | 15.38
2030 | SPP_S_2_ERCOT | SPP_S | ERCOT | External | Summer | B7 | 400 | 800 | 800 | 43.58 | 47.73 | 2.5 | 1.65
2030 | SPP_S_2_ERCOT | SPP_S | ERCOT | External | Summer | B8 | 500 | 800 | 0 | 41.37 | 43.79 | 2.5 | 0
2030 | SPP_S_2_ERCOT | SPP_S | ERCOT | External | Summer | B9 | 800 | 800 | 800 | 39.74 | 43.79 | 2.5 | 1.55
2030 | SPP_S_2_ERCOT | SPP_S | ERCOT | External | Summer | B10 | 1262 | 800 | 800 | 31.05 | 43.79 | 2.5 | 10.24
2030 | SPP_S_2_ERCOT | SPP_S | ERCOT | External | Winter | B16 | 25 | 800 | 800 | 34.87 | 48.13 | 2.5 | 10.77
2030 | SPP_S_2_ERCOT | SPP_S | ERCOT | External | Winter | B17 | 100 | 800 | 800 | 32.82 | 48.13 | 2.5 | 12.81
2030 | SPP_S_2_ERCOT | SPP_S | ERCOT | External | Winter | B18 | 400 | 800 | 800 | 35.42 | 48.13 | 2.5 | 10.22
2030 | SPP_S_2_ERCOT | SPP_S | ERCOT | External | Winter | B19 | 700 | 800 | 800 | 34.17 | 48.13 | 2.5 | 11.46
2030 | SPP_S_2_ERCOT | SPP_S | ERCOT | External | Winter | B20 | 935 | 800 | 800 | 25.24 | 39.74 | 2.5 | 12
2035 | AZ_NM_SNV_Coal_2_SPP_S | AZ_NM_SNV_Coal | SPP_S | External | Shoulder | B11 | 25 | 400 | 0 | 67.12 | 54.83 | 8.17 | 0
2035 | AZ_NM_SNV_Coal_2_SPP_S | AZ_NM_SNV_Coal | SPP_S | External | Shoulder | B12 | 200 | 400 | 0 | 62.05 | 48.34 | 8.17 | 0
2035 | AZ_NM_SNV_Coal_2_SPP_S | AZ_NM_SNV_Coal | SPP_S | External | Shoulder | B13 | 600 | 400 | 0 | 62.04 | 45.53 | 8.17 | 0
2035 | AZ_NM_SNV_Coal_2_SPP_S | AZ_NM_SNV_Coal | SPP_S | External | Shoulder | B14 | 900 | 400 | 0 | 62.04 | 30.29 | 8.17 | 0
2035 | AZ_NM_SNV_Coal_2_SPP_S | AZ_NM_SNV_Coal | SPP_S | External | Shoulder | B15 | 1203 | 400 | 0 | 56.34 | 23.95 | 8.17 | 0
2035 | AZ_NM_SNV_Coal_2_SPP_S | AZ_NM_SNV_Coal | SPP_S | External | Summer | B1 | 10 | 400 | 0 | 115.37 | 48.89 | 8.17 | 0
2035 | AZ_NM_SNV_Coal_2_SPP_S | AZ_NM_SNV_Coal | SPP_S | External | Summer | B2 | 25 | 400 | 0 | 97.49 | 70.59 | 8.17 | 0
2035 | AZ_NM_SNV_Coal_2_SPP_S | AZ_NM_SNV_Coal | SPP_S | External | Summer | B3 | 75 | 400 | 0 | 97.49 | 75.68 | 8.17 | 0
2035 | AZ_NM_SNV_Coal_2_SPP_S | AZ_NM_SNV_Coal | SPP_S | External | Summer | B4 | 100 | 400 | 0 | 97.49 | 71.18 | 8.17 | 0
2035 | AZ_NM_SNV_Coal_2_SPP_S | AZ_NM_SNV_Coal | SPP_S | External | Summer | B5 | 200 | 400 | 0 | 83.64 | 70.59 | 8.17 | 0
2035 | AZ_NM_SNV_Coal_2_SPP_S | AZ_NM_SNV_Coal | SPP_S | External | Summer | B6 | 300 | 400 | 0 | 71.57 | 58.2 | 8.17 | 0
2035 | AZ_NM_SNV_Coal_2_SPP_S | AZ_NM_SNV_Coal | SPP_S | External | Summer | B7 | 400 | 400 | 0 | 65.57 | 48.78 | 8.17 | 0
2035 | AZ_NM_SNV_Coal_2_SPP_S | AZ_NM_SNV_Coal | SPP_S | External | Summer | B8 | 500 | 400 | 0 | 65.57 | 46.58 | 8.17 | 0
2035 | AZ_NM_SNV_Coal_2_SPP_S | AZ_NM_SNV_Coal | SPP_S | External | Summer | B9 | 800 | 400 | 0 | 65.34 | 44.48 | 8.17 | 0
2035 | AZ_NM_SNV_Coal_2_SPP_S | AZ_NM_SNV_Coal | SPP_S | External | Summer | B10 | 1262 | 400 | 0 | 58.83 | 34.95 | 8.17 | 0
2035 | AZ_NM_SNV_Coal_2_SPP_S | AZ_NM_SNV_Coal | SPP_S | External | Winter | B16 | 25 | 400 | 0 | 71.02 | 43.28 | 8.17 | 0
2035 | AZ_NM_SNV_Coal_2_SPP_S | AZ_NM_SNV_Coal | SPP_S | External | Winter | B17 | 100 | 400 | 0 | 66.75 | 32.82 | 8.17 | 0
2035 | AZ_NM_SNV_Coal_2_SPP_S | AZ_NM_SNV_Coal | SPP_S | External | Winter | B18 | 400 | 400 | 0 | 66.74 | 41.37 | 8.17 | 0
2035 | AZ_NM_SNV_Coal_2_SPP_S | AZ_NM_SNV_Coal | SPP_S | External | Winter | B19 | 700 | 400 | 0 | 66.74 | 38.6 | 8.17 | 0
2035 | AZ_NM_SNV_Coal_2_SPP_S | AZ_NM_SNV_Coal | SPP_S | External | Winter | B20 | 935 | 400 | 0 | 59.4 | 26.23 | 8.17 | 0
2035 | ERCOT_2_SPP_S | ERCOT | SPP_S | External | Shoulder | B11 | 25 | 800 | 0 | 74.05 | 54.83 | 4 | 0
2035 | ERCOT_2_SPP_S | ERCOT | SPP_S | External | Shoulder | B12 | 200 | 800 | 0 | 50.56 | 48.34 | 4 | 0
2035 | ERCOT_2_SPP_S | ERCOT | SPP_S | External | Shoulder | B13 | 600 | 800 | 0 | 50.56 | 45.53 | 4 | 0
2035 | ERCOT_2_SPP_S | ERCOT | SPP_S | External | Shoulder | B14 | 900 | 800 | 0 | 50.56 | 30.29 | 4 | 0
2035 | ERCOT_2_SPP_S | ERCOT | SPP_S | External | Shoulder | B15 | 1203 | 800 | 0 | 44.87 | 23.95 | 4 | 0
2035 | ERCOT_2_SPP_S | ERCOT | SPP_S | External | Summer | B1 | 10 | 800 | 0 | 71.73 | 48.89 | 4 | 0
2035 | ERCOT_2_SPP_S | ERCOT | SPP_S | External | Summer | B2 | 25 | 800 | 0 | 71.73 | 70.59 | 4 | 0
2035 | ERCOT_2_SPP_S | ERCOT | SPP_S | External | Summer | B3 | 75 | 800 | 0 | 71.73 | 75.68 | 4 | 0
2035 | ERCOT_2_SPP_S | ERCOT | SPP_S | External | Summer | B4 | 100 | 800 | 0 | 71.73 | 71.18 | 4 | 0
2035 | ERCOT_2_SPP_S | ERCOT | SPP_S | External | Summer | B5 | 200 | 800 | 0 | 71.73 | 70.59 | 4 | 0
2035 | ERCOT_2_SPP_S | ERCOT | SPP_S | External | Summer | B6 | 300 | 800 | 0 | 71.73 | 58.2 | 4 | 0
2035 | ERCOT_2_SPP_S | ERCOT | SPP_S | External | Summer | B7 | 400 | 800 | 0 | 53.44 | 48.78 | 4 | 0
2035 | ERCOT_2_SPP_S | ERCOT | SPP_S | External | Summer | B8 | 500 | 800 | 0 | 49 | 46.58 | 4 | 0
2035 | ERCOT_2_SPP_S | ERCOT | SPP_S | External | Summer | B9 | 800 | 800 | 0 | 49 | 44.48 | 4 | 0
2035 | ERCOT_2_SPP_S | ERCOT | SPP_S | External | Summer | B10 | 1262 | 800 | 0 | 49 | 34.95 | 4 | 0
2035 | ERCOT_2_SPP_S | ERCOT | SPP_S | External | Winter | B16 | 25 | 800 | 0 | 53.83 | 43.28 | 4 | 0
2035 | ERCOT_2_SPP_S | ERCOT | SPP_S | External | Winter | B17 | 100 | 800 | 0 | 53.83 | 32.82 | 4 | 0
2035 | ERCOT_2_SPP_S | ERCOT | SPP_S | External | Winter | B18 | 400 | 800 | 0 | 53.83 | 41.37 | 4 | 0
2035 | ERCOT_2_SPP_S | ERCOT | SPP_S | External | Winter | B19 | 700 | 800 | 0 | 53.83 | 38.6 | 4 | 0
2035 | ERCOT_2_SPP_S | ERCOT | SPP_S | External | Winter | B20 | 935 | 800 | 0 | 41.35 | 26.23 | 4 | 0
2035 | MAPP_US_2_RMPA | MAPP_US | RMPA | External | Shoulder | B11 | 25 | 200 | 0 | 56.37 | 56.34 | 4 | 0
2035 | MAPP_US_2_RMPA | MAPP_US | RMPA | External | Shoulder | B12 | 200 | 200 | 200 | 44.83 | 54.84 | 4 | 6.01
2035 | MAPP_US_2_RMPA | MAPP_US | RMPA | External | Shoulder | B13 | 600 | 200 | 200 | 42.02 | 53.88 | 4 | 7.86
2035 | MAPP_US_2_RMPA | MAPP_US | RMPA | External | Shoulder | B14 | 900 | 200 | 200 | 30.2 | 53.88 | 4 | 19.68
2035 | MAPP_US_2_RMPA | MAPP_US | RMPA | External | Shoulder | B15 | 1203 | 200 | 200 | 26.89 | 48.18 | 4 | 17.29
2035 | MAPP_US_2_RMPA | MAPP_US | RMPA | External | Summer | B1 | 10 | 200 | 200 | 78.01 | 82.39 | 4 | 0.38
2035 | MAPP_US_2_RMPA | MAPP_US | RMPA | External | Summer | B2 | 25 | 200 | 200 | 71.62 | 76.76 | 4 | 1.14
2035 | MAPP_US_2_RMPA | MAPP_US | RMPA | External | Summer | B3 | 75 | 200 | 200 | 73.18 | 78.2 | 4 | 1.01
2035 | MAPP_US_2_RMPA | MAPP_US | RMPA | External | Summer | B4 | 100 | 200 | 0 | 70.1 | 70.2 | 4 | 0
2035 | MAPP_US_2_RMPA | MAPP_US | RMPA | External | Summer | B5 | 200 | 200 | 0 | 68.63 | 68.13 | 4 | 0
2035 | MAPP_US_2_RMPA | MAPP_US | RMPA | External | Summer | B6 | 300 | 200 | 0 | 54.69 | 54.19 | 4 | 0
2035 | MAPP_US_2_RMPA | MAPP_US | RMPA | External | Summer | B7 | 400 | 200 | 200 | 45.26 | 53.87 | 4 | 4.61
2035 | MAPP_US_2_RMPA | MAPP_US | RMPA | External | Summer | B8 | 500 | 200 | 200 | 39.93 | 53.87 | 4 | 9.94
2035 | MAPP_US_2_RMPA | MAPP_US | RMPA | External | Summer | B9 | 800 | 200 | 200 | 36.97 | 53.87 | 4 | 12.9
2035 | MAPP_US_2_RMPA | MAPP_US | RMPA | External | Summer | B10 | 1262 | 200 | 200 | 31.43 | 41.58 | 4 | 6.15
2035 | MAPP_US_2_RMPA | MAPP_US | RMPA | External | Winter | B16 | 25 | 200 | 200 | -30.06 | 62.86 | 4 | 88.92
2035 | MAPP_US_2_RMPA | MAPP_US | RMPA | External | Winter | B17 | 100 | 200 | 200 | 24.49 | 60.97 | 4 | 32.48
2035 | MAPP_US_2_RMPA | MAPP_US | RMPA | External | Winter | B18 | 400 | 200 | 200 | 37.84 | 58.57 | 4 | 16.73
2035 | MAPP_US_2_RMPA | MAPP_US | RMPA | External | Winter | B19 | 700 | 200 | 200 | 37.84 | 58.57 | 4 | 16.73
2035 | MAPP_US_2_RMPA | MAPP_US | RMPA | External | Winter | B20 | 935 | 200 | 200 | 27.1 | 42.15 | 4 | 11.04
2035 | NE_2_RMPA | NE | RMPA | External | Shoulder | B11 | 25 | 310 | 0 | 59.87 | 56.34 | 2.5 | 0
2035 | NE_2_RMPA | NE | RMPA | External | Shoulder | B12 | 200 | 310 | 310 | 48.33 | 54.84 | 2.5 | 4.01
2035 | NE_2_RMPA | NE | RMPA | External | Shoulder | B13 | 600 | 310 | 310 | 45.52 | 53.88 | 2.5 | 5.86
2035 | NE_2_RMPA | NE | RMPA | External | Shoulder | B14 | 900 | 310 | 310 | 30.29 | 53.88 | 2.5 | 21.09
2035 | NE_2_RMPA | NE | RMPA | External | Shoulder | B15 | 1203 | 310 | 310 | 24.39 | 48.18 | 2.5 | 21.29
2035 | NE_2_RMPA | NE | RMPA | External | Summer | B1 | 10 | 310 | 310 | 79.01 | 82.39 | 2.5 | 0.88
2035 | NE_2_RMPA | NE | RMPA | External | Summer | B2 | 25 | 310 | 291.94 | 74.26 | 76.76 | 2.5 | 0
2035 | NE_2_RMPA | NE | RMPA | External | Summer | B3 | 75 | 310 | 309.99 | 75.68 | 78.2 | 2.5 | 0.01
2035 | NE_2_RMPA | NE | RMPA | External | Summer | B4 | 100 | 310 | 0 | 73.6 | 70.2 | 2.5 | 0
2035 | NE_2_RMPA | NE | RMPA | External | Summer | B5 | 200 | 310 | 0 | 72.13 | 68.13 | 2.5 | 0
2035 | NE_2_RMPA | NE | RMPA | External | Summer | B6 | 300 | 310 | 0 | 58.19 | 54.19 | 2.5 | 0
2035 | NE_2_RMPA | NE | RMPA | External | Summer | B7 | 400 | 310 | 310 | 48.76 | 53.87 | 2.5 | 2.61
2035 | NE_2_RMPA | NE | RMPA | External | Summer | B8 | 500 | 310 | 310 | 43.43 | 53.87 | 2.5 | 7.94
2035 | NE_2_RMPA | NE | RMPA | External | Summer | B9 | 800 | 310 | 310 | 40.47 | 53.87 | 2.5 | 10.9
2035 | NE_2_RMPA | NE | RMPA | External | Summer | B10 | 1262 | 310 | 310 | 34.93 | 41.58 | 2.5 | 4.15
2035 | NE_2_RMPA | NE | RMPA | External | Winter | B16 | 25 | 310 | 310 | -32.56 | 62.86 | 2.5 | 92.92
2035 | NE_2_RMPA | NE | RMPA | External | Winter | B17 | 100 | 310 | 310 | 21.99 | 60.97 | 2.5 | 36.48
2035 | NE_2_RMPA | NE | RMPA | External | Winter | B18 | 400 | 310 | 310 | 41.34 | 58.57 | 2.5 | 14.73
2035 | NE_2_RMPA | NE | RMPA | External | Winter | B19 | 700 | 310 | 310 | 38.57 | 58.57 | 2.5 | 17.5
2035 | NE_2_RMPA | NE | RMPA | External | Winter | B20 | 935 | 310 | 310 | 25.53 | 42.15 | 2.5 | 14.12
2035 | NWPP_Coal_2_MAPP_US | NWPP_Coal | MAPP_US | External | Shoulder | B11 | 25 | 150 | 0 | 62.03 | 56.37 | 4 | 0
2035 | NWPP_Coal_2_MAPP_US | NWPP_Coal | MAPP_US | External | Shoulder | B12 | 200 | 150 | 0 | 62.03 | 44.83 | 4 | 0
2035 | NWPP_Coal_2_MAPP_US | NWPP_Coal | MAPP_US | External | Shoulder | B13 | 600 | 150 | 0 | 62.03 | 42.02 | 4 | 0
2035 | NWPP_Coal_2_MAPP_US | NWPP_Coal | MAPP_US | External | Shoulder | B14 | 900 | 150 | 0 | 62.03 | 30.2 | 4 | 0
2035 | NWPP_Coal_2_MAPP_US | NWPP_Coal | MAPP_US | External | Shoulder | B15 | 1203 | 150 | 0 | 62.03 | 26.89 | 4 | 0
2035 | NWPP_Coal_2_MAPP_US | NWPP_Coal | MAPP_US | External | Summer | B1 | 10 | 150 | 150 | 62.03 | 78.01 | 4 | 11.98
2035 | NWPP_Coal_2_MAPP_US | NWPP_Coal | MAPP_US | External | Summer | B2 | 25 | 150 | 150 | 62.03 | 71.62 | 4 | 5.59
2035 | NWPP_Coal_2_MAPP_US | NWPP_Coal | MAPP_US | External | Summer | B3 | 75 | 150 | 150 | 62.03 | 73.18 | 4 | 7.15
2035 | NWPP_Coal_2_MAPP_US | NWPP_Coal | MAPP_US | External | Summer | B4 | 100 | 150 | 150 | 62.03 | 70.1 | 4 | 4.07
2035 | NWPP_Coal_2_MAPP_US | NWPP_Coal | MAPP_US | External | Summer | B5 | 200 | 150 | 150 | 62.03 | 68.63 | 4 | 2.6
2035 | NWPP_Coal_2_MAPP_US | NWPP_Coal | MAPP_US | External | Summer | B6 | 300 | 150 | 0 | 62.03 | 54.69 | 4 | 0
2035 | NWPP_Coal_2_MAPP_US | NWPP_Coal | MAPP_US | External | Summer | B7 | 400 | 150 | 0 | 62.03 | 45.26 | 4 | 0
2035 | NWPP_Coal_2_MAPP_US | NWPP_Coal | MAPP_US | External | Summer | B8 | 500 | 150 | 0 | 62.03 | 39.93 | 4 | 0
2035 | NWPP_Coal_2_MAPP_US | NWPP_Coal | MAPP_US | External | Summer | B9 | 800 | 150 | 0 | 62.03 | 36.97 | 4 | 0
2035 | NWPP_Coal_2_MAPP_US | NWPP_Coal | MAPP_US | External | Summer | B10 | 1262 | 150 | 0 | 62.03 | 31.43 | 4 | 0
2035 | NWPP_Coal_2_MAPP_US | NWPP_Coal | MAPP_US | External | Winter | B16 | 25 | 150 | 0 | 66.73 | -30.06 | 4 | 0
2035 | NWPP_Coal_2_MAPP_US | NWPP_Coal | MAPP_US | External | Winter | B17 | 100 | 150 | 0 | 66.73 | 24.49 | 4 | 0
2035 | NWPP_Coal_2_MAPP_US | NWPP_Coal | MAPP_US | External | Winter | B18 | 400 | 150 | 0 | 66.73 | 37.84 | 4 | 0
2035 | NWPP_Coal_2_MAPP_US | NWPP_Coal | MAPP_US | External | Winter | B19 | 700 | 150 | 0 | 66.73 | 37.84 | 4 | 0
2035 | NWPP_Coal_2_MAPP_US | NWPP_Coal | MAPP_US | External | Winter | B20 | 935 | 150 | 0 | 66.73 | 27.1 | 4 | 0
2035 | RMPA_2_MAPP_US | RMPA | MAPP_US | External | Shoulder | B11 | 25 | 200 | 0 | 56.34 | 56.37 | 4 | 0
2035 | RMPA_2_MAPP_US | RMPA | MAPP_US | External | Shoulder | B12 | 200 | 200 | 0 | 54.84 | 44.83 | 4 | 0
2035 | RMPA_2_MAPP_US | RMPA | MAPP_US | External | Shoulder | B13 | 600 | 200 | 0 | 53.88 | 42.02 | 4 | 0
2035 | RMPA_2_MAPP_US | RMPA | MAPP_US | External | Shoulder | B14 | 900 | 200 | 0 | 53.88 | 30.2 | 4 | 0
2035 | RMPA_2_MAPP_US | RMPA | MAPP_US | External | Shoulder | B15 | 1203 | 200 | 0 | 48.18 | 26.89 | 4 | 0
2035 | RMPA_2_MAPP_US | RMPA | MAPP_US | External | Summer | B1 | 10 | 200 | 0 | 82.39 | 78.01 | 4 | 0
2035 | RMPA_2_MAPP_US | RMPA | MAPP_US | External | Summer | B2 | 25 | 200 | 0 | 76.76 | 71.62 | 4 | 0
2035 | RMPA_2_MAPP_US | RMPA | MAPP_US | External | Summer | B3 | 75 | 200 | 0 | 78.2 | 73.18 | 4 | 0
2035 | RMPA_2_MAPP_US | RMPA | MAPP_US | External | Summer | B4 | 100 | 200 | 0 | 70.2 | 70.1 | 4 | 0
2035 | RMPA_2_MAPP_US | RMPA | MAPP_US | External | Summer | B5 | 200 | 200 | 0 | 68.13 | 68.63 | 4 | 0
2035 | RMPA_2_MAPP_US | RMPA | MAPP_US | External | Summer | B6 | 300 | 200 | 0 | 54.19 | 54.69 | 4 | 0
2035 | RMPA_2_MAPP_US | RMPA | MAPP_US | External | Summer | B7 | 400 | 200 | 0 | 53.87 | 45.26 | 4 | 0
2035 | RMPA_2_MAPP_US | RMPA | MAPP_US | External | Summer | B8 | 500 | 200 | 0 | 53.87 | 39.93 | 4 | 0
2035 | RMPA_2_MAPP_US | RMPA | MAPP_US | External | Summer | B9 | 800 | 200 | 0 | 53.87 | 36.97 | 4 | 0
2035 | RMPA_2_MAPP_US | RMPA | MAPP_US | External | Summer | B10 | 1262 | 200 | 0 | 41.58 | 31.43 | 4 | 0
2035 | RMPA_2_MAPP_US | RMPA | MAPP_US | External | Winter | B16 | 25 | 200 | 0 | 62.86 | -30.06 | 4 | 0
2035 | RMPA_2_MAPP_US | RMPA | MAPP_US | External | Winter | B17 | 100 | 200 | 0 | 60.97 | 24.49 | 4 | 0
2035 | RMPA_2_MAPP_US | RMPA | MAPP_US | External | Winter | B18 | 400 | 200 | 0 | 58.57 | 37.84 | 4 | 0
2035 | RMPA_2_MAPP_US | RMPA | MAPP_US | External | Winter | B19 | 700 | 200 | 0 | 58.57 | 37.84 | 4 | 0
2035 | RMPA_2_MAPP_US | RMPA | MAPP_US | External | Winter | B20 | 935 | 200 | 0 | 42.15 | 27.1 | 4 | 0
2035 | RMPA_2_NE | RMPA | NE | External | Shoulder | B11 | 25 | 310 | 0 | 56.34 | 59.87 | 4 | 0
2035 | RMPA_2_NE | RMPA | NE | External | Shoulder | B12 | 200 | 310 | 0 | 54.84 | 48.33 | 4 | 0
2035 | RMPA_2_NE | RMPA | NE | External | Shoulder | B13 | 600 | 310 | 0 | 53.88 | 45.52 | 4 | 0
2035 | RMPA_2_NE | RMPA | NE | External | Shoulder | B14 | 900 | 310 | 0 | 53.88 | 30.29 | 4 | 0
2035 | RMPA_2_NE | RMPA | NE | External | Shoulder | B15 | 1203 | 310 | 0 | 48.18 | 24.39 | 4 | 0
2035 | RMPA_2_NE | RMPA | NE | External | Summer | B1 | 10 | 310 | 0 | 82.39 | 79.01 | 4 | 0
2035 | RMPA_2_NE | RMPA | NE | External | Summer | B2 | 25 | 310 | 0 | 76.76 | 74.26 | 4 | 0
2035 | RMPA_2_NE | RMPA | NE | External | Summer | B3 | 75 | 310 | 0 | 78.2 | 75.68 | 4 | 0
2035 | RMPA_2_NE | RMPA | NE | External | Summer | B4 | 100 | 310 | 0 | 70.2 | 73.6 | 4 | 0
2035 | RMPA_2_NE | RMPA | NE | External | Summer | B5 | 200 | 310 | 240.81 | 68.13 | 72.13 | 4 | 0
2035 | RMPA_2_NE | RMPA | NE | External | Summer | B6 | 300 | 310 | 154.31 | 54.19 | 58.19 | 4 | 0
2035 | RMPA_2_NE | RMPA | NE | External | Summer | B7 | 400 | 310 | 0 | 53.87 | 48.76 | 4 | 0
2035 | RMPA_2_NE | RMPA | NE | External | Summer | B8 | 500 | 310 | 0 | 53.87 | 43.43 | 4 | 0
2035 | RMPA_2_NE | RMPA | NE | External | Summer | B9 | 800 | 310 | 0 | 53.87 | 40.47 | 4 | 0
2035 | RMPA_2_NE | RMPA | NE | External | Summer | B10 | 1262 | 310 | 0 | 41.58 | 34.93 | 4 | 0
2035 | RMPA_2_NE | RMPA | NE | External | Winter | B16 | 25 | 310 | 0 | 62.86 | -32.56 | 4 | 0
2035 | RMPA_2_NE | RMPA | NE | External | Winter | B17 | 100 | 310 | 0 | 60.97 | 21.99 | 4 | 0
2035 | RMPA_2_NE | RMPA | NE | External | Winter | B18 | 400 | 310 | 0 | 58.57 | 41.34 | 4 | 0
2035 | RMPA_2_NE | RMPA | NE | External | Winter | B19 | 700 | 310 | 0 | 58.57 | 38.57 | 4 | 0
2035 | RMPA_2_NE | RMPA | NE | External | Winter | B20 | 935 | 310 | 0 | 42.15 | 25.53 | 4 | 0
2035 | RMPA_2_SPP_N | RMPA | SPP_N | External | Shoulder | B11 | 25 | 210 | 0 | 56.34 | 59.88 | 4 | 0
2035 | RMPA_2_SPP_N | RMPA | SPP_N | External | Shoulder | B12 | 200 | 210 | 0 | 54.84 | 48.34 | 4 | 0
2035 | RMPA_2_SPP_N | RMPA | SPP_N | External | Shoulder | B13 | 600 | 210 | 0 | 53.88 | 45.53 | 4 | 0
2035 | RMPA_2_SPP_N | RMPA | SPP_N | External | Shoulder | B14 | 900 | 210 | 0 | 53.88 | 30.3 | 4 | 0
2035 | RMPA_2_SPP_N | RMPA | SPP_N | External | Shoulder | B15 | 1203 | 210 | 0 | 48.18 | 24.4 | 4 | 0
2035 | RMPA_2_SPP_N | RMPA | SPP_N | External | Summer | B1 | 10 | 210 | 0 | 82.39 | 79.03 | 4 | 0
2035 | RMPA_2_SPP_N | RMPA | SPP_N | External | Summer | B2 | 25 | 210 | 0 | 76.76 | 74.27 | 4 | 0
2035 | RMPA_2_SPP_N | RMPA | SPP_N | External | Summer | B3 | 75 | 210 | 0 | 78.2 | 75.7 | 4 | 0
2035 | RMPA_2_SPP_N | RMPA | SPP_N | External | Summer | B4 | 100 | 210 | 0 | 70.2 | 73.61 | 4 | 0
2035 | RMPA_2_SPP_N | RMPA | SPP_N | External | Summer | B5 | 200 | 210 | 210 | 68.13 | 72.14 | 4 | 0.01
2035 | RMPA_2_SPP_N | RMPA | SPP_N | External | Summer | B6 | 300 | 210 | 210 | 54.19 | 58.2 | 4 | 0.01
2035 | RMPA_2_SPP_N | RMPA | SPP_N | External | Summer | B7 | 400 | 210 | 0 | 53.87 | 48.77 | 4 | 0
2035 | RMPA_2_SPP_N | RMPA | SPP_N | External | Summer | B8 | 500 | 210 | 0 | 53.87 | 46.57 | 4 | 0
2035 | RMPA_2_SPP_N | RMPA | SPP_N | External | Summer | B9 | 800 | 210 | 0 | 53.87 | 44.47 | 4 | 0
2035 | RMPA_2_SPP_N | RMPA | SPP_N | External | Summer | B10 | 1262 | 210 | 0 | 41.58 | 34.94 | 4 | 0
2035 | RMPA_2_SPP_N | RMPA | SPP_N | External | Winter | B16 | 25 | 210 | 0 | 62.86 | 43.27 | 4 | 0
2035 | RMPA_2_SPP_N | RMPA | SPP_N | External | Winter | B17 | 100 | 210 | 0 | 60.97 | 32.81 | 4 | 0
2035 | RMPA_2_SPP_N | RMPA | SPP_N | External | Winter | B18 | 400 | 210 | 0 | 58.57 | 41.35 | 4 | 0
2035 | RMPA_2_SPP_N | RMPA | SPP_N | External | Winter | B19 | 700 | 210 | 0 | 58.57 | 38.59 | 4 | 0
2035 | RMPA_2_SPP_N | RMPA | SPP_N | External | Winter | B20 | 935 | 210 | 0 | 42.15 | 26.22 | 4 | 0
2035 | SPP_N_2_RMPA | SPP_N | RMPA | External | Shoulder | B11 | 25 | 210 | 0 | 59.88 | 56.34 | 2.5 | 0
2035 | SPP_N_2_RMPA | SPP_N | RMPA | External | Shoulder | B12 | 200 | 210 | 210 | 48.34 | 54.84 | 2.5 | 4
2035 | SPP_N_2_RMPA | SPP_N | RMPA | External | Shoulder | B13 | 600 | 210 | 210 | 45.53 | 53.88 | 2.5 | 5.84
2035 | SPP_N_2_RMPA | SPP_N | RMPA | External | Shoulder | B14 | 900 | 210 | 210 | 30.3 | 53.88 | 2.5 | 21.07
2035 | SPP_N_2_RMPA | SPP_N | RMPA | External | Shoulder | B15 | 1203 | 210 | 210 | 24.4 | 48.18 | 2.5 | 21.28
2035 | SPP_N_2_RMPA | SPP_N | RMPA | External | Summer | B1 | 10 | 210 | 210 | 79.03 | 82.39 | 2.5 | 0.87
2035 | SPP_N_2_RMPA | SPP_N | RMPA | External | Summer | B2 | 25 | 210 | 0.03 | 74.27 | 76.76 | 2.5 | 0
2035 | SPP_N_2_RMPA | SPP_N | RMPA | External | Summer | B3 | 75 | 210 | 47.88 | 75.7 | 78.2 | 2.5 | 0
2035 | SPP_N_2_RMPA | SPP_N | RMPA | External | Summer | B4 | 100 | 210 | 0 | 73.61 | 70.2 | 2.5 | 0
2035 | SPP_N_2_RMPA | SPP_N | RMPA | External | Summer | B5 | 200 | 210 | 0 | 72.14 | 68.13 | 2.5 | 0
2035 | SPP_N_2_RMPA | SPP_N | RMPA | External | Summer | B6 | 300 | 210 | 0 | 58.2 | 54.19 | 2.5 | 0
2035 | SPP_N_2_RMPA | SPP_N | RMPA | External | Summer | B7 | 400 | 210 | 210 | 48.77 | 53.87 | 2.5 | 2.6
2035 | SPP_N_2_RMPA | SPP_N | RMPA | External | Summer | B8 | 500 | 210 | 210 | 46.57 | 53.87 | 2.5 | 4.8
2035 | SPP_N_2_RMPA | SPP_N | RMPA | External | Summer | B9 | 800 | 210 | 210 | 44.47 | 53.87 | 2.5 | 6.9
2035 | SPP_N_2_RMPA | SPP_N | RMPA | External | Summer | B10 | 1262 | 210 | 210 | 34.94 | 41.58 | 2.5 | 4.14
2035 | SPP_N_2_RMPA | SPP_N | RMPA | External | Winter | B16 | 25 | 210 | 210 | 43.27 | 62.86 | 2.5 | 17.09
2035 | SPP_N_2_RMPA | SPP_N | RMPA | External | Winter | B17 | 100 | 210 | 210 | 32.81 | 60.97 | 2.5 | 25.66
2035 | SPP_N_2_RMPA | SPP_N | RMPA | External | Winter | B18 | 400 | 210 | 210 | 41.35 | 58.57 | 2.5 | 14.72
2035 | SPP_N_2_RMPA | SPP_N | RMPA | External | Winter | B19 | 700 | 210 | 210 | 38.59 | 58.57 | 2.5 | 17.49
2035 | SPP_N_2_RMPA | SPP_N | RMPA | External | Winter | B20 | 935 | 210 | 210 | 26.22 | 42.15 | 2.5 | 13.43
2035 | SPP_S_2_ERCOT | SPP_S | ERCOT | External | Shoulder | B11 | 25 | 800 | 800 | 54.83 | 74.05 | 2.5 | 16.72
2035 | SPP_S_2_ERCOT | SPP_S | ERCOT | External | Shoulder | B12 | 200 | 800 | 0 | 48.34 | 50.56 | 2.5 | 0
2035 | SPP_S_2_ERCOT | SPP_S | ERCOT | External | Shoulder | B13 | 600 | 800 | 800 | 45.53 | 50.56 | 2.5 | 2.53
2035 | SPP_S_2_ERCOT | SPP_S | ERCOT | External | Shoulder | B14 | 900 | 800 | 800 | 30.29 | 50.56 | 2.5 | 17.77
2035 | SPP_S_2_ERCOT | SPP_S | ERCOT | External | Shoulder | B15 | 1203 | 800 | 800 | 23.95 | 44.87 | 2.5 | 18.42
2035 | SPP_S_2_ERCOT | SPP_S | ERCOT | External | Summer | B1 | 10 | 800 | 800 | 48.89 | 71.73 | 2.5 | 20.33
2035 | SPP_S_2_ERCOT | SPP_S | ERCOT | External | Summer | B2 | 25 | 800 | 0 | 70.59 | 71.73 | 2.5 | 0
2035 | SPP_S_2_ERCOT | SPP_S | ERCOT | External | Summer | B3 | 75 | 800 | 0 | 75.68 | 71.73 | 2.5 | 0
2035 | SPP_S_2_ERCOT | SPP_S | ERCOT | External | Summer | B4 | 100 | 800 | 0 | 71.18 | 71.73 | 2.5 | 0
2035 | SPP_S_2_ERCOT | SPP_S | ERCOT | External | Summer | B5 | 200 | 800 | 0 | 70.59 | 71.73 | 2.5 | 0
2035 | SPP_S_2_ERCOT | SPP_S | ERCOT | External | Summer | B6 | 300 | 800 | 800 | 58.2 | 71.73 | 2.5 | 11.03
2035 | SPP_S_2_ERCOT | SPP_S | ERCOT | External | Summer | B7 | 400 | 800 | 800 | 48.78 | 53.44 | 2.5 | 2.16
2035 | SPP_S_2_ERCOT | SPP_S | ERCOT | External | Summer | B8 | 500 | 800 | 0 | 46.58 | 49 | 2.5 | 0
2035 | SPP_S_2_ERCOT | SPP_S | ERCOT | External | Summer | B9 | 800 | 800 | 800 | 44.48 | 49 | 2.5 | 2.02
2035 | SPP_S_2_ERCOT | SPP_S | ERCOT | External | Summer | B10 | 1262 | 800 | 800 | 34.95 | 49 | 2.5 | 11.55
2035 | SPP_S_2_ERCOT | SPP_S | ERCOT | External | Winter | B16 | 25 | 800 | 800 | 43.28 | 53.83 | 2.5 | 8.04
2035 | SPP_S_2_ERCOT | SPP_S | ERCOT | External | Winter | B17 | 100 | 800 | 800 | 32.82 | 53.83 | 2.5 | 18.51
2035 | SPP_S_2_ERCOT | SPP_S | ERCOT | External | Winter | B18 | 400 | 800 | 800 | 41.37 | 53.83 | 2.5 | 9.96
2035 | SPP_S_2_ERCOT | SPP_S | ERCOT | External | Winter | B19 | 700 | 800 | 800 | 38.6 | 53.83 | 2.5 | 12.73
2035 | SPP_S_2_ERCOT | SPP_S | ERCOT | External | Winter | B20 | 935 | 800 | 800 | 26.23 | 41.35 | 2.5 | 12.61
2040 | AZ_NM_SNV_Coal_2_SPP_S | AZ_NM_SNV_Coal | SPP_S | External | Shoulder | B11 | 25 | 400 | 0 | 76.29 | 61.65 | 8.17 | 0
2040 | AZ_NM_SNV_Coal_2_SPP_S | AZ_NM_SNV_Coal | SPP_S | External | Shoulder | B12 | 200 | 400 | 0 | 68.15 | 54.55 | 8.17 | 0
2040 | AZ_NM_SNV_Coal_2_SPP_S | AZ_NM_SNV_Coal | SPP_S | External | Shoulder | B13 | 600 | 400 | 0 | 68.13 | 49.58 | 8.17 | 0
2040 | AZ_NM_SNV_Coal_2_SPP_S | AZ_NM_SNV_Coal | SPP_S | External | Shoulder | B14 | 900 | 400 | 0 | 68.11 | 30.57 | 8.17 | 0
2040 | AZ_NM_SNV_Coal_2_SPP_S | AZ_NM_SNV_Coal | SPP_S | External | Shoulder | B15 | 1203 | 400 | 0 | 58.84 | 22.8 | 8.17 | 0
2040 | AZ_NM_SNV_Coal_2_SPP_S | AZ_NM_SNV_Coal | SPP_S | External | Summer | B1 | 10 | 400 | 0 | 123.3 | 55 | 8.17 | 0
2040 | AZ_NM_SNV_Coal_2_SPP_S | AZ_NM_SNV_Coal | SPP_S | External | Summer | B2 | 25 | 400 | 0 | 114.23 | 79.58 | 8.17 | 0
2040 | AZ_NM_SNV_Coal_2_SPP_S | AZ_NM_SNV_Coal | SPP_S | External | Summer | B3 | 75 | 400 | 0 | 114.23 | 84.98 | 8.17 | 0
2040 | AZ_NM_SNV_Coal_2_SPP_S | AZ_NM_SNV_Coal | SPP_S | External | Summer | B4 | 100 | 400 | 0 | 114.23 | 80.25 | 8.17 | 0
2040 | AZ_NM_SNV_Coal_2_SPP_S | AZ_NM_SNV_Coal | SPP_S | External | Summer | B5 | 200 | 400 | 0 | 83.61 | 80.25 | 8.17 | 0
2040 | AZ_NM_SNV_Coal_2_SPP_S | AZ_NM_SNV_Coal | SPP_S | External | Summer | B6 | 300 | 400 | 0 | 77.09 | 65.14 | 8.17 | 0
2040 | AZ_NM_SNV_Coal_2_SPP_S | AZ_NM_SNV_Coal | SPP_S | External | Summer | B7 | 400 | 400 | 0 | 76.87 | 55 | 8.17 | 0
2040 | AZ_NM_SNV_Coal_2_SPP_S | AZ_NM_SNV_Coal | SPP_S | External | Summer | B8 | 500 | 400 | 0 | 76.87 | 52.68 | 8.17 | 0
2040 | AZ_NM_SNV_Coal_2_SPP_S | AZ_NM_SNV_Coal | SPP_S | External | Summer | B9 | 800 | 400 | 0 | 69.23 | 50.95 | 8.17 | 0
2040 | AZ_NM_SNV_Coal_2_SPP_S | AZ_NM_SNV_Coal | SPP_S | External | Summer | B10 | 1262 | 400 | 0 | 56.55 | 34.68 | 8.17 | 0
2040 | AZ_NM_SNV_Coal_2_SPP_S | AZ_NM_SNV_Coal | SPP_S | External | Winter | B16 | 25 | 400 | 0 | 81.71 | 44.51 | 8.17 | 0
2040 | AZ_NM_SNV_Coal_2_SPP_S | AZ_NM_SNV_Coal | SPP_S | External | Winter | B17 | 100 | 400 | 0 | 73.38 | 33.01 | 8.17 | 0
2040 | AZ_NM_SNV_Coal_2_SPP_S | AZ_NM_SNV_Coal | SPP_S | External | Winter | B18 | 400 | 400 | 0 | 73.36 | 45.46 | 8.17 | 0
2040 | AZ_NM_SNV_Coal_2_SPP_S | AZ_NM_SNV_Coal | SPP_S | External | Winter | B19 | 700 | 400 | 0 | 71.79 | 39.46 | 8.17 | 0
2040 | AZ_NM_SNV_Coal_2_SPP_S | AZ_NM_SNV_Coal | SPP_S | External | Winter | B20 | 935 | 400 | 0 | 63.79 | 26.02 | 8.17 | 0
2040 | ERCOT_2_SPP_S | ERCOT | SPP_S | External | Shoulder | B11 | 25 | 800 | 0 | 83.39 | 61.65 | 4 | 0
2040 | ERCOT_2_SPP_S | ERCOT | SPP_S | External | Shoulder | B12 | 200 | 800 | 0 | 56.84 | 54.55 | 4 | 0
2040 | ERCOT_2_SPP_S | ERCOT | SPP_S | External | Shoulder | B13 | 600 | 800 | 0 | 56.84 | 49.58 | 4 | 0
2040 | ERCOT_2_SPP_S | ERCOT | SPP_S | External | Shoulder | B14 | 900 | 800 | 0 | 56.84 | 30.57 | 4 | 0
2040 | ERCOT_2_SPP_S | ERCOT | SPP_S | External | Shoulder | B15 | 1203 | 800 | 0 | 46.14 | 22.8 | 4 | 0
2040 | ERCOT_2_SPP_S | ERCOT | SPP_S | External | Summer | B1 | 10 | 800 | 0 | 80.81 | 55 | 4 | 0
2040 | ERCOT_2_SPP_S | ERCOT | SPP_S | External | Summer | B2 | 25 | 800 | 0 | 80.81 | 79.58 | 4 | 0
2040 | ERCOT_2_SPP_S | ERCOT | SPP_S | External | Summer | B3 | 75 | 800 | 800 | 80.81 | 84.98 | 4 | 0.16
2040 | ERCOT_2_SPP_S | ERCOT | SPP_S | External | Summer | B4 | 100 | 800 | 0 | 80.81 | 80.25 | 4 | 0
2040 | ERCOT_2_SPP_S | ERCOT | SPP_S | External | Summer | B5 | 200 | 800 | 0 | 80.81 | 80.25 | 4 | 0
2040 | ERCOT_2_SPP_S | ERCOT | SPP_S | External | Summer | B6 | 300 | 800 | 0 | 80.81 | 65.14 | 4 | 0
2040 | ERCOT_2_SPP_S | ERCOT | SPP_S | External | Summer | B7 | 400 | 800 | 0 | 60.13 | 55 | 4 | 0
2040 | ERCOT_2_SPP_S | ERCOT | SPP_S | External | Summer | B8 | 500 | 800 | 0 | 55.11 | 52.68 | 4 | 0
2040 | ERCOT_2_SPP_S | ERCOT | SPP_S | External | Summer | B9 | 800 | 800 | 0 | 55.11 | 50.95 | 4 | 0
2040 | ERCOT_2_SPP_S | ERCOT | SPP_S | External | Summer | B10 | 1262 | 800 | 0 | 50.55 | 34.68 | 4 | 0
2040 | ERCOT_2_SPP_S | ERCOT | SPP_S | External | Winter | B16 | 25 | 800 | 0 | 60.45 | 44.51 | 4 | 0
2040 | ERCOT_2_SPP_S | ERCOT | SPP_S | External | Winter | B17 | 100 | 800 | 0 | 60.45 | 33.01 | 4 | 0
2040 | ERCOT_2_SPP_S | ERCOT | SPP_S | External | Winter | B18 | 400 | 800 | 0 | 60.45 | 45.46 | 4 | 0
2040 | ERCOT_2_SPP_S | ERCOT | SPP_S | External | Winter | B19 | 700 | 800 | 0 | 60.45 | 39.46 | 4 | 0
2040 | ERCOT_2_SPP_S | ERCOT | SPP_S | External | Winter | B20 | 935 | 800 | 0 | 42.47 | 26.02 | 4 | 0
2040 | MAPP_US_2_RMPA | MAPP_US | RMPA | External | Shoulder | B11 | 25 | 200 | 0 | 61.32 | 60.83 | 4 | 0
2040 | MAPP_US_2_RMPA | MAPP_US | RMPA | External | Shoulder | B12 | 200 | 200 | 200 | 51.02 | 59.96 | 4 | 4.94
2040 | MAPP_US_2_RMPA | MAPP_US | RMPA | External | Shoulder | B13 | 600 | 200 | 200 | 46.07 | 59.96 | 4 | 9.89
2040 | MAPP_US_2_RMPA | MAPP_US | RMPA | External | Shoulder | B14 | 900 | 200 | 200 | 33.07 | 59.95 | 4 | 22.87
2040 | MAPP_US_2_RMPA | MAPP_US | RMPA | External | Shoulder | B15 | 1203 | 200 | 200 | 25.42 | 43.19 | 4 | 13.77
2040 | MAPP_US_2_RMPA | MAPP_US | RMPA | External | Summer | B1 | 10 | 200 | 0 | 87.84 | 91.4 | 4 | 0
2040 | MAPP_US_2_RMPA | MAPP_US | RMPA | External | Summer | B2 | 25 | 200 | 128.07 | 83.49 | 87.49 | 4 | 0
2040 | MAPP_US_2_RMPA | MAPP_US | RMPA | External | Summer | B3 | 75 | 200 | 72.19 | 83.98 | 87.98 | 4 | 0
2040 | MAPP_US_2_RMPA | MAPP_US | RMPA | External | Summer | B4 | 100 | 200 | 0 | 80.27 | 78.98 | 4 | 0
2040 | MAPP_US_2_RMPA | MAPP_US | RMPA | External | Summer | B5 | 200 | 200 | 0 | 79.44 | 75.44 | 4 | 0
2040 | MAPP_US_2_RMPA | MAPP_US | RMPA | External | Summer | B6 | 300 | 200 | 0 | 63.37 | 60.54 | 4 | 0
2040 | MAPP_US_2_RMPA | MAPP_US | RMPA | External | Summer | B7 | 400 | 200 | 200 | 50.09 | 60.13 | 4 | 6.04
2040 | MAPP_US_2_RMPA | MAPP_US | RMPA | External | Summer | B8 | 500 | 200 | 200 | 44.74 | 60.13 | 4 | 11.39
2040 | MAPP_US_2_RMPA | MAPP_US | RMPA | External | Summer | B9 | 800 | 200 | 200 | 41.88 | 49.69 | 4 | 3.82
2040 | MAPP_US_2_RMPA | MAPP_US | RMPA | External | Summer | B10 | 1262 | 200 | 200 | 31.16 | 39.75 | 4 | 4.6
2040 | MAPP_US_2_RMPA | MAPP_US | RMPA | External | Winter | B16 | 25 | 200 | 200 | -26.8 | 73.55 | 4 | 96.34
2040 | MAPP_US_2_RMPA | MAPP_US | RMPA | External | Winter | B17 | 100 | 200 | 200 | 25.42 | 68.06 | 4 | 38.64
2040 | MAPP_US_2_RMPA | MAPP_US | RMPA | External | Winter | B18 | 400 | 200 | 200 | 41.94 | 65.2 | 4 | 19.26
2040 | MAPP_US_2_RMPA | MAPP_US | RMPA | External | Winter | B19 | 700 | 200 | 200 | 41.94 | 65.2 | 4 | 19.26
2040 | MAPP_US_2_RMPA | MAPP_US | RMPA | External | Winter | B20 | 935 | 200 | 200 | 27.59 | 36.65 | 4 | 5.06
2040 | NE_2_RMPA | NE | RMPA | External | Shoulder | B11 | 25 | 310 | 0 | 64.82 | 60.83 | 2.5 | 0
2040 | NE_2_RMPA | NE | RMPA | External | Shoulder | B12 | 200 | 310 | 310 | 54.52 | 59.96 | 2.5 | 2.94
2040 | NE_2_RMPA | NE | RMPA | External | Shoulder | B13 | 600 | 310 | 310 | 49.57 | 59.96 | 2.5 | 7.89
2040 | NE_2_RMPA | NE | RMPA | External | Shoulder | B14 | 900 | 310 | 310 | 30.57 | 59.95 | 2.5 | 26.87
2040 | NE_2_RMPA | NE | RMPA | External | Shoulder | B15 | 1203 | 310 | 310 | 22.92 | 43.19 | 2.5 | 17.77
2040 | NE_2_RMPA | NE | RMPA | External | Summer | B1 | 10 | 310 | 309.98 | 88.84 | 91.4 | 2.5 | 0.06
2040 | NE_2_RMPA | NE | RMPA | External | Summer | B2 | 25 | 310 | 309.96 | 84.98 | 87.49 | 2.5 | 0.01
2040 | NE_2_RMPA | NE | RMPA | External | Summer | B3 | 75 | 310 | 310 | 84.98 | 87.98 | 2.5 | 0.5
2040 | NE_2_RMPA | NE | RMPA | External | Summer | B4 | 100 | 310 | 0 | 82.98 | 78.98 | 2.5 | 0
2040 | NE_2_RMPA | NE | RMPA | External | Summer | B5 | 200 | 310 | 0 | 81.81 | 75.44 | 2.5 | 0
2040 | NE_2_RMPA | NE | RMPA | External | Summer | B6 | 300 | 310 | 0 | 65.13 | 60.54 | 2.5 | 0
2040 | NE_2_RMPA | NE | RMPA | External | Summer | B7 | 400 | 310 | 310 | 53.59 | 60.13 | 2.5 | 4.04
2040 | NE_2_RMPA | NE | RMPA | External | Summer | B8 | 500 | 310 | 310 | 48.24 | 60.13 | 2.5 | 9.39
2040 | NE_2_RMPA | NE | RMPA | External | Summer | B9 | 800 | 310 | 310 | 45.38 | 49.69 | 2.5 | 1.82
2040 | NE_2_RMPA | NE | RMPA | External | Summer | B10 | 1262 | 310 | 310 | 34.66 | 39.75 | 2.5 | 2.6
2040 | NE_2_RMPA | NE | RMPA | External | Winter | B16 | 25 | 310 | 310 | -29.3 | 73.55 | 2.5 | 100.34
2040 | NE_2_RMPA | NE | RMPA | External | Winter | B17 | 100 | 310 | 310 | 22.92 | 68.06 | 2.5 | 42.64
2040 | NE_2_RMPA | NE | RMPA | External | Winter | B18 | 400 | 310 | 310 | 45.44 | 65.2 | 2.5 | 17.26
2040 | NE_2_RMPA | NE | RMPA | External | Winter | B19 | 700 | 310 | 310 | 39.44 | 65.2 | 2.5 | 23.26
2040 | NE_2_RMPA | NE | RMPA | External | Winter | B20 | 935 | 310 | 310 | 26 | 36.65 | 2.5 | 8.16
2040 | NWPP_Coal_2_MAPP_US | NWPP_Coal | MAPP_US | External | Shoulder | B11 | 25 | 150 | 0 | 68.13 | 61.32 | 4 | 0
2040 | NWPP_Coal_2_MAPP_US | NWPP_Coal | MAPP_US | External | Shoulder | B12 | 200 | 150 | 0 | 68.13 | 51.02 | 4 | 0
2040 | NWPP_Coal_2_MAPP_US | NWPP_Coal | MAPP_US | External | Shoulder | B13 | 600 | 150 | 0 | 68.13 | 46.07 | 4 | 0
2040 | NWPP_Coal_2_MAPP_US | NWPP_Coal | MAPP_US | External | Shoulder | B14 | 900 | 150 | 0 | 68.13 | 33.07 | 4 | 0
2040 | NWPP_Coal_2_MAPP_US | NWPP_Coal | MAPP_US | External | Shoulder | B15 | 1203 | 150 | 0 | 68.13 | 25.42 | 4 | 0
2040 | NWPP_Coal_2_MAPP_US | NWPP_Coal | MAPP_US | External | Summer | B1 | 10 | 150 | 150 | 68.91 | 87.84 | 4 | 14.93
2040 | NWPP_Coal_2_MAPP_US | NWPP_Coal | MAPP_US | External | Summer | B2 | 25 | 150 | 150 | 68.7 | 83.49 | 4 | 10.78
2040 | NWPP_Coal_2_MAPP_US | NWPP_Coal | MAPP_US | External | Summer | B3 | 75 | 150 | 150 | 68.7 | 83.98 | 4 | 11.27
2040 | NWPP_Coal_2_MAPP_US | NWPP_Coal | MAPP_US | External | Summer | B4 | 100 | 150 | 150 | 68.7 | 80.27 | 4 | 7.57
2040 | NWPP_Coal_2_MAPP_US | NWPP_Coal | MAPP_US | External | Summer | B5 | 200 | 150 | 150 | 68.7 | 79.44 | 4 | 6.74
2040 | NWPP_Coal_2_MAPP_US | NWPP_Coal | MAPP_US | External | Summer | B6 | 300 | 150 | 0 | 68.7 | 63.37 | 4 | 0
2040 | NWPP_Coal_2_MAPP_US | NWPP_Coal | MAPP_US | External | Summer | B7 | 400 | 150 | 0 | 68.7 | 50.09 | 4 | 0
2040 | NWPP_Coal_2_MAPP_US | NWPP_Coal | MAPP_US | External | Summer | B8 | 500 | 150 | 0 | 68.7 | 44.74 | 4 | 0
2040 | NWPP_Coal_2_MAPP_US | NWPP_Coal | MAPP_US | External | Summer | B9 | 800 | 150 | 0 | 68.7 | 41.88 | 4 | 0
2040 | NWPP_Coal_2_MAPP_US | NWPP_Coal | MAPP_US | External | Summer | B10 | 1262 | 150 | 0 | 68.7 | 31.16 | 4 | 0
2040 | NWPP_Coal_2_MAPP_US | NWPP_Coal | MAPP_US | External | Winter | B16 | 25 | 150 | 0 | 81.69 | -26.8 | 4 | 0
2040 | NWPP_Coal_2_MAPP_US | NWPP_Coal | MAPP_US | External | Winter | B17 | 100 | 150 | 0 | 73.37 | 25.42 | 4 | 0
2040 | NWPP_Coal_2_MAPP_US | NWPP_Coal | MAPP_US | External | Winter | B18 | 400 | 150 | 0 | 73.37 | 41.94 | 4 | 0
2040 | NWPP_Coal_2_MAPP_US | NWPP_Coal | MAPP_US | External | Winter | B19 | 700 | 150 | 0 | 73.37 | 41.94 | 4 | 0
2040 | NWPP_Coal_2_MAPP_US | NWPP_Coal | MAPP_US | External | Winter | B20 | 935 | 150 | 0 | 73.37 | 27.59 | 4 | 0
2040 | RMPA_2_MAPP_US | RMPA | MAPP_US | External | Shoulder | B11 | 25 | 200 | 0 | 60.83 | 61.32 | 4 | 0
2040 | RMPA_2_MAPP_US | RMPA | MAPP_US | External | Shoulder | B12 | 200 | 200 | 0 | 59.96 | 51.02 | 4 | 0
2040 | RMPA_2_MAPP_US | RMPA | MAPP_US | External | Shoulder | B13 | 600 | 200 | 0 | 59.96 | 46.07 | 4 | 0
2040 | RMPA_2_MAPP_US | RMPA | MAPP_US | External | Shoulder | B14 | 900 | 200 | 0 | 59.95 | 33.07 | 4 | 0
2040 | RMPA_2_MAPP_US | RMPA | MAPP_US | External | Shoulder | B15 | 1203 | 200 | 0 | 43.19 | 25.42 | 4 | 0
2040 | RMPA_2_MAPP_US | RMPA | MAPP_US | External | Summer | B1 | 10 | 200 | 0 | 91.4 | 87.84 | 4 | 0
2040 | RMPA_2_MAPP_US | RMPA | MAPP_US | External | Summer | B2 | 25 | 200 | 0 | 87.49 | 83.49 | 4 | 0
2040 | RMPA_2_MAPP_US | RMPA | MAPP_US | External | Summer | B3 | 75 | 200 | 0 | 87.98 | 83.98 | 4 | 0
2040 | RMPA_2_MAPP_US | RMPA | MAPP_US | External | Summer | B4 | 100 | 200 | 0 | 78.98 | 80.27 | 4 | 0
2040 | RMPA_2_MAPP_US | RMPA | MAPP_US | External | Summer | B5 | 200 | 200 | 92.81 | 75.44 | 79.44 | 4 | 0
2040 | RMPA_2_MAPP_US | RMPA | MAPP_US | External | Summer | B6 | 300 | 200 | 0 | 60.54 | 63.37 | 4 | 0
2040 | RMPA_2_MAPP_US | RMPA | MAPP_US | External | Summer | B7 | 400 | 200 | 0 | 60.13 | 50.09 | 4 | 0
2040 | RMPA_2_MAPP_US | RMPA | MAPP_US | External | Summer | B8 | 500 | 200 | 0 | 60.13 | 44.74 | 4 | 0
2040 | RMPA_2_MAPP_US | RMPA | MAPP_US | External | Summer | B9 | 800 | 200 | 0 | 49.69 | 41.88 | 4 | 0
2040 | RMPA_2_MAPP_US | RMPA | MAPP_US | External | Summer | B10 | 1262 | 200 | 0 | 39.75 | 31.16 | 4 | 0
2040 | RMPA_2_MAPP_US | RMPA | MAPP_US | External | Winter | B16 | 25 | 200 | 0 | 73.55 | -26.8 | 4 | 0
2040 | RMPA_2_MAPP_US | RMPA | MAPP_US | External | Winter | B17 | 100 | 200 | 0 | 68.06 | 25.42 | 4 | 0
2040 | RMPA_2_MAPP_US | RMPA | MAPP_US | External | Winter | B18 | 400 | 200 | 0 | 65.2 | 41.94 | 4 | 0
2040 | RMPA_2_MAPP_US | RMPA | MAPP_US | External | Winter | B19 | 700 | 200 | 0 | 65.2 | 41.94 | 4 | 0
2040 | RMPA_2_MAPP_US | RMPA | MAPP_US | External | Winter | B20 | 935 | 200 | 0 | 36.65 | 27.59 | 4 | 0
2040 | RMPA_2_NE | RMPA | NE | External | Shoulder | B11 | 25 | 310 | 0.03 | 60.83 | 64.82 | 4 | 0
2040 | RMPA_2_NE | RMPA | NE | External | Shoulder | B12 | 200 | 310 | 0 | 59.96 | 54.52 | 4 | 0
2040 | RMPA_2_NE | RMPA | NE | External | Shoulder | B13 | 600 | 310 | 0 | 59.96 | 49.57 | 4 | 0
2040 | RMPA_2_NE | RMPA | NE | External | Shoulder | B14 | 900 | 310 | 0 | 59.95 | 30.57 | 4 | 0
2040 | RMPA_2_NE | RMPA | NE | External | Shoulder | B15 | 1203 | 310 | 0 | 43.19 | 22.92 | 4 | 0
2040 | RMPA_2_NE | RMPA | NE | External | Summer | B1 | 10 | 310 | 0 | 91.4 | 88.84 | 4 | 0
2040 | RMPA_2_NE | RMPA | NE | External | Summer | B2 | 25 | 310 | 0 | 87.49 | 84.98 | 4 | 0
2040 | RMPA_2_NE | RMPA | NE | External | Summer | B3 | 75 | 310 | 0 | 87.98 | 84.98 | 4 | 0
2040 | RMPA_2_NE | RMPA | NE | External | Summer | B4 | 100 | 310 | 64.35 | 78.98 | 82.98 | 4 | 0
2040 | RMPA_2_NE | RMPA | NE | External | Summer | B5 | 200 | 310 | 310 | 75.44 | 81.81 | 4 | 2.37
2040 | RMPA_2_NE | RMPA | NE | External | Summer | B6 | 300 | 310 | 310 | 60.54 | 65.13 | 4 | 0.59
2040 | RMPA_2_NE | RMPA | NE | External | Summer | B7 | 400 | 310 | 0 | 60.13 | 53.59 | 4 | 0
2040 | RMPA_2_NE | RMPA | NE | External | Summer | B8 | 500 | 310 | 0 | 60.13 | 48.24 | 4 | 0
2040 | RMPA_2_NE | RMPA | NE | External | Summer | B9 | 800 | 310 | 0 | 49.69 | 45.38 | 4 | 0
2040 | RMPA_2_NE | RMPA | NE | External | Summer | B10 | 1262 | 310 | 0 | 39.75 | 34.66 | 4 | 0
2040 | RMPA_2_NE | RMPA | NE | External | Winter | B16 | 25 | 310 | 0 | 73.55 | -29.3 | 4 | 0
2040 | RMPA_2_NE | RMPA | NE | External | Winter | B17 | 100 | 310 | 0 | 68.06 | 22.92 | 4 | 0
2040 | RMPA_2_NE | RMPA | NE | External | Winter | B18 | 400 | 310 | 0 | 65.2 | 45.44 | 4 | 0
2040 | RMPA_2_NE | RMPA | NE | External | Winter | B19 | 700 | 310 | 0 | 65.2 | 39.44 | 4 | 0
2040 | RMPA_2_NE | RMPA | NE | External | Winter | B20 | 935 | 310 | 0 | 36.65 | 26 | 4 | 0
2040 | RMPA_2_SPP_N | RMPA | SPP_N | External | Shoulder | B11 | 25 | 210 | 71.22 | 60.83 | 64.83 | 4 | 0
2040 | RMPA_2_SPP_N | RMPA | SPP_N | External | Shoulder | B12 | 200 | 210 | 0 | 59.96 | 54.53 | 4 | 0
2040 | RMPA_2_SPP_N | RMPA | SPP_N | External | Shoulder | B13 | 600 | 210 | 0 | 59.96 | 49.58 | 4 | 0
2040 | RMPA_2_SPP_N | RMPA | SPP_N | External | Shoulder | B14 | 900 | 210 | 0 | 59.95 | 30.59 | 4 | 0
2040 | RMPA_2_SPP_N | RMPA | SPP_N | External | Shoulder | B15 | 1203 | 210 | 0 | 43.19 | 22.93 | 4 | 0
2040 | RMPA_2_SPP_N | RMPA | SPP_N | External | Summer | B1 | 10 | 210 | 0 | 91.4 | 88.85 | 4 | 0
2040 | RMPA_2_SPP_N | RMPA | SPP_N | External | Summer | B2 | 25 | 210 | 0 | 87.49 | 84.99 | 4 | 0
2040 | RMPA_2_SPP_N | RMPA | SPP_N | External | Summer | B3 | 75 | 210 | 0 | 87.98 | 84.99 | 4 | 0
2040 | RMPA_2_SPP_N | RMPA | SPP_N | External | Summer | B4 | 100 | 210 | 209.99 | 78.98 | 82.99 | 4 | 0.01
2040 | RMPA_2_SPP_N | RMPA | SPP_N | External | Summer | B5 | 200 | 210 | 210 | 75.44 | 81.82 | 4 | 2.38
2040 | RMPA_2_SPP_N | RMPA | SPP_N | External | Summer | B6 | 300 | 210 | 210 | 60.54 | 65.14 | 4 | 0.61
2040 | RMPA_2_SPP_N | RMPA | SPP_N | External | Summer | B7 | 400 | 210 | 0 | 60.13 | 54.99 | 4 | 0
2040 | RMPA_2_SPP_N | RMPA | SPP_N | External | Summer | B8 | 500 | 210 | 0 | 60.13 | 52.66 | 4 | 0
2040 | RMPA_2_SPP_N | RMPA | SPP_N | External | Summer | B9 | 800 | 210 | 0 | 49.69 | 50.94 | 4 | 0
2040 | RMPA_2_SPP_N | RMPA | SPP_N | External | Summer | B10 | 1262 | 210 | 0 | 39.75 | 34.67 | 4 | 0
2040 | RMPA_2_SPP_N | RMPA | SPP_N | External | Winter | B16 | 25 | 210 | 0 | 73.55 | 44.5 | 4 | 0
2040 | RMPA_2_SPP_N | RMPA | SPP_N | External | Winter | B17 | 100 | 210 | 0 | 68.06 | 33 | 4 | 0
2040 | RMPA_2_SPP_N | RMPA | SPP_N | External | Winter | B18 | 400 | 210 | 0 | 65.2 | 45.45 | 4 | 0
2040 | RMPA_2_SPP_N | RMPA | SPP_N | External | Winter | B19 | 700 | 210 | 0 | 65.2 | 39.45 | 4 | 0
2040 | RMPA_2_SPP_N | RMPA | SPP_N | External | Winter | B20 | 935 | 210 | 0 | 36.65 | 26.01 | 4 | 0
2040 | SPP_N_2_RMPA | SPP_N | RMPA | External | Shoulder | B11 | 25 | 210 | 0 | 64.83 | 60.83 | 2.5 | 0
2040 | SPP_N_2_RMPA | SPP_N | RMPA | External | Shoulder | B12 | 200 | 210 | 210 | 54.53 | 59.96 | 2.5 | 2.93
2040 | SPP_N_2_RMPA | SPP_N | RMPA | External | Shoulder | B13 | 600 | 210 | 210 | 49.58 | 59.96 | 2.5 | 7.88
2040 | SPP_N_2_RMPA | SPP_N | RMPA | External | Shoulder | B14 | 900 | 210 | 210 | 30.59 | 59.95 | 2.5 | 26.86
2040 | SPP_N_2_RMPA | SPP_N | RMPA | External | Shoulder | B15 | 1203 | 210 | 210 | 22.93 | 43.19 | 2.5 | 17.76
2040 | SPP_N_2_RMPA | SPP_N | RMPA | External | Summer | B1 | 10 | 210 | 209.98 | 88.85 | 91.4 | 2.5 | 0.05
2040 | SPP_N_2_RMPA | SPP_N | RMPA | External | Summer | B2 | 25 | 210 | 83.98 | 84.99 | 87.49 | 2.5 | 0
2040 | SPP_N_2_RMPA | SPP_N | RMPA | External | Summer | B3 | 75 | 210 | 210 | 84.99 | 87.98 | 2.5 | 0.49
2040 | SPP_N_2_RMPA | SPP_N | RMPA | External | Summer | B4 | 100 | 210 | 0 | 82.99 | 78.98 | 2.5 | 0
2040 | SPP_N_2_RMPA | SPP_N | RMPA | External | Summer | B5 | 200 | 210 | 0 | 81.82 | 75.44 | 2.5 | 0
2040 | SPP_N_2_RMPA | SPP_N | RMPA | External | Summer | B6 | 300 | 210 | 0 | 65.14 | 60.54 | 2.5 | 0
2040 | SPP_N_2_RMPA | SPP_N | RMPA | External | Summer | B7 | 400 | 210 | 210 | 54.99 | 60.13 | 2.5 | 2.64
2040 | SPP_N_2_RMPA | SPP_N | RMPA | External | Summer | B8 | 500 | 210 | 210 | 52.66 | 60.13 | 2.5 | 4.97
2040 | SPP_N_2_RMPA | SPP_N | RMPA | External | Summer | B9 | 800 | 210 | 0 | 50.94 | 49.69 | 2.5 | 0
2040 | SPP_N_2_RMPA | SPP_N | RMPA | External | Summer | B10 | 1262 | 210 | 210 | 34.67 | 39.75 | 2.5 | 2.58
2040 | SPP_N_2_RMPA | SPP_N | RMPA | External | Winter | B16 | 25 | 210 | 210 | 44.5 | 73.55 | 2.5 | 26.54
2040 | SPP_N_2_RMPA | SPP_N | RMPA | External | Winter | B17 | 100 | 210 | 210 | 33 | 68.06 | 2.5 | 32.56
2040 | SPP_N_2_RMPA | SPP_N | RMPA | External | Winter | B18 | 400 | 210 | 210 | 45.45 | 65.2 | 2.5 | 17.25
2040 | SPP_N_2_RMPA | SPP_N | RMPA | External | Winter | B19 | 700 | 210 | 210 | 39.45 | 65.2 | 2.5 | 23.25
2040 | SPP_N_2_RMPA | SPP_N | RMPA | External | Winter | B20 | 935 | 210 | 210 | 26.01 | 36.65 | 2.5 | 8.14
2040 | SPP_S_2_ERCOT | SPP_S | ERCOT | External | Shoulder | B11 | 25 | 800 | 800 | 61.65 | 83.39 | 2.5 | 19.24
2040 | SPP_S_2_ERCOT | SPP_S | ERCOT | External | Shoulder | B12 | 200 | 800 | 0 | 54.55 | 56.84 | 2.5 | 0
2040 | SPP_S_2_ERCOT | SPP_S | ERCOT | External | Shoulder | B13 | 600 | 800 | 800 | 49.58 | 56.84 | 2.5 | 4.76
2040 | SPP_S_2_ERCOT | SPP_S | ERCOT | External | Shoulder | B14 | 900 | 800 | 800 | 30.57 | 56.84 | 2.5 | 23.77
2040 | SPP_S_2_ERCOT | SPP_S | ERCOT | External | Shoulder | B15 | 1203 | 800 | 800 | 22.8 | 46.14 | 2.5 | 20.84
2040 | SPP_S_2_ERCOT | SPP_S | ERCOT | External | Summer | B1 | 10 | 800 | 800 | 55 | 80.81 | 2.5 | 23.31
2040 | SPP_S_2_ERCOT | SPP_S | ERCOT | External | Summer | B2 | 25 | 800 | 0 | 79.58 | 80.81 | 2.5 | 0
2040 | SPP_S_2_ERCOT | SPP_S | ERCOT | External | Summer | B3 | 75 | 800 | 0 | 84.98 | 80.81 | 2.5 | 0
2040 | SPP_S_2_ERCOT | SPP_S | ERCOT | External | Summer | B4 | 100 | 800 | 0 | 80.25 | 80.81 | 2.5 | 0
2040 | SPP_S_2_ERCOT | SPP_S | ERCOT | External | Summer | B5 | 200 | 800 | 0 | 80.25 | 80.81 | 2.5 | 0
2040 | SPP_S_2_ERCOT | SPP_S | ERCOT | External | Summer | B6 | 300 | 800 | 800 | 65.14 | 80.81 | 2.5 | 13.17
2040 | SPP_S_2_ERCOT | SPP_S | ERCOT | External | Summer | B7 | 400 | 800 | 800 | 55 | 60.13 | 2.5 | 2.63
2040 | SPP_S_2_ERCOT | SPP_S | ERCOT | External | Summer | B8 | 500 | 800 | 0 | 52.68 | 55.11 | 2.5 | 0
2040 | SPP_S_2_ERCOT | SPP_S | ERCOT | External | Summer | B9 | 800 | 800 | 800 | 50.95 | 55.11 | 2.5 | 1.65
2040 | SPP_S_2_ERCOT | SPP_S | ERCOT | External | Summer | B10 | 1262 | 800 | 800 | 34.68 | 50.55 | 2.5 | 13.37
2040 | SPP_S_2_ERCOT | SPP_S | ERCOT | External | Winter | B16 | 25 | 800 | 800 | 44.51 | 60.45 | 2.5 | 13.44
2040 | SPP_S_2_ERCOT | SPP_S | ERCOT | External | Winter | B17 | 100 | 800 | 800 | 33.01 | 60.45 | 2.5 | 24.94
2040 | SPP_S_2_ERCOT | SPP_S | ERCOT | External | Winter | B18 | 400 | 800 | 800 | 45.46 | 60.45 | 2.5 | 12.49
2040 | SPP_S_2_ERCOT | SPP_S | ERCOT | External | Winter | B19 | 700 | 800 | 800 | 39.46 | 60.45 | 2.5 | 18.49
2040 | SPP_S_2_ERCOT | SPP_S | ERCOT | External | Winter | B20 | 935 | 800 | 800 | 26.02 | 42.47 | 2.5 | 13.96